2026 | 444 | CB 444 | Tier-2 | Tier-2---16 | 4--2 | 17 | 12 | 117.4434 | 97.68% | 1.947% | 0.3705% | 23.4841 | 0 | 0 | 23.4841 | 0 | 22.4022 | 1.5848 | 14.136 | 22.4022 | 1.5848 | 14.136 | 23.5992 | 1.6694 | 14.136 | 20% | 0.081621 | 0.064912 | 1438.8937 | 81.4155 | 42.4476 | 1315.0306 | 1447.4784 | 0 | 0 | 1447.4784 | 0.0007744%
2026 | 445 | 445-1311R | Tier-3 | Tier-3---5 | 5--5 | 337 | 42 | 9632.5907 | 94.96% | 4.965% | 0.07823% | 330.589 | 0 | 0 | 330.589 | 0 | 315.3595 | 5.5467 | 56.8556 | 315.3595 | 5.5467 | 56.8556 | 332.2095 | 5.843 | 56.8556 | 3.432% | 0.53792 | 0.51848 | 17907.0399 | 1026.0345 | 824.7437 | 16056.2617 | 17940.9009 | 0 | 0 | 17940.9009 | 0.0109%
2026 | 445 | 445-1315 | Tier-2 | Tier-2---19 | 1--5 | 4 | 1 | 26.2494 | 99.59% | 0% | 0.4079% | 1.8953 | 0 | 0 | 1.8953 | 0 | 1.808 | 0.13206 | 13.6904 | 1.808 | 0.13206 | 13.6904 | 1.9046 | 0.13912 | 13.6904 | 7.22% | 0.000636 | 0.00058989 | 41272.5846 | 2451.3434 | 2160.3074 | 36660.9338 | 41285.7454 | 0 | 0 | 41285.7454 | 6.25e-05%
2026 | 445 | 445-17R | Tier-2 | Tier-2---8 | 5--3 | 97 | 36 | 1603.5562 | 88.72% | 11.16% | 0.1231% | 153.1223 | 0 | 0 | 153.1223 | 0 | 146.0683 | 4.7543 | 30.7234 | 146.0683 | 4.7543 | 30.7234 | 153.8729 | 5.0083 | 30.7234 | 9.549% | 0.53426 | 0.47676 | 3001.4248 | 150.999 | 302.1467 | 2548.279 | 3042.2557 | 0 | 0 | 3042.2557 | 0.005049%
2026 | 445 | 445-39R | Tier-2 | Tier-2---5 | 5--4 | 246 | 13 | 3678.5806 | 87.54% | 12.33% | 0.1304% | 49.3512 | 0 | 0 | 49.3512 | 0 | 47.0776 | 1.7168 | 27.4213 | 47.0776 | 1.7168 | 27.4213 | 49.5931 | 1.8086 | 27.4213 | 1.342% | 0.48997 | 0.48246 | 7507.8253 | 391.1864 | 914.4635 | 6202.1754 | 7522.3838 | 0 | 0 | 7522.3838 | 0.001627%
2026 | 448 | 448-724R | Tier-3 | Tier-3---18 | 5--2 | 202 | 21 | 520.639 | 76.18% | 22.78% | 1.038% | 11.9583 | 0 | 0 | 11.9583 | 0 | 11.4074 | 2.7733 | 4.1132 | 11.4074 | 2.7733 | 4.1132 | 12.0169 | 2.9215 | 4.1132 | 2.297% | 0.55035 | 0.53376 | 946.0153 | 35.8531 | 201.7143 | 708.4479 | 953.0189 | 0 | 0 | 953.0189 | 0.0003943%
2026 | 448 | 448-735R | Tier-3 | Tier-3---18 | 5--2 | 170 | 10 | 630.7627 | 79.12% | 20.09% | 0.7869% | 8.5136 | 0 | 0 | 8.5136 | 0 | 8.1214 | 1.3206 | 6.1496 | 8.1214 | 1.3206 | 6.1496 | 8.5553 | 1.3912 | 6.1496 | 1.35% | 0.54202 | 0.53277 | 1163.7353 | 53.8869 | 215.9361 | 893.9122 | 1167.9519 | 0 | 0 | 1167.9519 | 0.0002807%
2026 | 449 | 449-13R | Tier-3 | Tier-3---7 | 5--5 | 557 | 1 | 6729.9647 | 90.49% | 9.346% | 0.1629% | 3.1707 | 0 | 0 | 3.1707 | 0 | 3.0247 | 0.13206 | 22.9032 | 3.0247 | 0.13206 | 22.9032 | 3.1863 | 0.13912 | 22.9032 | 0.04711% | 0.28234 | 0.28219 | 23836.2998 | 1408.7102 | 2080.9099 | 20346.6798 | 23837.4805 | 0 | 0 | 23837.4805 | 0.0001046%
2026 | 449 | 449-683 | Tier-3 | Tier-3---18 | 5--3 | 26 | 26 | 625.3129 | 96.7% | 3.156% | 0.1473% | 175.3503 | 0 | 0 | 175.3503 | 0 | 167.2723 | 3.4337 | 48.7155 | 167.2723 | 3.4337 | 48.7155 | 176.2099 | 3.6171 | 48.7155 | 28.04% | 0.34581 | 0.24552 | 1808.2683 | 90.977 | 47.6654 | 1669.626 | 1832.667 | 0 | 0 | 1832.667 | 0.005782%
2026 | 470 | 470-47R | Tier-3 | Tier-3---2 | 5--5 | 534 | 56 | 16740.3911 | 99.37% | 0.5365% | 0.09319% | 505.9027 | 0 | 0 | 505.9027 | 0 | 482.5968 | 7.3956 | 65.2549 | 482.5968 | 7.3956 | 65.2549 | 508.3826 | 7.7907 | 65.2549 | 3.022% | 0.16225 | 0.15732 | 103174.1084 | 6598.1472 | 589.4379 | 95986.5234 | 103194.4865 | 0 | 0 | 103194.4865 | 0.01668%
2026 | 520 | 520-10R | Tier-2 | Tier-2---7 | 4--5 | 155 | 90 | 1478.7446 | 97.97% | 1.759% | 0.2664% | 243.9572 | 0 | 0 | 243.9572 | 0 | 232.7186 | 11.8857 | 19.5797 | 232.7186 | 11.8857 | 19.5797 | 245.1531 | 12.5208 | 19.5797 | 16.5% | 0.046043 | 0.03829 | 32116.3215 | 3380.3007 | 793.9909 | 27942.0299 | 32248.06 | 0 | 0 | 32248.06 | 0.008045%
2026 | 520 | 520-1525R | Tier-2 | Tier-2---8 | 5--5 | 145 | 16 | 1632.8033 | 98.29% | 1.436% | 0.2778% | 51.3544 | 0 | 0 | 51.3544 | 0 | 48.9886 | 2.113 | 23.1842 | 48.9886 | 2.113 | 23.1842 | 51.6061 | 2.2259 | 23.1842 | 3.145% | 0.099044 | 0.095874 | 16485.7021 | 1672.9156 | 358.491 | 14454.2955 | 16495.0406 | 0 | 0 | 16495.0406 | 0.001693%
2026 | 520 | 520-1527R | Tier-3 | Tier-3---7 | 5--5 | 249 | 13 | 6763.0006 | 96.72% | 3.176% | 0.1068% | 99.0347 | 0 | 0 | 99.0347 | 0 | 94.4723 | 1.7168 | 55.0273 | 94.4723 | 1.7168 | 55.0273 | 99.5201 | 1.8086 | 55.0273 | 1.464% | 0.27105 | 0.26694 | 24951.4497 | 1805.8111 | 756.6493 | 22388.9893 | 24964.0403 | 0 | 0 | 24964.0403 | 0.003266%
2026 | 520 | 520-1902R | Tier-2 | Tier-2---9 | 4--4 | 408 | 1 | 748.333 | 77.34% | 21.7% | 0.962% | 0.41136 | 0 | 0 | 0.41136 | 0 | 0.39241 | 0.13206 | 2.9714 | 0.39241 | 0.13206 | 2.9714 | 0.41338 | 0.13912 | 2.9714 | 0.05497% | 0.058932 | 0.05889 | 12698.2886 | 1100.527 | 2687.8901 | 8909.8715 | 12700.3355 | 0 | 0 | 12700.3355 | 1.357e-05%
2026 | 520 | 520-1902R | Tier-2 | Tier-2---9 | 4--4 | 408 | 58 | 748.333 | 77.34% | 21.7% | 0.962% | 23.8589 | 0 | 0 | 23.8589 | 0 | 22.7597 | 7.6597 | 2.9714 | 22.7597 | 7.6597 | 2.9714 | 23.9758 | 8.069 | 2.9714 | 3.188% | 0.058932 | 0.056502 | 12698.2886 | 1100.527 | 2687.8901 | 8909.8715 | 12822.0274 | 0 | 0 | 12822.0274 | 0.0007868%
2026 | 520 | 520-1904 | Tier-3 | Tier-3---13 | 4--5 | 276 | 133 | 2084.5359 | 96.48% | 3.265% | 0.2521% | 281.0603 | 0 | 0 | 281.0603 | 0 | 268.1124 | 17.5645 | 15.2645 | 268.1124 | 17.5645 | 15.2645 | 282.438 | 18.503 | 15.2645 | 13.48% | 0.05278 | 0.045404 | 39495.106 | 2613.3418 | 1305.0051 | 35576.7591 | 39720.7713 | 0 | 0 | 39720.7713 | 0.009268%
2026 | 520 | 520-22R | Tier-2 | Tier-2---14 | 4--4 | 113 | 5 | 258.296 | 74.72% | 24.53% | 0.7505% | 2.4766 | 0 | 0 | 2.4766 | 0 | 2.3625 | 0.66032 | 3.5779 | 2.3625 | 0.66032 | 3.5779 | 2.4888 | 0.6956 | 3.5779 | 0.9588% | 0.036011 | 0.035549 | 7172.7783 | 807.1844 | 2439.3669 | 3926.227 | 7196.3456 | 0 | 0 | 7196.3456 | 8.167e-05%
2026 | 521 | 521-14R | Tier-3 | Tier-3---5 | 5--5 | 315 | 119 | 11350.2874 | 96.69% | 3.233% | 0.07621% | 1202.342 | 0 | 0 | 1202.342 | 0 | 1146.9526 | 15.7156 | 72.9819 | 1146.9526 | 15.7156 | 72.9819 | 1208.2359 | 16.5553 | 72.9819 | 10.59% | 0.27097 | 0.24128 | 41888.3276 | 2255.8215 | 1272.0917 | 38360.4144 | 42058.8559 | 0 | 0 | 42058.8559 | 0.03965%
2026 | 521 | 521-1856R | Tier-3 | Tier-3---6 | 5--5 | 335 | 88 | 8477.8617 | 97.79% | 2.104% | 0.1048% | 631.5734 | 0 | 0 | 631.5734 | 0 | 602.4781 | 11.6216 | 51.8412 | 602.4781 | 11.6216 | 51.8412 | 634.6693 | 12.2426 | 51.8412 | 7.45% | 0.15411 | 0.14237 | 55012.684 | 3012.448 | 1105.9909 | 50894.245 | 55112.8651 | 0 | 0 | 55112.8651 | 0.02083%
2026 | 521 | 521-18R | Tier-3 | Tier-3---6 | 4--5 | 307 | 23 | 8713.0173 | 99.36% | 0.5424% | 0.09583% | 188.0941 | 0 | 0 | 188.0941 | 0 | 179.429 | 3.0375 | 59.072 | 179.429 | 3.0375 | 59.072 | 189.0161 | 3.1998 | 59.072 | 2.159% | 0.071321 | 0.069772 | 122165.8816 | 6890.9356 | 771.7339 | 114503.2122 | 122183.1987 | 0 | 0 | 122183.1987 | 0.006203%
2026 | 521 | 521-27R | Tier-2 | Tier-2---3 | 4--5 | 358 | 125 | 5618.6229 | 98.78% | 1.092% | 0.1294% | 561.9783 | 0 | 0 | 561.9783 | 0 | 536.0891 | 16.508 | 32.4746 | 536.0891 | 16.508 | 32.4746 | 564.7331 | 17.39 | 32.4746 | 10% | 0.063668 | 0.057221 | 88249.328 | 6355.7576 | 1136.662 | 80756.9084 | 88370.7269 | 0 | 0 | 88370.7269 | 0.01853%
2026 | 523 | 523-31AE | Tier-2 | Tier-2---14 | 4--4 | 199 | 61 | 305.199 | 11.7% | 87.21% | 1.095% | 3.1733 | 0 | 0 | 3.1733 | 0 | 3.0271 | 8.0559 | 0.37577 | 3.0271 | 8.0559 | 0.37577 | 3.1889 | 8.4863 | 0.37577 | 1.04% | 0.037419 | 0.034093 | 8156.1707 | 129.3833 | 6531.3069 | 1495.4806 | 8858.8715 | 0 | 0 | 8858.8715 | 0.0001046%
2026 | 523 | CB 523 | Tier-2 | Tier-2---13 | 4--4 | 259 | 6 | 305.5692 | 37.2% | 61.32% | 1.484% | 0.76361 | 0 | 0 | 0.76361 | 0 | 0.72844 | 0.79238 | 0.9193 | 0.72844 | 0.79238 | 0.9193 | 0.76736 | 0.83472 | 0.9193 | 0.2499% | 0.044603 | 0.044303 | 6850.8655 | 393.6973 | 4462.8655 | 1994.3028 | 6879.9659 | 0 | 0 | 6879.9659 | 2.518e-05%
2026 | 524 | 524-1782F | Tier-3 | Tier-3---10 | 4--5 | 231 | 173 | 5468.1345 | 99.78% | 0.1144% | 0.1099% | 1184.939 | 0 | 0 | 1184.939 | 0 | 1130.3513 | 22.847 | 49.4748 | 1130.3513 | 22.847 | 49.4748 | 1190.7475 | 24.0678 | 49.4748 | 21.67% | 0.040404 | 0.031629 | 135337.1336 | 10621.643 | 457.8891 | 124257.6016 | 135421.3622 | 0 | 0 | 135421.3622 | 0.03907%
2026 | 524 | 524-27R | Tier-3 | Tier-3---4 | 4--5 | 489 | 289 | 11317.6942 | 99.77% | 0.1414% | 0.08951% | 1935.2668 | 0 | 0 | 1935.2668 | 0 | 1846.1131 | 38.1664 | 48.3701 | 1846.1131 | 38.1664 | 48.3701 | 1944.7534 | 40.2057 | 48.3701 | 17.1% | 0.060207 | 0.049888 | 187979.0829 | 15020.271 | 843.0575 | 172115.7544 | 188068.8732 | 0 | 0 | 188068.8732 | 0.06382%
2026 | 524 | 524-46R | Tier-3 | Tier-3---4 | 5--5 | 283 | 223 | 13710.9533 | 98.99% | 0.9557% | 0.05722% | 3101.4348 | 0 | 0 | 3101.4348 | 0 | 2958.5581 | 29.4502 | 100.4597 | 2958.5581 | 29.4502 | 100.4597 | 3116.6379 | 31.0238 | 100.4597 | 22.62% | 0.18916 | 0.14593 | 72484.9744 | 5399.6154 | 709.3603 | 66375.9987 | 72702.4482 | 0 | 0 | 72702.4482 | 0.1023%
2026 | 524 | 524-50R | Tier-3 | Tier-3---7 | 5--5 | 283 | 1 | 8801.877 | 98.2% | 1.718% | 0.0819% | 8.8573 | 0 | 0 | 8.8573 | 0 | 8.4493 | 0.13206 | 63.9786 | 8.4493 | 0.13206 | 63.9786 | 8.9007 | 0.13912 | 63.9786 | 0.1006% | 0.18313 | 0.18295 | 48062.3901 | 2911.3323 | 788.4961 | 44362.5616 | 48063.2772 | 0 | 0 | 48063.2772 | 0.0002921%
2026 | 524 | 524-50R | Tier-3 | Tier-3---7 | 5--5 | 283 | 203 | 8801.877 | 98.2% | 1.718% | 0.0819% | 1798.0302 | 0 | 0 | 1798.0302 | 0 | 1715.1986 | 26.8089 | 63.9786 | 1715.1986 | 26.8089 | 63.9786 | 1806.844 | 28.2414 | 63.9786 | 20.43% | 0.18313 | 0.14504 | 48062.3901 | 2911.3323 | 788.4961 | 44362.5616 | 48289.5493 | 0 | 0 | 48289.5493 | 0.05929%
2026 | 524 | 524-69R | Tier-3 | Tier-3---1 | 5--5 | 842 | 629 | 40375.331 | 99.03% | 0.9107% | 0.05596% | 8662.314 | 0 | 0 | 8662.314 | 0 | 8263.2591 | 83.0681 | 99.4758 | 8263.2591 | 83.0681 | 99.4758 | 8704.7763 | 87.5065 | 99.4758 | 21.45% | 0.27264 | 0.21357 | 148092.4418 | 8147.506 | 1337.0199 | 138607.9158 | 148488.3519 | 0 | 0 | 148488.3519 | 0.2857%
2026 | 524 | CB 524 | Tier-3 | Tier-3---17 | 3--5 | 90 | 6 | 481.3309 | 94.25% | 5.298% | 0.4514% | 8.7707 | 0 | 0 | 8.7707 | 0 | 8.3666 | 0.79238 | 10.5588 | 8.3666 | 0.79238 | 10.5588 | 8.8137 | 0.83472 | 10.5588 | 1.822% | 0.018139 | 0.017788 | 26536.2736 | 2336.3386 | 4292.2973 | 19907.6377 | 26566.3528 | 0 | 0 | 26566.3528 | 0.0002892%
2026 | 599 | CB 599 | Tier-2 | Tier-2---4 | 4--5 | 369 | 3 | 4323.2442 | 99.81% | 0% | 0.1903% | 10.1736 | 0 | 0 | 10.1736 | 0 | 9.7049 | 0.39619 | 24.4956 | 9.7049 | 0.39619 | 24.4956 | 10.2235 | 0.41736 | 24.4956 | 0.2353% | 0.043095 | 0.042993 | 100319.859 | 10016.8763 | 926.348 | 89376.6347 | 100320.3102 | 0 | 0 | 100320.3102 | 0.0003355%
2026 | 859 | 859-42R | Tier-2 | Tier-2---3 | 4--5 | 557 | 75 | 8606.9717 | 99.86% | 0% | 0.1411% | 335.6148 | 0 | 0 | 335.6148 | 0 | 320.1537 | 9.9048 | 32.3232 | 320.1537 | 9.9048 | 32.3232 | 337.26 | 10.434 | 32.3232 | 3.899% | 0.067132 | 0.06451 | 128210.0534 | 7463.1152 | 271.9776 | 120474.9607 | 128217.4055 | 0 | 0 | 128217.4055 | 0.01107%
2026 | 907 | 907-1702R | Tier-3 | Tier-3---6 | 4--5 | 148 | 23 | 9100.5583 | 99.73% | 0.2344% | 0.03926% | 409.0176 | 0 | 0 | 409.0176 | 0 | 390.175 | 3.0375 | 128.4542 | 390.175 | 3.0375 | 128.4542 | 411.0226 | 3.1998 | 128.4542 | 4.494% | 0.061079 | 0.058326 | 148997.4926 | 9820.8836 | 378.9812 | 138797.6278 | 149016.7357 | 0 | 0 | 149016.7357 | 0.01349%
2026 | 907 | 907-1716R | Tier-3 | Tier-3---2 | 4--5 | 388 | 66 | 27066.4552 | 99.19% | 0.7771% | 0.02941% | 1324.4176 | 0 | 0 | 1324.4176 | 0 | 1263.4044 | 8.7162 | 144.9489 | 1263.4044 | 8.7162 | 144.9489 | 1330.9099 | 9.1819 | 144.9489 | 4.893% | 0.088049 | 0.083706 | 307401.4892 | 26739.124 | 2399.2259 | 278263.1391 | 307530.1282 | 0 | 0 | 307530.1282 | 0.04367%
2026 | 907 | CB 907 | Tier-3 | Tier-3---13 | 3--5 | 51 | 4 | 2742.2838 | 99.83% | 0.1274% | 0.03844% | 62.2701 | 0 | 0 | 62.2701 | 0 | 59.4014 | 0.52825 | 112.4484 | 59.4014 | 0.52825 | 112.4484 | 62.5753 | 0.55648 | 112.4484 | 2.271% | 0.023668 | 0.02313 | 115862.6603 | 8950.1537 | 169.4148 | 106743.0917 | 115867.1321 | 0 | 0 | 115867.1321 | 0.002053%
2026 | 908 | 908-1172R | Tier-2 | Tier-2---2 | 5--5 | 303 | 28 | 15766.5188 | 98.33% | 1.627% | 0.04735% | 415.4486 | 0 | 0 | 415.4486 | 0 | 396.3098 | 3.6978 | 107.1749 | 396.3098 | 3.6978 | 107.1749 | 417.4851 | 3.8954 | 107.1749 | 2.635% | 0.20692 | 0.20138 | 76195.3215 | 5331.2754 | 1185.4095 | 69678.6366 | 76230.446 | 0 | 0 | 76230.446 | 0.0137%
2026 | 908 | 908-1236 | Tier-2 | Tier-2---2 | 5--5 | 166 | 109 | 11763.9311 | 98.8% | 1.165% | 0.03327% | 2213.2709 | 0 | 0 | 2213.2709 | 0 | 2111.3101 | 14.3949 | 146.6703 | 2111.3101 | 14.3949 | 146.6703 | 2224.1203 | 15.1641 | 146.6703 | 18.81% | 0.1877 | 0.15196 | 62673.98 | 5005.8683 | 685.7702 | 56982.3415 | 62850.5858 | 0 | 0 | 62850.5858 | 0.07299%
2026 | 908 | 908-1368R | Tier-2 | Tier-2---5 | 5--5 | 471 | 101 | 5570.7929 | 96.25% | 3.531% | 0.2207% | 333.4341 | 0 | 0 | 333.4341 | 0 | 318.0735 | 13.3384 | 23.8464 | 318.0735 | 13.3384 | 23.8464 | 335.0686 | 14.0511 | 23.8464 | 5.985% | 0.23644 | 0.22174 | 23560.7485 | 1440.3319 | 798.3866 | 21322.03 | 23619.3573 | 0 | 0 | 23619.3573 | 0.011%
2026 | 908 | 908-1370R | Tier-2 | Tier-2---8 | 5--4 | 150 | 59 | 1466.2762 | 91.81% | 7.905% | 0.289% | 153.5484 | 0 | 0 | 153.5484 | 0 | 146.4748 | 7.7918 | 18.7987 | 146.4748 | 7.7918 | 18.7987 | 154.3011 | 8.2081 | 18.7987 | 10.47% | 0.1878 | 0.16638 | 7807.4644 | 518.9417 | 584.8681 | 6703.6546 | 7889.8337 | 0 | 0 | 7889.8337 | 0.005063%
2026 | 908 | 908-1372R | Tier-2 | Tier-2---2 | 5--5 | 123 | 89 | 7960.2903 | 98.35% | 1.621% | 0.03193% | 1642.7621 | 0 | 0 | 1642.7621 | 0 | 1567.0834 | 11.7537 | 133.3272 | 1567.0834 | 11.7537 | 133.3272 | 1650.8148 | 12.3817 | 133.3272 | 20.64% | 0.17701 | 0.13986 | 44971.6131 | 3766.5332 | 683.7932 | 40521.2867 | 45168.9798 | 0 | 0 | 45168.9798 | 0.05417%
2026 | 908 | 908-2038R | Tier-2 | Tier-2---1 | 5--5 | 547 | 365 | 41258.5742 | 98.89% | 1.078% | 0.03081% | 7895.3967 | 0 | 0 | 7895.3967 | 0 | 7531.6721 | 48.2032 | 156.2482 | 7531.6721 | 48.2032 | 156.2482 | 7934.0996 | 50.7788 | 156.2482 | 19.14% | 0.23053 | 0.18592 | 178970.5163 | 13265.9985 | 1829.4076 | 163875.1102 | 179446.8024 | 0 | 0 | 179446.8024 | 0.2604%
2026 | 908 | 908-2055F | Tier-3 | Tier-3---2 | 5--5 | 363 | 159 | 22564.0783 | 99.08% | 0.8792% | 0.03652% | 2839.9503 | 0 | 0 | 2839.9503 | 0 | 2709.1196 | 20.9981 | 129.0172 | 2709.1196 | 20.9981 | 129.0172 | 2853.8716 | 22.1201 | 129.0172 | 12.59% | 0.20355 | 0.17769 | 110854.0623 | 7735.6273 | 1009.8579 | 102108.5771 | 111001.7736 | 0 | 0 | 111001.7736 | 0.09365%
2026 | 909 | 909-451 | Tier-3 | Tier-3---1 | 5--5 | 506 | 3 | 55252.3747 | 99.27% | 0.7029% | 0.02396% | 94.3086 | 0 | 0 | 94.3086 | 0 | 89.964 | 0.39619 | 227.0723 | 89.964 | 0.39619 | 227.0723 | 94.7709 | 0.41736 | 227.0723 | 0.1707% | 0.31112 | 0.31059 | 177590.703 | 9870.6468 | 1163.318 | 166556.7382 | 177592.9262 | 0 | 0 | 177592.9262 | 0.00311%
2026 | 909 | 909-451 | Tier-3 | Tier-3---1 | 5--5 | 506 | 364 | 55252.3747 | 99.27% | 0.7029% | 0.02396% | 11442.7809 | 0 | 0 | 11442.7809 | 0 | 10915.6356 | 48.0712 | 227.0723 | 10915.6356 | 48.0712 | 227.0723 | 11498.873 | 50.6397 | 227.0723 | 20.71% | 0.31112 | 0.24622 | 177590.703 | 9870.6468 | 1163.318 | 166556.7382 | 177930.9791 | 0 | 0 | 177930.9791 | 0.3773%
2026 | 909 | 909-453R | Tier-2 | Tier-2---3 | 2--5 | 62 | 4 | 5703.0403 | 99.97% | 0% | 0.03309% | 106.6667 | 0 | 0 | 106.6667 | 0 | 101.7528 | 0.52825 | 192.6207 | 101.7528 | 0.52825 | 192.6207 | 107.1896 | 0.55648 | 192.6207 | 1.87% | 0.0097928 | 0.0096096 | 582370.7512 | 29002.1932 | 955.718 | 552412.8399 | 582374.4252 | 0 | 0 | 582374.4252 | 0.003517%
2026 | 909 | 909-453R | Tier-2 | Tier-2---3 | 2--5 | 62 | 1 | 5703.0403 | 99.97% | 0% | 0.03309% | 26.6667 | 0 | 0 | 26.6667 | 0 | 25.4382 | 0.13206 | 192.6207 | 25.4382 | 0.13206 | 192.6207 | 26.7974 | 0.13912 | 192.6207 | 0.4676% | 0.0097928 | 0.009747 | 582370.7512 | 29002.1932 | 955.718 | 552412.8399 | 582371.6567 | 0 | 0 | 582371.6567 | 0.0008794%
2026 | 909 | 909-805R | Tier-2 | Tier-2---1 | 5--5 | 309 | 93 | 32313.161 | 99.26% | 0.708% | 0.02831% | 2799.5779 | 0 | 0 | 2799.5779 | 0 | 2670.6071 | 12.2819 | 217.4421 | 2670.6071 | 12.2819 | 217.4421 | 2813.3013 | 12.9382 | 217.4421 | 8.664% | 0.28921 | 0.26397 | 111728.904 | 9787.6674 | 729.9669 | 101211.2697 | 111807.569 | 0 | 0 | 111807.569 | 0.09232%
2026 | 970 | 970-1341R | Tier-3 | Tier-3---4 | 5--5 | 92 | 4 | 12961.6134 | 99.66% | 0.3199% | 0.02218% | 162.87 | 0 | 0 | 162.87 | 0 | 155.3669 | 0.52825 | 294.1135 | 155.3669 | 0.52825 | 294.1135 | 163.6683 | 0.55648 | 294.1135 | 1.257% | 0.12497 | 0.12339 | 103720.1236 | 10455.2915 | 563.8236 | 92701.0085 | 103724.6546 | 0 | 0 | 103724.6546 | 0.005371%
2026 | 236 | CB 236 | Tier-2 | Tier-2---1 | 5--5 | 337 | 1 | 12711.1878 | 97.62% | 2.333% | 0.04724% | 10.678 | 0 | 0 | 10.678 | 0 | 10.1861 | 0.13206 | 77.1303 | 10.1861 | 0.13206 | 77.1303 | 10.7304 | 0.13912 | 77.1303 | 0.084% | 0.1419 | 0.14177 | 89580.6366 | 5356.752 | 2115.0834 | 82108.8012 | 89582.4732 | 0 | 0 | 89582.4732 | 0.0003521%
2026 | 970 | CB 970 | Tier-2 | Tier-2---14 | 1--5 | 4 | 1 | 251.0066 | 99.97% | 0% | 0.03372% | 18.1918 | 0 | 0 | 18.1918 | 0 | 17.3538 | 0.13206 | 131.4046 | 17.3538 | 0.13206 | 131.4046 | 18.281 | 0.13912 | 131.4046 | 7.248% | 0.00034 | 0.00031535 | 738254.59 | 37452.9301 | 3187.3418 | 697614.3182 | 738274.0502 | 0 | 0 | 738274.0502 | 0.0005999%
2026 | 971 | 971-1973R | Tier-3 | Tier-3---4 | 5--5 | 344 | 192 | 15148.7962 | 99.05% | 0.8967% | 0.0506% | 2428.7644 | 0 | 0 | 2428.7644 | 0 | 2316.8762 | 25.3562 | 91.3731 | 2316.8762 | 25.3562 | 91.3731 | 2440.6701 | 26.711 | 91.3731 | 16.03% | 0.14704 | 0.12324 | 103024.8612 | 7594.4752 | 905.6636 | 94524.7224 | 103213.3287 | 0 | 0 | 103213.3287 | 0.08009%
2026 | 971 | 971-2050R | Tier-3 | Tier-3---2 | 5--5 | 597 | 1 | 28484.5838 | 98.91% | 1.035% | 0.05308% | 13.6862 | 0 | 0 | 13.6862 | 0 | 13.0557 | 0.13206 | 98.8595 | 13.0557 | 0.13206 | 98.8595 | 13.7533 | 0.13912 | 98.8595 | 0.04805% | 0.18464 | 0.18455 | 154268.7539 | 10830.6461 | 1582.0513 | 141856.0564 | 154269.5693 | 0 | 0 | 154269.5693 | 0.0004513%
2026 | 971 | 971-2050R | Tier-3 | Tier-3---2 | 5--5 | 597 | 303 | 28484.5838 | 98.91% | 1.035% | 0.05308% | 4146.9327 | 0 | 0 | 4146.9327 | 0 | 3955.8921 | 40.0153 | 98.8595 | 3955.8921 | 40.0153 | 98.8595 | 4167.2608 | 42.1534 | 98.8595 | 14.56% | 0.18464 | 0.15747 | 154268.7539 | 10830.6461 | 1582.0513 | 141856.0564 | 154558.3231 | 0 | 0 | 154558.3231 | 0.1368%
2026 | 971 | 971-29R | Tier-3 | Tier-3---6 | 5--5 | 106 | 88 | 8015.4065 | 99.46% | 0.5042% | 0.0309% | 1919.4209 | 0 | 0 | 1919.4209 | 0 | 1830.9971 | 11.6216 | 157.5511 | 1830.9971 | 11.6216 | 157.5511 | 1928.8298 | 12.2426 | 157.5511 | 23.95% | 0.12171 | 0.092407 | 65856.8143 | 3610.5313 | 317.5488 | 61928.7341 | 65968.5589 | 0 | 0 | 65968.5589 | 0.0633%
2026 | 971 | 971-371R | Tier-3 | Tier-3---12 | 5--5 | 58 | 1 | 4351.5062 | 99.52% | 0.4473% | 0.03668% | 21.6522 | 0 | 0 | 21.6522 | 0 | 20.6548 | 0.13206 | 156.4 | 20.6548 | 0.13206 | 156.4 | 21.7584 | 0.13912 | 156.4 | 0.4976% | 0.11668 | 0.11609 | 37295.5773 | 2011.9233 | 160.8045 | 35122.8495 | 37296.4844 | 0 | 0 | 37296.4844 | 0.000714%
2026 | 971 | 971-371R | Tier-3 | Tier-3---12 | 5--5 | 58 | 49 | 4351.5062 | 99.52% | 0.4473% | 0.03668% | 1060.9593 | 0 | 0 | 1060.9593 | 0 | 1012.0831 | 6.4711 | 156.4 | 1012.0831 | 6.4711 | 156.4 | 1066.1601 | 6.8169 | 156.4 | 24.38% | 0.11668 | 0.088091 | 37295.5773 | 2011.9233 | 160.8045 | 35122.8495 | 37354.1504 | 0 | 0 | 37354.1504 | 0.03499%
2026 | 971 | 971-381R | Tier-2 | Tier-2---15 | 1--5 | 2 | 1 | 191.8954 | 99.94% | 0% | 0.06293% | 27.8073 | 0 | 0 | 27.8073 | 0 | 26.5263 | 0.13206 | 200.8599 | 26.5263 | 0.13206 | 200.8599 | 27.9436 | 0.13912 | 200.8599 | 14.49% | 0.0003802 | 0.00032507 | 504722.2701 | 25462.7501 | 288.52 | 478971 | 504776.134 | 0 | 0 | 504776.134 | 0.000917%
2026 | 971 | 971-381R | Tier-2 | Tier-2---15 | 1--5 | 2 | 2 | 191.8954 | 99.94% | 0% | 0.06293% | 55.6146 | 0 | 0 | 55.6146 | 0 | 53.0526 | 0.26413 | 200.8599 | 53.0526 | 0.26413 | 200.8599 | 55.8873 | 0.27824 | 200.8599 | 28.98% | 0.0003802 | 0.00026994 | 504722.2701 | 25462.7501 | 288.52 | 478971 | 504851.9986 | 0 | 0 | 504851.9986 | 0.001834%
2026 | 971 | 971-383R | Tier-3 | Tier-3---4 | 5--5 | 281 | 1 | 14770.5962 | 98.43% | 1.528% | 0.03956% | 15.0047 | 0 | 0 | 15.0047 | 0 | 14.3134 | 0.13206 | 108.3827 | 14.3134 | 0.13206 | 108.3827 | 15.0782 | 0.13912 | 108.3827 | 0.1016% | 0.13837 | 0.13823 | 106747.8715 | 6177.23 | 1600.3912 | 98970.2503 | 106749.6007 | 0 | 0 | 106749.6007 | 0.0004948%
2026 | 971 | 971-383R | Tier-3 | Tier-3---4 | 5--5 | 281 | 211 | 14770.5962 | 98.43% | 1.528% | 0.03956% | 3165.9813 | 0 | 0 | 3165.9813 | 0 | 3020.131 | 27.8654 | 108.3827 | 3020.131 | 27.8654 | 108.3827 | 3181.5008 | 29.3543 | 108.3827 | 21.43% | 0.13837 | 0.10824 | 106747.8715 | 6177.23 | 1600.3912 | 98970.2503 | 107213.8291 | 0 | 0 | 107213.8291 | 0.1044%
2026 | 235 | CB 235 | Tier-2 | Tier-2---12 | 1--5 | 6 | 4 | 443.5427 | 99.96% | 0% | 0.03939% | 85.7178 | 0 | 0 | 85.7178 | 0 | 81.769 | 0.52825 | 154.7908 | 81.769 | 0.52825 | 154.7908 | 86.138 | 0.55648 | 154.7908 | 19.33% | 0.0007134 | 0.00057548 | 621730.7449 | 31505.0888 | 5417.7021 | 584807.954 | 621789.4386 | 0 | 0 | 621789.4386 | 0.002827%
2026 | 237 | CB 237 | Tier-2 | Tier-2---8 | 5--5 | 41 | 1 | 2111.5746 | 99.54% | 0.4259% | 0.03207% | 14.8671 | 0 | 0 | 14.8671 | 0 | 14.1822 | 0.13206 | 107.3893 | 14.1822 | 0.13206 | 107.3893 | 14.94 | 0.13912 | 107.3893 | 0.7041% | 0.10923 | 0.10845 | 19331.9134 | 1261.1888 | 123.1877 | 17947.5369 | 19332.5441 | 0 | 0 | 19332.5441 | 0.0004903%
2026 | 971 | CB 971 | Tier-2 | Tier-2---3 | 5--5 | 167 | 2 | 11456.6981 | 99.51% | 0.4569% | 0.03477% | 39.5941 | 0 | 0 | 39.5941 | 0 | 37.7701 | 0.26413 | 142.9995 | 37.7701 | 0.26413 | 142.9995 | 39.7882 | 0.27824 | 142.9995 | 0.3456% | 0.12528 | 0.12484 | 91451.3672 | 5164.7092 | 651.9468 | 85634.7112 | 91452.9342 | 0 | 0 | 91452.9342 | 0.001306%
2026 | 971 | CB 971 | Tier-2 | Tier-2---3 | 5--5 | 167 | 107 | 11456.6981 | 99.51% | 0.4569% | 0.03477% | 2118.2844 | 0 | 0 | 2118.2844 | 0 | 2020.6995 | 14.1308 | 142.9995 | 2020.6995 | 14.1308 | 142.9995 | 2128.6682 | 14.8858 | 142.9995 | 18.49% | 0.12528 | 0.102 | 91451.3672 | 5164.7092 | 651.9468 | 85634.7112 | 91553.977 | 0 | 0 | 91553.977 | 0.06985%
2026 | 972 | 972-1582R | Tier-3 | Tier-3---6 | 5--5 | 213 | 190 | 8019.1792 | 98.53% | 1.384% | 0.08092% | 2044.0481 | 0 | 0 | 2044.0481 | 0 | 1949.883 | 25.0921 | 77.709 | 1949.883 | 25.0921 | 77.709 | 2054.068 | 26.4328 | 77.709 | 25.49% | 0.15062 | 0.11166 | 53239.6467 | 3086.8109 | 714.7235 | 49438.1123 | 53511.8736 | 0 | 0 | 53511.8736 | 0.06741%
2026 | 972 | 972-1590F | Tier-3 | Tier-3---2 | 5--5 | 697 | 1 | 23409.1539 | 98.39% | 1.548% | 0.05965% | 9.5833 | 0 | 0 | 9.5833 | 0 | 9.1418 | 0.13206 | 69.2226 | 9.1418 | 0.13206 | 69.2226 | 9.6302 | 0.13912 | 69.2226 | 0.04094% | 0.17603 | 0.17596 | 132982.6796 | 10745.803 | 2028.2393 | 120208.6373 | 132983.5693 | 0 | 0 | 132983.5693 | 0.000316%
2026 | 972 | 972-1590F | Tier-3 | Tier-3---2 | 5--5 | 697 | 457 | 23409.1539 | 98.39% | 1.548% | 0.05965% | 4379.5532 | 0 | 0 | 4379.5532 | 0 | 4177.7963 | 60.3531 | 69.2226 | 4177.7963 | 60.3531 | 69.2226 | 4401.0216 | 63.5779 | 69.2226 | 18.71% | 0.17603 | 0.14256 | 132982.6796 | 10745.803 | 2028.2393 | 120208.6373 | 133484.534 | 0 | 0 | 133484.534 | 0.1444%
2026 | 972 | 972-1642 | Tier-2 | Tier-2---16 | 5--2 | 9 | 9 | 185.3011 | 0% | 99.96% | 0.04171% | 0 | 0 | 0 | 0 | 0 | 0 | 1.1886 | 0 | 0 | 1.1886 | 0 | 0 | 1.2521 | 0 | 0% | 0.11047 | 0.078436 | 1677.3427 | 1.9611 | 1511.263 | 164.1186 | 2362.4545 | 0 | 0 | 2362.4545 | 0%
2026 | 972 | 972-1641 | Tier-2 | Tier-2---13 | 5--3 | 3 | 3 | 295.0839 | 0% | 100% | 0% | 0 | 0 | 0 | 0 | 0 | 0 | 0.39619 | 0 | 0 | 0.39619 | 0 | 0 | 0.41736 | 0 | 0% | 0.10934 | 0.077629 | 2698.8424 | 3.4 | 2456.6522 | 238.7901 | 3801.1865 | 0 | 0 | 3801.1865 | 0%
2026 | 972 | 972-32R | Tier-2 | Tier-2---1 | 5--5 | 543 | 384 | 22914.3284 | 97.48% | 2.478% | 0.04418% | 4580.8318 | 0 | 0 | 4580.8318 | 0 | 4369.8023 | 50.7125 | 86.1682 | 4369.8023 | 50.7125 | 86.1682 | 4603.2869 | 53.4221 | 86.1682 | 19.99% | 0.16607 | 0.13201 | 137978.7753 | 7897.3231 | 3156.5486 | 126924.9036 | 138876.4482 | 0 | 0 | 138876.4482 | 0.1511%
2026 | 972 | 972-942R | Tier-3 | Tier-3---6 | 5--5 | 189 | 155 | 9149.6836 | 99.12% | 0.8301% | 0.05344% | 2156.8482 | 0 | 0 | 2156.8482 | 0 | 2057.4867 | 20.4699 | 100.5129 | 2057.4867 | 20.4699 | 100.5129 | 2167.421 | 21.5636 | 100.5129 | 23.57% | 0.14194 | 0.10819 | 64459.3584 | 4369.1581 | 517.8641 | 59572.3362 | 64637.0827 | 0 | 0 | 64637.0827 | 0.07112%
2026 | 973 | 973-1226R | Tier-3 | Tier-3---10 | 5--5 | 194 | 57 | 5177.8696 | 97.32% | 2.585% | 0.09195% | 429.3763 | 0 | 0 | 429.3763 | 0 | 409.5958 | 7.5276 | 54.4123 | 409.5958 | 7.5276 | 54.4123 | 431.4811 | 7.9298 | 54.4123 | 8.293% | 0.13989 | 0.12797 | 37012.5952 | 1958.2894 | 910.1694 | 34144.1364 | 37104.8808 | 0 | 0 | 37104.8808 | 0.01416%
2026 | 973 | 973-1245R | Tier-3 | Tier-3---6 | 5--5 | 59 | 1 | 8620.1106 | 99.53% | 0.4446% | 0.0227% | 42.172 | 0 | 0 | 42.172 | 0 | 40.2293 | 0.13206 | 304.6201 | 40.2293 | 0.13206 | 304.6201 | 42.3788 | 0.13912 | 304.6201 | 0.4892% | 0.12039 | 0.11979 | 71603.6913 | 4071.6789 | 428.5861 | 67103.4263 | 71605.3441 | 0 | 0 | 71605.3441 | 0.001391%
2026 | 973 | 973-626R | Tier-3 | Tier-3---7 | 5--5 | 199 | 16 | 6521.7236 | 98.03% | 1.864% | 0.1053% | 149.0696 | 0 | 0 | 149.0696 | 0 | 142.2023 | 2.113 | 67.2981 | 142.2023 | 2.113 | 67.2981 | 149.8003 | 2.2259 | 67.2981 | 2.286% | 0.1523 | 0.14875 | 42821.6164 | 2771.3178 | 761.0334 | 39289.2652 | 42841.7492 | 0 | 0 | 42841.7492 | 0.004916%
2026 | 973 | 973-1245R | Tier-3 | Tier-3---6 | 5--5 | 59 | 3 | 8620.1106 | 99.53% | 0.4446% | 0.0227% | 126.5161 | 0 | 0 | 126.5161 | 0 | 120.6878 | 0.39619 | 304.6201 | 120.6878 | 0.39619 | 304.6201 | 127.1363 | 0.41736 | 304.6201 | 1.468% | 0.12039 | 0.11861 | 71603.6913 | 4071.6789 | 428.5861 | 67103.4263 | 71608.6992 | 0 | 0 | 71608.6992 | 0.004172%
2026 | 974 | 974-715R | Tier-3 | Tier-3---6 | 5--5 | 134 | 4 | 7107.1697 | 99.55% | 0.3981% | 0.05413% | 61.2465 | 0 | 0 | 61.2465 | 0 | 58.425 | 0.52825 | 110.6001 | 58.425 | 0.52825 | 110.6001 | 61.5468 | 0.55648 | 110.6001 | 0.8618% | 0.14069 | 0.13947 | 50517.2415 | 2626.4246 | 327.9593 | 47562.8576 | 50519.2364 | 0 | 0 | 50519.2364 | 0.00202%
2026 | 974 | 974-715R | Tier-3 | Tier-3---6 | 5--5 | 134 | 1 | 7107.1697 | 99.55% | 0.3981% | 0.05413% | 15.3116 | 0 | 0 | 15.3116 | 0 | 14.6063 | 0.13206 | 110.6001 | 14.6063 | 0.13206 | 110.6001 | 15.3867 | 0.13912 | 110.6001 | 0.2154% | 0.14069 | 0.14038 | 50517.2415 | 2626.4246 | 327.9593 | 47562.8576 | 50517.737 | 0 | 0 | 50517.737 | 0.0005049%
2026 | 975 | CB 975 | Tier-3 | Tier-3---16 | 5--4 | 11 | 2 | 1304.3742 | 99.51% | 0.4601% | 0.0271% | 68.4411 | 0 | 0 | 68.4411 | 0 | 65.2881 | 0.26413 | 247.1842 | 65.2881 | 0.26413 | 247.1842 | 68.7765 | 0.27824 | 247.1842 | 5.247% | 0.10726 | 0.1016 | 12161.0449 | 615.424 | 92.9298 | 11452.6911 | 12164.3424 | 0 | 0 | 12164.3424 | 0.002257%
2026 | 1001 | 1001-1231F | Tier-2 | Tier-2---15 | 3--3 | 4 | 1 | 117.1572 | 99.03% | 0.8725% | 0.09309% | 8.4119 | 0 | 0 | 8.4119 | 0 | 8.0244 | 0.13206 | 60.7613 | 8.0244 | 0.13206 | 60.7613 | 8.4531 | 0.13912 | 60.7613 | 7.18% | 0.025088 | 0.023269 | 4669.7772 | 254.6756 | 41.5622 | 4373.5394 | 4673.3019 | 0 | 0 | 4673.3019 | 0.0002774%
2026 | 1021 | 1021-1748F | Tier-3 | Tier-3---2 | 5--5 | 516 | 156 | 35156.1224 | 99.02% | 0.9436% | 0.03662% | 3052.079 | 0 | 0 | 3052.079 | 0 | 2911.476 | 20.6019 | 141.3205 | 2911.476 | 20.6019 | 141.3205 | 3067.0401 | 21.7027 | 141.3205 | 8.682% | 0.16564 | 0.15111 | 212249.5403 | 13715.9361 | 1963.4816 | 196570.1226 | 212449.4798 | 0 | 0 | 212449.4798 | 0.1006%
2026 | 1021 | 1021-1760R | Tier-3 | Tier-3---6 | 5--5 | 85 | 29 | 7055.7157 | 98.18% | 1.793% | 0.03106% | 685.3648 | 0 | 0 | 685.3648 | 0 | 653.7915 | 3.8298 | 170.7095 | 653.7915 | 3.8298 | 170.7095 | 688.7244 | 4.0345 | 170.7095 | 9.714% | 0.10829 | 0.097577 | 65155.0235 | 4038.9642 | 1087.8449 | 60028.2144 | 65285.5465 | 0 | 0 | 65285.5465 | 0.0226%
2026 | 1021 | 1021-25R | Tier-3 | Tier-3---2 | 5--5 | 168 | 56 | 18825.6899 | 99.7% | 0.2782% | 0.02306% | 1814.3346 | 0 | 0 | 1814.3346 | 0 | 1730.752 | 7.3956 | 234.0256 | 1730.752 | 7.3956 | 234.0256 | 1823.2284 | 7.7907 | 234.0256 | 9.638% | 0.12361 | 0.11166 | 152300.0709 | 9949.5446 | 416.971 | 141933.5553 | 152349.1668 | 0 | 0 | 152349.1668 | 0.05983%
2026 | 1021 | 1021-855 | Tier-3 | Tier-3---10 | 5--5 | 69 | 25 | 5034.3753 | 99.51% | 0.4541% | 0.0405% | 526.3577 | 0 | 0 | 526.3577 | 0 | 502.1095 | 3.3016 | 152.081 | 502.1095 | 3.3016 | 152.081 | 528.9379 | 3.478 | 152.081 | 10.46% | 0.10909 | 0.097627 | 46149.2476 | 2319.9671 | 207.6388 | 43621.6417 | 46176.0487 | 0 | 0 | 46176.0487 | 0.01736%
2026 | 1021 | 1021-883R | Tier-3 | Tier-3---16 | 5--4 | 16 | 16 | 1386.6299 | 99.58% | 0.3809% | 0.03987% | 400.4305 | 0 | 0 | 400.4305 | 0 | 381.9835 | 2.113 | 180.7762 | 381.9835 | 2.113 | 180.7762 | 402.3934 | 2.2259 | 180.7762 | 28.88% | 0.10042 | 0.071297 | 13808.4689 | 696.2558 | 53.5765 | 13058.6366 | 13832.2021 | 0 | 0 | 13832.2021 | 0.0132%
2026 | 1021 | 1021-92 | Tier-3 | Tier-3---15 | 5--4 | 12 | 10 | 794.3626 | 99.6% | 0.3592% | 0.04176% | 191.2012 | 0 | 0 | 191.2012 | 0 | 182.393 | 1.3206 | 138.1099 | 182.393 | 1.3206 | 138.1099 | 192.1385 | 1.3912 | 138.1099 | 24.07% | 0.099013 | 0.075085 | 8022.7784 | 405.0442 | 27.6394 | 7590.0948 | 8033.0296 | 0 | 0 | 8033.0296 | 0.006305%
2026 | 1022 | 1022-17F | Tier-3 | Tier-3---4 | 5--5 | 139 | 104 | 9800.6792 | 99.62% | 0.3456% | 0.03348% | 2118.4746 | 0 | 0 | 2118.4746 | 0 | 2020.8809 | 13.7346 | 147.1377 | 2020.8809 | 13.7346 | 147.1377 | 2128.8593 | 14.4685 | 147.1377 | 21.62% | 0.10945 | 0.085702 | 89544.6442 | 5359.6686 | 310.5435 | 83874.4321 | 89638.7058 | 0 | 0 | 89638.7058 | 0.06986%
2026 | 1022 | 1022-17F | Tier-3 | Tier-3---4 | 5--5 | 139 | 1 | 9800.6792 | 99.62% | 0.3456% | 0.03348% | 20.3699 | 0 | 0 | 20.3699 | 0 | 19.4315 | 0.13206 | 147.1377 | 19.4315 | 0.13206 | 147.1377 | 20.4698 | 0.13912 | 147.1377 | 0.2078% | 0.10945 | 0.10922 | 89544.6442 | 5359.6686 | 310.5435 | 83874.4321 | 89545.3539 | 0 | 0 | 89545.3539 | 0.0006717%
2026 | 1022 | 1022-26R | Tier-3 | Tier-3---15 | 4--4 | 9 | 9 | 694.7204 | 99.22% | 0.7469% | 0.03547% | 199.8926 | 0 | 0 | 199.8926 | 0 | 190.6839 | 1.1886 | 160.431 | 190.6839 | 1.1886 | 160.431 | 200.8725 | 1.2521 | 160.431 | 28.77% | 0.092662 | 0.06579 | 7497.376 | 376.7223 | 52.0531 | 7068.6006 | 7521.3358 | 0 | 0 | 7521.3358 | 0.006592%
2026 | 1022 | 1022-322R | Tier-3 | Tier-3---10 | 5--5 | 89 | 72 | 5072.1995 | 99.16% | 0.7912% | 0.04875% | 1179.9768 | 0 | 0 | 1179.9768 | 0 | 1125.6177 | 9.5086 | 118.3791 | 1125.6177 | 9.5086 | 118.3791 | 1185.761 | 10.0166 | 118.3791 | 23.26% | 0.10587 | 0.081029 | 47911.5964 | 2988.4313 | 366.1059 | 44557.0592 | 48034.9528 | 0 | 0 | 48034.9528 | 0.03891%
2026 | 1023 | 1023-200R | Tier-2 | Tier-2---5 | 4--5 | 82 | 6 | 2889.9732 | 99.24% | 0.6691% | 0.08946% | 60.8586 | 0 | 0 | 60.8586 | 0 | 58.055 | 0.79238 | 73.2664 | 58.055 | 0.79238 | 73.2664 | 61.157 | 0.83472 | 73.2664 | 2.106% | 0.083115 | 0.081351 | 34770.9454 | 1877.1075 | 241.328 | 32652.5099 | 34776.6636 | 0 | 0 | 34776.6636 | 0.002007%
2026 | 1023 | 1023-46AE | Tier-2 | Tier-2---2 | 5--5 | 469 | 99 | 9469.9149 | 95.98% | 3.884% | 0.1387% | 556.3867 | 0 | 0 | 556.3867 | 0 | 530.7551 | 13.0743 | 40.5953 | 530.7551 | 13.0743 | 40.5953 | 559.1141 | 13.7729 | 40.5953 | 5.875% | 0.13914 | 0.13062 | 68062.6824 | 3656.971 | 2513.7394 | 61891.9719 | 68241.1987 | 0 | 0 | 68241.1987 | 0.01835%
2026 | 1023 | 1023-48R | Tier-2 | Tier-2---5 | 5--5 | 380 | 140 | 3773.8473 | 97.39% | 2.337% | 0.2725% | 392.6825 | 0 | 0 | 392.6825 | 0 | 374.5924 | 18.4889 | 20.2604 | 374.5924 | 18.4889 | 20.2604 | 394.6074 | 19.4768 | 20.2604 | 10.41% | 0.12816 | 0.11447 | 29445.7307 | 1737.6729 | 715.7665 | 26992.2913 | 29537.6615 | 0 | 0 | 29537.6615 | 0.01295%
2026 | 1023 | 1023-89R | Tier-2 | Tier-2---11 | 4--4 | 119 | 1 | 585.5086 | 87.68% | 11.85% | 0.4758% | 1.2511 | 0 | 0 | 1.2511 | 0 | 1.1934 | 0.13206 | 9.0367 | 1.1934 | 0.13206 | 9.0367 | 1.2572 | 0.13912 | 9.0367 | 0.2137% | 0.083403 | 0.0832 | 7020.201 | 414.9664 | 782.0246 | 5823.21 | 7022.3142 | 0 | 0 | 7022.3142 | 4.126e-05%
2026 | 1023 | 1023-89R | Tier-2 | Tier-2---11 | 4--4 | 119 | 45 | 585.5086 | 87.68% | 11.85% | 0.4758% | 56.2973 | 0 | 0 | 56.2973 | 0 | 53.7038 | 5.9429 | 9.0367 | 53.7038 | 5.9429 | 9.0367 | 56.5733 | 6.2604 | 9.0367 | 9.615% | 0.083403 | 0.074257 | 7020.201 | 414.9664 | 782.0246 | 5823.21 | 7126.7474 | 0 | 0 | 7126.7474 | 0.001856%
2026 | 354 | 354-1706R | Tier-2 | Tier-2---1 | 5--5 | 481 | 4 | 20510.2592 | 99.17% | 0.7728% | 0.06052% | 49.0512 | 0 | 0 | 49.0512 | 0 | 46.7915 | 0.52825 | 88.5776 | 46.7915 | 0.52825 | 88.5776 | 49.2917 | 0.55648 | 88.5776 | 0.2392% | 0.13939 | 0.13905 | 147143.8192 | 11695.5249 | 1352.7634 | 134095.5309 | 147146.7834 | 0 | 0 | 147146.7834 | 0.001618%
2026 | 1023 | CB 1023 | Tier-2 | Tier-2---4 | 4--5 | 78 | 1 | 3332.7386 | 99.81% | 0.1085% | 0.07978% | 12.3676 | 0 | 0 | 12.3676 | 0 | 11.7979 | 0.13206 | 89.3347 | 11.7979 | 0.13206 | 89.3347 | 12.4283 | 0.13912 | 89.3347 | 0.3711% | 0.082267 | 0.081961 | 40511.3438 | 2187.4084 | 643.9575 | 37679.9779 | 40511.6284 | 0 | 0 | 40511.6284 | 0.0004078%
2026 | 1023 | CB 1023 | Tier-2 | Tier-2---4 | 4--5 | 78 | 4 | 3332.7386 | 99.81% | 0.1085% | 0.07978% | 49.4705 | 0 | 0 | 49.4705 | 0 | 47.1915 | 0.52825 | 89.3347 | 47.1915 | 0.52825 | 89.3347 | 49.713 | 0.55648 | 89.3347 | 1.484% | 0.082267 | 0.081043 | 40511.3438 | 2187.4084 | 643.9575 | 37679.9779 | 40512.4951 | 0 | 0 | 40512.4951 | 0.001631%
2026 | 1030 | 1030-1728R | Tier-3 | Tier-3---9 | 5--5 | 85 | 7 | 5124.1587 | 98.26% | 1.711% | 0.02883% | 120.2481 | 0 | 0 | 120.2481 | 0 | 114.7086 | 0.92445 | 124.0836 | 114.7086 | 0.92445 | 124.0836 | 120.8376 | 0.97384 | 124.0836 | 2.347% | 0.23544 | 0.22982 | 21764.1991 | 1221.106 | 349.3689 | 20193.7242 | 21773.4622 | 0 | 0 | 21773.4622 | 0.003965%
2026 | 1030 | 1030-1735F | Tier-3 | Not Applicable | Not Applicable | 6 | 1 | 0 | 0% | 0% | 0% | 0 | 0 | 0 | 0 | 0 | 0 | 0.13206 | 0 | 0 | 0.13206 | 0 | 0 | 0.13912 | 0 | 0% | 0 | 0 | 0 | 0 | 0 | 0 | 0 | 0 | 0 | 0 | 0%
2026 | 1030 | 1030-1777 | Tier-3 | Tier-3---5 | 5--5 | 193 | 1 | 11817.5772 | 98.58% | 1.381% | 0.03413% | 17.5057 | 0 | 0 | 17.5057 | 0 | 16.6992 | 0.13206 | 126.4484 | 16.6992 | 0.13206 | 126.4484 | 17.5915 | 0.13912 | 126.4484 | 0.1481% | 0.24629 | 0.24592 | 47981.5879 | 2529.7124 | 644.8626 | 44807.0129 | 47982.6098 | 0 | 0 | 47982.6098 | 0.0005773%
2026 | 1030 | 1030-1777 | Tier-3 | Tier-3---5 | 5--5 | 193 | 125 | 11817.5772 | 98.58% | 1.381% | 0.03413% | 2188.2111 | 0 | 0 | 2188.2111 | 0 | 2087.4047 | 16.508 | 126.4484 | 2087.4047 | 16.508 | 126.4484 | 2198.9376 | 17.39 | 126.4484 | 18.52% | 0.24629 | 0.20003 | 47981.5879 | 2529.7124 | 644.8626 | 44807.0129 | 48138.6191 | 0 | 0 | 48138.6191 | 0.07216%
2026 | 1030 | 1030-1823F | Tier-3 | Tier-3---13 | 5--5 | 20 | 3 | 2150.9739 | 99.45% | 0.5287% | 0.02497% | 93.0493 | 0 | 0 | 93.0493 | 0 | 88.7627 | 0.39619 | 224.0402 | 88.7627 | 0.39619 | 224.0402 | 93.5055 | 0.41736 | 224.0402 | 4.326% | 0.10605 | 0.10144 | 20281.9888 | 1017.5622 | 101.0259 | 19163.4007 | 20287.0956 | 0 | 0 | 20287.0956 | 0.003068%
2026 | 1030 | 1030-18R | Tier-3 | Tier-3---7 | 5--5 | 98 | 9 | 6620.9098 | 98.66% | 1.309% | 0.03186% | 173.9676 | 0 | 0 | 173.9676 | 0 | 165.9532 | 1.1886 | 139.6239 | 165.9532 | 1.1886 | 139.6239 | 174.8203 | 1.2521 | 139.6239 | 2.628% | 0.23843 | 0.23208 | 27769.0579 | 1524.2005 | 340.5168 | 25904.3406 | 27779.2477 | 0 | 0 | 27779.2477 | 0.005737%
2026 | 1030 | 1030-20R | Tier-3 | Tier-3---3 | 5--5 | 367 | 81 | 25318.462 | 99.14% | 0.8163% | 0.04139% | 1606.6207 | 0 | 0 | 1606.6207 | 0 | 1532.607 | 10.6972 | 143.2723 | 1532.607 | 10.6972 | 143.2723 | 1614.4963 | 11.2687 | 143.2723 | 6.346% | 0.28668 | 0.26833 | 88316.4782 | 5506.1055 | 686.3261 | 82124.0466 | 88368.2758 | 0 | 0 | 88368.2758 | 0.05298%
2026 | 1030 | 1030-42R | Tier-3 | Tier-3---3 | 5--5 | 472 | 113 | 28398.7895 | 98.49% | 1.466% | 0.03945% | 1941.9874 | 0 | 0 | 1941.9874 | 0 | 1852.524 | 14.9232 | 124.1372 | 1852.524 | 14.9232 | 124.1372 | 1951.5069 | 15.7206 | 124.1372 | 6.838% | 0.28228 | 0.26268 | 100606.2475 | 6191.924 | 1386.8762 | 93027.4473 | 100719.2479 | 0 | 0 | 100719.2479 | 0.06404%
2026 | 1079 | 1079-9 | Tier-2 | Tier-2---15 | 3--3 | 237 | 1 | 117.3021 | 94.99% | 0% | 5.009% | 0.13634 | 0 | 0 | 0.13634 | 0 | 0.13006 | 0.13206 | 0.98486 | 0.13006 | 0.13206 | 0.98486 | 0.13701 | 0.13912 | 0.98486 | 0.1162% | 0.027256 | 0.027222 | 4303.7498 | 704.0904 | 621.9418 | 2977.7175 | 4304.0139 | 0 | 0 | 4304.0139 | 4.496e-06%
2026 | 1090 | 1090-1734 | Tier-3 | Tier-3---16 | 2--5 | 44 | 38 | 730.5479 | 99.24% | 0.5863% | 0.172% | 181.5816 | 0 | 0 | 181.5816 | 0 | 173.2165 | 5.0184 | 34.5161 | 173.2165 | 5.0184 | 34.5161 | 182.4717 | 5.2866 | 34.5161 | 24.86% | 0.01345 | 0.010081 | 54317.4438 | 3261.8302 | 456.9875 | 50598.6261 | 54455.0678 | 0 | 0 | 54455.0678 | 0.005988%
2026 | 1090 | 1090-636R | Tier-3 | Tier-3---15 | 5--3 | 122 | 117 | 919.3728 | 93.93% | 5.62% | 0.4487% | 240.174 | 0 | 0 | 240.174 | 0 | 229.1096 | 15.4515 | 14.8277 | 229.1096 | 15.4515 | 14.8277 | 241.3513 | 16.277 | 14.8277 | 26.12% | 0.38465 | 0.27767 | 2390.1852 | 120.0827 | 121.765 | 2148.3375 | 2446.0689 | 0 | 0 | 2446.0689 | 0.00792%
2026 | 1090 | 1090-639R | Tier-3 | Tier-3---18 | 5--2 | 80 | 54 | 509.5021 | 91.97% | 7.519% | 0.512% | 91.725 | 0 | 0 | 91.725 | 0 | 87.4994 | 7.1314 | 12.2695 | 87.4994 | 7.1314 | 12.2695 | 92.1746 | 7.5125 | 12.2695 | 18% | 0.37006 | 0.29762 | 1376.8236 | 60.6753 | 89.2071 | 1226.9412 | 1403.7374 | 0 | 0 | 1403.7374 | 0.003025%
2026 | 1090 | 1090-73F | Tier-3 | Tier-3---10 | 4--5 | 317 | 215 | 5899.0454 | 99.62% | 0.2521% | 0.1275% | 1155.8649 | 0 | 0 | 1155.8649 | 0 | 1102.6166 | 28.3937 | 38.8331 | 1102.6166 | 28.3937 | 38.8331 | 1161.5309 | 29.9108 | 38.8331 | 19.59% | 0.046754 | 0.037558 | 126173.0725 | 9334.6657 | 462.1696 | 116376.2372 | 126290.3523 | 0 | 0 | 126290.3523 | 0.03812%
2026 | 1090 | 1090-74F | Tier-3 | Tier-3---10 | 4--5 | 321 | 1 | 4990.92 | 99.62% | 0.2191% | 0.1576% | 4.4919 | 0 | 0 | 4.4919 | 0 | 4.285 | 0.13206 | 32.4465 | 4.285 | 0.13206 | 32.4465 | 4.514 | 0.13912 | 32.4465 | 0.09% | 0.045737 | 0.045695 | 109123.1086 | 8272.9718 | 456.2327 | 100393.904 | 109123.4803 | 0 | 0 | 109123.4803 | 0.0001481%
2026 | 1090 | 1090-74F | Tier-3 | Tier-3---10 | 4--5 | 321 | 1 | 4990.92 | 99.62% | 0.2191% | 0.1576% | 4.4919 | 0 | 0 | 4.4919 | 0 | 4.285 | 0.13206 | 32.4465 | 4.285 | 0.13206 | 32.4465 | 4.514 | 0.13912 | 32.4465 | 0.09% | 0.045737 | 0.045695 | 109123.1086 | 8272.9718 | 456.2327 | 100393.904 | 109123.4803 | 0 | 0 | 109123.4803 | 0.0001481%
2026 | 1090 | 1090-74F | Tier-3 | Tier-3---10 | 4--5 | 321 | 223 | 4990.92 | 99.62% | 0.2191% | 0.1576% | 1001.7038 | 0 | 0 | 1001.7038 | 0 | 955.5574 | 29.4502 | 32.4465 | 955.5574 | 29.4502 | 32.4465 | 1006.6141 | 31.0238 | 32.4465 | 20.07% | 0.045737 | 0.036522 | 109123.1086 | 8272.9718 | 456.2327 | 100393.904 | 109226.8189 | 0 | 0 | 109226.8189 | 0.03303%
2026 | 1090 | CB 1090 | Tier-2 | Tier-2---7 | 3--5 | 111 | 84 | 1414.5114 | 99.62% | 0.1678% | 0.2113% | 309.2512 | 0 | 0 | 309.2512 | 0 | 295.0046 | 11.0934 | 26.5929 | 295.0046 | 11.0934 | 26.5929 | 310.7671 | 11.6861 | 26.5929 | 21.86% | 0.025114 | 0.019602 | 56324.0689 | 3193.0563 | 219.125 | 52911.8876 | 56384.0996 | 0 | 0 | 56384.0996 | 0.0102%
2026 | 1138 | 1138-6R | Tier-2 | Tier-2---5 | 5--5 | 804 | 63 | 4663.8779 | 91.12% | 8.567% | 0.3106% | 96.5728 | 0 | 0 | 96.5728 | 0 | 92.1239 | 8.32 | 11.0726 | 92.1239 | 8.32 | 11.0726 | 97.0462 | 8.7646 | 11.0726 | 2.071% | 0.17153 | 0.16763 | 27190.5644 | 2036.5744 | 2249.3585 | 22904.6315 | 27246.6921 | 0 | 0 | 27246.6921 | 0.003185%
2026 | 1166 | 1166-15R | Tier-3 | Tier-3---11 | 5--5 | 123 | 33 | 3965.2217 | 98.26% | 1.658% | 0.07833% | 303.1581 | 0 | 0 | 303.1581 | 0 | 289.1922 | 4.3581 | 66.3574 | 289.1922 | 4.3581 | 66.3574 | 304.6441 | 4.591 | 66.3574 | 7.645% | 0.19397 | 0.17887 | 20442.8701 | 1122.9007 | 327.2272 | 18992.7422 | 20472.8103 | 0 | 0 | 20472.8103 | 0.009997%
2026 | 1166 | 1166-18R | Tier-3 | Tier-3---5 | 5--5 | 100 | 39 | 10108.4901 | 99.77% | 0.1963% | 0.03345% | 1140.644 | 0 | 0 | 1140.644 | 0 | 1088.0969 | 5.1505 | 211.2611 | 1088.0969 | 5.1505 | 211.2611 | 1146.2354 | 5.4257 | 211.2611 | 11.28% | 0.21365 | 0.18949 | 47313.4054 | 3052.661 | 107.9125 | 44152.8319 | 47327.2654 | 0 | 0 | 47327.2654 | 0.03761%
2026 | 357 | CB 357 | Tier-3 | Tier-3---10 | 5--5 | 162 | 1 | 6110.8546 | 96.01% | 3.933% | 0.05986% | 10.5024 | 0 | 0 | 10.5024 | 0 | 10.0186 | 0.13206 | 75.8616 | 10.0186 | 0.13206 | 75.8616 | 10.5539 | 0.13912 | 75.8616 | 0.1719% | 0.12773 | 0.1275 | 47841.0693 | 2695.6068 | 1944.7301 | 43200.7325 | 47844.4951 | 0 | 0 | 47844.4951 | 0.0003463%
2026 | 1166 | 1166-342R | Tier-3 | Tier-3---5 | 5--5 | 216 | 186 | 10322.642 | 99.08% | 0.8619% | 0.05733% | 2554.0963 | 0 | 0 | 2554.0963 | 0 | 2436.4344 | 24.5638 | 99.1878 | 2436.4344 | 24.5638 | 99.1878 | 2566.6164 | 25.8763 | 99.1878 | 24.74% | 0.21878 | 0.16414 | 47183.5693 | 2494.6745 | 397.8438 | 44291.0509 | 47327.9359 | 0 | 0 | 47327.9359 | 0.08422%
2026 | 1166 | CB 1166 | Tier-3 | Tier-3---20 | 1--5 | 5 | 1 | 70.8201 | 99.8% | 0% | 0.2033% | 4.0992 | 0 | 0 | 4.0992 | 0 | 3.9104 | 0.13206 | 29.6097 | 3.9104 | 0.13206 | 29.6097 | 4.1193 | 0.13912 | 29.6097 | 5.788% | 0.0005142 | 0.00048438 | 137728.7598 | 7470.0225 | 387.1864 | 129871.5508 | 137746.0037 | 0 | 0 | 137746.0037 | 0.0001352%
2026 | 1215 | 1215-12R | Tier-3 | Tier-3---9 | 5--4 | 149 | 4 | 6147.2839 | 97.88% | 2.045% | 0.07292% | 46.8443 | 0 | 0 | 46.8443 | 0 | 44.6862 | 0.52825 | 84.5922 | 44.6862 | 0.52825 | 84.5922 | 47.0739 | 0.55648 | 84.5922 | 0.762% | 0.69907 | 0.69363 | 8793.5219 | 453.8865 | 171.3905 | 8168.2449 | 8794.9835 | 0 | 0 | 8794.9835 | 0.001545%
2026 | 1233 | 1233-259R | Tier-3 | Tier-3---16 | 5--4 | 105 | 12 | 1558.5389 | 98.56% | 1.214% | 0.2225% | 50.9125 | 0 | 0 | 50.9125 | 0 | 48.567 | 1.5848 | 30.6462 | 48.567 | 1.5848 | 30.6462 | 51.1621 | 1.6694 | 30.6462 | 3.267% | 0.12749 | 0.12326 | 12225.1388 | 744.7481 | 204.4893 | 11275.9014 | 12231.1581 | 0 | 0 | 12231.1581 | 0.001679%
2026 | 1233 | 1233-587R | Tier-3 | Tier-3---13 | 5--5 | 187 | 34 | 2983.7291 | 97.9% | 1.929% | 0.1696% | 154.0231 | 0 | 0 | 154.0231 | 0 | 146.9276 | 4.4902 | 32.7221 | 146.9276 | 4.4902 | 32.7221 | 154.7781 | 4.7301 | 32.7221 | 5.162% | 0.13489 | 0.12778 | 22120.1137 | 1287.4024 | 436.159 | 20396.5523 | 22145.9465 | 0 | 0 | 22145.9465 | 0.005079%
2026 | 1233 | 1233-589R | Tier-3 | Tier-3---16 | 5--4 | 58 | 7 | 1386.4905 | 98.92% | 0.9396% | 0.1432% | 48.0017 | 0 | 0 | 48.0017 | 0 | 45.7904 | 0.92445 | 49.5328 | 45.7904 | 0.92445 | 49.5328 | 48.237 | 0.97384 | 49.5328 | 3.462% | 0.11751 | 0.1134 | 11798.9753 | 654.3239 | 110.4066 | 11034.2448 | 11803.6092 | 0 | 0 | 11803.6092 | 0.001583%
2026 | 1234 | CB 1234 | Tier-3 | Tier-3---10 | 5--5 | 240 | 57 | 6311.4919 | 84.29% | 15.54% | 0.1769% | 366.4038 | 0 | 0 | 366.4038 | 0 | 349.5243 | 7.5276 | 46.4322 | 349.5243 | 7.5276 | 46.4322 | 368.1999 | 7.9298 | 46.4322 | 5.805% | 0.11961 | 0.11138 | 52765.4948 | 2759.6634 | 8111.6399 | 41894.1915 | 53378.7372 | 0 | 0 | 53378.7372 | 0.01208%
2026 | 1235 | CB 1235 | Tier-2 | Tier-2---6 | 4--5 | 622 | 4 | 6645.572 | 99.09% | 0.6868% | 0.2213% | 12.2811 | 0 | 0 | 12.2811 | 0 | 11.7154 | 0.52825 | 22.1775 | 11.7154 | 0.52825 | 22.1775 | 12.3413 | 0.55648 | 22.1775 | 0.1848% | 0.082825 | 0.08267 | 80236.4987 | 5995.4874 | 833.9481 | 73407.0631 | 80237.8601 | 0 | 0 | 80237.8601 | 0.000405%
2026 | 1458 | 1458-1056 | Tier-2 | Tier-2---11 | 5--3 | 22 | 18 | 427.4478 | 90.46% | 9.431% | 0.1062% | 91.749 | 0 | 0 | 91.749 | 0 | 87.5223 | 2.3771 | 36.8182 | 87.5223 | 2.3771 | 36.8182 | 92.1988 | 2.5042 | 36.8182 | 21.46% | 0.13508 | 0.10303 | 3164.5032 | 153.2716 | 270.9645 | 2740.2671 | 3258.3892 | 0 | 0 | 3258.3892 | 0.003026%
2026 | 1458 | 1458-1057F | Tier-3 | Tier-3---18 | 5--2 | 3 | 1 | 155.9987 | 0% | 100% | 0% | 0 | 0 | 0 | 0 | 0 | 0 | 0.13206 | 0 | 0 | 0.13206 | 0 | 0 | 0.13912 | 0 | 0% | 0.13292 | 0.12007 | 1173.6392 | 1.8615 | 1072.4058 | 99.3719 | 1299.2315 | 0 | 0 | 1299.2315 | 0%
2026 | 1458 | 1458-1057F | Tier-3 | Tier-3---18 | 5--2 | 3 | 2 | 155.9987 | 0% | 100% | 0% | 0 | 0 | 0 | 0 | 0 | 0 | 0.26413 | 0 | 0 | 0.26413 | 0 | 0 | 0.27824 | 0 | 0% | 0.13292 | 0.10722 | 1173.6392 | 1.8615 | 1072.4058 | 99.3719 | 1454.9246 | 0 | 0 | 1454.9246 | 0%
2026 | 1458 | 1458-1058F | Tier-3 | Tier-3---13 | 5--5 | 36 | 29 | 2365.6896 | 85.54% | 14.42% | 0.04244% | 472.7258 | 0 | 0 | 472.7258 | 0 | 450.9483 | 3.8298 | 117.7458 | 450.9483 | 3.8298 | 117.7458 | 475.043 | 4.0345 | 117.7458 | 19.98% | 0.13833 | 0.10602 | 17101.412 | 929.1062 | 2240.5309 | 13931.7749 | 17855.3073 | 0 | 0 | 17855.3073 | 0.01559%
2026 | 1458 | 1458-1061 | Tier-2 | Tier-2---5 | 5--5 | 80 | 52 | 4370.0987 | 98.67% | 1.293% | 0.03403% | 812.8352 | 0 | 0 | 812.8352 | 0 | 775.3895 | 6.8673 | 112.9102 | 775.3895 | 6.8673 | 112.9102 | 816.8196 | 7.2342 | 112.9102 | 18.6% | 0.14228 | 0.11546 | 30715.3399 | 3071.7122 | 374.3093 | 27269.3184 | 30809.9928 | 0 | 0 | 30809.9928 | 0.0268%
2026 | 357 | 357-2049F | Tier-3 | Tier-3---8 | 5--5 | 271 | 1 | 16869.708 | 98.79% | 1.184% | 0.02933% | 17.8334 | 0 | 0 | 17.8334 | 0 | 17.0118 | 0.13206 | 128.8154 | 17.0118 | 0.13206 | 128.8154 | 17.9208 | 0.13912 | 128.8154 | 0.1057% | 0.18286 | 0.18267 | 92253.2607 | 6177.0068 | 1029.1992 | 85047.0547 | 92254.46 | 0 | 0 | 92254.46 | 0.0005881%
2026 | 1458 | 1458-1115F | Tier-2 | Tier-2---18 | 4--2 | 3 | 3 | 66.5074 | 0% | 100% | 0% | 0 | 0 | 0 | 0 | 0 | 0 | 0.39619 | 0 | 0 | 0.39619 | 0 | 0 | 0.41736 | 0 | 0% | 0.091242 | 0.064782 | 728.9125 | 1.3917 | 578.9338 | 148.587 | 1026.6374 | 0 | 0 | 1026.6374 | 0%
2026 | 1458 | 1458-1117F | Tier-2 | Tier-2---16 | 4--2 | 5 | 5 | 139.4631 | 0% | 100% | 0% | 0 | 0 | 0 | 0 | 0 | 0 | 0.66032 | 0 | 0 | 0.66032 | 0 | 0 | 0.6956 | 0 | 0% | 0.091116 | 0.064692 | 1530.6137 | 1.9599 | 1384.4341 | 144.2196 | 2155.7939 | 0 | 0 | 2155.7939 | 0%
2026 | 1458 | 1458-1119F | Tier-2 | Not Applicable | Not Applicable | 1 | 1 | 0 | 0% | 0% | 0% | 0 | 0 | 0 | 0 | 0 | 0 | 0.13206 | 0 | 0 | 0.13206 | 0 | 0 | 0.13912 | 0 | 0% | 0 | 0 | 0 | 0 | 0 | 0 | 0 | 0 | 0 | 0 | 0%
2026 | 1458 | 1458-454F | Tier-2 | Tier-2---18 | 5--2 | 2 | 1 | 84.0912 | 0% | 100% | 0% | 0 | 0 | 0 | 0 | 0 | 0 | 0.13206 | 0 | 0 | 0.13206 | 0 | 0 | 0.13912 | 0 | 0% | 0.13508 | 0.11549 | 622.5483 | 0.79747 | 559.5915 | 62.1593 | 728.1267 | 0 | 0 | 728.1267 | 0%
2026 | 1458 | 1458-456F | Tier-2 | Tier-2---16 | 4--3 | 7 | 6 | 167.5686 | 29.81% | 70.17% | 0.01889% | 12.4156 | 0 | 0 | 12.4156 | 0 | 11.8436 | 0.79238 | 14.9469 | 11.8436 | 0.79238 | 14.9469 | 12.4765 | 0.83472 | 14.9469 | 7.409% | 0.091761 | 0.068952 | 1826.1497 | 31.2269 | 1141.9419 | 652.9809 | 2250.1745 | 0 | 0 | 2250.1745 | 0.0004094%
2026 | 1458 | 1458-519 | Tier-2 | Tier-2---17 | 1--5 | 2 | 2 | 81.0039 | 99.95% | 0% | 0.04716% | 23.4801 | 0 | 0 | 23.4801 | 0 | 22.3984 | 0.26413 | 84.8015 | 22.3984 | 0.26413 | 84.8015 | 23.5952 | 0.27824 | 84.8015 | 28.99% | 0.000217 | 0.00015407 | 373290.0884 | 19351.884 | 1116.7535 | 352821.4509 | 373361.9901 | 0 | 0 | 373361.9901 | 0.0007743%
2026 | 1458 | 1458-601R | Tier-3 | Tier-3---2 | 5--5 | 441 | 198 | 37077.302 | 99.36% | 0.615% | 0.02874% | 4796.5366 | 0 | 0 | 4796.5366 | 0 | 4575.5701 | 26.1486 | 174.9833 | 4575.5701 | 26.1486 | 174.9833 | 4820.0491 | 27.5458 | 174.9833 | 12.94% | 0.20421 | 0.17762 | 181561.9083 | 16225.6288 | 1105.2701 | 164231.0094 | 181736.8818 | 0 | 0 | 181736.8818 | 0.1582%
2026 | 357 | 357-2047F | Tier-2 | Tier-2---10 | 5--4 | 17 | 1 | 878.9304 | 95.49% | 4.482% | 0.03213% | 14.3166 | 0 | 0 | 14.3166 | 0 | 13.6571 | 0.13206 | 103.4129 | 13.6571 | 0.13206 | 103.4129 | 14.3868 | 0.13912 | 103.4129 | 1.629% | 0.14128 | 0.13887 | 6221.0361 | 308.2981 | 257.2191 | 5655.5189 | 6225.9103 | 0 | 0 | 6225.9103 | 0.0004721%
2026 | DV1 | CB DV1 | Tier-3 | Tier-3---20 | 1--5 | 2 | 2 | 15.4911 | 99.81% | 0% | 0.1868% | 4.484 | 0 | 0 | 4.484 | 0 | 4.2775 | 0.26413 | 16.1947 | 4.2775 | 0.26413 | 16.1947 | 4.506 | 0.27824 | 16.1947 | 28.95% | 0.000145 | 0.00010295 | 106835.191 | 6026.6232 | 486.5143 | 100322.0536 | 106916.6919 | 0 | 0 | 106916.6919 | 0.0001479%
2026 | MOR1 | CB MOR1 | Tier-2 | Tier-2---4 | 5--5 | 116 | 86 | 5119.7141 | 98.56% | 1.393% | 0.05121% | 1084.8444 | 0 | 0 | 1084.8444 | 0 | 1034.8679 | 11.3575 | 91.1178 | 1034.8679 | 11.3575 | 91.1178 | 1090.1623 | 11.9643 | 91.1178 | 21.19% | 0.12647 | 0.099279 | 40481.7763 | 2466.5834 | 537.059 | 37478.1339 | 40641.8721 | 0 | 0 | 40641.8721 | 0.03577%
2026 | RA1 | CB RA1 | Tier-2 | Tier-2---2 | 5--5 | 353 | 42 | 10517.0624 | 98.31% | 1.619% | 0.07383% | 356.7387 | 0 | 0 | 356.7387 | 0 | 340.3044 | 5.5467 | 61.3529 | 340.3044 | 5.5467 | 61.3529 | 358.4874 | 5.843 | 61.3529 | 3.392% | 0.14726 | 0.14218 | 71417.5478 | 3677.0651 | 1105.1436 | 66635.3391 | 71460.7653 | 0 | 0 | 71460.7653 | 0.01176%
2026 | RA2 | CB RA2 | Tier-2 | Tier-2---4 | 5--5 | 118 | 1 | 5229.9021 | 98.11% | 1.831% | 0.05575% | 12.6106 | 0 | 0 | 12.6106 | 0 | 12.0297 | 0.13206 | 91.0898 | 12.0297 | 0.13206 | 91.0898 | 12.6724 | 0.13912 | 91.0898 | 0.2411% | 0.12706 | 0.12675 | 41161.4683 | 4371.7867 | 705.658 | 36084.0236 | 41163.3819 | 0 | 0 | 41163.3819 | 0.0004159%
2026 | 972 | 972-1590F | Tier-3 | Tier-3---2 | 5--5 | 697 | 14 | 23409.1539 | 98.39% | 1.548% | 0.05965% | 134.1657 | 0 | 0 | 134.1657 | 0 | 127.985 | 1.8489 | 69.2226 | 127.985 | 1.8489 | 69.2226 | 134.8234 | 1.9477 | 69.2226 | 0.5731% | 0.17603 | 0.17501 | 132982.6796 | 10745.803 | 2028.2393 | 120208.6373 | 132995.2034 | 0 | 0 | 132995.2034 | 0.004424%
2026 | 236 | CB 236 | Tier-2 | Tier-2---1 | 5--5 | 337 | 1 | 12711.1878 | 97.62% | 2.333% | 0.04724% | 10.678 | 0 | 0 | 10.678 | 0 | 10.1861 | 0.13206 | 77.1303 | 10.1861 | 0.13206 | 77.1303 | 10.7304 | 0.13912 | 77.1303 | 0.084% | 0.1419 | 0.14177 | 89580.6366 | 5356.752 | 2115.0834 | 82108.8012 | 89582.4732 | 0 | 0 | 89582.4732 | 0.0003521%
2026 | RA2 | CB RA2 | Tier-2 | Tier-2---4 | 5--5 | 118 | 1 | 5229.9021 | 98.11% | 1.831% | 0.05575% | 12.6106 | 0 | 0 | 12.6106 | 0 | 12.0297 | 0.13206 | 91.0898 | 12.0297 | 0.13206 | 91.0898 | 12.6724 | 0.13912 | 91.0898 | 0.2411% | 0.12706 | 0.12675 | 41161.4683 | 4371.7867 | 705.658 | 36084.0236 | 41163.3819 | 0 | 0 | 41163.3819 | 0.0004159%
2026 | RA2 | CB RA2 | Tier-2 | Tier-2---4 | 5--5 | 118 | 13 | 5229.9021 | 98.11% | 1.831% | 0.05575% | 163.9379 | 0 | 0 | 163.9379 | 0 | 156.3856 | 1.7168 | 91.0898 | 156.3856 | 1.7168 | 91.0898 | 164.7415 | 1.8086 | 91.0898 | 3.135% | 0.12706 | 0.123 | 41161.4683 | 4371.7867 | 705.658 | 36084.0236 | 41187.1034 | 0 | 0 | 41187.1034 | 0.005406%
2026 | RA2 | CB RA2 | Tier-2 | Tier-2---4 | 5--5 | 118 | 43 | 5229.9021 | 98.11% | 1.831% | 0.05575% | 542.256 | 0 | 0 | 542.256 | 0 | 517.2754 | 5.6787 | 91.0898 | 517.2754 | 5.6787 | 91.0898 | 544.9141 | 5.9822 | 91.0898 | 10.37% | 0.12706 | 0.11363 | 41161.4683 | 4371.7867 | 705.658 | 36084.0236 | 41253.2516 | 0 | 0 | 41253.2516 | 0.01788%
2026 | 237 | 237-26F | Tier-2 | Tier-2---10 | 5--4 | 113 | 1 | 663.2151 | 70.89% | 28.72% | 0.399% | 1.2065 | 0 | 0 | 1.2065 | 0 | 1.1509 | 0.13206 | 8.7149 | 1.1509 | 0.13206 | 8.7149 | 1.2124 | 0.13912 | 8.7149 | 0.1819% | 0.10897 | 0.10869 | 6086.0279 | 237.5195 | 1591.9327 | 4256.5758 | 6090.587 | 0 | 0 | 6090.587 | 3.979e-05%
2026 | 237 | 237-26F | Tier-2 | Tier-2---10 | 5--4 | 113 | 4 | 663.2151 | 70.89% | 28.72% | 0.399% | 4.826 | 0 | 0 | 4.826 | 0 | 4.6037 | 0.52825 | 8.7149 | 4.6037 | 0.52825 | 8.7149 | 4.8497 | 0.55648 | 8.7149 | 0.7277% | 0.10897 | 0.10785 | 6086.0279 | 237.5195 | 1591.9327 | 4256.5758 | 6104.4063 | 0 | 0 | 6104.4063 | 0.0001591%
2026 | 237 | 237-26F | Tier-2 | Tier-2---10 | 5--4 | 113 | 3 | 663.2151 | 70.89% | 28.72% | 0.399% | 3.6195 | 0 | 0 | 3.6195 | 0 | 3.4528 | 0.39619 | 8.7149 | 3.4528 | 0.39619 | 8.7149 | 3.6373 | 0.41736 | 8.7149 | 0.5458% | 0.10897 | 0.10813 | 6086.0279 | 237.5195 | 1591.9327 | 4256.5758 | 6099.7761 | 0 | 0 | 6099.7761 | 0.0001194%
2026 | 972 | 972-1590F | Tier-3 | Tier-3---2 | 5--5 | 697 | 1 | 23409.1539 | 98.39% | 1.548% | 0.05965% | 9.5833 | 0 | 0 | 9.5833 | 0 | 9.1418 | 0.13206 | 69.2226 | 9.1418 | 0.13206 | 69.2226 | 9.6302 | 0.13912 | 69.2226 | 0.04094% | 0.17603 | 0.17596 | 132982.6796 | 10745.803 | 2028.2393 | 120208.6373 | 132983.5693 | 0 | 0 | 132983.5693 | 0.000316%
2026 | RA1 | CB RA1 | Tier-2 | Tier-2---2 | 5--5 | 353 | 2 | 10517.0624 | 98.31% | 1.619% | 0.07383% | 16.9876 | 0 | 0 | 16.9876 | 0 | 16.205 | 0.26413 | 61.3529 | 16.205 | 0.26413 | 61.3529 | 17.0708 | 0.27824 | 61.3529 | 0.1615% | 0.14726 | 0.14702 | 71417.5478 | 3677.0651 | 1105.1436 | 66635.3391 | 71419.538 | 0 | 0 | 71419.538 | 0.0005602%
2026 | RA1 | CB RA1 | Tier-2 | Tier-2---2 | 5--5 | 353 | 4 | 10517.0624 | 98.31% | 1.619% | 0.07383% | 33.9751 | 0 | 0 | 33.9751 | 0 | 32.4099 | 0.52825 | 61.3529 | 32.4099 | 0.52825 | 61.3529 | 34.1417 | 0.55648 | 61.3529 | 0.323% | 0.14726 | 0.14678 | 71417.5478 | 3677.0651 | 1105.1436 | 66635.3391 | 71421.5348 | 0 | 0 | 71421.5348 | 0.00112%
2026 | RA2 | CB RA2 | Tier-2 | Tier-2---4 | 5--5 | 118 | 2 | 5229.9021 | 98.11% | 1.831% | 0.05575% | 25.2212 | 0 | 0 | 25.2212 | 0 | 24.0593 | 0.26413 | 91.0898 | 24.0593 | 0.26413 | 91.0898 | 25.3448 | 0.27824 | 91.0898 | 0.4823% | 0.12706 | 0.12643 | 41161.4683 | 4371.7867 | 705.658 | 36084.0236 | 41165.305 | 0 | 0 | 41165.305 | 0.0008317%
2026 | RA3 | CB RA3 | Tier-2 | Tier-2---10 | 5--4 | 241 | 1 | 916.1972 | 69.5% | 30.07% | 0.4286% | 0.7662 | 0 | 0 | 0.7662 | 0 | 0.7309 | 0.13206 | 5.5345 | 0.7309 | 0.13206 | 5.5345 | 0.76995 | 0.13912 | 5.5345 | 0.08363% | 0.12911 | 0.12895 | 7096.3625 | 284.8233 | 1917.8301 | 4893.709 | 7098.9702 | 0 | 0 | 7098.9702 | 2.527e-05%
2026 | RA3 | CB RA3 | Tier-2 | Tier-2---10 | 5--4 | 241 | 4 | 916.1972 | 69.5% | 30.07% | 0.4286% | 3.0648 | 0 | 0 | 3.0648 | 0 | 2.9236 | 0.52825 | 5.5345 | 2.9236 | 0.52825 | 5.5345 | 3.0798 | 0.55648 | 5.5345 | 0.3345% | 0.12911 | 0.12849 | 7096.3625 | 284.8233 | 1917.8301 | 4893.709 | 7106.8314 | 0 | 0 | 7106.8314 | 0.0001011%
2026 | RA3 | CB RA3 | Tier-2 | Tier-2---10 | 5--4 | 241 | 2 | 916.1972 | 69.5% | 30.07% | 0.4286% | 1.5324 | 0 | 0 | 1.5324 | 0 | 1.4618 | 0.26413 | 5.5345 | 1.4618 | 0.26413 | 5.5345 | 1.5399 | 0.27824 | 5.5345 | 0.1673% | 0.12911 | 0.1288 | 7096.3625 | 284.8233 | 1917.8301 | 4893.709 | 7101.5843 | 0 | 0 | 7101.5843 | 5.053e-05%
2026 | RA3 | CB RA3 | Tier-2 | Tier-2---10 | 5--4 | 241 | 3 | 916.1972 | 69.5% | 30.07% | 0.4286% | 2.2986 | 0 | 0 | 2.2986 | 0 | 2.1927 | 0.39619 | 5.5345 | 2.1927 | 0.39619 | 5.5345 | 2.3099 | 0.41736 | 5.5345 | 0.2509% | 0.12911 | 0.12864 | 7096.3625 | 284.8233 | 1917.8301 | 4893.709 | 7104.2047 | 0 | 0 | 7104.2047 | 7.58e-05%
2026 | RA3 | CB RA3 | Tier-2 | Tier-2---10 | 5--4 | 241 | 1 | 916.1972 | 69.5% | 30.07% | 0.4286% | 0.7662 | 0 | 0 | 0.7662 | 0 | 0.7309 | 0.13206 | 5.5345 | 0.7309 | 0.13206 | 5.5345 | 0.76995 | 0.13912 | 5.5345 | 0.08363% | 0.12911 | 0.12895 | 7096.3625 | 284.8233 | 1917.8301 | 4893.709 | 7098.9702 | 0 | 0 | 7098.9702 | 2.527e-05%
2026 | RA3 | CB RA3 | Tier-2 | Tier-2---10 | 5--4 | 241 | 44 | 916.1972 | 69.5% | 30.07% | 0.4286% | 33.7127 | 0 | 0 | 33.7127 | 0 | 32.1596 | 5.8108 | 5.5345 | 32.1596 | 5.8108 | 5.5345 | 33.878 | 6.1213 | 5.5345 | 3.68% | 0.12911 | 0.12227 | 7096.3625 | 284.8233 | 1917.8301 | 4893.709 | 7217.3739 | 0 | 0 | 7217.3739 | 0.001112%
2026 | DV1 | DV1-3R | Tier-3 | Tier-3---11 | 5--5 | 235 | 175 | 3719.4004 | 95.17% | 4.691% | 0.1427% | 764.4065 | 0 | 0 | 764.4065 | 0 | 729.1919 | 23.1111 | 31.5515 | 729.1919 | 23.1111 | 31.5515 | 768.1536 | 24.346 | 31.5515 | 20.55% | 0.19421 | 0.15227 | 19151.2388 | 1060.0216 | 843.3957 | 17247.8214 | 19406.2171 | 0 | 0 | 19406.2171 | 0.02521%
2026 | FB1 | CB FB1 | Tier-2 | Tier-2---11 | 4--4 | 371 | 64 | 346.5871 | 36.93% | 61.45% | 1.621% | 6.4029 | 0 | 0 | 6.4029 | 0 | 6.108 | 8.4521 | 0.72266 | 6.108 | 8.4521 | 0.72266 | 6.4343 | 8.9037 | 0.72266 | 1.847% | 0.04664 | 0.044307 | 7431.1135 | 609.45 | 4232.5548 | 2589.1087 | 7677.9329 | 0 | 0 | 7677.9329 | 0.0002111%
2027 | 157 | 157-204R | Tier-3 | Tier-3---11 | 5--4 | 213 | 1 | 3876.1334 | 98.99% | 0.834% | 0.1804% | 5.2238 | 0 | 0 | 5.2238 | 0 | 4.7536 | 0.12598 | 37.7332 | 4.7536 | 0.12598 | 37.7332 | 5.2752 | 0.1398 | 37.7332 | 0.1348% | 0.32777 | 0.32732 | 11825.9094 | 682.672 | 178.5381 | 10964.6993 | 11826.073 | 0 | 0 | 11826.073 | 0.0001723%
2027 | 67 | 67-24R | Tier-3 | Tier-3---13 | 5--4 | 344 | 76 | 2610.8 | 93.6% | 6.065% | 0.3401% | 156.5599 | 0 | 0 | 156.5599 | 0 | 142.4674 | 9.5745 | 14.8799 | 142.4674 | 9.5745 | 14.8799 | 158.0986 | 10.625 | 14.8799 | 5.997% | 0.2194 | 0.20535 | 11899.5856 | 668.9805 | 692.7946 | 10537.8105 | 11951.7582 | 0 | 0 | 11951.7582 | 0.005163%
2027 | 67 | 67-34R | Tier-3 | Tier-3---11 | 5--5 | 551 | 430 | 4180.1374 | 93.8% | 5.869% | 0.3284% | 887.4032 | 0 | 0 | 887.4032 | 0 | 807.5248 | 54.1713 | 14.9069 | 807.5248 | 54.1713 | 14.9069 | 896.1246 | 60.1149 | 14.9069 | 21.23% | 0.24743 | 0.19144 | 16893.949 | 1075.9433 | 993.2749 | 14824.7309 | 17200.2026 | 0 | 0 | 17200.2026 | 0.02926%
2027 | 67 | 67-37R | Tier-3 | Tier-3---17 | 5--3 | 190 | 29 | 622.3042 | 87.18% | 11.98% | 0.8373% | 24.0138 | 0 | 0 | 24.0138 | 0 | 21.8522 | 3.6534 | 5.9813 | 21.8522 | 3.6534 | 5.9813 | 24.2498 | 4.0543 | 5.9813 | 3.859% | 0.20095 | 0.19205 | 3096.8174 | 160.5865 | 360.9451 | 2575.2857 | 3115.2046 | 0 | 0 | 3115.2046 | 0.0007919%
2027 | 67 | 67-45R | Tier-3 | Tier-3---15 | 5--4 | 233 | 198 | 1627.9508 | 92.79% | 6.809% | 0.4053% | 372.2451 | 0 | 0 | 372.2451 | 0 | 338.738 | 24.944 | 13.5799 | 338.738 | 24.944 | 13.5799 | 375.9035 | 27.6808 | 13.5799 | 22.87% | 0.20887 | 0.1574 | 7793.9219 | 491.8665 | 509.4559 | 6792.5995 | 7977.8069 | 0 | 0 | 7977.8069 | 0.01228%
2027 | 73 | 73-1130R | Tier-3 | Tier-3---9 | 5--5 | 310 | 75 | 6201.607 | 97.29% | 2.601% | 0.1104% | 423.3157 | 0 | 0 | 423.3157 | 0 | 385.2116 | 9.4485 | 40.7697 | 385.2116 | 9.4485 | 40.7697 | 427.4761 | 10.4852 | 40.7697 | 6.826% | 0.2182 | 0.20289 | 28421.9762 | 1612.5005 | 708.1752 | 26101.3005 | 28480.1214 | 0 | 0 | 28480.1214 | 0.01396%
2027 | 73 | 73-1163 | Tier-3 | Tier-3---4 | 5--5 | 326 | 1 | 15337.1849 | 98.56% | 1.393% | 0.04595% | 13.4472 | 0 | 0 | 13.4472 | 0 | 12.2367 | 0.12598 | 97.1326 | 12.2367 | 0.12598 | 97.1326 | 13.5793 | 0.1398 | 97.1326 | 0.08768% | 0.22506 | 0.22486 | 68145.9431 | 3858.2027 | 972.8217 | 63314.9187 | 68146.8162 | 0 | 0 | 68146.8162 | 0.0004434%
2027 | 73 | 73-1163 | Tier-3 | Tier-3---4 | 5--5 | 326 | 82 | 15337.1849 | 98.56% | 1.393% | 0.04595% | 1102.6683 | 0 | 0 | 1102.6683 | 0 | 1003.4131 | 10.3303 | 97.1326 | 1003.4131 | 10.3303 | 97.1326 | 1113.5053 | 11.4638 | 97.1326 | 7.19% | 0.22506 | 0.20865 | 68145.9431 | 3858.2027 | 972.8217 | 63314.9187 | 68223.104 | 0 | 0 | 68223.104 | 0.03636%
2027 | 79 | 79-1215F | Tier-3 | Tier-3---18 | 5--3 | 9 | 1 | 324.1263 | 99.58% | 0.3619% | 0.05404% | 10.4006 | 0 | 0 | 10.4006 | 0 | 9.4644 | 0.12598 | 75.1266 | 9.4644 | 0.12598 | 75.1266 | 10.5028 | 0.1398 | 75.1266 | 3.209% | 0.1831 | 0.1772 | 1770.1913 | 88.5948 | 9.6251 | 1671.9714 | 1770.4364 | 0 | 0 | 1770.4364 | 0.000343%
2027 | 73 | 73-683R | Tier-3 | Tier-3---7 | 5--5 | 273 | 2 | 9288.0329 | 98.43% | 1.494% | 0.07761% | 19.4227 | 0 | 0 | 19.4227 | 0 | 17.6744 | 0.25196 | 70.1476 | 17.6744 | 0.25196 | 70.1476 | 19.6135 | 0.2796 | 70.1476 | 0.2091% | 0.22716 | 0.22668 | 40887.9849 | 2244.0715 | 610.523 | 38033.3904 | 40889.3532 | 0 | 0 | 40889.3532 | 0.0006405%
2027 | 78 | 78-26R | Tier-3 | Tier-3---5 | 5--5 | 186 | 8 | 14526.7268 | 98.56% | 1.412% | 0.03052% | 178.579 | 0 | 0 | 178.579 | 0 | 162.5045 | 1.0078 | 161.2406 | 162.5045 | 1.0078 | 161.2406 | 180.3341 | 1.1184 | 161.2406 | 1.229% | 0.34567 | 0.34136 | 42024.2818 | 2090.1766 | 553.5184 | 39380.5868 | 42031.9409 | 0 | 0 | 42031.9409 | 0.005889%
2027 | 78 | CB 78 | Tier-3 | Tier-3---20 | 1--5 | 4 | 3 | 25.281 | 99.56% | 0% | 0.4423% | 5.4743 | 0 | 0 | 5.4743 | 0 | 4.9815 | 0.37794 | 13.1808 | 4.9815 | 0.37794 | 13.1808 | 5.5281 | 0.41941 | 13.1808 | 21.65% | 0.0002122 | 0.00016605 | 119137.3955 | 6076.3887 | 566.2108 | 112494.796 | 119283.8481 | 0 | 0 | 119283.8481 | 0.0001805%
2027 | 79 | 79-1215F | Tier-3 | Tier-3---18 | 5--3 | 9 | 4 | 324.1263 | 99.58% | 0.3619% | 0.05404% | 41.6025 | 0 | 0 | 41.6025 | 0 | 37.8577 | 0.50392 | 75.1266 | 37.8577 | 0.50392 | 75.1266 | 42.0114 | 0.55921 | 75.1266 | 12.84% | 0.1831 | 0.1595 | 1770.1913 | 88.5948 | 9.6251 | 1671.9714 | 1771.2807 | 0 | 0 | 1771.2807 | 0.001372%
2027 | 79 | 79-658R | Tier-3 | Tier-3---5 | 5--5 | 198 | 113 | 12321.0759 | 99.26% | 0.6823% | 0.05367% | 2024.1915 | 0 | 0 | 2024.1915 | 0 | 1841.9867 | 14.2357 | 129.3919 | 1841.9867 | 14.2357 | 129.3919 | 2044.0851 | 15.7976 | 129.3919 | 16.43% | 0.46655 | 0.38934 | 26408.7945 | 1544.5762 | 192.1403 | 24672.078 | 26447.3444 | 0 | 0 | 26447.3444 | 0.06675%
2027 | 79 | 79-660R | Tier-3 | Tier-3---14 | 5--3 | 179 | 9 | 2087.0386 | 97.47% | 2.263% | 0.2704% | 29.6602 | 0 | 0 | 29.6602 | 0 | 26.9904 | 1.1338 | 23.8049 | 26.9904 | 1.1338 | 23.8049 | 29.9517 | 1.2582 | 23.8049 | 1.421% | 0.45747 | 0.4508 | 4562.1181 | 197.7916 | 116.9677 | 4247.3588 | 4563.8282 | 0 | 0 | 4563.8282 | 0.0009781%
2027 | 79 | 79-676R | Tier-3 | Tier-3---5 | 5--5 | 138 | 1 | 9714.1464 | 98.29% | 1.686% | 0.02874% | 20.0638 | 0 | 0 | 20.0638 | 0 | 18.2578 | 0.12598 | 144.9266 | 18.2578 | 0.12598 | 144.9266 | 20.261 | 0.1398 | 144.9266 | 0.2065% | 0.38409 | 0.38328 | 25291.2629 | 1478.5998 | 416.7742 | 23395.8888 | 25292.1759 | 0 | 0 | 25292.1759 | 0.0006616%
2027 | 79 | 79-676R | Tier-3 | Tier-3---5 | 5--5 | 138 | 46 | 9714.1464 | 98.29% | 1.686% | 0.02874% | 922.9368 | 0 | 0 | 922.9368 | 0 | 839.8599 | 5.7951 | 144.9266 | 839.8599 | 5.7951 | 144.9266 | 932.0074 | 6.4309 | 144.9266 | 9.501% | 0.38409 | 0.34696 | 25291.2629 | 1478.5998 | 416.7742 | 23395.8888 | 25337.658 | 0 | 0 | 25337.658 | 0.03044%
2027 | 79 | 79-679R | Tier-3 | Tier-3---3 | 5--5 | 192 | 15 | 18448.5828 | 98.9% | 1.079% | 0.02427% | 413.3663 | 0 | 0 | 413.3663 | 0 | 376.1577 | 1.8897 | 199.0571 | 376.1577 | 1.8897 | 199.0571 | 417.4288 | 2.097 | 199.0571 | 2.241% | 0.3939 | 0.38498 | 46835.416 | 2583.7373 | 473.6256 | 43778.0531 | 46847.3892 | 0 | 0 | 46847.3892 | 0.01363%
2027 | 442 | 442-728R | Tier-3 | Tier-3---5 | 5--5 | 763 | 1 | 11572.221 | 88.48% | 11.4% | 0.1243% | 3.8915 | 0 | 0 | 3.8915 | 0 | 3.5412 | 0.12598 | 28.1094 | 3.5412 | 0.12598 | 28.1094 | 3.9297 | 0.1398 | 28.1094 | 0.03363% | 0.35802 | 0.35788 | 32323.0144 | 2289.7277 | 3409.1909 | 26624.0958 | 32324.4307 | 0 | 0 | 32324.4307 | 0.0001283%
2027 | 79 | 79-714R | Tier-3 | Tier-3---9 | 5--4 | 180 | 106 | 5536.6205 | 96.31% | 3.618% | 0.06787% | 910.6811 | 0 | 0 | 910.6811 | 0 | 828.7074 | 13.3539 | 62.0575 | 828.7074 | 13.3539 | 62.0575 | 919.6313 | 14.819 | 62.0575 | 16.45% | 0.37772 | 0.31321 | 14658.165 | 795.0255 | 492.7291 | 13370.4104 | 14769.4341 | 0 | 0 | 14769.4341 | 0.03003%
2027 | 79 | 79-785 | Tier-3 | Tier-3---3 | 5--5 | 427 | 1 | 18780.9285 | 97.14% | 2.812% | 0.0448% | 12.3909 | 0 | 0 | 12.3909 | 0 | 11.2755 | 0.12598 | 89.5026 | 11.2755 | 0.12598 | 89.5026 | 12.5126 | 0.1398 | 89.5026 | 0.06598% | 0.38023 | 0.37997 | 49393.626 | 3270.0768 | 1298.0167 | 44825.5325 | 49394.5848 | 0 | 0 | 49394.5848 | 0.0004086%
2027 | 79 | 79-785 | Tier-3 | Tier-3---3 | 5--5 | 427 | 237 | 18780.9285 | 97.14% | 2.812% | 0.0448% | 2936.6362 | 0 | 0 | 2936.6362 | 0 | 2672.299 | 29.8572 | 89.5026 | 2672.299 | 29.8572 | 89.5026 | 2965.4974 | 33.1331 | 89.5026 | 15.64% | 0.38023 | 0.31903 | 49393.626 | 3270.0768 | 1298.0167 | 44825.5325 | 49664.2779 | 0 | 0 | 49664.2779 | 0.09684%
2027 | 79 | 79-799R | Tier-3 | Tier-3---14 | 5--3 | 116 | 16 | 3034.8235 | 97.12% | 2.752% | 0.1275% | 117.8973 | 0 | 0 | 117.8973 | 0 | 107.2849 | 2.0157 | 53.2253 | 107.2849 | 2.0157 | 53.2253 | 119.056 | 2.2368 | 53.2253 | 3.885% | 0.77068 | 0.73985 | 3937.8445 | 167.5066 | 101.5953 | 3668.7425 | 3942.5692 | 0 | 0 | 3942.5692 | 0.003888%
2027 | 79 | 79-808R | Tier-3 | Tier-3---3 | 5--5 | 218 | 80 | 19978.3255 | 99.23% | 0.7353% | 0.0338% | 2109.7817 | 0 | 0 | 2109.7817 | 0 | 1919.8726 | 10.0784 | 190.4941 | 1919.8726 | 10.0784 | 190.4941 | 2130.5165 | 11.1842 | 190.4941 | 10.56% | 0.44563 | 0.3982 | 44831.6641 | 2303.1269 | 312.6633 | 42215.8739 | 44872.7285 | 0 | 0 | 44872.7285 | 0.06957%
2027 | 157 | 157-189R | Tier-3 | Tier-3---9 | 5--4 | 669 | 307 | 5507.0239 | 92.46% | 7.234% | 0.3043% | 677.621 | 0 | 0 | 677.621 | 0 | 616.6259 | 38.6758 | 15.9435 | 616.6259 | 38.6758 | 15.9435 | 684.2806 | 42.9192 | 15.9435 | 12.3% | 0.3705 | 0.32119 | 14863.9228 | 754.0463 | 1002.9719 | 13106.9046 | 15035.9374 | 0 | 0 | 15035.9374 | 0.02235%
2027 | 157 | 157-204R | Tier-3 | Tier-3---11 | 5--4 | 213 | 155 | 3876.1334 | 98.99% | 0.834% | 0.1804% | 809.6938 | 0 | 0 | 809.6938 | 0 | 736.8104 | 19.5269 | 37.7332 | 736.8104 | 19.5269 | 37.7332 | 817.6515 | 21.6693 | 37.7332 | 20.89% | 0.32777 | 0.2586 | 11825.9094 | 682.672 | 178.5381 | 10964.6993 | 11857.9968 | 0 | 0 | 11857.9968 | 0.0267%
2027 | 157 | 157-207R | Tier-3 | Tier-3---16 | 2--5 | 23 | 20 | 719.0865 | 99.89% | 0% | 0.1123% | 181.1312 | 0 | 0 | 181.1312 | 0 | 164.8269 | 2.5196 | 65.418 | 164.8269 | 2.5196 | 65.418 | 182.9113 | 2.796 | 65.418 | 25.19% | 0.0095404 | 0.0071346 | 75372.7824 | 4506.2724 | 2335.4461 | 68531.064 | 75401.3276 | 0 | 0 | 75401.3276 | 0.005973%
2027 | 157 | 157-232R | Tier-3 | Tier-3---11 | 5--4 | 250 | 23 | 3160.5079 | 95.27% | 4.501% | 0.231% | 80.3325 | 0 | 0 | 80.3325 | 0 | 73.1015 | 2.8975 | 25.2288 | 73.1015 | 2.8975 | 25.2288 | 81.122 | 3.2154 | 25.2288 | 2.542% | 0.32167 | 0.31309 | 9825.3054 | 518.5543 | 443.2857 | 8863.4653 | 9838.049 | 0 | 0 | 9838.049 | 0.002649%
2027 | 157 | 157-273R | Tier-3 | Tier-3---14 | 5--4 | 173 | 80 | 1867.403 | 95.01% | 4.712% | 0.2778% | 237.9313 | 0 | 0 | 237.9313 | 0 | 216.5142 | 10.0784 | 21.483 | 216.5142 | 10.0784 | 21.483 | 240.2696 | 11.1842 | 21.483 | 12.74% | 0.32295 | 0.27964 | 5782.3142 | 331.2593 | 295.5406 | 5155.5144 | 5826.9965 | 0 | 0 | 5826.9965 | 0.007846%
2027 | 175 | 175-90R | Tier-3 | Tier-3---9 | 5--5 | 300 | 37 | 5741.4949 | 96.86% | 2.992% | 0.1472% | 198.9081 | 0 | 0 | 198.9081 | 0 | 181.0037 | 4.6613 | 38.8316 | 181.0037 | 4.6613 | 38.8316 | 200.863 | 5.1727 | 38.8316 | 3.464% | 0.20491 | 0.19758 | 28019.3198 | 1604.6601 | 781.1853 | 25633.4744 | 28051.944 | 0 | 0 | 28051.944 | 0.006559%
2027 | 182 | 182-2240F | Tier-2 | Tier-2---2 | 5--5 | 291 | 1 | 11917.1989 | 94.29% | 5.651% | 0.05821% | 11.1982 | 0 | 0 | 11.1982 | 0 | 10.1902 | 0.12598 | 80.8878 | 10.1902 | 0.12598 | 80.8878 | 11.3083 | 0.1398 | 80.8878 | 0.09397% | 0.1455 | 0.14536 | 81902.6704 | 14617.7682 | 4685.118 | 62599.7842 | 81907.3349 | 0 | 0 | 81907.3349 | 0.0003693%
2027 | 182 | 182-2240F | Tier-2 | Tier-2---2 | 5--5 | 291 | 137 | 11917.1989 | 94.29% | 5.651% | 0.05821% | 1534.1558 | 0 | 0 | 1534.1558 | 0 | 1396.0609 | 17.2592 | 80.8878 | 1396.0609 | 17.2592 | 80.8878 | 1549.2334 | 19.1529 | 80.8878 | 12.87% | 0.1455 | 0.12564 | 81902.6704 | 14617.7682 | 4685.118 | 62599.7842 | 82642.0117 | 0 | 0 | 82642.0117 | 0.05059%
2027 | 182 | 182-2250 | Tier-2 | Tier-2---8 | 5--5 | 26 | 16 | 1939.2132 | 99.74% | 0.2126% | 0.04638% | 345.1786 | 0 | 0 | 345.1786 | 0 | 314.1078 | 2.0157 | 155.8324 | 314.1078 | 2.0157 | 155.8324 | 348.571 | 2.2368 | 155.8324 | 17.8% | 0.10496 | 0.086226 | 18476.2986 | 952.6245 | 43.2141 | 17480.4599 | 18486.694 | 0 | 0 | 18486.694 | 0.01138%
2027 | 182 | 182-2252R | Tier-2 | Tier-2---5 | 5--5 | 104 | 42 | 4229.9446 | 99.22% | 0.7256% | 0.05893% | 491.5049 | 0 | 0 | 491.5049 | 0 | 447.2628 | 5.2912 | 84.5303 | 447.2628 | 5.2912 | 84.5303 | 496.3354 | 5.8717 | 84.5303 | 11.62% | 0.11307 | 0.099829 | 37409.5665 | 1975.2658 | 266.8712 | 35167.4295 | 37448.4995 | 0 | 0 | 37448.4995 | 0.01621%
2027 | 198 | 198-37R | Tier-2 | Tier-2---9 | 4--5 | 188 | 5 | 973.0999 | 95.53% | 4.02% | 0.4464% | 7.1701 | 0 | 0 | 7.1701 | 0 | 6.5247 | 0.6299 | 10.3583 | 6.5247 | 0.6299 | 10.3583 | 7.2405 | 0.69901 | 10.3583 | 0.7368% | 0.030671 | 0.030434 | 31727.0349 | 11360.5744 | 2371.5133 | 17994.9472 | 31738.0494 | 0 | 0 | 31738.0494 | 0.0002364%
2027 | 202 | CB 202 | Tier-2 | Tier-2---16 | 4--3 | 193 | 62 | 133.9861 | 95.12% | 0% | 4.877% | 11.8735 | 0 | 0 | 11.8735 | 0 | 10.8047 | 7.8107 | 1.3833 | 10.8047 | 7.8107 | 1.3833 | 11.9902 | 8.6677 | 1.3833 | 8.862% | 0.040966 | 0.03715 | 3270.6344 | 253.1701 | 166.1074 | 2851.3569 | 3287.0213 | 0 | 0 | 3287.0213 | 0.0003915%
2027 | 206 | 206-1817 | Tier-2 | Tier-2---4 | 4--5 | 413 | 5 | 2976.5734 | 99.75% | 0% | 0.2502% | 10.4243 | 0 | 0 | 10.4243 | 0 | 9.486 | 0.6299 | 15.0595 | 9.486 | 0.6299 | 15.0595 | 10.5267 | 0.69901 | 15.0595 | 0.3502% | 0.038208 | 0.038074 | 77904.8627 | 4581.6453 | 274.9924 | 73048.225 | 77905.5494 | 0 | 0 | 77905.5494 | 0.0003438%
2027 | 211 | 211-312R | Tier-2 | Tier-2---8 | 5--3 | 420 | 24 | 1809.5147 | 84.26% | 15.08% | 0.6521% | 25.2679 | 0 | 0 | 25.2679 | 0 | 22.9935 | 3.0235 | 7.6049 | 22.9935 | 3.0235 | 7.6049 | 25.5162 | 3.3552 | 7.6049 | 1.396% | 0.39031 | 0.38384 | 4636.1485 | 245.0801 | 661.0984 | 3729.97 | 4648.4411 | 0 | 0 | 4648.4411 | 0.0008332%
2027 | 212 | 212-773R | Tier-2 | Tier-2---5 | 5--4 | 297 | 13 | 2758.5667 | 95.78% | 3.96% | 0.2633% | 33.5374 | 0 | 0 | 33.5374 | 0 | 30.5185 | 1.6377 | 18.6346 | 30.5185 | 1.6377 | 18.6346 | 33.867 | 1.8174 | 18.6346 | 1.216% | 0.19881 | 0.19629 | 13875.2805 | 746.7621 | 538.2266 | 12590.2917 | 13882.8143 | 0 | 0 | 13882.8143 | 0.001106%
2027 | 214 | 214-613R | Tier-3 | Tier-3---14 | 5--3 | 196 | 71 | 1721.769 | 85.69% | 14.07% | 0.2459% | 154.9862 | 0 | 0 | 154.9862 | 0 | 141.0353 | 8.9446 | 15.7677 | 141.0353 | 8.9446 | 15.7677 | 156.5094 | 9.9259 | 15.7677 | 9.002% | 0.43289 | 0.38741 | 3977.4025 | 197.1566 | 516.9968 | 3263.2491 | 4044.2238 | 0 | 0 | 4044.2238 | 0.005111%
2027 | 220 | 220-294R | Tier-3 | Tier-3---14 | 5--3 | 328 | 28 | 1925.8876 | 84.29% | 15.28% | 0.4298% | 40.1877 | 0 | 0 | 40.1877 | 0 | 36.5703 | 3.5274 | 10.3674 | 36.5703 | 3.5274 | 10.3674 | 40.5827 | 3.9145 | 10.3674 | 2.087% | 0.44397 | 0.43298 | 4337.8466 | 198.6888 | 616.3589 | 3522.7989 | 4355.1446 | 0 | 0 | 4355.1446 | 0.001325%
2027 | 223 | 223-536R | Tier-2 | Tier-2---19 | 1--4 | 8 | 5 | 17.3686 | 98.33% | 0% | 1.666% | 3.0956 | 0 | 0 | 3.0956 | 0 | 2.817 | 0.6299 | 4.4721 | 2.817 | 0.6299 | 4.4721 | 3.126 | 0.69901 | 4.4721 | 17.82% | 0.0018852 | 0.0015435 | 9213.1285 | 686.6485 | 141.1177 | 8385.3623 | 9247.1077 | 0 | 0 | 9247.1077 | 0.0001021%
2027 | 230 | 230-1008R | Tier-2 | Tier-2---16 | 4--3 | 9 | 3 | 171.5883 | 99.37% | 0.4538% | 0.1789% | 16.4819 | 0 | 0 | 16.4819 | 0 | 14.9983 | 0.37794 | 39.6844 | 14.9983 | 0.37794 | 39.6844 | 16.6439 | 0.41941 | 39.6844 | 9.605% | 0.055697 | 0.050313 | 3080.7564 | 194.1723 | 43.3127 | 2843.2713 | 3082.8425 | 0 | 0 | 3082.8425 | 0.0005435%
2027 | 230 | 230-127AE | Tier-2 | Tier-2---7 | 5--5 | 269 | 1 | 2000.4654 | 94.98% | 4.641% | 0.3747% | 2.0485 | 0 | 0 | 2.0485 | 0 | 1.8641 | 0.12598 | 14.7966 | 1.8641 | 0.12598 | 14.7966 | 2.0686 | 0.1398 | 14.7966 | 0.1024% | 0.093988 | 0.093887 | 21284.2191 | 1284.0751 | 990.3889 | 19009.7551 | 21285.3713 | 0 | 0 | 21285.3713 | 6.755e-05%
2027 | 230 | 230-127AE | Tier-2 | Tier-2---7 | 5--5 | 269 | 161 | 2000.4654 | 94.98% | 4.641% | 0.3747% | 329.8016 | 0 | 0 | 329.8016 | 0 | 300.115 | 20.2827 | 14.7966 | 300.115 | 20.2827 | 14.7966 | 333.0429 | 22.5081 | 14.7966 | 16.49% | 0.093988 | 0.077675 | 21284.2191 | 1284.0751 | 990.3889 | 19009.7551 | 21508.4452 | 0 | 0 | 21508.4452 | 0.01088%
2027 | 230 | 230-133AE | Tier-2 | Tier-2---6 | 5--5 | 328 | 221 | 6388.6939 | 98.26% | 1.615% | 0.1229% | 1226.6388 | 0 | 0 | 1226.6388 | 0 | 1116.2246 | 27.8415 | 40.0921 | 1116.2246 | 27.8415 | 40.0921 | 1238.6941 | 30.8962 | 40.0921 | 19.2% | 0.095565 | 0.076892 | 66852.0974 | 3853.1493 | 1086.4397 | 61912.5084 | 67134.1648 | 0 | 0 | 67134.1648 | 0.04045%
2027 | 230 | 230-1586R | Tier-2 | Tier-2---7 | 4--5 | 245 | 157 | 2072.8837 | 91.06% | 8.635% | 0.3% | 350.7974 | 0 | 0 | 350.7974 | 0 | 319.2209 | 19.7788 | 16.1395 | 319.2209 | 19.7788 | 16.1395 | 354.245 | 21.9489 | 16.1395 | 16.92% | 0.084625 | 0.068899 | 24494.9333 | 1384.72 | 2145.1757 | 20965.0376 | 24994.5161 | 0 | 0 | 24994.5161 | 0.01157%
2027 | 230 | 230-1606R | Tier-2 | Tier-2---11 | 4--4 | 71 | 6 | 536.3838 | 78.97% | 20.71% | 0.32% | 10.3805 | 0 | 0 | 10.3805 | 0 | 9.4461 | 0.75588 | 12.4969 | 9.4461 | 0.75588 | 12.4969 | 10.4825 | 0.83881 | 12.4969 | 1.935% | 0.062818 | 0.061279 | 8538.6965 | 437.3678 | 1660.0426 | 6441.2861 | 8583.8131 | 0 | 0 | 8583.8131 | 0.0003423%
2027 | 230 | 230-181 | Tier-2 | Tier-2---9 | 4--4 | 52 | 3 | 788.7224 | 98.19% | 1.606% | 0.2041% | 12.957 | 0 | 0 | 12.957 | 0 | 11.7907 | 0.37794 | 31.1974 | 11.7907 | 0.37794 | 31.1974 | 13.0844 | 0.41941 | 31.1974 | 1.643% | 0.063241 | 0.062183 | 12471.6541 | 782.4193 | 949.0175 | 10740.2174 | 12475.496 | 0 | 0 | 12475.496 | 0.0004273%
2027 | 230 | 230-181 | Tier-2 | Tier-2---9 | 4--4 | 52 | 25 | 788.7224 | 98.19% | 1.606% | 0.2041% | 107.9753 | 0 | 0 | 107.9753 | 0 | 98.256 | 3.1495 | 31.1974 | 98.256 | 3.1495 | 31.1974 | 109.0365 | 3.4951 | 31.1974 | 13.69% | 0.063241 | 0.054424 | 12471.6541 | 782.4193 | 949.0175 | 10740.2174 | 12508.2339 | 0 | 0 | 12508.2339 | 0.003561%
2027 | 1235 | CB 1235 | Tier-2 | Tier-2---6 | 4--5 | 622 | 5 | 6645.572 | 99.09% | 0.6868% | 0.2213% | 15.3514 | 0 | 0 | 15.3514 | 0 | 13.9696 | 0.6299 | 22.1775 | 13.9696 | 0.6299 | 22.1775 | 15.5023 | 0.69901 | 22.1775 | 0.231% | 0.082825 | 0.082632 | 80236.4987 | 5995.4874 | 833.9481 | 73407.0631 | 80238.2012 | 0 | 0 | 80238.2012 | 0.0005062%
2027 | 230 | 230-2060R | Tier-2 | Tier-2---4 | 4--5 | 236 | 183 | 3473.4554 | 97.68% | 2.135% | 0.1887% | 762.939 | 0 | 0 | 762.939 | 0 | 694.2641 | 23.0543 | 30.1143 | 694.2641 | 23.0543 | 30.1143 | 770.4372 | 25.5838 | 30.1143 | 21.96% | 0.088414 | 0.068532 | 39286.0822 | 2320.0349 | 850.2401 | 36115.8071 | 39550.8748 | 0 | 0 | 39550.8748 | 0.02516%
2027 | 230 | 230-2067 | Tier-2 | Tier-2---16 | 4--3 | 6 | 1 | 121.6067 | 92.98% | 6.845% | 0.1786% | 5.4648 | 0 | 0 | 5.4648 | 0 | 4.9729 | 0.12598 | 39.474 | 4.9729 | 0.12598 | 39.474 | 5.5185 | 0.1398 | 39.474 | 4.494% | 0.054619 | 0.051979 | 2226.4545 | 125.1839 | 142.6967 | 1958.574 | 2234.3966 | 0 | 0 | 2234.3966 | 0.0001802%
2027 | 230 | 230-2067 | Tier-2 | Tier-2---16 | 4--3 | 6 | 1 | 121.6067 | 92.98% | 6.845% | 0.1786% | 5.4648 | 0 | 0 | 5.4648 | 0 | 4.9729 | 0.12598 | 39.474 | 4.9729 | 0.12598 | 39.474 | 5.5185 | 0.1398 | 39.474 | 4.494% | 0.054619 | 0.051979 | 2226.4545 | 125.1839 | 142.6967 | 1958.574 | 2234.3966 | 0 | 0 | 2234.3966 | 0.0001802%
2027 | 230 | 230-2067 | Tier-2 | Tier-2---16 | 4--3 | 6 | 4 | 121.6067 | 92.98% | 6.845% | 0.1786% | 21.8593 | 0 | 0 | 21.8593 | 0 | 19.8917 | 0.50392 | 39.474 | 19.8917 | 0.50392 | 39.474 | 22.0742 | 0.55921 | 39.474 | 17.98% | 0.054619 | 0.044059 | 2226.4545 | 125.1839 | 142.6967 | 1958.574 | 2263.9333 | 0 | 0 | 2263.9333 | 0.0007208%
2027 | 230 | 230-371AE | Tier-2 | Tier-2---13 | 4--3 | 41 | 14 | 195.7251 | 81.71% | 17.81% | 0.4804% | 15.8374 | 0 | 0 | 15.8374 | 0 | 14.4118 | 1.7637 | 8.1713 | 14.4118 | 1.7637 | 8.1713 | 15.9931 | 1.9572 | 8.1713 | 8.092% | 0.059006 | 0.053163 | 3317.0375 | 182.5151 | 537.9757 | 2596.5467 | 3383.703 | 0 | 0 | 3383.703 | 0.0005223%
2027 | 1235 | CB 1235 | Tier-2 | Tier-2---6 | 4--5 | 622 | 1 | 6645.572 | 99.09% | 0.6868% | 0.2213% | 3.0703 | 0 | 0 | 3.0703 | 0 | 2.7939 | 0.12598 | 22.1775 | 2.7939 | 0.12598 | 22.1775 | 3.1005 | 0.1398 | 22.1775 | 0.0462% | 0.082825 | 0.082786 | 80236.4987 | 5995.4874 | 833.9481 | 73407.0631 | 80236.8386 | 0 | 0 | 80236.8386 | 0.0001012%
2027 | 230 | CB 230 | Tier-2 | Tier-2---14 | 1--5 | 12 | 3 | 212.8275 | 99.81% | 0% | 0.1866% | 15.4012 | 0 | 0 | 15.4012 | 0 | 14.0149 | 0.37794 | 37.0824 | 14.0149 | 0.37794 | 37.0824 | 15.5526 | 0.41941 | 37.0824 | 7.236% | 0.0025822 | 0.002395 | 82420.9788 | 5196.3102 | 6622.8824 | 70601.7862 | 82432.9979 | 0 | 0 | 82432.9979 | 0.0005079%
2027 | 231 | 231-1136R | Tier-2 | Tier-2---7 | 4--5 | 357 | 1 | 2730.9177 | 98.3% | 1.373% | 0.325% | 2.1807 | 0 | 0 | 2.1807 | 0 | 1.9844 | 0.12598 | 15.7519 | 1.9844 | 0.12598 | 15.7519 | 2.2022 | 0.1398 | 15.7519 | 0.07985% | 0.054655 | 0.05461 | 49966.8413 | 3802.7952 | 1680.0986 | 44483.9475 | 49967.5311 | 0 | 0 | 49967.5311 | 7.191e-05%
2027 | 231 | 231-1136R | Tier-2 | Tier-2---7 | 4--5 | 357 | 108 | 2730.9177 | 98.3% | 1.373% | 0.325% | 235.5178 | 0 | 0 | 235.5178 | 0 | 214.318 | 13.6058 | 15.7519 | 214.318 | 13.6058 | 15.7519 | 237.8324 | 15.0986 | 15.7519 | 8.624% | 0.054655 | 0.04986 | 49966.8413 | 3802.7952 | 1680.0986 | 44483.9475 | 50048.443 | 0 | 0 | 50048.443 | 0.007767%
2027 | 231 | 231-1635R | Tier-2 | Tier-2---4 | 5--5 | 862 | 429 | 5142.095 | 98.68% | 0.901% | 0.4182% | 732.3537 | 0 | 0 | 732.3537 | 0 | 666.4319 | 54.0453 | 12.331 | 666.4319 | 54.0453 | 12.331 | 739.5513 | 59.9751 | 12.331 | 14.24% | 0.11648 | 0.099666 | 44146.87 | 3399.863 | 647.3328 | 40099.6742 | 44245.0995 | 0 | 0 | 44245.0995 | 0.02415%
2027 | 231 | CB 231 | Tier-2 | Tier-2---7 | 4--5 | 260 | 50 | 2499.974 | 99.29% | 0.4807% | 0.2332% | 138.4263 | 0 | 0 | 138.4263 | 0 | 125.966 | 6.299 | 19.9978 | 125.966 | 6.299 | 19.9978 | 139.7867 | 6.9901 | 19.9978 | 5.537% | 0.037573 | 0.035477 | 66537.1573 | 4869.2313 | 990.775 | 60677.151 | 66565.2128 | 0 | 0 | 66565.2128 | 0.004565%
2027 | 232 | 232-40AE | Tier-2 | Tier-2---19 | 2--3 | 5 | 4 | 11.4297 | 0.4523% | 98.58% | 0.9661% | 0.011995 | 0 | 0 | 0.011995 | 0 | 0.010915 | 0.50392 | 0.02166 | 0.010915 | 0.50392 | 0.02166 | 0.012113 | 0.55921 | 0.02166 | 0.1049% | 0.0059544 | 0.004573 | 1919.5436 | 3.0821 | 1745.9177 | 170.5438 | 2496.7828 | 0 | 0 | 2496.7828 | 3.955e-07%
2027 | 232 | CB 232 | Tier-2 | Tier-2---7 | 4--5 | 259 | 65 | 1642.5971 | 97.37% | 2.323% | 0.3027% | 116.4091 | 0 | 0 | 116.4091 | 0 | 105.9307 | 8.1887 | 12.9362 | 105.9307 | 8.1887 | 12.9362 | 117.5532 | 9.0871 | 12.9362 | 7.087% | 0.029023 | 0.026911 | 56595.6114 | 3442.0938 | 1736.7765 | 51416.7411 | 56712.2539 | 0 | 0 | 56712.2539 | 0.003839%
2027 | 233 | 233-123R | Tier-2 | Tier-2---4 | 4--5 | 412 | 64 | 3035.8045 | 98.84% | 0.8219% | 0.339% | 135.171 | 0 | 0 | 135.171 | 0 | 123.0037 | 8.0627 | 15.2559 | 123.0037 | 8.0627 | 15.2559 | 136.4994 | 8.9473 | 15.2559 | 4.453% | 0.06125 | 0.058491 | 49563.8317 | 3086.7129 | 653.5217 | 45823.5971 | 49590.9744 | 0 | 0 | 49590.9744 | 0.004457%
2027 | 233 | 233-41R | Tier-2 | Tier-2---9 | 4--5 | 273 | 57 | 718.991 | 97.57% | 1.357% | 1.072% | 42.4768 | 0 | 0 | 42.4768 | 0 | 38.6533 | 7.1808 | 5.3828 | 38.6533 | 7.1808 | 5.3828 | 42.8942 | 7.9687 | 5.3828 | 5.908% | 0.044487 | 0.041793 | 16161.8225 | 1280.6452 | 594.3266 | 14286.8507 | 16187.131 | 0 | 0 | 16187.131 | 0.001401%
2027 | 233 | 233-86F | Tier-2 | Tier-2---8 | 5--5 | 412 | 60 | 2341.6741 | 85.9% | 13.6% | 0.4998% | 84.9541 | 0 | 0 | 84.9541 | 0 | 77.3071 | 7.5588 | 10.2274 | 77.3071 | 7.5588 | 10.2274 | 85.789 | 8.3881 | 10.2274 | 3.628% | 0.1204 | 0.11531 | 19449.7342 | 1103.1383 | 2517.3516 | 15829.2443 | 19570.6403 | 0 | 0 | 19570.6403 | 0.002801%
2027 | 233 | CB 233 | Tier-2 | Tier-2---4 | 4--5 | 613 | 161 | 4127.6955 | 98.74% | 0.928% | 0.3343% | 310.4229 | 0 | 0 | 310.4229 | 0 | 282.4806 | 20.2827 | 13.9271 | 282.4806 | 20.2827 | 13.9271 | 313.4737 | 22.5081 | 13.9271 | 7.52% | 0.075451 | 0.069704 | 54706.8242 | 4073.6346 | 1765.0896 | 48868.1 | 54763.7613 | 0 | 0 | 54763.7613 | 0.01024%
2027 | 234 | 234-48R | Tier-2 | Tier-2---4 | 4--5 | 334 | 1 | 4939.3792 | 99.46% | 0.3916% | 0.1518% | 4.2654 | 0 | 0 | 4.2654 | 0 | 3.8814 | 0.12598 | 30.81 | 3.8814 | 0.12598 | 30.81 | 4.3073 | 0.1398 | 30.81 | 0.08635% | 0.047931 | 0.04789 | 103051.0114 | 8933.6439 | 586.3727 | 93530.9949 | 103051.4981 | 0 | 0 | 103051.4981 | 0.0001407%
2027 | 234 | 234-48R | Tier-2 | Tier-2---4 | 4--5 | 334 | 154 | 4939.3792 | 99.46% | 0.3916% | 0.1518% | 656.8682 | 0 | 0 | 656.8682 | 0 | 597.7411 | 19.4009 | 30.81 | 597.7411 | 19.4009 | 30.81 | 663.3239 | 21.5295 | 30.81 | 13.3% | 0.047931 | 0.041522 | 103051.0114 | 8933.6439 | 586.3727 | 93530.9949 | 103137.4446 | 0 | 0 | 103137.4446 | 0.02166%
2027 | 234 | CB 234 | Tier-2 | Tier-2---4 | 4--5 | 352 | 94 | 3294.853 | 98.88% | 0.9043% | 0.2189% | 252.298 | 0 | 0 | 252.298 | 0 | 229.5878 | 11.8421 | 19.3874 | 229.5878 | 11.8421 | 19.3874 | 254.7776 | 13.1414 | 19.3874 | 7.657% | 0.044658 | 0.0412 | 73779.6805 | 5680.9025 | 1107.6673 | 66991.1107 | 73849.2413 | 0 | 0 | 73849.2413 | 0.00832%
2027 | 239 | 239-2217R | Tier-3 | Tier-3---16 | 4--4 | 108 | 11 | 1029.5673 | 69.27% | 30.42% | 0.3032% | 21.0659 | 0 | 0 | 21.0659 | 0 | 19.1696 | 1.3858 | 13.8331 | 19.1696 | 1.3858 | 13.8331 | 21.2729 | 1.5378 | 13.8331 | 2.046% | 0.073205 | 0.071043 | 14064.0898 | 633.3257 | 4082.9978 | 9347.7664 | 14195.6228 | 0 | 0 | 14195.6228 | 0.0006947%
2027 | 240 | 240-1028R | Tier-2 | Tier-2---9 | 4--5 | 165 | 99 | 1181.5361 | 98.38% | 1.316% | 0.2998% | 202.2656 | 0 | 0 | 202.2656 | 0 | 184.0589 | 12.472 | 14.7578 | 184.0589 | 12.472 | 14.7578 | 204.2534 | 13.8404 | 14.7578 | 17.12% | 0.045174 | 0.037314 | 26155.1082 | 1950.1252 | 442.6644 | 23762.3186 | 26244.1289 | 0 | 0 | 26244.1289 | 0.00667%
2027 | 240 | 240-1044 | Tier-3 | Tier-3---16 | 4--4 | 71 | 40 | 791.3356 | 98.7% | 1.112% | 0.1837% | 127.6139 | 0 | 0 | 127.6139 | 0 | 116.1269 | 5.0392 | 23.0448 | 116.1269 | 5.0392 | 23.0448 | 128.8681 | 5.5921 | 23.0448 | 16.13% | 0.076308 | 0.063841 | 10370.2289 | 676.03 | 184.4385 | 9509.7604 | 10396.4616 | 0 | 0 | 10396.4616 | 0.004208%
2027 | 240 | 240-1148 | Tier-3 | Tier-3---17 | 4--4 | 75 | 64 | 376.72 | 96.88% | 2.523% | 0.5996% | 90.3146 | 0 | 0 | 90.3146 | 0 | 82.1851 | 8.0627 | 10.1932 | 82.1851 | 8.0627 | 10.1932 | 91.2022 | 8.9473 | 10.1932 | 23.97% | 0.037482 | 0.028207 | 10050.6383 | 614.3795 | 265.2745 | 9170.9843 | 10153.8425 | 0 | 0 | 10153.8425 | 0.002978%
2027 | 240 | 240-2004R | Tier-3 | Tier-3---12 | 5--5 | 623 | 46 | 4437.6588 | 97.91% | 1.769% | 0.321% | 93.0355 | 0 | 0 | 93.0355 | 0 | 84.661 | 5.7951 | 14.6091 | 84.661 | 5.7951 | 14.6091 | 93.9499 | 6.4309 | 14.6091 | 2.096% | 0.095775 | 0.093725 | 46334.0144 | 3458.4519 | 909.4055 | 41966.157 | 46355.2035 | 0 | 0 | 46355.2035 | 0.003068%
2027 | 240 | 240-2004R | Tier-3 | Tier-3---12 | 5--5 | 623 | 317 | 4437.6588 | 97.91% | 1.769% | 0.321% | 641.136 | 0 | 0 | 641.136 | 0 | 583.425 | 39.9356 | 14.6091 | 583.425 | 39.9356 | 14.6091 | 647.4371 | 44.3172 | 14.6091 | 14.45% | 0.095775 | 0.081643 | 46334.0144 | 3458.4519 | 909.4055 | 41966.157 | 46501.6442 | 0 | 0 | 46501.6442 | 0.02114%
2027 | 242 | 242-1426F | Tier-2 | Tier-2---10 | 5--4 | 117 | 1 | 960.3446 | 65.96% | 33.81% | 0.2324% | 1.5701 | 0 | 0 | 1.5701 | 0 | 1.4287 | 0.12598 | 11.3409 | 1.4287 | 0.12598 | 11.3409 | 1.5855 | 0.1398 | 11.3409 | 0.1635% | 0.10724 | 0.10698 | 8954.7461 | 551.4319 | 2822.7975 | 5580.5167 | 8962.3204 | 0 | 0 | 8962.3204 | 5.177e-05%
2027 | 248 | CB 248 | Tier-2 | Tier-2---9 | 3--5 | 136 | 41 | 962.1527 | 99.5% | 0% | 0.4991% | 83.6978 | 0 | 0 | 83.6978 | 0 | 76.1638 | 5.1652 | 14.7457 | 76.1638 | 5.1652 | 14.7457 | 84.5204 | 5.7319 | 14.7457 | 8.699% | 0.01881 | 0.017166 | 51150.5838 | 3349.6651 | 233.4496 | 47567.4691 | 51175.0411 | 0 | 0 | 51175.0411 | 0.00276%
2027 | 240 | 240-2006R | Tier-3 | Tier-3---12 | 4--5 | 269 | 189 | 3742.5721 | 99.07% | 0.7558% | 0.1785% | 755.4422 | 0 | 0 | 755.4422 | 0 | 687.4421 | 23.8102 | 28.8718 | 687.4421 | 23.8102 | 28.8718 | 762.8667 | 26.4226 | 28.8718 | 20.19% | 0.06999 | 0.055729 | 53472.8025 | 3048.802 | 469.1943 | 49954.8062 | 53600.6388 | 0 | 0 | 53600.6388 | 0.02491%
2027 | 240 | 240-2032R | Tier-3 | Tier-3---12 | 5--5 | 344 | 264 | 3665.7351 | 96.82% | 2.929% | 0.2538% | 789.8708 | 0 | 0 | 789.8708 | 0 | 718.7717 | 33.2587 | 21.6116 | 718.7717 | 33.2587 | 21.6116 | 797.6337 | 36.9077 | 21.6116 | 21.55% | 0.12278 | 0.095452 | 29856.9037 | 1779.6717 | 868.2863 | 27208.9457 | 30128.9606 | 0 | 0 | 30128.9606 | 0.02605%
2027 | 240 | CB 240 | Tier-2 | Tier-2---9 | 4--5 | 238 | 2 | 1263.0316 | 97.68% | 1.949% | 0.3739% | 3.0065 | 0 | 0 | 3.0065 | 0 | 2.7359 | 0.25196 | 10.8583 | 2.7359 | 0.25196 | 10.8583 | 3.036 | 0.2796 | 10.8583 | 0.238% | 0.048511 | 0.048392 | 26036.1977 | 2576.3946 | 964.8687 | 22494.9343 | 26037.6752 | 0 | 0 | 26037.6752 | 9.914e-05%
2027 | 240 | CB 240 | Tier-2 | Tier-2---9 | 4--5 | 238 | 22 | 1263.0316 | 97.68% | 1.949% | 0.3739% | 33.0712 | 0 | 0 | 33.0712 | 0 | 30.0944 | 2.7716 | 10.8583 | 30.0944 | 2.7716 | 10.8583 | 33.3962 | 3.0756 | 10.8583 | 2.618% | 0.048511 | 0.04721 | 26036.1977 | 2576.3946 | 964.8687 | 22494.9343 | 26052.8576 | 0 | 0 | 26052.8576 | 0.001091%
2027 | 240 | CB 240 | Tier-2 | Tier-2---9 | 4--5 | 238 | 82 | 1263.0316 | 97.68% | 1.949% | 0.3739% | 123.2654 | 0 | 0 | 123.2654 | 0 | 112.1699 | 10.3303 | 10.8583 | 112.1699 | 10.3303 | 10.8583 | 124.4769 | 11.4638 | 10.8583 | 9.759% | 0.048511 | 0.043664 | 26036.1977 | 2576.3946 | 964.8687 | 22494.9343 | 26103.3376 | 0 | 0 | 26103.3376 | 0.004065%
2027 | 242 | CB 242 | Tier-2 | Tier-2---11 | 5--3 | 87 | 1 | 406.8184 | 64.36% | 35.02% | 0.6193% | 0.8728 | 0 | 0 | 0.8728 | 0 | 0.79424 | 0.12598 | 6.3045 | 0.79424 | 0.12598 | 6.3045 | 0.88138 | 0.1398 | 6.3045 | 0.2145% | 0.1014 | 0.10107 | 4011.826 | 175.5762 | 1861.6873 | 1974.5625 | 4016.6075 | 0 | 0 | 4016.6075 | 2.878e-05%
2027 | 248 | CB 248 | Tier-2 | Tier-2---9 | 3--5 | 136 | 12 | 962.1527 | 99.5% | 0% | 0.4991% | 24.4969 | 0 | 0 | 24.4969 | 0 | 22.2919 | 1.5118 | 14.7457 | 22.2919 | 1.5118 | 14.7457 | 24.7377 | 1.6776 | 14.7457 | 2.546% | 0.01881 | 0.018329 | 51150.5838 | 3349.6651 | 233.4496 | 47567.4691 | 51157.2877 | 0 | 0 | 51157.2877 | 0.0008078%
2027 | 242 | 242-1426F | Tier-2 | Tier-2---10 | 5--4 | 117 | 55 | 960.3446 | 65.96% | 33.81% | 0.2324% | 86.353 | 0 | 0 | 86.353 | 0 | 78.58 | 6.9289 | 11.3409 | 78.58 | 6.9289 | 11.3409 | 87.2016 | 7.6891 | 11.3409 | 8.992% | 0.10724 | 0.092624 | 8954.7461 | 551.4319 | 2822.7975 | 5580.5167 | 9435.8928 | 0 | 0 | 9435.8928 | 0.002848%
2027 | 242 | 242-1427F | Tier-2 | Tier-2---20 | 5--1 | 5 | 3 | 24.991 | 71.07% | 28.66% | 0.2708% | 3.0905 | 0 | 0 | 3.0905 | 0 | 2.8123 | 0.37794 | 7.4412 | 2.8123 | 0.37794 | 7.4412 | 3.1209 | 0.41941 | 7.4412 | 12.37% | 0.096908 | 0.080046 | 257.8839 | 11.7408 | 62.5798 | 183.5632 | 273.5988 | 0 | 0 | 273.5988 | 0.0001019%
2027 | 240 | CB 240 | Tier-2 | Tier-2---9 | 4--5 | 238 | 2 | 1263.0316 | 97.68% | 1.949% | 0.3739% | 3.0065 | 0 | 0 | 3.0065 | 0 | 2.7359 | 0.25196 | 10.8583 | 2.7359 | 0.25196 | 10.8583 | 3.036 | 0.2796 | 10.8583 | 0.238% | 0.048511 | 0.048392 | 26036.1977 | 2576.3946 | 964.8687 | 22494.9343 | 26037.6752 | 0 | 0 | 26037.6752 | 9.914e-05%
2027 | 242 | CB 242 | Tier-2 | Tier-2---11 | 5--3 | 87 | 1 | 406.8184 | 64.36% | 35.02% | 0.6193% | 0.8728 | 0 | 0 | 0.8728 | 0 | 0.79424 | 0.12598 | 6.3045 | 0.79424 | 0.12598 | 6.3045 | 0.88138 | 0.1398 | 6.3045 | 0.2145% | 0.1014 | 0.10107 | 4011.826 | 175.5762 | 1861.6873 | 1974.5625 | 4016.6075 | 0 | 0 | 4016.6075 | 2.878e-05%
2027 | 242 | CB 242 | Tier-2 | Tier-2---11 | 5--3 | 87 | 33 | 406.8184 | 64.36% | 35.02% | 0.6193% | 28.8025 | 0 | 0 | 28.8025 | 0 | 26.2099 | 4.1573 | 6.3045 | 26.2099 | 4.1573 | 6.3045 | 29.0856 | 4.6135 | 6.3045 | 7.08% | 0.1014 | 0.09025 | 4011.826 | 175.5762 | 1861.6873 | 1974.5625 | 4188.5289 | 0 | 0 | 4188.5289 | 0.0009498%
2027 | 244 | CB 244 | Tier-2 | Tier-2---14 | 4--4 | 197 | 16 | 295.5508 | 37.5% | 61.39% | 1.106% | 2.6107 | 0 | 0 | 2.6107 | 0 | 2.3757 | 2.0157 | 1.1786 | 2.3757 | 2.0157 | 1.1786 | 2.6364 | 2.2368 | 1.1786 | 0.8833% | 0.040668 | 0.039711 | 7267.3331 | 124.9098 | 5850.4758 | 1291.9476 | 7376.8884 | 0 | 0 | 7376.8884 | 8.609e-05%
2027 | 246 | 246-34R | Tier-3 | Tier-3---12 | 4--5 | 436 | 185 | 3387.0058 | 94.54% | 5.197% | 0.2577% | 394.0367 | 0 | 0 | 394.0367 | 0 | 358.5681 | 23.3063 | 15.3851 | 358.5681 | 23.3063 | 15.3851 | 397.9093 | 25.8634 | 15.3851 | 11.63% | 0.070488 | 0.061814 | 48050.8143 | 3484.7024 | 2545.4197 | 42020.6922 | 48418.6232 | 0 | 0 | 48418.6232 | 0.01299%
2027 | 246 | CB 246 | Tier-2 | Tier-2---7 | 4--5 | 303 | 1 | 1438.4419 | 90% | 9.47% | 0.5268% | 1.2391 | 0 | 0 | 1.2391 | 0 | 1.1276 | 0.12598 | 8.9503 | 1.1276 | 0.12598 | 8.9503 | 1.2513 | 0.1398 | 8.9503 | 0.08614% | 0.066431 | 0.066368 | 21653.0415 | 2613.8832 | 2643.0483 | 16396.11 | 21655.1153 | 0 | 0 | 21655.1153 | 4.086e-05%
2027 | 247 | CB 247 | Tier-2 | Tier-2---12 | 4--4 | 90 | 1 | 379.7423 | 70.28% | 29.01% | 0.71% | 0.85995 | 0 | 0 | 0.85995 | 0 | 0.78254 | 0.12598 | 6.2117 | 0.78254 | 0.12598 | 6.2117 | 0.8684 | 0.1398 | 6.2117 | 0.2265% | 0.038566 | 0.038442 | 9846.5066 | 767.6776 | 3381.19 | 5697.6391 | 9855.9667 | 0 | 0 | 9855.9667 | 2.836e-05%
2027 | 247 | 247-46 | Tier-3 | Tier-3---16 | 4--5 | 227 | 139 | 1360.3328 | 92.51% | 7.186% | 0.3009% | 223.4787 | 0 | 0 | 223.4787 | 0 | 203.3626 | 17.5112 | 11.6133 | 203.3626 | 17.5112 | 11.6133 | 225.675 | 19.4325 | 11.6133 | 16.43% | 0.045228 | 0.037197 | 30076.9614 | 1732.65 | 2090.3581 | 26253.9533 | 30563.1651 | 0 | 0 | 30563.1651 | 0.00737%
2027 | 246 | CB 246 | Tier-2 | Tier-2---7 | 4--5 | 303 | 2 | 1438.4419 | 90% | 9.47% | 0.5268% | 2.4782 | 0 | 0 | 2.4782 | 0 | 2.2551 | 0.25196 | 8.9503 | 2.2551 | 0.25196 | 8.9503 | 2.5026 | 0.2796 | 8.9503 | 0.1723% | 0.066431 | 0.066304 | 21653.0415 | 2613.8832 | 2643.0483 | 16396.11 | 21657.193 | 0 | 0 | 21657.193 | 8.172e-05%
2027 | 247 | CB 247 | Tier-2 | Tier-2---12 | 4--4 | 90 | 5 | 379.7423 | 70.28% | 29.01% | 0.71% | 4.2998 | 0 | 0 | 4.2998 | 0 | 3.9127 | 0.6299 | 6.2117 | 3.9127 | 0.6299 | 6.2117 | 4.342 | 0.69901 | 6.2117 | 1.132% | 0.038566 | 0.037945 | 9846.5066 | 767.6776 | 3381.19 | 5697.6391 | 9894.4265 | 0 | 0 | 9894.4265 | 0.0001418%
2027 | 247 | CB 247 | Tier-2 | Tier-2---12 | 4--4 | 90 | 11 | 379.7423 | 70.28% | 29.01% | 0.71% | 9.4595 | 0 | 0 | 9.4595 | 0 | 8.608 | 1.3858 | 6.2117 | 8.608 | 1.3858 | 6.2117 | 9.5524 | 1.5378 | 6.2117 | 2.491% | 0.038566 | 0.037199 | 9846.5066 | 767.6776 | 3381.19 | 5697.6391 | 9954.0436 | 0 | 0 | 9954.0436 | 0.0003119%
2027 | 240 | CB 240 | Tier-2 | Tier-2---9 | 4--5 | 238 | 6 | 1263.0316 | 97.68% | 1.949% | 0.3739% | 9.0194 | 0 | 0 | 9.0194 | 0 | 8.2076 | 0.75588 | 10.8583 | 8.2076 | 0.75588 | 10.8583 | 9.1081 | 0.83881 | 10.8583 | 0.7141% | 0.048511 | 0.048156 | 26036.1977 | 2576.3946 | 964.8687 | 22494.9343 | 26040.6521 | 0 | 0 | 26040.6521 | 0.0002974%
2027 | 248 | CB 248 | Tier-2 | Tier-2---9 | 3--5 | 136 | 9 | 962.1527 | 99.5% | 0% | 0.4991% | 18.3727 | 0 | 0 | 18.3727 | 0 | 16.7189 | 1.1338 | 14.7457 | 16.7189 | 1.1338 | 14.7457 | 18.5533 | 1.2582 | 14.7457 | 1.91% | 0.01881 | 0.018449 | 51150.5838 | 3349.6651 | 233.4496 | 47567.4691 | 51155.5789 | 0 | 0 | 51155.5789 | 0.0006059%
2027 | 252 | 252-129 | Tier-2 | Tier-2---18 | 3--3 | 98 | 54 | 49.4853 | 86.66% | 6.71% | 6.626% | 6.853 | 0 | 0 | 6.853 | 0 | 6.2362 | 6.8029 | 0.91669 | 6.2362 | 6.8029 | 0.91669 | 6.9204 | 7.5493 | 0.91669 | 13.85% | 0.02391 | 0.020089 | 2069.6845 | 157.0487 | 250.675 | 1661.9608 | 2122.1774 | 0 | 0 | 2122.1774 | 0.000226%
2027 | 463 | 463-1229 | Tier-2 | Tier-2---9 | 5--4 | 231 | 86 | 1378.3182 | 99.02% | 0.574% | 0.4088% | 147.3481 | 0 | 0 | 147.3481 | 0 | 134.0848 | 10.8343 | 12.376 | 134.0848 | 10.8343 | 12.376 | 148.7963 | 12.023 | 12.376 | 10.69% | 0.096723 | 0.08628 | 14250.1892 | 1640.085 | 119.2009 | 12490.9033 | 14267.1396 | 0 | 0 | 14267.1396 | 0.004859%
2027 | 1162 | 1162-363 | Tier-2 | Tier-2---13 | 4--3 | 37 | 30 | 247.9994 | 97.75% | 1.792% | 0.4608% | 56.9994 | 0 | 0 | 56.9994 | 0 | 51.8687 | 3.7794 | 13.7241 | 51.8687 | 3.7794 | 13.7241 | 57.5596 | 4.1941 | 13.7241 | 22.98% | 0.064829 | 0.049585 | 3825.4385 | 214.4022 | 70.5791 | 3540.4572 | 3851.9369 | 0 | 0 | 3851.9369 | 0.00188%
2027 | 283 | 283-55R | Tier-3 | Tier-3---9 | 5--5 | 109 | 28 | 5299.6344 | 98.55% | 1.37% | 0.07601% | 389.0912 | 0 | 0 | 389.0912 | 0 | 354.0677 | 3.5274 | 100.3754 | 354.0677 | 3.5274 | 100.3754 | 392.9152 | 3.9145 | 100.3754 | 7.342% | 0.20157 | 0.18656 | 26291.5727 | 1578.5747 | 367.1447 | 24345.8532 | 26322.1653 | 0 | 0 | 26322.1653 | 0.01283%
2027 | 283 | CB 283 | Tier-3 | Tier-3---21 | 1--5 | 2 | 2 | 6.0451 | 99.41% | 0% | 0.5857% | 1.7428 | 0 | 0 | 1.7428 | 0 | 1.5859 | 0.25196 | 6.2945 | 1.5859 | 0.25196 | 6.2945 | 1.76 | 0.2796 | 6.2945 | 28.83% | 7.6e-05 | 5.396e-05 | 79541.4151 | 4353.6962 | 965.9064 | 74221.8126 | 79731.6929 | 0 | 0 | 79731.6929 | 5.747e-05%
2027 | 288 | 288-2380F | Tier-2 | Tier-2---12 | 4--5 | 43 | 23 | 550.61 | 92.88% | 6.93% | 0.1872% | 79.3295 | 0 | 0 | 79.3295 | 0 | 72.1888 | 2.8975 | 24.9138 | 72.1888 | 2.8975 | 24.9138 | 80.1091 | 3.2154 | 24.9138 | 14.41% | 0.030344 | 0.025637 | 18145.5978 | 1033.7393 | 1202.5384 | 15909.3201 | 18382.718 | 0 | 0 | 18382.718 | 0.002616%
2027 | 300 | 300-484F | Tier-2 | Tier-2---9 | 4--5 | 250 | 15 | 754.1323 | 92.41% | 6.882% | 0.7076% | 12.126 | 0 | 0 | 12.126 | 0 | 11.0345 | 1.8897 | 5.8393 | 11.0345 | 1.8897 | 5.8393 | 12.2452 | 2.097 | 5.8393 | 1.608% | 0.039922 | 0.039227 | 18890.1433 | 1189.4361 | 2104.6022 | 15596.105 | 18915.5304 | 0 | 0 | 18915.5304 | 0.0003999%
2027 | 307 | 307-1538F | Tier-2 | Tier-2---7 | 5--5 | 53 | 24 | 2407.2332 | 91.07% | 8.863% | 0.06623% | 287.8926 | 0 | 0 | 287.8926 | 0 | 261.9783 | 3.0235 | 86.6469 | 261.9783 | 3.0235 | 86.6469 | 290.722 | 3.3552 | 86.6469 | 11.96% | 0.10098 | 0.087718 | 23839.1374 | 1161.7116 | 1913.71 | 20763.7158 | 24160.9325 | 0 | 0 | 24160.9325 | 0.009494%
2027 | 307 | 307-234R | Tier-2 | Tier-2---4 | 5--5 | 109 | 7 | 4762.848 | 95.55% | 4.384% | 0.07015% | 84.7515 | 0 | 0 | 84.7515 | 0 | 77.1228 | 0.88186 | 87.4548 | 77.1228 | 0.88186 | 87.4548 | 85.5845 | 0.97861 | 87.4548 | 1.779% | 0.11001 | 0.10796 | 43295.9421 | 2235.6738 | 1794.1526 | 39266.1157 | 43332.54 | 0 | 0 | 43332.54 | 0.002795%
2027 | 311 | 311-1163F | Tier-2 | Tier-2---18 | 3--3 | 14 | 7 | 46.1951 | 84.69% | 14.76% | 0.5474% | 5.673 | 0 | 0 | 5.673 | 0 | 5.1623 | 0.88186 | 5.8539 | 5.1623 | 0.88186 | 5.8539 | 5.7287 | 0.97861 | 5.8539 | 12.28% | 0.018623 | 0.015922 | 2480.5668 | 135.3403 | 1292.4644 | 1052.7621 | 2544.9611 | 0 | 0 | 2544.9611 | 0.0001871%
2027 | 311 | 311-1199 | Tier-2 | Tier-2---20 | 3--2 | 15 | 5 | 15.6056 | 49.38% | 48.09% | 2.529% | 0.74497 | 0 | 0 | 0.74497 | 0 | 0.67791 | 0.6299 | 1.0762 | 0.67791 | 0.6299 | 1.0762 | 0.75229 | 0.69901 | 1.0762 | 4.774% | 0.018336 | 0.016563 | 851.1013 | 34.5086 | 499.3326 | 317.2601 | 897.2017 | 0 | 0 | 897.2017 | 2.457e-05%
2027 | 311 | 311-14R | Tier-2 | Tier-2---14 | 3--4 | 14 | 12 | 278.652 | 16.28% | 83.57% | 0.1501% | 11.2762 | 0 | 0 | 11.2762 | 0 | 10.2611 | 1.5118 | 6.7876 | 10.2611 | 1.5118 | 6.7876 | 11.387 | 1.6776 | 6.7876 | 4.047% | 0.018935 | 0.014229 | 14715.9264 | 172.6193 | 12298.8098 | 2244.4973 | 18791.4334 | 0 | 0 | 18791.4334 | 0.0003718%
2027 | 311 | 311-43 | Tier-2 | Tier-2---15 | 3--4 | 195 | 62 | 159.8581 | 2.339% | 95.81% | 1.853% | 0.34476 | 0 | 0 | 0.34476 | 0 | 0.31373 | 7.8107 | 0.040166 | 0.31373 | 7.8107 | 0.040166 | 0.34815 | 8.6677 | 0.040166 | 0.2157% | 0.027937 | 0.025361 | 5722.0498 | 11.5831 | 5135.5481 | 574.9186 | 6289.6469 | 0 | 0 | 6289.6469 | 1.137e-05%
2027 | 312 | 312-14F | Tier-2 | Tier-2---14 | 3--4 | 53 | 15 | 202.1236 | 0.1514% | 99.59% | 0.26% | 0.025109 | 0 | 0 | 0.025109 | 0 | 0.022849 | 1.8897 | 0.012091 | 0.022849 | 1.8897 | 0.012091 | 0.025356 | 2.097 | 0.012091 | 0.01242% | 0.018868 | 0.017319 | 10712.5091 | 14.4007 | 9656.8656 | 1041.2427 | 11668.9096 | 0 | 0 | 11668.9096 | 8.28e-07%
2027 | 350 | 350-2188R | Tier-2 | Tier-2---5 | 5--5 | 565 | 128 | 3602.0119 | 95.48% | 4.084% | 0.4314% | 225.9636 | 0 | 0 | 225.9636 | 0 | 205.6238 | 16.1254 | 12.7515 | 205.6238 | 16.1254 | 12.7515 | 228.1843 | 17.8947 | 12.7515 | 6.273% | 0.15121 | 0.14128 | 23821.2544 | 1424.0323 | 987.3799 | 21409.8422 | 23896.8896 | 0 | 0 | 23896.8896 | 0.007451%
2027 | 353 | 353-593F | Tier-2 | Tier-2---7 | 5--5 | 56 | 9 | 2519.0591 | 99.18% | 0.76% | 0.05848% | 116.4451 | 0 | 0 | 116.4451 | 0 | 105.9635 | 1.1338 | 93.4572 | 105.9635 | 1.1338 | 93.4572 | 117.5896 | 1.2582 | 93.4572 | 4.623% | 0.10537 | 0.10046 | 23906.1611 | 1223.3222 | 175.0584 | 22507.7804 | 23915.7269 | 0 | 0 | 23915.7269 | 0.00384%
2027 | 355 | 355-41R | Tier-2 | Tier-2---6 | 4--5 | 226 | 11 | 7500.5861 | 98.5% | 1.439% | 0.05987% | 104.2839 | 0 | 0 | 104.2839 | 0 | 94.8969 | 1.3858 | 68.4792 | 94.8969 | 1.3858 | 68.4792 | 105.3088 | 1.5378 | 68.4792 | 1.39% | 0.092253 | 0.090951 | 81304.346 | 4273.0126 | 1113.8309 | 75917.5024 | 81321.7974 | 0 | 0 | 81321.7974 | 0.003439%
2027 | 355 | CB 355 | Tier-2 | Tier-2---3 | 5--5 | 302 | 19 | 11288.3525 | 98.84% | 1.109% | 0.05403% | 203.5605 | 0 | 0 | 203.5605 | 0 | 185.2373 | 2.3936 | 77.3881 | 185.2373 | 2.3936 | 77.3881 | 205.5611 | 2.6562 | 77.3881 | 1.803% | 0.1048 | 0.10289 | 107709.793 | 9333.0654 | 1277.5324 | 97099.1953 | 107733.078 | 0 | 0 | 107733.078 | 0.006713%
2027 | 357 | CB 357 | Tier-3 | Tier-3---10 | 5--5 | 162 | 1 | 6110.8546 | 96.01% | 3.933% | 0.05986% | 10.5024 | 0 | 0 | 10.5024 | 0 | 9.557 | 0.12598 | 75.8616 | 9.557 | 0.12598 | 75.8616 | 10.6056 | 0.1398 | 75.8616 | 0.1719% | 0.12773 | 0.1275 | 47841.0693 | 2695.6068 | 1944.7301 | 43200.7325 | 47844.4951 | 0 | 0 | 47844.4951 | 0.0003463%
2027 | 356 | 356-16R | Tier-2 | Tier-2---4 | 4--5 | 216 | 25 | 5437.4375 | 98.14% | 1.781% | 0.0775% | 179.1144 | 0 | 0 | 179.1144 | 0 | 162.9916 | 3.1495 | 51.7517 | 162.9916 | 3.1495 | 51.7517 | 180.8747 | 3.4951 | 51.7517 | 3.294% | 0.090754 | 0.087708 | 59914.026 | 4577.5093 | 1354.7623 | 53981.7544 | 59952.7022 | 0 | 0 | 59952.7022 | 0.005907%
2027 | 355 | CB 355 | Tier-2 | Tier-2---3 | 5--5 | 302 | 1 | 11288.3525 | 98.84% | 1.109% | 0.05403% | 10.7137 | 0 | 0 | 10.7137 | 0 | 9.7493 | 0.12598 | 77.3881 | 9.7493 | 0.12598 | 77.3881 | 10.819 | 0.1398 | 77.3881 | 0.09491% | 0.1048 | 0.1047 | 107709.793 | 9333.0654 | 1277.5324 | 97099.1953 | 107710.9973 | 0 | 0 | 107710.9973 | 0.0003533%
2027 | 246 | 246-34R | Tier-3 | Tier-3---12 | 4--5 | 436 | 1 | 3387.0058 | 94.54% | 5.197% | 0.2577% | 2.1299 | 0 | 0 | 2.1299 | 0 | 1.9382 | 0.12598 | 15.3851 | 1.9382 | 0.12598 | 15.3851 | 2.1509 | 0.1398 | 15.3851 | 0.06289% | 0.070488 | 0.070441 | 48050.8143 | 3484.7024 | 2545.4197 | 42020.6922 | 48052.559 | 0 | 0 | 48052.559 | 7.024e-05%
2027 | 356 | 356-19R | Tier-3 | Tier-3---8 | 5--5 | 736 | 258 | 16012.7864 | 97.76% | 2.145% | 0.09187% | 1591.4049 | 0 | 0 | 1591.4049 | 0 | 1448.1568 | 32.5028 | 44.5548 | 1448.1568 | 32.5028 | 44.5548 | 1607.0451 | 36.0689 | 44.5548 | 9.938% | 0.16775 | 0.1507 | 95453.8626 | 6567.3724 | 2023.3951 | 86863.0951 | 95695.5116 | 0 | 0 | 95695.5116 | 0.05248%
2027 | 356 | CB 356 | Tier-2 | Tier-2---19 | 1--5 | 3 | 2 | 6.8062 | 99.1% | 0% | 0.8997% | 1.304 | 0 | 0 | 1.304 | 0 | 1.1866 | 0.25196 | 4.7096 | 1.1866 | 0.25196 | 4.7096 | 1.3168 | 0.2796 | 4.7096 | 19.16% | 0.0001262 | 0.0001018 | 53931.5569 | 3195.8788 | 2293.9675 | 48441.7106 | 54047.8482 | 0 | 0 | 54047.8482 | 4.3e-05%
2027 | 357 | 357-1299R | Tier-3 | Tier-3---9 | 5--5 | 48 | 44 | 5098.7328 | 99.68% | 0.2892% | 0.03002% | 1351.0865 | 0 | 0 | 1351.0865 | 0 | 1229.4703 | 5.5431 | 221.8015 | 1229.4703 | 5.5431 | 221.8015 | 1364.3649 | 6.1513 | 221.8015 | 26.5% | 0.2409 | 0.17686 | 21164.9633 | 1447.3151 | 61.817 | 19655.8313 | 21189.4267 | 0 | 0 | 21189.4267 | 0.04455%
2027 | 357 | 357-2049F | Tier-3 | Tier-3---8 | 5--5 | 271 | 2 | 16869.708 | 98.79% | 1.184% | 0.02933% | 35.6668 | 0 | 0 | 35.6668 | 0 | 32.4563 | 0.25196 | 128.8154 | 32.4563 | 0.25196 | 128.8154 | 36.0173 | 0.2796 | 128.8154 | 0.2114% | 0.18286 | 0.18247 | 92253.2607 | 6177.0068 | 1029.1992 | 85047.0547 | 92255.6619 | 0 | 0 | 92255.6619 | 0.001176%
2027 | 357 | 357-45R | Tier-3 | Tier-3---8 | 5--5 | 363 | 69 | 17696.7525 | 97.47% | 2.478% | 0.04808% | 950.8759 | 0 | 0 | 950.8759 | 0 | 865.2842 | 8.6926 | 99.5426 | 865.2842 | 8.6926 | 99.5426 | 960.2211 | 9.6463 | 99.5426 | 5.373% | 0.18538 | 0.17516 | 95462.1405 | 7644.6992 | 2293.6368 | 85523.8045 | 95602.8069 | 0 | 0 | 95602.8069 | 0.03136%
2027 | 357 | 357-50R | Tier-3 | Tier-3---4 | 5--5 | 383 | 104 | 10432.4887 | 97.04% | 2.884% | 0.07824% | 797.1922 | 0 | 0 | 797.1922 | 0 | 725.434 | 13.1019 | 55.3686 | 725.434 | 13.1019 | 55.3686 | 805.0269 | 14.5394 | 55.3686 | 7.641% | 0.14913 | 0.13738 | 69957.1689 | 5112.9004 | 1923.9041 | 62920.3645 | 70134.2809 | 0 | 0 | 70134.2809 | 0.02629%
2027 | 357 | 357-750R | Tier-2 | Tier-2---2 | 5--5 | 272 | 2 | 11757.6254 | 97.81% | 2.143% | 0.05143% | 24.5213 | 0 | 0 | 24.5213 | 0 | 22.3141 | 0.25196 | 88.562 | 22.3141 | 0.25196 | 88.562 | 24.7623 | 0.2796 | 88.562 | 0.2086% | 0.171 | 0.17064 | 68756.8371 | 5466.8496 | 1394.351 | 61895.6365 | 68760.0609 | 0 | 0 | 68760.0609 | 0.0008086%
2027 | 357 | CB 357 | Tier-3 | Tier-3---10 | 5--5 | 162 | 25 | 6110.8546 | 96.01% | 3.933% | 0.05986% | 262.5596 | 0 | 0 | 262.5596 | 0 | 238.9257 | 3.1495 | 75.8616 | 238.9257 | 3.1495 | 75.8616 | 265.14 | 3.4951 | 75.8616 | 4.297% | 0.12773 | 0.12202 | 47841.0693 | 2695.6068 | 1944.7301 | 43200.7325 | 47930.5659 | 0 | 0 | 47930.5659 | 0.008658%
2027 | 358 | 358-1175F | Tier-2 | Tier-2---11 | 5--3 | 21 | 4 | 599.5834 | 97.21% | 2.746% | 0.04768% | 32.1945 | 0 | 0 | 32.1945 | 0 | 29.2966 | 0.50392 | 58.1374 | 29.2966 | 0.50392 | 58.1374 | 32.5109 | 0.55921 | 58.1374 | 5.369% | 0.14195 | 0.13411 | 4224.0008 | 213.9489 | 108.6198 | 3901.4321 | 4230.9007 | 0 | 0 | 4230.9007 | 0.001062%
2027 | 358 | 358-682F | Tier-3 | Tier-3---3 | 5--5 | 344 | 66 | 37602.1184 | 98.59% | 1.386% | 0.02088% | 2062.7278 | 0 | 0 | 2062.7278 | 0 | 1877.0542 | 8.3147 | 225.7522 | 1877.0542 | 8.3147 | 225.7522 | 2083.0002 | 9.2269 | 225.7522 | 5.486% | 0.54241 | 0.51223 | 69323.599 | 4080.8113 | 883.9511 | 64358.8366 | 69381.0659 | 0 | 0 | 69381.0659 | 0.06802%
2027 | 358 | CB 358 | Tier-3 | Tier-3---15 | 5--4 | 21 | 2 | 861.4334 | 18.88% | 81.11% | 0.0161% | 4.4913 | 0 | 0 | 4.4913 | 0 | 4.0871 | 0.25196 | 16.2211 | 4.0871 | 0.25196 | 16.2211 | 4.5355 | 0.2796 | 16.2211 | 0.5214% | 0.1387 | 0.13487 | 6210.6059 | 69.3964 | 4526.8458 | 1614.3636 | 6353.7084 | 0 | 0 | 6353.7084 | 0.0001481%
2027 | 393 | 393-14R | Tier-2 | Tier-2---10 | 5--4 | 76 | 41 | 924.8041 | 18.79% | 81.02% | 0.1888% | 27.1822 | 0 | 0 | 27.1822 | 0 | 24.7354 | 5.1652 | 4.7889 | 24.7354 | 5.1652 | 4.7889 | 27.4493 | 5.7319 | 4.7889 | 2.939% | 0.10079 | 0.085024 | 9175.2809 | 282.2453 | 6855.7873 | 2037.2483 | 10557.2523 | 0 | 0 | 10557.2523 | 0.0008964%
2027 | 396 | 396-699R | Tier-2 | Tier-2---5 | 5--5 | 748 | 455 | 3136.9517 | 88.18% | 11.4% | 0.4202% | 487.9639 | 0 | 0 | 487.9639 | 0 | 444.0405 | 57.3208 | 7.7466 | 444.0405 | 57.3208 | 7.7466 | 492.7596 | 63.6099 | 7.7466 | 15.56% | 0.15664 | 0.12901 | 20026.8881 | 1646.7402 | 2215.8438 | 16164.3042 | 20533.8897 | 0 | 0 | 20533.8897 | 0.01609%
2027 | 396 | CB 396 | Tier-2 | Tier-2---11 | 5--4 | 145 | 5 | 669.8148 | 14.34% | 85.25% | 0.4034% | 0.96069 | 0 | 0 | 0.96069 | 0 | 0.87422 | 0.6299 | 1.3879 | 0.87422 | 0.6299 | 1.3879 | 0.97014 | 0.69901 | 1.3879 | 0.1434% | 0.10036 | 0.099356 | 6674.121 | 114.298 | 5341.1785 | 1218.6444 | 6731.8672 | 0 | 0 | 6731.8672 | 3.168e-05%
2027 | 411 | 411-30R | Tier-3 | Tier-3---6 | 5--5 | 856 | 83 | 6370.0414 | 98.47% | 1.262% | 0.272% | 176.3723 | 0 | 0 | 176.3723 | 0 | 160.4964 | 10.4563 | 15.3492 | 160.4964 | 10.4563 | 15.3492 | 178.1057 | 11.6036 | 15.3492 | 2.769% | 0.10309 | 0.10019 | 61789.3921 | 5810.5604 | 997.631 | 54981.2006 | 61816.818 | 0 | 0 | 61816.818 | 0.005816%
2027 | 441 | 441-23R | Tier-3 | Tier-3---11 | 5--4 | 84 | 58 | 3518.0204 | 97.45% | 2.468% | 0.07959% | 686.4973 | 0 | 0 | 686.4973 | 0 | 624.7032 | 7.3068 | 85.4958 | 624.7032 | 7.3068 | 85.4958 | 693.2441 | 8.1085 | 85.4958 | 19.51% | 0.54783 | 0.43813 | 6421.7327 | 319.9827 | 139.6282 | 5962.1218 | 6462.6892 | 0 | 0 | 6462.6892 | 0.02264%
2027 | 449 | 449-693R | Tier-3 | Tier-3---9 | 5--5 | 165 | 1 | 5260.7056 | 98.77% | 1.153% | 0.07468% | 9.1326 | 0 | 0 | 9.1326 | 0 | 8.3106 | 0.12598 | 65.9674 | 8.3106 | 0.12598 | 65.9674 | 9.2224 | 0.1398 | 65.9674 | 0.1736% | 0.26107 | 0.26061 | 20150.463 | 1117.608 | 224.7441 | 18808.1109 | 20150.8984 | 0 | 0 | 20150.8984 | 0.0003012%
2027 | 441 | 441-279R | Tier-3 | Tier-3---18 | 5--2 | 49 | 49 | 582.1633 | 91.34% | 8.391% | 0.2732% | 154.1992 | 0 | 0 | 154.1992 | 0 | 140.3192 | 6.173 | 22.7311 | 140.3192 | 6.173 | 22.7311 | 155.7147 | 6.8503 | 22.7311 | 26.49% | 0.53527 | 0.38004 | 1087.6056 | 48.7403 | 75.2423 | 963.623 | 1126.0963 | 0 | 0 | 1126.0963 | 0.005085%
2027 | 441 | 441-27R | Tier-3 | Tier-3---9 | 5--4 | 133 | 21 | 4750.1268 | 98% | 1.916% | 0.08125% | 213.1612 | 0 | 0 | 213.1612 | 0 | 193.9737 | 2.6456 | 73.3201 | 193.9737 | 2.6456 | 73.3201 | 215.2561 | 2.9358 | 73.3201 | 4.487% | 0.55752 | 0.53199 | 8520.0828 | 441.9883 | 150.5633 | 7927.5312 | 8528.2495 | 0 | 0 | 8528.2495 | 0.007029%
2027 | 441 | 441-30R | Tier-3 | Tier-3---9 | 5--4 | 101 | 1 | 5348.8774 | 98.57% | 1.364% | 0.06326% | 15.1389 | 0 | 0 | 15.1389 | 0 | 13.7762 | 0.12598 | 109.3525 | 13.7762 | 0.12598 | 109.3525 | 15.2877 | 0.1398 | 109.3525 | 0.283% | 0.55519 | 0.5536 | 9634.2631 | 496.8631 | 123.5008 | 9013.8993 | 9634.6591 | 0 | 0 | 9634.6591 | 0.0004992%
2027 | 441 | 441-30R | Tier-3 | Tier-3---9 | 5--4 | 101 | 90 | 5348.8774 | 98.57% | 1.364% | 0.06326% | 1362.5019 | 0 | 0 | 1362.5019 | 0 | 1239.8582 | 11.3382 | 109.3525 | 1239.8582 | 11.3382 | 109.3525 | 1375.8925 | 12.5822 | 109.3525 | 25.47% | 0.55519 | 0.41172 | 9634.2631 | 496.8631 | 123.5008 | 9013.8993 | 9682.1903 | 0 | 0 | 9682.1903 | 0.04493%
2027 | 441 | CB 441 | Tier-3 | Tier-3---15 | 5--3 | 94 | 43 | 1133.0808 | 94.08% | 5.666% | 0.2577% | 141.4093 | 0 | 0 | 141.4093 | 0 | 128.6805 | 5.4171 | 23.7544 | 128.6805 | 5.4171 | 23.7544 | 142.7991 | 6.0115 | 23.7544 | 12.48% | 0.54555 | 0.47317 | 2076.9658 | 75.1989 | 111.2175 | 1890.5493 | 2095.7848 | 0 | 0 | 2095.7848 | 0.004663%
2027 | 442 | 442-46R | Tier-3 | Tier-3---19 | 5--1 | 3 | 3 | 88.141 | 1.745% | 98.17% | 0.08447% | 0.446 | 0 | 0 | 0.446 | 0 | 0.40586 | 0.37794 | 1.0739 | 0.40586 | 0.37794 | 1.0739 | 0.45039 | 0.41941 | 1.0739 | 0.506% | 0.35092 | 0.24915 | 251.1714 | 0.48889 | 224.1015 | 26.581 | 351.9724 | 0 | 0 | 351.9724 | 1.471e-05%
2027 | 442 | 442-509R | Tier-3 | Tier-3---15 | 5--3 | 145 | 49 | 852.9261 | 84.92% | 14.72% | 0.3553% | 70.9857 | 0 | 0 | 70.9857 | 0 | 64.596 | 6.173 | 10.4643 | 64.596 | 6.173 | 10.4643 | 71.6834 | 6.8503 | 10.4643 | 8.323% | 0.36954 | 0.33333 | 2308.0588 | 110.4832 | 313.3685 | 1884.2071 | 2345.8626 | 0 | 0 | 2345.8626 | 0.002341%
2027 | 442 | 442-525 | Tier-3 | Tier-3---18 | 5--2 | 144 | 71 | 526.1263 | 57.95% | 41.57% | 0.4783% | 43.597 | 0 | 0 | 43.597 | 0 | 39.6727 | 8.9446 | 4.4354 | 39.6727 | 8.9446 | 4.4354 | 44.0255 | 9.9259 | 4.4354 | 8.286% | 0.36155 | 0.30985 | 1455.1925 | 55.7076 | 549.0709 | 850.414 | 1557.2784 | 0 | 0 | 1557.2784 | 0.001438%
2027 | 442 | 442-728R | Tier-3 | Tier-3---5 | 5--5 | 763 | 160 | 11572.221 | 88.48% | 11.4% | 0.1243% | 622.64 | 0 | 0 | 622.64 | 0 | 566.5939 | 20.1568 | 28.1094 | 566.5939 | 20.1568 | 28.1094 | 628.7593 | 22.3683 | 28.1094 | 5.38% | 0.35802 | 0.33625 | 32323.0144 | 2289.7277 | 3409.1909 | 26624.0958 | 32564.1969 | 0 | 0 | 32564.1969 | 0.02053%
2027 | 442 | 442-729 | Tier-3 | Tier-3---15 | 5--3 | 54 | 24 | 704.6091 | 96.62% | 3.132% | 0.2514% | 87.7432 | 0 | 0 | 87.7432 | 0 | 79.8451 | 3.0235 | 26.408 | 79.8451 | 3.0235 | 26.408 | 88.6055 | 3.3552 | 26.408 | 12.45% | 0.36059 | 0.31412 | 1954.0299 | 88.7883 | 138.1468 | 1727.0948 | 1963.8131 | 0 | 0 | 1963.8131 | 0.002893%
2027 | 442 | 442-780 | Tier-3 | Tier-3---19 | 5--1 | 73 | 26 | 141.3846 | 51% | 48.51% | 0.49% | 7.4478 | 0 | 0 | 7.4478 | 0 | 6.7774 | 3.2755 | 2.0691 | 6.7774 | 3.2755 | 2.0691 | 7.521 | 3.6349 | 2.0691 | 5.268% | 0.34601 | 0.31027 | 408.6195 | 15.0224 | 181.372 | 212.2251 | 431.6817 | 0 | 0 | 431.6817 | 0.0002456%
2027 | 445 | 445-1311R | Tier-3 | Tier-3---5 | 5--5 | 337 | 144 | 9632.5907 | 94.96% | 4.965% | 0.07823% | 1133.448 | 0 | 0 | 1133.448 | 0 | 1031.4223 | 18.1411 | 56.8556 | 1031.4223 | 18.1411 | 56.8556 | 1144.5875 | 20.1315 | 56.8556 | 11.77% | 0.53792 | 0.47126 | 17907.0399 | 1026.0345 | 824.7437 | 16056.2617 | 18034.7663 | 0 | 0 | 18034.7663 | 0.03738%
2027 | 445 | 445-1325F | Tier-2 | Tier-2---2 | 5--4 | 220 | 97 | 7250.7229 | 96.11% | 3.805% | 0.08959% | 890.9956 | 0 | 0 | 890.9956 | 0 | 810.7938 | 12.22 | 66.3495 | 810.7938 | 12.22 | 66.3495 | 899.7522 | 13.5608 | 66.3495 | 12.29% | 0.57356 | 0.50022 | 12641.5766 | 694.1782 | 440.7081 | 11506.6903 | 12713.7607 | 0 | 0 | 12713.7607 | 0.02938%
2027 | 445 | 445-17R | Tier-2 | Tier-2---8 | 5--3 | 97 | 36 | 1603.5562 | 88.72% | 11.16% | 0.1231% | 153.1223 | 0 | 0 | 153.1223 | 0 | 139.3392 | 4.5353 | 30.7234 | 139.3392 | 4.5353 | 30.7234 | 154.6272 | 5.0329 | 30.7234 | 9.549% | 0.53426 | 0.47676 | 3001.4248 | 150.999 | 302.1467 | 2548.279 | 3042.2557 | 0 | 0 | 3042.2557 | 0.005049%
2027 | 445 | 445-39R | Tier-2 | Tier-2---5 | 5--4 | 246 | 1 | 3678.5806 | 87.54% | 12.33% | 0.1304% | 3.7962 | 0 | 0 | 3.7962 | 0 | 3.4545 | 0.12598 | 27.4213 | 3.4545 | 0.12598 | 27.4213 | 3.8336 | 0.1398 | 27.4213 | 0.1032% | 0.48997 | 0.48939 | 7507.8253 | 391.1864 | 914.4635 | 6202.1754 | 7508.9294 | 0 | 0 | 7508.9294 | 0.0001252%
2027 | 445 | 445-18R | Tier-2 | Tier-2---2 | 5--5 | 526 | 144 | 10619.7967 | 95.69% | 4.18% | 0.1317% | 806.7668 | 0 | 0 | 806.7668 | 0 | 734.1468 | 18.1411 | 40.4687 | 734.1468 | 18.1411 | 40.4687 | 814.6957 | 20.1315 | 40.4687 | 7.597% | 0.6048 | 0.55678 | 17559.3271 | 969.9837 | 680.7099 | 15908.6335 | 17624.6244 | 0 | 0 | 17624.6244 | 0.0266%
2027 | 445 | 445-19R | Tier-2 | Tier-2---8 | 5--3 | 238 | 147 | 1766.7037 | 84.73% | 14.9% | 0.3714% | 268.1163 | 0 | 0 | 268.1163 | 0 | 243.9821 | 18.519 | 13.1747 | 243.9821 | 18.519 | 13.1747 | 270.7513 | 20.5509 | 13.1747 | 15.18% | 0.56527 | 0.46402 | 3125.4156 | 150.9089 | 429.896 | 2544.6106 | 3229.5738 | 0 | 0 | 3229.5738 | 0.008841%
2027 | 445 | 445-17R | Tier-2 | Tier-2---8 | 5--3 | 97 | 1 | 1603.5562 | 88.72% | 11.16% | 0.1231% | 4.2534 | 0 | 0 | 4.2534 | 0 | 3.8705 | 0.12598 | 30.7234 | 3.8705 | 0.12598 | 30.7234 | 4.2952 | 0.1398 | 30.7234 | 0.2652% | 0.53426 | 0.53267 | 3001.4248 | 150.999 | 302.1467 | 2548.279 | 3002.4399 | 0 | 0 | 3002.4399 | 0.0001403%
2027 | 445 | 445-39R | Tier-2 | Tier-2---5 | 5--4 | 246 | 125 | 3678.5806 | 87.54% | 12.33% | 0.1304% | 474.5303 | 0 | 0 | 474.5303 | 0 | 431.8161 | 15.7475 | 27.4213 | 431.8161 | 15.7475 | 27.4213 | 479.194 | 17.4753 | 27.4213 | 12.9% | 0.48997 | 0.41777 | 7507.8253 | 391.1864 | 914.4635 | 6202.1754 | 7669.4875 | 0 | 0 | 7669.4875 | 0.01565%
2027 | 445 | 445-894R | Tier-2 | Tier-2---5 | 5--4 | 587 | 494 | 4421.0024 | 88.12% | 11.51% | 0.3702% | 950.7986 | 0 | 0 | 950.7986 | 0 | 865.2138 | 62.234 | 13.9026 | 865.2138 | 62.234 | 13.9026 | 960.143 | 69.0622 | 13.9026 | 21.51% | 0.63526 | 0.48022 | 6959.394 | 312.553 | 750.3762 | 5896.4648 | 7226.2865 | 0 | 0 | 7226.2865 | 0.03135%
2027 | 445 | 445-897R | Tier-2 | Tier-2---10 | 5--3 | 25 | 13 | 1351.7747 | 97.24% | 2.711% | 0.04647% | 198.2268 | 0 | 0 | 198.2268 | 0 | 180.3837 | 1.6377 | 110.142 | 180.3837 | 1.6377 | 110.142 | 200.175 | 1.8174 | 110.142 | 14.66% | 0.75637 | 0.64231 | 1787.1928 | 98.5478 | 55.7869 | 1632.8581 | 1795.9437 | 0 | 0 | 1795.9437 | 0.006537%
2027 | 448 | 448-724R | Tier-3 | Tier-3---18 | 5--2 | 202 | 29 | 520.639 | 76.18% | 22.78% | 1.038% | 16.5138 | 0 | 0 | 16.5138 | 0 | 15.0274 | 3.6534 | 4.1132 | 15.0274 | 3.6534 | 4.1132 | 16.6761 | 4.0543 | 4.1132 | 3.172% | 0.55035 | 0.52744 | 946.0153 | 35.8531 | 201.7143 | 708.4479 | 955.8028 | 0 | 0 | 955.8028 | 0.0005446%
2027 | 448 | 448-744R | Tier-3 | Tier-3---7 | 5--5 | 717 | 30 | 9104.5616 | 91.68% | 8.126% | 0.1928% | 101.284 | 0 | 0 | 101.284 | 0 | 92.1671 | 3.7794 | 24.3867 | 92.1671 | 3.7794 | 24.3867 | 102.2794 | 4.1941 | 24.3867 | 1.112% | 0.49442 | 0.48842 | 18414.705 | 980.4625 | 1393.5793 | 16040.6633 | 18433.5203 | 0 | 0 | 18433.5203 | 0.00334%
2027 | 448 | 448-9R | Tier-3 | Tier-3---9 | 5--4 | 413 | 9 | 5644.8109 | 93.43% | 6.384% | 0.1906% | 33.3276 | 0 | 0 | 33.3276 | 0 | 30.3277 | 1.1338 | 26.7483 | 30.3277 | 1.1338 | 26.7483 | 33.6552 | 1.2582 | 26.7483 | 0.5904% | 0.54394 | 0.5405 | 10377.639 | 550.4893 | 645.7623 | 9181.3873 | 10381.9782 | 0 | 0 | 10381.9782 | 0.001099%
2027 | 449 | 449-13R | Tier-3 | Tier-3---7 | 5--5 | 557 | 194 | 6729.9647 | 90.49% | 9.346% | 0.1629% | 615.1254 | 0 | 0 | 615.1254 | 0 | 559.7558 | 24.4401 | 22.9032 | 559.7558 | 24.4401 | 22.9032 | 621.1708 | 27.1216 | 22.9032 | 9.14% | 0.28234 | 0.25382 | 23836.2998 | 1408.7102 | 2080.9099 | 20346.6798 | 24090.9547 | 0 | 0 | 24090.9547 | 0.02028%
2027 | 449 | 449-16R | Tier-3 | Tier-3---15 | 5--4 | 72 | 55 | 1495.5065 | 96.97% | 2.927% | 0.1006% | 321.2654 | 0 | 0 | 321.2654 | 0 | 292.3471 | 6.9289 | 42.1925 | 292.3471 | 6.9289 | 42.1925 | 324.4228 | 7.6891 | 42.1925 | 21.48% | 0.23738 | 0.18479 | 6300.0313 | 365.3232 | 174.7966 | 5759.9115 | 6354.3124 | 0 | 0 | 6354.3124 | 0.01059%
2027 | 449 | 449-693R | Tier-3 | Tier-3---9 | 5--5 | 165 | 101 | 5260.7056 | 98.77% | 1.153% | 0.07468% | 922.3944 | 0 | 0 | 922.3944 | 0 | 839.3664 | 12.724 | 65.9674 | 839.3664 | 12.724 | 65.9674 | 931.4597 | 14.12 | 65.9674 | 17.53% | 0.26107 | 0.21473 | 20150.463 | 1117.608 | 224.7441 | 18808.1109 | 20203.8355 | 0 | 0 | 20203.8355 | 0.03042%
2027 | 449 | 449-6R | Tier-3 | Tier-3---14 | 5--4 | 161 | 56 | 2320.0162 | 95.55% | 4.318% | 0.1352% | 223.5986 | 0 | 0 | 223.5986 | 0 | 203.4716 | 7.0549 | 28.8413 | 203.4716 | 7.0549 | 28.8413 | 225.7961 | 7.8289 | 28.8413 | 9.638% | 0.24779 | 0.22279 | 9362.9076 | 518.3997 | 417.6492 | 8426.8588 | 9409.6794 | 0 | 0 | 9409.6794 | 0.007373%
2027 | 463 | 463-1136F | Tier-2 | Tier-2---18 | 4--2 | 11 | 10 | 88.0149 | 97.35% | 2.233% | 0.4157% | 22.5893 | 0 | 0 | 22.5893 | 0 | 20.556 | 1.2598 | 16.3169 | 20.556 | 1.2598 | 16.3169 | 22.8113 | 1.398 | 16.3169 | 25.67% | 0.060434 | 0.044501 | 1456.3858 | 89.8078 | 31.4849 | 1335.0931 | 1470.1971 | 0 | 0 | 1470.1971 | 0.0007449%
2027 | 463 | 463-1229 | Tier-2 | Tier-2---9 | 5--4 | 231 | 1 | 1378.3182 | 99.02% | 0.574% | 0.4088% | 1.7134 | 0 | 0 | 1.7134 | 0 | 1.5591 | 0.12598 | 12.376 | 1.5591 | 0.12598 | 12.376 | 1.7302 | 0.1398 | 12.376 | 0.1243% | 0.096723 | 0.096601 | 14250.1892 | 1640.085 | 119.2009 | 12490.9033 | 14250.3652 | 0 | 0 | 14250.3652 | 5.65e-05%
2027 | 470 | 470-40AE | Tier-2 | Tier-2---4 | 4--5 | 142 | 125 | 5264.9688 | 98.33% | 1.599% | 0.07273% | 1321.5852 | 0 | 0 | 1321.5852 | 0 | 1202.6245 | 15.7475 | 76.3694 | 1202.6245 | 15.7475 | 76.3694 | 1334.5737 | 17.4753 | 76.3694 | 25.1% | 0.091034 | 0.067795 | 57835.1917 | 3654.8473 | 877.7111 | 53302.6332 | 58166.5588 | 0 | 0 | 58166.5588 | 0.04358%
2027 | 470 | 470-47R | Tier-3 | Tier-3---2 | 5--5 | 534 | 96 | 16740.3911 | 99.37% | 0.5365% | 0.09319% | 867.2617 | 0 | 0 | 867.2617 | 0 | 789.1963 | 12.0941 | 65.2549 | 789.1963 | 12.0941 | 65.2549 | 875.7851 | 13.421 | 65.2549 | 5.181% | 0.16225 | 0.15379 | 103174.1084 | 6598.1472 | 589.4379 | 95986.5234 | 103209.8428 | 0 | 0 | 103209.8428 | 0.0286%
2027 | 791 | 791-419F | Tier-2 | Tier-2---5 | 5--5 | 141 | 1 | 3349.7594 | 92.58% | 7.304% | 0.116% | 6.3784 | 0 | 0 | 6.3784 | 0 | 5.8042 | 0.12598 | 46.0728 | 5.8042 | 0.12598 | 46.0728 | 6.4411 | 0.1398 | 46.0728 | 0.1904% | 0.11325 | 0.11302 | 29577.718 | 1970.6299 | 1994.5012 | 25612.587 | 29582.241 | 0 | 0 | 29582.241 | 0.0002103%
2027 | 470 | CB 470 | Tier-2 | Tier-2---6 | 5--5 | 381 | 48 | 6922.0493 | 95.49% | 4.388% | 0.1268% | 241.4829 | 0 | 0 | 241.4829 | 0 | 219.7461 | 6.047 | 36.3395 | 219.7461 | 6.047 | 36.3395 | 243.8561 | 6.7105 | 36.3395 | 3.489% | 0.114 | 0.10983 | 60721.6484 | 6478.0385 | 2705.5326 | 51538.0773 | 60825.6005 | 0 | 0 | 60825.6005 | 0.007963%
2027 | 520 | 520-1489R | Tier-2 | Tier-2---8 | 5--5 | 408 | 14 | 2637.9338 | 96.76% | 2.798% | 0.4462% | 25.3986 | 0 | 0 | 25.3986 | 0 | 23.1123 | 1.7637 | 13.1043 | 23.1123 | 1.7637 | 13.1043 | 25.6482 | 1.9572 | 13.1043 | 0.9628% | 0.13822 | 0.13684 | 19085.4238 | 1021.9214 | 566.5154 | 17496.987 | 19091.6461 | 0 | 0 | 19091.6461 | 0.0008376%
2027 | 520 | 520-1525R | Tier-2 | Tier-2---8 | 5--5 | 145 | 43 | 1632.8033 | 98.29% | 1.436% | 0.2778% | 138.0149 | 0 | 0 | 138.0149 | 0 | 125.5917 | 5.4171 | 23.1842 | 125.5917 | 5.4171 | 23.1842 | 139.3713 | 6.0115 | 23.1842 | 8.453% | 0.099044 | 0.090526 | 16485.7021 | 1672.9156 | 358.491 | 14454.2955 | 16512.2822 | 0 | 0 | 16512.2822 | 0.004551%
2027 | 520 | 520-1902R | Tier-2 | Tier-2---9 | 4--4 | 408 | 22 | 748.333 | 77.34% | 21.7% | 0.962% | 9.0499 | 0 | 0 | 9.0499 | 0 | 8.2353 | 2.7716 | 2.9714 | 8.2353 | 2.7716 | 2.9714 | 9.1389 | 3.0756 | 2.9714 | 1.209% | 0.058932 | 0.05801 | 12698.2886 | 1100.527 | 2687.8901 | 8909.8715 | 12744.0039 | 0 | 0 | 12744.0039 | 0.0002984%
2027 | 521 | 521-14R | Tier-3 | Tier-3---5 | 5--5 | 315 | 12 | 11350.2874 | 96.69% | 3.233% | 0.07621% | 121.2446 | 0 | 0 | 121.2446 | 0 | 110.3309 | 1.5118 | 72.9819 | 110.3309 | 1.5118 | 72.9819 | 122.4362 | 1.6776 | 72.9819 | 1.068% | 0.27097 | 0.26797 | 41888.3276 | 2255.8215 | 1272.0917 | 38360.4144 | 41903.8108 | 0 | 0 | 41903.8108 | 0.003998%
2027 | 521 | 521-1819R | Tier-2 | Tier-2---9 | 4--5 | 199 | 101 | 810.9996 | 89.31% | 10.24% | 0.4457% | 106.6116 | 0 | 0 | 106.6116 | 0 | 97.0151 | 12.724 | 7.6246 | 97.0151 | 12.724 | 7.6246 | 107.6594 | 14.12 | 7.6246 | 13.15% | 0.043667 | 0.03724 | 18572.4528 | 2084.26 | 1960.8167 | 14527.3761 | 18914.9935 | 0 | 0 | 18914.9935 | 0.003516%
2027 | 521 | 521-1856R | Tier-3 | Tier-3---6 | 5--5 | 335 | 3 | 8477.8617 | 97.79% | 2.104% | 0.1048% | 21.5309 | 0 | 0 | 21.5309 | 0 | 19.5928 | 0.37794 | 51.8412 | 19.5928 | 0.37794 | 51.8412 | 21.7425 | 0.41941 | 51.8412 | 0.254% | 0.15411 | 0.15371 | 55012.684 | 3012.448 | 1105.9909 | 50894.245 | 55015.8473 | 0 | 0 | 55015.8473 | 0.00071%
2027 | 521 | 521-18R | Tier-3 | Tier-3---6 | 4--5 | 307 | 1 | 8713.0173 | 99.36% | 0.5424% | 0.09583% | 8.178 | 0 | 0 | 8.178 | 0 | 7.4419 | 0.12598 | 59.072 | 7.4419 | 0.12598 | 59.072 | 8.2584 | 0.1398 | 59.072 | 0.09386% | 0.071321 | 0.071254 | 122165.8816 | 6890.9356 | 771.7339 | 114503.2122 | 122166.6189 | 0 | 0 | 122166.6189 | 0.0002697%
2027 | 521 | 521-18R | Tier-3 | Tier-3---6 | 4--5 | 307 | 165 | 8713.0173 | 99.36% | 0.5424% | 0.09583% | 1349.3709 | 0 | 0 | 1349.3709 | 0 | 1227.9091 | 20.7867 | 59.072 | 1227.9091 | 20.7867 | 59.072 | 1362.6324 | 23.0673 | 59.072 | 15.49% | 0.071321 | 0.060205 | 122165.8816 | 6890.9356 | 771.7339 | 114503.2122 | 122309.8539 | 0 | 0 | 122309.8539 | 0.0445%
2027 | 521 | 521-27R | Tier-2 | Tier-2---3 | 4--5 | 358 | 70 | 5618.6229 | 98.78% | 1.092% | 0.1294% | 314.7078 | 0 | 0 | 314.7078 | 0 | 286.3798 | 8.8186 | 32.4746 | 286.3798 | 8.8186 | 32.4746 | 317.8008 | 9.7861 | 32.4746 | 5.601% | 0.063668 | 0.060057 | 88249.328 | 6355.7576 | 1136.662 | 80756.9084 | 88314.1005 | 0 | 0 | 88314.1005 | 0.01038%
2027 | 521 | 521-27R | Tier-2 | Tier-2---3 | 4--5 | 358 | 1 | 5618.6229 | 98.78% | 1.092% | 0.1294% | 4.4958 | 0 | 0 | 4.4958 | 0 | 4.0911 | 0.12598 | 32.4746 | 4.0911 | 0.12598 | 32.4746 | 4.54 | 0.1398 | 32.4746 | 0.08002% | 0.063668 | 0.063616 | 88249.328 | 6355.7576 | 1136.662 | 80756.9084 | 88250.2016 | 0 | 0 | 88250.2016 | 0.0001483%
2027 | 521 | 521-700R | Tier-2 | Tier-2---3 | 4--5 | 437 | 135 | 9012.5446 | 99.05% | 0.8425% | 0.1052% | 799.765 | 0 | 0 | 799.765 | 0 | 727.7752 | 17.0073 | 42.792 | 727.7752 | 17.0073 | 42.792 | 807.625 | 18.8733 | 42.792 | 8.874% | 0.074421 | 0.067753 | 121102.821 | 8945.6292 | 1253.8537 | 110903.3381 | 121215.757 | 0 | 0 | 121215.757 | 0.02637%
2027 | 521 | CB 521 | Tier-2 | Tier-2---20 | 3--1 | 14 | 10 | 12.2832 | 16.79% | 81.3% | 1.905% | 0.42728 | 0 | 0 | 0.42728 | 0 | 0.38882 | 1.2598 | 0.30863 | 0.38882 | 1.2598 | 0.30863 | 0.43148 | 1.398 | 0.30863 | 3.479% | 0.025917 | 0.020548 | 473.952 | 4.2331 | 417.1527 | 52.5662 | 576.9833 | 0 | 0 | 576.9833 | 1.409e-05%
2027 | 522 | 522-34 | Tier-2 | Tier-2---16 | 4--3 | 64 | 8 | 112.7117 | 43.02% | 55.81% | 1.165% | 1.7579 | 0 | 0 | 1.7579 | 0 | 1.5997 | 1.0078 | 1.5872 | 1.5997 | 1.0078 | 1.5872 | 1.7752 | 1.1184 | 1.5872 | 1.56% | 0.030009 | 0.028921 | 3755.9309 | 126.2765 | 2195.8593 | 1433.795 | 3836.4222 | 0 | 0 | 3836.4222 | 5.797e-05%
2027 | 522 | 522-34 | Tier-2 | Tier-2---16 | 4--3 | 64 | 26 | 112.7117 | 43.02% | 55.81% | 1.165% | 5.7132 | 0 | 0 | 5.7132 | 0 | 5.1989 | 3.2755 | 1.5872 | 5.1989 | 3.2755 | 1.5872 | 5.7693 | 3.6349 | 1.5872 | 5.069% | 0.030009 | 0.026474 | 3755.9309 | 126.2765 | 2195.8593 | 1433.795 | 4041.7135 | 0 | 0 | 4041.7135 | 0.0001884%
2027 | 523 | CB 523 | Tier-2 | Tier-2---13 | 4--4 | 259 | 6 | 305.5692 | 37.2% | 61.32% | 1.484% | 0.76361 | 0 | 0 | 0.76361 | 0 | 0.69488 | 0.75588 | 0.9193 | 0.69488 | 0.75588 | 0.9193 | 0.77112 | 0.83881 | 0.9193 | 0.2499% | 0.044603 | 0.044303 | 6850.8655 | 393.6973 | 4462.8655 | 1994.3028 | 6879.9659 | 0 | 0 | 6879.9659 | 2.518e-05%
2027 | 231 | 231-1136R | Tier-2 | Tier-2---7 | 4--5 | 357 | 1 | 2730.9177 | 98.3% | 1.373% | 0.325% | 2.1807 | 0 | 0 | 2.1807 | 0 | 1.9844 | 0.12598 | 15.7519 | 1.9844 | 0.12598 | 15.7519 | 2.2022 | 0.1398 | 15.7519 | 0.07985% | 0.054655 | 0.05461 | 49966.8413 | 3802.7952 | 1680.0986 | 44483.9475 | 49967.5311 | 0 | 0 | 49967.5311 | 7.191e-05%
2027 | 522 | 522-36 | Tier-2 | Tier-2---16 | 4--3 | 93 | 41 | 116.9577 | 22.53% | 76.17% | 1.295% | 3.3694 | 0 | 0 | 3.3694 | 0 | 3.0661 | 5.1652 | 0.59362 | 3.0661 | 5.1652 | 0.59362 | 3.4025 | 5.7319 | 0.59362 | 2.881% | 0.031092 | 0.027117 | 3761.7134 | 67.8389 | 2679.063 | 1014.8115 | 4188.8894 | 0 | 0 | 4188.8894 | 0.0001111%
2027 | 522 | 522-38R | Tier-2 | Tier-2---6 | 4--5 | 606 | 1 | 5639.8414 | 96.44% | 3.339% | 0.2198% | 2.6029 | 0 | 0 | 2.6029 | 0 | 2.3686 | 0.12598 | 18.8014 | 2.3686 | 0.12598 | 18.8014 | 2.6285 | 0.1398 | 18.8014 | 0.04615% | 0.088602 | 0.08856 | 63653.5146 | 7689.6838 | 2180.134 | 53783.6968 | 63654.5991 | 0 | 0 | 63654.5991 | 8.583e-05%
2027 | 522 | 522-38R | Tier-2 | Tier-2---6 | 4--5 | 606 | 353 | 5639.8414 | 96.44% | 3.339% | 0.2198% | 918.8197 | 0 | 0 | 918.8197 | 0 | 836.1134 | 44.4709 | 18.8014 | 836.1134 | 44.4709 | 18.8014 | 927.8498 | 49.3501 | 18.8014 | 16.29% | 0.088602 | 0.073635 | 63653.5146 | 7689.6838 | 2180.134 | 53783.6968 | 64113.9491 | 0 | 0 | 64113.9491 | 0.0303%
2027 | 521 | 521-1819R | Tier-2 | Tier-2---9 | 4--5 | 199 | 1 | 810.9996 | 89.31% | 10.24% | 0.4457% | 1.0556 | 0 | 0 | 1.0556 | 0 | 0.96055 | 0.12598 | 7.6246 | 0.96055 | 0.12598 | 7.6246 | 1.0659 | 0.1398 | 7.6246 | 0.1302% | 0.043667 | 0.043603 | 18572.4528 | 2084.26 | 1960.8167 | 14527.3761 | 18575.3493 | 0 | 0 | 18575.3493 | 3.481e-05%
2027 | 522 | CB 522 | Tier-2 | Tier-2---9 | 4--5 | 253 | 129 | 1074.3257 | 89.49% | 10.08% | 0.4258% | 142.1675 | 0 | 0 | 142.1675 | 0 | 129.3704 | 16.2514 | 7.9606 | 129.3704 | 16.2514 | 7.9606 | 143.5647 | 18.0345 | 7.9606 | 13.23% | 0.049006 | 0.04176 | 21922.4202 | 1310.4924 | 2696.6948 | 17915.2331 | 22322.0507 | 0 | 0 | 22322.0507 | 0.004688%
2027 | 523 | 523-31AE | Tier-2 | Tier-2---14 | 4--4 | 199 | 38 | 305.199 | 11.7% | 87.21% | 1.095% | 1.9768 | 0 | 0 | 1.9768 | 0 | 1.7989 | 4.7872 | 0.37577 | 1.7989 | 4.7872 | 0.37577 | 1.9962 | 5.3125 | 0.37577 | 0.6477% | 0.037419 | 0.035347 | 8156.1707 | 129.3833 | 6531.3069 | 1495.4806 | 8578.3864 | 0 | 0 | 8578.3864 | 6.519e-05%
2027 | 523 | CB 523 | Tier-2 | Tier-2---13 | 4--4 | 259 | 104 | 305.5692 | 37.2% | 61.32% | 1.484% | 13.236 | 0 | 0 | 13.236 | 0 | 12.0446 | 13.1019 | 0.9193 | 12.0446 | 13.1019 | 0.9193 | 13.3661 | 14.5394 | 0.9193 | 4.332% | 0.044603 | 0.039409 | 6850.8655 | 393.6973 | 4462.8655 | 1994.3028 | 7417.9152 | 0 | 0 | 7417.9152 | 0.0004365%
2027 | 594 | 594-1379F | Tier-2 | Tier-2---17 | 1--5 | 9 | 9 | 49.4293 | 99.41% | 0% | 0.5897% | 14.25 | 0 | 0 | 14.25 | 0 | 12.9673 | 1.1338 | 11.4368 | 12.9673 | 1.1338 | 11.4368 | 14.39 | 1.2582 | 11.4368 | 28.83% | 0.0021822 | 0.0015494 | 22651.1445 | 4294.234 | 125.4934 | 18231.417 | 22705.7027 | 0 | 0 | 22705.7027 | 0.0004699%
2027 | 597 | 597-595 | Tier-2 | Tier-2---1 | 5--5 | 398 | 303 | 18774.394 | 95.55% | 4.388% | 0.06321% | 3960.5037 | 0 | 0 | 3960.5037 | 0 | 3604.0044 | 38.1719 | 94.4152 | 3604.0044 | 38.1719 | 94.4152 | 3999.4274 | 42.36 | 94.4152 | 21.1% | 0.15307 | 0.11927 | 122655.7075 | 12289.1487 | 5017.0863 | 105349.4725 | 124202.4752 | 0 | 0 | 124202.4752 | 0.1306%
2027 | 599 | 599-19R | Tier-2 | Tier-2---1 | 5--5 | 753 | 514 | 25743.4561 | 99.4% | 0.5253% | 0.0786% | 5065.2696 | 0 | 0 | 5065.2696 | 0 | 4609.3263 | 64.7536 | 71.1825 | 4609.3263 | 64.7536 | 71.1825 | 5115.0508 | 71.8582 | 71.1825 | 19.68% | 0.15161 | 0.1216 | 169796.7072 | 9028.2208 | 940.8004 | 159827.6859 | 170049.7675 | 0 | 0 | 170049.7675 | 0.167%
2027 | 859 | 859-42R | Tier-2 | Tier-2---3 | 4--5 | 557 | 1 | 8606.9717 | 99.86% | 0% | 0.1411% | 4.4749 | 0 | 0 | 4.4749 | 0 | 4.0721 | 0.12598 | 32.3232 | 4.0721 | 0.12598 | 32.3232 | 4.5188 | 0.1398 | 32.3232 | 0.05199% | 0.067132 | 0.067097 | 128210.0534 | 7463.1152 | 271.9776 | 120474.9607 | 128210.1476 | 0 | 0 | 128210.1476 | 0.0001476%
2027 | 599 | CB 599 | Tier-2 | Tier-2---4 | 4--5 | 369 | 106 | 4323.2442 | 99.81% | 0% | 0.1903% | 359.4678 | 0 | 0 | 359.4678 | 0 | 327.1108 | 13.3539 | 24.4956 | 327.1108 | 13.3539 | 24.4956 | 363.0006 | 14.819 | 24.4956 | 8.315% | 0.043095 | 0.039505 | 100319.859 | 10016.8763 | 926.348 | 89376.6347 | 100337.209 | 0 | 0 | 100337.209 | 0.01185%
2027 | 770 | 770-259R | Tier-2 | Tier-2---17 | 2--3 | 24 | 20 | 42.5113 | 97.49% | 0.5175% | 1.991% | 10.0159 | 0 | 0 | 10.0159 | 0 | 9.1143 | 2.5196 | 3.6174 | 9.1143 | 2.5196 | 3.6174 | 10.1143 | 2.796 | 3.6174 | 23.56% | 0.010605 | 0.0080423 | 4008.538 | 404.386 | 91.8554 | 3512.2966 | 4040.5769 | 0 | 0 | 4040.5769 | 0.0003303%
2027 | 776 | CB 776 | Tier-2 | Tier-2---18 | 3--3 | 53 | 1 | 55.0677 | 92.66% | 4.028% | 3.312% | 0.2792 | 0 | 0 | 0.2792 | 0 | 0.25407 | 0.12598 | 2.0167 | 0.25407 | 0.12598 | 2.0167 | 0.28194 | 0.1398 | 2.0167 | 0.507% | 0.014982 | 0.0149 | 3675.6367 | 359.0614 | 229.0677 | 3087.5075 | 3677.121 | 0 | 0 | 3677.121 | 9.207e-06%
2027 | 776 | CB 776 | Tier-2 | Tier-2---18 | 3--3 | 53 | 39 | 55.0677 | 92.66% | 4.028% | 3.312% | 10.8887 | 0 | 0 | 10.8887 | 0 | 9.9086 | 4.9132 | 2.0167 | 9.9086 | 4.9132 | 2.0167 | 10.9957 | 5.4523 | 2.0167 | 19.77% | 0.014982 | 0.011785 | 3675.6367 | 359.0614 | 229.0677 | 3087.5075 | 3748.8269 | 0 | 0 | 3748.8269 | 0.0003591%
2027 | 788 | 788-34R | Tier-2 | Tier-2---6 | 5--5 | 521 | 33 | 9132.2366 | 94.33% | 5.547% | 0.1209% | 158.2389 | 0 | 0 | 158.2389 | 0 | 143.9952 | 4.1573 | 34.6364 | 143.9952 | 4.1573 | 34.6364 | 159.7941 | 4.6135 | 34.6364 | 1.733% | 0.12404 | 0.12177 | 73621.1831 | 9933.4586 | 4009.9599 | 59677.7646 | 73699.258 | 0 | 0 | 73699.258 | 0.005218%
2027 | 788 | CB 788 | Tier-2 | Tier-2---2 | 5--5 | 708 | 24 | 8569.0681 | 95.07% | 4.755% | 0.1724% | 80.0875 | 0 | 0 | 80.0875 | 0 | 72.8785 | 3.0235 | 24.1039 | 72.8785 | 3.0235 | 24.1039 | 80.8745 | 3.3552 | 24.1039 | 0.9346% | 0.14181 | 0.14042 | 60426.1463 | 6360.7221 | 2990.776 | 51074.6482 | 60455.7072 | 0 | 0 | 60455.7072 | 0.002641%
2027 | 791 | 791-419F | Tier-2 | Tier-2---5 | 5--5 | 141 | 11 | 3349.7594 | 92.58% | 7.304% | 0.116% | 70.1623 | 0 | 0 | 70.1623 | 0 | 63.8467 | 1.3858 | 46.0728 | 63.8467 | 1.3858 | 46.0728 | 70.8518 | 1.5378 | 46.0728 | 2.095% | 0.11325 | 0.11069 | 29577.718 | 1970.6299 | 1994.5012 | 25612.587 | 29628.5179 | 0 | 0 | 29628.5179 | 0.002314%
2027 | 835 | 835-10F | Tier-2 | Tier-2---19 | 1--4 | 13 | 6 | 12.4137 | 98.83% | 0% | 1.166% | 1.6422 | 0 | 0 | 1.6422 | 0 | 1.4943 | 0.75588 | 1.977 | 1.4943 | 0.75588 | 1.977 | 1.6583 | 0.83881 | 1.977 | 13.23% | 0.0010446 | 0.00090478 | 11883.6637 | 927.2087 | 137.533 | 10818.9221 | 11905.069 | 0 | 0 | 11905.069 | 5.415e-05%
2027 | 835 | 835-11F | Tier-2 | Tier-2---15 | 1--5 | 17 | 17 | 139.955 | 99.63% | 0% | 0.3714% | 40.4362 | 0 | 0 | 40.4362 | 0 | 36.7964 | 2.1417 | 17.1813 | 36.7964 | 2.1417 | 17.1813 | 40.8336 | 2.3766 | 17.1813 | 28.89% | 0.0041866 | 0.0029725 | 33429.2729 | 4516.6864 | 116.5511 | 28796.0353 | 33479.9886 | 0 | 0 | 33479.9886 | 0.001333%
2027 | 835 | CB 835 | Tier-2 | Tier-2---17 | 1--5 | 12 | 8 | 42.6475 | 99.43% | 0% | 0.5747% | 8.1978 | 0 | 0 | 8.1978 | 0 | 7.4599 | 1.0078 | 7.4019 | 7.4599 | 1.0078 | 7.4019 | 8.2784 | 1.1184 | 7.4019 | 19.22% | 0.0017112 | 0.0013804 | 24922.574 | 2795.9682 | 135.9476 | 21990.6582 | 24956.9047 | 0 | 0 | 24956.9047 | 0.0002703%
2027 | 840 | 840-308F | Tier-2 | Tier-2---13 | 4--4 | 16 | 5 | 330.3488 | 99.39% | 0.4551% | 0.1546% | 29.7553 | 0 | 0 | 29.7553 | 0 | 27.077 | 0.6299 | 42.9862 | 27.077 | 0.6299 | 42.9862 | 30.0478 | 0.69901 | 42.9862 | 9.007% | 0.063249 | 0.057517 | 5222.9719 | 562.2788 | 28.1473 | 4632.5459 | 5226.1451 | 0 | 0 | 5226.1451 | 0.0009812%
2027 | 859 | 859-42R | Tier-2 | Tier-2---3 | 4--5 | 557 | 31 | 8606.9717 | 99.86% | 0% | 0.1411% | 138.7208 | 0 | 0 | 138.7208 | 0 | 126.234 | 3.9054 | 32.3232 | 126.234 | 3.9054 | 32.3232 | 140.0841 | 4.3339 | 32.3232 | 1.612% | 0.067132 | 0.066048 | 128210.0534 | 7463.1152 | 271.9776 | 120474.9607 | 128213.0215 | 0 | 0 | 128213.0215 | 0.004574%
2027 | 920 | 920-1342R | Tier-3 | Tier-3---12 | 4--5 | 131 | 83 | 3406.6458 | 99.34% | 0.5402% | 0.1203% | 621.8047 | 0 | 0 | 621.8047 | 0 | 565.8338 | 10.4563 | 54.114 | 565.8338 | 10.4563 | 54.114 | 627.9158 | 11.6036 | 54.114 | 18.25% | 0.068604 | 0.055999 | 49656.3753 | 4642.3023 | 300.3512 | 44713.7218 | 49730.1973 | 0 | 0 | 49730.1973 | 0.0205%
2027 | 921 | 921-800F | Tier-2 | Tier-2---7 | 4--5 | 252 | 10 | 1991.7107 | 76.61% | 23.16% | 0.2301% | 17.5585 | 0 | 0 | 17.5585 | 0 | 15.978 | 1.2598 | 12.683 | 15.978 | 1.2598 | 12.683 | 17.7311 | 1.398 | 12.683 | 0.8816% | 0.065336 | 0.064584 | 30484.0304 | 2594.6331 | 6453.3763 | 21436.021 | 30567.0531 | 0 | 0 | 30567.0531 | 0.000579%
2027 | 928 | CB 928 | Tier-2 | Tier-2---7 | 4--5 | 62 | 17 | 1655.0106 | 79.76% | 20.12% | 0.1245% | 104.9605 | 0 | 0 | 104.9605 | 0 | 95.5126 | 2.1417 | 44.5975 | 95.5126 | 2.1417 | 44.5975 | 105.992 | 2.3766 | 44.5975 | 6.342% | 0.057199 | 0.05265 | 28934.4603 | 1965.0457 | 5791.8405 | 21177.574 | 29440.4307 | 0 | 0 | 29440.4307 | 0.003461%
2027 | 968 | 968-476F | Tier-2 | Tier-2---17 | 3--3 | 44 | 12 | 62.492 | 96.91% | 0.773% | 2.32% | 4.7897 | 0 | 0 | 4.7897 | 0 | 4.3586 | 1.5118 | 2.8831 | 4.3586 | 1.5118 | 2.8831 | 4.8368 | 1.6776 | 2.8831 | 7.664% | 0.015315 | 0.014104 | 4080.3921 | 657.1077 | 115.1614 | 3308.123 | 4091.23 | 0 | 0 | 4091.23 | 0.0001579%
2027 | 973 | 973-1226R | Tier-3 | Tier-3---10 | 5--5 | 194 | 74 | 5177.8696 | 97.32% | 2.585% | 0.09195% | 557.4359 | 0 | 0 | 557.4359 | 0 | 507.259 | 9.3225 | 54.4123 | 507.259 | 9.3225 | 54.4123 | 562.9143 | 10.3453 | 54.4123 | 10.77% | 0.13989 | 0.12442 | 37012.5952 | 1958.2894 | 910.1694 | 34144.1364 | 37135.8279 | 0 | 0 | 37135.8279 | 0.01838%
2027 | 973 | 973-626R | Tier-3 | Tier-3---7 | 5--5 | 199 | 76 | 6521.7236 | 98.03% | 1.864% | 0.1053% | 708.0805 | 0 | 0 | 708.0805 | 0 | 644.3436 | 9.5745 | 67.2981 | 644.3436 | 9.5745 | 67.2981 | 715.0395 | 10.625 | 67.2981 | 10.86% | 0.1523 | 0.13543 | 42821.6164 | 2771.3178 | 761.0334 | 39289.2652 | 42926.6504 | 0 | 0 | 42926.6504 | 0.02335%
2027 | 240 | 240-2032R | Tier-3 | Tier-3---12 | 5--5 | 344 | 1 | 3665.7351 | 96.82% | 2.929% | 0.2538% | 2.9919 | 0 | 0 | 2.9919 | 0 | 2.7226 | 0.12598 | 21.6116 | 2.7226 | 0.12598 | 21.6116 | 3.0213 | 0.1398 | 21.6116 | 0.08162% | 0.12278 | 0.12267 | 29856.9037 | 1779.6717 | 868.2863 | 27208.9457 | 29857.7055 | 0 | 0 | 29857.7055 | 9.866e-05%
2027 | 973 | 973-1226R | Tier-3 | Tier-3---10 | 5--5 | 194 | 1 | 5177.8696 | 97.32% | 2.585% | 0.09195% | 7.5329 | 0 | 0 | 7.5329 | 0 | 6.8549 | 0.12598 | 54.4123 | 6.8549 | 0.12598 | 54.4123 | 7.607 | 0.1398 | 54.4123 | 0.1455% | 0.13989 | 0.13969 | 37012.5952 | 1958.2894 | 910.1694 | 34144.1364 | 37014.0785 | 0 | 0 | 37014.0785 | 0.0002484%
2027 | 974 | 974-23R | Tier-3 | Tier-3---11 | 5--5 | 389 | 305 | 3492.8626 | 93.69% | 6.037% | 0.2698% | 744.1095 | 0 | 0 | 744.1095 | 0 | 677.1295 | 38.4238 | 17.6226 | 677.1295 | 38.4238 | 17.6226 | 751.4226 | 42.6396 | 17.6226 | 21.3% | 0.16472 | 0.12727 | 21204.8226 | 1225.3577 | 1209.8349 | 18769.63 | 21598.4082 | 0 | 0 | 21598.4082 | 0.02454%
2027 | 974 | 974-715R | Tier-3 | Tier-3---6 | 5--5 | 134 | 16 | 7107.1697 | 99.55% | 0.3981% | 0.05413% | 244.9861 | 0 | 0 | 244.9861 | 0 | 222.934 | 2.0157 | 110.6001 | 222.934 | 2.0157 | 110.6001 | 247.3938 | 2.2368 | 110.6001 | 3.447% | 0.14069 | 0.13582 | 50517.2415 | 2626.4246 | 327.9593 | 47562.8576 | 50525.4358 | 0 | 0 | 50525.4358 | 0.008079%
2027 | 991 | 991-1 | Tier-2 | Tier-2---12 | 4--5 | 29 | 2 | 626.8618 | 65.87% | 33.98% | 0.153% | 8.2581 | 0 | 0 | 8.2581 | 0 | 7.5148 | 0.25196 | 29.8253 | 7.5148 | 0.25196 | 29.8253 | 8.3393 | 0.2796 | 29.8253 | 1.317% | 0.034773 | 0.034077 | 18027.4627 | 2318.0951 | 5585.2087 | 10124.1589 | 18153.0341 | 0 | 0 | 18153.0341 | 0.0002723%
2027 | 991 | 991-1206R | Tier-2 | Tier-2---4 | 4--5 | 164 | 103 | 4576.7911 | 99.78% | 0.09876% | 0.1221% | 831.7487 | 0 | 0 | 831.7487 | 0 | 756.88 | 12.9759 | 58.3296 | 756.88 | 12.9759 | 58.3296 | 839.9231 | 14.3996 | 58.3296 | 18.17% | 0.063785 | 0.052168 | 71752.9575 | 8533.7139 | 142.1853 | 63077.0583 | 71788.2519 | 0 | 0 | 71788.2519 | 0.02743%
2027 | 1001 | 1001-1814AE | Tier-2 | Tier-2---11 | 5--3 | 10 | 2 | 409.0622 | 99.15% | 0.7717% | 0.07851% | 23.5239 | 0 | 0 | 23.5239 | 0 | 21.4064 | 0.25196 | 84.9598 | 21.4064 | 0.25196 | 84.9598 | 23.7551 | 0.2796 | 84.9598 | 5.751% | 0.094213 | 0.088748 | 4341.8958 | 236.5203 | 34.0095 | 4071.3661 | 4344.1686 | 0 | 0 | 4344.1686 | 0.0007757%
2027 | 1001 | 1001-1820F | Tier-2 | Tier-2---5 | 5--5 | 146 | 49 | 4222.2471 | 91.41% | 8.486% | 0.103% | 375.6485 | 0 | 0 | 375.6485 | 0 | 341.835 | 6.173 | 55.3757 | 341.835 | 6.173 | 55.3757 | 379.3403 | 6.8503 | 55.3757 | 8.897% | 0.12846 | 0.11596 | 32868.2878 | 1721.3581 | 2595.1533 | 28551.7765 | 33172.6911 | 0 | 0 | 33172.6911 | 0.01239%
2027 | 1006 | 1006-829F | Tier-2 | Tier-2---15 | 1--5 | 10 | 10 | 114.5301 | 99.76% | 0% | 0.2395% | 33.1342 | 0 | 0 | 33.1342 | 0 | 30.1517 | 1.2598 | 23.9337 | 30.1517 | 1.2598 | 23.9337 | 33.4598 | 1.398 | 23.9337 | 28.93% | 0.0022112 | 0.00157 | 51795.4298 | 4696.3379 | 114.7654 | 46984.3264 | 51846.0882 | 0 | 0 | 51846.0882 | 0.001093%
2027 | 1023 | 1023-200R | Tier-2 | Tier-2---5 | 4--5 | 82 | 40 | 2889.9732 | 99.24% | 0.6691% | 0.08946% | 405.7243 | 0 | 0 | 405.7243 | 0 | 369.2036 | 5.0392 | 73.2664 | 369.2036 | 5.0392 | 73.2664 | 409.7117 | 5.5921 | 73.2664 | 14.04% | 0.083115 | 0.071357 | 34770.9454 | 1877.1075 | 241.328 | 32652.5099 | 34814.406 | 0 | 0 | 34814.406 | 0.01338%
2027 | 1023 | 1023-46AE | Tier-2 | Tier-2---2 | 5--5 | 469 | 141 | 9469.9149 | 95.98% | 3.884% | 0.1387% | 792.4296 | 0 | 0 | 792.4296 | 0 | 721.1001 | 17.7632 | 40.5953 | 721.1001 | 17.7632 | 40.5953 | 800.2175 | 19.7121 | 40.5953 | 8.368% | 0.13914 | 0.127 | 68062.6824 | 3656.971 | 2513.7394 | 61891.9719 | 68324.1665 | 0 | 0 | 68324.1665 | 0.02613%
2027 | 1039 | 1039-13 | Tier-2 | Tier-2---3 | 5--5 | 534 | 13 | 15957.1711 | 97.45% | 2.471% | 0.0752% | 109.7881 | 0 | 0 | 109.7881 | 0 | 99.9057 | 1.6377 | 61.0022 | 99.9057 | 1.6377 | 61.0022 | 110.8671 | 1.8174 | 61.0022 | 0.688% | 0.1351 | 0.13415 | 118113.2514 | 10500.2075 | 2816.2541 | 104796.7897 | 118134.6335 | 0 | 0 | 118134.6335 | 0.00362%
2027 | 1073 | 1073-872F | Tier-2 | Tier-2---20 | 3--2 | 16 | 12 | 17.9659 | 86.84% | 10.72% | 2.434% | 3.3934 | 0 | 0 | 3.3934 | 0 | 3.088 | 1.5118 | 2.0426 | 3.088 | 1.5118 | 2.0426 | 3.4268 | 1.6776 | 2.0426 | 18.89% | 0.018584 | 0.014542 | 966.7183 | 76.5664 | 118.0704 | 772.0814 | 1002.0737 | 0 | 0 | 1002.0737 | 0.0001119%
2027 | 1073 | 1073-874F | Tier-2 | Tier-2---20 | 3--3 | 40 | 1 | 40.9949 | 23.55% | 73.64% | 2.81% | 0.069984 | 0 | 0 | 0.069984 | 0 | 0.063685 | 0.12598 | 0.50551 | 0.063685 | 0.12598 | 0.50551 | 0.070672 | 0.1398 | 0.50551 | 0.1707% | 0.021565 | 0.021408 | 1901.027 | 40.4675 | 1302.6457 | 557.9138 | 1911.6411 | 0 | 0 | 1911.6411 | 2.308e-06%
2027 | 1073 | 1073-886F | Tier-2 | Tier-2---20 | 3--2 | 4 | 4 | 27.0781 | 12.75% | 86.83% | 0.4178% | 1.0014 | 0 | 0 | 1.0014 | 0 | 0.91122 | 0.50392 | 1.8083 | 0.91122 | 0.50392 | 1.8083 | 1.0112 | 0.55921 | 1.8083 | 3.698% | 0.016776 | 0.011911 | 1614.0782 | 19.1067 | 1282.2131 | 312.7584 | 2189.28 | 0 | 0 | 2189.28 | 3.302e-05%
2027 | 1073 | 1073-887F | Tier-2 | Tier-2---21 | 3--1 | 3 | 3 | 6.3934 | 34.35% | 64.55% | 1.103% | 0.63686 | 0 | 0 | 0.63686 | 0 | 0.57953 | 0.37794 | 1.5334 | 0.57953 | 0.37794 | 1.5334 | 0.64312 | 0.41941 | 1.5334 | 9.961% | 0.016639 | 0.011814 | 384.2398 | 11.9549 | 217.4823 | 154.8027 | 487.2744 | 0 | 0 | 487.2744 | 2.1e-05%
2027 | 1090 | 1090-639R | Tier-3 | Tier-3---18 | 5--2 | 80 | 18 | 509.5021 | 91.97% | 7.519% | 0.512% | 30.575 | 0 | 0 | 30.575 | 0 | 27.8228 | 2.2676 | 12.2695 | 27.8228 | 2.2676 | 12.2695 | 30.8755 | 2.5164 | 12.2695 | 6.001% | 0.37006 | 0.34591 | 1376.8236 | 60.6753 | 89.2071 | 1226.9412 | 1384.5424 | 0 | 0 | 1384.5424 | 0.001008%
2027 | 1094 | 1094-35F | Tier-2 | Tier-2---7 | 3--5 | 167 | 1 | 2514.2831 | 99.84% | 0% | 0.1648% | 4.3589 | 0 | 0 | 4.3589 | 0 | 3.9666 | 0.12598 | 31.4857 | 3.9666 | 0.12598 | 31.4857 | 4.4018 | 0.1398 | 31.4857 | 0.1734% | 0.020398 | 0.020362 | 123263.6714 | 7008.6853 | 282.5097 | 115972.4764 | 123264.0248 | 0 | 0 | 123264.0248 | 0.0001437%
2027 | 1094 | 1094-35F | Tier-2 | Tier-2---7 | 3--5 | 167 | 25 | 2514.2831 | 99.84% | 0% | 0.1648% | 108.9731 | 0 | 0 | 108.9731 | 0 | 99.164 | 3.1495 | 31.4857 | 99.164 | 3.1495 | 31.4857 | 110.0441 | 3.4951 | 31.4857 | 4.334% | 0.020398 | 0.019512 | 123263.6714 | 7008.6853 | 282.5097 | 115972.4764 | 123272.8911 | 0 | 0 | 123272.8911 | 0.003594%
2027 | 599 | CB 599 | Tier-2 | Tier-2---4 | 4--5 | 369 | 1 | 4323.2442 | 99.81% | 0% | 0.1903% | 3.3912 | 0 | 0 | 3.3912 | 0 | 3.086 | 0.12598 | 24.4956 | 3.086 | 0.12598 | 24.4956 | 3.4245 | 0.1398 | 24.4956 | 0.07844% | 0.043095 | 0.043061 | 100319.859 | 10016.8763 | 926.348 | 89376.6347 | 100320.0091 | 0 | 0 | 100320.0091 | 0.0001118%
2027 | 1118 | 1118-1718F | Tier-2 | Tier-2---10 | 5--4 | 19 | 17 | 788.3757 | 99.4% | 0.5205% | 0.07536% | 203.3437 | 0 | 0 | 203.3437 | 0 | 185.04 | 2.1417 | 86.4004 | 185.04 | 2.1417 | 86.4004 | 205.3422 | 2.3766 | 86.4004 | 25.79% | 0.10781 | 0.079835 | 7312.7208 | 536.3335 | 35.0941 | 6741.2933 | 7327.9897 | 0 | 0 | 7327.9897 | 0.006706%
2027 | 597 | 597-595 | Tier-2 | Tier-2---1 | 5--5 | 398 | 1 | 18774.394 | 95.55% | 4.388% | 0.06321% | 13.071 | 0 | 0 | 13.071 | 0 | 11.8944 | 0.12598 | 94.4152 | 11.8944 | 0.12598 | 94.4152 | 13.1994 | 0.1398 | 94.4152 | 0.06962% | 0.15307 | 0.15295 | 122655.7075 | 12289.1487 | 5017.0863 | 105349.4725 | 122659.6882 | 0 | 0 | 122659.6882 | 0.000431%
2027 | 1138 | 1138-6R | Tier-2 | Tier-2---5 | 5--5 | 804 | 334 | 4663.8779 | 91.12% | 8.567% | 0.3106% | 511.9893 | 0 | 0 | 511.9893 | 0 | 465.9033 | 42.0773 | 11.0726 | 465.9033 | 42.0773 | 11.0726 | 517.0211 | 46.6939 | 11.0726 | 10.98% | 0.17153 | 0.15086 | 27190.5644 | 2036.5744 | 2249.3585 | 22904.6315 | 27521.2013 | 0 | 0 | 27521.2013 | 0.01688%
2027 | 396 | 396-699R | Tier-2 | Tier-2---5 | 5--5 | 748 | 1 | 3136.9517 | 88.18% | 11.4% | 0.4202% | 1.0724 | 0 | 0 | 1.0724 | 0 | 0.97591 | 0.12598 | 7.7466 | 0.97591 | 0.12598 | 7.7466 | 1.083 | 0.1398 | 7.7466 | 0.03419% | 0.15664 | 0.15658 | 20026.8881 | 1646.7402 | 2215.8438 | 16164.3042 | 20027.8062 | 0 | 0 | 20027.8062 | 3.537e-05%
2027 | 1138 | CB 1138 | Tier-2 | Tier-2---10 | 5--4 | 291 | 70 | 765.4961 | 75% | 24.28% | 0.7274% | 40.0481 | 0 | 0 | 40.0481 | 0 | 36.4432 | 8.8186 | 4.1325 | 36.4432 | 8.8186 | 4.1325 | 40.4417 | 9.7861 | 4.1325 | 5.232% | 0.11418 | 0.10621 | 6704.4211 | 521.4992 | 1615.7801 | 4567.1418 | 6830.1356 | 0 | 0 | 6830.1356 | 0.001321%
2027 | 1162 | 1162-329R | Tier-2 | Tier-2---13 | 4--3 | 49 | 7 | 206.5878 | 96.62% | 2.592% | 0.7875% | 8.2694 | 0 | 0 | 8.2694 | 0 | 7.5251 | 0.88186 | 8.5332 | 7.5251 | 0.88186 | 8.5332 | 8.3507 | 0.97861 | 8.5332 | 4.003% | 0.070019 | 0.067119 | 2950.4371 | 171.8842 | 84.3202 | 2694.2327 | 2954.746 | 0 | 0 | 2954.746 | 0.0002727%
2027 | 1166 | 1166-15R | Tier-3 | Tier-3---11 | 5--5 | 123 | 66 | 3965.2217 | 98.26% | 1.658% | 0.07833% | 606.3161 | 0 | 0 | 606.3161 | 0 | 551.7394 | 8.3147 | 66.3574 | 551.7394 | 8.3147 | 66.3574 | 612.2749 | 9.2269 | 66.3574 | 15.29% | 0.19397 | 0.16378 | 20442.8701 | 1122.9007 | 327.2272 | 18992.7422 | 20508.2681 | 0 | 0 | 20508.2681 | 0.01999%
2027 | 1166 | 1166-18R | Tier-3 | Tier-3---5 | 5--5 | 100 | 55 | 10108.4901 | 99.77% | 0.1963% | 0.03345% | 1608.6005 | 0 | 0 | 1608.6005 | 0 | 1463.8045 | 6.9289 | 211.2611 | 1463.8045 | 6.9289 | 211.2611 | 1624.4097 | 7.6891 | 211.2611 | 15.91% | 0.21365 | 0.17957 | 47313.4054 | 3052.661 | 107.9125 | 44152.8319 | 47334.0306 | 0 | 0 | 47334.0306 | 0.05305%
2027 | 1166 | CB 1166 | Tier-3 | Tier-3---20 | 1--5 | 5 | 3 | 70.8201 | 99.8% | 0% | 0.2033% | 12.2976 | 0 | 0 | 12.2976 | 0 | 11.1907 | 0.37794 | 29.6097 | 11.1907 | 0.37794 | 29.6097 | 12.4185 | 0.41941 | 29.6097 | 17.36% | 0.0005142 | 0.00042473 | 137728.7598 | 7470.0225 | 387.1864 | 129871.5508 | 137787.7564 | 0 | 0 | 137787.7564 | 0.0004055%
2027 | 1215 | 1215-12R | Tier-3 | Tier-3---9 | 5--4 | 149 | 69 | 6147.2839 | 97.88% | 2.045% | 0.07292% | 808.0634 | 0 | 0 | 808.0634 | 0 | 735.3267 | 8.6926 | 84.5922 | 735.3267 | 8.6926 | 84.5922 | 816.005 | 9.6463 | 84.5922 | 13.15% | 0.69907 | 0.60519 | 8793.5219 | 453.8865 | 171.3905 | 8168.2449 | 8822.4187 | 0 | 0 | 8822.4187 | 0.02665%
2027 | 1215 | 1215-32R | Tier-3 | Tier-3---7 | 5--4 | 234 | 7 | 8696.5042 | 96.48% | 3.447% | 0.07747% | 72.7848 | 0 | 0 | 72.7848 | 0 | 66.2332 | 0.88186 | 75.1064 | 66.2332 | 0.88186 | 75.1064 | 73.5001 | 0.97861 | 75.1064 | 0.8369% | 0.68132 | 0.67541 | 12764.1579 | 635.3889 | 400.2926 | 11728.4764 | 12768.0951 | 0 | 0 | 12768.0951 | 0.0024%
2027 | 1234 | CB 1234 | Tier-3 | Tier-3---10 | 5--5 | 240 | 168 | 6311.4919 | 84.29% | 15.54% | 0.1769% | 1079.9269 | 0 | 0 | 1079.9269 | 0 | 982.7188 | 21.1646 | 46.4322 | 982.7188 | 21.1646 | 46.4322 | 1090.5404 | 23.4867 | 46.4322 | 17.11% | 0.11961 | 0.095332 | 52765.4948 | 2759.6634 | 8111.6399 | 41894.1915 | 54877.1173 | 0 | 0 | 54877.1173 | 0.03561%
2027 | 1235 | CB 1235 | Tier-2 | Tier-2---6 | 4--5 | 622 | 203 | 6645.572 | 99.09% | 0.6868% | 0.2213% | 623.2671 | 0 | 0 | 623.2671 | 0 | 567.1646 | 25.5739 | 22.1775 | 567.1646 | 25.5739 | 22.1775 | 629.3925 | 28.3798 | 22.1775 | 9.379% | 0.082825 | 0.074986 | 80236.4987 | 5995.4874 | 833.9481 | 73407.0631 | 80312.6695 | 0 | 0 | 80312.6695 | 0.02055%
2027 | 230 | CB 230 | Tier-2 | Tier-2---14 | 1--5 | 12 | 1 | 212.8275 | 99.81% | 0% | 0.1866% | 5.1337 | 0 | 0 | 5.1337 | 0 | 4.6716 | 0.12598 | 37.0824 | 4.6716 | 0.12598 | 37.0824 | 5.1842 | 0.1398 | 37.0824 | 2.412% | 0.0025822 | 0.0025198 | 82420.9788 | 5196.3102 | 6622.8824 | 70601.7862 | 82424.7867 | 0 | 0 | 82424.7867 | 0.0001693%
2027 | 1242 | 1242-1079R | Tier-2 | Tier-2---12 | 2--5 | 44 | 12 | 411.5414 | 99.65% | 0% | 0.3468% | 32.4363 | 0 | 0 | 32.4363 | 0 | 29.5166 | 1.5118 | 19.5247 | 29.5166 | 1.5118 | 19.5247 | 32.7551 | 1.6776 | 19.5247 | 7.882% | 0.0067316 | 0.0061992 | 61135.7492 | 21194.3813 | 442.4228 | 39498.9452 | 61153.9567 | 0 | 0 | 61153.9567 | 0.00107%
2027 | 1243 | 1243-319R | Tier-2 | Tier-2---9 | 4--4 | 64 | 52 | 1178.043 | 99.35% | 0.5195% | 0.1323% | 275.7672 | 0 | 0 | 275.7672 | 0 | 250.9444 | 6.5509 | 38.3066 | 250.9444 | 6.5509 | 38.3066 | 278.4774 | 7.2697 | 38.3066 | 23.41% | 0.081051 | 0.061953 | 14534.5899 | 742.8831 | 82.0978 | 13709.609 | 14563.7928 | 0 | 0 | 14563.7928 | 0.009094%
2027 | 1243 | 1243-45R | Tier-2 | Tier-2---7 | 4--5 | 72 | 9 | 1878.3826 | 99.05% | 0.8285% | 0.1244% | 67.4425 | 0 | 0 | 67.4425 | 0 | 61.3718 | 1.1338 | 54.1284 | 61.3718 | 1.1338 | 54.1284 | 68.1053 | 1.2582 | 54.1284 | 3.59% | 0.087615 | 0.084439 | 21438.9544 | 1134.9825 | 174.3683 | 20129.6036 | 21446.6387 | 0 | 0 | 21446.6387 | 0.002224%
2027 | 1458 | 1458-1075F | Tier-3 | Tier-3---20 | 1--5 | 2 | 2 | 58.2342 | 99.94% | 0% | 0.06312% | 16.8773 | 0 | 0 | 16.8773 | 0 | 15.3581 | 0.25196 | 60.9545 | 15.3581 | 0.25196 | 60.9545 | 17.0431 | 0.2796 | 60.9545 | 28.98% | 0.00013 | 9.23e-05 | 447955.3838 | 22633.2846 | 354.8561 | 424967.2431 | 448070.8735 | 0 | 0 | 448070.8735 | 0.0005565%
2027 | 1458 | 1458-454F | Tier-2 | Tier-2---18 | 5--2 | 2 | 1 | 84.0912 | 0% | 100% | 0% | 0 | 0 | 0 | 0 | 0 | 0 | 0.12598 | 0 | 0 | 0.12598 | 0 | 0 | 0.1398 | 0 | 0% | 0.13508 | 0.11549 | 622.5483 | 0.79747 | 559.5915 | 62.1593 | 728.1267 | 0 | 0 | 728.1267 | 0%
2027 | 1458 | 1458-565R | Tier-3 | Tier-3---6 | 5--5 | 127 | 108 | 8159.9793 | 99.25% | 0.7112% | 0.04348% | 1997.1805 | 0 | 0 | 1997.1805 | 0 | 1817.407 | 13.6058 | 133.5757 | 1817.407 | 13.6058 | 133.5757 | 2016.8087 | 15.0986 | 133.5757 | 24.48% | 0.15819 | 0.11918 | 51582.9513 | 2671.5244 | 353.2832 | 48558.1438 | 51710.3735 | 0 | 0 | 51710.3735 | 0.06586%
2027 | 1458 | 1458-601R | Tier-3 | Tier-3---2 | 5--5 | 441 | 29 | 37077.302 | 99.36% | 0.615% | 0.02874% | 702.523 | 0 | 0 | 702.523 | 0 | 639.2864 | 3.6534 | 174.9833 | 639.2864 | 3.6534 | 174.9833 | 709.4274 | 4.0543 | 174.9833 | 1.895% | 0.20421 | 0.20032 | 181561.9083 | 16225.6288 | 1105.2701 | 164231.0094 | 181584.6323 | 0 | 0 | 181584.6323 | 0.02317%
2027 | 1525 | 1525-23R | Tier-2 | Tier-2---20 | 4--1 | 9 | 7 | 8.268 | 89.5% | 6.947% | 3.548% | 1.6692 | 0 | 0 | 1.6692 | 0 | 1.5189 | 0.88186 | 1.7224 | 1.5189 | 0.88186 | 1.7224 | 1.6856 | 0.97861 | 1.7224 | 20.19% | 0.032823 | 0.025419 | 251.8988 | 16.5613 | 22.0923 | 213.2452 | 259.5985 | 0 | 0 | 259.5985 | 5.504e-05%
2027 | 1525 | CB 1525 | Tier-2 | Tier-2---13 | 4--4 | 184 | 8 | 259.6903 | 35.49% | 63.12% | 1.387% | 1.1622 | 0 | 0 | 1.1622 | 0 | 1.0575 | 1.0078 | 1.0493 | 1.0575 | 1.0078 | 1.0493 | 1.1736 | 1.1184 | 1.0493 | 0.4475% | 0.050512 | 0.049875 | 5141.181 | 222.3399 | 3171.9797 | 1746.8613 | 5183.531 | 0 | 0 | 5183.531 | 3.832e-05%
2027 | RC1 | CB RC1 | Tier-2 | Tier-2---4 | 4--5 | 94 | 4 | 3739.8748 | 99.14% | 0.8077% | 0.05477% | 45.7536 | 0 | 0 | 45.7536 | 0 | 41.6352 | 0.50392 | 82.6227 | 41.6352 | 0.50392 | 82.6227 | 46.2033 | 0.55921 | 82.6227 | 1.223% | 0.084253 | 0.083214 | 44388.4144 | 3566.8538 | 353.0058 | 40468.5548 | 44393.1976 | 0 | 0 | 44393.1976 | 0.001509%
2027 | 231 | 231-1136R | Tier-2 | Tier-2---7 | 4--5 | 357 | 2 | 2730.9177 | 98.3% | 1.373% | 0.325% | 4.3614 | 0 | 0 | 4.3614 | 0 | 3.9689 | 0.25196 | 15.7519 | 3.9689 | 0.25196 | 15.7519 | 4.4043 | 0.2796 | 15.7519 | 0.1597% | 0.054655 | 0.054566 | 49966.8413 | 3802.7952 | 1680.0986 | 44483.9475 | 49968.2221 | 0 | 0 | 49968.2221 | 0.0001438%
2027 | FB1 | CB FB1 | Tier-2 | Tier-2---11 | 4--4 | 371 | 7 | 346.5871 | 36.93% | 61.45% | 1.621% | 0.70032 | 0 | 0 | 0.70032 | 0 | 0.63728 | 0.88186 | 0.72266 | 0.63728 | 0.88186 | 0.72266 | 0.7072 | 0.97861 | 0.72266 | 0.2021% | 0.04664 | 0.046385 | 7431.1135 | 609.45 | 4232.5548 | 2589.1087 | 7456.8999 | 0 | 0 | 7456.8999 | 2.309e-05%
2027 | FB1 | CB FB1 | Tier-2 | Tier-2---11 | 4--4 | 371 | 74 | 346.5871 | 36.93% | 61.45% | 1.621% | 7.4034 | 0 | 0 | 7.4034 | 0 | 6.737 | 9.3225 | 0.72266 | 6.737 | 9.3225 | 0.72266 | 7.4762 | 10.3453 | 0.72266 | 2.136% | 0.04664 | 0.043942 | 7431.1135 | 609.45 | 4232.5548 | 2589.1087 | 7718.8661 | 0 | 0 | 7718.8661 | 0.0002441%
2027 | 522 | 522-36 | Tier-2 | Tier-2---16 | 4--3 | 93 | 1 | 116.9577 | 22.53% | 76.17% | 1.295% | 0.082181 | 0 | 0 | 0.082181 | 0 | 0.074784 | 0.12598 | 0.59362 | 0.074784 | 0.12598 | 0.59362 | 0.082989 | 0.1398 | 0.59362 | 0.07027% | 0.031092 | 0.030995 | 3761.7134 | 67.8389 | 2679.063 | 1014.8115 | 3770.8287 | 0 | 0 | 3770.8287 | 2.71e-06%
2027 | FB2 | CB FB2 | Tier-2 | Tier-2---9 | 4--5 | 173 | 1 | 1029.5845 | 94.33% | 5.316% | 0.3556% | 1.628 | 0 | 0 | 1.628 | 0 | 1.4815 | 0.12598 | 11.7596 | 1.4815 | 0.12598 | 11.7596 | 1.644 | 0.1398 | 11.7596 | 0.1581% | 0.045688 | 0.045612 | 22535.0189 | 2600.9741 | 1192.7302 | 18741.3145 | 22537.165 | 0 | 0 | 22537.165 | 5.369e-05%
2027 | FB2 | CB FB2 | Tier-2 | Tier-2---9 | 4--5 | 173 | 70 | 1029.5845 | 94.33% | 5.316% | 0.3556% | 113.9607 | 0 | 0 | 113.9607 | 0 | 103.7027 | 8.8186 | 11.7596 | 103.7027 | 8.8186 | 11.7596 | 115.0807 | 9.7861 | 11.7596 | 11.07% | 0.045688 | 0.040327 | 22535.0189 | 2600.9741 | 1192.7302 | 18741.3145 | 22704.9257 | 0 | 0 | 22704.9257 | 0.003758%
2028 | 67 | 67-37R | Tier-3 | Tier-3---17 | 5--3 | 190 | 54 | 622.3042 | 87.18% | 11.98% | 0.8373% | 44.7153 | 0 | 0 | 44.7153 | 0 | 38.8158 | 6.4895 | 5.9813 | 38.8158 | 6.4895 | 5.9813 | 45.3761 | 7.5863 | 5.9813 | 7.185% | 0.20095 | 0.18439 | 3096.8174 | 160.5865 | 360.9451 | 2575.2857 | 3132.4795 | 0 | 0 | 3132.4795 | 0.001475%
2028 | 78 | 78-35R | Tier-3 | Tier-3---10 | 2--5 | 29 | 24 | 5696.3358 | 99.98% | 0% | 0.01771% | 1366.8784 | 0 | 0 | 1366.8784 | 0 | 1186.5396 | 2.8842 | 411.389 | 1186.5396 | 2.8842 | 411.389 | 1387.0783 | 3.3717 | 411.389 | 24% | 0.008188 | 0.0062229 | 695693.1861 | 34624.5113 | 144.4142 | 660924.2606 | 695732.0997 | 0 | 0 | 695732.0997 | 0.04507%
2028 | 79 | 79-658R | Tier-3 | Tier-3---5 | 5--5 | 198 | 21 | 12321.0759 | 99.26% | 0.6823% | 0.05367% | 376.1772 | 0 | 0 | 376.1772 | 0 | 326.5463 | 2.5237 | 129.3919 | 326.5463 | 2.5237 | 129.3919 | 381.7364 | 2.9502 | 129.3919 | 3.053% | 0.46655 | 0.4522 | 26408.7945 | 1544.5762 | 192.1403 | 24672.078 | 26414.9627 | 0 | 0 | 26414.9627 | 0.0124%
2028 | 79 | 79-660R | Tier-3 | Tier-3---14 | 5--3 | 179 | 72 | 2087.0386 | 97.47% | 2.263% | 0.2704% | 237.2816 | 0 | 0 | 237.2816 | 0 | 205.9759 | 8.6527 | 23.8049 | 205.9759 | 8.6527 | 23.8049 | 240.7882 | 10.1151 | 23.8049 | 11.37% | 0.45747 | 0.40411 | 4562.1181 | 197.7916 | 116.9677 | 4247.3588 | 4577.3797 | 0 | 0 | 4577.3797 | 0.007825%
2028 | 79 | 79-668R | Tier-3 | Tier-3---15 | 5--3 | 309 | 101 | 1606.9068 | 70.93% | 28.63% | 0.4437% | 108.0333 | 0 | 0 | 108.0333 | 0 | 93.78 | 12.1378 | 7.7263 | 93.78 | 12.1378 | 7.7263 | 109.6299 | 14.1892 | 7.7263 | 6.723% | 0.43999 | 0.39828 | 3652.1539 | 150.5315 | 949.6335 | 2551.989 | 3763.3433 | 0 | 0 | 3763.3433 | 0.003563%
2028 | 175 | 175-2024R | Tier-2 | Tier-2---5 | 5--5 | 103 | 71 | 4029.0085 | 99.1% | 0.8147% | 0.08289% | 798.1811 | 0 | 0 | 798.1811 | 0 | 692.8732 | 8.5325 | 81.2039 | 692.8732 | 8.5325 | 81.2039 | 809.9767 | 9.9746 | 81.2039 | 19.81% | 0.19114 | 0.15293 | 21078.6803 | 2171.1598 | 170.5146 | 18737.0059 | 21125.9528 | 0 | 0 | 21125.9528 | 0.02632%
2028 | 175 | 175-24R | Tier-2 | Tier-2---8 | 5--4 | 86 | 62 | 2651.4354 | 70.65% | 29.24% | 0.1064% | 391.6401 | 0 | 0 | 391.6401 | 0 | 339.9691 | 7.4509 | 45.6278 | 339.9691 | 7.4509 | 45.6278 | 397.4278 | 8.7102 | 45.6278 | 14.77% | 0.17491 | 0.13834 | 15158.7512 | 1220.081 | 4125.7623 | 9812.9079 | 16334.7802 | 0 | 0 | 16334.7802 | 0.01291%
2028 | 175 | 175-90R | Tier-3 | Tier-3---9 | 5--5 | 300 | 180 | 5741.4949 | 96.86% | 2.992% | 0.1472% | 967.6612 | 0 | 0 | 967.6612 | 0 | 839.993 | 21.6317 | 38.8316 | 839.993 | 21.6317 | 38.8316 | 981.9614 | 25.2877 | 38.8316 | 16.85% | 0.20491 | 0.16926 | 28019.3198 | 1604.6601 | 781.1853 | 25633.4744 | 28204.5932 | 0 | 0 | 28204.5932 | 0.03191%
2028 | 175 | 175-94R | Tier-2 | Tier-2---10 | 5--4 | 52 | 43 | 836.2457 | 79.76% | 20.09% | 0.1547% | 159.9461 | 0 | 0 | 159.9461 | 0 | 138.8436 | 5.1676 | 26.8682 | 138.8436 | 5.1676 | 26.8682 | 162.3098 | 6.041 | 26.8682 | 19.13% | 0.16555 | 0.12585 | 5051.3061 | 289.0942 | 923.2368 | 3838.9751 | 5373.849 | 0 | 0 | 5373.849 | 0.005274%
2028 | 176 | 176-161R | Tier-3 | Tier-3---5 | 5--5 | 236 | 66 | 11523.3049 | 98.77% | 1.172% | 0.05875% | 923.0548 | 0 | 0 | 923.0548 | 0 | 801.2717 | 7.9316 | 101.0224 | 801.2717 | 7.9316 | 101.0224 | 936.6958 | 9.2722 | 101.0224 | 8.01% | 0.22417 | 0.20599 | 51404.5427 | 2861.3734 | 647.4738 | 47895.6955 | 51460.3943 | 0 | 0 | 51460.3943 | 0.03044%
2028 | 176 | 176-1834R | Tier-3 | Tier-3---5 | 5--5 | 312 | 250 | 10068.5168 | 97.13% | 2.784% | 0.0867% | 2272.4862 | 0 | 0 | 2272.4862 | 0 | 1972.6662 | 30.044 | 65.6591 | 1972.6662 | 30.044 | 65.6591 | 2306.0692 | 35.1218 | 65.6591 | 22.57% | 0.23205 | 0.17812 | 43390.2136 | 3622.3985 | 1240.781 | 38527.0341 | 43767.2137 | 0 | 0 | 43767.2137 | 0.07494%
2028 | 176 | 176-1836R | Tier-2 | Tier-2---11 | 5--3 | 50 | 9 | 404.4817 | 67.64% | 32.12% | 0.2398% | 14.2811 | 0 | 0 | 14.2811 | 0 | 12.3969 | 1.0816 | 11.4618 | 12.3969 | 1.0816 | 11.4618 | 14.4921 | 1.2644 | 11.4618 | 3.531% | 0.10638 | 0.10083 | 3802.2631 | 239.6225 | 1178.8168 | 2383.8239 | 3870.0321 | 0 | 0 | 3870.0321 | 0.0004709%
2028 | 176 | 176-194R | Tier-3 | Tier-3---9 | 5--5 | 214 | 166 | 4934.1603 | 97.7% | 2.178% | 0.1196% | 1084.4476 | 0 | 0 | 1084.4476 | 0 | 941.3712 | 19.9492 | 47.1883 | 941.3712 | 19.9492 | 47.1883 | 1100.4737 | 23.3209 | 47.1883 | 21.98% | 0.21542 | 0.16696 | 22904.8386 | 1316.8845 | 471.0491 | 21116.9051 | 23057.6165 | 0 | 0 | 23057.6165 | 0.03576%
2028 | 177 | 177-955 | Tier-2 | Tier-2---5 | 5--5 | 176 | 7 | 2963.4059 | 78.23% | 21.66% | 0.1106% | 26.7389 | 0 | 0 | 26.7389 | 0 | 23.2111 | 0.84123 | 27.5917 | 23.2111 | 0.84123 | 27.5917 | 27.134 | 0.98341 | 27.5917 | 0.9023% | 0.11726 | 0.11591 | 25272.526 | 2362.8504 | 4989.1737 | 17920.5019 | 25336.7276 | 0 | 0 | 25336.7276 | 0.0008817%
2028 | 178 | 178-968AE | Tier-2 | Tier-2---18 | 3--3 | 200 | 7 | 47.6106 | 91.21% | 0% | 8.789% | 0.44078 | 0 | 0 | 0.44078 | 0 | 0.38262 | 0.84123 | 0.45484 | 0.38262 | 0.84123 | 0.45484 | 0.44729 | 0.98341 | 0.45484 | 0.9258% | 0.018466 | 0.018279 | 2578.2566 | 231.3064 | 796.8416 | 1550.1086 | 2580.5801 | 0 | 0 | 2580.5801 | 1.454e-05%
2028 | 178 | 178-982 | Tier-2 | Tier-2---21 | 1--1 | 45 | 7 | 0.95479 | 13.38% | 0% | 86.62% | 0.0057645 | 0 | 0 | 0.0057645 | 0 | 0.005004 | 0.84123 | 0.0059484 | 0.005004 | 0.84123 | 0.0059484 | 0.0058497 | 0.98341 | 0.0059484 | 0.6037% | 0.0033454 | 0.0031945 | 285.4035 | 0.62363 | 260.7814 | 23.9985 | 297.0821 | 0 | 0 | 297.0821 | 1.901e-07%
2028 | 182 | 182-2240F | Tier-2 | Tier-2---2 | 5--5 | 291 | 1 | 11917.1989 | 94.29% | 5.651% | 0.05821% | 11.1982 | 0 | 0 | 11.1982 | 0 | 9.7208 | 0.12018 | 80.8878 | 9.7208 | 0.12018 | 80.8878 | 11.3637 | 0.14049 | 80.8878 | 0.09397% | 0.1455 | 0.14536 | 81902.6704 | 14617.7682 | 4685.118 | 62599.7842 | 81907.3349 | 0 | 0 | 81907.3349 | 0.0003693%
2028 | 182 | 182-2254R | Tier-2 | Tier-2---11 | 5--4 | 19 | 19 | 655.8009 | 99.14% | 0.7615% | 0.1019% | 188.5402 | 0 | 0 | 188.5402 | 0 | 163.6652 | 2.2833 | 71.6778 | 163.6652 | 2.2833 | 71.6778 | 191.3265 | 2.6693 | 71.6778 | 28.75% | 0.10223 | 0.072581 | 6415.1442 | 353.6469 | 48.0889 | 6013.4084 | 6437.7677 | 0 | 0 | 6437.7677 | 0.006217%
2028 | 185 | 185-51F | Tier-2 | Tier-2---7 | 4--5 | 260 | 161 | 1723.9707 | 91.93% | 7.724% | 0.3493% | 284.5907 | 0 | 0 | 284.5907 | 0 | 247.0433 | 19.3484 | 12.7682 | 247.0433 | 19.3484 | 12.7682 | 288.7964 | 22.6185 | 12.7682 | 16.51% | 0.048222 | 0.039562 | 35751.0066 | 2801.5482 | 2693.3974 | 30256.061 | 36382.7898 | 0 | 0 | 36382.7898 | 0.009385%
2028 | 185 | CB 185 | Tier-2 | Tier-2---12 | 3--4 | 154 | 2 | 396.8506 | 79.93% | 19.29% | 0.7702% | 1.1947 | 0 | 0 | 1.1947 | 0 | 1.0371 | 0.24035 | 4.3149 | 1.0371 | 0.24035 | 4.3149 | 1.2124 | 0.28097 | 4.3149 | 0.3011% | 0.027797 | 0.027692 | 14276.8452 | 843.1477 | 2609.8043 | 10823.8933 | 14287.675 | 0 | 0 | 14287.675 | 3.94e-05%
2028 | 197 | 197-1150F | Tier-2 | Tier-2---15 | 3--4 | 29 | 29 | 183.5383 | 99.34% | 0.09556% | 0.5689% | 52.8725 | 0 | 0 | 52.8725 | 0 | 45.8968 | 3.4851 | 13.1694 | 45.8968 | 3.4851 | 13.1694 | 53.6538 | 4.0741 | 13.1694 | 28.81% | 0.021777 | 0.015462 | 8428.1597 | 574.797 | 50.0666 | 7803.2962 | 8451.0325 | 0 | 0 | 8451.0325 | 0.001744%
2028 | 197 | 197-1155F | Tier-2 | Tier-2---21 | 1--4 | 9 | 9 | 6.6189 | 96.38% | 0% | 3.621% | 1.85 | 0 | 0 | 1.85 | 0 | 1.6059 | 1.0816 | 1.4848 | 1.6059 | 1.0816 | 1.4848 | 1.8773 | 1.2644 | 1.4848 | 27.95% | 0.0010316 | 0.00073244 | 6416.1897 | 579.4256 | 247.7258 | 5589.0383 | 6511.073 | 0 | 0 | 6511.073 | 6.101e-05%
2028 | 196 | CB 196 | Tier-2 | Tier-2---15 | 3--4 | 24 | 1 | 134.4699 | 3.142% | 96.54% | 0.3137% | 0.051054 | 0 | 0 | 0.051054 | 0 | 0.044318 | 0.12018 | 0.36878 | 0.044318 | 0.12018 | 0.36878 | 0.051809 | 0.14049 | 0.36878 | 0.03797% | 0.019464 | 0.019229 | 6908.5051 | 21.7439 | 6000.3704 | 886.3908 | 6990.3488 | 0 | 0 | 6990.3488 | 1.684e-06%
2028 | 198 | 198-37R | Tier-2 | Tier-2---9 | 4--5 | 188 | 28 | 973.0999 | 95.53% | 4.02% | 0.4464% | 40.1524 | 0 | 0 | 40.1524 | 0 | 34.8549 | 3.3649 | 10.3583 | 34.8549 | 3.3649 | 10.3583 | 40.7458 | 3.9336 | 10.3583 | 4.126% | 0.030671 | 0.029346 | 31727.0349 | 11360.5744 | 2371.5133 | 17994.9472 | 31791.0031 | 0 | 0 | 31791.0031 | 0.001324%
2028 | 202 | CB 202 | Tier-2 | Tier-2---16 | 4--3 | 193 | 73 | 133.9861 | 95.12% | 0% | 4.877% | 13.98 | 0 | 0 | 13.98 | 0 | 12.1356 | 8.7729 | 1.3833 | 12.1356 | 8.7729 | 1.3833 | 14.1866 | 10.2556 | 1.3833 | 10.43% | 0.040966 | 0.036473 | 3270.6344 | 253.1701 | 166.1074 | 2851.3569 | 3290.2868 | 0 | 0 | 3290.2868 | 0.000461%
2028 | 206 | 206-1105 | Tier-2 | Tier-2---9 | 3--5 | 132 | 9 | 1279.0443 | 99.78% | 0% | 0.2159% | 25.2356 | 0 | 0 | 25.2356 | 0 | 21.9061 | 1.0816 | 20.2537 | 21.9061 | 1.0816 | 20.2537 | 25.6085 | 1.2644 | 20.2537 | 1.973% | 0.014019 | 0.013742 | 91236.4892 | 5528.0185 | 303.6221 | 85404.8486 | 91240.4618 | 0 | 0 | 91240.4618 | 0.0008322%
2028 | 206 | 206-1817 | Tier-2 | Tier-2---4 | 4--5 | 413 | 22 | 2976.5734 | 99.75% | 0% | 0.2502% | 45.8669 | 0 | 0 | 45.8669 | 0 | 39.8155 | 2.6439 | 15.0595 | 39.8155 | 2.6439 | 15.0595 | 46.5447 | 3.0907 | 15.0595 | 1.541% | 0.038208 | 0.037618 | 77904.8627 | 4581.6453 | 274.9924 | 73048.225 | 77907.9207 | 0 | 0 | 77907.9207 | 0.001513%
2028 | 209 | 209-1769F | Tier-2 | Tier-2---6 | 5--5 | 1069 | 253 | 8462.8018 | 99.74% | 0% | 0.2593% | 579.3321 | 0 | 0 | 579.3321 | 0 | 502.898 | 30.4046 | 16.5402 | 502.898 | 30.4046 | 16.5402 | 587.8935 | 35.5433 | 16.5402 | 6.846% | 0.11169 | 0.10403 | 75768.5529 | 4573.9666 | 302.4119 | 70892.1744 | 75783.0287 | 0 | 0 | 75783.0287 | 0.0191%
2028 | 210 | 210-172R | Tier-2 | Tier-2---11 | 5--2 | 111 | 93 | 498.1496 | 90.1% | 9.186% | 0.7154% | 109.0524 | 0 | 0 | 109.0524 | 0 | 94.6646 | 11.1764 | 8.4701 | 94.6646 | 11.1764 | 8.4701 | 110.6639 | 13.0653 | 8.4701 | 21.89% | 0.32588 | 0.2467 | 1528.6439 | 54.3411 | 137.5486 | 1336.7541 | 1577.2237 | 0 | 0 | 1577.2237 | 0.003596%
2028 | 210 | 210-392R | Tier-2 | Tier-2---10 | 5--3 | 221 | 177 | 1037.8957 | 85.73% | 13.64% | 0.6245% | 206.6698 | 0 | 0 | 206.6698 | 0 | 179.4029 | 21.2712 | 8.4341 | 179.4029 | 21.2712 | 8.4341 | 209.724 | 24.8663 | 8.4341 | 19.91% | 0.34771 | 0.26695 | 2984.984 | 126.9167 | 388.4133 | 2469.654 | 3113.8275 | 0 | 0 | 3113.8275 | 0.006815%
2028 | 210 | 210-394R | Tier-2 | Tier-2---16 | 5--2 | 77 | 72 | 170.5929 | 70.47% | 28.1% | 1.432% | 32.6001 | 0 | 0 | 32.6001 | 0 | 28.299 | 8.6527 | 3.2706 | 28.299 | 8.6527 | 3.2706 | 33.0819 | 10.1151 | 3.2706 | 19.11% | 0.31841 | 0.23207 | 535.7584 | 19.2532 | 128.0571 | 388.4481 | 594.6171 | 0 | 0 | 594.6171 | 0.001075%
2028 | 210 | 210-9R | Tier-2 | Tier-2---13 | 5--2 | 95 | 71 | 317.7725 | 50.82% | 48.53% | 0.6462% | 35.0042 | 0 | 0 | 35.0042 | 0 | 30.3859 | 8.5325 | 3.5612 | 30.3859 | 8.5325 | 3.5612 | 35.5215 | 9.9746 | 3.5612 | 11.02% | 0.31397 | 0.24592 | 1012.1143 | 32.0834 | 459.6705 | 520.3604 | 1149.837 | 0 | 0 | 1149.837 | 0.001154%
2028 | 211 | 211-279R | Tier-2 | Tier-2---10 | 5--3 | 293 | 249 | 1199.6322 | 89.49% | 9.8% | 0.7134% | 264.5675 | 0 | 0 | 264.5675 | 0 | 229.6618 | 29.9239 | 7.6749 | 229.6618 | 29.9239 | 7.6749 | 268.4773 | 34.9813 | 7.6749 | 22.05% | 0.37314 | 0.28118 | 3215.0069 | 112.0942 | 354.3013 | 2748.6114 | 3325.5516 | 0 | 0 | 3325.5516 | 0.008724%
2028 | 211 | 211-312R | Tier-2 | Tier-2---8 | 5--3 | 420 | 132 | 1809.5147 | 84.26% | 15.08% | 0.6521% | 138.9735 | 0 | 0 | 138.9735 | 0 | 120.638 | 15.8633 | 7.6049 | 120.638 | 15.8633 | 7.6049 | 141.0272 | 18.5443 | 7.6049 | 7.68% | 0.39031 | 0.35473 | 4636.1485 | 245.0801 | 661.0984 | 3729.97 | 4709.3048 | 0 | 0 | 4709.3048 | 0.004583%
2028 | 211 | 211-771R | Tier-3 | Tier-3---14 | 5--4 | 279 | 122 | 1890.633 | 91.06% | 8.49% | 0.4466% | 218.3259 | 0 | 0 | 218.3259 | 0 | 189.5211 | 14.6615 | 12.9265 | 189.5211 | 14.6615 | 12.9265 | 221.5523 | 17.1395 | 12.9265 | 11.55% | 0.3743 | 0.32684 | 5051.0602 | 188.146 | 399.018 | 4463.8962 | 5116.6135 | 0 | 0 | 5116.6135 | 0.0072%
2028 | 212 | 212-1177R | Tier-2 | Tier-2---8 | 5--4 | 287 | 250 | 1738.9252 | 95.43% | 4.096% | 0.4776% | 419.1859 | 0 | 0 | 419.1859 | 0 | 363.8807 | 30.044 | 12.1116 | 363.8807 | 30.044 | 12.1116 | 425.3807 | 35.1218 | 12.1116 | 24.11% | 0.15054 | 0.11251 | 11551.4959 | 598.6378 | 571.3977 | 10381.4604 | 11730.0556 | 0 | 0 | 11730.0556 | 0.01382%
2028 | 212 | 212-1204R | Tier-2 | Tier-2---8 | 5--4 | 219 | 185 | 1570.3762 | 94.97% | 4.642% | 0.3849% | 365.3664 | 0 | 0 | 365.3664 | 0 | 317.1619 | 22.2326 | 14.2656 | 317.1619 | 22.2326 | 14.2656 | 370.7658 | 25.9902 | 14.2656 | 23.27% | 0.19221 | 0.14512 | 8170.2767 | 423.629 | 402.249 | 7344.3988 | 8303.5452 | 0 | 0 | 8303.5452 | 0.01205%
2028 | 212 | 212-734R | Tier-2 | Tier-2---10 | 5--4 | 273 | 228 | 1265.9596 | 97.92% | 1.386% | 0.6959% | 300.2303 | 0 | 0 | 300.2303 | 0 | 260.6195 | 27.4002 | 9.5116 | 260.6195 | 27.4002 | 9.5116 | 304.6672 | 32.0311 | 9.5116 | 23.72% | 0.17753 | 0.13454 | 7130.7609 | 270.2179 | 291.48 | 6569.0631 | 7178.2003 | 0 | 0 | 7178.2003 | 0.0099%
2028 | 212 | 212-743R | Tier-2 | Tier-2---13 | 5--3 | 71 | 66 | 261.4279 | 97.06% | 2.12% | 0.8249% | 68.3998 | 0 | 0 | 68.3998 | 0 | 59.3754 | 7.9316 | 7.4859 | 59.3754 | 7.9316 | 7.4859 | 69.4106 | 9.2722 | 7.4859 | 26.16% | 0.11654 | 0.085127 | 2243.1612 | 103.5889 | 60.4407 | 2079.1316 | 2267.5402 | 0 | 0 | 2267.5402 | 0.002256%
2028 | 212 | 212-758R | Tier-2 | Tier-2---8 | 5--4 | 201 | 183 | 1482.4618 | 97.27% | 2.316% | 0.4117% | 380.7384 | 0 | 0 | 380.7384 | 0 | 330.5057 | 21.9922 | 15.0283 | 330.5057 | 21.9922 | 15.0283 | 386.365 | 25.7092 | 15.0283 | 25.68% | 0.1427 | 0.10503 | 10388.4417 | 533.566 | 267.0613 | 9587.8143 | 10490.0914 | 0 | 0 | 10490.0914 | 0.01256%
2028 | 212 | 212-773R | Tier-2 | Tier-2---5 | 5--4 | 297 | 221 | 2758.5667 | 95.78% | 3.96% | 0.2633% | 570.135 | 0 | 0 | 570.135 | 0 | 494.9143 | 26.5589 | 18.6346 | 494.9143 | 26.5589 | 18.6346 | 578.5605 | 31.0477 | 18.6346 | 20.67% | 0.19881 | 0.15591 | 13875.2805 | 746.7621 | 538.2266 | 12590.2917 | 14036.5246 | 0 | 0 | 14036.5246 | 0.0188%
2028 | 212 | 212-799R | Tier-2 | Tier-2---10 | 5--4 | 115 | 105 | 1038.8005 | 97.12% | 2.539% | 0.3416% | 267.1334 | 0 | 0 | 267.1334 | 0 | 231.8892 | 12.6185 | 18.3769 | 231.8892 | 12.6185 | 18.3769 | 271.0812 | 14.7512 | 18.3769 | 25.72% | 0.12493 | 0.091851 | 8315.0604 | 411.6865 | 218.9209 | 7684.453 | 8401.3185 | 0 | 0 | 8401.3185 | 0.008809%
2028 | 212 | 212-880R | Tier-2 | Tier-2---16 | 5--2 | 31 | 29 | 104.9439 | 97.78% | 1.295% | 0.9224% | 27.8389 | 0 | 0 | 27.8389 | 0 | 24.166 | 3.4851 | 6.9341 | 24.166 | 3.4851 | 6.9341 | 28.2503 | 4.0741 | 6.9341 | 26.53% | 0.10736 | 0.078234 | 977.4994 | 42.0611 | 20.0248 | 915.4135 | 985.5696 | 0 | 0 | 985.5696 | 0.000918%
2028 | 212 | 212-886R | Tier-2 | Tier-2---8 | 5--4 | 155 | 69 | 2163.5248 | 98.72% | 1.034% | 0.2463% | 275.7282 | 0 | 0 | 275.7282 | 0 | 239.3501 | 8.2922 | 28.8646 | 239.3501 | 8.2922 | 28.8646 | 279.803 | 9.6936 | 28.8646 | 12.74% | 0.18767 | 0.16344 | 11528.3958 | 592.0091 | 130.2023 | 10806.1843 | 11550.2742 | 0 | 0 | 11550.2742 | 0.009092%
2028 | 212 | 212-888R | Tier-2 | Tier-2---8 | 5--4 | 147 | 133 | 1471.0622 | 97.82% | 1.883% | 0.2988% | 377.5589 | 0 | 0 | 377.5589 | 0 | 327.7457 | 15.9834 | 20.5053 | 327.7457 | 15.9834 | 20.5053 | 383.1385 | 18.6848 | 20.5053 | 25.67% | 0.13116 | 0.096743 | 11216.1087 | 603.389 | 219.1134 | 10393.6063 | 11303.1414 | 0 | 0 | 11303.1414 | 0.01245%
2028 | 214 | 214-1122R | Tier-3 | Tier-3---3 | 5--5 | 446 | 15 | 26281.1502 | 98.91% | 1.048% | 0.04591% | 253.5252 | 0 | 0 | 253.5252 | 0 | 220.0764 | 1.8026 | 122.0854 | 220.0764 | 1.8026 | 122.0854 | 257.2718 | 2.1073 | 122.0854 | 0.9647% | 0.26918 | 0.26655 | 97635.635 | 5011.5122 | 984.8064 | 91639.3164 | 97646.1563 | 0 | 0 | 97646.1563 | 0.00836%
2028 | 214 | 214-1135R | Tier-3 | Tier-3---6 | 4--5 | 285 | 140 | 6666.9216 | 99.41% | 0.4702% | 0.123% | 944.1102 | 0 | 0 | 944.1102 | 0 | 819.5492 | 16.8247 | 48.7112 | 819.5492 | 16.8247 | 48.7112 | 958.0623 | 19.6682 | 48.7112 | 14.16% | 0.090777 | 0.077845 | 73442.8498 | 4553.5888 | 482.5906 | 68406.6704 | 73515.2209 | 0 | 0 | 73515.2209 | 0.03113%
2028 | 214 | 214-17AE | Tier-3 | Tier-3---17 | 4--4 | 157 | 155 | 484.0355 | 97.4% | 1.48% | 1.12% | 134.9796 | 0 | 0 | 134.9796 | 0 | 117.1711 | 18.6273 | 6.2903 | 117.1711 | 18.6273 | 6.2903 | 136.9744 | 21.7755 | 6.2903 | 27.89% | 0.071957 | 0.051355 | 6726.7702 | 365.2505 | 154.8548 | 6206.6649 | 6796.9195 | 0 | 0 | 6796.9195 | 0.004451%
2028 | 214 | 214-4R | Tier-3 | Tier-3---17 | 4--4 | 94 | 89 | 400.1895 | 97.86% | 1.359% | 0.7809% | 107.5302 | 0 | 0 | 107.5302 | 0 | 93.3432 | 10.6957 | 8.7272 | 93.3432 | 10.6957 | 8.7272 | 109.1193 | 12.5034 | 8.7272 | 26.87% | 0.059676 | 0.04329 | 6706.0819 | 383.8314 | 129.2907 | 6192.9598 | 6760.4039 | 0 | 0 | 6760.4039 | 0.003546%
2028 | 214 | 214-536R | Tier-3 | Tier-3---17 | 4--4 | 70 | 60 | 513.3291 | 98.71% | 0.8845% | 0.4005% | 125.9593 | 0 | 0 | 125.9593 | 0 | 109.3409 | 7.2106 | 15.164 | 109.3409 | 7.2106 | 15.164 | 127.8207 | 8.4292 | 15.164 | 24.54% | 0.053744 | 0.040384 | 9551.4463 | 547.5853 | 232.0453 | 8771.8157 | 9592.0479 | 0 | 0 | 9592.0479 | 0.004154%
2028 | 214 | 214-583R | Tier-3 | Tier-3---13 | 4--5 | 174 | 89 | 2208.3134 | 99.09% | 0.6816% | 0.2244% | 324.5988 | 0 | 0 | 324.5988 | 0 | 281.7729 | 10.6957 | 26.3446 | 281.7729 | 10.6957 | 26.3446 | 329.3958 | 12.5034 | 26.3446 | 14.7% | 0.070413 | 0.059968 | 31362.296 | 1883.6813 | 422.1722 | 29056.4425 | 31411.7833 | 0 | 0 | 31411.7833 | 0.0107%
2028 | 214 | 214-613R | Tier-3 | Tier-3---14 | 5--3 | 196 | 89 | 1721.769 | 85.69% | 14.07% | 0.2459% | 194.2784 | 0 | 0 | 194.2784 | 0 | 168.6464 | 10.6957 | 15.7677 | 168.6464 | 10.6957 | 15.7677 | 197.1495 | 12.5034 | 15.7677 | 11.28% | 0.43289 | 0.37588 | 3977.4025 | 197.1566 | 516.9968 | 3263.2491 | 4063.7336 | 0 | 0 | 4063.7336 | 0.006407%
2028 | 215 | 215-38R | Tier-3 | Tier-3---10 | 5--5 | 126 | 1 | 5434.8155 | 98.92% | 1.009% | 0.07406% | 12.3732 | 0 | 0 | 12.3732 | 0 | 10.7407 | 0.12018 | 89.375 | 10.7407 | 0.12018 | 89.375 | 12.556 | 0.14049 | 89.375 | 0.2277% | 0.12528 | 0.12499 | 43381.3494 | 2695.9135 | 518.8073 | 40166.6286 | 43382.4335 | 0 | 0 | 43382.4335 | 0.000408%
2028 | 215 | 215-38R | Tier-3 | Tier-3---10 | 5--5 | 126 | 9 | 5434.8155 | 98.92% | 1.009% | 0.07406% | 111.3588 | 0 | 0 | 111.3588 | 0 | 96.6667 | 1.0816 | 89.375 | 96.6667 | 1.0816 | 89.375 | 113.0044 | 1.2644 | 89.375 | 2.049% | 0.12528 | 0.12268 | 43381.3494 | 2695.9135 | 518.8073 | 40166.6286 | 43391.2899 | 0 | 0 | 43391.2899 | 0.003672%
2028 | 217 | 217-837R | Tier-3 | Tier-3---12 | 5--5 | 293 | 84 | 3657.1834 | 94.66% | 5.124% | 0.2164% | 287.8187 | 0 | 0 | 287.8187 | 0 | 249.8454 | 10.0948 | 24.7499 | 249.8454 | 10.0948 | 24.7499 | 292.0721 | 11.8009 | 24.7499 | 7.87% | 0.14269 | 0.13083 | 25630.0196 | 1643.4761 | 1395.4824 | 22591.0611 | 25754.1468 | 0 | 0 | 25754.1468 | 0.009491%
2028 | 217 | 217-983R | Tier-3 | Tier-3---5 | 5--5 | 116 | 38 | 10116.9629 | 99.05% | 0.91% | 0.0405% | 951.9764 | 0 | 0 | 951.9764 | 0 | 826.3775 | 4.5667 | 180.9575 | 826.3775 | 4.5667 | 180.9575 | 966.0447 | 5.3385 | 180.9575 | 9.41% | 0.2438 | 0.22063 | 41497.7937 | 2121.8511 | 363.6616 | 39012.281 | 41539.1975 | 0 | 0 | 41539.1975 | 0.03139%
2028 | 220 | 220-294R | Tier-3 | Tier-3---14 | 5--3 | 328 | 92 | 1925.8876 | 84.29% | 15.28% | 0.4298% | 132.0454 | 0 | 0 | 132.0454 | 0 | 114.624 | 11.0562 | 10.3674 | 114.624 | 11.0562 | 10.3674 | 133.9968 | 12.9248 | 10.3674 | 6.856% | 0.44397 | 0.40786 | 4337.8466 | 198.6888 | 616.3589 | 3522.7989 | 4398.1838 | 0 | 0 | 4398.1838 | 0.004354%
2028 | 220 | 220-298R | Tier-3 | Tier-3---11 | 5--4 | 614 | 30 | 3585.6314 | 89.37% | 10.06% | 0.5685% | 45.4054 | 0 | 0 | 45.4054 | 0 | 39.4148 | 3.6053 | 10.9325 | 39.4148 | 3.6053 | 10.9325 | 46.0764 | 4.2146 | 10.9325 | 1.266% | 0.50177 | 0.49466 | 7145.9975 | 283.7182 | 677.141 | 6185.1383 | 7156.9157 | 0 | 0 | 7156.9157 | 0.001497%
2028 | 222 | 222-2013R | Tier-3 | Tier-3---7 | 5--5 | 407 | 3 | 7426.9759 | 96.05% | 3.813% | 0.1383% | 15.2486 | 0 | 0 | 15.2486 | 0 | 13.2368 | 0.36053 | 36.7149 | 13.2368 | 0.36053 | 36.7149 | 15.4739 | 0.42146 | 36.7149 | 0.2053% | 0.27927 | 0.27867 | 26594.1155 | 1486.8089 | 949.5734 | 24157.7331 | 26596.3663 | 0 | 0 | 26596.3663 | 0.0005028%
2028 | 79 | 79-668R | Tier-3 | Tier-3---15 | 5--3 | 309 | 1 | 1606.9068 | 70.93% | 28.63% | 0.4437% | 1.0696 | 0 | 0 | 1.0696 | 0 | 0.92851 | 0.12018 | 7.7263 | 0.92851 | 0.12018 | 7.7263 | 1.0854 | 0.14049 | 7.7263 | 0.06656% | 0.43999 | 0.43958 | 3652.1539 | 150.5315 | 949.6335 | 2551.989 | 3653.1514 | 0 | 0 | 3653.1514 | 3.527e-05%
2028 | 231 | 231-1136R | Tier-2 | Tier-2---7 | 4--5 | 357 | 40 | 2730.9177 | 98.3% | 1.373% | 0.325% | 87.2288 | 0 | 0 | 87.2288 | 0 | 75.7203 | 4.807 | 15.7519 | 75.7203 | 4.807 | 15.7519 | 88.5179 | 5.6195 | 15.7519 | 3.194% | 0.054655 | 0.052879 | 49966.8413 | 3802.7952 | 1680.0986 | 44483.9475 | 49995.3386 | 0 | 0 | 49995.3386 | 0.002876%
2028 | 231 | 231-1635R | Tier-2 | Tier-2---4 | 5--5 | 862 | 67 | 5142.095 | 98.68% | 0.901% | 0.4182% | 114.3769 | 0 | 0 | 114.3769 | 0 | 99.2866 | 8.0518 | 12.331 | 99.2866 | 8.0518 | 12.331 | 116.0672 | 9.4126 | 12.331 | 2.224% | 0.11648 | 0.11385 | 44146.87 | 3399.863 | 647.3328 | 40099.6742 | 44160.2998 | 0 | 0 | 44160.2998 | 0.003772%
2028 | 233 | 233-123R | Tier-2 | Tier-2---4 | 4--5 | 412 | 1 | 3035.8045 | 98.84% | 0.8219% | 0.339% | 2.112 | 0 | 0 | 2.112 | 0 | 1.8334 | 0.12018 | 15.2559 | 1.8334 | 0.12018 | 15.2559 | 2.1433 | 0.14049 | 15.2559 | 0.06957% | 0.06125 | 0.061207 | 49563.8317 | 3086.7129 | 653.5217 | 45823.5971 | 49564.237 | 0 | 0 | 49564.237 | 6.965e-05%
2028 | 233 | 233-123R | Tier-2 | Tier-2---4 | 4--5 | 412 | 95 | 3035.8045 | 98.84% | 0.8219% | 0.339% | 200.6444 | 0 | 0 | 200.6444 | 0 | 174.1724 | 11.4167 | 15.2559 | 174.1724 | 11.4167 | 15.2559 | 203.6095 | 13.3463 | 15.2559 | 6.609% | 0.06125 | 0.057155 | 49563.8317 | 3086.7129 | 653.5217 | 45823.5971 | 49605.0639 | 0 | 0 | 49605.0639 | 0.006617%
2028 | 233 | 233-41R | Tier-2 | Tier-2---9 | 4--5 | 273 | 18 | 718.991 | 97.57% | 1.357% | 1.072% | 13.4137 | 0 | 0 | 13.4137 | 0 | 11.644 | 2.1632 | 5.3828 | 11.644 | 2.1632 | 5.3828 | 13.6119 | 2.5288 | 5.3828 | 1.866% | 0.044487 | 0.043636 | 16161.8225 | 1280.6452 | 594.3266 | 14286.8507 | 16169.4771 | 0 | 0 | 16169.4771 | 0.0004423%
2028 | 243 | 243-14R | Tier-2 | Tier-2---11 | 4--4 | 470 | 1 | 404.2589 | 29.5% | 68.39% | 2.113% | 0.07358 | 0 | 0 | 0.07358 | 0 | 0.063872 | 0.12018 | 0.53149 | 0.063872 | 0.12018 | 0.53149 | 0.074667 | 0.14049 | 0.53149 | 0.0182% | 0.066445 | 0.066404 | 6084.1314 | 161.5554 | 4142.9 | 1779.6759 | 6086.7797 | 0 | 0 | 6086.7797 | 2.426e-06%
2028 | 246 | 246-34R | Tier-3 | Tier-3---12 | 4--5 | 436 | 95 | 3387.0058 | 94.54% | 5.197% | 0.2577% | 202.3432 | 0 | 0 | 202.3432 | 0 | 175.6471 | 11.4167 | 15.3851 | 175.6471 | 11.4167 | 15.3851 | 205.3334 | 13.3463 | 15.3851 | 5.974% | 0.070488 | 0.066034 | 48050.8143 | 3484.7024 | 2545.4197 | 42020.6922 | 48227.62 | 0 | 0 | 48227.62 | 0.006673%
2028 | 246 | CB 246 | Tier-2 | Tier-2---7 | 4--5 | 303 | 171 | 1438.4419 | 90% | 9.47% | 0.5268% | 211.8857 | 0 | 0 | 211.8857 | 0 | 183.9306 | 20.5501 | 8.9503 | 183.9306 | 20.5501 | 8.9503 | 215.017 | 24.0233 | 8.9503 | 14.73% | 0.066431 | 0.055559 | 21653.0415 | 2613.8832 | 2643.0483 | 16396.11 | 22076.6368 | 0 | 0 | 22076.6368 | 0.006987%
2028 | 247 | CB 247 | Tier-2 | Tier-2---12 | 4--4 | 90 | 12 | 379.7423 | 70.28% | 29.01% | 0.71% | 10.3194 | 0 | 0 | 10.3194 | 0 | 8.9579 | 1.4421 | 6.2117 | 8.9579 | 1.4421 | 6.2117 | 10.4719 | 1.6858 | 6.2117 | 2.717% | 0.038566 | 0.037075 | 9846.5066 | 767.6776 | 3381.19 | 5697.6391 | 9964.2129 | 0 | 0 | 9964.2129 | 0.0003403%
2028 | 292 | CB 292 | Tier-2 | Tier-2---18 | 4--3 | 17 | 1 | 94.6686 | 66.47% | 32.93% | 0.6021% | 1.0735 | 0 | 0 | 1.0735 | 0 | 0.93185 | 0.12018 | 7.7541 | 0.93185 | 0.12018 | 7.7541 | 1.0893 | 0.14049 | 7.7541 | 1.134% | 0.048129 | 0.047308 | 1966.9754 | 99.9551 | 607.6602 | 1259.3601 | 1978.4206 | 0 | 0 | 1978.4206 | 3.54e-05%
2028 | 300 | 300-483F | Tier-2 | Tier-2---12 | 3--5 | 69 | 1 | 458.7821 | 99.48% | 0% | 0.5194% | 1.9182 | 0 | 0 | 1.9182 | 0 | 1.6651 | 0.12018 | 13.8557 | 1.6651 | 0.12018 | 13.8557 | 1.9465 | 0.14049 | 13.8557 | 0.4181% | 0.018397 | 0.01832 | 24937.8732 | 2129.049 | 117.6547 | 22691.1695 | 24938.4198 | 0 | 0 | 24938.4198 | 6.326e-05%
2028 | 300 | 300-484F | Tier-2 | Tier-2---9 | 4--5 | 250 | 1 | 754.1323 | 92.41% | 6.882% | 0.7076% | 0.8084 | 0 | 0 | 0.8084 | 0 | 0.70175 | 0.12018 | 5.8393 | 0.70175 | 0.12018 | 5.8393 | 0.82035 | 0.14049 | 5.8393 | 0.1072% | 0.039922 | 0.039876 | 18890.1433 | 1189.4361 | 2104.6022 | 15596.105 | 18891.8083 | 0 | 0 | 18891.8083 | 2.666e-05%
2028 | 300 | 300-484F | Tier-2 | Tier-2---9 | 4--5 | 250 | 173 | 754.1323 | 92.41% | 6.882% | 0.7076% | 139.8536 | 0 | 0 | 139.8536 | 0 | 121.402 | 20.7905 | 5.8393 | 121.402 | 20.7905 | 5.8393 | 141.9203 | 24.3043 | 5.8393 | 18.54% | 0.039922 | 0.03191 | 18890.1433 | 1189.4361 | 2104.6022 | 15596.105 | 19250.0785 | 0 | 0 | 19250.0785 | 0.004612%
2028 | 311 | 311-1199 | Tier-2 | Tier-2---20 | 3--2 | 15 | 7 | 15.6056 | 49.38% | 48.09% | 2.529% | 1.043 | 0 | 0 | 1.043 | 0 | 0.90535 | 0.84123 | 1.0762 | 0.90535 | 0.84123 | 1.0762 | 1.0584 | 0.98341 | 1.0762 | 6.683% | 0.018336 | 0.015854 | 851.1013 | 34.5086 | 499.3326 | 317.2601 | 918.528 | 0 | 0 | 918.528 | 3.439e-05%
2028 | 311 | 311-43 | Tier-2 | Tier-2---15 | 3--4 | 195 | 17 | 159.8581 | 2.339% | 95.81% | 1.853% | 0.094532 | 0 | 0 | 0.094532 | 0 | 0.08206 | 2.043 | 0.040166 | 0.08206 | 2.043 | 0.040166 | 0.095929 | 2.3883 | 0.040166 | 0.05913% | 0.027937 | 0.027231 | 5722.0498 | 11.5831 | 5135.5481 | 574.9186 | 5866.9958 | 0 | 0 | 5866.9958 | 3.117e-06%
2028 | 315 | 315-1192F | Tier-2 | Tier-2---19 | 1--4 | 9 | 9 | 14.6681 | 98.1% | 0% | 1.899% | 4.173 | 0 | 0 | 4.173 | 0 | 3.6224 | 1.0816 | 3.3492 | 3.6224 | 1.0816 | 3.3492 | 4.2346 | 1.2644 | 3.3492 | 28.45% | 0.0015284 | 0.0010852 | 9597.0285 | 5939.5807 | 177.2043 | 3480.2435 | 9671.4703 | 0 | 0 | 9671.4703 | 0.0001376%
2028 | 315 | 315-485AE | Tier-2 | Tier-2---14 | 2--5 | 39 | 34 | 209.8559 | 99.5% | 0% | 0.498% | 52.7917 | 0 | 0 | 52.7917 | 0 | 45.8266 | 4.086 | 11.2155 | 45.8266 | 4.086 | 11.2155 | 53.5718 | 4.7766 | 11.2155 | 25.16% | 0.00637 | 0.0047595 | 32944.4153 | 9136.3077 | 189.8424 | 23618.2652 | 32999.9281 | 0 | 0 | 32999.9281 | 0.001741%
2028 | 315 | CB 315 | Tier-2 | Tier-2---19 | 1--4 | 21 | 1 | 10.7713 | 97.26% | 0% | 2.741% | 0.14467 | 0 | 0 | 0.14467 | 0 | 0.12558 | 0.12018 | 1.045 | 0.12558 | 0.12018 | 1.045 | 0.14681 | 0.14049 | 1.045 | 1.343% | 0.0017586 | 0.0017343 | 6124.9072 | 421.4743 | 2656.1641 | 3047.2689 | 6127.2583 | 0 | 0 | 6127.2583 | 4.771e-06%
2028 | 327 | CB 327 | Tier-3 | Tier-3---16 | 4--5 | 22 | 21 | 1456.7095 | 99.79% | 0.1579% | 0.0494% | 402.4076 | 0 | 0 | 402.4076 | 0 | 349.316 | 2.5237 | 138.4143 | 349.316 | 2.5237 | 138.4143 | 408.3544 | 2.9502 | 138.4143 | 27.62% | 0.076966 | 0.055661 | 18926.5639 | 1203.1103 | 32.523 | 17690.9305 | 18941.5844 | 0 | 0 | 18941.5844 | 0.01327%
2028 | 351 | 351-819R | Tier-2 | Tier-2---1 | 5--5 | 341 | 149 | 23517.4276 | 99.25% | 0.716% | 0.03401% | 2957.6731 | 0 | 0 | 2957.6731 | 0 | 2567.453 | 17.9062 | 143.3831 | 2567.453 | 17.9062 | 143.3831 | 3001.3818 | 20.9326 | 143.3831 | 12.58% | 0.14376 | 0.12554 | 163589.7091 | 16623.6975 | 1146.1775 | 145819.834 | 163767.7411 | 0 | 0 | 163767.7411 | 0.09753%
2028 | 351 | CB 351 | Tier-2 | Tier-2---3 | 5--5 | 154 | 7 | 14599.7352 | 99.66% | 0.3054% | 0.03279% | 191.8002 | 0 | 0 | 191.8002 | 0 | 166.4951 | 0.84123 | 197.9179 | 166.4951 | 0.84123 | 197.9179 | 194.6347 | 0.98341 | 197.9179 | 1.314% | 0.12463 | 0.12299 | 117140.1183 | 11493.6944 | 423.4429 | 105222.9811 | 117145.41 | 0 | 0 | 117145.41 | 0.006325%
2028 | 352 | 352-27R | Tier-3 | Tier-3---2 | 5--5 | 359 | 29 | 18614.1823 | 99.36% | 0.5928% | 0.04664% | 433.2708 | 0 | 0 | 433.2708 | 0 | 376.1073 | 3.4851 | 107.9184 | 376.1073 | 3.4851 | 107.9184 | 439.6737 | 4.0741 | 107.9184 | 2.328% | 0.11814 | 0.11537 | 157566.7738 | 12769.0481 | 931.5035 | 143866.2223 | 157590.9444 | 0 | 0 | 157590.9444 | 0.01429%
2028 | 411 | 411-1873R | Tier-2 | Tier-2---7 | 4--5 | 342 | 168 | 1857.5393 | 97.83% | 1.797% | 0.3696% | 258.8853 | 0 | 0 | 258.8853 | 0 | 224.7293 | 20.1896 | 11.1309 | 224.7293 | 20.1896 | 11.1309 | 262.7111 | 23.6019 | 11.1309 | 13.94% | 0.04682 | 0.04015 | 39673.886 | 2968.3717 | 1138.6008 | 35566.9135 | 39816.6638 | 0 | 0 | 39816.6638 | 0.008537%
2028 | 411 | 411-30R | Tier-3 | Tier-3---6 | 5--5 | 856 | 1 | 6370.0414 | 98.47% | 1.262% | 0.272% | 2.125 | 0 | 0 | 2.125 | 0 | 1.8446 | 0.12018 | 15.3492 | 1.8446 | 0.12018 | 15.3492 | 2.1564 | 0.14049 | 15.3492 | 0.03336% | 0.10309 | 0.10306 | 61789.3921 | 5810.5604 | 997.631 | 54981.2006 | 61789.7133 | 0 | 0 | 61789.7133 | 7.007e-05%
2028 | 411 | 411-30R | Tier-3 | Tier-3---6 | 5--5 | 856 | 386 | 6370.0414 | 98.47% | 1.262% | 0.272% | 820.2375 | 0 | 0 | 820.2375 | 0 | 712.0196 | 46.388 | 15.3492 | 712.0196 | 46.388 | 15.3492 | 832.359 | 54.2281 | 15.3492 | 12.88% | 0.10309 | 0.089611 | 61789.3921 | 5810.5604 | 997.631 | 54981.2006 | 61932.0016 | 0 | 0 | 61932.0016 | 0.02705%
2028 | 411 | 411-47R | Tier-2 | Tier-2---9 | 4--5 | 459 | 24 | 1350.4062 | 95.97% | 3.342% | 0.6845% | 19.6524 | 0 | 0 | 19.6524 | 0 | 17.0595 | 2.8842 | 5.9148 | 17.0595 | 2.8842 | 5.9148 | 19.9428 | 3.3717 | 5.9148 | 1.455% | 0.063274 | 0.062315 | 21342.1296 | 2028.2504 | 1280.5502 | 18033.3289 | 21355.359 | 0 | 0 | 21355.359 | 0.0006481%
2028 | 442 | 442-729 | Tier-3 | Tier-3---15 | 5--3 | 54 | 1 | 704.6091 | 96.62% | 3.132% | 0.2514% | 3.656 | 0 | 0 | 3.656 | 0 | 3.1736 | 0.12018 | 26.408 | 3.1736 | 0.12018 | 26.408 | 3.71 | 0.14049 | 26.408 | 0.5189% | 0.36059 | 0.35866 | 1954.0299 | 88.7883 | 138.1468 | 1727.0948 | 1954.3869 | 0 | 0 | 1954.3869 | 0.0001206%
2028 | 442 | 442-764R | Tier-3 | Tier-3---18 | 5--2 | 74 | 33 | 474.7376 | 91.31% | 8.325% | 0.3651% | 56.0597 | 0 | 0 | 56.0597 | 0 | 48.6635 | 3.9658 | 12.2707 | 48.6635 | 3.9658 | 12.2707 | 56.8881 | 4.6361 | 12.2707 | 11.81% | 0.35448 | 0.30864 | 1339.2423 | 54.097 | 105.5502 | 1179.5951 | 1356.5292 | 0 | 0 | 1356.5292 | 0.001849%
2028 | 444 | 444-43R | Tier-2 | Tier-2---5 | 5--5 | 403 | 10 | 3413.8137 | 97.67% | 1.995% | 0.3352% | 23.9935 | 0 | 0 | 23.9935 | 0 | 20.828 | 1.2018 | 17.3312 | 20.828 | 1.2018 | 17.3312 | 24.3481 | 1.4049 | 17.3312 | 0.7028% | 0.2124 | 0.21087 | 16072.3576 | 890.1063 | 476.3771 | 14705.8742 | 16075.0718 | 0 | 0 | 16075.0718 | 0.0007912%
2028 | 445 | 445-1311R | Tier-3 | Tier-3---5 | 5--5 | 337 | 12 | 9632.5907 | 94.96% | 4.965% | 0.07823% | 94.454 | 0 | 0 | 94.454 | 0 | 81.9922 | 1.4421 | 56.8556 | 81.9922 | 1.4421 | 56.8556 | 95.8499 | 1.6858 | 56.8556 | 0.9806% | 0.53792 | 0.53237 | 17907.0399 | 1026.0345 | 824.7437 | 16056.2617 | 17916.4621 | 0 | 0 | 17916.4621 | 0.003115%
2028 | 445 | 445-1325F | Tier-2 | Tier-2---2 | 5--4 | 220 | 97 | 7250.7229 | 96.11% | 3.805% | 0.08959% | 890.9956 | 0 | 0 | 890.9956 | 0 | 773.4422 | 11.6571 | 66.3495 | 773.4422 | 11.6571 | 66.3495 | 904.1628 | 13.6273 | 66.3495 | 12.29% | 0.57356 | 0.50022 | 12641.5766 | 694.1782 | 440.7081 | 11506.6903 | 12713.7607 | 0 | 0 | 12713.7607 | 0.02938%
2028 | 445 | 445-18R | Tier-2 | Tier-2---2 | 5--5 | 526 | 68 | 10619.7967 | 95.69% | 4.18% | 0.1317% | 380.9732 | 0 | 0 | 380.9732 | 0 | 330.7096 | 8.172 | 40.4687 | 330.7096 | 8.172 | 40.4687 | 386.6033 | 9.5531 | 40.4687 | 3.587% | 0.6048 | 0.58212 | 17559.3271 | 969.9837 | 680.7099 | 15908.6335 | 17588.8196 | 0 | 0 | 17588.8196 | 0.01256%
2028 | 445 | 445-19R | Tier-2 | Tier-2---8 | 5--3 | 238 | 46 | 1766.7037 | 84.73% | 14.9% | 0.3714% | 83.9003 | 0 | 0 | 83.9003 | 0 | 72.831 | 5.5281 | 13.1747 | 72.831 | 5.5281 | 13.1747 | 85.1402 | 6.4624 | 13.1747 | 4.749% | 0.56527 | 0.53359 | 3125.4156 | 150.9089 | 429.896 | 2544.6106 | 3153.7599 | 0 | 0 | 3153.7599 | 0.002767%
2028 | 445 | 445-39R | Tier-2 | Tier-2---5 | 5--4 | 246 | 18 | 3678.5806 | 87.54% | 12.33% | 0.1304% | 68.3324 | 0 | 0 | 68.3324 | 0 | 59.3169 | 2.1632 | 27.4213 | 59.3169 | 2.1632 | 27.4213 | 69.3422 | 2.5288 | 27.4213 | 1.858% | 0.48997 | 0.47957 | 7507.8253 | 391.1864 | 914.4635 | 6202.1754 | 7528.1046 | 0 | 0 | 7528.1046 | 0.002253%
2028 | 445 | 445-894R | Tier-2 | Tier-2---5 | 5--4 | 587 | 1 | 4421.0024 | 88.12% | 11.51% | 0.3702% | 1.9247 | 0 | 0 | 1.9247 | 0 | 1.6708 | 0.12018 | 13.9026 | 1.6708 | 0.12018 | 13.9026 | 1.9531 | 0.14049 | 13.9026 | 0.04354% | 0.63526 | 0.63494 | 6959.394 | 312.553 | 750.3762 | 5896.4648 | 6959.8026 | 0 | 0 | 6959.8026 | 6.347e-05%
2028 | 445 | 445-894R | Tier-2 | Tier-2---5 | 5--4 | 587 | 9 | 4421.0024 | 88.12% | 11.51% | 0.3702% | 17.3222 | 0 | 0 | 17.3222 | 0 | 15.0368 | 1.0816 | 13.9026 | 15.0368 | 1.0816 | 13.9026 | 17.5782 | 1.2644 | 13.9026 | 0.3918% | 0.63526 | 0.63243 | 6959.394 | 312.553 | 750.3762 | 5896.4648 | 6963.0861 | 0 | 0 | 6963.0861 | 0.0005712%
2028 | 445 | 445-897R | Tier-2 | Tier-2---10 | 5--3 | 25 | 9 | 1351.7747 | 97.24% | 2.711% | 0.04647% | 137.234 | 0 | 0 | 137.234 | 0 | 119.128 | 1.0816 | 110.142 | 119.128 | 1.0816 | 110.142 | 139.262 | 1.2644 | 110.142 | 10.15% | 0.75637 | 0.6774 | 1787.1928 | 98.5478 | 55.7869 | 1632.8581 | 1792.9373 | 0 | 0 | 1792.9373 | 0.004525%
2028 | 448 | 448-1234R | Tier-3 | Tier-3---15 | 5--3 | 51 | 45 | 1211.6194 | 97.39% | 2.475% | 0.1351% | 301.9398 | 0 | 0 | 301.9398 | 0 | 262.1034 | 5.4079 | 48.4665 | 262.1034 | 5.4079 | 48.4665 | 306.4019 | 6.3219 | 48.4665 | 24.92% | 0.62101 | 0.4621 | 1951.0598 | 101.7927 | 46.8267 | 1802.4404 | 1968.5716 | 0 | 0 | 1968.5716 | 0.009957%
2028 | 448 | 448-714R | Tier-3 | Tier-3---14 | 5--3 | 314 | 213 | 2119.752 | 55.7% | 43.96% | 0.3458% | 232.2595 | 0 | 0 | 232.2595 | 0 | 201.6164 | 25.5975 | 7.8764 | 201.6164 | 25.5975 | 7.8764 | 235.6919 | 29.9238 | 7.8764 | 10.96% | 0.46343 | 0.37226 | 4574.0639 | 152.3288 | 1823.4456 | 2598.2895 | 5070.3194 | 0 | 0 | 5070.3194 | 0.007659%
2028 | 448 | 448-724R | Tier-3 | Tier-3---18 | 5--2 | 202 | 101 | 520.639 | 76.18% | 22.78% | 1.038% | 57.5137 | 0 | 0 | 57.5137 | 0 | 49.9256 | 12.1378 | 4.1132 | 49.9256 | 12.1378 | 4.1132 | 58.3636 | 14.1892 | 4.1132 | 11.05% | 0.55035 | 0.47055 | 946.0153 | 35.8531 | 201.7143 | 708.4479 | 984.2239 | 0 | 0 | 984.2239 | 0.001897%
2028 | 448 | 448-735R | Tier-3 | Tier-3---18 | 5--2 | 170 | 82 | 630.7627 | 79.12% | 20.09% | 0.7869% | 69.8116 | 0 | 0 | 69.8116 | 0 | 60.601 | 9.8544 | 6.1496 | 60.601 | 9.8544 | 6.1496 | 70.8433 | 11.52 | 6.1496 | 11.07% | 0.54202 | 0.4662 | 1163.7353 | 53.8869 | 215.9361 | 893.9122 | 1203.2486 | 0 | 0 | 1203.2486 | 0.002302%
2028 | 448 | 448-744R | Tier-3 | Tier-3---7 | 5--5 | 717 | 336 | 9104.5616 | 91.68% | 8.126% | 0.1928% | 1134.3809 | 0 | 0 | 1134.3809 | 0 | 984.7166 | 40.3792 | 24.3867 | 984.7166 | 40.3792 | 24.3867 | 1151.1449 | 47.2037 | 24.3867 | 12.46% | 0.49442 | 0.42723 | 18414.705 | 980.4625 | 1393.5793 | 16040.6633 | 18655.6196 | 0 | 0 | 18655.6196 | 0.03741%
2028 | 448 | 448-9R | Tier-3 | Tier-3---9 | 5--4 | 413 | 65 | 5644.8109 | 93.43% | 6.384% | 0.1906% | 240.6997 | 0 | 0 | 240.6997 | 0 | 208.943 | 7.8115 | 26.7483 | 208.943 | 7.8115 | 26.7483 | 244.2567 | 9.1317 | 26.7483 | 4.264% | 0.54394 | 0.51911 | 10377.639 | 550.4893 | 645.7623 | 9181.3873 | 10410.2692 | 0 | 0 | 10410.2692 | 0.007937%
2028 | 449 | 449-13R | Tier-3 | Tier-3---7 | 5--5 | 557 | 79 | 6729.9647 | 90.49% | 9.346% | 0.1629% | 250.4892 | 0 | 0 | 250.4892 | 0 | 217.441 | 9.4939 | 22.9032 | 217.441 | 9.4939 | 22.9032 | 254.191 | 11.0985 | 22.9032 | 3.722% | 0.28234 | 0.27073 | 23836.2998 | 1408.7102 | 2080.9099 | 20346.6798 | 23933.5242 | 0 | 0 | 23933.5242 | 0.00826%
2028 | 450 | 450-1850 | Tier-2 | Tier-2---13 | 4--3 | 18 | 15 | 296.7138 | 97.11% | 2.719% | 0.1664% | 69.6369 | 0 | 0 | 69.6369 | 0 | 60.4494 | 1.8026 | 33.5338 | 60.4494 | 1.8026 | 33.5338 | 70.666 | 2.1073 | 33.5338 | 23.47% | 0.073712 | 0.055899 | 4025.2898 | 218.8856 | 107.0123 | 3699.392 | 4062.3015 | 0 | 0 | 4062.3015 | 0.002296%
2028 | 450 | 450-1851F | Tier-2 | Tier-2---3 | 5--5 | 209 | 126 | 8274.1225 | 99.23% | 0.7168% | 0.05235% | 1435.4594 | 0 | 0 | 1435.4594 | 0 | 1246.0724 | 15.1422 | 82.2914 | 1246.0724 | 15.1422 | 82.2914 | 1456.6728 | 17.7014 | 82.2914 | 17.35% | 0.099477 | 0.082085 | 83176.2362 | 14607.9335 | 584.6634 | 67983.6393 | 83311.783 | 0 | 0 | 83311.783 | 0.04734%
2028 | 450 | 450-1853F | Tier-2 | Tier-2---10 | 4--4 | 44 | 22 | 792.2018 | 92.77% | 7.138% | 0.09408% | 106.5622 | 0 | 0 | 106.5622 | 0 | 92.5029 | 2.6439 | 34.9876 | 92.5029 | 2.6439 | 34.9876 | 108.137 | 3.0907 | 34.9876 | 13.45% | 0.075291 | 0.064374 | 10521.8374 | 525.9075 | 700.4641 | 9295.4659 | 10650.881 | 0 | 0 | 10650.881 | 0.003514%
2028 | 450 | 450-1854 | Tier-2 | Tier-2---9 | 4--4 | 70 | 41 | 1132.2887 | 95.25% | 4.625% | 0.1242% | 183.1938 | 0 | 0 | 183.1938 | 0 | 159.0242 | 4.9272 | 32.2746 | 159.0242 | 4.9272 | 32.2746 | 185.9011 | 5.76 | 32.2746 | 16.18% | 0.079085 | 0.065652 | 14317.3642 | 967.6824 | 629.1902 | 12720.4915 | 14456.4845 | 0 | 0 | 14456.4845 | 0.006041%
2028 | 450 | 450-50R | Tier-2 | Tier-2---11 | 4--4 | 18 | 5 | 537.0702 | 32.53% | 67.41% | 0.0594% | 14.0735 | 0 | 0 | 14.0735 | 0 | 12.2167 | 0.60088 | 20.3314 | 12.2167 | 0.60088 | 20.3314 | 14.2815 | 0.70244 | 20.3314 | 2.62% | 0.071801 | 0.066017 | 7480.0024 | 150.8342 | 4623.5659 | 2705.6023 | 7922.1694 | 0 | 0 | 7922.1694 | 0.0004641%
2028 | 452 | 452-1403 | Tier-2 | Tier-2---15 | 1--5 | 5 | 5 | 137.227 | 99.9% | 0% | 0.1049% | 39.7541 | 0 | 0 | 39.7541 | 0 | 34.5091 | 0.60088 | 57.4309 | 34.5091 | 0.60088 | 57.4309 | 40.3416 | 0.70244 | 57.4309 | 28.97% | 0.0007938 | 0.0005636 | 172873.5238 | 9697.409 | 167.2651 | 163008.8497 | 172947.5723 | 0 | 0 | 172947.5723 | 0.001311%
2028 | 452 | 452-1404F | Tier-2 | Tier-2---12 | 1--5 | 20 | 19 | 625.5425 | 99.9% | 0% | 0.09615% | 172.1713 | 0 | 0 | 172.1713 | 0 | 149.4559 | 2.2833 | 65.4547 | 149.4559 | 2.2833 | 65.4547 | 174.7156 | 2.6693 | 65.4547 | 27.52% | 0.0036434 | 0.0026396 | 171691.9584 | 19885.3998 | 159.1121 | 151647.4464 | 171754.7304 | 0 | 0 | 171754.7304 | 0.005678%
2028 | 452 | 452-1405 | Tier-2 | Tier-2---15 | 1--5 | 12 | 10 | 181.2174 | 99.84% | 0% | 0.161% | 43.7237 | 0 | 0 | 43.7237 | 0 | 37.955 | 1.2018 | 31.5828 | 37.955 | 1.2018 | 31.5828 | 44.3699 | 1.4049 | 31.5828 | 24.13% | 0.001513 | 0.0011474 | 119773.5584 | 9128.5645 | 179.9048 | 110465.0891 | 119834.9949 | 0 | 0 | 119834.9949 | 0.001442%
2028 | 452 | 452-38AE | Tier-2 | Tier-2---4 | 2--5 | 71 | 58 | 2823.7515 | 99.93% | 0% | 0.06613% | 668.5083 | 0 | 0 | 668.5083 | 0 | 580.3088 | 6.9702 | 83.2555 | 580.3088 | 6.9702 | 83.2555 | 678.3876 | 8.1483 | 83.2555 | 23.67% | 0.011395 | 0.0086957 | 247801.8355 | 21945.5544 | 160.9262 | 225695.355 | 247852.708 | 0 | 0 | 247852.708 | 0.02204%
2028 | 454 | 454-1814 | Tier-2 | Tier-2---20 | 4--2 | 3 | 3 | 39.0262 | 97.23% | 2.586% | 0.1833% | 11.0042 | 0 | 0 | 11.0042 | 0 | 9.5523 | 0.36053 | 26.4954 | 9.5523 | 0.36053 | 26.4954 | 11.1668 | 0.42146 | 26.4954 | 28.2% | 0.072066 | 0.051167 | 541.534 | 33.0087 | 13.8021 | 494.7232 | 547.6593 | 0 | 0 | 547.6593 | 0.0003629%
2028 | 454 | 454-48F | Tier-2 | Tier-2---4 | 4--5 | 53 | 1 | 3441.1661 | 99.7% | 0.2542% | 0.04705% | 18.7723 | 0 | 0 | 18.7723 | 0 | 16.2956 | 0.12018 | 135.5974 | 16.2956 | 0.12018 | 135.5974 | 19.0497 | 0.14049 | 135.5974 | 0.5455% | 0.085487 | 0.085019 | 40253.7717 | 8646.4201 | 106.7946 | 31500.5571 | 40254.4389 | 0 | 0 | 40254.4389 | 0.000619%
2028 | 454 | 454-48F | Tier-2 | Tier-2---4 | 4--5 | 53 | 45 | 3441.1661 | 99.7% | 0.2542% | 0.04705% | 844.7535 | 0 | 0 | 844.7535 | 0 | 733.3011 | 5.4079 | 135.5974 | 733.3011 | 5.4079 | 135.5974 | 857.2373 | 6.3219 | 135.5974 | 24.55% | 0.085487 | 0.064438 | 40253.7717 | 8646.4201 | 106.7946 | 31500.5571 | 40293.3839 | 0 | 0 | 40293.3839 | 0.02786%
2028 | 454 | 454-49F | Tier-2 | Tier-2---13 | 4--3 | 52 | 1 | 292.9743 | 76.06% | 23.59% | 0.3558% | 1.2427 | 0 | 0 | 1.2427 | 0 | 1.0787 | 0.12018 | 8.9762 | 1.0787 | 0.12018 | 8.9762 | 1.261 | 0.14049 | 8.9762 | 0.4242% | 0.077203 | 0.076773 | 3794.8464 | 537.2797 | 830.7555 | 2426.8113 | 3799.9422 | 0 | 0 | 3799.9422 | 4.098e-05%
2028 | 499 | CB 499 | Tier-2 | Tier-2---19 | 2--3 | 31 | 1 | 19.4193 | 94.64% | 0% | 5.361% | 0.17193 | 0 | 0 | 0.17193 | 0 | 0.14924 | 0.12018 | 1.2419 | 0.14924 | 0.12018 | 1.2419 | 0.17447 | 0.14049 | 1.2419 | 0.8853% | 0.00687 | 0.0068057 | 2826.6853 | 198.2647 | 1278.7389 | 1349.6817 | 2828.1162 | 0 | 0 | 2828.1162 | 5.669e-06%
2028 | 499 | CB 499 | Tier-2 | Tier-2---19 | 2--3 | 31 | 1 | 19.4193 | 94.64% | 0% | 5.361% | 0.17193 | 0 | 0 | 0.17193 | 0 | 0.14924 | 0.12018 | 1.2419 | 0.14924 | 0.12018 | 1.2419 | 0.17447 | 0.14049 | 1.2419 | 0.8853% | 0.00687 | 0.0068057 | 2826.6853 | 198.2647 | 1278.7389 | 1349.6817 | 2828.1162 | 0 | 0 | 2828.1162 | 5.669e-06%
2028 | 499 | CB 499 | Tier-2 | Tier-2---19 | 2--3 | 31 | 3 | 19.4193 | 94.64% | 0% | 5.361% | 0.51578 | 0 | 0 | 0.51578 | 0 | 0.44773 | 0.36053 | 1.2419 | 0.44773 | 0.36053 | 1.2419 | 0.5234 | 0.42146 | 1.2419 | 2.656% | 0.00687 | 0.0066772 | 2826.6853 | 198.2647 | 1278.7389 | 1349.6817 | 2831.0606 | 0 | 0 | 2831.0606 | 1.701e-05%
2028 | 500 | 500-1531 | Tier-2 | Tier-2---10 | 4--4 | 20 | 16 | 800.5503 | 21.6% | 78.32% | 0.07823% | 40.1197 | 0 | 0 | 40.1197 | 0 | 34.8265 | 1.9228 | 18.1122 | 34.8265 | 1.9228 | 18.1122 | 40.7126 | 2.2478 | 18.1122 | 5.012% | 0.071178 | 0.054665 | 11247.1911 | 167.2855 | 8054.1845 | 3025.7211 | 13910.8549 | 0 | 0 | 13910.8549 | 0.001323%
2028 | 501 | 501-786 | Tier-2 | Tier-2---14 | 2--5 | 23 | 3 | 204.0835 | 99.63% | 0% | 0.368% | 7.6913 | 0 | 0 | 7.6913 | 0 | 6.6765 | 0.36053 | 18.5187 | 6.6765 | 0.36053 | 18.5187 | 7.8049 | 0.42146 | 18.5187 | 3.769% | 0.0050324 | 0.004842 | 40553.9202 | 2762.8 | 144.6555 | 37646.4647 | 40559.7878 | 0 | 0 | 40559.7878 | 0.0002536%
2028 | 504 | 504-2501R | Tier-2 | Tier-2---9 | 3--5 | 154 | 23 | 733.6834 | 99.51% | 0% | 0.4917% | 31.6208 | 0 | 0 | 31.6208 | 0 | 27.4489 | 2.7641 | 9.9307 | 27.4489 | 2.7641 | 9.9307 | 32.0881 | 3.2312 | 9.9307 | 4.31% | 0.021593 | 0.020657 | 33978.4661 | 2347.3747 | 1024.1887 | 30606.9026 | 33986.0297 | 0 | 0 | 33986.0297 | 0.001043%
2028 | 540 | 540-241R | Tier-2 | Tier-2---9 | 4--5 | 18 | 18 | 833.6308 | 67.75% | 32.17% | 0.07637% | 163.7891 | 0 | 0 | 163.7891 | 0 | 142.1796 | 2.1632 | 65.7274 | 142.1796 | 2.1632 | 65.7274 | 166.2096 | 2.5288 | 65.7274 | 19.65% | 0.047942 | 0.034039 | 17388.4645 | 723.4489 | 5409.9083 | 11255.1073 | 19678.9229 | 0 | 0 | 19678.9229 | 0.005401%
2028 | 292 | CB 292 | Tier-2 | Tier-2---18 | 4--3 | 17 | 8 | 94.6686 | 66.47% | 32.93% | 0.6021% | 8.5879 | 0 | 0 | 8.5879 | 0 | 7.4548 | 0.96141 | 7.7541 | 7.4548 | 0.96141 | 7.7541 | 8.7148 | 1.1239 | 7.7541 | 9.072% | 0.048129 | 0.041561 | 1966.9754 | 99.9551 | 607.6602 | 1259.3601 | 2071.1988 | 0 | 0 | 2071.1988 | 0.0002832%
2028 | 540 | CB 540 | Tier-2 | Tier-2---17 | 1--5 | 16 | 3 | 67.245 | 99.24% | 0% | 0.7576% | 3.6287 | 0 | 0 | 3.6287 | 0 | 3.15 | 0.36053 | 8.7371 | 3.15 | 0.36053 | 8.7371 | 3.6824 | 0.42146 | 8.7371 | 5.396% | 0.0036022 | 0.0034063 | 18667.7627 | 1335.1505 | 3231.0476 | 14101.5646 | 18675.8944 | 0 | 0 | 18675.8944 | 0.0001197%
2028 | 540 | CB 540 | Tier-2 | Tier-2---17 | 1--5 | 16 | 2 | 67.245 | 99.24% | 0% | 0.7576% | 2.4192 | 0 | 0 | 2.4192 | 0 | 2.1 | 0.24035 | 8.7371 | 2.1 | 0.24035 | 8.7371 | 2.4549 | 0.28097 | 8.7371 | 3.598% | 0.0036022 | 0.0034716 | 18667.7627 | 1335.1505 | 3231.0476 | 14101.5646 | 18673.0819 | 0 | 0 | 18673.0819 | 7.978e-05%
2028 | 591 | 591-1594R | Tier-2 | Tier-2---12 | 4--4 | 92 | 11 | 519.9571 | 96.32% | 3.27% | 0.4047% | 17.3664 | 0 | 0 | 17.3664 | 0 | 15.0751 | 1.3219 | 11.4038 | 15.0751 | 1.3219 | 11.4038 | 17.623 | 1.5454 | 11.4038 | 3.34% | 0.047196 | 0.045559 | 11017.0212 | 932.3042 | 368.7122 | 9716.0047 | 11031.5646 | 0 | 0 | 11031.5646 | 0.0005727%
2028 | 597 | 597-595 | Tier-2 | Tier-2---1 | 5--5 | 398 | 45 | 18774.394 | 95.55% | 4.388% | 0.06321% | 588.1936 | 0 | 0 | 588.1936 | 0 | 510.5904 | 5.4079 | 94.4152 | 510.5904 | 5.4079 | 94.4152 | 596.886 | 6.3219 | 94.4152 | 3.133% | 0.15307 | 0.14805 | 122655.7075 | 12289.1487 | 5017.0863 | 105349.4725 | 122840.7768 | 0 | 0 | 122840.7768 | 0.0194%
2028 | 599 | 599-19R | Tier-2 | Tier-2---1 | 5--5 | 753 | 50 | 25743.4561 | 99.4% | 0.5253% | 0.0786% | 492.7305 | 0 | 0 | 492.7305 | 0 | 427.7222 | 6.0088 | 71.1825 | 427.7222 | 6.0088 | 71.1825 | 500.0121 | 7.0244 | 71.1825 | 1.914% | 0.15161 | 0.14869 | 169796.7072 | 9028.2208 | 940.8004 | 159827.6859 | 169816.8386 | 0 | 0 | 169816.8386 | 0.01625%
2028 | 770 | 770-259R | Tier-2 | Tier-2---17 | 2--3 | 24 | 6 | 42.5113 | 97.49% | 0.5175% | 1.991% | 3.0048 | 0 | 0 | 3.0048 | 0 | 2.6083 | 0.72106 | 3.6174 | 2.6083 | 0.72106 | 3.6174 | 3.0492 | 0.84292 | 3.6174 | 7.068% | 0.010605 | 0.0098363 | 4008.538 | 404.386 | 91.8554 | 3512.2966 | 4016.3966 | 0 | 0 | 4016.3966 | 9.909e-05%
2028 | 968 | 968-476F | Tier-2 | Tier-2---17 | 3--3 | 44 | 1 | 62.492 | 96.91% | 0.773% | 2.32% | 0.39914 | 0 | 0 | 0.39914 | 0 | 0.34648 | 0.12018 | 2.8831 | 0.34648 | 0.12018 | 2.8831 | 0.40504 | 0.14049 | 2.8831 | 0.6387% | 0.015315 | 0.015214 | 4080.3921 | 657.1077 | 115.1614 | 3308.123 | 4081.2294 | 0 | 0 | 4081.2294 | 1.316e-05%
2028 | 776 | CB 776 | Tier-2 | Tier-2---18 | 3--3 | 53 | 13 | 55.0677 | 92.66% | 4.028% | 3.312% | 3.6296 | 0 | 0 | 3.6296 | 0 | 3.1507 | 1.5623 | 2.0167 | 3.1507 | 1.5623 | 2.0167 | 3.6832 | 1.8263 | 2.0167 | 6.591% | 0.014982 | 0.013916 | 3675.6367 | 359.0614 | 229.0677 | 3087.5075 | 3696.2969 | 0 | 0 | 3696.2969 | 0.0001197%
2028 | 788 | 788-34R | Tier-2 | Tier-2---6 | 5--5 | 521 | 110 | 9132.2366 | 94.33% | 5.547% | 0.1209% | 527.463 | 0 | 0 | 527.463 | 0 | 457.8723 | 13.2194 | 34.6364 | 457.8723 | 13.2194 | 34.6364 | 535.2579 | 15.4536 | 34.6364 | 5.776% | 0.12404 | 0.11645 | 73621.1831 | 9933.4586 | 4009.9599 | 59677.7646 | 73893.3143 | 0 | 0 | 73893.3143 | 0.01739%
2028 | 799 | 799-504R | Tier-2 | Tier-2---15 | 1--5 | 38 | 1 | 127.4062 | 99.28% | 0% | 0.716% | 0.96535 | 0 | 0 | 0.96535 | 0 | 0.83799 | 0.12018 | 6.973 | 0.83799 | 0.12018 | 6.973 | 0.97961 | 0.14049 | 6.973 | 0.7577% | 0.0046964 | 0.0046606 | 27128.474 | 4849.4252 | 1319.6494 | 20959.3994 | 27129.9679 | 0 | 0 | 27129.9679 | 3.183e-05%
2028 | 799 | 799-504R | Tier-2 | Tier-2---15 | 1--5 | 38 | 10 | 127.4062 | 99.28% | 0% | 0.716% | 9.6535 | 0 | 0 | 9.6535 | 0 | 8.3799 | 1.2018 | 6.973 | 8.3799 | 1.2018 | 6.973 | 9.7961 | 1.4049 | 6.973 | 7.577% | 0.0046964 | 0.004338 | 27128.474 | 4849.4252 | 1319.6494 | 20959.3994 | 27144.5232 | 0 | 0 | 27144.5232 | 0.0003183%
2028 | 835 | 835-35F | Tier-2 | Tier-2---19 | 1--5 | 3 | 3 | 6.7153 | 99.02% | 0% | 0.9775% | 1.9284 | 0 | 0 | 1.9284 | 0 | 1.674 | 0.36053 | 4.6431 | 1.674 | 0.36053 | 4.6431 | 1.9569 | 0.42146 | 4.6431 | 28.72% | 0.0003154 | 0.00022393 | 21291.4086 | 1586.1343 | 191.0336 | 19514.2408 | 21376.4203 | 0 | 0 | 21376.4203 | 6.359e-05%
2028 | 855 | 855-46AE | Tier-2 | Tier-2---15 | 1--5 | 7 | 7 | 188.5529 | 99.88% | 0% | 0.1171% | 54.6163 | 0 | 0 | 54.6163 | 0 | 47.4105 | 0.84123 | 56.3583 | 47.4105 | 0.84123 | 56.3583 | 55.4234 | 0.98341 | 56.3583 | 28.97% | 0.0010888 | 0.00077305 | 173174.9569 | 30409.3175 | 190.5248 | 142575.1146 | 173257.8016 | 0 | 0 | 173257.8016 | 0.001801%
2028 | 859 | 859-42R | Tier-2 | Tier-2---3 | 4--5 | 557 | 8 | 8606.9717 | 99.86% | 0% | 0.1411% | 35.7989 | 0 | 0 | 35.7989 | 0 | 31.0758 | 0.96141 | 32.3232 | 31.0758 | 0.96141 | 32.3232 | 36.328 | 1.1239 | 32.3232 | 0.4159% | 0.067132 | 0.066852 | 128210.0534 | 7463.1152 | 271.9776 | 120474.9607 | 128210.8101 | 0 | 0 | 128210.8101 | 0.001181%
2028 | 907 | 907-2820R | Tier-3 | Tier-3---10 | 4--5 | 33 | 4 | 6348.4755 | 99.98% | 0.008026% | 0.01607% | 223.1048 | 0 | 0 | 223.1048 | 0 | 193.6695 | 0.4807 | 402.8866 | 193.6695 | 0.4807 | 402.8866 | 226.4018 | 0.56195 | 402.8866 | 3.514% | 0.082479 | 0.07958 | 76970.9977 | 6095.6287 | 17.0995 | 70858.2695 | 76971.6735 | 0 | 0 | 76971.6735 | 0.007357%
2028 | 920 | 920-1342R | Tier-3 | Tier-3---12 | 4--5 | 131 | 28 | 3406.6458 | 99.34% | 0.5402% | 0.1203% | 209.7654 | 0 | 0 | 209.7654 | 0 | 182.0901 | 3.3649 | 54.114 | 182.0901 | 3.3649 | 54.114 | 212.8654 | 3.9336 | 54.114 | 6.158% | 0.068604 | 0.064352 | 49656.3753 | 4642.3023 | 300.3512 | 44713.7218 | 49678.0466 | 0 | 0 | 49678.0466 | 0.006917%
2028 | 920 | 920-735AE | Tier-2 | Tier-2---7 | 4--5 | 295 | 35 | 1554.328 | 69.02% | 30.62% | 0.3611% | 36.9123 | 0 | 0 | 36.9123 | 0 | 32.0423 | 4.2062 | 7.6179 | 32.0423 | 4.2062 | 7.6179 | 37.4578 | 4.9171 | 7.6179 | 2.375% | 0.068691 | 0.066327 | 22627.8919 | 1626.4148 | 6446.6356 | 14554.8415 | 22877.6705 | 0 | 0 | 22877.6705 | 0.001217%
2028 | 921 | 921-800F | Tier-2 | Tier-2---7 | 4--5 | 252 | 14 | 1991.7107 | 76.61% | 23.16% | 0.2301% | 24.5819 | 0 | 0 | 24.5819 | 0 | 21.3387 | 1.6825 | 12.683 | 21.3387 | 1.6825 | 12.683 | 24.9452 | 1.9668 | 12.683 | 1.234% | 0.065336 | 0.064284 | 30484.0304 | 2594.6331 | 6453.3763 | 21436.021 | 30600.8059 | 0 | 0 | 30600.8059 | 0.0008106%
2028 | 928 | 928-19 | Tier-2 | Tier-2---11 | 4--4 | 36 | 33 | 434.8834 | 99.47% | 0.2691% | 0.2608% | 114.9939 | 0 | 0 | 114.9939 | 0 | 99.8222 | 3.9658 | 25.1707 | 99.8222 | 3.9658 | 25.1707 | 116.6933 | 4.6361 | 25.1707 | 26.44% | 0.051756 | 0.037998 | 8402.5377 | 840.1371 | 38.3723 | 7524.0283 | 8418.6591 | 0 | 0 | 8418.6591 | 0.003792%
2028 | 928 | CB 928 | Tier-2 | Tier-2---7 | 4--5 | 62 | 36 | 1655.0106 | 79.76% | 20.12% | 0.1245% | 222.2693 | 0 | 0 | 222.2693 | 0 | 192.9442 | 4.3263 | 44.5975 | 192.9442 | 4.3263 | 44.5975 | 225.554 | 5.0575 | 44.5975 | 13.43% | 0.057199 | 0.047567 | 28934.4603 | 1965.0457 | 5791.8405 | 21177.574 | 30120.4303 | 0 | 0 | 30120.4303 | 0.00733%
2028 | 968 | 968-476F | Tier-2 | Tier-2---17 | 3--3 | 44 | 20 | 62.492 | 96.91% | 0.773% | 2.32% | 7.9828 | 0 | 0 | 7.9828 | 0 | 6.9296 | 2.4035 | 2.8831 | 6.9296 | 2.4035 | 2.8831 | 8.1008 | 2.8097 | 2.8831 | 12.77% | 0.015315 | 0.013296 | 4080.3921 | 657.1077 | 115.1614 | 3308.123 | 4099.5523 | 0 | 0 | 4099.5523 | 0.0002632%
2028 | 980 | CB 980 | Tier-2 | Tier-2---12 | 2--5 | 35 | 21 | 387.8494 | 99.7% | 0% | 0.3041% | 67.2806 | 0 | 0 | 67.2806 | 0 | 58.4039 | 2.5237 | 23.1422 | 58.4039 | 2.5237 | 23.1422 | 68.2749 | 2.9502 | 23.1422 | 17.35% | 0.0069124 | 0.0057096 | 56109.2292 | 22659.9966 | 1622.27 | 31826.9626 | 56145.1719 | 0 | 0 | 56145.1719 | 0.002219%
2028 | 980 | CB 980 | Tier-2 | Tier-2---12 | 2--5 | 35 | 3 | 387.8494 | 99.7% | 0% | 0.3041% | 9.6115 | 0 | 0 | 9.6115 | 0 | 8.3434 | 0.36053 | 23.1422 | 8.3434 | 0.36053 | 23.1422 | 9.7536 | 0.42146 | 23.1422 | 2.478% | 0.0069124 | 0.0067406 | 56109.2292 | 22659.9966 | 1622.27 | 31826.9626 | 56113.5785 | 0 | 0 | 56113.5785 | 0.000317%
2028 | 981 | CB 981 | Tier-2 | Tier-2---15 | 1--5 | 14 | 10 | 132.7571 | 99.65% | 0% | 0.354% | 27.4023 | 0 | 0 | 27.4023 | 0 | 23.787 | 1.2018 | 19.7935 | 23.787 | 1.2018 | 19.7935 | 27.8073 | 1.4049 | 19.7935 | 20.64% | 0.0030076 | 0.0023846 | 44140.5414 | 2879.0748 | 9317.9917 | 31943.4749 | 44181.3635 | 0 | 0 | 44181.3635 | 0.0009036%
2028 | 981 | CB 981 | Tier-2 | Tier-2---15 | 1--5 | 14 | 1 | 132.7571 | 99.65% | 0% | 0.354% | 2.7402 | 0 | 0 | 2.7402 | 0 | 2.3787 | 0.12018 | 19.7935 | 2.3787 | 0.12018 | 19.7935 | 2.7807 | 0.14049 | 19.7935 | 2.064% | 0.0030076 | 0.0029453 | 44140.5414 | 2879.0748 | 9317.9917 | 31943.4749 | 44143.8465 | 0 | 0 | 44143.8465 | 9.036e-05%
2028 | 982 | CB 982 | Tier-2 | Not Applicable | Not Applicable | 1 | 1 | 0 | 0% | 0% | 0% | 0 | 0 | 0 | 0 | 0 | 0 | 0.12018 | 0 | 0 | 0.12018 | 0 | 0 | 0.14049 | 0 | 0% | 0 | 0 | 0 | 0 | 0 | 0 | 0 | 0 | 0 | 0 | 0%
2028 | 991 | 991-1206R | Tier-2 | Tier-2---4 | 4--5 | 164 | 54 | 4576.7911 | 99.78% | 0.09876% | 0.1221% | 436.0624 | 0 | 0 | 436.0624 | 0 | 378.5306 | 6.4895 | 58.3296 | 378.5306 | 6.4895 | 58.3296 | 442.5066 | 7.5863 | 58.3296 | 9.528% | 0.063785 | 0.057695 | 71752.9575 | 8533.7139 | 142.1853 | 63077.0583 | 71769.6888 | 0 | 0 | 71769.6888 | 0.01438%
2028 | 1022 | 1022-322R | Tier-3 | Tier-3---10 | 5--5 | 89 | 1 | 5072.1995 | 99.16% | 0.7912% | 0.04875% | 16.3886 | 0 | 0 | 16.3886 | 0 | 14.2263 | 0.12018 | 118.3791 | 14.2263 | 0.12018 | 118.3791 | 16.6308 | 0.14049 | 118.3791 | 0.3231% | 0.10587 | 0.10552 | 47911.5964 | 2988.4313 | 366.1059 | 44557.0592 | 47912.912 | 0 | 0 | 47912.912 | 0.0005404%
2028 | 1023 | 1023-200R | Tier-2 | Tier-2---5 | 4--5 | 82 | 7 | 2889.9732 | 99.24% | 0.6691% | 0.08946% | 71.0017 | 0 | 0 | 71.0017 | 0 | 61.6341 | 0.84123 | 73.2664 | 61.6341 | 0.84123 | 73.2664 | 72.051 | 0.98341 | 73.2664 | 2.457% | 0.083115 | 0.081057 | 34770.9454 | 1877.1075 | 241.328 | 32652.5099 | 34777.6408 | 0 | 0 | 34777.6408 | 0.002341%
2028 | 1023 | 1023-46AE | Tier-2 | Tier-2---2 | 5--5 | 469 | 20 | 9469.9149 | 95.98% | 3.884% | 0.1387% | 112.4014 | 0 | 0 | 112.4014 | 0 | 97.5717 | 2.4035 | 40.5953 | 97.5717 | 2.4035 | 40.5953 | 114.0624 | 2.8097 | 40.5953 | 1.187% | 0.13914 | 0.13741 | 68062.6824 | 3656.971 | 2513.7394 | 61891.9719 | 68096.9625 | 0 | 0 | 68096.9625 | 0.003707%
2028 | 1030 | 1030-1728R | Tier-3 | Tier-3---9 | 5--5 | 85 | 18 | 5124.1587 | 98.26% | 1.711% | 0.02883% | 309.2095 | 0 | 0 | 309.2095 | 0 | 268.414 | 2.1632 | 124.0836 | 268.414 | 2.1632 | 124.0836 | 313.779 | 2.5288 | 124.0836 | 6.034% | 0.23544 | 0.22098 | 21764.1991 | 1221.106 | 349.3689 | 20193.7242 | 21788.971 | 0 | 0 | 21788.971 | 0.0102%
2028 | 1030 | 1030-18R | Tier-3 | Tier-3---7 | 5--5 | 98 | 14 | 6620.9098 | 98.66% | 1.309% | 0.03186% | 270.6162 | 0 | 0 | 270.6162 | 0 | 234.9125 | 1.6825 | 139.6239 | 234.9125 | 1.6825 | 139.6239 | 274.6154 | 1.9668 | 139.6239 | 4.087% | 0.23843 | 0.22855 | 27769.0579 | 1524.2005 | 340.5168 | 25904.3406 | 27785.1534 | 0 | 0 | 27785.1534 | 0.008924%
2028 | 1030 | 1030-20R | Tier-3 | Tier-3---3 | 5--5 | 367 | 79 | 25318.462 | 99.14% | 0.8163% | 0.04139% | 1566.951 | 0 | 0 | 1566.951 | 0 | 1360.2156 | 9.4939 | 143.2723 | 1360.2156 | 9.4939 | 143.2723 | 1590.1076 | 11.0985 | 143.2723 | 6.189% | 0.28668 | 0.26878 | 88316.4782 | 5506.1055 | 686.3261 | 82124.0466 | 88366.9117 | 0 | 0 | 88366.9117 | 0.05167%
2028 | 1030 | 1030-42R | Tier-3 | Tier-3---3 | 5--5 | 472 | 53 | 28398.7895 | 98.49% | 1.466% | 0.03945% | 910.8436 | 0 | 0 | 910.8436 | 0 | 790.6717 | 6.3693 | 124.1372 | 790.6717 | 6.3693 | 124.1372 | 924.3042 | 7.4458 | 124.1372 | 3.207% | 0.28228 | 0.27308 | 100606.2475 | 6191.924 | 1386.8762 | 93027.4473 | 100657.2281 | 0 | 0 | 100657.2281 | 0.03004%
2028 | 1030 | 1030-989R | Tier-3 | Tier-3---3 | 5--5 | 422 | 372 | 26696.216 | 99.16% | 0.796% | 0.04527% | 6767.2005 | 0 | 0 | 6767.2005 | 0 | 5874.3711 | 44.7055 | 131.4014 | 5874.3711 | 44.7055 | 131.4014 | 6867.2067 | 52.2613 | 131.4014 | 25.35% | 0.30703 | 0.22854 | 86951.1078 | 4865.0498 | 650.3273 | 81435.7308 | 87202.3362 | 0 | 0 | 87202.3362 | 0.2232%
2028 | 1039 | 1039-13 | Tier-2 | Tier-2---3 | 5--5 | 534 | 216 | 15957.1711 | 97.45% | 2.471% | 0.0752% | 1824.1712 | 0 | 0 | 1824.1712 | 0 | 1583.4995 | 25.9581 | 61.0022 | 1583.4995 | 25.9581 | 61.0022 | 1851.129 | 30.3453 | 61.0022 | 11.43% | 0.1351 | 0.11925 | 118113.2514 | 10500.2075 | 2816.2541 | 104796.7897 | 118512.8957 | 0 | 0 | 118512.8957 | 0.06015%
2028 | 351 | 351-819R | Tier-2 | Tier-2---1 | 5--5 | 341 | 1 | 23517.4276 | 99.25% | 0.716% | 0.03401% | 19.8502 | 0 | 0 | 19.8502 | 0 | 17.2312 | 0.12018 | 143.3831 | 17.2312 | 0.12018 | 143.3831 | 20.1435 | 0.14049 | 143.3831 | 0.08441% | 0.14376 | 0.14364 | 163589.7091 | 16623.6975 | 1146.1775 | 145819.834 | 163590.7534 | 0 | 0 | 163590.7534 | 0.0006546%
2028 | 1100 | 1100-1168F | Tier-2 | Tier-2---18 | 4--2 | 4 | 1 | 54.719 | 98.75% | 1.065% | 0.1855% | 3.9175 | 0 | 0 | 3.9175 | 0 | 3.4006 | 0.12018 | 28.2972 | 3.4006 | 0.12018 | 28.2972 | 3.9754 | 0.14049 | 28.2972 | 7.159% | 0.070904 | 0.065764 | 771.7308 | 43.3728 | 7.9161 | 720.4418 | 772.4853 | 0 | 0 | 772.4853 | 0.0001292%
2028 | 1100 | 1100-1168F | Tier-2 | Tier-2---18 | 4--2 | 4 | 3 | 54.719 | 98.75% | 1.065% | 0.1855% | 11.7525 | 0 | 0 | 11.7525 | 0 | 10.2019 | 0.36053 | 28.2972 | 10.2019 | 0.36053 | 28.2972 | 11.9262 | 0.42146 | 28.2972 | 21.48% | 0.070904 | 0.055483 | 771.7308 | 43.3728 | 7.9161 | 720.4418 | 774.4139 | 0 | 0 | 774.4139 | 0.0003876%
2028 | 1100 | 1100-1172R | Tier-2 | Tier-2---7 | 4--5 | 34 | 1 | 2144.9788 | 99.68% | 0.2699% | 0.05437% | 18.2361 | 0 | 0 | 18.2361 | 0 | 15.8301 | 0.12018 | 131.7242 | 15.8301 | 0.12018 | 131.7242 | 18.5056 | 0.14049 | 131.7242 | 0.8502% | 0.080798 | 0.080109 | 26547.4908 | 2914.2533 | 70.3485 | 23562.889 | 26548.2313 | 0 | 0 | 26548.2313 | 0.0006014%
2028 | 500 | 500-1531 | Tier-2 | Tier-2---10 | 4--4 | 20 | 1 | 800.5503 | 21.6% | 78.32% | 0.07823% | 2.5075 | 0 | 0 | 2.5075 | 0 | 2.1767 | 0.12018 | 18.1122 | 2.1767 | 0.12018 | 18.1122 | 2.5445 | 0.14049 | 18.1122 | 0.3132% | 0.071178 | 0.070146 | 11247.1911 | 167.2855 | 8054.1845 | 3025.7211 | 11376.9281 | 0 | 0 | 11376.9281 | 8.269e-05%
2028 | 1101 | CB 1101 | Tier-2 | Tier-2---9 | 4--4 | 58 | 58 | 1133.279 | 99.72% | 0.1529% | 0.1272% | 327.7303 | 0 | 0 | 327.7303 | 0 | 284.4913 | 6.9702 | 40.8153 | 284.4913 | 6.9702 | 40.8153 | 332.5736 | 8.1483 | 40.8153 | 28.92% | 0.091579 | 0.065021 | 12374.933 | 790.0395 | 488.8435 | 11096.0499 | 12389.0913 | 0 | 0 | 12389.0913 | 0.01081%
2028 | 1106 | CB 1106 | Tier-2 | Tier-2---7 | 4--5 | 24 | 2 | 1646.9837 | 34.54% | 65.41% | 0.04829% | 13.7464 | 0 | 0 | 13.7464 | 0 | 11.9327 | 0.24035 | 49.6469 | 11.9327 | 0.24035 | 49.6469 | 13.9495 | 0.28097 | 49.6469 | 0.8346% | 0.070774 | 0.069064 | 23270.9618 | 453.178 | 13904.863 | 8912.9208 | 23648.2323 | 0 | 0 | 23648.2323 | 0.0004533%
2028 | 1215 | 1215-28R | Tier-3 | Tier-3---14 | 5--3 | 58 | 40 | 2215.156 | 94.69% | 5.226% | 0.08401% | 419.5066 | 0 | 0 | 419.5066 | 0 | 364.1591 | 4.807 | 75.7553 | 364.1591 | 4.807 | 75.7553 | 425.7061 | 5.6195 | 75.7553 | 18.94% | 0.66756 | 0.53405 | 3318.2974 | 164.8533 | 155.0862 | 2998.3579 | 3362.347 | 0 | 0 | 3362.347 | 0.01383%
2028 | 1215 | 1215-32R | Tier-3 | Tier-3---7 | 5--4 | 234 | 183 | 8696.5042 | 96.48% | 3.447% | 0.07747% | 1902.8031 | 0 | 0 | 1902.8031 | 0 | 1651.7572 | 21.9922 | 75.1064 | 1651.7572 | 21.9922 | 75.1064 | 1930.9229 | 25.7092 | 75.1064 | 21.88% | 0.68132 | 0.5268 | 12764.1579 | 635.3889 | 400.2926 | 11728.4764 | 12896.1229 | 0 | 0 | 12896.1229 | 0.06275%
2028 | 1242 | 1242-1079R | Tier-2 | Tier-2---12 | 2--5 | 44 | 32 | 411.5414 | 99.65% | 0% | 0.3468% | 86.4968 | 0 | 0 | 86.4968 | 0 | 75.0849 | 3.8456 | 19.5247 | 75.0849 | 3.8456 | 19.5247 | 87.7751 | 4.4956 | 19.5247 | 21.02% | 0.0067316 | 0.0053118 | 61135.7492 | 21194.3813 | 442.4228 | 39498.9452 | 61192.4134 | 0 | 0 | 61192.4134 | 0.002852%
2028 | 1242 | 1242-1084 | Tier-2 | Tier-2---12 | 2--5 | 34 | 31 | 456.1931 | 99.77% | 0% | 0.2285% | 120.3472 | 0 | 0 | 120.3472 | 0 | 104.4692 | 3.7255 | 28.042 | 104.4692 | 3.7255 | 28.042 | 122.1257 | 4.3551 | 28.042 | 26.38% | 0.005996 | 0.0044106 | 76082.9136 | 12562.2691 | 164.6304 | 63356.014 | 76145.4083 | 0 | 0 | 76145.4083 | 0.003969%
2028 | 1242 | 1242-127AE | Tier-2 | Tier-2---21 | 1--4 | 2 | 2 | 2.4589 | 98.62% | 0% | 1.38% | 0.70325 | 0 | 0 | 0.70325 | 0 | 0.61047 | 0.24035 | 2.5399 | 0.61047 | 0.24035 | 2.5399 | 0.71364 | 0.28097 | 2.5399 | 28.6% | 0.0001786 | 0.00012681 | 13767.9144 | 985.6042 | 172.6527 | 12609.6575 | 13845.5449 | 0 | 0 | 13845.5449 | 2.319e-05%
2028 | 1243 | 1243-38R | Tier-2 | Tier-2---16 | 4--3 | 7 | 7 | 158.2514 | 99.48% | 0.3681% | 0.155% | 45.6528 | 0 | 0 | 45.6528 | 0 | 39.6296 | 0.84123 | 47.1089 | 39.6296 | 0.84123 | 47.1089 | 46.3275 | 0.98341 | 47.1089 | 28.85% | 0.072591 | 0.051539 | 2180.0532 | 116.78 | 9.4659 | 2053.8073 | 2184.7119 | 0 | 0 | 2184.7119 | 0.001505%
2028 | 1243 | 1243-45R | Tier-2 | Tier-2---7 | 4--5 | 72 | 59 | 1878.3826 | 99.05% | 0.8285% | 0.1244% | 442.1231 | 0 | 0 | 442.1231 | 0 | 383.7917 | 7.0904 | 54.1284 | 383.7917 | 7.0904 | 54.1284 | 448.6569 | 8.2888 | 54.1284 | 23.54% | 0.087615 | 0.066795 | 21438.9544 | 1134.9825 | 174.3683 | 20129.6036 | 21502.6362 | 0 | 0 | 21502.6362 | 0.01458%
2028 | 991 | 991-1206R | Tier-2 | Tier-2---4 | 4--5 | 164 | 1 | 4576.7911 | 99.78% | 0.09876% | 0.1221% | 8.0752 | 0 | 0 | 8.0752 | 0 | 7.0098 | 0.12018 | 58.3296 | 7.0098 | 0.12018 | 58.3296 | 8.1946 | 0.14049 | 58.3296 | 0.1764% | 0.063785 | 0.063673 | 71752.9575 | 8533.7139 | 142.1853 | 63077.0583 | 71753.2382 | 0 | 0 | 71753.2382 | 0.0002663%
2028 | 1243 | CB 1243 | Tier-2 | Tier-2---7 | 3--5 | 116 | 106 | 1438.3629 | 99.75% | 0% | 0.2509% | 380.2097 | 0 | 0 | 380.2097 | 0 | 330.0468 | 12.7387 | 25.909 | 330.0468 | 12.7387 | 25.909 | 385.8285 | 14.8917 | 25.909 | 26.43% | 0.019586 | 0.014396 | 73438.3162 | 4480.0299 | 229.8696 | 68728.4167 | 73504.754 | 0 | 0 | 73504.754 | 0.01254%
2028 | 1245 | CB 1245 | Tier-2 | Tier-2---15 | 1--5 | 9 | 9 | 108.0997 | 99.75% | 0% | 0.2497% | 31.2706 | 0 | 0 | 31.2706 | 0 | 27.1449 | 1.0816 | 25.0974 | 27.1449 | 1.0816 | 25.0974 | 31.7328 | 1.2644 | 25.0974 | 28.93% | 0.001637 | 0.0011623 | 66035.2637 | 9567.7722 | 158.6523 | 56308.8392 | 66102.6196 | 0 | 0 | 66102.6196 | 0.001031%
2028 | 1299 | CB 1299 | Tier-2 | Tier-2---19 | 3--3 | 76 | 2 | 41.7756 | 94.08% | 0% | 5.924% | 0.29993 | 0 | 0 | 0.29993 | 0 | 0.26036 | 0.24035 | 1.0832 | 0.26036 | 0.24035 | 1.0832 | 0.30436 | 0.28097 | 1.0832 | 0.718% | 0.014997 | 0.014883 | 2785.5246 | 306.2114 | 186.6907 | 2292.6226 | 2786.7935 | 0 | 0 | 2786.7935 | 9.891e-06%
2028 | 1299 | CB 1299 | Tier-2 | Tier-2---19 | 3--3 | 76 | 21 | 41.7756 | 94.08% | 0% | 5.924% | 3.1493 | 0 | 0 | 3.1493 | 0 | 2.7338 | 2.5237 | 1.0832 | 2.7338 | 2.5237 | 1.0832 | 3.1958 | 2.9502 | 1.0832 | 7.538% | 0.014997 | 0.013796 | 2785.5246 | 306.2114 | 186.6907 | 2292.6226 | 2799.8982 | 0 | 0 | 2799.8982 | 0.0001039%
2028 | 499 | CB 499 | Tier-2 | Tier-2---19 | 2--3 | 31 | 1 | 19.4193 | 94.64% | 0% | 5.361% | 0.17193 | 0 | 0 | 0.17193 | 0 | 0.14924 | 0.12018 | 1.2419 | 0.14924 | 0.12018 | 1.2419 | 0.17447 | 0.14049 | 1.2419 | 0.8853% | 0.00687 | 0.0068057 | 2826.6853 | 198.2647 | 1278.7389 | 1349.6817 | 2828.1162 | 0 | 0 | 2828.1162 | 5.669e-06%
2028 | CTL1 | CB CTL1 | Tier-3 | Tier-3---19 | 5--1 | 6 | 2 | 27.4807 | 90.21% | 9.514% | 0.2799% | 2.3963 | 0 | 0 | 2.3963 | 0 | 2.0801 | 0.24035 | 8.6545 | 2.0801 | 0.24035 | 8.6545 | 2.4317 | 0.28097 | 8.6545 | 8.72% | 0.42111 | 0.38041 | 65.2572 | 3.4648 | 6.2225 | 55.5699 | 65.9412 | 0 | 0 | 65.9412 | 7.902e-05%
2028 | NVS1 | CB NVS1 | Tier-2 | Tier-2---12 | 4--5 | 403 | 5 | 638.0788 | 99.02% | 0% | 0.9838% | 2.2732 | 0 | 0 | 2.2732 | 0 | 1.9733 | 0.60088 | 3.284 | 1.9733 | 0.60088 | 3.284 | 2.3068 | 0.70244 | 3.284 | 0.3563% | 0.029239 | 0.029134 | 21822.7187 | 1367.8468 | 283.2108 | 20171.6612 | 21823.494 | 0 | 0 | 21823.494 | 7.496e-05%
2028 | RC1 | CB RC1 | Tier-2 | Tier-2---4 | 4--5 | 94 | 2 | 3739.8748 | 99.14% | 0.8077% | 0.05477% | 22.8768 | 0 | 0 | 22.8768 | 0 | 19.8586 | 0.24035 | 82.6227 | 19.8586 | 0.24035 | 82.6227 | 23.2149 | 0.28097 | 82.6227 | 0.6117% | 0.084253 | 0.083734 | 44388.4144 | 3566.8538 | 353.0058 | 40468.5548 | 44390.7911 | 0 | 0 | 44390.7911 | 0.0007544%
2028 | RC1 | CB RC1 | Tier-2 | Tier-2---4 | 4--5 | 94 | 52 | 3739.8748 | 99.14% | 0.8077% | 0.05477% | 594.797 | 0 | 0 | 594.797 | 0 | 516.3226 | 6.2492 | 82.6227 | 516.3226 | 6.2492 | 82.6227 | 603.587 | 7.3053 | 82.6227 | 15.9% | 0.084253 | 0.070737 | 44388.4144 | 3566.8538 | 353.0058 | 40468.5548 | 44461.5645 | 0 | 0 | 44461.5645 | 0.01961%
2028 | CTL1 | CTL1-3R | Tier-3 | Tier-3---14 | 5--4 | 314 | 138 | 2064.0334 | 78.9% | 20.86% | 0.2358% | 207.5591 | 0 | 0 | 207.5591 | 0 | 180.1749 | 16.5843 | 10.8642 | 180.1749 | 16.5843 | 10.8642 | 210.6265 | 19.3872 | 10.8642 | 10.06% | 0.42513 | 0.37095 | 4855.055 | 225.2505 | 929.4415 | 3700.363 | 5004.6896 | 0 | 0 | 5004.6896 | 0.006845%
2028 | RB1 | RB1-427R | Tier-3 | Tier-3---7 | 5--5 | 433 | 1 | 6920.124 | 97.57% | 2.306% | 0.1195% | 4.5223 | 0 | 0 | 4.5223 | 0 | 3.9257 | 0.12018 | 32.6658 | 3.9257 | 0.12018 | 32.6658 | 4.5891 | 0.14049 | 32.6658 | 0.06535% | 0.15381 | 0.1537 | 44992.7829 | 2694.5507 | 965.1573 | 41333.0749 | 44993.5143 | 0 | 0 | 44993.5143 | 0.0001491%

## System Protection---->
back to index

## FCP
Falling Conductor Protection - Risk & Cost Benefit | [30 empty] | Summary Table |  | Baseline 2024 | Baseline 2024 | Baseline 2024 | WACC | WACC | WACC | H.D.R | H.D.R | H.D.R | S.D.R | S.D.R | S.D.R
[31 empty] | Year | Total Units (miles) | WF + PSPS + PEDS Risk Baseline (K$) | Baseline Risk Reduction (K$) | Baseline Risk Reduction (%) | PV Risk Reduced (K$) Year 40 | PV Total Cost Capital + O&M (K$) Year 40 | BCR WACC | PV Risk Reduced (K$) Year 40 | PV Total Cost Capital + O&M (K$) Year 40 | BCR HDR | PV Risk Reduced (K$) Year 40 | PV Total Cost Capital + O&M (K$) Year 40 | BCR SDR | Service Territory Risk Reduction (%)
back to index | [30 empty] | 2026 | 37 | 93535.6293 | 1689.7231 | 1.807% | 21365.8907 | 4009.6947 | 5.3286 | 21365.8907 | 4009.6947 | 5.3286 | 35589.0959 | 4223.9382 | 8.4256 | 0.05572%
[10 empty] | Assumptions | Value | Units | Last Update | Comments |  |  |  | Notes | [12 empty] | 2027 | 27 | 92120.5683 | 1741.3051 | 1.89% | 21003.7956 | 2791.1989 | 7.525 | 21003.7956 | 2791.1989 | 7.525 | 36855.3029 | 3097.4427 | 11.8986 | 0.05742%
[10 empty] | Capital Cost only in Year 0 | 113.4236 | K$/unit | 2025-05-07 | Removed UG trace ffrom the calculation |  |  |  | [1] SDG&E does not calculate the risk reduction for the safety and reliability attributes for this program. All risk reduction is considered to fall within the financial attribute. | [12 empty] | 2028 | 17 | 95161.5911 | 1785.2136 | 1.876% | 20541.4232 | 1676.4608 | 12.2529 | 20541.4232 | 1676.4608 | 12.2529 | 37969.8585 | 1959.8017 | 19.3743 | 0.05887%
[10 empty] | Service Drop factor | 0% | % | 2025-05-07 |  |  |  |  | [2] To prevent double counting of foundational costs, SDG&E assumes no foundational costs for this program. | [12 empty] | Total 2026-2028 | 81 | 280817.7886 | 5216.2418 | 1.858% | 62911.1095 | 8477.3544 | 7.4211 | 62911.1095 | 8477.3544 | 7.4211 | 110414.2573 | 9281.1827 | 11.8966 | 0.172%
[10 empty] | OH to UG conversion factor | 0% | % | 2025-05-07
[10 empty] | Long-term Ongoing costs | 0 | $/unit | 2025-05-07
[10 empty] | Lifetime | 20 | Years | 2025-05-07 | Expected lifetime (defined as 20 years) of the infrastructure
[10 empty] | Inflation Assumption to adjust Baseline | 2.5% |  | 2025-05-07
[10 empty] | Mitigation Effectiveness Estimate (%) | 8% | % | 2025-05-07
[10 empty] | Additional Installation Cost (O&M) only in Year 0 | 0.18 | M$/mile | 2025-05-07 | This cost does not represent annual O&M activities; it is incurred during the installation that cannot be capitalized.
[14 empty] | [1] | [1] | [1] | [2]
[9 empty] | Baseline 2025 | Baseline 2025 | Baseline 2025 | Baseline 2025 | Baseline 2025 | Baseline 2025 | Baseline 2025 | Baseline 2025 | Baseline 2025 | WACC | WACC | WACC | H.D.R | H.D.R | H.D.R | S.D.R | S.D.R | S.D.R |  |  |  | Pre - Mitigation CoRE |  |  |  | Post - Mitigation CoRE
Year | Feeder | Feeder Segment | HFTD Tier | Tranche ID HTM | Tranche ID Quintile | Total Circuit OH Miles | OH Miles Protected | Total Unit | WF + PSPS + PEDS Risk Baseline (K$/year) | Baseline Wildfire (%) | Baseline PSPS (%) | Baseline PEDS (%) | Risk Reduction (K$/year) | Safety Risk Reduction (K$/year) | Reliability Risk Reduction (K$/year) | Financial Risk Reduction (K$/year) | Mitigation Annual Cost (K$/year) | PV Risk Reduced (K$) Year 55 | PV Total Cost Capital + O&M (K$) Year 55 | BCR WACC | PV Risk Reduced (K$) Year 55 | PV Total Cost Capital + O&M (K$) Year 55 | BCR HDR | PV Risk Reduced (K$) Year 55 | PV Total Cost Capital + O&M (K$) Year 55 | BCR SDR | Risk Reduction % | Pre-Mitigation LoRE | Post-Mitigation LoRE | Pre-Mitigated CoRE [K$] | Pre-Mitigated CoRE Safety [K$] | Pre-Mitigated CoRE Reliability [K$] | Pre-Mitigated CoRE Financial [K$] | Post-Mitigated CoRE [K$] | Post-Mitigated CoRE Safety [K$] | Post-Mitigated CoRE Reliability [K$] | Post-Mitigated CoRE Financial [K$] | Service Territory Risk Reduction (%)
2026 | 75 | CB 75 | Tier-3 | Tier-3---21 | 1--4 | 16.86 | 5.2 | 1 | 3135.4576 | 99.77% | 0.1421% | 0.08717% | 77.1863 | 0 | 0 | 77.1863 | 0 | 975.9903 | 108.3701 | 9.0061 | 975.9903 | 108.3701 | 9.0061 | 1625.7039 | 114.1605 | 14.2405 | 2.462% | 0.0006394 | 0.00062362 | 6527.0943 | 569.5125 | 964.4643 | 4993.1175 | 4904034.1691 | 0 | 0 | 4904034.1691 | 0.002545%
2026 | 240 | CB 240 | Tier-2 | Tier-2---9 | 4--5 | 54.46 | 20.07 | 11 | 4437.6588 | 97.91% | 1.769% | 0.321% | 128.0975 | 0 | 0 | 128.0975 | 0 | 1619.7431 | 1192.0714 | 1.3588 | 1619.7431 | 1192.0714 | 1.3588 | 2698.0009 | 1255.7654 | 2.1485 | 2.887% | 0.048511 | 0.04708 | 26036.1977 | 2576.3946 | 964.8687 | 22494.9343 | 91536.2046 | 0 | 0 | 91536.2046 | 0.004224%
2026 | 444 | CB 444 | Tier-2 | Tier-2---16 | 4--2 | 36.48 | 18.64 | 7 | 3413.8137 | 97.67% | 1.995% | 0.3352% | 136.2958 | 0 | 0 | 136.2958 | 0 | 1723.4073 | 758.5909 | 2.2719 | 1723.4073 | 758.5909 | 2.2719 | 2870.674 | 799.1234 | 3.5923 | 3.992% | 0.081621 | 0.078284 | 1438.8937 | 81.4155 | 42.4476 | 1315.0306 | 41866.9262 | 0 | 0 | 41866.9262 | 0.004495%
2026 | 470 | CB 470 | Tier-2 | Tier-2---6 | 5--5 | 30.36 | 6.3 | 2 | 16740.3911 | 99.37% | 0.5365% | 0.09319% | 276.1538 | 0 | 0 | 276.1538 | 0 | 3491.8568 | 216.7403 | 16.1108 | 3491.8568 | 216.7403 | 16.1108 | 5816.3747 | 228.321 | 25.4746 | 1.65% | 0.114 | 0.1121 | 60721.6484 | 6478.0385 | 2705.5326 | 51538.0773 | 146865.784 | 0 | 0 | 146865.784 | 0.009107%
2026 | 524 | CB 524 | Tier-3 | Tier-3---17 | 3--5 | 71.28 | 11.28 | 6 | 40375.331 | 99.03% | 0.9107% | 0.05596% | 506.2077 | 0 | 0 | 506.2077 | 0 | 6400.7995 | 650.2208 | 9.844 | 6400.7995 | 650.2208 | 9.844 | 10661.7914 | 684.9629 | 15.5655 | 1.254% | 0.018139 | 0.017909 | 26536.2736 | 2336.3386 | 4292.2973 | 19907.6377 | 2226210.1571 | 0 | 0 | 2226210.1571 | 0.01669%
2026 | 920 | CB 920 | Tier-1 | Non-HFTD---1 | 1--5 | 7.51 | 2.48 | 2 | 3406.6458 | 99.34% | 0.5402% | 0.1203% | 89.4028 | 0 | 0 | 89.4028 | 0 | 1130.4631 | 216.7403 | 5.2158 | 1130.4631 | 216.7403 | 5.2158 | 1883.0088 | 228.321 | 8.2472 | 2.624% | 0.0036978 | 0.0036001 | 68122.5856 | 5127.811 | 9785.292 | 53209.4827 | 921427.9688 | 0 | 0 | 921427.9688 | 0.002948%
2026 | 928 | CB 928 | Tier-2 | Tier-2---7 | 4--5 | 5.27 | 1.69 | 1 | 1655.0106 | 79.76% | 20.12% | 0.1245% | 33.8639 | 0 | 0 | 33.8639 | 0 | 428.1956 | 108.3701 | 3.9512 | 428.1956 | 108.3701 | 3.9512 | 713.244 | 114.1605 | 6.2477 | 2.046% | 0.057199 | 0.055731 | 28934.4603 | 1965.0457 | 5791.8405 | 21177.574 | 29088.6798 | 0 | 0 | 29088.6798 | 0.001117%
2026 | 1022 | CB 1022 | Tier-3 | Not Applicable | Not Applicable | 7.77 | 1.67 | 2 | 9800.6792 | 99.62% | 0.3456% | 0.03348% | 167.8774 | 0 | 0 | 167.8774 | 0 | 2122.744 | 216.7403 | 9.794 | 2122.744 | 216.7403 | 9.794 | 3535.8479 | 228.321 | 15.4863 | 1.713% | 0 | 0 | 0 | 0 | 0 | 0 | 0 | 0 | 0 | 0 | 0.005536%
2026 | 1162 | CB 1162 | Tier-2 | Tier-2---18 | 4--2 | 9.29 | 3.15 | 2 | 247.9994 | 97.75% | 1.792% | 0.4608% | 6.5756 | 0 | 0 | 6.5756 | 0 | 83.1464 | 216.7403 | 0.38362 | 83.1464 | 216.7403 | 0.38362 | 138.4966 | 228.321 | 0.60659 | 2.651% | 0.064214 | 0.062472 | 1171.1044 | 73.0024 | 42.1055 | 1055.9965 | 3864.5265 | 0 | 0 | 3864.5265 | 0.0002168%
2026 | 1166 | CB 1166 | Tier-3 | Tier-3---20 | 1--5 | 22.74 | 7.45 | 3 | 10322.642 | 99.08% | 0.8619% | 0.05733% | 268.0624 | 0 | 0 | 268.0624 | 0 | 3389.5445 | 325.1104 | 10.4258 | 3389.5445 | 325.1104 | 10.4258 | 5645.9535 | 342.4815 | 16.4854 | 2.597% | 0.0005142 | 0.00050072 | 137728.7598 | 7470.0225 | 387.1864 | 129871.5508 | 20080116.6802 | 0 | 0 | 20080116.6802 | 0.00884%
2027 | 91 | CB 91 | Tier-2 | Tier-2---12 | 3--5 | 7 | 2.12 | 1 | 1295.9906 | 95.98% | 3.603% | 0.4176% | 30.1375 | 0 | 0 | 30.1375 | 0 | 363.5219 | 103.3777 | 3.5164 | 363.5219 | 103.3777 | 3.5164 | 637.8709 | 114.7201 | 5.5602 | 2.325% | 0.015476 | 0.015101 | 21823.4311 | 1985.3885 | 2725.0024 | 17113.0402 | 83826.6474 | 0 | 0 | 83826.6474 | 0.0009938%
2027 | 231 | CB 231 | Tier-2 | Tier-2---7 | 4--5 | 45.29 | 3.63 | 1 | 5142.095 | 98.68% | 0.901% | 0.4182% | 32.5362 | 0 | 0 | 32.5362 | 0 | 392.4552 | 103.3777 | 3.7963 | 392.4552 | 103.3777 | 3.7963 | 688.64 | 114.7201 | 6.0028 | 0.6327% | 0.037573 | 0.037332 | 66537.1573 | 4869.2313 | 990.775 | 60677.151 | 136869.2274 | 0 | 0 | 136869.2274 | 0.001073%
2027 | 233 | CB 233 | Tier-2 | Tier-2---4 | 4--5 | 57.92 | 12.66 | 7 | 4127.6955 | 98.74% | 0.928% | 0.3343% | 71.2665 | 0 | 0 | 71.2665 | 0 | 859.6238 | 723.6442 | 1.1879 | 859.6238 | 723.6442 | 1.1879 | 1508.3796 | 803.0407 | 1.8783 | 1.727% | 0.075451 | 0.074132 | 54706.8242 | 4073.6346 | 1765.0896 | 48868.1 | 54719.1151 | 0 | 0 | 54719.1151 | 0.00235%
2027 | 351 | CB 351 | Tier-2 | Tier-2---3 | 5--5 | 21.11 | 5.35 | 2 | 23517.4276 | 99.25% | 0.716% | 0.03401% | 473.2339 | 0 | 0 | 473.2339 | 0 | 5708.194 | 206.7555 | 27.6084 | 5708.194 | 206.7555 | 27.6084 | 10016.1524 | 229.4402 | 43.6547 | 2.012% | 0.12463 | 0.12211 | 117140.1183 | 11493.6944 | 423.4429 | 105222.9811 | 188719.9858 | 0 | 0 | 188719.9858 | 0.01561%
2027 | 352 | CB 352 | Tier-2 | Tier-2---18 | 4--2 | 11.54 | 2.23 | 1 | 18614.1823 | 99.36% | 0.5928% | 0.04664% | 285.9215 | 0 | 0 | 285.9215 | 0 | 3448.814 | 103.3777 | 33.3613 | 3448.814 | 103.3777 | 33.3613 | 6051.6246 | 114.7201 | 52.7512 | 1.536% | 0.066856 | 0.065822 | 1314.3831 | 68.0986 | 10.3432 | 1235.9414 | 278450.8062 | 0 | 0 | 278450.8062 | 0.009429%
2027 | 442 | CB 442 | Tier-3 | Not Applicable | Not Applicable | 37.31 | 11.01 | 7 | 11572.221 | 88.48% | 11.4% | 0.1243% | 241.7106 | 0 | 0 | 241.7106 | 0 | 2915.5368 | 723.6442 | 4.029 | 2915.5368 | 723.6442 | 4.029 | 5115.8845 | 803.0407 | 6.3706 | 2.089% | 0 | 0 | 0 | 0 | 0 | 0 | 0 | 0 | 0 | 0 | 0.007971%
2027 | 788 | CB 788 | Tier-2 | Tier-2---2 | 5--5 | 7.21 | 1.46 | 1 | 9132.2366 | 94.33% | 5.547% | 0.1209% | 139.5554 | 0 | 0 | 139.5554 | 0 | 1683.331 | 103.3777 | 16.2833 | 1683.331 | 103.3777 | 16.2833 | 2953.7363 | 114.7201 | 25.7473 | 1.528% | 0.14181 | 0.13951 | 60426.1463 | 6360.7221 | 2990.776 | 51074.6482 | 64457.5156 | 0 | 0 | 64457.5156 | 0.004602%
2027 | 791 | CB 791 | Tier-1 | Non-HFTD---1 | 2--5 | 2.62 | 1.52 | 1 | 3349.7594 | 92.58% | 7.304% | 0.116% | 143.9343 | 0 | 0 | 143.9343 | 0 | 1736.1501 | 103.3777 | 16.7942 | 1736.1501 | 103.3777 | 16.7942 | 3046.4179 | 114.7201 | 26.5552 | 4.297% | 0.010706 | 0.010209 | 90594.693 | 5603.3019 | 963.1506 | 84028.2404 | 314021.9558 | 0 | 0 | 314021.9558 | 0.004746%
2027 | 1023 | CB 1023 | Tier-2 | Tier-2---4 | 4--5 | 43.04 | 10.11 | 2 | 9469.9149 | 95.98% | 3.884% | 0.1387% | 170.799 | 0 | 0 | 170.799 | 0 | 2060.1944 | 206.7555 | 9.9644 | 2060.1944 | 206.7555 | 9.9644 | 3615.0175 | 229.4402 | 15.7558 | 1.804% | 0.082267 | 0.080721 | 40511.3438 | 2187.4084 | 643.9575 | 37679.9779 | 115200.907 | 0 | 0 | 115200.907 | 0.005632%
2027 | 1090 | CB 1090 | Tier-2 | Tier-2---7 | 3--5 | 36.91 | 11.95 | 4 | 5899.0454 | 99.62% | 0.2521% | 0.1275% | 152.2102 | 0 | 0 | 152.2102 | 0 | 1835.9744 | 413.511 | 4.44 | 1835.9744 | 413.511 | 4.44 | 3221.5793 | 458.8804 | 7.0205 | 2.58% | 0.025114 | 0.024463 | 56324.0689 | 3193.0563 | 219.125 | 52911.8876 | 234916.2941 | 0 | 0 | 234916.2941 | 0.005019%
2028 | 182 | CB 182 | Tier-1 | Not Applicable | Not Applicable | 15.26 | 5.8 | 1 | 11917.1989 | 94.29% | 5.651% | 0.05821% | 341.6704 | 0 | 0 | 341.6704 | 0 | 3931.4041 | 98.6153 | 39.8661 | 3931.4041 | 98.6153 | 39.8661 | 7267.0163 | 115.2825 | 63.0366 | 2.867% | 0 | 0 | 0 | 0 | 0 | 0 | 0 | 0 | 0 | 0 | 0.01127%
2028 | 204 | CB 204 | Tier-2 | Tier-2---9 | 4--4 | 31.71 | 17.43 | 4 | 1059.5314 | 80.82% | 18.41% | 0.7661% | 37.6562 | 0 | 0 | 37.6562 | 0 | 433.2887 | 394.4614 | 1.0984 | 433.2887 | 394.4614 | 1.0984 | 800.9138 | 461.1298 | 1.7369 | 3.554% | 0.068524 | 0.065511 | 15462.1941 | 933.3265 | 3218.617 | 11310.2506 | 15598.5851 | 0 | 0 | 15598.5851 | 0.001242%
2028 | 246 | CB 246 | Tier-2 | Tier-2---7 | 4--5 | 16.23 | 3.66 | 1 | 3387.0058 | 94.54% | 5.197% | 0.2577% | 57.7705 | 0 | 0 | 57.7705 | 0 | 664.7317 | 98.6153 | 6.7407 | 664.7317 | 98.6153 | 6.7407 | 1228.7253 | 115.2825 | 10.6584 | 1.706% | 0.066431 | 0.065233 | 21653.0415 | 2613.8832 | 2643.0483 | 16396.11 | 51036.1123 | 0 | 0 | 51036.1123 | 0.001905%
2028 | 300 | CB 300 | Tier-2 | Not Applicable | Not Applicable | 14.17 | 10.65 | 2 | 754.1323 | 92.41% | 6.882% | 0.7076% | 41.9024 | 0 | 0 | 41.9024 | 0 | 482.1471 | 197.2307 | 2.4446 | 482.1471 | 197.2307 | 2.4446 | 891.2264 | 230.5649 | 3.8654 | 5.556% | 0 | 0 | 0 | 0 | 0 | 0 | 0 | 0 | 0 | 0 | 0.001382%
2028 | 354 | CB 354 | Tier-2 | Tier-2---19 | 1--5 | 20.6 | 5.04 | 2 | 20510.2592 | 99.17% | 0.7728% | 0.06052% | 398.0983 | 0 | 0 | 398.0983 | 0 | 4580.6877 | 197.2307 | 23.225 | 4580.6877 | 197.2307 | 23.225 | 8467.1866 | 230.5649 | 36.7237 | 1.941% | 0.0002126 | 0.00020844 | 56770.8651 | 3277.0572 | 4154.8888 | 49338.9192 | 96489516.6781 | 0 | 0 | 96489516.6781 | 0.01313%
2028 | 411 | CB 411 | Tier-1 | Non-HFTD---17 | 1--4 | 27.3 | 5.21 | 2 | 6370.0414 | 98.47% | 1.262% | 0.272% | 95.762 | 0 | 0 | 95.762 | 0 | 1101.8779 | 197.2307 | 5.5867 | 1101.8779 | 197.2307 | 5.5867 | 2036.7697 | 230.5649 | 8.8338 | 1.503% | 0.000145 | 0.00014279 | 5081.7307 | 213.7365 | 3617.3873 | 1250.6069 | 43941769.3635 | 0 | 0 | 43941769.3635 | 0.003158%
2028 | 597 | CB 597 | Tier-2 | Tier-2---14 | 1--5 | 16.71 | 3.95 | 1 | 18774.394 | 95.55% | 4.388% | 0.06321% | 339.2372 | 0 | 0 | 339.2372 | 0 | 3903.4072 | 98.6153 | 39.5822 | 3903.4072 | 98.6153 | 39.5822 | 7215.2653 | 115.2825 | 62.5877 | 1.807% | 0.0040332 | 0.0039569 | 54063.4858 | 3306.0295 | 14034.8631 | 36722.5932 | 4658955.8573 | 0 | 0 | 4658955.8573 | 0.01119%
2028 | 599 | CB 599 | Tier-2 | Tier-2---4 | 4--5 | 34.31 | 6.91 | 3 | 25743.4561 | 99.4% | 0.5253% | 0.0786% | 412.2719 | 0 | 0 | 412.2719 | 0 | 4743.7751 | 295.846 | 16.0346 | 4743.7751 | 295.846 | 16.0346 | 8768.646 | 345.8474 | 25.3541 | 1.601% | 0.043095 | 0.0424 | 100319.859 | 10016.8763 | 926.348 | 89376.6347 | 597429.8802 | 0 | 0 | 597429.8802 | 0.0136%
2028 | 1235 | CB 1235 | Tier-2 | Tier-2---6 | 4--5 | 17.49 | 2.02 | 1 | 6645.572 | 99.09% | 0.6868% | 0.2213% | 60.8446 | 0 | 0 | 60.8446 | 0 | 700.1038 | 98.6153 | 7.0993 | 700.1038 | 98.6153 | 7.0993 | 1294.1091 | 115.2825 | 11.2256 | 0.9156% | 0.082825 | 0.08206 | 80236.4987 | 5995.4874 | 833.9481 | 73407.0631 | 80243.2936 | 0 | 0 | 80243.2936 | 0.002006%

## EFD
Early Fault Detector - Risk & Cost Benefit | [30 empty] | Summary Table |  | Baseline 2024 | Baseline 2024 | Baseline 2024 | WACC | WACC | WACC | H.D.R | H.D.R | H.D.R | S.D.R | S.D.R | S.D.R
[31 empty] | Year | Total Units | WF + PSPS + PEDS Risk Baseline (K$) | Baseline Risk Reduction (K$) | Baseline Risk Reduction (%) | PV Risk Reduced (K$) Year 40 | PV Total Cost Capital + O&M (K$) Year 40 | BCR WACC | PV Risk Reduced (K$) Year 40 | PV Total Cost Capital + O&M (K$) Year 40 | BCR HDR | PV Risk Reduced (K$) Year 40 | PV Total Cost Capital + O&M (K$) Year 40 | BCR SDR | Service Territory Risk Reduction (%)
back to index | [30 empty] | 2026 | 46 | 60993.9474 | 9408.507 | 15.43% | 118966.907 | 1734.1304 | 68.6032 | 118966.907 | 1734.1304 | 68.6032 | 198162.7969 | 1826.7873 | 108.4761 | 0.3103%
[10 empty] | Assumptions | Value | Units | Last Update | Comments |  |  |  | Notes | [12 empty] | 2027 | 37 | 47534.0231 | 7322.3638 | 15.4% | 88323.0808 | 1330.5864 | 66.3791 | 88323.0808 | 1330.5864 | 66.3791 | 154980.2688 | 1476.5752 | 104.9593 | 0.2415%
[10 empty] | Capital Cost only in Year 0 | 39.519 | K$/unit | 2025-05-01 | Removed UG trace from the calculation |  |  |  | [1] SDG&E does not calculate the risk reduction for the safety and reliability attributes for this program. All risk reduction is considered to fall within the financial attribute. | [12 empty] | 2028 | 51 | 88483.8681 | 13931.5964 | 15.74% | 160302.8466 | 1749.5606 | 91.6246 | 160302.8466 | 1749.5606 | 91.6246 | 296312.3025 | 2045.2562 | 144.8778 | 0.4594%
[10 empty] | Service Drop factor | 0% | % | 2025-05-01 |  |  |  |  | [2] To prevent double counting of foundational costs, SDG&E assumes no foundational costs for this program. | [12 empty] | Total 2026-2028 | 134 | 197011.8387 | 30662.4671 | 15.56% | 367592.8343 | 4814.2774 | 76.3547 | 367592.8343 | 4814.2774 | 76.3547 | 649455.3682 | 5348.6188 | 121.4249 | 1.011%
[10 empty] | OH to UG conversion factor | 0% | % | 2025-05-01
[10 empty] | Long-term Ongoing costs | 0 | $/unit | 2025-05-01
[10 empty] | Lifetime | 20 | Years | 2025-05-01 | Expected lifetime (defined as 20 years) of the infrastructure
[10 empty] | Inflation Assumption to adjust Baseline | 2.5% |  | 2025-05-01
[10 empty] | Mitigation Effectiveness Estimate (%) | 16% | % | 2025-05-01
[10 empty] | Additional Installation Cost (O&M) only in Year 0 | 0 | M$/mile | 2025-05-01
[14 empty] | [1] | [1] | [1] | [2]
[9 empty] | Baseline 2025 | Baseline 2025 | Baseline 2025 | Baseline 2025 | Baseline 2025 | Baseline 2025 | Baseline 2025 | Baseline 2025 | Baseline 2025 | WACC | WACC | WACC | H.D.R | H.D.R | H.D.R | S.D.R | S.D.R | S.D.R |  |  |  | Pre - Mitigation CoRE |  |  |  | Post - Mitigation CoRE
Year | Feeder | Feeder Segment | HFTD Tier | Tranche ID HTM | Tranche ID Quintile | Total Protected miles | Total coverge | Units (Poles) | WF + PSPS + PEDS Risk Baseline (K$/year) | Baseline Wildfire (%) | Baseline PSPS (%) | Baseline PEDS (%) | Risk Reduction (K$/year) | Safety Risk Reduction (K$/year) | Reliability Risk Reduction (K$/year) | Financial Risk Reduction (K$/year) | Mitigation Annual Cost (K$/year) | PV Risk Reduced (K$) Year 55 | PV Total Cost Capital + O&M (K$) Year 55 | BCR WACC | PV Risk Reduced (K$) Year 55 | PV Total Cost Capital + O&M (K$) Year 55 | BCR HDR | PV Risk Reduced (K$) Year 55 | PV Total Cost Capital + O&M (K$) Year 55 | BCR SDR | Risk Reduction % | Pre-Mitigation LoRE | Post-Mitigation LoRE | Pre-Mitigated CoRE [K$] | Pre-Mitigated CoRE Safety [K$] | Pre-Mitigated CoRE Reliability [K$] | Pre-Mitigated CoRE Financial [K$] | Post-Mitigated CoRE [K$] | Post-Mitigated CoRE Safety [K$] | Post-Mitigated CoRE Reliability [K$] | Post-Mitigated CoRE Financial [K$] | Service Territory Risk Reduction (%)
2026 | 1233 | 1233-259R | Tier-3 | Tier-3---16 | 5--4 | 22.2 | 100% | 1 | 1558.5389 | 98.56% | 1.214% | 0.2225% | 245.7844 | 0 | 0 | 245.7844 | 0 | 3107.8479 | 37.6985 | 82.4396 | 3107.8479 | 37.6985 | 82.4396 | 5176.7323 | 39.7128 | 130.3544 | 15.77% | 0.12749 | 0.10709 | 12225.1388 | 744.7481 | 204.4893 | 11275.9014 | 12258.5862 | 0 | 0 | 12258.5862 | 0.008105%
2026 | 233 | 233-123R | Tier-2 | Tier-2---4 | 4--5 | 6.63 | 100% | 3 | 3035.8045 | 98.84% | 0.8219% | 0.339% | 480.09 | 0 | 0 | 480.09 | 0 | 6070.5506 | 113.0955 | 53.6763 | 6070.5506 | 113.0955 | 53.6763 | 10111.6967 | 119.1383 | 84.8736 | 15.81% | 0.06125 | 0.05145 | 49563.8317 | 3086.7129 | 653.5217 | 45823.5971 | 49673.4279 | 0 | 0 | 49673.4279 | 0.01583%
2026 | 233 | 233-41R | Tier-2 | Tier-2---9 | 4--5 | 20.73 | 100% | 3 | 718.991 | 97.57% | 1.357% | 1.072% | 112.2435 | 0 | 0 | 112.2435 | 0 | 1419.276 | 113.0955 | 12.5494 | 1419.276 | 113.0955 | 12.5494 | 2364.0834 | 119.1383 | 19.8432 | 15.61% | 0.044487 | 0.037369 | 16161.8225 | 1280.6452 | 594.3266 | 14286.8507 | 16236.6173 | 0 | 0 | 16236.6173 | 0.003701%
2026 | 233 | 233-81F | Tier-2 | Tier-2---12 | 3--5 | 0.27 | 100% | 1 | 447.7794 | 94.96% | 4.349% | 0.694% | 68.0319 | 0 | 0 | 68.0319 | 0 | 860.2365 | 37.6985 | 22.8189 | 860.2365 | 37.6985 | 22.8189 | 1432.8932 | 39.7128 | 36.0814 | 15.19% | 0.02204 | 0.018513 | 20316.8521 | 1331.0486 | 1007.3456 | 17978.4579 | 20511.9984 | 0 | 0 | 20511.9984 | 0.002243%
2026 | 239 | 239-89R | Tier-3 | Tier-3---17 | 4--4 | 4.87 | 100% | 1 | 376.4251 | 98.76% | 0.8388% | 0.4045% | 59.4792 | 0 | 0 | 59.4792 | 0 | 752.0915 | 37.6985 | 19.9502 | 752.0915 | 37.6985 | 19.9502 | 1252.7564 | 39.7128 | 31.5454 | 15.8% | 0.064786 | 0.05442 | 5810.3033 | 364.0144 | 679.2912 | 4766.9976 | 5824.0631 | 0 | 0 | 5824.0631 | 0.001961%
2026 | 240 | 240-1028R | Tier-2 | Tier-2---9 | 4--5 | 0.39 | 100% | 1 | 1181.5361 | 98.38% | 1.316% | 0.2998% | 185.9913 | 0 | 0 | 185.9913 | 0 | 2351.7879 | 37.6985 | 62.3841 | 2351.7879 | 37.6985 | 62.3841 | 3917.3656 | 39.7128 | 98.6425 | 15.74% | 0.045174 | 0.037946 | 26155.1082 | 1950.1252 | 442.6644 | 23762.3186 | 26235.602 | 0 | 0 | 26235.602 | 0.006133%
2026 | 240 | 240-1044 | Tier-3 | Tier-3---16 | 4--4 | 13.88 | 100% | 1 | 791.3356 | 98.7% | 1.112% | 0.1837% | 124.9736 | 0 | 0 | 124.9736 | 0 | 1580.2427 | 37.6985 | 41.9179 | 1580.2427 | 37.6985 | 41.9179 | 2632.2053 | 39.7128 | 66.2811 | 15.79% | 0.076308 | 0.064099 | 10370.2289 | 676.03 | 184.4385 | 9509.7604 | 10395.8155 | 0 | 0 | 10395.8155 | 0.004121%
2026 | 240 | 240-1148 | Tier-3 | Tier-3---17 | 4--4 | 1.01 | 100% | 1 | 376.72 | 96.88% | 2.523% | 0.5996% | 58.3931 | 0 | 0 | 58.3931 | 0 | 738.3576 | 37.6985 | 19.5859 | 738.3576 | 37.6985 | 19.5859 | 1229.8799 | 39.7128 | 30.9694 | 15.5% | 0.037482 | 0.031485 | 10050.6383 | 614.3795 | 265.2745 | 9170.9843 | 10110.4171 | 0 | 0 | 10110.4171 | 0.001926%
2026 | 240 | 240-2004R | Tier-3 | Tier-3---12 | 5--5 | 6.48 | 100% | 2 | 4437.6588 | 97.91% | 1.769% | 0.321% | 695.1859 | 0 | 0 | 695.1859 | 0 | 8790.3548 | 75.397 | 116.5876 | 8790.3548 | 75.397 | 116.5876 | 14642.0659 | 79.4255 | 184.3496 | 15.67% | 0.095775 | 0.080451 | 46334.0144 | 3458.4519 | 909.4055 | 41966.157 | 46518.4677 | 0 | 0 | 46518.4677 | 0.02292%
2026 | 240 | 240-2032R | Tier-3 | Tier-3---12 | 5--5 | 1.32 | 100% | 2 | 3665.7351 | 96.82% | 2.929% | 0.2538% | 567.8486 | 0 | 0 | 567.8486 | 0 | 7180.2249 | 75.397 | 95.2323 | 7180.2249 | 75.397 | 95.2323 | 11960.0776 | 79.4255 | 150.5823 | 15.49% | 0.12278 | 0.10313 | 29856.9037 | 1779.6717 | 868.2863 | 27208.9457 | 30037.923 | 0 | 0 | 30037.923 | 0.01873%
2026 | 352 | 352-27R | Tier-3 | Tier-3---2 | 5--5 | 11.13 | 100% | 1 | 18614.1823 | 99.36% | 0.5928% | 0.04664% | 2959.2238 | 0 | 0 | 2959.2238 | 0 | 37418.2328 | 37.6985 | 992.5659 | 37418.2328 | 37.6985 | 992.5659 | 62327.4308 | 39.7128 | 1569.4557 | 15.9% | 0.11814 | 0.099234 | 157566.7738 | 12769.0481 | 931.5035 | 143866.2223 | 157758.6985 | 0 | 0 | 157758.6985 | 0.09758%
2026 | 67 | 67-24R | Tier-3 | Tier-3---13 | 5--4 | 1.06 | 100% | 3 | 2610.8 | 93.6% | 6.065% | 0.3401% | 390.9736 | 0 | 0 | 390.9736 | 0 | 4943.709 | 113.0955 | 43.7127 | 4943.709 | 113.0955 | 43.7127 | 8234.7204 | 119.1383 | 69.119 | 14.98% | 0.2194 | 0.1843 | 11899.5856 | 668.9805 | 692.7946 | 10537.8105 | 12044.7546 | 0 | 0 | 12044.7546 | 0.01289%
2026 | 67 | 67-34R | Tier-3 | Tier-3---11 | 5--5 | 89.33 | 100% | 6 | 4180.1374 | 93.8% | 5.869% | 0.3284% | 627.3734 | 0 | 0 | 627.3734 | 0 | 7932.8927 | 226.1909 | 35.0717 | 7932.8927 | 226.1909 | 35.0717 | 13213.794 | 238.2766 | 55.4557 | 15.01% | 0.24743 | 0.20784 | 16893.949 | 1075.9433 | 993.2749 | 14824.7309 | 17093.37 | 0 | 0 | 17093.37 | 0.02069%
2026 | 67 | 67-37R | Tier-3 | Tier-3---17 | 5--3 | 5.37 | 100% | 5 | 622.3042 | 87.18% | 11.98% | 0.8373% | 86.8037 | 0 | 0 | 86.8037 | 0 | 1097.5992 | 188.4924 | 5.823 | 1097.5992 | 188.4924 | 5.823 | 1828.2674 | 198.5638 | 9.2075 | 13.95% | 0.20095 | 0.1688 | 3096.8174 | 160.5865 | 360.9451 | 2575.2857 | 3172.4402 | 0 | 0 | 3172.4402 | 0.002862%
2026 | 67 | 67-45R | Tier-3 | Tier-3---15 | 5--4 | 2.91 | 100% | 3 | 1627.9508 | 92.79% | 6.809% | 0.4053% | 241.6805 | 0 | 0 | 241.6805 | 0 | 3055.9564 | 113.0955 | 27.021 | 3055.9564 | 113.0955 | 27.021 | 5090.2967 | 119.1383 | 42.7259 | 14.85% | 0.20887 | 0.17545 | 7793.9219 | 491.8665 | 509.4559 | 6792.5995 | 7901.0242 | 0 | 0 | 7901.0242 | 0.00797%
2026 | 1079 | CB 1079 | Tier-1 | Non-HFTD---9 | 2--3 | 6.13 | 100% | 1 | 15.9736 | 90.06% | 0% | 9.938% | 2.3018 | 0 | 0 | 2.3018 | 0 | 29.1053 | 37.6985 | 0.77205 | 29.1053 | 37.6985 | 0.77205 | 48.4806 | 39.7128 | 1.2208 | 14.41% | 0.0072148 | 0.0060604 | 2214.0112 | 103.1269 | 1783.802 | 327.0824 | 2255.9206 | 0 | 0 | 2255.9206 | 7.59e-05%
2026 | 1234 | CB 1234 | Tier-3 | Tier-3---10 | 5--5 | 23.27 | 100% | 2 | 6311.4919 | 84.29% | 15.54% | 0.1769% | 851.1739 | 0 | 0 | 851.1739 | 0 | 10762.7627 | 75.397 | 142.7479 | 10762.7627 | 75.397 | 142.7479 | 17927.4994 | 79.4255 | 225.7146 | 13.49% | 0.11961 | 0.10048 | 52765.4948 | 2759.6634 | 8111.6399 | 41894.1915 | 54344.6298 | 0 | 0 | 54344.6298 | 0.02807%
2026 | 1250 | CB 1250 | Tier-2 | Tier-2---4 | 4--5 | 9.23 | 100% | 1 | 4075.2359 | 99.93% | 0.04042% | 0.02515% | 651.6102 | 0 | 0 | 651.6102 | 0 | 8239.3571 | 37.6985 | 218.5594 | 8239.3571 | 37.6985 | 218.5594 | 13724.2708 | 39.7128 | 345.5884 | 15.99% | 0.088703 | 0.07451 | 45942.5846 | 2409.8097 | 605.4247 | 42927.3502 | 45948.3228 | 0 | 0 | 45948.3228 | 0.02149%
2026 | 176 | CB 176 | Tier-1 | Non-HFTD---10 | 4--1 | 59.02 | 100% | 1 | 15.5544 | 4.631% | 94.88% | 0.4893% | 0.11526 | 0 | 0 | 0.11526 | 0 | 1.4574 | 37.6985 | 0.038658 | 1.4574 | 37.6985 | 0.038658 | 2.4275 | 39.7128 | 0.061127 | 0.741% | 0.032585 | 0.027371 | 477.3549 | 1.6784 | 426.8525 | 48.8239 | 564.0688 | 0 | 0 | 564.0688 | 3.801e-06%
2026 | 178 | CB 178 | Tier-1 | Non-HFTD---1 | 2--5 | 5.18 | 100% | 1 | 644.514 | 99.63% | 0% | 0.3655% | 102.7453 | 0 | 0 | 102.7453 | 0 | 1299.1744 | 37.6985 | 34.4622 | 1299.1744 | 37.6985 | 34.4622 | 2164.0306 | 39.7128 | 54.4921 | 15.94% | 0.013511 | 0.01135 | 47701.4988 | 6180.9398 | 3912.8865 | 37607.6725 | 47734.7105 | 0 | 0 | 47734.7105 | 0.003388%
2026 | 233 | CB 233 | Tier-2 | Tier-2---4 | 4--5 | 92.64 | 100% | 2 | 4127.6955 | 98.74% | 0.928% | 0.3343% | 652.0943 | 0 | 0 | 652.0943 | 0 | 8245.4779 | 75.397 | 109.3609 | 8245.4779 | 75.397 | 109.3609 | 13734.4663 | 79.4255 | 172.9225 | 15.8% | 0.075451 | 0.063379 | 54706.8242 | 4073.6346 | 1765.0896 | 48868.1 | 54838.3667 | 0 | 0 | 54838.3667 | 0.0215%
2026 | 240 | CB 240 | Tier-2 | Tier-2---9 | 4--5 | 54.33 | 100% | 1 | 1263.0316 | 97.68% | 1.949% | 0.3739% | 197.3906 | 0 | 0 | 197.3906 | 0 | 2495.9272 | 37.6985 | 66.2076 | 2495.9272 | 37.6985 | 66.2076 | 4157.4579 | 39.7128 | 104.6882 | 15.63% | 0.048511 | 0.040749 | 26036.1977 | 2576.3946 | 964.8687 | 22494.9343 | 26151.4023 | 0 | 0 | 26151.4023 | 0.006509%
2026 | 835 | CB 835 | Tier-2 | Tier-2---17 | 1--5 | 1.57 | 100% | 1 | 42.6475 | 99.43% | 0% | 0.5747% | 6.7844 | 0 | 0 | 6.7844 | 0 | 85.7859 | 37.6985 | 2.2756 | 85.7859 | 37.6985 | 2.2756 | 142.8933 | 39.7128 | 3.5982 | 15.91% | 0.0017112 | 0.0014374 | 24922.574 | 2795.9682 | 135.9476 | 21990.6582 | 24949.8581 | 0 | 0 | 24949.8581 | 0.0002237%
2026 | 920 | CB 920 | Tier-1 | Non-HFTD---1 | 1--5 | 14.85 | 100% | 1 | 251.9037 | 99.78% | 0% | 0.2231% | 40.2147 | 0 | 0 | 40.2147 | 0 | 508.4987 | 37.6985 | 13.4886 | 508.4987 | 37.6985 | 13.4886 | 847.0047 | 39.7128 | 21.3283 | 15.96% | 0.0036978 | 0.0031062 | 68122.5856 | 5127.811 | 9785.292 | 53209.4827 | 68151.5382 | 0 | 0 | 68151.5382 | 0.001326%
2026 | 921 | CB 921 | Tier-1 | Not Applicable | Not Applicable | 4.91 | 100% | 1 | 0 | 0% | 0% | 0% | 0 | 0 | 0 | 0 | 0 | 0 | 37.6985 | 0 | 0 | 37.6985 | 0 | 0 | 39.7128 | 0 | 0% | 0 | 0 | 0 | 0 | 0 | 0 | 0 | 0 | 0 | 0 | 0%
2027 | 1001 | 1001-1140R | Tier-2 | Tier-2---10 | 5--4 | 6.34 | 100% | 1 | 1005.6854 | 94.09% | 5.81% | 0.1042% | 151.3925 | 0 | 0 | 151.3925 | 0 | 1826.1118 | 35.9618 | 50.7792 | 1826.1118 | 35.9618 | 50.7792 | 3204.2733 | 39.9074 | 80.2926 | 15.05% | 0.097832 | 0.082179 | 10279.6968 | 553.7162 | 597.6293 | 9128.3514 | 10395.5064 | 0 | 0 | 10395.5064 | 0.004992%
2027 | 1022 | 1022-17F | Tier-3 | Tier-3---4 | 5--5 | 7.77 | 100% | 3 | 9800.6792 | 99.62% | 0.3456% | 0.03348% | 1562.1643 | 0 | 0 | 1562.1643 | 0 | 18842.9813 | 107.8854 | 174.6574 | 18842.9813 | 107.8854 | 174.6574 | 33063.7278 | 119.7223 | 276.1701 | 15.94% | 0.10945 | 0.091938 | 89544.6442 | 5359.6686 | 310.5435 | 83874.4321 | 89609.3004 | 0 | 0 | 89609.3004 | 0.05151%
2027 | 1286 | CB 1286 | Tier-1 | Non-HFTD---15 | 1--2 | 1.15 | 100% | 1 | 2.6947 | 57.45% | 0% | 42.55% | 0.24768 | 0 | 0 | 0.24768 | 0 | 2.9875 | 35.9618 | 0.083075 | 2.9875 | 35.9618 | 0.083075 | 5.2422 | 39.9074 | 0.13136 | 9.191% | 0.0043234 | 0.0036317 | 623.2816 | 23.871 | 445.7041 | 153.7065 | 673.8015 | 0 | 0 | 673.8015 | 8.168e-06%
2027 | 180 | CB 180 | Tier-1 | Non-HFTD---13 | 1--3 | 2.34 | 100% | 1 | 7.7122 | 90.8% | 0% | 9.202% | 1.1204 | 0 | 0 | 1.1204 | 0 | 13.5143 | 35.9618 | 0.3758 | 13.5143 | 35.9618 | 0.3758 | 23.7135 | 39.9074 | 0.59421 | 14.53% | 0.0030172 | 0.0025344 | 2556.0648 | 16.9343 | 2431.385 | 107.7456 | 2600.8679 | 0 | 0 | 2600.8679 | 3.695e-05%
2027 | 181 | CB 181 | Tier-1 | Non-HFTD---15 | 1--2 | 3.23 | 100% | 1 | 2.8335 | 82.32% | 0% | 17.68% | 0.37322 | 0 | 0 | 0.37322 | 0 | 4.5018 | 35.9618 | 0.12518 | 4.5018 | 35.9618 | 0.12518 | 7.8993 | 39.9074 | 0.19794 | 13.17% | 0.0024946 | 0.0020955 | 1135.8594 | 14.5837 | 1028.3901 | 92.8856 | 1174.106 | 0 | 0 | 1174.106 | 1.231e-05%
2027 | 182 | CB 182 | Tier-1 | Not Applicable | Not Applicable | 18.46 | 100% | 1 | 0 | 0% | 0% | 0% | 0 | 0 | 0 | 0 | 0 | 0 | 35.9618 | 0 | 0 | 35.9618 | 0 | 0 | 39.9074 | 0 | 0% | 0 | 0 | 0 | 0 | 0 | 0 | 0 | 0 | 0 | 0 | 0%
2027 | 183 | CB 183 | Tier-1 | Non-HFTD---4 | 3--4 | 5.6 | 100% | 1 | 128.8021 | 22.66% | 75.77% | 1.57% | 4.6691 | 0 | 0 | 4.6691 | 0 | 56.3188 | 35.9618 | 1.5661 | 56.3188 | 35.9618 | 1.5661 | 98.8224 | 39.9074 | 2.4763 | 3.625% | 0.022326 | 0.018754 | 5769.2045 | 48.1035 | 4970.8104 | 750.2905 | 6619.1323 | 0 | 0 | 6619.1323 | 0.000154%
2027 | 184 | CB 184 | Tier-1 | Non-HFTD---6 | 3--3 | 0.53 | 100% | 1 | 52.4866 | 0.7232% | 98.61% | 0.668% | 0.060731 | 0 | 0 | 0.060731 | 0 | 0.73254 | 35.9618 | 0.02037 | 0.73254 | 35.9618 | 0.02037 | 1.2854 | 39.9074 | 0.032209 | 0.1157% | 0.015821 | 0.01329 | 3317.5286 | 5.4671 | 2635.9056 | 676.1559 | 3944.869 | 0 | 0 | 3944.869 | 2.003e-06%
2027 | 185 | CB 185 | Tier-2 | Tier-2---12 | 3--4 | 12.1 | 100% | 1 | 396.8506 | 79.93% | 19.29% | 0.7702% | 50.7555 | 0 | 0 | 50.7555 | 0 | 612.2184 | 35.9618 | 17.0241 | 612.2184 | 35.9618 | 17.0241 | 1074.2579 | 39.9074 | 26.9187 | 12.79% | 0.027797 | 0.023349 | 14276.8452 | 843.1477 | 2609.8043 | 10823.8933 | 14822.4955 | 0 | 0 | 14822.4955 | 0.001674%
2027 | 186 | CB 186 | Tier-1 | Non-HFTD---5 | 3--4 | 6.01 | 100% | 1 | 92.3894 | 96.63% | 0% | 3.367% | 14.2847 | 0 | 0 | 14.2847 | 0 | 172.303 | 35.9618 | 4.7913 | 172.303 | 35.9618 | 4.7913 | 302.3396 | 39.9074 | 7.576 | 15.46% | 0.015082 | 0.012669 | 6125.6456 | 389.2212 | 4261.1235 | 1475.3009 | 6164.9259 | 0 | 0 | 6164.9259 | 0.0004711%
2027 | 187 | CB 187 | Tier-1 | Non-HFTD---7 | 3--3 | 4.27 | 100% | 1 | 43.4605 | 90.51% | 0% | 9.49% | 6.2938 | 0 | 0 | 6.2938 | 0 | 75.9163 | 35.9618 | 2.111 | 75.9163 | 35.9618 | 2.111 | 133.21 | 39.9074 | 3.338 | 14.48% | 0.017469 | 0.014674 | 2487.8091 | 105.116 | 1800.919 | 581.7741 | 2532.779 | 0 | 0 | 2532.779 | 0.0002075%
2027 | 188 | CB 188 | Tier-1 | Non-HFTD---1 | 4--4 | 11 | 100% | 1 | 378.367 | 98.23% | 0% | 1.765% | 59.47 | 0 | 0 | 59.47 | 0 | 717.3325 | 35.9618 | 19.9471 | 717.3325 | 35.9618 | 19.9471 | 1258.7014 | 39.9074 | 31.5405 | 15.72% | 0.035993 | 0.030234 | 10512.2388 | 1190.7434 | 1600.6351 | 7720.8603 | 10547.5885 | 0 | 0 | 10547.5885 | 0.001961%
2027 | 189 | CB 189 | Tier-1 | Non-HFTD---7 | 2--4 | 5.04 | 100% | 1 | 36.5503 | 96.65% | 0% | 3.352% | 5.652 | 0 | 0 | 5.652 | 0 | 68.1752 | 35.9618 | 1.8958 | 68.1752 | 35.9618 | 1.8958 | 119.6268 | 39.9074 | 2.9976 | 15.46% | 0.0052996 | 0.0044517 | 6896.7976 | 396.4202 | 3831.6359 | 2668.7415 | 6940.8323 | 0 | 0 | 6940.8323 | 0.0001864%
2027 | 196 | 196-915AE | Tier-1 | Non-HFTD---16 | 3--1 | 0.27 | 100% | 1 | 3.8074 | 0% | 100% | 0% | 0 | 0 | 0 | 0 | 0 | 0 | 35.9618 | 0 | 0 | 35.9618 | 0 | 0 | 39.9074 | 0 | 0% | 0.016451 | 0.013819 | 231.4462 | 0.5449 | 183.1924 | 47.7089 | 275.5312 | 0 | 0 | 275.5312 | 0%
2027 | 307 | 307-1492R | Tier-2 | Tier-2---9 | 4--4 | 7 | 100% | 1 | 744.3133 | 92.56% | 7.329% | 0.1099% | 110.2311 | 0 | 0 | 110.2311 | 0 | 1329.618 | 35.9618 | 36.9731 | 1329.618 | 35.9618 | 36.9731 | 2333.0771 | 39.9074 | 58.4622 | 14.81% | 0.057115 | 0.047977 | 13031.835 | 679.2999 | 892.2216 | 11460.3136 | 13216.4888 | 0 | 0 | 13216.4888 | 0.003635%
2027 | 327 | CB 327 | Tier-3 | Tier-3---16 | 4--5 | 0.88 | 100% | 1 | 1456.7095 | 99.79% | 0.1579% | 0.0494% | 232.5903 | 0 | 0 | 232.5903 | 0 | 2805.5271 | 35.9618 | 78.0141 | 2805.5271 | 35.9618 | 78.0141 | 4922.8508 | 39.9074 | 123.3567 | 15.97% | 0.076966 | 0.064652 | 18926.5639 | 1203.1103 | 32.523 | 17690.9305 | 18934.0383 | 0 | 0 | 18934.0383 | 0.00767%
2027 | 352 | 352-27R | Tier-3 | Tier-3---2 | 5--5 | 6.02 | 100% | 1 | 18614.1823 | 99.36% | 0.5928% | 0.04664% | 2959.2238 | 0 | 0 | 2959.2238 | 0 | 35694.452 | 35.9618 | 992.5659 | 35694.452 | 35.9618 | 992.5659 | 62632.9575 | 39.9074 | 1569.4557 | 15.9% | 0.11814 | 0.099234 | 157566.7738 | 12769.0481 | 931.5035 | 143866.2223 | 157758.6985 | 0 | 0 | 157758.6985 | 0.09758%
2027 | 441 | CB 441 | Tier-3 | Tier-3---15 | 5--3 | 26.37 | 100% | 1 | 1133.0808 | 94.08% | 5.666% | 0.2577% | 170.553 | 0 | 0 | 170.553 | 0 | 2057.2274 | 35.9618 | 57.2059 | 2057.2274 | 35.9618 | 57.2059 | 3609.8113 | 39.9074 | 90.4546 | 15.05% | 0.54555 | 0.45826 | 2076.9658 | 75.1989 | 111.2175 | 1890.5493 | 2100.4021 | 0 | 0 | 2100.4021 | 0.005624%
2027 | 442 | CB 442 | Tier-3 | Not Applicable | Not Applicable | 39.62 | 100% | 1 | 0 | 0% | 0% | 0% | 0 | 0 | 0 | 0 | 0 | 0 | 35.9618 | 0 | 0 | 35.9618 | 0 | 0 | 39.9074 | 0 | 0% | 0 | 0 | 0 | 0 | 0 | 0 | 0 | 0 | 0 | 0 | 0%
2027 | 770 | CB 770 | Tier-1 | Non-HFTD---13 | 2--2 | 4.24 | 100% | 1 | 5.4599 | 68.13% | 0% | 31.87% | 0.5952 | 0 | 0 | 0.5952 | 0 | 7.1794 | 35.9618 | 0.19964 | 7.1794 | 35.9618 | 0.19964 | 12.5977 | 39.9074 | 0.31567 | 10.9% | 0.008087 | 0.0067931 | 675.1471 | 48.1822 | 315.005 | 311.9599 | 716.1276 | 0 | 0 | 716.1276 | 1.963e-05%
2027 | 771 | CB 771 | Tier-1 | Non-HFTD---9 | 2--3 | 3.29 | 100% | 1 | 24.0595 | 89.94% | 0% | 10.06% | 3.4624 | 0 | 0 | 3.4624 | 0 | 41.7638 | 35.9618 | 1.1613 | 41.7638 | 35.9618 | 1.1613 | 73.2828 | 39.9074 | 1.8363 | 14.39% | 0.012612 | 0.010594 | 1907.7243 | 193.4673 | 897.2109 | 817.0461 | 1944.266 | 0 | 0 | 1944.266 | 0.0001142%
2027 | 773 | CB 773 | Tier-2 | Not Applicable | Not Applicable | 0.67 | 100% | 1 | 0 | 0% | 0% | 0% | 0 | 0 | 0 | 0 | 0 | 0 | 35.9618 | 0 | 0 | 35.9618 | 0 | 0 | 39.9074 | 0 | 0% | 0 | 0 | 0 | 0 | 0 | 0 | 0 | 0 | 0 | 0 | 0%
2027 | 774 | CB 774 | Tier-1 | Not Applicable | Not Applicable | 0.03 | 100% | 1 | 0 | 0% | 0% | 0% | 0 | 0 | 0 | 0 | 0 | 0 | 35.9618 | 0 | 0 | 35.9618 | 0 | 0 | 39.9074 | 0 | 0% | 0 | 0 | 0 | 0 | 0 | 0 | 0 | 0 | 0 | 0 | 0%
2027 | 775 | CB 775 | Tier-1 | Non-HFTD---17 | 1--2 | 2.17 | 100% | 1 | 1.2409 | 63.86% | 0% | 36.14% | 0.12678 | 0 | 0 | 0.12678 | 0 | 1.5293 | 35.9618 | 0.042525 | 1.5293 | 35.9618 | 0.042525 | 2.6834 | 39.9074 | 0.06724 | 10.22% | 0.0013874 | 0.0011654 | 894.417 | 18.4336 | 751.5526 | 124.4308 | 955.9947 | 0 | 0 | 955.9947 | 4.181e-06%
2027 | 776 | CB 776 | Tier-2 | Tier-2---18 | 3--3 | 2.68 | 100% | 1 | 55.0677 | 92.66% | 4.028% | 3.312% | 8.1641 | 0 | 0 | 8.1641 | 0 | 98.4764 | 35.9618 | 2.7384 | 98.4764 | 35.9618 | 2.7384 | 172.7963 | 39.9074 | 4.3299 | 14.83% | 0.014982 | 0.012585 | 3675.6367 | 359.0614 | 229.0677 | 3087.5075 | 3727.0248 | 0 | 0 | 3727.0248 | 0.0002692%
2027 | 777 | CB 777 | Tier-1 | Not Applicable | Not Applicable | 0.97 | 100% | 1 | 0 | 0% | 0% | 0% | 0 | 0 | 0 | 0 | 0 | 0 | 35.9618 | 0 | 0 | 35.9618 | 0 | 0 | 39.9074 | 0 | 0% | 0 | 0 | 0 | 0 | 0 | 0 | 0 | 0 | 0 | 0 | 0%
2027 | 1006 | CB 1006 | Tier-2 | Not Applicable | Not Applicable | 0.52 | 100% | 1 | 0 | 0% | 0% | 0% | 0 | 0 | 0 | 0 | 0 | 0 | 35.9618 | 0 | 0 | 35.9618 | 0 | 0 | 39.9074 | 0 | 0% | 0 | 0 | 0 | 0 | 0 | 0 | 0 | 0 | 0 | 0 | 0%
2027 | 1234 | CB 1234 | Tier-3 | Tier-3---10 | 5--5 | 2.59 | 100% | 2 | 6311.4919 | 84.29% | 15.54% | 0.1769% | 851.1739 | 0 | 0 | 851.1739 | 0 | 10266.9444 | 71.9236 | 142.7479 | 10266.9444 | 71.9236 | 142.7479 | 18015.3793 | 79.8149 | 225.7146 | 13.49% | 0.11961 | 0.10048 | 52765.4948 | 2759.6634 | 8111.6399 | 41894.1915 | 54344.6298 | 0 | 0 | 54344.6298 | 0.02807%
2027 | 197 | CB 197 | Tier-2 | Tier-2---21 | 1--4 | 2.06 | 100% | 1 | 1.9198 | 98.18% | 0% | 1.817% | 0.30159 | 0 | 0 | 0.30159 | 0 | 3.6378 | 35.9618 | 0.10116 | 3.6378 | 35.9618 | 0.10116 | 6.3833 | 39.9074 | 0.15995 | 15.71% | 0.000314 | 0.00026376 | 6114.1 | 251.9749 | 4469.7311 | 1392.394 | 6135.2565 | 0 | 0 | 6135.2565 | 9.945e-06%
2027 | 214 | CB 214 | Tier-3 | Tier-3---20 | 1--5 | 63.48 | 100% | 1 | 59.1996 | 99.88% | 0% | 0.1188% | 9.4607 | 0 | 0 | 9.4607 | 0 | 114.1158 | 35.9618 | 3.1732 | 114.1158 | 35.9618 | 3.1732 | 200.2386 | 39.9074 | 5.0176 | 15.98% | 0.0002016 | 0.00016934 | 293649.0501 | 15289.7093 | 1565.2023 | 276794.1385 | 293715.5214 | 0 | 0 | 293715.5214 | 0.000312%
2027 | 216 | CB 216 | Tier-3 | Not Applicable | Not Applicable | 7.18 | 100% | 1 | 0 | 0% | 0% | 0% | 0 | 0 | 0 | 0 | 0 | 0 | 35.9618 | 0 | 0 | 35.9618 | 0 | 0 | 39.9074 | 0 | 0% | 0 | 0 | 0 | 0 | 0 | 0 | 0 | 0 | 0 | 0 | 0%
2027 | 296 | CB 296 | Tier-2 | Tier-2---19 | 1--5 | 1.04 | 100% | 1 | 39.5699 | 99.22% | 0% | 0.7837% | 6.2816 | 0 | 0 | 6.2816 | 0 | 75.7689 | 35.9618 | 2.1069 | 75.7689 | 35.9618 | 2.1069 | 132.9514 | 39.9074 | 3.3315 | 15.87% | 0.0016582 | 0.0013929 | 23863.1595 | 1592.196 | 8710.9069 | 13560.0566 | 23898.782 | 0 | 0 | 23898.782 | 0.0002071%
2027 | 329 | CB 329 | Tier-2 | Tier-2---14 | 3--4 | 1.53 | 100% | 1 | 215.2852 | 96.83% | 2.614% | 0.5577% | 33.3532 | 0 | 0 | 33.3532 | 0 | 402.3095 | 35.9618 | 11.1871 | 402.3095 | 35.9618 | 11.1871 | 705.9314 | 39.9074 | 17.6892 | 15.49% | 0.026212 | 0.022018 | 8213.1037 | 578.8703 | 1610.2559 | 6023.9775 | 8262.7183 | 0 | 0 | 8262.7183 | 0.0011%
2027 | RB1 | RB1-427R | Tier-3 | Tier-3---7 | 5--5 | 16.47 | 100% | 1 | 6920.124 | 97.57% | 2.306% | 0.1195% | 1080.3623 | 0 | 0 | 1080.3623 | 0 | 13031.4378 | 35.9618 | 362.3689 | 13031.4378 | 35.9618 | 362.3689 | 22866.2283 | 39.9074 | 572.9816 | 15.61% | 0.15381 | 0.1292 | 44992.7829 | 2694.5507 | 965.1573 | 41333.0749 | 45200.6642 | 0 | 0 | 45200.6642 | 0.03563%
2028 | 1021 | 1021-1748F | Tier-3 | Tier-3---2 | 5--5 | 53.69 | 100% | 6 | 35156.1224 | 99.02% | 0.9436% | 0.03662% | 5569.8417 | 0 | 0 | 5569.8417 | 0 | 64088.9574 | 205.8307 | 311.3674 | 64088.9574 | 205.8307 | 311.3674 | 118465.4356 | 240.6184 | 492.3374 | 15.84% | 0.16564 | 0.13913 | 212249.5403 | 13715.9361 | 1963.4816 | 196570.1226 | 212645.8331 | 0 | 0 | 212645.8331 | 0.1837%
2028 | 1021 | 1021-1760R | Tier-3 | Tier-3---6 | 5--5 | 0.02 | 100% | 1 | 7055.7157 | 98.18% | 1.793% | 0.03106% | 1108.3188 | 0 | 0 | 1108.3188 | 0 | 12752.7857 | 34.3051 | 371.746 | 12752.7857 | 34.3051 | 371.746 | 23572.927 | 40.1031 | 587.8086 | 15.71% | 0.10829 | 0.090965 | 65155.0235 | 4038.9642 | 1087.8449 | 60028.2144 | 65381.4377 | 0 | 0 | 65381.4377 | 0.03655%
2028 | 1021 | 1021-25R | Tier-3 | Tier-3---2 | 5--5 | 0.49 | 100% | 2 | 18825.6899 | 99.7% | 0.2782% | 0.02306% | 3003.0366 | 0 | 0 | 3003.0366 | 0 | 34554.2108 | 68.6102 | 503.6307 | 34554.2108 | 68.6102 | 503.6307 | 63871.84 | 80.2061 | 796.3461 | 15.95% | 0.12361 | 0.10383 | 152300.0709 | 9949.5446 | 416.971 | 141933.5553 | 152387.4601 | 0 | 0 | 152387.4601 | 0.09903%
2028 | 1021 | 1021-92 | Tier-3 | Tier-3---15 | 5--4 | 0.01 | 100% | 1 | 794.3626 | 99.6% | 0.3592% | 0.04176% | 126.5884 | 0 | 0 | 126.5884 | 0 | 1456.5798 | 34.3051 | 42.4596 | 1456.5798 | 34.3051 | 42.4596 | 2692.4195 | 40.1031 | 67.1375 | 15.94% | 0.099013 | 0.083171 | 8022.7784 | 405.0442 | 27.6394 | 7590.0948 | 8028.9055 | 0 | 0 | 8028.9055 | 0.004174%
2028 | 1022 | 1022-17F | Tier-3 | Tier-3---4 | 5--5 | 0.05 | 100% | 3 | 9800.6792 | 99.62% | 0.3456% | 0.03348% | 1562.1643 | 0 | 0 | 1562.1643 | 0 | 17974.924 | 102.9153 | 174.6574 | 17974.924 | 102.9153 | 174.6574 | 33225.8049 | 120.3092 | 276.1701 | 15.94% | 0.10945 | 0.091938 | 89544.6442 | 5359.6686 | 310.5435 | 83874.4321 | 89609.3004 | 0 | 0 | 89609.3004 | 0.05151%
2028 | 1022 | 1022-322R | Tier-3 | Tier-3---10 | 5--5 | 0.16 | 100% | 2 | 5072.1995 | 99.16% | 0.7912% | 0.04875% | 804.7351 | 0 | 0 | 804.7351 | 0 | 9259.6228 | 68.6102 | 134.9598 | 9259.6228 | 68.6102 | 134.9598 | 17115.9791 | 80.2061 | 213.3999 | 15.87% | 0.10587 | 0.088927 | 47911.5964 | 2988.4313 | 366.1059 | 44557.0592 | 47988.2525 | 0 | 0 | 47988.2525 | 0.02654%
2028 | 1201 | CB 1201 | Tier-2 | Not Applicable | Not Applicable | 1.86 | 100% | 1 | 0 | 0% | 0% | 0% | 0 | 0 | 0 | 0 | 0 | 0 | 34.3051 | 0 | 0 | 34.3051 | 0 | 0 | 40.1031 | 0 | 0% | 0 | 0 | 0 | 0 | 0 | 0 | 0 | 0 | 0 | 0 | 0%
2028 | 1202 | CB 1202 | Tier-2 | Not Applicable | Not Applicable | 2.89 | 100% | 1 | 0 | 0% | 0% | 0% | 0 | 0 | 0 | 0 | 0 | 0 | 34.3051 | 0 | 0 | 34.3051 | 0 | 0 | 40.1031 | 0 | 0% | 0 | 0 | 0 | 0 | 0 | 0 | 0 | 0 | 0 | 0 | 0%
2028 | 176 | 176-194R | Tier-3 | Tier-3---9 | 5--5 | 0.33 | 100% | 2 | 4934.1603 | 97.7% | 2.178% | 0.1196% | 771.3229 | 0 | 0 | 771.3229 | 0 | 8875.1684 | 68.6102 | 129.3564 | 8875.1684 | 68.6102 | 129.3564 | 16405.3331 | 80.2061 | 204.5396 | 15.63% | 0.21542 | 0.18095 | 22904.8386 | 1316.8845 | 471.0491 | 21116.9051 | 23005.1007 | 0 | 0 | 23005.1007 | 0.02544%
2028 | 190 | CB 190 | Tier-1 | Non-HFTD---5 | 1--4 | 2.2 | 100% | 1 | 50.7497 | 97.95% | 0% | 2.052% | 7.9534 | 0 | 0 | 7.9534 | 0 | 91.5147 | 34.3051 | 2.6677 | 91.5147 | 34.3051 | 2.6677 | 169.1606 | 40.1031 | 4.2181 | 15.67% | 0.0045876 | 0.0038536 | 11062.3637 | 545.8973 | 8754.707 | 1761.7594 | 11105.5952 | 0 | 0 | 11105.5952 | 0.0002623%
2028 | 191 | CB 191 | Tier-1 | Non-HFTD---11 | 2--2 | 5.03 | 100% | 1 | 11.195 | 80.08% | 0% | 19.92% | 1.4345 | 0 | 0 | 1.4345 | 0 | 16.5056 | 34.3051 | 0.48114 | 16.5056 | 34.3051 | 0.48114 | 30.5098 | 40.1031 | 0.76078 | 12.81% | 0.009482 | 0.0079649 | 1180.6585 | 56.2013 | 870.0102 | 254.447 | 1225.4469 | 0 | 0 | 1225.4469 | 4.73e-05%
2028 | 192 | CB 192 | Tier-1 | Non-HFTD---4 | 3--4 | 5.28 | 100% | 1 | 109.5816 | 97.38% | 0% | 2.615% | 17.0745 | 0 | 0 | 17.0745 | 0 | 196.4665 | 34.3051 | 5.727 | 196.4665 | 34.3051 | 5.727 | 363.1592 | 40.1031 | 9.0556 | 15.58% | 0.015026 | 0.012622 | 7292.705 | 484.3866 | 4471.3668 | 2336.9515 | 7329.0345 | 0 | 0 | 7329.0345 | 0.0005631%
2028 | 194 | CB 194 | Tier-1 | Non-HFTD---7 | 3--3 | 3.91 | 100% | 1 | 41.3648 | 90.26% | 0% | 9.742% | 5.9736 | 0 | 0 | 5.9736 | 0 | 68.7352 | 34.3051 | 2.0036 | 68.7352 | 34.3051 | 2.0036 | 127.0537 | 40.1031 | 3.1682 | 14.44% | 0.018044 | 0.015157 | 2292.4387 | 121.5053 | 1333.2075 | 837.7259 | 2334.9755 | 0 | 0 | 2334.9755 | 0.000197%
2028 | 198 | CB 198 | Tier-1 | Non-HFTD---7 | 2--3 | 8.22 | 100% | 1 | 42.3989 | 95.29% | 0% | 4.712% | 6.4642 | 0 | 0 | 6.4642 | 0 | 74.3796 | 34.3051 | 2.1682 | 74.3796 | 34.3051 | 2.1682 | 137.4872 | 40.1031 | 3.4283 | 15.25% | 0.0090942 | 0.0076391 | 4662.1866 | 483.6769 | 2316.3545 | 1862.1553 | 4704.0289 | 0 | 0 | 4704.0289 | 0.0002132%
2028 | 199 | CB 199 | Tier-1 | Non-HFTD---5 | 3--3 | 5.1 | 100% | 1 | 86.2492 | 95.28% | 0% | 4.716% | 13.1491 | 0 | 0 | 13.1491 | 0 | 151.299 | 34.3051 | 4.4104 | 151.299 | 34.3051 | 4.4104 | 279.669 | 40.1031 | 6.9738 | 15.25% | 0.019491 | 0.016373 | 4425.0322 | 671.4109 | 349.766 | 3403.8553 | 4464.7805 | 0 | 0 | 4464.7805 | 0.0004336%
2028 | 213 | CB 213 | Tier-1 | Not Applicable | Not Applicable | 0.87 | 100% | 1 | 0 | 0% | 0% | 0% | 0 | 0 | 0 | 0 | 0 | 0 | 34.3051 | 0 | 0 | 34.3051 | 0 | 0 | 40.1031 | 0 | 0% | 0 | 0 | 0 | 0 | 0 | 0 | 0 | 0 | 0 | 0 | 0%
2028 | 334 | CB 334 | Tier-2 | Tier-2---17 | 3--4 | 9.91 | 100% | 1 | 70.5162 | 95.08% | 0% | 4.917% | 10.7278 | 0 | 0 | 10.7278 | 0 | 123.4387 | 34.3051 | 3.5983 | 123.4387 | 34.3051 | 3.5983 | 228.1707 | 40.1031 | 5.6896 | 15.21% | 0.014478 | 0.012162 | 4870.4444 | 139.7264 | 3945.2384 | 785.4795 | 4916.0615 | 0 | 0 | 4916.0615 | 0.0003538%
2028 | 443 | CB 443 | Tier-2 | Tier-2---17 | 2--4 | 3.35 | 100% | 1 | 67.1473 | 98.29% | 0% | 1.71% | 10.5598 | 0 | 0 | 10.5598 | 0 | 121.5056 | 34.3051 | 3.5419 | 121.5056 | 34.3051 | 3.5419 | 224.5975 | 40.1031 | 5.6005 | 15.73% | 0.007405 | 0.0062202 | 9067.8323 | 1055.0436 | 148.4631 | 7864.3256 | 9097.3744 | 0 | 0 | 9097.3744 | 0.0003482%
2028 | 460 | CB 460 | Tier-2 | Tier-2---17 | 1--4 | 1.01 | 100% | 1 | 58.9173 | 99.11% | 0% | 0.8919% | 9.3427 | 0 | 0 | 9.3427 | 0 | 107.501 | 34.3051 | 3.1337 | 107.501 | 34.3051 | 3.1337 | 198.7105 | 40.1031 | 4.955 | 15.86% | 0.0037362 | 0.0031384 | 15769.3081 | 946.9104 | 11072.5844 | 3749.8133 | 15796.0968 | 0 | 0 | 15796.0968 | 0.0003081%
2028 | 461 | CB 461 | Tier-2 | Tier-2---15 | 2--4 | 2.86 | 100% | 1 | 101.8709 | 98.65% | 0% | 1.347% | 16.0798 | 0 | 0 | 16.0798 | 0 | 185.0208 | 34.3051 | 5.3934 | 185.0208 | 34.3051 | 5.3934 | 342.0023 | 40.1031 | 8.5281 | 15.78% | 0.0097562 | 0.0081952 | 10441.6529 | 1363.4669 | 3633.3303 | 5444.8557 | 10468.4434 | 0 | 0 | 10468.4434 | 0.0005303%
2028 | 462 | CB 462 | Tier-2 | Tier-2---19 | 2--4 | 4.95 | 100% | 1 | 42.4238 | 96.69% | 0% | 3.313% | 6.5629 | 0 | 0 | 6.5629 | 0 | 75.5159 | 34.3051 | 2.2013 | 75.5159 | 34.3051 | 2.2013 | 139.5876 | 40.1031 | 3.4807 | 15.47% | 0.0069768 | 0.0058605 | 6080.6996 | 579.4509 | 3665.9234 | 1835.3252 | 6119.071 | 0 | 0 | 6119.071 | 0.0002164%
2028 | 463 | CB 463 | Tier-2 | Tier-2---17 | 2--5 | 12.94 | 100% | 1 | 99.9729 | 99.18% | 0% | 0.8185% | 15.8647 | 0 | 0 | 15.8647 | 0 | 182.5464 | 34.3051 | 5.3213 | 182.5464 | 34.3051 | 5.3213 | 337.4285 | 40.1031 | 8.414 | 15.87% | 0.0053474 | 0.0044918 | 18695.6146 | 2273.4675 | 11001.3631 | 5420.784 | 18724.7633 | 0 | 0 | 18724.7633 | 0.0005232%
2028 | 497 | CB 497 | Tier-1 | Non-HFTD---4 | 2--4 | 4.1 | 100% | 1 | 116.2654 | 98.23% | 0% | 1.77% | 18.2733 | 0 | 0 | 18.2733 | 0 | 210.2598 | 34.3051 | 6.1291 | 210.2598 | 34.3051 | 6.1291 | 388.6553 | 40.1031 | 9.6914 | 15.72% | 0.012543 | 0.010536 | 9269.4939 | 518.91 | 6707.1361 | 2043.4479 | 9300.7408 | 0 | 0 | 9300.7408 | 0.0006026%
2028 | 498 | CB 498 | Tier-1 | Non-HFTD---11 | 1--4 | 0.29 | 100% | 1 | 11.9856 | 98.23% | 0% | 1.767% | 1.8838 | 0 | 0 | 1.8838 | 0 | 21.6759 | 34.3051 | 0.63186 | 21.6759 | 34.3051 | 0.63186 | 40.0668 | 40.1031 | 0.9991 | 15.72% | 0.001257 | 0.0010559 | 9535.0565 | 694.0146 | 3520.7606 | 5320.2812 | 9567.1485 | 0 | 0 | 9567.1485 | 6.212e-05%
2028 | 900 | CB 900 | Tier-1 | Non-HFTD---19 | 1--3 | 1.68 | 100% | 1 | 0.53356 | 93.68% | 0% | 6.317% | 0.079976 | 0 | 0 | 0.079976 | 0 | 0.92024 | 34.3051 | 0.026825 | 0.92024 | 34.3051 | 0.026825 | 1.701 | 40.1031 | 0.042416 | 14.99% | 0.0001684 | 0.00014146 | 3168.3903 | 313.3585 | 181.8126 | 2673.2192 | 3206.5131 | 0 | 0 | 3206.5131 | 2.637e-06%
2028 | 901 | CB 901 | Tier-1 | Not Applicable | Not Applicable | 1.97 | 100% | 1 | 0 | 0% | 0% | 0% | 0 | 0 | 0 | 0 | 0 | 0 | 34.3051 | 0 | 0 | 34.3051 | 0 | 0 | 40.1031 | 0 | 0% | 0 | 0 | 0 | 0 | 0 | 0 | 0 | 0 | 0 | 0 | 0%
2028 | 902 | CB 902 | Tier-1 | Non-HFTD---6 | 3--3 | 6.9 | 100% | 1 | 88.9578 | 94.13% | 0% | 5.869% | 13.3979 | 0 | 0 | 13.3979 | 0 | 154.1617 | 34.3051 | 4.4938 | 154.1617 | 34.3051 | 4.4938 | 284.9607 | 40.1031 | 7.1057 | 15.06% | 0.02472 | 0.020765 | 3598.5877 | 363.9071 | 1566.2266 | 1668.454 | 3638.8174 | 0 | 0 | 3638.8174 | 0.0004418%
2028 | 920 | 920-1342R | Tier-3 | Tier-3---12 | 4--5 | 0.03 | 100% | 1 | 3406.6458 | 99.34% | 0.5402% | 0.1203% | 541.4635 | 0 | 0 | 541.4635 | 0 | 6230.3085 | 34.3051 | 181.6146 | 6230.3085 | 34.3051 | 181.6146 | 11516.4333 | 40.1031 | 287.1709 | 15.89% | 0.068604 | 0.057628 | 49656.3753 | 4642.3023 | 300.3512 | 44713.7218 | 49718.8422 | 0 | 0 | 49718.8422 | 0.01786%
2028 | 920 | 920-735AE | Tier-2 | Tier-2---7 | 4--5 | 7.96 | 100% | 2 | 1554.328 | 69.02% | 30.62% | 0.3611% | 171.6511 | 0 | 0 | 171.6511 | 0 | 1975.0905 | 68.6102 | 28.7871 | 1975.0905 | 68.6102 | 28.7871 | 3650.8622 | 80.2061 | 45.5185 | 11.04% | 0.068691 | 0.0577 | 22627.8919 | 1626.4148 | 6446.6356 | 14554.8415 | 23963.0911 | 0 | 0 | 23963.0911 | 0.00566%
2028 | 920 | 920-823 | Tier-2 | Tier-2---11 | 4--4 | 0.21 | 100% | 2 | 458.2189 | 68.35% | 31.14% | 0.5113% | 50.1079 | 0 | 0 | 50.1079 | 0 | 576.5632 | 68.6102 | 8.4035 | 576.5632 | 68.6102 | 8.4035 | 1065.7501 | 80.2061 | 13.2876 | 10.94% | 0.054577 | 0.045845 | 8395.8542 | 372.9388 | 2350.2741 | 5672.6413 | 8902.0669 | 0 | 0 | 8902.0669 | 0.001652%
2028 | 1139 | CB 1139 | Tier-1 | Non-HFTD---17 | 1--3 | 2.62 | 100% | 1 | 1.9809 | 88.52% | 0% | 11.48% | 0.28058 | 0 | 0 | 0.28058 | 0 | 3.2284 | 34.3051 | 0.09411 | 3.2284 | 34.3051 | 0.09411 | 5.9676 | 40.1031 | 0.14881 | 14.16% | 0.0008862 | 0.00074441 | 2235.3083 | 55.9021 | 1860.2703 | 319.136 | 2284.168 | 0 | 0 | 2284.168 | 9.252e-06%
2028 | 1201 | CB 1201 | Tier-2 | Not Applicable | Not Applicable | 1.86 | 100% | 1 | 0 | 0% | 0% | 0% | 0 | 0 | 0 | 0 | 0 | 0 | 34.3051 | 0 | 0 | 34.3051 | 0 | 0 | 40.1031 | 0 | 0% | 0 | 0 | 0 | 0 | 0 | 0 | 0 | 0 | 0 | 0 | 0%
2028 | 1221 | CB 1221 | Tier-1 | Not Applicable | Not Applicable | 0.34 | 100% | 1 | 0 | 0% | 0% | 0% | 0 | 0 | 0 | 0 | 0 | 0 | 34.3051 | 0 | 0 | 34.3051 | 0 | 0 | 40.1031 | 0 | 0% | 0 | 0 | 0 | 0 | 0 | 0 | 0 | 0 | 0 | 0 | 0%
2028 | 212 | CB 212 | Tier-2 | Tier-2---19 | 1--5 | 85.2 | 100% | 1 | 22.9809 | 99.09% | 0% | 0.9069% | 3.6436 | 0 | 0 | 3.6436 | 0 | 41.9247 | 34.3051 | 1.2221 | 41.9247 | 34.3051 | 1.2221 | 77.4959 | 40.1031 | 1.9324 | 15.85% | 0.0011646 | 0.00097826 | 19732.8401 | 749.4762 | 932.158 | 18051.206 | 19766.9261 | 0 | 0 | 19766.9261 | 0.0001202%
2028 | 221 | CB 221 | Tier-3 | Not Applicable | Not Applicable | 87.91 | 100% | 1 | 0 | 0% | 0% | 0% | 0 | 0 | 0 | 0 | 0 | 0 | 34.3051 | 0 | 0 | 34.3051 | 0 | 0 | 40.1031 | 0 | 0% | 0 | 0 | 0 | 0 | 0 | 0 | 0 | 0 | 0 | 0 | 0%
2028 | 462 | CB 462 | Tier-2 | Tier-2---19 | 2--4 | 3.16 | 100% | 1 | 42.4238 | 96.69% | 0% | 3.313% | 6.5629 | 0 | 0 | 6.5629 | 0 | 75.5159 | 34.3051 | 2.2013 | 75.5159 | 34.3051 | 2.2013 | 139.5876 | 40.1031 | 3.4807 | 15.47% | 0.0069768 | 0.0058605 | 6080.6996 | 579.4509 | 3665.9234 | 1835.3252 | 6119.071 | 0 | 0 | 6119.071 | 0.0002164%
2028 | 463 | CB 463 | Tier-2 | Tier-2---17 | 2--5 | 11.39 | 100% | 1 | 99.9729 | 99.18% | 0% | 0.8185% | 15.8647 | 0 | 0 | 15.8647 | 0 | 182.5464 | 34.3051 | 5.3213 | 182.5464 | 34.3051 | 5.3213 | 337.4285 | 40.1031 | 8.414 | 15.87% | 0.0053474 | 0.0044918 | 18695.6146 | 2273.4675 | 11001.3631 | 5420.784 | 18724.7633 | 0 | 0 | 18724.7633 | 0.0005232%
2028 | 859 | CB 859 | Tier-1 | Non-HFTD---13 | 1--4 | 24.76 | 100% | 1 | 6.3536 | 96.15% | 0% | 3.853% | 0.97741 | 0 | 0 | 0.97741 | 0 | 11.2465 | 34.3051 | 0.32784 | 11.2465 | 34.3051 | 0.32784 | 20.7887 | 40.1031 | 0.51838 | 15.38% | 0.0009722 | 0.00081665 | 6535.3261 | 95.9095 | 5914.7948 | 524.6218 | 6583.2889 | 0 | 0 | 6583.2889 | 3.223e-05%
2028 | 920 | CB 920 | Tier-1 | Non-HFTD---1 | 1--5 | 15.78 | 100% | 1 | 251.9037 | 99.78% | 0% | 0.2231% | 40.2147 | 0 | 0 | 40.2147 | 0 | 462.7269 | 34.3051 | 13.4886 | 462.7269 | 34.3051 | 13.4886 | 855.329 | 40.1031 | 21.3283 | 15.96% | 0.0036978 | 0.0031062 | 68122.5856 | 5127.811 | 9785.292 | 53209.4827 | 68151.5382 | 0 | 0 | 68151.5382 | 0.001326%

## Microgrid(Capital)
Microgrid (Capital) - Risk & Cost Benefit
back to index |  | Assumptions | Value | Units | Last Update | Comments | [28 empty] | Summary Table | [7 empty] | WACC | WACC | H.D.R | H.D.R | S.D.R | S.D.R
|  | Mitigation Effectiveness | 100% | % | 2025-05-01 | SME assumption | [28 empty] | ` | Total Units (Microgrid) | BCR (7.45%) | BCR (6.09%) | BCR (2%) | Risk Reduction (K$) | Baseline (K$) | % Risk Reduction | Risk Reduced (K$) Year 20 | Total Cost Capital + O&M (K$) Year 20 | Risk Reduced (K$) Year 20 | Total Cost (K$) Year 20 | Risk Reduced (K$) Year 20 | Total Cost (K$) Year 20 | Service Territory Risk Reduction (%)
|  | lifetime | 20 | Year | 2025-05-01 | [29 empty] | 2028 | 1 | 6.6899e-06 | 6.0575e-06 | 6.9441e-06 | 6.7611 | 6.7611 | 100% | 0.077796 | 11628.8443 | 0.070442 | 11628.8443 | 0.1438 | 20708.581 | 0.000223%
|  | Microgrid Capital Cost (K$) | 910 | K$ | 2025-05-01 | Based on Capital cost forecasts
|  | O&M Microgrid (K$/Year) | 424 | K$/year | 2025-05-01 | Based on O&M cost forecasts
|  | PSPS Events per year | 1 | events/year | 2025-05-01 | SME assumption
|  |  | Safety Customer Weights --> |  |  | 1 | 1 | 1 | 1 | 10 | 10 | 10 | 1 | 5
[18 empty] | per event | per event | per event | per event | annual | WACC | WACC | WACC | H.D.R | H.D.R | H.D.R | S.D.R | S.D.R | S.D.R |  |  |  | Pre - Mitigation CoRE |  |  |  | Post - Mitigation CoRE
# | Year | Actual Segment | Cost (K$) | HFTD | Total Customers | Commercial | Industrial | Residential | MBL | Urgent | Essential | Sensitive | Life Support | AFN | Total Safety Customers | Fatalities | Serious Injuries | Safety (M$) | Reliability (M$) | Financial (M$) | Total Risk Year 0 (M$) | Total Risk Reduction (M$) | Risk Reduced (K$) Year 20 | Total Cost Capital + O&M (K$) Year 20 | BCR WACC | Risk Reduced (K$) Year 20 | Total Cost (K$) Year 20 | BCR HDR | Risk Reduced (K$) Year 20 | Total Cost (K$) Year 20 | BCR SDR | Risk Reduction % | Pre-Mitigation LoRE | Post-Mitigation LoRE | Pre-Mitigated CoRE [K$] | Pre-Mitigated CoRE Safety [K$] | Pre-Mitigated CoRE Reliability [K$] | Pre-Mitigated CoRE Financial [K$] | Post-Mitigated CoRE [K$] | Post-Mitigated CoRE Safety [K$] | Post-Mitigated CoRE Reliability [K$] | Post-Mitigated CoRE Financial [K$] | Service Territory Risk Reduction (%)
1 | 2028 | TBD | 910 | Tier 2 | 1 | 1 | 0 | 0 | 0 | 0 | 1 | 0 | 0 | 0 | 11 | 1.584e-06 | 6.336e-06 | 3.0294e-05 | 0.0052848 | 0.001446 | 0.0067611 | 0.0067611 | 0.077796 | 11628.8443 | 6.6899e-06 | 0.070442 | 11628.8443 | 6.0575e-06 | 0.1438 | 20708.581 | 6.9441e-06 | 100% | 1 | 1 | TBD | TBD | TBD | TBD | TBD | TBD | TBD | TBD | 0.000223%

## Master Input---->
back to index

## raw_WiNGS_Planning
upstreamardfacilityid | Baseline | Wildfire | PSPS | PEDS | Wildfire (%) | PSPS (%) | PEDS (%) | Risk Reduction CCC | Risk Reduction SUG | CCC Safety Risk Reduction | CCC Reliability Risk Reduction | CCC Financial Risk Reduction | SUG Safety Risk Reduction | SUG Reliability Risk Reduction | SUG Financial Risk Reduction | Feeder | Pre-Mitigation LoRE | CCC Post-Mitigation LoRE | SUG Post-Mitigation LoRE | Pre CoRE | Pre-Risk Safety | Pre-Risk Reliability | Pre-Risk Financial | Pre CoRE Safety | Pre CoRE Reliability | Pre CoRE Financial | CCC Post CoRE | CCC Post CoRE Safety | CCC Post CoRE Reliability | CCC Post CoRE Financial | SUG Post CoRE | SUG Post CoRE Safety | SUG Post CoRE Reliability | SUG Post CoRE Financial | back to index |  | upstreamardfacilityid | base_all_sim_total_cost_mean | if_cc_mit_all_sim_total_cost_mean | if_ug_mit_all_sim_total_cost_mean | base_wf_sim_total_cost_mean | if_cc_mit_wf_sim_total_cost_mean | if_ug_mit_wf_sim_total_cost_mean | base_psps_sim_total_cost_mean | if_cc_mit_psps_sim_total_cost_mean | if_ug_mit_psps_sim_total_cost_mean | base_peds_sim_total_cost_mean | base_all_sim_safety_cost_mean | if_cc_mit_all_sim_safety_cost_mean | if_ug_mit_all_sim_safety_cost_mean | base_wf_sim_safety_cost_mean | if_cc_mit_wf_sim_safety_cost_mean | if_ug_mit_wf_sim_safety_cost_mean | base_psps_sim_safety_cost_mean | if_cc_mit_psps_sim_safety_cost_mean | if_ug_mit_psps_sim_safety_cost_mean | base_peds_sim_safety_cost_mean | base_all_sim_financial_cost_mean | if_cc_mit_all_sim_financial_cost_mean | if_ug_mit_all_sim_financial_cost_mean | base_wf_sim_financial_cost_mean | if_cc_mit_wf_sim_financial_cost_mean | if_ug_mit_wf_sim_financial_cost_mean | base_psps_sim_financial_cost_mean | if_cc_mit_psps_sim_financial_cost_mean | if_ug_mit_psps_sim_financial_cost_mean | base_peds_sim_financial_cost_mean | base_all_sim_reliability_cost_mean | if_cc_mit_all_sim_reliability_cost_mean | if_ug_mit_all_sim_reliability_cost_mean | base_wf_sim_reliability_cost_mean | if_cc_mit_wf_sim_reliability_cost_mean | if_ug_mit_wf_sim_reliability_cost_mean | base_psps_sim_reliability_cost_mean | if_cc_mit_psps_sim_reliability_cost_mean | if_ug_mit_psps_sim_reliability_cost_mean | base_peds_sim_reliability_cost_mean | base_wf_sim_events_per_year | if_cc_mit_wf_sim_events_per_year | if_ug_mit_wf_sim_events_per_year | base_psps_sim_events_per_year | if_cc_mit_psps_sim_events_per_year | if_ug_mit_psps_sim_events_per_year | base_peds_sim_events_per_year | num_sim_runs | risk_attitude | Last Updated: | 2025-04-17 | back to index
100-1122R | 1118.7752 | 586.1806 | 0 | 532.5946 | 52.39% | 0% | 47.61% | 344.2444 | 577.8854 | 55.2496 | 13.4511 | 275.5437 | 94.504 | 23.0576 | 460.3239 | 100 | 0.002205 | 0.001382 | 0.0007696 | 507381.0331 | 96.4331 | 507.1096 | 515.2325 | 43733.819 | 229981.6756 | 233665.5385 | 560441.9294 | 89948.2347 | 21898.8909 | 448594.8036 | 702819.3358 | 114934.9105 | 28042.4025 | 559842.0225 |  | 0 | 100-1122R | 1118.7752 | 774.5307 | 540.8898 | 586.1806 | 241.9362 | 8.2952 | 0 | 0 | 0 | 532.5946 | 96.4331 | 41.1835 | 1.9291 | 96.0323 | 40.7827 | 1.5284 | 0 | 0 | 0 | 0.40076 | 515.2325 | 239.6888 | 54.9086 | 466.8513 | 191.3075 | 6.5274 | 0 | 0 | 0 | 48.3813 | 507.1096 | 493.6585 | 484.052 | 23.297 | 9.8459 | 0.23949 | 0 | 0 | 0 | 483.8125 | 0.0014516 | 0.0006286 | 1.62e-05 | 0 | 0 | 0 | 0.0007534 | 5000000 | scaled
1001-1130R | 2758282.963 | 2661345.26 | 94204.2314 | 2733.4722 | 96.49% | 3.415% | 0.0991% | 1405158.747 | 2715638.8147 | 76181.8791 | 40717.6502 | 1288259.218 | 146534.2676 | 84471.3912 | 2484633.1558 | 1001 | 0.10617 | 0.06097 | 0.013212 | 25980703.564 | 148325.5545 | 94567.6134 | 2515389.795 | 1397101.8616 | 890747.3105 | 23692854.3911 | 22193278.9241 | 1203227.5331 | 643100.4111 | 20346950.9852 | 3227634.1805 | 174161.2354 | 100397.2797 | 2953075.6654 |  | 1 | 1001-1130R | 2758282.963 | 1353124.216 | 42644.1483 | 2661345.26 | 1297445.256 | 31586.2639 | 94204.2314 | 52945.4872 | 8324.4123 | 2733.4722 | 148325.5545 | 72143.6754 | 1791.2869 | 148157.5028 | 72048.3246 | 1774.5618 | 165.9948 | 93.2939 | 14.6682 | 2.0568 | 2515389.795 | 1227130.577 | 30756.6392 | 2506242.202 | 1221880.614 | 29721.9384 | 8899.2825 | 5001.6527 | 786.3903 | 248.3105 | 94567.6134 | 53849.9632 | 10096.2222 | 6945.5545 | 3516.3178 | 89.7637 | 85138.9541 | 47850.5406 | 7523.3537 | 2483.1048 | 0.010126 | 0.0047698 | 0.0001212 | 0.092166 | 0.052326 | 0.0092166 | 0.0038744 | 5000000 | scaled
1001-1140R | 1005685.351 | 946203.319 | 58434.1701 | 1047.8623 | 94.09% | 5.81% | 0.1042% | 473996.1384 | 986348.2326 | 25761.5506 | 25374.6295 | 422859.9588 | 53419.5357 | 52787.9065 | 880140.7909 | 1001 | 0.097832 | 0.05589 | 0.010758 | 10279696.7767 | 54171.2693 | 58467.3844 | 893046.6978 | 553716.1518 | 597629.2511 | 9128351.3792 | 9513102.7014 | 517034.332 | 509268.8246 | 8486799.5548 | 1797464.0667 | 97348.6775 | 96197.6327 | 1603917.7575 |  | 2 | 1001-1140R | 1005685.351 | 531689.2126 | 19337.1184 | 946203.319 | 497807.0034 | 13125.2638 | 58434.1701 | 32834.3468 | 5163.9923 | 1047.8623 | 54171.2693 | 28409.7187 | 751.7336 | 54100.343 | 28369.5195 | 744.7468 | 70.1379 | 39.4107 | 6.1983 | 0.78848 | 893046.6978 | 470186.739 | 12905.9069 | 887363.129 | 466951.4218 | 12316.8574 | 5588.3802 | 3140.1287 | 493.8609 | 95.1885 | 58467.3844 | 33092.7549 | 5679.478 | 4739.8471 | 2486.0622 | 63.6595 | 52775.6521 | 29654.8074 | 4663.9331 | 951.8853 | 0.0040564 | 0.002024 | 5.2e-05 | 0.0923 | 0.05239 | 0.00923 | 0.001476 | 5000000 | scaled
1001-1231F | 117157.2378 | 116025.9492 | 1022.2238 | 109.0648 | 99.03% | 0.8725% | 0.09309% | 63034.1964 | 116973.7448 | 3462.2374 | 418.5678 | 59153.3913 | 6389.2641 | 875.2196 | 109709.2612 | 1001 | 0.025088 | 0.014329 | 0.0026158 | 4669777.1799 | 6389.4028 | 1042.7283 | 109725.1067 | 254675.58 | 41562.17 | 4373539.4326 | 3777220.7987 | 207468.8954 | 25081.9897 | 3544669.9174 | 70147.9442 | 3831.5756 | 524.8601 | 65791.5085 |  | 3 | 1001-1231F | 117157.2378 | 54123.0414 | 183.493 | 116025.9492 | 53444.6614 | 0.031463 | 1022.2238 | 569.3152 | 74.3967 | 109.0648 | 6389.4028 | 2927.1654 | 0.13873 | 6388.5422 | 2926.6498 | 0 | 0.77852 | 0.43359 | 0.05666 | 0.082068 | 109725.1067 | 50571.7154 | 15.8455 | 109633.61 | 50516.3678 | 0 | 81.5891 | 45.4401 | 5.938 | 9.9075 | 1042.7283 | 624.1605 | 167.5087 | 3.7969 | 1.6438 | 0.031463 | 939.8562 | 523.4416 | 68.4021 | 99.0752 | 0.0003102 | 0.0001342 | 3.4e-06 | 0.024629 | 0.014045 | 0.0024628 | 0.0001496 | 5000000 | scaled
1001-1232F | 3708.17 | 3643.4162 | 0 | 64.7538 | 98.25% | 0% | 1.746% | 2872.7027 | 3639.956 | 159.5013 | 668.0566 | 2045.1448 | 194.8038 | 1115.0522 | 2330.1 | 1001 | 0.0002536 | 0.0001854 | 9.54e-05 | 14622121.3644 | 194.8525 | 1177.3351 | 2335.9823 | 768345.9314 | 4642488.6632 | 9211286.7705 | 4506295.9725 | 250203.3969 | 1047954.1702 | 3208138.4057 | 715031.1461 | 38267.1621 | 219040.2901 | 457723.694 |  | 4 | 1001-1232F | 3708.17 | 835.4673 | 68.214 | 3643.4162 | 770.7135 | 3.4602 | 0 | 0 | 0 | 64.7538 | 194.8525 | 35.3512 | 0.048725 | 194.8038 | 35.3025 | 0 | 0 | 0 | 0 | 0.048725 | 2335.9823 | 290.8375 | 5.8823 | 2330.1001 | 284.9552 | 0 | 0 | 0 | 0 | 5.8823 | 1177.3351 | 509.2785 | 62.283 | 1118.5124 | 450.4558 | 3.4602 | 0 | 0 | 0 | 58.8228 | 0.0001606 | 9.24e-05 | 2.4e-06 | 0 | 0 | 0 | 9.3e-05 | 5000000 | scaled
1001-1814AE | 409062.1599 | 405584.4516 | 3156.546 | 321.1622 | 99.15% | 0.7717% | 0.07851% | 138997.6689 | 402330.4094 | 7647.8267 | 1273.4063 | 130076.4359 | 21929.4209 | 2655.7067 | 377745.2817 | 1001 | 0.094213 | 0.053812 | 0.0097128 | 4341895.7923 | 22283.2362 | 3204.1283 | 383574.7954 | 236520.2625 | 34009.4795 | 4071366.05 | 5018666.6729 | 276133.3584 | 45977.7612 | 4696555.5534 | 693080.3154 | 37777.0351 | 4574.8917 | 650728.3886 |  | 5 | 1001-1814AE | 409062.1599 | 270064.491 | 6731.7505 | 405584.4516 | 267968.0277 | 6131.6042 | 3156.546 | 1775.3011 | 278.984 | 321.1622 | 22283.2362 | 14635.4095 | 353.8152 | 22280.5905 | 14633.8157 | 353.3611 | 2.404 | 1.3521 | 0.21247 | 0.24166 | 383574.7954 | 253498.3595 | 5829.5137 | 383293.6801 | 253327.4887 | 5778.0719 | 251.9407 | 141.6962 | 22.2672 | 29.1746 | 3204.1283 | 1930.722 | 548.4216 | 10.181 | 6.7232 | 0.17124 | 2902.2014 | 1632.2528 | 256.5044 | 291.746 | 0.001377 | 0.0008758 | 2.24e-05 | 0.092384 | 0.052484 | 0.0092384 | 0.000452 | 5000000 | scaled
1001-1820F | 4222247.108 | 3859583.296 | 358314.2717 | 4349.5404 | 91.41% | 8.486% | 0.103% | 2113504.618 | 4158865.0738 | 111530.0098 | 143557.472 | 1858417.136 | 219477.7403 | 300236.4669 | 3639150.8665 | 1001 | 0.12846 | 0.074584 | 0.016676 | 32868287.8352 | 221124.9717 | 333372.3502 | 3667749.786 | 1721358.09 | 2595153.2637 | 28551776.4807 | 28273389.601 | 1491991.7337 | 1920438.8301 | 24860959.0345 | 3800884.7784 | 200585.878 | 274393.181 | 3325905.7193 |  | 6 | 1001-1820F | 4222247.108 | 2108742.49 | 63382.0342 | 3859583.296 | 1902614.529 | 26827.7235 | 358314.2717 | 201778.4206 | 32204.7703 | 4349.5404 | 221124.9717 | 109594.9619 | 1647.2314 | 220571.6984 | 109281.9659 | 1594.5253 | 550.0004 | 309.7231 | 49.4332 | 3.2729 | 3667749.786 | 1809332.65 | 28598.9195 | 3633248.971 | 1789731.506 | 25138.4332 | 34105.6995 | 19206.0287 | 3065.3711 | 395.1152 | 333372.3502 | 189814.8782 | 33135.8833 | 5762.6261 | 3601.0571 | 94.7651 | 323658.5718 | 182262.6688 | 29089.9659 | 3951.1523 | 0.018664 | 0.0096044 | 0.0002442 | 0.10374 | 0.058922 | 0.010374 | 0.0060576 | 5000000 | scaled
1001-1821F | 4094.1428 | 0 | 4094.1428 | 0 | 0% | 100% | 0% | 228.523 | 474.9034 | 0.2685 | 194.4875 | 33.767 | 0.55799 | 404.1728 | 70.1726 | 1001 | 0.092451 | 0.092451 | 0.092451 | 44284.3657 | 4.8104 | 3484.374 | 604.9584 | 52.0318 | 37688.7911 | 6543.5429 | 41812.5431 | 49.1275 | 35585.1138 | 6178.3016 | 39147.5644 | 45.9963 | 33317.0488 | 5784.5193 |  | 7 | 1001-1821F | 4094.1428 | 3865.6198 | 3619.2393 | 0 | 0 | 0 | 4094.1428 | 3865.6198 | 3619.2393 | 0 | 4.8104 | 4.5419 | 4.2524 | 0 | 0 | 0 | 4.8104 | 4.5419 | 4.2524 | 0 | 604.9584 | 571.1914 | 534.7857 | 0 | 0 | 0 | 604.9584 | 571.1914 | 534.7857 | 0 | 3484.374 | 3289.8865 | 3080.2011 | 0 | 0 | 0 | 3484.374 | 3289.8865 | 3080.2011 | 0 | 0 | 0 | 0 | 0.092451 | 0.092451 | 0.092451 | 0 | 5000000 | scaled
1006-829F | 114530.0544 | 114255.809 | 0 | 274.2453 | 99.76% | 0% | 0.2395% | 43282.5829 | 113103.7359 | 4059.0574 | 2.1043 | 39221.4212 | 10269.6456 | 4.5809 | 102829.5092 | 1006 | 0.0022112 | 0.0013824 | 0.0004182 | 51795429.8119 | 10384.5424 | 253.7694 | 103891.7426 | 4696337.9115 | 114765.4443 | 46984326.4291 | 51538969.524 | 4833344.5069 | 2505.6677 | 46703119.2831 | 3410613.4003 | 309678.4623 | 138.1371 | 3100796.7991 |  | 8 | 1006-829F | 114530.0544 | 71247.4715 | 1426.3185 | 114255.809 | 70973.2261 | 1152.0732 | 0 | 0 | 0 | 274.2453 | 10384.5424 | 6325.485 | 114.8968 | 10384.336 | 6325.2787 | 114.6904 | 0 | 0 | 0 | 0.20636 | 103891.7426 | 64670.3214 | 1062.2334 | 103866.83 | 64645.4087 | 1037.3207 | 0 | 0 | 0 | 24.9126 | 253.7694 | 251.6651 | 249.1884 | 4.643 | 2.5388 | 0.062075 | 0 | 0 | 0 | 249.1263 | 0.001818 | 0.0009892 | 2.5e-05 | 0 | 0 | 0 | 0.0003932 | 5000000 | scaled
1021-14F | 1554.9669 | 0 | 1554.9669 | 0 | 0% | 100% | 0% | 82.6888 | 171.9447 | 1.0727 | 64.7525 | 16.8635 | 2.2307 | 134.6476 | 35.0664 | 1021 | 0.097521 | 0.097521 | 0.097521 | 15945.0098 | 20.1729 | 1217.6743 | 317.1197 | 206.858 | 12486.3295 | 3251.8223 | 15097.0985 | 195.8579 | 11822.3412 | 3078.8994 | 14181.847 | 183.9841 | 11105.6197 | 2892.2432 |  | 9 | 1021-14F | 1554.9669 | 1472.2781 | 1383.0222 | 0 | 0 | 0 | 1554.9669 | 1472.2781 | 1383.0222 | 0 | 20.1729 | 19.1002 | 17.9422 | 0 | 0 | 0 | 20.1729 | 19.1002 | 17.9422 | 0 | 317.1197 | 300.2561 | 282.0533 | 0 | 0 | 0 | 317.1197 | 300.2561 | 282.0533 | 0 | 1217.6743 | 1152.9218 | 1083.0267 | 0 | 0 | 0 | 1217.6743 | 1152.9218 | 1083.0267 | 0 | 0 | 0 | 0 | 0.097521 | 0.097521 | 0.097521 | 0 | 5000000 | scaled
1021-16F | 775.228 | 0 | 775.228 | 0 | 0% | 100% | 0% | 41.3621 | 85.905 | 0.5366 | 32.3901 | 8.4354 | 1.1145 | 67.2711 | 17.5194 | 1021 | 0.097212 | 0.097212 | 0.097212 | 7974.6453 | 10.0572 | 607.071 | 158.0999 | 103.4568 | 6244.8409 | 1626.3476 | 7549.1597 | 97.9368 | 5911.6487 | 1539.5742 | 7090.9546 | 91.9925 | 5552.8342 | 1446.1279 |  | 10 | 1021-16F | 775.228 | 733.8659 | 689.323 | 0 | 0 | 0 | 775.228 | 733.8659 | 689.323 | 0 | 10.0572 | 9.5206 | 8.9427 | 0 | 0 | 0 | 10.0572 | 9.5206 | 8.9427 | 0 | 158.0999 | 149.6645 | 140.5804 | 0 | 0 | 0 | 158.0999 | 149.6645 | 140.5804 | 0 | 607.071 | 574.6808 | 539.7999 | 0 | 0 | 0 | 607.071 | 574.6808 | 539.7999 | 0 | 0 | 0 | 0 | 0.097212 | 0.097212 | 0.097212 | 0 | 5000000 | scaled
1021-1748F | 35156122.4 | 34811510.89 | 331735.5921 | 12875.9176 | 99.02% | 0.9436% | 0.03662% | 16187397.15 | 34567679.6554 | 1046877.982 | 136757.9171 | 15003761.25 | 2236411.3435 | 286657.3501 | 32044610.9612 | 1021 | 0.16564 | 0.10047 | 0.028517 | 212249540.2564 | 2271850.052 | 325222.8375 | 32559049.51 | 13715936.1201 | 1963481.5511 | 196570122.5822 | 188795758.9263 | 12209876.6889 | 1595025.7172 | 174990856.5098 | 20635094.8079 | 1335020.4747 | 171119.4288 | 19128954.9041 |  | 11 | 1021-1748F | 35156122.4 | 18968725.25 | 588442.7446 | 34811510.89 | 18769132.9 | 546089.2421 | 331735.5921 | 186716.4294 | 29477.5849 | 12875.9176 | 2271850.052 | 1224972.07 | 35438.7085 | 2271414.72 | 1224722.809 | 35391.1977 | 425.643 | 239.572 | 37.8221 | 9.6887 | 32559049.51 | 17555288.26 | 514438.5488 | 32526717.07 | 17536578.72 | 510499.8083 | 31162.7793 | 17539.8812 | 2769.0833 | 1169.6572 | 325222.8375 | 188464.9204 | 38565.4874 | 13379.0959 | 7831.3724 | 198.236 | 300147.1698 | 168936.9762 | 26670.6796 | 11696.5718 | 0.051371 | 0.027669 | 0.0007104 | 0.096065 | 0.054604 | 0.0096064 | 0.0182 | 5000000 | scaled
1021-1760R | 7055715.684 | 6926992.679 | 126531.8319 | 2191.1734 | 98.18% | 1.793% | 0.03106% | 3522182.796 | 6965460.4234 | 218723.443 | 50665.006 | 3252794.347 | 432418.2816 | 105589.7427 | 6427452.3992 | 1021 | 0.10829 | 0.062414 | 0.012896 | 65155023.5292 | 437384.2832 | 117804.0339 | 6500527.367 | 4038964.2298 | 1087844.9394 | 60028214.3609 | 56614427.6605 | 3515689.9169 | 814372.9278 | 52284364.8154 | 6998810.5127 | 434488.6671 | 106095.2983 | 6458226.5474 |  | 12 | 1021-1760R | 7055715.684 | 3533532.888 | 90255.2606 | 6926992.679 | 3460119.968 | 76816.475 | 126531.8319 | 71221.7468 | 11247.6122 | 2191.1734 | 437384.2832 | 218660.8402 | 4966.0016 | 437166.7837 | 218537.6943 | 4945.1655 | 215.8507 | 121.4972 | 19.1873 | 1.6488 | 6500527.367 | 3247733.02 | 73074.9678 | 6488886.478 | 3241093.633 | 71858.837 | 11441.8412 | 6440.3392 | 1017.0831 | 199.0477 | 117804.0339 | 67139.0279 | 12214.2912 | 939.417 | 488.6407 | 12.4725 | 114874.14 | 64659.9103 | 10211.3418 | 1990.4769 | 0.0083966 | 0.0042932 | 0.0001096 | 0.096787 | 0.055013 | 0.0096788 | 0.0031074 | 5000000 | scaled
1021-25R | 18825689.92 | 18768978.83 | 52369.3412 | 4341.7458 | 99.7% | 0.2782% | 0.02306% | 8115433.85 | 18558061.1269 | 531159.0925 | 20837.8343 | 7563436.92 | 1213173.9146 | 43437.2592 | 17301449.9546 | 1021 | 0.12361 | 0.072414 | 0.016132 | 152300070.8685 | 1229855.245 | 51541.4566 | 17544293.22 | 9949544.5727 | 416971.0392 | 141933555.2693 | 147903930.6152 | 9680384.1932 | 379769.9116 | 137843776.4518 | 16590138.3045 | 1084527.2517 | 38831.1114 | 15466779.9428 |  | 13 | 1021-25R | 18825689.92 | 10710256.07 | 267628.7931 | 18768978.83 | 10676442.61 | 258631.4711 | 52369.3412 | 29471.7177 | 4655.5762 | 4341.7458 | 1229855.245 | 698696.1525 | 16681.3304 | 1229760.641 | 698641.4844 | 16669.9436 | 91.3364 | 51.4011 | 8.1197 | 3.267 | 17544293.22 | 9980856.3 | 242843.2654 | 17538271.26 | 9977294.893 | 241948.5749 | 5627.5537 | 3166.9995 | 500.2833 | 394.4072 | 51541.4566 | 30703.6223 | 8104.1973 | 946.9339 | 506.2335 | 12.9525 | 46650.4511 | 26253.3172 | 4147.1732 | 3944.0716 | 0.020462 | 0.011145 | 0.0002834 | 0.096999 | 0.05512 | 0.0096998 | 0.0061486 | 5000000 | scaled
1021-855 | 5034375.273 | 5009473.371 | 22862.7294 | 2039.172 | 99.51% | 0.4541% | 0.0405% | 2323134.211 | 4931060.4406 | 116842.0994 | 9099.3224 | 2197192.789 | 248201.5838 | 18961.6486 | 4663897.2084 | 1021 | 0.10909 | 0.063051 | 0.012759 | 46149247.6143 | 253082.8932 | 22651.106 | 4758641.274 | 2319967.1204 | 207638.7721 | 43621641.7237 | 43001035.0734 | 2162738.2484 | 168427.7553 | 40669869.0655 | 8097662.1573 | 407590.3342 | 31138.3376 | 7658933.486 |  | 14 | 1021-855 | 5034375.273 | 2711241.062 | 103314.8324 | 5009473.371 | 2696338.636 | 99242.6396 | 22862.7294 | 12863.2543 | 2033.0208 | 2039.172 | 253082.8932 | 136240.7938 | 4881.3094 | 253064.2676 | 136229.6434 | 4878.2552 | 17.0911 | 9.616 | 1.5198 | 1.5344 | 4758641.274 | 2561448.485 | 94744.0656 | 4756243.427 | 2560018.367 | 94362.0744 | 2212.6064 | 1244.8785 | 196.7514 | 185.2398 | 22651.106 | 13551.7836 | 3689.4574 | 165.6764 | 90.626 | 2.31 | 20633.0318 | 11608.7599 | 1834.7495 | 1852.3978 | 0.0089948 | 0.004926 | 0.000125 | 0.097178 | 0.055209 | 0.0097178 | 0.0029158 | 5000000 | scaled
1021-883R | 1386629.874 | 1380794.991 | 5282.084 | 552.7998 | 99.58% | 0.3809% | 0.03987% | 636041.0453 | 1354346.0975 | 31838.8766 | 2133.8843 | 602068.2853 | 68370.1803 | 4445.8029 | 1281530.1151 | 1021 | 0.10042 | 0.057353 | 0.010538 | 13808468.8724 | 69917.1709 | 5380.0839 | 1311332.62 | 696255.7897 | 53576.4611 | 13058636.6298 | 13087130.7739 | 655114.2323 | 43906.6367 | 12388109.9227 | 3063558.216 | 154654.7282 | 10056.4959 | 2898846.9937 |  | 15 | 1021-883R | 1386629.874 | 750588.8287 | 32283.7765 | 1380794.991 | 747063.4538 | 31261.3016 | 5282.084 | 2972.5751 | 469.6751 | 552.7998 | 69917.1709 | 38078.2943 | 1546.9906 | 69912.7321 | 38075.6145 | 1546.2169 | 4.0228 | 2.2639 | 0.3577 | 0.41596 | 1311332.62 | 709264.3347 | 29802.5049 | 1310860.812 | 708976.861 | 29714.8009 | 421.5911 | 237.257 | 37.4873 | 50.2167 | 5380.0839 | 3246.1996 | 934.281 | 21.4467 | 10.9783 | 0.28377 | 4856.4701 | 2733.0542 | 431.8301 | 502.1671 | 0.002428 | 0.0013364 | 3.42e-05 | 0.097208 | 0.055234 | 0.0097208 | 0.000783 | 5000000 | scaled
1021-92 | 794362.5658 | 791177.5446 | 2853.327 | 331.6943 | 99.6% | 0.3592% | 0.04176% | 309470.6214 | 777111.7746 | 15552.9894 | 1063.7963 | 292853.8357 | 39283.1978 | 2219.2255 | 735609.3512 | 1021 | 0.099013 | 0.056596 | 0.010213 | 8022778.3896 | 40104.8019 | 2736.6758 | 751521.0881 | 405044.1845 | 27639.4492 | 7590094.7559 | 8567631.2447 | 430581.3497 | 29450.9843 | 8107598.9105 | 1689068.1882 | 85382.8264 | 4823.5316 | 1598861.8302 |  | 16 | 1021-92 | 794362.5658 | 484891.9444 | 17250.7912 | 791177.5446 | 482953.9386 | 16665.3723 | 2853.327 | 1606.3115 | 253.7246 | 331.6943 | 40104.8019 | 24551.8125 | 821.6041 | 40102.5398 | 24550.43 | 821.1755 | 2.0124 | 1.1329 | 0.17895 | 0.24959 | 751521.0881 | 458667.2524 | 15911.7368 | 751069.1455 | 458399.6578 | 15844.0971 | 421.8113 | 237.4633 | 37.5085 | 30.1313 | 2736.6758 | 1672.8795 | 517.4503 | 5.8593 | 3.8509 | 0.099736 | 2429.5032 | 1367.7153 | 216.0372 | 301.3134 | 0.0012864 | 0.0008502 | 2.18e-05 | 0.097262 | 0.05528 | 0.0097262 | 0.0004652 | 5000000 | scaled
1022-17F | 9800679.221 | 9763526.919 | 33870.5622 | 3281.7394 | 99.62% | 0.3456% | 0.03348% | 4321365.26 | 9696245.4915 | 259087.1284 | 13588.7702 | 4048689.362 | 580679.8936 | 28325.5289 | 9087240.0692 | 1022 | 0.10945 | 0.063909 | 0.013851 | 89544644.24 | 586616.8053 | 33989.0429 | 9180073.373 | 5359668.6466 | 310543.4519 | 83874432.1436 | 85736186.7812 | 5140306.6153 | 269602.1452 | 80326278.0336 | 7540014.8369 | 451549.5216 | 22026.5575 | 7066438.758 |  | 17 | 1022-17F | 9800679.221 | 5479313.961 | 104433.7295 | 9763526.919 | 5457020.449 | 98164.9079 | 33870.5622 | 19011.773 | 2987.0821 | 3281.7394 | 586616.8053 | 327529.6769 | 5936.9117 | 586563.6707 | 327498.7688 | 5929.9741 | 50.6652 | 28.4387 | 4.4682 | 2.4694 | 9180073.373 | 5131384.011 | 92833.3038 | 9176251.976 | 5129108.255 | 92224.4663 | 3523.2815 | 1977.6415 | 310.7221 | 298.1155 | 33989.0429 | 20400.2727 | 5663.514 | 711.2728 | 413.4253 | 10.4676 | 30296.6155 | 17005.6928 | 2671.8918 | 2981.1546 | 0.014095 | 0.0078516 | 0.000199 | 0.090782 | 0.051484 | 0.0090782 | 0.0045734 | 5000000 | scaled
1022-26R | 694720.3524 | 689284.7819 | 5189.1765 | 246.3939 | 99.22% | 0.7469% | 0.03547% | 200440.9009 | 686640.4581 | 9986.9285 | 2015.1729 | 188438.7994 | 34491.4672 | 4194.5125 | 647954.4783 | 1022 | 0.092662 | 0.052916 | 0.0094886 | 7497375.9672 | 34907.7651 | 4823.3342 | 654989.253 | 376722.2859 | 52053.1033 | 7068600.5776 | 9340796.4196 | 465403.3475 | 93909.5762 | 8781483.4939 | 851537.0381 | 42774.5868 | 5201.8239 | 803560.6274 |  | 18 | 1022-26R | 694720.3524 | 494279.4515 | 8079.8943 | 689284.7819 | 491119.8376 | 7375.6776 | 5189.1765 | 2913.22 | 457.8229 | 246.3939 | 34907.7651 | 24920.8366 | 416.2979 | 34903.7793 | 24918.5176 | 415.7772 | 3.8004 | 2.1335 | 0.33529 | 0.1854 | 654989.253 | 466550.4536 | 7034.7747 | 654369.4486 | 466192.6765 | 6959.6837 | 597.4218 | 335.3945 | 52.7084 | 22.3826 | 4823.3342 | 2808.1613 | 628.8217 | 11.554 | 8.6435 | 0.21672 | 4587.9543 | 2575.6919 | 404.7791 | 223.8259 | 0.0011886 | 0.0008762 | 2.22e-05 | 0.091119 | 0.051685 | 0.0091118 | 0.0003546 | 5000000 | scaled
1022-322R | 5072199.482 | 5029594.397 | 40132.4725 | 2472.6125 | 99.16% | 0.7912% | 0.04875% | 2293396.132 | 5004833.8003 | 143554.855 | 16013.4705 | 2133827.806 | 312351.068 | 33318.0047 | 4659164.7268 | 1022 | 0.10587 | 0.061256 | 0.012728 | 47911596.3985 | 316372.6732 | 38758.089 | 4717068.719 | 2988431.3272 | 366105.8526 | 44557059.2108 | 45363774.1609 | 2839539.9866 | 316749.2296 | 42207484.9342 | 5292632.2387 | 330312.5335 | 35233.9264 | 4927085.7779 |  | 19 | 1022-322R | 5072199.482 | 2778803.35 | 67365.6817 | 5029594.397 | 2753792.414 | 61352.4279 | 40132.4725 | 22538.3235 | 3540.6413 | 2472.6125 | 316372.6732 | 172817.8182 | 4021.6052 | 316318.5352 | 172786.5987 | 4015.1325 | 52.2774 | 29.3589 | 4.6121 | 1.8606 | 4717068.719 | 2583240.913 | 57903.9922 | 4712909.407 | 2580806.58 | 57332.2441 | 3934.6987 | 2209.7196 | 347.1343 | 224.6138 | 38758.089 | 22744.6185 | 5440.0843 | 366.4545 | 199.2354 | 5.0513 | 36145.4964 | 20299.245 | 3188.8949 | 2246.1381 | 0.011253 | 0.0060686 | 0.0001544 | 0.091155 | 0.051729 | 0.0091154 | 0.0034584 | 5000000 | scaled
1023-200R | 2889973.218 | 2868050.845 | 19336.8689 | 2585.5034 | 99.24% | 0.6691% | 0.08946% | 972620.234 | 2842025.5969 | 52582.2706 | 7730.515 | 912307.448 | 153671.3384 | 16220.8669 | 2672133.3911 | 1023 | 0.083115 | 0.049668 | 0.010645 | 34770945.3935 | 156015.0359 | 20057.8797 | 2713900.302 | 1877107.4625 | 241327.9936 | 32652509.9321 | 38603386.1641 | 2086995.1358 | 306824.8475 | 36209566.1641 | 4504238.7168 | 243548.9649 | 25707.9516 | 4234981.7996 |  | 20 | 1023-200R | 2889973.218 | 1917352.984 | 47947.6211 | 2868050.845 | 1903929.308 | 43715.8702 | 19336.8689 | 10838.1727 | 1646.2475 | 2585.5034 | 156015.0359 | 103432.7653 | 2343.6975 | 155992.7446 | 103419.4161 | 2340.0198 | 20.3459 | 11.4037 | 1.7321 | 1.9455 | 2713900.302 | 1801592.854 | 41766.9109 | 2711765.788 | 1800293.248 | 41370.3153 | 1899.6453 | 1064.7372 | 161.7266 | 234.8689 | 20057.8797 | 12327.3647 | 3837.0128 | 292.3129 | 216.6439 | 5.535 | 17416.8777 | 9762.0317 | 1482.7887 | 2348.689 | 0.011031 | 0.0071706 | 0.0001822 | 0.068467 | 0.038881 | 0.0068466 | 0.0036162 | 5000000 | scaled
1023-46AE | 9469914.924 | 9089006.535 | 367772.8429 | 13135.5456 | 95.98% | 3.884% | 0.1387% | 4307850.455 | 9310162.186 | 233027.4006 | 148000.0753 | 3926822.979 | 502322.0169 | 309509.6011 | 8498330.5672 | 1023 | 0.13914 | 0.084444 | 0.025936 | 68062682.3694 | 508813.3881 | 349749.6401 | 8611351.895 | 3656970.9757 | 2513739.4426 | 61891971.9453 | 61129887.772 | 3306739.4041 | 2100172.2525 | 55722976.1141 | 6159545.416 | 332333.1232 | 204769.6277 | 5622442.6646 |  | 21 | 1023-46AE | 9469914.924 | 5162064.469 | 159752.738 | 9089006.535 | 4942771.833 | 115351.6313 | 367772.8429 | 206157.0904 | 31265.5611 | 13135.5456 | 508813.3881 | 275785.9875 | 6491.3712 | 508250.8337 | 275466.3011 | 6434.5028 | 552.6703 | 309.8024 | 46.9843 | 9.8841 | 8611351.895 | 4684528.916 | 113021.3278 | 8574780.014 | 4663503.983 | 108820.433 | 35378.6399 | 19831.6912 | 3007.6528 | 1193.242 | 349749.6401 | 201749.5648 | 40240.039 | 5975.6879 | 3801.5485 | 96.6955 | 331841.5327 | 186015.5968 | 28210.924 | 11932.4195 | 0.053269 | 0.027688 | 0.000703 | 0.06737 | 0.03826 | 0.006737 | 0.018496 | 5000000 | scaled
1023-48R | 3773847.297 | 3675353.585 | 88211.5049 | 10282.2064 | 97.39% | 2.337% | 0.2725% | 1935829.367 | 3694279.9498 | 114833.9069 | 36447.6084 | 1784547.851 | 218953.6664 | 75721.9765 | 3399604.3065 | 1023 | 0.12816 | 0.074862 | 0.02174 | 29445730.7191 | 222705.0283 | 91734.6402 | 3459407.628 | 1737672.9308 | 715766.5114 | 26992291.2733 | 24552015.9707 | 1456432.0411 | 462262.9855 | 22633320.9347 | 3659951.5741 | 216919.0821 | 75018.3448 | 3368014.1467 |  | 22 | 1023-48R | 3773847.297 | 1838017.93 | 79567.3472 | 3675353.585 | 1778311.647 | 61786.9679 | 88211.5049 | 49424.0771 | 7498.1729 | 10282.2064 | 222705.0283 | 107871.1214 | 3751.3619 | 222570.2324 | 107792.1945 | 3732.8246 | 127.0588 | 71.1899 | 10.8003 | 7.737 | 3459407.628 | 1674859.777 | 59803.3215 | 3448189.316 | 1668163.555 | 57995.0932 | 10284.2697 | 5762.1797 | 874.1857 | 934.0427 | 91734.6402 | 55287.0319 | 16012.6638 | 4594.0372 | 2355.8977 | 59.0501 | 77800.1763 | 43590.7075 | 6613.187 | 9340.4267 | 0.046087 | 0.02204 | 0.0005604 | 0.067662 | 0.038409 | 0.0067662 | 0.014413 | 5000000 | scaled
1023-89R | 585508.6346 | 513362.5128 | 69359.9995 | 2786.1223 | 87.68% | 11.85% | 0.4758% | 320967.4105 | 572759.3962 | 19389.3598 | 27595.4835 | 273982.5671 | 34311.877 | 57390.7617 | 481056.7575 | 1023 | 0.083403 | 0.047891 | 0.010862 | 7020201.0302 | 34609.611 | 65223.5093 | 485675.5143 | 414966.4279 | 782024.5856 | 5823210.0166 | 5523773.0386 | 333686.2854 | 474911.7293 | 4715175.023 | 1173703.6401 | 70312.203 | 117605.6583 | 985785.7787 |  | 23 | 1023-89R | 585508.6346 | 264541.2241 | 12749.2384 | 513362.5128 | 222876.0405 | 4068.1573 | 69359.9995 | 38879.0614 | 5894.9588 | 2786.1223 | 34609.611 | 15220.2512 | 297.734 | 34528.0498 | 15173.6115 | 288.8837 | 79.4647 | 44.5432 | 6.7538 | 2.0965 | 485675.5143 | 211692.9472 | 4618.7568 | 478476.0734 | 207546.1475 | 3775.2882 | 6946.3476 | 3893.7064 | 590.3753 | 253.0933 | 65223.5093 | 37628.0258 | 7832.7477 | 358.3896 | 156.2814 | 3.9854 | 62334.1871 | 34940.8118 | 5297.8297 | 2530.9326 | 0.011787 | 0.005512 | 0.00014 | 0.06766 | 0.038423 | 0.006766 | 0.0039564 | 5000000 | scaled
1030-1728R | 5124158.673 | 5035020.715 | 87660.8236 | 1477.1349 | 98.26% | 1.711% | 0.02883% | 2308438.904 | 5013609.6996 | 129870.2864 | 35077.3674 | 2143491.251 | 281747.3907 | 73260.3897 | 4658601.9198 | 1030 | 0.23544 | 0.13474 | 0.024804 | 21764199.0564 | 287496.9475 | 82255.3451 | 4754406.381 | 1221105.9791 | 349368.9047 | 20193724.1749 | 20897182.2288 | 1175652.9646 | 317538.4622 | 19403990.8097 | 4456936.9774 | 250464.3239 | 65126.1186 | 4141346.5354 |  | 24 | 1030-1728R | 5124158.673 | 2815719.769 | 110548.9734 | 5035020.715 | 2764620.146 | 100751.4178 | 87660.8236 | 49622.4879 | 8320.4207 | 1477.1349 | 287496.9475 | 157626.6611 | 5749.5568 | 287398.4634 | 157570.4295 | 5739.2031 | 97.3726 | 55.1201 | 9.2422 | 1.1115 | 4754406.381 | 2610915.13 | 95804.4612 | 4747277.967 | 2606821.696 | 95006.4124 | 6994.2301 | 3959.2498 | 663.8648 | 134.1839 | 82255.3451 | 47177.9776 | 8994.9554 | 344.2847 | 228.0201 | 5.8023 | 80569.2209 | 45608.1181 | 7647.3136 | 1341.8395 | 0.0075448 | 0.004265 | 0.0001084 | 0.22578 | 0.12836 | 0.022578 | 0.0021176 | 5000000 | scaled
1030-1777 | 11817577.22 | 11650337.61 | 163206.4337 | 4033.1803 | 98.58% | 1.381% | 0.03413% | 4420841.301 | 11626288.9687 | 232933.6804 | 66648.2895 | 4121259.332 | 613582.8663 | 140982.6217 | 10871723.4817 | 1030 | 0.24629 | 0.14353 | 0.028361 | 47981587.9396 | 623052.9952 | 158825.7958 | 11035698.43 | 2529712.438 | 644862.6268 | 44807012.8789 | 51534998.7807 | 2715373.8662 | 776937.982 | 48042686.9432 | 6744811.5462 | 355960.6004 | 81788.8853 | 6307062.0612 |  | 25 | 1030-1777 | 11817577.22 | 7396735.919 | 191288.2513 | 11650337.61 | 7300267.412 | 171770.0486 | 163206.4337 | 92435.3268 | 15485.0224 | 4033.1803 | 623052.9952 | 390119.3148 | 9470.1289 | 622757.6783 | 389950.74 | 9439.3623 | 292.2821 | 165.54 | 27.7317 | 3.0348 | 11035698.43 | 6914439.098 | 163974.9483 | 11020642.69 | 6905753.099 | 162214.8453 | 14689.3597 | 8319.6216 | 1393.7261 | 366.3769 | 158825.7958 | 92177.5063 | 17843.1741 | 6937.2354 | 4563.5724 | 115.8409 | 148224.7918 | 83950.1652 | 14063.5646 | 3663.7686 | 0.016484 | 0.010352 | 0.000273 | 0.22414 | 0.1275 | 0.022414 | 0.0056742 | 5000000 | scaled
1030-1823F | 2150973.872 | 2139065.026 | 11371.7045 | 537.1412 | 99.45% | 0.5287% | 0.02497% | 803263.815 | 2109038.4015 | 40224.614 | 4459.4945 | 758579.706 | 105932.849 | 9319.0459 | 1993786.5065 | 1030 | 0.10605 | 0.060719 | 0.010984 | 20281988.8094 | 107915.9334 | 10714.1405 | 2032343.798 | 1017562.2224 | 101025.9028 | 19163400.6831 | 22195853.9666 | 1111489.9508 | 123225.1318 | 20961138.8712 | 3817799.2517 | 191760.5441 | 16869.4161 | 3609169.2912 |  | 26 | 1030-1823F | 2150973.872 | 1347710.057 | 41935.4705 | 2139065.026 | 1340771.127 | 40381.4905 | 11371.7045 | 6401.7896 | 1016.8388 | 537.1412 | 107915.9334 | 67691.3194 | 1983.0844 | 107878.8317 | 67670.2561 | 1979.3988 | 36.6975 | 20.6591 | 3.2814 | 0.40418 | 2032343.798 | 1273764.092 | 38557.2915 | 2031086.289 | 1273034.842 | 38400.416 | 1208.715 | 680.4555 | 108.0813 | 48.7943 | 10714.1405 | 6254.6459 | 1395.0946 | 99.9056 | 66.0282 | 1.6757 | 10126.2921 | 5700.675 | 905.4761 | 487.9428 | 0.0034008 | 0.0020876 | 5.26e-05 | 0.10191 | 0.057891 | 0.010191 | 0.0007404 | 5000000 | scaled
1030-18R | 6620909.818 | 6532115.405 | 86685.2051 | 2109.2071 | 98.66% | 1.309% | 0.03186% | 1986638.445 | 6511385.7745 | 108648.4015 | 34379.2165 | 1843610.827 | 357898.1969 | 71768.8057 | 6081718.7715 | 1030 | 0.23843 | 0.13814 | 0.025626 | 27769057.8524 | 363411.4554 | 81188.5973 | 6176309.765 | 1524200.4508 | 340516.7743 | 25904340.6258 | 33547788.4876 | 1834714.1133 | 580551.8805 | 31132522.4946 | 4273975.5832 | 234918.9878 | 47107.9635 | 3991948.6317 |  | 27 | 1030-18R | 6620909.818 | 4634271.373 | 109524.0435 | 6532115.405 | 4583107.799 | 99188.993 | 86685.2051 | 49054.3666 | 8225.8435 | 2109.2071 | 363411.4554 | 254763.0539 | 5513.2585 | 363301.8528 | 254700.3418 | 5501.4214 | 108.0155 | 61.125 | 10.2499 | 1.5871 | 6176309.765 | 4332698.938 | 94590.9935 | 6168571.447 | 4328236.719 | 93683.2591 | 7546.7162 | 4270.6178 | 716.1327 | 191.6018 | 81188.5973 | 46809.3807 | 9419.7915 | 242.1057 | 170.7388 | 4.3125 | 79030.4734 | 44722.6237 | 7499.4609 | 1916.0182 | 0.010395 | 0.0072688 | 0.000185 | 0.2251 | 0.12794 | 0.02251 | 0.0029306 | 5000000 | scaled
1030-20R | 25318461.99 | 25101310.9 | 206672.9701 | 10478.1245 | 99.14% | 0.8163% | 0.04139% | 7403267.15 | 24900756.2219 | 459991.178 | 80420.7074 | 6862855.26 | 1553775.4839 | 169845.0277 | 23177135.7136 | 1030 | 0.28668 | 0.17613 | 0.037909 | 88316478.1979 | 1578483.716 | 196755.1473 | 23543223.13 | 5506105.4951 | 686326.1158 | 82124046.5985 | 101717943.3838 | 6320095.6622 | 1104948.504 | 94292899.1544 | 11018701.9399 | 687552.9717 | 75157.2249 | 10255991.7447 |  | 28 | 1030-20R | 25318461.99 | 17915194.84 | 417705.7681 | 25101310.9 | 17787756.39 | 387628.5408 | 206672.9701 | 116960.3311 | 19599.1028 | 10478.1245 | 1578483.716 | 1118492.538 | 24708.2321 | 1577997.643 | 1118214.037 | 24655.0003 | 478.1891 | 270.6167 | 45.3474 | 7.8845 | 23543223.13 | 16680367.87 | 366087.4164 | 23518515.01 | 16665971.87 | 362882.733 | 23756.2834 | 13444.1517 | 2252.8434 | 951.84 | 196755.1473 | 116334.4399 | 26910.1196 | 4798.2497 | 3570.4772 | 90.8076 | 182438.4976 | 103245.5627 | 17300.912 | 9518.4 | 0.049346 | 0.034848 | 0.0008856 | 0.22257 | 0.12651 | 0.022257 | 0.014767 | 5000000 | scaled
1030-42R | 28398789.49 | 27971255.83 | 416330.7729 | 11202.8845 | 98.49% | 1.466% | 0.03945% | 9802007.61 | 27896644.1203 | 601987.839 | 164565.823 | 9035453.95 | 1719777.0489 | 345709.3286 | 25831157.7413 | 1030 | 0.28228 | 0.1711 | 0.038323 | 100606247.5246 | 1747835.262 | 391482.6965 | 26259471.53 | 6191924.0277 | 1386876.1934 | 93027447.2981 | 108690946.8152 | 6675227.2387 | 1824811.3883 | 100190908.2104 | 13103113.2987 | 807782.9513 | 162380.4097 | 12132949.9369 |  | 29 | 1030-42R | 28398789.49 | 18596781.88 | 502145.3697 | 27971255.83 | 18349968.57 | 451499.8227 | 416330.7729 | 235610.4218 | 39442.6624 | 11202.8845 | 1747835.262 | 1145847.423 | 28058.2131 | 1747077.391 | 1145414.869 | 27978.7822 | 749.4411 | 424.1246 | 71.0011 | 8.4298 | 26259471.53 | 17224017.58 | 428313.7887 | 26217297.07 | 17199708.41 | 423396.9688 | 41156.7774 | 23291.494 | 3899.1422 | 1017.6777 | 391482.6965 | 226916.8735 | 45773.3679 | 6881.3651 | 4845.2932 | 124.0717 | 374424.5544 | 211894.8033 | 35472.5191 | 10176.777 | 0.048528 | 0.031438 | 0.0008074 | 0.21804 | 0.12395 | 0.021804 | 0.015712 | 5000000 | scaled
1030-989R | 26696216.05 | 26471622.14 | 212509.788 | 12084.1251 | 99.16% | 0.796% | 0.04527% | 9579303.64 | 26217012.9188 | 535879.0994 | 81442.3883 | 8961982.16 | 1468504.058 | 171055.712 | 24577453.1558 | 1030 | 0.30703 | 0.18636 | 0.040309 | 86951107.8229 | 1493694.828 | 199667.1291 | 25002854.1 | 4865049.7809 | 650327.2988 | 81435730.7664 | 91849132.1052 | 5138163.6957 | 780893.1592 | 85930075.3242 | 11888123.6436 | 665894.237 | 77565.3375 | 11144664.0724 |  | 30 | 1030-989R | 26696216.05 | 17116912.41 | 479203.1312 | 26471622.14 | 16984580.47 | 446972.5012 | 212509.788 | 120247.8156 | 20146.5049 | 12084.1251 | 1493694.828 | 957815.7286 | 25190.77 | 1493451.642 | 957674.1749 | 25159.4844 | 234.0934 | 132.4608 | 22.1927 | 9.0929 | 25002854.1 | 16040871.94 | 425400.9442 | 24974859.98 | 16024555 | 421753.3638 | 26896.383 | 15219.211 | 2549.8501 | 1097.7302 | 199667.1291 | 118224.7408 | 28611.4171 | 3310.5155 | 2351.2951 | 59.653 | 185379.3116 | 104896.1438 | 17574.4621 | 10977.302 | 0.068619 | 0.043488 | 0.0011038 | 0.22133 | 0.1258 | 0.022133 | 0.017072 | 5000000 | scaled
1039-13 | 15957171.13 | 15550885.12 | 394286.4327 | 11999.5733 | 97.45% | 2.471% | 0.0752% | 8824120.465 | 15756108.0096 | 788307.5518 | 163564.2498 | 7872248.659 | 1404334.8479 | 338762.3369 | 14013010.8213 | 1039 | 0.1351 | 0.078443 | 0.024459 | 118113251.3845 | 1418584.332 | 380477.6245 | 14158109.17 | 10500207.4898 | 2816254.1432 | 104796789.7256 | 90932915.1741 | 8123540.9266 | 1685536.1519 | 81123838.0502 | 8220549.0257 | 732693.8517 | 176744.9422 | 7311110.23 |  | 31 | 1039-13 | 15957171.13 | 7133050.665 | 201063.1204 | 15550885.12 | 6900345.26 | 155309.6082 | 394286.4327 | 220705.8319 | 33753.9389 | 11999.5733 | 1418584.332 | 630276.7802 | 14249.4841 | 1417932.069 | 629907.6943 | 14185.3891 | 643.2338 | 360.0566 | 55.0657 | 9.0293 | 14158109.17 | 6285860.511 | 145098.3487 | 14121706.6 | 6265003.921 | 140985.2772 | 35312.5183 | 19766.5404 | 3023.0221 | 1090.0495 | 380477.6245 | 216913.3747 | 41715.2876 | 11246.4493 | 5433.6454 | 138.9419 | 358330.6807 | 200579.2348 | 30675.8511 | 10900.4945 | 0.047778 | 0.021666 | 0.0005504 | 0.070461 | 0.039915 | 0.007046 | 0.016862 | 5000000 | scaled
1039-14AE | 282519.7809 | 0 | 282519.7809 | 0 | 0% | 100% | 0% | 26858.6836 | 56018.8654 | 34.4156 | 24539.5788 | 2284.6892 | 71.7802 | 51181.9336 | 4765.1515 | 1039 | 0.042185 | 0.042185 | 0.042185 | 6697162.0458 | 362.0089 | 258125.6971 | 24032.0749 | 8581.4603 | 6118897.6437 | 569682.9411 | 6060474.0382 | 7765.6352 | 5537184.2656 | 515524.1332 | 5369228.7661 | 6879.9027 | 4905624.3505 | 456724.5068 |  | 32 | 1039-14AE | 282519.7809 | 255661.0973 | 226500.9155 | 0 | 0 | 0 | 282519.7809 | 255661.0973 | 226500.9155 | 0 | 362.0089 | 327.5933 | 290.2287 | 0 | 0 | 0 | 362.0089 | 327.5933 | 290.2287 | 0 | 24032.0749 | 21747.3857 | 19266.9233 | 0 | 0 | 0 | 24032.0749 | 21747.3857 | 19266.9233 | 0 | 258125.6971 | 233586.1183 | 206943.7635 | 0 | 0 | 0 | 258125.6971 | 233586.1183 | 206943.7635 | 0 | 0 | 0 | 0 | 0.042185 | 0.042185 | 0.042185 | 0 | 5000000 | scaled
1047-35F | 2344.7819 | 1150.7629 | 0 | 1194.0189 | 49.08% | 0% | 50.92% | 653.8454 | 1137.4847 | 1.7192 | 643.2929 | 8.8332 | 2.578 | 1121.6387 | 13.2679 | 1047 | 0.004654 | 0.0029554 | 0.0016914 | 503820.7737 | 3.5656 | 2219.0178 | 122.1985 | 766.1314 | 476797.9822 | 26256.6602 | 572151.4946 | 1504.4306 | 562917.4919 | 7729.5722 | 713785.7367 | 1617.7533 | 703842.191 | 8325.7921 |  | 33 | 1047-35F | 2344.7819 | 1690.9365 | 1207.2972 | 1150.7629 | 496.9176 | 13.2783 | 0 | 0 | 0 | 1194.0189 | 3.5656 | 1.8463 | 0.98753 | 2.6671 | 0.94788 | 0.089073 | 0 | 0 | 0 | 0.89846 | 122.1985 | 113.3653 | 108.9306 | 13.733 | 4.8998 | 0.46507 | 0 | 0 | 0 | 108.4655 | 2219.0178 | 1575.7249 | 1097.3791 | 1134.3628 | 491.0699 | 12.7241 | 0 | 0 | 0 | 1084.655 | 0.002996 | 0.0012974 | 3.34e-05 | 0 | 0 | 0 | 0.001658 | 5000000 | scaled
1047-36F | 7628.4805 | 2559.7424 | 0 | 5068.738 | 33.56% | 0% | 66.44% | 1454.6142 | 2531.2942 | 6.1724 | 1416.5223 | 31.9195 | 9.7692 | 2471.0084 | 50.5165 | 1047 | 0.020747 | 0.013001 | 0.007234 | 367697.8626 | 13.7398 | 7102.9692 | 511.7715 | 662.2658 | 342367.8695 | 24667.7274 | 474861.6517 | 2015.0009 | 462426.464 | 10420.1868 | 704615.1881 | 2719.3795 | 687833.9428 | 14061.866 |  | 34 | 1047-36F | 7628.4805 | 6173.8663 | 5097.1863 | 2559.7424 | 1105.1282 | 28.4482 | 0 | 0 | 0 | 5068.738 | 13.7398 | 7.5673 | 3.9705 | 9.9257 | 3.7533 | 0.15647 | 0 | 0 | 0 | 3.8141 | 511.7715 | 479.852 | 461.2549 | 51.3238 | 19.4043 | 0.8073 | 0 | 0 | 0 | 460.4476 | 7102.9692 | 5686.447 | 4631.9608 | 2498.4929 | 1081.9706 | 27.4845 | 0 | 0 | 0 | 4604.4763 | 0.013662 | 0.0059168 | 0.0001494 | 0 | 0 | 0 | 0.0070846 | 5000000 | scaled
1049-3F | 8896.2884 | 3656.6708 | 0 | 5239.6175 | 41.1% | 0% | 58.9% | 2109.2165 | 3640.5615 | 163.6768 | 1027.5874 | 917.9523 | 279.8166 | 1794.0227 | 1566.7222 | 1049 | 0.019998 | 0.012834 | 0.007501 | 444863.3543 | 283.9256 | 6568.7977 | 2043.5651 | 14197.84 | 328476.0189 | 102189.4953 | 528851.7526 | 41039.2967 | 257650.8425 | 230161.6132 | 700670.1554 | 53854.0931 | 345281.4009 | 301534.6612 |  | 35 | 1049-3F | 8896.2884 | 6787.0719 | 5255.7268 | 3656.6708 | 1547.4543 | 16.1093 | 0 | 0 | 0 | 5239.6175 | 283.9256 | 120.2488 | 4.109 | 279.9829 | 116.3061 | 0.16632 | 0 | 0 | 0 | 3.9426 | 2043.5651 | 1125.6128 | 476.8429 | 1567.5946 | 649.6423 | 0.87243 | 0 | 0 | 0 | 475.9704 | 6568.7977 | 5541.2103 | 4774.775 | 1809.0933 | 781.5058 | 15.0705 | 0 | 0 | 0 | 4759.7045 | 0.012635 | 0.005471 | 0.0001384 | 0 | 0 | 0 | 0.0073626 | 5000000 | scaled
1049-4F | 3714.0874 | 2055.5823 | 0 | 1658.5051 | 55.35% | 0% | 44.65% | 1305.1182 | 2051.3462 | 145.8357 | 108.7272 | 1050.5553 | 230.5913 | 189.2309 | 1631.5239 | 1049 | 0.0062142 | 0.0040038 | 0.002359 | 597677.4745 | 232.2752 | 1697.4122 | 1784.4 | 37378.1325 | 273150.5574 | 287148.7846 | 601670.6948 | 67231.511 | 50124.1621 | 484315.0215 | 704850.0136 | 79232.015 | 65020.4421 | 560597.5564 |  | 36 | 1049-4F | 3714.0874 | 2408.9691 | 1662.7412 | 2055.5823 | 750.4641 | 4.2361 | 0 | 0 | 0 | 1658.5051 | 232.2752 | 86.4395 | 1.6839 | 231.0272 | 85.1915 | 0.4359 | 0 | 0 | 0 | 1.248 | 1784.4 | 733.8446 | 152.8761 | 1633.7402 | 583.1849 | 2.2163 | 0 | 0 | 0 | 150.6597 | 1697.4122 | 1588.685 | 1508.1812 | 190.8148 | 82.0877 | 1.5839 | 0 | 0 | 0 | 1506.5973 | 0.003898 | 0.0016876 | 4.28e-05 | 0 | 0 | 0 | 0.0023162 | 5000000 | scaled
1049-7F | 4396.8706 | 1836.7465 | 0 | 2560.1241 | 41.77% | 0% | 58.23% | 993.6 | 1818.0778 | 46.4398 | 704.8374 | 242.3228 | 85.5962 | 1282.7559 | 449.7257 | 1049 | 0.010687 | 0.0067802 | 0.0036896 | 411422.3451 | 88.5466 | 3620.8237 | 687.5004 | 8285.4464 | 338806.3685 | 64330.5303 | 501942.5079 | 23460.2381 | 356066.6734 | 122415.5967 | 698935.6003 | 32906.3142 | 493138.2706 | 172891.0158 |  | 37 | 1049-7F | 4396.8706 | 3403.2706 | 2578.7928 | 1836.7465 | 843.1465 | 18.6687 | 0 | 0 | 0 | 2560.1241 | 88.5466 | 42.1068 | 2.9504 | 86.6202 | 40.1804 | 1.0239 | 0 | 0 | 0 | 1.9264 | 687.5004 | 445.1775 | 237.7747 | 454.937 | 212.6141 | 5.2112 | 0 | 0 | 0 | 232.5634 | 3620.8237 | 2915.9863 | 2338.0678 | 1295.1894 | 590.352 | 12.4335 | 0 | 0 | 0 | 2325.6342 | 0.007077 | 0.0031702 | 7.96e-05 | 0 | 0 | 0 | 0.00361 | 5000000 | scaled
105-239F | 2456.5837 | 2248.5934 | 0 | 207.9903 | 91.53% | 0% | 8.467% | 1345.9756 | 2198.4095 | 130.4022 | 219.9209 | 995.6525 | 216.6228 | 371.6143 | 1610.1724 | 105 | 0.0010678 | 0.000629 | 0.0003024 | 2300602.8367 | 222.2987 | 563.9976 | 1670.2873 | 208183.8508 | 528186.5932 | 1564232.3928 | 1765672.6582 | 171063.7524 | 288495.7626 | 1306113.1432 | 853750.6736 | 84125.2882 | 144316.1482 | 625309.2372 |  | 38 | 105-239F | 2456.5837 | 1110.6081 | 258.1742 | 2248.5934 | 902.6178 | 50.1839 | 0 | 0 | 0 | 207.9903 | 222.2987 | 91.8965 | 5.6759 | 222.1422 | 91.74 | 5.5194 | 0 | 0 | 0 | 0.15651 | 1670.2873 | 674.6348 | 60.1149 | 1651.3934 | 655.7408 | 41.221 | 0 | 0 | 0 | 18.894 | 563.9976 | 344.0768 | 192.3833 | 375.0578 | 155.137 | 3.4435 | 0 | 0 | 0 | 188.9398 | 0.0007738 | 0.000335 | 8.4e-06 | 0 | 0 | 0 | 0.000294 | 5000000 | scaled
1071-226F | 15052.821 | 14799.468 | 0 | 253.353 | 98.32% | 0% | 1.683% | 8442.8842 | 14609.2556 | 701.886 | 1766.7607 | 5974.2375 | 1210.3854 | 3097.8361 | 10301.0341 | 1071 | 0.0017068 | 0.0009364 | 0.0003634 | 8819323.3126 | 1225.5718 | 3366.7029 | 10460.5463 | 718052.3606 | 1972523.3988 | 6128747.551 | 7058881.7076 | 586829.0904 | 1477143.8757 | 4994908.738 | 1220598.4232 | 101127.294 | 258823.1708 | 860647.9582 |  | 39 | 1071-226F | 15052.821 | 6609.9368 | 443.5655 | 14799.468 | 6356.5838 | 190.2125 | 0 | 0 | 0 | 253.353 | 1225.5718 | 523.6858 | 15.1864 | 1225.3811 | 523.4952 | 14.9958 | 0 | 0 | 0 | 0.19064 | 10460.5463 | 4486.3088 | 159.5122 | 10437.5316 | 4463.294 | 136.4975 | 0 | 0 | 0 | 23.0148 | 3366.7029 | 1599.9423 | 268.8668 | 3136.5553 | 1369.7946 | 38.7192 | 0 | 0 | 0 | 230.1476 | 0.0013586 | 0.0005882 | 1.52e-05 | 0 | 0 | 0 | 0.0003482 | 5000000 | scaled
1072-6 | 193612.1217 | 714.8884 | 192796.5728 | 100.6605 | 0.3692% | 99.58% | 0.05199% | 87035.4406 | 180648.8687 | 168.717 | 79193.2739 | 7673.4497 | 313.1258 | 164629.2478 | 15706.4951 | 1072 | 0.01694 | 0.0095732 | 0.0017636 | 11429152.0584 | 328.6403 | 176488.9278 | 16794.5536 | 19400.0234 | 10418349.7125 | 991402.3211 | 11132816.7279 | 21580.8112 | 10129714.9568 | 981520.9567 | 7350449.6201 | 12740.8247 | 6698624.7989 | 639083.9958 |  | 40 | 1072-6 | 193612.1217 | 106576.6811 | 12963.253 | 714.8884 | 234.5094 | 0.042198 | 192796.5728 | 106241.5113 | 12862.5503 | 100.6605 | 328.6403 | 159.9233 | 15.5145 | 97.1539 | 32.3276 | 0 | 231.4106 | 127.52 | 15.4387 | 0.075744 | 16794.5536 | 9121.1039 | 1088.0585 | 613.5772 | 200.3911 | 0 | 16171.8324 | 8911.5687 | 1078.9144 | 9.1441 | 176488.9278 | 97295.6539 | 11859.68 | 4.1573 | 1.7907 | 0.042198 | 176393.3298 | 97202.4225 | 11768.1971 | 91.4407 | 0.00073 | 0.000316 | 8e-06 | 0.016061 | 0.0091076 | 0.001606 | 0.0001496 | 5000000 | scaled
1073-3F | 1202.2019 | 0 | 1202.2019 | 0 | 0% | 100% | 0% | 192.3244 | 400.1797 | 0.80911 | 151.9443 | 39.5709 | 1.6836 | 316.1587 | 82.3374 | 1073 | 0.016295 | 0.016295 | 0.016295 | 73778.2551 | 5.0577 | 949.7899 | 247.3544 | 310.3848 | 58287.914 | 15179.9562 | 61975.4491 | 260.7305 | 48963.2025 | 12751.516 | 49219.5184 | 207.0663 | 38885.4826 | 10126.9694 |  | 41 | 1073-3F | 1202.2019 | 1009.8775 | 802.0222 | 0 | 0 | 0 | 1202.2019 | 1009.8775 | 802.0222 | 0 | 5.0577 | 4.2486 | 3.3741 | 0 | 0 | 0 | 5.0577 | 4.2486 | 3.3741 | 0 | 247.3544 | 207.7834 | 165.0169 | 0 | 0 | 0 | 247.3544 | 207.7834 | 165.0169 | 0 | 949.7899 | 797.8456 | 633.6312 | 0 | 0 | 0 | 949.7899 | 797.8456 | 633.6312 | 0 | 0 | 0 | 0 | 0.016295 | 0.016295 | 0.016295 | 0 | 5000000 | scaled
1073-480 | 99118.627 | 2763.9934 | 96173.6284 | 181.0052 | 2.789% | 97.03% | 0.1826% | 44719.7758 | 92506.0503 | 145.5237 | 40410.7088 | 4163.5432 | 258.991 | 83830.9486 | 8416.1106 | 1073 | 0.017172 | 0.0097744 | 0.0018926 | 5772174.5525 | 266.8797 | 89878.3346 | 8973.4126 | 15541.7431 | 5234066.0059 | 522566.8034 | 5565441.4818 | 18110.6375 | 5029171.8005 | 518159.0442 | 3493911.4023 | 9781.9732 | 3166256.7627 | 317872.6664 |  | 42 | 1073-480 | 99118.627 | 54398.8512 | 6612.5767 | 2763.9934 | 1131.0339 | 13.2509 | 96173.6284 | 53086.8121 | 6418.3207 | 181.0052 | 266.8797 | 121.356 | 7.8887 | 150.5786 | 57.098 | 0 | 116.1649 | 64.1218 | 7.7525 | 0.1362 | 8973.4126 | 4809.8694 | 557.302 | 852.6057 | 319.9045 | 0 | 8104.3643 | 4473.5223 | 540.8594 | 16.4426 | 89878.3346 | 49467.6258 | 6047.386 | 1760.8091 | 754.0314 | 13.2509 | 87953.0991 | 48549.1681 | 5869.7088 | 164.4264 | 0.0006842 | 0.0002964 | 7.6e-06 | 0.016225 | 0.0092154 | 0.0016224 | 0.0002626 | 5000000 | scaled
1073-872F | 17965.8791 | 15601.9726 | 1926.6608 | 437.2457 | 86.84% | 10.72% | 2.434% | 8578.0542 | 17317.8494 | 713.0536 | 808.7486 | 7056.2521 | 1414.0867 | 1678.6829 | 14225.0798 | 1073 | 0.018584 | 0.010586 | 0.0022456 | 966718.275 | 1422.9412 | 2194.2674 | 14348.6705 | 76566.4324 | 118070.3935 | 772081.449 | 886848.6306 | 73719.5826 | 83613.0835 | 729515.9643 | 288577.5311 | 23563.7595 | 27972.8823 | 237040.8892 |  | 43 | 1073-872F | 17965.8791 | 9387.8249 | 648.0297 | 15601.9726 | 7887.6405 | 82.2719 | 1926.6608 | 1062.9387 | 128.5121 | 437.2457 | 1422.9412 | 709.8876 | 8.8545 | 1420.243 | 708.2515 | 8.3675 | 2.3692 | 1.3071 | 0.15803 | 0.32901 | 14348.6705 | 7292.4184 | 123.5906 | 14155.2458 | 7167.8997 | 73.6185 | 153.705 | 84.799 | 10.2524 | 39.7197 | 2194.2674 | 1385.5188 | 515.5845 | 26.4838 | 11.4893 | 0.2859 | 1770.5867 | 976.8326 | 118.1017 | 397.197 | 0.0016362 | 0.0007086 | 1.82e-05 | 0.016356 | 0.0092852 | 0.0016356 | 0.0005918 | 5000000 | scaled
1073-874F | 40994.8871 | 9652.9701 | 30189.9757 | 1151.9413 | 23.55% | 73.64% | 2.81% | 18490.8839 | 36944.2226 | 458.7463 | 12153.2219 | 5878.9157 | 793.3933 | 25161.4746 | 10989.3547 | 1073 | 0.021565 | 0.012656 | 0.0034186 | 1901027.0105 | 872.6651 | 28091.0342 | 12031.1878 | 40467.4817 | 1302645.7328 | 557913.7958 | 1778185.4025 | 44115.5726 | 1168720.86 | 565348.9691 | 1184889.8581 | 25446.0273 | 806988.859 | 352454.9717 |  | 44 | 1073-874F | 40994.8871 | 22504.0032 | 4050.6645 | 9652.9701 | 4677.9891 | 885.4176 | 30189.9757 | 16674.0728 | 2013.3056 | 1151.9413 | 872.6651 | 413.9188 | 79.2717 | 821.5258 | 385.2863 | 75.0524 | 50.2725 | 27.7657 | 3.3526 | 0.8668 | 12031.1878 | 6152.2721 | 1041.8331 | 5736.5577 | 2628.8685 | 524.3929 | 6189.9871 | 3418.7604 | 412.7971 | 104.6431 | 28091.0342 | 15937.8123 | 2929.5596 | 3094.8867 | 1663.8343 | 285.9723 | 23949.7162 | 13227.5466 | 1597.1559 | 1046.4314 | 0.003574 | 0.0017202 | 0.0001356 | 0.016342 | 0.0092866 | 0.0016342 | 0.0016488 | 5000000 | scaled
1073-886F | 27078.0985 | 3452.9675 | 23512.0119 | 113.1191 | 12.75% | 86.83% | 0.4178% | 13136.0294 | 25396.0524 | 229.3682 | 9596.1479 | 3310.5134 | 318.6175 | 19981.9213 | 5095.5136 | 1073 | 0.016776 | 0.0095568 | 0.0017918 | 1614078.1887 | 320.538 | 21510.6634 | 5246.8971 | 19106.7111 | 1282213.1013 | 312758.3764 | 1458863.7473 | 25473.2206 | 1065730.8801 | 367659.6468 | 938746.5772 | 11777.4644 | 738617.1647 | 188351.9481 |  | 45 | 1073-886F | 27078.0985 | 13942.0691 | 1682.0461 | 3452.9675 | 851.699 | 0.28946 | 23512.0119 | 12977.251 | 1568.6376 | 113.1191 | 320.538 | 91.1698 | 1.9205 | 292.9428 | 75.9007 | 0 | 27.51 | 15.1839 | 1.8354 | 0.085118 | 5246.8971 | 1936.3837 | 151.3835 | 3121.5851 | 758.732 | 0 | 2115.0361 | 1167.3759 | 141.1077 | 10.2758 | 21510.6634 | 11914.5156 | 1528.7421 | 38.4396 | 17.0662 | 0.28946 | 21369.4657 | 11794.6912 | 1425.6945 | 102.7581 | 0.0002762 | 0.0001196 | 3e-06 | 0.016346 | 0.009283 | 0.0016346 | 0.0001542 | 5000000 | scaled
1073-887F | 6393.3665 | 2196.0607 | 4126.8081 | 70.4977 | 34.35% | 64.55% | 1.103% | 3000.7685 | 6047.4856 | 102.1907 | 1593.8327 | 1304.7451 | 198.3209 | 3317.7642 | 2531.4005 | 1073 | 0.016639 | 0.009472 | 0.001743 | 384239.8286 | 198.9173 | 3618.6877 | 2575.7615 | 11954.881 | 217482.2849 | 154802.6626 | 358171.2414 | 12197.4713 | 190239.6116 | 155734.1585 | 198439.968 | 6507.6305 | 108867.8926 | 83064.4449 |  | 46 | 1073-887F | 6393.3665 | 3392.598 | 345.8809 | 2196.0607 | 1044.9756 | 0.044419 | 4126.8081 | 2277.1247 | 275.3387 | 70.4977 | 198.9173 | 96.7265 | 0.59632 | 190.7216 | 92.1804 | 0 | 8.1427 | 4.493 | 0.54327 | 0.053047 | 2575.7615 | 1271.0164 | 44.361 | 2000.4548 | 950.6985 | 0 | 568.9027 | 313.9139 | 37.9569 | 6.4041 | 3618.6877 | 2024.855 | 300.9236 | 4.8843 | 2.0966 | 0.044419 | 3549.7628 | 1958.7178 | 236.8385 | 64.0406 | 0.0001412 | 6.1e-05 | 1.6e-06 | 0.016396 | 0.0093092 | 0.0016396 | 0.0001018 | 5000000 | scaled
1073-888F | 67344.1791 | 0 | 67344.1791 | 0 | 0% | 100% | 0% | 10774.816 | 22410.7053 | 11.7094 | 9823.3601 | 939.7464 | 24.3546 | 20431.7577 | 1954.593 | 1073 | 0.016349 | 0.016349 | 0.016349 | 4119212.363 | 73.1857 | 61397.4408 | 5873.5527 | 4476.5152 | 3755470.785 | 359265.0629 | 3460153.8413 | 3760.2896 | 3154609.5496 | 301784.001 | 2748426.4148 | 2986.8265 | 2505730.2703 | 239709.3186 |  | 47 | 1073-888F | 67344.1791 | 56569.3631 | 44933.4738 | 0 | 0 | 0 | 67344.1791 | 56569.3631 | 44933.4738 | 0 | 73.1857 | 61.4762 | 48.831 | 0 | 0 | 0 | 73.1857 | 61.4762 | 48.831 | 0 | 5873.5527 | 4933.8063 | 3918.9597 | 0 | 0 | 0 | 5873.5527 | 4933.8063 | 3918.9597 | 0 | 61397.4408 | 51574.0806 | 40965.683 | 0 | 0 | 0 | 61397.4408 | 51574.0806 | 40965.683 | 0 | 0 | 0 | 0 | 0.016349 | 0.016349 | 0.016349 | 0 | 5000000 | scaled
1076-37F | 25755.9692 | 18421.398 | 0 | 7334.5712 | 71.52% | 0% | 28.48% | 9768.7981 | 18215.9364 | 109.8559 | 9228.547 | 430.3952 | 184.5943 | 17308.41 | 722.9321 | 1076 | 0.031216 | 0.019675 | 0.010546 | 825093.9963 | 190.2967 | 24175.7497 | 1389.9227 | 6096.1676 | 774471.5714 | 44526.2571 | 812562.6968 | 9137.7462 | 767624.9383 | 35800.012 | 714952.5681 | 7245.094 | 679333.3004 | 28374.1735 |  | 48 | 1076-37F | 25755.9692 | 15987.1711 | 7540.0328 | 18421.398 | 8652.5999 | 205.4616 | 0 | 0 | 0 | 7334.5712 | 190.2967 | 80.4409 | 5.7024 | 184.7777 | 74.9218 | 0.18342 | 0 | 0 | 0 | 5.519 | 1389.9227 | 959.5275 | 666.9907 | 723.6453 | 293.2501 | 0.7132 | 0 | 0 | 0 | 666.2775 | 24175.7497 | 14947.2027 | 6867.3397 | 17512.975 | 8284.428 | 204.565 | 0 | 0 | 0 | 6662.7747 | 0.020909 | 0.009368 | 0.0002392 | 0 | 0 | 0 | 0.010307 | 5000000 | scaled
1077-8R | 24383.2116 | 22128.3008 | 0 | 2254.9108 | 90.75% | 0% | 9.248% | 11314.4306 | 21716.9756 | 1046.2799 | 556.8443 | 9711.3065 | 1974.4805 | 1057.1645 | 18685.3306 | 1077 | 0.0094446 | 0.0060018 | 0.0032236 | 2581709.2963 | 2012.9293 | 3117.9024 | 19252.38 | 213130.1786 | 330125.401 | 2038453.7175 | 2177476.9219 | 201357.9297 | 107165.4023 | 1868953.5905 | 827098.913 | 75198.8073 | 40262.4942 | 711637.6119 |  | 49 | 1077-8R | 24383.2116 | 13068.781 | 2666.2361 | 22128.3008 | 10813.8702 | 411.3253 | 0 | 0 | 0 | 2254.9108 | 2012.9293 | 966.6494 | 38.4488 | 2011.2325 | 964.9526 | 36.7521 | 0 | 0 | 0 | 1.6967 | 19252.38 | 9541.0735 | 567.0494 | 19047.5423 | 9336.2359 | 362.2117 | 0 | 0 | 0 | 204.8376 | 3117.9024 | 2561.0581 | 2060.7379 | 1069.526 | 512.6817 | 12.3615 | 0 | 0 | 0 | 2048.3764 | 0.0062946 | 0.0028518 | 7.36e-05 | 0 | 0 | 0 | 0.00315 | 5000000 | scaled
1079-9 | 117302.1432 | 111426.6382 | 0 | 5875.5049 | 94.99% | 0% | 5.009% | 42843.8293 | 110622.4399 | 7540.0513 | 3911.6685 | 31392.1095 | 19062.0703 | 11403.9805 | 80156.3892 | 1079 | 0.027256 | 0.017779 | 0.008557 | 4303749.778 | 19190.5484 | 16951.5219 | 81160.0729 | 704090.445 | 621941.8234 | 2977717.5097 | 4187992.2324 | 737041.412 | 382366.3149 | 3068584.5055 | 780612.744 | 134512.4462 | 80472.7547 | 565627.543 |  | 50 | 1079-9 | 117302.1432 | 74458.3139 | 6679.7032 | 111426.6382 | 68582.809 | 804.1983 | 0 | 0 | 0 | 5875.5049 | 19190.5484 | 11650.497 | 128.478 | 19186.1272 | 11646.0759 | 124.0569 | 0 | 0 | 0 | 4.4211 | 81160.0729 | 49767.9634 | 1003.6837 | 80626.338 | 49234.2285 | 469.9488 | 0 | 0 | 0 | 533.7349 | 16951.5219 | 13039.8535 | 5547.5415 | 11614.173 | 7702.5046 | 210.1926 | 0 | 0 | 0 | 5337.3489 | 0.018953 | 0.0094764 | 0.0002544 | 0 | 0 | 0 | 0.0083026 | 5000000 | scaled
1081-11 | 174685.4114 | 32405.6084 | 138002.6007 | 4277.2022 | 18.55% | 79% | 2.449% | 74710.7534 | 160849.4773 | 661.0218 | 66258.4834 | 7791.2483 | 1586.6424 | 142031.2969 | 17231.538 | 1081 | 0.031395 | 0.01906 | 0.0072034 | 5564080.2225 | 1606.1443 | 154666.1226 | 18413.1446 | 51158.9119 | 4926425.7785 | 586495.5328 | 5245150.0504 | 46407.7549 | 4651749.2016 | 546993.0955 | 1920750.4942 | 18946.5592 | 1696037.1166 | 205766.8185 |  | 51 | 1081-11 | 174685.4114 | 99974.658 | 13835.9341 | 32405.6084 | 19219.4515 | 280.6568 | 138002.6007 | 76478.0043 | 9278.0751 | 4277.2022 | 1606.1443 | 945.1225 | 19.5019 | 1429.9247 | 846.0306 | 4.6524 | 173.0012 | 95.8734 | 11.6311 | 3.2185 | 18413.1446 | 10621.8963 | 1181.6065 | 6522.7285 | 3859.2679 | 19.7783 | 11501.8721 | 6374.0844 | 773.2842 | 388.544 | 154666.1226 | 88407.6392 | 12634.8257 | 24452.9553 | 14514.153 | 256.2262 | 126327.7275 | 70008.0465 | 8493.1598 | 3885.4398 | 0.014567 | 0.006916 | 0.0001756 | 0.010889 | 0.0062054 | 0.0010888 | 0.005939 | 5000000 | scaled
1081-38AE | 213067.9419 | 166262.6209 | 45883.2766 | 922.0444 | 78.03% | 21.53% | 0.4327% | 114900.4401 | 208316.3049 | 8331.1408 | 19557.4241 | 87011.8753 | 14574.9596 | 40586.4966 | 153154.8487 | 1081 | 0.01533 | 0.0088816 | 0.0024328 | 13898394.1645 | 14652.8887 | 44234.5056 | 154180.5476 | 955806.0259 | 2885411.0552 | 10057177.0861 | 11052907.3365 | 801418.3992 | 1881336.5352 | 8370152.4054 | 1953155.6026 | 136653.5571 | 380535.4713 | 1435966.5746 |  | 52 | 1081-38AE | 213067.9419 | 98167.5018 | 4751.637 | 166262.6209 | 71824.5642 | 758.3347 | 45883.2766 | 25420.8932 | 3071.2578 | 922.0444 | 14652.8887 | 6321.7479 | 77.9291 | 14590.8831 | 6287.0853 | 73.1313 | 61.3118 | 33.9688 | 4.104 | 0.69381 | 154180.5476 | 67168.6723 | 1025.6989 | 149967.2472 | 64797.0071 | 665.5234 | 4129.5412 | 2287.906 | 276.4163 | 83.7591 | 44234.5056 | 24677.0816 | 3648.009 | 1704.4905 | 740.4717 | 19.68 | 41692.4237 | 23099.0184 | 2790.7375 | 837.5915 | 0.0030068 | 0.0013016 | 3.3e-05 | 0.011026 | 0.0062828 | 0.0011026 | 0.0012972 | 5000000 | scaled
1081-666F | 169874.5207 | 136342.3922 | 29758.0318 | 3774.0967 | 80.26% | 17.52% | 2.222% | 89329.0729 | 162692.5854 | 8377.9587 | 12654.1302 | 68296.984 | 14875.4173 | 26222.7737 | 121594.3945 | 1081 | 0.027363 | 0.016356 | 0.0065248 | 6208183.3388 | 15037.3065 | 31473.1018 | 123364.1124 | 549548.8996 | 1150206.5494 | 4508427.8917 | 4924580.1392 | 461864.5146 | 697603.5496 | 3765112.0777 | 1100713.4806 | 100641.1711 | 177412.8822 | 822659.4275 |  | 53 | 1081-666F | 169874.5207 | 80545.4478 | 7181.9353 | 136342.3922 | 60308.044 | 1413.2538 | 29758.0318 | 16463.3072 | 1994.5849 | 3774.0967 | 15037.3065 | 6659.3479 | 161.8893 | 14994.4133 | 6634.3489 | 156.3647 | 40.0534 | 22.1591 | 2.6846 | 2.8399 | 123364.1124 | 55067.1284 | 1769.7179 | 120316.6626 | 53227.9918 | 1245.5952 | 2704.6082 | 1496.2951 | 181.2812 | 342.8415 | 31473.1018 | 18818.9716 | 5250.3281 | 1031.3163 | 445.7033 | 11.2938 | 27013.3702 | 14944.853 | 1810.6191 | 3428.4153 | 0.011232 | 0.0048834 | 0.000124 | 0.010812 | 0.0061528 | 0.0010812 | 0.0053196 | 5000000 | scaled
1081-668F | 32959.1187 | 5006.4721 | 27394.0445 | 558.6021 | 15.19% | 83.12% | 1.695% | 14748.29 | 30130.5802 | 288.3188 | 11971.433 | 2488.5383 | 512.4651 | 24990.3208 | 4627.7944 | 1081 | 0.013304 | 0.0077644 | 0.0018972 | 2477421.3916 | 568.3977 | 27190.0115 | 5200.7094 | 42724.4653 | 2043777.8334 | 390919.093 | 2345426.3923 | 45851.4527 | 1903821.7134 | 395753.2278 | 1490901.5887 | 25357.4608 | 1236554.6455 | 228989.4825 |  | 54 | 1081-668F | 32959.1187 | 18210.8287 | 2828.5385 | 5006.4721 | 2498.744 | 434.9351 | 27394.0445 | 15153.4826 | 1835.0013 | 558.6021 | 568.3977 | 280.0789 | 55.9327 | 533.9515 | 260.8366 | 53.2331 | 34.0259 | 18.822 | 2.2792 | 0.42033 | 5200.7094 | 2712.1711 | 572.9151 | 2777.8825 | 1349.2691 | 363.2763 | 2372.0832 | 1312.1582 | 158.895 | 50.7438 | 27190.0115 | 15218.5786 | 2199.6908 | 1694.6381 | 888.6383 | 18.4257 | 24987.9355 | 13822.5024 | 1673.8271 | 507.4379 | 0.0017146 | 0.0008274 | 2.12e-05 | 0.010792 | 0.0061402 | 0.0010792 | 0.0007968 | 5000000 | scaled
1085-109F | 288289.2845 | 0 | 288289.2845 | 0 | 0% | 100% | 0% | 60999.2889 | 127815.8533 | 43.7644 | 57597.6224 | 3357.9019 | 92.1351 | 120659.6059 | 7064.1123 | 1085 | 0.0074098 | 0.0074098 | 0.0074098 | 38906486.6123 | 266.3637 | 268289.514 | 19733.4068 | 35947.4858 | 36207389.4032 | 2663149.7179 | 30674241.626 | 22007.4782 | 28963671.8466 | 1688562.2328 | 21656918.0275 | 15611.228 | 20444374.6745 | 1196932.1192 |  | 55 | 1085-109F | 288289.2845 | 227289.9956 | 160473.4312 | 0 | 0 | 0 | 288289.2845 | 227289.9956 | 160473.4312 | 0 | 266.3637 | 222.5993 | 174.2286 | 0 | 0 | 0 | 266.3637 | 222.5993 | 174.2286 | 0 | 19733.4068 | 16375.5048 | 12669.2945 | 0 | 0 | 0 | 19733.4068 | 16375.5048 | 12669.2945 | 0 | 268289.514 | 210691.8916 | 147629.9081 | 0 | 0 | 0 | 268289.514 | 210691.8916 | 147629.9081 | 0 | 0 | 0 | 0 | 0.0074098 | 0.0074098 | 0.0074098 | 0 | 5000000 | scaled
1085-412F | 80.1172 | 0 | 80.1172 | 0 | 0% | 100% | 0% | 12.5948 | 26.3794 | 0.0082717 | 9.9859 | 2.6006 | 0.017325 | 20.9151 | 5.4469 | 1085 | 0.007627 | 0.007627 | 0.007627 | 10504.4133 | 0.052617 | 63.5216 | 16.543 | 6.8988 | 8328.5145 | 2169 | 8853.0705 | 5.8143 | 7019.2331 | 1828.0231 | 7045.7293 | 4.6273 | 5586.2671 | 1454.8349 |  | 56 | 1085-412F | 80.1172 | 67.5224 | 53.7378 | 0 | 0 | 0 | 80.1172 | 67.5224 | 53.7378 | 0 | 0.052617 | 0.044346 | 0.035293 | 0 | 0 | 0 | 0.052617 | 0.044346 | 0.035293 | 0 | 16.543 | 13.9423 | 11.096 | 0 | 0 | 0 | 16.543 | 13.9423 | 11.096 | 0 | 63.5216 | 53.5357 | 42.6065 | 0 | 0 | 0 | 63.5216 | 53.5357 | 42.6065 | 0 | 0 | 0 | 0 | 0.007627 | 0.007627 | 0.007627 | 0 | 5000000 | scaled
1085-8F | 93881.604 | 0 | 93881.604 | 0 | 0% | 100% | 0% | 14742.7395 | 30883.7872 | 15.9602 | 13491.3273 | 1235.452 | 33.4342 | 28262.2698 | 2588.0832 | 1085 | 0.007448 | 0.007448 | 0.007448 | 12604941.4568 | 101.6345 | 85912.6248 | 7867.3447 | 13645.8739 | 11534992.5819 | 1056303 | 10625518.8561 | 11502.988 | 9723589.8756 | 890425.9875 | 8458353.4828 | 9156.8553 | 7740380.627 | 708815.9979 |  | 57 | 1085-8F | 93881.604 | 79138.8644 | 62997.8167 | 0 | 0 | 0 | 93881.604 | 79138.8644 | 62997.8167 | 0 | 101.6345 | 85.6743 | 68.2003 | 0 | 0 | 0 | 101.6345 | 85.6743 | 68.2003 | 0 | 7867.3447 | 6631.8928 | 5279.2616 | 0 | 0 | 0 | 7867.3447 | 6631.8928 | 5279.2616 | 0 | 85912.6248 | 72421.2974 | 57650.3549 | 0 | 0 | 0 | 85912.6248 | 72421.2974 | 57650.3549 | 0 | 0 | 0 | 0 | 0.007448 | 0.007448 | 0.007448 | 0 | 5000000 | scaled
1090-1734 | 730547.8922 | 725008.3664 | 4283.2261 | 1256.2997 | 99.24% | 0.5863% | 0.172% | 394775.2737 | 716393.1566 | 23678.4931 | 2264.2903 | 368832.4903 | 43123.2585 | 4730.542 | 668539.3561 | 1090 | 0.01345 | 0.0078162 | 0.0023706 | 54317443.805 | 43870.3111 | 6146.2992 | 680531.2819 | 3261830.1712 | 456987.5119 | 50598626.1227 | 42958549.9987 | 2576639.9202 | 246394.9406 | 40135515.1431 | 5970950.6581 | 359421.1448 | 39427.8373 | 5572101.676 |  | 58 | 1090-1734 | 730547.8922 | 335772.6185 | 14154.7356 | 725008.3664 | 332123.8073 | 12612.0725 | 4283.2261 | 2392.5115 | 286.3634 | 1256.2997 | 43870.3111 | 20191.818 | 747.0526 | 43862.6764 | 20187.1361 | 745.6601 | 6.6893 | 3.7365 | 0.44723 | 0.94533 | 680531.2819 | 311698.7916 | 11991.9258 | 680027.2732 | 311366.8874 | 11851.7361 | 389.8856 | 217.7811 | 26.0666 | 114.1231 | 6146.2992 | 3882.0089 | 1415.7572 | 1118.4168 | 569.7838 | 14.6764 | 3886.6512 | 2170.9939 | 259.8497 | 1141.2312 | 0.0064908 | 0.0030648 | 7.84e-05 | 0.0051852 | 0.0029778 | 0.0005186 | 0.0017736 | 5000000 | scaled
1090-636R | 919372.7965 | 863578.6076 | 51668.7349 | 4125.4539 | 93.93% | 5.62% | 0.4487% | 334773.2602 | 896118.6091 | 16546.918 | 18532.7232 | 299693.619 | 45384.3378 | 38977.8387 | 811756.4327 | 1090 | 0.38465 | 0.22443 | 0.041448 | 2390185.2266 | 46189.2102 | 46836.3055 | 826347.2808 | 120082.7001 | 121765.0185 | 2148337.5081 | 2604819.0362 | 128749.0133 | 144200.257 | 2331869.7656 | 561047.5673 | 28414.5112 | 24403.4901 | 508229.566 |  | 59 | 1090-636R | 919372.7965 | 584599.5363 | 23254.1874 | 863578.6076 | 551197.5448 | 14135.6454 | 51668.7349 | 29276.5376 | 4993.088 | 4125.4539 | 46189.2102 | 29642.2922 | 804.8724 | 45856.6307 | 29452.5007 | 769.9288 | 329.4752 | 186.6872 | 31.8393 | 3.1043 | 826347.2808 | 526653.6618 | 14590.8481 | 817033.5011 | 521213.875 | 13352.253 | 8939.0206 | 5065.0277 | 863.8361 | 374.7591 | 46836.3055 | 28303.5824 | 7858.4668 | 688.4758 | 531.1691 | 13.4636 | 42400.2391 | 24024.8227 | 4097.4126 | 3747.5906 | 0.027416 | 0.018962 | 0.0004808 | 0.3514 | 0.19964 | 0.03514 | 0.0058268 | 5000000 | scaled
1090-639R | 509502.0987 | 468582.4441 | 38311.1916 | 2608.4629 | 91.97% | 7.519% | 0.512% | 214403.736 | 496667.0082 | 9505.7689 | 13234.2763 | 191663.6908 | 22111.4907 | 27723.0775 | 446832.44 | 1090 | 0.37006 | 0.21291 | 0.038861 | 1376823.5709 | 22453.286 | 33011.6251 | 454037.1876 | 60675.3406 | 89207.0585 | 1226941.1716 | 1386040.8924 | 61451.2818 | 85554.7035 | 1239034.9068 | 330282.0434 | 14704.0738 | 18435.7618 | 297142.2078 |  | 60 | 1090-639R | 509502.0987 | 295098.3627 | 12835.0905 | 468582.4441 | 270783.0151 | 6525.0482 | 38311.1916 | 21706.8847 | 3701.5793 | 2608.4629 | 22453.286 | 12947.5171 | 341.7953 | 22110.2924 | 12752.3283 | 306.8825 | 341.0308 | 193.226 | 32.95 | 1.9628 | 454037.1876 | 262373.4968 | 7204.7476 | 445954.8255 | 257691.3827 | 6209.7796 | 7845.4075 | 4445.1594 | 758.0134 | 236.9546 | 33011.6251 | 19777.3488 | 5288.5476 | 517.3262 | 339.304 | 8.3861 | 30124.7533 | 17068.4993 | 2910.6159 | 2369.5456 | 0.016946 | 0.010723 | 0.0002718 | 0.34947 | 0.19854 | 0.034947 | 0.0036424 | 5000000 | scaled
1090-69F | 1112.1569 | 0 | 1112.1569 | 0 | 0% | 100% | 0% | 177.5386 | 369.4528 | 0.1166 | 140.763 | 36.659 | 0.24264 | 292.9238 | 76.2863 | 1090 | 0.0066172 | 0.0066172 | 0.0066172 | 168070.6133 | 0.73041 | 881.7831 | 229.6433 | 110.3812 | 133256.232 | 34704 | 141240.7469 | 92.7605 | 111983.9413 | 29164.0447 | 112238.415 | 73.7131 | 88989.1931 | 23175.5087 |  | 61 | 1090-69F | 1112.1569 | 934.6183 | 742.704 | 0 | 0 | 0 | 1112.1569 | 934.6183 | 742.704 | 0 | 0.73041 | 0.61382 | 0.48777 | 0 | 0 | 0 | 0.73041 | 0.61382 | 0.48777 | 0 | 229.6433 | 192.9843 | 153.357 | 0 | 0 | 0 | 229.6433 | 192.9843 | 153.357 | 0 | 881.7831 | 741.0201 | 588.8593 | 0 | 0 | 0 | 881.7831 | 741.0201 | 588.8593 | 0 | 0 | 0 | 0 | 0.0066172 | 0.0066172 | 0.0066172 | 0 | 5000000 | scaled
1090-70F | 140836.6813 | 123963.7422 | 16456.6324 | 416.3066 | 88.02% | 11.68% | 0.2956% | 89666.3194 | 138389.1535 | 4858.7776 | 6968.6782 | 77838.8635 | 7430.274 | 14521.1705 | 116437.709 | 1090 | 0.0083 | 0.0048432 | 0.0012488 | 16968274.8554 | 7498.829 | 15912.7819 | 117425.0704 | 903473.3702 | 1917202.6349 | 14147598.8434 | 10565403.4419 | 572510.9015 | 821120.9852 | 9171771.5483 | 1959903.7436 | 105229.5024 | 205652.6517 | 1649021.5887 |  | 62 | 1090-70F | 140836.6813 | 51170.3619 | 2447.5278 | 123963.7422 | 41677.6508 | 931.9569 | 16456.6324 | 9076.4045 | 1099.2642 | 416.3066 | 7498.829 | 2640.0514 | 68.555 | 7474.5673 | 2626.5297 | 66.6421 | 23.9484 | 13.2084 | 1.5997 | 0.31326 | 117425.0704 | 39586.2069 | 987.3614 | 116041.0833 | 38805.93 | 859.6229 | 1346.1696 | 742.4593 | 89.921 | 37.8176 | 15912.7819 | 8944.1037 | 1391.6114 | 448.0917 | 245.1911 | 5.692 | 15086.5144 | 8320.7368 | 1007.7436 | 378.1758 | 0.0013874 | 0.0006604 | 1.66e-05 | 0.0063116 | 0.0035818 | 0.0006312 | 0.000601 | 5000000 | scaled
1090-73F | 5899045.362 | 5876650.648 | 14873.685 | 7521.0292 | 99.62% | 0.2521% | 0.1275% | 2895854.277 | 5851184.0445 | 216402.3044 | 6697.5747 | 2672754.398 | 433327.9739 | 13866.8579 | 5403989.2125 | 1090 | 0.046754 | 0.027947 | 0.011449 | 126173072.4907 | 436429.2244 | 21608.0924 | 5441008.045 | 9334665.66 | 462169.5955 | 116376237.2309 | 107459462.3075 | 8030264.3188 | 248533.8385 | 99180664.155 | 4180465.8558 | 309597.6447 | 9907.3838 | 3860960.8271 |  | 63 | 1090-73F | 5899045.362 | 3003191.085 | 47861.3175 | 5876650.648 | 2987385.819 | 39345.6618 | 14873.685 | 8284.2368 | 994.6265 | 7521.0292 | 436429.2244 | 220026.92 | 3101.2505 | 436402.2673 | 220009.3984 | 3094.167 | 21.2978 | 11.8623 | 1.4242 | 5.6593 | 5441008.045 | 2768253.647 | 37018.8325 | 5438826.782 | 2766736.06 | 36235.4403 | 1498.0473 | 834.3715 | 100.1768 | 683.2154 | 21608.0924 | 14910.5177 | 7741.2345 | 1421.598 | 640.3602 | 16.0545 | 13354.3399 | 7438.0031 | 893.0255 | 6832.1544 | 0.030984 | 0.014402 | 0.0003648 | 0.005206 | 0.0029818 | 0.0005206 | 0.010563 | 5000000 | scaled
1090-74F | 4990919.969 | 4972118.915 | 10937.5089 | 7863.5456 | 99.62% | 0.2191% | 0.1576% | 2482838.933 | 4923712.0596 | 189625.0118 | 6287.1215 | 2286926.8 | 373879.3772 | 13008.5331 | 4536824.1494 | 1090 | 0.045737 | 0.027734 | 0.012008 | 109123108.6045 | 378377.6037 | 20866.5344 | 4591675.831 | 8272971.8366 | 456232.7425 | 100393904.0287 | 90434744.714 | 6906887.638 | 229001.6581 | 83298855.4307 | 5597114.2768 | 425013.8056 | 14787.6735 | 5157312.7978 |  | 64 | 1090-74F | 4990919.969 | 2508081.036 | 67207.9094 | 4972118.915 | 2494128.582 | 58612.8431 | 10937.5089 | 6088.9081 | 731.5207 | 7863.5456 | 378377.6037 | 188752.5919 | 4498.2265 | 378353.4086 | 188736.4994 | 4491.0869 | 18.2781 | 10.1754 | 1.2225 | 5.9171 | 4591675.831 | 2304749.031 | 54851.6816 | 4590013.134 | 2303506.746 | 54073.9232 | 948.3666 | 527.9554 | 63.4285 | 714.3299 | 20866.5344 | 14579.4129 | 7858.0013 | 3752.3715 | 1885.337 | 47.8329 | 9970.8642 | 5550.7772 | 666.8697 | 7143.2987 | 0.029392 | 0.013614 | 0.0003472 | 0.0052052 | 0.0029796 | 0.0005206 | 0.01114 | 5000000 | scaled
1094-35F | 2514283.063 | 2510139.257 | 0 | 4143.8054 | 99.84% | 0% | 0.1648% | 1320787.639 | 2458523.2787 | 75153.6096 | 1037.9874 | 1244596.041 | 140092.555 | 1973.8016 | 2316456.9215 | 1094 | 0.020398 | 0.012737 | 0.0060368 | 123263671.3633 | 142960.3586 | 5762.5197 | 2365560.184 | 7008685.2669 | 282509.6924 | 115972476.3698 | 93704495.9487 | 5331842.0754 | 73640.9726 | 88299012.83 | 9236645.9548 | 526326.2473 | 7415.5516 | 8702904.1533 |  | 65 | 1094-35F | 2514283.063 | 1193495.424 | 55759.7843 | 2510139.257 | 1189351.619 | 51615.9789 | 0 | 0 | 0 | 4143.8054 | 142960.3586 | 67806.749 | 2867.8036 | 142957.2405 | 67803.6309 | 2864.6855 | 0 | 0 | 0 | 3.1181 | 2365560.184 | 1120964.143 | 49103.2625 | 2365183.758 | 1120587.717 | 48726.8364 | 0 | 0 | 0 | 376.4261 | 5762.5197 | 4724.5323 | 3788.7181 | 1998.2585 | 960.2711 | 24.4569 | 0 | 0 | 0 | 3764.2612 | 0.014536 | 0.0068752 | 0.0001752 | 0 | 0 | 0 | 0.0058616 | 5000000 | scaled
1094-7 | 95330.0513 | 94152.929 | 0 | 1177.1223 | 98.77% | 0% | 1.235% | 49224.2964 | 93265.2008 | 3673.5194 | 773.538 | 44777.239 | 6957.9242 | 1334.3958 | 84972.8808 | 1094 | 0.0065074 | 0.0037396 | 0.0016794 | 14649483.8645 | 7034.135 | 2417.5063 | 85878.41 | 1080943.9985 | 371501.1047 | 13197038.762 | 12329060.5706 | 920095.288 | 193745.7305 | 11215219.5549 | 1229516.7661 | 91726.4357 | 17591.3632 | 1120198.9672 |  | 66 | 1094-7 | 95330.0513 | 46105.7549 | 2064.8505 | 94152.929 | 44928.6326 | 887.7282 | 0 | 0 | 0 | 1177.1223 | 7034.135 | 3360.6156 | 76.2108 | 7033.2492 | 3359.7298 | 75.325 | 0 | 0 | 0 | 0.88575 | 85878.41 | 41101.1711 | 905.5292 | 85771.4794 | 40994.2405 | 798.5986 | 0 | 0 | 0 | 106.9306 | 2417.5063 | 1643.9683 | 1083.1105 | 1348.2003 | 574.6623 | 13.8045 | 0 | 0 | 0 | 1069.306 | 0.0048814 | 0.0021136 | 5.34e-05 | 0 | 0 | 0 | 0.001626 | 5000000 | scaled
1094-8AE | 1727.6701 | 1475.671 | 0 | 251.9991 | 85.41% | 0% | 14.59% | 830.4534 | 1465.5755 | 80.1214 | 1.3496 | 748.9825 | 148.5199 | 5.3127 | 1311.7429 | 1094 | 0.0010582 | 0.000788 | 0.0003686 | 1632649.8894 | 150.0362 | 234.3247 | 1343.3092 | 141784.3296 | 221437.0732 | 1269428.4871 | 1138599.8344 | 109851.0411 | 1850.316 | 1026898.478 | 711054.2341 | 72057.5079 | 2577.5893 | 636419.1372 |  | 67 | 1094-8AE | 1727.6701 | 897.2167 | 262.0946 | 1475.671 | 645.2176 | 10.0955 | 0 | 0 | 0 | 251.9991 | 150.0362 | 69.9148 | 1.5163 | 149.8466 | 69.7252 | 1.3266 | 0 | 0 | 0 | 0.18962 | 1343.3092 | 594.3267 | 31.5664 | 1320.4175 | 571.4349 | 8.6746 | 0 | 0 | 0 | 22.8918 | 234.3247 | 232.9752 | 229.012 | 5.407 | 4.0574 | 0.09425 | 0 | 0 | 0 | 228.9177 | 0.0007004 | 0.0004302 | 1.08e-05 | 0 | 0 | 0 | 0.0003578 | 5000000 | scaled
1100-1168F | 54718.9543 | 54034.5106 | 582.9419 | 101.5017 | 98.75% | 1.065% | 0.1855% | 31208.5639 | 54567.5015 | 1733.8962 | 206.2825 | 29268.3853 | 3074.5911 | 429.9374 | 51062.973 | 1100 | 0.070904 | 0.040276 | 0.007179 | 771730.79 | 3075.3137 | 561.2876 | 51082.3529 | 43372.8008 | 7916.1409 | 720441.8482 | 583734.9066 | 32431.3459 | 3858.3727 | 547445.1878 | 21096.6408 | 1188.6845 | 166.2205 | 19741.7358 |  | 68 | 1100-1168F | 54718.9543 | 23510.3904 | 151.4528 | 54034.5106 | 23082.2727 | 0.13511 | 582.9419 | 326.6159 | 49.8159 | 101.5017 | 3075.3137 | 1341.4176 | 0.72265 | 3067.6747 | 1337.1039 | 0 | 7.5626 | 4.2373 | 0.64627 | 0.076377 | 51082.3529 | 21813.9676 | 19.3799 | 50954.2473 | 21738.1371 | 0 | 118.8851 | 66.61 | 10.1595 | 9.2205 | 561.2876 | 355.0052 | 131.3502 | 12.5885 | 7.0316 | 0.13511 | 456.4942 | 255.7687 | 39.0102 | 92.2049 | 0.0005028 | 0.0002822 | 7.2e-06 | 0.070255 | 0.039847 | 0.0070256 | 0.0001462 | 5000000 | scaled
1100-1172R | 2144978.849 | 2138023.804 | 5788.8739 | 1166.1707 | 99.68% | 0.2699% | 0.05437% | 813629.138 | 2094189.3224 | 89443.3655 | 2033.8089 | 722151.964 | 230073.514 | 4233.9329 | 1859881.8759 | 1100 | 0.080798 | 0.046669 | 0.0087966 | 26547490.7609 | 235465.256 | 5684.0044 | 1903829.589 | 2914253.3089 | 70348.505 | 23562888.9524 | 28527496.0038 | 3136066.7074 | 71309.484 | 25320119.8248 | 5773767.8933 | 634322.3385 | 11673.1307 | 5127772.4253 |  | 69 | 1100-1172R | 2144978.849 | 1331349.711 | 50789.5266 | 2138023.804 | 1326942.906 | 49128.6963 | 5788.8739 | 3240.6346 | 494.6597 | 1166.1707 | 235465.256 | 146021.8905 | 5391.742 | 235424.7063 | 145998.8044 | 5387.4745 | 39.6721 | 22.2086 | 3.39 | 0.87751 | 1903829.589 | 1181677.625 | 43947.7131 | 1902535.751 | 1180906.697 | 43740.271 | 1187.902 | 664.9923 | 101.5063 | 105.9357 | 5684.0044 | 3650.1956 | 1450.0716 | 63.3472 | 37.4044 | 0.95074 | 4561.2997 | 2553.4337 | 389.7634 | 1059.3574 | 0.0089602 | 0.0052508 | 0.0001332 | 0.070194 | 0.039774 | 0.0070194 | 0.001644 | 5000000 | scaled
1103-13AE | 94466.2276 | 94244.816 | 0 | 221.4117 | 99.77% | 0% | 0.2344% | 48552.4476 | 92804.8913 | 2998.4361 | 2.1135 | 45551.8979 | 5675.2545 | 3.6928 | 87125.9439 | 1103 | 0.001345 | 0.0007634 | 0.00033 | 70235113.4796 | 5769.5363 | 204.8648 | 88491.8265 | 4289618.0855 | 152315.8514 | 65793179.5465 | 60143804.1263 | 3714279.3549 | 2618.0907 | 56426906.6868 | 5034352.5939 | 307863.4318 | 200.3228 | 4726288.8396 |  | 70 | 1103-13AE | 94466.2276 | 45913.7801 | 1661.3364 | 94244.816 | 45692.3684 | 1439.9247 | 0 | 0 | 0 | 221.4117 | 5769.5363 | 2771.1002 | 94.2818 | 5769.3697 | 2770.9336 | 94.1152 | 0 | 0 | 0 | 0.16661 | 88491.8265 | 42939.9285 | 1365.8825 | 88471.7133 | 42919.8153 | 1345.7694 | 0 | 0 | 0 | 20.1132 | 204.8648 | 202.7513 | 201.172 | 3.733 | 1.6194 | 0.040138 | 0 | 0 | 0 | 201.1319 | 0.0010262 | 0.0004446 | 1.12e-05 | 0 | 0 | 0 | 0.0003188 | 5000000 | scaled
1105-1479 | 4228043.546 | 4224870.71 | 1373.4345 | 1799.402 | 99.92% | 0.03248% | 0.04256% | 1283644.893 | 4112881.4602 | 123888.2802 | 514.3813 | 1159242.232 | 397700.3297 | 1078.3554 | 3714102.7756 | 1105 | 0.10556 | 0.062545 | 0.011939 | 40053007.6013 | 408487.0481 | 2816.0105 | 3816740.488 | 3869670.3723 | 26676.5674 | 36156660.667 | 47076483.38 | 4543487.5296 | 18864.4566 | 42514131.4126 | 9646035.2632 | 932735.709 | 2529.0916 | 8710770.4638 |  | 71 | 1105-1479 | 4228043.546 | 2944398.653 | 115162.0858 | 4224870.71 | 2941827.135 | 113241.2499 | 1373.4345 | 772.1166 | 121.4339 | 1799.402 | 408487.0481 | 284598.7679 | 10786.7184 | 408475.5907 | 284591.7339 | 10784.4711 | 10.1035 | 5.68 | 0.89331 | 1.354 | 3816740.488 | 2657498.256 | 102637.7124 | 3816375.343 | 2657221.414 | 102456.4212 | 201.6854 | 113.3834 | 17.8323 | 163.4589 | 2816.0105 | 2301.6291 | 1737.6551 | 19.7757 | 13.9868 | 0.35766 | 1161.6457 | 653.0533 | 102.7084 | 1634.5891 | 0.010576 | 0.0075218 | 0.0001914 | 0.092486 | 0.052524 | 0.0092486 | 0.0024988 | 5000000 | scaled
1105-1483 | 417001.2973 | 394048.1697 | 22591.7751 | 361.3525 | 94.5% | 5.418% | 0.08666% | 231816.5735 | 414351.1885 | 11559.3779 | 7998.2956 | 212258.9001 | 20399.4078 | 16652.1257 | 377299.655 | 1105 | 0.063819 | 0.036339 | 0.0067518 | 6534145.0685 | 20430.8584 | 18505.638 | 378064.8009 | 320138.5556 | 289971.5751 | 5924034.938 | 5096032.4665 | 254110.2393 | 175826.833 | 4666095.3955 | 392504.0386 | 19323.8253 | 15774.1229 | 357406.0904 |  | 72 | 1105-1483 | 417001.2973 | 185184.7238 | 2650.1088 | 394048.1697 | 172171.2105 | 392.4676 | 22591.7751 | 12652.1607 | 1896.2887 | 361.3525 | 20430.8584 | 8871.4806 | 31.4506 | 20383.0379 | 8844.5798 | 27.1876 | 47.5486 | 26.6288 | 3.9911 | 0.27191 | 378064.8009 | 165805.9008 | 765.1459 | 373658.3044 | 163323.6711 | 365.207 | 4373.671 | 2449.4042 | 367.1134 | 32.8255 | 18505.638 | 10507.3424 | 1853.5123 | 6.8273 | 2.9596 | 0.072954 | 18170.5555 | 10176.1277 | 1525.1842 | 328.2551 | 0.0008972 | 0.0003886 | 1e-05 | 0.062422 | 0.035451 | 0.0062422 | 0.0004996 | 5000000 | scaled
1117-1121F | 101566.2718 | 18451.1165 | 82929.1031 | 186.0522 | 18.17% | 81.65% | 0.1832% | 45141.4269 | 95483.9121 | 652.1271 | 34047.7217 | 10441.578 | 1403.4829 | 70790.5343 | 23289.8948 | 1117 | 0.007029 | 0.0040268 | 0.0008838 | 14449604.7517 | 1436.2859 | 76020.0462 | 24109.9397 | 204337.1536 | 10815200.7754 | 3430066.8189 | 14012328.6207 | 202426.473 | 10568736.9334 | 3241165.2061 | 6882054.4716 | 101156.7857 | 5102265.9502 | 1678631.7337 |  | 73 | 1117-1121F | 101566.2718 | 56424.8449 | 6082.3597 | 18451.1165 | 10488.0457 | 342.1644 | 82929.1031 | 45750.747 | 5554.1432 | 186.0522 | 1436.2859 | 784.1587 | 32.803 | 1325.2518 | 722.8401 | 25.2359 | 110.8941 | 61.1786 | 7.4271 | 0.14 | 24109.9397 | 13668.3617 | 820.0448 | 16780.9821 | 9617.5083 | 313.4217 | 7312.0565 | 4033.9523 | 489.722 | 16.9011 | 76020.0462 | 41972.3245 | 5229.5119 | 344.8826 | 147.6973 | 3.5068 | 75506.1525 | 41655.6161 | 5056.9941 | 169.0111 | 0.0005396 | 0.0002336 | 6e-06 | 0.0062352 | 0.003539 | 0.0006236 | 0.0002542 | 5000000 | scaled
1118-1718F | 788375.657 | 783677.6985 | 4103.8402 | 594.1183 | 99.4% | 0.5205% | 0.07536% | 300081.1705 | 776071.3912 | 22183.9002 | 1417.213 | 276480.0572 | 56988.4152 | 2952.7263 | 716130.2497 | 1118 | 0.10781 | 0.061593 | 0.011361 | 7312720.8261 | 57821.4705 | 3783.4487 | 726770.7378 | 536333.4953 | 35094.0617 | 6741293.2692 | 7927810.914 | 586073.982 | 37441.1921 | 7304295.7388 | 1083007.5881 | 79527.3306 | 4120.5294 | 999359.7281 |  | 74 | 1118-1718F | 788375.657 | 488294.4865 | 12304.2658 | 783677.6985 | 485390.2974 | 11341.0301 | 4103.8402 | 2310.0708 | 369.1174 | 594.1183 | 57821.4705 | 35637.5703 | 833.0553 | 57793.1652 | 35621.4417 | 830.1026 | 27.8583 | 15.6816 | 2.5057 | 0.44705 | 726770.7378 | 450290.6806 | 10640.4881 | 725874.5869 | 449762.643 | 10510.7686 | 842.1808 | 474.0675 | 75.7494 | 53.9701 | 3783.4487 | 2366.2357 | 830.7223 | 9.9463 | 6.2127 | 0.1589 | 3233.8012 | 1820.3218 | 290.8623 | 539.7012 | 0.0021904 | 0.0012636 | 3.24e-05 | 0.10477 | 0.059477 | 0.010477 | 0.0008522 | 5000000 | scaled
1119-6F | 14112.606 | 13593.2244 | 0 | 519.3816 | 96.32% | 0% | 3.68% | 6215.4839 | 13570.472 | 388.1958 | 2715.448 | 3111.84 | 876.3889 | 5342.6576 | 7351.4255 | 1119 | 0.002277 | 0.0014618 | 0.0007808 | 6197894.6157 | 876.7798 | 5837.2198 | 7398.6065 | 385059.1787 | 2563557.2394 | 3249278.1963 | 5402327.3875 | 337409.1352 | 2360192.6096 | 2704725.6403 | 694331.4676 | 44840.3277 | 273356.3947 | 376134.745 |  | 75 | 1119-6F | 14112.606 | 7897.1222 | 542.134 | 13593.2244 | 7377.7406 | 22.7524 | 0 | 0 | 0 | 519.3816 | 876.7798 | 488.5839 | 0.39082 | 876.3889 | 488.1931 | 0 | 0 | 0 | 0 | 0.39082 | 7398.6065 | 4286.7664 | 47.181 | 7351.4255 | 4239.5854 | 0 | 0 | 0 | 0 | 47.181 | 5837.2198 | 3121.7718 | 494.5622 | 5365.41 | 2649.962 | 22.7524 | 0 | 0 | 0 | 471.8098 | 0.0015138 | 0.0006986 | 1.76e-05 | 0 | 0 | 0 | 0.0007632 | 5000000 | scaled
1119-9F | 44057.8268 | 761.5686 | 41945.4368 | 1350.8213 | 1.729% | 95.21% | 3.066% | 19239.2267 | 39823.8541 | 53.1934 | 17318.8756 | 1867.1577 | 93.5197 | 35966.5526 | 3763.7818 | 1119 | 0.01155 | 0.0069032 | 0.0025342 | 3814464.4032 | 105.4424 | 39745.3281 | 4207.0562 | 9129.0568 | 3441094.3611 | 364240.9853 | 3595231.2044 | 9940.251 | 3236375.4989 | 348915.4542 | 1670733.4338 | 3923.4383 | 1508907.7487 | 157902.2467 |  | 76 | 1119-9F | 44057.8268 | 24818.6001 | 4233.9727 | 761.5686 | 329.7632 | 80.1588 | 41945.4368 | 23138.0156 | 2802.9925 | 1350.8213 | 105.4424 | 52.249 | 11.9228 | 52.8786 | 22.7979 | 7.4617 | 51.5474 | 28.4347 | 3.4446 | 1.0164 | 4207.0562 | 2339.8986 | 443.2745 | 297.8469 | 128.4734 | 67.5331 | 3786.4998 | 2088.7157 | 253.0318 | 122.7095 | 39745.3281 | 22426.4525 | 3778.7754 | 410.8431 | 178.4919 | 5.164 | 38107.3896 | 21020.8652 | 2546.516 | 1227.0953 | 0.0034356 | 0.0014878 | 3.76e-05 | 0.0062422 | 0.003543 | 0.0006242 | 0.0018724 | 5000000 | scaled
1138-6R | 4663877.867 | 4249838.818 | 399553.8585 | 14485.1909 | 91.12% | 8.567% | 0.3106% | 2529205.645 | 4571063.8102 | 193156.1515 | 163466.3902 | 2172583.103 | 345694.877 | 339773.2869 | 3885595.6465 | 1138 | 0.17153 | 0.10091 | 0.031311 | 27190564.3647 | 349324.6481 | 385822.565 | 3928730.654 | 2036574.4128 | 2249358.4923 | 22904631.4603 | 21154512.3211 | 1615576.0979 | 1367248.1605 | 18171688.0602 | 2964282.5086 | 224179.167 | 220339.0836 | 2519764.2581 |  | 77 | 1138-6R | 4663877.867 | 2134672.222 | 92814.0568 | 4249838.818 | 1895347.411 | 42438.7043 | 399553.8585 | 224839.6208 | 35890.1616 | 14485.1909 | 349324.6481 | 156168.4966 | 3629.7711 | 348677.4688 | 155799.5454 | 3561.7173 | 636.2796 | 358.0515 | 57.1542 | 10.8996 | 3928730.654 | 1756147.551 | 43135.0075 | 3893522.515 | 1735759.608 | 38774.7675 | 33892.2944 | 19072.0987 | 3044.3954 | 1315.8447 | 385822.565 | 222356.1748 | 46049.2781 | 7638.834 | 3788.2576 | 102.2195 | 365025.2845 | 205409.4706 | 32788.612 | 13158.4466 | 0.048464 | 0.022247 | 0.0006716 | 0.10269 | 0.058291 | 0.010269 | 0.02037 | 5000000 | scaled
1139-4F | 472177.0734 | 1225.1707 | 468726.8593 | 2225.0435 | 0.2595% | 99.27% | 0.4712% | 205664.3941 | 427871.8055 | 363.5369 | 186863.9195 | 18436.9377 | 732.0205 | 388913.9422 | 38225.8428 | 1139 | 0.11231 | 0.064142 | 0.013392 | 4204402.2229 | 798.9866 | 429223.5776 | 42154.5092 | 7114.4097 | 3821931.7824 | 375356.0311 | 4155015.7041 | 7344.4971 | 3775191.7314 | 372479.4757 | 3308288.9996 | 5659.9553 | 3007068.2393 | 295560.8052 |  | 78 | 1139-4F | 472177.0734 | 266512.6793 | 44305.2679 | 1225.1707 | 499.621 | 19.0666 | 468726.8593 | 263788.0148 | 42061.1579 | 2225.0435 | 798.9866 | 435.4497 | 66.9662 | 91.0585 | 36.3131 | 1.9163 | 706.2538 | 397.4624 | 63.3756 | 1.6743 | 42154.5092 | 23717.5715 | 3928.6664 | 553.7542 | 217.3101 | 11.6399 | 41398.6305 | 23298.1369 | 3714.902 | 202.1245 | 429223.5776 | 242359.6581 | 40309.6354 | 580.3579 | 245.9979 | 5.5104 | 426621.9749 | 240092.4155 | 38282.8803 | 2021.2447 | 0.0076212 | 0.0033468 | 8.48e-05 | 0.10153 | 0.057641 | 0.010153 | 0.0031544 | 5000000 | scaled
1139-5 | 335856.5349 | 1244.8238 | 334164.6331 | 447.078 | 0.3706% | 99.5% | 0.1331% | 146735.1471 | 305412.3968 | 198.2576 | 132605.7106 | 13931.1789 | 412.9724 | 275980.6576 | 29018.7668 | 1139 | 0.10416 | 0.059183 | 0.010831 | 3224367.1867 | 454.0161 | 303482.7143 | 31919.8044 | 4358.7502 | 2913564.585 | 306443.8514 | 3195535.6741 | 4317.5708 | 2887830.8107 | 303387.2938 | 2810937.3543 | 3800.892 | 2540055.1764 | 267081.2858 |  | 79 | 1139-5 | 335856.5349 | 189121.3878 | 30444.1381 | 1244.8238 | 539.3298 | 13.4644 | 334164.6331 | 188134.9799 | 29983.5956 | 447.078 | 454.0161 | 255.7585 | 41.0437 | 0 | 0 | 0 | 453.6797 | 255.4221 | 40.7073 | 0.33641 | 31919.8044 | 17988.6255 | 2901.0376 | 0 | 0 | 0 | 31879.1916 | 17948.0127 | 2860.4248 | 40.6129 | 303482.7143 | 170877.0037 | 27502.0567 | 1244.8238 | 539.3298 | 13.4644 | 301831.7618 | 169931.5452 | 27082.4636 | 406.1287 | 0.001902 | 0.000824 | 2.06e-05 | 0.10161 | 0.05771 | 0.010161 | 0.000649 | 5000000 | scaled
114-18AE | 66683.4264 | 3124.9257 | 60888.8544 | 2669.6463 | 4.686% | 91.31% | 4.003% | 28686.1588 | 59890.5155 | 152.1831 | 25588.8541 | 2945.1216 | 311.9151 | 53386.8473 | 6191.7532 | 114 | 0.019386 | 0.011573 | 0.0046338 | 3439772.3285 | 320.5834 | 59582.7444 | 6780.0986 | 16536.8488 | 3073493.468 | 349742.0118 | 3283325.3491 | 17418.3846 | 2928817.829 | 337089.1354 | 1465948.2209 | 7634.7871 | 1306757.0569 | 151556.3769 |  | 80 | 114-18AE | 66683.4264 | 37997.2676 | 6792.9109 | 3124.9257 | 1550.765 | 20.2215 | 60888.8544 | 33776.8562 | 4103.0431 | 2669.6463 | 320.5834 | 168.4003 | 8.6683 | 243.654 | 124.8308 | 1.6109 | 74.9205 | 41.5606 | 5.0486 | 2.0088 | 6780.0986 | 3834.977 | 588.3455 | 1531.249 | 815.3006 | 8.477 | 5006.3372 | 2777.1639 | 337.3559 | 242.5125 | 59582.7444 | 33993.8903 | 6195.8971 | 1350.0227 | 610.6336 | 10.1336 | 55807.5967 | 30958.1317 | 3760.6386 | 2425.125 | 0.0081338 | 0.0035232 | 8.98e-05 | 0.0074536 | 0.004251 | 0.0007454 | 0.0037986 | 5000000 | scaled
114-48 | 88860.6048 | 3625.4415 | 81459.1886 | 3775.9748 | 4.08% | 91.67% | 4.249% | 38398.7346 | 79577.6225 | 110.685 | 34458.236 | 3829.8136 | 220.2251 | 71388.7361 | 7968.6613 | 114 | 0.02752 | 0.016378 | 0.0064898 | 3228899.4648 | 232.9541 | 79761.5097 | 8866.141 | 8464.7796 | 2898268.5455 | 322166.1394 | 3081076.4593 | 8881.2586 | 2764894.7499 | 307300.4497 | 1430395.7425 | 3958.5134 | 1283201.7466 | 143235.4825 |  | 81 | 114-48 | 88860.6048 | 50461.8702 | 9282.9823 | 3625.4415 | 1596.3952 | 44.0843 | 81459.1886 | 45089.5002 | 5462.9232 | 3775.9748 | 232.9541 | 122.2691 | 12.729 | 128.7637 | 63.3287 | 3.0909 | 101.3491 | 56.099 | 6.7968 | 2.8413 | 8866.141 | 5036.3275 | 897.4797 | 398.1174 | 195.938 | 9.5774 | 8125.0115 | 4497.3773 | 544.8902 | 343.0121 | 79761.5097 | 45303.2737 | 8372.7735 | 3098.5604 | 1337.1285 | 31.416 | 73232.8279 | 40536.0238 | 4911.2362 | 3430.1214 | 0.011506 | 0.0049826 | 0.000126 | 0.010723 | 0.006104 | 0.0010724 | 0.0052914 | 5000000 | scaled
1140-8F | 97447.0968 | 538.0691 | 96282.2653 | 626.7624 | 0.5522% | 98.8% | 0.6432% | 42462.0611 | 88178.4006 | 86.8383 | 38257.2547 | 4117.968 | 162.8414 | 79546.119 | 8469.4401 | 1140 | 0.10414 | 0.059199 | 0.011039 | 935762.2278 | 173.4286 | 87945.6794 | 9327.9887 | 1665.3956 | 844522.2855 | 89574.5466 | 928820.107 | 1899.5119 | 836843.6796 | 90076.9154 | 839647.0822 | 1550.5987 | 757449.2881 | 80647.1954 |  | 82 | 1140-8F | 97447.0968 | 54985.0358 | 9268.6962 | 538.0691 | 221.3977 | 6.3579 | 96282.2653 | 54136.8757 | 8635.5758 | 626.7624 | 173.4286 | 86.5903 | 10.5872 | 69.4374 | 27.9125 | 0.83092 | 103.5196 | 58.2062 | 9.2847 | 0.47162 | 9327.9887 | 5210.0207 | 858.5486 | 384.7672 | 156.5704 | 4.6003 | 8886.286 | 4996.5148 | 797.0128 | 56.9355 | 87945.6794 | 49688.4247 | 8399.5604 | 83.8644 | 36.9148 | 0.92675 | 87292.4597 | 49082.1547 | 7829.2784 | 569.3553 | 0.0018234 | 0.000789 | 2.02e-05 | 0.10144 | 0.057535 | 0.010144 | 0.0008748 | 5000000 | scaled
116-12R | 54554.8849 | 3024.7688 | 49064.2678 | 2465.8483 | 5.544% | 89.94% | 4.52% | 23628.1362 | 48783.4599 | 41.2092 | 21751.505 | 1835.422 | 74.9838 | 44909.8059 | 3798.6703 | 116 | 0.024461 | 0.014536 | 0.0049776 | 2230262.0047 | 81.1438 | 50183.6144 | 4290.1268 | 3317.2446 | 2051559.7922 | 175384.9679 | 2127596.9152 | 3710.6816 | 1958615.5474 | 165270.6865 | 1159479.4718 | 1782.2059 | 1067410.9233 | 90286.3427 |  | 83 | 116-12R | 54554.8849 | 30926.7488 | 5771.425 | 3024.7688 | 1276.1526 | 33.3155 | 49064.2678 | 27184.7479 | 3272.2612 | 2465.8483 | 81.1438 | 39.9346 | 6.16 | 14.7464 | 2.3188 | 0 | 64.542 | 35.7604 | 4.3045 | 1.8555 | 4290.1268 | 2454.7047 | 491.4565 | 55.8759 | 8.7691 | 0 | 4010.2515 | 2221.9363 | 267.4572 | 223.9993 | 50183.6144 | 28432.1094 | 5273.8085 | 2954.1466 | 1265.0647 | 33.3155 | 44989.4743 | 24927.0512 | 3000.4995 | 2239.9935 | 0.0065216 | 0.002824 | 7.2e-05 | 0.014482 | 0.0082546 | 0.0014482 | 0.0034574 | 5000000 | scaled
116-31F | 141477.223 | 524.697 | 139419.8512 | 1532.6747 | 0.3709% | 98.55% | 1.083% | 62567.274 | 130643.448 | 93.1281 | 57202.2348 | 5271.9112 | 181.8414 | 119508.8741 | 10952.7324 | 116 | 0.020781 | 0.012187 | 0.0036476 | 6807877.3807 | 194.3116 | 129417.3393 | 11865.572 | 9350.2659 | 6227556.3388 | 570970.7734 | 6475140.6438 | 9637.9016 | 5919908.1472 | 545594.5897 | 2970110.4863 | 4134.0694 | 2716971.7705 | 249004.6452 |  | 84 | 116-31F | 141477.223 | 78909.949 | 10833.775 | 524.697 | 184.5379 | 3.2052 | 139419.8512 | 77192.7363 | 9297.8951 | 1532.6747 | 194.3116 | 101.1836 | 12.4702 | 23.4637 | 6.0753 | 0 | 169.6946 | 93.955 | 11.3169 | 1.1533 | 11865.572 | 6593.6609 | 912.8396 | 126.2286 | 31.7842 | 0 | 11600.1142 | 6422.6475 | 773.6104 | 139.2292 | 129417.3393 | 72215.1045 | 9908.4652 | 375.0047 | 146.6785 | 3.2052 | 127650.0424 | 70676.1338 | 8512.9678 | 1392.2922 | 0.0042646 | 0.0018466 | 4.68e-05 | 0.014351 | 0.0081742 | 0.001435 | 0.0021658 | 5000000 | scaled
116-32F | 87668.6781 | 0 | 87668.6781 | 0 | 0% | 100% | 0% | 13980.3306 | 29205.0347 | 17.2524 | 12814.1525 | 1148.9257 | 36.0405 | 26768.8783 | 2400.1159 | 116 | 0.0144 | 0.0144 | 0.0144 | 6087933.5345 | 108.1876 | 80355.7399 | 7204.7505 | 7512.8193 | 5580104.7151 | 500316 | 5117104.2124 | 6314.7666 | 4690257.7342 | 420531.7117 | 4059862.4566 | 5010.0766 | 3721206.4669 | 333645.9134 |  | 85 | 116-32F | 87668.6781 | 73688.3475 | 58463.6433 | 0 | 0 | 0 | 87668.6781 | 73688.3475 | 58463.6433 | 0 | 108.1876 | 90.9352 | 72.1471 | 0 | 0 | 0 | 108.1876 | 90.9352 | 72.1471 | 0 | 7204.7505 | 6055.8249 | 4804.6346 | 0 | 0 | 0 | 7204.7505 | 6055.8249 | 4804.6346 | 0 | 80355.7399 | 67541.5875 | 53586.8616 | 0 | 0 | 0 | 80355.7399 | 67541.5875 | 53586.8616 | 0 | 0 | 0 | 0 | 0.0144 | 0.0144 | 0.0144 | 0 | 5000000 | scaled
1161-53AE | 29935.0541 | 0 | 29935.0541 | 0 | 0% | 100% | 0% | 2447.2258 | 5106.376 | 1.6072 | 1940.304 | 505.3145 | 3.3536 | 4048.6341 | 1054.3882 | 1161 | 0.057168 | 0.057168 | 0.057168 | 523631.2165 | 19.66 | 23734.2653 | 6181.1289 | 343.8973 | 415165.5161 | 108121.8031 | 480823.7506 | 315.7833 | 381225.2501 | 99282.7192 | 434309.2509 | 285.2347 | 344345.8274 | 89678.1892 |  | 86 | 1161-53AE | 29935.0541 | 27487.8283 | 24828.6781 | 0 | 0 | 0 | 29935.0541 | 27487.8283 | 24828.6781 | 0 | 19.66 | 18.0528 | 16.3064 | 0 | 0 | 0 | 19.66 | 18.0528 | 16.3064 | 0 | 6181.1289 | 5675.8143 | 5126.7407 | 0 | 0 | 0 | 6181.1289 | 5675.8143 | 5126.7407 | 0 | 23734.2653 | 21793.9612 | 19685.6311 | 0 | 0 | 0 | 23734.2653 | 21793.9612 | 19685.6311 | 0 | 0 | 0 | 0 | 0.057168 | 0.057168 | 0.057168 | 0 | 5000000 | scaled
1161-54 | 980.4547 | 0 | 980.4547 | 0 | 0% | 100% | 0% | 80.1888 | 167.1389 | 1.0403 | 62.7948 | 16.3537 | 2.1683 | 130.8843 | 34.0863 | 1161 | 0.057338 | 0.057338 | 0.057338 | 17099.6818 | 12.7196 | 767.7813 | 199.9537 | 221.8378 | 13390.5382 | 3487.3058 | 15701.1446 | 203.6943 | 12295.3619 | 3202.0884 | 14184.6859 | 184.0209 | 11107.8429 | 2892.8221 |  | 87 | 1161-54 | 980.4547 | 900.266 | 813.3158 | 0 | 0 | 0 | 980.4547 | 900.266 | 813.3158 | 0 | 12.7196 | 11.6793 | 10.5513 | 0 | 0 | 0 | 12.7196 | 11.6793 | 10.5513 | 0 | 199.9537 | 183.6001 | 165.8675 | 0 | 0 | 0 | 199.9537 | 183.6001 | 165.8675 | 0 | 767.7813 | 704.9865 | 636.8971 | 0 | 0 | 0 | 767.7813 | 704.9865 | 636.8971 | 0 | 0 | 0 | 0 | 0.057338 | 0.057338 | 0.057338 | 0 | 5000000 | scaled
1161-55 | 1454.8528 | 0 | 1454.8528 | 0 | 0% | 100% | 0% | 118.8112 | 247.7445 | 0.07803 | 94.2005 | 24.5327 | 0.16271 | 196.4263 | 51.1554 | 1161 | 0.057441 | 0.057441 | 0.057441 | 25327.7771 | 0.95548 | 1153.4926 | 300.4048 | 16.6341 | 20081.346 | 5229.7969 | 23259.3727 | 15.2757 | 18441.3938 | 4802.7032 | 21014.7517 | 13.8015 | 16661.7267 | 4339.2234 |  | 88 | 1161-55 | 1454.8528 | 1336.0416 | 1207.1084 | 0 | 0 | 0 | 1454.8528 | 1336.0416 | 1207.1084 | 0 | 0.95548 | 0.87745 | 0.79277 | 0 | 0 | 0 | 0.95548 | 0.87745 | 0.79277 | 0 | 300.4048 | 275.8721 | 249.2493 | 0 | 0 | 0 | 300.4048 | 275.8721 | 249.2493 | 0 | 1153.4926 | 1059.2921 | 957.0662 | 0 | 0 | 0 | 1153.4926 | 1059.2921 | 957.0662 | 0 | 0 | 0 | 0 | 0.057441 | 0.057441 | 0.057441 | 0 | 5000000 | scaled
1161-61 | 4368.0124 | 0 | 4368.0124 | 0 | 0% | 100% | 0% | 356.4273 | 743.7062 | 0.23409 | 282.5965 | 73.5968 | 0.48843 | 589.6538 | 153.5639 | 1161 | 0.057489 | 0.057489 | 0.057489 | 75980.4966 | 2.8687 | 3463.2162 | 901.9275 | 49.9006 | 60241.7906 | 15688.8055 | 69780.5309 | 45.8287 | 55326.0943 | 14408.6077 | 63043.9116 | 41.4044 | 49984.9079 | 13017.5994 |  | 89 | 1161-61 | 4368.0124 | 4011.585 | 3624.3062 | 0 | 0 | 0 | 4368.0124 | 4011.585 | 3624.3062 | 0 | 2.8687 | 2.6346 | 2.3803 | 0 | 0 | 0 | 2.8687 | 2.6346 | 2.3803 | 0 | 901.9275 | 828.3307 | 748.3636 | 0 | 0 | 0 | 901.9275 | 828.3307 | 748.3636 | 0 | 3463.2162 | 3180.6197 | 2873.5624 | 0 | 0 | 0 | 3463.2162 | 3180.6197 | 2873.5624 | 0 | 0 | 0 | 0 | 0.057489 | 0.057489 | 0.057489 | 0 | 5000000 | scaled
1161-62 | 6317.5192 | 0 | 6317.5192 | 0 | 0% | 100% | 0% | 515.0528 | 1075.2424 | 0.44226 | 408.2815 | 106.329 | 0.92327 | 852.3429 | 221.9762 | 1161 | 0.057556 | 0.057556 | 0.057556 | 109762.9992 | 5.4246 | 5007.8875 | 1304.2071 | 94.2491 | 87008.9559 | 22659.7943 | 100814.2743 | 86.5652 | 79915.3158 | 20812.3934 | 91081.3257 | 78.2079 | 72200.0228 | 18803.095 |  | 90 | 1161-62 | 6317.5192 | 5802.4664 | 5242.2768 | 0 | 0 | 0 | 6317.5192 | 5802.4664 | 5242.2768 | 0 | 5.4246 | 4.9823 | 4.5013 | 0 | 0 | 0 | 5.4246 | 4.9823 | 4.5013 | 0 | 1304.2071 | 1197.8781 | 1082.2309 | 0 | 0 | 0 | 1304.2071 | 1197.8781 | 1082.2309 | 0 | 5007.8875 | 4599.6059 | 4155.5445 | 0 | 0 | 0 | 5007.8875 | 4599.6059 | 4155.5445 | 0 | 0 | 0 | 0 | 0.057556 | 0.057556 | 0.057556 | 0 | 5000000 | scaled
1161-74 | 1461.7172 | 1391.5065 | 0 | 70.2107 | 95.2% | 0% | 4.803% | 964.8219 | 1391.5065 | 71.1429 | 0 | 893.679 | 102.5827 | 0 | 1288.9237 | 1161 | 0.0002106 | 0.0001464 | 9.86e-05 | 6940727.4311 | 102.6356 | 63.7799 | 1295.3017 | 487348.3775 | 302848.5672 | 6150530.4843 | 3394093.5014 | 250269.5406 | 0 | 3143823.959 | 712076.3731 | 52494.7207 | 0 | 659581.6522 |  | 91 | 1161-74 | 1461.7172 | 496.8953 | 70.2107 | 1391.5065 | 426.6846 | 0 | 0 | 0 | 0 | 70.2107 | 102.6356 | 31.4927 | 0.052831 | 102.5827 | 31.4399 | 0 | 0 | 0 | 0 | 0.052831 | 1295.3017 | 401.6227 | 6.378 | 1288.9237 | 395.2447 | 0 | 0 | 0 | 0 | 6.378 | 63.7799 | 63.7799 | 63.7799 | 0 | 0 | 0 | 0 | 0 | 0 | 63.7799 | 0.0001132 | 4.9e-05 | 1.2e-06 | 0 | 0 | 0 | 9.74e-05 | 5000000 | scaled
1162-324R | 240289.6501 | 211905.5549 | 26413.3474 | 1970.7478 | 88.19% | 10.99% | 0.8202% | 59502.3518 | 224799.1184 | 3071.088 | 9623.4869 | 46807.777 | 12734.5401 | 20883.1622 | 191181.4161 | 1162 | 0.068658 | 0.041721 | 0.008698 | 3499805.5594 | 13404.6936 | 24437.3231 | 202447.6334 | 195238.627 | 355928.2694 | 2948638.6641 | 4333244.6082 | 223651.2527 | 700828.1446 | 3408765.2197 | 1780930.2989 | 100887.0873 | 165443.0703 | 1514600.1419 |  | 92 | 1162-324R | 240289.6501 | 180787.2983 | 15490.5317 | 211905.5549 | 164010.0477 | 11326.9087 | 26413.3474 | 14806.5028 | 2192.8753 | 1970.7478 | 13404.6936 | 10333.6056 | 670.1536 | 13276.5256 | 10261.107 | 658.1531 | 126.6851 | 71.0157 | 10.5176 | 1.4829 | 202447.6334 | 155639.8564 | 11266.2173 | 196837.2502 | 152416.181 | 10636.2737 | 5431.3591 | 3044.6513 | 450.9195 | 179.0241 | 24437.3231 | 14813.8362 | 3554.1609 | 1791.7791 | 1332.7596 | 32.4819 | 20855.3032 | 11690.8358 | 1731.4382 | 1790.2408 | 0.0081596 | 0.0061212 | 0.0001558 | 0.057729 | 0.032831 | 0.005773 | 0.0027692 | 5000000 | scaled
1162-329R | 206587.8377 | 199607.0303 | 5354.0204 | 1626.787 | 96.62% | 2.592% | 0.7875% | 79232.1403 | 201987.1355 | 4599.0705 | 1936.4123 | 72696.6575 | 11869.9044 | 4070.3732 | 186046.858 | 1162 | 0.070019 | 0.040746 | 0.0082054 | 2950437.1317 | 12035.2273 | 5904.0509 | 188648.5595 | 171884.182 | 84320.2161 | 2694232.7341 | 3125569.3116 | 181425.2851 | 76388.078 | 2867755.9496 | 560692.0042 | 32949.4275 | 11298.8665 | 516443.7103 |  | 93 | 1162-329R | 206587.8377 | 127355.6974 | 4600.7022 | 199607.0303 | 122728.433 | 2529.3342 | 5354.0204 | 3000.4774 | 444.5809 | 1626.787 | 12035.2273 | 7436.1568 | 165.3229 | 11974.423 | 7401.543 | 159.1515 | 59.5802 | 33.3897 | 4.9473 | 1.2241 | 188648.5595 | 115951.902 | 2601.7015 | 187460.1096 | 115220.9149 | 2367.509 | 1040.6715 | 583.2087 | 86.4141 | 147.7784 | 5904.0509 | 3967.6386 | 1833.6778 | 172.4977 | 105.9751 | 2.6738 | 4253.7688 | 2383.879 | 353.2195 | 1477.7845 | 0.0099208 | 0.0055956 | 0.0001422 | 0.057817 | 0.032869 | 0.0057816 | 0.0022816 | 5000000 | scaled
1162-363 | 247999.3526 | 242411.3636 | 4445.3103 | 1142.6787 | 97.75% | 1.792% | 0.4608% | 71622.9104 | 236098.2893 | 4084.1233 | 1547.8303 | 65990.9567 | 13340.5338 | 3247.1446 | 219510.6108 | 1162 | 0.064829 | 0.038048 | 0.0075094 | 3825438.5013 | 13899.4781 | 4575.5747 | 229524.2997 | 214402.1677 | 70579.1349 | 3540457.1982 | 4635654.1561 | 264336.9731 | 100180.3168 | 4271136.8608 | 1584822.1309 | 89549.0315 | 21796.6285 | 1473476.4707 |  | 94 | 1162-363 | 247999.3526 | 176376.4422 | 11901.0633 | 242411.3636 | 172742.3171 | 10389.216 | 4445.3103 | 2491.4464 | 369.1685 | 1142.6787 | 13899.4781 | 9815.3548 | 558.9444 | 13846.965 | 9785.545 | 553.7949 | 51.6533 | 28.9499 | 4.2896 | 0.85983 | 229524.2997 | 163533.343 | 10013.6889 | 228512.6791 | 162920.7394 | 9834.4957 | 907.8189 | 508.8019 | 75.3914 | 103.8017 | 4575.5747 | 3027.7445 | 1328.4301 | 51.7194 | 36.0327 | 0.9254 | 3485.8381 | 1953.6946 | 289.4875 | 1038.0172 | 0.0052862 | 0.0034926 | 8.9e-05 | 0.057914 | 0.032926 | 0.0057914 | 0.001629 | 5000000 | scaled
1162-385F | 3430.6393 | 0 | 3430.6393 | 0 | 0% | 100% | 0% | 278.7516 | 581.7037 | 0.67877 | 220.6174 | 57.4555 | 1.4165 | 460.3881 | 119.8991 | 1162 | 0.057998 | 0.057998 | 0.057998 | 59150.5857 | 8.3537 | 2715.1718 | 707.1138 | 144.0337 | 46814.5982 | 12191.9537 | 54344.3905 | 132.3305 | 43010.7457 | 11201.3142 | 49120.9353 | 119.6112 | 38876.6539 | 10124.6702 |  | 95 | 1162-385F | 3430.6393 | 3151.8877 | 2848.9357 | 0 | 0 | 0 | 3430.6393 | 3151.8877 | 2848.9357 | 0 | 8.3537 | 7.675 | 6.9373 | 0 | 0 | 0 | 8.3537 | 7.675 | 6.9373 | 0 | 707.1138 | 649.6583 | 587.2147 | 0 | 0 | 0 | 707.1138 | 649.6583 | 587.2147 | 0 | 2715.1718 | 2494.5544 | 2254.7837 | 0 | 0 | 0 | 2715.1718 | 2494.5544 | 2254.7837 | 0 | 0 | 0 | 0 | 0.057998 | 0.057998 | 0.057998 | 0 | 5000000 | scaled
1162-387F | 12197.2449 | 0 | 12197.2449 | 0 | 0% | 100% | 0% | 990.2133 | 2069.4139 | 0.65393 | 789.446 | 200.1133 | 1.3666 | 1649.8371 | 418.2102 | 1162 | 0.058154 | 0.058154 | 0.058154 | 209740.4289 | 8.055 | 9724.2347 | 2464.9552 | 138.5107 | 167215.2341 | 42386.6841 | 192712.997 | 127.2659 | 153640.141 | 38945.5911 | 174155.3627 | 115.0107 | 138845.095 | 35195.2573 |  | 96 | 1162-387F | 12197.2449 | 11207.0316 | 10127.831 | 0 | 0 | 0 | 12197.2449 | 11207.0316 | 10127.831 | 0 | 8.055 | 7.401 | 6.6883 | 0 | 0 | 0 | 8.055 | 7.401 | 6.6883 | 0 | 2464.9552 | 2264.8419 | 2046.745 | 0 | 0 | 0 | 2464.9552 | 2264.8419 | 2046.745 | 0 | 9724.2347 | 8934.7887 | 8074.3976 | 0 | 0 | 0 | 9724.2347 | 8934.7887 | 8074.3976 | 0 | 0 | 0 | 0 | 0.058154 | 0.058154 | 0.058154 | 0 | 5000000 | scaled
1166-15R | 3965221.743 | 3896388.744 | 65726.9864 | 3106.0126 | 98.26% | 1.658% | 0.07833% | 1868981.433 | 3917977.1774 | 103186.8804 | 26322.054 | 1739472.498 | 215636.979 | 55032.7138 | 3647307.4839 | 1166 | 0.19397 | 0.11161 | 0.022001 | 20442870.1061 | 217804.5572 | 63470.9561 | 3683946.229 | 1122900.7001 | 327227.2261 | 18992742.1765 | 18782606.4868 | 1036991.8796 | 264527.3915 | 17481087.2102 | 2147402.1676 | 118188.3649 | 30162.8528 | 1999050.9496 |  | 97 | 1166-15R | 3965221.743 | 2096240.31 | 47244.5656 | 3896388.744 | 2055944.953 | 37973.2941 | 65726.9864 | 37189.3439 | 6165.259 | 3106.0126 | 217804.5572 | 114617.6768 | 2167.5782 | 217711.7887 | 114564.1722 | 2156.7585 | 90.4313 | 51.1674 | 8.4826 | 2.3372 | 3683946.229 | 1944473.731 | 36638.7451 | 3677763.151 | 1940852.744 | 35803.0799 | 5900.9256 | 3338.8348 | 553.5129 | 282.1523 | 63470.9561 | 37148.9021 | 8438.2423 | 913.8036 | 528.0374 | 13.4557 | 59735.6295 | 33799.3417 | 5603.2635 | 2821.5231 | 0.015585 | 0.0082502 | 0.00021 | 0.17399 | 0.098963 | 0.017399 | 0.004392 | 5000000 | scaled
1166-18R | 10108490.14 | 10085269.38 | 19839.3591 | 3381.3966 | 99.77% | 0.1963% | 0.03345% | 4000668.092 | 9936849.2222 | 258007.1685 | 8273.9291 | 3734386.993 | 641394.8611 | 18293.8036 | 9277160.5558 | 1166 | 0.21365 | 0.12499 | 0.022719 | 47313405.4077 | 652199.7979 | 23055.4623 | 9433234.878 | 3052660.9827 | 107912.4993 | 44152831.9173 | 48867971.408 | 3151545.3528 | 101065.6523 | 45615360.3858 | 7554817.3719 | 487641.5985 | 13908.4676 | 7053267.3046 |  | 98 | 1166-18R | 10108490.14 | 6107822.048 | 171640.9178 | 10085269.38 | 6093219.381 | 166398.4171 | 19839.3591 | 11221.2708 | 1861.1041 | 3381.3966 | 652199.7979 | 394192.6294 | 10804.9368 | 652123.803 | 394148.541 | 10795.5022 | 73.4505 | 41.5441 | 6.8903 | 2.5444 | 9433234.878 | 5698847.885 | 156074.3222 | 9430690.021 | 5697275.066 | 155557.2392 | 2237.6886 | 1265.6513 | 209.9146 | 307.1684 | 23055.4623 | 14781.5332 | 4761.6587 | 2455.5586 | 1795.774 | 45.6757 | 17528.2199 | 9914.0754 | 1644.2992 | 3071.6838 | 0.034692 | 0.021179 | 0.0005388 | 0.1742 | 0.099047 | 0.01742 | 0.004761 | 5000000 | scaled
1166-342R | 10322641.99 | 10227749.49 | 88974.2171 | 5918.2825 | 99.08% | 0.8619% | 0.05733% | 4127049.903 | 10166648.9124 | 218356.3884 | 35243.9929 | 3873449.524 | 538085.733 | 74135.5115 | 9554427.6704 | 1166 | 0.21878 | 0.12893 | 0.026217 | 47183569.2822 | 545775.4157 | 87038.7568 | 9689827.82 | 2494674.5382 | 397843.8095 | 44291050.9461 | 48053921.407 | 2542465.1927 | 410368.6912 | 45101087.5504 | 5950073.5248 | 314916.9113 | 43388.1162 | 5591768.4988 |  | 99 | 1166-342R | 10322641.99 | 6195592.087 | 155993.0776 | 10227749.49 | 6139341.876 | 141732.0058 | 88974.2171 | 50331.9287 | 8342.7892 | 5918.2825 | 545775.4157 | 327419.0273 | 7689.6827 | 545647.8465 | 327344.9284 | 7673.6852 | 123.116 | 69.6456 | 11.5441 | 4.4533 | 9689827.82 | 5816378.296 | 135400.1496 | 9680391.847 | 5810806.957 | 134028.1626 | 8898.3514 | 5033.7188 | 834.3661 | 537.6208 | 87038.7568 | 51794.7639 | 12903.2453 | 1709.7987 | 1189.9912 | 30.158 | 79952.7498 | 45228.5643 | 7496.879 | 5376.2084 | 0.037336 | 0.022147 | 0.0005624 | 0.17309 | 0.098437 | 0.017309 | 0.0083452 | 5000000 | scaled
1173-68 | 6499.8985 | 5583.6911 | 0 | 916.2074 | 85.9% | 0% | 14.1% | 3169.7597 | 5573.9835 | 632.3877 | 36.2882 | 2501.0837 | 1104.03 | 63.8921 | 4406.0614 | 1173 | 0.0037692 | 0.0023628 | 0.0013166 | 1724476.9442 | 1106.9675 | 896.7787 | 4496.1524 | 293687.6398 | 237922.8091 | 1192866.495 | 1409403.6067 | 281185.1972 | 16135.2205 | 1112083.1882 | 703262.1834 | 139294.021 | 8061.181 | 555906.9812 |  | 100 | 1173-68 | 6499.8985 | 3330.1388 | 925.915 | 5583.6911 | 2413.9315 | 9.7076 | 0 | 0 | 0 | 916.2074 | 1106.9675 | 474.5798 | 2.9374 | 1106.278 | 473.8903 | 2.248 | 0 | 0 | 0 | 0.68942 | 4496.1524 | 1995.0687 | 90.091 | 4412.9235 | 1911.8398 | 6.8621 | 0 | 0 | 0 | 83.2289 | 896.7787 | 860.4904 | 832.8866 | 64.4896 | 28.2014 | 0.59753 | 0 | 0 | 0 | 832.289 | 0.00248 | 0.0010736 | 2.74e-05 | 0 | 0 | 0 | 0.0012892 | 5000000 | scaled
1173-69 | 238.6847 | 28.7008 | 0 | 209.9839 | 12.02% | 0% | 87.98% | 16.2717 | 28.3851 | 0 | 16.2717 | 0 | 0 | 28.3851 | 0 | 1173 | 0.000946 | 0.0005792 | 0.0003062 | 252309.4226 | 0.15801 | 219.4516 | 19.0751 | 167.0255 | 231978.4622 | 20163.9349 | 384000.3753 | 0 | 384000.3753 | 0 | 686804.8847 | 0 | 686804.8823 | 0 |  | 101 | 1173-69 | 238.6847 | 222.413 | 210.2997 | 28.7008 | 12.4291 | 0.31574 | 0 | 0 | 0 | 209.9839 | 0.15801 | 0.15801 | 0.15801 | 0 | 0 | 0 | 0 | 0 | 0 | 0.15801 | 19.0751 | 19.0751 | 19.0751 | 0 | 0 | 0 | 0 | 0 | 0 | 19.0751 | 219.4516 | 203.1799 | 191.0666 | 28.7008 | 12.4291 | 0.31574 | 0 | 0 | 0 | 190.7508 | 0.000647 | 0.0002802 | 7.2e-06 | 0 | 0 | 0 | 0.000299 | 5000000 | scaled
1173-70 | 15376.365 | 104.2249 | 14949.8078 | 322.3323 | 0.6778% | 97.23% | 2.096% | 6700.5238 | 14049.032 | 6.1187 | 5751.8313 | 942.5738 | 12.8482 | 12056.9371 | 1979.2468 | 1173 | 0.008697 | 0.0050604 | 0.0012092 | 1768007.9384 | 14.0156 | 13211.3445 | 2151.0049 | 1611.5451 | 1519069.1618 | 247327.2316 | 1714457.6006 | 1565.5791 | 1471716.4144 | 241175.6073 | 1097695.1869 | 1003.8688 | 942046.5248 | 154644.7933 |  | 102 | 1173-70 | 15376.365 | 8675.8412 | 1327.333 | 104.2249 | 45.1387 | 1.0964 | 14949.8078 | 8308.3702 | 1003.9043 | 322.3323 | 14.0156 | 7.8969 | 1.1674 | 0 | 0 | 0 | 13.7731 | 7.6544 | 0.92488 | 0.24254 | 2151.0049 | 1208.4311 | 171.7582 | 0 | 0 | 0 | 2121.724 | 1179.1502 | 142.4773 | 29.2809 | 13211.3445 | 7459.5132 | 1154.4074 | 104.2249 | 45.1387 | 1.0964 | 12814.3107 | 7121.5656 | 860.5021 | 292.8089 | 0.000741 | 0.000321 | 8e-06 | 0.0075054 | 0.0042888 | 0.0007506 | 0.0004506 | 5000000 | scaled
1180-9 | 4069.7193 | 2332.5264 | 0 | 1737.1929 | 57.31% | 0% | 42.69% | 1154.8631 | 2324.8705 | 92.1419 | 749.8823 | 312.839 | 209.8762 | 1369.5754 | 745.4189 | 1180 | 0.00751 | 0.0046518 | 0.0025244 | 541906.7029 | 211.1834 | 2955.3093 | 903.2267 | 28120.2882 | 393516.5465 | 120269.8683 | 626608.2482 | 49994.5417 | 406872.8311 | 169740.875 | 691193.4971 | 62397.0471 | 407180.3586 | 221616.0913 |  | 103 | 1180-9 | 4069.7193 | 2914.8562 | 1744.8489 | 2332.5264 | 1177.6633 | 7.6559 | 0 | 0 | 0 | 1737.1929 | 211.1834 | 119.0415 | 1.3072 | 209.8762 | 117.7343 | 0 | 0 | 0 | 0 | 1.3072 | 903.2267 | 590.3878 | 157.8078 | 745.4189 | 432.58 | 0 | 0 | 0 | 0 | 157.8078 | 2955.3093 | 2205.427 | 1585.7339 | 1377.2313 | 627.349 | 7.6559 | 0 | 0 | 0 | 1578.0779 | 0.005041 | 0.0021828 | 5.54e-05 | 0 | 0 | 0 | 0.002469 | 5000000 | scaled
120-360F | 24545.7737 | 285.6246 | 23418.1827 | 841.9664 | 1.164% | 95.41% | 3.43% | 10558.5688 | 22125.8794 | 10.6551 | 9360.2435 | 1187.6703 | 22.5326 | 19607.4215 | 2495.9253 | 120 | 0.010414 | 0.0062084 | 0.0019372 | 2357088.1991 | 24.7639 | 21768.7982 | 2752.2115 | 2378.0383 | 2090420.0459 | 264290.1146 | 2252948.3973 | 2273.5427 | 1997254.1586 | 253420.6948 | 1249171.0892 | 1272.1321 | 1106985.3381 | 140913.6188 |  | 104 | 120-360F | 24545.7737 | 13987.2048 | 2419.8942 | 285.6246 | 124.2709 | 3.1748 | 23418.1827 | 13020.9676 | 1574.753 | 841.9664 | 24.7639 | 14.1089 | 2.2314 | 0.3693 | 0.26367 | 0 | 23.7611 | 13.2116 | 1.5978 | 0.63355 | 2752.2115 | 1564.5413 | 256.2862 | 1.8963 | 1.3544 | 0 | 2673.8304 | 1486.702 | 179.8014 | 76.4848 | 21768.7982 | 12408.5547 | 2161.3766 | 283.359 | 122.6527 | 3.1748 | 20720.5912 | 11521.054 | 1393.3538 | 764.848 | 0.001772 | 0.000767 | 1.96e-05 | 0.0074712 | 0.004271 | 0.0007472 | 0.0011704 | 5000000 | scaled
120-367F | 8156.3086 | 0 | 8123.3567 | 32.9519 | 0% | 99.6% | 0.404% | 3612.4295 | 7578.083 | 5.6754 | 3300.9351 | 305.819 | 11.9057 | 6924.6362 | 641.5411 | 120 | 0.0075852 | 0.0043462 | 0.0007994 | 1075292.4898 | 12.7871 | 7452.8255 | 690.6959 | 1685.802 | 982548.3201 | 91058.3678 | 1045483.2037 | 1642.5257 | 955332.7494 | 88507.9285 | 723324.4952 | 1136.3923 | 660953.305 | 61234.798 |  | 105 | 120-367F | 8156.3086 | 4543.8791 | 578.2256 | 0 | 0 | 0 | 8123.3567 | 4510.9272 | 545.2737 | 32.9519 | 12.7871 | 7.1118 | 0.88146 | 0 | 0 | 0 | 12.7623 | 7.087 | 0.85666 | 0.024795 | 690.6959 | 384.8769 | 49.1548 | 0 | 0 | 0 | 687.7026 | 381.8835 | 46.1615 | 2.9934 | 7452.8255 | 4151.8904 | 528.1893 | 0 | 0 | 0 | 7422.8918 | 4121.9567 | 498.2556 | 29.9337 | 4.58e-05 | 1.98e-05 | 6e-07 | 0.0074896 | 0.0042766 | 0.000749 | 4.98e-05 | 5000000 | scaled
120-368F | 30116.209 | 299.5447 | 28777.2168 | 1039.4475 | 0.9946% | 95.55% | 3.451% | 12922.7792 | 27124.4675 | 22.7172 | 11783.8222 | 1116.2398 | 46.5794 | 24738.108 | 2339.7801 | 120 | 0.011459 | 0.0068136 | 0.00221 | 2628170.7845 | 51.4636 | 27455.9653 | 2608.7802 | 4491.1078 | 2396017.5626 | 227662.1147 | 2523398.7672 | 4435.9315 | 2300997.4807 | 217965.3569 | 1353729.2095 | 2324.6849 | 1234630.6694 | 116773.8555 |  | 106 | 120-368F | 30116.209 | 17193.4298 | 2991.7416 | 299.5447 | 140.6795 | 14.2785 | 28777.2168 | 16013.3028 | 1938.0155 | 1039.4475 | 51.4636 | 28.7464 | 4.8842 | 13.4521 | 7.2477 | 1.5949 | 37.2293 | 20.7165 | 2.5072 | 0.78215 | 2608.7802 | 1492.5404 | 269.0001 | 69.7542 | 37.7988 | 9.9431 | 2444.6018 | 1360.3174 | 164.6329 | 94.4241 | 27455.9653 | 15672.1431 | 2717.8572 | 216.3384 | 95.633 | 2.7406 | 26295.3856 | 14632.2689 | 1770.8754 | 944.2412 | 0.0025592 | 0.0011084 | 2.78e-05 | 0.007464 | 0.0042694 | 0.0007464 | 0.0014358 | 5000000 | scaled
1201-282F | 70653.4269 | 69709.0498 | 0 | 944.3771 | 98.66% | 0% | 1.337% | 35261.7192 | 68861.4961 | 5735.6715 | 2837.9547 | 26688.0931 | 11220.5717 | 5356.5182 | 52284.4063 | 1201 | 0.0070442 | 0.004066 | 0.0014032 | 10030014.3224 | 11359.7912 | 6278.7648 | 53014.8709 | 1612644.6112 | 891338.2412 | 7526031.4713 | 8704305.8657 | 1415842.4618 | 700545.1224 | 6587918.2857 | 1277031.6042 | 208084.7129 | 99336.2535 | 969610.6379 |  | 107 | 1201-282F | 70653.4269 | 35391.7076 | 1791.9307 | 69709.0498 | 34447.3306 | 847.5537 | 0 | 0 | 0 | 944.3771 | 11359.7912 | 5624.1196 | 139.2195 | 11359.0806 | 5623.409 | 138.5089 | 0 | 0 | 0 | 0.71061 | 53014.8709 | 26326.7778 | 730.4646 | 52929.083 | 26240.99 | 644.6768 | 0 | 0 | 0 | 85.7879 | 6278.7648 | 3440.8102 | 922.2466 | 5420.8862 | 2582.9316 | 64.368 | 0 | 0 | 0 | 857.8786 | 0.0057104 | 0.0027322 | 6.94e-05 | 0 | 0 | 0 | 0.0013338 | 5000000 | scaled
1202-9 | 73442.0912 | 71121.2834 | 0 | 2320.8078 | 96.84% | 0% | 3.16% | 38623.1012 | 70546.1454 | 6095.6544 | 6964.5513 | 25562.8955 | 11127.7479 | 12275.7378 | 47142.6597 | 1202 | 0.01182 | 0.006997 | 0.003263 | 6213480.0234 | 11220.6581 | 14506.8232 | 47714.6099 | 949310.3166 | 1227332.3711 | 4036837.3357 | 4976274.116 | 785375.7568 | 897326.0904 | 3293572.2687 | 887510.1894 | 139993.3276 | 154435.6863 | 593081.1755 |  | 108 | 1202-9 | 73442.0912 | 34818.99 | 2895.9457 | 71121.2834 | 32498.1822 | 575.1379 | 0 | 0 | 0 | 2320.8078 | 11220.6581 | 5125.0037 | 92.9102 | 11218.9117 | 5123.2573 | 91.1638 | 0 | 0 | 0 | 1.7463 | 47714.6099 | 22151.7145 | 571.9502 | 47503.7862 | 21940.8907 | 361.1264 | 0 | 0 | 0 | 210.8238 | 14506.8232 | 7542.2719 | 2231.0854 | 12398.5855 | 5434.0342 | 122.8477 | 0 | 0 | 0 | 2108.2377 | 0.0086548 | 0.003832 | 9.8e-05 | 0 | 0 | 0 | 0.003165 | 5000000 | scaled
1215-10R | 157887.7895 | 123932.8324 | 33535.8543 | 419.1029 | 78.49% | 21.24% | 0.2654% | 81405.9135 | 154176.4876 | 3757.0044 | 11371.1823 | 66277.7268 | 6993.3422 | 23694.1623 | 123488.9832 | 1215 | 0.66566 | 0.37818 | 0.06694 | 237191.5513 | 7036.3666 | 26652.979 | 124198.444 | 10570.5876 | 40040.2175 | 186580.7463 | 202237.1299 | 9333.5454 | 28249.4868 | 164654.0979 | 55442.3813 | 2514.8293 | 8520.5001 | 44407.0519 |  | 109 | 1215-10R | 157887.7895 | 76481.876 | 3711.3019 | 123932.8324 | 57040.7458 | 0.10401 | 33535.8543 | 19022.0273 | 3292.095 | 419.1029 | 7036.3666 | 3279.3622 | 43.0244 | 6600.9835 | 3032.27 | 0 | 435.0677 | 246.7768 | 42.709 | 0.31536 | 124198.444 | 57920.7172 | 709.4608 | 117321.0766 | 54003.297 | 0 | 6839.2957 | 3879.3486 | 671.3892 | 38.0716 | 26652.979 | 15281.7967 | 2958.8167 | 10.7722 | 5.1788 | 0.10401 | 26261.4908 | 14895.9019 | 2577.9967 | 380.716 | 0.0017822 | 0.0007962 | 2.04e-05 | 0.66328 | 0.37679 | 0.066328 | 0.0005912 | 5000000 | scaled
1215-12R | 6147283.867 | 6017063.678 | 125737.3971 | 4482.792 | 97.88% | 2.045% | 0.07292% | 2078132.416 | 6024463.9285 | 106856.0976 | 49872.3435 | 1921403.975 | 311683.3146 | 104493.2046 | 5608287.4096 | 1215 | 0.69907 | 0.40365 | 0.072219 | 8793521.9426 | 317298.2428 | 119813.9075 | 5710171.717 | 453886.484 | 171390.5275 | 8168244.9315 | 10080910.4812 | 518353.2801 | 241928.1017 | 9320629.1 | 1700664.3492 | 87986.0362 | 29497.7063 | 1583180.6067 |  | 110 | 1215-12R | 6147283.867 | 4069151.451 | 122819.9385 | 6017063.678 | 3993390.612 | 105997.7023 | 125737.3971 | 71278.0476 | 12339.4441 | 4482.792 | 317298.2428 | 210442.1452 | 5614.9282 | 317114.5959 | 210336.5784 | 5593.8636 | 180.2737 | 102.1936 | 17.6915 | 3.3732 | 5710171.717 | 3788767.742 | 101884.3074 | 5698556.924 | 3782007.171 | 100377.2141 | 11207.5727 | 6353.3517 | 1099.8734 | 407.2199 | 119813.9075 | 69941.564 | 15320.7029 | 1392.1578 | 1046.8626 | 26.6247 | 114349.5507 | 64822.5024 | 11221.8793 | 4072.199 | 0.040774 | 0.027165 | 0.0006894 | 0.65196 | 0.37015 | 0.065196 | 0.0063332 | 5000000 | scaled
1215-28R | 2215155.972 | 2097533.216 | 115761.7845 | 1860.9717 | 94.69% | 5.226% | 0.08401% | 718724.245 | 2174576.6983 | 35235.301 | 43814.4331 | 639674.511 | 108560.8706 | 92040.8101 | 1973975.0174 | 1215 | 0.66756 | 0.38181 | 0.06794 | 3318297.3944 | 110049.1573 | 103529.0366 | 2001577.778 | 164853.3271 | 155086.2046 | 2998357.8625 | 3919355.1037 | 192145.5382 | 238929.3573 | 3488280.2088 | 597282.7964 | 29818.0057 | 25280.5029 | 542184.2878 |  | 111 | 1215-28R | 2215155.972 | 1496431.727 | 40579.2737 | 2097533.216 | 1428947.853 | 27358.2121 | 115761.7845 | 65622.9022 | 11360.09 | 1860.9717 | 110049.1573 | 74813.8563 | 1488.2867 | 109349.3978 | 74416.5709 | 1418.354 | 698.3592 | 395.885 | 68.5323 | 1.4003 | 2001577.778 | 1361903.267 | 27602.7606 | 1985748.332 | 1352856.67 | 25896.9019 | 15660.3944 | 8877.5456 | 1536.8067 | 169.0519 | 103529.0366 | 59714.6035 | 11488.2265 | 2435.4863 | 1674.6126 | 42.9561 | 99403.031 | 56349.4715 | 9754.751 | 1690.5194 | 0.01425 | 0.0097526 | 0.000248 | 0.65068 | 0.36943 | 0.065068 | 0.0026234 | 5000000 | scaled
1215-3 | 9511.9634 | 0 | 9511.9634 | 0 | 0% | 100% | 0% | 84.1452 | 175.7366 | 1.0916 | 65.893 | 17.1606 | 2.2799 | 137.617 | 35.8397 | 1215 | 0.65837 | 0.65837 | 0.65837 | 14447.8087 | 123.4007 | 7448.6947 | 1939.868 | 187.4345 | 11313.8909 | 2946.4834 | 14319.9999 | 185.7764 | 11213.8055 | 2920.4181 | 14180.8808 | 183.9716 | 11104.8631 | 2892.0462 |  | 112 | 1215-3 | 9511.9634 | 9427.8182 | 9336.2268 | 0 | 0 | 0 | 9511.9634 | 9427.8182 | 9336.2268 | 0 | 123.4007 | 122.3091 | 121.1209 | 0 | 0 | 0 | 123.4007 | 122.3091 | 121.1209 | 0 | 1939.868 | 1922.7074 | 1904.0283 | 0 | 0 | 0 | 1939.868 | 1922.7074 | 1904.0283 | 0 | 7448.6947 | 7382.8017 | 7311.0776 | 0 | 0 | 0 | 7448.6947 | 7382.8017 | 7311.0776 | 0 | 0 | 0 | 0 | 0.65837 | 0.65837 | 0.65837 | 0 | 5000000 | scaled
1215-32R | 8696504.165 | 8389974.308 | 299792.8752 | 6736.9824 | 96.48% | 3.447% | 0.07747% | 4037904.069 | 8548983.376 | 201694.0048 | 115437.8075 | 3720772.257 | 427037.8259 | 240632.9467 | 7881312.6038 | 1215 | 0.68132 | 0.38925 | 0.071728 | 12764157.9344 | 432904.5617 | 272728.2428 | 7990871.361 | 635388.8978 | 400292.6116 | 11728476.4257 | 11968008.8292 | 597804.1055 | 342147.9747 | 11028056.7498 | 2056663.7529 | 102734.2292 | 57890.0482 | 1896039.4756 |  | 113 | 1215-32R | 8696504.165 | 4658600.096 | 147520.789 | 8389974.308 | 4481934.595 | 111396.1568 | 299792.8752 | 169928.5183 | 29387.6498 | 6736.9824 | 432904.5617 | 231210.5569 | 5866.7358 | 431656.1089 | 230500.7133 | 5739.7819 | 1243.3834 | 704.7743 | 121.8845 | 5.0694 | 7990871.361 | 4270099.104 | 109558.7572 | 7956397.645 | 4250293.619 | 105627.4185 | 33861.7231 | 19193.4929 | 3319.3466 | 611.9921 | 272728.2428 | 157290.4353 | 32095.2961 | 1920.5532 | 1140.2633 | 28.9565 | 264687.7686 | 150030.2511 | 25946.4186 | 6119.921 | 0.056995 | 0.030714 | 0.00078 | 0.61487 | 0.34908 | 0.061487 | 0.0094616 | 5000000 | scaled
122-196 | 868.4323 | 722.659 | 0 | 145.7733 | 83.21% | 0% | 16.79% | 409.5592 | 717.0433 | 14.5963 | 318.594 | 76.3688 | 25.2349 | 559.7262 | 132.0823 | 122 | 0.0004458 | 0.0003116 | 0.0002116 | 1948031.1294 | 25.3446 | 697.7633 | 145.3244 | 56851.8537 | 1565193.5749 | 325985.7008 | 1472635.1746 | 52483.4114 | 1145555.5067 | 274596.2568 | 715448.629 | 25178.7438 | 558481.3589 | 131788.5263 |  | 114 | 122-196 | 868.4323 | 458.8731 | 151.3889 | 722.659 | 313.0998 | 5.6156 | 0 | 0 | 0 | 145.7733 | 25.3446 | 10.7482 | 0.10969 | 25.2349 | 10.6385 | 0 | 0 | 0 | 0 | 0.10969 | 145.3244 | 68.9556 | 13.2421 | 132.0823 | 55.7135 | 0 | 0 | 0 | 0 | 13.2421 | 697.7633 | 379.1693 | 138.0371 | 565.3418 | 246.7478 | 5.6156 | 0 | 0 | 0 | 132.4215 | 0.0002368 | 0.0001026 | 2.6e-06 | 0 | 0 | 0 | 0.000209 | 5000000 | scaled
1221-2095F | 19642.0615 | 19394.3438 | 0 | 247.7177 | 98.74% | 0% | 1.261% | 10673.2229 | 18700.8098 | 3258.0178 | 1.6176 | 7413.5876 | 5685.9399 | 2.8404 | 13012.0295 | 1221 | 0.0016714 | 0.0009202 | 0.000361 | 11751861.625 | 5894.5229 | 227.9009 | 13519.6377 | 3526697.9412 | 136353.2671 | 8088810.4164 | 9746618.7622 | 2975170.453 | 1477.1425 | 6769971.1671 | 2607345.4762 | 792757.6272 | 396.0219 | 1814191.8271 |  | 115 | 1221-2095F | 19642.0615 | 8968.8386 | 941.2517 | 19394.3438 | 8721.1209 | 693.534 | 0 | 0 | 0 | 247.7177 | 5894.5229 | 2636.5051 | 208.5831 | 5894.3365 | 2636.3187 | 208.3967 | 0 | 0 | 0 | 0.1864 | 13519.6377 | 6106.0502 | 507.6082 | 13497.1349 | 6083.5473 | 485.1054 | 0 | 0 | 0 | 22.5028 | 227.9009 | 226.2833 | 225.0604 | 2.8724 | 1.2548 | 0.032002 | 0 | 0 | 0 | 225.0284 | 0.001325 | 0.0005738 | 1.46e-05 | 0 | 0 | 0 | 0.0003464 | 5000000 | scaled
123-437 | 1105.2687 | 830.0048 | 0 | 275.2639 | 75.1% | 0% | 24.9% | 490.6218 | 827.8568 | 53.0031 | 133.2196 | 304.3991 | 88.5829 | 232.5098 | 506.7642 | 123 | 0.0010262 | 0.0006614 | 0.00039 | 1077050 | 88.79 | 484.7094 | 531.7693 | 86523.0763 | 472334.2629 | 518192.6604 | 929311.9161 | 100395.845 | 252338.1324 | 576577.938 | 711312.5192 | 76112.3068 | 199777.4769 | 435422.7352 |  | 116 | 123-437 | 1105.2687 | 614.6469 | 277.4119 | 830.0048 | 339.383 | 2.148 | 0 | 0 | 0 | 275.2639 | 88.79 | 35.7869 | 0.20713 | 88.5829 | 35.5798 | 0 | 0 | 0 | 0 | 0.20713 | 531.7693 | 227.3702 | 25.0052 | 506.7642 | 202.3651 | 0 | 0 | 0 | 0 | 25.0052 | 484.7094 | 351.4898 | 252.1996 | 234.6578 | 101.4382 | 2.148 | 0 | 0 | 0 | 250.0516 | 0.0006432 | 0.0002784 | 7e-06 | 0 | 0 | 0 | 0.000383 | 5000000 | scaled
123-557 | 44.9854 | 11.1687 | 0 | 33.8167 | 24.83% | 0% | 75.17% | 8.049 | 11.0573 | 0.60964 | 4.2613 | 3.1781 | 0.60964 | 7.2696 | 3.1781 | 123 | 6.14e-05 | 5.42e-05 | 4.88e-05 | 732661.1111 | 0.63509 | 38.1003 | 6.25 | 10343.4502 | 620526.1365 | 101791.5243 | 681482.7216 | 51616.2161 | 360790.707 | 269075.7988 | 695248.0342 | 38332.3932 | 457088.5311 | 199827.1102 |  | 117 | 123-557 | 44.9854 | 36.9364 | 33.9281 | 11.1687 | 3.1197 | 0.11142 | 0 | 0 | 0 | 33.8167 | 0.63509 | 0.025446 | 0.025446 | 0.60964 | 0 | 0 | 0 | 0 | 0 | 0.025446 | 6.25 | 3.0719 | 3.0719 | 3.1781 | 0 | 0 | 0 | 0 | 0 | 3.0719 | 38.1003 | 33.839 | 30.8307 | 7.381 | 3.1197 | 0.11142 | 0 | 0 | 0 | 30.7193 | 1.28e-05 | 5.6e-06 | 2e-07 | 0 | 0 | 0 | 4.86e-05 | 5000000 | scaled
1233-259R | 1558538.932 | 1536152.433 | 18918.3414 | 3468.1576 | 98.56% | 1.214% | 0.2225% | 656700.416 | 1530872.2485 | 40455.1407 | 10112.0441 | 606133.2312 | 93572.5277 | 21408.1786 | 1415891.5422 | 1233 | 0.12749 | 0.07409 | 0.015685 | 12225138.7756 | 94945.2523 | 26069.6007 | 1437524.079 | 744748.0851 | 204489.2686 | 11275901.4216 | 12172170.0846 | 749850.0698 | 187430.2461 | 11234889.7676 | 1763916.8807 | 107817.0705 | 24667.1449 | 1631432.6652 |  | 118 | 1233-259R | 1558538.932 | 901838.516 | 27666.6835 | 1536152.433 | 887713.4479 | 22497.1824 | 18918.3414 | 10656.9105 | 1701.3435 | 3468.1576 | 94945.2523 | 54490.1116 | 1372.7246 | 94857.7791 | 54439.6974 | 1362.483 | 84.8635 | 47.8045 | 7.6318 | 2.6097 | 1437524.079 | 831390.8478 | 21632.5368 | 1434036.743 | 829288.8142 | 21032.2005 | 3172.2861 | 1786.9838 | 285.2865 | 315.0498 | 26069.6007 | 15957.5566 | 4661.4221 | 7257.9107 | 3984.9363 | 102.4989 | 15661.1918 | 8822.1222 | 1408.4251 | 3150.4981 | 0.016925 | 0.0091542 | 0.0002322 | 0.10568 | 0.060051 | 0.010568 | 0.004885 | 5000000 | scaled
1233-264F | 833.1206 | 0 | 833.1206 | 0 | 0% | 100% | 0% | 40.3723 | 83.975 | 0.52376 | 31.615 | 8.2335 | 1.0894 | 65.7597 | 17.1258 | 1233 | 0.10565 | 0.10565 | 0.10565 | 7885.9043 | 10.8082 | 652.4059 | 169.9064 | 102.3055 | 6175.3489 | 1608.2498 | 7503.76 | 97.3479 | 5876.0967 | 1530.3154 | 7091.0387 | 91.9935 | 5552.9001 | 1446.1451 |  | 119 | 1233-264F | 833.1206 | 792.7482 | 749.1455 | 0 | 0 | 0 | 833.1206 | 792.7482 | 749.1455 | 0 | 10.8082 | 10.2845 | 9.7188 | 0 | 0 | 0 | 10.8082 | 10.2845 | 9.7188 | 0 | 169.9064 | 161.6729 | 152.7806 | 0 | 0 | 0 | 169.9064 | 161.6729 | 152.7806 | 0 | 652.4059 | 620.7908 | 586.6461 | 0 | 0 | 0 | 652.4059 | 620.7908 | 586.6461 | 0 | 0 | 0 | 0 | 0.10565 | 0.10565 | 0.10565 | 0 | 5000000 | scaled
1233-585R | 3561958.681 | 3505652.568 | 51908.639 | 4397.4739 | 98.42% | 1.457% | 0.1235% | 1632190.69 | 3512271.4634 | 95714.9827 | 20930.0506 | 1515545.656 | 205049.3828 | 43451.4253 | 3263770.6554 | 1233 | 0.12988 | 0.075393 | 0.01698 | 27424406.3186 | 207515.1971 | 51660.343 | 3302783.141 | 1597711.145 | 397745.8371 | 25428949.3374 | 25596252.0327 | 1501016.2939 | 328228.1004 | 23767007.627 | 2926220.1184 | 170835.2089 | 36201.1981 | 2719183.7115 |  | 120 | 1233-585R | 3561958.681 | 1929767.991 | 49687.2176 | 3505652.568 | 1896136.217 | 40623.4212 | 51908.639 | 29234.3007 | 4666.3225 | 4397.4739 | 207515.1971 | 111800.2144 | 2465.8143 | 207445.7084 | 111759.6339 | 2456.5561 | 66.1797 | 37.2716 | 5.9492 | 3.309 | 3302783.141 | 1787237.485 | 39012.4856 | 3297308.793 | 1783979.906 | 38156.8103 | 5074.8787 | 2858.1087 | 456.2058 | 399.4695 | 51660.343 | 30730.2924 | 8208.9177 | 898.0671 | 396.6766 | 10.0548 | 46767.5805 | 26338.9204 | 4204.1675 | 3994.6954 | 0.018499 | 0.0094252 | 0.0002396 | 0.10516 | 0.059743 | 0.010516 | 0.0062246 | 5000000 | scaled
1233-587R | 2983729.054 | 2921127.957 | 57541.4404 | 5059.6565 | 97.9% | 1.929% | 0.1696% | 1486962.973 | 2932592.4274 | 87032.7991 | 23874.3151 | 1376055.86 | 171258.345 | 49546.6058 | 2711787.4771 | 1233 | 0.13489 | 0.078251 | 0.017911 | 22120113.7391 | 173654.6151 | 58832.4465 | 2751241.993 | 1287402.3639 | 436159.0425 | 20396552.3369 | 19127854.3679 | 1119564.3307 | 307112.1679 | 17701177.8841 | 2855072.1687 | 166731.2955 | 48236.889 | 2640103.9848 |  | 121 | 1233-587R | 2983729.054 | 1496766.081 | 51136.6266 | 2921127.957 | 1459285.779 | 40904.7168 | 57541.4404 | 32420.6451 | 5172.2532 | 5059.6565 | 173654.6151 | 86621.816 | 2396.2701 | 173580.4848 | 86578.3866 | 2386.1417 | 70.3231 | 39.6222 | 6.3212 | 3.8072 | 2751241.993 | 1375186.133 | 39454.5159 | 2745156.5 | 1371556.719 | 38489.1981 | 5625.8703 | 3169.7911 | 505.6951 | 459.6227 | 58832.4465 | 34958.1314 | 9285.8406 | 2390.9727 | 1150.6729 | 29.377 | 51845.2471 | 29211.2319 | 4660.2369 | 4596.2266 | 0.022854 | 0.011499 | 0.0002922 | 0.1049 | 0.059623 | 0.01049 | 0.0071282 | 5000000 | scaled
1233-589R | 1386490.508 | 1371477.111 | 13027.2956 | 1986.1018 | 98.92% | 0.9396% | 0.1432% | 590833.6898 | 1361306.2512 | 32691.6765 | 4885.2151 | 553256.799 | 75678.4531 | 10176.8913 | 1275450.9076 | 1233 | 0.11751 | 0.06791 | 0.013383 | 11798975.299 | 76889.2136 | 12973.8132 | 1296627.482 | 654323.9397 | 110406.5991 | 11034244.7668 | 11716376.9912 | 648283.9644 | 96875.0127 | 10971218.0296 | 1881753.2735 | 104611.4176 | 14067.6637 | 1763074.1932 |  | 122 | 1233-589R | 1386490.508 | 795656.8182 | 25184.2568 | 1371477.111 | 786335.2717 | 22027.2748 | 13027.2956 | 7335.4447 | 1170.8802 | 1986.1018 | 76889.2136 | 44197.537 | 1210.7605 | 76853.8806 | 44176.9887 | 1206.2247 | 33.8385 | 19.0539 | 3.0414 | 1.4945 | 1296627.482 | 743370.683 | 21176.5743 | 1294476.903 | 742080.9014 | 20819.0795 | 1970.1596 | 1109.3628 | 177.076 | 180.4188 | 12973.8132 | 8088.5982 | 2796.9219 | 146.3272 | 77.3816 | 1.9706 | 11023.2975 | 6207.0281 | 990.7629 | 1804.1885 | 0.0098092 | 0.0055462 | 0.000141 | 0.10495 | 0.059617 | 0.010495 | 0.002747 | 5000000 | scaled
1233-591R | 4300183.799 | 4242541.521 | 52712.8052 | 4929.4733 | 98.66% | 1.226% | 0.1146% | 1912829.287 | 4246309.2073 | 118608.8261 | 20802.9587 | 1773417.503 | 262140.2955 | 43338.0822 | 3940830.83 | 1233 | 0.13142 | 0.076788 | 0.017671 | 32721969.4968 | 265086.2099 | 52062.0505 | 3983035.539 | 2017156.3077 | 396162.794 | 30308650.3982 | 31090284.0295 | 1927815.575 | 338122.1202 | 28824346.347 | 3048688.3727 | 188206.7537 | 31115.0933 | 2829366.526 |  | 123 | 1233-591R | 4300183.799 | 2387354.512 | 53874.5917 | 4242541.521 | 2352742.378 | 44207.5842 | 52712.8052 | 29682.661 | 4737.5342 | 4929.4733 | 265086.2099 | 146477.3838 | 2945.9144 | 264996.8357 | 146425.4365 | 2934.506 | 85.6649 | 48.238 | 7.6991 | 3.7093 | 3983035.539 | 2209618.036 | 42204.709 | 3977144.997 | 2206105.421 | 41267.7486 | 5442.7454 | 3064.8182 | 489.1637 | 447.7967 | 52062.0505 | 31259.0918 | 8723.9683 | 399.6882 | 211.5197 | 5.3296 | 47184.3949 | 26569.6047 | 4240.6714 | 4477.9673 | 0.019856 | 0.010425 | 0.0002682 | 0.10462 | 0.059422 | 0.010462 | 0.0069414 | 5000000 | scaled
1233-617F | 1629.6715 | 0 | 1629.6715 | 0 | 0% | 100% | 0% | 79.1697 | 164.8619 | 0.051995 | 62.7703 | 16.3473 | 0.10827 | 130.7121 | 34.0414 | 1233 | 0.10458 | 0.10458 | 0.10458 | 15583.7282 | 1.0703 | 1292.0991 | 336.5021 | 10.2347 | 12355.693 | 3217.8005 | 14826.6685 | 9.7375 | 11755.4518 | 3061.4793 | 14007.2371 | 9.1993 | 11105.7585 | 2892.2793 |  | 124 | 1233-617F | 1629.6715 | 1550.5018 | 1464.8096 | 0 | 0 | 0 | 1629.6715 | 1550.5018 | 1464.8096 | 0 | 1.0703 | 1.0183 | 0.96202 | 0 | 0 | 0 | 1.0703 | 1.0183 | 0.96202 | 0 | 336.5021 | 320.1548 | 302.4607 | 0 | 0 | 0 | 336.5021 | 320.1548 | 302.4607 | 0 | 1292.0991 | 1229.3287 | 1161.3869 | 0 | 0 | 0 | 1292.0991 | 1229.3287 | 1161.3869 | 0 | 0 | 0 | 0 | 0.10458 | 0.10458 | 0.10458 | 0 | 5000000 | scaled
124-206R | 5028.946 | 2626.9384 | 0 | 2402.0076 | 52.24% | 0% | 47.76% | 1165.5664 | 2591.3776 | 12.5553 | 1087.3164 | 65.6947 | 26.1051 | 2428.4959 | 136.7766 | 124 | 0.0096408 | 0.0065772 | 0.0034472 | 521631.6059 | 28.041 | 4645.213 | 355.6919 | 2908.581 | 481828.5831 | 36894.4418 | 587389.7038 | 6327.2926 | 547955.414 | 33106.9975 | 707115.443 | 7123.3693 | 662669.5233 | 37322.5506 |  | 125 | 124-206R | 5028.946 | 3863.3796 | 2437.5684 | 2626.9384 | 1461.372 | 35.5608 | 0 | 0 | 0 | 2402.0076 | 28.041 | 15.4857 | 1.9359 | 26.2336 | 13.6783 | 0.12849 | 0 | 0 | 0 | 1.8074 | 355.6919 | 289.9972 | 218.9154 | 137.4919 | 71.7972 | 0.71536 | 0 | 0 | 0 | 218.2 | 4645.213 | 3557.8966 | 2216.7171 | 2463.2129 | 1375.8965 | 34.7169 | 0 | 0 | 0 | 2182.0001 | 0.0062754 | 0.0032118 | 8.18e-05 | 0 | 0 | 0 | 0.0033654 | 5000000 | scaled
124-258R | 1249.8654 | 967.659 | 0 | 282.2064 | 77.42% | 0% | 22.58% | 489.6706 | 955.5409 | 3.823 | 466.0626 | 19.785 | 8.3784 | 903.7856 | 43.377 | 124 | 0.0013672 | 0.0008814 | 0.0004242 | 914178.9314 | 8.6601 | 1171.8241 | 69.3812 | 6334.1683 | 857097.8182 | 50746.9445 | 862485.6082 | 6733.735 | 820903.348 | 34848.5242 | 693834.2553 | 6083.6653 | 656253.8297 | 31496.7598 |  | 126 | 124-258R | 1249.8654 | 760.1948 | 294.3245 | 967.659 | 477.9884 | 12.118 | 0 | 0 | 0 | 282.2064 | 8.6601 | 4.837 | 0.28172 | 8.4477 | 4.6247 | 0.069366 | 0 | 0 | 0 | 0.21235 | 69.3812 | 49.5962 | 26.0042 | 43.7454 | 23.9604 | 0.3684 | 0 | 0 | 0 | 25.6358 | 1171.8241 | 705.7616 | 268.0385 | 915.4659 | 449.4033 | 11.6803 | 0 | 0 | 0 | 256.3583 | 0.0009552 | 0.0004694 | 1.22e-05 | 0 | 0 | 0 | 0.000412 | 5000000 | scaled
1242-1079R | 411541.4092 | 410114.2946 | 0 | 1427.1145 | 99.65% | 0% | 0.3468% | 94493.7342 | 399654.4625 | 32846.2356 | 401.4307 | 61246.0679 | 139043.0861 | 1648.4256 | 258962.9507 | 1242 | 0.0067316 | 0.0055956 | 0.0021148 | 61135749.183 | 142672.0969 | 2978.213 | 265891.0993 | 21194381.2615 | 442422.7518 | 39498945.1691 | 56660174.9589 | 19695204.8894 | 240705.2156 | 36724264.8641 | 5620837.2754 | 1955535.6809 | 23183.858 | 3642117.7364 |  | 127 | 1242-1079R | 411541.4092 | 317047.675 | 11886.9467 | 410114.2946 | 315620.5605 | 10459.8321 | 0 | 0 | 0 | 1427.1145 | 142672.0969 | 109825.8613 | 3629.0108 | 142671.023 | 109824.7875 | 3627.9369 | 0 | 0 | 0 | 1.0739 | 265891.0993 | 204645.0314 | 6928.1486 | 265761.4592 | 204515.3914 | 6798.5085 | 0 | 0 | 0 | 129.6401 | 2978.213 | 2576.7823 | 1329.7873 | 1681.8124 | 1280.3817 | 33.3867 | 0 | 0 | 0 | 1296.4006 | 0.0047078 | 0.0035718 | 9.1e-05 | 0 | 0 | 0 | 0.0020238 | 5000000 | scaled
1242-1084 | 456193.1498 | 455150.6916 | 0 | 1042.4581 | 99.77% | 0% | 0.2285% | 201745.7558 | 447321.9152 | 33486.8364 | 16.8421 | 168242.0772 | 74029.5581 | 39.5525 | 373252.8045 | 1242 | 0.005996 | 0.0040462 | 0.0015672 | 76082913.5757 | 75323.3656 | 987.1241 | 379882.66 | 12562269.1177 | 164630.4349 | 63356014.0093 | 62885520.7355 | 10438074.0946 | 5249.7984 | 52442196.8254 | 5660563.1821 | 936795.1281 | 500.5109 | 4723267.5421 |  | 128 | 1242-1084 | 456193.1498 | 254447.394 | 8871.2346 | 455150.6916 | 253404.9359 | 7828.7765 | 0 | 0 | 0 | 1042.4581 | 75323.3656 | 41836.5292 | 1293.8076 | 75322.5812 | 41835.7448 | 1293.0231 | 0 | 0 | 0 | 0.78442 | 379882.66 | 211640.5828 | 6629.8555 | 379787.9624 | 211545.8852 | 6535.1579 | 0 | 0 | 0 | 94.6976 | 987.1241 | 970.282 | 947.5716 | 40.148 | 23.3059 | 0.59549 | 0 | 0 | 0 | 946.9761 | 0.0044936 | 0.0025438 | 6.48e-05 | 0 | 0 | 0 | 0.0015024 | 5000000 | scaled
1242-127AE | 2458.9495 | 2425.0046 | 0 | 33.9449 | 98.62% | 0% | 1.38% | 847.75 | 2425.0046 | 61.6753 | 0 | 786.0747 | 176.0034 | 0 | 2249.0013 | 1242 | 0.0001786 | 0.0001046 | 4.96e-05 | 13767914.4065 | 176.0289 | 30.8358 | 2252.0848 | 985604.2329 | 172652.673 | 12609657.5028 | 15403436.7591 | 1120627.8379 | 0 | 14282808.9267 | 684372.7129 | 49670.7944 | 0 | 634701.9186 |  | 129 | 1242-127AE | 2458.9495 | 1611.1995 | 33.9449 | 2425.0046 | 1577.2546 | 0 | 0 | 0 | 0 | 33.9449 | 176.0289 | 114.3536 | 0.025542 | 176.0034 | 114.328 | 0 | 0 | 0 | 0 | 0.025542 | 2252.0848 | 1466.0101 | 3.0836 | 2249.0013 | 1462.9266 | 0 | 0 | 0 | 0 | 3.0836 | 30.8358 | 30.8358 | 30.8358 | 0 | 0 | 0 | 0 | 0 | 0 | 30.8358 | 0.0001304 | 5.64e-05 | 1.4e-06 | 0 | 0 | 0 | 4.82e-05 | 5000000 | scaled
1243-156F | 583.7849 | 0 | 583.7849 | 0 | 0% | 100% | 0% | 40.0582 | 83.508 | 0.026308 | 31.7605 | 8.2714 | 0.054844 | 66.21 | 17.2431 | 1243 | 0.071432 | 0.071432 | 0.071432 | 8172.6417 | 0.3834 | 462.8589 | 120.5426 | 5.3674 | 6479.7493 | 1687.525 | 7611.8502 | 4.9991 | 6035.121 | 1571.7302 | 7003.5795 | 4.5996 | 5552.8482 | 1446.1316 |  | 130 | 1243-156F | 583.7849 | 543.7266 | 500.2769 | 0 | 0 | 0 | 583.7849 | 543.7266 | 500.2769 | 0 | 0.3834 | 0.3571 | 0.32856 | 0 | 0 | 0 | 0.3834 | 0.3571 | 0.32856 | 0 | 120.5426 | 112.2712 | 103.2995 | 0 | 0 | 0 | 120.5426 | 112.2712 | 103.2995 | 0 | 462.8589 | 431.0983 | 396.6488 | 0 | 0 | 0 | 462.8589 | 431.0983 | 396.6488 | 0 | 0 | 0 | 0 | 0.071432 | 0.071432 | 0.071432 | 0 | 5000000 | scaled
1243-158F | 1166.1103 | 0 | 1166.1103 | 0 | 0% | 100% | 0% | 80.0758 | 166.9655 | 0.05259 | 63.4888 | 16.5344 | 0.10966 | 132.3801 | 34.4758 | 1243 | 0.071331 | 0.071331 | 0.071331 | 16347.9217 | 0.76585 | 924.5606 | 240.7839 | 10.7366 | 12961.5904 | 3375.5947 | 15225.3232 | 9.9993 | 12071.5286 | 3143.7954 | 14007.2 | 9.1993 | 11105.729 | 2892.2716 |  | 131 | 1243-158F | 1166.1103 | 1086.0345 | 999.1448 | 0 | 0 | 0 | 1166.1103 | 1086.0345 | 999.1448 | 0 | 0.76585 | 0.71326 | 0.65619 | 0 | 0 | 0 | 0.76585 | 0.71326 | 0.65619 | 0 | 240.7839 | 224.2494 | 206.3081 | 0 | 0 | 0 | 240.7839 | 224.2494 | 206.3081 | 0 | 924.5606 | 861.0718 | 792.1805 | 0 | 0 | 0 | 924.5606 | 861.0718 | 792.1805 | 0 | 0 | 0 | 0 | 0.071331 | 0.071331 | 0.071331 | 0 | 5000000 | scaled
1243-319R | 1178043.043 | 1170364.668 | 6119.3499 | 1559.0247 | 99.35% | 0.5195% | 0.1323% | 518742.5609 | 1159643.8167 | 26461.7183 | 2311.2357 | 489969.607 | 59381.5245 | 4800.4735 | 1095461.8188 | 1243 | 0.081051 | 0.046566 | 0.0094596 | 14534589.8632 | 60211.4173 | 6654.1058 | 1111177.52 | 742883.0892 | 82097.7627 | 13709609.0116 | 14158348.375 | 722235.3712 | 63081.9277 | 13373031.0793 | 1945032.1684 | 99598.6644 | 8051.6752 | 1837381.8289 |  | 132 | 1243-319R | 1178043.043 | 659300.4821 | 18399.2263 | 1170364.668 | 654314.3615 | 16315.8359 | 6119.3499 | 3427.0958 | 524.3656 | 1559.0247 | 60211.4173 | 33749.699 | 829.8928 | 60173.518 | 33727.9577 | 825.5726 | 36.7262 | 20.5682 | 3.1471 | 1.1731 | 1111177.52 | 621207.913 | 15715.7012 | 1110033.574 | 620504.9469 | 15488.1895 | 1002.3226 | 561.3432 | 85.8888 | 141.6229 | 6654.1058 | 4342.87 | 1853.6323 | 157.5759 | 81.4569 | 2.0738 | 5080.3011 | 2845.1843 | 435.3298 | 1416.2287 | 0.0075476 | 0.0039476 | 9.98e-05 | 0.071271 | 0.040386 | 0.007127 | 0.0022328 | 5000000 | scaled
1243-38R | 158251.3723 | 157423.4341 | 582.5986 | 245.3396 | 99.48% | 0.3681% | 0.155% | 89590.0353 | 157760.5964 | 4824.9063 | 204.3947 | 84560.7344 | 8464.146 | 424.6671 | 148871.7833 | 1243 | 0.072591 | 0.041182 | 0.0074792 | 2180053.2342 | 8477.1296 | 687.1384 | 149087.1044 | 116779.9906 | 9465.9416 | 2053807.3029 | 1667273.8212 | 89791.6815 | 3803.7925 | 1573678.3483 | 65618.7651 | 3520.5674 | 176.6356 | 61921.5622 |  | 133 | 1243-38R | 158251.3723 | 68661.3371 | 490.7759 | 157423.4341 | 68089.5252 | 195.5179 | 582.5986 | 326.4723 | 49.9184 | 245.3396 | 8477.1296 | 3652.2233 | 12.9835 | 8476.5623 | 3651.8243 | 12.7661 | 0.38262 | 0.21441 | 0.032784 | 0.18461 | 149087.1044 | 64526.37 | 215.3211 | 148944.5199 | 64436.6717 | 182.7269 | 120.2977 | 67.4115 | 10.3074 | 22.2868 | 687.1384 | 482.7437 | 262.4712 | 2.3519 | 1.0292 | 0.02486 | 461.9183 | 258.8463 | 39.5782 | 222.8682 | 0.0009756 | 0.000427 | 1.1e-05 | 0.071274 | 0.040414 | 0.0071274 | 0.0003408 | 5000000 | scaled
1243-45R | 1878382.568 | 1860483.15 | 15562.993 | 2336.4246 | 99.05% | 0.8285% | 0.1244% | 629861.563 | 1834748.5608 | 32978.3565 | 5662.9889 | 591220.217 | 97301.5541 | 12073.9338 | 1725373.0724 | 1243 | 0.087615 | 0.052684 | 0.010684 | 21438954.4304 | 99441.9496 | 15277.3499 | 1763663.268 | 1134982.5444 | 174368.3179 | 20129603.5628 | 23698205.629 | 1240793.0882 | 213066.9381 | 22244345.5793 | 4084128.0453 | 216592.0794 | 26876.4302 | 3840659.5347 |  | 134 | 1243-45R | 1878382.568 | 1248521.005 | 43634.0072 | 1860483.15 | 1237468.794 | 39964.0546 | 15562.993 | 8715.786 | 1333.528 | 2336.4246 | 99441.9496 | 66463.5931 | 2140.3955 | 99346.8887 | 66409.5824 | 2130.6427 | 93.3028 | 52.2526 | 7.9947 | 1.7581 | 1763663.268 | 1172443.051 | 38290.1956 | 1760445.439 | 1170547.581 | 37820.4169 | 3005.5869 | 1683.2271 | 257.5362 | 212.2424 | 15277.3499 | 9614.3611 | 3203.4161 | 690.8225 | 511.6307 | 12.995 | 12464.1033 | 6980.3062 | 1067.9971 | 2122.4241 | 0.013051 | 0.0089902 | 0.000229 | 0.071233 | 0.040363 | 0.0071234 | 0.0033314 | 5000000 | scaled
1250-27R | 6418508.169 | 5971509.076 | 443953.3672 | 3045.7255 | 93.04% | 6.917% | 0.04745% | 1647436.147 | 6237945.5638 | 134062.373 | 186509.0563 | 1326864.718 | 535586.0742 | 401295.7901 | 5301063.6996 | 1250 | 0.097369 | 0.058598 | 0.012204 | 65919150.8729 | 548235.9995 | 439783.8207 | 5430488.349 | 5630475.2777 | 4516653.2884 | 55772022.3089 | 81420668.0456 | 6625718.3863 | 9217772.7119 | 65577176.9621 | 14795120.139 | 1270299.6896 | 951790.8365 | 12573029.6133 |  | 135 | 1250-27R | 6418508.169 | 4771072.022 | 180562.6052 | 5971509.076 | 4519499.62 | 139084.8573 | 443953.3672 | 248526.6764 | 38432.0224 | 3045.7255 | 548235.9995 | 414173.6265 | 12649.9253 | 547619.4182 | 413827.4533 | 12594.4558 | 614.2894 | 343.8814 | 53.1776 | 2.2918 | 5430488.349 | 4103623.631 | 129424.6494 | 5392760.91 | 4082381.885 | 125905.9471 | 37450.7626 | 20965.0703 | 3242.0264 | 276.6758 | 439783.8207 | 253274.7644 | 38488.0306 | 31128.7476 | 23290.2818 | 584.4543 | 405888.3152 | 227217.7247 | 35136.8184 | 2766.7579 | 0.016583 | 0.010993 | 0.000279 | 0.076513 | 0.043331 | 0.0076512 | 0.004274 | 5000000 | scaled
1250-671R | 6815427.76 | 6443060.729 | 370799.4193 | 1567.6116 | 94.54% | 5.441% | 0.023% | 2913028.823 | 6712281.7887 | 178011.3711 | 154062.5628 | 2580954.889 | 413818.2925 | 319584.1675 | 5978879.328 | 1250 | 0.09205 | 0.053556 | 0.010101 | 74040497.1211 | 418470.8076 | 350544.9786 | 6046411.973 | 4546125.0147 | 3808201.8316 | 65686170.2662 | 72865221.2807 | 4452698.1138 | 3853653.1602 | 64558870.0042 | 10211057.0119 | 629520.9751 | 486167.3358 | 9095368.6998 |  | 136 | 1250-671R | 6815427.76 | 3902398.937 | 103145.9713 | 6443060.729 | 3693148.186 | 69452.5282 | 370799.4193 | 207683.1386 | 32125.8314 | 1567.6116 | 418470.8076 | 240459.4365 | 4652.5151 | 417981.4332 | 240184.8211 | 4609.0387 | 488.1948 | 273.4358 | 42.2969 | 1.1796 | 6046411.973 | 3465457.084 | 67532.645 | 6015425.685 | 3448039.156 | 64717.947 | 30843.8851 | 17275.5256 | 2672.295 | 142.4029 | 350544.9786 | 196482.4158 | 30960.8111 | 9653.6101 | 4924.2095 | 125.5425 | 339467.3394 | 190134.1772 | 29411.2395 | 1424.0291 | 0.01265 | 0.0076202 | 0.000193 | 0.077213 | 0.043749 | 0.0077214 | 0.002187 | 5000000 | scaled
1250-677R | 11748908.78 | 11662207.46 | 80325.5814 | 6375.7396 | 99.26% | 0.6837% | 0.05427% | 4961332.96 | 11552299.572 | 278658.5046 | 32604.2057 | 4650070.251 | 648785.3951 | 68546.7372 | 10834967.4409 | 1250 | 0.11659 | 0.069887 | 0.017199 | 100775302.354 | 659186.9756 | 80629.8656 | 11009091.94 | 5654122.2694 | 691596.0655 | 94429584.0295 | 97121595.8814 | 5454936.9879 | 638250.3476 | 91028408.5706 | 11431299.5953 | 641989.9499 | 67828.7716 | 10721480.8749 |  | 137 | 1250-677R | 11748908.78 | 6787575.82 | 196609.208 | 11662207.46 | 6736212.338 | 183267.781 | 80325.5814 | 44987.7426 | 6965.6875 | 6375.7396 | 659186.9756 | 380528.471 | 10401.5805 | 659004.9399 | 380424.4081 | 10381.4132 | 177.2382 | 99.2653 | 15.3698 | 4.7975 | 11009091.94 | 6359021.689 | 174124.4991 | 11000353.8 | 6353872.947 | 172837.7928 | 8158.9559 | 4569.5655 | 707.5297 | 579.1766 | 80629.8656 | 48025.66 | 12083.1284 | 2848.7128 | 1914.9827 | 48.575 | 71989.3873 | 40318.9117 | 6242.788 | 5791.7655 | 0.029543 | 0.016689 | 0.0004254 | 0.078076 | 0.044233 | 0.0078076 | 0.0089662 | 5000000 | scaled
1250-8R | 3684980.161 | 3616964.705 | 65291.9982 | 2723.4573 | 98.15% | 1.772% | 0.07391% | 1477547.468 | 3588711.5967 | 75844.0193 | 26826.9363 | 1374876.512 | 183571.0902 | 56431.6426 | 3348708.863 | 1250 | 0.092289 | 0.05323 | 0.011785 | 39928877.0336 | 188035.7643 | 64065.0239 | 3432879.372 | 2037475.5311 | 694181.3389 | 37197220.155 | 41469554.7452 | 2128674.5628 | 752937.6408 | 38587942.5312 | 8168598.2682 | 417843.1309 | 128449.2793 | 7622305.8561 |  | 138 | 1250-8R | 3684980.161 | 2207432.693 | 96268.5643 | 3616964.705 | 2168139.76 | 87883.0387 | 65291.9982 | 36569.4759 | 5662.0683 | 2723.4573 | 188035.7643 | 112191.745 | 4464.6741 | 187906.5625 | 112118.4787 | 4451.5982 | 127.1524 | 71.217 | 11.0266 | 2.0493 | 3432879.372 | 2058002.86 | 84170.509 | 3426468.322 | 2054303.254 | 83388.6016 | 6163.6491 | 3452.2058 | 534.5066 | 247.4007 | 64065.0239 | 37238.0876 | 7633.3813 | 2589.82 | 1718.0272 | 42.8388 | 59001.1967 | 33046.0531 | 5116.5352 | 2474.0073 | 0.010354 | 0.0051374 | 0.0001304 | 0.078089 | 0.044247 | 0.0078088 | 0.003846 | 5000000 | scaled
1297-34F | 97116.8879 | 3562.5743 | 91815.1845 | 1739.1292 | 3.668% | 94.54% | 1.791% | 43126.2378 | 89204.2372 | 45.7261 | 39298.9463 | 3781.5654 | 95.3105 | 81226.7186 | 7882.2081 | 1297 | 0.012533 | 0.0076528 | 0.0031112 | 7749017.613 | 103.4431 | 88408.9136 | 8604.5313 | 8253.7884 | 7054202.8605 | 686560.9642 | 7055019.0897 | 7480.3379 | 6428912.6551 | 618626.0968 | 2543279.3597 | 2717.3743 | 2315834.352 | 224727.6335 |  | 139 | 1297-34F | 97116.8879 | 53990.6501 | 7912.6507 | 3562.5743 | 1542.4953 | 39.0704 | 91815.1845 | 50709.0256 | 6134.4512 | 1739.1292 | 103.4431 | 57.7169 | 8.1326 | 0 | 0 | 0 | 102.1344 | 56.4083 | 6.8239 | 1.3086 | 8604.5313 | 4822.9658 | 722.3232 | 0 | 0 | 0 | 8446.5476 | 4664.9821 | 564.3395 | 157.9837 | 88408.9136 | 49109.9673 | 7182.195 | 3562.5743 | 1542.4953 | 39.0704 | 83266.5024 | 45987.6351 | 5563.2878 | 1579.8369 | 0.0038892 | 0.001684 | 4.26e-05 | 0.0061944 | 0.0035196 | 0.0006194 | 0.0024492 | 5000000 | scaled
1297-35F | 50400.8685 | 1821.2403 | 47098.56 | 1481.0682 | 3.614% | 93.45% | 2.939% | 21777.4759 | 45743.4034 | 23.0558 | 19929.6558 | 1824.7643 | 48.0105 | 41895.5639 | 3799.829 | 1297 | 0.011686 | 0.0076184 | 0.002773 | 4313001.1244 | 52.5624 | 46141.8826 | 4206.4236 | 4497.9687 | 3948542.8965 | 359960.2597 | 3757139.6448 | 3977.6728 | 3438346.1402 | 314815.8329 | 1679576.3213 | 1762.8193 | 1538293.8711 | 139519.6311 |  | 140 | 1297-35F | 50400.8685 | 28623.3927 | 4657.4651 | 1821.2403 | 1150.4081 | 29.6158 | 47098.56 | 25991.9164 | 3146.7811 | 1481.0682 | 52.5624 | 29.5066 | 4.5518 | 0 | 0 | 0 | 51.4479 | 28.3922 | 3.4374 | 1.1145 | 4206.4236 | 2381.6593 | 406.5946 | 0 | 0 | 0 | 4071.8824 | 2247.1181 | 272.0534 | 134.5412 | 46141.8826 | 26212.2267 | 4246.3187 | 1821.2403 | 1150.4081 | 29.6158 | 42975.2298 | 23716.4061 | 2871.2904 | 1345.4125 | 0.0033756 | 0.0019922 | 5.12e-05 | 0.0062094 | 0.0035254 | 0.000621 | 0.0021008 | 5000000 | scaled
1297-36F | 27690.0017 | 0 | 27690.0017 | 0 | 0% | 100% | 0% | 4424.7691 | 9198.5181 | 6.8725 | 3987.0464 | 430.8502 | 14.287 | 8288.5498 | 895.6813 | 1297 | 0.0062154 | 0.0062154 | 0.0062154 | 4455063.51 | 43.0076 | 24950.7536 | 2696.2405 | 6919.5205 | 4014343.9891 | 433800 | 3743159.3558 | 5813.8044 | 3372865.3296 | 364480.2199 | 2975107.5731 | 4620.8809 | 2680793.48 | 289693.2137 |  | 141 | 1297-36F | 27690.0017 | 23265.2327 | 18491.4836 | 0 | 0 | 0 | 27690.0017 | 23265.2327 | 18491.4836 | 0 | 43.0076 | 36.1351 | 28.7206 | 0 | 0 | 0 | 43.0076 | 36.1351 | 28.7206 | 0 | 2696.2405 | 2265.3904 | 1800.5592 | 0 | 0 | 0 | 2696.2405 | 2265.3904 | 1800.5592 | 0 | 24950.7536 | 20963.7072 | 16662.2038 | 0 | 0 | 0 | 24950.7536 | 20963.7072 | 16662.2038 | 0 | 0 | 0 | 0 | 0.0062154 | 0.0062154 | 0.0062154 | 0 | 5000000 | scaled
130-13F | 6063.8774 | 2931.4983 | 0 | 3132.3791 | 48.34% | 0% | 51.66% | 1648.1728 | 2898.3622 | 4.108 | 1622.75 | 21.3149 | 7.3647 | 2852.812 | 38.1855 | 130 | 0.013826 | 0.0086306 | 0.0045448 | 438585.0857 | 9.9053 | 5730.2963 | 323.6758 | 716.4284 | 414457.9962 | 23410.661 | 511633.555 | 1275.2211 | 503741.6711 | 6616.6627 | 696513.6505 | 1769.8229 | 685567.3561 | 9176.4716 |  | 142 | 130-13F | 6063.8774 | 4415.7046 | 3165.5152 | 2931.4983 | 1283.3254 | 33.1361 | 0 | 0 | 0 | 3132.3791 | 9.9053 | 5.7974 | 2.5407 | 7.5483 | 3.4403 | 0.18366 | 0 | 0 | 0 | 2.357 | 323.6758 | 302.3609 | 285.4903 | 39.1283 | 17.8135 | 0.94281 | 0 | 0 | 0 | 284.5475 | 5730.2963 | 4107.5463 | 2877.4843 | 2884.8216 | 1262.0716 | 32.0096 | 0 | 0 | 0 | 2845.4747 | 0.0093878 | 0.0041924 | 0.0001066 | 0 | 0 | 0 | 0.0044382 | 5000000 | scaled
130-14F | 1014.1504 | 415.5722 | 0 | 598.5782 | 40.98% | 0% | 59.02% | 245.4905 | 411.5239 | 5.0436 | 213.9982 | 26.4487 | 6.9165 | 368.1571 | 36.4503 | 130 | 0.002514 | 0.0015698 | 0.0008672 | 403401.1293 | 7.3669 | 915.958 | 90.8255 | 2930.3464 | 364342.8961 | 36127.8866 | 489654.7172 | 10059.9278 | 426840.2477 | 52754.5409 | 694910.7329 | 11679.3626 | 621680.4466 | 61550.923 |  | 143 | 130-14F | 1014.1504 | 768.66 | 602.6266 | 415.5722 | 170.0818 | 4.0484 | 0 | 0 | 0 | 598.5782 | 7.3669 | 2.3233 | 0.45041 | 6.9165 | 1.8729 | 0 | 0 | 0 | 0 | 0.45041 | 90.8255 | 64.3768 | 54.3753 | 36.4503 | 10.0015 | 0 | 0 | 0 | 0 | 54.3753 | 915.958 | 701.9599 | 547.8009 | 372.2055 | 158.2074 | 4.0484 | 0 | 0 | 0 | 543.7525 | 0.0016652 | 0.000721 | 1.84e-05 | 0 | 0 | 0 | 0.0008488 | 5000000 | scaled
130-692R | 38855.0689 | 30933.9536 | 0 | 7921.1152 | 79.61% | 0% | 20.39% | 15230.7132 | 30543.5507 | 83.0522 | 14809.5326 | 338.1284 | 157.7908 | 29742.9312 | 642.8287 | 130 | 0.029616 | 0.019966 | 0.011318 | 1311962.0762 | 164.2524 | 37326.3691 | 1364.4474 | 5546.068 | 1260344.7157 | 46071.2924 | 1183217.4184 | 6452.0162 | 1150497.4638 | 26267.938 | 734349.8187 | 3793.7192 | 715100.7526 | 15455.3469 |  | 144 | 130-692R | 38855.0689 | 23624.3556 | 8311.5181 | 30933.9536 | 15703.2404 | 390.4029 | 0 | 0 | 0 | 7921.1152 | 164.2524 | 81.2002 | 6.4615 | 158.292 | 75.2398 | 0.50116 | 0 | 0 | 0 | 5.9604 | 1364.4474 | 1026.319 | 721.6187 | 644.8879 | 306.7595 | 2.0591 | 0 | 0 | 0 | 719.5595 | 37326.3691 | 22516.8365 | 7583.4379 | 30130.7738 | 15321.2412 | 387.8426 | 0 | 0 | 0 | 7195.5953 | 0.018522 | 0.0088726 | 0.0002246 | 0 | 0 | 0 | 0.011094 | 5000000 | scaled
137-34AE | 3188.4386 | 796.2811 | 0 | 2392.1575 | 24.97% | 0% | 75.03% | 451.5691 | 787.6384 | 0 | 451.5691 | 0 | 0 | 787.6384 | 0 | 137 | 0.0099752 | 0.0062042 | 0.0033974 | 319636.5635 | 1.8 | 2969.3334 | 217.3052 | 180.4497 | 297671.5655 | 21784.5484 | 441131.7419 | 0 | 441131.7419 | 0 | 706658.12 | 0 | 706658.12 | 0 |  | 145 | 137-34AE | 3188.4386 | 2736.8696 | 2400.8003 | 796.2811 | 344.712 | 8.6428 | 0 | 0 | 0 | 2392.1575 | 1.8 | 1.8 | 1.8 | 0 | 0 | 0 | 0 | 0 | 0 | 1.8 | 217.3052 | 217.3052 | 217.3052 | 0 | 0 | 0 | 0 | 0 | 0 | 217.3052 | 2969.3334 | 2517.7643 | 2181.695 | 796.2811 | 344.712 | 8.6428 | 0 | 0 | 0 | 2173.0523 | 0.0066508 | 0.0028798 | 7.3e-05 | 0 | 0 | 0 | 0.0033244 | 5000000 | scaled
137-767F | 10680.4291 | 8724.194 | 0 | 1956.2351 | 81.68% | 0% | 18.32% | 4360.5785 | 8587.3635 | 304.8526 | 1854.9631 | 2200.7629 | 613.5368 | 3519.5024 | 4454.3244 | 137 | 0.0070892 | 0.0046678 | 0.0027978 | 1506577.4869 | 625.476 | 5340.3436 | 4714.6096 | 88229.419 | 753306.94 | 665041.1279 | 1353924.8886 | 94654.2936 | 575951.2586 | 683319.3366 | 748111.2202 | 53449.9017 | 306610.8951 | 388050.4235 |  | 146 | 137-767F | 10680.4291 | 6319.8506 | 2093.0656 | 8724.194 | 4363.6155 | 136.8305 | 0 | 0 | 0 | 1956.2351 | 625.476 | 320.6234 | 11.9392 | 624.004 | 319.1514 | 10.4672 | 0 | 0 | 0 | 1.472 | 4714.6096 | 2513.8467 | 260.2852 | 4536.9038 | 2336.141 | 82.5794 | 0 | 0 | 0 | 177.7057 | 5340.3436 | 3485.3805 | 1820.8412 | 3563.2862 | 1708.3231 | 43.7838 | 0 | 0 | 0 | 1777.0574 | 0.00434 | 0.0019186 | 4.86e-05 | 0 | 0 | 0 | 0.0027492 | 5000000 | scaled
138-358R | 38845.5543 | 33572.6718 | 0 | 5272.8825 | 86.43% | 0% | 13.57% | 17208.3752 | 33151.8429 | 50.9352 | 16975.0415 | 182.3985 | 105.4266 | 32668.8806 | 377.5357 | 138 | 0.022652 | 0.014503 | 0.007577 | 1714868.9452 | 111.4296 | 37870.3114 | 863.8133 | 4919.1534 | 1671816.0444 | 38133.7476 | 1491890.0077 | 4415.8608 | 1471661.0072 | 15813.1401 | 751446.6642 | 2389.6854 | 740499.4463 | 8557.5326 |  | 147 | 138-358R | 38845.5543 | 21637.1792 | 5693.7114 | 33572.6718 | 16364.2966 | 420.8288 | 0 | 0 | 0 | 5272.8825 | 111.4296 | 60.4944 | 6.003 | 107.462 | 56.5267 | 2.0354 | 0 | 0 | 0 | 3.9677 | 863.8133 | 681.4148 | 486.2775 | 384.821 | 202.4226 | 7.2853 | 0 | 0 | 0 | 478.9923 | 37870.3114 | 20895.27 | 5201.4308 | 33080.3888 | 16105.3473 | 411.5082 | 0 | 0 | 0 | 4789.9226 | 0.015257 | 0.0071078 | 0.0001816 | 0 | 0 | 0 | 0.0073954 | 5000000 | scaled
138-360F | 1398.7823 | 568.6799 | 0 | 830.1024 | 40.66% | 0% | 59.34% | 298.1319 | 561.5566 | 0 | 298.1319 | 0 | 0 | 561.5566 | 0 | 138 | 0.0024168 | 0.0018198 | 0.0011904 | 578774.5192 | 0.62463 | 1322.7506 | 75.4071 | 258.4514 | 547314.8635 | 31201.2044 | 604819.3818 | 0 | 604819.3818 | 0 | 703314.5918 | 0 | 703314.5921 | 0 |  | 148 | 138-360F | 1398.7823 | 1100.6503 | 837.2257 | 568.6799 | 270.5479 | 7.1233 | 0 | 0 | 0 | 830.1024 | 0.62463 | 0.62463 | 0.62463 | 0 | 0 | 0 | 0 | 0 | 0 | 0.62463 | 75.4071 | 75.4071 | 75.4071 | 0 | 0 | 0 | 0 | 0 | 0 | 75.4071 | 1322.7506 | 1024.6186 | 761.194 | 568.6799 | 270.5479 | 7.1233 | 0 | 0 | 0 | 754.0707 | 0.0012432 | 0.0006462 | 1.68e-05 | 0 | 0 | 0 | 0.0011736 | 5000000 | scaled
138-366 | 162.9995 | 12.1063 | 0 | 150.8932 | 7.427% | 0% | 92.57% | 6.8427 | 11.9309 | 0 | 6.8427 | 0 | 0 | 11.9309 | 0 | 138 | 0.000406 | 0.0002928 | 0.0002088 | 401476.6335 | 0.11354 | 149.1787 | 13.7072 | 279.6607 | 367435.2973 | 33761.6754 | 533322.4238 | 0 | 533322.4238 | 0 | 723508.8056 | 0 | 723508.8056 | 0 |  | 149 | 138-366 | 162.9995 | 156.1568 | 151.0686 | 12.1063 | 5.2636 | 0.17545 | 0 | 0 | 0 | 150.8932 | 0.11354 | 0.11354 | 0.11354 | 0 | 0 | 0 | 0 | 0 | 0 | 0.11354 | 13.7072 | 13.7072 | 13.7072 | 0 | 0 | 0 | 0 | 0 | 0 | 13.7072 | 149.1787 | 142.336 | 137.2479 | 12.1063 | 5.2636 | 0.17545 | 0 | 0 | 0 | 137.0724 | 0.0001996 | 8.64e-05 | 2.4e-06 | 0 | 0 | 0 | 0.0002064 | 5000000 | scaled
139-243AE | 282.478 | 37.2281 | 0 | 245.2499 | 13.18% | 0% | 86.82% | 21.0782 | 36.825 | 0 | 21.0782 | 0 | 0 | 36.825 | 0 | 139 | 0.000781 | 0.0005326 | 0.0003472 | 361687.5583 | 0.18454 | 260.0148 | 22.2787 | 236.2902 | 332925.4444 | 28525.8236 | 490799.49 | 0 | 490799.49 | 0 | 707525.9029 | 0 | 707525.9029 | 0 |  | 150 | 139-243AE | 282.478 | 261.3998 | 245.653 | 37.2281 | 16.1499 | 0.4031 | 0 | 0 | 0 | 245.2499 | 0.18454 | 0.18454 | 0.18454 | 0 | 0 | 0 | 0 | 0 | 0 | 0.18454 | 22.2787 | 22.2787 | 22.2787 | 0 | 0 | 0 | 0 | 0 | 0 | 22.2787 | 260.0148 | 238.9366 | 223.1898 | 37.2281 | 16.1499 | 0.4031 | 0 | 0 | 0 | 222.7867 | 0.0004384 | 0.00019 | 4.6e-06 | 0 | 0 | 0 | 0.0003426 | 5000000 | scaled
139-245AE | 5672.1786 | 2940.2479 | 0 | 2731.9308 | 51.84% | 0% | 48.16% | 1706.3203 | 2924.2516 | 81.5833 | 1259.2287 | 365.5083 | 133.5099 | 2194.9414 | 595.8002 | 139 | 0.010451 | 0.0067798 | 0.0039548 | 542729.8923 | 135.5656 | 4692.6423 | 843.9707 | 12971.2982 | 449005.1211 | 80753.4729 | 584952.1167 | 27967.9842 | 431682.4356 | 125301.6972 | 694833.3804 | 31723.3868 | 521541.5006 | 141568.4931 |  | 151 | 139-245AE | 5672.1786 | 3965.8584 | 2747.9271 | 2940.2479 | 1233.9276 | 15.9963 | 0 | 0 | 0 | 2731.9308 | 135.5656 | 53.9823 | 2.0557 | 133.5099 | 51.9266 | 0 | 0 | 0 | 0 | 2.0557 | 843.9707 | 478.4624 | 248.1705 | 595.8002 | 230.292 | 0 | 0 | 0 | 0 | 248.1705 | 4692.6423 | 3433.4136 | 2497.7009 | 2210.9377 | 951.709 | 15.9963 | 0 | 0 | 0 | 2481.7046 | 0.00657 | 0.0028986 | 7.36e-05 | 0 | 0 | 0 | 0.0038812 | 5000000 | scaled
139-426F | 7505.4059 | 6400.1454 | 0 | 1105.2605 | 85.27% | 0% | 14.73% | 3629.0003 | 6330.4184 | 0 | 3629.0003 | 0 | 0 | 6330.4184 | 0 | 139 | 0.0044324 | 0.0028338 | 0.0016174 | 1693305.1866 | 0.83167 | 7404.1716 | 100.4026 | 187.6349 | 1670465.5755 | 22651.9761 | 1367917.8587 | 0 | 1367917.8583 | 0 | 726466.887 | 0 | 726466.887 | 0 |  | 152 | 139-426F | 7505.4059 | 3876.4056 | 1174.9875 | 6400.1454 | 2771.1451 | 69.7271 | 0 | 0 | 0 | 1105.2605 | 0.83167 | 0.83167 | 0.83167 | 0 | 0 | 0 | 0 | 0 | 0 | 0.83167 | 100.4026 | 100.4026 | 100.4026 | 0 | 0 | 0 | 0 | 0 | 0 | 100.4026 | 7404.1716 | 3775.1713 | 1073.7533 | 6400.1454 | 2771.1451 | 69.7271 | 0 | 0 | 0 | 1004.0262 | 0.0028464 | 0.0012478 | 3.14e-05 | 0 | 0 | 0 | 0.001586 | 5000000 | scaled
139-48 | 22125.2744 | 17506.5094 | 0 | 4618.765 | 79.12% | 0% | 20.88% | 9927.5643 | 17314.0536 | 6.6068 | 9887.0109 | 33.9466 | 11.7225 | 17242.1145 | 60.2165 | 139 | 0.020647 | 0.012699 | 0.0067858 | 1071576.7811 | 15.2784 | 21629.7913 | 480.2048 | 739.9673 | 1047579.4177 | 23257.3961 | 960494.9966 | 639.2057 | 956571.4462 | 3284.3446 | 709013.0617 | 480.0392 | 706067.147 | 2465.8755 |  | 153 | 139-48 | 22125.2744 | 12197.7102 | 4811.2208 | 17506.5094 | 7578.9451 | 192.4558 | 0 | 0 | 0 | 4618.765 | 15.2784 | 8.6716 | 3.5559 | 11.8029 | 5.1962 | 0.080402 | 0 | 0 | 0 | 3.4755 | 480.2048 | 446.2582 | 419.9882 | 60.633 | 26.6864 | 0.41646 | 0 | 0 | 0 | 419.5718 | 21629.7913 | 11742.7804 | 4387.6767 | 17434.0735 | 7547.0626 | 191.9589 | 0 | 0 | 0 | 4195.7178 | 0.014016 | 0.0060676 | 0.000154 | 0 | 0 | 0 | 0.0066318 | 5000000 | scaled
140-481R | 76551.9048 | 17009.6042 | 55396.8833 | 4145.4173 | 22.22% | 72.37% | 5.415% | 34744.9438 | 68465.7168 | 508.0811 | 30088.1608 | 4148.7019 | 779.6787 | 60088.7033 | 7597.3348 | 140 | 0.022011 | 0.013828 | 0.006639 | 3477924.6915 | 801.4849 | 67364.3366 | 8386.0833 | 36413.2546 | 3060512.866 | 380998.5711 | 3023443.0429 | 44212.3133 | 2618218.093 | 361012.637 | 1217982.8212 | 13870.2307 | 1068958.477 | 135154.1136 |  | 154 | 140-481R | 76551.9048 | 41806.961 | 8086.1879 | 17009.6042 | 7178.6405 | 240.4856 | 55396.8833 | 30482.9032 | 3700.2851 | 4145.4173 | 801.4849 | 293.4037 | 21.8061 | 731.7478 | 253.6271 | 14.2371 | 66.6178 | 36.6574 | 4.4498 | 3.1193 | 8386.0833 | 4237.3815 | 788.7485 | 2634.5914 | 903.185 | 53.1534 | 5374.9194 | 2957.6239 | 359.0226 | 376.5725 | 67364.3366 | 37276.1758 | 7275.6333 | 13643.265 | 6021.8284 | 173.0951 | 49955.3461 | 27488.6219 | 3336.8127 | 3765.7254 | 0.0099122 | 0.004414 | 0.0001114 | 0.00619 | 0.003505 | 0.000619 | 0.0059086 | 5000000 | scaled
140-496 | 76075.8832 | 7768.52 | 66074.6137 | 2232.7496 | 10.21% | 86.85% | 2.935% | 33772.9737 | 69321.794 | 195.1135 | 30176.2466 | 3401.6136 | 343.7838 | 62263.4122 | 6714.598 | 140 | 0.01454 | 0.0091382 | 0.0038282 | 5232251.0103 | 355.4709 | 68400.9477 | 7319.4647 | 24448.1284 | 4704393.9848 | 503408.8972 | 4629238.7483 | 26744.0718 | 4136237.7884 | 466256.8886 | 1764298.9575 | 8749.593 | 1584657.1025 | 170892.262 |  | 155 | 140-496 | 76075.8832 | 42302.9095 | 6754.0893 | 7768.52 | 3662.8806 | 104.5034 | 66074.6137 | 36407.2794 | 4416.8363 | 2232.7496 | 355.4709 | 160.3574 | 11.6871 | 268.6941 | 111.7888 | 4.3186 | 85.0967 | 46.8885 | 5.6884 | 1.6801 | 7319.4647 | 3917.851 | 604.8667 | 1451.9696 | 593.7787 | 23.3806 | 5664.6706 | 3121.2478 | 378.6617 | 202.8245 | 68400.9477 | 38224.7011 | 6137.5355 | 6047.8563 | 2957.313 | 76.8042 | 60324.8464 | 33239.143 | 4032.4863 | 2028.245 | 0.0052262 | 0.0024944 | 6.26e-05 | 0.0061644 | 0.0034946 | 0.0006164 | 0.0031492 | 5000000 | scaled
1406-19F | 15067.3711 | 12634.8396 | 0 | 2432.5315 | 83.86% | 0% | 16.14% | 4630.301 | 12429.563 | 232.6411 | 3097.2434 | 1300.4165 | 597.6624 | 8416.0993 | 3415.8013 | 1406 | 0.013569 | 0.008046 | 0.0035716 | 1110393.3203 | 610.8062 | 10754.5164 | 3702.0485 | 45013.5044 | 792556.5161 | 272823.2993 | 1297175.0112 | 65174.2149 | 867690.1939 | 364310.6014 | 738550.8355 | 35512.4377 | 500075.2767 | 202963.1208 |  | 156 | 1406-19F | 15067.3711 | 10437.0701 | 2637.8082 | 12634.8396 | 8004.5387 | 205.2767 | 0 | 0 | 0 | 2432.5315 | 610.8062 | 378.1651 | 13.1438 | 608.9758 | 376.3347 | 11.3134 | 0 | 0 | 0 | 1.8304 | 3702.0485 | 2401.632 | 286.2472 | 3481.0757 | 2180.6592 | 65.2744 | 0 | 0 | 0 | 220.9728 | 10754.5164 | 7657.273 | 2338.4171 | 8544.7881 | 5447.5447 | 128.6889 | 0 | 0 | 0 | 2209.7282 | 0.010114 | 0.0045906 | 0.0001162 | 0 | 0 | 0 | 0.0034554 | 5000000 | scaled
1406-436 | 817.1931 | 420.1888 | 0 | 397.0044 | 51.42% | 0% | 48.58% | 229.625 | 415.7595 | 2.0179 | 217.1814 | 10.4257 | 3.3418 | 395.0799 | 17.3378 | 1406 | 0.0015042 | 0.0010024 | 0.000563 | 543274.2563 | 3.6405 | 760.1507 | 53.4019 | 2420.2487 | 505352.1413 | 35501.8664 | 586161.3436 | 5151.1528 | 554396.6236 | 26613.5674 | 713026.0107 | 5731.1834 | 677560.6324 | 29734.1951 |  | 157 | 1406-436 | 817.1931 | 587.5681 | 401.4336 | 420.1888 | 190.5638 | 4.4293 | 0 | 0 | 0 | 397.0044 | 3.6405 | 1.6226 | 0.29873 | 3.3418 | 1.3239 | 0 | 0 | 0 | 0 | 0.29873 | 53.4019 | 42.9762 | 36.0641 | 17.3378 | 6.9121 | 0 | 0 | 0 | 0 | 36.0641 | 760.1507 | 542.9693 | 365.0708 | 399.5092 | 182.3278 | 4.4293 | 0 | 0 | 0 | 360.6415 | 0.0009526 | 0.0004508 | 1.14e-05 | 0 | 0 | 0 | 0.0005516 | 5000000 | scaled
141-194F | 23005.2092 | 0 | 23005.2092 | 0 | 0% | 100% | 0% | 3676.163 | 7641.1337 | 4.1739 | 3351.0628 | 320.9263 | 8.6758 | 6965.3926 | 667.0652 | 141 | 0.0061866 | 0.0061866 | 0.0061866 | 3718554.4823 | 26.1203 | 20970.7514 | 2008.3374 | 4222.0803 | 3389705.402 | 324627 | 3124340.7041 | 3547.4046 | 2848040.7145 | 272752.5855 | 2483444.1373 | 2819.7249 | 2263821.6115 | 216802.7987 |  | 158 | 141-194F | 23005.2092 | 19329.0462 | 15364.0755 | 0 | 0 | 0 | 23005.2092 | 19329.0462 | 15364.0755 | 0 | 26.1203 | 21.9464 | 17.4445 | 0 | 0 | 0 | 26.1203 | 21.9464 | 17.4445 | 0 | 2008.3374 | 1687.4111 | 1341.2722 | 0 | 0 | 0 | 2008.3374 | 1687.4111 | 1341.2722 | 0 | 20970.7514 | 17619.6887 | 14005.3588 | 0 | 0 | 0 | 20970.7514 | 17619.6887 | 14005.3588 | 0 | 0 | 0 | 0 | 0.0061866 | 0.0061866 | 0.0061866 | 0 | 5000000 | scaled
141-195F | 1819.7015 | 0 | 1819.7015 | 0 | 0% | 100% | 0% | 290.8634 | 604.4285 | 0.3818 | 230.4622 | 60.0194 | 0.7934 | 478.9118 | 124.7233 | 141 | 0.0061828 | 0.0061828 | 0.0061828 | 294316.7402 | 2.3886 | 1441.8191 | 375.4938 | 386.3341 | 233198.4061 | 60732 | 247272.7756 | 324.582 | 195923.6746 | 51024.5193 | 196557.0716 | 258.0102 | 155739.6829 | 40559.3785 |  | 159 | 141-195F | 1819.7015 | 1528.8381 | 1215.2731 | 0 | 0 | 0 | 1819.7015 | 1528.8381 | 1215.2731 | 0 | 2.3886 | 2.0068 | 1.5952 | 0 | 0 | 0 | 2.3886 | 2.0068 | 1.5952 | 0 | 375.4938 | 315.4744 | 250.7705 | 0 | 0 | 0 | 375.4938 | 315.4744 | 250.7705 | 0 | 1441.8191 | 1211.3569 | 962.9073 | 0 | 0 | 0 | 1441.8191 | 1211.3569 | 962.9073 | 0 | 0 | 0 | 0 | 0.0061828 | 0.0061828 | 0.0061828 | 0 | 5000000 | scaled
1418-31R | 2727.5199 | 2149.4253 | 0 | 578.0946 | 78.81% | 0% | 21.19% | 920.7709 | 2131.9017 | 59.8218 | 523.05 | 337.8991 | 116.6594 | 1372.2854 | 642.957 | 1418 | 0.0024528 | 0.001774 | 0.0008378 | 1112002.5534 | 117.0944 | 1914.954 | 695.4715 | 47739.0678 | 780721.6263 | 283541.8591 | 1018460.5372 | 66168.6277 | 578543.2623 | 373748.6474 | 710931.1635 | 38902.7285 | 457619.7984 | 214408.6365 |  | 160 | 1418-31R | 2727.5199 | 1806.749 | 595.6181 | 2149.4253 | 1228.6544 | 17.5236 | 0 | 0 | 0 | 578.0946 | 117.0944 | 57.2726 | 0.435 | 116.6594 | 56.8376 | 0 | 0 | 0 | 0 | 0.435 | 695.4715 | 357.5724 | 52.5145 | 642.957 | 305.0579 | 0 | 0 | 0 | 0 | 52.5145 | 1914.954 | 1391.904 | 542.6686 | 1389.8089 | 866.7589 | 17.5236 | 0 | 0 | 0 | 525.1451 | 0.0016394 | 0.0009606 | 2.44e-05 | 0 | 0 | 0 | 0.0008134 | 5000000 | scaled
1418-581R | 5069.196 | 3913.2935 | 0 | 1155.9025 | 77.2% | 0% | 22.8% | 2095.562 | 3884.8279 | 120.3585 | 1316.5409 | 658.6625 | 191.7202 | 2655.2244 | 1037.8833 | 1418 | 0.0055174 | 0.003662 | 0.0016772 | 918765.3538 | 192.6112 | 3733.5818 | 1143.0029 | 34909.7791 | 676692.246 | 207163.3286 | 812024.5795 | 46638.5932 | 510156.037 | 255229.9488 | 706157.9352 | 34849.6026 | 482648.8676 | 188659.465 |  | 161 | 1418-581R | 5069.196 | 2973.634 | 1184.3681 | 3913.2935 | 1817.7315 | 28.4656 | 0 | 0 | 0 | 1155.9025 | 192.6112 | 72.2527 | 0.89106 | 191.7414 | 71.3829 | 0.021283 | 0 | 0 | 0 | 0.86978 | 1143.0029 | 484.3404 | 105.1196 | 1038 | 379.3374 | 0.11665 | 0 | 0 | 0 | 105.003 | 3733.5818 | 2417.0409 | 1078.3574 | 2683.5521 | 1367.0112 | 28.3277 | 0 | 0 | 0 | 1050.0297 | 0.0038918 | 0.0020364 | 5.16e-05 | 0 | 0 | 0 | 0.0016256 | 5000000 | scaled
142-33 | 118712.3932 | 24352.5802 | 87704.302 | 6655.511 | 20.51% | 73.88% | 5.606% | 52298.3424 | 105815.8479 | 681.6877 | 46234.8654 | 5381.7894 | 1333.8784 | 93510.2585 | 10971.711 | 142 | 0.037439 | 0.022372 | 0.010267 | 3170855.5662 | 1373.6099 | 105173.062 | 12165.7213 | 36689.6719 | 2809214.6074 | 324951.2872 | 2968597.2229 | 38694.4601 | 2624417.6521 | 305485.1113 | 1256165.1667 | 15834.7886 | 1110082.5799 | 130247.7984 |  | 162 | 142-33 | 118712.3932 | 66414.0508 | 12896.5453 | 24352.5802 | 11361.7131 | 372.4623 | 87704.302 | 48396.8267 | 5868.572 | 6655.511 | 1373.6099 | 691.9223 | 39.7315 | 1245.4281 | 618.9447 | 26.4815 | 123.1738 | 67.9695 | 8.2419 | 5.0081 | 12165.7213 | 6783.9319 | 1194.0102 | 4158.8609 | 2094.6341 | 94.1098 | 7402.2692 | 4084.7066 | 495.3092 | 604.5912 | 105173.062 | 58938.1966 | 11662.8035 | 18948.2913 | 8648.1343 | 251.871 | 80178.8589 | 44244.1506 | 5365.0208 | 6045.9117 | 0.021913 | 0.0094886 | 0.0002418 | 0.0061124 | 0.00347 | 0.0006112 | 0.0094136 | 5000000 | scaled
142-8R | 40889.2555 | 2617.5272 | 32982.0932 | 5289.6351 | 6.402% | 80.66% | 12.94% | 16413.6459 | 33374.0002 | 45.4355 | 14923.367 | 1444.8434 | 75.3226 | 30390.0394 | 2908.6383 | 142 | 0.027724 | 0.017002 | 0.0081224 | 1474857.905 | 82.1748 | 37222.7615 | 3584.3193 | 2964.009 | 1342609.0376 | 129284.8584 | 1439538.5122 | 3984.8676 | 1308835.443 | 126718.2014 | 925250.5763 | 2088.2197 | 842524.1583 | 80638.1983 |  | 163 | 142-8R | 40889.2555 | 24475.6096 | 7515.2553 | 2617.5272 | 982.3782 | 22.7971 | 32982.0932 | 18203.5963 | 2202.8231 | 5289.6351 | 82.1748 | 36.7392 | 6.8522 | 36.2798 | 9.6253 | 0.072519 | 41.9147 | 23.1337 | 2.7994 | 3.9803 | 3584.3193 | 2139.4759 | 675.681 | 187.1752 | 49.2048 | 0.36969 | 2916.63 | 1609.757 | 194.7972 | 480.5141 | 37222.7615 | 22299.3945 | 6832.7221 | 2394.0722 | 923.5481 | 22.3548 | 30023.5485 | 16570.7056 | 2005.2265 | 4805.1408 | 0.01424 | 0.0061672 | 0.0001556 | 0.0061308 | 0.0034814 | 0.000613 | 0.0073538 | 5000000 | scaled
143-147F | 25659.1321 | 355.8763 | 24946.341 | 356.9148 | 1.387% | 97.22% | 1.391% | 11348.5913 | 23634.1691 | 30.8874 | 9916.2271 | 1401.4769 | 65.1718 | 20635.003 | 2933.9943 | 143 | 0.0072518 | 0.0042436 | 0.0011124 | 3538312.1625 | 67.2083 | 22433.7184 | 3158.2054 | 9267.815 | 3093537.9299 | 435506.418 | 3372264.3039 | 9178.2697 | 2946633.4287 | 416452.6087 | 1820355.0908 | 5019.6716 | 1589352.7963 | 225982.6232 |  | 164 | 143-147F | 25659.1321 | 14310.5408 | 2024.963 | 355.8763 | 188.383 | 0.49823 | 24946.341 | 13765.243 | 1667.55 | 356.9148 | 67.2083 | 36.321 | 2.0366 | 40.4907 | 21.4579 | 0 | 26.4491 | 14.5944 | 1.768 | 0.26857 | 3158.2054 | 1756.7286 | 224.2111 | 256.6476 | 141.1343 | 0 | 2869.1354 | 1583.1719 | 191.7887 | 32.4224 | 22433.7184 | 12517.4913 | 1798.7153 | 58.738 | 25.7908 | 0.49823 | 22050.7565 | 12167.4766 | 1473.9933 | 324.2238 | 0.0006432 | 0.0002784 | 7e-06 | 0.0061146 | 0.0034712 | 0.0006114 | 0.000494 | 5000000 | scaled
143-178F | 7656.553 | 2701.8618 | 4888.9469 | 65.7443 | 35.29% | 63.85% | 0.8587% | 3831.8974 | 7264.2304 | 143.7178 | 1741.2503 | 1946.9292 | 246.0671 | 3621.9644 | 3396.199 | 143 | 0.0064626 | 0.0036756 | 0.0007106 | 1184748.0927 | 246.5037 | 3940.9503 | 3469.0991 | 38143.1144 | 609808.7876 | 536796.1909 | 1040552.7427 | 39026.6109 | 472836.9796 | 528689.1524 | 552100.4772 | 18701.7414 | 275278.7467 | 258119.9892 |  | 165 | 143-178F | 7656.553 | 3824.6557 | 392.3226 | 2701.8618 | 1063.3117 | 0 | 4888.9469 | 2695.5996 | 326.5783 | 65.7443 | 246.5037 | 102.7859 | 0.4366 | 240.6588 | 99.541 | 0 | 5.7954 | 3.1954 | 0.38713 | 0.04947 | 3469.0991 | 1522.1698 | 72.9001 | 2461.2029 | 963.7707 | 0 | 1001.9239 | 552.4269 | 66.9278 | 5.9723 | 3940.9503 | 2199.7 | 318.9859 | 0 | 0 | 0 | 3881.2277 | 2139.9774 | 259.2633 | 59.7226 | 0.000236 | 0.0001022 | 2.6e-06 | 0.0061318 | 0.0034786 | 0.0006132 | 9.48e-05 | 5000000 | scaled
143-179F | 1370.1837 | 878.8853 | 453.6622 | 37.6361 | 64.14% | 33.11% | 2.747% | 889.0643 | 1302.2419 | 59.6278 | 160.3369 | 669.0997 | 79.006 | 333.5389 | 889.697 | 143 | 0.0062356 | 0.0035538 | 0.000667 | 219735.6559 | 79.2687 | 391.5862 | 899.3288 | 12712.2768 | 62798.4847 | 144224.8945 | 135381.6524 | 9079.7868 | 24415.1824 | 101886.6833 | 101861.6774 | 6179.8719 | 26089.4931 | 69592.3124 |  | 166 | 143-179F | 1370.1837 | 481.1193 | 67.9417 | 878.8853 | 193.305 | 0.0022209 | 453.6622 | 250.1782 | 30.3034 | 37.6361 | 79.2687 | 19.6408 | 0.26263 | 75.7326 | 17.6781 | 0 | 3.5078 | 1.9344 | 0.23431 | 0.02832 | 899.3288 | 230.2291 | 9.6318 | 802.8988 | 175.518 | 0 | 93.0111 | 51.2922 | 6.2129 | 3.4189 | 391.5862 | 231.2494 | 58.0473 | 0.25396 | 0.10886 | 0.0022209 | 357.1434 | 196.9516 | 23.8562 | 34.1889 | 5.58e-05 | 2.42e-05 | 6e-07 | 0.006126 | 0.0034758 | 0.0006126 | 5.38e-05 | 5000000 | scaled
143-33 | 7551.611 | 52.5699 | 7390.3443 | 108.6969 | 0.6961% | 97.86% | 1.439% | 3357.5311 | 6948.8455 | 9.0875 | 2633.3273 | 715.1164 | 14.3072 | 5476.0991 | 1458.4392 | 143 | 0.0064842 | 0.0037148 | 0.0007632 | 1164617.2282 | 15.0036 | 5966.3584 | 1570.2491 | 2313.8695 | 920137.9302 | 242165.4286 | 1129019.0454 | 3055.7892 | 885494.8919 | 240468.3648 | 789787.12 | 1626.1168 | 622398.7196 | 165762.2837 |  | 167 | 143-33 | 7551.611 | 4194.08 | 602.7655 | 52.5699 | 8.6186 | 0.10586 | 7390.3443 | 4076.7644 | 493.9628 | 108.6969 | 15.0036 | 5.9161 | 0.6964 | 5.7264 | 0.76185 | 0 | 9.1954 | 5.0725 | 0.61461 | 0.081791 | 1570.2491 | 855.1327 | 111.8099 | 35.2795 | 3.9642 | 0 | 1525.0955 | 841.2944 | 101.9358 | 9.8741 | 5966.3584 | 3333.0311 | 490.2593 | 11.564 | 3.8926 | 0.10586 | 5856.0534 | 3230.3976 | 391.4124 | 98.741 | 0.0002208 | 9.56e-05 | 2.6e-06 | 0.0061142 | 0.00347 | 0.0006114 | 0.0001492 | 5000000 | scaled
1434-10AE | 17676.2465 | 13956.9865 | 0 | 3719.2601 | 78.96% | 0% | 21.04% | 7276.533 | 13589.5991 | 824.4792 | 4065.8093 | 2386.2446 | 1505.5444 | 7751.3733 | 4332.6814 | 1434 | 0.017501 | 0.010695 | 0.0053386 | 1010036.601 | 1568.6043 | 11242.9861 | 4864.6562 | 89631.4577 | 642434.3211 | 277970.822 | 972426.5985 | 110182.3433 | 543349.5666 | 318894.6886 | 765490.473 | 84806.0265 | 436628.2176 | 244056.2286 |  | 168 | 1434-10AE | 17676.2465 | 10399.7135 | 4086.6474 | 13956.9865 | 6680.4534 | 367.3874 | 0 | 0 | 0 | 3719.2601 | 1568.6043 | 744.1251 | 63.0599 | 1565.8057 | 741.3265 | 60.2613 | 0 | 0 | 0 | 2.7986 | 4864.6562 | 2478.4115 | 531.9748 | 4526.796 | 2140.5514 | 194.1147 | 0 | 0 | 0 | 337.8601 | 11242.9861 | 7177.1768 | 3491.6128 | 7864.3848 | 3798.5755 | 113.0114 | 0 | 0 | 0 | 3378.6013 | 0.012302 | 0.005496 | 0.00014 | 0 | 0 | 0 | 0.0051986 | 5000000 | scaled
1434-11 | 1327.9687 | 1148.6474 | 0 | 179.3214 | 86.5% | 0% | 13.5% | 672.8278 | 1138.3037 | 27.683 | 497.2272 | 147.9176 | 45.6878 | 849.3341 | 243.2818 | 1434 | 0.000755 | 0.000471 | 0.00026 | 1758898.9987 | 46.0773 | 1020.9665 | 260.9249 | 61029.5975 | 1352273.5219 | 345595.8785 | 1390957.5144 | 57230.0075 | 1027932.9843 | 305794.5215 | 729480.9273 | 29278.9905 | 544294.9892 | 155906.9472 |  | 169 | 1434-11 | 1327.9687 | 655.141 | 189.665 | 1148.6474 | 475.8196 | 10.3437 | 0 | 0 | 0 | 179.3214 | 46.0773 | 18.3943 | 0.38954 | 45.9424 | 18.2594 | 0.25461 | 0 | 0 | 0 | 0.13493 | 260.9249 | 113.0073 | 17.6431 | 244.6352 | 96.7177 | 1.3534 | 0 | 0 | 0 | 16.2897 | 1020.9665 | 523.7394 | 171.6324 | 858.0698 | 360.8426 | 8.7357 | 0 | 0 | 0 | 162.8968 | 0.0005008 | 0.0002168 | 5.8e-06 | 0 | 0 | 0 | 0.0002542 | 5000000 | scaled
1434-2 | 5895.7196 | 2593.4574 | 0 | 3302.2622 | 43.99% | 0% | 56.01% | 1468.5778 | 2564.6966 | 4.8521 | 1438.7513 | 24.9744 | 9.0082 | 2509.3103 | 46.378 | 1434 | 0.014526 | 0.0089572 | 0.0048128 | 405879.1676 | 11.5955 | 5537.2383 | 346.8858 | 798.2687 | 381200.2323 | 23880.6666 | 494255.1082 | 1632.9919 | 484216.8903 | 8405.2259 | 692117.4894 | 2430.9752 | 677170.7837 | 12515.7303 |  | 170 | 1434-2 | 5895.7196 | 4427.1419 | 3331.0231 | 2593.4574 | 1124.8797 | 28.7609 | 0 | 0 | 0 | 3302.2622 | 11.5955 | 6.7434 | 2.5873 | 9.1106 | 4.2585 | 0.10247 | 0 | 0 | 0 | 2.4848 | 346.8858 | 321.9114 | 300.5077 | 46.906 | 21.9316 | 0.52799 | 0 | 0 | 0 | 299.9798 | 5537.2383 | 4098.4871 | 3027.928 | 2537.4407 | 1098.6895 | 28.1304 | 0 | 0 | 0 | 2999.7976 | 0.009821 | 0.0042524 | 0.000108 | 0 | 0 | 0 | 0.0047048 | 5000000 | scaled
1434-37R | 34365.7672 | 28084.6996 | 0 | 6281.0676 | 81.72% | 0% | 18.28% | 15948.4301 | 27790.8183 | 1013.2267 | 11797.0842 | 3138.1192 | 1774.2277 | 20521.7654 | 5494.8252 | 1434 | 0.027694 | 0.016997 | 0.0089854 | 1240928.1274 | 1798.1514 | 26443.0394 | 6124.5763 | 64930.2155 | 954842.9753 | 221154.9364 | 1083551.2349 | 68839.5682 | 801504.919 | 213206.7468 | 731736.9149 | 46715.7129 | 540341.5313 | 144679.6705 |  | 171 | 1434-37R | 34365.7672 | 18417.337 | 6574.9489 | 28084.6996 | 12136.2695 | 293.8813 | 0 | 0 | 0 | 6281.0676 | 1798.1514 | 784.9247 | 23.9237 | 1793.4251 | 780.1984 | 19.1974 | 0 | 0 | 0 | 4.7263 | 6124.5763 | 2986.4572 | 629.7512 | 5553.9999 | 2415.8807 | 59.1747 | 0 | 0 | 0 | 570.5765 | 26443.0394 | 14645.9552 | 5921.274 | 20737.2746 | 8940.1904 | 215.5092 | 0 | 0 | 0 | 5705.7648 | 0.018915 | 0.008219 | 0.0002072 | 0 | 0 | 0 | 0.0087782 | 5000000 | scaled
1435-1075F | 4689.2811 | 3284.7817 | 0 | 1404.4994 | 70.05% | 0% | 29.95% | 1868.8418 | 3259.3342 | 444.4983 | 277.3174 | 1147.026 | 770.7278 | 490.6579 | 1997.9485 | 1435 | 0.0067656 | 0.004048 | 0.0020256 | 693106.4654 | 777.8266 | 1771.4021 | 2140.0524 | 114967.8616 | 261824.838 | 316313.7658 | 696748.8421 | 165719.5829 | 103390.5618 | 427638.6974 | 705937.4487 | 166931.5122 | 106271.3311 | 432734.6054 |  | 172 | 1435-1075F | 4689.2811 | 2820.4393 | 1429.9469 | 3284.7817 | 1415.94 | 25.4475 | 0 | 0 | 0 | 1404.4994 | 777.8266 | 333.3283 | 7.0988 | 776.7697 | 332.2714 | 6.042 | 0 | 0 | 0 | 1.0568 | 2140.0524 | 993.0264 | 142.1039 | 2012.4667 | 865.4407 | 14.5182 | 0 | 0 | 0 | 127.5857 | 1771.4021 | 1494.0847 | 1280.7442 | 495.5453 | 218.2278 | 4.8874 | 0 | 0 | 0 | 1275.8568 | 0.0047928 | 0.0020752 | 5.28e-05 | 0 | 0 | 0 | 0.0019728 | 5000000 | scaled
1435-49F | 2133.37 | 414.2719 | 0 | 1719.0981 | 19.42% | 0% | 80.58% | 232.0312 | 409.9869 | 2.4601 | 216.5195 | 13.0515 | 4.3689 | 382.4776 | 23.1405 | 1435 | 0.0065472 | 0.0042522 | 0.0024616 | 325844.6336 | 5.6625 | 1948.403 | 179.3045 | 864.8684 | 297593.3243 | 27386.4408 | 447142.3687 | 4740.8877 | 417250.1672 | 25151.3145 | 700106.8569 | 7460.4749 | 653130.9984 | 39515.3848 |  | 173 | 1435-49F | 2133.37 | 1901.3388 | 1723.383 | 414.2719 | 182.2407 | 4.2849 | 0 | 0 | 0 | 1719.0981 | 5.6625 | 3.2023 | 1.2936 | 4.3689 | 1.9088 | 0 | 0 | 0 | 0 | 1.2936 | 179.3045 | 166.253 | 156.164 | 23.1405 | 10.0889 | 0 | 0 | 0 | 0 | 156.164 | 1948.403 | 1731.8835 | 1565.9254 | 386.7625 | 170.243 | 4.2849 | 0 | 0 | 0 | 1561.6405 | 0.0041316 | 0.0018366 | 4.6e-05 | 0 | 0 | 0 | 0.0024156 | 5000000 | scaled
1435-50 | 15088.2307 | 8942.1721 | 0 | 6146.0586 | 59.27% | 0% | 40.73% | 4884.7396 | 8831.7917 | 781.3114 | 1605.1755 | 2498.2527 | 1430.7246 | 2807.693 | 4593.3741 | 1435 | 0.026149 | 0.01654 | 0.008832 | 577009.8562 | 1454.8637 | 8419.6812 | 5213.6858 | 55637.4511 | 321988.6492 | 199383.7559 | 616882.9732 | 98670.0909 | 202714.0683 | 315498.814 | 708383.0373 | 114755.9967 | 225200.2935 | 368426.7472 |  | 174 | 1435-50 | 15088.2307 | 10203.4911 | 6256.439 | 8942.1721 | 4057.4325 | 110.3803 | 0 | 0 | 0 | 6146.0586 | 1454.8637 | 673.5523 | 24.1391 | 1450.239 | 668.9276 | 19.5144 | 0 | 0 | 0 | 4.6247 | 5213.6858 | 2715.4331 | 620.3117 | 4655.3737 | 2157.121 | 61.9995 | 0 | 0 | 0 | 558.3122 | 8419.6812 | 6814.5057 | 5611.9882 | 2836.5594 | 1231.3839 | 28.8664 | 0 | 0 | 0 | 5583.1218 | 0.017517 | 0.007908 | 0.0001996 | 0 | 0 | 0 | 0.0086324 | 5000000 | scaled
1438-331F | 124.8311 | 18.6792 | 0 | 106.1519 | 14.96% | 0% | 85.04% | 10.5839 | 18.4693 | 0 | 10.5839 | 0 | 0 | 18.4693 | 0 | 1438 | 0.000355 | 0.0002384 | 0.0001516 | 351636.8549 | 0.079876 | 115.1083 | 9.6429 | 225.0025 | 324248.7242 | 27163.1281 | 479224.8624 | 0 | 479224.8579 | 0 | 701594.7869 | 0 | 701594.7847 | 0 |  | 175 | 1438-331F | 124.8311 | 114.2472 | 106.3618 | 18.6792 | 8.0953 | 0.20988 | 0 | 0 | 0 | 106.1519 | 0.079876 | 0.079876 | 0.079876 | 0 | 0 | 0 | 0 | 0 | 0 | 0.079876 | 9.6429 | 9.6429 | 9.6429 | 0 | 0 | 0 | 0 | 0 | 0 | 9.6429 | 115.1083 | 104.5244 | 96.639 | 18.6792 | 8.0953 | 0.20988 | 0 | 0 | 0 | 96.4291 | 0.0002056 | 8.9e-05 | 2.2e-06 | 0 | 0 | 0 | 0.0001494 | 5000000 | scaled
1438-333F | 313.7963 | 65.4874 | 0 | 248.3089 | 20.87% | 0% | 79.13% | 32.6208 | 65.0039 | 1.2316 | 25.1045 | 6.2847 | 3.074 | 45.9151 | 16.0148 | 1438 | 0.0012552 | 0.0007426 | 0.000361 | 249997.0546 | 3.2609 | 271.9641 | 38.5713 | 2597.8748 | 216669.9495 | 30729.2303 | 378636.6029 | 14295.0637 | 291393.6569 | 72947.8825 | 689175.5427 | 32590.8154 | 486795.1331 | 169789.5951 |  | 176 | 1438-333F | 313.7963 | 281.1755 | 248.7924 | 65.4874 | 32.8666 | 0.48342 | 0 | 0 | 0 | 248.3089 | 3.2609 | 2.0293 | 0.18684 | 3.074 | 1.8424 | 0 | 0 | 0 | 0 | 0.18684 | 38.5713 | 32.2866 | 22.5566 | 16.0148 | 9.7301 | 0 | 0 | 0 | 0 | 22.5566 | 271.9641 | 246.8596 | 226.049 | 46.3986 | 21.2941 | 0.48342 | 0 | 0 | 0 | 225.5655 | 0.0009042 | 0.0003916 | 1e-05 | 0 | 0 | 0 | 0.000351 | 5000000 | scaled
1439-29 | 746.5371 | 398.4699 | 0 | 348.0672 | 53.38% | 0% | 46.62% | 190.4241 | 392.8294 | 18.7465 | 60.5524 | 111.1251 | 40.2119 | 110.6325 | 241.985 | 1439 | 0.0010952 | 0.0007708 | 0.0005048 | 681644.5555 | 41.176 | 427.9099 | 277.4512 | 37596.7598 | 390713.9415 | 253333.8542 | 721475.1719 | 71026.577 | 229419.7608 | 421028.834 | 700688.8687 | 71725.8399 | 197334.9388 | 431628.0899 |  | 177 | 1439-29 | 746.5371 | 556.1131 | 353.7077 | 398.4699 | 208.0458 | 5.6405 | 0 | 0 | 0 | 348.0672 | 41.176 | 22.4294 | 0.96409 | 40.9141 | 22.1675 | 0.70218 | 0 | 0 | 0 | 0.26191 | 277.4512 | 166.3261 | 35.4662 | 245.8326 | 134.7074 | 3.8476 | 0 | 0 | 0 | 31.6187 | 427.9099 | 367.3575 | 317.2774 | 111.7232 | 51.1709 | 1.0907 | 0 | 0 | 0 | 316.1867 | 0.0005974 | 0.000273 | 7e-06 | 0 | 0 | 0 | 0.0004978 | 5000000 | scaled
144-29 | 11682.0378 | 20.3457 | 11486.9602 | 174.7319 | 0.1742% | 98.33% | 1.496% | 5164.5209 | 10739.031 | 7.2506 | 4709.0242 | 448.2461 | 14.9479 | 9792.4273 | 931.6558 | 144 | 0.0067282 | 0.0038764 | 0.0008672 | 1736279.8133 | 16.0349 | 10652.3007 | 1013.7022 | 2383.2413 | 1583231.8778 | 150664.695 | 1681332.4033 | 2360.4577 | 1533043.45 | 145928.4973 | 1087415.6866 | 1513.5935 | 991564.235 | 94337.8586 |  | 178 | 144-29 | 11682.0378 | 6517.5169 | 943.0069 | 20.3457 | 9.3093 | 0.12141 | 11486.9602 | 6333.4757 | 768.1536 | 174.7319 | 16.0349 | 8.7843 | 1.0871 | 1.6135 | 0.77394 | 0 | 14.2899 | 7.8789 | 0.95559 | 0.13148 | 1013.7022 | 565.4561 | 82.0464 | 8.2703 | 3.9778 | 0 | 989.5591 | 545.6055 | 66.1736 | 15.8728 | 10652.3007 | 5943.2765 | 859.8735 | 10.4619 | 4.5576 | 0.12141 | 10483.1112 | 5779.9913 | 701.0244 | 158.7277 | 0.000366 | 0.0001584 | 4.2e-06 | 0.0061102 | 0.003466 | 0.000611 | 0.000252 | 5000000 | scaled
144-442F | 88451.1102 | 1479.7017 | 84606.8221 | 2364.5865 | 1.673% | 95.65% | 2.673% | 38664.9725 | 80404.8108 | 48.0312 | 35355.027 | 3261.9143 | 98.378 | 73507.8697 | 6798.5631 | 144 | 0.015509 | 0.0094068 | 0.0039724 | 5703211.6984 | 107.0057 | 80843.9119 | 7500.1926 | 6899.5897 | 5212709.5183 | 483602.5903 | 5292568.9618 | 6574.6446 | 4839494.4131 | 446499.9041 | 2025551.1645 | 2478.3293 | 1851804.0115 | 171268.8237 |  | 179 | 144-442F | 88451.1102 | 49786.1377 | 8046.2994 | 1479.7017 | 636.3255 | 16.1903 | 84606.8221 | 46785.2258 | 5665.5227 | 2364.5865 | 107.0057 | 58.9745 | 8.6278 | 4.2601 | 1.3637 | 0.087496 | 100.9663 | 55.8316 | 6.761 | 1.7793 | 7500.1926 | 4238.2782 | 701.6295 | 21.9075 | 6.9722 | 0.44447 | 7263.4844 | 4016.5054 | 486.3844 | 214.8007 | 80843.9119 | 45488.8849 | 7336.0422 | 1453.5341 | 627.9896 | 15.6583 | 77242.3713 | 42712.8888 | 5172.3773 | 2148.0065 | 0.0061768 | 0.0026748 | 6.74e-05 | 0.0060302 | 0.00343 | 0.000603 | 0.003302 | 5000000 | scaled
144-445F | 44171.9629 | 1564.5854 | 39594.446 | 3012.9315 | 3.542% | 89.64% | 6.821% | 18628.2033 | 38493.4033 | 30.1275 | 17105.5679 | 1492.5078 | 59.1362 | 35343.4411 | 3090.8259 | 144 | 0.01688 | 0.010511 | 0.0048828 | 2616760.4358 | 64.9376 | 40524.5035 | 3582.5217 | 3846.9246 | 2400683.8404 | 212229.6709 | 2430146.8491 | 3930.2961 | 2231511.0743 | 194705.4786 | 1162971.9829 | 1786.6372 | 1067804.5673 | 93380.7785 |  | 180 | 144-445F | 44171.9629 | 25543.7596 | 5678.5596 | 1564.5854 | 670.3433 | 16.8254 | 39594.446 | 21860.4848 | 2648.8027 | 3012.9315 | 64.9376 | 34.8101 | 5.8014 | 10.5585 | 3.7714 | 0.048084 | 52.112 | 28.7715 | 3.4862 | 2.2671 | 3582.5217 | 2090.0139 | 491.6958 | 53.8537 | 19.2153 | 0.24687 | 3254.9713 | 1797.1018 | 217.7522 | 273.6968 | 40524.5035 | 23418.9356 | 5181.0624 | 1500.1732 | 647.3566 | 16.5304 | 36287.3627 | 20034.6114 | 2427.5643 | 2736.9676 | 0.0066316 | 0.002873 | 7.28e-05 | 0.006043 | 0.0034324 | 0.0006042 | 0.0042058 | 5000000 | scaled
1448-368 | 14080.1073 | 12265.0308 | 0 | 1815.0765 | 87.11% | 0% | 12.89% | 3848.5767 | 12047.2402 | 248.3203 | 2275.5307 | 1324.7256 | 830.23 | 6682.4003 | 4534.6099 | 1448 | 0.0077936 | 0.0058998 | 0.0026344 | 1806624.3148 | 847.2328 | 8446.7997 | 4786.0748 | 108708.7863 | 1083812.3175 | 614103.2105 | 1734216.5039 | 111896.2261 | 1025382.4354 | 596937.8409 | 771662.2536 | 53178.7482 | 428027.9959 | 290455.5092 |  | 181 | 1448-368 | 14080.1073 | 10231.5305 | 2032.867 | 12265.0308 | 8416.454 | 217.7906 | 0 | 0 | 0 | 1815.0765 | 847.2328 | 598.9125 | 17.0028 | 845.867 | 597.5467 | 15.637 | 0 | 0 | 0 | 1.3658 | 4786.0748 | 3461.3491 | 251.4649 | 4621.192 | 3296.4663 | 86.5821 | 0 | 0 | 0 | 164.8828 | 8446.7997 | 6171.2689 | 1764.3994 | 6797.9718 | 4522.441 | 115.5715 | 0 | 0 | 0 | 1648.8279 | 0.005244 | 0.0033502 | 8.48e-05 | 0 | 0 | 0 | 0.0025496 | 5000000 | scaled
145-633 | 10355.1696 | 3579.757 | 6630.7392 | 144.6734 | 34.57% | 64.03% | 1.397% | 4910.5138 | 9744.1433 | 66.6262 | 4265.4585 | 578.4291 | 131.5282 | 8440.8466 | 1171.7684 | 145 | 0.0067068 | 0.0038186 | 0.0007984 | 1543980.6763 | 132.1943 | 9002.1551 | 1220.8202 | 19710.4819 | 1342242.9688 | 182027.2257 | 1425825.1291 | 19345.6974 | 1238525.7737 | 167953.6578 | 765313.5571 | 10330.344 | 662951.4924 | 92031.7207 |  | 182 | 145-633 | 10355.1696 | 5444.6558 | 611.0263 | 3579.757 | 1648.2042 | 22.9567 | 6630.7392 | 3651.7783 | 443.3962 | 144.6734 | 132.1943 | 65.5681 | 0.66601 | 123.7535 | 60.8706 | 0 | 8.3318 | 4.5886 | 0.55715 | 0.10886 | 1220.8202 | 642.3911 | 49.0518 | 670.6713 | 333.5007 | 0 | 537.0067 | 295.7482 | 35.9095 | 13.1422 | 9002.1551 | 4736.6967 | 561.3086 | 2785.3322 | 1253.833 | 22.9567 | 6085.4007 | 3351.4414 | 406.9296 | 131.4223 | 0.000479 | 0.0002074 | 5.4e-06 | 0.0060386 | 0.003422 | 0.0006038 | 0.0001892 | 5000000 | scaled
1458-1056 | 427447.797 | 386681.6177 | 40312.1118 | 454.0675 | 90.46% | 9.431% | 0.1062% | 211612.0703 | 398201.4301 | 10424.0825 | 15809.4325 | 185378.5553 | 19420.3621 | 32856.224 | 345924.844 | 1458 | 0.13508 | 0.076741 | 0.013992 | 3164503.1679 | 20703.2872 | 36600.7421 | 370143.7677 | 153271.6236 | 270964.4665 | 2740267.0774 | 2812536.3458 | 138546.4962 | 210123.1911 | 2463866.6584 | 2090220.6218 | 101940.4708 | 172467.3791 | 1815812.7717 |  | 183 | 1458-1056 | 427447.797 | 215835.7267 | 29246.3669 | 386681.6177 | 192674.529 | 25076.8127 | 40312.1118 | 22707.1302 | 3715.4868 | 454.0675 | 20703.2872 | 10279.2047 | 1282.9251 | 20651.7119 | 10250.004 | 1277.8614 | 51.2336 | 28.859 | 4.7221 | 0.34167 | 370143.7677 | 184765.2124 | 24218.9238 | 365988.3774 | 182406.5378 | 23798.4837 | 4114.1425 | 2317.4268 | 379.1923 | 41.2478 | 36600.7421 | 20791.3096 | 3744.5181 | 41.5284 | 17.9873 | 0.4677 | 36146.7357 | 20360.8443 | 3331.5724 | 412.478 | 0.001097 | 0.0004752 | 1.18e-05 | 0.13333 | 0.075618 | 0.013333 | 0.000647 | 5000000 | scaled
1458-1057F | 155998.7084 | 0 | 155998.7084 | 0 | 0% | 100% | 0% | 5886.3519 | 12224.4934 | 9.3361 | 5378.619 | 498.3967 | 19.3888 | 11170.0581 | 1035.0463 | 1458 | 0.13292 | 0.13292 | 0.13292 | 1173639.1571 | 247.4241 | 142542.8932 | 13208.3911 | 1861.4677 | 1072405.8087 | 99371.8803 | 1129353.8348 | 1791.2283 | 1031940.3421 | 95622.2462 | 1081669.523 | 1715.5979 | 988369.09 | 91584.8226 |  | 184 | 1458-1057F | 155998.7084 | 150112.3565 | 143774.215 | 0 | 0 | 0 | 155998.7084 | 150112.3565 | 143774.215 | 0 | 247.4241 | 238.0879 | 228.0352 | 0 | 0 | 0 | 247.4241 | 238.0879 | 228.0352 | 0 | 13208.3911 | 12709.9944 | 12173.3448 | 0 | 0 | 0 | 13208.3911 | 12709.9944 | 12173.3448 | 0 | 142542.8932 | 137164.2742 | 131372.8351 | 0 | 0 | 0 | 142542.8932 | 137164.2742 | 131372.8351 | 0 | 0 | 0 | 0 | 0.13292 | 0.13292 | 0.13292 | 0 | 5000000 | scaled
1458-1058F | 2365689.624 | 2023558.533 | 341127.0422 | 1004.0491 | 85.54% | 14.42% | 0.04244% | 855947.295 | 2269920.9459 | 45366.273 | 134876.1789 | 675704.843 | 124665.7306 | 280558.9198 | 1864696.2951 | 1458 | 0.13833 | 0.079335 | 0.014704 | 17101411.9841 | 128526.049 | 309939.3595 | 1927224.215 | 929106.2075 | 2240530.8892 | 13931774.8838 | 19030013.6762 | 1008614.4337 | 2998660.7167 | 15022738.5243 | 6513103.7901 | 357704.4582 | 805010.1335 | 5350389.197 |  | 185 | 1458-1058F | 2365689.624 | 1509742.329 | 95768.6781 | 2023558.533 | 1316490.219 | 63331.4554 | 341127.0422 | 192248.0602 | 31433.1737 | 1004.0491 | 128526.049 | 83159.776 | 3860.3184 | 127857.1669 | 82782.4861 | 3797.9984 | 668.1266 | 376.5343 | 61.5646 | 0.75551 | 1927224.215 | 1251519.372 | 62527.9199 | 1895613.647 | 1233664.882 | 59532.358 | 31519.3597 | 17763.2817 | 2904.3535 | 91.2085 | 309939.3595 | 175063.1806 | 29380.4397 | 87.7185 | 42.8514 | 1.099 | 308939.5559 | 174108.2441 | 28467.2557 | 912.0851 | 0.0047804 | 0.0029402 | 7.46e-05 | 0.13214 | 0.074979 | 0.013214 | 0.0014158 | 5000000 | scaled
1458-1061 | 4370098.698 | 4312122.844 | 56488.804 | 1487.0508 | 98.67% | 1.293% | 0.03403% | 2488066.741 | 4337558.913 | 249366.6813 | 22668.0997 | 2216031.96 | 434327.6385 | 47129.3279 | 3856101.9467 | 1458 | 0.14228 | 0.080884 | 0.015585 | 30715339.8783 | 437035.2263 | 53255.7559 | 3879807.716 | 3071712.2066 | 374309.3134 | 27269318.3598 | 23268399.9847 | 2332077.1858 | 211992.0672 | 20724330.7321 | 2087837.6583 | 209058.9703 | 22685.1987 | 1856093.4895 |  | 186 | 1458-1061 | 4370098.698 | 1882031.957 | 32539.785 | 4312122.844 | 1848706.041 | 25842.3242 | 56488.804 | 31838.8655 | 5210.4101 | 1487.0508 | 437035.2263 | 187668.545 | 2707.5878 | 436935.6352 | 187611.9241 | 2697.386 | 98.4721 | 55.502 | 9.0829 | 1.119 | 3879807.716 | 1663775.756 | 23705.7693 | 3875039.198 | 1661029.122 | 23143.3062 | 4633.4337 | 2611.5489 | 427.3783 | 135.0847 | 53255.7559 | 30587.6562 | 6126.428 | 148.0106 | 64.9944 | 1.632 | 51756.8982 | 29171.8147 | 4773.9489 | 1350.8471 | 0.0058536 | 0.0025724 | 6.56e-05 | 0.13434 | 0.076225 | 0.013434 | 0.002086 | 5000000 | scaled
1458-1062F | 76809.2982 | 0 | 76809.2982 | 0 | 0% | 100% | 0% | 2868.3655 | 5952.3458 | 4.5578 | 2630.2282 | 233.5796 | 9.4582 | 5458.1703 | 484.7174 | 1458 | 0.1345 | 0.1345 | 0.1345 | 571071.1506 | 122.0485 | 70432.4382 | 6254.8115 | 907.4209 | 523659.693 | 46504.0366 | 549745.0761 | 873.5342 | 504104.1509 | 44767.3904 | 526815.9231 | 837.1003 | 483078.6215 | 42900.2008 |  | 187 | 1458-1062F | 76809.2982 | 73940.9326 | 70856.9524 | 0 | 0 | 0 | 76809.2982 | 73940.9326 | 70856.9524 | 0 | 122.0485 | 117.4907 | 112.5903 | 0 | 0 | 0 | 122.0485 | 117.4907 | 112.5903 | 0 | 6254.8115 | 6021.2319 | 5770.0942 | 0 | 0 | 0 | 6254.8115 | 6021.2319 | 5770.0942 | 0 | 70432.4382 | 67802.21 | 64974.2679 | 0 | 0 | 0 | 70432.4382 | 67802.21 | 64974.2679 | 0 | 0 | 0 | 0 | 0.1345 | 0.1345 | 0.1345 | 0 | 5000000 | scaled
1458-1075F | 58234.1999 | 58197.4423 | 0 | 36.7576 | 99.94% | 0% | 0.06312% | 34969.7703 | 58197.3475 | 1760.9225 | 7.2291 | 33201.6187 | 2942.2993 | 12.6457 | 55242.4025 | 1458 | 0.00013 | 8.52e-05 | 5.18e-05 | 447955383.7692 | 2942.327 | 46.1313 | 55245.7416 | 22633284.5692 | 354856.1345 | 424967243.0769 | 273056685.3286 | 13749923.2031 | 56447.5949 | 259250314.5429 | 711435.4195 | 35968.2365 | 154.5876 | 675312.5954 |  | 188 | 1458-1075F | 58234.1999 | 23264.4296 | 36.8524 | 58197.4423 | 23227.672 | 0.09476 | 0 | 0 | 0 | 36.7576 | 2942.327 | 1181.4045 | 0.027659 | 2942.2993 | 1181.3769 | 0 | 0 | 0 | 0 | 0.027659 | 55245.7416 | 22044.1229 | 3.3391 | 55242.4025 | 22040.7838 | 0 | 0 | 0 | 0 | 3.3391 | 46.1313 | 38.9022 | 33.4856 | 12.7404 | 5.5113 | 0.09476 | 0 | 0 | 0 | 33.3909 | 7.9e-05 | 3.42e-05 | 8e-07 | 0 | 0 | 0 | 5.1e-05 | 5000000 | scaled
1458-1115F | 66507.4376 | 0 | 66507.4376 | 0 | 0% | 100% | 0% | 29157.9944 | 60638.7162 | 55.6727 | 23158.5384 | 5943.7834 | 115.7802 | 48161.8871 | 12361.0489 | 1458 | 0.091242 | 0.051775 | 0.0091242 | 728912.5359 | 126.9857 | 52823.0791 | 13557.3729 | 1391.7456 | 578933.8143 | 148586.9761 | 721385.4508 | 1377.3738 | 572955.4782 | 147052.5988 | 643203.9371 | 1228.0983 | 510860.3438 | 131115.4951 |  | 189 | 1458-1115F | 66507.4376 | 37349.4432 | 5868.7214 | 0 | 0 | 0 | 66507.4376 | 37349.4432 | 5868.7214 | 0 | 126.9857 | 71.313 | 11.2054 | 0 | 0 | 0 | 126.9857 | 71.313 | 11.2054 | 0 | 13557.3729 | 7613.5895 | 1196.324 | 0 | 0 | 0 | 13557.3729 | 7613.5895 | 1196.324 | 0 | 52823.0791 | 29664.5407 | 4661.1919 | 0 | 0 | 0 | 52823.0791 | 29664.5407 | 4661.1919 | 0 | 0 | 0 | 0 | 0.091242 | 0.051775 | 0.0091242 | 0 | 5000000 | scaled
1458-1117F | 139463.092 | 0 | 139463.092 | 0 | 0% | 100% | 0% | 61139.2383 | 127156.5916 | 78.2888 | 55300.2036 | 5760.746 | 162.8239 | 115012.6432 | 11981.1245 | 1458 | 0.091116 | 0.051703 | 0.0091116 | 1530613.7026 | 178.5824 | 126143.825 | 13140.6846 | 1959.95 | 1384434.1486 | 144219.6045 | 1514880.2518 | 1939.8033 | 1370203.3041 | 142737.1456 | 1350640.9818 | 1729.495 | 1221649.5218 | 127261.9655 |  | 190 | 1458-1117F | 139463.092 | 78323.8537 | 12306.5004 | 0 | 0 | 0 | 139463.092 | 78323.8537 | 12306.5004 | 0 | 178.5824 | 100.2936 | 15.7585 | 0 | 0 | 0 | 178.5824 | 100.2936 | 15.7585 | 0 | 13140.6846 | 7379.9386 | 1159.5601 | 0 | 0 | 0 | 13140.6846 | 7379.9386 | 1159.5601 | 0 | 126143.825 | 70843.6214 | 11131.1818 | 0 | 0 | 0 | 126143.825 | 70843.6214 | 11131.1818 | 0 | 0 | 0 | 0 | 0.091116 | 0.051703 | 0.0091116 | 0 | 5000000 | scaled
1458-1131R | 15987426.5 | 15842278.19 | 142065.243 | 3083.0696 | 99.09% | 0.8886% | 0.01928% | 4135789.76 | 15690314.928 | 213185.23 | 55892.3911 | 3866712.14 | 812008.0315 | 117006.9309 | 14761299.9685 | 1458 | 0.15941 | 0.095288 | 0.0184 | 100291868.7151 | 826641.1563 | 131612.3366 | 15029173.01 | 5185661.765 | 825626.7626 | 94280580.2056 | 124377534.3277 | 6411218.8484 | 1680877.9462 | 116285437.5673 | 16147543.5603 | 835670.6108 | 120416.6087 | 15191456.3437 |  | 191 | 1458-1131R | 15987426.5 | 11851636.74 | 297111.572 | 15842278.19 | 11768419.79 | 280900.3414 | 142065.243 | 80133.8843 | 13128.1611 | 3083.0696 | 826641.1563 | 613455.9263 | 14633.1248 | 826262.4437 | 613241.2968 | 14596.0227 | 376.3927 | 212.3095 | 34.7822 | 2.3199 | 15029173.01 | 11162460.87 | 267873.0415 | 15014666.47 | 11154156.16 | 266278.3138 | 14226.4727 | 8024.6406 | 1314.6595 | 280.0682 | 131612.3366 | 75719.9455 | 14605.4057 | 1349.2775 | 1022.3298 | 26.0049 | 127462.3776 | 71896.9342 | 11778.7193 | 2800.6815 | 0.017363 | 0.01278 | 0.0003244 | 0.13775 | 0.078207 | 0.013775 | 0.0043008 | 5000000 | scaled
1458-454F | 84091.208 | 0 | 84091.208 | 0 | 0% | 100% | 0% | 3128.0593 | 6491.4755 | 4.007 | 2811.7265 | 312.3258 | 8.3155 | 5835.0089 | 648.1511 | 1458 | 0.13508 | 0.13508 | 0.13508 | 622548.2878 | 107.7192 | 75587.2756 | 8396.2132 | 797.4725 | 559591.545 | 62159.2704 | 599390.4812 | 767.8078 | 538775.6283 | 59847.0444 | 574490.2679 | 735.9111 | 516393.5119 | 57360.8451 |  | 192 | 1458-454F | 84091.208 | 80963.1488 | 77599.7325 | 0 | 0 | 0 | 84091.208 | 80963.1488 | 77599.7325 | 0 | 107.7192 | 103.7122 | 99.4038 | 0 | 0 | 0 | 107.7192 | 103.7122 | 99.4038 | 0 | 8396.2132 | 8083.8874 | 7748.062 | 0 | 0 | 0 | 8396.2132 | 8083.8874 | 7748.062 | 0 | 75587.2756 | 72775.5491 | 69752.2667 | 0 | 0 | 0 | 75587.2756 | 72775.5491 | 69752.2667 | 0 | 0 | 0 | 0 | 0.13508 | 0.13508 | 0.13508 | 0 | 5000000 | scaled
1458-456F | 167568.5932 | 49947.8362 | 117589.0967 | 31.6603 | 29.81% | 70.17% | 0.01889% | 67864.139 | 157156.4226 | 1008.499 | 45868.5806 | 20987.0593 | 2852.8743 | 95508.882 | 58794.6662 | 1458 | 0.091761 | 0.05211 | 0.0092032 | 1826149.7113 | 2865.3985 | 104785.277 | 59917.9176 | 31226.8937 | 1141941.9337 | 652980.8833 | 1913360.5746 | 28433.6074 | 1293218.1135 | 591708.8521 | 1131364.1581 | 20537.7527 | 687565.4465 | 423260.9586 |  | 193 | 1458-456F | 167568.5932 | 99704.4542 | 10412.1706 | 49947.8362 | 33571.067 | 0.0040717 | 117589.0967 | 66101.7269 | 10380.5062 | 31.6603 | 2865.3985 | 1856.8995 | 12.5242 | 2723.772 | 1777.2749 | 0 | 141.6027 | 79.6008 | 12.5004 | 0.023823 | 59917.9176 | 38930.8584 | 1123.2514 | 47223.5675 | 31793.5763 | 0 | 12691.4741 | 7134.406 | 1120.3754 | 2.876 | 104785.277 | 58916.6964 | 9276.395 | 0.49673 | 0.21579 | 0.0040717 | 104756.0198 | 58887.7201 | 9247.6305 | 28.7605 | 0.0002032 | 8.8e-05 | 2.2e-06 | 0.091507 | 0.051971 | 0.0091508 | 5.02e-05 | 5000000 | scaled
1458-519 | 81003.9492 | 80965.7495 | 0 | 38.1996 | 99.95% | 0% | 0.04716% | 20658.7485 | 80729.1818 | 1069.2119 | 49.8913 | 19539.6454 | 4181.0979 | 203.8372 | 76344.2467 | 1458 | 0.000217 | 0.000178 | 5.82e-05 | 373290088.4332 | 4199.3588 | 242.3355 | 76562.2548 | 19351883.977 | 1116753.5346 | 352821450.9217 | 339017981.236 | 17546176.402 | 818734.7246 | 320653070.1192 | 4721089.1821 | 244513.0192 | 11920.5195 | 4464655.6434 |  | 194 | 1458-519 | 81003.9492 | 60345.2007 | 274.7674 | 80965.7495 | 60307.001 | 236.5677 | 0 | 0 | 0 | 38.1996 | 4199.3588 | 3130.147 | 18.2609 | 4199.3301 | 3130.1182 | 18.2322 | 0 | 0 | 0 | 0.028744 | 76562.2548 | 57022.6094 | 218.0082 | 76558.7848 | 57019.1393 | 214.5381 | 0 | 0 | 0 | 3.4701 | 242.3355 | 192.4443 | 38.4983 | 207.6347 | 157.7434 | 3.7975 | 0 | 0 | 0 | 34.7008 | 0.000162 | 0.000123 | 3.2e-06 | 0 | 0 | 0 | 5.5e-05 | 5000000 | scaled
1458-565R | 8159979.287 | 8098401.031 | 58030.6786 | 3547.5774 | 99.25% | 0.7112% | 0.04348% | 4348312.865 | 8123647.3135 | 225465.843 | 23032.6725 | 4099814.35 | 421034.8795 | 47843.2436 | 7654769.1911 | 1458 | 0.15819 | 0.090229 | 0.018703 | 51582951.3298 | 422612.1786 | 55886.3641 | 7681480.745 | 2671524.3597 | 353283.2006 | 48558143.7739 | 42244547.9815 | 2190436.3643 | 223766.0602 | 39830345.5618 | 1942533.0934 | 100678.1998 | 11440.315 | 1830414.5789 |  | 195 | 1458-565R | 8159979.287 | 3811666.422 | 36331.9735 | 8098401.031 | 3775400.026 | 27428.0811 | 58030.6786 | 32718.8184 | 5356.315 | 3547.5774 | 422612.1786 | 197146.3356 | 1577.2991 | 422547.3929 | 197108.6438 | 1568.8962 | 62.1163 | 35.0224 | 5.7334 | 2.6694 | 7681480.745 | 3581666.395 | 26711.5539 | 7675356.25 | 3578072.721 | 25853.7354 | 5802.2299 | 3271.4094 | 535.5542 | 322.2644 | 55886.3641 | 32853.6916 | 8043.1205 | 497.3881 | 218.6614 | 5.4495 | 52166.3324 | 29412.3866 | 4815.0274 | 3222.6436 | 0.017757 | 0.008382 | 0.0002128 | 0.13549 | 0.076905 | 0.013549 | 0.0049412 | 5000000 | scaled
1458-601R | 37077301.98 | 36838604.2 | 228042.0393 | 10655.7393 | 99.36% | 0.615% | 0.02874% | 16631850.84 | 36448598.7772 | 1485211.01 | 93623.2481 | 15053016.59 | 3259707.6254 | 196842.6015 | 32992048.5492 | 1458 | 0.20421 | 0.12213 | 0.029536 | 181561908.3016 | 3313484.33 | 225710.529 | 33538107.12 | 16225628.7798 | 1105270.1297 | 164231009.3873 | 167404812.9971 | 14949116.2338 | 942347.4568 | 151513349.3881 | 21285996.8445 | 1903670.6089 | 114956.1612 | 19267370.0738 |  | 196 | 1458-601R | 37077301.98 | 20445451.14 | 628703.2028 | 36838604.2 | 20306168.07 | 596975.6748 | 228042.0393 | 128627.3274 | 21071.7887 | 10655.7393 | 3313484.33 | 1828273.32 | 53776.7046 | 3312996.723 | 1827994.79 | 53724.3711 | 479.5881 | 270.5121 | 44.3154 | 8.0181 | 33538107.12 | 18485090.53 | 546058.5708 | 33515526.89 | 18471932.15 | 543093.5569 | 21612.2562 | 12190.4135 | 1997.0392 | 967.9747 | 225710.529 | 132087.2809 | 28867.9275 | 10080.5874 | 6241.1325 | 157.7468 | 205950.195 | 116166.4017 | 19030.4341 | 9679.7466 | 0.051536 | 0.028952 | 0.0007366 | 0.13764 | 0.078145 | 0.013764 | 0.015035 | 5000000 | scaled
1458-8 | 31853.3509 | 0 | 31853.3509 | 0 | 0% | 100% | 0% | 1155.544 | 2402.4953 | 10.2862 | 908.6243 | 236.6336 | 21.386 | 1889.1236 | 491.9856 | 1458 | 0.13902 | 0.13902 | 0.13902 | 229127.5003 | 283.5457 | 25046.8414 | 6522.9638 | 2039.6008 | 180166.9209 | 46920.9787 | 220815.4419 | 1965.6102 | 173631.0071 | 45218.8265 | 211845.8731 | 1885.7667 | 166578.0781 | 43382.0283 |  | 197 | 1458-8 | 31853.3509 | 30697.8069 | 29450.8557 | 0 | 0 | 0 | 31853.3509 | 30697.8069 | 29450.8557 | 0 | 283.5457 | 273.2595 | 262.1597 | 0 | 0 | 0 | 283.5457 | 273.2595 | 262.1597 | 0 | 6522.9638 | 6286.3303 | 6030.9782 | 0 | 0 | 0 | 6522.9638 | 6286.3303 | 6030.9782 | 0 | 25046.8414 | 24138.2171 | 23157.7177 | 0 | 0 | 0 | 25046.8414 | 24138.2171 | 23157.7177 | 0 | 0 | 0 | 0 | 0.13902 | 0.13902 | 0.13902 | 0 | 5000000 | scaled
1458-9 | 1056.4015 | 0 | 1056.4015 | 0 | 0% | 100% | 0% | 38.241 | 79.5065 | 0.025115 | 30.3197 | 7.8962 | 0.052216 | 63.0374 | 16.4169 | 1458 | 0.13949 | 0.13949 | 0.13949 | 7573.2378 | 0.6938 | 837.577 | 218.1307 | 4.9738 | 6004.5067 | 1563.7573 | 7299.0921 | 4.7937 | 5787.1479 | 1507.1504 | 7003.2635 | 4.5994 | 5552.5977 | 1446.0663 |  | 198 | 1458-9 | 1056.4015 | 1018.1606 | 976.895 | 0 | 0 | 0 | 1056.4015 | 1018.1606 | 976.895 | 0 | 0.6938 | 0.66868 | 0.64158 | 0 | 0 | 0 | 0.6938 | 0.66868 | 0.64158 | 0 | 218.1307 | 210.2345 | 201.7138 | 0 | 0 | 0 | 218.1307 | 210.2345 | 201.7138 | 0 | 837.577 | 807.2574 | 774.5396 | 0 | 0 | 0 | 837.577 | 807.2574 | 774.5396 | 0 | 0 | 0 | 0 | 0.13949 | 0.13949 | 0.13949 | 0 | 5000000 | scaled
146-275R | 50176.3891 | 15770.6481 | 33901.3459 | 504.3951 | 31.43% | 67.56% | 1.005% | 19683.3816 | 47039.3403 | 414.3203 | 14951.7142 | 4317.3471 | 1436.6106 | 30581.7979 | 15020.9317 | 146 | 0.0089436 | 0.0055688 | 0.0013574 | 5610312.3004 | 1473.4302 | 33123.0606 | 15579.8982 | 164746.8831 | 3703548.9758 | 1742016.4408 | 5475687.3097 | 115259.0713 | 4159392.6077 | 1201035.6271 | 2311071.7718 | 70581.5637 | 1502502.5764 | 737987.6314 |  | 199 | 146-275R | 50176.3891 | 30493.0075 | 3137.0488 | 15770.6481 | 11307.2469 | 363.2737 | 33901.3459 | 18681.3655 | 2269.38 | 504.3951 | 1473.4302 | 1059.1099 | 36.8196 | 1433.5098 | 1036.9414 | 33.7932 | 39.5409 | 21.789 | 2.6469 | 0.37954 | 15579.8982 | 11262.5512 | 558.9665 | 12524.2962 | 9558.1884 | 311.6699 | 3009.7825 | 1658.5432 | 201.477 | 45.8196 | 33123.0606 | 18171.3464 | 2541.2627 | 1812.8421 | 712.1171 | 17.8106 | 30852.0225 | 17001.0333 | 2065.2562 | 458.196 | 0.0021928 | 0.0014306 | 3.64e-05 | 0.0060332 | 0.0034206 | 0.0006034 | 0.0007176 | 5000000 | scaled
1480-26F | 1575.3538 | 397.3181 | 0 | 1178.0358 | 25.22% | 0% | 74.78% | 217.2858 | 391.8355 | 1.6743 | 206.8984 | 8.7131 | 3.1538 | 372.2913 | 16.3905 | 1480 | 0.0040818 | 0.0027874 | 0.0017098 | 385945.8673 | 4.2416 | 1446.6583 | 124.4539 | 1039.159 | 354416.746 | 30489.9622 | 487216.7647 | 3754.1515 | 463925.269 | 19537.3433 | 692196.9195 | 5571.3552 | 657670.9677 | 28954.5972 |  | 200 | 1480-26F | 1575.3538 | 1358.068 | 1183.5183 | 397.3181 | 180.0322 | 5.4825 | 0 | 0 | 0 | 1178.0358 | 4.2416 | 2.5674 | 1.0878 | 3.3552 | 1.681 | 0.2014 | 0 | 0 | 0 | 0.88643 | 124.4539 | 115.7408 | 108.0634 | 17.4404 | 8.7272 | 1.0499 | 0 | 0 | 0 | 107.0136 | 1446.6583 | 1239.7598 | 1074.367 | 376.5225 | 169.6241 | 4.2313 | 0 | 0 | 0 | 1070.1358 | 0.0024 | 0.0011056 | 2.8e-05 | 0 | 0 | 0 | 0.0016818 | 5000000 | scaled
1481-5AE | 36.0921 | 0.5447 | 0 | 35.5474 | 1.509% | 0% | 98.49% | 0.40034 | 0.54137 | 0.033895 | 0.18989 | 0.17656 | 0.033895 | 0.33092 | 0.17656 | 1481 | 0.0001132 | 7.9e-05 | 5.36e-05 | 318835.1041 | 0.060643 | 32.6258 | 3.4057 | 535.7177 | 288213.5934 | 30085.793 | 451794.8063 | 38250.9968 | 214294.1118 | 199249.7034 | 663260.4513 | 41526.1788 | 405424.1294 | 216310.1492 |  | 201 | 1481-5AE | 36.0921 | 35.6918 | 35.5508 | 0.5447 | 0.14436 | 0.0033314 | 0 | 0 | 0 | 35.5474 | 0.060643 | 0.026748 | 0.026748 | 0.033895 | 0 | 0 | 0 | 0 | 0 | 0.026748 | 3.4057 | 3.2292 | 3.2292 | 0.17656 | 0 | 0 | 0 | 0 | 0 | 3.2292 | 32.6258 | 32.4359 | 32.2949 | 0.33425 | 0.14436 | 0.0033314 | 0 | 0 | 0 | 32.2915 | 6.02e-05 | 2.6e-05 | 6e-07 | 0 | 0 | 0 | 5.3e-05 | 5000000 | scaled
1482-28 | 5045.7268 | 2778.3299 | 0 | 2267.3969 | 55.06% | 0% | 44.94% | 1568.545 | 2736.0758 | 0 | 1568.545 | 0 | 0 | 2736.0758 | 0 | 1482 | 0.0090634 | 0.0057346 | 0.003256 | 556714.5639 | 1.7061 | 4838.0487 | 205.9719 | 188.2454 | 533800.643 | 22725.6754 | 606351.2254 | 0 | 606351.2254 | 0 | 709352.2629 | 0 | 709352.2629 | 0 |  | 202 | 1482-28 | 5045.7268 | 3477.1817 | 2309.651 | 2778.3299 | 1209.7848 | 42.2541 | 0 | 0 | 0 | 2267.3969 | 1.7061 | 1.7061 | 1.7061 | 0 | 0 | 0 | 0 | 0 | 0 | 1.7061 | 205.9719 | 205.9719 | 205.9719 | 0 | 0 | 0 | 0 | 0 | 0 | 205.9719 | 4838.0487 | 3269.5037 | 2101.9729 | 2778.3299 | 1209.7848 | 42.2541 | 0 | 0 | 0 | 2059.7189 | 0.0059002 | 0.0025714 | 9.28e-05 | 0 | 0 | 0 | 0.0031632 | 5000000 | scaled
1483-39 | 1246.9688 | 434.5696 | 0 | 812.3992 | 34.85% | 0% | 65.15% | 249.5812 | 429.7029 | 3.4072 | 228.6736 | 17.5003 | 5.0322 | 398.8144 | 25.8562 | 1483 | 0.0033188 | 0.0020894 | 0.001175 | 375728.808 | 5.6975 | 1141.3382 | 99.9331 | 1716.7399 | 343900.866 | 30111.2019 | 477355.9853 | 6516.7645 | 437367.6044 | 33471.6149 | 695545.4522 | 8145.4788 | 645547.4 | 41852.572 |  | 203 | 1483-39 | 1246.9688 | 997.3876 | 817.2659 | 434.5696 | 184.9884 | 4.8667 | 0 | 0 | 0 | 812.3992 | 5.6975 | 2.2903 | 0.6653 | 5.0862 | 1.679 | 0.053995 | 0 | 0 | 0 | 0.6113 | 99.9331 | 82.4327 | 74.0768 | 26.1342 | 8.6338 | 0.27795 | 0 | 0 | 0 | 73.7989 | 1141.3382 | 912.6646 | 742.5238 | 403.3492 | 174.6756 | 4.5348 | 0 | 0 | 0 | 737.989 | 0.0021682 | 0.0009388 | 2.44e-05 | 0 | 0 | 0 | 0.0011506 | 5000000 | scaled
1483-40 | 314.4327 | 70.3452 | 0 | 244.0874 | 22.37% | 0% | 77.63% | 39.9025 | 69.5549 | 0 | 39.9025 | 0 | 0 | 69.5549 | 0 | 1483 | 0.001097 | 0.0006676 | 0.0003482 | 286629.5891 | 0.18367 | 292.0759 | 22.1731 | 167.4275 | 266249.7006 | 20212.461 | 411219.5791 | 0 | 411219.5791 | 0 | 703267.4271 | 0 | 703267.4271 | 0 |  | 204 | 1483-40 | 314.4327 | 274.5302 | 244.8777 | 70.3452 | 30.4428 | 0.79028 | 0 | 0 | 0 | 244.0874 | 0.18367 | 0.18367 | 0.18367 | 0 | 0 | 0 | 0 | 0 | 0 | 0.18367 | 22.1731 | 22.1731 | 22.1731 | 0 | 0 | 0 | 0 | 0 | 0 | 22.1731 | 292.0759 | 252.1735 | 222.521 | 70.3452 | 30.4428 | 0.79028 | 0 | 0 | 0 | 221.7307 | 0.0007574 | 0.000328 | 8.6e-06 | 0 | 0 | 0 | 0.0003396 | 5000000 | scaled
149-129R | 5359.5889 | 4904.8402 | 125.3807 | 329.368 | 91.52% | 2.339% | 6.145% | 3317.3242 | 4946.2406 | 280.1475 | 45.4507 | 2991.7261 | 432.5165 | 95.159 | 4418.5651 | 149 | 0.007042 | 0.0041962 | 0.0010544 | 761089.0199 | 440.5005 | 401.0396 | 4518.0488 | 62553.3237 | 56949.6727 | 641586.0234 | 486693.8292 | 41101.2112 | 6668.1937 | 438924.4242 | 392022.2824 | 34279.7899 | 7541.979 | 350200.5136 |  | 205 | 149-129R | 5359.5889 | 2042.2646 | 413.3483 | 4904.8402 | 1643.5549 | 75.5992 | 125.3807 | 69.3417 | 8.3811 | 329.368 | 440.5005 | 160.353 | 7.9841 | 440.1703 | 160.0597 | 7.7307 | 0.082344 | 0.045541 | 0.0055043 | 0.24784 | 4518.0488 | 1526.3227 | 99.4836 | 4462.2396 | 1482.0847 | 67.833 | 25.8892 | 14.318 | 1.7306 | 29.92 | 401.0396 | 355.5889 | 305.8806 | 2.4303 | 1.4106 | 0.035402 | 99.4091 | 54.9782 | 6.645 | 299.2002 | 0.0006254 | 0.0003526 | 9e-06 | 0.005968 | 0.003395 | 0.0005968 | 0.0004486 | 5000000 | scaled
149-154R | 62.5895 | 0 | 62.5895 | 0 | 0% | 100% | 0% | 9.9337 | 20.7567 | 0.006524 | 7.876 | 2.0512 | 0.013632 | 16.4571 | 4.2859 | 149 | 0.0059584 | 0.0059584 | 0.0059584 | 10504.4133 | 0.041106 | 49.6246 | 12.9238 | 6.8988 | 8328.5145 | 2169 | 8837.242 | 5.8039 | 7006.6834 | 1824.7547 | 7020.8069 | 4.6109 | 5566.5071 | 1449.6888 |  | 206 | 149-154R | 62.5895 | 52.6558 | 41.8328 | 0 | 0 | 0 | 62.5895 | 52.6558 | 41.8328 | 0 | 0.041106 | 0.034582 | 0.027474 | 0 | 0 | 0 | 0.041106 | 0.034582 | 0.027474 | 0 | 12.9238 | 10.8726 | 8.6378 | 0 | 0 | 0 | 12.9238 | 10.8726 | 8.6378 | 0 | 49.6246 | 41.7486 | 33.1675 | 0 | 0 | 0 | 49.6246 | 41.7486 | 33.1675 | 0 | 0 | 0 | 0 | 0.0059584 | 0.0059584 | 0.0059584 | 0 | 5000000 | scaled
150-434AE | 24532.3728 | 23680.0442 | 0 | 852.3286 | 96.53% | 0% | 3.474% | 9822.9776 | 22865.819 | 1119.5293 | 11.8169 | 8691.6315 | 2611.7507 | 21.3352 | 20232.7331 | 150 | 0.0042426 | 0.0026804 | 0.001226 | 5782391.1776 | 2695.5768 | 795.8511 | 21040.9449 | 635359.6488 | 187585.6929 | 4959445.8351 | 5487761.2297 | 625442.659 | 6601.6776 | 4855716.8923 | 1359342.4192 | 155265.0941 | 1268.3504 | 1202808.9746 |  | 207 | 150-434AE | 24532.3728 | 14709.3952 | 1666.5538 | 23680.0442 | 13857.0666 | 814.2252 | 0 | 0 | 0 | 852.3286 | 2695.5768 | 1576.0476 | 83.8261 | 2694.9355 | 1575.4062 | 83.1848 | 0 | 0 | 0 | 0.64135 | 21040.9449 | 12349.3134 | 808.2118 | 20963.5188 | 12271.8873 | 730.7857 | 0 | 0 | 0 | 77.4261 | 795.8511 | 784.0342 | 774.5158 | 21.5899 | 9.773 | 0.25466 | 0 | 0 | 0 | 774.2612 | 0.0030544 | 0.0014922 | 3.78e-05 | 0 | 0 | 0 | 0.0011882 | 5000000 | scaled
150-506 | 17137.6555 | 16567.1918 | 0 | 570.4638 | 96.67% | 0% | 3.329% | 8423.8681 | 16538.7919 | 681.2155 | 0.054034 | 7742.5986 | 1332.8117 | 0.22203 | 15205.7582 | 150 | 0.0026668 | 0.001633 | 0.000808 | 6426299.5125 | 1336.5879 | 518.4389 | 15282.6287 | 501195.4076 | 194404.8791 | 5730699.2275 | 5336060.9137 | 431512.8333 | 34.2277 | 4904513.8557 | 741167.8379 | 59728.4945 | 9.9498 | 681429.3938 |  | 208 | 150-506 | 17137.6555 | 8713.7875 | 598.8636 | 16567.1918 | 8143.3237 | 28.3998 | 0 | 0 | 0 | 570.4638 | 1336.5879 | 655.3725 | 3.7762 | 1336.1587 | 654.9432 | 3.347 | 0 | 0 | 0 | 0.42926 | 15282.6287 | 7540.0301 | 76.8705 | 15230.8074 | 7488.2088 | 25.0491 | 0 | 0 | 0 | 51.8213 | 518.4389 | 518.3849 | 518.2169 | 0.22574 | 0.1717 | 0.003713 | 0 | 0 | 0 | 518.2132 | 0.0018804 | 0.0008466 | 2.16e-05 | 0 | 0 | 0 | 0.0007864 | 5000000 | scaled
151-1044F | 907.5777 | 92.5956 | 0 | 814.9821 | 10.2% | 0% | 89.8% | 53.3784 | 91.5876 | 0.33737 | 51.3262 | 1.7148 | 0.34565 | 89.4849 | 1.7571 | 151 | 0.0041016 | 0.0024206 | 0.0011704 | 221274.0693 | 0.9589 | 830.8282 | 75.7906 | 233.7862 | 202561.9726 | 18478.3104 | 352887.4443 | 2230.3915 | 339320.5914 | 11336.461 | 697189.0633 | 2631.1751 | 681182.3688 | 13375.5194 |  | 209 | 151-1044F | 907.5777 | 854.1993 | 815.9901 | 92.5956 | 39.2172 | 1.0079 | 0 | 0 | 0 | 814.9821 | 0.9589 | 0.62152 | 0.61325 | 0.34565 | 0.0082767 | 0 | 0 | 0 | 0 | 0.61325 | 75.7906 | 74.0759 | 74.0335 | 1.7571 | 0.042329 | 0 | 0 | 0 | 0 | 74.0335 | 830.8282 | 779.502 | 741.3433 | 90.4928 | 39.1666 | 1.0079 | 0 | 0 | 0 | 740.3354 | 0.0029646 | 0.0012836 | 3.34e-05 | 0 | 0 | 0 | 0.001137 | 5000000 | scaled
151-97 | 93.7753 | 22.4855 | 0 | 71.2898 | 23.98% | 0% | 76.02% | 12.7619 | 22.2486 | 0 | 12.7619 | 0 | 0 | 22.2486 | 0 | 151 | 0.0004212 | 0.0002372 | 0.0001004 | 222638.4452 | 0.053643 | 87.2457 | 6.476 | 127.3582 | 207135.9335 | 15375.1535 | 341540.6316 | 0 | 341540.6318 | 0 | 712417.3761 | 0 | 712417.3764 | 0 |  | 210 | 151-97 | 93.7753 | 81.0134 | 71.5267 | 22.4855 | 9.7236 | 0.2369 | 0 | 0 | 0 | 71.2898 | 0.053643 | 0.053643 | 0.053643 | 0 | 0 | 0 | 0 | 0 | 0 | 0.053643 | 6.476 | 6.476 | 6.476 | 0 | 0 | 0 | 0 | 0 | 0 | 6.476 | 87.2457 | 74.4838 | 64.997 | 22.4855 | 9.7236 | 0.2369 | 0 | 0 | 0 | 64.7601 | 0.0003242 | 0.0001402 | 3.4e-06 | 0 | 0 | 0 | 9.7e-05 | 5000000 | scaled
152-1713F | 9672.7599 | 6681.3015 | 0 | 2991.4584 | 69.07% | 0% | 30.93% | 4437.8883 | 6650.2398 | 846.186 | 863.3433 | 2728.3591 | 1239.9488 | 1482.8124 | 3927.4786 | 152 | 0.013625 | 0.0083016 | 0.004338 | 709948.1728 | 1247.3635 | 4212.248 | 4213.1484 | 91552.3005 | 309164.8896 | 309230.9826 | 630585.856 | 120235.7655 | 122673.6736 | 387676.4168 | 696754.293 | 129911.0521 | 155356.1842 | 411487.0567 |  | 211 | 152-1713F | 9672.7599 | 5234.8715 | 3022.5201 | 6681.3015 | 2243.4132 | 31.0617 | 0 | 0 | 0 | 2991.4584 | 1247.3635 | 401.1775 | 7.4147 | 1245.1125 | 398.9265 | 5.1637 | 0 | 0 | 0 | 2.251 | 4213.1484 | 1484.7894 | 285.6698 | 3941.4023 | 1213.0432 | 13.9237 | 0 | 0 | 0 | 271.7461 | 4212.248 | 3348.9047 | 2729.4356 | 1494.7867 | 631.4434 | 11.9743 | 0 | 0 | 0 | 2717.4613 | 0.0093892 | 0.0040662 | 0.0001026 | 0 | 0 | 0 | 0.0042354 | 5000000 | scaled
152-1716F | 4298.9201 | 3519.9009 | 0 | 779.0191 | 81.88% | 0% | 18.12% | 1857.33 | 3518.6765 | 300.0334 | 102.975 | 1454.3217 | 557.8307 | 184.7611 | 2776.0846 | 152 | 0.0035886 | 0.0021574 | 0.0010932 | 1197937.9318 | 558.4169 | 893.6519 | 2846.8512 | 155608.5712 | 249025.2264 | 793304.1342 | 1131728.0208 | 182819.5265 | 62745.8019 | 886162.6927 | 713724.4816 | 113149.7751 | 37476.7478 | 563097.9588 |  | 212 | 152-1716F | 4298.9201 | 2441.59 | 780.2436 | 3519.9009 | 1662.5709 | 1.2245 | 0 | 0 | 0 | 779.0191 | 558.4169 | 258.3835 | 0.58619 | 557.8307 | 257.7973 | 0 | 0 | 0 | 0 | 0.58619 | 2846.8512 | 1392.5295 | 70.7666 | 2776.0846 | 1321.7629 | 0 | 0 | 0 | 0 | 70.7666 | 893.6519 | 790.677 | 708.8908 | 185.9856 | 83.0106 | 1.2245 | 0 | 0 | 0 | 707.6663 | 0.0025234 | 0.0010922 | 2.8e-05 | 0 | 0 | 0 | 0.0010652 | 5000000 | scaled
152-513AE | 12034.4749 | 8338.8008 | 0 | 3695.6741 | 69.29% | 0% | 30.71% | 4779.078 | 8251.393 | 118.8708 | 4047.8838 | 612.3234 | 204.0148 | 6997.123 | 1050.2552 | 152 | 0.019541 | 0.011399 | 0.0053384 | 615851.3756 | 208.3837 | 10431.9636 | 1394.1277 | 10663.8104 | 533844.572 | 71342.9935 | 636516.4894 | 15832.1794 | 539130.0938 | 81554.2169 | 708654.6368 | 17521.4113 | 600934.1292 | 90199.0967 |  | 213 | 152-513AE | 12034.4749 | 7255.3969 | 3783.0819 | 8338.8008 | 3559.7227 | 87.4078 | 0 | 0 | 0 | 3695.6741 | 208.3837 | 89.5129 | 4.3688 | 205.6028 | 86.732 | 1.588 | 0 | 0 | 0 | 2.7809 | 1394.1277 | 781.8043 | 343.8725 | 1058.4101 | 446.0867 | 8.155 | 0 | 0 | 0 | 335.7176 | 10431.9636 | 6384.0797 | 3434.8405 | 7074.7879 | 3026.9041 | 77.6649 | 0 | 0 | 0 | 3357.1757 | 0.014362 | 0.006219 | 0.0001588 | 0 | 0 | 0 | 0.0051796 | 5000000 | scaled
1525-23R | 8267.974 | 7400.2431 | 574.352 | 293.379 | 89.5% | 6.947% | 3.548% | 3358.0618 | 5524.9288 | 219.1549 | 202.4676 | 2936.4392 | 386.3859 | 424.4357 | 4714.1072 | 1525 | 0.032823 | 0.019077 | 0.003498 | 251898.8137 | 543.5846 | 725.1281 | 6999.2613 | 16561.291 | 22092.341 | 213245.1816 | 257367.9974 | 16796.435 | 15517.4892 | 225054.0733 | 784175.311 | 54841.3045 | 60241.8593 | 669092.1474 |  | 214 | 1525-23R | 8267.974 | 4909.9122 | 2743.0452 | 7400.2431 | 4297.5323 | 2406.2224 | 574.352 | 319.0009 | 43.4439 | 293.379 | 543.5846 | 324.4297 | 157.1987 | 535.9127 | 320.0705 | 156.4143 | 7.4512 | 4.1385 | 0.56361 | 0.22076 | 6999.2613 | 4062.8221 | 2285.1541 | 6855.4773 | 3971.1144 | 2249.6435 | 117.1332 | 65.057 | 8.8599 | 26.6507 | 725.1281 | 522.6604 | 300.6924 | 8.8531 | 6.3475 | 0.16461 | 449.7675 | 249.8055 | 34.0203 | 266.5075 | 0.001793 | 0.0012946 | 3.3e-05 | 0.030627 | 0.017381 | 0.0030628 | 0.0004022 | 5000000 | scaled
153-1119R | 8011.5612 | 6044.4057 | 0 | 1967.1555 | 75.45% | 0% | 24.55% | 3350.0058 | 5976.4039 | 0 | 3350.0058 | 0 | 0 | 5976.4039 | 0 | 153 | 0.0073252 | 0.0048502 | 0.0028728 | 1093698.6308 | 1.4802 | 7831.3832 | 178.6978 | 202.0725 | 1069101.6266 | 24394.9316 | 961105.8165 | 0 | 961105.8162 | 0 | 708422.8881 | 0 | 708422.888 | 0 |  | 215 | 153-1119R | 8011.5612 | 4661.5554 | 2035.1573 | 6044.4057 | 2694.3999 | 68.0018 | 0 | 0 | 0 | 1967.1555 | 1.4802 | 1.4802 | 1.4802 | 0 | 0 | 0 | 0 | 0 | 0 | 1.4802 | 178.6978 | 178.6978 | 178.6978 | 0 | 0 | 0 | 0 | 0 | 0 | 178.6978 | 7831.3832 | 4481.3775 | 1854.9793 | 6044.4057 | 2694.3999 | 68.0018 | 0 | 0 | 0 | 1786.9775 | 0.0045034 | 0.0020284 | 5.1e-05 | 0 | 0 | 0 | 0.0028218 | 5000000 | scaled
153-581F | 9378.0031 | 5211.6199 | 0 | 4166.3832 | 55.57% | 0% | 44.43% | 3055.547 | 5168.5907 | 95.714 | 2626.1508 | 333.6822 | 149.9679 | 4496.6643 | 521.9585 | 153 | 0.019874 | 0.011937 | 0.0060314 | 471868.207 | 153.103 | 8324.4645 | 900.4356 | 7703.6044 | 418857.8415 | 45306.761 | 529643.1396 | 16590.888 | 455212.3588 | 57839.8927 | 697916.3077 | 20250.21 | 607185.8863 | 70480.2115 |  | 216 | 153-581F | 9378.0031 | 6322.4561 | 4209.4124 | 5211.6199 | 2156.0728 | 43.0292 | 0 | 0 | 0 | 4166.3832 | 153.103 | 57.389 | 3.1351 | 149.9679 | 54.254 | 0 | 0 | 0 | 0 | 3.1351 | 900.4356 | 566.7534 | 378.4771 | 521.9585 | 188.2763 | 0 | 0 | 0 | 0 | 378.4771 | 8324.4645 | 5698.3137 | 3827.8002 | 4539.6934 | 1913.5426 | 43.0292 | 0 | 0 | 0 | 3784.7711 | 0.013997 | 0.00606 | 0.0001542 | 0 | 0 | 0 | 0.0058772 | 5000000 | scaled
154-13 | 288.3909 | 10.5158 | 0 | 277.8751 | 3.646% | 0% | 96.35% | 2.7777 | 10.3163 | 0 | 2.7777 | 0 | 0 | 10.3163 | 0 | 154 | 0.0014332 | 0.0010666 | 0.0004082 | 201221.655 | 0.20909 | 262.9394 | 25.2424 | 145.8918 | 183463.1724 | 17612.5908 | 267779.1335 | 0 | 267779.1335 | 0 | 681221.5154 | 0 | 681221.5154 | 0 |  | 217 | 154-13 | 288.3909 | 285.6132 | 278.0746 | 10.5158 | 7.7381 | 0.19951 | 0 | 0 | 0 | 277.8751 | 0.20909 | 0.20909 | 0.20909 | 0 | 0 | 0 | 0 | 0 | 0 | 0.20909 | 25.2424 | 25.2424 | 25.2424 | 0 | 0 | 0 | 0 | 0 | 0 | 25.2424 | 262.9394 | 260.1618 | 252.6232 | 10.5158 | 7.7381 | 0.19951 | 0 | 0 | 0 | 252.4237 | 0.0010424 | 0.0006758 | 1.74e-05 | 0 | 0 | 0 | 0.0003908 | 5000000 | scaled
154-876R | 9995.7312 | 5858.8442 | 0 | 4136.887 | 58.61% | 0% | 41.39% | 2254.2031 | 5766.4228 | 0 | 2254.2031 | 0 | 0 | 5766.4228 | 0 | 154 | 0.018706 | 0.011989 | 0.0060142 | 534353.9157 | 3.1129 | 9616.8207 | 375.7977 | 166.4087 | 514098.0366 | 20089.4704 | 645708.4776 | 0 | 645708.4779 | 0 | 703220.4415 | 0 | 703220.4415 | 0 |  | 218 | 154-876R | 9995.7312 | 7741.5281 | 4229.3084 | 5858.8442 | 3604.641 | 92.4213 | 0 | 0 | 0 | 4136.887 | 3.1129 | 3.1129 | 3.1129 | 0 | 0 | 0 | 0 | 0 | 0 | 3.1129 | 375.7977 | 375.7977 | 375.7977 | 0 | 0 | 0 | 0 | 0 | 0 | 375.7977 | 9616.8207 | 7362.6176 | 3850.3979 | 5858.8442 | 3604.641 | 92.4213 | 0 | 0 | 0 | 3757.9765 | 0.012849 | 0.0061322 | 0.0001572 | 0 | 0 | 0 | 0.005857 | 5000000 | scaled
154-878R | 14227.4616 | 7462.3386 | 0 | 6765.123 | 52.45% | 0% | 47.55% | 4230.3792 | 7379.3135 | 0.91083 | 4224.7815 | 4.6869 | 1.8086 | 7368.212 | 9.2928 | 154 | 0.028539 | 0.017784 | 0.0097796 | 498519.9969 | 6.9299 | 13596.5226 | 624.0091 | 242.8197 | 476412.3489 | 21864.8281 | 562145.4592 | 121.0336 | 561401.6209 | 622.804 | 700248.2869 | 171.629 | 699194.8297 | 881.8276 |  | 219 | 154-878R | 14227.4616 | 9997.0824 | 6848.1481 | 7462.3386 | 3231.9594 | 83.0251 | 0 | 0 | 0 | 6765.123 | 6.9299 | 6.0191 | 5.1213 | 1.8394 | 0.92856 | 0.030742 | 0 | 0 | 0 | 5.0905 | 624.0091 | 619.3222 | 614.7163 | 9.4607 | 4.7738 | 0.16784 | 0 | 0 | 0 | 614.5484 | 13596.5226 | 9371.7411 | 6228.3106 | 7451.0385 | 3226.257 | 82.8265 | 0 | 0 | 0 | 6145.4841 | 0.01897 | 0.008214 | 0.0002098 | 0 | 0 | 0 | 0.0095698 | 5000000 | scaled
154-894R | 8668.8446 | 2681.7092 | 0 | 5987.1354 | 30.94% | 0% | 69.06% | 1379.8177 | 2650.8471 | 27.3492 | 1271.7075 | 80.7609 | 51.8802 | 2445.6946 | 153.2722 | 154 | 0.023715 | 0.015265 | 0.0086112 | 365539.5945 | 56.3854 | 7915.3116 | 697.1477 | 2377.6039 | 333765.3301 | 29396.6605 | 477511.8171 | 9464.717 | 440098.2597 | 27948.8402 | 698857.0133 | 13677.4615 | 644771.5788 | 40407.9728 |  | 220 | 154-894R | 8668.8446 | 7289.0269 | 6017.9975 | 2681.7092 | 1301.8915 | 30.8621 | 0 | 0 | 0 | 5987.1354 | 56.3854 | 29.0361 | 4.5051 | 51.8802 | 24.531 | 0 | 0 | 0 | 0 | 4.5051 | 697.1477 | 616.3867 | 543.8755 | 153.2722 | 72.5113 | 0 | 0 | 0 | 0 | 543.8755 | 7915.3116 | 6643.604 | 5469.6169 | 2476.5568 | 1204.8493 | 30.8621 | 0 | 0 | 0 | 5438.7548 | 0.015279 | 0.0068282 | 0.0001748 | 0 | 0 | 0 | 0.0084364 | 5000000 | scaled
154-897F | 316.7041 | 6.9027 | 0 | 309.8014 | 2.18% | 0% | 97.82% | 3.9133 | 6.8253 | 0 | 3.9133 | 0 | 0 | 6.8253 | 0 | 154 | 0.002013 | 0.0011218 | 0.0004588 | 157329.3892 | 0.23312 | 288.3284 | 28.1426 | 115.8051 | 143233.1717 | 13980.4124 | 278829.3537 | 0 | 278829.3466 | 0 | 675411.3997 | 0 | 675411.3997 | 0 |  | 221 | 154-897F | 316.7041 | 312.7908 | 309.8788 | 6.9027 | 2.9894 | 0.077363 | 0 | 0 | 0 | 309.8014 | 0.23312 | 0.23312 | 0.23312 | 0 | 0 | 0 | 0 | 0 | 0 | 0.23312 | 28.1426 | 28.1426 | 28.1426 | 0 | 0 | 0 | 0 | 0 | 0 | 28.1426 | 288.3284 | 284.4151 | 281.5031 | 6.9027 | 2.9894 | 0.077363 | 0 | 0 | 0 | 281.4257 | 0.0015718 | 0.0006806 | 1.76e-05 | 0 | 0 | 0 | 0.0004412 | 5000000 | scaled
155-1236R | 27977.2902 | 25033.7293 | 0 | 2943.5608 | 89.48% | 0% | 10.52% | 13983.6034 | 24794.3332 | 1021.1223 | 8976.0777 | 3986.4034 | 1829.3517 | 15794.3359 | 7170.6456 | 155 | 0.01302 | 0.0079736 | 0.0042184 | 2148760.3992 | 1847.2047 | 18632.7942 | 7497.2913 | 141872.2194 | 1431068.2002 | 575819.9797 | 1755002.354 | 128155.2389 | 1126536.3517 | 500310.7636 | 754541.2725 | 55670.8411 | 480653.3096 | 218217.1218 |  | 222 | 155-1236R | 27977.2902 | 13993.6868 | 3182.9569 | 25033.7293 | 11050.126 | 239.3961 | 0 | 0 | 0 | 2943.5608 | 1847.2047 | 826.0824 | 17.8529 | 1844.9897 | 823.8674 | 15.638 | 0 | 0 | 0 | 2.2149 | 7497.2913 | 3510.8879 | 326.6457 | 7229.8962 | 3243.4929 | 59.2506 | 0 | 0 | 0 | 267.3951 | 18632.7942 | 9656.7165 | 2838.4582 | 15958.8434 | 6982.7657 | 164.5075 | 0 | 0 | 0 | 2673.9508 | 0.0089004 | 0.0038538 | 9.86e-05 | 0 | 0 | 0 | 0.0041198 | 5000000 | scaled
155-40 | 3749.156 | 947.1905 | 0 | 2801.9655 | 25.26% | 0% | 74.74% | 535.6322 | 936.9768 | 2.4022 | 520.9197 | 12.3103 | 4.5971 | 908.8338 | 23.5459 | 155 | 0.012188 | 0.0075176 | 0.0040416 | 307610.4381 | 6.7055 | 3464.3721 | 278.0784 | 550.1714 | 284244.5134 | 22815.7533 | 427466.716 | 1917.1045 | 415725.2368 | 9824.3752 | 695808.392 | 3413.8529 | 674909.0895 | 17485.4506 |  | 223 | 155-40 | 3749.156 | 3213.5238 | 2812.1792 | 947.1905 | 411.5583 | 10.2137 | 0 | 0 | 0 | 2801.9655 | 6.7055 | 4.3033 | 2.1084 | 4.5971 | 2.1949 | 0 | 0 | 0 | 0 | 2.1084 | 278.0784 | 265.7681 | 254.5325 | 23.5459 | 11.2356 | 0 | 0 | 0 | 0 | 254.5325 | 3464.3721 | 2943.4524 | 2555.5383 | 919.0475 | 398.1278 | 10.2137 | 0 | 0 | 0 | 2545.3246 | 0.0082376 | 0.0035672 | 9.12e-05 | 0 | 0 | 0 | 0.0039504 | 5000000 | scaled
156-529AE | 2061.718 | 840.3382 | 0 | 1221.3798 | 40.76% | 0% | 59.24% | 485.5106 | 831.7213 | 4.0616 | 460.4519 | 20.9971 | 6.4286 | 792.1668 | 33.1259 | 156 | 0.0054304 | 0.0033528 | 0.0018062 | 379662.2698 | 7.3477 | 1910.2935 | 144.0769 | 1353.0593 | 351777.6692 | 26531.5412 | 470116.7377 | 3932.7909 | 445852.5891 | 20331.358 | 680985.8537 | 5263.5282 | 648599.9326 | 27122.3932 |  | 224 | 156-529AE | 2061.718 | 1576.2074 | 1229.9966 | 840.3382 | 354.8276 | 8.6169 | 0 | 0 | 0 | 1221.3798 | 7.3477 | 3.2861 | 0.91905 | 6.4286 | 2.367 | 0 | 0 | 0 | 0 | 0.91905 | 144.0769 | 123.0798 | 110.951 | 33.1259 | 12.1288 | 0 | 0 | 0 | 0 | 110.951 | 1910.2935 | 1449.8415 | 1118.1266 | 800.7837 | 340.3318 | 8.6169 | 0 | 0 | 0 | 1109.5098 | 0.0036644 | 0.0015868 | 4.02e-05 | 0 | 0 | 0 | 0.001766 | 5000000 | scaled
156-538 | 34335.7843 | 30195.2509 | 0 | 4140.5334 | 87.94% | 0% | 12.06% | 18187.0941 | 29946.2209 | 2248.4223 | 6751.8116 | 9186.8602 | 3648.1189 | 11565.2388 | 14732.8632 | 156 | 0.018674 | 0.011406 | 0.0059978 | 1838694.6723 | 3677.1161 | 15450.9576 | 15207.7106 | 196911.0064 | 827404.8185 | 814378.8476 | 1415831.4358 | 175035.4925 | 525615.9725 | 715179.9713 | 731862.25 | 89157.1776 | 282645.4033 | 360059.6692 |  | 225 | 156-538 | 34335.7843 | 16148.6902 | 4389.5634 | 30195.2509 | 12008.1568 | 249.03 | 0 | 0 | 0 | 4140.5334 | 3677.1161 | 1428.6938 | 28.9972 | 3674.0005 | 1425.5782 | 25.8816 | 0 | 0 | 0 | 3.1156 | 15207.7106 | 6020.8504 | 474.8474 | 14831.5817 | 5644.7215 | 98.7185 | 0 | 0 | 0 | 376.1289 | 15450.9576 | 8699.1459 | 3885.7188 | 11689.6687 | 4937.8571 | 124.4299 | 0 | 0 | 0 | 3761.2889 | 0.012818 | 0.0055502 | 0.0001422 | 0 | 0 | 0 | 0.0058556 | 5000000 | scaled
157-165R | 418567.6391 | 367108.5943 | 48820.7744 | 2638.2704 | 87.71% | 11.66% | 0.6303% | 136110.7773 | 405041.1815 | 5852.646 | 18945.1025 | 111313.0288 | 18748.5793 | 42040.4207 | 344252.1815 | 157 | 0.28262 | 0.16428 | 0.030205 | 1481041.9724 | 19100.5821 | 48586.8626 | 350880.1944 | 67584.689 | 171917.6928 | 1241539.5903 | 1719370.8138 | 73931.461 | 239317.2455 | 1406122.1067 | 447815.8746 | 20728.5378 | 46480.1324 | 380607.2044 |  | 226 | 157-165R | 418567.6391 | 282456.8618 | 13526.4576 | 367108.5943 | 252180.9411 | 6224.1313 | 48820.7744 | 27637.6504 | 4664.0559 | 2638.2704 | 19100.5821 | 13247.9361 | 352.0028 | 18957.4361 | 13166.0392 | 336.5319 | 141.1608 | 79.9117 | 13.4857 | 1.9852 | 350880.1944 | 239567.1656 | 6628.0129 | 344564.5416 | 235887.859 | 5807.8854 | 6075.9905 | 3439.6444 | 580.4652 | 239.6623 | 48586.8626 | 29641.7601 | 6546.4419 | 3586.6166 | 3127.0429 | 79.714 | 42603.6231 | 24118.0943 | 4070.1051 | 2396.6229 | 0.0171 | 0.011811 | 0.0003 | 0.26179 | 0.14874 | 0.026179 | 0.0037264 | 5000000 | scaled
157-189R | 5507023.925 | 5091861.493 | 398405.2954 | 16757.1366 | 92.46% | 7.234% | 0.3043% | 1329931.978 | 5347672.6606 | 62677.294 | 152929.3301 | 1114325.353 | 273501.2402 | 322811.8961 | 4751359.5239 | 157 | 0.3705 | 0.23529 | 0.051159 | 14863922.7549 | 279371.1347 | 371597.0799 | 4856055.71 | 754046.2912 | 1002971.9077 | 13106904.555 | 17752906.1807 | 836662.4297 | 2041412.7147 | 14874831.0243 | 3114848.0295 | 159305.7117 | 188027.5893 | 2767514.7283 |  | 227 | 157-189R | 5507023.925 | 4177091.947 | 159351.2644 | 5091861.493 | 3934701.86 | 104558.1587 | 398405.2954 | 225632.951 | 38035.9691 | 16757.1366 | 279371.1347 | 216693.8407 | 5869.8945 | 278436.2244 | 216158.8953 | 5769.2328 | 922.3011 | 522.3362 | 88.0526 | 12.6092 | 4856055.71 | 3741730.357 | 104696.1861 | 4807244.016 | 3713426.2 | 98659.2056 | 47289.4644 | 26781.9267 | 4514.7508 | 1522.2298 | 371597.0799 | 218667.7498 | 48785.1838 | 6181.2523 | 5116.764 | 129.7204 | 350193.5299 | 198328.6881 | 33433.1658 | 15222.2977 | 0.089417 | 0.065261 | 0.0016654 | 0.25732 | 0.14627 | 0.025732 | 0.023761 | 5000000 | scaled
157-1928R | 3052674.46 | 3024212.571 | 26568.0107 | 1893.8776 | 99.07% | 0.8703% | 0.06204% | 442791.387 | 2952955.9085 | 22739.2807 | 10176.5316 | 409875.575 | 154488.934 | 21371.4163 | 2777095.5581 | 157 | 0.2812 | 0.16368 | 0.029773 | 10855729.1504 | 159386.1525 | 25337.0294 | 2867951.278 | 566799.0231 | 90101.9522 | 10198828.1746 | 15945306.2064 | 818861.442 | 366465.8299 | 14759978.9467 | 3349317.2107 | 175225.2528 | 24240.0004 | 3149851.9573 |  | 228 | 157-1928R | 3052674.46 | 2609883.073 | 99718.5514 | 3024212.571 | 2592948.28 | 95283.4372 | 26568.0107 | 15040.9151 | 2541.2367 | 1893.8776 | 159386.1525 | 136646.8718 | 4897.2185 | 159360.1489 | 136631.5321 | 4893.4425 | 24.5785 | 13.9146 | 2.3509 | 1.4251 | 2867951.278 | 2458075.703 | 90855.7199 | 2864661.117 | 2456138.405 | 90385.4299 | 3118.1193 | 1765.257 | 298.2489 | 172.0411 | 25337.0294 | 15160.4977 | 3965.6131 | 191.3051 | 178.3429 | 4.5648 | 23425.3129 | 13261.7435 | 2240.6369 | 1720.4113 | 0.0095218 | 0.0081752 | 0.000208 | 0.26902 | 0.15284 | 0.026902 | 0.0026628 | 5000000 | scaled
157-204R | 3876133.386 | 3836813.922 | 32325.7406 | 6993.7226 | 98.99% | 0.834% | 0.1804% | 1382169.925 | 3799843.0877 | 80730.8941 | 24292.4938 | 1277146.537 | 219883.9983 | 49153.2564 | 3530805.8331 | 157 | 0.32777 | 0.19392 | 0.037799 | 11825909.4013 | 223756.8168 | 58518.7393 | 3593857.83 | 682672.029 | 178538.0533 | 10964699.3192 | 12860480.1093 | 751165.2793 | 226030.9158 | 11883283.9137 | 2018293.8954 | 116791.8046 | 26107.8458 | 1875394.245 |  | 229 | 157-204R | 3876133.386 | 2493963.461 | 76290.2983 | 3836813.922 | 2468665.061 | 66203.2457 | 32325.7406 | 18304.6773 | 3093.3299 | 6993.7226 | 223756.8168 | 143025.9227 | 3872.8185 | 223648.3467 | 142962.2182 | 3857.6797 | 103.2075 | 58.442 | 9.8762 | 5.2626 | 3593857.83 | 2316711.293 | 63051.997 | 3589388.926 | 2313905.182 | 62049.8368 | 3833.5887 | 2170.7965 | 366.8456 | 635.3146 | 58518.7393 | 34226.2454 | 9365.4829 | 23776.6495 | 11797.6611 | 295.7291 | 28388.9443 | 16075.4388 | 2716.6082 | 6353.1455 | 0.046093 | 0.029607 | 0.0007524 | 0.27181 | 0.15445 | 0.027181 | 0.0098664 | 5000000 | scaled
157-207R | 719086.4935 | 718278.8873 | 0 | 807.6062 | 99.89% | 0% | 0.1123% | 179047.2731 | 704389.9654 | 10602.8638 | 5114.9854 | 163329.4239 | 42163.5895 | 21129.9435 | 641096.4324 | 157 | 0.0095404 | 0.0075582 | 0.001298 | 75372782.4305 | 42991.6408 | 22281.0901 | 653813.7626 | 4506272.3586 | 2335446.1134 | 68531063.9596 | 71450771.4006 | 4231188.6936 | 2041190.837 | 65178391.8739 | 11322440.755 | 677742.1131 | 339645.0052 | 10305053.6368 |  | 230 | 157-207R | 719086.4935 | 540039.2204 | 14696.5281 | 718278.8873 | 539231.6141 | 13888.9219 | 0 | 0 | 0 | 807.6062 | 42991.6408 | 32388.777 | 828.0514 | 42991.0331 | 32388.1693 | 827.4437 | 0 | 0 | 0 | 0.6077 | 653813.7626 | 490484.3387 | 12717.3301 | 653740.3991 | 490410.9752 | 12643.9666 | 0 | 0 | 0 | 73.3635 | 22281.0901 | 17166.1047 | 1151.1466 | 21547.4551 | 16432.4696 | 417.5116 | 0 | 0 | 0 | 733.635 | 0.0084054 | 0.0064232 | 0.000163 | 0 | 0 | 0 | 0.001135 | 5000000 | scaled
157-232R | 3160507.946 | 3010962.36 | 142243.2326 | 7302.353 | 95.27% | 4.501% | 0.231% | 1003435.635 | 3092923.0403 | 51967.632 | 55954.1285 | 895513.874 | 164192.5117 | 123414.8322 | 2805315.6959 | 157 | 0.32167 | 0.1914 | 0.038377 | 9825305.378 | 166803.4742 | 142591.8013 | 2851112.67 | 518554.3274 | 443285.7047 | 8863465.3443 | 11270040.9355 | 583672.0558 | 628446.2068 | 10057922.6671 | 1761087.5753 | 93490.0056 | 70271.4955 | 1597326.0739 |  | 231 | 157-232R | 3160507.946 | 2157072.311 | 67584.9057 | 3010962.36 | 2069192.081 | 46663.23 | 142243.2326 | 80577.8767 | 13619.3227 | 7302.353 | 166803.4742 | 114835.8422 | 2610.9625 | 166616.9876 | 114727.8193 | 2588.1383 | 180.9918 | 102.5282 | 17.3294 | 5.4948 | 2851112.67 | 1955598.796 | 45796.9741 | 2837573.212 | 1947641.394 | 43900.7784 | 12876.1071 | 7294.0509 | 1232.845 | 663.3507 | 142591.8013 | 86637.6728 | 19176.9691 | 6772.1602 | 6822.8676 | 174.3134 | 129186.1336 | 73181.2977 | 12369.1483 | 6633.5075 | 0.036403 | 0.024821 | 0.0006308 | 0.27502 | 0.15633 | 0.027502 | 0.010244 | 5000000 | scaled
157-257R | 2061187.627 | 1680703.703 | 366718.3239 | 13765.6002 | 81.54% | 17.79% | 0.6678% | 645243.032 | 1981241.6377 | 27883.6573 | 142911.4948 | 474447.879 | 94740.7174 | 300550.9033 | 1585950.0169 | 157 | 0.36686 | 0.22816 | 0.048152 | 5618452.2151 | 96556.8891 | 344517.4508 | 1620113.287 | 263197.906 | 939096.863 | 4416157.4457 | 6206058.8363 | 268189.8277 | 1374547.4203 | 4563321.5793 | 1660270.0852 | 79392.2235 | 251860.0782 | 1329017.7834 |  | 232 | 157-257R | 2061187.627 | 1415944.595 | 79945.9892 | 1680703.703 | 1194334.048 | 31077.7926 | 366718.3239 | 207844.9469 | 35102.5964 | 13765.6002 | 96556.8891 | 68673.2318 | 1816.1717 | 95981.1751 | 68342.4469 | 1751.6971 | 565.3558 | 320.4267 | 54.1163 | 10.3582 | 1620113.287 | 1145665.408 | 34163.2701 | 1580508.69 | 1122676.966 | 29241.5038 | 38354.1207 | 21737.9653 | 3671.2897 | 1250.4765 | 344517.4508 | 201605.956 | 43966.5475 | 4213.838 | 3314.6356 | 84.5917 | 327798.8474 | 185786.5549 | 31377.1903 | 12504.7655 | 0.074373 | 0.053391 | 0.0013548 | 0.27299 | 0.15527 | 0.027299 | 0.019499 | 5000000 | scaled
157-273R | 1867403.002 | 1774228.884 | 87986.0651 | 5188.0533 | 95.01% | 4.712% | 0.2778% | 542749.322 | 1823207.8053 | 30480.5399 | 36806.3494 | 475462.433 | 105117.1863 | 82947.4236 | 1635143.1953 | 157 | 0.32295 | 0.19196 | 0.03622 | 5782314.2163 | 106980.4502 | 95445.0616 | 1664977.49 | 331259.2822 | 295540.5641 | 5155514.3694 | 6900804.9745 | 387545.8754 | 467975.5988 | 6045283.5035 | 1220187.6502 | 70350.0128 | 55512.8283 | 1094324.8089 |  | 233 | 157-273R | 1867403.002 | 1324653.68 | 44195.1967 | 1774228.884 | 1269610.176 | 30572.227 | 87986.0651 | 49855.4508 | 8434.9164 | 5188.0533 | 106980.4502 | 76499.9103 | 1863.2639 | 106820.325 | 76407.4869 | 1844.3837 | 156.2214 | 88.5196 | 14.9764 | 3.9038 | 1664977.49 | 1189515.057 | 29834.2947 | 1655394.788 | 1183880.979 | 28489.5288 | 9111.4164 | 5162.7922 | 873.4796 | 471.2863 | 95445.0616 | 58638.7122 | 12497.6381 | 12013.7712 | 9321.7101 | 238.3146 | 78718.4273 | 44604.139 | 7546.4603 | 4712.8632 | 0.032501 | 0.023677 | 0.0006016 | 0.28315 | 0.16098 | 0.028315 | 0.0073038 | 5000000 | scaled
157-81R | 18749596.28 | 18188039.21 | 543833.1499 | 17723.9237 | 97% | 2.901% | 0.09453% | 7420382.75 | 18404692.1923 | 404433.4052 | 213409.7112 | 6802539.64 | 1014043.8793 | 448426.31 | 16942222.0067 | 157 | 0.38414 | 0.2341 | 0.053902 | 48809888.4976 | 1029849.279 | 511528.3148 | 17208218.69 | 2680955.2444 | 1331636.1396 | 44797297.1235 | 48395215.7175 | 2637686.2956 | 1391843.1647 | 44365686.299 | 6398677.7528 | 352548.1406 | 155902.3875 | 5890227.226 |  | 234 | 157-81R | 18749596.28 | 11329213.53 | 344904.0877 | 18188039.21 | 11003440.28 | 275096.2956 | 543833.1499 | 308049.3198 | 52083.8684 | 17723.9237 | 1029849.279 | 625415.8738 | 15805.3997 | 1029117.739 | 624995.7172 | 15723.2793 | 718.2036 | 406.8199 | 68.7836 | 13.3367 | 17208218.69 | 10405679.05 | 265996.6833 | 17153004.43 | 10373705.38 | 259252.8599 | 53604.2045 | 30363.612 | 5133.77 | 1610.0534 | 511528.3148 | 298118.6036 | 63102.0048 | 5917.0394 | 4739.182 | 120.1564 | 489510.7417 | 277278.8879 | 46881.3147 | 16100.5336 | 0.083238 | 0.052286 | 0.00133 | 0.27592 | 0.15683 | 0.027592 | 0.024981 | 5000000 | scaled
158-29 | 14981.6018 | 4343.4993 | 0 | 10638.1025 | 28.99% | 0% | 71.01% | 2472.9866 | 4295.5382 | 39.2168 | 2319.117 | 114.6527 | 64.3765 | 4043.2072 | 187.9545 | 158 | 0.043297 | 0.02727 | 0.015346 | 346017.7986 | 73.2598 | 13751.3836 | 1156.9584 | 1692.0205 | 317604.4559 | 26721.322 | 458688.3672 | 7273.9192 | 430148.713 | 21265.7344 | 696351.0302 | 10436.094 | 655445.5673 | 30469.3677 |  | 235 | 158-29 | 14981.6018 | 12508.6153 | 10686.0636 | 4343.4993 | 1870.5127 | 47.9611 | 0 | 0 | 0 | 10638.1025 | 73.2598 | 34.0429 | 8.8833 | 65.2549 | 26.0381 | 0.87842 | 0 | 0 | 0 | 8.0048 | 1156.9584 | 1042.3057 | 969.0039 | 190.5859 | 75.9332 | 2.6314 | 0 | 0 | 0 | 966.3725 | 13751.3836 | 11432.2666 | 9708.1765 | 4087.6585 | 1768.5415 | 44.4513 | 0 | 0 | 0 | 9663.7252 | 0.028264 | 0.012237 | 0.0003126 | 0 | 0 | 0 | 0.015033 | 5000000 | scaled
159-1010F | 72.8645 | 10.3174 | 0 | 62.5471 | 14.16% | 0% | 85.84% | 5.8514 | 10.2048 | 0 | 5.8514 | 0 | 0 | 10.2048 | 0 | 159 | 0.0003894 | 0.000223 | 9.92e-05 | 187119.8462 | 0.047065 | 67.1356 | 5.6818 | 120.8646 | 172407.7597 | 14591.2218 | 300506.9009 | 0 | 300506.9009 | 0 | 631649.5144 | 0 | 631649.5144 | 0 |  | 236 | 159-1010F | 72.8645 | 67.013 | 62.6596 | 10.3174 | 4.4659 | 0.11253 | 0 | 0 | 0 | 62.5471 | 0.047065 | 0.047065 | 0.047065 | 0 | 0 | 0 | 0 | 0 | 0 | 0.047065 | 5.6818 | 5.6818 | 5.6818 | 0 | 0 | 0 | 0 | 0 | 0 | 5.6818 | 67.1356 | 61.2842 | 56.9307 | 10.3174 | 4.4659 | 0.11253 | 0 | 0 | 0 | 56.8182 | 0.0002934 | 0.000127 | 3.2e-06 | 0 | 0 | 0 | 9.6e-05 | 5000000 | scaled
159-31R | 17924.8013 | 7689.385 | 0 | 10235.4163 | 42.9% | 0% | 57.1% | 4358.7512 | 7600.2378 | 17.0941 | 4262.6005 | 79.0566 | 29.0383 | 7436.8024 | 134.3971 | 159 | 0.041101 | 0.025972 | 0.014709 | 436111.6979 | 37.4116 | 16820.0923 | 1067.2974 | 910.2274 | 409234.0487 | 25967.4216 | 522329.6502 | 2048.4614 | 510807.4597 | 9473.7291 | 701902.4229 | 2681.7642 | 686808.7236 | 12411.9348 |  | 237 | 159-31R | 17924.8013 | 13566.0501 | 10324.5635 | 7689.385 | 3330.6338 | 89.1472 | 0 | 0 | 0 | 10235.4163 | 37.4116 | 20.3176 | 8.3733 | 29.7098 | 12.6157 | 0.67151 | 0 | 0 | 0 | 7.7018 | 1067.2974 | 988.2407 | 932.9003 | 137.5052 | 58.4485 | 3.108 | 0 | 0 | 0 | 929.7922 | 16820.0923 | 12557.4918 | 9383.2899 | 7522.1701 | 3259.5696 | 85.3676 | 0 | 0 | 0 | 9297.9222 | 0.026716 | 0.011587 | 0.0003238 | 0 | 0 | 0 | 0.014386 | 5000000 | scaled
159-37F | 7088.9812 | 2401.2908 | 0 | 4687.6904 | 33.87% | 0% | 66.13% | 1354.8623 | 2375.2215 | 1.4495 | 1345.8846 | 7.5283 | 3.835 | 2351.2406 | 20.1459 | 159 | 0.019669 | 0.012265 | 0.006754 | 360417.5775 | 7.3623 | 6635.64 | 445.9789 | 374.3149 | 337368.8294 | 22674.4332 | 467526.4909 | 500.1707 | 464428.514 | 2597.806 | 697921.2003 | 1126.8508 | 690874.801 | 5919.5488 |  | 238 | 159-37F | 7088.9812 | 5734.1189 | 4713.7598 | 2401.2908 | 1046.4285 | 26.0694 | 0 | 0 | 0 | 4687.6904 | 7.3623 | 5.9129 | 3.5273 | 3.835 | 2.3855 | 0 | 0 | 0 | 0 | 3.5273 | 445.9789 | 438.4506 | 425.833 | 20.1459 | 12.6176 | 0 | 0 | 0 | 0 | 425.833 | 6635.64 | 5289.7554 | 4284.3994 | 2377.3099 | 1031.4253 | 26.0694 | 0 | 0 | 0 | 4258.3301 | 0.013058 | 0.005654 | 0.0001432 | 0 | 0 | 0 | 0.0066108 | 5000000 | scaled
159-38F | 2247.2178 | 515.4353 | 0 | 1731.7825 | 22.94% | 0% | 77.06% | 291.457 | 509.52 | 1.0448 | 285.0658 | 5.3464 | 2.0238 | 497.1435 | 10.3527 | 159 | 0.00712 | 0.0044802 | 0.0025154 | 315620.4809 | 3.3735 | 2075.9374 | 167.907 | 473.8007 | 291564.2362 | 23582.4441 | 436534.2668 | 1564.9125 | 426961.7504 | 8007.606 | 690823.644 | 2743.9921 | 674043.1018 | 14036.5507 |  | 239 | 159-38F | 2247.2178 | 1955.7608 | 1737.6978 | 515.4353 | 223.9783 | 5.9153 | 0 | 0 | 0 | 1731.7825 | 3.3735 | 2.3286 | 1.3496 | 2.0704 | 1.0255 | 0.046507 | 0 | 0 | 0 | 1.3031 | 167.907 | 162.5606 | 157.5543 | 10.5907 | 5.2443 | 0.23797 | 0 | 0 | 0 | 157.3163 | 2075.9374 | 1790.8716 | 1578.7939 | 502.7743 | 217.7085 | 5.6308 | 0 | 0 | 0 | 1573.1631 | 0.0046566 | 0.0020168 | 5.2e-05 | 0 | 0 | 0 | 0.0024634 | 5000000 | scaled
160-20R | 17108.6865 | 11846.8267 | 0 | 5261.8598 | 69.24% | 0% | 30.76% | 6445.1009 | 11706.6502 | 37.1089 | 6217.7591 | 190.2329 | 58.2293 | 11349.8405 | 298.5804 | 160 | 0.018715 | 0.012413 | 0.007583 | 914150.1918 | 62.9378 | 16265.3305 | 780.4182 | 3362.8878 | 869088.051 | 41699.253 | 859052.1074 | 4946.1577 | 828750.2644 | 25355.6859 | 712387.7477 | 3543.4436 | 690674.7149 | 18169.5892 |  | 240 | 160-20R | 17108.6865 | 10663.5856 | 5402.0363 | 11846.8267 | 5401.7258 | 140.1765 | 0 | 0 | 0 | 5261.8598 | 62.9378 | 25.8289 | 4.7085 | 58.9784 | 21.8695 | 0.74909 | 0 | 0 | 0 | 3.9594 | 780.4182 | 590.1853 | 481.8378 | 302.4273 | 112.1944 | 3.8468 | 0 | 0 | 0 | 477.9909 | 16265.3305 | 10047.5714 | 4915.49 | 11485.421 | 5267.6619 | 135.5806 | 0 | 0 | 0 | 4779.9095 | 0.011259 | 0.0049572 | 0.000127 | 0 | 0 | 0 | 0.007456 | 5000000 | scaled
161-610R | 29937.3639 | 20225.7446 | 0 | 9711.6193 | 67.56% | 0% | 32.44% | 11529.6633 | 20001.3338 | 96.6838 | 10936.5983 | 496.3812 | 165.0797 | 18988.8187 | 847.4354 | 161 | 0.041579 | 0.025796 | 0.014049 | 720008.175 | 175.3457 | 28017.1697 | 1744.8485 | 4217.1498 | 673826.5705 | 41964.4548 | 713581.8675 | 5983.8529 | 676876.5062 | 30721.5091 | 707241.0928 | 5837.1687 | 671438.866 | 29965.0584 |  | 241 | 161-610R | 29937.3639 | 18407.7006 | 9936.0301 | 20225.7446 | 8696.0812 | 224.4108 | 0 | 0 | 0 | 9711.6193 | 175.3457 | 78.6619 | 10.266 | 168.038 | 71.3542 | 2.9583 | 0 | 0 | 0 | 7.3077 | 1744.8485 | 1248.4672 | 897.4131 | 862.6383 | 366.2571 | 15.2029 | 0 | 0 | 0 | 882.2101 | 28017.1697 | 17080.5714 | 9028.351 | 19195.0682 | 8258.4699 | 206.2496 | 0 | 0 | 0 | 8822.1015 | 0.027835 | 0.012052 | 0.000305 | 0 | 0 | 0 | 0.013744 | 5000000 | scaled
161-974F | 2987.1246 | 2189.0733 | 0 | 798.0513 | 73.28% | 0% | 26.72% | 1290.4176 | 2170.3231 | 151.579 | 160.3874 | 978.4513 | 250.3352 | 326.4411 | 1593.5469 | 161 | 0.0046736 | 0.0027622 | 0.0011638 | 639148.5352 | 252.8805 | 1055.9834 | 1678.2607 | 54108.2945 | 225946.4629 | 359093.7778 | 614259.2676 | 72153.9996 | 76346.9409 | 465758.3272 | 701840.0609 | 80953.4955 | 105564.6617 | 515321.9038 |  | 242 | 161-974F | 2987.1246 | 1696.7069 | 816.8015 | 2189.0733 | 898.6556 | 18.7501 | 0 | 0 | 0 | 798.0513 | 252.8805 | 101.3015 | 2.5454 | 252.28 | 100.701 | 1.9449 | 0 | 0 | 0 | 0.60051 | 1678.2607 | 699.8094 | 84.7138 | 1605.7652 | 627.3139 | 12.2183 | 0 | 0 | 0 | 72.4955 | 1055.9834 | 895.596 | 729.5423 | 331.0281 | 170.6407 | 4.587 | 0 | 0 | 0 | 724.9553 | 0.0035512 | 0.0016398 | 4.14e-05 | 0 | 0 | 0 | 0.0011224 | 5000000 | scaled
161-975F | 8586.1588 | 6585.678 | 0 | 2000.4808 | 76.7% | 0% | 23.3% | 3319.773 | 6501.8881 | 0.95063 | 3313.8141 | 5.0082 | 1.9923 | 6489.4067 | 10.489 | 161 | 0.0085198 | 0.0053708 | 0.0028966 | 1007788.7718 | 3.6419 | 8389.5474 | 192.9696 | 427.4585 | 984711.7733 | 22649.54 | 980558.9156 | 280.7884 | 978798.8612 | 1479.2663 | 719557.6576 | 220.4874 | 718176.3619 | 1160.8084 |  | 243 | 161-975F | 8586.1588 | 5266.3858 | 2084.2707 | 6585.678 | 3265.9051 | 83.7899 | 0 | 0 | 0 | 2000.4808 | 3.6419 | 2.6912 | 1.6495 | 2.1366 | 1.1859 | 0.14425 | 0 | 0 | 0 | 1.5053 | 192.9696 | 187.9614 | 182.4805 | 11.2445 | 6.2363 | 0.7555 | 0 | 0 | 0 | 181.725 | 8389.5474 | 5075.7332 | 1900.1406 | 6572.2969 | 3258.4828 | 82.8902 | 0 | 0 | 0 | 1817.2504 | 0.0056884 | 0.0025394 | 6.52e-05 | 0 | 0 | 0 | 0.0028314 | 5000000 | scaled
161-989F | 821.8126 | 640.8335 | 0 | 180.9791 | 77.98% | 0% | 22.02% | 296.0681 | 640.7495 | 30.9638 | 5.3314 | 259.773 | 63.6624 | 9.4159 | 567.6711 | 161 | 0.0006838 | 0.00044 | 0.0002584 | 1201831.7771 | 63.7986 | 173.9025 | 584.1114 | 93300.1267 | 254317.8486 | 854213.8018 | 1194873.7041 | 124963.9718 | 21516.2999 | 1048393.4325 | 700708.5917 | 69619.7575 | 10296.9952 | 620791.8391 |  | 244 | 161-989F | 821.8126 | 525.7444 | 181.0631 | 640.8335 | 344.7654 | 0.084025 | 0 | 0 | 0 | 180.9791 | 63.7986 | 32.8348 | 0.13618 | 63.6624 | 32.6986 | 0 | 0 | 0 | 0 | 0.13618 | 584.1114 | 324.3384 | 16.4403 | 567.6711 | 307.8982 | 0 | 0 | 0 | 0 | 16.4403 | 173.9025 | 168.5712 | 164.4867 | 9.4999 | 4.1686 | 0.084025 | 0 | 0 | 0 | 164.4026 | 0.0004302 | 0.0001864 | 4.8e-06 | 0 | 0 | 0 | 0.0002536 | 5000000 | scaled
161-991F | 10717.709 | 4759.0289 | 0 | 5958.6801 | 44.4% | 0% | 55.6% | 2553.7021 | 4710.6193 | 180.0985 | 1752.546 | 621.0576 | 329.8459 | 3249.2219 | 1131.5515 | 161 | 0.025268 | 0.015897 | 0.0086738 | 424161.3499 | 338.3862 | 8693.188 | 1686.1348 | 13391.8874 | 344039.4164 | 66730.0461 | 513569.3731 | 36219.2197 | 352450.6409 | 124899.5118 | 692555.7073 | 48493.9709 | 477700.9238 | 166360.8122 |  | 245 | 161-991F | 10717.709 | 8164.0069 | 6007.0897 | 4759.0289 | 2205.3268 | 48.4096 | 0 | 0 | 0 | 5958.6801 | 338.3862 | 158.2877 | 8.5403 | 333.9025 | 153.8039 | 4.0566 | 0 | 0 | 0 | 4.4837 | 1686.1348 | 1065.0772 | 554.5833 | 1144.8442 | 523.7867 | 13.2927 | 0 | 0 | 0 | 541.2906 | 8693.188 | 6940.642 | 5443.966 | 3280.2822 | 1527.7362 | 31.0603 | 0 | 0 | 0 | 5412.9058 | 0.016783 | 0.0074112 | 0.0001884 | 0 | 0 | 0 | 0.0084854 | 5000000 | scaled
162-19F | 15155.4896 | 8021.5455 | 0 | 7133.9441 | 52.93% | 0% | 47.07% | 4329.6113 | 7936.6106 | 299.98 | 2434.6391 | 1594.9922 | 550.5674 | 4456.1136 | 2929.9296 | 162 | 0.029254 | 0.018555 | 0.010279 | 518058.4664 | 561.0688 | 10989.2424 | 3605.1783 | 19178.9549 | 375644.0888 | 123235.4226 | 583441.7457 | 40424.1478 | 328082.5862 | 214935.0119 | 702266.5703 | 48716.6516 | 394296.7294 | 259253.1891 |  | 246 | 162-19F | 15155.4896 | 10825.8783 | 7218.879 | 8021.5455 | 3691.9342 | 84.9349 | 0 | 0 | 0 | 7133.9441 | 561.0688 | 261.0888 | 10.5014 | 555.7008 | 255.7208 | 5.1333 | 0 | 0 | 0 | 5.3681 | 3605.1783 | 2010.1861 | 675.2487 | 2957.126 | 1362.1337 | 27.1964 | 0 | 0 | 0 | 648.0524 | 10989.2424 | 8554.6033 | 6533.1288 | 4508.7188 | 2074.0797 | 52.6052 | 0 | 0 | 0 | 6480.5236 | 0.019192 | 0.0084924 | 0.0002166 | 0 | 0 | 0 | 0.010063 | 5000000 | scaled
162-44R | 6377.9481 | 2283.5935 | 0 | 4094.3546 | 35.8% | 0% | 64.2% | 1257.685 | 2256.5274 | 7.9585 | 1224.3027 | 25.4237 | 14.2223 | 2196.8012 | 45.5039 | 162 | 0.016132 | 0.010289 | 0.005886 | 395360.035 | 17.7213 | 5941.4455 | 418.7813 | 1098.5194 | 368301.8534 | 25959.6623 | 497625.0423 | 3148.918 | 484416.776 | 10059.3483 | 700207.3899 | 4413.2261 | 681674.1592 | 14120.0048 |  | 247 | 162-44R | 6377.9481 | 5120.2631 | 4121.4207 | 2283.5935 | 1025.9086 | 27.0661 | 0 | 0 | 0 | 4094.3546 | 17.7213 | 9.7628 | 3.499 | 14.6404 | 6.6819 | 0.41814 | 0 | 0 | 0 | 3.0809 | 418.7813 | 393.3575 | 373.2774 | 46.8473 | 21.4236 | 1.3434 | 0 | 0 | 0 | 371.934 | 5941.4455 | 4717.1428 | 3744.6443 | 2222.1058 | 997.803 | 25.3046 | 0 | 0 | 0 | 3719.3397 | 0.010361 | 0.0045188 | 0.0001154 | 0 | 0 | 0 | 0.0057706 | 5000000 | scaled
163-29R | 28436.2269 | 17337.2392 | 0 | 11098.9877 | 60.97% | 0% | 39.03% | 9743.1956 | 17233.0314 | 414.9743 | 7008.4201 | 2319.8013 | 744.6335 | 12316.5959 | 4171.802 | 163 | 0.04406 | 0.027923 | 0.015864 | 645400.7256 | 755.2991 | 22489.059 | 5191.8688 | 17142.5895 | 510421.2686 | 117836.8674 | 669449.2451 | 28512.6384 | 481544.4242 | 159392.1823 | 706193.5339 | 30514.3862 | 504722.5957 | 170956.5516 |  | 248 | 163-29R | 28436.2269 | 18693.0313 | 11203.1955 | 17337.2392 | 7594.0435 | 104.2077 | 0 | 0 | 0 | 11098.9877 | 755.2991 | 340.3248 | 10.6655 | 746.9474 | 331.9732 | 2.3139 | 0 | 0 | 0 | 8.3516 | 5191.8688 | 2872.0675 | 1020.0668 | 4183.6292 | 1863.8279 | 11.8271 | 0 | 0 | 0 | 1008.2396 | 22489.059 | 15480.6389 | 10172.4631 | 12406.6626 | 5398.2425 | 90.0667 | 0 | 0 | 0 | 10082.3965 | 0.02851 | 0.012373 | 0.0003142 | 0 | 0 | 0 | 0.01555 | 5000000 | scaled
163-33R | 25042.5524 | 11573.0912 | 0 | 13469.4611 | 46.21% | 0% | 53.79% | 6209.2311 | 11452.6855 | 64.4813 | 5944.8387 | 199.9111 | 144.8076 | 10858.6954 | 449.1825 | 163 | 0.044418 | 0.030337 | 0.019479 | 563797.9618 | 155.1321 | 23214.0647 | 1673.3555 | 3492.5827 | 522632.1247 | 37673.2543 | 620795.4934 | 6446.8092 | 594361.6796 | 19987.0042 | 697674.7474 | 8821.3898 | 661490.0551 | 27363.3026 |  | 249 | 163-33R | 25042.5524 | 18833.3212 | 13589.8669 | 11573.0912 | 5363.8601 | 120.4057 | 0 | 0 | 0 | 13469.4611 | 155.1321 | 90.6508 | 10.3245 | 144.9968 | 80.5155 | 0.18921 | 0 | 0 | 0 | 10.1353 | 1673.3555 | 1473.4444 | 1224.173 | 449.7805 | 249.8693 | 0.59795 | 0 | 0 | 0 | 1223.5751 | 23214.0647 | 17269.226 | 12355.3693 | 10978.3139 | 5033.4753 | 119.6186 | 0 | 0 | 0 | 12235.7507 | 0.025223 | 0.011143 | 0.0002844 | 0 | 0 | 0 | 0.019194 | 5000000 | scaled
165-35R | 6403.2002 | 2776.8255 | 0 | 3626.3748 | 43.37% | 0% | 56.63% | 1565.216 | 2760.989 | 128.12 | 734.0334 | 703.0626 | 221.3284 | 1316.3201 | 1223.3405 | 165 | 0.014379 | 0.009094 | 0.0051598 | 445309.9076 | 224.7488 | 4622.1267 | 1556.3246 | 15630.1351 | 321445.3333 | 108234.4393 | 531997.383 | 43546.4036 | 249488.7848 | 238962.1944 | 705882.2408 | 56585.4466 | 336534.1162 | 312762.6777 |  | 250 | 165-35R | 6403.2002 | 4837.9842 | 3642.2112 | 2776.8255 | 1211.6094 | 15.8364 | 0 | 0 | 0 | 3626.3748 | 224.7488 | 96.6288 | 3.4204 | 222.0201 | 93.9001 | 0.69169 | 0 | 0 | 0 | 2.7287 | 1556.3246 | 853.2621 | 332.9842 | 1226.9023 | 523.8397 | 3.5618 | 0 | 0 | 0 | 329.4224 | 4622.1267 | 3888.0933 | 3305.8066 | 1327.9031 | 593.8697 | 11.5829 | 0 | 0 | 0 | 3294.2237 | 0.0093216 | 0.0040364 | 0.0001022 | 0 | 0 | 0 | 0.0050576 | 5000000 | scaled
165-621F | 101146.8183 | 92716.6093 | 0 | 8430.209 | 91.67% | 0% | 8.335% | 48961.6255 | 91489.7542 | 3354.7422 | 22826.3112 | 22780.5721 | 6327.3136 | 41599.9852 | 43562.4553 | 165 | 0.037528 | 0.023151 | 0.012173 | 2695236.0451 | 6420.1573 | 49770.6652 | 44955.9958 | 171076.4572 | 1326227.4875 | 1197932.0998 | 2254122.6228 | 154447.4904 | 1050890.4457 | 1048784.6854 | 793318.3377 | 54864.8751 | 360718.3272 | 377735.1352 |  | 251 | 165-621F | 101146.8183 | 52185.1928 | 9657.0641 | 92716.6093 | 43754.9838 | 1226.8551 | 0 | 0 | 0 | 8430.209 | 6420.1573 | 3065.4151 | 92.8437 | 6413.8138 | 3059.0717 | 86.5002 | 0 | 0 | 0 | 6.3435 | 44955.9958 | 22175.4237 | 1393.5405 | 44190.1899 | 21409.6178 | 627.7345 | 0 | 0 | 0 | 765.806 | 49770.6652 | 26944.354 | 8170.68 | 42112.6056 | 19286.2944 | 512.6204 | 0 | 0 | 0 | 7658.0596 | 0.025641 | 0.011264 | 0.0002858 | 0 | 0 | 0 | 0.011887 | 5000000 | scaled
166-462F | 8465.9831 | 3878.2864 | 0 | 4587.6967 | 45.81% | 0% | 54.19% | 2209.8277 | 3837.0584 | 14.5054 | 2121.0808 | 74.2414 | 22.8964 | 3697.071 | 117.091 | 166 | 0.020176 | 0.012367 | 0.0065574 | 419598.2984 | 26.3485 | 7905.7941 | 533.8405 | 1305.9063 | 391833.7307 | 26458.6613 | 505858.5843 | 3320.4824 | 485543.2696 | 16994.8324 | 705908.5491 | 4212.2788 | 680154.8848 | 21541.3855 |  | 252 | 166-462F | 8465.9831 | 6256.1555 | 4628.9247 | 3878.2864 | 1668.4587 | 41.228 | 0 | 0 | 0 | 4587.6967 | 26.3485 | 11.8431 | 3.4521 | 22.8964 | 8.391 | 0 | 0 | 0 | 0 | 3.4521 | 533.8405 | 459.5991 | 416.7495 | 117.091 | 42.8496 | 0 | 0 | 0 | 0 | 416.7495 | 7905.7941 | 5784.7133 | 4208.7231 | 3738.299 | 1617.2181 | 41.228 | 0 | 0 | 0 | 4167.4951 | 0.013771 | 0.0059622 | 0.0001522 | 0 | 0 | 0 | 0.0064052 | 5000000 | scaled
166-463F | 159.515 | 17.0949 | 0 | 142.4201 | 10.72% | 0% | 89.28% | 9.6833 | 16.8791 | 0 | 9.6833 | 0 | 0 | 16.8791 | 0 | 166 | 0.0003874 | 0.0002808 | 0.0002014 | 411757.8864 | 0.10717 | 146.4703 | 12.9375 | 276.6302 | 378085.4437 | 33395.8124 | 533588.7429 | 0 | 533588.7429 | 0 | 708221.859 | 0 | 708221.8548 | 0 |  | 253 | 166-463F | 159.515 | 149.8317 | 142.6359 | 17.0949 | 7.4116 | 0.2158 | 0 | 0 | 0 | 142.4201 | 0.10717 | 0.10717 | 0.10717 | 0 | 0 | 0 | 0 | 0 | 0 | 0.10717 | 12.9375 | 12.9375 | 12.9375 | 0 | 0 | 0 | 0 | 0 | 0 | 12.9375 | 146.4703 | 136.787 | 129.5912 | 17.0949 | 7.4116 | 0.2158 | 0 | 0 | 0 | 129.3754 | 0.0001882 | 8.16e-05 | 2.2e-06 | 0 | 0 | 0 | 0.0001992 | 5000000 | scaled
166-465F | 544.0531 | 57.1677 | 0 | 486.8855 | 10.51% | 0% | 89.49% | 20.6084 | 56.2386 | 0 | 20.6084 | 0 | 0 | 56.2386 | 0 | 166 | 0.0018838 | 0.0013486 | 0.0006972 | 288806.2035 | 0.36637 | 499.4578 | 44.229 | 194.4822 | 265133.1096 | 23478.6117 | 388139.3147 | 0 | 388139.3147 | 0 | 699676.6414 | 0 | 699676.6414 | 0 |  | 254 | 166-465F | 544.0531 | 523.4447 | 487.8146 | 57.1677 | 36.5592 | 0.92909 | 0 | 0 | 0 | 486.8855 | 0.36637 | 0.36637 | 0.36637 | 0 | 0 | 0 | 0 | 0 | 0 | 0.36637 | 44.229 | 44.229 | 44.229 | 0 | 0 | 0 | 0 | 0 | 0 | 44.229 | 499.4578 | 478.8493 | 443.2192 | 57.1677 | 36.5592 | 0.92909 | 0 | 0 | 0 | 442.2901 | 0.0012034 | 0.0006682 | 1.68e-05 | 0 | 0 | 0 | 0.0006804 | 5000000 | scaled
166-982F | 2919.185 | 1241.393 | 0 | 1677.7921 | 42.53% | 0% | 57.47% | 692.2731 | 1228.6658 | 7.4155 | 646.8258 | 38.0317 | 16.0861 | 1130.1056 | 82.4741 | 166 | 0.0065086 | 0.004155 | 0.0024024 | 448511.9746 | 17.3553 | 2666.9091 | 234.9207 | 2666.5161 | 409751.5708 | 36093.8878 | 535959.5608 | 5741.0964 | 500774.2078 | 29444.2572 | 703679.3203 | 9212.8039 | 647232.0979 | 47234.4191 |  | 255 | 166-982F | 2919.185 | 2226.912 | 1690.5192 | 1241.393 | 549.1199 | 12.7271 | 0 | 0 | 0 | 1677.7921 | 17.3553 | 9.9398 | 1.2692 | 16.0928 | 8.6773 | 0.0067002 | 0 | 0 | 0 | 1.2625 | 234.9207 | 196.889 | 152.4466 | 82.5089 | 44.4772 | 0.034799 | 0 | 0 | 0 | 152.4118 | 2666.9091 | 2020.0832 | 1536.8034 | 1142.7913 | 495.9654 | 12.6856 | 0 | 0 | 0 | 1524.1178 | 0.0041522 | 0.0017986 | 4.6e-05 | 0 | 0 | 0 | 0.0023564 | 5000000 | scaled
166-984F | 4539.1878 | 1363.8636 | 0 | 3175.3243 | 30.05% | 0% | 69.95% | 771.839 | 1348.8534 | 1.5032 | 762.5806 | 7.7551 | 3.0699 | 1329.9505 | 15.833 | 166 | 0.013305 | 0.0082926 | 0.004562 | 341153.805 | 5.4848 | 4229.2893 | 304.4137 | 412.224 | 317862.6207 | 22878.9604 | 454302.4955 | 884.7806 | 448853.0619 | 4564.6532 | 699328.0272 | 1591.6016 | 689527.6194 | 8208.8063 |  | 256 | 166-984F | 4539.1878 | 3767.3489 | 3190.3345 | 1363.8636 | 592.0246 | 15.0102 | 0 | 0 | 0 | 3175.3243 | 5.4848 | 3.9816 | 2.4149 | 3.0955 | 1.5923 | 0.025618 | 0 | 0 | 0 | 2.3893 | 304.4137 | 296.6586 | 288.5807 | 15.9651 | 8.21 | 0.13207 | 0 | 0 | 0 | 288.4486 | 4229.2893 | 3466.7087 | 2899.3388 | 1344.803 | 582.2224 | 14.8525 | 0 | 0 | 0 | 2884.4863 | 0.0088412 | 0.0038284 | 9.78e-05 | 0 | 0 | 0 | 0.0044642 | 5000000 | scaled
167-32F | 1715.6589 | 1194.5915 | 0 | 521.0673 | 69.63% | 0% | 30.37% | 597.1756 | 1187.2967 | 104.6933 | 57.7322 | 434.7501 | 209.6515 | 99.9975 | 877.6478 | 167 | 0.002212 | 0.0013816 | 0.0007638 | 775614.316 | 211.3966 | 574.285 | 929.9773 | 95568.0698 | 259622.4991 | 420423.7472 | 809556.5366 | 141926.6567 | 78264.1756 | 589365.7052 | 691754.5776 | 122149.2139 | 58261.5247 | 511343.8393 |  | 257 | 167-32F | 1715.6589 | 1118.4833 | 528.3621 | 1194.5915 | 597.416 | 7.2948 | 0 | 0 | 0 | 521.0673 | 211.3966 | 106.7033 | 1.7451 | 211.0045 | 106.3112 | 1.353 | 0 | 0 | 0 | 0.39209 | 929.9773 | 495.2272 | 52.3296 | 882.6432 | 447.8931 | 4.9954 | 0 | 0 | 0 | 47.3341 | 574.285 | 516.5528 | 474.2875 | 100.9438 | 43.2117 | 0.94635 | 0 | 0 | 0 | 473.3411 | 0.0014642 | 0.0006338 | 1.6e-05 | 0 | 0 | 0 | 0.0007478 | 5000000 | scaled
168-702F | 86049.6211 | 82715.2549 | 0 | 3334.3662 | 96.13% | 0% | 3.875% | 40947.3854 | 82198.5288 | 6119.6594 | 2825.8085 | 32001.9174 | 12278.6353 | 5351.2956 | 64568.5978 | 168 | 0.018904 | 0.011523 | 0.0047912 | 4551878.4752 | 12354.8649 | 8457.9307 | 65236.8256 | 653551.3198 | 447410.1339 | 3450917.0216 | 3914241.2016 | 584990.296 | 270124.6016 | 3059126.3044 | 803784.4968 | 120067.5592 | 52328.0467 | 631388.8909 |  | 258 | 168-702F | 86049.6211 | 45102.2357 | 3851.0923 | 82715.2549 | 41767.8695 | 516.7261 | 0 | 0 | 0 | 3334.3662 | 12354.8649 | 6235.2054 | 76.2295 | 12352.3559 | 6232.6964 | 73.7205 | 0 | 0 | 0 | 2.509 | 65236.8256 | 33234.9081 | 668.2277 | 64933.9295 | 32932.012 | 365.3316 | 0 | 0 | 0 | 302.8961 | 8457.9307 | 5632.1221 | 3106.635 | 5428.9696 | 2603.1611 | 77.674 | 0 | 0 | 0 | 3028.9611 | 0.014289 | 0.0069072 | 0.0001758 | 0 | 0 | 0 | 0.0046154 | 5000000 | scaled
168-703F | 2769.0967 | 1119.0332 | 0 | 1650.0635 | 40.41% | 0% | 59.59% | 620.7609 | 1107.8635 | 7.3082 | 575.7863 | 37.6664 | 16.5367 | 1006.0227 | 85.3041 | 168 | 0.0058996 | 0.0038492 | 0.0023228 | 469370.2476 | 17.8169 | 2515.8854 | 235.3944 | 3020.0253 | 426450.1603 | 39900.0619 | 558125.2697 | 6570.7629 | 517688.6785 | 33865.8282 | 715185.6501 | 10675.3303 | 649441.9515 | 55068.368 |  | 259 | 168-703F | 2769.0967 | 2148.3358 | 1661.2332 | 1119.0332 | 498.2723 | 11.1698 | 0 | 0 | 0 | 1650.0635 | 17.8169 | 10.5088 | 1.2802 | 16.5753 | 9.2672 | 0.038624 | 0 | 0 | 0 | 1.2416 | 235.3944 | 197.728 | 150.0904 | 85.5015 | 47.8351 | 0.19746 | 0 | 0 | 0 | 149.8929 | 2515.8854 | 1940.099 | 1509.8626 | 1016.9564 | 441.1701 | 10.9337 | 0 | 0 | 0 | 1498.929 | 0.003616 | 0.0015656 | 3.92e-05 | 0 | 0 | 0 | 0.0022836 | 5000000 | scaled
169-35F | 38.1507 | 3.3736 | 0 | 34.7771 | 8.843% | 0% | 91.16% | 1.9122 | 3.3373 | 0 | 1.9122 | 0 | 0 | 3.3373 | 0 | 169 | 0.0001782 | 0.0001044 | 4.94e-05 | 214088.9942 | 0.026169 | 34.9653 | 3.1592 | 146.8497 | 196213.9093 | 17728.2351 | 347111.416 | 0 | 347111.416 | 0 | 704723.2887 | 0 | 704723.2887 | 0 |  | 260 | 169-35F | 38.1507 | 36.2384 | 34.8133 | 3.3736 | 1.4614 | 0.036275 | 0 | 0 | 0 | 34.7771 | 0.026169 | 0.026169 | 0.026169 | 0 | 0 | 0 | 0 | 0 | 0 | 0.026169 | 3.1592 | 3.1592 | 3.1592 | 0 | 0 | 0 | 0 | 0 | 0 | 3.1592 | 34.9653 | 33.0531 | 31.628 | 3.3736 | 1.4614 | 0.036275 | 0 | 0 | 0 | 31.5917 | 0.0001302 | 5.64e-05 | 1.4e-06 | 0 | 0 | 0 | 4.8e-05 | 5000000 | scaled
170-3R | 134607.5717 | 96026.3636 | 33230.9125 | 5350.2956 | 71.34% | 24.69% | 3.975% | 69825.4048 | 126174.9387 | 5614.8619 | 17872.1196 | 46338.4233 | 9754.8931 | 35858.142 | 80561.9036 | 170 | 0.059016 | 0.03364 | 0.010231 | 2280850.267 | 9839.1067 | 42997.3265 | 81771.1386 | 166718.1777 | 728565.729 | 1385566.3605 | 1925759.5732 | 154855.8748 | 492906.636 | 1277997.0628 | 824255.9549 | 63725.2437 | 234248.4758 | 526282.2355 |  | 261 | 170-3R | 134607.5717 | 64782.1669 | 8432.633 | 96026.3636 | 40922.5782 | 668.9087 | 33230.9125 | 18509.2932 | 2413.4287 | 5350.2956 | 9839.1067 | 4224.2447 | 84.2136 | 9795.8433 | 4198.3639 | 77.338 | 39.2375 | 21.8549 | 2.8497 | 4.0259 | 81771.1386 | 35432.7153 | 1209.2349 | 78424.5196 | 33353.3677 | 515.4568 | 2860.5944 | 1593.3231 | 207.7536 | 486.0245 | 42997.3265 | 25125.2069 | 7139.1845 | 7806.0007 | 3370.8466 | 76.1139 | 30331.0806 | 16894.1152 | 2202.8255 | 4860.2451 | 0.027063 | 0.012202 | 0.00031 | 0.024481 | 0.013965 | 0.002448 | 0.0074726 | 5000000 | scaled
170-410R | 29166.7063 | 9045.2272 | 13245.7325 | 6875.7466 | 31.01% | 45.41% | 23.57% | 11045.0316 | 21223.099 | 494.787 | 5436.3232 | 5113.9215 | 856.7685 | 11224.6999 | 9141.6306 | 170 | 0.10336 | 0.054501 | 0.012939 | 282184.5343 | 872.9521 | 18296.4166 | 9997.3376 | 8445.7117 | 177015.729 | 96723.0935 | 332502.9119 | 14895.2159 | 163656.6862 | 153951.0098 | 613917.9673 | 24783.636 | 324695.5093 | 264438.8219 |  | 262 | 170-410R | 29166.7063 | 18121.6747 | 7943.6074 | 9045.2272 | 3867.5033 | 105.9163 | 13245.7325 | 7378.4247 | 961.9444 | 6875.7466 | 872.9521 | 378.1651 | 16.1837 | 855.9762 | 366.417 | 10.1528 | 11.8022 | 6.5743 | 0.85711 | 5.1738 | 9997.3376 | 4883.4162 | 855.707 | 7387.2348 | 3152.8095 | 86.9162 | 1985.5053 | 1106.0092 | 144.1933 | 624.5975 | 18296.4166 | 12860.0934 | 7071.7167 | 802.0162 | 348.2768 | 8.8473 | 11248.4251 | 6265.8413 | 816.894 | 6245.9753 | 0.069145 | 0.030813 | 0.0007822 | 0.02451 | 0.013982 | 0.002451 | 0.009706 | 5000000 | scaled
170-42 | 23954.2202 | 20673.1889 | 1858.788 | 1422.2433 | 86.3% | 7.76% | 5.937% | 12507.4939 | 22134.6183 | 1147.0467 | 2616.3006 | 8744.1466 | 2010.3105 | 4778.5084 | 15345.7994 | 170 | 0.037594 | 0.020772 | 0.0045556 | 637182.0014 | 2037.5091 | 6216.5125 | 15700.1985 | 54197.7207 | 165359.1666 | 417625.1141 | 551075.8107 | 50538.4749 | 115273.2913 | 385264.0443 | 399420.9015 | 36276.2082 | 86228.5548 | 276916.1385 |  | 263 | 170-42 | 23954.2202 | 11446.7263 | 1819.6019 | 20673.1889 | 8988.8407 | 262.3857 | 1858.788 | 1035.6424 | 134.973 | 1422.2433 | 2037.5091 | 890.4625 | 27.1986 | 2035.1968 | 888.7002 | 26.0383 | 1.2421 | 0.69207 | 0.090196 | 1.0702 | 15700.1985 | 6956.052 | 354.3991 | 15213.0142 | 6627.3985 | 199.207 | 357.9868 | 199.4559 | 25.9946 | 129.1976 | 6216.5125 | 3600.2119 | 1438.0041 | 3424.978 | 1472.742 | 37.1405 | 1499.559 | 835.4944 | 108.8881 | 1291.9755 | 0.011109 | 0.0048104 | 0.000123 | 0.024503 | 0.013979 | 0.0024504 | 0.0019822 | 5000000 | scaled
170-46 | 63310.6973 | 25125.7828 | 30211.1438 | 7973.7706 | 39.69% | 47.72% | 12.59% | 26895.7606 | 52844.3889 | 646.6464 | 20707.9289 | 5541.1853 | 1189.5111 | 41177.0122 | 10477.8656 | 170 | 0.099838 | 0.054021 | 0.014435 | 634134.2703 | 1212.5607 | 50587.9396 | 11510.1971 | 12145.282 | 506700.25 | 115288.7384 | 674093.5245 | 16207.0207 | 519006.7296 | 138879.7742 | 725054.6186 | 16320.7582 | 564971.6748 | 143762.1856 |  | 264 | 170-46 | 63310.6973 | 36414.9367 | 10466.3084 | 25125.7828 | 11613.2799 | 299.7769 | 30211.1438 | 16827.8861 | 2192.7609 | 7973.7706 | 1212.5607 | 565.9143 | 23.0496 | 1159.2448 | 533.5589 | 13.6153 | 47.3158 | 26.3554 | 3.4342 | 6 | 11510.1971 | 5969.0117 | 1032.3315 | 7778.1056 | 3569.3251 | 89.6827 | 3007.7487 | 1675.3438 | 218.306 | 724.3428 | 50587.9396 | 29880.0107 | 9410.9274 | 16188.4324 | 7510.3959 | 196.4789 | 27156.0793 | 15126.187 | 1971.0207 | 7243.4278 | 0.06411 | 0.028805 | 0.0007314 | 0.024472 | 0.013959 | 0.0024472 | 0.011257 | 5000000 | scaled
170-463F | 4084.1596 | 0 | 4084.1596 | 0 | 0% | 100% | 0% | 535.8355 | 1121.0634 | 0.73411 | 492.3596 | 42.7418 | 1.5359 | 1030.104 | 89.4235 | 170 | 0.024508 | 0.024508 | 0.024508 | 166644.6165 | 5.5954 | 3752.7842 | 325.7799 | 228.3086 | 153123.6164 | 13292.6916 | 144781.0969 | 198.3548 | 133034.0314 | 11548.7107 | 120902.2359 | 165.64 | 111092.6231 | 9643.9727 |  | 265 | 170-463F | 4084.1596 | 3548.3241 | 2963.0962 | 0 | 0 | 0 | 4084.1596 | 3548.3241 | 2963.0962 | 0 | 5.5954 | 4.8613 | 4.0595 | 0 | 0 | 0 | 5.5954 | 4.8613 | 4.0595 | 0 | 325.7799 | 283.0381 | 236.3564 | 0 | 0 | 0 | 325.7799 | 283.0381 | 236.3564 | 0 | 3752.7842 | 3260.4246 | 2722.6802 | 0 | 0 | 0 | 3752.7842 | 3260.4246 | 2722.6802 | 0 | 0 | 0 | 0 | 0.024508 | 0.024508 | 0.024508 | 0 | 5000000 | scaled
170-464F | 2961.9496 | 0 | 2961.9496 | 0 | 0% | 100% | 0% | 389.7873 | 813.4254 | 0.53274 | 346.3074 | 42.9472 | 1.1117 | 722.6896 | 89.624 | 170 | 0.024547 | 0.024547 | 0.024547 | 120666.3892 | 4.0482 | 2631.5507 | 326.3506 | 164.92 | 107206.3232 | 13295.146 | 104786.9065 | 143.2168 | 93098.1611 | 11545.5284 | 87528.3814 | 119.6288 | 77764.7861 | 9643.9665 |  | 266 | 170-464F | 2961.9496 | 2572.1623 | 2148.5242 | 0 | 0 | 0 | 2961.9496 | 2572.1623 | 2148.5242 | 0 | 4.0482 | 3.5155 | 2.9365 | 0 | 0 | 0 | 4.0482 | 3.5155 | 2.9365 | 0 | 326.3506 | 283.4035 | 236.7266 | 0 | 0 | 0 | 326.3506 | 283.4035 | 236.7266 | 0 | 2631.5507 | 2285.2433 | 1908.8611 | 0 | 0 | 0 | 2631.5507 | 2285.2433 | 1908.8611 | 0 | 0 | 0 | 0 | 0.024547 | 0.024547 | 0.024547 | 0 | 5000000 | scaled
170-465F | 24847.0507 | 0 | 24847.0507 | 0 | 0% | 100% | 0% | 3271.3822 | 6830.2697 | 3.3831 | 2995.1009 | 272.8981 | 7.0636 | 6253.4263 | 569.7799 | 170 | 0.024542 | 0.024542 | 0.024542 | 1012413.2404 | 25.6957 | 22748.6183 | 2072.7366 | 1046.9937 | 926910.9105 | 84455.3364 | 879118.1188 | 909.1457 | 804873.0938 | 73335.8805 | 734108.359 | 759.1829 | 672109.9855 | 61239.1916 |  | 267 | 170-465F | 24847.0507 | 21575.6685 | 18016.781 | 0 | 0 | 0 | 24847.0507 | 21575.6685 | 18016.781 | 0 | 25.6957 | 22.3126 | 18.6322 | 0 | 0 | 0 | 25.6957 | 22.3126 | 18.6322 | 0 | 2072.7366 | 1799.8385 | 1502.9567 | 0 | 0 | 0 | 2072.7366 | 1799.8385 | 1502.9567 | 0 | 22748.6183 | 19753.5174 | 16495.1921 | 0 | 0 | 0 | 22748.6183 | 19753.5174 | 16495.1921 | 0 | 0 | 0 | 0 | 0.024542 | 0.024542 | 0.024542 | 0 | 5000000 | scaled
170-879 | 10367.5101 | 0 | 10367.5101 | 0 | 0% | 100% | 0% | 1366.4941 | 2852.0984 | 1.3766 | 1240.2269 | 124.8906 | 2.8732 | 2588.5578 | 260.6673 | 170 | 0.02456 | 0.02456 | 0.02456 | 422133.328 | 10.4443 | 9409.5279 | 947.5379 | 425.2608 | 383127.2209 | 38580.8463 | 366493.864 | 369.2091 | 332628.9732 | 33495.6813 | 306004.5975 | 308.2717 | 277729.0566 | 27967.269 |  | 268 | 170-879 | 10367.5101 | 9001.016 | 7515.4117 | 0 | 0 | 0 | 10367.5101 | 9001.016 | 7515.4117 | 0 | 10.4443 | 9.0677 | 7.5711 | 0 | 0 | 0 | 10.4443 | 9.0677 | 7.5711 | 0 | 947.5379 | 822.6472 | 686.8705 | 0 | 0 | 0 | 947.5379 | 822.6472 | 686.8705 | 0 | 9409.5279 | 8169.3011 | 6820.9701 | 0 | 0 | 0 | 9409.5279 | 8169.3011 | 6820.9701 | 0 | 0 | 0 | 0 | 0.02456 | 0.02456 | 0.02456 | 0 | 5000000 | scaled
171-34 | 81203.497 | 36273.3696 | 41936.381 | 2993.7464 | 44.67% | 51.64% | 3.687% | 37584.9163 | 74225.5634 | 2033.1164 | 16827.2284 | 18724.5715 | 3774.4023 | 34772.5213 | 35678.6397 | 171 | 0.043687 | 0.025083 | 0.0068734 | 1858739.5231 | 3874.3772 | 40085.584 | 37243.5358 | 88684.0877 | 917554.8103 | 852500.6249 | 1738955.9837 | 94066.99 | 778551.9383 | 866337.0549 | 1015208.4364 | 51623.7927 | 475595.6762 | 487988.9675 |  | 269 | 171-34 | 81203.497 | 43618.5807 | 6977.9337 | 36273.3696 | 17316.046 | 943.9267 | 41936.381 | 23308.7882 | 3040.2606 | 2993.7464 | 3874.3772 | 1841.2608 | 99.9749 | 3811.1345 | 1805.109 | 93.3006 | 60.9901 | 33.8991 | 4.4216 | 2.2527 | 37243.5358 | 18518.9643 | 1564.8961 | 30596.1008 | 14703.4347 | 830.7391 | 6375.481 | 3543.5756 | 462.2031 | 271.954 | 40085.584 | 23258.3557 | 5313.0627 | 1866.1343 | 807.5023 | 19.887 | 35499.9099 | 19731.3136 | 2573.6359 | 2719.5398 | 0.01493 | 0.0068876 | 0.0001746 | 0.024509 | 0.013948 | 0.002451 | 0.0042478 | 5000000 | scaled
171-566 | 2584.8939 | 0 | 2584.8939 | 0 | 0% | 100% | 0% | 341.3405 | 711.8745 | 1.0089 | 273.4362 | 66.8953 | 2.1042 | 570.2584 | 139.512 | 171 | 0.024557 | 0.024557 | 0.024557 | 105262.6937 | 7.6405 | 2070.6703 | 506.5831 | 311.1384 | 84322.3514 | 20629.2039 | 91362.5401 | 270.0519 | 73187.4127 | 17905.0754 | 76273.5615 | 225.4515 | 61100.1469 | 14947.963 |  | 270 | 171-566 | 2584.8939 | 2243.5534 | 1873.0193 | 0 | 0 | 0 | 2584.8939 | 2243.5534 | 1873.0193 | 0 | 7.6405 | 6.6316 | 5.5363 | 0 | 0 | 0 | 7.6405 | 6.6316 | 5.5363 | 0 | 506.5831 | 439.6878 | 367.0711 | 0 | 0 | 0 | 506.5831 | 439.6878 | 367.0711 | 0 | 2070.6703 | 1797.234 | 1500.4119 | 0 | 0 | 0 | 2070.6703 | 1797.234 | 1500.4119 | 0 | 0 | 0 | 0 | 0.024557 | 0.024557 | 0.024557 | 0 | 5000000 | scaled
171-567 | 70655.3623 | 40358.6227 | 27428.3915 | 2868.3481 | 57.12% | 38.82% | 4.06% | 34958.6383 | 65477.3259 | 2491.7904 | 12943.4894 | 19523.3584 | 4405.4018 | 26326.0021 | 34745.9221 | 171 | 0.041203 | 0.023483 | 0.0066308 | 1714794.466 | 4445.8028 | 30767.4654 | 35442.0941 | 107898.9295 | 746721.5186 | 860174.0179 | 1520096.2411 | 108349.7952 | 562817.963 | 848928.4829 | 780906.7384 | 52540.4463 | 313973.6102 | 414392.6819 |  | 271 | 171-567 | 70655.3623 | 35696.724 | 5178.0364 | 40358.6227 | 17604.1263 | 323.1181 | 27428.3915 | 15224.2496 | 1986.5702 | 2868.3481 | 4445.8028 | 1954.0123 | 40.401 | 4409.967 | 1933.1612 | 35.8035 | 33.6774 | 18.6928 | 2.4392 | 2.1583 | 35442.0941 | 15918.7357 | 696.1721 | 32632.5151 | 14243.3303 | 250.9904 | 2549.0163 | 1414.8427 | 184.6189 | 260.5627 | 30767.4654 | 17823.976 | 4441.4634 | 3316.1406 | 1427.6349 | 36.3241 | 24845.6977 | 13790.7141 | 1799.5121 | 2605.6271 | 0.012622 | 0.0054962 | 0.0001396 | 0.024545 | 0.01395 | 0.0024546 | 0.0040366 | 5000000 | scaled
171-568 | 31078.0959 | 18653.184 | 10951.6001 | 1473.3118 | 60.02% | 35.24% | 4.741% | 16157.2649 | 28744.0635 | 1210.4589 | 4825.838 | 10120.968 | 2021.1752 | 9813.1413 | 16909.7469 | 171 | 0.032551 | 0.018611 | 0.0046134 | 954750.8805 | 2031.9911 | 11833.1833 | 17212.9215 | 62424.8446 | 363527.4876 | 528798.5484 | 801712.4661 | 60062.1434 | 239454.7903 | 502195.533 | 505924.5784 | 35574.7269 | 172721.2088 | 297628.6428 |  | 272 | 171-568 | 31078.0959 | 14920.8311 | 2334.0325 | 18653.184 | 7365.68 | 67.6224 | 10951.6001 | 6081.8392 | 793.0983 | 1473.3118 | 2031.9911 | 821.5323 | 10.8159 | 2003.5519 | 805.2459 | 7.7281 | 27.3306 | 15.1777 | 1.9792 | 1.1086 | 17212.9215 | 7091.9535 | 303.1746 | 15393.2656 | 6021.9174 | 47.2535 | 1685.8193 | 936.1994 | 122.0845 | 133.8366 | 11833.1833 | 7007.3453 | 2020.0419 | 1256.3665 | 538.5167 | 12.6409 | 9238.4502 | 5130.4621 | 669.0346 | 1338.3665 | 0.0058784 | 0.0025452 | 6.46e-05 | 0.024582 | 0.013975 | 0.0024582 | 0.0020906 | 5000000 | scaled
171-667F | 237.4698 | 0 | 237.4698 | 0 | 0% | 100% | 0% | 31.4439 | 65.647 | 0.020651 | 24.9306 | 6.4927 | 0.043114 | 52.0488 | 13.5551 | 171 | 0.024527 | 0.024527 | 0.024527 | 9681.8948 | 0.15596 | 188.28 | 49.0339 | 6.3586 | 7676.3736 | 1999.1626 | 8399.8932 | 5.5167 | 6659.9276 | 1734.4489 | 7005.3977 | 4.6008 | 5554.2898 | 1446.507 |  | 273 | 171-667F | 237.4698 | 206.0259 | 171.8228 | 0 | 0 | 0 | 237.4698 | 206.0259 | 171.8228 | 0 | 0.15596 | 0.13531 | 0.11285 | 0 | 0 | 0 | 0.15596 | 0.13531 | 0.11285 | 0 | 49.0339 | 42.5412 | 35.4788 | 0 | 0 | 0 | 49.0339 | 42.5412 | 35.4788 | 0 | 188.28 | 163.3494 | 136.2312 | 0 | 0 | 0 | 188.28 | 163.3494 | 136.2312 | 0 | 0 | 0 | 0 | 0.024527 | 0.024527 | 0.024527 | 0 | 5000000 | scaled
171-6R | 40340.4278 | 21901.327 | 16616.919 | 1822.1818 | 54.29% | 41.19% | 4.517% | 20640.2244 | 37150.3954 | 1475.3173 | 6914.6281 | 12250.279 | 2444.8971 | 14394.9428 | 20310.5556 | 171 | 0.036438 | 0.020578 | 0.0051314 | 1107109.9024 | 2467.1782 | 17155.5655 | 20717.6841 | 67709.6784 | 470820.4015 | 568579.8225 | 957333.6516 | 68428.078 | 320713.8658 | 568191.7078 | 621669.0094 | 40912.5321 | 240882.7605 | 339873.7168 |  | 274 | 171-6R | 40340.4278 | 19700.2033 | 3190.0324 | 21901.327 | 8639.2521 | 165.8294 | 16616.919 | 9238.7694 | 1202.0212 | 1822.1818 | 2467.1782 | 991.8609 | 22.2811 | 2446.3237 | 979.6573 | 19.5006 | 19.4834 | 10.8325 | 1.4094 | 1.3711 | 20717.6841 | 8467.4051 | 407.1286 | 19196.3566 | 7548.0718 | 143.5256 | 1355.7993 | 753.8051 | 98.0747 | 165.5282 | 17155.5655 | 10240.9374 | 2760.6227 | 258.6468 | 111.523 | 2.8032 | 15241.6363 | 8474.1319 | 1102.5371 | 1655.2824 | 0.0093526 | 0.0040498 | 0.0001026 | 0.024507 | 0.01395 | 0.0024506 | 0.0025782 | 5000000 | scaled
171-704R | 80614.2651 | 49460.6306 | 27655.316 | 3498.3185 | 61.35% | 34.31% | 4.34% | 41475.5305 | 74478.6749 | 2979.6063 | 11541.9972 | 26953.927 | 5014.9049 | 23897.3617 | 45566.4083 | 171 | 0.048088 | 0.026943 | 0.0075776 | 1676404.418 | 5088.2916 | 28868.8154 | 46657.1581 | 105812.9673 | 600338.0366 | 970253.4142 | 1452649.4667 | 104358.4839 | 404249.8273 | 944041.1556 | 809700.9809 | 54519.9467 | 259802.1146 | 495378.9196 |  | 275 | 171-704R | 80614.2651 | 39138.7346 | 6135.5902 | 49460.6306 | 20271.2091 | 636.972 | 27655.316 | 15369.207 | 2000.2996 | 3498.3185 | 5088.2916 | 2108.6854 | 73.3868 | 5028.6293 | 2074.3591 | 66.6294 | 57.03 | 31.6939 | 4.125 | 2.6324 | 46657.1581 | 19703.231 | 1090.7497 | 43383.6444 | 17742.8228 | 559.1736 | 2955.7241 | 1642.6185 | 213.7865 | 317.7896 | 28868.8154 | 17326.8182 | 4971.4536 | 1048.357 | 454.0272 | 11.169 | 24642.5619 | 13694.8945 | 1782.3882 | 3177.8965 | 0.018668 | 0.0080828 | 0.000205 | 0.024497 | 0.013937 | 0.0024496 | 0.004923 | 5000000 | scaled
171-708R | 144381.4552 | 92868.3854 | 43163.8452 | 8349.2246 | 64.32% | 29.9% | 5.783% | 70842.5817 | 132086.5349 | 5552.1552 | 18878.2866 | 46412.1399 | 9842.0972 | 38918.1104 | 83326.3273 | 171 | 0.084326 | 0.046852 | 0.014767 | 1712186.0119 | 9942.386 | 49369.9735 | 85069.0957 | 117904.4379 | 585467.0038 | 1008814.5702 | 1569612.8514 | 123015.4799 | 418273.8751 | 1028323.4962 | 832605.595 | 62039.5197 | 245319.7557 | 525246.3196 |  | 276 | 171-708R | 144381.4552 | 73538.8735 | 12294.9203 | 92868.3854 | 41217.7277 | 824.9291 | 43163.8452 | 23971.9212 | 3120.7666 | 8349.2246 | 9942.386 | 4390.2308 | 100.2889 | 9877.2689 | 4351.2733 | 89.7526 | 58.8346 | 32.675 | 4.2538 | 6.2825 | 85069.0957 | 38656.9557 | 1742.7684 | 80477.3517 | 35769.6081 | 707.1701 | 3833.2947 | 2128.8983 | 277.149 | 758.4493 | 49369.9735 | 30491.6869 | 10451.8631 | 2513.7648 | 1096.8463 | 28.0065 | 39271.7159 | 21810.3479 | 2839.3638 | 7584.4928 | 0.048082 | 0.021161 | 0.0005378 | 0.024461 | 0.013908 | 0.0024462 | 0.011783 | 5000000 | scaled
172-567R | 141921.9139 | 88263.1825 | 46516.0801 | 7142.6512 | 62.19% | 32.78% | 5.033% | 66711.4133 | 130101.2243 | 5094.4612 | 20892.3029 | 40724.6492 | 9609.0733 | 43197.9238 | 77294.2272 | 172 | 0.069555 | 0.041103 | 0.012987 | 2040433.0672 | 9761.5118 | 52810.2336 | 79350.1684 | 140342.7483 | 759260.8079 | 1140829.5103 | 1829814.5275 | 139734.9968 | 573050.9585 | 1117028.571 | 910208.0266 | 67226.5438 | 302219.2693 | 540762.2133 |  | 277 | 172-567R | 141921.9139 | 75210.5006 | 11820.6896 | 88263.1825 | 42257.5751 | 1315.7535 | 46516.0801 | 25810.2742 | 3362.2848 | 7142.6512 | 9761.5118 | 4667.0506 | 152.4385 | 9697.5369 | 4629.1606 | 142.8281 | 58.6002 | 32.5154 | 4.2358 | 5.3746 | 79350.1684 | 38625.5192 | 2055.9412 | 74840.5929 | 35834.48 | 1128.0357 | 3860.7322 | 2142.1959 | 279.0622 | 648.8433 | 52810.2336 | 31917.9307 | 9612.3099 | 3725.0527 | 1793.9345 | 44.8898 | 42596.7476 | 23635.5629 | 3078.9868 | 6488.4333 | 0.035018 | 0.017116 | 0.0004332 | 0.024426 | 0.013876 | 0.0024426 | 0.010111 | 5000000 | scaled
172-569R | 174580.6003 | 122593.6417 | 41586.5453 | 10400.4134 | 70.22% | 23.82% | 5.957% | 82133.5583 | 159549.4953 | 7417.2111 | 22392.1054 | 52324.2419 | 13994.5012 | 47037.0535 | 98517.9407 | 172 | 0.12865 | 0.072452 | 0.018256 | 1356971.3038 | 14192.3793 | 59334.0042 | 101054.2168 | 110313.8118 | 461188.3616 | 785469.1305 | 1275983.4423 | 115229.8618 | 347871.8839 | 812881.6968 | 823342.4787 | 72217.5101 | 242730.9727 | 508393.996 |  | 278 | 172-569R | 174580.6003 | 92447.042 | 15031.105 | 122593.6417 | 58954.9632 | 1625.4889 | 41586.5453 | 23091.6655 | 3005.2027 | 10400.4134 | 14192.3793 | 6775.1682 | 197.8782 | 14130.9003 | 6737.5504 | 186.175 | 53.653 | 29.7918 | 3.8772 | 7.826 | 101054.2168 | 48729.9749 | 2536.2761 | 95562.2508 | 45260.2891 | 1262.8984 | 4547.1853 | 2524.9051 | 328.597 | 944.7807 | 59334.0042 | 36941.8988 | 12296.9507 | 12900.4905 | 6957.1236 | 176.4154 | 36985.7069 | 20536.9685 | 2672.7286 | 9447.8067 | 0.08953 | 0.043867 | 0.0011146 | 0.024426 | 0.013885 | 0.0024426 | 0.014699 | 5000000 | scaled
172-615R | 65021.1187 | 20405.3685 | 41059.6642 | 3556.086 | 31.38% | 63.15% | 5.469% | 29263.9087 | 58276.8445 | 405.0321 | 24943.8905 | 3914.9861 | 747.1345 | 49911.7465 | 7617.9634 | 172 | 0.053579 | 0.029758 | 0.0077334 | 1213546.9735 | 760.2103 | 55993.817 | 8267.0914 | 14188.4811 | 1045062.4126 | 154296.0797 | 1201616.0567 | 16631.1714 | 1024230.2074 | 160754.6774 | 872096.908 | 11180.6621 | 746915.5234 | 114000.7224 |  | 279 | 172-615R | 65021.1187 | 35757.21 | 6744.2742 | 20405.3685 | 9408.8458 | 220.6162 | 41059.6642 | 22792.2781 | 2967.572 | 3556.086 | 760.2103 | 355.1782 | 13.0758 | 705.7109 | 323.735 | 6.6544 | 51.8236 | 28.7674 | 3.7455 | 2.6758 | 8267.0914 | 4352.1052 | 649.1279 | 3948.1719 | 1810.948 | 37.2897 | 3995.8822 | 2218.1199 | 288.8009 | 323.0373 | 55993.817 | 31049.9266 | 6082.0705 | 15751.4857 | 7274.1628 | 176.672 | 37011.9584 | 20545.3909 | 2675.0256 | 3230.3729 | 0.024124 | 0.010853 | 0.0002758 | 0.024442 | 0.013891 | 0.0024442 | 0.0050134 | 5000000 | scaled
172-630R | 66310.7427 | 4322.9071 | 60000.3608 | 1987.4749 | 6.519% | 90.48% | 2.997% | 28912.8887 | 59940.6438 | 273.866 | 24284.4819 | 4354.5408 | 518.218 | 50643.3189 | 8779.1068 | 172 | 0.053137 | 0.029621 | 0.0055758 | 1247920.3331 | 530.4647 | 56383.4429 | 9396.8351 | 9982.9623 | 1061095.7137 | 176841.6571 | 1262562.3394 | 11959.128 | 1060449.9813 | 190153.2297 | 1142454.7113 | 9877.1151 | 965249.8647 | 167327.7315 |  | 280 | 172-630R | 66310.7427 | 37397.854 | 6370.099 | 4322.9071 | 2089.9555 | 48.3697 | 60000.3608 | 33320.4237 | 4334.2544 | 1987.4749 | 530.4647 | 256.5986 | 12.2466 | 455.715 | 214.4224 | 5.4595 | 73.2541 | 40.6807 | 5.2917 | 1.4955 | 9396.8351 | 5042.2944 | 617.7283 | 3739.6579 | 1820.3732 | 41.5684 | 5476.6336 | 3041.3776 | 395.6163 | 180.5436 | 56383.4429 | 32098.961 | 5740.124 | 127.5341 | 55.1599 | 1.3418 | 54450.473 | 30238.3654 | 3933.3464 | 1805.4358 | 0.025913 | 0.012932 | 0.000329 | 0.024419 | 0.013884 | 0.002442 | 0.0028048 | 5000000 | scaled
175-2024R | 4029008.457 | 3992843.595 | 32825.1404 | 3339.7217 | 99.1% | 0.8147% | 0.08289% | 1685731.735 | 3957978.8404 | 173854.4944 | 12388.0264 | 1499489.214 | 408261.847 | 26985.7973 | 3522731.1957 | 175 | 0.19114 | 0.11061 | 0.021285 | 21078680.2702 | 414998.5177 | 32592.391 | 3581417.548 | 2171159.7681 | 170514.5563 | 18737005.9443 | 21184230.6142 | 2184792.293 | 155677.6815 | 18843760.6372 | 3337011.1273 | 344209.6033 | 22751.9927 | 2970049.5311 |  | 281 | 175-2024R | 4029008.457 | 2343276.722 | 71029.6166 | 3992843.595 | 2321358.174 | 64627.8143 | 32825.1404 | 18578.8263 | 3062.0806 | 3339.7217 | 414998.5177 | 241144.0233 | 6736.6707 | 414958.3538 | 241120.2002 | 6730.6454 | 37.6508 | 21.3101 | 3.5122 | 2.513 | 3581417.548 | 2081928.334 | 58686.3523 | 3575405.317 | 2078393.779 | 57850.4219 | 5708.8483 | 3231.1728 | 532.5477 | 303.3826 | 32592.391 | 20204.3646 | 5606.5937 | 2479.9236 | 1844.1952 | 46.747 | 27078.6413 | 15326.3434 | 2526.0207 | 3033.8261 | 0.023973 | 0.013438 | 0.0003424 | 0.16247 | 0.092481 | 0.016247 | 0.0046958 | 5000000 | scaled
175-24R | 2651435.357 | 1873250.802 | 775363.8159 | 2820.7395 | 70.65% | 29.24% | 0.1064% | 1099627.188 | 2547696.6693 | 86730.0008 | 310271.6154 | 702625.572 | 210043.5052 | 653150.2393 | 1684502.9249 | 175 | 0.17491 | 0.10156 | 0.019734 | 15158751.1663 | 213405.8385 | 721642.0266 | 1716387.492 | 1220081.0383 | 4125762.2531 | 9812907.8755 | 15279778.2681 | 1205149.5233 | 4311353.4641 | 9763275.2835 | 5256850.4966 | 433398.2605 | 1347693.0755 | 3475759.1609 |  | 282 | 175-24R | 2651435.357 | 1551808.169 | 103738.6877 | 1873250.802 | 1110595.031 | 28785.2177 | 775363.8159 | 438392.3982 | 72132.7304 | 2820.7395 | 213405.8385 | 126675.8377 | 3362.3333 | 212329.0142 | 126066.0765 | 3260.2304 | 1074.7017 | 607.6387 | 99.9804 | 2.1225 | 1716387.492 | 1013761.92 | 31884.5671 | 1647927.094 | 974942.9011 | 25283.2404 | 68204.1595 | 38562.781 | 6345.0888 | 256.2379 | 721642.0266 | 411370.4112 | 68491.7873 | 12994.6928 | 9586.0536 | 241.747 | 706084.9547 | 399221.9784 | 65687.6613 | 2562.3791 | 0.01588 | 0.0093882 | 0.0002374 | 0.15504 | 0.088179 | 0.015504 | 0.0039928 | 5000000 | scaled
175-64R | 4385400.431 | 4276794.127 | 101222.6408 | 7383.6633 | 97.52% | 2.308% | 0.1684% | 1885194.606 | 4316821.6996 | 129895.9354 | 38882.1872 | 1716416.484 | 297774.0883 | 81450.5569 | 3937597.0546 | 175 | 0.20232 | 0.11943 | 0.026879 | 21675222.7673 | 301509.089 | 96428.5592 | 3987462.783 | 1490234.8767 | 476606.5346 | 19708381.3572 | 20934872.9944 | 1442479.679 | 431782.294 | 19060611.0285 | 2551368.024 | 175993.2052 | 48139.6641 | 2327235.1548 |  | 283 | 175-64R | 4385400.431 | 2500205.825 | 68578.7314 | 4276794.127 | 2435526.497 | 51762.6179 | 101222.6408 | 57295.664 | 9432.4503 | 7383.6633 | 301509.089 | 171613.1536 | 3735.0007 | 301326.0503 | 171507.136 | 3712.906 | 177.4827 | 100.4616 | 16.5388 | 5.556 | 3987462.783 | 2271046.299 | 49865.7284 | 3974309.198 | 2263309.82 | 48031.7749 | 12482.8481 | 7065.7421 | 1163.2165 | 670.737 | 96428.5592 | 57546.372 | 14978.0023 | 1158.879 | 709.5414 | 17.937 | 88562.31 | 50129.4604 | 8252.695 | 6707.3703 | 0.032071 | 0.017997 | 0.0004582 | 0.15981 | 0.090991 | 0.015981 | 0.01044 | 5000000 | scaled
175-90R | 5741494.857 | 5561271.451 | 171774.1421 | 8449.2639 | 96.86% | 2.992% | 0.1472% | 1692965.834 | 5608118.2186 | 96079.8272 | 65491.7671 | 1531394.239 | 322420.7418 | 138454.2134 | 5147243.2631 | 175 | 0.20491 | 0.1262 | 0.028245 | 28019319.7909 | 328814.1049 | 160074.2368 | 5252606.515 | 1604660.0731 | 781185.2737 | 25633474.4427 | 32081481.8868 | 1820700.202 | 1241060.4511 | 29019721.2214 | 4722065.8373 | 271480.0065 | 116579.1957 | 4334006.6349 |  | 284 | 175-90R | 5741494.857 | 4048529.023 | 133376.6384 | 5561271.451 | 3942846.156 | 108931.6188 | 171774.1421 | 97233.6031 | 15995.7557 | 8449.2639 | 328814.1049 | 232734.2777 | 6393.3631 | 328529.551 | 232570.4457 | 6361.0994 | 278.196 | 157.4742 | 25.9059 | 6.3578 | 5252606.515 | 3721212.276 | 105363.2519 | 5229399.397 | 3707742.703 | 102506.1219 | 22439.5814 | 12702.0361 | 2089.5931 | 767.5369 | 160074.2368 | 94582.4696 | 21620.0234 | 3342.5031 | 2533.0077 | 64.3975 | 149056.3646 | 84374.0927 | 13880.2567 | 7675.3692 | 0.03489 | 0.024301 | 0.0006176 | 0.15822 | 0.090088 | 0.015822 | 0.011806 | 5000000 | scaled
175-94R | 836245.7431 | 666976.4591 | 167975.653 | 1293.631 | 79.76% | 20.09% | 0.1547% | 351173.3196 | 805747.7126 | 19773.0039 | 65331.4277 | 266068.8879 | 46878.2332 | 137730.6395 | 621138.8399 | 175 | 0.16555 | 0.095189 | 0.017671 | 5051306.0862 | 47859.6611 | 152842.2262 | 635543.8558 | 289094.2038 | 923236.8282 | 3838975.0541 | 5095908.7905 | 286927.903 | 948030.4406 | 3860950.4455 | 1725880.2829 | 100411.3534 | 295013.6766 | 1330455.2529 |  | 285 | 175-94R | 836245.7431 | 485072.4235 | 30498.0305 | 666976.4591 | 388709.7003 | 13568.7594 | 167975.653 | 95069.0922 | 15635.6401 | 1293.631 | 47859.6611 | 28086.6572 | 981.4279 | 47596.7084 | 27937.4115 | 956.0687 | 261.9793 | 148.2723 | 24.3858 | 0.97342 | 635543.8558 | 369474.9679 | 14405.0159 | 616932.5417 | 358890.5273 | 12566.0473 | 18493.7998 | 10466.9262 | 1721.4542 | 117.5143 | 152842.2262 | 87510.7985 | 15111.5867 | 2447.209 | 1881.7614 | 46.6433 | 149219.8739 | 84453.8938 | 13889.8001 | 1175.1433 | 0.0063844 | 0.00378 | 9.6e-05 | 0.15732 | 0.089566 | 0.015732 | 0.0018426 | 5000000 | scaled
176-161R | 11523304.94 | 11381448.74 | 135086.7031 | 6769.5001 | 98.77% | 1.172% | 0.05875% | 4816703.606 | 11315353.5632 | 267833.2013 | 58958.1961 | 4489912.208 | 630964.3031 | 127416.1462 | 10556973.1128 | 176 | 0.22417 | 0.13198 | 0.028123 | 51404542.7334 | 641431.2124 | 145143.5565 | 10736730.17 | 2861373.3942 | 647473.8099 | 47895695.5244 | 50813437.1079 | 2825485.3615 | 621974.8684 | 47365976.872 | 7394457.7244 | 412328.1556 | 83265.0346 | 6898864.5334 |  | 286 | 176-161R | 11523304.94 | 6706601.334 | 207951.3768 | 11381448.74 | 6623475.401 | 188503.548 | 135086.7031 | 76356.4327 | 12678.3288 | 6769.5001 | 641431.2124 | 373598.0111 | 10466.9093 | 641100.2468 | 373408.7214 | 10431.2313 | 325.8717 | 184.1958 | 30.5841 | 5.0938 | 10736730.17 | 6246817.962 | 179757.0572 | 10721412.39 | 6237892.386 | 177762.2026 | 14702.8297 | 8310.6301 | 1379.9086 | 614.946 | 145143.5565 | 86185.3604 | 17727.4103 | 18936.0946 | 12174.2934 | 310.1141 | 120058.0018 | 67861.6068 | 11267.836 | 6149.4602 | 0.033477 | 0.019537 | 0.000496 | 0.18118 | 0.10294 | 0.018118 | 0.0095082 | 5000000 | scaled
176-164R | 4184746.747 | 4105075.463 | 75288.4941 | 4382.7905 | 98.1% | 1.799% | 0.1047% | 1729576.502 | 4132066.8184 | 97211.6012 | 28687.8605 | 1603677.041 | 232976.7374 | 60140.7996 | 3838949.282 | 176 | 0.20727 | 0.12111 | 0.024654 | 20189755.3683 | 235403.8232 | 70279.2233 | 3879063.701 | 1135730.76 | 339069.5811 | 18714955.0298 | 20271564.3526 | 1139372.1106 | 336237.1131 | 18795955.1369 | 2136787.3744 | 120477.6623 | 31100.1992 | 1985209.5131 |  | 287 | 176-164R | 4184746.747 | 2455170.245 | 52679.9286 | 4105075.463 | 2408229.517 | 41231.3088 | 75288.4941 | 42557.9377 | 7065.8292 | 4382.7905 | 235403.8232 | 138192.222 | 2427.0858 | 235328.5482 | 138148.2379 | 2417.0329 | 71.9771 | 40.6861 | 6.7551 | 3.2979 | 3879063.701 | 2275386.66 | 40114.419 | 3868887.298 | 2269461.214 | 38798.5924 | 9778.267 | 5527.3104 | 917.6909 | 398.1357 | 70279.2233 | 41591.3628 | 10138.4237 | 859.6164 | 620.0647 | 15.6835 | 65438.25 | 36989.9411 | 6141.3833 | 3981.3569 | 0.019734 | 0.01187 | 0.000301 | 0.18132 | 0.10302 | 0.018131 | 0.0062214 | 5000000 | scaled
176-1834R | 10068516.82 | 9779526.905 | 280260.2381 | 8729.6787 | 97.13% | 2.784% | 0.0867% | 2679403.481 | 9873015.5611 | 220239.2783 | 120786.0307 | 2338378.173 | 826655.7342 | 255869.2638 | 8790490.5641 | 176 | 0.23205 | 0.14381 | 0.030878 | 43390213.5699 | 840562.3465 | 287918.0276 | 8940036.447 | 3622398.4511 | 1240781.0337 | 38527034.0898 | 51379366.6507 | 4223236.5192 | 2316153.5027 | 44839976.648 | 6331327.3648 | 530114.4356 | 164082.8035 | 5637130.1264 |  | 288 | 176-1834R | 10068516.82 | 7389113.339 | 195501.2589 | 9779526.905 | 7222011.784 | 160493.822 | 280260.2381 | 158371.8762 | 26277.7582 | 8729.6787 | 840562.3465 | 620323.0682 | 13906.6123 | 840161.5335 | 620093.7165 | 13863.0785 | 394.2444 | 222.783 | 36.9651 | 6.5686 | 8940036.447 | 6601658.274 | 149545.8829 | 8912157.867 | 6585559.524 | 146213.2919 | 27085.5883 | 15305.7582 | 2539.5987 | 792.9922 | 287918.0276 | 167131.9969 | 32048.7638 | 27207.5044 | 16358.5441 | 417.4516 | 252780.4054 | 142843.335 | 23701.1944 | 7930.1178 | 0.041194 | 0.030109 | 0.000764 | 0.1786 | 0.10145 | 0.01786 | 0.012255 | 5000000 | scaled
176-1836R | 404481.7118 | 273583.5311 | 129928.3705 | 969.8102 | 67.64% | 32.12% | 0.2398% | 181253.6216 | 386944.0853 | 11475.8839 | 53698.741 | 116078.9966 | 25022.3852 | 113810.782 | 248110.9181 | 176 | 0.10638 | 0.061237 | 0.011541 | 3802263.1473 | 25490.8458 | 125401.5894 | 253589.2765 | 239622.4622 | 1178816.8119 | 2383823.8725 | 3645337.7588 | 230800.7566 | 1079978.6862 | 2334558.3143 | 1519566.9835 | 98265.3356 | 446945.9883 | 974355.6593 |  | 289 | 176-1836R | 404481.7118 | 223228.0902 | 17537.6265 | 273583.5311 | 149203.5662 | 4918.9673 | 129928.3705 | 73054.7138 | 11648.849 | 969.8102 | 25490.8458 | 14014.9619 | 468.4606 | 25328.349 | 13923.2755 | 453.2275 | 161.7671 | 90.9567 | 14.5034 | 0.72975 | 253589.2765 | 137510.2799 | 5478.3584 | 242035.9864 | 130975.658 | 4362.3377 | 11465.1919 | 6446.5237 | 1027.9225 | 88.0982 | 125401.5894 | 71702.8484 | 11590.8074 | 6219.1958 | 4304.6327 | 103.402 | 118301.4114 | 66517.2335 | 10606.4232 | 880.9822 | 0.003945 | 0.0025354 | 6.4e-05 | 0.10106 | 0.05733 | 0.010106 | 0.0013708 | 5000000 | scaled
176-1845R | 3401023.378 | 3324151.437 | 71858.0781 | 5013.863 | 97.74% | 2.113% | 0.1474% | 1385246.485 | 3324537.5636 | 80229.8615 | 28019.7302 | 1276996.893 | 193215.2098 | 58573.7016 | 3072748.6519 | 176 | 0.20978 | 0.12313 | 0.025504 | 16212488.3353 | 196911.2589 | 69154.8408 | 3134957.278 | 938664.9644 | 329657.2608 | 14944166.1089 | 16370462.4437 | 948134.4647 | 331129.4748 | 15091198.5007 | 2998949.7585 | 174292.7237 | 52837.2999 | 2771819.7347 |  | 290 | 176-1845R | 3401023.378 | 2015776.893 | 76485.8144 | 3324151.437 | 1970133.829 | 64730.6483 | 71858.0781 | 40629.201 | 6741.3031 | 5013.863 | 196911.2589 | 116681.3974 | 3696.0491 | 196816.2584 | 116626.0437 | 3683.7178 | 91.2277 | 51.581 | 8.5584 | 3.7728 | 3134957.278 | 1857960.385 | 62208.6261 | 3126890.378 | 1853201.348 | 61039.103 | 7611.4371 | 4303.5747 | 714.0603 | 455.4627 | 69154.8408 | 41135.1106 | 10581.1393 | 444.8 | 306.4378 | 7.8275 | 64155.4134 | 36274.0454 | 6018.6843 | 4554.6275 | 0.022022 | 0.013357 | 0.0003396 | 0.18066 | 0.10268 | 0.018066 | 0.0070988 | 5000000 | scaled
176-194R | 4934160.336 | 4820768.42 | 107488.4773 | 5903.4392 | 97.7% | 2.178% | 0.1196% | 1530561.534 | 4808594.4368 | 87125.0365 | 41369.3134 | 1402067.184 | 277323.5761 | 87177.634 | 4444093.2269 | 176 | 0.21542 | 0.12944 | 0.026796 | 22904838.6222 | 283683.2596 | 101473.3906 | 4549003.686 | 1316884.5028 | 471049.0697 | 21116905.0506 | 26293864.7267 | 1496740.8191 | 710692.8451 | 24086431.0613 | 4686029.124 | 270254.9303 | 84955.5805 | 4330818.6133 |  | 291 | 176-194R | 4934160.336 | 3403598.802 | 125565.8992 | 4820768.42 | 3336909.913 | 109580.8216 | 107488.4773 | 60785.4495 | 10081.6384 | 5903.4392 | 283683.2596 | 196558.2231 | 6359.6835 | 283469.3547 | 196435.3283 | 6335.5952 | 209.4628 | 118.4526 | 19.6461 | 4.4421 | 4549003.686 | 3146936.502 | 104910.4591 | 4536148.471 | 3139433.785 | 103218.7594 | 12318.9423 | 6966.4439 | 1155.4273 | 536.2725 | 101473.3906 | 60104.0772 | 14295.7566 | 1150.5939 | 1040.7996 | 26.467 | 94960.0722 | 53700.553 | 8906.565 | 5362.7245 | 0.026897 | 0.018697 | 0.0004752 | 0.18022 | 0.10245 | 0.018022 | 0.0082982 | 5000000 | scaled
176-197F | 13172958.02 | 12751842.48 | 411525.6854 | 9589.8537 | 96.8% | 3.124% | 0.0728% | 4742072.999 | 12927174.2635 | 449706.3666 | 164333.5121 | 4128033.118 | 1238815.4494 | 345378.0965 | 11342980.7149 | 176 | 0.23242 | 0.14097 | 0.031803 | 56678263.7542 | 1258478.595 | 389072.7322 | 11525406.69 | 5414758.1453 | 1674033.0381 | 49589472.5587 | 59805471.8816 | 5671549.4402 | 2072520.4439 | 52061401.9685 | 7728222.6586 | 740598.1718 | 206476.5877 | 6781147.8974 |  | 292 | 176-197F | 13172958.02 | 8430885.021 | 245783.7565 | 12751842.48 | 8188517.362 | 197635.5062 | 411525.6854 | 232777.8052 | 38558.3965 | 9589.8537 | 1258478.595 | 808772.2284 | 19663.1456 | 1257764.31 | 808365.0618 | 19589.6799 | 707.0687 | 399.9505 | 66.2497 | 7.2161 | 11525406.69 | 7397373.572 | 182425.9751 | 11485530.16 | 7374439.19 | 177900.1699 | 39005.3819 | 22063.2333 | 3654.6564 | 871.1489 | 389072.7322 | 224739.2201 | 43694.6357 | 8548.0087 | 5713.1098 | 145.6565 | 371813.2348 | 210314.6214 | 34837.4904 | 8711.4888 | 0.042242 | 0.027034 | 0.0006882 | 0.17673 | 0.1005 | 0.017673 | 0.013442 | 5000000 | scaled
176-200F | 1635841.008 | 1459888.313 | 175047.2729 | 905.4216 | 89.24% | 10.7% | 0.05535% | 480036.582 | 1591512.979 | 22683.6557 | 69366.0281 | 387986.898 | 80497.7247 | 144854.8692 | 1366160.3848 | 176 | 0.18529 | 0.10655 | 0.019344 | 8828420.6061 | 82060.2112 | 160665.5406 | 1393115.256 | 442868.2591 | 867090.9718 | 7518461.3741 | 10847103.4084 | 512569.1839 | 1567423.2084 | 8767111.011 | 2291612.1627 | 115908.3008 | 208575.8548 | 1967128.0068 |  | 293 | 176-200F | 1635841.008 | 1155804.426 | 44328.029 | 1459888.313 | 1055820.242 | 27006.8429 | 175047.2729 | 99078.7631 | 16415.7645 | 905.4216 | 82060.2112 | 59376.5555 | 1562.4865 | 81815.9419 | 59238.0006 | 1538.9617 | 243.588 | 137.8736 | 22.8434 | 0.6813 | 1393115.256 | 1005128.358 | 26954.8712 | 1378049.101 | 996565.0469 | 25467.4458 | 14983.9057 | 8481.0624 | 1405.1762 | 82.2491 | 160665.5406 | 91299.5125 | 15810.6714 | 23.2702 | 17.1942 | 0.43538 | 159819.7791 | 90459.8271 | 14987.7448 | 822.4912 | 0.0040796 | 0.0029024 | 7.36e-05 | 0.17994 | 0.10238 | 0.017994 | 0.0012764 | 5000000 | scaled
177-941AE | 569509.132 | 565012.4521 | 0 | 4496.6799 | 99.21% | 0% | 0.7896% | 231246.4488 | 557808.9439 | 28677.9476 | 1698.5617 | 200869.9395 | 68297.3768 | 5297.5789 | 484213.9881 | 177 | 0.025296 | 0.016651 | 0.0066016 | 22514157.8773 | 69196.046 | 9475.9948 | 490837.0912 | 2735497.3201 | 374610.3985 | 19404050.1589 | 20315344.9846 | 2519400.4188 | 149221.1772 | 17646723.3947 | 1772326.1134 | 217001.2255 | 16831.9953 | 1538492.8926 |  | 294 | 177-941AE | 569509.132 | 338262.6832 | 11700.1881 | 565012.4521 | 333766.0032 | 7203.5081 | 0 | 0 | 0 | 4496.6799 | 69196.046 | 40518.0984 | 898.6692 | 69192.6624 | 40514.7147 | 895.2856 | 0 | 0 | 0 | 3.3836 | 490837.0912 | 289967.1517 | 6623.1031 | 490428.6097 | 289558.6703 | 6214.6216 | 0 | 0 | 0 | 408.4815 | 9475.9948 | 7777.4331 | 4178.4158 | 5391.1799 | 3692.6182 | 93.601 | 0 | 0 | 0 | 4084.8148 | 0.018956 | 0.010311 | 0.0002622 | 0 | 0 | 0 | 0.0063394 | 5000000 | scaled
177-955 | 2963405.855 | 2318246.781 | 641882.4257 | 3276.6486 | 78.23% | 21.66% | 0.1106% | 1533150.794 | 2878693.0663 | 149601.4012 | 254865.3584 | 1128684.034 | 274116.5759 | 529996.8159 | 2074579.6744 | 177 | 0.11726 | 0.066806 | 0.014584 | 25272526.011 | 277063.1141 | 585020.5269 | 2101322.214 | 2362850.4162 | 4989173.676 | 17920501.9188 | 21408952.75 | 2089037.3877 | 3558945.6934 | 15760969.6634 | 5808691.0647 | 553118.5397 | 1069439.3943 | 4186133.1308 |  | 295 | 177-955 | 2963405.855 | 1430255.061 | 84712.7888 | 2318246.781 | 1066121.208 | 24011.3456 | 641882.4257 | 360857.2053 | 57424.7946 | 3276.6486 | 277063.1141 | 127461.7129 | 2946.5382 | 275970.387 | 126846.3178 | 2846.5345 | 1090.2615 | 612.9296 | 97.5382 | 2.4656 | 2101322.214 | 972638.18 | 26742.5396 | 2041966.5 | 939138.9217 | 21161.3691 | 59058.0613 | 33201.6053 | 5283.5175 | 297.653 | 585020.5269 | 330155.1685 | 55023.711 | 309.894 | 135.9681 | 3.4421 | 581734.1029 | 327042.6704 | 52043.7389 | 2976.53 | 0.014615 | 0.0065842 | 0.0001668 | 0.098029 | 0.055608 | 0.009803 | 0.004614 | 5000000 | scaled
178-48 | 2395.0613 | 2189.6102 | 0 | 205.451 | 91.42% | 0% | 8.578% | 690.5396 | 2189.5436 | 60.7592 | 4.3316 | 625.4489 | 187.2239 | 7.5326 | 1994.7871 | 178 | 0.0008186 | 0.0005274 | 0.0003108 | 2925801.709 | 187.3785 | 194.2324 | 2013.4504 | 228901.1792 | 237273.8616 | 2459626.6675 | 3231933.3656 | 284371.1748 | 20273.1909 | 2927288.9993 | 661253.7831 | 56542.614 | 2274.8901 | 602436.2788 |  | 296 | 178-48 | 2395.0613 | 1704.5217 | 205.5177 | 2189.6102 | 1499.0706 | 0.066628 | 0 | 0 | 0 | 205.451 | 187.3785 | 126.6193 | 0.1546 | 187.2239 | 126.4647 | 0 | 0 | 0 | 0 | 0.1546 | 2013.4504 | 1388.0015 | 18.6633 | 1994.7871 | 1369.3382 | 0 | 0 | 0 | 0 | 18.6633 | 194.2324 | 189.9008 | 186.6998 | 7.5992 | 3.2676 | 0.066628 | 0 | 0 | 0 | 186.6331 | 0.0005136 | 0.0002224 | 5.8e-06 | 0 | 0 | 0 | 0.000305 | 5000000 | scaled
178-968AE | 47610.6019 | 43426.331 | 0 | 4184.2709 | 91.21% | 0% | 8.789% | 17874.1602 | 43317.8708 | 1694.8796 | 6222.4647 | 9956.8159 | 4259.0462 | 10853.4525 | 28205.3722 | 178 | 0.018466 | 0.011451 | 0.0059944 | 2578256.5958 | 4271.3505 | 14714.6363 | 28624.6151 | 231306.4154 | 796841.5965 | 1550108.5843 | 2596887.7057 | 246244.4055 | 904044.8268 | 1446598.4736 | 716123.5692 | 70409.8172 | 179427.4042 | 466286.3479 |  | 297 | 178-968AE | 47610.6019 | 29736.4417 | 4292.7311 | 43426.331 | 25552.1708 | 108.4602 | 0 | 0 | 0 | 4184.2709 | 4271.3505 | 2576.4709 | 12.3043 | 4268.202 | 2573.3224 | 9.1558 | 0 | 0 | 0 | 3.1485 | 28624.6151 | 18667.7992 | 419.243 | 28244.5131 | 18287.6972 | 39.1409 | 0 | 0 | 0 | 380.102 | 14714.6363 | 8492.1716 | 3861.1838 | 10913.6159 | 4691.1512 | 60.1635 | 0 | 0 | 0 | 3801.0204 | 0.012615 | 0.0055994 | 0.000143 | 0 | 0 | 0 | 0.0058514 | 5000000 | scaled
178-982 | 954.789 | 127.7852 | 0 | 827.0038 | 13.38% | 0% | 86.62% | 71.7552 | 126.4359 | 0.67732 | 68.6903 | 2.3876 | 1.464 | 119.8129 | 5.159 | 178 | 0.0033454 | 0.0021104 | 0.0011912 | 285403.5348 | 2.0863 | 872.418 | 80.2846 | 623.6349 | 260781.3862 | 23998.5138 | 418420.0976 | 3949.6003 | 400547.6835 | 13922.8141 | 695393.7517 | 8052.0329 | 658967.1888 | 28374.5307 |  | 298 | 178-982 | 954.789 | 883.0338 | 828.353 | 127.7852 | 56.03 | 1.3492 | 0 | 0 | 0 | 827.0038 | 2.0863 | 1.409 | 0.62229 | 1.464 | 0.78669 | 0 | 0 | 0 | 0 | 0.62229 | 80.2846 | 77.897 | 75.1256 | 5.159 | 2.7714 | 0 | 0 | 0 | 0 | 75.1256 | 872.418 | 803.7278 | 752.6052 | 121.1621 | 52.4719 | 1.3492 | 0 | 0 | 0 | 751.2559 | 0.0021782 | 0.0009432 | 2.4e-05 | 0 | 0 | 0 | 0.0011672 | 5000000 | scaled
178-983AE | 24306.4971 | 24141.654 | 0 | 164.8432 | 99.32% | 0% | 0.6782% | 16249.329 | 24119.5666 | 1075.4674 | 2.6822 | 15171.1794 | 1613.5325 | 4.6762 | 22501.3579 | 178 | 0.00085 | 0.0004972 | 0.0002348 | 28595878.9882 | 1616.1263 | 154.4676 | 22535.9033 | 1901325.0435 | 181726.5679 | 26512827.3765 | 16205084.8451 | 1072539.0817 | 2674.8643 | 15129870.8988 | 796126.8164 | 53258.688 | 154.3502 | 742713.7782 |  | 299 | 178-983AE | 24306.4971 | 8057.1682 | 186.9306 | 24141.654 | 7892.325 | 22.0874 | 0 | 0 | 0 | 164.8432 | 1616.1263 | 540.6589 | 2.5938 | 1616.0022 | 540.5349 | 2.4698 | 0 | 0 | 0 | 0.12404 | 22535.9033 | 7364.7239 | 34.5454 | 22520.9288 | 7349.7494 | 19.5709 | 0 | 0 | 0 | 14.9745 | 154.4676 | 151.7854 | 149.7914 | 4.7229 | 2.0408 | 0.046716 | 0 | 0 | 0 | 149.7447 | 0.000622 | 0.0002692 | 6.8e-06 | 0 | 0 | 0 | 0.000228 | 5000000 | scaled
180-1156 | 1321.9335 | 688.451 | 0 | 633.4825 | 52.08% | 0% | 47.92% | 445.9276 | 686.1942 | 53.7111 | 55.5929 | 336.6236 | 76.0226 | 150.6505 | 459.5211 | 180 | 0.00285 | 0.001913 | 0.000925 | 463836.3204 | 76.5252 | 728.2084 | 517.1999 | 26850.9649 | 255511.7178 | 181473.6378 | 457922.6091 | 55155.9058 | 57088.28 | 345678.4235 | 687285.7882 | 76143.5024 | 150890.1737 | 460252.1123 |  | 300 | 180-1156 | 1321.9335 | 876.006 | 635.7394 | 688.451 | 242.5235 | 2.2569 | 0 | 0 | 0 | 633.4825 | 76.5252 | 22.8141 | 0.50269 | 76.0486 | 22.3374 | 0.026012 | 0 | 0 | 0 | 0.47668 | 517.1999 | 180.5763 | 57.6788 | 459.6539 | 123.0303 | 0.1328 | 0 | 0 | 0 | 57.546 | 728.2084 | 672.6155 | 577.5579 | 152.7486 | 97.1557 | 2.098 | 0 | 0 | 0 | 575.4598 | 0.001951 | 0.001014 | 2.6e-05 | 0 | 0 | 0 | 0.000899 | 5000000 | scaled
180-13 | 4684.3077 | 3891.8824 | 0 | 792.4253 | 83.08% | 0% | 16.92% | 2264.8994 | 3849.8351 | 250.754 | 384.6732 | 1629.4723 | 424.2721 | 711.5791 | 2713.9839 | 180 | 0.0036268 | 0.0022496 | 0.0011732 | 1291581.4715 | 429.6472 | 1439.595 | 2815.0654 | 118464.554 | 396932.5642 | 776184.3534 | 1075483.7616 | 119070.1025 | 182661.4247 | 773752.2345 | 711279.0207 | 78386.6938 | 131468.2986 | 501424.0284 |  | 301 | 180-13 | 4684.3077 | 2419.4083 | 834.4725 | 3891.8824 | 1626.983 | 42.0473 | 0 | 0 | 0 | 792.4253 | 429.6472 | 178.8933 | 5.3751 | 429.051 | 178.297 | 4.7789 | 0 | 0 | 0 | 0.59627 | 2815.0654 | 1185.5931 | 101.0815 | 2743.081 | 1113.6087 | 29.097 | 0 | 0 | 0 | 71.9845 | 1439.595 | 1054.9218 | 728.0159 | 719.7505 | 335.0773 | 8.1714 | 0 | 0 | 0 | 719.8446 | 0.0024814 | 0.0011042 | 2.78e-05 | 0 | 0 | 0 | 0.0011454 | 5000000 | scaled
181-49 | 64766.387 | 5259.6933 | 59258.4581 | 248.2355 | 8.121% | 91.5% | 0.3833% | 29322.497 | 59378.9302 | 230.0318 | 23803.3964 | 5289.0688 | 397.0086 | 49395.2135 | 9586.708 | 181 | 0.078852 | 0.044804 | 0.0081764 | 821368.5288 | 405.1391 | 54307.487 | 10053.7609 | 5137.9814 | 688728.5638 | 127501.9835 | 791080.5628 | 6205.9398 | 642182.8334 | 142691.7893 | 658903.2809 | 4405.4394 | 548118.1316 | 106379.7098 |  | 302 | 181-49 | 64766.387 | 35443.89 | 5387.4568 | 5259.6933 | 2013.4113 | 0.30612 | 59258.4581 | 33182.2431 | 5138.9151 | 248.2355 | 405.1391 | 175.1073 | 8.1305 | 313.3512 | 123.6278 | 0 | 91.6011 | 51.2928 | 7.9437 | 0.18679 | 10053.7609 | 4764.6921 | 467.0529 | 4905.5061 | 1871.9631 | 0 | 5125.7049 | 2870.1791 | 444.503 | 22.5499 | 54307.487 | 30504.0906 | 4912.2734 | 40.836 | 17.8204 | 0.30612 | 54041.1521 | 30260.7713 | 4686.4684 | 225.4989 | 0.0003466 | 0.0001738 | 4.6e-06 | 0.078148 | 0.044274 | 0.0078148 | 0.000357 | 5000000 | scaled
181-53F | 294622.8915 | 49952.934 | 243695.4369 | 974.5205 | 16.95% | 82.71% | 0.3308% | 115560.1685 | 272107.9618 | 682.6608 | 100257.7165 | 14619.7913 | 3267.0627 | 207362.7038 | 61478.1952 | 181 | 0.081527 | 0.046572 | 0.0091526 | 3613798.7261 | 3326.6319 | 227578.9728 | 63717.2868 | 40803.9519 | 2791448.4099 | 781546.3646 | 3844841.4075 | 22713.0365 | 3335708.3572 | 486420.0156 | 2459949.0582 | 29535.3643 | 1874629.7784 | 555783.9157 |  | 303 | 181-53F | 294622.8915 | 179062.723 | 22514.9297 | 49952.934 | 41607.8419 | 418.9869 | 243695.4369 | 136480.3605 | 21121.4223 | 974.5205 | 3326.6319 | 2643.9712 | 59.5693 | 2990.9136 | 2455.6313 | 29.8023 | 334.9851 | 187.6066 | 29.0336 | 0.7333 | 63717.2868 | 49097.4955 | 2239.0915 | 42840.8273 | 37366.7955 | 348.8463 | 20787.9333 | 11642.1738 | 1801.7191 | 88.5261 | 227578.9728 | 127321.2563 | 20216.269 | 4121.1931 | 1785.4151 | 40.3382 | 222572.5185 | 124650.5801 | 19290.6696 | 885.2611 | 0.0026156 | 0.0012702 | 3.24e-05 | 0.077546 | 0.043936 | 0.0077546 | 0.0013656 | 5000000 | scaled
181-54F | 2723.6374 | 804.5027 | 1062.7067 | 856.4279 | 29.54% | 39.02% | 31.44% | 794.8123 | 1796.2902 | 32.6328 | 376.9783 | 385.2012 | 70.5448 | 788.2027 | 937.5428 | 181 | 0.01856 | 0.010874 | 0.002689 | 146750.865 | 71.3883 | 1622.3069 | 1029.9422 | 3846.4326 | 87410.6586 | 55493.7738 | 177376.2711 | 7282.577 | 84129.3062 | 85964.388 | 344866.9128 | 13543.7814 | 151325.7831 | 179997.3484 |  | 304 | 181-54F | 2723.6374 | 1928.825 | 927.3471 | 804.5027 | 485.3025 | 0.054413 | 1062.7067 | 587.0946 | 70.8648 | 856.4279 | 71.3883 | 38.7555 | 0.84347 | 67.7591 | 36.4621 | 0 | 2.9847 | 1.6489 | 0.19903 | 0.64443 | 1029.9422 | 644.741 | 92.3995 | 733.1836 | 445.9776 | 0 | 218.9601 | 120.965 | 14.601 | 77.7985 | 1622.3069 | 1245.3285 | 834.1042 | 3.56 | 2.8629 | 0.054413 | 840.7619 | 464.4807 | 56.0648 | 777.985 | 0.0029286 | 0.001467 | 3.72e-05 | 0.014421 | 0.0081976 | 0.0014422 | 0.0012096 | 5000000 | scaled
182-2240F | 11917198.91 | 11236831.99 | 673429.9826 | 6936.9329 | 94.29% | 5.651% | 0.05821% | 3853560.8 | 11693792.1948 | 675425.836 | 282854.3929 | 2895280.568 | 2097095.2513 | 619695.7603 | 8977001.1794 | 182 | 0.1455 | 0.090404 | 0.020162 | 81902670.366 | 2126949.586 | 681705.2862 | 9108544.034 | 14617768.1637 | 4685118.0184 | 62599784.1577 | 89195787.2346 | 15633628.8143 | 6547040.9206 | 67015117.428 | 11080473.123 | 1987106.251 | 587193.795 | 8506173.0734 |  | 305 | 182-2240F | 11917198.91 | 8063638.11 | 223406.7152 | 11236831.99 | 7678108.568 | 156288.69 | 673429.9826 | 378592.6084 | 60181.0923 | 6936.9329 | 2126949.586 | 1451523.75 | 29854.3347 | 2125995.829 | 1450985.276 | 29764.3488 | 948.5377 | 533.2542 | 84.7661 | 5.2198 | 9108544.034 | 6213263.466 | 131542.8546 | 9044469.159 | 6176965.606 | 125242.9595 | 63444.7191 | 35667.7046 | 5669.7394 | 630.1557 | 681705.2862 | 398850.8933 | 62009.5259 | 66367.0031 | 50157.6864 | 1281.3817 | 609036.7258 | 342391.6496 | 54426.5868 | 6301.5573 | 0.038653 | 0.025539 | 0.0006484 | 0.097041 | 0.055055 | 0.0097042 | 0.0098096 | 5000000 | scaled
182-2250 | 1939213.172 | 1934190.457 | 4123.3262 | 899.3889 | 99.74% | 0.2126% | 0.04638% | 1113891.1162 | 1919269.7836 | 57606.4038 | 1632.6222 | 1054652.0907 | 99047.1807 | 3388.0366 | 1816834.5667 | 182 | 0.10496 | 0.05956 | 0.011254 | 18476298.5533 | 99984.4208 | 4535.6136 | 1834693.138 | 952624.5157 | 43214.0998 | 17480459.9416 | 13857032.0216 | 716635.3785 | 20310.152 | 13120086.4967 | 1772052.5697 | 91449.786 | 3128.1579 | 1677474.6261 |  | 306 | 182-2250 | 1939213.172 | 825322.0558 | 19943.3884 | 1934190.457 | 822106.4813 | 18675.0731 | 4123.3262 | 2316.1855 | 368.9264 | 899.3889 | 99984.4208 | 42378.017 | 937.2401 | 99978.6483 | 42374.4779 | 936.1074 | 5.0957 | 2.8624 | 0.45592 | 0.67676 | 1834693.138 | 780041.0473 | 17858.5713 | 1834184.214 | 779719.3635 | 17738.6453 | 427.2228 | 239.9828 | 38.2249 | 81.7011 | 4535.6136 | 2902.9914 | 1147.577 | 27.5948 | 12.64 | 0.32039 | 3691.0077 | 2073.3404 | 330.2456 | 817.011 | 0.0045462 | 0.0020888 | 5.26e-05 | 0.099121 | 0.056181 | 0.009912 | 0.0012898 | 5000000 | scaled
182-2252R | 4229944.572 | 4196758.165 | 30693.8966 | 2492.511 | 99.22% | 0.7256% | 0.05893% | 2158076.004 | 4157266.4306 | 114576.6817 | 12274.6483 | 2031224.674 | 219801.2344 | 25437.7172 | 3912027.4795 | 182 | 0.11307 | 0.06457 | 0.013548 | 37409566.4679 | 223345.6764 | 30175.444 | 3976423.452 | 1975265.8184 | 266871.1751 | 35167429.4781 | 32087269.4046 | 1703578.9501 | 182505.1327 | 30201185.322 | 5364650.6665 | 283637.5436 | 32825.5282 | 5048187.5953 |  | 307 | 182-2252R | 4229944.572 | 2071868.568 | 72678.1414 | 4196758.165 | 2052143.849 | 67440.1045 | 30693.8966 | 17232.2079 | 2745.5259 | 2492.511 | 223345.6764 | 108768.9947 | 3544.442 | 223301.1022 | 108743.1472 | 3538.7471 | 42.6987 | 23.972 | 3.8193 | 1.8755 | 3976423.452 | 1945198.778 | 64395.9725 | 3973160.53 | 1943267.6 | 63897.9404 | 3036.5007 | 1704.7562 | 271.6107 | 226.4214 | 30175.444 | 17900.7957 | 4737.7268 | 296.5327 | 133.1019 | 3.417 | 27614.6973 | 15503.4798 | 2470.0958 | 2264.2141 | 0.010686 | 0.0050384 | 0.0001286 | 0.098852 | 0.055998 | 0.0098852 | 0.0035338 | 5000000 | scaled
182-2254R | 655800.9495 | 650138.7556 | 4993.8178 | 668.376 | 99.14% | 0.7615% | 0.1019% | 159824.3094 | 652644.7149 | 8821.083 | 1887.771 | 149115.4554 | 36021.768 | 3924.5185 | 612698.4283 | 182 | 0.10223 | 0.058683 | 0.010868 | 6415144.2329 | 36152.2663 | 4915.9872 | 614732.6959 | 353646.946 | 48088.9318 | 6013408.3549 | 8451794.2181 | 466474.5854 | 99828.6914 | 7885490.9401 | 290404.7186 | 16028.4626 | 1746.2774 | 272629.9787 |  | 308 | 182-2254R | 655800.9495 | 495976.6401 | 3156.2346 | 650138.7556 | 492503.7213 | 2041.183 | 4993.8178 | 2804.5428 | 446.6756 | 668.376 | 36152.2663 | 27331.1833 | 130.4984 | 36144.1416 | 27326.4 | 129.3137 | 7.6218 | 4.2804 | 0.68173 | 0.50293 | 614732.6959 | 465617.2405 | 2034.2676 | 613979.7169 | 465167.7477 | 1911.6318 | 692.2633 | 388.7771 | 61.92 | 60.7157 | 4915.9872 | 3028.2163 | 991.4687 | 14.8971 | 9.5736 | 0.23743 | 4293.9328 | 2411.4853 | 384.0739 | 607.1574 | 0.0024736 | 0.0017506 | 4.44e-05 | 0.09881 | 0.055989 | 0.009881 | 0.000943 | 5000000 | scaled
183-439 | 316477.7532 | 209604.2625 | 106028.0211 | 845.4696 | 66.23% | 33.5% | 0.2671% | 169027.24 | 301815.3686 | 7706.7238 | 43314.845 | 118005.6713 | 12980.489 | 90357.6491 | 198477.2306 | 183 | 0.018422 | 0.010565 | 0.0026192 | 17179150.8723 | 13367.7352 | 97581.062 | 205528.9561 | 725631.8572 | 5296927.7269 | 11156591.292 | 13955980.1995 | 636316.8687 | 3576353.2478 | 9743310.0856 | 5598039.3441 | 240760.7287 | 1675944.0611 | 3681334.5556 |  | 309 | 183-439 | 316477.7532 | 147450.5132 | 14662.3846 | 209604.2625 | 88011.5002 | 6745.5975 | 106028.0211 | 58593.5435 | 7071.3175 | 845.4696 | 13367.7352 | 5661.0114 | 387.2462 | 13208.5183 | 5572.7399 | 376.0338 | 158.5807 | 87.6354 | 10.5762 | 0.63619 | 205528.9561 | 87523.2848 | 7051.7255 | 196371.1681 | 82428.1188 | 6369.2851 | 9080.985 | 5018.3629 | 605.6373 | 76.803 | 97581.062 | 54266.217 | 7223.4129 | 24.5762 | 10.6414 | 0.27851 | 96788.4554 | 53487.5452 | 6455.104 | 768.0304 | 0.0030348 | 0.0013146 | 3.38e-05 | 0.014224 | 0.0080878 | 0.0014224 | 0.001163 | 5000000 | scaled
183-440 | 471201.4781 | 350429.5219 | 118592.208 | 2179.7482 | 74.37% | 25.17% | 0.4626% | 234041.4586 | 458093.4841 | 11456.3262 | 48995.4383 | 173589.6941 | 21942.9242 | 102472.554 | 333678.006 | 183 | 0.025335 | 0.014846 | 0.004589 | 18598541.0966 | 22160.7274 | 111706.0563 | 337334.6945 | 874694.1974 | 4409089.9019 | 13314757.0001 | 15974889.8342 | 781970.6404 | 3344265.3006 | 11848653.8931 | 2856394.4193 | 136822.8284 | 638956.9851 | 2080614.6062 |  | 310 | 183-440 | 471201.4781 | 237160.0195 | 13107.994 | 350429.5219 | 169334.2654 | 3020.3164 | 118592.208 | 65646.0059 | 7907.9294 | 2179.7482 | 22160.7274 | 10704.4011 | 217.8032 | 21996.0265 | 10612.4997 | 205.2898 | 163.0607 | 90.2612 | 10.8732 | 1.6402 | 337334.6945 | 163745.0004 | 3656.6885 | 327242.6096 | 158070.1846 | 2798.925 | 9894.0751 | 5476.806 | 659.7537 | 198.0098 | 111706.0563 | 62710.618 | 9233.5023 | 1190.8859 | 651.5812 | 16.1015 | 108535.0722 | 60078.9386 | 7237.3025 | 1980.0982 | 0.0080636 | 0.0036858 | 9.34e-05 | 0.014196 | 0.008084 | 0.0014196 | 0.003076 | 5000000 | scaled
185-40AE | 24177.5129 | 10855.0355 | 13213.0712 | 109.4062 | 44.9% | 54.65% | 0.4525% | 11665.5808 | 22679.8883 | 723.029 | 4731.0424 | 6211.5094 | 1325.7246 | 9910.7487 | 11443.415 | 185 | 0.014972 | 0.0086234 | 0.0015848 | 1614805.4373 | 1390.6536 | 10711.0222 | 12075.837 | 92881.1444 | 715384.4574 | 806539.836 | 1450927.9588 | 89928.0573 | 588432.0527 | 772567.849 | 944992.8231 | 55238.3764 | 412946.7602 | 476807.6866 |  | 311 | 185-40AE | 24177.5129 | 12511.9322 | 1497.6246 | 10855.0355 | 5099.2395 | 507.1622 | 13213.0712 | 7303.2864 | 881.0562 | 109.4062 | 1390.6536 | 667.6246 | 64.9291 | 1366.8946 | 654.4554 | 63.268 | 23.6768 | 13.0869 | 1.5788 | 0.082325 | 12075.837 | 5864.3276 | 632.422 | 9357.1067 | 4357.1534 | 441.8595 | 2708.7918 | 1497.2357 | 180.624 | 9.9385 | 10711.0222 | 5979.9799 | 800.2735 | 131.0342 | 87.6307 | 2.0347 | 10480.6027 | 5792.9638 | 698.8534 | 99.3854 | 0.0005264 | 0.000345 | 8.8e-06 | 0.0143 | 0.0081324 | 0.00143 | 0.000146 | 5000000 | scaled
185-51F | 1723970.741 | 1584784.28 | 133165.1506 | 6021.3105 | 91.93% | 7.724% | 0.3493% | 758346.8308 | 1695274.6881 | 60063.9093 | 55760.4644 | 642522.4577 | 133877.4359 | 116262.4094 | 1445134.8434 | 185 | 0.048222 | 0.029844 | 0.010266 | 35751006.6236 | 135095.1378 | 129879.9327 | 1458995.671 | 2801548.2232 | 2693397.4132 | 30256060.9976 | 32355496.5521 | 2562676.5116 | 2379066.4628 | 27413753.6025 | 2795251.5956 | 220743.6464 | 191699.1314 | 2382808.8186 |  | 312 | 185-51F | 1723970.741 | 965623.9102 | 28696.0529 | 1584784.28 | 886023.8049 | 13790.8129 | 133165.1506 | 73578.7948 | 8883.9295 | 6021.3105 | 135095.1378 | 75031.2285 | 1217.7019 | 134899.5075 | 74921.1079 | 1200.4221 | 191.0995 | 105.5897 | 12.7489 | 4.5308 | 1458995.671 | 816473.2133 | 13860.8276 | 1447033.84 | 809619.0952 | 12552.3216 | 11414.8512 | 6307.1381 | 761.5261 | 546.98 | 129879.9327 | 74119.4683 | 13617.5233 | 2850.9332 | 1483.6017 | 38.0692 | 121559.1998 | 67166.067 | 8109.6545 | 5469.7997 | 0.025513 | 0.013262 | 0.0003356 | 0.014198 | 0.0080716 | 0.0014198 | 0.0085106 | 5000000 | scaled
185-52F | 1998.573 | 5.8373 | 1920.5971 | 72.1386 | 0.2921% | 96.1% | 3.61% | 861.3598 | 1798.3702 | 3.5241 | 694.3183 | 163.5174 | 7.7309 | 1447.6976 | 342.9418 | 185 | 0.014577 | 0.0083084 | 0.0015356 | 137108.3128 | 8.2728 | 1616.6374 | 373.6628 | 567.5373 | 110906.3455 | 25634.4301 | 136875.1189 | 560.0046 | 110331.242 | 25983.8724 | 130374.3277 | 560.4586 | 104952.0248 | 24861.8443 |  | 313 | 185-52F | 1998.573 | 1137.2132 | 200.2028 | 5.8373 | 4.1489 | 0.0029612 | 1920.5971 | 1060.9258 | 128.0613 | 72.1386 | 8.2728 | 4.7486 | 0.54186 | 0.9061 | 0.65504 | 0 | 7.3124 | 4.0393 | 0.48757 | 0.054282 | 373.6628 | 210.1454 | 30.7211 | 4.651 | 3.3724 | 0 | 362.4587 | 200.2199 | 24.168 | 6.5531 | 1616.6374 | 922.3192 | 168.9399 | 0.28021 | 0.12141 | 0.0029612 | 1550.826 | 856.6666 | 103.4057 | 65.5312 | 0.0001514 | 6.56e-05 | 1.6e-06 | 0.014324 | 0.0081412 | 0.0014324 | 0.0001016 | 5000000 | scaled
186-940R | 708016.0499 | 192782.5361 | 513154.713 | 2078.8008 | 27.23% | 72.48% | 0.2936% | 328153.3854 | 663455.1843 | 10978.1848 | 210096.6732 | 107078.5274 | 20727.5823 | 437767.8612 | 204959.7407 | 186 | 0.051585 | 0.029806 | 0.0071678 | 13725124.7427 | 20942.5759 | 477254.0347 | 209819.4392 | 405978.745 | 9251726.9363 | 4067419.0604 | 12744417.7554 | 426357.2439 | 8159476.3041 | 4158584.2064 | 6216812.0804 | 194224.8509 | 4102041.2416 | 1920545.9875 |  | 314 | 186-940R | 708016.0499 | 379862.6645 | 44560.8656 | 192782.5361 | 91306.6389 | 1398.3743 | 513154.713 | 286477.2248 | 41083.6906 | 2078.8008 | 20942.5759 | 9964.3912 | 214.9936 | 20237.8933 | 9570.2993 | 157.137 | 703.1184 | 392.5276 | 56.2924 | 1.5642 | 209819.4392 | 102740.9118 | 4859.6985 | 165608.734 | 77976.1274 | 1146.4233 | 44021.8655 | 24575.9447 | 3524.4355 | 188.8397 | 477254.0347 | 267157.3615 | 39486.1735 | 6935.9087 | 3760.2122 | 94.814 | 468429.7291 | 261508.7525 | 37502.9627 | 1888.3968 | 0.0070982 | 0.0032878 | 8.36e-05 | 0.041559 | 0.02359 | 0.0041558 | 0.0029284 | 5000000 | scaled
188-11F | 2209344.026 | 2206186.722 | 0 | 3157.3034 | 99.86% | 0% | 0.1429% | 1251682.0251 | 2189635.2623 | 119647.9003 | 968.5399 | 1131065.585 | 209293.9593 | 1690.6347 | 1978650.6683 | 188 | 0.019333 | 0.011016 | 0.0046446 | 114277203.2566 | 210929.3363 | 4577.3598 | 1993837.33 | 10910213.3273 | 236761.6244 | 103130228.3119 | 86932154.5451 | 8309817.9472 | 67267.2954 | 78555069.3101 | 4243371.5928 | 405598.1637 | 3276.3409 | 3834497.0885 |  | 315 | 188-11F | 2209344.026 | 957662.0009 | 19708.7637 | 2206186.722 | 954504.6975 | 16551.4603 | 0 | 0 | 0 | 3157.3034 | 210929.3363 | 91281.436 | 1635.377 | 210926.9605 | 91279.0603 | 1633.0012 | 0 | 0 | 0 | 2.3758 | 1993837.33 | 862771.745 | 15186.6617 | 1993550.518 | 862484.9334 | 14899.85 | 0 | 0 | 0 | 286.8116 | 4577.3598 | 3608.8199 | 2886.7251 | 1709.2438 | 740.7038 | 18.609 | 0 | 0 | 0 | 2868.116 | 0.014855 | 0.0065382 | 0.0001666 | 0 | 0 | 0 | 0.004478 | 5000000 | scaled
188-12F | 374.4512 | 227.4308 | 0 | 147.0204 | 60.74% | 0% | 39.26% | 102.6863 | 227.3808 | 14.5296 | 1.8141 | 86.3426 | 31.6396 | 3.9402 | 191.801 | 188 | 0.0006558 | 0.0004804 | 0.0002088 | 570983.8841 | 31.7502 | 137.5446 | 205.1565 | 48414.4482 | 209735.5616 | 312833.8744 | 565705.4444 | 80044.6256 | 9993.9264 | 475666.8926 | 704360.1408 | 98010.2389 | 12205.7507 | 594144.1511 |  | 316 | 188-12F | 374.4512 | 271.7649 | 147.0704 | 227.4308 | 124.7445 | 0.049971 | 0 | 0 | 0 | 147.0204 | 31.7502 | 17.2206 | 0.11063 | 31.6396 | 17.1099 | 0 | 0 | 0 | 0 | 0.11063 | 205.1565 | 118.8138 | 13.3554 | 191.801 | 105.4584 | 0 | 0 | 0 | 0 | 13.3554 | 137.5446 | 135.7305 | 133.6043 | 3.9902 | 2.1761 | 0.049971 | 0 | 0 | 0 | 133.5544 | 0.000454 | 0.0002786 | 7e-06 | 0 | 0 | 0 | 0.0002018 | 5000000 | scaled
189-645 | 13588.1421 | 12535.9707 | 0 | 1052.1714 | 92.26% | 0% | 7.743% | 7600.8448 | 12477.7276 | 427.4919 | 4527.8267 | 2645.5262 | 680.2218 | 7652.8421 | 4144.6637 | 189 | 0.0052774 | 0.0031614 | 0.0015852 | 2574779.6491 | 682.6776 | 8656.6937 | 4248.7708 | 129358.6928 | 1640333.0665 | 805087.8901 | 1893875.2926 | 106516.6172 | 1128182.3691 | 659176.3068 | 700488.6084 | 38187.0508 | 429623.7954 | 232677.7622 |  | 317 | 189-645 | 13588.1421 | 5987.2973 | 1110.4145 | 12535.9707 | 4935.1259 | 58.2431 | 0 | 0 | 0 | 1052.1714 | 682.6776 | 255.1857 | 2.4558 | 681.8858 | 254.394 | 1.664 | 0 | 0 | 0 | 0.79173 | 4248.7708 | 1603.2446 | 104.1071 | 4153.1909 | 1507.6646 | 8.5271 | 0 | 0 | 0 | 95.58 | 8656.6937 | 4128.8671 | 1003.8517 | 7700.894 | 3173.0673 | 48.0519 | 0 | 0 | 0 | 955.7997 | 0.0037328 | 0.0016168 | 4.06e-05 | 0 | 0 | 0 | 0.0015446 | 5000000 | scaled
189-750 | 1724.8402 | 1521.4026 | 0 | 203.4376 | 88.21% | 0% | 11.79% | 457.0292 | 1494.8701 | 0.77288 | 452.3116 | 3.9447 | 2.1657 | 1481.652 | 11.0524 | 189 | 0.001013 | 0.0007658 | 0.000305 | 1702705.0197 | 2.3188 | 1692.9885 | 29.5328 | 2289.0519 | 1671262.1382 | 29153.8298 | 1655538.0243 | 2799.6859 | 1638449.264 | 14289.0764 | 754000.1833 | 1092.376 | 747333.0597 | 5574.7476 |  | 318 | 189-750 | 1724.8402 | 1267.811 | 229.9701 | 1521.4026 | 1064.3734 | 26.5324 | 0 | 0 | 0 | 203.4376 | 2.3188 | 1.5459 | 0.15308 | 2.1657 | 1.3928 | 0 | 0 | 0 | 0 | 0.15308 | 29.5328 | 25.5882 | 18.4804 | 11.0524 | 7.1078 | 0 | 0 | 0 | 0 | 18.4804 | 1692.9885 | 1240.6769 | 211.3366 | 1508.1844 | 1055.8728 | 26.5324 | 0 | 0 | 0 | 184.8041 | 0.0007198 | 0.0004726 | 1.18e-05 | 0 | 0 | 0 | 0.0002932 | 5000000 | scaled
189-782F | 270400.0684 | 176793.9415 | 92115.4347 | 1490.6923 | 65.38% | 34.07% | 0.5513% | 139841.0451 | 259538.4066 | 18347.8331 | 37556.3653 | 83936.8467 | 32311.2031 | 78193.8428 | 149033.3608 | 189 | 0.052115 | 0.029514 | 0.0064484 | 5188486.8657 | 32684.32 | 86328.246 | 151387.5025 | 627152.8184 | 1656482.4593 | 2904851.589 | 4423600.2772 | 580398.12 | 1188022.7866 | 2655179.3705 | 1684396.4022 | 209698.7301 | 507475.6727 | 967221.9998 |  | 319 | 189-782F | 270400.0684 | 130559.0233 | 10861.6618 | 176793.9415 | 77601.8593 | 1985.678 | 92115.4347 | 51466.4718 | 7385.2915 | 1490.6923 | 32684.32 | 14336.4869 | 373.1169 | 32561.803 | 14267.5395 | 362.2624 | 121.3953 | 67.8257 | 9.7328 | 1.1217 | 151387.5025 | 67450.6558 | 2354.1417 | 143762.3528 | 63130.5975 | 1618.242 | 7489.7342 | 4184.6428 | 600.4843 | 135.4155 | 86328.246 | 48771.8806 | 8134.4031 | 469.7857 | 203.7222 | 5.1737 | 84504.3052 | 47214.0033 | 6775.0744 | 1354.1551 | 0.0073756 | 0.0031934 | 8.06e-05 | 0.042636 | 0.024217 | 0.0042636 | 0.0021042 | 5000000 | scaled
189-783F | 1922.0286 | 1631.3444 | 0 | 290.6842 | 84.88% | 0% | 15.12% | 762.4069 | 1609.7794 | 7.647 | 715.7582 | 39.0017 | 16.3409 | 1510.1017 | 83.3368 | 189 | 0.0013618 | 0.0008818 | 0.0004202 | 1411388.3169 | 16.7106 | 1794.8048 | 110.5132 | 12270.9477 | 1317965.0742 | 81152.2947 | 1315062.0254 | 13190.2522 | 1234598.5171 | 67273.2553 | 743096.6318 | 7543.1853 | 697084.026 | 38469.4204 |  | 320 | 189-783F | 1922.0286 | 1159.6217 | 312.2492 | 1631.3444 | 868.9375 | 21.565 | 0 | 0 | 0 | 290.6842 | 16.7106 | 9.0635 | 0.36968 | 16.4918 | 8.8448 | 0.15095 | 0 | 0 | 0 | 0.21873 | 110.5132 | 71.5115 | 27.1764 | 84.1072 | 45.1056 | 0.77046 | 0 | 0 | 0 | 26.4059 | 1794.8048 | 1079.0466 | 284.7031 | 1530.7453 | 814.9871 | 20.6436 | 0 | 0 | 0 | 264.0595 | 0.0009536 | 0.0004736 | 1.2e-05 | 0 | 0 | 0 | 0.0004082 | 5000000 | scaled
190-1122F | 22262.3253 | 21987.8912 | 0 | 274.4341 | 98.77% | 0% | 1.233% | 12483.4134 | 21869.7429 | 912.5197 | 2.0195 | 11568.8742 | 1596.2234 | 3.5193 | 20270.0001 | 190 | 0.001452 | 0.0008498 | 0.000402 | 15332179.9656 | 1606.1384 | 252.8558 | 20403.3311 | 1106155.9201 | 174143.0961 | 14051880.9435 | 11507309.8764 | 841167.9188 | 1861.5732 | 10664280.3764 | 976573.1993 | 71277.8837 | 157.1533 | 905138.1618 |  | 321 | 190-1122F | 22262.3253 | 9778.9119 | 392.5824 | 21987.8912 | 9504.4778 | 118.1483 | 0 | 0 | 0 | 274.4341 | 1606.1384 | 693.6187 | 9.915 | 1605.9319 | 693.4122 | 9.7085 | 0 | 0 | 0 | 0.2065 | 20403.3311 | 8834.4569 | 133.331 | 20378.4014 | 8809.5271 | 108.4012 | 0 | 0 | 0 | 24.9298 | 252.8558 | 250.8363 | 249.3364 | 3.558 | 1.5385 | 0.038601 | 0 | 0 | 0 | 249.2978 | 0.0010618 | 0.0004596 | 1.18e-05 | 0 | 0 | 0 | 0.0003902 | 5000000 | scaled
190-1125F | 1331.4132 | 1299.0141 | 0 | 32.3992 | 97.57% | 0% | 2.433% | 698.2573 | 1299.0104 | 50.5363 | 0.063232 | 647.6578 | 103.5484 | 0.23922 | 1195.2227 | 190 | 0.0001574 | 0.0001316 | 5.24e-05 | 8458788.0813 | 103.5728 | 29.6746 | 1198.1659 | 658022.6633 | 188529.6792 | 7612235.7433 | 4811215.4255 | 348210.9645 | 435.6869 | 4462568.7795 | 618375.7956 | 49292.7686 | 113.8791 | 568969.1482 |  | 322 | 190-1125F | 1331.4132 | 633.1559 | 32.4029 | 1299.0141 | 600.7568 | 0.0037016 | 0 | 0 | 0 | 32.3992 | 103.5728 | 53.0365 | 0.024379 | 103.5484 | 53.0121 | 0 | 0 | 0 | 0 | 0.024379 | 1198.1659 | 550.5081 | 2.9432 | 1195.2227 | 547.5649 | 0 | 0 | 0 | 0 | 2.9432 | 29.6746 | 29.6113 | 29.4353 | 0.24293 | 0.17969 | 0.0037016 | 0 | 0 | 0 | 29.4316 | 0.000107 | 8.12e-05 | 2e-06 | 0 | 0 | 0 | 5.04e-05 | 5000000 | scaled
190-1868R | 12069.8746 | 11788.3225 | 0 | 281.5521 | 97.67% | 0% | 2.333% | 5442.0963 | 11629.529 | 138.3095 | 4551.1791 | 752.6078 | 274.9684 | 9858.6456 | 1495.9151 | 190 | 0.0015928 | 0.0010274 | 0.0004018 | 7577771.6035 | 279.4895 | 10245.4334 | 1544.9517 | 175470.5536 | 6432341.4051 | 969959.6421 | 6451020.3543 | 163951.032 | 5394933.6958 | 892135.6213 | 1095932.2725 | 25912.2021 | 929049.4756 | 140970.5945 |  | 323 | 190-1868R | 12069.8746 | 6627.7783 | 440.3456 | 11788.3225 | 6346.2262 | 158.7935 | 0 | 0 | 0 | 281.5521 | 279.4895 | 141.18 | 4.5211 | 279.2776 | 140.9682 | 4.3093 | 0 | 0 | 0 | 0.21186 | 1544.9517 | 792.344 | 49.0366 | 1519.3753 | 766.7676 | 23.4602 | 0 | 0 | 0 | 25.5764 | 10245.4334 | 5694.2543 | 386.7878 | 9989.6695 | 5438.4905 | 131.024 | 0 | 0 | 0 | 255.7639 | 0.0012072 | 0.0006418 | 1.62e-05 | 0 | 0 | 0 | 0.0003856 | 5000000 | scaled
191-1050R | 34116.3546 | 30386.4377 | 0 | 3729.9169 | 89.07% | 0% | 10.93% | 16180.2042 | 30199.2129 | 1538.7299 | 599.7547 | 14041.7196 | 2855.5516 | 1204.5786 | 26139.0828 | 191 | 0.014785 | 0.009471 | 0.0053866 | 2307466.5618 | 2876.0856 | 4610.5478 | 26629.7212 | 194524.6361 | 311835.3343 | 1801106.5917 | 1893796.9011 | 180099.2005 | 70197.7307 | 1643499.9696 | 727201.149 | 68762.0692 | 29006.416 | 629432.6638 |  | 324 | 191-1050R | 34116.3546 | 17936.1505 | 3917.1417 | 30386.4377 | 14206.2336 | 187.2248 | 0 | 0 | 0 | 3729.9169 | 2876.0856 | 1337.3558 | 20.5341 | 2873.279 | 1334.5492 | 17.7275 | 0 | 0 | 0 | 2.8066 | 26629.7212 | 12588.0016 | 490.6384 | 26290.893 | 12249.1734 | 151.8102 | 0 | 0 | 0 | 338.8282 | 4610.5478 | 4010.7931 | 3405.9692 | 1222.2657 | 622.511 | 17.6872 | 0 | 0 | 0 | 3388.282 | 0.0095052 | 0.004191 | 0.0001066 | 0 | 0 | 0 | 0.00528 | 5000000 | scaled
192-657AE | 94561.0459 | 93545.6971 | 0 | 1015.3488 | 98.93% | 0% | 1.074% | 55055.3355 | 91963.7583 | 5626.7348 | 17764.0984 | 31664.5022 | 9217.7609 | 32291.5427 | 50454.4546 | 192 | 0.006219 | 0.0038564 | 0.0015056 | 15205185.0555 | 9389.7581 | 33607.719 | 51563.5688 | 1509850.1491 | 5404039.0706 | 8291295.8353 | 10244194.1629 | 1046971.4448 | 3305381.2446 | 5891841.4743 | 1725084.7403 | 172909.6227 | 605734.7876 | 946440.33 |  | 325 | 192-657AE | 94561.0459 | 39505.7104 | 2597.2876 | 93545.6971 | 38490.3616 | 1581.9388 | 0 | 0 | 0 | 1015.3488 | 9389.7581 | 3763.0232 | 171.9971 | 9388.9941 | 3762.2592 | 171.2331 | 0 | 0 | 0 | 0.76402 | 51563.5688 | 19899.0666 | 1109.1142 | 51471.3338 | 19806.8316 | 1016.8792 | 0 | 0 | 0 | 92.235 | 33607.719 | 15843.6206 | 1316.1763 | 32685.3692 | 14921.2708 | 393.8265 | 0 | 0 | 0 | 922.3498 | 0.0047748 | 0.0024122 | 6.14e-05 | 0 | 0 | 0 | 0.0014442 | 5000000 | scaled
192-757 | 34548.945 | 0 | 34548.945 | 0 | 0% | 100% | 0% | 5474.2382 | 11420.2456 | 6.481 | 4904.2113 | 563.5459 | 13.5205 | 10231.067 | 1175.6582 | 192 | 0.010741 | 0.010741 | 0.010741 | 3216608.1679 | 40.9026 | 30951.3984 | 3556.6441 | 3808.1508 | 2881666.0174 | 331134 | 2706940.5249 | 3204.754 | 2425069.5504 | 278666.2215 | 2153349.7849 | 2549.3565 | 1929123.6531 | 221676.7757 |  | 326 | 192-757 | 34548.945 | 29074.7068 | 23128.6994 | 0 | 0 | 0 | 34548.945 | 29074.7068 | 23128.6994 | 0 | 40.9026 | 34.4216 | 27.3821 | 0 | 0 | 0 | 40.9026 | 34.4216 | 27.3821 | 0 | 3556.6441 | 2993.0981 | 2380.9859 | 0 | 0 | 0 | 3556.6441 | 2993.0981 | 2380.9859 | 0 | 30951.3984 | 26047.187 | 20720.3313 | 0 | 0 | 0 | 30951.3984 | 26047.187 | 20720.3313 | 0 | 0 | 0 | 0 | 0.010741 | 0.010741 | 0.010741 | 0 | 5000000 | scaled
196-38F | 96899.663 | 0 | 96899.663 | 0 | 0% | 100% | 0% | 15512.7253 | 32241.0959 | 20.7475 | 14157.1143 | 1334.8634 | 43.121 | 29423.6423 | 2774.3326 | 196 | 0.016339 | 0.016339 | 0.016339 | 5930720.0739 | 129.5988 | 88431.8893 | 8338.1749 | 7932.0614 | 5412452.0669 | 510335.9453 | 4981267.5321 | 6662.2129 | 4545969.3604 | 428635.9569 | 3957411.7189 | 5292.8535 | 3611585.2652 | 340533.5989 |  | 327 | 196-38F | 96899.663 | 81386.9377 | 64658.5671 | 0 | 0 | 0 | 96899.663 | 81386.9377 | 64658.5671 | 0 | 129.5988 | 108.8512 | 86.4778 | 0 | 0 | 0 | 129.5988 | 108.8512 | 86.4778 | 0 | 8338.1749 | 7003.3114 | 5563.8423 | 0 | 0 | 0 | 8338.1749 | 7003.3114 | 5563.8423 | 0 | 88431.8893 | 74274.775 | 59008.247 | 0 | 0 | 0 | 88431.8893 | 74274.775 | 59008.247 | 0 | 0 | 0 | 0 | 0.016339 | 0.016339 | 0.016339 | 0 | 5000000 | scaled
196-43F | 93765.1171 | 4819.2537 | 88696.2602 | 249.6031 | 5.14% | 94.59% | 0.2662% | 41510.1711 | 87590.6598 | 196.4008 | 36869.7525 | 4444.0179 | 514.1255 | 76502.4821 | 10574.0522 | 196 | 0.017356 | 0.0099234 | 0.0020026 | 5402336.7225 | 523.4263 | 82130.7071 | 11110.9837 | 30157.5412 | 4732012.8057 | 640166.3755 | 5265830.8594 | 24914.6921 | 4677164.0591 | 563752.1083 | 3083220.4519 | 18097.3893 | 2692912.8954 | 372210.1671 |  | 328 | 196-43F | 93765.1171 | 52254.946 | 6174.4573 | 4819.2537 | 3075.1794 | 5.341 | 88696.2602 | 48930.1634 | 5919.5132 | 249.6031 | 523.4263 | 327.0256 | 9.3008 | 386.6916 | 251.5103 | 0 | 136.5469 | 75.3274 | 9.113 | 0.18782 | 11110.9837 | 6666.9658 | 536.9314 | 3382.8277 | 2393.4869 | 0 | 7705.4818 | 4250.8048 | 514.2573 | 22.6741 | 82130.7071 | 45260.9546 | 5628.225 | 1049.7344 | 430.1821 | 5.341 | 80854.2315 | 44604.0312 | 5396.1428 | 226.7412 | 0.000624 | 0.0002704 | 7e-06 | 0.016374 | 0.0092948 | 0.0016374 | 0.0003582 | 5000000 | scaled
197-1150F | 183538.3491 | 182318.8763 | 175.3984 | 1044.0744 | 99.34% | 0.09556% | 0.5689% | 89235.5988 | 180685.5586 | 6151.5598 | 64.1361 | 83019.9028 | 12384.4115 | 132.6327 | 168168.5143 | 197 | 0.021777 | 0.01265 | 0.0031658 | 8428159.7434 | 12517.2388 | 1090.29 | 169930.8203 | 574796.9766 | 50066.5832 | 7803296.1822 | 7454527.1565 | 513886.5022 | 5357.7795 | 6935282.872 | 901127.8498 | 61764.4165 | 661.4752 | 838701.958 |  | 329 | 197-1150F | 183538.3491 | 94302.7503 | 2852.7905 | 182318.8763 | 93161.927 | 1797.0128 | 175.3984 | 96.7489 | 11.7033 | 1044.0744 | 12517.2388 | 6365.679 | 132.8273 | 12514.1777 | 6363.6382 | 131.8898 | 2.2755 | 1.2551 | 0.15183 | 0.78563 | 169930.8203 | 86910.9175 | 1762.306 | 169800.2052 | 86796.3421 | 1665.0748 | 35.7707 | 19.731 | 2.3868 | 94.8444 | 1090.29 | 1026.1538 | 957.6573 | 4.4934 | 1.9466 | 0.048203 | 137.3522 | 75.7628 | 9.1647 | 948.4444 | 0.0038112 | 0.0018172 | 4.56e-05 | 0.016495 | 0.0093624 | 0.0016494 | 0.0014708 | 5000000 | scaled
197-1151F | 40964.5873 | 0 | 40964.5873 | 0 | 0% | 100% | 0% | 6546.4592 | 13628.7461 | 8.7064 | 5956.0738 | 581.6789 | 18.1255 | 12399.6523 | 1210.9683 | 197 | 0.016455 | 0.016455 | 0.016455 | 2489431.2675 | 54.4806 | 37270.2401 | 3639.8666 | 3310.805 | 2264924.5895 | 221195.8733 | 2091600.8149 | 2781.7126 | 1902972.0465 | 185847.0546 | 1661207.9433 | 2209.3141 | 1511393.6938 | 147604.9355 |  | 330 | 197-1151F | 40964.5873 | 34418.128 | 27335.8412 | 0 | 0 | 0 | 40964.5873 | 34418.128 | 27335.8412 | 0 | 54.4806 | 45.7742 | 36.3551 | 0 | 0 | 0 | 54.4806 | 45.7742 | 36.3551 | 0 | 3639.8666 | 3058.1876 | 2428.8983 | 0 | 0 | 0 | 3639.8666 | 3058.1876 | 2428.8983 | 0 | 37270.2401 | 31314.1662 | 24870.5878 | 0 | 0 | 0 | 37270.2401 | 31314.1662 | 24870.5878 | 0 | 0 | 0 | 0 | 0.016455 | 0.016455 | 0.016455 | 0 | 5000000 | scaled
197-1152F | 45172.9197 | 0 | 45172.9197 | 0 | 0% | 100% | 0% | 7227.5721 | 15029.6225 | 8.7323 | 6610.6501 | 608.1898 | 18.1586 | 13746.7429 | 1264.7211 | 197 | 0.016485 | 0.016485 | 0.016485 | 2740310.3327 | 54.5773 | 41317.1064 | 3801.236 | 3310.8061 | 2506406.3653 | 230593.1614 | 2301866.4432 | 2781.0841 | 2105386.6201 | 193698.7405 | 1828573.1647 | 2209.2575 | 1672492.1134 | 153871.794 |  | 331 | 197-1152F | 45172.9197 | 37945.3476 | 30143.2972 | 0 | 0 | 0 | 45172.9197 | 37945.3476 | 30143.2972 | 0 | 54.5773 | 45.8451 | 36.4187 | 0 | 0 | 0 | 54.5773 | 45.8451 | 36.4187 | 0 | 3801.236 | 3193.0463 | 2536.515 | 0 | 0 | 0 | 3801.236 | 3193.0463 | 2536.515 | 0 | 41317.1064 | 34706.4563 | 27570.3635 | 0 | 0 | 0 | 41317.1064 | 34706.4563 | 27570.3635 | 0 | 0 | 0 | 0 | 0.016485 | 0.016485 | 0.016485 | 0 | 5000000 | scaled
197-1155F | 6618.9413 | 6379.3003 | 0 | 239.641 | 96.38% | 0% | 3.621% | 2301.5642 | 6162.8574 | 215.4778 | 21.0615 | 2065.0249 | 577.647 | 37.4276 | 5547.7827 | 197 | 0.0010316 | 0.0007704 | 0.0003502 | 6416189.7199 | 597.7355 | 255.5539 | 5765.6519 | 579425.619 | 247725.7779 | 5589038.323 | 5604072.0535 | 524666.2829 | 51282.5867 | 5028123.1835 | 1302352.7399 | 122070.0322 | 7909.3084 | 1172373.3993 |  | 332 | 197-1155F | 6618.9413 | 4317.3771 | 456.0839 | 6379.3003 | 4077.7361 | 216.4429 | 0 | 0 | 0 | 239.641 | 597.7355 | 382.2577 | 20.0884 | 597.5551 | 382.0773 | 19.9081 | 0 | 0 | 0 | 0.18032 | 5765.6519 | 3700.627 | 217.8692 | 5743.8828 | 3678.8579 | 196.1 | 0 | 0 | 0 | 21.7692 | 255.5539 | 234.4924 | 218.1263 | 37.8624 | 16.8009 | 0.43477 | 0 | 0 | 0 | 217.6915 | 0.0006924 | 0.0004312 | 1.1e-05 | 0 | 0 | 0 | 0.0003392 | 5000000 | scaled
197-1157F | 63165.5174 | 824.3028 | 61987.4406 | 353.774 | 1.305% | 98.13% | 0.5601% | 28197.4744 | 58673.0608 | 70.0654 | 23845.3757 | 4282.0333 | 147.5591 | 49586.3299 | 8939.1717 | 197 | 0.01787 | 0.010237 | 0.0021576 | 3534763.5312 | 153.0286 | 53452.8257 | 9559.6631 | 8563.5292 | 2991238.0508 | 534961.9511 | 3415781.9521 | 8487.5705 | 2888577.9938 | 518716.3866 | 2082154.5217 | 5236.4889 | 1759690.0474 | 317227.9854 |  | 333 | 197-1157F | 63165.5174 | 34968.043 | 4492.4566 | 824.3028 | 441.5484 | 0.26503 | 61987.4406 | 34172.7206 | 4138.4176 | 353.774 | 153.0286 | 82.9632 | 5.4695 | 74.8251 | 39.7314 | 0 | 77.9372 | 42.9656 | 5.2033 | 0.2662 | 9559.6631 | 5277.6298 | 620.4913 | 714.84 | 387.1947 | 0 | 8812.686 | 4858.298 | 588.3543 | 32.1371 | 53452.8257 | 29607.45 | 3866.4958 | 34.6377 | 14.6223 | 0.26503 | 53096.8174 | 29271.457 | 3544.8601 | 321.3707 | 0.0008542 | 0.00037 | 9.6e-06 | 0.01652 | 0.0093712 | 0.001652 | 0.000496 | 5000000 | scaled
197-969F | 78761.0057 | 0 | 78761.0057 | 0 | 0% | 100% | 0% | 12579.9469 | 26202.8669 | 16.075 | 11525.2482 | 1038.6237 | 33.4827 | 24006.0269 | 2163.3572 | 197 | 0.016506 | 0.016506 | 0.016506 | 4771601.3207 | 100.6429 | 72157.7083 | 6502.6545 | 6097.2796 | 4371551.7969 | 393952.2439 | 4009466.6725 | 5123.4036 | 3673314.2745 | 331028.9957 | 3184145.2824 | 4068.7859 | 2917187.5636 | 262888.9328 |  | 334 | 197-969F | 78761.0057 | 66181.0588 | 52558.1389 | 0 | 0 | 0 | 78761.0057 | 66181.0588 | 52558.1389 | 0 | 100.6429 | 84.5679 | 67.1602 | 0 | 0 | 0 | 100.6429 | 84.5679 | 67.1602 | 0 | 6502.6545 | 5464.0308 | 4339.2973 | 0 | 0 | 0 | 6502.6545 | 5464.0308 | 4339.2973 | 0 | 72157.7083 | 60632.4601 | 48151.6814 | 0 | 0 | 0 | 72157.7083 | 60632.4601 | 48151.6814 | 0 | 0 | 0 | 0 | 0.016506 | 0.016506 | 0.016506 | 0 | 5000000 | scaled
198-37R | 973099.8875 | 929636.9633 | 39119.1651 | 4343.759 | 95.53% | 4.02% | 0.4464% | 321675.3382 | 940499.7395 | 115319.5746 | 24030.9954 | 182324.7682 | 338763.5629 | 65819.3644 | 535916.8122 | 198 | 0.030671 | 0.021051 | 0.0070232 | 31727034.9027 | 348440.1772 | 72736.6832 | 551923.0271 | 11360574.3927 | 2371513.2598 | 17994947.2498 | 30945064.3342 | 11093706.0794 | 2311774.0468 | 17539584.207 | 4641779.8197 | 1671947.1615 | 324847.5088 | 2644985.1495 |  | 335 | 198-37R | 973099.8875 | 651424.5493 | 32600.148 | 929636.9633 | 625326.7089 | 25637.111 | 39119.1651 | 21754.0814 | 2619.278 | 4343.759 | 348440.1772 | 233120.6026 | 9676.6143 | 348392.1707 | 233092.4554 | 9670.3503 | 44.7379 | 24.8787 | 2.9955 | 3.2685 | 551923.0271 | 369598.2589 | 16006.2149 | 548086.1034 | 367289.3946 | 15381.1386 | 3442.3337 | 1914.2742 | 230.4862 | 394.59 | 72736.6832 | 48705.6878 | 6917.3188 | 33158.6893 | 24944.8588 | 585.6221 | 35632.0935 | 19814.9285 | 2385.7963 | 3945.9004 | 0.018892 | 0.011676 | 0.0002972 | 0.0056146 | 0.0032104 | 0.0005614 | 0.0061646 | 5000000 | scaled
199-39AE | 5506.3297 | 3584.2738 | 0 | 1922.0559 | 65.09% | 0% | 34.91% | 1737.7966 | 3572.7758 | 162.4482 | 381.7756 | 1193.5728 | 335.6577 | 664.9401 | 2572.178 | 199 | 0.0073958 | 0.0047564 | 0.0027936 | 744521.178 | 338.076 | 2416.1876 | 2752.0662 | 45711.89 | 326697.2545 | 372112.0335 | 792307.8589 | 74064.4834 | 174061.694 | 544181.6812 | 692137.0032 | 65025.3827 | 128815.7108 | 498295.9098 |  | 336 | 199-39AE | 5506.3297 | 3768.5331 | 1933.5539 | 3584.2738 | 1846.4772 | 11.498 | 0 | 0 | 0 | 1922.0559 | 338.076 | 175.6278 | 2.4183 | 336.6297 | 174.1815 | 0.97201 | 0 | 0 | 0 | 1.4463 | 2752.0662 | 1558.4934 | 179.8882 | 2577.4653 | 1383.8925 | 5.2873 | 0 | 0 | 0 | 174.6009 | 2416.1876 | 2034.4119 | 1751.2474 | 670.1788 | 288.4032 | 5.2387 | 0 | 0 | 0 | 1746.0087 | 0.0046544 | 0.002015 | 5.22e-05 | 0 | 0 | 0 | 0.0027414 | 5000000 | scaled
203-21R | 165993.6898 | 7751.2673 | 156642.0527 | 1600.3697 | 4.67% | 94.37% | 0.9641% | 74657.2667 | 153861.4335 | 396.5617 | 66481.3028 | 7779.4022 | 739.7232 | 137419.3972 | 15702.3131 | 203 | 0.023296 | 0.013555 | 0.0039258 | 7125293.599 | 759.9736 | 148453.2077 | 16780.5085 | 32621.9345 | 6372366.8764 | 720304.7879 | 6738308.4258 | 35792.2975 | 6000374.0058 | 702142.122 | 3090390.8324 | 14857.7432 | 2760143.5632 | 315389.5259 |  | 337 | 203-21R | 165993.6898 | 91336.423 | 12132.2563 | 7751.2673 | 3405.5293 | 71.4369 | 156642.0527 | 86330.524 | 10460.4497 | 1600.3697 | 759.9736 | 363.4119 | 20.2505 | 544.2074 | 243.9556 | 4.7179 | 214.562 | 118.2521 | 14.3283 | 1.2042 | 16780.5085 | 9001.1062 | 1078.1953 | 3048.481 | 1367.684 | 25.5095 | 13586.6488 | 7488.0435 | 907.3072 | 145.3787 | 148453.2077 | 81971.9049 | 11033.8105 | 4158.5789 | 1793.8897 | 41.2095 | 142840.842 | 78724.2284 | 9538.8142 | 1453.7868 | 0.0046468 | 0.0020114 | 5.06e-05 | 0.016416 | 0.0093098 | 0.0016416 | 0.0022336 | 5000000 | scaled
204-32R | 490461.4768 | 472621.3902 | 6175.7404 | 11664.3461 | 96.36% | 1.259% | 2.378% | 231782.5462 | 473489.9499 | 15419.4771 | 2498.8186 | 213864.2504 | 31686.2195 | 5264.2411 | 436539.4893 | 204 | 0.087106 | 0.054698 | 0.018843 | 5630627.9338 | 32027.0462 | 16194.4751 | 442239.9554 | 367678.9915 | 185916.8729 | 5077032.069 | 4729203.7142 | 314613.1998 | 50984.9525 | 4363605.5601 | 900699.845 | 60275.3511 | 10013.9426 | 830410.5513 |  | 338 | 204-32R | 490461.4768 | 258678.9306 | 16971.5269 | 472621.3902 | 243613.0782 | 4895.1891 | 6175.7404 | 3401.5063 | 411.9917 | 11664.3461 | 32027.0462 | 16607.5691 | 340.8268 | 31952.1907 | 16562.397 | 327.6415 | 66.0785 | 36.3951 | 4.4082 | 8.777 | 442239.9554 | 228375.705 | 5700.4661 | 439917.9778 | 226620.8073 | 4556.6539 | 1262.3804 | 695.3004 | 84.215 | 1059.5972 | 16194.4751 | 13695.6565 | 10930.234 | 751.2217 | 429.8738 | 10.8936 | 4847.2815 | 2669.8108 | 323.3685 | 10595.9719 | 0.054026 | 0.028824 | 0.000732 | 0.016632 | 0.009427 | 0.0016632 | 0.016447 | 5000000 | scaled
205-1550 | 124006.4072 | 122173.7477 | 0 | 1832.6596 | 98.52% | 0% | 1.478% | 63857.0172 | 121053.5357 | 4515.097 | 2911.2644 | 56430.6559 | 8508.5553 | 4994.5582 | 107550.4222 | 205 | 0.008789 | 0.0053238 | 0.0026514 | 14109273.774 | 8590.9752 | 6715.4821 | 108699.9499 | 977469.0172 | 764078.0635 | 12367726.6925 | 11298206.1704 | 798854.9837 | 515089.2792 | 9984261.9054 | 1113702.7665 | 78279.428 | 45950.3576 | 989472.9808 |  | 339 | 205-1550 | 124006.4072 | 60149.39 | 2952.8715 | 122173.7477 | 58316.7305 | 1120.212 | 0 | 0 | 0 | 1832.6596 | 8590.9752 | 4075.8782 | 82.4199 | 8589.5962 | 4074.4992 | 81.0409 | 0 | 0 | 0 | 1.379 | 108699.9499 | 52269.294 | 1149.5277 | 108533.4699 | 52102.814 | 983.0476 | 0 | 0 | 0 | 166.48 | 6715.4821 | 3804.2177 | 1720.9239 | 5050.6816 | 2139.4172 | 56.1234 | 0 | 0 | 0 | 1664.8005 | 0.0062072 | 0.002742 | 6.96e-05 | 0 | 0 | 0 | 0.0025818 | 5000000 | scaled
205-369R | 370182.5355 | 359719.1346 | 0 | 10463.4008 | 97.17% | 0% | 2.827% | 208513.2268 | 356075.2834 | 16218.8554 | 9852.112 | 182442.2593 | 27770.2018 | 18039.1522 | 310265.9293 | 205 | 0.046634 | 0.028617 | 0.01504 | 7938039.5312 | 28066.6547 | 27755.0744 | 314360.8063 | 601849.6106 | 595168.2127 | 6741021.7073 | 5649454.4708 | 439433.4435 | 266932.9865 | 4943088.0395 | 938007.1372 | 73154.8881 | 47520.4382 | 817331.8107 |  | 340 | 205-369R | 370182.5355 | 161669.3087 | 14107.2521 | 359719.1346 | 151205.9079 | 3643.8513 | 0 | 0 | 0 | 10463.4008 | 28066.6547 | 11847.7993 | 296.4529 | 28058.7814 | 11839.926 | 288.5795 | 0 | 0 | 0 | 7.8734 | 314360.8063 | 131918.547 | 4094.877 | 313410.3038 | 130968.0445 | 3144.3745 | 0 | 0 | 0 | 950.5025 | 27755.0744 | 17902.9624 | 9715.9222 | 18250.0495 | 8397.9374 | 210.8973 | 0 | 0 | 0 | 9505.025 | 0.031948 | 0.013931 | 0.0003534 | 0 | 0 | 0 | 0.014686 | 5000000 | scaled
206-1105 | 1279044.342 | 1276283.414 | 0 | 2760.928 | 99.78% | 0% | 0.2159% | 713141.8289 | 1261782.7043 | 43318.9765 | 991.8282 | 668831.0241 | 76593.4413 | 1728.9064 | 1183460.3565 | 206 | 0.014019 | 0.0082874 | 0.0040218 | 91236489.1932 | 77497.2908 | 4256.4781 | 1197290.573 | 5528018.4635 | 303622.094 | 85404848.634 | 68284686.7655 | 4147874.4127 | 94969.4411 | 64041842.911 | 4292017.9298 | 260536.4794 | 5880.963 | 4025600.4873 |  | 341 | 206-1105 | 1279044.342 | 565902.5131 | 17261.6377 | 1276283.414 | 563141.5851 | 14500.7097 | 0 | 0 | 0 | 2760.928 | 77497.2908 | 34178.3143 | 903.8495 | 77495.2133 | 34176.2368 | 901.772 | 0 | 0 | 0 | 2.0775 | 1197290.573 | 528459.5489 | 13830.2165 | 1197039.768 | 528208.7443 | 13579.4119 | 0 | 0 | 0 | 250.8046 | 4256.4781 | 3264.6499 | 2527.5717 | 1748.4322 | 756.604 | 19.5258 | 0 | 0 | 0 | 2508.0459 | 0.010109 | 0.004377 | 0.0001114 | 0 | 0 | 0 | 0.0039104 | 5000000 | scaled
206-1817 | 2976573.413 | 2969126.702 | 0 | 7446.7115 | 99.75% | 0% | 0.2502% | 1631143.842 | 2937070.1034 | 95837.4106 | 1971.1261 | 1533335.305 | 173154.4004 | 3697.3405 | 2760218.3624 | 206 | 0.038208 | 0.022974 | 0.010721 | 77904862.6982 | 175054.5868 | 10506.8561 | 2791011.97 | 4581645.2871 | 274992.4392 | 73048224.9698 | 58563649.5051 | 3440891.2182 | 70770.1757 | 55051988.0979 | 3684597.768 | 217224.7494 | 4638.3683 | 3462734.6503 |  | 342 | 206-1817 | 2976573.413 | 1345429.571 | 39503.3096 | 2969126.702 | 1337982.86 | 32056.5981 | 0 | 0 | 0 | 7446.7115 | 175054.5868 | 79217.1762 | 1900.1864 | 175048.9834 | 79211.5728 | 1894.583 | 0 | 0 | 0 | 5.6034 | 2791011.97 | 1257676.665 | 30793.6076 | 2790335.506 | 1257000.201 | 30117.1432 | 0 | 0 | 0 | 676.4644 | 10506.8561 | 8535.7301 | 6809.5156 | 3742.2124 | 1771.0863 | 44.8719 | 0 | 0 | 0 | 6764.6437 | 0.027806 | 0.012572 | 0.0003194 | 0 | 0 | 0 | 0.010402 | 5000000 | scaled
206-953R | 1585851.933 | 1580692.259 | 0 | 5159.6732 | 99.67% | 0% | 0.3254% | 852542.4152 | 1566154.9996 | 54744.6608 | 3049.5992 | 794748.1547 | 100627.9925 | 6623.4959 | 1458903.5106 | 206 | 0.026002 | 0.015806 | 0.0074934 | 60989613.6066 | 101577.5974 | 11406.903 | 1472867.432 | 3906530.1669 | 438693.2932 | 56644390.1238 | 46395550.8048 | 2979216.8079 | 165959.8758 | 43250374.094 | 2628570.9291 | 168889.9347 | 11116.6065 | 2448564.3869 |  | 343 | 206-953R | 1585851.933 | 733309.5178 | 19696.9334 | 1580692.259 | 728149.8445 | 14537.2602 | 0 | 0 | 0 | 5159.6732 | 101577.5974 | 46832.9366 | 949.6049 | 101573.7149 | 46829.0541 | 945.7224 | 0 | 0 | 0 | 3.8825 | 1472867.432 | 678119.2773 | 13963.9214 | 1472398.724 | 677650.5691 | 13495.2131 | 0 | 0 | 0 | 468.7082 | 11406.903 | 8357.3038 | 4783.4071 | 6719.8205 | 3670.2214 | 96.3246 | 0 | 0 | 0 | 4687.0825 | 0.018726 | 0.00853 | 0.0002178 | 0 | 0 | 0 | 0.0072756 | 5000000 | scaled
206-961F | 734.9748 | 534.573 | 0 | 200.4018 | 72.73% | 0% | 27.27% | 436.5002 | 534.3949 | 45.8259 | 12.8926 | 377.7817 | 58.2386 | 21.1108 | 455.0456 | 206 | 0.0009058 | 0.0005574 | 0.0002978 | 811409.5826 | 58.3894 | 203.3352 | 473.2502 | 64461.6597 | 224481.3775 | 522466.5454 | 535476.5249 | 56216.9092 | 15816.0121 | 463443.6037 | 673538.8932 | 73402.5425 | 26607.5417 | 573528.8091 |  | 344 | 206-961F | 734.9748 | 298.4746 | 200.5799 | 534.573 | 98.0728 | 0.17805 | 0 | 0 | 0 | 200.4018 | 58.3894 | 12.5635 | 0.1508 | 58.2386 | 12.4127 | 0 | 0 | 0 | 0 | 0.1508 | 473.2502 | 95.4685 | 18.2046 | 455.0456 | 77.2639 | 0 | 0 | 0 | 0 | 18.2046 | 203.3352 | 190.4426 | 182.2244 | 21.2888 | 8.3962 | 0.17805 | 0 | 0 | 0 | 182.0464 | 0.0006146 | 0.0002662 | 6.6e-06 | 0 | 0 | 0 | 0.0002912 | 5000000 | scaled
206-963F | 308008.4782 | 304622.4649 | 0 | 3386.0133 | 98.9% | 0% | 1.099% | 146363.3408 | 301407.656 | 10999.7815 | 9856.0505 | 125507.5087 | 22569.1737 | 21904.5619 | 256933.9204 | 206 | 0.014856 | 0.009545 | 0.0048712 | 20732655.6051 | 22807.2632 | 25329.8546 | 259871.3603 | 1535201.6835 | 1705002.261 | 17492451.6565 | 16935058.9209 | 1272736.3786 | 1140400.2841 | 14521922.2466 | 1355071.0693 | 101466.6804 | 98478.7131 | 1155125.6756 |  | 345 | 206-963F | 308008.4782 | 161645.1374 | 6600.8222 | 304622.4649 | 158259.1241 | 3214.8089 | 0 | 0 | 0 | 3386.0133 | 22807.2632 | 11807.4817 | 238.0896 | 22804.7154 | 11804.9339 | 235.5417 | 0 | 0 | 0 | 2.5479 | 259871.3603 | 134363.8516 | 2937.4399 | 259563.7726 | 134056.2638 | 2629.8521 | 0 | 0 | 0 | 307.5878 | 25329.8546 | 15473.8041 | 3425.2927 | 22253.977 | 12397.9265 | 349.4151 | 0 | 0 | 0 | 3075.8776 | 0.010107 | 0.0047956 | 0.0001218 | 0 | 0 | 0 | 0.0047494 | 5000000 | scaled
206-974 | 1943671.902 | 1937613.94 | 0 | 6057.9614 | 99.69% | 0% | 0.3117% | 1105375.1222 | 1917871.1858 | 71579.728 | 4796.2658 | 1028999.1283 | 124197.7579 | 8368.5238 | 1785304.9038 | 206 | 0.028958 | 0.017375 | 0.0087524 | 67119450.7293 | 125493.2706 | 13964.6632 | 1804213.968 | 4333570.5909 | 482231.8623 | 62303648.2679 | 48246741.321 | 3124268.4487 | 209344.4932 | 44913128.372 | 2947844.7329 | 190896.9222 | 12862.7558 | 2744085.0545 |  | 346 | 206-974 | 1943671.902 | 838296.7798 | 25800.7162 | 1937613.94 | 832238.8183 | 19742.7548 | 0 | 0 | 0 | 6057.9614 | 125493.2706 | 53913.5427 | 1295.5127 | 125488.7122 | 53908.9842 | 1290.9543 | 0 | 0 | 0 | 4.5584 | 1804213.968 | 775214.8397 | 18909.0642 | 1803663.658 | 774664.5304 | 18358.7548 | 0 | 0 | 0 | 550.3094 | 13964.6632 | 9168.3974 | 5596.1394 | 8461.5695 | 3665.3037 | 93.0457 | 0 | 0 | 0 | 5503.0936 | 0.02043 | 0.0088468 | 0.000224 | 0 | 0 | 0 | 0.0085284 | 5000000 | scaled
207-101R | 42865.1365 | 35873.7541 | 0 | 6991.3824 | 83.69% | 0% | 16.31% | 15052.1746 | 35496.8223 | 1212.9601 | 5801.6167 | 8037.5977 | 2920.0379 | 11958.3178 | 20618.4665 | 207 | 0.032633 | 0.020817 | 0.010125 | 1313559.8692 | 2957.7126 | 18444.7933 | 21462.6305 | 90636.1885 | 565222.5169 | 657701.1639 | 1336056.8146 | 107664.417 | 514961.4456 | 713430.9524 | 727749.115 | 59866.0639 | 245167.1636 | 422715.8877 |  | 347 | 207-101R | 42865.1365 | 27812.9619 | 7368.3142 | 35873.7541 | 20821.5795 | 376.9319 | 0 | 0 | 0 | 6991.3824 | 2957.7126 | 1744.7525 | 37.6747 | 2952.4518 | 1739.4917 | 32.4139 | 0 | 0 | 0 | 5.2608 | 21462.6305 | 13425.0328 | 844.1641 | 20827.5286 | 12789.9308 | 209.0621 | 0 | 0 | 0 | 635.102 | 18444.7933 | 12643.1766 | 6486.4755 | 12093.7737 | 6292.157 | 135.4559 | 0 | 0 | 0 | 6351.0196 | 0.022787 | 0.010971 | 0.0002788 | 0 | 0 | 0 | 0.009846 | 5000000 | scaled
209-1769F | 8462801.822 | 8440861.315 | 0 | 21940.5069 | 99.74% | 0% | 0.2593% | 4604981.165 | 8313600.7015 | 279427.4682 | 7594.763 | 4317958.933 | 503419.7124 | 13683.0989 | 7796497.8896 | 209 | 0.11169 | 0.066558 | 0.031902 | 75768552.87 | 510879.137 | 33777.2314 | 7918145.453 | 4573966.603 | 302411.8963 | 70892174.3658 | 57961787.5687 | 3517086.1666 | 95593.4508 | 54349107.9415 | 4676916.534 | 283204.8424 | 7697.5926 | 4386014.0986 |  | 348 | 209-1769F | 8462801.822 | 3857820.657 | 149201.1205 | 8440861.315 | 3835880.15 | 127260.6136 | 0 | 0 | 0 | 21940.5069 | 510879.137 | 231451.6688 | 7459.4246 | 510862.6274 | 231435.1592 | 7442.9151 | 0 | 0 | 0 | 16.5095 | 7918145.453 | 3600186.52 | 121647.5634 | 7916152.363 | 3598193.429 | 119654.4727 | 0 | 0 | 0 | 1993.0907 | 33777.2314 | 26182.4684 | 20094.1325 | 13846.3247 | 6251.5617 | 163.2258 | 0 | 0 | 0 | 19930.9067 | 0.08071 | 0.035575 | 0.000919 | 0 | 0 | 0 | 0.030983 | 5000000 | scaled
209-660R | 6801.7341 | 6167.3172 | 0 | 634.4168 | 90.67% | 0% | 9.327% | 3356.7726 | 6082.1708 | 57.3728 | 3005.0256 | 294.3741 | 105.4532 | 5433.8982 | 542.8194 | 209 | 0.0025076 | 0.0015874 | 0.0009028 | 2712447.7827 | 109.5395 | 6072.8511 | 619.3435 | 43683.0022 | 2421778.221 | 246986.5596 | 2170191.1944 | 37092.1919 | 1942782.8202 | 190316.1826 | 797035.0527 | 13819.0602 | 712082.4941 | 71133.4985 |  | 349 | 209-660R | 6801.7341 | 3444.9615 | 719.5632 | 6167.3172 | 2810.5447 | 85.1464 | 0 | 0 | 0 | 634.4168 | 109.5395 | 52.1666 | 4.0863 | 109.0621 | 51.6893 | 3.6089 | 0 | 0 | 0 | 0.47738 | 619.3435 | 324.9694 | 76.5241 | 561.7126 | 267.3385 | 18.8932 | 0 | 0 | 0 | 57.6309 | 6072.8511 | 3067.8255 | 638.9528 | 5496.5425 | 2491.5169 | 62.6442 | 0 | 0 | 0 | 576.3086 | 0.0016228 | 0.0007026 | 1.8e-05 | 0 | 0 | 0 | 0.0008848 | 5000000 | scaled
209-661 | 118711.2283 | 117657.145 | 0 | 1054.0834 | 99.11% | 0% | 0.8879% | 64454.5271 | 116947.3049 | 4376.5203 | 3654.7724 | 56423.2345 | 8009.3149 | 8485.7872 | 100452.2029 | 209 | 0.0044254 | 0.0028596 | 0.001543 | 26824971.3698 | 8065.8053 | 9554.113 | 101091.3101 | 1822616.0919 | 2158926.4344 | 22843428.8652 | 18973528.1893 | 1288319.6036 | 1075858.1277 | 16609350.4866 | 1143177.8432 | 78292.2813 | 82949.8716 | 981935.6912 |  | 350 | 209-661 | 118711.2283 | 54256.7012 | 1763.9234 | 117657.145 | 53202.6178 | 709.84 | 0 | 0 | 0 | 1054.0834 | 8065.8053 | 3689.285 | 56.4904 | 8065.0121 | 3688.4918 | 55.6972 | 0 | 0 | 0 | 0.79316 | 101091.3101 | 44668.0756 | 639.1072 | 100995.5564 | 44572.3219 | 543.3535 | 0 | 0 | 0 | 95.7537 | 9554.113 | 5899.3407 | 1068.3258 | 8596.5765 | 4941.8041 | 110.7893 | 0 | 0 | 0 | 957.5366 | 0.0029158 | 0.00135 | 3.34e-05 | 0 | 0 | 0 | 0.0015096 | 5000000 | scaled
210-172R | 498149.5699 | 448825.0802 | 45760.7733 | 3563.7165 | 90.1% | 9.186% | 0.7154% | 270213.0396 | 486291.4922 | 9694.2796 | 18764.6084 | 241754.1516 | 17494.0999 | 38055.547 | 430741.8454 | 210 | 0.32588 | 0.18464 | 0.035057 | 1528643.8614 | 17708.5114 | 44823.8953 | 435617.1632 | 54341.1235 | 137548.593 | 1336754.1451 | 1234472.8866 | 44288.4818 | 85726.4341 | 1104457.9707 | 338253.2827 | 12168.4973 | 26470.5715 | 299614.2139 |  | 351 | 210-172R | 498149.5699 | 227936.5303 | 11858.0777 | 448825.0802 | 198448.7728 | 3899.2964 | 45760.7733 | 25924.041 | 4395.0648 | 3563.7165 | 17708.5114 | 8014.2319 | 214.4115 | 17161.7167 | 7703.3035 | 159.471 | 544.1131 | 308.2468 | 52.259 | 2.6816 | 435617.1632 | 193863.0116 | 4875.3178 | 426187.6157 | 188380.7237 | 3677.0249 | 9105.817 | 5158.5574 | 874.5625 | 323.7304 | 44823.8953 | 26059.2869 | 6768.3483 | 5475.7478 | 2364.7456 | 62.8006 | 36110.8431 | 20457.2369 | 3468.2433 | 3237.3044 | 0.023388 | 0.010549 | 0.0002674 | 0.29744 | 0.16905 | 0.029744 | 0.005045 | 5000000 | scaled
210-392R | 1037895.652 | 889811.7026 | 141601.8867 | 6482.0629 | 85.73% | 13.64% | 0.6245% | 445473.81 | 1007425.6651 | 19213.4014 | 56067.1227 | 370193.2861 | 43570.8932 | 116900.701 | 846954.0711 | 210 | 0.34771 | 0.2014 | 0.039471 | 2984983.998 | 44129.6304 | 135053.4929 | 858712.5289 | 126916.6512 | 388413.3385 | 2469654.0087 | 2941550.7121 | 126869.8482 | 370222.1789 | 2444458.6862 | 771954.9162 | 33386.8457 | 89576.9027 | 648991.168 |  | 352 | 210-392R | 1037895.652 | 592421.842 | 30469.9869 | 889811.7026 | 505671.8896 | 10385.8508 | 141601.8867 | 80267.8895 | 13602.0732 | 6482.0629 | 44129.6304 | 24916.2289 | 558.7372 | 43729.5682 | 24687.3386 | 515.8988 | 395.1846 | 224.0128 | 37.9609 | 4.8775 | 858712.5289 | 488519.2428 | 11758.4578 | 844368.3535 | 480133.1096 | 9848.3046 | 13755.3403 | 7797.2982 | 1321.3182 | 588.835 | 135053.4929 | 78986.3702 | 18152.7919 | 1713.7809 | 851.4414 | 21.6475 | 127451.3618 | 72246.5785 | 12242.7942 | 5888.3503 | 0.040655 | 0.022858 | 0.000581 | 0.29796 | 0.16945 | 0.029796 | 0.0090946 | 5000000 | scaled
210-394R | 170592.87 | 120220.794 | 47928.6718 | 2443.4042 | 70.47% | 28.1% | 1.432% | 74814.5496 | 162028.8862 | 2887.3065 | 16698.3927 | 55228.8504 | 6054.4413 | 34861.6155 | 121112.8293 | 210 | 0.31841 | 0.18232 | 0.033817 | 535758.4062 | 6130.4929 | 40775.1535 | 123687.2236 | 19253.2263 | 128057.1177 | 388448.0622 | 525336.6117 | 20274.2356 | 117253.6239 | 387808.7523 | 253244.9314 | 9462.8594 | 54487.3673 | 189294.7046 |  | 353 | 210-394R | 170592.87 | 95778.3204 | 8563.9838 | 120220.794 | 66157.5165 | 1514.2624 | 47928.6718 | 27177.3997 | 4606.3172 | 2443.4042 | 6130.4929 | 3243.1865 | 76.0516 | 6014.3864 | 3176.5535 | 63.231 | 114.268 | 64.7943 | 10.982 | 1.8386 | 123687.2236 | 68458.3732 | 2574.3943 | 114066.8975 | 62907.1781 | 1449.1779 | 9398.3656 | 5329.2346 | 903.2559 | 221.9605 | 40775.1535 | 24076.7607 | 5913.5379 | 139.5101 | 73.7849 | 1.8534 | 38416.0382 | 21783.3707 | 3692.0793 | 2219.6051 | 0.012758 | 0.0069782 | 0.0001786 | 0.30224 | 0.17193 | 0.030224 | 0.0034144 | 5000000 | scaled
210-9R | 317772.4997 | 161505.4673 | 154213.5674 | 2053.4649 | 50.82% | 48.53% | 0.6462% | 153137.4481 | 299303.1403 | 5351.3653 | 61817.8886 | 85968.1942 | 9941.1462 | 128854.5463 | 160507.4478 | 210 | 0.31397 | 0.17876 | 0.033224 | 1012114.2524 | 10073.1857 | 144322.2808 | 163377.0332 | 32083.3766 | 459670.4796 | 520360.3961 | 920985.791 | 32183.7115 | 371779.7162 | 517022.3631 | 555907.4943 | 18464.0818 | 239326.6168 | 298116.7957 |  | 354 | 210-9R | 317772.4997 | 164635.0516 | 18469.3594 | 161505.4673 | 75134.9791 | 1594.4381 | 154213.5674 | 87446.6076 | 14821.4564 | 2053.4649 | 10073.1857 | 4721.8203 | 132.0395 | 9846.0481 | 4592.3533 | 108.8127 | 225.5924 | 127.9219 | 21.6817 | 1.5452 | 163377.0332 | 77408.839 | 2869.5854 | 150611.6365 | 70089.4751 | 1474.0939 | 12578.8586 | 7132.8258 | 1208.9533 | 186.5382 | 144322.2808 | 82504.3922 | 15467.7345 | 1047.7828 | 453.1507 | 11.5315 | 141409.1165 | 80185.8599 | 13590.8214 | 1865.3816 | 0.0088812 | 0.0039588 | 0.0001006 | 0.30218 | 0.1719 | 0.030218 | 0.002905 | 5000000 | scaled
211-279R | 1199632.246 | 1073511.584 | 117562.3496 | 8558.313 | 89.49% | 9.8% | 0.7134% | 628630.9439 | 1168197.1771 | 22470.252 | 56327.0806 | 549833.6112 | 41351.0717 | 114031.614 | 1012814.4912 | 211 | 0.37314 | 0.21126 | 0.043245 | 3215006.909 | 41826.2848 | 132202.288 | 1025603.673 | 112094.1815 | 354301.3042 | 2748611.4229 | 2702839.3575 | 96612.3003 | 242181.9221 | 2364045.1347 | 726906.4384 | 25730.5537 | 70955.7565 | 630220.1281 |  | 355 | 211-279R | 1199632.246 | 571001.3021 | 31435.0689 | 1073511.584 | 495763.0695 | 11572.5873 | 117562.3496 | 66679.9196 | 11304.1687 | 8558.313 | 41826.2848 | 19356.0328 | 475.2132 | 41606.1896 | 19228.4102 | 448.2293 | 213.6554 | 121.1827 | 20.544 | 6.4399 | 1025603.673 | 475770.0618 | 12789.1818 | 1013477.272 | 468555.6291 | 10920.4834 | 11348.9584 | 6436.9897 | 1091.2553 | 777.443 | 132202.288 | 75875.2074 | 18170.674 | 18428.1221 | 7979.0301 | 203.8745 | 105999.7358 | 60121.7472 | 10192.3694 | 7774.4301 | 0.055187 | 0.025186 | 0.0006386 | 0.30593 | 0.17406 | 0.030593 | 0.012013 | 5000000 | scaled
211-312R | 1809514.73 | 1524787.42 | 272926.761 | 11800.5499 | 84.26% | 15.08% | 0.6521% | 917497.6497 | 1754440.5925 | 50132.8923 | 107314.0976 | 760050.6601 | 94555.378 | 223717.8698 | 1436167.3449 | 211 | 0.39031 | 0.22316 | 0.048109 | 4636148.5205 | 95656.1431 | 258030.4071 | 1455828.18 | 245080.1196 | 661098.3985 | 3729970.003 | 3997165.6529 | 218408.7068 | 467524.0587 | 3311232.8887 | 1144783.0233 | 61697.952 | 145977.2536 | 937107.8178 |  | 356 | 211-312R | 1809514.73 | 892017.0803 | 55074.1375 | 1524787.42 | 725414.0728 | 17031.5338 | 272926.761 | 154802.4576 | 26242.0538 | 11800.5499 | 95656.1431 | 45523.2508 | 1100.7651 | 95238.2646 | 45282.3895 | 1052.5601 | 408.999 | 231.9818 | 39.3255 | 8.8795 | 1455828.18 | 695777.5199 | 19660.8351 | 1427354.326 | 679163.3619 | 15954.1593 | 27401.8842 | 15542.1879 | 2634.7058 | 1071.97 | 258030.4071 | 150716.3095 | 34312.5373 | 2194.829 | 968.3214 | 24.8144 | 245115.8778 | 139028.2879 | 23568.0226 | 10719.7003 | 0.068207 | 0.032682 | 0.0008354 | 0.30536 | 0.17374 | 0.030536 | 0.016737 | 5000000 | scaled
211-771R | 1890633.034 | 1721676.665 | 160513.2299 | 8443.1391 | 91.06% | 8.49% | 0.4466% | 1025997.3219 | 1847807.4656 | 39197.1466 | 61609.2638 | 925190.9114 | 69627.2133 | 128249.4028 | 1649930.8493 | 211 | 0.3743 | 0.21209 | 0.04346 | 5051060.1644 | 70423.843 | 149354.0979 | 1670855.093 | 188146.0132 | 399017.9589 | 4463896.1919 | 4076755.0262 | 155748.13 | 244801.6877 | 3676205.2081 | 985392.8728 | 37130.5783 | 68392.4326 | 879869.8619 |  | 357 | 211-771R | 1890633.034 | 864635.7121 | 42825.5684 | 1721676.665 | 765128.1108 | 18940.6811 | 160513.2299 | 91064.4623 | 15441.7483 | 8443.1391 | 70423.843 | 31226.6964 | 796.6296 | 70079.9902 | 31028.8685 | 757.8082 | 337.4996 | 191.4747 | 32.4682 | 6.3532 | 1670855.093 | 745664.1816 | 20924.2437 | 1649300.413 | 733103.6519 | 18157.4378 | 20787.6995 | 11793.5492 | 1999.8253 | 766.9805 | 149354.0979 | 87744.8341 | 21104.6951 | 2296.2617 | 995.5903 | 25.4351 | 139388.0308 | 79079.4384 | 13409.4547 | 7669.8053 | 0.0528 | 0.024003 | 0.0006094 | 0.30961 | 0.1762 | 0.030961 | 0.01189 | 5000000 | scaled
212-1177R | 1738925.23 | 1659398.101 | 71222.6311 | 8304.4971 | 95.43% | 4.096% | 0.4776% | 359825.567 | 1689990.2697 | 17640.1667 | 29516.4501 | 312668.949 | 88217.0967 | 72566.4533 | 1529206.7193 | 212 | 0.15054 | 0.099448 | 0.022431 | 11551495.9133 | 90117.0188 | 86016.3847 | 1562791.826 | 598637.8004 | 571397.7228 | 10381460.3871 | 13867517.5921 | 679844.194 | 1137550.8814 | 12050122.4716 | 2181616.2002 | 113879.8552 | 93676.3678 | 1974059.9766 |  | 358 | 212-1177R | 1738925.23 | 1379099.663 | 48934.9603 | 1659398.101 | 1330711.437 | 34274.8333 | 71222.6311 | 40083.7288 | 6355.6299 | 8304.4971 | 90117.0188 | 72476.8521 | 1899.9222 | 89894.71 | 72349.0058 | 1874.3929 | 216.06 | 121.5974 | 19.2804 | 6.2489 | 1562791.826 | 1250122.877 | 33585.1067 | 1553282.795 | 1244441.421 | 32049.4901 | 8754.6453 | 4927.0692 | 781.2304 | 754.3862 | 86016.3847 | 56499.9346 | 13449.9315 | 16220.5968 | 13921.0104 | 350.9502 | 62251.9258 | 35035.0622 | 5555.1192 | 7543.862 | 0.038856 | 0.030981 | 0.0007862 | 0.10004 | 0.056827 | 0.010004 | 0.01164 | 5000000 | scaled
212-1204R | 1570376.207 | 1491430.443 | 72901.975 | 6043.7883 | 94.97% | 4.642% | 0.3849% | 409408.161 | 1529836.3713 | 20835.8453 | 29597.756 | 358974.559 | 79866.0109 | 65691.4686 | 1384278.891 | 212 | 0.19221 | 0.11865 | 0.024095 | 8170276.7187 | 81424.0289 | 77314.6694 | 1411637.508 | 423628.9653 | 402248.9901 | 7344398.7597 | 9784763.3809 | 497972.0387 | 707379.7409 | 8579411.5852 | 1682527.8581 | 87837.3601 | 72248.0705 | 1522442.4267 |  | 359 | 212-1204R | 1570376.207 | 1160968.046 | 40539.8357 | 1491430.443 | 1113740.635 | 27720.4444 | 72901.975 | 41183.6227 | 6775.603 | 6043.7883 | 81424.0289 | 60588.1836 | 1558.018 | 81299.4614 | 60515.8345 | 1542.3155 | 120.0197 | 67.8013 | 11.1548 | 4.5478 | 1411637.508 | 1052662.949 | 27358.6169 | 1402703.072 | 1047376.857 | 26030.2439 | 8385.4147 | 4737.07 | 779.3512 | 549.0219 | 77314.6694 | 47716.9134 | 11623.2007 | 7427.9102 | 5847.9433 | 147.885 | 64396.5405 | 36378.7515 | 5985.0971 | 5490.2187 | 0.034015 | 0.025086 | 0.0006368 | 0.1497 | 0.085077 | 0.01497 | 0.0084874 | 5000000 | scaled
212-638R | 609779.7244 | 604090.7433 | 3002.3128 | 2686.6683 | 99.07% | 0.4924% | 0.4406% | 156662.5741 | 593944.0247 | 6638.2 | 1744.7858 | 148279.5882 | 25197.7767 | 4701.267 | 564044.9809 | 212 | 0.10708 | 0.065205 | 0.012817 | 5694884.1877 | 25753.9736 | 7427.0213 | 576598.7295 | 240522.7512 | 69362.7951 | 5384998.6411 | 6949074.0077 | 294450.3077 | 77393.3776 | 6577230.319 | 1235484.5546 | 52414.8112 | 9779.2764 | 1173290.4668 |  | 360 | 212-638R | 609779.7244 | 453117.1503 | 15835.6997 | 604090.7433 | 448745.6601 | 12885.413 | 3002.3128 | 1684.8219 | 263.6184 | 2686.6683 | 25753.9736 | 19115.7736 | 556.1969 | 25747.8387 | 19111.4437 | 553.8141 | 4.1133 | 2.3083 | 0.36117 | 2.0216 | 576598.7295 | 428319.1413 | 12553.7486 | 576115.1862 | 427940.6898 | 12288.6619 | 239.4846 | 134.3927 | 21.028 | 244.0588 | 7427.0213 | 5682.2355 | 2725.7542 | 2227.7185 | 1693.5267 | 42.9371 | 2758.7149 | 1548.1209 | 242.2293 | 2440.5879 | 0.01604 | 0.011938 | 0.000303 | 0.087245 | 0.049478 | 0.0087244 | 0.00379 | 5000000 | scaled
212-725R | 4887826.7 | 4846329.548 | 35508.5272 | 5988.6249 | 99.15% | 0.7265% | 0.1225% | 1317367.424 | 4791823.1187 | 63634.9636 | 13660.9433 | 1240071.517 | 232348.7963 | 29097.2761 | 4530377.046 | 212 | 0.13941 | 0.090055 | 0.018038 | 35061055.599 | 236619.5386 | 37229.266 | 4613977.895 | 1697304.6116 | 267050.6636 | 33096700.3206 | 39647452.6291 | 1915156.0597 | 411139.3621 | 37321157.2043 | 5322355.3471 | 258073.5615 | 32318.8146 | 5031962.9706 |  | 361 | 212-725R | 4887826.7 | 3570459.276 | 96003.5813 | 4846329.548 | 3544531.502 | 86897.3213 | 35508.5272 | 19939.1489 | 3117.635 | 5988.6249 | 236619.5386 | 172984.575 | 4270.7423 | 236479.3032 | 172903.8525 | 4254.3191 | 135.7292 | 76.2162 | 11.917 | 4.5062 | 4613977.895 | 3373906.378 | 83600.849 | 4608405.027 | 3370538.507 | 82615.3065 | 5028.8576 | 2823.8609 | 441.5318 | 544.0108 | 37229.266 | 23568.3227 | 8131.9899 | 1445.2177 | 1089.143 | 27.6957 | 30343.9404 | 17039.0718 | 2664.1863 | 5440.1079 | 0.043677 | 0.032053 | 0.0008148 | 0.087233 | 0.049502 | 0.0087232 | 0.0084998 | 5000000 | scaled
212-734R | 1265959.644 | 1239607.971 | 17542.0399 | 8809.6336 | 97.92% | 1.386% | 0.6959% | 312920.9544 | 1227285.523 | 11855.3975 | 13228.0968 | 287837.4601 | 46832.808 | 41952.9243 | 1138499.7906 | 212 | 0.17753 | 0.11868 | 0.023857 | 7130760.9429 | 47973.1269 | 51747.8971 | 1166238.62 | 270217.8552 | 291479.9733 | 6569063.1143 | 8030525.625 | 304246.3978 | 339474.135 | 7386805.0914 | 1621094.239 | 61860.4178 | 55414.6877 | 1503819.1334 |  | 362 | 212-734R | 1265959.644 | 953038.6896 | 38674.121 | 1239607.971 | 934352.9292 | 28298.6723 | 17542.0399 | 9876.1269 | 1565.8151 | 8809.6336 | 47973.1269 | 36117.7294 | 1140.3189 | 47738.9213 | 35982.9754 | 1113.3763 | 227.5766 | 128.1251 | 20.3137 | 6.629 | 1166238.62 | 878401.1599 | 27738.8294 | 1161860.827 | 875586.7514 | 26619.2242 | 3577.5203 | 2014.1354 | 319.332 | 800.2732 | 51747.8971 | 38519.8003 | 9794.9727 | 30008.2226 | 22783.2024 | 566.0718 | 13736.943 | 7733.8663 | 1226.1694 | 8002.7315 | 0.064592 | 0.049067 | 0.0012464 | 0.10037 | 0.057036 | 0.010037 | 0.012573 | 5000000 | scaled
212-739R | 998791.2358 | 965054.7656 | 27840.7085 | 5895.7617 | 96.62% | 2.787% | 0.5903% | 316339.7819 | 977199.3579 | 16178.8296 | 11358.7061 | 288802.2463 | 50172.5381 | 24949.4919 | 902077.328 | 212 | 0.13097 | 0.081591 | 0.017601 | 7626107.0153 | 50890.9894 | 32489.0143 | 915411.2322 | 388569.8204 | 248064.5512 | 6989472.6441 | 8364318.6965 | 427783.3356 | 300334.7766 | 7636200.5872 | 1226727.6027 | 62984.1157 | 31320.3545 | 1132423.1325 |  | 363 | 212-739R | 998791.2358 | 682451.4539 | 21591.8779 | 965054.7656 | 660932.6461 | 13252.4042 | 27840.7085 | 15623.046 | 2443.712 | 5895.7617 | 50890.9894 | 34712.1598 | 718.4513 | 50836.335 | 34679.5431 | 709.607 | 50.218 | 28.1803 | 4.4079 | 4.4364 | 915411.2322 | 626608.9859 | 13333.9042 | 911335.1801 | 624086.6427 | 12487.5646 | 3540.477 | 1986.7682 | 310.7646 | 535.575 | 32489.0143 | 21130.3082 | 7539.5224 | 2883.2505 | 2166.4603 | 55.2326 | 24250.0135 | 13608.0975 | 2128.5395 | 5355.7503 | 0.035565 | 0.023904 | 0.0006066 | 0.087122 | 0.049404 | 0.0087122 | 0.0082824 | 5000000 | scaled
212-743R | 261427.8714 | 253729.516 | 5541.9002 | 2156.4552 | 97.06% | 2.12% | 0.8249% | 92755.4285 | 256632.2299 | 4162.8996 | 2223.4741 | 86369.0548 | 11970.4582 | 4638.1579 | 240023.6138 | 212 | 0.11654 | 0.067783 | 0.013285 | 2243161.1592 | 12072.7063 | 7044.0223 | 242311.1429 | 103588.9008 | 60440.6756 | 2079131.5833 | 2488418.0827 | 111681.1694 | 59650.7743 | 2317086.1396 | 360987.1038 | 16838.0295 | 6524.1813 | 337624.893 |  | 364 | 212-743R | 261427.8714 | 168672.4429 | 4795.6415 | 253729.516 | 163395.8394 | 2144.5857 | 5541.9002 | 3120.1483 | 494.6006 | 2156.4552 | 12072.7063 | 7909.8067 | 102.248 | 12064.8788 | 7904.6906 | 100.0716 | 6.2048 | 3.4934 | 0.55377 | 1.6227 | 242311.1429 | 155942.0881 | 2287.5291 | 241573.3576 | 155441.1036 | 2043.2728 | 541.8914 | 305.0906 | 48.3624 | 195.8939 | 7044.0223 | 4820.5482 | 2405.8643 | 91.2796 | 50.0451 | 1.2413 | 4993.8039 | 2811.5644 | 445.6844 | 1958.9387 | 0.01316 | 0.0077172 | 0.0001952 | 0.10033 | 0.057009 | 0.010033 | 0.0030568 | 5000000 | scaled
212-758R | 1482461.789 | 1442027.796 | 34331.3121 | 6102.6818 | 97.27% | 2.316% | 0.4117% | 221421.244 | 1443071.6849 | 10807.9234 | 13554.6764 | 197058.644 | 74526.9245 | 29839.5047 | 1338705.256 | 212 | 0.1427 | 0.09468 | 0.019379 | 10388441.6515 | 76141.4689 | 38110.4515 | 1368209.869 | 533566.0001 | 267061.3198 | 9587814.3347 | 13319031.1852 | 650123.1165 | 815347.0469 | 11853561.0104 | 2032659.9522 | 104976.0011 | 42030.8755 | 1885653.0763 |  | 365 | 212-758R | 1482461.789 | 1261040.545 | 39390.1041 | 1442027.796 | 1235609.262 | 30223.6826 | 34331.3121 | 19328.6014 | 3063.7398 | 6102.6818 | 76141.4689 | 65333.5455 | 1614.5444 | 76087.7778 | 65301.3105 | 1605.5707 | 49.0991 | 27.6429 | 4.3816 | 4.5921 | 1368209.869 | 1171151.225 | 29504.6129 | 1363322.356 | 1168157.285 | 28563.5499 | 4333.1414 | 2439.5678 | 386.6912 | 554.3718 | 38110.4515 | 24555.7751 | 8270.9468 | 2617.662 | 2150.6665 | 54.5619 | 29949.0716 | 16861.3908 | 2672.6669 | 5543.7179 | 0.033816 | 0.029089 | 0.000739 | 0.10027 | 0.056978 | 0.010027 | 0.0086122 | 5000000 | scaled
212-773R | 2758566.711 | 2642067.339 | 109237.1393 | 7262.2336 | 95.78% | 3.96% | 0.2633% | 944850.692 | 2699031.4402 | 50301.0315 | 43326.9237 | 851222.737 | 146093.6786 | 91223.5564 | 2461714.2055 | 212 | 0.19881 | 0.12117 | 0.025803 | 13875280.4716 | 148464.9768 | 107005.6896 | 2503096.045 | 746762.1447 | 538226.5904 | 12590291.7385 | 14968284.5426 | 796866.8055 | 686383.2858 | 13485034.4551 | 2307336.1146 | 124891.9208 | 77984.7923 | 2104459.4019 |  | 366 | 212-773R | 2758566.711 | 1813716.019 | 59535.2708 | 2642067.339 | 1744761.626 | 42119.5109 | 109237.1393 | 61692.1594 | 10153.5264 | 7262.2336 | 148464.9768 | 98163.9453 | 2371.2982 | 148345.3935 | 98094.0317 | 2355.2263 | 114.1187 | 64.449 | 10.6073 | 5.4646 | 2503096.045 | 1651873.308 | 41381.8395 | 2491719.214 | 1645161.058 | 39725.9829 | 10717.1244 | 6052.5436 | 996.1503 | 659.7063 | 107005.6896 | 63678.7659 | 15782.1332 | 2002.7307 | 1506.5364 | 38.3017 | 98405.8962 | 55575.1667 | 9146.7688 | 6597.0627 | 0.038893 | 0.025923 | 0.0006598 | 0.14975 | 0.08508 | 0.014975 | 0.010168 | 5000000 | scaled
212-799R | 1038800.492 | 1008878.309 | 26373.4381 | 3548.7456 | 97.12% | 2.539% | 0.3416% | 327533.7115 | 1015703.1491 | 16084.9858 | 10351.2133 | 301097.5127 | 50556.6713 | 22044.895 | 943101.5831 | 212 | 0.12493 | 0.075281 | 0.015367 | 8315060.3698 | 51431.9897 | 27349.7861 | 960018.7166 | 411686.4617 | 218920.8845 | 7684453.0265 | 9448208.1771 | 463995.8857 | 298596.4955 | 8685615.806 | 1503028.7183 | 74813.3241 | 32621.8447 | 1395593.5501 |  | 367 | 212-799R | 1038800.492 | 711266.7805 | 23097.3429 | 1008878.309 | 692872.5498 | 17194.6291 | 26373.4381 | 14845.4851 | 2353.9682 | 3548.7456 | 51431.9897 | 35347.0038 | 875.3183 | 51348.6587 | 35298.93 | 865.4486 | 80.6606 | 45.4035 | 7.1994 | 2.6703 | 960018.7166 | 658921.2039 | 16917.1335 | 956499.2751 | 656799.217 | 16309.4076 | 3197.0711 | 1799.6164 | 285.3554 | 322.3705 | 27349.7861 | 16998.5728 | 5304.8911 | 1030.3749 | 774.4027 | 19.7729 | 23095.7064 | 13000.4652 | 2061.4134 | 3223.7048 | 0.019599 | 0.013283 | 0.000337 | 0.10033 | 0.057001 | 0.010033 | 0.0049968 | 5000000 | scaled
212-880R | 104943.9464 | 102616.691 | 1359.2306 | 968.0248 | 97.78% | 1.295% | 0.9224% | 15747.6756 | 101977.2114 | 680.6379 | 549.2865 | 14517.7513 | 4430.2053 | 1158.5003 | 96388.5058 | 212 | 0.10736 | 0.063062 | 0.011551 | 977499.4169 | 4515.6674 | 2149.8535 | 98278.4255 | 42061.1421 | 20024.7906 | 915413.4839 | 1414421.8509 | 61133.4098 | 49335.7102 | 1303952.7278 | 256842.384 | 11158.0271 | 2917.8281 | 242766.5287 |  | 368 | 212-880R | 104943.9464 | 89196.2708 | 2966.735 | 102616.691 | 87462.914 | 1877.3782 | 1359.2306 | 765.3321 | 121.332 | 968.0248 | 4515.6674 | 3835.0295 | 85.4621 | 4513.9038 | 3833.7182 | 84.6413 | 1.0352 | 0.58287 | 0.092406 | 0.72841 | 98278.4255 | 83760.6742 | 1889.9197 | 98082.002 | 83611.653 | 1792.2995 | 108.4874 | 61.0852 | 9.6842 | 87.936 | 2149.8535 | 1600.5671 | 991.3532 | 20.7852 | 17.5428 | 0.43748 | 1249.708 | 703.664 | 111.5555 | 879.3603 | 0.0055194 | 0.004596 | 0.0001166 | 0.10045 | 0.057077 | 0.010045 | 0.0013892 | 5000000 | scaled
212-886R | 2163524.818 | 2135825.913 | 22371.1462 | 5327.7589 | 98.72% | 1.034% | 0.2463% | 822111.615 | 2119136.5617 | 42123.4136 | 8484.4927 | 771503.709 | 109136.9122 | 17832.6349 | 1992167.0145 | 212 | 0.18767 | 0.11116 | 0.022945 | 11528395.805 | 111101.8825 | 24434.9704 | 2027987.965 | 592009.1443 | 130202.3477 | 10806184.3126 | 12067691.4268 | 618325.2343 | 124542.9908 | 11324823.2052 | 1934550.2855 | 99630.5988 | 16279.3326 | 1818640.3539 |  | 369 | 212-886R | 2163524.818 | 1341413.203 | 44388.2563 | 2135825.913 | 1323449.194 | 36981.0473 | 22371.1462 | 12636.2503 | 2079.4501 | 5327.7589 | 111101.8825 | 68978.4689 | 1964.9703 | 111062.2176 | 68954.3198 | 1957.647 | 35.656 | 20.1401 | 3.3143 | 4.009 | 2027987.965 | 1256484.256 | 35820.9505 | 2024000.773 | 1254021.502 | 35011.3412 | 3503.2148 | 1978.7765 | 325.632 | 483.9773 | 24434.9704 | 15950.4778 | 6602.3355 | 762.9223 | 473.3714 | 12.059 | 18832.2754 | 10637.3336 | 1750.5038 | 4839.7727 | 0.030079 | 0.018387 | 0.000467 | 0.15012 | 0.085305 | 0.015012 | 0.0074656 | 5000000 | scaled
212-888R | 1471062.196 | 1438972.088 | 27695.1883 | 4394.9195 | 97.82% | 1.883% | 0.2988% | 610338.736 | 1441634.8901 | 32964.3806 | 10760.8148 | 566613.5404 | 77888.4743 | 22563.9285 | 1341182.4871 | 212 | 0.13116 | 0.077686 | 0.01664 | 11216108.7009 | 79138.2144 | 28738.0785 | 1363185.903 | 603389.0457 | 219113.3814 | 10393606.2725 | 11079518.3173 | 598404.5214 | 195341.7637 | 10285772.0302 | 1768489.1603 | 95547.717 | 27679.7289 | 1645261.7142 |  | 370 | 212-888R | 1471062.196 | 860723.46 | 29427.3059 | 1438972.088 | 840736.2537 | 22559.96 | 27695.1883 | 15592.2868 | 2472.4264 | 4394.9195 | 79138.2144 | 46173.8337 | 1249.7401 | 79110.587 | 46156.8344 | 1244.2619 | 24.3203 | 13.6922 | 2.1711 | 3.307 | 1363185.903 | 796572.3626 | 22003.4159 | 1359478.673 | 794310.7378 | 21308.8647 | 3307.9926 | 1862.3874 | 295.3137 | 399.2375 | 28738.0785 | 17977.2636 | 6174.15 | 382.8281 | 268.6815 | 6.8335 | 24362.8754 | 13716.2072 | 2174.9416 | 3992.375 | 0.024497 | 0.014392 | 0.0003658 | 0.10043 | 0.057063 | 0.010043 | 0.0062312 | 5000000 | scaled
213-262F | 161.6751 | 128.102 | 0 | 33.5731 | 79.23% | 0% | 20.77% | 103.5024 | 128.0872 | 10.8071 | 0.93685 | 91.7585 | 13.5395 | 1.6498 | 112.8979 | 213 | 0.0001976 | 0.0001138 | 5.14e-05 | 818194.0157 | 13.5648 | 32.1626 | 115.9478 | 68647.5277 | 162766.3674 | 586780.121 | 511184.0618 | 53374.6651 | 4626.9832 | 453182.4138 | 653461.1749 | 69074.2554 | 8416.7439 | 575970.1759 |  | 371 | 213-262F | 161.6751 | 58.1727 | 33.5879 | 128.102 | 24.5996 | 0.014806 | 0 | 0 | 0 | 33.5731 | 13.5648 | 2.7577 | 0.025263 | 13.5395 | 2.7324 | 0 | 0 | 0 | 0 | 0.025263 | 115.9478 | 24.1893 | 3.0498 | 112.8979 | 21.1395 | 0 | 0 | 0 | 0 | 3.0498 | 32.1626 | 31.2258 | 30.5128 | 1.6646 | 0.72775 | 0.014806 | 0 | 0 | 0 | 30.498 | 0.0001478 | 6.4e-05 | 1.6e-06 | 0 | 0 | 0 | 4.98e-05 | 5000000 | scaled
213-263F | 32297.4199 | 31746.5341 | 0 | 550.8858 | 98.29% | 0% | 1.706% | 18147.1243 | 31702.4381 | 2215.8323 | 5498.4742 | 10432.8178 | 3877.2844 | 9615.537 | 18209.6167 | 213 | 0.0030164 | 0.0017508 | 0.0008084 | 10707273.5347 | 3877.6989 | 10160.0614 | 18259.6595 | 1285538.6975 | 3368273.9093 | 6053460.9269 | 8082188.4853 | 986865.7069 | 2448856.5712 | 4646466.2054 | 735999.2089 | 90014.4728 | 223232.914 | 422751.8221 |  | 372 | 213-263F | 32297.4199 | 14150.2956 | 594.9818 | 31746.5341 | 13599.4098 | 44.096 | 0 | 0 | 0 | 550.8858 | 3877.6989 | 1661.8666 | 0.41452 | 3877.2844 | 1661.4521 | 0 | 0 | 0 | 0 | 0.41452 | 18259.6595 | 7826.8418 | 50.0428 | 18209.6167 | 7776.7989 | 0 | 0 | 0 | 0 | 50.0428 | 10160.0614 | 4661.5873 | 544.5244 | 9659.633 | 4161.1588 | 44.096 | 0 | 0 | 0 | 500.4284 | 0.0022326 | 0.000967 | 2.46e-05 | 0 | 0 | 0 | 0.0007838 | 5000000 | scaled
214-1122R | 26281150.17 | 25993614.32 | 275469.895 | 12065.9539 | 98.91% | 1.048% | 0.04591% | 9918462.91 | 25787324.9758 | 509548.7925 | 108740.7235 | 9300173.39 | 1325344.5088 | 230940.914 | 24231039.5481 | 214 | 0.26918 | 0.16292 | 0.036594 | 97635635.0385 | 1348977.816 | 265086.0491 | 24667086.3 | 5011512.2385 | 984806.3946 | 91639316.3873 | 100436466.3219 | 5159799.5175 | 1101131.7089 | 94175535.055 | 13494703.8913 | 693562.8925 | 120853.1422 | 12680287.8541 |  | 373 | 214-1122R | 26281150.17 | 16362687.26 | 493825.1942 | 25993614.32 | 16194803.48 | 455875.1664 | 275469.895 | 155817.8235 | 25884.0738 | 12065.9539 | 1348977.816 | 839429.0235 | 23633.3072 | 1348418.399 | 839108.6492 | 23572.5164 | 550.3377 | 311.2951 | 51.7116 | 9.0792 | 24667086.3 | 15366912.91 | 436046.7519 | 24635960.75 | 15348830.85 | 432129.0029 | 30029.4688 | 16985.9813 | 2821.6695 | 1096.0795 | 265086.0491 | 156345.3256 | 34145.1351 | 9235.1654 | 6863.9832 | 173.6471 | 244890.0885 | 138520.5472 | 23010.6928 | 10960.7952 | 0.066356 | 0.040277 | 0.0010234 | 0.18583 | 0.10565 | 0.018583 | 0.016987 | 5000000 | scaled
214-1135R | 6666921.573 | 6627374.305 | 31346.5489 | 8200.7196 | 99.41% | 0.4702% | 0.123% | 2969601.439 | 6563900.2804 | 185612.9012 | 14186.1083 | 2769802.429 | 407535.2534 | 34034.2471 | 6122330.7797 | 214 | 0.090777 | 0.054823 | 0.016283 | 73442849.7637 | 413361.1301 | 43808.1268 | 6209752.316 | 4553588.7956 | 482590.5987 | 68406670.368 | 67440793.934 | 4215340.5696 | 322171.9914 | 62903281.3625 | 6327001.044 | 392826.8048 | 32805.9092 | 5901368.3299 |  | 374 | 214-1135R | 6666921.573 | 3697320.134 | 103021.2926 | 6627374.305 | 3671621.858 | 92307.0719 | 31346.5489 | 17497.5558 | 2513.5012 | 8200.7196 | 413361.1301 | 227748.2289 | 5825.8767 | 413267.8925 | 227693.4577 | 5812.7245 | 87.0668 | 48.6004 | 6.9814 | 6.1708 | 6209752.316 | 3439949.887 | 87421.5363 | 6204470.813 | 3436672.641 | 86312.8177 | 4536.5439 | 2532.2861 | 363.7596 | 744.959 | 43808.1268 | 29622.0184 | 9773.8797 | 9635.5987 | 7255.7593 | 181.5297 | 26722.9382 | 14916.6693 | 2142.7602 | 7449.5898 | 0.036405 | 0.01899 | 0.0004838 | 0.042859 | 0.02432 | 0.0042858 | 0.011513 | 5000000 | scaled
214-17AE | 484035.5133 | 471452.7484 | 7163.8313 | 5418.9337 | 97.4% | 1.48% | 1.12% | 221123.0154 | 470817.5003 | 12075.7569 | 2771.0916 | 206276.167 | 25889.0776 | 5739.5118 | 439188.911 | 214 | 0.071957 | 0.042809 | 0.012191 | 6726770.2101 | 26282.1822 | 11142.8245 | 446610.5067 | 365250.4725 | 154854.7948 | 6206664.9439 | 6141581.3154 | 335398.1171 | 76965.6839 | 5729217.5162 | 1084243.5411 | 59619.8424 | 13217.4963 | 1011406.2027 |  | 375 | 214-17AE | 484035.5133 | 262912.4979 | 13218.013 | 471452.7484 | 253494.0831 | 7224.4257 | 7163.8313 | 3999.481 | 574.6536 | 5418.9337 | 26282.1822 | 14206.4252 | 393.1046 | 26255.1772 | 14189.5476 | 387.1878 | 22.9274 | 12.8001 | 1.8391 | 4.0776 | 446610.5067 | 240334.3397 | 7421.5957 | 444929.7657 | 239178.5652 | 6834.0009 | 1188.4813 | 663.5148 | 95.3352 | 492.2596 | 11142.8245 | 8371.733 | 5403.3128 | 267.8054 | 125.9704 | 3.237 | 5952.4226 | 3323.1661 | 477.4793 | 4922.5965 | 0.02137 | 0.010801 | 0.0002748 | 0.042967 | 0.024388 | 0.0042968 | 0.0076194 | 5000000 | scaled
214-4R | 400189.4629 | 391624.8997 | 5439.4986 | 3125.0646 | 97.86% | 1.359% | 0.7809% | 211297.8928 | 392200.4785 | 12303.3966 | 2186.0009 | 196808.4953 | 22653.313 | 4513.3618 | 365033.8036 | 214 | 0.059676 | 0.034341 | 0.0088232 | 6706081.9313 | 22905.3715 | 7715.5011 | 369568.5902 | 383831.4412 | 129290.7173 | 6192959.7725 | 5500403.8886 | 320276.0309 | 56904.9104 | 5123222.9461 | 905452.0341 | 52298.4787 | 10419.7543 | 842733.801 |  | 376 | 214-4R | 400189.4629 | 188891.5701 | 7988.9844 | 391624.8997 | 182728.6178 | 4427.5887 | 5439.4986 | 3037.8877 | 436.3311 | 3125.0646 | 22905.3715 | 10601.975 | 252.0585 | 22886.9861 | 10590.6687 | 248.4208 | 16.034 | 8.9547 | 1.2862 | 2.3515 | 369568.5902 | 172760.0949 | 4534.7866 | 368328.1913 | 171942.0104 | 4174.1763 | 956.5159 | 534.2014 | 76.7272 | 283.883 | 7715.5011 | 5529.5003 | 3202.1393 | 409.7223 | 195.9386 | 4.9916 | 4466.9488 | 2494.7316 | 358.3177 | 2838.8301 | 0.012296 | 0.0055432 | 0.0001404 | 0.042997 | 0.024415 | 0.0042996 | 0.0043832 | 5000000 | scaled
214-536R | 513329.1103 | 506732.7143 | 4540.4132 | 2055.9829 | 98.71% | 0.8845% | 0.4005% | 173796.5996 | 504886.5551 | 9950.6781 | 3676.6353 | 160169.2863 | 29060.6301 | 10169.3722 | 465656.5528 | 214 | 0.053744 | 0.032794 | 0.0073396 | 9551446.3173 | 29429.2035 | 12470.9522 | 471428.9547 | 547585.2656 | 232045.3447 | 8771815.7083 | 10353621.1547 | 592793.8234 | 219028.9661 | 9541798.3712 | 1150274.5718 | 66208.3463 | 23168.7102 | 1060897.5155 |  | 377 | 214-536R | 513329.1103 | 339532.5107 | 8442.5552 | 506732.7143 | 334943.6782 | 6022.404 | 4540.4132 | 2532.8496 | 364.1684 | 2055.9829 | 29429.2035 | 19478.5254 | 368.5734 | 29414.5546 | 19469.6696 | 365.9754 | 13.1018 | 7.3088 | 1.0508 | 1.5471 | 471428.9547 | 311259.6684 | 5772.4019 | 470594.5111 | 310711.5979 | 5533.6875 | 647.6767 | 361.3036 | 51.9475 | 186.7669 | 12470.9522 | 8794.3168 | 2301.58 | 6723.6485 | 4762.4107 | 122.7411 | 3879.6347 | 2164.2372 | 311.17 | 1867.6689 | 0.0077628 | 0.005459 | 0.0001388 | 0.043089 | 0.024443 | 0.0043088 | 0.002892 | 5000000 | scaled
214-583R | 2208313.351 | 2188306.573 | 15051.2713 | 4955.5073 | 99.09% | 0.6816% | 0.2244% | 1142178.579 | 2180050.5663 | 68963.7739 | 12576.06 | 1060638.7454 | 131300.9166 | 24009.8548 | 2024739.7957 | 214 | 0.070413 | 0.040863 | 0.011455 | 31362296.0391 | 132635.6487 | 29726.414 | 2045951.289 | 1883681.262 | 422172.2412 | 29056442.5461 | 26090722.8615 | 1575335.7177 | 287274.2515 | 24228112.8986 | 2467244.9778 | 148598.1711 | 27172.853 | 2291473.9545 |  | 378 | 214-583R | 2208313.351 | 1066134.772 | 28262.7847 | 2188306.573 | 1052782.526 | 22099.9723 | 15051.2713 | 8396.7388 | 1207.3051 | 4955.5073 | 132635.6487 | 63671.8748 | 1334.7321 | 132601.7384 | 63651.3085 | 1328.5823 | 30.1815 | 16.8375 | 2.4209 | 3.7289 | 2045951.289 | 985312.5436 | 21211.4933 | 2043919.611 | 983980.0926 | 20634.4738 | 1581.5159 | 882.2893 | 126.8579 | 450.1617 | 29726.414 | 17150.354 | 5716.5593 | 11785.2233 | 5151.1253 | 136.9163 | 13439.5739 | 7497.6119 | 1078.0263 | 4501.6167 | 0.020393 | 0.0094972 | 0.000241 | 0.043118 | 0.024463 | 0.0043118 | 0.0069024 | 5000000 | scaled
214-613R | 1721769.027 | 1475341.962 | 242193.3314 | 4233.7337 | 85.69% | 14.07% | 0.2459% | 924933.6547 | 1678347.6689 | 47198.4227 | 95862.2802 | 781872.9518 | 84413.21 | 198964.9392 | 1394969.5196 | 214 | 0.43289 | 0.24678 | 0.047144 | 3977402.5209 | 85346.693 | 223801.6289 | 1412620.705 | 197156.6143 | 516996.8498 | 3263249.0567 | 3228869.9226 | 164765.9449 | 334647.606 | 2729456.3718 | 921040.6906 | 46324.1334 | 109187.6304 | 765528.9268 |  | 379 | 214-613R | 1721769.027 | 796835.3723 | 43421.3581 | 1475341.962 | 655327.0131 | 15669.7714 | 242193.3314 | 137274.6254 | 23517.853 | 4233.7337 | 85346.693 | 38148.2703 | 933.483 | 84881.3294 | 37883.1232 | 885.4181 | 462.1779 | 261.9613 | 44.8791 | 3.1857 | 1412620.705 | 630747.7532 | 17651.1854 | 1386186.251 | 615598.1576 | 14737.0541 | 26049.8589 | 14765.0004 | 2529.536 | 384.5953 | 223801.6289 | 127939.3487 | 24836.6897 | 4274.3816 | 1845.7323 | 47.2992 | 215681.2946 | 122247.6637 | 20943.4378 | 3845.9527 | 0.016958 | 0.0079234 | 0.0002004 | 0.40998 | 0.23292 | 0.040998 | 0.005945 | 5000000 | scaled
214-647R | 22354308.53 | 22185077.5 | 163192.3476 | 6038.6837 | 99.24% | 0.73% | 0.02701% | 7216932.73 | 22019248.8432 | 356497.0928 | 64228.2273 | 6796207.41 | 1090644.9399 | 135136.4957 | 20793467.4055 | 214 | 0.23844 | 0.14413 | 0.028007 | 93753915.2225 | 1106446.372 | 154411.7459 | 21093450.41 | 4640433.3742 | 647602.4841 | 88465879.3555 | 105022644.1432 | 5187836.5389 | 934665.5306 | 98900142.0752 | 11963255.6681 | 592557.1918 | 73420.8719 | 11297277.6034 |  | 380 | 214-647R | 22354308.53 | 15137375.8 | 335059.6868 | 22185077.5 | 15038986.02 | 313681.4821 | 163192.3476 | 92351.0958 | 15339.521 | 6038.6837 | 1106446.372 | 749949.2792 | 15801.4321 | 1105952.017 | 749667.5495 | 15750.8476 | 489.8111 | 277.1857 | 46.0406 | 4.5439 | 21093450.41 | 14297243 | 299983.0045 | 21076367.81 | 14287337.77 | 297880.3031 | 16534.0421 | 9356.6698 | 1554.1433 | 548.5582 | 154411.7459 | 90183.5186 | 19275.2502 | 2757.6699 | 1980.6967 | 50.3314 | 146168.4944 | 82717.2403 | 13739.3372 | 5485.5816 | 0.042459 | 0.028997 | 0.0007374 | 0.18745 | 0.10661 | 0.018745 | 0.0085248 | 5000000 | scaled
215-1531R | 12702411.91 | 12475572.54 | 220695.3654 | 6144.0091 | 98.21% | 1.737% | 0.04837% | 5443209.176 | 12461133.2221 | 327904.516 | 88071.869 | 5027232.788 | 752494.8095 | 185380.2097 | 11523258.2 | 215 | 0.20291 | 0.11899 | 0.025844 | 62600965.1039 | 765658.7811 | 209735.536 | 11727017.59 | 3773376.1885 | 1033634.1683 | 57793954.7328 | 61008368.4268 | 3675206.8264 | 987123.746 | 56346037.8208 | 9335820.8316 | 563765.4773 | 138885.9579 | 8633169.3943 |  | 381 | 215-1531R | 12702411.91 | 7259202.734 | 241278.6879 | 12475572.54 | 7128160.872 | 214494.8645 | 220695.3654 | 124897.8526 | 20639.8143 | 6144.0091 | 765658.7811 | 437754.2651 | 13163.9716 | 765379.7569 | 437594.3505 | 13133.686 | 274.4011 | 155.2915 | 25.6625 | 4.6232 | 11727017.59 | 6699784.802 | 203759.39 | 11705992.52 | 6687643.84 | 201287.1591 | 20466.9516 | 11582.8364 | 1914.1049 | 558.126 | 209735.536 | 121663.667 | 24355.3263 | 4200.2634 | 2922.6823 | 74.0194 | 199954.0127 | 113159.7247 | 18700.0469 | 5581.2599 | 0.026648 | 0.014948 | 0.0003792 | 0.16755 | 0.095329 | 0.016755 | 0.00871 | 5000000 | scaled
215-1534R | 19489706.37 | 19294168.7 | 189765.6478 | 5772.0259 | 99% | 0.9737% | 0.02962% | 8717883.17 | 19188686.8412 | 541796.4014 | 75837.9399 | 8100248.83 | 1190940.4126 | 158379.2603 | 17839367.1696 | 215 | 0.1982 | 0.11556 | 0.025191 | 98331251.4947 | 1208263.097 | 179801.2443 | 18101642.03 | 6096039.6328 | 907149.7044 | 91328062.164 | 93216696.8971 | 5793203.4583 | 810903.5323 | 86612589.9204 | 11949487.0708 | 741641.5297 | 98628.4752 | 11109217.0667 |  | 382 | 215-1534R | 19489706.37 | 10771823.2 | 301019.5288 | 19294168.7 | 10658653.91 | 277502.6653 | 189765.6478 | 107397.268 | 17744.8377 | 5772.0259 | 1208263.097 | 666466.6956 | 17322.6844 | 1207973.37 | 666300.8405 | 17291.6552 | 285.3835 | 161.5119 | 26.686 | 4.3433 | 18101642.03 | 10001393.2 | 262274.8604 | 18084396.61 | 9991405.622 | 260186.9503 | 16721.0819 | 9463.2434 | 1563.5753 | 524.3348 | 179801.2443 | 103963.3044 | 21421.984 | 1798.714 | 947.4439 | 24.0598 | 172759.1825 | 97772.5127 | 16154.5764 | 5243.3478 | 0.022842 | 0.012266 | 0.0003122 | 0.1672 | 0.095133 | 0.01672 | 0.0081584 | 5000000 | scaled
215-1544R | 1412429.602 | 1385494.868 | 25217.6287 | 1717.1047 | 98.09% | 1.785% | 0.1216% | 429501.1631 | 1359250.4505 | 35514.3004 | 9911.4906 | 384075.3721 | 112303.9898 | 20757.3925 | 1226189.0682 | 215 | 0.10891 | 0.063743 | 0.012372 | 12968992.2522 | 116224.0619 | 24338.8101 | 1271866.73 | 1067174.5736 | 223480.0507 | 11678337.6275 | 15420275.2774 | 1275061.2474 | 355849.8244 | 13789364.2064 | 4298277.7113 | 355132.2982 | 65639.8807 | 3877505.5323 |  | 383 | 215-1544R | 1412429.602 | 982928.4389 | 53179.1515 | 1385494.868 | 967024.1085 | 49200.1134 | 25217.6287 | 14187.2256 | 2261.9334 | 1717.1047 | 116224.0619 | 80709.7615 | 3920.0721 | 116168.9329 | 80678.1812 | 3913.951 | 53.837 | 30.2882 | 4.829 | 1.2921 | 1271866.73 | 887791.3579 | 45677.6618 | 1269021.503 | 886122.4291 | 45280.4631 | 2689.2438 | 1512.9459 | 241.2158 | 155.983 | 24338.8101 | 14427.3195 | 3581.4176 | 304.4324 | 223.4983 | 5.6993 | 22474.548 | 12643.9915 | 2015.8886 | 1559.8297 | 0.0083662 | 0.0056268 | 0.0001426 | 0.098125 | 0.055699 | 0.0098124 | 0.0024172 | 5000000 | scaled
215-38R | 5434815.452 | 5375940.61 | 54849.6154 | 4025.2262 | 98.92% | 1.009% | 0.07406% | 1603042.462 | 5353965.3202 | 98777.1845 | 24341.7022 | 1479923.574 | 333216.7352 | 56697.3761 | 4964051.2084 | 215 | 0.12528 | 0.076372 | 0.015883 | 43381349.3934 | 337744.046 | 64996.1775 | 5032075.228 | 2695913.5217 | 518807.2916 | 40166628.576 | 50172484.5493 | 3091556.762 | 761853.604 | 46319074.1423 | 5090420.5688 | 316814.4023 | 53906.4921 | 4719699.6739 |  | 384 | 215-38R | 5434815.452 | 3831772.99 | 80850.1318 | 5375940.61 | 3796907.367 | 71902.0155 | 54849.6154 | 30840.3972 | 4922.8901 | 4025.2262 | 337744.046 | 238966.8615 | 4527.3108 | 337616.4889 | 238893.8139 | 4513.1052 | 124.5282 | 70.0187 | 11.1767 | 3.0289 | 5032075.228 | 3552151.654 | 68024.0196 | 5025873.933 | 3548504.782 | 67134.6019 | 5835.641 | 3281.2169 | 523.7634 | 365.6543 | 64996.1775 | 40654.4753 | 8298.8014 | 12450.1883 | 9508.7707 | 254.3084 | 48889.4462 | 27489.1616 | 4387.95 | 3656.543 | 0.020867 | 0.014705 | 0.000374 | 0.098782 | 0.056037 | 0.0098782 | 0.0056306 | 5000000 | scaled
216-1859F | 14041287.71 | 13926878.65 | 108865.6056 | 5543.4446 | 99.19% | 0.7753% | 0.03948% | 7159458.632 | 13845282.0389 | 441781.5073 | 43612.8031 | 6674064.312 | 854141.8217 | 90609.892 | 12900530.3162 | 216 | 0.15704 | 0.090465 | 0.020547 | 89409782.1505 | 865565.3615 | 104694.2196 | 13071028.12 | 5511603.4944 | 666654.4807 | 83231524.1187 | 76072066.6205 | 4694102.443 | 463403.2027 | 70914560.8724 | 9539567.1839 | 588514.0707 | 62431.3142 | 8888621.7928 |  | 385 | 216-1859F | 14041287.71 | 6881829.078 | 196005.6711 | 13926878.65 | 6814958.682 | 180481.078 | 108865.6056 | 61326.9518 | 9981.1486 | 5543.4446 | 865565.3615 | 423783.8542 | 11423.5398 | 865377.8346 | 423676.3937 | 11402.5579 | 183.3557 | 103.2892 | 16.8106 | 4.1713 | 13071028.12 | 6396963.808 | 170497.8038 | 13060390.21 | 6390751.288 | 169065.0845 | 10134.3414 | 5708.9497 | 929.149 | 503.5703 | 104694.2196 | 61081.4165 | 14084.3276 | 1110.6081 | 531.0007 | 13.4356 | 98547.9085 | 55514.7128 | 9035.189 | 5035.703 | 0.024139 | 0.011704 | 0.0002958 | 0.12517 | 0.071026 | 0.012517 | 0.0077338 | 5000000 | scaled
216-220R | 71281.5532 | 71210.3647 | 0 | 71.1885 | 99.9% | 0% | 0.09987% | 17002.0014 | 71206.9423 | 923.7343 | 0 | 16078.2671 | 3688.5887 | 0 | 67518.3536 | 216 | 0.000285 | 0.0002404 | 0.0001032 | 250110712.9474 | 3689.1786 | 64.6681 | 67527.7065 | 12944486.186 | 226905.6829 | 236939321.0526 | 225788484.817 | 12267295.4272 | 0 | 213521189.3765 | 722973.6122 | 37450.7346 | 0 | 685522.8776 |  | 386 | 216-220R | 71281.5532 | 54279.5517 | 74.6109 | 71210.3647 | 54208.3633 | 3.4224 | 0 | 0 | 0 | 71.1885 | 3689.1786 | 2765.4442 | 0.58986 | 3689.125 | 2765.3907 | 0.5363 | 0 | 0 | 0 | 0.053567 | 67527.7065 | 51449.4394 | 9.3529 | 67521.2397 | 51442.9726 | 2.8861 | 0 | 0 | 0 | 6.4668 | 64.6681 | 64.6681 | 64.6681 | 0 | 0 | 0 | 0 | 0 | 0 | 64.6681 | 0.0001854 | 0.0001408 | 3.6e-06 | 0 | 0 | 0 | 9.96e-05 | 5000000 | scaled
217-41AE | 2013596.577 | 1796628.952 | 207510.3844 | 9457.2408 | 89.22% | 10.31% | 0.4697% | 700732.524 | 1951620.3401 | 39206.6903 | 82482.5263 | 579043.308 | 113394.7876 | 173527.7419 | 1664697.8109 | 217 | 0.19664 | 0.12142 | 0.02824 | 10240129.7055 | 115533.4192 | 199063.3101 | 1698999.848 | 587544.3033 | 1012334.9127 | 8640250.491 | 10812353.3263 | 604962.0552 | 1272711.3229 | 8934679.9569 | 2194610.4114 | 127513.2137 | 195133.1318 | 1871964.0663 |  | 387 | 217-41AE | 2013596.577 | 1312864.053 | 61976.2369 | 1796628.952 | 1186338.535 | 33291.7864 | 207510.3844 | 117068.2767 | 19227.2098 | 9457.2408 | 115533.4192 | 76326.7289 | 2138.6316 | 114895.0045 | 75963.4617 | 2073.0214 | 631.2984 | 356.1509 | 58.494 | 7.1163 | 1698999.848 | 1119956.54 | 34302.0371 | 1672556.745 | 1104664.064 | 31072.408 | 25584.0001 | 14433.3731 | 2370.5269 | 859.1022 | 199063.3101 | 116580.7838 | 25535.5682 | 9177.202 | 5711.0089 | 146.3569 | 181295.0859 | 102278.7526 | 16798.189 | 8591.0223 | 0.04004 | 0.026808 | 0.0006812 | 0.14338 | 0.081393 | 0.014338 | 0.013221 | 5000000 | scaled
217-48AE | 2727584.515 | 2396177.964 | 321334.4889 | 10072.0624 | 87.85% | 11.78% | 0.3693% | 1004775.387 | 2643179.9065 | 55686.6585 | 123998.9842 | 825089.744 | 151493.64 | 257832.331 | 2233853.9354 | 217 | 0.20236 | 0.12387 | 0.029252 | 13478925.1737 | 154348.9476 | 292976.7843 | 2280258.783 | 762747.37 | 1447805.6066 | 11268372.1966 | 13907686.709 | 770791.771 | 1716342.8233 | 11420552.1103 | 2885390.8903 | 165375.9427 | 281459.1081 | 2438555.8394 |  | 388 | 217-48AE | 2727584.515 | 1722809.128 | 84404.6085 | 2396177.964 | 1531423.365 | 44560.8289 | 321334.4889 | 181313.7011 | 29771.7172 | 10072.0624 | 154348.9476 | 98662.2891 | 2855.3076 | 153756.7582 | 98324.8424 | 2793.5644 | 584.6105 | 329.8678 | 54.1643 | 7.5789 | 2280258.783 | 1455169.039 | 46404.8476 | 2238672.353 | 1431305.114 | 41721.6724 | 40671.477 | 22948.9715 | 3768.2221 | 914.953 | 292976.7843 | 168977.8001 | 35144.4534 | 3748.8524 | 1793.4078 | 45.5921 | 280078.4015 | 158034.8619 | 25949.3309 | 9149.5304 | 0.045211 | 0.028496 | 0.0007242 | 0.14291 | 0.081142 | 0.014291 | 0.014237 | 5000000 | scaled
217-835R | 10686932.58 | 10546229.73 | 130572.3311 | 10130.5249 | 98.68% | 1.222% | 0.09479% | 2932256.294 | 10437126.0295 | 170937.9574 | 48735.9786 | 2712582.362 | 610332.2348 | 103821.7069 | 9722972.0927 | 217 | 0.28412 | 0.17579 | 0.036357 | 37613780.3091 | 623744.8746 | 123337.2503 | 9939850.46 | 2195335.519 | 434098.3909 | 34984346.4164 | 44114149.1217 | 2571665.5665 | 733205.4274 | 40809278.1886 | 6871009.6791 | 401796.3069 | 68348.3126 | 6400865.0628 |  | 389 | 217-835R | 10686932.58 | 7754676.286 | 249806.5505 | 10546229.73 | 7670669.273 | 227320.6452 | 130572.3311 | 73876.489 | 12355.3804 | 10130.5249 | 623744.8746 | 452806.9172 | 13412.6398 | 623236.3583 | 452515.894 | 13357.62 | 500.8934 | 283.4003 | 47.3969 | 7.6229 | 9939850.46 | 7227268.098 | 216878.3673 | 9916663.333 | 7213749.471 | 213851.1061 | 22266.8629 | 12598.3632 | 2106.9974 | 920.2638 | 123337.2503 | 74601.2717 | 19515.5435 | 6330.0372 | 4403.908 | 111.9191 | 107804.5749 | 60994.7254 | 10200.9861 | 9202.6382 | 0.058771 | 0.041596 | 0.0010562 | 0.21117 | 0.12001 | 0.021117 | 0.014184 | 5000000 | scaled
217-837R | 3657183.382 | 3461858.279 | 187410.7511 | 7914.3524 | 94.66% | 5.124% | 0.2164% | 1199813.672 | 3586485.7339 | 76579.8618 | 82554.2227 | 1040679.588 | 231238.965 | 176667.6034 | 3178579.1658 | 217 | 0.14269 | 0.088956 | 0.021113 | 25630019.6228 | 234509.9048 | 199123.3415 | 3223550.136 | 1643476.0946 | 1395482.4292 | 22591061.1011 | 27624614.8087 | 1763181.4287 | 1900735.636 | 23960697.7556 | 3348599.7996 | 215901.2497 | 164949.5203 | 2967749.0299 |  | 390 | 217-837R | 3657183.382 | 2457369.71 | 70697.6481 | 3461858.279 | 2344076.58 | 46060.6215 | 187410.7511 | 105378.7773 | 16722.6743 | 7914.3524 | 234509.9048 | 157930.043 | 3270.9398 | 234167.2442 | 157734.7624 | 3234.9403 | 336.7053 | 189.3253 | 30.0442 | 5.9553 | 3223550.136 | 2182870.548 | 44970.9702 | 3202415.211 | 2170671.947 | 42430.3058 | 20415.9793 | 11479.6559 | 1821.7192 | 718.9452 | 199123.3415 | 116569.1188 | 22455.7381 | 25275.8232 | 15669.8708 | 395.3754 | 166658.0664 | 93709.7961 | 14870.9108 | 7189.4519 | 0.038224 | 0.024851 | 0.0006312 | 0.093318 | 0.052956 | 0.0093318 | 0.01115 | 5000000 | scaled
217-972R | 1438659.363 | 1307400.233 | 124584.4907 | 6674.6392 | 90.88% | 8.66% | 0.4639% | 649214.9826 | 1411059.0147 | 40183.3293 | 47505.2327 | 561526.4203 | 87495.3552 | 99326.5921 | 1224237.0671 | 217 | 0.18227 | 0.10696 | 0.024149 | 7892977.7178 | 88238.9535 | 115356.4112 | 1235063.998 | 484109.1032 | 632884.7583 | 6775983.8548 | 7380426.6122 | 456813.4147 | 540050.5123 | 6383562.6825 | 1142899.9615 | 70867.6512 | 80450.4681 | 991581.8419 |  | 391 | 217-972R | 1438659.363 | 789444.3804 | 27600.3483 | 1307400.233 | 712442.7846 | 9376.287 | 124584.4907 | 70326.9566 | 11549.4222 | 6674.6392 | 88238.9535 | 48055.6242 | 743.5983 | 87762.1971 | 47784.3117 | 694.8445 | 471.734 | 266.2901 | 43.7314 | 5.0225 | 1235063.998 | 673537.5777 | 10826.9309 | 1217503.231 | 663360.6032 | 8648.8658 | 16954.4379 | 9570.6457 | 1571.7363 | 606.3288 | 115356.4112 | 67851.1785 | 16029.8191 | 2134.8044 | 1297.8697 | 32.5766 | 107158.3188 | 60490.0208 | 9933.9545 | 6063.288 | 0.028671 | 0.015698 | 0.0003998 | 0.14428 | 0.081944 | 0.014428 | 0.0093218 | 5000000 | scaled
217-983R | 10116962.91 | 10020803.73 | 92061.404 | 4097.7751 | 99.05% | 0.91% | 0.0405% | 5037821.941 | 9947122.8888 | 257788.1275 | 36900.5177 | 4743133.297 | 509062.4108 | 77022.3372 | 9361038.1415 | 217 | 0.2438 | 0.13978 | 0.027369 | 41497793.6809 | 517297.1159 | 88658.9407 | 9511006.854 | 2121851.1107 | 363661.5517 | 39012281.0211 | 36337094.78 | 1859389.1828 | 266158.1979 | 34211547.408 | 6205652.5069 | 317585.7442 | 48051.4683 | 5840015.2948 |  | 392 | 217-983R | 10116962.91 | 5079140.969 | 169840.0212 | 10020803.73 | 5022929.305 | 157028.9469 | 92061.404 | 52113.889 | 8713.2993 | 4097.7751 | 517297.1159 | 259508.9884 | 8234.7051 | 517165.1514 | 259432.9483 | 8219.4235 | 128.8811 | 72.9567 | 12.1982 | 3.0834 | 9511006.854 | 4767873.557 | 149968.7125 | 9502098.313 | 4762669.108 | 148788.5364 | 8536.2956 | 4832.2048 | 807.9314 | 372.2447 | 88658.9407 | 51758.423 | 11636.6036 | 1540.2664 | 827.2486 | 20.9869 | 83396.2274 | 47208.7275 | 7893.1697 | 3722.4469 | 0.025816 | 0.013327 | 0.0003392 | 0.21217 | 0.12064 | 0.021217 | 0.0058128 | 5000000 | scaled
220-288R | 2198679.866 | 2118136.746 | 76362.619 | 4180.5009 | 96.34% | 3.473% | 0.1901% | 501706.879 | 2147419.1616 | 23380.3724 | 31143.1393 | 447183.367 | 102996.2183 | 70454.464 | 1973968.4792 | 220 | 0.37523 | 0.22033 | 0.040814 | 5859514.9726 | 104940.9048 | 80797.7671 | 2012941.194 | 279669.0925 | 215327.2668 | 5364518.613 | 7701995.593 | 358925.765 | 478096.5366 | 6864973.2863 | 1255971.1559 | 60239.8832 | 41207.0341 | 1154524.2386 |  | 393 | 220-288R | 2198679.866 | 1696972.987 | 51260.7044 | 2118136.746 | 1649527.054 | 39705.1284 | 76362.619 | 43265.4323 | 7375.0751 | 4180.5009 | 104940.9048 | 81560.5324 | 1944.6865 | 104845.7901 | 81505.279 | 1932.6584 | 91.969 | 52.1077 | 8.8823 | 3.1457 | 2012941.194 | 1565757.827 | 38972.7148 | 2001718.237 | 1559234.543 | 37545.723 | 10843.1976 | 6143.5246 | 1047.2322 | 379.7596 | 80797.7671 | 49654.6279 | 10343.3031 | 11572.7191 | 8787.2323 | 226.747 | 65427.4524 | 37069.8 | 6318.9605 | 3797.5956 | 0.024519 | 0.018552 | 0.000472 | 0.34486 | 0.19592 | 0.034486 | 0.0058558 | 5000000 | scaled
220-294R | 1925887.645 | 1623346.766 | 294263.9944 | 8276.8838 | 84.29% | 15.28% | 0.4298% | 832447.21 | 1867462.8267 | 38034.4185 | 114631.6869 | 679781.104 | 86934.8691 | 240646.9106 | 1539881.0466 | 220 | 0.44397 | 0.25788 | 0.050737 | 4337846.62 | 88212.4974 | 273646.8262 | 1564028.321 | 198688.7888 | 616358.8843 | 3522798.946 | 4240142.9628 | 193731.6507 | 583886.5632 | 3462524.746 | 1151513.8399 | 53605.7283 | 148387.5577 | 949520.5536 |  | 394 | 220-294R | 1925887.645 | 1093440.435 | 58424.8183 | 1623346.766 | 918371.5663 | 21627.1881 | 294263.9944 | 166791.985 | 28520.7464 | 8276.8838 | 88212.4974 | 50178.0788 | 1277.6283 | 87251.9489 | 49630.9317 | 1178.9052 | 954.3204 | 540.919 | 92.4949 | 6.2281 | 1564028.321 | 884247.217 | 24147.2744 | 1532105.972 | 865827.5821 | 20374.2825 | 31170.4713 | 17667.7571 | 3021.1141 | 751.8778 | 273646.8262 | 159015.1393 | 32999.9157 | 3988.8456 | 2913.0525 | 74.0003 | 262139.2027 | 148583.3088 | 25407.1374 | 7518.778 | 0.047871 | 0.027814 | 0.0007052 | 0.38452 | 0.21848 | 0.038452 | 0.01158 | 5000000 | scaled
220-298R | 3585631.439 | 3204472.408 | 360773.6342 | 20385.3974 | 89.37% | 10.06% | 0.5685% | 1459754.789 | 3474591.3347 | 59038.0716 | 138166.896 | 1262549.821 | 139895.2965 | 290546.0281 | 3044150.0104 | 220 | 0.50177 | 0.30335 | 0.068365 | 7145997.4893 | 142360.6713 | 339767.539 | 3103503.229 | 283718.2284 | 677140.9784 | 6185138.2831 | 7007990.2647 | 283429.9529 | 663311.5845 | 6061248.7255 | 1624219.6951 | 65394.9411 | 135817.5785 | 1423007.1756 |  | 395 | 220-298R | 3585631.439 | 2125876.65 | 111040.1043 | 3204472.408 | 1900946.094 | 55692.9722 | 360773.6342 | 204545.159 | 34961.7348 | 20385.3974 | 142360.6713 | 83322.5997 | 2465.3748 | 141873.0804 | 83039.5114 | 2404.2707 | 472.2515 | 267.7489 | 45.7648 | 15.3394 | 3103503.229 | 1840953.408 | 59353.2186 | 3057108.447 | 1813847.392 | 53184.8405 | 44542.9588 | 25254.1919 | 4316.5547 | 1851.8235 | 339767.539 | 201600.643 | 49221.5109 | 5490.8806 | 4059.1903 | 103.861 | 315758.4239 | 179023.2181 | 30599.4153 | 18518.2346 | 0.090418 | 0.057197 | 0.0014522 | 0.38271 | 0.21751 | 0.038271 | 0.028642 | 5000000 | scaled
221-1230F | 3690962.278 | 3687572.811 | 0 | 3389.4671 | 99.91% | 0% | 0.09183% | 892491.09 | 3615073.299 | 48989.1521 | 0 | 843501.938 | 198681.5659 | 0 | 3416391.7338 | 221 | 0.035843 | 0.02837 | 0.0053502 | 102975244.342 | 202655.8916 | 3079.0151 | 3485227.372 | 5653956.4436 | 85902.3502 | 97235385.5683 | 98642612.4964 | 5414527.9446 | 0 | 93228084.5628 | 14184325.6364 | 779559.3052 | 0 | 13404766.3341 |  | 396 | 221-1230F | 3690962.278 | 2798471.188 | 75888.979 | 3687572.811 | 2795081.721 | 72499.5119 | 0 | 0 | 0 | 3389.4671 | 202655.8916 | 153666.7395 | 3974.3257 | 202653.3411 | 153664.1891 | 3971.7752 | 0 | 0 | 0 | 2.5505 | 3485227.372 | 2641725.434 | 68835.6382 | 3484919.47 | 2641417.532 | 68527.7367 | 0 | 0 | 0 | 307.9015 | 3079.0151 | 3079.0151 | 3079.0151 | 0 | 0 | 0 | 0 | 0 | 0 | 3079.0151 | 0.031093 | 0.023619 | 0.0005996 | 0 | 0 | 0 | 0.0047506 | 5000000 | scaled
221-1235F | 236176.8559 | 0 | 236176.8559 | 0 | 0% | 100% | 0% | 7336.7004 | 15314.055 | 10.7303 | 6658.6029 | 667.3673 | 22.3976 | 13898.6472 | 1393.0103 | 221 | 0.16409 | 0.16409 | 0.16409 | 1439298.8788 | 345.4206 | 214348.1127 | 21483.3226 | 2105.0476 | 1306271.087 | 130922.7446 | 1394587.8735 | 2039.6555 | 1265692.5256 | 126855.705 | 1345972.6208 | 1968.5532 | 1221570.5505 | 122433.5216 |  | 397 | 221-1235F | 236176.8559 | 228840.1555 | 220862.8009 | 0 | 0 | 0 | 236176.8559 | 228840.1555 | 220862.8009 | 0 | 345.4206 | 334.6903 | 323.023 | 0 | 0 | 0 | 345.4206 | 334.6903 | 323.023 | 0 | 21483.3226 | 20815.9554 | 20090.3124 | 0 | 0 | 0 | 21483.3226 | 20815.9554 | 20090.3124 | 0 | 214348.1127 | 207689.5098 | 200449.4655 | 0 | 0 | 0 | 214348.1127 | 207689.5098 | 200449.4655 | 0 | 0 | 0 | 0 | 0.16409 | 0.16409 | 0.16409 | 0 | 5000000 | scaled
221-1237F | 2479.9057 | 0 | 2479.9057 | 0 | 0% | 100% | 0% | 76.5702 | 159.8282 | 0.050288 | 60.7093 | 15.8106 | 0.10497 | 126.7211 | 33.0021 | 221 | 0.16564 | 0.16564 | 0.16564 | 14971.4247 | 1.6287 | 1966.2146 | 512.0624 | 9.8326 | 11870.2229 | 3091.3692 | 14509.1633 | 9.529 | 11503.7148 | 2995.9193 | 14006.527 | 9.1989 | 11105.1954 | 2892.1327 |  | 398 | 221-1237F | 2479.9057 | 2403.3355 | 2320.0776 | 0 | 0 | 0 | 2479.9057 | 2403.3355 | 2320.0776 | 0 | 1.6287 | 1.5784 | 1.5237 | 0 | 0 | 0 | 1.6287 | 1.5784 | 1.5237 | 0 | 512.0624 | 496.2519 | 479.0604 | 0 | 0 | 0 | 512.0624 | 496.2519 | 479.0604 | 0 | 1966.2146 | 1905.5053 | 1839.4935 | 0 | 0 | 0 | 1966.2146 | 1905.5053 | 1839.4935 | 0 | 0 | 0 | 0 | 0.16564 | 0.16564 | 0.16564 | 0 | 5000000 | scaled
221-1249R | 329371.7883 | 200693.7086 | 116714.123 | 11963.9566 | 60.93% | 35.44% | 3.632% | 139788.4216 | 303211.7353 | 6758.4376 | 56034.4452 | 76995.5388 | 14166.4134 | 115412.0108 | 173633.3111 | 221 | 0.32343 | 0.17768 | 0.03508 | 1018367.3941 | 14427.5731 | 136342.0693 | 178602.1459 | 44607.8583 | 421548.9084 | 552210.6275 | 1066984.8769 | 51586.1801 | 427702.8451 | 587695.8517 | 745717.0682 | 34840.7895 | 283843.5863 | 427032.6925 |  | 399 | 221-1249R | 329371.7883 | 189583.3667 | 26160.053 | 200693.7086 | 111696.7973 | 3279.4358 | 116714.123 | 65922.6128 | 10916.6607 | 11963.9566 | 14427.5731 | 7669.1355 | 261.1598 | 14118.476 | 7490.6332 | 224.0884 | 300.0947 | 169.4998 | 28.0689 | 9.0025 | 178602.1459 | 101606.6071 | 4968.8348 | 165870.3086 | 93942.4369 | 2792.823 | 11645.0233 | 6577.3562 | 1089.1978 | 1086.814 | 136342.0693 | 80307.6241 | 20930.0585 | 20704.9241 | 10263.7272 | 262.5244 | 104769.0051 | 59175.7568 | 9799.394 | 10868.1401 | 0.14162 | 0.067133 | 0.0017054 | 0.16493 | 0.093666 | 0.016493 | 0.016882 | 5000000 | scaled
221-1251R | 1814850.482 | 1589147.866 | 216249.2746 | 9453.3418 | 87.56% | 11.92% | 0.5209% | 973578.6312 | 1768873.6487 | 57980.9655 | 91460.564 | 824137.1014 | 103729.0852 | 188272.7798 | 1476871.7834 | 221 | 0.27478 | 0.14953 | 0.030797 | 6604778.5488 | 104850.6006 | 215247.1261 | 1494752.755 | 381582.3973 | 783348.0583 | 5439848.0921 | 5626182.727 | 335064.3655 | 528538.5575 | 4762579.8019 | 1492899.7409 | 87545.611 | 158899.0737 | 1246455.0559 |  | 400 | 221-1251R | 1814850.482 | 841271.8508 | 45976.8333 | 1589147.866 | 709732.5827 | 16301.1492 | 216249.2746 | 122085.9264 | 20222.3423 | 9453.3418 | 104850.6006 | 46869.6352 | 1121.5154 | 104548.2898 | 46695.8648 | 1086.797 | 295.1975 | 166.657 | 27.6051 | 7.1133 | 1494752.755 | 670615.6536 | 17880.9716 | 1473212.946 | 658081.1832 | 15088.2541 | 20681.061 | 11675.7224 | 1933.9695 | 858.748 | 215247.1261 | 123786.5621 | 26974.3463 | 11386.6296 | 4955.5347 | 126.0981 | 195273.0161 | 110243.547 | 18260.7677 | 8587.4804 | 0.097077 | 0.042922 | 0.0010896 | 0.16444 | 0.093342 | 0.016444 | 0.013264 | 5000000 | scaled
221-23R | 3270237.57 | 3013932.737 | 250367.2007 | 5937.6321 | 92.16% | 7.656% | 0.1816% | 860096.887 | 3182548.4222 | 54659.9493 | 102033.0406 | 703403.897 | 215308.5906 | 217255.4374 | 2749984.3942 | 221 | 0.19945 | 0.12172 | 0.0253 | 16396491.3556 | 219640.9518 | 244215.6062 | 2806381.012 | 1101247.5059 | 1224461.2173 | 14070782.6324 | 19800825.8598 | 1258360.7195 | 2348966.1449 | 16193498.9931 | 3465919.423 | 234479.4571 | 236599.6492 | 2994840.3167 |  | 401 | 221-23R | 3270237.57 | 2410140.683 | 87689.1478 | 3013932.737 | 2262792.586 | 58336.507 | 250367.2007 | 141410.4649 | 23415.0087 | 5937.6321 | 219640.9518 | 164981.0025 | 4332.3612 | 219321.8077 | 164798.8016 | 4298.4639 | 314.6762 | 177.733 | 29.4294 | 4.4679 | 2806381.012 | 2102977.115 | 56396.6179 | 2784308.299 | 2090275.445 | 53843.3844 | 21533.3345 | 12162.2913 | 2013.8549 | 539.3786 | 244215.6062 | 142182.5656 | 26960.1688 | 10302.6305 | 7718.3395 | 194.6587 | 228519.19 | 129070.4405 | 21371.7244 | 5393.7856 | 0.026617 | 0.019963 | 0.000507 | 0.16449 | 0.093411 | 0.016449 | 0.0083448 | 5000000 | scaled
221-344R | 2735928.315 | 2629449.292 | 98624.0236 | 7854.9991 | 96.11% | 3.605% | 0.2871% | 793834.271 | 2671926.1773 | 41988.949 | 38440.1121 | 713405.209 | 144771.697 | 80640.493 | 2446513.987 | 221 | 0.2115 | 0.12987 | 0.028261 | 12935782.3469 | 147436.0294 | 96000.4083 | 2492491.877 | 697094.429 | 453900.9229 | 11784786.9937 | 14954691.8189 | 791011.1909 | 724156.2262 | 13439524.3848 | 2264648.5199 | 122704.3666 | 68348.5849 | 2073595.5681 |  | 402 | 221-344R | 2735928.315 | 1942094.044 | 64002.1377 | 2629449.292 | 1878534.429 | 46919.4345 | 98624.0236 | 55704.616 | 9227.7041 | 7854.9991 | 147436.0294 | 105447.0804 | 2664.3324 | 147315.908 | 105376.6614 | 2647.7357 | 114.2107 | 64.5083 | 10.6861 | 5.9106 | 2492491.877 | 1779086.668 | 45977.89 | 2480920.423 | 1772240.378 | 44248.4228 | 10857.9006 | 6132.7368 | 1015.9137 | 713.5535 | 96000.4083 | 57560.2962 | 15359.9153 | 1212.961 | 917.3904 | 23.276 | 87651.9123 | 49507.3709 | 8201.1043 | 7135.535 | 0.034505 | 0.024575 | 0.0006244 | 0.16595 | 0.094249 | 0.016595 | 0.011042 | 5000000 | scaled
221-35 | 710327.2529 | 706480.0529 | 3403.2868 | 443.9132 | 99.46% | 0.4791% | 0.06249% | 286282.068 | 701258.1436 | 15583.6697 | 2117.0331 | 268581.3651 | 38218.945 | 4415.6146 | 658623.5839 | 221 | 0.17281 | 0.098469 | 0.017384 | 4110556.9085 | 38670.753 | 5120.3135 | 666536.1864 | 223781.8274 | 29630.4835 | 3857144.5972 | 4306382.5661 | 234416.511 | 31845.3563 | 4040120.6975 | 521692.8951 | 28432.5427 | 3284.9455 | 489975.4069 |  | 403 | 221-35 | 710327.2529 | 424045.1849 | 9069.1093 | 706480.0529 | 421678.5472 | 8306.6879 | 3403.2868 | 1922.7246 | 318.5082 | 443.9132 | 38670.753 | 23087.0832 | 451.8079 | 38664.6822 | 23083.5082 | 450.937 | 5.7367 | 3.241 | 0.53689 | 0.33403 | 666536.1864 | 397954.8213 | 7912.6025 | 666066.4236 | 397671.8805 | 7832.0868 | 429.4374 | 242.6154 | 40.1904 | 40.3254 | 5120.3135 | 3003.2804 | 704.6989 | 1748.9471 | 923.1585 | 23.6642 | 2968.1127 | 1676.8681 | 277.7809 | 403.2538 | 0.0054186 | 0.0031092 | 7.9e-05 | 0.16676 | 0.094731 | 0.016676 | 0.0006292 | 5000000 | scaled
221-37AE | 3934773.291 | 3817749.299 | 111681.1543 | 5342.8373 | 97.03% | 2.838% | 0.1358% | 1193250.515 | 3842463.3493 | 69257.3142 | 47784.642 | 1076208.558 | 226082.3061 | 108736.9665 | 3507644.0765 | 221 | 0.19925 | 0.11962 | 0.024525 | 19747623.83 | 230720.0159 | 123255.6029 | 3580797.672 | 1157924.9291 | 618588.4423 | 17971110.4576 | 22919518.389 | 1330269.0981 | 917829.8826 | 20671419.3921 | 3763881.3005 | 221458.7068 | 106513.1916 | 3435909.4019 |  | 404 | 221-37AE | 3934773.291 | 2741522.776 | 92309.9417 | 3817749.299 | 2673103.05 | 76518.608 | 111681.1543 | 63076.889 | 10448.4964 | 5342.8373 | 230720.0159 | 161462.7017 | 4637.7098 | 230520.2751 | 161348.1396 | 4615.3786 | 195.7204 | 110.5418 | 18.3109 | 4.0203 | 3580797.672 | 2504589.114 | 73153.5955 | 3568261.766 | 2497297.678 | 71540.8404 | 12050.5597 | 6806.0885 | 1127.408 | 485.347 | 123255.6029 | 75470.9609 | 14518.6364 | 18967.2587 | 14457.2322 | 362.3889 | 99434.8742 | 56160.2588 | 9302.7775 | 4853.47 | 0.025889 | 0.017931 | 0.0004556 | 0.16588 | 0.094203 | 0.016588 | 0.0074814 | 5000000 | scaled
221-38AE | 318096.6552 | 106237.0339 | 210983.2568 | 876.3646 | 33.4% | 66.33% | 0.2755% | 118547.0469 | 296521.4747 | 1844.2006 | 77753.3979 | 38949.4484 | 6987.3162 | 162056.8343 | 127477.3243 | 221 | 0.16917 | 0.097082 | 0.017839 | 1880328.3735 | 7070.024 | 179570.0797 | 131456.5515 | 41792.2244 | 1061472.0726 | 777064.0767 | 2055483.3079 | 31976.5337 | 1348163.5831 | 675343.1917 | 1209411.7773 | 28498.9223 | 660975.5471 | 519937.3081 |  | 405 | 221-38AE | 318096.6552 | 199549.6083 | 21575.1805 | 106237.0339 | 79469.3077 | 963.053 | 210983.2568 | 119203.936 | 19735.7628 | 876.3646 | 7070.024 | 5225.8234 | 82.7079 | 6831.0666 | 5090.5274 | 59.7576 | 238.298 | 134.6366 | 22.2908 | 0.65944 | 131456.5515 | 92507.1031 | 3979.2272 | 99328.7268 | 74320.4957 | 901.7685 | 32048.2151 | 18106.9979 | 2997.8491 | 79.6096 | 179570.0797 | 101816.6818 | 17513.2454 | 77.2404 | 58.2846 | 1.5269 | 178696.7437 | 100962.3015 | 16715.6229 | 796.0956 | 0.002513 | 0.0018668 | 4.74e-05 | 0.16541 | 0.093963 | 0.016541 | 0.0012514 | 5000000 | scaled
221-675R | 2055423.998 | 2045345.915 | 6846.5017 | 3231.5815 | 99.51% | 0.3331% | 0.1572% | 951907.587 | 2029583.621 | 47224.2324 | 10505.4536 | 894177.901 | 101467.5349 | 21267.9001 | 1906848.186 | 221 | 0.22072 | 0.12433 | 0.021878 | 9312342.6652 | 102576.9848 | 24966.7762 | 1927880.237 | 464737.2187 | 113114.9464 | 8734490.5002 | 8875433.8 | 440311.1755 | 97951.1655 | 8337171.4588 | 1181101.5998 | 59048.3026 | 12376.7016 | 1109676.5956 |  | 406 | 221-675R | 2055423.998 | 1103516.411 | 25840.377 | 2045345.915 | 1096416.353 | 21968.0971 | 6846.5017 | 3868.4761 | 640.6984 | 3231.5815 | 102576.9848 | 55352.7524 | 1109.4499 | 102527.8077 | 55323.9082 | 1102.6438 | 46.7454 | 26.4125 | 4.3745 | 2.4317 | 1927880.237 | 1033702.336 | 21032.051 | 1926727.215 | 1032923.154 | 20658.063 | 859.4634 | 485.6222 | 80.4289 | 293.5591 | 24966.7762 | 14461.3227 | 3698.8761 | 16090.8925 | 8169.2906 | 207.3903 | 5940.293 | 3356.4413 | 555.895 | 2935.5908 | 0.049303 | 0.024982 | 0.0006348 | 0.16686 | 0.094794 | 0.016686 | 0.0045574 | 5000000 | scaled
221-6R | 3904259.009 | 3899503.177 | 1257.6822 | 3498.1493 | 99.88% | 0.03221% | 0.0896% | 2041278.375 | 3847334.4106 | 109154.0285 | 6644.2478 | 1925480.098 | 205430.2257 | 12968.7966 | 3628935.3884 | 221 | 0.21604 | 0.12152 | 0.022213 | 18071976.7274 | 208256.7767 | 16390.5794 | 3679611.653 | 963975.9076 | 75868.4731 | 17032132.3472 | 15331230.7247 | 819812.5331 | 49902.3052 | 14461515.8813 | 2562716.5843 | 136837.4542 | 8638.5395 | 2417240.5907 |  | 407 | 221-6R | 3904259.009 | 1862980.634 | 56924.5984 | 3899503.177 | 1858771.891 | 53308.7313 | 1257.6822 | 710.5945 | 117.7179 | 3498.1493 | 208256.7767 | 99102.7482 | 2826.551 | 208245.9331 | 99095.4765 | 2823.1502 | 8.2114 | 4.6394 | 0.76857 | 2.6322 | 3679611.653 | 1754131.555 | 50676.2646 | 3679035.712 | 1753667.916 | 50334.3262 | 258.1661 | 145.8647 | 24.1641 | 317.7743 | 16390.5794 | 9746.3316 | 3421.7828 | 12221.5319 | 6008.4985 | 151.2549 | 991.3048 | 560.0904 | 92.7852 | 3177.7427 | 0.043987 | 0.021638 | 0.0005492 | 0.1671 | 0.094924 | 0.01671 | 0.0049536 | 5000000 | scaled
221-782R | 618017.4372 | 609874.5108 | 4906.4472 | 3236.4792 | 98.68% | 0.7939% | 0.5237% | 147154.7028 | 598563.5955 | 8814.6556 | 125.7666 | 138214.2805 | 35736.6274 | 320.8824 | 562506.0857 | 221 | 0.2472 | 0.24154 | 0.2241 | 2500060.4253 | 36458.3454 | 6913.2229 | 574645.8689 | 147484.6192 | 27965.999 | 2324609.807 | 1949414.4438 | 116771.1029 | 1666.0781 | 1830977.2615 | 86808.0563 | 5182.7862 | 46.5367 | 81578.7334 |  | 408 | 221-782R | 618017.4372 | 470862.7344 | 19453.8417 | 609874.5108 | 462842.5097 | 11566.5003 | 4906.4472 | 4783.7455 | 4650.8622 | 3236.4792 | 36458.3454 | 27643.6898 | 721.718 | 36402.7514 | 27589.4252 | 668.8932 | 53.1586 | 51.8292 | 50.3895 | 2.4353 | 574645.8689 | 436431.5884 | 12139.7832 | 573349.0768 | 435159.8742 | 10895.228 | 1002.7881 | 977.7102 | 950.5512 | 294.004 | 6913.2229 | 6787.4563 | 6592.3405 | 122.6826 | 93.2103 | 2.3792 | 3850.5005 | 3754.2062 | 3649.9215 | 2940.0398 | 0.023554 | 0.017894 | 0.0004548 | 0.21911 | 0.21911 | 0.21911 | 0.0045352 | 5000000 | scaled
221-788 | 4481914.259 | 4457135.118 | 22835.2096 | 1943.9315 | 99.45% | 0.5095% | 0.04337% | 2139096.339 | 4409030.5357 | 140661.8803 | 16351.996 | 1982082.463 | 290137.245 | 34556.9164 | 4084336.3749 | 221 | 0.18975 | 0.10825 | 0.019713 | 23620300.6666 | 294674.9716 | 38408.102 | 4148831.186 | 1552977.3721 | 202415.9466 | 21864907.351 | 21643539.5065 | 1423227.6068 | 165450.7399 | 20054861.163 | 3697241.5797 | 243297.8128 | 28978.0865 | 3424965.6808 |  | 409 | 221-788 | 4481914.259 | 2342817.92 | 72883.7233 | 4457135.118 | 2327970.94 | 68802.6325 | 22835.2096 | 12903.0484 | 2137.1592 | 1943.9315 | 294674.9716 | 154013.0913 | 4537.7266 | 294597.1203 | 153968.4652 | 4529.1146 | 76.3886 | 43.1634 | 7.1492 | 1.4627 | 4148831.186 | 2166748.723 | 64494.8111 | 4145727.835 | 2164918.366 | 64044.3058 | 2926.7624 | 1653.7688 | 273.9172 | 176.5881 | 38408.102 | 22056.106 | 3851.1856 | 16810.1627 | 9084.1091 | 229.2121 | 19832.0586 | 11206.1162 | 1856.0927 | 1765.8807 | 0.019879 | 0.010558 | 0.0002682 | 0.16714 | 0.094957 | 0.016714 | 0.002731 | 5000000 | scaled
221-823 | 17379.5628 | 0 | 17379.5628 | 0 | 0% | 100% | 0% | 534.5009 | 1113.3159 | 6.2229 | 427.5382 | 100.7398 | 12.9616 | 890.5225 | 209.8318 | 221 | 0.16737 | 0.16737 | 0.16737 | 103836.3218 | 202.3392 | 13901.6177 | 3275.606 | 1208.9 | 83056.9137 | 19570.5081 | 100642.8811 | 1171.7208 | 80502.5335 | 18968.6257 | 97184.6799 | 1131.4592 | 77736.3785 | 18316.8426 |  | 410 | 221-823 | 17379.5628 | 16845.062 | 16266.2469 | 0 | 0 | 0 | 17379.5628 | 16845.062 | 16266.2469 | 0 | 202.3392 | 196.1163 | 189.3775 | 0 | 0 | 0 | 202.3392 | 196.1163 | 189.3775 | 0 | 3275.606 | 3174.8661 | 3065.7742 | 0 | 0 | 0 | 3275.606 | 3174.8661 | 3065.7742 | 0 | 13901.6177 | 13474.0795 | 13011.0952 | 0 | 0 | 0 | 13901.6177 | 13474.0795 | 13011.0952 | 0 | 0 | 0 | 0 | 0.16737 | 0.16737 | 0.16737 | 0 | 5000000 | scaled
221-824 | 2324221.469 | 2251306.597 | 70429.858 | 2485.0141 | 96.86% | 3.03% | 0.1069% | 632457.837 | 2282267.1622 | 37847.9215 | 27948.6547 | 566661.261 | 139536.9959 | 59775.481 | 2082954.6847 | 221 | 0.18396 | 0.10818 | 0.020471 | 12634069.1035 | 141642.3202 | 67945.1692 | 2114633.979 | 769943.3489 | 369338.2815 | 11494787.47 | 15638038.2058 | 935820.8687 | 691053.3864 | 14011163.9557 | 2049410.7291 | 125300.2371 | 53676.6747 | 1870433.8168 |  | 411 | 221-824 | 2324221.469 | 1691763.632 | 41954.3068 | 2251306.597 | 1649479.498 | 32877.8444 | 70429.858 | 39799.1191 | 6591.4483 | 2485.0141 | 141642.3202 | 103794.3987 | 2105.3243 | 141556.6197 | 103745.1571 | 2095.6088 | 83.8306 | 47.3717 | 7.8456 | 1.8699 | 2114633.979 | 1547972.718 | 31679.2943 | 2106570.205 | 1543317.793 | 30720.0015 | 7838.0341 | 4429.1848 | 733.5525 | 225.7404 | 67945.1692 | 39996.5145 | 8169.6882 | 3179.7722 | 2416.5482 | 62.2342 | 62507.9932 | 35322.5626 | 5850.0502 | 2257.4038 | 0.013232 | 0.0096596 | 0.0002458 | 0.16723 | 0.09502 | 0.016723 | 0.0035026 | 5000000 | scaled
222-1433R | 9617971.198 | 9578744.272 | 35404.348 | 3822.5777 | 99.59% | 0.3681% | 0.03974% | 3293439.112 | 9442150.2273 | 166931.0234 | 13746.6949 | 3112761.393 | 478326.2633 | 28710.3337 | 8935113.6298 | 222 | 0.37266 | 0.21538 | 0.04009 | 25809095.8363 | 486802.352 | 35236.6825 | 9095932.163 | 1306297.1699 | 94554.9635 | 24408243.7016 | 29364691.8174 | 1488376.706 | 122567.1543 | 27753747.951 | 4385656.5403 | 222171.2909 | 13335.2743 | 4150149.9749 |  | 412 | 222-1433R | 9617971.198 | 6324532.086 | 175820.9707 | 9578744.272 | 6300654.286 | 168579.6325 | 35404.348 | 20055.2218 | 3418.7605 | 3822.5777 | 486802.352 | 319871.3286 | 8476.0887 | 486760.22 | 319846.2154 | 8469.4217 | 39.2557 | 22.2368 | 3.7907 | 2.8764 | 9095932.163 | 5983170.77 | 160818.5332 | 9091813.741 | 5980687.295 | 160107.1303 | 3771.1769 | 2136.2288 | 364.1573 | 347.2456 | 35236.6825 | 21489.9876 | 6526.3487 | 170.3113 | 120.7757 | 3.0804 | 31593.9155 | 17896.7562 | 3050.8126 | 3472.4557 | 0.023884 | 0.014956 | 0.0003806 | 0.34341 | 0.19505 | 0.034341 | 0.0053688 | 5000000 | scaled
222-1503R | 1359395.3 | 1293518.532 | 63834.5508 | 2042.2177 | 95.15% | 4.696% | 0.1502% | 402489.0242 | 1316097.6507 | 20544.9661 | 26151.1839 | 355792.8739 | 68970.5566 | 56121.1819 | 1191005.9119 | 222 | 0.23465 | 0.13588 | 0.025225 | 5793348.4084 | 70858.6117 | 63481.3319 | 1225055.356 | 301978.8472 | 270539.0208 | 5220830.5391 | 7042206.4194 | 359467.9197 | 457557.9056 | 6225180.5886 | 1716485.0717 | 89952.9991 | 73194.5467 | 1553337.5255 |  | 413 | 222-1503R | 1359395.3 | 956906.2758 | 43297.6493 | 1293518.532 | 918749.8004 | 35200.3844 | 63834.5508 | 36114.2577 | 6055.0473 | 2042.2177 | 70858.6117 | 50313.6456 | 1888.0552 | 70788.1356 | 50273.1066 | 1879.9792 | 68.9395 | 39.0024 | 6.5393 | 1.5367 | 1225055.356 | 869262.4821 | 34049.4441 | 1218322.285 | 865372.7006 | 33242.8572 | 6547.5552 | 3704.265 | 621.0705 | 185.5165 | 63481.3319 | 37330.1481 | 7360.15 | 4408.1112 | 3103.9932 | 77.548 | 57218.0562 | 32370.9903 | 5427.4375 | 1855.1646 | 0.0096618 | 0.006805 | 0.0001728 | 0.22215 | 0.12624 | 0.022215 | 0.002837 | 5000000 | scaled
222-1523R | 7406689.024 | 7156613.212 | 240718.3378 | 9357.4746 | 96.62% | 3.25% | 0.1263% | 2516457.754 | 7258845.2021 | 129345.4116 | 95621.2961 | 2291491.047 | 379136.2198 | 203373.4371 | 6676335.5457 | 222 | 0.26901 | 0.16324 | 0.035446 | 27533300.1646 | 385430.2189 | 232450.0507 | 6788808.755 | 1432781.3514 | 864099.5995 | 25236419.2159 | 29956832.7753 | 1539775.0506 | 1138310.8548 | 27278746.8782 | 4170912.1914 | 217850.6136 | 116857.8093 | 3836203.7688 |  | 414 | 222-1523R | 7406689.024 | 4890231.27 | 147843.8219 | 7156613.212 | 4744673.53 | 115687.1392 | 240718.3378 | 136200.2646 | 22799.2081 | 9357.4746 | 385430.2189 | 256084.8073 | 6293.9991 | 384858.3382 | 255758.1756 | 6233.4601 | 564.8396 | 319.5905 | 53.4978 | 7.0412 | 6788808.755 | 4497317.708 | 112473.2093 | 6763339.535 | 4482537.949 | 109291.4081 | 24619.1803 | 13929.7193 | 2331.7618 | 850.0394 | 232450.0507 | 136828.7546 | 29076.6136 | 8415.3387 | 6377.4058 | 162.271 | 215534.318 | 121950.9548 | 20413.9486 | 8500.394 | 0.040774 | 0.02782 | 0.0007088 | 0.215 | 0.12218 | 0.0215 | 0.013238 | 5000000 | scaled
222-1986R | 79194348.79 | 78602169.76 | 578529.8095 | 13649.2275 | 99.25% | 0.7305% | 0.01724% | 25042472.62 | 77815789.726 | 1461066.879 | 222647.9592 | 23358757.78 | 4554635.5253 | 466737.1909 | 72794417.009 | 222 | 0.41507 | 0.25228 | 0.053161 | 190797481.4622 | 4631500.599 | 528400.3304 | 74034447.86 | 11158354.8976 | 1273038.4653 | 178366088.0979 | 214645983.8214 | 12523209.7657 | 1908377.4583 | 200214396.582 | 25931579.379 | 1517801.1183 | 155536.9747 | 24258241.2858 |  | 415 | 222-1986R | 79194348.79 | 54151876.17 | 1378559.064 | 78602169.76 | 53810545.7 | 1309138.999 | 578529.8095 | 327681.2465 | 55770.8376 | 13649.2275 | 4631500.599 | 3170433.72 | 76865.0737 | 4630882.584 | 3170079.221 | 76796.216 | 607.7436 | 344.228 | 58.5871 | 10.2706 | 74034447.86 | 50675690.08 | 1240030.851 | 73965106.71 | 50635877.4 | 1232225.919 | 68101.2494 | 38572.7786 | 6565.0268 | 1239.9052 | 528400.3304 | 305752.3712 | 61663.1395 | 6180.4621 | 4589.0797 | 116.8641 | 509820.8166 | 288764.2398 | 49147.2237 | 12399.0517 | 0.06916 | 0.047464 | 0.0012066 | 0.32662 | 0.18553 | 0.032662 | 0.019293 | 5000000 | scaled
222-1988R | 3619435.567 | 3592933.569 | 25896.588 | 605.4102 | 99.27% | 0.7155% | 0.01673% | 927412.818 | 3564102.0808 | 45359.1419 | 406.2907 | 881647.385 | 174152.5712 | 887.2386 | 3389062.2707 | 222 | 0.34461 | 0.34379 | 0.34125 | 10502947.8624 | 175649.4331 | 24116.3035 | 3419669.83 | 509702.9091 | 69981.1542 | 9923263.798 | 7830455.0614 | 382982.3304 | 3430.4479 | 7444042.28 | 162147.8895 | 7923.0256 | 40.3647 | 154184.4993 |  | 416 | 222-1988R | 3619435.567 | 2692022.749 | 55333.4862 | 3592933.569 | 2665948.815 | 29728.6027 | 25896.588 | 25468.5231 | 24999.4733 | 605.4102 | 175649.4331 | 130290.2912 | 1496.8619 | 175623.0324 | 130264.3194 | 1471.36 | 25.9452 | 25.5163 | 25.0464 | 0.45555 | 3419669.83 | 2538022.445 | 30607.5593 | 3417235.653 | 2535627.595 | 28255.802 | 2379.1815 | 2339.8542 | 2296.7614 | 54.9959 | 24116.3035 | 23710.0128 | 23229.065 | 74.8835 | 56.9014 | 1.4407 | 23491.4613 | 23103.1526 | 22677.6655 | 549.9588 | 0.0034242 | 0.0026016 | 6.6e-05 | 0.34035 | 0.34035 | 0.34035 | 0.0008364 | 5000000 | scaled
222-1990R | 45106640.15 | 44939414.4 | 158286.7628 | 8938.9896 | 99.63% | 0.3509% | 0.01982% | 12851427.18 | 44116237.0708 | 634770.654 | 66537.7649 | 12150118.77 | 2187227.3442 | 154148.0492 | 41774861.6822 | 222 | 0.41211 | 0.24961 | 0.047362 | 109452488.4764 | 2235328.979 | 175931.9357 | 42695379.24 | 5424086.5314 | 426903.6244 | 103601498.332 | 129220575.201 | 6382592.99 | 669034.5074 | 122168947.7931 | 20911520.7088 | 1036766.7992 | 73067.658 | 19801686.2538 |  | 417 | 222-1990R | 45106640.15 | 32255212.97 | 990403.0792 | 44939414.4 | 32156604.44 | 966190.7931 | 158286.7628 | 89669.5421 | 15273.2965 | 8938.9896 | 2235328.979 | 1600558.325 | 48101.6348 | 2234648.936 | 1600170.165 | 48029.9393 | 673.3168 | 381.4343 | 64.9692 | 6.7263 | 42695379.24 | 30545260.47 | 920517.5578 | 42672107.44 | 30531724.97 | 917538.361 | 22459.773 | 12723.4743 | 2167.1728 | 812.0239 | 175931.9357 | 109394.1708 | 21783.8865 | 32658.0233 | 24709.298 | 622.4928 | 135153.673 | 76564.6334 | 13041.1545 | 8120.2393 | 0.063955 | 0.046383 | 0.0011794 | 0.33553 | 0.1906 | 0.033553 | 0.01263 | 5000000 | scaled
222-1992R | 288770.5254 | 249949.0365 | 38054.1024 | 767.3865 | 86.56% | 13.18% | 0.2657% | 64835.4227 | 245969.44 | 3362.5068 | 1136.9481 | 60335.9677 | 12736.9104 | 3057.4294 | 230175.1002 | 222 | 0.22115 | 0.22058 | 0.21881 | 1305764.1508 | 13130.9307 | 33995.9033 | 241643.6914 | 59375.5145 | 153722.8626 | 1092665.7735 | 1015221.4128 | 52651.6029 | 17802.8314 | 944766.978 | 195606.6643 | 10129.0004 | 2431.4141 | 183046.2498 |  | 418 | 222-1992R | 288770.5254 | 223935.1027 | 42801.0854 | 249949.0365 | 186068.8461 | 5972.3298 | 38054.1024 | 37098.87 | 36061.3691 | 767.3865 | 13130.9307 | 9768.4238 | 394.0203 | 13051.1177 | 9690.5999 | 318.3566 | 79.2355 | 77.2465 | 75.0862 | 0.57743 | 241643.6914 | 181307.7237 | 11468.5912 | 235484.4437 | 175301.3352 | 5628.2269 | 6089.5379 | 5936.6786 | 5770.6544 | 69.7099 | 33995.9033 | 32858.9552 | 30938.4739 | 1413.4751 | 1076.911 | 25.7463 | 31885.3291 | 31084.945 | 30215.6285 | 697.0992 | 0.0023848 | 0.0018118 | 4.62e-05 | 0.21767 | 0.21767 | 0.21767 | 0.0010976 | 5000000 | scaled
222-2013R | 7426975.858 | 7133534.366 | 283167.7861 | 10273.7057 | 96.05% | 3.813% | 0.1383% | 2270922.577 | 7276447.3756 | 124847.7209 | 110597.7806 | 2035477.075 | 408533.7656 | 231820.0707 | 6636093.5388 | 222 | 0.27927 | 0.17026 | 0.037103 | 26594115.4662 | 415223.2117 | 265188.6889 | 6746563.957 | 1486808.931 | 949573.386 | 24157733.1478 | 30282911.3641 | 1664853.0885 | 1474829.1381 | 27143229.1308 | 4057065.2997 | 227782.6086 | 129253.895 | 3700028.7959 |  | 419 | 222-2013R | 7426975.858 | 5156053.281 | 150528.4824 | 7133534.366 | 4985593.997 | 113420.6223 | 283167.7861 | 160185.579 | 26834.1544 | 10273.7057 | 415223.2117 | 290375.4908 | 6689.4461 | 414863.9716 | 290168.9143 | 6648.405 | 351.5095 | 198.8459 | 33.3105 | 7.7306 | 6746563.957 | 4711086.882 | 110470.4182 | 6715893.7 | 4693331.654 | 106719.1474 | 29736.9869 | 16821.9575 | 2818.0003 | 933.2705 | 265188.6889 | 154590.9083 | 33368.6182 | 2776.6946 | 2093.4281 | 53.0699 | 253079.2897 | 143164.7756 | 23982.8437 | 9332.7046 | 0.046653 | 0.031833 | 0.0008102 | 0.21814 | 0.12395 | 0.021814 | 0.014479 | 5000000 | scaled
222-2063 | 4859776.466 | 4852517.204 | 4593.5252 | 2665.7369 | 99.85% | 0.09452% | 0.05485% | 1197057.866 | 4740452.1694 | 61998.8206 | 108.3667 | 1134950.678 | 245771.8336 | 250.2879 | 4494430.0472 | 222 | 0.23776 | 0.23365 | 0.22099 | 20439771.6781 | 251553.9637 | 6286.0446 | 4601936.457 | 1058012.7746 | 26438.5238 | 19355320.3766 | 15676171.245 | 811910.7324 | 1419.1246 | 14862841.3783 | 539963.1497 | 27994.7416 | 28.5091 | 511939.8989 |  | 420 | 222-2063 | 4859776.466 | 3662718.6 | 119324.2966 | 4852517.204 | 3655575.145 | 112306.4975 | 4593.5252 | 4477.7182 | 4352.0623 | 2665.7369 | 251553.9637 | 189555.1431 | 5782.1301 | 251544.5868 | 189545.952 | 5773.1407 | 7.371 | 7.1852 | 6.9835 | 2.0059 | 4601936.457 | 3466985.779 | 107506.4098 | 4600921.814 | 3465990.611 | 106532.3731 | 772.4857 | 753.0107 | 731.8793 | 242.1574 | 6286.0446 | 6177.6779 | 6035.7567 | 50.8025 | 38.5819 | 0.98364 | 3813.6684 | 3717.5224 | 3613.1994 | 2421.5736 | 0.017105 | 0.012993 | 0.0003302 | 0.21691 | 0.21691 | 0.21691 | 0.0037484 | 5000000 | scaled
222-2085 | 16772308.22 | 16218058.77 | 533521.2809 | 20728.1713 | 96.7% | 3.181% | 0.1236% | 4824438.93 | 16437567.0613 | 272521.1511 | 216524.2336 | 4335393.54 | 946434.3843 | 473729.0669 | 15017403.6052 | 222 | 0.35117 | 0.2292 | 0.052069 | 47761303.2912 | 962210.1164 | 538213.0087 | 15271885.09 | 2740016.973 | 1532630.7153 | 43488655.589 | 52129484.3278 | 2944671.3455 | 2339608.1505 | 46845204.7746 | 6428799.4526 | 370154.3439 | 185277.3683 | 5873367.7385 |  | 421 | 222-2085 | 16772308.22 | 11947869.29 | 334741.1587 | 16218058.77 | 11625329.59 | 263573.0959 | 533521.2809 | 301811.5268 | 50439.8916 | 20728.1713 | 962210.1164 | 689688.9653 | 15775.7321 | 961446.5488 | 689250.2433 | 15689.4207 | 747.9703 | 423.1247 | 70.7142 | 15.5973 | 15271885.09 | 10936491.55 | 254481.4848 | 15210681.76 | 10901051.22 | 246990.2877 | 59320.3724 | 33557.3721 | 5608.2358 | 1882.9613 | 538213.0087 | 321688.7751 | 64483.9418 | 45930.4578 | 35028.1324 | 893.3875 | 473452.9383 | 267831.03 | 44760.9416 | 18829.6127 | 0.11419 | 0.081905 | 0.0020816 | 0.20777 | 0.11808 | 0.020777 | 0.029211 | 5000000 | scaled
222-2108 | 46876.9983 | 0 | 46876.9983 | 0 | 0% | 100% | 0% | 1158.445 | 2415.8485 | 1.5708 | 1028.5249 | 128.3493 | 3.2758 | 2144.9101 | 267.6626 | 222 | 0.22216 | 0.22216 | 0.22216 | 211002.1548 | 63.5636 | 41619.7235 | 5193.7112 | 286.1118 | 187338.1756 | 23377.8674 | 205787.7768 | 279.0413 | 182708.5916 | 22800.1433 | 200127.968 | 271.3668 | 177683.5334 | 22173.0678 |  | 422 | 222-2108 | 46876.9983 | 45718.5533 | 44461.1498 | 0 | 0 | 0 | 46876.9983 | 45718.5533 | 44461.1498 | 0 | 63.5636 | 61.9928 | 60.2878 | 0 | 0 | 0 | 63.5636 | 61.9928 | 60.2878 | 0 | 5193.7112 | 5065.3619 | 4926.0486 | 0 | 0 | 0 | 5193.7112 | 5065.3619 | 4926.0486 | 0 | 41619.7235 | 40591.1986 | 39474.8134 | 0 | 0 | 0 | 41619.7235 | 40591.1986 | 39474.8134 | 0 | 0 | 0 | 0 | 0.22216 | 0.22216 | 0.22216 | 0 | 5000000 | scaled
223-47AE | 19415.2625 | 18727.7624 | 0 | 687.5002 | 96.46% | 0% | 3.541% | 10050.6169 | 18696.5941 | 744.2009 | 989.5519 | 8316.864 | 1361.4952 | 1765.6999 | 15569.3989 | 223 | 0.0044072 | 0.002468 | 0.001025 | 4405350.9144 | 1364.8436 | 2401.3287 | 15649.0902 | 309684.9673 | 544864.9285 | 3550801.0165 | 3794426.9372 | 280959.4791 | 373587.2579 | 3139880.197 | 701139.9426 | 51057.3578 | 66215.4157 | 583867.1688 |  | 423 | 223-47AE | 19415.2625 | 9364.6457 | 718.6684 | 18727.7624 | 8677.1455 | 31.1683 | 0 | 0 | 0 | 687.5002 | 1364.8436 | 620.6427 | 3.3483 | 1364.3263 | 620.1253 | 2.831 | 0 | 0 | 0 | 0.51732 | 15649.0902 | 7332.2262 | 79.6913 | 15586.6373 | 7269.7732 | 17.2383 | 0 | 0 | 0 | 62.453 | 2401.3287 | 1411.7768 | 635.6288 | 1776.7988 | 787.2469 | 11.0989 | 0 | 0 | 0 | 624.5299 | 0.0034198 | 0.0014806 | 3.76e-05 | 0 | 0 | 0 | 0.0009874 | 5000000 | scaled
223-526R | 76100.6588 | 74311.9718 | 0 | 1788.6871 | 97.65% | 0% | 2.35% | 44971.8446 | 73485.6573 | 3643.2347 | 1923.3354 | 39405.2745 | 5975.6035 | 3390.6192 | 64119.4346 | 223 | 0.0098876 | 0.0057112 | 0.002603 | 7696575.3914 | 6039.1353 | 5057.2903 | 65004.2332 | 610778.6825 | 511478.0415 | 6574318.6668 | 5450485.7508 | 441551.795 | 233103.8948 | 4775830.0599 | 1004610.6393 | 81691.5169 | 46352.612 | 876566.5103 |  | 424 | 223-526R | 76100.6588 | 31128.8142 | 2615.0015 | 74311.9718 | 29340.1272 | 826.3144 | 0 | 0 | 0 | 1788.6871 | 6039.1353 | 2395.9006 | 63.5318 | 6037.7894 | 2394.5547 | 62.1859 | 0 | 0 | 0 | 1.3459 | 65004.2332 | 25598.9587 | 884.7986 | 64841.7477 | 25436.4732 | 722.3131 | 0 | 0 | 0 | 162.4856 | 5057.2903 | 3133.9549 | 1666.671 | 3432.4347 | 1509.0993 | 41.8155 | 0 | 0 | 0 | 1624.8556 | 0.0073658 | 0.0031894 | 8.12e-05 | 0 | 0 | 0 | 0.0025218 | 5000000 | scaled
223-536R | 17368.5899 | 17079.2265 | 0 | 289.3634 | 98.33% | 0% | 1.666% | 8800.9112 | 17079.1983 | 690.8241 | 1.7913 | 8108.2958 | 1294.252 | 3.1473 | 15781.7991 | 223 | 0.0018852 | 0.001043 | 0.0004162 | 9213128.5275 | 1294.4697 | 266.0351 | 15808.0851 | 686648.4787 | 141117.7229 | 8385362.3276 | 8214457.0547 | 644790.612 | 1671.9373 | 7567994.5084 | 695318.5332 | 52690.8446 | 128.1298 | 642499.5589 |  | 425 | 223-536R | 17368.5899 | 8567.6787 | 289.3916 | 17079.2265 | 8278.3153 | 0.028132 | 0 | 0 | 0 | 289.3634 | 1294.4697 | 603.6456 | 0.21774 | 1294.252 | 603.4279 | 0 | 0 | 0 | 0 | 0.21774 | 15808.0851 | 7699.7893 | 26.286 | 15781.7991 | 7673.5033 | 0 | 0 | 0 | 0 | 26.286 | 266.0351 | 264.2438 | 262.8879 | 3.1754 | 1.3841 | 0.028132 | 0 | 0 | 0 | 262.8597 | 0.0014854 | 0.0006432 | 1.64e-05 | 0 | 0 | 0 | 0.0003998 | 5000000 | scaled
230-1008R | 171588.2724 | 170502.5113 | 778.7361 | 307.025 | 99.37% | 0.4538% | 0.1789% | 43010.5084 | 166292.7573 | 2752.3823 | 394.1691 | 39863.957 | 10542.0812 | 1517.2388 | 154233.4373 | 230 | 0.055697 | 0.055172 | 0.053557 | 3080756.3882 | 10814.778 | 2412.3797 | 158361.1146 | 194172.341 | 43312.717 | 2843271.3298 | 2330472.5551 | 149134.5168 | 21357.5781 | 2159980.4602 | 98876.9849 | 6268.2778 | 902.1439 | 91706.5631 |  | 426 | 230-1008R | 171588.2724 | 128577.764 | 5295.5151 | 170502.5113 | 127557.9047 | 4347.2342 | 778.7361 | 712.8343 | 641.2559 | 307.025 | 10814.778 | 8062.3957 | 272.6968 | 10813.9539 | 8061.6218 | 271.9774 | 0.59308 | 0.54289 | 0.48838 | 0.23103 | 158361.1146 | 118497.1576 | 4127.6773 | 158271.0692 | 118412.3722 | 4048.6049 | 62.1551 | 56.8951 | 51.182 | 27.8904 | 2412.3797 | 2018.2106 | 895.141 | 1417.4882 | 1083.9107 | 26.6519 | 715.988 | 655.3963 | 589.5855 | 278.9036 | 0.0021824 | 0.001658 | 4.22e-05 | 0.053074 | 0.053074 | 0.053074 | 0.0004404 | 5000000 | scaled
230-127AE | 2000465.444 | 1900120.708 | 92848.8962 | 7495.8398 | 94.98% | 4.641% | 0.3747% | 957109.917 | 1965601.6831 | 58162.0042 | 37908.1664 | 861039.7458 | 119397.6268 | 79307.7963 | 1766896.2596 | 230 | 0.093988 | 0.056348 | 0.016279 | 21284219.1254 | 120687.9088 | 93084.8708 | 1786692.664 | 1284075.1158 | 990388.9085 | 19009755.0969 | 18516414.6654 | 1125212.2334 | 733377.9703 | 16657824.4499 | 2141613.8969 | 130089.2337 | 86409.5102 | 1925115.1526 |  | 427 | 230-127AE | 2000465.444 | 1043355.527 | 34863.761 | 1900120.708 | 983813.2855 | 19722.5605 | 92848.8962 | 52046.4019 | 7645.3606 | 7495.8398 | 120687.9088 | 62525.9046 | 1290.282 | 120538.5137 | 62439.6826 | 1272.8046 | 143.7548 | 80.5817 | 11.837 | 5.6404 | 1786692.664 | 925652.9182 | 19796.4044 | 1777579.98 | 920245.5738 | 18421.1897 | 8431.7571 | 4726.4172 | 694.2875 | 680.9272 | 93084.8708 | 55176.7044 | 13777.0745 | 2002.2143 | 1128.0291 | 28.5662 | 84273.3843 | 47239.4031 | 6939.2361 | 6809.2722 | 0.030463 | 0.015632 | 0.0003958 | 0.052935 | 0.030125 | 0.0052934 | 0.01059 | 5000000 | scaled
230-133AE | 6388693.947 | 6277695.836 | 103148.0092 | 7850.1013 | 98.26% | 1.615% | 0.1229% | 2088883.569 | 6255094.1321 | 120310.6787 | 42241.6741 | 1926331.216 | 361399.4823 | 88961.7774 | 5804732.8722 | 230 | 0.095565 | 0.06182 | 0.016795 | 66852097.398 | 368224.6719 | 103825.1739 | 5916644.101 | 3853149.3032 | 1086439.6848 | 61912508.4079 | 69553935.4382 | 4006006.5113 | 1406528.6909 | 64141400.2286 | 7954547.9655 | 459588.5299 | 113131.9067 | 7381827.5287 |  | 428 | 230-133AE | 6388693.947 | 4299810.378 | 133599.8149 | 6277695.836 | 4234124.628 | 117257.1725 | 103148.0092 | 57835.6486 | 8492.541 | 7850.1013 | 368224.6719 | 247913.9932 | 6825.1896 | 368089.4371 | 247835.5714 | 6808.6347 | 129.3279 | 72.5149 | 10.648 | 5.9069 | 5916644.101 | 3990312.885 | 111911.2288 | 5906161.218 | 3984121.811 | 110393.74 | 9769.7746 | 5477.9657 | 804.3802 | 713.1086 | 103825.1739 | 61583.4998 | 14863.3965 | 3445.1814 | 2167.2459 | 54.7978 | 93248.9067 | 52285.1681 | 7677.5128 | 7131.0858 | 0.03163 | 0.020694 | 0.0005252 | 0.05296 | 0.030152 | 0.005296 | 0.010974 | 5000000 | scaled
230-1586R | 2072883.727 | 1887664.463 | 179000.8324 | 6218.4314 | 91.06% | 8.635% | 0.3% | 1055899.614 | 2033722.0916 | 60234.6735 | 76702.5371 | 918962.4044 | 115992.8123 | 162271.0939 | 1755458.1861 | 230 | 0.084625 | 0.050165 | 0.014337 | 24494933.2585 | 117181.9289 | 181535.4898 | 1774166.309 | 1384719.987 | 2145175.6549 | 20965037.6248 | 20272701.2551 | 1156473.1392 | 1472647.2096 | 17643580.9257 | 2731432.1586 | 155786.5251 | 217941.5201 | 2357704.1143 |  | 429 | 230-1586R | 2072883.727 | 1016984.113 | 39161.6354 | 1887664.463 | 910393.2821 | 18207.0985 | 179000.8324 | 100372.3992 | 14736.1055 | 6218.4314 | 117181.9289 | 56947.2554 | 1189.1166 | 116911.1823 | 56793.3824 | 1162.5337 | 266.0674 | 149.1938 | 21.9038 | 4.6792 | 1774166.309 | 855203.9046 | 18708.1229 | 1757787.085 | 845771.3332 | 16841.3332 | 15814.3371 | 8867.6848 | 1301.9031 | 564.8866 | 181535.4898 | 104832.9527 | 19264.3959 | 12966.1962 | 7828.5665 | 203.2317 | 162920.4279 | 91355.5205 | 13412.2986 | 5648.8657 | 0.023023 | 0.011316 | 0.0002882 | 0.052837 | 0.030083 | 0.0052836 | 0.0087656 | 5000000 | scaled
230-1606R | 536383.8374 | 423572.2986 | 111094.9689 | 1716.5698 | 78.97% | 20.71% | 0.32% | 246826.3307 | 524033.3688 | 12754.8479 | 45321.861 | 188749.6219 | 27336.1896 | 94385.5756 | 402311.6037 | 230 | 0.062818 | 0.036509 | 0.0078218 | 8538696.5106 | 27474.5702 | 104280.5581 | 404628.7091 | 437367.796 | 1660042.6327 | 6441286.082 | 7931083.3078 | 409841.8542 | 1456292.9895 | 6064948.4654 | 1578980.36 | 82367.477 | 284395.9545 | 1212216.9286 |  | 430 | 230-1606R | 536383.8374 | 289557.5067 | 12350.4686 | 423572.2986 | 225538.0847 | 1483.2879 | 111094.9689 | 62302.8522 | 9150.6108 | 1716.5698 | 27474.5702 | 14719.7223 | 138.3806 | 27291.1804 | 14616.3087 | 122.09 | 182.0981 | 102.1219 | 14.999 | 1.2917 | 404628.7091 | 215879.0872 | 2317.1054 | 394526.7317 | 210145.3408 | 1341.9407 | 9946.043 | 5577.812 | 819.2303 | 155.9344 | 104280.5581 | 58958.6971 | 9894.9825 | 1754.3865 | 776.4351 | 19.2572 | 100966.8278 | 56622.9183 | 8316.3815 | 1559.3438 | 0.0073136 | 0.0038624 | 9.78e-05 | 0.053089 | 0.030232 | 0.005309 | 0.002415 | 5000000 | scaled
230-181 | 788722.3733 | 774443.4469 | 12668.9441 | 1609.9824 | 98.19% | 1.606% | 0.2041% | 220256.0813 | 764095.9201 | 13738.6076 | 15672.1708 | 190845.303 | 48155.9217 | 56709.1733 | 659230.8251 | 230 | 0.063241 | 0.038188 | 0.0077774 | 12471654.1321 | 49481.1354 | 60017.0037 | 679224.2342 | 782419.2999 | 949017.4717 | 10740217.3615 | 14886070.7346 | 928527.7509 | 1059208.1804 | 12898334.8068 | 3166412.0696 | 199558.0499 | 235002.7087 | 2731851.3113 |  | 431 | 230-181 | 788722.3733 | 568466.292 | 24626.4532 | 774443.4469 | 559752.0009 | 21972.6403 | 12668.9441 | 7104.3088 | 1043.8305 | 1609.9824 | 49481.1354 | 35742.5279 | 1325.2137 | 49462.3213 | 35731.4455 | 1322.5519 | 17.6026 | 9.871 | 1.4503 | 1.2115 | 679224.2342 | 488378.9312 | 19993.4091 | 677952.3632 | 487601.4708 | 19754.4143 | 1125.619 | 631.2085 | 92.743 | 146.2519 | 60017.0037 | 44344.8329 | 3307.8304 | 47028.7623 | 36419.0846 | 895.6742 | 11525.7224 | 6463.2293 | 949.6372 | 1462.519 | 0.0075204 | 0.0054758 | 0.0001396 | 0.053426 | 0.030417 | 0.0053426 | 0.0022952 | 5000000 | scaled
230-2060R | 3473455.385 | 3392757.034 | 74143.8925 | 6554.4586 | 97.68% | 2.135% | 0.1887% | 1087078.515 | 3397246.5354 | 64168.9969 | 30066.0971 | 992843.421 | 201253.8338 | 63641.5515 | 3132351.1498 | 230 | 0.088414 | 0.056908 | 0.014919 | 39286082.188 | 205124.4977 | 75173.471 | 3193157.416 | 2320034.9457 | 850240.13 | 36115807.1083 | 41933943.7337 | 2475312.5633 | 1159796.6534 | 38298834.5167 | 5108174.1122 | 302609.6615 | 95692.8272 | 4709871.623 |  | 432 | 230-2060R | 3473455.385 | 2386376.87 | 76208.8496 | 3392757.034 | 2338252.124 | 63547.2118 | 74143.8925 | 41570.2867 | 6107.1792 | 6554.4586 | 205124.4977 | 140955.5008 | 3870.6639 | 205029.8644 | 140900.276 | 3858.3432 | 89.7013 | 50.2928 | 7.3886 | 4.932 | 3193157.416 | 2200313.995 | 60806.2662 | 3185784.732 | 2195918.767 | 59652.6156 | 6777.2728 | 3799.8163 | 558.2391 | 595.4115 | 75173.471 | 45107.3739 | 11531.9195 | 1942.4375 | 1433.0812 | 36.253 | 67276.9184 | 37720.1775 | 5541.5515 | 5954.1151 | 0.025912 | 0.017388 | 0.0004414 | 0.053361 | 0.030378 | 0.005336 | 0.0091416 | 5000000 | scaled
230-2067 | 121606.7192 | 113065.5535 | 8323.9346 | 217.2311 | 92.98% | 6.845% | 0.1786% | 70127.2529 | 120703.3234 | 3980.2867 | 3337.0023 | 62809.9639 | 6836.3402 | 6970.8566 | 106896.1267 | 230 | 0.054619 | 0.031195 | 0.0056764 | 2226454.5158 | 6837.4169 | 7793.9514 | 106975.3509 | 125183.853 | 142696.7071 | 1958573.9559 | 1650257.9363 | 93665.4364 | 78527.4519 | 1478065.0482 | 159149.4195 | 9013.8328 | 9191.1949 | 140944.3917 |  | 433 | 230-2067 | 121606.7192 | 51479.4663 | 903.3958 | 113065.5535 | 46594.504 | 0.054413 | 8323.9346 | 4667.7312 | 686.1103 | 217.2311 | 6837.4169 | 2857.1301 | 1.0766 | 6826.1745 | 2850.7541 | 0 | 11.0789 | 6.2126 | 0.91319 | 0.16346 | 106975.3509 | 44165.387 | 79.2242 | 106233.8712 | 43740.927 | 0 | 721.7463 | 404.7266 | 59.4908 | 19.7334 | 7793.9514 | 4456.9492 | 823.0949 | 5.5078 | 2.823 | 0.054413 | 7591.1095 | 4256.792 | 625.7063 | 197.3342 | 0.0006702 | 0.000351 | 8.8e-06 | 0.053646 | 0.030541 | 0.0053646 | 0.000303 | 5000000 | scaled
230-371AE | 195725.1119 | 159934.5688 | 34850.1819 | 940.3612 | 81.71% | 17.81% | 0.4804% | 106086.2556 | 190015.5008 | 6073.867 | 13580.4955 | 86431.8932 | 10650.9483 | 28352.5604 | 151011.9922 | 230 | 0.059006 | 0.033821 | 0.0067572 | 3317037.4521 | 10769.4842 | 31743.7948 | 153211.8329 | 182515.0698 | 537975.7118 | 2596546.6715 | 2650421.8216 | 151747.3631 | 339290.3393 | 2159384.1209 | 844967.0155 | 47362.9781 | 126079.0736 | 671524.964 |  | 434 | 230-371AE | 195725.1119 | 89638.8563 | 5709.6111 | 159934.5688 | 69155.295 | 1896.4971 | 34850.1819 | 19543.2001 | 2872.7528 | 940.3612 | 10769.4842 | 4695.6172 | 118.5359 | 10729.2104 | 4672.7218 | 114.5668 | 39.5662 | 22.1879 | 3.2615 | 0.70759 | 153211.8329 | 66779.9397 | 2199.8407 | 149074.0892 | 64422.0662 | 1780.3788 | 4052.3206 | 2272.4505 | 334.0389 | 85.4231 | 31743.7948 | 18163.2993 | 3391.2345 | 131.2692 | 60.507 | 1.5515 | 30758.2951 | 17248.5617 | 2535.4524 | 854.2306 | 0.0039598 | 0.0019024 | 4.82e-05 | 0.053708 | 0.03058 | 0.0053708 | 0.0013382 | 5000000 | scaled
231-1136R | 2730917.723 | 2684541.514 | 37502.001 | 8874.2076 | 98.3% | 1.373% | 0.325% | 1368552.045 | 2649940.3834 | 104596.4987 | 38822.3428 | 1225133.204 | 202504.2583 | 80870.688 | 2366565.4375 | 231 | 0.054655 | 0.033976 | 0.013903 | 49966841.2723 | 207840.248 | 91825.1194 | 2431252.356 | 3802795.1536 | 1680098.6448 | 44483947.4811 | 40097647.1177 | 3064606.5014 | 1137468.3256 | 35895572.3062 | 5824367.0249 | 445088.9279 | 177747.6094 | 5201530.4883 |  | 435 | 231-1136R | 2730917.723 | 1362365.678 | 80977.3396 | 2684541.514 | 1332641.635 | 69587.1936 | 37502.001 | 20849.8357 | 2515.9385 | 8874.2076 | 207840.248 | 103243.7493 | 5335.9897 | 207777.471 | 103205.8824 | 5325.5486 | 56.0995 | 31.1894 | 3.7636 | 6.6776 | 2431252.356 | 1206119.152 | 64686.9185 | 2427050.584 | 1203425.157 | 63652.9728 | 3395.6328 | 1887.8562 | 227.8066 | 806.1391 | 91825.1194 | 53002.7766 | 10954.4314 | 49713.4598 | 26010.5955 | 608.6722 | 34050.2687 | 18930.7901 | 2284.3683 | 8061.3909 | 0.036478 | 0.018212 | 0.000795 | 0.0056314 | 0.0032192 | 0.0005632 | 0.012545 | 5000000 | scaled
231-1635R | 5142094.981 | 5074261.847 | 46327.9087 | 21505.2253 | 98.68% | 0.901% | 0.4182% | 2720917.766 | 5050015.2086 | 210030.1497 | 25973.2432 | 2484914.374 | 390819.1064 | 52887.578 | 4606308.5245 | 231 | 0.11648 | 0.071543 | 0.031832 | 44146870.0344 | 396005.847 | 75399.3814 | 4670689.753 | 3399863.0373 | 647332.7898 | 40099674.2104 | 33842076.4878 | 2612301.0698 | 323048.5289 | 30906726.8998 | 2892679.4534 | 223863.5633 | 30294.3267 | 2638521.5636 |  | 436 | 231-1635R | 5142094.981 | 2421177.215 | 92079.7724 | 5074261.847 | 2373876.118 | 67467.2007 | 46327.9087 | 25795.8717 | 3107.3463 | 21505.2253 | 396005.847 | 185975.6973 | 5186.7406 | 395921.0114 | 185921.2883 | 5165.9538 | 68.6536 | 38.2271 | 4.6048 | 16.182 | 4670689.753 | 2185775.379 | 64381.2285 | 4664361.621 | 2181386.016 | 62134.2632 | 4374.5826 | 2435.8141 | 293.4159 | 1953.5494 | 75399.3814 | 49426.1382 | 22511.8033 | 13979.215 | 6568.8137 | 166.9837 | 41884.6724 | 23321.8306 | 2809.3257 | 19535.494 | 0.080559 | 0.038025 | 0.0009656 | 0.0056128 | 0.0032132 | 0.0005612 | 0.030305 | 5000000 | scaled
232-40AE | 11429.7303 | 51.7014 | 11267.6056 | 110.4233 | 0.4523% | 98.58% | 0.9661% | 5008.6462 | 10564.7259 | 6.5312 | 4570.4191 | 431.6958 | 17.3602 | 9607.1241 | 940.2416 | 232 | 0.0059544 | 0.0034446 | 0.0007124 | 1919543.5896 | 18.3519 | 10395.8923 | 1015.4862 | 3082.0794 | 1745917.6844 | 170543.8266 | 1864101.5421 | 2430.7755 | 1701003.624 | 160667.1444 | 1214211.7485 | 1995.2185 | 1104153.8642 | 108062.6663 |  | 437 | 232-40AE | 11429.7303 | 6421.0842 | 865.0044 | 51.7014 | 42.7945 | 0.10216 | 11267.6056 | 6267.8664 | 754.479 | 110.4233 | 18.3519 | 11.8207 | 0.99175 | 4.6986 | 4.1889 | 0 | 13.5702 | 7.5487 | 0.90866 | 0.08309 | 1015.4862 | 583.7903 | 75.2445 | 31.5368 | 31.9947 | 0 | 973.9185 | 541.7647 | 65.2136 | 10.0309 | 10395.8923 | 5825.4732 | 788.7682 | 15.466 | 6.6109 | 0.10216 | 10280.117 | 5718.5529 | 688.3567 | 100.3093 | 0.0001712 | 7.4e-05 | 1.8e-06 | 0.0056362 | 0.0032236 | 0.0005636 | 0.000147 | 5000000 | scaled
233-123R | 3035804.515 | 3000562.249 | 24952.003 | 10290.2625 | 98.84% | 0.8219% | 0.339% | 1507987.041 | 2979546.0528 | 94277.3324 | 14005.9711 | 1399703.737 | 186263.0386 | 29066.9408 | 2764216.073 | 233 | 0.06125 | 0.03815 | 0.015668 | 49563831.6648 | 189062.3976 | 40028.4659 | 2806713.651 | 3086712.8639 | 653521.7058 | 45823597.0867 | 40047850.1591 | 2503738.0162 | 371958.7884 | 37172153.3425 | 3590568.4167 | 224460.4284 | 35027.7652 | 3331080.2225 |  | 438 | 233-123R | 3035804.515 | 1527817.474 | 56258.4622 | 3000562.249 | 1503607.552 | 44293.226 | 24952.003 | 13919.6594 | 1674.9736 | 10290.2625 | 189062.3976 | 94785.0652 | 2799.359 | 189020.0375 | 94758.0107 | 2789.2922 | 34.6171 | 19.3114 | 2.3238 | 7.7431 | 2806713.651 | 1407009.914 | 42497.578 | 2803353.494 | 1404722.122 | 41399.9928 | 2425.383 | 1353.0179 | 162.8107 | 934.7745 | 40028.4659 | 26022.4948 | 10961.5251 | 8188.7181 | 4127.4197 | 103.941 | 22492.0029 | 12547.3302 | 1509.8392 | 9347.7449 | 0.041026 | 0.02033 | 0.0005178 | 0.005638 | 0.0032332 | 0.0005638 | 0.014587 | 5000000 | scaled
233-41R | 718990.9984 | 701522.1709 | 9758.7762 | 7710.0513 | 97.57% | 1.357% | 1.072% | 333403.5097 | 703458.71 | 26828.1695 | 8182.4797 | 298392.8606 | 56327.0306 | 18701.7445 | 628429.935 | 233 | 0.044487 | 0.028246 | 0.011746 | 16161822.5189 | 56972.0629 | 26439.8091 | 635579.1265 | 1280645.197 | 594326.6368 | 14286850.6867 | 13650950.8783 | 1098458.8145 | 335025.3507 | 12217466.7152 | 1322369.5627 | 105884.1831 | 35155.7487 | 1181329.631 |  | 439 | 233-41R | 718990.9984 | 385587.4887 | 15532.2884 | 701522.1709 | 372448.8272 | 7168.8402 | 9758.7762 | 5428.6102 | 653.3969 | 7710.0513 | 56972.0629 | 30143.8934 | 645.0323 | 56952.98 | 30130.7037 | 638.3414 | 13.2813 | 7.3881 | 0.88924 | 5.8016 | 635579.1265 | 337186.2659 | 7149.1915 | 633784.8261 | 335877.3573 | 6375.5624 | 1093.914 | 608.5223 | 73.2428 | 700.3863 | 26439.8091 | 18257.3294 | 7738.0646 | 10784.3648 | 6440.7662 | 154.9364 | 8651.5809 | 4812.6998 | 579.2648 | 7003.8634 | 0.028021 | 0.014197 | 0.0003606 | 0.0056456 | 0.003229 | 0.0005646 | 0.010821 | 5000000 | scaled
233-81F | 447779.3576 | 425199.1869 | 19472.4826 | 3107.6881 | 94.96% | 4.349% | 0.694% | 205332.7091 | 435625.6052 | 13632.4766 | 8491.5453 | 183208.6871 | 28782.6394 | 18175.8286 | 388667.1371 | 233 | 0.02204 | 0.013823 | 0.0051126 | 20316852.1311 | 29336.0459 | 22201.6959 | 396241.6157 | 1331048.6461 | 1007345.6157 | 17978457.8671 | 17539619.2161 | 1164492.7342 | 725351.903 | 15649774.5678 | 2377215.5909 | 157067.3033 | 99185.7749 | 2120962.5124 |  | 440 | 233-81F | 447779.3576 | 242446.6485 | 12153.7524 | 425199.1869 | 228492.0102 | 7740.7686 | 19472.4826 | 10846.9502 | 1305.2958 | 3107.6881 | 29336.0459 | 15703.5694 | 553.4066 | 29308.3206 | 15687.0894 | 549.3664 | 25.3869 | 14.1415 | 1.7018 | 2.3384 | 396241.6157 | 213032.9286 | 7574.4786 | 394045.5042 | 211684.5571 | 7163.8862 | 1913.807 | 1066.0669 | 128.2879 | 282.3045 | 22201.6959 | 13710.1506 | 4025.8673 | 1845.3621 | 1120.3637 | 27.5161 | 17533.2887 | 9766.7418 | 1175.3061 | 2823.0451 | 0.012005 | 0.0062002 | 0.0001578 | 0.005644 | 0.0032322 | 0.0005644 | 0.0043904 | 5000000 | scaled
233-86F | 2341674.092 | 2011556.59 | 318414.1585 | 11703.3432 | 85.9% | 13.6% | 0.4998% | 1172205.537 | 2289635.7913 | 68258.4173 | 128579.9125 | 975367.2071 | 131737.0751 | 268567.2523 | 1889331.4642 | 233 | 0.1204 | 0.07102 | 0.022376 | 19449734.2275 | 132813.6644 | 303079.5689 | 1905780.859 | 1103138.3416 | 2517351.6182 | 15829244.2702 | 16466749.5776 | 958871.315 | 1806247.414 | 13701630.8476 | 2325630.1703 | 133808.0569 | 272789.2825 | 1919032.8311 |  | 441 | 233-86F | 2341674.092 | 1169468.555 | 52038.3007 | 2011556.59 | 979071.5953 | 14108.3368 | 318414.1585 | 178693.6168 | 26226.6207 | 11703.3432 | 132813.6644 | 64555.2471 | 1076.5893 | 132393.7922 | 64315.751 | 1033.9249 | 411.0658 | 230.6896 | 33.858 | 8.8064 | 1905780.859 | 930413.6519 | 16449.3948 | 1876225.89 | 913360.9343 | 13039.4863 | 28491.829 | 15989.5778 | 2346.7687 | 1063.1397 | 303079.5689 | 174499.6564 | 34512.3166 | 2936.9081 | 1394.91 | 34.9256 | 289511.2637 | 162473.3494 | 23845.994 | 10631.3971 | 0.050826 | 0.024309 | 0.0006208 | 0.053128 | 0.030269 | 0.0053128 | 0.016442 | 5000000 | scaled
234-48R | 4939379.25 | 4912538.781 | 19343.3759 | 7497.0936 | 99.46% | 0.3916% | 0.1518% | 2686077.174 | 4880749.6508 | 233294.8342 | 9557.0153 | 2443225.325 | 423830.6789 | 20066.512 | 4436852.4604 | 234 | 0.047931 | 0.028143 | 0.01147 | 103051011.4455 | 428202.0575 | 28105.6649 | 4483071.528 | 8933643.8639 | 586372.7106 | 93530994.8802 | 80067302.8078 | 6954114.4663 | 284878.0524 | 72828310.3025 | 5111560.5257 | 443873.6511 | 21015.4582 | 4646671.4168 |  | 442 | 234-48R | 4939379.25 | 2253302.076 | 58629.5992 | 4912538.781 | 2235038.479 | 49835.5898 | 19343.3759 | 10766.5033 | 1296.9158 | 7497.0936 | 428202.0575 | 194907.2233 | 4371.3786 | 428170.9912 | 194887.4305 | 4364.0326 | 25.4249 | 14.1515 | 1.7047 | 5.6413 | 4483071.528 | 2039846.203 | 46219.0676 | 4480652.208 | 2038197.638 | 45421.4801 | 1738.2791 | 967.5244 | 116.5464 | 681.0411 | 28105.6649 | 18548.6497 | 8039.153 | 3715.582 | 1953.4111 | 50.0772 | 17579.6718 | 9784.8274 | 1178.6647 | 6810.4111 | 0.031747 | 0.014372 | 0.0003646 | 0.0056438 | 0.0032294 | 0.0005644 | 0.010541 | 5000000 | scaled
235-897R | 4375038.144 | 3877449.021 | 492961.9345 | 4627.1887 | 88.63% | 11.27% | 0.1058% | 2257381.307 | 4293593.8532 | 127647.9096 | 201946.225 | 1927787.172 | 239786.4068 | 420905.4183 | 3632902.0283 | 235 | 0.1179 | 0.068697 | 0.016334 | 37108041.9338 | 242022.0499 | 465188.7883 | 3667827.306 | 2052773.9601 | 3945621.6141 | 31109646.3613 | 30825955.5994 | 1743112.1545 | 2757702.1862 | 26325141.2532 | 4986242.6888 | 278469.1004 | 488806.4955 | 4218967.0931 |  | 443 | 235-897R | 4375038.144 | 2117656.837 | 81444.2908 | 3877449.021 | 1835764.666 | 32625.987 | 492961.9345 | 277264.9829 | 44191.1151 | 4627.1887 | 242022.0499 | 114374.1403 | 2235.6431 | 241411.3022 | 114029.1036 | 2177.7235 | 607.2658 | 341.5549 | 54.4378 | 3.4818 | 3667827.306 | 1740040.134 | 34925.2777 | 3619727.824 | 1712802.803 | 30230.788 | 47679.1443 | 26816.9938 | 4274.1526 | 420.337 | 465188.7883 | 263242.5633 | 44283.37 | 16309.8941 | 8932.7592 | 217.4755 | 444675.5243 | 250106.4342 | 39862.5246 | 4203.3699 | 0.014436 | 0.0071858 | 0.0001826 | 0.097015 | 0.055062 | 0.0097014 | 0.0064498 | 5000000 | scaled
235-899R | 23678661.14 | 23291809.55 | 377288.9261 | 9562.67 | 98.37% | 1.593% | 0.04039% | 11253213.3 | 23296131.4695 | 713792.5469 | 161600.3515 | 10377820.41 | 1476002.9185 | 342963.7692 | 21477164.7888 | 235 | 0.15496 | 0.091828 | 0.024559 | 152800256.1872 | 1497868.146 | 383062.9711 | 21797730.03 | 9665860.5438 | 2471935.3756 | 140662460.3136 | 135312780.0356 | 8582904.3949 | 1943142.126 | 124786733.6157 | 15576073.3627 | 986873.2829 | 229309.6962 | 14359890.3883 |  | 444 | 235-899R | 23678661.14 | 12425447.84 | 382529.6705 | 23291809.55 | 12203361.97 | 339049.0287 | 377288.9261 | 212523.2068 | 33917.9718 | 9562.67 | 1497868.146 | 784075.5991 | 21865.2275 | 1497210.705 | 783702.1267 | 21799.5754 | 650.245 | 366.2767 | 58.4565 | 7.1956 | 21797730.03 | 11419909.62 | 320565.2412 | 21764359.2 | 11400732.8 | 316774.6444 | 32502.151 | 18308.1476 | 2921.9173 | 868.6795 | 383062.9711 | 221462.6196 | 40099.2019 | 30239.6461 | 18927.0423 | 474.809 | 344136.53 | 193848.7824 | 30937.598 | 8686.7949 | 0.034984 | 0.017852 | 0.0004542 | 0.10653 | 0.060524 | 0.010653 | 0.013452 | 5000000 | scaled
235-911 | 849.9119 | 0 | 849.9119 | 0 | 0% | 100% | 0% | 40.9679 | 85.3186 | 0.53149 | 32.0814 | 8.355 | 1.1069 | 66.8119 | 17.3999 | 235 | 0.10783 | 0.10783 | 0.10783 | 7882.3266 | 11.0261 | 665.5549 | 173.3309 | 102.2591 | 6172.5473 | 1607.5202 | 7502.3784 | 97.3299 | 5875.0148 | 1530.0336 | 7091.0572 | 91.9938 | 5552.9146 | 1446.1489 |  | 445 | 235-911 | 849.9119 | 808.944 | 764.5932 | 0 | 0 | 0 | 849.9119 | 808.944 | 764.5932 | 0 | 11.0261 | 10.4946 | 9.9192 | 0 | 0 | 0 | 11.0261 | 10.4946 | 9.9192 | 0 | 173.3309 | 164.9759 | 155.931 | 0 | 0 | 0 | 173.3309 | 164.9759 | 155.931 | 0 | 665.5549 | 633.4735 | 598.743 | 0 | 0 | 0 | 665.5549 | 633.4735 | 598.743 | 0 | 0 | 0 | 0 | 0.10783 | 0.10783 | 0.10783 | 0 | 5000000 | scaled
236-1535R | 9719042.133 | 9595870.996 | 117498.9316 | 5672.2058 | 98.73% | 1.209% | 0.05836% | 4564578.801 | 9616312.5243 | 318440.193 | 48430.8489 | 4197707.759 | 668556.2251 | 101380.3024 | 8846375.9968 | 236 | 0.12847 | 0.074952 | 0.018236 | 75651171.1753 | 674768.9165 | 116175.8526 | 8928097.364 | 5252272.6116 | 904290.6895 | 69494607.875 | 68770374.1871 | 4797649.944 | 729663.731 | 63243060.5101 | 5633217.5594 | 391638.9632 | 59388.3881 | 5182190.2082 |  | 446 | 236-1535R | 9719042.133 | 5154463.332 | 102729.6087 | 9595870.996 | 5082708.64 | 86501.3435 | 117498.9316 | 66082.4865 | 10556.0594 | 5672.2058 | 674768.9165 | 356328.7235 | 6212.6914 | 674594.2054 | 356228.5967 | 6193.1107 | 170.443 | 95.8587 | 15.3125 | 4.2682 | 8928097.364 | 4730389.605 | 81721.3672 | 8916832.506 | 4723828.669 | 80240.361 | 10749.5907 | 6045.6693 | 965.7392 | 515.2671 | 116175.8526 | 67745.0037 | 14795.5502 | 4444.284 | 2651.3746 | 67.8718 | 106578.8979 | 59940.9585 | 9575.0077 | 5152.6706 | 0.020791 | 0.010393 | 0.0002644 | 0.099676 | 0.056554 | 0.0099676 | 0.0080044 | 5000000 | scaled
236-1561R | 2823578.095 | 2746271.393 | 73882.5515 | 3424.1503 | 97.26% | 2.617% | 0.1213% | 1052926.018 | 2786015.1896 | 60772.2569 | 29120.2002 | 963033.56 | 161629.0288 | 61027.1461 | 2563359.0142 | 236 | 0.17766 | 0.10388 | 0.020802 | 15893531.7338 | 163306.9087 | 70356.7438 | 2589914.442 | 919232.0695 | 396028.4088 | 14578271.2526 | 17045102.6084 | 983800.701 | 471407.1002 | 15589894.7931 | 1805735.287 | 104758.6681 | 39554.2966 | 1661422.3219 |  | 447 | 236-1561R | 2823578.095 | 1770652.077 | 37562.9054 | 2746271.393 | 1725475.05 | 27249.0701 | 73882.5515 | 41752.8775 | 6889.685 | 3424.1503 | 163306.9087 | 102534.6518 | 1677.8799 | 163212.7156 | 102480.3005 | 1666.7599 | 91.6165 | 51.7748 | 8.5434 | 2.5766 | 2589914.442 | 1626880.882 | 26555.4278 | 2582361.616 | 1622477.322 | 25569.0667 | 7241.7744 | 4092.5078 | 675.3089 | 311.0522 | 70356.7438 | 41236.5436 | 9329.5977 | 697.0616 | 517.4271 | 13.2434 | 66549.1606 | 37608.5949 | 6205.8327 | 3110.5216 | 0.015422 | 0.00959 | 0.0002446 | 0.15742 | 0.089475 | 0.015742 | 0.0048156 | 5000000 | scaled
236-1563R | 2260662.36 | 2229175.585 | 29107.6182 | 2379.1568 | 98.61% | 1.288% | 0.1052% | 1023409.227 | 2233194.2673 | 59548.8994 | 10246.0479 | 953614.28 | 130152.5075 | 21383.5885 | 2081658.1716 | 236 | 0.17215 | 0.099055 | 0.019297 | 13131719.9604 | 131504.0368 | 25732.0375 | 2103426.286 | 763879.744 | 149472.0822 | 12218368.1357 | 12490592.4095 | 726787.4972 | 125051.8407 | 11638753.0746 | 1423408.9903 | 82957.5161 | 13629.6213 | 1326821.8531 |  | 448 | 236-1563R | 2260662.36 | 1237253.133 | 27468.0926 | 2229175.585 | 1218428.431 | 22374.5924 | 29107.6182 | 16445.545 | 2714.3434 | 2379.1568 | 131504.0368 | 71955.1374 | 1351.5293 | 131440.1373 | 71918.256 | 1343.9472 | 62.1092 | 35.0912 | 5.7918 | 1.7902 | 2103426.286 | 1149812.006 | 21768.1144 | 2097596.082 | 1146423.977 | 21028.466 | 5614.0801 | 3171.9053 | 523.5242 | 216.1242 | 25732.0375 | 15485.9896 | 4348.4489 | 139.3663 | 86.1987 | 2.1792 | 23431.4288 | 13238.5486 | 2185.0274 | 2161.2424 | 0.011349 | 0.0062126 | 0.0001584 | 0.15741 | 0.089444 | 0.015741 | 0.0033984 | 5000000 | scaled
236-1567R | 5332003.662 | 5229333.773 | 98148.246 | 4521.6435 | 98.07% | 1.841% | 0.0848% | 2113263.308 | 5250125.2121 | 145573.1779 | 39133.9204 | 1928556.209 | 362409.1144 | 82426.0596 | 4805290.0379 | 236 | 0.18129 | 0.10608 | 0.022294 | 29411590.2216 | 367132.1489 | 94850.3559 | 4870021.157 | 2025118.6993 | 523199.153 | 26863272.3681 | 30341888.5131 | 2090115.8496 | 561878.4213 | 27689894.2329 | 3672733.4257 | 253523.8712 | 57661.2808 | 3361548.2735 |  | 449 | 236-1567R | 5332003.662 | 3218740.354 | 81878.4499 | 5229333.773 | 3158727.329 | 68206.4789 | 98148.246 | 55491.3819 | 9150.3275 | 4521.6435 | 367132.1489 | 221558.971 | 4723.0345 | 366978.4927 | 221470.6176 | 4705.624 | 150.2538 | 84.951 | 14.0081 | 3.4024 | 4870021.157 | 2941464.948 | 64731.1191 | 4860438.377 | 2935868.485 | 63465.2646 | 9172.0308 | 5185.7133 | 855.1053 | 410.7492 | 94850.3559 | 55716.4354 | 12424.2963 | 1916.9027 | 1388.226 | 35.5903 | 88825.9613 | 50220.7176 | 8281.2141 | 4107.4919 | 0.01797 | 0.010488 | 0.0002662 | 0.15699 | 0.089266 | 0.015699 | 0.0063284 | 5000000 | scaled
236-1569R | 21222913.12 | 20875680.99 | 336363.0898 | 10869.0397 | 98.36% | 1.585% | 0.05121% | 10999627.17 | 20882737.9902 | 610255.5255 | 134883.4681 | 10254488.176 | 1157607.8989 | 280935.9462 | 19444194.1408 | 236 | 0.21435 | 0.12481 | 0.031359 | 99012775.2802 | 1174151.336 | 319062.8397 | 19729698.94 | 5477852.2495 | 1488546.698 | 92046376.3126 | 81908035.7043 | 4544229.5997 | 1004401.3084 | 76359404.7932 | 10847767.1418 | 601332.1115 | 145935.2566 | 10100499.7716 |  | 450 | 236-1569R | 21222913.12 | 10223285.95 | 340175.1298 | 20875680.99 | 10022221.69 | 297959.9717 | 336363.0898 | 190195.2168 | 31346.1184 | 10869.0397 | 1174151.336 | 563895.8105 | 16543.4371 | 1173671.613 | 563620.999 | 16491.3147 | 471.5444 | 266.633 | 43.9438 | 8.1786 | 19729698.94 | 9475210.764 | 285504.7992 | 19695068.67 | 9455200.15 | 281382.2197 | 33642.9259 | 19023.2632 | 3135.2285 | 987.351 | 319062.8397 | 184179.3716 | 38126.8935 | 6940.7101 | 3400.5408 | 86.4373 | 302248.6195 | 170905.3207 | 28166.9461 | 9873.5101 | 0.043476 | 0.021057 | 0.0005344 | 0.1556 | 0.088493 | 0.01556 | 0.015264 | 5000000 | scaled
236-1573R | 6927855.805 | 6778519.844 | 144709.0316 | 4626.9292 | 97.84% | 2.089% | 0.06679% | 3099003.523 | 6815680.8631 | 198036.214 | 57078.363 | 2843888.946 | 434471.415 | 119079.0995 | 6262130.3486 | 236 | 0.18488 | 0.10719 | 0.02253 | 37473107.8608 | 440611.9665 | 135430.1326 | 6351813.706 | 2383291.4844 | 732548.1519 | 34357268.225 | 35721770.7076 | 2282735.1359 | 657934.1325 | 32781101.4389 | 4978914.4208 | 317385.1648 | 86988.3226 | 4574540.9334 |  | 451 | 236-1573R | 6927855.805 | 3828852.282 | 112174.9419 | 6778519.844 | 3742429.847 | 94054.4095 | 144709.0316 | 81795.5059 | 13493.6032 | 4626.9292 | 440611.9665 | 242575.7525 | 6140.5515 | 440396.0305 | 242452.1829 | 6117.2592 | 212.4544 | 120.088 | 19.8106 | 3.4816 | 6351813.706 | 3507924.76 | 89683.3574 | 6337010.322 | 3499374.542 | 87921.8738 | 14383.0702 | 8129.9038 | 1341.1702 | 420.3134 | 135430.1326 | 78351.7696 | 16351.0331 | 1113.4914 | 603.1213 | 15.2765 | 130113.507 | 73545.5142 | 12132.6223 | 4203.1342 | 0.021156 | 0.011302 | 0.0002868 | 0.1572 | 0.08936 | 0.01572 | 0.0065236 | 5000000 | scaled
237-1761R | 3634146.413 | 3612196.096 | 17960.9578 | 3989.3599 | 99.4% | 0.4942% | 0.1098% | 1508386.089 | 3590887.4869 | 85770.3414 | 7026.0431 | 1415589.705 | 202595.6438 | 14683.7452 | 3373608.0984 | 237 | 0.14935 | 0.089418 | 0.017871 | 24332695.109 | 204729.7367 | 19755.3398 | 3409661.337 | 1370783.0386 | 132273.3333 | 22829638.7403 | 23773399.465 | 1351810.7885 | 110736.1911 | 22310852.4939 | 2420621.4577 | 136569.9606 | 9898.3298 | 2274153.1675 |  | 452 | 237-1761R | 3634146.413 | 2125760.324 | 43258.9261 | 3612196.096 | 2111654.109 | 37630.956 | 17960.9578 | 10116.8545 | 1638.6102 | 3989.3599 | 204729.7367 | 118959.3953 | 2134.0929 | 204699.9429 | 118941.3023 | 2128.6468 | 26.7919 | 15.0911 | 2.4443 | 3.0019 | 3409661.337 | 1994071.632 | 36053.2386 | 3407177.488 | 1992514.287 | 35497.2985 | 2121.4528 | 1194.949 | 193.5439 | 362.3962 | 19755.3398 | 12729.2966 | 5071.5945 | 318.6649 | 198.5205 | 5.0107 | 15812.7131 | 8906.8143 | 1442.622 | 3623.9618 | 0.025622 | 0.016754 | 0.000426 | 0.1181 | 0.067028 | 0.011809 | 0.0056356 | 5000000 | scaled
237-1765R | 28249252.47 | 28064039.12 | 179613.607 | 5599.7477 | 99.34% | 0.6358% | 0.01982% | 9797552.5 | 27804422.2967 | 746417.169 | 71035.7828 | 8980099.55 | 2124389.4763 | 148586.7537 | 25531446.068 | 237 | 0.25909 | 0.15301 | 0.030824 | 109034689.2719 | 2156873.925 | 169096.3862 | 25923282.16 | 8324966.4203 | 652667.6041 | 100057055.2521 | 120590045.8004 | 9187037.3337 | 874321.2453 | 110528687.2437 | 14431480.2067 | 1102633.3995 | 77121.7892 | 13251725.0187 |  | 453 | 237-1765R | 28249252.47 | 18451699.97 | 444830.1733 | 28064039.12 | 18344459.69 | 422189.6848 | 179613.607 | 101640.5316 | 17040.7408 | 5599.7477 | 2156873.925 | 1410456.756 | 32484.4487 | 2156568.137 | 1410281.885 | 32451.6233 | 301.5752 | 170.6567 | 28.6118 | 4.2136 | 25923282.16 | 16943182.61 | 391836.092 | 25905711.23 | 16933018.67 | 389708.6366 | 17062.2404 | 9655.255 | 1618.7705 | 508.6849 | 169096.3862 | 98060.6034 | 20509.6325 | 1759.7455 | 1159.1343 | 29.4248 | 162249.7915 | 91814.6199 | 15393.3585 | 5086.8492 | 0.02585 | 0.01706 | 0.000433 | 0.22538 | 0.1281 | 0.022538 | 0.0078522 | 5000000 | scaled
237-17R | 27080737.57 | 26780685.66 | 290058.8995 | 9993.0064 | 98.89% | 1.071% | 0.0369% | 13329515.82 | 26678700.2282 | 871216.2977 | 122772.4967 | 12335527.03 | 1747175.6311 | 264550.7685 | 24666973.8326 | 237 | 0.15539 | 0.092708 | 0.025155 | 174274813.6636 | 1771336.83 | 297851.074 | 25011549.67 | 11399224.0863 | 1916784.5886 | 160958805.0144 | 148327678.5059 | 9694687.5385 | 1366183.1132 | 137266807.9032 | 15982402.7748 | 1046680.1012 | 158484.3677 | 14777238.3083 |  | 454 | 237-17R | 27080737.57 | 13751221.75 | 402037.3418 | 26780685.66 | 13577907.13 | 365969.7649 | 290058.8995 | 163321.6122 | 26074.5705 | 9993.0064 | 1771336.83 | 900120.5323 | 24161.1989 | 1770910.943 | 899877.4452 | 24116.0707 | 418.3679 | 235.5677 | 37.6088 | 7.5194 | 25011549.67 | 12676022.64 | 344575.8374 | 24985718.18 | 12661081.23 | 341427.5723 | 24923.712 | 14033.6353 | 2240.4935 | 907.7715 | 297851.074 | 175078.5773 | 33300.3055 | 24056.5389 | 16948.4527 | 426.1218 | 264716.8196 | 149052.4091 | 23796.4682 | 9077.7155 | 0.034759 | 0.018136 | 0.0004588 | 0.1066 | 0.060536 | 0.01066 | 0.014037 | 5000000 | scaled
237-26F | 663215.1491 | 470121.1852 | 190447.5449 | 2646.419 | 70.89% | 28.72% | 0.399% | 242633.1471 | 643135.3877 | 8813.184 | 74864.8018 | 158955.1612 | 25834.368 | 155734.0408 | 461566.9787 | 237 | 0.10897 | 0.06363 | 0.013804 | 6086027.8664 | 25883.3028 | 173478.3142 | 463853.532 | 237519.4571 | 1591932.657 | 4256575.7515 | 6609848.2782 | 240090.0684 | 2039478.0644 | 4330280.1415 | 1454612.4694 | 58430.9224 | 352231.7106 | 1043949.8363 |  | 455 | 237-26F | 663215.1491 | 420582.002 | 20079.7615 | 470121.1852 | 310866.7317 | 316.2941 | 190447.5449 | 107068.8514 | 17117.0484 | 2646.419 | 25883.3028 | 17070.1188 | 48.9348 | 25654.0021 | 16940.3351 | 26.5133 | 227.3094 | 127.7924 | 20.4301 | 1.9913 | 463853.532 | 304898.3708 | 2286.5533 | 443975.9689 | 293618.0347 | 281.2017 | 19637.1607 | 11039.9335 | 1764.9491 | 240.4025 | 173478.3142 | 98613.5124 | 17744.2734 | 491.2142 | 308.3618 | 8.5791 | 170583.0749 | 95901.1255 | 15331.6692 | 2404.0251 | 0.0052096 | 0.0031682 | 8.02e-05 | 0.10004 | 0.056742 | 0.010004 | 0.0037196 | 5000000 | scaled
237-28F | 2530225.455 | 2500529.912 | 28244.7097 | 1450.8335 | 98.83% | 1.116% | 0.05734% | 969803.203 | 2502875.1935 | 49608.5384 | 11979.5769 | 908215.087 | 129431.5137 | 26570.2515 | 2346873.4279 | 237 | 0.10804 | 0.062484 | 0.012298 | 23418429.2632 | 130695.9887 | 30172.4638 | 2369357.002 | 1209652.9818 | 279260.3753 | 21929515.9018 | 24973229.093 | 1277460.6135 | 308483.9449 | 23387284.5163 | 2223996.2806 | 115009.8118 | 23609.7032 | 2085376.7652 |  | 456 | 237-28F | 2530225.455 | 1560422.252 | 27350.2615 | 2500529.912 | 1543085.61 | 23357.3193 | 28244.7097 | 15885.8087 | 2542.1087 | 1450.8335 | 130695.9887 | 81087.4503 | 1264.475 | 130650.7634 | 81061.5363 | 1259.4111 | 44.1336 | 24.8223 | 3.9722 | 1.0917 | 2369357.002 | 1461141.915 | 22483.5741 | 2365470.616 | 1458898.407 | 22013.8548 | 3754.5921 | 2111.7134 | 337.9246 | 131.7947 | 30172.4638 | 18192.887 | 3602.2123 | 4408.5327 | 3125.6668 | 84.0533 | 24445.984 | 13749.2731 | 2200.212 | 1317.9471 | 0.0043736 | 0.0027798 | 7.04e-05 | 0.1016 | 0.057637 | 0.01016 | 0.002067 | 5000000 | scaled
237-2R | 30894123.41 | 30619728.01 | 262352.8253 | 12042.5722 | 99.11% | 0.8492% | 0.03898% | 10150729.44 | 30328613.5052 | 918247.108 | 105599.4856 | 9126882.84 | 2753828.3892 | 224269.3006 | 27350515.8068 | 237 | 0.18156 | 0.11514 | 0.029541 | 170161366.8485 | 2801991.694 | 256782.1774 | 27835349.53 | 15433055.9965 | 1414327.434 | 153313983.3706 | 180164587.9909 | 16297903.7974 | 1874277.8958 | 161992406.1841 | 19142962.2428 | 1738174.8384 | 141555.3914 | 17263232.0077 |  | 457 | 237-2R | 30894123.41 | 20743393.97 | 565509.9048 | 30619728.01 | 20583633.97 | 529535.9865 | 262352.8253 | 147717.4323 | 23931.3461 | 12042.5722 | 2801991.694 | 1883744.586 | 48163.3048 | 2801583.425 | 1883510.751 | 48117.8282 | 399.2072 | 224.7731 | 36.415 | 9.0616 | 27835349.53 | 18708466.69 | 484833.7232 | 27806467.79 | 18691726.86 | 481205.016 | 27787.7918 | 15645.8817 | 2534.7517 | 1093.9555 | 256782.1774 | 151182.6918 | 32512.8768 | 11676.7961 | 8396.3592 | 213.1423 | 234165.8263 | 131846.7775 | 21360.1794 | 10939.5551 | 0.046938 | 0.031413 | 0.0007972 | 0.11764 | 0.066743 | 0.011764 | 0.01698 | 5000000 | scaled
237-30R | 65515491.99 | 64815658.74 | 680055.5135 | 19777.7346 | 98.93% | 1.038% | 0.03019% | 24710318.43 | 64388339.066 | 1399725.702 | 265138.3404 | 23045454.39 | 3671711.8477 | 556261.2397 | 60160365.9844 | 237 | 0.49249 | 0.29974 | 0.065409 | 133030377.3393 | 3732010.345 | 632938.821 | 61150542.83 | 7577913.7018 | 1285193.5875 | 124167270.0621 | 136136864.1246 | 7711526.1887 | 1460729.9507 | 126964607.9984 | 17232277.3791 | 982661.7355 | 148872.4219 | 16100743.2232 |  | 458 | 237-30R | 65515491.99 | 40805173.56 | 1127152.924 | 64815658.74 | 40400289.69 | 1041618.845 | 680055.5135 | 385106.1399 | 65756.3449 | 19777.7346 | 3732010.345 | 2332284.643 | 60298.4973 | 3730787.62 | 2331585.775 | 60166.8257 | 1207.8432 | 683.9851 | 116.7895 | 14.8821 | 61150542.83 | 38105088.44 | 990176.8456 | 61075246.67 | 38061670.03 | 981273.3605 | 73499.5348 | 41621.7817 | 7106.8621 | 1796.623 | 632938.821 | 367800.4806 | 76677.5813 | 9624.4559 | 7033.8779 | 178.6584 | 605348.1355 | 342800.3731 | 58532.6933 | 17966.2295 | 0.10832 | 0.069509 | 0.0017654 | 0.35613 | 0.2022 | 0.035613 | 0.028031 | 5000000 | scaled
239-2207R | 860323.3976 | 843815.2137 | 12865.5143 | 3642.6696 | 98.08% | 1.495% | 0.4234% | 524944.7613 | 843017.803 | 36733.4963 | 4943.3171 | 483267.9479 | 59633.4059 | 10276.5568 | 773107.8404 | 239 | 0.078224 | 0.044421 | 0.010772 | 10998258.8068 | 60505.1654 | 14486.7834 | 785331.4488 | 773489.911 | 185197.0941 | 10039571.8019 | 7550069.9293 | 528323.1426 | 71097.7463 | 6950649.0401 | 1606475.3045 | 113638.8739 | 19583.2575 | 1473253.1731 |  | 459 | 239-2207R | 860323.3976 | 335378.6363 | 17305.5946 | 843815.2137 | 324519.1425 | 12602.2881 | 12865.5143 | 7216.8242 | 1060.6369 | 3642.6696 | 60505.1654 | 23771.6691 | 871.7595 | 60484.0776 | 23758.6366 | 867.506 | 18.3468 | 10.2915 | 1.5125 | 2.741 | 785331.4488 | 302063.5009 | 12223.6084 | 783046.2761 | 300636.3635 | 11731.5952 | 1954.2702 | 1096.2348 | 161.1106 | 330.9026 | 14486.7834 | 9543.4664 | 4210.2266 | 284.86 | 124.1424 | 3.1868 | 10892.8974 | 6110.2979 | 898.0137 | 3309.026 | 0.019164 | 0.0085622 | 0.0002168 | 0.053893 | 0.030692 | 0.0053894 | 0.0051662 | 5000000 | scaled
239-2211R | 1585171.841 | 1564094.299 | 19341.6452 | 1735.8977 | 98.67% | 1.22% | 0.1095% | 676753.3953 | 1567013.2972 | 38632.7922 | 7412.6667 | 630707.9367 | 88239.2779 | 15405.2524 | 1463368.7672 | 239 | 0.11902 | 0.068159 | 0.013403 | 13318690.0283 | 89116.2335 | 18488.1738 | 1477567.434 | 748758.8785 | 155338.5256 | 12414592.6267 | 13328009.1683 | 760835.7974 | 145985.3621 | 12421188.0151 | 1354771.4595 | 76287.8372 | 13318.7104 | 1265164.9121 |  | 460 | 239-2211R | 1585171.841 | 908418.4457 | 18158.5438 | 1564094.299 | 895792.3281 | 14682.3916 | 19341.6452 | 10890.2199 | 1740.2544 | 1735.8977 | 89116.2335 | 50483.4412 | 876.9555 | 89098.8673 | 50473.0926 | 874.2043 | 16.0599 | 9.0425 | 1.445 | 1.3062 | 1477567.434 | 846859.4973 | 14198.6668 | 1474798.058 | 845231.3098 | 13805.9916 | 2611.6864 | 1470.4974 | 234.9851 | 157.6901 | 18488.1738 | 11075.5072 | 3082.9214 | 197.3736 | 87.9258 | 2.1957 | 16713.8989 | 9410.68 | 1503.8243 | 1576.9014 | 0.008224 | 0.004183 | 0.0001058 | 0.10833 | 0.061511 | 0.010833 | 0.0024646 | 5000000 | scaled
239-2213R | 1116470.487 | 1076921.012 | 36064.4478 | 3485.0275 | 96.46% | 3.23% | 0.3121% | 620285.6175 | 1095362.4146 | 36124.646 | 18267.9417 | 565893.0299 | 64010.9405 | 36428.7143 | 994922.76 | 239 | 0.1294 | 0.073995 | 0.01596 | 8627749.6086 | 64860.5019 | 42509.5002 | 1009100.485 | 501222.5371 | 328500.6888 | 7798026.3839 | 6705654.0239 | 390528.768 | 197487.2435 | 6117638.0138 | 1322560.9248 | 77287.9985 | 43984.7063 | 1201288.2202 |  | 461 | 239-2213R | 1116470.487 | 496184.8695 | 21108.0724 | 1076921.012 | 472397.6219 | 14378.1525 | 36064.4478 | 20302.2202 | 3244.8924 | 3485.0275 | 64860.5019 | 28735.8559 | 849.5615 | 64808.028 | 28705.17 | 842.4537 | 49.8515 | 28.0635 | 4.4854 | 2.6224 | 1009100.485 | 443207.4551 | 14177.725 | 1004197.986 | 440309.2644 | 13448.5257 | 4585.9163 | 2581.6084 | 412.617 | 316.5823 | 42509.5002 | 24241.5585 | 6080.7859 | 7914.9975 | 3383.1875 | 87.1732 | 31428.68 | 17692.5482 | 2827.79 | 3165.8228 | 0.016121 | 0.0075498 | 0.0001916 | 0.10835 | 0.061512 | 0.010835 | 0.0049334 | 5000000 | scaled
239-2215R | 6268656.949 | 6158320.427 | 102173.5112 | 8163.0111 | 98.24% | 1.63% | 0.1302% | 2999782.371 | 6163868.6473 | 187457.3688 | 44657.5701 | 2767667.432 | 383930.2764 | 91537.9866 | 5688400.3841 | 239 | 0.15408 | 0.09033 | 0.022627 | 40685538.8646 | 389438.0553 | 107186.3375 | 5772032.556 | 2527574.4491 | 695672.763 | 37462291.6513 | 36188299.0515 | 2261418.4906 | 538732.9147 | 33388147.6445 | 4631158.7012 | 288462.0263 | 68776.1157 | 4273920.559 |  | 462 | 239-2215R | 6268656.949 | 3268874.578 | 104788.3017 | 6158320.427 | 3203195.108 | 87438.0613 | 102173.5112 | 57516.4587 | 9187.2293 | 8163.0111 | 389438.0553 | 201980.6865 | 5507.7789 | 389286.5939 | 201892.7398 | 5488.5698 | 145.319 | 81.8043 | 13.0668 | 6.1424 | 5772032.556 | 3004365.124 | 83632.1719 | 5759638.149 | 2997063.847 | 81842.8362 | 11652.874 | 6559.7437 | 1047.8022 | 741.5335 | 107186.3375 | 62528.7674 | 15648.3509 | 9395.684 | 4238.5215 | 106.6553 | 90375.3182 | 50874.9107 | 8126.3604 | 7415.3352 | 0.035052 | 0.017824 | 0.0004516 | 0.10761 | 0.061091 | 0.010761 | 0.011414 | 5000000 | scaled
239-2217R | 1029567.319 | 713201.354 | 313244.4026 | 3121.5623 | 69.27% | 30.42% | 0.3032% | 498158.8398 | 990374.2784 | 23478.9606 | 130575.334 | 344104.545 | 45690.3458 | 272426.3884 | 672257.544 | 239 | 0.073205 | 0.042395 | 0.0099474 | 14064089.7939 | 46362.8582 | 298897.4838 | 684306.9768 | 633325.6596 | 4082997.7543 | 9347766.3779 | 12534756.1305 | 590781.538 | 3285558.4155 | 8658416.1724 | 3940028.6105 | 181770.9461 | 1083800.123 | 2674457.5408 |  | 463 | 239-2217R | 1029567.319 | 531408.4792 | 39193.0406 | 713201.354 | 352603.2088 | 10273.0695 | 313244.4026 | 175683.7082 | 25798.4089 | 3121.5623 | 46362.8582 | 22883.8976 | 672.5125 | 45901.8871 | 22624.3296 | 632.3921 | 458.6223 | 257.2192 | 37.7715 | 2.3489 | 684306.9768 | 340202.4318 | 12049.4328 | 656513.808 | 324490.0542 | 9500.2121 | 27509.604 | 15428.8128 | 2265.6558 | 283.5649 | 298897.4838 | 168322.1498 | 26471.0954 | 10785.659 | 5488.825 | 140.4653 | 285276.1763 | 159997.6762 | 23494.9815 | 2835.6485 | 0.015505 | 0.0076296 | 0.0001938 | 0.053275 | 0.030339 | 0.0053274 | 0.0044262 | 5000000 | scaled
239-89R | 376425.1446 | 371745.0705 | 3157.5544 | 1522.5197 | 98.76% | 0.8388% | 0.4045% | 118410.416 | 371665.9741 | 7518.1189 | 11113.53 | 99778.767 | 23371.4733 | 41778.6626 | 306515.8382 | 239 | 0.064786 | 0.038656 | 0.007707 | 5810303.2547 | 23582.9657 | 44008.4238 | 308833.7551 | 364014.4243 | 679291.1993 | 4766997.6307 | 6674566.9178 | 423781.8732 | 626448.2651 | 5624336.7755 | 617512.7192 | 38831.0554 | 69414.0904 | 509267.5733 |  | 464 | 239-89R | 376425.1446 | 258014.7286 | 4759.1705 | 371745.0705 | 254721.3168 | 2976.3814 | 3157.5544 | 1770.8921 | 260.2695 | 1522.5197 | 23582.9657 | 16064.8468 | 211.4924 | 23572.7742 | 16058.6278 | 209.6011 | 9.0458 | 5.0733 | 0.74562 | 1.1456 | 308833.7551 | 209054.9881 | 2317.9169 | 308095.0444 | 208579.949 | 2130.1204 | 600.404 | 336.7323 | 49.4898 | 138.3067 | 44008.4238 | 32894.8938 | 2229.7612 | 40077.2519 | 30082.74 | 636.6599 | 2548.1046 | 1429.0865 | 210.034 | 1383.0673 | 0.0086026 | 0.0057328 | 0.0001458 | 0.054024 | 0.030765 | 0.0054024 | 0.0021588 | 5000000 | scaled
240-1028R | 1181536.089 | 1162445.806 | 15548.4516 | 3541.8308 | 98.38% | 1.316% | 0.2998% | 621917.7108 | 1158614.6571 | 46591.6257 | 7575.7302 | 567750.355 | 86750.1076 | 15736.3673 | 1056128.1824 | 240 | 0.045174 | 0.026224 | 0.0076066 | 26155108.2034 | 88095.3447 | 19997.0094 | 1073443.735 | 1950125.1757 | 442664.3845 | 23762318.6465 | 21340094.807 | 1598715.8635 | 259948.8616 | 19481430.0863 | 3013361.0102 | 225622.3761 | 40927.6332 | 2746811.0013 |  | 465 | 240-1028R | 1181536.089 | 559618.3782 | 22921.4319 | 1162445.806 | 547438.5239 | 18256.6181 | 15548.4516 | 8638.0236 | 1122.983 | 3541.8308 | 88095.3447 | 41503.719 | 1345.2371 | 88071.479 | 41489.2758 | 1341.0408 | 21.2006 | 11.7781 | 1.5312 | 2.6651 | 1073443.735 | 505693.38 | 17315.5526 | 1071520.966 | 504482.1791 | 16878.1766 | 1601.0264 | 889.4586 | 115.6337 | 321.7423 | 19997.0094 | 12421.2792 | 4260.6421 | 2853.3615 | 1467.069 | 37.4007 | 13926.2246 | 7736.7869 | 1005.818 | 3217.4233 | 0.015729 | 0.0073288 | 0.0001862 | 0.024472 | 0.013922 | 0.0024472 | 0.0049732 | 5000000 | scaled
240-1044 | 791335.5765 | 781085.1174 | 8797.135 | 1453.3241 | 98.7% | 1.112% | 0.1837% | 442443.8316 | 787300.9378 | 28952.0461 | 6250.3654 | 407241.4202 | 51436.9009 | 12033.8441 | 723830.1929 | 240 | 0.076308 | 0.043083 | 0.0087026 | 10370228.9198 | 51586.7654 | 14074.2093 | 725674.6019 | 676029.9706 | 184438.5318 | 9509760.4183 | 8098167.828 | 529917.0459 | 114402.11 | 7453848.6735 | 463613.0206 | 30289.3288 | 7086.2952 | 426237.3967 |  | 466 | 240-1044 | 791335.5765 | 348891.7449 | 4034.6387 | 781085.1174 | 342515.5209 | 1835.645 | 8797.135 | 4922.8999 | 745.6696 | 1453.3241 | 51586.7654 | 22634.7193 | 149.8646 | 51570.9477 | 22625.3861 | 147.5229 | 14.7241 | 8.2396 | 1.2481 | 1.0936 | 725674.6019 | 318433.1817 | 1844.409 | 724564.0347 | 317753.5637 | 1629.4437 | 978.5462 | 547.597 | 82.9443 | 132.021 | 14074.2093 | 7823.8439 | 2040.3651 | 4950.135 | 2136.5711 | 58.6783 | 7803.8647 | 4367.0632 | 661.4773 | 1320.2096 | 0.008136 | 0.0035638 | 9.04e-05 | 0.066178 | 0.037525 | 0.0066178 | 0.0019944 | 5000000 | scaled
240-1148 | 376720.0338 | 364956.6627 | 9504.4604 | 2258.9107 | 96.88% | 2.523% | 0.5996% | 183320.6106 | 369672.9536 | 11369.4698 | 3522.7224 | 168428.4185 | 22767.5965 | 7332.6186 | 339572.7386 | 240 | 0.037482 | 0.022154 | 0.0057618 | 10050638.271 | 23028.2951 | 9943.0727 | 343748.666 | 614379.4948 | 265274.5223 | 9170984.2539 | 8729932.0742 | 541426.839 | 167755.9709 | 8020749.2658 | 1223069.2112 | 75326.9775 | 24260.0924 | 1123482.1413 |  | 467 | 240-1148 | 376720.0338 | 193399.4232 | 7047.0802 | 364956.6627 | 185867.3198 | 4102.5057 | 9504.4604 | 5273.1927 | 685.6638 | 2258.9107 | 23028.2951 | 11658.8253 | 260.6986 | 23010.7084 | 11648.3113 | 257.8528 | 15.887 | 8.8143 | 1.1461 | 1.6998 | 343748.666 | 175320.2475 | 4175.9274 | 341764.2393 | 174127.91 | 3842.3708 | 1779.2256 | 987.1365 | 128.3556 | 205.201 | 9943.0727 | 6420.3503 | 2610.4541 | 181.715 | 91.0985 | 2.2821 | 7709.3477 | 4277.2419 | 556.1621 | 2052.0099 | 0.0098646 | 0.0050836 | 0.0001286 | 0.024427 | 0.013879 | 0.0024426 | 0.0031906 | 5000000 | scaled
240-2004R | 4437658.76 | 4344911.776 | 78502.7252 | 14244.2583 | 97.91% | 1.769% | 0.321% | 2146821.28 | 4367734.4012 | 160907.5632 | 32393.0654 | 1953520.651 | 327317.2099 | 69077.7467 | 3971339.4438 | 240 | 0.095775 | 0.060695 | 0.023229 | 46334014.3711 | 331234.6095 | 87098.6767 | 4019325.473 | 3458451.8519 | 909405.5125 | 41966156.9986 | 37743181.1966 | 2828909.5931 | 569501.2195 | 34344770.377 | 3010192.2916 | 225583.2548 | 47607.5882 | 2737001.4481 |  | 468 | 240-2004R | 4437658.76 | 2290837.48 | 69924.3588 | 4344911.776 | 2233015.424 | 50018.8754 | 78502.7252 | 43577.797 | 5661.2251 | 14244.2583 | 331234.6095 | 170327.0463 | 3917.3996 | 331065.9439 | 170228.6495 | 3895.2909 | 157.9473 | 87.6784 | 11.3904 | 10.7183 | 4019325.473 | 2065804.822 | 47986.0292 | 4008990.805 | 2059492.258 | 46040.1001 | 9040.7101 | 5018.6058 | 651.9709 | 1293.9582 | 87098.6767 | 54705.6113 | 18020.93 | 4855.0273 | 3294.5168 | 83.4845 | 69304.0677 | 38471.5128 | 4997.8638 | 12939.5817 | 0.051336 | 0.026755 | 0.0006796 | 0.024322 | 0.013823 | 0.0024322 | 0.020117 | 5000000 | scaled
240-2006R | 3742572.144 | 3707607.375 | 28285.6294 | 6679.1393 | 99.07% | 0.7558% | 0.1785% | 1494799.528 | 3682771.0542 | 85038.027 | 11933.9965 | 1397827.504 | 210419.5399 | 24945.7698 | 3447405.7438 | 240 | 0.06999 | 0.045622 | 0.012431 | 53472802.5352 | 213386.2612 | 32839.0062 | 3496346.876 | 3048801.9923 | 469194.3466 | 49954806.1872 | 49269704.7464 | 2802916.648 | 393353.4052 | 46073434.677 | 4810719.323 | 274866.2167 | 32586.0867 | 4503267.0187 |  | 469 | 240-2006R | 3742572.144 | 2247772.616 | 59801.0898 | 3707607.375 | 2225386.875 | 51082.5013 | 28285.6294 | 15706.6014 | 2039.4491 | 6679.1393 | 213386.2612 | 128348.2342 | 2966.7213 | 213320.2487 | 128309.3434 | 2957.2982 | 60.9866 | 33.865 | 4.3973 | 5.0258 | 3496346.876 | 2098519.372 | 48941.1322 | 3492495.511 | 2096110.939 | 48100.4506 | 3244.6278 | 1801.6949 | 233.944 | 606.7376 | 32839.0062 | 20905.0096 | 7893.2363 | 1791.6152 | 966.5922 | 24.7525 | 24980.015 | 13871.0415 | 1801.1079 | 6067.3759 | 0.036178 | 0.02233 | 0.0005662 | 0.024387 | 0.013866 | 0.0024386 | 0.009426 | 5000000 | scaled
240-2032R | 3665735.089 | 3549053.968 | 107379.2653 | 9301.8552 | 96.82% | 2.929% | 0.2538% | 1343462.726 | 3602695.0637 | 80033.6542 | 42958.1506 | 1220470.92 | 215717.1357 | 89967.4917 | 3297010.4359 | 240 | 0.12278 | 0.078209 | 0.020422 | 29856903.6577 | 218502.3935 | 106605.414 | 3340627.281 | 1779671.6766 | 868286.3049 | 27208945.6721 | 29693312.0271 | 1768909.7143 | 949464.2047 | 26974938.0807 | 3086898.5741 | 184832.9949 | 77086.8799 | 2824978.6988 |  | 470 | 240-2032R | 3665735.089 | 2322272.363 | 63040.0253 | 3549053.968 | 2252878.514 | 44642.2914 | 107379.2653 | 60091.9938 | 9095.8787 | 9301.8552 | 218502.3935 | 138468.7393 | 2785.2578 | 218362.0164 | 138387.0986 | 2766.9603 | 133.3778 | 74.6414 | 11.2982 | 6.9993 | 3340627.281 | 2120156.361 | 43616.8451 | 3328802.213 | 2113166.659 | 41841.7579 | 10980.0814 | 6144.715 | 930.1003 | 844.9869 | 106605.414 | 63647.2634 | 16637.9223 | 1889.7389 | 1324.7571 | 33.5732 | 96265.8061 | 53872.6374 | 8154.4802 | 8449.8689 | 0.043791 | 0.027734 | 0.0007042 | 0.065853 | 0.037342 | 0.0065854 | 0.013132 | 5000000 | scaled
241-570 | 1283068.163 | 448908.1156 | 821364.1204 | 12795.9269 | 34.99% | 64.02% | 0.9973% | 608103.2415 | 1191538.9317 | 29348.7513 | 353282.138 | 225472.3521 | 52788.6608 | 726376.4745 | 412373.7963 | 241 | 0.15951 | 0.092232 | 0.028015 | 8043668.9908 | 53552.1738 | 805461.7776 | 424054.2115 | 335723.364 | 5049511.8737 | 2658433.7527 | 7318120.842 | 353192.8366 | 4251517.178 | 2713410.8266 | 3267197.507 | 144746.4086 | 1991722.9253 | 1130728.1729 |  | 471 | 241-570 | 1283068.163 | 674964.9215 | 91529.2313 | 448908.1156 | 201346.4662 | 5518.5029 | 821364.1204 | 460822.5284 | 73214.8015 | 12795.9269 | 53552.1738 | 24203.4225 | 763.513 | 52281.4771 | 23486.2775 | 641.4753 | 1261.0682 | 707.5165 | 112.4092 | 9.6285 | 424054.2115 | 198581.8594 | 11680.4152 | 354282.7737 | 158926.6812 | 4402.3473 | 68609.047 | 38492.7875 | 6115.6771 | 1162.3908 | 805461.7776 | 452179.6396 | 79085.3031 | 42343.8648 | 18933.5075 | 474.6803 | 751494.0052 | 421622.2244 | 66986.7152 | 11623.9076 | 0.047012 | 0.020708 | 0.0005262 | 0.094459 | 0.053482 | 0.0094458 | 0.018043 | 5000000 | scaled
241-746 | 290982.4206 | 28895.3908 | 261875.266 | 211.7639 | 9.93% | 90% | 0.07278% | 130711.1517 | 267189.2894 | 1470.4199 | 106962.7383 | 22277.9935 | 2741.3491 | 220954.0922 | 43493.8482 | 241 | 0.098458 | 0.05566 | 0.0099862 | 2955402.4222 | 2789.8601 | 242454.363 | 45738.1975 | 28335.5927 | 2462520.623 | 464546.2064 | 2879479.7843 | 32392.372 | 2356318.0234 | 490769.3888 | 2382601.1045 | 24445.3709 | 1970309.0093 | 387846.7243 |  | 472 | 241-746 | 290982.4206 | 160271.2689 | 23793.1312 | 28895.3908 | 13195.4858 | 199.3103 | 261875.266 | 146864.0192 | 23382.057 | 211.7639 | 2789.8601 | 1319.4403 | 48.5111 | 2436.5324 | 1121.2182 | 16.8184 | 353.1683 | 198.0627 | 31.5333 | 0.15935 | 45738.1975 | 23460.2039 | 2244.3493 | 22331.8395 | 10325.0793 | 136.9466 | 23387.1212 | 13115.8879 | 2088.1659 | 19.2368 | 242454.363 | 135491.6247 | 21500.2708 | 4127.0189 | 1749.1883 | 45.5453 | 238134.9764 | 133550.0687 | 21262.3577 | 192.3678 | 0.0014584 | 0.0006314 | 1.6e-05 | 0.096699 | 0.054728 | 0.0096698 | 0.0003004 | 5000000 | scaled
241-820AE | 286770.1837 | 42737.4073 | 242086.7983 | 1945.9781 | 14.9% | 84.42% | 0.6786% | 130477.0322 | 262704.9575 | 4373.072 | 100548.1445 | 25555.8157 | 7654.498 | 207734.4906 | 47315.9688 | 241 | 0.10624 | 0.0605 | 0.012472 | 2699191.3227 | 7769.9646 | 229343.5974 | 49656.6217 | 73133.8971 | 2158670.1938 | 467387.232 | 2583366.4161 | 86584.1838 | 1990792.5197 | 505989.7129 | 1929540.2686 | 56221.4825 | 1525787.9743 | 347530.8119 |  | 473 | 241-820AE | 286770.1837 | 156293.1515 | 24065.2262 | 42737.4073 | 18481.1231 | 508.1557 | 242086.7983 | 135866.0502 | 21611.0924 | 1945.9781 | 7769.9646 | 3396.8926 | 115.4666 | 7453.8891 | 3218.8595 | 85.917 | 314.6112 | 176.5688 | 28.0853 | 1.4643 | 49656.6217 | 24100.806 | 2340.6529 | 29113.6263 | 12493.9248 | 345.786 | 20366.2214 | 11430.1072 | 1818.0929 | 176.774 | 229343.5974 | 128795.4529 | 21609.1067 | 6169.8919 | 2768.3388 | 76.4528 | 221405.9657 | 124259.3742 | 19764.9141 | 1767.7399 | 0.0070306 | 0.0031178 | 7.82e-05 | 0.096465 | 0.054635 | 0.0096464 | 0.0027474 | 5000000 | scaled
242-1411F | 861030.8326 | 2838.9304 | 857977.6012 | 214.301 | 0.3297% | 99.65% | 0.02489% | 377577.6503 | 784447.9597 | 600.9415 | 343316.2799 | 33660.4289 | 1232.9805 | 713336.7628 | 69878.2164 | 242 | 0.09372 | 0.053189 | 0.0095982 | 9187308.0188 | 1330.4184 | 783215.5886 | 76484.8256 | 14195.7326 | 8357009.5114 | 816102.7749 | 9089345.2086 | 14466.3357 | 8264578.6403 | 810300.2343 | 7978878.6335 | 12541.0513 | 7255583.2221 | 710754.3601 |  | 474 | 242-1411F | 861030.8326 | 483453.1823 | 76582.8729 | 2838.9304 | 1423.8881 | 1.5943 | 857977.6012 | 481814.9932 | 76366.9777 | 214.301 | 1330.4184 | 729.4768 | 97.4378 | 238.7122 | 116.336 | 0.12021 | 1091.545 | 612.9796 | 97.1564 | 0.16125 | 76484.8256 | 42824.3967 | 6606.6092 | 2466.1503 | 1249.15 | 0.61122 | 73999.2081 | 41555.7794 | 6586.5308 | 19.4672 | 783215.5886 | 439899.3087 | 69878.8258 | 134.0679 | 58.4021 | 0.86283 | 782886.8481 | 439646.2342 | 69683.2905 | 194.6725 | 0.0005318 | 0.0002304 | 5.8e-06 | 0.092884 | 0.052655 | 0.0092884 | 0.000304 | 5000000 | scaled
242-1413F | 367353.6892 | 30385.1486 | 335623.6304 | 1344.9102 | 8.271% | 91.36% | 0.3661% | 165206.7921 | 335880.0212 | 1688.5999 | 130836.1154 | 32682.0768 | 2909.7566 | 271811.2499 | 61159.0148 | 242 | 0.10056 | 0.057434 | 0.011453 | 3652919.8126 | 2970.4653 | 299626.9341 | 64756.2897 | 29537.9413 | 2979453.3065 | 643928.5644 | 3519650.3992 | 35974.7991 | 2787399.8396 | 696275.76 | 2747975.9687 | 23805.9445 | 2223802.3563 | 500367.6676 |  | 475 | 242-1413F | 367353.6892 | 202146.8971 | 31473.668 | 30385.1486 | 12298.6837 | 195.6419 | 335623.6304 | 188503.3031 | 29933.1158 | 1344.9102 | 2970.4653 | 1281.8655 | 60.7088 | 2494.1712 | 1013.9109 | 17.308 | 475.2821 | 266.9426 | 42.3888 | 1.012 | 64756.2897 | 32074.2129 | 3597.275 | 27636.9713 | 11172.5613 | 175.4544 | 36997.1459 | 20779.4791 | 3299.648 | 122.1726 | 299626.9341 | 168790.8187 | 27815.6842 | 254.006 | 112.2116 | 2.8796 | 298151.2024 | 167456.8815 | 26591.079 | 1221.7257 | 0.0034676 | 0.0015744 | 4.02e-05 | 0.095204 | 0.053967 | 0.0095204 | 0.0018928 | 5000000 | scaled
242-1420F | 89560.1408 | 11211.9262 | 77463.2658 | 884.9488 | 12.52% | 86.49% | 0.9881% | 41149.0626 | 81726.2699 | 418.973 | 31893.2667 | 8836.8229 | 655.6413 | 64419.3379 | 16651.2907 | 242 | 0.1 | 0.056937 | 0.010942 | 895563.7947 | 665.12 | 70924.2652 | 17970.7556 | 6650.9203 | 709212.8656 | 179700.0088 | 850256.9205 | 8657.177 | 659005.7952 | 182593.9484 | 715918.8938 | 5743.3921 | 564310.8536 | 145864.648 |  | 476 | 242-1420F | 89560.1408 | 48411.0783 | 7833.8709 | 11211.9262 | 4010.6797 | 32.5578 | 77463.2658 | 43515.4498 | 6916.3643 | 884.9488 | 665.12 | 246.1469 | 9.4786 | 573.1036 | 194.1643 | 0.65645 | 91.3505 | 51.3167 | 8.1563 | 0.6659 | 17970.7556 | 9133.9327 | 1319.4649 | 4050.304 | 1278.8062 | 3.3555 | 13840.0623 | 7774.7372 | 1235.7201 | 80.3894 | 70924.2652 | 39030.9986 | 6504.9273 | 6588.5187 | 2537.7092 | 28.5459 | 63531.853 | 35689.3959 | 5672.4879 | 803.8935 | 0.0023538 | 0.0010194 | 2.66e-05 | 0.096372 | 0.054639 | 0.0096372 | 0.0012786 | 5000000 | scaled
242-1426F | 960344.5769 | 633435.469 | 324677.7231 | 2231.3848 | 65.96% | 33.81% | 0.2324% | 451193.7579 | 919866.2194 | 28770.303 | 131583.8747 | 290839.5804 | 58254.5787 | 274186.5735 | 587425.0673 | 242 | 0.10724 | 0.061621 | 0.012788 | 8954746.0553 | 59137.8749 | 302728.6543 | 598478.0478 | 551431.9178 | 2822797.4501 | 5580516.6881 | 8262618.5716 | 526864.646 | 2409668.4579 | 5326085.4706 | 3165240.1763 | 200452.7715 | 943470.1915 | 2021317.2136 |  | 477 | 242-1426F | 960344.5769 | 509150.819 | 40478.3575 | 633435.469 | 324442.5361 | 9287.582 | 324677.7231 | 182476.8981 | 28959.3906 | 2231.3848 | 59137.8749 | 30367.5719 | 883.2961 | 58732.1489 | 30138.8085 | 845.5784 | 404.0469 | 227.0843 | 36.0387 | 1.679 | 598478.0478 | 307638.4674 | 11052.9805 | 570576.8276 | 291868.5149 | 8379.7309 | 27698.5196 | 15567.252 | 2470.5491 | 202.7005 | 302728.6543 | 171144.7796 | 28542.0808 | 4126.4925 | 2435.2127 | 62.2727 | 296575.1566 | 166682.5617 | 26452.8029 | 2027.0052 | 0.0089968 | 0.0045172 | 0.0001148 | 0.095082 | 0.053938 | 0.0095082 | 0.0031654 | 5000000 | scaled
242-1427F | 24990.9617 | 17761.5887 | 7161.6867 | 67.6863 | 71.07% | 28.66% | 0.2708% | 10535.0137 | 24283.8092 | 487.9284 | 2629.5321 | 7417.5532 | 1136.4397 | 5467.1424 | 17680.2271 | 242 | 0.096908 | 0.054968 | 0.0097504 | 257883.9027 | 1137.7778 | 6064.4742 | 17788.7097 | 11740.828 | 62579.8357 | 183563.2391 | 262988.4289 | 12180.2894 | 65641.7295 | 185166.4102 | 72525.4821 | 3394.0655 | 16328.0454 | 52803.3713 |  | 478 | 242-1427F | 24990.9617 | 14455.948 | 707.1525 | 17761.5887 | 10363.3815 | 0.016287 | 7161.6867 | 4024.8802 | 639.4499 | 67.6863 | 1137.7778 | 649.8494 | 1.3381 | 1123.311 | 641.6968 | 0 | 14.4159 | 8.1017 | 1.2872 | 0.050932 | 17788.7097 | 10371.1564 | 108.4826 | 16636.4457 | 9720.889 | 0 | 1146.1153 | 644.1188 | 102.3339 | 6.1487 | 6064.4742 | 3434.9421 | 597.3318 | 1.832 | 0.79572 | 0.016287 | 6001.1555 | 3372.6597 | 535.8289 | 61.4867 | 0.0003116 | 0.000135 | 3.6e-06 | 0.096499 | 0.054736 | 0.00965 | 9.68e-05 | 5000000 | scaled
242-776F | 89086.8198 | 10165.8129 | 78504.4383 | 416.5686 | 11.41% | 88.12% | 0.4676% | 40121.6302 | 81629.7072 | 236.2522 | 35384.2691 | 4501.109 | 444.5252 | 72124.3541 | 9060.8279 | 242 | 0.097933 | 0.055594 | 0.010218 | 909667.3844 | 452.2171 | 78883.0633 | 9751.5394 | 4617.5979 | 805476.613 | 99573.1734 | 880763.9249 | 5186.2892 | 776767.7322 | 98809.9033 | 729801.5831 | 3974.2298 | 644819.9999 | 81007.3533 |  | 479 | 242-776F | 89086.8198 | 48965.1896 | 7457.1126 | 10165.8129 | 4464.7216 | 33.0701 | 78504.4383 | 44083.8995 | 7007.4738 | 416.5686 | 452.2171 | 215.9649 | 7.6918 | 369.2439 | 169.2342 | 0 | 82.6597 | 46.4173 | 7.3784 | 0.31345 | 9751.5394 | 5250.4305 | 690.7115 | 2399.6208 | 1105.394 | 0 | 7314.0772 | 4107.1951 | 652.8702 | 37.8414 | 78883.0633 | 43498.7943 | 6758.7092 | 7396.9482 | 3190.0934 | 33.0701 | 71107.7014 | 39930.2871 | 6347.2253 | 378.4138 | 0.0012746 | 0.0005516 | 1.4e-05 | 0.096061 | 0.054444 | 0.009606 | 0.000598 | 5000000 | scaled
243-14R | 404258.8944 | 119250.4179 | 276467.9023 | 8540.5742 | 29.5% | 68.39% | 2.113% | 189515.5909 | 374662.9843 | 5980.3632 | 119828.9203 | 63706.3074 | 10594.0021 | 249136.9411 | 114932.0411 | 243 | 0.066445 | 0.039033 | 0.01481 | 6084131.4053 | 10734.5174 | 275274.1652 | 118250.2118 | 161555.4176 | 4142900.0494 | 1779675.9385 | 5501555.1761 | 173607.3415 | 3478581.438 | 1849366.3958 | 1998400.3889 | 56506.9379 | 1328861.886 | 613031.5651 |  | 480 | 243-14R | 404258.8944 | 214743.3035 | 29595.9101 | 119250.4179 | 52886.9769 | 1140.5914 | 276467.9023 | 153315.7525 | 19914.7445 | 8540.5742 | 10734.5174 | 4754.1542 | 140.5153 | 10283.5778 | 4501.2222 | 102.0693 | 444.5131 | 246.5055 | 32.0195 | 6.4265 | 118250.2118 | 54543.9044 | 3318.1707 | 94125.5449 | 40819.9359 | 860.4582 | 23348.8353 | 12948.1369 | 1681.8809 | 775.8316 | 275274.1652 | 155445.2449 | 26137.2241 | 14841.2953 | 7565.8188 | 178.064 | 252674.5539 | 140121.11 | 18200.8441 | 7758.316 | 0.030372 | 0.013333 | 0.0003404 | 0.024004 | 0.013631 | 0.0024004 | 0.012069 | 5000000 | scaled
243-20R | 388803.9632 | 281395.0371 | 101973.0237 | 5435.9023 | 72.37% | 26.23% | 1.398% | 150443.4418 | 372375.7005 | 13837.7552 | 50049.1667 | 86556.5198 | 36051.2197 | 109213.2017 | 227111.279 | 243 | 0.058161 | 0.035087 | 0.010406 | 6684937.0921 | 36528.9065 | 121266.9063 | 231008.1503 | 628063.1512 | 2085013.8288 | 3971860.1112 | 6793491.5723 | 624863.8856 | 2260042.6316 | 3908585.052 | 1578669.1603 | 152837.4399 | 463004.2003 | 962827.5199 |  | 481 | 243-20R | 388803.9632 | 238360.5214 | 16428.2628 | 281395.0371 | 176319.0569 | 3643.5915 | 101973.0237 | 56605.5621 | 7348.7689 | 5435.9023 | 36528.9065 | 22691.1513 | 477.6869 | 36365.8725 | 22598.8308 | 462.1421 | 158.9437 | 88.2302 | 11.4544 | 4.0903 | 231008.1503 | 144451.6305 | 3896.8713 | 222023.3112 | 139244.4262 | 2791.1566 | 8491.0379 | 4713.4032 | 611.9136 | 493.8011 | 121266.9063 | 71217.7396 | 12053.7046 | 23005.8533 | 14475.8 | 390.2928 | 93323.0421 | 51803.9287 | 6725.4009 | 4938.0109 | 0.026267 | 0.013664 | 0.0003484 | 0.024263 | 0.013791 | 0.0024262 | 0.0076318 | 5000000 | scaled
244-29 | 494907.6296 | 187283.9913 | 295272.8804 | 12350.7579 | 37.84% | 59.66% | 2.496% | 233350.9842 | 458299.2872 | 16918.8421 | 134178.8026 | 82253.3396 | 30604.7764 | 275482.4514 | 152212.0595 | 244 | 0.082271 | 0.049102 | 0.020341 | 6015607.3932 | 31138.2669 | 306362.4032 | 157406.9596 | 378485.9584 | 3723838.2022 | 1913283.2336 | 5326845.671 | 386216.7591 | 3062981.6121 | 1877647.3019 | 1799767.0855 | 120186.6789 | 1081835.0857 | 597745.3213 |  | 482 | 244-29 | 494907.6296 | 261556.6454 | 36608.3424 | 187283.9913 | 85195.6915 | 3006.8881 | 295272.8804 | 164010.196 | 21250.6964 | 12350.7579 | 31138.2669 | 14219.4248 | 533.4905 | 30707.3848 | 13975.9586 | 493.8553 | 421.5886 | 234.1726 | 30.3416 | 9.2935 | 157406.9596 | 75153.62 | 5194.9001 | 130543.9346 | 59733.7131 | 2220.3718 | 25741.0736 | 14297.9556 | 1852.577 | 1121.9513 | 306362.4032 | 172183.6006 | 30879.9518 | 26032.6719 | 11486.0197 | 292.6609 | 269110.2182 | 149478.0678 | 19367.7778 | 11219.5131 | 0.040788 | 0.017968 | 0.000458 | 0.024 | 0.013651 | 0.0024 | 0.017483 | 5000000 | scaled
244-32F | 51190.9972 | 4231.4069 | 46386.001 | 573.5893 | 8.266% | 90.61% | 1.12% | 23245.7546 | 47232.9749 | 45.0585 | 20753.3939 | 2447.3022 | 76.3312 | 42139.5605 | 5017.0833 | 244 | 0.026609 | 0.015297 | 0.0032586 | 1923851.5799 | 81.4097 | 45657.5918 | 5451.9957 | 3059.524 | 1715896.0565 | 204895.9997 | 1826820.7626 | 3541.025 | 1630952.9019 | 192326.836 | 1214638.8731 | 1962.9251 | 1083657.0918 | 129018.8564 |  | 483 | 244-32F | 51190.9972 | 27945.2426 | 3958.0222 | 4231.4069 | 1607.6382 | 43.8709 | 46386.001 | 25764.0151 | 3340.5621 | 573.5893 | 81.4097 | 36.3512 | 5.0785 | 26.053 | 5.4127 | 0.69137 | 54.9251 | 30.5068 | 3.9555 | 0.43161 | 5451.9957 | 3004.6935 | 434.9124 | 134.2999 | 27.9396 | 3.5972 | 5265.5906 | 2924.6487 | 379.2099 | 52.1052 | 45657.5918 | 24904.1979 | 3518.0313 | 4071.0541 | 1574.2859 | 39.5823 | 41065.4853 | 22808.8596 | 2957.3966 | 521.0524 | 0.0013794 | 0.000597 | 1.52e-05 | 0.024429 | 0.0139 | 0.0024428 | 0.0008006 | 5000000 | scaled
244-33F | 53966.9639 | 85.6875 | 53733.9257 | 147.3506 | 0.1588% | 99.57% | 0.273% | 23976.1406 | 49951.8492 | 40.3344 | 21230.1134 | 2705.6928 | 78.8297 | 44262.9853 | 5610.0343 | 244 | 0.025024 | 0.014255 | 0.002645 | 2156590.9743 | 84.1104 | 47829.5312 | 6053.3223 | 3361.1608 | 1911331.0811 | 241898.7324 | 2103910.4898 | 3539.3529 | 1862946.1267 | 237425.0106 | 1518001.7429 | 2395.5797 | 1345121.1474 | 170485.0158 |  | 484 | 244-33F | 53966.9639 | 29990.8233 | 4015.1146 | 85.6875 | 26.4295 | 0.062186 | 53733.9257 | 29817.0431 | 3867.7018 | 147.3506 | 84.1104 | 43.7759 | 5.2807 | 12.1759 | 3.81 | 0 | 71.8236 | 39.855 | 5.1698 | 0.11088 | 6053.3223 | 3347.6295 | 443.288 | 67.3068 | 20.0219 | 0 | 5972.63 | 3314.2221 | 429.9025 | 13.3854 | 47829.5312 | 26599.4178 | 3566.546 | 6.2048 | 2.5976 | 0.062186 | 47689.4721 | 26462.9659 | 3432.6295 | 133.8543 | 0.0003972 | 0.000172 | 4.2e-06 | 0.024429 | 0.013885 | 0.0024428 | 0.000198 | 5000000 | scaled
245-486 | 294230.8654 | 105012.0964 | 186512.7276 | 2706.0414 | 35.69% | 63.39% | 0.9197% | 143614.2494 | 277356.5266 | 6655.3487 | 76119.0014 | 60839.8993 | 11554.5785 | 158589.2359 | 107212.7122 | 245 | 0.039483 | 0.022528 | 0.0063462 | 7452052.1488 | 11663.2275 | 173325.98 | 109241.6579 | 295397.2198 | 4389866.5762 | 2766788.353 | 6685633.0676 | 309824.5452 | 3543546.0949 | 2832262.4268 | 2658967.3884 | 110771.6761 | 1520366.6257 | 1027829.0866 |  | 485 | 245-486 | 294230.8654 | 150616.616 | 16874.3388 | 105012.0964 | 44461.2864 | 752.958 | 186512.7276 | 103449.2883 | 13415.3395 | 2706.0414 | 11663.2275 | 5007.8788 | 108.649 | 11392.3822 | 4856.7476 | 87.2781 | 268.8091 | 149.095 | 19.3347 | 2.0362 | 109241.6579 | 48401.7586 | 2028.9457 | 93431.753 | 39523.3192 | 663.6458 | 15564.0863 | 8632.6208 | 1119.4812 | 245.8186 | 173325.98 | 97206.9786 | 14736.7441 | 187.9612 | 81.2196 | 2.0341 | 170679.8322 | 94667.5725 | 12276.5235 | 2458.1865 | 0.01145 | 0.0049584 | 0.0001254 | 0.024236 | 0.013773 | 0.0024236 | 0.0037972 | 5000000 | scaled
246-34R | 3387005.799 | 3202236.948 | 176039.3904 | 8729.4605 | 94.54% | 5.197% | 0.2577% | 1646636.976 | 3315922.2971 | 120564.728 | 75298.1501 | 1450774.098 | 241910.2558 | 159938.0392 | 2914074.0023 | 246 | 0.070488 | 0.043114 | 0.015223 | 48050814.3088 | 245629.7038 | 179421.5434 | 2961954.552 | 3484702.4146 | 2545419.6941 | 42020692.2029 | 40366487.6769 | 2955584.4294 | 1845896.7534 | 35565006.4966 | 4669541.8655 | 340662.4057 | 225227.645 | 4103651.8151 |  | 486 | 246-34R | 3387005.799 | 1740368.823 | 71083.5019 | 3202236.948 | 1633951.15 | 49694.3827 | 176039.3904 | 97688.2125 | 12659.6587 | 8729.4605 | 245629.7038 | 125064.9758 | 3719.448 | 245361.3131 | 124913.1162 | 3694.0508 | 261.8221 | 145.291 | 18.8286 | 6.5686 | 2961954.552 | 1511180.454 | 47880.5497 | 2942955.69 | 1500284.617 | 45778.3064 | 18205.8718 | 10102.8473 | 1309.2531 | 792.9902 | 179421.5434 | 104123.3933 | 19483.5042 | 13919.9452 | 8753.4172 | 222.0255 | 157571.6965 | 87440.0743 | 11331.5769 | 7929.9017 | 0.033834 | 0.016941 | 0.00043 | 0.02429 | 0.01381 | 0.002429 | 0.012364 | 5000000 | scaled
247-46 | 1360332.84 | 1258488.299 | 97751.2623 | 4093.2796 | 92.51% | 7.186% | 0.3009% | 710780.6873 | 1338371.4228 | 41544.8044 | 40516.4399 | 628719.4439 | 77605.8173 | 84404.9621 | 1176360.6442 | 247 | 0.045228 | 0.026666 | 0.0083462 | 30076961.3782 | 78364.9865 | 94543.5543 | 1187424.3 | 1732649.9839 | 2090358.1444 | 26253953.2683 | 24358997.3937 | 1423772.1989 | 1388529.3615 | 21546695.8641 | 2631307.3267 | 152577.0442 | 165944.514 | 2312785.7702 |  | 487 | 247-46 | 1360332.84 | 649552.1527 | 21961.4172 | 1258488.299 | 591244.8023 | 10837.5069 | 97751.2623 | 54214.0707 | 7030.6307 | 4093.2796 | 78364.9865 | 36820.1821 | 759.1692 | 78204.1301 | 36729.5973 | 744.7413 | 157.7763 | 87.5047 | 11.3479 | 3.0801 | 1187424.3 | 558704.8561 | 11063.6558 | 1178384.246 | 553525.5181 | 10068.3694 | 8668.2176 | 4807.5017 | 623.4501 | 371.8363 | 94543.5543 | 54027.1144 | 10138.5922 | 1899.9228 | 989.6869 | 24.3962 | 88925.2683 | 49319.0643 | 6395.8327 | 3718.3632 | 0.015102 | 0.0070748 | 0.0001794 | 0.024399 | 0.013864 | 0.00244 | 0.0057268 | 5000000 | scaled
247-48 | 105202.5635 | 103290.899 | 1611.3945 | 300.27 | 98.18% | 1.532% | 0.2854% | 43999.3544 | 102461.714 | 2823.8209 | 595.3701 | 40580.1633 | 6471.9668 | 1240.0963 | 94749.6509 | 247 | 0.026216 | 0.015044 | 0.0028862 | 4012975.6138 | 6624.3278 | 1608.4271 | 96969.8086 | 252686.4852 | 61353.8151 | 3698935.3133 | 4068334.4049 | 261100.3727 | 55050.0066 | 3752184.0254 | 949639.5035 | 59983.7255 | 11493.5069 | 878162.271 |  | 488 | 247-48 | 105202.5635 | 61203.2091 | 2740.8495 | 103290.899 | 60009.4541 | 2324.7055 | 1611.3945 | 893.485 | 115.874 | 300.27 | 6624.3278 | 3800.5069 | 152.361 | 6620.0177 | 3798.0164 | 151.8414 | 4.0841 | 2.2646 | 0.29369 | 0.22594 | 96969.8086 | 56389.6453 | 2220.1577 | 96662.6723 | 56207.1922 | 2172.7565 | 279.8595 | 155.1763 | 20.1245 | 27.2767 | 1608.4271 | 1013.057 | 368.3308 | 8.209 | 4.2455 | 0.10762 | 1327.4508 | 736.0441 | 95.4559 | 272.7673 | 0.0012446 | 0.0006818 | 1.74e-05 | 0.024558 | 0.013949 | 0.0024558 | 0.000413 | 5000000 | scaled
248-30AE | 242.2985 | 0 | 242.2985 | 0 | 0% | 100% | 0% | 32.7382 | 68.1522 | 0.42472 | 25.6368 | 6.6766 | 0.88415 | 53.3691 | 13.899 | 248 | 0.024556 | 0.024556 | 0.024556 | 9867.2601 | 3.1434 | 189.7408 | 49.4143 | 128.0101 | 7726.9229 | 2012.3271 | 8534.0448 | 110.714 | 6682.8993 | 1740.4315 | 7091.8577 | 92.0042 | 5553.5414 | 1446.3121 |  | 489 | 248-30AE | 242.2985 | 209.5603 | 174.1462 | 0 | 0 | 0 | 242.2985 | 209.5603 | 174.1462 | 0 | 3.1434 | 2.7187 | 2.2592 | 0 | 0 | 0 | 3.1434 | 2.7187 | 2.2592 | 0 | 49.4143 | 42.7377 | 35.5154 | 0 | 0 | 0 | 49.4143 | 42.7377 | 35.5154 | 0 | 189.7408 | 164.1039 | 136.3717 | 0 | 0 | 0 | 189.7408 | 164.1039 | 136.3717 | 0 | 0 | 0 | 0 | 0.024556 | 0.024556 | 0.024556 | 0 | 5000000 | scaled
249-11 | 1141.509 | 0 | 1141.509 | 0 | 0% | 100% | 0% | 108.6263 | 225.903 | 1.0604 | 85.3406 | 22.2253 | 2.2052 | 177.4773 | 46.2205 | 249 | 0.043158 | 0.043158 | 0.043158 | 26449.2887 | 11.1429 | 896.8094 | 233.5566 | 258.1866 | 20779.4878 | 5411.6144 | 23932.3674 | 233.6175 | 18802.1064 | 4896.6438 | 21215.0121 | 207.0918 | 16667.2567 | 4340.6636 |  | 490 | 249-11 | 1141.509 | 1032.8827 | 915.606 | 0 | 0 | 0 | 1141.509 | 1032.8827 | 915.606 | 0 | 11.1429 | 10.0826 | 8.9378 | 0 | 0 | 0 | 11.1429 | 10.0826 | 8.9378 | 0 | 233.5566 | 211.3313 | 187.3361 | 0 | 0 | 0 | 233.5566 | 211.3313 | 187.3361 | 0 | 896.8094 | 811.4688 | 719.3321 | 0 | 0 | 0 | 896.8094 | 811.4688 | 719.3321 | 0 | 0 | 0 | 0 | 0.043158 | 0.043158 | 0.043158 | 0 | 5000000 | scaled
249-12 | 759.5793 | 0 | 759.5793 | 0 | 0% | 100% | 0% | 72.2773 | 150.4259 | 0.49533 | 56.9504 | 14.8316 | 1.0309 | 118.527 | 30.8681 | 249 | 0.043197 | 0.043197 | 0.043197 | 17584.2384 | 5.2055 | 598.5048 | 155.869 | 120.5077 | 13855.3687 | 3608.3619 | 15911.0203 | 109.0409 | 12536.9691 | 3265.0103 | 14101.8828 | 96.6426 | 11111.4727 | 2893.7675 |  | 491 | 249-12 | 759.5793 | 687.302 | 609.1534 | 0 | 0 | 0 | 759.5793 | 687.302 | 609.1534 | 0 | 5.2055 | 4.7102 | 4.1746 | 0 | 0 | 0 | 5.2055 | 4.7102 | 4.1746 | 0 | 155.869 | 141.0373 | 125.0009 | 0 | 0 | 0 | 155.869 | 141.0373 | 125.0009 | 0 | 598.5048 | 541.5544 | 479.9778 | 0 | 0 | 0 | 598.5048 | 541.5544 | 479.9778 | 0 | 0 | 0 | 0 | 0.043197 | 0.043197 | 0.043197 | 0 | 5000000 | scaled
249-13 | 760.5912 | 0 | 760.5912 | 0 | 0% | 100% | 0% | 72.4422 | 150.6754 | 0.49646 | 57.0803 | 14.8655 | 1.0326 | 118.7235 | 30.9192 | 249 | 0.04325 | 0.04325 | 0.04325 | 17585.8426 | 5.2125 | 599.3021 | 156.0766 | 120.5187 | 13856.6327 | 3608.6911 | 15910.8856 | 109.04 | 12536.8629 | 3264.9827 | 14102.035 | 96.6436 | 11111.5927 | 2893.7987 |  | 492 | 249-13 | 760.5912 | 688.149 | 609.9158 | 0 | 0 | 0 | 760.5912 | 688.149 | 609.9158 | 0 | 5.2125 | 4.716 | 4.1799 | 0 | 0 | 0 | 5.2125 | 4.716 | 4.1799 | 0 | 156.0766 | 141.2112 | 125.1574 | 0 | 0 | 0 | 156.0766 | 141.2112 | 125.1574 | 0 | 599.3021 | 542.2218 | 480.5786 | 0 | 0 | 0 | 599.3021 | 542.2218 | 480.5786 | 0 | 0 | 0 | 0 | 0.04325 | 0.04325 | 0.04325 | 0 | 5000000 | scaled
249-24R | 3753230.034 | 3597511.476 | 145470.9455 | 10247.613 | 95.85% | 3.876% | 0.273% | 1860775.828 | 3676797.2244 | 138492.439 | 59993.3597 | 1662290.03 | 273017.7201 | 124192.0697 | 3279587.4348 | 249 | 0.10094 | 0.06026 | 0.019309 | 37183960.9934 | 277202.2159 | 144018.5043 | 3332009.314 | 2746294.8687 | 1426818.6063 | 33010847.5204 | 31404815.8978 | 2337374.274 | 1012524.1248 | 28054917.5109 | 3958321.3155 | 293922.0727 | 133701.177 | 3530698.066 |  | 493 | 249-24R | 3753230.034 | 1892454.206 | 76432.8096 | 3597511.476 | 1801108.689 | 54529.9347 | 145470.9455 | 81097.9039 | 11655.262 | 10247.613 | 277202.2159 | 138709.7769 | 4184.4958 | 276852.2252 | 138511.25 | 4149.361 | 342.2797 | 190.8159 | 27.4238 | 7.711 | 3332009.314 | 1669719.284 | 52421.8792 | 3316626.386 | 1660731.592 | 50333.0696 | 14452.0279 | 8056.7921 | 1157.9094 | 930.9002 | 144018.5043 | 84025.1446 | 19826.4346 | 4032.8646 | 1865.8469 | 47.504 | 130676.6379 | 72850.2959 | 10469.9288 | 9309.0018 | 0.043458 | 0.021394 | 0.0005426 | 0.043014 | 0.024401 | 0.0043014 | 0.014465 | 5000000 | scaled
250-288F | 221.9396 | 110.7355 | 0 | 111.2042 | 49.89% | 0% | 50.11% | 11.5783 | 100.3937 | 1.6659 | 0.23105 | 9.6814 | 11.1705 | 0.40587 | 88.8173 | 250 | 0.0002572 | 0.000197 | 0.000152 | 862906.7932 | 12.5798 | 101.4281 | 107.9316 | 48910.7453 | 394355.1376 | 419640.9106 | 1067823.8107 | 153638.5982 | 21309.1615 | 892876.0565 | 799644.3336 | 88974.345 | 3232.8164 | 707437.1727 |  | 494 | 250-288F | 221.9396 | 210.3613 | 121.5459 | 110.7355 | 99.1571 | 10.3418 | 0 | 0 | 0 | 111.2042 | 12.5798 | 10.914 | 1.4093 | 12.4962 | 10.8303 | 1.3256 | 0 | 0 | 0 | 0.083678 | 107.9316 | 98.2503 | 19.1144 | 97.8298 | 88.1484 | 9.0125 | 0 | 0 | 0 | 10.1019 | 101.4281 | 101.1971 | 101.0223 | 0.40951 | 0.17846 | 0.0036381 | 0 | 0 | 0 | 101.0186 | 0.0001062 | 4.6e-05 | 1e-06 | 0 | 0 | 0 | 0.000151 | 5000000 | scaled
250-47 | 266.0817 | 196.3835 | 0 | 69.6982 | 73.81% | 0% | 26.19% | 67.499 | 196.382 | 6.9482 | 0.085671 | 60.4651 | 19.6912 | 0.14965 | 176.5412 | 250 | 0.0002818 | 0.0001806 | 0.0001054 | 944221.8474 | 19.7436 | 63.4655 | 182.8726 | 70062.536 | 225214.6454 | 648944.6661 | 1099572.1417 | 113187.4866 | 1395.6033 | 984989.0524 | 661287.701 | 66307.1647 | 503.9084 | 594476.6281 |  | 495 | 250-47 | 266.0817 | 198.5827 | 69.6997 | 196.3835 | 128.8845 | 0.0014806 | 0 | 0 | 0 | 69.6982 | 19.7436 | 12.7954 | 0.052446 | 19.6912 | 12.743 | 0 | 0 | 0 | 0 | 0.052446 | 182.8726 | 122.4075 | 6.3314 | 176.5412 | 116.076 | 0 | 0 | 0 | 0 | 6.3314 | 63.4655 | 63.3798 | 63.3158 | 0.15113 | 0.065454 | 0.0014806 | 0 | 0 | 0 | 63.3144 | 0.0001784 | 7.72e-05 | 2e-06 | 0 | 0 | 0 | 0.0001034 | 5000000 | scaled
252-129 | 49485.3293 | 42886.1174 | 3320.5216 | 3278.6903 | 86.66% | 6.71% | 6.626% | 29731.2401 | 45904.2792 | 2433.6274 | 1388.7402 | 25908.8726 | 3742.4673 | 2836.0222 | 39325.7897 | 252 | 0.02391 | 0.013914 | 0.0053656 | 2069684.5317 | 3754.9726 | 5993.5383 | 39736.8184 | 157048.7422 | 250674.971 | 1661960.8187 | 1419768.3669 | 116214.027 | 66317.0934 | 1237237.2468 | 667409.0711 | 54412.2828 | 41233.3435 | 571763.4449 |  | 496 | 252-129 | 49485.3293 | 19754.0891 | 3581.0501 | 42886.1174 | 14636.5734 | 80.448 | 3320.5216 | 1838.8255 | 221.9118 | 3278.6903 | 3754.9726 | 1321.3452 | 12.5053 | 3739.2595 | 1311.5428 | 9.153 | 13.246 | 7.3353 | 0.88524 | 2.4671 | 39736.8184 | 13827.9458 | 411.0287 | 38755.6295 | 13151.6843 | 67.5216 | 683.3504 | 378.4231 | 45.6686 | 297.8385 | 5993.5383 | 4604.7981 | 3157.5161 | 391.2284 | 173.3463 | 3.7735 | 2623.9251 | 1453.067 | 175.358 | 2978.3847 | 0.013344 | 0.0059062 | 0.0001496 | 0.0059444 | 0.0033858 | 0.0005944 | 0.0046216 | 5000000 | scaled
252-132 | 5974.5438 | 0 | 5974.5438 | 0 | 0% | 100% | 0% | 947.6112 | 1981.2408 | 0.86972 | 752.2048 | 194.5367 | 1.8184 | 1572.69 | 406.7323 | 252 | 0.0059316 | 0.0059316 | 0.0059316 | 1007239.8344 | 5.4834 | 4742.536 | 1226.5244 | 924.4424 | 799537.3919 | 206778 | 847483.4052 | 777.8183 | 672724.2591 | 173981.3281 | 673225.2761 | 617.8846 | 534399.8154 | 138207.5763 |  | 497 | 252-132 | 5974.5438 | 5026.9326 | 3993.303 | 0 | 0 | 0 | 5974.5438 | 5026.9326 | 3993.303 | 0 | 5.4834 | 4.6137 | 3.665 | 0 | 0 | 0 | 5.4834 | 4.6137 | 3.665 | 0 | 1226.5244 | 1031.9876 | 819.7921 | 0 | 0 | 0 | 1226.5244 | 1031.9876 | 819.7921 | 0 | 4742.536 | 3990.3312 | 3169.8459 | 0 | 0 | 0 | 4742.536 | 3990.3312 | 3169.8459 | 0 | 0 | 0 | 0 | 0.0059316 | 0.0059316 | 0.0059316 | 0 | 5000000 | scaled
252-277F | 3351.0827 | 2176.4848 | 0 | 1174.5979 | 64.95% | 0% | 35.05% | 1020.3362 | 2150.1879 | 100.2536 | 372.5832 | 547.4994 | 218.7886 | 721.3513 | 1210.048 | 252 | 0.0037008 | 0.0026316 | 0.0016646 | 905502.2406 | 222.7334 | 1795.9122 | 1332.4371 | 60185.1944 | 485276.7537 | 360040.2924 | 885676.5812 | 87022.5984 | 323411.2254 | 475242.757 | 721431.4316 | 73407.9843 | 242027.926 | 405995.5212 |  | 498 | 252-277F | 3351.0827 | 2330.7465 | 1200.8948 | 2176.4848 | 1156.1486 | 26.2969 | 0 | 0 | 0 | 1174.5979 | 222.7334 | 122.4797 | 3.9448 | 221.8495 | 121.5959 | 3.0609 | 0 | 0 | 0 | 0.88385 | 1332.4371 | 784.9377 | 122.3891 | 1225.7358 | 678.2364 | 15.6878 | 0 | 0 | 0 | 106.7013 | 1795.9122 | 1423.329 | 1074.5609 | 728.8995 | 356.3163 | 7.5481 | 0 | 0 | 0 | 1067.0127 | 0.0020612 | 0.000992 | 2.5e-05 | 0 | 0 | 0 | 0.0016396 | 5000000 | scaled
255-1080R | 2174.484 | 644.7495 | 0 | 1529.7344 | 29.65% | 0% | 70.35% | 365.5404 | 637.7073 | 0 | 365.5404 | 0 | 0 | 637.7073 | 0 | 255 | 0.006657 | 0.0040998 | 0.0021954 | 326646.2304 | 1.1511 | 2034.3708 | 138.9621 | 172.9121 | 305598.7319 | 20874.5864 | 441227.2801 | 0 | 441227.2789 | 0 | 699998.4663 | 0 | 699998.4652 | 0 |  | 499 | 255-1080R | 2174.484 | 1808.9436 | 1536.7766 | 644.7495 | 279.2092 | 7.0422 | 0 | 0 | 0 | 1529.7344 | 1.1511 | 1.1511 | 1.1511 | 0 | 0 | 0 | 0 | 0 | 0 | 1.1511 | 138.9621 | 138.9621 | 138.9621 | 0 | 0 | 0 | 0 | 0 | 0 | 138.9621 | 2034.3708 | 1668.8304 | 1396.6634 | 644.7495 | 279.2092 | 7.0422 | 0 | 0 | 0 | 1389.6212 | 0.0045112 | 0.001954 | 4.96e-05 | 0 | 0 | 0 | 0.0021458 | 5000000 | scaled
255-43AE | 53099.8639 | 41288.7217 | 0 | 11811.1421 | 77.76% | 0% | 22.24% | 23904.1472 | 40738.6813 | 2330.9072 | 12874.2865 | 8698.9536 | 3810.3794 | 22816.3134 | 14111.9885 | 255 | 0.048441 | 0.030681 | 0.017023 | 1096185.0978 | 3862.0823 | 33884.3475 | 15353.4341 | 79728.2095 | 699503.0505 | 316953.8377 | 951601.879 | 92791.2481 | 512513.3761 | 346297.2547 | 726154.4822 | 67918.8433 | 406693.7784 | 251541.8605 |  | 500 | 255-43AE | 53099.8639 | 29195.7166 | 12361.1825 | 41288.7217 | 17384.5745 | 550.0404 | 0 | 0 | 0 | 11811.1421 | 3862.0823 | 1531.1751 | 51.7029 | 3853.1948 | 1522.2876 | 42.8154 | 0 | 0 | 0 | 8.8875 | 15353.4341 | 6654.4805 | 1241.4456 | 14280.5018 | 5581.5483 | 168.5133 | 0 | 0 | 0 | 1072.9322 | 33884.3475 | 21010.061 | 11068.0341 | 23155.0251 | 10280.7386 | 338.7117 | 0 | 0 | 0 | 10729.3224 | 0.031775 | 0.014015 | 0.0003568 | 0 | 0 | 0 | 0.016666 | 5000000 | scaled
256-39AE | 1060.8544 | 203.2472 | 0 | 857.6072 | 19.16% | 0% | 80.84% | 115.2022 | 200.9941 | 0 | 115.2022 | 0 | 0 | 200.9941 | 0 | 256 | 0.0034328 | 0.0021626 | 0.0012172 | 309034.7209 | 0.64532 | 982.3034 | 77.9056 | 187.987 | 286152.2505 | 22694.4835 | 437275.5741 | 0 | 437275.5745 | 0 | 706424.8388 | 0 | 706424.8392 | 0 |  | 501 | 256-39AE | 1060.8544 | 945.6522 | 859.8603 | 203.2472 | 88.045 | 2.2531 | 0 | 0 | 0 | 857.6072 | 0.64532 | 0.64532 | 0.64532 | 0 | 0 | 0 | 0 | 0 | 0 | 0.64532 | 77.9056 | 77.9056 | 77.9056 | 0 | 0 | 0 | 0 | 0 | 0 | 77.9056 | 982.3034 | 867.1012 | 781.3094 | 203.2472 | 88.045 | 2.2531 | 0 | 0 | 0 | 779.0562 | 0.0022404 | 0.0009702 | 2.48e-05 | 0 | 0 | 0 | 0.0011924 | 5000000 | scaled
256-46AE | 5468.3511 | 1614.1227 | 0 | 3854.2284 | 29.52% | 0% | 70.48% | 914.8929 | 1595.9351 | 0 | 914.8929 | 0 | 0 | 1595.9351 | 0 | 256 | 0.01432 | 0.0093538 | 0.005485 | 381868.0941 | 2.9002 | 5115.3302 | 350.1207 | 202.5267 | 357215.7947 | 24449.7726 | 486803.0359 | 0 | 486803.0359 | 0 | 706001.0917 | 0 | 706001.0917 | 0 |  | 502 | 256-46AE | 5468.3511 | 4553.4582 | 3872.416 | 1614.1227 | 699.2299 | 18.1876 | 0 | 0 | 0 | 3854.2284 | 2.9002 | 2.9002 | 2.9002 | 0 | 0 | 0 | 0 | 0 | 0 | 2.9002 | 350.1207 | 350.1207 | 350.1207 | 0 | 0 | 0 | 0 | 0 | 0 | 350.1207 | 5115.3302 | 4200.4373 | 3519.3951 | 1614.1227 | 699.2299 | 18.1876 | 0 | 0 | 0 | 3501.2074 | 0.008937 | 0.0039708 | 0.000102 | 0 | 0 | 0 | 0.005383 | 5000000 | scaled
256-539R | 14306.9467 | 9099.1124 | 0 | 5207.8343 | 63.6% | 0% | 36.4% | 4851.8941 | 8991.289 | 2.12 | 4838.0539 | 11.7202 | 4.6113 | 8960.2111 | 26.4666 | 256 | 0.019872 | 0.012879 | 0.0074388 | 719955.0468 | 8.5667 | 13798.5923 | 499.7877 | 431.0932 | 694373.6066 | 25150.3471 | 734156.3312 | 320.788 | 732062.1213 | 1773.422 | 714585.3816 | 366.4847 | 712115.4581 | 2103.4389 |  | 503 | 256-539R | 14306.9467 | 9455.0526 | 5315.6577 | 9099.1124 | 4247.2182 | 107.8234 | 0 | 0 | 0 | 5207.8343 | 8.5667 | 6.4467 | 3.9554 | 4.648 | 2.5279 | 0.036654 | 0 | 0 | 0 | 3.9187 | 499.7877 | 488.0675 | 473.3211 | 26.7045 | 14.9843 | 0.23789 | 0 | 0 | 0 | 473.0832 | 13798.5923 | 8960.5384 | 4838.3812 | 9067.76 | 4229.706 | 107.5489 | 0 | 0 | 0 | 4730.8323 | 0.012576 | 0.0055826 | 0.0001426 | 0 | 0 | 0 | 0.0072962 | 5000000 | scaled
257-29AE | 2298.3224 | 454.2227 | 0 | 1844.0997 | 19.76% | 0% | 80.24% | 257.5288 | 449.3804 | 0 | 257.5288 | 0 | 0 | 449.3804 | 0 | 257 | 0.006989 | 0.0045158 | 0.0026736 | 328848.5374 | 1.3876 | 2129.4155 | 167.5193 | 198.5442 | 304681.0021 | 23968.991 | 451922.9494 | 0 | 451922.9494 | 0 | 691555.2315 | 0 | 691555.2315 | 0 |  | 504 | 257-29AE | 2298.3224 | 2040.7937 | 1848.9421 | 454.2227 | 196.694 | 4.8424 | 0 | 0 | 0 | 1844.0997 | 1.3876 | 1.3876 | 1.3876 | 0 | 0 | 0 | 0 | 0 | 0 | 1.3876 | 167.5193 | 167.5193 | 167.5193 | 0 | 0 | 0 | 0 | 0 | 0 | 167.5193 | 2129.4155 | 1871.8868 | 1680.0352 | 454.2227 | 196.694 | 4.8424 | 0 | 0 | 0 | 1675.1928 | 0.0043622 | 0.001889 | 4.68e-05 | 0 | 0 | 0 | 0.0026268 | 5000000 | scaled
257-31AE | 5771.887 | 2256.1361 | 0 | 3515.7509 | 39.09% | 0% | 60.91% | 1279.6722 | 2231.6003 | 0 | 1279.6722 | 0 | 0 | 2231.6003 | 0 | 257 | 0.012621 | 0.0082784 | 0.0050484 | 457324.062 | 2.6455 | 5449.8683 | 319.3732 | 209.6101 | 431809.5458 | 25304.906 | 542642.8785 | 0 | 542642.8785 | 0 | 701269.0548 | 0 | 701269.0544 | 0 |  | 505 | 257-31AE | 5771.887 | 4492.2148 | 3540.2867 | 2256.1361 | 976.4639 | 24.5358 | 0 | 0 | 0 | 3515.7509 | 2.6455 | 2.6455 | 2.6455 | 0 | 0 | 0 | 0 | 0 | 0 | 2.6455 | 319.3732 | 319.3732 | 319.3732 | 0 | 0 | 0 | 0 | 0 | 0 | 319.3732 | 5449.8683 | 4170.1961 | 3218.268 | 2256.1361 | 976.4639 | 24.5358 | 0 | 0 | 0 | 3193.7322 | 0.007657 | 0.0033144 | 8.44e-05 | 0 | 0 | 0 | 0.004964 | 5000000 | scaled
266-485F | 3902.5439 | 3798.96 | 0 | 103.5839 | 97.35% | 0% | 2.654% | 1924.6208 | 3595.2561 | 173.0216 | 1.9059 | 1749.6934 | 326.8139 | 3.3227 | 3265.1195 | 266 | 0.000646 | 0.0003652 | 0.0001558 | 6041089.5774 | 342.892 | 97.4566 | 3462.1953 | 530792.5132 | 150861.6095 | 5359435.4551 | 5415999.5071 | 486893.2973 | 5363.2246 | 4923742.9865 | 1972322.3158 | 179286.8952 | 1822.7839 | 1791212.6368 |  | 506 | 266-485F | 3902.5439 | 1977.923 | 307.2878 | 3798.96 | 1874.3391 | 203.7039 | 0 | 0 | 0 | 103.5839 | 342.892 | 169.8703 | 16.0781 | 342.814 | 169.7924 | 16.0001 | 0 | 0 | 0 | 0.077944 | 3462.1953 | 1712.5019 | 197.0758 | 3452.7857 | 1703.0923 | 187.6662 | 0 | 0 | 0 | 9.4096 | 97.4566 | 95.5507 | 94.1339 | 3.3603 | 1.4544 | 0.037596 | 0 | 0 | 0 | 94.0963 | 0.0004956 | 0.0002148 | 5.4e-06 | 0 | 0 | 0 | 0.0001504 | 5000000 | scaled
270-177 | 44748.6442 | 0 | 44748.6442 | 0 | 0% | 100% | 0% | 7007.3834 | 14713.6196 | 9.7044 | 6342.6735 | 655.0055 | 20.3766 | 13317.9077 | 1375.3353 | 270 | 0.0074362 | 0.0074362 | 0.0074362 | 6017676.2621 | 61.9717 | 40503.8547 | 4182.8179 | 8333.7794 | 5446848.4831 | 562494 | 5075342.3523 | 7028.7569 | 4593902.9609 | 474410.6354 | 4039028.6141 | 5593.5833 | 3655892.3932 | 377542.6365 |  | 507 | 270-177 | 44748.6442 | 37741.2608 | 30035.0246 | 0 | 0 | 0 | 44748.6442 | 37741.2608 | 30035.0246 | 0 | 61.9717 | 52.2672 | 41.595 | 0 | 0 | 0 | 61.9717 | 52.2672 | 41.595 | 0 | 4182.8179 | 3527.8124 | 2807.4826 | 0 | 0 | 0 | 4182.8179 | 3527.8124 | 2807.4826 | 0 | 40503.8547 | 34161.1812 | 27185.947 | 0 | 0 | 0 | 40503.8547 | 34161.1812 | 27185.947 | 0 | 0 | 0 | 0 | 0.0074362 | 0.0074362 | 0.0074362 | 0 | 5000000 | scaled
274-23R | 237928.3924 | 11198.6712 | 217061.7274 | 9667.9938 | 4.707% | 91.23% | 4.063% | 103194.8223 | 213674.6658 | 205.4449 | 94724.4949 | 8264.8824 | 402.564 | 196069.8941 | 17202.2076 | 274 | 0.05657 | 0.034159 | 0.015348 | 4205911.126 | 428.8795 | 218220.9544 | 19278.5584 | 7581.3948 | 3857538.5257 | 340791.2045 | 3944306.6278 | 7852.5019 | 3620554.2558 | 315899.8669 | 1580294.418 | 2977.2819 | 1450093.1033 | 127224.0324 |  | 508 | 274-23R | 237928.3924 | 134733.5701 | 24253.7266 | 11198.6712 | 4838.2132 | 105.6096 | 217061.7274 | 120227.3632 | 14480.1232 | 9667.9938 | 428.8795 | 223.4346 | 26.3155 | 136.1798 | 58.0671 | 0 | 285.4249 | 158.0927 | 19.0406 | 7.2749 | 19278.5584 | 11013.676 | 2076.3509 | 440.3497 | 187.6649 | 0 | 17959.9616 | 9947.7639 | 1198.1037 | 878.2472 | 218220.9544 | 123496.4595 | 22151.0603 | 10622.1417 | 4592.4812 | 105.6096 | 198816.3409 | 110121.5065 | 13262.9789 | 8782.4718 | 0.028711 | 0.012431 | 0.0003152 | 0.014252 | 0.0081206 | 0.0014252 | 0.013607 | 5000000 | scaled
274-38AE | 25862.5762 | 0 | 25862.5762 | 0 | 0% | 100% | 0% | 4117.7555 | 8615.1446 | 5.8544 | 3264.9443 | 846.9569 | 12.2485 | 6830.8977 | 1771.9984 | 274 | 0.014483 | 0.014483 | 0.014483 | 1785670.2321 | 36.77 | 20506.2852 | 5319.5211 | 2538.7672 | 1415847.4647 | 367284 | 1501361.6064 | 2134.5529 | 1190420.8214 | 308806.2325 | 1190841.3522 | 1693.0724 | 944211.1314 | 244937.1488 |  | 509 | 274-38AE | 25862.5762 | 21744.8207 | 17247.4316 | 0 | 0 | 0 | 25862.5762 | 21744.8207 | 17247.4316 | 0 | 36.77 | 30.9156 | 24.5214 | 0 | 0 | 0 | 36.77 | 30.9156 | 24.5214 | 0 | 5319.5211 | 4472.5642 | 3547.5227 | 0 | 0 | 0 | 5319.5211 | 4472.5642 | 3547.5227 | 0 | 20506.2852 | 17241.3409 | 13675.3875 | 0 | 0 | 0 | 20506.2852 | 17241.3409 | 13675.3875 | 0 | 0 | 0 | 0 | 0.014483 | 0.014483 | 0.014483 | 0 | 5000000 | scaled
274-40 | 130226.1581 | 3449.5552 | 120853.7695 | 5922.8334 | 2.649% | 92.8% | 4.548% | 55673.455 | 116206.6625 | 90.5317 | 50766.2672 | 4816.6561 | 189.5271 | 105908.7718 | 10108.3635 | 274 | 0.037195 | 0.022923 | 0.010021 | 3501136.1109 | 205.4887 | 118662.4388 | 11358.2305 | 5524.5739 | 3190244.998 | 305366.5375 | 3252310.0419 | 5288.6441 | 2965643.8694 | 281377.525 | 1398983.7195 | 2281.6701 | 1275009.9212 | 121692.1277 |  | 510 | 274-40 | 130226.1581 | 74552.7031 | 14019.4957 | 3449.5552 | 1509.6455 | 36.6024 | 120853.7695 | 67120.2242 | 8060.0599 | 5922.8334 | 205.4887 | 114.9571 | 15.9617 | 32.5141 | 16.9082 | 0.26604 | 168.5179 | 93.5921 | 11.2389 | 4.4567 | 11358.2305 | 6541.5744 | 1249.867 | 167.6803 | 87.3055 | 1.3881 | 10652.516 | 5916.2347 | 710.4447 | 538.0342 | 118662.4388 | 67896.1716 | 12753.667 | 3249.3607 | 1405.4318 | 34.9483 | 110032.7357 | 61110.3974 | 7338.3763 | 5380.3424 | 0.014408 | 0.0062924 | 0.000158 | 0.01436 | 0.0082034 | 0.001436 | 0.0084272 | 5000000 | scaled
275-45 | 157580.9542 | 671.5644 | 156050.3867 | 859.0031 | 0.4262% | 99.03% | 0.5451% | 69854.5625 | 146309.2996 | 85.2488 | 64082.8729 | 5686.4408 | 217.6204 | 134043.7363 | 12047.943 | 275 | 0.018421 | 0.010614 | 0.0026742 | 8554511.9756 | 231.8311 | 144368.7044 | 12980.4187 | 12585.2885 | 7837265.7214 | 704660.967 | 8265002.7011 | 10086.4027 | 7582112.0174 | 672804.2832 | 4214963.1965 | 6269.3349 | 3861609.7303 | 347084.1319 |  | 511 | 275-45 | 157580.9542 | 87726.3917 | 11271.6546 | 671.5644 | 482.4181 | 3.6131 | 156050.3867 | 86384.9705 | 10409.0384 | 859.0031 | 231.8311 | 146.5823 | 14.2107 | 27.8311 | 33.3653 | 0 | 203.3536 | 112.5706 | 13.5643 | 0.64637 | 12980.4187 | 7293.9779 | 932.4758 | 92.7292 | 124.8906 | 0 | 12809.6571 | 7091.0548 | 854.4433 | 78.0324 | 144368.7044 | 80285.8314 | 10324.9681 | 551.0041 | 324.1621 | 3.6131 | 143037.376 | 79181.345 | 9541.0307 | 780.3243 | 0.0029192 | 0.0012638 | 3.2e-05 | 0.014288 | 0.008137 | 0.0014288 | 0.0012134 | 5000000 | scaled
275-48F | 122148.3024 | 7054.1771 | 113387.9953 | 1706.13 | 5.775% | 92.83% | 1.397% | 54171.5044 | 112804.5696 | 370.6681 | 48370.6375 | 5430.1988 | 749.5746 | 100698.0822 | 11356.9128 | 275 | 0.024465 | 0.013909 | 0.0039176 | 4992736.7199 | 767.582 | 109223.1809 | 12157.5395 | 31374.4403 | 4464430.3296 | 496931.9495 | 4887322.989 | 33441.4734 | 4363971.9993 | 489909.5156 | 2385065.5465 | 15848.5123 | 2129093.9468 | 240123.0872 |  | 512 | 275-48F | 122148.3024 | 67976.798 | 9343.7328 | 7054.1771 | 3496.022 | 75.5507 | 113387.9953 | 62774.6461 | 7562.0521 | 1706.13 | 767.582 | 396.9138 | 18.0073 | 625.8106 | 317.8523 | 7.3542 | 140.4875 | 77.7777 | 9.3694 | 1.2838 | 12157.5395 | 6727.3407 | 800.6267 | 2804.4583 | 1480.0416 | 32.203 | 9198.0952 | 5092.3131 | 613.4377 | 154.986 | 109223.1809 | 60852.5434 | 8525.0987 | 3623.9082 | 1698.128 | 35.9936 | 104049.4126 | 57604.5553 | 6939.245 | 1549.8601 | 0.0077536 | 0.0033572 | 8.56e-05 | 0.014311 | 0.0081506 | 0.001431 | 0.002401 | 5000000 | scaled
275-680F | 32517.9038 | 0 | 32517.9038 | 0 | 0% | 100% | 0% | 5168.1663 | 10831.1377 | 6.1634 | 4631.4225 | 530.5804 | 12.9168 | 9706.2618 | 1111.9591 | 275 | 0.01434 | 0.01434 | 0.01434 | 2267667.8768 | 38.7797 | 29140.7327 | 3338.3915 | 2704.339 | 2032157.5378 | 232806 | 1907260.7393 | 2274.5304 | 1709180.75 | 195805.4566 | 1512347.8814 | 1803.5716 | 1355281.863 | 155262.4458 |  | 513 | 275-680F | 32517.9038 | 27349.7376 | 21686.7661 | 0 | 0 | 0 | 32517.9038 | 27349.7376 | 21686.7661 | 0 | 38.7797 | 32.6163 | 25.8629 | 0 | 0 | 0 | 38.7797 | 32.6163 | 25.8629 | 0 | 3338.3915 | 2807.8111 | 2226.4324 | 0 | 0 | 0 | 3338.3915 | 2807.8111 | 2226.4324 | 0 | 29140.7327 | 24509.3102 | 19434.4709 | 0 | 0 | 0 | 29140.7327 | 24509.3102 | 19434.4709 | 0 | 0 | 0 | 0 | 0.01434 | 0.01434 | 0.01434 | 0 | 5000000 | scaled
275-681F | 22678.5481 | 0 | 22678.5481 | 0 | 0% | 100% | 0% | 3603.5272 | 7554.1358 | 3.849 | 3300.0306 | 299.6476 | 8.0686 | 6917.9107 | 628.1565 | 275 | 0.014331 | 0.014331 | 0.014331 | 1582437.7346 | 24.2231 | 20768.5134 | 1885.8116 | 1690.2119 | 1449161.5229 | 131586 | 1330994.944 | 1421.6442 | 1218895.7691 | 110677.5304 | 1055333.9095 | 1127.2089 | 966451.4836 | 87755.2176 |  | 514 | 275-681F | 22678.5481 | 19075.0209 | 15124.4124 | 0 | 0 | 0 | 22678.5481 | 19075.0209 | 15124.4124 | 0 | 24.2231 | 20.3742 | 16.1545 | 0 | 0 | 0 | 24.2231 | 20.3742 | 16.1545 | 0 | 1885.8116 | 1586.164 | 1257.6551 | 0 | 0 | 0 | 1885.8116 | 1586.164 | 1257.6551 | 0 | 20768.5134 | 17468.4828 | 13850.6028 | 0 | 0 | 0 | 20768.5134 | 17468.4828 | 13850.6028 | 0 | 0 | 0 | 0 | 0.014331 | 0.014331 | 0.014331 | 0 | 5000000 | scaled
276-158R | 188059.4775 | 8834.2035 | 167614.4884 | 11610.7856 | 4.698% | 89.13% | 6.174% | 79528.3934 | 165194.6274 | 219.1518 | 72874.9904 | 6434.2512 | 429.591 | 151353.3452 | 13411.6912 | 276 | 0.060308 | 0.037312 | 0.018063 | 3118296.5806 | 452.3899 | 172224.6958 | 15382.3918 | 7501.2751 | 2855733.1284 | 255062.1777 | 2908713.5671 | 8015.3748 | 2665368.4831 | 235329.7099 | 1265867.0479 | 3291.9053 | 1159802.9269 | 102772.216 |  | 515 | 276-158R | 188059.4775 | 108531.0841 | 22864.8501 | 8834.2035 | 3933.0575 | 70.742 | 167614.4884 | 92987.241 | 11183.3225 | 11610.7856 | 452.3899 | 233.2381 | 22.7989 | 232.8907 | 107.577 | 0 | 210.7624 | 116.9244 | 14.0622 | 8.7367 | 15382.3918 | 8948.1406 | 1970.7007 | 599.2118 | 277.298 | 0 | 13728.4484 | 7616.1109 | 915.9689 | 1054.7317 | 172224.6958 | 99349.7054 | 20871.3506 | 8002.101 | 3548.1825 | 70.742 | 153675.2777 | 85254.2057 | 10253.2914 | 10547.3172 | 0.029868 | 0.012933 | 0.0003276 | 0.014118 | 0.008056 | 0.0014118 | 0.016323 | 5000000 | scaled
276-228 | 290991.4091 | 33914.6868 | 244428.7908 | 12647.9314 | 11.65% | 84% | 4.346% | 127092.9972 | 262060.3602 | 907.5109 | 113229.8442 | 12955.6422 | 1649.5846 | 234287.0832 | 26123.6924 | 276 | 0.065634 | 0.040788 | 0.019679 | 4433546.7761 | 1697.8475 | 260478.2116 | 28815.3501 | 25868.4136 | 3968647.5241 | 439030.8392 | 4018299.7916 | 28692.7744 | 3579988.4288 | 409618.5906 | 1470133.3845 | 9254.0109 | 1314327.9751 | 146551.3988 |  | 516 | 276-228 | 290991.4091 | 163898.4119 | 28931.0489 | 33914.6868 | 15860.3031 | 415.2864 | 244428.7908 | 135390.1773 | 15867.8311 | 12647.9314 | 1697.8475 | 790.3366 | 48.2628 | 1361.8782 | 599.7628 | 17.0663 | 326.4521 | 181.0566 | 21.6793 | 9.5172 | 28815.3501 | 15859.7079 | 2691.6577 | 5396.7648 | 2361.3888 | 67.5575 | 22269.6385 | 12349.3724 | 1475.1534 | 1148.9468 | 260478.2116 | 147248.3674 | 26191.1284 | 27156.0438 | 12899.1516 | 330.6625 | 221832.7003 | 122859.7483 | 14370.9983 | 11489.4675 | 0.033692 | 0.014877 | 0.0003792 | 0.014047 | 0.0080158 | 0.0014046 | 0.017895 | 5000000 | scaled
277-456F | 118446.9891 | 0 | 118446.9891 | 0 | 0% | 100% | 0% | 18845.396 | 39453.3711 | 22.3184 | 17154.4746 | 1668.603 | 46.7242 | 35913.3791 | 3493.2678 | 277 | 0.014179 | 0.014179 | 0.014179 | 8353455.654 | 140.2756 | 107819.2181 | 10487.4954 | 9892.9136 | 7603933.7419 | 739628.9998 | 7024387.0065 | 8318.911 | 6394117.074 | 621951.0268 | 5571012.7389 | 6597.6944 | 5071148.2197 | 493266.8283 |  | 517 | 277-456F | 118446.9891 | 99601.5931 | 78993.618 | 0 | 0 | 0 | 118446.9891 | 99601.5931 | 78993.618 | 0 | 140.2756 | 117.9572 | 93.5513 | 0 | 0 | 0 | 140.2756 | 117.9572 | 93.5513 | 0 | 10487.4954 | 8818.8924 | 6994.2277 | 0 | 0 | 0 | 10487.4954 | 8818.8924 | 6994.2277 | 0 | 107819.2181 | 90664.7435 | 71905.839 | 0 | 0 | 0 | 107819.2181 | 90664.7435 | 71905.839 | 0 | 0 | 0 | 0 | 0.014179 | 0.014179 | 0.014179 | 0 | 5000000 | scaled
277-458F | 2237.5813 | 0 | 2237.5813 | 0 | 0% | 100% | 0% | 355.822 | 745.3496 | 0.83195 | 284.2522 | 70.7378 | 1.7427 | 595.4305 | 148.1764 | 277 | 0.014308 | 0.014308 | 0.014308 | 156382.3552 | 5.2317 | 1787.5158 | 444.8338 | 365.6377 | 124927.7175 | 31089 | 131514.3066 | 307.4937 | 105061.6108 | 26145.202 | 104290.6062 | 243.8419 | 83313.6665 | 20733.0978 |  | 518 | 277-458F | 2237.5813 | 1881.7593 | 1492.2317 | 0 | 0 | 0 | 2237.5813 | 1881.7593 | 1492.2317 | 0 | 5.2317 | 4.3997 | 3.489 | 0 | 0 | 0 | 5.2317 | 4.3997 | 3.489 | 0 | 444.8338 | 374.096 | 296.6575 | 0 | 0 | 0 | 444.8338 | 374.096 | 296.6575 | 0 | 1787.5158 | 1503.2636 | 1192.0853 | 0 | 0 | 0 | 1787.5158 | 1503.2636 | 1192.0853 | 0 | 0 | 0 | 0 | 0.014308 | 0.014308 | 0.014308 | 0 | 5000000 | scaled
277-459F | 196344.7376 | 15553.8641 | 174091.2914 | 6699.5821 | 7.922% | 88.67% | 3.412% | 86634.4202 | 177903.4987 | 284.7304 | 79036.5796 | 7313.1102 | 511.8495 | 162526.6757 | 14864.9735 | 277 | 0.04286 | 0.025781 | 0.010944 | 4581093.1829 | 532.8758 | 179384.5502 | 16427.3116 | 12432.9972 | 4185380.0111 | 383280.1735 | 4255438.7461 | 13985.814 | 3882236.6723 | 359216.2608 | 1685085.5169 | 4848.191 | 1539437.669 | 140799.6564 |  | 519 | 277-459F | 196344.7376 | 109710.3174 | 18441.2389 | 15553.8641 | 6497.3125 | 128.1788 | 174091.2914 | 96513.4227 | 11613.478 | 6699.5821 | 532.8758 | 248.1453 | 21.0263 | 312.7776 | 123.88 | 1.6388 | 215.0569 | 119.2241 | 14.3463 | 5.0412 | 16427.3116 | 9114.2014 | 1562.3381 | 1648.136 | 649.6637 | 8.4364 | 14170.5809 | 7855.943 | 945.3071 | 608.5946 | 179384.5502 | 100347.9706 | 16857.8745 | 13592.9505 | 5723.7688 | 118.1036 | 159705.6535 | 88538.2556 | 10653.8246 | 6085.9462 | 0.019412 | 0.008406 | 0.0002142 | 0.014131 | 0.0080586 | 0.001413 | 0.0093166 | 5000000 | scaled
277-48 | 230021.8708 | 13476.6107 | 209832.6151 | 6712.645 | 5.859% | 91.22% | 2.918% | 100917.4889 | 209265.8525 | 630.755 | 90362.8335 | 9923.9004 | 1215.0264 | 187657.7691 | 20393.0571 | 277 | 0.043712 | 0.026254 | 0.011137 | 5262213.3693 | 1238.1106 | 206598.7883 | 22184.9719 | 28324.2722 | 4726363.2023 | 507525.8945 | 4917587.7556 | 30735.9323 | 4403272.103 | 483579.7226 | 1863766.1638 | 10821.2831 | 1671319.9794 | 181624.9012 |  | 520 | 277-48 | 230021.8708 | 129104.3819 | 20756.0183 | 13476.6107 | 6010.9181 | 45.3865 | 209832.6151 | 116380.8188 | 13997.9868 | 6712.645 | 1238.1106 | 607.3556 | 23.0842 | 965.0248 | 453.6427 | 0.1525 | 268.0348 | 148.6619 | 17.8807 | 5.051 | 22184.9719 | 12261.0715 | 1791.9148 | 3862.4109 | 1827.1367 | 0.50953 | 17712.7798 | 9824.1534 | 1181.624 | 609.7813 | 206598.7883 | 116235.9548 | 18941.0192 | 8649.1751 | 3730.1387 | 44.7245 | 191851.8006 | 106408.0035 | 12798.4821 | 6097.8127 | 0.020132 | 0.0087178 | 0.0002216 | 0.014072 | 0.008028 | 0.0014072 | 0.0095078 | 5000000 | scaled
278-22R | 285166.5473 | 15713.5192 | 259256.7122 | 10196.3159 | 5.51% | 90.91% | 3.576% | 124568.2405 | 258270.1388 | 397.643 | 113748.6588 | 10421.9387 | 734.3297 | 235986.3212 | 21549.4879 | 278 | 0.058535 | 0.035422 | 0.016079 | 4871760.4169 | 770.3464 | 260476.1404 | 23920.0604 | 13160.5311 | 4449951.6594 | 408648.2258 | 4533883.2809 | 14472.9252 | 4140085.3082 | 379325.0473 | 1672724.6328 | 4755.9945 | 1528400.2022 | 139568.4358 |  | 521 | 278-22R | 285166.5473 | 160598.3068 | 26896.4085 | 15713.5192 | 6751.5958 | 185.3492 | 259256.7122 | 143650.3951 | 16514.7433 | 10196.3159 | 770.3464 | 372.7034 | 36.0167 | 440.5563 | 186.158 | 7.0082 | 322.1177 | 178.873 | 21.3361 | 7.6724 | 23920.0604 | 13498.1217 | 2370.5725 | 1458.346 | 615.9036 | 23.6006 | 21535.4742 | 11955.9778 | 1420.7316 | 926.2403 | 260476.1404 | 146727.4816 | 24489.8192 | 13814.6168 | 5949.5341 | 154.7404 | 237399.1204 | 131515.5443 | 15072.6756 | 9262.4032 | 0.030153 | 0.013057 | 0.0003314 | 0.014037 | 0.0080206 | 0.0014036 | 0.014344 | 5000000 | scaled
278-630 | 273714.2345 | 15641.7794 | 251466.9765 | 6605.4786 | 5.715% | 91.87% | 2.413% | 120838.4225 | 250771.791 | 259.4469 | 111325.2419 | 9253.7337 | 527.9291 | 230872.7814 | 19371.0806 | 278 | 0.044769 | 0.026607 | 0.010953 | 6113923.351 | 554.9938 | 251863.2868 | 21295.9539 | 12396.832 | 5625841.2473 | 475685.2722 | 5745742.1411 | 12336.4317 | 5293400.2325 | 440005.4742 | 2094549.9562 | 4409.4824 | 1928345.1787 | 161795.2953 |  | 522 | 278-630 | 273714.2345 | 152875.812 | 22942.4435 | 15641.7794 | 6914.6233 | 164.3878 | 251466.9765 | 139355.7102 | 16172.5772 | 6605.4786 | 554.9938 | 295.5469 | 27.0647 | 246.8512 | 122.2713 | 1.9788 | 303.1722 | 168.3052 | 20.1155 | 4.9704 | 21295.9539 | 12042.2203 | 1924.8734 | 760.3297 | 376.8925 | 6.0644 | 19935.5781 | 11065.2816 | 1318.7628 | 600.0462 | 251863.2868 | 140538.0449 | 20990.5054 | 14634.5986 | 6415.4595 | 156.3445 | 231228.2262 | 128122.1234 | 14833.6989 | 6000.462 | 0.021421 | 0.0092764 | 0.0002356 | 0.014034 | 0.008016 | 0.0014034 | 0.0093144 | 5000000 | scaled
279-10AE | 166571.4259 | 9846.5178 | 146782.4285 | 9942.4795 | 5.911% | 88.12% | 5.969% | 70434.3777 | 146725.0996 | 286.9255 | 63995.1445 | 6152.3076 | 551.6503 | 133481.4901 | 12691.959 | 279 | 0.054414 | 0.03391 | 0.015737 | 3061186.9353 | 574.0173 | 151594.8152 | 14402.5934 | 10549.0733 | 2785952.424 | 264685.4378 | 2835064.8251 | 11549.083 | 2575878.2736 | 247637.4676 | 1261141.1691 | 4741.5812 | 1147308.8317 | 109090.7561 |  | 523 | 279-10AE | 166571.4259 | 96137.0482 | 19846.3263 | 9846.5178 | 4803.9511 | 115.9998 | 146782.4285 | 81390.6176 | 9787.8471 | 9942.4795 | 574.0173 | 287.0917 | 22.3669 | 388.6204 | 180.9565 | 3.0216 | 177.9155 | 98.6539 | 11.8639 | 7.4814 | 14402.5934 | 8250.2858 | 1710.6344 | 1563.3453 | 728.5747 | 11.5237 | 11936.0664 | 6618.5294 | 795.929 | 903.1816 | 151594.8152 | 87599.6707 | 18113.325 | 7894.5521 | 3894.4199 | 101.4544 | 134668.4466 | 74673.4344 | 8980.0542 | 9031.8165 | 0.026271 | 0.011845 | 0.0003262 | 0.014147 | 0.0080692 | 0.0014146 | 0.013996 | 5000000 | scaled
279-11AE | 201506.0077 | 6211.1266 | 185605.543 | 9689.3381 | 3.082% | 92.11% | 4.808% | 85870.056 | 179367.6331 | 110.1453 | 78533.6811 | 7226.2296 | 243.2496 | 163928.0121 | 15196.3713 | 279 | 0.055223 | 0.03362 | 0.01525 | 3648977.1887 | 266.2337 | 184085.8549 | 17153.9191 | 4821.0998 | 3333523.8634 | 310632.2247 | 3439519.3219 | 4411.863 | 3145661.3184 | 289446.1395 | 1451696.6964 | 1968.7202 | 1326737.4362 | 122990.5396 |  | 524 | 279-11AE | 201506.0077 | 115635.9517 | 22138.3746 | 6211.1266 | 3067.5912 | 69.3667 | 185605.543 | 102879.0224 | 12379.6698 | 9689.3381 | 266.2337 | 156.0884 | 22.984 | 26.3422 | 19.8696 | 0.17893 | 232.6005 | 128.9278 | 15.5142 | 7.2909 | 17153.9191 | 9927.6895 | 1957.5478 | 134.7827 | 101.8685 | 0.91284 | 16138.9503 | 8945.6349 | 1076.4489 | 880.1861 | 184085.8549 | 105552.1738 | 20157.8428 | 6050.0017 | 2945.853 | 68.2749 | 169233.9921 | 93804.4597 | 11287.7068 | 8801.8611 | 0.027589 | 0.012047 | 0.000307 | 0.014101 | 0.0080404 | 0.0014102 | 0.013533 | 5000000 | scaled
280-23AE | 38657.0939 | 0 | 38657.0939 | 0 | 0% | 100% | 0% | 4576.3408 | 9505.7121 | 5.4586 | 4155.0431 | 415.839 | 11.3383 | 8630.6169 | 863.7569 | 280 | 0.030355 | 0.030355 | 0.030355 | 1273491.6555 | 46.1098 | 35098.3245 | 3512.6595 | 1519.0095 | 1156254.1021 | 115718.5439 | 1122731.9586 | 1339.1847 | 1019373.3304 | 102019.4414 | 960342.2735 | 1145.4877 | 871933.2312 | 87263.5554 |  | 525 | 280-23AE | 38657.0939 | 34080.7531 | 29151.3818 | 0 | 0 | 0 | 38657.0939 | 34080.7531 | 29151.3818 | 0 | 46.1098 | 40.6512 | 34.7715 | 0 | 0 | 0 | 46.1098 | 40.6512 | 34.7715 | 0 | 3512.6595 | 3096.8205 | 2648.9027 | 0 | 0 | 0 | 3512.6595 | 3096.8205 | 2648.9027 | 0 | 35098.3245 | 30943.2814 | 26467.7076 | 0 | 0 | 0 | 35098.3245 | 30943.2814 | 26467.7076 | 0 | 0 | 0 | 0 | 0.030355 | 0.030355 | 0.030355 | 0 | 5000000 | scaled
280-24AE | 365788.5423 | 11503.142 | 352682.9576 | 1602.4428 | 3.145% | 96.42% | 0.4381% | 161739.8718 | 337527.904 | 458.9045 | 147032.8374 | 14248.1299 | 1094.3845 | 305648.5104 | 30785.0091 | 280 | 0.037093 | 0.021342 | 0.00527 | 9861390.0817 | 1138.0161 | 331467.1414 | 33183.3848 | 30680.0776 | 8936110.3551 | 894599.6501 | 9560986.913 | 27127.3868 | 8691604.7263 | 842254.8002 | 5362549.9583 | 17387.2786 | 4856058.9725 | 489103.7077 |  | 526 | 280-24AE | 365788.5423 | 204048.6705 | 28260.6383 | 11503.142 | 6573.9933 | 114.7577 | 352682.9576 | 195872.2344 | 26543.4378 | 1602.4428 | 1138.0161 | 679.1116 | 43.6316 | 679.8814 | 424.1377 | 8.0367 | 456.9289 | 253.7681 | 34.3891 | 1.2058 | 33183.3848 | 18935.2549 | 2398.3757 | 3636.9287 | 2461.0911 | 40.0546 | 29400.8891 | 16328.5969 | 2212.7541 | 145.567 | 331467.1414 | 184434.304 | 25818.631 | 7186.3318 | 3688.7646 | 66.6665 | 322825.1396 | 179289.8694 | 24296.2945 | 1455.67 | 0.0050284 | 0.0021772 | 5.52e-05 | 0.029833 | 0.016933 | 0.0029834 | 0.0022314 | 5000000 | scaled
280-382AE | 117950.1754 | 11405.7555 | 103537.7125 | 3006.7075 | 9.67% | 87.78% | 2.549% | 54089.199 | 107084.3433 | 761.9792 | 43449.3412 | 9877.8786 | 1111.605 | 89599.1476 | 16373.5907 | 280 | 0.044174 | 0.025656 | 0.0073824 | 2670102.4892 | 1130.4724 | 99422.5886 | 17397.1145 | 25591.1206 | 2250683.3951 | 393827.9743 | 2489085.625 | 35064.8829 | 1999458.9083 | 454561.8357 | 1471856.3191 | 15278.8242 | 1231525.24 | 225052.2554 |  | 527 | 280-382AE | 117950.1754 | 63860.9764 | 10865.8321 | 11405.7555 | 3373.7891 | 61.1195 | 103537.7125 | 57480.4798 | 7798.0052 | 3006.7075 | 1130.4724 | 368.4932 | 18.8674 | 974.4204 | 280.8522 | 5.0222 | 153.7896 | 85.3785 | 11.5828 | 2.2625 | 17397.1145 | 7519.2359 | 1023.5237 | 7578.0793 | 1946.556 | 31.4369 | 9545.9038 | 5299.5485 | 718.9555 | 273.1314 | 99422.5886 | 55973.2473 | 9823.441 | 2853.2557 | 1146.3809 | 24.6604 | 93838.0192 | 52095.5528 | 7067.4669 | 2731.3137 | 0.0095686 | 0.0041866 | 0.000107 | 0.030367 | 0.017231 | 0.0030368 | 0.0042386 | 5000000 | scaled
282-563F | 27943.6221 | 6353.0054 | 21389.7462 | 200.8706 | 22.74% | 76.55% | 0.7188% | 12134.154 | 26076.1276 | 258.1086 | 7599.976 | 4276.0694 | 619.489 | 15838.5884 | 9618.0502 | 282 | 0.031532 | 0.018045 | 0.0033284 | 886193.2285 | 627.6045 | 17297.8705 | 10018.1471 | 19903.6057 | 548577.9784 | 317711.6446 | 876113.4979 | 18636.0264 | 548735.5417 | 308741.9299 | 561078.7559 | 13329.5142 | 340798.1284 | 206951.1134 |  | 528 | 282-563F | 27943.6221 | 15809.4681 | 1867.4945 | 6353.0054 | 3729.2792 | 58.9383 | 21389.7462 | 11879.3183 | 1607.6857 | 200.8706 | 627.6045 | 369.4959 | 8.1155 | 609.8964 | 359.5941 | 6.6447 | 17.5569 | 9.7506 | 1.3196 | 0.15115 | 10018.1471 | 5742.0777 | 400.0969 | 5583.9709 | 3271.3364 | 49.9418 | 4415.929 | 2452.4941 | 331.9079 | 18.2472 | 17297.8705 | 9697.8945 | 1459.2821 | 159.138 | 98.3487 | 2.3518 | 16956.2603 | 9417.0736 | 1274.4582 | 182.4722 | 0.0010466 | 0.0006128 | 1.58e-05 | 0.030192 | 0.017139 | 0.0030192 | 0.0002934 | 5000000 | scaled
282-565F | 89977.8 | 373.7239 | 88914.7259 | 689.3502 | 0.4154% | 98.82% | 0.7661% | 39622.0534 | 82610.239 | 69.5625 | 32333.6583 | 7218.8326 | 159.0785 | 67296.0086 | 15155.1519 | 282 | 0.032683 | 0.018734 | 0.00397 | 2753045.9263 | 168.7993 | 73385.3844 | 16423.6164 | 5164.7431 | 2245368.6736 | 502512.5096 | 2687876.1343 | 4718.9695 | 2193446.8601 | 489710.3043 | 1855808.8244 | 3573.6398 | 1511780.2363 | 340454.9483 |  | 529 | 282-565F | 89977.8 | 50355.7467 | 7367.561 | 373.7239 | 261.5842 | 0.20618 | 88914.7259 | 49404.8123 | 6678.0047 | 689.3502 | 168.7993 | 99.2368 | 9.7208 | 45.7585 | 30.6396 | 0 | 122.5221 | 68.0785 | 9.2021 | 0.51871 | 16423.6164 | 9204.7838 | 1268.4644 | 305.7152 | 221.1646 | 0 | 16055.2801 | 8920.9981 | 1205.8434 | 62.621 | 73385.3844 | 41051.726 | 6089.3758 | 22.2502 | 9.7799 | 0.20618 | 72736.9237 | 40415.7357 | 5462.9592 | 626.2104 | 0.0017488 | 0.000757 | 1.92e-05 | 0.029982 | 0.017025 | 0.0029982 | 0.0009526 | 5000000 | scaled
283-1357AE | 1309.6636 | 0 | 1309.6636 | 0 | 0% | 100% | 0% | 39.1868 | 81.6898 | 0.50838 | 30.6867 | 7.9918 | 1.0598 | 63.9702 | 16.6598 | 283 | 0.17318 | 0.17318 | 0.17318 | 7562.3714 | 16.9905 | 1025.5805 | 267.0925 | 98.1082 | 5921.9946 | 1542.2686 | 7336.0955 | 95.1727 | 5744.8009 | 1496.1219 | 7090.6712 | 91.9888 | 5552.6124 | 1446.0701 |  | 530 | 283-1357AE | 1309.6636 | 1270.4768 | 1227.9738 | 0 | 0 | 0 | 1309.6636 | 1270.4768 | 1227.9738 | 0 | 16.9905 | 16.4822 | 15.9308 | 0 | 0 | 0 | 16.9905 | 16.4822 | 15.9308 | 0 | 267.0925 | 259.1008 | 250.4327 | 0 | 0 | 0 | 267.0925 | 259.1008 | 250.4327 | 0 | 1025.5805 | 994.8938 | 961.6103 | 0 | 0 | 0 | 1025.5805 | 994.8938 | 961.6103 | 0 | 0 | 0 | 0 | 0.17318 | 0.17318 | 0.17318 | 0 | 5000000 | scaled
283-1358AE | 1307.7045 | 0 | 1307.7045 | 0 | 0% | 100% | 0% | 39.2102 | 81.8245 | 0.50868 | 30.705 | 7.9965 | 1.0615 | 64.0757 | 16.6873 | 283 | 0.17289 | 0.17289 | 0.17289 | 7563.9613 | 16.9651 | 1024.0464 | 266.693 | 98.1289 | 5923.2396 | 1542.5928 | 7337.1634 | 95.1866 | 5745.6371 | 1496.3397 | 7090.6759 | 91.9888 | 5552.616 | 1446.0711 |  | 531 | 283-1358AE | 1307.7045 | 1268.4943 | 1225.88 | 0 | 0 | 0 | 1307.7045 | 1268.4943 | 1225.88 | 0 | 16.9651 | 16.4564 | 15.9036 | 0 | 0 | 0 | 16.9651 | 16.4564 | 15.9036 | 0 | 266.693 | 258.6965 | 250.0057 | 0 | 0 | 0 | 266.693 | 258.6965 | 250.0057 | 0 | 1024.0464 | 993.3414 | 959.9707 | 0 | 0 | 0 | 1024.0464 | 993.3414 | 959.9707 | 0 | 0 | 0 | 0 | 0.17289 | 0.17289 | 0.17289 | 0 | 5000000 | scaled
283-55R | 5299634.366 | 5223022.486 | 72583.4736 | 4028.4062 | 98.55% | 1.37% | 0.07601% | 2113986.793 | 5160611.625 | 126416.7262 | 29131.0918 | 1958438.974 | 310512.2603 | 64292.8515 | 4785806.5126 | 283 | 0.20157 | 0.11832 | 0.02325 | 26291572.6521 | 318195.8343 | 74005.9471 | 4907432.584 | 1578574.7313 | 367144.7124 | 24345853.2055 | 26923452.981 | 1610026.5125 | 371009.6879 | 24942416.7678 | 5979472.7312 | 359782.8568 | 74494.5329 | 5545195.3408 |  | 532 | 283-55R | 5299634.366 | 3185647.573 | 139022.741 | 5223022.486 | 3140571.323 | 128193.0113 | 72583.4736 | 41047.8438 | 6801.3234 | 4028.4062 | 318195.8343 | 191779.1081 | 7683.574 | 317892.7039 | 191606.363 | 7652.4224 | 300.0991 | 169.7139 | 28.1203 | 3.0312 | 4907432.584 | 2948993.61 | 121626.0714 | 4897878.845 | 2943431.729 | 120399.1999 | 9187.7957 | 5195.9376 | 860.9283 | 365.9432 | 74005.9471 | 44874.8553 | 9713.0956 | 7250.9365 | 5533.2313 | 141.389 | 63095.5788 | 35682.1923 | 5912.2747 | 3659.4318 | 0.024145 | 0.01499 | 0.0003842 | 0.17173 | 0.09764 | 0.017173 | 0.0056924 | 5000000 | scaled
283-71F | 2013590.128 | 1767950.836 | 242238.6417 | 3400.6506 | 87.8% | 12.03% | 0.1689% | 943016.176 | 1971569.0665 | 49887.72 | 94403.8978 | 798724.5586 | 105060.5054 | 198185.875 | 1668322.6868 | 283 | 0.19011 | 0.10943 | 0.021981 | 10591454.4596 | 106082.3316 | 221521.7281 | 1685986.069 | 557991.5041 | 1165201.0319 | 8868261.9273 | 9783042.1195 | 517545.3811 | 979365.2876 | 8286131.4551 | 1911664.4772 | 101868.3238 | 192164.1517 | 1617632.0025 |  | 533 | 283-71F | 2013590.128 | 1070573.952 | 42021.0615 | 1767950.836 | 930161.9721 | 15936.934 | 242238.6417 | 137011.3296 | 22683.477 | 3400.6506 | 106082.3316 | 56194.6116 | 1021.8262 | 105366.9713 | 55788.8889 | 952.5199 | 712.8014 | 403.1639 | 66.7475 | 2.5589 | 1685986.069 | 887261.5104 | 17663.3822 | 1659785.151 | 872307.9542 | 14929.9111 | 25892.0004 | 14644.6388 | 2424.5537 | 308.9174 | 221521.7281 | 127117.8303 | 23335.8531 | 2798.7139 | 2065.129 | 54.503 | 215633.8399 | 121963.527 | 20192.1758 | 3089.1743 | 0.015405 | 0.0080156 | 0.0002038 | 0.16992 | 0.096631 | 0.016992 | 0.0047852 | 5000000 | scaled
283-78F | 3886.4275 | 0 | 3886.4275 | 0 | 0% | 100% | 0% | 117.8731 | 246.0734 | 1.5292 | 92.3049 | 24.039 | 3.1924 | 192.6968 | 50.1842 | 283 | 0.17113 | 0.17113 | 0.17113 | 22709.9563 | 50.4194 | 3043.4108 | 792.5973 | 294.6211 | 17783.8711 | 4631.4642 | 22021.1762 | 285.6854 | 17244.4966 | 4490.9945 | 21272.0509 | 275.9668 | 16657.8661 | 4338.218 |  | 534 | 283-78F | 3886.4275 | 3768.5543 | 3640.3541 | 0 | 0 | 0 | 3886.4275 | 3768.5543 | 3640.3541 | 0 | 50.4194 | 48.8903 | 47.2271 | 0 | 0 | 0 | 50.4194 | 48.8903 | 47.2271 | 0 | 792.5973 | 768.5583 | 742.4131 | 0 | 0 | 0 | 792.5973 | 768.5583 | 742.4131 | 0 | 3043.4108 | 2951.1058 | 2850.7139 | 0 | 0 | 0 | 3043.4108 | 2951.1058 | 2850.7139 | 0 | 0 | 0 | 0 | 0.17113 | 0.17113 | 0.17113 | 0 | 5000000 | scaled
283-80F | 22684.3181 | 11406.2619 | 11242.2302 | 35.826 | 50.28% | 49.56% | 0.1579% | 1360.8886 | 12121.1096 | 66.6036 | 277.5638 | 1016.7212 | 666.8536 | 579.0675 | 10875.1885 | 283 | 0.17072 | 0.1707 | 0.17064 | 132874.2477 | 778.2935 | 9136.3777 | 12769.647 | 4558.8834 | 53516.6763 | 74798.688 | 124917.8645 | 6113.6347 | 25477.9714 | 93326.2584 | 61904.7783 | 3405.7462 | 2957.4062 | 55541.6258 |  | 535 | 283-80F | 22684.3181 | 21323.4295 | 10563.2085 | 11406.2619 | 10388.0807 | 0.0029612 | 11242.2302 | 10899.5228 | 10527.3795 | 35.826 | 778.2935 | 711.6899 | 111.4399 | 659.2882 | 596.3116 | 0 | 118.9783 | 115.3514 | 111.4129 | 0.026958 | 12769.647 | 11752.9258 | 1894.4584 | 10746.7683 | 9791.6132 | 0 | 2019.6242 | 1958.0581 | 1891.204 | 3.2545 | 9136.3777 | 8858.8138 | 8557.3102 | 0.20539 | 0.15598 | 0.0029612 | 9103.6277 | 8826.1133 | 8524.7626 | 32.5446 | 8.54e-05 | 6.48e-05 | 1.6e-06 | 0.17059 | 0.17059 | 0.17059 | 4.94e-05 | 5000000 | scaled
283-81 | 1288.0416 | 0 | 1288.0416 | 0 | 0% | 100% | 0% | 39.3364 | 82.1464 | 0.51032 | 30.8038 | 8.0223 | 1.0657 | 64.3278 | 16.7529 | 283 | 0.17007 | 0.17007 | 0.17007 | 7573.6949 | 16.71 | 1008.6486 | 262.683 | 98.2551 | 5930.8618 | 1544.5779 | 7342.3964 | 95.2545 | 5749.735 | 1497.4069 | 7090.6734 | 91.9888 | 5552.614 | 1446.0706 |  | 536 | 283-81 | 1288.0416 | 1248.7052 | 1205.8952 | 0 | 0 | 0 | 1288.0416 | 1248.7052 | 1205.8952 | 0 | 16.71 | 16.1997 | 15.6443 | 0 | 0 | 0 | 16.71 | 16.1997 | 15.6443 | 0 | 262.683 | 254.6607 | 245.93 | 0 | 0 | 0 | 262.683 | 254.6607 | 245.93 | 0 | 1008.6486 | 977.8448 | 944.3208 | 0 | 0 | 0 | 1008.6486 | 977.8448 | 944.3208 | 0 | 0 | 0 | 0 | 0.17007 | 0.17007 | 0.17007 | 0 | 5000000 | scaled
283-83F | 1280.3933 | 0 | 1280.3933 | 0 | 0% | 100% | 0% | 39.3747 | 82.2315 | 0.51082 | 30.8338 | 8.0301 | 1.0668 | 64.3944 | 16.7703 | 283 | 0.16898 | 0.16898 | 0.16898 | 7577.3139 | 16.6108 | 1002.6593 | 261.1232 | 98.3021 | 5933.6959 | 1545.316 | 7344.296 | 95.2791 | 5751.2226 | 1497.7943 | 7090.6714 | 91.9888 | 5552.6124 | 1446.0702 |  | 537 | 283-83F | 1280.3933 | 1241.0186 | 1198.1618 | 0 | 0 | 0 | 1280.3933 | 1241.0186 | 1198.1618 | 0 | 16.6108 | 16.1 | 15.544 | 0 | 0 | 0 | 16.6108 | 16.1 | 15.544 | 0 | 261.1232 | 253.0931 | 244.3529 | 0 | 0 | 0 | 261.1232 | 253.0931 | 244.3529 | 0 | 1002.6593 | 971.8255 | 938.2649 | 0 | 0 | 0 | 1002.6593 | 971.8255 | 938.2649 | 0 | 0 | 0 | 0 | 0.16898 | 0.16898 | 0.16898 | 0 | 5000000 | scaled
283-85F | 1276.0703 | 0 | 1276.0703 | 0 | 0% | 100% | 0% | 39.3804 | 82.3003 | 0.51089 | 30.8383 | 8.0312 | 1.0677 | 64.4483 | 16.7843 | 283 | 0.16836 | 0.16836 | 0.16836 | 7579.5051 | 16.5547 | 999.274 | 260.2415 | 98.3305 | 5935.4117 | 1545.7628 | 7345.5965 | 95.296 | 5752.2409 | 1498.0595 | 7090.6642 | 91.9887 | 5552.6069 | 1446.0687 |  | 538 | 283-85F | 1276.0703 | 1236.6899 | 1193.7701 | 0 | 0 | 0 | 1276.0703 | 1236.6899 | 1193.7701 | 0 | 16.5547 | 16.0438 | 15.487 | 0 | 0 | 0 | 16.5547 | 16.0438 | 15.487 | 0 | 260.2415 | 252.2103 | 243.4572 | 0 | 0 | 0 | 260.2415 | 252.2103 | 243.4572 | 0 | 999.274 | 968.4358 | 934.8258 | 0 | 0 | 0 | 999.274 | 968.4358 | 934.8258 | 0 | 0 | 0 | 0 | 0.16836 | 0.16836 | 0.16836 | 0 | 5000000 | scaled
284-660R | 67711.0615 | 25335.0003 | 42167.087 | 208.9742 | 37.42% | 62.28% | 0.3086% | 34164.2323 | 64359.3944 | 1280.2146 | 17025.8119 | 15858.2059 | 2096.7135 | 35596.5199 | 26666.161 | 284 | 0.0068676 | 0.0039504 | 0.0008968 | 9859494.0678 | 2127.8419 | 38324.8094 | 27258.4102 | 309837.7714 | 5580524.403 | 3969131.8932 | 8492008.1814 | 318215.6237 | 4232008.8548 | 3941783.7025 | 3737362.9282 | 121756.5735 | 2067097.0441 | 1548509.3105 |  | 539 | 284-660R | 67711.0615 | 33546.8291 | 3351.6671 | 25335.0003 | 9967.4702 | 321.6099 | 42167.087 | 23370.3848 | 2821.083 | 208.9742 | 2127.8419 | 847.6273 | 31.1284 | 2074.8265 | 818.1744 | 27.4348 | 52.8581 | 29.2957 | 3.5363 | 0.15725 | 27258.4102 | 11400.2043 | 592.2492 | 23030.5561 | 9048.5265 | 291.682 | 4208.8708 | 2332.6944 | 281.5839 | 18.9834 | 38324.8094 | 21298.9975 | 2728.2895 | 229.6177 | 100.7693 | 2.4932 | 37905.3582 | 21008.3947 | 2535.9627 | 189.8336 | 0.0006862 | 0.0002972 | 7.6e-06 | 0.0058802 | 0.003352 | 0.000588 | 0.0003012 | 5000000 | scaled
286-1053R | 76516.3244 | 14918.8305 | 55121.6765 | 6475.8173 | 19.5% | 72.04% | 8.463% | 32814.6917 | 66152.4925 | 205.0761 | 29568.2602 | 3041.3554 | 401.8365 | 59528.6197 | 6222.0363 | 286 | 0.033619 | 0.020706 | 0.010072 | 2275957.4653 | 419.1774 | 68924.4215 | 7172.7255 | 12468.3201 | 2050138.3579 | 213350.7873 | 2110537.4527 | 13189.8481 | 1901737.2211 | 195610.3838 | 1028954.1431 | 6250.2753 | 925924.5966 | 96779.2713 |  | 540 | 286-1053R | 76516.3244 | 43701.6327 | 10363.8319 | 14918.8305 | 6716.4216 | 196.674 | 55121.6765 | 30509.3938 | 3691.3405 | 6475.8173 | 419.1774 | 214.1013 | 17.341 | 343.8286 | 170.2206 | 7.7486 | 70.476 | 39.0079 | 4.7196 | 4.8728 | 7172.7255 | 4131.3701 | 950.6892 | 1781.917 | 884.9356 | 40.8091 | 4802.5408 | 2658.1668 | 321.6124 | 588.2677 | 68924.4215 | 39356.1613 | 9395.8018 | 12793.085 | 5661.2654 | 148.1164 | 50248.6597 | 27812.2191 | 3365.0086 | 5882.6768 | 0.018602 | 0.0082122 | 0.0003268 | 0.0058576 | 0.0033346 | 0.0005858 | 0.0091596 | 5000000 | scaled
286-989AE | 139871.578 | 5630.2462 | 126676.0413 | 7565.2905 | 4.025% | 90.57% | 5.409% | 60048.2944 | 124521.3034 | 218.5379 | 54797.2057 | 5032.5508 | 415.4422 | 113748.2147 | 10357.6465 | 286 | 0.03669 | 0.022764 | 0.011397 | 3812274.2015 | 432.0378 | 127735.0548 | 11704.4854 | 11775.4203 | 3481486.811 | 319011.9714 | 3506557.8813 | 12761.6593 | 3199917.2572 | 293878.967 | 1346869.7552 | 4493.581 | 1230343.9329 | 112032.2417 |  | 541 | 286-989AE | 139871.578 | 79823.2836 | 15350.2746 | 5630.2462 | 2552.4716 | 55.6239 | 126676.0413 | 69705.5215 | 7729.3601 | 7565.2905 | 432.0378 | 213.4999 | 16.5956 | 295.438 | 135.4416 | 2.2306 | 130.9072 | 72.3656 | 8.6724 | 5.6926 | 11704.4854 | 6671.9346 | 1346.839 | 1101.697 | 506.0532 | 8.2504 | 9915.5523 | 5478.6452 | 651.3524 | 687.2362 | 127735.0548 | 72937.8491 | 13986.8401 | 4233.1113 | 1910.9768 | 45.1429 | 116629.5818 | 64154.5106 | 7069.3354 | 6872.3617 | 0.020288 | 0.0088672 | 0.0002246 | 0.0058102 | 0.0033054 | 0.000581 | 0.010591 | 5000000 | scaled
286-990AE | 50012.4149 | 2667.7601 | 44215.4182 | 3129.2366 | 5.334% | 88.41% | 6.257% | 21263.3431 | 43895.2728 | 25.6474 | 19185.4179 | 2052.2777 | 54.1651 | 39552.5399 | 4288.5678 | 286 | 0.018547 | 0.011306 | 0.005049 | 2696581.306 | 60.0036 | 45074.1698 | 4878.2414 | 3235.2909 | 2430319.8311 | 263026.1841 | 2542725.5174 | 3066.9798 | 2294241.8612 | 245416.6767 | 1211555.161 | 1495.0131 | 1091691.2182 | 118368.9298 |  | 542 | 286-990AE | 50012.4149 | 28749.0718 | 6117.142 | 2667.7601 | 1162.5145 | 29.7324 | 44215.4182 | 24457.3207 | 2958.1731 | 3129.2366 | 60.0036 | 34.3563 | 5.8385 | 8.8864 | 5.0291 | 0.2215 | 48.7626 | 26.9726 | 3.2624 | 2.3546 | 4878.2414 | 2825.9637 | 589.6736 | 46.2805 | 26.1871 | 1.1539 | 4547.6989 | 2515.5146 | 304.2577 | 284.262 | 45074.1698 | 25888.7518 | 5521.6299 | 2612.5932 | 1131.2984 | 28.3569 | 39618.9567 | 21914.8335 | 2650.653 | 2842.6199 | 0.0083226 | 0.0036044 | 9.1e-05 | 0.0058512 | 0.0033292 | 0.0005852 | 0.0043728 | 5000000 | scaled
286-991 | 4531.5386 | 0 | 4531.5386 | 0 | 0% | 100% | 0% | 719.1152 | 1502.9394 | 0.84097 | 650.9967 | 67.2776 | 1.7576 | 1360.5728 | 140.609 | 286 | 0.0058638 | 0.0058638 | 0.0058638 | 772798.964 | 5.2994 | 4102.2864 | 423.9527 | 903.7459 | 699595.2179 | 72300 | 650162.5855 | 760.3294 | 588575.6281 | 60826.6278 | 516490.866 | 604.0077 | 467566.0254 | 48320.8329 |  | 543 | 286-991 | 4531.5386 | 3812.4234 | 3028.5991 | 0 | 0 | 0 | 4531.5386 | 3812.4234 | 3028.5991 | 0 | 5.2994 | 4.4584 | 3.5418 | 0 | 0 | 0 | 5.2994 | 4.4584 | 3.5418 | 0 | 423.9527 | 356.6752 | 283.3437 | 0 | 0 | 0 | 423.9527 | 356.6752 | 283.3437 | 0 | 4102.2864 | 3451.2898 | 2741.7137 | 0 | 0 | 0 | 4102.2864 | 3451.2898 | 2741.7137 | 0 | 0 | 0 | 0 | 0.0058638 | 0.0058638 | 0.0058638 | 0 | 5000000 | scaled
287-1118 | 43578.3828 | 32224.9154 | 11001.52 | 351.9474 | 73.95% | 25.25% | 0.8076% | 22080.6101 | 41818.2113 | 1229.989 | 4570.8208 | 16279.8003 | 2224.1745 | 9518.8322 | 30075.2046 | 287 | 0.0072086 | 0.0041928 | 0.001084 | 6045332.3502 | 2273.4661 | 10514.1301 | 30790.7866 | 315382.4723 | 1458553.6831 | 4271396.1948 | 5127306.9691 | 285613.996 | 1061383.771 | 3780309.2026 | 1623774.3838 | 86363.2727 | 369610.1623 | 1167800.9487 |  | 544 | 287-1118 | 43578.3828 | 21497.7727 | 1760.1714 | 32224.9154 | 15063.3265 | 672.6836 | 11001.52 | 6082.4988 | 735.5405 | 351.9474 | 2273.4661 | 1043.4771 | 49.2916 | 2260.2436 | 1036.0483 | 48.1604 | 12.9576 | 7.164 | 0.86632 | 0.26483 | 30790.7866 | 14510.9863 | 715.582 | 29857.7365 | 13980.8284 | 623.3664 | 901.0789 | 498.1868 | 60.2444 | 31.9711 | 10514.1301 | 5943.3093 | 995.2979 | 106.9352 | 46.4498 | 1.1567 | 10087.4834 | 5577.1481 | 674.4298 | 319.7114 | 0.0008682 | 0.0003758 | 9.6e-06 | 0.0058512 | 0.0033278 | 0.0005852 | 0.0004892 | 5000000 | scaled
287-20 | 45559.3901 | 2796.1965 | 42301.7244 | 461.4692 | 6.137% | 92.85% | 1.013% | 20206.8256 | 42268.1186 | 169.4124 | 17319.3206 | 2718.0926 | 355.868 | 36189.8424 | 5722.4082 | 287 | 0.0081382 | 0.0046758 | 0.001235 | 5598214.6077 | 359.7263 | 39202.8638 | 5996.8001 | 44202.1921 | 4817141.8459 | 736870.5689 | 5422080.6151 | 45458.2943 | 4647278.807 | 729343.5118 | 2664997.1895 | 22437.41 | 2281762.9826 | 360796.7965 |  | 545 | 287-20 | 45559.3901 | 25352.5645 | 3291.2715 | 2796.1965 | 1478.4449 | 0.080324 | 42301.7244 | 23412.6505 | 2829.722 | 461.4692 | 359.7263 | 190.3139 | 3.8583 | 306.8916 | 160.9165 | 0 | 52.4874 | 29.0501 | 3.5111 | 0.34724 | 5996.8001 | 3278.7075 | 274.3919 | 2479.6435 | 1313.3552 | 0 | 3475.2364 | 1923.4321 | 232.4717 | 41.9202 | 39202.8638 | 21883.5432 | 3013.0213 | 9.6615 | 4.1732 | 0.080324 | 38774.0006 | 21460.1683 | 2593.7393 | 419.2017 | 0.0016908 | 0.000732 | 1.86e-05 | 0.0058122 | 0.0033086 | 0.0005812 | 0.0006352 | 5000000 | scaled
287-23AE | 31156.8198 | 0 | 31156.8198 | 0 | 0% | 100% | 0% | 4942.0175 | 10333.3745 | 6.2136 | 4532.9739 | 402.8301 | 12.9921 | 9478.096 | 842.2863 | 287 | 0.005806 | 0.005806 | 0.005806 | 5366314.1199 | 39.1734 | 28578.0149 | 2539.6315 | 6747.0499 | 4922152.0703 | 437415 | 4515122.6714 | 5676.8495 | 4141412.5118 | 368033.3166 | 3586538.9786 | 4509.3442 | 3289686.3414 | 292343.2941 |  | 546 | 287-23AE | 31156.8198 | 26214.8022 | 20823.4453 | 0 | 0 | 0 | 31156.8198 | 26214.8022 | 20823.4453 | 0 | 39.1734 | 32.9598 | 26.1813 | 0 | 0 | 0 | 39.1734 | 32.9598 | 26.1813 | 0 | 2539.6315 | 2136.8014 | 1697.3452 | 0 | 0 | 0 | 2539.6315 | 2136.8014 | 1697.3452 | 0 | 28578.0149 | 24045.041 | 19099.9189 | 0 | 0 | 0 | 28578.0149 | 24045.041 | 19099.9189 | 0 | 0 | 0 | 0 | 0.005806 | 0.005806 | 0.005806 | 0 | 5000000 | scaled
287-24AE | 44837.9199 | 0 | 44837.9199 | 0 | 0% | 100% | 0% | 7090.3259 | 14868.5116 | 8.5312 | 6502.732 | 579.0628 | 17.89 | 13636.319 | 1214.3026 | 287 | 0.0057884 | 0.0057884 | 0.0057884 | 7746168.1795 | 53.9497 | 41122.0837 | 3661.8866 | 9320.3112 | 7104222.8682 | 632625 | 6521248.3501 | 7846.4684 | 5980815.3652 | 532586.5179 | 5177494.3473 | 6229.6425 | 4748421.7883 | 422842.9188 |  | 547 | 287-24AE | 44837.9199 | 37747.594 | 29969.4083 | 0 | 0 | 0 | 44837.9199 | 37747.594 | 29969.4083 | 0 | 53.9497 | 45.4185 | 36.0597 | 0 | 0 | 0 | 53.9497 | 45.4185 | 36.0597 | 0 | 3661.8866 | 3082.8238 | 2447.584 | 0 | 0 | 0 | 3661.8866 | 3082.8238 | 2447.584 | 0 | 41122.0837 | 34619.3516 | 27485.7647 | 0 | 0 | 0 | 41122.0837 | 34619.3516 | 27485.7647 | 0 | 0 | 0 | 0 | 0.0057884 | 0.0057884 | 0.0057884 | 0 | 5000000 | scaled
287-27AE | 66801.3686 | 0 | 66801.3686 | 0 | 0% | 100% | 0% | 10602.7305 | 22151.3894 | 13.1019 | 9690.1378 | 899.4909 | 27.3726 | 20244.7865 | 1879.2303 | 287 | 0.005772 | 0.005772 | 0.005772 | 11573348.6764 | 82.5469 | 61051.6758 | 5667.1458 | 14301.2622 | 10577213.4148 | 981834 | 9736423.7803 | 12031.3621 | 8898395.3629 | 825997.0534 | 7735616.632 | 9558.9517 | 7069800.6515 | 656257.0294 |  | 548 | 287-27AE | 66801.3686 | 56198.6381 | 44649.9792 | 0 | 0 | 0 | 66801.3686 | 56198.6381 | 44649.9792 | 0 | 82.5469 | 69.445 | 55.1743 | 0 | 0 | 0 | 82.5469 | 69.445 | 55.1743 | 0 | 5667.1458 | 4767.655 | 3787.9156 | 0 | 0 | 0 | 5667.1458 | 4767.655 | 3787.9156 | 0 | 61051.6758 | 51361.5381 | 40806.8894 | 0 | 0 | 0 | 61051.6758 | 51361.5381 | 40806.8894 | 0 | 0 | 0 | 0 | 0.005772 | 0.005772 | 0.005772 | 0 | 5000000 | scaled
287-28 | 61.8369 | 0 | 61.8369 | 0 | 0% | 100% | 0% | 9.8173 | 20.5088 | 0.12736 | 7.6878 | 2.0021 | 0.26606 | 16.0602 | 4.1826 | 287 | 0.0058142 | 0.0058142 | 0.0058142 | 10635.491 | 0.80222 | 48.4236 | 12.611 | 137.9765 | 8328.5145 | 2169 | 8946.9926 | 116.0712 | 7006.2734 | 1824.648 | 7108.1318 | 92.2153 | 5566.2855 | 1449.631 |  | 549 | 287-28 | 61.8369 | 52.0196 | 41.3281 | 0 | 0 | 0 | 61.8369 | 52.0196 | 41.3281 | 0 | 0.80222 | 0.67486 | 0.53616 | 0 | 0 | 0 | 0.80222 | 0.67486 | 0.53616 | 0 | 12.611 | 10.6089 | 8.4284 | 0 | 0 | 0 | 12.611 | 10.6089 | 8.4284 | 0 | 48.4236 | 40.7359 | 32.3635 | 0 | 0 | 0 | 48.4236 | 40.7359 | 32.3635 | 0 | 0 | 0 | 0 | 0.0058142 | 0.0058142 | 0.0058142 | 0 | 5000000 | scaled
287-30 | 61.8241 | 0 | 61.8241 | 0 | 0% | 100% | 0% | 9.857 | 20.5123 | 0.12788 | 7.7189 | 2.0102 | 0.26611 | 16.0629 | 4.1833 | 287 | 0.005813 | 0.005813 | 0.005813 | 10635.491 | 0.80206 | 48.4137 | 12.6084 | 137.9765 | 8328.5145 | 2169 | 8939.8135 | 115.9781 | 7000.6516 | 1823.1839 | 7106.7938 | 92.1979 | 5565.2377 | 1449.3582 |  | 550 | 287-30 | 61.8241 | 51.9671 | 41.3118 | 0 | 0 | 0 | 61.8241 | 51.9671 | 41.3118 | 0 | 0.80206 | 0.67418 | 0.53595 | 0 | 0 | 0 | 0.80206 | 0.67418 | 0.53595 | 0 | 12.6084 | 10.5982 | 8.4251 | 0 | 0 | 0 | 12.6084 | 10.5982 | 8.4251 | 0 | 48.4137 | 40.6948 | 32.3507 | 0 | 0 | 0 | 48.4137 | 40.6948 | 32.3507 | 0 | 0 | 0 | 0 | 0.005813 | 0.005813 | 0.005813 | 0 | 5000000 | scaled
288-149R | 481284.3353 | 453892.174 | 23823.7737 | 3568.3875 | 94.31% | 4.95% | 0.7414% | 243374.5446 | 474320.7052 | 15528.0514 | 12067.4537 | 215779.0394 | 30260.2585 | 25007.4493 | 419052.9973 | 288 | 0.02124 | 0.013009 | 0.0057218 | 22659764.5577 | 30406.4955 | 29772.165 | 421105.6747 | 1431594.546 | 1401729.0839 | 19826440.9264 | 18288092.1439 | 1166837.0443 | 906794.5306 | 16214460.5622 | 1217034.8715 | 77643.2262 | 64165.3159 | 1075226.3294 |  | 551 | 288-149R | 481284.3353 | 237909.7907 | 6963.6301 | 453892.174 | 221188.9518 | 1801.5627 | 23823.7737 | 13152.4514 | 1593.6799 | 3568.3875 | 30406.4955 | 14878.4441 | 146.237 | 30371.6376 | 14857.9973 | 141.3997 | 32.1728 | 17.7617 | 2.1522 | 2.6851 | 421105.6747 | 205326.6353 | 2052.6774 | 418750.1054 | 203880.9923 | 1592.6321 | 2031.4145 | 1121.4882 | 135.8905 | 324.1548 | 29772.165 | 17704.7113 | 4764.7157 | 4770.431 | 2449.9622 | 67.5308 | 21760.1863 | 12013.2015 | 1455.6372 | 3241.5477 | 0.010423 | 0.0046954 | 0.0001192 | 0.0057932 | 0.0032904 | 0.0005794 | 0.0050232 | 5000000 | scaled
288-18 | 1717867.095 | 1651247.169 | 62685.8201 | 3934.1058 | 96.12% | 3.649% | 0.229% | 923750.2532 | 1691566.2435 | 62765.3369 | 26942.1353 | 834042.7812 | 114346.7655 | 55304.3324 | 1521915.1458 | 288 | 0.026137 | 0.015237 | 0.006281 | 65724985.6526 | 115634.7225 | 62590.0577 | 1539642.315 | 4424143.4622 | 2394673.405 | 58906168.7939 | 52119031.9231 | 3541291.1517 | 1520105.6815 | 47057635.1 | 4187366.905 | 283058.2979 | 136902.4311 | 3767406.1765 |  | 552 | 288-18 | 1717867.095 | 794116.8418 | 26300.8515 | 1651247.169 | 755570.4653 | 18173.301 | 62685.8201 | 34612.2707 | 4193.4447 | 3934.1058 | 115634.7225 | 52869.3856 | 1287.957 | 115540.4031 | 52815.9809 | 1278.8851 | 91.3591 | 50.4444 | 6.1116 | 2.9603 | 1539642.315 | 705599.5338 | 17727.1692 | 1531477.351 | 700931.161 | 16847.4943 | 7807.5871 | 4310.996 | 522.2981 | 357.3769 | 62590.0577 | 35647.9224 | 7285.7253 | 4229.4151 | 1823.3234 | 46.9217 | 54786.874 | 30250.8304 | 3665.035 | 3573.7687 | 0.014844 | 0.0064276 | 0.000163 | 0.0057502 | 0.003266 | 0.000575 | 0.005543 | 5000000 | scaled
288-2375R | 41801.3993 | 41062.2068 | 523.848 | 215.3444 | 98.23% | 1.253% | 0.5152% | 14732.3422 | 41546.2889 | 971.1382 | 325.2592 | 13435.9449 | 2713.4573 | 865.5261 | 37967.3054 | 288 | 0.0067116 | 0.0039544 | 0.0008862 | 6228231.6065 | 2713.646 | 1098.0936 | 37989.6597 | 404321.7701 | 163611.2945 | 5660298.5428 | 6845300.6803 | 451233.9486 | 151129.8642 | 6242936.8705 | 287869.9887 | 18801.2683 | 5997.142 | 263071.5784 |  | 553 | 288-2375R | 41801.3993 | 27069.057 | 255.1104 | 41062.2068 | 26564.4835 | 4.7824 | 523.848 | 289.2291 | 34.9836 | 215.3444 | 2713.646 | 1742.5078 | 0.18868 | 2713.085 | 1742.1255 | 0 | 0.39896 | 0.22027 | 0.026643 | 0.16204 | 37989.6597 | 24553.7148 | 22.3543 | 37928.2866 | 24511.0679 | 0 | 41.8111 | 23.0849 | 2.7922 | 19.562 | 1098.0936 | 772.8344 | 232.5674 | 420.8353 | 311.2902 | 4.7824 | 481.638 | 265.9239 | 32.1647 | 195.6203 | 0.00063 | 0.000371 | 9.4e-06 | 0.005783 | 0.0032848 | 0.0005782 | 0.0002986 | 5000000 | scaled
288-2378F | 10859.6376 | 0 | 10859.6376 | 0 | 0% | 100% | 0% | 1730.8969 | 3605.1765 | 2.4073 | 1583.094 | 145.3956 | 5.014 | 3297.3272 | 302.8353 | 288 | 0.0057612 | 0.0057612 | 0.0057612 | 1884961.055 | 15.1033 | 9932.3232 | 912.2111 | 2621.5531 | 1724002.5016 | 158337 | 1584520.7115 | 2203.7088 | 1449217.0332 | 133099.9677 | 1259192.7229 | 1751.2514 | 1151669.1011 | 105772.37 |  | 554 | 288-2378F | 10859.6376 | 9128.7407 | 7254.4611 | 0 | 0 | 0 | 10859.6376 | 9128.7407 | 7254.4611 | 0 | 15.1033 | 12.696 | 10.0893 | 0 | 0 | 0 | 15.1033 | 12.696 | 10.0893 | 0 | 912.2111 | 766.8155 | 609.3758 | 0 | 0 | 0 | 912.2111 | 766.8155 | 609.3758 | 0 | 9932.3232 | 8349.2292 | 6634.996 | 0 | 0 | 0 | 9932.3232 | 8349.2292 | 6634.996 | 0 | 0 | 0 | 0 | 0.0057612 | 0.0057612 | 0.0057612 | 0 | 5000000 | scaled
288-2379F | 1002.9641 | 0 | 1002.9641 | 0 | 0% | 100% | 0% | 160.0419 | 333.0123 | 0.31769 | 145.7407 | 13.9835 | 0.66105 | 303.2545 | 29.0967 | 288 | 0.0057718 | 0.0057718 | 0.0057718 | 173769.7167 | 1.9909 | 913.3399 | 87.6332 | 344.9412 | 158241.7755 | 15183 | 146041.4674 | 289.8993 | 132991.3032 | 12760.2648 | 116073.2814 | 230.411 | 105701.0536 | 10141.8168 |  | 555 | 288-2379F | 1002.9641 | 842.9221 | 669.9518 | 0 | 0 | 0 | 1002.9641 | 842.9221 | 669.9518 | 0 | 1.9909 | 1.6732 | 1.3299 | 0 | 0 | 0 | 1.9909 | 1.6732 | 1.3299 | 0 | 87.6332 | 73.6497 | 58.5365 | 0 | 0 | 0 | 87.6332 | 73.6497 | 58.5365 | 0 | 913.3399 | 767.5992 | 610.0853 | 0 | 0 | 0 | 913.3399 | 767.5992 | 610.0853 | 0 | 0 | 0 | 0 | 0.0057718 | 0.0057718 | 0.0057718 | 0 | 5000000 | scaled
288-2380F | 550610.0211 | 511419.522 | 38159.8215 | 1030.6775 | 92.88% | 6.93% | 0.1872% | 242301.0624 | 534997.5548 | 13846.5059 | 15925.4601 | 212529.0963 | 30633.7634 | 33045.6224 | 471318.1691 | 288 | 0.030344 | 0.017622 | 0.0039894 | 18145597.848 | 31367.7842 | 36489.8265 | 482752.4104 | 1033739.2625 | 1202538.4429 | 15909320.1424 | 17495287.7417 | 999783.5051 | 1149893.8736 | 15345610.3594 | 3913487.3064 | 224084.845 | 241727.5043 | 3447674.9569 |  | 556 | 288-2380F | 550610.0211 | 308308.9587 | 15612.4663 | 511419.522 | 286122.8812 | 11840.2065 | 38159.8215 | 21155.4 | 2741.5822 | 1030.6775 | 31367.7842 | 17521.2782 | 734.0208 | 31311.8801 | 17489.94 | 729.2845 | 55.1286 | 30.5627 | 3.9607 | 0.77555 | 482752.4104 | 270223.3141 | 11434.2414 | 479343.2856 | 268291.6101 | 11102.4129 | 3315.4973 | 1838.0765 | 238.201 | 93.6275 | 36489.8265 | 20564.3664 | 3444.2041 | 764.3564 | 341.3311 | 8.5091 | 34789.1956 | 19286.7608 | 2499.4205 | 936.2745 | 0.0043964 | 0.0022422 | 5.68e-05 | 0.024461 | 0.013894 | 0.0024462 | 0.0014864 | 5000000 | scaled
289-1559 | 4416.9519 | 138.6593 | 3919.5264 | 358.7662 | 3.139% | 88.74% | 8.122% | 1817.9339 | 3795.7949 | 8.2672 | 1633.2908 | 176.3759 | 18.628 | 3401.6297 | 375.5372 | 289 | 0.0072536 | 0.0042314 | 0.0010964 | 608932.3751 | 19.1791 | 3968.2376 | 429.5351 | 2644.0827 | 547071.472 | 59216.8204 | 614221.7651 | 2793.2302 | 551836.7623 | 59591.7726 | 566542.2968 | 2780.3205 | 507711.0788 | 56050.8975 |  | 557 | 289-1559 | 4416.9519 | 2599.018 | 621.157 | 138.6593 | 72.0447 | 0.50785 | 3919.5264 | 2168.2071 | 261.8829 | 358.7662 | 19.1791 | 10.9119 | 0.55116 | 14.7005 | 8.3138 | 0 | 4.2086 | 2.3281 | 0.2812 | 0.26996 | 429.5351 | 253.1592 | 53.9979 | 76.5468 | 43.3308 | 0 | 320.3977 | 177.2379 | 21.4074 | 32.5906 | 3968.2376 | 2334.9468 | 566.6079 | 47.412 | 20.4001 | 0.50785 | 3594.92 | 1988.641 | 240.1944 | 325.9057 | 0.000989 | 0.0004466 | 1.14e-05 | 0.0057552 | 0.0032754 | 0.0005756 | 0.0005094 | 5000000 | scaled
289-905AE | 40945.235 | 6730.4249 | 31084.3447 | 3130.4654 | 16.44% | 75.92% | 7.645% | 17707.4165 | 35668.5759 | 67.0046 | 15873.6081 | 1766.8038 | 122.9139 | 31943.4495 | 3602.2125 | 289 | 0.0188 | 0.011415 | 0.0050702 | 2177891.6938 | 127.9629 | 36704.1899 | 4113.0823 | 6806.3902 | 1952308.986 | 218776.3175 | 2035726.544 | 7703.1638 | 1824903.4396 | 203119.9407 | 1040720.1138 | 3586.3199 | 932030.2133 | 105103.5806 |  | 558 | 289-905AE | 40945.235 | 23237.8185 | 5276.6591 | 6730.4249 | 2912.8598 | 69.3419 | 31084.3447 | 17194.4933 | 2076.8518 | 3130.4654 | 127.9629 | 60.9582 | 5.049 | 91.9663 | 39.9939 | 0.44576 | 33.641 | 18.6087 | 2.2477 | 2.3556 | 4113.0823 | 2346.2785 | 510.8697 | 472.7759 | 205.5504 | 2.2747 | 3355.9328 | 1856.3545 | 224.2214 | 284.3736 | 36704.1899 | 20830.5818 | 4760.7404 | 6165.6827 | 2667.3155 | 66.6215 | 27694.771 | 15319.5301 | 1850.3827 | 2843.7362 | 0.0086756 | 0.0037568 | 9.64e-05 | 0.0057234 | 0.0032568 | 0.0005724 | 0.0044014 | 5000000 | scaled
289-906AE | 60632.2015 | 3654.4768 | 53878.7608 | 3098.9639 | 6.027% | 88.86% | 5.111% | 26157.2459 | 53895.1841 | 123.9258 | 22653.9236 | 3379.3965 | 214.5015 | 46846.8136 | 6833.869 | 289 | 0.017149 | 0.010688 | 0.0049844 | 3535611.4963 | 221.7593 | 52859.6336 | 7550.8087 | 12931.3268 | 3082374.1075 | 440306.0619 | 3225515.5863 | 15281.5981 | 2793512.1338 | 416721.8534 | 1351620.5487 | 5379.4154 | 1174856.6597 | 171384.4736 |  | 559 | 289-906AE | 60632.2015 | 34474.9557 | 6737.0175 | 3654.4768 | 1533.5824 | 33.4488 | 53878.7608 | 29842.4094 | 3604.6048 | 3098.9639 | 221.7593 | 97.8335 | 7.2579 | 161.0765 | 63.1822 | 1.0222 | 58.351 | 32.3195 | 3.9038 | 2.3319 | 7550.8087 | 4171.4122 | 716.9397 | 839.85 | 328.7533 | 5.2839 | 6429.4467 | 3561.1469 | 430.1438 | 281.512 | 52859.6336 | 30205.71 | 6012.8199 | 2653.5504 | 1141.6469 | 27.1427 | 47390.9632 | 26248.9431 | 3170.5572 | 2815.12 | 0.0070966 | 0.0030964 | 7.9e-05 | 0.0057188 | 0.0032582 | 0.0005718 | 0.0043336 | 5000000 | scaled
289-907 | 40108.7304 | 1030.9681 | 36169.1273 | 2908.635 | 2.57% | 90.18% | 7.252% | 16686.6944 | 34769.6537 | 48.8804 | 14958.513 | 1679.301 | 95.5098 | 31191.9641 | 3482.1798 | 289 | 0.017391 | 0.01064 | 0.0047544 | 2306292.3593 | 102.1269 | 36023.3997 | 3983.2038 | 5872.4009 | 2071381.7331 | 229038.2252 | 2201319.1748 | 6448.3295 | 1973336.4089 | 221534.4364 | 1122975.912 | 3084.7369 | 1007425.1713 | 112466.0038 |  | 560 | 289-907 | 40108.7304 | 23422.036 | 5339.0767 | 1030.9681 | 457.9176 | 14.8695 | 36169.1273 | 20055.4835 | 2415.5721 | 2908.635 | 102.1269 | 53.2466 | 6.6171 | 49.0389 | 22.8346 | 1.0291 | 50.8994 | 28.2233 | 3.3993 | 2.1887 | 3983.2038 | 2303.9028 | 501.024 | 255.2181 | 119.0522 | 5.4725 | 3463.7633 | 1920.6282 | 231.3291 | 264.2224 | 36023.3997 | 21064.8867 | 4831.4356 | 726.7111 | 316.0308 | 8.3679 | 32654.4646 | 18106.6319 | 2180.8437 | 2642.224 | 0.0075686 | 0.0032772 | 8.34e-05 | 0.0057238 | 0.0032642 | 0.0005724 | 0.0040986 | 5000000 | scaled
292-317F | 133935.9634 | 0 | 133935.9634 | 0 | 0% | 100% | 0% | 12845.1813 | 26697.2096 | 17.3928 | 11748.0898 | 1079.6988 | 36.1488 | 24417.033 | 2244.0278 | 292 | 0.043158 | 0.043158 | 0.043158 | 3103357.9419 | 181.3534 | 122496.6535 | 11257.9564 | 4202.0429 | 2838303.8644 | 260852.0344 | 2805729.1767 | 3799.0443 | 2566095.2191 | 235834.9185 | 2484771.3029 | 3364.4574 | 2272549.9663 | 208856.8775 |  | 561 | 292-317F | 133935.9634 | 121090.7821 | 107238.7538 | 0 | 0 | 0 | 133935.9634 | 121090.7821 | 107238.7538 | 0 | 181.3534 | 163.9607 | 145.2046 | 0 | 0 | 0 | 181.3534 | 163.9607 | 145.2046 | 0 | 11257.9564 | 10178.2577 | 9013.9287 | 0 | 0 | 0 | 11257.9564 | 10178.2577 | 9013.9287 | 0 | 122496.6535 | 110748.5637 | 98079.6206 | 0 | 0 | 0 | 122496.6535 | 110748.5637 | 98079.6206 | 0 | 0 | 0 | 0 | 0.043158 | 0.043158 | 0.043158 | 0 | 5000000 | scaled
295-1201F | 616.1921 | 477.6017 | 0 | 138.5904 | 77.51% | 0% | 22.49% | 199.241 | 477.5499 | 23.7865 | 3.1204 | 172.3342 | 53.0136 | 5.5197 | 419.0166 | 295 | 0.0006544 | 0.0003982 | 0.0002074 | 941613.886 | 53.1179 | 131.4679 | 431.6063 | 81170.3737 | 200898.4516 | 659545.0607 | 1047089.723 | 125007.2564 | 16398.7434 | 905683.7232 | 668477.4744 | 74208.7951 | 7726.4432 | 586542.236 |  | 562 | 295-1201F | 616.1921 | 416.9511 | 138.6422 | 477.6017 | 278.3607 | 0.051822 | 0 | 0 | 0 | 138.5904 | 53.1179 | 29.3314 | 0.10428 | 53.0136 | 29.2271 | 0 | 0 | 0 | 0 | 0.10428 | 431.6063 | 259.2721 | 12.5896 | 419.0166 | 246.6825 | 0 | 0 | 0 | 0 | 12.5896 | 131.4679 | 128.3476 | 125.9483 | 5.5715 | 2.4511 | 0.051822 | 0 | 0 | 0 | 125.8965 | 0.000452 | 0.0001958 | 5e-06 | 0 | 0 | 0 | 0.0002024 | 5000000 | scaled
295-1203F | 804.4752 | 486.659 | 0 | 317.8162 | 60.49% | 0% | 39.51% | 204.8142 | 486.3603 | 33.6287 | 21.8156 | 149.3699 | 81.7292 | 37.2269 | 367.4042 | 295 | 0.0013362 | 0.0008356 | 0.000463 | 602061.9516 | 81.9683 | 326.232 | 396.2749 | 61344.3721 | 244149.0464 | 296568.5331 | 717641.2194 | 117830.3371 | 76438.9131 | 523371.9689 | 687073.1955 | 115457.5037 | 52589.762 | 519025.9298 |  | 563 | 295-1203F | 804.4752 | 599.661 | 318.1149 | 486.659 | 281.8448 | 0.29872 | 0 | 0 | 0 | 317.8162 | 81.9683 | 48.3397 | 0.23915 | 81.7292 | 48.1005 | 0 | 0 | 0 | 0 | 0.23915 | 396.2749 | 246.905 | 28.8706 | 367.4042 | 218.0343 | 0 | 0 | 0 | 0 | 28.8706 | 326.232 | 304.4164 | 289.0051 | 37.5256 | 15.71 | 0.29872 | 0 | 0 | 0 | 288.7064 | 0.0008828 | 0.0003822 | 9.6e-06 | 0 | 0 | 0 | 0.0004534 | 5000000 | scaled
296-66F | 2283.986 | 2068.8061 | 0 | 215.1799 | 90.58% | 0% | 9.421% | 1592.874 | 2047.6609 | 262.9372 | 1.8268 | 1328.11 | 338.9649 | 3.1884 | 1705.5076 | 296 | 0.0006178 | 0.0004386 | 0.000305 | 3696966.6559 | 343.3871 | 198.6906 | 1741.9083 | 555822.4705 | 321609.9184 | 2819534.2668 | 1575722.8071 | 260106.0165 | 1807.1691 | 1313809.6214 | 774836.4734 | 128264.5818 | 1206.4744 | 645365.4173 |  | 564 | 296-66F | 2283.986 | 691.112 | 236.3251 | 2068.8061 | 475.9321 | 21.1452 | 0 | 0 | 0 | 215.1799 | 343.3871 | 80.4499 | 4.4222 | 343.2252 | 80.288 | 4.2603 | 0 | 0 | 0 | 0.16192 | 1741.9083 | 413.7983 | 36.4006 | 1722.3612 | 394.2512 | 16.8536 | 0 | 0 | 0 | 19.5471 | 198.6906 | 196.8638 | 195.5023 | 3.2197 | 1.3929 | 0.031363 | 0 | 0 | 0 | 195.4709 | 0.0003162 | 0.000137 | 3.4e-06 | 0 | 0 | 0 | 0.0003016 | 5000000 | scaled
296-68F | 3230.058 | 2550.7142 | 0 | 679.3438 | 78.97% | 0% | 21.03% | 1207.8883 | 2542.7388 | 222.3153 | 141.7828 | 843.7902 | 452.0449 | 346.1367 | 1744.5572 | 296 | 0.0027146 | 0.001801 | 0.0009796 | 1189883.6057 | 453.7396 | 966.5268 | 1809.7916 | 167147.8804 | 356047.6075 | 666688.1176 | 1122803.859 | 206655.308 | 131795.5145 | 784353.0361 | 701632.5902 | 124735.3473 | 95511.4876 | 481385.7552 |  | 565 | 296-68F | 3230.058 | 2022.1698 | 687.3193 | 2550.7142 | 1342.8259 | 7.9754 | 0 | 0 | 0 | 679.3438 | 453.7396 | 231.4243 | 1.6948 | 453.2285 | 230.9131 | 1.1836 | 0 | 0 | 0 | 0.51118 | 1809.7916 | 966.0014 | 65.2343 | 1748.0795 | 904.2893 | 3.5223 | 0 | 0 | 0 | 61.7121 | 966.5268 | 824.7441 | 620.3902 | 349.4062 | 207.6234 | 3.2696 | 0 | 0 | 0 | 617.1206 | 0.0017566 | 0.000843 | 2.16e-05 | 0 | 0 | 0 | 0.000958 | 5000000 | scaled
297-828AE | 51977.572 | 50793.3898 | 0 | 1184.1822 | 97.72% | 0% | 2.278% | 30324.0845 | 50124.9836 | 3964.4854 | 212.7221 | 26146.877 | 6572.931 | 371.2607 | 43180.7919 | 297 | 0.0062854 | 0.0036568 | 0.0017008 | 8269572.6652 | 6656.1836 | 1451.2951 | 43870.0934 | 1058991.2467 | 230899.3983 | 6979682.0202 | 5921430.6279 | 774151.154 | 41538.5727 | 5105740.9016 | 1089245.3204 | 142833.6496 | 8067.7124 | 938343.9585 |  | 566 | 297-828AE | 51977.572 | 21653.4875 | 1852.5884 | 50793.3898 | 20469.3053 | 668.4062 | 0 | 0 | 0 | 1184.1822 | 6656.1836 | 2691.6982 | 83.2526 | 6655.2925 | 2690.8072 | 82.3615 | 0 | 0 | 0 | 0.89106 | 43870.0934 | 17723.2163 | 689.3015 | 43762.5215 | 17615.6444 | 581.7295 | 0 | 0 | 0 | 107.5719 | 1451.2951 | 1238.573 | 1080.0344 | 375.5758 | 162.8537 | 4.3151 | 0 | 0 | 0 | 1075.7193 | 0.0046362 | 0.0020076 | 5.16e-05 | 0 | 0 | 0 | 0.0016492 | 5000000 | scaled
298-384 | 146.6996 | 110.7252 | 0 | 35.9744 | 75.48% | 0% | 24.52% | 25.5743 | 107.5761 | 1.8995 | 12.7873 | 10.8875 | 8.5031 | 50.4945 | 48.5785 | 298 | 0.0001034 | 9.04e-05 | 5.02e-05 | 1418758.2959 | 8.9262 | 83.8901 | 53.8833 | 86327.3165 | 811316.3047 | 521114.6746 | 1339881.6029 | 99516.7957 | 669949.8563 | 570414.9494 | 779352.949 | 61601.962 | 365815.7114 | 351935.2755 |  | 567 | 298-384 | 146.6996 | 121.1253 | 39.1235 | 110.7252 | 85.1509 | 3.1491 | 0 | 0 | 0 | 35.9744 | 8.9262 | 7.0268 | 0.42317 | 8.8992 | 6.9997 | 0.3961 | 0 | 0 | 0 | 0.02707 | 53.8833 | 42.9958 | 5.3047 | 50.6153 | 39.7278 | 2.0368 | 0 | 0 | 0 | 3.2679 | 83.8901 | 71.1028 | 33.3956 | 51.2107 | 38.4234 | 0.71625 | 0 | 0 | 0 | 32.6794 | 5.42e-05 | 4.12e-05 | 1e-06 | 0 | 0 | 0 | 4.92e-05 | 5000000 | scaled
298-42R | 3826.2634 | 2433.245 | 0 | 1393.0184 | 63.59% | 0% | 36.41% | 1301.348 | 2422.827 | 111.1067 | 514.33 | 675.9112 | 207.3979 | 975.0016 | 1240.4275 | 298 | 0.0063514 | 0.004054 | 0.0020028 | 602428.3506 | 208.7224 | 2249.1399 | 1368.4011 | 32862.4197 | 354117.1899 | 215448.7409 | 622820.7815 | 53175.3114 | 246156.6288 | 323488.8411 | 700737.1994 | 59984.2322 | 281992.8516 | 358760.1155 |  | 568 | 298-42R | 3826.2634 | 2524.9154 | 1403.4365 | 2433.245 | 1131.8971 | 10.4181 | 0 | 0 | 0 | 1393.0184 | 208.7224 | 97.6156 | 1.3245 | 207.6742 | 96.5674 | 0.27628 | 0 | 0 | 0 | 1.0482 | 1368.4011 | 692.4899 | 127.9736 | 1241.8584 | 565.9472 | 1.4309 | 0 | 0 | 0 | 126.5427 | 2249.1399 | 1734.8099 | 1274.1383 | 983.7125 | 469.3824 | 8.7109 | 0 | 0 | 0 | 1265.4274 | 0.0044022 | 0.0021048 | 5.36e-05 | 0 | 0 | 0 | 0.0019492 | 5000000 | scaled
299-1010AE | 300.8992 | 47.9966 | 0 | 252.9026 | 15.95% | 0% | 84.05% | 27.6676 | 47.4821 | 0.18012 | 26.5702 | 0.91734 | 0.18012 | 46.3846 | 0.91734 | 299 | 0.001182 | 0.000713 | 0.0003632 | 254567.8777 | 0.37042 | 276.6376 | 23.8912 | 313.3818 | 234041.9884 | 20212.5076 | 383214.0199 | 2494.7212 | 368013.6094 | 12705.6901 | 697734.402 | 2646.75 | 681607.6756 | 13479.9772 |  | 569 | 299-1010AE | 300.8992 | 273.2316 | 253.4171 | 47.9966 | 20.329 | 0.51452 | 0 | 0 | 0 | 252.9026 | 0.37042 | 0.1903 | 0.1903 | 0.18012 | 0 | 0 | 0 | 0 | 0 | 0.1903 | 23.8912 | 22.9738 | 22.9738 | 0.91734 | 0 | 0 | 0 | 0 | 0 | 22.9738 | 276.6376 | 250.0674 | 230.253 | 46.8992 | 20.329 | 0.51452 | 0 | 0 | 0 | 229.7385 | 0.0008278 | 0.0003588 | 9e-06 | 0 | 0 | 0 | 0.0003542 | 5000000 | scaled
299-1011 | 54999.0743 | 51753.9666 | 0 | 3245.1078 | 94.1% | 0% | 5.9% | 25956.8025 | 51366.8748 | 1830.6416 | 9603.2346 | 14522.9263 | 3689.2616 | 17638.5577 | 30039.0554 | 299 | 0.013194 | 0.0085666 | 0.0046852 | 4168554.4976 | 3721.6142 | 20741.9819 | 30535.4782 | 282072.9615 | 1572100.6783 | 2314380.8577 | 3390174.85 | 239097.0523 | 1254262.513 | 1896815.2852 | 775249.6303 | 55679.8266 | 266208.2407 | 453361.5631 |  | 570 | 299-1011 | 54999.0743 | 29042.2719 | 3632.1996 | 51753.9666 | 25797.1641 | 387.0918 | 0 | 0 | 0 | 3245.1078 | 3721.6142 | 1890.9727 | 32.3527 | 3719.1724 | 1888.5308 | 29.9108 | 0 | 0 | 0 | 2.4418 | 30535.4782 | 16012.5518 | 496.4227 | 30240.6904 | 15717.764 | 201.6349 | 0 | 0 | 0 | 294.7878 | 20741.9819 | 11138.7474 | 3103.4242 | 17794.1038 | 8190.8692 | 155.5461 | 0 | 0 | 0 | 2947.8781 | 0.008609 | 0.0039818 | 0.0001004 | 0 | 0 | 0 | 0.0045848 | 5000000 | scaled
299-1153F | 12694.3607 | 12299.9867 | 0 | 394.374 | 96.89% | 0% | 3.107% | 5055.8267 | 12251.9812 | 385.1801 | 1180.1664 | 3490.4801 | 899.1803 | 2888.9014 | 8463.8994 | 299 | 0.0013374 | 0.0009672 | 0.0005608 | 9491820.4651 | 902.7075 | 3272.7225 | 8518.9306 | 674971.9815 | 2447078.3229 | 6369770.1585 | 7897574.4644 | 601679.7599 | 1843507.0932 | 5452387.6063 | 788836.5292 | 57893.1896 | 186000.2019 | 544943.1376 |  | 571 | 299-1153F | 12694.3607 | 7638.534 | 442.3795 | 12299.9867 | 7244.16 | 48.0055 | 0 | 0 | 0 | 394.374 | 902.7075 | 517.5274 | 3.5272 | 902.4108 | 517.2307 | 3.2305 | 0 | 0 | 0 | 0.29675 | 8518.9306 | 5028.4505 | 55.0312 | 8483.1054 | 4992.6253 | 19.206 | 0 | 0 | 0 | 35.8252 | 3272.7225 | 2092.5561 | 383.8211 | 2914.4705 | 1734.3041 | 25.5691 | 0 | 0 | 0 | 358.252 | 0.0007872 | 0.000417 | 1.06e-05 | 0 | 0 | 0 | 0.0005502 | 5000000 | scaled
299-814AE | 92055.4865 | 90045.9657 | 0 | 2009.5208 | 97.82% | 0% | 2.183% | 45893.7223 | 89913.4121 | 5293.9117 | 677.3357 | 39922.4749 | 10291.5643 | 1176.7142 | 78445.1336 | 299 | 0.0089936 | 0.0055534 | 0.0028846 | 10235666.087 | 10312.5599 | 3014.5958 | 78728.3308 | 1146655.3916 | 335193.4453 | 8753817.2512 | 8312342.7558 | 958841.5649 | 122680.1039 | 7230821.0892 | 742589.7743 | 84997.4461 | 9718.416 | 647873.9123 |  | 572 | 299-814AE | 92055.4865 | 46161.7643 | 2142.0745 | 90045.9657 | 44152.2434 | 132.5536 | 0 | 0 | 0 | 2009.5208 | 10312.5599 | 5018.6482 | 20.9956 | 10311.0478 | 5017.1361 | 19.4835 | 0 | 0 | 0 | 1.5121 | 78728.3308 | 38805.856 | 283.1973 | 78545.7846 | 38623.3097 | 100.651 | 0 | 0 | 0 | 182.5462 | 3014.5958 | 2337.2601 | 1837.8816 | 1189.1333 | 511.7976 | 12.4191 | 0 | 0 | 0 | 1825.4625 | 0.0061788 | 0.0027386 | 6.98e-05 | 0 | 0 | 0 | 0.0028148 | 5000000 | scaled
299-815 | 28225.5574 | 25831.5465 | 0 | 2394.0109 | 91.52% | 0% | 8.482% | 15379.8802 | 25727.2494 | 1247.0516 | 1644.9774 | 12487.8513 | 2087.8433 | 4054.4551 | 19584.951 | 299 | 0.010153 | 0.0067444 | 0.0034154 | 2779966.6489 | 2096.9855 | 6279.3962 | 19849.1757 | 206534.444 | 618464.7356 | 1954967.4684 | 1904643.4316 | 154434.7885 | 203713.8957 | 1546494.7459 | 731483.2804 | 59362.0575 | 115277.2322 | 556843.9905 |  | 573 | 299-815 | 28225.5574 | 12845.6772 | 2498.308 | 25831.5465 | 10451.6663 | 104.2971 | 0 | 0 | 0 | 2394.0109 | 2096.9855 | 849.934 | 9.1422 | 2095.1841 | 848.1325 | 7.3408 | 0 | 0 | 0 | 1.8014 | 19849.1757 | 7361.3244 | 264.2247 | 19631.7021 | 7143.8508 | 46.7511 | 0 | 0 | 0 | 217.4736 | 6279.3962 | 4634.4188 | 2224.9411 | 4104.6603 | 2459.6829 | 50.2052 | 0 | 0 | 0 | 2174.7359 | 0.0068236 | 0.0034148 | 8.58e-05 | 0 | 0 | 0 | 0.0033296 | 5000000 | scaled
300-483F | 458782.0524 | 456399.3169 | 0 | 2382.7354 | 99.48% | 0% | 0.5194% | 109071.8686 | 448352.7755 | 9353.9366 | 0 | 99717.932 | 38489.0514 | 0 | 409863.7241 | 300 | 0.018397 | 0.014706 | 0.0036506 | 24937873.1532 | 39168.1137 | 2164.4932 | 417449.4455 | 2129048.9574 | 117654.6817 | 22691169.5113 | 23780749.0888 | 2039422.473 | 0 | 21741326.6224 | 2856866.5041 | 245249.0262 | 0 | 2611617.4776 |  | 574 | 300-483F | 458782.0524 | 349710.1838 | 10429.2769 | 456399.3169 | 347327.4483 | 8046.5414 | 0 | 0 | 0 | 2382.7354 | 39168.1137 | 29814.177 | 679.0623 | 39166.3207 | 29812.3841 | 677.2694 | 0 | 0 | 0 | 1.7929 | 417449.4455 | 317731.5135 | 7585.7214 | 417232.9962 | 317515.0642 | 7369.272 | 0 | 0 | 0 | 216.4493 | 2164.4932 | 2164.4932 | 2164.4932 | 0 | 0 | 0 | 0 | 0 | 0 | 2164.4932 | 0.015035 | 0.011344 | 0.0002886 | 0 | 0 | 0 | 0.003362 | 5000000 | scaled
300-484F | 754132.3013 | 696898.4187 | 51897.5748 | 5336.3078 | 92.41% | 6.882% | 0.7076% | 306026.74 | 735294.4423 | 19391.0954 | 36413.9112 | 250221.7334 | 46779.7755 | 75607.9352 | 612906.7316 | 300 | 0.039922 | 0.025976 | 0.0084956 | 18890143.312 | 47484.6683 | 84019.9283 | 622627.7046 | 1189436.1092 | 2104602.1828 | 15596105.0198 | 17250620.2331 | 1093069.2619 | 2052639.4294 | 14104911.5413 | 2217366.5156 | 141069.8923 | 228004.5846 | 1848292.0386 |  | 575 | 300-484F | 754132.3013 | 448105.5613 | 18837.859 | 696898.4187 | 413930.705 | 10010.7049 | 51897.5748 | 28838.5485 | 3490.8462 | 5336.3078 | 47484.6683 | 28093.5729 | 704.8929 | 47430.567 | 28061.7257 | 697.5085 | 50.0859 | 27.8318 | 3.369 | 4.0154 | 622627.7046 | 372405.9712 | 9720.973 | 617178.5323 | 369162.5794 | 8902.2918 | 4964.4185 | 2758.638 | 333.9274 | 484.7539 | 84019.9283 | 47606.0172 | 8411.9931 | 32289.3194 | 16706.3999 | 410.9047 | 46883.0704 | 26052.0786 | 3153.5498 | 4847.5386 | 0.026751 | 0.015216 | 0.0003856 | 0.0056236 | 0.003213 | 0.0005624 | 0.0075476 | 5000000 | scaled
303-188 | 1835.331 | 0 | 1835.331 | 0 | 0% | 100% | 0% | 291.2822 | 606.7089 | 1.1528 | 255.6121 | 34.5174 | 2.4011 | 532.4119 | 71.8959 | 303 | 0.010743 | 0.010743 | 0.010743 | 170833.3458 | 7.2634 | 1610.5781 | 217.4894 | 676.0848 | 149913.261 | 20244 | 143720.6772 | 568.7845 | 126120.783 | 17031.1093 | 114360.6339 | 452.5901 | 100356.1422 | 13551.9015 |  | 576 | 303-188 | 1835.331 | 1544.0487 | 1228.622 | 0 | 0 | 0 | 1835.331 | 1544.0487 | 1228.622 | 0 | 7.2634 | 6.1107 | 4.8624 | 0 | 0 | 0 | 7.2634 | 6.1107 | 4.8624 | 0 | 217.4894 | 182.972 | 145.5935 | 0 | 0 | 0 | 217.4894 | 182.972 | 145.5935 | 0 | 1610.5781 | 1354.966 | 1078.1662 | 0 | 0 | 0 | 1610.5781 | 1354.966 | 1078.1662 | 0 | 0 | 0 | 0 | 0.010743 | 0.010743 | 0.010743 | 0 | 5000000 | scaled
303-189AE | 171003.4457 | 5809.1931 | 160414.7073 | 4779.5452 | 3.397% | 93.81% | 2.795% | 74907.0807 | 155376.0186 | 181.6455 | 68309.778 | 6415.6572 | 352.1074 | 141800.1726 | 13223.7386 | 303 | 0.032667 | 0.019621 | 0.0080688 | 5234713.8934 | 370.7171 | 156074.5917 | 14558.1369 | 11348.2976 | 4777715.6199 | 445649.9764 | 4897728.152 | 11876.7202 | 4466369.7945 | 419481.6383 | 1936772.1458 | 4389.0419 | 1767548.3453 | 164834.7588 |  | 577 | 303-189AE | 171003.4457 | 96096.365 | 15627.4271 | 5809.1931 | 2763.1026 | 58.8032 | 160414.7073 | 88553.7172 | 10789.0787 | 4779.5452 | 370.7171 | 189.0716 | 18.6097 | 148.6702 | 64.8839 | 0.32082 | 218.4504 | 120.5912 | 14.6924 | 3.5965 | 14558.1369 | 8142.4797 | 1334.3983 | 763.5444 | 332.9536 | 1.6342 | 13360.4153 | 7375.3489 | 898.587 | 434.1772 | 156074.5917 | 87764.8137 | 14274.4191 | 4896.9785 | 2365.265 | 56.8482 | 146835.8416 | 81057.7771 | 9875.7992 | 4341.7716 | 0.015223 | 0.006762 | 0.0001716 | 0.010608 | 0.0060222 | 0.0010608 | 0.0068364 | 5000000 | scaled
303-487AE | 106350.1307 | 5298.298 | 99768.9125 | 1282.9203 | 4.982% | 93.81% | 1.206% | 47560.8962 | 98317.4805 | 197.3579 | 42928.2225 | 4435.3158 | 353.5152 | 89042.2832 | 8921.6821 | 303 | 0.016038 | 0.009495 | 0.0029146 | 6631134.225 | 363.6079 | 96392.9793 | 9593.5436 | 22671.6474 | 6010286.772 | 598175.8066 | 6191599.208 | 25692.5587 | 5588505.8852 | 577400.7668 | 2756004.3255 | 9909.626 | 2496004.9475 | 250089.7525 |  | 578 | 303-487AE | 106350.1307 | 58789.2345 | 8032.6502 | 5298.298 | 2411.1957 | 43.2585 | 99768.9125 | 55095.1185 | 6706.4715 | 1282.9203 | 363.6079 | 166.25 | 10.0927 | 238.7726 | 96.8802 | 0.80077 | 123.8699 | 68.4044 | 8.3265 | 0.96536 | 9593.5436 | 5158.2278 | 671.8615 | 1276.8635 | 513.3458 | 4.1064 | 8200.1388 | 4528.3406 | 551.2138 | 116.5414 | 96392.9793 | 53464.7568 | 7350.696 | 3782.6619 | 1800.9696 | 38.3513 | 91444.9038 | 50498.3736 | 6146.9312 | 1165.4135 | 0.00358 | 0.0016374 | 4.12e-05 | 0.01065 | 0.0060492 | 0.001065 | 0.0018084 | 5000000 | scaled
305-32R | 4233866.548 | 4103697.368 | 124613.0467 | 5556.133 | 96.93% | 2.943% | 0.1312% | 2361584.198 | 4179988.9176 | 131776.5814 | 49404.0856 | 2180403.53 | 232206.5305 | 102912.4444 | 3844869.9421 | 305 | 0.080233 | 0.04633 | 0.013206 | 52769508.732 | 234384.6887 | 117046.0537 | 3882435.805 | 2921293.0395 | 1458823.2016 | 48389392.4834 | 40412053.3652 | 2254995.7119 | 845415.779 | 37311641.8575 | 4079846.0071 | 226643.3967 | 100446.8991 | 3752755.7106 |  | 579 | 305-32R | 4233866.548 | 1872282.35 | 53877.6304 | 4103697.368 | 1796962.471 | 38098.4145 | 124613.0467 | 69763.7465 | 10223.0829 | 5556.133 | 234384.6887 | 102608.1073 | 2178.1582 | 234223.8377 | 102516.2158 | 2161.1244 | 156.6701 | 87.7107 | 12.853 | 4.1808 | 3882435.805 | 1702032.275 | 37565.8629 | 3868009.876 | 1693733.861 | 35919.0633 | 13921.2067 | 7793.6906 | 1142.0766 | 504.7229 | 117046.0537 | 67641.9681 | 14133.6093 | 1463.6545 | 712.3936 | 18.2268 | 110535.1699 | 61882.3452 | 9068.1532 | 5047.2293 | 0.020612 | 0.0090704 | 0.0002304 | 0.051829 | 0.029467 | 0.0051828 | 0.0077926 | 5000000 | scaled
305-35R | 2371785.981 | 2317507.725 | 49995.5032 | 4282.7531 | 97.71% | 2.108% | 0.1806% | 1345796.328 | 2337227.4069 | 78217.8857 | 21115.1112 | 1246463.3314 | 135576.1611 | 43607.6156 | 2158043.6306 | 305 | 0.074138 | 0.042614 | 0.01146 | 31991674.6833 | 137111.1209 | 51234.6615 | 2183440.199 | 1849414.0746 | 691075.2638 | 29451185.3499 | 24076577.7357 | 1399334.3318 | 377753.7549 | 22299489.6544 | 3015477.1317 | 174919.5702 | 56262.2906 | 2784295.2714 |  | 580 | 305-35R | 2371785.981 | 1025989.653 | 34558.5741 | 2317507.725 | 993723.6866 | 26169.7795 | 49995.5032 | 27983.2134 | 4106.0415 | 4282.7531 | 137111.1209 | 58893.2352 | 1534.9598 | 137047.6245 | 58856.2765 | 1526.787 | 60.2738 | 33.7361 | 4.9502 | 3.2226 | 2183440.199 | 936976.8676 | 25396.5684 | 2178328.943 | 933944.7311 | 24619.6937 | 4722.2072 | 2643.0884 | 387.8265 | 389.0482 | 51234.6615 | 30119.5503 | 7627.0459 | 2131.157 | 922.679 | 23.2988 | 45213.0222 | 25306.389 | 3713.2649 | 3890.4823 | 0.015845 | 0.0068604 | 0.0001734 | 0.052229 | 0.029689 | 0.0052228 | 0.0060642 | 5000000 | scaled
306-961 | 44898.8737 | 16794.6621 | 27934.3956 | 169.8159 | 37.41% | 62.22% | 0.3782% | 20060.9413 | 42424.565 | 539.2381 | 12037.5378 | 7484.1654 | 1072.4527 | 25060.288 | 16291.8243 | 306 | 0.052982 | 0.030183 | 0.0054502 | 847436.3686 | 1075.4062 | 27189.9651 | 16633.5023 | 20297.5772 | 513192.5022 | 313946.2891 | 822905.8685 | 22119.7086 | 493783.4366 | 307002.723 | 453984.9308 | 11476.3082 | 268169.9414 | 174338.6812 |  | 581 | 306-961 | 44898.8737 | 24837.9324 | 2474.3087 | 16794.6621 | 9001.186 | 9.5771 | 27934.3956 | 15666.9305 | 2294.9157 | 169.8159 | 1075.4062 | 536.1682 | 2.9535 | 1040.883 | 516.7498 | 0 | 34.3954 | 19.2906 | 2.8257 | 0.12778 | 16633.5023 | 9149.3369 | 341.678 | 12646.8419 | 6906.6548 | 0 | 3971.2342 | 2227.256 | 326.2518 | 15.4262 | 27189.9651 | 15152.4273 | 2129.6772 | 3106.9371 | 1577.7814 | 9.5771 | 23928.7661 | 13420.3839 | 1965.8381 | 154.262 | 0.0007012 | 0.0003036 | 7.8e-06 | 0.052043 | 0.029641 | 0.0052042 | 0.0002382 | 5000000 | scaled
307-1492R | 744313.2583 | 688944.1383 | 54550.7998 | 818.3202 | 92.56% | 7.329% | 0.1099% | 410168.3837 | 738463.593 | 21788.5409 | 22038.5532 | 366341.2896 | 38750.6016 | 46129.3246 | 653583.6668 | 307 | 0.057115 | 0.032541 | 0.0064206 | 13031835.0398 | 38798.2114 | 50959.2345 | 654555.8124 | 679299.8575 | 892221.5623 | 11460313.6199 | 10268300.5218 | 545462.0455 | 551720.943 | 9171117.5328 | 911077.6709 | 47808.4609 | 56911.9426 | 806357.2674 |  | 582 | 307-1492R | 744313.2583 | 334144.8746 | 5849.6653 | 688944.1383 | 302744.7442 | 549.5488 | 54550.7998 | 30581.8102 | 4481.7962 | 818.3202 | 38798.2114 | 17009.6705 | 47.6098 | 38720.0613 | 16965.5881 | 40.624 | 77.5343 | 43.4666 | 6.3701 | 0.61576 | 654555.8124 | 288214.5228 | 972.1456 | 649624.4275 | 285417.2686 | 498.7624 | 4857.0482 | 2722.9175 | 399.0464 | 74.3368 | 50959.2345 | 28920.6813 | 4829.9099 | 599.6495 | 361.8875 | 10.1625 | 49616.2173 | 27815.4261 | 4076.3798 | 743.3677 | 0.0038958 | 0.0017384 | 4.46e-05 | 0.052048 | 0.029632 | 0.0052048 | 0.0011712 | 5000000 | scaled
307-1538F | 2407233.184 | 2192285.319 | 213353.479 | 1594.386 | 91.07% | 8.863% | 0.06623% | 1358172.784 | 2375909.2596 | 67527.5056 | 84035.046 | 1206610.2325 | 116646.0214 | 174855.5008 | 2084407.7375 | 307 | 0.10098 | 0.057465 | 0.011526 | 23839137.398 | 117307.5512 | 193242.9869 | 2096682.646 | 1161711.6487 | 1913709.9582 | 20763715.7921 | 18255704.3616 | 907662.2602 | 1129546.2358 | 16218495.8672 | 2717628.0517 | 133422.8142 | 200004.3613 | 2384200.8763 |  | 583 | 307-1538F | 2407233.184 | 1049060.4 | 31323.9244 | 2192285.319 | 927566.234 | 10869.2449 | 213353.479 | 119899.78 | 18860.2936 | 1594.386 | 117307.5512 | 49780.0456 | 661.5298 | 116990.851 | 49601.5418 | 632.4401 | 315.5005 | 177.3041 | 27.89 | 1.1997 | 2096682.646 | 890072.4135 | 12274.9085 | 2075095.92 | 877877.7259 | 10234.6258 | 21441.8905 | 12049.8525 | 1895.4476 | 144.8351 | 193242.9869 | 109207.9409 | 18387.4861 | 198.5478 | 86.9663 | 2.179 | 191596.088 | 107672.6234 | 16936.9559 | 1448.3511 | 0.0068496 | 0.0030482 | 7.7e-05 | 0.091866 | 0.052154 | 0.0091866 | 0.0022626 | 5000000 | scaled
307-1684R | 2117857.369 | 2065519.698 | 49338.8766 | 2998.7944 | 97.53% | 2.33% | 0.1416% | 1154979.9075 | 2086416.4458 | 64193.8894 | 20120.6586 | 1070665.3603 | 115121.4565 | 41872.7833 | 1929422.2068 | 307 | 0.067442 | 0.038678 | 0.0095144 | 31402461.4931 | 116523.2118 | 48281.445 | 1953052.713 | 1727744.1461 | 715891.5605 | 28958825.798 | 24894577.863 | 1383642.9254 | 433683.1296 | 23077251.8241 | 3304561.8442 | 182334.6309 | 66320.0303 | 3055907.1841 |  | 584 | 307-1684R | 2117857.369 | 962877.4615 | 31440.9232 | 2065519.698 | 932217.125 | 24388.2881 | 49338.8766 | 27661.5421 | 4053.8407 | 2998.7944 | 116523.2118 | 52329.3224 | 1401.7553 | 116473.3955 | 52300.4018 | 1395.5911 | 47.5598 | 26.6641 | 3.9077 | 2.2565 | 1953052.713 | 882387.3527 | 23630.5062 | 1948224.109 | 879560.5391 | 22983.7424 | 4556.1914 | 2554.4011 | 374.3513 | 272.4125 | 48281.445 | 28160.7864 | 6408.6617 | 822.1942 | 356.1841 | 8.9546 | 44735.1254 | 25080.4769 | 3675.5817 | 2724.1254 | 0.011162 | 0.0048332 | 0.0001222 | 0.052098 | 0.029663 | 0.0052098 | 0.0041824 | 5000000 | scaled
307-234R | 4762848.044 | 4550698.742 | 208808.1126 | 3341.1895 | 95.55% | 4.384% | 0.07015% | 2014068.062 | 4671033.2145 | 103945.9332 | 84688.1693 | 1825433.959 | 242180.4579 | 177498.0068 | 4251354.7496 | 307 | 0.11001 | 0.064469 | 0.014138 | 43295942.1054 | 245939.3238 | 197368.986 | 4319539.734 | 2235673.8293 | 1794152.5978 | 39266115.6765 | 42637103.9504 | 2200498.4055 | 1792818.3987 | 38643787.1356 | 6494096.0978 | 336701.3452 | 246773.9065 | 5910620.8459 |  | 585 | 307-234R | 4762848.044 | 2748779.982 | 91814.8295 | 4550698.742 | 2627936.718 | 70014.8249 | 208808.1126 | 117502.0748 | 18458.8151 | 3341.1895 | 245939.3238 | 141993.3906 | 3758.8659 | 245687.3561 | 141850.502 | 3734.2998 | 249.4536 | 140.3744 | 22.0519 | 2.5141 | 4319539.734 | 2494105.775 | 68184.9844 | 4300268.85 | 2483128.799 | 66204.7369 | 18967.3688 | 10673.4607 | 1676.7316 | 303.5159 | 197368.986 | 112680.8167 | 19870.9792 | 4742.5364 | 2957.4176 | 75.7881 | 189591.2902 | 106688.2397 | 16760.0316 | 3035.1594 | 0.01324 | 0.0074136 | 0.0001886 | 0.092019 | 0.052308 | 0.009202 | 0.0047476 | 5000000 | scaled
308-464 | 187214.6683 | 9916.229 | 175118.4103 | 2180.029 | 5.297% | 93.54% | 1.164% | 83464.6338 | 171831.6386 | 336.1248 | 75053.3888 | 8075.1203 | 624.204 | 154738.2018 | 16469.2328 | 308 | 0.040091 | 0.023124 | 0.0061392 | 4669789.634 | 645.9752 | 168699.9834 | 17868.7098 | 16112.8834 | 4207968.5363 | 445708.2151 | 4486681.9971 | 18068.5495 | 4034531.4293 | 434082.0182 | 2505705.9112 | 9102.3503 | 2256443.7501 | 240159.8112 |  | 586 | 308-464 | 187214.6683 | 103750.0345 | 15383.0297 | 9916.229 | 4306.3874 | 61.9249 | 175118.4103 | 97263.6182 | 13141.0758 | 2180.029 | 645.9752 | 309.8504 | 21.7711 | 376.0722 | 159.2126 | 0 | 268.2626 | 148.9974 | 20.1307 | 1.6404 | 17868.7098 | 9793.5895 | 1399.477 | 1660.2229 | 703.0886 | 0 | 16010.4515 | 8892.4656 | 1201.4417 | 198.0353 | 168699.9834 | 93646.5946 | 13961.7816 | 7879.9339 | 3444.0862 | 61.9249 | 158839.6962 | 88222.1551 | 11919.5034 | 1980.3533 | 0.0072068 | 0.0031208 | 7.9e-05 | 0.029804 | 0.016923 | 0.0029804 | 0.0030798 | 5000000 | scaled
308-484AE | 121718.5902 | 10533.5588 | 108033.2691 | 3151.7622 | 8.654% | 88.76% | 2.589% | 53930.2403 | 110403.7558 | 704.9982 | 45415.1508 | 7810.0913 | 1311.188 | 93840.8078 | 15251.76 | 308 | 0.043365 | 0.025336 | 0.00754 | 2806852.3365 | 1331.2516 | 104152.7431 | 16234.5954 | 30698.8998 | 2401780.7784 | 374372.658 | 2675532.0369 | 34975.6493 | 2253090.1097 | 387466.2775 | 1500641.1698 | 17822.0632 | 1275512.5815 | 207306.525 |  | 587 | 308-484AE | 121718.5902 | 67788.3499 | 11314.8344 | 10533.5588 | 4710.8027 | 56.6575 | 108033.2691 | 59925.785 | 8106.4148 | 3151.7622 | 1331.2516 | 626.2535 | 20.0636 | 1180.2503 | 541.4373 | 6.5394 | 148.6298 | 82.4446 | 11.1526 | 2.3716 | 16234.5954 | 8424.5042 | 982.8354 | 7083.1607 | 3220.7323 | 31.3211 | 8865.1265 | 4917.4636 | 665.2061 | 286.3082 | 104152.7431 | 58737.5923 | 10311.9353 | 2270.1479 | 948.6331 | 18.797 | 99019.5128 | 54925.8769 | 7430.056 | 2863.0824 | 0.0089962 | 0.0039206 | 9.96e-05 | 0.02992 | 0.016967 | 0.002992 | 0.0044484 | 5000000 | scaled
308-485AE | 157977.2573 | 4383.756 | 152608.2129 | 985.2884 | 2.775% | 96.6% | 0.6237% | 70299.2717 | 145515.195 | 315.6864 | 63045.6083 | 6937.9771 | 611.1594 | 130704.2407 | 14199.795 | 308 | 0.034738 | 0.019875 | 0.004414 | 4547678.5451 | 630.0857 | 142088.8381 | 15258.3335 | 18138.2261 | 4090299.905 | 439240.4151 | 4411515.3637 | 19810.3817 | 3956323.6229 | 435381.3613 | 2823303.6452 | 11857.7891 | 2535939.6949 | 275506.1618 |  | 588 | 308-485AE | 157977.2573 | 87677.9855 | 12462.0623 | 4383.756 | 2036.681 | 32.8349 | 152608.2129 | 84656.0161 | 11443.9389 | 985.2884 | 630.0857 | 314.3993 | 18.9263 | 429.9416 | 203.0437 | 3.2319 | 199.4027 | 110.6142 | 14.953 | 0.7414 | 15258.3335 | 8320.3564 | 1058.5386 | 2465.2975 | 1183.8501 | 16.409 | 12703.5318 | 7047.002 | 952.6253 | 89.5043 | 142088.8381 | 79043.2298 | 11384.5974 | 1488.517 | 649.7872 | 13.194 | 139705.2784 | 77498.3999 | 10476.3607 | 895.0427 | 0.003508 | 0.0015594 | 3.96e-05 | 0.02984 | 0.016925 | 0.002984 | 0.0013904 | 5000000 | scaled
308-486AE | 164677.8024 | 3924.9147 | 158415.7965 | 2337.0912 | 2.383% | 96.2% | 1.419% | 72868.4422 | 150449.385 | 310.2087 | 65660.0498 | 6898.1836 | 548.2114 | 136060.4661 | 13840.7075 | 308 | 0.040279 | 0.023344 | 0.0063636 | 4088468.8743 | 567.057 | 149068.9478 | 15041.7975 | 14078.3702 | 3700946.6019 | 373443.9012 | 3932821.5863 | 16742.4414 | 3543773.5925 | 372305.5501 | 2235906.9332 | 8147.2563 | 2022065.6888 | 205693.9875 |  | 589 | 308-486AE | 164677.8024 | 91809.3602 | 14228.4174 | 3924.9147 | 1584.5443 | 18.407 | 158415.7965 | 87887.7247 | 11872.9192 | 2337.0912 | 567.057 | 256.8483 | 18.8456 | 352.9443 | 137.2775 | 1.1716 | 212.3541 | 117.8122 | 15.9155 | 1.7586 | 15041.7975 | 8143.6139 | 1201.09 | 1698.9638 | 646.6051 | 4.6823 | 13130.5307 | 7284.7058 | 984.1047 | 212.303 | 149068.9478 | 83408.898 | 13008.4817 | 1873.0066 | 800.6617 | 12.5531 | 145072.9116 | 80485.2067 | 10872.899 | 2123.0296 | 0.0071828 | 0.0031438 | 7.94e-05 | 0.029791 | 0.016895 | 0.002979 | 0.0033052 | 5000000 | scaled
308-563AE | 95526.3419 | 18507.6595 | 76322.3117 | 696.3706 | 19.37% | 79.9% | 0.729% | 44079.0384 | 88504.5317 | 1463.1673 | 31199.3237 | 11416.5474 | 2599.701 | 64795.4694 | 21109.3613 | 308 | 0.03316 | 0.018997 | 0.0040206 | 2880805.0124 | 2695.2555 | 70660.8134 | 22170.273 | 81281.3026 | 2130930.8122 | 668592.8977 | 2708151.9119 | 89894.8671 | 1916841.0053 | 701416.0395 | 1746458.2836 | 51299.8522 | 1278607.7959 | 416550.6355 |  | 590 | 308-563AE | 95526.3419 | 51447.3035 | 7021.8102 | 18507.6595 | 8393.6412 | 601.8577 | 76322.3117 | 42357.2916 | 5723.5819 | 696.3706 | 2695.2555 | 1232.0882 | 95.5545 | 2585.6414 | 1171.0214 | 86.8495 | 109.0901 | 60.5427 | 8.1809 | 0.524 | 22170.273 | 10753.7257 | 1060.9117 | 15629.1286 | 7095.3754 | 511.8617 | 6477.8857 | 3595.0915 | 485.7912 | 63.2588 | 70660.8134 | 39461.4896 | 5865.344 | 292.8896 | 127.2444 | 3.1464 | 69735.336 | 38701.6574 | 5229.6097 | 632.5878 | 0.0021958 | 0.001002 | 3.82e-05 | 0.029979 | 0.017011 | 0.002998 | 0.0009844 | 5000000 | scaled
309-15F | 10194.9475 | 5403.5256 | 0 | 4791.4219 | 53% | 0% | 47% | 3068.4064 | 5356.8488 | 63.7861 | 2673.479 | 331.1413 | 110.3794 | 4673.6503 | 572.8191 | 309 | 0.023995 | 0.014233 | 0.0069682 | 424885.08 | 114.0943 | 9072.2175 | 1008.6357 | 4755.0005 | 378094.1323 | 42035.947 | 500691.4103 | 10408.3836 | 436248.5962 | 54034.43 | 694311.1179 | 14306.4758 | 605760.4908 | 74244.1508 |  | 591 | 309-15F | 10194.9475 | 7126.5411 | 4838.0987 | 5403.5256 | 2335.1192 | 46.6768 | 0 | 0 | 0 | 4791.4219 | 114.0943 | 50.3082 | 3.715 | 110.4889 | 46.7028 | 0.10957 | 0 | 0 | 0 | 3.6054 | 1008.6357 | 677.4945 | 435.8166 | 573.3797 | 242.2384 | 0.56056 | 0 | 0 | 0 | 435.256 | 9072.2175 | 6398.7384 | 4398.5672 | 4719.657 | 2046.178 | 46.0067 | 0 | 0 | 0 | 4352.5605 | 0.017214 | 0.0074532 | 0.000188 | 0 | 0 | 0 | 0.0067802 | 5000000 | scaled
310-1192F | 284941.6726 | 5320.1357 | 272715.3833 | 6906.1536 | 1.867% | 95.71% | 2.424% | 125482.1044 | 260015.7927 | 139.8487 | 114395.2988 | 10946.9569 | 289.8872 | 236959.6037 | 22766.3017 | 310 | 0.04251 | 0.026149 | 0.011593 | 6702964.3188 | 315.2527 | 259612.3479 | 25014.0719 | 7416.0005 | 6107117.6035 | 588430.7134 | 6098160.0762 | 6796.3468 | 5559365.197 | 531998.5335 | 2150117.3073 | 2397.1294 | 1959461.5384 | 188258.6389 |  | 592 | 310-1192F | 284941.6726 | 159459.5682 | 24925.8799 | 5320.1357 | 2305.6291 | 57.8521 | 272715.3833 | 150247.7855 | 17961.8743 | 6906.1536 | 315.2527 | 175.404 | 25.3655 | 7.3674 | 3.3343 | 0 | 302.6886 | 166.873 | 20.1688 | 5.1967 | 25014.0719 | 14067.115 | 2247.7703 | 37.619 | 17.0126 | 0 | 24349.0932 | 13422.7427 | 1620.4106 | 627.3597 | 259612.3479 | 145217.0491 | 22652.7442 | 5275.1493 | 2285.2822 | 57.8521 | 248063.6014 | 136658.1698 | 16321.2949 | 6273.5972 | 0.016381 | 0.0070938 | 0.000178 | 0.016349 | 0.009275 | 0.0016348 | 0.00978 | 5000000 | scaled
310-1194F | 286.7451 | 83.3551 | 0 | 203.39 | 29.07% | 0% | 70.93% | 46.0535 | 82.577 | 0.6712 | 41.7977 | 3.5846 | 1.5142 | 72.993 | 8.0698 | 310 | 0.000692 | 0.0004644 | 0.000295 | 414371.5137 | 1.6673 | 258.5319 | 26.5459 | 2409.3661 | 373601.0052 | 38361.1424 | 518285.1438 | 7553.6621 | 470390.438 | 40341.044 | 692095.1719 | 12691.1358 | 611769.1654 | 67634.8709 |  | 593 | 310-1194F | 286.7451 | 240.6916 | 204.1681 | 83.3551 | 37.3016 | 0.77807 | 0 | 0 | 0 | 203.39 | 1.6673 | 0.99608 | 0.15304 | 1.5142 | 0.84304 | 0 | 0 | 0 | 0 | 0.15304 | 26.5459 | 22.9613 | 18.4761 | 8.0698 | 4.4852 | 0 | 0 | 0 | 0 | 18.4761 | 258.5319 | 216.7342 | 185.5389 | 73.771 | 31.9734 | 0.77807 | 0 | 0 | 0 | 184.7609 | 0.0004014 | 0.0001738 | 4.4e-06 | 0 | 0 | 0 | 0.0002906 | 5000000 | scaled
310-718F | 818.0206 | 741.9213 | 0 | 76.0993 | 90.7% | 0% | 9.303% | 421.1382 | 734.1214 | 0.15923 | 420.1277 | 0.85129 | 0.17342 | 733.0225 | 0.92545 | 310 | 0.000254 | 0.0001678 | 0.0001036 | 3220553.7339 | 0.23068 | 809.9516 | 7.8384 | 908.1822 | 3188785.8579 | 30859.694 | 2365211.4237 | 894.2588 | 2359536.1368 | 4781.0288 | 809838.2206 | 191.302 | 808626.0194 | 1020.8992 |  | 594 | 310-718F | 818.0206 | 396.8825 | 83.8992 | 741.9213 | 320.7832 | 7.7999 | 0 | 0 | 0 | 76.0993 | 0.23068 | 0.071451 | 0.057262 | 0.17342 | 0.014189 | 0 | 0 | 0 | 0 | 0.057262 | 7.8384 | 6.9871 | 6.9129 | 0.92545 | 0.074162 | 0 | 0 | 0 | 0 | 6.9129 | 809.9516 | 389.824 | 76.9291 | 740.8225 | 320.6948 | 7.7999 | 0 | 0 | 0 | 69.1291 | 0.000152 | 6.58e-05 | 1.6e-06 | 0 | 0 | 0 | 0.000102 | 5000000 | scaled
310-719F | 124514.6895 | 2817.8482 | 119524.2441 | 2172.5971 | 2.263% | 95.99% | 1.745% | 55233.6459 | 114333.3571 | 80.2085 | 50508.8418 | 4644.5956 | 158.169 | 104559.1663 | 9616.0217 | 310 | 0.025632 | 0.015084 | 0.0048234 | 4857782.8301 | 168.8946 | 113855.9043 | 10489.8906 | 6589.2089 | 4441943.8319 | 409249.7878 | 4593076.2553 | 6669.9147 | 4200174.6981 | 386231.6395 | 2110820.6721 | 2920.1142 | 1930369.7139 | 177530.8433 |  | 595 | 310-719F | 124514.6895 | 69281.0436 | 10181.3324 | 2817.8482 | 1211.0057 | 28.1844 | 119524.2441 | 65897.4408 | 7980.5509 | 2172.5971 | 168.8946 | 88.6861 | 10.7256 | 31.1079 | 11.9865 | 0 | 136.1518 | 75.0648 | 9.0908 | 1.6348 | 10489.8906 | 5845.295 | 873.8689 | 160.4992 | 61.8302 | 0 | 10132.0311 | 5586.1045 | 676.5087 | 197.3602 | 113855.9043 | 63347.0625 | 9296.738 | 2626.241 | 1137.1889 | 28.1844 | 109256.0611 | 60236.2715 | 7294.9514 | 1973.6021 | 0.0059446 | 0.002574 | 6.54e-05 | 0.016588 | 0.0094106 | 0.0016588 | 0.0030992 | 5000000 | scaled
310-9R | 7880.5399 | 6733.5913 | 0 | 1146.9486 | 85.45% | 0% | 14.55% | 3329.4439 | 6647.417 | 1.247 | 3321.6759 | 6.521 | 3.2756 | 6627.035 | 17.1064 | 310 | 0.0044784 | 0.0029736 | 0.001671 | 1759677.5299 | 4.1386 | 7755.1052 | 121.296 | 924.1342 | 1731668.7239 | 27084.6717 | 1530500.3793 | 573.2355 | 1526929.5292 | 2997.6144 | 737955.0018 | 363.6369 | 735692.3187 | 1899.0462 |  | 596 | 310-9R | 7880.5399 | 4551.0959 | 1233.1228 | 6733.5913 | 3404.1473 | 86.1742 | 0 | 0 | 0 | 1146.9486 | 4.1386 | 2.8916 | 0.86304 | 3.2756 | 2.0286 | 0 | 0 | 0 | 0 | 0.86304 | 121.296 | 114.775 | 104.1896 | 17.1064 | 10.5854 | 0 | 0 | 0 | 0 | 104.1896 | 7755.1052 | 4433.4293 | 1128.0702 | 6713.2093 | 3391.5333 | 86.1742 | 0 | 0 | 0 | 1041.896 | 0.0028414 | 0.0013366 | 3.4e-05 | 0 | 0 | 0 | 0.001637 | 5000000 | scaled
311-1163F | 46195.0999 | 39123.9482 | 6818.2707 | 252.881 | 84.69% | 14.76% | 0.5474% | 19358.9267 | 45054.1888 | 973.6069 | 11286.2329 | 7099.0869 | 2492.4818 | 23222.485 | 19339.222 | 311 | 0.018623 | 0.010641 | 0.0020542 | 2480566.8245 | 2520.4157 | 24069.306 | 19605.3782 | 135340.317 | 1292464.4006 | 1052762.1067 | 2521959.7002 | 126835.4112 | 1470299.716 | 924824.5736 | 555404.0892 | 30725.9908 | 286274.4499 | 238403.6485 |  | 597 | 311-1163F | 46195.0999 | 26836.1732 | 1140.9111 | 39123.9482 | 22820.6402 | 433.1402 | 6818.2707 | 3762.652 | 454.8899 | 252.881 | 2520.4157 | 1546.8087 | 27.9338 | 2507.292 | 1539.4812 | 26.8807 | 12.9333 | 7.1372 | 0.86286 | 0.19028 | 19605.3782 | 12506.2912 | 266.1562 | 18771.575 | 12035.8634 | 189.0886 | 810.8313 | 447.456 | 54.0957 | 22.9719 | 24069.306 | 12783.0732 | 846.8211 | 17845.0812 | 9245.2956 | 217.1709 | 5994.5061 | 3308.0588 | 399.9314 | 229.7188 | 0.0015204 | 0.0007742 | 2e-05 | 0.016742 | 0.0095068 | 0.0016742 | 0.00036 | 5000000 | scaled
311-1199 | 15605.6232 | 7706.5535 | 7504.4728 | 394.5969 | 49.38% | 48.09% | 2.529% | 8163.5726 | 14678.5752 | 392.1556 | 4197.1281 | 3574.2888 | 629.2047 | 8325.5061 | 5723.8644 | 311 | 0.018336 | 0.010505 | 0.0022356 | 851101.2986 | 632.7434 | 9155.6623 | 5817.2176 | 34508.631 | 499332.5771 | 317260.0903 | 708429.3765 | 34031.0047 | 364223.9746 | 310174.397 | 414675.2691 | 17775.2697 | 235198.6786 | 161701.3208 |  | 598 | 311-1199 | 15605.6232 | 7442.0506 | 927.048 | 7706.5535 | 2909.4274 | 31.8171 | 7504.4728 | 4138.0263 | 500.634 | 394.5969 | 632.7434 | 240.5877 | 3.5386 | 620.0579 | 233.4596 | 2.4153 | 12.3886 | 6.8312 | 0.82646 | 0.29692 | 5817.2176 | 2242.9287 | 93.3532 | 5138.2746 | 1852.4741 | 14.6058 | 643.0976 | 354.6091 | 42.902 | 35.8455 | 9155.6623 | 4958.5342 | 830.1562 | 1948.2211 | 823.4936 | 14.796 | 6848.9867 | 3776.586 | 456.9056 | 358.4545 | 0.0010032 | 0.0004344 | 1.12e-05 | 0.016787 | 0.0095248 | 0.0016786 | 0.0005458 | 5000000 | scaled
311-14R | 278651.9529 | 45363.8342 | 232869.7624 | 418.3563 | 16.28% | 83.57% | 0.1501% | 128627.0103 | 262163.4452 | 1719.136 | 105968.9753 | 20938.899 | 3214.8865 | 218048.1458 | 40900.4128 | 311 | 0.018935 | 0.010814 | 0.0022792 | 14715926.4077 | 3268.616 | 232882.8823 | 42500.4546 | 172619.3262 | 12298809.7584 | 2244497.3214 | 13872958.0182 | 185415.9644 | 11429194.7091 | 2258347.3416 | 7234339.9965 | 88714.0543 | 6016988.4525 | 1128637.4889 |  | 599 | 311-14R | 278651.9529 | 150024.9426 | 16488.5077 | 45363.8342 | 21029.9291 | 517.9014 | 232869.7624 | 128576.6571 | 15552.25 | 418.3563 | 3268.616 | 1549.48 | 53.7295 | 2973.8349 | 1386.5787 | 33.7487 | 294.4663 | 162.5865 | 19.666 | 0.3148 | 42500.4546 | 21561.5556 | 1600.0417 | 22961.0979 | 10756.0793 | 259.6365 | 19501.3529 | 10767.4725 | 1302.4015 | 38.0038 | 232882.8823 | 126913.907 | 14834.7365 | 19428.9014 | 8887.2712 | 224.5161 | 213073.9432 | 117646.5981 | 14230.1826 | 380.0377 | 0.0017894 | 0.0008134 | 2.08e-05 | 0.016542 | 0.0093966 | 0.0016542 | 0.0006042 | 5000000 | scaled
311-43 | 159858.0503 | 3739.0789 | 153156.7623 | 2962.2091 | 2.339% | 95.81% | 1.853% | 70739.2938 | 146647.0157 | 163.6215 | 63391.9429 | 7183.7294 | 308.6811 | 131551.9614 | 14786.3732 | 311 | 0.027937 | 0.016773 | 0.0058796 | 5722049.8225 | 323.6006 | 143472.8339 | 16061.6158 | 11583.1453 | 5135548.0828 | 574918.596 | 5313163.6498 | 12289.4624 | 4761310.8465 | 539563.3446 | 2246927.4423 | 4729.6161 | 2015640.8286 | 226556.9984 |  | 600 | 311-43 | 159858.0503 | 89118.7565 | 13211.0346 | 3739.0789 | 1601.5189 | 22.7306 | 153156.7623 | 84555.0285 | 10226.0949 | 2962.2091 | 323.6006 | 159.9791 | 14.9195 | 132.3317 | 53.3846 | 0.068578 | 189.04 | 104.3655 | 12.622 | 2.229 | 16061.6158 | 8877.8864 | 1275.2426 | 728.5507 | 292.2535 | 0.34974 | 15063.976 | 8316.5438 | 1005.8038 | 269.0891 | 143472.8339 | 80080.891 | 11920.8725 | 2878.1965 | 1255.8808 | 22.3123 | 137903.7463 | 76134.1192 | 9207.6692 | 2690.891 | 0.0070966 | 0.0031524 | 8.04e-05 | 0.016713 | 0.0094928 | 0.0016712 | 0.004128 | 5000000 | scaled
312-14F | 202123.6211 | 305.923 | 201292.1779 | 525.5203 | 0.1514% | 99.59% | 0.26% | 90440.0663 | 188154.941 | 126.9101 | 81501.2547 | 8811.9014 | 253.8489 | 169607.8127 | 18293.2794 | 312 | 0.018868 | 0.010847 | 0.0024378 | 10712509.0683 | 271.7133 | 182205.741 | 19646.1668 | 14400.7453 | 9656865.6455 | 1041242.6765 | 10296262.0817 | 14448.2427 | 9278611.9328 | 1003201.8978 | 5730035.3228 | 7730.6658 | 5165204.5517 | 557100.105 |  | 601 | 312-14F | 202123.6211 | 111683.5548 | 13968.6801 | 305.923 | 73.5942 | 1.9289 | 201292.1779 | 111084.4404 | 13441.2309 | 525.5203 | 271.7133 | 144.8031 | 17.8644 | 9.7075 | 0.03626 | 0 | 261.6104 | 144.3714 | 17.469 | 0.39544 | 19646.1668 | 10834.2654 | 1352.8874 | 52.8794 | 0.18442 | 0 | 19545.5488 | 10786.3424 | 1305.1488 | 47.7386 | 182205.741 | 100704.4863 | 12597.9283 | 243.3361 | 73.3735 | 1.9289 | 181485.0188 | 100153.7266 | 12118.6132 | 477.3862 | 0.001414 | 0.000612 | 1.56e-05 | 0.016702 | 0.009483 | 0.0016702 | 0.000752 | 5000000 | scaled
312-40F | 9416.2866 | 7.1797 | 9331.4831 | 77.6238 | 0.07625% | 99.1% | 0.8244% | 4183.1807 | 8715.6246 | 7.5831 | 3790.6016 | 384.996 | 15.7421 | 7897.9407 | 801.9418 | 312 | 0.017172 | 0.009779 | 0.001793 | 548338.4123 | 16.892 | 8533.2087 | 866.1859 | 983.6725 | 496914.1573 | 50440.5825 | 535137.1174 | 970.0762 | 484916.0879 | 49250.9533 | 390776.3274 | 705.8197 | 354114.4083 | 35956.0994 |  | 602 | 312-40F | 9416.2866 | 5233.1059 | 700.662 | 7.1797 | 3.1932 | 0.04738 | 9331.4831 | 5152.2888 | 622.9907 | 77.6238 | 16.892 | 9.3089 | 1.1499 | 0.48517 | 0.22386 | 0 | 16.3484 | 9.0266 | 1.0915 | 0.058409 | 866.1859 | 481.1899 | 64.2441 | 2.4725 | 1.1408 | 0 | 856.662 | 472.9977 | 57.1927 | 7.0514 | 8533.2087 | 4742.6071 | 635.268 | 4.222 | 1.8286 | 0.04738 | 8458.4726 | 4670.2645 | 564.7066 | 70.514 | 0.0001432 | 6.2e-05 | 1.6e-06 | 0.016931 | 0.0096186 | 0.001693 | 9.84e-05 | 5000000 | scaled
312-41F | 540.9913 | 0 | 540.9913 | 0 | 0% | 100% | 0% | 86.4665 | 179.9057 | 1.1217 | 67.7108 | 17.634 | 2.334 | 140.8818 | 36.6899 | 312 | 0.016959 | 0.016959 | 0.016959 | 31899.1984 | 7.0184 | 423.6432 | 110.3297 | 413.8351 | 24979.8469 | 6505.5164 | 26800.755 | 347.6919 | 20987.3222 | 5465.7408 | 21291.1751 | 276.2149 | 16672.842 | 4342.1182 |  | 603 | 312-41F | 540.9913 | 454.5247 | 361.0856 | 0 | 0 | 0 | 540.9913 | 454.5247 | 361.0856 | 0 | 7.0184 | 5.8966 | 4.6844 | 0 | 0 | 0 | 7.0184 | 5.8966 | 4.6844 | 0 | 110.3297 | 92.6957 | 73.6397 | 0 | 0 | 0 | 110.3297 | 92.6957 | 73.6397 | 0 | 423.6432 | 355.9324 | 282.7614 | 0 | 0 | 0 | 423.6432 | 355.9324 | 282.7614 | 0 | 0 | 0 | 0 | 0.016959 | 0.016959 | 0.016959 | 0 | 5000000 | scaled
313-548AE | 14293.5479 | 1320.3495 | 12870.4475 | 102.7509 | 9.237% | 90.04% | 0.7189% | 6064.3307 | 13331.8393 | 40.1381 | 4576.0947 | 1448.0979 | 148.2293 | 9527.8484 | 3655.7615 | 313 | 0.017367 | 0.0098954 | 0.001848 | 823029.1852 | 149.5591 | 10301.6946 | 3842.2941 | 8611.6835 | 593176.4058 | 221241.0956 | 831620.4624 | 5504.2638 | 627534.0485 | 198582.1495 | 520405.0873 | 5786.0958 | 371917.2338 | 142701.7576 |  | 604 | 313-548AE | 14293.5479 | 8229.2171 | 961.7086 | 1320.3495 | 1023.5843 | 0.10031 | 12870.4475 | 7102.8819 | 858.8574 | 102.7509 | 149.5591 | 109.421 | 1.3298 | 130.713 | 98.9857 | 0 | 18.7688 | 10.358 | 1.2525 | 0.077317 | 3842.2941 | 2394.1962 | 186.5326 | 1177.5419 | 919.4026 | 0 | 2655.4182 | 1465.4597 | 177.1986 | 9.334 | 10301.6946 | 5725.5999 | 773.8462 | 12.0945 | 5.1961 | 0.10031 | 10196.2605 | 5627.0642 | 680.4063 | 93.3396 | 0.0002144 | 9.3e-05 | 2.2e-06 | 0.017008 | 0.0096574 | 0.0017008 | 0.000145 | 5000000 | scaled
313-549AE | 1261.9352 | 0 | 1261.9352 | 0 | 0% | 100% | 0% | 201.3067 | 419.5721 | 1.5565 | 158.4777 | 41.2725 | 3.2442 | 330.3061 | 86.0218 | 313 | 0.017045 | 0.017045 | 0.017045 | 74037.2454 | 9.7574 | 993.4524 | 258.7254 | 572.4635 | 58285.4638 | 15179.3181 | 62226.6585 | 481.1429 | 48987.6363 | 12757.8794 | 49421.1148 | 382.1291 | 38906.5339 | 10132.4518 |  | 605 | 313-549AE | 1261.9352 | 1060.6285 | 842.3631 | 0 | 0 | 0 | 1261.9352 | 1060.6285 | 842.3631 | 0 | 9.7574 | 8.2009 | 6.5132 | 0 | 0 | 0 | 9.7574 | 8.2009 | 6.5132 | 0 | 258.7254 | 217.453 | 172.7036 | 0 | 0 | 0 | 258.7254 | 217.453 | 172.7036 | 0 | 993.4524 | 834.9747 | 663.1463 | 0 | 0 | 0 | 993.4524 | 834.9747 | 663.1463 | 0 | 0 | 0 | 0 | 0.017045 | 0.017045 | 0.017045 | 0 | 5000000 | scaled
313-550AE | 63029.281 | 22186.3268 | 39827.3336 | 1015.6206 | 35.2% | 63.19% | 1.611% | 31292.8862 | 59173.2165 | 1108.8909 | 14824.8964 | 15359.099 | 1840.1531 | 30818.7559 | 26514.3075 | 313 | 0.021034 | 0.012212 | 0.0031588 | 2996514.2948 | 1861.3864 | 33927.1884 | 27240.7062 | 88493.3289 | 1612953.588 | 1295067.3779 | 2598830.2118 | 92091.8302 | 1231186.8031 | 1275551.579 | 1220737.147 | 37962.1623 | 635787.6482 | 546987.3365 |  | 606 | 313-550AE | 63029.281 | 31736.3948 | 3856.0645 | 22186.3268 | 8741.3549 | 183.0711 | 39827.3336 | 21979.4193 | 2657.3728 | 1015.6206 | 1861.3864 | 752.4955 | 21.2333 | 1817.9202 | 728.1654 | 17.6199 | 42.702 | 23.5658 | 2.8492 | 0.76422 | 27240.7062 | 11881.6073 | 726.3988 | 20079.1261 | 7888.0179 | 162.4575 | 7069.3205 | 3901.3297 | 471.6816 | 92.2597 | 33927.1884 | 19102.292 | 3108.4325 | 289.2806 | 125.1716 | 2.9937 | 32715.3111 | 18054.5238 | 2182.842 | 922.5967 | 0.002596 | 0.001124 | 2.88e-05 | 0.017009 | 0.0096586 | 0.0017008 | 0.0014292 | 5000000 | scaled
313-920F | 25989.7712 | 644.0418 | 24674.485 | 671.2444 | 2.478% | 94.94% | 2.583% | 11415.9239 | 23670.2963 | 48.6626 | 9153.0642 | 2214.1971 | 88.4937 | 19058.1904 | 4523.6122 | 313 | 0.019352 | 0.011216 | 0.0026596 | 1342987.9368 | 91.0694 | 21022.2115 | 4876.4903 | 4705.8945 | 1086295.6914 | 251986.3511 | 1299356.9346 | 5538.7636 | 1041798.9363 | 252019.235 | 872114.18 | 3260.4828 | 702184.6234 | 166669.0739 |  | 607 | 313-920F | 25989.7712 | 14573.8473 | 2319.4749 | 644.0418 | 274.9395 | 1.2034 | 24674.485 | 13627.6633 | 1647.0271 | 671.2444 | 91.0694 | 42.4068 | 2.5757 | 60.264 | 25.1669 | 0.048084 | 30.3004 | 16.7348 | 2.0226 | 0.50509 | 4876.4903 | 2662.2931 | 352.878 | 446.1346 | 188.1183 | 0.24475 | 4369.3794 | 2413.1986 | 291.657 | 60.9763 | 21022.2115 | 11869.1473 | 1964.0211 | 137.6433 | 61.6544 | 0.91058 | 20274.8052 | 11197.7299 | 1353.3475 | 609.763 | 0.001383 | 0.0005988 | 1.54e-05 | 0.017028 | 0.009676 | 0.0017028 | 0.0009414 | 5000000 | scaled
313-921F | 17816.1718 | 3462.2824 | 14182.9051 | 170.9843 | 19.43% | 79.61% | 0.9597% | 8347.7732 | 16698.0735 | 212.5391 | 5028.7913 | 3106.4429 | 373.3085 | 10490.4651 | 5834.2999 | 313 | 0.018006 | 0.010321 | 0.0019588 | 989446.5156 | 374.806 | 11396.1363 | 6045.2295 | 20815.3865 | 632900.6859 | 335730.4432 | 917409.3693 | 23357.7642 | 552657.5899 | 341394.015 | 570807.8124 | 12761.1972 | 358606.6038 | 199440.0114 |  | 608 | 313-921F | 17816.1718 | 9468.3986 | 1118.0983 | 3462.2824 | 1460.003 | 0.062556 | 14182.9051 | 7837.4113 | 947.0514 | 170.9843 | 374.806 | 162.267 | 1.4975 | 354.1776 | 150.8102 | 0 | 20.4997 | 11.3281 | 1.3689 | 0.12866 | 6045.2295 | 2938.7866 | 210.9296 | 3103.4562 | 1306.2263 | 0 | 2926.241 | 1617.028 | 195.3973 | 15.5323 | 11396.1363 | 6367.3451 | 905.6712 | 4.6486 | 2.9665 | 0.062556 | 11236.1644 | 6209.0553 | 750.2853 | 155.3233 | 0.0006832 | 0.000368 | 9.2e-06 | 0.017082 | 0.0097114 | 0.0017082 | 0.0002414 | 5000000 | scaled
313-922F | 7544.4249 | 0 | 7544.4249 | 0 | 0% | 100% | 0% | 1199.7819 | 2507.7655 | 1.3689 | 950.7965 | 247.6165 | 2.8612 | 1987.3401 | 517.5642 | 313 | 0.017097 | 0.017097 | 0.017097 | 441282.1818 | 8.6078 | 5978.7641 | 1557.0531 | 503.4806 | 349704.8567 | 91073.8444 | 371105.5419 | 423.4126 | 294091.6622 | 76590.4669 | 294600.0609 | 336.1237 | 233463.0228 | 60800.9143 |  | 609 | 313-922F | 7544.4249 | 6344.643 | 5036.6594 | 0 | 0 | 0 | 7544.4249 | 6344.643 | 5036.6594 | 0 | 8.6078 | 7.2389 | 5.7466 | 0 | 0 | 0 | 8.6078 | 7.2389 | 5.7466 | 0 | 1557.0531 | 1309.4366 | 1039.4889 | 0 | 0 | 0 | 1557.0531 | 1309.4366 | 1039.4889 | 0 | 5978.7641 | 5027.9675 | 3991.4239 | 0 | 0 | 0 | 5978.7641 | 5027.9675 | 3991.4239 | 0 | 0 | 0 | 0 | 0.017097 | 0.017097 | 0.017097 | 0 | 5000000 | scaled
313-923F | 37779.6956 | 7496.0209 | 28515.1047 | 1768.57 | 19.84% | 75.48% | 4.681% | 15931.1575 | 33865.697 | 359.045 | 11352.8922 | 4219.2204 | 779.6526 | 23709.1381 | 9376.9062 | 313 | 0.024714 | 0.014654 | 0.0042726 | 1528651.1346 | 809.7404 | 26957.4169 | 10012.5383 | 32763.9096 | 1090757.4908 | 405129.7341 | 1491001.3962 | 33603.1217 | 1062520.2858 | 394877.9887 | 916069.5055 | 21089.6593 | 641333.8673 | 253645.9787 |  | 610 | 313-923F | 37779.6956 | 21848.5381 | 3913.9986 | 7496.0209 | 4295.613 | 241.3005 | 28515.1047 | 15784.355 | 1904.1281 | 1768.57 | 809.7404 | 450.6953 | 30.0877 | 718.1701 | 399.4131 | 22.7311 | 90.2395 | 49.9515 | 6.0258 | 1.3308 | 10012.5383 | 5793.3179 | 635.6321 | 5856.9466 | 3421.2897 | 208.2078 | 3994.9336 | 2211.3701 | 266.7662 | 160.6581 | 26957.4169 | 15604.5248 | 3248.2788 | 920.9042 | 474.9103 | 10.3616 | 24429.9316 | 13523.0334 | 1631.3361 | 1606.5811 | 0.0051508 | 0.0024342 | 6.18e-05 | 0.017059 | 0.0097144 | 0.0017058 | 0.002505 | 5000000 | scaled
314-13F | 74540.7705 | 56747.5225 | 17488.1011 | 305.1468 | 76.13% | 23.46% | 0.4094% | 33850.8987 | 72581.5153 | 1926.8931 | 7169.0674 | 24754.9382 | 4093.9563 | 14958.0452 | 53529.5138 | 314 | 0.019129 | 0.010977 | 0.002166 | 3896660.1415 | 4132.9785 | 16300.8259 | 54106.9662 | 216053.7431 | 852134.7183 | 2828471.6797 | 3706964.9791 | 211011.3888 | 785074.6307 | 2710878.9589 | 904549.9571 | 51021.0893 | 186415.22 | 667113.6476 |  | 611 | 314-13F | 74540.7705 | 40689.8718 | 1959.2552 | 56747.5225 | 30717.7774 | 486.8941 | 17488.1011 | 9666.9475 | 1167.2143 | 305.1468 | 4132.9785 | 2206.0854 | 39.0222 | 4104.0816 | 2190.0093 | 36.8792 | 28.6672 | 15.8465 | 1.9133 | 0.22961 | 54106.9662 | 29352.0279 | 577.4523 | 52570.8944 | 28490.5321 | 449.0601 | 1508.352 | 833.776 | 100.6724 | 27.7197 | 16300.8259 | 9131.7585 | 1342.7807 | 72.5465 | 37.236 | 0.95476 | 15951.0819 | 8817.325 | 1064.6285 | 277.1975 | 0.0015898 | 0.0008138 | 2.1e-05 | 0.017105 | 0.0097282 | 0.0017104 | 0.0004346 | 5000000 | scaled
315-1192F | 14668.0984 | 14389.5416 | 0 | 278.5568 | 98.1% | 0% | 1.899% | 1372.8582 | 14389.338 | 861.6322 | 4.2867 | 506.9393 | 9077.8456 | 17.5925 | 5293.8999 | 315 | 0.0015284 | 0.0012568 | 0.0004198 | 9597028.5462 | 9078.0552 | 270.839 | 5319.2042 | 5939580.7105 | 177204.2954 | 3480243.5416 | 10578644.3587 | 6639360.8551 | 33031.3259 | 3906252.17 | 664031.5117 | 418919.5851 | 811.8501 | 244300.0766 |  | 612 | 315-1192F | 14668.0984 | 13295.2402 | 278.7604 | 14389.5416 | 13016.6834 | 0.20359 | 0 | 0 | 0 | 278.5568 | 9078.0552 | 8216.4229 | 0.20961 | 9077.8456 | 8216.2133 | 0 | 0 | 0 | 0 | 0.20961 | 5319.2042 | 4812.265 | 25.3043 | 5293.8999 | 4786.9607 | 0 | 0 | 0 | 0 | 25.3043 | 270.839 | 266.5524 | 253.2465 | 17.7961 | 13.5094 | 0.20359 | 0 | 0 | 0 | 253.0429 | 0.0011306 | 0.000859 | 2.2e-05 | 0 | 0 | 0 | 0.0003978 | 5000000 | scaled
315-485AE | 209855.9254 | 208810.8548 | 0 | 1045.0706 | 99.5% | 0% | 0.498% | 97441.3195 | 207543.0912 | 27247.7621 | 72.9868 | 70120.5706 | 57834.254 | 255.2769 | 149453.5603 | 315 | 0.00637 | 0.0041238 | 0.00155 | 32944415.2904 | 58198.28 | 1209.2962 | 150448.3492 | 9136307.6876 | 189842.419 | 23618265.1805 | 27259955.8417 | 7622770.2467 | 20418.6035 | 19616766.9868 | 1492151.0729 | 415804.9475 | 1835.3379 | 1074510.7873 |  | 613 | 315-485AE | 209855.9254 | 112414.6059 | 2312.8342 | 208810.8548 | 111369.5353 | 1267.7636 | 0 | 0 | 0 | 1045.0706 | 58198.28 | 30950.5179 | 364.026 | 58197.4936 | 30949.7315 | 363.2396 | 0 | 0 | 0 | 0.78638 | 150448.3492 | 80327.7786 | 994.7889 | 150353.4143 | 80232.8436 | 899.854 | 0 | 0 | 0 | 94.9349 | 1209.2962 | 1136.3095 | 954.0193 | 259.9469 | 186.9602 | 4.67 | 0 | 0 | 0 | 949.3493 | 0.0048876 | 0.0026414 | 6.76e-05 | 0 | 0 | 0 | 0.0014824 | 5000000 | scaled
320-1414 | 2934.8264 | 619.5534 | 0 | 2315.273 | 21.11% | 0% | 78.89% | 362.1178 | 613.4461 | 7.3431 | 317.2871 | 37.4876 | 9.8323 | 553.4213 | 50.1926 | 320 | 0.009875 | 0.0061252 | 0.0033344 | 297197.6067 | 11.5745 | 2662.7383 | 260.5135 | 1172.1012 | 269644.3869 | 26381.1186 | 420020.3435 | 8517.2197 | 368021.3186 | 43481.8053 | 696191.2845 | 11158.5722 | 628069.8916 | 56962.8207 |  | 614 | 320-1414 | 2934.8264 | 2572.7086 | 2321.3802 | 619.5534 | 257.4356 | 6.1072 | 0 | 0 | 0 | 2315.273 | 11.5745 | 4.2314 | 1.7422 | 9.8323 | 2.4893 | 0 | 0 | 0 | 0 | 1.7422 | 260.5135 | 223.026 | 210.321 | 50.1926 | 12.705 | 0 | 0 | 0 | 0 | 210.321 | 2662.7383 | 2345.4512 | 2109.3171 | 559.5285 | 242.2413 | 6.1072 | 0 | 0 | 0 | 2103.2099 | 0.0066132 | 0.0028634 | 7.26e-05 | 0 | 0 | 0 | 0.0032618 | 5000000 | scaled
321-1332R | 9616.2978 | 6563.8121 | 0 | 3052.4857 | 68.26% | 0% | 31.74% | 3382.8392 | 6485.894 | 21.4983 | 3251.2477 | 110.0932 | 39.9688 | 6241.1507 | 204.7744 | 321 | 0.013392 | 0.0083982 | 0.0044372 | 718062.8607 | 42.2976 | 9091.771 | 482.2292 | 3158.4252 | 678895.685 | 36008.7504 | 742237.4562 | 4717.0025 | 713364.6193 | 24155.8346 | 705490.8165 | 4347.5314 | 678869.3355 | 22273.9497 |  | 615 | 321-1332R | 9616.2978 | 6233.4586 | 3130.4039 | 6563.8121 | 3180.9729 | 77.9181 | 0 | 0 | 0 | 3052.4857 | 42.2976 | 20.7993 | 2.3288 | 40.0007 | 18.5024 | 0.031924 | 0 | 0 | 0 | 2.2969 | 482.2292 | 372.136 | 277.4548 | 204.9393 | 94.8461 | 0.16487 | 0 | 0 | 0 | 277.2899 | 9091.771 | 5840.5233 | 2850.6203 | 6318.8721 | 3067.6244 | 77.7213 | 0 | 0 | 0 | 2772.8989 | 0.0090582 | 0.0040644 | 0.0001034 | 0 | 0 | 0 | 0.0043338 | 5000000 | scaled
321-646 | 2127.4066 | 681.1536 | 0 | 1446.253 | 32.02% | 0% | 67.98% | 401.4835 | 673.2476 | 26.0345 | 239.6954 | 135.7536 | 40.7241 | 420.0754 | 212.4481 | 321 | 0.0057906 | 0.0036438 | 0.0020464 | 367389.6724 | 42.3484 | 1738.4522 | 346.6061 | 7313.299 | 300219.7004 | 59856.6731 | 473660.2234 | 30714.8916 | 282786.5896 | 160158.7429 | 710593.729 | 42983.1478 | 443377.6278 | 224232.9541 |  | 616 | 321-646 | 2127.4066 | 1725.9231 | 1454.159 | 681.1536 | 279.6701 | 7.906 | 0 | 0 | 0 | 1446.253 | 42.3484 | 16.3139 | 1.6243 | 41.2601 | 15.2256 | 0.53601 | 0 | 0 | 0 | 1.0883 | 346.6061 | 210.8524 | 134.1579 | 215.2274 | 79.4738 | 2.7793 | 0 | 0 | 0 | 131.3786 | 1738.4522 | 1498.7568 | 1318.3768 | 424.6661 | 184.9707 | 4.5907 | 0 | 0 | 0 | 1313.7861 | 0.0037864 | 0.0016396 | 4.22e-05 | 0 | 0 | 0 | 0.0020042 | 5000000 | scaled
321-740AE | 5604.3599 | 1388.3716 | 0 | 4215.9883 | 24.77% | 0% | 75.23% | 790.3343 | 1370.7748 | 6.1031 | 752.7722 | 31.459 | 9.3763 | 1313.0484 | 48.3501 | 321 | 0.016283 | 0.01041 | 0.0059868 | 344188.9529 | 13.076 | 5157.2153 | 434.0685 | 803.0575 | 316727.7943 | 26658.1011 | 462433.5325 | 3570.9697 | 440455.5262 | 18407.0364 | 707153.2496 | 4837.0251 | 677373.4499 | 24942.7744 |  | 617 | 321-740AE | 5604.3599 | 4814.0256 | 4233.5851 | 1388.3716 | 598.0373 | 17.5968 | 0 | 0 | 0 | 4215.9883 | 13.076 | 6.973 | 3.6997 | 9.9036 | 3.8006 | 0.52734 | 0 | 0 | 0 | 3.1724 | 434.0685 | 402.6095 | 385.7184 | 51.0853 | 19.6262 | 2.7352 | 0 | 0 | 0 | 382.9833 | 5157.2153 | 4404.4431 | 3844.1669 | 1327.3827 | 574.6105 | 14.3343 | 0 | 0 | 0 | 3829.8326 | 0.01041 | 0.0045372 | 0.0001138 | 0 | 0 | 0 | 0.005873 | 5000000 | scaled
321-741 | 1210.8213 | 206.9236 | 0 | 1003.8977 | 17.09% | 0% | 82.91% | 117.3458 | 204.6875 | 0 | 117.3458 | 0 | 0 | 204.6875 | 0 | 321 | 0.0042182 | 0.0026162 | 0.001424 | 287046.9086 | 0.7554 | 1118.8711 | 91.1948 | 179.0813 | 265248.4754 | 21619.3521 | 417963.2528 | 0 | 417963.2528 | 0 | 706554.618 | 0 | 706554.6218 | 0 |  | 618 | 321-741 | 1210.8213 | 1093.4755 | 1006.1338 | 206.9236 | 89.5778 | 2.2361 | 0 | 0 | 0 | 1003.8977 | 0.7554 | 0.7554 | 0.7554 | 0 | 0 | 0 | 0 | 0 | 0 | 0.7554 | 91.1948 | 91.1948 | 91.1948 | 0 | 0 | 0 | 0 | 0 | 0 | 91.1948 | 1118.8711 | 1001.5253 | 914.1836 | 206.9236 | 89.5778 | 2.2361 | 0 | 0 | 0 | 911.9475 | 0.002825 | 0.001223 | 3.08e-05 | 0 | 0 | 0 | 0.0013932 | 5000000 | scaled
322-32R | 502.6597 | 393.1656 | 0 | 109.4941 | 78.22% | 0% | 21.78% | 221.7228 | 388.7459 | 0 | 221.7228 | 0 | 0.21046 | 387.4625 | 1.073 | 322 | 0.0003072 | 0.0002184 | 0.000152 | 1636262.1012 | 0.29285 | 491.3474 | 11.0195 | 953.3033 | 1599438.0192 | 35870.7785 | 1286341.0897 | 0 | 1286341.0892 | 0 | 749432.8191 | 405.737 | 746958.5639 | 2068.5179 |  | 619 | 322-32R | 502.6597 | 280.9369 | 113.9138 | 393.1656 | 171.4428 | 4.4197 | 0 | 0 | 0 | 109.4941 | 0.29285 | 0.29285 | 0.082391 | 0.21046 | 0.21046 | 0 | 0 | 0 | 0 | 0.082391 | 11.0195 | 11.0195 | 9.9465 | 1.073 | 1.073 | 0 | 0 | 0 | 0 | 9.9465 | 491.3474 | 269.6245 | 103.8849 | 391.8821 | 170.1593 | 4.4197 | 0 | 0 | 0 | 99.4652 | 0.000157 | 6.82e-05 | 1.8e-06 | 0 | 0 | 0 | 0.0001502 | 5000000 | scaled
322-821F | 18510.6685 | 10475.5756 | 0 | 8035.0929 | 56.59% | 0% | 43.41% | 5221.1803 | 10336.2836 | 155.4731 | 4254.157 | 811.5501 | 344.0834 | 8123.0039 | 1869.1963 | 322 | 0.033072 | 0.020745 | 0.011522 | 559708.1667 | 355.7833 | 15523.7276 | 2631.1575 | 10757.8416 | 469391.8605 | 79558.4647 | 640617.8049 | 19075.9207 | 521967.9487 | 99573.9359 | 709458.8551 | 23617.0953 | 557544.4 | 128297.3599 |  | 620 | 322-821F | 18510.6685 | 13289.4882 | 8174.3849 | 10475.5756 | 5254.3953 | 139.292 | 0 | 0 | 0 | 8035.0929 | 355.7833 | 200.3103 | 11.7 | 349.7372 | 194.2641 | 5.6538 | 0 | 0 | 0 | 6.0461 | 2631.1575 | 1819.6074 | 761.9612 | 1901.2442 | 1089.6941 | 32.0479 | 0 | 0 | 0 | 729.9133 | 15523.7276 | 11269.5706 | 7400.7238 | 8224.5942 | 3970.4371 | 101.5903 | 0 | 0 | 0 | 7299.1334 | 0.021791 | 0.0094634 | 0.0002406 | 0 | 0 | 0 | 0.011281 | 5000000 | scaled
322-822F | 869.6793 | 207.8409 | 0 | 661.8384 | 23.9% | 0% | 76.1% | 155.8133 | 206.8085 | 9.5684 | 91.7331 | 54.5118 | 11.3599 | 131.7444 | 63.7042 | 322 | 0.0028306 | 0.0017524 | 0.0009508 | 307242.0341 | 11.8579 | 733.9953 | 123.826 | 4189.1987 | 259307.3254 | 43745.51 | 407364.7802 | 25015.9886 | 239830.7949 | 142517.9966 | 697171.6422 | 38295.4447 | 444123.1776 | 214753.0198 |  | 621 | 322-822F | 869.6793 | 713.866 | 662.8708 | 207.8409 | 52.0276 | 1.0324 | 0 | 0 | 0 | 661.8384 | 11.8579 | 2.2896 | 0.49801 | 11.3599 | 1.7915 | 0 | 0 | 0 | 0 | 0.49801 | 123.826 | 69.3142 | 60.1219 | 63.7042 | 9.1924 | 0 | 0 | 0 | 0 | 60.1219 | 733.9953 | 642.2623 | 602.2509 | 132.7768 | 41.0437 | 1.0324 | 0 | 0 | 0 | 601.2186 | 0.0019008 | 0.0008226 | 2.1e-05 | 0 | 0 | 0 | 0.0009298 | 5000000 | scaled
323-1134F | 1800.5999 | 1099.0741 | 0 | 701.5258 | 61.04% | 0% | 38.96% | 543.3921 | 1098.2919 | 69.1177 | 46.455 | 427.8194 | 138.886 | 81.4666 | 877.9394 | 323 | 0.0037208 | 0.0021752 | 0.0010244 | 483928.1654 | 139.4138 | 719.5196 | 941.6665 | 37468.78 | 193377.6685 | 253081.7169 | 577973.4241 | 73516.3223 | 49411.4112 | 455045.6912 | 685579.8369 | 86695.9064 | 50853.3861 | 548030.5445 |  | 622 | 323-1134F | 1800.5999 | 1257.2078 | 702.308 | 1099.0741 | 555.6819 | 0.78214 | 0 | 0 | 0 | 701.5258 | 139.4138 | 70.2961 | 0.52788 | 138.886 | 69.7683 | 0 | 0 | 0 | 0 | 0.52788 | 941.6665 | 513.847 | 63.7271 | 877.9394 | 450.12 | 0 | 0 | 0 | 0 | 63.7271 | 719.5196 | 673.0646 | 638.053 | 82.2487 | 35.7937 | 0.78214 | 0 | 0 | 0 | 637.2709 | 0.0027264 | 0.0011808 | 3e-05 | 0 | 0 | 0 | 0.0009944 | 5000000 | scaled
323-471 | 28359.9249 | 21392.9363 | 0 | 6966.9886 | 75.43% | 0% | 24.57% | 11422.9512 | 20957.7572 | 1762.3669 | 2833.8688 | 6826.7156 | 3241.0353 | 5207.5363 | 12509.1856 | 323 | 0.03033 | 0.018811 | 0.010143 | 935057.6641 | 3320.9262 | 11593.4348 | 13445.5639 | 109494.5596 | 382248.1938 | 443314.9108 | 900385.6141 | 138914.173 | 223372.6299 | 538098.8117 | 729809.6828 | 112862.2181 | 181341.4669 | 435605.998 |  | 623 | 323-471 | 28359.9249 | 16936.9737 | 7402.1677 | 21392.9363 | 9969.9851 | 435.1791 | 0 | 0 | 0 | 6966.9886 | 3320.9262 | 1558.5593 | 79.8909 | 3315.6838 | 1553.3168 | 74.6484 | 0 | 0 | 0 | 5.2424 | 13445.5639 | 6618.8484 | 936.3783 | 12812.6779 | 5985.9623 | 303.4923 | 0 | 0 | 0 | 632.886 | 11593.4348 | 8759.5661 | 6385.8985 | 5264.5746 | 2430.7059 | 57.0383 | 0 | 0 | 0 | 6328.8602 | 0.020413 | 0.0088946 | 0.0002264 | 0 | 0 | 0 | 0.0099162 | 5000000 | scaled
323-472AE | 8330.9337 | 6700.3621 | 0 | 1630.5716 | 80.43% | 0% | 19.57% | 3932.1966 | 6609.8235 | 431.6619 | 189.1212 | 3311.4135 | 726.2383 | 330.7189 | 5552.8663 | 323 | 0.0064722 | 0.0040936 | 0.0023216 | 1287187.3102 | 737.5261 | 1815.5104 | 5777.8971 | 113952.929 | 280509.0147 | 892725.3665 | 1074540.0379 | 117958.9985 | 51680.6057 | 904900.4337 | 741346.5696 | 81453.6556 | 37092.8731 | 622800.0409 |  | 624 | 323-472AE | 8330.9337 | 4398.7371 | 1721.1102 | 6700.3621 | 2768.1655 | 90.5386 | 0 | 0 | 0 | 1630.5716 | 737.5261 | 305.8643 | 11.2878 | 736.2992 | 304.6373 | 10.0609 | 0 | 0 | 0 | 1.227 | 5777.8971 | 2466.4836 | 225.0309 | 5629.7749 | 2318.3613 | 76.9086 | 0 | 0 | 0 | 148.1222 | 1815.5104 | 1626.3892 | 1484.7915 | 334.288 | 145.1668 | 3.5691 | 0 | 0 | 0 | 1481.2224 | 0.0041966 | 0.001818 | 4.6e-05 | 0 | 0 | 0 | 0.0022756 | 5000000 | scaled
325-1220R | 37708.5774 | 22451.3592 | 0 | 15257.2182 | 59.54% | 0% | 40.46% | 12708.9826 | 22209.268 | 63.8905 | 12316.9504 | 328.1416 | 109.0988 | 21539.7742 | 560.395 | 325 | 0.060023 | 0.038161 | 0.021888 | 628233.3734 | 121.6943 | 35634.7779 | 1952.1053 | 2027.4536 | 593683.4076 | 32522.5123 | 655108.4841 | 3293.3587 | 634900.4457 | 16914.6795 | 708119.0323 | 3478.5006 | 686772.9287 | 17867.6031 |  | 625 | 325-1220R | 37708.5774 | 24999.5949 | 15499.3094 | 22451.3592 | 9742.3766 | 242.0912 | 0 | 0 | 0 | 15257.2182 | 121.6943 | 57.8037 | 12.5954 | 110.2137 | 46.3231 | 1.1149 | 0 | 0 | 0 | 11.4806 | 1952.1053 | 1623.9636 | 1391.7102 | 566.1291 | 237.9875 | 5.7341 | 0 | 0 | 0 | 1385.9761 | 35634.7779 | 23317.8275 | 14095.0037 | 21775.0164 | 9458.066 | 235.2422 | 0 | 0 | 0 | 13859.7615 | 0.038558 | 0.016696 | 0.0004226 | 0 | 0 | 0 | 0.021465 | 5000000 | scaled
325-1227F | 7449.1852 | 7236.3788 | 0 | 212.8064 | 97.14% | 0% | 2.857% | 3471.2621 | 7067.6273 | 318.4976 | 1.4003 | 3151.3643 | 643.8915 | 2.7135 | 6421.0224 | 325 | 0.000908 | 0.0005972 | 0.0003066 | 8203948.4615 | 659.2016 | 196.0626 | 6593.921 | 725992.9739 | 215927.9837 | 7262027.5033 | 6660956.2257 | 611160.5089 | 2687.0375 | 6047108.6799 | 1244480.9977 | 113377.6099 | 477.7898 | 1130625.5979 |  | 626 | 325-1227F | 7449.1852 | 3977.9231 | 381.5579 | 7236.3788 | 3765.1167 | 168.7515 | 0 | 0 | 0 | 212.8064 | 659.2016 | 340.7041 | 15.3102 | 659.0415 | 340.5439 | 15.15 | 0 | 0 | 0 | 0.16013 | 6593.921 | 3442.5567 | 172.8986 | 6574.5895 | 3423.2252 | 153.5671 | 0 | 0 | 0 | 19.3315 | 196.0626 | 194.6623 | 193.3492 | 2.7478 | 1.3475 | 0.034365 | 0 | 0 | 0 | 193.3148 | 0.000609 | 0.0002982 | 7.6e-06 | 0 | 0 | 0 | 0.000299 | 5000000 | scaled
325-1229F | 10049.8517 | 9206.548 | 0 | 843.3037 | 91.61% | 0% | 8.391% | 5207.3282 | 9122.6613 | 138.9418 | 4597.182 | 471.2044 | 248.3234 | 8032.1749 | 842.163 | 325 | 0.0038216 | 0.002347 | 0.0012482 | 2629749.7619 | 250.2185 | 8876.6373 | 922.9959 | 65474.8107 | 2322754.1511 | 241520.7994 | 2063282.2625 | 55052.4622 | 1821526.0476 | 186703.7517 | 742822.0142 | 20219.9835 | 654028.0474 | 68573.983 |  | 627 | 325-1229F | 10049.8517 | 4842.5235 | 927.1904 | 9206.548 | 3999.2198 | 83.8868 | 0 | 0 | 0 | 843.3037 | 250.2185 | 111.2767 | 1.8952 | 249.584 | 110.6421 | 1.2606 | 0 | 0 | 0 | 0.63456 | 922.9959 | 451.7915 | 80.8329 | 846.3896 | 375.1852 | 4.2266 | 0 | 0 | 0 | 76.6063 | 8876.6373 | 4279.4553 | 844.4624 | 8110.5744 | 3513.3925 | 78.3995 | 0 | 0 | 0 | 766.0628 | 0.0026012 | 0.0011266 | 2.78e-05 | 0 | 0 | 0 | 0.0012204 | 5000000 | scaled
325-22R | 13831.2362 | 7759.0733 | 0 | 6072.1629 | 56.1% | 0% | 43.9% | 3994.0986 | 7709.3703 | 245.5549 | 2849.633 | 898.9107 | 499.5689 | 5369.3681 | 1840.4333 | 325 | 0.024153 | 0.015494 | 0.0087186 | 572660.3422 | 505.2693 | 10930.0341 | 2395.9328 | 20919.872 | 452540.6809 | 99199.7892 | 634891.6122 | 39032.7774 | 452970.3106 | 142888.5242 | 702161.5695 | 45500.2203 | 489036.5624 | 167624.7868 |  | 628 | 325-22R | 13831.2362 | 9837.1376 | 6121.8659 | 7759.0733 | 3764.9748 | 49.703 | 0 | 0 | 0 | 6072.1629 | 505.2693 | 259.7144 | 5.7004 | 500.7002 | 255.1453 | 1.1313 | 0 | 0 | 0 | 4.5691 | 2395.9328 | 1497.0222 | 555.4995 | 1844.3334 | 945.4227 | 3.9001 | 0 | 0 | 0 | 551.5994 | 10930.0341 | 8080.4011 | 5560.6659 | 5414.0397 | 2564.4068 | 44.6716 | 0 | 0 | 0 | 5515.9943 | 0.015611 | 0.0069526 | 0.000177 | 0 | 0 | 0 | 0.0085416 | 5000000 | scaled
325-25 | 8361.1532 | 7360.9654 | 0 | 1000.1878 | 88.04% | 0% | 11.96% | 4179.5007 | 7281.3995 | 2.6718 | 4163.2094 | 13.6195 | 2.8078 | 7264.2744 | 14.3173 | 325 | 0.0037654 | 0.0024058 | 0.0013934 | 2220521.8989 | 3.6688 | 8251.7562 | 105.7282 | 974.3349 | 2191468.6894 | 28078.8747 | 1738154.6396 | 1111.1348 | 1731379.4791 | 5664.0257 | 774905.7392 | 298.8099 | 773083.2442 | 1523.6852 |  | 629 | 325-25 | 8361.1532 | 4181.6524 | 1079.7537 | 7360.9654 | 3181.4647 | 79.5659 | 0 | 0 | 0 | 1000.1878 | 3.6688 | 0.99697 | 0.86099 | 2.9162 | 0.24436 | 0.10838 | 0 | 0 | 0 | 0.75261 | 105.7282 | 92.1087 | 91.4109 | 14.8705 | 1.251 | 0.55315 | 0 | 0 | 0 | 90.8577 | 8251.7562 | 4088.5468 | 987.4818 | 7343.1788 | 3179.9693 | 78.9043 | 0 | 0 | 0 | 908.5774 | 0.0023982 | 0.0010386 | 2.62e-05 | 0 | 0 | 0 | 0.0013672 | 5000000 | scaled
326-26 | 1950.0665 | 1768.4026 | 0 | 181.6639 | 90.68% | 0% | 9.316% | 618.915 | 1740.1001 | 1.1229 | 612.0329 | 5.7592 | 3.0383 | 1721.4921 | 15.5697 | 326 | 0.0009188 | 0.0006606 | 0.0002604 | 2122405.8435 | 3.175 | 1914.8193 | 32.0721 | 3455.6196 | 2084043.6722 | 34906.5521 | 2015064.2779 | 3655.8368 | 1992657.4993 | 18750.9437 | 806322.5461 | 1407.8912 | 797700.0269 | 7214.6281 |  | 630 | 326-26 | 1950.0665 | 1331.1515 | 209.9664 | 1768.4026 | 1149.4876 | 28.3025 | 0 | 0 | 0 | 181.6639 | 3.175 | 2.0522 | 0.1367 | 3.0383 | 1.9155 | 0 | 0 | 0 | 0 | 0.1367 | 32.0721 | 26.3129 | 16.5025 | 15.5697 | 9.8104 | 0 | 0 | 0 | 0 | 16.5025 | 1914.8193 | 1302.7864 | 193.3272 | 1749.7946 | 1137.7617 | 28.3025 | 0 | 0 | 0 | 165.0247 | 0.0006686 | 0.0004104 | 1.02e-05 | 0 | 0 | 0 | 0.0002502 | 5000000 | scaled
326-35R | 586182.605 | 109665.2191 | 468246.1805 | 8271.2055 | 18.71% | 79.88% | 1.411% | 267824.6065 | 540798.9676 | 9122.7649 | 202823.0354 | 55878.8062 | 16757.8527 | 417923.6394 | 106117.4754 | 326 | 0.07497 | 0.044047 | 0.01548 | 7818937.3426 | 16911.1659 | 458824.0346 | 110447.4044 | 225573.6452 | 6120134.4892 | 1473229.2076 | 7227754.208 | 246195.0869 | 5473563.7131 | 1507995.4074 | 2931797.4018 | 90848.2302 | 2265661.5741 | 575287.5971 |  | 631 | 326-35R | 586182.605 | 318357.9985 | 45383.6374 | 109665.2191 | 50254.0405 | 791.0669 | 468246.1805 | 259832.7525 | 36321.3651 | 8271.2055 | 16911.1659 | 7788.4011 | 153.3132 | 16207.2388 | 7395.0173 | 92.9693 | 697.7034 | 387.16 | 54.1201 | 6.2238 | 110447.4044 | 54568.5982 | 4329.929 | 68183.9386 | 30781.9086 | 358.5167 | 41512.1039 | 23035.3277 | 3220.0504 | 751.362 | 458824.0346 | 256000.9992 | 40900.3952 | 25274.0418 | 12077.1147 | 339.5809 | 426036.3732 | 236410.2649 | 33047.1946 | 7513.6197 | 0.028331 | 0.012592 | 0.0003214 | 0.034978 | 0.019794 | 0.0034978 | 0.011661 | 5000000 | scaled
329-13F | 183.911 | 0 | 183.911 | 0 | 0% | 100% | 0% | 29.3412 | 61.1073 | 0.38065 | 22.9767 | 5.9838 | 0.79276 | 47.8523 | 12.4622 | 329 | 0.017298 | 0.017298 | 0.017298 | 10632.1708 | 2.3859 | 144.0183 | 37.5068 | 137.9334 | 8325.9145 | 2168.3229 | 8935.9128 | 115.9275 | 6997.5969 | 1822.3883 | 7099.4681 | 92.1029 | 5559.5011 | 1447.8642 |  | 632 | 329-13F | 183.911 | 154.5698 | 122.8038 | 0 | 0 | 0 | 183.911 | 154.5698 | 122.8038 | 0 | 2.3859 | 2.0053 | 1.5932 | 0 | 0 | 0 | 2.3859 | 2.0053 | 1.5932 | 0 | 37.5068 | 31.5229 | 25.0446 | 0 | 0 | 0 | 37.5068 | 31.5229 | 25.0446 | 0 | 144.0183 | 121.0416 | 96.166 | 0 | 0 | 0 | 144.0183 | 121.0416 | 96.166 | 0 | 0 | 0 | 0 | 0.017298 | 0.017298 | 0.017298 | 0 | 5000000 | scaled
329-215F | 64924.7945 | 1158.5882 | 62337.7743 | 1428.432 | 1.785% | 96.02% | 2.2% | 28461.0604 | 59240.1068 | 107.6655 | 22714.2274 | 5639.1675 | 213.4437 | 47322.6142 | 11704.0489 | 329 | 0.021703 | 0.012858 | 0.0037468 | 2991567.5776 | 229.5588 | 52002.8736 | 12692.3622 | 10577.4776 | 2396158.6902 | 584831.4096 | 2835835.0391 | 10727.6931 | 2263225.652 | 561881.6936 | 1517211.4212 | 5466.5534 | 1211989.8941 | 299754.9735 |  | 633 | 329-215F | 64924.7945 | 36463.7341 | 5684.6878 | 1158.5882 | 608.3422 | 90.2787 | 62337.7743 | 34426.9598 | 4165.977 | 1428.432 | 229.5588 | 121.8933 | 16.1151 | 125.421 | 63.9004 | 8.1526 | 103.063 | 56.918 | 6.8876 | 1.0748 | 12692.3622 | 7053.1946 | 988.3133 | 927.8353 | 497.9623 | 81.0126 | 11634.7671 | 6425.4726 | 777.541 | 129.7597 | 52002.8736 | 29288.6462 | 4680.2594 | 105.3319 | 46.4795 | 1.1135 | 50599.9443 | 27944.5692 | 3381.5485 | 1297.5974 | 0.0024882 | 0.0010772 | 2.74e-05 | 0.017217 | 0.0097832 | 0.0017216 | 0.0019978 | 5000000 | scaled
329-793F | 8622.2123 | 2355.2291 | 5722.2324 | 544.7508 | 27.32% | 66.37% | 6.318% | 3882.5972 | 7663.1404 | 109.4382 | 2694.8826 | 1078.2764 | 196.3654 | 5402.9034 | 2063.8716 | 329 | 0.019245 | 0.011101 | 0.0025098 | 448014.1908 | 201.3504 | 6215.6519 | 2205.21 | 10462.2618 | 322968.1854 | 114583.7436 | 426953.8834 | 12034.4901 | 296345.6002 | 118573.7932 | 382130.8127 | 9791.9751 | 269421.6419 | 102917.1957 |  | 634 | 329-793F | 8622.2123 | 4739.6151 | 959.0719 | 2355.2291 | 1036.4925 | 32.0865 | 5722.2324 | 3158.3717 | 382.2346 | 544.7508 | 201.3504 | 91.9122 | 4.985 | 180.8031 | 80.3875 | 3.2299 | 20.1374 | 11.1148 | 1.3451 | 0.40991 | 2205.21 | 1126.9336 | 141.3384 | 1056.815 | 470.9078 | 18.4477 | 1098.9095 | 606.5403 | 73.4051 | 49.4855 | 6215.6519 | 3520.7693 | 812.7485 | 1117.611 | 485.1973 | 10.4088 | 4603.1855 | 2540.7166 | 307.4843 | 494.8554 | 0.0011988 | 0.0005194 | 1.3e-05 | 0.017278 | 0.0098126 | 0.0017278 | 0.000769 | 5000000 | scaled
330-44R | 135.2482 | 20.8035 | 0 | 114.4446 | 15.38% | 0% | 84.62% | 12.0441 | 20.8035 | 0 | 12.0441 | 0 | 0 | 20.8035 | 0 | 330 | 0.0001638 | 0.0001586 | 0.0001546 | 825690.8095 | 0.086116 | 124.7658 | 10.3962 | 525.7381 | 761696.0293 | 63469.0421 | 776822.2711 | 0 | 776822.2711 | 0 | 740262.8454 | 0 | 740262.8454 | 0 |  | 635 | 330-44R | 135.2482 | 123.204 | 114.4446 | 20.8035 | 8.7594 | 0 | 0 | 0 | 0 | 114.4446 | 0.086116 | 0.086116 | 0.086116 | 0 | 0 | 0 | 0 | 0 | 0 | 0.086116 | 10.3962 | 10.3962 | 10.3962 | 0 | 0 | 0 | 0 | 0 | 0 | 10.3962 | 124.7658 | 112.7217 | 103.9623 | 20.8035 | 8.7594 | 0 | 0 | 0 | 0 | 103.9623 | 9.2e-06 | 4e-06 | 0 | 0 | 0 | 0 | 0.0001546 | 5000000 | scaled
330-810R | 235355.6121 | 11155.0598 | 221620.2056 | 2580.3467 | 4.74% | 94.16% | 1.096% | 104844.1357 | 217807.0196 | 107.6946 | 94700.7507 | 10035.6905 | 224.6459 | 196639.5656 | 20942.8082 | 330 | 0.026057 | 0.015805 | 0.0055018 | 9032267.9375 | 242.4422 | 212436.0037 | 22677.1662 | 9304.2316 | 8152679.6317 | 870284.075 | 8257606.8586 | 8482.1104 | 7458705.852 | 790418.9004 | 3189609.3097 | 3289.7591 | 2879628.9034 | 306690.6474 |  | 636 | 330-810R | 235355.6121 | 130511.4764 | 17548.5925 | 11155.0598 | 5403.9727 | 144.4068 | 221620.2056 | 122527.157 | 14823.839 | 2580.3467 | 242.4422 | 134.7476 | 17.7963 | 3.4687 | 1.7582 | 0 | 237.0319 | 131.0478 | 15.8547 | 1.9416 | 22677.1662 | 12641.4757 | 1734.358 | 18.014 | 9.1034 | 0 | 22424.7517 | 12397.9718 | 1499.9576 | 234.4005 | 212436.0037 | 117735.253 | 15796.4381 | 11133.5771 | 5393.1111 | 144.4068 | 198958.4221 | 109998.1373 | 13308.0267 | 2344.0046 | 0.0053776 | 0.0024814 | 0.0001738 | 0.017057 | 0.0097014 | 0.0017058 | 0.0036222 | 5000000 | scaled
330-8R | 217250.5641 | 25140.2889 | 184805.9785 | 7304.2967 | 11.57% | 85.07% | 3.362% | 93984.9054 | 197239.1383 | 108.0196 | 86212.8952 | 7663.9906 | 222.2446 | 181067.1985 | 15949.6952 | 330 | 0.044939 | 0.027984 | 0.012284 | 4834300.5047 | 242.1052 | 199260.6967 | 17747.7621 | 5387.3706 | 4433986.5842 | 394926.5489 | 4404924.9811 | 5062.707 | 4040663.0633 | 359199.2096 | 1629090.8212 | 1835.6226 | 1495519.1634 | 131736.0348 |  | 637 | 330-8R | 217250.5641 | 123265.6587 | 20011.4258 | 25140.2889 | 13946.2315 | 353.4474 | 184805.9785 | 102015.1305 | 12353.6817 | 7304.2967 | 242.1052 | 134.0856 | 19.8606 | 25.6566 | 12.1411 | 0.26288 | 210.9524 | 116.4483 | 14.1015 | 5.4962 | 17747.7621 | 10083.7715 | 1798.067 | 132.3663 | 62.6082 | 1.3621 | 16951.8685 | 9357.636 | 1133.1776 | 663.5273 | 199260.6967 | 113047.8015 | 18193.4982 | 24982.266 | 13871.4821 | 351.8224 | 167643.1576 | 92541.0462 | 11206.4027 | 6635.2732 | 0.017574 | 0.0080094 | 0.0003152 | 0.017108 | 0.0097164 | 0.0017108 | 0.010258 | 5000000 | scaled
331-246R | 26193.6923 | 0 | 26193.6923 | 0 | 0% | 100% | 0% | 4168.7954 | 8701.9289 | 6.1362 | 3302.5691 | 860.0901 | 12.8087 | 6893.7713 | 1795.349 | 331 | 0.017309 | 0.017309 | 0.017309 | 1513316.4789 | 38.5554 | 20750.9536 | 5404.1832 | 2227.5048 | 1198867.2589 | 312221.7155 | 1272468.159 | 1872.9915 | 1008064.3646 | 262530.8042 | 1010570.5375 | 1487.495 | 800585.963 | 208497.08 |  | 638 | 331-246R | 26193.6923 | 22024.8969 | 17491.7633 | 0 | 0 | 0 | 26193.6923 | 22024.8969 | 17491.7633 | 0 | 38.5554 | 32.4192 | 25.7468 | 0 | 0 | 0 | 38.5554 | 32.4192 | 25.7468 | 0 | 5404.1832 | 4544.0932 | 3608.8343 | 0 | 0 | 0 | 5404.1832 | 4544.0932 | 3608.8343 | 0 | 20750.9536 | 17448.3845 | 13857.1823 | 0 | 0 | 0 | 20750.9536 | 17448.3845 | 13857.1823 | 0 | 0 | 0 | 0 | 0.017309 | 0.017309 | 0.017309 | 0 | 5000000 | scaled
331-40AE | 217394.1123 | 0 | 217394.1123 | 0 | 0% | 100% | 0% | 34724.9146 | 72210.2843 | 39.6978 | 31805.7385 | 2879.4783 | 82.5513 | 66139.8724 | 5987.8606 | 331 | 0.017096 | 0.017096 | 0.017096 | 12716378.0329 | 248.5264 | 199118.7127 | 18026.8732 | 14537.4468 | 11647366.1468 | 1054474.439 | 10685158.6198 | 12215.3434 | 9786902.7125 | 886040.5546 | 8492467.5355 | 9708.6446 | 7778541.8601 | 704217.0273 |  | 639 | 331-40AE | 217394.1123 | 182669.1977 | 145183.828 | 0 | 0 | 0 | 217394.1123 | 182669.1977 | 145183.828 | 0 | 248.5264 | 208.8286 | 165.9751 | 0 | 0 | 0 | 248.5264 | 208.8286 | 165.9751 | 0 | 18026.8732 | 15147.3949 | 12039.0126 | 0 | 0 | 0 | 18026.8732 | 15147.3949 | 12039.0126 | 0 | 199118.7127 | 167312.9742 | 132978.8403 | 0 | 0 | 0 | 199118.7127 | 167312.9742 | 132978.8403 | 0 | 0 | 0 | 0 | 0.017096 | 0.017096 | 0.017096 | 0 | 5000000 | scaled
331-42AE | 143891.3323 | 0 | 143891.3323 | 0 | 0% | 100% | 0% | 22911.5411 | 47796.7042 | 25.7703 | 21014.0513 | 1871.7195 | 53.7604 | 43838.2732 | 3904.6706 | 331 | 0.017193 | 0.017193 | 0.017193 | 8369181.1958 | 161.845 | 131974.5291 | 11754.9582 | 9413.4259 | 7676061.717 | 683706.0525 | 7036572.5121 | 7914.5441 | 6453817.1003 | 574840.8484 | 5589171.6449 | 6286.5473 | 5126287.2053 | 456597.891 |  | 640 | 331-42AE | 143891.3323 | 120979.7912 | 96094.6281 | 0 | 0 | 0 | 143891.3323 | 120979.7912 | 96094.6281 | 0 | 161.845 | 136.0748 | 108.0846 | 0 | 0 | 0 | 161.845 | 136.0748 | 108.0846 | 0 | 11754.9582 | 9883.2387 | 7850.2875 | 0 | 0 | 0 | 11754.9582 | 9883.2387 | 7850.2875 | 0 | 131974.5291 | 110960.4778 | 88136.256 | 0 | 0 | 0 | 131974.5291 | 110960.4778 | 88136.256 | 0 | 0 | 0 | 0 | 0.017193 | 0.017193 | 0.017193 | 0 | 5000000 | scaled
334-21 | 378214.4953 | 336942.3665 | 35993.0586 | 5279.0701 | 89.09% | 9.517% | 1.396% | 193187.033 | 365128.8476 | 16942.9756 | 13328.4351 | 162915.6222 | 31577.7458 | 27641.5695 | 305909.5323 | 334 | 0.11474 | 0.066064 | 0.01653 | 3296302.8726 | 32033.3381 | 35053.6004 | 311127.5568 | 279184.393 | 305507.2851 | 2711611.1941 | 2800713.581 | 245629.4354 | 193227.9239 | 2361856.2207 | 791649.3841 | 68464.8807 | 59930.7111 | 663253.7923 |  | 641 | 334-21 | 378214.4953 | 185027.4623 | 13085.6477 | 336942.3665 | 159540.9173 | 4640.8928 | 35993.0586 | 20207.4749 | 3165.6847 | 5279.0701 | 32033.3381 | 15090.3625 | 455.5923 | 31779.8957 | 14946.3309 | 429.6784 | 249.47 | 140.0592 | 21.9415 | 3.9723 | 311127.5568 | 148211.9346 | 5218.0245 | 304573.5192 | 144322.0013 | 4204.2033 | 6074.4833 | 3410.3789 | 534.2669 | 479.5543 | 35053.6004 | 21725.1652 | 7412.0309 | 588.9517 | 272.585 | 7.0111 | 29669.1053 | 16657.0368 | 2609.4763 | 4795.5435 | 0.018621 | 0.008313 | 0.000212 | 0.088667 | 0.0503 | 0.0088666 | 0.007451 | 5000000 | scaled
334-44F | 717.1972 | 0 | 717.1972 | 0 | 0% | 100% | 0% | 41.5834 | 86.2638 | 0.53947 | 32.5634 | 8.4805 | 1.1191 | 67.552 | 17.5926 | 334 | 0.088978 | 0.088978 | 0.088978 | 8060.4066 | 9.3044 | 561.6278 | 146.2651 | 104.5694 | 6311.9994 | 1643.8378 | 7593.0613 | 98.5064 | 5946.0275 | 1548.5275 | 7090.909 | 91.9919 | 5552.7985 | 1446.1186 |  | 642 | 334-44F | 717.1972 | 675.6139 | 630.9335 | 0 | 0 | 0 | 717.1972 | 675.6139 | 630.9335 | 0 | 9.3044 | 8.7649 | 8.1852 | 0 | 0 | 0 | 9.3044 | 8.7649 | 8.1852 | 0 | 146.2651 | 137.7846 | 128.6725 | 0 | 0 | 0 | 146.2651 | 137.7846 | 128.6725 | 0 | 561.6278 | 529.0644 | 494.0758 | 0 | 0 | 0 | 561.6278 | 529.0644 | 494.0758 | 0 | 0 | 0 | 0 | 0.088978 | 0.088978 | 0.088978 | 0 | 5000000 | scaled
334-45F | 1673.6743 | 1310.9059 | 0 | 362.7684 | 78.33% | 0% | 21.67% | 783.0973 | 1297.5622 | 67.7657 | 314.7197 | 400.612 | 111.7543 | 533.5117 | 652.2962 | 334 | 0.001477 | 0.0009254 | 0.000515 | 1133157.9831 | 113.347 | 867.9265 | 692.4008 | 76741.3552 | 587627.9846 | 468788.6435 | 962369.7827 | 83279.1079 | 386767.613 | 492323.0622 | 730314.82 | 62899.331 | 300279.6352 | 367135.854 |  | 643 | 334-45F | 1673.6743 | 890.577 | 376.1121 | 1310.9059 | 527.8086 | 13.3437 | 0 | 0 | 0 | 362.7684 | 113.347 | 45.5813 | 1.5927 | 113.074 | 45.3083 | 1.3197 | 0 | 0 | 0 | 0.27297 | 692.4008 | 291.7888 | 40.1046 | 659.4467 | 258.8347 | 7.1505 | 0 | 0 | 0 | 32.9541 | 867.9265 | 553.2069 | 334.4148 | 538.3852 | 223.6655 | 4.8735 | 0 | 0 | 0 | 329.5413 | 0.0009726 | 0.000421 | 1.06e-05 | 0 | 0 | 0 | 0.0005044 | 5000000 | scaled
334-46F | 529890.7405 | 0 | 529890.7405 | 0 | 0% | 100% | 0% | 31038.7379 | 64394.0466 | 40.9 | 28496.0729 | 2501.765 | 84.8526 | 59118.9452 | 5190.2489 | 334 | 0.087161 | 0.087161 | 0.087161 | 6079419.7948 | 698.2413 | 486482.5755 | 42709.9237 | 8010.9005 | 5581399.2834 | 490009.6114 | 5723313.3314 | 7541.6562 | 5254464.7416 | 461306.9401 | 5340628.924 | 7037.3898 | 4903129.4873 | 430462.0489 |  | 644 | 334-46F | 529890.7405 | 498852.0026 | 465496.6939 | 0 | 0 | 0 | 529890.7405 | 498852.0026 | 465496.6939 | 0 | 698.2413 | 657.3413 | 613.3887 | 0 | 0 | 0 | 698.2413 | 657.3413 | 613.3887 | 0 | 42709.9237 | 40208.1587 | 37519.6749 | 0 | 0 | 0 | 42709.9237 | 40208.1587 | 37519.6749 | 0 | 486482.5755 | 457986.5026 | 427363.6303 | 0 | 0 | 0 | 486482.5755 | 457986.5026 | 427363.6303 | 0 | 0 | 0 | 0 | 0.087161 | 0.087161 | 0.087161 | 0 | 5000000 | scaled
340-376F | 34927.5947 | 33468.2796 | 0 | 1459.3151 | 95.82% | 0% | 4.178% | 11304.4042 | 32951.9247 | 451.234 | 9166.8073 | 1686.3629 | 1375.4807 | 26355.4545 | 5220.9895 | 340 | 0.0073482 | 0.0049614 | 0.0021222 | 4753217.7513 | 1402.6204 | 28073.9328 | 5451.0415 | 190879.4578 | 3820518.3269 | 741819.9671 | 4761396.0697 | 190058.9865 | 3861043.8543 | 710293.2294 | 930953.7046 | 38859.9102 | 744591.0441 | 147502.7505 |  | 645 | 340-376F | 34927.5947 | 23623.1905 | 1975.67 | 33468.2796 | 22163.8753 | 516.3548 | 0 | 0 | 0 | 1459.3151 | 1402.6204 | 951.3865 | 27.1398 | 1401.5223 | 950.2884 | 26.0417 | 0 | 0 | 0 | 1.0981 | 5451.0415 | 3764.6786 | 230.052 | 5318.4763 | 3632.1134 | 97.4868 | 0 | 0 | 0 | 132.5652 | 28073.9328 | 18907.1254 | 1718.4782 | 26748.2809 | 17581.4736 | 392.8264 | 0 | 0 | 0 | 1325.6518 | 0.0053008 | 0.002914 | 7.48e-05 | 0 | 0 | 0 | 0.0020474 | 5000000 | scaled
340-378F | 393785.0691 | 388138.9599 | 0 | 5646.1093 | 98.57% | 0% | 1.434% | 215196.4802 | 382332.0584 | 25123.4509 | 1985.8738 | 188087.1555 | 44581.4625 | 3461.2783 | 334289.3177 | 340 | 0.02753 | 0.016434 | 0.0081758 | 14303956.7705 | 45246.9109 | 8628.5625 | 339909.5957 | 1643561.193 | 313426.2698 | 12346969.3096 | 10866754.4236 | 1268656.304 | 100280.4647 | 9497817.6556 | 1400842.8178 | 163343.9315 | 12681.9258 | 1224816.9608 |  | 646 | 340-378F | 393785.0691 | 178588.5889 | 11453.0107 | 388138.9599 | 172942.4796 | 5806.9015 | 0 | 0 | 0 | 5646.1093 | 45246.9109 | 20123.46 | 665.4484 | 45242.6624 | 20119.2115 | 661.1999 | 0 | 0 | 0 | 4.2485 | 339909.5957 | 151822.4402 | 5620.278 | 339396.6992 | 151309.5437 | 5107.3816 | 0 | 0 | 0 | 512.8964 | 8628.5625 | 6642.6887 | 5167.2843 | 3499.5982 | 1513.7244 | 38.32 | 0 | 0 | 0 | 5128.9643 | 0.01957 | 0.0084746 | 0.000216 | 0 | 0 | 0 | 0.0079598 | 5000000 | scaled
341-1155F | 374361.3305 | 371520.3518 | 0 | 2840.9786 | 99.24% | 0% | 0.7589% | 214201.7674 | 367814.0758 | 18090.73 | 164.0739 | 195946.9634 | 31039.9277 | 286.4856 | 336487.6625 | 341 | 0.015477 | 0.0089756 | 0.0041346 | 24187611.0006 | 31356.0636 | 2870.409 | 340134.8579 | 2025925.7769 | 185458.0844 | 21976227.1376 | 17843883.7626 | 1507031.84 | 13668.0258 | 16323183.8887 | 1583527.9674 | 133634.3464 | 1233.3891 | 1448660.2318 |  | 647 | 341-1155F | 374361.3305 | 160159.5631 | 6547.2547 | 371520.3518 | 157318.5845 | 3706.2761 | 0 | 0 | 0 | 2840.9786 | 31356.0636 | 13265.3336 | 316.1359 | 31353.9259 | 13263.1959 | 313.9982 | 0 | 0 | 0 | 2.1377 | 340134.8579 | 144187.8945 | 3647.1954 | 339876.7814 | 143929.818 | 3389.119 | 0 | 0 | 0 | 258.0764 | 2870.409 | 2706.3351 | 2583.9234 | 289.6445 | 125.5707 | 3.159 | 0 | 0 | 0 | 2580.7644 | 0.011468 | 0.0049666 | 0.0001256 | 0 | 0 | 0 | 0.004009 | 5000000 | scaled
341-1157F | 34426.7281 | 33265.9478 | 0 | 1160.7803 | 96.63% | 0% | 3.372% | 19180.0843 | 33260.361 | 1965.3276 | 518.4486 | 16696.3082 | 3370.8055 | 935.6729 | 28953.8827 | 341 | 0.0066766 | 0.003813 | 0.0016816 | 5156326.2918 | 3371.679 | 1995.7204 | 29059.3287 | 504999.3968 | 298912.6819 | 4352414.2138 | 3998595.2741 | 409724.4499 | 108084.3098 | 3480786.5158 | 693605.5423 | 70294.1676 | 19512.3523 | 603799.0226 |  | 648 | 341-1157F | 34426.7281 | 15246.6438 | 1166.3671 | 33265.9478 | 14085.8635 | 5.5868 | 0 | 0 | 0 | 1160.7803 | 3371.679 | 1406.3514 | 0.87345 | 3370.8055 | 1405.478 | 0 | 0 | 0 | 0 | 0.87345 | 29059.3287 | 12363.0206 | 105.4461 | 28953.8827 | 12257.5745 | 0 | 0 | 0 | 0 | 105.4461 | 1995.7204 | 1477.2718 | 1060.0476 | 941.2596 | 422.811 | 5.5868 | 0 | 0 | 0 | 1054.4608 | 0.0050508 | 0.0021872 | 5.58e-05 | 0 | 0 | 0 | 0.0016258 | 5000000 | scaled
341-1179 | 16522.9432 | 15980.3411 | 0 | 542.6022 | 96.72% | 0% | 3.284% | 7057.6667 | 15617.2225 | 793.7654 | 15.9848 | 6247.9164 | 1758.2743 | 37.1109 | 13821.8373 | 341 | 0.002784 | 0.0018242 | 0.0007814 | 5934965.2407 | 1798.6737 | 530.5635 | 14193.7059 | 646075.3369 | 190575.9871 | 5098313.9152 | 5188727.4027 | 583568.5758 | 11751.8926 | 4593406.9314 | 1159100.0138 | 130497.9639 | 2754.3503 | 1025847.6994 |  | 649 | 341-1179 | 16522.9432 | 9465.2765 | 905.7208 | 15980.3411 | 8922.6744 | 363.1186 | 0 | 0 | 0 | 542.6022 | 1798.6737 | 1004.9083 | 40.3995 | 1798.2654 | 1004.5 | 39.9912 | 0 | 0 | 0 | 0.40829 | 14193.7059 | 7945.7895 | 371.8687 | 14144.4156 | 7896.4992 | 322.5783 | 0 | 0 | 0 | 49.2904 | 530.5635 | 514.5787 | 493.4526 | 37.66 | 21.6752 | 0.54908 | 0 | 0 | 0 | 492.9035 | 0.0020296 | 0.0010698 | 2.7e-05 | 0 | 0 | 0 | 0.0007544 | 5000000 | scaled
341-920 | 161885.9737 | 154106.2838 | 0 | 7779.69 | 95.19% | 0% | 4.806% | 87890.6523 | 153483.7263 | 10679.9566 | 5662.5964 | 71548.0993 | 18606.1127 | 9934.9547 | 124942.6589 | 341 | 0.035928 | 0.021768 | 0.011229 | 4505894.4572 | 18690.4666 | 17113.6662 | 126081.841 | 520225.8589 | 476337.5831 | 3509331.0157 | 3399270.5526 | 413059.421 | 219007.3311 | 2767203.8011 | 748236.5387 | 90705.2085 | 48433.1225 | 609098.2079 |  | 650 | 341-920 | 161885.9737 | 73995.3214 | 8402.2474 | 154106.2838 | 66215.6314 | 622.5574 | 0 | 0 | 0 | 7779.69 | 18690.4666 | 8010.51 | 84.3538 | 18684.6126 | 8004.656 | 78.4999 | 0 | 0 | 0 | 5.854 | 126081.841 | 54533.7417 | 1139.1821 | 125375.1286 | 53827.0293 | 432.4697 | 0 | 0 | 0 | 706.7124 | 17113.6662 | 11451.0698 | 7178.7115 | 10046.5425 | 4383.9461 | 111.5878 | 0 | 0 | 0 | 7067.1236 | 0.024972 | 0.010813 | 0.000274 | 0 | 0 | 0 | 0.010955 | 5000000 | scaled
342-514F | 4638.2513 | 1320.2121 | 0 | 3318.0392 | 28.46% | 0% | 71.54% | 803.2629 | 1310.5327 | 37.2142 | 571.1974 | 194.8513 | 54.9513 | 969.0837 | 286.4977 | 342 | 0.013236 | 0.008365 | 0.004742 | 350421.6698 | 57.4516 | 3992.8706 | 587.9292 | 4340.4887 | 301662.9075 | 44418.2737 | 458456.4742 | 21239.7245 | 326006.76 | 111209.9898 | 701754.2337 | 29424.9159 | 518917.6614 | 153411.6562 |  | 651 | 342-514F | 4638.2513 | 3834.9884 | 3327.7186 | 1320.2121 | 516.9492 | 9.6794 | 0 | 0 | 0 | 3318.0392 | 57.4516 | 20.2374 | 2.5003 | 54.9549 | 17.7407 | 0.0035471 | 0 | 0 | 0 | 2.4967 | 587.9292 | 393.0778 | 301.4314 | 286.5162 | 91.6649 | 0.01847 | 0 | 0 | 0 | 301.413 | 3992.8706 | 3421.6732 | 3023.7869 | 978.7411 | 407.5437 | 9.6574 | 0 | 0 | 0 | 3014.1295 | 0.008589 | 0.0037178 | 9.48e-05 | 0 | 0 | 0 | 0.0046472 | 5000000 | scaled
342-521AE | 2959.0165 | 908.5739 | 0 | 2050.4427 | 30.71% | 0% | 69.29% | 449.4728 | 896.6212 | 11.0778 | 381.2992 | 57.0958 | 25.4824 | 739.9591 | 131.1797 | 342 | 0.0073744 | 0.0049284 | 0.0029994 | 401255.2269 | 27.4616 | 2611.8621 | 319.6929 | 3723.9059 | 354179.6103 | 43351.7107 | 509200.4943 | 12549.8806 | 431967.691 | 64682.9226 | 687602.6442 | 19541.9794 | 567461.3087 | 100599.356 |  | 652 | 342-521AE | 2959.0165 | 2509.5437 | 2062.3954 | 908.5739 | 459.101 | 11.9527 | 0 | 0 | 0 | 2050.4427 | 27.4616 | 16.3838 | 1.9792 | 25.9187 | 14.8409 | 0.4363 | 0 | 0 | 0 | 1.5429 | 319.6929 | 262.597 | 188.5131 | 133.4292 | 76.3334 | 2.2495 | 0 | 0 | 0 | 186.2636 | 2611.8621 | 2230.5629 | 1871.903 | 749.2259 | 367.9267 | 9.2669 | 0 | 0 | 0 | 1862.6362 | 0.0044254 | 0.0019794 | 5.04e-05 | 0 | 0 | 0 | 0.002949 | 5000000 | scaled
343-20 | 6021.6801 | 2909.013 | 0 | 3112.6671 | 48.31% | 0% | 51.69% | 1651.3191 | 2884.6164 | 63.5766 | 1261.8012 | 325.9412 | 108.0896 | 2222.3574 | 554.1694 | 343 | 0.012386 | 0.0079006 | 0.0045032 | 486183.96 | 110.4318 | 5074.3221 | 836.9262 | 8916.1432 | 409695.2982 | 67572.5187 | 553168.2385 | 21297.2458 | 422685.3461 | 109185.6469 | 696629.8845 | 26103.4526 | 536695.481 | 133830.951 |  | 653 | 343-20 | 6021.6801 | 4370.361 | 3137.0637 | 2909.013 | 1257.6939 | 24.3966 | 0 | 0 | 0 | 3112.6671 | 110.4318 | 46.8552 | 2.3422 | 108.0896 | 44.513 | 0 | 0 | 0 | 0 | 2.3422 | 836.9262 | 510.9849 | 282.7568 | 554.1694 | 228.2281 | 0 | 0 | 0 | 0 | 282.7568 | 5074.3221 | 3812.5208 | 2851.9647 | 2246.754 | 984.9528 | 24.3966 | 0 | 0 | 0 | 2827.5681 | 0.007971 | 0.003486 | 8.86e-05 | 0 | 0 | 0 | 0.0044146 | 5000000 | scaled
35-2 | 55557.1191 | 3369.0821 | 51755.7585 | 432.2785 | 6.064% | 93.16% | 0.7781% | 24925.1212 | 51633.6016 | 209.0339 | 20640.4096 | 4075.6777 | 382.9128 | 43155.2246 | 8095.4642 | 35 | 0.0075196 | 0.0043698 | 0.0011718 | 7388307.765 | 391.051 | 46617.7004 | 8548.3677 | 52004.2277 | 6199492.0474 | 1136811.4902 | 7009931.3241 | 58788.6257 | 5804900.7104 | 1146241.9902 | 3348282.5388 | 24830.7375 | 2798485.492 | 524966.3096 |  | 654 | 35-2 | 55557.1191 | 30631.9979 | 3923.5175 | 3369.0821 | 1510.6771 | 34.0548 | 51755.7585 | 28689.0423 | 3457.1841 | 432.2785 | 391.051 | 182.017 | 8.1381 | 329.3705 | 147.6816 | 3.7145 | 61.3553 | 34.0102 | 4.0984 | 0.32528 | 8548.3677 | 4472.69 | 452.9035 | 2724.0997 | 1226.7041 | 27.2083 | 5784.9995 | 3206.7175 | 386.4267 | 39.2685 | 46617.7004 | 25977.2908 | 3462.4758 | 315.6119 | 136.2914 | 3.132 | 45909.4037 | 25448.3146 | 3066.659 | 392.6848 | 0.001247 | 0.00054 | 1.38e-05 | 0.0056828 | 0.00324 | 0.0005682 | 0.0005898 | 5000000 | scaled
35-297AE | 10279.2877 | 2082.2009 | 7854.0294 | 343.0574 | 20.26% | 76.41% | 3.337% | 4416.0841 | 9398.0327 | 102.742 | 2868.5752 | 1444.7668 | 219.9494 | 5983.1802 | 3194.9031 | 35 | 0.0071058 | 0.0041348 | 0.0010596 | 1446605.2661 | 222.5058 | 6712.2018 | 3344.5802 | 31313.2591 | 944608.876 | 470683.1314 | 1418013.8459 | 32990.669 | 921105.5201 | 463917.6578 | 831686.4442 | 19464.6004 | 529486.3313 | 282735.5128 |  | 655 | 35-297AE | 10279.2877 | 5863.2037 | 881.255 | 2082.2009 | 1160.9891 | 13.5122 | 7854.0294 | 4359.1571 | 524.6853 | 343.0574 | 222.5058 | 119.7638 | 2.5563 | 211.1129 | 113.3256 | 1.5543 | 11.1347 | 6.18 | 0.74385 | 0.25814 | 3344.5802 | 1899.8134 | 149.6771 | 1692.9151 | 969.2362 | 10.2566 | 1620.5015 | 899.4136 | 108.257 | 31.1636 | 6712.2018 | 3843.6265 | 729.0215 | 178.1729 | 78.4273 | 1.7013 | 6222.3931 | 3453.5635 | 415.6845 | 311.6357 | 0.0009236 | 0.0004 | 1.02e-05 | 0.0057032 | 0.0032558 | 0.0005704 | 0.000479 | 5000000 | scaled
350-2073 | 558.2059 | 0 | 558.2059 | 0 | 0% | 100% | 0% | 40.3243 | 83.8392 | 0.026483 | 31.9715 | 8.3264 | 0.055062 | 66.4727 | 17.3115 | 350 | 0.067729 | 0.067729 | 0.067729 | 8241.8052 | 0.3666 | 442.5784 | 115.2609 | 5.4128 | 6534.5861 | 1701.8062 | 7646.4239 | 5.0218 | 6062.533 | 1578.8691 | 7003.9348 | 4.5999 | 5553.13 | 1446.205 |  | 656 | 350-2073 | 558.2059 | 517.8816 | 474.3667 | 0 | 0 | 0 | 558.2059 | 517.8816 | 474.3667 | 0 | 0.3666 | 0.34012 | 0.31154 | 0 | 0 | 0 | 0.3666 | 0.34012 | 0.31154 | 0 | 115.2609 | 106.9346 | 97.9494 | 0 | 0 | 0 | 115.2609 | 106.9346 | 97.9494 | 0 | 442.5784 | 410.6069 | 376.1057 | 0 | 0 | 0 | 442.5784 | 410.6069 | 376.1057 | 0 | 0 | 0 | 0 | 0.067729 | 0.067729 | 0.067729 | 0 | 5000000 | scaled
350-2182R | 302428.0161 | 300219.1158 | 1999.5562 | 209.3441 | 99.27% | 0.6612% | 0.06922% | 84786.4348 | 292637.5226 | 4504.061 | 778.7121 | 79503.6616 | 15790.0571 | 1624.0249 | 275223.4405 | 350 | 0.068991 | 0.039507 | 0.0070746 | 4383586.4982 | 16268.4889 | 1964.5369 | 284194.9902 | 235805.9592 | 28475.2636 | 4119305.2746 | 5508909.295 | 292646.6206 | 50595.9963 | 5165666.6707 | 1383893.5832 | 74671.7594 | 7680.0732 | 1301541.7504 |  | 657 | 350-2182R | 302428.0161 | 217641.5813 | 9790.4935 | 300219.1158 | 216311.672 | 9411.2494 | 1999.5562 | 1120.5653 | 169.9001 | 209.3441 | 16268.4889 | 11764.4279 | 478.4319 | 16266.867 | 11763.4497 | 478.1499 | 1.4644 | 0.82066 | 0.12443 | 0.15752 | 284194.9902 | 204691.3286 | 8971.5497 | 283945.7675 | 204543.3027 | 8932.9724 | 230.2058 | 129.0089 | 19.5603 | 19.017 | 1964.5369 | 1185.8248 | 340.512 | 6.4813 | 4.9196 | 0.12715 | 1767.886 | 990.7357 | 150.2153 | 190.1696 | 0.0010728 | 0.0008146 | 2.08e-05 | 0.067627 | 0.038401 | 0.0067626 | 0.0002912 | 5000000 | scaled
350-2188R | 3602011.874 | 3439370.213 | 147102.2415 | 15539.4195 | 95.48% | 4.084% | 0.4314% | 1677168.866 | 3529530.4106 | 101836.7388 | 59860.7856 | 1515471.342 | 212575.3163 | 124078.7819 | 3192876.3129 | 350 | 0.15121 | 0.091305 | 0.0295 | 23821254.3747 | 215327.922 | 149301.7174 | 3237382.235 | 1424032.2862 | 987379.918 | 21409842.1731 | 21081509.4935 | 1280057.2556 | 752432.1163 | 19049020.1262 | 2456965.4445 | 147977.2507 | 86373.3256 | 2222614.8685 |  | 658 | 350-2188R | 3602011.874 | 1924843.008 | 72481.4634 | 3439370.213 | 1826882.592 | 44452.3134 | 147102.2415 | 82420.9964 | 12489.7306 | 15539.4195 | 215327.922 | 113491.1832 | 2752.6057 | 215086.1579 | 113350.582 | 2721.3786 | 230.0712 | 128.9083 | 19.5342 | 11.6929 | 3237382.235 | 1721910.893 | 44505.9221 | 3219184.088 | 1711093.83 | 41669.0482 | 16786.535 | 9405.4511 | 1425.2624 | 1411.6115 | 149301.7174 | 89440.9318 | 25222.9355 | 5099.967 | 2438.1797 | 61.8866 | 130085.6354 | 72886.6371 | 11044.9339 | 14116.1151 | 0.062025 | 0.031166 | 0.0007932 | 0.067198 | 0.038151 | 0.0067198 | 0.021987 | 5000000 | scaled
350-2192R | 13871622.23 | 13613237.6 | 235593.9222 | 22790.7076 | 98.14% | 1.698% | 0.1643% | 6424048.537 | 13702460.8996 | 415101.6861 | 100059.3613 | 5908887.486 | 883228.7006 | 211747.1757 | 12607485.0198 | 350 | 0.18928 | 0.11705 | 0.039947 | 73287570.8355 | 891832.9502 | 250598.7063 | 12729190.57 | 4711797.1804 | 1323981.4446 | 67251792.192 | 63625980.2704 | 4111309.4862 | 991022.2364 | 58523648.5121 | 4234601.7613 | 272952.5622 | 65438.2428 | 3896210.9552 |  | 659 | 350-2192R | 13871622.23 | 7447573.693 | 169161.3304 | 13613237.6 | 7292736.038 | 126377.6032 | 235593.9222 | 132046.9483 | 19993.0196 | 22790.7076 | 891832.9502 | 476731.2641 | 8604.2496 | 891456.6553 | 476512.8189 | 8556.6225 | 359.1457 | 201.2959 | 30.4779 | 17.1493 | 12729190.57 | 6820303.084 | 121705.5502 | 12702116.36 | 6804218.445 | 117513.3413 | 25003.8916 | 14014.3156 | 2121.8854 | 2070.3235 | 250598.7063 | 150539.345 | 38851.5306 | 19664.5866 | 12004.7734 | 307.6394 | 210230.8849 | 117831.3368 | 17840.6564 | 20703.2348 | 0.090414 | 0.047047 | 0.0011992 | 0.066794 | 0.037937 | 0.0066794 | 0.032069 | 5000000 | scaled
350-2196R | 5570685.712 | 5402874.735 | 144206.9831 | 23603.994 | 96.99% | 2.589% | 0.4237% | 1629330.109 | 5426621.0759 | 105301.1139 | 57816.8548 | 1466212.14 | 356933.7594 | 123837.1016 | 4945850.2145 | 350 | 0.19915 | 0.14131 | 0.041793 | 27972732.2631 | 364070.8282 | 156214.5743 | 5050400.309 | 1828151.2059 | 784418.416 | 25360162.6387 | 27891238.957 | 1802568.1315 | 989721.9128 | 25098948.907 | 3447099.6602 | 226731.5561 | 78663.8361 | 3141704.2678 |  | 660 | 350-2196R | 5570685.712 | 3941355.603 | 144064.6361 | 5402874.735 | 3836951.906 | 108220.2169 | 144206.9831 | 80799.7031 | 12240.4251 | 23603.994 | 364070.8282 | 258769.7143 | 7137.0688 | 363769.1567 | 258592.8771 | 7095.209 | 283.9103 | 159.076 | 24.0986 | 17.7612 | 5050400.309 | 3584188.169 | 104550.0945 | 5031438.669 | 3572621.094 | 100978.4115 | 16817.4377 | 9422.8722 | 1427.48 | 2144.203 | 156214.5743 | 98397.7195 | 32377.4728 | 7666.9093 | 5737.9348 | 146.5964 | 127105.6351 | 71217.7549 | 10788.8465 | 21442.0298 | 0.098833 | 0.069959 | 0.0017786 | 0.066999 | 0.038038 | 0.0067 | 0.033314 | 5000000 | scaled
350-2201R | 13521745.45 | 13424968.41 | 87426.2339 | 9350.7993 | 99.28% | 0.6466% | 0.06915% | 4853748.046 | 13300028.3739 | 346827.529 | 35152.1034 | 4471768.409 | 953175.4051 | 74713.1188 | 12272139.8457 | 350 | 0.1241 | 0.079787 | 0.020649 | 108955479.4631 | 968067.2939 | 89896.2318 | 12463781.92 | 7800489.7037 | 724365.5839 | 100430624.1408 | 108639219.4718 | 7762881.7328 | 786793.4297 | 100089544.2055 | 10737528.3842 | 769528.2807 | 60318.2348 | 9907681.8653 |  | 661 | 350-2201R | 13521745.45 | 8667997.404 | 221717.0761 | 13424968.41 | 8609657.841 | 204944.5857 | 87426.2339 | 48988.7635 | 7421.691 | 9350.7993 | 968067.2939 | 621239.7649 | 14891.8888 | 967956.7601 | 621174.7344 | 14876.0666 | 103.4976 | 57.9943 | 8.786 | 7.0362 | 12463781.92 | 7992013.511 | 191642.0743 | 12453646.28 | 7985960.606 | 190004.3266 | 9286.2101 | 5203.4719 | 788.3147 | 849.433 | 89896.2318 | 54744.1284 | 15183.113 | 3365.3754 | 2522.5009 | 64.1925 | 78036.5263 | 43727.2974 | 6624.5904 | 8494.3301 | 0.043861 | 0.028511 | 0.000726 | 0.067022 | 0.038055 | 0.0067022 | 0.013221 | 5000000 | scaled
350-41R | 11201388.9 | 11075404.03 | 114551.2268 | 11433.6424 | 98.88% | 1.023% | 0.1021% | 5367093.263 | 11055231.5018 | 426835.0138 | 55874.122 | 4884384.127 | 879636.5805 | 125457.2051 | 10050137.7156 | 350 | 0.12896 | 0.077411 | 0.023367 | 86857384.6762 | 889778.083 | 145183.0764 | 10166427.74 | 6899483.441 | 1125773.1008 | 78832128.1298 | 75367395.9779 | 5993829.7931 | 784612.2422 | 68588953.94 | 6254863.6196 | 497683.5487 | 70981.5717 | 5686198.4988 |  | 662 | 350-41R | 11201388.9 | 5834295.637 | 146157.3982 | 11075404.03 | 5758692.002 | 125001.2985 | 114551.2268 | 64169.9917 | 9722.4573 | 11433.6424 | 889778.083 | 462943.0692 | 10141.5025 | 889587.9025 | 462832.7488 | 10117.4878 | 181.5771 | 101.7169 | 15.4112 | 8.6034 | 10166427.74 | 5282043.613 | 116290.0244 | 10154715.94 | 5275026.021 | 114345.5078 | 10673.1547 | 5978.9516 | 905.8767 | 1038.6399 | 145183.0764 | 89308.9544 | 19725.8713 | 31100.1822 | 20833.2322 | 538.3029 | 103696.4951 | 58089.3232 | 8801.1694 | 10386.399 | 0.046008 | 0.023363 | 0.0005938 | 0.066869 | 0.037962 | 0.0066868 | 0.016086 | 5000000 | scaled
351-819R | 23517427.55 | 23341044.15 | 168384.291 | 7999.1026 | 99.25% | 0.716% | 0.03401% | 11148524.15 | 23213062.5835 | 1134171.896 | 68925.3235 | 9945426.92 | 2360762.8467 | 143947.4738 | 20708352.2592 | 351 | 0.14376 | 0.084753 | 0.021398 | 163589709.0678 | 2389799.483 | 164772.8732 | 20962855.19 | 16623697.5249 | 1146177.5031 | 145819834.0134 | 145939908.0155 | 14846892.7321 | 902267.8914 | 130190747.2551 | 14223991.331 | 1446576.4759 | 88204.9756 | 12689209.8771 |  | 663 | 351-819R | 23517427.55 | 12368903.4 | 304364.9665 | 23341044.15 | 12266133.38 | 281399.8433 | 168384.291 | 94770.9201 | 14966.0206 | 7999.1026 | 2389799.483 | 1255627.587 | 29036.6363 | 2389560.274 | 1255490.323 | 29009.8913 | 233.1897 | 131.245 | 20.7259 | 6.0191 | 20962855.19 | 11017428.27 | 254502.9308 | 20945609.03 | 11007404.02 | 252308.03 | 16519.5139 | 9297.5985 | 1468.2568 | 726.644 | 164772.8732 | 95847.5497 | 20825.3994 | 5874.8463 | 3239.0335 | 81.922 | 151631.5873 | 85342.0765 | 13477.0378 | 7266.4396 | 0.035805 | 0.018551 | 0.0004712 | 0.096696 | 0.054946 | 0.0096696 | 0.011257 | 5000000 | scaled
351-871R | 9144312.362 | 9119653.562 | 21681.8053 | 2976.995 | 99.73% | 0.2371% | 0.03256% | 4272679.067 | 9032812.571 | 211078.2949 | 8591.1593 | 4053009.612 | 447394.7354 | 17897.8379 | 8567519.9972 | 351 | 0.11468 | 0.066712 | 0.014063 | 79737082.0748 | 452748.8762 | 22332.8212 | 8669230.664 | 3947904.76 | 194738.9732 | 75594438.3367 | 73025280.386 | 3607584.709 | 146833.3579 | 69270862.305 | 7928704.881 | 392708.3391 | 15710.1316 | 7520286.4098 |  | 664 | 351-871R | 9144312.362 | 4871633.295 | 111499.791 | 9119653.562 | 4856455.678 | 106594.8191 | 21681.8053 | 12200.6218 | 1927.9768 | 2976.995 | 452748.8762 | 241670.5813 | 5354.1408 | 452712.9314 | 241649.3751 | 5348.9036 | 33.7047 | 18.9661 | 2.9971 | 2.2401 | 8669230.664 | 4616221.052 | 101710.6668 | 8666745.972 | 4614704.627 | 101243.3394 | 2214.2604 | 1245.9919 | 196.8952 | 270.4323 | 22332.8212 | 13741.662 | 4434.9833 | 194.6584 | 101.6755 | 2.5761 | 19433.8401 | 10935.6638 | 1728.0846 | 2704.3227 | 0.013276 | 0.0073064 | 0.0001854 | 0.097253 | 0.055253 | 0.0097254 | 0.004152 | 5000000 | scaled
352-27R | 18614182.34 | 18495148.81 | 110352.5408 | 8680.986 | 99.36% | 0.5928% | 0.04664% | 7975764.99 | 18294212.3624 | 646955.4308 | 44786.1418 | 7284023.425 | 1483729.3881 | 93659.6392 | 16716823.3412 | 352 | 0.11814 | 0.072186 | 0.01945 | 157566773.832 | 1508474.057 | 110043.3492 | 16995664.94 | 12769048.1499 | 931503.474 | 143866222.2606 | 147374669.2581 | 11954319.4613 | 827549.8147 | 134592800.1231 | 16451067.7539 | 1334243.4322 | 84223.4167 | 15032600.9105 |  | 665 | 352-27R | 18614182.34 | 10638417.35 | 319969.9776 | 18495148.81 | 10567908.85 | 301925.4324 | 110352.5408 | 61827.5151 | 9363.5592 | 8680.986 | 1508474.057 | 861518.6262 | 24744.6689 | 1508291.127 | 861413.2632 | 24723.1692 | 176.3978 | 98.8309 | 14.9676 | 6.5322 | 16995664.94 | 9711641.515 | 278841.5988 | 16984399.36 | 9704982.958 | 277164.0257 | 10476.9884 | 5869.9705 | 888.9863 | 788.5867 | 110043.3492 | 65257.2074 | 16383.71 | 2458.3275 | 1512.6265 | 38.2376 | 99699.1546 | 55858.7138 | 8459.6053 | 7885.8671 | 0.039108 | 0.022043 | 0.00056 | 0.066819 | 0.037935 | 0.0066818 | 0.012208 | 5000000 | scaled
353-1429R | 9221802.184 | 8990135.504 | 226573.8474 | 5092.8322 | 97.49% | 2.457% | 0.05523% | 4350562.06 | 9107599.5275 | 403720.5863 | 93179.9398 | 3853661.534 | 844938.709 | 194911.8629 | 8067748.9553 | 353 | 0.12141 | 0.071326 | 0.017041 | 75954493.7329 | 853606.1717 | 218077.237 | 8150118.775 | 7030645.7811 | 1796172.3534 | 67127675.596 | 68295816.9858 | 6337670.1436 | 1462753.554 | 60495393.2897 | 6701561.8912 | 621723.5437 | 143420.2183 | 5936418.129 |  | 666 | 353-1429R | 9221802.184 | 4871240.124 | 114202.6565 | 8990135.504 | 4738654.278 | 88971.9095 | 226573.8474 | 127493.0135 | 20137.9148 | 5092.8322 | 853606.1717 | 449885.5854 | 8667.4627 | 853268.427 | 449693.8607 | 8633.9523 | 333.9125 | 187.8924 | 29.6782 | 3.8322 | 8150118.775 | 4296457.241 | 82369.8197 | 8131006.542 | 4285500.484 | 80249.6046 | 18649.5966 | 10494.1206 | 1657.5787 | 462.6364 | 218077.237 | 124897.2972 | 23165.3741 | 5860.5351 | 3459.9331 | 88.3526 | 207590.3382 | 116811.0005 | 18450.6579 | 4626.3637 | 0.017677 | 0.0093004 | 0.0002358 | 0.096588 | 0.054879 | 0.0096588 | 0.0071466 | 5000000 | scaled
353-593F | 2519059.13 | 2498439.96 | 19146.1021 | 1473.0673 | 99.18% | 0.76% | 0.05848% | 1167213.902 | 2482474.2322 | 60141.7025 | 7470.9151 | 1099601.284 | 127161.9008 | 15593.8574 | 2339718.4733 | 353 | 0.10537 | 0.06046 | 0.011871 | 23906161.0776 | 128904.8864 | 18446.3959 | 2371707.847 | 1223322.2084 | 175058.4206 | 22507780.4424 | 22359332.2527 | 1152083.8696 | 143114.0199 | 21064134.3565 | 3081767.7595 | 157860.0257 | 19358.3669 | 2904549.366 |  | 667 | 353-593F | 2519059.13 | 1351845.228 | 36584.8978 | 2498439.96 | 1339592.945 | 33409.0811 | 19146.1021 | 10779.2156 | 1702.7495 | 1473.0673 | 128904.8864 | 68763.1839 | 1742.9856 | 128878.1127 | 68747.626 | 1739.5946 | 25.6653 | 14.4495 | 2.2825 | 1.1084 | 2371707.847 | 1272106.563 | 31989.3737 | 2369464.44 | 1270785.053 | 31667.9436 | 2109.5925 | 1187.6962 | 187.6156 | 133.8144 | 18446.3959 | 10975.4808 | 2852.5385 | 97.4073 | 60.2666 | 1.5428 | 17010.8443 | 9577.0699 | 1512.8513 | 1338.1444 | 0.0060066 | 0.0030884 | 7.88e-05 | 0.097304 | 0.055309 | 0.0097304 | 0.0020622 | 5000000 | scaled
353-594F | 2215649.753 | 2214151.41 | 660.9115 | 837.4309 | 99.93% | 0.02983% | 0.0378% | 1141347.726 | 2206933.6755 | 57949.5678 | 266.5309 | 1083131.627 | 112338.9561 | 555.7683 | 2094038.9508 | 353 | 0.10216 | 0.058363 | 0.010961 | 21688842.7036 | 112745.566 | 1370.5597 | 2101533.627 | 1103658.5738 | 13416.3145 | 20571767.8124 | 18407370.9362 | 934596.1488 | 4298.5443 | 17468476.238 | 795189.9949 | 40477.3442 | 200.2513 | 754512.3993 |  | 668 | 353-594F | 2215649.753 | 1074302.027 | 8716.0775 | 2214151.41 | 1073092.379 | 7819.8744 | 660.9115 | 372.2168 | 58.7722 | 837.4309 | 112745.566 | 54795.9982 | 406.6099 | 112744.4325 | 54795.0846 | 405.935 | 0.50335 | 0.28348 | 0.04476 | 0.63014 | 2101533.627 | 1018402 | 7494.6762 | 2101404.803 | 1018296.218 | 7413.9125 | 52.7509 | 29.7086 | 4.6909 | 76.0728 | 1370.5597 | 1104.0288 | 814.7915 | 2.1744 | 1.076 | 0.026969 | 607.6573 | 342.2248 | 54.0365 | 760.728 | 0.0036578 | 0.0018432 | 4.7e-05 | 0.097316 | 0.055337 | 0.0097316 | 0.0011824 | 5000000 | scaled
353-900F | 1991358.192 | 1766219.962 | 224452.8332 | 685.397 | 88.69% | 11.27% | 0.03442% | 1056776.9553 | 1923520.1335 | 48565.7252 | 89711.5208 | 918499.7089 | 87070.1043 | 186953.3091 | 1649496.7196 | 353 | 0.10085 | 0.057378 | 0.010658 | 19745234.0545 | 89416.8516 | 205811.178 | 1696130.162 | 886609.2855 | 2040712.6638 | 16817912.1014 | 16288089.1471 | 748542.8767 | 1382722.4761 | 14156823.7887 | 6365108.984 | 288123.1621 | 618646.0786 | 5458339.7421 |  | 669 | 353-900F | 1991358.192 | 934581.2367 | 67838.0585 | 1766219.962 | 807574.8221 | 47202.4873 | 224452.8332 | 126321.0175 | 19950.1742 | 685.397 | 89416.8516 | 40851.1264 | 2346.7473 | 89078.9619 | 40660.7381 | 2316.2446 | 337.374 | 189.8725 | 29.987 | 0.51574 | 1696130.162 | 777630.4531 | 46633.4424 | 1677106.096 | 766896.5753 | 44885.7871 | 18961.8044 | 10671.6159 | 1685.3933 | 62.2619 | 205811.178 | 116099.6572 | 18857.8689 | 34.9039 | 17.5087 | 0.45562 | 205153.6548 | 115459.5291 | 18234.7939 | 622.6193 | 0.0033072 | 0.0015398 | 3.98e-05 | 0.096586 | 0.054879 | 0.0096586 | 0.0009594 | 5000000 | scaled
353-901F | 4555618.866 | 4296048.702 | 257665.2243 | 1904.9389 | 94.3% | 5.656% | 0.04182% | 2443516.225 | 4522205.596 | 172157.7333 | 102721.427 | 2168637.065 | 317542.1294 | 214100.5741 | 3990562.8922 | 353 | 0.10618 | 0.060913 | 0.012451 | 42903628.8997 | 318260.588 | 236693.7157 | 4000664.562 | 2997295.1124 | 2229119.6081 | 37677214.1763 | 34673972.8171 | 2442951.8837 | 1457637.126 | 30773383.8116 | 2683581.2377 | 188436.833 | 127052.2252 | 2368092.1793 |  | 670 | 353-901F | 4555618.866 | 2112102.641 | 33413.27 | 4296048.702 | 1965164.738 | 8601.2608 | 257665.2243 | 145032.964 | 22907.0703 | 1904.9389 | 318260.588 | 146102.8547 | 718.4586 | 317881.4619 | 145888.8281 | 683.4474 | 377.6927 | 212.5933 | 33.5778 | 1.4334 | 4000664.562 | 1832027.497 | 10101.6698 | 3977820.66 | 1819093.624 | 7913.1291 | 22670.8562 | 12760.8275 | 2015.4947 | 173.046 | 236693.7157 | 133972.2887 | 22593.1416 | 346.5807 | 182.2858 | 4.6842 | 234616.6754 | 132059.5433 | 20857.9978 | 1730.4596 | 0.0069132 | 0.0033306 | 8.52e-05 | 0.09656 | 0.054873 | 0.009656 | 0.0027098 | 5000000 | scaled
353-902F | 465100.6078 | 292268.0514 | 172496.6985 | 335.858 | 62.84% | 37.09% | 0.07221% | 206976.8617 | 445133.8202 | 6826.4839 | 68708.6503 | 131441.7275 | 14862.7869 | 143252.0452 | 287018.9882 | 353 | 0.098854 | 0.056282 | 0.010196 | 4704924.5129 | 15126.0487 | 157538.1346 | 292436.4246 | 153014.0274 | 1593644.5121 | 2958265.9741 | 4586273.8239 | 151263.8867 | 1522473.0049 | 2912536.9341 | 1958296.1544 | 65386.4906 | 630214.8172 | 1262694.8468 |  | 671 | 353-902F | 465100.6078 | 258123.7461 | 19966.7876 | 292268.0514 | 160669.2078 | 4292.1915 | 172496.6985 | 97118.6803 | 15338.7381 | 335.858 | 15126.0487 | 8299.5647 | 263.2618 | 14869.8301 | 8155.1987 | 240.2481 | 255.9659 | 144.1133 | 22.761 | 0.25272 | 292436.4246 | 160994.6971 | 5417.4364 | 277392.1229 | 152511.158 | 4051.8715 | 15013.7922 | 8453.0295 | 1335.0553 | 30.5096 | 157538.1346 | 88829.4842 | 14286.0894 | 6.0984 | 2.8511 | 0.071888 | 157226.9405 | 88521.5375 | 13980.9218 | 305.0957 | 0.0015218 | 0.0007442 | 1.9e-05 | 0.096839 | 0.055044 | 0.0096838 | 0.0004932 | 5000000 | scaled
353-904R | 13534406.65 | 13457602.28 | 71457.012 | 5347.3641 | 99.43% | 0.528% | 0.03951% | 5711670.435 | 13357676.5886 | 359246.5322 | 47861.0753 | 5304562.83 | 839922.616 | 108235.8909 | 12409518.0839 | 353 | 0.12577 | 0.074627 | 0.0175 | 107611505.4345 | 850492.3608 | 119650.8013 | 12564263.49 | 6762229.4551 | 951338.5542 | 99897937.4419 | 104823914.7418 | 6593102.3667 | 878374.4328 | 97352437.9885 | 10099091.4878 | 635024.7579 | 81831.9082 | 9382234.8234 |  | 672 | 353-904R | 13534406.65 | 7822736.215 | 176730.0614 | 13457602.28 | 7777185.702 | 165025.3927 | 71457.012 | 40203.1487 | 6357.3046 | 5347.3641 | 850492.3608 | 491245.8286 | 10569.7448 | 850389.3854 | 491186.1327 | 10556.9177 | 98.9516 | 55.6722 | 8.8034 | 4.0237 | 12564263.49 | 7259700.66 | 154745.4061 | 12557302.95 | 7255572.062 | 153683.6073 | 6474.7782 | 3642.8401 | 576.0406 | 485.7582 | 119650.8013 | 71789.726 | 11414.9104 | 49909.9369 | 30427.5074 | 784.8677 | 64883.2822 | 36504.6364 | 5772.4606 | 4857.5821 | 0.021143 | 0.011967 | 0.0003042 | 0.097148 | 0.05518 | 0.0097148 | 0.0074806 | 5000000 | scaled
354-1706R | 20510259.25 | 20339348.05 | 158498.2239 | 12412.9762 | 99.17% | 0.7728% | 0.06052% | 8846905.57 | 20200258.7986 | 702406.3031 | 72838.2246 | 8071661.04 | 1607234.1533 | 164546.6096 | 18428478.0345 | 354 | 0.13939 | 0.08676 | 0.024971 | 147143819.2485 | 1630229.857 | 188560.6119 | 18691468.78 | 11695524.8828 | 1352763.4272 | 134095530.9307 | 134433004.3015 | 10673403.126 | 1106812.0128 | 122652789.1278 | 12414518.2133 | 987761.487 | 101125.7778 | 11325630.9478 |  | 673 | 354-1706R | 20510259.25 | 11663353.68 | 310000.4514 | 20339348.05 | 11562161.85 | 284144.2606 | 158498.2239 | 88778.8524 | 13443.2146 | 12412.9762 | 1630229.857 | 927823.5539 | 22995.7037 | 1630018.01 | 927700.7843 | 22969.1875 | 202.507 | 113.4293 | 17.1759 | 9.3404 | 18691468.78 | 10619807.74 | 262990.7455 | 18674982.05 | 10610077.1 | 260560.4401 | 15359.1215 | 8603.0313 | 1302.7021 | 1127.6033 | 188560.6119 | 115722.3873 | 24014.0023 | 34347.9838 | 24383.9629 | 614.6331 | 142936.5954 | 80062.3919 | 12123.3366 | 11276.0326 | 0.055314 | 0.031461 | 0.0007996 | 0.06656 | 0.037784 | 0.006656 | 0.017515 | 5000000 | scaled
354-24AE | 3653653.987 | 3234791.873 | 416154.1266 | 2707.9876 | 88.54% | 11.39% | 0.07412% | 1625263.819 | 3579738.1497 | 76158.4941 | 168248.0374 | 1380857.287 | 170124.7872 | 353571.3749 | 3056041.9879 | 354 | 0.080555 | 0.04741 | 0.010489 | 45356242.6851 | 172081.2118 | 387984.4304 | 3093588.345 | 2136205.9001 | 4816415.579 | 38403621.2085 | 42783654.3881 | 2004806.0209 | 4428983.0361 | 36349865.3176 | 7047120.4761 | 334909.9351 | 696045.345 | 6016165.1964 |  | 674 | 354-24AE | 3653653.987 | 2028390.168 | 73915.8372 | 3234791.873 | 1792630.731 | 35938.6817 | 416154.1266 | 233051.45 | 35269.168 | 2707.9876 | 172081.2118 | 95922.7177 | 1956.4246 | 171575.4025 | 95638.5617 | 1911.6921 | 503.7717 | 282.1184 | 42.6948 | 2.0377 | 3093588.345 | 1712731.058 | 37546.3571 | 3052349.953 | 1689528.814 | 33826.2456 | 40992.3966 | 22956.2483 | 3474.116 | 245.9954 | 387984.4304 | 219736.393 | 34413.0555 | 10866.5177 | 7463.3552 | 200.7439 | 374657.9583 | 209813.0833 | 31752.3571 | 2459.9545 | 0.010941 | 0.0062876 | 0.0001592 | 0.065871 | 0.03738 | 0.006587 | 0.0037426 | 5000000 | scaled
355-41R | 7500586.088 | 7388136.936 | 107958.6016 | 4490.5499 | 98.5% | 1.439% | 0.05987% | 3789605.064 | 7389914.6066 | 199998.1395 | 43643.0304 | 3545963.895 | 389026.8414 | 90366.7178 | 6910521.0476 | 355 | 0.092253 | 0.053692 | 0.013339 | 81304345.9522 | 394199.0888 | 102754.4674 | 7003632.532 | 4273012.6305 | 1113830.9284 | 75917502.3956 | 69116345.9597 | 3647646.7515 | 795979.1947 | 64672720.0298 | 8297083.7569 | 436782.8938 | 101459.9311 | 7758840.9323 |  | 675 | 355-41R | 7500586.088 | 3710981.024 | 110671.4814 | 7388136.936 | 3646125.844 | 96994.9743 | 107958.6016 | 60364.63 | 9185.9572 | 4490.5499 | 394199.0888 | 194200.9493 | 5172.2474 | 393961.1513 | 194066.4178 | 5148.9104 | 234.5585 | 131.1525 | 19.9581 | 3.379 | 7003632.532 | 3457668.637 | 93111.4844 | 6992991.789 | 3451539.073 | 91832.8721 | 10232.8177 | 5721.64 | 870.6877 | 407.9246 | 102754.4674 | 59111.437 | 12387.7496 | 1183.9957 | 520.3532 | 13.1918 | 97491.2254 | 54511.8375 | 8295.3115 | 4079.2463 | 0.018028 | 0.008914 | 0.0002264 | 0.067904 | 0.038456 | 0.0067904 | 0.0063218 | 5000000 | scaled
355-65R | 66.9898 | 30.8862 | 0 | 36.1036 | 46.11% | 0% | 53.89% | 30.8862 | 30.8862 | 3.3549 | 0 | 27.5313 | 3.3549 | 0 | 27.5313 | 355 | 7.02e-05 | 6.58e-05 | 5.2e-05 | 954271.3326 | 3.3821 | 32.7968 | 30.811 | 48178.2114 | 467190.3255 | 438902.7956 | 548686.9869 | 59599.7988 | 0 | 489087.188 | 694300.0719 | 75416.6685 | 0 | 618883.4033 |  | 676 | 355-65R | 66.9898 | 36.1036 | 36.1036 | 30.8862 | 0 | 0 | 0 | 0 | 0 | 36.1036 | 3.3821 | 0.027167 | 0.027167 | 3.3549 | 0 | 0 | 0 | 0 | 0 | 0.027167 | 30.811 | 3.2797 | 3.2797 | 27.5313 | 0 | 0 | 0 | 0 | 0 | 3.2797 | 32.7968 | 32.7968 | 32.7968 | 0 | 0 | 0 | 0 | 0 | 0 | 32.7968 | 1.86e-05 | 1.42e-05 | 4e-07 | 0 | 0 | 0 | 5.16e-05 | 5000000 | scaled
355-6R | 1698709.673 | 1357931.901 | 339549.8847 | 1227.8867 | 79.94% | 19.99% | 0.07228% | 754737.2157 | 1654472.781 | 32357.2232 | 137762.8673 | 584617.1251 | 71163.9725 | 286773.7382 | 1296535.0703 | 355 | 0.074333 | 0.043045 | 0.0085414 | 22852698.9762 | 71986.6414 | 314332.6736 | 1312390.358 | 968434.4961 | 4228709.6391 | 17655554.8411 | 21929694.1671 | 940173.6052 | 4002846.9309 | 16986673.6284 | 5179114.8945 | 222769.6908 | 897708.4157 | 4058636.788 |  | 677 | 355-6R | 1698709.673 | 943972.4573 | 44236.892 | 1357931.901 | 752783.0836 | 14150.5822 | 339549.8847 | 189961.487 | 28858.423 | 1227.8867 | 71986.6414 | 39629.4182 | 822.6689 | 71571.3904 | 39396.6986 | 786.5312 | 414.327 | 231.7956 | 35.2138 | 0.92395 | 1312390.358 | 727773.2329 | 15855.2877 | 1283788.107 | 711722.5385 | 13322.3137 | 28490.7084 | 15939.1524 | 2421.4319 | 111.5421 | 314332.6736 | 176569.8063 | 27558.9354 | 2572.4037 | 1663.8466 | 41.7373 | 310644.8492 | 173790.5391 | 26401.7774 | 1115.4207 | 0.0054326 | 0.003246 | 8.28e-05 | 0.067158 | 0.038057 | 0.0067158 | 0.0017428 | 5000000 | scaled
356-16R | 5437437.517 | 5336373.274 | 96850.0673 | 4214.176 | 98.14% | 1.781% | 0.0775% | 2402463.414 | 5362678.2346 | 183770.3608 | 50501.6764 | 2168191.377 | 410499.2312 | 111105.5465 | 4841073.4568 | 356 | 0.090754 | 0.05378 | 0.013014 | 59914026.0154 | 415427.2778 | 122950.1002 | 4899060.139 | 4577509.2866 | 1354762.3267 | 53981754.402 | 56433556.646 | 4316742.1429 | 1186277.8841 | 50930536.6235 | 5744704.1902 | 439742.3359 | 119020.4727 | 5185941.3816 |  | 678 | 356-16R | 5437437.517 | 3034974.103 | 74759.2824 | 5336373.274 | 2976555.776 | 62304.6673 | 96850.0673 | 54204.1514 | 8240.4391 | 4214.176 | 415427.2778 | 231656.917 | 4928.0466 | 415262.5742 | 231563.3409 | 4911.1317 | 161.5325 | 90.405 | 13.7439 | 3.171 | 4899060.139 | 2730868.762 | 57986.6822 | 4890386.506 | 2725845.817 | 56898.4437 | 8290.8145 | 4640.1265 | 705.4198 | 382.8186 | 122950.1002 | 72448.4238 | 11844.5537 | 30724.1936 | 19146.6177 | 495.0919 | 88397.7202 | 49473.6198 | 7521.2755 | 3828.1863 | 0.016717 | 0.0092284 | 0.0002332 | 0.068062 | 0.038577 | 0.0068062 | 0.0059742 | 5000000 | scaled
356-19R | 16012786.35 | 15654557.52 | 343518.1164 | 14710.7133 | 97.76% | 2.145% | 0.09187% | 7825949.98 | 15684700.47 | 541187.7113 | 142709.8288 | 7142052.445 | 1082261.0659 | 298758.0366 | 14303681.3724 | 356 | 0.16775 | 0.099314 | 0.029765 | 95453862.556 | 1101704.304 | 339433.0209 | 14571649.03 | 6567372.4056 | 2023395.0679 | 86863095.1118 | 82433859.9795 | 5700546.5317 | 1503219.6826 | 75230093.8189 | 11022539.2239 | 760566.966 | 209954.4191 | 10052017.8422 |  | 679 | 356-19R | 16012786.35 | 8186836.37 | 328085.88 | 15654557.52 | 7979371.235 | 283431.1097 | 343518.1164 | 192754.4219 | 29944.057 | 14710.7133 | 1101704.304 | 560516.5927 | 19443.2381 | 1101171.618 | 560212.8345 | 19386.7001 | 521.6167 | 292.6889 | 45.4687 | 11.0693 | 14571649.03 | 7429596.585 | 267967.6576 | 14538010.25 | 7410134.749 | 263815.5614 | 32302.4456 | 18125.5047 | 2815.765 | 1336.3313 | 339433.0209 | 196723.1921 | 40674.9843 | 15375.6541 | 9023.6511 | 228.8483 | 310694.0541 | 174336.2283 | 27082.8234 | 13363.3127 | 0.06528 | 0.032185 | 0.000816 | 0.081694 | 0.046349 | 0.0081694 | 0.02078 | 5000000 | scaled
356-30AE | 9294675.12 | 8868205.836 | 412482.4657 | 13986.8177 | 95.41% | 4.438% | 0.1505% | 4539184.449 | 9153326.999 | 331158.8756 | 169829.1772 | 4038196.396 | 665035.6154 | 353479.4989 | 8134811.8846 | 356 | 0.14106 | 0.084655 | 0.027143 | 65892390.1023 | 672191.0939 | 398271.544 | 8224212.482 | 4765338.9936 | 2823451.4499 | 58303599.658 | 56175086.0081 | 4098286.4936 | 2101736.2795 | 49975063.2325 | 5207573.3159 | 378356.6047 | 201103.9709 | 4628112.7403 |  | 680 | 356-30AE | 9294675.12 | 4755490.671 | 141348.121 | 8868205.836 | 4510783.577 | 92310.8254 | 412482.4657 | 230720.2763 | 35050.4779 | 13986.8177 | 672191.0939 | 341032.2183 | 7155.4785 | 671493.8385 | 340637.5738 | 7086.5993 | 686.7308 | 384.1199 | 58.3546 | 10.5246 | 8224212.482 | 4186016.086 | 89400.5974 | 8187109.211 | 4164702.65 | 85085.1609 | 35832.6984 | 20042.8643 | 3044.8645 | 1270.5721 | 398271.544 | 228442.3668 | 44792.0451 | 9602.7865 | 5443.3538 | 139.0653 | 375963.0365 | 210293.2921 | 31947.2588 | 12705.721 | 0.054258 | 0.026918 | 0.0006832 | 0.067045 | 0.037982 | 0.0067046 | 0.019755 | 5000000 | scaled
357-1147R | 1251175.77 | 1239445.562 | 10953.1743 | 777.034 | 99.06% | 0.8754% | 0.0621% | 637811.4375 | 1234544.6885 | 32400.3193 | 4397.1609 | 601013.9573 | 62800.6433 | 9150.12 | 1162593.9252 | 357 | 0.14287 | 0.081403 | 0.015098 | 8757577.0748 | 63625.3844 | 10786.8916 | 1176763.494 | 445344.4679 | 75502.6089 | 8236729.9979 | 7534910.6605 | 382767.5342 | 51946.7237 | 7100196.4025 | 1101527.4344 | 56034.1251 | 8164.2312 | 1037329.0782 |  | 681 | 357-1147R | 1251175.77 | 613364.3325 | 16631.0815 | 1239445.562 | 606410.3616 | 14841.0315 | 10953.1743 | 6176.9369 | 1013.016 | 777.034 | 63625.3844 | 31225.0651 | 824.7411 | 63608.1286 | 31215.0789 | 822.6146 | 16.671 | 9.4015 | 1.5418 | 0.58469 | 1176763.494 | 575749.5367 | 14169.5688 | 1175819.342 | 575186.3115 | 14018.1899 | 873.5656 | 492.6389 | 80.7926 | 70.5863 | 10786.8916 | 6389.7307 | 1636.7716 | 18.091 | 8.9712 | 0.2271 | 10062.9376 | 5674.8965 | 930.6815 | 705.863 | 0.0020868 | 0.0010182 | 2.6e-05 | 0.13968 | 0.07928 | 0.013968 | 0.0011046 | 5000000 | scaled
357-1299R | 5098732.791 | 5082456.873 | 14745.3624 | 1530.5548 | 99.68% | 0.2892% | 0.03002% | 2505093.082 | 5079792.1576 | 171659.3173 | 5877.0061 | 2327556.758 | 347484.0455 | 12233.938 | 4720074.174 | 357 | 0.2409 | 0.13718 | 0.0251 | 21164963.3257 | 348664.5661 | 14891.9808 | 4735176.244 | 1447315.0598 | 61816.973 | 19655831.2924 | 18906945.8708 | 1295581.9661 | 44356.1305 | 17567007.7695 | 754594.883 | 51618.1912 | 1817.3316 | 701159.3601 |  | 682 | 357-1299R | 5098732.791 | 2593639.709 | 18940.6334 | 5082456.873 | 2583765.204 | 16010.2386 | 14745.3624 | 8343.9505 | 1399.84 | 1530.5548 | 348664.5661 | 177005.2488 | 1180.5206 | 348639.1185 | 176990.3488 | 1177.0624 | 24.2959 | 13.7483 | 2.3065 | 1.1517 | 4735176.244 | 2407619.486 | 15102.07 | 4733648.36 | 2406694.543 | 14831.1842 | 1388.8471 | 785.9062 | 131.8492 | 139.0366 | 14891.9808 | 9014.9747 | 2658.0428 | 169.395 | 80.3123 | 1.992 | 13332.2194 | 7544.296 | 1265.6843 | 1390.3664 | 0.010791 | 0.0054706 | 0.0001388 | 0.22795 | 0.12954 | 0.022795 | 0.002167 | 5000000 | scaled
357-2047F | 878930.3773 | 839250.3564 | 39397.5938 | 282.4272 | 95.49% | 4.482% | 0.03213% | 465095.5097 | 874657.5494 | 23279.1802 | 15736.2952 | 426080.0343 | 43526.7573 | 32747.7441 | 798383.048 | 357 | 0.14128 | 0.080213 | 0.014394 | 6221036.1096 | 43557.4696 | 36340.8343 | 799032.0734 | 308298.1292 | 257219.0569 | 5655518.9236 | 5159225.204 | 258231.9774 | 174560.0406 | 4726433.1864 | 296847.849 | 14772.4378 | 11114.1754 | 270961.2358 |  | 683 | 357-2047F | 878930.3773 | 413834.8676 | 4272.8279 | 839250.3564 | 391334.5745 | 346.5653 | 39397.5938 | 22217.8659 | 3643.8355 | 282.4272 | 43557.4696 | 20278.2894 | 30.7122 | 43510.6978 | 20251.8203 | 26.1935 | 46.5592 | 26.2566 | 4.3062 | 0.21252 | 799032.0734 | 372952.0391 | 649.0254 | 795729.1887 | 371078.2239 | 320.2626 | 3277.2289 | 1848.1594 | 303.1069 | 25.6559 | 36340.8343 | 20604.5391 | 3593.0903 | 10.4699 | 4.5304 | 0.10914 | 36073.8057 | 20343.4499 | 3336.4223 | 256.5588 | 0.001136 | 0.0004918 | 1.24e-05 | 0.13974 | 0.079313 | 0.013974 | 0.0004076 | 5000000 | scaled
357-2048F | 41154.2263 | 0 | 41154.2263 | 0 | 0% | 100% | 0% | 1519.8977 | 3159.6853 | 2.5305 | 1391.3339 | 126.0334 | 5.2606 | 2892.4165 | 262.0083 | 357 | 0.13617 | 0.13617 | 0.13617 | 302226.3777 | 68.5177 | 37673.107 | 3412.6016 | 503.1766 | 276661.9054 | 25061.2957 | 291064.6278 | 484.5934 | 266444.2958 | 24135.7381 | 279022.4367 | 464.5444 | 255420.7198 | 23137.1723 |  | 684 | 357-2048F | 41154.2263 | 39634.3286 | 37994.541 | 0 | 0 | 0 | 41154.2263 | 39634.3286 | 37994.541 | 0 | 68.5177 | 65.9872 | 63.2571 | 0 | 0 | 0 | 68.5177 | 65.9872 | 63.2571 | 0 | 3412.6016 | 3286.5683 | 3150.5934 | 0 | 0 | 0 | 3412.6016 | 3286.5683 | 3150.5934 | 0 | 37673.107 | 36281.7731 | 34780.6905 | 0 | 0 | 0 | 37673.107 | 36281.7731 | 34780.6905 | 0 | 0 | 0 | 0 | 0.13617 | 0.13617 | 0.13617 | 0 | 5000000 | scaled
357-2049F | 16869708.01 | 16664984.62 | 199776.3295 | 4947.0574 | 98.79% | 1.184% | 0.02933% | 8450803.596 | 16548268.3447 | 566269.0664 | 80011.2888 | 7804523.235 | 1109636.8879 | 166686.0188 | 15271945.4319 | 357 | 0.18286 | 0.10569 | 0.022819 | 92253260.6924 | 1129545.989 | 188202.4448 | 15551959.57 | 6177006.7701 | 1029199.1535 | 85047054.735 | 79657187.4326 | 5337646.3726 | 754185.582 | 73565355.4233 | 14086739.1207 | 944580.1236 | 141891.7323 | 13000267.2596 |  | 685 | 357-2049F | 16869708.01 | 8418904.414 | 321439.6653 | 16664984.62 | 8301069.35 | 297877.2473 | 199776.3295 | 112888.0065 | 18615.3605 | 4947.0574 | 1129545.989 | 563276.9226 | 19909.1011 | 1129267.503 | 563117.9391 | 19879.7759 | 274.7632 | 155.261 | 25.6027 | 3.7225 | 15551959.57 | 7747436.335 | 280014.1381 | 15534538.64 | 7737396.798 | 277983.3186 | 16971.5416 | 9590.1426 | 1581.4254 | 449.3941 | 188202.4448 | 108191.156 | 21516.426 | 1178.4793 | 554.6123 | 14.1528 | 182530.0247 | 103142.6028 | 17008.3324 | 4493.9408 | 0.020362 | 0.010305 | 0.0002606 | 0.15549 | 0.088375 | 0.015549 | 0.0070088 | 5000000 | scaled
357-45R | 17696752.51 | 17249773.46 | 438470.3008 | 8508.7498 | 97.47% | 2.478% | 0.04808% | 8836376.351 | 17417976.0321 | 710092.9735 | 182134.0638 | 7944149.315 | 1398303.4845 | 380372.5861 | 15639299.9628 | 357 | 0.18538 | 0.10765 | 0.025967 | 95462140.4813 | 1417172.807 | 425193.9242 | 15854385.78 | 7644699.1905 | 2293636.7619 | 85523804.5353 | 82309397.3554 | 6614399.6581 | 1696548.951 | 73998448.7584 | 10735633.0591 | 861849.4529 | 234444.0308 | 9639339.5761 |  | 686 | 357-45R | 17696752.51 | 8860376.159 | 278776.4779 | 17249773.46 | 8604552.528 | 229820.5176 | 438470.3008 | 247314.8816 | 40447.2106 | 8508.7498 | 1417172.807 | 707079.8335 | 18869.3226 | 1416454.089 | 706671.6568 | 18797.2117 | 712.3148 | 401.7742 | 65.7083 | 6.4026 | 15854385.78 | 7910236.465 | 215085.8172 | 15815166.91 | 7887778.476 | 210766.3868 | 38445.9258 | 21685.0482 | 3546.4898 | 772.9407 | 425193.9242 | 243059.8604 | 44821.3381 | 18152.4575 | 10102.3946 | 256.9191 | 399312.0602 | 225228.0593 | 36835.0125 | 7729.4066 | 0.039295 | 0.019475 | 0.000496 | 0.13401 | 0.076102 | 0.013401 | 0.01207 | 5000000 | scaled
357-50R | 10432488.74 | 10123494.75 | 300831.8477 | 8162.1509 | 97.04% | 2.884% | 0.07824% | 5173501.456 | 10235655.5667 | 379559.4003 | 122064.9783 | 4671877.081 | 750376.2061 | 254697.102 | 9230582.2623 | 357 | 0.14913 | 0.087671 | 0.022338 | 69957168.9327 | 762470.4721 | 286905.6615 | 9383112.61 | 5112900.3781 | 1923904.0971 | 62920364.4818 | 59985483.0446 | 4400898.3403 | 1415313.5451 | 54169271.201 | 8811426.6599 | 645965.9436 | 219257.5571 | 7946203.1623 |  | 687 | 357-50R | 10432488.74 | 5258987.284 | 196833.1733 | 10123494.75 | 5081338.645 | 161619.6666 | 300831.8477 | 169486.4881 | 27051.3559 | 8162.1509 | 762470.4721 | 382911.0718 | 12094.2661 | 761987.8497 | 382636.4843 | 12045.2783 | 476.4806 | 268.4457 | 42.846 | 6.1418 | 9383112.61 | 4711235.529 | 152530.3477 | 9357039.171 | 4696222.217 | 149510.9935 | 25331.9841 | 14271.8567 | 2277.8988 | 741.4554 | 286905.6615 | 164840.6832 | 32208.5595 | 4467.7248 | 2479.9438 | 63.3948 | 275023.383 | 154946.1856 | 24730.611 | 7414.5538 | 0.033132 | 0.01682 | 0.0004382 | 0.10455 | 0.059405 | 0.010455 | 0.011445 | 5000000 | scaled
357-750R | 11757625.42 | 11499648.19 | 251929.878 | 6047.3483 | 97.81% | 2.143% | 0.05143% | 5797306.356 | 11614891.5796 | 462436.1108 | 101981.9844 | 5232888.261 | 925421.8107 | 211715.6012 | 10477754.1677 | 357 | 0.171 | 0.098564 | 0.022367 | 68756837.1315 | 934847.6846 | 238438.2054 | 10584339.53 | 5466849.6143 | 1394351.0079 | 61895636.5093 | 60471684.9797 | 4823669.6663 | 1063773.7693 | 54584241.5462 | 6381390.6256 | 508440.2232 | 116319.6353 | 5756630.767 |  | 688 | 357-750R | 11757625.42 | 5960319.064 | 142733.8404 | 11499648.19 | 5812232.865 | 113433.6653 | 251929.878 | 142038.8505 | 23252.8268 | 6047.3483 | 934847.6846 | 472411.5738 | 9425.8739 | 934408.8338 | 472162.1635 | 9381.2381 | 434.3003 | 244.8599 | 40.0854 | 4.5504 | 10584339.53 | 5351451.269 | 106585.3623 | 10561880.85 | 5338549.372 | 104013.8116 | 21909.3351 | 12352.5514 | 2022.2055 | 549.3453 | 238438.2054 | 136456.221 | 26722.6042 | 3358.5101 | 1521.3292 | 38.6157 | 229586.2426 | 129441.4392 | 21190.5359 | 5493.4526 | 0.027182 | 0.013263 | 0.0003442 | 0.13533 | 0.076811 | 0.013533 | 0.0084898 | 5000000 | scaled
358-1175F | 599583.3935 | 582831.823 | 16465.7029 | 285.8675 | 97.21% | 2.746% | 0.04768% | 344835.8796 | 582192.8468 | 17628.0959 | 6611.7621 | 320596.0216 | 29583.2421 | 13758.4039 | 538851.2008 | 358 | 0.14195 | 0.080555 | 0.014421 | 4224000.7771 | 30369.3575 | 15418.2312 | 553795.8048 | 213948.8703 | 108619.7869 | 3901432.1196 | 3162412.5924 | 161663.3175 | 60634.9893 | 2940114.2856 | 1205951.6733 | 61278.5961 | 28499.0966 | 1116173.9805 |  | 689 | 358-1175F | 599583.3935 | 254747.5139 | 17390.5467 | 582831.823 | 245173.9798 | 15581.3861 | 16465.7029 | 9287.6665 | 1523.293 | 285.8675 | 30369.3575 | 12741.2617 | 786.1154 | 30348.2527 | 12729.2635 | 783.9677 | 20.8897 | 11.7831 | 1.9326 | 0.21511 | 553795.8048 | 233199.7832 | 14944.604 | 552456.2883 | 232432.8931 | 14797.1152 | 1313.5481 | 740.9217 | 121.5204 | 25.9684 | 15418.2312 | 8806.469 | 1659.8273 | 27.282 | 11.8233 | 0.30318 | 15131.2651 | 8534.9617 | 1399.8401 | 259.684 | 0.0014874 | 0.0006442 | 1.64e-05 | 0.14006 | 0.079513 | 0.014006 | 0.000398 | 5000000 | scaled
358-1240F | 3541.2933 | 0 | 3541.2933 | 0 | 0% | 100% | 0% | 41.2368 | 86.2258 | 0.027082 | 32.695 | 8.5148 | 0.056629 | 68.3649 | 17.8043 | 358 | 0.49336 | 0.49336 | 0.49336 | 7177.8686 | 2.3258 | 2807.7449 | 731.2227 | 4.7141 | 5691.0349 | 1482.1196 | 7094.2854 | 4.6592 | 5624.7651 | 1464.861 | 7003.0969 | 4.5993 | 5552.4656 | 1446.0319 |  | 690 | 358-1240F | 3541.2933 | 3500.0565 | 3455.0675 | 0 | 0 | 0 | 3541.2933 | 3500.0565 | 3455.0675 | 0 | 2.3258 | 2.2987 | 2.2691 | 0 | 0 | 0 | 2.3258 | 2.2987 | 2.2691 | 0 | 731.2227 | 722.7079 | 713.4184 | 0 | 0 | 0 | 731.2227 | 722.7079 | 713.4184 | 0 | 2807.7449 | 2775.0499 | 2739.38 | 0 | 0 | 0 | 2807.7449 | 2775.0499 | 2739.38 | 0 | 0 | 0 | 0 | 0.49336 | 0.49336 | 0.49336 | 0 | 5000000 | scaled
358-33 | 1344643.61 | 1340076.164 | 4140.6168 | 426.8286 | 99.66% | 0.3079% | 0.03174% | 444702.2867 | 1329655.5094 | 33854.9209 | 1844.0222 | 409003.3438 | 101353.2983 | 4038.6435 | 1224263.5678 | 358 | 0.14298 | 0.081505 | 0.014701 | 9404720.0427 | 102422.2717 | 4755.2964 | 1237466.042 | 716362.8967 | 33259.5428 | 8655097.6042 | 11041601.6188 | 840590.5717 | 45785.5934 | 10155225.4577 | 1019543.1963 | 77714.9156 | 3096.7205 | 938731.5603 |  | 691 | 358-33 | 1344643.61 | 899941.3233 | 14988.1006 | 1340076.164 | 897178.4537 | 14178.1228 | 4140.6168 | 2336.041 | 383.1492 | 426.8286 | 102422.2717 | 68567.3508 | 1068.9734 | 102389.7929 | 68548.887 | 1065.6766 | 32.1577 | 18.1426 | 2.9757 | 0.32117 | 1237466.042 | 828462.6982 | 13202.4742 | 1236694.629 | 828010.5867 | 13095.9065 | 732.639 | 413.3381 | 67.7943 | 38.7734 | 4755.2964 | 2911.2743 | 716.653 | 991.7423 | 618.98 | 16.5397 | 3375.8201 | 1904.5603 | 312.3793 | 387.734 | 0.0017168 | 0.0010358 | 2.64e-05 | 0.14065 | 0.079859 | 0.014065 | 0.0006096 | 5000000 | scaled
358-663F | 1082.8298 | 0 | 1082.8298 | 0 | 0% | 100% | 0% | 38.6834 | 80.5653 | 0.50185 | 30.2925 | 7.8891 | 1.0452 | 63.0896 | 16.4305 | 358 | 0.14135 | 0.14135 | 0.14135 | 7660.6067 | 14.0478 | 847.9499 | 220.8321 | 99.3827 | 5998.9214 | 1562.3027 | 7386.9364 | 95.8323 | 5784.6137 | 1506.4904 | 7090.6383 | 91.9884 | 5552.5866 | 1446.0634 |  | 692 | 358-663F | 1082.8298 | 1044.1464 | 1002.2646 | 0 | 0 | 0 | 1082.8298 | 1044.1464 | 1002.2646 | 0 | 14.0478 | 13.5459 | 13.0026 | 0 | 0 | 0 | 14.0478 | 13.5459 | 13.0026 | 0 | 220.8321 | 212.943 | 204.4016 | 0 | 0 | 0 | 220.8321 | 212.943 | 204.4016 | 0 | 847.9499 | 817.6575 | 784.8603 | 0 | 0 | 0 | 847.9499 | 817.6575 | 784.8603 | 0 | 0 | 0 | 0 | 0.14135 | 0.14135 | 0.14135 | 0 | 5000000 | scaled
358-665F | 1083.7268 | 0 | 1083.7268 | 0 | 0% | 100% | 0% | 38.716 | 80.6376 | 0.50227 | 30.318 | 7.8957 | 1.0461 | 63.1462 | 16.4452 | 358 | 0.14147 | 0.14147 | 0.14147 | 7660.6545 | 14.0594 | 848.6523 | 221.015 | 99.3833 | 5998.9588 | 1562.3124 | 7386.9785 | 95.8328 | 5784.6467 | 1506.499 | 7090.6431 | 91.9884 | 5552.5903 | 1446.0644 |  | 693 | 358-665F | 1083.7268 | 1045.0107 | 1003.0892 | 0 | 0 | 0 | 1083.7268 | 1045.0107 | 1003.0892 | 0 | 14.0594 | 13.5571 | 13.0133 | 0 | 0 | 0 | 14.0594 | 13.5571 | 13.0133 | 0 | 221.015 | 213.1193 | 204.5698 | 0 | 0 | 0 | 221.015 | 213.1193 | 204.5698 | 0 | 848.6523 | 818.3343 | 785.5061 | 0 | 0 | 0 | 848.6523 | 818.3343 | 785.5061 | 0 | 0 | 0 | 0 | 0.14147 | 0.14147 | 0.14147 | 0 | 5000000 | scaled
358-666F | 1084.5712 | 0 | 1084.5712 | 0 | 0% | 100% | 0% | 38.7571 | 80.7397 | 0.5028 | 30.3502 | 7.9041 | 1.0475 | 63.2262 | 16.466 | 358 | 0.14157 | 0.14157 | 0.14157 | 7660.9377 | 14.0704 | 849.3136 | 221.1872 | 99.387 | 5999.1806 | 1562.3702 | 7387.1741 | 95.8354 | 5784.7999 | 1506.5389 | 7090.6278 | 91.9882 | 5552.5783 | 1446.0613 |  | 694 | 358-666F | 1084.5712 | 1045.8141 | 1003.8315 | 0 | 0 | 0 | 1084.5712 | 1045.8141 | 1003.8315 | 0 | 14.0704 | 13.5676 | 13.0229 | 0 | 0 | 0 | 14.0704 | 13.5676 | 13.0229 | 0 | 221.1872 | 213.2831 | 204.7212 | 0 | 0 | 0 | 221.1872 | 213.2831 | 204.7212 | 0 | 849.3136 | 818.9634 | 786.0874 | 0 | 0 | 0 | 849.3136 | 818.9634 | 786.0874 | 0 | 0 | 0 | 0 | 0.14157 | 0.14157 | 0.14157 | 0 | 5000000 | scaled
358-681F | 59326.7645 | 0 | 59326.7645 | 0 | 0% | 100% | 0% | 2124.0161 | 4422.8489 | 19.065 | 1670.0254 | 434.9257 | 39.6992 | 3477.5018 | 905.6479 | 358 | 0.14136 | 0.14136 | 0.14136 | 419700.502 | 532.5127 | 46646.1636 | 12148.0882 | 3767.201 | 329993.0215 | 85940.2795 | 404674.3896 | 3632.3277 | 318178.616 | 82863.4484 | 388411.5566 | 3486.3537 | 305391.8266 | 79533.3762 |  | 695 | 358-681F | 59326.7645 | 57202.7483 | 54903.9156 | 0 | 0 | 0 | 59326.7645 | 57202.7483 | 54903.9156 | 0 | 532.5127 | 513.4477 | 492.8135 | 0 | 0 | 0 | 532.5127 | 513.4477 | 492.8135 | 0 | 12148.0882 | 11713.1625 | 11242.4403 | 0 | 0 | 0 | 12148.0882 | 11713.1625 | 11242.4403 | 0 | 46646.1636 | 44976.1382 | 43168.6617 | 0 | 0 | 0 | 46646.1636 | 44976.1382 | 43168.6617 | 0 | 0 | 0 | 0 | 0.14136 | 0.14136 | 0.14136 | 0 | 5000000 | scaled
358-682F | 37602118.36 | 37073060.59 | 521206.7954 | 7850.9826 | 98.59% | 1.386% | 0.02088% | 15994892.96 | 37025293.9734 | 940322.949 | 204498.7303 | 14850071.29 | 2182320.6927 | 426406.6691 | 34416566.6198 | 358 | 0.54241 | 0.31345 | 0.059963 | 69323599.0047 | 2213490.814 | 479467.8243 | 34909159.73 | 4080811.3022 | 883951.1346 | 64358836.5832 | 68933827.1514 | 4052547.2596 | 881336.3217 | 63999943.6101 | 9619671.9077 | 566996.4181 | 110786.2171 | 8941889.2746 |  | 696 | 358-682F | 37602118.36 | 21607225.4 | 576824.3866 | 37073060.59 | 21304026.22 | 518153.8928 | 521206.7954 | 295348.1984 | 50819.5113 | 7850.9826 | 2213490.814 | 1273167.865 | 31170.1213 | 2212473.731 | 1272588.963 | 31065.6205 | 1011.1749 | 572.9946 | 98.5931 | 5.9076 | 34909159.73 | 20059088.44 | 492593.1102 | 34859024.8 | 20030369.82 | 487061.1269 | 49421.7366 | 28005.4308 | 4818.7946 | 713.1886 | 479467.8243 | 274969.094 | 53061.1552 | 1562.0541 | 1067.4348 | 27.1454 | 470773.8839 | 266769.7729 | 45902.1235 | 7131.8863 | 0.050627 | 0.029383 | 0.000747 | 0.48064 | 0.27291 | 0.048064 | 0.011152 | 5000000 | scaled
361-45R | 74922.6332 | 3550.2602 | 68786.5166 | 2585.8564 | 4.739% | 91.81% | 3.451% | 32484.3006 | 67660.87 | 63.599 | 29387.8111 | 3032.8905 | 122.5268 | 61248.2154 | 6290.1278 | 361 | 0.01487 | 0.0094332 | 0.0041894 | 5038441.5247 | 133.1247 | 67812.8323 | 6976.6761 | 8952.4501 | 4560317.4349 | 469171.64 | 4498826.7534 | 8807.9784 | 4069986.6805 | 420032.0941 | 1733365.9202 | 3138.9451 | 1569083.7162 | 161143.2589 |  | 697 | 361-45R | 74922.6332 | 42438.3325 | 7261.7632 | 3550.2602 | 1741.4889 | 74.0491 | 68786.5166 | 38110.9872 | 4601.8576 | 2585.8564 | 133.1247 | 69.5257 | 10.5979 | 51.058 | 23.1891 | 3.292 | 80.1209 | 44.3908 | 5.3601 | 1.9458 | 6976.6761 | 3943.7856 | 686.5484 | 262.6818 | 119.1602 | 18.1923 | 6479.0934 | 3589.7245 | 433.4551 | 234.901 | 67812.8323 | 38425.0212 | 6564.6169 | 3236.5203 | 1599.1396 | 52.5648 | 62227.3023 | 34476.8719 | 4163.0424 | 2349.0097 | 0.0056688 | 0.0026592 | 6.68e-05 | 0.0056432 | 0.0032158 | 0.0005644 | 0.0035582 | 5000000 | scaled
361-684F | 700.0449 | 242.2341 | 103.1801 | 354.6307 | 34.6% | 14.74% | 50.66% | 155.0122 | 338.503 | 11.6193 | 44.0638 | 99.3292 | 25.8937 | 91.5989 | 221.0104 | 361 | 0.0069836 | 0.0040904 | 0.001083 | 100241.2709 | 26.1762 | 420.095 | 253.7737 | 3748.2385 | 60154.5044 | 36338.528 | 133246.795 | 9987.8291 | 37876.7096 | 85382.2562 | 333833.731 | 25536.4768 | 90335.4259 | 217961.8282 |  | 698 | 361-684F | 700.0449 | 545.0327 | 361.5419 | 242.2341 | 133.2144 | 0.029612 | 103.1801 | 57.1876 | 6.8816 | 354.6307 | 26.1762 | 14.5569 | 0.28255 | 25.674 | 14.1596 | 0 | 0.23539 | 0.13046 | 0.015699 | 0.26685 | 253.7737 | 154.4446 | 32.7633 | 213.336 | 117.6722 | 0 | 8.2228 | 4.5575 | 0.54842 | 32.2149 | 420.095 | 376.0312 | 328.4961 | 3.2241 | 1.3826 | 0.029612 | 94.7219 | 52.4996 | 6.3175 | 322.149 | 0.0007914 | 0.0003426 | 8.8e-06 | 0.0056866 | 0.0032422 | 0.0005686 | 0.0005056 | 5000000 | scaled
361-686F | 90674.3969 | 3250.9415 | 84709.1853 | 2714.2701 | 3.585% | 93.42% | 2.993% | 39529.4686 | 82189.5866 | 80.4595 | 36074.7388 | 3374.2703 | 158.4981 | 75028.6273 | 7002.4612 | 361 | 0.016667 | 0.010153 | 0.0044632 | 5440224.4441 | 176.0292 | 82712.6721 | 7785.6955 | 10561.2897 | 4962541.976 | 467121.1785 | 5037519.5306 | 10253.527 | 4597258.8958 | 430007.1082 | 1901059.8519 | 3666.0895 | 1735425.5812 | 161968.1813 |  | 699 | 361-686F | 90674.3969 | 51144.9283 | 8484.8103 | 3250.9415 | 1476.6156 | 112.1624 | 84709.1853 | 46954.0426 | 5658.3778 | 2714.2701 | 176.0292 | 95.5697 | 17.5311 | 76.6828 | 39.592 | 8.9891 | 97.304 | 53.9353 | 6.4997 | 2.0424 | 7785.6955 | 4411.4252 | 783.2343 | 400.8723 | 208.145 | 59.8491 | 7138.2571 | 3956.7141 | 476.8191 | 246.5662 | 82712.6721 | 46637.9333 | 7684.0449 | 2773.3864 | 1228.8786 | 43.3242 | 77473.6242 | 42943.3932 | 5175.0591 | 2465.6616 | 0.0072464 | 0.0031376 | 7.96e-05 | 0.005597 | 0.0031912 | 0.0005596 | 0.003824 | 5000000 | scaled
362-40F | 13028.4098 | 151.1817 | 12236.2153 | 641.0128 | 1.16% | 93.92% | 4.92% | 5523.4812 | 11556.6344 | 8.4869 | 4978.1413 | 536.853 | 21.335 | 10392.9243 | 1142.3751 | 362 | 0.008482 | 0.0049636 | 0.001505 | 1536006.8168 | 24.5766 | 11712.7039 | 1291.1293 | 2897.4967 | 1380889.4034 | 152219.9162 | 1511993.0317 | 2323.1925 | 1362712.1622 | 146957.6759 | 977923.8419 | 1805.3688 | 879450.5485 | 96667.9241 |  | 700 | 362-40F | 13028.4098 | 7504.9286 | 1471.7754 | 151.1817 | 89.8622 | 13.6537 | 12236.2153 | 6774.0536 | 817.1088 | 641.0128 | 24.5766 | 16.0897 | 3.2416 | 7.3822 | 6.3554 | 1.6432 | 16.712 | 9.2519 | 1.116 | 0.48234 | 1291.1293 | 754.2764 | 148.7542 | 39.4831 | 35.3628 | 10.8303 | 1193.4162 | 660.6835 | 79.6938 | 58.23 | 11712.7039 | 6734.5626 | 1319.7796 | 104.3164 | 48.1439 | 1.1802 | 11026.087 | 6104.1182 | 736.299 | 582.3004 | 0.0019284 | 0.0008352 | 2.16e-05 | 0.0056336 | 0.0032084 | 0.0005634 | 0.00092 | 5000000 | scaled
362-45F | 4596.8195 | 0 | 4596.8195 | 0 | 0% | 100% | 0% | 732.9304 | 1528.8981 | 1.1394 | 627.9567 | 103.8344 | 2.3768 | 1309.9221 | 216.5992 | 362 | 0.0056296 | 0.0056296 | 0.0056296 | 816544.6016 | 7.1461 | 3938.4412 | 651.2321 | 1269.3836 | 699595.218 | 115680 | 686352.3261 | 1066.9894 | 588049.6962 | 97235.6402 | 544962.5865 | 847.1877 | 466910.4648 | 77204.9339 |  | 701 | 362-45F | 4596.8195 | 3863.8891 | 3067.9214 | 0 | 0 | 0 | 4596.8195 | 3863.8891 | 3067.9214 | 0 | 7.1461 | 6.0067 | 4.7693 | 0 | 0 | 0 | 7.1461 | 6.0067 | 4.7693 | 0 | 651.2321 | 547.3978 | 434.6329 | 0 | 0 | 0 | 651.2321 | 547.3978 | 434.6329 | 0 | 3938.4412 | 3310.4846 | 2628.5192 | 0 | 0 | 0 | 3938.4412 | 3310.4846 | 2628.5192 | 0 | 0 | 0 | 0 | 0.0056296 | 0.0056296 | 0.0056296 | 0 | 5000000 | scaled
362-47F | 174272.616 | 63604.2409 | 100045.3053 | 10623.0698 | 36.5% | 57.41% | 6.096% | 75745.4548 | 156501.1629 | 4819.7546 | 46448.8857 | 24476.8145 | 9860.5465 | 96242.5384 | 50398.0779 | 362 | 0.049116 | 0.031194 | 0.015782 | 3548198.6652 | 9986.4612 | 111910.306 | 52375.8488 | 203324.821 | 2278499.098 | 1066374.7462 | 3158549.4938 | 200981.4762 | 1936896.4765 | 1020671.5411 | 1126072.6368 | 70949.5789 | 692493.826 | 362629.232 |  | 702 | 362-47F | 174272.616 | 98527.1612 | 17771.4531 | 63604.2409 | 32684.9269 | 713.0102 | 100045.3053 | 55219.1645 | 6435.3731 | 10623.0698 | 9986.4612 | 5166.7067 | 125.9147 | 9860.0038 | 5093.2079 | 110.0514 | 118.4639 | 65.5053 | 7.8698 | 7.9935 | 52375.8488 | 27899.0343 | 1977.7708 | 43219.2978 | 22405.3102 | 470.3341 | 8191.544 | 4528.7171 | 542.4298 | 965.0069 | 111910.306 | 65461.4203 | 15667.7676 | 10524.9392 | 5186.4088 | 132.6247 | 91735.2974 | 50624.9421 | 5885.0735 | 9650.0694 | 0.02867 | 0.013142 | 0.0003354 | 0.0055546 | 0.0031606 | 0.0005554 | 0.014891 | 5000000 | scaled
362-48F | 472.875 | 0 | 472.875 | 0 | 0% | 100% | 0% | 75.2833 | 157.3328 | 0.28341 | 59.5033 | 15.4965 | 0.59229 | 124.3547 | 32.3858 | 362 | 0.0056096 | 0.0056096 | 0.0056096 | 84297.4619 | 1.7802 | 373.7571 | 97.3378 | 317.3459 | 66628.116 | 17352 | 70877.0303 | 266.8234 | 56020.702 | 14589.5049 | 56250.4028 | 211.7601 | 44459.9194 | 11578.7233 |  | 703 | 362-48F | 472.875 | 397.5918 | 315.5423 | 0 | 0 | 0 | 472.875 | 397.5918 | 315.5423 | 0 | 1.7802 | 1.4968 | 1.1879 | 0 | 0 | 0 | 1.7802 | 1.4968 | 1.1879 | 0 | 97.3378 | 81.8413 | 64.952 | 0 | 0 | 0 | 97.3378 | 81.8413 | 64.952 | 0 | 373.7571 | 314.2537 | 249.4024 | 0 | 0 | 0 | 373.7571 | 314.2537 | 249.4024 | 0 | 0 | 0 | 0 | 0.0056096 | 0.0056096 | 0.0056096 | 0 | 5000000 | scaled
363-25 | 16229.7747 | 39.3472 | 15905.8129 | 284.6145 | 0.2424% | 98% | 1.754% | 7137.6541 | 14884.1221 | 10.0511 | 6234.7754 | 892.8276 | 20.9702 | 13000.3843 | 1862.7676 | 363 | 0.0067338 | 0.0039012 | 0.00097 | 2410195.536 | 22.6826 | 14185.3844 | 2021.7076 | 3368.4705 | 2106594.2618 | 300232.8024 | 2330595.8733 | 3281.8862 | 2035786.7698 | 291527.2144 | 1387270.6804 | 1954.5243 | 1211697.3954 | 173618.7599 |  | 704 | 363-25 | 16229.7747 | 9092.1206 | 1345.6526 | 39.3472 | 17.0213 | 0.42235 | 15905.8129 | 8790.4848 | 1060.6157 | 284.6145 | 22.6826 | 12.6315 | 1.7124 | 0 | 0 | 0 | 22.4684 | 12.4174 | 1.4982 | 0.21416 | 2021.7076 | 1128.88 | 158.9401 | 0 | 0 | 0 | 1995.8531 | 1103.0254 | 133.0855 | 25.8546 | 14185.3844 | 7950.6091 | 1185.0001 | 39.3472 | 17.0213 | 0.42235 | 13887.4914 | 7675.042 | 926.032 | 258.5458 | 0.0007526 | 0.0003258 | 8e-06 | 0.0055768 | 0.003171 | 0.0005576 | 0.0004044 | 5000000 | scaled
364-36 | 171186.9421 | 3465.8079 | 161856.1205 | 5865.0136 | 2.025% | 94.55% | 3.426% | 75252.1029 | 156338.6129 | 85.3185 | 69559.7719 | 5607.0125 | 175.4986 | 144481.2961 | 11681.8181 | 364 | 0.027309 | 0.01733 | 0.0090018 | 6268425.6007 | 190.7982 | 157992.9831 | 13003.1607 | 6986.541 | 5785296.7513 | 476142.3056 | 5535639.0603 | 6276.133 | 5116904.0498 | 412458.8716 | 1649484.4576 | 1851.6358 | 1524381.264 | 123251.5569 |  | 705 | 364-36 | 171186.9421 | 95934.8392 | 14848.3292 | 3465.8079 | 1545.2559 | 37.5272 | 161856.1205 | 88524.5697 | 8945.7884 | 5865.0136 | 190.7982 | 105.4798 | 15.2997 | 18.6363 | 8.5236 | 0 | 167.7487 | 92.5429 | 10.8864 | 4.4132 | 13003.1607 | 7396.1482 | 1321.3426 | 96.3364 | 44.0393 | 0 | 12374.0425 | 6819.327 | 788.5607 | 532.7819 | 157992.9831 | 88433.2112 | 13511.687 | 3350.8353 | 1492.6929 | 37.5272 | 149314.3293 | 81612.6998 | 8146.3413 | 5327.8185 | 0.01354 | 0.0059188 | 0.000149 | 0.005463 | 0.003105 | 0.0005462 | 0.0083066 | 5000000 | scaled
364-49R | 138166.7587 | 19819.3203 | 111052.1631 | 7295.2752 | 14.34% | 80.38% | 5.28% | 61199.9089 | 123782.8953 | 157.6717 | 56641.7171 | 4400.5201 | 292.524 | 114433.8047 | 9056.5666 | 364 | 0.035529 | 0.022028 | 0.011171 | 3888822.6782 | 307.8043 | 127541.6842 | 10317.2702 | 8663.4177 | 3589770.7857 | 290388.4748 | 3494046.2048 | 9001.8454 | 3233808.3529 | 251236.0062 | 1287584.4502 | 3042.8225 | 1190335.6047 | 94206.0229 |  | 706 | 364-49R | 138166.7587 | 76966.8498 | 14383.8634 | 19819.3203 | 8535.9345 | 209.4589 | 111052.1631 | 61135.64 | 6879.1293 | 7295.2752 | 307.8043 | 150.1326 | 15.2803 | 169.4413 | 71.2317 | 1.0177 | 132.8735 | 73.4115 | 8.7731 | 5.4895 | 10317.2702 | 5916.7501 | 1260.7036 | 592.4379 | 249.2242 | 3.636 | 9062.1245 | 5004.818 | 594.3599 | 662.7078 | 127541.6842 | 70899.9671 | 13107.8795 | 19057.4411 | 8215.4786 | 204.8052 | 101857.1651 | 56057.4105 | 6275.9963 | 6627.078 | 0.019642 | 0.008504 | 0.000216 | 0.00548 | 0.0031168 | 0.000548 | 0.010407 | 5000000 | scaled
365-28AE | 5748.6084 | 2997.7973 | 2217.2648 | 533.5463 | 52.15% | 38.57% | 9.281% | 2610.1554 | 5028.4016 | 162.9646 | 946.0727 | 1501.1182 | 300.6006 | 1952.101 | 2775.7 | 365 | 0.0083168 | 0.0048354 | 0.0013432 | 691204.3564 | 306.037 | 2570.0093 | 2872.5621 | 36797.4412 | 309014.2058 | 345392.7093 | 649057.5659 | 40523.785 | 235256.3481 | 373277.4327 | 536187.3035 | 32053.5723 | 208155.9573 | 295977.7738 |  | 707 | 365-28AE | 5748.6084 | 3138.453 | 720.2068 | 2997.7973 | 1379.848 | 38.7681 | 2217.2648 | 1225.0587 | 147.8924 | 533.5463 | 306.037 | 143.0724 | 5.4363 | 299.1808 | 139.1047 | 4.6043 | 6.4547 | 3.5663 | 0.43053 | 0.40148 | 2872.5621 | 1371.4439 | 96.8621 | 2595.942 | 1196.92 | 33.1765 | 228.1523 | 126.0562 | 15.2178 | 48.4677 | 2570.0093 | 1623.9367 | 617.9084 | 102.6744 | 43.8234 | 0.98725 | 1982.6578 | 1095.4362 | 132.244 | 484.6771 | 0.0020144 | 0.000922 | 2.34e-05 | 0.0055362 | 0.0031472 | 0.0005536 | 0.0007662 | 5000000 | scaled
365-34R | 103073.8764 | 4917.6341 | 94789.5099 | 3366.7324 | 4.771% | 91.96% | 3.266% | 45288.7544 | 93493.2387 | 56.2599 | 41579.4877 | 3653.0068 | 109.4726 | 85801.0129 | 7582.7533 | 365 | 0.017802 | 0.011133 | 0.0053644 | 5789951.6015 | 118.893 | 94532.2304 | 8422.753 | 6678.5561 | 5310143.1525 | 473129.8937 | 5190529.0673 | 6447.9288 | 4765411.2454 | 418669.8946 | 1785966.3125 | 2091.2134 | 1639024.6049 | 144850.4946 |  | 708 | 365-34R | 103073.8764 | 57785.122 | 9580.6377 | 4917.6341 | 2095.5417 | 52.3245 | 94789.5099 | 52322.848 | 6161.5808 | 3366.7324 | 118.893 | 62.6331 | 9.4204 | 12.805 | 2.8639 | 0 | 103.5546 | 57.2359 | 6.8871 | 2.5334 | 8422.753 | 4769.7462 | 839.9997 | 66.2162 | 14.7988 | 0 | 8050.7005 | 4449.1111 | 534.1635 | 305.8363 | 94532.2304 | 52952.7427 | 8731.2175 | 4838.6129 | 2077.879 | 52.3245 | 86635.2548 | 47816.501 | 5620.5302 | 3058.3627 | 0.0076178 | 0.0032982 | 8.36e-05 | 0.0054484 | 0.0030986 | 0.0005448 | 0.004736 | 5000000 | scaled
365-648R | 37113.6899 | 7519.3761 | 27124.9068 | 2469.407 | 20.26% | 73.09% | 6.654% | 16416.1836 | 32712.652 | 39.761 | 15232.7385 | 1143.6841 | 69.4352 | 30328.0907 | 2315.1262 | 365 | 0.015525 | 0.0094612 | 0.0041368 | 2390575.8396 | 76.7355 | 34328.8008 | 2708.1537 | 4942.7022 | 2211194.896 | 174438.2412 | 2187619.5768 | 5298.5474 | 2029913.7608 | 152407.2682 | 1063874.9425 | 2258.1585 | 986324.6695 | 75292.1143 |  | 709 | 365-648R | 37113.6899 | 20697.5063 | 4401.0379 | 7519.3761 | 3237.6212 | 120.2129 | 27124.9068 | 14990.4781 | 1811.4179 | 2469.407 | 76.7355 | 36.9745 | 7.3003 | 41.9068 | 16.8953 | 3.2403 | 32.9705 | 18.221 | 2.2018 | 1.8581 | 2708.1537 | 1564.4696 | 393.0275 | 217.3909 | 87.6073 | 17.3506 | 2266.4402 | 1252.5397 | 151.3543 | 224.3226 | 34328.8008 | 19096.0623 | 4000.7101 | 7260.0784 | 3133.1186 | 99.622 | 24825.4961 | 13719.7174 | 1657.8619 | 2243.2262 | 0.0065108 | 0.0028194 | 7.22e-05 | 0.0054996 | 0.0031272 | 0.00055 | 0.0035146 | 5000000 | scaled
366-48 | 85177.9907 | 1535.4342 | 81274.1035 | 2368.453 | 1.803% | 95.42% | 2.781% | 37130.8402 | 77362.5262 | 43.7832 | 33753.8002 | 3333.2567 | 91.5662 | 70299.9445 | 6971.0156 | 366 | 0.013571 | 0.0085864 | 0.0039394 | 6276656.2031 | 99.9037 | 77392.854 | 7685.233 | 7361.7749 | 5702979.5263 | 566314.9019 | 5595727.0195 | 6598.2604 | 5086797.1488 | 502331.6108 | 1983922.5334 | 2348.1675 | 1802806.2254 | 178768.1405 |  | 710 | 366-48 | 85177.9907 | 48047.1505 | 7815.4644 | 1535.4342 | 670.2581 | 17.2041 | 81274.1035 | 45008.4394 | 5429.8073 | 2368.453 | 99.9037 | 56.1205 | 8.3375 | 0 | 0 | 0 | 98.1215 | 54.3383 | 6.5554 | 1.7822 | 7685.233 | 4351.9763 | 714.2174 | 0 | 0 | 0 | 7470.0811 | 4136.8244 | 499.0655 | 215.1519 | 77392.854 | 43639.0537 | 7092.9095 | 1535.4342 | 670.2581 | 17.2041 | 73705.9008 | 40817.2767 | 4924.1864 | 2151.5189 | 0.0047812 | 0.0021422 | 5.44e-05 | 0.0054494 | 0.0031042 | 0.000545 | 0.00334 | 5000000 | scaled
366-559 | 36973.6855 | 179.9285 | 35994.9221 | 798.8349 | 0.4866% | 97.35% | 2.161% | 16189.9408 | 33767.0239 | 21.6772 | 14719.5437 | 1448.7199 | 45.2585 | 30697.0648 | 3024.7006 | 366 | 0.0083398 | 0.004987 | 0.0016834 | 4433401.9413 | 49.1013 | 33610.6726 | 3313.9116 | 5887.5814 | 4030153.3154 | 397361.0441 | 4167584.6621 | 5580.0934 | 3789077.7612 | 372926.8079 | 1904872.0762 | 2553.1321 | 1731688.9324 | 170630.0115 |  | 711 | 366-559 | 36973.6855 | 20783.7447 | 3206.6617 | 179.9285 | 77.9271 | 2.0055 | 35994.9221 | 19906.9827 | 2405.8212 | 798.8349 | 49.1013 | 27.4241 | 3.8427 | 0 | 0 | 0 | 48.5002 | 26.823 | 3.2416 | 0.6011 | 3313.9116 | 1865.1917 | 289.2111 | 0 | 0 | 0 | 3241.3449 | 1792.625 | 216.6443 | 72.5667 | 33610.6726 | 18891.1289 | 2913.6079 | 179.9285 | 77.9271 | 2.0055 | 32705.077 | 18087.5347 | 2185.9352 | 725.6671 | 0.0017674 | 0.0007654 | 1.96e-05 | 0.005454 | 0.0031032 | 0.0005454 | 0.0011184 | 5000000 | scaled
368-1054F | 80990.9593 | 159.3874 | 80484.305 | 347.2669 | 0.1968% | 99.37% | 0.4288% | 36025.9751 | 75266.2405 | 44.1995 | 32468.3499 | 3513.4257 | 92.3808 | 67830.4948 | 7343.365 | 368 | 0.0067372 | 0.0039406 | 0.0010526 | 12021456.8767 | 99.2541 | 72991.2094 | 7900.4958 | 14732.2405 | 10834057.0935 | 1172667.5423 | 11410694.8485 | 13999.5382 | 10283869.6667 | 1112825.6407 | 5438645.9842 | 6675.3227 | 4901348.1398 | 530622.5215 |  | 712 | 368-1054F | 80990.9593 | 44964.9841 | 5724.7188 | 159.3874 | 69.0371 | 1.7242 | 80484.305 | 44548.6801 | 5375.7277 | 347.2669 | 99.2541 | 55.0545 | 6.8733 | 0 | 0 | 0 | 98.9927 | 54.7932 | 6.6119 | 0.26131 | 7900.4958 | 4387.07 | 557.1308 | 0 | 0 | 0 | 7868.9498 | 4355.5241 | 525.5848 | 31.546 | 72991.2094 | 40522.8595 | 5160.7147 | 159.3874 | 69.0371 | 1.7242 | 72516.3624 | 40138.3628 | 4843.5309 | 315.4596 | 0.00082 | 0.0003552 | 8.8e-06 | 0.0054148 | 0.003083 | 0.0005414 | 0.0005024 | 5000000 | scaled
368-1057F | 9344.984 | 5802.276 | 2576.2932 | 966.4148 | 62.09% | 27.57% | 10.34% | 4248.1824 | 8144.6549 | 181.7501 | 2947.9563 | 1118.476 | 363.6371 | 5511.7791 | 2269.2386 | 368 | 0.01023 | 0.0060836 | 0.0019582 | 913488.1691 | 369.0879 | 6579.8668 | 2396.0292 | 36078.9736 | 643193.2385 | 234215.957 | 837793.6681 | 35843.3498 | 581373.1274 | 220577.1909 | 612975.7512 | 27367.7339 | 414822.607 | 170785.4103 |  | 713 | 368-1057F | 9344.984 | 5096.8016 | 1200.3291 | 5802.276 | 2702.6623 | 61.9981 | 2576.2932 | 1427.7245 | 171.9162 | 966.4148 | 369.0879 | 187.3378 | 5.4508 | 365.6448 | 185.1055 | 4.5423 | 2.7159 | 1.5051 | 0.18123 | 0.7272 | 2396.0292 | 1277.5532 | 126.7907 | 2102.6721 | 1075.8425 | 25.2834 | 205.5674 | 113.9209 | 13.7175 | 87.7898 | 6579.8668 | 3631.9106 | 1068.0877 | 3333.9592 | 1441.7143 | 32.1724 | 2368.0099 | 1312.2985 | 158.0175 | 877.8978 | 0.0033916 | 0.0015962 | 4.08e-05 | 0.0054678 | 0.0031168 | 0.0005468 | 0.0013706 | 5000000 | scaled
368-21AE | 50816.3193 | 4021.0171 | 44060.1656 | 2735.1366 | 7.913% | 86.7% | 5.382% | 21958.1934 | 45100.0261 | 23.8275 | 20186.4731 | 1747.8928 | 53.0624 | 41380.9011 | 3666.0626 | 368 | 0.015098 | 0.0094438 | 0.004433 | 3365809.5411 | 58.5213 | 46583.3576 | 4174.4403 | 3876.1482 | 3085440.1065 | 276493.2862 | 3055774.7813 | 3315.9147 | 2809216.3319 | 243242.5348 | 1289486.3982 | 1517.1448 | 1183150.2937 | 104818.9595 |  | 714 | 368-21AE | 50816.3193 | 28858.1259 | 5716.2932 | 4021.0171 | 1760.8383 | 43.054 | 44060.1656 | 24362.151 | 2938.1026 | 2735.1366 | 58.5213 | 34.6938 | 5.4589 | 5.4646 | 4.4371 | 0 | 50.9986 | 28.1986 | 3.4008 | 2.0581 | 4174.4403 | 2426.5476 | 508.3778 | 28.2434 | 22.9144 | 0 | 3897.7352 | 2155.1715 | 259.9161 | 248.4617 | 46583.3576 | 26396.8845 | 5202.4565 | 3987.3091 | 1733.4868 | 43.054 | 40111.4317 | 22178.7808 | 2674.7857 | 2484.6168 | 0.0058482 | 0.0025326 | 6.46e-05 | 0.0054236 | 0.0030852 | 0.0005424 | 0.003826 | 5000000 | scaled
368-24 | 131820.2995 | 7180.8367 | 119308.5993 | 5330.8635 | 5.447% | 90.51% | 4.044% | 57896.0994 | 119224.4326 | 56.1509 | 53809.7871 | 4030.1614 | 116.9794 | 110711.4687 | 8395.9845 | 368 | 0.025227 | 0.015881 | 0.0081408 | 5225448.5147 | 129.2306 | 122224.9512 | 9466.1177 | 5122.7893 | 4845082.2227 | 375243.5029 | 4654765.9596 | 4514.4554 | 4326232.1299 | 324019.3743 | 1547251.7283 | 1518.1168 | 1436773.5494 | 108960.0623 |  | 715 | 368-24 | 131820.2995 | 73924.2001 | 12595.8669 | 7180.8367 | 3109.0422 | 80.1769 | 119308.5993 | 65484.2944 | 7184.8265 | 5330.8635 | 129.2306 | 73.0796 | 12.2511 | 0 | 0 | 0 | 125.2193 | 69.0683 | 8.2398 | 4.0113 | 9466.1177 | 5435.9564 | 1070.1332 | 0 | 0 | 0 | 8981.8585 | 4951.6971 | 585.8739 | 484.2593 | 122224.9512 | 68415.1641 | 11513.4825 | 7180.8367 | 3109.0422 | 80.1769 | 110201.5216 | 60463.529 | 6590.7127 | 4842.5929 | 0.012375 | 0.0053574 | 0.0001376 | 0.0053872 | 0.0030596 | 0.0005388 | 0.0074644 | 5000000 | scaled
368-403F | 10478.0521 | 153.5811 | 9921.1182 | 403.3527 | 1.466% | 94.68% | 3.85% | 4533.9486 | 9409.8882 | 4.931 | 4164.4471 | 364.5704 | 10.2661 | 8640.6043 | 759.0178 | 368 | 0.0067636 | 0.0039764 | 0.0011052 | 1549182.7 | 11.3049 | 9616.7262 | 850.021 | 1671.4265 | 1421835.444 | 125675.8302 | 1494845.4761 | 1625.7492 | 1373020.6434 | 120199.0849 | 966489.24 | 1054.428 | 887476.1209 | 77958.6915 |  | 716 | 368-403F | 10478.0521 | 5944.1036 | 1068.1639 | 153.5811 | 66.4416 | 1.732 | 9921.1182 | 5474.3093 | 663.0792 | 403.3527 | 11.3049 | 6.3739 | 1.0388 | 0 | 0 | 0 | 11.0014 | 6.0704 | 0.73528 | 0.30351 | 850.021 | 485.4506 | 91.0032 | 0 | 0 | 0 | 813.3802 | 448.8098 | 54.3624 | 36.6408 | 9616.7262 | 5452.2791 | 976.1219 | 153.5811 | 66.4416 | 1.732 | 9096.7367 | 5019.4291 | 607.9816 | 366.4084 | 0.000752 | 0.0003254 | 8.6e-06 | 0.0054612 | 0.0031006 | 0.0005462 | 0.0005504 | 5000000 | scaled
374-708R | 1730.6333 | 245.9439 | 0 | 1484.6894 | 14.21% | 0% | 85.79% | 138.373 | 243.2103 | 0.0023648 | 138.3581 | 0.012517 | 0.0070943 | 243.1656 | 0.037598 | 374 | 0.005207 | 0.0035176 | 0.0021756 | 332366.6758 | 1.1243 | 1594.6012 | 134.9078 | 215.9161 | 306241.8297 | 25908.9299 | 452655.3059 | 7.7358 | 452606.6229 | 40.9465 | 683684.0347 | 19.9426 | 683558.3991 | 105.6911 |  | 717 | 374-708R | 1730.6333 | 1592.2603 | 1487.423 | 245.9439 | 107.5709 | 2.7336 | 0 | 0 | 0 | 1484.6894 | 1.1243 | 1.1219 | 1.1172 | 0.0070943 | 0.0047295 | 0 | 0 | 0 | 0 | 1.1172 | 134.9078 | 134.8953 | 134.8702 | 0.037598 | 0.025081 | 0 | 0 | 0 | 0 | 134.8702 | 1594.6012 | 1456.2431 | 1351.4356 | 245.8992 | 107.5411 | 2.7336 | 0 | 0 | 0 | 1348.702 | 0.0030662 | 0.0013768 | 3.48e-05 | 0 | 0 | 0 | 0.0021408 | 5000000 | scaled
376-491R | 15387.0193 | 13101.6142 | 0 | 2285.4051 | 85.15% | 0% | 14.85% | 5705.5836 | 12924.7535 | 102.7331 | 5136.0368 | 466.8136 | 225.0496 | 11677.724 | 1021.9799 | 376 | 0.011779 | 0.0074802 | 0.0033318 | 1306265.1137 | 228.0934 | 13923.3286 | 1235.5972 | 19363.7563 | 1182006.6073 | 104894.7496 | 1294274.9809 | 23304.3526 | 1165076.9532 | 105893.674 | 739019.6873 | 12868.0272 | 667716.2484 | 58435.4114 |  | 718 | 376-491R | 15387.0193 | 9681.4357 | 2462.2658 | 13101.6142 | 7396.0306 | 176.8607 | 0 | 0 | 0 | 2285.4051 | 228.0934 | 125.3603 | 3.0438 | 226.3737 | 123.6406 | 1.3241 | 0 | 0 | 0 | 1.7197 | 1235.5972 | 768.7836 | 213.6173 | 1027.9895 | 561.1758 | 6.0095 | 0 | 0 | 0 | 207.6078 | 13923.3286 | 8787.2918 | 2245.6047 | 11847.251 | 6711.2142 | 169.5271 | 0 | 0 | 0 | 2076.0776 | 0.008556 | 0.0042568 | 0.0001084 | 0 | 0 | 0 | 0.0032234 | 5000000 | scaled
376-527AE | 491.4829 | 383.255 | 0 | 108.2278 | 77.98% | 0% | 22.02% | 92.5611 | 376.154 | 0.564 | 89.0862 | 2.9108 | 1.7495 | 365.3827 | 9.0218 | 376 | 0.0002636 | 0.000236 | 0.0001504 | 1864502.4936 | 1.831 | 470.7986 | 18.8533 | 6946.0123 | 1786034.2451 | 71522.2363 | 1690346.5903 | 10299.6755 | 1626889.3935 | 53157.5214 | 766814.4136 | 3566.5329 | 744856.4077 | 18391.473 |  | 719 | 376-527AE | 491.4829 | 398.9218 | 115.3289 | 383.255 | 290.694 | 7.1011 | 0 | 0 | 0 | 108.2278 | 1.831 | 1.267 | 0.081438 | 1.7495 | 1.1855 | 0 | 0 | 0 | 0 | 0.081438 | 18.8533 | 15.9424 | 9.8315 | 9.0218 | 6.1109 | 0 | 0 | 0 | 0 | 9.8315 | 470.7986 | 381.7124 | 105.416 | 372.4837 | 283.3975 | 7.1011 | 0 | 0 | 0 | 98.3149 | 0.0001154 | 8.78e-05 | 2.2e-06 | 0 | 0 | 0 | 0.0001482 | 5000000 | scaled
38-11 | 25705.6833 | 19388.9674 | 0 | 6316.7159 | 75.43% | 0% | 24.57% | 10078.789 | 18987.0918 | 372.5512 | 8635.7675 | 1070.4703 | 682.4492 | 16350.5803 | 1954.0623 | 38 | 0.028609 | 0.017611 | 0.0091802 | 898517.3645 | 708.8077 | 22402.1063 | 2594.7692 | 24775.691 | 783044.0183 | 90697.6552 | 887357.2911 | 32800.1705 | 760310.7174 | 94246.4037 | 731856.7688 | 26304.9791 | 630232.5285 | 75319.2614 |  | 720 | 38-11 | 25705.6833 | 15626.8943 | 6718.5915 | 19388.9674 | 9310.1785 | 401.8757 | 0 | 0 | 0 | 6316.7159 | 708.8077 | 336.2566 | 26.3586 | 704.0546 | 331.5034 | 21.6054 | 0 | 0 | 0 | 4.7531 | 2594.7692 | 1524.2989 | 640.7069 | 2020.9544 | 950.4841 | 66.8921 | 0 | 0 | 0 | 573.8148 | 22402.1063 | 13766.3388 | 6051.526 | 16663.9584 | 8028.1909 | 313.3781 | 0 | 0 | 0 | 5738.1479 | 0.019648 | 0.0086496 | 0.0002192 | 0 | 0 | 0 | 0.008961 | 5000000 | scaled
380-27 | 22878.0314 | 14504.0417 | 0 | 8373.9897 | 63.4% | 0% | 36.6% | 7330.3474 | 14337.6618 | 224.5547 | 5924.1011 | 1181.6915 | 478.1366 | 11323.5411 | 2535.9841 | 380 | 0.038378 | 0.023688 | 0.012114 | 596129.8093 | 490.3145 | 19060.1864 | 3327.5304 | 12776.0594 | 496648.7331 | 86705.0166 | 656347.2117 | 20106.2584 | 530434.2454 | 105806.708 | 704999.9644 | 23510.5483 | 556792.0475 | 124697.3683 |  | 721 | 380-27 | 22878.0314 | 15547.684 | 8540.3696 | 14504.0417 | 7173.6943 | 166.3799 | 0 | 0 | 0 | 8373.9897 | 490.3145 | 265.7598 | 12.1779 | 484.0133 | 259.4586 | 5.8767 | 0 | 0 | 0 | 6.3012 | 3327.5304 | 2145.8389 | 791.5464 | 2566.8315 | 1385.14 | 30.8474 | 0 | 0 | 0 | 760.699 | 19060.1864 | 13136.0853 | 7736.6453 | 11453.1968 | 5529.0957 | 129.6557 | 0 | 0 | 0 | 7606.9896 | 0.026565 | 0.011876 | 0.0003014 | 0 | 0 | 0 | 0.011813 | 5000000 | scaled
381-450F | 501.1327 | 327.8403 | 0 | 173.2924 | 65.42% | 0% | 34.58% | 144.4179 | 327.8252 | 17.9621 | 0.87041 | 125.5854 | 40.7967 | 1.5185 | 285.5099 | 381 | 0.0009906 | 0.0005706 | 0.0002582 | 505888.0765 | 40.9271 | 158.9536 | 301.2519 | 41315.5073 | 160461.9802 | 304110.5889 | 625157.3438 | 77754.5864 | 3767.8178 | 543634.939 | 671214.4535 | 83530.3944 | 3109.017 | 584575.042 |  | 722 | 381-450F | 501.1327 | 356.7148 | 173.3076 | 327.8403 | 183.4224 | 0.015176 | 0 | 0 | 0 | 173.2924 | 40.9271 | 22.965 | 0.1304 | 40.7967 | 22.8346 | 0 | 0 | 0 | 0 | 0.1304 | 301.2519 | 175.6665 | 15.742 | 285.5099 | 159.9245 | 0 | 0 | 0 | 0 | 15.742 | 158.9536 | 158.0832 | 157.4352 | 1.5336 | 0.66323 | 0.015176 | 0 | 0 | 0 | 157.42 | 0.0007406 | 0.0003206 | 8.2e-06 | 0 | 0 | 0 | 0.00025 | 5000000 | scaled
381-451F | 23318.0707 | 20546.0056 | 0 | 2772.0651 | 88.11% | 0% | 11.89% | 11907.5957 | 20159.6283 | 776.4583 | 6045.6 | 5085.5374 | 1282.9188 | 10566.9782 | 8309.7313 | 381 | 0.018659 | 0.010317 | 0.0040434 | 1249695.6262 | 1313.5593 | 13224.2003 | 8780.311 | 70398.1632 | 708730.3891 | 470567.074 | 1105966.2525 | 72116.714 | 561509.6265 | 472339.9125 | 781135.2683 | 49709.9014 | 409444.0244 | 321981.3425 |  | 723 | 381-451F | 23318.0707 | 11410.475 | 3158.4423 | 20546.0056 | 8638.4099 | 386.3773 | 0 | 0 | 0 | 2772.0651 | 1313.5593 | 537.101 | 30.6405 | 1311.4734 | 535.0151 | 28.5546 | 0 | 0 | 0 | 2.0859 | 8780.311 | 3694.7737 | 470.5797 | 8528.4947 | 3442.9574 | 218.7634 | 0 | 0 | 0 | 251.8163 | 13224.2003 | 7178.6003 | 2657.2221 | 10706.0374 | 4660.4374 | 139.0592 | 0 | 0 | 0 | 2518.1629 | 0.01478 | 0.0064378 | 0.000164 | 0 | 0 | 0 | 0.0038794 | 5000000 | scaled
381-48 | 7913.3657 | 6215.881 | 0 | 1697.4847 | 78.55% | 0% | 21.45% | 3164.5336 | 6113.4197 | 331.9177 | 732.4359 | 2100.1801 | 647.7039 | 1268.5396 | 4197.1763 | 381 | 0.0068838 | 0.0043374 | 0.002441 | 1149563.5717 | 661.893 | 2821.2426 | 4430.2301 | 96152.2767 | 409837.9644 | 643573.3307 | 1094856.847 | 114835.9981 | 253406.1939 | 726614.6551 | 737380.569 | 78123.9112 | 153007.0665 | 506249.5912 |  | 724 | 381-48 | 7913.3657 | 4748.8321 | 1799.946 | 6215.881 | 3051.3474 | 102.4613 | 0 | 0 | 0 | 1697.4847 | 661.893 | 329.9753 | 14.1892 | 660.6157 | 328.698 | 12.9119 | 0 | 0 | 0 | 1.2773 | 4430.2301 | 2330.05 | 233.0538 | 4276.0294 | 2175.8494 | 78.8531 | 0 | 0 | 0 | 154.2007 | 2821.2426 | 2088.8067 | 1552.703 | 1279.2359 | 546.8 | 10.6963 | 0 | 0 | 0 | 1542.0067 | 0.0044918 | 0.0019454 | 4.9e-05 | 0 | 0 | 0 | 0.002392 | 5000000 | scaled
381-49 | 29.6657 | 0.036275 | 0 | 29.6295 | 0.1223% | 0% | 99.88% | 0.020729 | 0.035905 | 0 | 0.020729 | 0 | 0 | 0.035905 | 0 | 381 | 6.36e-05 | 5.24e-05 | 4.42e-05 | 466442.3506 | 0.022295 | 26.9519 | 2.6916 | 350.5537 | 423771.6668 | 42320.13 | 565744.3655 | 0 | 565744.3655 | 0 | 670358.1072 | 0 | 670357.9205 | 0 |  | 725 | 381-49 | 29.6657 | 29.645 | 29.6298 | 0.036275 | 0.015547 | 0.00037016 | 0 | 0 | 0 | 29.6295 | 0.022295 | 0.022295 | 0.022295 | 0 | 0 | 0 | 0 | 0 | 0 | 0.022295 | 2.6916 | 2.6916 | 2.6916 | 0 | 0 | 0 | 0 | 0 | 0 | 2.6916 | 26.9519 | 26.9311 | 26.916 | 0.036275 | 0.015547 | 0.00037016 | 0 | 0 | 0 | 26.9156 | 1.96e-05 | 8.4e-06 | 2e-07 | 0 | 0 | 0 | 4.4e-05 | 5000000 | scaled
386-25R | 143656.9906 | 50796.5184 | 91225.2725 | 1635.1996 | 35.36% | 63.5% | 1.138% | 67149.0171 | 135501.6576 | 3215.7149 | 39293.4869 | 24639.8153 | 6121.8719 | 81321.2997 | 48058.486 | 386 | 0.019083 | 0.011016 | 0.003423 | 7528008.7303 | 6190.8884 | 88387.0836 | 49079.0186 | 324419.0342 | 4631718.4698 | 2571871.2241 | 6945042.1625 | 332592.7396 | 4064019.6212 | 2548429.7976 | 2382510.3734 | 107640.1834 | 1429863.2467 | 845006.9425 |  | 726 | 386-25R | 143656.9906 | 76507.9735 | 8155.333 | 50796.5184 | 24392.9139 | 433.9011 | 91225.2725 | 50479.86 | 6086.2323 | 1635.1996 | 6190.8884 | 2975.1735 | 69.0165 | 6060.711 | 2902.5898 | 59.1832 | 128.947 | 71.3533 | 8.6029 | 1.2304 | 49079.0186 | 24439.2033 | 1020.5326 | 40970.773 | 19886.128 | 340.9463 | 7959.7029 | 4404.5326 | 531.0436 | 148.5427 | 88387.0836 | 49093.5967 | 7065.7839 | 3765.0344 | 1604.1961 | 33.7716 | 83136.6226 | 46003.974 | 5546.5858 | 1485.4265 | 0.0060984 | 0.0026398 | 6.76e-05 | 0.010699 | 0.0060908 | 0.0010698 | 0.0022856 | 5000000 | scaled
387-11 | 2227280.845 | 1988427.922 | 229992.2849 | 8860.6381 | 89.28% | 10.33% | 0.3978% | 1233596.2189 | 2181629.9539 | 134410.0434 | 99150.8799 | 1000035.2956 | 233973.6205 | 204466.989 | 1743189.3444 | 387 | 0.091496 | 0.052836 | 0.017332 | 24342931.3303 | 236236.7227 | 229419.1853 | 1761624.937 | 2581934.9775 | 2507423.1147 | 19253573.2382 | 18806890.4671 | 2049159.1375 | 1511612.7218 | 15246118.6079 | 2633938.2603 | 282482.4026 | 246858.2833 | 2104597.5744 |  | 727 | 387-11 | 2227280.845 | 993684.6261 | 45650.8911 | 1988427.922 | 856468.6302 | 18414.5999 | 229992.2849 | 128355.3578 | 18375.6532 | 8860.6381 | 236236.7227 | 101826.6793 | 2263.1022 | 235845.1408 | 101605.1967 | 2225.6814 | 384.9145 | 214.8152 | 30.7534 | 6.6673 | 1761624.937 | 761589.6414 | 18435.5926 | 1741189.715 | 749829.3408 | 16062.2863 | 19630.3153 | 10955.3942 | 1568.3999 | 804.9064 | 229419.1853 | 130268.3054 | 24952.1963 | 11393.0659 | 5034.0927 | 126.6321 | 209977.0551 | 117185.1484 | 16776.4999 | 8049.0643 | 0.034358 | 0.014997 | 0.0003802 | 0.044652 | 0.025353 | 0.0044652 | 0.012486 | 5000000 | scaled
387-15 | 1455052.783 | 1295208.77 | 156033.4941 | 3810.5187 | 89.01% | 10.72% | 0.2619% | 488437.1972 | 1426964.0662 | 33736.1387 | 65043.7032 | 389657.3548 | 101628.1098 | 135570.0074 | 1189765.9485 | 387 | 0.072601 | 0.04442 | 0.010214 | 20041718.0845 | 102665.9768 | 150422.1977 | 1201964.608 | 1414108.5382 | 2071896.8516 | 16555712.6879 | 21760917.109 | 1503016.8096 | 2897835.4691 | 17360064.8094 | 2750075.0798 | 195859.8249 | 261273.362 | 2292941.892 |  | 728 | 387-15 | 1455052.783 | 966615.5858 | 28088.7169 | 1295208.77 | 875633.6873 | 11811.264 | 156033.4941 | 87171.3798 | 12466.9342 | 3810.5187 | 102665.9768 | 68929.8381 | 1037.867 | 102351.5995 | 68752.9392 | 1010.1104 | 311.5101 | 174.0316 | 24.8894 | 2.8673 | 1201964.608 | 812307.2532 | 12198.6595 | 1187584.57 | 804120.7773 | 10731.2145 | 14033.8885 | 7840.3258 | 1121.2949 | 346.1501 | 150422.1977 | 85378.4945 | 14852.1903 | 5272.6008 | 2759.9708 | 69.9391 | 141688.0956 | 79157.0224 | 11320.7499 | 3461.5013 | 0.022332 | 0.013524 | 0.0003442 | 0.044888 | 0.025515 | 0.0044888 | 0.0053808 | 5000000 | scaled
390-15 | 260996.2763 | 1649.7191 | 258285.982 | 1060.5752 | 0.6321% | 98.96% | 0.4064% | 114108.7538 | 236861.9736 | 235.8868 | 102798.9973 | 11073.8696 | 478.1009 | 213420.8311 | 22963.0417 | 390 | 0.099654 | 0.056732 | 0.011059 | 2619014.0756 | 518.1282 | 235204.7915 | 25273.3566 | 5199.2503 | 2360204.7827 | 253610.0426 | 2589165.8705 | 5352.3513 | 2332543.7047 | 251269.8129 | 2182243.402 | 4404.8119 | 1966276.7873 | 211561.8027 |  | 729 | 390-15 | 260996.2763 | 146887.5225 | 24134.3027 | 1649.7191 | 779.4813 | 34.3909 | 258285.982 | 145047.466 | 23039.3365 | 1060.5752 | 518.1282 | 282.2413 | 40.0273 | 127.356 | 62.4428 | 4.4432 | 389.9741 | 219.0005 | 34.786 | 0.79805 | 25273.3566 | 14199.487 | 2310.315 | 603.9205 | 303.46 | 22.0301 | 24573.0927 | 13799.6836 | 2191.9415 | 96.3434 | 235204.7915 | 132405.7942 | 21783.9604 | 918.4426 | 413.5784 | 7.9175 | 233322.9151 | 131028.7819 | 20812.609 | 963.4338 | 0.003011 | 0.0013036 | 3.36e-05 | 0.095131 | 0.053915 | 0.009513 | 0.0015128 | 5000000 | scaled
390-18 | 318844.9288 | 52868.043 | 263180.4115 | 2796.4743 | 16.58% | 82.54% | 0.8771% | 145660.4606 | 292211.8499 | 4095.625 | 101656.3489 | 39908.4867 | 7147.4787 | 210750.1596 | 74314.2116 | 390 | 0.10878 | 0.061978 | 0.013485 | 2931077.2563 | 7224.1779 | 233736.1295 | 77884.6214 | 66410.4133 | 2148689.1942 | 715977.6489 | 2794289.3962 | 78568.7591 | 1950132.9092 | 765587.7294 | 1974985.8274 | 48307.997 | 1424406.9106 | 502270.9199 |  | 730 | 390-18 | 318844.9288 | 173184.4682 | 26633.0789 | 52868.043 | 22603.7143 | 367.5605 | 263180.4115 | 147784.2795 | 23469.0441 | 2796.4743 | 7224.1779 | 3128.5528 | 76.6992 | 6914.1264 | 2953.5263 | 47.1338 | 307.9472 | 172.9223 | 27.4611 | 2.1043 | 77884.6214 | 37976.1347 | 3570.4098 | 43718.3084 | 18679.2637 | 292.2576 | 33912.2794 | 19042.8374 | 3024.1186 | 254.0336 | 233736.1295 | 132079.7806 | 22985.9699 | 2235.6082 | 970.9244 | 28.1691 | 228960.1849 | 128568.5198 | 20417.4643 | 2540.3364 | 0.010116 | 0.0043792 | 0.000112 | 0.094768 | 0.053702 | 0.0094768 | 0.0038964 | 5000000 | scaled
390-346AE | 137769.2384 | 42120.5876 | 94470.1108 | 1178.5399 | 30.57% | 68.57% | 0.8554% | 63742.6403 | 127831.8703 | 2030.7818 | 35662.5405 | 26049.318 | 3816.768 | 73988.5544 | 50026.5479 | 390 | 0.10161 | 0.057654 | 0.011192 | 1355889.678 | 3861.1015 | 82261.5271 | 51646.6097 | 37999.9755 | 809596.9525 | 508292.7498 | 1283989.171 | 40906.7131 | 718362.3948 | 524720.0628 | 887915.0854 | 26511.1188 | 513921.5554 | 347482.4111 |  | 731 | 390-346AE | 137769.2384 | 74026.5981 | 9937.3681 | 42120.5876 | 19791.9136 | 330.0754 | 94470.1108 | 53056.1445 | 8428.7527 | 1178.5399 | 3861.1015 | 1830.3197 | 44.3335 | 3747.2187 | 1765.9722 | 33.365 | 112.996 | 63.4606 | 10.0817 | 0.88681 | 51646.6097 | 25597.2917 | 1620.0619 | 37843.983 | 17798.5509 | 291.0652 | 13695.5674 | 7691.6815 | 1221.9373 | 107.0594 | 82261.5271 | 46598.9867 | 8272.9727 | 529.386 | 227.3905 | 5.6452 | 80661.5474 | 45301.0024 | 7196.7338 | 1070.5937 | 0.0046974 | 0.0020334 | 5.18e-05 | 0.095301 | 0.05401 | 0.00953 | 0.00161 | 5000000 | scaled
392-23F | 466525.0162 | 4305.6083 | 460091.3755 | 2128.0323 | 0.9229% | 98.62% | 0.4561% | 203826.1192 | 423365.526 | 724.1381 | 169401.6354 | 33700.3457 | 1372.3844 | 352406.2172 | 69586.9244 | 392 | 0.10259 | 0.058624 | 0.012347 | 4547470.6716 | 1458.6298 | 388677.6874 | 76388.6989 | 14218.0504 | 3788650.8178 | 744601.8026 | 4481111.6513 | 15920.1559 | 3724290.3172 | 740901.1769 | 3495657.9277 | 11331.5467 | 2909758.8517 | 574567.5287 |  | 732 | 392-23F | 466525.0162 | 262698.897 | 43159.4902 | 4305.6083 | 1892.9815 | 81.6152 | 460091.3755 | 258677.8832 | 40949.8427 | 2128.0323 | 1458.6298 | 734.4917 | 86.2454 | 658.6282 | 284.0046 | 13.5836 | 798.4003 | 448.8859 | 71.0606 | 1.6013 | 76388.6989 | 42688.3533 | 6801.7745 | 2561.3755 | 1095.6776 | 54.7619 | 73634.0115 | 41399.3638 | 6553.7007 | 193.3119 | 388677.6874 | 219276.052 | 36271.4702 | 1085.6046 | 513.2993 | 13.2698 | 385658.9637 | 216829.6335 | 34325.0814 | 1933.1191 | 0.0069098 | 0.0030334 | 7.72e-05 | 0.092679 | 0.052589 | 0.0092678 | 0.0030016 | 5000000 | scaled
393-14R | 924804.0867 | 173746.3064 | 749312.1443 | 1745.6359 | 18.79% | 81.02% | 0.1888% | 413606.9231 | 855685.1895 | 14022.6082 | 300774.5511 | 98809.7637 | 28221.758 | 628492.1791 | 198971.2523 | 393 | 0.10079 | 0.05792 | 0.011601 | 9175280.8895 | 28448.3473 | 691015.3724 | 205340.3669 | 282245.2683 | 6855787.3305 | 2037248.2901 | 8825917.8798 | 299227.0715 | 6418198.8746 | 2108491.9314 | 5957909.2835 | 196500.6247 | 4376024.5406 | 1385384.1178 |  | 733 | 393-14R | 924804.0867 | 511197.1636 | 69118.8972 | 173746.3064 | 88257.1835 | 830.9915 | 749312.1443 | 421194.3442 | 66542.2698 | 1745.6359 | 28448.3473 | 14425.7391 | 226.5893 | 27368.9732 | 13818.4392 | 129.5391 | 1078.0606 | 605.9865 | 95.7366 | 1.3135 | 205340.3669 | 106530.6032 | 6369.1146 | 142082.643 | 70903.4925 | 607.0532 | 63099.1491 | 35468.536 | 5603.4867 | 158.5748 | 691015.3724 | 390240.8213 | 62523.1933 | 4294.6902 | 3535.2519 | 94.3992 | 685134.9346 | 385119.8218 | 60843.0465 | 1585.7476 | 0.0081352 | 0.0042842 | 0.0001098 | 0.090185 | 0.051163 | 0.0090184 | 0.002473 | 5000000 | scaled
394-422F | 314150.6013 | 1036.7268 | 312037.9007 | 1075.9737 | 0.33% | 99.33% | 0.3425% | 136947.2738 | 285343.6785 | 226.0445 | 120721.0181 | 16000.2112 | 461.2164 | 251575.2651 | 33307.197 | 394 | 0.095311 | 0.054383 | 0.010585 | 3296051.2647 | 503.1158 | 277015.4437 | 36632.0418 | 5278.664 | 2906431.1823 | 384341.418 | 3258432.3686 | 5378.3517 | 2872355.6302 | 380698.3849 | 2721536.8066 | 4398.9671 | 2399462.1052 | 317675.7339 |  | 734 | 394-422F | 314150.6013 | 177203.3275 | 28806.9228 | 1036.7268 | 456.5324 | 8.2481 | 312037.9007 | 175670.8214 | 27722.7009 | 1075.9737 | 503.1158 | 277.0713 | 41.8994 | 42.0489 | 17.1465 | 0.19864 | 460.2573 | 259.1152 | 40.8911 | 0.80964 | 36632.0418 | 20631.8306 | 3324.8448 | 222.4222 | 91.2598 | 1.0095 | 36311.8774 | 20442.8286 | 3226.0931 | 97.7422 | 277015.4437 | 156294.4256 | 25440.1786 | 772.2558 | 348.1262 | 7.04 | 275265.7661 | 154968.8775 | 24455.7167 | 977.4219 | 0.0030292 | 0.0013114 | 3.34e-05 | 0.090812 | 0.051601 | 0.0090812 | 0.0014702 | 5000000 | scaled
395-33R | 396975.6503 | 552.3261 | 395928.9695 | 494.3547 | 0.1391% | 99.74% | 0.1245% | 173419.2355 | 361324.3136 | 263.7264 | 159207.7548 | 13947.7543 | 548.071 | 331729.6138 | 29046.6288 | 395 | 0.092102 | 0.05251 | 0.0096932 | 4310174.0494 | 601.3236 | 364455.553 | 31918.7737 | 6528.8871 | 3957086.1979 | 346558.9641 | 4257438.9216 | 6474.4775 | 3908547.3417 | 342417.1021 | 3677973.9054 | 5578.8966 | 3376725.056 | 295669.9526 |  | 735 | 395-33R | 396975.6503 | 223556.4148 | 35651.3367 | 552.3261 | 335.727 | 8.0779 | 395928.9695 | 222726.3332 | 35148.9041 | 494.3547 | 601.3236 | 337.5972 | 53.2525 | 5.2876 | 2.1397 | 0 | 595.664 | 335.0855 | 52.8805 | 0.37199 | 31918.7737 | 17971.0194 | 2872.1449 | 26.9217 | 10.8955 | 0 | 31846.9445 | 17915.2164 | 2827.2374 | 44.9075 | 364455.553 | 205247.7982 | 32725.9392 | 520.1168 | 322.6918 | 8.0779 | 363486.361 | 204476.0313 | 32268.7861 | 449.0752 | 0.0015924 | 0.000816 | 2.06e-05 | 0.089819 | 0.051003 | 0.0089818 | 0.0006908 | 5000000 | scaled
396-699R | 3136951.668 | 2766176.827 | 357592.253 | 13182.5882 | 88.18% | 11.4% | 0.4202% | 1635393.155 | 3059595.2078 | 138073.0997 | 147522.9424 | 1349797.113 | 254862.1343 | 305964.5751 | 2498768.4985 | 396 | 0.15664 | 0.091433 | 0.027991 | 20026888.0788 | 257940.4392 | 347083.1189 | 2531928.11 | 1646740.1648 | 2215843.7591 | 16164304.1555 | 16422428.9264 | 1386514.0988 | 1481408.3263 | 13554506.5023 | 2763599.2798 | 230205.8811 | 276364.4934 | 2257028.9054 |  | 736 | 396-699R | 3136951.668 | 1501558.513 | 77356.4602 | 2766176.827 | 1287213.811 | 32432.9653 | 357592.253 | 201162.1132 | 31740.9066 | 13182.5882 | 257940.4392 | 119867.3395 | 3078.3049 | 257372.4178 | 119543.462 | 3018.8467 | 558.1019 | 313.958 | 49.5387 | 9.9195 | 2531928.11 | 1182130.997 | 33159.6115 | 2501047.982 | 1164235.644 | 29327.3829 | 29682.6127 | 16697.8368 | 2634.7132 | 1197.5153 | 347083.1189 | 199560.1765 | 41118.5437 | 7756.427 | 3434.7048 | 86.7357 | 327351.5384 | 184150.3183 | 29056.6546 | 11975.1534 | 0.048558 | 0.022079 | 0.0005606 | 0.089609 | 0.050884 | 0.008961 | 0.01847 | 5000000 | scaled
397-39R | 3540.0842 | 2580.1918 | 0 | 959.8925 | 72.89% | 0% | 27.11% | 1451.7186 | 2552.1866 | 17.2651 | 1344.5736 | 89.8798 | 33.5334 | 2344.1729 | 174.4803 | 397 | 0.003566 | 0.002301 | 0.0013594 | 992732.537 | 34.5887 | 3242.089 | 263.4066 | 9699.5776 | 909166.8444 | 73866.1153 | 907590.4542 | 10793.8739 | 840605.206 | 56191.3744 | 726715.9389 | 9548.3744 | 667485.6202 | 49681.9445 |  | 737 | 397-39R | 3540.0842 | 2088.3656 | 987.8976 | 2580.1918 | 1128.4732 | 28.0052 | 0 | 0 | 0 | 959.8925 | 34.5887 | 17.3236 | 1.0553 | 33.8664 | 16.6013 | 0.33304 | 0 | 0 | 0 | 0.72229 | 263.4066 | 173.5268 | 88.9263 | 176.2093 | 86.3295 | 1.729 | 0 | 0 | 0 | 87.1973 | 3242.089 | 1897.5153 | 897.916 | 2370.1161 | 1025.5424 | 25.9431 | 0 | 0 | 0 | 871.9729 | 0.0022316 | 0.0009666 | 2.5e-05 | 0 | 0 | 0 | 0.0013344 | 5000000 | scaled
397-550F | 4541.956 | 1168.7378 | 0 | 3373.2181 | 25.73% | 0% | 74.27% | 667.8542 | 1159.0475 | 29.3477 | 487.1882 | 151.3183 | 50.9436 | 845.824 | 262.2799 | 397 | 0.013683 | 0.0086168 | 0.0048456 | 331951.2338 | 53.5871 | 3919.125 | 569.2438 | 3916.4422 | 286431.3095 | 41603.482 | 449598.6601 | 19756.8157 | 327974.527 | 101867.3176 | 698140.2571 | 30685.3749 | 509473.3066 | 157981.5753 |  | 738 | 397-550F | 4541.956 | 3874.1017 | 3382.9084 | 1168.7378 | 500.8836 | 9.6903 | 0 | 0 | 0 | 3373.2181 | 53.5871 | 24.2394 | 2.6435 | 51.0489 | 21.7012 | 0.10523 | 0 | 0 | 0 | 2.5382 | 569.2438 | 417.9255 | 306.9639 | 262.8184 | 111.5 | 0.53846 | 0 | 0 | 0 | 306.4254 | 3919.125 | 3431.9368 | 3073.3011 | 854.8706 | 367.6824 | 9.0466 | 0 | 0 | 0 | 3064.2544 | 0.0089348 | 0.003869 | 9.78e-05 | 0 | 0 | 0 | 0.0047478 | 5000000 | scaled
400-1019 | 13837.6389 | 6382.6154 | 0 | 7455.0235 | 46.13% | 0% | 53.87% | 3619.9345 | 6313.706 | 14.5449 | 3530.5184 | 74.8712 | 25.0358 | 6159.8341 | 128.8361 | 400 | 0.036477 | 0.02179 | 0.010857 | 379352.4393 | 30.7211 | 13000.4634 | 806.4545 | 842.2044 | 356401.661 | 22108.574 | 468912.8347 | 1884.0886 | 457330.2055 | 9698.5409 | 692990.1783 | 2747.9154 | 676101.2563 | 14141.0068 |  | 739 | 400-1019 | 13837.6389 | 10217.7044 | 7523.933 | 6382.6154 | 2762.6809 | 68.9094 | 0 | 0 | 0 | 7455.0235 | 30.7211 | 16.1762 | 5.6853 | 25.1114 | 10.5666 | 0.075672 | 0 | 0 | 0 | 5.6097 | 806.4545 | 731.5832 | 677.6183 | 129.235 | 54.3638 | 0.3989 | 0 | 0 | 0 | 677.2194 | 13000.4634 | 9469.945 | 6840.6293 | 6228.2689 | 2697.7506 | 68.4348 | 0 | 0 | 0 | 6772.1944 | 0.025905 | 0.011218 | 0.0002848 | 0 | 0 | 0 | 0.010572 | 5000000 | scaled
401-39R | 323232.2781 | 10321.3355 | 312572.1312 | 338.8114 | 3.193% | 96.7% | 0.1048% | 143588.935 | 299332.5052 | 788.6767 | 128350.4202 | 14449.8381 | 1763.7828 | 266850.8808 | 30717.8416 | 401 | 0.031872 | 0.018314 | 0.0034718 | 10141447.7134 | 1816.8324 | 288613.8557 | 32801.59 | 57003.3124 | 9055290.9633 | 1029153.4381 | 9809286.1644 | 53878.4933 | 8768266.1694 | 987141.5026 | 6883971.689 | 40563.0221 | 6136967.6745 | 706440.993 |  | 740 | 401-39R | 323232.2781 | 179643.3431 | 23899.7729 | 10321.3355 | 5843.9423 | 138.1659 | 312572.1312 | 173460.5893 | 23422.7957 | 338.8114 | 1816.8324 | 1028.1557 | 53.0496 | 1374.6066 | 782.6309 | 19.6752 | 441.9709 | 245.2699 | 33.1194 | 0.25494 | 32801.59 | 18351.7519 | 2083.7484 | 6579.9034 | 3786.4394 | 90.3378 | 26190.9088 | 14534.5346 | 1962.6328 | 30.7779 | 288613.8557 | 160263.4355 | 21762.9749 | 2366.8255 | 1274.8721 | 28.1528 | 285939.2515 | 158680.7848 | 21427.0435 | 307.7786 | 0.0018622 | 0.0010672 | 2.72e-05 | 0.029517 | 0.016754 | 0.0029518 | 0.0004928 | 5000000 | scaled
401-684R | 1596.1402 | 996.3521 | 567.76 | 32.028 | 62.42% | 35.57% | 2.007% | 757.8564 | 1521.5311 | 102.2147 | 199.3067 | 456.335 | 203.0055 | 414.5604 | 903.9651 | 401 | 0.030395 | 0.017266 | 0.0030684 | 52512.9022 | 203.3214 | 477.2077 | 915.611 | 6689.2602 | 15700.1017 | 30123.5403 | 48551.6908 | 6548.3321 | 12768.4862 | 29234.8725 | 24315.3012 | 3244.1931 | 6625.0119 | 14446.0962 |  | 741 | 401-684R | 1596.1402 | 838.2838 | 74.6091 | 996.3521 | 490.8977 | 0.0066628 | 567.76 | 315.358 | 42.5744 | 32.028 | 203.3214 | 101.1067 | 0.31587 | 199.4063 | 98.9214 | 0 | 3.891 | 2.1612 | 0.29177 | 0.0241 | 915.611 | 459.2761 | 11.6459 | 796.1948 | 391.6538 | 0 | 116.5068 | 64.7128 | 8.7364 | 2.9094 | 477.2077 | 277.901 | 62.6473 | 0.75096 | 0.32249 | 0.0066628 | 447.3623 | 248.484 | 33.5461 | 29.0945 | 0.0001548 | 6.7e-05 | 1.8e-06 | 0.030193 | 0.017151 | 0.0030192 | 4.74e-05 | 5000000 | scaled
402-30AE | 8256.9747 | 5122.3593 | 0 | 3134.6153 | 62.04% | 0% | 37.96% | 2885.731 | 5071.0593 | 184.6866 | 1706.1813 | 994.8631 | 321.0088 | 3015.0247 | 1735.0259 | 402 | 0.013009 | 0.008113 | 0.0044688 | 634712.4824 | 326.3153 | 5895.1796 | 2035.4798 | 25083.8083 | 453161.6273 | 156467.0468 | 662053.9464 | 42371.4177 | 391437.7536 | 228244.7748 | 712924.1275 | 45129.6067 | 423872.7433 | 243921.7774 |  | 742 | 402-30AE | 8256.9747 | 5371.2437 | 3185.9153 | 5122.3593 | 2236.6283 | 51.3 | 0 | 0 | 0 | 3134.6153 | 326.3153 | 141.6286 | 5.3065 | 323.9566 | 139.2699 | 2.9478 | 0 | 0 | 0 | 2.3587 | 2035.4798 | 1040.6167 | 300.4539 | 1750.7292 | 755.8661 | 15.7033 | 0 | 0 | 0 | 284.7506 | 5895.1796 | 4188.9983 | 2880.1549 | 3047.6736 | 1341.4923 | 32.6489 | 0 | 0 | 0 | 2847.506 | 0.0086352 | 0.0037392 | 9.5e-05 | 0 | 0 | 0 | 0.0043738 | 5000000 | scaled
402-819F | 87.2852 | 14.4092 | 0 | 72.876 | 16.51% | 0% | 83.49% | 9.3987 | 14.3337 | 0.87575 | 4.0273 | 4.4957 | 1.1887 | 7.0289 | 6.1161 | 402 | 0.0003302 | 0.0002022 | 0.0001068 | 264340.3281 | 1.2435 | 73.3055 | 12.7362 | 3765.9741 | 222003.2198 | 38571.1342 | 385195.2182 | 35891.6546 | 165054.3115 | 184249.2517 | 683066.5679 | 56646.559 | 334959.9202 | 291460.0884 |  | 743 | 402-819F | 87.2852 | 77.8865 | 72.9515 | 14.4092 | 5.0105 | 0.075512 | 0 | 0 | 0 | 72.876 | 1.2435 | 0.36777 | 0.054837 | 1.1887 | 0.31294 | 0 | 0 | 0 | 0 | 0.054837 | 12.7362 | 8.2405 | 6.6201 | 6.1161 | 1.6204 | 0 | 0 | 0 | 0 | 6.6201 | 73.3055 | 69.2782 | 66.2766 | 7.1044 | 3.0771 | 0.075512 | 0 | 0 | 0 | 66.2011 | 0.0002258 | 9.78e-05 | 2.4e-06 | 0 | 0 | 0 | 0.0001044 | 5000000 | scaled
402-820F | 12389.5149 | 10944.1422 | 0 | 1445.3726 | 88.33% | 0% | 11.67% | 6195.7003 | 10826.3688 | 17.888 | 6086.64 | 91.1723 | 34.2857 | 10617.3169 | 174.7661 | 402 | 0.0060732 | 0.0037766 | 0.0020678 | 2040030.768 | 35.4896 | 12047.3667 | 306.6586 | 5843.6428 | 1983693.3857 | 50493.7402 | 1640050.4467 | 4735.0934 | 1611181.3225 | 24134.0318 | 755946.4508 | 2393.9873 | 741349.4949 | 12202.9689 |  | 744 | 402-820F | 12389.5149 | 6193.8145 | 1563.1461 | 10944.1422 | 4748.4419 | 117.7735 | 0 | 0 | 0 | 1445.3726 | 35.4896 | 17.6016 | 1.2039 | 34.402 | 16.514 | 0.11627 | 0 | 0 | 0 | 1.0876 | 306.6586 | 215.4862 | 131.8924 | 175.3599 | 84.1876 | 0.59381 | 0 | 0 | 0 | 131.2986 | 12047.3667 | 5960.7267 | 1430.0498 | 10734.3803 | 4647.7403 | 117.0634 | 0 | 0 | 0 | 1312.9864 | 0.0040498 | 0.0017532 | 4.44e-05 | 0 | 0 | 0 | 0.0020234 | 5000000 | scaled
403-11F | 136.7359 | 68.0007 | 0 | 68.7352 | 49.73% | 0% | 50.27% | 38.9277 | 67.2974 | 0.46901 | 36.0591 | 2.3995 | 0.71731 | 62.9099 | 3.6702 | 403 | 0.0002772 | 0.0001746 | 9.82e-05 | 493275.2118 | 0.76903 | 126.0527 | 9.9141 | 2774.288 | 454735.6732 | 35765.2507 | 560184.6273 | 6749.2638 | 518905.5189 | 34529.8449 | 707113.0974 | 7537.001 | 661012.5151 | 38563.5816 |  | 745 | 403-11F | 136.7359 | 97.8082 | 69.4385 | 68.0007 | 29.073 | 0.7033 | 0 | 0 | 0 | 68.7352 | 0.76903 | 0.30002 | 0.051721 | 0.71731 | 0.2483 | 0 | 0 | 0 | 0 | 0.051721 | 9.9141 | 7.5146 | 6.244 | 3.6702 | 1.2707 | 0 | 0 | 0 | 0 | 6.244 | 126.0527 | 89.9936 | 63.1428 | 63.6132 | 27.5541 | 0.7033 | 0 | 0 | 0 | 62.4395 | 0.000181 | 7.84e-05 | 2e-06 | 0 | 0 | 0 | 9.62e-05 | 5000000 | scaled
403-15F | 1608.0745 | 1476.9221 | 0 | 131.1524 | 91.84% | 0% | 8.156% | 391.4543 | 1459.6653 | 45.3614 | 0 | 346.093 | 169.7744 | 0 | 1289.8909 | 403 | 0.001071 | 0.0008592 | 0.0002058 | 1501470.0756 | 171.9373 | 119.1397 | 1316.9974 | 160539.0526 | 111241.5837 | 1229689.4388 | 1415991.7807 | 164083.791 | 0 | 1251907.9886 | 721132.8639 | 83875.3274 | 0 | 637257.5362 |  | 746 | 403-15F | 1608.0745 | 1216.6201 | 148.4091 | 1476.9221 | 1085.4677 | 17.2567 | 0 | 0 | 0 | 131.1524 | 171.9373 | 126.576 | 2.1629 | 171.8386 | 126.4773 | 2.0642 | 0 | 0 | 0 | 0.098688 | 1316.9974 | 970.9044 | 27.1065 | 1305.0834 | 958.9905 | 15.1925 | 0 | 0 | 0 | 11.914 | 119.1397 | 119.1397 | 119.1397 | 0 | 0 | 0 | 0 | 0 | 0 | 119.1397 | 0.0008822 | 0.0006704 | 1.7e-05 | 0 | 0 | 0 | 0.0001888 | 5000000 | scaled
403-9F | 451.6457 | 55.2052 | 0 | 396.4405 | 12.22% | 0% | 87.78% | 30.9237 | 54.6152 | 0.18682 | 29.7846 | 0.95228 | 0.4363 | 51.9481 | 2.2308 | 403 | 0.0021892 | 0.0012744 | 0.0005938 | 206306.2765 | 0.73461 | 412.6674 | 38.2437 | 335.5598 | 188501.4559 | 17469.2608 | 330133.3871 | 1994.4017 | 317972.7266 | 10166.2579 | 668626.6948 | 5341.3929 | 635974.9711 | 27310.3318 |  | 747 | 403-9F | 451.6457 | 420.722 | 397.0305 | 55.2052 | 24.2815 | 0.59003 | 0 | 0 | 0 | 396.4405 | 0.73461 | 0.54779 | 0.29831 | 0.4363 | 0.24948 | 0 | 0 | 0 | 0 | 0.29831 | 38.2437 | 37.2914 | 36.0129 | 2.2308 | 1.2785 | 0 | 0 | 0 | 0 | 36.0129 | 412.6674 | 382.8828 | 360.7193 | 52.5381 | 22.7535 | 0.59003 | 0 | 0 | 0 | 360.1293 | 0.0016134 | 0.0006986 | 1.8e-05 | 0 | 0 | 0 | 0.0005758 | 5000000 | scaled
404-6AE | 2525.4032 | 501.7087 | 0 | 2023.6945 | 19.87% | 0% | 80.13% | 286.722 | 496.4968 | 7.8928 | 238.4916 | 40.3376 | 13.1426 | 416.1792 | 67.175 | 404 | 0.0075878 | 0.0048838 | 0.00287 | 332824.1656 | 14.771 | 2259.0823 | 251.55 | 1946.6721 | 297725.5942 | 33151.8993 | 458389.2051 | 12618.3928 | 381282.1889 | 64488.6242 | 706936.0334 | 18713.0206 | 592575.9857 | 95647.0266 |  | 748 | 404-6AE | 2525.4032 | 2238.6812 | 2028.9064 | 501.7087 | 214.9867 | 5.2119 | 0 | 0 | 0 | 2023.6945 | 14.771 | 6.8782 | 1.6284 | 13.2482 | 5.3554 | 0.10563 | 0 | 0 | 0 | 1.5228 | 251.55 | 211.2124 | 184.375 | 67.7162 | 27.3786 | 0.54117 | 0 | 0 | 0 | 183.8338 | 2259.0823 | 2020.5906 | 1842.9031 | 420.7443 | 182.2527 | 4.5651 | 0 | 0 | 0 | 1838.3379 | 0.0047698 | 0.0020658 | 5.2e-05 | 0 | 0 | 0 | 0.002818 | 5000000 | scaled
409-1155R | 15855.0133 | 12580.1449 | 0 | 3274.8684 | 79.34% | 0% | 20.66% | 7023.597 | 12437.247 | 10.5465 | 6959.1153 | 53.9352 | 17.8492 | 12328.1263 | 91.2715 | 409 | 0.012886 | 0.008194 | 0.004663 | 1230387.0233 | 20.5744 | 15444.3418 | 390.097 | 1596.6212 | 1198517.937 | 30272.4651 | 1077790.6079 | 1618.3825 | 1067895.7153 | 8276.5102 | 732954.3734 | 1051.8948 | 726523.6476 | 5378.831 |  | 749 | 409-1155R | 15855.0133 | 8831.4162 | 3417.7662 | 12580.1449 | 5556.5478 | 142.8978 | 0 | 0 | 0 | 3274.8684 | 20.5744 | 10.0279 | 2.7251 | 18.1101 | 7.5637 | 0.26091 | 0 | 0 | 0 | 2.4642 | 390.097 | 336.1618 | 298.8255 | 92.6058 | 38.6705 | 1.3342 | 0 | 0 | 0 | 297.4913 | 15444.3418 | 8485.2265 | 3116.2156 | 12469.429 | 5510.3136 | 141.3027 | 0 | 0 | 0 | 2974.9129 | 0.0083154 | 0.0036232 | 9.22e-05 | 0 | 0 | 0 | 0.0045708 | 5000000 | scaled
409-38R | 5310.573 | 2996.5168 | 0 | 2314.0562 | 56.43% | 0% | 43.57% | 1699.1737 | 2964.7488 | 7.6417 | 1652.3268 | 39.2052 | 13.3944 | 2882.6216 | 68.7329 | 409 | 0.008986 | 0.0057314 | 0.0033082 | 590982.979 | 15.142 | 5016.454 | 278.977 | 1685.0603 | 558252.1754 | 31045.7433 | 630107.7124 | 2833.7899 | 612735.3747 | 14538.548 | 709093.8302 | 3203.6041 | 689451.0442 | 16439.182 |  | 750 | 409-38R | 5310.573 | 3611.3993 | 2345.8242 | 2996.5168 | 1297.3431 | 31.768 | 0 | 0 | 0 | 2314.0562 | 15.142 | 7.5002 | 1.7476 | 13.4007 | 5.759 | 0.006306 | 0 | 0 | 0 | 1.7413 | 278.977 | 239.7718 | 210.2442 | 68.7666 | 29.5614 | 0.033739 | 0 | 0 | 0 | 210.2105 | 5016.454 | 3364.1273 | 2133.8325 | 2914.3495 | 1262.0228 | 31.7279 | 0 | 0 | 0 | 2102.1045 | 0.0057398 | 0.0024852 | 6.2e-05 | 0 | 0 | 0 | 0.0032462 | 5000000 | scaled
41-43 | 19884.9596 | 9811.7644 | 0 | 10073.1953 | 49.34% | 0% | 50.66% | 5351.4322 | 9698.9093 | 7.4082 | 5322.4712 | 21.5529 | 15.3307 | 9638.9936 | 44.5851 | 41 | 0.039263 | 0.025306 | 0.014426 | 506460.5915 | 22.9628 | 18902.2042 | 959.7926 | 584.8526 | 481430.2723 | 24445.4665 | 574316.0607 | 795.0445 | 571207.9579 | 2313.058 | 706109.2974 | 1116.118 | 701747.2507 | 3245.9283 |  | 751 | 41-43 | 19884.9596 | 14533.5274 | 10186.0503 | 9811.7644 | 4460.3321 | 112.855 | 0 | 0 | 0 | 10073.1953 | 22.9628 | 15.5547 | 7.6322 | 15.3831 | 7.9749 | 0.052411 | 0 | 0 | 0 | 7.5798 | 959.7926 | 938.2397 | 915.2075 | 44.7366 | 23.1837 | 0.1515 | 0 | 0 | 0 | 915.056 | 18902.2042 | 13579.733 | 9263.2107 | 9751.6447 | 4429.1735 | 112.6511 | 0 | 0 | 0 | 9150.5595 | 0.02512 | 0.011163 | 0.0002828 | 0 | 0 | 0 | 0.014143 | 5000000 | scaled
41-44AE | 4071.6593 | 2007.9244 | 0 | 2063.7349 | 49.31% | 0% | 50.69% | 1149.1387 | 1987.0455 | 14.146 | 1061.8964 | 73.0963 | 24.0479 | 1838.6781 | 124.3195 | 41 | 0.0078416 | 0.0050284 | 0.0029344 | 519238.3316 | 25.6784 | 3733.7762 | 312.2047 | 3274.6428 | 476149.7878 | 39813.901 | 581202.8934 | 7154.6358 | 537078.1432 | 36970.1149 | 710405.4641 | 8597.569 | 657361.3869 | 44446.5082 |  | 752 | 41-44AE | 4071.6593 | 2922.5206 | 2084.6138 | 2007.9244 | 858.7857 | 20.8789 | 0 | 0 | 0 | 2063.7349 | 25.6784 | 11.5325 | 1.6305 | 24.1255 | 9.9796 | 0.077643 | 0 | 0 | 0 | 1.5529 | 312.2047 | 239.1084 | 187.8852 | 124.7336 | 51.6373 | 0.41412 | 0 | 0 | 0 | 187.4711 | 3733.7762 | 2671.8798 | 1895.098 | 1859.0652 | 797.1688 | 20.3871 | 0 | 0 | 0 | 1874.711 | 0.004962 | 0.0021488 | 5.48e-05 | 0 | 0 | 0 | 0.0028796 | 5000000 | scaled
410-50R | 1314332.559 | 1306248.618 | 0 | 8083.941 | 99.38% | 0% | 0.6151% | 742928.3165 | 1293069.8807 | 116147.7686 | 4189.3584 | 622591.1892 | 202126.7839 | 7312.0091 | 1083631.0873 | 410 | 0.044038 | 0.025642 | 0.011755 | 29845690.024 | 204195.3767 | 14736.9979 | 1095400.184 | 4636841.624 | 334645.8009 | 24874202.5905 | 22284092.4779 | 3483845.6946 | 125659.566 | 18674587.2084 | 1808881.483 | 282756.1001 | 10228.8036 | 1515896.5788 |  | 753 | 410-50R | 1314332.559 | 571404.2425 | 21262.6783 | 1306248.618 | 563320.3014 | 13178.7372 | 0 | 0 | 0 | 8083.941 | 204195.3767 | 88047.6081 | 2068.5928 | 204189.2938 | 88041.5252 | 2062.5099 | 0 | 0 | 0 | 6.0829 | 1095400.184 | 472808.9948 | 11769.0967 | 1094665.833 | 472074.6441 | 11034.7459 | 0 | 0 | 0 | 734.3507 | 14736.9979 | 10547.6395 | 7424.9888 | 7393.4905 | 3204.1321 | 81.4814 | 0 | 0 | 0 | 7343.5074 | 0.032645 | 0.014249 | 0.0003618 | 0 | 0 | 0 | 0.011393 | 5000000 | scaled
411-1873R | 1857539.278 | 1817298.243 | 33376.1103 | 6864.9247 | 97.83% | 1.797% | 0.3696% | 990625.5094 | 1824662.4779 | 74715.3877 | 21920.3083 | 893989.8138 | 137176.9237 | 44830.1248 | 1642655.4298 | 411 | 0.04682 | 0.027732 | 0.011051 | 39673886.015 | 138979.7544 | 53309.5189 | 1665250.005 | 2968371.6516 | 1138600.8377 | 35566913.533 | 31260863.7295 | 2357770.4494 | 691732.4087 | 28211360.8821 | 2975114.4852 | 223667.1481 | 73095.5753 | 2678351.7623 |  | 754 | 411-1873R | 1857539.278 | 866913.7686 | 32876.8001 | 1817298.243 | 841573.3757 | 23786.1415 | 33376.1103 | 18475.4682 | 2225.7339 | 6864.9247 | 138979.7544 | 64264.3667 | 1802.8307 | 138925.0138 | 64231.7587 | 1794.3591 | 49.575 | 27.4424 | 3.306 | 5.1656 | 1665250.005 | 771260.1912 | 22594.5752 | 1661763.414 | 769051.7657 | 21780.0391 | 2862.9763 | 1584.811 | 190.9217 | 623.6145 | 53309.5189 | 31389.2107 | 8479.3942 | 16609.8154 | 8289.8513 | 211.7433 | 30463.5589 | 16863.2147 | 2031.5062 | 6236.1446 | 0.026363 | 0.011919 | 0.0003038 | 0.01079 | 0.0061448 | 0.001079 | 0.0096678 | 5000000 | scaled
411-30R | 6370041.441 | 6272317.867 | 80399.7124 | 17323.8619 | 98.47% | 1.262% | 0.272% | 3453858.01 | 6268895.6301 | 325999.4333 | 40216.8296 | 3087641.747 | 591516.4082 | 82062.7167 | 5595316.505 | 411 | 0.10309 | 0.061805 | 0.026299 | 61789392.0914 | 599026.9454 | 102848.5764 | 5668165.919 | 5810560.4407 | 997631.0315 | 54981200.6173 | 47183769.3998 | 4453536.3182 | 549409.2717 | 42180823.8086 | 3846023.8072 | 362900.6324 | 50346.2142 | 3432776.9605 |  | 755 | 411-30R | 6370041.441 | 2916183.431 | 101145.8109 | 6272317.867 | 2854389.053 | 78458.771 | 80399.7124 | 44470.5165 | 5363.178 | 17323.8619 | 599026.9454 | 273027.5121 | 7510.5372 | 598887.999 | 272944.833 | 7489.1025 | 125.9108 | 69.6435 | 8.3991 | 13.0356 | 5668165.919 | 2580524.172 | 72849.414 | 5659594.942 | 2575080.148 | 70808.9399 | 6997.2657 | 3870.3126 | 466.7626 | 1573.7115 | 102848.5764 | 62631.7468 | 20785.8597 | 13834.9257 | 6364.0717 | 160.7287 | 73276.5359 | 40530.5603 | 4888.0163 | 15737.1148 | 0.067932 | 0.031268 | 0.0007946 | 0.01073 | 0.0061058 | 0.001073 | 0.024431 | 5000000 | scaled
411-47R | 1350406.174 | 1296038.94 | 45124.2525 | 9242.9812 | 95.97% | 3.342% | 0.6845% | 714338.8211 | 1318272.2993 | 68557.9404 | 32004.8883 | 613775.992 | 126377.8449 | 69448.5742 | 1122445.8798 | 411 | 0.063274 | 0.037613 | 0.01454 | 21342129.5568 | 128335.9242 | 81025.7873 | 1141044.462 | 2028250.4433 | 1280550.1656 | 18033328.9398 | 16910748.1655 | 1622991.8209 | 757660.9159 | 14530095.4172 | 2210063.0463 | 211870.4951 | 116429.4565 | 1881763.0937 |  | 756 | 411-47R | 1350406.174 | 636067.3529 | 32133.8747 | 1296038.94 | 601874.3912 | 19880.8243 | 45124.2525 | 24949.9806 | 3010.0692 | 9242.9812 | 128335.9242 | 59777.9838 | 1958.0793 | 128259.4235 | 59732.5758 | 1946.4852 | 69.5456 | 38.453 | 4.6391 | 6.955 | 1141044.462 | 527268.47 | 18598.5822 | 1136276.095 | 524256.5691 | 17496.8727 | 3928.7288 | 2172.2622 | 262.0707 | 839.6387 | 81025.7873 | 49020.899 | 11577.2131 | 31503.4218 | 17885.2462 | 437.4664 | 41125.9781 | 22739.2654 | 2743.3594 | 8396.3874 | 0.039499 | 0.018486 | 0.0004682 | 0.010782 | 0.0061334 | 0.0010782 | 0.012993 | 5000000 | scaled
412-23AE | 36961.8884 | 4524.9695 | 31655.872 | 781.0468 | 12.24% | 85.64% | 2.113% | 16798.8011 | 33995.5622 | 244.9536 | 13307.7116 | 3246.1359 | 422.6508 | 27547.8893 | 6025.0221 | 412 | 0.014019 | 0.0081462 | 0.0021906 | 2636631.9326 | 433.0112 | 30165.2696 | 6363.6076 | 30888.3346 | 2151803.2928 | 453940.3057 | 2475152.5018 | 36091.7194 | 1960771.8127 | 478288.9704 | 1354115.8559 | 16835.0848 | 1097291.2713 | 239989.5001 |  | 757 | 412-23AE | 36961.8884 | 20163.0873 | 2966.3262 | 4524.9695 | 1899.166 | 74.2616 | 31655.872 | 17482.8745 | 2111.0177 | 781.0468 | 433.0112 | 188.0576 | 10.3604 | 389.3485 | 163.6804 | 6.9002 | 43.075 | 23.7894 | 2.8725 | 0.58771 | 6363.6076 | 3117.4717 | 338.5855 | 3150.5917 | 1311.2242 | 58.1015 | 3142.065 | 1735.2966 | 209.5332 | 70.9508 | 30165.2696 | 16857.558 | 2617.3804 | 985.0294 | 424.2613 | 9.26 | 28470.732 | 15723.7884 | 1898.612 | 709.5083 | 0.0021462 | 0.0009296 | 2.36e-05 | 0.010784 | 0.006128 | 0.0010784 | 0.0010886 | 5000000 | scaled
415-1237R | 133095.7859 | 16823.0905 | 110534.0887 | 5738.6067 | 12.64% | 83.05% | 4.312% | 58506.3353 | 119800.0953 | 522.5496 | 52319.2021 | 5664.5835 | 918.376 | 107631.1996 | 11250.5197 | 415 | 0.037795 | 0.022628 | 0.009423 | 3521499.7116 | 940.51 | 119732.6115 | 12422.6644 | 24884.377 | 3167931.6818 | 328683.6535 | 3296334.216 | 29441.2268 | 2947741.9024 | 319151.0879 | 1410982.7613 | 10816.4578 | 1267659.8197 | 132506.484 |  | 758 | 415-1237R | 133095.7859 | 74589.4506 | 13295.6906 | 16823.0905 | 7845.195 | 185.8058 | 110534.0887 | 61005.6489 | 7371.278 | 5738.6067 | 940.51 | 417.9604 | 22.134 | 786.3878 | 330.9628 | 7.8258 | 149.8041 | 82.6794 | 9.9901 | 4.3181 | 12422.6644 | 6758.0809 | 1172.1447 | 2514.1712 | 1055.8293 | 24.8341 | 9387.1943 | 5180.9526 | 626.0116 | 521.299 | 119732.6115 | 67413.4094 | 12101.4119 | 13522.5315 | 6458.4029 | 153.1459 | 100997.0903 | 55742.0169 | 6735.2763 | 5212.9896 | 0.018944 | 0.0084058 | 0.0002134 | 0.010713 | 0.0060838 | 0.0010712 | 0.0081384 | 5000000 | scaled
415-33 | 139778.6103 | 28191.1433 | 104891.435 | 6696.032 | 20.17% | 75.04% | 4.79% | 63668.8049 | 125801.9551 | 2704.2085 | 46771.7145 | 14192.8819 | 4527.102 | 96060.7093 | 25214.1438 | 415 | 0.039288 | 0.023744 | 0.010624 | 3557775.8793 | 4587.0039 | 108608.9415 | 26582.6649 | 116752.7114 | 2764416.326 | 676606.842 | 3205379.1804 | 136142.2385 | 2354702.2761 | 714534.6662 | 1315623.2511 | 47343.9434 | 1004592.5166 | 263686.7912 |  | 759 | 415-33 | 139778.6103 | 76109.8054 | 13976.6552 | 28191.1433 | 11605.406 | 285.3798 | 104891.435 | 57808.3674 | 6995.2434 | 6696.032 | 4587.0039 | 1882.7954 | 59.9019 | 4431.382 | 1794.7665 | 44.8209 | 150.5833 | 82.9903 | 10.0424 | 5.0385 | 26582.6649 | 12389.783 | 1368.5211 | 17123.6013 | 6903.6121 | 169.9869 | 8850.7915 | 4877.8988 | 590.2621 | 608.2721 | 108608.9415 | 61837.227 | 12548.2322 | 6636.16 | 2907.0274 | 70.572 | 95890.0602 | 52847.4783 | 6394.9388 | 6082.7213 | 0.019237 | 0.0083294 | 0.0002118 | 0.01071 | 0.0060742 | 0.001071 | 0.0093408 | 5000000 | scaled
416-21 | 17053.6459 | 15040.6582 | 0 | 2012.9878 | 88.2% | 0% | 11.8% | 7607.9592 | 14854.1848 | 7.8694 | 7559.7443 | 40.3455 | 12.9833 | 14774.5748 | 66.6267 | 416 | 0.0069518 | 0.0047974 | 0.0028932 | 2453126.665 | 14.5299 | 16789.4626 | 249.6534 | 2090.0906 | 2415124.5188 | 35912.055 | 1968917.8939 | 2036.5743 | 1956440.0115 | 10441.307 | 760217.4623 | 664.466 | 756143.1295 | 3409.8666 |  | 760 | 416-21 | 17053.6459 | 9445.6867 | 2199.4612 | 15040.6582 | 7432.6989 | 186.4734 | 0 | 0 | 0 | 2012.9878 | 14.5299 | 6.6605 | 1.5466 | 13.0152 | 5.1458 | 0.031924 | 0 | 0 | 0 | 1.5147 | 249.6534 | 209.3079 | 183.0267 | 66.7922 | 26.4467 | 0.16553 | 0 | 0 | 0 | 182.8612 | 16789.4626 | 9229.7183 | 2014.8878 | 14960.8507 | 7401.1064 | 186.2759 | 0 | 0 | 0 | 1828.6119 | 0.0041084 | 0.001954 | 4.98e-05 | 0 | 0 | 0 | 0.0028434 | 5000000 | scaled
416-29AE | 443.1363 | 58.9724 | 0 | 384.1639 | 13.31% | 0% | 86.69% | 33.1817 | 58.3375 | 0.013006 | 33.0979 | 0.070841 | 0.11154 | 57.6455 | 0.58048 | 416 | 0.0012336 | 0.0008462 | 0.0005582 | 359222.0118 | 0.40061 | 407.2575 | 35.4782 | 324.7479 | 330137.3837 | 28759.8803 | 484465.3035 | 189.8952 | 483241.1055 | 1034.3042 | 689356.3673 | 1318.0094 | 681179.0567 | 6859.3013 |  | 761 | 416-29AE | 443.1363 | 409.9545 | 384.7987 | 58.9724 | 25.7906 | 0.63482 | 0 | 0 | 0 | 384.1639 | 0.40061 | 0.3876 | 0.28907 | 0.11154 | 0.098532 | 0 | 0 | 0 | 0 | 0.28907 | 35.4782 | 35.4073 | 34.8977 | 0.58048 | 0.50963 | 0 | 0 | 0 | 0 | 34.8977 | 407.2575 | 374.1596 | 349.6119 | 58.2804 | 25.1825 | 0.63482 | 0 | 0 | 0 | 348.9771 | 0.000683 | 0.0002956 | 7.6e-06 | 0 | 0 | 0 | 0.0005506 | 5000000 | scaled
416-35F | 1295.8021 | 541.6522 | 0 | 754.1499 | 41.8% | 0% | 58.2% | 309.4245 | 535.8555 | 2.3127 | 295.0256 | 12.0861 | 3.4037 | 514.6726 | 17.7792 | 416 | 0.0029674 | 0.0019054 | 0.0011146 | 436679.2778 | 4.0125 | 1205.285 | 86.5045 | 1352.2073 | 406175.4506 | 29151.62 | 517674.8212 | 3869.2692 | 493585.1241 | 20220.4281 | 681811.052 | 4330.7734 | 654858.3747 | 22621.9039 |  | 762 | 416-35F | 1295.8021 | 986.3776 | 759.9466 | 541.6522 | 232.2277 | 5.7967 | 0 | 0 | 0 | 754.1499 | 4.0125 | 1.6998 | 0.60886 | 3.4451 | 1.1323 | 0.041383 | 0 | 0 | 0 | 0.56747 | 86.5045 | 74.4184 | 68.7253 | 17.997 | 5.9109 | 0.2178 | 0 | 0 | 0 | 68.5075 | 1205.285 | 910.2594 | 690.6124 | 520.2101 | 225.1845 | 5.5375 | 0 | 0 | 0 | 685.0749 | 0.0018728 | 0.0008108 | 2e-05 | 0 | 0 | 0 | 0.0010946 | 5000000 | scaled
416-37F | 1722.6905 | 802.1881 | 0 | 920.5024 | 46.57% | 0% | 53.43% | 459.1489 | 792.8169 | 3.0852 | 440.1087 | 15.955 | 4.0512 | 767.8139 | 20.9518 | 416 | 0.0035008 | 0.0022306 | 0.0012854 | 492084.804 | 4.8345 | 1612.8154 | 105.0405 | 1380.9792 | 460699.1065 | 30004.7186 | 566458.1507 | 3806.2871 | 542967.9506 | 19683.9133 | 723411.8462 | 3696.5796 | 700597.668 | 19117.5994 |  | 763 | 416-37F | 1722.6905 | 1263.5416 | 929.8736 | 802.1881 | 343.0391 | 9.3712 | 0 | 0 | 0 | 920.5024 | 4.8345 | 1.7493 | 0.7833 | 4.1419 | 1.0567 | 0.090649 | 0 | 0 | 0 | 0.69265 | 105.0405 | 89.0855 | 84.0888 | 21.4214 | 5.4664 | 0.46968 | 0 | 0 | 0 | 83.6191 | 1612.8154 | 1172.7067 | 845.0015 | 776.6247 | 336.516 | 8.8108 | 0 | 0 | 0 | 836.1907 | 0.0022406 | 0.0009704 | 2.52e-05 | 0 | 0 | 0 | 0.0012602 | 5000000 | scaled
417-21R | 169297.6361 | 63108.7348 | 99825.8143 | 6363.0869 | 37.28% | 58.96% | 3.759% | 81716.3562 | 155729.8326 | 5337.5315 | 55008.8916 | 21369.9332 | 9043.2991 | 109296.4208 | 37390.1127 | 417 | 0.039679 | 0.023717 | 0.010291 | 4266681.0177 | 9131.2178 | 121406.7232 | 38759.6951 | 230127.2169 | 3059722.3519 | 976831.4489 | 3692794.9753 | 241205.1914 | 2485873.9169 | 965715.8669 | 1318388.8672 | 76559.4145 | 925289.5355 | 316539.9172 |  | 764 | 417-21R | 169297.6361 | 87581.2799 | 13567.8035 | 63108.7348 | 26244.6548 | 545.1907 | 99825.8143 | 54973.5382 | 6659.5258 | 6363.0869 | 9131.2178 | 3793.6864 | 87.9188 | 8990.5531 | 3714.0718 | 74.0662 | 135.8768 | 74.8266 | 9.0645 | 4.788 | 38759.6951 | 17389.7619 | 1369.5824 | 29791.1 | 12191.0942 | 231.8082 | 8390.5678 | 4620.6405 | 559.747 | 578.0272 | 121406.7232 | 66397.8316 | 12110.3024 | 24327.0817 | 10339.4888 | 239.3163 | 91299.3697 | 50278.071 | 6090.7143 | 5780.2718 | 0.019964 | 0.0086444 | 0.0002202 | 0.010716 | 0.006073 | 0.0010716 | 0.0089994 | 5000000 | scaled
417-41 | 622.7237 | 542.6264 | 0 | 80.0973 | 87.14% | 0% | 12.86% | 130.727 | 532.402 | 0 | 130.727 | 0 | 0 | 532.402 | 0 | 417 | 0.0002544 | 0.0002186 | 0.0001086 | 2447813.2669 | 0.060271 | 615.3873 | 7.2761 | 236.9128 | 2418975.3624 | 28600.9916 | 2250671.2736 | 0 | 2250671.2736 | 0 | 831691.8966 | 0 | 831691.8966 | 0 |  | 765 | 417-41 | 622.7237 | 491.9967 | 90.3217 | 542.6264 | 411.8995 | 10.2245 | 0 | 0 | 0 | 80.0973 | 0.060271 | 0.060271 | 0.060271 | 0 | 0 | 0 | 0 | 0 | 0 | 0.060271 | 7.2761 | 7.2761 | 7.2761 | 0 | 0 | 0 | 0 | 0 | 0 | 7.2761 | 615.3873 | 484.6604 | 82.9854 | 542.6264 | 411.8995 | 10.2245 | 0 | 0 | 0 | 72.7609 | 0.0001486 | 0.0001128 | 2.8e-06 | 0 | 0 | 0 | 0.0001058 | 5000000 | scaled
417-44AE | 68543.974 | 74.6747 | 67939.6043 | 529.695 | 0.1089% | 99.12% | 0.7728% | 30564.2896 | 63482.8646 | 39.2543 | 27765.8448 | 2759.1904 | 81.5369 | 57669.2943 | 5732.0334 | 417 | 0.0129 | 0.0074442 | 0.0018292 | 5313568.7398 | 87.6934 | 62266.9156 | 6189.365 | 6798.0437 | 4826967.522 | 479803.1738 | 5101916.1858 | 6552.495 | 4634788.349 | 460575.3401 | 2766843.121 | 3553.7114 | 2513463.9301 | 249825.4793 |  | 766 | 417-44AE | 68543.974 | 37979.6845 | 5061.1094 | 74.6747 | 32.7871 | 0.76178 | 67939.6043 | 37417.2024 | 4530.6526 | 529.695 | 87.6934 | 48.4391 | 6.1565 | 0.95142 | 0.48754 | 0 | 86.3434 | 47.5529 | 5.7579 | 0.39858 | 6189.365 | 3430.1746 | 457.3316 | 4.8639 | 2.492 | 0 | 6136.3833 | 3379.5648 | 409.2138 | 48.1179 | 62266.9156 | 34501.0708 | 4597.6213 | 68.8594 | 29.8076 | 0.76178 | 61716.8776 | 33990.0846 | 4115.6809 | 481.1786 | 0.001392 | 0.0006026 | 1.52e-05 | 0.010771 | 0.0061046 | 0.001077 | 0.000737 | 5000000 | scaled
417-791AE | 96251.671 | 1746.7325 | 92749.407 | 1755.5315 | 1.815% | 96.36% | 1.824% | 42654.8473 | 88292.4996 | 58.8225 | 39167.704 | 3428.3209 | 121.073 | 81054.6839 | 7116.7427 | 417 | 0.016976 | 0.010178 | 0.0035676 | 5669867.5206 | 130.3365 | 88340.2992 | 7781.0353 | 7677.6912 | 5203834.7791 | 458355.0504 | 5265845.0099 | 7261.7826 | 4835348.6476 | 423234.5801 | 2230959.5871 | 3059.2509 | 2048075.7142 | 179824.622 |  | 767 | 417-791AE | 96251.671 | 53596.8237 | 7959.1714 | 1746.7325 | 758.0575 | 18.9657 | 92749.407 | 51083.2346 | 6184.6742 | 1755.5315 | 130.3365 | 71.514 | 9.2635 | 9.9041 | 4.5905 | 0 | 119.1114 | 65.6025 | 7.9425 | 1.321 | 7781.0353 | 4352.7145 | 664.2926 | 50.9676 | 23.6138 | 0 | 7570.594 | 4169.627 | 504.8189 | 159.4737 | 88340.2992 | 49172.5952 | 7285.6153 | 1685.8607 | 729.8533 | 18.9657 | 85059.7016 | 46848.0051 | 5671.9127 | 1594.7369 | 0.0037746 | 0.0016342 | 4.18e-05 | 0.010751 | 0.0060932 | 0.001075 | 0.0024508 | 5000000 | scaled
418-1260 | 2152.9209 | 563.257 | 0 | 1589.6639 | 26.16% | 0% | 73.84% | 283.501 | 555.5395 | 10.5019 | 219.1154 | 53.8837 | 18.0274 | 445.0414 | 92.4708 | 418 | 0.0068202 | 0.0043522 | 0.0022906 | 315668.2926 | 19.5322 | 1894.9262 | 238.4625 | 2863.8681 | 277840.272 | 34964.1525 | 429534.4534 | 15911.5264 | 331983.3737 | 81639.5532 | 697363.7292 | 22629.6075 | 558656.416 | 116077.7054 |  | 768 | 418-1260 | 2152.9209 | 1869.4198 | 1597.3814 | 563.257 | 279.756 | 7.7175 | 0 | 0 | 0 | 1589.6639 | 19.5322 | 9.0302 | 1.5048 | 18.336 | 7.8341 | 0.3086 | 0 | 0 | 0 | 1.1962 | 238.4625 | 184.5788 | 145.9918 | 94.0564 | 40.1727 | 1.5856 | 0 | 0 | 0 | 144.4062 | 1894.9262 | 1675.8108 | 1449.8848 | 450.8647 | 231.7492 | 5.8233 | 0 | 0 | 0 | 1444.0615 | 0.0045828 | 0.0021148 | 5.32e-05 | 0 | 0 | 0 | 0.0022374 | 5000000 | scaled
418-25R | 6511.1364 | 3454.4774 | 0 | 3056.659 | 53.05% | 0% | 46.95% | 1912.6782 | 3416.4443 | 17.557 | 1804.8886 | 90.2326 | 34.0098 | 3207.6474 | 174.787 | 418 | 0.011457 | 0.0074858 | 0.004356 | 568310.7581 | 36.4454 | 6021.5403 | 453.1506 | 3181.0618 | 525577.4039 | 39552.2924 | 614290.8115 | 5638.7366 | 579672.2572 | 28979.8178 | 710443.5411 | 7072.2794 | 667024.6067 | 36346.6552 |  | 769 | 418-25R | 6511.1364 | 4598.4582 | 3094.6921 | 3454.4774 | 1541.7992 | 38.0331 | 0 | 0 | 0 | 3056.659 | 36.4454 | 18.8885 | 2.4356 | 34.1454 | 16.5884 | 0.13558 | 0 | 0 | 0 | 2.3 | 453.1506 | 362.918 | 278.3636 | 175.4816 | 85.249 | 0.69458 | 0 | 0 | 0 | 277.669 | 6021.5403 | 4216.6517 | 2813.8929 | 3244.8504 | 1439.9618 | 37.2029 | 0 | 0 | 0 | 2776.69 | 0.007183 | 0.0032118 | 8.2e-05 | 0 | 0 | 0 | 0.004274 | 5000000 | scaled
42-46 | 44005.0028 | 30761.7871 | 0 | 13243.2157 | 69.91% | 0% | 30.09% | 17140.2601 | 30451.8073 | 324.178 | 15732.8532 | 1083.2289 | 584.5115 | 27914.3279 | 1952.968 | 42 | 0.051941 | 0.033223 | 0.018963 | 847208.0503 | 596.8276 | 40244.3585 | 3163.8167 | 11490.447 | 774806.0975 | 60911.5058 | 808613.9424 | 15293.5146 | 742217.7049 | 51102.7231 | 714732.9723 | 13719.0427 | 655175.9081 | 45838.0214 |  | 770 | 42-46 | 44005.0028 | 26864.7427 | 13553.1955 | 30761.7871 | 13621.5271 | 309.9798 | 0 | 0 | 0 | 13243.2157 | 596.8276 | 272.6496 | 12.3161 | 586.8625 | 262.6846 | 2.351 | 0 | 0 | 0 | 9.9651 | 3163.8167 | 2080.5878 | 1210.8487 | 1960.7939 | 877.5651 | 7.826 | 0 | 0 | 0 | 1203.0228 | 40244.3585 | 24511.5052 | 12330.0306 | 28214.1307 | 12481.2774 | 299.8028 | 0 | 0 | 0 | 12030.2278 | 0.033352 | 0.014634 | 0.000373 | 0 | 0 | 0 | 0.01859 | 5000000 | scaled
43-443 | 256.0063 | 86.3142 | 0 | 169.6921 | 33.72% | 0% | 66.28% | 48.6186 | 85.371 | 0.33422 | 46.5571 | 1.7273 | 0.70431 | 81.0228 | 3.644 | 43 | 0.0005224 | 0.000367 | 0.000252 | 490057.942 | 0.83199 | 236.1153 | 19.0589 | 1592.6364 | 451981.9079 | 36483.3979 | 565088.9856 | 3884.6028 | 541128.6816 | 20075.7025 | 677123.9294 | 5586.2276 | 642635.2998 | 28902.4021 |  | 771 | 43-443 | 256.0063 | 207.3877 | 170.6352 | 86.3142 | 37.6956 | 0.94316 | 0 | 0 | 0 | 169.6921 | 0.83199 | 0.49777 | 0.12769 | 0.70431 | 0.37009 | 0 | 0 | 0 | 0 | 0.12769 | 19.0589 | 17.3317 | 15.4149 | 3.644 | 1.9167 | 0 | 0 | 0 | 0 | 15.4149 | 236.1153 | 189.5582 | 155.0926 | 81.9659 | 35.4088 | 0.94316 | 0 | 0 | 0 | 154.1494 | 0.0002736 | 0.0001182 | 3.2e-06 | 0 | 0 | 0 | 0.0002488 | 5000000 | scaled
43-445 | 17713.7938 | 8876.64 | 0 | 8837.1538 | 50.11% | 0% | 49.89% | 4492.8537 | 8750.4643 | 244.833 | 2952.2163 | 1295.8045 | 467.1838 | 5814.866 | 2468.4145 | 43 | 0.033392 | 0.022127 | 0.012627 | 530476.9928 | 481.9437 | 13917.7017 | 3314.1484 | 14432.8232 | 416794.9919 | 99249.1776 | 597497.2043 | 32559.9309 | 392610.3759 | 172326.8971 | 709876.7335 | 37900.0355 | 471727.8901 | 200248.8076 |  | 772 | 43-445 | 17713.7938 | 13220.9401 | 8963.3296 | 8876.64 | 4383.7863 | 126.1757 | 0 | 0 | 0 | 8837.1538 | 481.9437 | 237.1108 | 14.7599 | 475.294 | 230.4611 | 8.1102 | 0 | 0 | 0 | 6.6497 | 3314.1484 | 2018.3439 | 845.7339 | 2511.3753 | 1215.5708 | 42.9608 | 0 | 0 | 0 | 802.7731 | 13917.7017 | 10965.4854 | 8102.8358 | 5889.9707 | 2937.7544 | 75.1047 | 0 | 0 | 0 | 8027.731 | 0.021014 | 0.009749 | 0.0002484 | 0 | 0 | 0 | 0.012378 | 5000000 | scaled
43-475F | 37.9274 | 5.2962 | 0 | 32.6312 | 13.96% | 0% | 86.04% | 3.5774 | 5.2595 | 0.27549 | 1.8856 | 1.4163 | 0.32043 | 3.2914 | 1.6477 | 43 | 0.0002508 | 0.0001376 | 5.32e-05 | 151225.6568 | 0.34498 | 32.9705 | 4.6119 | 1375.516 | 131461.3446 | 18388.7962 | 249636.585 | 19224.4668 | 131578.4059 | 98833.7119 | 614057.7695 | 37410.1996 | 384279.7391 | 192367.8312 |  | 773 | 43-475F | 37.9274 | 34.35 | 32.6679 | 5.2962 | 1.7188 | 0.036645 | 0 | 0 | 0 | 32.6312 | 0.34498 | 0.069484 | 0.024554 | 0.32043 | 0.044931 | 0 | 0 | 0 | 0 | 0.024554 | 4.6119 | 3.1956 | 2.9642 | 1.6477 | 0.23134 | 0 | 0 | 0 | 0 | 2.9642 | 32.9705 | 31.0849 | 29.6791 | 3.3281 | 1.4425 | 0.036645 | 0 | 0 | 0 | 29.6424 | 0.0001998 | 8.66e-05 | 2.2e-06 | 0 | 0 | 0 | 5.1e-05 | 5000000 | scaled
430-321AE | 306.5823 | 48.0259 | 0 | 258.5565 | 15.66% | 0% | 84.34% | 28.869 | 47.6624 | 1.8445 | 17.5391 | 9.4854 | 2.7778 | 30.5908 | 14.2938 | 430 | 0.0009426 | 0.0006026 | 0.0003494 | 325251.8029 | 2.9724 | 265.8288 | 37.7812 | 3153.3676 | 282016.5117 | 40081.9236 | 460858.4909 | 29445.4257 | 279990.368 | 151422.6968 | 741041.6302 | 43188.5909 | 475617.4348 | 222235.6034 |  | 774 | 430-321AE | 306.5823 | 277.7133 | 258.9199 | 48.0259 | 19.1569 | 0.36349 | 0 | 0 | 0 | 258.5565 | 2.9724 | 1.1278 | 0.19456 | 2.7778 | 0.93329 | 0 | 0 | 0 | 0 | 0.19456 | 37.7812 | 28.2958 | 23.4874 | 14.2938 | 4.8084 | 0 | 0 | 0 | 0 | 23.4874 | 265.8288 | 248.2897 | 235.2379 | 30.9543 | 13.4152 | 0.36349 | 0 | 0 | 0 | 234.8745 | 0.0005998 | 0.0002598 | 6.6e-06 | 0 | 0 | 0 | 0.0003428 | 5000000 | scaled
430-42F | 4680.7711 | 1737.0584 | 0 | 2943.7126 | 37.11% | 0% | 62.89% | 877.6912 | 1702.3116 | 10.0569 | 817.3442 | 50.2901 | 32.8185 | 1501.2404 | 168.2527 | 430 | 0.013 | 0.0079682 | 0.0042218 | 360048.2341 | 37.1658 | 4196.0358 | 447.5695 | 2858.8218 | 322762.0502 | 34427.3621 | 477282.1769 | 5468.8821 | 444465.8773 | 27347.4173 | 705495.1528 | 13601.1007 | 622164.4783 | 69729.5735 |  | 775 | 430-42F | 4680.7711 | 3803.0798 | 2978.4594 | 1737.0584 | 859.3672 | 34.7468 | 0 | 0 | 0 | 2943.7126 | 37.1658 | 27.1089 | 4.3473 | 34.9508 | 24.8939 | 2.1323 | 0 | 0 | 0 | 2.215 | 447.5695 | 397.2793 | 279.3168 | 180.1606 | 129.8705 | 11.9079 | 0 | 0 | 0 | 267.4089 | 4196.0358 | 3378.6916 | 2694.7954 | 1521.9471 | 704.6029 | 20.7067 | 0 | 0 | 0 | 2674.0887 | 0.0088758 | 0.0038436 | 9.72e-05 | 0 | 0 | 0 | 0.0041246 | 5000000 | scaled
430-639 | 3166.5417 | 956.1138 | 0 | 2210.4279 | 30.19% | 0% | 69.81% | 546.0428 | 949.6445 | 26.4421 | 379.3675 | 140.2332 | 45.331 | 663.9858 | 240.3278 | 430 | 0.00835 | 0.0053876 | 0.0031806 | 379226.5497 | 47.0498 | 2678.0845 | 441.4073 | 5634.7111 | 320728.6842 | 52863.1545 | 486394.4716 | 23553.6486 | 337926.3701 | 124914.4538 | 697005.9558 | 33271.3647 | 487342.404 | 176392.1882 |  | 776 | 430-639 | 3166.5417 | 2620.4989 | 2216.8971 | 956.1138 | 410.071 | 6.4693 | 0 | 0 | 0 | 2210.4279 | 47.0498 | 20.6077 | 1.7188 | 45.3866 | 18.9444 | 0.055572 | 0 | 0 | 0 | 1.6633 | 441.4073 | 301.1742 | 201.0796 | 240.6106 | 100.3774 | 0.2828 | 0 | 0 | 0 | 200.7968 | 2678.0845 | 2298.717 | 2014.0987 | 670.1167 | 290.7492 | 6.1309 | 0 | 0 | 0 | 2007.9678 | 0.005227 | 0.0022646 | 5.76e-05 | 0 | 0 | 0 | 0.003123 | 5000000 | scaled
431-46AE | 5460.1979 | 1995.8648 | 0 | 3464.333 | 36.55% | 0% | 63.45% | 1131.1607 | 1973.8046 | 0 | 1131.1607 | 0 | 0.026407 | 1973.6414 | 0.13682 | 431 | 0.012491 | 0.0081822 | 0.0049748 | 437116.5657 | 2.6332 | 5142.7255 | 314.8392 | 210.8015 | 411701.287 | 25204.4772 | 529079.8522 | 0 | 529079.8522 | 0 | 700810.7355 | 9.3758 | 700752.7808 | 48.5787 |  | 777 | 431-46AE | 5460.1979 | 4329.0372 | 3486.3932 | 1995.8648 | 864.7041 | 22.0602 | 0 | 0 | 0 | 3464.333 | 2.6332 | 2.6332 | 2.6068 | 0.026407 | 0.026407 | 0 | 0 | 0 | 0 | 2.6068 | 314.8392 | 314.8392 | 314.7024 | 0.13682 | 0.13682 | 0 | 0 | 0 | 0 | 314.7024 | 5142.7255 | 4011.5648 | 3169.0841 | 1995.7016 | 864.5409 | 22.0602 | 0 | 0 | 0 | 3147.0239 | 0.0076008 | 0.0032916 | 8.42e-05 | 0 | 0 | 0 | 0.0048906 | 5000000 | scaled
431-474 | 2429.0008 | 855.1567 | 0 | 1573.8441 | 35.21% | 0% | 64.79% | 484.8358 | 845.5944 | 0 | 484.8358 | 0 | 0 | 845.5944 | 0 | 431 | 0.0053256 | 0.0035556 | 0.002237 | 456098.9851 | 1.1843 | 2284.8474 | 142.9691 | 222.3725 | 429030.9854 | 26845.6272 | 546789.5663 | 0 | 546789.5663 | 0 | 707825.797 | 0 | 707825.7979 | 0 |  | 778 | 431-474 | 2429.0008 | 1944.165 | 1583.4063 | 855.1567 | 370.3209 | 9.5622 | 0 | 0 | 0 | 1573.8441 | 1.1843 | 1.1843 | 1.1843 | 0 | 0 | 0 | 0 | 0 | 0 | 1.1843 | 142.9691 | 142.9691 | 142.9691 | 0 | 0 | 0 | 0 | 0 | 0 | 142.9691 | 2284.8474 | 1800.0116 | 1439.253 | 855.1567 | 370.3209 | 9.5622 | 0 | 0 | 0 | 1429.6907 | 0.0031232 | 0.0013532 | 3.46e-05 | 0 | 0 | 0 | 0.0022024 | 5000000 | scaled
431-478 | 1841.7341 | 520.155 | 0 | 1321.5791 | 28.24% | 0% | 71.76% | 295.1093 | 514.5364 | 0 | 295.1093 | 0 | 0 | 514.5364 | 0 | 431 | 0.004891 | 0.0031652 | 0.001881 | 376555.7273 | 0.99445 | 1720.6865 | 120.0531 | 203.3216 | 351806.6788 | 24545.7268 | 488634.1498 | 0 | 488634.1498 | 0 | 705580.9123 | 0 | 705580.9123 | 0 |  | 779 | 431-478 | 1841.7341 | 1546.6248 | 1327.1977 | 520.155 | 225.0457 | 5.6186 | 0 | 0 | 0 | 1321.5791 | 0.99445 | 0.99445 | 0.99445 | 0 | 0 | 0 | 0 | 0 | 0 | 0.99445 | 120.0531 | 120.0531 | 120.0531 | 0 | 0 | 0 | 0 | 0 | 0 | 120.0531 | 1720.6865 | 1425.5772 | 1206.1501 | 520.155 | 225.0457 | 5.6186 | 0 | 0 | 0 | 1200.5315 | 0.003043 | 0.0013172 | 3.3e-05 | 0 | 0 | 0 | 0.001848 | 5000000 | scaled
431-48AE | 1403.3282 | 435.3177 | 0 | 968.0105 | 31.02% | 0% | 68.98% | 246.6528 | 430.5933 | 0.056754 | 246.2942 | 0.30187 | 0.11903 | 429.8428 | 0.63145 | 431 | 0.0035406 | 0.0022926 | 0.0013622 | 396353.2187 | 0.84742 | 1313.9134 | 88.5674 | 239.3445 | 371099.0716 | 25014.8026 | 504525.6146 | 116.0904 | 503792.0633 | 617.4616 | 714091.1429 | 197.3921 | 712846.5651 | 1047.1865 |  | 780 | 431-48AE | 1403.3282 | 1156.6754 | 972.735 | 435.3177 | 188.6649 | 4.7244 | 0 | 0 | 0 | 968.0105 | 0.84742 | 0.79067 | 0.7284 | 0.11903 | 0.062272 | 0 | 0 | 0 | 0 | 0.7284 | 88.5674 | 88.2655 | 87.936 | 0.63267 | 0.33081 | 0.001222 | 0 | 0 | 0 | 87.9347 | 1313.9134 | 1067.6192 | 884.0706 | 434.566 | 188.2718 | 4.7232 | 0 | 0 | 0 | 879.3474 | 0.002202 | 0.000954 | 2.36e-05 | 0 | 0 | 0 | 0.0013386 | 5000000 | scaled
431-550 | 13133.9263 | 9920.0056 | 0 | 3213.9206 | 75.53% | 0% | 24.47% | 5631.1699 | 9813.6994 | 9.0142 | 5575.8143 | 46.3415 | 14.8583 | 9722.4913 | 76.3498 | 431 | 0.012344 | 0.0079016 | 0.0045948 | 1063958.2531 | 17.2845 | 12748.297 | 368.3447 | 1400.1923 | 1032719.0467 | 29839.0143 | 949523.6838 | 1519.9609 | 940189.6576 | 7814.0654 | 722605.3056 | 1094.0493 | 715889.4454 | 5621.8109 |  | 781 | 431-550 | 13133.9263 | 7502.7563 | 3320.2269 | 9920.0056 | 4288.8357 | 106.3062 | 0 | 0 | 0 | 3213.9206 | 17.2845 | 8.2704 | 2.4263 | 14.8662 | 5.852 | 0.0078825 | 0 | 0 | 0 | 2.4184 | 368.3447 | 322.0033 | 291.9949 | 76.39 | 30.0485 | 0.040188 | 0 | 0 | 0 | 291.9548 | 12748.297 | 7172.4827 | 3025.8057 | 9828.7495 | 4252.9352 | 106.2581 | 0 | 0 | 0 | 2919.5475 | 0.0078356 | 0.0033928 | 8.6e-05 | 0 | 0 | 0 | 0.0045088 | 5000000 | scaled
434-301 | 70649.6666 | 70320.4363 | 0 | 329.2303 | 99.53% | 0% | 0.466% | 19320.4969 | 68516.5816 | 1412.9989 | 172.2911 | 17735.2068 | 5080.7274 | 576.9565 | 62858.8977 | 434 | 0.003157 | 0.0024378 | 0.0004928 | 22378735.0523 | 5208.7496 | 886.3847 | 64554.5322 | 1649904.8426 | 280768.0501 | 20448062.1603 | 21055529.4528 | 1539890.0427 | 187763.3381 | 19327876.0699 | 4328500.3592 | 320972.3841 | 36448.9319 | 3971079.0433 |  | 782 | 434-301 | 70649.6666 | 51329.1697 | 2133.085 | 70320.4363 | 50999.9394 | 1803.8547 | 0 | 0 | 0 | 329.2303 | 5208.7496 | 3795.7507 | 128.0221 | 5208.5019 | 3795.5029 | 127.7744 | 0 | 0 | 0 | 0.24774 | 64554.5322 | 46819.3254 | 1695.6345 | 64524.6247 | 46789.4179 | 1665.727 | 0 | 0 | 0 | 29.9075 | 886.3847 | 714.0936 | 309.4283 | 587.3097 | 415.0185 | 10.3532 | 0 | 0 | 0 | 299.0751 | 0.0027146 | 0.0019954 | 5.04e-05 | 0 | 0 | 0 | 0.0004424 | 5000000 | scaled
438-45 | 4537.9204 | 4225.236 | 0 | 312.6843 | 93.11% | 0% | 6.89% | 1320.6675 | 4188.3011 | 162.0851 | 3.7489 | 1154.8335 | 486.5198 | 8.7917 | 3692.9896 | 438 | 0.0017438 | 0.0011934 | 0.0004666 | 2602317.0048 | 491.9193 | 292.9584 | 3753.0427 | 282096.1676 | 167999.9951 | 2152220.8418 | 2695871.3818 | 330863.3876 | 7652.644 | 2357355.3486 | 749291.3054 | 87038.8819 | 1572.8378 | 660679.5856 |  | 783 | 438-45 | 4537.9204 | 3217.2529 | 349.6193 | 4225.236 | 2904.5686 | 36.935 | 0 | 0 | 0 | 312.6843 | 491.9193 | 329.8342 | 5.3995 | 491.684 | 329.5989 | 5.1642 | 0 | 0 | 0 | 0.23528 | 3753.0427 | 2598.2092 | 60.0531 | 3724.6382 | 2569.8048 | 31.6486 | 0 | 0 | 0 | 28.4045 | 292.9584 | 289.2095 | 284.1667 | 8.9138 | 5.1649 | 0.12213 | 0 | 0 | 0 | 284.0446 | 0.0012962 | 0.0007458 | 1.9e-05 | 0 | 0 | 0 | 0.0004476 | 5000000 | scaled
439-42F | 6564.2353 | 6499.1849 | 0 | 65.0504 | 99.01% | 0% | 0.991% | 3060.3953 | 6499.1693 | 334.9952 | 1.0309 | 2724.3692 | 681.4181 | 1.8167 | 5815.9346 | 439 | 0.0003618 | 0.0002106 | 9.82e-05 | 18143270.6578 | 681.467 | 60.9245 | 5821.8438 | 1883546.2493 | 168392.7007 | 16091331.7081 | 16637416.9563 | 1821155.2073 | 5604.311 | 14810657.4382 | 662586.4692 | 69470.1707 | 185.2077 | 592931.0909 |  | 784 | 439-42F | 6564.2353 | 3503.84 | 65.066 | 6499.1849 | 3438.7896 | 0.015547 | 0 | 0 | 0 | 65.0504 | 681.467 | 346.4718 | 0.048948 | 681.4181 | 346.4229 | 0 | 0 | 0 | 0 | 0.048948 | 5821.8438 | 3097.4746 | 5.9092 | 5815.9346 | 3091.5654 | 0 | 0 | 0 | 0 | 5.9092 | 60.9245 | 59.8936 | 59.1078 | 1.8322 | 0.80132 | 0.015547 | 0 | 0 | 0 | 59.0923 | 0.0002666 | 0.0001154 | 3e-06 | 0 | 0 | 0 | 9.52e-05 | 5000000 | scaled
44-1101F | 2700.9999 | 758.051 | 0 | 1942.9489 | 28.07% | 0% | 71.93% | 428.0606 | 745.166 | 7.9268 | 379.7163 | 40.4175 | 13.4196 | 663.3683 | 68.3782 | 44 | 0.0069664 | 0.0045952 | 0.0028302 | 387718.1745 | 15.6772 | 2436.2886 | 249.0341 | 2250.4017 | 349719.8849 | 35747.8879 | 494633.3709 | 9159.6467 | 438770.4452 | 46703.2796 | 691058.5284 | 12445.1637 | 615200.2275 | 63413.1365 |  | 785 | 44-1101F | 2700.9999 | 2272.9393 | 1955.8338 | 758.051 | 329.9904 | 12.8849 | 0 | 0 | 0 | 1942.9489 | 15.6772 | 7.7503 | 2.2576 | 14.2152 | 6.2883 | 0.79561 | 0 | 0 | 0 | 1.462 | 249.0341 | 208.6166 | 180.6559 | 72.5353 | 32.1178 | 4.1571 | 0 | 0 | 0 | 176.4988 | 2436.2886 | 2056.5723 | 1772.9203 | 671.3005 | 291.5842 | 7.9322 | 0 | 0 | 0 | 1764.9881 | 0.004182 | 0.0018108 | 4.58e-05 | 0 | 0 | 0 | 0.0027844 | 5000000 | scaled
44-40AE | 1926.6704 | 988.124 | 0 | 938.5464 | 51.29% | 0% | 48.71% | 564.7279 | 987.7972 | 75.2892 | 18.9921 | 470.4466 | 131.1829 | 33.2474 | 823.3669 | 44 | 0.003574 | 0.0023062 | 0.0013628 | 539079.5775 | 131.8891 | 886.1562 | 908.6251 | 36902.3908 | 247945.2095 | 254231.9774 | 590556.9925 | 78732.7189 | 19860.7644 | 491963.5093 | 688929.5699 | 91492.2542 | 23188.0637 | 574249.2522 |  | 786 | 44-40AE | 1926.6704 | 1361.9425 | 938.8732 | 988.124 | 423.3962 | 0.32685 | 0 | 0 | 0 | 938.5464 | 131.8891 | 56.5999 | 0.70623 | 131.1829 | 55.8937 | 0 | 0 | 0 | 0 | 0.70623 | 908.6251 | 438.1785 | 85.2582 | 823.3669 | 352.9203 | 0 | 0 | 0 | 0 | 85.2582 | 886.1562 | 867.1641 | 852.9088 | 33.5742 | 14.5821 | 0.32685 | 0 | 0 | 0 | 852.5819 | 0.0022354 | 0.0009676 | 2.42e-05 | 0 | 0 | 0 | 0.0013386 | 5000000 | scaled
44-41 | 1096.5322 | 239.1322 | 0 | 857.3999 | 21.81% | 0% | 78.19% | 134.4357 | 236.5926 | 0.24002 | 132.9723 | 1.2233 | 0.74372 | 232.0602 | 3.7887 | 44 | 0.0032776 | 0.0020994 | 0.001222 | 334553.3909 | 1.3889 | 1013.4678 | 81.6755 | 423.7503 | 309210.3371 | 24919.3036 | 458272.143 | 818.2062 | 453283.8437 | 4170.0942 | 703714.8846 | 2212.0959 | 690233.7464 | 11269.0434 |  | 787 | 44-41 | 1096.5322 | 962.0965 | 859.9396 | 239.1322 | 104.6966 | 2.5396 | 0 | 0 | 0 | 857.3999 | 1.3889 | 1.1489 | 0.64517 | 0.74372 | 0.50369 | 0 | 0 | 0 | 0 | 0.64517 | 81.6755 | 80.4522 | 77.8868 | 3.7887 | 2.5654 | 0 | 0 | 0 | 0 | 77.8868 | 1013.4678 | 880.4955 | 781.4076 | 234.5998 | 101.6275 | 2.5396 | 0 | 0 | 0 | 778.868 | 0.002078 | 0.0008998 | 2.24e-05 | 0 | 0 | 0 | 0.0011996 | 5000000 | scaled
44-42 | 2251.8684 | 1182.048 | 0 | 1069.8204 | 52.49% | 0% | 47.51% | 668.1628 | 1169.8873 | 5.0653 | 636.9359 | 26.1616 | 9.1603 | 1113.447 | 47.28 | 44 | 0.0039988 | 0.0025804 | 0.0015244 | 563136.0378 | 9.9653 | 2097.4399 | 144.4632 | 2492.0799 | 524517.3264 | 36126.6316 | 613744.2063 | 4652.7993 | 585060.5689 | 24030.8387 | 709775.0577 | 5557.6032 | 675532.5236 | 28684.9316 |  | 788 | 44-42 | 2251.8684 | 1583.7055 | 1081.9811 | 1182.048 | 513.8852 | 12.1607 | 0 | 0 | 0 | 1069.8204 | 9.9653 | 4.9 | 0.80501 | 9.1603 | 4.095 | 0 | 0 | 0 | 0 | 0.80501 | 144.4632 | 118.3016 | 97.1832 | 47.28 | 21.1184 | 0 | 0 | 0 | 0 | 97.1832 | 2097.4399 | 1460.504 | 983.9929 | 1125.6077 | 488.6718 | 12.1607 | 0 | 0 | 0 | 971.8321 | 0.0025018 | 0.0010834 | 2.74e-05 | 0 | 0 | 0 | 0.001497 | 5000000 | scaled
441-23R | 3518020.384 | 3428404.881 | 86815.4737 | 2800.029 | 97.45% | 2.468% | 0.07959% | 1098118.259 | 3447556.5965 | 54353.0093 | 31648.0421 | 1012117.208 | 172215.9829 | 66935.1492 | 3208405.4641 | 441 | 0.54783 | 0.31566 | 0.05661 | 6421732.6822 | 175296.2421 | 76492.5707 | 3266231.571 | 319982.6846 | 139628.1964 | 5962121.8008 | 7666210.2394 | 379450.5674 | 220942.0908 | 7065817.5837 | 1244718.9296 | 62177.5127 | 24166.5205 | 1158374.8964 |  | 789 | 441-23R | 3518020.384 | 2419902.125 | 70463.7875 | 3428404.881 | 2367901.553 | 59182.4427 | 86815.4737 | 49200.5428 | 8481.3159 | 2800.029 | 175296.2421 | 120943.2328 | 3080.2592 | 174737.9745 | 120625.9355 | 3023.8189 | 556.1606 | 315.1904 | 54.3333 | 2.1069 | 3266231.571 | 2254114.363 | 57826.1068 | 3251018.887 | 2245382.741 | 56110.4175 | 14958.3275 | 8477.2656 | 1461.3328 | 254.3566 | 76492.5707 | 44844.5286 | 9557.4215 | 2648.0195 | 1892.8764 | 48.2063 | 71300.9856 | 40408.0868 | 6965.6497 | 2543.5655 | 0.021156 | 0.014905 | 0.0003796 | 0.52271 | 0.29679 | 0.052271 | 0.0039592 | 5000000 | scaled
441-279R | 582163.2988 | 531721.5473 | 48851.0694 | 1590.682 | 91.34% | 8.391% | 0.2732% | 135759.2653 | 568815.6244 | 5753.9079 | 16800.4613 | 113204.8961 | 25687.9194 | 35043.812 | 508083.893 | 441 | 0.53527 | 0.30674 | 0.05482 | 1087605.5939 | 26089.2326 | 40275.0082 | 515799.058 | 48740.2681 | 75242.3321 | 963622.9937 | 1455299.2872 | 61680.1958 | 180095.9903 | 1213523.1009 | 243482.7263 | 10995.768 | 15000.5776 | 217486.3807 |  | 790 | 441-279R | 582163.2988 | 446404.0335 | 13347.6744 | 531721.5473 | 417124.3686 | 6984.3522 | 48851.0694 | 27688.9829 | 4772.6401 | 1590.682 | 26089.2326 | 20335.3246 | 401.3131 | 25542.5775 | 20024.9599 | 346.8261 | 545.4581 | 309.1678 | 53.29 | 1.1969 | 515799.058 | 402594.1619 | 7715.165 | 506084.0716 | 397025.0723 | 6635.6511 | 9570.4877 | 5424.591 | 935.0152 | 144.4986 | 40275.0082 | 23474.547 | 5231.1962 | 94.8982 | 74.3365 | 1.8749 | 38735.1236 | 21955.2241 | 3784.3348 | 1444.9865 | 0.0087756 | 0.006809 | 0.0001728 | 0.52428 | 0.29772 | 0.052428 | 0.0022194 | 5000000 | scaled
441-27R | 4750126.775 | 4655243.614 | 91023.6797 | 3859.4813 | 98% | 1.916% | 0.08125% | 1701087.836 | 4674789.4263 | 88118.7457 | 34744.9148 | 1578224.176 | 243096.0863 | 72635.5312 | 4359057.8095 | 441 | 0.55752 | 0.3208 | 0.057852 | 8520082.7789 | 246417.8411 | 83942.2166 | 4419766.718 | 441988.2887 | 150563.2729 | 7927531.2185 | 9504627.6846 | 492353.1003 | 194133.1144 | 8818141.4729 | 1302247.2711 | 67718.8181 | 20233.9429 | 1214294.5103 |  | 791 | 441-27R | 4750126.775 | 3049038.939 | 75337.3487 | 4655243.614 | 2993596.422 | 62586.9276 | 91023.6797 | 51583.0358 | 8890.9398 | 3859.4813 | 246417.8411 | 158299.0954 | 3321.7548 | 246143.4276 | 158142.3271 | 3292.3304 | 271.5094 | 153.8641 | 26.5203 | 2.9041 | 4419766.718 | 2841542.542 | 60708.9085 | 4408393.279 | 2834945.31 | 59281.6301 | 11022.8412 | 6246.634 | 1076.6805 | 350.5979 | 83942.2166 | 49197.3018 | 11306.6854 | 706.9083 | 508.7849 | 12.9671 | 79729.329 | 45182.5376 | 7787.7391 | 3505.9792 | 0.032668 | 0.020483 | 0.00052 | 0.51947 | 0.29493 | 0.051947 | 0.005385 | 5000000 | scaled
441-30R | 5348877.358 | 5272517.096 | 72976.4139 | 3383.8483 | 98.57% | 1.364% | 0.06326% | 1625389.916 | 5245293.3543 | 83426.2415 | 28241.0028 | 1513722.672 | 270935.2243 | 59164.0989 | 4915194.0312 | 441 | 0.55519 | 0.3216 | 0.057017 | 9634263.0962 | 275854.9973 | 68566.7828 | 5004455.578 | 496863.0691 | 123500.7612 | 9013899.2661 | 11577943.4133 | 594260.0565 | 201165.7201 | 10782517.6392 | 1816708.6486 | 93838.4818 | 20491.5003 | 1702378.6665 |  | 792 | 441-30R | 5348877.358 | 3723487.442 | 103584.0037 | 5272517.096 | 3678748.287 | 93072.9033 | 72976.4139 | 41355.3064 | 7127.2522 | 3383.8483 | 275854.9973 | 192428.7558 | 4919.773 | 275677.219 | 192326.9066 | 4900.1127 | 175.232 | 99.303 | 17.1141 | 2.5462 | 5004455.578 | 3490732.906 | 89261.5468 | 4995986.232 | 3485800.183 | 88157.0171 | 8161.9551 | 4625.3322 | 797.1385 | 307.3911 | 68566.7828 | 40325.78 | 9402.6839 | 853.6451 | 621.1978 | 15.7734 | 64639.2268 | 36630.6712 | 6312.9996 | 3073.911 | 0.033649 | 0.023441 | 0.0005956 | 0.5168 | 0.29342 | 0.05168 | 0.0047416 | 5000000 | scaled
442-16R | 1834937.638 | 1763136.486 | 64840.8946 | 6960.2576 | 96.09% | 3.534% | 0.3793% | 610830.757 | 1799071.2082 | 27878.8376 | 23786.0578 | 559165.862 | 82324.7225 | 49993.1974 | 1666753.2885 | 442 | 0.45792 | 0.2674 | 0.051583 | 4007122.74 | 83404.9131 | 61600.4259 | 1689932.299 | 182139.0095 | 134522.5377 | 3690461.1929 | 4577832.365 | 208936.18 | 178263.1014 | 4190633.0864 | 695312.2286 | 31817.1877 | 19321.5707 | 644173.4703 |  | 793 | 442-16R | 1834937.638 | 1224106.881 | 35866.4298 | 1763136.486 | 1180401.913 | 22609.2603 | 64840.8946 | 36744.7106 | 6296.9118 | 6960.2576 | 83404.9131 | 55526.0755 | 1080.1907 | 83210.2781 | 55413.5084 | 1056.5603 | 189.3976 | 107.3298 | 18.393 | 5.2374 | 1689932.299 | 1130766.437 | 23179.0105 | 1678863.975 | 1124220.154 | 21533.257 | 10436.0497 | 5914.0088 | 1013.479 | 632.2746 | 61600.4259 | 37814.3681 | 11607.2285 | 1062.2329 | 768.2505 | 19.4431 | 54215.4474 | 30723.372 | 5265.0398 | 6322.7457 | 0.035884 | 0.023457 | 0.000596 | 0.41228 | 0.23418 | 0.041228 | 0.0097596 | 5000000 | scaled
442-28R | 4758.7032 | 0 | 4758.7032 | 0 | 0% | 100% | 0% | 76.2363 | 159.6796 | 0.053769 | 64.9124 | 11.2701 | 0.11262 | 135.9613 | 23.6057 | 442 | 0.35262 | 0.35262 | 0.35262 | 13495.0971 | 3.3563 | 4051.8612 | 703.4857 | 9.5181 | 11490.58 | 1994.9991 | 13278.9003 | 9.3656 | 11306.4962 | 1963.0384 | 13042.2654 | 9.1987 | 11105.0103 | 1928.0563 |  | 794 | 442-28R | 4758.7032 | 4682.4669 | 4599.0236 | 0 | 0 | 0 | 4758.7032 | 4682.4669 | 4599.0236 | 0 | 3.3563 | 3.3025 | 3.2437 | 0 | 0 | 0 | 3.3563 | 3.3025 | 3.2437 | 0 | 703.4857 | 692.2156 | 679.8801 | 0 | 0 | 0 | 703.4857 | 692.2156 | 679.8801 | 0 | 4051.8612 | 3986.9487 | 3915.8998 | 0 | 0 | 0 | 4051.8612 | 3986.9487 | 3915.8998 | 0 | 0 | 0 | 0 | 0.35262 | 0.35262 | 0.35262 | 0 | 5000000 | scaled
442-46R | 88141.0044 | 1537.9427 | 86528.6053 | 74.4565 | 1.745% | 98.17% | 0.08447% | 1859.7612 | 4431.9095 | 29.2306 | 1263.834 | 566.6966 | 88.1453 | 2647.2883 | 1696.4759 | 442 | 0.35092 | 0.35087 | 0.35073 | 251171.3629 | 171.5602 | 78641.6435 | 9327.8008 | 488.8873 | 224101.4712 | 26581.0044 | 245903.6408 | 3864.9648 | 167108.2191 | 74930.4578 | 238668.8655 | 4746.8334 | 142562.7716 | 91359.2604 |  | 795 | 442-46R | 88141.0044 | 86281.2432 | 83709.0949 | 1537.9427 | 1069.7495 | 20.4446 | 86528.6053 | 85137.0373 | 83614.1938 | 74.4565 | 171.5602 | 142.3296 | 83.415 | 86.3929 | 58.5311 | 1.1143 | 85.1113 | 83.7425 | 82.2446 | 0.056026 | 9327.8008 | 8761.1041 | 7631.3249 | 1450.7078 | 1010.5832 | 19.3162 | 7870.3293 | 7743.7573 | 7605.245 | 6.7637 | 78641.6435 | 77377.8095 | 75994.3551 | 0.842 | 0.63521 | 0.014101 | 78573.1647 | 77309.5375 | 75926.7042 | 67.6368 | 0.0001902 | 0.0001446 | 3.6e-06 | 0.35062 | 0.35062 | 0.35062 | 0.0001062 | 5000000 | scaled
442-509R | 852926.0641 | 724344.0959 | 125551.1302 | 3030.838 | 84.92% | 14.72% | 0.3553% | 293202.8982 | 829385.3842 | 13422.0511 | 48819.086 | 230961.7611 | 40326.8218 | 102195.8031 | 686862.7592 | 442 | 0.36954 | 0.21381 | 0.039428 | 2308058.8384 | 40828.2499 | 115803.0223 | 696294.7919 | 110483.2025 | 313368.5326 | 1884207.1033 | 2617894.7044 | 119840.2767 | 435886.6421 | 2062167.7855 | 597057.9122 | 29030.4706 | 73568.7101 | 494458.7315 |  | 796 | 442-509R | 852926.0641 | 559723.1659 | 23540.68 | 724344.0959 | 485534.3711 | 8379.7953 | 125551.1302 | 71157.9568 | 12130.0467 | 3030.838 | 40828.2499 | 27406.1988 | 501.4281 | 40661.7072 | 27310.8203 | 483.2774 | 164.2621 | 93.0979 | 15.8701 | 2.2806 | 696294.7919 | 465333.0308 | 9432.0327 | 682804.1119 | 457567.7089 | 7879.9156 | 13215.3567 | 7489.9985 | 1276.7937 | 275.3234 | 115803.0223 | 66983.9363 | 13607.2192 | 878.2768 | 655.8419 | 16.6023 | 112171.5115 | 63574.8604 | 10837.3829 | 2753.234 | 0.016721 | 0.011445 | 0.0002898 | 0.34854 | 0.19808 | 0.034854 | 0.0042844 | 5000000 | scaled
442-525 | 526126.3204 | 304903.9024 | 218705.8748 | 2516.5432 | 57.95% | 41.57% | 0.4783% | 212875.0043 | 496670.2401 | 7656.3299 | 84928.5972 | 120290.0773 | 19725.7819 | 177327.9413 | 299616.5169 | 442 | 0.36155 | 0.20781 | 0.038144 | 1455192.5466 | 20141.1485 | 198517.1416 | 307468.0303 | 55707.6278 | 549070.9239 | 850413.995 | 1507426.256 | 54216.5705 | 601402.6763 | 851807.0097 | 772241.7459 | 30670.3946 | 275716.2156 | 465855.1358 |  | 797 | 442-525 | 526126.3204 | 313251.3161 | 29456.0803 | 304903.9024 | 186795.5771 | 5818.9658 | 218705.8748 | 123939.1957 | 21120.5712 | 2516.5432 | 20141.1485 | 12484.8187 | 415.3666 | 19533.6269 | 12139.7196 | 354.9871 | 605.628 | 343.2055 | 58.4859 | 1.8936 | 307468.0303 | 187177.953 | 7851.5134 | 284767.5795 | 174214.6994 | 5452.7878 | 22471.8463 | 12734.649 | 2170.1211 | 228.6045 | 198517.1416 | 113588.5444 | 21189.2003 | 602.696 | 441.1581 | 11.191 | 195628.4005 | 110861.3412 | 18891.9642 | 2286.0451 | 0.014328 | 0.008951 | 0.0002274 | 0.34367 | 0.19531 | 0.034367 | 0.0035488 | 5000000 | scaled
442-728R | 11572220.97 | 10238670.51 | 1319166.729 | 14383.7313 | 88.48% | 11.4% | 0.1243% | 3337779.799 | 11256098.2864 | 221547.5996 | 521232.6511 | 2594999.551 | 805481.6254 | 1093211.9604 | 9357404.7032 | 442 | 0.35802 | 0.22536 | 0.047717 | 32323014.4015 | 819763.7327 | 1220551.698 | 9531905.542 | 2289727.7028 | 3409190.8731 | 26624095.8332 | 36539345.6772 | 2425326.059 | 5706038.4938 | 28407981.154 | 6624976.6036 | 474080.5195 | 643429.3195 | 5507466.7662 |  | 798 | 442-728R | 11572220.97 | 8234441.171 | 316122.6836 | 10238670.51 | 7473342.911 | 175694.5914 | 1319166.729 | 746714.5286 | 126044.3609 | 14383.7313 | 819763.7327 | 598216.1331 | 14282.1073 | 817396.1215 | 596871.2496 | 14046.0965 | 2356.788 | 1334.0602 | 225.1875 | 10.8233 | 9531905.542 | 6936905.991 | 174500.8388 | 9406840.469 | 6865545.876 | 161369.2808 | 123758.4449 | 70053.4867 | 11824.9299 | 1306.628 | 1220551.698 | 699319.0469 | 127339.7376 | 14433.9223 | 10925.7852 | 279.214 | 1193051.496 | 675326.9817 | 113994.2435 | 13066.28 | 0.077879 | 0.057449 | 0.0014604 | 0.25987 | 0.14764 | 0.025987 | 0.020269 | 5000000 | scaled
442-729 | 704609.103 | 680766.2423 | 22071.417 | 1771.4438 | 96.62% | 3.132% | 0.2514% | 155799.3613 | 663668.6866 | 7212.8286 | 7596.6914 | 140989.8413 | 31018.182 | 30308.0779 | 602342.4267 | 442 | 0.36059 | 0.35791 | 0.34965 | 1954029.8725 | 32016.4113 | 49814.749 | 622777.9428 | 88788.271 | 138146.821 | 1727094.7806 | 1533365.8787 | 70988.13 | 74766.0791 | 1387611.6698 | 117088.5695 | 5472.4212 | 5347.1402 | 106269.0082 |  | 799 | 442-729 | 704609.103 | 548809.7417 | 40940.4164 | 680766.2423 | 525325.686 | 17848.6401 | 22071.417 | 21712.612 | 21320.3326 | 1771.4438 | 32016.4113 | 24803.5826 | 998.2292 | 31876.3012 | 24665.7286 | 862.8417 | 138.7771 | 136.5211 | 134.0546 | 1.333 | 622777.9428 | 481788.1015 | 20435.5161 | 618634.7628 | 477709.6593 | 16427.8514 | 3982.2608 | 3917.523 | 3846.7456 | 160.9192 | 49814.749 | 42218.0576 | 19506.6711 | 30255.1783 | 22950.2981 | 557.947 | 17950.379 | 17658.5678 | 17339.5324 | 1609.1916 | 0.011155 | 0.0084736 | 0.0002152 | 0.34698 | 0.34698 | 0.34698 | 0.0024576 | 5000000 | scaled
442-758F | 549982.9482 | 544073.9346 | 5023.2945 | 885.7191 | 98.93% | 0.9134% | 0.161% | 142067.0361 | 531437.8443 | 7124.2042 | 67.4929 | 134875.339 | 26847.3758 | 146.4751 | 504443.9934 | 442 | 0.35119 | 0.35033 | 0.34769 | 1566074.8852 | 27506.6926 | 4798.1735 | 517678.082 | 78325.2292 | 13662.7855 | 1474086.8703 | 1164380.8473 | 58389.9483 | 553.1717 | 1105437.7273 | 53338.1343 | 2694.5558 | 14.7011 | 50628.8774 |  | 800 | 442-758F | 549982.9482 | 407915.9121 | 18545.1039 | 544073.9346 | 402088.7433 | 12807.4537 | 5023.2945 | 4941.4497 | 4851.9311 | 885.7191 | 27506.6926 | 20382.4884 | 659.3168 | 27502.7271 | 20378.5766 | 655.4638 | 3.2991 | 3.2453 | 3.1865 | 0.66648 | 517678.082 | 382802.743 | 13234.0886 | 516560.3895 | 381701.9503 | 12151.7801 | 1037.2332 | 1020.3335 | 1001.8492 | 80.4593 | 4798.1735 | 4730.6806 | 4651.6985 | 10.818 | 8.2164 | 0.20985 | 3982.7623 | 3917.8709 | 3846.8953 | 804.5933 | 0.0035648 | 0.0027078 | 6.86e-05 | 0.34641 | 0.34641 | 0.34641 | 0.0012104 | 5000000 | scaled
442-764R | 474737.5516 | 433481.3733 | 39522.8778 | 1733.3006 | 91.31% | 8.325% | 0.3651% | 107601.9201 | 428176.0849 | 4697.8672 | 626.0416 | 102278.0113 | 18801.6775 | 1396.3524 | 407978.055 | 442 | 0.35448 | 0.3527 | 0.34722 | 1339242.2852 | 19176.4185 | 37415.6572 | 418145.4759 | 54096.9857 | 105550.1722 | 1179595.1275 | 1040924.2019 | 45446.4351 | 6056.2293 | 989421.5381 | 134098.5001 | 5888.411 | 437.3172 | 127772.772 |  | 801 | 442-764R | 474737.5516 | 367135.6315 | 46561.4667 | 433481.3733 | 326526.1629 | 6661.2279 | 39522.8778 | 38876.168 | 38166.9382 | 1733.3006 | 19176.4185 | 14478.5513 | 374.741 | 19101.2577 | 14404.599 | 302.114 | 73.8565 | 72.648 | 71.3227 | 1.3043 | 418145.4759 | 315867.4646 | 10167.4209 | 414203.9249 | 311987.8325 | 6355.6936 | 3784.0968 | 3722.1779 | 3654.2731 | 157.4542 | 37415.6572 | 36789.6156 | 36019.3048 | 176.1907 | 133.7314 | 3.4203 | 35664.9245 | 35081.3421 | 34441.3424 | 1574.5421 | 0.0074072 | 0.0056266 | 0.0001434 | 0.3446 | 0.3446 | 0.3446 | 0.0024734 | 5000000 | scaled
442-780 | 141384.6246 | 72107.4765 | 68584.3745 | 692.7736 | 51% | 48.51% | 0.49% | 20699.0334 | 72720.1966 | 1394.054 | 1314.702 | 17990.2774 | 4982.1275 | 3386.5542 | 64351.515 | 442 | 0.34601 | 0.34507 | 0.34217 | 408619.4692 | 5197.8265 | 62755.7379 | 73431.0602 | 15022.3768 | 181372.0296 | 212225.0629 | 349746.3998 | 23554.9821 | 22214.1918 | 303977.2259 | 200672.1412 | 13748.2327 | 9345.2316 | 177578.677 |  | 802 | 442-780 | 141384.6246 | 120685.5912 | 68664.428 | 72107.4765 | 52540.4408 | 1760.2224 | 68584.3745 | 67452.3768 | 66211.432 | 692.7736 | 5197.8265 | 3803.7725 | 215.699 | 5096.5471 | 3704.1561 | 117.9057 | 100.7581 | 99.0951 | 97.272 | 0.52129 | 73431.0602 | 55440.7828 | 9079.5452 | 65703.9754 | 47840.1962 | 1617.6315 | 7664.1528 | 7537.6546 | 7398.9817 | 62.932 | 62755.7379 | 61441.0359 | 59369.1837 | 1306.9541 | 996.0885 | 24.6852 | 60819.4635 | 59815.6271 | 58715.1783 | 629.3203 | 0.0039088 | 0.0029692 | 7.54e-05 | 0.34111 | 0.34111 | 0.34111 | 0.0009836 | 5000000 | scaled
442-784 | 3030.3346 | 0 | 3030.3346 | 0 | 0% | 100% | 0% | 35.5579 | 74.3345 | 0.027081 | 32.6928 | 2.8381 | 0.056613 | 68.3449 | 5.933 | 442 | 0.48948 | 0.48948 | 0.48948 | 6190.9338 | 2.3079 | 2786.1596 | 241.8671 | 4.715 | 5692.0876 | 494.1313 | 6118.2895 | 4.6596 | 5625.2967 | 488.3331 | 6039.0693 | 4.5993 | 5552.4599 | 482.0101 |  | 803 | 442-784 | 3030.3346 | 2994.7767 | 2956 | 0 | 0 | 0 | 3030.3346 | 2994.7767 | 2956 | 0 | 2.3079 | 2.2808 | 2.2513 | 0 | 0 | 0 | 2.3079 | 2.2808 | 2.2513 | 0 | 241.8671 | 239.029 | 235.934 | 0 | 0 | 0 | 241.8671 | 239.029 | 235.934 | 0 | 2786.1596 | 2753.4669 | 2717.8147 | 0 | 0 | 0 | 2786.1596 | 2753.4669 | 2717.8147 | 0 | 0 | 0 | 0 | 0.48948 | 0.48948 | 0.48948 | 0 | 5000000 | scaled
443-218R | 96981.3555 | 93015.4202 | 2874.1861 | 1091.7492 | 95.91% | 2.964% | 1.126% | 40468.852 | 95194.6776 | 3468.3585 | 1002.3588 | 35998.1348 | 8187.6757 | 2087.1593 | 84919.8427 | 443 | 0.096176 | 0.055238 | 0.010522 | 1008373.7678 | 8233.093 | 3277.4997 | 85470.7627 | 85604.4442 | 34078.1455 | 888691.178 | 1023080.3563 | 87682.4828 | 25340.3174 | 910057.556 | 169807.2442 | 14605.088 | 3723.0523 | 151479.1039 |  | 804 | 443-218R | 96981.3555 | 56512.5035 | 1786.6779 | 93015.4202 | 53808.7939 | 442.011 | 2874.1861 | 1611.9604 | 252.9176 | 1091.7492 | 8233.093 | 4764.7346 | 45.4174 | 8194.9841 | 4743.0007 | 41.3147 | 37.2874 | 20.9123 | 3.2812 | 0.82151 | 85470.7627 | 49472.628 | 550.9201 | 84785.4265 | 49044.7098 | 400.1649 | 586.161 | 328.7429 | 51.58 | 99.1752 | 3277.4997 | 2275.141 | 1190.3404 | 35.0096 | 21.0834 | 0.5315 | 2250.7377 | 1262.3052 | 198.0565 | 991.7524 | 0.0054822 | 0.0031826 | 8.1e-05 | 0.08917 | 0.050531 | 0.008917 | 0.0015238 | 5000000 | scaled
444-15R | 333846.4836 | 322553.9108 | 7712.9833 | 3579.5895 | 96.62% | 2.31% | 1.072% | 178035.5798 | 324958.1848 | 12082.3792 | 3139.3627 | 162813.8379 | 21905.0259 | 6464.9415 | 296588.2175 | 444 | 0.14886 | 0.08138 | 0.014448 | 2242672.5845 | 22233.99 | 10303.1985 | 301309.2951 | 149360.7459 | 69213.5518 | 2024098.287 | 1914599.8766 | 129934.2625 | 33760.7995 | 1750904.8152 | 615209.3661 | 41470.4959 | 12239.3979 | 561499.4723 |  | 805 | 444-15R | 333846.4836 | 155810.9038 | 8888.2988 | 322553.9108 | 147901.5927 | 4631.5884 | 7712.9833 | 4329.7215 | 677.1209 | 3579.5895 | 22233.99 | 10151.6108 | 328.9641 | 22197.9118 | 10130.1766 | 323.3398 | 33.3847 | 18.7407 | 2.9308 | 2.6935 | 301309.2951 | 138495.4572 | 4721.0776 | 299929.7108 | 137578.3855 | 4303.3387 | 1054.4119 | 591.8994 | 92.5666 | 325.1724 | 10303.1985 | 7163.8358 | 3838.2571 | 426.2882 | 193.0307 | 4.91 | 6625.1867 | 3719.0815 | 581.6235 | 3251.7236 | 0.056535 | 0.026824 | 0.0006818 | 0.087289 | 0.049519 | 0.008729 | 0.0050368 | 5000000 | scaled
444-43R | 3413813.747 | 3334274.912 | 68095.9502 | 11442.8848 | 97.67% | 1.995% | 0.3352% | 1012340.478 | 3340610.8615 | 55650.8774 | 33564.1033 | 923125.496 | 185878.0033 | 84916.513 | 3069816.3444 | 444 | 0.2124 | 0.14247 | 0.026785 | 16072357.5537 | 189061.0643 | 101183.8209 | 3123568.861 | 890106.2712 | 476377.0576 | 14705874.2211 | 16856442.2228 | 926640.6115 | 558874.5876 | 15370927.0012 | 2733021.4187 | 152070.56 | 69471.9195 | 2511478.9385 |  | 806 | 444-43R | 3413813.747 | 2401473.269 | 73202.8855 | 3334274.912 | 2351796.612 | 55782.7213 | 68095.9502 | 38233.7721 | 5977.2794 | 11442.8848 | 189061.0643 | 133410.1869 | 3183.061 | 188822.3865 | 133272.4008 | 3154.2559 | 230.0673 | 129.1757 | 20.1947 | 8.6104 | 3123568.861 | 2200443.365 | 53752.5166 | 3114731.526 | 2195025.63 | 52028.5623 | 7797.8562 | 4378.2553 | 684.4748 | 1039.4795 | 101183.8209 | 67619.7177 | 16267.3079 | 30720.9993 | 23498.5816 | 599.9031 | 60068.0266 | 33726.3411 | 5272.6099 | 10394.7949 | 0.10918 | 0.07692 | 0.0019536 | 0.087106 | 0.049426 | 0.0087106 | 0.01612 | 5000000 | scaled
444-9R | 571237.272 | 403911.3246 | 159549.0562 | 7776.8912 | 70.71% | 27.93% | 1.361% | 245066.4953 | 543818.4063 | 12752.3845 | 66969.889 | 165344.2218 | 28949.5807 | 140543.6854 | 374325.1402 | 444 | 0.1488 | 0.088166 | 0.020337 | 3839016.9209 | 29380.3241 | 160301.6052 | 381555.3427 | 197451.3342 | 1077311.6619 | 2564253.9251 | 3699507.4825 | 192509.1466 | 1010972.982 | 2496025.3542 | 1348225.6842 | 71771.3262 | 348433.6025 | 928020.7555 |  | 807 | 444-9R | 571237.272 | 326170.7767 | 27418.8657 | 403911.3246 | 228790.768 | 5639.9561 | 159549.0562 | 89603.1175 | 14002.0184 | 7776.8912 | 29380.3241 | 16627.9396 | 430.7434 | 29129.5521 | 16484.5401 | 403.3974 | 244.9201 | 137.5477 | 21.4942 | 5.8519 | 381555.3427 | 216211.1209 | 7230.2025 | 364436.7942 | 206287.595 | 5083.42 | 16412.0904 | 9217.0678 | 1440.3244 | 706.4581 | 160301.6052 | 93331.7162 | 19757.9198 | 10344.9783 | 6018.633 | 153.1387 | 142892.0457 | 80248.502 | 12540.1999 | 7064.5812 | 0.050995 | 0.027925 | 0.0007102 | 0.086862 | 0.0493 | 0.0086862 | 0.010941 | 5000000 | scaled
445-1311R | 9632590.716 | 9146838.72 | 478216.1764 | 7535.8189 | 94.96% | 4.965% | 0.07823% | 3755362.873 | 9432241.5345 | 213809.9926 | 188371.3574 | 3353181.522 | 542992.1972 | 394865.052 | 8494384.2848 | 445 | 0.53792 | 0.31263 | 0.057565 | 17907039.898 | 551926.5163 | 443647.7833 | 8637016.416 | 1026034.474 | 824743.705 | 16056261.7182 | 18799428.8515 | 1070337.5092 | 942991.1438 | 16786100.1935 | 3480423.4113 | 200359.8772 | 145702.1182 | 3134361.4157 |  | 808 | 445-1311R | 9632590.716 | 5877227.843 | 200349.1815 | 9146838.72 | 5598796.37 | 146239.1589 | 478216.1764 | 270895.6549 | 46574.2038 | 7535.8189 | 551926.5163 | 338116.5237 | 8934.3191 | 551094.8607 | 337642.9565 | 8848.2047 | 825.9851 | 467.8967 | 80.4439 | 5.6705 | 8637016.416 | 5283834.894 | 142632.1312 | 8588165.222 | 5255865.327 | 137256.5501 | 48166.6356 | 27285.0082 | 4691.0222 | 684.5589 | 443647.7833 | 255276.4259 | 48782.7313 | 7578.638 | 5288.0863 | 134.4042 | 429223.5558 | 243142.75 | 41802.7376 | 6845.5895 | 0.068253 | 0.04142 | 0.0010516 | 0.45906 | 0.2606 | 0.045906 | 0.010607 | 5000000 | scaled
445-1315 | 26249.3638 | 26142.282 | 0 | 107.0818 | 99.59% | 0% | 0.4079% | 5530.5942 | 26128.886 | 316.9112 | 318.2931 | 4895.3898 | 1558.9738 | 1263.2857 | 23306.6265 | 445 | 0.000636 | 0.0005202 | 0.0001632 | 41272584.5755 | 1559.0544 | 1373.9555 | 23316.3539 | 2451343.3664 | 2160307.3947 | 36660933.8208 | 39828469.0119 | 2282230.3104 | 2292182.001 | 35254056.7509 | 738221.5938 | 44045.8168 | 35691.7161 | 658484.0609 |  | 809 | 445-1315 | 26249.3638 | 20718.7696 | 120.4778 | 26142.282 | 20611.6878 | 13.396 | 0 | 0 | 0 | 107.0818 | 1559.0544 | 1242.1431 | 0.080576 | 1558.9738 | 1242.0626 | 0 | 0 | 0 | 0 | 0.080576 | 23316.3539 | 18420.9641 | 9.7274 | 23306.6265 | 18411.2367 | 0 | 0 | 0 | 0 | 9.7274 | 1373.9555 | 1055.6624 | 110.6698 | 1276.6817 | 958.3885 | 13.396 | 0 | 0 | 0 | 97.2739 | 0.0004822 | 0.0003664 | 9.4e-06 | 0 | 0 | 0 | 0.0001538 | 5000000 | scaled
445-1323 | 78543.8978 | 77963.6375 | 412.3474 | 167.9129 | 99.26% | 0.525% | 0.2138% | 23342.4195 | 76992.1878 | 1269.5125 | 51.617 | 22021.2899 | 4206.4188 | 108.3719 | 72677.397 | 445 | 0.025445 | 0.025278 | 0.024763 | 3086834.9455 | 4264.3632 | 533.2754 | 73746.2593 | 167592.7171 | 20958.1279 | 2898284.1005 | 2183810.107 | 118769.7929 | 4829.052 | 2060211.2619 | 62662.4405 | 3423.5223 | 88.2018 | 59150.7164 |  | 810 | 445-1323 | 78543.8978 | 55201.4784 | 1551.71 | 77963.6375 | 54676.9345 | 1087.5906 | 412.3474 | 356.6309 | 296.2065 | 167.9129 | 4264.3632 | 2994.8506 | 57.9443 | 4263.9228 | 2994.4527 | 57.5924 | 0.31404 | 0.27161 | 0.22559 | 0.12635 | 73746.2593 | 51724.9694 | 1068.8623 | 73698.0943 | 51681.2514 | 1029.9671 | 32.9116 | 28.4646 | 23.6418 | 15.2533 | 533.2754 | 481.6584 | 424.9034 | 1.6204 | 1.2304 | 0.031099 | 379.1218 | 327.8947 | 272.3391 | 152.5332 | 0.000695 | 0.0005278 | 1.32e-05 | 0.024519 | 0.024519 | 0.024519 | 0.0002312 | 5000000 | scaled
445-1325F | 7250722.879 | 6968326.425 | 275900.7801 | 6495.6733 | 96.11% | 3.805% | 0.08959% | 2228211.994 | 7090112.0895 | 120257.6385 | 106723.5336 | 2001230.822 | 390804.1982 | 222875.0077 | 6476432.8837 | 445 | 0.57356 | 0.3366 | 0.061655 | 12641576.5613 | 398153.953 | 252773.2511 | 6599795.675 | 694178.1894 | 440708.1142 | 11506690.2579 | 14921436.8666 | 805316.8933 | 714684.4524 | 13401435.5216 | 2604992.1255 | 143586.1445 | 81886.948 | 2379519.0331 |  | 811 | 445-1325F | 7250722.879 | 5022510.885 | 160610.7895 | 6968326.425 | 4859669.261 | 127171.2623 | 275900.7801 | 156345.9513 | 26943.854 | 6495.6733 | 398153.953 | 277896.3145 | 7349.7548 | 397609.3521 | 277585.585 | 7292.1599 | 539.7132 | 305.8417 | 52.7072 | 4.8878 | 6599795.675 | 4598564.853 | 123362.7913 | 6569275.831 | 4581014.341 | 119849.8452 | 29929.7722 | 16960.4403 | 2922.8747 | 590.0714 | 252773.2511 | 146049.7175 | 29898.2434 | 1441.2422 | 1069.3342 | 29.2572 | 245431.2948 | 139079.6693 | 23968.2721 | 5900.7141 | 0.050439 | 0.035595 | 0.0010326 | 0.51389 | 0.29177 | 0.051389 | 0.0092334 | 5000000 | scaled
445-17R | 1603556.212 | 1422687.957 | 178893.509 | 1974.7455 | 88.72% | 11.16% | 0.1231% | 486833.814 | 1557279.2574 | 23204.5545 | 69100.0164 | 394529.243 | 79123.6094 | 144079.0371 | 1334076.6107 | 445 | 0.53426 | 0.30656 | 0.054839 | 3001424.7836 | 80673.4809 | 161426.425 | 1361456.306 | 150999.0003 | 302146.7343 | 2548279.0488 | 3642800.6563 | 173631.2558 | 517050.3319 | 2952119.0682 | 843872.4885 | 42876.213 | 78074.8443 | 722921.4311 |  | 812 | 445-17R | 1603556.212 | 1116722.398 | 46276.9546 | 1422687.957 | 1013395.598 | 26828.5015 | 178893.509 | 101352.0544 | 17473.7076 | 1974.7455 | 80673.4809 | 57468.9264 | 1549.8715 | 80359.5327 | 57290.4151 | 1517.8653 | 312.4623 | 177.0254 | 30.5203 | 1.4859 | 1361456.306 | 966927.063 | 27379.6953 | 1341833.865 | 955732.2209 | 25301.1769 | 19443.0531 | 11015.4549 | 1899.1311 | 179.3872 | 161426.425 | 92326.4086 | 17347.3878 | 494.5591 | 372.9621 | 9.4592 | 159137.9936 | 90159.5742 | 15544.0563 | 1793.8723 | 0.013088 | 0.0095288 | 0.0002426 | 0.51842 | 0.29427 | 0.051842 | 0.002754 | 5000000 | scaled
445-18R | 10619796.72 | 10161861.84 | 443951.1893 | 13983.6937 | 95.69% | 4.18% | 0.1317% | 4609242.948 | 10399739.8321 | 255021.1547 | 172445.8477 | 4181775.946 | 577170.9819 | 360472.0851 | 9462096.7654 | 445 | 0.6048 | 0.3505 | 0.069236 | 17559327.0582 | 586641.5011 | 411690.0613 | 9621465.158 | 969983.7252 | 680709.8689 | 15908633.4647 | 17148689.0365 | 948806.2419 | 641584.8006 | 15558297.9954 | 3178340.9868 | 176393.4692 | 110166.5254 | 2891780.9922 |  | 813 | 445-18R | 10619796.72 | 6010553.772 | 220056.8879 | 10161861.84 | 5745020.684 | 162787.9252 | 443951.1893 | 251549.3941 | 43285.2691 | 13983.6937 | 586641.5011 | 331620.3464 | 9470.5192 | 585356.6085 | 330887.7468 | 9335.7457 | 1274.3704 | 722.0773 | 124.2512 | 10.5223 | 9621465.158 | 5439689.212 | 159368.3926 | 9571715.97 | 5410950.053 | 153371.4085 | 48478.8997 | 27468.8707 | 4726.6958 | 1270.2883 | 411690.0613 | 239244.2136 | 51217.9762 | 4789.259 | 3182.8845 | 80.771 | 394197.9192 | 223358.446 | 38434.3221 | 12702.8831 | 0.1044 | 0.057863 | 0.0014684 | 0.4807 | 0.27294 | 0.04807 | 0.019698 | 5000000 | scaled
445-19R | 1766703.651 | 1496872.41 | 263270.2283 | 6561.0135 | 84.73% | 14.9% | 0.3714% | 318311.648 | 1703007.2251 | 11880.0045 | 102604.153 | 203827.491 | 83493.4122 | 213958.4146 | 1405555.3983 | 445 | 0.56527 | 0.33759 | 0.061424 | 3125415.5554 | 85304.269 | 243007.3351 | 1438392.047 | 150908.8913 | 429896.041 | 2544610.6232 | 4290423.3425 | 160126.873 | 1382969.3504 | 2747327.1265 | 1036999.1095 | 50841.0022 | 130284.0541 | 855874.0532 |  | 814 | 445-19R | 1766703.651 | 1448392.003 | 63696.4259 | 1496872.41 | 1292627.757 | 31427.7541 | 263270.2283 | 149203.2324 | 25707.6583 | 6561.0135 | 85304.269 | 73424.2644 | 1810.8567 | 84939.2481 | 73215.257 | 1770.7585 | 360.0839 | 204.0705 | 35.1613 | 4.937 | 1438392.047 | 1234564.556 | 32836.6487 | 1411202.879 | 1218897.398 | 29643.8882 | 26593.1611 | 15071.1519 | 2596.7536 | 596.007 | 243007.3351 | 140403.1821 | 29048.9205 | 730.2822 | 515.1026 | 13.1074 | 236316.9833 | 133928.01 | 23075.7435 | 5960.0696 | 0.043013 | 0.037068 | 0.0009418 | 0.51308 | 0.29135 | 0.051308 | 0.0091738 | 5000000 | scaled
445-39R | 3678580.65 | 3220260.992 | 453523.9109 | 4795.7478 | 87.54% | 12.33% | 0.1304% | 793472.368 | 3563877.503 | 35951.8639 | 185312.8081 | 572207.697 | 187738.2086 | 403401.4018 | 2972737.8935 | 445 | 0.48997 | 0.29027 | 0.052118 | 7507825.3357 | 191668.1206 | 448056.2253 | 3038856.305 | 391186.4137 | 914463.5391 | 6202175.3848 | 9939450.1158 | 450351.8613 | 2321325.2108 | 7167773.0562 | 2200818.6552 | 115934.8915 | 249114.435 | 1835769.3292 |  | 815 | 445-39R | 3678580.65 | 2885108.282 | 114703.147 | 3220260.992 | 2623197.871 | 65774.365 | 453523.9109 | 257114.6626 | 44133.0342 | 4795.7478 | 191668.1206 | 155716.2567 | 3929.912 | 190899.9307 | 155279.1868 | 3851.9009 | 764.5813 | 433.4613 | 74.4025 | 3.6086 | 3038856.305 | 2466648.608 | 66118.4115 | 2992506.816 | 2440183.193 | 61214.8238 | 45913.8393 | 26029.766 | 4467.9387 | 435.649 | 448056.2253 | 262743.4172 | 44654.8235 | 36854.2448 | 27735.4918 | 707.6403 | 406845.4903 | 230651.4352 | 39590.693 | 4356.4902 | 0.037532 | 0.030267 | 0.0007668 | 0.44565 | 0.25321 | 0.044565 | 0.006787 | 5000000 | scaled
445-894R | 4421002.351 | 3895845.15 | 508789.1916 | 16368.0103 | 88.12% | 11.51% | 0.3702% | 976821.348 | 4275773.29 | 39617.4848 | 198417.3237 | 738786.539 | 194414.5247 | 417276.4516 | 3664082.314 | 445 | 0.63526 | 0.3983 | 0.075537 | 6959393.9821 | 198551.4363 | 476681.569 | 3745769.346 | 312553.0278 | 750376.177 | 5896464.7777 | 8647172.7265 | 350708.1768 | 1756461.2746 | 6540003.2706 | 1922626.6005 | 87419.6341 | 187630.81 | 1647576.1566 |  | 816 | 445-894R | 4421002.351 | 3444181.003 | 145229.061 | 3895845.15 | 3139341.129 | 79199.3588 | 508789.1916 | 288471.864 | 49661.6919 | 16368.0103 | 198551.4363 | 158933.9515 | 4136.9116 | 197496.4858 | 158330.4854 | 4022.8262 | 1042.634 | 591.1497 | 101.769 | 12.3164 | 3745769.346 | 3006982.807 | 81687.032 | 3691386.56 | 2975505.154 | 75037.1084 | 52895.9051 | 29990.7714 | 5163.0423 | 1486.8813 | 476681.569 | 278264.2453 | 59405.1174 | 6962.1038 | 5505.4897 | 139.4242 | 454850.6525 | 257889.9429 | 44396.8805 | 14868.8127 | 0.1094 | 0.089637 | 0.0022776 | 0.50288 | 0.28569 | 0.050288 | 0.022971 | 5000000 | scaled
445-897R | 1351774.732 | 1314501.555 | 36645.0715 | 628.1054 | 97.24% | 2.711% | 0.04647% | 351458.033 | 1315523.1524 | 19008.5478 | 16467.8927 | 315981.5932 | 72740.8712 | 38164.5369 | 1204617.7446 | 445 | 0.75637 | 0.43201 | 0.075593 | 1787192.8041 | 74538.3312 | 42195.4321 | 1235040.969 | 98547.758 | 55786.9375 | 1632858.1089 | 2315484.6673 | 125232.5937 | 108494.1852 | 2081757.8929 | 479563.9216 | 26517.1292 | 13912.5905 | 439134.2019 |  | 817 | 445-897R | 1351774.732 | 1000316.699 | 36251.5796 | 1314501.555 | 978898.1289 | 32020.7306 | 36645.0715 | 20790.4642 | 3602.7436 | 628.1054 | 74538.3312 | 55529.7834 | 1797.4601 | 74482.0838 | 55497.6671 | 1791.504 | 55.7748 | 31.6436 | 5.4835 | 0.47263 | 1235040.969 | 919059.3758 | 30423.2244 | 1232061.3 | 917344.1839 | 30078.8316 | 2922.6116 | 1658.1344 | 287.3352 | 57.0575 | 42195.4321 | 25727.5394 | 4030.8952 | 7958.1717 | 6056.2779 | 150.395 | 33666.6851 | 19100.6862 | 3309.9249 | 570.5753 | 0.010333 | 0.0077794 | 0.0001974 | 0.74516 | 0.42335 | 0.074515 | 0.00088 | 5000000 | scaled
448-1196F | 16695.9819 | 16597.3603 | 0 | 98.6216 | 99.41% | 0% | 0.5907% | 2087.1811 | 16535.1588 | 121.0697 | 17.9001 | 1948.2113 | 901.926 | 69.9924 | 15563.2405 | 448 | 0.0002432 | 0.0002198 | 0.0001478 | 68651241.4062 | 907.3385 | 160.9314 | 15627.712 | 3730832.7952 | 661724.4433 | 64258684.1694 | 66464061.8289 | 3855337.0164 | 570009.8379 | 62038714.8314 | 1088112.7943 | 59352.1465 | 4605.9183 | 1024154.7295 |  | 818 | 448-1196F | 16695.9819 | 14608.8008 | 160.8231 | 16597.3603 | 14510.1792 | 62.2015 | 0 | 0 | 0 | 98.6216 | 907.3385 | 786.2688 | 5.4126 | 907.2643 | 786.1946 | 5.3384 | 0 | 0 | 0 | 0.07421 | 15627.712 | 13679.5007 | 64.4715 | 15618.7531 | 13670.5419 | 55.5126 | 0 | 0 | 0 | 8.9589 | 160.9314 | 143.0313 | 90.939 | 71.3429 | 53.4428 | 1.3505 | 0 | 0 | 0 | 89.5885 | 9.74e-05 | 7.4e-05 | 2e-06 | 0 | 0 | 0 | 0.0001458 | 5000000 | scaled
448-1202 | 17607.0914 | 0 | 17607.0914 | 0 | 0% | 100% | 0% | 166.2835 | 348.1106 | 0.10921 | 131.8393 | 34.335 | 0.22862 | 276.0025 | 71.8795 | 448 | 0.61612 | 0.61612 | 0.61612 | 28577.2901 | 11.5635 | 13959.934 | 3635.5939 | 18.7683 | 22657.7504 | 5900.7715 | 28307.4028 | 18.591 | 22443.7693 | 5845.044 | 28012.2872 | 18.3972 | 22209.7834 | 5784.1071 |  | 819 | 448-1202 | 17607.0914 | 17440.808 | 17258.9808 | 0 | 0 | 0 | 17607.0914 | 17440.808 | 17258.9808 | 0 | 11.5635 | 11.4543 | 11.3349 | 0 | 0 | 0 | 11.5635 | 11.4543 | 11.3349 | 0 | 3635.5939 | 3601.259 | 3563.7144 | 0 | 0 | 0 | 3635.5939 | 3601.259 | 3563.7144 | 0 | 13959.934 | 13828.0947 | 13683.9314 | 0 | 0 | 0 | 13959.934 | 13828.0947 | 13683.9314 | 0 | 0 | 0 | 0 | 0.61612 | 0.61612 | 0.61612 | 0 | 5000000 | scaled
448-1203F | 57382.8736 | 0 | 57382.8736 | 0 | 0% | 100% | 0% | 543.2423 | 1137.0934 | 3.1942 | 428.4632 | 111.5849 | 6.686 | 896.8422 | 233.5651 | 448 | 0.61459 | 0.61459 | 0.61459 | 93368.4599 | 337.4056 | 45258.7141 | 11786.7539 | 548.9972 | 73641.0739 | 19178.3888 | 92484.5428 | 543.7999 | 72943.9169 | 18996.8279 | 91518.2797 | 538.1183 | 72181.8093 | 18798.3517 |  | 820 | 448-1203F | 57382.8736 | 56839.6312 | 56245.7802 | 0 | 0 | 0 | 57382.8736 | 56839.6312 | 56245.7802 | 0 | 337.4056 | 334.2114 | 330.7196 | 0 | 0 | 0 | 337.4056 | 334.2114 | 330.7196 | 0 | 11786.7539 | 11675.169 | 11553.1888 | 0 | 0 | 0 | 11786.7539 | 11675.169 | 11553.1888 | 0 | 45258.7141 | 44830.2509 | 44361.8719 | 0 | 0 | 0 | 45258.7141 | 44830.2509 | 44361.8719 | 0 | 0 | 0 | 0 | 0.61459 | 0.61459 | 0.61459 | 0 | 5000000 | scaled
448-1234R | 1211619.427 | 1179994.597 | 29987.3377 | 1637.4925 | 97.39% | 2.475% | 0.1351% | 287.27 | 1151610.0397 | 0.54633 | 263.8207 | 22.903 | 61622.0054 | 602.9138 | 1089385.1205 | 448 | 0.62101 | 0.62101 | 0.6101 | 1951059.7598 | 63213.8318 | 29079.6583 | 1119325.937 | 101792.6592 | 46826.7097 | 1802440.3911 | 1950597.1716 | 3709.6451 | 1791373.5918 | 155514.0705 | 98359.5978 | 5263.1667 | 51.4952 | 93044.9359 |  | 821 | 448-1234R | 1211619.427 | 1211332.157 | 60009.3873 | 1179994.597 | 1179994.597 | 28985.2864 | 29987.3377 | 29700.0684 | 29386.6084 | 1637.4925 | 63213.8318 | 63213.2855 | 1591.8264 | 63155.5694 | 63155.5694 | 1534.7065 | 57.0302 | 56.4839 | 55.8877 | 1.2322 | 1119325.937 | 1119303.034 | 29940.8165 | 1116786.468 | 1116786.468 | 27449.2409 | 2390.7173 | 2367.815 | 2342.8246 | 148.7509 | 29079.6583 | 28815.8376 | 28476.7445 | 52.5588 | 52.5588 | 1.3391 | 27539.5902 | 27275.7695 | 26987.8961 | 1487.5094 | 0.011189 | 0.011189 | 0.0002848 | 0.60757 | 0.60757 | 0.60757 | 0.0022506 | 5000000 | scaled
448-47R | 2612271.119 | 2400903.477 | 205973.7563 | 5393.8864 | 91.91% | 7.885% | 0.2065% | 7737.742 | 2340300.8842 | 317.3126 | 1808.9177 | 5611.512 | 131917.8615 | 4983.3235 | 2203399.6995 | 448 | 0.62882 | 0.62879 | 0.59996 | 4154240.4143 | 135851.9628 | 190580.6115 | 2285838.545 | 216042.5501 | 303076.3816 | 3635121.483 | 4142165.7962 | 169863.6887 | 968349.2969 | 3003952.9712 | 453316.5146 | 25552.5029 | 965.2703 | 426798.7414 |  | 822 | 448-47R | 2612271.119 | 2604533.377 | 271970.2348 | 2400903.477 | 2395185.74 | 64827.0933 | 205973.7563 | 203953.7504 | 201749.2552 | 5393.8864 | 135851.9628 | 135534.6502 | 3934.1013 | 135575.6668 | 135261.0241 | 3663.3889 | 272.2372 | 269.5674 | 266.6537 | 4.0587 | 2285838.545 | 2280227.033 | 82438.8455 | 2264096.182 | 2258693.094 | 61132.3662 | 21252.3792 | 21043.9549 | 20816.495 | 489.9843 | 190580.6115 | 188771.6938 | 185597.288 | 1231.6283 | 1231.6223 | 31.3382 | 184449.1398 | 182640.2281 | 180666.1065 | 4899.8433 | 0.029615 | 0.02958 | 0.000751 | 0.5916 | 0.5916 | 0.5916 | 0.0076048 | 5000000 | scaled
448-714R | 2119752.047 | 1180661.917 | 931759.2323 | 7330.8981 | 55.7% | 43.96% | 0.3458% | 493516.658 | 1997465.4251 | 5741.0835 | 362123.1205 | 125652.454 | 69007.9628 | 757351.6793 | 1171105.783 | 448 | 0.46343 | 0.27931 | 0.053078 | 4574063.9378 | 70593.5351 | 845036.837 | 1204121.675 | 152328.8271 | 1823445.5901 | 2598289.5208 | 5822235.533 | 67730.1162 | 4272127.5266 | 1482377.8906 | 2303895.4203 | 79594.4338 | 873536.5547 | 1350764.432 |  | 823 | 448-714R | 2119752.047 | 1626235.389 | 122286.6219 | 1180661.917 | 1090769.261 | 24435.3496 | 931759.2323 | 528135.2307 | 90520.3742 | 7330.8981 | 70593.5351 | 64852.4516 | 1585.5722 | 69013.8033 | 63954.6461 | 1427.121 | 1574.2155 | 892.2892 | 152.935 | 5.5163 | 1204121.675 | 1078469.221 | 33015.8919 | 1106213.978 | 1022685.181 | 22902.9155 | 97241.7532 | 55118.097 | 9447.0326 | 665.9438 | 845036.837 | 482913.7165 | 87685.1577 | 5434.1354 | 4129.434 | 105.3131 | 832943.2635 | 472124.8445 | 80920.4066 | 6659.438 | 0.034232 | 0.030983 | 0.0007882 | 0.41879 | 0.23792 | 0.041879 | 0.010411 | 5000000 | scaled
448-724R | 520638.974 | 396646.0173 | 118589.4581 | 5403.4986 | 76.18% | 22.78% | 1.038% | 86458.5699 | 495501.954 | 1892.6856 | 44694.7107 | 39871.1736 | 19287.6865 | 95950.6666 | 380263.6009 | 448 | 0.55035 | 0.32426 | 0.05999 | 946015.3386 | 19731.7047 | 111013.3673 | 389893.902 | 35853.0502 | 201714.3424 | 708447.946 | 1338978.5683 | 29311.9066 | 692184.2425 | 617482.4197 | 419021.567 | 16310.6453 | 81140.7469 | 321570.1748 |  | 824 | 448-724R | 520638.974 | 434180.4041 | 25137.02 | 396646.0173 | 361493.0457 | 8150.6003 | 118589.4581 | 67283.8598 | 11582.9212 | 5403.4986 | 19731.7047 | 17839.019 | 444.0182 | 19463.8054 | 17685.2625 | 414.183 | 263.8333 | 149.6906 | 25.7692 | 4.066 | 389893.902 | 350022.7284 | 9630.3011 | 374298.0302 | 340961.7696 | 7664.1 | 15105.0143 | 8570.1013 | 1475.3435 | 490.8575 | 111013.3673 | 66318.6566 | 15062.7007 | 2884.1817 | 2846.0136 | 72.3172 | 103220.6104 | 58564.0679 | 10081.8084 | 4908.5751 | 0.024005 | 0.021805 | 0.0005532 | 0.51879 | 0.2949 | 0.051879 | 0.007558 | 5000000 | scaled
448-735R | 630762.6745 | 499073.4843 | 126725.7606 | 4963.4296 | 79.12% | 20.09% | 0.7869% | 1424.9168 | 491738.9948 | 1.9834 | 1246.3967 | 176.5368 | 28420.0452 | 4246.3421 | 459072.6076 | 448 | 0.54202 | 0.54202 | 0.52055 | 1163735.2772 | 29207.5396 | 117040.7609 | 484514.374 | 53886.8985 | 215936.1481 | 893912.2306 | 1161106.3551 | 1616.167 | 1015637.6353 | 143852.6098 | 267073.3168 | 15435.4969 | 2306.2736 | 249331.5463 |  | 825 | 448-735R | 630762.6745 | 629337.7577 | 139023.6797 | 499073.4843 | 499073.4843 | 10314.1174 | 126725.7606 | 125300.8439 | 123746.1327 | 4963.4296 | 29207.5396 | 29205.5563 | 787.4944 | 29027.413 | 29027.413 | 611.5152 | 176.3918 | 174.4085 | 172.2444 | 3.7348 | 484514.374 | 484337.8372 | 25441.7664 | 468363.0994 | 468363.0994 | 9659.646 | 15700.3932 | 15523.8564 | 15331.2391 | 450.8813 | 117040.7609 | 115794.3642 | 112794.4188 | 1682.9718 | 1682.9718 | 42.9563 | 110848.9756 | 109602.579 | 108242.6492 | 4508.8134 | 0.02203 | 0.02203 | 0.000559 | 0.51301 | 0.51301 | 0.51301 | 0.0069734 | 5000000 | scaled
448-744R | 9104561.632 | 8347199.644 | 739812.5409 | 17549.4469 | 91.68% | 8.126% | 0.1928% | 1335201.446 | 8835293.0752 | 59293.1868 | 289742.208 | 986166.051 | 474191.6789 | 608269.8258 | 7752831.5699 | 448 | 0.49442 | 0.31993 | 0.06461 | 18414705.031 | 484758.3102 | 689010.6773 | 7930792.644 | 980462.5038 | 1393579.2736 | 16040663.2526 | 24284502.1048 | 1078418.1847 | 5269800.5092 | 17936283.4072 | 4167585.8734 | 223675.0412 | 286919.3712 | 3656991.4608 |  | 826 | 448-744R | 9104561.632 | 7769360.186 | 269268.5568 | 8347199.644 | 7332660.221 | 180058.555 | 739812.5409 | 419150.5173 | 71660.5548 | 17549.4469 | 484758.3102 | 425465.1234 | 10566.6313 | 483701.8876 | 424860.8695 | 10452.3766 | 1043.2172 | 591.0484 | 101.0493 | 13.2054 | 7930792.644 | 6944626.593 | 177961.0741 | 7858068.302 | 6902732.675 | 169476.9828 | 71130.1383 | 40299.7146 | 6889.8875 | 1594.2038 | 689010.6773 | 399268.4693 | 80740.8515 | 5429.4542 | 5066.6772 | 129.1956 | 667639.1854 | 378259.7543 | 64669.6181 | 15942.0377 | 0.091514 | 0.080387 | 0.0020422 | 0.37815 | 0.21479 | 0.037815 | 0.024753 | 5000000 | scaled
448-9R | 5644810.862 | 5273684.835 | 360369.0586 | 10756.9686 | 93.43% | 6.384% | 0.1906% | 967444.319 | 5483593.041 | 46419.2573 | 144189.2839 | 776835.778 | 292813.3438 | 309601.2535 | 4881178.4438 | 448 | 0.54394 | 0.3311 | 0.063595 | 10377638.963 | 299433.064 | 351255.8172 | 4994121.981 | 550489.3446 | 645762.3016 | 9181387.3171 | 14126851.2457 | 677824.9972 | 2105486.0987 | 11343540.1527 | 2535078.67 | 135368.3354 | 143129.4278 | 2256580.9068 |  | 827 | 448-9R | 5644810.862 | 4677366.543 | 161217.821 | 5273684.835 | 4462424.711 | 115336.7608 | 360369.0586 | 204184.8637 | 35124.0916 | 10756.9686 | 299433.064 | 253013.8067 | 6619.7202 | 299040.9078 | 252788.1032 | 6574.1925 | 384.0619 | 217.6092 | 37.4334 | 8.0943 | 4994121.981 | 4217286.203 | 112943.5372 | 4956639.117 | 4195624.932 | 108408.2663 | 36505.6934 | 20684.1011 | 3558.1005 | 977.1704 | 351255.8172 | 207066.5333 | 41654.5637 | 18004.81 | 14011.676 | 354.302 | 323479.3033 | 183283.1534 | 31528.5577 | 9771.7039 | 0.055676 | 0.047361 | 0.001201 | 0.47319 | 0.26866 | 0.047319 | 0.015075 | 5000000 | scaled
449-13R | 6729964.73 | 6090025.906 | 628975.8541 | 10962.9702 | 90.49% | 9.346% | 0.1629% | 3474807.108 | 6580378.3572 | 209197.2723 | 251861.7222 | 3013748.114 | 392480.0666 | 523529.3069 | 5664368.9841 | 449 | 0.28234 | 0.16239 | 0.037795 | 23836299.8289 | 397736.6458 | 587526.1696 | 5744701.915 | 1408710.1972 | 2080909.8558 | 20346679.7773 | 20045678.6689 | 1206829.953 | 1452955.2275 | 17385893.4912 | 3957814.0293 | 236059.8479 | 314880.3189 | 3406873.8628 |  | 828 | 449-13R | 6729964.73 | 3255157.622 | 149586.3728 | 6090025.906 | 2888444.864 | 79044.8347 | 628975.8541 | 355749.7877 | 59578.5679 | 10962.9702 | 397736.6458 | 188539.3735 | 5256.5792 | 396782.775 | 187996.2791 | 5158.7576 | 945.6215 | 534.8451 | 89.5722 | 8.2493 | 5744701.915 | 2730953.801 | 80332.9309 | 5685196.281 | 2696864.705 | 73794.8199 | 58509.7507 | 33093.2121 | 5542.2273 | 995.8837 | 587526.1696 | 335664.4474 | 63996.8627 | 8046.8505 | 3583.8797 | 91.2571 | 569520.4819 | 322121.7304 | 53946.7684 | 9958.8372 | 0.049545 | 0.023454 | 0.000612 | 0.21735 | 0.12348 | 0.021735 | 0.015449 | 5000000 | scaled
449-16R | 1495506.466 | 1450226.126 | 43776.0814 | 1504.2583 | 96.97% | 2.927% | 0.1006% | 558284.7177 | 1468187.6708 | 32222.9835 | 17394.1917 | 508667.5429 | 85410.7434 | 36324.8721 | 1346452.0557 | 449 | 0.23738 | 0.13644 | 0.02503 | 6300031.2831 | 86720.7106 | 41493.3537 | 1367292.402 | 365323.188 | 174796.5872 | 5759911.5093 | 6869102.7153 | 396469.7155 | 214017.1232 | 6258615.8807 | 1091433.3565 | 63493.3368 | 27003.4805 | 1000936.5395 |  | 829 | 449-16R | 1495506.466 | 937221.7483 | 27318.7952 | 1450226.126 | 910932.8793 | 21658.4408 | 43776.0814 | 24784.6107 | 4156.096 | 1504.2583 | 86720.7106 | 54497.7272 | 1309.9673 | 86677.5806 | 54472.8173 | 1304.8481 | 41.9981 | 23.778 | 3.9873 | 1.1319 | 1367292.402 | 858624.8591 | 20840.3463 | 1363449.294 | 856389.7329 | 20351.8076 | 3706.4597 | 2098.4784 | 351.8908 | 136.6479 | 41493.3537 | 24099.162 | 5168.4816 | 99.2516 | 70.3291 | 1.7852 | 40027.6236 | 22662.3544 | 3800.2179 | 1366.4786 | 0.0071532 | 0.0046288 | 0.0001172 | 0.22813 | 0.12971 | 0.022813 | 0.0021002 | 5000000 | scaled
449-683 | 625312.9379 | 604656.2756 | 19735.4701 | 921.1921 | 96.7% | 3.156% | 0.1473% | 242057.61 | 612209.1364 | 12097.8754 | 6772.3336 | 223187.4009 | 30912.9296 | 14140.4217 | 567155.7851 | 449 | 0.34581 | 0.1975 | 0.035277 | 1808268.3489 | 31460.5516 | 16483.0417 | 577369.3446 | 90977.0391 | 47665.3541 | 1669625.9556 | 1940507.7599 | 96985.2633 | 54291.8934 | 1789230.6024 | 371452.4251 | 18756.1439 | 8579.5745 | 344116.7066 |  | 830 | 449-683 | 625312.9379 | 383255.3279 | 13103.8015 | 604656.2756 | 371142.9864 | 10277.8581 | 19735.4701 | 11191.1494 | 1904.7513 | 921.1921 | 31460.5516 | 19362.6762 | 547.6219 | 31379.1282 | 19316.2043 | 539.1372 | 80.7302 | 45.7787 | 7.7916 | 0.69317 | 577369.3446 | 354181.9437 | 10213.5595 | 573224.5939 | 351795.4017 | 9737.9273 | 4061.069 | 2302.8603 | 391.9504 | 83.6817 | 16483.0417 | 9710.7081 | 2342.62 | 52.5536 | 31.3804 | 0.79361 | 15593.6709 | 8842.5104 | 1505.0092 | 836.8172 | 0.0056884 | 0.0035234 | 8.92e-05 | 0.33881 | 0.19267 | 0.033881 | 0.0013068 | 5000000 | scaled
449-693R | 5260705.558 | 5196144.711 | 60632.213 | 3928.6343 | 98.77% | 1.153% | 0.07468% | 2068747.475 | 5173469.5962 | 114996.0646 | 23885.3273 | 1929866.083 | 287386.4381 | 49909.8766 | 4836173.2814 | 449 | 0.26107 | 0.15165 | 0.028805 | 20150463.0078 | 291775.2654 | 58674.2174 | 4910256.075 | 1117608.0142 | 224744.1211 | 18808110.8717 | 21048218.2172 | 1170013.3975 | 243018.3421 | 19635186.4768 | 3028458.6144 | 168230.9943 | 29216.3688 | 2831011.2512 |  | 831 | 449-693R | 5260705.558 | 3191958.083 | 87235.9618 | 5196144.711 | 3153704.285 | 77551.3378 | 60632.213 | 34325.1638 | 5755.9897 | 3928.6343 | 291775.2654 | 176779.2008 | 4388.8273 | 291696.1195 | 176733.1119 | 4378.6382 | 76.1898 | 43.1326 | 7.2329 | 2.9562 | 4910256.075 | 2980389.992 | 74082.7936 | 4903997.441 | 2976692.005 | 73165.6433 | 5901.7547 | 3341.1068 | 560.2705 | 356.8798 | 58674.2174 | 34788.8901 | 8764.3408 | 451.1507 | 279.1674 | 7.0562 | 54654.2685 | 30940.9244 | 5188.4863 | 3568.7983 | 0.02757 | 0.016478 | 0.000418 | 0.2279 | 0.12958 | 0.02279 | 0.005597 | 5000000 | scaled
449-6R | 2320016.154 | 2216709.839 | 100168.8011 | 3137.5142 | 95.55% | 4.318% | 0.1352% | 1082343.747 | 2203693.844 | 60029.5807 | 43156.5522 | 979157.614 | 122457.5977 | 91330.4513 | 1989905.7947 | 449 | 0.24779 | 0.14246 | 0.027632 | 9362907.6226 | 128453.2163 | 103488.4584 | 2088074.479 | 518399.6654 | 417649.1937 | 8426858.7623 | 8687944.4765 | 481855.8476 | 346416.4966 | 7859672.1307 | 4209726.1127 | 233931.2913 | 174468.9658 | 3801325.855 |  | 832 | 449-6R | 2320016.154 | 1237672.407 | 116322.31 | 2216709.839 | 1177835.457 | 103677.6401 | 100168.8011 | 56699.4352 | 9507.1557 | 3137.5142 | 128453.2163 | 68423.6356 | 5995.6186 | 128330.9504 | 68353.4039 | 5981.8774 | 119.905 | 67.8709 | 11.3803 | 2.3609 | 2088074.479 | 1108916.865 | 98168.6843 | 2079373.639 | 1103868.166 | 97084.913 | 8415.8262 | 4763.6848 | 798.7574 | 285.0139 | 103488.4584 | 60331.9062 | 12158.0071 | 9005.249 | 5613.8873 | 610.8498 | 91633.0699 | 51867.8795 | 8697.018 | 2850.1394 | 0.016402 | 0.0090308 | 0.0005438 | 0.227 | 0.12904 | 0.0227 | 0.0043882 | 5000000 | scaled
45-15AE | 8755.1054 | 8137.3184 | 0 | 617.7871 | 92.94% | 0% | 7.056% | 3866.1628 | 7997.6703 | 35.9808 | 3645.8099 | 184.3721 | 68.0469 | 7581.3829 | 348.2405 | 45 | 0.0022584 | 0.0016026 | 0.0008948 | 3876685.0173 | 71.5449 | 8263.3862 | 420.1743 | 31679.4749 | 3658956.0047 | 186049.5375 | 3050631.8794 | 28391.0075 | 2876760.3662 | 145480.5055 | 846485.4136 | 7202.1869 | 802424.9347 | 36858.292 |  | 833 | 45-15AE | 8755.1054 | 4888.9426 | 757.4351 | 8137.3184 | 4271.1556 | 139.6481 | 0 | 0 | 0 | 617.7871 | 71.5449 | 35.5641 | 3.498 | 71.0801 | 35.0992 | 3.0332 | 0 | 0 | 0 | 0.46486 | 420.1743 | 235.8022 | 71.9338 | 364.0541 | 179.682 | 15.8136 | 0 | 0 | 0 | 56.1202 | 8263.3862 | 4617.5763 | 682.0033 | 7702.1842 | 4056.3743 | 120.8013 | 0 | 0 | 0 | 561.202 | 0.0013822 | 0.0007264 | 1.86e-05 | 0 | 0 | 0 | 0.0008762 | 5000000 | scaled
45-16 | 10660.9368 | 9199.2042 | 0 | 1461.7326 | 86.29% | 0% | 13.71% | 5285.1915 | 9103.6992 | 1122.6671 | 737.4166 | 3425.1077 | 1927.7377 | 1292.7659 | 5883.1956 | 45 | 0.0075584 | 0.0044674 | 0.0021668 | 1410475.3427 | 1949.4481 | 2634.2723 | 6077.2164 | 257918.0931 | 348522.4751 | 804034.774 | 1203327.5198 | 255607.8187 | 167894.3411 | 779825.3593 | 718680.8473 | 152182.9872 | 102055.8843 | 464441.9756 |  | 834 | 45-16 | 10660.9368 | 5375.7454 | 1557.2377 | 9199.2042 | 3914.0128 | 95.5051 | 0 | 0 | 0 | 1461.7326 | 1949.4481 | 826.781 | 21.7105 | 1948.3482 | 825.6811 | 20.6105 | 0 | 0 | 0 | 1.0999 | 6077.2164 | 2652.1088 | 194.0208 | 5944.4316 | 2519.324 | 61.236 | 0 | 0 | 0 | 132.7848 | 2634.2723 | 1896.8556 | 1341.5064 | 1306.4244 | 569.0077 | 13.6585 | 0 | 0 | 0 | 1327.8479 | 0.0054512 | 0.0023602 | 5.96e-05 | 0 | 0 | 0 | 0.0021072 | 5000000 | scaled
450-113F | 1498.393 | 1424.8125 | 0 | 73.5805 | 95.09% | 0% | 4.911% | 933.9271 | 1424.8058 | 87.597 | 0.39654 | 845.9335 | 130.4961 | 0.69823 | 1293.6115 | 450 | 0.0002576 | 0.0001688 | 0.000103 | 5816743.1522 | 130.5515 | 67.546 | 1300.2956 | 506799.2698 | 262212.5401 | 5047731.3432 | 3343992.5539 | 313647.391 | 1419.8407 | 3028925.3232 | 714438.8016 | 65434.5262 | 350.1111 | 648654.1643 |  | 835 | 450-113F | 1498.393 | 564.4659 | 73.5872 | 1424.8125 | 490.8854 | 0.0066628 | 0 | 0 | 0 | 73.5805 | 130.5515 | 42.9545 | 0.055367 | 130.4961 | 42.8991 | 0 | 0 | 0 | 0 | 0.055367 | 1300.2956 | 454.3621 | 6.6841 | 1293.6115 | 447.678 | 0 | 0 | 0 | 0 | 6.6841 | 67.546 | 67.1494 | 66.8477 | 0.70489 | 0.30835 | 0.0066628 | 0 | 0 | 0 | 66.8411 | 0.0001564 | 6.76e-05 | 1.8e-06 | 0 | 0 | 0 | 0.0001012 | 5000000 | scaled
450-114F | 28614.9665 | 28133.0301 | 0 | 481.9364 | 98.32% | 0% | 1.684% | 13308.258 | 27947.0744 | 1108.9262 | 746.8659 | 11452.466 | 2293.4566 | 1278.3402 | 24375.2775 | 450 | 0.0023436 | 0.001426 | 0.0007006 | 12209833.7899 | 2310.5769 | 1729.2265 | 24575.1631 | 985909.2234 | 737850.5189 | 10486074.0485 | 10734017.1669 | 894424.5306 | 602398.2157 | 9237194.4191 | 953314.4548 | 78233.0668 | 43606.0027 | 831475.3853 |  | 836 | 450-114F | 28614.9665 | 15306.7085 | 667.8921 | 28133.0301 | 14824.7721 | 185.9558 | 0 | 0 | 0 | 481.9364 | 2310.5769 | 1201.6507 | 17.1202 | 2310.2142 | 1201.2881 | 16.7576 | 0 | 0 | 0 | 0.36264 | 24575.1631 | 13122.6972 | 199.8856 | 24531.3837 | 13078.9177 | 156.1062 | 0 | 0 | 0 | 43.7794 | 1729.2265 | 982.3606 | 450.8863 | 1291.4322 | 544.5663 | 13.092 | 0 | 0 | 0 | 437.7943 | 0.0016618 | 0.0007442 | 1.88e-05 | 0 | 0 | 0 | 0.0006818 | 5000000 | scaled
450-17 | 8346.6073 | 0 | 8346.6073 | 0 | 0% | 100% | 0% | 571.6463 | 1190.2512 | 1.2399 | 509.5807 | 60.8256 | 2.5817 | 1061.0217 | 126.6478 | 450 | 0.071803 | 0.071803 | 0.071803 | 116242.5084 | 18.1043 | 7440.3884 | 888.1147 | 252.1367 | 103621.672 | 12368.6997 | 108281.2384 | 234.8682 | 96524.7838 | 11521.5866 | 99665.9787 | 216.1812 | 88844.9114 | 10604.8861 |  | 837 | 450-17 | 8346.6073 | 7774.9611 | 7156.3561 | 0 | 0 | 0 | 8346.6073 | 7774.9611 | 7156.3561 | 0 | 18.1043 | 16.8643 | 15.5225 | 0 | 0 | 0 | 18.1043 | 16.8643 | 15.5225 | 0 | 888.1147 | 827.2891 | 761.4669 | 0 | 0 | 0 | 888.1147 | 827.2891 | 761.4669 | 0 | 7440.3884 | 6930.8076 | 6379.3667 | 0 | 0 | 0 | 7440.3884 | 6930.8076 | 6379.3667 | 0 | 0 | 0 | 0 | 0.071803 | 0.071803 | 0.071803 | 0 | 5000000 | scaled
450-18 | 2022.8514 | 0 | 2022.8514 | 0 | 0% | 100% | 0% | 138.6766 | 288.8713 | 0.31636 | 127.3086 | 11.0517 | 0.659 | 265.191 | 23.0213 | 450 | 0.071668 | 0.071668 | 0.071668 | 28225.2302 | 4.6147 | 1857.0278 | 161.2089 | 64.3903 | 25911.4608 | 2249.3791 | 26290.2492 | 59.9761 | 24135.1003 | 2095.1729 | 24194.5542 | 55.1951 | 22211.2003 | 1928.1587 |  | 838 | 450-18 | 2022.8514 | 1884.1748 | 1733.9802 | 0 | 0 | 0 | 2022.8514 | 1884.1748 | 1733.9802 | 0 | 4.6147 | 4.2984 | 3.9557 | 0 | 0 | 0 | 4.6147 | 4.2984 | 3.9557 | 0 | 161.2089 | 150.1573 | 138.1877 | 0 | 0 | 0 | 161.2089 | 150.1573 | 138.1877 | 0 | 1857.0278 | 1729.7192 | 1591.8367 | 0 | 0 | 0 | 1857.0278 | 1729.7192 | 1591.8367 | 0 | 0 | 0 | 0 | 0.071668 | 0.071668 | 0.071668 | 0 | 5000000 | scaled
450-1850 | 296713.7732 | 288152.8007 | 8067.1958 | 493.7767 | 97.11% | 2.719% | 0.1664% | 169792.9334 | 294241.63 | 9355.0729 | 3277.0607 | 157160.8 | 16046.3664 | 6803.8108 | 271391.4528 | 450 | 0.073712 | 0.041867 | 0.0078612 | 4025289.8183 | 16134.5826 | 7888.1307 | 272691.06 | 218885.5959 | 107012.2621 | 3699391.9612 | 3031524.585 | 167027.7605 | 58509.4433 | 2805987.3839 | 314474.0252 | 17149.7332 | 7271.6487 | 290052.6434 |  | 839 | 450-1850 | 296713.7732 | 126920.8398 | 2472.1432 | 288152.8007 | 121910.3112 | 1287.1347 | 8067.1958 | 4516.7519 | 691.2318 | 493.7767 | 16134.5826 | 6779.5097 | 88.2162 | 16128.0671 | 6775.6983 | 87.3182 | 6.1439 | 3.4399 | 0.52644 | 0.37155 | 272691.06 | 115530.26 | 1299.6072 | 272002.3193 | 115124.8991 | 1199.5813 | 643.8857 | 360.5059 | 55.1709 | 44.855 | 7888.1307 | 4611.07 | 1084.3199 | 22.4143 | 9.7138 | 0.23524 | 7417.1662 | 4152.8061 | 635.5345 | 448.5501 | 0.0014884 | 0.0006442 | 1.62e-05 | 0.071532 | 0.040531 | 0.0071532 | 0.0006918 | 5000000 | scaled
450-1851F | 8274122.453 | 8210482.261 | 59308.9491 | 4331.2423 | 99.23% | 0.7168% | 0.05235% | 4406197.423 | 8189935.6125 | 775457.4453 | 23977.47 | 3606762.507 | 1439822.2935 | 49665.5236 | 6700447.7951 | 450 | 0.099477 | 0.056942 | 0.013583 | 83176236.2456 | 1453153.397 | 58160.5647 | 6762808.491 | 14607933.462 | 584663.4369 | 67983639.3438 | 67927930.1951 | 11954802.3288 | 369647.5104 | 55603480.345 | 6198138.8291 | 1089656.7307 | 37586.8413 | 5070895.2568 |  | 840 | 450-1851F | 8274122.453 | 3867925.03 | 84186.8405 | 8210482.261 | 3830368.06 | 74776.383 | 59308.9491 | 33225.7275 | 5079.2152 | 4331.2423 | 1453153.397 | 677695.9517 | 13331.1035 | 1453080.52 | 677653.6914 | 13321.8822 | 69.6183 | 39.0012 | 5.9621 | 3.2591 | 6762808.491 | 3156045.984 | 62360.6959 | 6756281.561 | 3152216.469 | 61441.9722 | 6133.4769 | 3436.0621 | 525.2706 | 393.453 | 58160.5647 | 34183.0947 | 8495.0411 | 1120.1808 | 497.9004 | 12.5285 | 53105.8538 | 29750.6642 | 4547.9825 | 3934.5301 | 0.022058 | 0.010363 | 0.0002634 | 0.071222 | 0.040381 | 0.0071222 | 0.006197 | 5000000 | scaled
450-1853F | 792201.7619 | 734911.7387 | 56544.6979 | 745.3253 | 92.77% | 7.138% | 0.09408% | 414810.8386 | 782183.1923 | 20733.8329 | 22930.3443 | 371146.6614 | 39335.4743 | 47634.6158 | 695213.1022 | 450 | 0.075291 | 0.042922 | 0.0082068 | 10521837.3714 | 39596.2031 | 52738.779 | 699866.7798 | 525907.4519 | 700464.0512 | 9295465.8685 | 8792482.2539 | 439481.9061 | 486039.9644 | 7866960.3836 | 1220764.4405 | 61391.4345 | 74344.0229 | 1085028.9831 |  | 841 | 450-1853F | 792201.7619 | 377390.9233 | 10018.5696 | 734911.7387 | 344948.9434 | 4431.7182 | 56544.6979 | 31696.6546 | 4841.5261 | 745.3253 | 39596.2031 | 18862.3702 | 260.7289 | 39505.8716 | 18811.4876 | 252.4816 | 89.7707 | 50.3218 | 7.6864 | 0.56083 | 699866.7798 | 328720.1184 | 4653.6776 | 694994.9819 | 325959.4342 | 4174.631 | 4804.0921 | 2692.9783 | 411.3407 | 67.7059 | 52738.779 | 29808.4347 | 5104.1632 | 410.8852 | 178.0216 | 4.6056 | 51650.8351 | 28953.3544 | 4422.4989 | 677.0586 | 0.0031252 | 0.0015218 | 3.86e-05 | 0.071109 | 0.040343 | 0.0071108 | 0.0010574 | 5000000 | scaled
450-1854 | 1132288.745 | 1078517.045 | 52365.0744 | 1406.6265 | 95.25% | 4.625% | 0.1242% | 545614.5697 | 1099791.0458 | 37481.4143 | 21377.9477 | 486755.2076 | 74685.5642 | 44368.6939 | 980736.7876 | 450 | 0.079085 | 0.045 | 0.0092232 | 14317364.1651 | 76529.1639 | 49759.508 | 1006000.073 | 967682.4166 | 629190.2137 | 12720491.5344 | 13037203.8956 | 895600.7928 | 510816.0204 | 11630787.0814 | 3523473.3303 | 239275.0829 | 142146.9199 | 3142051.3274 |  | 842 | 450-1854 | 1132288.745 | 586674.1753 | 32497.6992 | 1078517.045 | 555923.0029 | 26607.7469 | 52365.0744 | 29344.546 | 4483.3258 | 1406.6265 | 76529.1639 | 39047.7496 | 1843.5997 | 76460.8567 | 39009.006 | 1836.7836 | 67.2488 | 37.6852 | 5.7576 | 1.0584 | 1006000.073 | 519244.8654 | 25263.2854 | 1001547.565 | 516693.5778 | 24765.2373 | 4324.7292 | 2423.5087 | 370.2691 | 127.7789 | 49759.508 | 28381.5603 | 5390.8141 | 508.6226 | 220.4191 | 5.7259 | 47973.0964 | 26883.3521 | 4107.2991 | 1277.7891 | 0.0059382 | 0.0026418 | 8.68e-05 | 0.071123 | 0.040334 | 0.0071122 | 0.0020242 | 5000000 | scaled
450-50R | 537070.1579 | 174705.6831 | 362045.482 | 318.9929 | 32.53% | 67.41% | 0.0594% | 271204.6668 | 504750.6599 | 6729.8315 | 145839.6615 | 118635.1739 | 10713.6765 | 303352.276 | 190684.7072 | 450 | 0.071801 | 0.040827 | 0.0074788 | 7480002.422 | 10830.0196 | 331975.7312 | 194264.4071 | 150834.2467 | 4623565.9101 | 2705602.2649 | 6511937.8432 | 161591.0402 | 3501779.0142 | 2848567.7899 | 4321481.7939 | 91726.3945 | 2597185.9818 | 1632569.4174 |  | 843 | 450-50R | 537070.1579 | 265865.4911 | 32319.498 | 174705.6831 | 62641.6399 | 1045.024 | 362045.482 | 202904.8583 | 30955.4812 | 318.9929 | 10830.0196 | 4100.1881 | 116.343 | 10312.8986 | 3810.2672 | 71.9088 | 516.8809 | 289.6809 | 44.1942 | 0.24003 | 194264.4071 | 75629.2332 | 3579.6999 | 164049.1467 | 58682.648 | 969.7458 | 30186.2828 | 16917.6077 | 2580.9766 | 28.9775 | 331975.7312 | 186136.0697 | 28623.4552 | 343.6377 | 148.7247 | 3.3694 | 331342.3182 | 185697.5697 | 28330.3105 | 289.7753 | 0.0012638 | 0.0006164 | 1.56e-05 | 0.070082 | 0.039756 | 0.0070082 | 0.000455 | 5000000 | scaled
450-88R | 894374.4666 | 384233.6124 | 507079.2379 | 3061.6162 | 42.96% | 56.7% | 0.3423% | 418400.1485 | 842459.2684 | 30291.9685 | 210722.1218 | 177386.0582 | 58491.6962 | 435678.6405 | 348288.9318 | 450 | 0.082954 | 0.047842 | 0.011402 | 10781519.3239 | 59352.0995 | 478184.8811 | 356837.486 | 715478.618 | 5764430.592 | 4301610.1135 | 9948963.2057 | 720300.1266 | 5010673.7388 | 4217989.34 | 4553006.2224 | 316113.8664 | 2354591.6524 | 1882300.7035 |  | 844 | 450-88R | 894374.4666 | 475974.3181 | 51915.1981 | 384233.6124 | 188821.674 | 5519.128 | 507079.2379 | 284091.028 | 43334.454 | 3061.6162 | 59352.0995 | 29060.131 | 860.4033 | 58610.4919 | 28643.6324 | 794.9194 | 739.3038 | 414.1948 | 63.1801 | 2.3038 | 356837.486 | 179451.4278 | 8548.5542 | 313222.7746 | 154893.9927 | 4566.9357 | 43336.592 | 24279.3159 | 3703.4992 | 278.1193 | 478184.8811 | 267462.7593 | 42506.2406 | 12400.3459 | 5284.0489 | 157.2729 | 463003.3421 | 259397.5173 | 39567.7746 | 2781.1931 | 0.0089648 | 0.004001 | 0.0001024 | 0.069655 | 0.039506 | 0.0069656 | 0.0043344 | 5000000 | scaled
451-38F | 1674.3155 | 756.0344 | 0 | 918.2811 | 45.15% | 0% | 54.85% | 352.5101 | 745.5794 | 0 | 352.5101 | 0 | 0 | 745.5794 | 0 | 451 | 0.004114 | 0.0027706 | 0.0013262 | 406979.9562 | 0.69098 | 1590.2073 | 83.4173 | 167.9575 | 386535.5559 | 20276.4429 | 477082.7351 | 0 | 477082.7351 | 0 | 700298.7387 | 0 | 700298.7388 | 0 |  | 845 | 451-38F | 1674.3155 | 1321.8054 | 928.7362 | 756.0344 | 403.5243 | 10.4551 | 0 | 0 | 0 | 918.2811 | 0.69098 | 0.69098 | 0.69098 | 0 | 0 | 0 | 0 | 0 | 0 | 0.69098 | 83.4173 | 83.4173 | 83.4173 | 0 | 0 | 0 | 0 | 0 | 0 | 83.4173 | 1590.2073 | 1237.6972 | 844.6279 | 756.0344 | 403.5243 | 10.4551 | 0 | 0 | 0 | 834.1729 | 0.0028254 | 0.001482 | 3.76e-05 | 0 | 0 | 0 | 0.0012886 | 5000000 | scaled
452-1403 | 137227.0032 | 137083.0943 | 0 | 143.9088 | 99.9% | 0% | 0.1049% | 80169.3569 | 137025.0092 | 4515.923 | 1.1327 | 75652.3011 | 7692.6123 | 2.0262 | 129330.3707 | 452 | 0.0007938 | 0.000468 | 0.0002056 | 172873523.8095 | 7697.8033 | 132.775 | 129396.4249 | 9697408.9834 | 167265.113 | 163008849.7103 | 121918047.735 | 6867618.018 | 1722.533 | 115048707.1884 | 982460.8979 | 55155.5579 | 14.5277 | 927290.8123 |  | 846 | 452-1403 | 137227.0032 | 57057.6463 | 201.994 | 137083.0943 | 56913.7375 | 58.0851 | 0 | 0 | 0 | 143.9088 | 7697.8033 | 3181.8802 | 5.1909 | 7697.695 | 3181.7719 | 5.0826 | 0 | 0 | 0 | 0.10829 | 129396.4249 | 53744.1237 | 66.0542 | 129383.3521 | 53731.051 | 52.9814 | 0 | 0 | 0 | 13.0728 | 132.775 | 131.6424 | 130.7489 | 2.0473 | 0.91459 | 0.02108 | 0 | 0 | 0 | 130.7278 | 0.000595 | 0.0002692 | 6.8e-06 | 0 | 0 | 0 | 0.0001988 | 5000000 | scaled
452-1404F | 625542.4811 | 624941.0442 | 0 | 601.4368 | 99.9% | 0% | 0.09615% | 354406.5541 | 621084.0382 | 41020.5312 | 16.0319 | 313369.9911 | 71963.5109 | 32.9287 | 549087.5987 | 452 | 0.0036434 | 0.0023618 | 0.0008924 | 171691958.3631 | 72450.4657 | 579.7091 | 552512.3063 | 19885399.8079 | 159112.1309 | 151647446.4237 | 114800544.9234 | 13287506.3375 | 5193.0946 | 101507845.5089 | 4996013.9612 | 578876.0986 | 264.8792 | 4416872.9834 |  | 847 | 452-1404F | 625542.4811 | 271135.927 | 4458.4429 | 624941.0442 | 270534.4902 | 3857.006 | 0 | 0 | 0 | 601.4368 | 72450.4657 | 31429.9345 | 486.9548 | 72450.0131 | 31429.4819 | 486.5022 | 0 | 0 | 0 | 0.45256 | 552512.3063 | 239142.3152 | 3424.7076 | 552457.6713 | 239087.6803 | 3370.0727 | 0 | 0 | 0 | 54.6349 | 579.7091 | 563.6773 | 546.7804 | 33.3598 | 17.328 | 0.43112 | 0 | 0 | 0 | 546.3493 | 0.0027896 | 0.001508 | 3.86e-05 | 0 | 0 | 0 | 0.0008538 | 5000000 | scaled
452-1405 | 181217.3939 | 180925.7126 | 0 | 291.6813 | 99.84% | 0% | 0.161% | 90752.6823 | 171253.7724 | 6987.058 | 4.0959 | 83761.5283 | 13136.7949 | 7.1481 | 158109.8294 | 452 | 0.001513 | 0.000885 | 0.000418 | 119773558.427 | 13811.5181 | 272.196 | 167133.6798 | 9128564.4878 | 179904.8196 | 110465089.0945 | 102220013.1299 | 7869928.9563 | 4613.5054 | 94345470.6292 | 23836415.067 | 1828479.9935 | 994.9216 | 22006940.1465 |  | 848 | 452-1405 | 181217.3939 | 90464.7116 | 9963.6215 | 180925.7126 | 90173.0303 | 9671.9402 | 0 | 0 | 0 | 291.6813 | 13811.5181 | 6824.4601 | 674.7231 | 13811.2986 | 6824.2406 | 674.5037 | 0 | 0 | 0 | 0.21948 | 167133.6798 | 83372.1515 | 9023.8504 | 167107.1833 | 83345.655 | 8997.3539 | 0 | 0 | 0 | 26.4965 | 272.196 | 268.1 | 265.0479 | 7.2307 | 3.1348 | 0.082657 | 0 | 0 | 0 | 264.9653 | 0.0011074 | 0.0004794 | 1.24e-05 | 0 | 0 | 0 | 0.0004056 | 5000000 | scaled
452-37AE | 90620.8912 | 90313.6394 | 0 | 307.2518 | 99.66% | 0% | 0.3391% | 38252.2987 | 88419.6588 | 3935.8665 | 3.5558 | 34312.8764 | 9127.0241 | 6.9949 | 79285.6398 | 452 | 0.0017838 | 0.0011172 | 0.0004782 | 50802158.964 | 9309.3178 | 286.1937 | 81025.3797 | 5218812.5193 | 160440.4587 | 45422905.9872 | 46874858.9509 | 4823061.4643 | 4357.3834 | 42047440.1145 | 4603162.6851 | 475156.513 | 364.1555 | 4127642.0167 |  | 849 | 452-37AE | 90620.8912 | 52368.5924 | 2201.2324 | 90313.6394 | 52061.3406 | 1893.9806 | 0 | 0 | 0 | 307.2518 | 9309.3178 | 5373.4513 | 182.2937 | 9309.0866 | 5373.2201 | 182.0625 | 0 | 0 | 0 | 0.2312 | 81025.3797 | 46712.5033 | 1739.7399 | 80997.4687 | 46684.5924 | 1711.8289 | 0 | 0 | 0 | 27.911 | 286.1937 | 282.6378 | 279.1988 | 7.0841 | 3.5282 | 0.089203 | 0 | 0 | 0 | 279.1096 | 0.001322 | 0.0006554 | 1.64e-05 | 0 | 0 | 0 | 0.0004618 | 5000000 | scaled
452-38AE | 2823751.476 | 2821884.161 | 0 | 1867.3151 | 99.93% | 0% | 0.06613% | 1397105.536 | 2762724.8525 | 123696.6683 | 72.9305 | 1273335.937 | 244940.0584 | 135.858 | 2517648.9361 | 452 | 0.011395 | 0.0070718 | 0.0027584 | 247801835.5097 | 250073.9811 | 1833.7859 | 2571843.709 | 21945554.365 | 160926.1722 | 225695354.974 | 201737314.4037 | 17861380.5618 | 10530.9164 | 183865402.8954 | 22123920.9215 | 1961481.7879 | 1087.9522 | 20161351.1816 |  | 850 | 452-38AE | 2823751.476 | 1426645.94 | 61026.6235 | 2821884.161 | 1424778.625 | 59159.3084 | 0 | 0 | 0 | 1867.3151 | 250073.9811 | 126377.3128 | 5133.9227 | 250072.576 | 126375.9077 | 5132.5176 | 0 | 0 | 0 | 1.4051 | 2571843.709 | 1298507.772 | 54194.7729 | 2571674.081 | 1298338.144 | 54025.1447 | 0 | 0 | 0 | 169.6282 | 1833.7859 | 1760.8554 | 1697.9279 | 137.5041 | 64.5736 | 1.6461 | 0 | 0 | 0 | 1696.2818 | 0.0087492 | 0.0044258 | 0.0001124 | 0 | 0 | 0 | 0.002646 | 5000000 | scaled
452-39AE | 261242.3756 | 260227.6709 | 0 | 1014.7047 | 99.61% | 0% | 0.3884% | 114734.6713 | 255561.6529 | 21919.3961 | 9.9285 | 92805.3468 | 48536.3707 | 19.3289 | 207005.9534 | 452 | 0.0055772 | 0.0034906 | 0.0015144 | 46841134.5478 | 49423.5647 | 941.3391 | 210877.4719 | 8861716.3953 | 168783.4547 | 37810634.7092 | 41972069.0712 | 8018521.3126 | 3632.0184 | 33949915.7659 | 3751137.574 | 712417.5386 | 283.7099 | 3038436.3264 |  | 851 | 452-39AE | 261242.3756 | 146507.7043 | 5680.7227 | 260227.6709 | 145492.9996 | 4666.018 | 0 | 0 | 0 | 1014.7047 | 49423.5647 | 27504.1686 | 887.194 | 49422.8011 | 27503.4051 | 886.4305 | 0 | 0 | 0 | 0.76353 | 210877.4719 | 118072.1251 | 3871.5185 | 210785.2954 | 117979.9486 | 3779.3421 | 0 | 0 | 0 | 92.1765 | 941.3391 | 931.4106 | 922.0102 | 19.5744 | 9.6459 | 0.24545 | 0 | 0 | 0 | 921.7647 | 0.0041144 | 0.0020278 | 5.16e-05 | 0 | 0 | 0 | 0.0014628 | 5000000 | scaled
452-47 | 8959.682 | 7703.0242 | 0 | 1256.6578 | 85.97% | 0% | 14.03% | 3542.2416 | 7596.6043 | 0 | 3542.2416 | 0 | 0 | 7596.6043 | 0 | 452 | 0.0051162 | 0.0034452 | 0.00182 | 1751237.6295 | 0.94559 | 8844.5807 | 114.1557 | 184.8236 | 1728740.2197 | 22312.5861 | 1572460.3422 | 0 | 1572460.3422 | 0 | 748943.7824 | 0 | 748943.7823 | 0 |  | 852 | 452-47 | 8959.682 | 5417.4404 | 1363.0777 | 7703.0242 | 4160.7826 | 106.4199 | 0 | 0 | 0 | 1256.6578 | 0.94559 | 0.94559 | 0.94559 | 0 | 0 | 0 | 0 | 0 | 0 | 0.94559 | 114.1557 | 114.1557 | 114.1557 | 0 | 0 | 0 | 0 | 0 | 0 | 114.1557 | 8844.5807 | 5302.3391 | 1247.9764 | 7703.0242 | 4160.7826 | 106.4199 | 0 | 0 | 0 | 1141.5565 | 0.0033388 | 0.0016678 | 4.26e-05 | 0 | 0 | 0 | 0.0017774 | 5000000 | scaled
452-717 | 24802.0192 | 24563.7302 | 0 | 238.289 | 99.04% | 0% | 0.9608% | 12089.6089 | 24563.6976 | 3364.0153 | 2.7145 | 8722.8791 | 6806.9913 | 4.7753 | 17751.9311 | 452 | 0.000973 | 0.0006158 | 0.00035 | 25490256.1254 | 6807.1706 | 221.2712 | 17773.5774 | 6996064.3114 | 227411.3371 | 18266780.4728 | 20643732.267 | 5744257.8199 | 4635.1702 | 14894839.2721 | 680918.7566 | 188693.4165 | 132.374 | 492092.9659 |  | 853 | 452-717 | 24802.0192 | 12712.4103 | 238.3216 | 24563.7302 | 12474.1213 | 0.032574 | 0 | 0 | 0 | 238.289 | 6807.1706 | 3443.1553 | 0.1793 | 6806.9913 | 3442.976 | 0 | 0 | 0 | 0 | 0.1793 | 17773.5774 | 9050.6983 | 21.6463 | 17751.9311 | 9029.0519 | 0 | 0 | 0 | 0 | 21.6463 | 221.2712 | 218.5567 | 216.4959 | 4.8079 | 2.0934 | 0.032574 | 0 | 0 | 0 | 216.4634 | 0.00063 | 0.0002728 | 7e-06 | 0 | 0 | 0 | 0.000343 | 5000000 | scaled
453-32R | 2530.5409 | 847.2804 | 0 | 1683.2605 | 33.48% | 0% | 66.52% | 489.5905 | 838.158 | 28.0687 | 318.1227 | 143.3991 | 46.4678 | 554.3094 | 237.3808 | 453 | 0.0069622 | 0.0044132 | 0.0024372 | 363468.5698 | 48.2007 | 2089.6748 | 392.6654 | 6923.1953 | 300145.7602 | 56399.6144 | 462464.9678 | 26513.5687 | 300497.2981 | 135454.1013 | 694396.3881 | 38497.6165 | 459233.7388 | 196665.0335 |  | 854 | 453-32R | 2530.5409 | 2040.9504 | 1692.3829 | 847.2804 | 357.6899 | 9.1224 | 0 | 0 | 0 | 1683.2605 | 48.2007 | 20.132 | 1.7329 | 46.9341 | 18.8654 | 0.46625 | 0 | 0 | 0 | 1.2666 | 392.6654 | 249.2663 | 155.2846 | 239.7569 | 96.3578 | 2.3761 | 0 | 0 | 0 | 152.9085 | 2089.6748 | 1771.5521 | 1535.3654 | 560.5895 | 242.4667 | 6.2801 | 0 | 0 | 0 | 1529.0854 | 0.0045762 | 0.0020272 | 5.12e-05 | 0 | 0 | 0 | 0.002386 | 5000000 | scaled
453-41 | 2600.871 | 2313.4148 | 0 | 287.4562 | 88.95% | 0% | 11.05% | 1312.5743 | 2287.5235 | 0 | 1312.5743 | 0 | 0 | 2287.5235 | 0 | 453 | 0.0012658 | 0.0007758 | 0.0004118 | 2054725.0466 | 0.2163 | 2574.5419 | 26.1127 | 170.8813 | 2033924.7496 | 20629.4157 | 1660604.1622 | 0 | 1660604.1622 | 0 | 760921.5046 | 0 | 760921.5046 | 0 |  | 855 | 453-41 | 2600.871 | 1288.2967 | 313.3475 | 2313.4148 | 1000.8405 | 25.8913 | 0 | 0 | 0 | 287.4562 | 0.2163 | 0.2163 | 0.2163 | 0 | 0 | 0 | 0 | 0 | 0 | 0.2163 | 26.1127 | 26.1127 | 26.1127 | 0 | 0 | 0 | 0 | 0 | 0 | 26.1127 | 2574.5419 | 1261.9677 | 287.0185 | 2313.4148 | 1000.8405 | 25.8913 | 0 | 0 | 0 | 261.1271 | 0.0008636 | 0.0003736 | 9.6e-06 | 0 | 0 | 0 | 0.0004022 | 5000000 | scaled
454-1814 | 39026.189 | 37945.461 | 1009.1906 | 71.5375 | 97.23% | 2.586% | 0.1833% | 9315.1031 | 36493.7211 | 553.4802 | 408.5879 | 8353.0351 | 2243.5438 | 850.1407 | 33400.0366 | 454 | 0.072066 | 0.040956 | 0.0072656 | 541533.9972 | 2378.8077 | 994.6621 | 35652.7193 | 33008.7376 | 13802.099 | 494723.1607 | 725446.2386 | 43104.2041 | 31820.2088 | 650521.8259 | 348555.9212 | 21428.3565 | 8119.7965 | 319007.7682 |  | 856 | 454-1814 | 39026.189 | 29711.086 | 2532.4679 | 37945.461 | 29074.1477 | 2374.4588 | 1009.1906 | 565.4008 | 86.4716 | 71.5375 | 2378.8077 | 1825.3275 | 135.2639 | 2377.9853 | 1824.8431 | 135.1442 | 0.76859 | 0.43061 | 0.065856 | 0.05383 | 35652.7193 | 27299.6842 | 2252.6827 | 35565.6719 | 27248.0581 | 2239.2824 | 80.5489 | 45.1276 | 6.9018 | 6.4985 | 994.6621 | 586.0742 | 144.5213 | 1.8038 | 1.2465 | 0.032188 | 927.8731 | 519.8426 | 79.504 | 64.9851 | 0.000375 | 0.0002592 | 6.6e-06 | 0.071591 | 0.040597 | 0.0071592 | 9.98e-05 | 5000000 | scaled
454-45AE | 491785.8254 | 204645.5613 | 284156.3607 | 2983.9034 | 41.61% | 57.78% | 0.6067% | 236462.0433 | 462271.4144 | 21628.1686 | 114380.1699 | 100453.7049 | 39168.8844 | 237500.9235 | 185601.6065 | 454 | 0.084004 | 0.04822 | 0.01138 | 5854300.4445 | 39639.7645 | 262348.4993 | 189797.5617 | 471878.3638 | 3123040.2682 | 2259381.8131 | 5294954.855 | 484306.8037 | 2561247.579 | 2249400.4745 | 2593533.4798 | 219753.6122 | 1332478.231 | 1041301.6368 |  | 857 | 454-45AE | 491785.8254 | 255323.7821 | 29514.411 | 204645.5613 | 93212.2891 | 2211.7757 | 284156.3607 | 159127.5895 | 24318.7319 | 2983.9034 | 39639.7645 | 18011.5958 | 470.88 | 39154.5516 | 17738.8887 | 427.3013 | 482.9676 | 270.4619 | 41.3334 | 2.2453 | 189797.5617 | 89343.8568 | 4195.9552 | 164378.0543 | 74989.6639 | 1772.6354 | 25148.4476 | 14083.1331 | 2152.2599 | 271.0598 | 262348.4993 | 147968.3294 | 24847.5758 | 1112.9554 | 483.7365 | 11.839 | 258524.9455 | 144773.9946 | 22125.1385 | 2710.5983 | 0.0091422 | 0.0039584 | 0.0001008 | 0.070648 | 0.040047 | 0.0070648 | 0.0042144 | 5000000 | scaled
454-47R | 775.2559 | 528.1633 | 0 | 247.0926 | 68.13% | 0% | 31.87% | 299.5867 | 522.6124 | 0 | 299.5867 | 0 | 0 | 522.6124 | 0 | 454 | 0.0008848 | 0.0006022 | 0.000363 | 876193.3481 | 0.18593 | 752.6239 | 22.4461 | 210.137 | 850614.6996 | 25368.5115 | 789885.7748 | 0 | 789885.7748 | 0 | 695987.4388 | 0 | 695987.4388 | 0 |  | 858 | 454-47R | 775.2559 | 475.6692 | 252.6434 | 528.1633 | 228.5766 | 5.5509 | 0 | 0 | 0 | 247.0926 | 0.18593 | 0.18593 | 0.18593 | 0 | 0 | 0 | 0 | 0 | 0 | 0.18593 | 22.4461 | 22.4461 | 22.4461 | 0 | 0 | 0 | 0 | 0 | 0 | 22.4461 | 752.6239 | 453.0372 | 230.0115 | 528.1633 | 228.5766 | 5.5509 | 0 | 0 | 0 | 224.4606 | 0.000528 | 0.0002454 | 6.2e-06 | 0 | 0 | 0 | 0.0003568 | 5000000 | scaled
454-48F | 3441166.132 | 3430799.576 | 8747.5191 | 1619.0369 | 99.7% | 0.2542% | 0.04705% | 1152897.188 | 3364767.1192 | 247716.7123 | 3333.2593 | 901847.217 | 723192.2082 | 7017.4859 | 2634557.4253 | 454 | 0.085487 | 0.050351 | 0.0096506 | 40253771.7168 | 739154.786 | 9129.5252 | 2692881.821 | 8646420.1023 | 106794.5606 | 31500557.0568 | 45446345.5343 | 9764807.668 | 131394.591 | 35550143.2995 | 7916503.9303 | 1701500.8041 | 16510.4903 | 6198492.6365 |  | 859 | 454-48F | 3441166.132 | 2288268.944 | 76399.0128 | 3430799.576 | 2281748.358 | 74030.1635 | 8747.5191 | 4901.5488 | 749.8124 | 1619.0369 | 739154.786 | 491438.0737 | 15962.5778 | 739131.2442 | 491424.3468 | 15959.446 | 22.3235 | 12.5087 | 1.9135 | 1.2183 | 2692881.821 | 1791034.604 | 58324.3957 | 2691443.978 | 1790164.266 | 58066.6803 | 1290.7682 | 723.2638 | 110.641 | 147.0744 | 9129.5252 | 5796.2659 | 2112.0393 | 224.3537 | 159.7453 | 4.0372 | 7434.4274 | 4165.7764 | 637.258 | 1470.7442 | 0.011469 | 0.007376 | 0.0001874 | 0.071728 | 0.040685 | 0.0071728 | 0.0022904 | 5000000 | scaled
454-49F | 292974.2889 | 222825.7215 | 69106.3106 | 1042.2567 | 76.06% | 23.59% | 0.3558% | 158716.2693 | 282965.6806 | 23834.121 | 27851.2163 | 107030.9319 | 40907.1114 | 57820.3066 | 184238.2626 | 454 | 0.077203 | 0.043867 | 0.0086624 | 3794846.4429 | 41479.71 | 64136.981 | 187357.5978 | 537279.6727 | 830755.4744 | 2426811.2954 | 3060597.8033 | 459604.1641 | 537067.6362 | 2063926.0015 | 1155408.2391 | 167032.3178 | 236092.4423 | 752283.4788 |  | 860 | 454-49F | 292974.2889 | 134258.0196 | 10008.6083 | 222825.7215 | 94485.1278 | 3045.1831 | 69106.3106 | 38730.6351 | 5921.1685 | 1042.2567 | 41479.71 | 17645.5891 | 572.5987 | 41369.8455 | 17583.6707 | 562.4682 | 109.0803 | 61.1341 | 9.3462 | 0.78426 | 187357.5978 | 80326.6659 | 3119.3352 | 180862.7948 | 76645.037 | 2476.2803 | 6400.1237 | 3586.9496 | 548.3755 | 94.6793 | 64136.981 | 36285.7647 | 6316.6745 | 593.0812 | 256.4201 | 6.4346 | 62597.1067 | 35082.5514 | 5363.4467 | 946.7931 | 0.0041912 | 0.0018148 | 4.56e-05 | 0.07155 | 0.04059 | 0.007155 | 0.0014618 | 5000000 | scaled
454-53F | 272539.8921 | 1989.9362 | 270099.0899 | 450.866 | 0.7301% | 99.1% | 0.1654% | 119746.85 | 248939.781 | 241.6125 | 108826.0712 | 10679.1664 | 501.5643 | 226205.7529 | 22232.4638 | 454 | 0.073094 | 0.041539 | 0.0077752 | 3728601.5358 | 535.4464 | 247803.7123 | 24200.7335 | 7325.4088 | 3390187.3782 | 331088.7491 | 3678285.6218 | 7421.654 | 3342830.0867 | 328033.8839 | 3035305.9908 | 6115.5399 | 2758111.5167 | 271078.9345 |  | 861 | 454-53F | 272539.8921 | 152793.0421 | 23600.1111 | 1989.9362 | 1053.9743 | 14.6 | 270099.0899 | 151288.2017 | 23134.6451 | 450.866 | 535.4464 | 293.8339 | 33.882 | 164.5912 | 85.9608 | 1.8072 | 370.5159 | 207.5338 | 31.7356 | 0.33926 | 24200.7335 | 13521.567 | 1968.2697 | 1805.3948 | 959.449 | 12.6054 | 22354.3817 | 12521.1611 | 1914.7073 | 40.957 | 247803.7123 | 138977.6411 | 21597.9594 | 19.9503 | 8.5645 | 0.18741 | 247374.1923 | 138559.5069 | 21188.2023 | 409.5697 | 0.0013856 | 0.0006 | 1.54e-05 | 0.071054 | 0.040285 | 0.0071054 | 0.0006544 | 5000000 | scaled
456-5 | 584439.1923 | 579147.0238 | 0 | 5292.1684 | 99.09% | 0% | 0.9055% | 328300.9488 | 576947.5506 | 40584.5408 | 3388.0699 | 284328.3382 | 71107.4669 | 6837.6372 | 499002.4465 | 456 | 0.025435 | 0.015481 | 0.0076354 | 22978116.1213 | 71405.1145 | 11742.8643 | 501291.2135 | 2807400.725 | 461688.5789 | 19709026.8178 | 16544901.85 | 2045279.6307 | 170743.5933 | 14328878.6276 | 981172.1332 | 120927.2228 | 11628.2651 | 848616.6452 |  | 862 | 456-5 | 584439.1923 | 256138.2435 | 7491.6417 | 579147.0238 | 250846.075 | 2199.4733 | 0 | 0 | 0 | 5292.1684 | 71405.1145 | 30820.5737 | 297.6475 | 71401.1323 | 30816.5916 | 293.6654 | 0 | 0 | 0 | 3.9822 | 501291.2135 | 216962.8753 | 2288.767 | 500810.4693 | 216482.1311 | 1808.0228 | 0 | 0 | 0 | 480.7442 | 11742.8643 | 8354.7944 | 4905.2271 | 6935.4223 | 3547.3524 | 97.7851 | 0 | 0 | 0 | 4807.442 | 0.018003 | 0.0080498 | 0.0002038 | 0 | 0 | 0 | 0.0074316 | 5000000 | scaled
458-33F | 7800.208 | 5981.6011 | 0 | 1818.6069 | 76.69% | 0% | 23.31% | 3393.7692 | 5913.5538 | 2.2059 | 3380.1076 | 11.4556 | 3.3481 | 5892.7831 | 17.4226 | 458 | 0.0058714 | 0.0039896 | 0.0025902 | 1328509.043 | 4.7166 | 7612.8653 | 182.6261 | 803.31 | 1296601.3745 | 31104.3585 | 1104481.3618 | 717.9065 | 1100035.2996 | 3728.1554 | 728381.6647 | 412.3921 | 725823.2994 | 2145.9732 |  | 863 | 458-33F | 7800.208 | 4406.4388 | 1886.6542 | 5981.6011 | 2587.8319 | 68.0473 | 0 | 0 | 0 | 1818.6069 | 4.7166 | 2.5106 | 1.3684 | 3.3481 | 1.1422 | 0 | 0 | 0 | 0 | 1.3684 | 182.6261 | 171.1705 | 165.2035 | 17.4226 | 5.967 | 0 | 0 | 0 | 0 | 165.2035 | 7612.8653 | 4232.7577 | 1720.0822 | 5960.8304 | 2580.7227 | 68.0473 | 0 | 0 | 0 | 1652.035 | 0.0033188 | 0.001437 | 3.76e-05 | 0 | 0 | 0 | 0.0025526 | 5000000 | scaled
458-41F | 159.4505 | 14.6234 | 0 | 144.8271 | 9.171% | 0% | 90.83% | 8.2996 | 14.459 | 0 | 8.2996 | 0 | 0 | 14.459 | 0 | 458 | 0.0004004 | 0.0002832 | 0.0001964 | 398228.0769 | 0.10898 | 146.1853 | 13.1562 | 272.1722 | 365098.273 | 32857.6318 | 533724.8577 | 0 | 533724.8577 | 0 | 738245.8274 | 0 | 738245.8274 | 0 |  | 864 | 458-41F | 159.4505 | 151.1509 | 144.9915 | 14.6234 | 6.3237 | 0.16435 | 0 | 0 | 0 | 144.8271 | 0.10898 | 0.10898 | 0.10898 | 0 | 0 | 0 | 0 | 0 | 0 | 0.10898 | 13.1562 | 13.1562 | 13.1562 | 0 | 0 | 0 | 0 | 0 | 0 | 13.1562 | 146.1853 | 137.8857 | 131.7263 | 14.6234 | 6.3237 | 0.16435 | 0 | 0 | 0 | 131.562 | 0.0002064 | 8.92e-05 | 2.4e-06 | 0 | 0 | 0 | 0.000194 | 5000000 | scaled
458-43F | 2268.8669 | 955.7429 | 0 | 1313.1241 | 42.12% | 0% | 57.88% | 538.7666 | 944.2869 | 2.0685 | 526.1287 | 10.5694 | 4.4435 | 917.144 | 22.6994 | 458 | 0.0053162 | 0.0033718 | 0.0019246 | 426783.5935 | 5.553 | 2120.7094 | 142.6046 | 1044.5372 | 398914.5284 | 26824.5279 | 513108.8202 | 1969.9752 | 501072.791 | 10066.0545 | 688236.5411 | 3238.6077 | 668453.6261 | 16544.3075 |  | 865 | 458-43F | 2268.8669 | 1730.1003 | 1324.58 | 955.7429 | 416.9762 | 11.456 | 0 | 0 | 0 | 1313.1241 | 5.553 | 3.4845 | 1.1095 | 4.5649 | 2.4964 | 0.12139 | 0 | 0 | 0 | 0.98808 | 142.6046 | 132.0352 | 119.9051 | 23.3195 | 12.7501 | 0.62004 | 0 | 0 | 0 | 119.2851 | 2120.7094 | 1594.5807 | 1203.5654 | 927.8585 | 401.7298 | 10.7145 | 0 | 0 | 0 | 1192.8509 | 0.0034298 | 0.0014854 | 3.82e-05 | 0 | 0 | 0 | 0.0018864 | 5000000 | scaled
458-44F | 703.1428 | 430.1947 | 0 | 272.9481 | 61.18% | 0% | 38.82% | 243.8141 | 425.5485 | 0.14622 | 242.881 | 0.78693 | 0.22899 | 424.0717 | 1.2478 | 458 | 0.0008354 | 0.000593 | 0.0004124 | 841684.0119 | 0.43437 | 676.6658 | 26.0426 | 519.9577 | 809990.2236 | 31173.8306 | 774584.6853 | 464.5372 | 771620.1063 | 2500.0419 | 673119.1613 | 362.2059 | 670783.1899 | 1973.7655 |  | 866 | 458-44F | 703.1428 | 459.3287 | 277.5943 | 430.1947 | 186.3806 | 4.6462 | 0 | 0 | 0 | 272.9481 | 0.43437 | 0.28815 | 0.20538 | 0.22899 | 0.082767 | 0 | 0 | 0 | 0 | 0.20538 | 26.0426 | 25.2557 | 24.7948 | 1.2478 | 0.46089 | 0 | 0 | 0 | 0 | 24.7948 | 676.6658 | 433.7849 | 252.5942 | 428.7179 | 185.8369 | 4.6462 | 0 | 0 | 0 | 247.948 | 0.0004278 | 0.0001854 | 4.8e-06 | 0 | 0 | 0 | 0.0004076 | 5000000 | scaled
461-24F | 4376.3854 | 3937.7134 | 0 | 438.672 | 89.98% | 0% | 10.02% | 2241.7729 | 3923.9036 | 138.3637 | 1156.5334 | 946.8759 | 230.8923 | 2171.3451 | 1521.6662 | 461 | 0.0015528 | 0.0010636 | 0.0006194 | 2818383.1607 | 231.2224 | 2583.6475 | 1561.5154 | 148906.7445 | 1663863.6895 | 1005612.7267 | 2006969.2065 | 123871.4157 | 1035397.8948 | 847699.8958 | 730516.252 | 42985.4041 | 404241.0462 | 283289.8016 |  | 867 | 461-24F | 4376.3854 | 2134.6124 | 452.4818 | 3937.7134 | 1695.9405 | 13.8098 | 0 | 0 | 0 | 438.672 | 231.2224 | 92.8587 | 0.33009 | 230.8923 | 92.5287 | 0 | 0 | 0 | 0 | 0.33009 | 1561.5154 | 614.6396 | 39.8493 | 1521.6662 | 574.7903 | 0 | 0 | 0 | 0 | 39.8493 | 2583.6475 | 1427.1141 | 412.3024 | 2185.1549 | 1028.6215 | 13.8098 | 0 | 0 | 0 | 398.4926 | 0.000945 | 0.0004558 | 1.16e-05 | 0 | 0 | 0 | 0.0006078 | 5000000 | scaled
461-644R | 1969.9209 | 1723.4162 | 0 | 246.5048 | 87.49% | 0% | 12.51% | 847.7329 | 1715.5766 | 27.5584 | 664.627 | 155.5475 | 68.9872 | 1227.01 | 419.5794 | 461 | 0.0008654 | 0.000568 | 0.000347 | 2276312.63 | 69.192 | 1458.6581 | 442.0709 | 79953.753 | 1685530.5258 | 510828.3512 | 1975683.0986 | 64226.2482 | 1548945.7226 | 362511.1267 | 732980.7859 | 29474.7993 | 524240.5248 | 179265.4617 |  | 868 | 461-644R | 1969.9209 | 1122.188 | 254.3443 | 1723.4162 | 875.6832 | 7.8396 | 0 | 0 | 0 | 246.5048 | 69.192 | 41.6336 | 0.2048 | 69.0065 | 41.4481 | 0.019312 | 0 | 0 | 0 | 0.18549 | 442.0709 | 286.5233 | 22.4915 | 419.6782 | 264.1307 | 0.098799 | 0 | 0 | 0 | 22.3927 | 1458.6581 | 794.0311 | 231.6481 | 1234.7315 | 570.1045 | 7.7215 | 0 | 0 | 0 | 223.9266 | 0.0005244 | 0.000227 | 6e-06 | 0 | 0 | 0 | 0.000341 | 5000000 | scaled
462-1034F | 6673.0508 | 5818.851 | 0 | 854.1998 | 87.2% | 0% | 12.8% | 3125.8036 | 5767.0037 | 236.2299 | 1365.5633 | 1524.0103 | 436.5664 | 2452.4489 | 2877.9885 | 462 | 0.0032472 | 0.0021022 | 0.0012506 | 2055016.8687 | 440.9199 | 3253.6483 | 2978.4826 | 135784.6368 | 1001985.7921 | 917246.4397 | 1687397.5763 | 127523.6233 | 737169.8812 | 822704.0719 | 724489.8893 | 54844.4145 | 308093.1609 | 361552.3139 |  | 869 | 462-1034F | 6673.0508 | 3547.2472 | 906.0471 | 5818.851 | 2693.0474 | 51.8473 | 0 | 0 | 0 | 854.1998 | 440.9199 | 204.6899 | 4.3535 | 440.2771 | 204.0472 | 3.7107 | 0 | 0 | 0 | 0.64276 | 2978.4826 | 1454.4723 | 100.4942 | 2900.8865 | 1376.8762 | 22.8981 | 0 | 0 | 0 | 77.5961 | 3253.6483 | 1888.0849 | 801.1994 | 2477.6873 | 1112.124 | 25.2385 | 0 | 0 | 0 | 775.9609 | 0.002019 | 0.000874 | 2.24e-05 | 0 | 0 | 0 | 0.0012282 | 5000000 | scaled
462-1035F | 247.7909 | 182.2009 | 0 | 65.59 | 73.53% | 0% | 26.47% | 102.9538 | 180.1691 | 0 | 102.9538 | 0 | 0 | 180.1691 | 0 | 462 | 0.0001494 | 0.000119 | 9.62e-05 | 1658573.4699 | 0.049354 | 241.7833 | 5.9582 | 330.3505 | 1618361.9906 | 39881.1282 | 1217118.584 | 0 | 1217118.5829 | 0 | 702929.1879 | 0 | 702929.1877 | 0 |  | 870 | 462-1035F | 247.7909 | 144.8371 | 67.6218 | 182.2009 | 79.2471 | 2.0318 | 0 | 0 | 0 | 65.59 | 0.049354 | 0.049354 | 0.049354 | 0 | 0 | 0 | 0 | 0 | 0 | 0.049354 | 5.9582 | 5.9582 | 5.9582 | 0 | 0 | 0 | 0 | 0 | 0 | 5.9582 | 241.7833 | 138.8295 | 61.6142 | 182.2009 | 79.2471 | 2.0318 | 0 | 0 | 0 | 59.5824 | 5.38e-05 | 2.34e-05 | 6e-07 | 0 | 0 | 0 | 9.56e-05 | 5000000 | scaled
462-1521F | 6083.1432 | 5625.9606 | 0 | 457.1825 | 92.48% | 0% | 7.516% | 3032.9132 | 5620.6467 | 243.0218 | 606.9784 | 2182.913 | 443.347 | 1093.9782 | 4083.3214 | 462 | 0.0016764 | 0.00109 | 0.000654 | 3628694.3194 | 443.691 | 1514.5999 | 4124.8522 | 264668.9613 | 903483.5928 | 2460541.7651 | 2798376.1303 | 224228.75 | 560040.3722 | 2014107.0073 | 707181.1977 | 55781.248 | 137642.6679 | 513757.2818 |  | 871 | 462-1521F | 6083.1432 | 3050.23 | 462.4965 | 5625.9606 | 2593.0474 | 5.314 | 0 | 0 | 0 | 457.1825 | 443.691 | 200.6693 | 0.34402 | 443.347 | 200.3253 | 0 | 0 | 0 | 0 | 0.34402 | 4124.8522 | 1941.9392 | 41.5308 | 4083.3214 | 1900.4084 | 0 | 0 | 0 | 0 | 41.5308 | 1514.5999 | 907.6215 | 420.6217 | 1099.2921 | 492.3138 | 5.314 | 0 | 0 | 0 | 415.3078 | 0.0010336 | 0.0004472 | 1.12e-05 | 0 | 0 | 0 | 0.0006428 | 5000000 | scaled
462-1523F | 5288.7367 | 4725.2996 | 0 | 563.4371 | 89.35% | 0% | 10.65% | 3317.1016 | 4723.1127 | 259.8644 | 227.5736 | 2829.6636 | 378.8013 | 397.7132 | 3946.5982 | 462 | 0.0023366 | 0.0014636 | 0.0008136 | 2263432.6491 | 379.2253 | 911.7303 | 3997.7812 | 162297.893 | 390195.2643 | 1710939.4916 | 1347113.3677 | 105533.9343 | 92420.2914 | 1149159.142 | 695211.4169 | 55757.0814 | 58540.7958 | 580913.5396 |  | 872 | 462-1523F | 5288.7367 | 1971.6351 | 565.624 | 4725.2996 | 1408.198 | 2.1869 | 0 | 0 | 0 | 563.4371 | 379.2253 | 119.3609 | 0.42397 | 378.8013 | 118.9369 | 0 | 0 | 0 | 0 | 0.42397 | 3997.7812 | 1168.1176 | 51.183 | 3946.5982 | 1116.9346 | 0 | 0 | 0 | 0 | 51.183 | 911.7303 | 684.1566 | 514.017 | 399.9001 | 172.3265 | 2.1869 | 0 | 0 | 0 | 511.8301 | 0.0015396 | 0.0006666 | 1.66e-05 | 0 | 0 | 0 | 0.000797 | 5000000 | scaled
462-868 | 8272.3662 | 6616.4054 | 0 | 1655.9608 | 79.98% | 0% | 20.02% | 3660.1301 | 6557.9536 | 57.249 | 3305.0322 | 297.849 | 94.3018 | 5973.7235 | 489.9283 | 462 | 0.0067062 | 0.0042952 | 0.0023912 | 1233540.0362 | 95.678 | 7535.6699 | 641.0183 | 14267.0911 | 1123687.0239 | 95585.9213 | 1073811.7082 | 16795.7518 | 969632.7953 | 87383.1612 | 716967.4661 | 10309.8254 | 653094.7975 | 53562.8432 |  | 873 | 462-868 | 8272.3662 | 4612.236 | 1714.4126 | 6616.4054 | 2956.2753 | 58.4518 | 0 | 0 | 0 | 1655.9608 | 95.678 | 38.429 | 1.3761 | 94.4319 | 37.1829 | 0.13006 | 0 | 0 | 0 | 1.2461 | 641.0183 | 343.1693 | 151.09 | 490.5897 | 192.7407 | 0.66141 | 0 | 0 | 0 | 150.4286 | 7535.6699 | 4230.6378 | 1561.9465 | 6031.3838 | 2726.3516 | 57.6603 | 0 | 0 | 0 | 1504.2861 | 0.004364 | 0.001953 | 4.9e-05 | 0 | 0 | 0 | 0.0023422 | 5000000 | scaled
463-1136F | 88014.9255 | 85683.6037 | 1965.457 | 365.8649 | 97.35% | 2.233% | 0.4157% | 19656.084 | 81640.3753 | 1226.2551 | 129.4349 | 18300.3939 | 5160.8037 | 276.2232 | 76203.3484 | 463 | 0.060434 | 0.060029 | 0.058783 | 1456385.7566 | 5427.4257 | 1902.7528 | 80684.7471 | 89807.7845 | 31484.91 | 1335093.0622 | 1138763.6229 | 71042.3677 | 7498.737 | 1060222.5179 | 108442.071 | 6855.0424 | 366.9045 | 101220.1241 |  | 874 | 463-1136F | 88014.9255 | 68358.8415 | 6374.5503 | 85683.6037 | 66187.1027 | 4376.6917 | 1965.457 | 1805.8739 | 1631.9937 | 365.8649 | 5427.4257 | 4201.1705 | 266.622 | 5425.8596 | 4199.7092 | 265.2749 | 1.2908 | 1.186 | 1.0718 | 0.2753 | 80684.7471 | 62384.3532 | 4481.3987 | 80245.675 | 61978.2325 | 4111.1817 | 405.8367 | 372.8852 | 336.9816 | 33.2354 | 1902.7528 | 1773.3178 | 1626.5295 | 12.0691 | 9.161 | 0.23512 | 1558.3295 | 1431.8027 | 1293.9402 | 332.3542 | 0.0016834 | 0.0012786 | 3.26e-05 | 0.058246 | 0.058246 | 0.058246 | 0.0005046 | 5000000 | scaled
463-1137F | 11797.5288 | 11692.1293 | 0 | 105.3994 | 99.11% | 0% | 0.8934% | 5311.5367 | 11687.4032 | 592.4064 | 570.5144 | 4148.6159 | 1277.0888 | 995.5325 | 9414.7819 | 463 | 0.0005036 | 0.000304 | 0.0001552 | 23426387.5298 | 1277.1681 | 1096.0042 | 9424.3565 | 2536076.4853 | 2176338.747 | 18713972.3074 | 21335500.3191 | 2379591.3855 | 2291655.1521 | 16664253.8051 | 709571.9523 | 77535.3074 | 60441.3077 | 571595.3375 |  | 875 | 463-1137F | 11797.5288 | 6485.9921 | 110.1256 | 11692.1293 | 6380.5927 | 4.7262 | 0 | 0 | 0 | 105.3994 | 1277.1681 | 684.7617 | 0.07931 | 1277.0888 | 684.6824 | 0 | 0 | 0 | 0 | 0.07931 | 9424.3565 | 5275.7406 | 9.5746 | 9414.7819 | 5266.166 | 0 | 0 | 0 | 0 | 9.5746 | 1096.0042 | 525.4898 | 100.4717 | 1000.2586 | 429.7442 | 4.7262 | 0 | 0 | 0 | 95.7455 | 0.0003522 | 0.0001526 | 3.8e-06 | 0 | 0 | 0 | 0.0001514 | 5000000 | scaled
463-1229 | 1378318.196 | 1364772.316 | 7911.5218 | 5634.3584 | 99.02% | 0.574% | 0.4088% | 562697.2312 | 1352549.287 | 65131.5509 | 2809.3594 | 494756.3214 | 156420.7839 | 5890.8126 | 1190237.6909 | 463 | 0.096723 | 0.058906 | 0.014201 | 14250189.1591 | 158633.6102 | 11529.4492 | 1208155.137 | 1640084.9665 | 119200.9453 | 12490903.2514 | 13846191.1187 | 1602680.5384 | 69129.4085 | 12174381.1831 | 1814635.2267 | 209860.4963 | 7903.3541 | 1596871.3768 |  | 876 | 463-1229 | 1378318.196 | 815620.9648 | 25768.909 | 1364772.316 | 805548.9627 | 19477.5675 | 7911.5218 | 4437.6436 | 656.9831 | 5634.3584 | 158633.6102 | 93502.0593 | 2212.8263 | 158575.1515 | 93467.4077 | 2204.0842 | 54.219 | 30.4119 | 4.5024 | 4.2397 | 1208155.137 | 713398.8156 | 17917.4461 | 1206019.829 | 711976.3629 | 17270.8013 | 1623.4786 | 910.6237 | 134.8158 | 511.829 | 11529.4492 | 8720.0898 | 5638.6366 | 177.3352 | 105.1921 | 2.6819 | 6233.8243 | 3496.608 | 517.6649 | 5118.2898 | 0.030547 | 0.017843 | 0.0004548 | 0.058255 | 0.033142 | 0.0058254 | 0.0079204 | 5000000 | scaled
470-40AE | 5264968.837 | 5176968.27 | 84171.1392 | 3829.4282 | 98.33% | 1.599% | 0.07273% | 2639992.585 | 5188919.9732 | 167350.7472 | 33607.6738 | 2439034.164 | 328483.4326 | 70073.9284 | 4790362.6126 | 470 | 0.091034 | 0.05287 | 0.012291 | 57835191.6537 | 332715.3669 | 79901.5556 | 4852351.915 | 3654847.2757 | 877711.1365 | 53302633.2469 | 49650011.5757 | 3147344.649 | 632055.3337 | 45870611.5934 | 6187462.4793 | 391695.9453 | 83558.7762 | 5712207.7583 |  | 877 | 470-40AE | 5264968.837 | 2624976.252 | 76048.8638 | 5176968.27 | 2573978.472 | 65084.2299 | 84171.1392 | 47168.3517 | 7135.2058 | 3829.4282 | 332715.3669 | 165364.6197 | 4231.9343 | 332547.5946 | 165269.3357 | 4215.075 | 164.8908 | 92.4025 | 13.9778 | 2.8815 | 4852351.915 | 2413317.751 | 61989.3024 | 4842591.936 | 2407695.465 | 60843.5678 | 9412.1104 | 5274.4176 | 797.8667 | 347.8679 | 79901.5556 | 46293.8818 | 9827.6272 | 1828.7388 | 1013.6714 | 25.5871 | 74594.138 | 41801.5316 | 6323.3613 | 3478.6788 | 0.019407 | 0.0098564 | 0.0002502 | 0.066207 | 0.037593 | 0.0066206 | 0.00542 | 5000000 | scaled
470-47R | 16740391.15 | 16634976.66 | 89813.4696 | 15601.0193 | 99.37% | 0.5365% | 0.09319% | 8659449.981 | 16513501.0681 | 555563.113 | 36376.0097 | 8067510.86 | 1057597.953 | 75006.3287 | 15380896.7882 | 470 | 0.16225 | 0.094563 | 0.029356 | 103174108.403 | 1070574.45 | 95638.5319 | 15574178.17 | 6598147.162 | 589437.8553 | 95986523.3973 | 85455996.0175 | 5482588.3025 | 358977.55 | 79614430.1815 | 7728916.8109 | 494994.1605 | 35105.6794 | 7198816.9718 |  | 878 | 470-47R | 16740391.15 | 8080941.169 | 226890.0819 | 16634976.66 | 8015036.918 | 203676.2916 | 89813.4696 | 50303.2315 | 7612.7711 | 15601.0193 | 1070574.45 | 515011.337 | 12976.497 | 1070300.163 | 514852.5485 | 12942.5036 | 262.5477 | 147.0492 | 22.2541 | 11.7393 | 15574178.17 | 7506667.31 | 193281.3818 | 15558552.34 | 7497292.055 | 190659.8226 | 14208.6279 | 7958.048 | 1204.352 | 1417.2073 | 95638.5319 | 59262.5222 | 20632.2032 | 6124.1651 | 2892.3151 | 73.9654 | 75342.294 | 42198.1344 | 6386.165 | 14172.0728 | 0.074311 | 0.0352 | 0.0008952 | 0.066092 | 0.037511 | 0.0066092 | 0.021852 | 5000000 | scaled
471-36F | 4253667.121 | 4039168.337 | 211944.4864 | 2554.2981 | 94.96% | 4.983% | 0.06005% | 2236960.117 | 4219525.7934 | 118198.2396 | 85434.2002 | 2033327.677 | 221777.9998 | 177253.1043 | 3820494.6893 | 471 | 0.093079 | 0.053047 | 0.011502 | 45699634.2991 | 222618.9933 | 196321.2957 | 3834726.832 | 2391726.0783 | 2109194.5287 | 41198713.6921 | 38017075.3703 | 2008775.8156 | 1451951.8714 | 34556347.6799 | 2968294.8678 | 156013.3842 | 124691.6136 | 2687589.8701 |  | 879 | 471-36F | 4253667.121 | 2016707.004 | 34141.3276 | 4039168.337 | 1895478.944 | 13218.4033 | 211944.4864 | 118673.7616 | 18368.6262 | 2554.2981 | 222618.9933 | 104420.7537 | 840.9935 | 222281.4737 | 104230.921 | 809.9862 | 335.5975 | 187.9106 | 29.0853 | 1.922 | 3834726.832 | 1801399.155 | 14232.1427 | 3816002.053 | 1790812.506 | 12397.3949 | 18492.7448 | 10354.6151 | 1602.7136 | 232.0342 | 196321.2957 | 110887.0955 | 19068.1914 | 884.8098 | 435.5178 | 11.0223 | 193116.144 | 108131.2359 | 16736.8273 | 2320.3419 | 0.011797 | 0.0054458 | 0.000138 | 0.077686 | 0.044006 | 0.0077686 | 0.0035954 | 5000000 | scaled
473-36R | 1339206.701 | 10897.2467 | 1319022.599 | 9286.8548 | 0.8137% | 98.49% | 0.6935% | 589164.5303 | 1222626.6118 | 786.516 | 535511.4943 | 52866.5195 | 1605.545 | 1111421.1369 | 109599.9295 | 473 | 0.11477 | 0.067922 | 0.020813 | 11668348.5518 | 1753.7825 | 1216878.981 | 120573.937 | 15280.4984 | 10602521.6907 | 1050546.3586 | 11042763.5789 | 14741.7402 | 10037139.918 | 990881.9126 | 5601418.8136 | 7355.7452 | 5091935.0241 | 502128.0421 |  | 880 | 473-36R | 1339206.701 | 750042.1707 | 116580.0892 | 10897.2467 | 5597.7701 | 177.9497 | 1319022.599 | 735157.5457 | 107115.2847 | 9286.8548 | 1753.7825 | 967.2665 | 148.2376 | 141.6911 | 62.3312 | 4.0956 | 1605.1033 | 897.9472 | 137.1539 | 6.9881 | 120573.937 | 67707.4174 | 10974.0075 | 729.7724 | 320.2424 | 21.49 | 119000.5404 | 66543.5508 | 10108.8932 | 843.6243 | 1216878.981 | 681367.4867 | 105457.8441 | 10025.7832 | 5215.1965 | 152.3641 | 1198416.956 | 667716.0477 | 96869.2375 | 8436.2425 | 0.027604 | 0.012873 | 0.000328 | 0.074093 | 0.041973 | 0.0074092 | 0.013075 | 5000000 | scaled
474-22AE | 6435983.372 | 6428609.84 | 0 | 7373.5326 | 99.89% | 0% | 0.1146% | 2876075.873 | 6353148.5172 | 190292.431 | 1860.7779 | 2683922.664 | 421040.5149 | 6143.7289 | 5925964.2736 | 474 | 0.046635 | 0.03104 | 0.010949 | 138007577.3989 | 426081.5964 | 12954.2938 | 5996947.482 | 9136519.7041 | 277780.5043 | 128593277.1952 | 114686263.6757 | 7588091.8588 | 74200.2896 | 107023971.5226 | 7565517.8382 | 501387.5431 | 7316.1347 | 7056814.1606 |  | 881 | 474-22AE | 6435983.372 | 3559907.499 | 82834.8548 | 6428609.84 | 3552533.967 | 75461.3222 | 0 | 0 | 0 | 7373.5326 | 426081.5964 | 235789.1654 | 5041.0815 | 426076.048 | 235783.6171 | 5035.5332 | 0 | 0 | 0 | 5.5483 | 5996947.482 | 3313024.818 | 70983.2084 | 5996277.665 | 3312355.001 | 70313.3916 | 0 | 0 | 0 | 669.8168 | 12954.2938 | 11093.5159 | 6810.5649 | 6256.1263 | 4395.3484 | 112.3974 | 0 | 0 | 0 | 6698.1675 | 0.03621 | 0.020616 | 0.0005242 | 0 | 0 | 0 | 0.010425 | 5000000 | scaled
474-29 | 1510730.184 | 1509132.27 | 0 | 1597.9136 | 99.89% | 0% | 0.1058% | 824574.0988 | 1480192.1308 | 54000.0434 | 1223.2938 | 769350.7607 | 96977.3516 | 2402.2528 | 1380812.5254 | 474 | 0.010755 | 0.0061246 | 0.0023594 | 140472931.0249 | 98833.6544 | 3884.1426 | 1408012.386 | 9189895.8994 | 361161.0454 | 130921873.9888 | 112032799.7257 | 7336849.4752 | 166205.8385 | 104529744.2859 | 12943143.6764 | 847992.4797 | 21005.8564 | 12074145.3317 |  | 882 | 474-29 | 1510730.184 | 686156.0852 | 30538.0532 | 1509132.27 | 684558.1716 | 28940.1396 | 0 | 0 | 0 | 1597.9136 | 98833.6544 | 44833.6111 | 1856.3028 | 98832.4521 | 44832.4087 | 1855.1004 | 0 | 0 | 0 | 1.2024 | 1408012.386 | 638661.6253 | 27199.8606 | 1407867.231 | 638516.4697 | 27054.705 | 0 | 0 | 0 | 145.1556 | 3884.1426 | 2660.8488 | 1481.8898 | 2432.5869 | 1209.2931 | 30.3341 | 0 | 0 | 0 | 1451.5556 | 0.0085026 | 0.0038726 | 0.0001074 | 0 | 0 | 0 | 0.002252 | 5000000 | scaled
475-763F | 16723.9953 | 14981.4576 | 0 | 1742.5376 | 89.58% | 0% | 10.42% | 7996.9789 | 14875.5228 | 736.1299 | 451.8846 | 6808.9644 | 1358.2242 | 786.8725 | 12730.4261 | 475 | 0.0076068 | 0.0046844 | 0.0025096 | 2198558.5634 | 1370.5974 | 2377.8645 | 12975.5333 | 180180.5546 | 312597.2172 | 1705780.7909 | 1862995.5655 | 171490.6033 | 105272.1231 | 1586232.8379 | 736560.5834 | 67252.3863 | 38961.9424 | 630346.2544 |  | 883 | 475-763F | 16723.9953 | 8727.0164 | 1848.4724 | 14981.4576 | 6984.4788 | 105.9348 | 0 | 0 | 0 | 1742.5376 | 1370.5974 | 634.4675 | 12.3732 | 1369.2862 | 633.1563 | 11.062 | 0 | 0 | 0 | 1.3112 | 12975.5333 | 6166.5689 | 245.1072 | 12817.24 | 6008.2756 | 86.8139 | 0 | 0 | 0 | 158.2933 | 2377.8645 | 1925.9799 | 1590.992 | 794.9314 | 343.0468 | 8.0589 | 0 | 0 | 0 | 1582.9331 | 0.0051542 | 0.0022318 | 5.7e-05 | 0 | 0 | 0 | 0.0024526 | 5000000 | scaled
476-6F | 18586.9783 | 992.408 | 17532.7625 | 61.8078 | 5.339% | 94.33% | 0.3325% | 8136.07 | 16894.441 | 69.7585 | 6477.907 | 1588.4046 | 133.4774 | 13518.7861 | 3242.1776 | 476 | 0.15628 | 0.088898 | 0.015694 | 118936.4134 | 137.6854 | 14960.8786 | 3488.4144 | 881.0364 | 95733.3252 | 22322.0519 | 117561.1977 | 1007.9668 | 93601.7638 | 22951.467 | 107843.3877 | 852.0347 | 86295.3492 | 20696.0038 |  | 884 | 476-6F | 18586.9783 | 10450.9083 | 1692.5373 | 992.408 | 475.872 | 0.036645 | 17532.7625 | 9913.2286 | 1630.6928 | 61.8078 | 137.6854 | 67.9269 | 4.208 | 92.8955 | 42.582 | 0 | 44.7434 | 25.2984 | 4.1615 | 0.046508 | 3488.4144 | 1900.0098 | 246.2368 | 895.6967 | 431.6169 | 0 | 2587.103 | 1462.7782 | 240.6221 | 5.6147 | 14960.8786 | 8482.9716 | 1442.0925 | 3.8158 | 1.6731 | 0.036645 | 14900.9162 | 8425.1519 | 1385.9092 | 56.1466 | 0.0001852 | 8.02e-05 | 2.2e-06 | 0.156 | 0.088725 | 0.0156 | 9.24e-05 | 5000000 | scaled
480-1163R | 3880.1438 | 1279.5948 | 0 | 2600.549 | 32.98% | 0% | 67.02% | 725.5987 | 1265.8972 | 0 | 725.5987 | 0 | 0 | 1265.8972 | 0 | 480 | 0.010077 | 0.006425 | 0.0037064 | 385049.5013 | 1.9568 | 3641.9513 | 236.2357 | 194.1877 | 361412.2599 | 23443.0537 | 490979.7874 | 0 | 490979.7874 | 0 | 705333.1092 | 0 | 705333.1087 | 0 |  | 885 | 480-1163R | 3880.1438 | 3154.5451 | 2614.2466 | 1279.5948 | 553.9961 | 13.6976 | 0 | 0 | 0 | 2600.549 | 1.9568 | 1.9568 | 1.9568 | 0 | 0 | 0 | 0 | 0 | 0 | 1.9568 | 236.2357 | 236.2357 | 236.2357 | 0 | 0 | 0 | 0 | 0 | 0 | 236.2357 | 3641.9513 | 2916.3527 | 2376.0542 | 1279.5948 | 553.9961 | 13.6976 | 0 | 0 | 0 | 2362.3565 | 0.0064414 | 0.0027894 | 7.08e-05 | 0 | 0 | 0 | 0.0036356 | 5000000 | scaled
480-32 | 17281.2335 | 12154.2904 | 0 | 5126.9431 | 70.33% | 0% | 29.67% | 6891.384 | 12020.0514 | 0.006306 | 6891.3453 | 0.032376 | 0.006306 | 12020.0127 | 0.032376 | 480 | 0.019568 | 0.012543 | 0.0073146 | 883146.4687 | 3.8642 | 16811.6019 | 465.7674 | 197.4757 | 859146.2459 | 23802.7472 | 828338.4748 | 0.75798 | 828333.8258 | 3.8916 | 719271.3332 | 0.37735 | 719269.0187 | 1.9374 |  | 886 | 480-32 | 17281.2335 | 10389.8495 | 5261.1821 | 12154.2904 | 5262.9064 | 134.239 | 0 | 0 | 0 | 5126.9431 | 3.8642 | 3.8579 | 3.8579 | 0.006306 | 0 | 0 | 0 | 0 | 0 | 3.8579 | 465.7674 | 465.735 | 465.735 | 0.032376 | 0 | 0 | 0 | 0 | 0 | 465.735 | 16811.6019 | 9920.2566 | 4791.5892 | 12154.2517 | 5262.9064 | 134.239 | 0 | 0 | 0 | 4657.3502 | 0.01239 | 0.0053654 | 0.000137 | 0 | 0 | 0 | 0.0071776 | 5000000 | scaled
480-35 | 19582.7093 | 7678.1578 | 0 | 11904.5515 | 39.21% | 0% | 60.79% | 4031.8619 | 7591.9576 | 298.9411 | 2905.7963 | 827.1245 | 621.2189 | 5227.42 | 1743.3187 | 480 | 0.047129 | 0.029878 | 0.017037 | 415511.175 | 638.2759 | 16097.0937 | 2847.3396 | 13543.1102 | 341552.4501 | 60415.6149 | 520481.6737 | 38590.9475 | 375115.4583 | 106775.2686 | 703823.0451 | 57590.9704 | 484615.28 | 161616.7951 |  | 887 | 480-35 | 19582.7093 | 15550.8474 | 11990.7517 | 7678.1578 | 3646.2959 | 86.2002 | 0 | 0 | 0 | 11904.5515 | 638.2759 | 339.3348 | 17.057 | 629.3182 | 330.377 | 8.0992 | 0 | 0 | 0 | 8.9578 | 2847.3396 | 2020.2151 | 1104.0209 | 1765.922 | 938.7975 | 22.6033 | 0 | 0 | 0 | 1081.4176 | 16097.0937 | 13191.2974 | 10869.6737 | 5282.9176 | 2377.1213 | 55.4977 | 0 | 0 | 0 | 10814.1761 | 0.030427 | 0.013175 | 0.000334 | 0 | 0 | 0 | 0.016703 | 5000000 | scaled
481-30 | 2776.3014 | 680.3197 | 0 | 2095.9818 | 24.5% | 0% | 75.5% | 385.752 | 672.8107 | 0.062272 | 385.3722 | 0.3175 | 0.097744 | 672.214 | 0.49891 | 481 | 0.0083508 | 0.0052614 | 0.0029616 | 332459.3373 | 1.6749 | 2583.7272 | 190.8993 | 200.5679 | 309398.7641 | 22860.0054 | 454356.1499 | 73.3469 | 453908.8325 | 373.9706 | 710254.8464 | 103.1833 | 709624.9824 | 526.6802 |  | 888 | 481-30 | 2776.3014 | 2390.5494 | 2103.4908 | 680.3197 | 294.5677 | 7.509 | 0 | 0 | 0 | 2095.9818 | 1.6749 | 1.6126 | 1.5772 | 0.097744 | 0.035471 | 0 | 0 | 0 | 0 | 1.5772 | 190.8993 | 190.5818 | 190.4004 | 0.49891 | 0.18141 | 0 | 0 | 0 | 0 | 190.4004 | 2583.7272 | 2198.355 | 1911.5132 | 679.723 | 294.3508 | 7.509 | 0 | 0 | 0 | 1904.0042 | 0.0054492 | 0.0023598 | 6e-05 | 0 | 0 | 0 | 0.0029016 | 5000000 | scaled
482-381F | 1246.983 | 166.6817 | 0 | 1080.3012 | 13.37% | 0% | 86.63% | 94.479 | 164.8868 | 0 | 94.479 | 0 | 0 | 164.8868 | 0 | 482 | 0.0044034 | 0.0027752 | 0.001563 | 283186.3901 | 0.81289 | 1148.0348 | 98.1353 | 184.6055 | 260715.5273 | 22286.2571 | 415286.7941 | 0 | 415286.7897 | 0 | 692319.9808 | 0 | 692319.9779 | 0 |  | 889 | 482-381F | 1246.983 | 1152.5039 | 1082.0961 | 166.6817 | 72.2027 | 1.7949 | 0 | 0 | 0 | 1080.3012 | 0.81289 | 0.81289 | 0.81289 | 0 | 0 | 0 | 0 | 0 | 0 | 0.81289 | 98.1353 | 98.1353 | 98.1353 | 0 | 0 | 0 | 0 | 0 | 0 | 98.1353 | 1148.0348 | 1053.5557 | 983.1479 | 166.6817 | 72.2027 | 1.7949 | 0 | 0 | 0 | 981.353 | 0.0028718 | 0.0012436 | 3.14e-05 | 0 | 0 | 0 | 0.0015316 | 5000000 | scaled
482-382F | 4259.0257 | 2416.5377 | 0 | 1842.4879 | 56.74% | 0% | 43.26% | 1370.1591 | 2390.0697 | 0 | 1370.1591 | 0 | 0 | 2390.0697 | 0 | 482 | 0.0074466 | 0.0046724 | 0.0026078 | 571942.3194 | 1.3864 | 4090.2664 | 167.3729 | 186.1807 | 549279.7244 | 22476.4143 | 618283.2358 | 0 | 618283.2358 | 0 | 716679.1798 | 0 | 716679.1798 | 0 |  | 890 | 482-382F | 4259.0257 | 2888.8666 | 1868.956 | 2416.5377 | 1046.3786 | 26.468 | 0 | 0 | 0 | 1842.4879 | 1.3864 | 1.3864 | 1.3864 | 0 | 0 | 0 | 0 | 0 | 0 | 1.3864 | 167.3729 | 167.3729 | 167.3729 | 0 | 0 | 0 | 0 | 0 | 0 | 167.3729 | 4090.2664 | 2720.1073 | 1700.1967 | 2416.5377 | 1046.3786 | 26.468 | 0 | 0 | 0 | 1673.7287 | 0.0048928 | 0.0021186 | 5.4e-05 | 0 | 0 | 0 | 0.0025538 | 5000000 | scaled
486-61R | 415568.1768 | 410126.658 | 0 | 5441.5188 | 98.69% | 0% | 1.309% | 232142.1571 | 406043.9339 | 21157.8966 | 3402.721 | 207581.5395 | 37030.3796 | 6576.0374 | 362437.5169 | 486 | 0.031655 | 0.018394 | 0.0079748 | 13128042.2303 | 37417.4808 | 11600.8898 | 366549.8063 | 1182040.1441 | 366478.9054 | 11579523.1812 | 9971948.7501 | 908863.1841 | 146168.0214 | 8916917.5441 | 1194292.3868 | 108917.0327 | 19342.0236 | 1066033.3305 |  | 891 | 486-61R | 415568.1768 | 183426.0197 | 9524.2429 | 410126.658 | 177984.5009 | 4082.7241 | 0 | 0 | 0 | 5441.5188 | 37417.4808 | 16259.5842 | 387.1012 | 37413.3862 | 16255.4896 | 383.0066 | 0 | 0 | 0 | 4.0946 | 366549.8063 | 158968.2668 | 4112.2894 | 366055.495 | 158473.9555 | 3617.9781 | 0 | 0 | 0 | 494.3113 | 11600.8898 | 8198.1687 | 5024.8524 | 6657.7768 | 3255.0557 | 81.7394 | 0 | 0 | 0 | 4943.113 | 0.023952 | 0.010691 | 0.0002714 | 0 | 0 | 0 | 0.0077034 | 5000000 | scaled
486-91 | 14792.1014 | 13412.2259 | 0 | 1379.8755 | 90.67% | 0% | 9.328% | 5629.7692 | 12856.0843 | 101.4223 | 4999.4358 | 528.9112 | 203.1778 | 11635.9158 | 1016.9907 | 486 | 0.0056232 | 0.0037712 | 0.0019922 | 2630548.6911 | 234.4639 | 13210.1118 | 1347.5257 | 41695.8148 | 2349216.0763 | 239636.8008 | 2429553.5018 | 43769.2572 | 2157530.1249 | 228254.1213 | 971798.5564 | 15358.3243 | 879565.342 | 76874.8904 |  | 892 | 486-91 | 14792.1014 | 9162.3322 | 1936.0171 | 13412.2259 | 7782.4567 | 556.1416 | 0 | 0 | 0 | 1379.8755 | 234.4639 | 133.0416 | 31.2861 | 233.4256 | 132.0033 | 30.2478 | 0 | 0 | 0 | 1.0383 | 1347.5257 | 818.6145 | 330.535 | 1222.1768 | 693.2656 | 205.1861 | 0 | 0 | 0 | 125.3488 | 13210.1118 | 8210.6761 | 1574.196 | 11956.6235 | 6957.1877 | 320.7077 | 0 | 0 | 0 | 1253.4884 | 0.0036772 | 0.0018252 | 4.62e-05 | 0 | 0 | 0 | 0.001946 | 5000000 | scaled
488-32R | 3764.3825 | 1623.1831 | 0 | 2141.1994 | 43.12% | 0% | 56.88% | 744.4204 | 1600.8408 | 0 | 744.4204 | 0 | 0 | 1600.8408 | 0 | 488 | 0.008362 | 0.0057332 | 0.003066 | 450177.2867 | 1.6112 | 3568.2633 | 194.508 | 192.6792 | 426723.6625 | 23260.9449 | 526749.8216 | 0 | 526749.8209 | 0 | 705656.1226 | 0 | 705656.1226 | 0 |  | 893 | 488-32R | 3764.3825 | 3019.9621 | 2163.5417 | 1623.1831 | 878.7627 | 22.3423 | 0 | 0 | 0 | 2141.1994 | 1.6112 | 1.6112 | 1.6112 | 0 | 0 | 0 | 0 | 0 | 0 | 1.6112 | 194.508 | 194.508 | 194.508 | 0 | 0 | 0 | 0 | 0 | 0 | 194.508 | 3568.2633 | 2823.8429 | 1967.4225 | 1623.1831 | 878.7627 | 22.3423 | 0 | 0 | 0 | 1945.0802 | 0.0053654 | 0.0027366 | 6.94e-05 | 0 | 0 | 0 | 0.0029966 | 5000000 | scaled
489-19AE | 9474.7637 | 7508.9402 | 0 | 1965.8235 | 79.25% | 0% | 20.75% | 4487.338 | 7484.9864 | 808.2289 | 1163.7247 | 2515.3844 | 1363.9866 | 1958.0311 | 4162.9686 | 489 | 0.008219 | 0.0052046 | 0.0028136 | 1152787.8912 | 1368.1644 | 3758.1951 | 4348.4043 | 166463.6045 | 457256.9723 | 529067.3145 | 958272.6183 | 172597.569 | 248513.8209 | 537161.2285 | 707199.7853 | 128872.7831 | 184999.5608 | 393327.4413 |  | 894 | 489-19AE | 9474.7637 | 4987.4257 | 1989.7773 | 7508.9402 | 3021.6022 | 23.9539 | 0 | 0 | 0 | 1965.8235 | 1368.1644 | 559.9355 | 4.1778 | 1366.6851 | 558.4562 | 2.6986 | 0 | 0 | 0 | 1.4792 | 4348.4043 | 1833.0199 | 185.4356 | 4169.8275 | 1654.4431 | 6.8589 | 0 | 0 | 0 | 178.5767 | 3758.1951 | 2594.4704 | 1800.1639 | 1972.4276 | 808.7029 | 14.3964 | 0 | 0 | 0 | 1785.7675 | 0.005468 | 0.0024536 | 6.26e-05 | 0 | 0 | 0 | 0.002751 | 5000000 | scaled
489-33 | 526.5976 | 53.6771 | 0 | 472.9205 | 10.19% | 0% | 89.81% | 30.442 | 53.0897 | 0 | 30.442 | 0 | 0 | 53.0897 | 0 | 489 | 0.0028464 | 0.0016098 | 0.0006896 | 185004.7792 | 0.35586 | 483.2813 | 42.9604 | 125.0202 | 169786.8616 | 15092.8974 | 308209.4592 | 0 | 308209.4582 | 0 | 686641.4595 | 0 | 686641.4595 | 0 |  | 895 | 489-33 | 526.5976 | 496.1556 | 473.508 | 53.6771 | 23.2351 | 0.58744 | 0 | 0 | 0 | 472.9205 | 0.35586 | 0.35586 | 0.35586 | 0 | 0 | 0 | 0 | 0 | 0 | 0.35586 | 42.9604 | 42.9604 | 42.9604 | 0 | 0 | 0 | 0 | 0 | 0 | 42.9604 | 483.2813 | 452.8393 | 430.1917 | 53.6771 | 23.2351 | 0.58744 | 0 | 0 | 0 | 429.6042 | 0.0021808 | 0.0009442 | 2.4e-05 | 0 | 0 | 0 | 0.0006656 | 5000000 | scaled
490-23 | 4294.7661 | 4145.4612 | 0 | 149.3049 | 96.52% | 0% | 3.476% | 2538.9558 | 4145.439 | 217.3544 | 1.4853 | 2320.1161 | 356.7919 | 2.5948 | 3786.0522 | 490 | 0.0007132 | 0.0004268 | 0.0002134 | 6021825.7193 | 356.9043 | 138.2466 | 3799.6152 | 500426.6628 | 193839.9138 | 5327559.1419 | 4113894.85 | 352181.3822 | 2406.6735 | 3759306.7937 | 699752.1715 | 60226.6591 | 438.0069 | 639087.5054 |  | 896 | 490-23 | 4294.7661 | 1755.8103 | 149.3271 | 4145.4612 | 1606.5054 | 0.022209 | 0 | 0 | 0 | 149.3049 | 356.9043 | 139.5499 | 0.11235 | 356.7919 | 139.4376 | 0 | 0 | 0 | 0 | 0.11235 | 3799.6152 | 1479.4991 | 13.563 | 3786.0522 | 1465.9361 | 0 | 0 | 0 | 0 | 13.563 | 138.2466 | 136.7613 | 135.6518 | 2.617 | 1.1317 | 0.022209 | 0 | 0 | 0 | 135.6296 | 0.0005052 | 0.0002188 | 5.4e-06 | 0 | 0 | 0 | 0.000208 | 5000000 | scaled
490-36 | 342.0263 | 309.4942 | 0 | 32.5321 | 90.49% | 0% | 9.512% | 201.7202 | 308.1654 | 12.6489 | 115.6297 | 73.4417 | 18.5047 | 184.2634 | 105.3973 | 490 | 0.000149 | 9.3e-05 | 5.12e-05 | 2295478.8107 | 18.5292 | 215.1446 | 108.3525 | 124356.9603 | 1443923.649 | 727198.202 | 1508667.7344 | 94600.882 | 864795.6632 | 549271.1902 | 661347.0605 | 39712.5541 | 395443.6494 | 226190.8572 |  | 897 | 490-36 | 342.0263 | 140.3061 | 33.861 | 309.4942 | 107.774 | 1.3289 | 0 | 0 | 0 | 32.5321 | 18.5292 | 5.8803 | 0.024479 | 18.5047 | 5.8559 | 0 | 0 | 0 | 0 | 0.024479 | 108.3525 | 34.9108 | 2.9552 | 105.3973 | 31.9556 | 0 | 0 | 0 | 0 | 2.9552 | 215.1446 | 99.5149 | 30.8813 | 185.5922 | 69.9625 | 1.3289 | 0 | 0 | 0 | 29.5524 | 9.88e-05 | 4.28e-05 | 1e-06 | 0 | 0 | 0 | 5.02e-05 | 5000000 | scaled
492-1090F | 34628.6398 | 1567.3227 | 30642.2133 | 2419.1038 | 4.526% | 88.49% | 6.986% | 14665.4365 | 30153.1529 | 67.2006 | 13021.2396 | 1576.9962 | 106.022 | 26941.6077 | 3105.5232 | 492 | 0.023375 | 0.014084 | 0.0048764 | 1481426.4605 | 111.1385 | 30993.765 | 3523.7362 | 4754.5485 | 1325925.1275 | 150746.7844 | 1417438.4621 | 6495.0526 | 1258524.1431 | 152419.266 | 917785.0357 | 3227.0395 | 820033.7951 | 94524.201 |  | 898 | 492-1090F | 34628.6398 | 19963.2033 | 4475.4869 | 1567.3227 | 555.3239 | 12.4844 | 30642.2133 | 16988.7756 | 2043.8987 | 2419.1038 | 111.1385 | 43.9379 | 5.1165 | 66.9504 | 18.6279 | 0.47019 | 42.3678 | 23.4897 | 2.826 | 1.8203 | 3523.7362 | 1946.74 | 418.2131 | 364.5735 | 97.308 | 2.3954 | 2939.4097 | 1629.679 | 196.0647 | 219.753 | 30993.765 | 17972.5254 | 4052.1574 | 1135.7988 | 439.3881 | 9.6189 | 27660.4358 | 15335.6069 | 1845.008 | 2197.5304 | 0.0056794 | 0.0025392 | 6.44e-05 | 0.014315 | 0.0081644 | 0.0014316 | 0.0033804 | 5000000 | scaled
492-1091F | 120639.6247 | 3519.0109 | 112981.4412 | 4139.1725 | 2.917% | 93.65% | 3.431% | 52311.1075 | 108913.9833 | 164.9603 | 47395.143 | 4751.0041 | 303.2705 | 98828.2087 | 9782.504 | 492 | 0.031661 | 0.019012 | 0.0074392 | 3810402.3518 | 319.3087 | 109498.3226 | 10821.9934 | 10085.364 | 3458504.3429 | 341812.6438 | 3593967.8724 | 11333.3895 | 3256222.8068 | 326411.6738 | 1576196.5588 | 4388.9123 | 1430235.841 | 141571.8051 |  | 899 | 492-1091F | 120639.6247 | 68328.5172 | 11725.6414 | 3519.0109 | 1493.8458 | 53.0003 | 112981.4412 | 62695.4988 | 7533.4686 | 4139.1725 | 319.3087 | 154.3483 | 16.0382 | 180.2551 | 75.7987 | 3.8593 | 135.939 | 75.4351 | 9.0643 | 3.1146 | 10821.9934 | 6070.9893 | 1039.4893 | 748.8981 | 313.8888 | 16.8936 | 9697.09 | 5381.0952 | 646.5905 | 376.0053 | 109498.3226 | 62103.1796 | 10670.1139 | 2589.8577 | 1104.1584 | 32.2474 | 103148.4122 | 57238.9685 | 6877.8139 | 3760.0527 | 0.011507 | 0.0049826 | 0.0001274 | 0.014268 | 0.0081444 | 0.0014268 | 0.005885 | 5000000 | scaled
492-1092F | 23835.7837 | 0 | 23835.7837 | 0 | 0% | 100% | 0% | 3794.3892 | 7940.4051 | 4.7436 | 3340.5672 | 449.0784 | 9.9269 | 6990.7052 | 939.773 | 492 | 0.014398 | 0.014398 | 0.014398 | 1655492.6844 | 29.7988 | 20984.9416 | 2821.0433 | 2069.6472 | 1457490.0375 | 195933 | 1391956.8301 | 1740.1826 | 1225473.9846 | 164742.6656 | 1103999.0665 | 1380.1865 | 971956.9632 | 130661.9178 |  | 900 | 492-1092F | 23835.7837 | 20041.3944 | 15895.3786 | 0 | 0 | 0 | 23835.7837 | 20041.3944 | 15895.3786 | 0 | 29.7988 | 25.0551 | 19.8719 | 0 | 0 | 0 | 29.7988 | 25.0551 | 19.8719 | 0 | 2821.0433 | 2371.9649 | 1881.2703 | 0 | 0 | 0 | 2821.0433 | 2371.9649 | 1881.2703 | 0 | 20984.9416 | 17644.3744 | 13994.2363 | 0 | 0 | 0 | 20984.9416 | 17644.3744 | 13994.2363 | 0 | 0 | 0 | 0 | 0.014398 | 0.014398 | 0.014398 | 0 | 5000000 | scaled
492-14R | 216578.3188 | 7045.9823 | 202388.9966 | 7143.3398 | 3.253% | 93.45% | 3.298% | 94571.1272 | 195864.5353 | 375.8053 | 85349.9984 | 8845.3235 | 672.8399 | 177176.9714 | 18014.724 | 492 | 0.045206 | 0.027313 | 0.011726 | 4790877.3713 | 699.8922 | 196032.6567 | 19845.7698 | 15482.1496 | 4336391.6768 | 439003.5437 | 4466968.0448 | 17750.768 | 4031417.6933 | 417799.5821 | 1766513.4541 | 6068.382 | 1597969.2452 | 162475.8265 |  | 901 | 492-14R | 216578.3188 | 122007.1916 | 20713.7835 | 7045.9823 | 2959.1744 | 69.2826 | 202388.9966 | 111904.6774 | 13501.1611 | 7143.3398 | 699.8922 | 324.087 | 27.0523 | 430.1185 | 172.5209 | 4.0394 | 264.3986 | 146.1909 | 17.6378 | 5.3751 | 19845.7698 | 11000.4463 | 1831.0458 | 1712.0344 | 683.8498 | 15.745 | 17484.8296 | 9667.6907 | 1166.3949 | 648.9059 | 196032.6567 | 110682.6583 | 18855.6853 | 4903.8295 | 2102.8037 | 49.4981 | 184639.7684 | 102090.7958 | 12317.1284 | 6489.0588 | 0.020949 | 0.0091708 | 0.0002338 | 0.014184 | 0.0080688 | 0.0014184 | 0.010074 | 5000000 | scaled
492-343R | 272427.2085 | 101317.294 | 168994.8101 | 2115.1043 | 37.19% | 62.03% | 0.7764% | 134698.0551 | 258366.5288 | 4437.7565 | 94780.3381 | 35479.9606 | 7532.9651 | 188757.4962 | 62076.0675 | 492 | 0.024839 | 0.014372 | 0.0044622 | 10967632.15 | 7585.371 | 201409.1593 | 63432.6782 | 305379.0386 | 8108520.3751 | 2553732.7382 | 9583425.1858 | 315735.1263 | 6743380.8052 | 2524309.2587 | 3151064.4323 | 91872.8075 | 2302105.6 | 757086.0255 |  | 902 | 492-343R | 272427.2085 | 137729.1534 | 14060.6797 | 101317.294 | 42129.4388 | 669.9432 | 168994.8101 | 93484.6103 | 11275.6322 | 2115.1043 | 7585.371 | 3147.6145 | 52.4059 | 7393.4854 | 3040.756 | 38.1176 | 190.2941 | 105.2669 | 12.6968 | 1.5915 | 63432.6782 | 27952.7177 | 1356.6107 | 49016.252 | 19891.983 | 215.4035 | 14224.2887 | 7868.5972 | 949.0697 | 192.1375 | 201409.1593 | 106628.8212 | 12651.663 | 44907.5566 | 19196.6998 | 416.422 | 154580.2274 | 85510.7462 | 10313.8658 | 1921.3753 | 0.0076116 | 0.003296 | 8.4e-05 | 0.014277 | 0.0081252 | 0.0014278 | 0.0029504 | 5000000 | scaled
493-478R | 28207.5301 | 24872.3499 | 0 | 3335.1802 | 88.18% | 0% | 11.82% | 11689.6257 | 24403.2741 | 1284.1524 | 3198.8634 | 7206.6099 | 2717.3987 | 5859.1982 | 15826.6772 | 493 | 0.014664 | 0.0091786 | 0.0047868 | 1923564.1992 | 2774.019 | 8955.9953 | 16477.5158 | 189169.4726 | 610738.7585 | 1123655.9683 | 1799610.4439 | 197694.4399 | 492462.9871 | 1109453.0174 | 794738.8652 | 88497.2396 | 190815.8915 | 515425.7341 |  | 903 | 493-478R | 28207.5301 | 16517.9044 | 3804.256 | 24872.3499 | 13182.7242 | 469.0758 | 0 | 0 | 0 | 3335.1802 | 2774.019 | 1489.8666 | 56.6202 | 2771.5094 | 1487.357 | 54.1106 | 0 | 0 | 0 | 2.5096 | 16477.5158 | 9270.9059 | 650.8386 | 16174.5458 | 8967.9359 | 347.8686 | 0 | 0 | 0 | 302.9701 | 8955.9953 | 5757.1319 | 3096.7971 | 5926.2947 | 2727.4313 | 67.0966 | 0 | 0 | 0 | 3029.7006 | 0.0099926 | 0.004507 | 0.0001152 | 0 | 0 | 0 | 0.0046716 | 5000000 | scaled
493-480R | 7277.9222 | 7100.9362 | 0 | 176.9861 | 97.57% | 0% | 2.432% | 2732.8777 | 6918.7082 | 247.1272 | 132.1544 | 2353.5961 | 618.0354 | 639.2872 | 5661.3857 | 493 | 0.0008656 | 0.0006046 | 0.0002544 | 8407950.8087 | 634.553 | 811.9361 | 5831.4331 | 733078.8156 | 938003.7546 | 6736868.2382 | 7517440.4482 | 679783.0062 | 363522.6493 | 6474134.7919 | 1412004.6211 | 126131.751 | 130468.9343 | 1155403.9357 |  | 904 | 493-480R | 7277.9222 | 4545.0445 | 359.214 | 7100.9362 | 4368.0584 | 182.2279 | 0 | 0 | 0 | 176.9861 | 634.553 | 387.4258 | 16.5177 | 634.4198 | 387.2927 | 16.3845 | 0 | 0 | 0 | 0.13318 | 5831.4331 | 3477.837 | 170.0475 | 5815.3556 | 3461.7595 | 153.9699 | 0 | 0 | 0 | 16.0775 | 811.9361 | 679.7816 | 172.6488 | 651.1607 | 519.0063 | 11.8735 | 0 | 0 | 0 | 160.7753 | 0.0006202 | 0.0003592 | 9e-06 | 0 | 0 | 0 | 0.0002454 | 5000000 | scaled
493-485F | 12882.572 | 12564.7605 | 0 | 317.8115 | 97.53% | 0% | 2.467% | 6467.9353 | 12435.3064 | 855.1749 | 1009.1227 | 4603.6376 | 1645.0261 | 1990.6202 | 8799.6602 | 493 | 0.0014534 | 0.0009342 | 0.0004648 | 8863748.4725 | 1661.8664 | 2305.9962 | 8914.7094 | 1143433.5868 | 1586621.8625 | 6133693.0205 | 6866449.0912 | 907865.4659 | 1071298.5698 | 4887285.0509 | 962275.3524 | 127296.2645 | 154039.2055 | 680939.8821 |  | 905 | 493-485F | 12882.572 | 6414.6367 | 447.2656 | 12564.7605 | 6096.8252 | 129.4541 | 0 | 0 | 0 | 317.8115 | 1661.8664 | 806.6915 | 16.8403 | 1661.6272 | 806.4523 | 16.6011 | 0 | 0 | 0 | 0.23914 | 8914.7094 | 4311.0718 | 115.0493 | 8885.8392 | 4282.2016 | 86.179 | 0 | 0 | 0 | 28.8702 | 2305.9962 | 1296.8735 | 315.376 | 2017.2941 | 1008.1713 | 26.6739 | 0 | 0 | 0 | 288.7021 | 0.0010008 | 0.0004816 | 1.22e-05 | 0 | 0 | 0 | 0.0004526 | 5000000 | scaled
496-21 | 391.8963 | 7.6049 | 0 | 384.2914 | 1.941% | 0% | 98.06% | 4.3123 | 7.5197 | 0 | 4.3123 | 0 | 0 | 7.5197 | 0 | 496 | 0.0013684 | 0.0009024 | 0.0005558 | 286390.1584 | 0.28917 | 356.6978 | 34.9093 | 211.3175 | 260667.8082 | 25511.0326 | 429503.5161 | 0 | 429503.5161 | 0 | 691573.5327 | 0 | 691573.5327 | 0 |  | 906 | 496-21 | 391.8963 | 387.584 | 384.3766 | 7.6049 | 3.2925 | 0.085136 | 0 | 0 | 0 | 384.2914 | 0.28917 | 0.28917 | 0.28917 | 0 | 0 | 0 | 0 | 0 | 0 | 0.28917 | 34.9093 | 34.9093 | 34.9093 | 0 | 0 | 0 | 0 | 0 | 0 | 34.9093 | 356.6978 | 352.3855 | 349.1781 | 7.6049 | 3.2925 | 0.085136 | 0 | 0 | 0 | 349.093 | 0.0008218 | 0.0003558 | 9.2e-06 | 0 | 0 | 0 | 0.0005466 | 5000000 | scaled
497-888F | 9808.2547 | 9234.8813 | 0 | 573.3735 | 94.15% | 0% | 5.846% | 2035.8529 | 8749.3512 | 109.7866 | 1317.4092 | 608.6571 | 453.2396 | 5781.4419 | 2514.6697 | 497 | 0.0031776 | 0.0025776 | 0.0008278 | 3086686.4133 | 490.2636 | 6468.9861 | 2849.0051 | 154287.3844 | 2035808.8029 | 896590.226 | 3015363.8346 | 162608.3434 | 1951254.9786 | 901500.5121 | 1279177.9705 | 66264.8118 | 845261.8827 | 367651.276 |  | 907 | 497-888F | 9808.2547 | 7772.4018 | 1058.9035 | 9234.8813 | 7199.0284 | 485.5301 | 0 | 0 | 0 | 573.3735 | 490.2636 | 380.4769 | 37.024 | 489.8321 | 380.0455 | 36.5925 | 0 | 0 | 0 | 0.43145 | 2849.0051 | 2240.3481 | 334.3354 | 2796.9195 | 2188.2624 | 282.2497 | 0 | 0 | 0 | 52.0856 | 6468.9861 | 5151.5768 | 687.5442 | 5948.1297 | 4630.7204 | 166.6878 | 0 | 0 | 0 | 520.8564 | 0.0023952 | 0.0017952 | 4.54e-05 | 0 | 0 | 0 | 0.0007824 | 5000000 | scaled
500-1531 | 800550.3172 | 172929.7025 | 626994.3832 | 626.2314 | 21.6% | 78.32% | 0.07823% | 378173.7228 | 743667.5844 | 6857.0169 | 252148.6108 | 119168.095 | 11630.8932 | 523947.2324 | 208089.4589 | 500 | 0.071178 | 0.040603 | 0.007667 | 11247191.0792 | 11907.0117 | 573279.1357 | 215364.1698 | 167285.4691 | 8054184.5309 | 3025721.0788 | 10402493.2493 | 188617.2095 | 6935897.6141 | 3277978.4243 | 7419164.3107 | 116035.0528 | 5227134.6614 | 2075994.5961 |  | 908 | 500-1531 | 800550.3172 | 422376.5944 | 56882.7328 | 172929.7025 | 70802.4798 | 2866.4677 | 626994.3832 | 350947.8832 | 53390.0337 | 626.2314 | 11907.0117 | 5049.9947 | 276.1185 | 11014.7286 | 4550.3492 | 199.7074 | 891.8118 | 499.1743 | 75.9399 | 0.47122 | 215364.1698 | 96196.0748 | 7274.7109 | 161851.1276 | 66218.1469 | 2665.9074 | 53456.1549 | 29921.0406 | 4551.9162 | 56.8873 | 573279.1357 | 321130.5249 | 49331.9033 | 63.8463 | 33.9837 | 0.85283 | 572646.4166 | 320527.6683 | 48762.1776 | 568.8729 | 0.0028 | 0.0014732 | 3.78e-05 | 0.067498 | 0.038251 | 0.0067498 | 0.0008794 | 5000000 | scaled
501-786 | 204083.5481 | 203332.4458 | 0 | 751.1023 | 99.63% | 0% | 0.368% | 71797.533 | 200691.7471 | 4864.8498 | 14.6696 | 66918.0135 | 13698.7598 | 44.8871 | 186948.1003 | 501 | 0.0050324 | 0.0035228 | 0.001123 | 40553920.217 | 13903.5146 | 727.9646 | 189452.0689 | 2762799.9841 | 144655.5486 | 37646464.6888 | 37551383.8708 | 2544402.7912 | 7672.476 | 34999308.5808 | 3020303.6091 | 206159.0194 | 675.5262 | 2813469.0638 |  | 909 | 501-786 | 204083.5481 | 132286.0151 | 3391.801 | 203332.4458 | 131534.9128 | 2640.6986 | 0 | 0 | 0 | 751.1023 | 13903.5146 | 9038.6648 | 204.7548 | 13902.9495 | 9038.0996 | 204.1896 | 0 | 0 | 0 | 0.56518 | 189452.0689 | 122534.0554 | 2503.9686 | 189383.8382 | 122465.8247 | 2435.738 | 0 | 0 | 0 | 68.2306 | 727.9646 | 713.295 | 683.0775 | 45.6581 | 30.9885 | 0.77104 | 0 | 0 | 0 | 682.3065 | 0.003972 | 0.0024624 | 6.26e-05 | 0 | 0 | 0 | 0.0010604 | 5000000 | scaled
504-1563 | 1424190.683 | 1418596.516 | 0 | 5594.1664 | 99.61% | 0% | 0.3928% | 816521.913 | 1406691.1839 | 52818.5426 | 8368.202 | 755335.1684 | 91125.4635 | 14742.0076 | 1300823.7127 | 504 | 0.028304 | 0.016824 | 0.0081438 | 50317647.0817 | 91910.0855 | 19998.1194 | 1312282.478 | 3247247.2251 | 706547.4636 | 46363852.3884 | 36120020.0908 | 2336504.1257 | 370179.4381 | 33413336.5235 | 2148812.4843 | 139200.0859 | 22519.3776 | 1987093.0206 |  | 910 | 504-1563 | 1424190.683 | 607668.77 | 17499.4991 | 1418596.516 | 602074.6035 | 11905.3327 | 0 | 0 | 0 | 5594.1664 | 91910.0855 | 39091.5429 | 784.6219 | 91905.876 | 39087.3335 | 780.4125 | 0 | 0 | 0 | 4.2094 | 1312282.478 | 556947.3096 | 11458.7653 | 1311774.3 | 556439.1317 | 10950.5874 | 0 | 0 | 0 | 508.1779 | 19998.1194 | 11629.9175 | 5256.1118 | 14916.3403 | 6548.1383 | 174.3327 | 0 | 0 | 0 | 5081.7791 | 0.020387 | 0.0089062 | 0.0002264 | 0 | 0 | 0 | 0.0079174 | 5000000 | scaled
504-2501R | 733683.4268 | 730075.9662 | 0 | 3607.4605 | 99.51% | 0% | 0.4917% | 371928.805 | 718793.7617 | 25940.1474 | 9262.3158 | 336726.3417 | 49908.8007 | 18606.0337 | 650278.9272 | 504 | 0.021593 | 0.012892 | 0.0052762 | 33978466.0856 | 50685.9235 | 22114.8974 | 660882.6058 | 2347374.727 | 1024188.7211 | 30606902.6333 | 28060831.0554 | 1957100.6162 | 698811.9114 | 25404918.5202 | 2822043.3551 | 195946.0513 | 73048.8168 | 2553048.4866 |  | 911 | 504-2501R | 733683.4268 | 361754.6218 | 14889.6652 | 730075.9662 | 358147.1613 | 11282.2046 | 0 | 0 | 0 | 3607.4605 | 50685.9235 | 24745.7761 | 777.1229 | 50683.209 | 24743.0616 | 774.4084 | 0 | 0 | 0 | 2.7145 | 660882.6058 | 324156.2641 | 10603.6786 | 660554.9017 | 323828.5599 | 10275.9745 | 0 | 0 | 0 | 327.7042 | 22114.8974 | 12852.5816 | 3508.8637 | 18837.8555 | 9575.5397 | 231.8218 | 0 | 0 | 0 | 3277.0419 | 0.016515 | 0.0078144 | 0.0001988 | 0 | 0 | 0 | 0.0050774 | 5000000 | scaled
504-287R | 501828.3466 | 496494.4799 | 0 | 5333.8667 | 98.94% | 0% | 1.063% | 276618.0597 | 491429.8991 | 21222.1269 | 909.7258 | 254486.2071 | 37637.7514 | 1589.0344 | 452203.1134 | 504 | 0.033132 | 0.018761 | 0.007811 | 15146151.3986 | 38024.3915 | 6452.2936 | 457351.6615 | 1147649.7785 | 194742.7181 | 13803758.9037 | 12004044.8852 | 920949.8597 | 39478.2243 | 11043616.8051 | 1331256.88 | 101958.6223 | 4304.6079 | 1224993.65 |  | 912 | 504-287R | 501828.3466 | 225210.2869 | 10398.4475 | 496494.4799 | 219876.4201 | 5064.5808 | 0 | 0 | 0 | 5333.8667 | 38024.3915 | 16802.2647 | 386.6402 | 38020.378 | 16798.2511 | 382.6266 | 0 | 0 | 0 | 4.0136 | 457351.6615 | 202865.4544 | 5148.5481 | 456867.1294 | 202380.9223 | 4664.016 | 0 | 0 | 0 | 484.5321 | 6452.2936 | 5542.5678 | 4863.2592 | 1606.9726 | 697.2468 | 17.9382 | 0 | 0 | 0 | 4845.321 | 0.025607 | 0.011236 | 0.0002856 | 0 | 0 | 0 | 0.0075254 | 5000000 | scaled
504-40R | 796376.3327 | 791219.3132 | 0 | 5157.0194 | 99.35% | 0% | 0.6476% | 451716.7499 | 779763.137 | 32153.1622 | 4292.0129 | 415271.5747 | 55504.0446 | 7499.0728 | 716760.0196 | 504 | 0.025961 | 0.015364 | 0.007403 | 30675636.4382 | 56280.9855 | 12267.7872 | 727827.56 | 2167888.4462 | 472543.1479 | 28035204.8442 | 22432933.0122 | 1596774.3811 | 213147.8158 | 20623010.812 | 2244116.6743 | 159737.6768 | 21581.931 | 2062797.0665 |  | 913 | 504-40R | 796376.3327 | 344659.5828 | 16613.1957 | 791219.3132 | 339502.5634 | 11456.1763 | 0 | 0 | 0 | 5157.0194 | 56280.9855 | 24127.8233 | 776.941 | 56277.105 | 24123.9428 | 773.0605 | 0 | 0 | 0 | 3.8805 | 727827.56 | 312555.9853 | 11067.5404 | 727359.0928 | 312087.5181 | 10599.0732 | 0 | 0 | 0 | 468.4672 | 12267.7872 | 7975.7742 | 4768.7144 | 7583.1154 | 3291.1025 | 84.0426 | 0 | 0 | 0 | 4684.6718 | 0.018766 | 0.0081688 | 0.0002078 | 0 | 0 | 0 | 0.0071952 | 5000000 | scaled
505-1676F | 126310.9282 | 122916.4647 | 0 | 3394.4635 | 97.31% | 0% | 2.687% | 62905.3978 | 121798.9037 | 5219.6603 | 564.0271 | 57121.7105 | 9986.7293 | 984.6031 | 110827.5714 | 505 | 0.016119 | 0.0097782 | 0.0048764 | 7836151.6347 | 10086.6998 | 4078.6339 | 112145.5945 | 625764.6113 | 253032.6912 | 6957354.3334 | 6484376.51 | 538049.8897 | 58140.7005 | 5888185.9226 | 925277.76 | 75866.8444 | 7479.7996 | 841931.1162 |  | 914 | 505-1676F | 126310.9282 | 63405.5304 | 4512.0245 | 122916.4647 | 60011.0669 | 1117.5609 | 0 | 0 | 0 | 3394.4635 | 10086.6998 | 4867.0395 | 99.9705 | 10084.1455 | 4864.4853 | 97.4163 | 0 | 0 | 0 | 2.5542 | 112145.5945 | 55023.884 | 1318.0231 | 111837.2391 | 54715.5286 | 1009.6678 | 0 | 0 | 0 | 308.3554 | 4078.6339 | 3514.6069 | 3094.0308 | 995.08 | 431.053 | 10.4769 | 0 | 0 | 0 | 3083.5539 | 0.011369 | 0.0050284 | 0.0001266 | 0 | 0 | 0 | 0.0047498 | 5000000 | scaled
505-635R | 591818.3193 | 576197.9055 | 0 | 15620.4138 | 97.36% | 0% | 2.639% | 319516.4937 | 571532.5711 | 24536.2244 | 7306.4915 | 287673.7779 | 44017.2842 | 17022.0587 | 510493.2282 | 505 | 0.06847 | 0.042913 | 0.022374 | 8643519.4495 | 44397.7101 | 31480.4559 | 515940.1533 | 648429.5236 | 459772.7447 | 7535317.1816 | 6345379.8953 | 487272.7008 | 145101.9427 | 5713005.2523 | 906666.1415 | 69828.0084 | 27003.4029 | 809834.7302 |  | 915 | 505-635R | 591818.3193 | 272301.8256 | 20285.7483 | 576197.9055 | 256681.4119 | 4665.3345 | 0 | 0 | 0 | 15620.4138 | 44397.7101 | 19861.4857 | 380.426 | 44385.9563 | 19849.7319 | 368.6721 | 0 | 0 | 0 | 11.7539 | 515940.1533 | 228266.3754 | 5446.9251 | 514521.1842 | 226847.4063 | 4027.956 | 0 | 0 | 0 | 1418.9691 | 31480.4559 | 24173.9645 | 14458.3972 | 17290.7651 | 9984.2736 | 268.7064 | 0 | 0 | 0 | 14189.6908 | 0.046632 | 0.021076 | 0.0005362 | 0 | 0 | 0 | 0.021838 | 5000000 | scaled
506-160AE | 283.8696 | 246.2286 | 0 | 37.6409 | 86.74% | 0% | 13.26% | 86.7323 | 245.3969 | 4.3726 | 64.3454 | 18.0142 | 14.964 | 134.4591 | 95.9738 | 506 | 0.0001712 | 0.0001032 | 5.28e-05 | 1658116.6361 | 14.9923 | 169.4841 | 99.3932 | 87571.7359 | 989977.3721 | 580567.5283 | 1910245.0116 | 96305.6704 | 1417183.5631 | 396755.7775 | 728649.2625 | 44432.0089 | 399245.1711 | 284972.0826 |  | 916 | 506-160AE | 283.8696 | 197.1373 | 38.4727 | 246.2286 | 159.4963 | 0.83174 | 0 | 0 | 0 | 37.6409 | 14.9923 | 10.6196 | 0.028324 | 14.964 | 10.5913 | 0 | 0 | 0 | 0 | 0.028324 | 99.3932 | 81.379 | 3.4193 | 95.9738 | 77.9596 | 0 | 0 | 0 | 0 | 3.4193 | 169.4841 | 105.1387 | 35.025 | 135.2908 | 70.9454 | 0.83174 | 0 | 0 | 0 | 34.1933 | 0.0001198 | 5.18e-05 | 1.4e-06 | 0 | 0 | 0 | 5.14e-05 | 5000000 | scaled
506-161 | 4720.4269 | 3508.9172 | 0 | 1211.5097 | 74.33% | 0% | 25.67% | 1900.991 | 3453.6357 | 114.0665 | 1182.978 | 603.9465 | 213.8341 | 2102.7884 | 1137.0131 | 506 | 0.0058182 | 0.0036622 | 0.0017694 | 811320.8324 | 218.962 | 3230.5329 | 1270.932 | 37633.9705 | 555246.107 | 218440.7549 | 769874.9118 | 46195.3534 | 479089.6356 | 244589.9228 | 715943.9358 | 44328.1408 | 435911.2408 | 235704.5542 |  | 917 | 506-161 | 4720.4269 | 2819.4359 | 1266.7912 | 3508.9172 | 1607.9262 | 55.2815 | 0 | 0 | 0 | 1211.5097 | 218.962 | 104.8955 | 5.1278 | 218.0503 | 103.9838 | 4.2162 | 0 | 0 | 0 | 0.91162 | 1270.932 | 666.9855 | 133.9189 | 1160.8776 | 556.9312 | 23.8645 | 0 | 0 | 0 | 110.0544 | 3230.5329 | 2047.5549 | 1127.7445 | 2129.9892 | 947.0112 | 27.2008 | 0 | 0 | 0 | 1100.5437 | 0.0040978 | 0.0019418 | 4.9e-05 | 0 | 0 | 0 | 0.0017204 | 5000000 | scaled
506-844 | 22402.4809 | 17969.77 | 0 | 4432.7108 | 80.21% | 0% | 19.79% | 8850.6089 | 17738.3349 | 11.8365 | 8777.9543 | 60.8181 | 21.2819 | 17607.8049 | 109.2482 | 506 | 0.021885 | 0.013363 | 0.0064202 | 1023645.4585 | 24.9535 | 21863.8756 | 513.6518 | 1140.2118 | 999034.7526 | 23470.4942 | 1014149.1274 | 1356.2921 | 1005823.9839 | 6968.8525 | 726479.8494 | 871.6067 | 721133.9452 | 4474.2975 |  | 918 | 506-844 | 22402.4809 | 13551.872 | 4664.1459 | 17969.77 | 9119.1611 | 231.4351 | 0 | 0 | 0 | 4432.7108 | 24.9535 | 13.117 | 3.6717 | 21.6181 | 9.7815 | 0.33619 | 0 | 0 | 0 | 3.3355 | 513.6518 | 452.8337 | 404.4036 | 110.9813 | 50.1632 | 1.7331 | 0 | 0 | 0 | 402.6705 | 21863.8756 | 13085.9212 | 4256.0707 | 17837.1707 | 9059.2164 | 229.3658 | 0 | 0 | 0 | 4026.7049 | 0.015646 | 0.0071236 | 0.000181 | 0 | 0 | 0 | 0.0062392 | 5000000 | scaled
507-1733 | 7249.4282 | 6243.0213 | 0 | 1006.407 | 86.12% | 0% | 13.88% | 3169.1942 | 6186.6741 | 76.2455 | 2697.0984 | 395.8504 | 153.6637 | 5232.1135 | 800.8969 | 507 | 0.003877 | 0.0025464 | 0.0014574 | 1869855.0962 | 154.5416 | 6201.9468 | 892.9398 | 39861.1396 | 1599676.7542 | 230317.2023 | 1602353.9 | 38549.9234 | 1363660.8609 | 200143.1154 | 729212.383 | 18112.0753 | 616700.0033 | 94400.3043 |  | 919 | 507-1733 | 7249.4282 | 4080.234 | 1062.7541 | 6243.0213 | 3073.827 | 56.3472 | 0 | 0 | 0 | 1006.407 | 154.5416 | 78.2962 | 0.87789 | 153.7843 | 77.5389 | 0.1206 | 0 | 0 | 0 | 0.75729 | 892.9398 | 497.0894 | 92.0429 | 801.5171 | 405.6667 | 0.62023 | 0 | 0 | 0 | 91.4227 | 6201.9468 | 3504.8484 | 969.8333 | 5287.7198 | 2590.6214 | 55.6063 | 0 | 0 | 0 | 914.227 | 0.0024482 | 0.0011176 | 2.86e-05 | 0 | 0 | 0 | 0.0014288 | 5000000 | scaled
508-1027F | 193.1746 | 163.1614 | 0 | 30.0132 | 84.46% | 0% | 15.54% | 100.5233 | 161.2372 | 13.7698 | 0.49331 | 86.2602 | 21.4919 | 0.87326 | 138.872 | 508 | 0.0001954 | 0.0001132 | 5.2e-05 | 988611.2779 | 21.8286 | 28.1464 | 143.1997 | 111712.4773 | 144044.8867 | 732853.9135 | 818475.192 | 112115.4169 | 4016.5768 | 702343.1978 | 614181.2642 | 81866.5286 | 3326.4106 | 528988.3248 |  | 920 | 508-1027F | 193.1746 | 92.6514 | 31.9374 | 163.1614 | 62.6382 | 1.9242 | 0 | 0 | 0 | 30.0132 | 21.8286 | 8.0589 | 0.3367 | 21.806 | 8.0363 | 0.31412 | 0 | 0 | 0 | 0.022584 | 143.1997 | 56.9395 | 4.3276 | 140.4732 | 54.213 | 1.6012 | 0 | 0 | 0 | 2.7264 | 28.1464 | 27.6531 | 27.2731 | 0.88215 | 0.38884 | 0.0088837 | 0 | 0 | 0 | 27.2642 | 0.000145 | 6.28e-05 | 1.6e-06 | 0 | 0 | 0 | 5.04e-05 | 5000000 | scaled
509-1227R | 6817.7515 | 5274.9485 | 0 | 1542.803 | 77.37% | 0% | 22.63% | 2139.5717 | 5192.894 | 127.3938 | 1339.3223 | 672.8557 | 258.464 | 3578.6955 | 1355.7345 | 509 | 0.0063694 | 0.0043946 | 0.002202 | 1070391.4818 | 263.5586 | 5037.7411 | 1516.4518 | 41378.8738 | 790928.6696 | 238083.9384 | 1064529.141 | 63383.9032 | 666370.5552 | 334774.6823 | 737900.7629 | 36727.2625 | 508526.1013 | 192647.3991 |  | 921 | 509-1227R | 6817.7515 | 4678.1798 | 1624.8575 | 5274.9485 | 3135.3768 | 82.0545 | 0 | 0 | 0 | 1542.803 | 263.5586 | 136.1648 | 5.0946 | 262.3977 | 135.0039 | 3.9337 | 0 | 0 | 0 | 1.1609 | 1516.4518 | 843.5962 | 160.7173 | 1376.3026 | 703.4469 | 20.5681 | 0 | 0 | 0 | 140.1493 | 5037.7411 | 3698.4188 | 1459.0456 | 3636.2483 | 2296.926 | 57.5528 | 0 | 0 | 0 | 1401.4928 | 0.0042238 | 0.002249 | 5.64e-05 | 0 | 0 | 0 | 0.0021456 | 5000000 | scaled
51-861R | 2905.802 | 549.3185 | 0 | 2356.4835 | 18.9% | 0% | 81.1% | 227.1608 | 537.3213 | 0 | 227.1608 | 0 | 0 | 537.3213 | 0 | 51 | 0.0093474 | 0.006128 | 0.0034746 | 310867.4075 | 1.7732 | 2689.9642 | 214.0646 | 189.6975 | 287776.7346 | 22900.9755 | 437115.0811 | 0 | 437115.083 | 0 | 681655.6363 | 0 | 681655.6363 | 0 |  | 922 | 51-861R | 2905.802 | 2678.6412 | 2368.4807 | 549.3185 | 322.1577 | 11.9971 | 0 | 0 | 0 | 2356.4835 | 1.7732 | 1.7732 | 1.7732 | 0 | 0 | 0 | 0 | 0 | 0 | 1.7732 | 214.0646 | 214.0646 | 214.0646 | 0 | 0 | 0 | 0 | 0 | 0 | 214.0646 | 2689.9642 | 2462.8035 | 2152.6429 | 549.3185 | 322.1577 | 11.9971 | 0 | 0 | 0 | 2140.6458 | 0.0059722 | 0.0027528 | 9.94e-05 | 0 | 0 | 0 | 0.0033752 | 5000000 | scaled
510-49R | 240587.3753 | 66687.6025 | 172637.8629 | 1261.9099 | 27.72% | 71.76% | 0.5245% | 103298.2955 | 226588.5971 | 2122.2599 | 86156.5946 | 15019.4409 | 5132.3861 | 187428.3044 | 34027.9065 | 510 | 0.018276 | 0.01143 | 0.002895 | 13164115.5231 | 5243.6491 | 199802.0861 | 35541.6401 | 286914.4825 | 10932484.466 | 1944716.5731 | 12011503.2459 | 246775.9165 | 10018270.0081 | 1746457.3131 | 4835501.9758 | 109527.4135 | 3999803.8214 | 726170.7403 |  | 923 | 510-49R | 240587.3753 | 137289.0798 | 13998.7782 | 66687.6025 | 40771.889 | 1190.5278 | 172637.8629 | 95255.2809 | 11546.3405 | 1261.9099 | 5243.6491 | 3121.3892 | 111.263 | 5047.3228 | 3012.601 | 97.1698 | 195.3767 | 107.8387 | 13.1436 | 0.94955 | 35541.6401 | 20522.1992 | 1513.7336 | 20727.0949 | 12294.1943 | 410.7703 | 14699.9124 | 8113.3721 | 988.3305 | 114.6328 | 199802.0861 | 113645.4915 | 12373.7817 | 40913.1848 | 25465.0937 | 682.5877 | 157742.5737 | 87034.0702 | 10544.8663 | 1146.3276 | 0.0059602 | 0.0036836 | 9.32e-05 | 0.010571 | 0.0060014 | 0.001057 | 0.0017448 | 5000000 | scaled
511-831 | 45773.5846 | 5128.6614 | 40510.2029 | 134.7203 | 11.2% | 88.5% | 0.2943% | 20566.131 | 42909.2963 | 119.1253 | 18337.727 | 2109.2787 | 292.3271 | 37806.9827 | 4809.9865 | 511 | 0.011273 | 0.0064428 | 0.0012584 | 4060461.6899 | 295.8019 | 40426.7408 | 5051.0419 | 26239.8565 | 3586156.3754 | 448065.4579 | 3912499.7874 | 22662.3957 | 3488568.3178 | 401269.0747 | 2276135.0238 | 15506.5707 | 2005481.443 | 255147.0102 |  | 924 | 511-831 | 45773.5846 | 25207.4536 | 2864.2883 | 5128.6614 | 2635.1692 | 15.893 | 40510.2029 | 22437.5642 | 2713.675 | 134.7203 | 295.8019 | 176.6766 | 3.4748 | 245.342 | 148.6829 | 0 | 50.3586 | 27.8923 | 3.3734 | 0.10137 | 5051.0419 | 2941.7632 | 241.0554 | 1622.9793 | 1037.5874 | 0 | 3415.8245 | 1891.9377 | 228.8174 | 12.2381 | 40426.7408 | 22089.0138 | 2619.7581 | 3260.3401 | 1448.8989 | 15.893 | 37044.0199 | 20517.7341 | 2481.4842 | 122.3809 | 0.0004426 | 0.0001918 | 4.8e-06 | 0.010641 | 0.0060614 | 0.001064 | 0.0001896 | 5000000 | scaled
512-300F | 82639.3846 | 0 | 82639.3846 | 0 | 0% | 100% | 0% | 13054.7315 | 27306.6149 | 13.9869 | 11870.0121 | 1170.7325 | 29.2565 | 24828.5343 | 2448.8241 | 512 | 0.010589 | 0.010589 | 0.010589 | 7804119.7286 | 88.5403 | 75139.8445 | 7410.9999 | 8361.3747 | 7095894.3537 | 699864 | 6571285.1915 | 7040.5093 | 5974939.7878 | 589304.8927 | 5225396.6022 | 5598.5172 | 4751190.8492 | 468607.235 |  | 925 | 512-300F | 82639.3846 | 69584.6531 | 55332.7697 | 0 | 0 | 0 | 82639.3846 | 69584.6531 | 55332.7697 | 0 | 88.5403 | 74.5534 | 59.2838 | 0 | 0 | 0 | 88.5403 | 74.5534 | 59.2838 | 0 | 7410.9999 | 6240.2674 | 4962.1757 | 0 | 0 | 0 | 7410.9999 | 6240.2674 | 4962.1757 | 0 | 75139.8445 | 63269.8324 | 50311.3101 | 0 | 0 | 0 | 75139.8445 | 63269.8324 | 50311.3101 | 0 | 0 | 0 | 0 | 0.010589 | 0.010589 | 0.010589 | 0 | 5000000 | scaled
512-302F | 24615.1122 | 0 | 24615.1122 | 0 | 0% | 100% | 0% | 3882.595 | 8135.4823 | 4.2956 | 3340.7476 | 537.5517 | 9.001 | 7000.1103 | 1126.371 | 512 | 0.01064 | 0.01064 | 0.01064 | 2313363.429 | 27.2337 | 21179.8754 | 3408.0031 | 2559.4637 | 1990514.9656 | 320289 | 1948471.6063 | 2155.754 | 1676546.7336 | 269769.1229 | 1548779.1765 | 1713.5414 | 1332634.5924 | 214431.0435 |  | 926 | 512-302F | 24615.1122 | 20732.5173 | 16479.6299 | 0 | 0 | 0 | 24615.1122 | 20732.5173 | 16479.6299 | 0 | 27.2337 | 22.9381 | 18.2328 | 0 | 0 | 0 | 27.2337 | 22.9381 | 18.2328 | 0 | 3408.0031 | 2870.4514 | 2281.6321 | 0 | 0 | 0 | 3408.0031 | 2870.4514 | 2281.6321 | 0 | 21179.8754 | 17839.1278 | 14179.7651 | 0 | 0 | 0 | 21179.8754 | 17839.1278 | 14179.7651 | 0 | 0 | 0 | 0 | 0.01064 | 0.01064 | 0.01064 | 0 | 5000000 | scaled
512-50AE | 71824.4159 | 543.7654 | 69953.7478 | 1326.9028 | 0.7571% | 97.4% | 1.847% | 31433.9491 | 65800.1038 | 40.2829 | 27832.7708 | 3560.8953 | 80.4183 | 58272.9983 | 7446.6872 | 512 | 0.016424 | 0.0096362 | 0.0029752 | 4373191.0965 | 86.3203 | 63639.9573 | 8098.1383 | 5255.8086 | 3874861.9235 | 493073.3643 | 4191534.718 | 5371.4972 | 3711338.4925 | 474824.7284 | 2024842.7524 | 2474.6817 | 1793213.8625 | 229154.2083 |  | 927 | 512-50AE | 71824.4159 | 40390.4668 | 6024.3122 | 543.7654 | 230.3534 | 5.2185 | 69953.7478 | 38833.2107 | 4692.1909 | 1326.9028 | 86.3203 | 46.0374 | 5.9021 | 12.2157 | 4.4557 | 0 | 73.1062 | 40.5832 | 4.9036 | 0.99845 | 8098.1383 | 4537.243 | 651.4511 | 62.4405 | 22.787 | 0 | 7915.1611 | 4393.9192 | 530.9143 | 120.5368 | 63639.9573 | 35807.1864 | 5366.959 | 469.1092 | 203.1106 | 5.2185 | 61965.4804 | 34398.7082 | 4156.3729 | 1205.3676 | 0.0039262 | 0.0017 | 4.36e-05 | 0.010629 | 0.0060674 | 0.0010628 | 0.0018688 | 5000000 | scaled
513-42F | 92913.745 | 5114.7727 | 87241.8786 | 557.0937 | 5.505% | 93.9% | 0.5996% | 41562.8473 | 84742.4942 | 388.0855 | 34699.1998 | 6475.562 | 655.9817 | 72051.2902 | 12035.2223 | 513 | 0.081117 | 0.046049 | 0.0086452 | 1145431.5874 | 675.4271 | 79389.1673 | 12849.1506 | 8326.5994 | 978701.9129 | 158403.0749 | 1115136.0006 | 10412.3779 | 930983.5445 | 173740.0777 | 945177.762 | 7316.5102 | 803626.0657 | 134235.1859 |  | 928 | 513-42F | 92913.745 | 51350.8977 | 8171.2508 | 5114.7727 | 1910.5586 | 48.2009 | 87241.8786 | 48883.2455 | 7565.9562 | 557.0937 | 675.4271 | 287.3416 | 19.4454 | 511.699 | 195.4174 | 4.8634 | 163.3089 | 91.505 | 14.1628 | 0.4192 | 12849.1506 | 6373.5885 | 813.9283 | 4480.6408 | 1662.3062 | 41.9605 | 8317.903 | 4660.6756 | 721.361 | 50.6068 | 79389.1673 | 44689.9675 | 7337.8771 | 122.4329 | 52.8349 | 1.377 | 78760.6667 | 44131.0649 | 6830.4324 | 506.0677 | 0.0019766 | 0.0008558 | 2.14e-05 | 0.078352 | 0.044405 | 0.0078352 | 0.0007886 | 5000000 | scaled
513-45F | 3667.1682 | 3593.8957 | 0 | 73.2725 | 98% | 0% | 1.998% | 2262.1244 | 3577.025 | 149.8446 | 7.897 | 2104.3829 | 237.4383 | 13.8897 | 3325.697 | 513 | 0.0003442 | 0.000209 | 0.0001084 | 10654178.4137 | 239.5312 | 80.5783 | 3347.0587 | 695906.9137 | 234103.2119 | 9724168.2888 | 6722697.5311 | 445315.7709 | 23468.6818 | 6253913.0778 | 831579.8655 | 55199.2054 | 3229.0423 | 773151.6179 |  | 929 | 513-45F | 3667.1682 | 1405.0438 | 90.1433 | 3593.8957 | 1331.7712 | 16.8707 | 0 | 0 | 0 | 73.2725 | 239.5312 | 89.6866 | 2.0928 | 239.476 | 89.6315 | 2.0377 | 0 | 0 | 0 | 0.055135 | 3347.0587 | 1242.6759 | 21.3618 | 3340.4026 | 1236.0197 | 14.7056 | 0 | 0 | 0 | 6.6561 | 80.5783 | 72.6813 | 66.6887 | 14.017 | 6.1201 | 0.12738 | 0 | 0 | 0 | 66.5613 | 0.0002384 | 0.0001032 | 2.6e-06 | 0 | 0 | 0 | 0.0001058 | 5000000 | scaled
515-49R | 938.6551 | 472.1806 | 0 | 466.4744 | 50.3% | 0% | 49.7% | 220.5781 | 465.7601 | 1.178 | 213.3758 | 6.0242 | 2.2473 | 452.0148 | 11.498 | 515 | 0.0014364 | 0.0010262 | 0.0006566 | 653477.4919 | 2.6685 | 881.7554 | 54.2312 | 1857.7522 | 613864.8239 | 37754.9159 | 699743.6891 | 3737.1368 | 676895.7267 | 19110.8256 | 720217.7061 | 3475.083 | 698962.8764 | 17779.7467 |  | 930 | 515-49R | 938.6551 | 718.077 | 472.8949 | 472.1806 | 251.6025 | 6.4205 | 0 | 0 | 0 | 466.4744 | 2.6685 | 1.4904 | 0.42116 | 2.3175 | 1.1394 | 0.070155 | 0 | 0 | 0 | 0.35101 | 54.2312 | 48.2069 | 42.7331 | 11.8563 | 5.8321 | 0.35826 | 0 | 0 | 0 | 42.3749 | 881.7554 | 668.3796 | 429.7407 | 458.0069 | 244.6311 | 5.9921 | 0 | 0 | 0 | 423.7486 | 0.0007894 | 0.0003792 | 9.6e-06 | 0 | 0 | 0 | 0.000647 | 5000000 | scaled
516-5F | 1245.1969 | 236.0323 | 0 | 1009.1646 | 18.96% | 0% | 81.04% | 130.972 | 233.3724 | 0 | 130.972 | 0 | 0 | 233.3724 | 0 | 516 | 0.0037102 | 0.0024586 | 0.001464 | 335614.4925 | 0.75936 | 1152.7643 | 91.6732 | 204.6692 | 310701.3975 | 24708.4255 | 453194.8637 | 0 | 453194.8637 | 0 | 691136.9604 | 0 | 691136.9574 | 0 |  | 931 | 516-5F | 1245.1969 | 1114.2249 | 1011.8245 | 236.0323 | 105.0603 | 2.6599 | 0 | 0 | 0 | 1009.1646 | 0.75936 | 0.75936 | 0.75936 | 0 | 0 | 0 | 0 | 0 | 0 | 0.75936 | 91.6732 | 91.6732 | 91.6732 | 0 | 0 | 0 | 0 | 0 | 0 | 91.6732 | 1152.7643 | 1021.7923 | 919.3919 | 236.0323 | 105.0603 | 2.6599 | 0 | 0 | 0 | 916.732 | 0.0022722 | 0.0010206 | 2.6e-05 | 0 | 0 | 0 | 0.001438 | 5000000 | scaled
516-7F | 353.406 | 40.9245 | 0 | 312.4816 | 11.58% | 0% | 88.42% | 23.1966 | 40.4644 | 0 | 23.1966 | 0 | 0 | 40.4644 | 0 | 516 | 0.0009896 | 0.0006762 | 0.000443 | 357120.0688 | 0.23513 | 324.7848 | 28.386 | 237.6034 | 328198.1101 | 28684.3553 | 488331.0285 | 0 | 488331.0285 | 0 | 706414.5707 | 0 | 706414.5724 | 0 |  | 932 | 516-7F | 353.406 | 330.2094 | 312.9417 | 40.9245 | 17.7279 | 0.4601 | 0 | 0 | 0 | 312.4816 | 0.23513 | 0.23513 | 0.23513 | 0 | 0 | 0 | 0 | 0 | 0 | 0.23513 | 28.386 | 28.386 | 28.386 | 0 | 0 | 0 | 0 | 0 | 0 | 28.386 | 324.7848 | 301.5883 | 284.3205 | 40.9245 | 17.7279 | 0.4601 | 0 | 0 | 0 | 283.8604 | 0.0005526 | 0.0002392 | 6e-06 | 0 | 0 | 0 | 0.000437 | 5000000 | scaled
518-39 | 1403.0335 | 952.5434 | 0 | 450.4901 | 67.89% | 0% | 32.11% | 540.6133 | 941.7733 | 2.522 | 525.2417 | 12.8496 | 4.1182 | 916.6759 | 20.9791 | 518 | 0.002089 | 0.0012946 | 0.000648 | 671629.2403 | 4.5916 | 1335.8555 | 62.5864 | 2197.9954 | 639471.2666 | 29959.9782 | 666167.3129 | 3107.7437 | 647225.723 | 15833.8462 | 711821.3162 | 3112.6897 | 692851.9583 | 15856.6682 |  | 933 | 518-39 | 1403.0335 | 862.4202 | 461.2602 | 952.5434 | 411.9301 | 10.7701 | 0 | 0 | 0 | 450.4901 | 4.5916 | 2.0696 | 0.47338 | 4.2526 | 1.7306 | 0.1344 | 0 | 0 | 0 | 0.33898 | 62.5864 | 49.7368 | 41.6073 | 21.6636 | 8.814 | 0.68444 | 0 | 0 | 0 | 40.9228 | 1335.8555 | 810.6138 | 419.1796 | 926.6272 | 401.3855 | 9.9513 | 0 | 0 | 0 | 409.2283 | 0.0014574 | 0.000663 | 1.64e-05 | 0 | 0 | 0 | 0.0006316 | 5000000 | scaled
518-41 | 181.2908 | 110.5372 | 0 | 70.7536 | 60.97% | 0% | 39.03% | 62.8821 | 109.5536 | 0 | 62.8821 | 0 | 0 | 109.5536 | 0 | 518 | 0.000233 | 0.0001546 | 9.62e-05 | 778072.0421 | 0.05324 | 174.8102 | 6.4273 | 228.4971 | 750258.5309 | 27585.0141 | 765903.3021 | 0 | 765903.3021 | 0 | 745708.2735 | 0 | 745708.2736 | 0 |  | 934 | 518-41 | 181.2908 | 118.4087 | 71.7371 | 110.5372 | 47.655 | 0.98351 | 0 | 0 | 0 | 70.7536 | 0.05324 | 0.05324 | 0.05324 | 0 | 0 | 0 | 0 | 0 | 0 | 0.05324 | 6.4273 | 6.4273 | 6.4273 | 0 | 0 | 0 | 0 | 0 | 0 | 6.4273 | 174.8102 | 111.9281 | 65.2566 | 110.5372 | 47.655 | 0.98351 | 0 | 0 | 0 | 64.2731 | 0.0001382 | 5.98e-05 | 1.4e-06 | 0 | 0 | 0 | 9.48e-05 | 5000000 | scaled
518-42AE | 344.3142 | 101.0173 | 0 | 243.2969 | 29.34% | 0% | 70.66% | 57.6349 | 99.8458 | 0.18169 | 56.5199 | 0.93328 | 0.20652 | 98.5778 | 1.0615 | 518 | 0.0008198 | 0.0005538 | 0.0003554 | 419997.8143 | 0.3896 | 320.7619 | 23.1627 | 475.2327 | 391268.4421 | 28254.1396 | 517658.6222 | 1631.9077 | 507644.2802 | 8382.434 | 687868.3686 | 1422.7983 | 679132.6452 | 7312.9243 |  | 935 | 518-42AE | 344.3142 | 286.6793 | 244.4684 | 101.0173 | 43.3825 | 1.1715 | 0 | 0 | 0 | 243.2969 | 0.3896 | 0.2079 | 0.18307 | 0.20652 | 0.02483 | 0 | 0 | 0 | 0 | 0.18307 | 23.1627 | 22.2295 | 22.1013 | 1.0615 | 0.12821 | 0 | 0 | 0 | 0 | 22.1013 | 320.7619 | 264.242 | 222.1841 | 99.7493 | 43.2294 | 1.1715 | 0 | 0 | 0 | 221.0125 | 0.0004696 | 0.0002036 | 5.2e-06 | 0 | 0 | 0 | 0.0003502 | 5000000 | scaled
519-46R | 7592.4505 | 4127.822 | 0 | 3464.6285 | 54.37% | 0% | 45.63% | 1861.6943 | 4069.8989 | 0 | 1861.6943 | 0 | 0 | 4069.8989 | 0 | 519 | 0.013855 | 0.009101 | 0.0050006 | 548001.451 | 2.607 | 7275.1143 | 314.7292 | 188.1674 | 525097.0249 | 22716.2588 | 629684.2313 | 0 | 629684.2313 | 0 | 704425.7933 | 0 | 704425.7933 | 0 |  | 936 | 519-46R | 7592.4505 | 5730.7562 | 3522.5516 | 4127.822 | 2266.1277 | 57.9232 | 0 | 0 | 0 | 3464.6285 | 2.607 | 2.607 | 2.607 | 0 | 0 | 0 | 0 | 0 | 0 | 2.607 | 314.7292 | 314.7292 | 314.7292 | 0 | 0 | 0 | 0 | 0 | 0 | 314.7292 | 7275.1143 | 5413.4199 | 3205.2154 | 4127.822 | 2266.1277 | 57.9232 | 0 | 0 | 0 | 3147.2922 | 0.0089606 | 0.0042068 | 0.0001064 | 0 | 0 | 0 | 0.0048942 | 5000000 | scaled
52-16F | 647.5006 | 75.3956 | 0 | 572.105 | 11.64% | 0% | 88.36% | 42.8661 | 74.5939 | 0.042172 | 42.5913 | 0.23261 | 0.043354 | 74.3118 | 0.23871 | 52 | 0.001922 | 0.0012858 | 0.0008118 | 336888.9949 | 0.47384 | 594.8177 | 52.2091 | 246.5373 | 309478.505 | 27163.9526 | 470239.992 | 462.6219 | 467225.6197 | 2551.7495 | 705724.0328 | 410.1671 | 703055.4958 | 2258.3698 |  | 937 | 52-16F | 647.5006 | 604.6346 | 572.9068 | 75.3956 | 32.5296 | 0.80176 | 0 | 0 | 0 | 572.105 | 0.47384 | 0.43167 | 0.43049 | 0.043354 | 0.0011824 | 0 | 0 | 0 | 0 | 0.43049 | 52.2091 | 51.9765 | 51.9704 | 0.23871 | 0.006094 | 0 | 0 | 0 | 0 | 51.9704 | 594.8177 | 552.2264 | 520.5059 | 75.1136 | 32.5223 | 0.80176 | 0 | 0 | 0 | 519.7041 | 0.001122 | 0.0004858 | 1.18e-05 | 0 | 0 | 0 | 0.0008 | 5000000 | scaled
52-17F | 2009.8379 | 876.5069 | 0 | 1133.3309 | 43.61% | 0% | 56.39% | 496.8051 | 867.0628 | 0 | 496.8051 | 0 | 0 | 867.0628 | 0 | 52 | 0.004336 | 0.0027998 | 0.0016562 | 463523.4924 | 0.8528 | 1906.0325 | 102.9526 | 196.6778 | 439583.1435 | 23743.6711 | 540407.4287 | 0 | 540407.4287 | 0 | 689998.2466 | 0 | 689998.2458 | 0 |  | 938 | 52-17F | 2009.8379 | 1513.0327 | 1142.7751 | 876.5069 | 379.7018 | 9.4442 | 0 | 0 | 0 | 1133.3309 | 0.8528 | 0.8528 | 0.8528 | 0 | 0 | 0 | 0 | 0 | 0 | 0.8528 | 102.9526 | 102.9526 | 102.9526 | 0 | 0 | 0 | 0 | 0 | 0 | 102.9526 | 1906.0325 | 1409.2274 | 1038.9697 | 876.5069 | 379.7018 | 9.4442 | 0 | 0 | 0 | 1029.5256 | 0.0027094 | 0.0011732 | 2.96e-05 | 0 | 0 | 0 | 0.0016266 | 5000000 | scaled
52-18F | 11618.3539 | 7907.1835 | 0 | 3711.1704 | 68.06% | 0% | 31.94% | 4184.7943 | 7811.7987 | 0 | 4184.7943 | 0 | 0 | 7811.7987 | 0 | 52 | 0.012594 | 0.0084858 | 0.0052926 | 922516.2265 | 2.7925 | 11278.4361 | 337.1253 | 221.7319 | 895526.2002 | 26768.2949 | 875999.8594 | 0 | 875999.8607 | 0 | 719222.1609 | 0 | 719222.1615 | 0 |  | 939 | 52-18F | 11618.3539 | 7433.5596 | 3806.5552 | 7907.1835 | 3722.3892 | 95.3848 | 0 | 0 | 0 | 3711.1704 | 2.7925 | 2.7925 | 2.7925 | 0 | 0 | 0 | 0 | 0 | 0 | 2.7925 | 337.1253 | 337.1253 | 337.1253 | 0 | 0 | 0 | 0 | 0 | 0 | 337.1253 | 11278.4361 | 7093.6418 | 3466.6374 | 7907.1835 | 3722.3892 | 95.3848 | 0 | 0 | 0 | 3371.2526 | 0.0073846 | 0.0032762 | 8.3e-05 | 0 | 0 | 0 | 0.0052096 | 5000000 | scaled
52-20R | 5958.3686 | 2880.1765 | 0 | 3078.1921 | 48.34% | 0% | 51.66% | 1632.9477 | 2847.9773 | 0.080402 | 1632.4495 | 0.41778 | 0.13085 | 2847.1634 | 0.68308 | 52 | 0.011327 | 0.0073532 | 0.004397 | 526050.941 | 2.4471 | 5675.6133 | 280.3082 | 216.0481 | 501087.1166 | 24747.7762 | 588236.5314 | 28.9632 | 588057.0729 | 150.4954 | 707389.4173 | 32.501 | 707187.2501 | 169.666 |  | 940 | 52-20R | 5958.3686 | 4325.4209 | 3110.3913 | 2880.1765 | 1247.2287 | 32.1991 | 0 | 0 | 0 | 3078.1921 | 2.4471 | 2.3667 | 2.3162 | 0.13085 | 0.050448 | 0 | 0 | 0 | 0 | 2.3162 | 280.3082 | 279.8904 | 279.6251 | 0.68308 | 0.26531 | 0 | 0 | 0 | 0 | 279.6251 | 5675.6133 | 4043.1638 | 2828.4499 | 2879.3625 | 1246.913 | 32.1991 | 0 | 0 | 0 | 2796.2508 | 0.0070072 | 0.0030338 | 7.76e-05 | 0 | 0 | 0 | 0.0043194 | 5000000 | scaled
520-1045R | 2978813.964 | 2899717.592 | 73616.8404 | 5479.5316 | 97.34% | 2.471% | 0.184% | 886717.521 | 2917325.6313 | 46925.4838 | 27598.8963 | 812193.142 | 157182.4632 | 58306.6534 | 2701836.5154 | 520 | 0.26824 | 0.15993 | 0.031514 | 11105206.5533 | 159970.6639 | 69270.3487 | 2749572.952 | 596380.7363 | 258244.2341 | 10250581.5853 | 13080998.6807 | 692252.2417 | 407143.3313 | 11981603.1232 | 1951155.7683 | 105126.2384 | 38996.4569 | 1807033.0734 |  | 941 | 520-1045R | 2978813.964 | 2092096.443 | 61488.3326 | 2899717.592 | 2044959.872 | 49012.5006 | 73616.8404 | 41657.0393 | 6996.3005 | 5479.5316 | 159970.6639 | 113045.1801 | 2788.2007 | 159884.177 | 112994.4503 | 2776.2499 | 82.3637 | 46.6066 | 7.8276 | 4.1232 | 2749572.952 | 1937379.81 | 47736.4367 | 2738196.81 | 1930726.376 | 46204.8274 | 10878.377 | 6155.67 | 1033.8449 | 497.7644 | 69270.3487 | 41671.4525 | 10963.6953 | 1636.605 | 1239.0458 | 31.4233 | 62656.0997 | 35454.7627 | 5954.628 | 4977.644 | 0.027405 | 0.01976 | 0.0005016 | 0.23313 | 0.13248 | 0.023313 | 0.007699 | 5000000 | scaled
520-10R | 1478744.639 | 1448788.051 | 26017.2587 | 3939.3293 | 97.97% | 1.759% | 0.2664% | 710773.357 | 1453446.2001 | 75051.8036 | 14410.5369 | 621311.0165 | 153524.7819 | 31142.5099 | 1268778.9084 | 520 | 0.046043 | 0.027503 | 0.0081854 | 32116321.5358 | 155640.5385 | 36558.0415 | 1286546.059 | 3380300.7271 | 793990.9199 | 27942029.8892 | 27922776.1659 | 2948414.8384 | 566118.8508 | 24408242.476 | 3090678.3859 | 326462.5309 | 66222.9412 | 2697992.9138 |  | 942 | 520-10R | 1478744.639 | 767971.282 | 25298.4389 | 1448788.051 | 749578.0387 | 19490.7069 | 26017.2587 | 14453.914 | 1868.4026 | 3939.3293 | 155640.5385 | 80588.7349 | 2115.7566 | 155606.2058 | 80568.3439 | 2110.5397 | 31.3685 | 17.4268 | 2.2527 | 2.9642 | 1286546.059 | 665235.0425 | 17767.1506 | 1283870.568 | 663589.6238 | 17242.8603 | 2317.6401 | 1287.5673 | 166.4389 | 357.8514 | 36558.0415 | 22147.5046 | 5415.5316 | 9311.2776 | 5420.071 | 137.3068 | 23668.2501 | 13148.9199 | 1699.711 | 3578.5137 | 0.016027 | 0.0080356 | 0.000204 | 0.024483 | 0.013935 | 0.0024484 | 0.005533 | 5000000 | scaled
520-1489R | 2637933.839 | 2552367.688 | 73796.5863 | 11769.5647 | 96.76% | 2.798% | 0.4462% | 784901.368 | 2580464.6681 | 42154.4681 | 28931.9207 | 713814.979 | 139034.2565 | 62149.3277 | 2379281.0835 | 520 | 0.13822 | 0.093867 | 0.024279 | 19085423.804 | 141247.1189 | 78302.1667 | 2418384.553 | 1021921.4316 | 566515.3591 | 17496987.0103 | 19741126.993 | 1060230.9299 | 727669.4168 | 17953226.6402 | 2367032.0396 | 127534.6041 | 57008.8991 | 2182488.5361 |  | 943 | 520-1489R | 2637933.839 | 1853032.471 | 57469.1709 | 2552367.688 | 1799944.449 | 39436.6811 | 73796.5863 | 41318.4566 | 6262.9251 | 11769.5647 | 141247.1189 | 99092.6508 | 2212.8624 | 141128.8819 | 99022.5527 | 2194.7233 | 109.3807 | 61.2419 | 9.2829 | 8.8562 | 2418384.553 | 1704569.574 | 39103.4695 | 2407028.928 | 1697741.059 | 37161.3282 | 10286.4694 | 5759.3591 | 872.986 | 1069.1553 | 78302.1667 | 49370.246 | 16152.839 | 4209.8774 | 3180.8373 | 80.6296 | 63400.7361 | 35497.8556 | 5380.6562 | 10691.5531 | 0.054807 | 0.039363 | 0.0010044 | 0.066817 | 0.037911 | 0.0066816 | 0.016593 | 5000000 | scaled
520-1509R | 3413911.789 | 3165391.003 | 238763.1895 | 9757.5962 | 92.72% | 6.994% | 0.2858% | 1334939.094 | 3331236.7968 | 73211.5774 | 92866.5125 | 1168861.004 | 185903.8219 | 194413.6983 | 2950919.2765 | 520 | 0.28561 | 0.17012 | 0.037334 | 11953179.6805 | 188988.6435 | 223497.1224 | 3001426.023 | 661708.7239 | 782533.7698 | 10508937.1864 | 12220337.4891 | 670195.5078 | 850121.2747 | 10700020.7058 | 2214445.4511 | 123579.8887 | 129236.8439 | 1961628.7184 |  | 944 | 520-1509R | 3413911.789 | 2078972.695 | 82674.9922 | 3165391.003 | 1934107.777 | 50247.221 | 238763.1895 | 135107.3211 | 22670.175 | 9757.5962 | 188988.6435 | 115777.0661 | 3084.8216 | 188652.4205 | 115583.6223 | 3046.2526 | 328.8808 | 186.1016 | 31.2267 | 7.3423 | 3001426.023 | 1832565.019 | 50506.7465 | 2974660.479 | 1817034.567 | 47163.1761 | 25879.157 | 14644.0646 | 2457.1837 | 886.3867 | 223497.1224 | 130630.6099 | 29083.4241 | 2078.1035 | 1489.5877 | 37.7922 | 212555.1517 | 120277.155 | 20181.7646 | 8863.8672 | 0.043215 | 0.026412 | 0.0006708 | 0.22859 | 0.12991 | 0.022859 | 0.013805 | 5000000 | scaled
520-1525R | 1632803.28 | 1604824.324 | 23442.3442 | 4536.6122 | 98.29% | 1.436% | 0.2778% | 683675.0149 | 1596428.008 | 69850.1304 | 13443.4781 | 600381.4062 | 162698.8211 | 29480.0354 | 1404249.1513 | 520 | 0.099044 | 0.059795 | 0.013465 | 16485702.0544 | 165691.5844 | 35506.2364 | 1431605.459 | 1672915.6089 | 358490.9718 | 14454295.4719 | 15872984.2044 | 1621720.8357 | 312119.2244 | 13939144.1395 | 2701548.6542 | 275326.403 | 49887.4672 | 2376334.7837 |  | 945 | 520-1525R | 1632803.28 | 949128.2651 | 36375.272 | 1604824.324 | 931459.1011 | 29849.6075 | 23442.3442 | 13132.5518 | 1989.0523 | 4536.6122 | 165691.5844 | 95841.454 | 2992.7633 | 165660.9861 | 95822.8113 | 2987.0431 | 27.1847 | 15.2291 | 2.3066 | 3.4137 | 1431605.459 | 831224.0528 | 27356.3076 | 1428344.38 | 829215.9322 | 26702.4673 | 2848.9707 | 1596.0117 | 241.7314 | 412.109 | 35506.2364 | 22062.7583 | 6026.201 | 10818.9579 | 6420.3576 | 160.0972 | 20566.1888 | 11521.3111 | 1745.0142 | 4121.0896 | 0.025799 | 0.015453 | 0.000393 | 0.066858 | 0.037957 | 0.0066858 | 0.0063858 | 5000000 | scaled
520-1527R | 6763000.618 | 6541015.739 | 214761.3737 | 7223.5055 | 96.72% | 3.176% | 0.1068% | 3328607.184 | 6659390.4163 | 241789.4309 | 85294.9426 | 3001522.81 | 483700.5136 | 180117.9444 | 5995571.958 | 520 | 0.27105 | 0.1566 | 0.03329 | 24951449.7075 | 489458.6042 | 205087.0565 | 6068454.957 | 1805811.1239 | 756649.2545 | 22388989.328 | 21930796.4935 | 1593049.1374 | 561972.5984 | 19775774.7544 | 3112314.7123 | 226060.9652 | 84179.4358 | 2802074.3112 |  | 946 | 520-1527R | 6763000.618 | 3434393.434 | 103610.2017 | 6541015.739 | 3305686.077 | 76002.5512 | 214761.3737 | 121483.8513 | 20384.145 | 7223.5055 | 489458.6042 | 247669.1733 | 5758.0906 | 489099.5805 | 247463.724 | 5719.0942 | 353.5882 | 200.0139 | 33.5609 | 5.4355 | 6068454.957 | 3066932.147 | 72882.9989 | 6046211.505 | 3054064.712 | 70177.8486 | 21587.2643 | 12211.2462 | 2048.9621 | 656.1882 | 205087.0565 | 119792.1139 | 24969.1121 | 5704.6534 | 4157.6408 | 105.6084 | 192820.5212 | 109072.5912 | 18301.6219 | 6561.8819 | 0.033612 | 0.017343 | 0.0004396 | 0.22731 | 0.12914 | 0.022731 | 0.010119 | 5000000 | scaled
520-1902R | 748333.0035 | 578740.6593 | 162393.6024 | 7198.7418 | 77.34% | 21.7% | 0.962% | 384280.6898 | 723866.683 | 34898.9778 | 68247.3683 | 281134.3437 | 64212.0342 | 141339.4705 | 518315.1783 | 520 | 0.058932 | 0.034851 | 0.012811 | 12698288.5895 | 64856.0347 | 158402.2021 | 525074.7667 | 1100526.96 | 2687890.1052 | 8909871.5244 | 10445844.7494 | 948653.7145 | 1855158.0476 | 7642032.9878 | 1909730.4354 | 169406.4376 | 372886.7412 | 1367437.2566 |  | 947 | 520-1902R | 748333.0035 | 364052.3137 | 24466.3205 | 578740.6593 | 266680.17 | 5614.3607 | 162393.6024 | 90173.4019 | 11653.218 | 7198.7418 | 64856.0347 | 29957.0569 | 644.0005 | 64607.1836 | 29816.4667 | 621.1151 | 243.4343 | 135.1734 | 17.4686 | 5.4168 | 525074.7667 | 243940.423 | 6759.5884 | 507896.7348 | 234111.0386 | 4919.8958 | 16524.0933 | 9175.4458 | 1185.754 | 653.9386 | 158402.2021 | 90154.8338 | 17062.7316 | 6236.7409 | 2752.6647 | 73.3499 | 145626.0749 | 80862.7827 | 10449.9954 | 6539.3864 | 0.024573 | 0.010961 | 0.000301 | 0.024276 | 0.013808 | 0.0024276 | 0.010083 | 5000000 | scaled
520-1904 | 2084535.895 | 2011216.826 | 68063.2114 | 5255.8575 | 96.48% | 3.265% | 0.2521% | 1154598.7582 | 2049614.0245 | 76977.3896 | 28691.7506 | 1048929.618 | 136253.6122 | 59619.7778 | 1853740.6346 | 520 | 0.05278 | 0.03053 | 0.010088 | 39495105.969 | 137931.1372 | 68877.6458 | 1877727.112 | 2613341.8442 | 1305005.0736 | 35576759.0508 | 30459382.6743 | 2030734.7042 | 756914.9052 | 27671733.0641 | 3461792.5078 | 230131.9801 | 100697.6423 | 3130962.8854 |  | 948 | 520-1904 | 2084535.895 | 929937.1368 | 34921.8705 | 2011216.826 | 886831.0156 | 24781.6178 | 68063.2114 | 37850.2638 | 4884.3952 | 5255.8575 | 137931.1372 | 60953.7476 | 1677.525 | 137837.3185 | 60899.819 | 1667.1213 | 89.8639 | 49.9737 | 6.4489 | 3.9549 | 1877727.112 | 828797.494 | 23986.4774 | 1871457.896 | 825099.2186 | 23093.3991 | 5791.7698 | 3220.8298 | 415.6326 | 477.4457 | 68877.6458 | 40185.8952 | 9257.868 | 1921.6112 | 831.978 | 21.0974 | 62181.5776 | 34579.4603 | 4462.3137 | 4774.4569 | 0.020946 | 0.0092068 | 0.0002346 | 0.024423 | 0.013913 | 0.0024422 | 0.007411 | 5000000 | scaled
520-1936 | 63711.1322 | 63565.9402 | 0 | 145.192 | 99.77% | 0% | 0.2279% | 28767.427 | 61630.4668 | 1657.4258 | 0 | 27110.0013 | 3480.5331 | 0 | 58149.9337 | 520 | 0.0006668 | 0.0003996 | 0.0002008 | 95547588.8122 | 3586.5149 | 131.8934 | 59992.724 | 5378696.5762 | 197800.5147 | 89971091.7217 | 87446709.6597 | 5038213.1778 | 0 | 82408496.4788 | 10361879.4173 | 585179.1596 | 0 | 9776700.2579 |  | 949 | 520-1936 | 63711.1322 | 34943.7052 | 2080.6654 | 63565.9402 | 34798.5132 | 1935.4734 | 0 | 0 | 0 | 145.192 | 3586.5149 | 1929.0891 | 105.9817 | 3586.4056 | 1928.9799 | 105.8725 | 0 | 0 | 0 | 0.10925 | 59992.724 | 32882.7227 | 1842.7903 | 59979.5346 | 32869.5333 | 1829.6009 | 0 | 0 | 0 | 13.1893 | 131.8934 | 131.8934 | 131.8934 | 0 | 0 | 0 | 0 | 0 | 0 | 131.8934 | 0.0004712 | 0.000204 | 5.2e-06 | 0 | 0 | 0 | 0.0001956 | 5000000 | scaled
520-22R | 258296.0488 | 193006.7992 | 63350.6437 | 1938.6059 | 74.72% | 24.53% | 0.7505% | 127604.6457 | 247048.1806 | 15391.1456 | 36149.4497 | 76064.0503 | 28310.9684 | 81717.361 | 137019.8511 | 520 | 0.036011 | 0.021131 | 0.005318 | 7172778.2597 | 29067.1936 | 87843.0643 | 141385.7908 | 807184.3743 | 2439366.8623 | 3926227.022 | 6184818.6598 | 745987.2972 | 1752113.2563 | 3686718.1044 | 2115056.0737 | 242378.9789 | 699607.6651 | 1173069.4294 |  | 950 | 520-22R | 258296.0488 | 130691.4031 | 11247.8682 | 193006.7992 | 93532.6039 | 4764.4933 | 63350.6437 | 35220.1933 | 4544.769 | 1938.6059 | 29067.1936 | 13676.048 | 756.2252 | 28999.4522 | 13637.739 | 750.0113 | 66.2827 | 36.8503 | 4.7551 | 1.4587 | 141385.7908 | 65321.7405 | 4365.9397 | 133162.9631 | 60672.0091 | 3612.5643 | 8046.7235 | 4473.6271 | 577.2712 | 176.1043 | 87843.0643 | 51693.6146 | 6125.7033 | 30844.3839 | 19222.8558 | 401.9177 | 55237.6376 | 30709.716 | 3962.7427 | 1761.0428 | 0.0088126 | 0.0044532 | 0.0001136 | 0.024437 | 0.013917 | 0.0024438 | 0.0027606 | 5000000 | scaled
520-35R | 4997794.244 | 4822590.918 | 165559.9169 | 9643.4087 | 96.49% | 3.313% | 0.193% | 1699357.946 | 4875660.9856 | 102951.6251 | 63998.7377 | 1532407.583 | 297111.6063 | 136520.6549 | 4442028.7244 | 520 | 0.28544 | 0.17158 | 0.037124 | 17509039.5066 | 303224.098 | 159040.2 | 4535529.946 | 1062301.1777 | 557174.027 | 15889564.3019 | 19223426.7374 | 1164606.331 | 723964.6293 | 17334855.7748 | 3289855.6306 | 200476.2623 | 92117.4066 | 2997261.9617 |  | 951 | 520-35R | 4997794.244 | 3298436.298 | 122133.2584 | 4822590.918 | 3195130.228 | 96776.4643 | 165559.9169 | 93662.6617 | 15713.3854 | 9643.4087 | 303224.098 | 200272.4729 | 6112.4917 | 302995.4121 | 200139.9467 | 6084.2194 | 221.4295 | 125.2699 | 21.016 | 7.2564 | 4535529.946 | 3003122.363 | 93501.2216 | 4512948.899 | 2989967.102 | 90565.1708 | 21705.033 | 12279.2473 | 2060.037 | 876.0138 | 159040.2 | 95041.4623 | 22519.5451 | 6646.607 | 5023.1793 | 127.0742 | 143633.4545 | 81258.1445 | 13632.3324 | 8760.1385 | 0.044456 | 0.028772 | 0.0007304 | 0.22732 | 0.12915 | 0.022732 | 0.013661 | 5000000 | scaled
520-45 | 2044646.26 | 1994999.328 | 43554.5192 | 6092.4127 | 97.57% | 2.13% | 0.298% | 557837.49 | 1998245.4925 | 27794.8152 | 16500.0798 | 513542.596 | 100731.8743 | 34698.343 | 1862815.2755 | 520 | 0.10446 | 0.067588 | 0.015847 | 19573185.3619 | 102630.326 | 43390.0773 | 1898625.857 | 982469.405 | 415368.684 | 18175347.2759 | 21998182.6602 | 1096081.6237 | 650676.5419 | 20251424.5333 | 2928010.47 | 147601.4753 | 50843.1582 | 2729565.837 |  | 952 | 520-45 | 2044646.26 | 1486808.77 | 46400.7675 | 1994999.328 | 1456326.878 | 36614.6606 | 43554.5192 | 24389.4787 | 3693.6942 | 6092.4127 | 102630.326 | 74835.5108 | 1898.4517 | 102587.4733 | 74809.4971 | 1890.622 | 38.2684 | 21.4294 | 3.2454 | 4.5843 | 1898625.857 | 1385083.261 | 35810.5815 | 1891602.571 | 1380906.864 | 34708.4593 | 6469.8468 | 3622.9579 | 548.6833 | 553.4389 | 43390.0773 | 26889.9975 | 8691.7343 | 809.2839 | 610.5167 | 15.5794 | 37046.404 | 20745.0914 | 3141.7655 | 5534.3894 | 0.029243 | 0.021168 | 0.0005374 | 0.066565 | 0.037766 | 0.0066566 | 0.0086532 | 5000000 | scaled
521-14R | 11350287.44 | 10974724.56 | 366912.4365 | 8650.4405 | 96.69% | 3.233% | 0.07621% | 5913309.03 | 11157608.7675 | 321228.272 | 146617.9457 | 5445462.804 | 602968.4566 | 305129.571 | 10249510.7314 | 521 | 0.27097 | 0.1554 | 0.034633 | 41888327.5872 | 611249.562 | 344692.8294 | 10394345.04 | 2255821.4517 | 1272091.6744 | 38360414.4293 | 34986585.8053 | 1900573.8487 | 867477.2977 | 32218534.6098 | 5563473.7157 | 300655.7435 | 152145.5343 | 5110672.4336 |  | 953 | 521-14R | 11350287.44 | 5436978.41 | 192678.6725 | 10974724.56 | 5220798.195 | 149259.4381 | 366912.4365 | 207529.7751 | 34768.7939 | 8650.4405 | 611249.562 | 290021.29 | 8281.1054 | 610759.8289 | 289741.464 | 8228.8057 | 483.2239 | 273.3169 | 45.7905 | 6.5092 | 10394345.04 | 4948882.236 | 144834.3086 | 10361403.74 | 4929908.92 | 141001.4275 | 32155.4893 | 18187.5042 | 3047.0692 | 785.8119 | 344692.8294 | 198074.8837 | 39563.2584 | 2560.9868 | 1147.8103 | 29.2049 | 334273.7233 | 189068.9541 | 31675.9341 | 7858.1194 | 0.038563 | 0.018126 | 0.0004602 | 0.22026 | 0.12513 | 0.022026 | 0.012147 | 5000000 | scaled
521-1819R | 810999.5818 | 724333.0113 | 83051.8447 | 3614.7258 | 89.31% | 10.24% | 0.4457% | 393355.9288 | 789289.394 | 44782.4065 | 36373.3104 | 312200.212 | 89495.1458 | 76797.1007 | 622997.1475 | 521 | 0.043667 | 0.025899 | 0.0076806 | 18572452.7971 | 91012.9643 | 85622.5892 | 634364.0284 | 2084259.9929 | 1960816.6658 | 14527376.1393 | 16126109.2491 | 1835909.7354 | 1491168.5168 | 12799030.9989 | 2826626.5409 | 320502.6651 | 275028.0503 | 2231095.8257 |  | 954 | 521-1819R | 810999.5818 | 417643.653 | 21710.1878 | 724333.0113 | 367859.4016 | 12136.6553 | 83051.8447 | 46169.5255 | 5958.8067 | 3614.7258 | 91012.9643 | 46230.5578 | 1517.8185 | 90902.7204 | 46168.064 | 1507.3839 | 107.5239 | 59.7738 | 7.7146 | 2.72 | 634364.0284 | 322163.8164 | 11366.8808 | 627048.1752 | 317951.0225 | 10537.1781 | 6987.489 | 3884.4297 | 501.3386 | 328.3642 | 85622.5892 | 49249.2788 | 8825.4885 | 6382.1157 | 3740.3151 | 92.0933 | 75956.8318 | 42225.322 | 5449.7535 | 3283.6417 | 0.014197 | 0.0069358 | 0.0001758 | 0.024406 | 0.013899 | 0.0024406 | 0.0050642 | 5000000 | scaled
521-1856R | 8477861.694 | 8290637.732 | 178342.4023 | 8881.5591 | 97.79% | 2.104% | 0.1048% | 4554944.314 | 8357638.8252 | 250406.3001 | 71403.1615 | 4233134.852 | 458896.2731 | 148162.1786 | 7750580.3738 | 521 | 0.15411 | 0.089555 | 0.023525 | 55012683.9723 | 464240.5315 | 170441.3887 | 7843179.774 | 3012448.0168 | 1105990.9433 | 50894245.0135 | 43804657.9301 | 2408144.1096 | 686680.418 | 40709833.3988 | 5110343.2375 | 280595.694 | 90594.916 | 4739152.6277 |  | 955 | 521-1856R | 8477861.694 | 3922917.38 | 120222.8688 | 8290637.732 | 3813605.459 | 95310.3822 | 178342.4023 | 100430.3617 | 16030.9274 | 8881.5591 | 464240.5315 | 213834.2314 | 5344.2584 | 463894.6547 | 213636.5374 | 5307.0857 | 339.1937 | 191.0109 | 30.4896 | 6.6831 | 7843179.774 | 3610044.922 | 92599.4003 | 7821813.903 | 3597660.643 | 89944.5703 | 20559.0638 | 11577.4723 | 1848.023 | 806.8069 | 170441.3887 | 99038.2272 | 22279.2101 | 4929.1748 | 2308.2796 | 58.7262 | 157444.1448 | 88661.8785 | 14152.4148 | 8068.0691 | 0.034618 | 0.016333 | 0.0004146 | 0.10709 | 0.06082 | 0.010709 | 0.012402 | 5000000 | scaled
521-18R | 8713017.277 | 8657405.516 | 47262.4022 | 8349.3587 | 99.36% | 0.5424% | 0.09583% | 4389847.982 | 8592680.1333 | 247446.2306 | 21010.2329 | 4121391.519 | 485295.927 | 44350.3472 | 8063033.8591 | 521 | 0.071321 | 0.042989 | 0.014689 | 122165881.6313 | 491469.7953 | 55040.9857 | 8166506.496 | 6890935.5886 | 771733.87 | 114503212.1725 | 100564546.6282 | 5668605.86 | 481311.5515 | 94414629.2275 | 8192330.5671 | 462685.0523 | 42283.9788 | 7687361.5359 |  | 956 | 521-18R | 8713017.277 | 4323169.295 | 120337.1437 | 8657405.516 | 4288554.627 | 108597.1669 | 47262.4022 | 26265.3089 | 3390.6181 | 8349.3587 | 491469.7953 | 244023.5647 | 6173.8683 | 491365.2766 | 243962.689 | 6160.5382 | 98.2361 | 54.5931 | 7.0475 | 6.2826 | 8166506.496 | 4045114.977 | 103472.6369 | 8160830.685 | 4041623.779 | 102361.4034 | 4917.3494 | 2732.7367 | 352.772 | 758.4615 | 55040.9857 | 34030.7528 | 10690.6385 | 5209.5543 | 2968.1591 | 75.2253 | 42246.8168 | 23477.9791 | 3030.7986 | 7584.6146 | 0.035045 | 0.017251 | 0.0004368 | 0.024471 | 0.013933 | 0.0024472 | 0.011805 | 5000000 | scaled
521-27R | 5618622.916 | 5550019.81 | 61335.2906 | 7267.816 | 98.78% | 1.092% | 0.1294% | 3016283.17 | 5528758.3542 | 218345.0884 | 30324.3208 | 2767613.761 | 398972.9287 | 61670.8757 | 5068114.5504 | 521 | 0.063668 | 0.037365 | 0.012946 | 88249328.0099 | 404655.8297 | 72368.5429 | 5141598.544 | 6355757.5549 | 1136662.0217 | 80756908.4432 | 69646081.0059 | 5041595.519 | 700189.5982 | 63904295.8926 | 6941599.735 | 500928.0925 | 77430.5019 | 6363241.1414 |  | 957 | 521-27R | 5618622.916 | 2602339.746 | 89864.5618 | 5550019.81 | 2560999.926 | 78197.6545 | 61335.2906 | 34072.0039 | 4399.0913 | 7267.816 | 404655.8297 | 186310.7413 | 5682.901 | 404561.2767 | 186255.7859 | 5671.0429 | 89.0842 | 49.4866 | 6.3893 | 5.4688 | 5141598.544 | 2373984.783 | 73483.9937 | 5135169.038 | 2370119.704 | 72409.9949 | 5769.2923 | 3204.8654 | 413.7853 | 660.2134 | 72368.5429 | 42044.2222 | 10697.6672 | 10289.495 | 4624.4365 | 116.6167 | 55476.9141 | 30817.6518 | 3978.9167 | 6602.1338 | 0.029051 | 0.013285 | 0.0003376 | 0.024453 | 0.013917 | 0.0024454 | 0.010163 | 5000000 | scaled
521-32R | 12241713.46 | 12165680.27 | 69068.987 | 6964.2079 | 99.38% | 0.5642% | 0.05689% | 5829357.365 | 12062873.6593 | 362468.2226 | 27411.4643 | 5439477.684 | 749916.2108 | 57134.4287 | 11255823.0261 | 521 | 0.14844 | 0.087192 | 0.020944 | 82470546.237 | 760329.9374 | 69016.6888 | 11412366.84 | 5122226.1869 | 464954.8484 | 76883365.2435 | 73542772.1172 | 4572874.1996 | 345821.1502 | 68624076.8413 | 8538788.4446 | 530833.3699 | 40443 | 7967512.0792 |  | 958 | 521-32R | 12241713.46 | 6412356.095 | 178839.8007 | 12165680.27 | 6366487.166 | 165665.8696 | 69068.987 | 38904.7219 | 6209.7232 | 6964.2079 | 760329.9374 | 397861.7148 | 10413.7266 | 760201.719 | 397787.2042 | 10397.4298 | 122.978 | 69.2702 | 11.0565 | 5.2403 | 11412366.84 | 5972889.156 | 156543.8139 | 11404427.08 | 5968140.616 | 155254.2257 | 7307.1213 | 4115.9069 | 656.9548 | 632.6334 | 69016.6888 | 41605.2246 | 11882.2601 | 1051.4669 | 559.3456 | 14.2141 | 61638.8877 | 34719.5448 | 5541.7119 | 6326.3341 | 0.031334 | 0.016436 | 0.0004172 | 0.10731 | 0.060959 | 0.010731 | 0.0097964 | 5000000 | scaled
521-700R | 9012544.599 | 8927133.742 | 75930.6611 | 9480.1965 | 99.05% | 0.8425% | 0.1052% | 4798276.536 | 8914353.5887 | 354749.1254 | 36637.8863 | 4406889.525 | 659501.8964 | 79504.3672 | 8175347.3261 | 521 | 0.074421 | 0.044745 | 0.01613 | 121102820.9797 | 665739.0936 | 93312.5433 | 8253492.963 | 8945629.2156 | 1253853.6819 | 110903338.0946 | 94184953.3352 | 6963339.7681 | 719161.8883 | 86502451.6931 | 6087477.39 | 450363.8814 | 54292.3312 | 5582821.1779 |  | 959 | 521-700R | 9012544.599 | 4214268.063 | 98191.0103 | 8927133.742 | 4162575.937 | 83266.1297 | 75930.6611 | 42211.9296 | 5444.6841 | 9480.1965 | 665739.0936 | 310989.9682 | 6237.1972 | 665629.9713 | 310926.1363 | 6222.7505 | 101.9887 | 56.6983 | 7.3132 | 7.1335 | 8253492.963 | 3846603.438 | 78145.6369 | 8245730.175 | 3841905.462 | 76789.5632 | 6901.6004 | 3836.7883 | 494.8862 | 861.1875 | 93312.5433 | 56674.657 | 13808.1761 | 15773.596 | 9744.3386 | 253.816 | 68927.0719 | 38318.4431 | 4942.4847 | 8611.8754 | 0.036793 | 0.017612 | 0.0004464 | 0.024382 | 0.013887 | 0.0024382 | 0.013245 | 5000000 | scaled
522-34 | 112711.73 | 48493.7179 | 62905.26 | 1312.7522 | 43.02% | 55.81% | 1.165% | 52373.2043 | 105556.1356 | 1916.5846 | 28706.8696 | 21749.7501 | 3678.5114 | 60485.5033 | 41392.1209 | 522 | 0.030009 | 0.017615 | 0.0043366 | 3755930.8874 | 3789.4316 | 65895.5432 | 43026.7553 | 126276.5027 | 2195859.3485 | 1433795.0378 | 3425444.8379 | 125353.3177 | 1877559.3267 | 1422532.1971 | 1650047.1445 | 57502.2688 | 945505.7393 | 647039.1372 |  | 960 | 522-34 | 112711.73 | 60338.5257 | 7155.5944 | 48493.7179 | 24041.0033 | 1333.0064 | 62905.26 | 34984.7702 | 4509.8358 | 1312.7522 | 3789.4316 | 1872.8469 | 110.9201 | 3713.4044 | 1830.126 | 104.5526 | 75.0393 | 41.7331 | 5.3798 | 0.9878 | 43026.7553 | 21277.0052 | 1634.6344 | 37828.5688 | 18333.1032 | 1151.2615 | 5078.9352 | 2824.6506 | 364.1216 | 119.2513 | 65895.5432 | 37188.6736 | 5410.0399 | 6951.7447 | 3877.774 | 77.1924 | 57751.2854 | 32118.3865 | 4140.3344 | 1192.5131 | 0.0037922 | 0.0018788 | 4.78e-05 | 0.024364 | 0.013884 | 0.0024364 | 0.0018524 | 5000000 | scaled
522-36 | 116957.6872 | 26354.7042 | 89088.0048 | 1514.9782 | 22.53% | 76.17% | 1.295% | 53962.354 | 109035.0707 | 1121.2421 | 36580.0468 | 16261.0651 | 2099.3437 | 76139.2025 | 30796.5244 | 522 | 0.031092 | 0.018139 | 0.0046164 | 3761713.3631 | 2109.2194 | 83296.3547 | 31552.1131 | 67838.8837 | 2679062.9845 | 1014811.4947 | 3472883.7639 | 72160.3719 | 2354201.4237 | 1046521.9679 | 1716189.3402 | 33043.234 | 1198415.2153 | 484730.8908 |  | 961 | 522-36 | 116957.6872 | 62995.3332 | 7922.6165 | 26354.7042 | 11960.08 | 22.056 | 89088.0048 | 49520.2749 | 6385.5823 | 1514.9782 | 2109.2194 | 987.9773 | 9.8757 | 2009.0781 | 931.8067 | 1.6396 | 99.0013 | 55.0307 | 7.0961 | 1.14 | 31552.1131 | 15291.048 | 755.5886 | 22921.077 | 10432.2944 | 9.1825 | 8493.4144 | 4721.1319 | 608.7845 | 137.6217 | 83296.3547 | 46716.3079 | 7157.1522 | 1424.5491 | 595.9789 | 11.2339 | 80495.589 | 44744.1124 | 5769.7017 | 1376.2166 | 0.0046342 | 0.0021524 | 5.44e-05 | 0.024328 | 0.013858 | 0.0024328 | 0.0021292 | 5000000 | scaled
522-38R | 5639841.432 | 5439139.642 | 188304.5448 | 12397.2448 | 96.44% | 3.339% | 0.2198% | 2892813.793 | 5544012.3981 | 351274.5471 | 80410.4104 | 2461128.835 | 672533.535 | 169422.6885 | 4702056.1744 | 522 | 0.088602 | 0.054189 | 0.020607 | 63653514.608 | 681322.9005 | 193164.6714 | 4765353.86 | 7689683.7832 | 2180134.0305 | 53783696.7931 | 50693829.311 | 6155754.6411 | 1409116.4905 | 43128958.1707 | 4650224.3791 | 564109.8208 | 142108.9024 | 3944005.6559 |  | 962 | 522-38R | 5639841.432 | 2747027.639 | 95829.0339 | 5439139.642 | 2630068.013 | 69939.9588 | 188304.5448 | 104562.3808 | 13491.8302 | 12397.2448 | 681322.9005 | 330048.3534 | 8789.3655 | 681048.3722 | 329891.7638 | 8761.0357 | 265.1997 | 147.261 | 19.0013 | 9.3285 | 4765353.86 | 2304225.025 | 63297.6856 | 4748278.445 | 2294242.502 | 61028.7644 | 15949.2405 | 8856.3479 | 1142.747 | 1126.1742 | 193164.6714 | 112754.261 | 23741.9829 | 9812.8247 | 5933.7471 | 150.1588 | 172090.1046 | 95558.7719 | 12330.082 | 11261.742 | 0.046787 | 0.022805 | 0.0005792 | 0.024207 | 0.013776 | 0.0024208 | 0.017607 | 5000000 | scaled
523-31AE | 305199.014 | 35697.5026 | 266158.9754 | 3342.536 | 11.7% | 87.21% | 1.095% | 140011.3115 | 282547.57 | 2834.4396 | 107733.1868 | 29443.6851 | 4779.352 | 224252.3479 | 53515.8701 | 523 | 0.037419 | 0.022238 | 0.0072276 | 8156170.7029 | 4841.445 | 244397.5836 | 55959.9854 | 129383.2876 | 6531306.8515 | 1495480.5636 | 7428306.2246 | 150381.3186 | 5715788.914 | 1562135.9932 | 3134020.1505 | 53012.6142 | 2487409.0304 | 593598.5059 |  | 963 | 523-31AE | 305199.014 | 165187.7025 | 22651.444 | 35697.5026 | 14070.1485 | 247.366 | 266158.9754 | 147775.018 | 19061.542 | 3342.536 | 4841.445 | 2007.0054 | 62.093 | 4509.395 | 1821.5281 | 35.9776 | 329.5348 | 182.9621 | 23.6003 | 2.5152 | 55959.9854 | 26516.3003 | 2444.1153 | 28336.0854 | 11044.0878 | 183.8783 | 27320.2618 | 15168.5742 | 1956.5987 | 303.6383 | 244397.5836 | 136664.3968 | 20145.2357 | 2852.0222 | 1204.5326 | 27.5102 | 238509.1788 | 132423.4816 | 17081.3429 | 3036.3826 | 0.0086164 | 0.0038144 | 9.76e-05 | 0.024081 | 0.013701 | 0.0024082 | 0.0047218 | 5000000 | scaled
524-1782F | 5468134.48 | 5455868.336 | 6254.5388 | 6011.6057 | 99.78% | 0.1144% | 0.1099% | 2982557.52 | 5399865.3115 | 234216.9155 | 6240.0499 | 2742100.555 | 424290.8209 | 12568.6626 | 4963005.8284 | 524 | 0.040404 | 0.023888 | 0.0093018 | 135337133.6359 | 429154.7392 | 18500.4582 | 5020479.283 | 10621642.994 | 457889.0651 | 124257601.587 | 104051279.3034 | 8171030.9118 | 217694.1017 | 95662554.3055 | 7339350.2881 | 576684.5614 | 17082.9849 | 6745582.7424 |  | 964 | 524-1782F | 5468134.48 | 2485576.96 | 68269.1685 | 5455868.336 | 2476080.264 | 61839.4707 | 6254.5388 | 3485.0898 | 418.0921 | 6011.6057 | 429154.7392 | 194937.8237 | 4863.9183 | 429143.0782 | 194929.3231 | 4858.9176 | 7.1375 | 3.9771 | 0.47712 | 4.5235 | 5020479.283 | 2278378.728 | 57473.4546 | 5019358.076 | 2277512.174 | 56888.9124 | 575.1082 | 320.4559 | 38.4438 | 546.0984 | 18500.4582 | 12260.4083 | 5931.7956 | 7367.1813 | 3638.7676 | 91.6406 | 5672.293 | 3160.6568 | 379.1712 | 5460.9838 | 0.026739 | 0.012444 | 0.0003162 | 0.005199 | 0.0029786 | 0.0005198 | 0.0084658 | 5000000 | scaled
524-27R | 11317694.24 | 11291558.15 | 16005.7023 | 10130.3841 | 99.77% | 0.1414% | 0.08951% | 5618050.546 | 11171635.9375 | 448770.3428 | 16810.0121 | 5152470.195 | 893536.0169 | 40150.8159 | 10237949.1087 | 524 | 0.060207 | 0.038133 | 0.015295 | 187979082.9004 | 904328.4614 | 50758.1326 | 10362607.65 | 15020271.0207 | 843057.518 | 172115754.428 | 149467487.3207 | 11939475.2634 | 447228.1368 | 137080784.0256 | 9549415.0049 | 763786.6374 | 34320.5602 | 8751307.8107 |  | 965 | 524-27R | 11317694.24 | 5699643.694 | 146058.3025 | 11291558.15 | 5680600.953 | 134858.6495 | 16005.7023 | 8912.3573 | 1069.2689 | 10130.3841 | 904328.4614 | 455558.1186 | 10792.4445 | 904296.2945 | 455536.829 | 10783.182 | 24.5442 | 13.6668 | 1.6397 | 7.6228 | 10362607.65 | 5210137.455 | 124658.5413 | 10360348.78 | 5208471.831 | 123648.8634 | 1338.6153 | 745.3729 | 89.4269 | 920.251 | 50758.1326 | 33948.1205 | 10607.3167 | 26913.0794 | 16592.2926 | 426.604 | 14642.5429 | 8153.3175 | 978.2024 | 9202.5103 | 0.040777 | 0.02092 | 0.0005324 | 0.0051862 | 0.0029694 | 0.0005186 | 0.014244 | 5000000 | scaled
524-46R | 13710953.33 | 13572074.18 | 131033.6277 | 7845.5261 | 98.99% | 0.9557% | 0.05722% | 6716986.863 | 13545645.7119 | 501075.1838 | 56643.1035 | 6159268.577 | 1010322.1984 | 116069.7812 | 12419253.734 | 524 | 0.18916 | 0.10988 | 0.025667 | 72484974.4496 | 1021368.578 | 134179.6237 | 12555405.13 | 5399615.4387 | 709360.3458 | 66375998.6741 | 63648286.1748 | 4748048.0972 | 536734.1837 | 58363503.9061 | 6440422.7224 | 480368.5392 | 55186.624 | 5904867.56 |  | 966 | 524-46R | 13710953.33 | 6993966.467 | 165307.6181 | 13572074.18 | 6912243.575 | 145337.0589 | 131033.6277 | 73877.366 | 12125.033 | 7845.5261 | 1021368.578 | 520293.3942 | 11046.3796 | 1021177.025 | 520182.8204 | 11023.2972 | 185.6498 | 104.6702 | 17.1789 | 5.9035 | 12555405.13 | 6396136.553 | 136151.396 | 12541403.49 | 6387931.491 | 134209.027 | 13288.9457 | 7492.3691 | 1229.676 | 712.693 | 134179.6237 | 77536.5202 | 18109.8425 | 9493.6619 | 4129.2639 | 104.7346 | 117559.0321 | 66280.3267 | 10878.1782 | 7126.9297 | 0.037121 | 0.018823 | 0.0004774 | 0.14094 | 0.079966 | 0.014094 | 0.011096 | 5000000 | scaled
524-50R | 8801876.972 | 8643494.796 | 151173.6186 | 7208.5574 | 98.2% | 1.718% | 0.0819% | 4440495.248 | 8633930.1545 | 269941.2367 | 60257.3233 | 4110296.688 | 524126.745 | 125231.5181 | 7984571.8915 | 524 | 0.18313 | 0.1059 | 0.024662 | 48062390.0916 | 533165.0997 | 144400.7644 | 8124311.108 | 2911332.3313 | 788496.1231 | 44362561.6378 | 41182563.4256 | 2503520.7743 | 558845.5566 | 38120197.0947 | 6809887.9054 | 413397.4121 | 98774.554 | 6297715.9394 |  | 967 | 524-50R | 8801876.972 | 4361381.724 | 167946.8175 | 8643494.796 | 4268932.097 | 146750.3967 | 151173.6186 | 85241.0697 | 13987.8633 | 7208.5574 | 533165.0997 | 263223.863 | 9038.3547 | 532922.8625 | 263084.9089 | 9011.0185 | 236.813 | 133.5299 | 21.9119 | 5.4242 | 8124311.108 | 4014014.42 | 139739.2165 | 8108897.574 | 4005037.716 | 137718.786 | 14758.7036 | 8321.8732 | 1365.6002 | 654.8303 | 144400.7644 | 84143.4411 | 19169.2463 | 1674.3595 | 809.4715 | 20.5922 | 136178.102 | 76785.6667 | 12600.3512 | 6548.3029 | 0.032024 | 0.015766 | 0.0004008 | 0.14094 | 0.079971 | 0.014094 | 0.010167 | 5000000 | scaled
524-69R | 40375330.95 | 39985024.93 | 367710.4494 | 22595.5733 | 99.03% | 0.9107% | 0.05596% | 20740870.28 | 39800013.5103 | 1144075.007 | 151387.4032 | 19445407.87 | 2192448.9403 | 313077.0943 | 37294487.4733 | 524 | 0.27264 | 0.16034 | 0.04699 | 148092441.7538 | 2221303.445 | 364519.7626 | 37789507.74 | 8147505.997 | 1337019.9189 | 138607915.8292 | 122454092.7671 | 6754618.5453 | 893791.1893 | 114805683.0336 | 12243349.458 | 674444.9606 | 96309.3209 | 11472595.1757 |  | 968 | 524-69R | 40375330.95 | 19634460.67 | 575317.4397 | 39985024.93 | 19404480.05 | 518713.2191 | 367710.4494 | 207385.0477 | 34008.6472 | 22595.5733 | 2221303.445 | 1077228.438 | 28854.5046 | 2220820.296 | 1076948.534 | 28794.3894 | 466.1465 | 262.902 | 43.1128 | 17.0024 | 37789507.74 | 18344099.87 | 495020.2667 | 37753163.83 | 18322707.32 | 489796.1493 | 34291.3099 | 19339.9588 | 3171.52 | 2052.5974 | 364519.7626 | 213132.3594 | 51442.6683 | 11040.7961 | 4824.1989 | 122.6804 | 332952.993 | 187782.1869 | 30794.0144 | 20525.9735 | 0.10118 | 0.04929 | 0.0012598 | 0.13969 | 0.07929 | 0.013969 | 0.031761 | 5000000 | scaled
525-41F | 35461.1498 | 0 | 35461.1498 | 0 | 0% | 100% | 0% | 5591.0184 | 11751.3358 | 7.5186 | 5125.5816 | 457.9183 | 15.8027 | 10773.0695 | 962.4635 | 525 | 0.00517 | 0.00517 | 0.00517 | 6859023.176 | 47.6867 | 32509.1071 | 2904.3561 | 9223.7277 | 6288028.4468 | 561771 | 5777588.2766 | 7769.4592 | 5296620.0019 | 473198.8009 | 4586037.5319 | 6167.1116 | 4204262.5727 | 375607.8415 |  | 969 | 525-41F | 35461.1498 | 29870.1314 | 23709.814 | 0 | 0 | 0 | 35461.1498 | 29870.1314 | 23709.814 | 0 | 47.6867 | 40.1681 | 31.884 | 0 | 0 | 0 | 47.6867 | 40.1681 | 31.884 | 0 | 2904.3561 | 2446.4378 | 1941.8925 | 0 | 0 | 0 | 2904.3561 | 2446.4378 | 1941.8925 | 0 | 32509.1071 | 27383.5255 | 21736.0375 | 0 | 0 | 0 | 32509.1071 | 27383.5255 | 21736.0375 | 0 | 0 | 0 | 0 | 0.00517 | 0.00517 | 0.00517 | 0 | 5000000 | scaled
53-49 | 1795.2575 | 285.8872 | 0 | 1509.3703 | 15.92% | 0% | 84.08% | 162.074 | 282.7038 | 0 | 162.074 | 0 | 0 | 282.7038 | 0 | 53 | 0.0061878 | 0.0039 | 0.0021978 | 290128.563 | 1.1358 | 1657.0095 | 137.1122 | 183.5471 | 267786.5371 | 22158.4788 | 418765.0049 | 0 | 418765.0049 | 0 | 688212.6153 | 0 | 688212.6153 | 0 |  | 970 | 53-49 | 1795.2575 | 1633.1835 | 1512.5537 | 285.8872 | 123.8132 | 3.1833 | 0 | 0 | 0 | 1509.3703 | 1.1358 | 1.1358 | 1.1358 | 0 | 0 | 0 | 0 | 0 | 0 | 1.1358 | 137.1122 | 137.1122 | 137.1122 | 0 | 0 | 0 | 0 | 0 | 0 | 137.1122 | 1657.0095 | 1494.9355 | 1374.3057 | 285.8872 | 123.8132 | 3.1833 | 0 | 0 | 0 | 1371.1224 | 0.004035 | 0.0017472 | 4.5e-05 | 0 | 0 | 0 | 0.0021528 | 5000000 | scaled
531-36AE | 9705.9894 | 5931.6076 | 0 | 3774.3818 | 61.11% | 0% | 38.89% | 2991.3515 | 5860.2108 | 14.7386 | 2900.7886 | 75.8243 | 29.0956 | 5681.36 | 149.7551 | 531 | 0.016 | 0.010149 | 0.0054566 | 606609.1716 | 31.9357 | 9181.4311 | 492.6225 | 1995.9333 | 573825.0994 | 30788.139 | 661579.7898 | 3259.6588 | 641550.5229 | 16769.6084 | 704793.9422 | 3499.264 | 683283.9785 | 18010.6997 |  | 971 | 531-36AE | 9705.9894 | 6714.6379 | 3845.7786 | 5931.6076 | 2940.2561 | 71.3968 | 0 | 0 | 0 | 3774.3818 | 31.9357 | 17.1971 | 2.8401 | 29.0956 | 14.357 | 0 | 0 | 0 | 0 | 2.8401 | 492.6225 | 416.7983 | 342.8674 | 149.7551 | 73.9309 | 0 | 0 | 0 | 0 | 342.8674 | 9181.4311 | 6280.6425 | 3500.0711 | 5752.7569 | 2851.9683 | 71.3968 | 0 | 0 | 0 | 3428.6743 | 0.010665 | 0.0048142 | 0.0001214 | 0 | 0 | 0 | 0.0053352 | 5000000 | scaled
532-1293F | 1336.6341 | 743.2112 | 0 | 593.4229 | 55.6% | 0% | 44.4% | 417.0279 | 740.0234 | 35.6443 | 185.7484 | 195.6352 | 62.5119 | 333.9454 | 343.5661 | 532 | 0.0023122 | 0.0015106 | 0.000859 | 578078.9348 | 62.9584 | 876.2027 | 397.473 | 27228.7868 | 378947.6116 | 171902.5365 | 608768.8734 | 52032.801 | 271151.7565 | 285584.3165 | 694540.9945 | 58669.842 | 313420.8885 | 322450.2644 |  | 972 | 532-1293F | 1336.6341 | 919.6063 | 596.6107 | 743.2112 | 326.1833 | 3.1878 | 0 | 0 | 0 | 593.4229 | 62.9584 | 27.3141 | 0.44653 | 62.5119 | 26.8676 | 0 | 0 | 0 | 0 | 0.44653 | 397.473 | 201.8379 | 53.9069 | 343.5661 | 147.9309 | 0 | 0 | 0 | 0 | 53.9069 | 876.2027 | 690.4543 | 542.2572 | 337.1332 | 151.3848 | 3.1878 | 0 | 0 | 0 | 539.0695 | 0.0014704 | 0.0006688 | 1.72e-05 | 0 | 0 | 0 | 0.0008418 | 5000000 | scaled
532-762 | 908.0556 | 798.7294 | 0 | 109.3262 | 87.96% | 0% | 12.04% | 407.522 | 789.99 | 5.526 | 373.5956 | 28.4003 | 10.9422 | 722.8285 | 56.2193 | 532 | 0.0003776 | 0.00026 | 0.0001512 | 2404808.1928 | 11.0245 | 830.8805 | 66.1506 | 29196.2308 | 2200425.0662 | 175186.8957 | 1925129.305 | 26104.9122 | 1764861.5307 | 134162.8616 | 780856.8717 | 10815.7282 | 714471.7922 | 55569.3513 |  | 973 | 532-762 | 908.0556 | 500.5336 | 118.0656 | 798.7294 | 391.2074 | 8.7394 | 0 | 0 | 0 | 109.3262 | 11.0245 | 5.4985 | 0.082264 | 10.9422 | 5.4162 | 0 | 0 | 0 | 0 | 0.082264 | 66.1506 | 37.7502 | 9.9313 | 56.2193 | 27.819 | 0 | 0 | 0 | 0 | 9.9313 | 830.8805 | 457.2849 | 108.052 | 731.5679 | 357.9723 | 8.7394 | 0 | 0 | 0 | 99.3126 | 0.0002292 | 0.0001116 | 2.8e-06 | 0 | 0 | 0 | 0.0001484 | 5000000 | scaled
532-763 | 872935.3105 | 192670.4343 | 676183.7628 | 4081.1134 | 22.07% | 77.46% | 0.4675% | 397652.2431 | 806717.3825 | 8698.8554 | 271327.4701 | 117625.9176 | 16393.0813 | 563583.6921 | 226740.6089 | 532 | 0.10819 | 0.061728 | 0.014588 | 8068614.2815 | 16702.0165 | 621550.1575 | 234683.1365 | 154378.1388 | 5745040.2305 | 2169195.9118 | 7699585.0759 | 168432.5391 | 5253607.8338 | 2277544.7025 | 4539080.917 | 92237.4108 | 3171063.4205 | 1275780.0855 |  | 974 | 532-763 | 872935.3105 | 475283.0674 | 66217.9281 | 192670.4343 | 91933.2007 | 2734.2711 | 676183.7628 | 379268.7533 | 59402.5436 | 4081.1134 | 16702.0165 | 8003.1611 | 308.9351 | 15743.1336 | 7463.9791 | 221.8964 | 955.8119 | 536.1111 | 83.9678 | 3.0709 | 234683.1365 | 117057.2189 | 7942.5276 | 176691.0706 | 84366.9128 | 2509.7792 | 57621.3347 | 32319.5749 | 5062.0172 | 370.7311 | 621550.1575 | 350222.6874 | 57966.4654 | 236.23 | 102.3088 | 2.5954 | 617606.6162 | 346413.0673 | 54256.5586 | 3707.3114 | 0.015537 | 0.0067272 | 0.0001714 | 0.086928 | 0.049277 | 0.0086928 | 0.0057242 | 5000000 | scaled
533-7AE | 45746.435 | 5186.6293 | 38848.245 | 1711.5606 | 11.34% | 84.92% | 3.741% | 19123.2423 | 40790.1677 | 227.0865 | 13577.4862 | 5318.6695 | 548.732 | 28443.8814 | 11797.5543 | 533 | 0.066097 | 0.038863 | 0.0083634 | 692110.6097 | 555.1887 | 32559.4606 | 12631.7857 | 8399.6049 | 492601.1855 | 191109.8192 | 685052.4324 | 8134.9262 | 486386.6615 | 190530.8444 | 592613.9242 | 7972.172 | 413242.728 | 171399.0241 |  | 975 | 533-7AE | 45746.435 | 26623.1927 | 4956.2673 | 5186.6293 | 3124.3778 | 18.0106 | 38848.245 | 21787.2543 | 3226.6961 | 1711.5606 | 555.1887 | 328.1022 | 6.4567 | 516.1265 | 305.6293 | 2.0313 | 37.7743 | 21.1849 | 3.1375 | 1.2879 | 12631.7857 | 7313.1162 | 834.2314 | 4457.2738 | 2660.3242 | 12.6993 | 8019.0326 | 4497.3126 | 666.0528 | 155.4793 | 32559.4606 | 18981.9743 | 4115.5792 | 213.2291 | 158.4242 | 3.28 | 30791.4381 | 17268.7567 | 2557.5058 | 1554.7934 | 0.0053606 | 0.0032578 | 8.28e-05 | 0.058284 | 0.033153 | 0.0058284 | 0.0024522 | 5000000 | scaled
534-1079F | 3457.3197 | 0 | 3457.3197 | 0 | 0% | 100% | 0% | 280.6325 | 585.9319 | 0.68335 | 222.1059 | 57.8432 | 1.4268 | 463.7345 | 120.7706 | 534 | 0.058455 | 0.058455 | 0.058455 | 59144.5734 | 8.4187 | 2736.2879 | 712.6131 | 144.0191 | 46809.8398 | 12190.7145 | 54343.7771 | 132.329 | 43010.2602 | 11201.1877 | 49121.0021 | 119.6113 | 38876.7068 | 10124.6839 |  | 976 | 534-1079F | 3457.3197 | 3176.6872 | 2871.3878 | 0 | 0 | 0 | 3457.3197 | 3176.6872 | 2871.3878 | 0 | 8.4187 | 7.7353 | 6.9919 | 0 | 0 | 0 | 8.4187 | 7.7353 | 6.9919 | 0 | 712.6131 | 654.7699 | 591.8424 | 0 | 0 | 0 | 712.6131 | 654.7699 | 591.8424 | 0 | 2736.2879 | 2514.182 | 2272.5534 | 0 | 0 | 0 | 2736.2879 | 2514.182 | 2272.5534 | 0 | 0 | 0 | 0 | 0.058455 | 0.058455 | 0.058455 | 0 | 5000000 | scaled
534-1080F | 45876.5355 | 0 | 45876.5355 | 0 | 0% | 100% | 0% | 3724.3064 | 7774.4473 | 6.935 | 2949.2869 | 768.0845 | 14.4767 | 6156.6028 | 1603.3677 | 534 | 0.058418 | 0.058418 | 0.058418 | 785317.7533 | 85.4261 | 36329.7348 | 9461.3745 | 1462.3305 | 621894.95 | 161960.4729 | 721564.8147 | 1343.6169 | 571408.8499 | 148812.3476 | 652234.2194 | 1214.5173 | 516505.7907 | 134513.9113 |  | 977 | 534-1080F | 45876.5355 | 42152.229 | 38102.0882 | 0 | 0 | 0 | 45876.5355 | 42152.229 | 38102.0882 | 0 | 85.4261 | 78.4911 | 70.9494 | 0 | 0 | 0 | 85.4261 | 78.4911 | 70.9494 | 0 | 9461.3745 | 8693.29 | 7858.0068 | 0 | 0 | 0 | 9461.3745 | 8693.29 | 7858.0068 | 0 | 36329.7348 | 33380.4479 | 30173.132 | 0 | 0 | 0 | 36329.7348 | 33380.4479 | 30173.132 | 0 | 0 | 0 | 0 | 0.058418 | 0.058418 | 0.058418 | 0 | 5000000 | scaled
534-1081F | 10294.7805 | 0 | 10294.7805 | 0 | 0% | 100% | 0% | 835.6501 | 1742.5667 | 0.55244 | 666.9241 | 168.1736 | 1.152 | 1390.7253 | 350.6894 | 534 | 0.058522 | 0.058522 | 0.058522 | 175911.7967 | 6.8058 | 8216.1628 | 2071.8119 | 116.2932 | 140393.4705 | 35402.0329 | 161632.6468 | 106.8534 | 128997.4215 | 32528.3716 | 146135.7325 | 96.6086 | 116629.4871 | 29409.6366 |  | 978 | 534-1081F | 10294.7805 | 9459.1304 | 8552.2138 | 0 | 0 | 0 | 10294.7805 | 9459.1304 | 8552.2138 | 0 | 6.8058 | 6.2533 | 5.6538 | 0 | 0 | 0 | 6.8058 | 6.2533 | 5.6538 | 0 | 2071.8119 | 1903.6384 | 1721.1225 | 0 | 0 | 0 | 2071.8119 | 1903.6384 | 1721.1225 | 0 | 8216.1628 | 7549.2387 | 6825.4375 | 0 | 0 | 0 | 8216.1628 | 7549.2387 | 6825.4375 | 0 | 0 | 0 | 0 | 0.058522 | 0.058522 | 0.058522 | 0 | 5000000 | scaled
534-346 | 12300.9538 | 0 | 12300.9538 | 0 | 0% | 100% | 0% | 998.4932 | 2082.4093 | 3.1572 | 794.0545 | 201.2815 | 6.5845 | 1656.0418 | 419.7831 | 534 | 0.058529 | 0.058529 | 0.058529 | 210169.2464 | 38.8949 | 9782.3678 | 2479.6911 | 664.5431 | 167137.6784 | 42367.0249 | 193109.3861 | 610.6008 | 153570.7761 | 38928.0081 | 174590.0215 | 552.0436 | 138843.2005 | 35194.7771 |  | 979 | 534-346 | 12300.9538 | 11302.4606 | 10218.5444 | 0 | 0 | 0 | 12300.9538 | 11302.4606 | 10218.5444 | 0 | 38.8949 | 35.7377 | 32.3104 | 0 | 0 | 0 | 38.8949 | 35.7377 | 32.3104 | 0 | 2479.6911 | 2278.4096 | 2059.9081 | 0 | 0 | 0 | 2479.6911 | 2278.4096 | 2059.9081 | 0 | 9782.3678 | 8988.3133 | 8126.3259 | 0 | 0 | 0 | 9782.3678 | 8988.3133 | 8126.3259 | 0 | 0 | 0 | 0 | 0.058529 | 0.058529 | 0.058529 | 0 | 5000000 | scaled
535-1118 | 2983.4136 | 0 | 2983.4136 | 0 | 0% | 100% | 0% | 241.9145 | 504.4695 | 1.1603 | 191.0095 | 49.7447 | 2.4196 | 398.3162 | 103.7337 | 535 | 0.058739 | 0.058739 | 0.058739 | 50791.3639 | 14.3092 | 2355.627 | 613.4774 | 243.6082 | 40103.5613 | 10444.1944 | 46672.8715 | 223.8549 | 36851.7052 | 9597.3116 | 42202.9826 | 202.4161 | 33322.3952 | 8678.1713 |  | 980 | 535-1118 | 2983.4136 | 2741.4991 | 2478.9441 | 0 | 0 | 0 | 2983.4136 | 2741.4991 | 2478.9441 | 0 | 14.3092 | 13.1489 | 11.8896 | 0 | 0 | 0 | 14.3092 | 13.1489 | 11.8896 | 0 | 613.4774 | 563.7326 | 509.7436 | 0 | 0 | 0 | 613.4774 | 563.7326 | 509.7436 | 0 | 2355.627 | 2164.6176 | 1957.3108 | 0 | 0 | 0 | 2355.627 | 2164.6176 | 1957.3108 | 0 | 0 | 0 | 0 | 0.058739 | 0.058739 | 0.058739 | 0 | 5000000 | scaled
535-1119 | 3978.9088 | 0 | 3978.9088 | 0 | 0% | 100% | 0% | 323.1249 | 673.2501 | 1.7162 | 254.9991 | 66.4096 | 3.5758 | 531.3059 | 138.3683 | 535 | 0.058716 | 0.058716 | 0.058716 | 67765.3248 | 21.1331 | 3140.0188 | 817.757 | 359.9206 | 53478.0768 | 13927.3274 | 62262.1416 | 330.6916 | 49135.153 | 12796.2972 | 56299.1136 | 299.0203 | 44429.3351 | 11570.7582 |  | 981 | 535-1119 | 3978.9088 | 3655.7839 | 3305.6588 | 0 | 0 | 0 | 3978.9088 | 3655.7839 | 3305.6588 | 0 | 21.1331 | 19.4169 | 17.5573 | 0 | 0 | 0 | 21.1331 | 19.4169 | 17.5573 | 0 | 817.757 | 751.3474 | 679.3886 | 0 | 0 | 0 | 817.757 | 751.3474 | 679.3886 | 0 | 3140.0188 | 2885.0196 | 2608.7128 | 0 | 0 | 0 | 3140.0188 | 2885.0196 | 2608.7128 | 0 | 0 | 0 | 0 | 0.058716 | 0.058716 | 0.058716 | 0 | 5000000 | scaled
535-1120AE | 1978.5973 | 0 | 1978.5973 | 0 | 0% | 100% | 0% | 160.4738 | 334.7322 | 0.10539 | 127.2331 | 33.1354 | 0.21984 | 265.3953 | 69.1171 | 535 | 0.058671 | 0.058671 | 0.058671 | 33723.3693 | 1.2995 | 1568.7479 | 408.5499 | 22.148 | 26737.8635 | 6963.3578 | 30988.2407 | 20.3517 | 24569.2934 | 6398.5957 | 28018.1665 | 18.4011 | 22214.4444 | 5785.321 |  | 982 | 535-1120AE | 1978.5973 | 1818.1235 | 1643.8651 | 0 | 0 | 0 | 1978.5973 | 1818.1235 | 1643.8651 | 0 | 1.2995 | 1.1941 | 1.0796 | 0 | 0 | 0 | 1.2995 | 1.1941 | 1.0796 | 0 | 408.5499 | 375.4146 | 339.4329 | 0 | 0 | 0 | 408.5499 | 375.4146 | 339.4329 | 0 | 1568.7479 | 1441.5148 | 1303.3526 | 0 | 0 | 0 | 1568.7479 | 1441.5148 | 1303.3526 | 0 | 0 | 0 | 0 | 0.058671 | 0.058671 | 0.058671 | 0 | 5000000 | scaled
536-363F | 990.4765 | 0 | 990.4765 | 0 | 0% | 100% | 0% | 80.3812 | 167.5202 | 0.052791 | 63.7309 | 16.5975 | 0.11002 | 132.8198 | 34.5903 | 536 | 0.058745 | 0.058745 | 0.058745 | 16860.4953 | 0.6505 | 785.3078 | 204.5182 | 11.0732 | 13367.9888 | 3481.4333 | 15492.198 | 10.1746 | 12283.1225 | 3198.9009 | 14008.8646 | 9.2004 | 11107.0489 | 2892.6154 |  | 983 | 536-363F | 990.4765 | 910.0954 | 822.9564 | 0 | 0 | 0 | 990.4765 | 910.0954 | 822.9564 | 0 | 0.6505 | 0.59771 | 0.54048 | 0 | 0 | 0 | 0.6505 | 0.59771 | 0.54048 | 0 | 204.5182 | 187.9207 | 169.9278 | 0 | 0 | 0 | 204.5182 | 187.9207 | 169.9278 | 0 | 785.3078 | 721.5769 | 652.488 | 0 | 0 | 0 | 785.3078 | 721.5769 | 652.488 | 0 | 0 | 0 | 0 | 0.058745 | 0.058745 | 0.058745 | 0 | 5000000 | scaled
536-377F | 495.4974 | 0 | 495.4974 | 0 | 0% | 100% | 0% | 40.1997 | 83.7825 | 0.026401 | 31.8727 | 8.3006 | 0.055025 | 66.4277 | 17.2998 | 536 | 0.05878 | 0.05878 | 0.05878 | 8429.7221 | 0.32542 | 392.8594 | 102.3126 | 5.5363 | 6683.5777 | 1740.6081 | 7745.819 | 5.0871 | 6141.3392 | 1599.3926 | 7004.36 | 4.6001 | 5553.4671 | 1446.2927 |  | 984 | 536-377F | 495.4974 | 455.2977 | 411.7149 | 0 | 0 | 0 | 495.4974 | 455.2977 | 411.7149 | 0 | 0.32542 | 0.29902 | 0.2704 | 0 | 0 | 0 | 0.32542 | 0.29902 | 0.2704 | 0 | 102.3126 | 94.012 | 85.0128 | 0 | 0 | 0 | 102.3126 | 94.012 | 85.0128 | 0 | 392.8594 | 360.9867 | 326.4317 | 0 | 0 | 0 | 392.8594 | 360.9867 | 326.4317 | 0 | 0 | 0 | 0 | 0.05878 | 0.05878 | 0.05878 | 0 | 5000000 | scaled
536-378F | 495.358 | 0 | 495.358 | 0 | 0% | 100% | 0% | 40.2018 | 83.7167 | 0.026403 | 31.8743 | 8.3011 | 0.054981 | 66.3755 | 17.2862 | 536 | 0.058769 | 0.058769 | 0.058769 | 8428.8999 | 0.32533 | 392.7489 | 102.2838 | 5.5357 | 6682.9258 | 1740.4384 | 7744.8354 | 5.0865 | 6140.5593 | 1599.1895 | 7004.396 | 4.6002 | 5553.4956 | 1446.3002 |  | 985 | 536-378F | 495.358 | 455.1562 | 411.6413 | 0 | 0 | 0 | 495.358 | 455.1562 | 411.6413 | 0 | 0.32533 | 0.29893 | 0.27035 | 0 | 0 | 0 | 0.32533 | 0.29893 | 0.27035 | 0 | 102.2838 | 93.9828 | 84.9976 | 0 | 0 | 0 | 102.2838 | 93.9828 | 84.9976 | 0 | 392.7489 | 360.8745 | 326.3734 | 0 | 0 | 0 | 392.7489 | 360.8745 | 326.3734 | 0 | 0 | 0 | 0 | 0.058769 | 0.058769 | 0.058769 | 0 | 5000000 | scaled
536-379F | 495.3083 | 0 | 495.3083 | 0 | 0% | 100% | 0% | 40.185 | 83.7412 | 0.026392 | 31.861 | 8.2976 | 0.054997 | 66.3949 | 17.2913 | 536 | 0.058759 | 0.058759 | 0.058759 | 8429.4882 | 0.3253 | 392.7094 | 102.2736 | 5.5361 | 6683.3923 | 1740.5598 | 7745.5933 | 5.087 | 6141.1603 | 1599.346 | 7004.3247 | 4.6001 | 5553.4391 | 1446.2855 |  | 986 | 536-379F | 495.3083 | 455.1233 | 411.5671 | 0 | 0 | 0 | 495.3083 | 455.1233 | 411.5671 | 0 | 0.3253 | 0.2989 | 0.2703 | 0 | 0 | 0 | 0.3253 | 0.2989 | 0.2703 | 0 | 102.2736 | 93.976 | 84.9823 | 0 | 0 | 0 | 102.2736 | 93.976 | 84.9823 | 0 | 392.7094 | 360.8484 | 326.3145 | 0 | 0 | 0 | 392.7094 | 360.8484 | 326.3145 | 0 | 0 | 0 | 0 | 0.058759 | 0.058759 | 0.058759 | 0 | 5000000 | scaled
540-241R | 833630.8112 | 564789.9456 | 268204.205 | 636.6605 | 67.75% | 32.17% | 0.07637% | 165141.5105 | 613474.2215 | 8453.2871 | 26759.4721 | 129928.7513 | 34069.361 | 61800.7491 | 517604.1115 | 540 | 0.047942 | 0.046961 | 0.043941 | 17388464.5318 | 34683.2994 | 259359.6591 | 539587.8527 | 723448.9341 | 5409908.2863 | 11255107.3118 | 14234867.3741 | 728656.4099 | 2306612.8873 | 11199598.0734 | 5010254.3786 | 278245.0492 | 504727.7668 | 4227281.5627 |  | 987 | 540-241R | 833630.8112 | 668489.3007 | 220156.5897 | 564789.9456 | 425438.9425 | 4923.8204 | 268204.205 | 242413.6977 | 214596.1088 | 636.6605 | 34683.2994 | 26230.0124 | 613.9385 | 34320.0455 | 25901.6428 | 323.1952 | 362.7749 | 327.8905 | 290.2642 | 0.47907 | 539587.8527 | 409659.1014 | 21983.7412 | 517516.3044 | 389704.391 | 4312.2481 | 22013.7136 | 19896.8757 | 17613.6585 | 57.8347 | 259359.6591 | 232600.187 | 197558.91 | 12953.5958 | 9832.9087 | 288.3772 | 245827.7165 | 222188.9316 | 196692.1861 | 578.3468 | 0.0040788 | 0.0030986 | 7.84e-05 | 0.04296 | 0.04296 | 0.04296 | 0.0009026 | 5000000 | scaled
540-39AE | 765.902 | 0 | 765.902 | 0 | 0% | 100% | 0% | 73.4637 | 152.7454 | 0.048248 | 58.2463 | 15.1691 | 0.10032 | 121.1055 | 31.5396 | 540 | 0.043745 | 0.043745 | 0.043745 | 17508.4121 | 0.50301 | 607.252 | 158.147 | 11.4987 | 13881.6952 | 3615.2182 | 15829.043 | 10.3958 | 12550.193 | 3268.4542 | 14016.6742 | 9.2055 | 11113.2408 | 2894.2279 |  | 988 | 540-39AE | 765.902 | 692.4383 | 613.1566 | 0 | 0 | 0 | 765.902 | 692.4383 | 613.1566 | 0 | 0.50301 | 0.45476 | 0.40269 | 0 | 0 | 0 | 0.50301 | 0.45476 | 0.40269 | 0 | 158.147 | 142.9779 | 126.6074 | 0 | 0 | 0 | 158.147 | 142.9779 | 126.6074 | 0 | 607.252 | 549.0057 | 486.1465 | 0 | 0 | 0 | 607.252 | 549.0057 | 486.1465 | 0 | 0 | 0 | 0 | 0.043745 | 0.043745 | 0.043745 | 0 | 5000000 | scaled
545-47F | 110979.2884 | 1509.1981 | 106814.1461 | 2655.9443 | 1.36% | 96.25% | 2.393% | 48384.64 | 101148.7903 | 56.8748 | 44110.6718 | 4217.0934 | 119.7563 | 92185.7618 | 8843.2722 | 545 | 0.019055 | 0.011832 | 0.0048566 | 5824155.7806 | 129.8224 | 101132.3467 | 9717.1193 | 6813.0371 | 5307391.5875 | 509951.1568 | 5290105.845 | 6218.3743 | 4822814.0742 | 461073.3977 | 2024152.3105 | 2396.5186 | 1844787.4885 | 176968.3037 |  | 989 | 545-47F | 110979.2884 | 62594.6484 | 9830.4981 | 1509.1981 | 661.41 | 15.2719 | 106814.1461 | 59277.2941 | 7159.282 | 2655.9443 | 129.8224 | 72.9476 | 10.0661 | 7.4575 | 4.1509 | 0 | 120.3664 | 66.7982 | 8.0676 | 1.9985 | 9717.1193 | 5500.0259 | 873.8471 | 37.9751 | 21.1393 | 0 | 9437.8764 | 5237.6188 | 632.5793 | 241.2678 | 101132.3467 | 57021.6749 | 8946.5849 | 1463.7655 | 636.1198 | 15.2719 | 97255.9033 | 53972.8771 | 6518.635 | 2412.6779 | 0.0047204 | 0.0020432 | 5.04e-05 | 0.010587 | 0.0060416 | 0.0010586 | 0.0037476 | 5000000 | scaled
545-50F | 135826.4027 | 1446.1693 | 131701.9147 | 2678.3187 | 1.065% | 96.96% | 1.972% | 59477.8887 | 124302.5853 | 64.8068 | 54017.823 | 5395.259 | 135.8593 | 112864.6745 | 11302.0515 | 545 | 0.019507 | 0.012017 | 0.0048508 | 6963028.4157 | 147.6141 | 123321.391 | 12357.3977 | 7567.3126 | 6321969.3133 | 633491.7916 | 6353164.0763 | 6922.3717 | 5769944.091 | 576297.6174 | 2375652.9603 | 2596.5228 | 2157053.2704 | 216003.1679 |  | 990 | 545-50F | 135826.4027 | 76348.514 | 11523.8174 | 1446.1693 | 626.7125 | 15.8934 | 131701.9147 | 73043.4828 | 8829.6053 | 2678.3187 | 147.6141 | 82.8073 | 11.7548 | 0.32594 | 0.22189 | 0 | 145.2728 | 80.57 | 9.7394 | 2.0153 | 12357.3977 | 6962.1387 | 1055.3461 | 1.6657 | 1.1365 | 0 | 12112.4317 | 6717.7019 | 812.0458 | 243.3003 | 123321.391 | 69303.568 | 10456.7165 | 1444.1777 | 625.3541 | 15.8934 | 119444.2102 | 66245.2109 | 8007.8201 | 2433.003 | 0.0051944 | 0.0022492 | 5.72e-05 | 0.010576 | 0.0060322 | 0.0010576 | 0.003736 | 5000000 | scaled
545-874R | 149860.7637 | 8964.8518 | 138235.5138 | 2660.3981 | 5.982% | 92.24% | 1.775% | 66646.6316 | 137833.683 | 68.7182 | 61521.4699 | 5056.4433 | 143.5599 | 127123.4811 | 10566.642 | 545 | 0.020584 | 0.012507 | 0.0048896 | 7280519.8117 | 155.8629 | 138137.6172 | 11567.2836 | 7572.1133 | 6710987.1452 | 561960.551 | 6653191.8824 | 6859.996 | 6141557.8664 | 504774.0155 | 2459726.9102 | 2561.9149 | 2268596.7651 | 188568.2295 |  | 991 | 545-874R | 149860.7637 | 83214.1322 | 12027.0807 | 8964.8518 | 4033.2124 | 102.3275 | 138235.5138 | 76520.5216 | 9264.3551 | 2660.3981 | 155.8629 | 87.1446 | 12.303 | 0.15607 | 0.059119 | 0 | 153.7049 | 85.0836 | 10.3011 | 2.0019 | 11567.2836 | 6510.8402 | 1000.6416 | 0.86137 | 0.33187 | 0 | 11324.7498 | 6268.836 | 758.9692 | 241.6724 | 138137.6172 | 76616.1473 | 11014.1361 | 8963.8343 | 4032.8214 | 102.3275 | 126757.0591 | 70166.602 | 8495.0848 | 2416.7239 | 0.006251 | 0.0027262 | 6.9e-05 | 0.010569 | 0.0060176 | 0.001057 | 0.0037636 | 5000000 | scaled
545-885R | 32725.6192 | 90.2427 | 32178.775 | 456.6015 | 0.2758% | 98.33% | 1.395% | 14454.6739 | 30115.8612 | 16.2306 | 13206.7027 | 1231.7406 | 33.8355 | 27514.251 | 2567.7747 | 545 | 0.012213 | 0.0070966 | 0.0017218 | 2679616.4033 | 36.6043 | 29895.7118 | 2793.3031 | 2997.2063 | 2447899.896 | 228719.3008 | 2574605.4857 | 2890.9258 | 2352322.1285 | 219392.4307 | 1515714.9721 | 1702.9213 | 1384777.3399 | 129234.7109 |  | 992 | 545-885R | 32725.6192 | 18270.9453 | 2609.758 | 90.2427 | 39.0622 | 0.94279 | 32178.775 | 17775.2816 | 2152.2138 | 456.6015 | 36.6043 | 20.3737 | 2.7688 | 0 | 0 | 0 | 36.2607 | 20.0301 | 2.4252 | 0.34358 | 2793.3031 | 1561.5625 | 225.5283 | 0.00047 | 0 | 0 | 2751.8246 | 1520.0845 | 184.0504 | 41.478 | 29895.7118 | 16689.0091 | 2381.4609 | 90.2422 | 39.0622 | 0.94279 | 29390.6897 | 16235.167 | 1965.7382 | 414.7799 | 0.0009056 | 0.000392 | 9.8e-06 | 0.010661 | 0.0060588 | 0.0010662 | 0.0006458 | 5000000 | scaled
546-12 | 14414.2795 | 55.8621 | 13936.3243 | 422.0931 | 0.3875% | 96.68% | 2.928% | 6273.833 | 13059.699 | 10.8394 | 5600.0547 | 662.9389 | 22.582 | 11655.9996 | 1381.1174 | 546 | 0.01256 | 0.0072142 | 0.0016728 | 1147597.1713 | 24.5177 | 12871.3346 | 1518.4272 | 1951.9877 | 1024755.1495 | 120890.0337 | 1128392.1319 | 1949.5396 | 1007208.4505 | 119234.1411 | 809768.3644 | 1400.1987 | 722731.7981 | 85636.3673 |  | 993 | 546-12 | 14414.2795 | 8140.4465 | 1354.5805 | 55.8621 | 24.1967 | 0.62816 | 13936.3243 | 7694.1567 | 931.8593 | 422.0931 | 24.5177 | 13.6784 | 1.9358 | 0 | 0 | 0 | 24.2001 | 13.3607 | 1.6182 | 0.31761 | 1518.4272 | 855.4882 | 137.3098 | 0 | 0 | 0 | 1480.084 | 817.145 | 98.9666 | 38.3432 | 12871.3346 | 7271.2799 | 1215.335 | 55.8621 | 24.1967 | 0.62816 | 12432.0402 | 6863.651 | 831.2746 | 383.4322 | 0.0013062 | 0.0005658 | 1.46e-05 | 0.010662 | 0.0060564 | 0.0010662 | 0.000592 | 5000000 | scaled
546-14R | 227212.7305 | 3293.7817 | 221378.3357 | 2540.6131 | 1.45% | 97.43% | 1.118% | 101396.9793 | 211001.6818 | 105.0715 | 93553.9663 | 7737.9415 | 219.1072 | 194645.9332 | 16136.6415 | 546 | 0.020679 | 0.012531 | 0.0047382 | 10987500.9913 | 236.5654 | 209472.2273 | 17503.9379 | 11439.773 | 10129609.8157 | 846451.4033 | 10040520.2541 | 10404.3745 | 9263890.3049 | 766225.5744 | 3421351.7074 | 3552.7813 | 3156146.3868 | 261652.5394 |  | 994 | 546-14R | 227212.7305 | 125815.7512 | 16211.0487 | 3293.7817 | 1522.8376 | 39.2618 | 221378.3357 | 121752.3006 | 13631.1737 | 2540.6131 | 236.5654 | 131.4939 | 17.4581 | 0.13913 | 0.067396 | 0 | 234.5145 | 129.5148 | 15.5464 | 1.9117 | 17503.9379 | 9765.9963 | 1367.2964 | 0.7593 | 0.36437 | 0.00047 | 17272.3875 | 9534.8409 | 1136.5049 | 230.791 | 209472.2273 | 115918.261 | 14826.2941 | 3292.8833 | 1522.4058 | 39.2614 | 203871.4337 | 112087.9449 | 12479.1225 | 2307.9103 | 0.0065712 | 0.002952 | 7.54e-05 | 0.010495 | 0.0059654 | 0.0010494 | 0.0036134 | 5000000 | scaled
546-525R | 53673.9906 | 3999.1278 | 47842.5971 | 1832.2658 | 7.451% | 89.14% | 3.414% | 23551.8263 | 48592.4209 | 28.9112 | 21704.0953 | 1818.8199 | 60.1868 | 44745.7946 | 3786.4395 | 546 | 0.018842 | 0.011092 | 0.0037146 | 2848575.0557 | 65.8716 | 49383.7451 | 4224.3739 | 3495.925 | 2620884.0206 | 224195.1103 | 2715714.701 | 3333.6895 | 2502656.4754 | 209724.5365 | 1367999.1784 | 1694.41 | 1259706.9486 | 106597.8199 |  | 995 | 546-525R | 53673.9906 | 30122.1643 | 5081.5697 | 3999.1278 | 1890.6984 | 47.876 | 47842.5971 | 26399.2002 | 3201.428 | 1832.2658 | 65.8716 | 36.9605 | 5.6848 | 0.14189 | 0.073308 | 0 | 64.351 | 35.5084 | 4.3061 | 1.3787 | 4224.3739 | 2405.5541 | 437.9344 | 0.74186 | 0.38281 | 0 | 4057.1878 | 2238.727 | 271.4902 | 166.4443 | 49383.7451 | 27679.6498 | 4637.9505 | 3998.244 | 1890.2422 | 47.876 | 43721.0582 | 24124.9648 | 2925.6317 | 1664.4428 | 0.0056068 | 0.0024594 | 6.24e-05 | 0.010648 | 0.006045 | 0.0010648 | 0.0025874 | 5000000 | scaled
547-22R | 7854.4142 | 5386.8824 | 0 | 2467.5317 | 68.58% | 0% | 31.42% | 3004.5224 | 5331.5905 | 55.6628 | 2660.7628 | 288.0968 | 104.9407 | 4683.2662 | 543.3836 | 547 | 0.010488 | 0.0065166 | 0.0035608 | 748881.0445 | 107.4524 | 6976.0291 | 770.9327 | 10245.0791 | 665131.2015 | 73504.7639 | 744236.5261 | 13787.9829 | 659085.3969 | 71363.1462 | 708499.1199 | 13945.2569 | 622345.2393 | 72208.6237 |  | 996 | 547-22R | 7854.4142 | 4849.8917 | 2522.8237 | 5386.8824 | 2382.36 | 55.2919 | 0 | 0 | 0 | 2467.5317 | 107.4524 | 51.7896 | 2.5117 | 105.5957 | 49.9329 | 0.65499 | 0 | 0 | 0 | 1.8567 | 770.9327 | 482.8358 | 227.5491 | 546.7804 | 258.6836 | 3.3968 | 0 | 0 | 0 | 224.1523 | 6976.0291 | 4315.2663 | 2292.7629 | 4734.5063 | 2073.7436 | 51.2402 | 0 | 0 | 0 | 2241.5227 | 0.007005 | 0.0030334 | 7.76e-05 | 0 | 0 | 0 | 0.0034832 | 5000000 | scaled
548-12F | 217.0274 | 40.947 | 0 | 176.0804 | 18.87% | 0% | 81.13% | 9.7603 | 40.7938 | 0.14135 | 10.7064 | -1.0874 | 3.1072 | 19.5641 | 18.1224 | 548 | 0.0007594 | 0.000473 | 0.0002594 | 285787.9393 | 3.2397 | 179.67 | 34.1177 | 4266.0844 | 236594.6754 | 44927.1796 | 438196.8165 | 6346.0571 | 480672.5372 | -48821.7716 | 679389.3859 | 51747.581 | 325826.166 | 301815.6388 |  | 997 | 548-12F | 217.0274 | 207.2671 | 176.2336 | 40.947 | 31.1867 | 0.15324 | 0 | 0 | 0 | 176.0804 | 3.2397 | 3.0983 | 0.13249 | 3.1072 | 2.9658 | 0 | 0 | 0 | 0 | 0.13249 | 34.1177 | 35.2051 | 15.9953 | 18.1224 | 19.2099 | 0 | 0 | 0 | 0 | 15.9953 | 179.67 | 168.9636 | 160.1059 | 19.7174 | 9.011 | 0.15324 | 0 | 0 | 0 | 159.9526 | 0.0005056 | 0.0002192 | 5.6e-06 | 0 | 0 | 0 | 0.0002538 | 5000000 | scaled
548-14F | 907.0948 | 435.7563 | 0 | 471.3385 | 48.04% | 0% | 51.96% | 244.4293 | 430.6917 | 1.3097 | 236.3884 | 6.7312 | 3.0115 | 412.2022 | 15.4779 | 548 | 0.0019874 | 0.0012274 | 0.000662 | 456422.8484 | 3.4115 | 845.157 | 58.5263 | 1716.5734 | 425257.5989 | 29448.6761 | 539893.6459 | 2892.8223 | 522132.9746 | 14867.849 | 719642.0798 | 5031.9545 | 688748.0553 | 25862.0697 |  | 998 | 548-14F | 907.0948 | 662.6655 | 476.4031 | 435.7563 | 191.327 | 5.0646 | 0 | 0 | 0 | 471.3385 | 3.4115 | 2.1018 | 0.39999 | 3.0569 | 1.7472 | 0.045325 | 0 | 0 | 0 | 0.35467 | 58.5263 | 51.7951 | 43.0484 | 15.7096 | 8.9784 | 0.23164 | 0 | 0 | 0 | 42.8167 | 845.157 | 608.7685 | 432.9547 | 416.9898 | 180.6014 | 4.7876 | 0 | 0 | 0 | 428.1671 | 0.0013406 | 0.0005806 | 1.52e-05 | 0 | 0 | 0 | 0.0006468 | 5000000 | scaled
548-15F | 14761.9794 | 13467.6233 | 0 | 1294.3561 | 91.23% | 0% | 8.768% | 7620.4449 | 13464.0435 | 624.493 | 297.9841 | 6697.9678 | 1091.5709 | 530.0333 | 11842.4392 | 548 | 0.005445 | 0.0034072 | 0.0018906 | 2711107.3242 | 1092.5449 | 1709.4151 | 11960.0194 | 200651.0342 | 313942.1605 | 2196514.1304 | 2096012.7054 | 171767.5596 | 81960.8932 | 1842284.2539 | 686520.6173 | 55658.3126 | 27025.9686 | 603836.3364 |  | 999 | 548-15F | 14761.9794 | 7141.5345 | 1297.9359 | 13467.6233 | 5847.1784 | 3.5798 | 0 | 0 | 0 | 1294.3561 | 1092.5449 | 468.0519 | 0.97396 | 1091.5709 | 467.0779 | 0 | 0 | 0 | 0 | 0.97396 | 11960.0194 | 5262.0516 | 117.5802 | 11842.4392 | 5144.4714 | 0 | 0 | 0 | 0 | 117.5802 | 1709.4151 | 1411.431 | 1179.3817 | 533.6131 | 235.629 | 3.5798 | 0 | 0 | 0 | 1175.8019 | 0.003594 | 0.0015562 | 3.96e-05 | 0 | 0 | 0 | 0.001851 | 5000000 | scaled
548-17F | 104211.8394 | 102230.5088 | 0 | 1981.3307 | 98.1% | 0% | 1.901% | 59755.6083 | 101033.5628 | 7093.7903 | 473.8786 | 52187.9395 | 12089.7572 | 823.2683 | 88120.5374 | 548 | 0.010934 | 0.0063206 | 0.002887 | 9530640.8582 | 12238.6701 | 2631.9203 | 89341.2491 | 1119281.3561 | 240700.9316 | 8170658.5748 | 7033546.0431 | 834976.027 | 55777.9735 | 6142792.048 | 1100892.4926 | 131733.6786 | 8970.5819 | 960188.2326 |  | 1000 | 548-17F | 104211.8394 | 44456.2311 | 3178.2766 | 102230.5088 | 42474.9005 | 1196.946 | 0 | 0 | 0 | 1981.3307 | 12238.6701 | 5144.8798 | 148.9129 | 12237.1792 | 5143.3889 | 147.422 | 0 | 0 | 0 | 1.4909 | 89341.2491 | 37153.3096 | 1220.7117 | 89161.2637 | 36973.3242 | 1040.7263 | 0 | 0 | 0 | 179.9854 | 2631.9203 | 2158.0417 | 1808.652 | 832.0659 | 358.1874 | 8.7977 | 0 | 0 | 0 | 1799.8543 | 0.008137 | 0.0035232 | 8.96e-05 | 0 | 0 | 0 | 0.0027974 | 5000000 | scaled
548-18F | 1167.6459 | 606.855 | 0 | 560.7908 | 51.97% | 0% | 48.03% | 343.1733 | 600.2618 | 0.50212 | 340.0892 | 2.5821 | 1.1532 | 593.1901 | 5.9185 | 548 | 0.0027166 | 0.0016082 | 0.0007838 | 429818.8386 | 1.5752 | 1109.2096 | 56.8611 | 579.84 | 408308.0255 | 20930.9734 | 512667.897 | 750.1161 | 508060.4107 | 3857.3711 | 723888.8315 | 1390.7273 | 715360.7098 | 7137.3952 |  | 1001 | 548-18F | 1167.6459 | 824.4725 | 567.3841 | 606.855 | 263.6817 | 6.5932 | 0 | 0 | 0 | 560.7908 | 1.5752 | 1.0731 | 0.42198 | 1.1532 | 0.6511 | 0 | 0 | 0 | 0 | 0.42198 | 56.8611 | 54.279 | 50.9426 | 5.9185 | 3.3364 | 0 | 0 | 0 | 0 | 50.9426 | 1109.2096 | 769.1204 | 516.0195 | 599.7833 | 259.6942 | 6.5932 | 0 | 0 | 0 | 509.4262 | 0.0019546 | 0.0008462 | 2.18e-05 | 0 | 0 | 0 | 0.000762 | 5000000 | scaled
549-33F | 3627.3624 | 3411.5511 | 0 | 215.8114 | 94.05% | 0% | 5.95% | 1884.5844 | 3410.189 | 256.116 | 2.1025 | 1626.3659 | 458.6623 | 3.6915 | 2947.8352 | 549 | 0.0007928 | 0.0005138 | 0.000306 | 4575381.4821 | 459.0892 | 199.7694 | 2968.5038 | 579073.1951 | 251979.5463 | 3744328.7412 | 3391938.6395 | 460966.2373 | 3784.1158 | 2927188.288 | 709716.9931 | 95455.2497 | 768.2726 | 613493.4709 |  | 1002 | 549-33F | 3627.3624 | 1742.7781 | 217.1734 | 3411.5511 | 1526.9667 | 1.362 | 0 | 0 | 0 | 215.8114 | 459.0892 | 202.9732 | 0.4269 | 458.9268 | 202.8108 | 0.26451 | 0 | 0 | 0 | 0.16239 | 2968.5038 | 1342.1379 | 20.6687 | 2948.8994 | 1322.5335 | 1.0642 | 0 | 0 | 0 | 19.6045 | 199.7694 | 197.6669 | 196.0778 | 3.7249 | 1.6224 | 0.033314 | 0 | 0 | 0 | 196.0445 | 0.0004922 | 0.0002132 | 5.4e-06 | 0 | 0 | 0 | 0.0003006 | 5000000 | scaled
549-36F | 1209.4947 | 630.2183 | 0 | 579.2764 | 52.11% | 0% | 47.89% | 434.6089 | 626.8768 | 57.8863 | 25.6159 | 351.1067 | 83.654 | 44.2267 | 498.9961 | 549 | 0.002468 | 0.0015402 | 0.000849 | 490070.7905 | 84.5597 | 570.8825 | 554.0526 | 34262.4375 | 231313.8005 | 224494.5528 | 503107.2954 | 67009.6899 | 29653.2433 | 406444.3627 | 686240.1709 | 91575.7945 | 48414.8103 | 546249.5666 |  | 1003 | 549-36F | 1209.4947 | 774.8859 | 582.6179 | 630.2183 | 195.6095 | 3.3415 | 0 | 0 | 0 | 579.2764 | 84.5597 | 26.6734 | 0.90569 | 84.1238 | 26.2375 | 0.4698 | 0 | 0 | 0 | 0.43589 | 554.0526 | 202.9459 | 55.0564 | 501.4307 | 150.324 | 2.4346 | 0 | 0 | 0 | 52.6219 | 570.8825 | 545.2665 | 526.6558 | 44.6638 | 19.0479 | 0.43715 | 0 | 0 | 0 | 526.2186 | 0.0016368 | 0.000709 | 1.78e-05 | 0 | 0 | 0 | 0.0008312 | 5000000 | scaled
55-479F | 1223.9196 | 448.3962 | 0 | 775.5234 | 36.64% | 0% | 63.36% | 257.8558 | 443.8203 | 3.747 | 234.8841 | 19.2247 | 5.569 | 409.6508 | 28.6005 | 55 | 0.002537 | 0.0017274 | 0.001125 | 482427.905 | 6.1526 | 1118.7174 | 99.0496 | 2425.1378 | 440960.7509 | 39042.0161 | 559258.9027 | 8126.7336 | 509436.0471 | 41696.1208 | 693421.6048 | 8700.9937 | 640035.3728 | 44685.2374 |  | 1004 | 55-479F | 1223.9196 | 966.0638 | 780.0993 | 448.3962 | 190.5404 | 4.5759 | 0 | 0 | 0 | 775.5234 | 6.1526 | 2.4056 | 0.58356 | 5.569 | 1.8221 | 0 | 0 | 0 | 0 | 0.58356 | 99.0496 | 79.8249 | 70.4491 | 28.6005 | 9.3758 | 0 | 0 | 0 | 0 | 70.4491 | 1118.7174 | 883.8333 | 709.0667 | 414.2266 | 179.3425 | 4.5759 | 0 | 0 | 0 | 704.4908 | 0.0014278 | 0.0006182 | 1.58e-05 | 0 | 0 | 0 | 0.0011092 | 5000000 | scaled
55-483F | 9286.064 | 6609.8689 | 0 | 2676.195 | 71.18% | 0% | 28.82% | 3743.0511 | 6537.235 | 4.3252 | 3716.0966 | 22.6293 | 8.7697 | 6482.7079 | 45.7575 | 55 | 0.009502 | 0.0062308 | 0.0037978 | 977274.6767 | 10.7835 | 8986.4156 | 288.8648 | 1134.8645 | 945739.3862 | 30400.426 | 889614.9632 | 1027.9631 | 883208.6595 | 5378.3405 | 723795.074 | 970.9745 | 717757.8868 | 5066.2127 |  | 1005 | 55-483F | 9286.064 | 5543.0129 | 2748.8289 | 6609.8689 | 2866.8179 | 72.6339 | 0 | 0 | 0 | 2676.195 | 10.7835 | 6.4583 | 2.0138 | 8.7697 | 4.4446 | 0 | 0 | 0 | 0 | 2.0138 | 288.8648 | 266.2355 | 243.1074 | 45.7575 | 23.1281 | 0 | 0 | 0 | 0 | 243.1074 | 8986.4156 | 5270.3191 | 2503.7078 | 6555.3418 | 2839.2452 | 72.6339 | 0 | 0 | 0 | 2431.0739 | 0.005768 | 0.0024968 | 6.38e-05 | 0 | 0 | 0 | 0.003734 | 5000000 | scaled
55-484F | 440.1286 | 48.0748 | 0 | 392.0539 | 10.92% | 0% | 89.08% | 27.2509 | 47.5303 | 0 | 27.2509 | 0 | 0 | 47.5303 | 0 | 55 | 0.0015886 | 0.0010028 | 0.0005672 | 277054.4087 | 0.29501 | 404.2192 | 35.6144 | 185.7031 | 254449.9465 | 22418.7592 | 411724.9046 | 0 | 411724.9046 | 0 | 692169.1761 | 0 | 692169.1761 | 0 |  | 1006 | 55-484F | 440.1286 | 412.8777 | 392.5984 | 48.0748 | 20.8239 | 0.5445 | 0 | 0 | 0 | 392.0539 | 0.29501 | 0.29501 | 0.29501 | 0 | 0 | 0 | 0 | 0 | 0 | 0.29501 | 35.6144 | 35.6144 | 35.6144 | 0 | 0 | 0 | 0 | 0 | 0 | 35.6144 | 404.2192 | 376.9683 | 356.6889 | 48.0748 | 20.8239 | 0.5445 | 0 | 0 | 0 | 356.1444 | 0.001033 | 0.0004472 | 1.16e-05 | 0 | 0 | 0 | 0.0005556 | 5000000 | scaled
550-665R | 7297.2642 | 4519.5553 | 0 | 2777.7089 | 61.93% | 0% | 38.07% | 2432.6669 | 4438.1509 | 175.1246 | 1447.5384 | 810.0038 | 333.3073 | 2550.5969 | 1554.2467 | 550 | 0.01349 | 0.0080662 | 0.0040316 | 540946.804 | 344.1842 | 5102.6244 | 1850.4555 | 25514.4049 | 378257.9755 | 137174.4236 | 603084.141 | 43415.2674 | 358860.2578 | 200808.6157 | 709175.8406 | 53259.4518 | 407562.0077 | 248354.3811 |  | 1007 | 550-665R | 7297.2642 | 4864.5973 | 2859.1133 | 4519.5553 | 2086.8884 | 81.4044 | 0 | 0 | 0 | 2777.7089 | 344.1842 | 169.0596 | 10.8769 | 342.0941 | 166.9695 | 8.7868 | 0 | 0 | 0 | 2.0901 | 1850.4555 | 1040.4517 | 296.2088 | 1598.1266 | 788.1227 | 43.8799 | 0 | 0 | 0 | 252.329 | 5102.6244 | 3655.086 | 2552.0276 | 2579.3346 | 1131.7962 | 28.7378 | 0 | 0 | 0 | 2523.2898 | 0.009563 | 0.0041394 | 0.0001048 | 0 | 0 | 0 | 0.0039268 | 5000000 | scaled
551-19 | 15234.9718 | 10417.9788 | 0 | 4816.9929 | 68.38% | 0% | 31.62% | 5898.2932 | 10308.0393 | 34.3348 | 5687.9923 | 175.9661 | 61.3046 | 9932.5835 | 314.1512 | 551 | 0.018991 | 0.012124 | 0.0068318 | 802229.0667 | 65.1314 | 14417.0677 | 752.7726 | 3429.6299 | 759160.6304 | 39638.8064 | 770124.2631 | 4483.0008 | 742665.8372 | 22975.4252 | 721176.3335 | 4289.0236 | 694908.5014 | 21978.8085 |  | 1008 | 551-19 | 15234.9718 | 9336.6785 | 4926.9325 | 10417.9788 | 4519.6856 | 109.9396 | 0 | 0 | 0 | 4816.9929 | 65.1314 | 30.7966 | 3.8268 | 61.5068 | 27.172 | 0.20219 | 0 | 0 | 0 | 3.6246 | 752.7726 | 576.8065 | 438.6214 | 315.1937 | 139.2276 | 1.0425 | 0 | 0 | 0 | 437.5789 | 14417.0677 | 8729.0754 | 4484.4842 | 10041.2784 | 4353.286 | 108.6949 | 0 | 0 | 0 | 4375.7893 | 0.012296 | 0.005429 | 0.0001372 | 0 | 0 | 0 | 0.0066946 | 5000000 | scaled
553-27R | 504265.159 | 493342.0025 | 0 | 10923.1565 | 97.83% | 0% | 2.166% | 274706.5151 | 488900.3104 | 33401.5613 | 7014.7416 | 234290.2122 | 59387.7064 | 12321.5945 | 417191.0095 | 553 | 0.054721 | 0.032764 | 0.015859 | 9215136.2904 | 59946.6142 | 22381.6439 | 421936.9009 | 1095487.5824 | 409010.8064 | 7710637.9022 | 7006429.1265 | 851911.6188 | 178911.9916 | 5975605.5156 | 968840.9502 | 117687.0636 | 24417.3813 | 826736.5054 |  | 1009 | 553-27R | 504265.159 | 229558.6439 | 15364.8486 | 493342.0025 | 218635.4874 | 4441.6921 | 0 | 0 | 0 | 10923.1565 | 59946.6142 | 26545.0529 | 558.9078 | 59938.3949 | 26536.8336 | 550.6884 | 0 | 0 | 0 | 8.2193 | 421936.9009 | 187646.6887 | 4745.8914 | 420944.6339 | 186654.4217 | 3753.6244 | 0 | 0 | 0 | 992.267 | 22381.6439 | 15366.9024 | 10060.0495 | 12458.9738 | 5444.2322 | 137.3793 | 0 | 0 | 0 | 9922.6702 | 0.039299 | 0.017341 | 0.0004364 | 0 | 0 | 0 | 0.015423 | 5000000 | scaled
555-21F | 453.3723 | 379.8697 | 0 | 73.5026 | 83.79% | 0% | 16.21% | 56.7535 | 373.2071 | 3.1914 | 38.5085 | 15.0535 | 30.4031 | 168.6822 | 174.1219 | 555 | 0.0002394 | 0.0002072 | 0.0001084 | 1893785.8124 | 31.0922 | 238.1312 | 184.1489 | 129875.3933 | 994700.1295 | 769210.2895 | 1914183.7476 | 107640.2104 | 1298818.0082 | 507725.526 | 739531.4693 | 60245.4408 | 334253.4983 | 345032.5302 |  | 1010 | 555-21F | 453.3723 | 396.6189 | 80.1652 | 379.8697 | 323.1163 | 6.6626 | 0 | 0 | 0 | 73.5026 | 31.0922 | 27.9008 | 0.6891 | 31.0369 | 27.8454 | 0.63379 | 0 | 0 | 0 | 0.055308 | 184.1489 | 169.0954 | 10.0271 | 177.4719 | 162.4184 | 3.3501 | 0 | 0 | 0 | 6.677 | 238.1312 | 199.6227 | 69.449 | 171.3609 | 132.8524 | 2.6788 | 0 | 0 | 0 | 66.7703 | 0.0001336 | 0.0001014 | 2.6e-06 | 0 | 0 | 0 | 0.0001058 | 5000000 | scaled
555-24F | 4406.0671 | 2344.3429 | 0 | 2061.7243 | 53.21% | 0% | 46.79% | 1211.9738 | 2326.5959 | 101.0912 | 564.8258 | 546.0567 | 181.0696 | 1166.0216 | 979.5047 | 555 | 0.008161 | 0.005488 | 0.0030406 | 539893.0441 | 183.3129 | 3052.3681 | 1170.3862 | 22462.0622 | 374018.8793 | 143412.1027 | 582014.0929 | 48546.0262 | 271240.6855 | 262227.3816 | 683901.6112 | 53225.3181 | 342751.4125 | 287924.8809 |  | 1011 | 555-24F | 4406.0671 | 3194.0933 | 2079.4712 | 2344.3429 | 1132.3691 | 17.747 | 0 | 0 | 0 | 2061.7243 | 183.3129 | 82.2217 | 2.2433 | 181.7615 | 80.6703 | 0.69189 | 0 | 0 | 0 | 1.5514 | 1170.3862 | 624.3294 | 190.8815 | 983.0977 | 437.041 | 3.593 | 0 | 0 | 0 | 187.2884 | 3052.3681 | 2487.5422 | 1886.3465 | 1179.4836 | 614.6578 | 13.4621 | 0 | 0 | 0 | 1872.8844 | 0.0051842 | 0.0025112 | 6.38e-05 | 0 | 0 | 0 | 0.0029768 | 5000000 | scaled
555-2F | 847.6538 | 327.4282 | 0 | 520.2256 | 38.63% | 0% | 61.37% | 148.1895 | 327.2664 | 19.7662 | 6.2223 | 122.2011 | 41.9975 | 13.9504 | 271.3185 | 555 | 0.0015912 | 0.0011348 | 0.0007564 | 532713.5653 | 42.389 | 486.6887 | 318.5762 | 26639.6142 | 305862.6951 | 200211.256 | 616376.7007 | 82215.0444 | 25880.9244 | 508280.7323 | 687979.1215 | 88287.103 | 29326.5588 | 570365.4597 |  | 1012 | 555-2F | 847.6538 | 699.4643 | 520.3874 | 327.4282 | 179.2386 | 0.16176 | 0 | 0 | 0 | 520.2256 | 42.389 | 22.6228 | 0.39145 | 41.9975 | 22.2313 | 0 | 0 | 0 | 0 | 0.39145 | 318.5762 | 196.3751 | 47.2577 | 271.3185 | 149.1174 | 0 | 0 | 0 | 0 | 47.2577 | 486.6887 | 480.4664 | 472.7383 | 14.1122 | 7.8899 | 0.16176 | 0 | 0 | 0 | 472.5765 | 0.0008442 | 0.0003878 | 9.4e-06 | 0 | 0 | 0 | 0.000747 | 5000000 | scaled
558-301R | 286655.1288 | 284793.9235 | 0 | 1861.2052 | 99.35% | 0% | 0.6493% | 139757.326 | 281564.8087 | 19579.7886 | 95.671 | 120081.8664 | 39397.9657 | 260.4921 | 241906.3508 | 558 | 0.010369 | 0.0066578 | 0.0027458 | 27644331.2824 | 39847.73 | 1955.5127 | 244851.8861 | 3842819.2518 | 188584.9437 | 23612927.0835 | 22064015.5607 | 3091134.9809 | 15103.9404 | 18957776.6307 | 1853856.8421 | 259400.9835 | 1715.1118 | 1592740.7466 |  | 1013 | 558-301R | 286655.1288 | 146897.8028 | 5090.3201 | 284793.9235 | 145036.5976 | 3229.1149 | 0 | 0 | 0 | 1861.2052 | 39847.73 | 20267.9414 | 449.7642 | 39846.3294 | 20266.5409 | 448.3637 | 0 | 0 | 0 | 1.4005 | 244851.8861 | 124770.0197 | 2945.5353 | 244682.8129 | 124600.9465 | 2776.4621 | 0 | 0 | 0 | 169.0732 | 1955.5127 | 1859.8417 | 1695.0206 | 264.7811 | 169.1101 | 4.289 | 0 | 0 | 0 | 1690.7316 | 0.0077256 | 0.004014 | 0.000102 | 0 | 0 | 0 | 0.0026438 | 5000000 | scaled
56-669F | 107607.9926 | 107.4939 | 106992.8767 | 507.622 | 0.09989% | 99.43% | 0.4717% | 48089.2241 | 99935.9165 | 56.0982 | 43795.8927 | 4237.2332 | 116.6301 | 91011.8103 | 8807.4761 | 56 | 0.012314 | 0.007148 | 0.0017688 | 8738386.9778 | 125.3789 | 97997.0563 | 9485.5573 | 10181.4901 | 7957923.7576 | 770281.731 | 8326632.4105 | 9713.3843 | 7583243.5703 | 733675.4572 | 4337446.9233 | 5062.0135 | 3950120.3425 | 382264.5677 |  | 1014 | 56-669F | 107607.9926 | 59518.7685 | 7672.0761 | 107.4939 | 46.5958 | 1.1967 | 106992.8767 | 58964.5507 | 7163.2574 | 507.622 | 125.3789 | 69.2807 | 8.7488 | 0.026801 | 0.026801 | 0 | 124.9702 | 68.872 | 8.3669 | 0.38197 | 9485.5573 | 5248.3241 | 678.0813 | 0.14474 | 0.14474 | 0 | 9439.2999 | 5202.0667 | 631.9686 | 46.1127 | 97997.0563 | 54201.1636 | 6985.246 | 107.3223 | 46.4243 | 1.1967 | 97428.6067 | 53693.6121 | 6522.922 | 461.1273 | 0.0010118 | 0.000438 | 1.14e-05 | 0.010606 | 0.0060132 | 0.0010606 | 0.0006968 | 5000000 | scaled
56-670F | 49225.0548 | 291.5931 | 47946.324 | 987.1376 | 0.5924% | 97.4% | 2.005% | 21645.6712 | 45028.9368 | 24.2075 | 19169.1962 | 2452.2675 | 50.5163 | 39870.2789 | 5108.1416 | 56 | 0.014208 | 0.0084 | 0.002514 | 3464601.2641 | 54.8693 | 43606.4043 | 5563.7811 | 3861.861 | 3069144.4496 | 391594.9538 | 3283259.9452 | 3671.8452 | 2907623.122 | 371964.9784 | 1669100.2347 | 1872.5014 | 1477882.8147 | 189344.9188 |  | 1015 | 56-670F | 49225.0548 | 27579.3835 | 4196.118 | 291.5931 | 126.6318 | 3.1589 | 47946.324 | 26465.6141 | 3205.8214 | 987.1376 | 54.8693 | 30.6618 | 4.353 | 0.13164 | 0.11469 | 0 | 53.9949 | 29.8043 | 3.6102 | 0.74279 | 5563.7811 | 3111.5136 | 455.6395 | 0.69634 | 0.60404 | 0 | 5473.4125 | 3021.2373 | 365.9672 | 89.6723 | 43606.4043 | 24437.2081 | 3736.1255 | 290.7651 | 125.9131 | 3.1589 | 42418.9166 | 23414.5725 | 2836.244 | 896.7226 | 0.002107 | 0.0009124 | 2.28e-05 | 0.010678 | 0.0060642 | 0.0010678 | 0.0014234 | 5000000 | scaled
560-46F | 21179.1014 | 20872.8669 | 0 | 306.2344 | 98.55% | 0% | 1.446% | 9478.2688 | 20845.0571 | 1524.916 | 1883.2413 | 6070.1115 | 3221.9354 | 4938.4025 | 12684.7192 | 560 | 0.0016054 | 0.0010632 | 0.0004584 | 13192413.9654 | 3222.1658 | 5244.3978 | 12712.5377 | 2007079.7346 | 3266723.4484 | 7918610.7824 | 11005297.7709 | 1770592.8108 | 2186647.3423 | 7048057.6224 | 728717.8748 | 112634.9468 | 172640.5534 | 443442.3745 |  | 1016 | 560-46F | 21179.1014 | 11700.8326 | 334.0443 | 20872.8669 | 11394.5981 | 27.8098 | 0 | 0 | 0 | 306.2344 | 3222.1658 | 1697.2498 | 0.23043 | 3221.9354 | 1697.0194 | 0 | 0 | 0 | 0 | 0.23043 | 12712.5377 | 6642.4262 | 27.8185 | 12684.7192 | 6614.6077 | 0 | 0 | 0 | 0 | 27.8185 | 5244.3978 | 3361.1565 | 305.9953 | 4966.2124 | 3082.9711 | 27.8098 | 0 | 0 | 0 | 278.1855 | 0.0011628 | 0.0006206 | 1.58e-05 | 0 | 0 | 0 | 0.0004426 | 5000000 | scaled
57-1291F | 33008.6809 | 234.5849 | 31331.6034 | 1442.4926 | 0.7107% | 94.92% | 4.37% | 14206.4688 | 29469.5033 | 17.4505 | 12842.7859 | 1346.2324 | 36.2499 | 26636.4875 | 2796.7658 | 57 | 0.016049 | 0.009545 | 0.0031618 | 2056692.52 | 39.9315 | 29840.6338 | 3128.1157 | 2488.0346 | 1859299.0249 | 194905.4606 | 1969849.3599 | 2419.6678 | 1780762.972 | 186666.7202 | 1119355.3147 | 1376.8992 | 1011747.4185 | 106230.9971 |  | 1017 | 57-1291F | 33008.6809 | 18802.2121 | 3539.1776 | 234.5849 | 101.599 | 2.5937 | 31331.6034 | 17258.1206 | 2094.0914 | 1442.4926 | 39.9315 | 22.4809 | 3.6815 | 0.003153 | 0 | 0 | 38.8429 | 21.3955 | 2.5961 | 1.0854 | 3128.1157 | 1781.8833 | 331.3498 | 0.016376 | 0 | 0 | 2997.0623 | 1650.8463 | 200.3128 | 131.037 | 29840.6338 | 16997.8479 | 3204.1462 | 234.5654 | 101.599 | 2.5937 | 28295.6983 | 15585.8788 | 1891.1824 | 1310.3701 | 0.0033092 | 0.0014334 | 3.7e-05 | 0.010684 | 0.0060552 | 0.0010684 | 0.0020564 | 5000000 | scaled
57-1292F | 21043.8713 | 56.3144 | 20448.601 | 538.9559 | 0.2676% | 97.17% | 2.561% | 9229.1845 | 19137.4417 | 10.4952 | 8408.0283 | 810.661 | 21.7836 | 17433.7202 | 1681.938 | 57 | 0.012624 | 0.0073176 | 0.0018348 | 1666946.9194 | 23.7482 | 19168.7554 | 1851.3677 | 1881.161 | 1518413.4757 | 146652.2828 | 1614557.6145 | 1836.0299 | 1470904.1878 | 141817.3969 | 1039039.4375 | 1182.7085 | 946538.3639 | 91318.3652 |  | 1018 | 57-1292F | 21043.8713 | 11814.6868 | 1906.4296 | 56.3144 | 24.426 | 0.64037 | 20448.601 | 11251.3049 | 1366.8333 | 538.9559 | 23.7482 | 13.253 | 1.9646 | 0.018918 | 0.014189 | 0 | 23.3237 | 12.8332 | 1.559 | 0.40555 | 1851.3677 | 1040.7067 | 169.4298 | 0.099478 | 0.074397 | 0 | 1802.3091 | 991.6732 | 120.4706 | 48.9591 | 19168.7554 | 10760.7271 | 1735.0352 | 56.196 | 24.3374 | 0.64037 | 18622.9682 | 10246.7985 | 1244.8037 | 489.5912 | 0.0011736 | 0.0005082 | 1.32e-05 | 0.010699 | 0.0060576 | 0.0010698 | 0.0007518 | 5000000 | scaled
57-1295F | 5778.4916 | 1081.6408 | 3717.4291 | 979.4217 | 18.72% | 64.33% | 16.95% | 2286.3683 | 4538.7553 | 1.795 | 2138.2639 | 146.3095 | 3.7219 | 4231.6527 | 303.3806 | 57 | 0.013816 | 0.008174 | 0.002445 | 418234.246 | 4.7254 | 5359.6904 | 414.0758 | 342.0163 | 387922.353 | 29969.8768 | 427223.3052 | 335.3995 | 399548.9988 | 27338.9071 | 507049.6389 | 415.7984 | 472741.4997 | 33892.3408 |  | 1019 | 57-1295F | 5778.4916 | 3492.1233 | 1239.7364 | 1081.6408 | 468.258 | 11.912 | 3717.4291 | 2044.4437 | 248.4027 | 979.4217 | 4.7254 | 2.9305 | 1.0035 | 0 | 0 | 0 | 3.9885 | 2.1935 | 0.26651 | 0.73698 | 414.0758 | 267.7663 | 110.6952 | 0 | 0 | 0 | 325.1045 | 178.795 | 21.7238 | 88.9713 | 5359.6904 | 3221.4265 | 1128.0377 | 1081.6408 | 468.258 | 11.912 | 3388.3362 | 1863.4551 | 226.4123 | 889.7134 | 0.0017552 | 0.0007598 | 1.94e-05 | 0.010706 | 0.0060592 | 0.0010706 | 0.001355 | 5000000 | scaled
57-1296F | 54256.1032 | 44708.2228 | 6434.7401 | 3113.1403 | 82.4% | 11.86% | 5.738% | 24080.323 | 50467.6527 | 2150.0235 | 3059.4205 | 18870.879 | 4473.1748 | 6282.5091 | 39711.9689 | 57 | 0.026297 | 0.015964 | 0.0057268 | 2063189.3593 | 4503.2824 | 9513.5278 | 40239.293 | 171245.6999 | 361769.6086 | 1530174.0505 | 1890215.6212 | 168768.8299 | 240153.1069 | 1481293.6839 | 661530.087 | 58634.3831 | 82351.1411 | 520544.5626 |  | 1020 | 57-1296F | 54256.1032 | 30175.7802 | 3788.4505 | 44708.2228 | 23526.9425 | 245.398 | 6434.7401 | 3535.6974 | 429.9122 | 3113.1403 | 4503.2824 | 2353.259 | 30.1077 | 4493.4057 | 2346.7766 | 27.2618 | 7.5342 | 4.1398 | 0.50337 | 2.3425 | 40239.293 | 21368.414 | 527.3242 | 39414.6221 | 20787.8722 | 208.3214 | 541.8711 | 297.742 | 36.203 | 282.7998 | 9513.5278 | 6454.1073 | 3231.0187 | 800.195 | 392.2937 | 9.8149 | 5885.3348 | 3233.8156 | 393.2058 | 2827.998 | 0.011173 | 0.0054922 | 0.0002388 | 0.010707 | 0.0060546 | 0.0010706 | 0.0044174 | 5000000 | scaled
57-463AE | 80982.9831 | 2569.1772 | 74262.7224 | 4151.0836 | 3.172% | 91.7% | 5.126% | 34883.2541 | 71835.2819 | 48.1045 | 32029.6119 | 2805.5376 | 100.3609 | 65918.1808 | 5816.7402 | 57 | 0.026238 | 0.016076 | 0.0069982 | 3086453.4576 | 109.6636 | 74265.1178 | 6608.2018 | 4179.5382 | 2830419.6839 | 251854.2354 | 2867576.2344 | 3954.4305 | 2632992.7193 | 230629.0849 | 1307150.5804 | 1826.2172 | 1199480.0612 | 105844.302 |  | 1021 | 57-463AE | 80982.9831 | 46099.7291 | 9147.7012 | 2569.1772 | 1117.9839 | 27.8809 | 74262.7224 | 40830.6616 | 4968.7367 | 4151.0836 | 109.6636 | 61.559 | 9.3026 | 14.2327 | 7.6837 | 0.0030337 | 92.3073 | 50.7518 | 6.1761 | 3.1236 | 6608.2018 | 3802.6642 | 791.4616 | 38.0082 | 20.5222 | 0.008799 | 6193.1064 | 3405.0547 | 414.3656 | 377.0873 | 74265.1178 | 42235.5058 | 8346.9369 | 2516.9363 | 1089.778 | 27.8691 | 67977.3087 | 37374.8551 | 4548.1951 | 3770.8727 | 0.0097828 | 0.0042358 | 0.0001076 | 0.010628 | 0.0060126 | 0.0010628 | 0.0058278 | 5000000 | scaled
57-736 | 116892.4029 | 572.338 | 114985.2145 | 1334.8504 | 0.4896% | 98.37% | 1.142% | 52108.671 | 107859.0308 | 56.6946 | 47386.4477 | 4665.5287 | 117.4451 | 98075.0806 | 9666.5051 | 57 | 0.015165 | 0.009042 | 0.0029754 | 7707835.1313 | 126.8617 | 106284.7979 | 10480.7433 | 8365.2076 | 7008374.1873 | 691095.737 | 7164756.9022 | 7795.3091 | 6515467.9948 | 641493.5993 | 3036019.3991 | 3305.8484 | 2760620.4615 | 272093.0894 |  | 1022 | 57-736 | 116892.4029 | 64783.7319 | 9033.3721 | 572.338 | 247.9192 | 6.3659 | 114985.2145 | 63200.9623 | 7692.1558 | 1334.8504 | 126.8617 | 70.1671 | 9.4166 | 0.10878 | 0.045719 | 0 | 125.7485 | 69.1169 | 8.4122 | 1.0044 | 10480.7433 | 5815.2146 | 814.2382 | 0.56845 | 0.23717 | 0 | 10358.9161 | 5693.7187 | 692.9795 | 121.2587 | 106284.7979 | 58898.3502 | 8209.7173 | 571.6607 | 247.6363 | 6.3659 | 104500.5499 | 57438.1266 | 6990.7641 | 1212.5873 | 0.0026816 | 0.0011618 | 2.92e-05 | 0.010597 | 0.0059938 | 0.0010598 | 0.0018864 | 5000000 | scaled
570-489F | 36.0461 | 2.3616 | 0 | 33.6845 | 6.552% | 0% | 93.45% | 1.3396 | 2.3372 | 0 | 1.3396 | 0 | 0 | 2.3372 | 0 | 570 | 0.0001616 | 9.58e-05 | 4.68e-05 | 223057.6713 | 0.025347 | 32.9608 | 3.0599 | 156.8473 | 203965.6436 | 18935.1804 | 362281.0479 | 0 | 362281.0452 | 0 | 720276.7827 | 0 | 720276.7796 | 0 |  | 1023 | 570-489F | 36.0461 | 34.7065 | 33.709 | 2.3616 | 1.022 | 0.02443 | 0 | 0 | 0 | 33.6845 | 0.025347 | 0.025347 | 0.025347 | 0 | 0 | 0 | 0 | 0 | 0 | 0.025347 | 3.0599 | 3.0599 | 3.0599 | 0 | 0 | 0 | 0 | 0 | 0 | 3.0599 | 32.9608 | 31.6213 | 30.6237 | 2.3616 | 1.022 | 0.02443 | 0 | 0 | 0 | 30.5993 | 0.000116 | 5.02e-05 | 1.2e-06 | 0 | 0 | 0 | 4.56e-05 | 5000000 | scaled
570-490F | 15986.9057 | 918.4463 | 14636.9018 | 431.5577 | 5.745% | 91.56% | 2.699% | 7346.4525 | 14571.3117 | 88.3137 | 5994.0473 | 1264.0915 | 100.7259 | 12587.132 | 1883.4538 | 570 | 0.009473 | 0.005495 | 0.0013848 | 1687628.6023 | 102.4407 | 13878.7567 | 2005.7084 | 10813.9621 | 1465085.6835 | 211728.9571 | 1572420.9785 | 18902.4962 | 1282954.7062 | 270563.777 | 1022237.149 | 7066.336 | 883038.82 | 132131.9934 |  | 1024 | 570-490F | 15986.9057 | 8640.4533 | 1415.594 | 918.4463 | 56.0035 | 1.4 | 14636.9018 | 8152.8921 | 982.6362 | 431.5577 | 102.4407 | 14.127 | 1.7147 | 83.3719 | 3.3617 | 0.13164 | 18.744 | 10.4406 | 1.2584 | 0.32473 | 2005.7084 | 741.617 | 122.2546 | 739.4396 | 18.9268 | 0.67355 | 1227.0658 | 683.4872 | 82.378 | 39.203 | 13878.7567 | 7884.7093 | 1291.6247 | 95.6347 | 33.7151 | 0.59484 | 13391.092 | 7458.9643 | 898.9998 | 392.03 | 0.001404 | 0.0006078 | 1.52e-05 | 0.0074438 | 0.004262 | 0.0007444 | 0.0006252 | 5000000 | scaled
570-491F | 500.5521 | 38.5149 | 0 | 462.0372 | 7.694% | 0% | 92.31% | 21.7931 | 38.1004 | 0.094985 | 21.2137 | 0.48444 | 0.17736 | 37.019 | 0.90404 | 570 | 0.001908 | 0.001196 | 0.0006658 | 262343.8586 | 0.52503 | 457.1512 | 42.8758 | 275.1705 | 239597.0876 | 22471.6005 | 400300.1687 | 1744.6996 | 389657.093 | 8898.3756 | 694580.5521 | 3233.2749 | 674866.3262 | 16480.9504 |  | 1025 | 570-491F | 500.5521 | 478.759 | 462.4517 | 38.5149 | 16.7218 | 0.41457 | 0 | 0 | 0 | 462.0372 | 0.52503 | 0.43004 | 0.34767 | 0.17736 | 0.082373 | 0 | 0 | 0 | 0 | 0.34767 | 42.8758 | 42.3914 | 41.9718 | 0.90404 | 0.4196 | 0 | 0 | 0 | 0 | 41.9718 | 457.1512 | 435.9376 | 420.1323 | 37.4335 | 16.2199 | 0.41457 | 0 | 0 | 0 | 419.7177 | 0.0012562 | 0.0005442 | 1.4e-05 | 0 | 0 | 0 | 0.0006518 | 5000000 | scaled
571-33 | 41772.9835 | 7025.3258 | 30998.4669 | 3749.1909 | 16.82% | 74.21% | 8.975% | 17909.0962 | 35875.6652 | 21.1114 | 16687.2378 | 1200.7471 | 42.8689 | 33343.8191 | 2488.9771 | 571 | 0.024717 | 0.015161 | 0.0064818 | 1690023.3661 | 48.0854 | 38720.6042 | 3004.294 | 1945.405 | 1566532.2477 | 121545.7137 | 1574072.7484 | 1855.5273 | 1466680.7282 | 105536.4931 | 909827.2663 | 1087.1808 | 845618.2104 | 63121.8753 |  | 1026 | 571-33 | 41772.9835 | 23863.8873 | 5897.3184 | 7025.3258 | 3043.4307 | 76.8759 | 30998.4669 | 17071.2658 | 2071.2516 | 3749.1909 | 48.0854 | 26.974 | 5.2164 | 9.4166 | 4.4111 | 0 | 35.8476 | 19.7418 | 2.3953 | 2.8211 | 3004.294 | 1803.547 | 515.3169 | 48.579 | 22.7779 | 0 | 2615.136 | 1440.19 | 174.7378 | 340.5791 | 38720.6042 | 22033.3664 | 5376.7851 | 6967.3302 | 3016.2416 | 76.8759 | 28347.4833 | 15611.334 | 1894.1185 | 3405.7907 | 0.0087296 | 0.0037964 | 9.68e-05 | 0.01067 | 0.0060462 | 0.001067 | 0.005318 | 5000000 | scaled
571-49F | 14893.7028 | 11287.3044 | 0 | 3606.3984 | 75.79% | 0% | 24.21% | 6387.6409 | 11169.4667 | 40.877 | 6191.2732 | 155.4907 | 75.661 | 10805.9897 | 287.816 | 571 | 0.013087 | 0.0085364 | 0.005147 | 1138018.4613 | 78.3747 | 14199.9045 | 615.4237 | 5988.558 | 1085005.7674 | 47024.1362 | 996446.0332 | 6376.6521 | 965813.4662 | 24255.9157 | 723574.149 | 4901.4258 | 700027.5896 | 18645.134 |  | 1027 | 571-49F | 14893.7028 | 8506.0619 | 3724.2361 | 11287.3044 | 4899.6635 | 117.8377 | 0 | 0 | 0 | 3606.3984 | 78.3747 | 37.4976 | 2.7137 | 75.661 | 34.7839 | 0 | 0 | 0 | 0 | 2.7137 | 615.4237 | 459.933 | 327.6077 | 287.816 | 132.3253 | 0 | 0 | 0 | 0 | 327.6077 | 14199.9045 | 8008.6313 | 3393.9147 | 10923.8275 | 4732.5543 | 117.8377 | 0 | 0 | 0 | 3276.077 | 0.008028 | 0.003477 | 8.76e-05 | 0 | 0 | 0 | 0.0050594 | 5000000 | scaled
572-493F | 123.3645 | 2.5607 | 0 | 120.8038 | 2.076% | 0% | 97.92% | 1.4543 | 2.5308 | 0 | 1.4543 | 0 | 0 | 2.5308 | 0 | 572 | 0.000542 | 0.0003422 | 0.0001938 | 227609.8432 | 0.090901 | 112.2997 | 10.9739 | 167.714 | 207195.0823 | 20247.0469 | 356254.2119 | 0 | 356254.2119 | 0 | 623497.3019 | 0 | 623497.3019 | 0 |  | 1028 | 572-493F | 123.3645 | 121.9102 | 120.8338 | 2.5607 | 1.1064 | 0.029983 | 0 | 0 | 0 | 120.8038 | 0.090901 | 0.090901 | 0.090901 | 0 | 0 | 0 | 0 | 0 | 0 | 0.090901 | 10.9739 | 10.9739 | 10.9739 | 0 | 0 | 0 | 0 | 0 | 0 | 10.9739 | 112.2997 | 110.8454 | 109.769 | 2.5607 | 1.1064 | 0.029983 | 0 | 0 | 0 | 109.739 | 0.000352 | 0.0001522 | 3.8e-06 | 0 | 0 | 0 | 0.00019 | 5000000 | scaled
576-201F | 1160460.464 | 0 | 1160460.464 | 0 | 0% | 100% | 0% | 41989.95 | 87609.408 | 54.2074 | 38487.544 | 3448.1983 | 113.1003 | 80301.8574 | 7194.4504 | 576 | 0.1419 | 0.1419 | 0.1419 | 8177843.0618 | 1498.1093 | 1063665.795 | 95296.5597 | 10557.2773 | 7495724.509 | 671561.2757 | 7881937.0556 | 10175.2743 | 7224500.13 | 647261.5956 | 7560453.662 | 9760.2517 | 6929831.9177 | 620861.5029 |  | 1029 | 576-201F | 1160460.464 | 1118470.514 | 1072851.056 | 0 | 0 | 0 | 1160460.464 | 1118470.514 | 1072851.056 | 0 | 1498.1093 | 1443.9019 | 1385.009 | 0 | 0 | 0 | 1498.1093 | 1443.9019 | 1385.009 | 0 | 95296.5597 | 91848.3614 | 88102.1093 | 0 | 0 | 0 | 95296.5597 | 91848.3614 | 88102.1093 | 0 | 1063665.795 | 1025178.251 | 983363.9376 | 0 | 0 | 0 | 1063665.795 | 1025178.251 | 983363.9376 | 0 | 0 | 0 | 0 | 0.1419 | 0.1419 | 0.1419 | 0 | 5000000 | scaled
578-227AE | 226195.4158 | 7248.9577 | 213373.7946 | 5572.6635 | 3.205% | 94.33% | 2.464% | 100424.8775 | 207248.7828 | 209.9929 | 91861.2494 | 8353.6351 | 439.3887 | 189469.674 | 17339.72 | 578 | 0.032265 | 0.019819 | 0.0090522 | 7010463.7104 | 460.5794 | 206714.951 | 19019.8854 | 14274.7144 | 6406706.5959 | 589482.3988 | 6346085.9142 | 13269.9509 | 5804929.9675 | 527885.9884 | 2093041.8031 | 4437.4634 | 1913487.4659 | 175116.8735 |  | 1030 | 578-227AE | 226195.4158 | 125770.5383 | 18946.633 | 7248.9577 | 3323.9485 | 125.4496 | 213373.7946 | 116873.9264 | 13248.52 | 5572.6635 | 460.5794 | 250.5864 | 21.1907 | 228.8772 | 121.3234 | 1.943 | 227.5089 | 125.0698 | 15.0545 | 4.1932 | 19019.8854 | 10666.2503 | 1680.1654 | 747.2275 | 397.09 | 6.3193 | 17766.4333 | 9762.9358 | 1167.6215 | 506.2246 | 206714.951 | 114853.7016 | 17245.277 | 6272.853 | 2805.5351 | 117.1873 | 195379.8523 | 106985.9208 | 12065.844 | 5062.2456 | 0.013935 | 0.0060484 | 0.0001798 | 0.010509 | 0.0059486 | 0.0010508 | 0.0078216 | 5000000 | scaled
578-242F | 101249.3334 | 1131.6861 | 98172.2468 | 1945.4004 | 1.118% | 96.96% | 1.921% | 44773.383 | 92715.2864 | 83.5308 | 40131.2428 | 4558.6093 | 160.4738 | 83156.1976 | 9398.6149 | 578 | 0.017989 | 0.010733 | 0.0038022 | 5628277.3967 | 172.4744 | 90832.3998 | 10244.4592 | 9587.5566 | 5049217.8611 | 569471.9763 | 5261995.9787 | 9816.9606 | 4716428.03 | 535750.9824 | 2244502.4002 | 3884.8386 | 2013090.7474 | 227526.813 |  | 1031 | 578-242F | 101249.3334 | 56475.9504 | 8534.047 | 1131.6861 | 471.8579 | 20.4052 | 98172.2468 | 54058.6921 | 6568.2414 | 1945.4004 | 172.4744 | 88.9436 | 12.0005 | 36.4598 | 13.3892 | 1.5345 | 134.5507 | 74.0906 | 9.0022 | 1.4639 | 10244.4592 | 5685.8499 | 845.8443 | 188.6085 | 69.1714 | 8.1569 | 9879.1291 | 5439.957 | 660.9659 | 176.7215 | 90832.3998 | 50701.157 | 7676.2022 | 906.6178 | 389.2973 | 10.7137 | 88158.5669 | 48544.6445 | 5898.2734 | 1767.2151 | 0.0046836 | 0.0020286 | 5.18e-05 | 0.010617 | 0.0060154 | 0.0010616 | 0.0026888 | 5000000 | scaled
579-32AE | 11299.8128 | 0 | 11299.8128 | 0 | 0% | 100% | 0% | 1801.4667 | 3764.275 | 2.1929 | 1584.5532 | 214.7206 | 4.5822 | 3311.0209 | 448.6718 | 579 | 0.014554 | 0.014554 | 0.014554 | 776427.3279 | 13.7552 | 9939.2092 | 1346.8484 | 945.1389 | 682938.189 | 92544 | 652645.8109 | 794.4606 | 574061.1283 | 77790.2213 | 517778.2671 | 630.2874 | 455432.9029 | 61715.0764 |  | 1032 | 579-32AE | 11299.8128 | 9498.3461 | 7535.5378 | 0 | 0 | 0 | 11299.8128 | 9498.3461 | 7535.5378 | 0 | 13.7552 | 11.5623 | 9.173 | 0 | 0 | 0 | 13.7552 | 11.5623 | 9.173 | 0 | 1346.8484 | 1132.1278 | 898.1765 | 0 | 0 | 0 | 1346.8484 | 1132.1278 | 898.1765 | 0 | 9939.2092 | 8354.656 | 6628.1883 | 0 | 0 | 0 | 9939.2092 | 8354.656 | 6628.1883 | 0 | 0 | 0 | 0 | 0.014554 | 0.014554 | 0.014554 | 0 | 5000000 | scaled
579-350F | 142767.3362 | 3184.3886 | 138850.1196 | 732.828 | 2.23% | 97.26% | 0.5133% | 63675.9826 | 132742.8888 | 114.1859 | 57944.2791 | 5617.5176 | 226.3098 | 120813.1187 | 11703.4603 | 579 | 0.016794 | 0.0098286 | 0.0024752 | 8501294.3145 | 240.4362 | 129933.8045 | 12593.0955 | 14317.1319 | 7737102.4974 | 749874.6814 | 8047062.0078 | 14430.2549 | 7322717.1062 | 709914.6393 | 4049954.5047 | 6904.6578 | 3685980.0072 | 357069.8378 |  | 1033 | 579-350F | 142767.3362 | 79091.3537 | 10024.4474 | 3184.3886 | 1352.5242 | 29.0262 | 138850.1196 | 77006.0015 | 9262.5932 | 732.828 | 240.4362 | 126.2503 | 14.1264 | 36.3899 | 12.841 | 0 | 203.4949 | 112.8579 | 13.575 | 0.55143 | 12593.0955 | 6975.5779 | 889.6351 | 188.4454 | 66.3328 | 0 | 12338.0794 | 6842.6744 | 823.0645 | 66.5706 | 129933.8045 | 71989.5254 | 9120.6858 | 2959.5533 | 1273.3503 | 29.0262 | 126308.5452 | 70050.4692 | 8425.9537 | 665.706 | 0.0013832 | 0.0005984 | 1.48e-05 | 0.014389 | 0.0082086 | 0.0014388 | 0.0010216 | 5000000 | scaled
58-110F | 93515.1008 | 10852.8184 | 78368.0467 | 4294.2357 | 11.61% | 83.8% | 4.592% | 41222.8478 | 83918.2508 | 590.833 | 34991.9209 | 5640.094 | 1020.4806 | 72204.2096 | 10693.5606 | 58 | 0.033104 | 0.019716 | 0.0075804 | 2824905.3214 | 1035.7229 | 80942.533 | 11536.8449 | 31287.129 | 2445113.0393 | 348505.1532 | 2652248.0473 | 38013.7626 | 2251354.7411 | 362879.5432 | 1266008.3862 | 15395.1848 | 1089287.8966 | 161325.3048 |  | 1034 | 58-110F | 93515.1008 | 52292.253 | 9596.85 | 10852.8184 | 4583.576 | 75.6274 | 78368.0467 | 43414.4413 | 5226.9869 | 4294.2357 | 1035.7229 | 444.8899 | 15.2423 | 935.3717 | 387.856 | 5.5333 | 97.1199 | 53.8026 | 6.4777 | 3.2313 | 11536.8449 | 5896.7509 | 843.2843 | 4721.1658 | 1947.0034 | 24.6196 | 6425.5877 | 3559.6562 | 428.5734 | 390.0913 | 80942.533 | 45950.6121 | 8738.3234 | 5196.2809 | 2248.7166 | 45.4746 | 71845.339 | 39800.9825 | 4791.9357 | 3900.9131 | 0.012614 | 0.0054622 | 0.000139 | 0.014498 | 0.0082624 | 0.0014498 | 0.0059916 | 5000000 | scaled
58-522 | 27740.6174 | 3193.1069 | 23928.413 | 619.0975 | 11.51% | 86.26% | 2.232% | 12556.0056 | 25492.3264 | 45.9818 | 11421.278 | 1088.7458 | 91.1715 | 23161.4867 | 2239.6682 | 58 | 0.012983 | 0.0075824 | 0.0019538 | 2136687.7748 | 93.8392 | 25209.109 | 2437.6692 | 7227.8505 | 1941701.378 | 187758.5465 | 2002612.8653 | 7333.8385 | 1821630.1416 | 173648.8853 | 1150727.2914 | 4115.4956 | 1045512.8512 | 101098.9448 |  | 1035 | 58-522 | 27740.6174 | 15184.6118 | 2248.291 | 3193.1069 | 1407.1428 | 31.018 | 23928.413 | 13158.3715 | 1598.1755 | 619.0975 | 93.8392 | 47.8574 | 2.6677 | 60.4071 | 29.2632 | 0 | 32.9663 | 18.1283 | 2.2018 | 0.46585 | 2437.6692 | 1348.9234 | 198.001 | 258.9255 | 125.5068 | 0 | 2122.5044 | 1167.1774 | 141.7618 | 56.2392 | 25209.109 | 13787.831 | 2047.6223 | 2873.7743 | 1252.3728 | 31.018 | 21772.9423 | 11973.0658 | 1454.2119 | 562.3924 | 0.0014036 | 0.0006542 | 1.72e-05 | 0.010714 | 0.006063 | 0.0010714 | 0.0008652 | 5000000 | scaled
58-729F | 155.2101 | 0 | 155.2101 | 0 | 0% | 100% | 0% | 24.6623 | 51.7027 | 0.31995 | 19.3127 | 5.0296 | 0.67075 | 40.4877 | 10.5442 | 58 | 0.014594 | 0.014594 | 0.014594 | 10635.491 | 2.0136 | 121.543 | 31.6535 | 137.9765 | 8328.5145 | 2169 | 8945.5525 | 116.0526 | 7005.1457 | 1824.3543 | 7092.6594 | 92.0146 | 5554.1692 | 1446.4756 |  | 1036 | 58-729F | 155.2101 | 130.5478 | 103.5074 | 0 | 0 | 0 | 155.2101 | 130.5478 | 103.5074 | 0 | 2.0136 | 1.6936 | 1.3428 | 0 | 0 | 0 | 2.0136 | 1.6936 | 1.3428 | 0 | 31.6535 | 26.6239 | 21.1093 | 0 | 0 | 0 | 31.6535 | 26.6239 | 21.1093 | 0 | 121.543 | 102.2303 | 81.0553 | 0 | 0 | 0 | 121.543 | 102.2303 | 81.0553 | 0 | 0 | 0 | 0 | 0.014594 | 0.014594 | 0.014594 | 0 | 5000000 | scaled
58-753F | 17678.9362 | 24.8682 | 17509.44 | 144.628 | 0.1407% | 99.04% | 0.8181% | 7902.7389 | 16365.0232 | 10.0307 | 7230.8272 | 661.881 | 20.7775 | 14973.2355 | 1371.0102 | 58 | 0.011461 | 0.0065562 | 0.0012984 | 1542583.8281 | 22.3727 | 16174.3313 | 1482.2322 | 1952.1427 | 1411298.8255 | 129332.86 | 1491137.7484 | 1892.6559 | 1364357.2839 | 124887.8088 | 1011947.8335 | 1284.7949 | 925885.2271 | 84777.8116 |  | 1037 | 58-753F | 17678.9362 | 9776.1973 | 1313.9131 | 24.8682 | 10.7771 | 0.27021 | 17509.44 | 9620.7922 | 1169.0148 | 144.628 | 22.3727 | 12.342 | 1.5953 | 0 | 0 | 0 | 22.2639 | 12.2332 | 1.4864 | 0.10883 | 1482.2322 | 820.3512 | 111.2219 | 0 | 0 | 0 | 1469.0941 | 807.2131 | 98.0838 | 13.1381 | 16174.3313 | 8943.5041 | 1201.0959 | 24.8682 | 10.7771 | 0.27021 | 16018.082 | 8801.3459 | 1069.4446 | 131.3811 | 0.000388 | 0.000205 | 5.2e-06 | 0.010866 | 0.0061446 | 0.0010866 | 0.0002066 | 5000000 | scaled
58-754F | 111560.8824 | 12109.0604 | 97617.4227 | 1834.3993 | 10.85% | 87.5% | 1.644% | 50818.4624 | 103067.8143 | 50.1597 | 47118.5264 | 3649.7763 | 103.8964 | 95400.3399 | 7563.578 | 58 | 0.017828 | 0.010644 | 0.0037594 | 6257481.4566 | 112.7375 | 103176.0443 | 8272.1006 | 6323.4788 | 5787173.5153 | 463984.4654 | 5706514.2244 | 5632.5421 | 5291040.4712 | 409841.2175 | 2259155.2115 | 2277.318 | 2091090.9628 | 165786.9318 |  | 1038 | 58-754F | 111560.8824 | 60742.42 | 8493.0681 | 12109.0604 | 5245.161 | 133.5884 | 97617.4227 | 53662.8597 | 6525.0804 | 1834.3993 | 112.7375 | 62.5778 | 8.8411 | 0.23726 | 0.11193 | 0.033107 | 111.1199 | 61.0855 | 7.4276 | 1.3803 | 8272.1006 | 4622.3243 | 708.5226 | 1.2488 | 0.58722 | 0.17134 | 8104.2137 | 4455.099 | 541.7132 | 166.6381 | 103176.0443 | 56057.5179 | 7775.7044 | 12107.5742 | 5244.4619 | 133.3839 | 89402.0891 | 49146.6751 | 5975.9396 | 1666.3809 | 0.0044078 | 0.0019088 | 4.84e-05 | 0.010788 | 0.0061034 | 0.0010788 | 0.0026322 | 5000000 | scaled
58-756F | 14736.2098 | 190.0002 | 14224.3122 | 321.8973 | 1.289% | 96.53% | 2.184% | 6516.1212 | 13461.405 | 16.6737 | 5855.7517 | 643.6958 | 35.0041 | 12091.1245 | 1335.2764 | 58 | 0.012057 | 0.0069118 | 0.0015402 | 1222211.974 | 37.6472 | 13238.9685 | 1459.5941 | 3122.4359 | 1098031.7202 | 121057.8175 | 1189283.3327 | 3043.1746 | 1068756.6578 | 117483.4995 | 827687.8113 | 2152.264 | 743434.756 | 82100.7911 |  | 1039 | 58-756F | 14736.2098 | 8220.0885 | 1274.8048 | 190.0002 | 84.511 | 2.2472 | 14224.3122 | 7813.6802 | 950.6602 | 321.8973 | 37.6472 | 20.9736 | 2.6431 | 1.482 | 0.99819 | 0 | 35.923 | 19.7332 | 2.4009 | 0.24222 | 1459.5941 | 815.8983 | 124.3177 | 7.7672 | 5.2041 | 0 | 1422.5855 | 781.4528 | 95.0763 | 29.2414 | 13238.9685 | 7383.2167 | 1147.844 | 180.7509 | 78.3087 | 2.2472 | 12765.8038 | 7012.4943 | 853.183 | 292.4137 | 0.000741 | 0.000321 | 8e-06 | 0.010871 | 0.0061456 | 0.001087 | 0.0004452 | 5000000 | scaled
580-690AE | 500.0602 | 431.0102 | 0 | 69.05 | 86.19% | 0% | 13.81% | 318.289 | 430.164 | 27.5337 | 93.8784 | 196.877 | 34.9762 | 152.998 | 242.1898 | 580 | 0.0002812 | 0.00018 | 0.0001046 | 1778307.8862 | 35.0282 | 216.5697 | 248.4624 | 124566.7457 | 770162.3574 | 883578.7831 | 1009839.9156 | 87356.4515 | 297849.1861 | 624634.2778 | 668223.5799 | 54332.602 | 237669.4881 | 376221.4898 |  | 1040 | 580-690AE | 500.0602 | 181.7712 | 69.8962 | 431.0102 | 112.7212 | 0.84618 | 0 | 0 | 0 | 69.05 | 35.0282 | 7.4945 | 0.051958 | 34.9762 | 7.4425 | 0 | 0 | 0 | 0 | 0.051958 | 248.4624 | 51.5854 | 6.2726 | 242.1898 | 45.3128 | 0 | 0 | 0 | 0 | 6.2726 | 216.5697 | 122.6913 | 63.5717 | 153.8442 | 59.9658 | 0.84618 | 0 | 0 | 0 | 62.7255 | 0.0001784 | 7.72e-05 | 1.8e-06 | 0 | 0 | 0 | 0.0001028 | 5000000 | scaled
581-49 | 15957.5638 | 13541.8893 | 0 | 2415.6744 | 84.86% | 0% | 15.14% | 7563.5766 | 13422.9104 | 149.9108 | 6643.8937 | 769.7721 | 283.0212 | 11684.9262 | 1454.963 | 581 | 0.0089802 | 0.0058108 | 0.003451 | 1776971.9806 | 284.8389 | 13998.3204 | 1674.4045 | 31718.5441 | 1558798.2873 | 186455.1496 | 1444549.3151 | 28631.0956 | 1268901.2894 | 147016.9309 | 734469.2483 | 15486.2341 | 639370.9512 | 79612.0632 |  | 1041 | 581-49 | 15957.5638 | 8393.9872 | 2534.6534 | 13541.8893 | 5978.3127 | 118.9789 | 0 | 0 | 0 | 2415.6744 | 284.8389 | 134.9281 | 1.8177 | 283.0212 | 133.1104 | 0 | 0 | 0 | 0 | 1.8177 | 1674.4045 | 904.6324 | 219.4415 | 1454.963 | 685.1909 | 0 | 0 | 0 | 0 | 219.4415 | 13998.3204 | 7354.4267 | 2313.3941 | 11803.9052 | 5160.0115 | 118.9789 | 0 | 0 | 0 | 2194.4152 | 0.0055902 | 0.0024208 | 6.1e-05 | 0 | 0 | 0 | 0.00339 | 5000000 | scaled
583-318F | 153560.7783 | 152693.8995 | 0 | 866.8788 | 99.44% | 0% | 0.5645% | 65350.0482 | 151342.3918 | 8305.1596 | 0 | 57044.8886 | 19333.2375 | 0 | 132009.1544 | 583 | 0.0076984 | 0.0047238 | 0.0013148 | 19947103.0734 | 19528.0955 | 787.4787 | 133245.2042 | 2536643.3869 | 102291.2127 | 17308168.4766 | 18673680.1135 | 2373187.1243 | 0 | 16300492.9949 | 1687242.5251 | 215536.8367 | 0 | 1471705.6886 |  | 1042 | 583-318F | 153560.7783 | 88210.7301 | 2218.3865 | 152693.8995 | 87343.8513 | 1351.5076 | 0 | 0 | 0 | 866.8788 | 19528.0955 | 11222.9359 | 194.858 | 19527.4431 | 11222.2836 | 194.2057 | 0 | 0 | 0 | 0.6523 | 133245.2042 | 76200.3156 | 1236.0498 | 133166.4563 | 76121.5677 | 1157.3019 | 0 | 0 | 0 | 78.7479 | 787.4787 | 787.4787 | 787.4787 | 0 | 0 | 0 | 0 | 0 | 0 | 787.4787 | 0.0064722 | 0.0034976 | 8.86e-05 | 0 | 0 | 0 | 0.0012262 | 5000000 | scaled
586-3 | 516808.3995 | 454434.1815 | 59650.6416 | 2723.5764 | 87.93% | 11.54% | 0.527% | 276808.6603 | 505554.5454 | 21700.2404 | 23950.6506 | 231157.7693 | 39170.6244 | 49143.7956 | 417240.1253 | 586 | 0.028089 | 0.015764 | 0.0050586 | 18398960.4293 | 39586.1995 | 55001.8472 | 422220.3529 | 1409313.2351 | 1958127.6364 | 15031519.5593 | 15224159.4479 | 1193488.3813 | 1317258.3651 | 12713412.7004 | 2224697.3728 | 172370.6889 | 216257.7194 | 1836068.9646 |  | 1043 | 586-3 | 516808.3995 | 239999.7392 | 11253.8541 | 454434.1815 | 204518.284 | 4543.3642 | 59650.6416 | 32757.8788 | 3986.9135 | 2723.5764 | 39586.1995 | 17885.9591 | 415.575 | 39491.0947 | 17832.8072 | 407.306 | 93.0553 | 51.1025 | 6.2196 | 2.0494 | 422220.3529 | 191062.5836 | 4980.2276 | 412675.0201 | 185709.1049 | 4111.3641 | 9297.9213 | 5106.0671 | 621.452 | 247.4115 | 55001.8472 | 31051.1966 | 5858.0515 | 2268.0667 | 976.3719 | 24.6942 | 50259.665 | 27600.7093 | 3359.2419 | 2474.1155 | 0.013428 | 0.0058144 | 0.0001482 | 0.010834 | 0.006123 | 0.0010834 | 0.003827 | 5000000 | scaled
59-1189F | 9345.5195 | 0 | 9345.5195 | 0 | 0% | 100% | 0% | 1499.5614 | 3101.5034 | 3.6054 | 1339.2562 | 156.6997 | 7.457 | 2769.9484 | 324.098 | 59 | 0.010893 | 0.010893 | 0.010893 | 857938.0823 | 22.4695 | 8346.4708 | 976.5792 | 2062.7484 | 766223.334 | 89652 | 720275.2368 | 1731.7643 | 643276.8337 | 75266.6386 | 573213.6389 | 1378.1828 | 511936.321 | 59899.1352 |  | 1044 | 59-1189F | 9345.5195 | 7845.9582 | 6244.0162 | 0 | 0 | 0 | 9345.5195 | 7845.9582 | 6244.0162 | 0 | 22.4695 | 18.8641 | 15.0125 | 0 | 0 | 0 | 22.4695 | 18.8641 | 15.0125 | 0 | 976.5792 | 819.8795 | 652.4813 | 0 | 0 | 0 | 976.5792 | 819.8795 | 652.4813 | 0 | 8346.4708 | 7007.2146 | 5576.5223 | 0 | 0 | 0 | 8346.4708 | 7007.2146 | 5576.5223 | 0 | 0 | 0 | 0 | 0.010893 | 0.010893 | 0.010893 | 0 | 5000000 | scaled
59-1190F | 22661.0277 | 0 | 22661.0277 | 0 | 0% | 100% | 0% | 3544.6474 | 7450.8646 | 4.4283 | 3248.174 | 292.0451 | 9.3082 | 6827.6762 | 613.8802 | 59 | 0.0074206 | 0.0074206 | 0.0074206 | 3053799.9218 | 28.31 | 20765.6651 | 1867.0526 | 3815.0497 | 2798380.8722 | 251603.9999 | 2576123.2704 | 3218.298 | 2360656.9779 | 212247.9976 | 2049721.4592 | 2560.675 | 1878283.2759 | 168877.5068 |  | 1045 | 59-1190F | 22661.0277 | 19116.3803 | 15210.1631 | 0 | 0 | 0 | 22661.0277 | 19116.3803 | 15210.1631 | 0 | 28.31 | 23.8817 | 19.0017 | 0 | 0 | 0 | 28.31 | 23.8817 | 19.0017 | 0 | 1867.0526 | 1575.0075 | 1253.1724 | 0 | 0 | 0 | 1867.0526 | 1575.0075 | 1253.1724 | 0 | 20765.6651 | 17517.4911 | 13937.9889 | 0 | 0 | 0 | 20765.6651 | 17517.4911 | 13937.9889 | 0 | 0 | 0 | 0 | 0.0074206 | 0.0074206 | 0.0074206 | 0 | 5000000 | scaled
59-1196 | 2572.8921 | 0 | 2572.8921 | 0 | 0% | 100% | 0% | 402.4172 | 845.87 | 2.7905 | 339.7895 | 59.8372 | 5.8655 | 714.2284 | 125.7761 | 59 | 0.0074528 | 0.0074528 | 0.0074528 | 345224.8994 | 17.8412 | 2172.4763 | 382.5746 | 2393.8919 | 291498.0075 | 51333 | 291229.4672 | 2019.4716 | 245905.8125 | 43304.1831 | 231727.9522 | 1606.8704 | 195664.4393 | 34456.6426 |  | 1046 | 59-1196 | 2572.8921 | 2170.475 | 1727.0221 | 0 | 0 | 0 | 2572.8921 | 2170.475 | 1727.0221 | 0 | 17.8412 | 15.0507 | 11.9757 | 0 | 0 | 0 | 17.8412 | 15.0507 | 11.9757 | 0 | 382.5746 | 322.7374 | 256.7985 | 0 | 0 | 0 | 382.5746 | 322.7374 | 256.7985 | 0 | 2172.4763 | 1832.6868 | 1458.2479 | 0 | 0 | 0 | 2172.4763 | 1832.6868 | 1458.2479 | 0 | 0 | 0 | 0 | 0.0074528 | 0.0074528 | 0.0074528 | 0 | 5000000 | scaled
59-24R | 38168.689 | 0 | 38168.689 | 0 | 0% | 100% | 0% | 5977.609 | 12547.427 | 7.4524 | 5432.9465 | 537.2101 | 15.6431 | 11404.1416 | 1127.6423 | 59 | 0.0074248 | 0.0074248 | 0.0074248 | 5140702.6425 | 47.5856 | 34690.868 | 3430.2353 | 6409.0075 | 4672296.6343 | 461997.0001 | 4335615.7661 | 5405.291 | 3940566.9442 | 389643.5206 | 3450767.9628 | 4302.1352 | 3136343.9304 | 310121.8954 |  | 1047 | 59-24R | 38168.689 | 32191.0799 | 25621.262 | 0 | 0 | 0 | 38168.689 | 32191.0799 | 25621.262 | 0 | 47.5856 | 40.1332 | 31.9425 | 0 | 0 | 0 | 47.5856 | 40.1332 | 31.9425 | 0 | 3430.2353 | 2893.0252 | 2302.593 | 0 | 0 | 0 | 3430.2353 | 2893.0252 | 2302.593 | 0 | 34690.868 | 29257.9215 | 23286.7264 | 0 | 0 | 0 | 34690.868 | 29257.9215 | 23286.7264 | 0 | 0 | 0 | 0 | 0.0074248 | 0.0074248 | 0.0074248 | 0 | 5000000 | scaled
59-464AE | 7434.4636 | 1910.8447 | 4774.7256 | 748.8932 | 25.7% | 64.22% | 10.07% | 3267.8637 | 6298.0271 | 133.8134 | 2263.8211 | 870.2293 | 220.7669 | 4583.0043 | 1494.2559 | 59 | 0.014091 | 0.008135 | 0.0021564 | 527596.1989 | 231.3795 | 5558.94 | 1644.1441 | 16420.1441 | 394497.2724 | 116678.7824 | 512181.9072 | 20972.964 | 354815.3483 | 136393.5949 | 527006.3337 | 18473.3313 | 383496.6521 | 125036.3503 |  | 1048 | 59-464AE | 7434.4636 | 4166.5998 | 1136.4365 | 1910.8447 | 795.432 | 68.7437 | 4774.7256 | 2622.2746 | 318.7995 | 748.8932 | 231.3795 | 97.5662 | 10.6127 | 226.6021 | 94.6884 | 9.7678 | 4.2139 | 2.3143 | 0.28135 | 0.56352 | 1644.1441 | 773.9148 | 149.8882 | 1166.0395 | 480.6722 | 54.4783 | 410.0746 | 225.2126 | 27.3799 | 68.03 | 5558.94 | 3295.1189 | 975.9356 | 518.2031 | 220.0714 | 4.4977 | 4360.4371 | 2394.7477 | 291.1382 | 680.2998 | 0.0021414 | 0.000927 | 2.32e-05 | 0.010907 | 0.0061656 | 0.0010908 | 0.0010424 | 5000000 | scaled
59-465 | 77379.0475 | 49897.8647 | 21754.2923 | 5726.8904 | 64.48% | 28.11% | 7.401% | 33939.4855 | 69904.5091 | 3605.323 | 10942.5032 | 19391.6594 | 7466.7831 | 22410.0743 | 40027.6518 | 59 | 0.036127 | 0.02246 | 0.009352 | 2141861.973 | 7518.7639 | 28991.1406 | 40869.1431 | 208120.3492 | 802478.4945 | 1131263.1295 | 1934051.1291 | 205450.3445 | 623561.62 | 1105039.165 | 799244.9049 | 85370.578 | 256222.9233 | 457651.4037 |  | 1049 | 59-465 | 77379.0475 | 43439.562 | 7474.5384 | 49897.8647 | 25749.6411 | 295.0988 | 21754.2923 | 11963.0305 | 1452.5491 | 5726.8904 | 7518.7639 | 3913.4409 | 51.9808 | 7487.2457 | 3894.169 | 45.8547 | 27.2089 | 14.9626 | 1.8168 | 4.3093 | 40869.1431 | 21477.4837 | 841.4913 | 38584.4414 | 19986.9406 | 203.442 | 1764.467 | 970.3084 | 117.8147 | 520.2346 | 28991.1406 | 18048.6374 | 6581.0663 | 3826.1777 | 1868.5315 | 45.8021 | 19962.6164 | 10977.7594 | 1332.9177 | 5202.3465 | 0.01718 | 0.0082428 | 0.0002106 | 0.010895 | 0.0061656 | 0.0010894 | 0.008052 | 5000000 | scaled
59-467 | 21641.0292 | 0 | 21641.0292 | 0 | 0% | 100% | 0% | 3472.0519 | 7181.8142 | 4.6623 | 3178.7808 | 288.6089 | 9.6438 | 6575.1934 | 596.9771 | 59 | 0.010913 | 0.010913 | 0.010913 | 1983123.1072 | 29.0597 | 19813.0929 | 1798.8766 | 2662.9461 | 1815616.1611 | 164844 | 1664954.0238 | 2235.7073 | 1524321.6236 | 138396.6934 | 1325001.8318 | 1779.218 | 1213083.9136 | 110138.7004 |  | 1050 | 59-467 | 21641.0292 | 18168.9773 | 14459.215 | 0 | 0 | 0 | 21641.0292 | 18168.9773 | 14459.215 | 0 | 29.0597 | 24.3974 | 19.4159 | 0 | 0 | 0 | 29.0597 | 24.3974 | 19.4159 | 0 | 1798.8766 | 1510.2678 | 1201.8996 | 0 | 0 | 0 | 1798.8766 | 1510.2678 | 1201.8996 | 0 | 19813.0929 | 16634.3121 | 13237.8995 | 0 | 0 | 0 | 19813.0929 | 16634.3121 | 13237.8995 | 0 | 0 | 0 | 0 | 0.010913 | 0.010913 | 0.010913 | 0 | 5000000 | scaled
59-803F | 5949.9229 | 0 | 5949.9229 | 0 | 0% | 100% | 0% | 930.7243 | 1956.287 | 1.9797 | 845.2476 | 83.497 | 4.1612 | 1776.6237 | 175.502 | 59 | 0.0074574 | 0.0074574 | 0.0074574 | 797854.8722 | 12.656 | 5403.4886 | 533.7783 | 1697.1107 | 724580.7615 | 71577 | 673049.4033 | 1431.638 | 611237.2888 | 60380.4762 | 535526.5867 | 1139.1143 | 486344.4163 | 48043.0563 |  | 1051 | 59-803F | 5949.9229 | 5019.1986 | 3993.636 | 0 | 0 | 0 | 5949.9229 | 5019.1986 | 3993.636 | 0 | 12.656 | 10.6763 | 8.4948 | 0 | 0 | 0 | 12.656 | 10.6763 | 8.4948 | 0 | 533.7783 | 450.2814 | 358.2763 | 0 | 0 | 0 | 533.7783 | 450.2814 | 358.2763 | 0 | 5403.4886 | 4558.241 | 3626.8648 | 0 | 0 | 0 | 5403.4886 | 4558.241 | 3626.8648 | 0 | 0 | 0 | 0 | 0.0074574 | 0.0074574 | 0.0074574 | 0 | 5000000 | scaled
59-814F | 25190.3438 | 0 | 25190.3438 | 0 | 0% | 100% | 0% | 4024.5019 | 8360.343 | 4.8758 | 3691.5885 | 328.0376 | 10.1287 | 7668.7618 | 681.4526 | 59 | 0.010923 | 0.010923 | 0.010923 | 2306216.7063 | 30.5186 | 23106.5573 | 2053.2679 | 2794.0237 | 2115442.6832 | 187980 | 1937767.0506 | 2347.6402 | 1777471.7858 | 157947.6244 | 1540813.7831 | 1866.7241 | 1413355.1452 | 125591.9161 |  | 1052 | 59-814F | 25190.3438 | 21165.8419 | 16830.0008 | 0 | 0 | 0 | 25190.3438 | 21165.8419 | 16830.0008 | 0 | 30.5186 | 25.6428 | 20.3899 | 0 | 0 | 0 | 30.5186 | 25.6428 | 20.3899 | 0 | 2053.2679 | 1725.2303 | 1371.8154 | 0 | 0 | 0 | 2053.2679 | 1725.2303 | 1371.8154 | 0 | 23106.5573 | 19414.9688 | 15437.7956 | 0 | 0 | 0 | 23106.5573 | 19414.9688 | 15437.7956 | 0 | 0 | 0 | 0 | 0.010923 | 0.010923 | 0.010923 | 0 | 5000000 | scaled
59-816F | 52162.6394 | 0 | 52162.6394 | 0 | 0% | 100% | 0% | 8325.7871 | 17313.0864 | 9.8854 | 7637.7941 | 678.1075 | 20.5563 | 15882.4372 | 1410.0929 | 59 | 0.010882 | 0.010882 | 0.010882 | 4793567.1856 | 61.9341 | 47852.233 | 4248.4724 | 5691.5298 | 4397455.6562 | 390420 | 4028455.9852 | 4783.0929 | 3695568.6394 | 328104.254 | 3202554.082 | 3802.4776 | 2937914.2966 | 260837.3089 |  | 1053 | 59-816F | 52162.6394 | 43836.8523 | 34849.553 | 0 | 0 | 0 | 52162.6394 | 43836.8523 | 34849.553 | 0 | 61.9341 | 52.0487 | 41.3778 | 0 | 0 | 0 | 61.9341 | 52.0487 | 41.3778 | 0 | 4248.4724 | 3570.3649 | 2838.3794 | 0 | 0 | 0 | 4248.4724 | 3570.3649 | 2838.3794 | 0 | 47852.233 | 40214.4388 | 31969.7958 | 0 | 0 | 0 | 47852.233 | 40214.4388 | 31969.7958 | 0 | 0 | 0 | 0 | 0.010882 | 0.010882 | 0.010882 | 0 | 5000000 | scaled
591-1116F | 328.297 | 0 | 328.297 | 0 | 0% | 100% | 0% | 35.3935 | 73.3757 | 0.45917 | 27.7162 | 7.2181 | 0.95192 | 57.4595 | 14.9642 | 591 | 0.03593 | 0.03593 | 0.03593 | 9137.0273 | 4.2591 | 257.0851 | 66.9528 | 118.5366 | 7155.0871 | 1863.4036 | 8151.9702 | 105.7572 | 6383.7017 | 1662.5112 | 7094.866 | 92.0432 | 5555.8972 | 1446.9256 |  | 1054 | 591-1116F | 328.297 | 292.9035 | 254.9214 | 0 | 0 | 0 | 328.297 | 292.9035 | 254.9214 | 0 | 4.2591 | 3.7999 | 3.3071 | 0 | 0 | 0 | 4.2591 | 3.7999 | 3.3071 | 0 | 66.9528 | 59.7347 | 51.9886 | 0 | 0 | 0 | 66.9528 | 59.7347 | 51.9886 | 0 | 257.0851 | 229.369 | 199.6256 | 0 | 0 | 0 | 257.0851 | 229.369 | 199.6256 | 0 | 0 | 0 | 0 | 0.03593 | 0.03593 | 0.03593 | 0 | 5000000 | scaled
591-1594R | 519957.128 | 500848.0457 | 17004.5766 | 2104.5057 | 96.32% | 3.27% | 0.4047% | 218344.1675 | 514934.5187 | 18622.9782 | 6895.9283 | 192825.2609 | 43825.6876 | 14308.768 | 456800.0631 | 591 | 0.047196 | 0.027772 | 0.0066604 | 11017021.1756 | 44000.8441 | 17401.668 | 458554.6158 | 932304.2334 | 368712.2166 | 9716004.725 | 10860325.5257 | 926297.268 | 342999.8947 | 9591028.361 | 754100.244 | 64180.9017 | 20954.5972 | 668964.7451 |  | 1055 | 591-1594R | 519957.128 | 301612.9605 | 5022.6093 | 500848.0457 | 290062.3413 | 1598.2104 | 17004.5766 | 9446.1135 | 1319.8932 | 2104.5057 | 44000.8441 | 25377.8659 | 175.1565 | 43965.411 | 25357.4788 | 170.9455 | 33.8496 | 18.8036 | 2.6274 | 1.5836 | 458554.6158 | 265729.3549 | 1754.5527 | 456556.2494 | 264534.2776 | 1423.1039 | 1807.1917 | 1003.9026 | 140.274 | 191.1747 | 17401.668 | 10505.7397 | 3092.9001 | 326.3853 | 170.5849 | 4.1609 | 15163.5354 | 8423.4074 | 1176.9918 | 1911.7474 | 0.0083374 | 0.0044816 | 0.0001144 | 0.035903 | 0.020335 | 0.0035902 | 0.0029558 | 5000000 | scaled
591-39AE | 863681.7299 | 263802.9416 | 593970.8583 | 5907.9299 | 30.54% | 68.77% | 0.684% | 415530.9909 | 809112.7682 | 15755.7404 | 248409.2521 | 151365.9982 | 27288.3539 | 514193.8997 | 267630.5144 | 591 | 0.061092 | 0.035932 | 0.012057 | 14137302.3469 | 27836.7638 | 559428.4994 | 276416.4666 | 455650.1917 | 9157088.2696 | 4524563.8836 | 12472329.0641 | 472914.8574 | 7456103.161 | 4543311.0406 | 4525765.233 | 152637.1704 | 2876139.1069 | 1496988.9549 |  | 1056 | 591-39AE | 863681.7299 | 448150.739 | 54568.9617 | 263802.9416 | 113245.1189 | 5079.624 | 593970.8583 | 328997.6901 | 43581.4078 | 5907.9299 | 27836.7638 | 12081.0233 | 548.4098 | 27016.4717 | 11623.343 | 481.3546 | 815.8465 | 453.2349 | 62.6097 | 4.4455 | 276416.4666 | 125050.4684 | 8785.9522 | 226561.2995 | 97123.9944 | 4482.0306 | 49318.4868 | 27389.7936 | 3767.2413 | 536.6804 | 559428.4994 | 311019.2473 | 45234.5996 | 10225.1704 | 4497.7816 | 116.2388 | 543836.525 | 301154.6617 | 39751.5568 | 5366.804 | 0.018082 | 0.0079168 | 0.0002004 | 0.034615 | 0.019619 | 0.0034614 | 0.0083956 | 5000000 | scaled
594-1379F | 49429.3275 | 49137.8432 | 0 | 291.4843 | 99.41% | 0% | 0.5897% | 32594.9364 | 49108.6895 | 6180.7207 | 5.1729 | 26409.0428 | 9363.9295 | 8.9812 | 39735.7789 | 594 | 0.0021822 | 0.0011702 | 0.000417 | 22651144.478 | 9370.8775 | 273.8517 | 39784.5983 | 4294234.0258 | 125493.4089 | 18231417.0424 | 14385909.3317 | 2727886.5097 | 2283.0956 | 11655739.7259 | 768915.9638 | 146615.0882 | 140.6224 | 622160.2531 |  | 1057 | 594-1379F | 49429.3275 | 16834.3911 | 320.638 | 49137.8432 | 16542.9068 | 29.1537 | 0 | 0 | 0 | 291.4843 | 9370.8775 | 3190.1568 | 6.948 | 9370.6582 | 3189.9375 | 6.7287 | 0 | 0 | 0 | 0.21933 | 39784.5983 | 13375.5555 | 48.8194 | 39758.1196 | 13349.0769 | 22.3408 | 0 | 0 | 0 | 26.4786 | 273.8517 | 268.6788 | 264.8705 | 9.0654 | 3.8925 | 0.084213 | 0 | 0 | 0 | 264.7863 | 0.0017846 | 0.0007726 | 1.94e-05 | 0 | 0 | 0 | 0.0003976 | 5000000 | scaled
595-1454F | 124924.5765 | 104029.5755 | 19982.2779 | 912.723 | 83.27% | 16% | 0.7306% | 66229.8203 | 119259.8929 | 9590.8713 | 8206.4472 | 48432.5017 | 16809.5481 | 17111.3706 | 85338.9741 | 595 | 0.018776 | 0.010875 | 0.0028914 | 6653347.1363 | 17393.0418 | 19169.6767 | 88361.858 | 926334.4995 | 1020956.1402 | 4706056.496 | 5397417.4903 | 781610.707 | 668786.6839 | 3947020.0982 | 1959149.0717 | 276139.8644 | 281098.0713 | 1401911.1358 |  | 1058 | 595-1454F | 124924.5765 | 58694.7562 | 5664.6836 | 104029.5755 | 46725.7471 | 3419.4321 | 19982.2779 | 11056.2861 | 1332.5285 | 912.723 | 17393.0418 | 7802.1705 | 583.4937 | 17355.0727 | 7780.8552 | 580.3207 | 37.2823 | 20.6285 | 2.4862 | 0.68679 | 88361.858 | 39929.3563 | 3022.8839 | 86478.7681 | 38850.3975 | 2819.9257 | 1800.1775 | 996.0464 | 120.0458 | 82.9124 | 19169.6767 | 10963.2294 | 2058.3061 | 195.7346 | 94.4944 | 19.1856 | 18144.8182 | 10039.6111 | 1209.9966 | 829.1239 | 0.0033358 | 0.001528 | 0.0001834 | 0.014147 | 0.0080532 | 0.0014146 | 0.0012934 | 5000000 | scaled
595-500 | 238236.4394 | 71012.7976 | 165556.4857 | 1667.1562 | 29.81% | 69.49% | 0.6998% | 106785.256 | 225345.2472 | 9558.3299 | 69348.2265 | 27878.6996 | 20340.0102 | 146026.2405 | 58978.9964 | 595 | 0.021896 | 0.01302 | 0.0037726 | 10880363.5093 | 20384.4309 | 157331.139 | 60520.8695 | 930965.97 | 7185382.6726 | 2764014.8653 | 10096407.2168 | 903727.6727 | 6556784.7138 | 2635894.8274 | 3417057.7904 | 308428.9157 | 2214291.6663 | 894337.208 |  | 1059 | 595-500 | 238236.4394 | 131451.1834 | 12891.1922 | 71012.7976 | 38308.4178 | 180.6251 | 165556.4857 | 91475.6094 | 11043.4109 | 1667.1562 | 20384.4309 | 10826.101 | 44.4207 | 20188.0379 | 10717.0258 | 30.1495 | 195.1385 | 107.8207 | 13.0167 | 1.2545 | 60520.8695 | 32642.1699 | 1541.8731 | 40293.0406 | 21397.8372 | 51.2365 | 20076.3833 | 11092.8871 | 1339.191 | 151.4456 | 157331.139 | 87982.9125 | 11304.8985 | 10531.719 | 6193.5547 | 99.2391 | 145284.9639 | 80274.9017 | 9691.2033 | 1514.4561 | 0.0056032 | 0.002763 | 7e-05 | 0.013989 | 0.0079528 | 0.0013988 | 0.0023038 | 5000000 | scaled
597-595 | 18774393.99 | 17938778.64 | 823747.1843 | 11868.1593 | 95.55% | 4.388% | 0.06321% | 9223529.46 | 18519477.3795 | 929454.0224 | 332335.0287 | 7961740.405 | 1862919.5573 | 690955.1888 | 15965602.6291 | 597 | 0.15307 | 0.090878 | 0.026046 | 122655707.4801 | 1881048.372 | 767944.3237 | 16125401.29 | 12289148.6668 | 5017086.2707 | 105349472.5144 | 105094989.8986 | 10590410.2675 | 3786700.8108 | 90717878.7759 | 9787018.9546 | 984500.1911 | 365150.2357 | 8437368.5256 |  | 1060 | 597-595 | 18774393.99 | 9550864.53 | 254916.6105 | 17938778.64 | 9076070.297 | 170178.8621 | 823747.1843 | 462926.073 | 72869.589 | 11868.1593 | 1881048.372 | 951594.3496 | 18128.8147 | 1879752.146 | 950861.9899 | 18006.0086 | 1287.296 | 723.4293 | 113.8756 | 8.9304 | 16125401.29 | 8163660.885 | 159798.6609 | 16048856.72 | 8120172.44 | 152044.7024 | 75466.4613 | 42410.3332 | 6675.8468 | 1078.1117 | 767944.3237 | 435609.295 | 76989.1349 | 10169.7795 | 5035.8673 | 128.1511 | 746993.427 | 419792.3104 | 66079.8666 | 10781.1172 | 0.050052 | 0.02517 | 0.0006388 | 0.086229 | 0.048924 | 0.008623 | 0.016785 | 5000000 | scaled
599-19R | 25743456.08 | 25588004.76 | 135218.1509 | 20233.1752 | 99.4% | 0.5253% | 0.0786% | 12784620.37 | 25367798.4662 | 680030.7933 | 54532.6902 | 12050056.88 | 1350337.0564 | 114761.2699 | 23902700.1377 | 599 | 0.15161 | 0.093316 | 0.033908 | 169796707.1512 | 1368799.252 | 142637.9458 | 24232018.88 | 9028220.8037 | 940800.3897 | 159827685.9433 | 138870458.5494 | 7386702.5661 | 592350.7675 | 130891405.1448 | 11078600.3999 | 589717.8927 | 50118.4308 | 10438764.0755 |  | 1061 | 599-19R | 25743456.08 | 12958835.71 | 375657.6138 | 25588004.76 | 12863093.46 | 344640.1963 | 135218.1509 | 75509.079 | 10784.2423 | 20233.1752 | 1368799.252 | 688768.4587 | 18462.1956 | 1368545.781 | 688620.1915 | 18427.9696 | 238.2461 | 133.0424 | 19.0012 | 15.2248 | 24232018.88 | 12181962 | 329318.7423 | 24213028.29 | 12170545.58 | 326112.7519 | 17152.5957 | 9578.4234 | 1367.995 | 1837.9955 | 142637.9458 | 88105.2556 | 27876.6759 | 6430.6818 | 3927.6876 | 99.4748 | 117827.3091 | 65797.6132 | 9397.2461 | 18379.9549 | 0.079701 | 0.040121 | 0.0010206 | 0.043361 | 0.024643 | 0.004336 | 0.028552 | 5000000 | scaled
60-574 | 8531.1128 | 6139.3442 | 0 | 2391.7686 | 71.96% | 0% | 28.04% | 3279.9991 | 6077.8692 | 70.9993 | 2840.0529 | 368.9469 | 121.6568 | 5325.7131 | 630.4993 | 60 | 0.0093494 | 0.0060382 | 0.0034046 | 912477.0368 | 124.0174 | 7556.454 | 850.6414 | 13264.7431 | 808228.7668 | 90983.5269 | 869648.8503 | 18824.5301 | 753002.8789 | 97821.4413 | 720567.3503 | 14423.1354 | 631394.7968 | 74749.418 |  | 1062 | 60-574 | 8531.1128 | 5251.1137 | 2453.2436 | 6139.3442 | 2859.3451 | 61.475 | 0 | 0 | 0 | 2391.7686 | 124.0174 | 53.0181 | 2.3606 | 122.2177 | 51.2184 | 0.56084 | 0 | 0 | 0 | 1.7997 | 850.6414 | 481.6945 | 220.1421 | 633.3715 | 264.4246 | 2.8722 | 0 | 0 | 0 | 217.2699 | 7556.454 | 4716.4011 | 2230.7409 | 5383.7551 | 2543.7021 | 58.042 | 0 | 0 | 0 | 2172.6989 | 0.0060132 | 0.002702 | 6.84e-05 | 0 | 0 | 0 | 0.0033362 | 5000000 | scaled
60-576F | 2637.5357 | 1523.0699 | 0 | 1114.4658 | 57.75% | 0% | 42.25% | 877.0584 | 1506.602 | 2.9549 | 858.9211 | 15.1824 | 3.2718 | 1486.5309 | 16.7993 | 60 | 0.0059106 | 0.0034564 | 0.00163 | 446238.2261 | 4.1104 | 2515.3871 | 118.0381 | 695.4302 | 425572.2158 | 19970.58 | 509338.3934 | 1716.032 | 498805.4157 | 8816.946 | 693824.3129 | 1506.7427 | 684581.1224 | 7736.4476 |  | 1063 | 60-576F | 2637.5357 | 1760.4772 | 1130.9336 | 1523.0699 | 646.0115 | 16.4679 | 0 | 0 | 0 | 1114.4658 | 4.1104 | 1.1555 | 0.8386 | 3.2718 | 0.31688 | 0 | 0 | 0 | 0 | 0.8386 | 118.0381 | 102.8557 | 101.2388 | 16.7993 | 1.6169 | 0 | 0 | 0 | 0 | 101.2388 | 2515.3871 | 1656.466 | 1028.8562 | 1502.9988 | 644.0777 | 16.4679 | 0 | 0 | 0 | 1012.3883 | 0.0043286 | 0.0018744 | 4.8e-05 | 0 | 0 | 0 | 0.001582 | 5000000 | scaled
60-603F | 169513.4667 | 15338.6149 | 150192.0133 | 3982.8384 | 9.049% | 88.6% | 2.35% | 75433.685 | 155440.3711 | 445.3157 | 68305.6358 | 6682.7335 | 860.1099 | 140814.0194 | 13766.2418 | 60 | 0.032694 | 0.019269 | 0.0070958 | 5184849.4127 | 875.7701 | 153691.1983 | 14946.4983 | 26786.8742 | 4700899.1956 | 457163.3434 | 4882442.3551 | 28823.0401 | 4421079.6489 | 432539.6674 | 1983299.3588 | 10974.3399 | 1796678.3814 | 175646.6377 |  | 1064 | 60-603F | 169513.4667 | 94079.7817 | 14073.0956 | 15338.6149 | 6821.6429 | 72.1967 | 150192.0133 | 83275.3004 | 10018.0604 | 3982.8384 | 875.7701 | 430.4544 | 15.6601 | 682.9251 | 322.1945 | 0 | 189.848 | 105.2629 | 12.6632 | 2.997 | 14946.4983 | 8263.7649 | 1180.2565 | 2314.3484 | 1098.5583 | 0 | 12270.3462 | 6803.4028 | 818.4528 | 361.8038 | 153691.1983 | 85385.5625 | 12877.1789 | 12341.3415 | 5400.8901 | 72.1967 | 137731.8191 | 76366.6347 | 9186.9445 | 3618.0377 | 0.012716 | 0.0055072 | 0.0001394 | 0.014468 | 0.0082522 | 0.0014468 | 0.0055096 | 5000000 | scaled
61-13F | 66913.567 | 736.2799 | 64672.6014 | 1504.6858 | 1.1% | 96.65% | 2.249% | 29490.9512 | 61078.4018 | 34.8272 | 27020.4582 | 2435.6659 | 70.6873 | 55959.5614 | 5048.153 | 61 | 0.016091 | 0.0095918 | 0.0031936 | 4158343.4008 | 76.6392 | 61291.748 | 5545.1797 | 4762.7446 | 3808975.4794 | 344605.1764 | 3901521.6935 | 4607.4776 | 3574686.4538 | 322227.7604 | 1827143.4218 | 2114.5913 | 1674014.7347 | 151014.0956 |  | 1065 | 61-13F | 66913.567 | 37422.6158 | 5835.1652 | 736.2799 | 315.7637 | 7.7707 | 64672.6014 | 35602.1663 | 4322.7088 | 1504.6858 | 76.6392 | 41.8121 | 5.9519 | 3.399 | 0.98453 | 0 | 72.108 | 39.6953 | 4.8197 | 1.1322 | 5545.1797 | 3109.5139 | 497.0267 | 17.3997 | 5.0387 | 0 | 5391.0933 | 2967.7885 | 360.34 | 136.6867 | 61291.748 | 34271.2898 | 5332.1866 | 715.4811 | 309.7404 | 7.7707 | 59209.4001 | 32594.6826 | 3957.5491 | 1366.8669 | 0.003164 | 0.0013704 | 3.46e-05 | 0.010854 | 0.0061478 | 0.0010854 | 0.0020736 | 5000000 | scaled
61-21F | 113445.3538 | 7576.1923 | 104486.1286 | 1383.0329 | 6.678% | 92.1% | 1.219% | 51414.3172 | 105002.3755 | 315.9158 | 45416.0929 | 5682.3086 | 538.6043 | 93366.9899 | 11096.7813 | 61 | 0.016874 | 0.0098422 | 0.0030512 | 6723006.3529 | 552.5577 | 101025.3337 | 11867.4624 | 32745.7146 | 5986970.2682 | 703290.3723 | 6302558.0287 | 38726.1273 | 5567273.4051 | 696558.5016 | 2767100.9219 | 14193.7019 | 2460476.5636 | 292430.6574 |  | 1066 | 61-21F | 113445.3538 | 62031.0366 | 8442.9783 | 7576.1923 | 3110.3022 | 59.7637 | 104486.1286 | 57537.7015 | 7000.1817 | 1383.0329 | 552.5577 | 236.642 | 13.9535 | 410.6904 | 158.0519 | 3.4779 | 140.8266 | 77.5494 | 9.4349 | 1.0407 | 11867.4624 | 6185.1538 | 770.6811 | 2386.8439 | 907.9806 | 18.2964 | 9354.9829 | 5151.5375 | 626.749 | 125.6357 | 101025.3337 | 55609.2409 | 7658.3438 | 4778.658 | 2044.2698 | 37.9894 | 94990.3191 | 52308.6145 | 6363.9978 | 1256.3566 | 0.0041476 | 0.0017962 | 4.52e-05 | 0.010801 | 0.00612 | 0.00108 | 0.001926 | 5000000 | scaled
61-23F | 42473.6336 | 2.2924 | 42368.8763 | 102.4649 | 0.005397% | 99.75% | 0.2412% | 19000.2634 | 39536.9687 | 23.2482 | 17416.0195 | 1560.9958 | 48.3768 | 36240.3356 | 3248.2562 | 61 | 0.011235 | 0.0064012 | 0.0012246 | 3780542.031 | 51.922 | 38931.2853 | 3490.4263 | 4621.5309 | 3465240.6202 | 310679.88 | 3667026.5263 | 4486.8669 | 3361269.4749 | 301270.183 | 2398060.5512 | 2934.2296 | 2198107.8001 | 197018.5216 |  | 1067 | 61-23F | 42473.6336 | 23473.3702 | 2936.665 | 2.2924 | 0.99128 | 0.02295 | 42368.8763 | 23369.914 | 2834.1771 | 102.4649 | 51.922 | 28.6738 | 3.5452 | 0 | 0 | 0 | 51.8449 | 28.5967 | 3.4681 | 0.077102 | 3490.4263 | 1929.4306 | 242.1701 | 0 | 0 | 0 | 3481.1183 | 1920.1226 | 232.8621 | 9.308 | 38931.2853 | 21515.2658 | 2690.9497 | 2.2924 | 0.99128 | 0.02295 | 38835.9131 | 21421.1947 | 2597.8469 | 93.0799 | 0.000253 | 0.0001094 | 2.6e-06 | 0.010844 | 0.0061542 | 0.0010844 | 0.0001376 | 5000000 | scaled
62-22AE | 149850.5521 | 18549.1625 | 125344.6952 | 5956.6945 | 12.38% | 83.65% | 3.975% | 65983.9309 | 135423.3537 | 1019.6499 | 54441.6729 | 10522.6082 | 2038.2597 | 111698.7608 | 21686.3332 | 62 | 0.035713 | 0.021654 | 0.0096386 | 4195990.012 | 2058.754 | 124603.3109 | 23188.4872 | 57647.5113 | 3489037.8492 | 649304.6535 | 3873102.9108 | 59851.0696 | 3195599.275 | 617652.5703 | 1496814.7293 | 22528.5899 | 1234590.2374 | 239695.9028 |  | 1068 | 62-22AE | 149850.5521 | 83866.6212 | 14427.1984 | 18549.1625 | 8843.0132 | 76.688 | 125344.6952 | 69066.9134 | 8393.816 | 5956.6945 | 2058.754 | 1039.1042 | 20.4943 | 1887.713 | 942.8454 | 4.8583 | 166.5588 | 91.7765 | 11.1538 | 4.4822 | 23188.4872 | 12665.879 | 1502.154 | 8561.8931 | 4363.4439 | 17.7972 | 14085.484 | 7761.3249 | 943.2466 | 541.1102 | 124603.3109 | 70161.638 | 12904.5501 | 8099.5564 | 3536.7239 | 54.0325 | 111092.6524 | 61213.812 | 7439.4156 | 5411.1021 | 0.016592 | 0.0071842 | 0.0001834 | 0.01074 | 0.0060882 | 0.001074 | 0.0083812 | 5000000 | scaled
63-35AE | 256467.5251 | 195478.8589 | 60168.1744 | 820.4918 | 76.22% | 23.46% | 0.3199% | 137440.0609 | 250736.4975 | 10457.1735 | 26905.4448 | 100077.4425 | 18661.8423 | 57594.392 | 174480.2633 | 63 | 0.016955 | 0.010169 | 0.002294 | 15126186.9574 | 18759.8424 | 62127.7438 | 175579.9389 | 1106435.9241 | 3664229.4865 | 10355521.545 | 11705163.2641 | 890591.3074 | 2291417.9633 | 8523153.988 | 2498268.3317 | 185941.3769 | 573854.4127 | 1738472.5418 |  | 1069 | 63-35AE | 256467.5251 | 119027.4642 | 5731.0276 | 195478.8589 | 85035.1813 | 888.7786 | 60168.1744 | 33171.7911 | 4021.7571 | 820.4918 | 18759.8424 | 8302.6688 | 98.0001 | 18678.2161 | 8257.3898 | 91.9679 | 81.0089 | 44.6617 | 5.4148 | 0.61739 | 175579.9389 | 75502.4964 | 1099.6756 | 170389.6716 | 72607.5671 | 683.1961 | 5115.7333 | 2820.3953 | 341.9455 | 74.534 | 62127.7438 | 35222.299 | 4533.3518 | 6410.9712 | 4170.2244 | 113.6146 | 54971.4322 | 30306.7341 | 3674.3968 | 745.3404 | 0.0050124 | 0.002901 | 7.36e-05 | 0.010803 | 0.0061276 | 0.0010802 | 0.0011402 | 5000000 | scaled
63-797R | 1294920.708 | 1241111.191 | 51084.654 | 2724.8633 | 95.84% | 3.945% | 0.2104% | 711407.7102 | 1277950.9901 | 72217.2304 | 22895.3963 | 616295.0838 | 128836.5756 | 47074.9834 | 1102039.4314 | 63 | 0.02549 | 0.014753 | 0.0050806 | 50800329.0651 | 129998.5923 | 52704.389 | 1112217.727 | 5099903.9756 | 2067617.1802 | 43632807.9198 | 39551086.3801 | 4014954.9626 | 1272881.6196 | 34263249.8151 | 3340101.1495 | 336732.1577 | 123036.961 | 2880332.0315 |  | 1070 | 63-797R | 1294920.708 | 583512.9978 | 16969.7179 | 1241111.191 | 552635.8313 | 10828.0497 | 51084.654 | 28152.3031 | 3416.8049 | 2724.8633 | 129998.5923 | 57781.3619 | 1162.0167 | 129927.985 | 57741.5305 | 1155.3809 | 68.5569 | 37.7811 | 4.5854 | 2.0504 | 1112217.727 | 495922.6432 | 10178.2956 | 1107464.084 | 493191.8348 | 9629.375 | 4506.1143 | 2483.2799 | 301.3921 | 247.5285 | 52704.389 | 29808.9926 | 5629.4056 | 3719.1215 | 1702.466 | 43.2937 | 46509.9829 | 25631.2421 | 3110.8273 | 2475.2845 | 0.010809 | 0.0047488 | 0.0001206 | 0.010802 | 0.0061248 | 0.0010802 | 0.0038798 | 5000000 | scaled
64-13F | 5341.0304 | 1716.8168 | 3516.6556 | 107.558 | 32.14% | 65.84% | 2.014% | 2464.8325 | 4997.0414 | 151.5226 | 1244.1732 | 1069.1366 | 289.2831 | 2613.3173 | 2094.4411 | 64 | 0.0078982 | 0.0045372 | 0.0008948 | 676233.8797 | 289.6122 | 2898.43 | 2152.9882 | 36668.1298 | 366973.4929 | 272592.257 | 633914.7282 | 38969.1537 | 319981.0687 | 274964.5056 | 384431.225 | 22255.0574 | 201047.1155 | 161129.0521 |  | 1071 | 64-13F | 5341.0304 | 2876.1979 | 343.9891 | 1716.8168 | 812.0315 | 0.11475 | 3516.6556 | 1956.6084 | 236.3163 | 107.558 | 289.6122 | 138.0896 | 0.32916 | 285.8374 | 135.9534 | 0 | 3.6939 | 2.0552 | 0.24823 | 0.080934 | 2152.9882 | 1083.8515 | 58.5471 | 1417.3682 | 670.2304 | 0 | 725.8493 | 403.8504 | 48.7765 | 9.7706 | 2898.43 | 1654.2568 | 285.1128 | 13.6112 | 5.8476 | 0.11475 | 2787.1124 | 1550.7028 | 187.2916 | 97.7064 | 0.0003138 | 0.0001358 | 3.4e-06 | 0.0074366 | 0.0042536 | 0.0007436 | 0.0001478 | 5000000 | scaled
64-14F | 111705.1457 | 5085.4893 | 102021.0938 | 4598.5626 | 4.553% | 91.33% | 4.117% | 48637.804 | 100172.3009 | 160.6851 | 44223.3406 | 4253.7782 | 250.068 | 91456.6686 | 8465.5642 | 64 | 0.030765 | 0.017996 | 0.0073582 | 3630892.8822 | 262.1366 | 101997.0072 | 9446.0018 | 8520.5566 | 3315337.0432 | 307035.2803 | 3504558.9365 | 11578.0367 | 3186478.2322 | 306502.663 | 1567345.9284 | 3912.6892 | 1430976.7861 | 132456.452 |  | 1072 | 64-14F | 111705.1457 | 63067.3417 | 11532.8448 | 5085.4893 | 1628.8387 | 31.5033 | 102021.0938 | 56839.9405 | 6902.779 | 4598.5626 | 262.1366 | 101.4516 | 12.0686 | 131.7504 | 27.2759 | 0.020495 | 126.926 | 70.7154 | 8.5879 | 3.4603 | 9446.0018 | 5192.2236 | 980.4376 | 713.2464 | 141.8649 | 0.10428 | 8315.0188 | 4632.6221 | 562.5968 | 417.7366 | 101997.0072 | 57773.6666 | 10540.3386 | 4240.4926 | 1459.6979 | 31.3785 | 93579.149 | 52136.6029 | 6331.5944 | 4177.3657 | 0.016976 | 0.0073502 | 0.0001868 | 0.0073534 | 0.0042096 | 0.0007354 | 0.006436 | 5000000 | scaled
64-15F | 6195.9048 | 0 | 6195.9048 | 0 | 0% | 100% | 0% | 971.3148 | 2037.2877 | 2.1138 | 834.4339 | 134.7672 | 4.4335 | 1750.1862 | 282.6679 | 64 | 0.0074314 | 0.0074314 | 0.0074314 | 833746.6376 | 13.4835 | 5322.7569 | 859.6644 | 1814.3907 | 716252.247 | 115680 | 703042.4861 | 1529.9537 | 603967.3657 | 97545.1668 | 559600.7567 | 1217.7973 | 480739.929 | 77643.0304 |  | 1073 | 64-15F | 6195.9048 | 5224.5899 | 4158.6171 | 0 | 0 | 0 | 6195.9048 | 5224.5899 | 4158.6171 | 0 | 13.4835 | 11.3697 | 9.0499 | 0 | 0 | 0 | 13.4835 | 11.3697 | 9.0499 | 0 | 859.6644 | 724.8972 | 576.9964 | 0 | 0 | 0 | 859.6644 | 724.8972 | 576.9964 | 0 | 5322.7569 | 4488.3231 | 3572.5707 | 0 | 0 | 0 | 5322.7569 | 4488.3231 | 3572.5707 | 0 | 0 | 0 | 0 | 0.0074314 | 0.0074314 | 0.0074314 | 0 | 5000000 | scaled
65-1086 | 90215.7695 | 0 | 90215.7695 | 0 | 0% | 100% | 0% | 14175.5486 | 29658.8923 | 16.2377 | 12952.9899 | 1206.3211 | 33.9734 | 27100.9851 | 2523.9338 | 65 | 0.0073536 | 0.0073536 | 0.0073536 | 12268245.4213 | 103.3394 | 82435.1834 | 7677.2466 | 14052.9045 | 11210180.517 | 1044012 | 10340543.5283 | 11844.7802 | 9448731.7132 | 879967.0333 | 8234997.4543 | 9432.9408 | 7524776.7577 | 700787.7545 |  | 1074 | 65-1086 | 90215.7695 | 76040.2209 | 60556.8773 | 0 | 0 | 0 | 90215.7695 | 76040.2209 | 60556.8773 | 0 | 103.3394 | 87.1018 | 69.3661 | 0 | 0 | 0 | 103.3394 | 87.1018 | 69.3661 | 0 | 7677.2466 | 6470.9256 | 5153.3128 | 0 | 0 | 0 | 7677.2466 | 6470.9256 | 5153.3128 | 0 | 82435.1834 | 69482.1935 | 55334.1984 | 0 | 0 | 0 | 82435.1834 | 69482.1935 | 55334.1984 | 0 | 0 | 0 | 0 | 0.0073536 | 0.0073536 | 0.0073536 | 0 | 5000000 | scaled
65-38AE | 94199.1014 | 0 | 94199.1014 | 0 | 0% | 100% | 0% | 14794.9363 | 30965.4102 | 16.0064 | 13567.7453 | 1211.1846 | 33.5009 | 28396.9319 | 2534.9774 | 65 | 0.0073458 | 0.0073458 | 0.0073458 | 12823532.0088 | 101.9122 | 86385.5978 | 7711.5915 | 13873.5351 | 11759862.4738 | 1049796 | 10809464.6056 | 11694.5539 | 9912855.294 | 884914.7569 | 8608142.2364 | 9312.9852 | 7894125.3308 | 704703.9212 |  | 1075 | 65-38AE | 94199.1014 | 79404.1651 | 63233.6912 | 0 | 0 | 0 | 94199.1014 | 79404.1651 | 63233.6912 | 0 | 101.9122 | 85.9059 | 68.4113 | 0 | 0 | 0 | 101.9122 | 85.9059 | 68.4113 | 0 | 7711.5915 | 6500.4068 | 5176.6141 | 0 | 0 | 0 | 7711.5915 | 6500.4068 | 5176.6141 | 0 | 86385.5978 | 72817.8524 | 57988.6658 | 0 | 0 | 0 | 86385.5978 | 72817.8524 | 57988.6658 | 0 | 0 | 0 | 0 | 0.0073458 | 0.0073458 | 0.0073458 | 0 | 5000000 | scaled
66-1213R | 5312267.591 | 5193771.752 | 106206.9301 | 12288.9088 | 97.77% | 1.999% | 0.2313% | 2926883.11 | 5236471.88 | 223125.664 | 50978.3904 | 2652779.056 | 397989.7767 | 104813.7124 | 4733668.3911 | 66 | 0.075145 | 0.044277 | 0.018962 | 70693748.4829 | 402368.9901 | 122609.3201 | 4787289.281 | 5354581.9551 | 1631640.7802 | 63707525.7503 | 53873634.8792 | 4106959.5548 | 938333.0614 | 48828342.2696 | 3997158.1134 | 303797.6908 | 80007.4918 | 3613352.931 |  | 1076 | 66-1213R | 5312267.591 | 2385384.481 | 75795.711 | 5193771.752 | 2314523.398 | 56402.3019 | 106206.9301 | 58572.1736 | 7104.5003 | 12288.9088 | 402368.9901 | 179243.3261 | 4379.2134 | 402230.5237 | 179162.8157 | 4361.3225 | 129.2194 | 71.2633 | 8.6439 | 9.247 | 4787289.281 | 2134510.225 | 53620.8899 | 4776444.543 | 2128028.764 | 51853.7948 | 9728.4046 | 5365.1283 | 650.7622 | 1116.3329 | 122609.3201 | 71630.9297 | 17795.6077 | 15096.685 | 7331.8188 | 187.1846 | 96349.3062 | 53135.782 | 6445.0942 | 11163.3289 | 0.047062 | 0.020833 | 0.0005288 | 0.010722 | 0.006083 | 0.0010722 | 0.017361 | 5000000 | scaled
67-24R | 2610800.011 | 2443585.054 | 158335.2051 | 8879.7525 | 93.6% | 6.065% | 0.3401% | 1296024.065 | 2545123.2748 | 73763.6668 | 62758.3006 | 1159502.098 | 144306.9141 | 130583.8038 | 2270232.5576 | 67 | 0.2194 | 0.12716 | 0.029675 | 11899585.561 | 146776.0609 | 152000.9319 | 2312023.019 | 668980.4993 | 692794.579 | 10537810.4863 | 10339215.0766 | 588460.0731 | 500663.2096 | 9250091.7975 | 2213171.0521 | 125485.4286 | 113552.1793 | 1974133.4449 |  | 1077 | 67-24R | 2610800.011 | 1314775.946 | 65676.7362 | 2443585.054 | 1216428.6 | 41979.9129 | 158335.2051 | 89467.5934 | 14817.0709 | 8879.7525 | 146776.0609 | 73012.3941 | 2469.1468 | 146550.5424 | 72882.0582 | 2441.9862 | 218.8368 | 123.6541 | 20.4788 | 6.6817 | 2312023.019 | 1152520.921 | 41790.4614 | 2295583.327 | 1142880.796 | 39520.8718 | 15633.0484 | 8833.4822 | 1462.9468 | 806.6428 | 152000.9319 | 89242.6313 | 21417.1281 | 1451.1841 | 665.7463 | 17.0549 | 142483.3199 | 80510.4571 | 13333.6452 | 8066.4279 | 0.040152 | 0.019923 | 0.0005058 | 0.16676 | 0.094747 | 0.016676 | 0.012494 | 5000000 | scaled
67-34R | 4180137.386 | 3921083.919 | 245326.3777 | 13727.0891 | 93.8% | 5.869% | 0.3284% | 2147100.725 | 4097365.806 | 138508.6187 | 102918.3867 | 1905673.72 | 263098.6992 | 212446.3665 | 3621820.7405 | 67 | 0.24743 | 0.14352 | 0.036748 | 16893949.0369 | 266224.9424 | 245769.9878 | 3668142.456 | 1075943.2511 | 993274.925 | 14824730.8616 | 14165982.6123 | 913841.9364 | 679027.3318 | 12573113.3467 | 2252398.213 | 144630.2498 | 116785.7201 | 1990982.2432 |  | 1078 | 67-34R | 4180137.386 | 2033036.661 | 82771.58 | 3921083.919 | 1880694.39 | 46087.4779 | 245326.3777 | 138615.1821 | 22957.013 | 13727.0891 | 266224.9424 | 127716.3237 | 3126.2432 | 265820.7709 | 127483.4644 | 3079.0593 | 393.8423 | 222.5302 | 36.8547 | 10.3292 | 3668142.456 | 1762468.736 | 46321.7155 | 3643383.398 | 1747936.88 | 42874.5373 | 23512.0792 | 13284.8786 | 2200.2001 | 1246.9782 | 245769.9878 | 142851.6011 | 33323.6213 | 11879.7499 | 5274.0461 | 133.8814 | 221420.4562 | 125107.7733 | 20719.9582 | 12469.7817 | 0.061507 | 0.029534 | 0.0007494 | 0.16659 | 0.094642 | 0.016659 | 0.01934 | 5000000 | scaled
67-37R | 622304.2119 | 542523.2142 | 74570.4603 | 5210.5374 | 87.18% | 11.98% | 0.8373% | 304550.5241 | 602838.9323 | 16205.2512 | 29519.5963 | 258825.6766 | 31828.9506 | 61536.8987 | 509473.0829 | 67 | 0.20095 | 0.11521 | 0.024409 | 3096817.3706 | 32269.79 | 72531.7812 | 517502.6407 | 160586.4855 | 360945.1383 | 2575285.7468 | 2757938.5857 | 146750.9788 | 267322.5858 | 2343865.0207 | 797463.2148 | 42104.8077 | 81403.8551 | 673954.552 |  | 1079 | 67-37R | 622304.2119 | 317753.6878 | 19465.2796 | 542523.2142 | 270411.0171 | 7273.8813 | 74570.4603 | 42132.1334 | 6980.8609 | 5210.5374 | 32269.79 | 16064.5389 | 440.8394 | 32123.139 | 15979.9758 | 423.557 | 142.7303 | 80.6423 | 13.3616 | 3.9208 | 517502.6407 | 258676.9641 | 8029.5578 | 509334.0542 | 253855.8329 | 6835.8429 | 7695.2577 | 4347.8024 | 720.3861 | 473.3288 | 72531.7812 | 43012.1849 | 10994.8824 | 1066.021 | 575.2083 | 14.4814 | 66732.4723 | 37703.6887 | 6247.1132 | 4733.2879 | 0.025731 | 0.012529 | 0.0003188 | 0.16792 | 0.095387 | 0.016792 | 0.0072982 | 5000000 | scaled
67-45R | 1627950.76 | 1510503.395 | 110849.533 | 6597.8321 | 92.79% | 6.809% | 0.4053% | 838191.7393 | 1593435.5042 | 53645.1744 | 43779.9939 | 740766.5706 | 101535.9847 | 91097.0221 | 1400802.4971 | 67 | 0.20887 | 0.12046 | 0.026363 | 7793921.8976 | 102738.313 | 106412.2976 | 1418800.149 | 491866.4662 | 509455.9103 | 6792599.5191 | 6556301.9534 | 419610.3887 | 342445.3455 | 5794246.2161 | 1309240.8906 | 83426.6982 | 74849.56 | 1150964.632 |  | 1080 | 67-45R | 1627950.76 | 789759.0207 | 34515.2557 | 1510503.395 | 720526.0466 | 17541.5319 | 110849.533 | 62635.1419 | 10375.8918 | 6597.8321 | 102738.313 | 49093.1386 | 1202.3283 | 102579.2702 | 49001.1127 | 1182.9414 | 154.0781 | 87.0613 | 14.4222 | 4.9647 | 1418800.149 | 678033.5784 | 17997.6519 | 1406975.29 | 671091.2928 | 16347.5548 | 11225.5077 | 6342.9339 | 1050.7455 | 599.3516 | 106412.2976 | 62632.3037 | 15315.2755 | 948.8345 | 433.6411 | 11.0356 | 99469.9472 | 56205.1467 | 9310.724 | 5993.5159 | 0.032002 | 0.016004 | 0.0004066 | 0.16768 | 0.095266 | 0.016768 | 0.0091878 | 5000000 | scaled
68-1356AE | 83350.3104 | 0 | 83350.3104 | 0 | 0% | 100% | 0% | 13305.9059 | 27656.3681 | 15.1503 | 12179.0783 | 1111.6773 | 31.4899 | 25314.2533 | 2310.6249 | 68 | 0.010714 | 0.010714 | 0.010714 | 7779714.9872 | 94.9038 | 76291.6831 | 6963.7236 | 8858.09 | 7120879.8979 | 649977 | 6537774.139 | 7443.9992 | 5984114.4017 | 546215.7458 | 5198336.9393 | 5918.8976 | 4758109.1434 | 434308.8989 |  | 1081 | 68-1356AE | 83350.3104 | 70044.4046 | 55693.9423 | 0 | 0 | 0 | 83350.3104 | 70044.4046 | 55693.9423 | 0 | 94.9038 | 79.7535 | 63.4139 | 0 | 0 | 0 | 94.9038 | 79.7535 | 63.4139 | 0 | 6963.7236 | 5852.0463 | 4653.0987 | 0 | 0 | 0 | 6963.7236 | 5852.0463 | 4653.0987 | 0 | 76291.6831 | 64112.6048 | 50977.4297 | 0 | 0 | 0 | 76291.6831 | 64112.6048 | 50977.4297 | 0 | 0 | 0 | 0 | 0.010714 | 0.010714 | 0.010714 | 0 | 5000000 | scaled
68-1358 | 4228.5637 | 0 | 4228.5637 | 0 | 0% | 100% | 0% | 676.0373 | 1403.2662 | 1.4494 | 602.3748 | 72.2131 | 3.0085 | 1250.3632 | 149.8945 | 68 | 0.010771 | 0.010771 | 0.010771 | 392573.2655 | 9.0658 | 3767.81 | 451.6879 | 841.6565 | 349797.609 | 41934 | 329811.0123 | 707.0975 | 293874.0711 | 35229.8443 | 262296.2149 | 562.3494 | 233715.8359 | 28018.0299 |  | 1082 | 68-1358 | 4228.5637 | 3552.5263 | 2825.2974 | 0 | 0 | 0 | 4228.5637 | 3552.5263 | 2825.2974 | 0 | 9.0658 | 7.6164 | 6.0573 | 0 | 0 | 0 | 9.0658 | 7.6164 | 6.0573 | 0 | 451.6879 | 379.4747 | 301.7934 | 0 | 0 | 0 | 451.6879 | 379.4747 | 301.7934 | 0 | 3767.81 | 3165.4352 | 2517.4468 | 0 | 0 | 0 | 3767.81 | 3165.4352 | 2517.4468 | 0 | 0 | 0 | 0 | 0.010771 | 0.010771 | 0.010771 | 0 | 5000000 | scaled
68-18 | 7282.0005 | 0 | 7282.0005 | 0 | 0% | 100% | 0% | 1167.8842 | 2416.4867 | 1.5213 | 1061.7379 | 104.625 | 3.1477 | 2196.8578 | 216.4812 | 68 | 0.010742 | 0.010742 | 0.010742 | 677925.1225 | 9.4854 | 6620.1563 | 652.3589 | 883.0495 | 616310.073 | 60732 | 569199.7738 | 741.4264 | 517466.5201 | 50991.8271 | 452959.8755 | 590.015 | 411791.398 | 40578.4625 |  | 1083 | 68-18 | 7282.0005 | 6114.1163 | 4865.5138 | 0 | 0 | 0 | 7282.0005 | 6114.1163 | 4865.5138 | 0 | 9.4854 | 7.9641 | 6.3377 | 0 | 0 | 0 | 9.4854 | 7.9641 | 6.3377 | 0 | 652.3589 | 547.7338 | 435.8776 | 0 | 0 | 0 | 652.3589 | 547.7338 | 435.8776 | 0 | 6620.1563 | 5558.4184 | 4423.2985 | 0 | 0 | 0 | 6620.1563 | 5558.4184 | 4423.2985 | 0 | 0 | 0 | 0 | 0.010742 | 0.010742 | 0.010742 | 0 | 5000000 | scaled
68-27 | 64463.8319 | 61936.825 | 1879.8308 | 647.176 | 96.08% | 2.916% | 1.004% | 37023.5301 | 63511.5706 | 5582.4049 | 743.0639 | 30698.0613 | 9515.4511 | 1533.1695 | 52462.95 | 68 | 0.014207 | 0.0081146 | 0.002055 | 4537597.447 | 9548.605 | 2229.1825 | 52686.0444 | 672124.5774 | 156911.7507 | 3708561.1188 | 3381596.3621 | 509876.8269 | 67868.7855 | 2803850.7496 | 463387.4733 | 69425.788 | 11186.1753 | 382775.5099 |  | 1084 | 68-27 | 64463.8319 | 27440.3018 | 952.2613 | 61936.825 | 25760.6941 | 179.4558 | 1879.8308 | 1032.4318 | 125.6294 | 647.176 | 9548.605 | 3966.2001 | 33.1539 | 9546.4844 | 3964.8159 | 32.5578 | 1.6336 | 0.89722 | 0.10918 | 0.48698 | 52686.0444 | 21987.9831 | 223.0944 | 52362.6637 | 21783.8759 | 146.6218 | 264.5908 | 145.3173 | 17.6827 | 58.7899 | 2229.1825 | 1486.1186 | 696.0129 | 27.677 | 12.0023 | 0.2762 | 1613.6064 | 886.2172 | 107.8376 | 587.8991 | 0.002492 | 0.0010794 | 2.76e-05 | 0.010764 | 0.0060842 | 0.0010764 | 0.000951 | 5000000 | scaled
68-42 | 327449.0396 | 265995.1408 | 60448.4766 | 1005.4221 | 81.23% | 18.46% | 0.307% | 192668.1262 | 320130.4953 | 20841.2247 | 24547.05 | 147279.8515 | 33511.6158 | 50850.419 | 235768.4605 | 68 | 0.015736 | 0.0090462 | 0.0025434 | 20808647.5515 | 33807.9247 | 55403.2778 | 238237.8371 | 2148417.3218 | 3520753.2854 | 15139476.9449 | 14899174.6148 | 1611667.9589 | 1898242.2886 | 11389264.368 | 2877464.9336 | 301216.2248 | 457064.5397 | 2119184.1691 |  | 1085 | 68-42 | 327449.0396 | 134780.9134 | 7318.5443 | 265995.1408 | 100549.3467 | 2271.3917 | 60448.4766 | 33226.1445 | 4041.7305 | 1005.4221 | 33807.9247 | 12966.7 | 296.3089 | 33726.6002 | 12921.6584 | 290.1654 | 80.5679 | 44.285 | 5.387 | 0.75655 | 238237.8371 | 90957.9856 | 2469.3766 | 232200.4453 | 87598.3384 | 1980.4755 | 5946.0586 | 3268.314 | 397.5678 | 91.3332 | 55403.2778 | 30856.2278 | 4552.8589 | 68.0953 | 29.3499 | 0.75077 | 54421.8501 | 29913.5455 | 3638.7757 | 913.3324 | 0.0036074 | 0.0015624 | 3.98e-05 | 0.010695 | 0.0060496 | 0.0010694 | 0.0014342 | 5000000 | scaled
68-43AE | 15601.0764 | 0 | 15601.0764 | 0 | 0% | 100% | 0% | 2491.9657 | 5175.5689 | 2.592 | 2171.8367 | 317.537 | 5.3833 | 4510.6924 | 659.4932 | 68 | 0.010741 | 0.010741 | 0.010741 | 1452533.0466 | 16.2274 | 13596.8929 | 1987.9562 | 1510.8425 | 1265934.2039 | 185088 | 1220519.4067 | 1269.515 | 1063726.0637 | 155523.8252 | 970663.4192 | 1009.629 | 845967.687 | 123686.1023 |  | 1086 | 68-43AE | 15601.0764 | 13109.1107 | 10425.5075 | 0 | 0 | 0 | 15601.0764 | 13109.1107 | 10425.5075 | 0 | 16.2274 | 13.6354 | 10.844 | 0 | 0 | 0 | 16.2274 | 13.6354 | 10.844 | 0 | 1987.9562 | 1670.4192 | 1328.463 | 0 | 0 | 0 | 1987.9562 | 1670.4192 | 1328.463 | 0 | 13596.8929 | 11425.0562 | 9086.2006 | 0 | 0 | 0 | 13596.8929 | 11425.0562 | 9086.2006 | 0 | 0 | 0 | 0 | 0.010741 | 0.010741 | 0.010741 | 0 | 5000000 | scaled
68-775 | 61201.6871 | 0 | 61201.6871 | 0 | 0% | 100% | 0% | 9753.0346 | 20303.8501 | 12.462 | 8853.905 | 886.6676 | 25.9433 | 18432.0436 | 1845.8631 | 68 | 0.010674 | 0.010674 | 0.010674 | 5733931.1132 | 78.2007 | 55559.5202 | 5563.9662 | 7326.5511 | 5205321.5625 | 521283 | 4820178.0627 | 6158.9998 | 4375807.1598 | 438211.906 | 3831681.6313 | 4895.945 | 3478439.9431 | 348345.7434 |  | 1087 | 68-775 | 61201.6871 | 51448.6526 | 40897.8371 | 0 | 0 | 0 | 61201.6871 | 51448.6526 | 40897.8371 | 0 | 78.2007 | 65.7387 | 52.2574 | 0 | 0 | 0 | 78.2007 | 65.7387 | 52.2574 | 0 | 5563.9662 | 4677.2986 | 3718.1031 | 0 | 0 | 0 | 5563.9662 | 4677.2986 | 3718.1031 | 0 | 55559.5202 | 46705.6153 | 37127.4766 | 0 | 0 | 0 | 55559.5202 | 46705.6153 | 37127.4766 | 0 | 0 | 0 | 0 | 0.010674 | 0.010674 | 0.010674 | 0 | 5000000 | scaled
69-45F | 106781.3021 | 2878.3579 | 103720.0487 | 182.8955 | 2.696% | 97.13% | 0.1713% | 47590.2379 | 99599.6275 | 234.0974 | 41138.8112 | 6217.3292 | 483.7711 | 86107.2918 | 13008.5645 | 69 | 0.008264 | 0.004718 | 0.0009814 | 12921261.1447 | 492.6774 | 92504.0698 | 13784.5549 | 59617.3091 | 11193619.2848 | 1668024.5486 | 12545795.7206 | 61713.0379 | 10845062.8693 | 1639019.8097 | 7317785.4575 | 35543.6403 | 6326476.3548 | 955765.4611 |  | 1088 | 69-45F | 106781.3021 | 59191.0642 | 7181.6746 | 2878.3579 | 1497.7309 | 0.014483 | 103720.0487 | 57510.4379 | 6998.7647 | 182.8955 | 492.6774 | 258.58 | 8.9063 | 362.5899 | 186.3881 | 0 | 129.9499 | 72.0543 | 8.7687 | 0.13762 | 13784.5549 | 7567.2256 | 775.9904 | 2514.1664 | 1310.6463 | 4.7e-05 | 11253.7741 | 6239.965 | 759.376 | 16.6143 | 92504.0698 | 51365.2585 | 6396.7779 | 1.6016 | 0.69651 | 0.014436 | 92336.3247 | 51198.4185 | 6230.62 | 166.1435 | 0.0007042 | 0.000305 | 7.8e-06 | 0.007318 | 0.0041712 | 0.0007318 | 0.0002418 | 5000000 | scaled
700-255 | 16403.111 | 14789.9227 | 640.575 | 972.6134 | 90.17% | 3.905% | 5.929% | 3601.0565 | 15129.6033 | 317.7017 | 306.2358 | 2977.1191 | 1366.209 | 716.1063 | 13047.288 | 700 | 0.010214 | 0.0070086 | 0.001976 | 1606006.7978 | 1392.2389 | 1642.1476 | 13368.7246 | 136312.2567 | 160780.4853 | 1308914.0558 | 1826620.7945 | 161152.853 | 155336.8051 | 1510131.1344 | 644487.7065 | 58197.4888 | 30504.5496 | 555785.6681 |  | 1089 | 700-255 | 16403.111 | 12802.0545 | 1273.5077 | 14789.9227 | 11476.9084 | 258.1312 | 640.575 | 352.5327 | 42.7631 | 972.6134 | 1392.2389 | 1074.5372 | 26.0298 | 1390.4197 | 1073.2069 | 25.2254 | 1.0873 | 0.59837 | 0.072584 | 0.73186 | 13368.7246 | 10391.6055 | 321.4366 | 13229.2919 | 10275.1415 | 229.6738 | 51.0798 | 28.1112 | 3.41 | 88.3529 | 1642.1476 | 1335.9118 | 926.0412 | 170.211 | 128.5599 | 3.2319 | 588.4079 | 323.8232 | 39.2806 | 883.5287 | 0.0034118 | 0.0025634 | 6.54e-05 | 0.0054346 | 0.003078 | 0.0005434 | 0.0013672 | 5000000 | scaled
700-259F | 1780.4813 | 749.7955 | 402.8595 | 627.8262 | 42.11% | 22.63% | 35.26% | 695.6508 | 1125.7285 | 57.5518 | 144.5812 | 493.5178 | 87.129 | 299.8988 | 738.7007 | 700 | 0.0075412 | 0.004546 | 0.0014434 | 236100.5235 | 87.9033 | 891.3539 | 801.224 | 11656.4077 | 118197.8914 | 106246.2244 | 238634.0719 | 19742.3963 | 49596.7307 | 169294.9451 | 453618.4001 | 35109.0951 | 120845.8541 | 297663.4511 |  | 1090 | 700-259F | 1780.4813 | 1084.8305 | 654.7528 | 749.7955 | 235.0828 | 0.04849 | 402.8595 | 221.9215 | 26.8781 | 627.8262 | 87.9033 | 30.3515 | 0.77432 | 82.9058 | 27.3864 | 0 | 4.5251 | 2.4927 | 0.3019 | 0.47242 | 801.224 | 307.7062 | 62.5233 | 661.8879 | 205.3356 | 0 | 82.304 | 45.3385 | 5.4912 | 57.0322 | 891.3539 | 746.7727 | 591.4551 | 5.0018 | 2.3607 | 0.04849 | 316.0305 | 174.0904 | 21.085 | 570.3216 | 0.0012334 | 0.0005862 | 1.44e-05 | 0.0054208 | 0.0030728 | 0.000542 | 0.000887 | 5000000 | scaled
701-48AE | 111352.5883 | 1684.0019 | 107340.1179 | 2328.4685 | 1.512% | 96.4% | 2.091% | 49153.9484 | 102374.6465 | 116.2754 | 44951.5675 | 4086.1056 | 210.9434 | 93796.4966 | 8367.2064 | 701 | 0.014184 | 0.0087394 | 0.0038992 | 7850798.69 | 220.5614 | 102004.1377 | 9127.8892 | 15550.4525 | 7191695.8812 | 643552.3563 | 7117037.7669 | 16835.6019 | 6508571.8169 | 591630.3485 | 2302508.6797 | 4744.3302 | 2109577.4695 | 188186.8801 |  | 1091 | 701-48AE | 111352.5883 | 62198.6399 | 8977.9418 | 1684.0019 | 678.9869 | 10.0499 | 107340.1179 | 59191.1845 | 6639.4235 | 2328.4685 | 220.5614 | 104.286 | 9.6179 | 101.8833 | 37.8232 | 0.14898 | 116.926 | 64.7107 | 7.7169 | 1.7521 | 9127.8892 | 5041.7836 | 760.6828 | 553.9453 | 203.9282 | 0.80244 | 8362.4243 | 4626.3358 | 548.3607 | 211.5197 | 102004.1377 | 57052.5702 | 8207.6411 | 1028.1734 | 437.2356 | 9.0984 | 98860.7676 | 54500.1379 | 6083.3459 | 2115.1967 | 0.0055856 | 0.0024176 | 6.12e-05 | 0.0052888 | 0.0030126 | 0.0005288 | 0.0033092 | 5000000 | scaled
701-738 | 852.4133 | 0 | 852.4133 | 0 | 0% | 100% | 0% | 135.9748 | 283.5954 | 1.764 | 106.4801 | 27.7307 | 3.6791 | 222.0798 | 57.8364 | 701 | 0.0053432 | 0.0053432 | 0.0053432 | 159532.3647 | 11.0585 | 667.5138 | 173.841 | 2069.6472 | 124927.7175 | 32535 | 134084.1778 | 1739.5025 | 104999.5736 | 27345.1016 | 106456.4239 | 1381.0818 | 83364.6393 | 21710.7028 |  | 1092 | 701-738 | 852.4133 | 716.4386 | 568.818 | 0 | 0 | 0 | 852.4133 | 716.4386 | 568.818 | 0 | 11.0585 | 9.2945 | 7.3794 | 0 | 0 | 0 | 11.0585 | 9.2945 | 7.3794 | 0 | 173.841 | 146.1103 | 116.0046 | 0 | 0 | 0 | 173.841 | 146.1103 | 116.0046 | 0 | 667.5138 | 561.0337 | 445.4339 | 0 | 0 | 0 | 667.5138 | 561.0337 | 445.4339 | 0 | 0 | 0 | 0 | 0.0053432 | 0.0053432 | 0.0053432 | 0 | 5000000 | scaled
702-25 | 105790.0134 | 17943.7358 | 87360.445 | 485.8327 | 16.96% | 82.58% | 0.4592% | 48275.4235 | 99296.1561 | 209.5761 | 43924.7993 | 4141.0481 | 409.5524 | 90373.0181 | 8513.5857 | 702 | 0.0085112 | 0.0049456 | 0.0012584 | 12429506.2271 | 421.6334 | 96294.2686 | 9074.1113 | 49538.659 | 11313829.8536 | 1066137.7147 | 11629446.3604 | 50486.4297 | 10581390.2992 | 997569.6328 | 5160407.8846 | 21284.381 | 4696673.5993 | 442449.9044 |  | 1093 | 702-25 | 105790.0134 | 57514.5899 | 6493.8573 | 17943.7358 | 8647.1977 | 243.191 | 87360.445 | 48381.5596 | 5764.8336 | 485.8327 | 421.6334 | 212.0574 | 12.0811 | 320.9584 | 156.1025 | 5.0203 | 100.3095 | 55.5893 | 6.6952 | 0.36557 | 9074.1113 | 4933.0632 | 560.5256 | 1684.0522 | 818.2478 | 26.6457 | 7345.9258 | 4070.682 | 489.7465 | 44.1334 | 96294.2686 | 52369.4693 | 5921.2506 | 15938.7252 | 7672.8474 | 211.525 | 79914.2097 | 44255.2882 | 5268.3919 | 441.3337 | 0.0025672 | 0.001255 | 3.18e-05 | 0.0052416 | 0.0029882 | 0.0005242 | 0.0007024 | 5000000 | scaled
702-27R | 127298.312 | 18549.7043 | 100564.1383 | 8184.4694 | 14.57% | 79% | 6.429% | 54065.1124 | 112576.2743 | 291.6495 | 48973.7766 | 4799.6863 | 621.0179 | 101835.1169 | 10120.1395 | 702 | 0.039338 | 0.024753 | 0.012339 | 3236046.7339 | 636.7066 | 115266.3696 | 11395.2358 | 16185.6996 | 2930183.0717 | 289677.9623 | 2958510.7331 | 15959.4259 | 2679906.4562 | 262644.85 | 1193149.8792 | 6581.9143 | 1079308.7465 | 107259.2183 |  | 1094 | 702-27R | 127298.312 | 73233.1996 | 14722.0377 | 18549.7043 | 9497.9377 | 202.037 | 100564.1383 | 55550.7925 | 6335.5313 | 8184.4694 | 636.7066 | 345.0571 | 15.6887 | 498.9617 | 266.0063 | 0.81348 | 131.5863 | 72.8923 | 8.7167 | 6.1585 | 11395.2358 | 6595.5495 | 1275.0963 | 2649.2087 | 1420.3229 | 4.1383 | 8002.5443 | 4431.7438 | 527.4753 | 743.4828 | 115266.3696 | 66292.593 | 13431.2527 | 15401.5338 | 7811.6085 | 197.0852 | 92430.0077 | 51046.1564 | 5799.3394 | 7434.828 | 0.022589 | 0.010251 | 0.0002916 | 0.005224 | 0.0029778 | 0.0005224 | 0.011525 | 5000000 | scaled
702-30 | 100370.2474 | 67725.6842 | 27093.7815 | 5550.7817 | 67.48% | 26.99% | 5.53% | 41122.0992 | 92225.2461 | 4536.8704 | 14118.9896 | 22466.2392 | 10478.6949 | 28894.1169 | 52852.4343 | 702 | 0.033242 | 0.020174 | 0.008643 | 3019380.5246 | 10610.9414 | 35644.9018 | 54114.4042 | 319202.8566 | 1072285.114 | 1627892.5531 | 2936798.5259 | 324007.6407 | 1008329.5517 | 1604461.331 | 942381.271 | 107073.9976 | 295247.5138 | 540059.7593 |  | 1095 | 702-30 | 100370.2474 | 59248.1482 | 8145.0013 | 67725.6842 | 38677.9914 | 786.3256 | 27093.7815 | 15019.3751 | 1807.8941 | 5550.7817 | 10610.9414 | 6074.0709 | 132.2465 | 10571.3209 | 6050.2461 | 125.7047 | 35.4436 | 19.6481 | 2.3651 | 4.1768 | 54114.4042 | 31648.1651 | 1261.97 | 51090.5616 | 29747.1906 | 589.6067 | 2519.6058 | 1396.7377 | 168.1264 | 504.2368 | 35644.9018 | 21525.9122 | 6750.7849 | 6063.8017 | 2880.5547 | 71.0142 | 24538.732 | 13602.9894 | 1637.4026 | 5042.3681 | 0.020083 | 0.0092848 | 0.0002362 | 0.0052802 | 0.0030108 | 0.000528 | 0.0078788 | 5000000 | scaled
702-448F | 367.334 | 330.7207 | 0 | 36.6133 | 90.03% | 0% | 9.967% | 187.9256 | 326.9436 | 0.15607 | 186.9652 | 0.80436 | 0.19036 | 325.7726 | 0.98066 | 702 | 0.0001214 | 8.18e-05 | 5.24e-05 | 3025815.5766 | 0.21791 | 362.8095 | 4.3066 | 1795.0065 | 2988545.7743 | 35474.7959 | 2193256.9597 | 1821.5255 | 2182047.8337 | 9387.6004 | 770808.4479 | 448.8045 | 768047.6117 | 2312.0318 |  | 1096 | 702-448F | 367.334 | 179.4084 | 40.3904 | 330.7207 | 142.7951 | 3.7771 | 0 | 0 | 0 | 36.6133 | 0.21791 | 0.061839 | 0.02755 | 0.19036 | 0.034289 | 0 | 0 | 0 | 0 | 0.02755 | 4.3066 | 3.5023 | 3.326 | 0.98066 | 0.1763 | 0 | 0 | 0 | 0 | 3.326 | 362.8095 | 175.8443 | 37.0368 | 329.5497 | 142.5845 | 3.7771 | 0 | 0 | 0 | 33.2598 | 6.98e-05 | 3.02e-05 | 8e-07 | 0 | 0 | 0 | 5.16e-05 | 5000000 | scaled
703-279R | 201974.1866 | 67108.931 | 128254.1979 | 6611.0576 | 33.23% | 63.5% | 3.273% | 83190.3926 | 186884.6199 | 606.8306 | 76798.7321 | 5784.8298 | 1334.4873 | 173223.7676 | 12326.365 | 703 | 0.030988 | 0.020147 | 0.0099762 | 6517903.5033 | 1362.1555 | 187026.2853 | 13585.7457 | 43958.083 | 6035520.1855 | 438425.2324 | 5895972.2236 | 43008.0462 | 5442974.5685 | 409989.6029 | 1512556.5556 | 10800.7148 | 1401992.0173 | 99763.8229 |  | 1097 | 703-279R | 201974.1866 | 118783.794 | 15089.5667 | 67108.931 | 41378.3068 | 1024.3351 | 128254.1979 | 70794.4297 | 7454.174 | 6611.0576 | 1362.1555 | 755.3249 | 27.6682 | 1224.0885 | 676.4104 | 13.9808 | 133.0924 | 73.9399 | 8.7128 | 4.9746 | 13585.7457 | 7800.9159 | 1259.3808 | 3398.5384 | 1878.1727 | 38.8661 | 9586.6543 | 5322.1902 | 619.9616 | 600.553 | 187026.2853 | 110227.5532 | 13802.5177 | 62486.3041 | 38823.7237 | 971.4882 | 118534.4512 | 65398.2996 | 6825.4995 | 6005.53 | 0.016556 | 0.007929 | 0.0002 | 0.005173 | 0.0029586 | 0.0005172 | 0.009259 | 5000000 | scaled
712-26 | 495.3102 | 348.9736 | 0 | 146.3366 | 70.46% | 0% | 29.54% | 180.3502 | 343.7923 | 23.5477 | 2.3597 | 154.4429 | 43.9752 | 4.1486 | 295.6686 | 712 | 0.0005438 | 0.0003524 | 0.0002096 | 910831.5204 | 44.8553 | 137.1251 | 313.3298 | 82484.8726 | 252160.8648 | 576185.783 | 893756.9855 | 116694.5228 | 11693.6832 | 765368.7796 | 722890.4337 | 92466.3322 | 8723.184 | 621700.9175 |  | 1098 | 712-26 | 495.3102 | 314.96 | 151.5178 | 348.9736 | 168.6234 | 5.1813 | 0 | 0 | 0 | 146.3366 | 44.8553 | 21.3076 | 0.88012 | 44.7452 | 21.1975 | 0.77001 | 0 | 0 | 0 | 0.11011 | 313.3298 | 158.8869 | 17.6612 | 300.0365 | 145.5936 | 4.3679 | 0 | 0 | 0 | 13.2933 | 137.1251 | 134.7654 | 132.9765 | 4.1919 | 1.8323 | 0.043355 | 0 | 0 | 0 | 132.9331 | 0.000338 | 0.0001466 | 3.8e-06 | 0 | 0 | 0 | 0.0002058 | 5000000 | scaled
712-311F | 2276.2199 | 1393.3339 | 0 | 882.886 | 61.21% | 0% | 38.79% | 832.8604 | 1388.0127 | 92.6788 | 185.6245 | 554.5571 | 153.9031 | 321.4103 | 912.6993 | 712 | 0.002841 | 0.0019378 | 0.001265 | 801203.7694 | 154.9667 | 1126.2868 | 994.9664 | 54546.5163 | 396440.2823 | 350216.9709 | 744844.3916 | 82884.5629 | 166007.876 | 495951.9525 | 702140.1237 | 77853.4061 | 162588.6236 | 461698.0941 |  | 1099 | 712-311F | 2276.2199 | 1443.3595 | 888.2073 | 1393.3339 | 560.4735 | 5.3213 | 0 | 0 | 0 | 882.886 | 154.9667 | 62.2879 | 1.0636 | 154.3023 | 61.6235 | 0.39925 | 0 | 0 | 0 | 0.66434 | 994.9664 | 440.4093 | 82.2671 | 914.7644 | 360.2073 | 2.0652 | 0 | 0 | 0 | 80.202 | 1126.2868 | 940.6623 | 804.8765 | 324.2672 | 138.6426 | 2.8569 | 0 | 0 | 0 | 802.0197 | 0.0015932 | 0.00069 | 1.72e-05 | 0 | 0 | 0 | 0.0012478 | 5000000 | scaled
713-169 | 565.3511 | 137.9522 | 0 | 427.3989 | 24.4% | 0% | 75.6% | 30.2675 | 137.5928 | 2.036 | 20.803 | 7.4285 | 14.4184 | 37.5593 | 85.6151 | 713 | 0.0014716 | 0.0010328 | 0.0006104 | 384174.4037 | 14.74 | 426.1708 | 124.4403 | 10016.2885 | 289596.9008 | 84561.2145 | 518090.1472 | 34851.0174 | 356084.8356 | 127154.2943 | 700783.5626 | 73435.213 | 191296.0713 | 436052.2789 |  | 1100 | 713-169 | 565.3511 | 535.0835 | 427.7583 | 137.9522 | 107.6846 | 0.35942 | 0 | 0 | 0 | 427.3989 | 14.74 | 12.7039 | 0.3216 | 14.4184 | 12.3823 | 0 | 0 | 0 | 0 | 0.3216 | 124.4403 | 117.0118 | 38.8252 | 85.6151 | 78.1865 | 0 | 0 | 0 | 0 | 38.8252 | 426.1708 | 405.3678 | 388.6115 | 37.9187 | 17.1158 | 0.35942 | 0 | 0 | 0 | 388.2521 | 0.0008722 | 0.0004334 | 1.1e-05 | 0 | 0 | 0 | 0.0005994 | 5000000 | scaled
714-549F | 53275.0703 | 52245.3331 | 0 | 1029.7372 | 98.07% | 0% | 1.933% | 19383.7818 | 51435.1761 | 2409.5155 | 49.9406 | 16924.3257 | 6151.5709 | 117.9198 | 45165.6854 | 714 | 0.0067848 | 0.0046704 | 0.001512 | 7852120.9601 | 6257.5629 | 1055.0272 | 45962.4802 | 922291.4344 | 155498.6398 | 6774330.8867 | 7256613.6626 | 902038.774 | 18696.0399 | 6335878.8501 | 1216861.2097 | 145534.7989 | 2789.7656 | 1068536.6452 |  | 1101 | 714-549F | 53275.0703 | 33891.2885 | 1839.8941 | 52245.3331 | 32861.5512 | 810.1569 | 0 | 0 | 0 | 1029.7372 | 6257.5629 | 3848.0475 | 105.992 | 6256.7881 | 3847.2726 | 105.2172 | 0 | 0 | 0 | 0.77484 | 45962.4802 | 29038.1545 | 796.7948 | 45868.9382 | 28944.6124 | 703.2528 | 0 | 0 | 0 | 93.542 | 1055.0272 | 1005.0865 | 937.1073 | 119.6068 | 69.6662 | 1.687 | 0 | 0 | 0 | 935.4203 | 0.005355 | 0.0032406 | 8.22e-05 | 0 | 0 | 0 | 0.0014298 | 5000000 | scaled
718-483R | 8218.1051 | 5648.4085 | 0 | 2569.6966 | 68.73% | 0% | 31.27% | 3082.884 | 5567.6398 | 558.9239 | 534.8872 | 1989.0728 | 996.7145 | 1028.5408 | 3542.3844 | 718 | 0.013173 | 0.0080324 | 0.0037896 | 623859.7928 | 1013.3945 | 3375.7786 | 3828.932 | 76929.6645 | 256264.9822 | 290665.1461 | 639313.4149 | 115906.9162 | 110922.2993 | 412484.1992 | 699405.0187 | 125206.9371 | 129204.9513 | 444993.1302 |  | 1102 | 718-483R | 8218.1051 | 5135.2211 | 2650.4653 | 5648.4085 | 2565.5245 | 80.7687 | 0 | 0 | 0 | 2569.6966 | 1013.3945 | 454.4705 | 16.68 | 1011.4609 | 452.5369 | 14.7464 | 0 | 0 | 0 | 1.9336 | 3828.932 | 1839.8592 | 286.5475 | 3595.499 | 1606.4262 | 53.1145 | 0 | 0 | 0 | 233.433 | 3375.7786 | 2840.8914 | 2347.2378 | 1041.4487 | 506.5614 | 12.9078 | 0 | 0 | 0 | 2334.33 | 0.0094944 | 0.0043538 | 0.000111 | 0 | 0 | 0 | 0.0036786 | 5000000 | scaled
719-20AE | 256.4267 | 5.9033 | 0 | 250.5235 | 2.302% | 0% | 97.7% | 3.3518 | 5.8425 | 0 | 3.3518 | 0 | 0 | 5.8425 | 0 | 719 | 0.0008862 | 0.0005814 | 0.0003548 | 289355.3534 | 0.18851 | 233.4805 | 22.7577 | 212.7182 | 263462.5146 | 25680.1207 | 435285.4314 | 0 | 435285.4184 | 0 | 706268.7959 | 0 | 706268.7959 | 0 |  | 1103 | 719-20AE | 256.4267 | 253.0749 | 250.5842 | 5.9033 | 2.5515 | 0.060706 | 0 | 0 | 0 | 250.5235 | 0.18851 | 0.18851 | 0.18851 | 0 | 0 | 0 | 0 | 0 | 0 | 0.18851 | 22.7577 | 22.7577 | 22.7577 | 0 | 0 | 0 | 0 | 0 | 0 | 22.7577 | 233.4805 | 230.1287 | 227.6379 | 5.9033 | 2.5515 | 0.060706 | 0 | 0 | 0 | 227.5772 | 0.000537 | 0.0002322 | 5.6e-06 | 0 | 0 | 0 | 0.0003492 | 5000000 | scaled
719-21AE | 2756.944 | 1116.1923 | 0 | 1640.7517 | 40.49% | 0% | 59.51% | 632.638 | 1104.0264 | 0 | 632.638 | 0 | 0 | 1104.0264 | 0 | 719 | 0.006419 | 0.0040682 | 0.0023174 | 429497.4301 | 1.2346 | 2606.6624 | 149.047 | 192.3372 | 406085.4315 | 23219.6613 | 522173.4357 | 0 | 522173.4357 | 0 | 713263.831 | 0 | 713263.831 | 0 |  | 1104 | 719-21AE | 2756.944 | 2124.306 | 1652.9176 | 1116.1923 | 483.5543 | 12.1659 | 0 | 0 | 0 | 1640.7517 | 1.2346 | 1.2346 | 1.2346 | 0 | 0 | 0 | 0 | 0 | 0 | 1.2346 | 149.047 | 149.047 | 149.047 | 0 | 0 | 0 | 0 | 0 | 0 | 149.047 | 2606.6624 | 1974.0244 | 1502.636 | 1116.1923 | 483.5543 | 12.1659 | 0 | 0 | 0 | 1490.4701 | 0.0041472 | 0.0017964 | 4.56e-05 | 0 | 0 | 0 | 0.0022718 | 5000000 | scaled
719-28 | 191.0096 | 155.5319 | 0 | 35.4777 | 81.43% | 0% | 18.57% | 88.551 | 153.2613 | 0 | 88.551 | 0 | 0 | 153.2613 | 0 | 719 | 7.58e-05 | 6.02e-05 | 4.88e-05 | 2519915.434 | 0.026696 | 187.7601 | 3.2228 | 352.188 | 2477045.8166 | 42517.4287 | 1701970.1462 | 0 | 1701970.1458 | 0 | 773530.0416 | 0 | 773530.0413 | 0 |  | 1105 | 719-28 | 191.0096 | 102.4586 | 37.7483 | 155.5319 | 66.9809 | 2.2705 | 0 | 0 | 0 | 35.4777 | 0.026696 | 0.026696 | 0.026696 | 0 | 0 | 0 | 0 | 0 | 0 | 0.026696 | 3.2228 | 3.2228 | 3.2228 | 0 | 0 | 0 | 0 | 0 | 0 | 3.2228 | 187.7601 | 99.2091 | 34.4987 | 155.5319 | 66.9809 | 2.2705 | 0 | 0 | 0 | 32.2282 | 2.74e-05 | 1.18e-05 | 4e-07 | 0 | 0 | 0 | 4.84e-05 | 5000000 | scaled
719-33 | 4049.8609 | 1028.1292 | 0 | 3021.7317 | 25.39% | 0% | 74.61% | 558.3492 | 1016.252 | 0 | 558.3492 | 0 | 0 | 1016.252 | 0 | 719 | 0.012955 | 0.008088 | 0.0043474 | 312600.2231 | 2.2738 | 3773.091 | 274.4962 | 175.5064 | 291236.9356 | 21187.7811 | 431690.3765 | 0 | 431690.3765 | 0 | 697798.4377 | 0 | 697798.4377 | 0 |  | 1106 | 719-33 | 4049.8609 | 3491.5118 | 3033.6089 | 1028.1292 | 469.78 | 11.8772 | 0 | 0 | 0 | 3021.7317 | 2.2738 | 2.2738 | 2.2738 | 0 | 0 | 0 | 0 | 0 | 0 | 2.2738 | 274.4962 | 274.4962 | 274.4962 | 0 | 0 | 0 | 0 | 0 | 0 | 274.4962 | 3773.091 | 3214.7418 | 2756.839 | 1028.1292 | 469.78 | 11.8772 | 0 | 0 | 0 | 2744.9618 | 0.0087052 | 0.0038378 | 9.72e-05 | 0 | 0 | 0 | 0.0042502 | 5000000 | scaled
719-856F | 512.6964 | 46.4061 | 0 | 466.2903 | 9.051% | 0% | 90.95% | 26.3385 | 45.8649 | 0 | 26.3385 | 0 | 0 | 45.8649 | 0 | 719 | 0.0018984 | 0.001192 | 0.0006662 | 270067.6597 | 0.35087 | 469.9874 | 42.3581 | 184.8233 | 247570.2927 | 22312.5438 | 408018.4402 | 0 | 408018.4402 | 0 | 700737.7678 | 0 | 700737.7693 | 0 |  | 1107 | 719-856F | 512.6964 | 486.358 | 466.8315 | 46.4061 | 20.0676 | 0.54117 | 0 | 0 | 0 | 466.2903 | 0.35087 | 0.35087 | 0.35087 | 0 | 0 | 0 | 0 | 0 | 0 | 0.35087 | 42.3581 | 42.3581 | 42.3581 | 0 | 0 | 0 | 0 | 0 | 0 | 42.3581 | 469.9874 | 443.649 | 424.1225 | 46.4061 | 20.0676 | 0.54117 | 0 | 0 | 0 | 423.5813 | 0.001246 | 0.0005396 | 1.38e-05 | 0 | 0 | 0 | 0.0006524 | 5000000 | scaled
719-857F | 299.0521 | 55.7829 | 0 | 243.2692 | 18.65% | 0% | 81.35% | 31.6298 | 55.1696 | 0 | 31.6298 | 0 | 0 | 55.1696 | 0 | 719 | 0.0010186 | 0.000636 | 0.0003512 | 293591.2863 | 0.18305 | 276.7703 | 22.0987 | 179.7096 | 271716.369 | 21695.2075 | 420475.2153 | 0 | 420475.2153 | 0 | 694426.3198 | 0 | 694426.3185 | 0 |  | 1108 | 719-857F | 299.0521 | 267.4222 | 243.8825 | 55.7829 | 24.1531 | 0.61335 | 0 | 0 | 0 | 243.2692 | 0.18305 | 0.18305 | 0.18305 | 0 | 0 | 0 | 0 | 0 | 0 | 0.18305 | 22.0987 | 22.0987 | 22.0987 | 0 | 0 | 0 | 0 | 0 | 0 | 22.0987 | 276.7703 | 245.1404 | 221.6007 | 55.7829 | 24.1531 | 0.61335 | 0 | 0 | 0 | 220.9874 | 0.0006748 | 0.0002922 | 7.4e-06 | 0 | 0 | 0 | 0.0003438 | 5000000 | scaled
72-12F | 358.8798 | 132.4876 | 0 | 226.3923 | 36.92% | 0% | 63.08% | 76.6085 | 131.3771 | 3.5307 | 54.9849 | 18.0929 | 5.8553 | 95.5296 | 29.9922 | 72 | 0.0007194 | 0.0004788 | 0.0003 | 498859.9326 | 6.0257 | 302.2963 | 50.5579 | 8375.9393 | 420206.1667 | 70277.8265 | 589539.1151 | 27170.697 | 423134.9883 | 139233.429 | 758342.4117 | 33798.282 | 551421.216 | 173122.913 |  | 1109 | 72-12F | 358.8798 | 282.2713 | 227.5027 | 132.4876 | 55.8791 | 1.1105 | 0 | 0 | 0 | 226.3923 | 6.0257 | 2.4949 | 0.17035 | 5.8553 | 2.3246 | 0 | 0 | 0 | 0 | 0.17035 | 50.5579 | 32.465 | 20.5656 | 29.9922 | 11.8994 | 0 | 0 | 0 | 0 | 20.5656 | 302.2963 | 247.3114 | 206.7667 | 96.64 | 41.6552 | 1.1105 | 0 | 0 | 0 | 205.6563 | 0.0004242 | 0.0001836 | 4.8e-06 | 0 | 0 | 0 | 0.0002952 | 5000000 | scaled
72-16 | 6344.5295 | 2894.9267 | 0 | 3449.6028 | 45.63% | 0% | 54.37% | 1639.2847 | 2854.5988 | 36.5233 | 1506.4598 | 96.3016 | 61.9829 | 2629.1799 | 163.4359 | 72 | 0.012945 | 0.0083572 | 0.0049424 | 490099.149 | 67.6148 | 5792.1022 | 484.8126 | 5223.0757 | 447425.5076 | 37450.5657 | 563016.8973 | 12544.0275 | 517397.8166 | 33075.0532 | 706120.6596 | 15332.2563 | 650360.4867 | 40427.9167 |  | 1110 | 72-16 | 6344.5295 | 4705.2448 | 3489.9307 | 2894.9267 | 1255.642 | 40.328 | 0 | 0 | 0 | 3449.6028 | 67.6148 | 31.0915 | 5.6319 | 65.0191 | 28.4958 | 3.0361 | 0 | 0 | 0 | 2.5957 | 484.8126 | 388.511 | 321.3766 | 171.4483 | 75.1467 | 8.0124 | 0 | 0 | 0 | 313.3643 | 5792.1022 | 4285.6424 | 3162.9223 | 2658.4594 | 1151.9996 | 29.2795 | 0 | 0 | 0 | 3133.6428 | 0.0080916 | 0.0035034 | 8.86e-05 | 0 | 0 | 0 | 0.0048538 | 5000000 | scaled
723-377 | 117.6652 | 43.5243 | 0 | 74.1409 | 36.99% | 0% | 63.01% | 25.0076 | 43.0764 | 0.2822 | 23.2847 | 1.4407 | 0.40319 | 40.6146 | 2.0585 | 723 | 0.0002816 | 0.0001776 | 0.0001002 | 417845.1733 | 0.45898 | 108.4127 | 8.7936 | 1629.9036 | 384988.1349 | 31227.1346 | 521720.9172 | 5887.3021 | 485777.0817 | 30056.5325 | 744399.31 | 6967.5288 | 701858.1761 | 35573.6044 |  | 1111 | 723-377 | 117.6652 | 92.6576 | 74.5888 | 43.5243 | 18.5167 | 0.44789 | 0 | 0 | 0 | 74.1409 | 0.45898 | 0.17679 | 0.055789 | 0.40319 | 0.121 | 0 | 0 | 0 | 0 | 0.055789 | 8.7936 | 7.3529 | 6.735 | 2.0585 | 0.61785 | 0 | 0 | 0 | 0 | 6.735 | 108.4127 | 85.128 | 67.798 | 41.0625 | 17.7779 | 0.44789 | 0 | 0 | 0 | 67.3501 | 0.0001834 | 7.94e-05 | 2e-06 | 0 | 0 | 0 | 9.82e-05 | 5000000 | scaled
723-792F | 194.7415 | 80.0548 | 0 | 114.6867 | 41.11% | 0% | 58.89% | 41.9272 | 79.8956 | 5.2695 | 9.2416 | 27.4161 | 10.0623 | 16.4522 | 53.3811 | 723 | 0.0005522 | 0.0003252 | 0.0001562 | 352664.7528 | 10.1486 | 120.7935 | 63.7993 | 18378.5333 | 218749.6141 | 115536.6053 | 469908.6006 | 59058.5903 | 103577.677 | 307272.3332 | 735248.7759 | 92599.752 | 151403.2387 | 491245.7845 |  | 1112 | 723-792F | 194.7415 | 152.8143 | 114.8459 | 80.0548 | 38.1276 | 0.15917 | 0 | 0 | 0 | 114.6867 | 10.1486 | 4.8792 | 0.086298 | 10.0623 | 4.7929 | 0 | 0 | 0 | 0 | 0.086298 | 63.7993 | 36.3832 | 10.4182 | 53.3811 | 25.965 | 0 | 0 | 0 | 0 | 10.4182 | 120.7935 | 111.5519 | 104.3413 | 16.6114 | 7.3697 | 0.15917 | 0 | 0 | 0 | 104.1822 | 0.0004002 | 0.0001732 | 4.2e-06 | 0 | 0 | 0 | 0.000152 | 5000000 | scaled
723-793F | 153.6541 | 81.2529 | 0 | 72.4012 | 52.88% | 0% | 47.12% | 48.2224 | 81.2448 | 7.8242 | 0.41828 | 39.9799 | 13.1796 | 0.72958 | 67.3356 | 723 | 0.0004994 | 0.0002734 | 0.0001052 | 307677.4445 | 13.2341 | 66.5075 | 73.9125 | 26499.9903 | 133174.7585 | 148002.6959 | 385631.8032 | 62569.8243 | 3344.9348 | 319717.0446 | 688301.8194 | 111657.0827 | 6180.9494 | 570463.7877 |  | 1113 | 723-793F | 153.6541 | 105.4317 | 72.4094 | 81.2529 | 33.0305 | 0.0081434 | 0 | 0 | 0 | 72.4012 | 13.2341 | 5.4099 | 0.05448 | 13.1796 | 5.3554 | 0 | 0 | 0 | 0 | 0.05448 | 73.9125 | 33.9327 | 6.577 | 67.3356 | 27.3557 | 0 | 0 | 0 | 0 | 6.577 | 66.5075 | 66.0892 | 65.7779 | 0.73772 | 0.31944 | 0.0081434 | 0 | 0 | 0 | 65.7698 | 0.0003986 | 0.0001726 | 4.4e-06 | 0 | 0 | 0 | 0.0001008 | 5000000 | scaled
728-1570F | 33280.7317 | 33209.7385 | 0 | 70.9931 | 99.79% | 0% | 0.2133% | 21621.3574 | 31919.6675 | 2490.2967 | 0.38425 | 19130.6765 | 3729.0707 | 0.66596 | 28189.9308 | 728 | 0.0003472 | 0.0002036 | 9.68e-05 | 95854641.8491 | 3878.6734 | 65.1641 | 29336.8942 | 11171294.3865 | 187684.4978 | 84495662.9608 | 57266081.6798 | 6595771.4533 | 1017.7086 | 50669292.5116 | 14060580.5682 | 1642651.8035 | 293.3539 | 12417635.4105 |  | 1114 | 728-1570F | 33280.7317 | 11659.3742 | 1361.0642 | 33209.7385 | 11588.3811 | 1290.0711 | 0 | 0 | 0 | 70.9931 | 3878.6734 | 1388.3767 | 149.6027 | 3878.62 | 1388.3233 | 149.5493 | 0 | 0 | 0 | 0.05342 | 29336.8942 | 10206.2177 | 1146.9634 | 29330.4451 | 10199.7686 | 1140.5143 | 0 | 0 | 0 | 6.4491 | 65.1641 | 64.7798 | 64.4981 | 0.67342 | 0.28917 | 0.0074582 | 0 | 0 | 0 | 64.4906 | 0.0002532 | 0.0001096 | 2.8e-06 | 0 | 0 | 0 | 9.4e-05 | 5000000 | scaled
73-1130R | 6201607 | 6033465.846 | 161292.1004 | 6849.0543 | 97.29% | 2.601% | 0.1104% | 716357.05 | 6063895.6921 | 37782.8874 | 64090.2192 | 614483.944 | 345019.2174 | 134493.2795 | 5584383.1953 | 73 | 0.2182 | 0.13779 | 0.028205 | 28421976.2271 | 351843.7419 | 154522.1292 | 5695241.129 | 1612500.5128 | 708175.2008 | 26101300.5138 | 39809228.8611 | 2099661.9096 | 3561606.8874 | 34147960.0964 | 4882583.263 | 277805.7443 | 108292.5348 | 4496484.9839 |  | 1115 | 73-1130R | 6201607 | 5485249.95 | 137711.3079 | 6033465.846 | 5387214.878 | 115729.4787 | 161292.1004 | 91186.0173 | 15132.775 | 6849.0543 | 351843.7419 | 314060.8545 | 6824.5245 | 351599.6992 | 313920.6456 | 6796.9578 | 238.889 | 135.0552 | 22.4131 | 5.1537 | 5695241.129 | 5080757.185 | 110857.9337 | 5680404.557 | 5072098.944 | 108902.1351 | 14214.3993 | 8036.0691 | 1333.6258 | 622.1728 | 154522.1292 | 90431.91 | 20028.8497 | 1461.5893 | 1195.2891 | 30.3858 | 146838.8121 | 83014.893 | 13776.7361 | 6221.7278 | 0.030024 | 0.026664 | 0.0006772 | 0.1785 | 0.10145 | 0.01785 | 0.0096778 | 5000000 | scaled
73-1163 | 15337184.91 | 15116478.91 | 213658.0418 | 7047.9625 | 98.56% | 1.393% | 0.04595% | 5390936.133 | 14992746.9584 | 304495.3676 | 89308.9043 | 4997131.857 | 850115.6637 | 194153.4487 | 13948477.8424 | 73 | 0.22506 | 0.13492 | 0.028383 | 68145943.1059 | 868341.7581 | 218946.9583 | 14249896.19 | 3858202.6879 | 972821.7434 | 63314918.6586 | 73717307.7698 | 4163762.6887 | 1221237.2439 | 68332307.7812 | 12135275.501 | 688091.903 | 157149.6935 | 11290033.9015 |  | 1116 | 73-1163 | 15337184.91 | 9946248.777 | 344437.9516 | 15116478.91 | 9818415.95 | 317340.0961 | 213658.0418 | 120784.8653 | 20049.893 | 7047.9625 | 868341.7581 | 563846.3905 | 18226.0944 | 868032.3149 | 563669.1512 | 18192.2503 | 304.1398 | 171.9359 | 28.5408 | 5.3034 | 14249896.19 | 9252764.333 | 301418.3476 | 14227975.91 | 9240094.089 | 298781.1648 | 21280.0393 | 12030.0021 | 1996.941 | 640.2417 | 218946.9583 | 129638.054 | 24793.5096 | 20470.6782 | 14652.7094 | 366.6811 | 192073.8627 | 108582.9273 | 18024.4112 | 6402.4174 | 0.035859 | 0.023139 | 0.0005876 | 0.17934 | 0.10192 | 0.017934 | 0.0098612 | 5000000 | scaled
73-1164 | 2448829.344 | 2415513.225 | 32259.2117 | 1056.9066 | 98.64% | 1.317% | 0.04316% | 873945.315 | 2393282.5756 | 42547.1385 | 12575.3057 | 818822.87 | 116752.8586 | 26221.5311 | 2250308.185 | 73 | 0.18614 | 0.10667 | 0.01961 | 13155649.0179 | 119275.6291 | 29894.2009 | 2299659.513 | 640774.8734 | 160598.2124 | 12354275.9269 | 14764270.1695 | 718783.4715 | 212444.8839 | 13833041.8004 | 2832544.717 | 138181.6322 | 31034.2205 | 2663328.8631 |  | 1117 | 73-1164 | 2448829.344 | 1574884.029 | 55546.7684 | 2415513.225 | 1555594.639 | 51461.4054 | 32259.2117 | 18232.4833 | 3028.4563 | 1056.9066 | 119275.6291 | 76728.4906 | 2522.7705 | 119151.6543 | 76658.0759 | 2510.4113 | 123.1795 | 69.6194 | 11.5639 | 0.79529 | 2299659.513 | 1480836.643 | 49351.328 | 2296312.968 | 1478903.473 | 48950.1615 | 3250.5352 | 1837.1599 | 305.1564 | 96.0101 | 29894.2009 | 17318.8952 | 3672.6699 | 48.6027 | 33.09 | 0.83264 | 28885.497 | 16325.704 | 2711.736 | 960.1012 | 0.0038056 | 0.0024444 | 6.18e-05 | 0.18088 | 0.10276 | 0.018088 | 0.0014608 | 5000000 | scaled
73-1165 | 24708.4857 | 0 | 24708.4857 | 0 | 0% | 100% | 0% | 723.7381 | 1509.1281 | 0.96327 | 660.0214 | 62.7534 | 2.0086 | 1376.267 | 130.8525 | 73 | 0.18144 | 0.18144 | 0.18144 | 136179.7757 | 32.8861 | 22533.1924 | 2142.4072 | 181.2505 | 124190.7384 | 11807.7868 | 132190.9235 | 175.9415 | 120553.0583 | 11461.9239 | 127862.2797 | 170.1802 | 116605.5015 | 11086.5988 |  | 1118 | 73-1165 | 24708.4857 | 23984.7476 | 23199.3576 | 0 | 0 | 0 | 24708.4857 | 23984.7476 | 23199.3576 | 0 | 32.8861 | 31.9229 | 30.8775 | 0 | 0 | 0 | 32.8861 | 31.9229 | 30.8775 | 0 | 2142.4072 | 2079.6538 | 2011.5547 | 0 | 0 | 0 | 2142.4072 | 2079.6538 | 2011.5547 | 0 | 22533.1924 | 21873.171 | 21156.9254 | 0 | 0 | 0 | 22533.1924 | 21873.171 | 21156.9254 | 0 | 0 | 0 | 0 | 0.18144 | 0.18144 | 0.18144 | 0 | 5000000 | scaled
73-1218 | 1359.1976 | 0 | 1359.1976 | 0 | 0% | 100% | 0% | 39.7165 | 82.8084 | 0.026084 | 31.4896 | 8.2008 | 0.054385 | 65.6553 | 17.0987 | 73 | 0.18226 | 0.18226 | 0.18226 | 7457.6613 | 0.89266 | 1077.6515 | 280.6534 | 4.8979 | 5912.8709 | 1539.8925 | 7239.7444 | 4.7547 | 5740.0937 | 1494.896 | 7003.3072 | 4.5995 | 5552.6325 | 1446.0754 |  | 1119 | 73-1218 | 1359.1976 | 1319.4811 | 1276.3892 | 0 | 0 | 0 | 1359.1976 | 1319.4811 | 1276.3892 | 0 | 0.89266 | 0.86658 | 0.83827 | 0 | 0 | 0 | 0.89266 | 0.86658 | 0.83827 | 0 | 280.6534 | 272.4526 | 263.5548 | 0 | 0 | 0 | 280.6534 | 272.4526 | 263.5548 | 0 | 1077.6515 | 1046.1619 | 1011.9961 | 0 | 0 | 0 | 1077.6515 | 1046.1619 | 1011.9961 | 0 | 0 | 0 | 0 | 0.18226 | 0.18226 | 0.18226 | 0 | 5000000 | scaled
73-23R | 5733790.742 | 5642495.387 | 86266.6494 | 5028.7057 | 98.41% | 1.505% | 0.0877% | 654717.958 | 5589671.7973 | 38189.1408 | 33830.4661 | 582698.352 | 340804.6664 | 72448.062 | 5176419.0691 | 73 | 0.21349 | 0.1324 | 0.025779 | 26857269.7235 | 348910.2852 | 84235.6509 | 5300644.806 | 1634307.5743 | 394562.6374 | 24828399.5125 | 38362214.357 | 2237635.2864 | 1982245.297 | 34142333.8275 | 5590512.6885 | 340855.9359 | 72458.9609 | 5177197.792 |  | 1120 | 73-23R | 5733790.742 | 5079072.784 | 144118.9447 | 5642495.387 | 5025273.101 | 130991.4193 | 86266.6494 | 48770.9775 | 8098.8197 | 5028.7057 | 348910.2852 | 310721.1444 | 8105.6188 | 348750.1429 | 310628.9631 | 8087.1558 | 156.3583 | 88.3974 | 14.6791 | 3.7839 | 5300644.806 | 4717946.454 | 124225.7369 | 5290225.796 | 4711857.5 | 122833.6623 | 9962.1989 | 5632.1438 | 935.2635 | 456.8111 | 84235.6509 | 50405.1848 | 11787.5889 | 3519.448 | 2786.6379 | 70.6012 | 76148.0922 | 43050.4362 | 7148.877 | 4568.1107 | 0.025077 | 0.022267 | 0.0005652 | 0.18133 | 0.10305 | 0.018133 | 0.0070806 | 5000000 | scaled
73-678R | 10591376.89 | 10412424.07 | 170038.0398 | 8914.7812 | 98.31% | 1.605% | 0.08417% | 4660778.224 | 10424434.462 | 283717.1948 | 68281.5006 | 4308779.525 | 634224.2885 | 145339.3283 | 9644870.8409 | 73 | 0.23776 | 0.14003 | 0.03119 | 44546654.304 | 642998.21 | 167913.1527 | 9780465.523 | 2704409.3772 | 706231.9889 | 41136012.9198 | 42351496.6922 | 2578077.5784 | 620459.4182 | 39152959.6626 | 5352434.37 | 325642.9778 | 74624.5966 | 4952166.7934 |  | 1121 | 73-678R | 10591376.89 | 5930598.666 | 166942.428 | 10412424.07 | 5825574.69 | 142069.9947 | 170038.0398 | 96109.1946 | 15957.6521 | 8914.7812 | 642998.21 | 359281.0152 | 8773.9215 | 642786.9722 | 359158.7024 | 8748.0188 | 204.5298 | 115.6047 | 19.1946 | 6.7081 | 9780465.523 | 5471685.998 | 135594.6821 | 9762674.87 | 5461278.24 | 133191.2483 | 16980.8281 | 9597.933 | 1593.609 | 809.8248 | 167913.1527 | 99631.6521 | 22573.8244 | 6962.2225 | 5137.7469 | 130.7276 | 152852.6819 | 86395.6569 | 14344.8485 | 8098.2483 | 0.044606 | 0.024902 | 0.0006326 | 0.18066 | 0.10264 | 0.018066 | 0.012491 | 5000000 | scaled
73-683R | 9288032.88 | 9142043.219 | 138780.9856 | 7208.6755 | 98.43% | 1.494% | 0.07761% | 3235652.472 | 9129519.2196 | 176734.0017 | 55663.3891 | 3003255.081 | 501976.5644 | 120402.059 | 8507140.5957 | 73 | 0.22716 | 0.13651 | 0.028857 | 40887984.9268 | 509758.7852 | 138685.1944 | 8639588.9 | 2244071.4622 | 610523.0474 | 38033390.4155 | 44335950.5039 | 2421666.1151 | 762717.6539 | 41151566.7316 | 5492998.6901 | 302026.4862 | 72442.8457 | 5118529.3579 |  | 1122 | 73-683R | 9288032.88 | 6052380.408 | 158513.6604 | 9142043.219 | 5966682.313 | 138278.7645 | 138780.9856 | 78489.419 | 13026.2204 | 7208.6755 | 509758.7852 | 333024.7835 | 7782.2208 | 509513.7687 | 332883.8547 | 7754.3079 | 239.5923 | 135.5046 | 22.4885 | 5.4243 | 8639588.9 | 5636333.819 | 132448.3043 | 8623589.438 | 5627000.625 | 130353.1908 | 15344.6216 | 8678.3534 | 1440.2724 | 654.841 | 138685.1944 | 83021.8053 | 18283.1354 | 8940.0124 | 6797.834 | 171.2657 | 123196.7718 | 69675.5611 | 11563.4595 | 6548.4102 | 0.035917 | 0.023408 | 0.0005936 | 0.18109 | 0.10295 | 0.018109 | 0.010155 | 5000000 | scaled
730-1079 | 24915.2225 | 16729.3145 | 0 | 8185.908 | 67.14% | 0% | 32.86% | 9588.1639 | 16517.7059 | 595.9847 | 6988.5061 | 2003.673 | 869.506 | 12763.5691 | 2884.6309 | 730 | 0.039453 | 0.024368 | 0.011911 | 631513.351 | 888.5871 | 20355.9748 | 3670.6606 | 22522.5608 | 515952.4404 | 93038.3497 | 628988.2012 | 39096.8856 | 458449.394 | 131441.9216 | 704998.2871 | 37111.7051 | 544766.5896 | 123119.9922 |  | 1123 | 730-1079 | 24915.2225 | 15327.0587 | 8397.5166 | 16729.3145 | 7141.1507 | 211.6086 | 0 | 0 | 0 | 8185.908 | 888.5871 | 292.6024 | 19.0811 | 882.4275 | 286.4428 | 12.9215 | 0 | 0 | 0 | 6.1596 | 3670.6606 | 1666.9876 | 786.0297 | 2927.0471 | 923.3741 | 42.4163 | 0 | 0 | 0 | 743.6135 | 20355.9748 | 13367.4687 | 7592.4057 | 12919.8399 | 5931.3338 | 156.2708 | 0 | 0 | 0 | 7436.1349 | 0.027865 | 0.01278 | 0.0003236 | 0 | 0 | 0 | 0.011588 | 5000000 | scaled
730-835 | 55259.9191 | 52123.173 | 0 | 3136.7461 | 94.32% | 0% | 5.676% | 29765.6669 | 51202.8508 | 1689.8479 | 20976.4976 | 7099.3213 | 2889.947 | 36230.4768 | 12082.4271 | 730 | 0.01382 | 0.0084696 | 0.0044878 | 3998662.703 | 2969.7658 | 39559.8557 | 12730.2976 | 214895.2035 | 2862590.5026 | 921176.9964 | 3010089.2876 | 170887.9254 | 2121273.8513 | 717927.5103 | 904021.6244 | 51024.0055 | 639674.0399 | 213323.5789 |  | 1124 | 730-835 | 55259.9191 | 25494.2522 | 4057.0682 | 52123.173 | 22357.5062 | 920.3222 | 0 | 0 | 0 | 3136.7461 | 2969.7658 | 1279.9179 | 79.8188 | 2967.4055 | 1277.5576 | 77.4585 | 0 | 0 | 0 | 2.3603 | 12730.2976 | 5630.9763 | 647.8705 | 12445.3535 | 5346.0321 | 362.9263 | 0 | 0 | 0 | 284.9442 | 39559.8557 | 18583.3581 | 3329.3789 | 36710.4141 | 15733.9165 | 479.9373 | 0 | 0 | 0 | 2849.4416 | 0.0094356 | 0.0040856 | 0.0001038 | 0 | 0 | 0 | 0.004384 | 5000000 | scaled
730-971R | 26513.6816 | 21180.7332 | 0 | 5332.9485 | 79.89% | 0% | 20.11% | 11464.4183 | 21002.1683 | 421.5375 | 8787.938 | 2254.9428 | 769.2704 | 16119.0689 | 4113.829 | 730 | 0.02251 | 0.014092 | 0.0077024 | 1177883.2876 | 776.8383 | 21120.3089 | 4616.5345 | 34511.4199 | 938280.0623 | 205091.8054 | 1067944.7161 | 39267.4714 | 818622.605 | 210054.6403 | 715557.9219 | 26209.5559 | 549187.4589 | 140160.9071 |  | 1125 | 730-971R | 26513.6816 | 15049.2633 | 5511.5133 | 21180.7332 | 9716.3149 | 178.5649 | 0 | 0 | 0 | 5332.9485 | 776.8383 | 355.3008 | 7.5679 | 772.8254 | 351.2879 | 3.555 | 0 | 0 | 0 | 4.0129 | 4616.5345 | 2361.5917 | 502.7055 | 4132.0858 | 1877.143 | 18.2568 | 0 | 0 | 0 | 484.4487 | 21120.3089 | 12332.3709 | 5001.24 | 16275.822 | 7487.884 | 156.7531 | 0 | 0 | 0 | 4844.4869 | 0.014973 | 0.0065556 | 0.0001662 | 0 | 0 | 0 | 0.0075362 | 5000000 | scaled
731-1245F | 1723.0987 | 1401.8197 | 0 | 321.279 | 81.35% | 0% | 18.65% | 617.963 | 1392.1784 | 68.7338 | 8.3329 | 540.8963 | 146.5914 | 14.6729 | 1230.9141 | 731 | 0.0013412 | 0.0008366 | 0.0004608 | 1284744.0374 | 148.1136 | 306.6726 | 1268.3126 | 110433.6127 | 228655.3709 | 945655.0537 | 1320984.5613 | 146928.3469 | 17812.7915 | 1156243.423 | 718142.9618 | 75617.8742 | 7568.9092 | 634956.1782 |  | 1126 | 731-1245F | 1723.0987 | 1105.1357 | 330.9203 | 1401.8197 | 783.8567 | 9.6413 | 0 | 0 | 0 | 321.279 | 148.1136 | 79.3798 | 1.5222 | 147.8718 | 79.138 | 1.2804 | 0 | 0 | 0 | 0.24175 | 1268.3126 | 727.4162 | 37.3985 | 1239.1274 | 698.231 | 8.2133 | 0 | 0 | 0 | 29.1852 | 306.6726 | 298.3397 | 291.9996 | 14.8206 | 6.4876 | 0.14761 | 0 | 0 | 0 | 291.852 | 0.00089 | 0.0003854 | 9.6e-06 | 0 | 0 | 0 | 0.0004512 | 5000000 | scaled
731-1247F | 26881.6091 | 21657.9185 | 0 | 5223.6906 | 80.57% | 0% | 19.43% | 11953.1387 | 21542.8881 | 1056.9331 | 3852.5361 | 7043.6695 | 1875.9084 | 7344.5941 | 12322.3857 | 731 | 0.023379 | 0.014344 | 0.0075162 | 1149798.9281 | 1886.5081 | 12161.913 | 12833.188 | 80691.0391 | 520197.8233 | 548910.0657 | 1040746.6788 | 92026.0047 | 335436.0926 | 613284.5813 | 710295.2226 | 61850.9802 | 242160.2001 | 406284.0423 |  | 1127 | 731-1247F | 26881.6091 | 14928.4704 | 5338.721 | 21657.9185 | 9704.7798 | 115.0304 | 0 | 0 | 0 | 5223.6906 | 1886.5081 | 829.575 | 10.5997 | 1882.5774 | 825.6443 | 6.6691 | 0 | 0 | 0 | 3.9307 | 12833.188 | 5789.5185 | 510.8023 | 12358.6644 | 5314.9948 | 36.2787 | 0 | 0 | 0 | 474.5236 | 12161.913 | 8309.3769 | 4817.3189 | 7416.6767 | 3564.1406 | 72.0826 | 0 | 0 | 0 | 4745.2363 | 0.01604 | 0.0070044 | 0.0001766 | 0 | 0 | 0 | 0.0073396 | 5000000 | scaled
731-49F | 102830.3529 | 92258.0974 | 0 | 10572.2555 | 89.72% | 0% | 10.28% | 50431.868 | 90519.3675 | 4280.4514 | 10081.5738 | 36069.8429 | 7707.1265 | 18151.9248 | 64660.3162 | 731 | 0.046272 | 0.028535 | 0.015197 | 2222301.8867 | 7863.0034 | 27958.2577 | 67009.0918 | 169930.0524 | 604215.459 | 1448156.3753 | 1836262.4975 | 155854.4749 | 367077.7356 | 1313330.287 | 810093.1348 | 68974.0816 | 162448.6569 | 578670.3964 |  | 1128 | 731-49F | 102830.3529 | 52398.4849 | 12310.9854 | 92258.0974 | 41826.2294 | 1738.7299 | 0 | 0 | 0 | 10572.2555 | 7863.0034 | 3582.552 | 155.8769 | 7855.0481 | 3574.5967 | 147.9216 | 0 | 0 | 0 | 7.9553 | 67009.0918 | 30939.249 | 2348.7756 | 66048.7009 | 29978.858 | 1388.3846 | 0 | 0 | 0 | 960.3909 | 27958.2577 | 17876.6839 | 9806.3329 | 18354.3485 | 8272.7746 | 202.4236 | 0 | 0 | 0 | 9603.9093 | 0.031423 | 0.013686 | 0.0003476 | 0 | 0 | 0 | 0.014849 | 5000000 | scaled
732-15R | 342637.313 | 338981.0181 | 0 | 3656.2949 | 98.93% | 0% | 1.067% | 189638.7331 | 335888.4242 | 23764.4896 | 1790.2664 | 164083.9771 | 42073.8121 | 3342.0289 | 290472.5831 | 732 | 0.02096 | 0.012003 | 0.0053 | 16347044.0645 | 42465.6791 | 6704.2753 | 293467.3586 | 2026014.9741 | 319857.4122 | 14001171.6778 | 12747119.7824 | 1597399.3863 | 120337.9705 | 11029382.4277 | 1273375.2419 | 159504.6058 | 12669.8529 | 1101200.7832 |  | 1129 | 732-15R | 342637.313 | 152998.5799 | 6748.8888 | 338981.0181 | 149342.285 | 3092.5939 | 0 | 0 | 0 | 3656.2949 | 42465.6791 | 18701.1894 | 391.8669 | 42462.9278 | 18698.4382 | 389.1157 | 0 | 0 | 0 | 2.7512 | 293467.3586 | 129383.3815 | 2994.7755 | 293135.2183 | 129051.2412 | 2662.6351 | 0 | 0 | 0 | 332.1403 | 6704.2753 | 4914.0089 | 3362.2464 | 3382.872 | 1592.6056 | 40.8431 | 0 | 0 | 0 | 3321.4033 | 0.015834 | 0.0068766 | 0.000174 | 0 | 0 | 0 | 0.005126 | 5000000 | scaled
733-20AE | 39729.3937 | 33799.2643 | 0 | 5930.1294 | 85.07% | 0% | 14.93% | 18519.6554 | 33465.7599 | 2112.6508 | 9507.8485 | 6899.1561 | 3624.3009 | 18130.6142 | 11710.8448 | 733 | 0.026087 | 0.016192 | 0.0085944 | 1522980.9071 | 3655.0329 | 23742.7338 | 12331.627 | 140111.5103 | 910150.5673 | 472718.8296 | 1309922.3245 | 149430.8854 | 672504.0378 | 487987.4019 | 728804.0821 | 78928.592 | 394841.3441 | 255034.146 |  | 1130 | 733-20AE | 39729.3937 | 21209.7383 | 6263.6338 | 33799.2643 | 15279.6089 | 333.5044 | 0 | 0 | 0 | 5930.1294 | 3655.0329 | 1542.3821 | 30.732 | 3650.5707 | 1537.9198 | 26.2698 | 0 | 0 | 0 | 4.4622 | 12331.627 | 5432.471 | 620.7822 | 11792.93 | 4893.774 | 82.0852 | 0 | 0 | 0 | 538.697 | 23742.7338 | 14234.8853 | 5612.1196 | 18355.7637 | 8847.9151 | 225.1495 | 0 | 0 | 0 | 5386.9701 | 0.017691 | 0.007796 | 0.0001988 | 0 | 0 | 0 | 0.0083956 | 5000000 | scaled
733-23R | 18173.0076 | 7921.379 | 0 | 10251.6285 | 43.59% | 0% | 56.41% | 4437.6832 | 7839.9858 | 94.8809 | 3856.2232 | 486.5792 | 169.556 | 6800.4469 | 869.9829 | 733 | 0.039686 | 0.025425 | 0.014762 | 457917.553 | 178.3934 | 16187.6133 | 1807.001 | 4495.0981 | 407890.2301 | 45532.2249 | 540237.5805 | 11550.6691 | 469451.419 | 59235.4927 | 699974.3822 | 15138.3991 | 607161.6412 | 77674.3426 |  | 1131 | 733-23R | 18173.0076 | 13735.3244 | 10333.0218 | 7921.379 | 3483.6958 | 81.3933 | 0 | 0 | 0 | 10251.6285 | 178.3934 | 83.5125 | 8.8374 | 170.6793 | 75.7985 | 1.1234 | 0 | 0 | 0 | 7.714 | 1807.001 | 1320.4218 | 937.0181 | 875.736 | 389.1569 | 5.7531 | 0 | 0 | 0 | 931.265 | 16187.6133 | 12331.3901 | 9387.1663 | 6874.9637 | 3018.7405 | 74.5168 | 0 | 0 | 0 | 9312.6496 | 0.025203 | 0.010942 | 0.0002792 | 0 | 0 | 0 | 0.014483 | 5000000 | scaled
74-24R | 13763.1684 | 8385.2878 | 0 | 5377.8806 | 60.93% | 0% | 39.07% | 4027.2412 | 8274.0208 | 15.7235 | 3930.7794 | 80.7383 | 22.882 | 8133.5973 | 117.5415 | 74 | 0.022875 | 0.014572 | 0.0077492 | 601668.5652 | 27.2381 | 13128.2702 | 607.6602 | 1190.737 | 573913.4496 | 26564.3785 | 668144.0104 | 2608.6258 | 652140.4083 | 13394.9761 | 708350.2282 | 1958.9625 | 696328.3754 | 10062.8901 |  | 1132 | 74-24R | 13763.1684 | 9735.9273 | 5489.1476 | 8385.2878 | 4358.0467 | 111.267 | 0 | 0 | 0 | 5377.8806 | 27.2381 | 11.5146 | 4.3561 | 23.1914 | 7.4679 | 0.30939 | 0 | 0 | 0 | 4.0467 | 607.6602 | 526.9219 | 490.1186 | 119.1298 | 38.3915 | 1.5883 | 0 | 0 | 0 | 488.5304 | 13128.2702 | 9197.4908 | 4994.6729 | 8242.9666 | 4312.1872 | 109.3693 | 0 | 0 | 0 | 4885.3036 | 0.015304 | 0.0070004 | 0.000178 | 0 | 0 | 0 | 0.0075712 | 5000000 | scaled
74-35R | 50929.5437 | 49730.0983 | 0 | 1199.4454 | 97.64% | 0% | 2.355% | 22244.1741 | 48082.9014 | 1851.4055 | 239.6098 | 20153.1588 | 3924.2096 | 463.1495 | 43695.5424 | 74 | 0.0071104 | 0.0043152 | 0.0016852 | 7162683.3526 | 4053.5731 | 1558.305 | 45317.6657 | 570090.7264 | 219158.5507 | 6373434.0754 | 6647517.976 | 553279.7683 | 71605.7273 | 6022632.4798 | 1689201.4509 | 137861.4915 | 16270.9149 | 1535069.0444 |  | 1133 | 74-35R | 50929.5437 | 28685.3696 | 2846.6423 | 49730.0983 | 27485.9242 | 1647.1969 | 0 | 0 | 0 | 1199.4454 | 4053.5731 | 2202.1676 | 129.3635 | 4052.6706 | 2201.265 | 128.461 | 0 | 0 | 0 | 0.90254 | 45317.6657 | 25164.5068 | 1622.1233 | 45208.7072 | 25055.5484 | 1513.1649 | 0 | 0 | 0 | 108.9584 | 1558.305 | 1318.6952 | 1095.1555 | 468.7206 | 229.1108 | 5.5711 | 0 | 0 | 0 | 1089.5844 | 0.005494 | 0.0026988 | 6.88e-05 | 0 | 0 | 0 | 0.0016164 | 5000000 | scaled
740-856F | 2976.7528 | 1013.6519 | 0 | 1963.1009 | 34.05% | 0% | 65.95% | 588.8785 | 1004.3749 | 19.9995 | 466.8092 | 102.0698 | 31.251 | 813.6586 | 159.4653 | 740 | 0.0078388 | 0.0049634 | 0.0028228 | 379745.9801 | 32.7515 | 2606.0877 | 337.9137 | 4178.1205 | 332460.0273 | 43107.8323 | 481096.4825 | 16339.0301 | 381369.4158 | 83388.0362 | 698731.0086 | 21740.9471 | 566052.0846 | 110937.9763 |  | 1134 | 740-856F | 2976.7528 | 2387.8743 | 1972.3779 | 1013.6519 | 424.7733 | 9.277 | 0 | 0 | 0 | 1963.1009 | 32.7515 | 12.7519 | 1.5004 | 31.2743 | 11.2748 | 0.023254 | 0 | 0 | 0 | 1.4772 | 337.9137 | 235.8439 | 178.4484 | 159.5842 | 57.5144 | 0.11899 | 0 | 0 | 0 | 178.3294 | 2606.0877 | 2139.2785 | 1792.429 | 822.7933 | 355.9842 | 9.1347 | 0 | 0 | 0 | 1783.2943 | 0.0050724 | 0.002197 | 5.64e-05 | 0 | 0 | 0 | 0.0027664 | 5000000 | scaled
740-857F | 392.0015 | 79.9534 | 0 | 312.0481 | 20.4% | 0% | 79.6% | 27.7627 | 76.3269 | 3.2209 | 7.7274 | 16.8145 | 10.1305 | 13.4552 | 52.7412 | 740 | 0.0010222 | 0.0006998 | 0.0004602 | 383488.0915 | 10.9198 | 297.0758 | 84.0059 | 10682.6099 | 290623.9682 | 82181.5133 | 520489.9128 | 60384.0037 | 144871.5735 | 315234.3348 | 685950.89 | 91043.0638 | 120921.9889 | 473985.8367 |  | 1135 | 740-857F | 392.0015 | 364.2388 | 315.6746 | 79.9534 | 52.1907 | 3.6265 | 0 | 0 | 0 | 312.0481 | 10.9198 | 7.6989 | 0.78925 | 10.685 | 7.4641 | 0.55444 | 0 | 0 | 0 | 0.23481 | 84.0059 | 67.1915 | 31.2647 | 55.6593 | 38.8448 | 2.9181 | 0 | 0 | 0 | 28.3467 | 297.0758 | 289.3484 | 283.6206 | 13.6092 | 5.8818 | 0.154 | 0 | 0 | 0 | 283.4666 | 0.0005684 | 0.000246 | 6.4e-06 | 0 | 0 | 0 | 0.0004538 | 5000000 | scaled
741-17 | 863.0723 | 411.7056 | 0 | 451.3667 | 47.7% | 0% | 52.3% | 233.4435 | 407.012 | 0.050054 | 233.124 | 0.26942 | 0.12967 | 406.1939 | 0.68846 | 741 | 0.0013504 | 0.0009502 | 0.000653 | 639123.459 | 0.46931 | 820.9121 | 41.6909 | 347.5317 | 607902.9116 | 30873.0157 | 662627.704 | 142.0784 | 661720.8903 | 764.7355 | 698407.8528 | 222.5022 | 697004.0021 | 1181.3487 |  | 1136 | 741-17 | 863.0723 | 629.6288 | 456.0603 | 411.7056 | 178.2621 | 4.6936 | 0 | 0 | 0 | 451.3667 | 0.46931 | 0.41925 | 0.33964 | 0.12967 | 0.079614 | 0 | 0 | 0 | 0 | 0.33964 | 41.6909 | 41.4215 | 41.0025 | 0.68846 | 0.41904 | 0 | 0 | 0 | 0 | 41.0025 | 820.9121 | 587.7881 | 414.7182 | 410.8874 | 177.7634 | 4.6936 | 0 | 0 | 0 | 410.0246 | 0.0007054 | 0.0003052 | 8e-06 | 0 | 0 | 0 | 0.000645 | 5000000 | scaled
75-2257F | 17796.9307 | 17679.2181 | 0 | 117.7126 | 99.34% | 0% | 0.6614% | 1212.4521 | 17679.2181 | 70.7233 | 0 | 1141.7288 | 1024.8383 | 0 | 16654.3798 | 75 | 0.0002804 | 0.0002502 | 0.0001578 | 63469795.6847 | 1024.9269 | 106.9309 | 16665.0729 | 3655231.5157 | 381351.3074 | 59433212.8745 | 66284886.4109 | 3866449.5609 | 0 | 62418436.6532 | 745960.5336 | 43242.2379 | 0 | 702718.2958 |  | 1137 | 75-2257F | 17796.9307 | 16584.4786 | 117.7126 | 17679.2181 | 16466.766 | 0 | 0 | 0 | 0 | 117.7126 | 1024.9269 | 954.2036 | 0.088575 | 1024.8383 | 954.1151 | 0 | 0 | 0 | 0 | 0.088575 | 16665.0729 | 15523.344 | 10.6931 | 16654.3798 | 15512.6509 | 0 | 0 | 0 | 0 | 10.6931 | 106.9309 | 106.9309 | 106.9309 | 0 | 0 | 0 | 0 | 0 | 0 | 106.9309 | 0.000125 | 9.48e-05 | 2.4e-06 | 0 | 0 | 0 | 0.0001554 | 5000000 | scaled
75-2258F | 4423.0965 | 0 | 4423.0965 | 0 | 0% | 100% | 0% | 1959.6708 | 4127.5081 | 3.2707 | 1763.3864 | 193.0138 | 6.8887 | 3714.0888 | 406.5306 | 75 | 0.0051944 | 0.0029748 | 0.0005194 | 851512.4917 | 7.3821 | 3980.0705 | 435.6439 | 1421.1577 | 766223.334 | 83868 | 828097.902 | 1382.0793 | 745153.9957 | 81561.8274 | 569095.8213 | 949.8098 | 512094.07 | 56051.9415 |  | 1138 | 75-2258F | 4423.0965 | 2463.4256 | 295.5884 | 0 | 0 | 0 | 4423.0965 | 2463.4256 | 295.5884 | 0 | 7.3821 | 4.1114 | 0.49333 | 0 | 0 | 0 | 7.3821 | 4.1114 | 0.49333 | 0 | 435.6439 | 242.6301 | 29.1134 | 0 | 0 | 0 | 435.6439 | 242.6301 | 29.1134 | 0 | 3980.0705 | 2216.6841 | 265.9817 | 0 | 0 | 0 | 3980.0705 | 2216.6841 | 265.9817 | 0 | 0 | 0 | 0 | 0.0051944 | 0.0029748 | 0.0005194 | 0 | 5000000 | scaled
75-2259F | 3135457.623 | 3128270.301 | 4454.2562 | 2733.0658 | 99.77% | 0.1421% | 0.08717% | 1707356.95 | 3082665.1549 | 144194.1354 | 1928.5116 | 1561234.303 | 261684.3071 | 4078.8214 | 2816902.0262 | 75 | 0.020337 | 0.012256 | 0.0045202 | 154171999.5181 | 265827.2638 | 6837.982 | 2862792.377 | 13070857.8186 | 336226.9507 | 140764914.7384 | 116518771.6622 | 9840545.3749 | 131611.4981 | 106546614.791 | 11679232.795 | 991438.1836 | 15453.3502 | 10672341.2605 |  | 1139 | 75-2259F | 3135457.623 | 1428100.673 | 52792.4681 | 3128270.301 | 1422891.612 | 49761.5382 | 4454.2562 | 2475.9954 | 297.8641 | 2733.0658 | 265827.2638 | 121633.1284 | 4142.9567 | 265817.889 | 121627.0038 | 4140.4107 | 7.3183 | 4.068 | 0.48939 | 2.0565 | 2862792.377 | 1301558.074 | 45890.3508 | 2862168.144 | 1301100.815 | 45616.9361 | 375.96 | 208.9856 | 25.1411 | 248.2736 | 6837.982 | 4909.4704 | 2759.1606 | 284.2684 | 163.7929 | 4.1914 | 4070.9779 | 2262.9418 | 272.2336 | 2482.7357 | 0.011275 | 0.0054214 | 0.000138 | 0.0052 | 0.0029728 | 0.00052 | 0.0038622 | 5000000 | scaled
75-32R | 1708385.456 | 1701118.982 | 5353.4147 | 1913.06 | 99.57% | 0.3134% | 0.112% | 857314.5634 | 1690838.6504 | 61177.3425 | 2340.2484 | 793796.973 | 121630.682 | 4918.1937 | 1564289.7753 | 75 | 0.014781 | 0.0092138 | 0.0033352 | 115578265.3641 | 122832.6891 | 6985.9784 | 1578566.789 | 8310062.045 | 472625.9296 | 106795577.4227 | 92369151.9894 | 6591395.3756 | 252144.0392 | 85525612.6258 | 5261095.4695 | 378457.5362 | 15303.1079 | 4867334.8269 |  | 1140 | 75-32R | 1708385.456 | 851070.8926 | 17546.8056 | 1701118.982 | 846184.0108 | 15275.4646 | 5353.4147 | 2973.8218 | 358.281 | 1913.06 | 122832.6891 | 61655.3466 | 1202.0071 | 122823.3951 | 61649.5439 | 1200.042 | 7.8546 | 4.3632 | 0.52567 | 1.4395 | 1578566.789 | 784769.816 | 14277.0137 | 1577896.853 | 784320.4195 | 14070.0247 | 496.1527 | 275.6128 | 33.2054 | 173.7837 | 6985.9784 | 4645.73 | 2067.7847 | 398.7341 | 214.0474 | 5.398 | 4849.4075 | 2693.8458 | 324.55 | 1737.8368 | 0.0068564 | 0.003518 | 8.94e-05 | 0.0051988 | 0.0029698 | 0.0005198 | 0.002726 | 5000000 | scaled
75-41 | 1937584.559 | 1934833.85 | 873.2268 | 1877.4819 | 99.86% | 0.04507% | 0.0969% | 982357.9887 | 1918019.1617 | 99390.1313 | 1380.4069 | 881587.4504 | 193549.3142 | 2744.7537 | 1721725.0937 | 75 | 0.0163 | 0.0096868 | 0.0032764 | 118871676.8917 | 195314.8381 | 4528.6678 | 1737741.053 | 11982652.4313 | 277835.7895 | 106611188.6649 | 98611158.5147 | 9976990.1667 | 138568.1457 | 88495600.1946 | 5971614.3755 | 602601.8353 | 8545.5928 | 5360466.9471 |  | 1141 | 75-41 | 1937584.559 | 955226.5703 | 19565.3973 | 1934833.85 | 952864.3055 | 17629.5303 | 873.2268 | 484.7829 | 58.3852 | 1877.4819 | 195314.8381 | 95924.7068 | 1765.5239 | 195310.4463 | 95921.6401 | 1763.912 | 2.9791 | 1.6539 | 0.19919 | 1.4127 | 1737741.053 | 856153.6026 | 16015.9593 | 1737480.222 | 855932.9314 | 15839.3714 | 90.279 | 50.1195 | 6.0362 | 170.5517 | 4528.6678 | 3148.2609 | 1783.9141 | 2043.1817 | 1009.734 | 26.2468 | 779.9687 | 433.0095 | 52.1498 | 1705.5174 | 0.008444 | 0.0040634 | 0.0001032 | 0.0052028 | 0.0029704 | 0.0005202 | 0.002653 | 5000000 | scaled
75-996R | 2211137.656 | 2194049.83 | 9535.0691 | 7552.7569 | 99.23% | 0.4312% | 0.3416% | 1046800.946 | 2175493.769 | 105406.5859 | 7256.6014 | 934137.759 | 220405.757 | 18570.5383 | 1936517.4742 | 75 | 0.043997 | 0.029749 | 0.011565 | 50256326.6753 | 223248.7509 | 26182.4436 | 1961706.462 | 5074158.1487 | 595093.4053 | 44587075.1321 | 39138157.7444 | 3940978.0838 | 271312.3355 | 34925867.3355 | 3081941.5654 | 312240.6846 | 26308.1947 | 2743392.6867 |  | 1142 | 75-996R | 2211137.656 | 1164336.71 | 35643.887 | 2194049.83 | 1151504.713 | 27455.0683 | 9535.0691 | 5279.2397 | 636.0618 | 7552.7569 | 223248.7509 | 117842.165 | 2842.9939 | 223225.6394 | 117826.8324 | 2836.1481 | 17.4283 | 9.6494 | 1.1626 | 5.6832 | 1961706.462 | 1027568.703 | 25188.9878 | 1959962.128 | 1026296.697 | 24432.2978 | 1058.2354 | 585.9085 | 70.5924 | 686.0976 | 26182.4436 | 18925.8422 | 7611.9053 | 10862.062 | 7381.1844 | 186.6224 | 8459.4054 | 4683.6817 | 564.3068 | 6860.9761 | 0.028153 | 0.016147 | 0.0004094 | 0.0052088 | 0.0029668 | 0.0005208 | 0.010635 | 5000000 | scaled
759-13AE | 22236.5116 | 13273.007 | 0 | 8963.5045 | 59.69% | 0% | 40.31% | 7290.1464 | 13080.0225 | 557.7065 | 3498.8487 | 3233.5913 | 997.0315 | 6245.0919 | 5837.899 | 759 | 0.039311 | 0.024326 | 0.012922 | 565653.34 | 1020.3337 | 14461.084 | 6755.094 | 25955.2919 | 367861.6768 | 171836.3713 | 614424.4033 | 47004.3326 | 294888.18 | 272531.8907 | 708596.8937 | 54013.1681 | 338321.4936 | 316262.2319 |  | 1143 | 759-13AE | 22236.5116 | 14946.3651 | 9156.4891 | 13273.007 | 5982.8606 | 192.9845 | 0 | 0 | 0 | 8963.5045 | 1020.3337 | 462.6272 | 23.3021 | 1013.5889 | 455.8824 | 16.5574 | 0 | 0 | 0 | 6.7447 | 6755.094 | 3521.5027 | 917.1949 | 5940.8431 | 2707.2518 | 102.944 | 0 | 0 | 0 | 814.2509 | 14461.084 | 10962.2353 | 8215.992 | 6318.5751 | 2819.7264 | 73.4831 | 0 | 0 | 0 | 8142.5089 | 0.026686 | 0.011701 | 0.000297 | 0 | 0 | 0 | 0.012625 | 5000000 | scaled
76-266F | 328.7034 | 85.9283 | 0 | 242.7751 | 26.14% | 0% | 73.86% | 49.4451 | 85.4359 | 3.812 | 26.069 | 19.5641 | 6.5102 | 45.517 | 33.4088 | 76 | 0.0008422 | 0.0005576 | 0.0003454 | 390291.3846 | 6.6929 | 266.5479 | 55.4626 | 7946.8945 | 316490.0403 | 65854.4499 | 500821.9396 | 38611.1672 | 264048.9142 | 198161.8577 | 704306.4725 | 53667.9455 | 375227.4834 | 275411.0443 |  | 1144 | 76-266F | 328.7034 | 279.2583 | 243.2675 | 85.9283 | 36.4832 | 0.49231 | 0 | 0 | 0 | 242.7751 | 6.6929 | 2.8809 | 0.18268 | 6.5102 | 2.6982 | 0 | 0 | 0 | 0 | 0.18268 | 55.4626 | 35.8985 | 22.0539 | 33.4088 | 13.8447 | 0 | 0 | 0 | 0 | 22.0539 | 266.5479 | 240.4789 | 221.0309 | 46.0093 | 19.9403 | 0.49231 | 0 | 0 | 0 | 220.5386 | 0.0005022 | 0.0002176 | 5.4e-06 | 0 | 0 | 0 | 0.00034 | 5000000 | scaled
76-272 | 2469.17 | 1381.075 | 0 | 1088.095 | 55.93% | 0% | 44.07% | 783.1134 | 1365.0196 | 1.1051 | 776.3571 | 5.6511 | 1.826 | 1353.8496 | 9.344 | 76 | 0.0043474 | 0.0027534 | 0.0015672 | 567964.7536 | 2.7405 | 2357.7514 | 108.6781 | 630.3816 | 542335.9686 | 24998.4036 | 612354.3949 | 864.1571 | 607071.3329 | 4418.9056 | 704536.9914 | 942.4617 | 698771.7608 | 4822.7693 |  | 1145 | 76-272 | 2469.17 | 1686.0566 | 1104.1504 | 1381.075 | 597.9616 | 16.0554 | 0 | 0 | 0 | 1088.095 | 2.7405 | 1.6354 | 0.91453 | 1.9218 | 0.81663 | 0.095773 | 0 | 0 | 0 | 0.81876 | 108.6781 | 103.0269 | 99.3341 | 9.8348 | 4.1836 | 0.49079 | 0 | 0 | 0 | 98.8433 | 2357.7514 | 1581.3943 | 1003.9018 | 1369.3185 | 592.9614 | 15.4688 | 0 | 0 | 0 | 988.4329 | 0.0028112 | 0.0012172 | 3.1e-05 | 0 | 0 | 0 | 0.0015362 | 5000000 | scaled
76-49F | 2584.9093 | 1820.8121 | 0 | 764.0972 | 70.44% | 0% | 29.56% | 1033.1599 | 1800.3903 | 3.2062 | 1013.5351 | 16.4187 | 5.4563 | 1766.9969 | 27.9371 | 76 | 0.002558 | 0.0016998 | 0.0010618 | 1010519.6611 | 6.0782 | 2481.2441 | 97.587 | 2376.1366 | 969993.7944 | 38149.7304 | 912901.1366 | 2833.0238 | 895560.569 | 14507.545 | 738857.6109 | 2239.1962 | 725153.3793 | 11465.0358 |  | 1146 | 76-49F | 2584.9093 | 1551.7494 | 784.519 | 1820.8121 | 787.6522 | 20.4218 | 0 | 0 | 0 | 764.0972 | 6.0782 | 2.8719 | 0.62186 | 5.5032 | 2.297 | 0.046901 | 0 | 0 | 0 | 0.57496 | 97.587 | 81.1683 | 69.6499 | 28.1759 | 11.7572 | 0.2388 | 0 | 0 | 0 | 69.4111 | 2481.2441 | 1467.7091 | 714.2472 | 1787.133 | 773.598 | 20.1361 | 0 | 0 | 0 | 694.1111 | 0.001513 | 0.0006548 | 1.68e-05 | 0 | 0 | 0 | 0.001045 | 5000000 | scaled
765-53 | 10279.864 | 10066.418 | 0 | 213.4461 | 97.92% | 0% | 2.076% | 4165.8797 | 9614.0439 | 296.6342 | 2325.8952 | 1543.3503 | 655.4975 | 5669.3293 | 3289.2171 | 765 | 0.0009128 | 0.0006714 | 0.0003104 | 11261901.8843 | 702.4577 | 5955.2472 | 3622.1591 | 769563.6878 | 6524153.4016 | 3968184.7908 | 9106321.5669 | 648421.5817 | 5084244.239 | 3373655.7395 | 2145039.0631 | 146251.4371 | 1264913.3829 | 733874.2424 |  | 1147 | 765-53 | 10279.864 | 6113.9843 | 665.8201 | 10066.418 | 5900.5382 | 452.3741 | 0 | 0 | 0 | 213.4461 | 702.4577 | 405.8235 | 46.9602 | 702.2971 | 405.6629 | 46.7996 | 0 | 0 | 0 | 0.16061 | 3622.1591 | 2078.8088 | 332.942 | 3602.7695 | 2059.4192 | 313.5524 | 0 | 0 | 0 | 19.3896 | 5955.2472 | 3629.352 | 285.9179 | 5761.3514 | 3435.4561 | 92.0221 | 0 | 0 | 0 | 193.8959 | 0.0006118 | 0.0003704 | 9.4e-06 | 0 | 0 | 0 | 0.000301 | 5000000 | scaled
768-20AE | 67304.8837 | 66911.2714 | 0 | 393.6123 | 99.42% | 0% | 0.5848% | 34784.3048 | 66498.0378 | 11337.2115 | 5980.6479 | 17466.4454 | 21831.839 | 10945.2391 | 33720.9597 | 768 | 0.002811 | 0.0015864 | 0.000564 | 23943395.1121 | 21945.0891 | 11434.0152 | 33925.7794 | 7806862.0064 | 4067597.0046 | 12068936.1046 | 20499608.4405 | 6681415.5894 | 3524605.1577 | 10293587.6946 | 1430577.7273 | 469670.1381 | 235465.824 | 725441.7655 |  | 1148 | 768-20AE | 67304.8837 | 32520.5788 | 806.8458 | 66911.2714 | 32126.9666 | 413.2336 | 0 | 0 | 0 | 393.6123 | 21945.0891 | 10607.8776 | 113.2501 | 21944.7929 | 10607.5814 | 112.9539 | 0 | 0 | 0 | 0.29618 | 33925.7794 | 16459.334 | 204.8196 | 33890.0234 | 16423.5779 | 169.0636 | 0 | 0 | 0 | 35.756 | 11434.0152 | 5453.3673 | 488.7761 | 11076.4551 | 5095.8072 | 131.216 | 0 | 0 | 0 | 357.5601 | 0.0022736 | 0.001049 | 2.66e-05 | 0 | 0 | 0 | 0.0005374 | 5000000 | scaled
77-28R | 2255.3819 | 1388.675 | 0 | 866.7069 | 61.57% | 0% | 38.43% | 727.8994 | 1385.1985 | 66.4078 | 262.5258 | 398.9658 | 126.5778 | 475.5084 | 783.1122 | 77 | 0.003703 | 0.0023008 | 0.0012568 | 609068.8369 | 127.23 | 1266.3074 | 861.8445 | 34358.6329 | 341967.9733 | 232742.2307 | 663891.9115 | 60568.2436 | 239440.7224 | 363882.9449 | 692380.2092 | 63268.9106 | 237679.0052 | 391432.2934 |  | 1149 | 77-28R | 2255.3819 | 1527.4825 | 870.1834 | 1388.675 | 660.7756 | 3.4765 | 0 | 0 | 0 | 866.7069 | 127.23 | 60.8222 | 0.65217 | 126.5778 | 60.1701 | 0 | 0 | 0 | 0 | 0.65217 | 861.8445 | 462.8787 | 78.7323 | 783.1122 | 384.1464 | 0 | 0 | 0 | 0 | 78.7323 | 1266.3074 | 1003.7816 | 790.799 | 478.9849 | 216.4591 | 3.4765 | 0 | 0 | 0 | 787.3225 | 0.002473 | 0.0010708 | 2.68e-05 | 0 | 0 | 0 | 0.00123 | 5000000 | scaled
770-250R | 8274.2415 | 7589.4509 | 0 | 684.7906 | 91.72% | 0% | 8.276% | 3990.6081 | 7479.0781 | 553.2546 | 10.8182 | 3426.5353 | 1019.3035 | 21.8641 | 6437.9105 | 770 | 0.003255 | 0.002041 | 0.001004 | 2542009.6768 | 1037.299 | 644.1951 | 6592.7474 | 318678.6467 | 197909.4125 | 2025421.6178 | 2098791.4767 | 290974.7169 | 5689.6436 | 1802127.1164 | 791995.4547 | 107938.9352 | 2315.2903 | 681741.2293 |  | 1150 | 770-250R | 8274.2415 | 4283.6334 | 795.1634 | 7589.4509 | 3598.8428 | 110.3728 | 0 | 0 | 0 | 684.7906 | 1037.299 | 484.0444 | 17.9955 | 1036.7837 | 483.5291 | 17.4802 | 0 | 0 | 0 | 0.51528 | 6592.7474 | 3166.2121 | 154.8368 | 6530.5405 | 3104.0052 | 92.63 | 0 | 0 | 0 | 62.2068 | 644.1951 | 633.3769 | 622.3311 | 22.1266 | 11.3084 | 0.26258 | 0 | 0 | 0 | 622.0685 | 0.0022776 | 0.0010636 | 2.66e-05 | 0 | 0 | 0 | 0.0009774 | 5000000 | scaled
770-259R | 42511.347 | 41445.1419 | 219.9827 | 846.2224 | 97.49% | 0.5175% | 1.991% | 21751.354 | 41485.8763 | 2253.1257 | 95.301 | 19402.9273 | 4266.6684 | 193.5013 | 37025.7066 | 770 | 0.010605 | 0.0059926 | 0.0017724 | 4008537.9804 | 4288.5944 | 974.1449 | 37248.6077 | 404386.0016 | 91855.3987 | 3512296.58 | 3464271.4298 | 358848.4245 | 15178.302 | 3090244.7022 | 578577.4441 | 59504.5429 | 2698.6414 | 516374.2599 |  | 1151 | 770-259R | 42511.347 | 20759.993 | 1025.4707 | 41445.1419 | 19791.75 | 164.5636 | 219.9827 | 122.0206 | 14.6846 | 846.2224 | 4288.5944 | 2035.4687 | 21.926 | 4287.1295 | 2034.3726 | 21.234 | 0.82815 | 0.45936 | 0.055282 | 0.63676 | 37248.6077 | 17845.6804 | 222.9011 | 37126.4545 | 17743.692 | 143.007 | 45.2818 | 25.117 | 3.0227 | 76.8714 | 974.1449 | 878.8438 | 780.6435 | 31.5579 | 13.6854 | 0.32269 | 173.8727 | 96.4442 | 11.6066 | 768.7142 | 0.0041816 | 0.0018104 | 4.6e-05 | 0.0052192 | 0.0029778 | 0.000522 | 0.0012044 | 5000000 | scaled
771-274AE | 570.1551 | 349.3841 | 0 | 220.771 | 61.28% | 0% | 38.72% | 143.7897 | 324.2145 | 6.7649 | 104.565 | 32.4598 | 19.355 | 199.9781 | 104.8813 | 771 | 0.0006212 | 0.0004346 | 0.0002956 | 917828.4845 | 22.2574 | 402.7296 | 145.1681 | 35829.6194 | 648309.0926 | 233689.7725 | 981052.2471 | 46155.7611 | 713428.6484 | 221467.8376 | 832004.7236 | 49669.2113 | 513187.255 | 269148.257 |  | 1152 | 771-274AE | 570.1551 | 426.3653 | 245.9406 | 349.3841 | 205.5943 | 25.1696 | 0 | 0 | 0 | 220.771 | 22.2574 | 15.4925 | 2.9023 | 22.0912 | 15.3263 | 2.7362 | 0 | 0 | 0 | 0.16612 | 145.1681 | 112.7082 | 40.2868 | 125.1131 | 92.6533 | 20.2318 | 0 | 0 | 0 | 20.055 | 402.7296 | 298.1646 | 202.7515 | 202.1797 | 97.6147 | 2.2016 | 0 | 0 | 0 | 200.5499 | 0.0003292 | 0.0001426 | 3.6e-06 | 0 | 0 | 0 | 0.000292 | 5000000 | scaled
773-271F | 3165.6028 | 2520.1427 | 0 | 645.4601 | 79.61% | 0% | 20.39% | 1839.6115 | 2516.6377 | 171.696 | 101.4546 | 1566.4609 | 241.6465 | 171.7447 | 2103.2465 | 773 | 0.0028064 | 0.0017272 | 0.0009244 | 1127994.1562 | 242.4719 | 759.4025 | 2163.7284 | 86399.6239 | 270596.6633 | 770997.8688 | 767711.5239 | 71652.622 | 42339.311 | 653719.5905 | 702039.2977 | 67409.5148 | 47909.77 | 586720.0128 |  | 1153 | 773-271F | 3165.6028 | 1325.9913 | 648.9651 | 2520.1427 | 680.5312 | 3.505 | 0 | 0 | 0 | 645.4601 | 242.4719 | 70.7759 | 0.82543 | 241.9862 | 70.2902 | 0.33974 | 0 | 0 | 0 | 0.48569 | 2163.7284 | 597.2676 | 60.4819 | 2105.0944 | 538.6335 | 1.8479 | 0 | 0 | 0 | 58.634 | 759.4025 | 657.9479 | 587.6578 | 173.0621 | 71.6075 | 1.3174 | 0 | 0 | 0 | 586.3404 | 0.001903 | 0.0008238 | 2.1e-05 | 0 | 0 | 0 | 0.0009034 | 5000000 | scaled
775-185 | 2412.4047 | 749.3131 | 0 | 1663.0916 | 31.06% | 0% | 68.94% | 440.1587 | 741.8555 | 37.7532 | 272.3732 | 130.0323 | 61.2811 | 470.3014 | 210.2731 | 775 | 0.0065622 | 0.0041848 | 0.0024164 | 367621.3348 | 63.0665 | 1986.1834 | 363.1549 | 9610.5701 | 302670.3494 | 55340.4153 | 471288.0044 | 40423.1882 | 291636.2149 | 139228.6018 | 691338.0132 | 57108.0892 | 438275.6554 | 195954.2686 |  | 1154 | 775-185 | 2412.4047 | 1972.246 | 1670.5492 | 749.3131 | 309.1544 | 7.4575 | 0 | 0 | 0 | 1663.0916 | 63.0665 | 25.3133 | 1.7854 | 61.8151 | 24.0619 | 0.53396 | 0 | 0 | 0 | 1.2514 | 363.1549 | 233.1225 | 152.8818 | 212.0785 | 82.0462 | 1.8054 | 0 | 0 | 0 | 151.0764 | 1986.1834 | 1713.8102 | 1515.882 | 475.4195 | 203.0464 | 5.1181 | 0 | 0 | 0 | 1510.7638 | 0.0041918 | 0.0018144 | 4.6e-05 | 0 | 0 | 0 | 0.0023704 | 5000000 | scaled
775-187AE | 594.7955 | 69.5386 | 0 | 525.2568 | 11.69% | 0% | 88.31% | 39.2226 | 68.4493 | 2.6891 | 22.7909 | 13.7426 | 4.6948 | 39.7666 | 23.9878 | 775 | 0.0018144 | 0.0012092 | 0.0007586 | 327819.3667 | 5.1933 | 517.3718 | 72.2303 | 2862.2928 | 285147.5836 | 39809.4903 | 459454.8539 | 31500.5227 | 266972.8823 | 160981.4489 | 693838.9127 | 47589.4905 | 403096.0903 | 243153.3321 |  | 1155 | 775-187AE | 594.7955 | 555.5728 | 526.3462 | 69.5386 | 30.316 | 1.0894 | 0 | 0 | 0 | 525.2568 | 5.1933 | 2.5042 | 0.4985 | 4.7981 | 2.109 | 0.10326 | 0 | 0 | 0 | 0.39524 | 72.2303 | 58.4877 | 48.2425 | 24.5156 | 10.773 | 0.52785 | 0 | 0 | 0 | 47.7147 | 517.3718 | 494.5809 | 477.6052 | 40.2249 | 17.434 | 0.45825 | 0 | 0 | 0 | 477.1469 | 0.001068 | 0.0004628 | 1.22e-05 | 0 | 0 | 0 | 0.0007464 | 5000000 | scaled
777-10 | 219.4752 | 109.7232 | 0 | 109.7521 | 49.99% | 0% | 50.01% | 67.4312 | 109.7213 | 8.7278 | 0.10379 | 58.5997 | 13.561 | 0.18505 | 95.9753 | 777 | 0.0003706 | 0.00027 | 0.0001504 | 592215.9865 | 13.6436 | 99.8864 | 105.9453 | 36814.8028 | 269526.235 | 285874.9487 | 563126.0293 | 72886.5502 | 866.8003 | 489372.6792 | 729746.7068 | 90192.8582 | 1230.7812 | 638323.0672 |  | 1156 | 777-10 | 219.4752 | 152.044 | 109.7539 | 109.7232 | 42.292 | 0.0018508 | 0 | 0 | 0 | 109.7521 | 13.6436 | 4.9158 | 0.082585 | 13.561 | 4.8332 | 0 | 0 | 0 | 0 | 0.082585 | 105.9453 | 47.3456 | 9.97 | 95.9753 | 37.3756 | 0 | 0 | 0 | 0 | 9.97 | 99.8864 | 99.7826 | 99.7014 | 0.18691 | 0.083111 | 0.0018508 | 0 | 0 | 0 | 99.6995 | 0.0002234 | 0.0001228 | 3.2e-06 | 0 | 0 | 0 | 0.0001472 | 5000000 | scaled
777-101 | 2484.6616 | 2050.1837 | 0 | 434.4779 | 82.51% | 0% | 17.49% | 791.8284 | 2049.5789 | 77.6693 | 21.9987 | 692.1604 | 209.9919 | 51.0368 | 1788.5502 | 777 | 0.0015556 | 0.0011382 | 0.0006118 | 1597236.825 | 210.3189 | 446.3243 | 1828.0184 | 135201.1299 | 286914.5633 | 1175121.132 | 1487289.7654 | 145886.018 | 41320.1785 | 1300083.5695 | 711151.8926 | 72861.8802 | 17708.4637 | 620581.5488 |  | 1157 | 777-101 | 2484.6616 | 1692.8332 | 435.0827 | 2050.1837 | 1258.3553 | 0.60484 | 0 | 0 | 0 | 434.4779 | 210.3189 | 132.6496 | 0.32693 | 209.9919 | 132.3227 | 0 | 0 | 0 | 0 | 0.32693 | 1828.0184 | 1135.858 | 39.4683 | 1788.5502 | 1096.3898 | 0 | 0 | 0 | 0 | 39.4683 | 446.3243 | 424.3256 | 395.2875 | 51.6416 | 29.6429 | 0.60484 | 0 | 0 | 0 | 394.6827 | 0.0009576 | 0.0005402 | 1.38e-05 | 0 | 0 | 0 | 0.000598 | 5000000 | scaled
777-263F | 1123.1468 | 904.5252 | 0 | 218.6215 | 80.53% | 0% | 19.47% | 446.0424 | 904.4978 | 55.9471 | 1.5371 | 388.5582 | 107.1715 | 2.7232 | 794.6032 | 777 | 0.0008638 | 0.000542 | 0.0003028 | 1300239.3818 | 107.336 | 201.3479 | 814.4629 | 124260.2127 | 233095.5168 | 942883.6522 | 1249270.1387 | 156695.9478 | 4305.0085 | 1088269.182 | 722090.2632 | 85558.4924 | 2174.0291 | 634357.7415 |  | 1158 | 777-263F | 1123.1468 | 677.1044 | 218.6489 | 904.5252 | 458.4829 | 0.027392 | 0 | 0 | 0 | 218.6215 | 107.336 | 51.3889 | 0.16451 | 107.1715 | 51.2244 | 0 | 0 | 0 | 0 | 0.16451 | 814.4629 | 425.9047 | 19.8597 | 794.6032 | 406.045 | 0 | 0 | 0 | 0 | 19.8597 | 201.3479 | 199.8108 | 198.6247 | 2.7506 | 1.2135 | 0.027392 | 0 | 0 | 0 | 198.5973 | 0.0005674 | 0.0002456 | 6.4e-06 | 0 | 0 | 0 | 0.0002964 | 5000000 | scaled
777-268F | 578.8455 | 547.257 | 0 | 31.5885 | 94.54% | 0% | 5.457% | 231.3021 | 547.2526 | 24.1555 | 0.28655 | 206.86 | 55.2773 | 0.50267 | 491.4726 | 777 | 0.0001222 | 7.84e-05 | 4.58e-05 | 4736869.7381 | 55.3011 | 29.2023 | 494.3421 | 452545.5092 | 238971.258 | 4045352.9705 | 4432950.8648 | 462945.5931 | 5491.8814 | 3964513.3886 | 689801.4066 | 69675.9692 | 633.6061 | 619491.8312 |  | 1159 | 777-268F | 578.8455 | 347.5433 | 31.5929 | 547.257 | 315.9549 | 0.0044419 | 0 | 0 | 0 | 31.5885 | 55.3011 | 31.1455 | 0.023769 | 55.2773 | 31.1218 | 0 | 0 | 0 | 0 | 0.023769 | 494.3421 | 287.4821 | 2.8695 | 491.4726 | 284.6126 | 0 | 0 | 0 | 0 | 2.8695 | 29.2023 | 28.9157 | 28.6996 | 0.50711 | 0.22056 | 0.0044419 | 0 | 0 | 0 | 28.6952 | 7.72e-05 | 3.34e-05 | 8e-07 | 0 | 0 | 0 | 4.5e-05 | 5000000 | scaled
779-25AE | 3531.7831 | 3417.0421 | 0 | 114.741 | 96.75% | 0% | 3.249% | 1909.5456 | 3396.6504 | 184.1567 | 15.1278 | 1710.2612 | 327.3158 | 26.3979 | 3042.9368 | 779 | 0.0008446 | 0.000454 | 0.0001632 | 4181604.4045 | 329.757 | 130.9025 | 3071.1235 | 390429.8 | 154987.6 | 3636187.0045 | 3573210.2819 | 344600.5725 | 28307.6112 | 3200302.0968 | 828018.8775 | 79791.4445 | 6435.1426 | 741792.2904 |  | 1160 | 779-25AE | 3531.7831 | 1622.2375 | 135.1327 | 3417.0421 | 1507.4965 | 20.3917 | 0 | 0 | 0 | 114.741 | 329.757 | 145.6003 | 2.4412 | 329.6707 | 145.514 | 2.3549 | 0 | 0 | 0 | 0.086339 | 3071.1235 | 1360.8624 | 28.1868 | 3060.7004 | 1350.4392 | 17.7636 | 0 | 0 | 0 | 10.4232 | 130.9025 | 115.7748 | 104.5047 | 26.671 | 11.5432 | 0.27314 | 0 | 0 | 0 | 104.2315 | 0.000689 | 0.0002984 | 7.6e-06 | 0 | 0 | 0 | 0.0001556 | 5000000 | scaled
78-26R | 14526726.8 | 14317113.36 | 205179.4477 | 4433.9921 | 98.56% | 1.412% | 0.03052% | 3364750.72 | 14209052.5116 | 165788.7779 | 80834.8685 | 3118127.08 | 707727.3283 | 169328.9262 | 13331996.2629 | 78 | 0.34567 | 0.20304 | 0.038607 | 42024281.7957 | 722520.9646 | 191337.2412 | 13612868.6 | 2090176.6129 | 553518.3702 | 39380586.8293 | 54974433.9276 | 2708713.0593 | 1320707.3888 | 50945013.584 | 8228411.6456 | 409842.3723 | 98057.7774 | 7720511.4992 |  | 1161 | 78-26R | 14526726.8 | 11161976.08 | 317674.2884 | 14317113.36 | 11041220.11 | 293476.6734 | 205179.4477 | 116321.9748 | 19763.6229 | 4433.9921 | 722520.9646 | 556732.1867 | 14793.6363 | 722234.7127 | 556568.4576 | 14763.0484 | 282.9155 | 160.3927 | 27.2514 | 3.3364 | 13612868.6 | 10494741.52 | 280872.3371 | 13594034.93 | 10483889.75 | 278694.2216 | 18430.8796 | 10448.9818 | 1775.3287 | 402.7869 | 191337.2412 | 110502.3727 | 22008.315 | 843.7199 | 761.9037 | 19.4034 | 186465.6525 | 105712.6003 | 17961.0428 | 4027.8688 | 0.019201 | 0.014723 | 0.0003746 | 0.32027 | 0.18211 | 0.032027 | 0.0062056 | 5000000 | scaled
78-35R | 5696335.808 | 5695326.831 | 0 | 1008.9768 | 99.98% | 0% | 0.01771% | 1278676.052 | 5608252.1352 | 63859.5625 | 63.8956 | 1214752.594 | 279136.5949 | 260.7505 | 5328854.7898 | 78 | 0.008188 | 0.0065712 | 0.0015916 | 695693186.126 | 283505.4986 | 1182.4634 | 5411647.846 | 34624511.3092 | 144414.1862 | 660924260.6253 | 672275955.0767 | 33574765.3233 | 33593.7192 | 638667596.0936 | 55342845.4448 | 2754550.4473 | 2573.1142 | 52585721.8829 |  | 1162 | 78-35R | 5696335.808 | 4417659.756 | 88083.6728 | 5695326.831 | 4416650.779 | 87074.696 | 0 | 0 | 0 | 1008.9768 | 283505.4986 | 219645.9361 | 4368.9037 | 283504.7394 | 219645.1769 | 4368.1445 | 0 | 0 | 0 | 0.75922 | 5411647.846 | 4196895.252 | 82793.0562 | 5411556.19 | 4196803.596 | 82701.4 | 0 | 0 | 0 | 91.6561 | 1182.4634 | 1118.5677 | 921.7129 | 265.9019 | 202.0063 | 5.1515 | 0 | 0 | 0 | 916.5614 | 0.0067266 | 0.0051098 | 0.0001302 | 0 | 0 | 0 | 0.0014614 | 5000000 | scaled
78-782R | 7202315.84 | 7167196.544 | 33919.1162 | 1200.1796 | 99.51% | 0.4709% | 0.01666% | 2451799.77 | 7026780.8213 | 133535.6897 | 13137.5457 | 2305126.534 | 383079.5328 | 27449.6861 | 6616251.6024 | 78 | 0.33808 | 0.19385 | 0.034662 | 21303735.7104 | 392258.2086 | 31460.4464 | 6778597.185 | 1160260.865 | 93056.8794 | 20050417.9662 | 24506194.8542 | 1334714.0626 | 131312.213 | 23040168.572 | 5064250.3145 | 276088.1112 | 19783.1817 | 4768379.0217 |  | 1163 | 78-782R | 7202315.84 | 4750516.07 | 175535.0187 | 7167196.544 | 4730087.099 | 171064.7067 | 33919.1162 | 19228.7919 | 3270.1324 | 1200.1796 | 392258.2086 | 258722.5189 | 9178.6758 | 392225.959 | 258703.8455 | 9174.7506 | 31.3465 | 17.7704 | 3.0221 | 0.9031 | 6778597.185 | 4473470.651 | 162345.5826 | 6774874.518 | 4471313.047 | 161888.1673 | 3613.6417 | 2048.5783 | 348.3902 | 109.0251 | 31460.4464 | 18322.9008 | 4010.7603 | 96.0671 | 70.2062 | 1.7888 | 30274.128 | 17162.4432 | 2918.7201 | 1090.2514 | 0.0078748 | 0.0053888 | 0.0001368 | 0.32853 | 0.18679 | 0.032853 | 0.0016716 | 5000000 | scaled
780-468R | 132175.5817 | 2845.0468 | 128520.4786 | 810.0563 | 2.152% | 97.23% | 0.6129% | 58978.5537 | 122724.009 | 163.3629 | 52838.8154 | 5976.3755 | 318.4652 | 110060.885 | 12344.659 | 780 | 0.014295 | 0.008323 | 0.0022272 | 9246151.2746 | 331.6613 | 118587.744 | 13256.1765 | 23200.8855 | 8295633.7792 | 927316.6147 | 8794548.6015 | 24359.7463 | 7879025.5316 | 891163.3338 | 4243701.8207 | 11012.28 | 3805820.7332 | 426868.8098 |  | 1164 | 780-468R | 132175.5817 | 73197.028 | 9451.5727 | 2845.0468 | 1441.3345 | 32.5435 | 128520.4786 | 70945.6372 | 8608.9729 | 810.0563 | 331.6613 | 168.2984 | 13.1961 | 166.8188 | 77.0293 | 1.5854 | 164.2329 | 90.6596 | 11.0012 | 0.60954 | 13256.1765 | 7279.801 | 911.5175 | 782.8529 | 361.3348 | 7.3323 | 12399.7375 | 6844.8802 | 830.5992 | 73.5861 | 118587.744 | 65748.9286 | 8526.859 | 1895.3751 | 1002.9704 | 23.6258 | 115956.5082 | 64010.0974 | 7767.3725 | 735.8607 | 0.002605 | 0.0011904 | 2.98e-05 | 0.010548 | 0.00599 | 0.0010548 | 0.0011426 | 5000000 | scaled
781-1356R | 45623.8779 | 3648.2759 | 40959.2867 | 1016.3152 | 7.996% | 89.78% | 2.228% | 20244.1311 | 41822.8799 | 26.6777 | 17697.2845 | 2520.169 | 54.4107 | 36537.7717 | 5230.6975 | 781 | 0.014432 | 0.008501 | 0.0025062 | 3161212.1262 | 58.8241 | 39868.387 | 5696.6668 | 4075.8367 | 2762422.5368 | 394713.7529 | 2985501.3234 | 3934.2849 | 2609905.3592 | 371661.6794 | 1516637.9387 | 1973.1137 | 1324982.1832 | 189682.6419 |  | 1165 | 781-1356R | 45623.8779 | 25379.7467 | 3800.998 | 3648.2759 | 1800.2787 | 45.1228 | 40959.2867 | 22563.1529 | 2739.56 | 1016.3152 | 58.8241 | 32.1464 | 4.4134 | 3.5077 | 1.331 | 0 | 54.5516 | 30.0507 | 3.6487 | 0.76474 | 5696.6668 | 3176.4978 | 465.9692 | 17.9389 | 6.8042 | 0 | 5586.4051 | 3077.3708 | 373.6464 | 92.3228 | 39868.387 | 22171.1025 | 3330.6154 | 3626.8293 | 1792.1434 | 45.1228 | 35318.33 | 19455.7313 | 2362.2649 | 923.2277 | 0.0023874 | 0.0010596 | 2.66e-05 | 0.010628 | 0.0060246 | 0.0010628 | 0.0014168 | 5000000 | scaled
781-1359 | 56465.6296 | 360.7715 | 54953.7016 | 1151.1565 | 0.6389% | 97.32% | 2.039% | 24841.8976 | 51620.4189 | 40.4788 | 22698.7938 | 2102.625 | 79.5565 | 47191.0001 | 4349.8623 | 781 | 0.015735 | 0.0091648 | 0.0027344 | 3588445.7739 | 87.3665 | 51603.5742 | 4774.689 | 5552.224 | 3279457.4113 | 303436.139 | 3450564.3364 | 5622.545 | 3152885.0784 | 292056.7128 | 1771946.5938 | 2730.8935 | 1619900.2969 | 149315.4036 |  | 1166 | 781-1359 | 56465.6296 | 31623.732 | 4845.2108 | 360.7715 | 158.9767 | 19.6682 | 54953.7016 | 30313.5988 | 3674.3861 | 1151.1565 | 87.3665 | 46.8877 | 7.81 | 17.3935 | 7.9008 | 2.3231 | 69.1067 | 38.1207 | 4.6207 | 0.86621 | 4774.689 | 2672.064 | 424.8267 | 89.1153 | 40.5167 | 13.954 | 4581.0019 | 2526.9754 | 306.3009 | 104.5718 | 51603.5742 | 28904.7804 | 4412.5741 | 254.2627 | 110.5593 | 3.3911 | 50303.5929 | 27748.5026 | 3363.4645 | 1045.7185 | 0.0035206 | 0.0015244 | 3.96e-05 | 0.010578 | 0.0060034 | 0.0010578 | 0.001637 | 5000000 | scaled
781-43AE | 1265.0833 | 52.3436 | 1077.3116 | 135.4281 | 4.138% | 85.16% | 10.71% | 516.9896 | 1057.663 | 5.3637 | 439.9399 | 71.6861 | 8.5608 | 914.9738 | 134.1284 | 781 | 0.011135 | 0.0063964 | 0.0012644 | 113615.2697 | 8.7363 | 1103.2286 | 153.1184 | 784.5946 | 99079.3341 | 13751.3411 | 116955.4267 | 1213.3972 | 99524.9258 | 16217.1038 | 164046.4679 | 1327.7988 | 141914.9882 | 20803.681 |  | 1167 | 781-43AE | 1265.0833 | 748.0937 | 207.4204 | 52.3436 | 18.2915 | 0.044789 | 1077.3116 | 594.3742 | 71.9475 | 135.4281 | 8.7363 | 3.3726 | 0.17554 | 7.5319 | 2.6624 | 0 | 1.1025 | 0.60828 | 0.073631 | 0.10191 | 153.1184 | 81.4324 | 18.9901 | 40.6772 | 13.8814 | 0 | 100.1388 | 55.2486 | 6.6877 | 12.3024 | 1103.2286 | 663.2887 | 188.2547 | 4.1345 | 1.7476 | 0.044789 | 976.0703 | 538.5173 | 65.1862 | 123.0238 | 0.0002856 | 0.0001534 | 4e-06 | 0.010654 | 0.006048 | 0.0010654 | 0.000195 | 5000000 | scaled
781-44 | 408038.5562 | 39350.8773 | 357807.803 | 10879.8758 | 9.644% | 87.69% | 2.666% | 184122.646 | 376708.591 | 1528.469 | 164930.7024 | 17663.4746 | 2694.2688 | 338790.7392 | 35223.5829 | 781 | 0.057288 | 0.0351 | 0.016824 | 7122633.1038 | 2755.2256 | 367082.9748 | 38200.3558 | 48094.6235 | 6407721.3009 | 666817.1781 | 6379407.0109 | 52957.7765 | 5714452.307 | 611996.9272 | 1862196.4337 | 13318.6708 | 1674755.8232 | 174121.9393 |  | 1168 | 781-44 | 408038.5562 | 223915.9102 | 31329.9652 | 39350.8773 | 17445.6122 | 467.3412 | 357807.803 | 195590.4221 | 19982.7482 | 10879.8758 | 2755.2256 | 1226.7565 | 60.9568 | 2380.1696 | 1016.3218 | 28.8337 | 366.8692 | 202.248 | 23.9363 | 8.1868 | 38200.3558 | 20536.8812 | 2976.7729 | 7526.6897 | 3203.3402 | 91.5768 | 29685.3307 | 16345.2056 | 1896.8607 | 988.3354 | 367082.9748 | 202152.2724 | 28292.2356 | 29444.018 | 13225.9502 | 346.9307 | 327755.6031 | 179042.9685 | 18061.9512 | 9883.3537 | 0.031486 | 0.013778 | 0.0003514 | 0.010365 | 0.0058858 | 0.0010364 | 0.015436 | 5000000 | scaled
783-1451F | 122427.988 | 0 | 122427.988 | 0 | 0% | 100% | 0% | 19550.9179 | 40609.2263 | 24.6217 | 17915.3842 | 1610.912 | 51.1417 | 37212.0582 | 3346.0265 | 783 | 0.010483 | 0.010483 | 0.010483 | 11679162.4215 | 154.1811 | 112186.2646 | 10087.5423 | 14708.2928 | 10702141.1291 | 962312.9996 | 9814079.5318 | 12359.4783 | 8993081.8838 | 808638.1496 | 7805197.3442 | 9829.5686 | 7152252.9199 | 643114.8568 |  | 1169 | 783-1451F | 122427.988 | 102877.0701 | 81818.7617 | 0 | 0 | 0 | 122427.988 | 102877.0701 | 81818.7617 | 0 | 154.1811 | 129.5595 | 103.0394 | 0 | 0 | 0 | 154.1811 | 129.5595 | 103.0394 | 0 | 10087.5423 | 8476.6303 | 6741.5158 | 0 | 0 | 0 | 10087.5423 | 8476.6303 | 6741.5158 | 0 | 112186.2646 | 94270.8804 | 74974.2064 | 0 | 0 | 0 | 112186.2646 | 94270.8804 | 74974.2064 | 0 | 0 | 0 | 0 | 0.010483 | 0.010483 | 0.010483 | 0 | 5000000 | scaled
783-1452F | 31579.0137 | 0 | 31579.0137 | 0 | 0% | 100% | 0% | 5047.8095 | 10474.5879 | 6.1936 | 4618.6654 | 422.9505 | 12.8522 | 9584.0814 | 877.6543 | 783 | 0.010577 | 0.010577 | 0.010577 | 2985574.0319 | 38.7472 | 28894.2952 | 2645.9712 | 3663.2755 | 2731752.7559 | 250158 | 2508339.0793 | 3077.7121 | 2295090.3606 | 210171.0027 | 1995275.2817 | 2448.1869 | 1825645.1486 | 167181.9452 |  | 1170 | 783-1452F | 31579.0137 | 26531.2041 | 21104.4257 | 0 | 0 | 0 | 31579.0137 | 26531.2041 | 21104.4257 | 0 | 38.7472 | 32.5536 | 25.895 | 0 | 0 | 0 | 38.7472 | 32.5536 | 25.895 | 0 | 2645.9712 | 2223.0207 | 1768.3169 | 0 | 0 | 0 | 2645.9712 | 2223.0207 | 1768.3169 | 0 | 28894.2952 | 24275.6298 | 19310.2139 | 0 | 0 | 0 | 28894.2952 | 24275.6298 | 19310.2139 | 0 | 0 | 0 | 0 | 0.010577 | 0.010577 | 0.010577 | 0 | 5000000 | scaled
783-847F | 68083.8716 | 0 | 68083.8716 | 0 | 0% | 100% | 0% | 10878.279 | 22586.6016 | 12.9916 | 9952.7481 | 912.5394 | 26.9745 | 20664.9189 | 1894.7081 | 783 | 0.010505 | 0.010505 | 0.010505 | 6481338.8049 | 81.3107 | 62291.2519 | 5711.309 | 7740.4805 | 5929902.3237 | 543696 | 5445765.9083 | 6503.725 | 4982436.6363 | 456825.5468 | 4331175.8706 | 5172.6014 | 3962676.6356 | 363326.6317 |  | 1171 | 783-847F | 68083.8716 | 57205.5926 | 45497.27 | 0 | 0 | 0 | 68083.8716 | 57205.5926 | 45497.27 | 0 | 81.3107 | 68.319 | 54.3361 | 0 | 0 | 0 | 81.3107 | 68.319 | 54.3361 | 0 | 5711.309 | 4798.7696 | 3816.6009 | 0 | 0 | 0 | 5711.309 | 4798.7696 | 3816.6009 | 0 | 62291.2519 | 52338.5039 | 41626.333 | 0 | 0 | 0 | 62291.2519 | 52338.5039 | 41626.333 | 0 | 0 | 0 | 0 | 0.010505 | 0.010505 | 0.010505 | 0 | 5000000 | scaled
783-848F | 97081.8891 | 0 | 97081.8891 | 0 | 0% | 100% | 0% | 15519.3228 | 32210.1499 | 19.8352 | 14148.5459 | 1350.9416 | 41.1678 | 29365.1206 | 2803.8615 | 783 | 0.010408 | 0.010408 | 0.010408 | 9327263.4728 | 124.0803 | 88506.927 | 8450.8818 | 11921.1679 | 8503413.3046 | 811929 | 7836225.197 | 10015.4731 | 7144074.118 | 682135.6022 | 6232633.1876 | 7965.9234 | 5682122.7491 | 542544.5144 |  | 1172 | 783-848F | 97081.8891 | 81562.5663 | 64871.7393 | 0 | 0 | 0 | 97081.8891 | 81562.5663 | 64871.7393 | 0 | 124.0803 | 104.245 | 82.9125 | 0 | 0 | 0 | 124.0803 | 104.245 | 82.9125 | 0 | 8450.8818 | 7099.9402 | 5647.0203 | 0 | 0 | 0 | 8450.8818 | 7099.9402 | 5647.0203 | 0 | 88506.927 | 74358.3811 | 59141.8064 | 0 | 0 | 0 | 88506.927 | 74358.3811 | 59141.8064 | 0 | 0 | 0 | 0 | 0.010408 | 0.010408 | 0.010408 | 0 | 5000000 | scaled
783-849F | 24529.1556 | 0 | 24529.1556 | 0 | 0% | 100% | 0% | 3915.2577 | 8140.4812 | 5.8 | 3577.2502 | 332.2075 | 12.0592 | 7437.7066 | 690.7154 | 783 | 0.01043 | 0.01043 | 0.01043 | 2351788.6472 | 36.3371 | 22411.5328 | 2081.2856 | 3483.9061 | 2148756.7411 | 199548 | 1976404.396 | 2927.8173 | 1805779.7289 | 167696.8483 | 1571301.4736 | 2327.7036 | 1435649.6863 | 133324.0837 |  | 1173 | 783-849F | 24529.1556 | 20613.8979 | 16388.6744 | 0 | 0 | 0 | 24529.1556 | 20613.8979 | 16388.6744 | 0 | 36.3371 | 30.5371 | 24.2779 | 0 | 0 | 0 | 36.3371 | 30.5371 | 24.2779 | 0 | 2081.2856 | 1749.0781 | 1390.5702 | 0 | 0 | 0 | 2081.2856 | 1749.0781 | 1390.5702 | 0 | 22411.5328 | 18834.2826 | 14973.8262 | 0 | 0 | 0 | 22411.5328 | 18834.2826 | 14973.8262 | 0 | 0 | 0 | 0 | 0.01043 | 0.01043 | 0.01043 | 0 | 5000000 | scaled
783-854F | 81195.3171 | 0 | 81195.3171 | 0 | 0% | 100% | 0% | 12974.612 | 26965.567 | 14.6822 | 11880.8058 | 1079.124 | 30.5146 | 24692.2732 | 2242.7792 | 783 | 0.010332 | 0.010332 | 0.010332 | 7858321.1122 | 91.8817 | 74350.2613 | 6753.174 | 8892.5841 | 7195836.5278 | 653592 | 6602600.0745 | 7471.593 | 6045977.2636 | 549151.215 | 5248514.3926 | 5939.291 | 4806045.8514 | 436529.2498 |  | 1174 | 783-854F | 81195.3171 | 68220.705 | 54229.7501 | 0 | 0 | 0 | 81195.3171 | 68220.705 | 54229.7501 | 0 | 91.8817 | 77.1995 | 61.3671 | 0 | 0 | 0 | 91.8817 | 77.1995 | 61.3671 | 0 | 6753.174 | 5674.05 | 4510.3948 | 0 | 0 | 0 | 6753.174 | 5674.05 | 4510.3948 | 0 | 74350.2613 | 62469.4555 | 49657.9882 | 0 | 0 | 0 | 74350.2613 | 62469.4555 | 49657.9882 | 0 | 0 | 0 | 0 | 0.010332 | 0.010332 | 0.010332 | 0 | 5000000 | scaled
788-34R | 9132236.592 | 8614677.872 | 506521.4185 | 11037.3015 | 94.33% | 5.547% | 0.1209% | 4485047.045 | 8952386.1896 | 610748.365 | 216116.6607 | 3658182.02 | 1214202.0746 | 447981.4395 | 7290202.676 | 788 | 0.12404 | 0.073313 | 0.022547 | 73621183.1324 | 1232181.963 | 497409.8624 | 7402644.767 | 9933458.5823 | 4009959.9044 | 59677764.6489 | 63388515.3343 | 8631889.858 | 3054441.5975 | 51702183.8888 | 7976830.3159 | 1081888.5282 | 399164.1839 | 6495777.6042 |  | 1175 | 788-34R | 9132236.592 | 4647189.547 | 179850.4024 | 8614677.872 | 4352853.053 | 125960.8884 | 506521.4185 | 283299.192 | 42852.2124 | 11037.3015 | 1232181.963 | 621433.598 | 17979.8884 | 1231473.51 | 621033.6975 | 17912.3499 | 700.1481 | 391.5953 | 59.2332 | 8.3052 | 7402644.767 | 3744462.747 | 112442.091 | 7357712.439 | 3718890.082 | 107722.9597 | 43929.6917 | 24570.0294 | 3716.4953 | 1002.636 | 497409.8624 | 281293.2017 | 49428.4229 | 25491.9234 | 12929.2742 | 325.5788 | 461891.5787 | 258337.5673 | 39076.4839 | 10026.3603 | 0.043828 | 0.021116 | 0.0005366 | 0.064673 | 0.036654 | 0.0064672 | 0.015543 | 5000000 | scaled
789-15 | 761980.5628 | 761323.2888 | 0 | 657.2739 | 99.91% | 0% | 0.08626% | 512145.5093 | 737959.3019 | 26925.7885 | 45.7061 | 485174.0147 | 39202.3287 | 79.6705 | 698677.3026 | 789 | 0.0041662 | 0.0023362 | 0.0009746 | 182895819.4038 | 40359.1076 | 677.6367 | 720943.8184 | 9687270.8103 | 162651.0333 | 173045897.5565 | 106940781.3971 | 5622356.9446 | 9543.8589 | 101308880.5885 | 24647302.3599 | 1309329.1824 | 2660.9378 | 23335312.2393 |  | 1176 | 789-15 | 761980.5628 | 249835.0535 | 24021.2609 | 761323.2888 | 249177.7796 | 23363.9869 | 0 | 0 | 0 | 657.2739 | 40359.1076 | 13433.3192 | 1156.7789 | 40358.6131 | 13432.8246 | 1156.2843 | 0 | 0 | 0 | 0.49458 | 720943.8184 | 235769.8037 | 22266.5158 | 720884.1112 | 235710.0965 | 22206.8086 | 0 | 0 | 0 | 59.7072 | 677.6367 | 631.9306 | 597.9662 | 80.5646 | 34.8585 | 0.89406 | 0 | 0 | 0 | 597.0721 | 0.0032274 | 0.0013974 | 3.58e-05 | 0 | 0 | 0 | 0.0009388 | 5000000 | scaled
789-4R | 10274005.92 | 10265348.93 | 0 | 8656.9811 | 99.92% | 0% | 0.08426% | 5626187.454 | 10210280.878 | 358482.1848 | 5313.2524 | 5262392.012 | 651289.696 | 11144.0293 | 9547847.1483 | 789 | 0.050279 | 0.029556 | 0.012718 | 204338276.1131 | 655135.595 | 19174.0645 | 9599696.256 | 13029900.8142 | 381350.3053 | 190927024.9048 | 157253586.9293 | 10019682.0442 | 148506.9597 | 147085397.7904 | 5010775.7714 | 319625.5488 | 5469.0202 | 4685681.2002 |  | 1177 | 789-4R | 10274005.92 | 4647818.466 | 63725.0419 | 10265348.93 | 4639161.485 | 55068.0609 | 0 | 0 | 0 | 8656.9811 | 655135.595 | 296653.4102 | 3845.899 | 655129.0809 | 296646.8961 | 3839.3849 | 0 | 0 | 0 | 6.5141 | 9599696.256 | 4337304.244 | 51849.1077 | 9598909.85 | 4336517.838 | 51062.7017 | 0 | 0 | 0 | 786.4061 | 19174.0645 | 13860.8122 | 8030.0352 | 11310.0037 | 5996.7513 | 165.9743 | 0 | 0 | 0 | 7864.0609 | 0.038017 | 0.017293 | 0.0004548 | 0 | 0 | 0 | 0.012263 | 5000000 | scaled
79-1215F | 324126.2707 | 322778.0694 | 1173.0331 | 175.1681 | 99.58% | 0.3619% | 0.05404% | 75286.1555 | 310652.528 | 3809.1134 | 656.8635 | 70820.1786 | 15557.1511 | 1493.8444 | 293601.5324 | 79 | 0.1831 | 0.10423 | 0.018498 | 1770191.2738 | 16221.9175 | 1762.3743 | 306141.9788 | 88594.7838 | 9625.0748 | 1671971.4149 | 2387436.4639 | 120792.6749 | 20830.1238 | 2245813.6645 | 728397.0391 | 36477.3559 | 3502.6653 | 688417.0178 |  | 1178 | 79-1215F | 324126.2707 | 248840.1152 | 13473.7427 | 322778.0694 | 248001.7341 | 13188.434 | 1173.0331 | 663.2129 | 110.1406 | 175.1681 | 16221.9175 | 12412.8042 | 664.7664 | 16220.8924 | 12412.1673 | 664.5507 | 0.89337 | 0.5051 | 0.083882 | 0.13181 | 306141.9788 | 235321.8002 | 12540.4464 | 306032.4404 | 235252.9533 | 12515.7431 | 93.626 | 52.9345 | 8.7909 | 15.9124 | 1762.3743 | 1105.5108 | 268.5299 | 524.7366 | 336.6135 | 8.1401 | 1078.5138 | 609.7733 | 101.2659 | 159.1239 | 0.0004792 | 0.0003378 | 8.6e-06 | 0.18237 | 0.10364 | 0.018237 | 0.000252 | 5000000 | scaled
79-658R | 12321075.9 | 12230390.88 | 84071.8795 | 6613.1432 | 99.26% | 0.6823% | 0.05367% | 3536495.144 | 12040150.3727 | 206326.6831 | 34404.3601 | 3295764.096 | 704977.425 | 76584.7883 | 11258588.1553 | 79 | 0.46655 | 0.2739 | 0.052159 | 26408794.5181 | 720625.1021 | 89643.4438 | 11510807.35 | 1544576.1718 | 192140.3054 | 24672078.032 | 32072687.2828 | 1871189.1055 | 312015.2117 | 29889482.9216 | 5385966.0748 | 315360.222 | 34258.9635 | 5036346.8875 |  | 1179 | 79-658R | 12321075.9 | 8784580.756 | 280925.5273 | 12230390.88 | 8730315.936 | 266141.8299 | 84071.8795 | 47651.6772 | 8170.5542 | 6613.1432 | 720625.1021 | 514298.419 | 15647.6771 | 720273.7877 | 514097.1395 | 15609.0419 | 346.3381 | 196.3034 | 33.659 | 4.9762 | 11510807.35 | 8215043.254 | 252219.1947 | 11496569.24 | 8206712.89 | 250293.0993 | 13637.3757 | 7729.6217 | 1325.353 | 600.7425 | 89643.4438 | 55239.0837 | 13058.6555 | 13547.8535 | 9505.907 | 239.6887 | 70088.1657 | 39725.7521 | 6811.5422 | 6007.4246 | 0.034298 | 0.02435 | 0.0006198 | 0.42302 | 0.24031 | 0.042302 | 0.0092374 | 5000000 | scaled
79-660R | 2087038.56 | 2034167.145 | 47227.3245 | 5644.0911 | 97.47% | 2.263% | 0.2704% | 1069354.108 | 2049644.3233 | 47447.1008 | 20664.5005 | 1001242.5065 | 89234.9238 | 44479.2048 | 1915930.1947 | 79 | 0.45747 | 0.26332 | 0.050612 | 4562118.1127 | 90484.0117 | 53509.3944 | 1943045.154 | 197791.6251 | 116967.737 | 4247358.7507 | 3864799.6403 | 171480.6505 | 74684.4787 | 3618634.5103 | 738847.1558 | 32167.0296 | 16033.6765 | 690646.4497 |  | 1180 | 79-660R | 2087038.56 | 1017684.452 | 37394.2367 | 2034167.145 | 985268.4817 | 27160.3428 | 47227.3245 | 26771.8794 | 4589.8028 | 5644.0911 | 90484.0117 | 43036.9109 | 1249.0878 | 90295.6566 | 42928.2981 | 1226.9482 | 184.108 | 104.3658 | 17.8926 | 4.247 | 1943045.154 | 941802.6475 | 27114.9593 | 1934143.482 | 936534.4626 | 25786.9625 | 8388.9594 | 4755.4718 | 815.2837 | 512.7131 | 53509.3944 | 32844.8939 | 9030.1896 | 9728.0063 | 5805.721 | 146.4321 | 38654.2571 | 21912.0418 | 3756.6264 | 5127.131 | 0.026675 | 0.015128 | 0.0003838 | 0.42285 | 0.24025 | 0.042285 | 0.0079424 | 5000000 | scaled
79-668R | 1606906.818 | 1139716.618 | 460060.899 | 7129.3011 | 70.93% | 28.63% | 0.4437% | 577301.496 | 1538433.6256 | 22081.61 | 177948.4375 | 377271.448 | 65191.6797 | 371561.1413 | 1101680.804 | 79 | 0.43999 | 0.2571 | 0.050624 | 3652153.9139 | 66232.1592 | 417828.0843 | 1122846.574 | 150531.4662 | 949633.455 | 2551988.9915 | 4004759.7973 | 153180.8675 | 1234434.266 | 2617144.6603 | 1352583.6054 | 57316.2181 | 326674.8073 | 968592.5796 |  | 1181 | 79-668R | 1606906.818 | 1029605.322 | 68473.1924 | 1139716.618 | 761681.8006 | 16701.2156 | 460060.899 | 260794.2203 | 44642.6758 | 7129.3011 | 66232.1592 | 44150.5492 | 1040.4794 | 65413.3152 | 43684.0485 | 956.1777 | 813.4794 | 461.1362 | 78.9371 | 5.3646 | 1122846.574 | 745575.126 | 21165.77 | 1072716.423 | 716877.3925 | 15716.5313 | 49482.5213 | 28050.1029 | 4801.6081 | 647.6306 | 417828.0843 | 239879.6468 | 46266.943 | 1586.8801 | 1120.3597 | 28.5066 | 409764.8984 | 232282.9812 | 39762.1305 | 6476.3059 | 0.029807 | 0.01965 | 0.0004998 | 0.40006 | 0.22733 | 0.040006 | 0.010118 | 5000000 | scaled
79-676R | 9714146.446 | 9547621.977 | 163732.4612 | 2792.0078 | 98.29% | 1.686% | 0.02874% | 2408865.884 | 9516027.0201 | 139224.4872 | 66627.5618 | 2203013.835 | 557299.1824 | 142947.1376 | 8815780.7004 | 79 | 0.38409 | 0.22257 | 0.040813 | 25291262.8674 | 567916.8825 | 160079.2278 | 8986150.336 | 1478599.8175 | 416774.2223 | 23395888.8284 | 32821953.0761 | 1897000.4168 | 907832.4875 | 30017120.172 | 4854297.7738 | 284288.4089 | 72919.9245 | 4497089.4405 |  | 1182 | 79-676R | 9714146.446 | 7305280.562 | 198119.4259 | 9547621.977 | 7209689.521 | 179482.5618 | 163732.4612 | 92799.033 | 15844.8563 | 2792.0078 | 567916.8825 | 428692.3953 | 10617.7001 | 567721.6518 | 428580.8337 | 10596.9094 | 193.1299 | 109.4607 | 18.6897 | 2.1009 | 8986150.336 | 6783136.501 | 170369.6356 | 8971491.591 | 6774718.451 | 168721.9836 | 14405.1168 | 8164.422 | 1394.0242 | 253.6279 | 160079.2278 | 93451.666 | 17132.0902 | 8408.7343 | 6390.2367 | 163.6688 | 149134.2145 | 84525.1503 | 14432.1424 | 2536.279 | 0.01407 | 0.010619 | 0.0002696 | 0.36609 | 0.20802 | 0.036609 | 0.003935 | 5000000 | scaled
79-679R | 18448582.76 | 18245131.61 | 198973.2731 | 4477.8761 | 98.9% | 1.079% | 0.02427% | 5436472.03 | 18164820.9005 | 298235.328 | 78780.0412 | 5059456.67 | 1003215.5755 | 164967.8489 | 16996637.4804 | 79 | 0.3939 | 0.23025 | 0.043075 | 46835415.9812 | 1017740.323 | 186562.2713 | 17244280.17 | 2583737.2989 | 473625.6273 | 43778053.0659 | 56512623.7235 | 3100183.4976 | 818925.7299 | 52593514.5916 | 6587561.7986 | 363821.0714 | 59826.4032 | 6163914.3256 |  | 1183 | 79-679R | 18448582.76 | 13012110.73 | 283761.8595 | 18245131.61 | 12894898.19 | 260034.7547 | 198973.2731 | 112734.6623 | 19249.2286 | 4477.8761 | 1017740.323 | 719504.995 | 14524.7475 | 1017464.913 | 719347.4923 | 14495.0601 | 272.0405 | 154.1332 | 26.318 | 3.3695 | 17244280.17 | 12184823.5 | 247642.6896 | 17226009.55 | 12174295.4 | 245507.7182 | 17863.8441 | 10121.3314 | 1728.198 | 406.7733 | 186562.2713 | 107782.2301 | 21594.4224 | 1657.1495 | 1255.2992 | 31.9764 | 180837.3885 | 102459.1977 | 17494.7127 | 4067.7333 | 0.025346 | 0.018131 | 0.0004606 | 0.36216 | 0.20572 | 0.036216 | 0.0063992 | 5000000 | scaled
79-685R | 2564752.449 | 2548703.354 | 13743.305 | 2305.7895 | 99.37% | 0.5359% | 0.0899% | 595178.848 | 2499048.7559 | 29072.7098 | 193.1498 | 565912.989 | 122324.9545 | 464.4138 | 2376259.3874 | 79 | 0.43155 | 0.42793 | 0.41678 | 5943134.2388 | 124837.3306 | 14034.9473 | 2425880.171 | 289277.4365 | 32522.2716 | 5621334.5304 | 4602564.5363 | 224821.5364 | 1493.6424 | 4376249.362 | 157644.3194 | 7716.4698 | 29.296 | 149898.5536 |  | 1184 | 79-685R | 2564752.449 | 1969573.601 | 65703.6931 | 2548703.354 | 1953713.64 | 50049.8584 | 13743.305 | 13554.1709 | 13348.0452 | 2305.7895 | 124837.3306 | 95764.6208 | 2512.3761 | 124751.4416 | 95679.8899 | 2428.9073 | 84.154 | 82.9959 | 81.7337 | 1.735 | 2425880.171 | 1859967.182 | 49620.7836 | 2423824.795 | 1857937.21 | 47618.4963 | 1845.9166 | 1820.5133 | 1792.8277 | 209.4595 | 14034.9473 | 13841.7975 | 13570.5335 | 127.118 | 96.5408 | 2.4548 | 11813.2344 | 11650.6618 | 11473.4837 | 2094.595 | 0.015055 | 0.011436 | 0.0002906 | 0.41327 | 0.41327 | 0.41327 | 0.0032196 | 5000000 | scaled
79-714R | 5536620.534 | 5332550.59 | 200312.3058 | 3757.6385 | 96.31% | 3.618% | 0.06787% | 1329890.498 | 5415731.7352 | 70189.3167 | 78543.6955 | 1181157.487 | 294738.1572 | 165310.9933 | 4955682.5852 | 79 | 0.37772 | 0.22015 | 0.041114 | 14658165.0384 | 300293.7058 | 186111.5747 | 5050215.254 | 795025.5345 | 492729.1225 | 13370410.3826 | 19108610.5373 | 1008519.3621 | 1128559.7496 | 16971531.4428 | 2940360.3382 | 160022.0302 | 89752.2093 | 2690586.0989 |  | 1185 | 79-714R | 5536620.534 | 4206730.036 | 120888.7988 | 5332550.59 | 4089526.969 | 97767.259 | 200312.3058 | 113445.4283 | 19363.9013 | 3757.6385 | 300293.7058 | 230104.3891 | 5555.5486 | 299980.5971 | 229925.8361 | 5522.7267 | 310.2812 | 175.7255 | 29.9944 | 2.8275 | 5050215.254 | 3869057.767 | 94532.6688 | 5029020.219 | 3856906.085 | 92175.4264 | 20853.6878 | 11810.3355 | 2015.8959 | 341.3465 | 186111.5747 | 107567.8792 | 20800.5814 | 3549.7733 | 2695.0474 | 69.1059 | 179148.3369 | 101459.3673 | 17318.011 | 3413.4645 | 0.01796 | 0.013563 | 0.0003444 | 0.35443 | 0.20126 | 0.035443 | 0.0053262 | 5000000 | scaled
79-782R | 2969.2366 | 0 | 2969.2366 | 0 | 0% | 100% | 0% | 41.246 | 86.3326 | 0.26929 | 32.5101 | 8.4666 | 0.56366 | 68.0473 | 17.7216 | 79 | 0.40924 | 0.40924 | 0.40924 | 7255.4648 | 19.386 | 2340.3514 | 609.4991 | 47.3706 | 5718.7553 | 1489.3389 | 7154.6784 | 46.7126 | 5639.3156 | 1468.6503 | 7044.5073 | 45.9933 | 5552.4787 | 1446.0353 |  | 1186 | 79-782R | 2969.2366 | 2927.9906 | 2882.904 | 0 | 0 | 0 | 2969.2366 | 2927.9906 | 2882.904 | 0 | 19.386 | 19.1167 | 18.8224 | 0 | 0 | 0 | 19.386 | 19.1167 | 18.8224 | 0 | 609.4991 | 601.0325 | 591.7775 | 0 | 0 | 0 | 609.4991 | 601.0325 | 591.7775 | 0 | 2340.3514 | 2307.8414 | 2272.3041 | 0 | 0 | 0 | 2340.3514 | 2307.8414 | 2272.3041 | 0 | 0 | 0 | 0 | 0.40924 | 0.40924 | 0.40924 | 0 | 5000000 | scaled
79-785 | 18780928.53 | 18244488.23 | 528026.7206 | 8413.5815 | 97.14% | 2.812% | 0.0448% | 6154888.14 | 18387548.9368 | 403619.281 | 209010.891 | 5542257.98 | 1220630.154 | 439805.3239 | 16727113.463 | 79 | 0.38023 | 0.22528 | 0.045591 | 49393625.9862 | 1243380.637 | 493544.6271 | 17044003.27 | 3270076.772 | 1298016.6917 | 44825532.5332 | 56046237.7319 | 3675345.784 | 1903247.2758 | 50467644.7814 | 8628410.5968 | 572784.2352 | 206379.9221 | 7849246.4414 |  | 1187 | 79-785 | 18780928.53 | 12626040.39 | 393379.5932 | 18244488.23 | 12318707.11 | 334038.677 | 528026.7206 | 298919.6987 | 50927.3347 | 8413.5815 | 1243380.637 | 839761.356 | 22750.483 | 1242557.384 | 839292.56 | 22665.3613 | 816.9214 | 462.4651 | 78.7908 | 6.3309 | 17044003.27 | 11501745.29 | 316889.807 | 16992002.95 | 11471975.92 | 311183.8783 | 51236.0284 | 29005.0817 | 4941.6332 | 764.2955 | 493544.6271 | 284533.7361 | 53739.3032 | 9927.9012 | 7438.629 | 189.4374 | 475973.7708 | 269452.152 | 45906.9107 | 7642.9551 | 0.037654 | 0.02567 | 0.0006522 | 0.33071 | 0.18774 | 0.033071 | 0.011868 | 5000000 | scaled
79-799R | 3034823.48 | 2947432.511 | 83523.0373 | 3867.9318 | 97.12% | 2.752% | 0.1275% | 755962.502 | 2961673.3297 | 31783.1449 | 32232.3394 | 691947.017 | 126466.1075 | 67483.0697 | 2767724.1521 | 79 | 0.77068 | 0.44673 | 0.07909 | 3937844.4582 | 129094.2211 | 78297.6175 | 2827431.641 | 167506.6001 | 101595.3123 | 3668742.5452 | 5101252.2178 | 214473.3869 | 217504.5622 | 4669274.2639 | 924895.25 | 39493.8567 | 21074.1576 | 864327.2355 |  | 1188 | 79-799R | 3034823.48 | 2278860.978 | 73150.1503 | 2947432.511 | 2227607.03 | 61071.1614 | 83523.0373 | 47386.0157 | 8211.0571 | 3867.9318 | 129094.2211 | 97311.0762 | 2628.1136 | 129002.6054 | 97257.8397 | 2616.4826 | 88.7052 | 50.3261 | 8.7205 | 2.9105 | 2827431.641 | 2135484.624 | 59707.4889 | 2817783.928 | 2129859.062 | 58442.2097 | 9296.3479 | 5274.1962 | 913.9136 | 351.3656 | 78297.6175 | 46065.2781 | 10814.5478 | 645.9776 | 490.1288 | 12.4691 | 74137.9842 | 42061.4935 | 7288.423 | 3513.6558 | 0.035948 | 0.026932 | 0.0006848 | 0.72925 | 0.41431 | 0.072925 | 0.00548 | 5000000 | scaled
79-808R | 19978325.5 | 19824672.46 | 146900.5349 | 6752.5064 | 99.23% | 0.7353% | 0.0338% | 8724258.99 | 19589807.9404 | 447930.7309 | 57459.5378 | 8218868.72 | 1007379.3052 | 120451.566 | 18461977.0731 | 79 | 0.44563 | 0.25717 | 0.049614 | 44831664.0853 | 1026341.958 | 139332.1059 | 18812651.44 | 2303126.851 | 312663.3495 | 42215873.8935 | 43760412.2258 | 2246796.3704 | 288213.9406 | 41225401.9085 | 7830741.8733 | 402685.2806 | 48148.7682 | 7379907.8261 |  | 1189 | 79-808R | 19978325.5 | 11254066.51 | 388517.5596 | 19824672.46 | 11164066.33 | 367516.201 | 146900.5349 | 83247.6779 | 14248.8521 | 6752.5064 | 1026341.958 | 578411.2271 | 18962.6528 | 1026147.882 | 578299.0441 | 18939.2399 | 188.9943 | 107.102 | 18.3318 | 5.081 | 18812651.44 | 10593782.72 | 350674.3669 | 18796349.57 | 10584278.75 | 348539.2366 | 15688.4676 | 8890.5633 | 1521.728 | 613.4023 | 139332.1059 | 81872.5681 | 18880.5399 | 2175.0099 | 1488.5323 | 37.7245 | 131023.073 | 74250.0127 | 12708.7923 | 6134.0231 | 0.041448 | 0.023454 | 0.0005962 | 0.39463 | 0.22417 | 0.039463 | 0.0095556 | 5000000 | scaled
791-419F | 3349759.385 | 3101216.474 | 244656.6803 | 3886.2311 | 92.58% | 7.304% | 0.116% | 1712174.023 | 3297600.7231 | 115627.6837 | 97811.6888 | 1498734.651 | 221126.5901 | 203141.4272 | 2873332.7065 | 791 | 0.11325 | 0.064311 | 0.014418 | 29577718.0343 | 223179.3488 | 225882.8459 | 2900697.191 | 1970629.8546 | 1994501.2035 | 25612586.9824 | 25463534.4187 | 1719620.4732 | 1454660.1402 | 22289253.8127 | 3617506.9314 | 242578.4804 | 222848.5443 | 3152079.9075 |  | 1190 | 791-419F | 3349759.385 | 1637585.362 | 52158.6619 | 3101216.474 | 1496370.986 | 26805.0898 | 244656.6803 | 137328.1455 | 21467.341 | 3886.2311 | 223179.3488 | 107551.6651 | 2052.7587 | 222800.1134 | 107337.5137 | 2016.8151 | 376.3112 | 211.2271 | 33.0193 | 2.9243 | 2900697.191 | 1401962.54 | 27364.4844 | 2874433.476 | 1387065.595 | 24737.9296 | 25910.6866 | 14543.9174 | 2273.5269 | 353.0279 | 225882.8459 | 128071.1571 | 22741.4188 | 3982.8845 | 1967.8771 | 50.345 | 218369.6825 | 122573.001 | 19160.7948 | 3530.2789 | 0.02105 | 0.0096226 | 0.0002448 | 0.0867 | 0.049185 | 0.00867 | 0.0055036 | 5000000 | scaled
791-424F | 71897.4631 | 0 | 71897.4631 | 0 | 0% | 100% | 0% | 4215.2819 | 8750.5839 | 6.2912 | 3862.4224 | 346.5682 | 13.0601 | 8018.0763 | 719.4475 | 791 | 0.087564 | 0.087564 | 0.087564 | 821082.8528 | 107.3058 | 65878.9578 | 5911.1996 | 1225.4527 | 752350.3645 | 67507.0355 | 772943.5235 | 1153.6055 | 708240.7557 | 63549.1603 | 721149.5021 | 1076.3038 | 660782.3912 | 59290.8071 |  | 1191 | 791-424F | 71897.4631 | 67682.1813 | 63146.8792 | 0 | 0 | 0 | 71897.4631 | 67682.1813 | 63146.8792 | 0 | 107.3058 | 101.0145 | 94.2457 | 0 | 0 | 0 | 107.3058 | 101.0145 | 94.2457 | 0 | 5911.1996 | 5564.6314 | 5191.7521 | 0 | 0 | 0 | 5911.1996 | 5564.6314 | 5191.7521 | 0 | 65878.9578 | 62016.5353 | 57860.8815 | 0 | 0 | 0 | 65878.9578 | 62016.5353 | 57860.8815 | 0 | 0 | 0 | 0 | 0.087564 | 0.087564 | 0.087564 | 0 | 5000000 | scaled
791-425F | 42428.6564 | 0 | 42428.6564 | 0 | 0% | 100% | 0% | 2483.6303 | 5158.7341 | 3.4946 | 2271.6634 | 208.4723 | 7.2586 | 4718.4588 | 433.0167 | 791 | 0.087701 | 0.087701 | 0.087701 | 483786.498 | 59.6993 | 38807.5573 | 3561.3999 | 680.7123 | 442497.449 | 40608.3368 | 455467.2694 | 640.8657 | 416595.1422 | 38231.2619 | 424964.7935 | 597.9472 | 388695.9186 | 35670.9283 |  | 1192 | 791-425F | 42428.6564 | 39945.0261 | 37269.9224 | 0 | 0 | 0 | 42428.6564 | 39945.0261 | 37269.9224 | 0 | 59.6993 | 56.2047 | 52.4407 | 0 | 0 | 0 | 59.6993 | 56.2047 | 52.4407 | 0 | 3561.3999 | 3352.9275 | 3128.3832 | 0 | 0 | 0 | 3561.3999 | 3352.9275 | 3128.3832 | 0 | 38807.5573 | 36535.8939 | 34089.0984 | 0 | 0 | 0 | 38807.5573 | 36535.8939 | 34089.0984 | 0 | 0 | 0 | 0 | 0.087701 | 0.087701 | 0.087701 | 0 | 5000000 | scaled
792-1172F | 6355.8065 | 2598.8677 | 0 | 3756.9388 | 40.89% | 0% | 59.11% | 1473.6177 | 2569.8395 | 0.70352 | 1469.298 | 3.6162 | 1.0775 | 2563.2206 | 5.5413 | 792 | 0.014697 | 0.0093652 | 0.0053962 | 432467.8145 | 4.0322 | 6004.2999 | 347.4744 | 274.3639 | 408550.2695 | 23643.1811 | 521311.7488 | 248.8785 | 519783.6077 | 1279.2623 | 701598.7137 | 294.1831 | 699791.6798 | 1512.8505 |  | 1193 | 792-1172F | 6355.8065 | 4882.1888 | 3785.967 | 2598.8677 | 1125.25 | 29.0282 | 0 | 0 | 0 | 3756.9388 | 4.0322 | 3.3287 | 2.9547 | 1.2052 | 0.50172 | 0.1277 | 0 | 0 | 0 | 2.827 | 347.4744 | 343.8582 | 341.9331 | 6.1915 | 2.5753 | 0.65016 | 0 | 0 | 0 | 341.2829 | 6004.2999 | 4535.0019 | 3441.0793 | 2591.471 | 1122.1729 | 28.2503 | 0 | 0 | 0 | 3412.8289 | 0.009404 | 0.0040726 | 0.0001036 | 0 | 0 | 0 | 0.0052926 | 5000000 | scaled
792-1173F | 9725.8309 | 4365.3001 | 4900.2874 | 460.2434 | 44.88% | 50.38% | 4.732% | 4295.6841 | 8884.5413 | 42.542 | 3624.2768 | 628.8653 | 74.0007 | 7575.8972 | 1234.6433 | 792 | 0.018988 | 0.011003 | 0.0023886 | 512214.7329 | 75.6261 | 8306.0786 | 1344.1262 | 3982.8794 | 437442.9178 | 70788.9358 | 493497.1734 | 4887.3106 | 416364.4965 | 72245.3663 | 352210.3369 | 2933.6145 | 300331.6917 | 48945.0307 |  | 1194 | 792-1173F | 9725.8309 | 5430.1468 | 841.2896 | 4365.3001 | 2264.1769 | 53.8701 | 4900.2874 | 2705.7264 | 327.1761 | 460.2434 | 75.6261 | 33.0841 | 1.6254 | 60.6973 | 24.686 | 0.30545 | 14.5825 | 8.0518 | 0.97363 | 0.34632 | 1344.1262 | 715.2608 | 109.4828 | 312.7082 | 127.0327 | 1.601 | 989.6091 | 546.4193 | 66.0729 | 41.8088 | 8306.0786 | 4681.8018 | 730.1814 | 3991.8946 | 2112.4583 | 51.9636 | 3896.0957 | 2151.2553 | 260.1295 | 418.0883 | 0.0010132 | 0.0005142 | 1.32e-05 | 0.017332 | 0.009847 | 0.0017332 | 0.0006422 | 5000000 | scaled
792-46 | 104787.7442 | 29197.0214 | 71513.6216 | 4077.1013 | 27.86% | 68.25% | 3.891% | 46434.0871 | 95579.1828 | 123.1482 | 43066.1796 | 3244.7593 | 284.5887 | 88375.8051 | 6918.789 | 792 | 0.033958 | 0.020658 | 0.0075928 | 3085822.5268 | 295.68 | 96771.2384 | 7720.8258 | 8707.2781 | 2849749.9379 | 227365.3115 | 2824693.9323 | 7491.3953 | 2619816.2549 | 197386.2837 | 1212801.785 | 3611.1383 | 1121398.3114 | 87792.3356 |  | 1195 | 792-46 | 104787.7442 | 58353.6571 | 9208.5614 | 29197.0214 | 14715.3595 | 353.8084 | 71513.6216 | 39561.1963 | 4777.6518 | 4077.1013 | 295.68 | 172.5318 | 11.0913 | 194.4756 | 115.1749 | 1.4672 | 98.1366 | 54.289 | 6.5563 | 3.0679 | 7720.8258 | 4476.0665 | 802.0367 | 1002.151 | 593.8281 | 7.555 | 6348.3081 | 3511.8717 | 424.1151 | 370.3667 | 96771.2384 | 53705.0589 | 8395.4333 | 28000.3948 | 14006.3565 | 344.7862 | 65067.1769 | 35995.0357 | 4346.9804 | 3703.6667 | 0.010932 | 0.0050834 | 0.000129 | 0.017291 | 0.0098402 | 0.001729 | 0.0057348 | 5000000 | scaled
792-47R | 393985.0443 | 6609.8955 | 381944.7723 | 5430.3765 | 1.678% | 96.94% | 1.378% | 175655.3169 | 365537.4314 | 186.9994 | 161482.2148 | 13986.1028 | 390.8875 | 335935.1412 | 29211.4027 | 792 | 0.039069 | 0.023621 | 0.0095296 | 10084442.3476 | 421.8428 | 361826.5984 | 31736.6031 | 10797.4906 | 9261314.6721 | 812330.1859 | 9243034.9011 | 9839.9644 | 8497242.0628 | 735952.8808 | 2985184.3677 | 3192.2071 | 2743435.4079 | 238556.7529 |  | 1196 | 792-47R | 393985.0443 | 218329.7274 | 28447.6129 | 6609.8955 | 2868.4337 | 73.0851 | 381944.7723 | 210030.9171 | 22944.1513 | 5430.3765 | 421.8428 | 234.8434 | 30.9554 | 9.3085 | 5.0145 | 0 | 408.4481 | 225.7428 | 26.8692 | 4.0862 | 31736.6031 | 17750.5003 | 2525.2004 | 47.8041 | 25.8218 | 0 | 31195.4999 | 17231.3794 | 2031.9013 | 493.2991 | 361826.5984 | 200344.3836 | 25891.4572 | 6552.7829 | 2837.5974 | 73.0851 | 350340.8243 | 192573.795 | 20885.3808 | 4932.9912 | 0.014386 | 0.0062696 | 0.0001584 | 0.017013 | 0.0096814 | 0.0017012 | 0.00767 | 5000000 | scaled
793-27AE | 59590.5566 | 5424.0882 | 53670.8956 | 495.5728 | 9.102% | 90.07% | 0.8316% | 27229.6727 | 55502.7412 | 321.6538 | 22380.0615 | 4527.9575 | 545.5433 | 46538.8105 | 8418.3874 | 793 | 0.019759 | 0.011315 | 0.0024546 | 3015838.5259 | 551.6721 | 50238.6783 | 8800.2062 | 27919.761 | 2542546.1704 | 445372.5941 | 2859897.4725 | 33782.8818 | 2350549.0463 | 475565.5438 | 1665369.2703 | 16369.1203 | 1396404.9917 | 252595.158 |  | 1197 | 793-27AE | 59590.5566 | 32360.8839 | 4087.8154 | 5424.0882 | 2173.488 | 6.9223 | 53670.8956 | 29691.8231 | 3585.3203 | 495.5728 | 551.6721 | 230.0184 | 6.1288 | 465.135 | 181.9777 | 0 | 86.1642 | 47.6678 | 5.7559 | 0.3729 | 8800.2062 | 4272.2487 | 381.8188 | 3713.41 | 1438.0171 | 0 | 5041.778 | 2789.2134 | 336.8006 | 45.0182 | 50238.6783 | 27858.6168 | 3699.8678 | 1245.5432 | 553.4932 | 6.9223 | 48542.9533 | 26854.9419 | 3242.7638 | 450.1818 | 0.0017054 | 0.0007384 | 1.86e-05 | 0.017353 | 0.0098762 | 0.0017352 | 0.0007008 | 5000000 | scaled
793-46F | 23414.1115 | 659.9614 | 22246.9463 | 507.2039 | 2.819% | 95.02% | 2.166% | 10179.2084 | 21418.6753 | 18.1709 | 9335.0984 | 825.9391 | 65.0195 | 19437.6963 | 1915.9595 | 793 | 0.020148 | 0.011594 | 0.00248 | 1162117.528 | 67.2596 | 21264.7693 | 2082.0827 | 3338.3094 | 1055438.7715 | 103340.4467 | 1141530.3683 | 2037.7508 | 1046869.0522 | 92623.5643 | 804611.3988 | 2442.5152 | 730194.1777 | 71974.7056 |  | 1198 | 793-46F | 23414.1115 | 13234.9031 | 1995.4363 | 659.9614 | 443.3375 | 2.7828 | 22246.9463 | 12284.3617 | 1485.4496 | 507.2039 | 67.2596 | 49.0886 | 2.2401 | 39.0451 | 33.3382 | 0 | 27.8328 | 15.3688 | 1.8584 | 0.38165 | 2082.0827 | 1256.1436 | 166.1232 | 238.0939 | 217.2932 | 0 | 1797.914 | 992.7756 | 120.0484 | 46.0747 | 21264.7693 | 11929.6709 | 1827.073 | 382.8224 | 192.7061 | 2.7828 | 20421.1994 | 11276.2173 | 1363.5427 | 460.7475 | 0.002037 | 0.0009958 | 2.56e-05 | 0.017396 | 0.0098834 | 0.0017396 | 0.0007148 | 5000000 | scaled
794-1002 | 176663.8796 | 10326.8513 | 165489.6883 | 847.34 | 5.845% | 93.67% | 0.4796% | 78901.0737 | 164550.9752 | 277.5531 | 71198.4637 | 7425.0569 | 601.9286 | 148303.9956 | 15645.051 | 794 | 0.021091 | 0.012267 | 0.0029424 | 8376189.1026 | 631.8583 | 159257.1721 | 16774.8493 | 29958.3856 | 7550882.4581 | 795348.2628 | 7969317.5351 | 28033.9507 | 7191323.7583 | 749959.8353 | 4116674.9762 | 15058.8255 | 3710214.0958 | 391402.057 |  | 1199 | 794-1002 | 176663.8796 | 97762.8059 | 12112.9044 | 10326.8513 | 5355.47 | 206.5617 | 165489.6883 | 91559.9959 | 11059.0027 | 847.34 | 631.8583 | 354.3052 | 29.9297 | 418.73 | 236.1035 | 15.0922 | 212.4907 | 117.5641 | 14.1999 | 0.6376 | 16774.8493 | 9349.7924 | 1129.7982 | 2234.1688 | 1270.5262 | 86.2745 | 14463.7075 | 8002.2932 | 966.5507 | 76.9729 | 159257.1721 | 88058.7084 | 10953.1765 | 7673.9524 | 3848.8402 | 105.1949 | 150813.4901 | 83440.1386 | 10078.2521 | 769.7295 | 0.0026544 | 0.0012632 | 3.24e-05 | 0.017252 | 0.0098194 | 0.0017252 | 0.0011848 | 5000000 | scaled
794-15 | 86374.8457 | 6073.1293 | 77552.2355 | 2749.4809 | 7.031% | 89.79% | 3.183% | 37849.0456 | 78391.8536 | 358.9508 | 31979.8376 | 5510.2572 | 681.7234 | 66570.3824 | 11139.7478 | 794 | 0.02911 | 0.017333 | 0.0057238 | 2967147.3319 | 695.3685 | 73705.984 | 11973.4932 | 23887.2886 | 2531946.7946 | 411313.2485 | 2799554.6206 | 26550.2707 | 2365430.8991 | 407573.4502 | 1394701.4447 | 12128.8186 | 1184380.8283 | 198191.7977 |  | 1200 | 794-15 | 86374.8457 | 48525.8001 | 7982.9921 | 6073.1293 | 2860.0868 | 53.4881 | 77552.2355 | 42916.2323 | 5180.0231 | 2749.4809 | 695.3685 | 336.4177 | 13.6452 | 586.2997 | 275.1366 | 4.4293 | 107 | 59.2122 | 7.147 | 2.0689 | 11973.4932 | 6463.236 | 833.7454 | 3344.8504 | 1576.727 | 24.322 | 8378.878 | 4636.7442 | 559.6587 | 249.7647 | 73705.984 | 41726.1464 | 7135.6016 | 2141.9792 | 1008.2231 | 24.7368 | 69066.3575 | 38220.276 | 4613.2175 | 2497.6473 | 0.0078574 | 0.0035556 | 9.06e-05 | 0.017355 | 0.0098802 | 0.0017356 | 0.0038976 | 5000000 | scaled
795-725AE | 97545.5952 | 0 | 97545.5952 | 0 | 0% | 100% | 0% | 15507.3235 | 32406.7293 | 19.6297 | 14177.3004 | 1310.3934 | 41.0215 | 29627.2878 | 2738.4201 | 795 | 0.017333 | 0.017333 | 0.017333 | 5627738.7192 | 123.4763 | 89179.3613 | 8242.7576 | 7123.7716 | 5145062.096 | 475552.8517 | 4733068.2329 | 5991.2691 | 4327125.1883 | 399951.7761 | 3758083.7639 | 4757.1026 | 3435762.6207 | 317564.0412 |  | 1201 | 795-725AE | 97545.5952 | 82038.2717 | 65138.8659 | 0 | 0 | 0 | 97545.5952 | 82038.2717 | 65138.8659 | 0 | 123.4763 | 103.8467 | 82.4549 | 0 | 0 | 0 | 123.4763 | 103.8467 | 82.4549 | 0 | 8242.7576 | 6932.3641 | 5504.3375 | 0 | 0 | 0 | 8242.7576 | 6932.3641 | 5504.3375 | 0 | 89179.3613 | 75002.0609 | 59552.0735 | 0 | 0 | 0 | 89179.3613 | 75002.0609 | 59552.0735 | 0 | 0 | 0 | 0 | 0.017333 | 0.017333 | 0.017333 | 0 | 5000000 | scaled
795-816R | 228765.4086 | 10880.6181 | 212927.0435 | 4957.747 | 4.756% | 93.08% | 2.167% | 100199.1755 | 209440.5679 | 193.545 | 91673.1873 | 8332.4431 | 410.1661 | 191596.994 | 17433.4077 | 795 | 0.036491 | 0.022348 | 0.0088658 | 6269159.9645 | 432.6836 | 209254.6121 | 19078.1129 | 11857.3985 | 5734479.8962 | 522822.6689 | 5752867.4837 | 11112.2562 | 5263353.6725 | 478401.551 | 2179706.3615 | 4268.7134 | 1994003.3147 | 181434.3331 |  | 1202 | 795-816R | 228765.4086 | 128566.2331 | 19324.8407 | 10880.6181 | 5816.0248 | 130.3188 | 212927.0435 | 117792.4613 | 14236.7748 | 4957.747 | 432.6836 | 239.1386 | 22.5174 | 157.9767 | 85.5024 | 0.66882 | 270.9763 | 149.9057 | 18.1181 | 3.7305 | 19078.1129 | 10745.6698 | 1644.7051 | 816.4422 | 441.9883 | 3.4366 | 17811.3055 | 9853.3163 | 1190.9034 | 450.3651 | 209254.6121 | 117581.4248 | 17657.6181 | 9906.1991 | 5288.5342 | 126.2134 | 194844.7617 | 107789.2393 | 13027.7533 | 4503.6514 | 0.012253 | 0.0055374 | 0.0001392 | 0.017234 | 0.0098076 | 0.0017234 | 0.0070032 | 5000000 | scaled
795-817AE | 49516.9014 | 0 | 49516.9014 | 0 | 0% | 100% | 0% | 7879.5362 | 16450.4359 | 8.569 | 7227.5093 | 643.4579 | 17.8898 | 15089.1723 | 1343.3738 | 795 | 0.01743 | 0.01743 | 0.01743 | 2840868.2299 | 53.8496 | 45419.4078 | 4043.644 | 3089.4438 | 2605788.1034 | 231990.6827 | 2388805.938 | 2597.8261 | 2191133.6919 | 195074.4195 | 1897078.9515 | 2063.0731 | 1740096.8167 | 154919.0618 |  | 1203 | 795-817AE | 49516.9014 | 41637.3653 | 33066.4655 | 0 | 0 | 0 | 49516.9014 | 41637.3653 | 33066.4655 | 0 | 53.8496 | 45.2806 | 35.9598 | 0 | 0 | 0 | 53.8496 | 45.2806 | 35.9598 | 0 | 4043.644 | 3400.1861 | 2700.2702 | 0 | 0 | 0 | 4043.644 | 3400.1861 | 2700.2702 | 0 | 45419.4078 | 38191.8985 | 30330.2355 | 0 | 0 | 0 | 45419.4078 | 38191.8985 | 30330.2355 | 0 | 0 | 0 | 0 | 0.01743 | 0.01743 | 0.01743 | 0 | 5000000 | scaled
795-821F | 48074.3435 | 8925.093 | 37234.1444 | 1915.1061 | 18.57% | 77.45% | 3.984% | 20584.0857 | 43552.2107 | 123.4917 | 17609.0664 | 2851.5275 | 257.9474 | 37337.7481 | 5956.5153 | 795 | 0.024764 | 0.015006 | 0.0044984 | 1941283.9308 | 267.1702 | 41306.1658 | 6501.0076 | 10788.5654 | 1667979.0088 | 262516.3565 | 1831999.91 | 10990.8575 | 1567220.8457 | 253788.2071 | 1005275.8359 | 5953.9628 | 861833.0799 | 137488.7932 |  | 1204 | 795-821F | 48074.3435 | 27490.2579 | 4522.1328 | 8925.093 | 4978.0377 | 122.0848 | 37234.1444 | 20597.1141 | 2484.9419 | 1915.1061 | 267.1702 | 143.6785 | 9.2228 | 184.8071 | 97.4732 | 2.3812 | 80.922 | 44.7643 | 5.4006 | 1.4411 | 6501.0076 | 3649.48 | 544.4923 | 960.1708 | 506.677 | 12.3474 | 5366.8672 | 2968.8335 | 358.1754 | 173.9696 | 41306.1658 | 23697.0993 | 3968.4177 | 7780.115 | 4373.8875 | 107.3563 | 31786.3553 | 17583.5163 | 2121.3659 | 1739.6955 | 0.0045624 | 0.0023512 | 5.96e-05 | 0.017514 | 0.009967 | 0.0017514 | 0.0026874 | 5000000 | scaled
796-45 | 28510.9985 | 27775.8112 | 0 | 735.1873 | 97.42% | 0% | 2.579% | 16043.1555 | 27557.989 | 1359.2374 | 3502.1795 | 11181.7386 | 2244.9474 | 7645.3144 | 17667.7272 | 796 | 0.0051166 | 0.0032018 | 0.0011046 | 5572254.7238 | 2259.7515 | 8421.1107 | 17830.1364 | 441650.9987 | 1645841.1162 | 3484762.608 | 3894010.5566 | 329915.4448 | 850052.4748 | 2714042.6361 | 862764.3439 | 70283.0886 | 239353.6269 | 553127.6283 |  | 1205 | 796-45 | 28510.9985 | 12467.843 | 953.0095 | 27775.8112 | 11732.6557 | 217.8221 | 0 | 0 | 0 | 735.1873 | 2259.7515 | 900.5141 | 14.8041 | 2259.1983 | 899.9609 | 14.2509 | 0 | 0 | 0 | 0.5532 | 17830.1364 | 6648.3978 | 162.4091 | 17763.3514 | 6581.6129 | 95.6242 | 0 | 0 | 0 | 66.7849 | 8421.1107 | 4918.9311 | 775.7963 | 7753.2614 | 4251.0819 | 107.9471 | 0 | 0 | 0 | 667.8492 | 0.004067 | 0.0021522 | 5.5e-05 | 0 | 0 | 0 | 0.0010496 | 5000000 | scaled
797-32F | 255489.5984 | 0 | 255489.5984 | 0 | 0% | 100% | 0% | 40553.7013 | 84868.4831 | 48.3822 | 37185.8811 | 3319.438 | 101.2516 | 77820.5002 | 6946.7313 | 797 | 0.017307 | 0.017307 | 0.017307 | 14762041.1389 | 304.8096 | 234272.2247 | 20912.5641 | 17611.7236 | 13536113.5655 | 1208315.8501 | 12418871.747 | 14816.2259 | 11387534.8828 | 1016520.6467 | 9858389.3004 | 11761.4648 | 9039690.1005 | 806937.7349 |  | 1206 | 797-32F | 255489.5984 | 214935.8971 | 170621.1153 | 0 | 0 | 0 | 255489.5984 | 214935.8971 | 170621.1153 | 0 | 304.8096 | 256.4274 | 203.558 | 0 | 0 | 0 | 304.8096 | 256.4274 | 203.558 | 0 | 20912.5641 | 17593.1261 | 13965.8328 | 0 | 0 | 0 | 20912.5641 | 17593.1261 | 13965.8328 | 0 | 234272.2247 | 197086.3436 | 156451.7245 | 0 | 0 | 0 | 234272.2247 | 197086.3436 | 156451.7245 | 0 | 0 | 0 | 0 | 0.017307 | 0.017307 | 0.017307 | 0 | 5000000 | scaled
797-40F | 5376.487 | 0 | 5376.487 | 0 | 0% | 100% | 0% | 852.4936 | 1786.1636 | 1.6582 | 675.0355 | 175.7999 | 3.4743 | 1414.3494 | 368.3399 | 797 | 0.017636 | 0.017636 | 0.017636 | 304858.6428 | 10.4578 | 4257.2984 | 1108.7308 | 592.9826 | 241398.1865 | 62867.4737 | 256520.378 | 498.9595 | 203122.1864 | 52899.2323 | 203579.2376 | 395.9834 | 161201.4615 | 41981.7928 |  | 1207 | 797-40F | 5376.487 | 4523.9934 | 3590.3234 | 0 | 0 | 0 | 5376.487 | 4523.9934 | 3590.3234 | 0 | 10.4578 | 8.7997 | 6.9836 | 0 | 0 | 0 | 10.4578 | 8.7997 | 6.9836 | 0 | 1108.7308 | 932.9309 | 740.3909 | 0 | 0 | 0 | 1108.7308 | 932.9309 | 740.3909 | 0 | 4257.2984 | 3582.2629 | 2842.949 | 0 | 0 | 0 | 4257.2984 | 3582.2629 | 2842.949 | 0 | 0 | 0 | 0 | 0.017636 | 0.017636 | 0.017636 | 0 | 5000000 | scaled
799-504R | 127406.1655 | 126493.8874 | 0 | 912.2781 | 99.28% | 0% | 0.716% | 54531.6511 | 125735.3605 | 9845.7516 | 2561.6311 | 42124.2683 | 22635.4431 | 5292.8411 | 97807.0762 | 799 | 0.0046964 | 0.0029244 | 0.0013216 | 27128474.0439 | 22774.8407 | 6197.6013 | 98433.7235 | 4849425.2364 | 1319649.3774 | 20959399.4251 | 24919475.5711 | 4499239.6589 | 1170595.4869 | 19249640.4135 | 1264228.9989 | 227592.1702 | 53217.8316 | 983418.9969 |  | 1208 | 799-504R | 127406.1655 | 72874.5144 | 1670.805 | 126493.8874 | 71962.2363 | 758.5269 | 0 | 0 | 0 | 912.2781 | 22774.8407 | 12929.089 | 139.3976 | 22774.1542 | 12928.4026 | 138.7111 | 0 | 0 | 0 | 0.68646 | 98433.7235 | 56309.4551 | 626.6472 | 98350.8515 | 56226.5832 | 543.7753 | 0 | 0 | 0 | 82.872 | 6197.6013 | 3635.9702 | 904.7602 | 5368.8817 | 2807.2505 | 76.0405 | 0 | 0 | 0 | 828.7197 | 0.003417 | 0.001645 | 4.22e-05 | 0 | 0 | 0 | 0.0012794 | 5000000 | scaled
80-564 | 31413.6799 | 24430.4678 | 0 | 6983.2121 | 77.77% | 0% | 22.23% | 12189.4465 | 24070.3006 | 102.6151 | 11557.1174 | 529.714 | 186.2203 | 22922.971 | 961.1092 | 80 | 0.028026 | 0.018253 | 0.010109 | 1120884.3244 | 193.4328 | 29614.7017 | 1605.5454 | 6901.9552 | 1056694.2485 | 57288.1209 | 1053186.442 | 8866.1022 | 998552.2577 | 45768.0828 | 726405.5842 | 5619.8501 | 691780.8991 | 29004.8351 |  | 1209 | 80-564 | 31413.6799 | 19224.2334 | 7343.3793 | 24430.4678 | 12241.0213 | 360.1672 | 0 | 0 | 0 | 6983.2121 | 193.4328 | 90.8177 | 7.2125 | 188.1782 | 85.563 | 1.9579 | 0 | 0 | 0 | 5.2546 | 1605.5454 | 1075.8314 | 644.4362 | 971.1857 | 441.4717 | 10.0764 | 0 | 0 | 0 | 634.3598 | 29614.7017 | 18057.5843 | 6691.7306 | 23271.104 | 11713.9866 | 348.133 | 0 | 0 | 0 | 6343.5977 | 0.018245 | 0.0084724 | 0.0003282 | 0 | 0 | 0 | 0.009781 | 5000000 | scaled
80-568F | 8328.291 | 2430.3643 | 0 | 5897.9268 | 29.18% | 0% | 70.82% | 1356.6601 | 2392.8963 | 27.3545 | 1188.6225 | 140.683 | 51.4098 | 2077.2917 | 264.1948 | 80 | 0.025016 | 0.015657 | 0.0085792 | 332915.9122 | 58.0059 | 7459.1459 | 811.1393 | 2318.7323 | 298172.6182 | 32424.5617 | 445272.4643 | 8978.0983 | 390120.4754 | 46173.8911 | 691835.4584 | 14863.6279 | 600587.6851 | 76384.1456 |  | 1210 | 80-568F | 8328.291 | 6971.631 | 5935.3948 | 2430.3643 | 1073.7042 | 37.468 | 0 | 0 | 0 | 5897.9268 | 58.0059 | 30.6513 | 6.5961 | 53.5679 | 26.2133 | 2.1581 | 0 | 0 | 0 | 4.438 | 811.1393 | 670.4563 | 546.9445 | 275.3676 | 134.6846 | 11.1728 | 0 | 0 | 0 | 535.7717 | 7459.1459 | 6270.5233 | 5381.8542 | 2101.4288 | 912.8063 | 24.1371 | 0 | 0 | 0 | 5357.7171 | 0.016622 | 0.0072624 | 0.0001846 | 0 | 0 | 0 | 0.0083946 | 5000000 | scaled
80-575R | 3360.4319 | 2326.0012 | 0 | 1034.4307 | 69.22% | 0% | 30.78% | 1101.4141 | 2297.5292 | 10.8683 | 1034.0461 | 56.4998 | 21.9878 | 2161.2982 | 114.2432 | 80 | 0.0044504 | 0.002802 | 0.0014848 | 755085.3703 | 22.7661 | 3129.4541 | 208.2116 | 5115.5284 | 703184.9144 | 46784.9275 | 806216.2166 | 7955.3886 | 756903.9776 | 41356.8502 | 715855.8318 | 6850.8703 | 673409.4633 | 35595.498 |  | 1211 | 80-575R | 3360.4319 | 2259.0178 | 1062.9027 | 2326.0012 | 1224.5871 | 28.472 | 0 | 0 | 0 | 1034.4307 | 22.7661 | 11.8979 | 0.77838 | 21.9878 | 11.1195 | 0 | 0 | 0 | 0 | 0.77838 | 208.2116 | 151.7119 | 93.9684 | 114.2432 | 57.7435 | 0 | 0 | 0 | 0 | 93.9684 | 3129.4541 | 2095.4081 | 968.156 | 2189.7702 | 1155.7242 | 28.472 | 0 | 0 | 0 | 939.6839 | 0.0029996 | 0.0013512 | 3.4e-05 | 0 | 0 | 0 | 0.0014508 | 5000000 | scaled
81-177AE | 235.584 | 13.5958 | 0 | 221.9882 | 5.771% | 0% | 94.23% | 7.7074 | 13.4496 | 0 | 7.7074 | 0 | 0 | 13.4496 | 0 | 81 | 0.0005608 | 0.0004146 | 0.0003058 | 420085.66 | 0.16704 | 215.2514 | 20.1656 | 297.8584 | 383829.242 | 35958.5595 | 549630.1151 | 0 | 549630.1151 | 0 | 726404.2269 | 0 | 726404.2269 | 0 |  | 1212 | 81-177AE | 235.584 | 227.8766 | 222.1344 | 13.5958 | 5.8884 | 0.14621 | 0 | 0 | 0 | 221.9882 | 0.16704 | 0.16704 | 0.16704 | 0 | 0 | 0 | 0 | 0 | 0 | 0.16704 | 20.1656 | 20.1656 | 20.1656 | 0 | 0 | 0 | 0 | 0 | 0 | 20.1656 | 215.2514 | 207.544 | 201.8018 | 13.5958 | 5.8884 | 0.14621 | 0 | 0 | 0 | 201.6556 | 0.0002578 | 0.0001116 | 2.8e-06 | 0 | 0 | 0 | 0.000303 | 5000000 | scaled
81-193AE | 445.7642 | 65.0938 | 0 | 380.6704 | 14.6% | 0% | 85.4% | 36.7428 | 64.3616 | 0 | 36.7428 | 0 | 0 | 64.3616 | 0 | 81 | 0.0011408 | 0.0008104 | 0.0005424 | 390747.0227 | 0.28644 | 410.8974 | 34.5804 | 251.0889 | 360183.5579 | 30312.3759 | 504715.4351 | 0 | 504715.4351 | 0 | 703175.8 | 0 | 703175.8 | 0 |  | 1213 | 81-193AE | 445.7642 | 409.0214 | 381.4026 | 65.0938 | 28.351 | 0.73217 | 0 | 0 | 0 | 380.6704 | 0.28644 | 0.28644 | 0.28644 | 0 | 0 | 0 | 0 | 0 | 0 | 0.28644 | 34.5804 | 34.5804 | 34.5804 | 0 | 0 | 0 | 0 | 0 | 0 | 34.5804 | 410.8974 | 374.1546 | 346.5358 | 65.0938 | 28.351 | 0.73217 | 0 | 0 | 0 | 345.8036 | 0.0006056 | 0.0002752 | 7.2e-06 | 0 | 0 | 0 | 0.0005352 | 5000000 | scaled
83-622F | 1563.6113 | 405.6146 | 0 | 1157.9967 | 25.94% | 0% | 74.06% | 237.4302 | 401.6591 | 5.4488 | 204.1652 | 27.8162 | 7.4687 | 356.0558 | 38.1345 | 83 | 0.00696 | 0.0039268 | 0.0016702 | 224656.7918 | 8.3401 | 1411.9435 | 143.3277 | 1198.2855 | 202865.4398 | 20593.0666 | 337725.6456 | 7750.4994 | 290408.8188 | 39566.328 | 695696.437 | 12936.2344 | 616709.021 | 66051.1808 |  | 1214 | 83-622F | 1563.6113 | 1326.1811 | 1161.9522 | 405.6146 | 168.1844 | 3.9555 | 0 | 0 | 0 | 1157.9967 | 8.3401 | 2.8913 | 0.87136 | 7.4687 | 2.0199 | 0 | 0 | 0 | 0 | 0.87136 | 143.3277 | 115.5116 | 105.1932 | 38.1345 | 10.3183 | 0 | 0 | 0 | 0 | 105.1932 | 1411.9435 | 1207.7783 | 1055.8876 | 360.0113 | 155.8461 | 3.9555 | 0 | 0 | 0 | 1051.9321 | 0.005349 | 0.0023158 | 5.92e-05 | 0 | 0 | 0 | 0.001611 | 5000000 | scaled
834-887AE | 70346.7137 | 69393.1127 | 0 | 953.601 | 98.64% | 0% | 1.356% | 40585.8959 | 68885.7027 | 11918.4703 | 168.0227 | 28499.4028 | 20187.9884 | 294.566 | 48403.1483 | 834 | 0.0050886 | 0.0029604 | 0.0013766 | 13824374.8202 | 20336.7244 | 1164.1956 | 48845.7937 | 3996526.4277 | 228785.0535 | 9599063.3377 | 10052971.845 | 2952159.7075 | 41618.5874 | 7059193.5494 | 1061318.4476 | 311035.2893 | 4538.3633 | 745744.7949 |  | 1215 | 834-887AE | 70346.7137 | 29760.8178 | 1461.011 | 69393.1127 | 28807.2168 | 507.41 | 0 | 0 | 0 | 953.601 | 20336.7244 | 8418.2541 | 148.736 | 20336.0068 | 8417.5365 | 148.0185 | 0 | 0 | 0 | 0.71755 | 48845.7937 | 20346.3909 | 442.6454 | 48759.1679 | 20259.7651 | 356.0196 | 0 | 0 | 0 | 86.6258 | 1164.1956 | 996.1729 | 869.6296 | 297.9379 | 129.9152 | 3.3719 | 0 | 0 | 0 | 866.2577 | 0.0037534 | 0.0016252 | 4.14e-05 | 0 | 0 | 0 | 0.0013352 | 5000000 | scaled
835-10F | 12413.6751 | 12268.9784 | 0 | 144.6967 | 98.83% | 0% | 1.166% | 6822.1748 | 11782.9977 | 539.3093 | 6.9318 | 6275.9337 | 931.8065 | 12.0906 | 10839.1006 | 835 | 0.0010446 | 0.0005644 | 0.000207 | 11883663.7469 | 968.5622 | 143.6669 | 11301.446 | 927208.6936 | 137532.9682 | 10818922.085 | 9906981.5273 | 783170.6183 | 10066.2298 | 9113744.679 | 3046751.0309 | 240938.9006 | 3126.2895 | 2802685.8408 |  | 1216 | 835-10F | 12413.6751 | 5591.5004 | 630.6775 | 12268.9784 | 5446.8037 | 485.9807 | 0 | 0 | 0 | 144.6967 | 968.5622 | 429.2529 | 36.7557 | 968.4533 | 429.1441 | 36.6468 | 0 | 0 | 0 | 0.10888 | 11301.446 | 5025.5123 | 462.3455 | 11288.3017 | 5012.368 | 449.2011 | 0 | 0 | 0 | 13.1443 | 143.6669 | 136.7351 | 131.5763 | 12.2235 | 5.2916 | 0.13285 | 0 | 0 | 0 | 131.4435 | 0.0008468 | 0.0003666 | 9.2e-06 | 0 | 0 | 0 | 0.0001978 | 5000000 | scaled
835-11F | 139954.9938 | 139435.1597 | 0 | 519.8341 | 99.63% | 0% | 0.3714% | 76261.9972 | 137637.8256 | 10345.6408 | 8.9188 | 65907.4375 | 18650.2909 | 15.5624 | 118971.9723 | 835 | 0.0041866 | 0.0022352 | 0.0007832 | 33429272.8706 | 18909.5595 | 487.9529 | 120557.4814 | 4516686.4472 | 116551.1128 | 28796035.3031 | 28495435.1333 | 3865667.6789 | 3332.5213 | 24626434.9198 | 2958590.618 | 400896.8862 | 334.521 | 2557359.2101 |  | 1217 | 835-11F | 139954.9938 | 63692.9966 | 2317.1682 | 139435.1597 | 63173.1625 | 1797.334 | 0 | 0 | 0 | 519.8341 | 18909.5595 | 8563.9186 | 259.2686 | 18909.1683 | 8563.5275 | 258.8774 | 0 | 0 | 0 | 0.39116 | 120557.4814 | 54650.0439 | 1585.5091 | 120510.2593 | 54602.8218 | 1538.287 | 0 | 0 | 0 | 47.2221 | 487.9529 | 479.0341 | 472.3905 | 15.732 | 6.8132 | 0.16962 | 0 | 0 | 0 | 472.2209 | 0.0034416 | 0.0014902 | 3.82e-05 | 0 | 0 | 0 | 0.000745 | 5000000 | scaled
835-35F | 6715.3103 | 6649.6654 | 0 | 65.6449 | 99.02% | 0% | 0.9775% | 4160.4494 | 6649.6599 | 310.7561 | 0.35211 | 3849.3411 | 500.2174 | 0.6142 | 6148.8283 | 835 | 0.0003154 | 0.000192 | 0.0001002 | 21291408.6462 | 500.2667 | 60.252 | 6154.7915 | 1586134.2714 | 191033.5689 | 19514240.8053 | 13306567.1406 | 993906.4486 | 1126.158 | 12311534.5349 | 655193.7088 | 49286.6205 | 60.5171 | 605846.5711 |  | 1218 | 835-35F | 6715.3103 | 2554.8609 | 65.6504 | 6649.6654 | 2489.216 | 0.0055523 | 0 | 0 | 0 | 65.6449 | 500.2667 | 189.5106 | 0.049396 | 500.2174 | 189.4612 | 0 | 0 | 0 | 0 | 0.049396 | 6154.7915 | 2305.4504 | 5.9632 | 6148.8283 | 2299.4872 | 0 | 0 | 0 | 0 | 5.9632 | 60.252 | 59.8999 | 59.6378 | 0.61975 | 0.26764 | 0.0055523 | 0 | 0 | 0 | 59.6322 | 0.0002176 | 9.42e-05 | 2.4e-06 | 0 | 0 | 0 | 9.78e-05 | 5000000 | scaled
840-308F | 330348.7959 | 328334.851 | 1503.3671 | 510.5778 | 99.39% | 0.4551% | 0.1546% | 177050.0805 | 328442.3519 | 19100.0883 | 596.7559 | 157353.2361 | 35408.7784 | 1217.192 | 291816.3814 | 840 | 0.063249 | 0.035743 | 0.006637 | 5222971.9253 | 35563.6812 | 1780.2922 | 293004.8224 | 562278.7517 | 28147.2683 | 4632545.9041 | 4288915.7429 | 462686.4294 | 14455.9993 | 3811773.3107 | 287244.8386 | 30967.3487 | 1064.5159 | 255212.9739 |  | 1219 | 840-308F | 330348.7959 | 153298.7154 | 1906.444 | 328334.851 | 151946.0109 | 1270.9459 | 1503.3671 | 842.1267 | 124.9202 | 510.5778 | 35563.6812 | 16463.5929 | 154.9028 | 35543.7935 | 16452.2836 | 152.898 | 19.5035 | 10.9251 | 1.6206 | 0.38419 | 293004.8224 | 135651.5863 | 1188.441 | 292651.8448 | 135433.4619 | 1116.5835 | 306.5964 | 171.7432 | 25.4762 | 46.3812 | 1780.2922 | 1183.5363 | 563.1002 | 139.2126 | 60.2654 | 1.4644 | 1177.2672 | 659.4584 | 97.8234 | 463.8124 | 0.0038122 | 0.001651 | 4.18e-05 | 0.058713 | 0.033368 | 0.0058714 | 0.0007238 | 5000000 | scaled
840-374 | 232556.2531 | 224795.3124 | 6501.3828 | 1259.5579 | 96.66% | 2.796% | 0.5416% | 142800.4311 | 229510.9652 | 7821.1453 | 2260.9302 | 132718.3556 | 12523.6626 | 4705.5014 | 212281.8012 | 840 | 0.064007 | 0.036654 | 0.0076788 | 3633305.416 | 12608.7115 | 6273.7969 | 213673.7447 | 196990.187 | 98017.6617 | 3338297.5668 | 2448705.258 | 134114.999 | 38769.8519 | 2275820.4066 | 396583.8259 | 21640.282 | 8130.8784 | 366812.6654 |  | 1220 | 840-374 | 232556.2531 | 89755.822 | 3045.2879 | 224795.3124 | 84855.7985 | 1245.5642 | 6501.3828 | 3640.4656 | 540.1658 | 1259.5579 | 12608.7115 | 4787.5662 | 85.0489 | 12535.6103 | 4746.2159 | 78.1063 | 72.1535 | 40.4025 | 5.9949 | 0.94778 | 213673.7447 | 80955.3891 | 1391.9435 | 212230.9161 | 80097.1238 | 1167.1538 | 1328.4095 | 743.8463 | 110.3706 | 114.4191 | 6273.7969 | 4012.8667 | 1568.2955 | 28.7861 | 12.4589 | 0.30411 | 5100.8198 | 2856.2169 | 423.8003 | 1144.191 | 0.003532 | 0.0015294 | 3.82e-05 | 0.058705 | 0.033355 | 0.0058704 | 0.0017702 | 5000000 | scaled
85-498F | 5104.5367 | 4491.6787 | 0 | 612.858 | 87.99% | 0% | 12.01% | 2360.4791 | 4452.803 | 422.4212 | 22.3078 | 1915.7501 | 774.2957 | 39.6113 | 3638.896 | 85 | 0.002808 | 0.0016952 | 0.0008662 | 1817854.9487 | 781.9483 | 596.7531 | 3725.8353 | 278471.6191 | 212518.902 | 1326864.4277 | 1618722.0293 | 289679.5062 | 15297.8269 | 1313744.6961 | 752405.587 | 130835.4258 | 6693.261 | 614876.9002 |  | 1221 | 85-498F | 5104.5367 | 2744.0576 | 651.7337 | 4491.6787 | 2131.1996 | 38.8757 | 0 | 0 | 0 | 612.858 | 781.9483 | 359.5272 | 7.6527 | 781.4872 | 359.066 | 7.1915 | 0 | 0 | 0 | 0.46116 | 3725.8353 | 1810.0852 | 86.9393 | 3670.1629 | 1754.4128 | 31.2669 | 0 | 0 | 0 | 55.6724 | 596.7531 | 574.4452 | 557.1418 | 40.0287 | 17.7208 | 0.41737 | 0 | 0 | 0 | 556.7244 | 0.001963 | 0.0008502 | 2.12e-05 | 0 | 0 | 0 | 0.000845 | 5000000 | scaled
85-500F | 4935.9771 | 3009.4572 | 0 | 1926.52 | 60.97% | 0% | 39.03% | 1900.1114 | 3002.0179 | 137.1957 | 767.4035 | 995.5122 | 220.0185 | 1243.5975 | 1538.4018 | 85 | 0.0098106 | 0.0058102 | 0.002835 | 503126.9388 | 221.5675 | 3000.4956 | 1713.914 | 22584.5001 | 305842.2157 | 174700.223 | 522506.2394 | 37727.054 | 211026.0975 | 273753.0877 | 682172.5778 | 49996.574 | 282592.6297 | 349583.3739 |  | 1222 | 85-500F | 4935.9771 | 3035.8658 | 1933.9593 | 3009.4572 | 1109.3458 | 7.4393 | 0 | 0 | 0 | 1926.52 | 221.5675 | 84.3718 | 1.549 | 220.1179 | 82.9222 | 0.09932 | 0 | 0 | 0 | 1.4496 | 1713.914 | 718.4018 | 175.5122 | 1538.9076 | 543.3954 | 0.50579 | 0 | 0 | 0 | 175.0064 | 3000.4956 | 2233.0922 | 1756.8981 | 1250.4317 | 483.0283 | 6.8342 | 0 | 0 | 0 | 1750.0639 | 0.007054 | 0.0030536 | 7.84e-05 | 0 | 0 | 0 | 0.0027566 | 5000000 | scaled
854-607F | 5480.4819 | 5404.5114 | 0 | 75.9705 | 98.61% | 0% | 1.386% | 3089.3798 | 5404.5051 | 211.6047 | 0.45778 | 2877.3173 | 385.9407 | 0.79581 | 5017.7686 | 854 | 0.000262 | 0.0001746 | 0.0001094 | 20917869.7405 | 385.9978 | 69.8142 | 5024.6698 | 1473274.1664 | 266466.4186 | 19178129.1527 | 13694742.6747 | 938010.9284 | 2029.2658 | 12754702.4753 | 694486.028 | 49593.8842 | 102.2621 | 644789.8815 |  | 1223 | 854-607F | 5480.4819 | 2391.1021 | 75.9768 | 5404.5114 | 2315.1316 | 0.0062927 | 0 | 0 | 0 | 75.9705 | 385.9978 | 174.3931 | 0.057165 | 385.9407 | 174.336 | 0 | 0 | 0 | 0 | 0.057165 | 5024.6698 | 2147.3525 | 6.9012 | 5017.7686 | 2140.4513 | 0 | 0 | 0 | 0 | 6.9012 | 69.8142 | 69.3564 | 69.0184 | 0.8021 | 0.34432 | 0.0062927 | 0 | 0 | 0 | 69.0121 | 0.0001542 | 6.68e-05 | 1.6e-06 | 0 | 0 | 0 | 0.0001078 | 5000000 | scaled
855-45 | 68.8384 | 2.7318 | 0 | 66.1067 | 3.968% | 0% | 96.03% | 1.5491 | 2.7021 | 0 | 1.5491 | 0 | 0 | 2.7021 | 0 | 855 | 0.0003944 | 0.000227 | 0.0001024 | 174539.5738 | 0.049743 | 62.7835 | 6.0052 | 126.1236 | 159187.3503 | 15226.0999 | 296428.6528 | 0 | 296428.6509 | 0 | 645861.9886 | 0 | 645861.9886 | 0 |  | 1224 | 855-45 | 68.8384 | 67.2893 | 66.1363 | 2.7318 | 1.1826 | 0.029612 | 0 | 0 | 0 | 66.1067 | 0.049743 | 0.049743 | 0.049743 | 0 | 0 | 0 | 0 | 0 | 0 | 0.049743 | 6.0052 | 6.0052 | 6.0052 | 0 | 0 | 0 | 0 | 0 | 0 | 6.0052 | 62.7835 | 61.2344 | 60.0814 | 2.7318 | 1.1826 | 0.029612 | 0 | 0 | 0 | 60.0517 | 0.0002952 | 0.0001278 | 3.2e-06 | 0 | 0 | 0 | 9.92e-05 | 5000000 | scaled
855-46AE | 188552.8931 | 188332.0556 | 0 | 220.8376 | 99.88% | 0% | 0.1171% | 76497.8832 | 183578.7519 | 13531.6935 | 3.3514 | 62962.8383 | 32292.1581 | 6.7428 | 151279.851 | 855 | 0.0010888 | 0.0007006 | 0.0003112 | 173174956.9251 | 33109.6649 | 207.4434 | 155235.7848 | 30409317.4963 | 190524.819 | 142575114.6216 | 159941492.8633 | 28292014.9634 | 7007.1749 | 131642470.826 | 15983744.3156 | 2811597.7092 | 587.0784 | 13171559.5292 |  | 1225 | 855-46AE | 188552.8931 | 112055.0099 | 4974.1412 | 188332.0556 | 111834.1723 | 4753.3037 | 0 | 0 | 0 | 220.8376 | 33109.6649 | 19577.9714 | 817.5068 | 33109.4987 | 19577.8052 | 817.3406 | 0 | 0 | 0 | 0.16617 | 155235.7848 | 92272.9465 | 3955.9338 | 155215.7238 | 92252.8854 | 3935.8728 | 0 | 0 | 0 | 20.061 | 207.4434 | 204.092 | 200.7006 | 6.8331 | 3.4816 | 0.090274 | 0 | 0 | 0 | 200.6104 | 0.0007878 | 0.0003996 | 1.02e-05 | 0 | 0 | 0 | 0.000301 | 5000000 | scaled
856-1141R | 34971.9652 | 32716.6652 | 0 | 2255.3 | 93.55% | 0% | 6.449% | 15434.851 | 31932.5483 | 998.2538 | 5393.7083 | 9042.889 | 2045.0318 | 11762.7968 | 18124.7197 | 856 | 0.0095222 | 0.0062286 | 0.003267 | 3672677.0284 | 2104.7481 | 13956.9672 | 18910.25 | 221035.9041 | 1465729.259 | 1985911.8649 | 3136678.2568 | 202865.6346 | 1096112.1314 | 1837700.4906 | 930338.8111 | 59580.9782 | 342703.1976 | 528054.6352 |  | 1226 | 856-1141R | 34971.9652 | 19537.1142 | 3039.4169 | 32716.6652 | 17281.8142 | 784.1169 | 0 | 0 | 0 | 2255.3 | 2104.7481 | 1106.4943 | 59.7163 | 2103.051 | 1104.7973 | 58.0192 | 0 | 0 | 0 | 1.697 | 18910.25 | 9867.361 | 785.5303 | 18705.377 | 9662.488 | 580.6573 | 0 | 0 | 0 | 204.873 | 13956.9672 | 8563.2589 | 2194.1703 | 11908.2372 | 6514.5289 | 145.4404 | 0 | 0 | 0 | 2048.73 | 0.0063318 | 0.0030382 | 7.66e-05 | 0 | 0 | 0 | 0.0031904 | 5000000 | scaled
857-60 | 13599.2185 | 12943.8188 | 0 | 655.3996 | 95.18% | 0% | 4.819% | 7606.1915 | 12736.0393 | 622.1647 | 322.8254 | 6661.2014 | 1020.7799 | 592.4394 | 11122.82 | 857 | 0.0028286 | 0.001734 | 0.0009186 | 4807755.9429 | 1038.0137 | 1194.0073 | 11367.1974 | 366970.8326 | 422119.5415 | 4018665.5695 | 3456186.2411 | 282706.1519 | 146689.0248 | 3026791.0653 | 939668.1018 | 75313.393 | 43710.322 | 820644.3869 |  | 1227 | 857-60 | 13599.2185 | 5993.0269 | 863.1791 | 12943.8188 | 5337.6273 | 207.7795 | 0 | 0 | 0 | 655.3996 | 1038.0137 | 415.849 | 17.2338 | 1037.5205 | 415.3558 | 16.7406 | 0 | 0 | 0 | 0.49317 | 11367.1974 | 4705.9961 | 244.3774 | 11307.6605 | 4646.4591 | 184.8404 | 0 | 0 | 0 | 59.537 | 1194.0073 | 871.1819 | 601.568 | 598.6378 | 275.8124 | 6.1985 | 0 | 0 | 0 | 595.3695 | 0.0019314 | 0.0008368 | 2.14e-05 | 0 | 0 | 0 | 0.0008972 | 5000000 | scaled
858-14 | 411696.4919 | 409680.9346 | 0 | 2015.5573 | 99.51% | 0% | 0.4896% | 199609.4376 | 407247.3343 | 20033.9793 | 315.6416 | 179259.8168 | 40716.4689 | 595.3652 | 365935.5003 | 858 | 0.010043 | 0.0061484 | 0.0028832 | 40994194.0395 | 40968.6058 | 2433.8038 | 368294.0824 | 4079400.7408 | 242343.1471 | 36672450.1533 | 34494674.1103 | 3462088.737 | 54546.2921 | 30978039.0945 | 1543131.7918 | 154281.8633 | 2255.9433 | 1386593.9852 |  | 1228 | 858-14 | 411696.4919 | 212087.0543 | 4449.1576 | 409680.9346 | 210071.497 | 2433.6003 | 0 | 0 | 0 | 2015.5573 | 40968.6058 | 20934.6265 | 252.1369 | 40967.0891 | 20933.1099 | 250.6202 | 0 | 0 | 0 | 1.5166 | 368294.0824 | 189034.2656 | 2358.5821 | 368110.9878 | 188851.171 | 2175.4875 | 0 | 0 | 0 | 183.0946 | 2433.8038 | 2118.1621 | 1838.4386 | 602.8577 | 287.2161 | 7.4925 | 0 | 0 | 0 | 1830.9461 | 0.0072454 | 0.003351 | 8.58e-05 | 0 | 0 | 0 | 0.0027974 | 5000000 | scaled
859-1064 | 40252.1639 | 37655.2664 | 0 | 2596.8975 | 93.55% | 0% | 6.452% | 19697.0851 | 37486.3828 | 1722.0802 | 518.1714 | 17456.8335 | 3268.5479 | 1203.8788 | 33013.9562 | 859 | 0.011569 | 0.0074504 | 0.0038314 | 3479312.2932 | 3286.403 | 3582.146 | 33383.6149 | 284069.7541 | 309633.1586 | 2885609.3802 | 2758922.8511 | 241207.5932 | 72579.0061 | 2445136.2515 | 721872.1906 | 62942.1571 | 23182.9948 | 635747.0386 |  | 1229 | 859-1064 | 40252.1639 | 20555.0788 | 2765.7811 | 37655.2664 | 17958.1813 | 168.8836 | 0 | 0 | 0 | 2596.8975 | 3286.403 | 1564.3228 | 17.8551 | 3284.4489 | 1562.3687 | 15.9011 | 0 | 0 | 0 | 1.9541 | 33383.6149 | 15926.7814 | 369.6588 | 33147.711 | 15690.8775 | 133.7548 | 0 | 0 | 0 | 235.9039 | 3582.146 | 3063.9746 | 2378.2672 | 1223.1065 | 704.9352 | 19.2278 | 0 | 0 | 0 | 2359.0395 | 0.007832 | 0.0037134 | 9.44e-05 | 0 | 0 | 0 | 0.003737 | 5000000 | scaled
859-13F | 1153855.672 | 1146359.594 | 0 | 7496.0775 | 99.35% | 0% | 0.6497% | 506641.863 | 1120558.5387 | 35201.2956 | 30331.987 | 441108.5806 | 77336.217 | 60017.1431 | 983205.1787 | 859 | 0.035677 | 0.023214 | 0.010926 | 32341723.5754 | 79068.089 | 67514.5021 | 1007273.081 | 2216220.2259 | 1892381.7064 | 28233121.647 | 27880082.4065 | 1937098.1636 | 1669144.1403 | 24273840.1136 | 3047402.0098 | 210318.8142 | 163218.9273 | 2673864.2687 |  | 1230 | 859-13F | 1153855.672 | 647213.809 | 33297.1333 | 1146359.594 | 639717.7315 | 25801.0558 | 0 | 0 | 0 | 7496.0775 | 79068.089 | 43866.7934 | 1731.872 | 79062.4484 | 43861.1528 | 1726.2314 | 0 | 0 | 0 | 5.6406 | 1007273.081 | 566164.5004 | 24067.9023 | 1006592.132 | 565483.5516 | 23386.9535 | 0 | 0 | 0 | 680.9488 | 67514.5021 | 37182.5151 | 7497.359 | 60705.014 | 30373.027 | 687.8709 | 0 | 0 | 0 | 6809.4881 | 0.025073 | 0.01261 | 0.000322 | 0 | 0 | 0 | 0.010604 | 5000000 | scaled
859-42R | 8606971.662 | 8594825.595 | 0 | 12146.0667 | 99.86% | 0% | 0.1411% | 4396338.972 | 8486630.2416 | 257152.7234 | 3773.0756 | 4135413.173 | 494724.3063 | 7137.0506 | 7984768.885 | 859 | 0.067132 | 0.04067 | 0.017678 | 128210053.3875 | 501012.3546 | 18258.3427 | 8087700.965 | 7463115.1645 | 271977.5537 | 120474960.6744 | 103532680.1837 | 6055882.1419 | 88854.9841 | 97387943.0578 | 6807334.4798 | 396830.5125 | 5724.8035 | 6404779.164 |  | 1231 | 859-42R | 8606971.662 | 4210632.69 | 120341.4204 | 8594825.595 | 4198486.623 | 108195.3537 | 0 | 0 | 0 | 12146.0667 | 501012.3546 | 243859.6312 | 6288.0483 | 501003.2151 | 243850.4917 | 6278.9087 | 0 | 0 | 0 | 9.1395 | 8087700.965 | 3952287.792 | 102932.08 | 8086597.608 | 3951184.435 | 101828.723 | 0 | 0 | 0 | 1103.357 | 18258.3427 | 14485.2671 | 11121.2922 | 7224.7726 | 3451.697 | 87.722 | 0 | 0 | 0 | 11033.5702 | 0.050053 | 0.023591 | 0.0005994 | 0 | 0 | 0 | 0.017079 | 5000000 | scaled
86-1055F | 1255.142 | 204.4042 | 0 | 1050.7378 | 16.29% | 0% | 83.71% | 105.8421 | 202.5842 | 4.2956 | 79.7128 | 21.8337 | 10.4404 | 139.0521 | 53.0916 | 86 | 0.0041652 | 0.002633 | 0.001493 | 301340.1525 | 11.2744 | 1095.1057 | 148.7619 | 2706.8164 | 262917.9122 | 35715.4238 | 436498.2613 | 17715.2495 | 328739.6119 | 90043.3998 | 704995.1835 | 36332.8131 | 483902.9416 | 184759.4287 |  | 1232 | 86-1055F | 1255.142 | 1149.2999 | 1052.5578 | 204.4042 | 98.5621 | 1.82 | 0 | 0 | 0 | 1050.7378 | 11.2744 | 6.9788 | 0.834 | 10.4838 | 6.1882 | 0.043354 | 0 | 0 | 0 | 0.79065 | 148.7619 | 126.9282 | 95.6703 | 53.3121 | 31.4784 | 0.22052 | 0 | 0 | 0 | 95.4497 | 1095.1057 | 1015.3929 | 956.0536 | 140.6083 | 60.8955 | 1.5561 | 0 | 0 | 0 | 954.4974 | 0.0027022 | 0.00117 | 3e-05 | 0 | 0 | 0 | 0.001463 | 5000000 | scaled
86-1058F | 461.7444 | 79.1489 | 0 | 382.5955 | 17.14% | 0% | 82.86% | 48.1979 | 79.013 | 6.3536 | 7.2114 | 34.633 | 10.3265 | 12.5644 | 56.1221 | 86 | 0.0012994 | 0.0008668 | 0.0005446 | 355351.9905 | 10.6144 | 360.2526 | 90.8774 | 8168.6699 | 277245.3793 | 69937.9413 | 477095.5577 | 62892.1323 | 71382.8123 | 342820.6144 | 702775.1555 | 91848.0545 | 111753.2853 | 499173.8163 |  | 1233 | 86-1058F | 461.7444 | 413.5464 | 382.7313 | 79.1489 | 30.9509 | 0.13585 | 0 | 0 | 0 | 382.5955 | 10.6144 | 4.2608 | 0.28789 | 10.3265 | 3.9729 | 0 | 0 | 0 | 0 | 0.28789 | 90.8774 | 56.2444 | 34.7552 | 56.1221 | 21.4891 | 0 | 0 | 0 | 0 | 34.7552 | 360.2526 | 353.0413 | 347.6882 | 12.7003 | 5.4889 | 0.13585 | 0 | 0 | 0 | 347.5524 | 0.0007632 | 0.0003306 | 8.4e-06 | 0 | 0 | 0 | 0.0005362 | 5000000 | scaled
86-552F | 186635.7188 | 173007.8388 | 0 | 13627.88 | 92.7% | 0% | 7.302% | 95344.9181 | 171990.377 | 11148.6516 | 4154.022 | 80042.2445 | 20138.5285 | 7368.5473 | 144483.3012 | 86 | 0.057976 | 0.036183 | 0.019751 | 3219167.0887 | 20271.2898 | 19839.0588 | 146525.3702 | 349647.2673 | 342191.9745 | 2527327.8472 | 2523016.2249 | 295015.5016 | 109923.6872 | 2118077.0367 | 741491.241 | 86821.965 | 31767.5523 | 622901.7238 |  | 1234 | 86-552F | 186635.7188 | 91290.8007 | 14645.3418 | 173007.8388 | 77662.9207 | 1017.4618 | 0 | 0 | 0 | 13627.88 | 20271.2898 | 9122.6382 | 132.7613 | 20261.0353 | 9112.3837 | 122.5068 | 0 | 0 | 0 | 10.2545 | 146525.3702 | 66483.1257 | 2042.069 | 145287.4042 | 65245.1597 | 804.1031 | 0 | 0 | 0 | 1237.966 | 19839.0588 | 15685.0368 | 12470.5115 | 7459.3993 | 3305.3773 | 90.852 | 0 | 0 | 0 | 12379.6595 | 0.038655 | 0.016862 | 0.0004298 | 0 | 0 | 0 | 0.019321 | 5000000 | scaled
87-41AE | 281.5697 | 75.7 | 0 | 205.8697 | 26.88% | 0% | 73.12% | 50.8741 | 74.9808 | 6.4632 | 8.8773 | 35.5335 | 9.2217 | 15.2722 | 50.487 | 87 | 0.0008986 | 0.0005632 | 0.0003134 | 313342.6472 | 9.4582 | 202.467 | 69.6445 | 10525.4646 | 225313.839 | 77503.3436 | 409615.8276 | 52038.7979 | 71476.495 | 286100.5347 | 659185.8835 | 81071.456 | 134263.5294 | 443850.8981 |  | 1235 | 87-41AE | 281.5697 | 230.6956 | 206.5889 | 75.7 | 24.8259 | 0.71912 | 0 | 0 | 0 | 205.8697 | 9.4582 | 2.995 | 0.23649 | 9.3033 | 2.8401 | 0.081584 | 0 | 0 | 0 | 0.15491 | 69.6445 | 34.111 | 19.1575 | 50.9432 | 15.4096 | 0.45616 | 0 | 0 | 0 | 18.7013 | 202.467 | 193.5897 | 187.1949 | 15.4535 | 6.5762 | 0.18138 | 0 | 0 | 0 | 187.0135 | 0.0005918 | 0.0002564 | 6.6e-06 | 0 | 0 | 0 | 0.0003068 | 5000000 | scaled
88-27F | 2224.5134 | 2059.3238 | 0 | 165.1896 | 92.57% | 0% | 7.426% | 1369.6755 | 2059.0218 | 146.4946 | 18.7121 | 1204.4687 | 222.4468 | 32.7506 | 1803.8243 | 88 | 0.0008056 | 0.0004856 | 0.0002472 | 2761312.5857 | 222.5711 | 183.1121 | 1818.8303 | 276279.9212 | 227298.9707 | 2257733.6941 | 1760374.6781 | 188282.1191 | 24049.7513 | 1548042.8081 | 669464.6764 | 72325.743 | 10648.4469 | 586490.4865 |  | 1236 | 88-27F | 2224.5134 | 854.8379 | 165.4917 | 2059.3238 | 689.6483 | 0.30205 | 0 | 0 | 0 | 165.1896 | 222.5711 | 76.0765 | 0.1243 | 222.4468 | 75.9522 | 0 | 0 | 0 | 0 | 0.1243 | 1818.8303 | 614.3615 | 15.0059 | 1803.8243 | 599.3556 | 0 | 0 | 0 | 0 | 15.0059 | 183.1121 | 164.3999 | 150.3614 | 33.0527 | 14.3405 | 0.30205 | 0 | 0 | 0 | 150.0594 | 0.0005646 | 0.0002446 | 6.2e-06 | 0 | 0 | 0 | 0.000241 | 5000000 | scaled
90-24 | 27778.0233 | 355.4902 | 26774.0357 | 648.4973 | 1.28% | 96.39% | 2.335% | 12134.5565 | 25340.282 | 14.8712 | 10973.426 | 1146.2592 | 31.1415 | 22908.781 | 2400.3594 | 90 | 0.0071986 | 0.0043446 | 0.0014386 | 3858809.1171 | 33.8545 | 25113.3957 | 2630.7731 | 4702.9333 | 3488649.9764 | 365456.2083 | 3600669.0696 | 4412.7138 | 3256128.5413 | 340127.8158 | 1694523.3804 | 2082.4569 | 1531927.1157 | 160513.8082 |  | 1237 | 90-24 | 27778.0233 | 15643.4668 | 2437.7413 | 355.4902 | 153.9117 | 3.8278 | 26774.0357 | 14841.0578 | 1785.4162 | 648.4973 | 33.8545 | 18.9833 | 2.713 | 0 | 0 | 0 | 33.3666 | 18.4953 | 2.225 | 0.48797 | 2630.7731 | 1484.5138 | 230.4136 | 0 | 0 | 0 | 2571.8631 | 1425.6039 | 171.5037 | 58.9099 | 25113.3957 | 14139.9697 | 2204.6147 | 355.4902 | 153.9117 | 3.8278 | 24168.8061 | 13396.9586 | 1611.6875 | 589.0994 | 0.001091 | 0.0004722 | 1.16e-05 | 0.0052006 | 0.0029654 | 0.00052 | 0.000907 | 5000000 | scaled
90-32 | 76419.3748 | 4659.1594 | 68681.1747 | 3079.0407 | 6.097% | 89.87% | 4.029% | 33118.3136 | 68703.3642 | 47.0293 | 30239.3563 | 2831.9279 | 98.3441 | 62667.1607 | 5937.8595 | 90 | 0.016016 | 0.010136 | 0.0049132 | 4771439.4836 | 105.9308 | 69679.8013 | 6633.6426 | 6614.0626 | 4350636.9437 | 414188.4771 | 4271922.5341 | 6066.2935 | 3900566.6003 | 365289.639 | 1570465.3894 | 2248.0118 | 1432485.9921 | 135731.3854 |  | 1238 | 90-32 | 76419.3748 | 43301.0612 | 7716.0106 | 4659.1594 | 2099.8645 | 47.9204 | 68681.1747 | 38122.156 | 4589.0495 | 3079.0407 | 105.9308 | 58.9016 | 7.5867 | 24.7434 | 12.8068 | 0 | 78.8705 | 43.7779 | 5.2699 | 2.3169 | 6633.6426 | 3801.7147 | 695.7832 | 126.7398 | 65.544 | 0 | 6227.2007 | 3456.4685 | 416.081 | 279.7022 | 69679.8013 | 39440.4449 | 7012.6406 | 4507.6762 | 2021.5137 | 47.9204 | 62375.1034 | 34621.9096 | 4167.6986 | 2797.0216 | 0.0065356 | 0.0028674 | 7.18e-05 | 0.0051544 | 0.0029428 | 0.0005154 | 0.004326 | 5000000 | scaled
90-44AE | 101370.2827 | 11901.6974 | 86871.4396 | 2597.1457 | 11.74% | 85.7% | 2.562% | 45106.5488 | 92927.4703 | 42.5924 | 41963.328 | 3100.6284 | 89.3858 | 86331.0131 | 6507.0714 | 90 | 0.015099 | 0.009366 | 0.004219 | 6713530.5178 | 97.7233 | 94065.5684 | 7206.9911 | 6471.9969 | 6229755.3797 | 477303.1442 | 6007231.8909 | 5672.4065 | 5588621.8019 | 412937.6887 | 2001140.6594 | 1924.8733 | 1859089.674 | 140126.113 |  | 1239 | 90-44AE | 101370.2827 | 56263.7339 | 8442.8124 | 11901.6974 | 5470.4015 | 138.8226 | 86871.4396 | 48196.1867 | 5706.8441 | 2597.1457 | 97.7233 | 55.1308 | 8.3374 | 0 | 0 | 0 | 95.769 | 53.1766 | 6.3832 | 1.9543 | 7206.9911 | 4106.3627 | 699.9197 | 0 | 0 | 0 | 6971.0646 | 3870.4362 | 463.9932 | 235.9265 | 94065.5684 | 52102.2404 | 7734.5553 | 11901.6974 | 5470.4015 | 138.8226 | 79804.606 | 44272.574 | 5236.4678 | 2359.2649 | 0.0063122 | 0.0027892 | 7.12e-05 | 0.0051548 | 0.0029444 | 0.0005154 | 0.0036324 | 5000000 | scaled
90-49 | 11953.6023 | 46.8832 | 11485.2228 | 421.4963 | 0.3922% | 96.08% | 3.526% | 5137.8129 | 10765.0349 | 6.0768 | 4705.4965 | 426.2396 | 12.7434 | 9858.4408 | 893.8507 | 90 | 0.0065452 | 0.0038946 | 0.0011338 | 1826315.8192 | 13.972 | 10943.5651 | 996.0652 | 2134.6896 | 1671998.5852 | 152182.544 | 1750061.4702 | 2069.9048 | 1602804.2064 | 145187.3582 | 1048304.2874 | 1240.9619 | 960019.7147 | 87043.6105 |  | 1240 | 90-49 | 11953.6023 | 6815.7894 | 1188.5674 | 46.8832 | 20.3445 | 0.50526 | 11485.2228 | 6373.9486 | 766.5658 | 421.4963 | 13.972 | 7.8952 | 1.2285 | 0 | 0 | 0 | 13.6548 | 7.578 | 0.91137 | 0.31716 | 996.0652 | 569.8256 | 102.2145 | 0 | 0 | 0 | 957.7762 | 531.5366 | 63.9255 | 38.289 | 10943.5651 | 6238.0686 | 1085.1244 | 46.8832 | 20.3445 | 0.50526 | 10513.7918 | 5834.834 | 701.729 | 382.8901 | 0.0007436 | 0.0003224 | 7.8e-06 | 0.005195 | 0.0029656 | 0.0005194 | 0.0006066 | 5000000 | scaled
90-50F | 23591.4416 | 607.9727 | 22258.4972 | 724.9717 | 2.577% | 94.35% | 3.073% | 10253.1656 | 21373.8766 | 11.1952 | 9393.2277 | 848.7427 | 23.4701 | 19571.063 | 1779.3435 | 90 | 0.0077394 | 0.0046362 | 0.0015444 | 3048226.1726 | 25.6946 | 21593.261 | 1972.486 | 3319.9715 | 2790043.2902 | 254862.9109 | 2876984.5995 | 3141.3139 | 2635690.524 | 238152.7621 | 1435874.8135 | 1576.699 | 1314763.6684 | 119534.4462 |  | 1241 | 90-50F | 23591.4416 | 13338.276 | 2217.5651 | 607.9727 | 263.2562 | 6.6273 | 22258.4972 | 12350.0481 | 1485.966 | 724.9717 | 25.6946 | 14.4994 | 2.2245 | 0 | 0 | 0 | 25.1491 | 13.9539 | 1.6789 | 0.54552 | 1972.486 | 1123.7433 | 193.1425 | 0 | 0 | 0 | 1906.6291 | 1057.8864 | 127.2856 | 65.8569 | 21593.261 | 12200.0333 | 2022.1981 | 607.9727 | 263.2562 | 6.6273 | 20326.7191 | 11278.2078 | 1357.0015 | 658.5693 | 0.0015584 | 0.0006748 | 1.72e-05 | 0.0051708 | 0.0029512 | 0.000517 | 0.0010102 | 5000000 | scaled
900-1118F | 3820.8776 | 3634.7172 | 0 | 186.1604 | 95.13% | 0% | 4.872% | 1820.7274 | 3591.8037 | 195.5658 | 6.0418 | 1619.1198 | 375.3886 | 10.5955 | 3205.8196 | 900 | 0.0011032 | 0.0006222 | 0.0002644 | 3463449.5984 | 380.4331 | 179.8204 | 3260.624 | 344845.1232 | 162998.9416 | 2955605.5339 | 3214641.866 | 345287.3 | 10667.2654 | 2858687.3001 | 866391.3646 | 90548.778 | 2555.7861 | 773286.8006 |  | 1242 | 900-1118F | 3820.8776 | 2000.1502 | 229.0739 | 3634.7172 | 1813.9898 | 42.9135 | 0 | 0 | 0 | 186.1604 | 380.4331 | 184.8673 | 5.0445 | 380.2931 | 184.7272 | 4.9045 | 0 | 0 | 0 | 0.14008 | 3260.624 | 1641.5042 | 54.8044 | 3243.7131 | 1624.5933 | 37.8935 | 0 | 0 | 0 | 16.9109 | 179.8204 | 173.7786 | 169.2249 | 10.7111 | 4.6693 | 0.11552 | 0 | 0 | 0 | 169.1094 | 0.0008482 | 0.0003672 | 9.4e-06 | 0 | 0 | 0 | 0.000255 | 5000000 | scaled
900-1119F | 3064.5099 | 2960.9553 | 0 | 103.5546 | 96.62% | 0% | 3.379% | 1875.2312 | 2946.1824 | 82.6863 | 1316.8785 | 475.6664 | 120.7862 | 2141.5089 | 683.8873 | 900 | 0.000334 | 0.0002298 | 0.0001522 | 9175179.3533 | 120.8641 | 2250.3516 | 693.2943 | 361868.4994 | 6737579.497 | 2075731.359 | 5175277.0583 | 228198.3047 | 3634331.0496 | 1312747.7053 | 777447.7431 | 31873.426 | 565108.0138 | 180466.3035 |  | 1243 | 900-1119F | 3064.5099 | 1189.2787 | 118.3275 | 2960.9553 | 1085.7241 | 14.7729 | 0 | 0 | 0 | 103.5546 | 120.8641 | 38.1778 | 0.077922 | 120.7862 | 38.0998 | 0 | 0 | 0 | 0 | 0.077922 | 693.2943 | 217.6279 | 9.407 | 683.8873 | 208.2209 | 0 | 0 | 0 | 0 | 9.407 | 2250.3516 | 933.473 | 108.8427 | 2156.2818 | 839.4033 | 14.7729 | 0 | 0 | 0 | 94.0697 | 0.0001838 | 7.96e-05 | 2e-06 | 0 | 0 | 0 | 0.0001502 | 5000000 | scaled
900-1163F | 288.1943 | 121.5237 | 0 | 166.6706 | 42.17% | 0% | 57.83% | 73.9173 | 121.1187 | 8.7216 | 19.8579 | 45.3378 | 14.0483 | 34.3621 | 72.7084 | 900 | 0.0008402 | 0.000502 | 0.0002506 | 343006.7618 | 14.1737 | 186.1717 | 87.8488 | 16869.4689 | 221580.2433 | 104557.0497 | 426846.5522 | 50364.2536 | 114672.3869 | 261809.9119 | 666702.0954 | 77329.4072 | 189147.1002 | 400225.5884 |  | 1244 | 900-1163F | 288.1943 | 214.277 | 167.0755 | 121.5237 | 47.6064 | 0.40495 | 0 | 0 | 0 | 166.6706 | 14.1737 | 5.4521 | 0.12541 | 14.0483 | 5.3267 | 0 | 0 | 0 | 0 | 0.12541 | 87.8488 | 42.511 | 15.1405 | 72.7084 | 27.3706 | 0 | 0 | 0 | 0 | 15.1405 | 186.1717 | 166.3138 | 151.8097 | 34.767 | 14.9091 | 0.40495 | 0 | 0 | 0 | 151.4047 | 0.0005962 | 0.000258 | 6.6e-06 | 0 | 0 | 0 | 0.000244 | 5000000 | scaled
900-1166F | 30059.1077 | 29287.2172 | 0 | 771.8905 | 97.43% | 0% | 2.568% | 14033.7123 | 28795.326 | 1226.5151 | 1185.1573 | 11622.0399 | 2507.9533 | 2014.1489 | 24273.2238 | 900 | 0.003966 | 0.0023404 | 0.0011306 | 7579200.1236 | 2549.6031 | 2736.8436 | 24772.661 | 642865.121 | 690076.5537 | 6246258.4493 | 6847289.1002 | 598437.7505 | 578258.59 | 5670592.7611 | 1117797.3669 | 97355.5097 | 78186.6581 | 942255.1992 |  | 1245 | 900-1166F | 30059.1077 | 16025.3954 | 1263.7817 | 29287.2172 | 15253.5049 | 491.8912 | 0 | 0 | 0 | 771.8905 | 2549.6031 | 1323.088 | 41.6497 | 2549.0222 | 1322.5072 | 41.0689 | 0 | 0 | 0 | 0.58082 | 24772.661 | 13150.6211 | 499.4372 | 24702.5419 | 13080.502 | 429.3182 | 0 | 0 | 0 | 70.1191 | 2736.8436 | 1551.6863 | 722.6947 | 2035.653 | 850.4957 | 21.5041 | 0 | 0 | 0 | 701.1906 | 0.0028668 | 0.0012412 | 3.14e-05 | 0 | 0 | 0 | 0.0010992 | 5000000 | scaled
901-1124 | 225481.3871 | 223882.7468 | 0 | 1598.6403 | 99.29% | 0% | 0.709% | 116210.9318 | 220937.8997 | 8529.7904 | 107.5858 | 107573.5557 | 16199.4443 | 206.5302 | 204531.9251 | 901 | 0.0087544 | 0.0051832 | 0.0023384 | 25756349.6185 | 16423.7454 | 1661.2935 | 207396.3482 | 1876056.0827 | 189766.6914 | 23690526.8436 | 21081659.0716 | 1547377.0844 | 19516.9801 | 19514765.0144 | 1942989.8264 | 142462.4548 | 1816.2846 | 1798711.0869 |  | 1246 | 901-1124 | 225481.3871 | 109270.4553 | 4543.4874 | 223882.7468 | 107671.8149 | 2944.8471 | 0 | 0 | 0 | 1598.6403 | 16423.7454 | 7893.955 | 224.301 | 16422.5424 | 7892.7521 | 223.0981 | 0 | 0 | 0 | 1.2029 | 207396.3482 | 99822.7925 | 2864.4231 | 207251.1266 | 99677.5709 | 2719.2015 | 0 | 0 | 0 | 145.2216 | 1661.2935 | 1553.7078 | 1454.7633 | 209.0777 | 101.4919 | 2.5475 | 0 | 0 | 0 | 1452.2158 | 0.0064902 | 0.002919 | 7.42e-05 | 0 | 0 | 0 | 0.0022642 | 5000000 | scaled
902-364F | 3003.6457 | 2897.4226 | 0 | 106.223 | 96.46% | 0% | 3.536% | 1505.777 | 2897.4226 | 223.3712 | 0 | 1282.4058 | 426.6922 | 0 | 2470.7304 | 902 | 0.0004588 | 0.0002832 | 0.0001524 | 6546742.9534 | 426.7721 | 96.4937 | 2480.3798 | 930192.0833 | 210317.6435 | 5406233.228 | 5289084.2585 | 784597.6843 | 0 | 4504486.5746 | 697001.5597 | 102644.7177 | 0 | 594356.8422 |  | 1247 | 902-364F | 3003.6457 | 1497.8687 | 106.223 | 2897.4226 | 1391.6456 | 0 | 0 | 0 | 0 | 106.223 | 426.7721 | 203.4009 | 0.079929 | 426.6922 | 203.321 | 0 | 0 | 0 | 0 | 0.079929 | 2480.3798 | 1197.974 | 9.6494 | 2470.7304 | 1188.3246 | 0 | 0 | 0 | 0 | 9.6494 | 96.4937 | 96.4937 | 96.4937 | 0 | 0 | 0 | 0 | 0 | 0 | 96.4937 | 0.0003096 | 0.000134 | 3.2e-06 | 0 | 0 | 0 | 0.0001492 | 5000000 | scaled
902-48 | 11256.8936 | 9341.6239 | 0 | 1915.2696 | 82.99% | 0% | 17.01% | 4294.1312 | 9231.8497 | 230.1843 | 3298.6775 | 765.2694 | 628.0901 | 6364.1318 | 2239.6277 | 902 | 0.0088092 | 0.0056198 | 0.0027604 | 1277856.5091 | 636.8601 | 8180.0177 | 2440.0157 | 72294.8894 | 928576.6841 | 276984.936 | 1238969.7705 | 66414.2268 | 951755.191 | 220800.3534 | 733605.242 | 49910.9282 | 505723.1912 | 177971.1228 |  | 1248 | 902-48 | 11256.8936 | 6962.7623 | 2025.0439 | 9341.6239 | 5047.4927 | 109.7743 | 0 | 0 | 0 | 1915.2696 | 636.8601 | 406.6758 | 8.77 | 635.419 | 405.2346 | 7.3289 | 0 | 0 | 0 | 1.4412 | 2440.0157 | 1674.7463 | 200.388 | 2266.0313 | 1500.7619 | 26.4036 | 0 | 0 | 0 | 173.9844 | 8180.0177 | 4881.3402 | 1815.8859 | 6440.1737 | 3141.4962 | 76.0418 | 0 | 0 | 0 | 1739.8441 | 0.006123 | 0.0029336 | 7.42e-05 | 0 | 0 | 0 | 0.0026862 | 5000000 | scaled
907-1475 | 4281.3573 | 0 | 4281.3573 | 0 | 0% | 100% | 0% | 1909.1124 | 3995.6034 | 2.1632 | 1566.8934 | 340.0558 | 4.5274 | 3279.3692 | 711.7067 | 907 | 0.017589 | 0.010025 | 0.0017588 | 243413.8378 | 4.8512 | 3513.9002 | 762.6059 | 275.8097 | 199780.5541 | 43357.4741 | 236632.9069 | 268.1263 | 194215.1428 | 42149.6379 | 162470.9763 | 184.0942 | 133347.1505 | 28939.7316 |  | 1249 | 907-1475 | 4281.3573 | 2372.2449 | 285.754 | 0 | 0 | 0 | 4281.3573 | 2372.2449 | 285.754 | 0 | 4.8512 | 2.688 | 0.32378 | 0 | 0 | 0 | 4.8512 | 2.688 | 0.32378 | 0 | 762.6059 | 422.5501 | 50.8992 | 0 | 0 | 0 | 762.6059 | 422.5501 | 50.8992 | 0 | 3513.9002 | 1947.0068 | 234.531 | 0 | 0 | 0 | 3513.9002 | 1947.0068 | 234.531 | 0 | 0 | 0 | 0 | 0.017589 | 0.010025 | 0.0017588 | 0 | 5000000 | scaled
907-1562AE | 8439769.222 | 8238563.711 | 198305.696 | 2899.8146 | 97.62% | 2.35% | 0.03436% | 4013180.723 | 8327696.0569 | 260197.5576 | 79621.2534 | 3673361.911 | 538937.0192 | 165466.9793 | 7623292.0576 | 907 | 0.054867 | 0.032133 | 0.0082108 | 153823441.2557 | 545175.3162 | 182365.0499 | 7712228.855 | 9936378.7113 | 3323789.8813 | 140563272.6467 | 137757475.1036 | 8931608.3768 | 2733099.6509 | 126092767.0416 | 13649481.7923 | 883342.8814 | 271208.0875 | 12494930.822 |  | 1250 | 907-1562AE | 8439769.222 | 4426588.499 | 112073.1651 | 8238563.711 | 4313215.521 | 93423.2435 | 198305.696 | 110473.1636 | 15750.107 | 2899.8146 | 545175.3162 | 284977.7586 | 6238.297 | 544938.6657 | 284844.9576 | 6217.4927 | 234.4685 | 130.6189 | 18.6223 | 2.182 | 7712228.855 | 4038866.944 | 88936.7974 | 7693463.282 | 4028296.248 | 87203.873 | 18502.1519 | 10307.2745 | 1469.5033 | 263.4211 | 182365.0499 | 102743.7965 | 16898.0707 | 161.7628 | 74.315 | 1.8778 | 179569.0756 | 100035.2701 | 14261.9814 | 2634.2114 | 0.010825 | 0.005405 | 0.0001372 | 0.039964 | 0.022651 | 0.0039964 | 0.0040772 | 5000000 | scaled
907-1602 | 257241.9108 | 253809.0484 | 3328.7428 | 104.1196 | 98.67% | 1.294% | 0.04048% | 148074.4684 | 256915.3817 | 7195.4073 | 1177.2363 | 139701.8248 | 12491.1138 | 2464.3073 | 241959.9605 | 907 | 0.018131 | 0.010354 | 0.0019202 | 14188116.9502 | 12491.4922 | 2735.1124 | 242015.3062 | 688965.3066 | 150854.4788 | 13348297.1628 | 10543300.535 | 512332.3578 | 83822.3897 | 9947145.7847 | 170049.5276 | 8267.7339 | 1631.0985 | 160150.6952 |  | 1251 | 907-1602 | 257241.9108 | 109167.4424 | 326.5291 | 253809.0484 | 107218.167 | 0.02406 | 3328.7428 | 1845.1557 | 222.3854 | 104.1196 | 12491.4922 | 5296.0849 | 0.37836 | 12486.9232 | 5293.5173 | 0 | 4.4907 | 2.4892 | 0.30001 | 0.078347 | 242015.3062 | 102313.4814 | 55.3457 | 241318.9899 | 101923.2907 | 0 | 686.8581 | 380.7324 | 45.8874 | 9.4583 | 2735.1124 | 1557.8761 | 270.8051 | 3.1354 | 1.359 | 0.02406 | 2637.394 | 1461.9341 | 176.1981 | 94.583 | 0.0003734 | 0.0001618 | 4e-06 | 0.017601 | 0.010036 | 0.0017602 | 0.000156 | 5000000 | scaled
907-1604 | 17843.8974 | 14868.8055 | 2939.958 | 35.1338 | 83.33% | 16.48% | 0.1969% | 4490.0202 | 17611.9015 | 189.166 | 1109.4367 | 3191.4174 | 785.1153 | 2291.415 | 14535.3712 | 907 | 0.017739 | 0.010113 | 0.001813 | 1005913.375 | 785.2718 | 2480.8804 | 14577.7451 | 44268.1001 | 139854.5795 | 821790.6951 | 1320466.4501 | 55631.6924 | 326273.3491 | 938561.4074 | 127962.3926 | 5704.3947 | 16648.6818 | 105609.3161 |  | 1252 | 907-1604 | 17843.8974 | 13353.8772 | 231.9958 | 14868.8055 | 11691.9762 | 0.55597 | 2939.958 | 1626.7672 | 196.306 | 35.1338 | 785.2718 | 596.1058 | 0.15648 | 783.2978 | 595.0017 | 0 | 1.9476 | 1.0777 | 0.13004 | 0.026437 | 14577.7451 | 11386.3277 | 42.3739 | 13987.7428 | 11058.4361 | 0 | 586.8108 | 324.7001 | 39.1824 | 3.1916 | 2480.8804 | 1371.4437 | 189.4654 | 97.765 | 38.5384 | 0.55597 | 2351.1996 | 1300.9895 | 156.9936 | 31.9158 | 3.84e-05 | 1.66e-05 | 4e-07 | 0.017653 | 0.010049 | 0.0017654 | 4.72e-05 | 5000000 | scaled
907-1702R | 9100558.25 | 9075653.951 | 21331.0684 | 3573.2304 | 99.73% | 0.2344% | 0.03926% | 4777838.842 | 9009865.4743 | 314389.3014 | 8886.6092 | 4454562.931 | 594017.7557 | 18362.3941 | 8397485.3236 | 907 | 0.061079 | 0.035634 | 0.0093068 | 148997492.5751 | 599845.8196 | 23147.6384 | 8477564.791 | 9820883.5762 | 378981.1561 | 138797627.8271 | 121308845.7092 | 7982312.614 | 225630.1104 | 113100902.9748 | 9744786.1445 | 642470.8573 | 19860.1859 | 9082455.1003 |  | 1253 | 907-1702R | 9100558.25 | 4322719.408 | 90692.7757 | 9075653.951 | 4307262.785 | 85424.2928 | 21331.0684 | 11883.3926 | 1695.2526 | 3573.2304 | 599845.8196 | 285456.5182 | 5828.0639 | 599811.4234 | 285436.1654 | 5822.8553 | 31.7075 | 17.664 | 2.5199 | 2.6887 | 8477564.791 | 4023001.86 | 80079.4674 | 8475221.809 | 4021552.835 | 79594.4646 | 2018.3879 | 1124.4301 | 160.4082 | 324.5947 | 23147.6384 | 14261.0292 | 4785.2444 | 620.7185 | 273.7838 | 6.9729 | 19280.973 | 10741.2985 | 1532.3245 | 3245.9469 | 0.015464 | 0.0075954 | 0.0001998 | 0.040564 | 0.022988 | 0.0040564 | 0.0050506 | 5000000 | scaled
907-1716R | 27066455.2 | 26848173.23 | 210320.852 | 7961.1153 | 99.19% | 0.7771% | 0.02941% | 12326391.7 | 26708682.7125 | 1071746.161 | 88488.5899 | 11166156.94 | 2325062.3322 | 188637.6363 | 24194982.7339 | 907 | 0.088049 | 0.054095 | 0.015725 | 307401489.1674 | 2354358.48 | 211249.92 | 24500846.79 | 26739124.0352 | 2399225.8873 | 278263139.1313 | 272485774.9728 | 23691895.4356 | 1956118.4312 | 246837760.9048 | 22752406.2615 | 1980657.8758 | 160695.3134 | 20611053.0638 |  | 1254 | 907-1716R | 27066455.2 | 14740063.5 | 357772.4875 | 26848173.23 | 14614903.33 | 333128.7078 | 210320.852 | 117199.0536 | 16682.6644 | 7961.1153 | 2354358.48 | 1282612.319 | 29296.1478 | 2354045.876 | 1282435.471 | 29265.8366 | 306.6141 | 170.8575 | 24.3207 | 5.9905 | 24500846.79 | 13334689.85 | 305864.0561 | 24481067.24 | 13323347.7 | 303629.3109 | 19056.3628 | 10618.9551 | 1511.552 | 723.1932 | 211249.92 | 122761.3301 | 22612.2837 | 13060.1132 | 9120.1573 | 233.5603 | 190957.875 | 106409.2411 | 15146.7917 | 7231.9317 | 0.03686 | 0.020215 | 0.0005132 | 0.039975 | 0.022666 | 0.0039974 | 0.011214 | 5000000 | scaled
907-2820R | 6348475.522 | 6346945.602 | 509.5288 | 1020.3916 | 99.98% | 0.008026% | 0.01607% | 1358429.885 | 6193713.852 | 107929.4098 | 209.5146 | 1250290.96 | 490561.3513 | 443.0387 | 5702709.4616 | 907 | 0.082479 | 0.049056 | 0.0088384 | 76970997.6624 | 502760.1389 | 1410.3457 | 5844305.037 | 6095628.6816 | 17099.4933 | 70858269.4826 | 101720583.5936 | 8081861.7678 | 15688.662 | 93623033.1188 | 17510145.5014 | 1386857.8439 | 1252.5073 | 16122035.149 |  | 1255 | 907-2820R | 6348475.522 | 4990045.637 | 154761.67 | 6346945.602 | 4988739.998 | 153697.5735 | 509.5288 | 285.2468 | 43.7049 | 1020.3916 | 502760.1389 | 394830.7291 | 12198.7876 | 502757.4368 | 394828.8784 | 12197.8539 | 1.9344 | 1.0829 | 0.16592 | 0.76781 | 5844305.037 | 4594014.077 | 141595.5754 | 5844171.8 | 4593898.686 | 141499.4046 | 40.5447 | 22.6979 | 3.4777 | 92.6931 | 1410.3457 | 1200.8311 | 967.307 | 16.3652 | 12.4344 | 0.31502 | 467.0498 | 261.4659 | 40.0613 | 926.9307 | 0.0088778 | 0.006717 | 0.0001704 | 0.072148 | 0.040886 | 0.0072148 | 0.0014532 | 5000000 | scaled
908-1172R | 15766518.79 | 15502577.83 | 256475.2349 | 7465.7277 | 98.33% | 1.627% | 0.04735% | 6449163.548 | 15484271.5553 | 451454.993 | 103330.8457 | 5894377.704 | 1085436.1533 | 216743.4872 | 14182091.9104 | 908 | 0.20692 | 0.12262 | 0.027582 | 76195321.4828 | 1103160.298 | 245287.7776 | 14418070.71 | 5331275.3863 | 1185409.4946 | 69678636.5807 | 75983253.1858 | 5318987.3043 | 1217431.3385 | 69446834.4805 | 10232948.5937 | 717322.2401 | 143237.2814 | 9372389.0692 |  | 1256 | 908-1172R | 15766518.79 | 9317355.242 | 282247.2347 | 15502577.83 | 9164786.292 | 250811.786 | 256475.2349 | 145103.2227 | 23969.721 | 7465.7277 | 1103160.298 | 651705.305 | 17724.1447 | 1102824.664 | 651512.9778 | 17687.6843 | 330.0158 | 186.7095 | 30.8427 | 5.6177 | 14418070.71 | 8523693.006 | 235978.7996 | 14392994.11 | 8509211.189 | 233020.3757 | 24398.4093 | 13803.6244 | 2280.2321 | 678.1918 | 245287.7776 | 141956.9319 | 28544.2904 | 6759.0497 | 4062.1249 | 103.726 | 231746.8098 | 131112.8888 | 21658.6462 | 6781.9182 | 0.030402 | 0.017682 | 0.0004486 | 0.16599 | 0.094407 | 0.016599 | 0.010535 | 5000000 | scaled
908-1236 | 11763931.11 | 11622998.13 | 137018.798 | 3914.1891 | 98.8% | 1.165% | 0.03327% | 6333096.367 | 11600021.2201 | 507127.8196 | 54425.0177 | 5771543.531 | 927715.2122 | 113522.5392 | 10558783.4706 | 908 | 0.1877 | 0.10768 | 0.022321 | 62673979.9702 | 939603.481 | 128719.3409 | 10695608.29 | 5005868.2933 | 685770.2003 | 56982341.4868 | 50436067.8823 | 4038708.9746 | 433434.7259 | 45963924.1922 | 7343172.4668 | 587272.4432 | 71863.281 | 6684036.7438 |  | 1257 | 908-1236 | 11763931.11 | 5430834.743 | 163909.8899 | 11622998.13 | 5349391.584 | 147190.8152 | 137018.798 | 77528.9701 | 12804.8856 | 3914.1891 | 939603.481 | 432475.6614 | 11888.2688 | 939416.4016 | 432368.528 | 11868.1155 | 184.1341 | 104.1881 | 17.208 | 2.9453 | 10695608.29 | 4924064.759 | 136824.8194 | 10682902.42 | 4916721.055 | 135315.0731 | 12350.2999 | 6988.1363 | 1154.1787 | 355.5676 | 128719.3409 | 74294.3232 | 15196.8017 | 679.3007 | 302.0012 | 7.6266 | 124484.364 | 70436.6457 | 11633.4989 | 3555.6762 | 0.015917 | 0.0075894 | 0.0001922 | 0.16628 | 0.094587 | 0.016628 | 0.005501 | 5000000 | scaled
908-1269 | 1247.3865 | 0 | 1247.3865 | 0 | 0% | 100% | 0% | 38.9644 | 81.6746 | 0.02559 | 30.8932 | 8.0455 | 0.05364 | 64.7564 | 16.8646 | 908 | 0.16645 | 0.16645 | 0.16645 | 7493.9261 | 0.81923 | 989.0011 | 257.5661 | 4.9217 | 5941.6238 | 1547.3806 | 7259.8398 | 4.7679 | 5756.0264 | 1499.0454 | 7003.2493 | 4.5994 | 5552.5865 | 1446.0634 |  | 1258 | 908-1269 | 1247.3865 | 1208.4221 | 1165.7119 | 0 | 0 | 0 | 1247.3865 | 1208.4221 | 1165.7119 | 0 | 0.81923 | 0.79364 | 0.76559 | 0 | 0 | 0 | 0.81923 | 0.79364 | 0.76559 | 0 | 257.5661 | 249.5206 | 240.7016 | 0 | 0 | 0 | 257.5661 | 249.5206 | 240.7016 | 0 | 989.0011 | 958.1079 | 924.2447 | 0 | 0 | 0 | 989.0011 | 958.1079 | 924.2447 | 0 | 0 | 0 | 0 | 0.16645 | 0.16645 | 0.16645 | 0 | 5000000 | scaled
908-1368R | 5570792.903 | 5361811.109 | 196688.6844 | 12293.1097 | 96.25% | 3.531% | 0.2207% | 2645951.317 | 5470060.3053 | 161968.7563 | 77164.5506 | 2406818.01 | 335935.3135 | 161170.37 | 4972954.6222 | 908 | 0.23644 | 0.14054 | 0.034526 | 23560748.4865 | 340557.5482 | 188773.5633 | 5041461.792 | 1440331.9021 | 798386.6073 | 21322029.9792 | 20811867.5055 | 1273973.6648 | 606941.7804 | 18930952.0596 | 2917620.4816 | 179181.1601 | 85965.0436 | 2652474.2782 |  | 1259 | 908-1368R | 5570792.903 | 2924841.586 | 100732.5977 | 5361811.109 | 2801316.851 | 70074.1297 | 196688.6844 | 111231.6252 | 18365.3584 | 12293.1097 | 340557.5482 | 178588.7919 | 4622.2347 | 340279.7987 | 178427.6996 | 4587.914 | 268.4994 | 151.8421 | 25.0705 | 9.2502 | 5041461.792 | 2634643.782 | 68507.1698 | 5019664.71 | 2621831.881 | 65459.4731 | 20680.3671 | 11695.1865 | 1930.9822 | 1116.7145 | 188773.5633 | 111609.0127 | 27603.1933 | 1866.6004 | 1057.2711 | 26.7426 | 175739.8179 | 99384.5966 | 16409.3057 | 11167.145 | 0.054917 | 0.029845 | 0.0007654 | 0.16418 | 0.093351 | 0.016418 | 0.017342 | 5000000 | scaled
908-1370R | 1466276.16 | 1346128.914 | 115909.3001 | 4237.9456 | 91.81% | 7.905% | 0.289% | 726729.0178 | 1436439.0558 | 49092.1251 | 46091.9909 | 631544.9013 | 96361.1954 | 96152.4291 | 1243925.4309 | 908 | 0.1878 | 0.10796 | 0.022613 | 7807464.3619 | 97459.5268 | 109840.7948 | 1258975.838 | 518941.6582 | 584868.0585 | 6703654.6428 | 6849954.7274 | 462729.334 | 434450.8662 | 5952774.5229 | 1319478.5343 | 88515.0876 | 88323.3199 | 1142640.1264 |  | 1260 | 908-1370R | 1466276.16 | 739547.1422 | 29837.1042 | 1346128.914 | 669724.3685 | 14777.1777 | 115909.3001 | 65584.8281 | 10821.9809 | 4237.9456 | 97459.5268 | 48367.4017 | 1098.3314 | 97330.3608 | 48292.9313 | 1083.3805 | 125.9771 | 71.2815 | 11.762 | 3.1889 | 1258975.838 | 627430.9367 | 15050.4071 | 1248096.598 | 621108.0021 | 13685.6225 | 10494.2627 | 5937.9568 | 979.8067 | 384.9779 | 109840.7948 | 63748.8038 | 13688.3657 | 701.9557 | 323.4351 | 8.1747 | 105289.0603 | 59575.5899 | 9830.4122 | 3849.7788 | 0.017878 | 0.008708 | 0.0002214 | 0.16393 | 0.093257 | 0.016393 | 0.0059986 | 5000000 | scaled
908-1372R | 7960290.328 | 7828738.233 | 129010.0921 | 2542.0035 | 98.35% | 1.621% | 0.03193% | 4590307.35 | 7828879.1672 | 385057.4398 | 51763.0815 | 4153486.829 | 656826.306 | 107776.4025 | 7064276.4593 | 908 | 0.17701 | 0.10104 | 0.019974 | 44971613.1452 | 666702.7483 | 121036.1903 | 7172551.39 | 3766533.2348 | 683793.2415 | 40521286.6723 | 33351506.6446 | 2797687.5583 | 376091.7571 | 30177727.3314 | 6579110.8841 | 551973.406 | 90571.4455 | 5936566.0332 |  | 1261 | 908-1372R | 7960290.328 | 3369982.978 | 131411.1608 | 7828738.233 | 3294454.335 | 116830.5953 | 129010.0921 | 72986.6391 | 12038.562 | 2542.0035 | 666702.7483 | 281645.3085 | 9876.4423 | 666543.6225 | 281554.4534 | 9859.8592 | 157.2131 | 88.9423 | 14.6703 | 1.9128 | 7172551.39 | 3019064.561 | 108274.9307 | 7160635.961 | 3012223.205 | 106953.6745 | 11684.5115 | 6610.4381 | 1090.3389 | 230.9173 | 121036.1903 | 69273.1088 | 13259.7878 | 1558.6494 | 676.6766 | 17.0616 | 117168.3676 | 66287.2588 | 10933.5528 | 2309.1734 | 0.010694 | 0.0048966 | 0.000124 | 0.16274 | 0.092571 | 0.016274 | 0.0035764 | 5000000 | scaled
908-2038R | 41258574.23 | 40800963.63 | 444898.9658 | 12711.633 | 98.89% | 1.078% | 0.03081% | 16271216.52 | 40522238.5389 | 1203869.608 | 177058.8047 | 14890288.11 | 3007234.6333 | 372483.9887 | 37142519.9216 | 908 | 0.23053 | 0.14153 | 0.034497 | 178970516.2563 | 3058247.778 | 421738.4467 | 37778588.01 | 13265998.4957 | 1829407.5581 | 163875110.2229 | 176557656.9402 | 13063091.9322 | 1921250.7965 | 161573314.2408 | 21345167.0918 | 1584066.6273 | 196206.6575 | 19564893.8095 |  | 1262 | 908-2038R | 41258574.23 | 24987357.71 | 736335.6911 | 40800963.63 | 24723028.77 | 682162.3913 | 444898.9658 | 251617.3061 | 41461.6668 | 12711.633 | 3058247.778 | 1854378.17 | 51013.1447 | 3057666.861 | 1854045.471 | 50950.3333 | 571.3525 | 323.1344 | 53.2463 | 9.5651 | 37778588.01 | 22888299.9 | 636068.0884 | 37736334.06 | 22863901.07 | 631083.178 | 41099.2107 | 23244.0925 | 3830.177 | 1154.7334 | 421738.4467 | 244679.642 | 49254.458 | 6962.7096 | 5082.2283 | 128.88 | 403228.4026 | 228050.0792 | 37578.2435 | 11547.3345 | 0.053569 | 0.033238 | 0.000845 | 0.15924 | 0.09056 | 0.015924 | 0.017728 | 5000000 | scaled
908-2040 | 3646804.789 | 3351774.242 | 291221.4671 | 3809.0796 | 91.91% | 7.986% | 0.1044% | 1896570.443 | 3584585.3198 | 160039.1164 | 116496.4764 | 1620034.85 | 302010.2554 | 243106.0326 | 3039469.0318 | 908 | 0.17929 | 0.10285 | 0.021441 | 20339849.2138 | 304929.824 | 271232.3 | 3070642.665 | 1700728.9942 | 1512782.9437 | 17126337.2758 | 17017746.1214 | 1436015.7633 | 1045311.7978 | 14536418.5585 | 2901892.1328 | 244491.6514 | 196805.8842 | 2460594.5973 |  | 1263 | 908-2040 | 3646804.789 | 1750234.346 | 62219.4692 | 3351774.242 | 1581689.218 | 31269.2611 | 291221.4671 | 164736.0483 | 27141.1285 | 3809.0796 | 304929.824 | 144890.7076 | 2919.5686 | 304415.363 | 144598.4462 | 2869.023 | 511.5948 | 289.3952 | 47.6794 | 2.8662 | 3070642.665 | 1450607.815 | 31173.6332 | 3043736.414 | 1435237.397 | 28352.2652 | 26560.2312 | 15024.3991 | 2475.3486 | 346.0194 | 271232.3 | 154735.8236 | 28126.2674 | 3622.4649 | 1853.3756 | 47.9729 | 264149.6411 | 149422.254 | 24618.1005 | 3460.194 | 0.014493 | 0.0068036 | 0.0001732 | 0.15948 | 0.090724 | 0.015948 | 0.0053198 | 5000000 | scaled
908-2055F | 22564078.34 | 22357448.54 | 198388.4941 | 8241.2987 | 99.08% | 0.8792% | 0.03652% | 10473797.78 | 22266707.7474 | 730159.2283 | 87025.705 | 9656612.84 | 1555343.3355 | 181400.4449 | 20529963.9577 | 908 | 0.20355 | 0.12042 | 0.027982 | 110854062.3422 | 1574568.368 | 205554.1527 | 20783955.81 | 7735627.2832 | 1009857.904 | 102108577.1092 | 100402268.7563 | 6999337.2619 | 834232.0909 | 92568699.3393 | 10627286.0431 | 742322.5162 | 86577.4338 | 9798386.0887 |  | 1264 | 908-2055F | 22564078.34 | 12090280.56 | 297370.5926 | 22357448.54 | 11969795.03 | 270643.292 | 198388.4941 | 112244.2265 | 18486.0019 | 8241.2987 | 1574568.368 | 844409.1397 | 19225.0325 | 1574236.442 | 844218.6496 | 19188.4798 | 325.7252 | 184.2888 | 30.3513 | 6.2013 | 20783955.81 | 11127342.97 | 253991.8523 | 20760862 | 11113951.88 | 251161.0663 | 22345.1659 | 12642.4462 | 2082.1408 | 748.6452 | 205554.1527 | 118528.4477 | 24153.7078 | 22350.0975 | 11624.504 | 293.7459 | 175717.603 | 99417.4915 | 16373.5097 | 7486.4522 | 0.032573 | 0.018146 | 0.0004602 | 0.15939 | 0.09069 | 0.015939 | 0.011582 | 5000000 | scaled
908-2062F | 153311.4846 | 151129.2584 | 2081.3926 | 100.8336 | 98.58% | 1.358% | 0.06577% | 19431.782 | 152145.3979 | 1035.8405 | 917.0359 | 17478.9057 | 7786.9076 | 2083.9665 | 142274.5238 | 908 | 0.16054 | 0.091529 | 0.016163 | 954949.9489 | 7845.6303 | 2360.2541 | 143105.6002 | 48869.0349 | 14701.6026 | 891379.3116 | 1462705.756 | 77971.7402 | 69028.8535 | 1315705.1667 | 72146.3313 | 3692.4996 | 988.203 | 67465.6288 |  | 1265 | 908-2062F | 153311.4846 | 133879.7026 | 1166.0867 | 151129.2584 | 132600.4003 | 871.2801 | 2081.3926 | 1178.4686 | 193.973 | 100.8336 | 7845.6303 | 6809.7898 | 58.7228 | 7837.6527 | 6805.24 | 57.9105 | 7.9018 | 4.4739 | 0.7364 | 0.075874 | 143105.6002 | 125626.6945 | 831.0764 | 142930.818 | 125523.7606 | 806.4816 | 165.6224 | 93.7742 | 15.435 | 9.1598 | 2360.2541 | 1443.2182 | 276.2876 | 360.7878 | 271.3997 | 6.888 | 1907.8683 | 1080.2205 | 177.8016 | 91.598 | 0.000292 | 0.000222 | 5.8e-06 | 0.16011 | 0.09116 | 0.016011 | 0.0001464 | 5000000 | scaled
908-30 | 847523.9719 | 818047.126 | 28215.9668 | 1260.8791 | 96.52% | 3.329% | 0.1488% | 370713.4533 | 833494.9268 | 20721.9885 | 11694.5121 | 338296.9527 | 46545.6099 | 24519.9118 | 762429.405 | 908 | 0.16572 | 0.095074 | 0.017766 | 5114069.0057 | 47154.2187 | 28069.3638 | 772300.3894 | 284534.6401 | 169374.1629 | 4660160.2025 | 5015172.6515 | 280336.0628 | 158208.4407 | 4576628.1481 | 789648.0463 | 44097.029 | 23230.016 | 722321.0013 |  | 1266 | 908-30 | 847523.9719 | 476810.5186 | 14029.0451 | 818047.126 | 459573.122 | 10139.7012 | 28215.9668 | 15976.5175 | 2628.4649 | 1260.8791 | 47154.2187 | 26432.2302 | 608.6088 | 47098.2745 | 26400.1418 | 602.5369 | 54.9954 | 31.1397 | 5.1231 | 0.94877 | 772300.3894 | 434003.4367 | 9870.9844 | 769633.422 | 432443.6551 | 9518.6733 | 2552.4283 | 1445.2425 | 237.772 | 114.5391 | 28069.3638 | 16374.8517 | 3549.4519 | 1315.4295 | 729.3252 | 18.491 | 25608.543 | 14500.1353 | 2385.5697 | 1145.3912 | 0.0048142 | 0.0026722 | 6.8e-05 | 0.15912 | 0.090616 | 0.015912 | 0.0017858 | 5000000 | scaled
909-451 | 55252374.69 | 54850768.66 | 388366.8417 | 13239.1863 | 99.27% | 0.7029% | 0.02396% | 26028485.49 | 54506211.8102 | 1449668.961 | 152060.1856 | 24426756.34 | 3031840.0718 | 317060.3479 | 51157311.3851 | 909 | 0.31112 | 0.18148 | 0.042111 | 177590702.9718 | 3070975.373 | 361933.8215 | 51819465.49 | 9870646.7977 | 1163317.9958 | 166556738.1606 | 161030375.6986 | 8968663.8709 | 940750.4261 | 151120961.3805 | 17718870.0346 | 985590.0532 | 103069.9238 | 16630210.0558 |  | 1267 | 909-451 | 55252374.69 | 29223889.2 | 746162.8798 | 54850768.66 | 28990820.12 | 696066.3932 | 388366.8417 | 219829.8928 | 36857.3004 | 13239.1863 | 3070975.373 | 1621306.412 | 39135.3012 | 3070321.479 | 1620931.96 | 39064.2279 | 643.9326 | 364.4895 | 61.1113 | 9.9621 | 51819465.49 | 27392709.15 | 662154.1049 | 51776041.8 | 27367607.84 | 656944.5319 | 42221.0368 | 23898.6571 | 4006.9163 | 1202.6567 | 361933.8215 | 209873.6359 | 44873.4736 | 4405.3818 | 2280.3223 | 57.6334 | 345501.8723 | 195566.7461 | 32789.2727 | 12026.5675 | 0.065456 | 0.033837 | 0.0008576 | 0.22712 | 0.1291 | 0.022712 | 0.018541 | 5000000 | scaled
909-453R | 5703040.292 | 5701153.225 | 0 | 1887.067 | 99.97% | 0% | 0.03309% | 2413992.035 | 5630810.4664 | 120305.0522 | 3128.8881 | 2290558.095 | 280484.709 | 7528.7608 | 5342796.9964 | 909 | 0.0097928 | 0.0068906 | 0.002749 | 582370751.1641 | 284012.6777 | 9359.155 | 5409668.459 | 29002193.2134 | 955717.977 | 552412839.9436 | 477323927.8147 | 23788181.2448 | 618681.8892 | 452917064.738 | 26274945.6457 | 1308820.5556 | 35131.3157 | 24930993.7731 |  | 1268 | 909-453R | 5703040.292 | 3289048.257 | 72229.8256 | 5701153.225 | 3287161.19 | 70342.7586 | 0 | 0 | 0 | 1887.067 | 284012.6777 | 163707.6255 | 3527.9687 | 284011.2578 | 163706.2056 | 3526.5488 | 0 | 0 | 0 | 1.42 | 5409668.459 | 3119110.364 | 66871.4626 | 5409497.037 | 3118938.942 | 66700.0402 | 0 | 0 | 0 | 171.4225 | 9359.155 | 6230.2669 | 1830.3942 | 7644.9305 | 4516.0424 | 116.1697 | 0 | 0 | 0 | 1714.2245 | 0.0071514 | 0.0042492 | 0.0001076 | 0 | 0 | 0 | 0.0026414 | 5000000 | scaled
909-458R | 1603.9455 | 0 | 1603.9455 | 0 | 0% | 100% | 0% | 76.0702 | 158.1586 | 0.049959 | 60.3129 | 15.7073 | 0.10387 | 125.3974 | 32.6573 | 909 | 0.10322 | 0.10322 | 0.10322 | 15538.6744 | 1.0534 | 1271.702 | 331.1901 | 10.2051 | 12319.9717 | 3208.4976 | 14801.7233 | 9.7211 | 11735.6737 | 3056.3285 | 14006.4679 | 9.1988 | 11105.1486 | 2892.1205 |  | 1269 | 909-458R | 1603.9455 | 1527.8753 | 1445.7868 | 0 | 0 | 0 | 1603.9455 | 1527.8753 | 1445.7868 | 0 | 1.0534 | 1.0034 | 0.94953 | 0 | 0 | 0 | 1.0534 | 1.0034 | 0.94953 | 0 | 331.1901 | 315.4828 | 298.5328 | 0 | 0 | 0 | 331.1901 | 315.4828 | 298.5328 | 0 | 1271.702 | 1211.3891 | 1146.3045 | 0 | 0 | 0 | 1271.702 | 1211.3891 | 1146.3045 | 0 | 0 | 0 | 0 | 0.10322 | 0.10322 | 0.10322 | 0 | 5000000 | scaled
909-805R | 32313161.02 | 32075252.65 | 228761.1805 | 9147.1943 | 99.26% | 0.708% | 0.02831% | 16303374.97 | 31858639.8888 | 1430483.519 | 87995.272 | 14784896.18 | 2793497.8945 | 183665.1612 | 28881476.8354 | 909 | 0.28921 | 0.16697 | 0.037101 | 111728904.009 | 2830695.2 | 211114.0323 | 29271351.79 | 9787667.3868 | 729966.9455 | 101211269.6846 | 95885700.1427 | 8413160.7115 | 517530.1605 | 86955009.2766 | 12251045.2985 | 1074222.5458 | 70627.3155 | 11106195.4381 |  | 1270 | 909-805R | 32313161.02 | 16009786.05 | 454521.1312 | 32075252.65 | 15871098.5 | 423615.7956 | 228761.1805 | 129540.3537 | 21758.1413 | 9147.1943 | 2830695.2 | 1400211.681 | 37197.3055 | 2830435.756 | 1400061.78 | 37166.4008 | 252.5609 | 143.0174 | 24.0218 | 6.883 | 29271351.79 | 14486455.61 | 389874.9546 | 29242969.55 | 14470023.23 | 386423.5331 | 27551.2981 | 15601.4446 | 2620.4841 | 830.9374 | 211114.0323 | 123118.7603 | 27448.8711 | 1847.3367 | 1013.4947 | 25.8617 | 200957.3216 | 113795.8916 | 19113.6354 | 8309.3739 | 0.038947 | 0.019128 | 0.0004926 | 0.2374 | 0.13497 | 0.02374 | 0.012868 | 5000000 | scaled
909-812 | 62983.815 | 62909.2092 | 0 | 74.6058 | 99.88% | 0% | 0.1185% | 10202.5758 | 62908.004 | 497.7233 | 22.1728 | 9682.6797 | 3122.432 | 87.3063 | 59698.2657 | 909 | 0.0001786 | 0.0001602 | 0.0001032 | 352652939.5297 | 3122.4882 | 156.2839 | 59705.0429 | 17483136.4334 | 875050.0386 | 334294753.0795 | 329470906.367 | 16072936.4737 | 716024.3666 | 312681945.8206 | 734602.5582 | 36461.9191 | 1019.5118 | 697121.1273 |  | 1271 | 909-812 | 62983.815 | 52781.2392 | 75.811 | 62909.2092 | 52706.6334 | 1.2052 | 0 | 0 | 0 | 74.6058 | 3122.4882 | 2624.7648 | 0.056138 | 3122.432 | 2624.7087 | 0 | 0 | 0 | 0 | 0.056138 | 59705.0429 | 50022.3632 | 6.7772 | 59698.2657 | 50015.586 | 0 | 0 | 0 | 0 | 6.7772 | 156.2839 | 134.1111 | 68.9776 | 88.5116 | 66.3388 | 1.2052 | 0 | 0 | 0 | 67.7724 | 7.7e-05 | 5.86e-05 | 1.6e-06 | 0 | 0 | 0 | 0.0001016 | 5000000 | scaled
91-7F | 1295990.613 | 1243883.951 | 46695.1161 | 5411.5462 | 95.98% | 3.603% | 0.4176% | 704689.5518 | 1276063.3511 | 72278.055 | 21317.8593 | 611093.6378 | 130398.1447 | 44288.3529 | 1101376.8537 | 91 | 0.034038 | 0.020558 | 0.0083438 | 38075040.4844 | 131619.2742 | 52105.7931 | 1112265.546 | 3866856.0894 | 1530821.4118 | 32677362.9906 | 28762577.1573 | 2950097.8529 | 870108.7896 | 24942370.5271 | 2388271.7599 | 244052.3084 | 82889.7896 | 2061329.6624 |  | 1272 | 91-7F | 1295990.613 | 591301.0612 | 19927.2619 | 1243883.951 | 559933.9225 | 11387.2797 | 46695.1161 | 25955.5925 | 3128.436 | 5411.5462 | 131619.2742 | 59341.2192 | 1221.1295 | 131550.5243 | 59301.1958 | 1212.7243 | 64.6779 | 35.9513 | 4.3332 | 4.072 | 1112265.546 | 501171.9082 | 10888.6923 | 1107561.346 | 498338.7297 | 10114.8712 | 4212.611 | 2341.5899 | 282.2326 | 491.5886 | 52105.7931 | 30787.9338 | 7817.4401 | 4772.0802 | 2293.9969 | 59.6843 | 42417.8273 | 23578.0512 | 2841.8702 | 4915.8856 | 0.021299 | 0.010032 | 0.0002536 | 0.0051654 | 0.0029522 | 0.0005166 | 0.0075736 | 5000000 | scaled
916-381 | 590912.2199 | 419985.2503 | 169793.7042 | 1133.2654 | 71.07% | 28.73% | 0.1918% | 311603.5595 | 564399.9136 | 23294.2523 | 66033.3983 | 222275.9089 | 40265.5393 | 137604.0169 | 386530.3574 | 916 | 0.049834 | 0.028368 | 0.0059682 | 11857564.0805 | 41392.9317 | 150546.3373 | 398972.9509 | 830612.9467 | 3020944.197 | 8006006.937 | 9845975.3805 | 736046.2618 | 2086507.6615 | 7023421.4597 | 4442261.702 | 316920.7841 | 1083049.5177 | 3042291.4003 |  | 1273 | 916-381 | 590912.2199 | 279308.6604 | 26512.3063 | 419985.2503 | 183357.996 | 11843.8255 | 169793.7042 | 94817.3989 | 13535.2154 | 1133.2654 | 41392.9317 | 18098.6794 | 1127.3924 | 41180.5307 | 17979.6923 | 1109.676 | 211.5483 | 118.1343 | 16.8637 | 0.85275 | 398972.9509 | 176697.042 | 12442.5935 | 378717.5141 | 165340.3996 | 10733.178 | 20152.4901 | 11253.6958 | 1606.4688 | 102.9466 | 150546.3373 | 84512.939 | 12942.3204 | 87.2055 | 37.9041 | 0.9715 | 149429.6658 | 83445.5688 | 11911.8828 | 1029.4661 | 0.0049452 | 0.002169 | 5.52e-05 | 0.043307 | 0.024616 | 0.0043306 | 0.0015824 | 5000000 | scaled
92-619F | 202868.905 | 95111.7094 | 105659.8808 | 2097.3149 | 46.88% | 52.08% | 1.034% | 98011.7205 | 193935.0295 | 5247.1639 | 43469.3008 | 49295.2559 | 9814.5596 | 91498.4214 | 92622.0485 | 92 | 0.015617 | 0.0093972 | 0.003572 | 12990593.6632 | 9864.8107 | 99332.0834 | 93672.0109 | 631687.4778 | 6360672.8372 | 5998233.3491 | 11158343.3895 | 597374.0367 | 4948850.8333 | 5612118.5258 | 2501084.9734 | 126573.5626 | 1180010.2715 | 1194501.1395 |  | 1274 | 92-619F | 202868.905 | 104857.1845 | 8933.8755 | 95111.7094 | 44141.2295 | 335.1636 | 105659.8808 | 58618.64 | 6501.397 | 2097.3149 | 9864.8107 | 4617.6467 | 50.251 | 9720.5388 | 4536.5995 | 39.2588 | 142.6937 | 79.4691 | 9.4141 | 1.5782 | 93672.0109 | 44376.7551 | 1049.9624 | 84770.8656 | 39337.1523 | 289.0221 | 8710.6238 | 4849.0812 | 570.4188 | 190.5215 | 99332.0834 | 55862.7827 | 7833.6621 | 620.305 | 267.4777 | 6.8827 | 96806.5632 | 53690.0898 | 5921.5641 | 1905.2152 | 0.0075474 | 0.0035034 | 8.84e-05 | 0.0050952 | 0.0029198 | 0.0005096 | 0.002974 | 5000000 | scaled
920-1342R | 3406645.837 | 3384146.96 | 18401.7954 | 4097.0813 | 99.34% | 0.5402% | 0.1203% | 1857974.405 | 3342348.0298 | 174092.8131 | 7533.866 | 1676347.726 | 313068.5531 | 15588.8107 | 3013690.666 | 920 | 0.068604 | 0.039422 | 0.010365 | 49656375.3491 | 318482.3624 | 20605.4157 | 3067558.059 | 4642302.278 | 300351.2269 | 44713721.8458 | 39284844.6537 | 3681002.8704 | 159295.3885 | 35444546.3965 | 6203118.7615 | 581029.0844 | 28931.5306 | 5593158.1466 |  | 1275 | 920-1342R | 3406645.837 | 1548671.432 | 64297.8072 | 3384146.96 | 1534297.893 | 58733.0828 | 18401.7954 | 10276.4573 | 1467.6431 | 4097.0813 | 318482.3624 | 144389.5493 | 5413.8093 | 318445.5127 | 144367.6093 | 5408.0333 | 33.7668 | 18.857 | 2.6931 | 3.0829 | 3067558.059 | 1391210.333 | 53867.393 | 3064941.131 | 1389584.576 | 53316.1806 | 2244.7463 | 1253.5755 | 179.0307 | 372.1817 | 20605.4157 | 13071.5497 | 5016.605 | 760.3167 | 345.7083 | 8.869 | 16123.2823 | 9004.0248 | 1285.9193 | 3721.8167 | 0.019161 | 0.0088308 | 0.0002244 | 0.043669 | 0.024817 | 0.0043668 | 0.0057742 | 5000000 | scaled
920-735AE | 1554327.996 | 1072819.504 | 475895.1821 | 5613.3101 | 69.02% | 30.62% | 0.3611% | 803332.7846 | 1500918.3458 | 61978.4251 | 193241.5234 | 548112.836 | 110604.2471 | 403050.2418 | 987263.8567 | 920 | 0.068691 | 0.040141 | 0.012399 | 22627891.8865 | 111719.7324 | 442824.5555 | 999783.7079 | 1626414.7804 | 6446635.5829 | 14554841.5203 | 18709117.7362 | 1443438.7272 | 4500474.1274 | 12765204.879 | 4307716.2139 | 317440.1258 | 1156775.8276 | 2833500.2599 |  | 1276 | 920-735AE | 1554327.996 | 750995.2114 | 53409.6502 | 1072819.504 | 479251.5907 | 9910.3987 | 475895.1821 | 266130.3105 | 37885.9414 | 5613.3101 | 111719.7324 | 49741.3073 | 1115.4853 | 111087.2836 | 49385.7673 | 1061.2486 | 628.2249 | 351.3162 | 50.0129 | 4.2238 | 999783.7079 | 451670.8719 | 12519.8512 | 959217.4366 | 428760.6231 | 8821.0542 | 40056.3544 | 22400.3319 | 3188.8801 | 509.9169 | 442824.5555 | 249583.0321 | 39774.3137 | 2514.7834 | 1105.2004 | 28.096 | 435210.6028 | 243378.6624 | 34647.0484 | 5099.1693 | 0.018109 | 0.0079322 | 0.0002028 | 0.042651 | 0.024278 | 0.0042652 | 0.0079306 | 5000000 | scaled
920-823 | 458218.8554 | 313174.6394 | 142701.2251 | 2342.9909 | 68.35% | 31.14% | 0.5113% | 244807.5427 | 441923.223 | 11798.3703 | 55734.49 | 177274.6823 | 20159.8133 | 116142.5492 | 305620.8605 | 920 | 0.054577 | 0.031408 | 0.0077426 | 8395854.1981 | 20353.8058 | 128270.4388 | 309594.6108 | 372938.7908 | 2350274.0872 | 5672641.3201 | 6794764.1922 | 327470.0745 | 1546940.5591 | 4920353.5568 | 2104671.8712 | 96011.6822 | 553132.1813 | 1455528.0077 |  | 1277 | 920-823 | 458218.8554 | 213411.3127 | 16295.6324 | 313174.6394 | 131309.3218 | 2580.551 | 142701.2251 | 79759 | 11372.0905 | 2342.9909 | 20353.8058 | 8555.4355 | 193.9925 | 20164.1575 | 8448.6591 | 177.2566 | 187.8853 | 105.0134 | 14.9729 | 1.763 | 309594.6108 | 132319.9285 | 3973.7503 | 292241.342 | 122526.9087 | 2394.963 | 17140.43 | 9580.1809 | 1365.9485 | 212.8389 | 128270.4388 | 72535.9488 | 12127.8896 | 769.1399 | 333.7541 | 8.3315 | 125372.9099 | 70073.8057 | 9991.1692 | 2128.389 | 0.0078276 | 0.003389 | 8.58e-05 | 0.043436 | 0.024706 | 0.0043436 | 0.0033132 | 5000000 | scaled
921-800F | 1991710.705 | 1525774.588 | 461353.2381 | 4582.8788 | 76.61% | 23.16% | 0.2301% | 1002903.6739 | 1932609.2345 | 89116.8719 | 184402.8725 | 729383.9292 | 167505.3705 | 384372.9253 | 1380730.9384 | 921 | 0.065336 | 0.038051 | 0.010892 | 30484030.3691 | 169523.4661 | 421639.0846 | 1400548.154 | 2594633.084 | 6453376.2998 | 21436020.9807 | 25986361.2284 | 2309118.2992 | 4778085.6537 | 18899157.2687 | 5426135.7391 | 470300.3904 | 1079193.6776 | 3876641.6702 |  | 1278 | 921-800F | 1991710.705 | 988807.0311 | 59101.4705 | 1525774.588 | 726386.6572 | 17783.7835 | 461353.2381 | 257837.495 | 36734.8082 | 4582.8788 | 169523.4661 | 80406.5942 | 2018.0956 | 168973.5006 | 80097.7125 | 1971.1312 | 546.517 | 305.4332 | 43.5159 | 3.4485 | 1400548.154 | 671164.2248 | 19817.2156 | 1354783.544 | 645404.0099 | 15790.0891 | 45348.2987 | 25343.903 | 3610.8147 | 416.3119 | 421639.0846 | 237236.2121 | 37266.1593 | 2017.5437 | 884.9347 | 22.5632 | 415458.4225 | 232188.1589 | 33080.4776 | 4163.1185 | 0.016136 | 0.0072936 | 0.0001848 | 0.04277 | 0.024327 | 0.004277 | 0.0064302 | 5000000 | scaled
922-1143F | 20704.9718 | 18349.4334 | 0 | 2355.5383 | 88.62% | 0% | 11.38% | 10896.8665 | 18324.8167 | 736.8191 | 2116.4944 | 8043.553 | 1227.7395 | 3804.808 | 13292.2692 | 922 | 0.0096708 | 0.006142 | 0.0033612 | 2140978.1786 | 1230.8284 | 5960.8368 | 13513.3066 | 127272.6558 | 616374.7348 | 1397330.7886 | 1596891.1211 | 107977.8161 | 310163.5764 | 1178749.7293 | 708126.5816 | 47443.585 | 147029.3392 | 513653.6576 |  | 1279 | 922-1143F | 20704.9718 | 9808.1053 | 2380.1551 | 18349.4334 | 7452.5669 | 24.6167 | 0 | 0 | 0 | 2355.5383 | 1230.8284 | 494.0093 | 3.0889 | 1229.0559 | 492.2369 | 1.3164 | 0 | 0 | 0 | 1.7725 | 13513.3066 | 5469.7535 | 221.0374 | 13299.3279 | 5255.7748 | 7.0587 | 0 | 0 | 0 | 213.9787 | 5960.8368 | 3844.3424 | 2156.0288 | 3821.0496 | 1704.5552 | 16.2416 | 0 | 0 | 0 | 2139.7872 | 0.0063826 | 0.0028538 | 7.3e-05 | 0 | 0 | 0 | 0.0032882 | 5000000 | scaled
928-19 | 434883.4222 | 432579.0699 | 1170.2784 | 1134.074 | 99.47% | 0.2691% | 0.2608% | 256561.8644 | 432561.4402 | 25764.0844 | 427.1269 | 230370.6531 | 43355.3972 | 882.2546 | 388323.7884 | 928 | 0.051756 | 0.029232 | 0.0060354 | 8402537.7095 | 43482.3049 | 1986.0042 | 389415.1132 | 840137.1208 | 38372.2954 | 7524028.2942 | 6100134.0225 | 612578.8347 | 10155.5684 | 5477399.6208 | 384727.1139 | 38560.9888 | 784.6914 | 345381.4337 |  | 1280 | 928-19 | 434883.4222 | 178321.5578 | 2321.982 | 432579.0699 | 176534.1329 | 1094.5178 | 1170.2784 | 653.351 | 93.3902 | 1134.074 | 43482.3049 | 17718.2204 | 126.9076 | 43466.2692 | 17708.891 | 124.8427 | 15.1823 | 8.4761 | 1.2116 | 0.85335 | 389415.1132 | 159044.4601 | 1091.3248 | 389073.4268 | 158808.1958 | 969.2587 | 238.6663 | 133.2443 | 19.046 | 103.0201 | 1986.0042 | 1558.8773 | 1103.7496 | 39.3739 | 17.0461 | 0.41638 | 916.4298 | 511.6306 | 73.1327 | 1030.2006 | 0.0063088 | 0.0027314 | 6.9e-05 | 0.043868 | 0.024921 | 0.0043868 | 0.0015796 | 5000000 | scaled
928-20 | 27174.8805 | 25293.1414 | 1772.3766 | 109.3625 | 93.08% | 6.522% | 0.4024% | 19630.1764 | 26924.0933 | 1122.1246 | 675.5954 | 17832.4563 | 1547.9758 | 1407.5617 | 23968.5558 | 928 | 0.044362 | 0.025227 | 0.004541 | 612565.6074 | 1548.5427 | 1628.8027 | 23997.5351 | 34906.6488 | 36715.8385 | 540943.1201 | 299070.2157 | 17095.8249 | 10292.8497 | 271681.5412 | 55227.298 | 3175.2424 | 2887.2218 | 49164.8338 |  | 1281 | 928-20 | 27174.8805 | 7544.7041 | 250.7872 | 25293.1414 | 6445.5834 | 0.015917 | 1772.3766 | 989.7583 | 141.4088 | 109.3625 | 1548.5427 | 426.4181 | 0.56689 | 1542.3866 | 422.944 | 0 | 6.0738 | 3.3918 | 0.4846 | 0.082292 | 23997.5351 | 6165.0787 | 28.9793 | 23748.8999 | 6021.8452 | 0 | 238.7006 | 133.2989 | 19.0447 | 9.9346 | 1628.8027 | 953.2073 | 221.241 | 1.8548 | 0.79418 | 0.015917 | 1527.6022 | 853.0675 | 121.8795 | 99.3456 | 0.0003394 | 0.000147 | 3.8e-06 | 0.043873 | 0.02493 | 0.0043874 | 0.0001498 | 5000000 | scaled
93-10R | 302332.107 | 274241.4904 | 22080.6379 | 6009.9786 | 90.71% | 7.303% | 1.988% | 168808.2546 | 290921.0119 | 23780.7437 | 10702.962 | 134324.549 | 40556.6198 | 21883.4455 | 228480.9467 | 93 | 0.035815 | 0.021068 | 0.0091784 | 8441493.983 | 41152.4224 | 28724.5675 | 232455.1171 | 1149027.5695 | 802026.1773 | 6490440.2373 | 6337696.2626 | 892818.487 | 401829.4151 | 5043048.3635 | 1243255.3702 | 173319.3316 | 93519.2372 | 976416.8016 |  | 1282 | 93-10R | 302332.107 | 133523.8524 | 11411.0951 | 274241.4904 | 115232.6336 | 3927.2989 | 22080.6379 | 12281.2401 | 1473.8175 | 6009.9786 | 41152.4224 | 17371.6787 | 595.8026 | 41116.4361 | 17349.6561 | 589.1802 | 31.464 | 17.5003 | 2.1001 | 4.5223 | 232455.1171 | 98130.5681 | 3974.1704 | 230072.7109 | 96563.1818 | 3305.6418 | 1836.4556 | 1021.4357 | 122.578 | 545.9506 | 28724.5675 | 18021.6056 | 6841.1221 | 3052.3434 | 1319.7957 | 32.4769 | 20212.7184 | 11242.3041 | 1349.1394 | 5459.5057 | 0.022255 | 0.0097084 | 0.0002456 | 0.0051418 | 0.0029412 | 0.0005142 | 0.0084186 | 5000000 | scaled
93-559R | 194929.5535 | 174931.1644 | 15428.484 | 4569.9051 | 89.74% | 7.915% | 2.344% | 96926.8375 | 187417.4507 | 12378.9243 | 7408.3911 | 77139.522 | 23705.8303 | 15552.9046 | 148158.7158 | 93 | 0.02667 | 0.016234 | 0.0070892 | 7308889.8283 | 23989.0773 | 20678.5461 | 150261.9301 | 899471.2173 | 775342.7451 | 5634075.8637 | 6036880.3745 | 770994.7758 | 461415.7646 | 4804469.831 | 1059654.5198 | 134032.2905 | 87935.8115 | 837686.4175 |  | 1283 | 93-559R | 194929.5535 | 98002.716 | 7512.1028 | 174931.1644 | 84860.8981 | 1912.7929 | 15428.484 | 8571.9128 | 1029.4048 | 4569.9051 | 23989.0773 | 11610.1529 | 283.247 | 23963.4069 | 11594.3626 | 278.325 | 22.2316 | 12.3517 | 1.4833 | 3.4387 | 150261.9301 | 73122.4081 | 2103.2143 | 148588.8083 | 72008.3488 | 1604.1467 | 1257.9885 | 698.9259 | 83.9343 | 415.1333 | 20678.5461 | 13270.155 | 5125.6415 | 2378.9491 | 1258.1867 | 30.3213 | 14148.2639 | 7860.6352 | 943.9871 | 4151.3331 | 0.015124 | 0.0068938 | 0.0001758 | 0.0051478 | 0.0029416 | 0.0005148 | 0.0063986 | 5000000 | scaled
933-472F | 165868.0735 | 164254.131 | 0 | 1613.9425 | 99.03% | 0% | 0.973% | 92256.8679 | 163389.7404 | 9584.0656 | 283.9919 | 82388.8104 | 16879.987 | 496.5551 | 146013.1982 | 933 | 0.0078904 | 0.0046988 | 0.0023232 | 21021503.7894 | 16974.2601 | 1968.3877 | 146925.4257 | 2151254.6981 | 249466.1541 | 18620782.9388 | 15665958.4617 | 1627451.4497 | 48224.1149 | 13990282.8985 | 1066775.6267 | 110209.8499 | 3242.0204 | 953323.7565 |  | 1284 | 933-472F | 165868.0735 | 73611.2056 | 2478.3331 | 164254.131 | 71997.2631 | 864.3906 | 0 | 0 | 0 | 1613.9425 | 16974.2601 | 7390.1945 | 94.273 | 16973.0456 | 7388.98 | 93.0586 | 0 | 0 | 0 | 1.2144 | 146925.4257 | 64536.6153 | 912.2275 | 146778.8141 | 64390.0037 | 765.6158 | 0 | 0 | 0 | 146.6116 | 1968.3877 | 1684.3958 | 1471.8326 | 502.2713 | 218.2794 | 5.7162 | 0 | 0 | 0 | 1466.1164 | 0.0056296 | 0.002438 | 6.24e-05 | 0 | 0 | 0 | 0.0022608 | 5000000 | scaled
936-188 | 105840.3918 | 104307.2955 | 0 | 1533.0964 | 98.55% | 0% | 1.448% | 50227.3662 | 102594.217 | 7956.7997 | 66.7333 | 42203.8333 | 16153.1912 | 159.6425 | 86281.3833 | 936 | 0.0071268 | 0.0046358 | 0.002201 | 14851039.9899 | 16420.3773 | 1554.6907 | 87865.3238 | 2304032.2894 | 218147.0952 | 12328860.6107 | 11996424.684 | 1900421.14 | 15938.7355 | 10080064.818 | 1474863.6106 | 232213.4194 | 2294.9721 | 1240355.2197 |  | 1285 | 936-188 | 105840.3918 | 55613.0255 | 3246.1748 | 104307.2955 | 54079.9292 | 1713.0784 | 0 | 0 | 0 | 1533.0964 | 16420.3773 | 8463.5776 | 267.1861 | 16419.2237 | 8462.424 | 266.0325 | 0 | 0 | 0 | 1.1536 | 87865.3238 | 45661.4905 | 1583.9405 | 87726.0563 | 45522.223 | 1444.6729 | 0 | 0 | 0 | 139.2675 | 1554.6907 | 1487.9574 | 1395.0483 | 162.0155 | 95.2822 | 2.373 | 0 | 0 | 0 | 1392.6752 | 0.004989 | 0.002498 | 6.32e-05 | 0 | 0 | 0 | 0.0021378 | 5000000 | scaled
94-16F | 4481.6178 | 2736.7616 | 0 | 1744.8562 | 61.07% | 0% | 38.93% | 1237.2815 | 2670.7217 | 68.5931 | 817.9627 | 350.7258 | 164.2091 | 1578.2066 | 928.306 | 94 | 0.007584 | 0.0047522 | 0.0025272 | 590930.6204 | 171.9899 | 3179.6741 | 1129.9539 | 22677.9934 | 419260.8195 | 148991.8075 | 682701.9688 | 37848.0031 | 451331.9719 | 193521.9937 | 716562.2444 | 44057.7721 | 423437.3306 | 249067.1416 |  | 1286 | 94-16F | 4481.6178 | 3244.3363 | 1810.8961 | 2736.7616 | 1499.4801 | 66.0399 | 0 | 0 | 0 | 1744.8562 | 171.9899 | 103.3968 | 7.7808 | 170.677 | 102.0839 | 6.4678 | 0 | 0 | 0 | 1.3129 | 1129.9539 | 779.2281 | 201.6479 | 971.4499 | 620.7241 | 43.1439 | 0 | 0 | 0 | 158.5039 | 3179.6741 | 2361.7114 | 1601.4674 | 1594.6347 | 776.6721 | 16.4281 | 0 | 0 | 0 | 1585.0393 | 0.0051144 | 0.0022826 | 5.76e-05 | 0 | 0 | 0 | 0.0024696 | 5000000 | scaled
94-24F | 46366.9888 | 42508.972 | 0 | 3858.0168 | 91.68% | 0% | 8.321% | 26126.6224 | 42446.1944 | 4091.5579 | 1924.9193 | 20110.1452 | 6657.5764 | 3393.4297 | 32395.1883 | 94 | 0.020922 | 0.012143 | 0.0056076 | 2216183.3864 | 6669.2861 | 6923.4589 | 32774.2438 | 318769.0525 | 330917.6412 | 1566496.6925 | 1666834.0962 | 261034.4383 | 122806.5805 | 1282993.0774 | 699192.9462 | 109666.6151 | 55898.112 | 533628.219 |  | 1287 | 94-24F | 46366.9888 | 20240.3664 | 3920.7944 | 42508.972 | 16382.3496 | 62.7775 | 0 | 0 | 0 | 3858.0168 | 6669.2861 | 2577.7282 | 11.7097 | 6666.3831 | 2574.8252 | 8.8067 | 0 | 0 | 0 | 2.903 | 32774.2438 | 12664.0986 | 379.0555 | 32423.7789 | 12313.6337 | 28.5906 | 0 | 0 | 0 | 350.4649 | 6923.4589 | 4998.5396 | 3530.0292 | 3418.81 | 1493.8906 | 25.3802 | 0 | 0 | 0 | 3504.6489 | 0.015485 | 0.0067058 | 0.0001704 | 0 | 0 | 0 | 0.0054372 | 5000000 | scaled
94-41 | 189671.1123 | 183388.528 | 0 | 6282.5843 | 96.69% | 0% | 3.312% | 97958.8909 | 181121.1379 | 9753.2878 | 45608.4903 | 42597.1128 | 18566.9262 | 80140.1162 | 82414.0955 | 94 | 0.03601 | 0.020714 | 0.0092326 | 5267120.3958 | 18818.1594 | 86741.8208 | 84111.1321 | 522575.6829 | 2408799.1472 | 2335745.5654 | 4427462.1235 | 440820.7539 | 2061373.5139 | 1925267.8547 | 926063.5548 | 94931.7892 | 409752.5099 | 421379.2557 |  | 1288 | 94-41 | 189671.1123 | 91712.2214 | 8549.9744 | 183388.528 | 85429.6371 | 2267.39 | 0 | 0 | 0 | 6282.5843 | 18818.1594 | 9064.8716 | 251.2332 | 18813.4319 | 9060.1442 | 246.5057 | 0 | 0 | 0 | 4.7274 | 84111.1321 | 41514.0193 | 1697.0366 | 83540.4178 | 40943.305 | 1126.3223 | 0 | 0 | 0 | 570.7143 | 86741.8208 | 41133.3305 | 6601.7046 | 81034.6782 | 35426.1879 | 894.562 | 0 | 0 | 0 | 5707.1426 | 0.027077 | 0.011781 | 0.0002988 | 0 | 0 | 0 | 0.0089338 | 5000000 | scaled
940-391 | 1110.6279 | 307.1215 | 0 | 803.5064 | 27.65% | 0% | 72.35% | 174.255 | 303.7379 | 0.040989 | 174.0052 | 0.2088 | 0.040989 | 303.4881 | 0.2088 | 940 | 0.004339 | 0.0025286 | 0.0011812 | 255964.0191 | 0.6456 | 1036.7824 | 73.1999 | 148.7905 | 238945.0122 | 16870.2165 | 370312.7595 | 87.107 | 369781.9301 | 443.7228 | 683110.3826 | 92.1853 | 682548.6062 | 469.5916 |  | 1289 | 940-391 | 1110.6279 | 936.3728 | 806.89 | 307.1215 | 132.8665 | 3.3836 | 0 | 0 | 0 | 803.5064 | 0.6456 | 0.60461 | 0.60461 | 0.040989 | 0 | 0 | 0 | 0 | 0 | 0.60461 | 73.1999 | 72.9911 | 72.9911 | 0.2088 | 0 | 0 | 0 | 0 | 0 | 72.9911 | 1036.7824 | 862.7772 | 733.2943 | 306.8717 | 132.8665 | 3.3836 | 0 | 0 | 0 | 729.9107 | 0.0031928 | 0.0013824 | 3.5e-05 | 0 | 0 | 0 | 0.0011462 | 5000000 | scaled
941-33F | 24789.0578 | 17875.3836 | 0 | 6913.6742 | 72.11% | 0% | 27.89% | 9340.1748 | 17738.639 | 456.032 | 7426.5518 | 1457.5909 | 962.989 | 13647.6757 | 3127.9743 | 941 | 0.028474 | 0.017884 | 0.0099138 | 870597.9497 | 973.1989 | 20044.1599 | 3771.699 | 34178.9898 | 703955.943 | 132463.0167 | 863847.8975 | 42177.1856 | 686862.0071 | 134808.7051 | 711172.1798 | 38607.8654 | 547158.5088 | 125405.8055 |  | 1290 | 941-33F | 24789.0578 | 15448.883 | 7050.4188 | 17875.3836 | 8535.2089 | 136.7446 | 0 | 0 | 0 | 6913.6742 | 973.1989 | 517.1669 | 10.2099 | 967.9966 | 511.9646 | 5.0076 | 0 | 0 | 0 | 5.2023 | 3771.699 | 2314.108 | 643.7246 | 3143.6561 | 1686.0651 | 15.6817 | 0 | 0 | 0 | 628.0429 | 20044.1599 | 12617.6081 | 6396.4842 | 13763.731 | 6337.1792 | 116.0553 | 0 | 0 | 0 | 6280.429 | 0.018767 | 0.008177 | 0.000207 | 0 | 0 | 0 | 0.0097068 | 5000000 | scaled
946-25F | 394.0743 | 74.0527 | 0 | 320.0216 | 18.79% | 0% | 81.21% | 42.0009 | 73.2324 | 0 | 42.0009 | 0 | 0 | 73.2324 | 0 | 946 | 0.0015836 | 0.0009386 | 0.0004588 | 248847.1135 | 0.24081 | 364.7625 | 29.071 | 152.0623 | 230337.5244 | 18357.5268 | 375104.8426 | 0 | 375104.8426 | 0 | 699306.5521 | 0 | 699306.5521 | 0 |  | 1291 | 946-25F | 394.0743 | 352.0734 | 320.8418 | 74.0527 | 32.0518 | 0.82027 | 0 | 0 | 0 | 320.0216 | 0.24081 | 0.24081 | 0.24081 | 0 | 0 | 0 | 0 | 0 | 0 | 0.24081 | 29.071 | 29.071 | 29.071 | 0 | 0 | 0 | 0 | 0 | 0 | 29.071 | 364.7625 | 322.7616 | 291.5301 | 74.0527 | 32.0518 | 0.82027 | 0 | 0 | 0 | 290.7098 | 0.0011374 | 0.0004924 | 1.26e-05 | 0 | 0 | 0 | 0.0004462 | 5000000 | scaled
948-5R | 3649.3933 | 3290.352 | 0 | 359.0413 | 90.16% | 0% | 9.838% | 1713.7151 | 3181.3392 | 197.9613 | 597.8588 | 917.895 | 340.8031 | 1288.4405 | 1552.0956 | 948 | 0.0023872 | 0.0013908 | 0.0005278 | 1528733.8015 | 355.774 | 1632.8942 | 1660.7252 | 149034.0023 | 684020.6966 | 695679.1027 | 1391773.2614 | 160771.8798 | 485543.9277 | 745457.4548 | 886802.0803 | 94999.2751 | 359154.3081 | 432648.4972 |  | 1292 | 948-5R | 3649.3933 | 1935.6783 | 468.0541 | 3290.352 | 1576.637 | 109.0128 | 0 | 0 | 0 | 359.0413 | 355.774 | 157.8127 | 14.9708 | 355.5038 | 157.5425 | 14.7007 | 0 | 0 | 0 | 0.27017 | 1660.7252 | 742.8302 | 108.6295 | 1628.1096 | 710.2146 | 76.014 | 0 | 0 | 0 | 32.6156 | 1632.8942 | 1035.0354 | 344.4538 | 1306.7386 | 708.8798 | 18.2982 | 0 | 0 | 0 | 326.1556 | 0.001882 | 0.0008856 | 2.26e-05 | 0 | 0 | 0 | 0.0005052 | 5000000 | scaled
949-22R | 9231.6493 | 5175.5844 | 0 | 4056.0649 | 56.06% | 0% | 43.94% | 3008.8827 | 5113.4419 | 210.0755 | 1656.3271 | 1142.4801 | 349.1514 | 2871.2183 | 1893.0722 | 949 | 0.016401 | 0.010312 | 0.00578 | 562864.2587 | 357.325 | 6585.3771 | 2288.9473 | 21786.5129 | 401518.0023 | 139559.7435 | 603472.4563 | 42133.501 | 332198.9883 | 229139.9672 | 712492.6282 | 48649.7771 | 400067.4944 | 263775.3569 |  | 1293 | 949-22R | 9231.6493 | 6222.7666 | 4118.2074 | 5175.5844 | 2166.7017 | 62.1425 | 0 | 0 | 0 | 4056.0649 | 357.325 | 147.2495 | 8.1735 | 354.2729 | 144.1974 | 5.1215 | 0 | 0 | 0 | 3.0521 | 2288.9473 | 1146.4671 | 395.8751 | 1920.4916 | 778.0114 | 27.4194 | 0 | 0 | 0 | 368.4557 | 6585.3771 | 4929.05 | 3714.1587 | 2900.82 | 1244.4928 | 29.6016 | 0 | 0 | 0 | 3684.5571 | 0.01074 | 0.00465 | 0.0001184 | 0 | 0 | 0 | 0.0056616 | 5000000 | scaled
95-1352F | 35.5662 | 0 | 0 | 35.5662 | 0% | 0% | 100% | 0 | 0 | 0 | 0 | 0 | 0 | 0 | 0 | 95 | 5.34e-05 | 5.34e-05 | 5.34e-05 | 666034.0727 | 0.026762 | 32.3086 | 3.2309 | 501.1692 | 605029.9124 | 60502.9912 | 666034.0727 | 0 | 0 | 0 | 666034.0727 | 0 | 0 | 0 |  | 1294 | 95-1352F | 35.5662 | 35.5662 | 35.5662 | 0 | 0 | 0 | 0 | 0 | 0 | 35.5662 | 0.026762 | 0.026762 | 0.026762 | 0 | 0 | 0 | 0 | 0 | 0 | 0.026762 | 3.2309 | 3.2309 | 3.2309 | 0 | 0 | 0 | 0 | 0 | 0 | 3.2309 | 32.3086 | 32.3086 | 32.3086 | 0 | 0 | 0 | 0 | 0 | 0 | 32.3086 | 0 | 0 | 0 | 0 | 0 | 0 | 5.34e-05 | 5000000 | scaled
95-1353F | 32.887 | 0 | 0 | 32.887 | 0% | 0% | 100% | 0 | 0 | 0 | 0 | 0 | 0 | 0 | 0 | 95 | 4.94e-05 | 4.94e-05 | 4.94e-05 | 665729.2168 | 0.024746 | 29.8748 | 2.9875 | 500.9398 | 604752.9791 | 60475.2979 | 665729.2168 | 0 | 0 | 0 | 665729.2168 | 0 | 0 | 0 |  | 1295 | 95-1353F | 32.887 | 32.887 | 32.887 | 0 | 0 | 0 | 0 | 0 | 0 | 32.887 | 0.024746 | 0.024746 | 0.024746 | 0 | 0 | 0 | 0 | 0 | 0 | 0.024746 | 2.9875 | 2.9875 | 2.9875 | 0 | 0 | 0 | 0 | 0 | 0 | 2.9875 | 29.8748 | 29.8748 | 29.8748 | 0 | 0 | 0 | 0 | 0 | 0 | 29.8748 | 0 | 0 | 0 | 0 | 0 | 0 | 4.94e-05 | 5000000 | scaled
95-29R | 60126.4502 | 15046.6938 | 39192.811 | 5886.9455 | 25.03% | 65.18% | 9.791% | 25972.1938 | 51493.7605 | 426.4249 | 21700.2033 | 3845.5657 | 758.1403 | 43403.3907 | 7332.2295 | 95 | 0.032867 | 0.019686 | 0.0090896 | 1829375.4935 | 771.2828 | 51210.0248 | 8145.1426 | 23466.641 | 1558089.0611 | 247819.7914 | 1734969.1849 | 28485.6199 | 1449595.8336 | 256887.7312 | 949732.6319 | 13982.87 | 800516.7242 | 135233.0377 |  | 1296 | 95-29R | 60126.4502 | 34154.2564 | 8632.6897 | 15046.6938 | 6464.4771 | 129.1992 | 39192.811 | 21802.8338 | 2616.5451 | 5886.9455 | 771.2828 | 344.8579 | 13.1425 | 710.9807 | 309.3466 | 4.9827 | 55.8723 | 31.0816 | 3.7301 | 4.4297 | 8145.1426 | 4299.577 | 812.9131 | 3833.2574 | 1663.6082 | 25.9758 | 3777.1111 | 2101.1946 | 252.1631 | 534.7742 | 51210.0248 | 29509.8215 | 7806.6341 | 10502.4556 | 4491.5224 | 98.2406 | 35359.8277 | 19670.5576 | 2360.6519 | 5347.7416 | 0.019403 | 0.0084024 | 0.0002126 | 0.0050968 | 0.002916 | 0.0005096 | 0.0083674 | 5000000 | scaled
95-34 | 20435.3114 | 11514.7117 | 7991.4421 | 929.1576 | 56.35% | 39.11% | 4.547% | 9647.3406 | 18917.8271 | 544.897 | 3609.7908 | 5492.6528 | 1017.7228 | 7438.8759 | 10461.2285 | 95 | 0.0092856 | 0.0054678 | 0.0018454 | 2200752.9271 | 1024.4576 | 8774.0335 | 10636.8202 | 110327.5653 | 944907.5477 | 1145517.8136 | 1973000.2597 | 111438.155 | 738246.7862 | 1123315.3167 | 822306.4273 | 44237.6376 | 323347.6762 | 454721.1133 |  | 1297 | 95-34 | 20435.3114 | 10787.9708 | 1517.4843 | 11514.7117 | 5419.7123 | 55.2728 | 7991.4421 | 4439.1009 | 533.0539 | 929.1576 | 1024.4576 | 479.5607 | 6.7349 | 1013.5421 | 473.1865 | 5.3542 | 10.2164 | 5.675 | 0.68147 | 0.69916 | 10636.8202 | 5144.1674 | 175.5918 | 9826.2748 | 4656.4044 | 42.7506 | 726.1401 | 403.3577 | 48.4358 | 84.4053 | 8774.0335 | 5164.2427 | 1335.1577 | 674.8948 | 290.1214 | 7.1679 | 7255.0856 | 4030.0682 | 483.9367 | 844.0531 | 0.0028594 | 0.0012382 | 3.1e-05 | 0.0051242 | 0.0029276 | 0.0005124 | 0.001302 | 5000000 | scaled
95-35F | 19054.7202 | 13174.4202 | 4277.0292 | 1603.2708 | 69.14% | 22.45% | 8.414% | 9783.7277 | 17016.9224 | 743.7831 | 1834.4526 | 7205.492 | 1232.0496 | 3839.7069 | 11945.1659 | 95 | 0.011941 | 0.0072986 | 0.0028346 | 1595685.6148 | 1246.2118 | 5560.6783 | 12247.8301 | 104360.6086 | 465663.8477 | 1025661.1578 | 1270242.5753 | 96566.9706 | 238170.9598 | 935504.6441 | 718901.3554 | 52049.4904 | 162213.2601 | 504638.6047 |  | 1298 | 95-35F | 19054.7202 | 9270.9925 | 2037.7978 | 13174.4202 | 5292.5208 | 149.1137 | 4277.0292 | 2375.2008 | 285.4132 | 1603.2708 | 1246.2118 | 502.4287 | 14.1622 | 1239.0962 | 497.9407 | 12.5614 | 5.9091 | 3.2816 | 0.39433 | 1.2064 | 12247.8301 | 5042.3381 | 302.6642 | 11761.0274 | 4707.2362 | 134.2558 | 341.1606 | 189.4597 | 22.7662 | 145.6422 | 5560.6783 | 3726.2256 | 1720.9714 | 174.2966 | 87.344 | 2.2965 | 3929.9595 | 2182.4595 | 262.2527 | 1456.4222 | 0.0045428 | 0.0020994 | 5.22e-05 | 0.005129 | 0.0029296 | 0.0005128 | 0.0022696 | 5000000 | scaled
95-36F | 25869.0446 | 14580.1865 | 8757.5911 | 2531.2669 | 56.36% | 33.85% | 9.785% | 12182.5847 | 22524.3269 | 741.6381 | 3912.0947 | 7528.852 | 1286.0508 | 8095.9412 | 13142.3349 | 95 | 0.016067 | 0.0097284 | 0.004227 | 1610053.0621 | 1307.5601 | 10937.3833 | 13624.1011 | 81380.7095 | 680727.3999 | 847944.9524 | 1406856.2025 | 85645.0515 | 451772.3289 | 869438.8221 | 791274.582 | 45178.6772 | 284408.611 | 461687.2936 |  | 1299 | 95-36F | 25869.0446 | 13686.4599 | 3344.7177 | 14580.1865 | 6288.3459 | 229.3835 | 8757.5911 | 4866.847 | 584.0672 | 2531.2669 | 1307.5601 | 565.9221 | 21.5094 | 1293.1368 | 557.0604 | 18.7698 | 12.5186 | 6.957 | 0.8349 | 1.9047 | 13624.1011 | 6095.2492 | 481.7663 | 12675.1761 | 5465.7475 | 203.8734 | 718.983 | 399.5597 | 47.9509 | 229.942 | 10937.3833 | 7025.2886 | 2841.442 | 611.8736 | 265.538 | 6.7404 | 8026.0895 | 4460.3304 | 535.2814 | 2299.4202 | 0.0073062 | 0.0031634 | 7.94e-05 | 0.005126 | 0.00293 | 0.0005126 | 0.003635 | 5000000 | scaled
95-37F | 464.3405 | 67.0946 | 325.7591 | 71.4868 | 14.45% | 70.16% | 15.4% | 179.8937 | 370.7224 | 2.5797 | 153.5125 | 23.8014 | 5.1254 | 316.6203 | 48.9767 | 95 | 0.0053792 | 0.0030916 | 0.0006146 | 86321.4759 | 5.2052 | 401.93 | 57.2052 | 967.6575 | 74719.2984 | 10634.52 | 92006.3416 | 1319.3808 | 78513.7501 | 12173.2107 | 152323.5317 | 2105.9489 | 130093.8821 | 20123.7008 |  | 1300 | 95-37F | 464.3405 | 284.4468 | 93.618 | 67.0946 | 32.2802 | 0.3894 | 325.7591 | 180.6798 | 21.7418 | 71.4868 | 5.2052 | 2.6255 | 0.079801 | 4.7617 | 2.3556 | 0 | 0.3897 | 0.21614 | 0.026009 | 0.053792 | 57.2052 | 33.4038 | 8.2285 | 24.722 | 12.4951 | 0 | 25.9892 | 14.4147 | 1.7346 | 6.4939 | 401.93 | 248.4175 | 85.3098 | 37.6108 | 17.4295 | 0.3894 | 299.3801 | 166.0489 | 19.9812 | 64.9391 | 0.0001446 | 6.26e-05 | 1.6e-06 | 0.0051352 | 0.0029296 | 0.0005136 | 9.94e-05 | 5000000 | scaled
957-493 | 2096.1638 | 1725.1551 | 0 | 371.0087 | 82.3% | 0% | 17.7% | 677.4407 | 1711.6833 | 69.3481 | 119.042 | 489.0506 | 167.1651 | 411.3464 | 1133.1718 | 957 | 0.001752 | 0.0013464 | 0.0005498 | 1196440.5434 | 168.644 | 754.1073 | 1173.4125 | 96257.9915 | 430426.5424 | 669756.0097 | 1053715.9247 | 107866.6321 | 185162.2131 | 760687.0799 | 699309.8479 | 68295.4428 | 168055.9621 | 462958.4432 |  | 1301 | 957-493 | 2096.1638 | 1418.7231 | 384.4806 | 1725.1551 | 1047.7144 | 13.4719 | 0 | 0 | 0 | 371.0087 | 168.644 | 99.2959 | 1.4789 | 168.3648 | 99.0167 | 1.1998 | 0 | 0 | 0 | 0.27917 | 1173.4125 | 684.3619 | 40.2407 | 1139.7098 | 650.6593 | 6.538 | 0 | 0 | 0 | 33.7027 | 754.1073 | 635.0653 | 342.7609 | 417.0805 | 298.0385 | 5.7341 | 0 | 0 | 0 | 337.0268 | 0.0012228 | 0.0008172 | 2.06e-05 | 0 | 0 | 0 | 0.0005292 | 5000000 | scaled
96-1041F | 5617.479 | 5456.8762 | 100.624 | 59.9787 | 97.14% | 1.791% | 1.068% | 3599.1375 | 5441.357 | 250.03 | 1440.6002 | 1908.5072 | 356.5406 | 2450.3261 | 2634.4903 | 96 | 0.005633 | 0.0031914 | 0.0006106 | 997244.6297 | 365.8499 | 2534.0693 | 2717.5598 | 64947.6059 | 449861.4072 | 482435.6165 | 632431.3724 | 43934.6488 | 253138.6414 | 335358.0821 | 288440.8267 | 18899.858 | 129889.3047 | 139651.664 |  | 1302 | 96-1041F | 5617.479 | 2018.3415 | 176.122 | 5456.8762 | 1902.6356 | 109.425 | 100.624 | 55.7272 | 6.7182 | 59.9787 | 365.8499 | 115.8198 | 9.3092 | 365.0645 | 115.3647 | 9.2147 | 0.74023 | 0.40995 | 0.049422 | 0.045132 | 2717.5598 | 809.0526 | 83.0695 | 2697.3349 | 795.4207 | 76.6344 | 14.7764 | 8.1834 | 0.98656 | 5.4485 | 2534.0693 | 1093.4691 | 83.7432 | 2394.4768 | 991.8501 | 23.5759 | 85.1074 | 47.1338 | 5.6823 | 54.4851 | 0.0004288 | 0.0001856 | 4.8e-06 | 0.0051094 | 0.002911 | 0.000511 | 9.48e-05 | 5000000 | scaled
96-14 | 160.4906 | 0 | 160.4906 | 0 | 0% | 100% | 0% | 25.5089 | 53.4149 | 0.016753 | 20.225 | 5.2672 | 0.035081 | 42.3505 | 11.0294 | 96 | 0.0050928 | 0.0050928 | 0.0050928 | 31513.24 | 0.1054 | 127.2464 | 33.1388 | 20.6965 | 24985.5435 | 6507 | 26504.4202 | 17.4069 | 21014.2576 | 5472.7557 | 21024.9149 | 13.8082 | 16669.7847 | 4341.322 |  | 1303 | 96-14 | 160.4906 | 134.9817 | 107.0757 | 0 | 0 | 0 | 160.4906 | 134.9817 | 107.0757 | 0 | 0.1054 | 0.08865 | 0.070322 | 0 | 0 | 0 | 0.1054 | 0.08865 | 0.070322 | 0 | 33.1388 | 27.8716 | 22.1095 | 0 | 0 | 0 | 33.1388 | 27.8716 | 22.1095 | 0 | 127.2464 | 107.0214 | 84.8959 | 0 | 0 | 0 | 127.2464 | 107.0214 | 84.8959 | 0 | 0 | 0 | 0 | 0.0050928 | 0.0050928 | 0.0050928 | 0 | 5000000 | scaled
96-47R | 553695.3131 | 488904.6047 | 59267.3526 | 5523.3559 | 88.3% | 10.7% | 0.9975% | 317601.145 | 540371.2303 | 31538.5789 | 40334.1625 | 245728.4037 | 52824.9381 | 78786.6296 | 408759.6627 | 96 | 0.034749 | 0.020166 | 0.0085134 | 15934228.3216 | 53273.6932 | 87724.6157 | 412697.0043 | 1533108.8602 | 2524536.55 | 11876582.9122 | 11707768.0853 | 1162610.314 | 1486842.9391 | 9058314.8322 | 1565071.8644 | 152996.3471 | 228188.9382 | 1183886.5792 |  | 1304 | 96-47R | 553695.3131 | 236094.1681 | 13324.0828 | 488904.6047 | 197721.0964 | 3846.5799 | 59267.3526 | 32849.7159 | 3954.147 | 5523.3559 | 53273.6932 | 21735.1143 | 448.7551 | 53178.7099 | 21680.6161 | 438.5392 | 90.8271 | 50.3421 | 6.0597 | 4.1561 | 412697.0043 | 166968.6006 | 3937.3416 | 407174.5158 | 163684.0417 | 3100.6267 | 5020.7431 | 2782.8134 | 334.9695 | 501.7454 | 87724.6157 | 47390.4532 | 8937.9861 | 28551.3789 | 12356.4386 | 307.414 | 54155.7824 | 30016.5604 | 3613.1178 | 5017.4543 | 0.02196 | 0.0095352 | 0.0002436 | 0.0050212 | 0.0028628 | 0.0005022 | 0.0077676 | 5000000 | scaled
963-35 | 30737.649 | 28949.201 | 0 | 1788.448 | 94.18% | 0% | 5.818% | 13045.2057 | 28589.7517 | 1309.3967 | 1360.8383 | 10374.9707 | 2843.3462 | 3728.1286 | 22018.2769 | 963 | 0.012897 | 0.00831 | 0.002683 | 2383280.792 | 2880.5797 | 5413.9836 | 22443.0857 | 223349.2308 | 419779.7668 | 1740151.7942 | 2129054.5548 | 213701.2617 | 222096.8489 | 1693256.4441 | 800558.0895 | 79618.174 | 104393.4737 | 616546.4417 |  | 1305 | 963-35 | 30737.649 | 17692.4434 | 2147.8974 | 28949.201 | 15903.9953 | 359.4493 | 0 | 0 | 0 | 1788.448 | 2880.5797 | 1571.183 | 37.2335 | 2879.234 | 1569.8373 | 35.8877 | 0 | 0 | 0 | 1.3457 | 22443.0857 | 12068.115 | 424.8088 | 22280.6219 | 11905.6512 | 262.345 | 0 | 0 | 0 | 162.4638 | 5413.9836 | 4053.1453 | 1685.855 | 3789.3452 | 2428.5068 | 61.2166 | 0 | 0 | 0 | 1624.6384 | 0.010361 | 0.0057742 | 0.0001472 | 0 | 0 | 0 | 0.0025358 | 5000000 | scaled
968-476F | 62492.0214 | 60559.3536 | 483.0584 | 1449.6095 | 96.91% | 0.773% | 2.32% | 26361.4532 | 58631.4422 | 4289.9576 | 199.8797 | 21871.6159 | 9697.7135 | 420.5057 | 48513.2229 | 968 | 0.015315 | 0.010153 | 0.0026836 | 4080392.1222 | 10063.736 | 1763.7202 | 50664.5652 | 657107.71 | 115161.4237 | 3308122.9883 | 3558469.8978 | 579091.1746 | 26981.2899 | 2952397.4324 | 1438582.2082 | 237943.2883 | 10317.5371 | 1190321.3827 |  | 1306 | 968-476F | 62492.0214 | 36130.5683 | 3860.5792 | 60559.3536 | 34413.2141 | 2378.7367 | 483.0584 | 267.7447 | 32.233 | 1449.6095 | 10063.736 | 5773.7784 | 366.0225 | 10059.6655 | 5771.0361 | 364.7328 | 2.9797 | 1.6516 | 0.19883 | 1.0908 | 50664.5652 | 28792.9493 | 2151.3423 | 50433.6877 | 28606.2856 | 2013.0398 | 99.194 | 54.9802 | 6.6189 | 131.6835 | 1763.7202 | 1563.8405 | 1343.2145 | 66.0004 | 35.8924 | 0.96399 | 380.8846 | 211.1129 | 25.4153 | 1316.8352 | 0.008191 | 0.0052134 | 0.0001326 | 0.0050814 | 0.0028972 | 0.0005082 | 0.0020428 | 5000000 | scaled
970-1341R | 12961613.43 | 12917271.94 | 41466.4897 | 2874.9955 | 99.66% | 0.3199% | 0.02218% | 5039530.005 | 12673489.7921 | 507789.5985 | 22831.3135 | 4508909.093 | 1278354.3343 | 63874.6985 | 11331260.7596 | 970 | 0.12497 | 0.073348 | 0.01505 | 103720123.6004 | 1306568.502 | 70459.4583 | 11584585.47 | 10455291.4845 | 563823.6136 | 92701008.5046 | 108007397.9926 | 10882965.9129 | 489321.5751 | 96635110.5037 | 19143918.959 | 1931016.0167 | 96485.8198 | 17116417.1229 |  | 1307 | 970-1341R | 12961613.43 | 7922083.425 | 288123.6379 | 12917271.94 | 7895851.348 | 281520.3573 | 41466.4897 | 23357.0812 | 3728.285 | 2874.9955 | 1306568.502 | 798778.9035 | 28214.1678 | 1306505.395 | 798742.4124 | 28206.525 | 60.943 | 34.3278 | 5.4794 | 2.1633 | 11584585.47 | 7075676.377 | 253324.7104 | 11580699.33 | 7073373.349 | 252737.6195 | 3624.9747 | 2041.8615 | 325.9244 | 261.1666 | 70459.4583 | 47628.1448 | 6584.7597 | 30067.2206 | 23735.5872 | 576.2129 | 37780.572 | 21280.892 | 3396.8812 | 2611.6656 | 0.013534 | 0.008266 | 0.0002094 | 0.10732 | 0.060973 | 0.010732 | 0.0041086 | 5000000 | scaled
970-18AE | 588322.3354 | 0 | 588322.3354 | 0 | 0% | 100% | 0% | 28827.8281 | 60062.3716 | 40.532 | 26345.3817 | 2441.9144 | 84.4478 | 54890.2297 | 5087.6941 | 970 | 0.10513 | 0.10513 | 0.10513 | 5596375.5298 | 827.1821 | 537660.2233 | 49834.9301 | 7868.5126 | 5114455.692 | 474051.3259 | 5322152.8086 | 7482.9551 | 4863847.069 | 450822.7829 | 5025036.3736 | 7065.2089 | 4592316.1782 | 425654.9871 |  | 1308 | 970-18AE | 588322.3354 | 559494.5073 | 528259.9638 | 0 | 0 | 0 | 588322.3354 | 559494.5073 | 528259.9638 | 0 | 827.1821 | 786.6501 | 742.7343 | 0 | 0 | 0 | 827.1821 | 786.6501 | 742.7343 | 0 | 49834.9301 | 47393.0157 | 44747.236 | 0 | 0 | 0 | 49834.9301 | 47393.0157 | 44747.236 | 0 | 537660.2233 | 511314.8416 | 482769.9936 | 0 | 0 | 0 | 537660.2233 | 511314.8416 | 482769.9936 | 0 | 0 | 0 | 0 | 0.10513 | 0.10513 | 0.10513 | 0 | 5000000 | scaled
970-4AE | 331307.3164 | 0 | 331307.3164 | 0 | 0% | 100% | 0% | 16172.9683 | 33694.9966 | 23.1382 | 14844.5444 | 1305.2857 | 48.2065 | 30927.3389 | 2719.4511 | 970 | 0.10579 | 0.10579 | 0.10579 | 3131715.5183 | 473.9918 | 304094.2194 | 26739.1052 | 4480.4544 | 2874480.9993 | 252754.0641 | 2978838.9192 | 4261.7383 | 2734161.4586 | 240415.7197 | 2813210.1956 | 4024.7781 | 2582137.2279 | 227048.1798 |  | 1309 | 970-4AE | 331307.3164 | 315134.3481 | 297612.3198 | 0 | 0 | 0 | 331307.3164 | 315134.3481 | 297612.3198 | 0 | 473.9918 | 450.8536 | 425.7853 | 0 | 0 | 0 | 473.9918 | 450.8536 | 425.7853 | 0 | 26739.1052 | 25433.8195 | 24019.6541 | 0 | 0 | 0 | 26739.1052 | 25433.8195 | 24019.6541 | 0 | 304094.2194 | 289249.675 | 273166.8805 | 0 | 0 | 0 | 304094.2194 | 289249.675 | 273166.8805 | 0 | 0 | 0 | 0 | 0.10579 | 0.10579 | 0.10579 | 0 | 5000000 | scaled
971-1973R | 15148796.19 | 15005297.4 | 135833.4004 | 7665.3911 | 99.05% | 0.8967% | 0.0506% | 5280372 | 14887537.3989 | 388639.7113 | 54833.2429 | 4836899.05 | 1098674.3221 | 115125.0708 | 13673738.0099 | 971 | 0.14704 | 0.090755 | 0.021761 | 103024861.1604 | 1116693.147 | 133168.9569 | 13898934.09 | 7594475.1639 | 905663.6002 | 94524722.4228 | 108737214.8911 | 8003148.2257 | 1129165.5425 | 99604901.2089 | 12005716.1875 | 886000.9376 | 92839.9969 | 11026875.2562 |  | 1310 | 971-1973R | 15148796.19 | 9868424.19 | 261258.7911 | 15005297.4 | 9784389.464 | 241347.1611 | 135833.4004 | 76369.3343 | 12246.2388 | 7665.3911 | 1116693.147 | 728053.4357 | 18018.8249 | 1116465.54 | 727922.9441 | 17993.0569 | 221.8383 | 124.7237 | 20.0001 | 5.768 | 13898934.09 | 9062035.04 | 225196.0801 | 13884763.42 | 9053763.062 | 223284.9541 | 13474.3368 | 7575.6488 | 1214.7966 | 696.3294 | 133168.9569 | 78335.714 | 18043.8861 | 4068.4377 | 2703.4584 | 69.1502 | 122137.2254 | 68668.9618 | 11011.4422 | 6963.2937 | 0.032871 | 0.021309 | 0.0005496 | 0.10329 | 0.058563 | 0.010329 | 0.010883 | 5000000 | scaled
971-2050R | 28484583.81 | 28174790.23 | 294674.2035 | 15119.3772 | 98.91% | 1.035% | 0.05308% | 9403495.04 | 28039826.3182 | 658809.173 | 119805.714 | 8624880.15 | 1971102.7888 | 254168.4959 | 25814555.0316 | 971 | 0.18464 | 0.11956 | 0.03257 | 154268753.852 | 1999798.654 | 292114.0741 | 26192671.08 | 10830646.0914 | 1582051.3473 | 141856056.403 | 159588645.8488 | 11180785.7977 | 2033247.381 | 146374612.6193 | 13655518.0505 | 959935.6788 | 123781.1691 | 12571801.2016 |  | 1311 | 971-2050R | 28484583.81 | 19081088.77 | 444757.4918 | 28174790.23 | 18900289.81 | 403070.5529 | 294674.2035 | 165679.5909 | 26567.5616 | 15119.3772 | 1999798.654 | 1340989.481 | 28695.8652 | 1999361.359 | 1340738.633 | 28646.0881 | 425.9173 | 239.4706 | 38.4003 | 11.3768 | 26192671.08 | 17567790.93 | 378116.0484 | 26163027.95 | 17550522.95 | 374193.8254 | 28269.6745 | 15894.5305 | 2548.7685 | 1373.4546 | 292114.0741 | 172308.3601 | 37945.5782 | 12400.9165 | 9028.2244 | 230.6395 | 265978.6118 | 149545.5898 | 23980.3929 | 13734.5458 | 0.060319 | 0.03987 | 0.0010112 | 0.10307 | 0.058443 | 0.010307 | 0.021251 | 5000000 | scaled
971-29R | 8015406.52 | 7972516.261 | 40413.2039 | 2477.055 | 99.46% | 0.5042% | 0.0309% | 3584975.932 | 7897659.5991 | 196419.5678 | 15884.9203 | 3372671.444 | 433192.7304 | 33134.8918 | 7431331.977 | 971 | 0.12171 | 0.070608 | 0.014351 | 65856814.2529 | 439436.3246 | 38648.7345 | 7537321.461 | 3610531.3352 | 317548.7762 | 61928734.1426 | 62747219.6761 | 3437898.051 | 278031.0395 | 59031290.5877 | 8204674.2363 | 450032.7204 | 34422.9819 | 7720218.5341 |  | 1312 | 971-29R | 8015406.52 | 4430430.588 | 117746.9209 | 7972516.261 | 4405186.535 | 111636.7735 | 40413.2039 | 22766.9981 | 3633.0924 | 2477.055 | 439436.3246 | 243016.7568 | 6243.5942 | 439370.526 | 242978.8749 | 6235.9827 | 63.9347 | 36.018 | 5.7476 | 1.8639 | 7537321.461 | 4164650.017 | 105989.484 | 7533030.397 | 4162134.371 | 105398.9346 | 4066.0459 | 2290.629 | 365.532 | 225.0174 | 38648.7345 | 22763.8142 | 5513.8427 | 115.3374 | 73.2894 | 1.8562 | 36283.2234 | 20440.3511 | 3261.8127 | 2250.1737 | 0.011408 | 0.0064156 | 0.0001634 | 0.10679 | 0.060684 | 0.010679 | 0.0035084 | 5000000 | scaled
971-371R | 4351506.242 | 4330446.099 | 19464.057 | 1596.0863 | 99.52% | 0.4473% | 0.03668% | 1164714.999 | 4256997.5099 | 62533.4483 | 7537.9792 | 1094643.571 | 229834.6693 | 15766.7042 | 4011396.1363 | 971 | 0.11668 | 0.068618 | 0.013066 | 37295577.35 | 234743.5657 | 18762.0622 | 4098000.614 | 2011923.3031 | 160804.5363 | 35122849.51 | 46442767.497 | 2493508.1996 | 300575.3477 | 43648683.9301 | 7233180.1684 | 390518.3332 | 26789.6356 | 6815872.1994 |  | 1313 | 971-371R | 4351506.242 | 3186791.243 | 94508.7321 | 4330446.099 | 3174240.281 | 91162.7011 | 19464.057 | 10954.8754 | 1749.9447 | 1596.0863 | 234743.5657 | 172210.1174 | 4908.8964 | 234725.9671 | 172199.6874 | 4906.2211 | 16.3976 | 9.229 | 1.4743 | 1.201 | 4098000.614 | 3003357.043 | 86604.4777 | 4095564.322 | 3001922.448 | 86253.4851 | 2291.3027 | 1289.6045 | 206.0029 | 144.9896 | 18762.0622 | 11224.083 | 2995.358 | 155.8098 | 118.1454 | 2.9948 | 17156.3568 | 9656.042 | 1542.4675 | 1449.8957 | 0.0076008 | 0.0057314 | 0.000145 | 0.10684 | 0.060649 | 0.010684 | 0.0022372 | 5000000 | scaled
971-381R | 191895.4071 | 191774.6514 | 0 | 120.7557 | 99.94% | 0% | 0.06293% | 24482.8855 | 191774.6514 | 1300.978 | 0 | 23181.9075 | 9680.8467 | 0 | 182093.8047 | 971 | 0.0003802 | 0.000327 | 0.0001634 | 504722270.121 | 9680.9376 | 109.6953 | 182104.7742 | 25462750.0631 | 288520.0205 | 478971000 | 511964897.8593 | 27204924.8309 | 0 | 484759972.652 | 739019.019 | 37305.9202 | 0 | 701713.0987 |  | 1314 | 971-381R | 191895.4071 | 167412.5216 | 120.7557 | 191774.6514 | 167291.7659 | 0 | 0 | 0 | 0 | 120.7557 | 9680.9376 | 8379.9596 | 0.090865 | 9680.8467 | 8379.8687 | 0 | 0 | 0 | 0 | 0.090865 | 182104.7742 | 158922.8667 | 10.9695 | 182093.8047 | 158911.8972 | 0 | 0 | 0 | 0 | 10.9695 | 109.6953 | 109.6953 | 109.6953 | 0 | 0 | 0 | 0 | 0 | 0 | 109.6953 | 0.0002212 | 0.000168 | 4.4e-06 | 0 | 0 | 0 | 0.000159 | 5000000 | scaled
971-383R | 14770596.23 | 14538988.94 | 225764.1919 | 5843.0982 | 98.43% | 1.528% | 0.03956% | 6319095.923 | 14599902.8463 | 365816.0324 | 93492.3127 | 5859787.58 | 846020.9029 | 197446.126 | 13556435.82 | 971 | 0.13837 | 0.08208 | 0.019054 | 106747871.4886 | 854737.1386 | 221444.5241 | 13694414.57 | 6177230.0053 | 1600391.1577 | 98970250.3451 | 102966872.5679 | 5960810.415 | 1523415.8755 | 95482646.3116 | 8958213.5202 | 519101.803 | 121149.0634 | 8317962.6555 |  | 1315 | 971-383R | 14770596.23 | 8451500.307 | 170693.3837 | 14538988.94 | 8318775.433 | 144478.3977 | 225764.1919 | 126881.7762 | 20371.8878 | 5843.0982 | 854737.1386 | 488921.1062 | 8716.2357 | 854428.1544 | 488745.5282 | 8684.3544 | 304.5874 | 171.1812 | 27.4845 | 4.3967 | 13694414.57 | 7834626.99 | 137978.75 | 13673418.81 | 7822594.678 | 135601.2974 | 20464.9689 | 11501.521 | 1846.6615 | 530.791 | 221444.5241 | 127952.2114 | 23998.3981 | 11141.978 | 7435.227 | 192.7459 | 204994.6357 | 115209.074 | 18497.7418 | 5307.9104 | 0.026 | 0.01482 | 0.0003768 | 0.1041 | 0.058992 | 0.01041 | 0.0082674 | 5000000 | scaled
971-388R | 11267961.03 | 11152745.5 | 104058.5439 | 11156.9873 | 98.98% | 0.9235% | 0.09902% | 3521100.012 | 11057004.8106 | 213248.492 | 41484.2812 | 3266367.236 | 671412.1452 | 87772.3728 | 10297820.2888 | 971 | 0.17642 | 0.11297 | 0.027342 | 63870088.5954 | 683141.1399 | 106339.8564 | 10478480.03 | 3872243.1691 | 602765.3123 | 59395080.093 | 68571827.0511 | 4152917.7423 | 807887.5759 | 63611021.6776 | 7715576.9743 | 468511.3353 | 61247.5539 | 7185818.0824 |  | 1316 | 971-388R | 11267961.03 | 7746861.018 | 210956.2194 | 11152745.5 | 7677228.05 | 190400.0672 | 104058.5439 | 58475.98 | 9399.1649 | 11156.9873 | 683141.1399 | 469892.6479 | 11728.9947 | 682976.1137 | 469796.2335 | 11706.4516 | 156.6309 | 88.0191 | 14.1478 | 8.3953 | 10478480.03 | 7212112.794 | 180659.7412 | 10466167.16 | 7204749.582 | 178625.61 | 11299.3574 | 6349.7044 | 1020.6228 | 1013.5084 | 106339.8564 | 64855.5752 | 18567.4836 | 3602.2171 | 2682.2351 | 68.0057 | 92602.5557 | 52038.2565 | 8364.3943 | 10135.0836 | 0.05522 | 0.037432 | 0.0009496 | 0.10534 | 0.059685 | 0.010534 | 0.015858 | 5000000 | scaled
972-1565F | 2476.1864 | 0 | 2476.1864 | 0 | 0% | 100% | 0% | 114.2103 | 237.5069 | 0.075008 | 90.5526 | 23.5827 | 0.15598 | 188.3094 | 49.0415 | 972 | 0.10655 | 0.10655 | 0.10655 | 23238.7503 | 1.6262 | 1963.2657 | 511.2945 | 15.2622 | 18425.0431 | 4798.445 | 22166.8987 | 14.5582 | 17575.2165 | 4577.1241 | 21009.773 | 13.7983 | 16657.7794 | 4338.1954 |  | 1317 | 972-1565F | 2476.1864 | 2361.9762 | 2238.6796 | 0 | 0 | 0 | 2476.1864 | 2361.9762 | 2238.6796 | 0 | 1.6262 | 1.5512 | 1.4703 | 0 | 0 | 0 | 1.6262 | 1.5512 | 1.4703 | 0 | 511.2945 | 487.7118 | 462.2529 | 0 | 0 | 0 | 511.2945 | 487.7118 | 462.2529 | 0 | 1963.2657 | 1872.7131 | 1774.9564 | 0 | 0 | 0 | 1963.2657 | 1872.7131 | 1774.9564 | 0 | 0 | 0 | 0 | 0.10655 | 0.10655 | 0.10655 | 0 | 5000000 | scaled
972-1566F | 1670.5006 | 0 | 1670.5006 | 0 | 0% | 100% | 0% | 76.6519 | 159.2948 | 0.52531 | 60.3973 | 15.7293 | 1.0917 | 125.5152 | 32.688 | 972 | 0.10722 | 0.10722 | 0.10722 | 15579.5401 | 11.4482 | 1316.2584 | 342.794 | 106.7692 | 12275.7817 | 3196.9892 | 14864.6639 | 101.87 | 11712.5004 | 3050.2935 | 14093.9136 | 96.5879 | 11105.1935 | 2892.1322 |  | 1318 | 972-1566F | 1670.5006 | 1593.8487 | 1511.2058 | 0 | 0 | 0 | 1670.5006 | 1593.8487 | 1511.2058 | 0 | 11.4482 | 10.9229 | 10.3565 | 0 | 0 | 0 | 11.4482 | 10.9229 | 10.3565 | 0 | 342.794 | 327.0647 | 310.106 | 0 | 0 | 0 | 342.794 | 327.0647 | 310.106 | 0 | 1316.2584 | 1255.8611 | 1190.7433 | 0 | 0 | 0 | 1316.2584 | 1255.8611 | 1190.7433 | 0 | 0 | 0 | 0 | 0.10722 | 0.10722 | 0.10722 | 0 | 5000000 | scaled
972-1582R | 8019179.191 | 7901674.208 | 111015.7019 | 6489.2804 | 98.53% | 1.384% | 0.08092% | 1397569.793 | 7861692.0641 | 79368.1339 | 43755.7024 | 1274445.956 | 456627.7844 | 92850.5485 | 7312213.7311 | 972 | 0.15062 | 0.09851 | 0.020555 | 53239646.6902 | 464948.4252 | 107654.6547 | 7446576.111 | 3086810.9188 | 714723.4953 | 49438112.2755 | 67217636.7678 | 3817296.5831 | 2104478.0198 | 61295862.1313 | 7661593.8829 | 445005.555 | 90487.288 | 7126101.0398 |  | 1319 | 972-1582R | 8019179.191 | 6621609.398 | 157487.1269 | 7901674.208 | 6552791.234 | 140945.2834 | 111015.7019 | 62328.8844 | 10052.563 | 6489.2804 | 464948.4252 | 385580.2913 | 8320.6408 | 464802.3969 | 385496.1633 | 8302.977 | 141.1454 | 79.245 | 12.7808 | 4.883 | 7446576.111 | 6172130.155 | 134362.3799 | 7432575.88 | 6164011.31 | 132558.5356 | 13410.7402 | 7529.3536 | 1214.3535 | 589.4907 | 107654.6547 | 63898.9523 | 14804.1062 | 4295.9316 | 3283.7598 | 83.7708 | 97463.8163 | 54720.2858 | 8825.4287 | 5894.9067 | 0.033479 | 0.028291 | 0.000719 | 0.10812 | 0.061195 | 0.010812 | 0.0090242 | 5000000 | scaled
972-1590F | 23409153.86 | 23032887.76 | 362302.0188 | 13964.0809 | 98.39% | 1.548% | 0.05965% | 12422166.7 | 23145000.5508 | 1006709.4915 | 152887.9077 | 11262569.305 | 1873704.0958 | 314950.6697 | 20956345.7873 | 972 | 0.17603 | 0.10322 | 0.031027 | 132982679.5871 | 1891600.895 | 357034.217 | 21160518.75 | 10745802.9979 | 2028239.3445 | 120208637.256 | 106443250.4805 | 8626307.564 | 1310068.223 | 96506874.7295 | 8513549.611 | 689214.6207 | 115849.993 | 7708484.998 |  | 1320 | 972-1590F | 23409153.86 | 10986987.16 | 264153.3092 | 23032887.76 | 10769593.24 | 217401.0776 | 362302.0188 | 203429.8396 | 32788.1507 | 13964.0809 | 1891600.895 | 884891.4035 | 17896.7992 | 1891016.393 | 884558.6023 | 17834.3454 | 573.9947 | 322.2937 | 51.9462 | 10.5075 | 21160518.75 | 9897949.445 | 204172.9627 | 21119318.35 | 9874259.484 | 199290.6399 | 39931.892 | 22421.4549 | 3613.8162 | 1268.5067 | 357034.217 | 204146.3093 | 42083.5473 | 22553.0181 | 10775.1516 | 276.0923 | 321796.1322 | 180686.091 | 29122.3883 | 12685.0667 | 0.04905 | 0.022779 | 0.000577 | 0.10726 | 0.060716 | 0.010726 | 0.019725 | 5000000 | scaled
972-1640 | 12296.0513 | 0 | 12296.0513 | 0 | 0% | 100% | 0% | 553.0553 | 1147.8087 | 1.4301 | 454.3371 | 97.288 | 2.968 | 942.9294 | 201.9112 | 972 | 0.10996 | 0.10996 | 0.10996 | 111824.7778 | 31.7956 | 10101.2555 | 2163.0003 | 289.1604 | 91864.5037 | 19671.1137 | 106795.0914 | 276.1545 | 87732.598 | 18786.3412 | 101386.1869 | 262.168 | 83289.1601 | 17834.8597 |  | 1321 | 972-1640 | 12296.0513 | 11742.996 | 11148.2426 | 0 | 0 | 0 | 12296.0513 | 11742.996 | 11148.2426 | 0 | 31.7956 | 30.3654 | 28.8275 | 0 | 0 | 0 | 31.7956 | 30.3654 | 28.8275 | 0 | 2163.0003 | 2065.7122 | 1961.0891 | 0 | 0 | 0 | 2163.0003 | 2065.7122 | 1961.0891 | 0 | 10101.2555 | 9646.9183 | 9158.326 | 0 | 0 | 0 | 10101.2555 | 9646.9183 | 9158.326 | 0 | 0 | 0 | 0 | 0.10996 | 0.10996 | 0.10996 | 0 | 5000000 | scaled
972-1641 | 295083.8705 | 0 | 295083.8705 | 0 | 0% | 100% | 0% | 13321.8346 | 27633.0717 | 16.7829 | 12126.3526 | 1178.699 | 34.8123 | 25153.3203 | 2444.9391 | 972 | 0.10934 | 0.10934 | 0.10934 | 2698842.3931 | 371.7488 | 268603.4758 | 26108.6459 | 3400.0212 | 2456652.2263 | 238790.1453 | 2577000.6539 | 3246.5241 | 2345744.3752 | 228009.7438 | 2446109.8217 | 3081.6269 | 2226599.5074 | 216428.6887 |  | 1322 | 972-1641 | 295083.8705 | 281762.0359 | 267450.7988 | 0 | 0 | 0 | 295083.8705 | 281762.0359 | 267450.7988 | 0 | 371.7488 | 354.9659 | 336.9365 | 0 | 0 | 0 | 371.7488 | 354.9659 | 336.9365 | 0 | 26108.6459 | 24929.9469 | 23663.7068 | 0 | 0 | 0 | 26108.6459 | 24929.9469 | 23663.7068 | 0 | 268603.4758 | 256477.1232 | 243450.1555 | 0 | 0 | 0 | 268603.4758 | 256477.1232 | 243450.1555 | 0 | 0 | 0 | 0 | 0.10934 | 0.10934 | 0.10934 | 0 | 5000000 | scaled
972-1642 | 185301.0758 | 0 | 185223.7811 | 77.2947 | 0% | 99.96% | 0.04171% | 81091.7522 | 168424.1533 | 94.8233 | 73062.3166 | 7934.6124 | 196.944 | 151747.3537 | 16479.8557 | 972 | 0.11047 | 0.062653 | 0.011143 | 1677342.6611 | 216.6465 | 166953.7533 | 18130.6761 | 1961.0808 | 1511262.9629 | 164118.6179 | 1663272.1649 | 1944.9194 | 1498580.4866 | 162746.7595 | 1514630.5638 | 1771.1078 | 1364656.8824 | 148202.5741 |  | 1323 | 972-1642 | 185301.0758 | 104209.3236 | 16876.9225 | 0 | 0 | 0 | 185223.7811 | 104132.0289 | 16799.6278 | 77.2947 | 216.6465 | 121.8232 | 19.7025 | 0 | 0 | 0 | 216.5883 | 121.765 | 19.6444 | 0.058162 | 18130.6761 | 10196.0637 | 1650.8204 | 0 | 0 | 0 | 18123.6546 | 10189.0422 | 1643.7989 | 7.0215 | 166953.7533 | 93891.4367 | 15206.3996 | 0 | 0 | 0 | 166883.5382 | 93821.2217 | 15136.1845 | 70.2151 | 0 | 0 | 0 | 0.11037 | 0.062547 | 0.011037 | 0.000106 | 5000000 | scaled
972-1644 | 200447.1376 | 0 | 200447.1376 | 0 | 0% | 100% | 0% | 8920.2258 | 18517.498 | 10.1552 | 8082.3086 | 827.762 | 21.0811 | 16778.0657 | 1718.3512 | 972 | 0.11119 | 0.11119 | 0.11119 | 1802796.1736 | 228.1974 | 181618.2317 | 18600.7085 | 2052.3787 | 1633451.3782 | 167292.4167 | 1722568.7923 | 1961.0444 | 1560760.1059 | 159847.6282 | 1636252.1414 | 1862.778 | 1482551.5807 | 151837.7823 |  | 1324 | 972-1644 | 200447.1376 | 191526.9118 | 181929.6396 | 0 | 0 | 0 | 200447.1376 | 191526.9118 | 181929.6396 | 0 | 228.1974 | 218.0423 | 207.1163 | 0 | 0 | 0 | 228.1974 | 218.0423 | 207.1163 | 0 | 18600.7085 | 17772.9465 | 16882.3573 | 0 | 0 | 0 | 18600.7085 | 17772.9465 | 16882.3573 | 0 | 181618.2317 | 173535.9231 | 164840.166 | 0 | 0 | 0 | 181618.2317 | 173535.9231 | 164840.166 | 0 | 0 | 0 | 0 | 0.11119 | 0.11119 | 0.11119 | 0 | 5000000 | scaled
972-32R | 22914328.38 | 22336491.25 | 567712.7582 | 10124.3777 | 97.48% | 2.478% | 0.04418% | 11242280.11 | 22605016.8558 | 645787.68 | 225932.7112 | 10370559.73 | 1296864.0348 | 468710.9796 | 20839441.8486 | 972 | 0.16607 | 0.097243 | 0.025668 | 137978775.2738 | 1311519.509 | 524212.4482 | 21078596.43 | 7897323.1333 | 3156548.6182 | 126924903.5656 | 120029948.4383 | 6894852.3942 | 2412205.6567 | 110722890.507 | 12050284.56 | 691332.4044 | 249860.4941 | 11109091.6653 |  | 1325 | 972-32R | 22914328.38 | 11672048.27 | 309311.5242 | 22336491.25 | 11342688.7 | 247697.5396 | 567712.7582 | 319235.1874 | 51489.6068 | 10124.3777 | 1311519.509 | 665731.829 | 14655.4742 | 1310790.323 | 665318.4599 | 14582.4122 | 721.5681 | 405.7509 | 65.4438 | 7.6183 | 21078596.43 | 10708036.7 | 239154.5814 | 21020567.05 | 10675003.19 | 233055.2239 | 57109.6725 | 32113.8054 | 5179.6521 | 919.7054 | 524212.4482 | 298279.737 | 55501.4686 | 5133.8765 | 2367.0517 | 59.9035 | 509881.5175 | 286715.6312 | 46244.511 | 9197.0541 | 0.042044 | 0.020806 | 0.0005268 | 0.10987 | 0.062282 | 0.010987 | 0.014154 | 5000000 | scaled
972-942R | 9149683.626 | 9068839.121 | 75954.7616 | 4889.7431 | 99.12% | 0.8301% | 0.05344% | 2657644.883 | 8924766.0028 | 179687.5349 | 29824.501 | 2448132.846 | 605860.5054 | 62915.6911 | 8255989.8058 | 972 | 0.14194 | 0.086889 | 0.018538 | 64459358.3853 | 620180.1402 | 73508.2254 | 8455995.26 | 4369158.0556 | 517864.1403 | 59572336.1866 | 74716462.8779 | 5051697.1311 | 838479.6768 | 68826286.0394 | 12132787.9599 | 823638.07 | 85530.8408 | 11223619.0485 |  | 1326 | 972-942R | 9149683.626 | 6492038.743 | 224917.6232 | 9068839.121 | 6444392.437 | 213128.9441 | 75954.7616 | 42756.5627 | 6898.936 | 4889.7431 | 620180.1402 | 440492.6053 | 14319.6348 | 620034.7286 | 440409.1418 | 14303.0819 | 141.7323 | 79.7841 | 12.8735 | 3.6794 | 8455995.26 | 6007862.414 | 200005.4542 | 8447080.341 | 6002649.869 | 198791.8739 | 8470.7321 | 4768.3566 | 769.3927 | 444.1876 | 73508.2254 | 43683.7244 | 10592.5342 | 1724.0521 | 1333.4263 | 33.9883 | 67342.2972 | 37908.422 | 6116.6698 | 4441.8761 | 0.022654 | 0.016221 | 0.0004122 | 0.11241 | 0.063783 | 0.011241 | 0.0068852 | 5000000 | scaled
973-1226R | 5177869.599 | 5039261.75 | 133846.6295 | 4761.219 | 97.32% | 2.585% | 0.09195% | 2234941.503 | 5097839.6603 | 118761.2019 | 53908.3621 | 2062271.939 | 270440.3523 | 112114.0585 | 4715285.2495 | 973 | 0.13989 | 0.081019 | 0.017646 | 37012595.1715 | 273954.4994 | 127327.9667 | 4776587.133 | 1958289.3674 | 910169.4037 | 34144136.4011 | 36324104.539 | 1930204.5746 | 876162.9676 | 33517736.9964 | 4535353.3838 | 240600.46 | 99743.599 | 4195009.325 |  | 1327 | 973-1226R | 5177869.599 | 2942928.096 | 80029.9387 | 5039261.75 | 2862792.678 | 63236.4291 | 133846.6295 | 75374.1987 | 12032.2907 | 4761.219 | 273954.4994 | 155193.2975 | 3514.1471 | 273705.589 | 155051.5613 | 3488.5104 | 245.3278 | 138.1535 | 22.054 | 3.5827 | 4776587.133 | 2714315.194 | 61301.8835 | 4763384.899 | 2706691.559 | 59721.4229 | 12769.7209 | 7191.1223 | 1147.9482 | 432.5124 | 127327.9667 | 73419.6046 | 15213.9082 | 2171.2619 | 1049.5578 | 26.4958 | 120831.5808 | 68044.9229 | 10862.2885 | 4325.1239 | 0.026938 | 0.013973 | 0.0003548 | 0.1063 | 0.060384 | 0.01063 | 0.0066614 | 5000000 | scaled
973-1245R | 8620110.617 | 8579827.574 | 38325.9745 | 1957.0683 | 99.53% | 0.4446% | 0.0227% | 2864904.432 | 8464013.8572 | 162209.1809 | 18372.6463 | 2684322.605 | 481503.3571 | 46484.7071 | 7936025.7935 | 973 | 0.12039 | 0.070696 | 0.013581 | 71603691.2558 | 490174.7607 | 51595.9418 | 8078339.915 | 4071678.8665 | 428586.1341 | 67103426.2591 | 81407344.4334 | 4609235.3072 | 522065.7033 | 76276043.4291 | 11493421.8711 | 653841.2282 | 63122.3387 | 10776458.3049 |  | 1328 | 973-1245R | 8620110.617 | 5755206.185 | 156096.7598 | 8579827.574 | 5731675.204 | 150694.317 | 38325.9745 | 21573.9125 | 3445.3745 | 1957.0683 | 490174.7607 | 327965.5798 | 8671.4036 | 490061.4677 | 327901.1628 | 8659.8787 | 111.8204 | 62.9443 | 10.0523 | 1.4726 | 8078339.915 | 5394017.31 | 142314.1215 | 8073531.768 | 5391233.069 | 141720.086 | 4630.3656 | 2606.4595 | 416.2541 | 177.7814 | 51595.9418 | 33223.2955 | 5111.2347 | 16234.3389 | 12540.9726 | 314.3523 | 33583.7886 | 18904.5086 | 3019.0682 | 1777.8142 | 0.011048 | 0.0074324 | 0.0001884 | 0.10661 | 0.060532 | 0.010661 | 0.0027324 | 5000000 | scaled
973-530AE | 388006.194 | 25127.9255 | 362848.2118 | 30.0568 | 6.476% | 93.52% | 0.007746% | 22674.9292 | 61884.8639 | 281.8326 | 16253.623 | 6139.4737 | 1400.3623 | 33814.9189 | 26669.5828 | 973 | 0.10542 | 0.10539 | 0.1053 | 3680721.4289 | 1882.4281 | 331905.0363 | 54218.7297 | 17857.1718 | 3148532.1584 | 514332.0994 | 3466555.4402 | 43086.7229 | 2484862.6753 | 938606.0584 | 3097074.5443 | 70082.1819 | 1692293.0413 | 1334699.3247 |  | 1329 | 973-530AE | 388006.194 | 365331.2648 | 326121.3301 | 25127.9255 | 20211.9602 | 163.3634 | 362848.2118 | 345089.2478 | 325927.9099 | 30.0568 | 1882.4281 | 1600.5954 | 482.0658 | 1360.1643 | 1103.8918 | 12.9408 | 522.2411 | 496.681 | 469.1024 | 0.022617 | 54218.7297 | 48079.256 | 27549.1469 | 23715.6862 | 19068.9964 | 149.5519 | 30500.3132 | 29007.5293 | 27396.8646 | 2.7304 | 331905.0363 | 315651.4133 | 298090.1174 | 52.075 | 39.072 | 0.87065 | 331825.6575 | 315585.0375 | 298061.943 | 27.3038 | 0.0001182 | 8.98e-05 | 2.2e-06 | 0.10525 | 0.10525 | 0.10525 | 5.12e-05 | 5000000 | scaled
973-533AE | 153488.9701 | 0 | 153488.9701 | 0 | 0% | 100% | 0% | 7468.9467 | 15535.1749 | 10.1875 | 6786.6316 | 672.1276 | 21.1898 | 14115.9809 | 1398.0042 | 973 | 0.10598 | 0.10598 | 0.10598 | 1448293.3453 | 209.3569 | 139467.2017 | 13812.4115 | 1975.4529 | 1315986.5492 | 130331.3433 | 1377817.7548 | 1879.3251 | 1251949.1555 | 123989.2731 | 1301706.3273 | 1775.5101 | 1182790.781 | 117140.0355 |  | 1330 | 973-533AE | 153488.9701 | 146020.0234 | 137953.7952 | 0 | 0 | 0 | 153488.9701 | 146020.0234 | 137953.7952 | 0 | 209.3569 | 199.1694 | 188.1671 | 0 | 0 | 0 | 209.3569 | 199.1694 | 188.1671 | 0 | 13812.4115 | 13140.2839 | 12414.4073 | 0 | 0 | 0 | 13812.4115 | 13140.2839 | 12414.4073 | 0 | 139467.2017 | 132680.5701 | 125351.2208 | 0 | 0 | 0 | 139467.2017 | 132680.5701 | 125351.2208 | 0 | 0 | 0 | 0 | 0.10598 | 0.10598 | 0.10598 | 0 | 5000000 | scaled
973-534AE | 146186.472 | 0 | 146186.472 | 0 | 0% | 100% | 0% | 7116.6862 | 14801.4773 | 10.6652 | 6533.3282 | 572.6928 | 22.1818 | 13588.1935 | 1191.102 | 973 | 0.10595 | 0.10595 | 0.10595 | 1379708.5922 | 219.0781 | 134203.5006 | 11763.8934 | 2067.6596 | 1266613.2532 | 111027.6796 | 1312541.2752 | 1967.0013 | 1204951.6708 | 105622.6017 | 1240012.1816 | 1858.3077 | 1138367.8213 | 99786.0532 |  | 1331 | 973-534AE | 146186.472 | 139069.7858 | 131384.9947 | 0 | 0 | 0 | 146186.472 | 139069.7858 | 131384.9947 | 0 | 219.0781 | 208.4128 | 196.8963 | 0 | 0 | 0 | 219.0781 | 208.4128 | 196.8963 | 0 | 11763.8934 | 11191.2006 | 10572.7914 | 0 | 0 | 0 | 11763.8934 | 11191.2006 | 10572.7914 | 0 | 134203.5006 | 127670.1724 | 120615.3071 | 0 | 0 | 0 | 134203.5006 | 127670.1724 | 120615.3071 | 0 | 0 | 0 | 0 | 0.10595 | 0.10595 | 0.10595 | 0 | 5000000 | scaled
973-626R | 6521723.616 | 6393285.833 | 121568.7084 | 6869.0753 | 98.03% | 1.864% | 0.1053% | 2944013.863 | 6421347.9356 | 190547.5293 | 47787.5333 | 2705678.801 | 416628.9869 | 99973.6355 | 5904745.3133 | 973 | 0.1523 | 0.0898 | 0.020883 | 42821616.4171 | 422071.148 | 115905.2351 | 5983747.233 | 2771317.8087 | 761033.4032 | 39289265.2059 | 39840688.3822 | 2578637.5643 | 646698.1171 | 36615352.7087 | 4806619.8211 | 311862.4262 | 74834.0166 | 4419923.3784 |  | 1332 | 973-626R | 6521723.616 | 3577709.753 | 100375.6804 | 6393285.833 | 3502372.337 | 82578.562 | 121568.7084 | 68468.3406 | 10928.0431 | 6869.0753 | 422071.148 | 231523.6187 | 5442.1611 | 421909.7155 | 231430.4412 | 5422.9455 | 156.2637 | 88.0088 | 14.0468 | 5.1688 | 5983747.233 | 3278068.432 | 79001.9197 | 5969134.971 | 3269566.15 | 77120.4959 | 13988.2708 | 7878.2913 | 1257.4323 | 623.9915 | 115905.2351 | 68117.7018 | 15931.5996 | 2241.1462 | 1375.7463 | 35.1207 | 107424.1738 | 60502.0405 | 9656.5639 | 6239.915 | 0.036492 | 0.019784 | 0.0005026 | 0.10603 | 0.060239 | 0.010603 | 0.0097772 | 5000000 | scaled
974-16 | 1678.4492 | 0 | 1678.4492 | 0 | 0% | 100% | 0% | 81.3459 | 169.3298 | 1.0553 | 63.7009 | 16.5897 | 2.1968 | 132.5999 | 34.5331 | 974 | 0.10641 | 0.10641 | 0.10641 | 15773.6238 | 21.7749 | 1314.3717 | 342.3026 | 204.6346 | 12352.1194 | 3216.8698 | 15009.1564 | 194.717 | 11753.475 | 3060.9645 | 14182.3071 | 183.9901 | 11105.98 | 2892.337 |  | 1333 | 974-16 | 1678.4492 | 1597.1033 | 1509.1194 | 0 | 0 | 0 | 1678.4492 | 1597.1033 | 1509.1194 | 0 | 21.7749 | 20.7196 | 19.5781 | 0 | 0 | 0 | 21.7749 | 20.7196 | 19.5781 | 0 | 342.3026 | 325.7129 | 307.7695 | 0 | 0 | 0 | 342.3026 | 325.7129 | 307.7695 | 0 | 1314.3717 | 1250.6708 | 1181.7718 | 0 | 0 | 0 | 1314.3717 | 1250.6708 | 1181.7718 | 0 | 0 | 0 | 0 | 0.10641 | 0.10641 | 0.10641 | 0 | 5000000 | scaled
974-18 | 2513.543 | 0 | 2513.543 | 0 | 0% | 100% | 0% | 121.887 | 253.6862 | 1.5813 | 95.4481 | 24.8576 | 3.2911 | 198.6584 | 51.7367 | 974 | 0.10623 | 0.10623 | 0.10623 | 23661.5075 | 32.6087 | 1968.3228 | 512.6115 | 306.9658 | 18529.0184 | 4825.5233 | 22514.1113 | 292.0803 | 17630.5075 | 4591.5236 | 21273.4048 | 275.9844 | 16658.9264 | 4338.4941 |  | 1334 | 974-18 | 2513.543 | 2391.656 | 2259.8568 | 0 | 0 | 0 | 2513.543 | 2391.656 | 2259.8568 | 0 | 32.6087 | 31.0275 | 29.3176 | 0 | 0 | 0 | 32.6087 | 31.0275 | 29.3176 | 0 | 512.6115 | 487.7539 | 460.8748 | 0 | 0 | 0 | 512.6115 | 487.7539 | 460.8748 | 0 | 1968.3228 | 1872.8747 | 1769.6644 | 0 | 0 | 0 | 1968.3228 | 1872.8747 | 1769.6644 | 0 | 0 | 0 | 0 | 0.10623 | 0.10623 | 0.10623 | 0 | 5000000 | scaled
974-23R | 3492862.613 | 3272567.438 | 210871.8591 | 9423.3161 | 93.69% | 6.037% | 0.2698% | 1359421.702 | 3416138.5882 | 77982.0205 | 82849.8618 | 1198589.821 | 198723.6797 | 173810.8537 | 3043604.0552 | 974 | 0.16472 | 0.10107 | 0.024516 | 21204822.5597 | 201841.164 | 199284.2465 | 3091737.203 | 1225357.6914 | 1209834.8988 | 18769629.9725 | 21108881.8167 | 1210892.2876 | 1286479.3454 | 18611510.2039 | 3129600.1252 | 182055.1588 | 159231.9678 | 2788312.9992 |  | 1335 | 974-23R | 3492862.613 | 2133440.911 | 76724.0248 | 3272567.438 | 2005267.665 | 48353.6554 | 210871.8591 | 118749.9294 | 18947.0534 | 9423.3161 | 201841.164 | 123859.1435 | 3117.4843 | 201192.4897 | 123490.7527 | 3052.7466 | 641.5836 | 361.3 | 57.6469 | 7.0907 | 3091737.203 | 1893147.382 | 48133.1478 | 3068261.077 | 1879553.124 | 45244.6876 | 22620.1058 | 12738.2382 | 2032.4398 | 856.0205 | 199284.2465 | 116434.3847 | 25473.3928 | 3113.8719 | 2223.7886 | 56.2212 | 187610.1698 | 105650.3913 | 16856.9666 | 8560.2049 | 0.046051 | 0.027927 | 0.0007096 | 0.1054 | 0.059876 | 0.01054 | 0.013266 | 5000000 | scaled
974-715R | 7107169.678 | 7075029.585 | 28293.2944 | 3846.7994 | 99.55% | 0.3981% | 0.05413% | 1893165.685 | 6889816.6891 | 98203.4274 | 15129.2844 | 1779832.973 | 358630.9507 | 40129.7166 | 6491056.0219 | 974 | 0.14069 | 0.086795 | 0.016576 | 50517241.5416 | 369506.4289 | 46139.9321 | 6691523.317 | 2626424.6339 | 327959.2578 | 47562857.6496 | 60072907.6809 | 3116137.9455 | 480074.2543 | 56476695.4745 | 13112353.1871 | 682528.4185 | 76372.8617 | 12353451.9069 |  | 1336 | 974-715R | 7107169.678 | 5214003.993 | 217352.9889 | 7075029.585 | 5194214.913 | 210963.2992 | 28293.2944 | 15942.2812 | 2542.8902 | 3846.7994 | 369506.4289 | 271303.0015 | 10875.4783 | 369360.3403 | 271219.4221 | 10859.7139 | 143.194 | 80.6848 | 12.8697 | 2.8946 | 6691523.317 | 4911690.344 | 200467.2951 | 6687251.639 | 4909130.858 | 199765.3344 | 3922.2323 | 2210.0407 | 352.5148 | 349.4459 | 46139.9321 | 31010.6477 | 6010.2155 | 18417.6052 | 13864.633 | 338.2509 | 24227.868 | 13651.5557 | 2177.5057 | 3494.4589 | 0.029264 | 0.021118 | 0.000536 | 0.10598 | 0.060235 | 0.010598 | 0.005442 | 5000000 | scaled
975-22R | 6417038.113 | 5152704.553 | 1263248.177 | 1085.3827 | 80.3% | 19.69% | 0.01691% | 1114695.778 | 5122008.625 | 109197.9699 | 41570.696 | 963927.113 | 509933.5687 | 102107.101 | 4509967.955 | 975 | 0.19669 | 0.19536 | 0.19123 | 32624340.4147 | 522314.9144 | 1192391.823 | 4702331.376 | 2655458.6822 | 6062142.0749 | 23906739.6596 | 27142003.2751 | 2658888.3848 | 1012215.1615 | 23470899.7507 | 6772040.4661 | 674206.3543 | 135000.4403 | 5962833.6709 |  | 1337 | 975-22R | 6417038.113 | 5302342.335 | 1295029.488 | 5152704.553 | 4074282.172 | 106312.2707 | 1263248.177 | 1226974.78 | 1187631.835 | 1085.3827 | 522314.9144 | 413116.9445 | 12381.3457 | 520471.7905 | 411326.7212 | 10648.4998 | 1842.3072 | 1789.4065 | 1732.0292 | 0.81672 | 4702331.376 | 3738404.263 | 192363.421 | 4598792.978 | 3637836.076 | 95016.7914 | 103439.8005 | 100469.59 | 97248.0327 | 98.5969 | 1192391.823 | 1150821.127 | 1090284.722 | 33439.7842 | 25119.3744 | 646.9795 | 1157966.069 | 1124715.783 | 1088651.773 | 985.9691 | 0.0055708 | 0.0042316 | 0.0001078 | 0.18961 | 0.18961 | 0.18961 | 0.0015124 | 5000000 | scaled
975-7 | 645751.2826 | 0 | 645751.2826 | 0 | 0% | 100% | 0% | 17106.5235 | 35713.114 | 25.8966 | 15680.1387 | 1400.4882 | 54.064 | 32735.2651 | 2923.7849 | 975 | 0.20764 | 0.20764 | 0.20764 | 3110021.9933 | 977.5651 | 591906.9231 | 52866.7944 | 4708.0803 | 2850700.5692 | 254613.3439 | 3027634.7558 | 4583.359 | 2775182.9823 | 247868.4099 | 2938023.0009 | 4447.7011 | 2693043.2839 | 240532.0162 |  | 1338 | 975-7 | 645751.2826 | 628644.7591 | 610038.1686 | 0 | 0 | 0 | 645751.2826 | 628644.7591 | 610038.1686 | 0 | 977.5651 | 951.6685 | 923.5011 | 0 | 0 | 0 | 977.5651 | 951.6685 | 923.5011 | 0 | 52866.7944 | 51466.3062 | 49943.0095 | 0 | 0 | 0 | 52866.7944 | 51466.3062 | 49943.0095 | 0 | 591906.9231 | 576226.7844 | 559171.658 | 0 | 0 | 0 | 591906.9231 | 576226.7844 | 559171.658 | 0 | 0 | 0 | 0 | 0.20764 | 0.20764 | 0.20764 | 0 | 5000000 | scaled
990-713 | 85922.3865 | 388.6829 | 85493.9786 | 39.725 | 0.4524% | 99.5% | 0.04623% | 38502.4838 | 80175.2885 | 87.0856 | 33458.8704 | 4956.5278 | 159.624 | 69861.3911 | 10154.2733 | 990 | 0.017823 | 0.010134 | 0.0018096 | 4820979.347 | 168.0946 | 74894.839 | 10859.4528 | 9431.543 | 4202239.7995 | 609308.0044 | 4679103.1289 | 10583.2792 | 4066166.3832 | 602353.4665 | 3175894.1523 | 6323.0082 | 2767341.2557 | 402229.8882 |  | 1339 | 990-713 | 85922.3865 | 47419.9028 | 5747.0981 | 388.6829 | 98.5265 | 0.0040717 | 85493.9786 | 47281.6513 | 5707.369 | 39.725 | 168.0946 | 81.009 | 8.4706 | 41.6266 | 11.0537 | 0 | 126.4381 | 69.9254 | 8.4407 | 0.029892 | 10859.4528 | 5902.9251 | 705.1795 | 346.6089 | 87.2814 | 0 | 10509.2353 | 5812.035 | 701.5709 | 3.6086 | 74894.839 | 41435.9687 | 5033.448 | 0.44744 | 0.1914 | 0.0040717 | 74858.3052 | 41399.6908 | 4997.3574 | 36.0864 | 0.0002068 | 8.96e-05 | 2.2e-06 | 0.017565 | 0.0099938 | 0.0017564 | 5.1e-05 | 5000000 | scaled
991-1 | 626861.7505 | 412906.0205 | 212996.3684 | 959.3616 | 65.87% | 33.98% | 0.153% | 303791.5275 | 606395.4715 | 40714.5044 | 86042.9486 | 177034.0745 | 79887.3408 | 178870.6119 | 347637.5189 | 991 | 0.034773 | 0.020166 | 0.0043976 | 18027462.7293 | 80606.1948 | 194212.2296 | 352043.3261 | 2318095.1327 | 5585208.7448 | 10124158.8521 | 16020222.8955 | 2147049.4611 | 4537411.6471 | 9335761.7868 | 4653965.5721 | 613119.5749 | 1372796.6461 | 2668049.3513 |  | 1340 | 991-1 | 626861.7505 | 323070.223 | 20466.279 | 412906.0205 | 203905.0669 | 3557.7378 | 212996.3684 | 118205.7945 | 15949.1796 | 959.3616 | 80606.1948 | 39891.6904 | 718.854 | 80362.4695 | 39756.1098 | 699.936 | 243.0035 | 134.8587 | 18.1961 | 0.72189 | 352043.3261 | 175009.2516 | 4405.8072 | 332425.1881 | 164083.063 | 2856.1767 | 19530.989 | 10839.0396 | 1462.4815 | 87.1491 | 194212.2296 | 108169.281 | 15341.6177 | 118.363 | 65.8941 | 1.6252 | 193222.3759 | 107231.8962 | 14468.5019 | 871.4906 | 0.0036662 | 0.0019176 | 4.86e-05 | 0.02973 | 0.016873 | 0.002973 | 0.001376 | 5000000 | scaled
991-1206R | 4576791.095 | 4566681.856 | 4519.9221 | 5589.3174 | 99.78% | 0.09876% | 0.1221% | 1657176.238 | 4510532.8941 | 196871.357 | 1716.3437 | 1458588.538 | 537133.2622 | 3716.9365 | 3969682.6957 | 991 | 0.063785 | 0.04159 | 0.011294 | 71752957.495 | 544326.3532 | 9069.3462 | 4023395.396 | 8533713.8781 | 142185.2997 | 63077058.3237 | 70199249.2739 | 8339620.8249 | 72705.6263 | 61786922.8506 | 5866464.8791 | 698603.3562 | 4834.3019 | 5163027.2215 |  | 1341 | 991-1206R | 4576791.095 | 2919614.857 | 66258.2009 | 4566681.856 | 2911516.359 | 60330.0705 | 4519.9221 | 2509.1806 | 338.8131 | 5589.3174 | 544326.3532 | 347454.9962 | 7193.091 | 544301.6336 | 347439.4024 | 7187.3475 | 20.5138 | 11.388 | 1.5377 | 4.2058 | 4023395.396 | 2564806.858 | 53712.7003 | 4021957.989 | 2563783.026 | 53135.2749 | 929.6693 | 516.0948 | 69.6879 | 507.7374 | 9069.3462 | 7353.0026 | 5352.4097 | 422.233 | 293.9306 | 7.4481 | 3569.739 | 1981.6978 | 267.5874 | 5077.3742 | 0.025819 | 0.016642 | 0.0004222 | 0.030104 | 0.017087 | 0.0030104 | 0.0078618 | 5000000 | scaled
CB 100 | 5517.2567 | 2920.5837 | 0 | 2596.673 | 52.94% | 0% | 47.06% | 1023.9353 | 2871.4767 | 95.9741 | 373.5264 | 554.4348 | 275.8056 | 1012.166 | 1583.5051 | 100 | 0.011123 | 0.0082282 | 0.0038062 | 496022.3573 | 283.0014 | 3386.0319 | 1848.2234 | 25442.9048 | 304417.1415 | 166162.311 | 546088.0132 | 51185.1934 | 199210.1367 | 295692.6831 | 695123.7308 | 66766.707 | 245023.9557 | 383333.0681 |  | 1342 | CB 100 | 5517.2567 | 4493.3214 | 2645.7799 | 2920.5837 | 1896.6484 | 49.107 | 0 | 0 | 0 | 2596.673 | 283.0014 | 187.0273 | 7.1958 | 281.0475 | 185.0734 | 5.2419 | 0 | 0 | 0 | 1.9539 | 1848.2234 | 1293.7886 | 264.7183 | 1612.3398 | 1057.9051 | 28.8347 | 0 | 0 | 0 | 235.8836 | 3386.0319 | 3012.5055 | 2373.8659 | 1027.1963 | 653.6699 | 15.0304 | 0 | 0 | 0 | 2358.8355 | 0.007432 | 0.0045372 | 0.0001152 | 0 | 0 | 0 | 0.003691 | 5000000 | scaled
CB 1007 | 183251.9699 | 182883.0134 | 0 | 368.9566 | 99.8% | 0% | 0.2013% | 43810.8032 | 181827.1028 | 2726.7282 | 4169.8517 | 36914.2233 | 11096.1223 | 16414.6335 | 154316.347 | 1007 | 0.0023706 | 0.0018972 | 0.0005412 | 77301936.1765 | 11174.6896 | 16997.9685 | 155079.3118 | 4713865.5362 | 7170323.319 | 65417747.3214 | 73498401.1701 | 4574446.2107 | 6995476.2955 | 61928478.7043 | 2632792.0676 | 160667.9224 | 237678.0816 | 2234446.0635 |  | 1343 | CB 1007 | 183251.9699 | 139441.1667 | 1424.8671 | 182883.0134 | 139072.2102 | 1055.9105 | 0 | 0 | 0 | 368.9566 | 11174.6896 | 8447.9614 | 78.5673 | 11174.412 | 8447.6838 | 78.2897 | 0 | 0 | 0 | 0.27763 | 155079.3118 | 118165.0885 | 762.9648 | 155045.7956 | 118131.5723 | 729.4486 | 0 | 0 | 0 | 33.5163 | 16997.9685 | 12828.1167 | 583.3349 | 16662.8058 | 12492.9541 | 248.1722 | 0 | 0 | 0 | 335.1627 | 0.0018646 | 0.0013912 | 3.52e-05 | 0 | 0 | 0 | 0.000506 | 5000000 | scaled
CB 1023 | 3332738.622 | 3326464.937 | 3614.8923 | 2658.7926 | 99.81% | 0.1085% | 0.07978% | 966440.473 | 3252198.1034 | 52093.6904 | 13187.574 | 901159.208 | 175785.3701 | 49467.765 | 3026944.9683 | 1023 | 0.082267 | 0.05013 | 0.010643 | 40511343.8471 | 179951.0896 | 52976.3254 | 3099811.207 | 2187408.4029 | 643957.5304 | 37679977.9133 | 47202857.9265 | 2544358.5358 | 644107.1114 | 44014392.2495 | 7567748.3519 | 409046.252 | 115109.715 | 7043592.3848 |  | 1344 | CB 1023 | 3332738.622 | 2366298.149 | 80540.5186 | 3326464.937 | 2361616.231 | 77575.2038 | 3614.8923 | 2023.1257 | 306.5222 | 2658.7926 | 179951.0896 | 127857.3992 | 4165.7195 | 179945.1259 | 127853.1806 | 4163.3828 | 3.963 | 2.218 | 0.33604 | 2.0007 | 3099811.207 | 2198651.999 | 72866.2387 | 3099003.324 | 2198093.502 | 72576.6884 | 566.357 | 316.9697 | 48.0238 | 241.5265 | 52976.3254 | 39788.7514 | 3508.5604 | 47516.4876 | 35669.548 | 835.1327 | 3044.5723 | 1703.938 | 258.1623 | 2415.2654 | 0.012075 | 0.0086898 | 0.0002204 | 0.066411 | 0.03766 | 0.0066412 | 0.003781 | 5000000 | scaled
CB 103 | 251307.8778 | 10163.2996 | 233490.8504 | 7653.7279 | 4.044% | 92.91% | 3.046% | 110017.4002 | 228039.696 | 237.3484 | 98159.0114 | 11621.0405 | 463.5071 | 203417.2507 | 24158.9382 | 103 | 0.044854 | 0.027557 | 0.01253 | 5602747.5075 | 495.7747 | 224264.6547 | 26547.4484 | 11052.9789 | 4999836.2413 | 591858.2888 | 5127171.0333 | 11061.2106 | 4574531.2923 | 541578.5355 | 1857027.3907 | 3774.5422 | 1656516.0057 | 196736.8433 |  | 1345 | CB 103 | 251307.8778 | 141290.4776 | 23268.1818 | 10163.2996 | 4322.4382 | 113.4597 | 233490.8504 | 129314.3115 | 15500.9942 | 7653.7279 | 495.7747 | 258.4264 | 32.2676 | 116.0422 | 45.4995 | 1.5767 | 373.9733 | 207.1677 | 24.9317 | 5.7592 | 26547.4484 | 14926.4079 | 2388.5102 | 552.7231 | 216.6093 | 7.5452 | 25299.4554 | 14014.5287 | 1685.6952 | 695.2699 | 224264.6547 | 126105.6433 | 20847.404 | 9494.5342 | 4060.3295 | 104.3379 | 207817.4216 | 115092.6151 | 13790.3673 | 6952.6988 | 0.019596 | 0.0084854 | 0.0002164 | 0.014383 | 0.0081966 | 0.0014382 | 0.010875 | 5000000 | scaled
CB 1039 | 89253.9647 | 59286.2897 | 29209.2377 | 758.4373 | 66.42% | 32.73% | 0.8498% | 48181.1188 | 85860.8224 | 2382.2733 | 22435.6887 | 23363.1568 | 3964.7913 | 43084.5221 | 38811.5091 | 1039 | 0.047241 | 0.027011 | 0.0055064 | 1889316.6739 | 3989.0989 | 46038.8388 | 39226.027 | 84440.7424 | 974544.3361 | 830331.5954 | 1520619.5334 | 75185.7035 | 708081.2427 | 737352.5872 | 616217.9055 | 28455.0664 | 309214.9969 | 278547.8422 |  | 1346 | CB 1039 | 89253.9647 | 41072.846 | 3393.1423 | 59286.2897 | 24025.4734 | 303.832 | 29209.2377 | 16288.9353 | 2330.8729 | 758.4373 | 3989.0989 | 1606.8256 | 24.3076 | 3938.6908 | 1578.4624 | 19.7599 | 49.8373 | 27.7925 | 3.977 | 0.5707 | 39226.027 | 15862.8702 | 414.518 | 36532.2492 | 14330.1722 | 136.1577 | 2624.8809 | 1463.8011 | 209.4633 | 68.897 | 46038.8388 | 23603.1501 | 2954.3167 | 18815.3497 | 8116.8388 | 147.9145 | 26534.5195 | 14797.3417 | 2117.4326 | 688.9696 | 0.0018782 | 0.0008134 | 2.08e-05 | 0.044308 | 0.025142 | 0.0044308 | 0.0010548 | 5000000 | scaled
CB 1049 | 5615.9508 | 1375.915 | 0 | 4240.0358 | 24.5% | 0% | 75.5% | 766.3522 | 1359.1602 | 7.008 | 723.5252 | 35.819 | 15.44 | 1264.8379 | 78.8824 | 1049 | 0.016475 | 0.01058 | 0.0061384 | 340881.2754 | 19.0888 | 5130.4766 | 466.3854 | 1158.6677 | 311413.5901 | 28309.0176 | 458365.4975 | 4191.5938 | 432750.0764 | 21423.8273 | 693469.0833 | 7877.7571 | 645344.0499 | 40247.2769 |  | 1347 | CB 1049 | 5615.9508 | 4849.5986 | 4256.7906 | 1375.915 | 609.5628 | 16.7548 | 0 | 0 | 0 | 4240.0358 | 19.0888 | 12.0808 | 3.6489 | 15.8983 | 8.8903 | 0.45837 | 0 | 0 | 0 | 3.1905 | 466.3854 | 430.5664 | 387.503 | 81.2176 | 45.3986 | 2.3353 | 0 | 0 | 0 | 385.1678 | 5130.4766 | 4406.9514 | 3865.6387 | 1278.7991 | 555.2739 | 13.9612 | 0 | 0 | 0 | 3851.6776 | 0.010452 | 0.004557 | 0.0001152 | 0 | 0 | 0 | 0.0060232 | 5000000 | scaled
CB 107 | 5641.2766 | 4171.6485 | 0 | 1469.6281 | 73.95% | 0% | 26.05% | 2233.4146 | 4121.6674 | 7.8948 | 2195.6171 | 29.9027 | 15.9071 | 4045.3408 | 60.4196 | 107 | 0.005587 | 0.0036912 | 0.0021296 | 1009714.7968 | 17.0129 | 5430.3421 | 193.9216 | 3045.0888 | 971960.2771 | 34709.4309 | 923239.599 | 3263.5142 | 907615.0501 | 12361.0346 | 713565.5424 | 2753.9176 | 700351.4595 | 10460.1652 |  | 1348 | CB 107 | 5641.2766 | 3407.862 | 1519.6092 | 4171.6485 | 1938.2339 | 49.9811 | 0 | 0 | 0 | 1469.6281 | 17.0129 | 9.1181 | 1.1058 | 15.9071 | 8.0123 | 0 | 0 | 0 | 0 | 1.1058 | 193.9216 | 164.0189 | 133.502 | 60.4196 | 30.5169 | 0 | 0 | 0 | 0 | 133.502 | 5430.3421 | 3234.7249 | 1385.0013 | 4095.3218 | 1899.7047 | 49.9811 | 0 | 0 | 0 | 1335.0202 | 0.0034994 | 0.0016036 | 4.2e-05 | 0 | 0 | 0 | 0.0020876 | 5000000 | scaled
CB 1073 | 166060.2067 | 10150.6084 | 152344.3473 | 3565.251 | 6.113% | 91.74% | 2.147% | 73193.6652 | 152202.5943 | 249.1951 | 65528.1862 | 7416.2839 | 491.196 | 136369.9234 | 15341.475 | 1073 | 0.033742 | 0.019943 | 0.0068724 | 4921468.9912 | 508.7074 | 148894.6357 | 16656.8636 | 15076.3862 | 4412738.8922 | 493653.7138 | 4656645.0784 | 15854.0109 | 4168960.593 | 471830.4769 | 2016415.28 | 6507.4781 | 1806660.3821 | 203247.4201 |  | 1349 | CB 1073 | 166060.2067 | 92866.5415 | 13857.6124 | 10150.6084 | 4978.0029 | 112.6031 | 152344.3473 | 84323.2875 | 10179.7582 | 3565.251 | 508.7074 | 259.5123 | 17.5115 | 325.5258 | 156.9226 | 2.7677 | 180.4989 | 99.907 | 12.0611 | 2.6827 | 16656.8636 | 9240.5797 | 1315.3886 | 1708.8901 | 822.2021 | 14.3257 | 14624.1036 | 8094.5077 | 977.1931 | 323.8698 | 148894.6357 | 83366.4495 | 12524.7123 | 8116.1926 | 3998.8782 | 95.5098 | 137539.7447 | 76128.8728 | 9190.5041 | 3238.6985 | 0.011226 | 0.0049718 | 0.0001264 | 0.017522 | 0.0099772 | 0.0017522 | 0.0049938 | 5000000 | scaled
CB 1076 | 20778.7215 | 17779.1252 | 0 | 2999.5963 | 85.56% | 0% | 14.44% | 9168.7615 | 17559.8351 | 7.0159 | 9124.94 | 36.8056 | 13.8603 | 17473.3234 | 72.6514 | 1076 | 0.011545 | 0.0075552 | 0.00431 | 1799740.287 | 16.2767 | 20416.478 | 345.9669 | 1409.7962 | 1768364.7167 | 29965.7745 | 1536684.6675 | 1175.8623 | 1529340.1863 | 6168.6199 | 746841.3838 | 589.4971 | 743161.9343 | 3089.9525 |  | 1350 | CB 1076 | 20778.7215 | 11609.96 | 3218.8864 | 17779.1252 | 8610.3637 | 219.29 | 0 | 0 | 0 | 2999.5963 | 16.2767 | 9.2608 | 2.4163 | 14.0196 | 7.0037 | 0.15923 | 0 | 0 | 0 | 2.2571 | 345.9669 | 309.1613 | 273.3155 | 73.4815 | 36.6759 | 0.83009 | 0 | 0 | 0 | 272.4854 | 20416.478 | 11291.538 | 2943.1546 | 17691.6242 | 8566.6841 | 218.3007 | 0 | 0 | 0 | 2724.8538 | 0.0073198 | 0.0033296 | 8.44e-05 | 0 | 0 | 0 | 0.0042256 | 5000000 | scaled
CB 1077 | 27170.962 | 21372.8943 | 0 | 5798.0677 | 78.66% | 0% | 21.34% | 12593.4427 | 21342.9723 | 1489.0652 | 3515.9456 | 7588.432 | 2508.3478 | 6155.8253 | 12678.7993 | 1077 | 0.023107 | 0.014657 | 0.0083702 | 1175865.6172 | 2512.7106 | 11452.7516 | 13205.4997 | 108741.4592 | 495635.6305 | 571488.5278 | 994550.1419 | 117596.913 | 277667.0551 | 599286.1741 | 696278.4255 | 81830.6102 | 200823.4027 | 413624.4128 |  | 1351 | CB 1077 | 27170.962 | 14577.5192 | 5827.9897 | 21372.8943 | 8779.4515 | 29.9219 | 0 | 0 | 0 | 5798.0677 | 2512.7106 | 1023.6455 | 4.3629 | 2508.3478 | 1019.2826 | 0 | 0 | 0 | 0 | 4.3629 | 13205.4997 | 5617.0677 | 526.7004 | 12678.7993 | 5090.3673 | 0 | 0 | 0 | 0 | 526.7004 | 11452.7516 | 7936.8061 | 5296.9264 | 6185.7472 | 2669.8016 | 29.9219 | 0 | 0 | 0 | 5267.0044 | 0.014901 | 0.0064512 | 0.000164 | 0 | 0 | 0 | 0.0082062 | 5000000 | scaled
CB 1079 | 15973.6483 | 14386.2163 | 0 | 1587.432 | 90.06% | 0% | 9.938% | 4549.7934 | 14133.9216 | 137.9024 | 4047.4473 | 364.4438 | 728.2702 | 11234.6648 | 2170.9867 | 1079 | 0.0072148 | 0.0047656 | 0.0023178 | 2214011.2339 | 744.0398 | 12869.7747 | 2359.8338 | 103126.8765 | 1783802.0001 | 327082.3565 | 2397149.3264 | 72656.6026 | 2132478.2413 | 192014.4804 | 793738.2876 | 40898.4805 | 630920.6895 | 121919.1173 |  | 1352 | CB 1079 | 15973.6483 | 11423.8548 | 1839.7266 | 14386.2163 | 9836.4228 | 252.2946 | 0 | 0 | 0 | 1587.432 | 744.0398 | 606.1374 | 15.7696 | 742.8453 | 604.9429 | 14.5751 | 0 | 0 | 0 | 1.1945 | 2359.8338 | 1995.39 | 188.8471 | 2215.6304 | 1851.1866 | 44.6437 | 0 | 0 | 0 | 144.2034 | 12869.7747 | 8822.3274 | 1635.1099 | 11427.7406 | 7380.2933 | 193.0758 | 0 | 0 | 0 | 1442.0341 | 0.004961 | 0.0025118 | 6.4e-05 | 0 | 0 | 0 | 0.0022538 | 5000000 | scaled
CB 1081 | 237950.4647 | 71179.2619 | 160695.6239 | 6075.5789 | 29.91% | 67.53% | 2.553% | 108866.6534 | 220202.6357 | 1927.6629 | 97036.0698 | 9902.9206 | 3378.4864 | 197271.0378 | 19553.1114 | 1081 | 0.036958 | 0.022755 | 0.0098268 | 6438436.9389 | 3443.8131 | 213299.8156 | 21206.8359 | 93182.3088 | 5771442.4452 | 573812.1828 | 5672667.2043 | 100443.8916 | 5056216.147 | 516007.1625 | 1806063.9293 | 27709.7613 | 1617982.9299 | 160371.2375 |  | 1353 | CB 1081 | 237950.4647 | 129083.8113 | 17747.829 | 71179.2619 | 34382.2182 | 928.3678 | 160695.6239 | 88626.0141 | 10743.8823 | 6075.5789 | 3443.8131 | 1516.1502 | 65.3267 | 3240.2767 | 1401.8465 | 47.4525 | 198.9647 | 109.732 | 13.3025 | 4.5717 | 21206.8359 | 11303.9153 | 1653.7245 | 5348.4957 | 2310.2827 | 78.4484 | 15306.4304 | 8441.7228 | 1023.3663 | 551.9098 | 213299.8156 | 116263.7458 | 16028.7778 | 62590.4894 | 30670.089 | 802.4668 | 145190.2287 | 80074.5593 | 9707.2135 | 5519.0975 | 0.018152 | 0.008367 | 0.0002122 | 0.010213 | 0.005795 | 0.0010212 | 0.0085934 | 5000000 | scaled
CB 1082 | 15792.6851 | 9713.8953 | 5331.4002 | 747.3896 | 61.51% | 33.76% | 4.733% | 5261.304 | 14386.9103 | 291.5503 | 1967.3111 | 3002.4427 | 952.3276 | 4147.9225 | 9286.6602 | 1082 | 0.014222 | 0.0088202 | 0.0021386 | 1110440.5182 | 981.195 | 5112.4164 | 9699.0736 | 68991.3497 | 359472.3973 | 681976.7713 | 1194007.052 | 66164.7861 | 446464.0879 | 681378.1794 | 657334.1307 | 43511.595 | 189517.4841 | 424305.0517 |  | 1354 | CB 1082 | 15792.6851 | 10531.381 | 1405.7748 | 9713.8953 | 6844.8188 | 302.354 | 5331.4002 | 2939.1726 | 356.0312 | 747.3896 | 981.195 | 689.6447 | 28.8674 | 971.7095 | 684.1631 | 27.7091 | 8.9231 | 4.9193 | 0.59589 | 0.56239 | 9699.0736 | 6696.6309 | 412.4134 | 8531.4482 | 6022.4611 | 271.0799 | 1099.732 | 606.2764 | 73.4402 | 67.8934 | 5112.4164 | 3145.1053 | 964.4939 | 210.7375 | 138.1946 | 3.5649 | 4222.7451 | 2327.9769 | 281.9952 | 678.9338 | 0.0028188 | 0.0018946 | 4.8e-05 | 0.010347 | 0.0058698 | 0.0010348 | 0.0010558 | 5000000 | scaled
CB 1085 | 121815.0932 | 35728.2936 | 85612.6935 | 474.106 | 29.33% | 70.28% | 0.3892% | 58170.3267 | 115265.6617 | 728.5782 | 50102.6103 | 7339.1383 | 1276.8451 | 100326.606 | 13662.2106 | 1085 | 0.009242 | 0.0054434 | 0.0014094 | 13180598.7016 | 1291.303 | 106305.3547 | 14218.4356 | 139721.1612 | 11502418.8163 | 1538458.7297 | 11692098.0509 | 146442.4883 | 10070506.1438 | 1475149.4301 | 4646964.3316 | 51476.3343 | 4044692.5211 | 550795.4783 |  | 1355 | CB 1085 | 121815.0932 | 63644.7665 | 6549.4315 | 35728.2936 | 15860.1397 | 304.765 | 85612.6935 | 47310.5208 | 5770.5605 | 474.106 | 1291.303 | 562.7248 | 14.4579 | 1189.8267 | 506.4883 | 7.2853 | 101.1195 | 55.8797 | 6.8158 | 0.35675 | 14218.4356 | 6879.2973 | 556.225 | 7149.4287 | 2953.6178 | 39.5869 | 7025.9387 | 3882.6114 | 473.57 | 43.0681 | 106305.3547 | 56202.7444 | 5978.7487 | 27389.0382 | 12400.0336 | 257.8928 | 78485.6353 | 43372.0296 | 5290.1747 | 430.6812 | 0.0012322 | 0.0006072 | 1.54e-05 | 0.0073508 | 0.0041772 | 0.000735 | 0.000659 | 5000000 | scaled
CB 1090 | 1414511.401 | 1409149.397 | 2373.7606 | 2988.243 | 99.62% | 0.1678% | 0.2113% | 725693.531 | 1389026.0491 | 41276.426 | 1270.8725 | 683146.2324 | 78944.9699 | 2643.2578 | 1307437.8213 | 1090 | 0.025114 | 0.014516 | 0.004894 | 56324068.8785 | 80189.7768 | 5503.0622 | 1328818.562 | 3193056.2778 | 219125.0289 | 52911887.5678 | 47451011.9589 | 2698946.7291 | 83098.6951 | 44668966.5245 | 5207468.727 | 295965.2644 | 9909.5925 | 4901593.8697 |  | 1356 | CB 1090 | 1414511.401 | 688817.87 | 25485.352 | 1409149.397 | 684512.7007 | 22338.8083 | 2373.7606 | 1316.9263 | 158.3006 | 2988.243 | 80189.7768 | 38913.3508 | 1244.8069 | 80172.545 | 38902.7898 | 1241.5591 | 14.9832 | 8.3124 | 0.99919 | 2.2486 | 1328818.562 | 645672.3296 | 21380.7407 | 1328216.917 | 645217.6905 | 21087.267 | 330.1912 | 183.1851 | 22.0197 | 271.454 | 5503.0622 | 4232.1897 | 2859.8044 | 759.9355 | 392.2204 | 9.9822 | 2028.5863 | 1125.4288 | 135.2817 | 2714.5404 | 0.015841 | 0.0074226 | 0.0001886 | 0.0050744 | 0.0028958 | 0.0005074 | 0.004198 | 5000000 | scaled
CB 1094 | 25268.9149 | 24948.6992 | 0 | 320.2157 | 98.73% | 0% | 1.267% | 9286.7546 | 24768.143 | 651.1635 | 3040.9327 | 5594.6584 | 1728.7301 | 8297.4624 | 14741.9504 | 1094 | 0.001448 | 0.0010338 | 0.000457 | 17450908.0801 | 1738.3374 | 8698.3905 | 14832.1869 | 1200509.2762 | 6007175.77 | 10243223.0318 | 15459625.0048 | 1083989.3497 | 5062229.1476 | 9313406.4942 | 1095781.0164 | 76481.699 | 367092.5911 | 652206.7262 |  | 1357 | CB 1094 | 25268.9149 | 15982.1603 | 500.7719 | 24948.6992 | 15661.9446 | 180.5562 | 0 | 0 | 0 | 320.2157 | 1738.3374 | 1087.174 | 9.6073 | 1738.0965 | 1086.933 | 9.3664 | 0 | 0 | 0 | 0.24095 | 14832.1869 | 9237.5286 | 90.2365 | 14803.0983 | 9208.44 | 61.1479 | 0 | 0 | 0 | 29.0886 | 8698.3905 | 5657.4578 | 400.9281 | 8407.5044 | 5366.5716 | 110.042 | 0 | 0 | 0 | 290.8861 | 0.001006 | 0.0005918 | 1.5e-05 | 0 | 0 | 0 | 0.000442 | 5000000 | scaled
CB 1101 | 1133279.042 | 1130104.63 | 1733.1702 | 1441.2411 | 99.72% | 0.1529% | 0.1272% | 394848.7593 | 1115233.6786 | 24946.1809 | 14248.3697 | 355654.2083 | 71271.0064 | 42607.1875 | 1001355.4842 | 1101 | 0.091579 | 0.054962 | 0.0093054 | 12374933.0302 | 72350.7152 | 44767.6073 | 1016160.719 | 790039.5425 | 488843.5427 | 11096049.9396 | 13435189.9244 | 848822.922 | 484817.4105 | 12101549.5766 | 1939235.6524 | 123930.329 | 74087.9499 | 1741217.3726 |  | 1358 | CB 1101 | 1133279.042 | 738430.2827 | 18045.3634 | 1130104.63 | 736018.8934 | 16456.1465 | 1733.1702 | 970.1482 | 147.9758 | 1441.2411 | 72350.7152 | 47404.5344 | 1079.7088 | 72327.146 | 47390.864 | 1076.7046 | 22.4848 | 12.5859 | 1.9197 | 1.0845 | 1016160.719 | 660506.5107 | 14805.2348 | 1015676.333 | 660177.7355 | 14644.1333 | 353.4624 | 197.8518 | 30.1782 | 130.9233 | 44767.6073 | 30519.2376 | 2160.4198 | 42101.1509 | 28450.2939 | 735.3086 | 1357.2231 | 759.7104 | 115.878 | 1309.2333 | 0.020012 | 0.013542 | 0.0003442 | 0.069561 | 0.039416 | 0.0069562 | 0.002005 | 5000000 | scaled
CB 1106 | 1646983.705 | 568815.0503 | 1077373.345 | 795.3106 | 34.54% | 65.41% | 0.04829% | 792476.4459 | 1550380.2014 | 17741.7227 | 434782.1564 | 339952.5671 | 31510.6269 | 904010.8181 | 614858.7568 | 1106 | 0.070774 | 0.04016 | 0.0077432 | 23270961.8053 | 32073.3116 | 984105.553 | 630804.8408 | 453178.0163 | 13904862.9727 | 8912920.8214 | 21277783.1228 | 476360.5659 | 11673785.9875 | 9127636.578 | 12475914.8207 | 253566.1229 | 7274578.1669 | 4947770.5338 |  | 1359 | CB 1106 | 1646983.705 | 854507.2591 | 96603.5036 | 568815.0503 | 252530.564 | 8544.6727 | 1077373.345 | 601181.3845 | 87263.5203 | 795.3106 | 32073.3116 | 14331.5888 | 562.6847 | 30814.8473 | 13627.1478 | 456.0629 | 1257.8659 | 703.8425 | 106.0234 | 0.59845 | 630804.8408 | 290852.2737 | 15946.084 | 537967.8723 | 238888.9397 | 8088.2468 | 92764.7219 | 51891.0874 | 7785.5907 | 72.2466 | 984105.553 | 549323.3966 | 80094.7349 | 32.3307 | 14.4764 | 0.36305 | 983350.7567 | 548586.4545 | 79371.9063 | 722.4656 | 0.003777 | 0.0016992 | 4.26e-05 | 0.065885 | 0.037348 | 0.0065884 | 0.0011122 | 5000000 | scaled
CB 1116 | 9336.3944 | 9205.221 | 0 | 131.1735 | 98.6% | 0% | 1.405% | 6904.8503 | 9198.8537 | 520.7918 | 0.12914 | 6383.9294 | 698.8251 | 0.22475 | 8499.8038 | 1116 | 0.0007112 | 0.000421 | 0.000205 | 13127663.6994 | 699.8345 | 119.3856 | 8517.1743 | 984019.262 | 167864.9924 | 11975779.4446 | 5775639.2732 | 435622.1041 | 108.0228 | 5339909.1468 | 670930.3424 | 50969.7187 | 16.3922 | 619944.2315 |  | 1360 | CB 1116 | 9336.3944 | 2431.5441 | 137.5407 | 9205.221 | 2300.3707 | 6.3672 | 0 | 0 | 0 | 131.1735 | 699.8345 | 179.0427 | 1.0094 | 699.7358 | 178.944 | 0.91066 | 0 | 0 | 0 | 0.098704 | 8517.1743 | 2133.245 | 17.3705 | 8505.2585 | 2121.3291 | 5.4546 | 0 | 0 | 0 | 11.9159 | 119.3856 | 119.2564 | 119.1608 | 0.2267 | 0.097561 | 0.0019564 | 0 | 0 | 0 | 119.1589 | 0.0005116 | 0.0002214 | 5.4e-06 | 0 | 0 | 0 | 0.0001996 | 5000000 | scaled
CB 1138 | 765496.0507 | 574088.3659 | 185839.2915 | 5568.3932 | 75% | 24.28% | 0.7274% | 394577.9969 | 733792.078 | 32583.526 | 79573.3251 | 282421.1457 | 58551.7443 | 164324.4346 | 510915.8991 | 1138 | 0.11418 | 0.066154 | 0.016941 | 6704421.0932 | 59543.6304 | 184486.2156 | 521466.2046 | 521499.1917 | 1615780.0868 | 4567141.8139 | 5606887.774 | 463006.4903 | 1130723.728 | 4013157.5541 | 1871390.3627 | 149324.5474 | 419076.7009 | 1302989.1141 |  | 1361 | CB 1138 | 765496.0507 | 370918.0538 | 31703.9727 | 574088.3659 | 260781.2753 | 9648.1726 | 185839.2915 | 104568.3853 | 16487.4069 | 5568.3932 | 59543.6304 | 26960.1044 | 991.8861 | 59217.448 | 26774.7352 | 959.1294 | 321.9923 | 181.1792 | 28.5667 | 4.19 | 521466.2046 | 239045.0589 | 10550.3055 | 504354.9395 | 229195.65 | 8571.258 | 16605.4285 | 9343.5722 | 1473.2108 | 505.8367 | 184486.2156 | 104912.8905 | 20161.781 | 10515.9784 | 4810.8901 | 117.7851 | 168911.8707 | 95043.6338 | 14985.6294 | 5058.3665 | 0.017 | 0.0075816 | 0.0001924 | 0.089365 | 0.05076 | 0.0089366 | 0.0078124 | 5000000 | scaled
CB 1139 | 1980.9302 | 1753.6082 | 0 | 227.322 | 88.52% | 0% | 11.48% | 831.507 | 1736.2651 | 14.193 | 747.4418 | 69.8723 | 48.6929 | 1428.936 | 258.6361 | 1139 | 0.0008862 | 0.0005762 | 0.0003452 | 2235308.3175 | 49.5404 | 1648.5715 | 282.8183 | 55902.0955 | 1860270.2516 | 319135.9698 | 1994833.7626 | 34049.801 | 1793156.3494 | 167627.6109 | 708763.3873 | 19877.0177 | 583308.1289 | 105578.2405 |  | 1362 | CB 1139 | 1980.9302 | 1149.4232 | 244.6651 | 1753.6082 | 922.1012 | 17.3431 | 0 | 0 | 0 | 227.322 | 49.5404 | 35.3475 | 0.8475 | 49.3694 | 35.1764 | 0.67645 | 0 | 0 | 0 | 0.17105 | 282.8183 | 212.946 | 24.1822 | 262.1682 | 192.296 | 3.5321 | 0 | 0 | 0 | 20.6501 | 1648.5715 | 901.1297 | 219.6355 | 1442.0706 | 694.6288 | 13.1346 | 0 | 0 | 0 | 206.5009 | 0.0005468 | 0.0002368 | 5.8e-06 | 0 | 0 | 0 | 0.0003394 | 5000000 | scaled
CB 114 | 43248.0725 | 38417.8852 | 3505.8733 | 1324.3139 | 88.83% | 8.106% | 3.062% | 14966.9941 | 41128.4934 | 722.6842 | 9078.6489 | 5165.6609 | 2033.9882 | 24582.3762 | 14512.1291 | 114 | 0.013188 | 0.0084918 | 0.0026878 | 3279449.821 | 2062.8713 | 26334.8301 | 14850.3711 | 156425.0746 | 1996938.7955 | 1126085.9512 | 3330398.548 | 160808.9397 | 2020146.4039 | 1149443.2053 | 788592.537 | 38999.4321 | 471339.3757 | 278253.7292 |  | 1363 | CB 114 | 43248.0725 | 28281.0784 | 2119.579 | 38417.8852 | 25018.8674 | 560.1333 | 3505.8733 | 1937.8971 | 235.1318 | 1324.3139 | 2062.8713 | 1340.1871 | 28.8831 | 2053.7473 | 1334.6981 | 27.3416 | 8.1275 | 4.4925 | 0.54509 | 0.9965 | 14850.3711 | 9684.7102 | 338.242 | 14194.3699 | 9268.2967 | 182.0122 | 535.6996 | 296.1119 | 35.9283 | 120.3016 | 26334.8301 | 17256.1811 | 1752.4538 | 22169.768 | 14415.8726 | 350.7796 | 2962.0462 | 1637.2927 | 198.6584 | 1203.0159 | 0.0038922 | 0.002393 | 6.08e-05 | 0.0074094 | 0.0042128 | 0.000741 | 0.001886 | 5000000 | scaled
CB 1140 | 668098.3836 | 195.0348 | 667726.7357 | 176.6131 | 0.02919% | 99.94% | 0.02644% | 292453.6769 | 608851.7083 | 414.9595 | 268056.7422 | 23981.9752 | 862.5779 | 558065.5825 | 49923.548 | 1140 | 0.087146 | 0.049493 | 0.0088862 | 7666443.863 | 945.8161 | 612371.1746 | 54781.3929 | 10853.2613 | 7026972.896 | 628617.7061 | 7589824.5961 | 10769.1226 | 6956669.7764 | 622385.6967 | 6667267.8243 | 9445.7116 | 6111131.2513 | 546690.8616 |  | 1364 | CB 1140 | 668098.3836 | 375644.7067 | 59246.6753 | 195.0348 | 83.6948 | 1.9885 | 667726.7357 | 375384.3988 | 59068.0738 | 176.6131 | 945.8161 | 530.8567 | 83.2383 | 6.6312 | 2.805 | 0.035471 | 939.052 | 527.9188 | 83.0699 | 0.1329 | 54781.3929 | 30799.4177 | 4857.8449 | 33.9386 | 14.3235 | 0.18146 | 54731.4106 | 30769.0505 | 4841.6198 | 16.0437 | 612371.1746 | 344314.4324 | 54305.5921 | 154.4649 | 66.5663 | 1.7716 | 612056.2731 | 344087.4295 | 54143.384 | 160.4365 | 0.0006006 | 0.00026 | 6.6e-06 | 0.086295 | 0.048983 | 0.0086294 | 0.0002502 | 5000000 | scaled
CB 1152 | 1260.1284 | 1109.8128 | 0 | 150.3156 | 88.07% | 0% | 11.93% | 175.7404 | 1101.8558 | 20.2566 | 23.133 | 132.3508 | 123.6199 | 95.5632 | 882.6727 | 1152 | 0.0009632 | 0.0007828 | 0.0002276 | 1308272.8333 | 124.6157 | 233.8417 | 901.671 | 129376.7609 | 242775.8117 | 936120.2603 | 1385268.2908 | 159672.0263 | 182345.1466 | 1043251.1155 | 695398.1569 | 78018.3961 | 60311.3915 | 557068.369 |  | 1365 | CB 1152 | 1260.1284 | 1084.388 | 158.2726 | 1109.8128 | 934.0724 | 7.957 | 0 | 0 | 0 | 150.3156 | 124.6157 | 104.3591 | 0.99584 | 124.5026 | 104.246 | 0.88273 | 0 | 0 | 0 | 0.11311 | 901.671 | 769.3203 | 18.9983 | 888.0163 | 755.6655 | 5.3435 | 0 | 0 | 0 | 13.6548 | 233.8417 | 210.7087 | 138.2785 | 97.2939 | 74.1609 | 1.7307 | 0 | 0 | 0 | 136.5478 | 0.00075 | 0.0005696 | 1.44e-05 | 0 | 0 | 0 | 0.0002132 | 5000000 | scaled
CB 1153 | 544.4236 | 371.3913 | 0 | 173.0323 | 68.22% | 0% | 31.78% | 131.75 | 371.3913 | 15.295 | 0 | 116.455 | 45.0932 | 0 | 326.2981 | 1153 | 0.0005088 | 0.0004418 | 0.0002478 | 1070015.0348 | 45.2234 | 157.1838 | 342.0165 | 88882.4503 | 308930.3587 | 672202.2256 | 934073.3468 | 108437.7954 | 0 | 825635.5506 | 698274.1905 | 84782.3035 | 0 | 613491.8868 |  | 1366 | CB 1153 | 544.4236 | 412.6736 | 173.0323 | 371.3913 | 239.6413 | 0 | 0 | 0 | 0 | 173.0323 | 45.2234 | 29.9284 | 0.1302 | 45.0932 | 29.7982 | 0 | 0 | 0 | 0 | 0.1302 | 342.0165 | 225.5615 | 15.7184 | 326.2981 | 209.8431 | 0 | 0 | 0 | 0 | 15.7184 | 157.1838 | 157.1838 | 157.1838 | 0 | 0 | 0 | 0 | 0 | 0 | 157.1838 | 0.000266 | 0.000199 | 5e-06 | 0 | 0 | 0 | 0.0002428 | 5000000 | scaled
CB 116 | 265469.7034 | 125281.5056 | 136188.4478 | 3999.7501 | 47.19% | 51.3% | 1.507% | 111011.0197 | 249645.5397 | 3556.0138 | 87017.359 | 20437.647 | 9611.5629 | 184758.4644 | 55275.5124 | 116 | 0.037029 | 0.022644 | 0.0073166 | 7169198.9943 | 9886.644 | 197773.1756 | 57809.8838 | 266995.8853 | 5341005.898 | 1561197.2122 | 6821174.8675 | 218502.5566 | 5346862.1751 | 1255810.1383 | 2162775.5624 | 83268.6755 | 1600633.8119 | 478873.0755 |  | 1367 | CB 116 | 265469.7034 | 154458.6837 | 15824.1637 | 125281.5056 | 75167.5455 | 2741.4284 | 136188.4478 | 75291.3881 | 9082.9852 | 3999.7501 | 9886.644 | 6330.6303 | 275.0811 | 9712.4072 | 6232.9581 | 260.6515 | 171.2272 | 94.6625 | 11.4199 | 3.0097 | 57809.8838 | 37372.2368 | 2534.3714 | 46350.4112 | 30874.4321 | 1430.9832 | 11096.1326 | 6134.4647 | 740.0481 | 363.34 | 197773.1756 | 110755.8166 | 13014.7111 | 69218.6872 | 38060.1553 | 1049.7936 | 124921.088 | 69062.2609 | 8331.5172 | 3633.4003 | 0.016879 | 0.0087488 | 0.0002218 | 0.014506 | 0.008251 | 0.0014506 | 0.0056442 | 5000000 | scaled
CB 1160 | 2382.5618 | 215.4308 | 1991.0267 | 176.1044 | 9.042% | 83.57% | 7.391% | 998.7939 | 2038.8625 | 11.4102 | 779.4398 | 207.9439 | 20.5029 | 1602.1023 | 416.2573 | 1160 | 0.059368 | 0.033786 | 0.006123 | 40131.8176 | 21.801 | 1894.3865 | 466.3743 | 367.2155 | 31909.0032 | 7855.5989 | 40956.6007 | 467.8886 | 31961.7522 | 8526.9598 | 56132.4996 | 564.4706 | 44107.9307 | 11460.0983 |  | 1368 | CB 1160 | 2382.5618 | 1383.7679 | 343.6993 | 215.4308 | 92.9564 | 2.1709 | 1991.0267 | 1114.7072 | 165.424 | 176.1044 | 21.801 | 10.3908 | 1.2981 | 8.0236 | 2.619 | 0.031924 | 13.6448 | 7.6393 | 1.1337 | 0.13251 | 466.3743 | 258.4304 | 50.117 | 41.8096 | 13.6903 | 0.17384 | 408.5673 | 228.7427 | 33.9457 | 15.9974 | 1894.3865 | 1114.9467 | 292.2842 | 165.5975 | 76.6471 | 1.9652 | 1568.8145 | 878.3251 | 130.3446 | 159.9744 | 0.0004422 | 0.000202 | 5.2e-06 | 0.058676 | 0.033334 | 0.0058676 | 0.0002502 | 5000000 | scaled
CB 1161 | 18246.5092 | 3077.2862 | 14370.6681 | 798.5549 | 16.87% | 78.76% | 4.376% | 7129.7049 | 15331.1076 | 66.9378 | 5392.7297 | 1670.0374 | 177.1044 | 11533.6263 | 3620.3769 | 1161 | 0.061771 | 0.035725 | 0.0070446 | 295388.6139 | 238.2744 | 13218.4114 | 4789.8233 | 3857.371 | 213989.8752 | 77541.3677 | 311173.682 | 2921.4792 | 235363.956 | 72888.2468 | 413849.1203 | 4780.7709 | 311339.612 | 97728.7374 |  | 1369 | CB 1161 | 18246.5092 | 11116.8043 | 2915.4015 | 3077.2862 | 2276.5276 | 922.9935 | 14370.6681 | 8041.7218 | 1193.8531 | 798.5549 | 238.2744 | 171.3366 | 61.17 | 209.7211 | 155.0937 | 58.2469 | 27.9525 | 15.642 | 2.3222 | 0.60089 | 4789.8233 | 3119.7859 | 1169.4464 | 1753.7853 | 1388.8933 | 850.7107 | 2963.4967 | 1658.3513 | 246.1945 | 72.5413 | 13218.4114 | 7825.6817 | 1684.7851 | 1113.7798 | 732.5405 | 14.0359 | 11379.2188 | 6367.7284 | 945.3364 | 725.4128 | 0.0019282 | 0.0012536 | 3.22e-05 | 0.058701 | 0.033329 | 0.00587 | 0.0011424 | 5000000 | scaled
CB 1162 | 75200.8278 | 72679.151 | 1485.0404 | 1036.6364 | 96.65% | 1.975% | 1.378% | 26511.5071 | 71800.87 | 1660.9702 | 653.1158 | 24197.4211 | 4555.1181 | 1652.6009 | 65593.1509 | 1162 | 0.064214 | 0.037195 | 0.007409 | 1171104.3738 | 4687.7452 | 2703.7462 | 67809.3365 | 73002.3727 | 42105.5069 | 1055996.4944 | 1309021.6133 | 82011.4038 | 32247.9849 | 1194762.2248 | 458895.6484 | 29112.7933 | 10562.1472 | 419220.7079 |  | 1370 | CB 1162 | 75200.8278 | 48689.3207 | 3399.9579 | 72679.151 | 46821.8062 | 2239.9492 | 1485.0404 | 830.8781 | 123.3722 | 1036.6364 | 4687.7452 | 3026.7749 | 132.627 | 4685.9898 | 3025.4492 | 131.766 | 0.97531 | 0.54568 | 0.081025 | 0.78004 | 67809.3365 | 43611.9154 | 2216.1855 | 67408.5297 | 43346.1831 | 2096.5423 | 306.638 | 171.5636 | 25.4745 | 94.1688 | 2703.7462 | 2050.6304 | 1051.1453 | 584.6315 | 450.174 | 11.641 | 1177.4271 | 658.7688 | 97.8167 | 941.6876 | 0.004021 | 0.0023814 | 6.08e-05 | 0.058716 | 0.033337 | 0.0058716 | 0.0014766 | 5000000 | scaled
CB 1166 | 70820.1283 | 70676.1193 | 0 | 144.009 | 99.8% | 0% | 0.2033% | 21943.659 | 70675.1702 | 1189.434 | 16.4139 | 20737.8111 | 3840.9772 | 67.3234 | 66766.8695 | 1166 | 0.0005142 | 0.000439 | 0.0002076 | 137728759.7822 | 3841.0856 | 199.0913 | 66779.9514 | 7470022.534 | 387186.4489 | 129871550.7974 | 111335920.9339 | 6034852.0255 | 83279.3509 | 105217789.553 | 698256.7611 | 37948.0985 | 665.142 | 659643.5206 |  | 1371 | CB 1166 | 70820.1283 | 48876.4693 | 144.9581 | 70676.1193 | 48732.4603 | 0.94908 | 0 | 0 | 0 | 144.009 | 3841.0856 | 2651.6515 | 0.10836 | 3840.9772 | 2651.5432 | 0 | 0 | 0 | 0 | 0.10836 | 66779.9514 | 46042.1404 | 13.0819 | 66766.8695 | 46029.0585 | 0 | 0 | 0 | 0 | 13.0819 | 199.0913 | 182.6774 | 131.7679 | 68.2725 | 51.8586 | 0.94908 | 0 | 0 | 0 | 130.8188 | 0.0003126 | 0.0002374 | 6e-06 | 0 | 0 | 0 | 0.0002016 | 5000000 | scaled
CB 1173 | 2968.1638 | 1758.5407 | 0 | 1209.6231 | 59.25% | 0% | 40.75% | 997.1183 | 1739.5602 | 0 | 997.1183 | 0 | 0 | 1739.5602 | 0 | 1173 | 0.0040836 | 0.0027398 | 0.0017392 | 726849.787 | 0.9102 | 2857.3706 | 109.883 | 222.8922 | 699718.5314 | 26908.3634 | 719412.1951 | 0 | 719412.1951 | 0 | 706418.827 | 0 | 706418.8275 | 0 |  | 1372 | CB 1173 | 2968.1638 | 1971.0455 | 1228.6036 | 1758.5407 | 761.4224 | 18.9805 | 0 | 0 | 0 | 1209.6231 | 0.9102 | 0.9102 | 0.9102 | 0 | 0 | 0 | 0 | 0 | 0 | 0.9102 | 109.883 | 109.883 | 109.883 | 0 | 0 | 0 | 0 | 0 | 0 | 109.883 | 2857.3706 | 1860.2523 | 1117.8104 | 1758.5407 | 761.4224 | 18.9805 | 0 | 0 | 0 | 1098.8299 | 0.00237 | 0.0010262 | 2.56e-05 | 0 | 0 | 0 | 0.0017136 | 5000000 | scaled
CB 1174 | 340.5002 | 0 | 0 | 340.5002 | 0% | 0% | 100% | 0 | 0 | 0 | 0 | 0 | 0 | 0 | 0 | 1174 | 0.0011044 | 0.0007582 | 0.0005004 | 308312.3905 | 0.25622 | 309.3127 | 30.9313 | 231.9951 | 280073.0867 | 28007.3087 | 449090.2191 | 0 | 0 | 0 | 680456.0434 | 0 | 0 | 0 |  | 1373 | CB 1174 | 340.5002 | 340.5002 | 340.5002 | 0 | 0 | 0 | 0 | 0 | 0 | 340.5002 | 0.25622 | 0.25622 | 0.25622 | 0 | 0 | 0 | 0 | 0 | 0 | 0.25622 | 30.9313 | 30.9313 | 30.9313 | 0 | 0 | 0 | 0 | 0 | 0 | 30.9313 | 309.3127 | 309.3127 | 309.3127 | 0 | 0 | 0 | 0 | 0 | 0 | 309.3127 | 0.0006108 | 0.0002646 | 6.8e-06 | 0 | 0 | 0 | 0.0004936 | 5000000 | scaled
CB 1180 | 35233.2979 | 34439.8324 | 0 | 793.4656 | 97.75% | 0% | 2.252% | 17228.7139 | 34011.5311 | 717.0314 | 13808.9737 | 2702.7087 | 1429.077 | 27189.0591 | 5393.3949 | 1180 | 0.0039062 | 0.002491 | 0.0011274 | 9019839.7266 | 1448.9067 | 28246.4846 | 5537.9066 | 370924.8725 | 7231192.6297 | 1417722.2259 | 7227853.9101 | 300811.6739 | 5793191.8646 | 1133850.3704 | 1083703.1027 | 45534.4153 | 866319.9454 | 171848.7421 |  | 1374 | CB 1180 | 35233.2979 | 18004.5841 | 1221.7669 | 34439.8324 | 17211.1185 | 428.3013 | 0 | 0 | 0 | 793.4656 | 1448.9067 | 731.8753 | 19.8297 | 1448.3097 | 731.2783 | 19.2327 | 0 | 0 | 0 | 0.59706 | 5537.9066 | 2835.1979 | 144.5116 | 5465.8276 | 2763.1189 | 72.4327 | 0 | 0 | 0 | 72.079 | 28246.4846 | 14437.5109 | 1057.4255 | 27525.6951 | 13716.7213 | 336.636 | 0 | 0 | 0 | 720.7895 | 0.0028144 | 0.0013992 | 3.56e-05 | 0 | 0 | 0 | 0.0010918 | 5000000 | scaled
CB 120 | 72890.1441 | 34143.679 | 37939.8424 | 806.6228 | 46.84% | 52.05% | 1.107% | 36684.9021 | 69293.4476 | 2108.1339 | 17683.2854 | 16893.4828 | 3633.7048 | 36161.5371 | 29498.2058 | 120 | 0.010618 | 0.0062412 | 0.0018924 | 6864642.2313 | 3663.7465 | 39261.9879 | 29964.4097 | 345044.0298 | 3697612.3948 | 2821985.8064 | 5801006.5404 | 333360.5332 | 2796268.9964 | 2671377.0105 | 1900600.5723 | 99666.298 | 991849.0188 | 809085.2554 |  | 1375 | CB 120 | 72890.1441 | 36205.242 | 3596.6965 | 34143.679 | 14412.9639 | 240.9949 | 37939.8424 | 20985.6554 | 2549.0789 | 806.6228 | 3663.7465 | 1555.6126 | 30.0417 | 3615.2665 | 1528.5256 | 26.2183 | 47.8731 | 26.48 | 3.2165 | 0.60696 | 29964.4097 | 13070.9269 | 466.2039 | 26638.8039 | 11198.6914 | 174.4141 | 3252.3316 | 1798.9614 | 218.5157 | 73.2742 | 39261.9879 | 21578.7025 | 3100.4509 | 3889.6086 | 1685.7469 | 40.3625 | 34639.6377 | 19160.214 | 2327.3467 | 732.7416 | 0.0021122 | 0.000915 | 2.34e-05 | 0.0073744 | 0.0041946 | 0.0007374 | 0.0011316 | 5000000 | scaled
CB 1215 | 21822.314 | 21747.2499 | 0 | 75.0641 | 99.66% | 0% | 0.344% | 4564.9832 | 21746.7835 | 247.4473 | 7.688 | 4309.8479 | 1168.6976 | 31.4673 | 20546.6185 | 1215 | 0.0002576 | 0.0002206 | 0.0001062 | 84713951.8634 | 1168.7541 | 100.1225 | 20553.4374 | 4537088.9247 | 388674.1945 | 79788188.7422 | 78229060.7888 | 4240447.2087 | 131747.4235 | 73856866.0085 | 711210.246 | 38221.2719 | 1029.1117 | 671959.8624 |  | 1376 | CB 1215 | 21822.314 | 17257.3308 | 75.5305 | 21747.2499 | 17182.2667 | 0.4664 | 0 | 0 | 0 | 75.0641 | 1168.7541 | 921.3068 | 0.056483 | 1168.6976 | 921.2503 | 0 | 0 | 0 | 0 | 0.056483 | 20553.4374 | 16243.5895 | 6.8189 | 20546.6185 | 16236.7707 | 0 | 0 | 0 | 0 | 6.8189 | 100.1225 | 92.4345 | 68.6552 | 31.9337 | 24.2457 | 0.4664 | 0 | 0 | 0 | 68.1888 | 0.0001544 | 0.0001174 | 3e-06 | 0 | 0 | 0 | 0.0001032 | 5000000 | scaled
CB 1219 | 344.0997 | 92.5809 | 0 | 251.5187 | 26.91% | 0% | 73.09% | 58.9445 | 90.091 | 8.6757 | 2.858 | 47.4108 | 13.2533 | 4.954 | 71.8836 | 1219 | 0.0008074 | 0.0005486 | 0.000356 | 426182.3812 | 13.8363 | 233.4887 | 96.7747 | 17136.9 | 289185.8614 | 119859.6199 | 519787.0534 | 76504.6452 | 25202.424 | 418079.9843 | 713507.4958 | 104964.5249 | 39235.0317 | 569307.9395 |  | 1377 | CB 1219 | 344.0997 | 285.1552 | 254.0087 | 92.5809 | 33.6364 | 2.4899 | 0 | 0 | 0 | 251.5187 | 13.8363 | 5.1606 | 0.58299 | 13.6471 | 4.9714 | 0.39373 | 0 | 0 | 0 | 0.18926 | 96.7747 | 49.3639 | 24.891 | 73.9265 | 26.5157 | 2.0429 | 0 | 0 | 0 | 22.8481 | 233.4887 | 230.6307 | 228.5347 | 5.0073 | 2.1493 | 0.053302 | 0 | 0 | 0 | 228.4814 | 0.0004564 | 0.0001976 | 5e-06 | 0 | 0 | 0 | 0.000351 | 5000000 | scaled
CB 122 | 8109.9916 | 6303.807 | 0 | 1806.1846 | 77.73% | 0% | 22.27% | 3486.3079 | 6225.7895 | 134.6466 | 2645.7006 | 705.9606 | 244.4767 | 4699.656 | 1281.6568 | 122 | 0.0070694 | 0.0046398 | 0.0026282 | 1147196.5977 | 249.6165 | 6394.6725 | 1465.7027 | 35309.4324 | 904556.6048 | 207330.5604 | 996526.5175 | 38487.4061 | 756247.2704 | 201791.8408 | 716917.3191 | 28152.1803 | 541178.7202 | 147586.4184 |  | 1378 | CB 122 | 8109.9916 | 4623.6837 | 1884.2021 | 6303.807 | 2817.4991 | 78.0175 | 0 | 0 | 0 | 1806.1846 | 249.6165 | 114.9699 | 5.1398 | 248.2574 | 113.6108 | 3.7807 | 0 | 0 | 0 | 1.3591 | 1465.7027 | 759.742 | 184.0458 | 1301.6276 | 595.667 | 19.9708 | 0 | 0 | 0 | 164.075 | 6394.6725 | 3748.9718 | 1695.0164 | 4753.922 | 2108.2213 | 54.2659 | 0 | 0 | 0 | 1640.7505 | 0.0044932 | 0.0020636 | 5.2e-05 | 0 | 0 | 0 | 0.0025762 | 5000000 | scaled
CB 123 | 5385.573 | 4431.1482 | 0 | 954.4249 | 82.28% | 0% | 17.72% | 2508.4568 | 4381.7945 | 0.67672 | 2503.9834 | 3.7967 | 1.6002 | 4371.2486 | 8.9457 | 123 | 0.002683 | 0.0019302 | 0.0013688 | 2007295.1972 | 2.3183 | 5287.6083 | 95.6463 | 864.0815 | 1970782.0846 | 35649.0309 | 1490579.3011 | 402.1196 | 1487921.1006 | 2256.0806 | 733327.3795 | 267.7987 | 731562.4411 | 1497.1396 |  | 1379 | CB 123 | 5385.573 | 2877.1162 | 1003.7785 | 4431.1482 | 1922.6913 | 49.3537 | 0 | 0 | 0 | 954.4249 | 2.3183 | 1.6416 | 0.71817 | 1.6002 | 0.92344 | 0 | 0 | 0 | 0 | 0.71817 | 95.6463 | 91.8497 | 86.7006 | 8.9457 | 5.149 | 0 | 0 | 0 | 0 | 86.7006 | 5287.6083 | 2783.6249 | 916.3597 | 4420.6023 | 1916.6188 | 49.3537 | 0 | 0 | 0 | 867.0061 | 0.001329 | 0.0005762 | 1.48e-05 | 0 | 0 | 0 | 0.001354 | 5000000 | scaled
CB 1233 | 761.5476 | 692.3736 | 0 | 69.174 | 90.92% | 0% | 9.083% | 1.5932 | 692.274 | 0.26229 | 2.5732 | -1.2423 | 46.2072 | 9.4688 | 636.5981 | 1233 | 0.0001248 | 0.0001184 | 9.84e-05 | 6102144.4022 | 46.2592 | 72.4065 | 642.8819 | 370667.0141 | 580180.224 | 5151297.1643 | 6418534.3682 | 1056729.6176 | 10366846.2471 | -5005041.4159 | 704000.026 | 46989.8676 | 9629.1424 | 647381.016 |  | 1380 | CB 1233 | 761.5476 | 759.9545 | 69.2736 | 692.3736 | 690.7804 | 0.099572 | 0 | 0 | 0 | 69.174 | 46.2592 | 45.997 | 0.052051 | 46.2072 | 45.9449 | 0 | 0 | 0 | 0 | 0.052051 | 642.8819 | 644.1242 | 6.2838 | 636.5981 | 637.8404 | 0 | 0 | 0 | 0 | 6.2838 | 72.4065 | 69.8333 | 62.9377 | 9.5683 | 6.9952 | 0.099572 | 0 | 0 | 0 | 62.8382 | 2.68e-05 | 2.04e-05 | 4e-07 | 0 | 0 | 0 | 9.8e-05 | 5000000 | scaled
CB 1234 | 6311491.891 | 5319836.959 | 980490.8067 | 11164.1258 | 84.29% | 15.54% | 0.1769% | 3042369.447 | 6143754.2066 | 160437.9478 | 409288.7982 | 2472642.702 | 325070.4655 | 890732.0518 | 4927951.6902 | 1234 | 0.11961 | 0.074313 | 0.02177 | 52765494.7665 | 330094.3731 | 970265.6917 | 5011131.827 | 2759663.3596 | 8111639.8724 | 41894191.5411 | 43991022.3997 | 2319846.2509 | 5918095.4198 | 35753080.7435 | 7705133.9666 | 407684.1945 | 1117103.5749 | 6180346.1982 |  | 1381 | CB 1234 | 6311491.891 | 3269122.444 | 167737.6844 | 5319836.959 | 2711209.283 | 81908.237 | 980490.8067 | 546749.0356 | 74665.3215 | 11164.1258 | 330094.3731 | 169656.4253 | 5023.9076 | 328881.6776 | 168973.4517 | 4917.7071 | 1204.2948 | 674.573 | 97.7999 | 8.4006 | 5011131.827 | 2538489.125 | 83180.1368 | 4929982.391 | 2492609.741 | 75701.9617 | 80135.2789 | 44865.2271 | 6464.0183 | 1014.1568 | 970265.6917 | 560976.8935 | 79533.6399 | 60972.8903 | 49626.0897 | 1288.5683 | 899151.233 | 501209.2355 | 68103.5033 | 10141.5684 | 0.051619 | 0.028788 | 0.0007312 | 0.052174 | 0.029705 | 0.0052174 | 0.015821 | 5000000 | scaled
CB 1235 | 6645571.957 | 6585223.825 | 45643.4051 | 14704.7262 | 99.09% | 0.6868% | 0.2213% | 3295726.842 | 6551052.6246 | 247136.44 | 23747.8571 | 3024842.544 | 490760.8594 | 52680.0996 | 6007611.665 | 1235 | 0.082825 | 0.051813 | 0.021961 | 80236498.6936 | 496575.0477 | 69071.5877 | 6079925.321 | 5995487.4349 | 833948.1379 | 73407063.1139 | 64652349.4978 | 4848081.2454 | 465862.2602 | 59338405.9742 | 4304041.4388 | 322429.8745 | 34610.8244 | 3947000.7395 |  | 1382 | CB 1235 | 6645571.957 | 3349845.115 | 94519.3324 | 6585223.825 | 3309789.41 | 76741.4173 | 45643.4051 | 25350.9786 | 3073.1889 | 14704.7262 | 496575.0477 | 249438.6077 | 5814.1883 | 496502.1422 | 249393.1957 | 5798.9597 | 61.8407 | 34.3472 | 4.1638 | 11.0648 | 6079925.321 | 3055082.777 | 72313.656 | 6074708.322 | 3051591.311 | 70716.5451 | 3881.2121 | 2155.6789 | 261.3236 | 1335.7874 | 69071.5877 | 45323.7306 | 16391.4881 | 14013.3614 | 8804.9042 | 225.9126 | 41700.3524 | 23160.9525 | 2807.7016 | 13357.8739 | 0.056493 | 0.027903 | 0.0007092 | 0.0056448 | 0.0032228 | 0.0005644 | 0.020687 | 5000000 | scaled
CB 124 | 3292.5047 | 2180.937 | 0 | 1111.5677 | 66.24% | 0% | 33.76% | 642.8151 | 2106.2164 | 40.407 | 424.8679 | 177.5402 | 165.8565 | 1162.0031 | 778.3568 | 124 | 0.0040986 | 0.0032142 | 0.0016018 | 803324.2346 | 175.1079 | 2193.2125 | 924.1843 | 42723.8334 | 535112.6041 | 225487.7971 | 824369.87 | 51819.4124 | 544866.2988 | 227684.159 | 740596.9896 | 58319.2003 | 408588.5858 | 273689.2031 |  | 1383 | CB 124 | 3292.5047 | 2649.6896 | 1186.2883 | 2180.937 | 1538.1219 | 74.7206 | 0 | 0 | 0 | 1111.5677 | 175.1079 | 134.7009 | 9.2514 | 174.2715 | 133.8645 | 8.4149 | 0 | 0 | 0 | 0.83642 | 924.1843 | 746.6441 | 145.8275 | 823.2087 | 645.6685 | 44.8519 | 0 | 0 | 0 | 100.9756 | 2193.2125 | 1768.3447 | 1031.2094 | 1183.4568 | 758.5889 | 21.4537 | 0 | 0 | 0 | 1009.7557 | 0.0025388 | 0.0016544 | 4.2e-05 | 0 | 0 | 0 | 0.0015598 | 5000000 | scaled
CB 1243 | 1438362.861 | 1434753.731 | 0 | 3609.1308 | 99.75% | 0% | 0.2509% | 583154.0582 | 1408790.319 | 35560.7663 | 430.4796 | 547162.8122 | 86155.2112 | 1203.6195 | 1321431.4883 | 1243 | 0.019586 | 0.013631 | 0.005287 | 73438316.1952 | 87745.8649 | 4502.2261 | 1346114.77 | 4480029.8642 | 229869.6054 | 68728416.7262 | 62740910.4968 | 3825944.1511 | 46314.8365 | 58868651.5076 | 5593444.6737 | 342069.6471 | 4778.8369 | 5246596.1898 |  | 1384 | CB 1243 | 1438362.861 | 855208.8028 | 29572.542 | 1434753.731 | 851599.672 | 25963.4111 | 0 | 0 | 0 | 3609.1308 | 87745.8649 | 52185.0986 | 1590.6537 | 87743.1492 | 52182.3828 | 1587.9379 | 0 | 0 | 0 | 2.7158 | 1346114.77 | 798951.9578 | 24683.2817 | 1345786.914 | 798624.1019 | 24355.4258 | 0 | 0 | 0 | 327.8559 | 4502.2261 | 4071.7464 | 3298.6066 | 1223.6669 | 793.1873 | 20.0474 | 0 | 0 | 0 | 3278.5592 | 0.014516 | 0.0085612 | 0.0002174 | 0 | 0 | 0 | 0.0050696 | 5000000 | scaled
CB 1245 | 108099.7267 | 107829.7759 | 0 | 269.9507 | 99.75% | 0% | 0.2497% | 33399.6277 | 103903.9516 | 4937.3527 | 6.299 | 28455.976 | 15112.1823 | 14.279 | 88777.4902 | 1245 | 0.001637 | 0.0010794 | 0.000407 | 66035263.7141 | 15662.4431 | 259.7138 | 92177.5698 | 9567772.1808 | 158652.3147 | 56308839.1998 | 69205205.6235 | 10230368.8167 | 13051.8175 | 58961784.9118 | 10309029.8354 | 1499384.1498 | 1416.7175 | 8808228.965 |  | 1385 | CB 1245 | 108099.7267 | 74700.0989 | 4195.7751 | 107829.7759 | 74430.1482 | 3925.8244 | 0 | 0 | 0 | 269.9507 | 15662.4431 | 10725.0903 | 550.2608 | 15662.2399 | 10724.8872 | 550.0576 | 0 | 0 | 0 | 0.20313 | 92177.5698 | 63721.5938 | 3400.0795 | 92153.0473 | 63697.0713 | 3375.557 | 0 | 0 | 0 | 24.5225 | 259.7138 | 253.4148 | 245.4348 | 14.4887 | 8.1897 | 0.20976 | 0 | 0 | 0 | 245.2251 | 0.0012474 | 0.0006898 | 1.74e-05 | 0 | 0 | 0 | 0.0003896 | 5000000 | scaled
CB 1250 | 4075235.894 | 4072563.669 | 1647.3021 | 1024.9222 | 99.93% | 0.04042% | 0.02515% | 1089299.716 | 3986821.7058 | 56807.9624 | 12640.5113 | 1019851.242 | 209136.6538 | 51713.2983 | 3725971.7529 | 1250 | 0.088703 | 0.052567 | 0.0095042 | 45942584.6084 | 213756.8699 | 53702.8673 | 3807776.156 | 2409809.723 | 605424.714 | 42927350.1626 | 56802267.9161 | 2962289.4899 | 659147.9808 | 53180830.4287 | 9302643.9016 | 487988.6688 | 120665.14 | 8693990.091 |  | 1386 | CB 1250 | 4075235.894 | 2985936.178 | 88414.1882 | 4072563.669 | 2983987.618 | 87246.3641 | 1647.3021 | 923.6378 | 142.9019 | 1024.9222 | 213756.8699 | 156948.9075 | 4620.2161 | 213753.1743 | 156946.4966 | 4619.1912 | 2.9244 | 1.6397 | 0.25369 | 0.77122 | 3807776.156 | 2787924.914 | 81804.4031 | 3807551.705 | 2787758.164 | 81699.9042 | 131.3465 | 73.6456 | 11.3942 | 93.1046 | 53702.8673 | 41062.356 | 1989.569 | 51258.7898 | 39282.9572 | 927.2686 | 1513.0312 | 848.3525 | 131.2541 | 931.0463 | 0.0084468 | 0.0064166 | 0.0001634 | 0.078795 | 0.044689 | 0.0078794 | 0.0014614 | 5000000 | scaled
CB 128 | 2822.1674 | 146.0504 | 0 | 2676.1169 | 5.175% | 0% | 94.82% | 76.4959 | 144.2989 | 8.4052 | 23.2825 | 44.8083 | 16.3303 | 41.0955 | 86.8731 | 128 | 0.010647 | 0.0068792 | 0.0038164 | 265056.9483 | 18.545 | 2472.5652 | 331.0572 | 1741.7365 | 232222.4398 | 31092.7719 | 399126.559 | 43854.9077 | 121478.968 | 233792.6831 | 701673.9587 | 79408.2837 | 199832.6982 | 422432.9811 |  | 1387 | CB 128 | 2822.1674 | 2745.6714 | 2677.8685 | 146.0504 | 69.5545 | 1.7516 | 0 | 0 | 0 | 2676.1169 | 18.545 | 10.1398 | 2.2147 | 16.5313 | 8.1261 | 0.201 | 0 | 0 | 0 | 2.0137 | 331.0572 | 286.2489 | 244.1841 | 87.9569 | 43.1486 | 1.0838 | 0 | 0 | 0 | 243.1003 | 2472.5652 | 2449.2828 | 2431.4697 | 41.5622 | 18.2798 | 0.46677 | 0 | 0 | 0 | 2431.003 | 0.0069108 | 0.0031426 | 7.98e-05 | 0 | 0 | 0 | 0.0037366 | 5000000 | scaled
CB 1283 | 4601.5198 | 4027.8142 | 0 | 573.7055 | 87.53% | 0% | 12.47% | 2458.4305 | 3958.8696 | 244.1551 | 95.4537 | 2118.8218 | 399.9161 | 220.4191 | 3338.5344 | 1283 | 0.002425 | 0.0017162 | 0.0008166 | 1897533.9196 | 407.5069 | 744.75 | 3449.2628 | 168044.0979 | 307113.4098 | 1422376.412 | 1248740.9457 | 124016.6914 | 48484.9761 | 1076239.2784 | 786982.8549 | 79499.2313 | 43817.0601 | 663666.5634 |  | 1388 | CB 1283 | 4601.5198 | 2143.0892 | 642.6502 | 4027.8142 | 1569.3837 | 68.9447 | 0 | 0 | 0 | 573.7055 | 407.5069 | 163.3519 | 7.5909 | 407.0752 | 162.9202 | 7.1592 | 0 | 0 | 0 | 0.43169 | 3449.2628 | 1330.441 | 110.7284 | 3397.147 | 1278.3252 | 58.6126 | 0 | 0 | 0 | 52.1158 | 744.75 | 649.2963 | 524.331 | 223.592 | 128.1383 | 3.1729 | 0 | 0 | 0 | 521.158 | 0.0016324 | 0.0009236 | 2.4e-05 | 0 | 0 | 0 | 0.0007926 | 5000000 | scaled
CB 1286 | 2694.6955 | 1548.0016 | 0 | 1146.6938 | 57.45% | 0% | 42.55% | 854.8031 | 1533.8177 | 61.8147 | 450.3081 | 342.6803 | 101.5731 | 875.8686 | 556.3759 | 1286 | 0.0043234 | 0.0028976 | 0.0016712 | 623281.5525 | 103.2037 | 1926.9569 | 664.5348 | 23870.9687 | 445704.0544 | 153706.5295 | 634971.1251 | 45917.6422 | 334501.1865 | 254552.2965 | 694637.2601 | 46000.5632 | 396664.4635 | 251972.2332 |  | 1389 | CB 1286 | 2694.6955 | 1839.8923 | 1160.8778 | 1548.0016 | 693.1985 | 14.184 | 0 | 0 | 0 | 1146.6938 | 103.2037 | 41.3891 | 1.6306 | 102.3409 | 40.5262 | 0.76777 | 0 | 0 | 0 | 0.86285 | 664.5348 | 321.8545 | 108.1589 | 560.3684 | 217.6881 | 3.9924 | 0 | 0 | 0 | 104.1665 | 1926.9569 | 1476.6488 | 1051.0883 | 885.2924 | 434.9843 | 9.4238 | 0 | 0 | 0 | 1041.6645 | 0.0026846 | 0.0012588 | 3.24e-05 | 0 | 0 | 0 | 0.0016388 | 5000000 | scaled
CB 129 | 3182.1226 | 752.3356 | 0 | 2429.787 | 23.64% | 0% | 76.36% | 410.5543 | 739.7243 | 40.0946 | 157.4496 | 213.0101 | 67.8154 | 311.9207 | 359.9882 | 129 | 0.009111 | 0.0060274 | 0.0035202 | 349261.614 | 70.8748 | 2523.6481 | 587.5996 | 7779.0397 | 276989.1498 | 64493.4244 | 459828.1655 | 44906.6682 | 176346.3657 | 238575.1321 | 693823.7319 | 63607.386 | 292565.7651 | 337650.5808 |  | 1390 | CB 129 | 3182.1226 | 2771.5683 | 2442.3983 | 752.3356 | 341.7813 | 12.6113 | 0 | 0 | 0 | 2429.787 | 70.8748 | 30.7802 | 3.0594 | 69.0465 | 28.9519 | 1.2311 | 0 | 0 | 0 | 1.8283 | 587.5996 | 374.5895 | 227.6114 | 366.8761 | 153.866 | 6.8879 | 0 | 0 | 0 | 220.7235 | 2523.6481 | 2366.1986 | 2211.7274 | 316.413 | 158.9634 | 4.4923 | 0 | 0 | 0 | 2207.2351 | 0.0056558 | 0.0025722 | 6.5e-05 | 0 | 0 | 0 | 0.0034552 | 5000000 | scaled
CB 1297 | 8400.9398 | 3347.9477 | 4734.0588 | 318.9332 | 39.85% | 56.35% | 3.796% | 3717.3541 | 7721.8513 | 2.1575 | 3487.4651 | 227.7315 | 4.5312 | 7239.0286 | 478.2915 | 1297 | 0.0061708 | 0.0036818 | 0.0009682 | 1361402.0556 | 5.0951 | 7854.3957 | 541.449 | 825.6762 | 1272832.6551 | 87743.7244 | 1272091.2833 | 738.2968 | 1193422.4877 | 77930.4989 | 701392.7988 | 411.5817 | 657536.9451 | 43444.272 |  | 1391 | CB 1297 | 8400.9398 | 4683.5857 | 679.0885 | 3347.9477 | 1734.2873 | 44.3643 | 4734.0588 | 2630.3651 | 315.7909 | 318.9332 | 5.0951 | 2.9376 | 0.56385 | 0 | 0 | 0 | 4.8551 | 2.6976 | 0.32386 | 0.23999 | 541.449 | 313.7175 | 63.1575 | 0 | 0 | 0 | 512.4769 | 284.7454 | 34.1854 | 28.9721 | 7854.3957 | 4366.9306 | 615.3672 | 3347.9477 | 1734.2873 | 44.3643 | 4216.7269 | 2342.9222 | 281.2817 | 289.7211 | 0.0006544 | 0.000335 | 8.6e-06 | 0.005063 | 0.0028934 | 0.0005062 | 0.0004534 | 5000000 | scaled
CB 1299 | 41775.6269 | 39301.0331 | 0 | 2474.5938 | 94.08% | 0% | 5.924% | 13829.7536 | 38961.7454 | 1643.5121 | 140.196 | 12046.0455 | 4546.7543 | 542.0089 | 33872.9822 | 1299 | 0.014997 | 0.010675 | 0.0036596 | 2785524.6196 | 4592.3742 | 2799.8752 | 34383.3776 | 306211.3546 | 186690.7063 | 2292622.5586 | 2617831.3568 | 311100.09 | 26537.6751 | 2280193.5903 | 768904.1141 | 89729.5043 | 10696.4639 | 668478.1459 |  | 1392 | CB 1299 | 41775.6269 | 27945.8733 | 2813.8815 | 39301.0331 | 25471.2795 | 339.2877 | 0 | 0 | 0 | 2474.5938 | 4592.3742 | 2948.862 | 45.6198 | 4590.5121 | 2947 | 43.7578 | 0 | 0 | 0 | 1.8621 | 34383.3776 | 22337.3321 | 510.3954 | 34158.5838 | 22112.5383 | 285.6016 | 0 | 0 | 0 | 224.7938 | 2799.8752 | 2659.6792 | 2257.8663 | 551.9372 | 411.7412 | 9.9283 | 0 | 0 | 0 | 2247.938 | 0.011521 | 0.0071988 | 0.0001832 | 0 | 0 | 0 | 0.0034764 | 5000000 | scaled
CB 130 | 14256.1662 | 12388.7003 | 0 | 1867.4659 | 86.9% | 0% | 13.1% | 5784.0882 | 12221.6576 | 4.0985 | 5757.2296 | 22.76 | 8.7544 | 12164.6335 | 48.2697 | 130 | 0.0066204 | 0.0045588 | 0.0027286 | 2153369.3145 | 10.225 | 14027.6607 | 218.2805 | 1544.4673 | 2118853.956 | 32970.8909 | 1858400.9007 | 1316.8386 | 1849771.3732 | 7312.6881 | 745623.637 | 534.0893 | 742144.6905 | 2944.8571 |  | 1393 | CB 130 | 14256.1662 | 8472.078 | 2034.5087 | 12388.7003 | 6604.6121 | 167.0427 | 0 | 0 | 0 | 1867.4659 | 10.225 | 6.1265 | 1.4706 | 8.8198 | 4.7213 | 0.065425 | 0 | 0 | 0 | 1.4052 | 218.2805 | 195.5205 | 170.0108 | 48.6386 | 25.8786 | 0.36889 | 0 | 0 | 0 | 169.6419 | 14027.6607 | 8270.4311 | 1863.0272 | 12331.2419 | 6574.0123 | 166.6084 | 0 | 0 | 0 | 1696.4188 | 0.0039392 | 0.0018776 | 4.74e-05 | 0 | 0 | 0 | 0.0026812 | 5000000 | scaled
CB 131 | 3958.5934 | 2587.7807 | 0 | 1370.8127 | 65.37% | 0% | 34.63% | 1398.6771 | 2560.6562 | 144.9426 | 446.2135 | 807.5211 | 262.0367 | 836.0158 | 1462.6037 | 131 | 0.0054554 | 0.0035232 | 0.0019784 | 725628.4337 | 265.6546 | 2091.4962 | 1601.4426 | 48695.7074 | 383380.9015 | 293551.8248 | 726588.3932 | 75295.1316 | 231800.1139 | 419493.1479 | 706599.8372 | 72307.668 | 230694.2398 | 403597.9294 |  | 1394 | CB 131 | 3958.5934 | 2559.9162 | 1397.9371 | 2587.7807 | 1189.1035 | 27.1244 | 0 | 0 | 0 | 1370.8127 | 265.6546 | 120.712 | 3.6179 | 264.6231 | 119.6805 | 2.5864 | 0 | 0 | 0 | 1.0315 | 1601.4426 | 793.9215 | 138.8389 | 1476.9171 | 669.3959 | 14.3133 | 0 | 0 | 0 | 124.5256 | 2091.4962 | 1645.2827 | 1255.4803 | 846.2405 | 400.0271 | 10.2247 | 0 | 0 | 0 | 1245.2556 | 0.0035178 | 0.0015856 | 4.08e-05 | 0 | 0 | 0 | 0.0019376 | 5000000 | scaled
CB 133 | 8718.3598 | 4339.9106 | 0 | 4378.4492 | 49.78% | 0% | 50.22% | 1627.8532 | 4271.9744 | 15.7488 | 1569.8291 | 42.2753 | 28.9038 | 4165.3122 | 77.7584 | 133 | 0.017124 | 0.011474 | 0.0062064 | 509131.035 | 32.3972 | 8209.9314 | 476.0313 | 1891.915 | 479440.0486 | 27799.0714 | 617941.3855 | 5978.3316 | 595915.1422 | 16047.9116 | 716419.4127 | 4847.2306 | 698531.9284 | 13040.2537 |  | 1395 | CB 133 | 8718.3598 | 7090.5066 | 4446.3854 | 4339.9106 | 2712.0574 | 67.9362 | 0 | 0 | 0 | 4378.4492 | 32.3972 | 16.6483 | 3.4934 | 29.1025 | 13.3537 | 0.19871 | 0 | 0 | 0 | 3.2946 | 476.0313 | 433.756 | 398.2729 | 78.29 | 36.0147 | 0.53157 | 0 | 0 | 0 | 397.7413 | 8209.9314 | 6640.1023 | 4044.6192 | 4232.5181 | 2662.689 | 67.2059 | 0 | 0 | 0 | 3977.4133 | 0.011054 | 0.0054042 | 0.0001362 | 0 | 0 | 0 | 0.0060702 | 5000000 | scaled
CB 135 | 563.1686 | 11.2416 | 0 | 551.9269 | 1.996% | 0% | 98% | 4.7365 | 11.0788 | 0 | 4.7365 | 0 | 0 | 11.0788 | 0 | 135 | 0.0020306 | 0.0014454 | 0.000798 | 277340.9624 | 0.41531 | 512.6158 | 50.1374 | 204.5244 | 252445.5 | 24690.9381 | 386351.2105 | 0 | 386351.2186 | 0 | 691841.8337 | 0 | 691841.84 | 0 |  | 1396 | CB 135 | 563.1686 | 558.432 | 552.0898 | 11.2416 | 6.5051 | 0.16287 | 0 | 0 | 0 | 551.9269 | 0.41531 | 0.41531 | 0.41531 | 0 | 0 | 0 | 0 | 0 | 0 | 0.41531 | 50.1374 | 50.1374 | 50.1374 | 0 | 0 | 0 | 0 | 0 | 0 | 50.1374 | 512.6158 | 507.8793 | 501.5371 | 11.2416 | 6.5051 | 0.16287 | 0 | 0 | 0 | 501.3742 | 0.0012492 | 0.000664 | 1.66e-05 | 0 | 0 | 0 | 0.0007814 | 5000000 | scaled
CB 136 | 14746.4878 | 11205.4209 | 0 | 3541.0669 | 75.99% | 0% | 24.01% | 5928.9677 | 11088.677 | 246.3806 | 4334.0396 | 1348.5476 | 471.3755 | 8019.1646 | 2598.1368 | 136 | 0.012814 | 0.0084654 | 0.0050816 | 1150846.5833 | 479.3576 | 11318.643 | 2948.4872 | 37410.0617 | 883330.4489 | 230106.0733 | 1041595.2031 | 43283.8955 | 761399.8042 | 236911.5047 | 719814.7881 | 30599.0565 | 520559.2428 | 168656.4893 |  | 1397 | CB 136 | 14746.4878 | 8817.52 | 3657.8108 | 11205.4209 | 5276.4531 | 116.7439 | 0 | 0 | 0 | 3541.0669 | 479.3576 | 232.977 | 7.9821 | 476.693 | 230.3125 | 5.3175 | 0 | 0 | 0 | 2.6645 | 2948.4872 | 1599.9396 | 350.3503 | 2626.8142 | 1278.2667 | 28.6774 | 0 | 0 | 0 | 321.6729 | 11318.643 | 6984.6034 | 3299.4784 | 8101.9136 | 3767.874 | 82.749 | 0 | 0 | 0 | 3216.7294 | 0.0078198 | 0.0034716 | 8.78e-05 | 0 | 0 | 0 | 0.0049938 | 5000000 | scaled
CB 137 | 707.6134 | 158.6575 | 0 | 548.956 | 22.42% | 0% | 77.58% | 89.962 | 156.8629 | 0 | 89.962 | 0 | 0 | 156.8629 | 0 | 137 | 0.0024496 | 0.0014862 | 0.0007692 | 288868.9652 | 0.41307 | 657.3328 | 49.8675 | 168.6282 | 268342.9174 | 20357.4196 | 415591.0339 | 0 | 415591.0344 | 0 | 716004.2556 | 0 | 716004.2556 | 0 |  | 1398 | CB 137 | 707.6134 | 617.6514 | 550.7505 | 158.6575 | 68.6954 | 1.7945 | 0 | 0 | 0 | 548.956 | 0.41307 | 0.41307 | 0.41307 | 0 | 0 | 0 | 0 | 0 | 0 | 0.41307 | 49.8675 | 49.8675 | 49.8675 | 0 | 0 | 0 | 0 | 0 | 0 | 49.8675 | 657.3328 | 567.3708 | 500.4699 | 158.6575 | 68.6954 | 1.7945 | 0 | 0 | 0 | 498.6753 | 0.0016992 | 0.0007358 | 1.88e-05 | 0 | 0 | 0 | 0.0007504 | 5000000 | scaled
CB 138 | 720.2045 | 305.8656 | 0 | 414.3388 | 42.47% | 0% | 57.53% | 172.5757 | 302.8004 | 0 | 172.5757 | 0 | 0 | 302.8004 | 0 | 138 | 0.0010424 | 0.0008248 | 0.0005938 | 690909.8772 | 0.31178 | 682.2539 | 37.6388 | 299.095 | 654502.9315 | 36107.8507 | 663953.3848 | 0 | 663953.3848 | 0 | 702937.1826 | 0 | 702937.1823 | 0 |  | 1399 | CB 138 | 720.2045 | 547.6288 | 417.4041 | 305.8656 | 133.2899 | 3.0653 | 0 | 0 | 0 | 414.3388 | 0.31178 | 0.31178 | 0.31178 | 0 | 0 | 0 | 0 | 0 | 0 | 0.31178 | 37.6388 | 37.6388 | 37.6388 | 0 | 0 | 0 | 0 | 0 | 0 | 37.6388 | 682.2539 | 509.6782 | 379.4535 | 305.8656 | 133.2899 | 3.0653 | 0 | 0 | 0 | 376.3882 | 0.0004544 | 0.0002368 | 5.8e-06 | 0 | 0 | 0 | 0.000588 | 5000000 | scaled
CB 140 | 74831.2878 | 12781.0461 | 59505.8621 | 2544.3797 | 17.08% | 79.52% | 3.4% | 32506.022 | 68137.8842 | 28.1551 | 30311.7821 | 2166.0848 | 58.8881 | 63548.4958 | 4530.5003 | 140 | 0.014532 | 0.0092002 | 0.0041358 | 5149555.9918 | 65.0181 | 69680.3237 | 5085.946 | 4474.2543 | 4795089.5806 | 349992.1572 | 4600472.3691 | 3984.6949 | 4289928.6897 | 306558.9857 | 1618406.0266 | 1398.7047 | 1509399.2104 | 107608.1117 |  | 1400 | CB 140 | 74831.2878 | 42325.2659 | 6693.4036 | 12781.0461 | 6824.913 | 173.8975 | 59505.8621 | 32955.9732 | 3975.1264 | 2544.3797 | 65.0181 | 36.863 | 6.13 | 0 | 0 | 0 | 63.1035 | 34.9484 | 4.2155 | 1.9146 | 5085.946 | 2919.8613 | 555.4457 | 0 | 0 | 0 | 4854.8128 | 2688.7281 | 324.3125 | 231.1332 | 69680.3237 | 39368.5416 | 6131.8279 | 12781.0461 | 6824.913 | 173.8975 | 54587.9457 | 30232.2967 | 3646.5984 | 2311.332 | 0.0059528 | 0.002779 | 7.04e-05 | 0.0050148 | 0.0028572 | 0.0005014 | 0.003564 | 5000000 | scaled
CB 1406 | 717.8709 | 650.759 | 0 | 67.1119 | 90.65% | 0% | 9.349% | 369.3126 | 643.8945 | 0 | 369.3126 | 0 | 0 | 643.8945 | 0 | 1406 | 0.0001864 | 0.0001326 | 9.26e-05 | 3851238.8498 | 0.0505 | 711.7239 | 6.0965 | 270.9203 | 3818261.4372 | 32706.4925 | 2628644.8537 | 0 | 2628644.8537 | 0 | 798881.6245 | 0 | 798881.6246 | 0 |  | 1401 | CB 1406 | 717.8709 | 348.5583 | 73.9764 | 650.759 | 281.4464 | 6.8645 | 0 | 0 | 0 | 67.1119 | 0.0505 | 0.0505 | 0.0505 | 0 | 0 | 0 | 0 | 0 | 0 | 0.0505 | 6.0965 | 6.0965 | 6.0965 | 0 | 0 | 0 | 0 | 0 | 0 | 6.0965 | 711.7239 | 342.4113 | 67.8294 | 650.759 | 281.4464 | 6.8645 | 0 | 0 | 0 | 60.9649 | 9.48e-05 | 4.1e-05 | 1e-06 | 0 | 0 | 0 | 9.16e-05 | 5000000 | scaled
CB 141 | 7741.3029 | 7180.2874 | 53.6837 | 507.3317 | 92.75% | 0.6935% | 6.554% | 2717.6195 | 7139.1636 | 215.645 | 1056.4367 | 1445.5377 | 579.0781 | 2605.8048 | 3954.2807 | 141 | 0.0076852 | 0.0047216 | 0.0012276 | 1007300.1175 | 587.4443 | 3103.0007 | 4050.8579 | 76438.3849 | 403763.1643 | 527098.5683 | 1063979.0266 | 84427.4913 | 413607.0298 | 565944.5053 | 490501.2102 | 39785.9633 | 179033.632 | 271681.615 |  | 1402 | CB 141 | 7741.3029 | 5023.6834 | 602.1393 | 7180.2874 | 4486.585 | 91.2255 | 53.6837 | 29.7666 | 3.582 | 507.3317 | 587.4443 | 371.7992 | 8.3662 | 586.3661 | 371.0313 | 7.938 | 0.69645 | 0.38617 | 0.04647 | 0.38175 | 4050.8579 | 2605.3202 | 96.5772 | 3993.8233 | 2553.1632 | 49.7603 | 10.9482 | 6.0706 | 0.73052 | 46.0864 | 3103.0007 | 2046.5639 | 497.1959 | 2600.0981 | 1562.3905 | 33.5273 | 42.039 | 23.3098 | 2.805 | 460.8636 | 0.001944 | 0.001149 | 2.92e-05 | 0.0050476 | 0.002879 | 0.0005048 | 0.0006936 | 5000000 | scaled
CB 1418 | 37453.8898 | 32967.1842 | 0 | 4486.7056 | 88.02% | 0% | 11.98% | 14129.8643 | 32578.7743 | 750.1958 | 9179.275 | 4200.3934 | 1531.6801 | 22594.9488 | 8452.1454 | 1418 | 0.021901 | 0.014006 | 0.006502 | 1710113.9562 | 1548.2403 | 26976.8068 | 8928.8427 | 70691.3831 | 1231738.9213 | 407683.652 | 1665264.3508 | 88413.755 | 1081816.4376 | 495034.1583 | 749787.0649 | 35250.9853 | 520013.4354 | 194522.6443 |  | 1403 | CB 1418 | 37453.8898 | 23324.0255 | 4875.1155 | 32967.1842 | 18837.3199 | 388.4099 | 0 | 0 | 0 | 4486.7056 | 1548.2403 | 798.0444 | 16.5602 | 1544.8642 | 794.6683 | 13.1841 | 0 | 0 | 0 | 3.3761 | 8928.8427 | 4728.4493 | 476.6973 | 8521.2673 | 4320.8739 | 69.1219 | 0 | 0 | 0 | 407.5754 | 26976.8068 | 17797.5318 | 4381.858 | 22901.0527 | 13721.7777 | 306.1039 | 0 | 0 | 0 | 4075.7541 | 0.015596 | 0.0077004 | 0.0001962 | 0 | 0 | 0 | 0.0063058 | 5000000 | scaled
CB 142 | 108633.1926 | 61940.3161 | 39157.2236 | 7535.6529 | 57.02% | 36.05% | 6.937% | 38300.2505 | 97547.9767 | 1667.7568 | 29385.5513 | 7246.9424 | 4348.6293 | 75286.7012 | 17912.6463 | 142 | 0.039142 | 0.024821 | 0.011294 | 2775332.9535 | 4420.9367 | 85188.7184 | 19023.5375 | 112944.9585 | 2176379.5365 | 486008.4596 | 2833629.1389 | 123388.341 | 2174078.5841 | 536162.2171 | 981531.0941 | 43756.0572 | 757537.3745 | 180237.6628 |  | 1404 | CB 142 | 108633.1926 | 70332.9421 | 11085.2159 | 61940.3161 | 41146.879 | 938.6649 | 39157.2236 | 21650.4102 | 2610.8981 | 7535.6529 | 4420.9367 | 2753.1799 | 72.3075 | 4360.7147 | 2717.3474 | 62.9998 | 54.5517 | 30.1622 | 3.6374 | 5.6703 | 19023.5375 | 11776.5951 | 1110.8912 | 15108.8811 | 9306.0906 | 210.9721 | 3230.1125 | 1785.9607 | 215.3752 | 684.5439 | 85188.7184 | 55803.1671 | 9902.0172 | 42470.7203 | 29123.4411 | 664.693 | 35872.5593 | 19834.2873 | 2391.8855 | 6845.4387 | 0.023628 | 0.011468 | 0.0002918 | 0.0050142 | 0.0028524 | 0.0005014 | 0.010501 | 5000000 | scaled
CB 143 | 145603.874 | 79517.8783 | 64227.4792 | 1858.5165 | 54.61% | 44.11% | 1.276% | 60565.4204 | 138192.6523 | 2480.0927 | 48094.654 | 9990.6738 | 6471.6347 | 106992.7534 | 24728.2643 | 143 | 0.016042 | 0.010202 | 0.003224 | 9076190.2209 | 6569.2897 | 113443.2141 | 25591.3703 | 409495.4411 | 7071461.5083 | 1595233.2749 | 8335305.4841 | 341322.3228 | 6619018.4197 | 1374964.7488 | 2298766.036 | 107652.424 | 1779771.2355 | 411342.3774 |  | 1405 | CB 143 | 145603.874 | 85038.4536 | 7411.2217 | 79517.8783 | 47752.0661 | 1266.9161 | 64227.4792 | 35427.871 | 4285.7891 | 1858.5165 | 6569.2897 | 4089.197 | 97.655 | 6483.0071 | 4040.9765 | 90.5923 | 84.884 | 46.822 | 5.6642 | 1.3985 | 25591.3703 | 15600.6965 | 863.106 | 19067.3075 | 11926.3212 | 270.2032 | 6355.2339 | 3505.5464 | 424.0738 | 168.8289 | 113443.2141 | 65348.5601 | 6450.4607 | 53967.5637 | 31784.7684 | 906.1205 | 57787.3612 | 31875.5026 | 3856.0511 | 1688.2891 | 0.00846 | 0.0047722 | 0.0001212 | 0.0049774 | 0.002825 | 0.0004978 | 0.002605 | 5000000 | scaled
CB 1434 | 5988.159 | 4428.4678 | 0 | 1559.6912 | 73.95% | 0% | 26.05% | 2476.9979 | 4379.9941 | 2.6644 | 2460.6307 | 13.7028 | 6.3885 | 4340.7392 | 32.8665 | 1434 | 0.0060046 | 0.0039654 | 0.0021996 | 997261.9282 | 7.5692 | 5806.0031 | 174.5867 | 1260.5688 | 966925.8688 | 29075.4907 | 885449.4172 | 952.4366 | 879598.6627 | 4898.318 | 731116.9504 | 1066.3805 | 724564.4353 | 5486.1347 |  | 1406 | CB 1434 | 5988.159 | 3511.1611 | 1608.1648 | 4428.4678 | 1951.4699 | 48.4736 | 0 | 0 | 0 | 1559.6912 | 7.5692 | 4.9048 | 1.1807 | 6.3956 | 3.7312 | 0.0070943 | 0 | 0 | 0 | 1.1736 | 174.5867 | 160.8839 | 141.7202 | 32.9033 | 19.2005 | 0.036799 | 0 | 0 | 0 | 141.6834 | 5806.0031 | 3345.3724 | 1465.2639 | 4389.1689 | 1928.5382 | 48.4298 | 0 | 0 | 0 | 1416.8342 | 0.0038506 | 0.0018114 | 4.56e-05 | 0 | 0 | 0 | 0.002154 | 5000000 | scaled
CB 1436 | 5422.7513 | 5039.1573 | 0 | 383.594 | 92.93% | 0% | 7.074% | 2852.597 | 4983.7168 | 12.5941 | 2773.885 | 66.1178 | 22.5932 | 4842.8552 | 118.2684 | 1436 | 0.0017518 | 0.001063 | 0.0005506 | 3095531.068 | 23.2693 | 5244.3354 | 155.1466 | 13283.0641 | 2993683.8812 | 88564.123 | 2417831.0141 | 10674.6356 | 2351115.6095 | 56040.7689 | 797374.6967 | 3614.8218 | 774837.4025 | 18922.4725 |  | 1407 | CB 1436 | 5422.7513 | 2570.1544 | 439.0345 | 5039.1573 | 2186.5604 | 55.4405 | 0 | 0 | 0 | 383.594 | 23.2693 | 10.6752 | 0.67607 | 22.9806 | 10.3865 | 0.38743 | 0 | 0 | 0 | 0.28864 | 155.1466 | 89.0288 | 36.8782 | 120.3007 | 54.1829 | 2.0323 | 0 | 0 | 0 | 34.8459 | 5244.3354 | 2470.4504 | 401.4802 | 4895.876 | 2121.991 | 53.0208 | 0 | 0 | 0 | 348.4594 | 0.0012144 | 0.0005256 | 1.32e-05 | 0 | 0 | 0 | 0.0005374 | 5000000 | scaled
CB 1438 | 23516.5256 | 14541.2159 | 0 | 8975.3097 | 61.83% | 0% | 38.17% | 8079.7145 | 14459.5399 | 671.8484 | 4761.8895 | 2645.9765 | 1195.6207 | 8568.4983 | 4695.4209 | 1438 | 0.042229 | 0.025855 | 0.012923 | 556886.2243 | 1204.2354 | 16794.8513 | 5517.4389 | 28517.0581 | 397712.7182 | 130656.448 | 597043.9877 | 49645.6992 | 351875.9852 | 195522.3029 | 700853.1948 | 57951.679 | 415314.6924 | 227586.8234 |  | 1408 | CB 1438 | 23516.5256 | 15436.8111 | 9056.9857 | 14541.2159 | 6461.5014 | 81.6759 | 0 | 0 | 0 | 8975.3097 | 1204.2354 | 532.387 | 8.6147 | 1197.4818 | 525.6334 | 1.8611 | 0 | 0 | 0 | 6.7536 | 5517.4389 | 2871.4623 | 822.0179 | 4702.1156 | 2056.1391 | 6.6947 | 0 | 0 | 0 | 815.3233 | 16794.8513 | 12032.9618 | 8226.353 | 8641.6185 | 3879.729 | 73.1202 | 0 | 0 | 0 | 8153.2328 | 0.029643 | 0.013269 | 0.0003368 | 0 | 0 | 0 | 0.012586 | 5000000 | scaled
CB 144 | 116349.2706 | 82256.9702 | 30780.9895 | 3311.3109 | 70.7% | 26.46% | 2.846% | 35113.0983 | 109724.0959 | 714.316 | 29337.2727 | 5061.5096 | 2586.6703 | 90640.5748 | 16496.8508 | 144 | 0.021258 | 0.015161 | 0.0053894 | 5473250.7879 | 2621.0523 | 96586.2406 | 17141.9777 | 123298.3821 | 4543567.0935 | 806385.3136 | 5358233.1185 | 109004.1051 | 4476846.3547 | 772382.6631 | 1229297.2776 | 28979.8398 | 1015494.4631 | 184822.975 |  | 1409 | CB 144 | 116349.2706 | 81236.1723 | 6625.1747 | 82256.9702 | 60898.4177 | 1260.8116 | 30780.9895 | 17026.4437 | 2053.0522 | 3311.3109 | 2621.0523 | 1906.7363 | 34.3821 | 2556.1718 | 1869.7344 | 27.7292 | 62.3889 | 34.5103 | 4.1613 | 2.4917 | 17141.9777 | 12080.4681 | 645.1269 | 13862.6184 | 10132.0831 | 145.6592 | 2978.5576 | 1647.5832 | 198.6659 | 300.8018 | 96586.2406 | 67248.9679 | 5945.6658 | 65838.18 | 48896.6002 | 1087.4233 | 27740.0431 | 15344.3502 | 1850.225 | 3008.0175 | 0.011567 | 0.0076224 | 0.0001932 | 0.0049936 | 0.0028418 | 0.0004994 | 0.0046968 | 5000000 | scaled
CB 1446 | 1778.2382 | 1415.9183 | 0 | 362.3199 | 79.62% | 0% | 20.38% | 362.3939 | 1410.1211 | 45.0028 | 33.6172 | 283.774 | 160.1339 | 81.0966 | 1168.8906 | 1446 | 0.0015656 | 0.001185 | 0.0005134 | 1135818.9646 | 161.1223 | 411.3067 | 1205.8092 | 102914.1115 | 262715.0444 | 770189.8084 | 1194805.2641 | 148373.2803 | 110835.1011 | 935596.8807 | 717018.0691 | 81424.8727 | 41235.9684 | 594357.2278 |  | 1410 | CB 1446 | 1778.2382 | 1415.8442 | 368.1171 | 1415.9183 | 1053.5243 | 5.7972 | 0 | 0 | 0 | 362.3199 | 161.1223 | 116.1195 | 0.98839 | 160.8497 | 115.8469 | 0.71576 | 0 | 0 | 0 | 0.27263 | 1205.8092 | 922.0352 | 36.9186 | 1172.8958 | 889.1218 | 4.0052 | 0 | 0 | 0 | 32.9134 | 411.3067 | 377.6895 | 330.2101 | 82.1728 | 48.5556 | 1.0762 | 0 | 0 | 0 | 329.1339 | 0.0010696 | 0.000689 | 1.74e-05 | 0 | 0 | 0 | 0.000496 | 5000000 | scaled
CB 1448 | 4201.159 | 3729.5698 | 0 | 471.5892 | 88.77% | 0% | 11.23% | 1964.0932 | 3658.214 | 153.3402 | 809.1587 | 1001.5942 | 258.8098 | 1795.8657 | 1603.5385 | 1448 | 0.002261 | 0.0015288 | 0.000698 | 1858097.7541 | 264.7964 | 2254.3548 | 1682.0078 | 117114.7494 | 997060.9505 | 743922.054 | 1463282.2279 | 114241.0329 | 602836.7431 | 746204.4513 | 777858.2222 | 55031.5928 | 381860.8942 | 340965.7351 |  | 1411 | CB 1448 | 4201.159 | 2237.0659 | 542.945 | 3729.5698 | 1765.4767 | 71.3558 | 0 | 0 | 0 | 471.5892 | 264.7964 | 111.4562 | 5.9866 | 264.4416 | 111.1014 | 5.6318 | 0 | 0 | 0 | 0.35486 | 1682.0078 | 680.4135 | 78.4692 | 1639.1683 | 637.574 | 35.6298 | 0 | 0 | 0 | 42.8395 | 2254.3548 | 1445.1961 | 458.4892 | 1825.9599 | 1016.8013 | 30.0943 | 0 | 0 | 0 | 428.3949 | 0.0015846 | 0.0008524 | 2.16e-05 | 0 | 0 | 0 | 0.0006764 | 5000000 | scaled
CB 145 | 50157.9138 | 32328.3845 | 16798.5507 | 1030.9786 | 64.45% | 33.49% | 2.055% | 22808.9274 | 47826.3131 | 806.7645 | 18156.017 | 3846.146 | 1858.8357 | 37197.2359 | 8770.2415 | 145 | 0.0096286 | 0.0058198 | 0.001996 | 5209263.4204 | 1862.7963 | 39258.4236 | 9036.6939 | 193464.9172 | 4077272.2483 | 938526.2557 | 4699300.0309 | 166216.8739 | 3740665.6361 | 792417.5232 | 1168136.5997 | 45401.2423 | 908526.0773 | 214209.2803 |  | 1412 | CB 145 | 50157.9138 | 27348.9863 | 2331.6007 | 32328.3845 | 17031.7578 | 179.4199 | 16798.5507 | 9286.2499 | 1121.2022 | 1030.9786 | 1862.7963 | 1056.0318 | 3.9606 | 1814.3037 | 1028.8781 | 0 | 47.7168 | 26.3779 | 3.1848 | 0.77578 | 9036.6939 | 5190.548 | 266.4524 | 6354.0779 | 3665.7137 | 0 | 2588.9612 | 1431.1795 | 172.7976 | 93.6548 | 39258.4236 | 21102.4066 | 2061.1877 | 24160.0029 | 12337.166 | 179.4199 | 14161.8727 | 7828.6926 | 945.2198 | 936.548 | 0.00317 | 0.001518 | 3.84e-05 | 0.0050012 | 0.0028444 | 0.0005002 | 0.0014574 | 5000000 | scaled
CB 146 | 2774.8171 | 2569.5917 | 53.0775 | 152.1479 | 92.6% | 1.913% | 5.483% | 1419.6086 | 2608.0938 | 66.6768 | 1084.689 | 268.2428 | 129.389 | 1952.0359 | 526.6689 | 146 | 0.0054076 | 0.0031368 | 0.0007104 | 513132.8284 | 129.5494 | 2104.0557 | 541.212 | 23956.9053 | 389092.3397 | 100083.5834 | 432035.3389 | 20292.0304 | 330107.8719 | 81635.4365 | 234689.2825 | 11643.0632 | 175653.9245 | 47392.2947 |  | 1413 | CB 146 | 2774.8171 | 1355.2085 | 166.7233 | 2569.5917 | 1173.7271 | 11.0358 | 53.0775 | 29.3334 | 3.5395 | 152.1479 | 129.5494 | 62.8725 | 0.1604 | 128.7463 | 62.3775 | 0 | 0.68859 | 0.38055 | 0.045919 | 0.11449 | 541.212 | 272.9692 | 14.5431 | 516.5662 | 253.1657 | 0 | 10.8246 | 5.9822 | 0.72184 | 13.8212 | 2104.0557 | 1019.3667 | 152.0198 | 1924.2792 | 858.1839 | 11.0358 | 41.5643 | 22.9706 | 2.7717 | 138.2122 | 0.0002078 | 8.98e-05 | 2.2e-06 | 0.0049906 | 0.0028378 | 0.000499 | 0.0002092 | 5000000 | scaled
CB 147 | 56225.7692 | 7470.4175 | 48193.0686 | 562.2831 | 13.29% | 85.71% | 1% | 25548.9767 | 52315.3582 | 232.6481 | 22331.9718 | 2984.3569 | 429.4966 | 45952.5586 | 5933.303 | 147 | 0.0071956 | 0.0042338 | 0.001285 | 7813909.7796 | 444.6655 | 49460.5525 | 6320.5512 | 61796.8635 | 6873721.7939 | 878391.1215 | 7245687.6754 | 65978.9771 | 6333345.342 | 846363.3547 | 3043121.4475 | 24983.3017 | 2673005.0496 | 345133.0959 |  | 1414 | CB 147 | 56225.7692 | 30676.7925 | 3910.4111 | 7470.4175 | 3404.9262 | 134.6089 | 48193.0686 | 26709.5832 | 3213.519 | 562.2831 | 444.6655 | 212.0174 | 15.1689 | 387.9193 | 180.3789 | 10.9902 | 56.3231 | 31.2154 | 3.7556 | 0.4231 | 6320.5512 | 3336.1943 | 387.2482 | 2292.5103 | 1081.0021 | 70.9857 | 3976.9627 | 2204.114 | 265.1843 | 51.0782 | 49460.5525 | 27128.5808 | 3507.994 | 4789.988 | 2143.5451 | 52.6331 | 44159.7827 | 24474.2538 | 2944.5791 | 510.7818 | 0.0014628 | 0.0006332 | 1.62e-05 | 0.00496 | 0.0028278 | 0.000496 | 0.0007728 | 5000000 | scaled
CB 1479 | 5382.7979 | 1145.7365 | 0 | 4237.0613 | 21.29% | 0% | 78.71% | 648.202 | 1133.1579 | 0.68381 | 643.9963 | 3.5219 | 1.5355 | 1123.7213 | 7.901 | 1479 | 0.016809 | 0.010873 | 0.0061174 | 320229.2709 | 4.7238 | 4985.2755 | 392.7986 | 281.023 | 296580.176 | 23368.0719 | 435437.207 | 459.3578 | 432611.9485 | 2365.9006 | 694680.7464 | 941.3481 | 688895.6767 | 4843.7208 |  | 1415 | CB 1479 | 5382.7979 | 4734.5958 | 4249.64 | 1145.7365 | 497.5345 | 12.5786 | 0 | 0 | 0 | 4237.0613 | 4.7238 | 4.04 | 3.1883 | 1.5355 | 0.85171 | 0 | 0 | 0 | 0 | 3.1883 | 392.7986 | 389.2767 | 384.8976 | 7.901 | 4.3791 | 0 | 0 | 0 | 0 | 384.8976 | 4985.2755 | 4341.2792 | 3861.5542 | 1136.3 | 492.3037 | 12.5786 | 0 | 0 | 0 | 3848.9755 | 0.010816 | 0.00488 | 0.0001242 | 0 | 0 | 0 | 0.0059932 | 5000000 | scaled
CB 1482 | 352.3822 | 287.8472 | 0 | 64.535 | 81.69% | 0% | 18.31% | 162.9576 | 284.5087 | 0 | 162.9576 | 0 | 0 | 284.5087 | 0 | 1482 | 0.0001796 | 0.0001308 | 9.44e-05 | 1962038.7439 | 0.048561 | 346.4712 | 5.8624 | 270.3815 | 1929126.9159 | 32641.4461 | 1448200.2515 | 0 | 1448200.2506 | 0 | 718998.3076 | 0 | 718998.3075 | 0 |  | 1416 | CB 1482 | 352.3822 | 189.4246 | 67.8734 | 287.8472 | 124.8896 | 3.3384 | 0 | 0 | 0 | 64.535 | 0.048561 | 0.048561 | 0.048561 | 0 | 0 | 0 | 0 | 0 | 0 | 0.048561 | 5.8624 | 5.8624 | 5.8624 | 0 | 0 | 0 | 0 | 0 | 0 | 5.8624 | 346.4712 | 183.5136 | 61.9625 | 287.8472 | 124.8896 | 3.3384 | 0 | 0 | 0 | 58.624 | 8.62e-05 | 3.74e-05 | 1e-06 | 0 | 0 | 0 | 9.34e-05 | 5000000 | scaled
CB 149 | 21250.0187 | 20712.3529 | 0 | 537.6658 | 97.47% | 0% | 2.53% | 5106.6623 | 20164.5721 | 627.9758 | 0.22767 | 4478.4588 | 2532.0276 | 0.61748 | 17631.927 | 149 | 0.0036132 | 0.0028942 | 0.0008092 | 5881218.4933 | 2603.6078 | 489.0466 | 18157.3642 | 720582.2636 | 135350 | 5025286.231 | 5577830.2536 | 685916.2481 | 248.6778 | 4891665.3361 | 1341382.3492 | 168434.8704 | 41.076 | 1172906.4032 |  | 1417 | CB 149 | 21250.0187 | 16143.3563 | 1085.4466 | 20712.3529 | 15605.6905 | 547.7808 | 0 | 0 | 0 | 537.6658 | 2603.6078 | 1975.632 | 71.5803 | 2603.2033 | 1975.2274 | 71.1757 | 0 | 0 | 0 | 0.40458 | 18157.3642 | 13678.9054 | 525.4372 | 18108.5223 | 13630.0634 | 476.5953 | 0 | 0 | 0 | 48.8419 | 489.0466 | 488.8189 | 488.4291 | 0.62734 | 0.39967 | 0.0098552 | 0 | 0 | 0 | 488.4193 | 0.0028586 | 0.0021396 | 5.46e-05 | 0 | 0 | 0 | 0.0007546 | 5000000 | scaled
CB 151 | 3608.8012 | 1353.6894 | 0 | 2255.1118 | 37.51% | 0% | 62.49% | 587.0156 | 1251.2357 | 50.7437 | 227.3835 | 308.8884 | 113.9936 | 414.8953 | 722.3469 | 151 | 0.0086214 | 0.005584 | 0.0032464 | 418586.4487 | 124.8505 | 2468.187 | 1015.7637 | 14481.4688 | 286286.1021 | 117818.8779 | 541150.7246 | 46778.9455 | 209617.5584 | 284754.2211 | 726209.1819 | 66161.1489 | 240802.5536 | 419245.4801 |  | 1418 | CB 151 | 3608.8012 | 3021.7856 | 2357.5655 | 1353.6894 | 766.6738 | 102.4537 | 0 | 0 | 0 | 2255.1118 | 124.8505 | 74.1069 | 10.8569 | 123.1536 | 72.41 | 9.16 | 0 | 0 | 0 | 1.6969 | 1015.7637 | 706.8753 | 293.4168 | 810.9078 | 502.0194 | 88.5609 | 0 | 0 | 0 | 204.8559 | 2468.187 | 2240.8035 | 2053.2917 | 419.628 | 192.2445 | 4.7327 | 0 | 0 | 0 | 2048.559 | 0.0054368 | 0.0023994 | 6.18e-05 | 0 | 0 | 0 | 0.0031846 | 5000000 | scaled
CB 1525 | 259690.3062 | 92170.6478 | 163916.871 | 3602.7874 | 35.49% | 63.12% | 1.387% | 117434.6972 | 242966.417 | 5432.1762 | 70859.3493 | 41143.1716 | 11096.1145 | 145662.5783 | 86207.7242 | 1525 | 0.050512 | 0.029425 | 0.0082586 | 5141180.9953 | 11230.7907 | 160222.4064 | 88237.1091 | 222339.9424 | 3171979.7433 | 1746861.309 | 4834482.3145 | 223628.6243 | 2917095.8777 | 1693757.8113 | 2025027.1438 | 92481.6411 | 1214038.872 | 718506.6304 |  | 1419 | CB 1525 | 259690.3062 | 142255.609 | 16723.8892 | 92170.6478 | 47979.9941 | 860.131 | 163916.871 | 90672.8275 | 12260.9708 | 3602.7874 | 11230.7907 | 5798.6145 | 134.6762 | 10949.2415 | 5641.6604 | 111.1082 | 278.8382 | 154.2431 | 20.8571 | 2.711 | 88237.1091 | 47093.9374 | 2029.3848 | 74202.2299 | 39184.1142 | 676.7776 | 13707.5995 | 7582.5435 | 1025.3275 | 327.2797 | 160222.4064 | 89363.0571 | 14559.8281 | 7019.1764 | 3154.2194 | 72.2452 | 149930.4333 | 82936.0409 | 11214.7862 | 3272.7968 | 0.015611 | 0.0074746 | 0.00019 | 0.029814 | 0.016863 | 0.0029814 | 0.0050872 | 5000000 | scaled
CB 153 | 50615.9463 | 40693.3398 | 0 | 9922.6065 | 80.4% | 0% | 19.6% | 21192.9597 | 40197.7308 | 42.0313 | 21026.4452 | 124.4832 | 79.5342 | 39882.6749 | 235.5217 | 153 | 0.04186 | 0.026452 | 0.014322 | 1209177.9306 | 88.5453 | 49385.9347 | 1141.4664 | 2115.2817 | 1179793.8523 | 27268.7966 | 1112332.9655 | 2206.0526 | 1103593.2911 | 6533.6219 | 727427.4214 | 1439.2691 | 721726.0967 | 4262.0558 |  | 1420 | CB 153 | 50615.9463 | 29422.9867 | 10418.2155 | 40693.3398 | 19500.3802 | 495.609 | 0 | 0 | 0 | 9922.6065 | 88.5453 | 46.514 | 9.0111 | 81.0788 | 39.0475 | 1.5446 | 0 | 0 | 0 | 7.4664 | 1141.4664 | 1016.9832 | 905.9446 | 240.09 | 115.6068 | 4.5683 | 0 | 0 | 0 | 901.3764 | 49385.9347 | 28359.4895 | 9503.2598 | 40372.171 | 19345.7258 | 489.4961 | 0 | 0 | 0 | 9013.7637 | 0.027855 | 0.012447 | 0.000317 | 0 | 0 | 0 | 0.014005 | 5000000 | scaled
CB 154 | 34128.8417 | 28824.0193 | 0 | 5304.8224 | 84.46% | 0% | 15.54% | 15667.8058 | 28485.1438 | 0 | 15667.8058 | 0 | 0 | 28485.1438 | 0 | 154 | 0.024087 | 0.014742 | 0.007649 | 1416875.2825 | 3.9917 | 33642.9563 | 481.8937 | 165.7177 | 1396703.5159 | 20006.0489 | 1252291.8416 | 0 | 1252291.8416 | 0 | 737834.7289 | 0 | 737834.7289 | 0 |  | 1421 | CB 154 | 34128.8417 | 18461.0359 | 5643.6978 | 28824.0193 | 13156.2134 | 338.8754 | 0 | 0 | 0 | 5304.8224 | 3.9917 | 3.9917 | 3.9917 | 0 | 0 | 0 | 0 | 0 | 0 | 3.9917 | 481.8937 | 481.8937 | 481.8937 | 0 | 0 | 0 | 0 | 0 | 0 | 481.8937 | 33642.9563 | 17975.1505 | 5157.8124 | 28824.0193 | 13156.2134 | 338.8754 | 0 | 0 | 0 | 4818.937 | 0.016623 | 0.0072776 | 0.0001848 | 0 | 0 | 0 | 0.0074642 | 5000000 | scaled
CB 155 | 44496.3062 | 42017.2654 | 0 | 2479.0409 | 94.43% | 0% | 5.571% | 22182.977 | 41370.0003 | 141.6652 | 21315.1073 | 726.2045 | 237.9791 | 39912.3187 | 1219.7026 | 155 | 0.013451 | 0.00813 | 0.0036314 | 3307931.2369 | 248.5361 | 42758.1576 | 1489.6126 | 18476.5955 | 3178714.3011 | 110740.3408 | 2744566.9446 | 17527.3928 | 2637190.6234 | 89848.9293 | 860909.2617 | 4952.342 | 830574.9224 | 25381.9975 |  | 1422 | CB 155 | 44496.3062 | 22313.3293 | 3126.3059 | 42017.2654 | 19834.2884 | 647.265 | 0 | 0 | 0 | 2479.0409 | 248.5361 | 106.8708 | 10.557 | 246.6707 | 105.0054 | 8.6916 | 0 | 0 | 0 | 1.8654 | 1489.6126 | 763.4082 | 269.91 | 1264.4149 | 538.2104 | 44.7123 | 0 | 0 | 0 | 225.1978 | 42758.1576 | 21443.0503 | 2845.8388 | 40506.1799 | 19191.0726 | 593.8612 | 0 | 0 | 0 | 2251.9777 | 0.0099568 | 0.0046354 | 0.0001368 | 0 | 0 | 0 | 0.0034946 | 5000000 | scaled
CB 156 | 34440.578 | 31833.7746 | 0 | 2606.8034 | 92.43% | 0% | 7.569% | 19817.5733 | 31442.2419 | 2830.0009 | 9738.9839 | 7248.5885 | 4277.6069 | 16336.3471 | 10828.2878 | 156 | 0.012401 | 0.0074766 | 0.0038104 | 2777152.4191 | 4334.2034 | 18900.2091 | 11206.1655 | 349493.0714 | 1524038.3441 | 903621.0033 | 1955836.1715 | 279298.4823 | 961159.9092 | 715377.7796 | 786882.2381 | 107052.5737 | 408837.9395 | 270991.7248 |  | 1423 | CB 156 | 34440.578 | 14623.0047 | 2998.3361 | 31833.7746 | 12016.2013 | 391.5327 | 0 | 0 | 0 | 2606.8034 | 4334.2034 | 1504.2025 | 56.5964 | 4332.2418 | 1502.2409 | 54.6349 | 0 | 0 | 0 | 1.9615 | 11206.1655 | 3957.577 | 377.8777 | 10969.3617 | 3720.7732 | 141.0739 | 0 | 0 | 0 | 236.8038 | 18900.2091 | 9161.2252 | 2563.862 | 16532.1711 | 6793.1872 | 195.8239 | 0 | 0 | 0 | 2368.0381 | 0.0086866 | 0.0037618 | 9.56e-05 | 0 | 0 | 0 | 0.0037148 | 5000000 | scaled
CB 157 | 6077.4581 | 6042.9545 | 0 | 34.5036 | 99.43% | 0% | 0.5677% | 4362.4433 | 6041.2203 | 265.4462 | 148.9392 | 3948.058 | 366.7043 | 299.4075 | 5375.1085 | 157 | 0.0001334 | 8.7e-05 | 5.24e-05 | 45558156.7016 | 366.7302 | 332.485 | 5378.2429 | 2749102.1829 | 2492391.2939 | 40316663.2234 | 19712813.6552 | 1199486.2767 | 673019.6547 | 17840307.7228 | 691561.3973 | 41978.0283 | 34274.3095 | 615309.0595 |  | 1424 | CB 157 | 6077.4581 | 1715.0148 | 36.2378 | 6042.9545 | 1680.5112 | 1.7342 | 0 | 0 | 0 | 34.5036 | 366.7302 | 101.2841 | 0.025963 | 366.7043 | 101.2581 | 0 | 0 | 0 | 0 | 0.025963 | 5378.2429 | 1430.1849 | 3.1343 | 5375.1085 | 1427.0506 | 0 | 0 | 0 | 0 | 3.1343 | 332.485 | 183.5458 | 33.0775 | 301.1417 | 152.2025 | 1.7342 | 0 | 0 | 0 | 31.3433 | 8.2e-05 | 3.56e-05 | 1e-06 | 0 | 0 | 0 | 5.14e-05 | 5000000 | scaled
CB 158 | 4505.8 | 1544.5846 | 0 | 2961.2155 | 34.28% | 0% | 65.72% | 881.2482 | 1528.4162 | 5.8704 | 845.0825 | 30.2953 | 9.645 | 1469.0646 | 49.7066 | 158 | 0.012279 | 0.0076602 | 0.0042218 | 366939.7551 | 11.8732 | 4175.2214 | 318.7054 | 966.9212 | 340018.3533 | 25954.4806 | 473166.7361 | 3151.9624 | 453748.3722 | 16266.4019 | 705240.3892 | 4450.3838 | 677854.4271 | 22935.5785 |  | 1425 | CB 158 | 4505.8 | 3624.5518 | 2977.3839 | 1544.5846 | 663.3364 | 16.1684 | 0 | 0 | 0 | 2961.2155 | 11.8732 | 6.0028 | 2.2282 | 9.645 | 3.7746 | 0 | 0 | 0 | 0 | 2.2282 | 318.7054 | 288.4101 | 268.9988 | 49.7066 | 19.4113 | 0 | 0 | 0 | 0 | 268.9988 | 4175.2214 | 3330.1389 | 2706.1568 | 1485.233 | 640.1505 | 16.1684 | 0 | 0 | 0 | 2689.9884 | 0.008147 | 0.0035278 | 8.94e-05 | 0 | 0 | 0 | 0.0041324 | 5000000 | scaled
CB 159 | 13602.7132 | 13039.7822 | 0 | 562.931 | 95.86% | 0% | 4.138% | 7397.4803 | 12896.5155 | 0.53798 | 7394.2025 | 2.7399 | 0.63257 | 12892.6604 | 3.2225 | 159 | 0.002652 | 0.0015922 | 0.0008038 | 5129228.2014 | 1.0562 | 13547.2975 | 54.3596 | 398.251 | 5108332.3718 | 20497.5801 | 3897269.7167 | 283.43 | 3895542.8231 | 1443.4661 | 878573.8887 | 43.0941 | 878311.259 | 219.5358 |  | 1426 | CB 159 | 13602.7132 | 6205.2328 | 706.1977 | 13039.7822 | 5642.3019 | 143.2667 | 0 | 0 | 0 | 562.931 | 1.0562 | 0.51818 | 0.42359 | 0.63257 | 0.094591 | 0 | 0 | 0 | 0 | 0.42359 | 54.3596 | 51.6197 | 51.137 | 3.2225 | 0.48268 | 0 | 0 | 0 | 0 | 51.137 | 13547.2975 | 6153.095 | 654.6371 | 13035.9271 | 5641.7246 | 143.2667 | 0 | 0 | 0 | 511.3703 | 0.0018688 | 0.000809 | 2.06e-05 | 0 | 0 | 0 | 0.0007832 | 5000000 | scaled
CB 160 | 31549.8952 | 29117.4956 | 0 | 2432.3996 | 92.29% | 0% | 7.71% | 16003.9456 | 28785.5814 | 2.2044 | 15990.3658 | 11.3754 | 4.1604 | 28759.96 | 21.4609 | 160 | 0.01025 | 0.0064616 | 0.003498 | 3078038.558 | 5.9978 | 31301.4387 | 242.4587 | 585.1516 | 3053798.8976 | 23654.5089 | 2405897.8674 | 331.3839 | 2403856.4071 | 1710.0759 | 790255.5374 | 114.2164 | 789552.1505 | 589.1706 |  | 1427 | CB 160 | 31549.8952 | 15545.9497 | 2764.3139 | 29117.4956 | 13113.55 | 331.9142 | 0 | 0 | 0 | 2432.3996 | 5.9978 | 3.7935 | 1.8374 | 4.1675 | 1.9631 | 0.0070943 | 0 | 0 | 0 | 1.8303 | 242.4587 | 231.0834 | 220.9978 | 21.4979 | 10.1225 | 0.03694 | 0 | 0 | 0 | 220.9608 | 31301.4387 | 15311.0729 | 2541.4787 | 29091.8302 | 13101.4644 | 331.8702 | 0 | 0 | 0 | 2209.6085 | 0.0068296 | 0.0030412 | 7.76e-05 | 0 | 0 | 0 | 0.0034204 | 5000000 | scaled
CB 161 | 13272.8247 | 12607.9591 | 0 | 664.8655 | 94.99% | 0% | 5.009% | 6823.5361 | 12461.2871 | 4.6968 | 6794.5095 | 24.3298 | 8.5045 | 12408.7426 | 44.04 | 161 | 0.002891 | 0.0018308 | 0.0009548 | 4591084.2857 | 9.0927 | 13158.8353 | 104.8967 | 3145.1603 | 4551655.2508 | 36283.8743 | 3522661.4464 | 2424.738 | 3507676.4078 | 12560.2998 | 849955.5676 | 580.0708 | 846371.6286 | 3003.8681 |  | 1428 | CB 161 | 13272.8247 | 6449.2886 | 811.5376 | 12607.9591 | 5784.4231 | 146.6721 | 0 | 0 | 0 | 664.8655 | 9.0927 | 4.3958 | 0.58818 | 8.5924 | 3.8956 | 0.08789 | 0 | 0 | 0 | 0.50029 | 104.8967 | 80.5669 | 60.8567 | 44.4998 | 20.17 | 0.45982 | 0 | 0 | 0 | 60.3968 | 13158.8353 | 6364.3259 | 750.0927 | 12554.8669 | 5760.3575 | 146.1243 | 0 | 0 | 0 | 603.9684 | 0.001959 | 0.0008988 | 2.28e-05 | 0 | 0 | 0 | 0.000932 | 5000000 | scaled
CB 162 | 8443.2809 | 7089.2291 | 0 | 1354.0518 | 83.96% | 0% | 16.04% | 3543.9732 | 7001.5968 | 3.6701 | 3521.3907 | 18.9124 | 6.7987 | 6959.782 | 35.0162 | 162 | 0.0047568 | 0.003268 | 0.0018984 | 1774991.7777 | 7.8527 | 8277.2217 | 158.2065 | 1650.8268 | 1740081.932 | 33259.0189 | 1499176.1606 | 1552.536 | 1489623.2804 | 8000.3447 | 759420.5868 | 737.4131 | 754885.1847 | 3797.9891 |  | 1429 | CB 162 | 8443.2809 | 4899.3077 | 1441.684 | 7089.2291 | 3545.2559 | 87.6322 | 0 | 0 | 0 | 1354.0518 | 7.8527 | 4.1825 | 1.054 | 6.8338 | 3.1637 | 0.035077 | 0 | 0 | 0 | 1.0189 | 158.2065 | 139.2941 | 123.1903 | 35.2035 | 16.2911 | 0.18735 | 0 | 0 | 0 | 123.003 | 8277.2217 | 4755.831 | 1317.4397 | 7047.1918 | 3525.8011 | 87.4098 | 0 | 0 | 0 | 1230.0299 | 0.0028932 | 0.0014044 | 3.48e-05 | 0 | 0 | 0 | 0.0018636 | 5000000 | scaled
CB 163 | 56872.3751 | 50429.155 | 0 | 6443.2201 | 88.67% | 0% | 11.33% | 25755.6465 | 49796.6673 | 180.4208 | 24650.9907 | 924.235 | 359.4119 | 47596.1714 | 1841.084 | 163 | 0.038275 | 0.02207 | 0.0094328 | 1485896.0744 | 369.4097 | 54050.2277 | 2452.7377 | 9651.5122 | 1412162.2504 | 64082.3119 | 1409897.8985 | 9876.4706 | 1349427.5899 | 50593.8382 | 750117.4388 | 5414.0404 | 716970.0328 | 27733.3656 |  | 1430 | CB 163 | 56872.3751 | 31116.7286 | 7075.7078 | 50429.155 | 24673.5085 | 632.4877 | 0 | 0 | 0 | 6443.2201 | 369.4097 | 188.9889 | 9.9978 | 364.5614 | 184.1406 | 5.1494 | 0 | 0 | 0 | 4.8483 | 2452.7377 | 1528.5027 | 611.6537 | 1867.4311 | 943.1961 | 26.3472 | 0 | 0 | 0 | 585.3065 | 54050.2277 | 29399.237 | 6454.0563 | 48197.1625 | 23546.1718 | 600.9911 | 0 | 0 | 0 | 5853.0652 | 0.029172 | 0.012967 | 0.0003298 | 0 | 0 | 0 | 0.009103 | 5000000 | scaled
CB 164 | 5356.2394 | 4257.8089 | 0 | 1098.4305 | 79.49% | 0% | 20.51% | 2293.491 | 4210.2179 | 13.9752 | 2207.0409 | 72.4749 | 23.5335 | 4064.4216 | 122.2629 | 164 | 0.0047404 | 0.0030302 | 0.0016046 | 1129912.9603 | 24.36 | 5109.8344 | 222.045 | 5138.8061 | 1077933.1624 | 46840.9919 | 1010741.3349 | 6158.8729 | 972642.7661 | 31939.6965 | 714210.0872 | 3992.1536 | 689477.5902 | 20740.3437 |  | 1431 | CB 164 | 5356.2394 | 3062.7484 | 1146.0215 | 4257.8089 | 1964.3179 | 47.591 | 0 | 0 | 0 | 1098.4305 | 24.36 | 10.3848 | 0.82653 | 23.5335 | 9.5583 | 0 | 0 | 0 | 0 | 0.82653 | 222.045 | 149.5701 | 99.7822 | 122.2629 | 49.7879 | 0 | 0 | 0 | 0 | 99.7822 | 5109.8344 | 2902.7935 | 1045.4128 | 4112.0126 | 1904.9717 | 47.591 | 0 | 0 | 0 | 997.8218 | 0.003173 | 0.0014628 | 3.72e-05 | 0 | 0 | 0 | 0.0015674 | 5000000 | scaled
CB 166 | 21656.615 | 17851.3809 | 0 | 3805.2341 | 82.43% | 0% | 17.57% | 10123.0062 | 17654.2094 | 5.7216 | 10087.8687 | 29.416 | 9.6163 | 17595.1695 | 49.4235 | 166 | 0.015112 | 0.009584 | 0.0054694 | 1433036.1167 | 12.4796 | 21249.0418 | 395.0936 | 825.7878 | 1406066.6585 | 26143.6708 | 1203423.2878 | 680.1783 | 1199246.1395 | 3496.9709 | 731781.4782 | 398.6044 | 729334.228 | 2048.6462 |  | 1432 | CB 166 | 21656.615 | 11533.6088 | 4002.4056 | 17851.3809 | 7728.3746 | 197.1715 | 0 | 0 | 0 | 3805.2341 | 12.4796 | 6.7581 | 2.8633 | 9.6163 | 3.8948 | 0 | 0 | 0 | 0 | 2.8633 | 395.0936 | 365.6776 | 345.6701 | 49.4235 | 20.0076 | 0 | 0 | 0 | 0 | 345.6701 | 21249.0418 | 11161.1731 | 3653.8722 | 17792.341 | 7704.4723 | 197.1715 | 0 | 0 | 0 | 3456.7008 | 0.0097508 | 0.0042224 | 0.0001078 | 0 | 0 | 0 | 0.0053616 | 5000000 | scaled
CB 168 | 32748.5843 | 27172.0315 | 0 | 5576.5528 | 82.97% | 0% | 17.03% | 14593.5383 | 26818.9528 | 104.9461 | 13951.7278 | 536.8644 | 177.2826 | 25734.8544 | 906.8158 | 168 | 0.023992 | 0.014914 | 0.0079538 | 1364979.3398 | 186.6962 | 31121.7532 | 1440.135 | 7781.6006 | 1297172.1061 | 60025.633 | 1217299.3523 | 8753.9304 | 1163763.64 | 44781.7822 | 745509.2581 | 4928.0749 | 715373.6534 | 25207.5298 |  | 1433 | CB 168 | 32748.5843 | 18155.046 | 5929.6315 | 27172.0315 | 12578.4932 | 353.0788 | 0 | 0 | 0 | 5576.5528 | 186.6962 | 81.7501 | 9.4136 | 182.5 | 77.5539 | 5.2174 | 0 | 0 | 0 | 4.1962 | 1440.135 | 903.2706 | 533.3192 | 933.5571 | 396.6927 | 26.7413 | 0 | 0 | 0 | 506.5779 | 31121.7532 | 17170.0253 | 5386.8987 | 26055.9744 | 12104.2466 | 321.12 | 0 | 0 | 0 | 5065.7787 | 0.01622 | 0.0071422 | 0.0001818 | 0 | 0 | 0 | 0.007772 | 5000000 | scaled
CB 169 | 473.3045 | 177.92 | 0 | 295.3845 | 37.59% | 0% | 62.41% | 97.8292 | 171.3853 | 5.3288 | 65.1418 | 27.3586 | 9.3544 | 114.1984 | 47.8324 | 169 | 0.0007436 | 0.0005534 | 0.000412 | 636504.1155 | 10.371 | 383.9497 | 78.9838 | 13947.0723 | 516338.9661 | 106218.0771 | 678487.9554 | 36957.4056 | 451786.7467 | 189743.8031 | 732813.5313 | 39997.9468 | 488292.5629 | 204523.0217 |  | 1434 | CB 169 | 473.3045 | 375.4752 | 301.9192 | 177.92 | 80.0907 | 6.5347 | 0 | 0 | 0 | 295.3845 | 10.371 | 5.0423 | 1.0166 | 10.1488 | 4.82 | 0.79434 | 0 | 0 | 0 | 0.22227 | 78.9838 | 51.6251 | 31.1514 | 52.1508 | 24.7922 | 4.3184 | 0 | 0 | 0 | 26.8329 | 383.9497 | 318.8078 | 269.7512 | 115.6204 | 50.4785 | 1.4219 | 0 | 0 | 0 | 268.3293 | 0.0003354 | 0.0001452 | 3.8e-06 | 0 | 0 | 0 | 0.0004082 | 5000000 | scaled
CB 171 | 113919.2177 | 38508.568 | 73239.22 | 2171.4297 | 33.8% | 64.29% | 1.906% | 49579.6666 | 105837.0461 | 961.1597 | 40526.3329 | 8092.174 | 2044.0659 | 86884.0666 | 16908.9136 | 171 | 0.040057 | 0.023907 | 0.0056396 | 2843899.4468 | 2093.7322 | 94037.6709 | 17787.8145 | 52268.3007 | 2347573.0057 | 444058.1393 | 2691288.2246 | 52173.7618 | 2199854.2932 | 439260.167 | 1433110.7876 | 27678.1428 | 1176473.6235 | 228959.0208 |  | 1435 | CB 171 | 113919.2177 | 64339.5511 | 8082.1716 | 38508.568 | 21555.5763 | 660.4452 | 73239.22 | 40612.5451 | 5250.2967 | 2171.4297 | 2093.7322 | 1132.5726 | 49.6663 | 1999.6812 | 1079.6916 | 41.4073 | 92.4171 | 51.2471 | 6.6251 | 1.6339 | 17787.8145 | 9695.6405 | 878.9009 | 11385.3654 | 6057.4873 | 236.8153 | 6205.1949 | 3440.899 | 444.8315 | 197.2542 | 94037.6709 | 53511.338 | 7153.6043 | 25123.5214 | 14418.3974 | 382.2226 | 66941.608 | 37120.399 | 4798.8401 | 1972.5416 | 0.012629 | 0.0070182 | 0.0001782 | 0.024408 | 0.013868 | 0.0024408 | 0.0030206 | 5000000 | scaled
CB 172 | 28309.7511 | 19944.7392 | 5320.4521 | 3044.5597 | 70.45% | 18.79% | 10.75% | 13482.4598 | 24676.4559 | 686.6407 | 8470.1716 | 4325.6476 | 1165.4133 | 16055.9418 | 7455.1008 | 172 | 0.048261 | 0.026886 | 0.0069476 | 586596.8614 | 1178.9491 | 19275.4764 | 7855.3256 | 24428.6099 | 399400.6827 | 162767.5688 | 551491.5424 | 28086.6059 | 346467.0428 | 176937.8936 | 522956.8871 | 24698.0725 | 340266.259 | 157992.5555 |  | 1436 | CB 172 | 28309.7511 | 14827.2913 | 3633.2953 | 19944.7392 | 8833.5383 | 207.2801 | 5320.4521 | 2949.1933 | 381.4554 | 3044.5597 | 1178.9491 | 492.3084 | 13.5359 | 1160.4656 | 481.0418 | 10.084 | 16.1926 | 8.9757 | 1.1609 | 2.2909 | 7855.3256 | 3529.6781 | 400.2248 | 6639.645 | 2732.5473 | 56.3244 | 939.1108 | 520.5609 | 67.3305 | 276.5699 | 19275.4764 | 10805.3048 | 3219.5346 | 12144.6286 | 5619.9492 | 140.8718 | 4365.1488 | 2419.6567 | 312.9639 | 2765.6989 | 0.019483 | 0.0086898 | 0.000221 | 0.024501 | 0.01392 | 0.0024502 | 0.0042764 | 5000000 | scaled
CB 175 | 1236507.461 | 1040412.879 | 193584.9974 | 2509.5847 | 84.14% | 15.66% | 0.203% | 514966.1897 | 1191010.9154 | 34275.2603 | 96749.2029 | 383941.7265 | 80554.9852 | 206421.5451 | 904034.3852 | 175 | 0.16723 | 0.096609 | 0.01922 | 7393964.4386 | 82501.1909 | 225708.3376 | 928297.9326 | 493333.7572 | 1349671.9384 | 5550958.7435 | 7468706.4226 | 497104.2016 | 1403182.2041 | 5568420.0166 | 2367121.3411 | 160102.1637 | 410260.5933 | 1796758.5843 |  | 1437 | CB 175 | 1236507.461 | 721541.2713 | 45496.5456 | 1040412.879 | 609649.9183 | 24978.3731 | 193584.9974 | 109381.7683 | 18008.5878 | 2509.5847 | 82501.1909 | 48225.9306 | 1946.2057 | 82175.7595 | 48041.23 | 1914.2192 | 323.543 | 182.8122 | 30.0982 | 1.8884 | 928297.9326 | 544356.2061 | 24263.5474 | 910994.8453 | 534480.2429 | 22447.1322 | 17075.1149 | 9647.9907 | 1588.4429 | 227.9724 | 225708.3376 | 128959.1347 | 19286.7925 | 47242.2742 | 27128.4454 | 617.0217 | 176186.3395 | 99550.9653 | 16390.0468 | 2279.7239 | 0.0075652 | 0.004353 | 0.000111 | 0.15618 | 0.088764 | 0.015618 | 0.0034916 | 5000000 | scaled
CB 176 | 15554.4177 | 720.3462 | 14757.9596 | 76.1119 | 4.631% | 94.88% | 0.4893% | 2268.2934 | 4269.2969 | 36.5857 | 1785.1617 | 446.546 | 43.766 | 3593.2361 | 632.2948 | 176 | 0.032585 | 0.032573 | 0.032448 | 477354.8772 | 54.6907 | 13908.8195 | 1590.9075 | 1678.4227 | 426852.546 | 48823.9086 | 407887.6481 | 6578.8975 | 321010.24 | 80298.5116 | 347788.808 | 3565.2977 | 292715.0132 | 51508.4969 |  | 1438 | CB 176 | 15554.4177 | 13286.1244 | 11285.1208 | 720.3462 | 168.4449 | 2.3449 | 14757.9596 | 13041.5676 | 11206.664 | 76.1119 | 54.6907 | 18.105 | 10.9248 | 40.3222 | 5.4009 | 0 | 14.3113 | 12.6469 | 10.8675 | 0.057272 | 1590.9075 | 1144.3616 | 958.6127 | 330.7097 | 29.9242 | 0 | 1253.2838 | 1107.5234 | 951.6986 | 6.9141 | 13908.8195 | 12123.6578 | 10315.5834 | 349.3143 | 133.1199 | 2.3449 | 13490.3646 | 11921.3973 | 10244.0978 | 69.1406 | 0.0001398 | 0.0001282 | 3.4e-06 | 0.032346 | 0.032346 | 0.032346 | 9.9e-05 | 5000000 | scaled
CB 178 | 644514.0314 | 642158.1693 | 0 | 2355.8621 | 99.63% | 0% | 0.3655% | 156838.2861 | 632336.075 | 20201.7955 | 13848.1902 | 122788.3004 | 82220.5058 | 49784.8246 | 500330.7445 | 178 | 0.013511 | 0.010937 | 0.0035546 | 47701498.838 | 83513.1494 | 52868.5752 | 508132.3068 | 6180939.7516 | 3912886.5403 | 37607672.5432 | 44591165.9291 | 5743633.3765 | 3937220.717 | 34910311.8469 | 3425970.9644 | 445467.3343 | 269732.1412 | 2710771.4887 |  | 1439 | CB 178 | 644514.0314 | 487675.7453 | 12177.9564 | 642158.1693 | 485319.8832 | 9822.0943 | 0 | 0 | 0 | 2355.8621 | 83513.1494 | 63311.3539 | 1292.6435 | 83511.3767 | 63309.5812 | 1290.8708 | 0 | 0 | 0 | 1.7727 | 508132.3068 | 385344.0064 | 7801.5623 | 507918.2987 | 385129.9983 | 7587.5541 | 0 | 0 | 0 | 214.0081 | 52868.5752 | 39020.3849 | 3083.7506 | 50728.4939 | 36880.3037 | 943.6694 | 0 | 0 | 0 | 2140.0813 | 0.010148 | 0.0075734 | 0.0001914 | 0 | 0 | 0 | 0.0033632 | 5000000 | scaled
CB 180 | 7712.1587 | 7002.464 | 0 | 709.6947 | 90.8% | 0% | 9.202% | 3228.9272 | 6906.2672 | 24.0049 | 3081.3163 | 123.606 | 49.5951 | 6601.031 | 255.641 | 180 | 0.0030172 | 0.0020362 | 0.001023 | 2556064.7978 | 51.094 | 7335.9747 | 325.09 | 16934.2514 | 2431384.9579 | 107745.5886 | 2201763.8272 | 16368.648 | 2101109.8707 | 84285.3082 | 787772.78 | 5657.1362 | 752955.5991 | 29160.0447 |  | 1440 | CB 180 | 7712.1587 | 4483.2315 | 805.8916 | 7002.464 | 3773.5368 | 96.1969 | 0 | 0 | 0 | 709.6947 | 51.094 | 27.0891 | 1.4989 | 50.56 | 26.5551 | 0.96487 | 0 | 0 | 0 | 0.53402 | 325.09 | 201.484 | 69.4489 | 260.6208 | 137.0149 | 4.9798 | 0 | 0 | 0 | 64.4691 | 7335.9747 | 4254.6584 | 734.9437 | 6691.2832 | 3609.9669 | 90.2522 | 0 | 0 | 0 | 644.6915 | 0.0020204 | 0.0010394 | 2.62e-05 | 0 | 0 | 0 | 0.0009968 | 5000000 | scaled
CB 181 | 2833.5148 | 2332.6121 | 0 | 500.9027 | 82.32% | 0% | 17.68% | 1382.3931 | 2309.9021 | 27.5249 | 1212.5004 | 142.3677 | 35.8799 | 2088.4537 | 185.5685 | 181 | 0.0024946 | 0.0014936 | 0.0007482 | 1135859.3602 | 36.3805 | 2565.4218 | 231.7124 | 14583.7105 | 1028390.0525 | 92885.5972 | 971559.7543 | 19344.8062 | 852157.4742 | 100057.4742 | 699829.8355 | 10870.5011 | 632737.7323 | 56221.6021 |  | 1441 | CB 181 | 2833.5148 | 1451.1216 | 523.6127 | 2332.6121 | 950.219 | 22.71 | 0 | 0 | 0 | 500.9027 | 36.3805 | 8.8556 | 0.50067 | 36.0036 | 8.4787 | 0.12376 | 0 | 0 | 0 | 0.37691 | 231.7124 | 89.3447 | 46.1439 | 186.2101 | 43.8423 | 0.64154 | 0 | 0 | 0 | 45.5023 | 2565.4218 | 1352.9214 | 476.9681 | 2110.3984 | 897.898 | 21.9447 | 0 | 0 | 0 | 455.0234 | 0.0017656 | 0.0007646 | 1.92e-05 | 0 | 0 | 0 | 0.000729 | 5000000 | scaled
CB 183 | 128802.1053 | 29181.678 | 97598.2373 | 2022.1901 | 22.66% | 75.77% | 1.57% | 60773.1625 | 120071.4198 | 650.6266 | 51654.6128 | 8467.9231 | 1058.3117 | 103215.912 | 15797.196 | 183 | 0.022326 | 0.013339 | 0.004343 | 5769204.4764 | 1073.9502 | 110977.3184 | 16750.8367 | 48103.5488 | 4970810.3808 | 750290.5482 | 5100156.1468 | 54601.357 | 4334916.6015 | 710638.1906 | 2010289.096 | 17718.7254 | 1728086.6913 | 264483.6798 |  | 1442 | CB 183 | 128802.1053 | 68028.9428 | 8730.6855 | 29181.678 | 12027.3476 | 200.6491 | 97598.2373 | 53979.4051 | 6507.8464 | 2022.1901 | 1073.9502 | 423.3236 | 15.6385 | 919.5386 | 337.242 | 3.9222 | 152.89 | 84.56 | 10.1947 | 1.5216 | 16750.8367 | 8282.9136 | 953.6407 | 5326.7096 | 1882.3857 | 20.4322 | 11240.43 | 6216.8307 | 749.5114 | 183.6971 | 110977.3184 | 59322.7056 | 7761.4064 | 22935.4298 | 9807.72 | 176.2948 | 86204.9173 | 47678.0143 | 5748.1403 | 1836.9713 | 0.0054056 | 0.002471 | 6.26e-05 | 0.014044 | 0.0079916 | 0.0014044 | 0.002876 | 5000000 | scaled
CB 184 | 52486.6198 | 379.5662 | 51756.426 | 350.6275 | 0.7232% | 98.61% | 0.668% | 23331.0531 | 48680.1037 | 38.3564 | 18529.5848 | 4763.1119 | 80.5509 | 38644.9003 | 9954.6525 | 184 | 0.015821 | 0.0091524 | 0.0019298 | 3317528.5867 | 86.495 | 41702.6621 | 10697.4627 | 5467.1021 | 2635905.5723 | 676155.9124 | 3185565.172 | 5237.0854 | 2529984.3858 | 650343.7007 | 1972492.5345 | 3263.8793 | 1565871.301 | 403357.3542 |  | 1443 | CB 184 | 52486.6198 | 29155.5667 | 3806.5161 | 379.5662 | 166.1438 | 4.0907 | 51756.426 | 28638.7954 | 3451.7979 | 350.6275 | 86.495 | 48.1387 | 5.9442 | 1.0602 | 0.74648 | 0 | 85.171 | 47.1283 | 5.6803 | 0.26384 | 10697.4627 | 5934.3508 | 742.8101 | 5.4659 | 3.8363 | 0.00047 | 10660.1455 | 5898.6632 | 710.9584 | 31.8512 | 41702.6621 | 23173.0772 | 3057.7618 | 373.0401 | 161.561 | 4.0902 | 41011.1095 | 22693.0038 | 2735.1591 | 318.5124 | 0.0012086 | 0.0006172 | 1.58e-05 | 0.014109 | 0.0080322 | 0.001411 | 0.000503 | 5000000 | scaled
CB 185 | 396850.6102 | 317222.1204 | 76572.0643 | 3056.4256 | 79.93% | 19.29% | 0.7702% | 143149.3318 | 383676.6371 | 8145.4586 | 31516.7709 | 103487.1023 | 23063.0911 | 65278.7358 | 295334.8102 | 185 | 0.027797 | 0.017627 | 0.0058304 | 14276845.1836 | 23436.807 | 72544.207 | 300869.5962 | 843147.6659 | 2609804.257 | 10823893.2611 | 14392928.8583 | 818983.9526 | 3168849.1751 | 10405095.7307 | 2259531.617 | 135822.1443 | 384436.6665 | 1739272.8063 |  | 1444 | CB 185 | 396850.6102 | 253701.2784 | 13173.9731 | 317222.1204 | 208288.0494 | 5011.508 | 76572.0643 | 42356.8035 | 5106.0396 | 3056.4256 | 23436.807 | 15291.3485 | 373.7159 | 23342.0335 | 15237.8956 | 365.2497 | 92.4737 | 51.153 | 6.1664 | 2.2999 | 300869.5962 | 197382.4939 | 5534.786 | 290931.1352 | 191760.8454 | 4612.9282 | 9660.8132 | 5344.0007 | 644.2101 | 277.6478 | 72544.207 | 41027.436 | 7265.4712 | 2948.9517 | 1289.3084 | 33.3302 | 66818.7774 | 36961.6497 | 4455.6631 | 2776.4779 | 0.0094568 | 0.0053412 | 0.000136 | 0.014051 | 0.0079962 | 0.001405 | 0.0042894 | 5000000 | scaled
CB 186 | 92389.4366 | 89279.1193 | 0 | 3110.3173 | 96.63% | 0% | 3.367% | 43344.9072 | 88359.6047 | 3085.9453 | 28501.571 | 11757.3908 | 5818.768 | 60744.2357 | 21796.601 | 186 | 0.015082 | 0.0099626 | 0.004511 | 6125645.5591 | 5870.3899 | 64267.9684 | 22251.0783 | 389221.2076 | 4261123.4518 | 1475300.8997 | 4922864.4541 | 350483.859 | 3237043.9832 | 1335336.612 | 893334.4975 | 58828.9886 | 614137.2122 | 220368.2967 |  | 1445 | CB 186 | 92389.4366 | 49044.5294 | 4029.8319 | 89279.1193 | 45934.2121 | 919.5146 | 0 | 0 | 0 | 3110.3173 | 5870.3899 | 2784.4447 | 51.622 | 5868.0495 | 2782.1042 | 49.2815 | 0 | 0 | 0 | 2.3404 | 22251.0783 | 10493.6874 | 454.4773 | 21968.5349 | 10211.1441 | 171.934 | 0 | 0 | 0 | 282.5434 | 64267.9684 | 35766.3973 | 3523.7326 | 61442.5348 | 32940.9638 | 698.2991 | 0 | 0 | 0 | 2825.4336 | 0.010714 | 0.005594 | 0.0001424 | 0 | 0 | 0 | 0.0043686 | 5000000 | scaled
CB 187 | 43460.5328 | 39336.1542 | 0 | 4124.3786 | 90.51% | 0% | 9.49% | 20237.7912 | 38922.6059 | 1014.1321 | 13728.8343 | 5494.8249 | 1818.4129 | 27390.6165 | 9713.5766 | 187 | 0.017469 | 0.011506 | 0.0060082 | 2487809.1291 | 1836.3139 | 31460.9751 | 10163.2439 | 105116.0232 | 1800919.0402 | 581774.0655 | 2018350.8822 | 101141.1953 | 1369201.0387 | 548008.6476 | 755288.9206 | 35286.1033 | 531511.9235 | 188490.8938 |  | 1446 | CB 187 | 43460.5328 | 23222.7416 | 4537.9269 | 39336.1542 | 19098.363 | 413.5483 | 0 | 0 | 0 | 4124.3786 | 1836.3139 | 822.1818 | 17.901 | 1833.2104 | 819.0783 | 14.7975 | 0 | 0 | 0 | 3.1035 | 10163.2439 | 4668.419 | 449.6673 | 9788.5825 | 4293.7576 | 75.0059 | 0 | 0 | 0 | 374.6614 | 31460.9751 | 17732.1408 | 4070.3586 | 27714.3613 | 13985.5271 | 323.7449 | 0 | 0 | 0 | 3746.6137 | 0.011605 | 0.0056412 | 0.0001436 | 0 | 0 | 0 | 0.0058646 | 5000000 | scaled
CB 188 | 378367.0116 | 371687.2126 | 0 | 6679.799 | 98.23% | 0% | 1.765% | 191997.6794 | 365429.5228 | 22349.2792 | 23785.124 | 145863.2762 | 42137.313 | 50857.1198 | 272435.09 | 188 | 0.035993 | 0.022269 | 0.0097826 | 10512238.8131 | 42858.4281 | 57611.6597 | 277896.9237 | 1190743.4259 | 1600635.1163 | 7720860.2701 | 8368928.0351 | 974175.8842 | 1036762.4829 | 6357989.6658 | 1322500.0337 | 152496.157 | 184053.3903 | 985950.4863 |  | 1447 | CB 188 | 378367.0116 | 186369.3322 | 12937.4888 | 371687.2126 | 179689.5332 | 6257.6898 | 0 | 0 | 0 | 6679.799 | 42858.4281 | 20509.1489 | 721.1151 | 42853.4018 | 20504.1226 | 716.0888 | 0 | 0 | 0 | 5.0263 | 277896.9237 | 132033.6475 | 5461.8337 | 277290.1262 | 131426.85 | 4855.0362 | 0 | 0 | 0 | 606.7975 | 57611.6597 | 33826.5358 | 6754.54 | 51543.6846 | 27758.5606 | 686.5648 | 0 | 0 | 0 | 6067.9751 | 0.026561 | 0.012837 | 0.0003506 | 0 | 0 | 0 | 0.009432 | 5000000 | scaled
CB 189 | 36550.2685 | 35325.0943 | 0 | 1225.1742 | 96.65% | 0% | 3.352% | 17696.9979 | 34892.2445 | 1125.2096 | 8879.0153 | 7692.773 | 2077.6498 | 18927.0181 | 13887.5766 | 189 | 0.0052996 | 0.0035338 | 0.001781 | 6896797.5904 | 2100.8683 | 20306.1378 | 14143.2624 | 396420.1593 | 3831635.9367 | 2668741.4956 | 5335126.6597 | 339217.7519 | 2676763.1278 | 2319145.7816 | 930951.1471 | 55433.2484 | 504986.9818 | 370530.917 |  | 1448 | CB 189 | 36550.2685 | 18853.2706 | 1658.024 | 35325.0943 | 17628.0964 | 432.8498 | 0 | 0 | 0 | 1225.1742 | 2100.8683 | 975.6587 | 23.2185 | 2099.9464 | 974.7368 | 22.2966 | 0 | 0 | 0 | 0.9219 | 14143.2624 | 6450.4895 | 255.6858 | 14031.9668 | 6339.1938 | 144.3902 | 0 | 0 | 0 | 111.2957 | 20306.1378 | 11427.1225 | 1379.1197 | 19193.1812 | 10314.1658 | 266.1631 | 0 | 0 | 0 | 1112.9566 | 0.003564 | 0.0017982 | 4.54e-05 | 0 | 0 | 0 | 0.0017356 | 5000000 | scaled
CB 190 | 50749.6999 | 49708.4733 | 0 | 1041.2266 | 97.95% | 0% | 2.052% | 26393.8954 | 49370.2317 | 1324.3557 | 20855.5735 | 4213.9662 | 2495.2574 | 38912.1928 | 7962.7815 | 190 | 0.0045876 | 0.0029002 | 0.001491 | 11062363.7349 | 2504.3586 | 40163.0937 | 8082.2476 | 545897.3317 | 8754706.9622 | 1761759.4413 | 8397974.0983 | 421381.7148 | 6635798.2898 | 1340794.0937 | 925196.5936 | 46761.0462 | 729213.2724 | 149222.275 |  | 1449 | CB 190 | 50749.6999 | 24355.8045 | 1379.4681 | 49708.4733 | 23314.5779 | 338.2416 | 0 | 0 | 0 | 1041.2266 | 2504.3586 | 1180.0029 | 9.1012 | 2503.5751 | 1179.2194 | 8.3177 | 0 | 0 | 0 | 0.78349 | 8082.2476 | 3868.2814 | 119.4661 | 7987.6619 | 3773.6957 | 24.8804 | 0 | 0 | 0 | 94.5857 | 40163.0937 | 19307.5202 | 1250.9008 | 39217.2363 | 18361.6628 | 305.0435 | 0 | 0 | 0 | 945.8573 | 0.0031326 | 0.0014452 | 3.6e-05 | 0 | 0 | 0 | 0.001455 | 5000000 | scaled
CB 191 | 11195.0038 | 8965.4141 | 0 | 2229.5897 | 80.08% | 0% | 19.92% | 5108.6154 | 8914.8707 | 302.0266 | 3548.5558 | 1258.033 | 530.9381 | 6174.9104 | 2209.0222 | 191 | 0.009482 | 0.0058838 | 0.0032064 | 1180658.4898 | 532.9005 | 8249.4369 | 2412.6664 | 56201.2736 | 870010.224 | 254446.9926 | 1034431.5521 | 61156.6573 | 718538.738 | 254736.1577 | 711119.341 | 42351.7471 | 492558.822 | 176208.7723 |  | 1450 | CB 191 | 11195.0038 | 6086.3884 | 2280.1331 | 8965.4141 | 3856.7986 | 50.5433 | 0 | 0 | 0 | 2229.5897 | 532.9005 | 230.8739 | 1.9624 | 531.2228 | 229.1962 | 0.28468 | 0 | 0 | 0 | 1.6777 | 2412.6664 | 1154.6333 | 203.6442 | 2210.1289 | 952.0959 | 1.1067 | 0 | 0 | 0 | 202.5375 | 8249.4369 | 4700.8811 | 2074.5265 | 6224.0624 | 2675.5066 | 49.1519 | 0 | 0 | 0 | 2025.3746 | 0.0063464 | 0.0027482 | 7.08e-05 | 0 | 0 | 0 | 0.0031356 | 5000000 | scaled
CB 192 | 109581.6433 | 106715.6914 | 0 | 2865.9519 | 97.38% | 0% | 2.615% | 43731.7574 | 105113.8352 | 3278.1851 | 24407.2897 | 16046.2827 | 7173.9033 | 63567.1127 | 34372.8192 | 192 | 0.015026 | 0.0099672 | 0.004102 | 7292704.962 | 7278.4905 | 67187.6522 | 35115.5006 | 484386.6381 | 4471366.8273 | 2336951.4967 | 6606658.4256 | 495243.0545 | 3687266.0857 | 2424149.2851 | 1089177.9944 | 74335.1969 | 658675.4271 | 356167.3704 |  | 1451 | CB 192 | 109581.6433 | 65849.8859 | 4467.8081 | 106715.6914 | 62983.9339 | 1601.8562 | 0 | 0 | 0 | 2865.9519 | 7278.4905 | 4000.3054 | 104.5872 | 7276.334 | 3998.1489 | 102.4306 | 0 | 0 | 0 | 2.1565 | 35115.5006 | 19069.2179 | 742.6814 | 34855.1555 | 18808.8729 | 482.3364 | 0 | 0 | 0 | 260.345 | 67187.6522 | 42780.3625 | 3620.5396 | 64584.2018 | 40176.9122 | 1017.0892 | 0 | 0 | 0 | 2603.4504 | 0.011077 | 0.006018 | 0.0001528 | 0 | 0 | 0 | 0.0039492 | 5000000 | scaled
CB 194 | 41364.7637 | 37335.206 | 0 | 4029.5577 | 90.26% | 0% | 9.742% | 19917.8797 | 37162.3257 | 1161.9723 | 11123.4301 | 7632.4773 | 2183.4071 | 20261.2179 | 14717.7007 | 194 | 0.018044 | 0.011028 | 0.005806 | 2292438.6882 | 2192.442 | 24056.3964 | 15115.9252 | 121505.3223 | 1333207.5161 | 837725.8501 | 1944836.9555 | 113458.1948 | 1086122.5349 | 745256.2266 | 723809.5141 | 42526.1544 | 394627.14 | 286656.2198 |  | 1452 | CB 194 | 41364.7637 | 21446.884 | 4202.438 | 37335.206 | 17417.3263 | 172.8804 | 0 | 0 | 0 | 4029.5577 | 2192.442 | 1030.4697 | 9.035 | 2189.4099 | 1027.4376 | 6.0029 | 0 | 0 | 0 | 3.0321 | 15115.9252 | 7483.448 | 398.2245 | 14749.8775 | 7117.4002 | 32.1768 | 0 | 0 | 0 | 366.0478 | 24056.3964 | 12932.9663 | 3795.1785 | 20395.9186 | 9272.4885 | 134.7007 | 0 | 0 | 0 | 3660.4778 | 0.012374 | 0.0053578 | 0.0001362 | 0 | 0 | 0 | 0.0056698 | 5000000 | scaled
CB 195 | 363249.5827 | 215997.1207 | 145060.2166 | 2192.2454 | 59.46% | 39.93% | 0.6035% | 171849.1241 | 349966.8421 | 8074.4176 | 64639.8949 | 99134.8115 | 16104.4469 | 137142.6428 | 196719.7524 | 195 | 0.029402 | 0.017427 | 0.0049318 | 12354419.459 | 16227.7262 | 148182.2612 | 198839.5953 | 551918.4223 | 5039801.5536 | 6762699.4837 | 10982857.7511 | 516035.1023 | 4131128.2486 | 6335694.4013 | 2693284.529 | 123937.0494 | 1055426.1537 | 1513921.3261 |  | 1453 | CB 195 | 363249.5827 | 191400.4586 | 13282.7406 | 215997.1207 | 108857.0852 | 1400.0234 | 145060.2166 | 80351.128 | 9690.4718 | 2192.2454 | 16227.7262 | 8153.3086 | 123.2793 | 16051.1203 | 8054.7479 | 109.9421 | 174.9563 | 96.9111 | 11.6876 | 1.6496 | 198839.5953 | 99704.7838 | 2119.8429 | 185855.0132 | 92423.5847 | 1066.5911 | 12785.4369 | 7082.054 | 854.1068 | 199.1451 | 148182.2612 | 83542.3663 | 11039.6184 | 14090.9872 | 8378.7526 | 223.4903 | 132099.8233 | 73172.163 | 8824.6774 | 1991.4507 | 0.0087992 | 0.0043676 | 0.0001108 | 0.017536 | 0.0099922 | 0.0017536 | 0.0030674 | 5000000 | scaled
CB 196 | 134469.9059 | 4225.1868 | 129822.9262 | 421.7929 | 3.142% | 96.54% | 0.3137% | 59053.6434 | 125320.2819 | 145.153 | 51495.3911 | 7413.0994 | 408.329 | 108765.9609 | 16145.992 | 196 | 0.019464 | 0.011365 | 0.002372 | 6908505.0605 | 423.2311 | 116793.6095 | 17253.0654 | 21743.8549 | 6000370.3942 | 886390.814 | 6635718.0278 | 16310.4938 | 5786415.122 | 832992.4185 | 3857345.7112 | 12568.3261 | 3347805.3719 | 496972.0147 |  | 1454 | CB 196 | 134469.9059 | 75416.2625 | 9149.624 | 4225.1868 | 3132.1998 | 57.6687 | 129822.9262 | 71862.2699 | 8670.1624 | 421.7929 | 423.2311 | 278.0781 | 14.9021 | 245.1868 | 179.3817 | 2.7153 | 177.727 | 98.3791 | 11.8694 | 0.31739 | 17253.0654 | 9839.966 | 1107.0734 | 1434.8528 | 1066.8354 | 14.9045 | 15779.8967 | 8734.8146 | 1053.8529 | 38.316 | 116793.6095 | 65298.2184 | 8027.6486 | 2545.1473 | 1885.9827 | 40.0489 | 113865.3026 | 63029.0762 | 7604.4401 | 383.1596 | 0.0012872 | 0.0007592 | 1.94e-05 | 0.017583 | 0.010012 | 0.0017582 | 0.0005944 | 5000000 | scaled
CB 197 | 1919.8274 | 1884.9509 | 0 | 34.8765 | 98.18% | 0% | 1.817% | 353.7626 | 1862.2359 | 9.039 | 299.9987 | 44.7249 | 78.5099 | 1352.6944 | 431.0317 | 197 | 0.000314 | 0.0002506 | 5.56e-05 | 6114100.0096 | 79.1201 | 1403.4956 | 437.2117 | 251974.9049 | 4469731.1274 | 1392393.979 | 6249261.0415 | 159674.589 | 5299515.5157 | 790070.9525 | 1035818.2755 | 43668.9946 | 752399.599 | 239749.6823 |  | 1455 | CB 197 | 1919.8274 | 1566.0648 | 57.5915 | 1884.9509 | 1531.1883 | 22.715 | 0 | 0 | 0 | 34.8765 | 79.1201 | 70.0811 | 0.61024 | 79.0939 | 70.0549 | 0.584 | 0 | 0 | 0 | 0.026243 | 437.2117 | 392.4868 | 6.1801 | 434.0435 | 389.3186 | 3.0118 | 0 | 0 | 0 | 3.1682 | 1403.4956 | 1103.4969 | 50.8012 | 1371.8135 | 1071.8148 | 19.1191 | 0 | 0 | 0 | 31.6821 | 0.0002634 | 0.0002 | 5e-06 | 0 | 0 | 0 | 5.06e-05 | 5000000 | scaled
CB 198 | 42398.8576 | 40401.1171 | 0 | 1997.7404 | 95.29% | 0% | 4.712% | 21619.4198 | 39780.3906 | 2262.0138 | 10780.8777 | 8576.5283 | 4315.7947 | 19038.2513 | 16426.3446 | 198 | 0.0090942 | 0.005698 | 0.0029462 | 4662186.62 | 4398.6541 | 21065.3912 | 16934.8123 | 483676.8607 | 2316354.5084 | 1862155.2506 | 3646794.9719 | 381559.7606 | 1818534.0296 | 1446701.1807 | 888760.7769 | 96422.1061 | 425346.5279 | 366992.1429 |  | 1456 | CB 198 | 42398.8576 | 20779.4378 | 2618.467 | 40401.1171 | 18781.6973 | 620.7266 | 0 | 0 | 0 | 1997.7404 | 4398.6541 | 2136.6403 | 82.8594 | 4397.1509 | 2135.137 | 81.3562 | 0 | 0 | 0 | 1.5032 | 16934.8123 | 8358.284 | 508.4677 | 16753.3362 | 8176.8079 | 326.9916 | 0 | 0 | 0 | 181.4761 | 21065.3912 | 10284.5135 | 2027.1399 | 19250.6301 | 8469.7524 | 212.3788 | 0 | 0 | 0 | 1814.7611 | 0.0062204 | 0.0028242 | 7.24e-05 | 0 | 0 | 0 | 0.0028738 | 5000000 | scaled
CB 199 | 86249.1877 | 82181.7891 | 0 | 4067.3986 | 95.28% | 0% | 4.716% | 44177.4536 | 81137.4907 | 7046.8582 | 1719.4498 | 35411.1456 | 12914.749 | 3087.7222 | 65135.0195 | 199 | 0.019491 | 0.011905 | 0.0058614 | 4425032.2027 | 13086.6038 | 6817.3593 | 66345.2246 | 671410.8803 | 349766.0134 | 3403855.3091 | 3534014.3547 | 563719.6384 | 137548.9003 | 2832745.8161 | 872094.8915 | 138812.3605 | 33187.9473 | 700094.5836 |  | 1457 | CB 199 | 86249.1877 | 42071.7341 | 5111.697 | 82181.7891 | 38004.3355 | 1044.2984 | 0 | 0 | 0 | 4067.3986 | 13086.6038 | 6039.7455 | 171.8548 | 13083.5432 | 6036.6849 | 168.7942 | 0 | 0 | 0 | 3.0606 | 66345.2246 | 30934.079 | 1210.2051 | 65975.7393 | 30564.5937 | 840.7198 | 0 | 0 | 0 | 369.4853 | 6817.3593 | 5097.9096 | 3729.6371 | 3122.5066 | 1403.0568 | 34.7844 | 0 | 0 | 0 | 3694.8527 | 0.013788 | 0.0062018 | 0.0001584 | 0 | 0 | 0 | 0.005703 | 5000000 | scaled
CB 200 | 1342655.85 | 401401.4798 | 931360.3809 | 9893.9897 | 29.9% | 69.37% | 0.7369% | 629662.5124 | 1276751.9501 | 13965.2713 | 463019.821 | 152677.4201 | 26604.2124 | 953959.973 | 296187.7647 | 200 | 0.060261 | 0.036849 | 0.015954 | 22280676.557 | 26946.0037 | 1012193.033 | 303516.8133 | 447154.9384 | 16796817.7262 | 5036703.8931 | 19348950.2513 | 429139.9512 | 14228173.5143 | 4691636.7861 | 4130818.2077 | 86075.5804 | 3086453.2658 | 958289.3617 |  | 1458 | CB 200 | 1342655.85 | 712993.3376 | 65903.8999 | 401401.4798 | 192369.6622 | 4320.2954 | 931360.3809 | 510729.6857 | 51689.6147 | 9893.9897 | 26946.0037 | 12980.7324 | 341.7913 | 26123.4232 | 12522.3677 | 281.0722 | 815.1357 | 450.9198 | 53.2742 | 7.4449 | 303516.8133 | 150839.3932 | 7329.0486 | 240813.2415 | 115793.4231 | 2477.3848 | 61804.795 | 34147.1932 | 3952.887 | 898.7768 | 1012193.033 | 549173.212 | 58233.06 | 134464.8151 | 64053.8713 | 1561.8385 | 868740.4502 | 476131.5726 | 47683.4535 | 8987.768 | 0.029303 | 0.013227 | 0.0003358 | 0.017044 | 0.0097086 | 0.0017044 | 0.013914 | 5000000 | scaled
CB 202 | 133986.1187 | 127451.4982 | 0 | 6534.6205 | 95.12% | 0% | 4.877% | 71349.113 | 125803.5611 | 5814.6596 | 481.507 | 65052.9464 | 10229.7942 | 858.8977 | 114714.8692 | 202 | 0.040966 | 0.023366 | 0.009653 | 3270634.4394 | 10371.4667 | 6804.8235 | 116809.8285 | 253170.0782 | 166107.4329 | 2851356.9291 | 2680713.0824 | 218467.1039 | 18091.0735 | 2444154.9061 | 847669.9077 | 68928.8017 | 5787.2901 | 772953.8161 |  | 1459 | CB 202 | 133986.1187 | 62637.0057 | 8182.5576 | 127451.4982 | 56102.3852 | 1647.9371 | 0 | 0 | 0 | 6534.6205 | 10371.4667 | 4556.8071 | 141.6725 | 10366.5496 | 4551.89 | 136.7554 | 0 | 0 | 0 | 4.9171 | 116809.8285 | 51756.8821 | 2094.9593 | 116216.2191 | 51163.2727 | 1501.3499 | 0 | 0 | 0 | 593.6094 | 6804.8235 | 6323.3166 | 5945.9259 | 868.7295 | 387.2225 | 9.8318 | 0 | 0 | 0 | 5936.094 | 0.031671 | 0.01407 | 0.0003576 | 0 | 0 | 0 | 0.0092954 | 5000000 | scaled
CB 203 | 195751.9979 | 18759.6424 | 172711.1656 | 4281.1899 | 9.583% | 88.23% | 2.187% | 87323.0715 | 179672.1155 | 365.0405 | 78736.5466 | 8221.4845 | 673.1727 | 162298.5963 | 16700.3466 | 203 | 0.03541 | 0.021228 | 0.0079226 | 5528124.6053 | 698.4295 | 176910.5454 | 18143.023 | 19723.9645 | 4996033.4988 | 512367.1425 | 5107922.0637 | 21352.8714 | 4605657.3193 | 480911.8738 | 2029621.8905 | 7604.3297 | 1833366.2006 | 188651.3604 |  | 1460 | CB 203 | 195751.9979 | 108428.9264 | 16079.8824 | 18759.6424 | 8468.599 | 259.7337 | 172711.1656 | 95679.1375 | 11538.9589 | 4281.1899 | 698.4295 | 333.389 | 25.2568 | 491.2762 | 217.1927 | 8.4105 | 203.9319 | 112.9749 | 13.6248 | 3.2215 | 18143.023 | 9921.5385 | 1442.6764 | 2688.0801 | 1186.2964 | 47.1973 | 15066.0367 | 8346.3359 | 1006.5729 | 388.9062 | 176910.5454 | 98173.9988 | 14611.9491 | 15580.2861 | 7065.1099 | 204.1258 | 157441.197 | 87219.8267 | 10518.7611 | 3889.0622 | 0.011784 | 0.0051698 | 0.0001322 | 0.017595 | 0.010027 | 0.0017596 | 0.0060308 | 5000000 | scaled
CB 204 | 1059531.391 | 856339.2182 | 195075.178 | 8116.995 | 80.82% | 18.41% | 0.7661% | 495310.1619 | 1026735.3674 | 30463.3907 | 94318.7268 | 370528.0445 | 63068.1704 | 200781.0765 | 762886.1205 | 204 | 0.068524 | 0.041486 | 0.01372 | 15462194.1364 | 63955.2641 | 220552.5125 | 775023.6145 | 933326.4856 | 3218617.0174 | 11310250.6348 | 13600214.7485 | 836463.0648 | 2589801.3769 | 10173950.3107 | 2390345.8864 | 146829.2089 | 467439.0652 | 1776077.6125 |  | 1461 | CB 204 | 1059531.391 | 564221.2291 | 32796.0236 | 856339.2182 | 448022.261 | 11651.2181 | 195075.178 | 108081.9731 | 13027.8105 | 8116.995 | 63955.2641 | 33491.8734 | 887.0937 | 63699.9551 | 33347.6949 | 864.3433 | 249.2012 | 138.0707 | 16.6425 | 6.1078 | 775023.6145 | 404495.57 | 12137.494 | 757391.8941 | 394397.8431 | 10271.875 | 16894.367 | 9360.3735 | 1128.2656 | 737.3534 | 220552.5125 | 126233.7857 | 19771.436 | 35247.3689 | 20276.7229 | 514.9998 | 177931.6097 | 98583.529 | 11882.9024 | 7373.5338 | 0.03949 | 0.020013 | 0.0005082 | 0.01758 | 0.01002 | 0.001758 | 0.011454 | 5000000 | scaled
CB 205 | 38779.159 | 34831.8038 | 0 | 3947.3552 | 89.82% | 0% | 10.18% | 19892.4308 | 34402.9453 | 741.1839 | 15130.0308 | 4021.2161 | 1191.4438 | 26797.8783 | 6413.6232 | 205 | 0.016219 | 0.010242 | 0.0056514 | 2391000.5056 | 1209.7601 | 30713.6118 | 6855.7871 | 74589.9883 | 1893704.3326 | 422706.1847 | 1844010.8785 | 68707.097 | 1402540.5792 | 372763.2025 | 774359.2191 | 26817.63 | 603180.4529 | 144361.1363 |  | 1462 | CB 205 | 38779.159 | 18886.7282 | 4376.2137 | 34831.8038 | 14939.373 | 428.8585 | 0 | 0 | 0 | 3947.3552 | 1209.7601 | 468.5762 | 18.3163 | 1206.7898 | 465.6059 | 15.3461 | 0 | 0 | 0 | 2.9703 | 6855.7871 | 2834.571 | 442.1638 | 6497.2066 | 2475.9905 | 83.5834 | 0 | 0 | 0 | 358.5805 | 30713.6118 | 15583.581 | 3915.7335 | 27127.8073 | 11997.7765 | 329.929 | 0 | 0 | 0 | 3585.8045 | 0.010687 | 0.00471 | 0.0001192 | 0 | 0 | 0 | 0.0055322 | 5000000 | scaled
CB 206 | 15008.3863 | 12960.2699 | 0 | 2048.1163 | 86.35% | 0% | 13.65% | 6623.3398 | 12796.1876 | 68.4419 | 6203.411 | 351.4869 | 125.7051 | 12024.7775 | 645.705 | 206 | 0.0084374 | 0.00548 | 0.0029592 | 1778792.7881 | 129.8471 | 14033.3908 | 845.1484 | 15389.4639 | 1663236.3939 | 100166.9292 | 1530117.9624 | 15811.3749 | 1433106.3928 | 81200.193 | 747566.4599 | 7343.8216 | 702499.8892 | 37722.7485 |  | 1463 | CB 206 | 15008.3863 | 8385.0464 | 2212.1987 | 12960.2699 | 6336.9301 | 164.0823 | 0 | 0 | 0 | 2048.1163 | 129.8471 | 61.4052 | 4.142 | 128.3059 | 59.8641 | 2.6008 | 0 | 0 | 0 | 1.5411 | 845.1484 | 493.6615 | 199.4435 | 659.0962 | 307.6092 | 13.3912 | 0 | 0 | 0 | 186.0523 | 14033.3908 | 7829.9797 | 2008.6132 | 12172.8679 | 5969.4568 | 148.0903 | 0 | 0 | 0 | 1860.5229 | 0.0055436 | 0.0025862 | 6.54e-05 | 0 | 0 | 0 | 0.0028938 | 5000000 | scaled
CB 207 | 36129.9667 | 34171.1952 | 0 | 1958.7715 | 94.58% | 0% | 5.421% | 15713.7387 | 33664.2797 | 290.2932 | 13917.7972 | 1505.6483 | 645.3915 | 29663.6979 | 3355.1903 | 207 | 0.0090126 | 0.0058732 | 0.0028268 | 4008828.388 | 658.8848 | 31874.8507 | 3596.2313 | 73107.0676 | 3536698.6941 | 399022.6271 | 3476167.6854 | 64218.1944 | 3078872.4376 | 333077.0559 | 872253.7997 | 16722.3307 | 768597.2625 | 86934.2067 |  | 1464 | CB 207 | 36129.9667 | 20416.2281 | 2465.687 | 34171.1952 | 18457.4565 | 506.9155 | 0 | 0 | 0 | 1958.7715 | 658.8848 | 368.5915 | 13.4932 | 657.4108 | 367.1176 | 12.0193 | 0 | 0 | 0 | 1.4739 | 3596.2313 | 2090.5831 | 241.0411 | 3418.2952 | 1912.6469 | 63.1049 | 0 | 0 | 0 | 177.9361 | 31874.8507 | 17957.0534 | 2211.1527 | 30095.4892 | 16177.692 | 431.7913 | 0 | 0 | 0 | 1779.3615 | 0.006265 | 0.0031256 | 7.92e-05 | 0 | 0 | 0 | 0.0027476 | 5000000 | scaled
CB 208 | 7991.1701 | 7493.7351 | 0 | 497.4349 | 93.78% | 0% | 6.225% | 3812.321 | 7381.8976 | 37.0696 | 3584.947 | 190.3044 | 71.7036 | 6942.0762 | 368.1179 | 208 | 0.0017112 | 0.0011946 | 0.0007106 | 4669921.7339 | 74.3055 | 7492.0129 | 424.8516 | 43423.0335 | 4378221.676 | 248277.0243 | 3498115.7609 | 34014.4287 | 3289481.5519 | 174619.7804 | 857405.6255 | 8328.3502 | 806320.4756 | 42756.7997 |  | 1465 | CB 208 | 7991.1701 | 4178.8491 | 609.2724 | 7493.7351 | 3681.4141 | 111.8375 | 0 | 0 | 0 | 497.4349 | 74.3055 | 37.2358 | 2.6019 | 73.9312 | 36.8615 | 2.2276 | 0 | 0 | 0 | 0.3743 | 424.8516 | 234.5473 | 56.7338 | 379.6643 | 189.36 | 11.5465 | 0 | 0 | 0 | 45.1873 | 7492.0129 | 3907.0659 | 549.9367 | 7040.1396 | 3455.1926 | 98.0634 | 0 | 0 | 0 | 451.8733 | 0.0010132 | 0.0004966 | 1.26e-05 | 0 | 0 | 0 | 0.000698 | 5000000 | scaled
CB 209 | 2997.7049 | 2851.3112 | 0 | 146.3937 | 95.12% | 0% | 4.884% | 1610.1046 | 2820.4772 | 5.1364 | 1578.6919 | 26.2762 | 10.4715 | 2756.4225 | 53.5833 | 209 | 0.000675 | 0.0004108 | 0.0002142 | 4441044.3333 | 10.5816 | 2920.2415 | 66.8818 | 15676.5154 | 4326283.723 | 99084.095 | 3377800.2313 | 10775.6253 | 3311900.359 | 55124.247 | 827393.5112 | 3071.8362 | 808602.9013 | 15718.7737 |  | 1466 | CB 209 | 2997.7049 | 1387.6003 | 177.2277 | 2851.3112 | 1241.2067 | 30.834 | 0 | 0 | 0 | 146.3937 | 10.5816 | 5.4452 | 0.11016 | 10.4715 | 5.335 | 0 | 0 | 0 | 0 | 0.11016 | 66.8818 | 40.6055 | 13.2985 | 53.5833 | 27.307 | 0 | 0 | 0 | 0 | 13.2985 | 2920.2415 | 1341.5496 | 163.819 | 2787.2565 | 1208.5646 | 30.834 | 0 | 0 | 0 | 132.985 | 0.000466 | 0.0002018 | 5.2e-06 | 0 | 0 | 0 | 0.000209 | 5000000 | scaled
CB 210 | 1953.1606 | 1879.1531 | 0 | 74.0074 | 96.21% | 0% | 3.789% | 412.9542 | 1878.7134 | 14.4251 | 31.209 | 367.3201 | 75.0326 | 51.5958 | 1752.085 | 210 | 0.0002002 | 0.0001434 | 0.0001012 | 9756046.8332 | 75.0883 | 119.2644 | 1758.8079 | 375066.2381 | 595726.4665 | 8785254.1259 | 10740630.4603 | 375187.2656 | 811722.1174 | 9553721.0782 | 735644.2224 | 29380.3616 | 20203.2766 | 686060.584 |  | 1467 | CB 210 | 1953.1606 | 1540.2064 | 74.4472 | 1879.1531 | 1466.199 | 0.43975 | 0 | 0 | 0 | 74.0074 | 75.0883 | 60.6631 | 0.055688 | 75.0326 | 60.6074 | 0 | 0 | 0 | 0 | 0.055688 | 1758.8079 | 1391.4878 | 6.7229 | 1752.085 | 1384.7649 | 0 | 0 | 0 | 0 | 6.7229 | 119.2644 | 88.0555 | 67.6686 | 52.0356 | 20.8266 | 0.43975 | 0 | 0 | 0 | 67.2289 | 0.0001002 | 4.34e-05 | 1.2e-06 | 0 | 0 | 0 | 0.0001 | 5000000 | scaled
CB 211 | 37.2735 | 0 | 0 | 37.2735 | 0% | 0% | 100% | 0 | 0 | 0 | 0 | 0 | 0 | 0 | 0 | 211 | 5.02e-05 | 5.02e-05 | 5.02e-05 | 742499.8436 | 0.028047 | 33.8595 | 3.3859 | 558.7072 | 674491.9422 | 67449.1942 | 742499.8436 | 0 | 0 | 0 | 742499.8436 | 0 | 0 | 0 |  | 1468 | CB 211 | 37.2735 | 37.2735 | 37.2735 | 0 | 0 | 0 | 0 | 0 | 0 | 37.2735 | 0.028047 | 0.028047 | 0.028047 | 0 | 0 | 0 | 0 | 0 | 0 | 0.028047 | 3.3859 | 3.3859 | 3.3859 | 0 | 0 | 0 | 0 | 0 | 0 | 3.3859 | 33.8595 | 33.8595 | 33.8595 | 0 | 0 | 0 | 0 | 0 | 0 | 33.8595 | 0 | 0 | 0 | 0 | 0 | 0 | 5.02e-05 | 5000000 | scaled
CB 212 | 22980.8656 | 22772.4589 | 0 | 208.4067 | 99.09% | 0% | 0.9069% | 4085.5972 | 22741.3731 | 166.4086 | 220.4681 | 3698.7204 | 872.2239 | 880.2968 | 20988.8525 | 212 | 0.0011646 | 0.0009536 | 0.000304 | 19732840.1254 | 872.8399 | 1085.5912 | 21022.4345 | 749476.1554 | 932158.0216 | 18051205.9505 | 19814669.0961 | 807062.3597 | 1069244.6534 | 17938362.1363 | 787804.2536 | 30215.4868 | 30495.1478 | 727093.6191 |  | 1469 | CB 212 | 22980.8656 | 18895.2684 | 239.4925 | 22772.4589 | 18686.8617 | 31.0858 | 0 | 0 | 0 | 208.4067 | 872.8399 | 706.4313 | 0.61608 | 872.6831 | 706.2745 | 0.45926 | 0 | 0 | 0 | 0.15682 | 21022.4345 | 17323.714 | 33.5819 | 21003.5026 | 17304.7822 | 14.6501 | 0 | 0 | 0 | 18.9318 | 1085.5912 | 865.1231 | 205.2945 | 896.2732 | 675.805 | 15.9764 | 0 | 0 | 0 | 189.3181 | 0.0008774 | 0.0006664 | 1.68e-05 | 0 | 0 | 0 | 0.0002872 | 5000000 | scaled
CB 214 | 59199.6485 | 59129.2953 | 0 | 70.3532 | 99.88% | 0% | 0.1188% | 20975.3408 | 59126.3303 | 1061.9363 | 57.8549 | 19855.5497 | 3082.3525 | 248.6705 | 55795.3074 | 214 | 0.0002016 | 0.0001776 | 0.0001034 | 293649050.0992 | 3082.4054 | 315.5448 | 55801.6983 | 15289709.3403 | 1565202.2674 | 276794138.4921 | 215226957.7703 | 10896476.5361 | 593646.2844 | 203736834.9231 | 709073.4979 | 36965.1631 | 2982.1845 | 669126.1502 |  | 1470 | CB 214 | 59199.6485 | 38224.3077 | 73.3182 | 59129.2953 | 38153.9544 | 2.965 | 0 | 0 | 0 | 70.3532 | 3082.4054 | 2020.4692 | 0.052939 | 3082.3525 | 2020.4162 | 0 | 0 | 0 | 0 | 0.052939 | 55801.6983 | 35946.1487 | 6.3909 | 55795.3074 | 35939.7577 | 0 | 0 | 0 | 0 | 6.3909 | 315.5448 | 257.6899 | 66.8743 | 251.6354 | 193.7805 | 2.965 | 0 | 0 | 0 | 63.9094 | 0.0001002 | 7.62e-05 | 2e-06 | 0 | 0 | 0 | 0.0001014 | 5000000 | scaled
CB 215 | 133913.2875 | 133771.9109 | 0 | 141.3766 | 99.89% | 0% | 0.1056% | 10943.9797 | 133733.8919 | 683.0405 | 135.4999 | 10125.4393 | 7111.6662 | 526.9868 | 126095.2389 | 215 | 0.0005546 | 0.000468 | 0.0002014 | 241459227.3711 | 7115.126 | 665.3975 | 126132.764 | 12829293.1753 | 1199779.1574 | 227430155.0667 | 262754931.1966 | 16399177.257 | 3253228.5746 | 243102525.7299 | 890742.6356 | 47367.6809 | 3510.0272 | 839864.9275 |  | 1471 | CB 215 | 133913.2875 | 122969.3078 | 179.3956 | 133771.9109 | 122827.9312 | 38.019 | 0 | 0 | 0 | 141.3766 | 7115.126 | 6432.0855 | 3.4598 | 7115.0196 | 6431.9791 | 3.3534 | 0 | 0 | 0 | 0.10638 | 126132.764 | 116007.3247 | 37.5251 | 126119.9212 | 115994.4819 | 24.6823 | 0 | 0 | 0 | 12.8427 | 665.3975 | 529.8976 | 138.4107 | 536.9701 | 401.4702 | 9.9833 | 0 | 0 | 0 | 128.4275 | 0.00036 | 0.0002734 | 6.8e-06 | 0 | 0 | 0 | 0.0001946 | 5000000 | scaled
CB 217 | 26667.8484 | 26590.6344 | 0 | 77.214 | 99.71% | 0% | 0.2895% | 845.6316 | 17468.9984 | 58.1587 | 33.2393 | 754.2336 | 905.447 | 121.9545 | 16441.5968 | 217 | 0.000134 | 0.0001262 | 0.000102 | 199013794.1045 | 1347.3262 | 193.824 | 25126.6982 | 10054673.2761 | 1446447.9537 | 187512672.8358 | 204613445.2456 | 14072374.2236 | 8042754.6325 | 182498314.8652 | 90184804.1667 | 4674427.3508 | 629597.8234 | 84880778.9704 |  | 1472 | CB 217 | 26667.8484 | 25822.2168 | 9198.85 | 26590.6344 | 25745.0027 | 9121.636 | 0 | 0 | 0 | 77.214 | 1347.3262 | 1289.1676 | 441.8792 | 1347.2681 | 1289.1095 | 441.8211 | 0 | 0 | 0 | 0.058101 | 25126.6982 | 24372.4645 | 8685.1013 | 25119.684 | 24365.4503 | 8678.0871 | 0 | 0 | 0 | 7.0142 | 193.824 | 160.5847 | 71.8695 | 123.6823 | 90.443 | 1.7277 | 0 | 0 | 0 | 70.1418 | 3.26e-05 | 2.48e-05 | 6e-07 | 0 | 0 | 0 | 0.0001014 | 5000000 | scaled
CB 220 | 33.5352 | 0 | 0 | 33.5352 | 0% | 0% | 100% | 0 | 0 | 0 | 0 | 0 | 0 | 0 | 0 | 220 | 4.74e-05 | 4.74e-05 | 4.74e-05 | 707493.3327 | 0.025234 | 30.4636 | 3.0464 | 532.3659 | 642691.788 | 64269.1788 | 707493.3327 | 0 | 0 | 0 | 707493.3327 | 0 | 0 | 0 |  | 1473 | CB 220 | 33.5352 | 33.5352 | 33.5352 | 0 | 0 | 0 | 0 | 0 | 0 | 33.5352 | 0.025234 | 0.025234 | 0.025234 | 0 | 0 | 0 | 0 | 0 | 0 | 0.025234 | 3.0464 | 3.0464 | 3.0464 | 0 | 0 | 0 | 0 | 0 | 0 | 3.0464 | 30.4636 | 30.4636 | 30.4636 | 0 | 0 | 0 | 0 | 0 | 0 | 30.4636 | 0 | 0 | 0 | 0 | 0 | 0 | 4.74e-05 | 5000000 | scaled
CB 229 | 2744.0458 | 2598.977 | 0 | 145.0688 | 94.71% | 0% | 5.287% | 1153.9372 | 2585.2812 | 34.0105 | 972.7787 | 147.148 | 95.1286 | 2024.7448 | 465.4079 | 229 | 0.0005864 | 0.000369 | 0.0002068 | 4679477.7882 | 95.2377 | 2170.222 | 478.586 | 162410.8867 | 3700924.3366 | 816142.5657 | 4309237.2954 | 127008.1496 | 3632722.8768 | 549506.2691 | 767720.2959 | 28249.2073 | 601264.4394 | 138206.6494 |  | 1474 | CB 229 | 2744.0458 | 1590.1086 | 158.7646 | 2598.977 | 1445.0398 | 13.6958 | 0 | 0 | 0 | 145.0688 | 95.2377 | 61.2272 | 0.10916 | 95.1286 | 61.1181 | 0 | 0 | 0 | 0 | 0.10916 | 478.586 | 331.438 | 13.1781 | 465.4079 | 318.2598 | 0 | 0 | 0 | 0 | 13.1781 | 2170.222 | 1197.4434 | 145.4773 | 2038.4406 | 1065.6619 | 13.6958 | 0 | 0 | 0 | 131.7815 | 0.0003836 | 0.0001662 | 4e-06 | 0 | 0 | 0 | 0.0002028 | 5000000 | scaled
CB 230 | 212827.4514 | 212430.4059 | 0 | 397.0455 | 99.81% | 0% | 0.1866% | 51332.5402 | 199996.7306 | 3235.1787 | 4052.0755 | 44045.2861 | 12662.4569 | 16520.3388 | 170813.9349 | 230 | 0.0025822 | 0.002094 | 0.0005906 | 82420978.7778 | 13417.9121 | 17101.607 | 182307.9323 | 5196310.158 | 6622882.4375 | 70601786.1901 | 77122689.2073 | 4860575.3262 | 6087892.033 | 66174221.9984 | 21724891.3139 | 1375474.985 | 1794542.1594 | 18554874.1716 |  | 1475 | CB 230 | 212827.4514 | 161494.9112 | 12830.7208 | 212430.4059 | 161097.8656 | 12433.6753 | 0 | 0 | 0 | 397.0455 | 13417.9121 | 10182.7334 | 755.4552 | 13417.6133 | 10182.4347 | 755.1564 | 0 | 0 | 0 | 0.29876 | 182307.9323 | 138262.6462 | 11493.9974 | 182271.8644 | 138226.5783 | 11457.9295 | 0 | 0 | 0 | 36.0679 | 17101.607 | 13049.5315 | 581.2682 | 16740.9282 | 12688.8526 | 220.5894 | 0 | 0 | 0 | 360.6789 | 0.0020306 | 0.0015424 | 3.9e-05 | 0 | 0 | 0 | 0.0005516 | 5000000 | scaled
CB 231 | 2499973.998 | 2482126.711 | 12017.5592 | 5829.7277 | 99.29% | 0.4807% | 0.2332% | 1285897.261 | 2435435.7881 | 94018.8886 | 10143.8333 | 1181734.539 | 178596.5457 | 30390.5154 | 2226448.727 | 231 | 0.037573 | 0.02261 | 0.0092714 | 66537157.3434 | 182949.6791 | 37225.9939 | 2279798.325 | 4869231.2776 | 990775.031 | 60677151.0356 | 53695975.1351 | 3926002.5331 | 423582.0664 | 49346390.5298 | 6960999.4057 | 510467.3483 | 86862.6307 | 6363669.4267 |  | 1476 | CB 231 | 2499973.998 | 1214076.737 | 64538.2099 | 2482126.711 | 1201573.744 | 57901.6016 | 12017.5592 | 6673.2653 | 806.8805 | 5829.7277 | 182949.6791 | 88930.7905 | 4353.1334 | 182925.6217 | 88915.4809 | 4347.4259 | 19.6707 | 10.923 | 1.3207 | 4.3867 | 2279798.325 | 1098063.786 | 53349.598 | 2278129.394 | 1096901.534 | 52743.5232 | 1139.3546 | 632.6755 | 76.4983 | 529.5765 | 37225.9939 | 27082.1607 | 6835.4786 | 21071.6953 | 15756.7292 | 810.6524 | 10858.534 | 6029.6668 | 729.0615 | 5295.7646 | 0.023621 | 0.011091 | 0.0004216 | 0.0056686 | 0.0032366 | 0.0005668 | 0.008283 | 5000000 | scaled
CB 232 | 1642597.069 | 1599467.392 | 38156.7715 | 4972.9061 | 97.37% | 2.323% | 0.3027% | 740277.2747 | 1604153.4125 | 45203.2082 | 18989.6078 | 676084.4588 | 98035.9925 | 43384.4902 | 1462732.9299 | 232 | 0.029023 | 0.018893 | 0.0077442 | 56595611.4377 | 99901.266 | 50407.1581 | 1492288.645 | 3442093.8267 | 1736776.4662 | 51416741.1468 | 47759476.7533 | 2916314.7966 | 1225127.0731 | 43618034.8862 | 4964186.9373 | 303380.5803 | 134256.9345 | 4526549.4226 |  | 1477 | CB 232 | 1642597.069 | 902319.7943 | 38443.6565 | 1599467.392 | 876147.9323 | 30902.5019 | 38156.7715 | 21198.9559 | 2568.2486 | 4972.9061 | 99901.266 | 54698.0578 | 1865.2735 | 99841.0565 | 54662.9439 | 1857.7308 | 56.4676 | 31.372 | 3.8007 | 3.742 | 1492288.645 | 816204.1862 | 29555.7151 | 1488033.462 | 813639.3463 | 28847.9716 | 3803.4413 | 2113.0976 | 256.0013 | 451.7422 | 50407.1581 | 31417.5503 | 7022.6679 | 11592.8735 | 7845.6421 | 196.7994 | 34296.8627 | 19054.4863 | 2308.4466 | 4517.4219 | 0.01641 | 0.008705 | 0.0002216 | 0.0056566 | 0.003231 | 0.0005656 | 0.006957 | 5000000 | scaled
CB 233 | 4127695.536 | 4075589.091 | 38305.5831 | 13800.862 | 98.74% | 0.928% | 0.3343% | 2072627.867 | 4067083.9593 | 154442.1572 | 43268.1264 | 1874917.583 | 303924.9234 | 116839.6551 | 3646319.3808 | 233 | 0.075451 | 0.047958 | 0.02075 | 54706824.2255 | 307360.6181 | 133178.1309 | 3687156.787 | 4073634.589 | 1765089.6328 | 48868100.0037 | 42851404.75 | 3193078.4556 | 894564.8306 | 38763761.4553 | 2921067.9958 | 218285.4782 | 83916.7768 | 2618865.7408 |  | 1478 | CB 233 | 4127695.536 | 2055067.669 | 60611.5767 | 4075589.091 | 2019988.786 | 44233.7214 | 38305.5831 | 21278.0212 | 2576.9933 | 13800.862 | 307360.6181 | 152918.4609 | 3435.6947 | 307295.8558 | 152877.8705 | 3421.6517 | 54.3776 | 30.2057 | 3.6582 | 10.3847 | 3687156.787 | 1812239.204 | 40837.4062 | 3681771.174 | 1808690.314 | 39305.7522 | 4131.9334 | 2295.2103 | 277.9742 | 1253.6798 | 133178.1309 | 89910.0045 | 16338.4758 | 86522.0612 | 58420.6017 | 1506.3175 | 34119.2721 | 18952.6052 | 2295.3608 | 12536.7976 | 0.050248 | 0.025182 | 0.0006388 | 0.0056584 | 0.0032312 | 0.0005658 | 0.019545 | 5000000 | scaled
CB 234 | 3294852.973 | 3257846.844 | 29794.9831 | 7211.1458 | 98.88% | 0.9043% | 0.2189% | 1396180.549 | 3240829.6388 | 107809.8416 | 15808.6783 | 1272562.029 | 250223.9393 | 40775.4928 | 2949830.2058 | 234 | 0.044658 | 0.029385 | 0.011064 | 73779680.5276 | 253697.7421 | 49466.207 | 2991689.023 | 5680902.4609 | 1107667.3152 | 66991110.7304 | 64614100.6235 | 4989351.8129 | 731612.7759 | 58893136.0276 | 4882626.6404 | 376986.8238 | 61432.2657 | 4444207.5495 |  | 1479 | CB 234 | 3294852.973 | 1898672.424 | 54023.3342 | 3257846.844 | 1874896.463 | 44802.4183 | 29794.9831 | 16564.8149 | 2009.7702 | 7211.1458 | 253697.7421 | 145887.9005 | 3473.8028 | 253640.0595 | 145853.4219 | 3464.8518 | 52.2564 | 29.0525 | 3.5249 | 5.4262 | 2991689.023 | 1719126.994 | 41858.8172 | 2988402.128 | 1717008.737 | 41026.2262 | 2631.8296 | 1463.1916 | 177.5256 | 655.0654 | 49466.207 | 33657.5287 | 8690.7142 | 15804.6557 | 12034.3038 | 311.3403 | 27110.8971 | 15072.5708 | 1828.7197 | 6550.6542 | 0.028907 | 0.01606 | 0.0004088 | 0.0056612 | 0.0032354 | 0.0005662 | 0.010089 | 5000000 | scaled
CB 235 | 443542.7134 | 443368.0057 | 0 | 174.7077 | 99.96% | 0% | 0.03939% | 208823.3677 | 442047.5818 | 10666.1341 | 2018.4971 | 196138.7366 | 22387.9234 | 3667.1075 | 415992.5509 | 235 | 0.0007134 | 0.0004668 | 0.0002544 | 621730744.8837 | 22475.7303 | 3864.9887 | 417201.9944 | 31505088.7721 | 5417702.1012 | 584807954.023 | 502826361.8252 | 25683013.6074 | 4860344.6864 | 472283003.6878 | 5877089.548 | 297650.8328 | 48754.7496 | 5530683.9657 |  | 1480 | CB 235 | 443542.7134 | 234719.3457 | 1495.1316 | 443368.0057 | 234544.6379 | 1320.4239 | 0 | 0 | 0 | 174.7077 | 22475.7303 | 11809.5963 | 87.8069 | 22475.5989 | 11809.4648 | 87.6754 | 0 | 0 | 0 | 0.13146 | 417201.9944 | 221063.2578 | 1209.4435 | 417186.1238 | 221047.3872 | 1193.5729 | 0 | 0 | 0 | 15.8706 | 3864.9887 | 1846.4916 | 197.8812 | 3706.283 | 1687.7859 | 39.1755 | 0 | 0 | 0 | 158.7057 | 0.0004644 | 0.0002178 | 5.4e-06 | 0 | 0 | 0 | 0.000249 | 5000000 | scaled
CB 236 | 12711187.76 | 12408602.17 | 296581.1054 | 6004.487 | 97.62% | 2.333% | 0.04724% | 5374115.622 | 12505683.1522 | 322322.8182 | 125920.3793 | 4925872.428 | 749616.0046 | 270487.8569 | 11485579.2949 | 236 | 0.1419 | 0.083787 | 0.019914 | 89580636.6044 | 760104.894 | 300123.1502 | 11650959.72 | 5356751.987 | 2115083.4495 | 82108801.1975 | 87567935.6513 | 5252053.6937 | 2051795.7646 | 80264086.25 | 10319708.3329 | 618584.2416 | 223206.9817 | 9477917.113 |  | 1481 | CB 236 | 12711187.76 | 7337072.138 | 205504.6078 | 12408602.17 | 7164204.552 | 172567.6156 | 296581.1054 | 166863.0992 | 26932.5052 | 6004.487 | 760104.894 | 437782.0758 | 10488.8894 | 759693.8486 | 437548.8364 | 10447.4546 | 406.5272 | 228.7212 | 36.9167 | 4.5182 | 11650959.72 | 6725087.292 | 165380.4251 | 11613981.12 | 6704043.742 | 161526.4819 | 36433.1521 | 20498.0984 | 3308.4915 | 545.4517 | 300123.1502 | 174202.7709 | 29635.2933 | 34927.207 | 22611.9741 | 593.6791 | 259741.4261 | 146136.2797 | 23587.0971 | 5454.5171 | 0.02168 | 0.011964 | 0.000305 | 0.11179 | 0.063393 | 0.011179 | 0.0084302 | 5000000 | scaled
CB 237 | 2111574.636 | 2101904.265 | 8993.1901 | 677.1806 | 99.54% | 0.4259% | 0.03207% | 840745.826 | 2029643.679 | 54913.1254 | 4525.771 | 781306.929 | 132629.8023 | 12048.1058 | 1884965.7705 | 237 | 0.10923 | 0.062509 | 0.011576 | 19331913.3844 | 137756.3761 | 13455.4685 | 1960362.791 | 1261188.8235 | 123187.666 | 17947536.8909 | 20330333.392 | 1327871.1742 | 109439.0612 | 18893023.1431 | 7077656.9627 | 462499.0353 | 42013.4632 | 6573144.4627 |  | 1482 | CB 237 | 2111574.636 | 1270828.81 | 81930.957 | 2101904.265 | 1265088.831 | 80445.6155 | 8993.1901 | 5062.7986 | 808.1609 | 677.1806 | 137756.3761 | 82843.2507 | 5126.5738 | 137747.1978 | 82837.861 | 5125.2853 | 8.6687 | 4.8801 | 0.779 | 0.50956 | 1960362.791 | 1179055.862 | 75397.0205 | 1959165.666 | 1178355.044 | 75233.455 | 1135.6094 | 639.3017 | 102.05 | 61.5155 | 13455.4685 | 8929.6974 | 1407.3626 | 4991.401 | 3895.9252 | 86.8753 | 7848.912 | 4418.6167 | 705.3319 | 615.1555 | 0.0024198 | 0.0014458 | 3.68e-05 | 0.10585 | 0.060109 | 0.010585 | 0.0009538 | 5000000 | scaled
CB 239 | 10677.6391 | 10638.8448 | 0 | 38.7943 | 99.64% | 0% | 0.3633% | 5948.2482 | 10632.6325 | 318.2222 | 276.1477 | 5353.8783 | 627.3963 | 869.9879 | 9135.2483 | 239 | 0.0001826 | 0.000151 | 5.36e-05 | 58475569.8795 | 627.4254 | 911.4412 | 9138.7724 | 3436064.8839 | 4991463.3773 | 50048041.6265 | 31320469.5695 | 1675597.2602 | 1454054.053 | 28190818.2626 | 839675.2509 | 49546.4421 | 68704.2759 | 721424.533 |  | 1483 | CB 239 | 10677.6391 | 4729.3909 | 45.0066 | 10638.8448 | 4690.5966 | 6.2123 | 0 | 0 | 0 | 38.7943 | 627.4254 | 309.2033 | 0.029191 | 627.3963 | 309.1741 | 0 | 0 | 0 | 0 | 0.029191 | 9138.7724 | 3784.8941 | 3.5241 | 9135.2483 | 3781.37 | 0 | 0 | 0 | 0 | 3.5241 | 911.4412 | 635.2936 | 41.4533 | 876.2002 | 600.0526 | 6.2123 | 0 | 0 | 0 | 35.241 | 0.0001316 | 0.0001 | 2.6e-06 | 0 | 0 | 0 | 5.1e-05 | 5000000 | scaled
CB 240 | 1263031.572 | 1233691.197 | 24617.434 | 4722.9408 | 97.68% | 1.949% | 0.3739% | 611906.6105 | 1237560.3213 | 60845.7246 | 19842.6638 | 531218.2218 | 123120.5498 | 40662.715 | 1073777.0563 | 240 | 0.048511 | 0.029025 | 0.0092986 | 26036197.697 | 124982.4495 | 46806.3613 | 1091242.761 | 2576394.6333 | 964868.7353 | 22494934.3236 | 22433245.8742 | 2230678.7946 | 727456.3612 | 19475110.7081 | 2739256.5193 | 272519.0545 | 90004.1841 | 2376733.2801 |  | 1484 | CB 240 | 1263031.572 | 651124.9615 | 25471.2507 | 1233691.197 | 632755.0267 | 18984.6073 | 24617.434 | 13646.994 | 1763.7025 | 4722.9408 | 124982.4495 | 64136.7249 | 1861.8997 | 124921.7307 | 64101.4809 | 1854.2503 | 57.165 | 31.6902 | 4.0956 | 3.5539 | 1091242.761 | 560024.5392 | 17465.7046 | 1088246.19 | 558172.157 | 16852.7198 | 2567.5361 | 1423.347 | 183.9497 | 429.0352 | 46806.3613 | 26963.6974 | 6143.6463 | 20523.2766 | 10481.3888 | 277.6373 | 21992.7329 | 12191.9569 | 1575.6572 | 4290.3518 | 0.017414 | 0.008491 | 0.0002154 | 0.024459 | 0.013897 | 0.0024458 | 0.0066374 | 5000000 | scaled
CB 241 | 614484.3396 | 32156.9844 | 580381.6411 | 1945.7141 | 5.233% | 94.45% | 0.3166% | 271881.2269 | 560934.5754 | 889.5699 | 246004.8191 | 24986.8379 | 1646.2869 | 508466.347 | 50821.9415 | 241 | 0.096356 | 0.05512 | 0.011494 | 6377229.6442 | 1720.2156 | 557303.052 | 55461.072 | 17852.7088 | 5783791.8967 | 575585.0391 | 6215586.2246 | 20336.8157 | 5624015.2445 | 571234.1639 | 4659013.0531 | 13673.7378 | 4223222.1931 | 422117.1226 |  | 1485 | CB 241 | 614484.3396 | 342603.1127 | 53549.7642 | 32156.9844 | 14586.5449 | 236.9026 | 580381.6411 | 326070.8538 | 51367.1476 | 1945.7141 | 1720.2156 | 830.6457 | 73.9287 | 925.6 | 383.5721 | 2.2661 | 793.1515 | 445.6095 | 70.1985 | 1.4641 | 55461.072 | 30474.2342 | 4639.1305 | 4995.5891 | 2044.1954 | 11.5354 | 50288.7329 | 28253.2887 | 4450.8451 | 176.75 | 557303.052 | 311298.2329 | 48836.705 | 26235.7953 | 12158.7774 | 223.1011 | 529299.7567 | 297371.9555 | 46846.104 | 1767.5 | 0.006987 | 0.0032338 | 8.14e-05 | 0.086618 | 0.049136 | 0.0086618 | 0.0027506 | 5000000 | scaled
CB 242 | 406818.4113 | 261841.2817 | 142457.8125 | 2519.317 | 64.36% | 35.02% | 0.6193% | 215046.1153 | 389171.4313 | 10467.0599 | 86019.4688 | 118559.5865 | 17619.6774 | 174363.6475 | 197188.1063 | 242 | 0.1014 | 0.058268 | 0.012584 | 4011825.9816 | 17804.2663 | 188784.0326 | 200230.1124 | 175576.1687 | 1861687.3422 | 1974562.4704 | 3291222.5277 | 160195.5158 | 1316504.6629 | 1814522.3479 | 1402379.2881 | 63492.509 | 628319.4198 | 710567.3592 |  | 1486 | CB 242 | 406818.4113 | 191772.296 | 17646.98 | 261841.2817 | 109207.0647 | 2487.4095 | 142457.8125 | 80045.9143 | 12640.2535 | 2519.317 | 17804.2663 | 7337.2064 | 184.5889 | 17546.7521 | 7191.6807 | 160.0122 | 255.6185 | 143.63 | 22.681 | 1.8957 | 200230.1124 | 81670.5259 | 3042.0061 | 186146.5785 | 73656.8361 | 1583.8268 | 13854.6774 | 7784.8333 | 1229.3228 | 228.8565 | 188784.0326 | 102764.5638 | 14420.3851 | 58147.9511 | 28358.548 | 743.5705 | 128347.5166 | 72117.451 | 11388.2497 | 2288.5648 | 0.008669 | 0.0041212 | 0.0001054 | 0.089175 | 0.050586 | 0.0089174 | 0.0035608 | 5000000 | scaled
CB 243 | 284280.8232 | 261821.2333 | 20261.2733 | 2198.3166 | 92.1% | 7.127% | 0.7733% | 101932.1238 | 276073.0408 | 9628.7134 | 20077.5607 | 72225.8497 | 26144.8305 | 53566.1177 | 196362.0926 | 243 | 0.039288 | 0.023676 | 0.0057242 | 7235781.3084 | 26621.4777 | 57474.511 | 200184.8345 | 677594.7407 | 1462894.9909 | 5095291.5761 | 7701902.3391 | 727537.182 | 1517042.9667 | 5457322.1867 | 1433874.1429 | 135791.5872 | 278212.8633 | 1019869.6923 |  | 1487 | CB 243 | 284280.8232 | 182348.6994 | 8207.7824 | 261821.2333 | 168926.8904 | 4558.3655 | 20261.2733 | 11223.4925 | 1451.1003 | 2198.3166 | 26621.4777 | 16992.7643 | 476.6472 | 26581.4312 | 16969.8432 | 472.2434 | 38.3923 | 21.267 | 2.7496 | 1.6542 | 200184.8345 | 127958.9848 | 3822.7419 | 198187.7394 | 126763.6406 | 3494.3167 | 1797.3985 | 995.6476 | 128.7286 | 199.6966 | 57474.511 | 37396.9503 | 3908.3932 | 37052.0627 | 25193.4066 | 591.8054 | 18425.4824 | 10206.5779 | 1319.622 | 1996.9658 | 0.011686 | 0.0066602 | 0.0001694 | 0.024497 | 0.01391 | 0.0024496 | 0.0031052 | 5000000 | scaled
CB 244 | 295550.8103 | 110842.2141 | 181440.687 | 3267.9092 | 37.5% | 61.39% | 1.106% | 147288.7127 | 278345.4574 | 3022.8767 | 114350.309 | 29915.5269 | 5007.249 | 222531.3807 | 50806.8278 | 244 | 0.040668 | 0.023792 | 0.0072638 | 7267333.121 | 5079.8803 | 237929.4899 | 52541.4401 | 124909.766 | 5850475.7969 | 1291947.5583 | 6231646.9372 | 127895.0713 | 4838054.049 | 1265697.8149 | 2368643.5296 | 42610.3163 | 1893681.0386 | 432352.1746 |  | 1488 | CB 244 | 295550.8103 | 148262.0976 | 17205.3529 | 110842.2141 | 44593.9113 | 956.7368 | 181440.687 | 100400.2772 | 12980.7068 | 3267.9092 | 5079.8803 | 2057.0036 | 72.6313 | 4826.7238 | 1915.821 | 52.2368 | 250.6976 | 138.7236 | 17.9355 | 2.459 | 52541.4401 | 22625.9131 | 1734.6123 | 37079.401 | 13937.3956 | 352.7995 | 15165.1799 | 8391.6584 | 1084.9538 | 296.8591 | 237929.4899 | 123579.1809 | 15398.1092 | 68936.0893 | 28740.6946 | 551.7006 | 166024.8095 | 91869.8951 | 11877.8176 | 2968.5911 | 0.011693 | 0.0053192 | 0.0001356 | 0.024275 | 0.013772 | 0.0024276 | 0.0047006 | 5000000 | scaled
CB 245 | 248324.7054 | 75144.5628 | 169218.9876 | 3961.1549 | 30.26% | 68.14% | 1.595% | 114504.4131 | 231845.0576 | 4159.5241 | 83478.9015 | 26865.9875 | 8041.1412 | 170284.2936 | 53519.6227 | 245 | 0.044637 | 0.025824 | 0.0081648 | 5563153.4408 | 8102.5166 | 185172.1977 | 55049.9911 | 181518.5603 | 4148364.3245 | 1233270.5556 | 5181972.4251 | 188241.9935 | 3777892.5191 | 1215837.9094 | 2018377.4018 | 70003.8976 | 1482446.8277 | 465926.6763 |  | 1489 | CB 245 | 248324.7054 | 133820.2923 | 16479.6478 | 75144.5628 | 36130.0232 | 414.9878 | 169218.9876 | 93729.1142 | 12103.5051 | 3961.1549 | 8102.5166 | 3942.9925 | 61.3754 | 7826.8728 | 3788.9858 | 38.8923 | 272.6632 | 151.0261 | 19.5024 | 2.9806 | 55049.9911 | 28184.0036 | 1530.3684 | 40591.2937 | 20014.9161 | 162.1034 | 14098.8634 | 7809.2535 | 1008.431 | 359.834 | 185172.1977 | 101693.2962 | 14887.9041 | 26726.3963 | 12326.1213 | 213.9921 | 154847.4611 | 85768.8346 | 11075.5717 | 3598.3403 | 0.014722 | 0.0064326 | 0.000164 | 0.024349 | 0.013826 | 0.002435 | 0.0055658 | 5000000 | scaled
CB 246 | 1438441.863 | 1294643.428 | 136220.2784 | 7578.1573 | 90% | 9.47% | 0.5268% | 612940.642 | 1397217.663 | 74374.459 | 64643.0679 | 473923.116 | 170509.9471 | 158921.5469 | 1067786.1698 | 246 | 0.066431 | 0.04294 | 0.013497 | 21653041.5286 | 173643.9211 | 175581.4017 | 1089216.541 | 2613883.2103 | 2643048.3431 | 16396109.9871 | 19224438.1954 | 2332700.9051 | 2027482.889 | 14864254.4296 | 3054323.1844 | 372735.4 | 347403.1127 | 2334184.6735 |  | 1490 | CB 246 | 1438441.863 | 825501.221 | 41224.2 | 1294643.428 | 742459.6951 | 23901.3896 | 136220.2784 | 75463.3686 | 9744.6531 | 7578.1573 | 173643.9211 | 99269.4621 | 3133.974 | 173432.9308 | 99150.0343 | 3113.5862 | 205.288 | 113.7255 | 14.6855 | 5.7023 | 1089216.541 | 615293.425 | 21430.3712 | 1076238.971 | 607797.0636 | 19862.8486 | 12289.1642 | 6807.9565 | 879.1176 | 688.405 | 175581.4017 | 110938.3338 | 16659.8548 | 44971.5255 | 35512.5972 | 924.9547 | 123725.8262 | 68541.6866 | 8850.8501 | 6884.05 | 0.031403 | 0.018473 | 0.0004692 | 0.024445 | 0.013884 | 0.0024444 | 0.010583 | 5000000 | scaled
CB 247 | 379742.3425 | 266881.3984 | 110164.8695 | 2696.0746 | 70.28% | 29.01% | 0.71% | 149661.5968 | 361440.7863 | 11162.9487 | 52737.2459 | 85761.4023 | 28772.9747 | 120280.8663 | 212386.9453 | 247 | 0.038566 | 0.024105 | 0.0064034 | 9846506.5913 | 29606.4061 | 130399.6488 | 219736.2877 | 767677.5542 | 3381189.9746 | 5697639.0648 | 9544780.2443 | 711925.3978 | 3363357.2924 | 5469497.5591 | 2858099.7861 | 227522.8366 | 951123.2029 | 1679453.7472 |  | 1491 | CB 247 | 379742.3425 | 230080.7457 | 18301.5562 | 266881.3984 | 166410.1636 | 7722.3612 | 110164.8695 | 60974.5074 | 7883.1203 | 2696.0746 | 29606.4061 | 18443.4574 | 833.4313 | 29403.0992 | 18330.0245 | 816.9997 | 201.2781 | 111.4043 | 14.403 | 2.0287 | 219736.2877 | 133974.8854 | 7349.3424 | 209918.1777 | 128431.3596 | 6419.3953 | 9573.1967 | 5298.6125 | 685.0338 | 244.9133 | 130399.6488 | 77662.4029 | 10118.7825 | 27560.1215 | 19648.7796 | 485.9663 | 100390.3947 | 55564.4907 | 7183.6836 | 2449.1326 | 0.010281 | 0.0064146 | 0.0001622 | 0.024494 | 0.013899 | 0.0024494 | 0.0037918 | 5000000 | scaled
CB 248 | 962152.7105 | 957350.6463 | 0 | 4802.0642 | 99.5% | 0% | 0.4991% | 319323.2765 | 948391.9971 | 21135.7845 | 10.5789 | 298176.9131 | 62377.0726 | 28.5422 | 885986.3823 | 248 | 0.01881 | 0.014423 | 0.0069364 | 51150583.7524 | 63007.8696 | 4391.2332 | 894753.6077 | 3349665.0541 | 233449.575 | 47567469.1231 | 44570981.2378 | 2950122.1008 | 1476.5939 | 41619382.5423 | 1983840.8166 | 130479.9945 | 59.7043 | 1853301.1177 |  | 1492 | CB 248 | 962152.7105 | 642829.434 | 13760.7134 | 957350.6463 | 638027.3698 | 8958.6493 | 0 | 0 | 0 | 4802.0642 | 63007.8696 | 41872.0851 | 630.797 | 63004.2562 | 41868.4717 | 627.1836 | 0 | 0 | 0 | 3.6134 | 894753.6077 | 596576.6946 | 8767.2254 | 894317.3849 | 596140.4718 | 8331.0026 | 0 | 0 | 0 | 436.2228 | 4391.2332 | 4380.6543 | 4362.691 | 29.0052 | 18.4263 | 0.46306 | 0 | 0 | 0 | 4362.228 | 0.012069 | 0.007681 | 0.0001948 | 0 | 0 | 0 | 0.0067416 | 5000000 | scaled
CB 249 | 826920.825 | 802439.1199 | 22096.7151 | 2384.99 | 97.04% | 2.672% | 0.2884% | 352875.195 | 812387.6758 | 20482.265 | 12034.3314 | 320358.5986 | 47446.6848 | 28232.2218 | 736708.7691 | 249 | 0.05906 | 0.035293 | 0.007981 | 14001321.1096 | 48119.1674 | 32098.5311 | 746703.1265 | 814747.7899 | 543488.3568 | 12643084.9625 | 13431642.0727 | 779625.3632 | 458067.9907 | 12193948.7169 | 1820968.4526 | 106351.8303 | 63282.5766 | 1651334.0456 |  | 1493 | CB 249 | 826920.825 | 474045.63 | 14533.1492 | 802439.1199 | 459341.5038 | 10384.7763 | 22096.7151 | 12319.1362 | 1763.3829 | 2384.99 | 48119.1674 | 27636.9024 | 672.4826 | 48016.5511 | 27578.8987 | 662.6421 | 100.8217 | 56.2091 | 8.0459 | 1.7946 | 746703.1265 | 426344.5279 | 9994.3574 | 743643.8003 | 424543.0561 | 9550.8497 | 2842.672 | 1584.8176 | 226.8536 | 216.6541 | 32098.5311 | 20064.1997 | 3866.3092 | 10778.7684 | 7219.5489 | 171.2845 | 19153.2214 | 10678.1095 | 1528.4834 | 2166.5413 | 0.011314 | 0.0067512 | 0.000172 | 0.044374 | 0.02517 | 0.0044374 | 0.0033716 | 5000000 | scaled
CB 254 | 875.5669 | 748.9444 | 0 | 126.6226 | 85.54% | 0% | 14.46% | 457.416 | 748.6942 | 50.5405 | 16.1918 | 390.6838 | 83.9042 | 28.1564 | 636.6336 | 254 | 0.0005892 | 0.000361 | 0.0001908 | 1486026.7291 | 83.9995 | 143.4314 | 648.136 | 142565.352 | 243434.1643 | 1100027.2127 | 1158312.7645 | 127983.4194 | 41002.4417 | 989326.9035 | 664951.7605 | 74519.4317 | 25007.0479 | 565425.2808 |  | 1494 | CB 254 | 875.5669 | 418.1509 | 126.8728 | 748.9444 | 291.5283 | 0.25023 | 0 | 0 | 0 | 126.6226 | 83.9995 | 33.459 | 0.095279 | 83.9042 | 33.3638 | 0 | 0 | 0 | 0 | 0.095279 | 648.136 | 257.4523 | 11.5025 | 636.6336 | 245.9498 | 0 | 0 | 0 | 0 | 11.5025 | 143.4314 | 127.2396 | 115.275 | 28.4066 | 12.2148 | 0.25023 | 0 | 0 | 0 | 115.0248 | 0.0004028 | 0.0001746 | 4.4e-06 | 0 | 0 | 0 | 0.0001864 | 5000000 | scaled
CB 255 | 32280.1469 | 28172.8076 | 0 | 4107.3393 | 87.28% | 0% | 12.72% | 14348.7504 | 27817.3638 | 35.5473 | 14132.4836 | 180.7195 | 59.4053 | 27455.9549 | 302.0037 | 255 | 0.016748 | 0.010738 | 0.0058822 | 1927449.1187 | 63.226 | 31538.0539 | 678.8669 | 3775.2301 | 1883138.7142 | 40535.1748 | 1669932.0634 | 4137.0572 | 1644762.5674 | 21032.44 | 758692.8426 | 1620.2236 | 748835.7485 | 8236.8707 |  | 1495 | CB 255 | 32280.1469 | 17931.3965 | 4462.783 | 28172.8076 | 13824.0572 | 355.4437 | 0 | 0 | 0 | 4107.3393 | 63.226 | 27.6787 | 3.8208 | 60.1354 | 24.5881 | 0.73014 | 0 | 0 | 0 | 3.0906 | 678.8669 | 498.1474 | 376.8632 | 305.7534 | 125.0339 | 3.7497 | 0 | 0 | 0 | 373.1135 | 31538.0539 | 17405.5704 | 4082.099 | 27806.9188 | 13674.4352 | 350.9639 | 0 | 0 | 0 | 3731.1352 | 0.010991 | 0.0049814 | 0.0001258 | 0 | 0 | 0 | 0.0057564 | 5000000 | scaled
CB 256 | 11439.3068 | 8907.9222 | 0 | 2531.3846 | 77.87% | 0% | 22.13% | 4145.289 | 8798.2586 | 112.3124 | 3514.4001 | 518.5764 | 210.7811 | 7611.4918 | 975.9857 | 256 | 0.011638 | 0.0075054 | 0.0036728 | 982944.0968 | 213.7268 | 10014.5465 | 1211.0336 | 18364.8777 | 860518.867 | 104060.3523 | 971835.9885 | 26330.9202 | 823928.2018 | 121576.8668 | 719083.0366 | 17227.1723 | 622088.4034 | 79767.4612 |  | 1496 | CB 256 | 11439.3068 | 7294.0178 | 2641.0482 | 8907.9222 | 4762.6332 | 109.6636 | 0 | 0 | 0 | 2531.3846 | 213.7268 | 101.4143 | 2.9457 | 211.822 | 99.5095 | 1.0409 | 0 | 0 | 0 | 1.9048 | 1211.0336 | 692.4571 | 235.0479 | 981.0809 | 462.5044 | 5.0952 | 0 | 0 | 0 | 229.9527 | 10014.5465 | 6500.1464 | 2403.0546 | 7715.0193 | 4200.6192 | 103.5275 | 0 | 0 | 0 | 2299.5271 | 0.0080652 | 0.0039328 | 0.0001002 | 0 | 0 | 0 | 0.0035726 | 5000000 | scaled
CB 257 | 24507.9173 | 18853.7915 | 0 | 5654.1258 | 76.93% | 0% | 23.07% | 8960.0079 | 18603.7103 | 16.834 | 8854.1263 | 89.0476 | 25.8446 | 18440.9226 | 136.943 | 257 | 0.021535 | 0.01443 | 0.0081096 | 1138039.9207 | 30.0992 | 23827.2504 | 650.5677 | 1397.6736 | 1106432.7441 | 30209.5031 | 1077456.2653 | 2024.3228 | 1064723.8207 | 10708.1226 | 728051.573 | 1011.4233 | 721680.9183 | 5359.2315 |  | 1497 | CB 257 | 24507.9173 | 15547.9094 | 5904.207 | 18853.7915 | 9893.7836 | 250.0812 | 0 | 0 | 0 | 5654.1258 | 30.0992 | 13.2651 | 4.2545 | 25.8446 | 9.0106 | 0 | 0 | 0 | 0 | 4.2545 | 650.5677 | 561.5201 | 513.6247 | 136.943 | 47.8955 | 0 | 0 | 0 | 0 | 513.6247 | 23827.2504 | 14973.1241 | 5386.3278 | 18691.0038 | 9836.8775 | 250.0812 | 0 | 0 | 0 | 5136.2466 | 0.013591 | 0.0064862 | 0.0001656 | 0 | 0 | 0 | 0.007944 | 5000000 | scaled
CB 258 | 175.3575 | 0.84879 | 0 | 174.5087 | 0.484% | 0% | 99.52% | 0.59977 | 0.84694 | 0.080008 | 0.11142 | 0.40835 | 0.10681 | 0.1947 | 0.54543 | 258 | 0.0003514 | 0.0002912 | 0.0002462 | 499025.1921 | 0.23812 | 158.7214 | 16.3979 | 677.6341 | 451683.0242 | 46664.5338 | 600129.3874 | 80055.1204 | 111482.9513 | 408591.3487 | 708816.0471 | 89389.3518 | 162948.6938 | 456477.9906 |  | 1498 | CB 258 | 175.3575 | 174.7577 | 174.5105 | 0.84879 | 0.24902 | 0.0018508 | 0 | 0 | 0 | 174.5087 | 0.23812 | 0.15811 | 0.13131 | 0.10681 | 0.026801 | 0 | 0 | 0 | 0 | 0.13131 | 16.3979 | 15.9896 | 15.8525 | 0.54543 | 0.13708 | 0 | 0 | 0 | 0 | 15.8525 | 158.7214 | 158.61 | 158.5267 | 0.19655 | 0.085136 | 0.0018508 | 0 | 0 | 0 | 158.5249 | 0.0001062 | 4.6e-05 | 1e-06 | 0 | 0 | 0 | 0.0002452 | 5000000 | scaled
CB 261 | 8776.6631 | 7522.9355 | 0 | 1253.7276 | 85.72% | 0% | 14.28% | 3895.1254 | 7473.4877 | 401.8672 | 663.1617 | 2830.0966 | 758.158 | 1259.5299 | 5455.7998 | 261 | 0.0054352 | 0.0034444 | 0.0018028 | 1614781.9948 | 764.0447 | 2412.0611 | 5600.5573 | 140573.4278 | 443785.1614 | 1030423.4056 | 1417238.895 | 146219.1151 | 241290.9456 | 1029728.8342 | 722861.8826 | 73331.6957 | 121826.1369 | 527704.05 |  | 1499 | CB 261 | 8776.6631 | 4881.5377 | 1303.1754 | 7522.9355 | 3627.8101 | 49.4478 | 0 | 0 | 0 | 1253.7276 | 764.0447 | 362.1775 | 5.8867 | 763.1013 | 361.2341 | 4.9433 | 0 | 0 | 0 | 0.94339 | 5600.5573 | 2770.4607 | 144.7575 | 5486.6678 | 2656.5712 | 30.868 | 0 | 0 | 0 | 113.8895 | 2412.0611 | 1748.8994 | 1152.5312 | 1273.1664 | 610.0047 | 13.6365 | 0 | 0 | 0 | 1138.8947 | 0.003675 | 0.0016842 | 4.26e-05 | 0 | 0 | 0 | 0.0017602 | 5000000 | scaled
CB 262 | 8112.5271 | 7147.1215 | 0 | 965.4057 | 88.1% | 0% | 11.9% | 2640.8433 | 7082.4959 | 242.6987 | 889.1426 | 1509.002 | 656.1697 | 2291.4926 | 4134.8336 | 262 | 0.004918 | 0.0036278 | 0.001415 | 1649558.184 | 660.8904 | 3205.544 | 4246.0927 | 134381.9515 | 651798.3017 | 863377.9307 | 1508265.0336 | 138612.5318 | 507816.0886 | 861836.4132 | 727937.2516 | 67440.9616 | 235519.0705 | 424977.2194 |  | 1500 | CB 262 | 8112.5271 | 5471.6839 | 1030.0312 | 7147.1215 | 4506.2782 | 64.6255 | 0 | 0 | 0 | 965.4057 | 660.8904 | 418.1917 | 4.7208 | 660.164 | 417.4653 | 3.9943 | 0 | 0 | 0 | 0.72644 | 4246.0927 | 2737.0907 | 111.259 | 4158.3946 | 2649.3926 | 23.5609 | 0 | 0 | 0 | 87.6981 | 3205.544 | 2316.4014 | 914.0514 | 2328.5629 | 1439.4203 | 37.0703 | 0 | 0 | 0 | 876.9811 | 0.0035606 | 0.0022704 | 5.76e-05 | 0 | 0 | 0 | 0.0013574 | 5000000 | scaled
CB 263 | 5064.1935 | 4140.3274 | 0 | 923.8661 | 81.76% | 0% | 18.24% | 1818.4124 | 4063.6754 | 227.8676 | 6.6747 | 1583.8701 | 500.8527 | 12.9058 | 3549.9168 | 263 | 0.0045504 | 0.0029534 | 0.0013176 | 1112911.7231 | 511.1972 | 852.3117 | 3700.6846 | 112341.1501 | 187304.7919 | 813265.781 | 1098998.1347 | 137716.881 | 4034.0095 | 957247.2437 | 759348.9329 | 93590.6387 | 2411.6121 | 663346.6821 |  | 1501 | CB 263 | 5064.1935 | 3245.7811 | 1000.5182 | 4140.3274 | 2321.915 | 76.6521 | 0 | 0 | 0 | 923.8661 | 511.1972 | 283.3296 | 10.3445 | 510.502 | 282.6344 | 9.6493 | 0 | 0 | 0 | 0.69518 | 3700.6846 | 2116.8145 | 150.7678 | 3616.76 | 2032.8899 | 66.8431 | 0 | 0 | 0 | 83.9246 | 852.3117 | 845.637 | 839.4059 | 13.0655 | 6.3908 | 0.15966 | 0 | 0 | 0 | 839.2463 | 0.0032754 | 0.0016784 | 4.26e-05 | 0 | 0 | 0 | 0.001275 | 5000000 | scaled
CB 266 | 30627.2919 | 29687.3658 | 0 | 939.9261 | 96.93% | 0% | 3.069% | 11893.656 | 29256.3297 | 238.9798 | 10374.7412 | 1279.9349 | 506.9755 | 26034.9403 | 2714.4138 | 266 | 0.005299 | 0.003746 | 0.0013778 | 5779824.8556 | 512.5946 | 27288.5542 | 2826.1431 | 96734.2098 | 5149755.469 | 533335.177 | 5000970.6247 | 100484.7633 | 4362306.7834 | 538179.0787 | 995037.1585 | 17242.7476 | 885474.4705 | 92319.9404 |  | 1502 | CB 266 | 30627.2919 | 18733.636 | 1370.9622 | 29687.3658 | 17793.7099 | 431.0361 | 0 | 0 | 0 | 939.9261 | 512.5946 | 273.6147 | 5.619 | 511.8873 | 272.9075 | 4.9118 | 0 | 0 | 0 | 0.70726 | 2826.1431 | 1546.2082 | 111.7293 | 2740.7596 | 1460.8247 | 26.3458 | 0 | 0 | 0 | 85.3835 | 27288.5542 | 16913.813 | 1253.6139 | 26434.7189 | 16059.9777 | 399.7786 | 0 | 0 | 0 | 853.8353 | 0.0039834 | 0.0024304 | 6.22e-05 | 0 | 0 | 0 | 0.0013156 | 5000000 | scaled
CB 270 | 71458.8354 | 11377.2296 | 58823.6324 | 1257.9734 | 15.92% | 82.32% | 1.76% | 32899.6331 | 66038.1844 | 723.2406 | 24464.7576 | 7711.6349 | 1246.8308 | 50893.0547 | 13898.2988 | 270 | 0.0142 | 0.0082102 | 0.0025592 | 5032312.3535 | 1273.9634 | 55664.3887 | 14520.4833 | 89715.7335 | 3920027.3725 | 1022569.2472 | 4696499.7637 | 103244.2962 | 3492401.5091 | 1100853.958 | 2118103.7133 | 39990.7579 | 1632339.9734 | 445772.9819 |  | 1503 | CB 270 | 71458.8354 | 38559.2024 | 5420.651 | 11377.2296 | 4832.5404 | 198.8095 | 58823.6324 | 32468.6885 | 3963.8681 | 1257.9734 | 1273.9634 | 550.7228 | 27.1326 | 1194.5389 | 506.459 | 20.8977 | 78.4779 | 43.3172 | 5.2883 | 0.94658 | 14520.4833 | 6808.8485 | 622.1845 | 9362.1191 | 3910.4039 | 168.0101 | 5044.089 | 2784.1694 | 339.8992 | 114.2752 | 55664.3887 | 31199.6311 | 4771.334 | 820.5715 | 415.6775 | 9.9016 | 53701.0655 | 29641.202 | 3618.6807 | 1142.7517 | 0.005089 | 0.0022738 | 5.76e-05 | 0.0073438 | 0.0041692 | 0.0007344 | 0.0017672 | 5000000 | scaled
CB 274 | 104808.8717 | 292.7475 | 104407.8676 | 108.2566 | 0.2793% | 99.62% | 0.1033% | 46810.7135 | 97733.95 | 65.68 | 42636.6901 | 4108.3435 | 132.6994 | 89041.1148 | 8560.1358 | 274 | 0.014981 | 0.0085566 | 0.001611 | 6996213.2663 | 141.3954 | 95490.2478 | 9177.2285 | 9438.4443 | 6374175.4633 | 612599.3577 | 6778178.0357 | 9510.4394 | 6173780.6273 | 594886.9673 | 4391633.5698 | 5962.7905 | 4001024.7086 | 384646.0701 |  | 1504 | CB 274 | 104808.8717 | 57998.1582 | 7074.9217 | 292.7475 | 120.1397 | 2.5067 | 104407.8676 | 57769.7619 | 6964.1584 | 108.2566 | 141.3954 | 75.7155 | 8.6961 | 12.1624 | 4.1733 | 0 | 129.1516 | 71.4607 | 8.6146 | 0.08146 | 9177.2285 | 5068.885 | 617.0926 | 63.2692 | 21.6609 | 0 | 9104.1252 | 5037.39 | 607.2585 | 9.8341 | 95490.2478 | 52853.5577 | 6449.133 | 217.3159 | 94.3054 | 2.5067 | 95174.5908 | 52660.9112 | 6348.2852 | 98.341 | 0.0002712 | 0.0001176 | 3e-06 | 0.014557 | 0.0082868 | 0.0014558 | 0.0001522 | 5000000 | scaled
CB 275 | 206623.495 | 94736.6978 | 110211.7033 | 1675.0939 | 45.85% | 53.34% | 0.8107% | 80088.5375 | 196215.7331 | 1125.4256 | 67248.7352 | 11714.3767 | 3666.9897 | 159765.0559 | 32783.6875 | 275 | 0.025053 | 0.01544 | 0.0039116 | 8247389.3555 | 3735.655 | 168745.9695 | 34141.8706 | 149108.8945 | 6735505.624 | 1362774.8391 | 8195481.5863 | 115165.1072 | 6881581.163 | 1198735.3189 | 2660742.9057 | 49725.4563 | 2166461.0294 | 444556.4208 |  | 1505 | CB 275 | 206623.495 | 126534.9575 | 10407.762 | 94736.6978 | 63955.4768 | 1383.2066 | 110211.7033 | 60904.3868 | 7349.4614 | 1675.0939 | 3735.655 | 2610.2293 | 68.6652 | 3487.7088 | 2472.6472 | 50.9546 | 246.6857 | 136.3216 | 16.4502 | 1.2605 | 34141.8706 | 22427.4939 | 1358.1831 | 20256.4071 | 14686.133 | 290.2123 | 13733.2968 | 7589.1942 | 915.8041 | 152.1667 | 168745.9695 | 101497.2343 | 8980.9136 | 70992.5819 | 46796.6966 | 1042.0398 | 96231.7208 | 53178.871 | 6417.207 | 1521.6668 | 0.0081454 | 0.0048258 | 0.000134 | 0.014589 | 0.008295 | 0.0014588 | 0.0023188 | 5000000 | scaled
CB 276 | 26079.268 | 14068.1278 | 11056.8005 | 954.3397 | 53.94% | 42.4% | 3.659% | 11773.7556 | 24213.9038 | 109.5223 | 10730.1102 | 934.1231 | 213.5718 | 22126.4045 | 1873.9275 | 276 | 0.01954 | 0.011499 | 0.0028638 | 1334646.933 | 217.6765 | 23828.1554 | 2033.4362 | 11139.9299 | 1219442.7575 | 104064.2458 | 1244022.5055 | 11572.1972 | 1133750.2708 | 98700.0377 | 651359.787 | 5745.1336 | 595205.5566 | 50409.0969 |  | 1506 | CB 276 | 26079.268 | 14305.5124 | 1865.3642 | 14068.1278 | 7230.6802 | 173.5535 | 11056.8005 | 6120.4925 | 737.4709 | 954.3397 | 217.6765 | 108.1541 | 4.1046 | 206.9158 | 101.877 | 2.7167 | 10.0426 | 5.5591 | 0.66982 | 0.71811 | 2033.4362 | 1099.3131 | 159.5087 | 1064.371 | 524.183 | 13.963 | 882.3723 | 488.4373 | 58.8528 | 86.6929 | 23828.1554 | 13098.0451 | 1701.7509 | 12796.8411 | 6604.6203 | 156.8739 | 10164.3856 | 5626.4962 | 677.9483 | 866.9287 | 0.0034876 | 0.001777 | 4.48e-05 | 0.014704 | 0.0083738 | 0.0014704 | 0.0013486 | 5000000 | scaled
CB 277 | 9242.0774 | 8892.4168 | 0 | 349.6606 | 96.22% | 0% | 3.783% | 5029.8637 | 8798.0529 | 13.6185 | 4946.258 | 69.9872 | 25.9992 | 8638.4255 | 133.6282 | 277 | 0.0016702 | 0.0010012 | 0.0005032 | 5533515.3718 | 26.2623 | 9050.4235 | 165.3916 | 15724.0486 | 5418766.3226 | 99025.0007 | 4207165.0879 | 11391.0306 | 4137234.188 | 58539.8689 | 882401.5874 | 2607.5921 | 866391.7466 | 13402.2487 |  | 1507 | CB 277 | 9242.0774 | 4212.2137 | 444.0245 | 8892.4168 | 3862.5531 | 94.3639 | 0 | 0 | 0 | 349.6606 | 26.2623 | 12.6438 | 0.26311 | 25.9992 | 12.3807 | 0 | 0 | 0 | 0 | 0.26311 | 165.3916 | 95.4044 | 31.7634 | 133.6282 | 63.641 | 0 | 0 | 0 | 0 | 31.7634 | 9050.4235 | 4104.1655 | 411.998 | 8732.7895 | 3786.5315 | 94.3639 | 0 | 0 | 0 | 317.634 | 0.00118 | 0.000511 | 1.3e-05 | 0 | 0 | 0 | 0.0004902 | 5000000 | scaled
CB 279 | 90028.008 | 17657.2647 | 69494.9128 | 2875.8305 | 19.61% | 77.19% | 3.194% | 40519.5989 | 82336.922 | 118.9702 | 37462.9664 | 2937.6623 | 225.5315 | 76096.0188 | 6015.3717 | 279 | 0.028282 | 0.016663 | 0.0056936 | 3183181.3425 | 234.2774 | 83136.1751 | 6657.5555 | 8283.5047 | 2939502.1338 | 235395.7039 | 2971229.5248 | 8723.8726 | 2747092.1443 | 215413.5079 | 1350830.0559 | 3700.0992 | 1248441.0008 | 98688.9558 |  | 1508 | CB 279 | 90028.008 | 49508.4091 | 7691.086 | 17657.2647 | 8206.7802 | 180.1193 | 69494.9128 | 38425.7984 | 4635.1361 | 2875.8305 | 234.2774 | 115.3072 | 8.7459 | 135.7176 | 59.8431 | 0.15253 | 96.3958 | 53.3001 | 6.4294 | 2.164 | 6657.5555 | 3719.8932 | 642.1838 | 696.4737 | 307.0405 | 0.7764 | 5699.8393 | 3151.6102 | 380.165 | 261.2424 | 83136.1751 | 45673.2087 | 7040.1564 | 16825.0734 | 7839.8965 | 179.1904 | 63698.6776 | 35220.8881 | 4248.5418 | 2612.4242 | 0.0094576 | 0.0041788 | 0.0001062 | 0.014708 | 0.0083672 | 0.0014708 | 0.0041166 | 5000000 | scaled
CB 280 | 310796.8025 | 50007.0136 | 258225.3736 | 2564.4153 | 16.09% | 83.08% | 0.8251% | 136681.4972 | 286544.076 | 1219.1988 | 119196.0825 | 16266.2159 | 2743.6232 | 247597.4355 | 36203.0173 | 280 | 0.042409 | 0.024793 | 0.0066778 | 7328488.5544 | 2931.7708 | 268123.5607 | 39741.4711 | 69130.2117 | 6322267.2497 | 937091.0942 | 7022873.9745 | 62644.0286 | 6124450.513 | 835779.432 | 3631843.7944 | 34774.4445 | 3138209.0403 | 458860.3102 |  | 1509 | CB 280 | 310796.8025 | 174115.3053 | 24252.7265 | 50007.0136 | 28723.9676 | 2381.8567 | 258225.3736 | 142826.9224 | 19306.4545 | 2564.4153 | 2931.7708 | 1712.572 | 188.1476 | 2534.4705 | 1491.9591 | 156.6577 | 395.3706 | 218.6833 | 29.5602 | 1.9296 | 39741.4711 | 23475.2552 | 3538.4538 | 17575.7038 | 11111.0528 | 1665.6738 | 21932.8141 | 12131.2491 | 1639.8268 | 232.9532 | 268123.5607 | 148927.4782 | 20526.1252 | 29896.8393 | 16120.9557 | 559.5252 | 235897.1889 | 130476.9901 | 17637.0675 | 2329.5324 | 0.0091484 | 0.0044166 | 0.000113 | 0.029662 | 0.016777 | 0.0029662 | 0.0035986 | 5000000 | scaled
CB 281 | 131322.8593 | 1504.0306 | 126538.5243 | 3280.3044 | 1.145% | 96.36% | 2.498% | 57314.9223 | 118560.4965 | 80.1964 | 52660.9144 | 4573.8114 | 166.1298 | 108911.6752 | 9482.6914 | 281 | 0.046838 | 0.026901 | 0.0077632 | 2803755.4667 | 181.8295 | 120594.6543 | 10546.3754 | 3882.0774 | 2574707.2753 | 225166.1129 | 2751122.1535 | 3849.4365 | 2527729.2983 | 219543.4158 | 1643956.4613 | 2303.5515 | 1510166.1807 | 131486.7284 |  | 1510 | CB 281 | 131322.8593 | 74007.937 | 12762.3628 | 1504.0306 | 652.3956 | 16.1377 | 126538.5243 | 70075.2371 | 9465.9207 | 3280.3044 | 181.8295 | 101.6331 | 15.6997 | 2.487 | 1.2143 | 0 | 176.8742 | 97.9504 | 13.2314 | 2.4683 | 10546.3754 | 5972.5641 | 1063.684 | 12.681 | 6.1885 | 0 | 10235.7093 | 5668.3904 | 765.6989 | 297.9851 | 120594.6543 | 67933.7399 | 11682.9791 | 1488.8627 | 644.9927 | 16.1377 | 116125.9407 | 64308.8962 | 8686.9904 | 2979.851 | 0.012207 | 0.0052858 | 0.0001336 | 0.030002 | 0.016986 | 0.0030002 | 0.0046294 | 5000000 | scaled
CB 282 | 152506.8923 | 7242.3735 | 144094.4419 | 1170.077 | 4.749% | 94.48% | 0.7672% | 68227.259 | 140492.563 | 140.1217 | 60332.5626 | 7754.5747 | 279.9461 | 124203.4574 | 16009.1595 | 282 | 0.035573 | 0.020455 | 0.0046902 | 4287152.9615 | 293.7882 | 134853.8017 | 17359.3025 | 8258.74 | 3790903.2609 | 487990.9614 | 4120286.3509 | 8462.0365 | 3643520.7549 | 468303.5614 | 2561581.4379 | 5104.2191 | 2264584.4322 | 291892.7871 |  | 1511 | CB 282 | 152506.8923 | 84279.6332 | 12014.3293 | 7242.3735 | 3375.8295 | 68.5626 | 144094.4419 | 79733.7268 | 10775.6897 | 1170.077 | 293.7882 | 153.6664 | 13.842 | 119.5832 | 56.878 | 0 | 173.3245 | 95.908 | 12.9616 | 0.88045 | 17359.3025 | 9604.7277 | 1350.143 | 619.9963 | 294.6657 | 0 | 16633.0155 | 9203.7715 | 1243.8524 | 106.2906 | 134853.8017 | 74521.2391 | 10650.3443 | 6502.794 | 3024.2859 | 68.5626 | 127288.1018 | 70434.0472 | 9518.8758 | 1062.9059 | 0.0038878 | 0.0018166 | 4.62e-05 | 0.030046 | 0.016999 | 0.0030046 | 0.0016394 | 5000000 | scaled
CB 283 | 6045.1476 | 6009.7428 | 0 | 35.4048 | 99.41% | 0% | 0.5857% | 922.4918 | 6009.2397 | 55.6183 | 9.6479 | 857.2256 | 330.8543 | 40.7439 | 5637.6416 | 283 | 7.6e-05 | 6.9e-05 | 4.72e-05 | 79541415.1447 | 330.8809 | 73.4089 | 5640.8578 | 4353696.1618 | 965906.4041 | 74221812.5789 | 74241387.1884 | 4476114.4175 | 776457.5834 | 68988815.1875 | 760758.9629 | 41885.5564 | 5158.1045 | 713715.3021 |  | 1512 | CB 283 | 6045.1476 | 5122.6557 | 35.9078 | 6009.7428 | 5087.2509 | 0.50304 | 0 | 0 | 0 | 35.4048 | 330.8809 | 275.2626 | 0.026641 | 330.8543 | 275.236 | 0 | 0 | 0 | 0 | 0.026641 | 5640.8578 | 4783.6321 | 3.2162 | 5637.6416 | 4780.4159 | 0 | 0 | 0 | 0 | 3.2162 | 73.4089 | 63.761 | 32.665 | 41.2469 | 31.599 | 0.50304 | 0 | 0 | 0 | 32.1619 | 2.94e-05 | 2.24e-05 | 6e-07 | 0 | 0 | 0 | 4.66e-05 | 5000000 | scaled
CB 284 | 126880.6737 | 60797.6641 | 63880.6967 | 2202.3129 | 47.92% | 50.35% | 1.736% | 56726.9099 | 120033.5691 | 1895.7253 | 37919.5916 | 16911.593 | 3912.0039 | 81122.1336 | 34999.4316 | 284 | 0.01321 | 0.0086048 | 0.0036514 | 9604895.8138 | 3939.2208 | 87208.2025 | 35733.2504 | 298199.9092 | 6601680.7328 | 2705015.1718 | 8152863.9608 | 272456.0571 | 5449852.1546 | 2430555.7485 | 1875199.8168 | 61114.4789 | 1267313.8961 | 546771.4419 |  | 1513 | CB 284 | 126880.6737 | 70153.7638 | 6847.1046 | 60797.6641 | 32483.4278 | 382.585 | 63880.6967 | 35468.0231 | 4262.2067 | 2202.3129 | 3939.2208 | 2043.4955 | 27.2169 | 3860.3293 | 1998.9561 | 20.4065 | 77.2344 | 42.8823 | 5.1532 | 1.6572 | 35733.2504 | 18821.6574 | 733.8189 | 29314.4769 | 15168.8257 | 118.8382 | 6218.7139 | 3452.7721 | 414.921 | 200.0596 | 87208.2025 | 49288.6108 | 6086.0689 | 27622.8579 | 15315.646 | 243.3402 | 57584.7484 | 31972.3687 | 3842.1325 | 2000.5961 | 0.0052396 | 0.0027258 | 6.94e-05 | 0.004876 | 0.0027846 | 0.0004876 | 0.0030944 | 5000000 | scaled
CB 286 | 207241.2445 | 136058.0537 | 61220.7605 | 9962.4303 | 65.65% | 29.54% | 4.807% | 106090.5079 | 191435.744 | 7624.9034 | 56881.0039 | 41584.6007 | 12807.4985 | 108478.2048 | 70150.0406 | 286 | 0.045864 | 0.028688 | 0.014801 | 4518643.2051 | 13000.695 | 121881.1158 | 72359.4337 | 283464.3384 | 2657469.4485 | 1577709.4197 | 3525939.3118 | 253415.1943 | 1890451.5739 | 1382072.5461 | 1067852.6437 | 71441.8368 | 605105.0626 | 391305.7446 |  | 1514 | CB 286 | 207241.2445 | 101150.7366 | 15805.5006 | 136058.0537 | 57141.6143 | 1758.0029 | 61220.7605 | 34046.692 | 4085.0673 | 9962.4303 | 13000.695 | 5375.7916 | 193.1965 | 12916.5424 | 5325.6644 | 180.5851 | 76.6562 | 42.6308 | 5.115 | 7.4964 | 72359.4337 | 30774.833 | 2209.3931 | 65941.2478 | 26803.7885 | 936.5213 | 5513.192 | 3066.0506 | 367.8778 | 904.994 | 121881.1158 | 65000.1119 | 13402.9109 | 57200.2636 | 25012.1614 | 640.8966 | 55630.9123 | 30938.0105 | 3712.0744 | 9049.9399 | 0.02699 | 0.011901 | 0.0003152 | 0.0048756 | 0.0027886 | 0.0004876 | 0.013998 | 5000000 | scaled
CB 287 | 114667.6367 | 82479.405 | 29217.7449 | 2970.4868 | 71.93% | 25.48% | 2.591% | 53206.4142 | 108827.0192 | 1080.1082 | 44590.4654 | 7535.8406 | 2151.9385 | 91479.0045 | 15196.0762 | 287 | 0.015966 | 0.010327 | 0.004718 | 7182078.9876 | 2178.0672 | 96655.1255 | 15834.444 | 136420.8005 | 6053885.5222 | 991772.6641 | 5951392.6815 | 120815.2838 | 4987657.4694 | 842919.9271 | 1237943.5201 | 24479.0161 | 1040604.0857 | 172860.4181 |  | 1515 | CB 287 | 114667.6367 | 61461.2225 | 5840.6175 | 82479.405 | 42256.7947 | 920.9255 | 29217.7449 | 16233.9411 | 1949.2052 | 2970.4868 | 2178.0672 | 1097.959 | 26.1287 | 2142.1945 | 1077.0342 | 21.6494 | 33.6375 | 18.6896 | 2.2441 | 2.2352 | 15834.444 | 8298.6034 | 638.3678 | 11770.9248 | 5920.9218 | 115.4389 | 3793.6782 | 2107.8406 | 253.0879 | 269.8411 | 96655.1255 | 52064.6601 | 5176.121 | 68566.2857 | 35258.8387 | 783.8372 | 25390.4292 | 14107.4109 | 1693.8733 | 2698.4105 | 0.0069378 | 0.0033928 | 8.7e-05 | 0.0048856 | 0.002792 | 0.0004886 | 0.0041424 | 5000000 | scaled
CB 288 | 139689.0353 | 70803.6621 | 62844.0173 | 6041.356 | 50.69% | 44.99% | 4.325% | 63840.2915 | 129108.6771 | 2577.807 | 45200.9094 | 16061.5751 | 5153.8235 | 91136.0325 | 32818.8211 | 288 | 0.031221 | 0.019275 | 0.0093118 | 4474143.8661 | 5175.4693 | 100725.9958 | 33787.5702 | 165766.7259 | 3226184.4696 | 1082192.6701 | 3935083.986 | 158894.7459 | 2786161.6975 | 990027.542 | 1136231.2507 | 45356.6363 | 802049.9513 | 288824.663 |  | 1516 | CB 288 | 139689.0353 | 75848.7438 | 10580.3582 | 70803.6621 | 34894.6214 | 346.9799 | 62844.0173 | 34912.7665 | 4192.0223 | 6041.356 | 5175.4693 | 2597.6623 | 21.6458 | 5091.603 | 2549.0502 | 11.8088 | 79.3203 | 44.0661 | 5.2911 | 4.5459 | 33787.5702 | 17725.9952 | 968.7491 | 27735.4313 | 14119.8347 | 52.847 | 5503.3381 | 3057.3595 | 367.1012 | 548.8009 | 100725.9958 | 55525.0864 | 9589.9633 | 37976.6278 | 18225.7364 | 282.3242 | 57261.3589 | 31811.3408 | 3819.63 | 5488.0091 | 0.017749 | 0.0078788 | 0.0001996 | 0.0048452 | 0.0027686 | 0.0004846 | 0.0086276 | 5000000 | scaled
CB 289 | 64738.9071 | 25424.3679 | 36010.176 | 3304.3632 | 39.27% | 55.62% | 5.104% | 29106.6563 | 58806.9022 | 477.3608 | 24605.7272 | 4023.5683 | 980.7861 | 49471.1199 | 8354.9962 | 289 | 0.018234 | 0.01129 | 0.005233 | 3550411.1532 | 991.4644 | 54779.4437 | 8967.999 | 54373.8897 | 3004214.26 | 491823.0034 | 3155977.7138 | 51759.2926 | 2667950.7897 | 436267.631 | 1133576.3197 | 18905.8738 | 953617.4823 | 161052.9636 |  | 1517 | CB 289 | 64738.9071 | 35632.2508 | 5932.0049 | 25424.3679 | 12387.0153 | 225.9768 | 36010.176 | 19940.8723 | 2401.6649 | 3304.3632 | 991.4644 | 514.1036 | 10.6783 | 936.4306 | 482.5187 | 4.6873 | 52.5473 | 29.0984 | 3.5046 | 2.4864 | 8967.999 | 4944.4307 | 613.0028 | 4286.8714 | 2218.2762 | 20.6483 | 4380.957 | 2425.9838 | 292.1838 | 300.1706 | 54779.4437 | 30173.7165 | 5308.3238 | 20201.0659 | 9686.2203 | 200.6412 | 31576.6716 | 17485.79 | 2105.9765 | 3001.7061 | 0.0087182 | 0.0038688 | 9.74e-05 | 0.004867 | 0.0027726 | 0.0004866 | 0.004649 | 5000000 | scaled
CB 292 | 94668.5575 | 62928.3165 | 31170.2759 | 569.9651 | 66.47% | 32.93% | 0.6021% | 38948.0359 | 91296.1961 | 1924.6014 | 12547.9763 | 24475.4582 | 4779.1525 | 26697.7727 | 59819.2709 | 292 | 0.048129 | 0.027648 | 0.005287 | 1966975.3689 | 4810.7389 | 29246.0775 | 60611.7411 | 99955.0986 | 607660.1936 | 1259360.0767 | 2015339.9368 | 99587.205 | 649286.5975 | 1266466.134 | 637859.1685 | 33390.5068 | 186529.3388 | 417939.3229 |  | 1518 | CB 292 | 94668.5575 | 55720.5216 | 3372.3614 | 62928.3165 | 37782.4271 | 314.1934 | 31170.2759 | 17368.1294 | 2488.2029 | 569.9651 | 4810.7389 | 2886.1376 | 31.5864 | 4760.7137 | 2858.0735 | 27.1984 | 49.5963 | 27.6351 | 3.9591 | 0.42888 | 60611.7411 | 36136.2829 | 792.4702 | 54129.7998 | 32501.6081 | 227.3989 | 6430.1653 | 3582.8988 | 513.2953 | 51.776 | 29246.0775 | 16698.1012 | 2548.3048 | 4037.803 | 2422.7455 | 59.596 | 24690.5142 | 13757.5955 | 1970.9485 | 517.7602 | 0.0029764 | 0.001696 | 4.3e-05 | 0.044343 | 0.025142 | 0.0044342 | 0.0008098 | 5000000 | scaled
CB 295 | 6290.7521 | 6045.4445 | 0 | 245.3076 | 96.1% | 0% | 3.899% | 1672.9856 | 5986.8432 | 74.0264 | 1181.3269 | 417.6323 | 225.4876 | 4514.6531 | 1246.7025 | 295 | 0.0015178 | 0.001094 | 0.0003562 | 4144651.5101 | 225.6722 | 4796.0935 | 1268.9864 | 148683.733 | 3159898.1901 | 836069.5862 | 4220993.128 | 186770.8606 | 2980523.4623 | 1053698.8024 | 853197.2608 | 32134.6965 | 643392.4415 | 177670.1227 |  | 1519 | CB 295 | 6290.7521 | 4617.7665 | 303.9089 | 6045.4445 | 4372.4589 | 58.6013 | 0 | 0 | 0 | 245.3076 | 225.6722 | 151.6458 | 0.18459 | 225.4876 | 151.4612 | 0 | 0 | 0 | 0 | 0.18459 | 1268.9864 | 851.3542 | 22.2839 | 1246.7025 | 829.0702 | 0 | 0 | 0 | 0 | 22.2839 | 4796.0935 | 3614.7666 | 281.4404 | 4573.2544 | 3391.9275 | 58.6013 | 0 | 0 | 0 | 222.8391 | 0.0011808 | 0.000757 | 1.92e-05 | 0 | 0 | 0 | 0.000337 | 5000000 | scaled
CB 296 | 39569.8911 | 39259.7779 | 0 | 310.1131 | 99.22% | 0% | 0.7837% | 8649.3211 | 37691.1293 | 588.653 | 3243.5308 | 4817.1373 | 2526.0261 | 13897.7894 | 21267.3139 | 296 | 0.0016582 | 0.0013158 | 0.0004666 | 23863159.4983 | 2640.1794 | 14444.4258 | 22485.2859 | 1592195.9969 | 8710906.8568 | 13560056.6458 | 23499445.2196 | 1599318.3508 | 8812388.2515 | 13087738.6337 | 4026493.2533 | 269852.006 | 1484682.3699 | 2271958.8777 |  | 1520 | CB 296 | 39569.8911 | 30920.57 | 1878.7618 | 39259.7779 | 30610.4569 | 1568.6486 | 0 | 0 | 0 | 310.1131 | 2640.1794 | 2051.5264 | 114.1534 | 2639.9461 | 2051.2931 | 113.92 | 0 | 0 | 0 | 0.23335 | 22485.2859 | 17668.1487 | 1217.972 | 22457.115 | 17639.9778 | 1189.8012 | 0 | 0 | 0 | 28.1709 | 14444.4258 | 11200.8949 | 546.6364 | 14162.7168 | 10919.186 | 264.9275 | 0 | 0 | 0 | 281.7089 | 0.0012138 | 0.0008714 | 2.22e-05 | 0 | 0 | 0 | 0.0004444 | 5000000 | scaled
CB 297 | 7428.6087 | 7042.1258 | 0 | 386.4829 | 94.8% | 0% | 5.203% | 1990.0481 | 6963.9048 | 101.0604 | 1274.3535 | 614.6341 | 340.2751 | 4629.2671 | 1994.3627 | 297 | 0.0019588 | 0.0016206 | 0.000579 | 3792428.3587 | 343.1174 | 5042.6142 | 2042.8771 | 175167.1338 | 2574338.4873 | 1042922.7374 | 3355893.2476 | 170421.9591 | 2148990.5177 | 1036480.7711 | 802597.2969 | 39217.0555 | 533527.8625 | 229852.3789 |  | 1521 | CB 297 | 7428.6087 | 5438.5606 | 464.7038 | 7042.1258 | 5052.0777 | 78.221 | 0 | 0 | 0 | 386.4829 | 343.1174 | 242.057 | 2.8423 | 342.8266 | 241.7662 | 2.5515 | 0 | 0 | 0 | 0.29082 | 2042.8771 | 1428.2429 | 48.5144 | 2007.7687 | 1393.1346 | 13.406 | 0 | 0 | 0 | 35.1084 | 5042.6142 | 3768.2607 | 413.3471 | 4691.5306 | 3417.177 | 62.2635 | 0 | 0 | 0 | 351.0837 | 0.0014066 | 0.0010684 | 2.68e-05 | 0 | 0 | 0 | 0.0005522 | 5000000 | scaled
CB 298 | 17686.8449 | 17060.8351 | 0 | 626.0098 | 96.46% | 0% | 3.539% | 8166.5611 | 16594.1978 | 569.5248 | 3208.0515 | 4388.9848 | 1157.2875 | 6829.4391 | 8607.4712 | 298 | 0.0035214 | 0.0021438 | 0.0009258 | 5022674.1779 | 1194.8496 | 7497.1055 | 8994.8898 | 339310.9479 | 2129012.7549 | 2554350.4748 | 4440845.1283 | 309698.4647 | 1744487.0383 | 2386659.6246 | 1180219.3335 | 82309.0782 | 485726.1645 | 612184.0908 |  | 1522 | CB 298 | 17686.8449 | 9520.2838 | 1092.6471 | 17060.8351 | 8894.274 | 466.6373 | 0 | 0 | 0 | 626.0098 | 1194.8496 | 625.3248 | 37.562 | 1194.3785 | 624.8537 | 37.091 | 0 | 0 | 0 | 0.47105 | 8994.8898 | 4605.905 | 387.4186 | 8938.0226 | 4549.0378 | 330.5514 | 0 | 0 | 0 | 56.8672 | 7497.1055 | 4289.054 | 667.6664 | 6928.4339 | 3720.3824 | 98.9949 | 0 | 0 | 0 | 568.6716 | 0.0026274 | 0.0012498 | 3.18e-05 | 0 | 0 | 0 | 0.000894 | 5000000 | scaled
CB 299 | 9115.6373 | 8467.9702 | 0 | 647.6671 | 92.89% | 0% | 7.105% | 1710.3876 | 8292.05 | 36.7405 | 1486.1475 | 187.4996 | 209.3724 | 6968.5046 | 1114.1729 | 299 | 0.0028978 | 0.0021608 | 0.0009412 | 3145709.608 | 215.4845 | 7696.8516 | 1203.3012 | 74361.4053 | 2656101.7279 | 415246.4746 | 3427087.0701 | 73616.5472 | 2977779.3852 | 375691.1373 | 875039.6854 | 22094.5607 | 735369.1871 | 117575.9375 |  | 1523 | CB 299 | 9115.6373 | 7405.2497 | 823.5874 | 8467.9702 | 6757.5826 | 175.9202 | 0 | 0 | 0 | 647.6671 | 215.4845 | 178.744 | 6.112 | 214.9971 | 178.2567 | 5.6247 | 0 | 0 | 0 | 0.48735 | 1203.3012 | 1015.8016 | 89.1283 | 1144.4667 | 956.9671 | 30.2938 | 0 | 0 | 0 | 58.8345 | 7696.8516 | 6210.7041 | 728.347 | 7108.5063 | 5622.3588 | 140.0018 | 0 | 0 | 0 | 588.3453 | 0.0019886 | 0.0012516 | 3.2e-05 | 0 | 0 | 0 | 0.0009092 | 5000000 | scaled
CB 303 | 349914.9822 | 65448.9576 | 274967.2981 | 9498.7266 | 18.7% | 78.58% | 2.715% | 155243.6261 | 323992.4816 | 274 | 144815.0629 | 10154.5632 | 546.3091 | 302447.2709 | 20998.9017 | 303 | 0.047695 | 0.030285 | 0.01466 | 7336512.8881 | 575.2043 | 326119.4184 | 23220.3595 | 12060.055 | 6837601.8115 | 486851.0215 | 6427936.9494 | 11345.1024 | 5996137.2781 | 420454.5709 | 1768198.7224 | 2981.4983 | 1650615.086 | 114602.1381 |  | 1524 | CB 303 | 349914.9822 | 194671.3561 | 25922.5006 | 65448.9576 | 34964.6595 | 881.4881 | 274967.2981 | 150207.97 | 15542.2859 | 9498.7266 | 575.2043 | 301.2043 | 28.8952 | 259.5328 | 124.1943 | 1.6219 | 308.5241 | 169.8625 | 20.1258 | 7.1475 | 23220.3595 | 13065.7962 | 2221.4578 | 1331.9433 | 637.5013 | 8.3621 | 21025.5454 | 11565.4241 | 1350.2249 | 862.8708 | 326119.4184 | 181304.3555 | 23672.1475 | 63857.4815 | 34202.964 | 871.5041 | 253633.2286 | 138472.6833 | 14171.9352 | 8628.7083 | 0.02424 | 0.011196 | 0.000284 | 0.010087 | 0.0057214 | 0.0010088 | 0.013368 | 5000000 | scaled
CB 305 | 2786773.857 | 2706155.236 | 76146.1924 | 4472.4289 | 97.11% | 2.732% | 0.1605% | 1375161.173 | 2752663.5858 | 77308.982 | 30577.1797 | 1267275.011 | 155181.5531 | 64818.2606 | 2532663.7716 | 305 | 0.073949 | 0.044056 | 0.011733 | 37685180.2463 | 156588.2186 | 74414.5759 | 2555771.062 | 2117522.1045 | 1006298.6272 | 34561359.5082 | 32041326.5843 | 1801303.2856 | 712449.8723 | 29527573.4197 | 2907257.5344 | 163896.795 | 68458.5568 | 2674902.1821 |  | 1525 | CB 305 | 2786773.857 | 1411612.684 | 34110.2712 | 2706155.236 | 1364467.004 | 23381.8817 | 76146.1924 | 42673.2508 | 6255.9606 | 4472.4289 | 156588.2186 | 79279.2366 | 1406.6655 | 156465.8015 | 79209.1532 | 1393.5192 | 119.0518 | 66.7181 | 9.781 | 3.3654 | 2555771.062 | 1288496.051 | 23107.2904 | 2545915.532 | 1282794.297 | 21924.6875 | 9449.2523 | 5295.4757 | 776.3244 | 406.2785 | 74414.5759 | 43837.3962 | 9596.3153 | 3773.9025 | 2463.5541 | 63.6751 | 66577.8884 | 37311.057 | 5469.8552 | 4062.785 | 0.015532 | 0.0080864 | 0.000204 | 0.052098 | 0.029651 | 0.0052098 | 0.006319 | 5000000 | scaled
CB 306 | 737499.7239 | 716008.6697 | 20665.7969 | 825.2574 | 97.09% | 2.802% | 0.1119% | 387627.5945 | 724255.9643 | 21717.5285 | 8109.2928 | 357800.7732 | 40382.2546 | 16914.0982 | 666959.6116 | 306 | 0.057753 | 0.032757 | 0.006415 | 12769938.8411 | 40970.9894 | 19174.0758 | 677354.6587 | 709419.9663 | 332002.5318 | 11728516.3438 | 10680705.1048 | 598405.5863 | 223443.7541 | 9858855.7653 | 2064498.7638 | 115110.0147 | 48213.8035 | 1901174.9458 |  | 1526 | CB 306 | 737499.7239 | 349872.1294 | 13243.7596 | 716008.6697 | 337469.6535 | 10720.4075 | 20665.7969 | 11577.2186 | 1698.0947 | 825.2574 | 40970.9894 | 19253.4609 | 588.7348 | 40948.1244 | 19240.3785 | 586.2861 | 22.2441 | 12.4614 | 1.8278 | 0.62098 | 677354.6587 | 319553.8855 | 10395.0471 | 675009.848 | 318207.3258 | 10133.5686 | 2269.8438 | 1271.5927 | 186.5115 | 74.9669 | 19174.0758 | 11064.783 | 2259.9777 | 50.6973 | 21.9491 | 0.55286 | 18373.7091 | 10293.1644 | 1509.7554 | 749.6695 | 0.004338 | 0.0018778 | 4.76e-05 | 0.052275 | 0.02974 | 0.0052274 | 0.00114 | 5000000 | scaled
CB 307 | 601867.3528 | 540077.2307 | 61069.8734 | 720.2486 | 89.73% | 10.15% | 0.1197% | 294751.3724 | 589306.2092 | 15509.7289 | 24882.8577 | 254358.7858 | 30811.4092 | 52213.568 | 506281.232 | 307 | 0.056404 | 0.032274 | 0.0062894 | 10670688.0175 | 31224.3316 | 57244.7818 | 513398.2394 | 553585.602 | 1014910.0208 | 9102192.3948 | 9515776.6031 | 500717.3137 | 803320.1456 | 8211739.1448 | 1997192.675 | 104421.6398 | 176954.7883 | 1715816.2469 |  | 1527 | CB 307 | 601867.3528 | 307115.9804 | 12561.1436 | 540077.2307 | 272167.6947 | 6822.9108 | 61069.8734 | 34228.0371 | 5017.9841 | 720.2486 | 31224.3316 | 15714.6027 | 412.9224 | 31135.7488 | 15664.7162 | 405.1463 | 88.0408 | 49.3445 | 7.2341 | 0.54196 | 513398.2394 | 259039.4536 | 7117.0074 | 504964.3893 | 254283.7481 | 6363.9637 | 8368.4222 | 4690.2777 | 687.6158 | 65.4279 | 57244.7818 | 32361.9241 | 5031.2139 | 3977.0926 | 2219.2305 | 53.8008 | 52613.4104 | 29488.4148 | 4323.1342 | 654.2788 | 0.0031426 | 0.0015192 | 3.86e-05 | 0.052234 | 0.029728 | 0.0052234 | 0.0010274 | 5000000 | scaled
CB 308 | 77794.8083 | 14284.3841 | 62070.1711 | 1440.253 | 18.36% | 79.79% | 1.851% | 35457.1182 | 71553.9221 | 186.949 | 32194.0243 | 3076.1448 | 322.0984 | 65145.8015 | 6086.0221 | 308 | 0.037941 | 0.021674 | 0.0051106 | 2050436.9528 | 333.1914 | 70822.9301 | 6638.6868 | 8781.921 | 1866679.2339 | 174975.7979 | 1953422.1366 | 10299.4948 | 1773650.0588 | 169472.5826 | 1221165.0564 | 5497.0482 | 1111801.7583 | 103866.2499 |  | 1528 | CB 308 | 77794.8083 | 42337.69 | 6240.8861 | 14284.3841 | 6553.1459 | 159.2018 | 62070.1711 | 34344.2911 | 4641.4313 | 1440.253 | 333.1914 | 146.2423 | 11.0929 | 217.0879 | 81.5166 | 1.4083 | 115.0197 | 63.642 | 8.6008 | 1.0837 | 6638.6868 | 3562.5419 | 552.6646 | 948.9151 | 355.8704 | 6.1494 | 5558.9381 | 3075.8379 | 415.6816 | 130.8336 | 70822.9301 | 38628.9058 | 5677.1286 | 13118.3811 | 6115.7589 | 151.644 | 56396.2133 | 31204.8112 | 4217.1489 | 1308.3357 | 0.0056844 | 0.0025498 | 6.44e-05 | 0.030233 | 0.017101 | 0.0030234 | 0.0020228 | 5000000 | scaled
CB 313 | 413097.8091 | 130440.6966 | 281505.6203 | 1151.4922 | 31.58% | 68.15% | 0.2787% | 180002.9356 | 392291.3669 | 3604.6445 | 134354.5782 | 42043.7129 | 8499.7942 | 286561.0379 | 97230.5348 | 313 | 0.023731 | 0.014207 | 0.0034088 | 17407517.9765 | 8569.0168 | 305278.518 | 99250.2744 | 361089.5776 | 12864123.6358 | 4182304.7642 | 16406812.9892 | 328554.244 | 12246080.4954 | 3832178.2492 | 6103743.8923 | 132250.0863 | 4458663.4633 | 1512830.343 |  | 1529 | CB 313 | 413097.8091 | 233094.8735 | 20806.4422 | 130440.6966 | 75705.3222 | 890.3228 | 281505.6203 | 156238.0591 | 18764.6272 | 1151.4922 | 8569.0168 | 4964.3723 | 69.2225 | 8240.9715 | 4781.8963 | 46.5 | 327.1788 | 181.6095 | 21.856 | 0.86646 | 99250.2744 | 57206.5615 | 2019.7395 | 75286.5683 | 43858.4793 | 321.6543 | 23859.1038 | 13243.4798 | 1593.4829 | 104.6023 | 305278.518 | 170923.9398 | 18717.4801 | 46913.1569 | 27064.9466 | 522.1685 | 257319.3377 | 142812.9698 | 17149.2882 | 1046.0234 | 0.0046412 | 0.002625 | 6.62e-05 | 0.017497 | 0.0099892 | 0.0017496 | 0.001593 | 5000000 | scaled
CB 314 | 255579.5297 | 135298.0526 | 119559.664 | 721.8132 | 52.94% | 46.78% | 0.2824% | 129573.2728 | 244495.6104 | 5063.062 | 66359.401 | 58150.8097 | 8843.6281 | 135192.2364 | 100459.7459 | 314 | 0.021433 | 0.012399 | 0.002845 | 11924691.5802 | 9024.6956 | 143486.5975 | 103068.2366 | 421069.3687 | 6694720.1252 | 4808902.0847 | 10162942.3403 | 397115.9021 | 5204829.2972 | 4560997.1382 | 3895929.4411 | 140919.3037 | 2154228.5071 | 1600781.6298 |  | 1530 | CB 314 | 255579.5297 | 126006.2569 | 11083.9193 | 135298.0526 | 59039.3312 | 2377.5726 | 119559.664 | 66245.1125 | 7984.5335 | 721.8132 | 9024.6956 | 3961.6336 | 181.0674 | 8878.4364 | 3880.3527 | 170.793 | 145.716 | 80.7377 | 9.7313 | 0.54314 | 103068.2366 | 44917.4269 | 2608.4907 | 93111.5893 | 39371.4506 | 1882.3665 | 9891.0773 | 5480.4062 | 660.5542 | 65.57 | 143486.5975 | 77127.1965 | 8294.3611 | 33308.0268 | 15787.5279 | 324.4131 | 109522.8707 | 60683.9686 | 7314.248 | 655.7 | 0.002703 | 0.0012742 | 3.22e-05 | 0.017686 | 0.01008 | 0.0017686 | 0.0010442 | 5000000 | scaled
CB 315 | 10771.2619 | 10475.9923 | 0 | 295.2696 | 97.26% | 0% | 2.741% | 5571.8053 | 10407.01 | 421.5525 | 1985.3862 | 3164.8667 | 736.8884 | 4361.043 | 5309.0787 | 315 | 0.0017586 | 0.0011014 | 0.0004216 | 6124907.2444 | 741.2046 | 4671.1302 | 5358.927 | 421474.251 | 2656164.1163 | 3047268.8775 | 4720770.4113 | 357164.7303 | 1682139.2728 | 2681466.4096 | 863974.9706 | 61175.4092 | 362047.5006 | 440752.0608 |  | 1531 | CB 315 | 10771.2619 | 5199.4565 | 364.2518 | 10475.9923 | 4904.1869 | 68.9822 | 0 | 0 | 0 | 295.2696 | 741.2046 | 319.6522 | 4.3163 | 740.9824 | 319.43 | 4.0941 | 0 | 0 | 0 | 0.22218 | 5358.927 | 2194.0604 | 49.8483 | 5332.1046 | 2167.2379 | 23.0258 | 0 | 0 | 0 | 26.8225 | 4671.1302 | 2685.744 | 310.0872 | 4402.9053 | 2417.5191 | 41.8623 | 0 | 0 | 0 | 268.2249 | 0.0013548 | 0.0006976 | 1.78e-05 | 0 | 0 | 0 | 0.0004038 | 5000000 | scaled
CB 320 | 4930.2844 | 4353.7985 | 0 | 576.4858 | 88.31% | 0% | 11.69% | 2484.1723 | 4315.249 | 32.1764 | 2286.462 | 165.534 | 53.1625 | 3988.7069 | 273.3796 | 320 | 0.002136 | 0.0014034 | 0.0008196 | 2308185.5576 | 53.5963 | 4550.9401 | 325.748 | 25091.8786 | 2130589.9405 | 152503.7387 | 1742989.8888 | 22576.1799 | 1604268.7529 | 116144.9563 | 750409.1786 | 9244.7973 | 693624.4651 | 47539.9163 |  | 1532 | CB 320 | 4930.2844 | 2446.112 | 615.0354 | 4353.7985 | 1869.6262 | 38.5495 | 0 | 0 | 0 | 576.4858 | 53.5963 | 21.4199 | 0.43379 | 53.1625 | 20.9861 | 0 | 0 | 0 | 0 | 0.43379 | 325.748 | 160.214 | 52.3684 | 273.3796 | 107.8456 | 0 | 0 | 0 | 0 | 52.3684 | 4550.9401 | 2264.4782 | 562.2332 | 4027.2564 | 1740.7945 | 38.5495 | 0 | 0 | 0 | 523.6837 | 0.0013318 | 0.0005992 | 1.54e-05 | 0 | 0 | 0 | 0.0008042 | 5000000 | scaled
CB 321 | 22082.4248 | 18806.0142 | 0 | 3276.4107 | 85.16% | 0% | 14.84% | 10712.885 | 18653.0561 | 300.3475 | 8846.5278 | 1566.0097 | 526.0712 | 15385.4554 | 2741.5294 | 321 | 0.014142 | 0.0087266 | 0.004695 | 1561434.0458 | 529.5087 | 18508.7787 | 3044.1375 | 37441.216 | 1308743.8271 | 215249.0025 | 1302860.201 | 36527.1154 | 1075880.9605 | 190452.1243 | 730429.9862 | 20600.2814 | 602474.8942 | 107354.8105 |  | 1533 | CB 321 | 22082.4248 | 11369.5398 | 3429.3688 | 18806.0142 | 8093.1292 | 152.9581 | 0 | 0 | 0 | 3276.4107 | 529.5087 | 229.1612 | 3.4374 | 527.0433 | 226.6958 | 0.97203 | 0 | 0 | 0 | 2.4654 | 3044.1375 | 1478.1278 | 302.6081 | 2746.5061 | 1180.4964 | 4.9767 | 0 | 0 | 0 | 297.6314 | 18508.7787 | 9662.2509 | 3123.3233 | 15532.4648 | 6685.937 | 147.0094 | 0 | 0 | 0 | 2976.3139 | 0.0095524 | 0.0041366 | 0.000105 | 0 | 0 | 0 | 0.00459 | 5000000 | scaled
CB 322 | 42077.6382 | 37654.9838 | 0 | 4422.6545 | 89.49% | 0% | 10.51% | 20478.214 | 37298.19 | 684.421 | 16067.2419 | 3726.5511 | 1268.7449 | 29100.682 | 6928.763 | 322 | 0.018945 | 0.011866 | 0.0064204 | 2221041.8707 | 1281.9547 | 33412.9072 | 7382.7763 | 67667.1806 | 1763679.4521 | 389695.2378 | 1820247.7845 | 60836.1578 | 1428169.5371 | 331242.0894 | 744415.9616 | 25322.2468 | 580805.991 | 138287.7238 |  | 1534 | CB 322 | 42077.6382 | 21599.4243 | 4779.4482 | 37654.9838 | 17176.7698 | 356.7938 | 0 | 0 | 0 | 4422.6545 | 1281.9547 | 597.5337 | 13.2098 | 1278.6268 | 594.2058 | 9.8819 | 0 | 0 | 0 | 3.3279 | 7382.7763 | 3656.2252 | 454.0132 | 6981.0193 | 3254.4682 | 52.2563 | 0 | 0 | 0 | 401.757 | 33412.9072 | 17345.6654 | 4312.2252 | 29395.3376 | 13328.0958 | 294.6556 | 0 | 0 | 0 | 4017.5696 | 0.012667 | 0.0055884 | 0.0001426 | 0 | 0 | 0 | 0.0062778 | 5000000 | scaled
CB 323 | 12916.1631 | 12385.8833 | 0 | 530.2798 | 95.89% | 0% | 4.106% | 6947.095 | 12270.5659 | 64.5983 | 6551.3485 | 331.1482 | 118.0562 | 11547.1072 | 605.4026 | 323 | 0.0019678 | 0.0012806 | 0.0007686 | 6563758.0394 | 118.4552 | 12144.1343 | 653.5735 | 60196.7724 | 6171427.1369 | 332134.1328 | 4661149.4877 | 43342.214 | 4395623.5731 | 222183.7043 | 839965.0549 | 8081.3774 | 790441.6609 | 41442.0169 |  | 1535 | CB 323 | 12916.1631 | 5969.068 | 645.5971 | 12385.8833 | 5438.7882 | 115.3174 | 0 | 0 | 0 | 530.2798 | 118.4552 | 53.8569 | 0.39902 | 118.0562 | 53.4579 | 0 | 0 | 0 | 0 | 0.39902 | 653.5735 | 322.4253 | 48.171 | 605.4026 | 274.2544 | 0 | 0 | 0 | 0 | 48.171 | 12144.1343 | 5592.7858 | 597.0271 | 11662.4245 | 5111.076 | 115.3174 | 0 | 0 | 0 | 481.7098 | 0.0012122 | 0.000525 | 1.3e-05 | 0 | 0 | 0 | 0.0007556 | 5000000 | scaled
CB 324 | 29994.0693 | 29112.3658 | 0 | 881.7035 | 97.06% | 0% | 2.94% | 13793.5935 | 28338.7892 | 888.4779 | 10330.2118 | 2574.9037 | 1892.9707 | 20951.6052 | 5494.2133 | 324 | 0.0044058 | 0.0028304 | 0.0012744 | 6807859.9301 | 1980.413 | 22142.2151 | 5871.4412 | 449501.3421 | 5025696.8314 | 1332661.7581 | 5723740.7504 | 368679.6607 | 4286588.1685 | 1068472.9242 | 1298870.1577 | 86761.7567 | 960288.5512 | 251819.8501 |  | 1536 | CB 324 | 29994.0693 | 16200.4758 | 1655.2801 | 29112.3658 | 15318.7723 | 773.5766 | 0 | 0 | 0 | 881.7035 | 1980.413 | 1091.9351 | 87.4423 | 1979.7496 | 1091.2716 | 86.7789 | 0 | 0 | 0 | 0.66345 | 5871.4412 | 3296.5375 | 377.2279 | 5791.3466 | 3216.4429 | 297.1334 | 0 | 0 | 0 | 80.0945 | 22142.2151 | 11812.0032 | 1190.6099 | 21341.2696 | 11011.0578 | 389.6644 | 0 | 0 | 0 | 800.9455 | 0.0031716 | 0.0015962 | 4.02e-05 | 0 | 0 | 0 | 0.0012342 | 5000000 | scaled
CB 325 | 43927.965 | 42998.3271 | 0 | 929.6379 | 97.88% | 0% | 2.116% | 24925.8972 | 42605.489 | 400.5633 | 22445.8476 | 2079.4862 | 644.6695 | 38619.3684 | 3341.4511 | 325 | 0.0043742 | 0.0026324 | 0.0013362 | 10042514.0597 | 648.2756 | 39838.8824 | 3440.8069 | 148204.391 | 9107695.6815 | 786613.9859 | 7218533.5929 | 116003.0285 | 6500311.8715 | 602218.6906 | 989729.1004 | 14975.7265 | 897131.1838 | 77622.19 |  | 1537 | CB 325 | 43927.965 | 19002.0678 | 1322.476 | 42998.3271 | 18072.4299 | 392.8381 | 0 | 0 | 0 | 929.6379 | 648.2756 | 247.7124 | 3.6062 | 647.5761 | 247.0128 | 2.9066 | 0 | 0 | 0 | 0.69952 | 3440.8069 | 1361.3207 | 99.3558 | 3356.358 | 1276.8717 | 14.9069 | 0 | 0 | 0 | 84.4489 | 39838.8824 | 17393.0348 | 1219.514 | 38994.393 | 16548.5454 | 375.0246 | 0 | 0 | 0 | 844.4894 | 0.0030716 | 0.0013298 | 3.36e-05 | 0 | 0 | 0 | 0.0013026 | 5000000 | scaled
CB 326 | 30571.4257 | 26893.284 | 0 | 3678.1418 | 87.97% | 0% | 12.03% | 14889.5715 | 26600.2019 | 52.8282 | 14566.7088 | 270.0346 | 96.4228 | 26010.9207 | 492.8583 | 326 | 0.015429 | 0.0096792 | 0.005309 | 1981374.8882 | 99.3189 | 29644.4693 | 827.6375 | 6436.9935 | 1921297.6065 | 53640.2885 | 1620160.1537 | 5748.3244 | 1585028.9001 | 29382.929 | 748017.2991 | 2711.4797 | 731446.2794 | 13859.5402 |  | 1538 | CB 326 | 30571.4257 | 15681.8542 | 3971.2238 | 26893.284 | 12003.7124 | 293.0821 | 0 | 0 | 0 | 3678.1418 | 99.3189 | 46.4908 | 2.8962 | 96.5513 | 43.7231 | 0.12849 | 0 | 0 | 0 | 2.7677 | 827.6375 | 557.6029 | 334.7791 | 493.5126 | 223.478 | 0.65421 | 0 | 0 | 0 | 334.1249 | 29644.4693 | 15077.7605 | 3633.5485 | 26303.2201 | 11736.5113 | 292.2994 | 0 | 0 | 0 | 3341.2492 | 0.010234 | 0.0044838 | 0.0001136 | 0 | 0 | 0 | 0.0051954 | 5000000 | scaled
CB 327 | 1456709.484 | 1453689.262 | 2300.5729 | 719.6493 | 99.79% | 0.1579% | 0.0494% | 736966.27 | 1445007.952 | 46926.2773 | 816.3581 | 689223.6346 | 91903.1283 | 1694.6564 | 1351410.1673 | 327 | 0.076966 | 0.043657 | 0.0080708 | 18926563.8512 | 92599.0695 | 2503.1775 | 1361607.237 | 1203110.3115 | 32522.9907 | 17690930.5489 | 16486243.1397 | 1049760.414 | 18262.2721 | 15418220.4535 | 1449860.2332 | 92211.7355 | 1700.347 | 1355948.1507 |  | 1539 | CB 327 | 1456709.484 | 719743.214 | 11701.532 | 1453689.262 | 717735.2832 | 10785.5118 | 2300.5729 | 1288.2816 | 196.3709 | 719.6493 | 92599.0695 | 45672.7922 | 695.9412 | 92575.7002 | 45659.4675 | 693.4512 | 22.8278 | 12.7832 | 1.9485 | 0.54151 | 1361607.237 | 672383.6024 | 10197.0697 | 1361071.235 | 672054.685 | 10091.5247 | 470.6285 | 263.5439 | 40.1716 | 65.3734 | 2503.1775 | 1686.8194 | 808.5211 | 42.3266 | 21.1306 | 0.53602 | 1807.1166 | 1011.9545 | 154.2508 | 653.7343 | 0.0064724 | 0.0032488 | 8.24e-05 | 0.069451 | 0.039365 | 0.006945 | 0.0010434 | 5000000 | scaled
CB 329 | 215285.1593 | 208457.4337 | 5627.0631 | 1200.6625 | 96.83% | 2.614% | 0.5577% | 106929.4868 | 210954.7106 | 7596.446 | 20242.747 | 79090.2938 | 14976.6164 | 40318.863 | 155659.2311 | 329 | 0.026212 | 0.015176 | 0.0035312 | 8213103.6952 | 15173.5801 | 42208.6715 | 157902.9076 | 578870.311 | 1610255.8896 | 6023977.4916 | 7140030.3444 | 507239.4561 | 1351674.1935 | 5281116.69 | 1226339.1077 | 87063.2867 | 234384.8989 | 904890.9216 |  | 1540 | CB 329 | 215285.1593 | 108355.6725 | 4330.4487 | 208457.4337 | 104039.2575 | 2754.2475 | 5627.0631 | 3115.7525 | 375.5386 | 1200.6625 | 15173.5801 | 7577.1342 | 196.9637 | 15161.9728 | 7570.3039 | 195.3459 | 10.7039 | 5.9268 | 0.71436 | 0.90346 | 157902.9076 | 78812.6138 | 2243.6765 | 156633.3846 | 78060.9916 | 2057.1612 | 1160.454 | 642.5532 | 77.4463 | 109.069 | 42208.6715 | 21965.9245 | 1889.8084 | 36662.0763 | 18407.962 | 501.7405 | 4455.9052 | 2467.2724 | 297.3779 | 1090.69 | 0.0067072 | 0.0033506 | 8.56e-05 | 0.017844 | 0.010164 | 0.0017844 | 0.0016612 | 5000000 | scaled
CB 330 | 124250.1368 | 41442.3963 | 79558.5098 | 3249.2307 | 33.35% | 64.03% | 2.615% | 57572.1233 | 115205.0727 | 119.8405 | 53406.549 | 4045.7338 | 213.0038 | 106727.4773 | 8264.5917 | 330 | 0.029702 | 0.018133 | 0.0064622 | 4183224.5909 | 223.269 | 114914.5774 | 9112.2904 | 7516.9671 | 3868917.1571 | 306790.4661 | 3677082.8118 | 7654.1124 | 3411031.1034 | 258397.5948 | 1399688.0406 | 2587.8966 | 1296689.1998 | 100410.9439 |  | 1541 | CB 330 | 124250.1368 | 66678.0135 | 9045.0641 | 41442.3963 | 19366.9372 | 482.9961 | 79558.5098 | 44061.8456 | 5312.8373 | 3249.2307 | 223.269 | 103.4284 | 10.2652 | 105.6061 | 37.1724 | 0.12612 | 115.2179 | 63.8111 | 7.6941 | 2.4449 | 9112.2904 | 5066.5566 | 847.6988 | 552.6525 | 194.2843 | 0.64306 | 8264.4756 | 4577.11 | 551.8934 | 295.1623 | 114914.5774 | 61508.0284 | 8187.1001 | 40784.1377 | 19135.4804 | 482.2269 | 71178.8163 | 39420.9246 | 4753.2498 | 2951.6234 | 0.0072908 | 0.003388 | 8.52e-05 | 0.017816 | 0.01015 | 0.0017816 | 0.0045954 | 5000000 | scaled
CB 331 | 261210.476 | 259592.1132 | 0 | 1618.3627 | 99.38% | 0% | 0.6196% | 130955.8252 | 255691.8987 | 8708.827 | 43750.2956 | 78496.7026 | 16887.3932 | 87108.6012 | 151695.9043 | 331 | 0.010352 | 0.0062426 | 0.0023828 | 25232851.2365 | 17153.4463 | 89703.4777 | 154353.552 | 1657017.6082 | 8665328.2187 | 14910505.4096 | 20865448.8194 | 1387594.5145 | 6970820.5196 | 12507033.7902 | 2316005.2619 | 152962.5757 | 789012.0095 | 1374030.6767 |  | 1542 | CB 331 | 261210.476 | 130254.6508 | 5518.5773 | 259592.1132 | 128636.288 | 3900.2146 | 0 | 0 | 0 | 1618.3627 | 17153.4463 | 8444.6192 | 266.0531 | 17152.2285 | 8443.4015 | 264.8354 | 0 | 0 | 0 | 1.2178 | 154353.552 | 75856.8494 | 2657.6477 | 154206.5388 | 75709.8362 | 2510.6345 | 0 | 0 | 0 | 147.0132 | 89703.4777 | 45953.1821 | 2594.8765 | 88233.3459 | 44483.0503 | 1124.7447 | 0 | 0 | 0 | 1470.1318 | 0.0080694 | 0.00396 | 0.0001002 | 0 | 0 | 0 | 0.0022826 | 5000000 | scaled
CB 334 | 70516.2421 | 67048.811 | 0 | 3467.4311 | 95.08% | 0% | 4.917% | 36689.0924 | 66058.4169 | 1102.867 | 29563.2479 | 6022.9775 | 1979.1981 | 53260.2398 | 10818.979 | 334 | 0.014478 | 0.0091948 | 0.005008 | 4870444.3916 | 2023.015 | 57120.7403 | 11372.4867 | 139726.4205 | 3945238.4476 | 785479.524 | 3678943.4963 | 110588.332 | 2964410.1631 | 603945.0021 | 890140.8195 | 26669.8041 | 717684.6756 | 145786.3398 |  | 1543 | CB 334 | 70516.2421 | 33827.1497 | 4457.8252 | 67048.811 | 30359.7186 | 990.3941 | 0 | 0 | 0 | 3467.4311 | 2023.015 | 920.148 | 43.8169 | 2020.4059 | 917.5388 | 41.2078 | 0 | 0 | 0 | 2.6091 | 11372.4867 | 5349.5092 | 553.5078 | 11057.5029 | 5034.5254 | 238.524 | 0 | 0 | 0 | 314.9838 | 57120.7403 | 27557.4925 | 3860.5006 | 53970.9022 | 24407.6543 | 710.6624 | 0 | 0 | 0 | 3149.8382 | 0.0095794 | 0.0042958 | 0.000109 | 0 | 0 | 0 | 0.004899 | 5000000 | scaled
CB 34 | 132.3241 | 3.225 | 0 | 129.099 | 2.437% | 0% | 97.56% | 1.859 | 3.143 | 0.033501 | 1.6542 | 0.17127 | 0.041777 | 2.8876 | 0.21365 | 34 | 0.0003968 | 0.0002804 | 0.0001938 | 333477.9551 | 0.1472 | 120.1935 | 11.9834 | 370.9602 | 302906.969 | 30200.0261 | 465281.9354 | 8384.7997 | 414030.8346 | 42866.3054 | 666568.8421 | 8860.1577 | 612398.9352 | 45309.7683 |  | 1544 | CB 34 | 132.3241 | 130.4651 | 129.181 | 3.225 | 1.366 | 0.082022 | 0 | 0 | 0 | 129.099 | 0.1472 | 0.1137 | 0.10542 | 0.050054 | 0.016553 | 0.0082767 | 0 | 0 | 0 | 0.097143 | 11.9834 | 11.8121 | 11.7697 | 0.25593 | 0.084658 | 0.042282 | 0 | 0 | 0 | 11.7274 | 120.1935 | 118.5393 | 117.3059 | 2.9191 | 1.2648 | 0.031463 | 0 | 0 | 0 | 117.2744 | 0.0002052 | 8.88e-05 | 2.2e-06 | 0 | 0 | 0 | 0.0001916 | 5000000 | scaled
CB 340 | 29314.3502 | 28973.1133 | 0 | 341.2369 | 98.84% | 0% | 1.164% | 12799.6516 | 28853.9272 | 796.7832 | 5089.5524 | 6913.3159 | 1618.147 | 13691.3599 | 13544.4203 | 340 | 0.0015836 | 0.0010662 | 0.0004754 | 18511208.7585 | 1622.7858 | 14092.5887 | 13598.9757 | 1024744.7607 | 8899083.5565 | 8587380.437 | 15489306.5466 | 964215.2076 | 6159045.6287 | 8366045.7017 | 968496.0101 | 54313.8855 | 459557.1101 | 454625.0143 |  | 1545 | CB 340 | 29314.3502 | 16514.6986 | 460.423 | 28973.1133 | 16173.4618 | 119.1861 | 0 | 0 | 0 | 341.2369 | 1622.7858 | 826.0026 | 4.6388 | 1622.529 | 825.7459 | 4.382 | 0 | 0 | 0 | 0.25677 | 13598.9757 | 6685.6597 | 54.5553 | 13567.9775 | 6654.6615 | 23.5571 | 0 | 0 | 0 | 30.9982 | 14092.5887 | 9003.0363 | 401.2289 | 13782.6068 | 8693.0544 | 91.2469 | 0 | 0 | 0 | 309.9819 | 0.0011236 | 0.0006062 | 1.54e-05 | 0 | 0 | 0 | 0.00046 | 5000000 | scaled
CB 344 | 6171.6889 | 2882.2134 | 0 | 3289.4755 | 46.7% | 0% | 53.3% | 1504.8624 | 2843.5109 | 28.3551 | 1331.322 | 145.1854 | 55.0177 | 2506.6306 | 281.8626 | 344 | 0.013899 | 0.0088352 | 0.0047578 | 444038.3389 | 58.9043 | 5524.8584 | 587.9262 | 4238.0225 | 397500.4268 | 42299.8896 | 528208.3515 | 9952.6687 | 467295.4526 | 50960.2301 | 699520.3598 | 13534.6783 | 616645.8169 | 69339.8643 |  | 1546 | CB 344 | 6171.6889 | 4666.8264 | 3328.178 | 2882.2134 | 1377.3509 | 38.7025 | 0 | 0 | 0 | 3289.4755 | 58.9043 | 30.5492 | 3.8866 | 56.4291 | 28.074 | 1.4113 | 0 | 0 | 0 | 2.4752 | 587.9262 | 442.7408 | 306.0635 | 289.108 | 143.9226 | 7.2453 | 0 | 0 | 0 | 298.8182 | 5524.8584 | 4193.5365 | 3018.2279 | 2536.6764 | 1205.3544 | 30.0458 | 0 | 0 | 0 | 2988.182 | 0.0092472 | 0.0041834 | 0.000106 | 0 | 0 | 0 | 0.0046518 | 5000000 | scaled
CB 350 | 133573.5708 | 133469.1046 | 0 | 104.4662 | 99.92% | 0% | 0.07821% | 48086.9421 | 131335.7008 | 2434.7292 | 440.878 | 45211.3349 | 6814.3406 | 2030.4453 | 122490.915 | 350 | 0.0004644 | 0.0003894 | 0.0001586 | 287626121.447 | 6939.2561 | 2156.4477 | 124477.867 | 14942411.9229 | 4643513.6413 | 268040195.9518 | 219534228.8906 | 11115416.5693 | 2012767.0523 | 206406045.4152 | 14110151.4628 | 732103.8925 | 218142.4402 | 13159905.1336 |  | 1547 | CB 350 | 133573.5708 | 85486.6287 | 2237.87 | 133469.1046 | 85382.1625 | 2133.4038 | 0 | 0 | 0 | 104.4662 | 6939.2561 | 4504.5269 | 124.9155 | 6939.1775 | 4504.4483 | 124.8369 | 0 | 0 | 0 | 0.078607 | 124477.867 | 79266.5321 | 1986.952 | 124468.3772 | 79257.0423 | 1977.4623 | 0 | 0 | 0 | 9.4898 | 2156.4477 | 1715.5697 | 126.0025 | 2061.5499 | 1620.6719 | 31.1047 | 0 | 0 | 0 | 94.8978 | 0.0003118 | 0.0002368 | 6e-06 | 0 | 0 | 0 | 0.0001526 | 5000000 | scaled
CB 351 | 14599735.22 | 14550361.91 | 44586.1651 | 4787.1465 | 99.66% | 0.3054% | 0.03279% | 5605074.322 | 14328497.7191 | 550357.6431 | 20430.8823 | 5034285.797 | 1406640.484 | 44724.0086 | 12877133.2273 | 351 | 0.12463 | 0.074275 | 0.016736 | 117140118.3297 | 1432514.302 | 52775.7188 | 13114445.2 | 11493694.3935 | 423442.8811 | 105222981.0615 | 121098787.7278 | 11890590.4842 | 441413.4303 | 108766783.8229 | 16206829.6427 | 1591037.8841 | 50586.9075 | 14565204.8521 |  | 1548 | CB 351 | 14599735.22 | 8994660.898 | 271237.5009 | 14550361.91 | 8964784.862 | 262483.6496 | 44586.1651 | 25088.8894 | 3966.7048 | 4787.1465 | 1432514.302 | 882156.6589 | 25873.818 | 1432436.246 | 882111.1611 | 25863.5919 | 74.4538 | 41.8956 | 6.6239 | 3.6022 | 13114445.2 | 8080159.403 | 237311.9727 | 13109581.72 | 8077232.531 | 236483.1042 | 4428.6098 | 2492.004 | 394.0009 | 434.8677 | 52775.7188 | 32344.8365 | 8051.7102 | 8343.9407 | 5441.17 | 136.9535 | 40083.1015 | 22554.9898 | 3566.08 | 4348.6767 | 0.02064 | 0.012307 | 0.0003122 | 0.097301 | 0.055275 | 0.00973 | 0.0066938 | 5000000 | scaled
CB 352 | 87874.1322 | 87190.6497 | 548.0874 | 135.3951 | 99.22% | 0.6237% | 0.1541% | 40544.2115 | 87690.4951 | 2092.86 | 219.3305 | 38232.0209 | 4552.6514 | 529.8889 | 82607.9547 | 352 | 0.066856 | 0.038034 | 0.006835 | 1314383.0775 | 4552.7838 | 691.4999 | 82629.8484 | 68098.562 | 10343.1548 | 1235941.3607 | 1244404.2635 | 64235.1599 | 6731.8085 | 1173437.2948 | 26867.1688 | 1394.8702 | 162.3507 | 25309.9479 |  | 1549 | CB 352 | 87874.1322 | 47329.9206 | 183.6371 | 87190.6497 | 46887.7119 | 1.7767 | 548.0874 | 306.8136 | 46.4652 | 135.3951 | 4552.7838 | 2459.9238 | 0.1324 | 4552.322 | 2459.6205 | 0 | 0.35996 | 0.2015 | 0.030516 | 0.10188 | 82629.8484 | 44397.8275 | 21.8937 | 82504.3774 | 44322.1758 | 0 | 113.1716 | 63.3523 | 9.5944 | 12.2994 | 691.4999 | 472.1693 | 161.611 | 133.9502 | 105.9157 | 1.7767 | 434.5558 | 243.2598 | 36.8404 | 122.9939 | 0.0003166 | 0.000207 | 5.4e-06 | 0.066344 | 0.037632 | 0.0066344 | 0.0001952 | 5000000 | scaled
CB 353 | 7589.6612 | 7483.5687 | 0 | 106.0925 | 98.6% | 0% | 1.398% | 6576.8449 | 7481.9374 | 382.2663 | 146.3602 | 6048.2184 | 445.1064 | 280.9633 | 6755.8677 | 353 | 0.0001926 | 0.0001684 | 0.0001506 | 39406340.6127 | 445.1863 | 378.9698 | 6765.5052 | 2311455.1137 | 1967651.8904 | 35127233.6085 | 6014348.5926 | 349572.3384 | 133842.4422 | 5530933.8115 | 715297.5438 | 42553.6215 | 26861.0045 | 645882.9179 |  | 1550 | CB 353 | 7589.6612 | 1012.8163 | 107.7238 | 7483.5687 | 906.7238 | 1.6313 | 0 | 0 | 0 | 106.0925 | 445.1863 | 62.9199 | 0.079831 | 445.1064 | 62.8401 | 0 | 0 | 0 | 0 | 0.079831 | 6765.5052 | 717.2868 | 9.6375 | 6755.8677 | 707.6493 | 0 | 0 | 0 | 0 | 9.6375 | 378.9698 | 232.6096 | 98.0065 | 282.5946 | 136.2344 | 1.6313 | 0 | 0 | 0 | 96.3752 | 4.26e-05 | 1.84e-05 | 6e-07 | 0 | 0 | 0 | 0.00015 | 5000000 | scaled
CB 354 | 12069.4859 | 12004.558 | 0 | 64.9279 | 99.46% | 0% | 0.538% | 503.1139 | 11999.2456 | 35.247 | 248.7734 | 219.0935 | 696.6535 | 819.0359 | 10483.5561 | 354 | 0.0002126 | 0.0001838 | 9.48e-05 | 56770865.1458 | 696.7024 | 883.3294 | 10489.4542 | 3277057.1867 | 4154888.7921 | 49338919.191 | 62929118.7704 | 4408672.9299 | 31116390.2458 | 27404056.045 | 740932.1164 | 43017.1173 | 50574.0157 | 647340.9837 |  | 1551 | CB 354 | 12069.4859 | 11566.372 | 70.2404 | 12004.558 | 11501.4441 | 5.3125 | 0 | 0 | 0 | 64.9279 | 696.7024 | 661.4553 | 0.048856 | 696.6535 | 661.4065 | 0 | 0 | 0 | 0 | 0.048856 | 10489.4542 | 10270.3607 | 5.8981 | 10483.5561 | 10264.4626 | 0 | 0 | 0 | 0 | 5.8981 | 883.3294 | 634.556 | 64.2934 | 824.3484 | 575.5751 | 5.3125 | 0 | 0 | 0 | 58.9809 | 0.0001202 | 9.14e-05 | 2.4e-06 | 0 | 0 | 0 | 9.24e-05 | 5000000 | scaled
CB 355 | 11288352.52 | 11157039 | 125214.8711 | 6098.6487 | 98.84% | 1.109% | 0.05403% | 5980676.378 | 11098570.8941 | 518291.4375 | 55730.4956 | 5406654.446 | 963064.4118 | 118422.9355 | 10017083.5475 | 355 | 0.1048 | 0.060872 | 0.015692 | 107709793.0029 | 978136.9829 | 133889.7379 | 10176325.8 | 9333065.3672 | 1277532.3883 | 97099195.2551 | 87194335.3408 | 7556348.9059 | 812514.0388 | 78825472.4116 | 12094010.1388 | 1049442.3896 | 129044.3785 | 10915523.3715 |  | 1552 | CB 355 | 11288352.52 | 5307676.142 | 189781.6259 | 11157039 | 5231519.019 | 173032.2164 | 125214.8711 | 70058.474 | 10650.7609 | 6098.6487 | 978136.9829 | 459845.5454 | 15072.5711 | 977927.5488 | 459726.3443 | 15050.558 | 204.845 | 114.612 | 17.4241 | 4.589 | 10176325.8 | 4769671.354 | 159242.2525 | 10164864.43 | 4763014.613 | 157760.468 | 10907.3648 | 6102.7362 | 927.779 | 554.0054 | 133889.7379 | 78159.2423 | 15466.8024 | 14247.0223 | 8778.0624 | 221.1904 | 114102.6614 | 63841.1258 | 9705.5577 | 5540.0542 | 0.028263 | 0.01381 | 0.000364 | 0.068013 | 0.038535 | 0.0068012 | 0.008527 | 5000000 | scaled
CB 356 | 6806.1625 | 6744.9283 | 0 | 61.2342 | 99.1% | 0% | 0.8997% | 2856.3476 | 5282.2095 | 161.033 | 51.2587 | 2644.0559 | 316.1221 | 231.3122 | 4734.7752 | 356 | 0.0001262 | 0.0001186 | 9.52e-05 | 53931556.8938 | 403.3199 | 289.4987 | 6113.3439 | 3195878.832 | 2293967.454 | 48441710.6101 | 33303666.9477 | 1877568.6059 | 597652.8592 | 30828445.4838 | 16007909.5903 | 958018.533 | 700999.1815 | 14348891.8776 |  | 1553 | CB 356 | 6806.1625 | 3949.8149 | 1523.953 | 6744.9283 | 3888.5807 | 1462.7188 | 0 | 0 | 0 | 61.2342 | 403.3199 | 242.2869 | 87.1978 | 403.2738 | 242.2409 | 87.1517 | 0 | 0 | 0 | 0.046077 | 6113.3439 | 3469.288 | 1378.5687 | 6107.7813 | 3463.7255 | 1373.0062 | 0 | 0 | 0 | 5.5626 | 289.4987 | 238.2399 | 58.1865 | 233.8731 | 182.6144 | 2.561 | 0 | 0 | 0 | 55.6255 | 3.16e-05 | 2.4e-05 | 6e-07 | 0 | 0 | 0 | 9.46e-05 | 5000000 | scaled
CB 357 | 6110854.6 | 5866848.839 | 240348.0184 | 3657.7422 | 96.01% | 3.933% | 0.05986% | 2840734.866 | 6044549.5201 | 160338.7536 | 104838.5659 | 2575557.546 | 341697.4135 | 224891.5664 | 5477960.5405 | 357 | 0.12773 | 0.074446 | 0.015914 | 47841069.298 | 344316.32 | 248405.0422 | 5518133.238 | 2695606.7529 | 1944730.0935 | 43200732.4532 | 43926063.6434 | 2479305.7527 | 1621110.6405 | 39825647.2426 | 4166357.5052 | 235523.5205 | 155012.1581 | 3775821.8267 |  | 1554 | CB 357 | 6110854.6 | 3270119.734 | 66305.0799 | 5866848.839 | 3131119.155 | 41034.1793 | 240348.0184 | 135342.8365 | 21613.1584 | 3657.7422 | 344316.32 | 183977.5664 | 2618.9065 | 343925.2314 | 183756.1372 | 2581.2333 | 388.3363 | 218.6768 | 34.9209 | 2.7523 | 5518133.238 | 2942575.692 | 40172.6975 | 5497395.995 | 2930753.137 | 38005.5204 | 20404.9708 | 11490.2825 | 1834.9054 | 332.2718 | 248405.0422 | 143566.4763 | 23513.4758 | 25527.6129 | 16609.881 | 447.4256 | 219554.7113 | 123633.8772 | 19743.3322 | 3322.718 | 0.017951 | 0.009856 | 0.0002504 | 0.10457 | 0.059383 | 0.010457 | 0.0052066 | 5000000 | scaled
CB 358 | 861433.39 | 162617.5354 | 698677.1332 | 138.7213 | 18.88% | 81.11% | 0.0161% | 396419.2068 | 796723.4066 | 5341.3711 | 273518.6985 | 117559.1372 | 9528.3015 | 569747.8951 | 217447.2099 | 358 | 0.1387 | 0.078772 | 0.013988 | 6210605.8531 | 9625.5336 | 627889.811 | 223918.0454 | 69396.422 | 4526845.8137 | 1614363.6171 | 5903322.8118 | 79541.6504 | 4073135.5711 | 1750645.5905 | 4625974.624 | 55323.6926 | 3308098.2473 | 1262552.6837 |  | 1555 | CB 358 | 861433.39 | 465014.1832 | 64709.9834 | 162617.5354 | 70611.6548 | 0.14362 | 698677.1332 | 394263.8071 | 64571.1185 | 138.7213 | 9625.5336 | 4284.1624 | 97.2321 | 8574.4811 | 3691.0076 | 0 | 1050.9481 | 593.0505 | 97.1277 | 0.10438 | 223918.0454 | 106358.9082 | 6470.8355 | 154025.5892 | 66913.0746 | 0 | 69879.8547 | 39433.2321 | 6458.2339 | 12.6015 | 627889.811 | 354371.1125 | 58141.9159 | 17.4651 | 7.5726 | 0.14362 | 627746.3305 | 354237.5245 | 58015.7568 | 126.0154 | 0.0006722 | 0.000291 | 7.4e-06 | 0.13783 | 0.078283 | 0.013783 | 0.0001976 | 5000000 | scaled
CB 361 | 72052.7989 | 2632.6819 | 67666.8476 | 1753.2694 | 3.654% | 93.91% | 2.433% | 31622.5756 | 65757.2341 | 32.3879 | 28812.4915 | 2777.6962 | 67.8549 | 59869.9151 | 5819.464 | 361 | 0.010387 | 0.006604 | 0.0029788 | 6937091.9204 | 74.0229 | 65584.202 | 6394.574 | 7126.7712 | 6314309.0106 | 615656.1385 | 6122081.063 | 6270.252 | 5578053.1807 | 537757.631 | 2113456.7111 | 2180.8772 | 1924236.5605 | 187039.2734 |  | 1556 | CB 361 | 72052.7989 | 40430.2233 | 6295.5649 | 2632.6819 | 1154.2485 | 29.4926 | 67666.8476 | 37522.7055 | 4512.8029 | 1753.2694 | 74.0229 | 41.635 | 6.168 | 0 | 0 | 0 | 72.7036 | 40.3157 | 4.8487 | 1.3193 | 6394.574 | 3616.8778 | 575.11 | 0 | 0 | 0 | 6235.3059 | 3457.6096 | 415.8418 | 159.2682 | 65584.202 | 36771.7105 | 5714.2868 | 2632.6819 | 1154.2485 | 29.4926 | 61358.8381 | 34024.7801 | 4092.1123 | 1592.6819 | 0.003093 | 0.001387 | 3.6e-05 | 0.0048342 | 0.0027576 | 0.0004834 | 0.0024594 | 5000000 | scaled
CB 362 | 90594.4829 | 18984.9232 | 67608.5344 | 4001.0252 | 20.96% | 74.63% | 4.416% | 38538.7047 | 81818.5099 | 34.2779 | 35757.1629 | 2747.2639 | 71.8174 | 75990.7551 | 5755.9374 | 362 | 0.019673 | 0.012741 | 0.0062476 | 4605016.1577 | 79.9578 | 83983.9934 | 6530.5316 | 4064.3424 | 4268997.7848 | 331954.0303 | 4085690.1476 | 3633.9758 | 3790804.3227 | 291251.8484 | 1404695.0839 | 1232.991 | 1304641.7042 | 98820.3886 |  | 1557 | CB 362 | 90594.4829 | 52055.7782 | 8775.973 | 18984.9232 | 10563.9748 | 267.7121 | 67608.5344 | 37490.7781 | 4507.2356 | 4001.0252 | 79.9578 | 45.6799 | 8.1405 | 0 | 0 | 0 | 76.9472 | 42.6693 | 5.1298 | 3.0106 | 6530.5316 | 3783.2678 | 774.5943 | 0 | 0 | 0 | 6167.0758 | 3419.8119 | 411.1384 | 363.4559 | 83983.9934 | 48226.8305 | 7993.2383 | 18984.9232 | 10563.9748 | 267.7121 | 61364.5115 | 34028.297 | 4090.9674 | 3634.5587 | 0.0091782 | 0.0043258 | 0.0001098 | 0.004841 | 0.0027614 | 0.000484 | 0.0056538 | 5000000 | scaled
CB 363 | 93313.5859 | 5438.0673 | 85073.1154 | 2802.4032 | 5.828% | 91.17% | 3.003% | 40921.9346 | 84941.2542 | 42.1265 | 37279.3867 | 3600.4213 | 88.4039 | 77297.2502 | 7555.6001 | 363 | 0.014683 | 0.0093244 | 0.004477 | 6355385.6865 | 96.7998 | 84870.9917 | 8345.7944 | 6592.8244 | 5780378.9315 | 568413.9306 | 5618769.1766 | 5784.1627 | 5118630.6644 | 494354.3506 | 1870076.3123 | 1946.311 | 1701785.0511 | 166344.9502 |  | 1558 | CB 363 | 93313.5859 | 52391.6513 | 8372.3317 | 5438.0673 | 2431.3547 | 62.4772 | 85073.1154 | 47157.8934 | 5507.4513 | 2802.4032 | 96.7998 | 54.6733 | 8.3959 | 0 | 0 | 0 | 94.6911 | 52.5646 | 6.2872 | 2.1087 | 8345.7944 | 4745.373 | 790.1943 | 0 | 0 | 0 | 8091.2222 | 4490.8008 | 535.6221 | 254.5722 | 84870.9917 | 47591.605 | 7573.7415 | 5438.0673 | 2431.3547 | 62.4772 | 76887.2022 | 42614.528 | 4965.5421 | 2545.7222 | 0.0059192 | 0.0026356 | 6.72e-05 | 0.0048374 | 0.0027628 | 0.0004838 | 0.003926 | 5000000 | scaled
CB 364 | 99512.8693 | 18329.9534 | 77148.2274 | 4034.6885 | 18.42% | 77.53% | 4.054% | 44199.1011 | 90115.7561 | 42.8415 | 41252.1191 | 2904.1404 | 89.0861 | 83945.3108 | 6081.3593 | 364 | 0.019381 | 0.012323 | 0.006236 | 5134505.0487 | 98.3276 | 92532.7913 | 6881.7503 | 5073.3504 | 4774358.2105 | 355073.488 | 4488588.0396 | 4350.7229 | 4189310.7311 | 294926.5859 | 1506913.5885 | 1489.6951 | 1403731.544 | 101692.3495 |  | 1559 | CB 364 | 99512.8693 | 55313.7681 | 9397.1131 | 18329.9534 | 8494.3048 | 215.1766 | 77148.2274 | 42784.7748 | 5147.2481 | 4034.6885 | 98.3276 | 55.4861 | 9.2416 | 2.2808 | 0.86826 | 0 | 93.0108 | 51.5818 | 6.2056 | 3.036 | 6881.7503 | 3977.6099 | 800.391 | 12.1788 | 4.6378 | 0 | 6503.0576 | 3606.4582 | 433.8771 | 366.5139 | 92532.7913 | 51280.6722 | 8587.4806 | 18315.4938 | 8488.7987 | 215.1766 | 70552.1589 | 39126.7348 | 4707.1653 | 3665.1386 | 0.0088826 | 0.0039062 | 9.9e-05 | 0.0048462 | 0.0027646 | 0.0004846 | 0.0056524 | 5000000 | scaled
CB 365 | 153829.4288 | 25898.9598 | 121700.433 | 6230.036 | 16.84% | 79.11% | 4.05% | 68893.0957 | 140290.6774 | 53.7702 | 64567.2288 | 4272.0967 | 113.0326 | 131197.294 | 8980.3508 | 365 | 0.031529 | 0.019672 | 0.0094394 | 4879013.1182 | 125.6118 | 143539.6624 | 10164.1545 | 3984.0347 | 4552652.2544 | 322376.8279 | 4317713.5083 | 3369.9244 | 4046599.9203 | 267743.6611 | 1434280.9246 | 1155.6043 | 1341313.4753 | 91811.8447 |  | 1560 | CB 365 | 153829.4288 | 84936.3331 | 13538.7514 | 25898.9598 | 11572.6626 | 293.9621 | 121700.433 | 67133.6345 | 7014.7533 | 6230.036 | 125.6118 | 71.8416 | 12.5792 | 0 | 0 | 0 | 120.9239 | 67.1537 | 7.8913 | 4.6879 | 10164.1545 | 5892.0578 | 1183.8037 | 0 | 0 | 0 | 9598.2138 | 5326.1171 | 617.863 | 565.9407 | 143539.6624 | 78972.4337 | 12342.3684 | 25898.9598 | 11572.6626 | 293.9621 | 111981.2953 | 61740.3637 | 6388.999 | 5659.4073 | 0.017972 | 0.0081726 | 0.0002074 | 0.0048048 | 0.0027474 | 0.0004804 | 0.0087516 | 5000000 | scaled
CB 366 | 92420.9817 | 13650.2387 | 75435.3398 | 3335.4032 | 14.77% | 81.62% | 3.609% | 38720.3893 | 83836.6965 | 43.6248 | 35600.359 | 3076.4054 | 91.5432 | 77289.562 | 6455.5913 | 366 | 0.016207 | 0.010756 | 0.0053344 | 5702675.5556 | 100.5996 | 85100.1343 | 7220.2477 | 6207.3245 | 5250955.4342 | 445512.7967 | 4992617.3624 | 5624.9962 | 4590319.8255 | 396672.5409 | 1609231.6281 | 1757.1568 | 1483560.4562 | 123914.015 |  | 1561 | CB 366 | 92420.9817 | 53700.5923 | 8584.2852 | 13650.2387 | 8479.2284 | 214.2364 | 75435.3398 | 41885.9608 | 5034.6456 | 3335.4032 | 100.5996 | 56.9748 | 9.0564 | 0 | 0 | 0 | 98.0898 | 54.465 | 6.5466 | 2.5098 | 7220.2477 | 4143.8423 | 764.6564 | 0 | 0 | 0 | 6917.2574 | 3840.8519 | 461.6661 | 302.9903 | 85100.1343 | 49499.7753 | 7810.5724 | 13650.2387 | 8479.2284 | 214.2364 | 68419.9926 | 37990.6438 | 4566.4329 | 3029.9031 | 0.0066064 | 0.003227 | 8.08e-05 | 0.0048296 | 0.0027584 | 0.000483 | 0.0047706 | 5000000 | scaled
CB 368 | 110284.3757 | 14619.2991 | 92184.9018 | 3480.1748 | 13.26% | 83.59% | 3.156% | 46369.875 | 100751.3407 | 50.8026 | 42668.6002 | 3650.4722 | 106.5727 | 92986.9155 | 7657.8525 | 368 | 0.016985 | 0.011064 | 0.0054888 | 6492968.92 | 116.7413 | 101654.2747 | 8513.3597 | 6873.1212 | 5984873.5782 | 501222.2229 | 5777007.5509 | 6329.2651 | 5315882.9023 | 454795.3882 | 1736815.8734 | 1837.1687 | 1602967.7588 | 132010.9466 |  | 1562 | CB 368 | 110284.3757 | 63914.5007 | 9533.035 | 14619.2991 | 9423.9429 | 239.8061 | 92184.9018 | 51010.383 | 5813.0541 | 3480.1748 | 116.7413 | 65.9387 | 10.1686 | 0 | 0 | 0 | 114.1226 | 63.32 | 7.5499 | 2.6187 | 8513.3597 | 4862.8875 | 855.5072 | 0 | 0 | 0 | 8197.2182 | 4546.7461 | 539.3657 | 316.1415 | 101654.2747 | 58985.6745 | 8667.3592 | 14619.2991 | 9423.9429 | 239.8061 | 83873.561 | 46400.317 | 5266.1385 | 3161.4146 | 0.0072498 | 0.003394 | 8.72e-05 | 0.0048154 | 0.0027496 | 0.0004816 | 0.00492 | 5000000 | scaled
CB 371 | 791.7949 | 40.5914 | 0 | 751.2035 | 5.127% | 0% | 94.87% | 25.6571 | 39.4841 | 3.7891 | 2.2195 | 19.6485 | 5.755 | 3.8718 | 29.8573 | 371 | 0.0026386 | 0.0017432 | 0.001077 | 300081.4279 | 6.4945 | 686.3124 | 98.988 | 2461.3458 | 260104.7515 | 37515.3307 | 439500.7748 | 64907.1565 | 38018.8214 | 336574.7965 | 698524.3478 | 101814.0608 | 68497.648 | 528212.6399 |  | 1563 | CB 371 | 791.7949 | 766.1378 | 752.3107 | 40.5914 | 14.9343 | 1.1073 | 0 | 0 | 0 | 751.2035 | 6.4945 | 2.7054 | 0.73946 | 5.9293 | 2.1401 | 0.1742 | 0 | 0 | 0 | 0.56526 | 98.988 | 79.3394 | 69.1307 | 30.7481 | 11.0996 | 0.89086 | 0 | 0 | 0 | 68.2398 | 686.3124 | 684.0929 | 682.4406 | 3.914 | 1.6946 | 0.042198 | 0 | 0 | 0 | 682.3984 | 0.0015788 | 0.0006834 | 1.72e-05 | 0 | 0 | 0 | 0.0010598 | 5000000 | scaled
CB 372 | 2025.5603 | 547.7273 | 0 | 1477.833 | 27.04% | 0% | 72.96% | 310.1703 | 541.7962 | 0.24791 | 308.5933 | 1.3291 | 0.51237 | 538.5377 | 2.7462 | 372 | 0.0057966 | 0.0036834 | 0.0021096 | 349439.3786 | 1.6244 | 1886.9423 | 136.9936 | 280.231 | 325525.7102 | 23633.4373 | 465708.3084 | 372.221 | 463340.4805 | 1995.6069 | 703339.0477 | 665.1331 | 699108.8806 | 3565.0333 |  | 1564 | CB 372 | 2025.5603 | 1715.39 | 1483.7641 | 547.7273 | 237.5569 | 5.931 | 0 | 0 | 0 | 1477.833 | 1.6244 | 1.3765 | 1.112 | 0.51237 | 0.26446 | 0 | 0 | 0 | 0 | 1.112 | 136.9936 | 135.6645 | 134.2474 | 2.7462 | 1.4171 | 0 | 0 | 0 | 0 | 134.2474 | 1886.9423 | 1578.349 | 1348.4047 | 544.4687 | 235.8754 | 5.931 | 0 | 0 | 0 | 1342.4737 | 0.0037276 | 0.0016144 | 4.06e-05 | 0 | 0 | 0 | 0.002069 | 5000000 | scaled
CB 373 | 397.4756 | 93.5185 | 0 | 303.9571 | 23.53% | 0% | 76.47% | 44.4632 | 92.2692 | 0 | 44.4632 | 0 | 0 | 92.2692 | 0 | 373 | 0.0010574 | 0.0007604 | 0.000447 | 375898.965 | 0.22872 | 369.6352 | 27.6117 | 216.3022 | 349569.8678 | 26112.7951 | 464245.6639 | 0 | 464245.6639 | 0 | 682788.2761 | 0 | 682788.2761 | 0 |  | 1565 | CB 373 | 397.4756 | 353.0124 | 305.2064 | 93.5185 | 49.0553 | 1.2493 | 0 | 0 | 0 | 303.9571 | 0.22872 | 0.22872 | 0.22872 | 0 | 0 | 0 | 0 | 0 | 0 | 0.22872 | 27.6117 | 27.6117 | 27.6117 | 0 | 0 | 0 | 0 | 0 | 0 | 27.6117 | 369.6352 | 325.172 | 277.366 | 93.5185 | 49.0553 | 1.2493 | 0 | 0 | 0 | 276.1167 | 0.0006184 | 0.0003214 | 8e-06 | 0 | 0 | 0 | 0.000439 | 5000000 | scaled
CB 374 | 28090.9682 | 18137.711 | 0 | 9953.2572 | 64.57% | 0% | 35.43% | 10285.0266 | 17936.5637 | 0.3488 | 10282.8323 | 1.8455 | 0.53798 | 17933.1836 | 2.8421 | 374 | 0.037158 | 0.024067 | 0.014323 | 755995.2252 | 8.0275 | 27175.9379 | 907.0028 | 216.039 | 731369.5691 | 24409.6173 | 739861.1183 | 25.0914 | 739703.2675 | 132.7595 | 708948.0368 | 21.264 | 708814.4384 | 112.3347 |  | 1566 | CB 374 | 28090.9682 | 17805.9416 | 10154.4045 | 18137.711 | 7852.6844 | 201.1473 | 0 | 0 | 0 | 9953.2572 | 8.0275 | 7.6787 | 7.4895 | 0.53798 | 0.18918 | 0 | 0 | 0 | 0 | 7.4895 | 907.0028 | 905.1573 | 904.1607 | 2.8421 | 0.99657 | 0 | 0 | 0 | 0 | 904.1607 | 27175.9379 | 16893.1056 | 9242.7543 | 18134.3309 | 7851.4986 | 201.1473 | 0 | 0 | 0 | 9041.607 | 0.023089 | 0.0099976 | 0.0002542 | 0 | 0 | 0 | 0.014069 | 5000000 | scaled
CB 375 | 681.3422 | 36.7351 | 0 | 644.6071 | 5.392% | 0% | 94.61% | 19.466 | 36.3146 | 0.01813 | 19.3518 | 0.096136 | 0.050054 | 36.0014 | 0.26317 | 375 | 0.0021338 | 0.0014706 | 0.0009012 | 319309.313 | 0.5351 | 621.9874 | 58.8197 | 250.7734 | 291492.8279 | 27565.7117 | 450072.2019 | 419.1786 | 447430.2736 | 2222.751 | 715743.0103 | 986.5428 | 709569.6169 | 5186.8519 |  | 1567 | CB 375 | 681.3422 | 661.8762 | 645.0276 | 36.7351 | 17.2691 | 0.4205 | 0 | 0 | 0 | 644.6071 | 0.5351 | 0.51697 | 0.48505 | 0.050054 | 0.031924 | 0 | 0 | 0 | 0 | 0.48505 | 58.8197 | 58.7236 | 58.5566 | 0.26316 | 0.16703 | 0 | 0 | 0 | 0 | 58.5566 | 621.9874 | 602.6356 | 585.986 | 36.4219 | 17.0701 | 0.4205 | 0 | 0 | 0 | 585.5655 | 0.001247 | 0.0005838 | 1.44e-05 | 0 | 0 | 0 | 0.0008868 | 5000000 | scaled
CB 376 | 26247.1152 | 20067.818 | 0 | 6179.2972 | 76.46% | 0% | 23.54% | 11379.5311 | 19846.9207 | 0.046113 | 11379.2416 | 0.24335 | 0.10168 | 19846.2837 | 0.53527 | 376 | 0.022473 | 0.014707 | 0.0089288 | 1167929.5877 | 4.7514 | 25680.4959 | 561.8679 | 211.4255 | 1142716.4756 | 25001.6863 | 1010905.1451 | 4.0965 | 1010879.4299 | 21.6184 | 716803.438 | 3.6725 | 716780.4331 | 19.3321 |  | 1568 | CB 376 | 26247.1152 | 14867.5842 | 6400.1945 | 20067.818 | 8688.2869 | 220.8973 | 0 | 0 | 0 | 6179.2972 | 4.7514 | 4.7053 | 4.6497 | 0.10168 | 0.055572 | 0 | 0 | 0 | 0 | 4.6497 | 561.8679 | 561.6245 | 561.3326 | 0.5363 | 0.29295 | 0.001034 | 0 | 0 | 0 | 561.3316 | 25680.4959 | 14301.2543 | 5834.2122 | 20067.18 | 8687.9384 | 220.8963 | 0 | 0 | 0 | 5613.3159 | 0.013695 | 0.0059292 | 0.0001508 | 0 | 0 | 0 | 0.008778 | 5000000 | scaled
CB 377 | 10204.2888 | 3933.7056 | 0 | 6270.5832 | 38.55% | 0% | 61.45% | 2227.7271 | 3890.5266 | 6.3194 | 2188.915 | 32.4926 | 11.8033 | 3818.0961 | 60.6272 | 377 | 0.025969 | 0.016287 | 0.0090254 | 392935.1009 | 16.6234 | 9556.8914 | 630.774 | 640.1157 | 368005.8596 | 24289.1255 | 489744.2002 | 1389.2668 | 481211.7393 | 7143.193 | 699554.8342 | 2122.3532 | 686531.1104 | 10901.3697 |  | 1569 | CB 377 | 10204.2888 | 7976.5617 | 6313.7622 | 3933.7056 | 1705.9786 | 43.179 | 0 | 0 | 0 | 6270.5832 | 16.6234 | 10.304 | 4.8201 | 11.905 | 5.5856 | 0.10168 | 0 | 0 | 0 | 4.7184 | 630.774 | 598.2814 | 570.1468 | 61.1499 | 28.6573 | 0.52272 | 0 | 0 | 0 | 569.6241 | 9556.8914 | 7367.9764 | 5738.7953 | 3860.6507 | 1671.7357 | 42.5546 | 0 | 0 | 0 | 5696.2407 | 0.017133 | 0.0074506 | 0.0001888 | 0 | 0 | 0 | 0.0088366 | 5000000 | scaled
CB 378 | 1119.596 | 121.1006 | 0 | 998.4954 | 10.82% | 0% | 89.18% | 75.3754 | 120.9936 | 10.9354 | 5.6556 | 58.7844 | 17.292 | 9.9789 | 93.7226 | 378 | 0.0033556 | 0.0022496 | 0.001426 | 333650.0149 | 18.0434 | 917.1242 | 184.4285 | 5377.0862 | 273311.5241 | 54961.4046 | 464180.5419 | 67342.9192 | 34828.8653 | 362008.7606 | 700282.2085 | 100082.1058 | 57755.7808 | 542444.3226 |  | 1570 | CB 378 | 1119.596 | 1044.2205 | 998.6024 | 121.1006 | 45.7251 | 0.107 | 0 | 0 | 0 | 998.4954 | 18.0434 | 7.1079 | 0.75134 | 17.292 | 6.3566 | 0 | 0 | 0 | 0 | 0.75134 | 184.4285 | 125.6441 | 90.7059 | 93.7245 | 34.9401 | 0.00188 | 0 | 0 | 0 | 90.704 | 917.1242 | 911.4685 | 907.1452 | 10.0841 | 4.4284 | 0.10512 | 0 | 0 | 0 | 907.0401 | 0.0019508 | 0.0008448 | 2.12e-05 | 0 | 0 | 0 | 0.0014048 | 5000000 | scaled
CB 380 | 65141.245 | 60862.081 | 0 | 4279.164 | 93.43% | 0% | 6.569% | 29104.6141 | 58579.5671 | 1589.5226 | 21130.3564 | 6384.7351 | 3207.5478 | 42626.0262 | 12745.9931 | 380 | 0.019847 | 0.012319 | 0.0061762 | 3282237.0053 | 3409.4198 | 47477.8448 | 14253.9803 | 171788.6105 | 2392240.7279 | 718207.6668 | 2925241.1553 | 159759.4406 | 2123765.9408 | 641715.7727 | 1062413.4351 | 58172.875 | 773076.0945 | 231164.4656 |  | 1571 | CB 380 | 65141.245 | 36036.6308 | 6561.6779 | 60862.081 | 31757.4669 | 2282.5139 | 0 | 0 | 0 | 4279.164 | 3409.4198 | 1819.8973 | 201.8721 | 3406.1999 | 1816.6773 | 198.6521 | 0 | 0 | 0 | 3.2199 | 14253.9803 | 7869.2452 | 1507.9872 | 13865.2581 | 7480.523 | 1119.265 | 0 | 0 | 0 | 388.7222 | 47477.8448 | 26347.4884 | 4851.8186 | 43590.623 | 22460.2666 | 964.5967 | 0 | 0 | 0 | 3887.2219 | 0.013831 | 0.0063034 | 0.0001604 | 0 | 0 | 0 | 0.0060158 | 5000000 | scaled
CB 381 | 47716.4979 | 46951.3402 | 0 | 765.1578 | 98.4% | 0% | 1.604% | 23421.922 | 46485.0935 | 933.9846 | 18557.4277 | 3930.5096 | 1844.0068 | 36870.8022 | 7770.2846 | 381 | 0.0039148 | 0.002498 | 0.0011318 | 12188744.743 | 1861.1595 | 37948.7141 | 7906.6243 | 475416.2494 | 9693653.3361 | 2019675.1574 | 9725610.8687 | 387823.4479 | 7705700.7214 | 1632086.6986 | 1088005.2889 | 43159.838 | 862978.3163 | 181867.1346 |  | 1572 | CB 381 | 47716.4979 | 24294.5759 | 1231.4044 | 46951.3402 | 23529.4182 | 466.2466 | 0 | 0 | 0 | 765.1578 | 1861.1595 | 927.175 | 17.1528 | 1860.5838 | 926.5992 | 16.577 | 0 | 0 | 0 | 0.57576 | 7906.6243 | 3976.1147 | 136.3397 | 7837.1169 | 3906.6072 | 66.8322 | 0 | 0 | 0 | 69.5075 | 37948.7141 | 19391.2863 | 1077.9119 | 37253.6395 | 18696.2118 | 382.8374 | 0 | 0 | 0 | 695.0746 | 0.0028184 | 0.0014016 | 3.54e-05 | 0 | 0 | 0 | 0.0010964 | 5000000 | scaled
CB 385 | 37152.8783 | 34429.7576 | 0 | 2723.1208 | 92.67% | 0% | 7.33% | 16374.114 | 33878.7077 | 2072.2225 | 5329.7 | 8972.1915 | 4290.2398 | 10611.5731 | 18976.8949 | 385 | 0.011539 | 0.0073972 | 0.0038558 | 3219710.0614 | 4365.9218 | 13218.8705 | 19568.086 | 378355.6771 | 1145562.1317 | 1695792.2525 | 2809003.9961 | 355492.9063 | 914318.0846 | 1539193.0045 | 849154.6883 | 107532.9451 | 265974.343 | 475647.4001 |  | 1573 | CB 385 | 37152.8783 | 20778.7644 | 3274.1706 | 34429.7576 | 18055.6436 | 551.0499 | 0 | 0 | 0 | 2723.1208 | 4365.9218 | 2293.6993 | 75.6821 | 4363.8728 | 2291.6502 | 73.633 | 0 | 0 | 0 | 2.0491 | 19568.086 | 10595.8945 | 591.1911 | 19320.7158 | 10348.5243 | 343.821 | 0 | 0 | 0 | 247.3702 | 13218.8705 | 7889.1706 | 2607.2975 | 10745.169 | 5415.469 | 133.5959 | 0 | 0 | 0 | 2473.7016 | 0.007776 | 0.003634 | 9.26e-05 | 0 | 0 | 0 | 0.0037632 | 5000000 | scaled
CB 386 | 266448.203 | 156900.7017 | 104413.0471 | 5134.4542 | 58.89% | 39.19% | 1.927% | 134566.0486 | 251484.3444 | 6098.3638 | 79220.0914 | 49247.5935 | 10709.8688 | 153628.5904 | 87145.8852 | 386 | 0.037437 | 0.021869 | 0.00849 | 7117242.3805 | 10932.699 | 165449.0976 | 90066.4065 | 292029.2491 | 4419400.5289 | 2405812.6044 | 6030662.8865 | 273302.0465 | 3550298.6808 | 2207062.1614 | 1762527.5194 | 75060.0939 | 1076705.6655 | 610761.7605 |  | 1574 | CB 386 | 266448.203 | 131882.1544 | 14963.8586 | 156900.7017 | 69211.0608 | 2863.4854 | 104413.0471 | 57536.6394 | 6965.919 | 5134.4542 | 10932.699 | 4834.3352 | 222.8302 | 10772.8998 | 4744.5435 | 208.5634 | 155.9357 | 85.9281 | 10.4033 | 3.8635 | 90066.4065 | 40818.813 | 2920.5213 | 80184.9926 | 35164.2772 | 1825.9822 | 9414.9965 | 5188.1185 | 628.1217 | 466.4173 | 165449.0976 | 86229.0062 | 11820.5072 | 65942.8093 | 29302.24 | 828.9398 | 94842.1149 | 52262.5928 | 6327.394 | 4664.1734 | 0.019487 | 0.0085746 | 0.0002182 | 0.010753 | 0.0060976 | 0.0010754 | 0.0071964 | 5000000 | scaled
CB 387 | 522650.0055 | 366600.3388 | 151274.2667 | 4775.4 | 70.14% | 28.94% | 0.9137% | 255569.4382 | 502301.6865 | 16011.2408 | 71763.1534 | 167795.044 | 30795.8155 | 147925.8915 | 323579.9796 | 387 | 0.067633 | 0.039788 | 0.011416 | 7727690.8377 | 31106.6827 | 163548.0908 | 327995.232 | 459930.7841 | 2418155.6864 | 4849604.3671 | 6712523.4315 | 420534.746 | 1884857.0159 | 4407131.6683 | 1782469.8217 | 109282.1568 | 524930.4243 | 1148257.2405 |  | 1575 | CB 387 | 522650.0055 | 267080.5673 | 20348.319 | 366600.3388 | 177767.6836 | 3483.7822 | 151274.2667 | 84537.4837 | 12089.1368 | 4775.4 | 31106.6827 | 15095.4419 | 310.8672 | 30842.2039 | 14946.0564 | 286.4251 | 260.8855 | 145.7922 | 20.8488 | 3.5933 | 327995.232 | 160200.188 | 4415.2524 | 313850.2435 | 152104.084 | 2885.7174 | 13711.1879 | 7662.3034 | 1095.7345 | 433.8006 | 163548.0908 | 91784.9374 | 15622.1993 | 21907.8915 | 10717.5432 | 311.6397 | 137302.1933 | 76729.3881 | 10972.5536 | 4338.0061 | 0.015916 | 0.0074766 | 0.0001898 | 0.044991 | 0.025585 | 0.004499 | 0.006727 | 5000000 | scaled
CB 39 | 120.8564 | 17.587 | 0 | 103.2694 | 14.55% | 0% | 85.45% | 16.6806 | 17.5766 | 2.3243 | 0.62108 | 13.7352 | 2.4004 | 1.0357 | 14.1406 | 39 | 0.000339 | 0.0002264 | 0.0001422 | 356508.5743 | 2.4781 | 94.8567 | 23.5217 | 7309.9442 | 279813.1683 | 69385.4619 | 460140.4037 | 64116.5187 | 17132.6609 | 378891.2233 | 726299.4508 | 99187.5969 | 42795.1705 | 584316.6822 |  | 1576 | CB 39 | 120.8564 | 104.1758 | 103.2798 | 17.587 | 0.90637 | 0.010364 | 0 | 0 | 0 | 103.2694 | 2.4781 | 0.15377 | 0.077707 | 2.4004 | 0.076067 | 0 | 0 | 0 | 0 | 0.077707 | 23.5217 | 9.7864 | 9.3811 | 14.1406 | 0.40536 | 0 | 0 | 0 | 0 | 9.3811 | 94.8567 | 94.2356 | 93.821 | 1.046 | 0.42494 | 0.010364 | 0 | 0 | 0 | 93.8106 | 0.000199 | 8.64e-05 | 2.2e-06 | 0 | 0 | 0 | 0.00014 | 5000000 | scaled
CB 390 | 555195.7577 | 22866.1917 | 531083.3491 | 1246.2168 | 4.119% | 95.66% | 0.2245% | 245802.6098 | 506760.3135 | 827.2282 | 219625.9144 | 25349.4673 | 1532.1074 | 453301.441 | 51926.7651 | 390 | 0.093583 | 0.053184 | 0.010502 | 5932630.7625 | 1592.8608 | 496882.4026 | 56720.4943 | 17020.7622 | 5309514.322 | 606095.6786 | 5817410.2719 | 19578.0084 | 5197886.4319 | 599945.8336 | 4612020.9636 | 13943.6956 | 4125492.2553 | 472585.0129 |  | 1577 | CB 390 | 555195.7577 | 309393.1479 | 48435.4442 | 22866.1917 | 9906.1635 | 147.9725 | 531083.3491 | 298240.7675 | 47041.2548 | 1246.2168 | 1592.8608 | 765.6326 | 60.7534 | 916.6204 | 385.4648 | 0 | 675.3027 | 379.2301 | 59.8156 | 0.93774 | 56720.4943 | 31371.027 | 4793.7292 | 3765.429 | 1583.3886 | 0 | 52841.8581 | 29674.4312 | 4680.522 | 113.2072 | 496882.4026 | 277256.4882 | 43580.9616 | 18184.1423 | 7937.3101 | 147.9725 | 477566.1883 | 268187.1062 | 42300.9171 | 1132.0719 | 0.0046866 | 0.0020294 | 5.16e-05 | 0.087163 | 0.04942 | 0.0087162 | 0.0017342 | 5000000 | scaled
CB 391 | 550204.1376 | 2886.0827 | 546849.4021 | 468.6528 | 0.5245% | 99.39% | 0.08518% | 241346.1759 | 501261.0802 | 423.4254 | 219876.4807 | 21046.2697 | 837.1111 | 456898.4966 | 43525.4725 | 391 | 0.089115 | 0.050659 | 0.0093788 | 6174091.2035 | 908.5158 | 501554.2994 | 47741.3223 | 10194.8699 | 5628169.2128 | 535727.1205 | 6096779.2958 | 10696.3826 | 5554421.4453 | 531661.4659 | 5218477.5632 | 8714.9108 | 4756632.117 | 453130.535 |  | 1578 | CB 391 | 550204.1376 | 308857.9617 | 48943.0574 | 2886.0827 | 1178.3519 | 28.1064 | 546849.4021 | 307210.9571 | 48446.2982 | 468.6528 | 908.5158 | 485.0905 | 71.4047 | 121.7116 | 42.9223 | 1.379 | 786.4516 | 441.8155 | 69.6731 | 0.35265 | 47741.3223 | 26695.0526 | 4215.8499 | 675.8872 | 235.8128 | 7.4435 | 47022.8624 | 26416.667 | 4165.8336 | 42.5727 | 501554.2994 | 281677.8187 | 44655.8028 | 2088.4839 | 899.6167 | 19.2839 | 499040.0881 | 280352.4746 | 44210.7915 | 425.7274 | 0.0012636 | 0.000547 | 1.4e-05 | 0.087207 | 0.049468 | 0.0087208 | 0.000644 | 5000000 | scaled
CB 392 | 632789.042 | 37713.4213 | 592110.4066 | 2965.214 | 5.96% | 93.57% | 0.4686% | 280803.8815 | 576935.7631 | 2004.922 | 244844.902 | 33954.0574 | 3584.8168 | 505066.0656 | 68284.8807 | 392 | 0.10236 | 0.058405 | 0.012997 | 6182152.3603 | 3682.6661 | 554927.703 | 74178.6729 | 35978.5037 | 5421471.2664 | 724702.5902 | 6026647.8183 | 43029.8852 | 5254891.7294 | 728726.202 | 4297397.7749 | 26702.0777 | 3762064.9045 | 508630.7927 |  | 1579 | CB 392 | 632789.042 | 351985.1605 | 55853.2789 | 37713.4213 | 16303.3247 | 416.5767 | 592110.4066 | 332716.6218 | 52471.4881 | 2965.214 | 3682.6661 | 1677.7441 | 97.8493 | 3010.1645 | 1298.8769 | 36.2203 | 670.2703 | 376.636 | 59.3978 | 2.2312 | 74178.6729 | 40224.6155 | 5893.7922 | 12071.2252 | 5207.4113 | 144.4785 | 61838.0856 | 34747.8421 | 5479.9516 | 269.3621 | 554927.703 | 310082.801 | 49861.6374 | 22632.0316 | 9797.0365 | 235.878 | 529602.0507 | 297592.1437 | 46932.1387 | 2693.6207 | 0.010896 | 0.0047182 | 0.00012 | 0.087316 | 0.049541 | 0.0087316 | 0.0041454 | 5000000 | scaled
CB 393 | 8376.615 | 7859.703 | 0 | 516.9121 | 93.83% | 0% | 6.171% | 1884.8865 | 7707.9768 | 7.8104 | 1836.8676 | 40.2085 | 32.8533 | 7506.2347 | 168.8888 | 393 | 0.0030912 | 0.0025206 | 0.0007634 | 2709826.2956 | 33.9619 | 8123.1059 | 219.5472 | 10986.6551 | 2627816.3571 | 71023.2834 | 2575469.5592 | 10671.9641 | 2509857.5701 | 54940.0241 | 875868.7768 | 3733.1703 | 852944.5226 | 19191.0838 |  | 1580 | CB 393 | 8376.615 | 6491.7286 | 668.6382 | 7859.703 | 5974.8165 | 151.7262 | 0 | 0 | 0 | 516.9121 | 33.9619 | 26.1516 | 1.1086 | 33.573 | 25.7626 | 0.71968 | 0 | 0 | 0 | 0.38896 | 219.5472 | 179.3387 | 50.6584 | 172.5905 | 132.3821 | 3.7017 | 0 | 0 | 0 | 46.9566 | 8123.1059 | 6286.2383 | 616.8712 | 7653.5395 | 5816.6719 | 147.3048 | 0 | 0 | 0 | 469.5664 | 0.0023736 | 0.001803 | 4.58e-05 | 0 | 0 | 0 | 0.0007176 | 5000000 | scaled
CB 394 | 400009.6287 | 10424.4336 | 389176.3444 | 408.8506 | 2.606% | 97.29% | 0.1022% | 176222.6306 | 365011.6892 | 992.8872 | 154434.916 | 20794.8275 | 1852.8474 | 320939.82 | 42219.0218 | 394 | 0.091335 | 0.051848 | 0.009503 | 4379606.7284 | 1905.6445 | 352380.8526 | 45723.1316 | 20864.4314 | 3858131.0106 | 500611.2866 | 4316229.3887 | 24318.8336 | 3782581.8444 | 509328.7124 | 3682830.6366 | 18694.5332 | 3238162.0556 | 425974.0479 |  | 1581 | CB 394 | 400009.6287 | 223786.9981 | 34997.9395 | 10424.4336 | 4615.4522 | 42.6205 | 389176.3444 | 218762.6953 | 34546.4685 | 408.8506 | 1905.6445 | 912.7573 | 52.7971 | 1361.805 | 606.9211 | 4.2411 | 543.5319 | 305.5286 | 48.2483 | 0.30765 | 45723.1316 | 24928.3041 | 3504.1099 | 6826.0526 | 3047.3261 | 17.4443 | 38859.9387 | 21843.8378 | 3449.5253 | 37.1403 | 352380.8526 | 197945.9366 | 31441.0326 | 2236.576 | 961.205 | 20.935 | 349772.8739 | 196613.3289 | 31048.6948 | 371.4027 | 0.001845 | 0.0007992 | 2.02e-05 | 0.088896 | 0.050455 | 0.0088896 | 0.0005932 | 5000000 | scaled
CB 395 | 731695.3693 | 5615.1866 | 725471.5949 | 608.5877 | 0.7674% | 99.15% | 0.08318% | 319255.2913 | 666676.8829 | 472.3788 | 293021.7328 | 25761.1796 | 984.2518 | 612066.7351 | 53625.896 | 395 | 0.090668 | 0.052058 | 0.0096246 | 8070086.4399 | 1078.6908 | 671728.4707 | 58888.2078 | 11897.2025 | 7408693.6315 | 649495.6056 | 7922672.6625 | 11722.6028 | 7271657.9341 | 639292.1251 | 6755448.1589 | 9973.4403 | 6202082.6052 | 543392.1131 |  | 1582 | CB 395 | 731695.3693 | 412440.078 | 65018.4863 | 5615.1866 | 4005.3209 | 100.4082 | 725471.5949 | 407826.1694 | 64309.4904 | 608.5877 | 1078.6908 | 606.312 | 94.439 | 18.5051 | 10.1247 | 0.041383 | 1059.7278 | 595.7294 | 93.9397 | 0.45794 | 58888.2078 | 33127.0281 | 5262.3118 | 95.1718 | 52.1294 | 0.21437 | 58737.7514 | 33019.6142 | 5206.8129 | 55.2845 | 671728.4707 | 378706.7379 | 59661.7356 | 5501.5098 | 3943.0668 | 100.1524 | 665674.1157 | 374210.8259 | 59008.7379 | 552.8453 | 0.0024298 | 0.0015998 | 4.06e-05 | 0.087393 | 0.049614 | 0.0087392 | 0.0008448 | 5000000 | scaled
CB 396 | 669814.7814 | 96069.4141 | 571043.5428 | 2701.8245 | 14.34% | 85.25% | 0.4034% | 303713.264 | 613845.5975 | 6439.7168 | 234559.4365 | 62714.1107 | 11105.2301 | 487633.5614 | 115106.806 | 396 | 0.10036 | 0.057793 | 0.012757 | 6674120.9785 | 11470.9471 | 536040.6789 | 122303.1554 | 114297.9987 | 5341178.5462 | 1218644.434 | 6334725.3879 | 134316.9439 | 4892343.5144 | 1308064.9302 | 4387399.971 | 79373.5204 | 3485312.0755 | 822714.3755 |  | 1583 | CB 396 | 669814.7814 | 366101.5174 | 55969.1839 | 96069.4141 | 42332.0665 | 2547.8148 | 571043.5428 | 321067.6263 | 50719.5447 | 2701.8245 | 11470.9471 | 5031.2304 | 365.7171 | 10647.7102 | 4567.4778 | 290.7455 | 821.2039 | 461.7196 | 72.9385 | 2.033 | 122303.1554 | 59589.0447 | 7196.3494 | 67000.8678 | 28388.0488 | 2060.8165 | 55056.852 | 30955.5602 | 4890.0973 | 245.4356 | 536040.6789 | 301481.2424 | 48407.1175 | 18420.8361 | 9376.5399 | 196.2527 | 515165.4869 | 289650.3465 | 45756.5089 | 2454.3559 | 0.007603 | 0.0035064 | 8.9e-05 | 0.088988 | 0.050517 | 0.0088988 | 0.003769 | 5000000 | scaled
CB 397 | 18340.322 | 14293.3571 | 0 | 4046.9649 | 77.93% | 0% | 22.07% | 8112.491 | 14134.7129 | 11.226 | 8043.4158 | 57.8492 | 17.4355 | 14027.4621 | 89.8153 | 397 | 0.016356 | 0.010288 | 0.0057714 | 1121320.7373 | 20.8744 | 17859.979 | 459.4685 | 1276.2545 | 1091952.7403 | 28091.7422 | 994170.8645 | 1375.7256 | 985705.8254 | 7089.313 | 728698.2522 | 898.8651 | 723169.0666 | 4630.3203 |  | 1584 | CB 397 | 18340.322 | 10227.831 | 4205.6091 | 14293.3571 | 6180.8661 | 158.6442 | 0 | 0 | 0 | 4046.9649 | 20.8744 | 9.6484 | 3.4389 | 17.8292 | 6.6032 | 0.39373 | 0 | 0 | 0 | 3.0452 | 459.4685 | 401.6193 | 369.6532 | 91.8395 | 33.9903 | 2.0242 | 0 | 0 | 0 | 367.6291 | 17859.979 | 9816.5633 | 3832.5169 | 14183.6884 | 6140.2726 | 156.2263 | 0 | 0 | 0 | 3676.2906 | 0.010702 | 0.004634 | 0.0001176 | 0 | 0 | 0 | 0.0056538 | 5000000 | scaled
CB 399 | 19196.3731 | 14744.4757 | 0 | 4451.8974 | 76.81% | 0% | 23.19% | 8329.4462 | 14569.1659 | 174.8723 | 7255.6761 | 898.8978 | 300.062 | 12725.9995 | 1543.1045 | 399 | 0.017948 | 0.011331 | 0.0064086 | 1069578.8356 | 308.3531 | 16914.9767 | 1973.0434 | 17180.7413 | 942464.5457 | 109933.5488 | 959043.944 | 20134.6191 | 835411.1539 | 103498.1717 | 722030.8954 | 14870.7233 | 630685.7121 | 76474.4601 |  | 1585 | CB 399 | 19196.3731 | 10866.9269 | 4627.2072 | 14744.4757 | 6415.0295 | 175.3098 | 0 | 0 | 0 | 4451.8974 | 308.3531 | 133.4808 | 8.2911 | 305.0032 | 130.1309 | 4.9412 | 0 | 0 | 0 | 3.3499 | 1973.0434 | 1074.1456 | 429.9389 | 1568.63 | 669.7322 | 25.5255 | 0 | 0 | 0 | 404.4134 | 16914.9767 | 9659.3006 | 4188.9772 | 12870.8426 | 5615.1665 | 144.8431 | 0 | 0 | 0 | 4044.1341 | 0.011667 | 0.0050504 | 0.000128 | 0 | 0 | 0 | 0.0062806 | 5000000 | scaled
CB 40 | 69517.2217 | 64813.8564 | 0 | 4703.3653 | 93.23% | 0% | 6.766% | 33386.2109 | 64406.6572 | 4057.9385 | 8195.9015 | 21132.3709 | 7680.7848 | 17496.2992 | 39229.5732 | 40 | 0.021321 | 0.013675 | 0.0068052 | 3260504.7451 | 7726.8395 | 21956.548 | 39833.8341 | 362405.1185 | 1029808.546 | 1868291.0806 | 2642121.4464 | 321137.5586 | 648608.1126 | 1672375.7759 | 750979.3227 | 89557.6764 | 204006.2235 | 457415.4228 |  | 1586 | CB 40 | 69517.2217 | 36131.0108 | 5110.5645 | 64813.8564 | 31427.6455 | 407.1992 | 0 | 0 | 0 | 4703.3653 | 7726.8395 | 3668.9011 | 46.0547 | 7723.3004 | 3665.3619 | 42.5156 | 0 | 0 | 0 | 3.5391 | 39833.8341 | 18701.4632 | 604.2609 | 39406.5772 | 18274.2063 | 177.004 | 0 | 0 | 0 | 427.2569 | 21956.548 | 13760.6465 | 4460.2488 | 17683.9788 | 9488.0772 | 187.6796 | 0 | 0 | 0 | 4272.5692 | 0.014695 | 0.0070492 | 0.0001794 | 0 | 0 | 0 | 0.0066258 | 5000000 | scaled
CB 400 | 19397.7136 | 12722.1684 | 0 | 6675.5453 | 65.59% | 0% | 34.41% | 7215.9203 | 12582.9521 | 30.6542 | 7087.3802 | 97.8859 | 52.3265 | 12363.5577 | 167.0678 | 400 | 0.031276 | 0.018871 | 0.0096384 | 620214.7872 | 57.7513 | 18565.1959 | 774.7665 | 1846.5179 | 593596.1948 | 24772.0747 | 645536.6678 | 2742.3306 | 634037.4617 | 8756.8759 | 707042.8269 | 2940.2543 | 694714.9427 | 9387.6305 |  | 1587 | CB 400 | 19397.7136 | 12181.7933 | 6814.7616 | 12722.1684 | 5506.2481 | 139.2163 | 0 | 0 | 0 | 6675.5453 | 57.7513 | 27.0971 | 5.4248 | 52.7282 | 22.0739 | 0.40169 | 0 | 0 | 0 | 5.0231 | 774.7665 | 676.8806 | 607.6986 | 168.3554 | 70.4695 | 1.2875 | 0 | 0 | 0 | 606.4111 | 18565.1959 | 11477.8157 | 6201.6381 | 12501.0848 | 5413.7047 | 137.5271 | 0 | 0 | 0 | 6064.111 | 0.021878 | 0.0094732 | 0.0002408 | 0 | 0 | 0 | 0.0093976 | 5000000 | scaled
CB 401 | 15752.1993 | 11717.1359 | 0 | 4035.0634 | 74.38% | 0% | 25.62% | 6499.8318 | 11588.8635 | 37.8615 | 6328.1603 | 133.81 | 62.5736 | 11305.2969 | 220.9929 | 401 | 0.020185 | 0.012029 | 0.0058756 | 780406.8096 | 65.6099 | 15099.0486 | 587.5408 | 3250.4911 | 748047.9469 | 29108.3713 | 769146.2136 | 4480.2799 | 748831.7635 | 15834.1697 | 708580.5402 | 3825.9525 | 691242.367 | 13512.2204 |  | 1588 | CB 401 | 15752.1993 | 9252.3675 | 4163.3358 | 11717.1359 | 5217.3041 | 128.2724 | 0 | 0 | 0 | 4035.0634 | 65.6099 | 27.7483 | 3.0363 | 62.5736 | 24.7121 | 0 | 0 | 0 | 0 | 3.0363 | 587.5408 | 453.7309 | 366.5479 | 220.9929 | 87.1829 | 0 | 0 | 0 | 0 | 366.5479 | 15099.0486 | 8770.8883 | 3793.7516 | 11433.5694 | 5105.4091 | 128.2724 | 0 | 0 | 0 | 3665.4792 | 0.014469 | 0.0063134 | 0.0001596 | 0 | 0 | 0 | 0.005716 | 5000000 | scaled
CB 403 | 10621.8033 | 9870.9087 | 0 | 750.8946 | 92.93% | 0% | 7.069% | 4877.4764 | 9744.0655 | 0 | 4877.4764 | 0 | 0 | 9744.0655 | 0 | 403 | 0.0034798 | 0.0022372 | 0.0010644 | 3052417.7539 | 0.56502 | 10553.0265 | 68.2118 | 162.3725 | 3032653.1697 | 19602.2114 | 2567641.1863 | 0 | 2567641.1858 | 0 | 824631.5569 | 0 | 824631.5569 | 0 |  | 1589 | CB 403 | 10621.8033 | 5744.3269 | 877.7378 | 9870.9087 | 4993.4323 | 126.8433 | 0 | 0 | 0 | 750.8946 | 0.56502 | 0.56502 | 0.56502 | 0 | 0 | 0 | 0 | 0 | 0 | 0.56502 | 68.2118 | 68.2118 | 68.2118 | 0 | 0 | 0 | 0 | 0 | 0 | 68.2118 | 10553.0265 | 5675.5501 | 808.961 | 9870.9087 | 4993.4323 | 126.8433 | 0 | 0 | 0 | 682.1178 | 0.002446 | 0.0012034 | 3.06e-05 | 0 | 0 | 0 | 0.0010338 | 5000000 | scaled
CB 404 | 3432.1507 | 3019.4666 | 0 | 412.6841 | 87.98% | 0% | 12.02% | 1612.9465 | 2983.0508 | 0.12336 | 1612.1887 | 0.63446 | 1.0555 | 2976.5726 | 5.4228 | 404 | 0.0014236 | 0.0009812 | 0.0006068 | 2410895.4137 | 1.4807 | 3387.1707 | 43.4993 | 1040.1063 | 2379299.4549 | 30555.8519 | 1854060.5493 | 141.8028 | 1853189.4419 | 729.3033 | 740111.8405 | 261.8688 | 738504.5473 | 1345.4242 |  | 1590 | CB 404 | 3432.1507 | 1819.2042 | 449.0999 | 3019.4666 | 1406.5201 | 36.4157 | 0 | 0 | 0 | 412.6841 | 1.4807 | 1.3573 | 0.42522 | 1.1702 | 1.0468 | 0.11469 | 0 | 0 | 0 | 0.31053 | 43.4993 | 42.8649 | 38.0765 | 6.0108 | 5.3763 | 0.58802 | 0 | 0 | 0 | 37.4885 | 3387.1707 | 1774.982 | 410.5981 | 3012.2856 | 1400.0969 | 35.713 | 0 | 0 | 0 | 374.8851 | 0.0008266 | 0.0003842 | 9.8e-06 | 0 | 0 | 0 | 0.000597 | 5000000 | scaled
CB 406 | 8813.8413 | 5172.6702 | 0 | 3641.1711 | 58.69% | 0% | 41.31% | 2812.0515 | 5113.3193 | 3.7899 | 2788.9423 | 19.3193 | 6.846 | 5071.5801 | 34.8932 | 406 | 0.014645 | 0.0093334 | 0.0052746 | 601816.3572 | 9.5859 | 8438.5957 | 365.6597 | 654.5321 | 576194.282 | 24967.5432 | 643044.3153 | 866.6599 | 637759.8281 | 4417.8274 | 701573.9455 | 939.3095 | 695847.1104 | 4787.5256 |  | 1591 | CB 406 | 8813.8413 | 6001.7898 | 3700.5219 | 5172.6702 | 2360.6187 | 59.3508 | 0 | 0 | 0 | 3641.1711 | 9.5859 | 5.796 | 2.7399 | 6.846 | 3.0561 | 0 | 0 | 0 | 0 | 2.7399 | 365.6597 | 346.3404 | 330.7665 | 34.8932 | 15.5739 | 0 | 0 | 0 | 0 | 330.7665 | 8438.5957 | 5649.6535 | 3367.0156 | 5130.931 | 2341.9887 | 59.3508 | 0 | 0 | 0 | 3307.6647 | 0.0094774 | 0.0041654 | 0.0001066 | 0 | 0 | 0 | 0.005168 | 5000000 | scaled
CB 407 | 5641.8154 | 1814.2605 | 0 | 3827.5548 | 32.16% | 0% | 67.84% | 947.7908 | 1790.7044 | 4.8694 | 917.8863 | 25.0351 | 9.3266 | 1733.4559 | 47.9219 | 407 | 0.014713 | 0.009756 | 0.0055088 | 383468.2766 | 12.5894 | 5231.641 | 397.5849 | 855.6908 | 355589.1566 | 27023.4292 | 481142.3277 | 2471.9535 | 465961.4275 | 12708.9469 | 699083.4532 | 3641.076 | 676733.8731 | 18708.5043 |  | 1592 | CB 407 | 5641.8154 | 4694.0245 | 3851.1109 | 1814.2605 | 866.4697 | 23.5561 | 0 | 0 | 0 | 3827.5548 | 12.5894 | 7.72 | 3.2628 | 9.7093 | 4.8399 | 0.3827 | 0 | 0 | 0 | 2.8801 | 397.5849 | 372.5499 | 349.663 | 49.8872 | 24.8522 | 1.9653 | 0 | 0 | 0 | 347.6977 | 5231.641 | 4313.7547 | 3498.1851 | 1754.664 | 836.7777 | 21.2081 | 0 | 0 | 0 | 3476.977 | 0.0093132 | 0.0043566 | 0.0001094 | 0 | 0 | 0 | 0.0053994 | 5000000 | scaled
CB 409 | 29029.4682 | 24785.8368 | 0 | 4243.6314 | 85.38% | 0% | 14.62% | 13342.891 | 24487.6885 | 53.6196 | 13014.6412 | 274.6302 | 95.5093 | 23902.9473 | 489.2319 | 409 | 0.017884 | 0.011309 | 0.0061162 | 1623190.76 | 100.5158 | 28044.9223 | 884.0301 | 5620.3695 | 1568139.602 | 49430.7884 | 1387136.971 | 5574.335 | 1353011.8753 | 28550.7607 | 742581.9386 | 2896.2909 | 724849.8344 | 14835.8132 |  | 1593 | CB 409 | 29029.4682 | 15686.5771 | 4541.7797 | 24785.8368 | 11442.9458 | 298.1483 | 0 | 0 | 0 | 4243.6314 | 100.5158 | 46.8962 | 5.0065 | 97.3226 | 43.703 | 1.8133 | 0 | 0 | 0 | 3.1932 | 884.0301 | 609.3999 | 394.7982 | 498.5357 | 223.9055 | 9.3038 | 0 | 0 | 0 | 385.4944 | 28044.9223 | 15030.281 | 4141.9749 | 24189.9784 | 11175.3372 | 287.0311 | 0 | 0 | 0 | 3854.9438 | 0.011905 | 0.0053292 | 0.0001368 | 0 | 0 | 0 | 0.0059794 | 5000000 | scaled
CB 41 | 23874.1372 | 20516.9686 | 0 | 3357.1686 | 85.94% | 0% | 14.06% | 10657.5919 | 20266.9516 | 6.2631 | 10619.2501 | 32.0787 | 10.8507 | 20200.2896 | 55.8113 | 41 | 0.013957 | 0.0090012 | 0.0048058 | 1710524.8331 | 13.5605 | 23498.8594 | 361.7173 | 971.5806 | 1683637.0755 | 25916.1773 | 1468309.2532 | 862.8719 | 1463026.8573 | 4419.5248 | 750590.031 | 401.8583 | 748121.1904 | 2066.9824 |  | 1594 | CB 41 | 23874.1372 | 13216.5452 | 3607.1856 | 20516.9686 | 9859.3767 | 250.017 | 0 | 0 | 0 | 3357.1686 | 13.5605 | 7.2975 | 2.7098 | 11.0344 | 4.7713 | 0.18366 | 0 | 0 | 0 | 2.5262 | 361.7173 | 329.6385 | 305.9059 | 56.7498 | 24.671 | 0.93844 | 0 | 0 | 0 | 304.9675 | 23498.8594 | 12879.6092 | 3298.5698 | 20449.1845 | 9829.9343 | 248.8949 | 0 | 0 | 0 | 3049.6749 | 0.0092614 | 0.0043054 | 0.00011 | 0 | 0 | 0 | 0.0046958 | 5000000 | scaled
CB 410 | 46541.5799 | 41826.0869 | 0 | 4715.4929 | 89.87% | 0% | 10.13% | 21571.8328 | 41599.0924 | 690.3674 | 16871.9724 | 4009.493 | 1290.3186 | 32779.5032 | 7529.2706 | 410 | 0.019659 | 0.012505 | 0.0068126 | 2367419.8263 | 1296.7877 | 37272.196 | 7972.5961 | 65963.4013 | 1895916.2148 | 405540.2099 | 1996844.9219 | 63905.4017 | 1561791.8393 | 371147.6804 | 725492.1005 | 22503.2779 | 571677.6324 | 131311.1901 |  | 1595 | CB 410 | 46541.5799 | 24969.747 | 4942.4875 | 41826.0869 | 20254.2541 | 226.9946 | 0 | 0 | 0 | 4715.4929 | 1296.7877 | 606.4203 | 6.4691 | 1293.2394 | 602.872 | 2.9209 | 0 | 0 | 0 | 3.5483 | 7972.5961 | 3963.1031 | 443.3255 | 7544.2375 | 3534.7445 | 14.9669 | 0 | 0 | 0 | 428.3586 | 37272.196 | 20400.2236 | 4492.6928 | 32988.61 | 16116.6375 | 209.1068 | 0 | 0 | 0 | 4283.5861 | 0.012995 | 0.0058404 | 0.0001484 | 0 | 0 | 0 | 0.0066642 | 5000000 | scaled
CB 411 | 736.8509 | 703.703 | 0 | 33.1479 | 95.5% | 0% | 4.499% | 450.9271 | 700.7103 | 21.887 | 300.7112 | 128.3289 | 30.9669 | 491.4167 | 178.3268 | 411 | 0.000145 | 8.94e-05 | 4.78e-05 | 5081730.6503 | 30.9918 | 524.5212 | 181.338 | 213736.5354 | 3617387.2634 | 1250606.851 | 3198253.4139 | 155236.1218 | 2132829.2171 | 910188.0747 | 756079.7389 | 33413.8238 | 530247.8989 | 192418.0162 |  | 1596 | CB 411 | 736.8509 | 285.9239 | 36.1406 | 703.703 | 252.776 | 2.9927 | 0 | 0 | 0 | 33.1479 | 30.9918 | 9.1048 | 0.024943 | 30.9669 | 9.0799 | 0 | 0 | 0 | 0 | 0.024943 | 181.338 | 53.0091 | 3.0112 | 178.3268 | 49.9979 | 0 | 0 | 0 | 0 | 3.0112 | 524.5212 | 223.81 | 33.1045 | 494.4094 | 193.6982 | 2.9927 | 0 | 0 | 0 | 30.1118 | 9.82e-05 | 4.26e-05 | 1e-06 | 0 | 0 | 0 | 4.68e-05 | 5000000 | scaled
CB 412 | 1311992.137 | 1159435.01 | 141778.936 | 10778.1906 | 88.37% | 10.81% | 0.8215% | 713144.1422 | 1279236.0277 | 48646.5113 | 75505.3085 | 588992.3227 | 85784.0365 | 153266.0963 | 1040185.8952 | 412 | 0.071433 | 0.041402 | 0.016815 | 18366648.3326 | 86718.3709 | 172102.0524 | 1053171.714 | 1213975.128 | 2409265.8672 | 14743407.3417 | 14464298.5281 | 986669.6226 | 1531431.3873 | 11946197.5247 | 1947982.7616 | 130629.3918 | 233389.0752 | 1583964.2951 |  | 1597 | CB 412 | 1311992.137 | 598847.9948 | 32756.1093 | 1159435.01 | 509930.8934 | 12520.1679 | 141778.936 | 78138.9108 | 9457.7509 | 10778.1906 | 86718.3709 | 38071.8596 | 934.3344 | 86497.3605 | 37946.4133 | 912.0221 | 212.9001 | 117.3361 | 14.2021 | 8.1102 | 1053171.714 | 464179.3913 | 12985.8188 | 1040029.458 | 456496.7875 | 11195.3439 | 12163.1577 | 6703.5056 | 811.3766 | 979.0982 | 172102.0524 | 96596.7439 | 18835.9561 | 32908.192 | 15487.6927 | 412.8018 | 129402.8782 | 71318.0691 | 8632.1721 | 9790.9821 | 0.045486 | 0.020093 | 0.000512 | 0.010715 | 0.0060772 | 0.0010716 | 0.015232 | 5000000 | scaled
CB 413 | 5218.9571 | 2674.3298 | 0 | 2544.6273 | 51.24% | 0% | 48.76% | 1464.0797 | 2645.3339 | 125.4967 | 975.4746 | 363.1084 | 236.6833 | 1721.4468 | 687.2038 | 413 | 0.0095502 | 0.0062122 | 0.0036566 | 546476.2094 | 241.6023 | 4050.4144 | 926.9404 | 25298.1448 | 424118.2792 | 97059.7854 | 604436.0159 | 51810.5237 | 402718.4875 | 149907.0048 | 703829.578 | 62973.0272 | 458015.9774 | 182840.5733 |  | 1598 | CB 413 | 5218.9571 | 3754.8774 | 2573.6232 | 2674.3298 | 1210.2501 | 28.996 | 0 | 0 | 0 | 2544.6273 | 241.6023 | 116.1056 | 4.9191 | 239.6876 | 114.1909 | 3.0043 | 0 | 0 | 0 | 1.9148 | 926.9404 | 563.832 | 239.7366 | 695.7847 | 332.6763 | 8.5809 | 0 | 0 | 0 | 231.1557 | 4050.4144 | 3074.9398 | 2328.9676 | 1738.8576 | 763.383 | 17.4108 | 0 | 0 | 0 | 2311.5568 | 0.0059612 | 0.0026232 | 6.76e-05 | 0 | 0 | 0 | 0.003589 | 5000000 | scaled
CB 414 | 223668.9796 | 89730.4754 | 122974.7347 | 10963.7695 | 40.12% | 54.98% | 4.902% | 108103.7612 | 203770.5424 | 6566.5294 | 63214.0086 | 38323.2231 | 11083.0153 | 126816.017 | 65871.5099 | 414 | 0.060264 | 0.036437 | 0.016857 | 3711485.7892 | 11188.9985 | 144435.0654 | 68044.9156 | 185666.3758 | 2396705.5854 | 1129113.8263 | 3171609.8953 | 192652.5894 | 1854608.693 | 1124348.6108 | 1180453.7831 | 64204.5079 | 734652.0517 | 381597.2229 |  | 1599 | CB 414 | 223668.9796 | 115565.2184 | 19898.4372 | 89730.4754 | 37029.1974 | 733.4514 | 122974.7347 | 67572.2515 | 8201.2163 | 10963.7695 | 11188.9985 | 4622.4691 | 105.9831 | 10997.1418 | 4513.3308 | 85.4885 | 183.6068 | 100.8884 | 12.2448 | 8.2499 | 68044.9156 | 29721.6925 | 2173.4057 | 55354.6214 | 22299.9224 | 397.551 | 11694.3379 | 6425.8138 | 779.8984 | 995.9563 | 144435.0654 | 81221.0568 | 17619.0484 | 23378.7122 | 10215.9441 | 250.412 | 111096.79 | 61045.5494 | 7409.0732 | 9959.5633 | 0.034122 | 0.014962 | 0.000381 | 0.01074 | 0.0060742 | 0.001074 | 0.015402 | 5000000 | scaled
CB 415 | 126420.6704 | 34895.7993 | 87421.5289 | 4103.3422 | 27.6% | 69.15% | 3.246% | 60377.2485 | 116158.7282 | 614.6749 | 53105.3712 | 6657.2025 | 937.6713 | 103228.7436 | 11992.3133 | 415 | 0.027526 | 0.016733 | 0.006991 | 4592806.3998 | 954.0574 | 112529.5066 | 12937.1065 | 34660.4772 | 4088146.6333 | 469999.2912 | 3946896.6635 | 40181.6637 | 3471529.7134 | 435185.2901 | 1467879.0144 | 11849.1999 | 1304484.896 | 151544.9193 |  | 1600 | CB 415 | 126420.6704 | 66043.4219 | 10261.9422 | 34895.7993 | 13796.9076 | 328.7712 | 87421.5289 | 48143.172 | 5829.8288 | 4103.3422 | 954.0574 | 339.3825 | 16.3861 | 833.9954 | 271.8769 | 5.4979 | 116.9743 | 64.4179 | 7.8006 | 3.0876 | 12937.1065 | 6279.904 | 944.7931 | 4412.5374 | 1417.9343 | 28.4271 | 8151.8186 | 4489.2192 | 543.6156 | 372.7504 | 112529.5066 | 59424.1354 | 9300.763 | 29649.2664 | 12107.0964 | 294.8462 | 79152.736 | 43589.5349 | 5278.4126 | 3727.5042 | 0.010937 | 0.0048236 | 0.0001222 | 0.0108 | 0.0061206 | 0.00108 | 0.0057888 | 5000000 | scaled
CB 416 | 7441.9389 | 7013.7159 | 0 | 428.223 | 94.25% | 0% | 5.754% | 3422.3554 | 6929.5439 | 13.2348 | 3341.2666 | 67.8541 | 35.0845 | 6714.6975 | 179.7619 | 416 | 0.0015346 | 0.001073 | 0.0006164 | 4849432.3544 | 35.4067 | 7187.8702 | 218.662 | 23072.2849 | 4683872.1367 | 142487.9324 | 3746116.959 | 14486.7963 | 3657356.9746 | 74273.1885 | 831270.3141 | 4208.7484 | 805497.2687 | 21564.2969 |  | 1601 | CB 416 | 7441.9389 | 4019.5835 | 512.395 | 7013.7159 | 3591.3605 | 84.172 | 0 | 0 | 0 | 428.223 | 35.4067 | 22.172 | 0.32222 | 35.0845 | 21.8497 | 0 | 0 | 0 | 0 | 0.32222 | 218.662 | 150.8079 | 38.9001 | 179.7619 | 111.9079 | 0 | 0 | 0 | 0 | 38.9001 | 7187.8702 | 3846.6036 | 473.1727 | 6798.8695 | 3457.6029 | 84.172 | 0 | 0 | 0 | 389.0007 | 0.00093 | 0.0004684 | 1.18e-05 | 0 | 0 | 0 | 0.0006046 | 5000000 | scaled
CB 417 | 116539.7024 | 48437.5373 | 64493.3261 | 3608.8391 | 41.56% | 55.34% | 3.097% | 56417.4949 | 108056.3912 | 718.5399 | 49711.5063 | 5987.4487 | 1159.0978 | 96261.2223 | 10636.0712 | 417 | 0.025451 | 0.015475 | 0.0062144 | 4579055.205 | 1180.361 | 103975.5497 | 11383.7918 | 46378.5137 | 4085386.9732 | 447289.7201 | 3885118.4181 | 49481.3281 | 3423319.1163 | 412317.977 | 1365105.4383 | 14643.1935 | 1216093.8987 | 134368.3468 |  | 1602 | CB 417 | 116539.7024 | 60122.2075 | 8483.3112 | 48437.5373 | 20956.3294 | 573.4866 | 64493.3261 | 35557.0391 | 4300.9856 | 3608.8391 | 1180.361 | 461.8211 | 21.2632 | 1090.0833 | 410.83 | 12.7083 | 87.5621 | 48.2755 | 5.8394 | 2.7155 | 11383.7918 | 5396.343 | 747.7205 | 5767.5135 | 2152.8385 | 67.2106 | 5288.4489 | 2915.6751 | 352.6806 | 327.8294 | 103975.5497 | 54264.0434 | 7714.3274 | 41579.9405 | 18392.6608 | 493.5678 | 59117.315 | 32593.0885 | 3942.4656 | 3278.2941 | 0.0096076 | 0.0043136 | 0.0001098 | 0.01082 | 0.0061388 | 0.001082 | 0.0050226 | 5000000 | scaled
CB 418 | 32478.5826 | 27006.9333 | 0 | 5471.6493 | 83.15% | 0% | 16.85% | 13784.2427 | 26648.6424 | 57.2957 | 13433.3702 | 293.5769 | 131.7519 | 25841.3066 | 675.584 | 418 | 0.022349 | 0.014544 | 0.0078976 | 1453219.4408 | 140.2809 | 31142.9728 | 1195.3289 | 6276.718 | 1393459.0101 | 53483.713 | 1285382.0748 | 5342.8287 | 1252663.172 | 27376.0742 | 738191.365 | 3649.6468 | 715827.4347 | 18714.2837 |  | 1603 | CB 418 | 32478.5826 | 18694.3398 | 5829.9401 | 27006.9333 | 13222.6905 | 358.2908 | 0 | 0 | 0 | 5471.6493 | 140.2809 | 82.9852 | 8.529 | 136.1636 | 78.868 | 4.4117 | 0 | 0 | 0 | 4.1172 | 1195.3289 | 901.752 | 519.7449 | 698.2805 | 404.7037 | 22.6966 | 0 | 0 | 0 | 497.0484 | 31142.9728 | 17709.6026 | 5301.6662 | 26172.4891 | 12739.1189 | 331.1825 | 0 | 0 | 0 | 4970.4837 | 0.014625 | 0.0068194 | 0.0001732 | 0 | 0 | 0 | 0.0077244 | 5000000 | scaled
CB 42 | 5986.5741 | 4231.8597 | 0 | 1754.7144 | 70.69% | 0% | 29.31% | 2113.9871 | 4176.4268 | 77.135 | 1635.6702 | 401.1819 | 132.6942 | 3354.4209 | 689.3117 | 42 | 0.00755 | 0.0049402 | 0.002555 | 792923.7228 | 135.7989 | 4992.8193 | 857.9559 | 17986.6086 | 661300.5731 | 113636.541 | 783892.7602 | 28602.6038 | 606526.9107 | 148763.2456 | 708472.5386 | 22509.7251 | 569030.7062 | 116932.1071 |  | 1604 | CB 42 | 5986.5741 | 3872.587 | 1810.1473 | 4231.8597 | 2117.8726 | 55.4329 | 0 | 0 | 0 | 1754.7144 | 135.7989 | 58.6639 | 3.1047 | 134.4785 | 57.3436 | 1.7843 | 0 | 0 | 0 | 1.3204 | 857.9559 | 456.774 | 168.6442 | 698.5564 | 297.3745 | 9.2448 | 0 | 0 | 0 | 159.3995 | 4992.8193 | 3357.1491 | 1638.3984 | 3398.8247 | 1763.1545 | 44.4039 | 0 | 0 | 0 | 1593.9946 | 0.0050574 | 0.0024476 | 6.24e-05 | 0 | 0 | 0 | 0.0024926 | 5000000 | scaled
CB 426 | 70.1749 | 2.4378 | 0 | 67.7372 | 3.474% | 0% | 96.53% | 0.21173 | 2.0869 | 0 | 0.21173 | 0 | 0.27628 | 0.36868 | 1.4419 | 426 | 0.0001956 | 0.0001384 | 9.6e-05 | 358767.6263 | 0.38322 | 61.906 | 7.8857 | 1959.1991 | 316493.0801 | 40315.3471 | 505514.5835 | 0 | 505514.6074 | 0 | 709250.895 | 93898.942 | 125299.8582 | 490052.0979 |  | 1605 | CB 426 | 70.1749 | 69.9632 | 68.0881 | 2.4378 | 2.226 | 0.35089 | 0 | 0 | 0 | 67.7372 | 0.38322 | 0.38322 | 0.10694 | 0.33225 | 0.33225 | 0.055966 | 0 | 0 | 0 | 0.05097 | 7.8857 | 7.8857 | 6.4438 | 1.7324 | 1.7324 | 0.29049 | 0 | 0 | 0 | 6.1533 | 61.906 | 61.6943 | 61.5374 | 0.37312 | 0.16139 | 0.0044419 | 0 | 0 | 0 | 61.5329 | 0.0001008 | 4.36e-05 | 1.2e-06 | 0 | 0 | 0 | 9.48e-05 | 5000000 | scaled
CB 43 | 8344.0632 | 6106.9989 | 0 | 2237.0643 | 73.19% | 0% | 26.81% | 3468.2334 | 6040.7279 | 12.5791 | 3390.9199 | 64.7344 | 20.9849 | 5911.8836 | 107.8594 | 43 | 0.0092432 | 0.0057784 | 0.0031996 | 902724.5132 | 22.7159 | 8010.0248 | 311.3225 | 2457.5768 | 866585.6844 | 33681.252 | 843802.7475 | 3060.424 | 824992.779 | 15749.5448 | 719882.2712 | 2500.7967 | 704527.7143 | 12853.7602 |  | 1606 | CB 43 | 8344.0632 | 4875.8298 | 2303.3353 | 6106.9989 | 2638.7655 | 66.271 | 0 | 0 | 0 | 2237.0643 | 22.7159 | 10.1368 | 1.731 | 21.0326 | 8.4535 | 0.047689 | 0 | 0 | 0 | 1.6833 | 311.3225 | 246.5881 | 203.4632 | 108.1061 | 43.3717 | 0.2467 | 0 | 0 | 0 | 203.2165 | 8010.0248 | 4619.1049 | 2098.1412 | 5977.8603 | 2586.9404 | 65.9766 | 0 | 0 | 0 | 2032.1645 | 0.0061108 | 0.002646 | 6.72e-05 | 0 | 0 | 0 | 0.0031324 | 5000000 | scaled
CB 430 | 278.0573 | 168.2393 | 0 | 109.818 | 60.51% | 0% | 39.49% | 87.4442 | 167.1036 | -0.015437 | 87.5679 | -0.10822 | 1.5812 | 157.4321 | 8.0903 | 430 | 0.0002042 | 0.0001746 | 0.0001522 | 1361690.7762 | 1.6639 | 258.3272 | 18.0662 | 8148.3058 | 1265069.3585 | 88473.1119 | 1091712.6947 | -192.7251 | 1093256.4997 | -1351.0788 | 728998.7989 | 6898.288 | 686806.2677 | 35294.2432 |  | 1607 | CB 430 | 278.0573 | 190.613 | 110.9536 | 168.2393 | 80.7951 | 1.1356 | 0 | 0 | 0 | 109.818 | 1.6639 | 1.6793 | 0.082634 | 1.5812 | 1.5967 | 0 | 0 | 0 | 0 | 0.082634 | 18.0662 | 18.1744 | 9.9759 | 8.0903 | 8.1985 | 0 | 0 | 0 | 0 | 9.9759 | 258.3272 | 170.7593 | 100.895 | 158.5678 | 70.9999 | 1.1356 | 0 | 0 | 0 | 99.7594 | 5.24e-05 | 2.28e-05 | 4e-07 | 0 | 0 | 0 | 0.0001518 | 5000000 | scaled
CB 434 | 12916.4379 | 12321.6717 | 0 | 594.7662 | 95.4% | 0% | 4.605% | 4560.5937 | 12152.6721 | 171.4385 | 3451.5794 | 937.5758 | 419.3207 | 9458.8282 | 2274.5233 | 434 | 0.0024398 | 0.0018868 | 0.0008834 | 5294056.0251 | 423.7463 | 10143.1094 | 2349.5822 | 173680.7432 | 4157352.8117 | 963022.4727 | 4428579.6931 | 166475.964 | 3351667.6064 | 910436.1285 | 864575.2497 | 29831.6507 | 672927.6219 | 161815.9776 |  | 1608 | CB 434 | 12916.4379 | 8355.8442 | 763.7658 | 12321.6717 | 7761.0779 | 168.9995 | 0 | 0 | 0 | 594.7662 | 423.7463 | 252.3077 | 4.4256 | 423.2987 | 251.8602 | 3.9781 | 0 | 0 | 0 | 0.44754 | 2349.5822 | 1412.0064 | 75.059 | 2295.5533 | 1357.9774 | 21.03 | 0 | 0 | 0 | 54.029 | 10143.1094 | 6691.53 | 684.2812 | 9602.8197 | 6151.2403 | 143.9915 | 0 | 0 | 0 | 540.2897 | 0.0015826 | 0.0010296 | 2.62e-05 | 0 | 0 | 0 | 0.0008572 | 5000000 | scaled
CB 438 | 16682.947 | 16190.7433 | 0 | 492.2037 | 97.05% | 0% | 2.95% | 5332.5963 | 15922.3633 | 104.1658 | 4682.7753 | 545.6552 | 317.5533 | 13941.2715 | 1663.5384 | 438 | 0.0021344 | 0.0016584 | 0.0007178 | 7816223.3087 | 322.6581 | 14627.3978 | 1732.8912 | 151170.3941 | 6853166.1263 | 811886.7902 | 6844157.459 | 133692.322 | 6010140.2505 | 700324.8948 | 1059604.0401 | 21132.5893 | 927766.0216 | 110705.4295 |  | 1609 | CB 438 | 16682.947 | 11350.3507 | 760.5838 | 16190.7433 | 10858.147 | 268.3801 | 0 | 0 | 0 | 492.2037 | 322.6581 | 218.4923 | 5.1048 | 322.2877 | 218.1219 | 4.7344 | 0 | 0 | 0 | 0.37037 | 1732.8912 | 1187.236 | 69.3527 | 1688.179 | 1142.5239 | 24.6406 | 0 | 0 | 0 | 44.7121 | 14627.3978 | 9944.6225 | 686.1263 | 14180.2766 | 9497.5012 | 239.0051 | 0 | 0 | 0 | 447.1212 | 0.0014412 | 0.0009652 | 2.46e-05 | 0 | 0 | 0 | 0.0006932 | 5000000 | scaled
CB 44 | 25865.7599 | 21830.4832 | 0 | 4035.2767 | 84.4% | 0% | 15.6% | 9779.4595 | 21517.9481 | 82.0877 | 9272.9771 | 424.3947 | 144.6414 | 20625.5247 | 747.782 | 44 | 0.016291 | 0.010641 | 0.0058138 | 1587713.6073 | 150.0438 | 24589.1592 | 1126.5569 | 9210.1149 | 1509352.2405 | 69151.2521 | 1511699.8459 | 12689.0455 | 1433408.266 | 65602.5346 | 747843.3813 | 5026.9234 | 716827.7424 | 25988.7155 |  | 1610 | CB 44 | 25865.7599 | 16086.3004 | 4347.8119 | 21830.4832 | 12051.0237 | 312.5351 | 0 | 0 | 0 | 4035.2767 | 150.0438 | 67.9561 | 5.4025 | 147.0074 | 64.9197 | 2.3661 | 0 | 0 | 0 | 3.0364 | 1126.5569 | 702.1622 | 378.7749 | 759.9896 | 335.5949 | 12.2076 | 0 | 0 | 0 | 366.5673 | 24589.1592 | 15316.1821 | 3963.6345 | 20923.4862 | 11650.5091 | 297.9615 | 0 | 0 | 0 | 3665.673 | 0.010603 | 0.0049528 | 0.0001254 | 0 | 0 | 0 | 0.0056884 | 5000000 | scaled
CB 441 | 1133080.786 | 1065956.34 | 64204.3889 | 2920.0566 | 94.08% | 5.666% | 0.2577% | 284111.8673 | 1107853.6672 | 9947.271 | 24086.1058 | 250078.4904 | 40394.4438 | 52781.7471 | 1014677.4762 | 441 | 0.54555 | 0.31688 | 0.056006 | 2076965.7749 | 41024.4712 | 60674.3046 | 1031382.01 | 75198.8946 | 111217.5369 | 1890549.343 | 2679154.6522 | 93802.0559 | 227130.26 | 2358222.3345 | 450437.6109 | 16423.8087 | 21460.3108 | 412553.4913 |  | 1611 | CB 441 | 1133080.786 | 848968.9187 | 25227.1188 | 1065956.34 | 809656.2755 | 16037.5454 | 64204.3889 | 36392.5866 | 6269.5167 | 2920.0566 | 41024.4712 | 31077.2002 | 630.0274 | 40564.8895 | 30815.7465 | 583.1669 | 457.3844 | 259.2564 | 44.6633 | 2.1972 | 1031382.01 | 781303.5196 | 16704.5338 | 1019957.489 | 774712.9228 | 15349.5792 | 11159.2615 | 6325.3369 | 1089.6946 | 265.2599 | 60674.3046 | 36588.1989 | 7892.5575 | 5433.9622 | 4127.6062 | 104.7993 | 52587.743 | 29807.9933 | 5135.1588 | 2652.5994 | 0.027653 | 0.021007 | 0.0005336 | 0.5138 | 0.29178 | 0.05138 | 0.0040922 | 5000000 | scaled
CB 443 | 67147.2986 | 65998.8133 | 0 | 1148.4853 | 98.29% | 0% | 1.71% | 33771.8287 | 65317.3863 | 4015.8588 | 28.5455 | 29727.4244 | 7730.0382 | 55.3843 | 57531.9637 | 443 | 0.007405 | 0.0044706 | 0.001727 | 9067832.3498 | 7812.5978 | 1099.3695 | 58235.3312 | 1055043.5954 | 148463.1361 | 7864325.6178 | 7465545.9894 | 887739.2619 | 6310.2253 | 6571496.5002 | 1059590.2131 | 125398.0487 | 898.4547 | 933293.7097 |  | 1612 | CB 443 | 67147.2986 | 33375.4699 | 1829.9123 | 65998.8133 | 32226.9846 | 681.427 | 0 | 0 | 0 | 1148.4853 | 7812.5978 | 3796.7391 | 82.5597 | 7811.7336 | 3795.8749 | 81.6955 | 0 | 0 | 0 | 0.8642 | 58235.3312 | 28507.9068 | 703.3675 | 58131.002 | 28403.5776 | 599.0383 | 0 | 0 | 0 | 104.3292 | 1099.3695 | 1070.824 | 1043.9852 | 56.0777 | 27.5321 | 0.69331 | 0 | 0 | 0 | 1043.2919 | 0.0057496 | 0.0028152 | 7.16e-05 | 0 | 0 | 0 | 0.0016554 | 5000000 | scaled
CB 444 | 117443.366 | 114721.1604 | 2287.0753 | 435.1303 | 97.68% | 1.947% | 0.3705% | 31113.3768 | 114943.9097 | 1736.8683 | 1137.6412 | 28238.8672 | 6527.6451 | 2873.7444 | 105542.5202 | 444 | 0.081621 | 0.04691 | 0.008554 | 1438893.6862 | 6645.1832 | 3464.5996 | 107333.5832 | 81415.5151 | 42447.6119 | 1315030.5585 | 1840348.0147 | 102735.3002 | 67291.1777 | 1670321.5338 | 292197.367 | 16593.8387 | 7305.3069 | 268298.2212 |  | 1613 | CB 444 | 117443.366 | 86329.9892 | 2499.4563 | 114721.1604 | 84612.4631 | 1865.8853 | 2287.0753 | 1282.3959 | 198.4407 | 435.1303 | 6645.1832 | 4908.3149 | 117.5381 | 6641.5083 | 4906.1105 | 116.9203 | 3.3475 | 1.877 | 0.29045 | 0.32742 | 107333.5832 | 79094.716 | 1791.063 | 107030.941 | 78907.6563 | 1728.706 | 263.1147 | 147.5322 | 22.8294 | 39.5275 | 3464.5996 | 2326.9583 | 590.8552 | 1048.7111 | 798.6963 | 20.2591 | 2020.6131 | 1132.9867 | 175.3208 | 395.2753 | 0.0020652 | 0.0015192 | 3.86e-05 | 0.078933 | 0.044768 | 0.0078934 | 0.000622 | 5000000 | scaled
CB 449 | 7812.7222 | 7673.3446 | 0 | 139.3776 | 98.22% | 0% | 1.784% | 1623.0317 | 6995.1958 | 91.4029 | 24.7822 | 1506.8466 | 386.7684 | 54.7988 | 6553.6285 | 449 | 0.0002642 | 0.0002418 | 0.0001996 | 29571242.2218 | 422.5675 | 181.9728 | 7208.1819 | 1599422.9606 | 688768.9603 | 27283050.299 | 25598389.1563 | 1441602.6004 | 390863.8326 | 23765922.7123 | 4095823.7841 | 226460.4636 | 32085.7814 | 3837277.5387 |  | 1614 | CB 449 | 7812.7222 | 6189.6905 | 817.5264 | 7673.3446 | 6050.3129 | 678.1488 | 0 | 0 | 0 | 139.3776 | 422.5675 | 331.1647 | 35.7991 | 422.4627 | 331.0598 | 35.6943 | 0 | 0 | 0 | 0.10488 | 7208.1819 | 5701.3353 | 654.5534 | 7195.5207 | 5688.6741 | 641.8922 | 0 | 0 | 0 | 12.6612 | 181.9728 | 157.1906 | 127.1739 | 55.3612 | 30.579 | 0.56237 | 0 | 0 | 0 | 126.6116 | 6.56e-05 | 4.32e-05 | 1e-06 | 0 | 0 | 0 | 0.0001986 | 5000000 | scaled
CB 45 | 25727.5839 | 24153.0277 | 0 | 1574.5562 | 93.88% | 0% | 6.12% | 11113.5661 | 23751.1268 | 222.9724 | 9731.5872 | 1159.0065 | 491.6527 | 20702.5733 | 2556.9008 | 45 | 0.0069006 | 0.0046212 | 0.0023224 | 3728311.1411 | 505.4949 | 22454.6127 | 2767.4762 | 73253.7633 | 3254008.7442 | 401048.6342 | 3162385.9019 | 63447.2121 | 2769141.2341 | 329797.457 | 851040.7751 | 17616.6994 | 741806.2412 | 91617.8346 |  | 1615 | CB 45 | 25727.5839 | 14614.0177 | 1976.4571 | 24153.0277 | 13039.4615 | 401.9009 | 0 | 0 | 0 | 1574.5562 | 505.4949 | 282.5225 | 13.8423 | 504.3101 | 281.3377 | 12.6575 | 0 | 0 | 0 | 1.1848 | 2767.4762 | 1608.4697 | 210.5754 | 2624.4424 | 1465.4359 | 67.5417 | 0 | 0 | 0 | 143.0338 | 22454.6127 | 12723.0255 | 1752.0394 | 21024.2751 | 11292.6879 | 321.7018 | 0 | 0 | 0 | 1430.3376 | 0.0046374 | 0.002358 | 5.92e-05 | 0 | 0 | 0 | 0.0022632 | 5000000 | scaled
CB 450 | 5274.8728 | 4764.3275 | 0 | 510.5454 | 90.32% | 0% | 9.679% | 1724.7954 | 4686.923 | 0 | 1724.7954 | 0 | 0 | 4686.923 | 0 | 450 | 0.0022246 | 0.0016616 | 0.0007078 | 2371155.6293 | 0.38417 | 5228.1104 | 46.3783 | 172.6912 | 2350135.0153 | 20847.923 | 2136541.5485 | 0 | 2136541.5485 | 0 | 830672.2612 | 0 | 830672.2613 | 0 |  | 1616 | CB 450 | 5274.8728 | 3550.0774 | 587.9498 | 4764.3275 | 3039.5321 | 77.4045 | 0 | 0 | 0 | 510.5454 | 0.38417 | 0.38417 | 0.38417 | 0 | 0 | 0 | 0 | 0 | 0 | 0.38417 | 46.3783 | 46.3783 | 46.3783 | 0 | 0 | 0 | 0 | 0 | 0 | 46.3783 | 5228.1104 | 3503.315 | 541.1874 | 4764.3275 | 3039.5321 | 77.4045 | 0 | 0 | 0 | 463.7829 | 0.0015418 | 0.0009788 | 2.5e-05 | 0 | 0 | 0 | 0.0006828 | 5000000 | scaled
CB 451 | 9954.8189 | 6179.1218 | 0 | 3775.697 | 62.07% | 0% | 37.93% | 3272.7486 | 6105.0069 | 0 | 3272.7486 | 0 | 0 | 6105.0069 | 0 | 451 | 0.01523 | 0.0096926 | 0.0053538 | 653649.3977 | 2.8411 | 9608.9909 | 342.9869 | 186.5506 | 630941.7761 | 22521.0711 | 689399.154 | 0 | 689399.1542 | 0 | 719080.2667 | 0 | 719080.2668 | 0 |  | 1617 | CB 451 | 9954.8189 | 6682.0702 | 3849.8119 | 6179.1218 | 2906.3732 | 74.1149 | 0 | 0 | 0 | 3775.697 | 2.8411 | 2.8411 | 2.8411 | 0 | 0 | 0 | 0 | 0 | 0 | 2.8411 | 342.9869 | 342.9869 | 342.9869 | 0 | 0 | 0 | 0 | 0 | 0 | 342.9869 | 9608.9909 | 6336.2422 | 3503.9839 | 6179.1218 | 2906.3732 | 74.1149 | 0 | 0 | 0 | 3429.869 | 0.0099892 | 0.0044522 | 0.0001134 | 0 | 0 | 0 | 0.0052404 | 5000000 | scaled
CB 452 | 25887.4045 | 20839.8429 | 0 | 5047.5616 | 80.5% | 0% | 19.5% | 10729.4446 | 20580.9264 | 0 | 10729.4446 | 0 | 0 | 20580.9264 | 0 | 452 | 0.020795 | 0.01327 | 0.0073204 | 1244886.0053 | 3.7981 | 25425.0824 | 458.5239 | 182.6462 | 1222653.6379 | 22049.721 | 1142290.0029 | 0 | 1142290.0018 | 0 | 724889.0832 | 0 | 724889.0831 | 0 |  | 1618 | CB 452 | 25887.4045 | 15157.9599 | 5306.478 | 20839.8429 | 10110.3983 | 258.9165 | 0 | 0 | 0 | 5047.5616 | 3.7981 | 3.7981 | 3.7981 | 0 | 0 | 0 | 0 | 0 | 0 | 3.7981 | 458.5239 | 458.5239 | 458.5239 | 0 | 0 | 0 | 0 | 0 | 0 | 458.5239 | 25425.0824 | 14695.6378 | 4844.156 | 20839.8429 | 10110.3983 | 258.9165 | 0 | 0 | 0 | 4585.2395 | 0.01363 | 0.0061052 | 0.0001558 | 0 | 0 | 0 | 0.0071646 | 5000000 | scaled
CB 453 | 31005.9273 | 27385.938 | 0 | 3619.9894 | 88.32% | 0% | 11.68% | 13950.4554 | 27043.0323 | 0 | 13950.4554 | 0 | 0 | 27043.0323 | 0 | 453 | 0.01456 | 0.0097672 | 0.0052324 | 2129557.2288 | 2.7239 | 30674.3611 | 328.8423 | 187.0854 | 2106784.5094 | 22585.6339 | 1746198.7018 | 0 | 1746198.7018 | 0 | 757376.162 | 0 | 757376.1619 | 0 |  | 1619 | CB 453 | 31005.9273 | 17055.472 | 3962.895 | 27385.938 | 13435.4826 | 342.9057 | 0 | 0 | 0 | 3619.9894 | 2.7239 | 2.7239 | 2.7239 | 0 | 0 | 0 | 0 | 0 | 0 | 2.7239 | 328.8423 | 328.8423 | 328.8423 | 0 | 0 | 0 | 0 | 0 | 0 | 328.8423 | 30674.3611 | 16723.9057 | 3631.3288 | 27385.938 | 13435.4826 | 342.9057 | 0 | 0 | 0 | 3288.4231 | 0.009446 | 0.0046534 | 0.0001186 | 0 | 0 | 0 | 0.0051138 | 5000000 | scaled
CB 454 | 14470.333 | 11252.5764 | 0 | 3217.7567 | 77.76% | 0% | 22.24% | 5004.5662 | 11093.4695 | 0.25579 | 5003.0016 | 1.3088 | 0.39492 | 11091.0543 | 2.0204 | 454 | 0.014027 | 0.0090354 | 0.004634 | 1031635.1097 | 2.8162 | 14173.1933 | 294.3236 | 200.7738 | 1010451.0915 | 20983.2444 | 1047631.1893 | 53.5455 | 1047303.6637 | 273.9798 | 728714.6105 | 25.9415 | 728555.9546 | 132.7144 |  | 1620 | CB 454 | 14470.333 | 9465.7668 | 3376.8635 | 11252.5764 | 6248.0102 | 159.1068 | 0 | 0 | 0 | 3217.7567 | 2.8162 | 2.5604 | 2.4213 | 0.39492 | 0.13913 | 0 | 0 | 0 | 0 | 2.4213 | 294.3236 | 293.0148 | 292.3032 | 2.0204 | 0.71155 | 0 | 0 | 0 | 0 | 292.3032 | 14173.1933 | 9170.1917 | 3082.139 | 11250.1611 | 6247.1595 | 159.1068 | 0 | 0 | 0 | 2923.0322 | 0.009508 | 0.0045168 | 0.0001154 | 0 | 0 | 0 | 0.0045186 | 5000000 | scaled
CB 455 | 628650.7766 | 623226.8126 | 0 | 5423.9639 | 99.14% | 0% | 0.8628% | 343685.6602 | 615033.0442 | 30290.5761 | 2808.4949 | 310586.5891 | 54222.8867 | 5863.1409 | 554947.0166 | 455 | 0.025428 | 0.015834 | 0.007936 | 24722971.5744 | 54946.855 | 10870.2575 | 562833.6641 | 2160896.9305 | 427495.0047 | 22134579.6372 | 17996584.4238 | 1586120.613 | 147062.6239 | 16263401.18 | 1715944.0978 | 151282.0218 | 16358.1813 | 1548303.8946 |  | 1621 | CB 455 | 628650.7766 | 284965.1164 | 13617.7324 | 623226.8126 | 279541.1525 | 8193.7684 | 0 | 0 | 0 | 5423.9639 | 54946.855 | 24656.2789 | 723.9683 | 54942.7736 | 24652.1975 | 719.8869 | 0 | 0 | 0 | 4.0814 | 562833.6641 | 252247.075 | 7886.6475 | 562340.9475 | 251754.3584 | 7393.9309 | 0 | 0 | 0 | 492.7166 | 10870.2575 | 8061.7626 | 5007.1166 | 5943.0915 | 3134.5967 | 79.9506 | 0 | 0 | 0 | 4927.166 | 0.017699 | 0.0081058 | 0.0002074 | 0 | 0 | 0 | 0.0077286 | 5000000 | scaled
CB 456 | 54233.5156 | 49709.5474 | 0 | 4523.9683 | 91.66% | 0% | 8.342% | 21958.2486 | 48926.8415 | 90.4009 | 21404.2818 | 463.5659 | 165.4311 | 47912.9217 | 848.4888 | 456 | 0.018506 | 0.012731 | 0.006548 | 2930654.2679 | 174.7278 | 52769.1062 | 1289.6817 | 9441.8869 | 2851520.9542 | 69691.4268 | 2535251.0494 | 10437.4883 | 2471291.2575 | 53522.3033 | 810426.7086 | 2740.2091 | 793632.0884 | 14054.4112 |  | 1622 | CB 456 | 54233.5156 | 32275.267 | 5306.6741 | 49709.5474 | 27751.2987 | 782.7058 | 0 | 0 | 0 | 4523.9683 | 174.7278 | 84.3269 | 9.2967 | 171.3236 | 80.9227 | 5.8925 | 0 | 0 | 0 | 3.4041 | 1289.6817 | 826.1157 | 441.1929 | 878.7213 | 415.1553 | 30.2325 | 0 | 0 | 0 | 410.9604 | 52769.1062 | 31364.8244 | 4856.1845 | 48659.5024 | 27255.2206 | 746.5807 | 0 | 0 | 0 | 4109.6038 | 0.01212 | 0.0063452 | 0.0001626 | 0 | 0 | 0 | 0.0063854 | 5000000 | scaled
CB 458 | 492.3026 | 50.6337 | 0 | 441.6689 | 10.29% | 0% | 89.71% | 31.8462 | 50.4594 | 3.7344 | 8.7375 | 19.3743 | 5.6817 | 15.2523 | 29.5253 | 458 | 0.0016434 | 0.001069 | 0.0006406 | 299563.4692 | 6.0141 | 416.6417 | 69.6468 | 3659.5352 | 253524.2037 | 42379.7302 | 430735.6814 | 50509.0783 | 118179.6729 | 262046.93 | 689733.4319 | 77664.1711 | 208484.8058 | 403584.4548 |  | 1623 | CB 458 | 492.3026 | 460.4564 | 441.8432 | 50.6337 | 18.7876 | 0.17434 | 0 | 0 | 0 | 441.6689 | 6.0141 | 2.2797 | 0.33234 | 5.6817 | 1.9474 | 0 | 0 | 0 | 0 | 0.33234 | 69.6468 | 50.2726 | 40.1215 | 29.5253 | 10.1511 | 0 | 0 | 0 | 0 | 40.1215 | 416.6417 | 407.9041 | 401.3894 | 15.4266 | 6.6891 | 0.17434 | 0 | 0 | 0 | 401.215 | 0.001014 | 0.0004396 | 1.12e-05 | 0 | 0 | 0 | 0.0006294 | 5000000 | scaled
CB 460 | 58917.2888 | 58391.8256 | 0 | 525.4632 | 99.11% | 0% | 0.8919% | 32094.4172 | 57828.3857 | 1918.9561 | 22669.1931 | 7506.2679 | 3505.9767 | 40480.7818 | 13841.6272 | 460 | 0.0037362 | 0.0020414 | 0.0007802 | 15769308.0617 | 3537.8467 | 41369.3897 | 14010.0524 | 946910.4058 | 11072584.3558 | 3749813.2996 | 13139449.2162 | 785620.3324 | 9280764.0152 | 3073064.8686 | 1395671.7483 | 84615.7563 | 976992.2295 | 334063.7624 |  | 1624 | CB 460 | 58917.2888 | 26822.8716 | 1088.9031 | 58391.8256 | 26297.4084 | 563.4399 | 0 | 0 | 0 | 525.4632 | 3537.8467 | 1618.8905 | 31.87 | 3537.4513 | 1618.4951 | 31.4746 | 0 | 0 | 0 | 0.39539 | 14010.0524 | 6503.7846 | 168.4252 | 13962.319 | 6456.0511 | 120.6918 | 0 | 0 | 0 | 47.7334 | 41369.3897 | 18700.1966 | 888.6079 | 40892.0553 | 18222.8622 | 411.2736 | 0 | 0 | 0 | 477.3344 | 0.0029888 | 0.001294 | 3.28e-05 | 0 | 0 | 0 | 0.0007474 | 5000000 | scaled
CB 461 | 101870.8539 | 100498.6409 | 0 | 1372.213 | 98.65% | 0% | 1.347% | 49165.1767 | 99012.9237 | 6493.8784 | 16827.104 | 25844.1943 | 13099.9512 | 33739.3584 | 52173.6139 | 461 | 0.0097562 | 0.0057524 | 0.0020282 | 10441652.8874 | 13302.2556 | 35447.4968 | 53121.1014 | 1363466.8816 | 3633330.2751 | 5444855.7266 | 9162380.4343 | 1210193.6409 | 3135884.7556 | 4816302.0297 | 1409096.8494 | 186431.2187 | 480159.7804 | 742505.8497 |  | 1625 | CB 461 | 101870.8539 | 52705.6772 | 2857.9302 | 100498.6409 | 51333.4642 | 1485.7172 | 0 | 0 | 0 | 1372.213 | 13302.2556 | 6808.3772 | 202.3043 | 13301.2231 | 6807.3447 | 201.2718 | 0 | 0 | 0 | 1.0325 | 53121.1014 | 27276.9071 | 947.4875 | 52996.4487 | 27152.2544 | 822.8347 | 0 | 0 | 0 | 124.6528 | 35447.4968 | 18620.3929 | 1708.1384 | 34200.9691 | 17373.8652 | 461.6107 | 0 | 0 | 0 | 1246.5277 | 0.0078256 | 0.0038218 | 9.76e-05 | 0 | 0 | 0 | 0.0019306 | 5000000 | scaled
CB 462 | 42423.8248 | 41018.3505 | 0 | 1405.4744 | 96.69% | 0% | 3.313% | 22220.5345 | 40371.9519 | 2142.9148 | 13388.2385 | 6689.3813 | 3966.4282 | 23981.4353 | 12424.0884 | 462 | 0.0069768 | 0.0042164 | 0.0020486 | 6080699.58 | 4042.7132 | 25576.4147 | 12804.6969 | 579450.9178 | 3665923.4491 | 1835325.2121 | 4791597.1682 | 462094.3887 | 2887016.3135 | 1442486.4645 | 1001597.633 | 98404.0867 | 594961.2968 | 308232.2493 |  | 1626 | CB 462 | 42423.8248 | 20203.2903 | 2051.8729 | 41018.3505 | 18797.8159 | 646.3985 | 0 | 0 | 0 | 1405.4744 | 4042.7132 | 1899.7984 | 76.285 | 4041.6556 | 1898.7408 | 75.2274 | 0 | 0 | 0 | 1.0576 | 12804.6969 | 6115.3157 | 380.6085 | 12677.0227 | 5987.6414 | 252.9343 | 0 | 0 | 0 | 127.6743 | 25576.4147 | 12188.1762 | 1594.9794 | 24299.6722 | 10911.4337 | 318.2368 | 0 | 0 | 0 | 1276.7425 | 0.004985 | 0.0022246 | 5.68e-05 | 0 | 0 | 0 | 0.0019918 | 5000000 | scaled
CB 463 | 99972.9293 | 99154.6134 | 0 | 818.3159 | 99.18% | 0% | 0.8185% | 56661.3269 | 98243.0881 | 6943.2798 | 33184.05 | 16533.9972 | 12066.7016 | 57471.5127 | 28704.8738 | 463 | 0.0053474 | 0.002967 | 0.0011956 | 18695614.5622 | 12157.1399 | 58828.6893 | 28987.1002 | 2273467.459 | 11001363.1391 | 5420783.9642 | 14597776.333 | 1788811.7159 | 8549276.2919 | 4259688.3262 | 1446839.4053 | 177707.9658 | 846390.8343 | 422740.6053 |  | 1627 | CB 463 | 99972.9293 | 43311.6024 | 1729.8412 | 99154.6134 | 42493.2865 | 911.5253 | 0 | 0 | 0 | 818.3159 | 12157.1399 | 5213.8601 | 90.4383 | 12156.5241 | 5213.2443 | 89.8226 | 0 | 0 | 0 | 0.61576 | 28987.1002 | 12453.103 | 282.2264 | 28912.7638 | 12378.7666 | 207.89 | 0 | 0 | 0 | 74.3364 | 58828.6893 | 25644.6393 | 1357.1765 | 58085.3255 | 24901.2755 | 613.8127 | 0 | 0 | 0 | 743.3638 | 0.004198 | 0.0018176 | 4.62e-05 | 0 | 0 | 0 | 0.0011494 | 5000000 | scaled
CB 465 | 9911.6942 | 9518.4686 | 0 | 393.2257 | 96.03% | 0% | 3.967% | 5176.881 | 9439.1535 | 807.1679 | 0 | 4369.7131 | 1477.03 | 0 | 7962.1235 | 465 | 0.0023928 | 0.0014058 | 0.0005638 | 4142299.5018 | 1491.3592 | 357.2089 | 8063.1262 | 623269.4617 | 149284.8975 | 3369745.1429 | 3368056.104 | 525139.9072 | 0 | 2842916.1967 | 838135.389 | 131150.6485 | 0 | 706984.7405 |  | 1628 | CB 465 | 9911.6942 | 4734.8133 | 472.5407 | 9518.4686 | 4341.5876 | 79.315 | 0 | 0 | 0 | 393.2257 | 1491.3592 | 684.1913 | 14.3292 | 1491.0633 | 683.8954 | 14.0333 | 0 | 0 | 0 | 0.29589 | 8063.1262 | 3693.4131 | 101.0027 | 8027.4053 | 3657.6922 | 65.2818 | 0 | 0 | 0 | 35.7209 | 357.2089 | 357.2089 | 357.2089 | 0 | 0 | 0 | 0 | 0 | 0 | 357.2089 | 0.0018508 | 0.0008638 | 2.18e-05 | 0 | 0 | 0 | 0.000542 | 5000000 | scaled
CB 470 | 6922049.316 | 6609552.23 | 303721.2285 | 8775.857 | 95.49% | 4.388% | 0.1268% | 3508809.791 | 6822073.8564 | 376905.4844 | 130738.9906 | 3001165.316 | 731035.5071 | 276604.6655 | 5814433.6835 | 470 | 0.114 | 0.067532 | 0.019424 | 60721648.3678 | 738473.0635 | 308420.9722 | 5875155.28 | 6478038.46 | 2705532.5624 | 51538077.3428 | 50542849.9399 | 5429156.4588 | 1883237.2163 | 43230456.2648 | 5147112.7695 | 551551.0786 | 208692.4645 | 4386869.2263 |  | 1629 | CB 470 | 6922049.316 | 3413239.525 | 99975.4596 | 6609552.23 | 3234595.236 | 65483.094 | 303721.2285 | 169868.4313 | 25716.5086 | 8775.857 | 738473.0635 | 361567.5791 | 7437.5564 | 738038.2856 | 361321.5017 | 7394.6987 | 428.1743 | 239.4739 | 36.2541 | 6.6035 | 5875155.28 | 2873989.964 | 60721.5965 | 5848148.156 | 2858533.798 | 57705.1605 | 26209.9191 | 14658.9616 | 2219.2311 | 797.2049 | 308420.9722 | 177681.9816 | 31816.3067 | 23365.7886 | 14739.9372 | 383.2348 | 277083.1351 | 154969.9958 | 23461.0234 | 7972.0486 | 0.036263 | 0.018087 | 0.000458 | 0.065298 | 0.037009 | 0.0065298 | 0.012436 | 5000000 | scaled
CB 471 | 3808732.842 | 3802288.945 | 0 | 6443.897 | 99.83% | 0% | 0.1692% | 2156698.177 | 3747634.9625 | 116322.5061 | 6727.0244 | 2033648.647 | 201747.8385 | 12736.5468 | 3533150.5778 | 471 | 0.030567 | 0.018628 | 0.0093956 | 124601138.5332 | 204586.3992 | 18745.0405 | 3585401.403 | 6692960.4481 | 613236.3394 | 117294941.768 | 88683658.5536 | 4783193.829 | 276615.9609 | 83623848.7851 | 6502818.283 | 350068.6556 | 22100.1913 | 6130649.4373 |  | 1630 | CB 471 | 3808732.842 | 1652034.665 | 61097.8795 | 3802288.945 | 1645590.768 | 54653.9825 | 0 | 0 | 0 | 6443.897 | 204586.3992 | 88263.8931 | 2838.5607 | 204581.5504 | 88259.0443 | 2833.7118 | 0 | 0 | 0 | 4.8488 | 3585401.403 | 1551752.756 | 52250.8252 | 3584816.035 | 1551167.388 | 51665.4572 | 0 | 0 | 0 | 585.368 | 18745.0405 | 12018.016 | 6008.4936 | 12891.3604 | 6164.3359 | 154.8135 | 0 | 0 | 0 | 5853.6801 | 0.02141 | 0.0094714 | 0.0002386 | 0 | 0 | 0 | 0.009157 | 5000000 | scaled
CB 472 | 66092.0777 | 61406.0093 | 0 | 4686.0683 | 92.91% | 0% | 7.09% | 29873.0572 | 59601.3992 | 2094.5848 | 8922.6107 | 18855.8617 | 4224.3972 | 16241.4899 | 39135.5121 | 472 | 0.020578 | 0.012778 | 0.0067442 | 3211814.5608 | 4346.597 | 20703.5982 | 41041.8824 | 211227.4867 | 1006113.2993 | 1994473.7751 | 2834438.3771 | 198740.0018 | 846602.0093 | 1789096.3665 | 962408.9553 | 68213.1252 | 262258.1939 | 631937.6362 |  | 1631 | CB 472 | 66092.0777 | 36219.0205 | 6490.6785 | 61406.0093 | 31532.9521 | 1804.6101 | 0 | 0 | 0 | 4686.0683 | 4346.597 | 2252.0122 | 122.1998 | 4343.0709 | 2248.4861 | 118.6736 | 0 | 0 | 0 | 3.5261 | 41041.8824 | 22186.0207 | 1906.3703 | 40616.1968 | 21760.3351 | 1480.6847 | 0 | 0 | 0 | 425.6857 | 20703.5982 | 11780.9875 | 4462.1084 | 16446.7417 | 7524.131 | 205.2518 | 0 | 0 | 0 | 4256.8566 | 0.013992 | 0.0061922 | 0.0001582 | 0 | 0 | 0 | 0.006586 | 5000000 | scaled
CB 473 | 543889.9886 | 104236.2998 | 434500.6708 | 5153.018 | 19.16% | 79.89% | 0.9474% | 250815.8927 | 500612.8533 | 4761.0815 | 200351.6298 | 45703.1814 | 8207.2428 | 408457.9984 | 83947.6121 | 473 | 0.10114 | 0.05854 | 0.015189 | 5377691.007 | 8281.8315 | 447565.1002 | 88043.0569 | 81886.2852 | 4425282.4373 | 870522.2844 | 5006407.5364 | 95033.5084 | 3999116.2385 | 912257.7895 | 2849241.908 | 46711.5856 | 2324741.8421 | 477788.4802 |  | 1632 | CB 473 | 543889.9886 | 293074.0959 | 43277.1353 | 104236.2998 | 44306.8721 | 474.1695 | 434500.6708 | 243614.2057 | 37649.9478 | 5153.018 | 8281.8315 | 3520.75 | 74.5887 | 7709.4931 | 3198.15 | 21.4535 | 568.4609 | 318.7225 | 49.2577 | 3.8775 | 88043.0569 | 42339.8755 | 4095.4448 | 46863.2281 | 19045.6745 | 99.6266 | 40711.7251 | 22826.0973 | 3527.7145 | 468.1037 | 447565.1002 | 247213.4704 | 39107.1018 | 49663.5786 | 22063.0476 | 353.0894 | 393220.4848 | 220469.3859 | 34072.9756 | 4681.0368 | 0.016137 | 0.0072014 | 0.0001828 | 0.077772 | 0.044109 | 0.0077772 | 0.007229 | 5000000 | scaled
CB 474 | 794879.7505 | 791734.306 | 0 | 3145.4444 | 99.6% | 0% | 0.3957% | 457656.9525 | 787149.4412 | 28202.8115 | 5828.6308 | 423625.5101 | 48722.0277 | 13192.2895 | 725235.1239 | 474 | 0.016088 | 0.0098046 | 0.0045476 | 49409467.5713 | 49058.2428 | 16227.1846 | 729594.3231 | 3049444.4672 | 1008676.5322 | 45351346.5713 | 34394345.3073 | 2119529.1221 | 438039.7603 | 31836776.4234 | 1699865.7202 | 105216.2402 | 28489.0258 | 1566160.4541 |  | 1633 | CB 474 | 794879.7505 | 337222.798 | 7730.3093 | 791734.306 | 334077.3535 | 4584.8649 | 0 | 0 | 0 | 3145.4444 | 49058.2428 | 20855.4313 | 336.2151 | 49055.876 | 20853.0644 | 333.8483 | 0 | 0 | 0 | 2.3668 | 729594.3231 | 305968.813 | 4359.1992 | 729308.5887 | 305683.0786 | 4073.4648 | 0 | 0 | 0 | 285.7343 | 16227.1846 | 10398.5537 | 3034.895 | 13369.8413 | 7541.2105 | 177.5518 | 0 | 0 | 0 | 2857.3433 | 0.011677 | 0.005394 | 0.000137 | 0 | 0 | 0 | 0.0044106 | 5000000 | scaled
CB 475 | 67585.1665 | 65692.0768 | 0 | 1893.0897 | 97.2% | 0% | 2.801% | 33406.5599 | 64015.9029 | 2436.7584 | 4609.4665 | 26360.335 | 4652.1814 | 10415.8059 | 48947.9156 | 475 | 0.0082144 | 0.0053008 | 0.0027454 | 8227644.9345 | 4771.8732 | 12268.3886 | 50544.9048 | 580915.608 | 1493522.1806 | 6153207.146 | 6447820.4516 | 470320.2297 | 889675.931 | 5087824.2927 | 1300088.7364 | 94480.4087 | 211532.937 | 994075.3907 |  | 1634 | CB 475 | 67585.1665 | 34178.6067 | 3569.2636 | 65692.0768 | 32285.5169 | 1676.1739 | 0 | 0 | 0 | 1893.0897 | 4771.8732 | 2335.1147 | 119.6917 | 4770.4487 | 2333.6902 | 118.2673 | 0 | 0 | 0 | 1.4245 | 50544.9048 | 24184.5698 | 1596.9892 | 50372.9352 | 24012.6002 | 1425.0196 | 0 | 0 | 0 | 171.9696 | 12268.3886 | 7658.9221 | 1852.5827 | 10548.6929 | 5939.2264 | 132.887 | 0 | 0 | 0 | 1719.6957 | 0.0055354 | 0.0026218 | 6.64e-05 | 0 | 0 | 0 | 0.002679 | 5000000 | scaled
CB 476 | 7260321.728 | 5346744.783 | 1899954.89 | 13622.0538 | 73.64% | 26.17% | 0.1876% | 3649892.995 | 7011980.237 | 382876.7938 | 779380.316 | 2487635.885 | 717622.6348 | 1631456.7142 | 4662900.8885 | 476 | 0.20125 | 0.1182 | 0.033485 | 36075415.783 | 726301.7725 | 1802060.247 | 4731959.709 | 3608881.1775 | 8954158.6602 | 23512375.9478 | 30544203.7454 | 3204112.2343 | 6522260.0223 | 20817831.4871 | 7416455.3594 | 759017.575 | 1725564.7453 | 4931873.0395 |  | 1635 | CB 476 | 7260321.728 | 3610428.733 | 248341.491 | 5346744.783 | 2525412.742 | 62295.0087 | 1899954.89 | 1071393.937 | 172424.4285 | 13622.0538 | 726301.7725 | 343424.9787 | 8679.1377 | 723774.2538 | 341993.6267 | 8437.099 | 2517.2685 | 1421.1019 | 231.7886 | 10.2502 | 4731959.709 | 2244323.824 | 69058.8205 | 4570167.684 | 2152457.092 | 53059.2882 | 160554.5881 | 90629.2954 | 14762.0956 | 1237.4367 | 1802060.247 | 1022679.931 | 170603.5328 | 52802.8458 | 30962.0238 | 798.6215 | 1736883.034 | 979343.5399 | 157430.5443 | 12374.367 | 0.043529 | 0.020317 | 0.0005182 | 0.13862 | 0.078781 | 0.013862 | 0.019105 | 5000000 | scaled
CB 48 | 1520.7573 | 170.7832 | 0 | 1349.9742 | 11.23% | 0% | 88.77% | 86.7792 | 168.3432 | 13.7685 | 0 | 73.0107 | 26.8511 | 0 | 141.492 | 48 | 0.0049642 | 0.0034024 | 0.0019738 | 306344.8973 | 28.2599 | 1226.3258 | 266.1717 | 5692.7381 | 247033.9166 | 53618.2424 | 421460.7806 | 66869.3992 | 0 | 354591.3826 | 685182.98 | 109288.3037 | 0 | 575894.6744 |  | 1636 | CB 48 | 1520.7573 | 1433.9782 | 1352.4142 | 170.7832 | 84.004 | 2.44 | 0 | 0 | 0 | 1349.9742 | 28.2599 | 14.4914 | 1.4088 | 27.2441 | 13.4756 | 0.39294 | 0 | 0 | 0 | 1.0158 | 266.1717 | 193.161 | 124.6796 | 143.5391 | 70.5284 | 2.0471 | 0 | 0 | 0 | 122.6326 | 1226.3258 | 1226.3258 | 1226.3258 | 0 | 0 | 0 | 0 | 0 | 0 | 1226.3258 | 0.0030274 | 0.0014656 | 3.7e-05 | 0 | 0 | 0 | 0.0019368 | 5000000 | scaled
CB 480 | 25820.1723 | 22162.2666 | 0 | 3657.9057 | 85.83% | 0% | 14.17% | 12495.2122 | 21929.4345 | 55.3327 | 12154.2532 | 285.6262 | 103.2701 | 21292.5986 | 533.5659 | 480 | 0.015407 | 0.0095898 | 0.0052626 | 1675894.5576 | 106.0714 | 24847.998 | 866.1029 | 6884.7126 | 1612794.222 | 56215.6231 | 1389493.0124 | 6153.1107 | 1351577.6847 | 31762.2173 | 739318.5482 | 3481.5979 | 717848.5645 | 17988.386 |  | 1637 | CB 480 | 25820.1723 | 13324.9601 | 3890.7378 | 22162.2666 | 9667.0544 | 232.8321 | 0 | 0 | 0 | 3657.9057 | 106.0714 | 50.7387 | 2.8013 | 103.3189 | 47.9862 | 0.048872 | 0 | 0 | 0 | 2.7525 | 866.1029 | 580.4766 | 332.537 | 533.8162 | 248.19 | 0.25035 | 0 | 0 | 0 | 332.2867 | 24847.998 | 12693.7448 | 3555.3995 | 21525.1314 | 9370.8782 | 232.5329 | 0 | 0 | 0 | 3322.8666 | 0.010257 | 0.0044402 | 0.000113 | 0 | 0 | 0 | 0.0051496 | 5000000 | scaled
CB 481 | 2659.2595 | 863.3869 | 0 | 1795.8726 | 32.47% | 0% | 67.53% | 410.1213 | 858.1224 | 13.739 | 326.1284 | 70.254 | 38.7224 | 607.4746 | 211.9254 | 481 | 0.0074788 | 0.0046596 | 0.0025616 | 355573.0244 | 40.1033 | 2243.9413 | 375.2149 | 5362.2701 | 300040.284 | 50170.4703 | 482689.1235 | 16169.9668 | 383834.2818 | 82684.8736 | 703129.7189 | 31728.4614 | 497753.4578 | 173647.7992 |  | 1638 | CB 481 | 2659.2595 | 2249.1382 | 1801.1371 | 863.3869 | 453.2656 | 5.2645 | 0 | 0 | 0 | 1795.8726 | 40.1033 | 26.3644 | 1.3809 | 38.752 | 25.013 | 0.02956 | 0 | 0 | 0 | 1.3513 | 375.2149 | 304.9609 | 163.2895 | 212.0766 | 141.8226 | 0.15118 | 0 | 0 | 0 | 163.1383 | 2243.9413 | 1917.8129 | 1636.4667 | 612.5583 | 286.4299 | 5.0837 | 0 | 0 | 0 | 1631.383 | 0.004972 | 0.0021528 | 5.48e-05 | 0 | 0 | 0 | 0.0025068 | 5000000 | scaled
CB 483 | 10360.4142 | 9420.8625 | 0 | 939.5517 | 90.93% | 0% | 9.069% | 5291.3809 | 9317.6424 | 587.7136 | 27.2268 | 4676.4405 | 1035.1163 | 47.4803 | 8235.0459 | 483 | 0.006517 | 0.0035892 | 0.0014104 | 1589752.0654 | 1047.1534 | 901.5083 | 8411.7525 | 160680.2791 | 138331.7983 | 1290739.9886 | 1412301.721 | 156864.3303 | 7266.9902 | 1248170.4018 | 739344.6994 | 82135.3384 | 3767.5094 | 653441.8519 |  | 1639 | CB 483 | 10360.4142 | 5069.0333 | 1042.7718 | 9420.8625 | 4129.4816 | 103.22 | 0 | 0 | 0 | 939.5517 | 1047.1534 | 459.4398 | 12.0371 | 1046.4464 | 458.7328 | 11.3301 | 0 | 0 | 0 | 0.70698 | 8411.7525 | 3735.312 | 176.7066 | 8326.403 | 3649.9625 | 91.3571 | 0 | 0 | 0 | 85.3495 | 901.5083 | 874.2816 | 854.028 | 48.0131 | 20.7863 | 0.53282 | 0 | 0 | 0 | 853.4952 | 0.0051636 | 0.0022358 | 5.7e-05 | 0 | 0 | 0 | 0.0013534 | 5000000 | scaled
CB 486 | 2894.9652 | 2704.2022 | 0 | 190.763 | 93.41% | 0% | 6.589% | 666.9982 | 2505.3127 | 10.5978 | 601.2204 | 55.1799 | 19.0102 | 2411.6018 | 74.7008 | 486 | 0.0005584 | 0.0004878 | 0.00027 | 5184393.2969 | 30.888 | 2687.4002 | 176.6771 | 55315.1124 | 4812679.3786 | 316398.8064 | 4567378.1181 | 72570.376 | 4116954.3376 | 377853.4076 | 1443157.3804 | 10950.6216 | 1389176.227 | 43030.5319 |  | 1640 | CB 486 | 2894.9652 | 2227.967 | 389.6525 | 2704.2022 | 2037.2041 | 198.8895 | 0 | 0 | 0 | 190.763 | 30.888 | 20.2901 | 11.8777 | 30.7444 | 20.1466 | 11.7342 | 0 | 0 | 0 | 0.14354 | 176.6771 | 121.4972 | 101.9763 | 159.3481 | 104.1681 | 84.6473 | 0 | 0 | 0 | 17.329 | 2687.4002 | 2086.1797 | 275.7984 | 2514.1098 | 1912.8893 | 102.508 | 0 | 0 | 0 | 173.2904 | 0.000294 | 0.0002234 | 5.6e-06 | 0 | 0 | 0 | 0.0002644 | 5000000 | scaled
CB 487 | 466.8231 | 390.1033 | 0 | 76.7198 | 83.57% | 0% | 16.43% | 325.6722 | 390.1033 | 31.2993 | 0 | 294.3729 | 38.8322 | 0 | 351.2711 | 487 | 0.0001976 | 0.0001436 | 0.0001032 | 2362464.9565 | 38.8899 | 69.6928 | 358.2404 | 196811.1676 | 352696.3503 | 1812957.4388 | 982944.8419 | 94467.5546 | 0 | 888477.2874 | 743408.9911 | 74001.367 | 0 | 669407.6242 |  | 1641 | CB 487 | 466.8231 | 141.1509 | 76.7198 | 390.1033 | 64.4311 | 0 | 0 | 0 | 0 | 76.7198 | 38.8899 | 7.5906 | 0.057729 | 38.8322 | 7.5329 | 0 | 0 | 0 | 0 | 0.057729 | 358.2404 | 63.8675 | 6.9693 | 351.2711 | 56.8982 | 0 | 0 | 0 | 0 | 6.9693 | 69.6928 | 69.6928 | 69.6928 | 0 | 0 | 0 | 0 | 0 | 0 | 69.6928 | 9.54e-05 | 4.14e-05 | 1e-06 | 0 | 0 | 0 | 0.0001022 | 5000000 | scaled
CB 488 | 3995.1414 | 2869.801 | 0 | 1125.3404 | 71.83% | 0% | 28.17% | 1483.1156 | 2835.593 | 0 | 1483.1156 | 0 | 0 | 2835.593 | 0 | 488 | 0.0047686 | 0.0030726 | 0.001634 | 837801.7489 | 0.84678 | 3892.0679 | 102.2267 | 177.5746 | 816186.7101 | 21437.4641 | 817557.065 | 0 | 817557.0645 | 0 | 709637.9284 | 0 | 709637.9284 | 0 |  | 1642 | CB 488 | 3995.1414 | 2512.0258 | 1159.5484 | 2869.801 | 1386.6854 | 34.208 | 0 | 0 | 0 | 1125.3404 | 0.84678 | 0.84678 | 0.84678 | 0 | 0 | 0 | 0 | 0 | 0 | 0.84678 | 102.2267 | 102.2267 | 102.2267 | 0 | 0 | 0 | 0 | 0 | 0 | 102.2267 | 3892.0679 | 2408.9524 | 1056.4749 | 2869.801 | 1386.6854 | 34.208 | 0 | 0 | 0 | 1022.2669 | 0.003171 | 0.001475 | 3.64e-05 | 0 | 0 | 0 | 0.0015976 | 5000000 | scaled
CB 489 | 14127.5107 | 10450.9235 | 0 | 3676.5872 | 73.98% | 0% | 26.02% | 4797.0019 | 10308.1084 | 0 | 4797.0019 | 0 | 0 | 10308.1084 | 0 | 489 | 0.016022 | 0.010262 | 0.0052454 | 881768.0111 | 2.7665 | 13790.7605 | 333.9837 | 172.6718 | 860749.7603 | 20845.579 | 909211.361 | 0 | 909211.3614 | 0 | 728143.1998 | 0 | 728143.1999 | 0 |  | 1643 | CB 489 | 14127.5107 | 9330.5088 | 3819.4023 | 10450.9235 | 5653.9216 | 142.8151 | 0 | 0 | 0 | 3676.5872 | 2.7665 | 2.7665 | 2.7665 | 0 | 0 | 0 | 0 | 0 | 0 | 2.7665 | 333.9837 | 333.9837 | 333.9837 | 0 | 0 | 0 | 0 | 0 | 0 | 333.9837 | 13790.7605 | 8993.7586 | 3482.6521 | 10450.9235 | 5653.9216 | 142.8151 | 0 | 0 | 0 | 3339.837 | 0.010907 | 0.0051474 | 0.0001306 | 0 | 0 | 0 | 0.0051148 | 5000000 | scaled
CB 490 | 1725.2714 | 1662.7856 | 0 | 62.4858 | 96.38% | 0% | 3.622% | 1056.4935 | 1633.5697 | 80.9436 | 463.3021 | 512.2477 | 116.148 | 795.6427 | 721.779 | 490 | 0.0004622 | 0.0002538 | 9.88e-05 | 3732737.7261 | 118.9602 | 860.5308 | 745.7803 | 257378.2064 | 1861814.8981 | 1613544.6207 | 2635058.7683 | 201885.867 | 1155547.4762 | 1277625.4242 | 928154.9479 | 65992.4804 | 452064.9963 | 410097.4709 |  | 1644 | CB 490 | 1725.2714 | 668.7779 | 91.7017 | 1662.7856 | 606.2921 | 29.2159 | 0 | 0 | 0 | 62.4858 | 118.9602 | 38.0166 | 2.8122 | 118.9132 | 37.9696 | 2.7652 | 0 | 0 | 0 | 0.047019 | 745.7803 | 233.5326 | 24.0013 | 740.1041 | 227.8563 | 18.325 | 0 | 0 | 0 | 5.6763 | 860.5308 | 397.2287 | 64.8882 | 803.7683 | 340.4662 | 8.1257 | 0 | 0 | 0 | 56.7625 | 0.0003674 | 0.000159 | 4e-06 | 0 | 0 | 0 | 9.48e-05 | 5000000 | scaled
CB 491 | 5162.1409 | 2999.8439 | 0 | 2162.297 | 58.11% | 0% | 41.89% | 1640.7271 | 2967.384 | 166.8632 | 339.5494 | 1134.3145 | 292.5171 | 693.2597 | 1981.6072 | 491 | 0.0082426 | 0.0054188 | 0.0031108 | 626275.7994 | 297.1795 | 2666.7926 | 2198.1688 | 36054.0969 | 323537.7967 | 266683.9058 | 649851.2274 | 66090.3805 | 134487.0609 | 449273.7858 | 705528.1371 | 69549.1596 | 164830.103 | 471148.8745 |  | 1645 | CB 491 | 5162.1409 | 3521.4138 | 2194.7569 | 2999.8439 | 1359.1168 | 32.4599 | 0 | 0 | 0 | 2162.297 | 297.1795 | 130.3163 | 4.6624 | 295.5524 | 128.6892 | 3.0353 | 0 | 0 | 0 | 1.6271 | 2198.1688 | 1063.8543 | 216.5616 | 2001.7442 | 867.4297 | 20.137 | 0 | 0 | 0 | 196.4245 | 2666.7926 | 2327.2433 | 1973.533 | 702.5472 | 362.9979 | 9.2875 | 0 | 0 | 0 | 1964.2454 | 0.0051918 | 0.002368 | 6e-05 | 0 | 0 | 0 | 0.0030508 | 5000000 | scaled
CB 492 | 147697.3647 | 74149.8298 | 71785.6877 | 1761.8472 | 50.2% | 48.6% | 1.193% | 75051.8437 | 140806.3834 | 2883.2707 | 58618.8493 | 13549.7237 | 4849.9472 | 112213.9909 | 23742.4454 | 492 | 0.022696 | 0.013272 | 0.004034 | 6507581.2118 | 4864.094 | 118488.3468 | 24344.9239 | 214313.1444 | 5220624.8976 | 1072643.1702 | 5473757.5695 | 210285.635 | 4275249.6722 | 988222.2633 | 1708225.4058 | 58838.2628 | 1361350.1424 | 288037.0006 |  | 1646 | CB 492 | 147697.3647 | 72645.521 | 6890.9813 | 74149.8298 | 31151.9413 | 341.3396 | 71785.6877 | 39731.7324 | 4787.7944 | 1761.8472 | 4864.094 | 1980.8233 | 14.1468 | 4781.3711 | 1934.4461 | 7.3922 | 81.3972 | 45.0515 | 5.4288 | 1.3257 | 24344.9239 | 10795.2002 | 602.4786 | 17909.3493 | 7161.7923 | 23.8807 | 6275.5272 | 3473.3604 | 418.5505 | 160.0474 | 118488.3468 | 59869.4975 | 6274.3559 | 51459.1094 | 22055.7029 | 310.0667 | 65428.7633 | 36213.3205 | 4363.8151 | 1600.4741 | 0.0054826 | 0.0023926 | 6.08e-05 | 0.014712 | 0.008377 | 0.0014712 | 0.002502 | 5000000 | scaled
CB 493 | 1050.5339 | 856.4567 | 0 | 194.0772 | 81.53% | 0% | 18.47% | 326.3585 | 844.518 | 0.97478 | 320.2793 | 5.1044 | 7.2212 | 799.7887 | 37.5081 | 493 | 0.0008612 | 0.000631 | 0.0002908 | 1219848.9039 | 7.3672 | 988.0284 | 55.1382 | 8554.6271 | 1147269.4275 | 64024.8497 | 1147663.025 | 3427.8754 | 1126285.0094 | 17950.1417 | 708445.0908 | 6057.691 | 670922.7952 | 31464.605 |  | 1647 | CB 493 | 1050.5339 | 724.1754 | 206.0158 | 856.4567 | 530.0982 | 11.9386 | 0 | 0 | 0 | 194.0772 | 7.3672 | 6.3925 | 0.14604 | 7.2212 | 6.2464 | 0 | 0 | 0 | 0 | 0.14604 | 55.1382 | 50.0338 | 17.6301 | 37.5081 | 32.4037 | 0 | 0 | 0 | 0 | 17.6301 | 988.0284 | 667.7491 | 188.2397 | 811.7274 | 491.4481 | 11.9386 | 0 | 0 | 0 | 176.301 | 0.000579 | 0.0003488 | 8.6e-06 | 0 | 0 | 0 | 0.0002822 | 5000000 | scaled
CB 496 | 162.5977 | 17.0638 | 0 | 145.5339 | 10.49% | 0% | 89.51% | 9.6903 | 16.8695 | 0 | 9.6903 | 0 | 0 | 16.8695 | 0 | 496 | 0.0006016 | 0.000374 | 0.0002054 | 270275.5043 | 0.10951 | 149.2678 | 13.2204 | 182.0306 | 248118.0743 | 21975.3994 | 408843.3802 | 0 | 408843.376 | 0 | 709485.1251 | 0 | 709485.1209 | 0 |  | 1648 | CB 496 | 162.5977 | 152.9074 | 145.7282 | 17.0638 | 7.3735 | 0.19433 | 0 | 0 | 0 | 145.5339 | 0.10951 | 0.10951 | 0.10951 | 0 | 0 | 0 | 0 | 0 | 0 | 0.10951 | 13.2204 | 13.2204 | 13.2204 | 0 | 0 | 0 | 0 | 0 | 0 | 13.2204 | 149.2678 | 139.5775 | 132.3983 | 17.0638 | 7.3735 | 0.19433 | 0 | 0 | 0 | 132.204 | 0.0004008 | 0.0001732 | 4.6e-06 | 0 | 0 | 0 | 0.0002008 | 5000000 | scaled
CB 497 | 116265.4087 | 114207.8154 | 0 | 2057.5933 | 98.23% | 0% | 1.77% | 29801.4527 | 112195.3147 | 1869.1187 | 20507.1692 | 7425.1647 | 6403.9154 | 80743.2895 | 25048.11 | 497 | 0.012543 | 0.0093918 | 0.0030898 | 9269493.9487 | 6508.5841 | 84126.2669 | 25630.5577 | 518909.9805 | 6707136.1179 | 2043447.8537 | 9206324.2414 | 577411.8933 | 6335115.6489 | 2293796.7134 | 1317267.7727 | 75187.3761 | 947994.4267 | 294085.9704 |  | 1649 | CB 497 | 116265.4087 | 86463.956 | 4070.094 | 114207.8154 | 84406.3627 | 2012.5007 | 0 | 0 | 0 | 2057.5933 | 6508.5841 | 4639.4654 | 104.6687 | 6507.0358 | 4637.9171 | 103.1205 | 0 | 0 | 0 | 1.5483 | 25630.5577 | 18205.393 | 582.4478 | 25443.6446 | 18018.4798 | 395.5346 | 0 | 0 | 0 | 186.9132 | 84126.2669 | 63619.0977 | 3382.9774 | 82257.1351 | 61749.9658 | 1513.8456 | 0 | 0 | 0 | 1869.1318 | 0.0096174 | 0.0064664 | 0.0001644 | 0 | 0 | 0 | 0.0029254 | 5000000 | scaled
CB 498 | 11985.566 | 11773.7827 | 0 | 211.7833 | 98.23% | 0% | 1.767% | 2470.231 | 11538.1987 | 184.0673 | 959.6756 | 1326.4881 | 854.3411 | 4153.0469 | 6530.8108 | 498 | 0.001257 | 0.001027 | 0.0003186 | 9535056.4598 | 872.3764 | 4425.5961 | 6687.5935 | 694014.6158 | 3520760.6245 | 5320281.2204 | 9265175.2658 | 690387.2845 | 3599486.288 | 4975301.7001 | 1404165.8848 | 103970.8706 | 505413.9625 | 794781.0518 |  | 1650 | CB 498 | 11985.566 | 9515.335 | 447.3673 | 11773.7827 | 9303.5517 | 235.5839 | 0 | 0 | 0 | 211.7833 | 872.3764 | 688.309 | 18.0353 | 872.217 | 688.1497 | 17.876 | 0 | 0 | 0 | 0.15936 | 6687.5935 | 5361.1054 | 156.7827 | 6668.355 | 5341.8669 | 137.5442 | 0 | 0 | 0 | 19.2385 | 4425.5961 | 3465.9205 | 272.5492 | 4233.2107 | 3273.5351 | 80.1638 | 0 | 0 | 0 | 192.3854 | 0.0009568 | 0.0007268 | 1.84e-05 | 0 | 0 | 0 | 0.0003002 | 5000000 | scaled
CB 499 | 19419.3282 | 18378.3377 | 0 | 1040.9905 | 94.64% | 0% | 5.361% | 6753.1144 | 18144.9339 | 578.656 | 2054.6249 | 4119.8336 | 1347.0969 | 7705.5851 | 9092.2519 | 499 | 0.00687 | 0.004755 | 0.0015734 | 2826685.3261 | 1362.0785 | 8784.9364 | 9272.3133 | 198264.6972 | 1278738.9217 | 1349681.7074 | 2663767.3544 | 228250.9633 | 810447.2087 | 1625069.1816 | 809962.0186 | 60132.3413 | 343965.4994 | 405864.1779 |  | 1651 | CB 499 | 19419.3282 | 12666.2138 | 1274.3942 | 18378.3377 | 11625.2233 | 233.4038 | 0 | 0 | 0 | 1040.9905 | 1362.0785 | 783.4225 | 14.9815 | 1361.2952 | 782.6392 | 14.1982 | 0 | 0 | 0 | 0.78331 | 9272.3133 | 5152.4798 | 180.0614 | 9177.749 | 5057.9155 | 85.4971 | 0 | 0 | 0 | 94.5643 | 8784.9364 | 6730.3115 | 1079.3513 | 7839.2935 | 5784.6686 | 133.7084 | 0 | 0 | 0 | 945.6429 | 0.0053798 | 0.0032648 | 8.32e-05 | 0 | 0 | 0 | 0.0014902 | 5000000 | scaled
CB 50 | 4817.8885 | 1898.0388 | 0 | 2919.8497 | 39.4% | 0% | 60.6% | 1076.2839 | 1877.2098 | 0 | 1076.2839 | 0 | 0 | 1877.2098 | 0 | 50 | 0.010946 | 0.007084 | 0.0042092 | 440142.5642 | 2.1971 | 4550.4503 | 265.2411 | 200.7174 | 415710.5021 | 24231.3447 | 528176.8213 | 0 | 528176.8218 | 0 | 698631.2729 | 0 | 698631.2733 | 0 |  | 1652 | CB 50 | 4817.8885 | 3741.6046 | 2940.6788 | 1898.0388 | 821.7549 | 20.8291 | 0 | 0 | 0 | 2919.8497 | 2.1971 | 2.1971 | 2.1971 | 0 | 0 | 0 | 0 | 0 | 0 | 2.1971 | 265.2411 | 265.2411 | 265.2411 | 0 | 0 | 0 | 0 | 0 | 0 | 265.2411 | 4550.4503 | 3474.1664 | 2673.2405 | 1898.0388 | 821.7549 | 20.8291 | 0 | 0 | 0 | 2652.4115 | 0.0068118 | 0.0029496 | 7.48e-05 | 0 | 0 | 0 | 0.0041344 | 5000000 | scaled
CB 504 | 34497.5419 | 31074.1852 | 0 | 3423.3567 | 90.08% | 0% | 9.923% | 18801.0157 | 30859.2325 | 611.7189 | 14665.5072 | 3523.7896 | 926.4119 | 24712.6917 | 5220.1288 | 504 | 0.013226 | 0.0086378 | 0.0049306 | 2608352.0052 | 932.884 | 28013.5101 | 5551.1479 | 70535.163 | 2118095.7016 | 419721.14 | 1817190.2834 | 59124.977 | 1417477.5226 | 340587.7829 | 737904.0048 | 22152.3035 | 590928.3124 | 124823.3887 |  | 1653 | CB 504 | 34497.5419 | 15696.5262 | 3638.3095 | 31074.1852 | 12273.1695 | 214.9527 | 0 | 0 | 0 | 3423.3567 | 932.884 | 321.1651 | 6.472 | 930.308 | 318.5891 | 3.896 | 0 | 0 | 0 | 2.576 | 5551.1479 | 2027.3582 | 331.019 | 5240.1678 | 1716.3782 | 20.039 | 0 | 0 | 0 | 310.9801 | 28013.5101 | 13348.0029 | 3300.8184 | 24903.7094 | 10238.2022 | 191.0177 | 0 | 0 | 0 | 3109.8007 | 0.0083924 | 0.0038044 | 9.72e-05 | 0 | 0 | 0 | 0.0048334 | 5000000 | scaled
CB 505 | 21017.5776 | 19332.097 | 0 | 1685.4806 | 91.98% | 0% | 8.019% | 9668.1176 | 19123.4821 | 608.5288 | 5397.5801 | 3662.0087 | 1092.5499 | 11534.7071 | 6496.2251 | 505 | 0.0074238 | 0.0047184 | 0.0024084 | 2831107.7332 | 1103.7764 | 13208.7263 | 6705.0749 | 148680.7832 | 1779240.5911 | 903186.3585 | 2405361.9956 | 151397.8272 | 1342881.2724 | 911082.8941 | 786453.8739 | 44931.1524 | 474365.2346 | 267157.4868 |  | 1654 | CB 505 | 21017.5776 | 11349.46 | 1894.0955 | 19332.097 | 9663.9794 | 208.6149 | 0 | 0 | 0 | 1685.4806 | 1103.7764 | 495.2476 | 11.2265 | 1102.5081 | 493.9794 | 9.9582 | 0 | 0 | 0 | 1.2683 | 6705.0749 | 3043.0662 | 208.8498 | 6551.9647 | 2889.956 | 55.7396 | 0 | 0 | 0 | 153.1102 | 13208.7263 | 7811.1462 | 1674.0192 | 11677.6242 | 6280.0441 | 142.9171 | 0 | 0 | 0 | 1531.1021 | 0.0050756 | 0.0023702 | 6.02e-05 | 0 | 0 | 0 | 0.0023482 | 5000000 | scaled
CB 506 | 16124.1936 | 14778.6295 | 0 | 1345.5641 | 91.65% | 0% | 8.345% | 7155.2727 | 14583.0104 | 49.6069 | 6852.533 | 253.1327 | 105.2473 | 13940.7714 | 536.9916 | 506 | 0.005379 | 0.0036892 | 0.0019412 | 2997619.1839 | 107.9518 | 15348.3946 | 667.8473 | 20069.1129 | 2853391.8145 | 124158.2555 | 2431128.951 | 16854.8238 | 2328267.8672 | 86006.2581 | 793933.2449 | 5729.9097 | 758968.2527 | 29235.0822 |  | 1655 | CB 506 | 16124.1936 | 8968.9209 | 1541.1832 | 14778.6295 | 7623.3568 | 195.6191 | 0 | 0 | 0 | 1345.5641 | 107.9518 | 58.3448 | 2.7045 | 106.9393 | 57.3323 | 1.692 | 0 | 0 | 0 | 1.0125 | 667.8473 | 414.7146 | 130.8556 | 545.6153 | 292.4826 | 8.6237 | 0 | 0 | 0 | 122.232 | 15348.3946 | 8495.8615 | 1407.6231 | 14126.0749 | 7273.5419 | 185.3035 | 0 | 0 | 0 | 1222.3196 | 0.0034832 | 0.0017934 | 4.54e-05 | 0 | 0 | 0 | 0.0018958 | 5000000 | scaled
CB 508 | 20263.8765 | 18533.0362 | 0 | 1730.8403 | 91.46% | 0% | 8.542% | 8048.0792 | 18318.61 | 167.3398 | 7010.3607 | 870.3787 | 333.041 | 16256.9398 | 1728.6291 | 508 | 0.0068532 | 0.0046692 | 0.0024736 | 2956848.8458 | 334.7139 | 18041.4172 | 1887.7454 | 48840.5271 | 2632553.7326 | 275454.586 | 2616250.5954 | 54398.4243 | 2278911.5024 | 282940.6682 | 786411.113 | 14297.3271 | 697904.3795 | 74209.4063 |  | 1656 | CB 508 | 20263.8765 | 12215.7973 | 1945.2665 | 18533.0362 | 10484.9569 | 214.4262 | 0 | 0 | 0 | 1730.8403 | 334.7139 | 167.3741 | 1.6729 | 333.4115 | 166.0717 | 0.37048 | 0 | 0 | 0 | 1.3024 | 1887.7454 | 1017.3666 | 159.1162 | 1730.5146 | 860.1359 | 1.8855 | 0 | 0 | 0 | 157.2307 | 18041.4172 | 11031.0565 | 1784.4774 | 16469.11 | 9458.7493 | 212.1702 | 0 | 0 | 0 | 1572.3072 | 0.0044374 | 0.0022534 | 5.78e-05 | 0 | 0 | 0 | 0.0024158 | 5000000 | scaled
CB 509 | 23311.7783 | 17432.7172 | 0 | 5879.061 | 74.78% | 0% | 25.22% | 9285.9934 | 17174.3102 | 132.6273 | 8475.5204 | 677.8457 | 259.4086 | 15588.5608 | 1326.3408 | 509 | 0.027199 | 0.016826 | 0.0087954 | 857075.8794 | 274.4875 | 21122.192 | 1915.0987 | 10091.7503 | 776574.0184 | 70410.111 | 833587.9917 | 11905.7331 | 760833.1954 | 60849.0638 | 697804.3109 | 10539.9547 | 633374.1954 | 53890.161 |  | 1657 | CB 509 | 23311.7783 | 14025.7848 | 6137.468 | 17432.7172 | 8146.7238 | 258.407 | 0 | 0 | 0 | 5879.061 | 274.4875 | 141.8602 | 15.0789 | 270.0637 | 137.4364 | 10.6551 | 0 | 0 | 0 | 4.4238 | 1915.0987 | 1237.253 | 588.7579 | 1381.0408 | 703.1951 | 54.6999 | 0 | 0 | 0 | 534.0579 | 21122.192 | 12646.6716 | 5533.6313 | 15781.6127 | 7306.0923 | 193.052 | 0 | 0 | 0 | 5340.5793 | 0.018856 | 0.0084828 | 0.0004524 | 0 | 0 | 0 | 0.008343 | 5000000 | scaled
CB 51 | 6408.5693 | 2880.6577 | 0 | 3527.9116 | 44.95% | 0% | 55.05% | 1633.4934 | 2848.5659 | 0 | 1633.4934 | 0 | 0 | 2848.5659 | 0 | 51 | 0.014079 | 0.0089412 | 0.0051188 | 455186.3958 | 2.6546 | 6085.4367 | 320.4779 | 188.5532 | 432235.0114 | 22762.8313 | 534053.1337 | 0 | 534053.1337 | 0 | 695476.1579 | 0 | 695476.1576 | 0 |  | 1658 | CB 51 | 6408.5693 | 4775.0759 | 3560.0034 | 2880.6577 | 1247.1643 | 32.0918 | 0 | 0 | 0 | 3527.9116 | 2.6546 | 2.6546 | 2.6546 | 0 | 0 | 0 | 0 | 0 | 0 | 2.6546 | 320.4779 | 320.4779 | 320.4779 | 0 | 0 | 0 | 0 | 0 | 0 | 320.4779 | 6085.4367 | 4451.9433 | 3236.8708 | 2880.6577 | 1247.1643 | 32.0918 | 0 | 0 | 0 | 3204.779 | 0.00906 | 0.0039222 | 9.98e-05 | 0 | 0 | 0 | 0.005019 | 5000000 | scaled
CB 510 | 12294.1271 | 10405.5995 | 1270.6477 | 617.8799 | 84.64% | 10.34% | 5.026% | 5739.0469 | 11521.1041 | 183.391 | 4447.8361 | 1107.8199 | 370.1086 | 8905.6077 | 2245.3878 | 510 | 0.012771 | 0.007509 | 0.001944 | 962644.6301 | 370.7207 | 9605.9647 | 2317.4417 | 29027.87 | 752158.3447 | 181458.4151 | 872963.1318 | 27895.4921 | 676557.7966 | 168509.8425 | 397645.5803 | 12774.1268 | 307372.9317 | 77498.5216 |  | 1659 | CB 510 | 12294.1271 | 6555.0802 | 773.023 | 10405.5995 | 5234.8795 | 70.2771 | 1270.6477 | 702.3208 | 84.866 | 617.8799 | 370.7207 | 187.3298 | 0.61214 | 368.0517 | 185.6466 | 0 | 2.2041 | 1.2183 | 0.14721 | 0.46493 | 2317.4417 | 1209.6218 | 72.0539 | 2022.8735 | 1021.7013 | 0 | 238.4396 | 131.7919 | 15.9253 | 56.1286 | 9605.9647 | 5158.1285 | 700.357 | 8014.6743 | 4027.5316 | 70.2771 | 1030.004 | 569.3106 | 68.7935 | 561.2863 | 0.0015708 | 0.0007542 | 1.9e-05 | 0.010306 | 0.0058604 | 0.0010306 | 0.0008944 | 5000000 | scaled
CB 511 | 163941.1946 | 157304.4027 | 5234.1009 | 1402.691 | 95.95% | 3.193% | 0.8556% | 56373.1479 | 159625.8697 | 2535.0617 | 36294.3421 | 17543.7442 | 7652.7434 | 96861.7887 | 55111.3377 | 511 | 0.019336 | 0.012207 | 0.0030912 | 8478459.8111 | 7800.6172 | 99819.7064 | 56320.8711 | 403420.3809 | 5162322.8147 | 2912716.6175 | 8811996.9444 | 396269.4375 | 5673368.3282 | 2742359.1913 | 1396003.1247 | 66926.8314 | 847101.7882 | 481974.5054 |  | 1660 | CB 511 | 163941.1946 | 107568.0467 | 4315.3249 | 157304.4027 | 103273.9684 | 2563.3886 | 5234.1009 | 2891.3872 | 349.2453 | 1402.691 | 7800.6172 | 5265.5555 | 147.8738 | 7792.3208 | 5260.5001 | 146.3352 | 7.2409 | 4 | 0.48315 | 1.0555 | 56320.8711 | 38777.1269 | 1209.5334 | 55680.1124 | 38366.1311 | 1047.8595 | 513.3372 | 283.5743 | 34.2524 | 127.4214 | 99819.7064 | 63525.3643 | 2957.9177 | 93831.9695 | 59647.3373 | 1369.1939 | 4713.5228 | 2603.8129 | 314.5097 | 1274.2141 | 0.007096 | 0.0044084 | 0.000112 | 0.01029 | 0.0058484 | 0.001029 | 0.0019502 | 5000000 | scaled
CB 512 | 72992.2974 | 7274.2297 | 65180.5062 | 537.5616 | 9.966% | 89.3% | 0.7365% | 32671.3511 | 68041.4809 | 130.97 | 29356.0029 | 3184.3781 | 265.1524 | 61173.1747 | 6603.1539 | 512 | 0.012277 | 0.0072448 | 0.0018014 | 5945256.9314 | 270.2364 | 65673.8944 | 7048.1666 | 22010.8829 | 5349169.5652 | 574076.4835 | 5565501.6522 | 22310.4879 | 5000738.4917 | 542452.6736 | 2748316.0442 | 10709.9757 | 2470892.9772 | 266713.0913 |  | 1661 | CB 512 | 72992.2974 | 40320.9464 | 4950.8165 | 7274.2297 | 3744.7043 | 62.4472 | 65180.5062 | 36038.6805 | 4350.8077 | 537.5616 | 270.2364 | 139.2664 | 5.084 | 199.727 | 100.1005 | 0 | 70.1049 | 38.7614 | 4.6795 | 0.4045 | 7048.1666 | 3863.7885 | 445.0128 | 1064.0612 | 533.3091 | 0 | 5935.273 | 3281.6469 | 396.1803 | 48.8325 | 65673.8944 | 36317.8915 | 4500.7198 | 6010.4415 | 3111.2947 | 62.4472 | 59175.1283 | 32718.2722 | 3949.9479 | 488.3246 | 0.001292 | 0.0006672 | 1.68e-05 | 0.010223 | 0.0058154 | 0.0010224 | 0.0007622 | 5000000 | scaled
CB 513 | 4858.4447 | 3655.9269 | 0 | 1202.5178 | 75.25% | 0% | 24.75% | 1849.5578 | 3608.2318 | 9.5351 | 1791.0211 | 49.0015 | 18.4999 | 3494.705 | 95.0268 | 513 | 0.005369 | 0.0033764 | 0.0017412 | 904906.8123 | 20.0279 | 4630.9713 | 207.4454 | 3730.2869 | 862538.8938 | 38637.6314 | 891152.3842 | 4594.204 | 862948.3124 | 23609.8678 | 718017.9732 | 3681.3846 | 695426.7818 | 18909.8067 |  | 1662 | CB 513 | 4858.4447 | 3008.8869 | 1250.2129 | 3655.9269 | 1806.3691 | 47.6951 | 0 | 0 | 0 | 1202.5178 | 20.0279 | 10.4928 | 1.528 | 19.1231 | 9.5879 | 0.62312 | 0 | 0 | 0 | 0.90486 | 207.4454 | 158.4439 | 112.4186 | 98.2079 | 49.2064 | 3.1811 | 0 | 0 | 0 | 109.2375 | 4630.9713 | 2839.9502 | 1136.2663 | 3538.5959 | 1747.5748 | 43.8909 | 0 | 0 | 0 | 1092.3754 | 0.0036698 | 0.0016772 | 4.2e-05 | 0 | 0 | 0 | 0.0016992 | 5000000 | scaled
CB 514 | 180275.1709 | 165898.8635 | 0 | 14376.3074 | 92.03% | 0% | 7.975% | 89625.4672 | 163588.6991 | 12603.4481 | 26084.9567 | 50937.0624 | 22507.9501 | 50880.2551 | 90200.4939 | 514 | 0.058723 | 0.037774 | 0.020668 | 3069945.3175 | 22839.0778 | 64608.0163 | 92828.0769 | 388931.6507 | 1100224.0408 | 1580789.6258 | 2399778.2539 | 337465.249 | 698441.1208 | 1363871.8838 | 807365.6529 | 111084.3592 | 251111.297 | 445169.9966 |  | 1663 | CB 514 | 180275.1709 | 90649.7037 | 16686.4718 | 165898.8635 | 76273.3963 | 2310.1645 | 0 | 0 | 0 | 14376.3074 | 22839.0778 | 10235.6297 | 331.1277 | 22828.26 | 10224.812 | 320.31 | 0 | 0 | 0 | 10.8177 | 92828.0769 | 41891.0144 | 2627.583 | 91522.1233 | 40585.0608 | 1321.6294 | 0 | 0 | 0 | 1305.9536 | 64608.0163 | 38523.0596 | 13727.7611 | 51548.4802 | 25463.5235 | 668.2251 | 0 | 0 | 0 | 13059.5361 | 0.038501 | 0.017553 | 0.0004464 | 0 | 0 | 0 | 0.020221 | 5000000 | scaled
CB 515 | 7210.9956 | 4262.4872 | 0 | 2948.5084 | 59.11% | 0% | 40.89% | 1896.3644 | 4214.1706 | 116.5174 | 1260.0116 | 519.8354 | 221.9577 | 3007.4875 | 984.7254 | 515 | 0.011304 | 0.0078444 | 0.0042292 | 637904.1026 | 225.292 | 5728.2562 | 1257.4474 | 19929.9366 | 506736.9789 | 111237.1872 | 677506.3908 | 41627.706 | 450159.21 | 185719.4747 | 708603.2784 | 37321.6866 | 505702.2385 | 165579.3532 |  | 1664 | CB 515 | 7210.9956 | 5314.6311 | 2996.825 | 4262.4872 | 2366.1227 | 48.3166 | 0 | 0 | 0 | 2948.5084 | 225.292 | 108.7746 | 3.3343 | 223.0733 | 106.5559 | 1.1156 | 0 | 0 | 0 | 2.2187 | 1257.4474 | 737.612 | 272.722 | 989.6029 | 469.7675 | 4.8775 | 0 | 0 | 0 | 267.8445 | 5728.2562 | 4468.2446 | 2720.7687 | 3049.8109 | 1789.7993 | 42.3235 | 0 | 0 | 0 | 2678.4452 | 0.0071684 | 0.0037086 | 9.34e-05 | 0 | 0 | 0 | 0.0041358 | 5000000 | scaled
CB 516 | 4977.7477 | 2742.6391 | 0 | 2235.1087 | 55.1% | 0% | 44.9% | 1486.7768 | 2710.1752 | 0 | 1486.7768 | 0 | 0 | 2710.1752 | 0 | 516 | 0.0070882 | 0.004941 | 0.0031398 | 702258.3639 | 1.6818 | 4773.0271 | 203.0388 | 237.2742 | 673376.4686 | 28644.6211 | 706531.2566 | 0 | 706531.2566 | 0 | 722202.8457 | 0 | 722202.846 | 0 |  | 1665 | CB 516 | 4977.7477 | 3490.9709 | 2267.5725 | 2742.6391 | 1255.8623 | 32.4638 | 0 | 0 | 0 | 2235.1087 | 1.6818 | 1.6818 | 1.6818 | 0 | 0 | 0 | 0 | 0 | 0 | 1.6818 | 203.0388 | 203.0388 | 203.0388 | 0 | 0 | 0 | 0 | 0 | 0 | 203.0388 | 4773.0271 | 3286.2503 | 2062.8518 | 2742.6391 | 1255.8623 | 32.4638 | 0 | 0 | 0 | 2030.388 | 0.0039948 | 0.0018476 | 4.64e-05 | 0 | 0 | 0 | 0.0030934 | 5000000 | scaled
CB 517 | 8439.1125 | 5755.1804 | 0 | 2683.9321 | 68.2% | 0% | 31.8% | 4282.9213 | 5726.3893 | 164.9929 | 3087.5852 | 1030.3432 | 196.8191 | 4331.9684 | 1197.6019 | 517 | 0.010508 | 0.006948 | 0.003849 | 803113.103 | 199.1465 | 6796.9747 | 1442.9913 | 18951.8891 | 646838.0948 | 137323.1191 | 598185.2651 | 23044.161 | 431235.5589 | 143905.5451 | 704786.4754 | 24223.8882 | 533165.4098 | 147397.1776 |  | 1666 | CB 517 | 8439.1125 | 4156.1912 | 2712.7231 | 5755.1804 | 1472.2592 | 28.7911 | 0 | 0 | 0 | 2683.9321 | 199.1465 | 34.1535 | 2.3274 | 197.1269 | 32.134 | 0.30781 | 0 | 0 | 0 | 2.0196 | 1442.9913 | 412.6481 | 245.3894 | 1199.1811 | 168.8379 | 1.5792 | 0 | 0 | 0 | 243.8102 | 6796.9747 | 3709.3895 | 2465.0063 | 4358.8724 | 1271.2873 | 26.9041 | 0 | 0 | 0 | 2438.1023 | 0.0067394 | 0.0031794 | 8.04e-05 | 0 | 0 | 0 | 0.0037686 | 5000000 | scaled
CB 518 | 15061.7765 | 12925.3694 | 0 | 2136.4071 | 85.82% | 0% | 14.18% | 5943.5748 | 12751.4156 | 45.836 | 5661.2459 | 236.4929 | 104.2452 | 12109.2984 | 537.872 | 518 | 0.008289 | 0.0058412 | 0.003071 | 1817080.0422 | 106.8618 | 14217.7639 | 737.1508 | 12892.0013 | 1715256.8319 | 88931.2093 | 1561015.1392 | 12038.3343 | 1486864.5313 | 62112.2742 | 752315.4943 | 6150.3179 | 714431.4866 | 31733.6899 |  | 1667 | CB 518 | 15061.7765 | 9118.2016 | 2310.3609 | 12925.3694 | 6981.7945 | 173.9538 | 0 | 0 | 0 | 2136.4071 | 106.8618 | 61.0258 | 2.6166 | 105.2542 | 59.4182 | 1.009 | 0 | 0 | 0 | 1.6076 | 737.1508 | 500.6579 | 199.2788 | 543.0781 | 306.5852 | 5.2061 | 0 | 0 | 0 | 194.0727 | 14217.7639 | 8556.5179 | 2108.4655 | 12277.037 | 6615.7911 | 167.7387 | 0 | 0 | 0 | 1940.7268 | 0.0052906 | 0.0028428 | 7.26e-05 | 0 | 0 | 0 | 0.0029984 | 5000000 | scaled
CB 519 | 14298.0855 | 11431.275 | 0 | 2866.8105 | 79.95% | 0% | 20.05% | 5051.9763 | 11269.9394 | 26.0836 | 4891.6174 | 134.2753 | 43.3916 | 11003.2039 | 223.3439 | 519 | 0.011118 | 0.0076036 | 0.0041398 | 1286007.2179 | 45.8964 | 13766.634 | 485.5551 | 4128.0385 | 1238207.0803 | 43672.0987 | 1216017.3038 | 6278.363 | 1177418.7052 | 32320.2343 | 731471.5817 | 2816.3141 | 714159.2078 | 14496.0595 |  | 1668 | CB 519 | 14298.0855 | 9246.1092 | 3028.1461 | 11431.275 | 6379.2987 | 161.3356 | 0 | 0 | 0 | 2866.8105 | 45.8964 | 19.8127 | 2.5048 | 43.7392 | 17.6555 | 0.34762 | 0 | 0 | 0 | 2.1572 | 485.5551 | 351.2799 | 262.2112 | 225.1321 | 90.8568 | 1.7882 | 0 | 0 | 0 | 260.423 | 13766.634 | 8875.0166 | 2763.43 | 11162.4037 | 6270.7863 | 159.1997 | 0 | 0 | 0 | 2604.2303 | 0.0070694 | 0.0035548 | 9.1e-05 | 0 | 0 | 0 | 0.0040488 | 5000000 | scaled
CB 52 | 481.6125 | 134.1553 | 0 | 347.4571 | 27.86% | 0% | 72.14% | 76.1071 | 132.631 | 0 | 76.1071 | 0 | 0 | 132.631 | 0 | 52 | 0.0013064 | 0.0008454 | 0.000503 | 368656.2123 | 0.26145 | 449.7878 | 31.5632 | 200.1304 | 344295.6074 | 24160.4746 | 479660.9886 | 0 | 479660.9886 | 0 | 693800.0748 | 0 | 693800.0748 | 0 |  | 1669 | CB 52 | 481.6125 | 405.5054 | 348.9814 | 134.1553 | 58.0483 | 1.5243 | 0 | 0 | 0 | 347.4571 | 0.26145 | 0.26145 | 0.26145 | 0 | 0 | 0 | 0 | 0 | 0 | 0.26145 | 31.5632 | 31.5632 | 31.5632 | 0 | 0 | 0 | 0 | 0 | 0 | 31.5632 | 449.7878 | 373.6807 | 317.1567 | 134.1553 | 58.0483 | 1.5243 | 0 | 0 | 0 | 315.6324 | 0.0008126 | 0.0003516 | 9.2e-06 | 0 | 0 | 0 | 0.0004938 | 5000000 | scaled
CB 520 | 1766.8013 | 1729.0005 | 0 | 37.8008 | 97.86% | 0% | 2.14% | 803.2495 | 1726.4953 | 114.7748 | 64.788 | 623.6867 | 233.1262 | 303.964 | 1189.4051 | 520 | 7.36e-05 | 6.74e-05 | 4.82e-05 | 24005452.1739 | 233.1546 | 340.8077 | 1192.8389 | 3167861.7799 | 4630539.4769 | 16207050.9103 | 14296020.0964 | 2042731.0134 | 1153079.9844 | 11100209.0897 | 836224.4185 | 112914.1858 | 147224.328 | 576085.9044 |  | 1670 | CB 520 | 1766.8013 | 963.5518 | 40.306 | 1729.0005 | 925.751 | 2.5052 | 0 | 0 | 0 | 37.8008 | 233.1546 | 118.3798 | 0.028444 | 233.1262 | 118.3514 | 0 | 0 | 0 | 0 | 0.028444 | 1192.8389 | 569.1522 | 3.4339 | 1189.4051 | 565.7184 | 0 | 0 | 0 | 0 | 3.4339 | 340.8077 | 276.0197 | 36.8437 | 306.4692 | 241.6812 | 2.5052 | 0 | 0 | 0 | 34.3385 | 2.6e-05 | 1.98e-05 | 6e-07 | 0 | 0 | 0 | 4.76e-05 | 5000000 | scaled
CB 521 | 12283.2234 | 2062.7225 | 9986.4583 | 234.0426 | 16.79% | 81.3% | 1.905% | 5246.8951 | 11319.6892 | 46.6772 | 4612.1602 | 588.0578 | 108.6695 | 9926.9301 | 1284.0896 | 521 | 0.025917 | 0.01482 | 0.0028054 | 473951.9597 | 109.7066 | 10811.1803 | 1362.3364 | 4233.0629 | 417152.7253 | 52566.1717 | 474798.7952 | 4223.8814 | 417360.7489 | 53214.165 | 343456.9671 | 3297.2026 | 301198.4907 | 38961.2739 |  | 1671 | CB 521 | 12283.2234 | 7036.3282 | 963.5342 | 2062.7225 | 1266.6587 | 15.1975 | 9986.4583 | 5535.6269 | 714.2941 | 234.0426 | 109.7066 | 63.0294 | 1.0371 | 97.4936 | 56.1811 | 0 | 12.0369 | 6.6722 | 0.86095 | 0.17611 | 1362.3364 | 774.2786 | 78.2469 | 544.3576 | 311.3865 | 0 | 796.7182 | 441.6315 | 56.9863 | 21.2606 | 10811.1803 | 6199.0202 | 884.2502 | 1420.8713 | 899.0911 | 15.1975 | 9177.7032 | 5087.3232 | 656.4469 | 212.6059 | 0.0009578 | 0.0004944 | 1.24e-05 | 0.024629 | 0.013995 | 0.0024628 | 0.0003302 | 5000000 | scaled
CB 522 | 1074325.741 | 961463.9422 | 108287.1871 | 4574.6118 | 89.49% | 10.08% | 0.4258% | 549815.0755 | 1049030.2342 | 33358.3873 | 54256.3952 | 462200.2931 | 63370.8536 | 120441.8899 | 865217.4909 | 522 | 0.049006 | 0.029446 | 0.0091254 | 21922420.2237 | 64221.7261 | 132153.6864 | 877950.3286 | 1310492.3525 | 2696694.8076 | 17915233.0663 | 17812386.7604 | 1080713.3582 | 1757747.1759 | 14973926.2314 | 2771988.8191 | 167453.0361 | 318259.2466 | 2286276.5367 |  | 1672 | CB 522 | 1074325.741 | 524510.6655 | 25295.5068 | 961463.9422 | 459891.1904 | 12976.6519 | 108287.1871 | 60044.8633 | 7744.2431 | 4574.6118 | 64221.7261 | 30863.3388 | 850.8725 | 64050.0362 | 30766.6038 | 835.3979 | 168.2477 | 93.2927 | 12.0324 | 3.4422 | 877950.3286 | 415750.0355 | 12732.8377 | 867924.5945 | 410005.6674 | 11629.9978 | 9610.1733 | 5328.8072 | 687.2791 | 415.5609 | 132153.6864 | 77897.2912 | 11711.7965 | 29489.3115 | 19118.9191 | 511.2562 | 98508.7661 | 54622.7633 | 7044.9316 | 4155.6087 | 0.01803 | 0.0090544 | 0.0002306 | 0.024535 | 0.013951 | 0.0024534 | 0.0064414 | 5000000 | scaled
CB 523 | 305569.155 | 113664.3711 | 187371.4513 | 4533.3326 | 37.2% | 61.32% | 1.484% | 143570.1963 | 285282.7372 | 9409.4728 | 87697.6427 | 46463.0808 | 17140.631 | 182568.2553 | 85573.851 | 523 | 0.044603 | 0.026744 | 0.0090414 | 6850865.5247 | 17560.0798 | 199057.1884 | 88951.8868 | 393697.2805 | 4462865.4664 | 1994302.7787 | 6057349.2084 | 396993.6952 | 3700038.45 | 1960317.0645 | 2243725.2826 | 134809.6538 | 1435884.3241 | 673031.305 |  | 1673 | CB 523 | 305569.155 | 161998.9587 | 20286.4178 | 113664.3711 | 53521.8779 | 2360.2241 | 187371.4513 | 103943.7482 | 13392.861 | 4533.3326 | 17560.0798 | 8150.607 | 419.4488 | 17320.2112 | 8016.0218 | 399.1362 | 236.4574 | 131.174 | 16.9014 | 3.4112 | 88951.8868 | 42488.806 | 3378.0359 | 70447.4282 | 32040.1532 | 1673.0059 | 18092.6476 | 10036.8417 | 1293.219 | 411.811 | 199057.1884 | 111359.5457 | 16488.933 | 25896.7316 | 13465.7029 | 288.082 | 169042.3463 | 93775.7324 | 12082.7407 | 4118.1104 | 0.013798 | 0.0064452 | 0.000164 | 0.024364 | 0.013858 | 0.0024364 | 0.006441 | 5000000 | scaled
CB 524 | 481330.8528 | 453656.0999 | 25502.2385 | 2172.5143 | 94.25% | 5.298% | 0.4514% | 245759.5716 | 476032.9189 | 21914.3092 | 32348.6882 | 191496.5742 | 42259.6232 | 73684.8641 | 360088.4316 | 524 | 0.018139 | 0.011064 | 0.003705 | 26536273.6264 | 42377.9122 | 77856.2636 | 361096.677 | 2336338.6463 | 4292297.2887 | 19907637.6898 | 21291307.207 | 1898539.6459 | 2802518.9576 | 16590248.607 | 1429941.6758 | 126942.474 | 221339.8567 | 1081659.3451 |  | 1674 | CB 524 | 481330.8528 | 235571.2812 | 5297.9339 | 453656.0999 | 219195.1167 | 1415.1368 | 25502.2385 | 14203.6501 | 1710.2828 | 2172.5143 | 42377.9122 | 20463.6029 | 118.289 | 42334.261 | 20438.5669 | 113.8364 | 42.0164 | 23.4013 | 2.8178 | 1.6347 | 361096.677 | 169600.1028 | 1008.2454 | 358353.5856 | 167984.8832 | 640.1653 | 2545.7387 | 1417.867 | 170.7275 | 197.3527 | 77856.2636 | 45507.5754 | 4171.3995 | 52968.2533 | 30771.6667 | 661.1351 | 22914.4835 | 12762.3819 | 1536.7375 | 1973.5268 | 0.0098804 | 0.0050286 | 0.0001278 | 0.005201 | 0.0029784 | 0.00052 | 0.0030572 | 5000000 | scaled
CB 525 | 72157.0996 | 12714.2759 | 58828.3224 | 614.5014 | 17.62% | 81.53% | 0.8516% | 30485.8812 | 67403.9607 | 248.539 | 26991.8685 | 3245.4737 | 659.3871 | 59385.0898 | 7359.4838 | 525 | 0.0072554 | 0.0046942 | 0.001371 | 9945295.8665 | 676.102 | 63671.9519 | 7809.0458 | 93186.0351 | 8775801.7339 | 1076308.0971 | 8877171.4967 | 72371.9858 | 7859751.3423 | 945048.1686 | 3466913.8818 | 33915.491 | 3054464.306 | 378534.0847 |  | 1675 | CB 525 | 72157.0996 | 41671.2184 | 4753.1389 | 12714.2759 | 8368.3754 | 213.9952 | 58828.3224 | 32688.3416 | 3924.6423 | 614.5014 | 676.102 | 427.5629 | 16.7148 | 598.4157 | 384.1905 | 11.1006 | 77.2239 | 42.91 | 5.1519 | 0.46239 | 7809.0458 | 4563.5721 | 449.562 | 2551.5155 | 1617.3871 | 46.7161 | 5201.7085 | 2890.3633 | 347.0241 | 55.8217 | 63671.9519 | 36680.0834 | 4286.8621 | 9564.3447 | 6366.7978 | 156.1786 | 53549.3899 | 29755.0683 | 3572.4663 | 558.2173 | 0.0015544 | 0.0010678 | 2.74e-05 | 0.0048416 | 0.002767 | 0.0004842 | 0.0008594 | 5000000 | scaled
CB 529 | 27298.8427 | 25489.5921 | 0 | 1809.2507 | 93.37% | 0% | 6.628% | 13710.703 | 25254.414 | 1300.2245 | 1157.4195 | 11253.0589 | 2429.8396 | 2352.1626 | 20472.4117 | 529 | 0.0089244 | 0.0056722 | 0.0026418 | 3058899.5047 | 2455.1155 | 4026.0077 | 20817.7196 | 275101.459 | 451123.6249 | 2332674.4218 | 2395567.8202 | 227178.4369 | 202227.187 | 1966162.1974 | 773877.1913 | 74458.1713 | 72077.8959 | 627341.1243 |  | 1676 | CB 529 | 27298.8427 | 13588.1398 | 2044.4288 | 25489.5921 | 11778.8891 | 235.1781 | 0 | 0 | 0 | 1809.2507 | 2455.1155 | 1154.8909 | 25.2758 | 2453.7541 | 1153.5295 | 23.9144 | 0 | 0 | 0 | 1.3614 | 20817.7196 | 9564.6607 | 345.3079 | 20653.366 | 9400.3071 | 180.9544 | 0 | 0 | 0 | 164.3536 | 4026.0077 | 2868.5882 | 1673.845 | 2382.472 | 1225.0525 | 30.3093 | 0 | 0 | 0 | 1643.5357 | 0.0063622 | 0.00311 | 7.96e-05 | 0 | 0 | 0 | 0.0025622 | 5000000 | scaled
CB 53 | 889.5105 | 90.4469 | 0 | 799.0636 | 10.17% | 0% | 89.83% | 51.2966 | 89.4708 | 0 | 51.2966 | 0 | 0 | 89.4708 | 0 | 53 | 0.0032354 | 0.002044 | 0.0011572 | 274930.6262 | 0.60127 | 816.3218 | 72.5875 | 185.8409 | 252309.3873 | 22435.3979 | 410085.0937 | 0 | 410085.0929 | 0 | 691358.2117 | 0 | 691358.2109 | 0 |  | 1677 | CB 53 | 889.5105 | 838.2139 | 800.0397 | 90.4469 | 39.1503 | 0.9761 | 0 | 0 | 0 | 799.0636 | 0.60127 | 0.60127 | 0.60127 | 0 | 0 | 0 | 0 | 0 | 0 | 0.60127 | 72.5875 | 72.5875 | 72.5875 | 0 | 0 | 0 | 0 | 0 | 0 | 72.5875 | 816.3218 | 765.0252 | 726.851 | 90.4469 | 39.1503 | 0.9761 | 0 | 0 | 0 | 725.8749 | 0.002101 | 0.0009096 | 2.28e-05 | 0 | 0 | 0 | 0.0011344 | 5000000 | scaled
CB 531 | 47683.5068 | 43028.7055 | 0 | 4654.8013 | 90.24% | 0% | 9.762% | 24046.2533 | 42604.7875 | 826.8892 | 20371.6224 | 2847.7417 | 1502.2264 | 35922.8251 | 5179.7361 | 531 | 0.021006 | 0.012977 | 0.0067874 | 2269951.3839 | 1517.1141 | 40524.7454 | 5641.6472 | 72221.5183 | 1929161.8469 | 268568.0182 | 1821472.8674 | 62635.7981 | 1543124.2855 | 215712.7835 | 748256.9521 | 26383.2162 | 630903.36 | 90970.3759 |  | 1678 | CB 531 | 47683.5068 | 23637.2534 | 5078.7192 | 43028.7055 | 18982.4521 | 423.918 | 0 | 0 | 0 | 4654.8013 | 1517.1141 | 690.2249 | 14.8877 | 1513.6115 | 686.7223 | 11.3852 | 0 | 0 | 0 | 3.5026 | 5641.6472 | 2793.9055 | 461.9111 | 5218.8019 | 2371.0602 | 39.0658 | 0 | 0 | 0 | 422.8453 | 40524.7454 | 20153.123 | 4601.9204 | 36296.2921 | 15924.6696 | 373.467 | 0 | 0 | 0 | 4228.4534 | 0.01438 | 0.0063506 | 0.000161 | 0 | 0 | 0 | 0.0066264 | 5000000 | scaled
CB 532 | 16397.017 | 12440.2444 | 0 | 3956.7726 | 75.87% | 0% | 24.13% | 6641.8307 | 12294.6512 | 4.3724 | 6614.7379 | 22.7203 | 7.7466 | 12246.6764 | 40.2283 | 532 | 0.016027 | 0.010173 | 0.0057396 | 1023074.333 | 10.731 | 15986.5822 | 399.7037 | 669.5502 | 997465.6952 | 24939.0871 | 958929.1548 | 631.2822 | 955017.5722 | 3280.2993 | 714747.6707 | 450.3461 | 711958.6592 | 2338.665 |  | 1679 | CB 532 | 16397.017 | 9755.1863 | 4102.3657 | 12440.2444 | 5798.4137 | 145.5931 | 0 | 0 | 0 | 3956.7726 | 10.731 | 6.3586 | 2.9844 | 7.7537 | 3.3812 | 0.0070943 | 0 | 0 | 0 | 2.9773 | 399.7037 | 376.9834 | 359.4755 | 40.2678 | 17.5475 | 0.039525 | 0 | 0 | 0 | 359.4359 | 15986.5822 | 9371.8443 | 3739.9058 | 12392.2229 | 5777.485 | 145.5465 | 0 | 0 | 0 | 3594.3593 | 0.010403 | 0.0045488 | 0.0001154 | 0 | 0 | 0 | 0.0056242 | 5000000 | scaled
CB 533 | 10605.3022 | 356.769 | 9938.9057 | 309.6275 | 3.364% | 93.72% | 2.92% | 4582.1197 | 9467.7347 | 35.6736 | 3552.0774 | 994.3687 | 66.3981 | 7375.2295 | 2026.1071 | 533 | 0.06013 | 0.034239 | 0.0063424 | 176372.3084 | 70.311 | 8310.5543 | 2224.4368 | 1169.3133 | 138209.3248 | 36993.6703 | 175916.8675 | 1369.5836 | 136371.4541 | 38175.8297 | 179359.1497 | 1257.8627 | 139718.2041 | 38383.0829 |  | 1680 | CB 533 | 10605.3022 | 6023.1824 | 1137.5675 | 356.769 | 150.2718 | 2.0842 | 9938.9057 | 5563.2831 | 825.8557 | 309.6275 | 70.311 | 34.6374 | 3.9129 | 26.5074 | 10.0158 | 0.059513 | 43.5706 | 24.3886 | 3.6204 | 0.23298 | 2224.4368 | 1230.0681 | 198.3297 | 151.7325 | 57.4931 | 0.31239 | 2044.5775 | 1144.4483 | 169.8905 | 28.1268 | 8310.5543 | 4758.4769 | 935.3248 | 178.529 | 82.7629 | 1.7123 | 7850.7576 | 4394.4463 | 652.3448 | 281.2677 | 0.000941 | 0.0004186 | 1.06e-05 | 0.05873 | 0.033361 | 0.005873 | 0.0004588 | 5000000 | scaled
CB 534 | 6305.1008 | 2269.322 | 3462.6776 | 573.1012 | 35.99% | 54.92% | 9.089% | 2748.1695 | 5229.761 | 93.9721 | 1485.656 | 1168.5415 | 157.7557 | 3055.5003 | 2016.5051 | 534 | 0.060541 | 0.03467 | 0.0066956 | 104145.6193 | 174.4979 | 3809.3633 | 2321.2395 | 2882.3003 | 62921.8335 | 38341.4855 | 102593.3294 | 3508.1192 | 55461.7863 | 43623.4239 | 160603.9399 | 4844.6162 | 93833.2319 | 61926.0919 |  | 1681 | CB 534 | 6305.1008 | 3556.9312 | 1075.3397 | 2269.322 | 1045.8008 | 214.5024 | 3462.6776 | 1938.0292 | 287.7362 | 573.1012 | 174.4979 | 80.5259 | 16.7422 | 171.7925 | 78.8218 | 16.122 | 2.2741 | 1.2728 | 0.18897 | 0.43124 | 2321.2395 | 1152.698 | 304.7345 | 1554.1889 | 700.4639 | 193.2605 | 714.9897 | 400.1733 | 59.4131 | 52.0609 | 3809.3633 | 2323.7074 | 753.8631 | 543.3405 | 266.5152 | 5.1199 | 2745.4137 | 1536.5832 | 228.1341 | 520.609 | 0.0010428 | 0.0005222 | 1.34e-05 | 0.058685 | 0.033334 | 0.0058684 | 0.0008138 | 5000000 | scaled
CB 535 | 111498.2665 | 5112.6535 | 106057.899 | 327.714 | 4.585% | 95.12% | 0.2939% | 48298.1718 | 102345.7152 | 192.8459 | 38016.4698 | 10088.8561 | 522.5341 | 79664.3003 | 22158.8808 | 535 | 0.059698 | 0.034106 | 0.006306 | 1867705.2246 | 545.5154 | 86953.2029 | 23999.5482 | 9137.9182 | 1456551.357 | 402015.9503 | 1853070.8948 | 7398.9794 | 1458589.6562 | 387082.2611 | 1451403.6372 | 7410.2555 | 1129749.8388 | 314243.5436 |  | 1682 | CB 535 | 111498.2665 | 63200.0947 | 9152.5513 | 5112.6535 | 3539.3736 | 16.1018 | 106057.899 | 59333.0071 | 8808.7355 | 327.714 | 545.5154 | 352.6695 | 22.9813 | 271.5407 | 199.2885 | 0 | 273.7282 | 153.1344 | 22.7347 | 0.24659 | 23999.5482 | 13910.6921 | 1840.6674 | 2166.4223 | 1683.2578 | 0 | 21803.3561 | 12197.6646 | 1810.8976 | 29.7698 | 86953.2029 | 48936.7331 | 7288.9026 | 2674.6905 | 1656.8274 | 16.1018 | 83980.8147 | 46982.208 | 6975.1031 | 297.6977 | 0.0008256 | 0.0004848 | 1.2e-05 | 0.05842 | 0.033169 | 0.005842 | 0.000452 | 5000000 | scaled
CB 536 | 54109.9242 | 41227.6234 | 11897.504 | 984.7969 | 76.19% | 21.99% | 1.82% | 12663.753 | 51246.1539 | 535.4111 | 4187.8522 | 7940.4897 | 2719.3631 | 8781.7673 | 39745.0235 | 536 | 0.063476 | 0.037199 | 0.0073182 | 852449.6618 | 2781.6633 | 10459.9425 | 40868.3185 | 43822.422 | 164786.3038 | 643840.9359 | 1114162.3585 | 47105.6949 | 368449.0092 | 698607.6542 | 391321.6885 | 20765.3777 | 67058.6134 | 303497.6973 |  | 1683 | CB 536 | 54109.9242 | 41446.1712 | 2863.7704 | 41227.6234 | 33805.5027 | 890.5569 | 11897.504 | 6655.8717 | 988.4166 | 984.7969 | 2781.6633 | 2246.2522 | 62.3002 | 2723.8588 | 2213.5879 | 56.8185 | 57.0634 | 31.9232 | 4.7407 | 0.74103 | 40868.3185 | 32927.8287 | 1123.295 | 38332.383 | 31469.7267 | 830.5879 | 2446.4758 | 1368.6425 | 203.2474 | 89.4596 | 10459.9425 | 6272.0903 | 1678.1751 | 171.3816 | 122.1881 | 3.1505 | 9393.9647 | 5255.306 | 780.4284 | 894.5962 | 0.0035264 | 0.0025556 | 6.48e-05 | 0.058551 | 0.033246 | 0.0058552 | 0.0013982 | 5000000 | scaled
CB 54 | 9051.7588 | 6708.4283 | 0 | 2343.3304 | 74.11% | 0% | 25.89% | 3348.149 | 6622.4318 | 1.2025 | 3340.5716 | 6.3749 | 2.604 | 6606.0874 | 13.7404 | 54 | 0.0079966 | 0.0054384 | 0.0033314 | 1131950.9255 | 4.3673 | 8820.7813 | 226.6101 | 546.142 | 1103066.4719 | 28338.3116 | 1048766.1443 | 376.6627 | 1046392.629 | 1996.8527 | 729221.0449 | 286.7362 | 727421.3012 | 1513.0075 |  | 1684 | CB 54 | 9051.7588 | 5703.6098 | 2429.327 | 6708.4283 | 3360.2793 | 85.9965 | 0 | 0 | 0 | 2343.3304 | 4.3673 | 3.1648 | 1.7633 | 2.604 | 1.4015 | 0 | 0 | 0 | 0 | 1.7633 | 226.6101 | 220.2353 | 212.8697 | 13.7404 | 7.3655 | 0 | 0 | 0 | 0 | 212.8697 | 8820.7813 | 5480.2097 | 2214.694 | 6692.0839 | 3351.5123 | 85.9965 | 0 | 0 | 0 | 2128.6974 | 0.004721 | 0.0021628 | 5.58e-05 | 0 | 0 | 0 | 0.0032756 | 5000000 | scaled
CB 540 | 67245.0147 | 66735.5996 | 0 | 509.4151 | 99.24% | 0% | 0.7576% | 26884.5115 | 66614.541 | 1925.8609 | 5229.0806 | 19729.57 | 4803.845 | 11089.6772 | 50721.0187 | 540 | 0.0036022 | 0.0022856 | 0.0007734 | 18667762.6728 | 4809.4791 | 11638.8796 | 50796.656 | 1335150.4939 | 3231047.5904 | 14101564.5855 | 17658603.0845 | 1264966.7572 | 3434626.6135 | 12959009.7047 | 815197.4877 | 58787.2005 | 135710.2651 | 620700.0219 |  | 1685 | CB 540 | 67245.0147 | 40360.5032 | 630.4737 | 66735.5996 | 39851.0881 | 121.0586 | 0 | 0 | 0 | 509.4151 | 4809.4791 | 2883.6182 | 5.6341 | 4809.0958 | 2883.2349 | 5.2508 | 0 | 0 | 0 | 0.38332 | 50796.656 | 31067.086 | 75.6372 | 50750.3803 | 31020.8103 | 29.3616 | 0 | 0 | 0 | 46.2756 | 11638.8796 | 6409.799 | 549.2024 | 11176.1234 | 5947.0429 | 86.4462 | 0 | 0 | 0 | 462.7562 | 0.0028686 | 0.001552 | 3.98e-05 | 0 | 0 | 0 | 0.0007336 | 5000000 | scaled
CB 542 | 949477.5173 | 906320.1136 | 41912.7894 | 1244.6143 | 95.45% | 4.414% | 0.1311% | 319956.2082 | 911778.5596 | 17222.5033 | 49678.6945 | 253055.0105 | 49887.6366 | 142615.2261 | 719275.697 | 542 | 0.053515 | 0.032031 | 0.006361 | 17742401.4624 | 51688.7187 | 148436.2065 | 749352.5922 | 965880.6883 | 2773751.5837 | 14002769.192 | 19653256.1518 | 1057889.3588 | 3051505.432 | 15543861.361 | 5926577.2143 | 324270.545 | 927001.5625 | 4675305.1073 |  | 1686 | CB 542 | 949477.5173 | 629521.3091 | 37698.9577 | 906320.1136 | 604910.8906 | 33108.6777 | 41912.7894 | 23365.8042 | 3345.6657 | 1244.6143 | 51688.7187 | 34466.2154 | 1801.0821 | 51626.1051 | 34430.8948 | 1795.2222 | 61.6771 | 34.3841 | 4.9233 | 0.93653 | 749352.5922 | 496297.5817 | 30076.8952 | 745699.1985 | 494210.8336 | 29681.2285 | 3540.332 | 1973.6865 | 282.6051 | 113.0616 | 148436.2065 | 98757.5121 | 5820.9804 | 108994.81 | 76269.1622 | 1632.227 | 38310.7803 | 21357.7336 | 3058.1372 | 1130.6162 | 0.0073392 | 0.0050562 | 0.0001282 | 0.044381 | 0.02518 | 0.004438 | 0.0017948 | 5000000 | scaled
CB 545 | 70979.6116 | 14177.832 | 55256.2136 | 1545.5661 | 19.97% | 77.85% | 2.177% | 32468.5962 | 65582.9872 | 26.6109 | 30437.7167 | 2004.2686 | 55.6396 | 61336.7054 | 4190.6422 | 545 | 0.015929 | 0.009604 | 0.003238 | 4456055.1699 | 60.783 | 66287.9898 | 4630.8388 | 3815.9205 | 4161518.1181 | 290721.1313 | 4009893.3174 | 3286.4633 | 3759078.3436 | 247528.5104 | 1666653.6204 | 1413.9638 | 1558743.3033 | 106496.3534 |  | 1687 | CB 545 | 70979.6116 | 38511.0154 | 5396.6244 | 14177.832 | 6372.3715 | 161.9737 | 55256.2136 | 30593.0779 | 3689.0847 | 1545.5661 | 60.783 | 34.1721 | 5.1434 | 0 | 0 | 0 | 59.62 | 33.0092 | 3.9804 | 1.163 | 4630.8388 | 2626.5702 | 440.1966 | 0 | 0 | 0 | 4490.4385 | 2486.1699 | 299.7963 | 140.4003 | 66287.9898 | 35850.2731 | 4951.2844 | 14177.832 | 6372.3715 | 161.9737 | 50706.155 | 28073.8988 | 3385.3079 | 1404.0028 | 0.0035382 | 0.0016104 | 4.1e-05 | 0.010215 | 0.0058182 | 0.0010216 | 0.0021754 | 5000000 | scaled
CB 546 | 334160.532 | 19682.2785 | 309117.977 | 5360.2765 | 5.89% | 92.51% | 1.604% | 150291.4449 | 311468.9396 | 127.8693 | 140572.9874 | 9590.5881 | 267.6769 | 291124.2575 | 20077.0052 | 546 | 0.030456 | 0.018885 | 0.0086044 | 10971911.3475 | 290.3294 | 311933.0863 | 21937.1163 | 9532.7481 | 10242089.7787 | 720288.8206 | 9736147.1999 | 8283.6029 | 9106568.2319 | 621295.362 | 2637207.9878 | 2266.4211 | 2464949.5332 | 169992.0334 |  | 1688 | CB 546 | 334160.532 | 183869.0871 | 22691.5924 | 19682.2785 | 8912.9582 | 223.8638 | 309117.977 | 169595.8524 | 17107.4521 | 5360.2765 | 290.3294 | 162.46 | 22.6524 | 0.3626 | 0.18248 | 0 | 285.9333 | 158.2441 | 18.619 | 4.0334 | 21937.1163 | 12346.5282 | 1860.1112 | 1.8971 | 0.95505 | 0.000376 | 21448.288 | 11858.642 | 1373.1796 | 486.9312 | 311933.0863 | 171360.0989 | 20808.8288 | 19680.0188 | 8911.8207 | 223.8634 | 287383.7556 | 157578.9663 | 15715.6535 | 4869.3119 | 0.012995 | 0.005725 | 0.0001448 | 0.010002 | 0.0057008 | 0.0010002 | 0.0074594 | 5000000 | scaled
CB 547 | 19482.6913 | 16644.3321 | 0 | 2838.3592 | 85.43% | 0% | 14.57% | 9432.8773 | 16464.3677 | 50.157 | 9125.7216 | 256.9987 | 82.1391 | 15961.2115 | 421.0171 | 547 | 0.011393 | 0.0072766 | 0.0040532 | 1710118.0845 | 84.576 | 18717.7175 | 680.3978 | 7423.7668 | 1642971.5315 | 59722.7869 | 1381113.9832 | 7343.7366 | 1336141.807 | 37628.4409 | 744676.6898 | 3715.1191 | 721919.1385 | 19042.4326 |  | 1689 | CB 547 | 19482.6913 | 10049.814 | 3018.3236 | 16644.3321 | 7211.4548 | 179.9644 | 0 | 0 | 0 | 2838.3592 | 84.576 | 34.419 | 2.4369 | 82.4402 | 32.2832 | 0.30111 | 0 | 0 | 0 | 2.1358 | 680.3978 | 423.3991 | 259.3807 | 422.5593 | 165.5607 | 1.5422 | 0 | 0 | 0 | 257.8385 | 18717.7175 | 9591.9959 | 2756.5059 | 16139.3325 | 7013.611 | 178.121 | 0 | 0 | 0 | 2578.3849 | 0.0074238 | 0.0033078 | 8.44e-05 | 0 | 0 | 0 | 0.0039688 | 5000000 | scaled
CB 548 | 15612.1399 | 12369.0704 | 0 | 3243.0694 | 79.23% | 0% | 20.77% | 5458.8392 | 12191.7179 | 12.1522 | 5384.4488 | 62.2382 | 27.8731 | 12021.1166 | 142.7281 | 548 | 0.012194 | 0.0082546 | 0.0046346 | 1280292.2611 | 30.8258 | 15141.3605 | 439.9536 | 2527.906 | 1241685.4291 | 36078.9253 | 1230017.2849 | 2738.1974 | 1213255.2037 | 14023.881 | 738018.8236 | 1687.2838 | 727691.5741 | 8639.9654 |  | 1690 | CB 548 | 15612.1399 | 10153.3007 | 3420.422 | 12369.0704 | 6910.2312 | 177.3526 | 0 | 0 | 0 | 3243.0694 | 30.8258 | 18.6736 | 2.9527 | 28.3855 | 16.2333 | 0.51237 | 0 | 0 | 0 | 2.4403 | 439.9536 | 377.7154 | 297.2255 | 145.351 | 83.1127 | 2.6229 | 0 | 0 | 0 | 294.6026 | 15141.3605 | 9756.9117 | 3120.2438 | 12195.334 | 6810.8852 | 174.2173 | 0 | 0 | 0 | 2946.0265 | 0.0076536 | 0.003714 | 9.4e-05 | 0 | 0 | 0 | 0.0045406 | 5000000 | scaled
CB 549 | 10139.9759 | 7555.3698 | 0 | 2584.6061 | 74.51% | 0% | 25.49% | 4034.9205 | 7409.9539 | 120.5392 | 3287.4841 | 626.8972 | 208.4811 | 6120.8557 | 1080.6172 | 549 | 0.010939 | 0.0070138 | 0.0037498 | 926939.4416 | 218.3749 | 8561.721 | 1359.88 | 19962.6057 | 782664.267 | 124312.5685 | 870434.7797 | 26003.373 | 709193.7701 | 135237.6356 | 728044.7029 | 20483.7359 | 601387.891 | 106173.0755 |  | 1691 | CB 549 | 10139.9759 | 6105.0555 | 2730.022 | 7555.3698 | 3520.4493 | 145.4159 | 0 | 0 | 0 | 2584.6061 | 218.3749 | 97.8357 | 9.8939 | 216.4301 | 95.8909 | 7.949 | 0 | 0 | 0 | 1.9448 | 1359.88 | 732.9829 | 279.2629 | 1125.0927 | 498.1955 | 44.4755 | 0 | 0 | 0 | 234.7874 | 8561.721 | 5274.2369 | 2440.8653 | 6213.8471 | 2926.363 | 92.9914 | 0 | 0 | 0 | 2347.8739 | 0.0072744 | 0.003349 | 8.5e-05 | 0 | 0 | 0 | 0.0036648 | 5000000 | scaled
CB 550 | 21174.7638 | 18109.8729 | 0 | 3064.8909 | 85.53% | 0% | 14.47% | 9560.1148 | 17894.2744 | 148.1797 | 8647.8901 | 764.045 | 258.5854 | 16302.601 | 1333.088 | 550 | 0.011507 | 0.0076446 | 0.0044134 | 1840131.7245 | 264.2286 | 19281.8029 | 1628.7323 | 22962.0217 | 1675629.4233 | 141540.2796 | 1519327.2388 | 23549.2351 | 1374353.2739 | 121424.7306 | 743302.0735 | 10741.2605 | 677186.2802 | 55374.5328 |  | 1692 | CB 550 | 21174.7638 | 11614.649 | 3280.4894 | 18109.8729 | 8549.7581 | 215.5985 | 0 | 0 | 0 | 3064.8909 | 264.2286 | 116.0489 | 5.6432 | 261.9223 | 113.7427 | 3.3369 | 0 | 0 | 0 | 2.3062 | 1628.7323 | 864.6873 | 295.6443 | 1350.3155 | 586.2705 | 17.2275 | 0 | 0 | 0 | 278.4168 | 19281.8029 | 10633.9128 | 2979.2019 | 16497.635 | 7849.7449 | 195.034 | 0 | 0 | 0 | 2784.1679 | 0.0071784 | 0.0033158 | 8.46e-05 | 0 | 0 | 0 | 0.0043288 | 5000000 | scaled
CB 551 | 2211.5431 | 1953.8462 | 0 | 257.6969 | 88.35% | 0% | 11.65% | 1107.1482 | 1932.2358 | 1.0172 | 1100.9052 | 5.2257 | 2.1314 | 1919.1511 | 10.9532 | 551 | 0.000778 | 0.0005334 | 0.0003516 | 2842600.3368 | 2.3253 | 2174.8551 | 34.3626 | 2988.8802 | 2795443.5913 | 44167.8643 | 2070481.6085 | 1902.3486 | 2058806.6874 | 9772.5715 | 794389.3922 | 876.2872 | 789009.9597 | 4503.1449 |  | 1693 | CB 551 | 2211.5431 | 1104.3949 | 279.3073 | 1953.8462 | 846.698 | 21.6105 | 0 | 0 | 0 | 257.6969 | 2.3253 | 1.3081 | 0.19391 | 2.1314 | 1.1142 | 0 | 0 | 0 | 0 | 0.19391 | 34.3626 | 29.1369 | 23.4094 | 10.9532 | 5.7276 | 0 | 0 | 0 | 0 | 23.4094 | 2174.8551 | 1073.9499 | 255.704 | 1940.7615 | 839.8563 | 21.6105 | 0 | 0 | 0 | 234.0936 | 0.0004312 | 0.0001866 | 4.8e-06 | 0 | 0 | 0 | 0.0003468 | 5000000 | scaled
CB 552 | 6545.5973 | 4170.9758 | 0 | 2374.6216 | 63.72% | 0% | 36.28% | 2146.5289 | 4133.6956 | 169.2986 | 1055.454 | 921.7763 | 347.7113 | 1862.3076 | 1923.6767 | 552 | 0.0083556 | 0.0055172 | 0.003374 | 783378.4935 | 352.1303 | 4039.7916 | 2153.6754 | 42143.0337 | 483483.1225 | 257752.3374 | 797337.1389 | 62886.6624 | 392052.8045 | 342397.6725 | 714849.3634 | 60130.501 | 322053.0867 | 332665.7759 |  | 1694 | CB 552 | 6545.5973 | 4399.0685 | 2411.9018 | 4170.9758 | 2024.4469 | 37.2802 | 0 | 0 | 0 | 2374.6216 | 352.1303 | 182.8318 | 4.4191 | 350.3435 | 181.0449 | 2.6322 | 0 | 0 | 0 | 1.7868 | 2153.6754 | 1231.8991 | 229.9987 | 1937.9632 | 1016.1869 | 14.2865 | 0 | 0 | 0 | 215.7123 | 4039.7916 | 2984.3376 | 2177.4839 | 1882.6691 | 827.2151 | 20.3614 | 0 | 0 | 0 | 2157.1225 | 0.0050372 | 0.0021988 | 5.56e-05 | 0 | 0 | 0 | 0.0033184 | 5000000 | scaled
CB 553 | 49063.8353 | 46440.5037 | 0 | 2623.3316 | 94.65% | 0% | 5.347% | 26137.4825 | 45888.4053 | 1536.3199 | 13916.6528 | 10684.5098 | 2412.2284 | 27390.8596 | 16085.3173 | 553 | 0.011308 | 0.0073694 | 0.003762 | 4338707.0921 | 2442.3254 | 30122.1156 | 16499.3942 | 215974.4475 | 2663693.8585 | 1459038.7862 | 3111020.2744 | 182860.8506 | 1656433.0196 | 1271726.4048 | 844080.2812 | 44370.9997 | 503832.8166 | 295876.465 |  | 1695 | CB 553 | 49063.8353 | 22926.3528 | 3175.43 | 46440.5037 | 20303.0212 | 552.0984 | 0 | 0 | 0 | 2623.3316 | 2442.3254 | 906.0056 | 30.0971 | 2440.3515 | 904.0316 | 28.1231 | 0 | 0 | 0 | 1.974 | 16499.3942 | 5814.8844 | 414.0769 | 16261.089 | 5576.5792 | 175.7717 | 0 | 0 | 0 | 238.3052 | 30122.1156 | 16205.4628 | 2731.256 | 27739.0632 | 13822.4104 | 348.2036 | 0 | 0 | 0 | 2383.0524 | 0.0076414 | 0.0037024 | 9.5e-05 | 0 | 0 | 0 | 0.003667 | 5000000 | scaled
CB 554 | 2887.7754 | 2260.2161 | 0 | 627.5593 | 78.27% | 0% | 21.73% | 1204.6835 | 2236.2901 | 106.1239 | 499.205 | 599.3546 | 203.2328 | 874.7009 | 1158.3564 | 554 | 0.0020388 | 0.0013738 | 0.0008784 | 1416409.38 | 205.9352 | 1453.9365 | 1227.9037 | 101008.05 | 713133.4609 | 602267.8688 | 1225136.0882 | 107925.5992 | 507680.265 | 609530.2232 | 741672.6952 | 67402.7915 | 290097.3325 | 384172.571 |  | 1696 | CB 554 | 2887.7754 | 1683.092 | 651.4853 | 2260.2161 | 1055.5327 | 23.926 | 0 | 0 | 0 | 627.5593 | 205.9352 | 99.8113 | 2.7024 | 205.463 | 99.3391 | 2.2302 | 0 | 0 | 0 | 0.47222 | 1227.9037 | 628.5491 | 69.5473 | 1170.8958 | 571.5412 | 12.5394 | 0 | 0 | 0 | 57.0079 | 1453.9365 | 954.7315 | 579.2356 | 883.8573 | 384.6524 | 9.1564 | 0 | 0 | 0 | 570.0792 | 0.001173 | 0.000508 | 1.26e-05 | 0 | 0 | 0 | 0.0008658 | 5000000 | scaled
CB 556 | 422664.007 | 421587.7599 | 0 | 1076.2472 | 99.75% | 0% | 0.2546% | 194491.4068 | 417664.9032 | 140174.0067 | 8082.397 | 46235.0031 | 301995.6542 | 16340.1466 | 99329.1024 | 556 | 0.0069694 | 0.0043312 | 0.0015696 | 60645680.6899 | 304757.8689 | 17552.7239 | 100353.4142 | 43727992.2088 | 2518541.6148 | 14399146.8706 | 52681150.7665 | 37968402.3166 | 2189248.2532 | 12523500.1929 | 3184954.0259 | 2302904.236 | 124603.7561 | 757446.034 |  | 1697 | CB 556 | 422664.007 | 228172.6002 | 4999.1038 | 421587.7599 | 227096.353 | 3922.8567 | 0 | 0 | 0 | 1076.2472 | 304757.8689 | 164583.8622 | 2762.2147 | 304757.059 | 164583.0523 | 2761.4048 | 0 | 0 | 0 | 0.80984 | 100353.4142 | 54118.4111 | 1024.3118 | 100255.6472 | 54020.644 | 926.5448 | 0 | 0 | 0 | 97.767 | 17552.7239 | 9470.327 | 1212.5773 | 16575.0536 | 8492.6567 | 234.907 | 0 | 0 | 0 | 977.6703 | 0.0054722 | 0.002834 | 7.24e-05 | 0 | 0 | 0 | 0.0014972 | 5000000 | scaled
CB 558 | 60272.4279 | 59574.1492 | 0 | 698.2787 | 98.84% | 0% | 1.159% | 30605.183 | 59492.6912 | 2189.103 | 8320.5548 | 20095.5253 | 4198.2887 | 17124.36 | 38170.0424 | 558 | 0.0040546 | 0.002588 | 0.0010384 | 14865197.0379 | 4198.8142 | 17840.1392 | 38233.4745 | 1035568.0415 | 4399975.1393 | 9429653.8573 | 11463386.7465 | 819943.9208 | 3116522.3645 | 7526920.4631 | 750902.0967 | 52989.7667 | 216139.4548 | 481772.8752 |  | 1698 | CB 558 | 60272.4279 | 29667.2449 | 779.7367 | 59574.1492 | 28968.9662 | 81.4581 | 0 | 0 | 0 | 698.2787 | 4198.8142 | 2009.7112 | 0.52543 | 4198.2887 | 2009.1858 | 0 | 0 | 0 | 0 | 0.52543 | 38233.4745 | 18137.9492 | 63.4321 | 38170.0424 | 18074.5171 | 0 | 0 | 0 | 0 | 63.4321 | 17840.1392 | 9519.5844 | 715.7792 | 17205.8181 | 8885.2633 | 81.4581 | 0 | 0 | 0 | 634.3211 | 0.0030564 | 0.0015898 | 4.02e-05 | 0 | 0 | 0 | 0.0009982 | 5000000 | scaled
CB 56 | 122212.1886 | 11814.4257 | 106257.7897 | 4139.9732 | 9.667% | 86.95% | 3.388% | 54056.2408 | 110847.0903 | 50.913 | 48373.4803 | 5631.8475 | 106.2362 | 98980.5019 | 11760.3522 | 56 | 0.023301 | 0.01485 | 0.0069502 | 5245023.244 | 116.9258 | 109117.9905 | 12977.2722 | 5018.1475 | 4683054.9642 | 556950.1313 | 4589687.9271 | 4322.8127 | 4107188.6432 | 478176.4691 | 1635218.8786 | 1567.1995 | 1460162.6875 | 173488.9913 |  | 1699 | CB 56 | 122212.1886 | 68155.9478 | 11365.0982 | 11814.4257 | 5245.6813 | 133.8785 | 106257.7897 | 58770.2933 | 7091.2466 | 4139.9732 | 116.9258 | 66.0128 | 10.6896 | 0.31294 | 0.12297 | 0 | 113.4977 | 62.7746 | 7.5744 | 3.1152 | 12977.2722 | 7345.4248 | 1216.9201 | 1.7144 | 0.68002 | 0 | 12599.4798 | 6968.6667 | 840.8421 | 376.078 | 109117.9905 | 60744.5102 | 10137.4886 | 11812.3984 | 5244.8783 | 133.8785 | 93544.8121 | 51738.852 | 6242.8302 | 3760.78 | 0.0072922 | 0.0032182 | 8.16e-05 | 0.010155 | 0.0057786 | 0.0010156 | 0.005853 | 5000000 | scaled
CB 560 | 8225.094 | 7951.3639 | 0 | 273.7301 | 96.67% | 0% | 3.328% | 4402.2584 | 7569.2411 | 341.1042 | 0.40118 | 4060.753 | 601.4996 | 1.0845 | 6966.6569 | 560 | 0.0011202 | 0.0008018 | 0.0004022 | 7342522.7593 | 629.119 | 249.7617 | 7346.2134 | 561613.0766 | 222961.666 | 6557948.0164 | 4767816.9556 | 369429.0857 | 434.4921 | 4397953.378 | 1630663.6982 | 129582.8108 | 233.6438 | 1500847.2434 |  | 1700 | CB 560 | 8225.094 | 3822.8356 | 655.8529 | 7951.3639 | 3549.1056 | 382.1229 | 0 | 0 | 0 | 273.7301 | 629.119 | 288.0148 | 27.6194 | 628.913 | 287.8088 | 27.4134 | 0 | 0 | 0 | 0.20597 | 7346.2134 | 3285.4604 | 379.5564 | 7321.3475 | 3260.5945 | 354.6906 | 0 | 0 | 0 | 24.8658 | 249.7617 | 249.3605 | 248.6771 | 1.1034 | 0.70221 | 0.018862 | 0 | 0 | 0 | 248.6583 | 0.0007286 | 0.0004102 | 1.06e-05 | 0 | 0 | 0 | 0.0003916 | 5000000 | scaled
CB 562 | 385059.7996 | 384066.6282 | 0 | 993.1713 | 99.74% | 0% | 0.2579% | 201189.3276 | 381773.8023 | 134282.5075 | 21626.4831 | 45280.3369 | 252310.2819 | 43913.4991 | 85550.0212 | 562 | 0.0064962 | 0.0040118 | 0.001481 | 59274622.0252 | 253567.1761 | 45385.7018 | 86106.9217 | 39033154.1671 | 6986500.0723 | 13254967.7765 | 45832412.3835 | 30590545.3984 | 4926672.3155 | 10315194.6444 | 2218769.2458 | 1466361.208 | 255213.7438 | 497194.2937 |  | 1701 | CB 562 | 385059.7996 | 183870.472 | 3285.9973 | 384066.6282 | 182877.3007 | 2292.8259 | 0 | 0 | 0 | 993.1713 | 253567.1761 | 119284.6686 | 1256.8942 | 253566.4288 | 119283.9212 | 1256.1468 | 0 | 0 | 0 | 0.74733 | 86106.9217 | 40826.5848 | 556.9005 | 86016.7013 | 40736.3644 | 466.6801 | 0 | 0 | 0 | 90.2204 | 45385.7018 | 23759.2187 | 1472.2026 | 44483.4981 | 22857.0151 | 569.999 | 0 | 0 | 0 | 902.2036 | 0.0050812 | 0.0025968 | 6.6e-05 | 0 | 0 | 0 | 0.001415 | 5000000 | scaled
CB 563 | 10230.9852 | 10102.8703 | 0 | 128.1149 | 98.75% | 0% | 1.252% | 3660.0328 | 9925.6548 | 250.938 | 2122.7917 | 1286.303 | 683.93 | 5799.6252 | 3442.0996 | 563 | 0.0006932 | 0.0005194 | 0.0001952 | 14759066.9071 | 696.8674 | 6015.3028 | 3518.815 | 1005290.5296 | 8677586.2276 | 5076190.1544 | 12651044.3069 | 867376.9739 | 7337511.3281 | 4446156.0146 | 1564192.3914 | 107781.1128 | 913967.8768 | 542443.4023 |  | 1702 | CB 563 | 10230.9852 | 6570.9524 | 305.3304 | 10102.8703 | 6442.8375 | 177.2155 | 0 | 0 | 0 | 128.1149 | 696.8674 | 445.9294 | 12.9374 | 696.771 | 445.833 | 12.841 | 0 | 0 | 0 | 0.096402 | 3518.815 | 2232.512 | 76.7154 | 3507.177 | 2220.8739 | 65.0774 | 0 | 0 | 0 | 11.638 | 6015.3028 | 3892.5111 | 215.6775 | 5898.9223 | 3776.1306 | 99.2971 | 0 | 0 | 0 | 116.3804 | 0.0005066 | 0.0003328 | 8.6e-06 | 0 | 0 | 0 | 0.0001866 | 5000000 | scaled
CB 564 | 57572.2315 | 57173.1963 | 0 | 399.0352 | 99.31% | 0% | 0.6931% | 22514.3643 | 55662.6806 | 1620.2754 | 6348.8455 | 14545.2434 | 4009.1067 | 13572.6346 | 38080.9394 | 564 | 0.002902 | 0.0017958 | 0.0005828 | 19838811.685 | 4117.2287 | 14114.1606 | 39340.8422 | 1418755.571 | 4863597.7429 | 13556458.3701 | 19522144.5707 | 1404936.4176 | 5505066.7775 | 12612141.3687 | 3276511.4739 | 235990.8625 | 798935.5249 | 2241585.0863 |  | 1703 | CB 564 | 57572.2315 | 35057.8672 | 1909.5509 | 57173.1963 | 34658.832 | 1510.5157 | 0 | 0 | 0 | 399.0352 | 4117.2287 | 2496.9533 | 108.122 | 4116.9284 | 2496.653 | 107.8217 | 0 | 0 | 0 | 0.30026 | 39340.8422 | 24795.5988 | 1259.9028 | 39304.5936 | 24759.3501 | 1223.6542 | 0 | 0 | 0 | 36.2486 | 14114.1606 | 7765.3152 | 541.5261 | 13751.6744 | 7402.8289 | 179.0398 | 0 | 0 | 0 | 362.4863 | 0.002351 | 0.0012448 | 3.18e-05 | 0 | 0 | 0 | 0.000551 | 5000000 | scaled
CB 567 | 37304.9438 | 36938.3744 | 0 | 366.5693 | 99.02% | 0% | 0.9826% | 17613.2316 | 36453.155 | 1355.0092 | 3238.5123 | 13019.7101 | 2757.1641 | 7065.8427 | 26630.1482 | 567 | 0.0023798 | 0.0015048 | 0.0005368 | 15675663.4087 | 2798.1209 | 7478.7103 | 27028.1126 | 1175779.8424 | 3142579.3407 | 11357304.2272 | 13085933.1207 | 1006718.1166 | 2406086.318 | 9673128.692 | 1586789.9124 | 120018.1486 | 307573.0456 | 1159198.7184 |  | 1704 | CB 567 | 37304.9438 | 19691.7122 | 851.7888 | 36938.3744 | 19325.1428 | 485.2195 | 0 | 0 | 0 | 366.5693 | 2798.1209 | 1443.1117 | 40.9568 | 2797.845 | 1442.8359 | 40.6809 | 0 | 0 | 0 | 0.27583 | 27028.1126 | 14008.4025 | 397.9644 | 26994.8132 | 13975.103 | 364.665 | 0 | 0 | 0 | 33.2994 | 7478.7103 | 4240.198 | 412.8676 | 7145.7162 | 3907.2039 | 79.8735 | 0 | 0 | 0 | 332.9941 | 0.0018682 | 0.0009932 | 2.52e-05 | 0 | 0 | 0 | 0.0005116 | 5000000 | scaled
CB 57 | 246572.4961 | 33081.5692 | 206797.9798 | 6692.9471 | 13.42% | 83.87% | 2.714% | 111498.4441 | 226784.9755 | 101.1811 | 103782.5831 | 7614.6799 | 211.6704 | 210638.9744 | 15934.3307 | 57 | 0.034392 | 0.021631 | 0.010632 | 7169389.054 | 231.6382 | 228682.3368 | 17658.5211 | 6735.156 | 6649211.3606 | 513442.5367 | 6244524.1045 | 5666.698 | 5812393.5901 | 426463.8159 | 1861093.7134 | 1737.0572 | 1728592.7792 | 130763.8769 |  | 1705 | CB 57 | 246572.4961 | 135074.052 | 19787.5206 | 33081.5692 | 14325.837 | 360.5477 | 206797.9798 | 114055.2679 | 12734.0258 | 6692.9471 | 231.6382 | 130.457 | 19.9678 | 0.19155 | 0.068972 | 0 | 226.4104 | 125.3518 | 14.9315 | 5.0362 | 17658.5211 | 10043.8412 | 1724.1904 | 1.041 | 0.39399 | 0 | 17049.4882 | 9435.4554 | 1116.1985 | 607.9919 | 228682.3368 | 124899.7537 | 18043.3624 | 33080.3366 | 14325.374 | 360.5477 | 189522.0813 | 104494.4607 | 11602.8957 | 6079.919 | 0.014905 | 0.006453 | 0.0001634 | 0.010021 | 0.005711 | 0.001002 | 0.0094668 | 5000000 | scaled
CB 570 | 7101.6877 | 4772.8303 | 0 | 2328.8574 | 67.21% | 0% | 32.79% | 2705.158 | 4720.6757 | 0.033895 | 2704.9509 | 0.17322 | 0.10681 | 4720.0235 | 0.54543 | 570 | 0.0078126 | 0.0052718 | 0.0033796 | 909004.3898 | 1.8592 | 6887.7281 | 212.1004 | 237.9744 | 881617.9081 | 27148.5072 | 833971.2666 | 10.4494 | 833907.4146 | 53.4025 | 704524.7935 | 15.9404 | 704427.4516 | 81.4014 |  | 1706 | CB 570 | 7101.6877 | 4396.5297 | 2381.012 | 4772.8303 | 2067.6724 | 52.1546 | 0 | 0 | 0 | 2328.8574 | 1.8592 | 1.8253 | 1.7524 | 0.10681 | 0.072914 | 0 | 0 | 0 | 0 | 1.7524 | 212.1004 | 211.9272 | 211.555 | 0.54543 | 0.37221 | 0 | 0 | 0 | 0 | 211.555 | 6887.7281 | 4182.7772 | 2167.7046 | 4772.1781 | 2067.2272 | 52.1546 | 0 | 0 | 0 | 2115.55 | 0.0044818 | 0.001941 | 4.88e-05 | 0 | 0 | 0 | 0.0033308 | 5000000 | scaled
CB 572 | 3329.9948 | 1738.3119 | 0 | 1591.6829 | 52.2% | 0% | 47.8% | 984.784 | 1719.0538 | 0.014189 | 984.6966 | 0.073269 | 0.023648 | 1718.908 | 0.12207 | 572 | 0.0045428 | 0.0032304 | 0.0022518 | 733026.942 | 1.2213 | 3184.0618 | 144.7116 | 268.8513 | 700902.9277 | 31855.1629 | 725981.5435 | 10.4598 | 725917.0695 | 54.0138 | 715401.4722 | 9.8412 | 715340.8314 | 50.7998 |  | 1707 | CB 572 | 3329.9948 | 2345.2108 | 1610.941 | 1738.3119 | 753.5279 | 19.2581 | 0 | 0 | 0 | 1591.6829 | 1.2213 | 1.2071 | 1.1977 | 0.023648 | 0.0094591 | 0 | 0 | 0 | 0 | 1.1977 | 144.7116 | 144.6384 | 144.5896 | 0.12207 | 0.048799 | 0 | 0 | 0 | 0 | 144.5896 | 3184.0618 | 2199.3653 | 1465.1538 | 1738.1662 | 753.4696 | 19.2581 | 0 | 0 | 0 | 1445.8957 | 0.0023168 | 0.0010044 | 2.58e-05 | 0 | 0 | 0 | 0.002226 | 5000000 | scaled
CB 576 | 417702.4735 | 327340.8289 | 89750.4157 | 611.2289 | 78.37% | 21.49% | 0.1463% | 234638.0254 | 409221.2925 | 11125.6606 | 41372.6487 | 182139.7161 | 18746.761 | 91036.1934 | 299438.338 | 576 | 0.047237 | 0.027092 | 0.005321 | 8842622.022 | 18808.3409 | 98320.0398 | 300574.0927 | 398166.3034 | 2081402.4442 | 6363053.2735 | 6757240.1815 | 320403.1418 | 1191473.2229 | 5245363.8159 | 1593907.3548 | 73018.1953 | 354583.8423 | 1166305.317 |  | 1708 | CB 576 | 417702.4735 | 183064.4481 | 8481.181 | 327340.8289 | 132411.8628 | 709.1778 | 89750.4157 | 50041.3564 | 7160.7744 | 611.2289 | 18808.3409 | 7682.6804 | 61.5799 | 18635.709 | 7586.224 | 47.3832 | 172.172 | 95.9965 | 13.7368 | 0.45993 | 300574.0927 | 118434.3766 | 1135.7547 | 292475.3089 | 113894.2422 | 438.4954 | 8043.2593 | 4484.6099 | 641.7348 | 55.5245 | 98320.0398 | 56947.3911 | 7283.8464 | 16229.811 | 10931.3966 | 223.2991 | 81534.9843 | 45460.75 | 6505.3027 | 555.2445 | 0.0020202 | 0.0010624 | 2.66e-05 | 0.044359 | 0.025171 | 0.0044358 | 0.0008586 | 5000000 | scaled
CB 578 | 140491.5616 | 16926.5716 | 119301.2367 | 4263.7533 | 12.05% | 84.92% | 3.035% | 62837.9703 | 128077.2248 | 58.6573 | 57760.9384 | 5018.3747 | 122.5165 | 117460.357 | 10494.3514 | 578 | 0.025495 | 0.015792 | 0.0070628 | 5510596.7335 | 134.4218 | 128725.3114 | 11631.8285 | 5272.519 | 5049081.044 | 456243.1731 | 4917398.572 | 4590.2355 | 4520094.373 | 392713.9686 | 1757707.5324 | 1681.3927 | 1612003.6528 | 144022.4879 |  | 1709 | CB 578 | 140491.5616 | 77653.5913 | 12414.3368 | 16926.5716 | 7326.5971 | 188.3488 | 119301.2367 | 66063.2409 | 7962.2347 | 4263.7533 | 134.4218 | 75.7646 | 11.9054 | 1.0444 | 0.47492 | 0.0094591 | 130.169 | 72.0813 | 8.6876 | 3.2083 | 11631.8285 | 6613.4537 | 1137.477 | 5.3763 | 2.4462 | 0.048611 | 11239.1299 | 6223.6852 | 750.1061 | 387.3223 | 128725.3114 | 70964.373 | 11264.9544 | 16920.1508 | 7323.6759 | 188.2907 | 107931.9378 | 59767.4744 | 7203.441 | 3873.2227 | 0.009446 | 0.0040896 | 0.0001048 | 0.010101 | 0.005754 | 0.00101 | 0.005948 | 5000000 | scaled
CB 579 | 49662.1291 | 10758.3576 | 37315.4309 | 1588.3406 | 21.66% | 75.14% | 3.198% | 22719.7588 | 45462.9242 | 20.3978 | 20987.0274 | 1712.3336 | 42.7191 | 41832.2324 | 3587.9728 | 579 | 0.015297 | 0.0092776 | 0.0032618 | 3246527.3655 | 46.9664 | 45626.4189 | 3988.7438 | 3070.3024 | 2982703.723 | 260753.3397 | 2904023.7012 | 2607.2382 | 2682547.1802 | 218869.2824 | 1287388.8286 | 1209.6901 | 1184577.3136 | 101601.8247 |  | 1710 | CB 579 | 49662.1291 | 26942.3703 | 4199.2049 | 10758.3576 | 4658.4027 | 121.2639 | 37315.4309 | 20695.6269 | 2489.6003 | 1588.3406 | 46.9664 | 26.5686 | 4.2474 | 0.023648 | 0.0011824 | 0 | 45.7476 | 25.3722 | 3.0522 | 1.1952 | 3988.7438 | 2276.4103 | 400.7711 | 0.12489 | 0.006846 | 0 | 3844.333 | 2132.1175 | 256.4851 | 144.286 | 45626.4189 | 24639.3915 | 3794.1865 | 10758.2091 | 4658.3947 | 121.2639 | 33425.3503 | 18538.1373 | 2230.063 | 1442.8595 | 0.0029002 | 0.0012558 | 3.26e-05 | 0.010186 | 0.0058112 | 0.0010186 | 0.0022106 | 5000000 | scaled
CB 580 | 16685.3683 | 10957.3083 | 0 | 5728.0599 | 65.67% | 0% | 34.33% | 6161.3 | 10861.2825 | 116.6528 | 5436.4164 | 608.2308 | 192.204 | 9669.1818 | 999.8967 | 580 | 0.021036 | 0.013855 | 0.0081818 | 793196.6885 | 196.5189 | 14968.5869 | 1520.2624 | 9342.2074 | 711583.5498 | 72270.9313 | 759564.3742 | 14380.9493 | 670200.807 | 74982.6185 | 711834.2907 | 12596.8014 | 633705.5653 | 65531.9241 |  | 1711 | CB 580 | 16685.3683 | 10524.0682 | 5824.0858 | 10957.3083 | 4796.0083 | 96.0259 | 0 | 0 | 0 | 5728.0599 | 196.5189 | 79.8661 | 4.3149 | 192.2088 | 75.5559 | 0.0047295 | 0 | 0 | 0 | 4.3102 | 1520.2624 | 912.0317 | 520.3657 | 999.9215 | 391.6908 | 0.024846 | 0 | 0 | 0 | 520.3409 | 14968.5869 | 9532.1705 | 5299.4052 | 9765.1781 | 4328.7616 | 95.9963 | 0 | 0 | 0 | 5203.4088 | 0.013002 | 0.0058218 | 0.0001482 | 0 | 0 | 0 | 0.0080336 | 5000000 | scaled
CB 581 | 6692.9176 | 3766.2904 | 0 | 2926.6272 | 56.27% | 0% | 43.73% | 2158.7407 | 3726.5727 | 199.4052 | 771.4244 | 1187.9111 | 349.8497 | 1314.882 | 2061.8411 | 581 | 0.012283 | 0.007685 | 0.0042316 | 544875.0044 | 355.9235 | 3987.1395 | 2349.8547 | 28975.9738 | 324595.7515 | 191303.2791 | 590003.4997 | 54499.2528 | 210837.3258 | 324666.9211 | 700998.4261 | 65809.5485 | 247339.9202 | 387848.9576 |  | 1712 | CB 581 | 6692.9176 | 4534.1769 | 2966.3449 | 3766.2904 | 1607.5497 | 39.7177 | 0 | 0 | 0 | 2926.6272 | 355.9235 | 156.5183 | 6.0738 | 353.7213 | 154.3161 | 3.8716 | 0 | 0 | 0 | 2.2022 | 2349.8547 | 1161.9436 | 288.0136 | 2083.9979 | 896.0868 | 22.1568 | 0 | 0 | 0 | 265.8568 | 3987.1395 | 3215.715 | 2672.2575 | 1328.5712 | 557.1468 | 13.6893 | 0 | 0 | 0 | 2658.5682 | 0.0081412 | 0.0035428 | 8.94e-05 | 0 | 0 | 0 | 0.0041422 | 5000000 | scaled
CB 582 | 1245.572 | 1027.3756 | 0 | 218.1964 | 82.48% | 0% | 17.52% | 582.8487 | 1015.937 | 0 | 582.8487 | 0 | 0.046901 | 1015.6512 | 0.23889 | 582 | 0.0009004 | 0.0005638 | 0.0003132 | 1383354.0993 | 0.21109 | 1225.3009 | 20.06 | 234.4368 | 1360840.6686 | 22278.9941 | 1175458.2091 | 0 | 1175458.2095 | 0 | 733189.6501 | 33.848 | 732983.3959 | 172.4062 |  | 1713 | CB 582 | 1245.572 | 662.7233 | 229.635 | 1027.3756 | 444.5269 | 11.4386 | 0 | 0 | 0 | 218.1964 | 0.21109 | 0.21109 | 0.16419 | 0.046901 | 0.046901 | 0 | 0 | 0 | 0 | 0.16419 | 20.06 | 20.06 | 19.8211 | 0.23889 | 0.23889 | 0 | 0 | 0 | 0 | 19.8211 | 1225.3009 | 642.4522 | 209.6497 | 1027.0898 | 444.2411 | 11.4386 | 0 | 0 | 0 | 198.2111 | 0.0005938 | 0.0002572 | 6.6e-06 | 0 | 0 | 0 | 0.0003066 | 5000000 | scaled
CB 588 | 21538.0482 | 21291.2333 | 0 | 246.815 | 98.85% | 0% | 1.146% | 12036.491 | 21271.8148 | 1172.5601 | 213.7805 | 10650.1504 | 2050.8049 | 378.5126 | 18842.4974 | 588 | 0.0014694 | 0.0008346 | 0.0003616 | 14657716.2447 | 2053.4197 | 606.311 | 18878.3176 | 1397454.5243 | 412624.8617 | 12847636.8586 | 11384564.1673 | 1109051.2657 | 202201.5992 | 10073311.3014 | 736264.9386 | 70982.9287 | 13101.166 | 652180.8439 |  | 1714 | CB 588 | 21538.0482 | 9501.5573 | 266.2334 | 21291.2333 | 9254.7423 | 19.4184 | 0 | 0 | 0 | 246.815 | 2053.4197 | 880.8596 | 2.6148 | 2053.234 | 880.6739 | 2.4291 | 0 | 0 | 0 | 0.18572 | 18878.3176 | 8228.1672 | 35.8202 | 18855.8968 | 8205.7463 | 13.3994 | 0 | 0 | 0 | 22.4208 | 606.311 | 392.5305 | 227.7983 | 382.1026 | 168.3221 | 3.5899 | 0 | 0 | 0 | 224.2084 | 0.00112 | 0.0004852 | 1.22e-05 | 0 | 0 | 0 | 0.0003494 | 5000000 | scaled
CB 589 | 115513.0497 | 114580.6883 | 0 | 932.3615 | 99.19% | 0% | 0.8071% | 42333.8221 | 113922.7449 | 4896.6452 | 6977.5885 | 30459.5884 | 12468.2064 | 24562.4904 | 76892.0482 | 589 | 0.0061356 | 0.0041592 | 0.0014246 | 18826691.7172 | 12524.6402 | 25755.9996 | 77232.41 | 2041306.5014 | 4197796.4013 | 12587588.8226 | 17594544.0517 | 2035116.0229 | 2899985.9263 | 12659442.1221 | 1116316.7121 | 122174.6122 | 240685.1986 | 753456.9018 |  | 1715 | CB 589 | 115513.0497 | 73179.2276 | 1590.3048 | 114580.6883 | 72246.8661 | 657.9433 | 0 | 0 | 0 | 932.3615 | 12524.6402 | 7627.995 | 56.4338 | 12523.9386 | 7627.2934 | 55.7322 | 0 | 0 | 0 | 0.70157 | 77232.41 | 46772.8216 | 340.3618 | 77147.7136 | 46688.1252 | 255.6654 | 0 | 0 | 0 | 84.6964 | 25755.9996 | 18778.4111 | 1193.5092 | 24909.036 | 17931.4475 | 346.5457 | 0 | 0 | 0 | 846.9636 | 0.0047822 | 0.0028058 | 7.12e-05 | 0 | 0 | 0 | 0.0013534 | 5000000 | scaled
CB 59 | 54425.4359 | 53923.8339 | 154.9569 | 346.6451 | 99.08% | 0.2847% | 0.6369% | 14068.2222 | 53243.895 | 990.7916 | 7348.3201 | 5729.1105 | 3886.1242 | 26426.2424 | 22931.5284 | 59 | 0.0099342 | 0.0061784 | 0.0012728 | 5478592.7332 | 3946.1034 | 27185.1881 | 23294.1444 | 397224.0713 | 2736525.1475 | 2344843.5143 | 6531984.6125 | 460032.2276 | 3411881.9712 | 2660070.4171 | 928300.5398 | 67754.0819 | 460738.1761 | 399808.2818 |  | 1716 | CB 59 | 54425.4359 | 40357.2137 | 1181.5409 | 53923.8339 | 39925.0137 | 824.5216 | 154.9569 | 85.5549 | 10.3742 | 346.6451 | 3946.1034 | 2955.3118 | 59.9791 | 3945.7408 | 2954.9947 | 59.7115 | 0.10177 | 0.056189 | 0.0068133 | 0.26084 | 23294.1444 | 17565.0339 | 362.6161 | 23230.6587 | 17515.8787 | 328.9845 | 31.9962 | 17.6658 | 2.1421 | 31.4895 | 27185.1881 | 19836.868 | 758.9457 | 26747.4344 | 19454.1403 | 435.8257 | 122.8589 | 67.833 | 8.2252 | 314.8948 | 0.0020612 | 0.0014922 | 3.8e-05 | 0.0073758 | 0.004189 | 0.0007376 | 0.0004972 | 5000000 | scaled
CB 590 | 1201404.437 | 758282.0166 | 441895.7069 | 1226.7139 | 63.12% | 36.78% | 0.1021% | 496408.9003 | 1153130.817 | 27205.1891 | 200289.5721 | 268914.1395 | 67588.5108 | 436947.6396 | 648594.6671 | 590 | 0.042337 | 0.025143 | 0.0053486 | 28377308.559 | 68785.1865 | 470318.4307 | 662300.8203 | 1624713.8775 | 11108974.4785 | 15643620.2146 | 28039435.8947 | 1536673.0052 | 11313267.3767 | 15189495.5371 | 9025468.3469 | 529010.2004 | 3419956.3763 | 5076501.7741 |  | 1717 | CB 590 | 1201404.437 | 704995.5367 | 48273.62 | 758282.0166 | 458027.6285 | 12824.2205 | 441895.7069 | 245741.1943 | 34222.6856 | 1226.7139 | 68785.1865 | 41579.9974 | 1196.6757 | 68167.1097 | 41235.8709 | 1147.9571 | 617.1538 | 343.2034 | 47.7956 | 0.92306 | 662300.8203 | 393386.6808 | 13706.1532 | 622673.6615 | 371300.2841 | 10534.416 | 39515.7232 | 21974.9612 | 3060.3017 | 111.4355 | 470318.4307 | 270028.8586 | 33370.7911 | 67441.2454 | 45491.4735 | 1141.8474 | 401762.83 | 223423.0298 | 31114.5884 | 1114.3553 | 0.0054792 | 0.003493 | 8.84e-05 | 0.035108 | 0.019901 | 0.0035108 | 0.0017494 | 5000000 | scaled
CB 591 | 1060547.179 | 957018.3839 | 97442.0433 | 6086.7517 | 90.24% | 9.188% | 0.5739% | 509056.8067 | 1033933.4662 | 71112.4925 | 89885.8319 | 348058.4822 | 143989.9493 | 180735.4856 | 709208.0313 | 591 | 0.066615 | 0.03993 | 0.012439 | 15920641.7062 | 146052.2562 | 194215.6103 | 720279.3125 | 2192496.1825 | 2915511.1687 | 10812634.3549 | 13811429.3088 | 1929382.2425 | 2438729.4243 | 9443317.6395 | 2139503.5702 | 297956.3199 | 373993.3268 | 1467553.9235 |  | 1718 | CB 591 | 1060547.179 | 551490.3723 | 26613.7128 | 957018.3839 | 491192.7137 | 12970.922 | 97442.0433 | 54210.9069 | 7556.0391 | 6086.7517 | 146052.2562 | 74939.7637 | 2062.3069 | 145840.7458 | 74820.06 | 2041.6806 | 206.9303 | 115.1236 | 16.0462 | 4.5801 | 720279.3125 | 372220.8303 | 11071.2812 | 710645.768 | 366615.9935 | 9814.2096 | 9080.6198 | 5051.9121 | 704.147 | 552.9247 | 194215.6103 | 104329.7784 | 13480.1247 | 100531.8702 | 49756.6602 | 1115.0318 | 88154.4932 | 49043.8713 | 6835.8459 | 5529.2469 | 0.02218 | 0.011024 | 0.0002798 | 0.035861 | 0.020333 | 0.003586 | 0.0085734 | 5000000 | scaled
CB 595 | 1007.1828 | 623.6697 | 0 | 383.5131 | 61.92% | 0% | 38.08% | 353.2925 | 616.1696 | 0.43039 | 350.6645 | 2.1976 | 0.62036 | 612.3801 | 3.1692 | 595 | 0.0014016 | 0.0009762 | 0.000536 | 718595.0485 | 0.90894 | 968.2661 | 38.0077 | 648.5 | 690829.1535 | 27117.3953 | 669832.3452 | 816.0013 | 664849.7906 | 4166.5539 | 729502.2188 | 734.459 | 725015.7059 | 3752.0544 |  | 1719 | CB 595 | 1007.1828 | 653.8903 | 391.0132 | 623.6697 | 270.3773 | 7.5001 | 0 | 0 | 0 | 383.5131 | 0.90894 | 0.47855 | 0.28858 | 0.62036 | 0.18997 | 0 | 0 | 0 | 0 | 0.28858 | 38.0077 | 35.8102 | 34.8386 | 3.1692 | 0.97157 | 0 | 0 | 0 | 0 | 34.8386 | 968.2661 | 617.6016 | 355.886 | 619.8802 | 269.2157 | 7.5001 | 0 | 0 | 0 | 348.3859 | 0.0008772 | 0.0004518 | 1.16e-05 | 0 | 0 | 0 | 0.0005244 | 5000000 | scaled
CB 596 | 273329.6551 | 272280.7074 | 0 | 1048.9477 | 99.62% | 0% | 0.3838% | 51938.3443 | 266777.485 | 3364.0896 | 11352.331 | 37221.9237 | 17231.7693 | 43756.9026 | 205788.813 | 596 | 0.0060594 | 0.0049396 | 0.0015798 | 45108369.6571 | 17585.4474 | 45575.5146 | 210168.693 | 2902176.3574 | 7521456.6838 | 34684736.6076 | 44819683.942 | 2903008.0437 | 9796382.5306 | 32120293.3677 | 4147468.1238 | 267894.4742 | 680268.6464 | 3199305.0025 |  | 1720 | CB 596 | 273329.6551 | 221391.3108 | 6552.1701 | 272280.7074 | 220342.3631 | 5503.2224 | 0 | 0 | 0 | 1048.9477 | 17585.4474 | 14221.3579 | 353.6781 | 17584.6581 | 14220.5685 | 352.8888 | 0 | 0 | 0 | 0.7893 | 210168.693 | 172946.7693 | 4379.88 | 210073.4059 | 172851.4822 | 4284.5929 | 0 | 0 | 0 | 95.2871 | 45575.5146 | 34223.1836 | 1818.6121 | 44622.6433 | 33270.3123 | 865.7408 | 0 | 0 | 0 | 952.8713 | 0.0045672 | 0.0034474 | 8.76e-05 | 0 | 0 | 0 | 0.0014922 | 5000000 | scaled
CB 597 | 218048.8508 | 217312.3758 | 0 | 736.475 | 99.66% | 0% | 0.3378% | 63546.8994 | 212762.9072 | 3929.1929 | 13623.9516 | 45993.7548 | 13013.0943 | 55118.9386 | 144630.8743 | 597 | 0.0040332 | 0.0033112 | 0.0010866 | 54063485.7681 | 13333.8782 | 56605.4098 | 148109.5627 | 3306029.5076 | 14034863.0988 | 36722593.1518 | 46660410.546 | 2885077.901 | 10003622.2284 | 33771710.3711 | 4864663.7217 | 297534.6049 | 1260253.0426 | 3306876.0732 |  | 1721 | CB 597 | 218048.8508 | 154501.9514 | 5285.9436 | 217312.3758 | 153765.4764 | 4549.4686 | 0 | 0 | 0 | 736.475 | 13333.8782 | 9404.6853 | 320.784 | 13333.324 | 9404.1311 | 320.2298 | 0 | 0 | 0 | 0.55417 | 148109.5627 | 102115.8079 | 3478.6884 | 148042.6608 | 102048.906 | 3411.7865 | 0 | 0 | 0 | 66.9019 | 56605.4098 | 42981.4582 | 1486.4712 | 55936.3909 | 42312.4393 | 817.4523 | 0 | 0 | 0 | 669.0189 | 0.0030048 | 0.0022828 | 5.82e-05 | 0 | 0 | 0 | 0.0010284 | 5000000 | scaled
CB 598 | 17219.7158 | 16436.0202 | 0 | 783.6955 | 95.45% | 0% | 4.551% | 9857.7269 | 16359.6457 | 816.3101 | 583.3609 | 8458.0558 | 1371.8701 | 1010.7842 | 13976.9914 | 598 | 0.0027812 | 0.0018266 | 0.0011158 | 6191469.7936 | 1379.4891 | 1733.5146 | 14106.7121 | 496004.9942 | 623297.3713 | 5072167.4277 | 4030433.0045 | 333756.7818 | 238513.1212 | 3458163.1012 | 770810.2976 | 64637.8039 | 47624.6797 | 658547.8139 |  | 1722 | CB 598 | 17219.7158 | 7361.9889 | 860.0701 | 16436.0202 | 6578.2934 | 76.3746 | 0 | 0 | 0 | 783.6955 | 1379.4891 | 563.179 | 7.619 | 1378.8994 | 562.5893 | 7.0293 | 0 | 0 | 0 | 0.58971 | 14106.7121 | 5648.6562 | 129.7207 | 14035.5206 | 5577.4648 | 58.5292 | 0 | 0 | 0 | 71.1914 | 1733.5146 | 1150.1537 | 722.7304 | 1021.6002 | 438.2393 | 10.816 | 0 | 0 | 0 | 711.9144 | 0.001683 | 0.0007284 | 1.76e-05 | 0 | 0 | 0 | 0.0010982 | 5000000 | scaled
CB 599 | 4323244.194 | 4315016.629 | 0 | 8227.565 | 99.81% | 0% | 0.1903% | 2357294.968 | 4253056.1469 | 235254.9588 | 11434.3398 | 2110605.669 | 425300.0064 | 30473.5686 | 3797282.5711 | 599 | 0.043095 | 0.026473 | 0.012104 | 100319858.9614 | 431673.2753 | 39920.5959 | 3851650.322 | 10016876.2513 | 926347.9851 | 89376634.706 | 74263548.9525 | 7411405.1853 | 360224.1828 | 66491919.5718 | 5798652.2959 | 579857.5832 | 41547.9181 | 5177246.7935 |  | 1723 | CB 599 | 4323244.194 | 1965949.226 | 70188.0471 | 4315016.629 | 1957721.661 | 61960.4821 | 0 | 0 | 0 | 8227.565 | 431673.2753 | 196418.3165 | 6373.2689 | 431667.0843 | 196412.1255 | 6367.0779 | 0 | 0 | 0 | 6.191 | 3851650.322 | 1741044.653 | 54367.7509 | 3850902.925 | 1740297.256 | 53620.3533 | 0 | 0 | 0 | 747.3976 | 39920.5959 | 28486.2561 | 9447.0273 | 32446.6195 | 21012.2797 | 1973.0509 | 0 | 0 | 0 | 7473.9764 | 0.031497 | 0.014875 | 0.0005068 | 0 | 0 | 0 | 0.011597 | 5000000 | scaled
CB 60 | 10231.2073 | 8424.1194 | 0 | 1807.0878 | 82.34% | 0% | 17.66% | 4863.2142 | 8304.8005 | 112.8005 | 4163.9718 | 586.4419 | 179.1123 | 7196.2491 | 929.4391 | 60 | 0.0090716 | 0.005374 | 0.002622 | 1127828.3059 | 184.8942 | 8928.8739 | 1117.4392 | 20381.6538 | 984266.7101 | 123179.9426 | 998882.216 | 23168.7164 | 855260.9876 | 120452.5129 | 734708.9058 | 15845.7046 | 636637.6038 | 82225.5977 |  | 1724 | CB 60 | 10231.2073 | 5367.993 | 1926.4068 | 8424.1194 | 3560.9052 | 119.3189 | 0 | 0 | 0 | 1807.0878 | 184.8942 | 72.0937 | 5.7819 | 183.5344 | 70.7339 | 4.4221 | 0 | 0 | 0 | 1.3598 | 1117.4392 | 530.9973 | 188.0001 | 953.2821 | 366.8402 | 23.843 | 0 | 0 | 0 | 164.1571 | 8928.8739 | 4764.9021 | 1732.6248 | 7287.3029 | 3123.3311 | 91.0538 | 0 | 0 | 0 | 1641.571 | 0.0065212 | 0.0028236 | 7.16e-05 | 0 | 0 | 0 | 0.0025504 | 5000000 | scaled
CB 61 | 184259.5046 | 32426.6795 | 145143.4051 | 6689.4199 | 17.6% | 78.77% | 3.63% | 80394.2314 | 167512.1546 | 485.3494 | 71032.4317 | 8876.4502 | 1078.7711 | 147550.0215 | 18883.3621 | 61 | 0.035306 | 0.02218 | 0.0106 | 5218899.3605 | 1104.0901 | 162555.1518 | 20600.2626 | 31271.8489 | 4604153.1459 | 583474.364 | 4682876.906 | 28271.0767 | 4137562.2154 | 517043.612 | 1579938.6755 | 10174.737 | 1391660.1214 | 178103.8166 |  | 1725 | CB 61 | 184259.5046 | 103865.2732 | 16747.35 | 32426.6795 | 16681.9132 | 372.8406 | 145143.4051 | 80493.94 | 9685.0894 | 6689.4199 | 1104.0901 | 618.7408 | 25.3191 | 930.179 | 520.0507 | 9.0167 | 168.8775 | 93.6565 | 11.2688 | 5.0336 | 20600.2626 | 11723.8124 | 1716.9005 | 3935.4459 | 2211.135 | 37.7722 | 16057.1452 | 8905.0059 | 1071.4568 | 607.6715 | 162555.1518 | 91522.7201 | 15005.1303 | 27561.0545 | 13950.7275 | 326.0517 | 128917.3824 | 71495.2777 | 8602.3638 | 6076.7149 | 0.015844 | 0.0070322 | 0.0001782 | 0.010045 | 0.0057302 | 0.0010044 | 0.0094174 | 5000000 | scaled
CB 62 | 88591.2636 | 15819.901 | 71214.3643 | 1556.9983 | 17.86% | 80.39% | 1.758% | 39292.2178 | 81716.7367 | 237.5959 | 34603.7586 | 4450.8633 | 456.4839 | 72216.0252 | 9044.2275 | 62 | 0.016405 | 0.010056 | 0.0032524 | 5400259.8933 | 498.6798 | 78156.7205 | 9935.8632 | 30398.0396 | 4764201.1874 | 605660.6663 | 4902548.3542 | 29645.1959 | 4317562.3425 | 555340.816 | 2113678.1715 | 11807.3742 | 1867933.576 | 233937.2213 |  | 1726 | CB 62 | 88591.2636 | 49299.0457 | 6874.5269 | 15819.901 | 8231.6234 | 564.6556 | 71214.3643 | 39510.424 | 4752.873 | 1556.9983 | 498.6798 | 261.0839 | 42.1959 | 412.7309 | 212.8771 | 35.3663 | 84.7773 | 47.0353 | 5.6581 | 1.1716 | 9935.8632 | 5485 | 891.6357 | 2198.847 | 1129.4607 | 243.2653 | 7595.5774 | 4214.1005 | 506.9316 | 141.4388 | 78156.7205 | 43552.9618 | 5940.6953 | 13208.323 | 6889.2856 | 286.0241 | 63534.0096 | 35249.2883 | 4240.2833 | 1414.3879 | 0.0040876 | 0.0020878 | 5.28e-05 | 0.010131 | 0.0057814 | 0.001013 | 0.0021866 | 5000000 | scaled
CB 63 | 198804.9862 | 71917.8983 | 125056.9319 | 1830.156 | 36.18% | 62.9% | 0.9206% | 96368.4086 | 188105.6637 | 3069.2583 | 69567.0944 | 23732.056 | 5454.4194 | 138902.9625 | 43748.2817 | 63 | 0.019218 | 0.011161 | 0.0036566 | 10344620.5264 | 5496.4365 | 148445.7516 | 44862.7981 | 286001.6268 | 7724227.6384 | 2334391.2614 | 9178411.3399 | 292325.2048 | 6625775.1594 | 2260310.9782 | 2926030.3369 | 84844.8495 | 2160670.0952 | 680515.3924 |  | 1727 | CB 63 | 198804.9862 | 102436.5776 | 10699.3225 | 71917.8983 | 31340.7982 | 526.742 | 125056.9319 | 69265.6233 | 8342.4245 | 1830.156 | 5496.4365 | 2427.1782 | 42.017 | 5345.6133 | 2343.027 | 30.6705 | 149.4461 | 82.7741 | 9.9694 | 1.3771 | 44862.7981 | 21130.7421 | 1114.5164 | 32990.0988 | 14480.608 | 167.3383 | 11706.4467 | 6483.8815 | 780.9255 | 166.2526 | 148445.7516 | 78878.6572 | 9542.7891 | 33582.1862 | 14517.1632 | 328.7332 | 113201.0392 | 62698.9677 | 7551.5296 | 1662.5263 | 0.0065658 | 0.002843 | 7.22e-05 | 0.010076 | 0.0057408 | 0.0010076 | 0.0025768 | 5000000 | scaled
CB 64 | 105415.7493 | 33785.7483 | 69305.367 | 2324.634 | 32.05% | 65.74% | 2.205% | 44426.4787 | 97860.1423 | 796.9092 | 35240.9092 | 8388.6603 | 1877.975 | 77656.5867 | 18325.5806 | 64 | 0.017938 | 0.011281 | 0.0040496 | 5876606.8669 | 1916.3808 | 84361.0093 | 19138.3592 | 106832.3919 | 4702869.255 | 1066905.2185 | 5406275.0922 | 96976.189 | 4288479.6416 | 1020819.2585 | 1865766.2465 | 35804.7955 | 1480572.5272 | 349388.9234 |  | 1728 | CB 64 | 105415.7493 | 60989.2706 | 7555.607 | 33785.7483 | 20334.4894 | 568.2266 | 69305.367 | 38330.1472 | 4662.7464 | 2324.634 | 1916.3808 | 1119.4716 | 38.4058 | 1832.112 | 1072.0839 | 31.1048 | 82.5196 | 45.6384 | 5.5518 | 1.7492 | 19138.3592 | 10749.6989 | 812.7786 | 13271.241 | 7410.4397 | 221.0848 | 5655.9469 | 3128.0878 | 380.5224 | 211.1713 | 84361.0093 | 49120.1001 | 6704.4226 | 18682.3953 | 11851.9657 | 316.037 | 63566.9005 | 35156.4209 | 4276.6722 | 2111.7134 | 0.0073962 | 0.003898 | 0.0001 | 0.0073248 | 0.004166 | 0.0007324 | 0.0032172 | 5000000 | scaled
CB 65 | 189265.5769 | 117454.4384 | 67313.6529 | 4497.4856 | 62.06% | 35.57% | 2.376% | 99375.9616 | 178200.8237 | 5385.5227 | 53592.5156 | 40397.9233 | 8842.7031 | 103799.8184 | 65558.3022 | 65 | 0.027671 | 0.016704 | 0.0073028 | 6839754.2914 | 9011.238 | 112644.8208 | 67609.5181 | 325651.6829 | 4070803.0963 | 2443299.5107 | 5381322.7532 | 291632.2541 | 2902096.4297 | 2187594.0674 | 1515138.4633 | 75184.3863 | 882549.7779 | 557404.2988 |  | 1729 | CB 65 | 189265.5769 | 89889.6153 | 11064.7532 | 117454.4384 | 48093.179 | 2038.5596 | 67313.6529 | 37298.9506 | 4528.708 | 4497.4856 | 9011.238 | 3625.7153 | 168.5349 | 8912.1549 | 3569.3037 | 158.7123 | 95.6989 | 53.0274 | 6.4384 | 3.3842 | 67609.5181 | 27211.5947 | 2051.2159 | 61412.39 | 23595.5524 | 1253.2193 | 5788.5734 | 3207.4877 | 389.4419 | 408.5547 | 112644.8208 | 59052.3052 | 8845.0024 | 47129.8935 | 20928.323 | 626.628 | 61429.3806 | 34038.4356 | 4132.8277 | 4085.5467 | 0.013926 | 0.0061128 | 0.0001556 | 0.0073318 | 0.0041772 | 0.0007332 | 0.006414 | 5000000 | scaled
CB 66 | 917867.3763 | 857861.2586 | 54683.6972 | 5322.4204 | 93.46% | 5.958% | 0.5799% | 517584.8725 | 902509.7623 | 45173.6825 | 33743.6065 | 438667.5835 | 78032.622 | 66260.354 | 758216.7862 | 66 | 0.036366 | 0.021333 | 0.0086182 | 25239712.267 | 78635.6814 | 74525.329 | 764706.3658 | 2162340.6866 | 2049313.3432 | 21028058.2357 | 18763887.3743 | 1637671.2991 | 1223299.3367 | 15902916.7367 | 1781997.8685 | 154074.7501 | 130830.5068 | 1497092.6114 |  | 1730 | CB 66 | 917867.3763 | 400282.5038 | 15357.614 | 857861.2586 | 364664.8142 | 6386.1023 | 54683.6972 | 30295.2692 | 3649.0913 | 5322.4204 | 78635.6814 | 33461.9989 | 603.0594 | 78560.9951 | 33418.8359 | 594.3378 | 70.6813 | 39.1581 | 4.7166 | 4.0049 | 764706.3658 | 326038.7823 | 6489.5796 | 756977.2661 | 321541.1571 | 5522.5815 | 7245.6074 | 4014.1329 | 483.5058 | 483.4923 | 74525.329 | 40781.7226 | 8264.975 | 22322.9974 | 9704.8212 | 269.183 | 47367.4085 | 26241.9782 | 3160.8689 | 4834.9232 | 0.018797 | 0.0081396 | 0.0002064 | 0.010174 | 0.0057986 | 0.0010174 | 0.0073944 | 5000000 | scaled
CB 67 | 10876.0791 | 10799.6753 | 0 | 76.4038 | 99.3% | 0% | 0.7025% | 2550.9909 | 10797.1008 | 161.6782 | 52.3739 | 2336.9389 | 679.359 | 212.444 | 9905.2978 | 67 | 0.0002312 | 0.0001994 | 0.0001016 | 47041864.4464 | 679.4165 | 284.4242 | 9912.2384 | 2938652.5199 | 1230208.4862 | 42873003.4559 | 41750692.6931 | 2646099.7662 | 857174.7463 | 38247418.2477 | 777344.7445 | 48910.9191 | 15295.0556 | 713138.77 |  | 1731 | CB 67 | 10876.0791 | 8325.0881 | 78.9782 | 10799.6753 | 8248.6843 | 2.5744 | 0 | 0 | 0 | 76.4038 | 679.4165 | 517.7383 | 0.057491 | 679.359 | 517.6808 | 0 | 0 | 0 | 0 | 0.057491 | 9912.2384 | 7575.2995 | 6.9406 | 9905.2978 | 7568.3589 | 0 | 0 | 0 | 0 | 6.9406 | 284.4242 | 232.0503 | 71.9802 | 215.0185 | 162.6446 | 2.5744 | 0 | 0 | 0 | 69.4057 | 0.0001322 | 0.0001004 | 2.6e-06 | 0 | 0 | 0 | 9.9e-05 | 5000000 | scaled
CB 68 | 125602.8057 | 122631.0156 | 1977.3163 | 994.4738 | 97.63% | 1.574% | 0.7918% | 69228.2266 | 124150.3224 | 5779.5011 | 27134.785 | 36313.9405 | 10250.9922 | 50134.1874 | 63765.1429 | 68 | 0.015716 | 0.0091196 | 0.002489 | 7992033.959 | 10261.6352 | 51433.6902 | 63907.4803 | 652941.9197 | 3272695.9926 | 4066396.048 | 6181694.2761 | 516077.1905 | 2422984.8615 | 3242632.2248 | 583560.9771 | 48184.16 | 235652.6733 | 299724.1439 |  | 1732 | CB 68 | 125602.8057 | 56374.5791 | 1452.4833 | 122631.0156 | 54284.891 | 326.1626 | 1977.3163 | 1095.2143 | 131.8469 | 994.4738 | 10261.6352 | 4482.1341 | 10.6431 | 10257.4996 | 4479.5097 | 9.6689 | 3.3873 | 1.8762 | 0.22586 | 0.74831 | 63907.4803 | 27593.5397 | 142.3374 | 63632.2524 | 27400.7929 | 39.6703 | 184.8892 | 102.4081 | 12.3284 | 90.3387 | 51433.6902 | 24298.9052 | 1299.5028 | 48741.2636 | 22404.5884 | 276.8234 | 1789.0399 | 990.93 | 119.2926 | 903.3868 | 0.0040686 | 0.0018726 | 4.78e-05 | 0.010229 | 0.0058286 | 0.0010228 | 0.0014184 | 5000000 | scaled
CB 69 | 50796.2268 | 46834.1542 | 2937.687 | 1024.3856 | 92.2% | 5.783% | 2.017% | 12056.9871 | 49235.6925 | 1043.669 | 3871.6851 | 7141.633 | 4569.1888 | 12307.6336 | 32358.8701 | 69 | 0.011719 | 0.0074838 | 0.0022268 | 4334444.9135 | 4598.4865 | 13556.5842 | 32641.1562 | 392389.1099 | 1156784.0953 | 2785271.7088 | 5176413.0148 | 448077.2673 | 1662226.3155 | 3066109.4367 | 700796.8039 | 65035.6025 | 175180.847 | 460580.3545 |  | 1733 | CB 69 | 50796.2268 | 38739.2397 | 1560.5343 | 46834.1542 | 36089.1831 | 339.1386 | 2937.687 | 1625.671 | 197.0101 | 1024.3856 | 4598.4865 | 3554.8174 | 29.2976 | 4590.9249 | 3550.2887 | 28.0714 | 6.7907 | 3.7579 | 0.45541 | 0.77082 | 32641.1562 | 25499.5232 | 282.2862 | 31959.4988 | 25080.7443 | 149.7569 | 588.6015 | 325.7231 | 39.4734 | 93.0559 | 13556.5842 | 9684.899 | 1248.9505 | 10283.7305 | 7458.1501 | 161.3103 | 2342.2948 | 1296.19 | 157.0813 | 930.5589 | 0.0028786 | 0.0018318 | 4.72e-05 | 0.007401 | 0.0042124 | 0.00074 | 0.0014396 | 5000000 | scaled
CB 70 | 14350.5269 | 10390.1038 | 0 | 3960.423 | 72.4% | 0% | 27.6% | 4084.5513 | 10220.5648 | 13.7008 | 4000.1722 | 70.6783 | 22.5102 | 10081.9566 | 116.0981 | 70 | 0.016758 | 0.011243 | 0.0057498 | 856338.8758 | 26.6397 | 13842.1036 | 481.7835 | 1589.6712 | 825999.7386 | 28749.4656 | 913115.5584 | 3062.855 | 894252.3194 | 15800.3835 | 718279.257 | 1581.965 | 708538.1683 | 8159.1234 |  | 1734 | CB 70 | 14350.5269 | 10265.9756 | 4129.9621 | 10390.1038 | 6305.5526 | 169.539 | 0 | 0 | 0 | 3960.423 | 26.6397 | 12.9389 | 4.1296 | 23.6596 | 9.9588 | 1.1495 | 0 | 0 | 0 | 2.9801 | 481.7835 | 411.1052 | 365.6855 | 122.016 | 51.3377 | 5.9179 | 0 | 0 | 0 | 359.7675 | 13842.1036 | 9841.9314 | 3760.1471 | 10244.4282 | 6244.256 | 162.4717 | 0 | 0 | 0 | 3597.6754 | 0.011151 | 0.0056362 | 0.0001432 | 0 | 0 | 0 | 0.0056066 | 5000000 | scaled
CB 700 | 6790.0717 | 6497.196 | 0 | 292.8757 | 95.69% | 0% | 4.313% | 1020.424 | 6484.0084 | 105.9299 | 15.7823 | 898.7118 | 621.408 | 64.9381 | 5797.6623 | 700 | 0.0015946 | 0.0013164 | 0.000459 | 4258166.1138 | 623.1998 | 332.2133 | 5834.6586 | 390818.8662 | 208336.4777 | 3659010.7701 | 4382898.5422 | 454987.5251 | 67787.8745 | 3860123.1423 | 666804.5235 | 63904.5572 | 6678.1255 | 596221.8409 |  | 1735 | CB 700 | 6790.0717 | 5769.6476 | 306.0633 | 6497.196 | 5476.772 | 13.1876 | 0 | 0 | 0 | 292.8757 | 623.1998 | 517.2698 | 1.7917 | 622.9794 | 517.0494 | 1.5714 | 0 | 0 | 0 | 0.22038 | 5834.6586 | 4935.9468 | 36.9963 | 5808.0535 | 4909.3418 | 10.3913 | 0 | 0 | 0 | 26.605 | 332.2133 | 316.431 | 267.2752 | 66.1631 | 50.3807 | 1.225 | 0 | 0 | 0 | 266.0503 | 0.0011578 | 0.0008796 | 2.22e-05 | 0 | 0 | 0 | 0.0004368 | 5000000 | scaled
CB 701 | 193601.8371 | 88708.9124 | 91445.4312 | 13447.4935 | 45.82% | 47.23% | 6.946% | 74555.4531 | 172338.0213 | 1533.1912 | 63632.0565 | 9390.2054 | 3578.3682 | 147805.198 | 20954.455 | 701 | 0.065404 | 0.040782 | 0.019824 | 2960109.7967 | 3709.4824 | 166736.1181 | 23156.2366 | 56716.7924 | 2549341.5974 | 354051.4074 | 2919105.6795 | 60029.7769 | 2491416.6544 | 367659.2489 | 1072640.7566 | 22271.949 | 919947.196 | 130421.6118 |  | 1736 | CB 701 | 193601.8371 | 119046.384 | 21263.8158 | 88708.9124 | 55121.2728 | 2049.7702 | 91445.4312 | 50477.6177 | 5766.5522 | 13447.4935 | 3709.4824 | 2176.2912 | 131.1142 | 3589.9787 | 2105.6286 | 113.7579 | 109.3848 | 60.5437 | 7.2375 | 10.1188 | 23156.2366 | 13766.0312 | 2201.7816 | 14730.2806 | 8557.9587 | 505.7612 | 7204.3766 | 3986.493 | 474.4409 | 1221.5795 | 166736.1181 | 103104.0616 | 18930.9201 | 70388.6531 | 44457.6854 | 1430.2512 | 84131.6699 | 46430.581 | 5284.8737 | 12215.7951 | 0.041751 | 0.019193 | 0.0004862 | 0.0047942 | 0.002731 | 0.0004794 | 0.018858 | 5000000 | scaled
CB 702 | 63753.9388 | 63026.4207 | 0 | 727.5182 | 98.86% | 0% | 1.141% | 24673.3276 | 62092.1816 | 659.8155 | 20457.0044 | 3556.5077 | 1789.84 | 50538.8672 | 9763.4744 | 702 | 0.005363 | 0.003557 | 0.0010646 | 11887737.9881 | 1818.9236 | 51949.8185 | 9985.1967 | 339161.5808 | 9686708.6593 | 1861867.7475 | 10986958.4566 | 293813.8541 | 9109442.4365 | 1583702.1677 | 1560921.6757 | 44994.3944 | 1270485.4489 | 245441.8324 |  | 1737 | CB 702 | 63753.9388 | 39080.6112 | 1661.7572 | 63026.4207 | 38353.0931 | 934.239 | 0 | 0 | 0 | 727.5182 | 1818.9236 | 1159.1081 | 29.0835 | 1818.3761 | 1158.5606 | 28.5361 | 0 | 0 | 0 | 0.54743 | 9985.1967 | 6428.689 | 221.7223 | 9919.1085 | 6362.6008 | 155.6341 | 0 | 0 | 0 | 66.0882 | 51949.8185 | 31492.8141 | 1410.9514 | 51288.9361 | 30831.9317 | 750.0689 | 0 | 0 | 0 | 660.8825 | 0.0043634 | 0.0025574 | 6.5e-05 | 0 | 0 | 0 | 0.0009996 | 5000000 | scaled
CB 703 | 6873.3915 | 6528.5261 | 154.8103 | 190.055 | 94.98% | 2.252% | 2.765% | 3760.195 | 6608.875 | 42.8111 | 3481.2058 | 236.1781 | 76.2199 | 6108.3754 | 424.2798 | 703 | 0.0055408 | 0.0032116 | 0.000748 | 1240505.2447 | 77.0064 | 6349.6365 | 446.7486 | 13898.0622 | 1145978.2822 | 80628.9004 | 969359.9502 | 11036.4888 | 897437.8866 | 60885.5748 | 353631.6314 | 4078.4179 | 326850.5979 | 22702.6156 |  | 1738 | CB 703 | 6873.3915 | 3113.1964 | 264.5165 | 6528.5261 | 2837.4275 | 64.1412 | 154.8103 | 85.7139 | 10.3203 | 190.055 | 77.0064 | 34.1953 | 0.78652 | 76.1209 | 33.6412 | 0.59401 | 0.74251 | 0.41111 | 0.049499 | 0.14301 | 446.7486 | 210.5705 | 22.4688 | 397.6503 | 175.6804 | 3.082 | 31.8335 | 17.6253 | 2.1221 | 17.2647 | 6349.6365 | 2868.4307 | 241.2611 | 6054.7549 | 2628.1058 | 60.4652 | 122.2343 | 67.6775 | 8.1486 | 172.6473 | 0.000394 | 0.0001704 | 4.2e-06 | 0.0048922 | 0.0027866 | 0.0004892 | 0.0002546 | 5000000 | scaled
CB 704 | 194568.8733 | 66328.3942 | 126849.3306 | 1391.1485 | 34.09% | 65.2% | 0.715% | 93176.214 | 185242.3603 | 1785.1242 | 76724.2067 | 14666.8831 | 3218.6723 | 154570.7858 | 27452.9021 | 704 | 0.012532 | 0.0073916 | 0.0024938 | 15525516.1344 | 3262.028 | 162921.4638 | 28385.3815 | 260291.7302 | 13000228.5153 | 2264995.889 | 13717281.6846 | 262803.6773 | 11295238.4551 | 2159239.5527 | 3739880.1179 | 64982.1602 | 3120648.0403 | 554249.9175 |  | 1739 | CB 704 | 194568.8733 | 101392.6593 | 9326.513 | 66328.3942 | 30067.919 | 717.9837 | 126849.3306 | 69933.5918 | 7217.3808 | 1391.1485 | 3262.028 | 1476.9038 | 43.3557 | 3120.9025 | 1398.0647 | 33.1778 | 140.0787 | 77.7923 | 9.1311 | 1.0468 | 28385.3815 | 13718.4984 | 932.4793 | 18730.8862 | 8305.029 | 193.88 | 9528.1224 | 5287.0965 | 612.2265 | 126.3729 | 162921.4638 | 86197.2571 | 8350.678 | 44476.6054 | 20364.8252 | 490.926 | 117181.1296 | 64568.703 | 6596.0232 | 1263.7288 | 0.0057776 | 0.0026964 | 6.8e-05 | 0.0048098 | 0.0027504 | 0.000481 | 0.0019448 | 5000000 | scaled
CB 706 | 32941.0963 | 31821.0133 | 104.2108 | 1015.8722 | 96.6% | 0.3164% | 3.084% | 14461.2387 | 31188.3457 | 1385.6858 | 40.3653 | 13035.1876 | 3119.6533 | 87.9395 | 27980.7529 | 706 | 0.010907 | 0.0071358 | 0.0019914 | 3020123.9796 | 3191.4203 | 1016.4128 | 28733.2632 | 292597.5753 | 93187.3288 | 2634339.0751 | 2589738.7245 | 248150.5387 | 7228.6803 | 2334359.5058 | 880159.9824 | 88039.1043 | 2481.7227 | 789639.1553 |  | 1740 | CB 706 | 32941.0963 | 18479.8576 | 1752.7506 | 31821.0133 | 17406.0532 | 729.9242 | 104.2108 | 57.9322 | 6.9542 | 1015.8722 | 3191.4203 | 1805.7345 | 71.7669 | 3189.3039 | 1804.2185 | 70.9123 | 1.3519 | 0.75157 | 0.090218 | 0.76441 | 28733.2632 | 15698.0756 | 752.5103 | 28619.7279 | 15593.9784 | 658.8095 | 21.2527 | 11.8147 | 1.4182 | 92.2825 | 1016.4128 | 976.0475 | 928.4733 | 11.9815 | 7.8563 | 0.20238 | 81.6061 | 45.366 | 5.4457 | 922.8252 | 0.0045802 | 0.0029068 | 7.36e-05 | 0.0048992 | 0.0028012 | 0.00049 | 0.0014278 | 5000000 | scaled
CB 707 | 24272.2451 | 8495.2162 | 15063.4163 | 713.6125 | 35% | 62.06% | 2.94% | 9842.3704 | 22471.0134 | 285.1266 | 6890.7398 | 2666.5041 | 727.3318 | 15136.6201 | 6607.0615 | 707 | 0.0080484 | 0.005186 | 0.0015562 | 3015785.1324 | 735.8154 | 16728.5862 | 6807.8434 | 91423.8127 | 2078498.3612 | 845862.959 | 2782467.1519 | 80606.1212 | 1948032.4644 | 753828.5668 | 1157455.1536 | 37463.9939 | 779669.2856 | 340321.8741 |  | 1741 | CB 707 | 24272.2451 | 14429.8746 | 1801.2317 | 8495.2162 | 5343.7337 | 82.5714 | 15063.4163 | 8372.5285 | 1005.0479 | 713.6125 | 735.8154 | 450.6888 | 8.4836 | 713.2471 | 437.9064 | 6.4767 | 22.0314 | 12.2454 | 1.47 | 0.53697 | 6807.8434 | 4141.3394 | 200.7819 | 5326.5168 | 3289.1962 | 41.4463 | 1416.5016 | 787.3181 | 94.5106 | 64.825 | 16728.5862 | 9837.8464 | 1591.9661 | 2455.4524 | 1616.631 | 34.6483 | 13624.8834 | 7572.965 | 909.0674 | 648.2505 | 0.0021186 | 0.0013542 | 3.46e-05 | 0.004898 | 0.0028 | 0.0004898 | 0.0010318 | 5000000 | scaled
CB 708 | 12360.2076 | 11731.7984 | 103.6785 | 524.7306 | 94.92% | 0.8388% | 4.245% | 5540.7268 | 11536.5504 | 286.1652 | 3595.4621 | 1659.0995 | 550.4893 | 7833.968 | 3152.0932 | 708 | 0.0077752 | 0.0047198 | 0.0012618 | 1589696.4155 | 571.1736 | 8453.7648 | 3335.2691 | 73460.9576 | 1087272.9689 | 428962.4887 | 1444866.4615 | 74623.8839 | 937595.8616 | 432646.7153 | 652763.664 | 31147.9061 | 443263.3206 | 178352.4372 |  | 1742 | CB 708 | 12360.2076 | 6819.4807 | 823.6572 | 11731.7984 | 6237.0297 | 292.0096 | 103.6785 | 57.7204 | 6.917 | 524.7306 | 571.1736 | 285.0084 | 20.6844 | 570.0683 | 284.218 | 20.2421 | 0.71053 | 0.39557 | 0.047403 | 0.39484 | 3335.2691 | 1676.1696 | 183.176 | 3266.327 | 1616.6582 | 134.0897 | 21.2753 | 11.8445 | 1.4194 | 47.6669 | 8453.7648 | 4858.3027 | 619.7968 | 7895.4032 | 4336.1535 | 137.6778 | 81.6927 | 45.4804 | 5.4502 | 476.6689 | 0.0021292 | 0.0011702 | 2.98e-05 | 0.0049044 | 0.002808 | 0.0004904 | 0.0007416 | 5000000 | scaled
CB 71 | 7932.357 | 4909.7808 | 0 | 3022.5762 | 61.9% | 0% | 38.1% | 2569.2757 | 4858.8871 | 224.065 | 1096.4374 | 1248.7733 | 386.0111 | 2340.1213 | 2132.7547 | 71 | 0.012179 | 0.00808 | 0.0042668 | 651303.6191 | 391.3143 | 5117.4899 | 2423.5528 | 32129.7214 | 420182.7616 | 198991.1361 | 663747.6921 | 57885.0433 | 283254.062 | 322608.5867 | 720322.0149 | 57225.5124 | 346919.1282 | 316177.3742 |  | 1743 | CB 71 | 7932.357 | 5363.0814 | 3073.47 | 4909.7808 | 2340.5051 | 50.8938 | 0 | 0 | 0 | 3022.5762 | 391.3143 | 167.2493 | 5.3032 | 389.0399 | 164.9749 | 3.0288 | 0 | 0 | 0 | 2.2744 | 2423.5528 | 1174.7795 | 290.7982 | 2148.98 | 900.2066 | 16.2253 | 0 | 0 | 0 | 274.5729 | 5117.4899 | 4021.0525 | 2777.3686 | 2371.761 | 1275.3236 | 31.6397 | 0 | 0 | 0 | 2745.7289 | 0.008012 | 0.0039128 | 9.96e-05 | 0 | 0 | 0 | 0.0041672 | 5000000 | scaled
CB 712 | 1827.3179 | 1449.3748 | 0 | 377.9432 | 79.32% | 0% | 20.68% | 355.8167 | 1413.8026 | 30.4923 | 154.0436 | 171.2808 | 131.9456 | 387.4157 | 894.4413 | 712 | 0.0012852 | 0.0009844 | 0.0005466 | 1421816.0162 | 136.198 | 735.7119 | 955.4081 | 105974.1496 | 572449.3146 | 743392.5523 | 1494820.4531 | 128101.3058 | 647152.0163 | 719567.1335 | 756522.8059 | 70603.7935 | 207305.3461 | 478613.6665 |  | 1744 | CB 712 | 1827.3179 | 1471.5013 | 413.5154 | 1449.3748 | 1093.5581 | 35.5722 | 0 | 0 | 0 | 377.9432 | 136.198 | 105.7056 | 4.2524 | 135.9136 | 105.4212 | 3.968 | 0 | 0 | 0 | 0.28439 | 955.4081 | 784.1273 | 60.9668 | 921.0755 | 749.7947 | 26.6342 | 0 | 0 | 0 | 34.3326 | 735.7119 | 581.6683 | 348.2961 | 392.3857 | 238.3421 | 4.97 | 0 | 0 | 0 | 343.3262 | 0.0007498 | 0.000449 | 1.12e-05 | 0 | 0 | 0 | 0.0005354 | 5000000 | scaled
CB 715 | 64215.153 | 62668.8799 | 0 | 1546.2731 | 97.59% | 0% | 2.408% | 34280.4685 | 61716.9186 | 4268.0624 | 14513.2231 | 15499.1829 | 7250.0957 | 28659.6593 | 25807.1636 | 715 | 0.0088918 | 0.0054758 | 0.0023052 | 7221839.5612 | 7371.7811 | 30452.5474 | 26390.8245 | 829053.8621 | 3424789.9604 | 2967995.7388 | 5466723.5016 | 680630.0585 | 2314430.9729 | 2471662.4704 | 1083738.6799 | 127310.4583 | 503258.7827 | 453169.439 |  | 1745 | CB 715 | 64215.153 | 29934.6846 | 2498.2344 | 62668.8799 | 28388.4115 | 951.9613 | 0 | 0 | 0 | 1546.2731 | 7371.7811 | 3103.7187 | 121.6854 | 7370.6176 | 3102.5552 | 120.5219 | 0 | 0 | 0 | 1.1635 | 26390.8245 | 10891.6416 | 583.6609 | 26250.36 | 10751.1771 | 443.1964 | 0 | 0 | 0 | 140.4645 | 30452.5474 | 15939.3242 | 1792.8881 | 29047.9023 | 14534.6792 | 388.243 | 0 | 0 | 0 | 1404.645 | 0.0066694 | 0.0032534 | 8.28e-05 | 0 | 0 | 0 | 0.0022224 | 5000000 | scaled
CB 716 | 1616.0479 | 1283.1447 | 0 | 332.9033 | 79.4% | 0% | 20.6% | 677.3404 | 1279.8773 | 65.6138 | 96.4725 | 515.2541 | 117.424 | 302.9921 | 859.4612 | 716 | 0.0010432 | 0.0008474 | 0.0004696 | 1549125.6902 | 117.6745 | 608.671 | 889.7023 | 112801.5197 | 583465.3302 | 852858.8402 | 1107750.1751 | 107307.4657 | 157775.0759 | 842667.6334 | 715865.8925 | 65678.0693 | 169470.6889 | 480717.1343 |  | 1746 | CB 716 | 1616.0479 | 938.7075 | 336.1706 | 1283.1447 | 605.8042 | 3.2674 | 0 | 0 | 0 | 332.9033 | 117.6745 | 52.0608 | 0.2505 | 117.424 | 51.8103 | 0 | 0 | 0 | 0 | 0.2505 | 889.7023 | 374.4482 | 30.2412 | 859.4612 | 344.2071 | 0 | 0 | 0 | 0 | 30.2412 | 608.671 | 512.1985 | 305.679 | 306.2594 | 209.7869 | 3.2674 | 0 | 0 | 0 | 302.4116 | 0.0005834 | 0.0003876 | 9.8e-06 | 0 | 0 | 0 | 0.0004598 | 5000000 | scaled
CB 718 | 2231.1791 | 694.5883 | 0 | 1536.5908 | 31.13% | 0% | 68.87% | 311.4474 | 687.7404 | 22.3977 | 172.326 | 116.7236 | 51.5471 | 366.5778 | 269.6155 | 718 | 0.0057306 | 0.0039522 | 0.0022242 | 389344.7569 | 53.0594 | 1767.0621 | 411.0576 | 9258.959 | 308355.5146 | 71730.2834 | 485737.4867 | 34931.8305 | 268761.9104 | 182043.7469 | 693929.8161 | 52010.9977 | 369876.8558 | 272041.9628 |  | 1747 | CB 718 | 2231.1791 | 1919.7317 | 1543.4387 | 694.5883 | 383.1409 | 6.8479 | 0 | 0 | 0 | 1536.5908 | 53.0594 | 30.6616 | 1.5123 | 51.9032 | 29.5054 | 0.35607 | 0 | 0 | 0 | 1.1562 | 411.0576 | 294.3339 | 141.4421 | 271.4726 | 154.749 | 1.8571 | 0 | 0 | 0 | 139.585 | 1767.0621 | 1594.7361 | 1400.4843 | 371.2125 | 198.8865 | 4.6347 | 0 | 0 | 0 | 1395.8496 | 0.0035516 | 0.0017732 | 4.52e-05 | 0 | 0 | 0 | 0.002179 | 5000000 | scaled
CB 719 | 28376.7086 | 24237.7529 | 0 | 4138.9556 | 85.41% | 0% | 14.59% | 12077.5887 | 23928.1202 | 3.0068 | 12058.7398 | 15.842 | 5.2592 | 23894.9582 | 27.9028 | 719 | 0.015223 | 0.01012 | 0.0059716 | 1864019.1133 | 8.3737 | 27964.4466 | 403.8884 | 550.0525 | 1836938.3022 | 26530.7588 | 1610521.3114 | 400.9506 | 1608007.8578 | 2112.5038 | 744957.5216 | 163.7366 | 743925.0836 | 868.7014 |  | 1748 | CB 719 | 28376.7086 | 16299.1199 | 4448.5883 | 24237.7529 | 12160.1642 | 309.6327 | 0 | 0 | 0 | 4138.9556 | 8.3737 | 5.3669 | 3.1144 | 5.2592 | 2.2524 | 0 | 0 | 0 | 0 | 3.1144 | 403.8884 | 388.0463 | 375.9856 | 27.9028 | 12.0607 | 0 | 0 | 0 | 0 | 375.9856 | 27964.4466 | 15905.7067 | 4069.4883 | 24204.5909 | 12145.8511 | 309.6327 | 0 | 0 | 0 | 3759.8556 | 0.0093602 | 0.0042572 | 0.0001084 | 0 | 0 | 0 | 0.0058632 | 5000000 | scaled
CB 72 | 12136.0423 | 9156.1532 | 0 | 2979.8891 | 75.45% | 0% | 24.55% | 5012.1175 | 9040.1241 | 89.8716 | 4461.1761 | 461.0698 | 151.951 | 8109.1593 | 779.0138 | 72 | 0.012052 | 0.007667 | 0.0042822 | 1006990.0156 | 157.0739 | 10914.433 | 1064.5353 | 13033.2346 | 905626.7952 | 88329.9854 | 929167.1791 | 16660.7735 | 827031.3728 | 85475.0317 | 722973.7509 | 12152.1064 | 648520.891 | 62300.7531 |  | 1749 | CB 72 | 12136.0423 | 7123.9248 | 3095.9182 | 9156.1532 | 4144.0357 | 116.0291 | 0 | 0 | 0 | 2979.8891 | 157.0739 | 67.2023 | 5.123 | 154.8317 | 64.9601 | 2.8807 | 0 | 0 | 0 | 2.2423 | 1064.5353 | 603.4655 | 285.5215 | 793.8402 | 332.7704 | 14.8263 | 0 | 0 | 0 | 270.6952 | 10914.433 | 6453.2569 | 2805.2737 | 8207.4813 | 3746.3052 | 98.322 | 0 | 0 | 0 | 2706.9517 | 0.0078576 | 0.0034728 | 8.8e-05 | 0 | 0 | 0 | 0.0041942 | 5000000 | scaled
CB 723 | 19876.1757 | 16738.9953 | 0 | 3137.1804 | 84.22% | 0% | 15.78% | 8774.225 | 16538.8667 | 77.8529 | 8298.1572 | 398.2149 | 138.6478 | 15691.0925 | 709.1264 | 723 | 0.01527 | 0.0093052 | 0.0045582 | 1301682.8018 | 141.9327 | 18735.4159 | 998.8271 | 9295.1155 | 1226974.8998 | 65412.7861 | 1193091.0351 | 10586.1874 | 1128356.8607 | 54147.9864 | 732155.0169 | 6137.7643 | 694625.1092 | 31392.1431 |  | 1750 | CB 723 | 19876.1757 | 11101.9507 | 3337.309 | 16738.9953 | 7964.7703 | 200.1286 | 0 | 0 | 0 | 3137.1804 | 141.9327 | 64.0798 | 3.2849 | 139.5721 | 61.7192 | 0.92429 | 0 | 0 | 0 | 2.3606 | 998.8271 | 600.6122 | 289.7007 | 713.8435 | 315.6286 | 4.717 | 0 | 0 | 0 | 284.9836 | 18735.4159 | 10437.2587 | 3044.3234 | 15885.5797 | 7587.4225 | 194.4872 | 0 | 0 | 0 | 2849.8362 | 0.010835 | 0.0048704 | 0.0001234 | 0 | 0 | 0 | 0.0044348 | 5000000 | scaled
CB 724 | 160.8477 | 14.264 | 0 | 146.5837 | 8.868% | 0% | 91.13% | 8.0842 | 14.103 | 0 | 8.0842 | 0 | 0 | 14.103 | 0 | 724 | 0.000606 | 0.0003728 | 0.0001992 | 265425.2279 | 0.1103 | 147.4216 | 13.3158 | 182.0124 | 243270.0053 | 21973.2102 | 409773.2744 | 0 | 409773.2744 | 0 | 736670.366 | 0 | 736670.366 | 0 |  | 1751 | CB 724 | 160.8477 | 152.7635 | 146.7447 | 14.264 | 6.1798 | 0.16102 | 0 | 0 | 0 | 146.5837 | 0.1103 | 0.1103 | 0.1103 | 0 | 0 | 0 | 0 | 0 | 0 | 0.1103 | 13.3158 | 13.3158 | 13.3158 | 0 | 0 | 0 | 0 | 0 | 0 | 13.3158 | 147.4216 | 139.3374 | 133.3187 | 14.264 | 6.1798 | 0.16102 | 0 | 0 | 0 | 133.1577 | 0.0004114 | 0.0001782 | 4.6e-06 | 0 | 0 | 0 | 0.0001946 | 5000000 | scaled
CB 730 | 39217.1722 | 34987.2165 | 0 | 4229.9557 | 89.21% | 0% | 10.79% | 19267.2584 | 34583.3677 | 23.8538 | 19121.5344 | 121.8702 | 38.8129 | 34346.2014 | 198.3534 | 730 | 0.017589 | 0.011011 | 0.0060088 | 2229692.6521 | 42.2465 | 38591.0423 | 583.8834 | 2401.925 | 2194094.0336 | 33196.693 | 1811750.8936 | 2243.0351 | 1798048.0805 | 11459.7769 | 771169.6938 | 865.4841 | 765881.1556 | 4423.0539 |  | 1752 | CB 730 | 39217.1722 | 19949.9138 | 4633.8045 | 34987.2165 | 15719.9581 | 403.8488 | 0 | 0 | 0 | 4229.9557 | 42.2465 | 18.3927 | 3.4336 | 39.0636 | 15.2098 | 0.25066 | 0 | 0 | 0 | 3.1829 | 583.8834 | 462.0131 | 385.53 | 199.6313 | 77.7611 | 1.2779 | 0 | 0 | 0 | 384.2521 | 38591.0423 | 19469.508 | 4244.8409 | 34748.5216 | 15626.9873 | 402.3202 | 0 | 0 | 0 | 3842.5207 | 0.011711 | 0.0051336 | 0.000131 | 0 | 0 | 0 | 0.0058778 | 5000000 | scaled
CB 731 | 19077.1278 | 16690.0282 | 0 | 2387.0996 | 87.49% | 0% | 12.51% | 9763.7456 | 16503.3999 | 345.1609 | 7588.7235 | 1829.8612 | 556.7661 | 13005.8261 | 2940.8076 | 731 | 0.010127 | 0.0063746 | 0.0034624 | 1883863.0725 | 565.8418 | 15315.3632 | 3195.9228 | 55876.7758 | 1512389.4733 | 315596.8234 | 1461014.3633 | 51648.7285 | 1135551.3049 | 273814.3297 | 743336.3895 | 25077.532 | 585800.7377 | 132458.1198 |  | 1753 | CB 731 | 19077.1278 | 9313.3822 | 2573.7279 | 16690.0282 | 6926.2826 | 186.6283 | 0 | 0 | 0 | 2387.0996 | 565.8418 | 220.6808 | 9.0756 | 564.0455 | 218.8846 | 7.2794 | 0 | 0 | 0 | 1.7962 | 3195.9228 | 1366.0616 | 255.1152 | 2979.077 | 1149.2159 | 38.2694 | 0 | 0 | 0 | 216.8458 | 15315.3632 | 7726.6397 | 2309.5371 | 13146.9056 | 5558.1821 | 141.0795 | 0 | 0 | 0 | 2168.4576 | 0.0067408 | 0.0029888 | 7.66e-05 | 0 | 0 | 0 | 0.0033858 | 5000000 | scaled
CB 732 | 213157.1837 | 202439.5876 | 0 | 10717.5961 | 94.97% | 0% | 5.028% | 112034.5534 | 200863.8266 | 6655.4912 | 55300.6651 | 50078.3971 | 11377.1733 | 106230.0002 | 83256.6531 | 732 | 0.049818 | 0.030835 | 0.015489 | 4278701.0309 | 11447.6472 | 117094.5502 | 84614.9864 | 229788.4538 | 2350437.1936 | 1698475.3847 | 3279433.0639 | 194817.0215 | 1618740.1489 | 1465875.8941 | 793703.5717 | 44956.3429 | 419762.6423 | 328984.5867 |  | 1754 | CB 732 | 213157.1837 | 101122.6303 | 12293.3571 | 202439.5876 | 90405.0342 | 1575.761 | 0 | 0 | 0 | 10717.5961 | 11447.6472 | 4792.1559 | 70.4739 | 11439.5825 | 4784.0913 | 62.4092 | 0 | 0 | 0 | 8.0646 | 84614.9864 | 34536.5893 | 1358.3333 | 83641.3926 | 33562.9956 | 384.7395 | 0 | 0 | 0 | 973.5938 | 117094.5502 | 61793.8851 | 10864.55 | 107358.6125 | 52057.9474 | 1128.6123 | 0 | 0 | 0 | 9735.9377 | 0.03473 | 0.015747 | 0.0004002 | 0 | 0 | 0 | 0.015088 | 5000000 | scaled
CB 733 | 28350.66 | 24268.2677 | 0 | 4082.3923 | 85.6% | 0% | 14.4% | 13071.6451 | 23990.6857 | 65.5245 | 12671.1156 | 335.005 | 132.6875 | 23179.697 | 678.3011 | 733 | 0.016335 | 0.01043 | 0.005873 | 1735620.0923 | 137.298 | 27156.3438 | 1057.0182 | 8405.3477 | 1662504.3619 | 64710.3828 | 1464966.5232 | 7343.4681 | 1420078.3436 | 37544.7122 | 742376.0048 | 4105.9286 | 717280.4932 | 20989.5831 |  | 1755 | CB 733 | 28350.66 | 15279.0148 | 4359.9743 | 24268.2677 | 11196.6226 | 277.582 | 0 | 0 | 0 | 4082.3923 | 137.298 | 71.7735 | 4.6105 | 134.2261 | 68.7016 | 1.5386 | 0 | 0 | 0 | 3.0719 | 1057.0182 | 722.0132 | 378.7171 | 686.1709 | 351.1659 | 7.8698 | 0 | 0 | 0 | 370.8473 | 27156.3438 | 14485.2282 | 3976.6467 | 23447.8706 | 10776.7551 | 268.1736 | 0 | 0 | 0 | 3708.4731 | 0.010579 | 0.0046738 | 0.0001172 | 0 | 0 | 0 | 0.0057558 | 5000000 | scaled
CB 738 | 2031.0298 | 1575.034 | 0 | 455.9958 | 77.55% | 0% | 22.45% | 847.9085 | 1566.7114 | 102.3139 | 3.7472 | 741.8474 | 189.2917 | 6.5302 | 1370.8896 | 738 | 0.0021108 | 0.0012798 | 0.0006612 | 962208.537 | 190.6761 | 420.8302 | 1419.5235 | 90333.5649 | 199370.0183 | 672504.954 | 924457.9637 | 111550.811 | 4085.4713 | 808821.6816 | 702235.8722 | 84844.8723 | 2926.9628 | 614464.0373 |  | 1756 | CB 738 | 2031.0298 | 1183.1213 | 464.3184 | 1575.034 | 727.1255 | 8.3225 | 0 | 0 | 0 | 455.9958 | 190.6761 | 88.3622 | 1.3844 | 190.333 | 88.0191 | 1.0413 | 0 | 0 | 0 | 0.34312 | 1419.5235 | 677.676 | 48.6339 | 1378.1005 | 636.2531 | 7.2109 | 0 | 0 | 0 | 41.423 | 420.8302 | 417.0831 | 414.3001 | 6.6005 | 2.8533 | 0.070359 | 0 | 0 | 0 | 414.2297 | 0.0014654 | 0.0006344 | 1.58e-05 | 0 | 0 | 0 | 0.0006454 | 5000000 | scaled
CB 74 | 19991.0858 | 15310.0673 | 0 | 4681.0185 | 76.58% | 0% | 23.42% | 8310.8823 | 15128.0067 | 15.1038 | 8218.4129 | 77.3656 | 28.1671 | 14955.5709 | 144.2687 | 74 | 0.019147 | 0.012102 | 0.0066906 | 1044073.5857 | 32.4946 | 19384.985 | 573.6062 | 1697.0936 | 1012418.785 | 29957.7069 | 965114.6434 | 1753.9532 | 954376.4871 | 8984.203 | 726852.454 | 1353.3376 | 718567.4632 | 6931.653 |  | 1757 | CB 74 | 19991.0858 | 11680.2035 | 4863.079 | 15310.0673 | 6999.185 | 182.0606 | 0 | 0 | 0 | 4681.0185 | 32.4946 | 17.3908 | 4.3275 | 28.9723 | 13.8685 | 0.80521 | 0 | 0 | 0 | 3.5223 | 573.6062 | 496.2406 | 429.3375 | 148.3793 | 71.0137 | 4.1105 | 0 | 0 | 0 | 425.2269 | 19384.985 | 11166.572 | 4429.414 | 15132.7157 | 6914.3028 | 177.1448 | 0 | 0 | 0 | 4252.2692 | 0.012598 | 0.005553 | 0.0001412 | 0 | 0 | 0 | 0.0065494 | 5000000 | scaled
CB 740 | 25672.062 | 16949.4466 | 0 | 8722.6154 | 66.02% | 0% | 33.98% | 9339.0121 | 16756.0878 | 0.7583 | 9334.3914 | 3.8624 | 1.1268 | 16749.219 | 5.742 | 740 | 0.034483 | 0.021978 | 0.012536 | 744475.951 | 7.6903 | 24866.2614 | 798.1103 | 223.0145 | 721108.1677 | 23144.7689 | 743161.2777 | 60.3426 | 742793.5825 | 307.3529 | 711229.5974 | 47.8286 | 710938.0449 | 243.7239 |  | 1758 | CB 740 | 25672.062 | 16333.0499 | 8915.9742 | 16949.4466 | 7610.4346 | 193.3589 | 0 | 0 | 0 | 8722.6154 | 7.6903 | 6.932 | 6.5635 | 1.1268 | 0.36851 | 0 | 0 | 0 | 0 | 6.5635 | 798.1103 | 794.2479 | 792.3684 | 5.742 | 1.8796 | 0 | 0 | 0 | 0 | 792.3684 | 24866.2614 | 15531.87 | 8117.0424 | 16942.5779 | 7608.1865 | 193.3589 | 0 | 0 | 0 | 7923.6835 | 0.022192 | 0.0096868 | 0.000245 | 0 | 0 | 0 | 0.012291 | 5000000 | scaled
CB 741 | 3375.1935 | 2586.5903 | 0 | 788.6032 | 76.64% | 0% | 23.36% | 1419.5856 | 2557.5301 | 6.5724 | 1378.4251 | 34.588 | 13.4069 | 2473.6737 | 70.4495 | 741 | 0.0030248 | 0.0019794 | 0.0011214 | 1115840.2089 | 14.1694 | 3218.0301 | 142.994 | 4684.3964 | 1063881.9271 | 47273.8853 | 987980.148 | 4574.1592 | 959333.9673 | 24072.0214 | 729145.1357 | 3822.2673 | 705237.9021 | 20084.9662 |  | 1759 | CB 741 | 3375.1935 | 1955.6079 | 817.6634 | 2586.5903 | 1167.0047 | 29.0602 | 0 | 0 | 0 | 788.6032 | 14.1694 | 7.597 | 0.76248 | 13.576 | 7.0036 | 0.16908 | 0 | 0 | 0 | 0.5934 | 142.994 | 108.406 | 72.5446 | 71.3568 | 36.7688 | 0.9073 | 0 | 0 | 0 | 71.6373 | 3218.0301 | 1839.6049 | 744.3563 | 2501.6575 | 1123.2324 | 27.9838 | 0 | 0 | 0 | 716.3725 | 0.0019252 | 0.0008798 | 2.18e-05 | 0 | 0 | 0 | 0.0010996 | 5000000 | scaled
CB 745 | 9401.1518 | 8902.7279 | 0 | 498.4239 | 94.7% | 0% | 5.302% | 3660.6079 | 8825.1843 | 399.4545 | 74.9082 | 3186.2451 | 921.6632 | 175.0602 | 7728.4609 | 745 | 0.003239 | 0.002146 | 0.000749 | 2902485.8919 | 930.4468 | 630.4152 | 7840.2899 | 287263.5906 | 194632.6501 | 2420589.6514 | 2674997.1668 | 291902.2641 | 54739.3636 | 2328355.5395 | 768982.0088 | 80309.0747 | 15253.8627 | 673419.0715 |  | 1760 | CB 745 | 9401.1518 | 5740.5439 | 575.9675 | 8902.7279 | 5242.12 | 77.5436 | 0 | 0 | 0 | 498.4239 | 930.4468 | 530.9922 | 8.7836 | 930.0717 | 530.6172 | 8.4086 | 0 | 0 | 0 | 0.37505 | 7840.2899 | 4654.0448 | 111.829 | 7795.0127 | 4608.7676 | 66.5518 | 0 | 0 | 0 | 45.2772 | 630.4152 | 555.5069 | 455.3549 | 177.6435 | 102.7352 | 2.5832 | 0 | 0 | 0 | 452.7717 | 0.0025266 | 0.0014336 | 3.66e-05 | 0 | 0 | 0 | 0.0007124 | 5000000 | scaled
CB 748 | 22342.4487 | 20992.7874 | 0 | 1349.6613 | 93.96% | 0% | 6.041% | 7173.8552 | 20494.3748 | 693.346 | 109.3295 | 6371.1797 | 2025.689 | 342.3341 | 18126.3517 | 748 | 0.0077366 | 0.0056488 | 0.001986 | 2887889.8663 | 2069.31 | 1574.895 | 18698.2438 | 267470.2063 | 203564.2238 | 2416855.4365 | 2685277.1438 | 259529.3802 | 40923.588 | 2384824.1753 | 930550.8434 | 91976.7799 | 15543.7412 | 823030.3224 |  | 1761 | CB 748 | 22342.4487 | 15168.5935 | 1848.074 | 20992.7874 | 13818.9322 | 498.4127 | 0 | 0 | 0 | 1349.6613 | 2069.31 | 1375.964 | 43.621 | 2068.2944 | 1374.9484 | 42.6054 | 0 | 0 | 0 | 1.0156 | 18698.2438 | 12327.064 | 571.8921 | 18575.6396 | 12204.4599 | 449.2879 | 0 | 0 | 0 | 122.6042 | 1574.895 | 1465.5655 | 1232.5609 | 348.8534 | 239.5239 | 6.5193 | 0 | 0 | 0 | 1226.0416 | 0.0058464 | 0.0037586 | 9.58e-05 | 0 | 0 | 0 | 0.0018902 | 5000000 | scaled
CB 75 | 4173.4241 | 4074.4854 | 0 | 98.9387 | 97.63% | 0% | 2.371% | 497.1369 | 4068.7109 | 44.4885 | 133.3855 | 319.2629 | 364.0718 | 521.0275 | 3183.6117 | 75 | 0.0006394 | 0.0005206 | 0.000155 | 6527094.3056 | 364.1463 | 616.6785 | 3192.5993 | 569512.4883 | 964464.3406 | 4993117.4773 | 7061635.0826 | 631941.3678 | 1894688.888 | 4535004.8325 | 675568.7355 | 60450.4851 | 86511.3947 | 528606.8557 |  | 1762 | CB 75 | 4173.4241 | 3676.2872 | 104.7132 | 4074.4854 | 3577.3485 | 5.7744 | 0 | 0 | 0 | 98.9387 | 364.1463 | 319.6578 | 0.074448 | 364.0718 | 319.5834 | 0 | 0 | 0 | 0 | 0.074448 | 3192.5993 | 2873.3364 | 8.9877 | 3183.6117 | 2864.3487 | 0 | 0 | 0 | 0 | 8.9877 | 616.6785 | 483.293 | 95.651 | 526.8019 | 393.4164 | 5.7744 | 0 | 0 | 0 | 89.8766 | 0.000494 | 0.0003752 | 9.6e-06 | 0 | 0 | 0 | 0.0001454 | 5000000 | scaled
CB 750 | 147170.1711 | 146695.8264 | 0 | 474.3448 | 99.68% | 0% | 0.3223% | 70640.5427 | 143452.0531 | 9183.3967 | 10042.4949 | 51414.6511 | 18688.3373 | 18231.2721 | 106532.4437 | 750 | 0.0040188 | 0.0022446 | 0.0007342 | 36620426.7692 | 19107.1134 | 18861.4795 | 109201.5782 | 4754432.5197 | 4693311.3118 | 27172682.9402 | 34094996.1819 | 4432410.3751 | 4847058.2708 | 24815527.538 | 5064175.9235 | 659739.7921 | 643604.3771 | 3760831.7546 |  | 1763 | CB 750 | 147170.1711 | 76529.6284 | 3718.118 | 146695.8264 | 76055.2837 | 3243.7732 | 0 | 0 | 0 | 474.3448 | 19107.1134 | 9923.7167 | 418.7761 | 19106.7565 | 9923.3598 | 418.4192 | 0 | 0 | 0 | 0.35693 | 109201.5782 | 57786.9271 | 2669.1345 | 109158.4884 | 57743.8373 | 2626.0446 | 0 | 0 | 0 | 43.0898 | 18861.4795 | 8818.9846 | 630.2074 | 18430.5815 | 8388.0865 | 199.3094 | 0 | 0 | 0 | 430.898 | 0.0033238 | 0.0015496 | 3.92e-05 | 0 | 0 | 0 | 0.000695 | 5000000 | scaled
CB 759 | 13676.8342 | 11074.6836 | 0 | 2602.1505 | 80.97% | 0% | 19.03% | 6094.851 | 10960.8277 | 67.6329 | 5679.5864 | 347.6318 | 133.146 | 10143.2431 | 684.4386 | 759 | 0.010883 | 0.006961 | 0.0037764 | 1256715.4424 | 135.3512 | 12619.3906 | 922.0924 | 12436.934 | 1159550.7287 | 84727.7796 | 1089208.8953 | 12086.6542 | 1014997.0761 | 62125.1647 | 719205.1896 | 8736.5022 | 665558.5952 | 44910.0921 |  | 1764 | CB 759 | 13676.8342 | 7581.9831 | 2716.0065 | 11074.6836 | 4979.8326 | 113.8559 | 0 | 0 | 0 | 2602.1505 | 135.3512 | 67.7183 | 2.2052 | 133.3931 | 65.7602 | 0.24712 | 0 | 0 | 0 | 1.958 | 922.0924 | 574.4606 | 237.6538 | 685.7113 | 338.0795 | 1.2727 | 0 | 0 | 0 | 236.3811 | 12619.3906 | 6939.8042 | 2476.1475 | 10255.5792 | 4575.9929 | 112.3361 | 0 | 0 | 0 | 2363.8114 | 0.0071898 | 0.0032678 | 8.32e-05 | 0 | 0 | 0 | 0.0036932 | 5000000 | scaled
CB 76 | 2065.421 | 1170.5496 | 0 | 894.8714 | 56.67% | 0% | 43.33% | 662.3483 | 1157.6237 | 2.5878 | 646.4719 | 13.2886 | 4.7615 | 1128.4349 | 24.4274 | 76 | 0.0027636 | 0.0019486 | 0.0013114 | 747366.1112 | 5.5404 | 1953.6217 | 106.2588 | 2004.7906 | 706911.8935 | 38449.4271 | 720041.4185 | 2813.2506 | 702782.1259 | 14446.0426 | 692235.2091 | 2847.2501 | 674780.8702 | 14607.0887 |  | 1765 | CB 76 | 2065.421 | 1403.0727 | 907.7973 | 1170.5496 | 508.2013 | 12.9259 | 0 | 0 | 0 | 894.8714 | 5.5404 | 2.9526 | 0.77899 | 4.8671 | 2.2792 | 0.10563 | 0 | 0 | 0 | 0.67336 | 106.2588 | 92.9703 | 81.8314 | 24.9681 | 11.6796 | 0.5407 | 0 | 0 | 0 | 81.2907 | 1953.6217 | 1307.1498 | 825.1868 | 1140.7144 | 494.2426 | 12.2796 | 0 | 0 | 0 | 812.9073 | 0.0014688 | 0.0006538 | 1.66e-05 | 0 | 0 | 0 | 0.0012948 | 5000000 | scaled
CB 761 | 36381.9114 | 34879.0568 | 0 | 1502.8546 | 95.87% | 0% | 4.131% | 18332.4151 | 34702.9978 | 1538.1323 | 5276.0319 | 11518.2509 | 2959.1945 | 9405.0994 | 22338.7038 | 761 | 0.0090226 | 0.0052762 | 0.002194 | 4032309.0185 | 2971.075 | 10869.4927 | 22541.3436 | 329292.5589 | 1204696.2849 | 2498320.1749 | 3420927.226 | 287023.7658 | 984535.9174 | 2149367.5442 | 765229.5319 | 65252.6634 | 207390.1478 | 492586.7207 |  | 1766 | CB 761 | 36381.9114 | 18049.4962 | 1678.9136 | 34879.0568 | 16546.6417 | 176.059 | 0 | 0 | 0 | 1502.8546 | 2971.075 | 1432.9427 | 11.8805 | 2969.9442 | 1431.8118 | 10.7497 | 0 | 0 | 0 | 1.1308 | 22541.3436 | 11023.0927 | 202.6398 | 22404.8233 | 10886.5724 | 66.1195 | 0 | 0 | 0 | 136.5203 | 10869.4927 | 5593.4608 | 1464.3933 | 9504.2893 | 4228.2574 | 99.1899 | 0 | 0 | 0 | 1365.2034 | 0.006909 | 0.0031626 | 8.04e-05 | 0 | 0 | 0 | 0.0021136 | 5000000 | scaled
CB 77 | 119749.4887 | 107940.5842 | 0 | 11808.9044 | 90.14% | 0% | 9.861% | 59907.9995 | 107049.6673 | 5982.7066 | 19724.4706 | 34200.8222 | 10787.6257 | 34685.1528 | 61576.8888 | 77 | 0.052353 | 0.032234 | 0.017071 | 2287329.7379 | 10886.6044 | 45750.7691 | 63112.1151 | 207944.5541 | 873883.4372 | 1205501.7458 | 1856482.6127 | 185397.4587 | 611239.5174 | 1059845.6354 | 743932.5531 | 74967.6869 | 241041.5176 | 427923.3483 |  | 1767 | CB 77 | 119749.4887 | 59841.4892 | 12699.8214 | 107940.5842 | 48032.5848 | 890.917 | 0 | 0 | 0 | 11808.9044 | 10886.6044 | 4903.8978 | 98.9787 | 10877.7186 | 4895.012 | 90.0929 | 0 | 0 | 0 | 8.8858 | 63112.1151 | 28911.2929 | 1535.2263 | 62039.3861 | 27838.5639 | 462.4974 | 0 | 0 | 0 | 1072.729 | 45750.7691 | 26026.2986 | 11065.6164 | 35023.4795 | 15299.0089 | 338.3267 | 0 | 0 | 0 | 10727.2897 | 0.035679 | 0.015559 | 0.0003966 | 0 | 0 | 0 | 0.016675 | 5000000 | scaled
CB 770 | 5459.9143 | 3720.0136 | 0 | 1739.9007 | 68.13% | 0% | 31.87% | 1549.6178 | 3702.5472 | 166.2742 | 380.4003 | 1002.9433 | 387.3517 | 955.5238 | 2359.6716 | 770 | 0.008087 | 0.005568 | 0.0025612 | 675147.0631 | 389.6494 | 2547.4453 | 2522.8196 | 48182.1982 | 315004.9791 | 311959.8857 | 702280.254 | 75354.7692 | 172395.8199 | 454529.6648 | 686149.9067 | 71783.384 | 177076.0865 | 437290.436 |  | 1768 | CB 770 | 5459.9143 | 3910.2965 | 1757.3671 | 3720.0136 | 2170.3958 | 17.4665 | 0 | 0 | 0 | 1739.9007 | 389.6494 | 223.3752 | 2.2977 | 388.3402 | 222.066 | 0.98847 | 0 | 0 | 0 | 1.3092 | 2522.8196 | 1519.8763 | 163.148 | 2364.7658 | 1361.8225 | 5.0942 | 0 | 0 | 0 | 158.0538 | 2547.4453 | 2167.0449 | 1591.9215 | 966.9076 | 586.5072 | 11.3838 | 0 | 0 | 0 | 1580.5377 | 0.0056052 | 0.0030862 | 7.94e-05 | 0 | 0 | 0 | 0.0024818 | 5000000 | scaled
CB 771 | 24059.4557 | 21639.9967 | 0 | 2419.459 | 89.94% | 0% | 10.06% | 5005.3366 | 21290.2053 | 537.8931 | 2283.9308 | 2183.5127 | 2399.9205 | 8957.7219 | 9932.5629 | 771 | 0.012612 | 0.01027 | 0.003579 | 1907724.2943 | 2439.9324 | 11315.2652 | 10304.2581 | 193467.3129 | 897210.9201 | 817046.0608 | 1855282.1824 | 199375.9074 | 846563.6646 | 809342.6093 | 773749.7611 | 87220.2913 | 325550.4164 | 360979.0532 |  | 1769 | CB 771 | 24059.4557 | 19054.1191 | 2769.2504 | 21639.9967 | 16634.66 | 349.7914 | 0 | 0 | 0 | 2419.459 | 2439.9324 | 1902.0392 | 40.0119 | 2438.1118 | 1900.2187 | 38.1913 | 0 | 0 | 0 | 1.8206 | 10304.2581 | 8120.7454 | 371.6952 | 10084.4728 | 7900.9601 | 151.9099 | 0 | 0 | 0 | 219.7853 | 11315.2652 | 9031.3344 | 2357.5433 | 9117.4121 | 6833.4813 | 159.6902 | 0 | 0 | 0 | 2197.8531 | 0.009207 | 0.0068656 | 0.0001744 | 0 | 0 | 0 | 0.0034046 | 5000000 | scaled
CB 772 | 927.5216 | 723.6742 | 0 | 203.8473 | 78.02% | 0% | 21.98% | 389.6891 | 718.3109 | 13.7618 | 304.1282 | 71.799 | 28.0433 | 542.7791 | 147.4885 | 772 | 0.0009252 | 0.0005652 | 0.0002976 | 1002509.282 | 28.2144 | 733.2094 | 166.0977 | 30495.4716 | 792487.4949 | 179526.3155 | 951579.1493 | 33604.8601 | 742648.7785 | 175325.5108 | 702992.8653 | 27445.2604 | 531204.2944 | 144343.3105 |  | 1770 | CB 772 | 927.5216 | 537.8325 | 209.2107 | 723.6742 | 333.9852 | 5.3633 | 0 | 0 | 0 | 203.8473 | 28.2144 | 14.4526 | 0.17112 | 28.061 | 14.2992 | 0.017736 | 0 | 0 | 0 | 0.15339 | 166.0977 | 94.2987 | 18.6092 | 147.5801 | 75.7811 | 0.091598 | 0 | 0 | 0 | 18.5176 | 733.2094 | 429.0812 | 190.4303 | 548.0331 | 243.9049 | 5.254 | 0 | 0 | 0 | 185.1763 | 0.0006346 | 0.0002746 | 7e-06 | 0 | 0 | 0 | 0.0002906 | 5000000 | scaled
CB 775 | 1240.9141 | 792.391 | 0 | 448.5231 | 63.86% | 0% | 36.14% | 462.1097 | 786.1639 | 16.5943 | 358.7386 | 86.7767 | 25.2372 | 629.0355 | 131.8912 | 775 | 0.0013874 | 0.000951 | 0.000626 | 894416.9807 | 25.5747 | 1042.704 | 172.6353 | 18433.5659 | 751552.5753 | 124430.8394 | 818932.0818 | 29407.8095 | 635742.042 | 153782.2301 | 726438.0612 | 23319.9269 | 581246.8679 | 121871.2663 |  | 1771 | CB 775 | 1240.9141 | 778.8044 | 454.7502 | 792.391 | 330.2813 | 6.2271 | 0 | 0 | 0 | 448.5231 | 25.5747 | 8.9804 | 0.3375 | 25.2372 | 8.6429 | 0 | 0 | 0 | 0 | 0.3375 | 172.6353 | 85.8586 | 40.7441 | 131.8912 | 45.1145 | 0 | 0 | 0 | 0 | 40.7441 | 1042.704 | 683.9654 | 413.6686 | 635.2626 | 276.524 | 6.2271 | 0 | 0 | 0 | 407.4414 | 0.0007696 | 0.0003332 | 8.2e-06 | 0 | 0 | 0 | 0.0006178 | 5000000 | scaled
CB 776 | 55067.6539 | 51025.7476 | 2218.1197 | 1823.7867 | 92.66% | 4.028% | 3.312% | 31167.5754 | 52967.8742 | 3148.9547 | 787.4431 | 27231.1776 | 5359.9408 | 1657.7184 | 45950.2149 | 776 | 0.014982 | 0.0086322 | 0.0031404 | 3675636.7025 | 5379.3867 | 3431.8467 | 46256.4205 | 359061.4422 | 229067.7183 | 3087507.5418 | 2768712.3271 | 279731.4079 | 69951.0131 | 2419029.9061 | 668634.4943 | 67660.6602 | 20926.0373 | 580047.7967 |  | 1772 | CB 776 | 55067.6539 | 23900.0785 | 2099.7798 | 51025.7476 | 20839.1279 | 127.9556 | 2218.1197 | 1237.164 | 148.0375 | 1823.7867 | 5379.3867 | 2230.432 | 19.4459 | 5373.346 | 2226.4558 | 17.762 | 4.6684 | 2.6038 | 0.31157 | 1.3723 | 46256.4205 | 19025.2429 | 306.2056 | 45633.4024 | 18604.4837 | 110.0084 | 457.3441 | 255.0852 | 30.5232 | 165.674 | 3431.8467 | 2644.4036 | 1774.1283 | 18.9992 | 8.1884 | 0.1853 | 1756.1073 | 979.4749 | 117.2027 | 1656.7403 | 0.0075104 | 0.003252 | 8.22e-05 | 0.0049036 | 0.0028124 | 0.0004904 | 0.0025678 | 5000000 | scaled
CB 78 | 25280.9553 | 25169.1487 | 0 | 111.8066 | 99.56% | 0% | 0.4423% | 12160.385 | 25168.8456 | 589.5342 | 2.3119 | 11568.5389 | 1289.3255 | 18.2809 | 23861.2391 | 78 | 0.0002122 | 0.0002042 | 0.0001512 | 119137395.5231 | 1289.4097 | 120.1499 | 23871.3957 | 6076388.6711 | 566210.8242 | 112494796.0415 | 64253527.7669 | 3115004.5758 | 12215.5151 | 61126307.7039 | 741466.7606 | 37983.15 | 538.5494 | 702945.0613 |  | 1773 | CB 78 | 25280.9553 | 13120.5704 | 112.1098 | 25169.1487 | 13008.7638 | 0.30316 | 0 | 0 | 0 | 111.8066 | 1289.4097 | 699.8754 | 0.084131 | 1289.3255 | 699.7913 | 0 | 0 | 0 | 0 | 0.084131 | 23871.3957 | 12302.8569 | 10.1566 | 23861.2391 | 12292.7003 | 0 | 0 | 0 | 0 | 10.1566 | 120.1499 | 117.8381 | 101.8691 | 18.584 | 16.2722 | 0.30316 | 0 | 0 | 0 | 101.5659 | 6.24e-05 | 5.44e-05 | 1.4e-06 | 0 | 0 | 0 | 0.0001498 | 5000000 | scaled
CB 780 | 78995.2949 | 20637.789 | 55173.369 | 3184.1369 | 26.13% | 69.84% | 4.031% | 36227.0511 | 71837.2963 | 491.7332 | 30295.9472 | 5439.3706 | 817.8724 | 60805.2597 | 10214.1641 | 780 | 0.024043 | 0.014555 | 0.005592 | 3285638.6127 | 839.2337 | 67132.1791 | 11023.8822 | 34906.1119 | 2792217.9407 | 458514.5604 | 2938348.0701 | 39884.1029 | 2457280.828 | 441183.1398 | 1280042.6756 | 14573.3716 | 1083466.8251 | 182002.479 |  | 1774 | CB 780 | 78995.2949 | 42768.2438 | 7157.9986 | 20637.789 | 9028.456 | 292.9704 | 55173.369 | 30555.651 | 3680.8914 | 3184.1369 | 839.2337 | 347.5004 | 21.3613 | 735.7943 | 289.1455 | 12.2242 | 101.0434 | 55.959 | 6.7411 | 2.396 | 11023.8822 | 5584.5116 | 809.718 | 3945.6109 | 1535.4233 | 67.5392 | 6789.0221 | 3759.8391 | 452.9296 | 289.2492 | 67132.1791 | 36836.2318 | 6326.9194 | 15956.3838 | 7203.8872 | 213.207 | 48283.3035 | 26739.8529 | 3221.2207 | 2892.4917 | 0.0093736 | 0.0042778 | 0.000109 | 0.010207 | 0.005815 | 0.0010206 | 0.0044624 | 5000000 | scaled
CB 781 | 155425.1821 | 39055.9149 | 113368.0669 | 3001.2003 | 25.13% | 72.94% | 1.931% | 69247.8949 | 144336.961 | 102.6426 | 64461.5819 | 4683.6704 | 200.1934 | 134424.2185 | 9712.5491 | 781 | 0.021159 | 0.013283 | 0.0053268 | 7345721.4608 | 212.573 | 144554.5317 | 10658.0774 | 10046.6461 | 6831951.6272 | 503723.1877 | 6487885.6295 | 9616.6612 | 6039452.4837 | 438816.4847 | 2081591.402 | 2887.1387 | 1938632.3189 | 140071.9444 |  | 1775 | CB 781 | 155425.1821 | 86177.2872 | 11088.2211 | 39055.9149 | 20443.144 | 520.9387 | 113368.0669 | 62732.943 | 7566.0821 | 3001.2003 | 212.573 | 109.9304 | 12.3796 | 71.8009 | 31.0246 | 0.87699 | 138.5137 | 76.6475 | 9.2443 | 2.2583 | 10658.0774 | 5974.4071 | 945.5283 | 371.1734 | 160.3141 | 4.5537 | 10014.273 | 5541.4618 | 668.3435 | 272.6311 | 144554.5317 | 80092.9498 | 10130.3132 | 38612.9407 | 20251.8053 | 515.508 | 103215.2802 | 57114.8337 | 6888.4944 | 2726.3109 | 0.0068028 | 0.003288 | 8.36e-05 | 0.010125 | 0.005764 | 0.0010124 | 0.0042308 | 5000000 | scaled
CB 783 | 129217.0431 | 53785.2787 | 74665.879 | 765.8853 | 41.62% | 57.78% | 0.5927% | 57563.8412 | 122882.5286 | 562.9401 | 51786.6541 | 5214.247 | 1429.7618 | 109390.6565 | 12062.1103 | 783 | 0.014816 | 0.008722 | 0.0021444 | 8721334.9644 | 1445.1874 | 115162.4925 | 12609.3632 | 97541.0266 | 7772741.4924 | 851052.4446 | 8215226.0777 | 80340.0136 | 7390734.5711 | 744151.4914 | 2953979.9105 | 34370.1238 | 2629648.0497 | 289961.7368 |  | 1776 | CB 783 | 129217.0431 | 71653.2018 | 6334.5145 | 53785.2787 | 29581.9467 | 588.7568 | 74665.879 | 41305.3698 | 4979.8724 | 765.8853 | 1445.1874 | 882.2473 | 15.4255 | 1351.4383 | 830.1276 | 8.635 | 93.1727 | 51.5434 | 6.2142 | 0.5763 | 12609.3632 | 7395.1162 | 547.253 | 5931.7594 | 3669.9621 | 36.954 | 6608.0303 | 3655.5805 | 440.7254 | 69.5735 | 115162.4925 | 63375.8384 | 5771.836 | 46502.081 | 25081.857 | 543.1677 | 67964.676 | 37598.2459 | 4532.9328 | 695.7355 | 0.0035376 | 0.0018384 | 4.64e-05 | 0.010201 | 0.0058056 | 0.00102 | 0.001078 | 5000000 | scaled
CB 788 | 8569068.058 | 8146827.065 | 407466.3884 | 14774.6049 | 95.07% | 4.755% | 0.1724% | 4731502.764 | 8439394.7084 | 503063.1654 | 184470.2907 | 4043969.308 | 892947.4866 | 378806.4458 | 7167640.776 | 788 | 0.14181 | 0.082814 | 0.027903 | 60426146.2683 | 902017.8208 | 424123.7382 | 7242926.499 | 6360722.1237 | 2990775.9942 | 51074648.1504 | 46339571.7391 | 4926919.164 | 1806672.1496 | 39605980.4265 | 4647257.2895 | 491712.6002 | 208594.4641 | 3946950.2252 |  | 1777 | CB 788 | 8569068.058 | 3837565.294 | 129673.3496 | 8146827.065 | 3595085.541 | 80425.7473 | 407466.3884 | 227705.1487 | 34472.9974 | 14774.6049 | 902017.8208 | 398954.6554 | 9070.3342 | 901430.5819 | 398621.5831 | 9010.475 | 576.1215 | 321.955 | 48.7418 | 11.1174 | 7242926.499 | 3198957.191 | 75285.723 | 7206089.761 | 3177779.545 | 70940.6275 | 35494.6034 | 19835.5108 | 3002.9603 | 1342.1352 | 424123.7382 | 239653.4475 | 45317.2924 | 39306.7223 | 18684.4123 | 474.6447 | 371395.6636 | 207547.6829 | 31421.2954 | 13421.3523 | 0.05615 | 0.025304 | 0.000642 | 0.064889 | 0.036737 | 0.0064888 | 0.020772 | 5000000 | scaled
CB 789 | 122362.0114 | 120731.2885 | 0 | 1630.723 | 98.67% | 0% | 1.333% | 72124.6616 | 119592.4056 | 5193.357 | 5037.2041 | 61894.1006 | 8740.0341 | 9607.0711 | 101245.3005 | 789 | 0.0078294 | 0.0048298 | 0.0023004 | 15628529.8235 | 8827.1902 | 11209.44 | 102325.3813 | 1127441.4603 | 1431711.2435 | 13069377.1298 | 10401538.3329 | 748965.7582 | 726445.9884 | 8926126.5972 | 1203967.0579 | 87988.1384 | 96716.8194 | 1019262.1009 |  | 1778 | CB 789 | 122362.0114 | 50237.3498 | 2769.6058 | 120731.2885 | 48606.6269 | 1138.8828 | 0 | 0 | 0 | 1630.723 | 8827.1902 | 3633.8332 | 87.1561 | 8825.9631 | 3632.6061 | 85.929 | 0 | 0 | 0 | 1.2271 | 102325.3813 | 40431.2807 | 1080.0808 | 102177.2453 | 40283.1447 | 931.9448 | 0 | 0 | 0 | 148.136 | 11209.44 | 6172.236 | 1602.3689 | 9728.0801 | 4690.876 | 121.009 | 0 | 0 | 0 | 1481.3599 | 0.0055948 | 0.0025952 | 6.58e-05 | 0 | 0 | 0 | 0.0022346 | 5000000 | scaled
CB 790 | 864252.9944 | 541656.6534 | 321571.933 | 1024.408 | 62.67% | 37.21% | 0.1185% | 415760.9351 | 829408.7432 | 18514.3795 | 127357.1119 | 269889.4437 | 36305.2022 | 265159.5157 | 527944.0252 | 790 | 0.092624 | 0.052939 | 0.010163 | 9330807.6387 | 36719.1248 | 291091.356 | 536442.5136 | 396433.7896 | 3142734.206 | 5791639.6426 | 8471896.9697 | 377264.6787 | 2595136.3856 | 5499495.9055 | 3428607.3907 | 150078.3368 | 1096115.6158 | 2182413.4379 |  | 1779 | CB 790 | 864252.9944 | 448492.0593 | 34844.2512 | 541656.6534 | 266886.7508 | 5589.998 | 321571.933 | 180580.9005 | 28229.8451 | 1024.408 | 36719.1248 | 18204.7452 | 413.9225 | 36181.5483 | 17902.5276 | 366.0271 | 536.8056 | 301.4468 | 47.1246 | 0.77083 | 536442.5136 | 266553.0699 | 8498.4884 | 498939.9041 | 245452.4245 | 5121.357 | 37409.5516 | 21007.5875 | 3284.0735 | 93.0579 | 291091.356 | 163734.2441 | 25931.8403 | 6535.201 | 3531.7987 | 102.6139 | 283625.5758 | 159271.8662 | 24898.6471 | 930.5793 | 0.0043058 | 0.0022104 | 5.6e-05 | 0.086901 | 0.049312 | 0.00869 | 0.0014168 | 5000000 | scaled
CB 791 | 969888.6642 | 967787.3996 | 0 | 2101.2646 | 99.78% | 0% | 0.2167% | 497546.8612 | 956190.7494 | 30829.1579 | 3857.1521 | 462860.5512 | 59253.1549 | 8289.4774 | 888648.117 | 791 | 0.010706 | 0.0068322 | 0.0030326 | 90594692.9888 | 59987.8298 | 10311.2977 | 899589.5366 | 5603301.9335 | 963150.6043 | 84028240.4491 | 69134656.9187 | 4283743.7478 | 535955.3208 | 64314957.8539 | 4516888.0993 | 279902.1748 | 39158.1303 | 4197827.7942 |  | 1780 | CB 791 | 969888.6642 | 472341.803 | 13697.9148 | 967787.3996 | 470240.5384 | 11596.6503 | 0 | 0 | 0 | 2101.2646 | 59987.8298 | 29158.6719 | 734.6749 | 59986.2487 | 29157.0908 | 733.0938 | 0 | 0 | 0 | 1.5811 | 899589.5366 | 436728.9854 | 10941.4196 | 899398.6563 | 436538.1051 | 10750.5393 | 0 | 0 | 0 | 190.8803 | 10311.2977 | 6454.1456 | 2021.8203 | 8402.4946 | 4545.3425 | 113.0172 | 0 | 0 | 0 | 1908.8031 | 0.007772 | 0.0038984 | 9.88e-05 | 0 | 0 | 0 | 0.0029338 | 5000000 | scaled
CB 795 | 12754.4007 | 11980.9662 | 188.3889 | 585.0455 | 93.94% | 1.477% | 4.587% | 6566.0188 | 11990.7027 | 207.8893 | 5248.3866 | 1109.7429 | 331.9525 | 9886.8399 | 1771.9103 | 795 | 0.020541 | 0.011919 | 0.0026442 | 620930.086 | 337.5884 | 10561.6395 | 1855.1728 | 16435.0187 | 514178.5851 | 90316.4823 | 519194.3984 | 16438.4211 | 415005.3442 | 87750.6334 | 288820.0723 | 7995.7411 | 238144.3256 | 42680.0056 |  | 1781 | CB 795 | 12754.4007 | 6188.3819 | 763.698 | 11980.9662 | 5499.0436 | 166.0787 | 188.3889 | 104.2927 | 12.5738 | 585.0455 | 337.5884 | 129.6991 | 5.6359 | 337.0245 | 129.1904 | 5.1874 | 0.12373 | 0.068495 | 0.0082579 | 0.44023 | 1855.1728 | 745.4299 | 83.2625 | 1763.1274 | 670.7491 | 27.5203 | 38.8994 | 21.5348 | 2.5963 | 53.1459 | 10561.6395 | 5313.2529 | 674.7996 | 9880.8143 | 4699.1042 | 133.371 | 149.3658 | 82.6894 | 9.9692 | 531.4593 | 0.001769 | 0.0008722 | 2.22e-05 | 0.017944 | 0.010219 | 0.0017944 | 0.0008276 | 5000000 | scaled
CB 797 | 65018.887 | 64270.533 | 0 | 748.354 | 98.85% | 0% | 1.151% | 35244.4224 | 63367.4861 | 2235.0138 | 16652.7674 | 16356.6412 | 4014.6245 | 30149.7458 | 29203.1158 | 797 | 0.0039484 | 0.0023758 | 0.0010758 | 16467147.9587 | 4083.7395 | 31148.9168 | 29786.2307 | 1034277.0601 | 7888997.2622 | 7543873.6349 | 12532395.2269 | 794737.8616 | 5921477.7324 | 5816179.6293 | 1535044.5046 | 97252.1977 | 730361.9631 | 707430.3436 |  | 1782 | CB 797 | 65018.887 | 29774.4646 | 1651.4009 | 64270.533 | 29026.1106 | 903.0468 | 0 | 0 | 0 | 748.354 | 4083.7395 | 1848.7257 | 69.115 | 4083.1764 | 1848.1626 | 68.5519 | 0 | 0 | 0 | 0.56311 | 29786.2307 | 13429.5895 | 583.1148 | 29718.2497 | 13361.6085 | 515.1338 | 0 | 0 | 0 | 67.981 | 31148.9168 | 14496.1494 | 999.171 | 30469.1069 | 13816.3395 | 319.3611 | 0 | 0 | 0 | 679.8099 | 0.0029062 | 0.0013336 | 3.36e-05 | 0 | 0 | 0 | 0.0010422 | 5000000 | scaled
CB 799 | 176616.545 | 175676.8024 | 0 | 939.7426 | 99.47% | 0% | 0.5321% | 94828.456 | 174519.9718 | 6453.6944 | 7057.6033 | 81317.1582 | 11914.1701 | 14265.6442 | 148340.1575 | 799 | 0.0045468 | 0.0029052 | 0.0013886 | 38844142.034 | 11994.6015 | 15335.0272 | 149286.9162 | 2638031.4793 | 3372707.6691 | 32833402.8767 | 28152309.3212 | 1915948.1102 | 2095234.285 | 24141126.9121 | 1509846.7579 | 103074.5699 | 123418.1762 | 1283354.0115 |  | 1783 | CB 799 | 176616.545 | 81788.089 | 2096.5732 | 175676.8024 | 80848.3464 | 1156.8306 | 0 | 0 | 0 | 939.7426 | 11994.6015 | 5540.9071 | 80.4315 | 11993.8944 | 5540.2 | 79.7243 | 0 | 0 | 0 | 0.70713 | 149286.9162 | 67969.758 | 946.7587 | 149201.5494 | 67884.3911 | 861.3918 | 0 | 0 | 0 | 85.3669 | 15335.0272 | 8277.4239 | 1069.383 | 14481.3586 | 7423.7553 | 215.7144 | 0 | 0 | 0 | 853.6686 | 0.0031976 | 0.001556 | 3.94e-05 | 0 | 0 | 0 | 0.0013492 | 5000000 | scaled
CB 80 | 44453.5038 | 39613.1606 | 0 | 4840.3432 | 89.11% | 0% | 10.89% | 21315.4565 | 39150.1814 | 50.0611 | 21006.8191 | 258.5763 | 85.8986 | 38620.5792 | 443.7036 | 80 | 0.017052 | 0.01151 | 0.006898 | 2606968.3998 | 89.6153 | 43480.0965 | 883.7919 | 5255.4751 | 2549883.0933 | 51829.8315 | 2010186.2012 | 4721.091 | 1981079.6849 | 24385.4256 | 768820.2915 | 1686.853 | 758420.1119 | 8713.3267 |  | 1784 | CB 80 | 44453.5038 | 23138.0472 | 5303.3224 | 39613.1606 | 18297.7041 | 462.9792 | 0 | 0 | 0 | 4840.3432 | 89.6153 | 39.5542 | 3.7167 | 85.9731 | 35.912 | 0.07449 | 0 | 0 | 0 | 3.6422 | 883.7919 | 625.2156 | 440.0883 | 444.0918 | 185.5155 | 0.38825 | 0 | 0 | 0 | 439.7001 | 43480.0965 | 22473.2774 | 4859.5173 | 39083.0957 | 18076.2766 | 462.5165 | 0 | 0 | 0 | 4397.0009 | 0.010274 | 0.0047322 | 0.0001198 | 0 | 0 | 0 | 0.0067782 | 5000000 | scaled
CB 81 | 21924.701 | 17045.8033 | 0 | 4878.8977 | 77.75% | 0% | 22.25% | 9232.7467 | 16846.9817 | 0.52301 | 9229.5354 | 2.6883 | 0.87733 | 16841.5922 | 4.5122 | 81 | 0.01895 | 0.012211 | 0.0070014 | 1156988.5181 | 4.5485 | 21472.4379 | 447.7146 | 240.0311 | 1133122.1395 | 23626.3479 | 1039421.0203 | 58.88 | 1039059.4915 | 302.6495 | 725243.426 | 37.7679 | 725011.415 | 194.2434 |  | 1785 | CB 81 | 21924.701 | 12691.9543 | 5077.7193 | 17045.8033 | 7813.0566 | 198.8216 | 0 | 0 | 0 | 4878.8977 | 4.5485 | 4.0255 | 3.6712 | 0.87733 | 0.35432 | 0 | 0 | 0 | 0 | 3.6712 | 447.7146 | 445.0263 | 443.2024 | 4.5122 | 1.8238 | 0 | 0 | 0 | 0 | 443.2024 | 21472.4379 | 12242.9025 | 4630.8457 | 17040.4138 | 7810.8784 | 198.8216 | 0 | 0 | 0 | 4432.0241 | 0.012085 | 0.005346 | 0.0001368 | 0 | 0 | 0 | 0.0068646 | 5000000 | scaled
CB 821 | 39876.3716 | 32477.1947 | 0 | 7399.1769 | 81.44% | 0% | 18.56% | 15352.2623 | 32102.6293 | 199.3497 | 14126.6315 | 1026.2811 | 428.7671 | 29464.4444 | 2209.4179 | 821 | 0.03208 | 0.020145 | 0.010699 | 1243013.5394 | 436.8391 | 36545.1307 | 2894.4017 | 13617.0097 | 1139173.1624 | 90223.3676 | 1217391.5497 | 15807.8773 | 1120202.4471 | 81381.2261 | 726585.8706 | 9704.379 | 666875.251 | 50006.2409 |  | 1786 | CB 821 | 39876.3716 | 24524.1093 | 7773.7422 | 32477.1947 | 17124.9324 | 374.5653 | 0 | 0 | 0 | 7399.1769 | 436.8391 | 237.4894 | 8.0721 | 431.2715 | 231.9217 | 2.5044 | 0 | 0 | 0 | 5.5676 | 2894.4017 | 1868.1206 | 684.9838 | 2222.2554 | 1195.9743 | 12.8375 | 0 | 0 | 0 | 672.1463 | 36545.1307 | 22418.4993 | 7080.6863 | 29823.6678 | 15697.0363 | 359.2234 | 0 | 0 | 0 | 6721.463 | 0.021628 | 0.0096924 | 0.0002466 | 0 | 0 | 0 | 0.010452 | 5000000 | scaled
CB 83 | 14282.3219 | 12069.904 | 0 | 2212.4179 | 84.51% | 0% | 15.49% | 6176.519 | 11916.4839 | 30.9474 | 5987.5392 | 158.0324 | 54.2691 | 11585.0441 | 277.1707 | 83 | 0.012231 | 0.007285 | 0.0032028 | 1167676.7917 | 56.7655 | 13743.1713 | 482.3851 | 4640.965 | 1123597.5669 | 39438.2596 | 1112670.263 | 5575.0297 | 1078626.4457 | 28468.7872 | 738678.0195 | 3364.0296 | 718132.7556 | 17181.2342 |  | 1787 | CB 83 | 14282.3219 | 8105.8029 | 2365.838 | 12069.904 | 5893.385 | 153.4201 | 0 | 0 | 0 | 2212.4179 | 56.7655 | 25.8181 | 2.4964 | 55.1007 | 24.1533 | 0.83161 | 0 | 0 | 0 | 1.6648 | 482.3851 | 324.3527 | 205.2144 | 281.4076 | 123.3751 | 4.2369 | 0 | 0 | 0 | 200.9776 | 13743.1713 | 7755.6321 | 2158.1271 | 11733.3957 | 5745.8565 | 148.3516 | 0 | 0 | 0 | 2009.7756 | 0.0091352 | 0.0041888 | 0.0001066 | 0 | 0 | 0 | 0.0030962 | 5000000 | scaled
CB 835 | 42647.5086 | 42402.3932 | 0 | 245.1154 | 99.43% | 0% | 0.5747% | 26224.4397 | 42302.879 | 2970.7665 | 5.6389 | 23248.0343 | 4770.4097 | 9.8674 | 37522.6019 | 835 | 0.0017112 | 0.0009398 | 0.0003654 | 24922573.9715 | 4784.4608 | 232.6335 | 37630.4143 | 2795968.1995 | 135947.5712 | 21990658.1989 | 17475067.9719 | 1979616.9997 | 3757.5367 | 15491693.4338 | 943156.9929 | 106357.8975 | 219.9967 | 836579.0986 |  | 1788 | CB 835 | 42647.5086 | 16423.0689 | 344.6296 | 42402.3932 | 16177.9535 | 99.5142 | 0 | 0 | 0 | 245.1154 | 4784.4608 | 1813.6943 | 14.0511 | 4784.2763 | 1813.5098 | 13.8666 | 0 | 0 | 0 | 0.18444 | 37630.4143 | 14382.38 | 107.8124 | 37608.1479 | 14360.1135 | 85.5459 | 0 | 0 | 0 | 22.2665 | 232.6335 | 226.9946 | 222.7661 | 9.969 | 4.3301 | 0.10159 | 0 | 0 | 0 | 222.6645 | 0.0013608 | 0.0005894 | 1.5e-05 | 0 | 0 | 0 | 0.0003504 | 5000000 | scaled
CB 84 | 11156.897 | 6698.1216 | 0 | 4458.7755 | 60.04% | 0% | 39.96% | 3331.4021 | 6615.797 | 74.1493 | 2871.9253 | 385.3275 | 134.4418 | 5783.389 | 697.9661 | 84 | 0.018717 | 0.011944 | 0.0063698 | 596096.3551 | 138.8756 | 9909.4466 | 1108.5748 | 7419.914 | 529446.9424 | 59229.4984 | 655171.1204 | 14582.598 | 564807.9779 | 75780.5435 | 712910.931 | 14487.3039 | 623211.5708 | 75212.0558 |  | 1789 | CB 84 | 11156.897 | 7825.4949 | 4541.1 | 6698.1216 | 3366.7194 | 82.3246 | 0 | 0 | 0 | 4458.7755 | 138.8756 | 64.7262 | 4.4337 | 135.5205 | 61.3712 | 1.0786 | 0 | 0 | 0 | 3.3551 | 1108.5748 | 723.2473 | 410.6087 | 703.5366 | 318.2091 | 5.5705 | 0 | 0 | 0 | 405.0382 | 9909.4466 | 7037.5214 | 4126.0576 | 5859.0645 | 2987.1392 | 75.6755 | 0 | 0 | 0 | 4050.3821 | 0.012492 | 0.0057196 | 0.0001452 | 0 | 0 | 0 | 0.0062246 | 5000000 | scaled
CB 85 | 49322.4809 | 45426.9031 | 0 | 3895.5778 | 92.1% | 0% | 7.898% | 24465.7 | 44773.0071 | 1917.9564 | 14840.6745 | 7707.0691 | 3313.487 | 28274.9965 | 13184.5236 | 85 | 0.02128 | 0.012922 | 0.0056938 | 2317785.7561 | 3368.2814 | 32204.1417 | 13750.0578 | 158283.9014 | 1513352.5226 | 646149.3322 | 1923571.9096 | 150795.89 | 1166821.4912 | 605954.5287 | 799022.4096 | 59132.7356 | 504597.6872 | 235291.9868 |  | 1790 | CB 85 | 49322.4809 | 24856.7809 | 4549.4738 | 45426.9031 | 20961.2031 | 653.896 | 0 | 0 | 0 | 3895.5778 | 3368.2814 | 1450.325 | 54.7944 | 3365.3501 | 1447.3938 | 51.8631 | 0 | 0 | 0 | 2.9313 | 13750.0578 | 6042.9887 | 565.5342 | 13396.1808 | 5689.1117 | 211.6573 | 0 | 0 | 0 | 353.877 | 32204.1417 | 17363.4672 | 3929.1452 | 28665.3721 | 13824.6976 | 390.3756 | 0 | 0 | 0 | 3538.7696 | 0.015775 | 0.0074176 | 0.0001892 | 0 | 0 | 0 | 0.0055046 | 5000000 | scaled
CB 851 | 102552.213 | 101981.941 | 0 | 570.272 | 99.44% | 0% | 0.5561% | 55916.5931 | 101834.6915 | 5778.5787 | 21689.2726 | 28448.7418 | 10583.1523 | 38797.6259 | 52453.9132 | 851 | 0.0031694 | 0.0018766 | 0.0008122 | 32356980.1855 | 10586.9428 | 39449.0492 | 52516.2211 | 3340361.8287 | 12446850.874 | 16569767.4796 | 24851124.3472 | 2568185.3775 | 9639407.2132 | 12643531.753 | 883429.623 | 91810.2677 | 336574.6148 | 455044.7404 |  | 1791 | CB 851 | 102552.213 | 46635.62 | 717.5215 | 101981.941 | 46065.348 | 147.2496 | 0 | 0 | 0 | 570.272 | 10586.9428 | 4808.3641 | 3.7904 | 10586.5137 | 4807.935 | 3.3613 | 0 | 0 | 0 | 0.42911 | 52516.2211 | 24067.4793 | 62.3079 | 52464.4172 | 24015.6754 | 10.504 | 0 | 0 | 0 | 51.8039 | 39449.0492 | 17759.7766 | 651.4232 | 38931.0102 | 17241.7376 | 133.3843 | 0 | 0 | 0 | 518.039 | 0.0023848 | 0.001092 | 2.76e-05 | 0 | 0 | 0 | 0.0007846 | 5000000 | scaled
CB 852 | 34455.927 | 34314.1782 | 0 | 141.7488 | 99.59% | 0% | 0.4114% | 19916.9216 | 34314.1664 | 1741.2579 | 0.79996 | 18174.8638 | 2981.1463 | 1.4014 | 31331.6187 | 852 | 0.0007638 | 0.0004458 | 0.0002092 | 45111190.1545 | 2981.2529 | 130.1789 | 31344.4952 | 3903185.3024 | 170435.8248 | 41037569.0233 | 32613291.6779 | 2851251.3794 | 1309.9033 | 29760730.3941 | 677632.3356 | 58871.3446 | 27.6751 | 618733.3158 |  | 1792 | CB 852 | 34455.927 | 14539.0054 | 141.7607 | 34314.1782 | 14397.2566 | 0.011845 | 0 | 0 | 0 | 141.7488 | 2981.2529 | 1239.9951 | 0.10666 | 2981.1463 | 1239.8884 | 0 | 0 | 0 | 0 | 0.10666 | 31344.4952 | 13169.6314 | 12.8766 | 31331.6187 | 13156.7549 | 0 | 0 | 0 | 0 | 12.8766 | 130.1789 | 129.3789 | 128.7775 | 1.4133 | 0.61331 | 0.011845 | 0 | 0 | 0 | 128.7656 | 0.000561 | 0.000243 | 6.4e-06 | 0 | 0 | 0 | 0.0002028 | 5000000 | scaled
CB 854 | 4084.6254 | 3770.4369 | 0 | 314.1884 | 92.31% | 0% | 7.692% | 2339.5178 | 3736.1616 | 27.5492 | 2167.6216 | 144.347 | 32.574 | 3532.7125 | 170.875 | 854 | 0.0011248 | 0.0007976 | 0.000456 | 3631423.7002 | 32.8104 | 3852.3988 | 199.4161 | 29170.0136 | 3424963.3988 | 177290.2882 | 2187948.3012 | 25764.4034 | 2027188.6223 | 134995.2763 | 764174.9796 | 6662.5188 | 722562.5759 | 34949.8849 |  | 1793 | CB 854 | 4084.6254 | 1745.1076 | 348.4638 | 3770.4369 | 1430.9191 | 34.2754 | 0 | 0 | 0 | 314.1884 | 32.8104 | 5.2612 | 0.23642 | 32.574 | 5.0248 | 0 | 0 | 0 | 0 | 0.23642 | 199.4161 | 55.0691 | 28.5411 | 170.875 | 26.528 | 0 | 0 | 0 | 0 | 28.5411 | 3852.3988 | 1684.7773 | 319.6863 | 3566.9879 | 1399.3664 | 34.2754 | 0 | 0 | 0 | 285.4109 | 0.0006776 | 0.0003504 | 8.8e-06 | 0 | 0 | 0 | 0.0004472 | 5000000 | scaled
CB 855 | 270561.7871 | 268850.7683 | 0 | 1711.0189 | 99.37% | 0% | 0.6324% | 77700.5322 | 265510.093 | 4274.9048 | 34775.9279 | 38649.6994 | 13830.8067 | 129940.5497 | 121738.7366 | 855 | 0.01085 | 0.008162 | 0.0026022 | 24937489.5941 | 14004.1661 | 133393.6127 | 123164.0083 | 1290754.1412 | 12294795.4487 | 11351940.007 | 23629166.246 | 1300022.459 | 10575554.11 | 11753589.6773 | 1941316.6109 | 101126.004 | 950079.693 | 890110.9142 |  | 1794 | CB 855 | 270561.7871 | 192861.2549 | 5051.6941 | 268850.7683 | 191150.2361 | 3340.6752 | 0 | 0 | 0 | 1711.0189 | 14004.1661 | 9729.2613 | 173.3595 | 14002.8786 | 9727.9738 | 172.072 | 0 | 0 | 0 | 1.2875 | 123164.0083 | 84514.3089 | 1425.2717 | 123008.5781 | 84358.8788 | 1269.8415 | 0 | 0 | 0 | 155.4301 | 133393.6127 | 98617.6848 | 3453.063 | 131839.3115 | 97063.3835 | 1898.7617 | 0 | 0 | 0 | 1554.3012 | 0.0083924 | 0.0057048 | 0.000145 | 0 | 0 | 0 | 0.0024572 | 5000000 | scaled
CB 856 | 37851.362 | 37081.1819 | 0 | 770.1801 | 97.97% | 0% | 2.035% | 13239.7942 | 34586.3156 | 1277.6504 | 2947.2327 | 9014.9111 | 3406.4436 | 6996.7341 | 24183.1379 | 856 | 0.0032934 | 0.002265 | 0.001141 | 11493095.8918 | 3641.7118 | 7780.7796 | 26428.8706 | 1105760.5599 | 2362537.0729 | 8024798.2602 | 10866034.3664 | 1048580.7193 | 2418823.953 | 7398629.6917 | 2861565.6117 | 281838.6896 | 578888.3077 | 2000838.6147 |  | 1795 | CB 856 | 37851.362 | 24611.5678 | 3265.0464 | 37081.1819 | 23841.3878 | 2494.8663 | 0 | 0 | 0 | 770.1801 | 3641.7118 | 2364.0615 | 235.2682 | 3641.1323 | 2363.4819 | 234.6887 | 0 | 0 | 0 | 0.57954 | 26428.8706 | 17413.9594 | 2245.7327 | 26358.9069 | 17343.9958 | 2175.769 | 0 | 0 | 0 | 69.9637 | 7780.7796 | 4833.5469 | 784.0455 | 7081.1427 | 4133.9101 | 84.4086 | 0 | 0 | 0 | 699.6369 | 0.002182 | 0.0011536 | 2.96e-05 | 0 | 0 | 0 | 0.0011114 | 5000000 | scaled
CB 857 | 134820.5635 | 132842.2212 | 0 | 1978.3423 | 98.53% | 0% | 1.467% | 53117.7076 | 130286.6939 | 3905.0064 | 4279.4735 | 44933.2277 | 9475.4559 | 7016.8692 | 113794.3688 | 857 | 0.0091096 | 0.0062464 | 0.002905 | 14799833.5273 | 9669.1825 | 8879.8639 | 116271.517 | 1061427.7821 | 974780.8837 | 12763624.8573 | 13079991.0204 | 961589.8493 | 1053800.6576 | 11064600.5042 | 1560712.4327 | 113507.0767 | 84055.5134 | 1363149.8422 |  | 1796 | CB 857 | 134820.5635 | 81702.8559 | 4533.8696 | 132842.2212 | 79724.5136 | 2555.5273 | 0 | 0 | 0 | 1978.3423 | 9669.1825 | 5764.1761 | 193.7267 | 9667.6939 | 5762.6875 | 192.238 | 0 | 0 | 0 | 1.4886 | 116271.517 | 71338.2894 | 2477.1482 | 116091.8031 | 71158.5754 | 2297.4342 | 0 | 0 | 0 | 179.714 | 8879.8639 | 4600.3904 | 1862.9948 | 7082.7242 | 2803.2507 | 65.8551 | 0 | 0 | 0 | 1797.1397 | 0.0062926 | 0.0034294 | 8.8e-05 | 0 | 0 | 0 | 0.002817 | 5000000 | scaled
CB 859 | 6353.6441 | 6108.8397 | 0 | 244.8043 | 96.15% | 0% | 3.853% | 3566.1675 | 6061.5889 | 51.7364 | 3242.2493 | 272.1819 | 93.059 | 5480.7308 | 487.7991 | 859 | 0.0009722 | 0.000614 | 0.0003476 | 6535326.1428 | 93.2432 | 5750.3635 | 510.0373 | 95909.4934 | 5914794.819 | 524621.8299 | 4539864.0619 | 65862.3061 | 4127504.1021 | 346497.6526 | 840204.7146 | 12899.0292 | 759691.2117 | 67614.4737 |  | 1797 | CB 859 | 6353.6441 | 2787.4765 | 292.0552 | 6108.8397 | 2542.6722 | 47.2508 | 0 | 0 | 0 | 244.8043 | 93.2432 | 41.5069 | 0.18421 | 93.059 | 41.3226 | 0 | 0 | 0 | 0 | 0.18421 | 510.0373 | 237.8555 | 22.2382 | 487.7991 | 215.6173 | 0 | 0 | 0 | 0 | 22.2382 | 5750.3635 | 2508.1142 | 269.6328 | 5527.9816 | 2285.7323 | 47.2508 | 0 | 0 | 0 | 222.3819 | 0.0006318 | 0.0002736 | 7.2e-06 | 0 | 0 | 0 | 0.0003404 | 5000000 | scaled
CB 86 | 2029.2134 | 1849.158 | 0 | 180.0554 | 91.13% | 0% | 8.873% | 1047.9865 | 1829.2014 | 2.5721 | 1032.1458 | 13.2687 | 4.8608 | 1799.2712 | 25.0695 | 86 | 0.0007966 | 0.0004842 | 0.000252 | 2547342.9563 | 4.9963 | 1982.7913 | 41.4258 | 6271.9776 | 2489067.6563 | 52003.3228 | 2026490.8829 | 4973.6189 | 1995859.6455 | 25657.6191 | 793698.2496 | 2109.1093 | 780711.3804 | 10877.76 |  | 1798 | CB 86 | 2029.2134 | 981.2269 | 200.012 | 1849.158 | 801.1715 | 19.9566 | 0 | 0 | 0 | 180.0554 | 4.9963 | 2.4242 | 0.13549 | 4.8608 | 2.2887 | 0 | 0 | 0 | 0 | 0.13549 | 41.4258 | 28.1572 | 16.3564 | 25.0695 | 11.8008 | 0 | 0 | 0 | 0 | 16.3564 | 1982.7913 | 950.6455 | 183.5201 | 1819.2278 | 787.082 | 19.9566 | 0 | 0 | 0 | 163.5635 | 0.0005506 | 0.0002382 | 6e-06 | 0 | 0 | 0 | 0.000246 | 5000000 | scaled
CB 87 | 8254.444 | 3527.894 | 0 | 4726.55 | 42.74% | 0% | 57.26% | 2002.0823 | 3489.9268 | 26.6115 | 1838.5207 | 136.9502 | 45.9403 | 3207.6378 | 236.3487 | 87 | 0.018391 | 0.011778 | 0.0068542 | 448830.6225 | 49.9233 | 7536.6114 | 667.9093 | 2714.5497 | 409798.8899 | 36317.1829 | 530859.8928 | 7056.1351 | 487490.8882 | 36312.8696 | 695123.7516 | 9150.3832 | 638897.4216 | 47075.9469 |  | 1799 | CB 87 | 8254.444 | 6252.3616 | 4764.5172 | 3527.894 | 1525.8117 | 37.9673 | 0 | 0 | 0 | 4726.55 | 49.9233 | 23.3118 | 3.983 | 46.3667 | 19.7552 | 0.42645 | 0 | 0 | 0 | 3.5566 | 667.9093 | 530.9591 | 431.5606 | 238.5463 | 101.5961 | 2.1976 | 0 | 0 | 0 | 429.363 | 7536.6114 | 5698.0907 | 4328.9736 | 3242.981 | 1404.4604 | 35.3433 | 0 | 0 | 0 | 4293.6303 | 0.011664 | 0.0050508 | 0.0001272 | 0 | 0 | 0 | 0.006727 | 5000000 | scaled
CB 88 | 58866.7602 | 52619.2444 | 0 | 6247.5159 | 89.39% | 0% | 10.61% | 25088.8116 | 51894.1906 | 2175.3055 | 15779.8722 | 7133.6338 | 4385.586 | 33161.1231 | 14347.4816 | 88 | 0.033053 | 0.02117 | 0.0092012 | 1780991.6328 | 4453.8759 | 39289.5247 | 15123.3597 | 134750.3347 | 1188689.7546 | 457551.5436 | 1595557.3302 | 138341.5312 | 1003542.5856 | 453673.2134 | 757789.1574 | 64040.8775 | 484238.0083 | 209510.2716 |  | 1800 | CB 88 | 58866.7602 | 33777.9487 | 6972.5696 | 52619.2444 | 27530.4328 | 725.0537 | 0 | 0 | 0 | 6247.5159 | 4453.8759 | 2278.5704 | 68.2899 | 4449.1748 | 2273.8693 | 63.5888 | 0 | 0 | 0 | 4.7011 | 15123.3597 | 7989.7258 | 775.8781 | 14555.831 | 7422.1972 | 208.3495 | 0 | 0 | 0 | 567.5286 | 39289.5247 | 23509.6525 | 6128.4016 | 33614.2385 | 17834.3663 | 453.1154 | 0 | 0 | 0 | 5675.2862 | 0.024163 | 0.01228 | 0.000311 | 0 | 0 | 0 | 0.0088902 | 5000000 | scaled
CB 90 | 16674.0709 | 389.334 | 16254.0784 | 30.6585 | 2.335% | 97.48% | 0.1839% | 7419.0294 | 15555.2395 | 9.5946 | 6797.6539 | 611.7809 | 20.2178 | 14245.8737 | 1289.148 | 90 | 0.0049876 | 0.0028712 | 0.0005362 | 3343105.0786 | 21.6863 | 15268.2849 | 1384.0997 | 4348.039 | 3061248.8832 | 277508.1548 | 3223405.35 | 4168.6357 | 2953431.3422 | 265805.3686 | 2086593.3887 | 2712.0276 | 1910953.9179 | 172927.4421 |  | 1801 | CB 90 | 16674.0709 | 9255.0414 | 1118.8314 | 389.334 | 169.1965 | 3.6386 | 16254.0784 | 9055.1864 | 1084.5343 | 30.6585 | 21.6863 | 12.0917 | 1.4685 | 0 | 0 | 0 | 21.6632 | 12.0686 | 1.4455 | 0.02307 | 1384.0997 | 772.3188 | 94.9516 | 0 | 0 | 0 | 1381.3146 | 769.5337 | 92.1666 | 2.785 | 15268.2849 | 8470.631 | 1022.4112 | 389.334 | 169.1965 | 3.6386 | 14851.1006 | 8273.5841 | 990.9222 | 27.8504 | 4.28e-05 | 1.86e-05 | 4e-07 | 0.0048988 | 0.0028066 | 0.0004898 | 4.6e-05 | 5000000 | scaled
CB 900 | 533.5569 | 499.8526 | 0 | 33.7043 | 93.68% | 0% | 6.317% | 210.948 | 499.8526 | 22.461 | 0 | 188.487 | 52.7442 | 0 | 447.1084 | 900 | 0.0001684 | 0.0001004 | 4.98e-05 | 3168390.3183 | 52.7696 | 30.6172 | 450.1701 | 313358.5312 | 181812.5724 | 2673219.2144 | 3213236.3187 | 342134.138 | 0 | 2871102.1795 | 676793.6211 | 71414.9489 | 0 | 605378.6721 |  | 1802 | CB 900 | 533.5569 | 322.6089 | 33.7043 | 499.8526 | 288.9046 | 0 | 0 | 0 | 0 | 33.7043 | 52.7696 | 30.3086 | 0.025361 | 52.7442 | 30.2832 | 0 | 0 | 0 | 0 | 0.025361 | 450.1701 | 261.6831 | 3.0617 | 447.1084 | 258.6214 | 0 | 0 | 0 | 0 | 3.0617 | 30.6172 | 30.6172 | 30.6172 | 0 | 0 | 0 | 0 | 0 | 0 | 30.6172 | 0.00012 | 5.2e-05 | 1.4e-06 | 0 | 0 | 0 | 4.84e-05 | 5000000 | scaled
CB 902 | 88957.808 | 83736.756 | 0 | 5221.0519 | 94.13% | 0% | 5.869% | 47890.2577 | 82829.5102 | 5161.3578 | 19281.289 | 23447.6109 | 8895.3686 | 33600.4882 | 40333.6534 | 902 | 0.02472 | 0.014884 | 0.0075636 | 3598587.7117 | 8995.8552 | 38717.4359 | 41244.5169 | 363907.0543 | 1566226.6454 | 1668454.0121 | 2759137.2247 | 297365.1679 | 1110867.32 | 1350904.7372 | 810235.5716 | 87014.2064 | 328678.8811 | 394542.484 |  | 1803 | CB 902 | 88957.808 | 41067.5503 | 6128.2978 | 83736.756 | 35846.4984 | 907.2459 | 0 | 0 | 0 | 5221.0519 | 8995.8552 | 3834.4973 | 100.4865 | 8991.9265 | 3830.5687 | 96.5578 | 0 | 0 | 0 | 3.9287 | 41244.5169 | 17796.906 | 910.8635 | 40770.2329 | 17322.6221 | 436.5796 | 0 | 0 | 0 | 474.2839 | 38717.4359 | 19436.1469 | 5116.9478 | 33974.5966 | 14693.3076 | 374.1085 | 0 | 0 | 0 | 4742.8393 | 0.017348 | 0.0075124 | 0.0001918 | 0 | 0 | 0 | 0.0073718 | 5000000 | scaled
CB 907 | 2742283.788 | 2737736.241 | 3493.5447 | 1054.0025 | 99.83% | 0.1274% | 0.03844% | 1364065.604 | 2709043.995 | 105443.8433 | 1364.1258 | 1257257.635 | 209398.2378 | 2851.0092 | 2496794.7475 | 907 | 0.023668 | 0.013852 | 0.0033164 | 115862660.2559 | 211835.8188 | 4009.7778 | 2526438.191 | 8950153.7409 | 169414.8223 | 106743091.675 | 99493097.5138 | 7690931.1054 | 99497.4848 | 91702668.9275 | 10022854.0013 | 774726.4237 | 10548.0935 | 9237579.4826 |  | 1804 | CB 907 | 2742283.788 | 1378218.184 | 33239.793 | 2737736.241 | 1375231.336 | 31952.6011 | 3493.5447 | 1932.8452 | 233.1894 | 1054.0025 | 211835.8188 | 106391.9755 | 2437.581 | 211817.8416 | 106381.6751 | 2435.6409 | 17.1841 | 9.5073 | 1.147 | 0.7931 | 2526438.191 | 1269180.556 | 29643.4435 | 2525872.645 | 1268824.887 | 29516.3387 | 469.8002 | 259.9225 | 31.3585 | 95.7463 | 4009.7778 | 2645.652 | 1158.7685 | 45.7543 | 24.7736 | 0.62158 | 3006.5604 | 1663.4153 | 200.6839 | 957.4631 | 0.0041516 | 0.0021162 | 5.36e-05 | 0.01806 | 0.010279 | 0.001806 | 0.0014568 | 5000000 | scaled
CB 91 | 337735.0551 | 315531.0882 | 20528.8717 | 1675.0952 | 93.43% | 6.078% | 0.496% | 118074.8602 | 331239.1452 | 10760.7235 | 16109.5131 | 91204.6237 | 30359.839 | 39136.3098 | 261742.9966 | 91 | 0.015476 | 0.0099724 | 0.0029656 | 21823431.1053 | 30725.475 | 42171.5922 | 264837.9879 | 1985388.4775 | 2725002.4063 | 17113040.2241 | 22026813.4952 | 2007408.2558 | 3005222.6223 | 17014182.6358 | 2190420.1076 | 200763.7161 | 258800.8123 | 1730855.5795 |  | 1805 | CB 91 | 337735.0551 | 219660.1949 | 6495.9099 | 315531.0882 | 206537.9097 | 3451.6635 | 20528.8717 | 11447.1899 | 1369.1512 | 1675.0952 | 30725.475 | 19964.7515 | 365.636 | 30688.5227 | 19943.5888 | 361.9952 | 35.6919 | 19.9023 | 2.3804 | 1.2605 | 264837.9879 | 173633.3642 | 3094.9913 | 261949.3673 | 171955.312 | 2760.3197 | 2736.4538 | 1525.8854 | 182.5049 | 152.1668 | 42171.5922 | 26062.0791 | 3035.2825 | 22893.1982 | 14639.0089 | 329.3486 | 17756.7261 | 9901.4022 | 1184.2659 | 1521.668 | 0.0082314 | 0.004814 | 0.0001222 | 0.00489 | 0.002804 | 0.000489 | 0.0023544 | 5000000 | scaled
CB 911 | 193603.295 | 193113.4361 | 0 | 489.8589 | 99.75% | 0% | 0.253% | 113658.4182 | 189937.595 | 7859.7618 | 8592.8838 | 97205.7727 | 13282.9228 | 14825.697 | 161828.9752 | 911 | 0.0040632 | 0.0021472 | 0.0007212 | 47647985.5779 | 13495.3411 | 15429.885 | 164678.0689 | 3321357.8116 | 3797471.2 | 40529156.5515 | 37232151.9933 | 2574695.7325 | 2814851.368 | 31842604.8712 | 5082778.7465 | 355454.4192 | 396739.4521 | 4330584.8736 |  | 1806 | CB 911 | 193603.295 | 79944.8768 | 3665.7 | 193113.4361 | 79455.0178 | 3175.8411 | 0 | 0 | 0 | 489.8589 | 13495.3411 | 5635.5793 | 212.4183 | 13494.9725 | 5635.2107 | 212.0497 | 0 | 0 | 0 | 0.3686 | 164678.0689 | 67472.2962 | 2849.0937 | 164633.5698 | 67427.7971 | 2804.5946 | 0 | 0 | 0 | 44.4991 | 15429.885 | 6837.0012 | 604.188 | 14984.8938 | 6392.01 | 159.1968 | 0 | 0 | 0 | 444.9912 | 0.0033794 | 0.0014634 | 3.74e-05 | 0 | 0 | 0 | 0.0006838 | 5000000 | scaled
CB 92 | 46332.1664 | 40565.548 | 4016.0605 | 1750.558 | 87.55% | 8.668% | 3.778% | 20502.5581 | 43793.605 | 779.4737 | 16535.3415 | 3187.7429 | 1627.1191 | 35484.7408 | 6681.7451 | 92 | 0.013793 | 0.0084624 | 0.0030228 | 3359009.8489 | 1650.3236 | 37735.2184 | 6946.6245 | 119645.888 | 2735744.5133 | 503619.4473 | 3052279.2978 | 116042.6639 | 2461667.4796 | 474569.1539 | 839804.6215 | 31202.322 | 680470.3407 | 128131.9588 |  | 1807 | CB 92 | 46332.1664 | 25829.6083 | 2538.5614 | 40565.548 | 21835.7672 | 520.0477 | 4016.0605 | 2243.2832 | 267.9557 | 1750.558 | 1650.3236 | 870.8499 | 23.2045 | 1642.1047 | 865.6775 | 21.4267 | 6.9017 | 3.8551 | 0.46049 | 1.3172 | 6946.6245 | 3758.8816 | 264.8794 | 6454.317 | 3413.6937 | 83.6204 | 333.2856 | 186.166 | 22.2372 | 159.0219 | 37735.2184 | 21199.8769 | 2250.4775 | 32469.1264 | 17556.396 | 415.0006 | 3675.8732 | 2053.262 | 245.2581 | 1590.2188 | 0.006438 | 0.0031946 | 8.1e-05 | 0.004904 | 0.0028164 | 0.0004904 | 0.0024514 | 5000000 | scaled
CB 920 | 251903.6972 | 251341.6284 | 0 | 562.0688 | 99.78% | 0% | 0.2231% | 59530.304 | 247889.4114 | 4462.1844 | 8747.6827 | 46320.4369 | 18704.6246 | 34941.7221 | 194243.0647 | 920 | 0.0036978 | 0.0029716 | 0.0008452 | 68122585.6455 | 18961.6194 | 36184.0528 | 196758.025 | 5127810.9579 | 9785292.0196 | 53209482.6654 | 64737310.9436 | 4852483.529 | 9512826.4933 | 50372000.8996 | 4749509.8805 | 358376.7411 | 669476.1723 | 3721656.9669 |  | 1808 | CB 920 | 251903.6972 | 192373.3932 | 4014.2858 | 251341.6284 | 191811.3244 | 3452.217 | 0 | 0 | 0 | 562.0688 | 18961.6194 | 14499.435 | 256.9947 | 18961.1964 | 14499.012 | 256.5718 | 0 | 0 | 0 | 0.42294 | 196758.025 | 150437.5881 | 2514.9603 | 196706.9662 | 150386.5293 | 2463.9016 | 0 | 0 | 0 | 51.0587 | 36184.0528 | 27436.3702 | 1242.3307 | 35673.4657 | 26925.783 | 731.7436 | 0 | 0 | 0 | 510.5871 | 0.002908 | 0.0021818 | 5.54e-05 | 0 | 0 | 0 | 0.0007898 | 5000000 | scaled
CB 927 | 165399.2304 | 164834.7631 | 0 | 564.4673 | 99.66% | 0% | 0.3413% | 97142.1728 | 163126.292 | 14328.2915 | 15.9059 | 82797.9754 | 24126.8062 | 27.7191 | 138971.7666 | 927 | 0.0030976 | 0.0017928 | 0.0008214 | 53395929.2355 | 24392.1734 | 540.7858 | 140466.2713 | 7874539.4402 | 174582.1823 | 45346807.6253 | 38072879.083 | 5615679.5074 | 6233.9971 | 32450965.5888 | 2767151.7288 | 409268.9952 | 470.2062 | 2357412.528 |  | 1809 | CB 927 | 165399.2304 | 68257.0576 | 2272.9384 | 164834.7631 | 67692.5904 | 1708.4712 | 0 | 0 | 0 | 564.4673 | 24392.1734 | 10063.8819 | 265.3671 | 24391.7486 | 10063.4571 | 264.9424 | 0 | 0 | 0 | 0.42474 | 140466.2713 | 57668.2959 | 1494.5047 | 140414.9947 | 57617.0193 | 1443.2281 | 0 | 0 | 0 | 51.2766 | 540.7858 | 524.8799 | 513.0667 | 28.0198 | 12.1139 | 0.30073 | 0 | 0 | 0 | 512.7659 | 0.0023014 | 0.0009966 | 2.52e-05 | 0 | 0 | 0 | 0.0007962 | 5000000 | scaled
CB 928 | 1655010.62 | 1319990.027 | 332960.639 | 2059.9535 | 79.76% | 20.12% | 0.1245% | 673023.1312 | 1600107.3341 | 44354.6736 | 139454.3395 | 489214.1174 | 110186.5736 | 304741.3283 | 1185179.4315 | 928 | 0.057199 | 0.034328 | 0.0074894 | 28934460.284 | 112397.865 | 331285.1693 | 1211327.585 | 1965045.7354 | 5791840.5223 | 21177574.014 | 28606354.3271 | 1885262.8539 | 5927404.3688 | 20793687.0747 | 7330798.9772 | 504813.3984 | 1396154.7267 | 5429830.8489 |  | 1810 | CB 928 | 1655010.62 | 981987.4888 | 54903.2859 | 1319990.027 | 794134.2059 | 26302.8952 | 332960.639 | 185793.3293 | 26540.4371 | 2059.9535 | 112397.865 | 68043.1914 | 2211.2914 | 111931.9121 | 67782.5028 | 2172.7236 | 464.4028 | 259.1386 | 37.0178 | 1.55 | 1211327.585 | 722113.4676 | 26148.1535 | 1181306.397 | 705278.8185 | 23582.94 | 29834.0605 | 16647.5216 | 2378.0859 | 187.1276 | 331285.1693 | 191830.8298 | 26543.841 | 26751.7176 | 21072.8847 | 547.2317 | 302662.1758 | 168886.6692 | 24125.3334 | 1871.2759 | 0.01037 | 0.0064714 | 0.0001646 | 0.043894 | 0.024921 | 0.0043894 | 0.0029354 | 5000000 | scaled
CB 93 | 117852.2354 | 58642.1294 | 55130.1978 | 4079.9082 | 49.76% | 46.78% | 3.462% | 58039.0689 | 109499.1228 | 2677.106 | 33270.8728 | 22091.09 | 4555.8336 | 67041.7198 | 37901.5694 | 93 | 0.023557 | 0.014284 | 0.0063898 | 5002769.2105 | 4608.968 | 74311.91 | 38931.3574 | 195648.4179 | 3154503.8909 | 1652616.9025 | 4187365.5164 | 193146.1275 | 2400405.594 | 1593813.7959 | 1307257.2852 | 54389.9031 | 800378.8011 | 452488.5812 |  | 1811 | CB 93 | 117852.2354 | 59813.1665 | 8353.1126 | 58642.1294 | 25007.1866 | 592.4339 | 55130.1978 | 30726.0717 | 3680.7705 | 4079.9082 | 4608.968 | 1931.862 | 53.1344 | 4530.2349 | 1886.6222 | 45.0128 | 75.6631 | 42.1698 | 5.0517 | 3.07 | 38931.3574 | 16840.2674 | 1029.788 | 33403.7173 | 13595.4511 | 314.8578 | 5157.0184 | 2874.1946 | 344.3086 | 370.6217 | 74311.91 | 41041.0371 | 7270.1902 | 20708.1771 | 9525.1133 | 232.5633 | 49897.5162 | 27809.7072 | 3331.4102 | 3706.2166 | 0.012922 | 0.0057316 | 0.0001454 | 0.0048788 | 0.002796 | 0.0004878 | 0.0057566 | 5000000 | scaled
CB 94 | 70259.928 | 67744.6617 | 0 | 2515.2662 | 96.42% | 0% | 3.58% | 34100.6255 | 66969.0464 | 1914.2621 | 19262.6256 | 12923.7378 | 3800.1742 | 37260.0158 | 25908.8564 | 94 | 0.011842 | 0.0073446 | 0.0036012 | 5932912.9197 | 3840.251 | 40027.7096 | 26391.9673 | 324279.7916 | 3380033.5777 | 2228599.5499 | 4923250.0749 | 276370.038 | 2781025.905 | 1865854.1299 | 913829.1622 | 51855.4499 | 508433.2366 | 353540.4757 |  | 1812 | CB 94 | 70259.928 | 36159.3025 | 3290.8816 | 67744.6617 | 33644.0363 | 775.6153 | 0 | 0 | 0 | 2515.2662 | 3840.251 | 1925.9889 | 40.0768 | 3838.3583 | 1924.0962 | 38.1841 | 0 | 0 | 0 | 1.8927 | 26391.9673 | 13468.2296 | 483.1109 | 26163.4788 | 13239.7411 | 254.6224 | 0 | 0 | 0 | 228.4885 | 40027.7096 | 20765.0841 | 2767.6939 | 37742.8246 | 18480.199 | 482.8088 | 0 | 0 | 0 | 2284.8851 | 0.008339 | 0.0038412 | 9.78e-05 | 0 | 0 | 0 | 0.0035034 | 5000000 | scaled
CB 946 | 21717.1601 | 15972.0991 | 0 | 5745.061 | 73.55% | 0% | 26.45% | 7931.1126 | 15769.3303 | 40.7711 | 7679.9449 | 210.3966 | 92.3064 | 15199.7965 | 477.2274 | 946 | 0.025949 | 0.016348 | 0.008266 | 836910.5814 | 97.6099 | 20615.361 | 1004.1891 | 3761.577 | 794450.7349 | 38698.2696 | 843276.1686 | 4334.9883 | 816570.7411 | 22370.4395 | 719553.5656 | 4211.9331 | 693565.7747 | 21775.8578 |  | 1813 | CB 946 | 21717.1601 | 13786.0475 | 5947.8298 | 15972.0991 | 8040.9865 | 202.7688 | 0 | 0 | 0 | 5745.061 | 97.6099 | 56.8388 | 5.3036 | 93.2869 | 52.5159 | 0.98059 | 0 | 0 | 0 | 4.323 | 1004.1891 | 793.7925 | 526.9617 | 482.3039 | 271.9072 | 5.0764 | 0 | 0 | 0 | 521.8853 | 20615.361 | 12935.4161 | 5415.5645 | 15396.5083 | 7716.5634 | 196.7117 | 0 | 0 | 0 | 5218.8528 | 0.017894 | 0.0082928 | 0.0002106 | 0 | 0 | 0 | 0.0080554 | 5000000 | scaled
CB 948 | 22207.9518 | 12273.2316 | 0 | 9934.7202 | 55.27% | 0% | 44.73% | 6865.1457 | 12129.1351 | 311.7754 | 5377.3834 | 1175.9869 | 549.5158 | 9506.583 | 2073.0363 | 948 | 0.044785 | 0.02736 | 0.014338 | 495874.8126 | 563.9793 | 18641.9246 | 3002.0479 | 12592.9285 | 416250.0422 | 67031.8419 | 560766.881 | 25466.8037 | 439241.7347 | 96058.3436 | 702934.5873 | 31846.7599 | 550946.6214 | 120141.2065 |  | 1814 | CB 948 | 22207.9518 | 15342.8062 | 10078.8167 | 12273.2316 | 5408.086 | 144.0965 | 0 | 0 | 0 | 9934.7202 | 563.9793 | 252.2039 | 14.4636 | 556.5038 | 244.7284 | 6.988 | 0 | 0 | 0 | 7.4756 | 3002.0479 | 1826.0609 | 929.0115 | 2099.5711 | 923.5841 | 26.5348 | 0 | 0 | 0 | 902.4768 | 18641.9246 | 13264.5413 | 9135.3416 | 9617.1568 | 4239.7734 | 110.5737 | 0 | 0 | 0 | 9024.7679 | 0.030786 | 0.013361 | 0.0003386 | 0 | 0 | 0 | 0.014 | 5000000 | scaled
CB 949 | 45640.8237 | 35996.8451 | 0 | 9643.9786 | 78.87% | 0% | 21.13% | 19299.1734 | 35581.1372 | 703.0365 | 15837.8728 | 2758.264 | 1269.2239 | 29336.7506 | 4975.1627 | 949 | 0.046257 | 0.027955 | 0.014032 | 986687.8177 | 1288.7572 | 38452.8191 | 5899.2475 | 27861.044 | 831293.6761 | 127533.0975 | 942294.3595 | 34326.204 | 773294.1664 | 134673.9887 | 716910.3834 | 25573.0952 | 591094.685 | 100242.603 |  | 1815 | CB 949 | 45640.8237 | 26341.6504 | 10059.6865 | 35996.8451 | 16697.6717 | 415.7079 | 0 | 0 | 0 | 9643.9786 | 1288.7572 | 585.7206 | 19.5332 | 1281.5004 | 578.4639 | 12.2765 | 0 | 0 | 0 | 7.2568 | 5899.2475 | 3140.9834 | 924.0848 | 5023.1819 | 2264.9178 | 48.0191 | 0 | 0 | 0 | 876.0656 | 38452.8191 | 22614.9463 | 9116.0685 | 29692.1628 | 13854.2901 | 355.4123 | 0 | 0 | 0 | 8760.6562 | 0.032587 | 0.014285 | 0.0003622 | 0 | 0 | 0 | 0.01367 | 5000000 | scaled
CB 95 | 22430.2698 | 19327.9584 | 2058.2759 | 1044.0354 | 86.17% | 9.176% | 4.655% | 11090.0684 | 21001.6957 | 589.6646 | 6755.1979 | 3745.2059 | 1089.1224 | 12989.7315 | 6922.8417 | 95 | 0.0095064 | 0.0057162 | 0.0020204 | 2359491.4763 | 1105.5805 | 14198.6522 | 7126.0371 | 116298.545 | 1493588.757 | 749604.1743 | 1983870.6378 | 105483.4172 | 1208418.0415 | 669969.1799 | 707074.8916 | 36668.0449 | 437331.9739 | 233074.8729 |  | 1816 | CB 95 | 22430.2698 | 11340.2013 | 1428.5741 | 19327.9584 | 9148.6246 | 247.2199 | 2058.2759 | 1147.5413 | 137.3188 | 1044.0354 | 1105.5805 | 515.9159 | 16.4581 | 1101.5036 | 513.2953 | 15.4529 | 3.2913 | 1.835 | 0.21958 | 0.7856 | 7126.0371 | 3380.8312 | 203.1954 | 6860.5081 | 3190.8273 | 96.967 | 170.6882 | 95.163 | 11.3875 | 94.8409 | 14198.6522 | 7443.4543 | 1208.9206 | 11365.9468 | 5444.5021 | 134.8 | 1884.2964 | 1050.5433 | 125.7117 | 948.4089 | 0.0030954 | 0.0014038 | 3.6e-05 | 0.0049184 | 0.0028198 | 0.0004918 | 0.0014926 | 5000000 | scaled
CB 955 | 15215.984 | 14557.4981 | 0 | 658.4859 | 95.67% | 0% | 4.328% | 4007.2294 | 14344.8251 | 208.1665 | 2584.3987 | 1214.6643 | 716.8019 | 9504.518 | 4123.5053 | 955 | 0.0047456 | 0.0036926 | 0.000981 | 3206335.1273 | 726.5825 | 10255.6479 | 4233.7536 | 153106.5641 | 2161085.6098 | 892142.9535 | 3035464.0524 | 157685.4638 | 1957674.0968 | 920104.4916 | 888031.448 | 44374.372 | 588387.1556 | 255269.9205 |  | 1817 | CB 955 | 15215.984 | 11208.7546 | 871.1589 | 14557.4981 | 10550.2687 | 212.673 | 0 | 0 | 0 | 658.4859 | 726.5825 | 518.416 | 9.7806 | 726.087 | 517.9206 | 9.2851 | 0 | 0 | 0 | 0.49549 | 4233.7536 | 3019.0893 | 110.2483 | 4173.9363 | 2959.272 | 50.431 | 0 | 0 | 0 | 59.8173 | 10255.6479 | 7671.2492 | 751.1299 | 9657.4748 | 7073.0761 | 152.9568 | 0 | 0 | 0 | 598.1731 | 0.003835 | 0.002782 | 7.04e-05 | 0 | 0 | 0 | 0.0009106 | 5000000 | scaled
CB 96 | 37339.3498 | 16374.3521 | 20183.715 | 781.2826 | 43.85% | 54.05% | 2.092% | 13896.366 | 34846.0142 | 306.2742 | 11590.0731 | 2000.0188 | 892.5334 | 28683.2485 | 5270.2323 | 96 | 0.0084764 | 0.0055076 | 0.0016244 | 4405095.2964 | 914.6108 | 30883.2396 | 5541.4994 | 107900.8508 | 3643438.2037 | 653756.2424 | 4256479.0036 | 93812.2743 | 3550057.803 | 612608.9286 | 1534927.0814 | 39315.0764 | 1263464.2985 | 232147.7066 |  | 1818 | CB 96 | 37339.3498 | 23442.9838 | 2493.3356 | 16374.3521 | 11409.7177 | 365.3159 | 20183.715 | 11251.9835 | 1346.737 | 781.2826 | 914.6108 | 608.3366 | 22.0774 | 883.9047 | 590.9584 | 19.4799 | 30.1182 | 16.7902 | 2.0096 | 0.58789 | 5541.4994 | 3541.4806 | 271.2671 | 3802.1948 | 2540.4493 | 88.9772 | 1668.3323 | 930.0591 | 111.3177 | 70.9722 | 30883.2396 | 19293.1665 | 2199.9911 | 11688.2526 | 8278.3099 | 256.8589 | 18485.2645 | 10305.1342 | 1233.4097 | 709.7225 | 0.0024928 | 0.0016104 | 4.08e-05 | 0.0048888 | 0.0028024 | 0.0004888 | 0.0010948 | 5000000 | scaled
CB 966 | 1247.9876 | 1072.1614 | 0 | 175.8262 | 85.91% | 0% | 14.09% | 277.6516 | 1060.8458 | 34.3665 | 1.9502 | 241.335 | 126.6257 | 8.099 | 926.1211 | 966 | 0.001115 | 0.0009068 | 0.0002664 | 1119271.3848 | 128.3368 | 167.9704 | 951.6804 | 115100.2812 | 150646.09 | 853525.0133 | 1070066.109 | 132447.945 | 7516.1275 | 930102.0348 | 702484.2965 | 83850.608 | 5363.0653 | 613270.623 |  | 1819 | CB 966 | 1247.9876 | 970.3359 | 187.1418 | 1072.1614 | 794.5098 | 11.3156 | 0 | 0 | 0 | 175.8262 | 128.3368 | 93.9703 | 1.7111 | 128.2045 | 93.838 | 1.5788 | 0 | 0 | 0 | 0.1323 | 951.6804 | 710.3454 | 25.5593 | 935.7082 | 694.3733 | 9.5871 | 0 | 0 | 0 | 15.9722 | 167.9704 | 166.0202 | 159.8714 | 8.2487 | 6.2985 | 0.14974 | 0 | 0 | 0 | 159.7217 | 0.0008654 | 0.0006572 | 1.68e-05 | 0 | 0 | 0 | 0.0002496 | 5000000 | scaled
CB 967 | 2353.3135 | 2043.1376 | 0 | 310.1759 | 86.82% | 0% | 13.18% | 803.1273 | 2031.2147 | 84.188 | 113.8502 | 605.0891 | 208.8553 | 345.9152 | 1476.4442 | 967 | 0.0017284 | 0.001305 | 0.0004776 | 1361556.0837 | 210.1506 | 632.5142 | 1510.6488 | 121586.7616 | 365953.5984 | 874015.7238 | 1187882.1594 | 124520.0232 | 168392.5294 | 894969.6067 | 674411.2391 | 69344.9017 | 114852.0158 | 490214.3217 |  | 1820 | CB 967 | 2353.3135 | 1550.1862 | 322.0988 | 2043.1376 | 1240.0103 | 11.9229 | 0 | 0 | 0 | 310.1759 | 210.1506 | 125.9626 | 1.2952 | 209.9172 | 125.7292 | 1.0618 | 0 | 0 | 0 | 0.2334 | 1510.6488 | 905.5597 | 34.2046 | 1482.4722 | 877.3831 | 6.028 | 0 | 0 | 0 | 28.1766 | 632.5142 | 518.664 | 286.599 | 350.7483 | 236.8981 | 4.8331 | 0 | 0 | 0 | 281.7659 | 0.0012726 | 0.0008492 | 2.18e-05 | 0 | 0 | 0 | 0.0004558 | 5000000 | scaled
CB 968 | 2404.5855 | 2032.9726 | 0 | 371.6129 | 84.55% | 0% | 15.45% | 940.7633 | 2009.899 | 59.1549 | 533.0112 | 348.5973 | 129.9629 | 1114.459 | 765.4771 | 968 | 0.0014058 | 0.000986 | 0.000522 | 1710474.8151 | 131.5299 | 1466.4612 | 806.5945 | 93562.2945 | 1043150.6331 | 573761.8872 | 1484606.6694 | 93351.5245 | 841138.1894 | 550116.9552 | 756104.36 | 48890.7857 | 419248.5832 | 287964.9909 |  | 1821 | CB 968 | 2404.5855 | 1463.8222 | 394.6865 | 2032.9726 | 1092.2093 | 23.0736 | 0 | 0 | 0 | 371.6129 | 131.5299 | 72.375 | 1.5669 | 131.2502 | 72.0954 | 1.2873 | 0 | 0 | 0 | 0.27963 | 806.5945 | 457.9972 | 41.1174 | 772.8369 | 424.2396 | 7.3598 | 0 | 0 | 0 | 33.7576 | 1466.4612 | 933.45 | 352.0022 | 1128.8854 | 595.8743 | 14.4264 | 0 | 0 | 0 | 337.5757 | 0.0008958 | 0.000476 | 1.2e-05 | 0 | 0 | 0 | 0.00051 | 5000000 | scaled
CB 969 | 3352.6196 | 2965.8472 | 0 | 386.7723 | 88.46% | 0% | 11.54% | 1000.5232 | 2916.341 | 103.7875 | 107.8348 | 788.901 | 299.7742 | 279.5597 | 2337.0071 | 969 | 0.0018268 | 0.0013414 | 0.0005732 | 1835241.7145 | 305.2939 | 635.2066 | 2412.119 | 167119.5018 | 347715.4688 | 1320406.744 | 1753463.7856 | 181892.4066 | 188985.5323 | 1382585.8473 | 761128.0204 | 78237.2589 | 72961.5393 | 609929.2223 |  | 1822 | CB 969 | 3352.6196 | 2352.0963 | 436.2786 | 2965.8472 | 1965.324 | 49.5062 | 0 | 0 | 0 | 386.7723 | 305.2939 | 201.5064 | 5.5197 | 305.0029 | 201.2154 | 5.2287 | 0 | 0 | 0 | 0.29103 | 2412.119 | 1623.2181 | 75.1119 | 2376.9844 | 1588.0834 | 39.9773 | 0 | 0 | 0 | 35.1347 | 635.2066 | 527.3718 | 355.6469 | 283.86 | 176.0252 | 4.3003 | 0 | 0 | 0 | 351.3466 | 0.0012734 | 0.000788 | 1.98e-05 | 0 | 0 | 0 | 0.0005534 | 5000000 | scaled
CB 970 | 251006.5606 | 250921.9155 | 0 | 84.6451 | 99.97% | 0% | 0.03372% | 30249.5656 | 250910.93 | 1600.0816 | 261.7688 | 28387.7153 | 12733.9326 | 995.8186 | 237181.179 | 970 | 0.00034 | 0.0002852 | 0.000116 | 738254590 | 12733.9963 | 1083.6962 | 237188.8682 | 37452930.1471 | 3187341.7824 | 697614318.2353 | 774042759.467 | 40943779.8279 | 6698285.275 | 726400695.3467 | 824401.4128 | 41839.0382 | 3271.895 | 779290.4797 |  | 1823 | CB 970 | 251006.5606 | 220756.995 | 95.6306 | 250921.9155 | 220672.35 | 10.9855 | 0 | 0 | 0 | 84.6451 | 12733.9963 | 11133.9147 | 0.063693 | 12733.9326 | 11133.851 | 0 | 0 | 0 | 0 | 0.063693 | 237188.8682 | 208801.1529 | 7.6892 | 237181.1789 | 208793.4637 | 0 | 0 | 0 | 0 | 7.6892 | 1083.6962 | 821.9274 | 87.8777 | 1006.804 | 745.0353 | 10.9855 | 0 | 0 | 0 | 76.8922 | 0.0002284 | 0.0001736 | 4.4e-06 | 0 | 0 | 0 | 0.0001116 | 5000000 | scaled
CB 971 | 11456698.06 | 11400370.7 | 52343.6235 | 3983.7379 | 99.51% | 0.4569% | 0.03477% | 4972534.59 | 11239332.5551 | 280503.2802 | 30103.4259 | 4661927.882 | 635138.8419 | 73321.1446 | 10530872.5667 | 971 | 0.12528 | 0.073751 | 0.016334 | 91451367.2168 | 647016.1774 | 81673.5507 | 10728008.33 | 5164709.2142 | 651946.8207 | 85634711.1667 | 87919906.9027 | 4959607.9896 | 532261.8383 | 82428037.0411 | 13307548.9715 | 752014.5169 | 86813.4044 | 12468721.0479 |  | 1824 | CB 971 | 11456698.06 | 6484163.47 | 217365.5049 | 11400370.7 | 6450702.933 | 208679.0612 | 52343.6235 | 29476.7995 | 4702.7058 | 3983.7379 | 647016.1774 | 366512.8972 | 11877.3355 | 646944.0367 | 366470.9623 | 11868.1259 | 69.1431 | 38.9372 | 6.212 | 2.9976 | 10728008.33 | 6066080.448 | 197135.7633 | 10722325 | 6062721.842 | 196295.7833 | 5321.4473 | 2996.721 | 478.0945 | 361.8855 | 81673.5507 | 51570.1248 | 8352.4061 | 31101.6627 | 21510.1287 | 515.152 | 46953.0332 | 26441.1413 | 4218.3993 | 3618.8548 | 0.014194 | 0.0082454 | 0.000209 | 0.10551 | 0.059931 | 0.010551 | 0.0055742 | 5000000 | scaled
CB 973 | 310401.4629 | 310188.5188 | 0 | 212.9442 | 99.93% | 0% | 0.0686% | 96869.0916 | 298699.2152 | 4855.4612 | 384.4693 | 91629.1611 | 15214.6938 | 1241.2015 | 282243.3199 | 973 | 0.000676 | 0.0005696 | 0.0003126 | 459173761.6864 | 15768.7512 | 1455.4447 | 293177.267 | 23326555.0592 | 2153024.7175 | 433694181.9527 | 374881269.8385 | 18790528.8492 | 1487887.6742 | 354602853.1912 | 37435213.4677 | 1906818.9041 | 155556.6256 | 35372837.9413 |  | 1825 | CB 973 | 310401.4629 | 213532.3713 | 11702.2477 | 310188.5188 | 213319.4272 | 11489.3036 | 0 | 0 | 0 | 212.9442 | 15768.7512 | 10913.29 | 554.0574 | 15768.591 | 10913.1298 | 553.8972 | 0 | 0 | 0 | 0.16023 | 293177.267 | 201548.1059 | 10933.9471 | 293157.923 | 201528.7619 | 10914.6031 | 0 | 0 | 0 | 19.344 | 1455.4447 | 1070.9754 | 214.2432 | 1262.0048 | 877.5355 | 20.8033 | 0 | 0 | 0 | 193.4399 | 0.0003702 | 0.0002638 | 6.8e-06 | 0 | 0 | 0 | 0.0003058 | 5000000 | scaled
CB 974 | 334303.9375 | 334086.523 | 0 | 217.4145 | 99.93% | 0% | 0.06503% | 94938.4802 | 334083.8357 | 4714.2825 | 66.7382 | 90157.4594 | 16742.2558 | 214.3796 | 317127.2003 | 974 | 0.0006326 | 0.0005382 | 0.0003126 | 528460223.6801 | 16742.4194 | 414.5677 | 317146.9504 | 26466043.8666 | 655339.4105 | 501338840.3414 | 444751871.6091 | 22084680.155 | 312643.9644 | 422354547.1046 | 704100.5701 | 35285.2505 | 451.817 | 668363.5025 |  | 1826 | CB 974 | 334303.9375 | 239365.4573 | 220.1018 | 334086.523 | 239148.0428 | 2.6873 | 0 | 0 | 0 | 217.4145 | 16742.4194 | 12028.1368 | 0.1636 | 16742.2558 | 12027.9732 | 0 | 0 | 0 | 0 | 0.1636 | 317146.9504 | 226989.491 | 19.7501 | 317127.2004 | 226969.7409 | 0 | 0 | 0 | 0 | 19.7501 | 414.5677 | 347.8295 | 200.1882 | 217.0669 | 150.3287 | 2.6873 | 0 | 0 | 0 | 197.5008 | 0.0003258 | 0.0002314 | 5.8e-06 | 0 | 0 | 0 | 0.0003068 | 5000000 | scaled
CB 975 | 1304374.215 | 1298019.936 | 6000.8321 | 353.4474 | 99.51% | 0.4601% | 0.0271% | 389940.5444 | 1254713.94 | 19703.5541 | 3275.3922 | 366961.5982 | 63567.241 | 9101.5167 | 1182045.1823 | 975 | 0.10726 | 0.061367 | 0.011065 | 12161044.8692 | 66009.3957 | 9967.4983 | 1228397.321 | 615424.0204 | 92929.7687 | 11452691.0806 | 14901016.6767 | 752942.9625 | 125164.3976 | 14022909.3204 | 4488131.283 | 227381.0101 | 32556.2667 | 4228194.0064 |  | 1827 | CB 975 | 1304374.215 | 914433.6706 | 49660.275 | 1298019.936 | 910698.9711 | 48767.6051 | 6000.8321 | 3381.2521 | 539.2225 | 353.4474 | 66009.3957 | 46305.8416 | 2442.1547 | 66000.5119 | 46300.7198 | 2441.1144 | 8.6179 | 4.8559 | 0.77439 | 0.26596 | 1228397.321 | 861435.7228 | 46352.1387 | 1227574.945 | 860958.3277 | 46249.0194 | 790.2684 | 445.2877 | 71.0119 | 32.1074 | 9967.4983 | 6692.1061 | 865.9816 | 4444.4785 | 3439.9236 | 77.4714 | 5201.9457 | 2931.1085 | 467.4362 | 321.0741 | 0.0015152 | 0.0010422 | 2.64e-05 | 0.10523 | 0.059809 | 0.010523 | 0.0005156 | 5000000 | scaled
CB 980 | 387849.4359 | 386670.0108 | 0 | 1179.425 | 99.7% | 0% | 0.3041% | 149531.8047 | 382706.2766 | 60922.6046 | 3160.205 | 85448.9951 | 155044.4134 | 9974.561 | 217687.3021 | 980 | 0.0069124 | 0.0046992 | 0.0017472 | 56109229.1968 | 156634.9604 | 11213.7789 | 220000.6965 | 22659996.5858 | 1622269.967 | 31826962.6324 | 50714511.236 | 20662227.1543 | 1071800.4223 | 28980483.6556 | 2943658.0271 | 1192553.5586 | 76721.2307 | 1674383.2372 |  | 1828 | CB 980 | 387849.4359 | 238317.6312 | 5143.1593 | 386670.0108 | 237138.2061 | 3963.7343 | 0 | 0 | 0 | 1179.425 | 156634.9604 | 95712.3558 | 1590.547 | 156634.0729 | 95711.4683 | 1589.6595 | 0 | 0 | 0 | 0.88748 | 220000.6965 | 134551.7014 | 2313.3944 | 219893.5567 | 134444.5617 | 2206.2546 | 0 | 0 | 0 | 107.1398 | 11213.7789 | 8053.5739 | 1239.2179 | 10142.3811 | 6982.1761 | 167.8201 | 0 | 0 | 0 | 1071.3978 | 0.0052422 | 0.003029 | 7.7e-05 | 0 | 0 | 0 | 0.0016702 | 5000000 | scaled
CB 981 | 132757.0924 | 132287.1549 | 0 | 469.9375 | 99.65% | 0% | 0.354% | 38442.3955 | 130471.045 | 2547.366 | 9361.4546 | 26533.5749 | 8548.7839 | 27070.071 | 94852.1902 | 981 | 0.0030076 | 0.0021424 | 0.0006938 | 44140541.4284 | 8659.1055 | 28024.7918 | 96073.1952 | 2879074.8494 | 9317991.6744 | 31943474.9202 | 44022916.7896 | 2917156.4475 | 10720417.713 | 30385342.6726 | 3294965.9743 | 215894.2769 | 683637.9883 | 2395433.7103 |  | 1829 | CB 981 | 132757.0924 | 94314.6969 | 2286.0474 | 132287.1549 | 93844.7594 | 1816.1098 | 0 | 0 | 0 | 469.9375 | 8659.1055 | 6111.7395 | 110.3217 | 8658.7519 | 6111.3859 | 109.9681 | 0 | 0 | 0 | 0.35361 | 96073.1952 | 69539.6203 | 1221.0049 | 96030.5057 | 69496.9308 | 1178.3155 | 0 | 0 | 0 | 42.6894 | 28024.7918 | 18663.3371 | 954.7208 | 27597.8973 | 18236.4427 | 527.8263 | 0 | 0 | 0 | 426.8945 | 0.0023516 | 0.0014864 | 3.78e-05 | 0 | 0 | 0 | 0.000656 | 5000000 | scaled
CB AD1 | 147894.4298 | 14484.333 | 126133.725 | 7276.3718 | 9.794% | 85.29% | 4.92% | 64954.8273 | 132959.2642 | 885.6395 | 56460.3562 | 7608.8316 | 1370.5761 | 117729.8094 | 13858.8786 | AD1 | 0.031636 | 0.020308 | 0.010816 | 4674818.5571 | 1443.3733 | 131030.4932 | 15420.5633 | 45623.8147 | 4141763.7026 | 487431.0383 | 4084125.4336 | 55685.8207 | 3550023.7026 | 478415.907 | 1380840.0157 | 14234.0308 | 1222675.478 | 143930.5063 |  | 1830 | CB AD1 | 147894.4298 | 82939.6025 | 14935.1656 | 14484.333 | 5858.4416 | 451.2291 | 126133.725 | 69804.7891 | 7207.5647 | 7276.3718 | 1443.3733 | 557.7337 | 72.7972 | 1314.546 | 483.5074 | 59.2677 | 123.352 | 68.7511 | 8.0543 | 5.4752 | 15420.5633 | 7811.7317 | 1561.6847 | 5337.2435 | 1903.2661 | 294.0126 | 9422.3292 | 5247.475 | 606.6814 | 660.9906 | 131030.4932 | 74570.137 | 13300.6838 | 7832.5435 | 3471.6681 | 97.9487 | 116588.0438 | 64488.5629 | 6592.829 | 6609.906 | 0.016667 | 0.0073942 | 0.000187 | 0.004823 | 0.0027668 | 0.0004822 | 0.010147 | 5000000 | scaled
CB AD2 | 40372.1958 | 1165.7953 | 37419.1878 | 1787.2127 | 2.888% | 92.69% | 4.427% | 17240.9285 | 36076.6182 | 29.9291 | 15712.3996 | 1498.5998 | 57.1182 | 32890.3184 | 3129.1816 | AD2 | 0.011539 | 0.0070992 | 0.003034 | 3498699.7227 | 61.3312 | 36801.7957 | 3509.069 | 5315.0283 | 3189284.8438 | 304099.8511 | 3258292.109 | 5656.1765 | 2969421.7278 | 283214.2044 | 1415813.3395 | 2241.5814 | 1290768.2002 | 122803.5581 |  | 1831 | CB AD2 | 40372.1958 | 23131.2673 | 4295.5777 | 1165.7953 | 484.5134 | 10.3844 | 37419.1878 | 20859.5412 | 2497.9806 | 1787.2127 | 61.3312 | 31.4021 | 4.213 | 17.0217 | 6.1064 | 0 | 42.9646 | 23.9509 | 2.8682 | 1.3448 | 3509.069 | 2010.4692 | 379.8874 | 88.0806 | 31.5718 | 0 | 3258.6368 | 1816.5458 | 217.5358 | 162.3516 | 36801.7957 | 21089.396 | 3911.4773 | 1060.693 | 446.8352 | 10.3844 | 34117.5864 | 19019.0446 | 2277.5767 | 1623.5163 | 0.0041512 | 0.0017974 | 4.56e-05 | 0.0048884 | 0.0028022 | 0.0004888 | 0.0024996 | 5000000 | scaled
CB AD3 | 83374.0977 | 8632.4007 | 70513.9834 | 4227.7136 | 10.35% | 84.58% | 5.071% | 36187.0109 | 74367.9639 | 139.737 | 32763.6158 | 3283.6582 | 240.0008 | 67474.3267 | 6653.6363 | AD3 | 0.020729 | 0.013051 | 0.006567 | 4022176.9777 | 248.9854 | 75670.5753 | 7454.537 | 12011.6851 | 3650539.6071 | 359625.6857 | 3615536.2557 | 13961.4746 | 3273496.1453 | 328078.6363 | 1371422.8451 | 4425.8659 | 1244296.984 | 122699.9953 |  | 1832 | CB AD3 | 83374.0977 | 47187.0868 | 9006.1338 | 8632.4007 | 3559.3697 | 71.3274 | 70513.9834 | 39400.0035 | 4707.0928 | 4227.7136 | 248.9854 | 109.2485 | 8.9846 | 165.4509 | 61.1695 | 0.43945 | 80.3533 | 44.8977 | 5.3639 | 3.1812 | 7454.537 | 4170.8788 | 800.9007 | 859.7361 | 316.5447 | 2.2595 | 6210.7525 | 3470.2857 | 414.5928 | 384.0484 | 75670.5753 | 42906.9595 | 8196.2486 | 7607.2137 | 3181.6555 | 68.6284 | 64222.8777 | 35884.82 | 4287.1362 | 3840.484 | 0.009875 | 0.0042758 | 0.0001086 | 0.0048836 | 0.0028054 | 0.0004884 | 0.00597 | 5000000 | scaled
CB AG1 | 54269.2216 | 1228.8249 | 51123.2785 | 1917.1181 | 2.264% | 94.2% | 3.533% | 23541.2853 | 48927.2833 | 25.8001 | 21618.7928 | 1896.6924 | 53.8656 | 44913.4961 | 3959.9217 | AG1 | 0.01771 | 0.010668 | 0.0038554 | 3064257.2483 | 59.159 | 49792.8952 | 4417.1673 | 3340.355 | 2811505.9637 | 249410.9297 | 2880329.9751 | 3156.7053 | 2645108.625 | 232064.6445 | 1385573.0202 | 1525.4219 | 1271906.4731 | 112141.1253 |  | 1833 | CB AG1 | 54269.2216 | 30727.9362 | 5341.9382 | 1228.8249 | 540.4247 | 13.8823 | 51123.2785 | 28270.3934 | 3410.9378 | 1917.1181 | 59.159 | 33.3589 | 5.2934 | 0 | 0 | 0 | 57.7165 | 31.9163 | 3.8508 | 1.4426 | 4417.1673 | 2520.4749 | 457.2457 | 0 | 0 | 0 | 4243.015 | 2346.3226 | 283.0933 | 174.1523 | 49792.8952 | 28174.1024 | 4879.3991 | 1228.8249 | 540.4247 | 13.8823 | 46822.5471 | 25892.1545 | 3123.9936 | 1741.5232 | 0.0046574 | 0.0020456 | 5.24e-05 | 0.010278 | 0.0058474 | 0.0010278 | 0.0027752 | 5000000 | scaled
CB ALV1 | 23113.529 | 22225.6414 | 0 | 887.8877 | 96.16% | 0% | 3.841% | 13047.6396 | 21945.5768 | 1209.3834 | 60.1018 | 11778.1543 | 2047.4659 | 104.6717 | 19793.4392 | ALV1 | 0.0050056 | 0.002884 | 0.0013056 | 4617534.1657 | 2074.8594 | 912.3989 | 20126.2706 | 414507.6386 | 182275.6403 | 4020750.887 | 3490252.9196 | 323510.9309 | 16077.2836 | 3150664.7059 | 894571.2845 | 83461.1996 | 4266.7495 | 806843.3355 |  | 1834 | CB ALV1 | 23113.529 | 10065.8894 | 1167.9523 | 22225.6414 | 9178.0018 | 280.0646 | 0 | 0 | 0 | 887.8877 | 2074.8594 | 865.476 | 27.3936 | 2074.1913 | 864.8079 | 26.7255 | 0 | 0 | 0 | 0.66811 | 20126.2706 | 8348.1163 | 332.8314 | 20045.6143 | 8267.46 | 252.1751 | 0 | 0 | 0 | 80.6563 | 912.3989 | 852.2971 | 807.7273 | 105.8357 | 45.7339 | 1.164 | 0 | 0 | 0 | 806.5632 | 0.0037414 | 0.0016198 | 4.14e-05 | 0 | 0 | 0 | 0.0012642 | 5000000 | scaled
CB AM1 | 3357.7877 | 990.9211 | 0 | 2366.8666 | 29.51% | 0% | 70.49% | 559.2274 | 979.9032 | 1.8871 | 547.6802 | 9.6601 | 4.028 | 955.254 | 20.6212 | AM1 | 0.0096132 | 0.0060674 | 0.0034268 | 349289.2768 | 5.874 | 3115.9516 | 235.9621 | 611.0351 | 324132.605 | 24545.6368 | 461245.3954 | 1556.4467 | 451721.3651 | 7967.5831 | 693908.1653 | 2852.3723 | 676453.0834 | 14602.7094 |  | 1835 | CB AM1 | 3357.7877 | 2798.5603 | 2377.8845 | 990.9211 | 431.6937 | 11.0179 | 0 | 0 | 0 | 2366.8666 | 5.874 | 3.9869 | 1.846 | 4.093 | 2.2059 | 0.065031 | 0 | 0 | 0 | 1.781 | 235.9621 | 226.302 | 215.3409 | 20.9543 | 11.2942 | 0.3331 | 0 | 0 | 0 | 215.0078 | 3115.9516 | 2568.2714 | 2160.6976 | 965.8737 | 418.1936 | 10.6198 | 0 | 0 | 0 | 2150.0778 | 0.0062548 | 0.002709 | 6.84e-05 | 0 | 0 | 0 | 0.0033584 | 5000000 | scaled
CB AM2 | 11168.2408 | 5867.7321 | 0 | 5300.5088 | 52.54% | 0% | 47.46% | 3240.7549 | 5802.5633 | 20.5981 | 3114.4099 | 105.7469 | 34.2541 | 5592.4619 | 175.8473 | AM2 | 0.02008 | 0.012965 | 0.007549 | 556181.7527 | 38.3936 | 10471.7257 | 658.1215 | 1912.0106 | 521495.0917 | 32774.6503 | 611462.2643 | 3886.4217 | 587623.6363 | 19952.2059 | 710779.9025 | 4195.931 | 685043.7054 | 21540.2658 |  | 1836 | CB AM2 | 11168.2408 | 7927.486 | 5365.6775 | 5867.7321 | 2626.9772 | 65.1687 | 0 | 0 | 0 | 5300.5088 | 38.3936 | 17.7955 | 4.1394 | 34.4051 | 13.807 | 0.15095 | 0 | 0 | 0 | 3.9885 | 658.1215 | 552.3747 | 482.2742 | 176.6197 | 70.8728 | 0.77234 | 0 | 0 | 0 | 481.5018 | 10471.7257 | 7357.3158 | 4879.2639 | 5656.7073 | 2542.2973 | 64.2454 | 0 | 0 | 0 | 4815.0185 | 0.012673 | 0.0055572 | 0.0001414 | 0 | 0 | 0 | 0.0074076 | 5000000 | scaled
CB AM3 | 10677.2399 | 3460.8987 | 0 | 7216.3412 | 32.41% | 0% | 67.59% | 1963.7385 | 3422.9177 | 3.1708 | 1944.2406 | 16.3271 | 5.1453 | 3391.2782 | 26.4941 | AM3 | 0.029862 | 0.018685 | 0.010367 | 357550.3449 | 10.6412 | 9984.2272 | 682.3715 | 356.344 | 334343.3243 | 22850.6765 | 466326.7286 | 752.9553 | 461696.6019 | 3877.1702 | 699778.3505 | 1051.9071 | 693310.005 | 5416.4374 |  | 1837 | CB AM3 | 10677.2399 | 8713.5015 | 7254.3222 | 3460.8987 | 1497.1603 | 37.9811 | 0 | 0 | 0 | 7216.3412 | 10.6412 | 7.4705 | 5.4959 | 5.2112 | 2.0404 | 0.065819 | 0 | 0 | 0 | 5.4301 | 682.3715 | 666.0444 | 655.8773 | 26.8341 | 10.507 | 0.33997 | 0 | 0 | 0 | 655.5374 | 9984.2272 | 8039.9866 | 6592.949 | 3428.8535 | 1484.6129 | 37.5753 | 0 | 0 | 0 | 6555.3737 | 0.019714 | 0.0085368 | 0.000218 | 0 | 0 | 0 | 0.010149 | 5000000 | scaled
CB AZ1 | 3550.1889 | 0 | 3550.1889 | 0 | 0% | 100% | 0% | 560.241 | 1169.4687 | 0.61967 | 514.921 | 44.7004 | 1.2935 | 1074.8659 | 93.3093 | AZ1 | 0.0073922 | 0.0073922 | 0.0073922 | 480261.4779 | 3.9268 | 3263.0004 | 283.2617 | 531.2094 | 441411.2685 | 38319 | 404473.3469 | 447.3814 | 371753.9329 | 32272.0329 | 322058.4104 | 356.2236 | 296005.8592 | 25696.3275 |  | 1838 | CB AZ1 | 3550.1889 | 2989.9479 | 2380.7202 | 0 | 0 | 0 | 3550.1889 | 2989.9479 | 2380.7202 | 0 | 3.9268 | 3.3071 | 2.6333 | 0 | 0 | 0 | 3.9268 | 3.3071 | 2.6333 | 0 | 283.2617 | 238.5613 | 189.9524 | 0 | 0 | 0 | 283.2617 | 238.5613 | 189.9524 | 0 | 3263.0004 | 2748.0794 | 2188.1345 | 0 | 0 | 0 | 3263.0004 | 2748.0794 | 2188.1345 | 0 | 0 | 0 | 0 | 0.0073922 | 0.0073922 | 0.0073922 | 0 | 5000000 | scaled
CB BA2 | 5276.9265 | 1707.5743 | 0 | 3569.3523 | 32.36% | 0% | 67.64% | 969.7488 | 1694.5826 | 50.7206 | 652.9205 | 266.1076 | 86.0383 | 1157.3867 | 451.1576 | BA2 | 0.013379 | 0.0086662 | 0.0051004 | 394418.6065 | 88.9314 | 4411.5373 | 776.4578 | 6647.092 | 329735.9495 | 58035.565 | 497008.8142 | 25994.9732 | 334630.2345 | 136383.6067 | 702365.2878 | 35660.889 | 479709.9967 | 186994.402 |  | 1839 | CB BA2 | 5276.9265 | 4307.1778 | 3582.3439 | 1707.5743 | 737.8255 | 12.9916 | 0 | 0 | 0 | 3569.3523 | 88.9314 | 38.2108 | 2.8931 | 86.2456 | 35.525 | 0.20731 | 0 | 0 | 0 | 2.6858 | 776.4578 | 510.3502 | 325.3002 | 452.2154 | 186.1078 | 1.0578 | 0 | 0 | 0 | 324.2424 | 4411.5373 | 3758.6168 | 3254.1506 | 1169.1132 | 516.1927 | 11.7265 | 0 | 0 | 0 | 3242.424 | 0.0083724 | 0.0036596 | 9.38e-05 | 0 | 0 | 0 | 0.0050066 | 5000000 | scaled
CB BA3 | 7380.4256 | 2617.2089 | 0 | 4763.2167 | 35.46% | 0% | 64.54% | 1469.5335 | 2589.1591 | 12.117 | 1395.1165 | 62.3 | 24.5801 | 2438.1834 | 126.3956 | BA3 | 0.019996 | 0.012568 | 0.0069096 | 369087.7154 | 28.2735 | 6792.4995 | 559.6526 | 1413.9286 | 339686.1171 | 27987.6698 | 470320.3484 | 3878.0296 | 446503.376 | 19938.9427 | 693421.6933 | 6582.9879 | 652987.7813 | 33850.9241 |  | 1840 | CB BA3 | 7380.4256 | 5910.8921 | 4791.2665 | 2617.2089 | 1147.6754 | 28.0499 | 0 | 0 | 0 | 4763.2167 | 28.2735 | 16.1564 | 3.6933 | 24.6893 | 12.5723 | 0.10917 | 0 | 0 | 0 | 3.5842 | 559.6526 | 497.3527 | 433.2571 | 126.9588 | 64.6588 | 0.56321 | 0 | 0 | 0 | 432.6939 | 6792.4995 | 5397.383 | 4354.3161 | 2465.5608 | 1070.4443 | 27.3775 | 0 | 0 | 0 | 4326.9386 | 0.013235 | 0.005806 | 0.0001478 | 0 | 0 | 0 | 0.0067618 | 5000000 | scaled
CB BF1 | 20894.6099 | 19131.2602 | 0 | 1763.3497 | 91.56% | 0% | 8.439% | 8331.635 | 18789.6922 | 758.5788 | 102.6748 | 7470.3815 | 1692.6557 | 177.0944 | 16919.9421 | BF1 | 0.0060496 | 0.0040138 | 0.0024984 | 3453882.8881 | 1728.0119 | 1780.7961 | 17385.8018 | 285640.6921 | 294365.9333 | 2873876.2629 | 3129945.4108 | 284975.289 | 38571.8453 | 2806398.2778 | 842506.3068 | 75896.5645 | 7940.6903 | 758669.0522 |  | 1841 | CB BF1 | 20894.6099 | 12562.9749 | 2104.9178 | 19131.2602 | 10799.6252 | 341.568 | 0 | 0 | 0 | 1763.3497 | 1728.0119 | 969.4332 | 35.3563 | 1726.6851 | 968.1063 | 34.0294 | 0 | 0 | 0 | 1.3269 | 17385.8018 | 9915.4204 | 465.8597 | 17225.6179 | 9755.2365 | 305.6758 | 0 | 0 | 0 | 160.1839 | 1780.7961 | 1678.1213 | 1603.7018 | 178.9572 | 76.2824 | 1.8628 | 0 | 0 | 0 | 1601.839 | 0.0035912 | 0.0015554 | 4e-05 | 0 | 0 | 0 | 0.0024584 | 5000000 | scaled
CB BH1 | 1046.5295 | 235.3688 | 0 | 811.1606 | 22.49% | 0% | 77.51% | 133.7961 | 232.8514 | 0.80481 | 128.7836 | 4.2077 | 1.3117 | 224.6896 | 6.8501 | BH1 | 0.0030896 | 0.0019866 | 0.0011656 | 338726.5199 | 1.922 | 964.0709 | 80.5365 | 622.096 | 312037.4581 | 26066.9657 | 459444.9593 | 2763.645 | 442232.5606 | 14448.753 | 698076.5827 | 3932.2763 | 673608.0258 | 20536.2801 |  | 1842 | CB BH1 | 1046.5295 | 912.7334 | 813.6781 | 235.3688 | 101.5727 | 2.5174 | 0 | 0 | 0 | 811.1606 | 1.922 | 1.1172 | 0.61037 | 1.3117 | 0.50685 | 0 | 0 | 0 | 0 | 0.61037 | 80.5365 | 76.3288 | 73.6864 | 6.8501 | 2.6425 | 0 | 0 | 0 | 0 | 73.6864 | 964.0709 | 835.2873 | 739.3813 | 227.2071 | 98.4234 | 2.5174 | 0 | 0 | 0 | 736.8639 | 0.0019454 | 0.0008424 | 2.14e-05 | 0 | 0 | 0 | 0.0011442 | 5000000 | scaled
CB BK1 | 44201.8023 | 3148.2923 | 38340.1578 | 2713.3522 | 7.123% | 86.74% | 6.139% | 19018.7347 | 38888.3957 | 135.2965 | 16839.2478 | 2044.1904 | 218.015 | 34772.0847 | 3898.2959 | BK1 | 0.021968 | 0.013254 | 0.0049722 | 2012117.8407 | 225.7938 | 39605.8326 | 4370.1759 | 10278.4003 | 1802903.9125 | 198935.5278 | 1900035.2799 | 13516.5769 | 1682297.2387 | 204221.4641 | 1068622.8694 | 5990.8831 | 955509.8459 | 107122.1404 |  | 1843 | CB BK1 | 44201.8023 | 25183.0676 | 5313.4066 | 3148.2923 | 1275.2351 | 42.5129 | 38340.1578 | 21194.4803 | 2557.5415 | 2713.3522 | 225.7938 | 90.4973 | 7.7788 | 184.1205 | 66.5472 | 3.0934 | 39.6316 | 21.9084 | 2.6437 | 2.0417 | 4370.1759 | 2325.9855 | 471.88 | 995.5364 | 350.2544 | 16.7285 | 3128.1567 | 1729.2484 | 208.6687 | 246.4828 | 39605.8326 | 22766.5848 | 4833.7478 | 1968.6354 | 858.4335 | 22.691 | 35172.3695 | 19443.3235 | 2346.2292 | 2464.8277 | 0.0077686 | 0.0035184 | 8.88e-05 | 0.010351 | 0.0058872 | 0.001035 | 0.0038484 | 5000000 | scaled
CB BK2 | 25856.0268 | 443.271 | 24071.7717 | 1340.9841 | 1.714% | 93.1% | 5.186% | 10979.4519 | 22905.2378 | 12.7009 | 10079.0509 | 887.7001 | 26.4875 | 21020.3274 | 1858.4229 | BK2 | 0.015094 | 0.009032 | 0.0029578 | 1712977.6186 | 29.3754 | 23713.7148 | 2112.9366 | 1946.1358 | 1571048.1384 | 139983.3444 | 1647096.4194 | 1905.3448 | 1512021.6201 | 133169.4548 | 997629.6602 | 1153.6549 | 915533.0446 | 80942.9607 |  | 1844 | CB BK2 | 25856.0268 | 14876.5749 | 2950.789 | 443.271 | 191.8495 | 4.7729 | 24071.7717 | 13343.7412 | 1605.032 | 1340.9841 | 29.3754 | 16.6744 | 2.8878 | 0.28338 | 0.098138 | 0.006306 | 28.0829 | 15.5673 | 1.8725 | 1.009 | 2112.9366 | 1225.2365 | 254.5137 | 1.5216 | 0.52314 | 0.037452 | 1989.5991 | 1102.8975 | 132.6604 | 121.8159 | 23713.7148 | 13634.6639 | 2693.3874 | 441.4661 | 191.2282 | 4.7291 | 22054.0896 | 12225.2765 | 1470.4992 | 1218.1591 | 0.0028212 | 0.0012218 | 3.08e-05 | 0.010384 | 0.0059216 | 0.0010384 | 0.0018886 | 5000000 | scaled
CB BK4 | 27955.1935 | 648.0912 | 25603.7254 | 1703.3769 | 2.318% | 91.59% | 6.093% | 11781.0816 | 24536.4485 | 18.4996 | 10759.8266 | 1002.7553 | 38.4452 | 22401.0355 | 2096.9678 | BK4 | 0.017152 | 0.010273 | 0.003496 | 1629831.3645 | 42.1828 | 25512.9574 | 2400.0534 | 2459.3235 | 1487445.1878 | 139926.8529 | 1574367.9736 | 2472.2014 | 1437892.2966 | 134003.4747 | 977901.8839 | 1532.2364 | 892794.8485 | 83574.7987 |  | 1845 | CB BK4 | 27955.1935 | 16174.1119 | 3418.745 | 648.0912 | 286.5324 | 7.7958 | 25603.7254 | 14184.2026 | 1707.5722 | 1703.3769 | 42.1828 | 23.6832 | 3.7376 | 7.2153 | 3.7399 | 0.20928 | 33.6858 | 18.6616 | 2.2466 | 1.2817 | 2400.0534 | 1397.298 | 303.0856 | 37.0108 | 19.1828 | 1.0725 | 2208.3066 | 1223.3793 | 147.2771 | 154.7359 | 25512.9574 | 14753.1307 | 3111.9218 | 603.8651 | 263.6097 | 6.514 | 23361.733 | 12942.1617 | 1558.0485 | 1547.3593 | 0.0043548 | 0.0019444 | 4.88e-05 | 0.010389 | 0.0059206 | 0.0010388 | 0.0024084 | 5000000 | scaled
CB BN1 | 173803.1009 | 167495.3262 | 0 | 6307.7747 | 96.37% | 0% | 3.629% | 101784.5378 | 166309.9784 | 8030.2726 | 1671.0538 | 92083.2113 | 13248.8377 | 2927.3045 | 150133.8362 | BN1 | 0.028851 | 0.017635 | 0.009072 | 6024162.1053 | 13356.2778 | 8689.6794 | 151757.1437 | 462939.8565 | 301191.6177 | 5260030.6298 | 4083749.9087 | 322186.7072 | 67045.2104 | 3694517.9896 | 825961.4734 | 65798.9952 | 14538.158 | 745624.3201 |  | 1846 | CB BN1 | 173803.1009 | 72018.5631 | 7493.1225 | 167495.3262 | 65710.7885 | 1185.3478 | 0 | 0 | 0 | 6307.7747 | 13356.2778 | 5326.0052 | 107.4401 | 13351.5314 | 5321.2588 | 102.6938 | 0 | 0 | 0 | 4.7464 | 151757.1437 | 59673.9324 | 1623.3075 | 151184.1411 | 59100.9298 | 1050.3049 | 0 | 0 | 0 | 573.0026 | 8689.6794 | 7018.6256 | 5762.3749 | 2959.6537 | 1288.5999 | 32.3492 | 0 | 0 | 0 | 5730.0257 | 0.020001 | 0.0087858 | 0.0002224 | 0 | 0 | 0 | 0.0088496 | 5000000 | scaled
CB BN2 | 1098831.185 | 1091744.421 | 0 | 7086.7632 | 99.36% | 0% | 0.6449% | 602943.6089 | 1074913.2581 | 75309.6709 | 1790.5378 | 525843.3998 | 134226.41 | 3522.9615 | 937163.8862 | BN2 | 0.034221 | 0.020741 | 0.010295 | 32110037.9009 | 136377.2412 | 10004.6271 | 952449.3163 | 3985214.8752 | 292355.1507 | 27832467.8646 | 23908105.34 | 2986202.221 | 70998.9563 | 20850904.1463 | 2323301.7533 | 290114.9942 | 7614.4774 | 2025572.281 |  | 1847 | CB BN2 | 1098831.185 | 495887.5761 | 23917.9269 | 1091744.421 | 488800.8129 | 16831.1636 | 0 | 0 | 0 | 7086.7632 | 136377.2412 | 61067.5703 | 2150.8312 | 136371.9086 | 61062.2378 | 2145.4987 | 0 | 0 | 0 | 5.3326 | 952449.3163 | 426605.9165 | 15285.4301 | 951805.5499 | 425962.15 | 14641.6636 | 0 | 0 | 0 | 643.7664 | 10004.6271 | 8214.0893 | 6481.6656 | 3566.9629 | 1776.4251 | 44.0014 | 0 | 0 | 0 | 6437.6643 | 0.024315 | 0.010835 | 0.0003886 | 0 | 0 | 0 | 0.0099062 | 5000000 | scaled
CB BO1 | 1910.0924 | 549.4649 | 0 | 1360.6275 | 28.77% | 0% | 71.23% | 310.71 | 543.6235 | 0.65689 | 308.4367 | 1.6164 | 1.5551 | 538.2356 | 3.8328 | BO1 | 0.0052326 | 0.0033598 | 0.001965 | 365036.9659 | 2.5789 | 1780.0804 | 127.4331 | 492.8583 | 340190.4178 | 24353.6899 | 476034.9958 | 1006.4123 | 472552.0644 | 2476.5184 | 695404.0326 | 1989.289 | 688511.8391 | 4902.9045 |  | 1848 | CB BO1 | 1910.0924 | 1599.3824 | 1366.4689 | 549.4649 | 238.7549 | 5.8414 | 0 | 0 | 0 | 1360.6275 | 2.5789 | 1.922 | 1.0238 | 1.5551 | 0.89821 | 0 | 0 | 0 | 0 | 1.0238 | 127.4331 | 125.8167 | 123.6003 | 3.8328 | 2.2164 | 0 | 0 | 0 | 0 | 123.6003 | 1780.0804 | 1471.6437 | 1241.8448 | 544.0771 | 235.6403 | 5.8414 | 0 | 0 | 0 | 1236.0033 | 0.0033032 | 0.0014304 | 3.56e-05 | 0 | 0 | 0 | 0.0019294 | 5000000 | scaled
CB BRM1 | 119568.0684 | 5473.1636 | 107179.7386 | 6915.1661 | 4.577% | 89.64% | 5.783% | 50835.0192 | 106126.5654 | 53.0282 | 47177.3923 | 3604.5985 | 111.8714 | 98410.2964 | 7604.3975 | BRM1 | 0.029242 | 0.01906 | 0.010305 | 4088887.5803 | 124.9597 | 110679.5477 | 8763.5609 | 4273.2661 | 3784925.4741 | 299688.8375 | 3606216.7742 | 3761.8032 | 3346746.1289 | 255708.8368 | 1304417.7397 | 1375.0286 | 1209575.9055 | 93466.8046 |  | 1849 | CB BRM1 | 119568.0684 | 68733.0492 | 13441.503 | 5473.1636 | 2382.1188 | 61.1317 | 107179.7386 | 59435.7643 | 6465.2052 | 6915.1661 | 124.9597 | 71.9315 | 13.0883 | 0 | 0 | 0 | 119.7563 | 66.728 | 7.8848 | 5.2034 | 8763.5609 | 5158.9624 | 1159.1635 | 0 | 0 | 0 | 8135.3825 | 4530.784 | 530.985 | 628.1784 | 110679.5477 | 63502.1554 | 12269.2513 | 5473.1636 | 2382.1188 | 61.1317 | 98924.5998 | 54838.2523 | 5926.3354 | 6281.7843 | 0.014738 | 0.0066266 | 0.0001692 | 0.0048538 | 0.002783 | 0.0004854 | 0.00965 | 5000000 | scaled
CB BS1 | 212.295 | 109.1941 | 0 | 103.1009 | 51.44% | 0% | 48.56% | 72.0042 | 109.1941 | 11.1442 | 0 | 60.86 | 17.2162 | 0 | 91.9779 | BS1 | 0.0005254 | 0.000315 | 0.0001586 | 404063.5449 | 17.2937 | 93.6576 | 101.3437 | 32915.393 | 178259.5287 | 192888.6231 | 445367.5768 | 68930.4851 | 0 | 376437.0916 | 650068.6765 | 102493.5571 | 0 | 547575.1191 |  | 1850 | CB BS1 | 212.295 | 140.2908 | 103.1009 | 109.1941 | 37.1899 | 0 | 0 | 0 | 0 | 103.1009 | 17.2937 | 6.1495 | 0.07758 | 17.2162 | 6.0719 | 0 | 0 | 0 | 0 | 0.07758 | 101.3437 | 40.4837 | 9.3658 | 91.9779 | 31.118 | 0 | 0 | 0 | 0 | 9.3658 | 93.6576 | 93.6576 | 93.6576 | 0 | 0 | 0 | 0 | 0 | 0 | 93.6576 | 0.000371 | 0.0001606 | 4.2e-06 | 0 | 0 | 0 | 0.0001544 | 5000000 | scaled
CB BT1 | 1503.0439 | 798.5932 | 0 | 704.4507 | 53.13% | 0% | 46.87% | 480.6292 | 797.9632 | 58.0169 | 34.0497 | 388.5626 | 97.332 | 63.7596 | 636.8716 | BT1 | 0.0030182 | 0.001888 | 0.0010158 | 497993.4723 | 97.8621 | 704.3174 | 700.8644 | 32423.9936 | 233356.7822 | 232212.6965 | 541533.2103 | 65368.6408 | 38364.4234 | 437800.1461 | 694113.6996 | 84664.9181 | 55461.7233 | 553987.0582 |  | 1851 | CB BT1 | 1503.0439 | 1022.4147 | 705.0807 | 798.5932 | 317.964 | 0.63001 | 0 | 0 | 0 | 704.4507 | 97.8621 | 39.8452 | 0.53008 | 97.332 | 39.3151 | 0 | 0 | 0 | 0 | 0.53008 | 700.8644 | 312.3018 | 63.9928 | 636.8716 | 248.309 | 0 | 0 | 0 | 0 | 63.9928 | 704.3174 | 670.2677 | 640.5578 | 64.3896 | 30.3399 | 0.63001 | 0 | 0 | 0 | 639.9278 | 0.002025 | 0.0008948 | 2.26e-05 | 0 | 0 | 0 | 0.0009932 | 5000000 | scaled
CB BW1 | 8711.9895 | 7682.9047 | 0 | 1029.0848 | 88.19% | 0% | 11.81% | 4012.0322 | 7520.6657 | 416.0729 | 71.8307 | 3524.1286 | 768.9764 | 125.6892 | 6626.0001 | BW1 | 0.0039232 | 0.0024988 | 0.0014388 | 2220633.5308 | 785.1109 | 1061.9306 | 6864.9479 | 200120.0394 | 270679.7041 | 1749833.7872 | 1880885.7187 | 195059.6613 | 33675.0392 | 1652151.018 | 827998.1415 | 84661.5254 | 13837.9273 | 729498.6888 |  | 1852 | CB BW1 | 8711.9895 | 4699.9572 | 1191.3237 | 7682.9047 | 3670.8725 | 162.239 | 0 | 0 | 0 | 1029.0848 | 785.1109 | 369.038 | 16.1345 | 784.3366 | 368.2636 | 15.3602 | 0 | 0 | 0 | 0.77435 | 6864.9479 | 3340.8193 | 238.9478 | 6771.4651 | 3247.3366 | 145.465 | 0 | 0 | 0 | 93.4828 | 1061.9306 | 990.0999 | 936.2414 | 127.103 | 55.2723 | 1.4138 | 0 | 0 | 0 | 934.8276 | 0.0025122 | 0.0010878 | 2.78e-05 | 0 | 0 | 0 | 0.001411 | 5000000 | scaled
CB BY2 | 6849.7443 | 2691.0337 | 0 | 4158.7106 | 39.29% | 0% | 60.71% | 1546.8677 | 2666.2074 | 50.4787 | 1236.8962 | 259.4927 | 82.3817 | 2160.4773 | 423.3484 | BY2 | 0.017488 | 0.010973 | 0.0060072 | 391691.5031 | 85.6461 | 5962.2746 | 801.8235 | 4897.5356 | 340942.9903 | 45850.9771 | 483283.5114 | 15770.9324 | 386439.9975 | 81072.5813 | 696420.4476 | 21518.3088 | 564322.4125 | 110579.7263 |  | 1853 | CB BY2 | 6849.7443 | 5302.8767 | 4183.5369 | 2691.0337 | 1144.1661 | 24.8263 | 0 | 0 | 0 | 4158.7106 | 85.6461 | 35.1674 | 3.2645 | 82.5168 | 32.0381 | 0.13519 | 0 | 0 | 0 | 3.1293 | 801.8235 | 542.3308 | 378.4751 | 424.0434 | 164.5507 | 0.69502 | 0 | 0 | 0 | 377.7801 | 5962.2746 | 4725.3784 | 3801.7973 | 2184.4735 | 947.5773 | 23.9961 | 0 | 0 | 0 | 3777.8012 | 0.011612 | 0.0050966 | 0.0001312 | 0 | 0 | 0 | 0.005876 | 5000000 | scaled
CB BY3 | 10301.0683 | 4907.4362 | 0 | 5393.6321 | 47.64% | 0% | 52.36% | 2726.6861 | 4860.033 | 156.4863 | 1726.1393 | 844.0604 | 281.8121 | 3063.0098 | 1515.2111 | BY3 | 0.023075 | 0.014438 | 0.0077016 | 446412.9598 | 288.6958 | 7992.6746 | 2019.6979 | 12511.0875 | 346375.0964 | 87526.7757 | 524621.6367 | 30108.3784 | 332113.7879 | 162399.4695 | 706481.164 | 40965.7589 | 445255.9706 | 220259.4338 |  | 1854 | CB BY3 | 10301.0683 | 7574.3823 | 5441.0353 | 4907.4362 | 2180.7502 | 47.4032 | 0 | 0 | 0 | 5393.6321 | 288.6958 | 132.2096 | 6.8837 | 284.6373 | 128.151 | 2.8252 | 0 | 0 | 0 | 4.0585 | 2019.6979 | 1175.6374 | 504.4867 | 1529.7366 | 685.6762 | 14.5255 | 0 | 0 | 0 | 489.9612 | 7992.6746 | 6266.5353 | 4929.6649 | 3093.0623 | 1366.923 | 30.0525 | 0 | 0 | 0 | 4899.6123 | 0.015549 | 0.0069116 | 0.0001754 | 0 | 0 | 0 | 0.0075262 | 5000000 | scaled
CB CA1 | 26900.3599 | 1352.385 | 22175.2319 | 3372.743 | 5.027% | 82.43% | 12.54% | 10570.8752 | 22037.1178 | 44.0122 | 9548.5381 | 978.3249 | 80.6581 | 19954.0243 | 2002.4354 | CA1 | 0.01864 | 0.011473 | 0.005364 | 1443136.8735 | 85.231 | 24382.7711 | 2432.3578 | 4572.4305 | 1308074.5453 | 130489.8976 | 1423247.2258 | 5925.7366 | 1285601.2508 | 131720.2394 | 906644.7045 | 3318.412 | 820942.6783 | 82383.6142 |  | 1855 | CB CA1 | 26900.3599 | 16329.4847 | 4863.2422 | 1352.385 | 566.6191 | 10.7674 | 22175.2319 | 12390.1226 | 1479.7317 | 3372.743 | 85.231 | 41.2188 | 4.5729 | 55.4859 | 23.4792 | 0.21953 | 27.2073 | 15.2017 | 1.8155 | 2.5379 | 2432.3578 | 1454.0329 | 429.9224 | 291.4509 | 122.6338 | 1.1241 | 1834.5246 | 1025.0168 | 122.416 | 306.3823 | 24382.7711 | 14834.233 | 4428.7468 | 1005.4482 | 420.506 | 9.4238 | 20313.5 | 11349.9041 | 1355.5002 | 3063.8229 | 0.0089484 | 0.0038742 | 9.78e-05 | 0.0049174 | 0.0028248 | 0.0004918 | 0.0047744 | 5000000 | scaled
CB CA2 | 20463.7386 | 287.7864 | 19381.2711 | 794.6812 | 1.406% | 94.71% | 3.883% | 8798.6104 | 18373.5001 | 11.706 | 7965.3533 | 821.5511 | 24.1811 | 16630.2851 | 1719.0338 | CA2 | 0.013315 | 0.0078482 | 0.0022096 | 1536870.5412 | 26.2707 | 18524.6084 | 1912.8596 | 1972.9846 | 1391237.7125 | 143659.8438 | 1486344.4115 | 1977.49 | 1345582.7519 | 138784.17 | 945980.5227 | 1244.9933 | 856229.1211 | 88506.4082 |  | 1856 | CB CA2 | 20463.7386 | 11665.1282 | 2090.2386 | 287.7864 | 125.1812 | 2.8528 | 19381.2711 | 10745.2658 | 1292.7046 | 794.6812 | 26.2707 | 14.5647 | 2.0895 | 3.3098 | 1.5684 | 0 | 22.3629 | 12.3983 | 1.4916 | 0.59797 | 1912.8596 | 1091.3085 | 193.8257 | 16.9995 | 8.0489 | 0 | 1823.6706 | 1011.0702 | 121.6364 | 72.1894 | 18524.6084 | 10559.255 | 1894.3233 | 267.477 | 115.564 | 2.8528 | 17535.2375 | 9721.7972 | 1169.5766 | 721.8939 | 0.0017436 | 0.0007552 | 1.88e-05 | 0.010423 | 0.0059444 | 0.0010422 | 0.0011486 | 5000000 | scaled
CB CCB1 | 2096.7899 | 1997.2412 | 0 | 99.5487 | 95.25% | 0% | 4.748% | 1042.9775 | 1870.4415 | 101.8804 | 14.2889 | 926.8082 | 185.1263 | 24.7867 | 1660.5285 | CCB1 | 0.0004866 | 0.0002966 | 0.0001552 | 4309062.6284 | 195.9624 | 115.4851 | 1785.3424 | 402717.5927 | 237330.7382 | 3669014.2972 | 3552974.8348 | 347062.6818 | 48676.1205 | 3157236.0317 | 1458429.9414 | 144347.6103 | 19326.8168 | 1294755.5141 |  | 1857 | CB CCB1 | 2096.7899 | 1053.8123 | 226.3483 | 1997.2412 | 954.2637 | 126.7997 | 0 | 0 | 0 | 99.5487 | 195.9624 | 94.082 | 10.8361 | 195.8875 | 94.007 | 10.7612 | 0 | 0 | 0 | 0.074907 | 1785.3424 | 858.5341 | 124.8138 | 1776.2993 | 849.4911 | 115.7708 | 0 | 0 | 0 | 9.0431 | 115.4851 | 101.1962 | 90.6984 | 25.0544 | 10.7655 | 0.26774 | 0 | 0 | 0 | 90.4307 | 0.000335 | 0.000145 | 3.6e-06 | 0 | 0 | 0 | 0.0001516 | 5000000 | scaled
CB CD1 | 43600.8558 | 673.8593 | 41760.1108 | 1166.8857 | 1.546% | 95.78% | 2.676% | 18935.0394 | 39639.1635 | 24.8797 | 16899.3734 | 2010.7863 | 49.7403 | 35388.5398 | 4200.8835 | CD1 | 0.014488 | 0.0087622 | 0.0026994 | 3009529.2416 | 53.6949 | 38942.3877 | 4604.7733 | 3706.2634 | 2687980.5986 | 317842.3796 | 2815025.4959 | 3698.8109 | 2512388.0605 | 298938.6245 | 1467619.594 | 1841.6089 | 1310242.4408 | 155535.5443 |  | 1858 | CB CD1 | 43600.8558 | 24665.8164 | 3961.6923 | 673.8593 | 339.0219 | 8.17 | 41760.1108 | 23159.9088 | 2786.6365 | 1166.8857 | 53.6949 | 28.8151 | 3.9546 | 6.7126 | 2.3679 | 0 | 46.1043 | 25.5692 | 3.0765 | 0.87804 | 4604.7733 | 2593.987 | 403.8898 | 34.6568 | 12.2142 | 0.000329 | 4464.1158 | 2475.772 | 297.8888 | 106.0007 | 38942.3877 | 22043.0143 | 3553.848 | 632.49 | 324.4397 | 8.1697 | 37249.8907 | 20658.5676 | 2485.6712 | 1060.007 | 0.002479 | 0.001211 | 3.02e-05 | 0.010377 | 0.0059198 | 0.0010378 | 0.0016314 | 5000000 | scaled
CB CD3 | 1566.8264 | 410.2483 | 0 | 1156.5782 | 26.18% | 0% | 73.82% | 226.4441 | 406.0092 | 1.1315 | 219.5026 | 5.81 | 3.7588 | 382.9618 | 19.2887 | CD3 | 0.0045772 | 0.0029094 | 0.0016678 | 342311.1179 | 4.6291 | 1437.8443 | 124.353 | 1011.3343 | 314131.8535 | 27167.9301 | 460707.4727 | 2302.1513 | 446584.7776 | 11820.5446 | 696017.0326 | 6443.6539 | 656506.9857 | 33066.3925 |  | 1859 | CB CD3 | 1566.8264 | 1340.3823 | 1160.8172 | 410.2483 | 183.8041 | 4.239 | 0 | 0 | 0 | 1156.5782 | 4.6291 | 3.4975 | 0.87029 | 3.7588 | 2.6273 | 0 | 0 | 0 | 0 | 0.87029 | 124.353 | 118.5431 | 105.0644 | 19.2887 | 13.4787 | 0 | 0 | 0 | 0 | 105.0644 | 1437.8443 | 1218.3417 | 1054.8826 | 387.2008 | 167.6982 | 4.239 | 0 | 0 | 0 | 1050.6435 | 0.0029418 | 0.001274 | 3.24e-05 | 0 | 0 | 0 | 0.0016354 | 5000000 | scaled
CB CD4 | 39512.4779 | 2421.7897 | 33998.7965 | 3091.8917 | 6.129% | 86.05% | 7.825% | 16592.3802 | 34099.7596 | 108.9542 | 14652.4413 | 1830.9848 | 180.2732 | 30346.8963 | 3572.59 | CD4 | 0.022929 | 0.013825 | 0.0054892 | 1723223.3674 | 190.7398 | 35235.5755 | 4086.1626 | 8318.57 | 1536698.5386 | 178206.2588 | 1657921.2187 | 10886.7693 | 1464081.2818 | 182953.1675 | 986066.8817 | 5212.9823 | 877544.88 | 103309.0194 |  | 1860 | CB CD4 | 39512.4779 | 22920.0977 | 5412.7183 | 2421.7897 | 980.2866 | 52.7535 | 33998.7965 | 18847.9194 | 2268.0731 | 3091.8917 | 190.7398 | 81.7857 | 10.4666 | 143.7123 | 54.6782 | 5.158 | 44.7009 | 24.7809 | 2.982 | 2.3265 | 4086.1626 | 2255.1778 | 513.5726 | 762.1259 | 287.2671 | 29.6921 | 3043.1672 | 1687.0412 | 203.0109 | 280.8696 | 35235.5755 | 20583.1342 | 4888.6792 | 1515.9515 | 638.3413 | 17.9034 | 30910.9284 | 17136.0974 | 2062.0802 | 2808.6956 | 0.0082004 | 0.0035506 | 9.06e-05 | 0.010367 | 0.0059122 | 0.0010368 | 0.0043618 | 5000000 | scaled
CB CG1 | 278521.3008 | 262149.0993 | 10724.8462 | 5647.3552 | 94.12% | 3.851% | 2.028% | 147436.9849 | 269043.7595 | 12697.9662 | 5178.8474 | 129560.1711 | 22973.5939 | 10732.4429 | 235337.7227 | CG1 | 0.029972 | 0.018354 | 0.0086812 | 9292840.5824 | 23246.4327 | 16535.9952 | 238738.8728 | 775615.3392 | 551722.1373 | 7965503.1029 | 7142080.4357 | 615109.5425 | 250871.5479 | 6276099.3375 | 1091731.7035 | 93222.7562 | 43550.3435 | 954958.6034 |  | 1861 | CB CG1 | 278521.3008 | 131084.3159 | 9477.5413 | 262149.0993 | 119452.0708 | 3113.8931 | 10724.8462 | 5984.8899 | 716.2929 | 5647.3552 | 23246.4327 | 10548.4664 | 272.8388 | 23226.4786 | 10535.4532 | 267.5405 | 15.7046 | 8.7638 | 1.0489 | 4.2495 | 238738.8728 | 109178.7017 | 3401.1501 | 237304.7583 | 108151.679 | 2826.6216 | 921.1049 | 514.0131 | 61.5189 | 513.0096 | 16535.9952 | 11357.1478 | 5803.5523 | 1617.8623 | 764.9387 | 19.7311 | 9788.0367 | 5462.113 | 653.7251 | 5130.0962 | 0.017037 | 0.007524 | 0.000191 | 0.004938 | 0.0028334 | 0.0004938 | 0.0079964 | 5000000 | scaled
CB CG2 | 237573.6494 | 219947.3131 | 11520.121 | 6106.2153 | 92.58% | 4.849% | 2.57% | 129130.0191 | 227846.2571 | 12907.9558 | 6512.253 | 109709.8102 | 22635.1587 | 13361.2233 | 191849.875 | CG2 | 0.033669 | 0.02046 | 0.0093522 | 7056237.8418 | 22947.3718 | 19651.3562 | 194974.9214 | 681565.9624 | 583670.1327 | 5791001.7464 | 5300171.5656 | 529810.0382 | 267296.9343 | 4503064.591 | 1040118.0816 | 103329.4915 | 60993.9797 | 875794.6105 |  | 1862 | CB CG2 | 237573.6494 | 108443.6303 | 9727.3923 | 219947.3131 | 95909.0319 | 2851.9887 | 11520.121 | 6428.3831 | 769.1883 | 6106.2153 | 22947.3718 | 10039.416 | 312.213 | 22923.1254 | 10023.8553 | 306.3062 | 19.6516 | 10.9659 | 1.3121 | 4.5947 | 194974.9214 | 85265.1112 | 3125.0464 | 193422.6573 | 84153.7602 | 2503.7467 | 997.5713 | 556.6582 | 66.607 | 554.6928 | 19651.3562 | 13139.1032 | 6290.1329 | 3601.5304 | 1731.4164 | 41.9359 | 10502.8981 | 5860.759 | 701.2692 | 5546.9278 | 0.020095 | 0.0089944 | 0.000229 | 0.0049454 | 0.0028374 | 0.0004946 | 0.0086286 | 5000000 | scaled
CB CHA1 | 19214.6164 | 8504.483 | 7857.4232 | 2852.7103 | 44.26% | 40.89% | 14.85% | 8851.0535 | 15742.2071 | 579.1776 | 3516.0201 | 4755.8558 | 914.5109 | 7308.1315 | 7519.5647 | CHA1 | 0.016682 | 0.010191 | 0.0045816 | 1151803.5049 | 929.0887 | 10386.5153 | 7899.0124 | 55693.4168 | 622610.6431 | 473499.4452 | 1016972.7945 | 66546.6392 | 403985.4431 | 546440.7126 | 757903.2048 | 44028.8145 | 351847.5053 | 362026.885 |  | 1863 | CB CHA1 | 19214.6164 | 10363.563 | 3472.4093 | 8504.483 | 3123.0771 | 95.4476 | 7857.4232 | 4387.7756 | 524.2515 | 2852.7103 | 929.0887 | 349.9111 | 14.5779 | 917.5511 | 342.5204 | 11.8047 | 9.391 | 5.2442 | 0.62657 | 2.1466 | 7899.0124 | 3143.1566 | 379.4477 | 7006.4138 | 2530.2771 | 78.041 | 633.4565 | 353.7374 | 42.2646 | 259.1422 | 10386.5153 | 6870.4952 | 3078.3838 | 580.5181 | 250.2797 | 5.6018 | 7214.5757 | 4028.794 | 481.3604 | 2591.4215 | 0.007731 | 0.0033472 | 8.54e-05 | 0.00495 | 0.0028422 | 0.000495 | 0.0040012 | 5000000 | scaled
CB CMP1 | 37118.2767 | 33356.143 | 0 | 3762.1337 | 89.86% | 0% | 10.14% | 18543.8808 | 32873.4267 | 1809.0801 | 727.1214 | 16007.6794 | 3202.9973 | 1267.8364 | 28402.593 | CMP1 | 0.016556 | 0.010211 | 0.0053898 | 2241983.374 | 3250.6527 | 4699.694 | 29167.93 | 196342.8772 | 283866.5158 | 1761773.981 | 1818986.2213 | 177454.3202 | 71324.0012 | 1570207.8999 | 787570.9828 | 76736.3782 | 30374.4161 | 680460.1885 |  | 1864 | CB CMP1 | 37118.2767 | 18574.3959 | 4244.8501 | 33356.143 | 14812.2622 | 482.7164 | 0 | 0 | 0 | 3762.1337 | 3250.6527 | 1441.5726 | 47.6554 | 3247.8218 | 1438.7417 | 44.8245 | 0 | 0 | 0 | 2.8309 | 29167.93 | 13160.2507 | 765.337 | 28826.1752 | 12818.4959 | 423.5822 | 0 | 0 | 0 | 341.7548 | 4699.694 | 3972.5727 | 3431.8577 | 1282.146 | 555.0246 | 14.3096 | 0 | 0 | 0 | 3417.548 | 0.011291 | 0.0049468 | 0.0001252 | 0 | 0 | 0 | 0.0052646 | 5000000 | scaled
CB CS1 | 6892.2155 | 2621.0884 | 0 | 4271.127 | 38.03% | 0% | 61.97% | 1483.3258 | 2592.335 | 8.3577 | 1431.9292 | 43.0388 | 15.4323 | 2497.4995 | 79.4033 | CS1 | 0.017311 | 0.01087 | 0.0060772 | 398150.0041 | 18.8152 | 6405.1286 | 468.2716 | 1086.9205 | 370011.9334 | 27051.1502 | 497579.6339 | 2803.5854 | 480338.7257 | 14437.3225 | 707543.017 | 4212.0333 | 681658.9323 | 21672.0513 |  | 1865 | CB CS1 | 6892.2155 | 5408.8897 | 4299.8804 | 2621.0884 | 1137.7626 | 28.7534 | 0 | 0 | 0 | 4271.127 | 18.8152 | 10.4575 | 3.383 | 15.6014 | 7.2436 | 0.16908 | 0 | 0 | 0 | 3.2139 | 468.2716 | 425.2328 | 388.8684 | 80.2795 | 37.2407 | 0.87628 | 0 | 0 | 0 | 387.9921 | 6405.1286 | 4973.1993 | 3907.6291 | 2525.2075 | 1093.2783 | 27.708 | 0 | 0 | 0 | 3879.921 | 0.011358 | 0.0049182 | 0.000125 | 0 | 0 | 0 | 0.0059522 | 5000000 | scaled
CB CS2 | 10821.7351 | 5396.7305 | 0 | 5425.0046 | 49.87% | 0% | 50.13% | 2901.707 | 5333.8048 | 10.5248 | 2836.836 | 54.3462 | 17.4173 | 5226.4068 | 89.9808 | CS2 | 0.02081 | 0.013496 | 0.0077886 | 520035.7109 | 21.6736 | 10216.3786 | 583.6829 | 1041.5201 | 490945.4579 | 28048.733 | 586842.6282 | 2128.5354 | 573723.0883 | 10991.0045 | 704610.6242 | 2300.8706 | 690423.0398 | 11886.7139 |  | 1866 | CB CS2 | 10821.7351 | 7920.0281 | 5487.9303 | 5396.7305 | 2495.0235 | 62.9257 | 0 | 0 | 0 | 5425.0046 | 21.6736 | 11.1488 | 4.2563 | 17.5915 | 7.0667 | 0.1742 | 0 | 0 | 0 | 4.0821 | 583.6829 | 529.3367 | 493.7021 | 90.8718 | 36.5256 | 0.891 | 0 | 0 | 0 | 492.8111 | 10216.3786 | 7379.5426 | 4989.9718 | 5288.2673 | 2451.4312 | 61.8605 | 0 | 0 | 0 | 4928.1113 | 0.013169 | 0.0058558 | 0.0001484 | 0 | 0 | 0 | 0.0076402 | 5000000 | scaled
CB CS3 | 11962.0287 | 5168.9001 | 0 | 6793.1286 | 43.21% | 0% | 56.79% | 2796.0298 | 5130.7638 | 115.0515 | 2063.9955 | 616.9828 | 204.9576 | 3824.738 | 1101.0683 | CS3 | 0.027808 | 0.01764 | 0.0098632 | 430158.8243 | 210.5843 | 10030.6223 | 1720.8221 | 7572.6862 | 360704.7604 | 61881.3776 | 519608.5547 | 21380.9347 | 383568.7701 | 114658.8497 | 692601.271 | 27667.1987 | 516300.9804 | 148633.0918 |  | 1867 | CB CS3 | 11962.0287 | 9165.9988 | 6831.2649 | 5168.9001 | 2372.8702 | 38.1363 | 0 | 0 | 0 | 6793.1286 | 210.5843 | 95.5328 | 5.6267 | 205.4727 | 90.4212 | 0.51512 | 0 | 0 | 0 | 5.1116 | 1720.8221 | 1103.8393 | 619.7538 | 1103.7296 | 486.7468 | 2.6614 | 0 | 0 | 0 | 617.0925 | 10030.6223 | 7966.6268 | 6205.8843 | 3859.6977 | 1795.7022 | 34.9598 | 0 | 0 | 0 | 6170.9245 | 0.018148 | 0.0079796 | 0.0002026 | 0 | 0 | 0 | 0.0096606 | 5000000 | scaled
CB CS4 | 7723.236 | 2992.0936 | 0 | 4731.1424 | 38.74% | 0% | 61.26% | 1491.5859 | 2943.5611 | 19.1705 | 1373.3621 | 99.0534 | 46.0966 | 2658.2944 | 239.1701 | CS4 | 0.019993 | 0.012731 | 0.0068374 | 386293.1387 | 51.6767 | 6991.8512 | 679.708 | 2584.7134 | 349711.4642 | 33996.961 | 489486.3 | 6291.0741 | 450689.3779 | 32505.848 | 699048.5935 | 10947.1968 | 631302.3259 | 56799.0708 |  | 1868 | CB CS4 | 7723.236 | 6231.6501 | 4779.6749 | 2992.0936 | 1500.5077 | 48.5325 | 0 | 0 | 0 | 4731.1424 | 51.6767 | 32.5062 | 5.5801 | 48.1167 | 28.9462 | 2.0201 | 0 | 0 | 0 | 3.56 | 679.708 | 580.6547 | 440.5379 | 249.9278 | 150.8745 | 10.7577 | 0 | 0 | 0 | 429.7802 | 6991.8512 | 5618.4892 | 4333.5568 | 2694.0491 | 1320.6871 | 35.7547 | 0 | 0 | 0 | 4297.8021 | 0.01331 | 0.0060476 | 0.000154 | 0 | 0 | 0 | 0.0066834 | 5000000 | scaled
CB CTL1 | 27480.6552 | 24789.1776 | 2614.5467 | 76.9309 | 90.21% | 9.514% | 0.2799% | 15194.6577 | 27148.5905 | 824.2558 | 1124.2173 | 13246.1846 | 1458.8295 | 2315.8262 | 23373.9347 | CTL1 | 0.42111 | 0.23925 | 0.04218 | 65257.2309 | 1459.0809 | 2620.3731 | 23401.2012 | 3464.822 | 6222.4969 | 55569.912 | 51352.2605 | 2785.6763 | 3799.434 | 44767.1502 | 7872.6386 | 423.0362 | 671.551 | 6778.0514 |  | 1869 | CB CTL1 | 27480.6552 | 12285.9975 | 332.0647 | 24789.1776 | 10727.0408 | 1.072 | 2614.5467 | 1482.0259 | 254.0619 | 76.9309 | 1459.0809 | 634.8251 | 0.25138 | 1457.0318 | 633.6385 | 0 | 1.9912 | 1.1287 | 0.19349 | 0.057888 | 23401.2012 | 10155.0166 | 27.2665 | 23185.5319 | 10029.7398 | 0 | 208.6808 | 118.2883 | 20.278 | 6.9885 | 2620.3731 | 1496.1558 | 304.5469 | 146.6139 | 63.6625 | 1.072 | 2403.8747 | 1362.6088 | 233.5904 | 69.8845 | 0.0003116 | 0.000135 | 3.4e-06 | 0.42069 | 0.23901 | 0.042069 | 0.0001068 | 5000000 | scaled
CB DM1 | 1796.7053 | 1692.9687 | 0 | 103.7366 | 94.23% | 0% | 5.774% | 671.534 | 1688.9133 | 85.3902 | 92.7908 | 493.3531 | 202.2314 | 382.8116 | 1103.8702 | DM1 | 0.000494 | 0.0004112 | 0.0001564 | 3637055.3178 | 202.3095 | 481.1021 | 1113.2937 | 409533.397 | 973890.869 | 2253631.0526 | 2736311.554 | 347940.8074 | 378096.1201 | 2010274.6273 | 689207.2967 | 82526.0736 | 156216.7622 | 450464.461 |  | 1870 | CB DM1 | 1796.7053 | 1125.1713 | 107.792 | 1692.9687 | 1021.4347 | 4.0554 | 0 | 0 | 0 | 103.7366 | 202.3095 | 116.9193 | 0.078058 | 202.2314 | 116.8413 | 0 | 0 | 0 | 0 | 0.078058 | 1113.2937 | 619.9406 | 9.4235 | 1103.8702 | 610.5171 | 0 | 0 | 0 | 0 | 9.4235 | 481.1021 | 388.3113 | 98.2905 | 386.8671 | 294.0763 | 4.0554 | 0 | 0 | 0 | 94.235 | 0.0003442 | 0.0002614 | 6.6e-06 | 0 | 0 | 0 | 0.0001498 | 5000000 | scaled
CB DM2 | 93215.6205 | 52686.2499 | 37102.5127 | 3426.8579 | 56.52% | 39.8% | 3.676% | 46286.9881 | 86130.3351 | 2571.1306 | 16234.8206 | 27481.037 | 4474.9754 | 33972.484 | 47682.8757 | DM2 | 0.024472 | 0.014987 | 0.0059606 | 3809041.2987 | 4573.3737 | 39369.9711 | 49272.2756 | 186880.3674 | 1608763.0499 | 2013397.8813 | 3131205.7008 | 173930.9257 | 1098247.3673 | 1859027.4084 | 1188686.6002 | 61759.2311 | 468854.98 | 658072.389 |  | 1871 | CB DM2 | 93215.6205 | 46928.6323 | 7085.2853 | 52686.2499 | 22935.0969 | 1183.8709 | 37102.5127 | 20566.6775 | 2474.5566 | 3426.8579 | 4573.3737 | 2002.2432 | 98.3983 | 4526.0624 | 1974.8683 | 92.8363 | 44.7327 | 24.7963 | 2.9835 | 2.5786 | 49272.2756 | 21791.2387 | 1589.3999 | 45644.3401 | 19641.461 | 1056.8983 | 3316.6374 | 1838.4796 | 221.2035 | 311.2981 | 39369.9711 | 23135.1505 | 5397.4871 | 2515.8474 | 1318.7677 | 34.1363 | 33741.1426 | 18703.4016 | 2250.3696 | 3112.9812 | 0.009363 | 0.0043086 | 0.0001292 | 0.010309 | 0.0058782 | 0.0010308 | 0.0048006 | 5000000 | scaled
CB DR1 | 21326.4153 | 5510.6708 | 12717.8121 | 3097.9324 | 25.84% | 59.63% | 14.53% | 8474.359 | 17332.6023 | 312.416 | 5755.2593 | 2406.6837 | 595.6992 | 11967.1343 | 4769.7688 | DR1 | 0.019541 | 0.011635 | 0.0049662 | 1091367.6516 | 604.6501 | 15570.2342 | 5151.531 | 30942.638 | 796798.2289 | 263626.7844 | 1104622.0158 | 40723.0345 | 750190.7914 | 313708.1893 | 804198.9845 | 27639.283 | 555251.7215 | 221307.9798 |  | 1872 | CB DR1 | 21326.4153 | 12852.0562 | 3993.813 | 5510.6708 | 2644.9347 | 46.9301 | 12717.8121 | 7109.1891 | 848.9504 | 3097.9324 | 604.6501 | 292.2341 | 8.9509 | 584.7677 | 280.0919 | 5.4482 | 17.5513 | 9.8111 | 1.1716 | 2.3311 | 5151.531 | 2744.8473 | 381.7622 | 3835.9086 | 1885.3144 | 31.3078 | 1034.2041 | 578.1146 | 69.0361 | 281.4183 | 15570.2342 | 9814.9749 | 3603.0999 | 1089.9944 | 479.5284 | 10.1741 | 11666.0567 | 6521.2635 | 778.7428 | 2814.183 | 0.010233 | 0.0044314 | 0.0001124 | 0.0049496 | 0.0028446 | 0.000495 | 0.0043588 | 5000000 | scaled
CB DS1 | 13035.1407 | 1081.3471 | 11003.5157 | 950.2778 | 8.296% | 84.41% | 7.29% | 5450.5762 | 11341.18 | 55.0312 | 4694.4559 | 701.0891 | 118.8607 | 9731.8266 | 1490.4927 | DS1 | 0.014723 | 0.0085418 | 0.0024064 | 885346.9803 | 121.4267 | 11269.4305 | 1644.2835 | 8247.3015 | 765419.9162 | 111679.7626 | 887935.1454 | 8964.9551 | 764758.1171 | 114212.0731 | 703939.7594 | 7377.6069 | 604048.2274 | 92513.9251 |  | 1873 | CB DS1 | 13035.1407 | 7584.5644 | 1693.9606 | 1081.3471 | 545.8139 | 9.7029 | 11003.5157 | 6088.4727 | 733.9799 | 950.2778 | 121.4267 | 66.3954 | 2.566 | 107.3252 | 58.2734 | 0.95799 | 13.3864 | 7.407 | 0.89293 | 0.71505 | 1644.2835 | 943.1944 | 153.7908 | 625.1811 | 340.7449 | 5.2467 | 932.7785 | 516.1256 | 62.2202 | 86.3239 | 11269.4305 | 6574.9746 | 1537.6039 | 348.8407 | 146.7955 | 3.4981 | 10057.3509 | 5564.9402 | 670.8668 | 863.2389 | 0.0030616 | 0.0013258 | 3.38e-05 | 0.010321 | 0.0058756 | 0.0010322 | 0.0013404 | 5000000 | scaled
CB DV1 | 15491.1027 | 15462.1699 | 0 | 28.9328 | 99.81% | 0% | 0.1868% | 11118.3954 | 14938.9033 | 588.8897 | 10.7128 | 10518.7929 | 840.4683 | 43.4864 | 14054.9487 | DV1 | 0.000145 | 0.0001206 | 4.56e-05 | 106835191.0345 | 873.8604 | 70.5446 | 14546.6978 | 6026623.151 | 486514.2962 | 100322053.5862 | 36257938.0929 | 1920414.3302 | 34935.2027 | 34302588.5585 | 12109635.8904 | 681292.6228 | 35250.5147 | 11393092.7527 |  | 1874 | CB DV1 | 15491.1027 | 4372.7073 | 552.1994 | 15462.1699 | 4343.7745 | 523.2666 | 0 | 0 | 0 | 28.9328 | 873.8604 | 284.9707 | 33.3921 | 873.8386 | 284.9489 | 33.3703 | 0 | 0 | 0 | 0.021771 | 14546.6978 | 4027.9049 | 491.7491 | 14544.0695 | 4025.2766 | 489.1208 | 0 | 0 | 0 | 2.6283 | 70.5446 | 59.8318 | 27.0582 | 44.2618 | 33.549 | 0.77543 | 0 | 0 | 0 | 26.2828 | 0.0001014 | 7.7e-05 | 2e-06 | 0 | 0 | 0 | 4.36e-05 | 5000000 | scaled
CB ELE1 | 2921.4409 | 679.1198 | 0 | 2242.3211 | 23.25% | 0% | 76.75% | 385.1814 | 671.593 | 0.13913 | 384.3036 | 0.73866 | 0.19312 | 670.3784 | 1.0215 | ELE1 | 0.0086982 | 0.0055758 | 0.0032518 | 335867.2967 | 1.8804 | 2714.845 | 204.7155 | 216.1823 | 312115.7292 | 23535.3851 | 454869.1772 | 164.2981 | 453832.5732 | 872.3058 | 691877.6917 | 198.9554 | 690626.3825 | 1052.3542 |  | 1875 | CB ELE1 | 2921.4409 | 2536.2596 | 2249.8479 | 679.1198 | 293.9384 | 7.5268 | 0 | 0 | 0 | 2242.3211 | 1.8804 | 1.7413 | 1.6873 | 0.19312 | 0.053995 | 0 | 0 | 0 | 0 | 1.6873 | 204.7155 | 203.9768 | 203.694 | 1.0215 | 0.28284 | 0 | 0 | 0 | 0 | 203.694 | 2714.845 | 2330.5415 | 2044.4666 | 677.9052 | 293.6016 | 7.5268 | 0 | 0 | 0 | 2036.9399 | 0.005507 | 0.0023846 | 6.06e-05 | 0 | 0 | 0 | 0.0031912 | 5000000 | scaled
CB ELS1 | 26266.6921 | 0 | 26266.6921 | 0 | 0% | 100% | 0% | 2244.4997 | 4681.3815 | 3.0829 | 2057.5473 | 183.8695 | 6.43 | 4291.4525 | 383.499 | ELS1 | 0.052389 | 0.052389 | 0.052389 | 501378.0017 | 36.0777 | 24078.8459 | 2151.7685 | 688.6511 | 459616.4441 | 41072.9065 | 458535.0451 | 629.8056 | 420342.0301 | 37563.2098 | 412019.9025 | 565.9163 | 377701.2995 | 33752.6874 |  | 1876 | CB ELS1 | 26266.6921 | 24022.1925 | 21585.3107 | 0 | 0 | 0 | 26266.6921 | 24022.1925 | 21585.3107 | 0 | 36.0777 | 32.9949 | 29.6478 | 0 | 0 | 0 | 36.0777 | 32.9949 | 29.6478 | 0 | 2151.7685 | 1967.899 | 1768.2695 | 0 | 0 | 0 | 2151.7685 | 1967.899 | 1768.2695 | 0 | 24078.8459 | 22021.2986 | 19787.3933 | 0 | 0 | 0 | 24078.8459 | 22021.2986 | 19787.3933 | 0 | 0 | 0 | 0 | 0.052389 | 0.052389 | 0.052389 | 0 | 5000000 | scaled
CB EN1 | 70862.1068 | 11651.1152 | 52204.3848 | 7006.6068 | 16.44% | 73.67% | 9.888% | 29327.6107 | 60165.8281 | 301.1393 | 25147.9043 | 3878.5671 | 564.6606 | 51791.297 | 7809.8704 | EN1 | 0.03227 | 0.02039 | 0.01056 | 2195912.8237 | 587.0512 | 61393.1303 | 8881.9253 | 18191.8568 | 1902483.1209 | 275237.846 | 2036963.2822 | 20915.777 | 1746659.7682 | 269387.7371 | 1012905.1837 | 9506.1881 | 871918.0791 | 131480.9166 |  | 1877 | CB EN1 | 70862.1068 | 41534.4961 | 10696.2787 | 11651.1152 | 5320.0115 | 203.2942 | 52204.3848 | 29207.8778 | 3486.3777 | 7006.6068 | 587.0512 | 285.9119 | 22.3906 | 523.2477 | 247.8919 | 13.2094 | 58.5313 | 32.7477 | 3.9089 | 5.2722 | 8881.9253 | 5003.3582 | 1072.0549 | 2961.2196 | 1410.3999 | 82.6726 | 5284.2208 | 2956.4734 | 352.8974 | 636.485 | 61393.1303 | 36245.226 | 9601.8333 | 8166.6479 | 3661.7197 | 107.4122 | 46861.6328 | 26218.6567 | 3129.5715 | 6364.8496 | 0.017481 | 0.007691 | 0.0001976 | 0.0049184 | 0.0028288 | 0.0004918 | 0.0098706 | 5000000 | scaled
CB EN2 | 45216.4552 | 24242.3459 | 16655.7127 | 4318.3966 | 53.61% | 36.84% | 9.55% | 20926.6197 | 39693.5589 | 1288.6385 | 9166.8797 | 10471.1015 | 2287.8101 | 18761.0964 | 18644.6525 | EN2 | 0.022788 | 0.014157 | 0.0067038 | 1984222.1876 | 2299.6371 | 23740.7385 | 19176.0797 | 100914.3883 | 1041808.7787 | 841499.0205 | 1715795.8479 | 105656.8473 | 751602.2325 | 858536.7681 | 823845.6214 | 47483.8327 | 389389.2989 | 386972.4899 |  | 1878 | CB EN2 | 45216.4552 | 24289.8355 | 5522.8963 | 24242.3459 | 10680.8582 | 92.5957 | 16655.7127 | 9290.5806 | 1111.904 | 4318.3966 | 2299.6371 | 1010.9985 | 11.827 | 2272.893 | 994.6438 | 7.0091 | 23.4946 | 13.1053 | 1.5685 | 3.2495 | 19176.0797 | 8704.9782 | 531.4272 | 17303.5786 | 7487.026 | 40.3247 | 1480.215 | 825.666 | 98.8164 | 392.2861 | 23740.7385 | 14573.8588 | 4979.6421 | 4665.8743 | 2199.1884 | 45.2619 | 15152.0031 | 8451.8093 | 1011.5192 | 3922.861 | 0.011755 | 0.005238 | 0.0001326 | 0.0049572 | 0.0028432 | 0.0004958 | 0.0060754 | 5000000 | scaled
CB EO1 | 23879.6596 | 18471.8735 | 0 | 5407.7861 | 77.35% | 0% | 22.65% | 11005.7725 | 18311.3162 | 1071.4788 | 2070.8398 | 7863.4539 | 1778.0956 | 3608.1435 | 12925.0771 | EO1 | 0.022403 | 0.014032 | 0.0078026 | 1065903.9606 | 1797.2888 | 8561.1777 | 13521.1931 | 80224.6445 | 382140.8423 | 603538.4735 | 917479.3726 | 89322.193 | 172632.3863 | 655524.7929 | 713652.3027 | 69298.2429 | 140621.2349 | 503732.8247 |  | 1879 | CB EO1 | 23879.6596 | 12873.8871 | 5568.3435 | 18471.8735 | 7466.101 | 160.5574 | 0 | 0 | 0 | 5407.7861 | 1797.2888 | 725.8099 | 19.1931 | 1793.2196 | 721.7407 | 15.124 | 0 | 0 | 0 | 4.0692 | 13521.1931 | 5657.7392 | 596.1161 | 13029.9461 | 5166.4922 | 104.8691 | 0 | 0 | 0 | 491.247 | 8561.1777 | 6490.3379 | 4953.0343 | 3648.7078 | 1577.868 | 40.5643 | 0 | 0 | 0 | 4912.4699 | 0.014763 | 0.006392 | 0.0001628 | 0 | 0 | 0 | 0.0076398 | 5000000 | scaled
CB EO2 | 6965.1419 | 1916.3773 | 0 | 5048.7646 | 27.51% | 0% | 72.49% | 1017.6902 | 1891.2041 | 10.5302 | 953.1504 | 54.0096 | 20.4328 | 1765.9969 | 104.7743 | EO2 | 0.021169 | 0.013365 | 0.0073416 | 329019.3324 | 24.5913 | 6375.3038 | 565.2468 | 1161.643 | 301156.564 | 26701.1253 | 444995.3377 | 4604.4476 | 416774.6645 | 23616.2257 | 691121.5209 | 7466.9646 | 645365.8266 | 38288.7295 |  | 1880 | CB EO2 | 6965.1419 | 5947.4517 | 5073.9378 | 1916.3773 | 898.6871 | 25.1732 | 0 | 0 | 0 | 5048.7646 | 24.5913 | 14.0611 | 4.1585 | 20.7923 | 10.262 | 0.35944 | 0 | 0 | 0 | 3.799 | 565.2468 | 511.2372 | 460.4725 | 106.6136 | 52.604 | 1.8392 | 0 | 0 | 0 | 458.6332 | 6375.3038 | 5422.1534 | 4609.3068 | 1788.9714 | 835.821 | 22.9745 | 0 | 0 | 0 | 4586.3323 | 0.014023 | 0.006219 | 0.0001954 | 0 | 0 | 0 | 0.0071462 | 5000000 | scaled
CB EO3 | 120883.1028 | 111839.994 | 0 | 9043.1087 | 92.52% | 0% | 7.481% | 64331.9412 | 110839.5742 | 9740.6875 | 6576.4978 | 48014.7559 | 16772.7365 | 11761.5105 | 82305.3272 | EO3 | 0.038956 | 0.024186 | 0.013091 | 3103051.7042 | 16928.9962 | 20123.3167 | 83830.7899 | 434564.8744 | 516562.6198 | 2151924.2092 | 2338177.5246 | 354030.3038 | 239026.1971 | 1745121.0227 | 767232.1024 | 116100.9679 | 81413.2364 | 569717.8979 |  | 1881 | CB EO3 | 120883.1028 | 56551.1616 | 10043.5286 | 111839.994 | 47508.0529 | 1000.4198 | 0 | 0 | 0 | 9043.1087 | 16928.9962 | 7188.3086 | 156.2597 | 16922.1915 | 7181.504 | 149.4551 | 0 | 0 | 0 | 6.8046 | 83830.7899 | 35816.034 | 1525.4627 | 83009.3077 | 34994.5518 | 703.9805 | 0 | 0 | 0 | 821.4822 | 20123.3167 | 13546.819 | 8361.8062 | 11908.4948 | 5331.9971 | 146.9843 | 0 | 0 | 0 | 8214.8219 | 0.026195 | 0.011425 | 0.0003298 | 0 | 0 | 0 | 0.012761 | 5000000 | scaled
CB EOS1 | 70923.641 | 58758.6655 | 0 | 12164.9755 | 82.85% | 0% | 17.15% | 33645.3295 | 57761.3593 | 3988.3617 | 11246.1507 | 18410.8171 | 6817.0755 | 19590.4197 | 31353.8641 | EOS1 | 0.050825 | 0.031699 | 0.017463 | 1395453.4194 | 6956.3697 | 30858.0608 | 33109.2105 | 136869.5933 | 607145.7393 | 651438.0867 | 1176023.9074 | 139407.4252 | 393092.9583 | 643523.5236 | 753706.7026 | 88953.5075 | 255628.1715 | 409125.0235 |  | 1882 | CB EOS1 | 70923.641 | 37278.3114 | 13162.2816 | 58758.6655 | 25113.336 | 997.3062 | 0 | 0 | 0 | 12164.9755 | 6956.3697 | 2968.008 | 139.2942 | 6947.216 | 2958.8542 | 130.1404 | 0 | 0 | 0 | 9.1538 | 33109.2105 | 14698.3934 | 1755.3464 | 32004.1358 | 13593.3187 | 650.2717 | 0 | 0 | 0 | 1105.0747 | 30858.0608 | 19611.91 | 11267.641 | 19807.3138 | 8561.163 | 216.894 | 0 | 0 | 0 | 11050.747 | 0.033731 | 0.014605 | 0.0003698 | 0 | 0 | 0 | 0.017094 | 5000000 | scaled
CB EOS2 | 23228.2249 | 11536.4744 | 0 | 11691.7506 | 49.67% | 0% | 50.33% | 6449.7674 | 11431.5628 | 113.0141 | 5751.1093 | 585.644 | 208.6354 | 10140.3311 | 1082.5964 | EOS2 | 0.044799 | 0.028784 | 0.016865 | 518498.7366 | 218.1813 | 20861.5395 | 2148.5041 | 4870.2278 | 465669.7585 | 47958.7504 | 582909.1672 | 10213.8531 | 519766.7027 | 52928.6111 | 699475.9609 | 12766.0085 | 620467.9043 | 66242.048 |  | 1883 | CB EOS2 | 23228.2249 | 16778.4575 | 11796.6621 | 11536.4744 | 5086.7069 | 104.9115 | 0 | 0 | 0 | 11691.7506 | 218.1813 | 105.1672 | 9.546 | 209.3837 | 96.3695 | 0.7483 | 0 | 0 | 0 | 8.7977 | 2148.5041 | 1562.8601 | 1065.9077 | 1086.4174 | 500.7735 | 3.8211 | 0 | 0 | 0 | 1062.0866 | 20861.5395 | 15110.4302 | 10721.2084 | 10240.6732 | 4489.5639 | 100.3422 | 0 | 0 | 0 | 10620.8663 | 0.028243 | 0.012228 | 0.0003092 | 0 | 0 | 0 | 0.016556 | 5000000 | scaled
CB EOS3 | 14182.5904 | 12392.8555 | 0 | 1789.735 | 87.38% | 0% | 12.62% | 6395.5459 | 12362.8622 | 600.9625 | 1143.2999 | 4651.2834 | 1167.4756 | 1982.6743 | 9212.7124 | EOS3 | 0.0075404 | 0.004686 | 0.002561 | 1880880.3843 | 1171.0874 | 3623.9846 | 9387.5185 | 155308.3864 | 480609.0701 | 1244962.9277 | 1661767.9413 | 156149.3296 | 297065.995 | 1208552.6167 | 710553.7727 | 67100.4961 | 113953.9249 | 529499.3516 |  | 1884 | CB EOS3 | 14182.5904 | 7787.0446 | 1819.7282 | 12392.8555 | 5997.3096 | 29.9932 | 0 | 0 | 0 | 1789.735 | 1171.0874 | 570.1249 | 3.6118 | 1169.7406 | 568.7781 | 2.265 | 0 | 0 | 0 | 1.3467 | 9387.5185 | 4736.235 | 174.8061 | 9224.9377 | 4573.6543 | 12.2253 | 0 | 0 | 0 | 162.5808 | 3623.9846 | 2480.6847 | 1641.3104 | 1998.1771 | 854.8772 | 15.5029 | 0 | 0 | 0 | 1625.8075 | 0.0050348 | 0.0021804 | 5.54e-05 | 0 | 0 | 0 | 0.0025056 | 5000000 | scaled
CB ES4 | 17810.2069 | 7131.794 | 0 | 10678.4129 | 40.04% | 0% | 59.96% | 3434.9739 | 7051.1995 | 46.0016 | 3153.5433 | 235.429 | 107.0336 | 6395.7389 | 548.427 | ES4 | 0.043584 | 0.028108 | 0.015348 | 408644.6934 | 115.0688 | 16176.6768 | 1518.4613 | 2640.185 | 371164.3088 | 34840.1996 | 511435.8024 | 6849.2187 | 469533.3939 | 35053.1914 | 701013.0025 | 10641.0191 | 635848.7139 | 54523.2692 |  | 1885 | CB ES4 | 17810.2069 | 14375.233 | 10759.0074 | 7131.794 | 3696.8201 | 80.5945 | 0 | 0 | 0 | 10678.4129 | 115.0688 | 69.0671 | 8.0352 | 107.0336 | 61.032 | 0 | 0 | 0 | 0 | 8.0352 | 1518.4613 | 1283.0324 | 970.0343 | 548.427 | 312.998 | 0 | 0 | 0 | 0 | 970.0343 | 16176.6768 | 13023.1335 | 9780.9379 | 6476.3334 | 3322.7901 | 80.5945 | 0 | 0 | 0 | 9700.3434 | 0.028567 | 0.013091 | 0.0003312 | 0 | 0 | 0 | 0.015017 | 5000000 | scaled
CB EV1 | 2646.105 | 467.1749 | 0 | 2178.9302 | 17.66% | 0% | 82.34% | 264.8727 | 462.1363 | 0 | 264.8727 | 0 | 0 | 462.1363 | 0 | EV1 | 0.0091594 | 0.0057124 | 0.0031466 | 288895.0201 | 1.6396 | 2446.53 | 197.9355 | 179.0046 | 267105.92 | 21610.0955 | 416853.2272 | 0 | 416853.2272 | 0 | 694072.565 | 0 | 694072.565 | 0 |  | 1886 | CB EV1 | 2646.105 | 2381.2324 | 2183.9687 | 467.1749 | 202.3022 | 5.0386 | 0 | 0 | 0 | 2178.9302 | 1.6396 | 1.6396 | 1.6396 | 0 | 0 | 0 | 0 | 0 | 0 | 1.6396 | 197.9355 | 197.9355 | 197.9355 | 0 | 0 | 0 | 0 | 0 | 0 | 197.9355 | 2446.53 | 2181.6573 | 1984.3936 | 467.1749 | 202.3022 | 5.0386 | 0 | 0 | 0 | 1979.3551 | 0.0060796 | 0.0026326 | 6.68e-05 | 0 | 0 | 0 | 0.0030798 | 5000000 | scaled
CB FB1 | 346587.1333 | 127989.7395 | 212978.1112 | 5619.2826 | 36.93% | 61.45% | 1.621% | 159503.2138 | 324768.333 | 14433.1098 | 85871.8363 | 59198.2677 | 28187.5942 | 178769.9129 | 117810.8259 | FB1 | 0.04664 | 0.028344 | 0.010479 | 7431113.4927 | 28424.7479 | 197406.3555 | 120756.0299 | 609449.997 | 4232554.792 | 2589108.7028 | 6600476.9793 | 597263.2578 | 3553502.5606 | 2449711.1612 | 2082224.7504 | 180722.3808 | 1146168.2049 | 755334.1645 |  | 1887 | CB FB1 | 346587.1333 | 187083.9195 | 21818.8003 | 127989.7395 | 63370.5368 | 972.5365 | 212978.1112 | 118094.1 | 15226.9811 | 5619.2826 | 28424.7479 | 13991.638 | 237.1536 | 28129.7185 | 13826.1636 | 212.1343 | 290.801 | 161.2461 | 20.791 | 4.2283 | 120756.0299 | 61557.7622 | 2945.204 | 96170.7801 | 47698.0872 | 713.5049 | 24074.7903 | 13349.2155 | 1721.2397 | 510.4595 | 197406.3555 | 111534.5192 | 18636.4426 | 3689.2409 | 1846.2859 | 46.8973 | 188612.5198 | 104583.6385 | 13484.9505 | 5104.5948 | 0.014369 | 0.0066024 | 0.000169 | 0.024401 | 0.013872 | 0.0024402 | 0.0078694 | 5000000 | scaled
CB FB2 | 1029584.452 | 971191.8506 | 54731.473 | 3661.1283 | 94.33% | 5.316% | 0.3556% | 568268.7358 | 1013175.6688 | 66426.6334 | 22988.7749 | 478853.3274 | 117737.1938 | 47608.2189 | 847830.256 | FB2 | 0.045688 | 0.026273 | 0.0078488 | 22535018.9327 | 118833.8267 | 54493.6981 | 856256.9271 | 2600974.1399 | 1192730.2472 | 18741314.5429 | 17558547.4137 | 2052471.161 | 710314.4501 | 14795761.8001 | 2090610.4322 | 242941.6864 | 98235.9153 | 1749432.8302 |  | 1888 | CB FB2 | 1029584.452 | 461315.7162 | 16408.7832 | 971191.8506 | 427335.4043 | 8833.1529 | 54731.473 | 30319.1836 | 3914.502 | 3661.1283 | 118833.8267 | 52407.1933 | 1096.6329 | 118757.4596 | 52363.66 | 1088.6131 | 73.6123 | 40.7784 | 5.2649 | 2.7549 | 856256.9271 | 377403.5997 | 8426.6711 | 850764.6909 | 374212.7639 | 7725.063 | 5159.6568 | 2858.2564 | 369.0287 | 332.5794 | 54493.6981 | 31504.9231 | 6885.4792 | 1669.7001 | 758.9804 | 19.4768 | 49498.2039 | 27420.1487 | 3540.2083 | 3325.794 | 0.015872 | 0.0070874 | 0.0001792 | 0.024607 | 0.013977 | 0.0024608 | 0.0052088 | 5000000 | scaled
CB FL1 | 951.745 | 202.89 | 0 | 748.8549 | 21.32% | 0% | 78.68% | 115.1008 | 200.6887 | 0 | 115.1008 | 0 | 0 | 200.6887 | 0 | FL1 | 0.0027542 | 0.0017874 | 0.001068 | 345561.3122 | 0.56349 | 883.155 | 68.0265 | 204.5927 | 320657.5341 | 24699.1854 | 468078.8606 | 0 | 468078.8606 | 0 | 703236.2066 | 0 | 703236.207 | 0 |  | 1889 | CB FL1 | 951.745 | 836.6442 | 751.0563 | 202.89 | 87.7892 | 2.2013 | 0 | 0 | 0 | 748.8549 | 0.56349 | 0.56349 | 0.56349 | 0 | 0 | 0 | 0 | 0 | 0 | 0.56349 | 68.0265 | 68.0265 | 68.0265 | 0 | 0 | 0 | 0 | 0 | 0 | 68.0265 | 883.155 | 768.0542 | 682.4663 | 202.89 | 87.7892 | 2.2013 | 0 | 0 | 0 | 680.265 | 0.0017048 | 0.000738 | 1.86e-05 | 0 | 0 | 0 | 0.0010494 | 5000000 | scaled
CB FM1 | 36234.5949 | 7126.55 | 25346.482 | 3761.5629 | 19.67% | 69.95% | 10.38% | 14952.621 | 30722.3451 | 295.247 | 12060.5422 | 2596.8319 | 567.9292 | 25027.153 | 5127.2629 | FM1 | 0.019823 | 0.012504 | 0.0059146 | 1827925.1599 | 575.9198 | 30032.5342 | 5626.1409 | 29053.4014 | 1515050.054 | 283821.705 | 1702040.4845 | 33607.6471 | 1372838.3106 | 295594.5272 | 931973.384 | 17228.3362 | 759207.6858 | 155537.3622 |  | 1890 | CB FM1 | 36234.5949 | 21281.9738 | 5512.2498 | 7126.55 | 3395.913 | 57.0987 | 25346.482 | 14124.4979 | 1693.5882 | 3761.5629 | 575.9198 | 280.6727 | 7.9906 | 541.8036 | 260.4081 | 3.0697 | 31.2857 | 17.4342 | 2.0904 | 2.8305 | 5626.1409 | 3029.309 | 498.878 | 3183.3135 | 1516.7403 | 16.7832 | 2101.1245 | 1170.8658 | 140.3919 | 341.703 | 30032.5342 | 17971.9921 | 5005.3812 | 3401.4329 | 1618.7646 | 37.2458 | 23214.0718 | 12936.198 | 1551.1059 | 3417.0295 | 0.0095636 | 0.0043586 | 0.0001112 | 0.0049508 | 0.0028368 | 0.000495 | 0.0053084 | 5000000 | scaled
CB FM2 | 52722.2666 | 6903.3093 | 45251.1309 | 567.8264 | 13.09% | 85.83% | 1.077% | 23717.0345 | 49052.3416 | 209.5722 | 20837.8213 | 2669.641 | 374.3637 | 43441.794 | 5236.1839 | FM2 | 0.0078724 | 0.0046584 | 0.0013056 | 6697102.0985 | 382.7737 | 46782.0332 | 5557.4597 | 48622.2321 | 5942537.6289 | 705942.2385 | 6226436.5619 | 55019.0334 | 5470556.2878 | 700861.2423 | 2810910.6664 | 21452.6567 | 2489402.0963 | 300055.9138 |  | 1891 | CB FM2 | 52722.2666 | 29005.2321 | 3669.925 | 6903.3093 | 3226.0001 | 78.4944 | 45251.1309 | 25211.4056 | 3023.6041 | 567.8264 | 382.7737 | 173.2014 | 8.4099 | 326.4344 | 141.6231 | 4.2467 | 55.912 | 31.1511 | 3.7359 | 0.42727 | 5557.4597 | 2887.8187 | 321.2758 | 1810.6941 | 777.4866 | 22.7881 | 3695.1839 | 2058.7503 | 246.9059 | 51.5817 | 46782.0332 | 25944.212 | 3340.2393 | 4766.1809 | 2306.8903 | 51.4596 | 41500.035 | 23121.5043 | 2772.9622 | 515.8174 | 0.0021626 | 0.0010516 | 2.72e-05 | 0.0049238 | 0.0028208 | 0.0004924 | 0.000786 | 5000000 | scaled
CB FM3 | 121112.2592 | 82076.0008 | 32243.6562 | 6792.6022 | 67.77% | 26.62% | 5.609% | 61219.4741 | 110894.3524 | 9122.197 | 18218.6643 | 33878.6129 | 15636.3281 | 36988.0248 | 58269.9995 | FM3 | 0.035117 | 0.021391 | 0.01026 | 3448821.3458 | 15890.9149 | 45241.9144 | 59979.4299 | 452513.453 | 1288319.4572 | 1707988.4367 | 2799879.6262 | 417204.7179 | 833232.6902 | 1549442.2199 | 995897.347 | 140423.5415 | 332174.4973 | 523299.3085 |  | 1892 | CB FM3 | 121112.2592 | 59892.7851 | 10217.9068 | 82076.0008 | 35036.5575 | 1272.4093 | 32243.6562 | 18063.6253 | 2152.8953 | 6792.6022 | 15890.9149 | 6768.718 | 254.5868 | 15845.996 | 6741.3055 | 246.8176 | 39.8078 | 22.3012 | 2.6579 | 5.1112 | 59979.4299 | 26100.8171 | 1709.4304 | 56763.864 | 24028.022 | 918.8836 | 2598.5213 | 1455.7504 | 173.5022 | 617.0446 | 45241.9144 | 27023.25 | 8253.8896 | 9466.1408 | 4267.23 | 106.708 | 29605.3272 | 16585.5737 | 1976.7352 | 6170.4464 | 0.020653 | 0.0090154 | 0.0002272 | 0.0049234 | 0.0028354 | 0.0004924 | 0.0095404 | 5000000 | scaled
CB FRD1 | 373.6058 | 62.2525 | 0 | 311.3533 | 16.66% | 0% | 83.34% | 35.9576 | 61.6447 | 0.78628 | 31.1283 | 4.043 | 1.1981 | 54.283 | 6.1636 | FRD1 | 0.001599 | 0.0009426 | 0.0004542 | 233649.6719 | 1.4324 | 337.7263 | 34.4471 | 895.8288 | 211210.9343 | 21542.9087 | 358209.4629 | 7832.9599 | 310099.9769 | 40276.5248 | 686836.3624 | 13349.569 | 604813.2842 | 68673.5089 |  | 1893 | CB FRD1 | 373.6058 | 337.6482 | 311.9611 | 62.2525 | 26.295 | 0.6078 | 0 | 0 | 0 | 311.3533 | 1.4324 | 0.64615 | 0.23428 | 1.1981 | 0.41186 | 0 | 0 | 0 | 0 | 0.23428 | 34.4471 | 30.4041 | 28.2835 | 6.1636 | 2.1206 | 0 | 0 | 0 | 0 | 28.2835 | 337.7263 | 306.598 | 283.4432 | 54.8908 | 23.7625 | 0.6078 | 0 | 0 | 0 | 282.8355 | 0.0011576 | 0.0005012 | 1.28e-05 | 0 | 0 | 0 | 0.0004414 | 5000000 | scaled
CB GA1 | 7257.5852 | 2010.9251 | 0 | 5246.6601 | 27.71% | 0% | 72.29% | 1103.6087 | 1986.2419 | 24.8837 | 951.7923 | 126.9328 | 50.7259 | 1676.665 | 258.851 | GA1 | 0.021919 | 0.013828 | 0.0075146 | 331103.2762 | 55.4994 | 6462.3915 | 739.6943 | 2531.9746 | 294825.1989 | 33746.1027 | 445037.347 | 10034.5026 | 383816.3841 | 51186.4604 | 701480.2156 | 17914.8551 | 592147.0639 | 91418.2963 |  | 1894 | CB GA1 | 7257.5852 | 6153.9764 | 5271.3432 | 2010.9251 | 907.3164 | 24.6832 | 0 | 0 | 0 | 5246.6601 | 55.4994 | 30.6157 | 4.7734 | 51.5514 | 26.6677 | 0.82549 | 0 | 0 | 0 | 3.9479 | 739.6943 | 612.7616 | 480.8433 | 263.0841 | 136.1514 | 4.2331 | 0 | 0 | 0 | 476.6102 | 6462.3915 | 5510.5992 | 4785.7265 | 1696.2895 | 744.4973 | 19.6245 | 0 | 0 | 0 | 4766.1019 | 0.014569 | 0.0064772 | 0.0001638 | 0 | 0 | 0 | 0.0073508 | 5000000 | scaled
CB GA3 | 14707.5718 | 9074.5681 | 0 | 5633.0036 | 61.7% | 0% | 38.3% | 5206.3992 | 8992.5405 | 636.9536 | 1545.652 | 3023.7935 | 1096.7214 | 2711.9496 | 5183.8695 | GA3 | 0.024925 | 0.015328 | 0.0081046 | 590082.5594 | 1110.4004 | 7858.7474 | 5738.4239 | 44550.3818 | 315300.8453 | 230231.3322 | 619841.119 | 75831.6911 | 184015.6053 | 359993.8219 | 705158.9487 | 86000.4946 | 212660.2066 | 406498.2471 |  | 1895 | CB GA3 | 14707.5718 | 9501.1726 | 5715.0312 | 9074.5681 | 3868.169 | 82.0276 | 0 | 0 | 0 | 5633.0036 | 1110.4004 | 473.4468 | 13.679 | 1106.1618 | 469.2082 | 9.4404 | 0 | 0 | 0 | 4.2387 | 5738.4239 | 2714.6304 | 554.5544 | 5226.718 | 2202.9245 | 42.8485 | 0 | 0 | 0 | 511.7059 | 7858.7474 | 6313.0954 | 5146.7978 | 2741.6884 | 1196.0363 | 29.7388 | 0 | 0 | 0 | 5117.0591 | 0.017009 | 0.0074128 | 0.000189 | 0 | 0 | 0 | 0.0079156 | 5000000 | scaled
CB GH1 | 2740.5529 | 1146.4791 | 0 | 1594.0738 | 41.83% | 0% | 58.17% | 638.686 | 1136.0344 | 16.168 | 537.7103 | 84.8077 | 31.0851 | 942.0182 | 162.9311 | GH1 | 0.0067936 | 0.0042174 | 0.0022992 | 403402.1594 | 32.2846 | 2400.5305 | 307.7379 | 4752.2026 | 353351.7553 | 45298.2014 | 498379.7925 | 12616.2123 | 419586.3791 | 66177.2008 | 697859.4763 | 19095.3845 | 578676.4403 | 100087.6516 |  | 1896 | CB GH1 | 2740.5529 | 2101.8669 | 1604.5185 | 1146.4791 | 507.7931 | 10.4447 | 0 | 0 | 0 | 1594.0738 | 32.2846 | 16.1166 | 1.1995 | 31.0851 | 14.9171 | 0 | 0 | 0 | 0 | 1.1995 | 307.7379 | 222.9301 | 144.8068 | 162.9311 | 78.1234 | 0 | 0 | 0 | 0 | 144.8068 | 2400.5305 | 1862.8202 | 1458.5123 | 952.4629 | 414.7526 | 10.4447 | 0 | 0 | 0 | 1448.0676 | 0.0045444 | 0.0019682 | 5e-05 | 0 | 0 | 0 | 0.0022492 | 5000000 | scaled
CB GH2 | 2439.1014 | 544.403 | 0 | 1894.6984 | 22.32% | 0% | 77.68% | 311.7608 | 541.403 | 23.7645 | 161.2473 | 126.749 | 40.3401 | 285.2804 | 215.7824 | GH2 | 0.0074138 | 0.0047044 | 0.0026874 | 328994.7657 | 41.7954 | 2009.2573 | 388.0487 | 5637.5121 | 271015.8487 | 52341.405 | 452202.3268 | 34469.9047 | 233885.7196 | 183846.7018 | 706146.6164 | 52615.2348 | 372088.4519 | 281442.9298 |  | 1897 | CB GH2 | 2439.1014 | 2127.3406 | 1897.6984 | 544.403 | 232.6422 | 3 | 0 | 0 | 0 | 1894.6984 | 41.7954 | 18.0309 | 1.4553 | 40.3697 | 16.6052 | 0.02956 | 0 | 0 | 0 | 1.4257 | 388.0487 | 261.2997 | 172.2663 | 215.933 | 89.184 | 0.15056 | 0 | 0 | 0 | 172.1157 | 2009.2573 | 1848.01 | 1723.9769 | 288.1003 | 126.853 | 2.8198 | 0 | 0 | 0 | 1721.157 | 0.0047786 | 0.0020692 | 5.22e-05 | 0 | 0 | 0 | 0.0026352 | 5000000 | scaled
CB GH3 | 4974.0401 | 1575.3911 | 0 | 3398.649 | 31.67% | 0% | 68.33% | 829.7178 | 1560.204 | 23.4165 | 685.065 | 121.2363 | 42.4701 | 1297.8935 | 219.8404 | GH3 | 0.013217 | 0.008559 | 0.0049154 | 376347.9365 | 45.0274 | 4400.4367 | 528.576 | 3406.8843 | 332947.7119 | 39993.3404 | 484206.3677 | 13665.4117 | 399789.9029 | 70751.0528 | 694518.4858 | 18905.3723 | 577752.0592 | 97861.0545 |  | 1898 | CB GH3 | 4974.0401 | 4144.3223 | 3413.8362 | 1575.3911 | 745.6733 | 15.1871 | 0 | 0 | 0 | 3398.649 | 45.0274 | 21.6109 | 2.5574 | 42.4701 | 19.0535 | 0 | 0 | 0 | 0 | 2.5574 | 528.576 | 407.3396 | 308.7356 | 219.8404 | 98.604 | 0 | 0 | 0 | 0 | 308.7356 | 4400.4367 | 3715.3718 | 3102.5432 | 1313.0807 | 628.0157 | 15.1871 | 0 | 0 | 0 | 3087.356 | 0.0083964 | 0.0037388 | 9.52e-05 | 0 | 0 | 0 | 0.0048202 | 5000000 | scaled
CB GM2 | 185866.5197 | 177938.3157 | 0 | 7928.204 | 95.73% | 0% | 4.266% | 102012.5323 | 175920.3368 | 9104.5925 | 1697.1981 | 91210.7418 | 15747.9743 | 2957.8265 | 157214.536 | GM2 | 0.042423 | 0.024739 | 0.011578 | 4381288.3567 | 15933.0675 | 10192.6707 | 159740.7816 | 375577.9312 | 240263.9776 | 3765446.4486 | 3389491.5564 | 302511.2564 | 56391.4892 | 3030588.8117 | 859043.9737 | 76899.5937 | 14443.4864 | 767700.8937 |  | 1899 | CB GM2 | 185866.5197 | 83853.9874 | 9946.1829 | 177938.3157 | 75925.7834 | 2017.9789 | 0 | 0 | 0 | 7928.204 | 15933.0675 | 6828.475 | 185.0932 | 15927.1017 | 6822.5093 | 179.1274 | 0 | 0 | 0 | 5.9657 | 159740.7816 | 68530.0399 | 2526.2456 | 159020.5781 | 67809.8364 | 1806.0421 | 0 | 0 | 0 | 720.2035 | 10192.6707 | 8495.4726 | 7234.8442 | 2990.6359 | 1293.4378 | 32.8094 | 0 | 0 | 0 | 7202.0348 | 0.031188 | 0.013504 | 0.000343 | 0 | 0 | 0 | 0.011235 | 5000000 | scaled
CB GN1 | 90345.9344 | 3991.8819 | 82611.7277 | 3742.3249 | 4.418% | 91.44% | 4.142% | 39238.6049 | 81049.6173 | 127.0915 | 35468.5447 | 3642.9687 | 214.7416 | 73376.5322 | 7458.3436 | GN1 | 0.024571 | 0.015034 | 0.0064096 | 3676933.5566 | 225.6396 | 81811.0354 | 8309.2595 | 9183.1669 | 3329576.9554 | 338173.4345 | 3399495.1037 | 11010.7635 | 3072870.3121 | 315614.0286 | 1450373.9825 | 3842.7776 | 1313064.9677 | 133466.2373 |  | 1900 | CB GN1 | 90345.9344 | 51107.3295 | 9296.3171 | 3991.8819 | 1648.5811 | 44.2863 | 82611.7277 | 45716.4235 | 5509.7059 | 3742.3249 | 225.6396 | 98.5481 | 10.898 | 126.4013 | 42.373 | 1.6512 | 96.4223 | 53.3591 | 6.4308 | 2.816 | 8309.2595 | 4666.2908 | 850.9159 | 383.0652 | 128.1941 | 5.004 | 7586.2389 | 4198.1413 | 505.9566 | 339.9554 | 81811.0354 | 46342.4906 | 8434.5032 | 3482.4154 | 1478.014 | 37.6311 | 74929.0664 | 41464.9231 | 4997.3186 | 3399.5536 | 0.0090384 | 0.0039144 | 9.92e-05 | 0.010247 | 0.0058336 | 0.0010246 | 0.0052858 | 5000000 | scaled
CB GS1 | 15431.1066 | 149.5427 | 13929.0978 | 1352.4661 | 0.9691% | 90.27% | 8.765% | 6308.6925 | 13147.6874 | 8.1415 | 5795.2869 | 505.2641 | 17.0049 | 12075.3466 | 1055.3359 | GS1 | 0.019954 | 0.011753 | 0.0034598 | 773318.4942 | 19.2382 | 14158.231 | 1253.6373 | 964.1099 | 709529.2773 | 62825.1066 | 776164.2871 | 1001.6516 | 712999.5213 | 62163.113 | 659985.8703 | 853.6108 | 606156.6467 | 52975.6123 |  | 1901 | CB GS1 | 15431.1066 | 9122.4141 | 2283.4191 | 149.5427 | 64.7696 | 1.6416 | 13929.0978 | 7705.1785 | 929.3114 | 1352.4661 | 19.2382 | 11.0968 | 2.2333 | 0 | 0 | 0 | 18.2205 | 10.0791 | 1.2156 | 1.0177 | 1253.6373 | 748.3732 | 198.3014 | 0 | 0 | 0 | 1130.7784 | 625.5142 | 75.4424 | 122.8589 | 14158.231 | 8362.9441 | 2082.8844 | 149.5427 | 64.7696 | 1.6416 | 12780.0988 | 7069.5851 | 852.6533 | 1228.5894 | 0.0032512 | 0.0014078 | 3.6e-05 | 0.014755 | 0.008397 | 0.0014754 | 0.0019484 | 5000000 | scaled
CB HC3 | 24390.2009 | 16106.1233 | 0 | 8284.0776 | 66.04% | 0% | 33.96% | 8590.533 | 15970.4 | 666.7282 | 5133.3335 | 2790.4713 | 1287.9221 | 9192.2529 | 5490.2251 | HC3 | 0.035828 | 0.022124 | 0.011924 | 680765.6915 | 1304.083 | 16804.1594 | 6281.9585 | 36398.838 | 469028.3298 | 175338.5238 | 714148.0189 | 55426.4334 | 426744.177 | 231977.409 | 706122.1798 | 56944.7441 | 406430.248 | 242747.1878 |  | 1902 | CB HC3 | 24390.2009 | 15799.6679 | 8419.8009 | 16106.1233 | 7515.5903 | 135.7232 | 0 | 0 | 0 | 8284.0776 | 1304.083 | 637.3548 | 16.1609 | 1297.8495 | 631.1213 | 9.9274 | 0 | 0 | 0 | 6.2335 | 6281.9585 | 3491.4872 | 791.7334 | 5529.4272 | 2738.9559 | 39.2021 | 0 | 0 | 0 | 752.5313 | 16804.1594 | 11670.8259 | 7611.9065 | 9278.8465 | 4145.5131 | 86.5937 | 0 | 0 | 0 | 7525.3129 | 0.024205 | 0.010501 | 0.0003014 | 0 | 0 | 0 | 0.011623 | 5000000 | scaled
CB HC4 | 33100.6378 | 27568.3688 | 0 | 5532.269 | 83.29% | 0% | 16.71% | 16081.0991 | 27393.6779 | 2206.7876 | 4067.3648 | 9806.9467 | 3685.6992 | 7505.0319 | 16202.9468 | HC4 | 0.021599 | 0.013968 | 0.0080222 | 1532522.0758 | 3706.8267 | 12622.1376 | 16771.6735 | 171621.8839 | 584390.6865 | 776509.5056 | 1218431.5097 | 167203.7203 | 308175.7875 | 743052.0024 | 711395.8651 | 95715.1926 | 194900.7614 | 420779.9112 |  | 1903 | CB HC4 | 33100.6378 | 17019.5387 | 5706.9599 | 27568.3688 | 11487.2697 | 174.6909 | 0 | 0 | 0 | 5532.269 | 3706.8267 | 1500.0391 | 21.1276 | 3702.6639 | 1495.8763 | 16.9647 | 0 | 0 | 0 | 4.1629 | 16771.6735 | 6964.7268 | 568.7267 | 16269.1184 | 6462.1717 | 66.1716 | 0 | 0 | 0 | 502.5551 | 12622.1376 | 8554.7728 | 5117.1056 | 7596.5865 | 3529.2217 | 91.5546 | 0 | 0 | 0 | 5025.5511 | 0.013732 | 0.0061014 | 0.0001552 | 0 | 0 | 0 | 0.007867 | 5000000 | scaled
CB HL1 | 10825.2887 | 4014.2765 | 0 | 6811.0123 | 37.08% | 0% | 62.92% | 2276.3441 | 3974.3362 | 65.8447 | 2035.1622 | 175.3373 | 119.5754 | 3536.4718 | 318.289 | HL1 | 0.02785 | 0.017448 | 0.0097052 | 388694.1915 | 125.1884 | 9761.7984 | 938.3019 | 4495.0301 | 350508.3745 | 33690.7869 | 489978.2529 | 14172.9236 | 438064.3472 | 37740.9826 | 705905.3354 | 21238.4942 | 628133.6479 | 56533.1934 |  | 1904 | CB HL1 | 10825.2887 | 8548.9446 | 6850.9525 | 4014.2765 | 1737.9323 | 39.9402 | 0 | 0 | 0 | 6811.0123 | 125.1884 | 59.3437 | 5.613 | 120.0633 | 54.2187 | 0.48791 | 0 | 0 | 0 | 5.1251 | 938.3019 | 762.9646 | 620.0129 | 319.5849 | 144.2476 | 1.2958 | 0 | 0 | 0 | 618.717 | 9761.7984 | 7726.6362 | 6225.3266 | 3574.6283 | 1539.4661 | 38.1564 | 0 | 0 | 0 | 6187.1702 | 0.018347 | 0.0079444 | 0.000202 | 0 | 0 | 0 | 0.0095032 | 5000000 | scaled
CB HL3 | 9425.115 | 3856.9557 | 0 | 5568.1593 | 40.92% | 0% | 59.08% | 2123.4063 | 3816.2631 | 14.1336 | 2036.2528 | 73.0199 | 31.6506 | 3621.1368 | 163.4757 | HL3 | 0.021995 | 0.014084 | 0.0080436 | 428503.9164 | 35.9224 | 8719.4839 | 669.7087 | 1633.18 | 396423.0648 | 30447.6715 | 518439.9831 | 3450.7974 | 497161.0165 | 17828.1691 | 697306.1785 | 5783.1876 | 661652.7777 | 29870.2131 |  | 1905 | CB HL3 | 9425.115 | 7301.7087 | 5608.852 | 3856.9557 | 1733.5494 | 40.6927 | 0 | 0 | 0 | 5568.1593 | 35.9224 | 21.7888 | 4.2718 | 31.7326 | 17.5989 | 0.081978 | 0 | 0 | 0 | 4.1899 | 669.7087 | 596.6888 | 506.233 | 163.8933 | 90.8734 | 0.41764 | 0 | 0 | 0 | 505.8154 | 8719.4839 | 6683.2311 | 5098.3471 | 3661.3298 | 1625.0771 | 40.193 | 0 | 0 | 0 | 5058.154 | 0.014109 | 0.0061978 | 0.0001574 | 0 | 0 | 0 | 0.0078862 | 5000000 | scaled
CB HP1 | 16675.5477 | 5144.1333 | 0 | 11531.4144 | 30.85% | 0% | 69.15% | 2907.3116 | 5088.4998 | 19.832 | 2785.7299 | 101.7497 | 33.0173 | 4886.025 | 169.4576 | HP1 | 0.048206 | 0.030288 | 0.01667 | 345922.659 | 41.7952 | 15416.26 | 1217.4925 | 867.0122 | 319799.6106 | 25256.0364 | 454580.2637 | 3100.8861 | 435570.0439 | 15909.3347 | 695092.1955 | 4510.1801 | 667434.0054 | 23148.0112 |  | 1906 | CB HP1 | 16675.5477 | 13768.2361 | 11587.0479 | 5144.1333 | 2236.8217 | 55.6335 | 0 | 0 | 0 | 11531.4144 | 41.7952 | 21.9632 | 8.7779 | 33.1182 | 13.2862 | 0.1009 | 0 | 0 | 0 | 8.677 | 1217.4925 | 1115.7428 | 1048.0349 | 169.9709 | 68.2212 | 0.51332 | 0 | 0 | 0 | 1047.5216 | 15416.26 | 12630.5301 | 10530.2351 | 4941.0442 | 2155.3143 | 55.0193 | 0 | 0 | 0 | 10475.2158 | 0.031892 | 0.013973 | 0.0003554 | 0 | 0 | 0 | 0.016314 | 5000000 | scaled
CB HV1 | 1372.9775 | 589.9527 | 0 | 783.0247 | 42.97% | 0% | 57.03% | 399.3723 | 589.148 | 53.1427 | 64.1934 | 282.0363 | 79.5892 | 104.3963 | 405.1626 | HV1 | 0.0035008 | 0.0021346 | 0.0011192 | 392189.6372 | 80.1784 | 816.506 | 476.2931 | 22902.8772 | 233234.1248 | 136052.6353 | 456106.5948 | 60692.0339 | 73312.6309 | 322101.9303 | 700347.9756 | 94611.416 | 124100.7619 | 481635.7981 |  | 1907 | CB HV1 | 1372.9775 | 973.6051 | 783.8295 | 589.9527 | 190.5804 | 0.80472 | 0 | 0 | 0 | 783.0247 | 80.1784 | 27.0357 | 0.5892 | 79.5892 | 26.4465 | 0 | 0 | 0 | 0 | 0.5892 | 476.2931 | 194.2568 | 71.1305 | 405.1626 | 123.1263 | 0 | 0 | 0 | 0 | 71.1305 | 816.506 | 752.3126 | 712.1098 | 105.201 | 41.0076 | 0.80472 | 0 | 0 | 0 | 711.305 | 0.0024084 | 0.0010422 | 2.68e-05 | 0 | 0 | 0 | 0.0010924 | 5000000 | scaled
CB HW1 | 122438.2319 | 121648.2837 | 0 | 789.9482 | 99.35% | 0% | 0.6452% | 67467.514 | 118509.9385 | 4253.9206 | 27.599 | 63185.9944 | 7484.8891 | 49.3386 | 110975.7108 | HW1 | 0.0031138 | 0.0019876 | 0.0011252 | 39321161.2499 | 7666.9832 | 767.4905 | 114003.7581 | 2462259.367 | 246480.3603 | 36612421.5107 | 27656831.3041 | 1743801.6922 | 11313.6029 | 25901715.995 | 3491195.6612 | 220498.0665 | 1453.4717 | 3269244.1219 |  | 1908 | CB HW1 | 122438.2319 | 54970.7179 | 3928.2934 | 121648.2837 | 54180.7697 | 3138.3452 | 0 | 0 | 0 | 789.9482 | 7666.9832 | 3413.0626 | 182.0941 | 7666.3888 | 3412.4682 | 181.4997 | 0 | 0 | 0 | 0.59441 | 114003.7581 | 50817.7637 | 3028.0473 | 113931.9987 | 50746.0043 | 2956.2879 | 0 | 0 | 0 | 71.7594 | 767.4905 | 739.8916 | 718.1519 | 49.8962 | 22.2972 | 0.55758 | 0 | 0 | 0 | 717.5943 | 0.0020108 | 0.0008846 | 2.22e-05 | 0 | 0 | 0 | 0.001103 | 5000000 | scaled
CB IB1 | 2897.3951 | 1195.0167 | 0 | 1702.3784 | 41.24% | 0% | 58.76% | 676.8614 | 1182.0705 | 0.60301 | 673.1675 | 3.0909 | 1.2431 | 1174.4571 | 6.3703 | IB1 | 0.0077878 | 0.0047372 | 0.002467 | 372042.8265 | 2.5241 | 2733.8556 | 161.0155 | 324.1047 | 351043.371 | 20675.3508 | 468743.9171 | 417.6032 | 466185.8007 | 2140.513 | 695307.9206 | 731.1929 | 690829.6563 | 3747.0715 |  | 1909 | CB IB1 | 2897.3951 | 2220.5337 | 1715.3246 | 1195.0167 | 518.1553 | 12.9462 | 0 | 0 | 0 | 1702.3784 | 2.5241 | 1.921 | 1.281 | 1.2431 | 0.64006 | 0 | 0 | 0 | 0 | 1.281 | 161.0155 | 157.9246 | 154.6452 | 6.3703 | 3.2794 | 0 | 0 | 0 | 0 | 154.6452 | 2733.8556 | 2060.688 | 1559.3984 | 1187.4033 | 514.2358 | 12.9462 | 0 | 0 | 0 | 1546.4522 | 0.0053802 | 0.0023296 | 5.94e-05 | 0 | 0 | 0 | 0.0024076 | 5000000 | scaled
CB IB2 | 4568.4717 | 1318.3011 | 0 | 3250.1705 | 28.86% | 0% | 71.14% | 745.8323 | 1304.0438 | 1.651 | 735.6929 | 8.4885 | 3.3603 | 1283.427 | 17.2565 | IB2 | 0.013384 | 0.0084182 | 0.004724 | 341343.3894 | 5.806 | 4250.1615 | 312.5042 | 433.8064 | 317560.1482 | 23349.4348 | 454092.2472 | 1005.1936 | 447918.949 | 5168.1046 | 691030.4467 | 1780.6838 | 680105.3368 | 9144.4261 |  | 1910 | CB IB2 | 4568.4717 | 3822.6394 | 3264.4278 | 1318.3011 | 572.4688 | 14.2573 | 0 | 0 | 0 | 3250.1705 | 5.806 | 4.155 | 2.4456 | 3.3603 | 1.7093 | 0 | 0 | 0 | 0 | 2.4456 | 312.5042 | 304.0157 | 295.2477 | 17.2565 | 8.768 | 0 | 0 | 0 | 0 | 295.2477 | 4250.1615 | 3514.4687 | 2966.7345 | 1297.6844 | 561.9915 | 14.2573 | 0 | 0 | 0 | 2952.4772 | 0.008756 | 0.0037904 | 9.62e-05 | 0 | 0 | 0 | 0.0046278 | 5000000 | scaled
CB JE1 | 754.5421 | 56.6591 | 0 | 697.883 | 7.509% | 0% | 92.49% | 32.1125 | 56.0183 | 0 | 32.1125 | 0 | 0 | 56.0183 | 0 | JE1 | 0.0027018 | 0.0017328 | 0.0010116 | 279273.852 | 0.52513 | 690.6208 | 63.3962 | 194.3647 | 255615.0667 | 23464.4207 | 416914.5674 | 0 | 416914.5674 | 0 | 690513.8045 | 0 | 690513.8045 | 0 |  | 1911 | CB JE1 | 754.5421 | 722.4296 | 698.5238 | 56.6591 | 24.5465 | 0.64074 | 0 | 0 | 0 | 697.883 | 0.52513 | 0.52513 | 0.52513 | 0 | 0 | 0 | 0 | 0 | 0 | 0.52513 | 63.3962 | 63.3962 | 63.3962 | 0 | 0 | 0 | 0 | 0 | 0 | 63.3962 | 690.6208 | 658.5083 | 634.6025 | 56.6591 | 24.5465 | 0.64074 | 0 | 0 | 0 | 633.9617 | 0.0017092 | 0.0007402 | 1.9e-05 | 0 | 0 | 0 | 0.0009926 | 5000000 | scaled
CB JU1 | 1531748.695 | 1498742.395 | 30928.2518 | 2078.0489 | 97.85% | 2.019% | 0.1357% | 815150.4317 | 1503288.8539 | 45319.247 | 12217.9757 | 757613.2089 | 83494.4354 | 25443.2833 | 1394351.1352 | JU1 | 0.1808 | 0.10301 | 0.019848 | 8471845.8214 | 84812.8639 | 29946.3801 | 1416989.451 | 469085.7637 | 165628.4191 | 7837131.6382 | 6956629.8153 | 386762.0171 | 104270.2433 | 6465597.5542 | 1433889.6141 | 79639.9198 | 24268.6956 | 1329980.9986 |  | 1912 | CB JU1 | 1531748.695 | 716598.2633 | 28459.8411 | 1498742.395 | 697040.0416 | 23486.3688 | 30928.2518 | 17480.1728 | 2895.4233 | 2078.0489 | 84812.8639 | 39493.6168 | 1318.4285 | 84746.873 | 39455.6399 | 1310.8333 | 64.4272 | 36.4133 | 6.0315 | 1.5637 | 1416989.451 | 659376.2421 | 22638.3158 | 1413857.498 | 657524.0297 | 22174.0113 | 2943.1816 | 1663.441 | 275.5331 | 188.7714 | 29946.3801 | 17728.4044 | 4503.0968 | 138.0231 | 60.372 | 1.5241 | 27920.643 | 15780.3185 | 2613.8587 | 1887.7139 | 0.0097614 | 0.0045518 | 0.0001156 | 0.16812 | 0.095537 | 0.016812 | 0.0029202 | 5000000 | scaled
CB KR1 | 827.6871 | 121.6515 | 0 | 706.0356 | 14.7% | 0% | 85.3% | 68.9605 | 120.3148 | 0 | 68.9605 | 0 | 0 | 120.3148 | 0 | KR1 | 0.0031394 | 0.0019236 | 0.0010184 | 263644.9832 | 0.53127 | 763.019 | 64.1368 | 169.2263 | 243046.1344 | 20429.6225 | 394430.5418 | 0 | 394430.5418 | 0 | 694591.7415 | 0 | 694591.7415 | 0 |  | 1913 | CB KR1 | 827.6871 | 758.7266 | 707.3722 | 121.6515 | 52.691 | 1.3366 | 0 | 0 | 0 | 706.0356 | 0.53127 | 0.53127 | 0.53127 | 0 | 0 | 0 | 0 | 0 | 0 | 0.53127 | 64.1368 | 64.1368 | 64.1368 | 0 | 0 | 0 | 0 | 0 | 0 | 64.1368 | 763.019 | 694.0586 | 642.7042 | 121.6515 | 52.691 | 1.3366 | 0 | 0 | 0 | 641.3676 | 0.0021444 | 0.0009286 | 2.34e-05 | 0 | 0 | 0 | 0.000995 | 5000000 | scaled
CB LA1 | 14214.4205 | 6809.9502 | 0 | 7404.4703 | 47.91% | 0% | 52.09% | 3801.7892 | 6739.2935 | 52.6476 | 3478.4562 | 270.6855 | 87.4025 | 6202.5416 | 449.3494 | LA1 | 0.029769 | 0.018924 | 0.010644 | 477490.694 | 93.0053 | 12999.2786 | 1122.1366 | 3124.2322 | 436671.6578 | 37694.8042 | 550234.1614 | 7619.7025 | 503438.0677 | 39176.3915 | 702272.3172 | 9107.8331 | 646339.7466 | 46824.7379 |  | 1914 | CB LA1 | 14214.4205 | 10412.6313 | 7475.127 | 6809.9502 | 3008.161 | 70.6567 | 0 | 0 | 0 | 7404.4703 | 93.0053 | 40.3577 | 5.6028 | 87.4336 | 34.7861 | 0.031136 | 0 | 0 | 0 | 5.5716 | 1122.1366 | 851.4512 | 672.7872 | 449.5095 | 178.824 | 0.16007 | 0 | 0 | 0 | 672.6271 | 12999.2786 | 9520.8224 | 6796.737 | 6273.0071 | 2794.5509 | 70.4655 | 0 | 0 | 0 | 6726.2715 | 0.019342 | 0.0084966 | 0.0002168 | 0 | 0 | 0 | 0.010427 | 5000000 | scaled
CB LA2 | 12221.3924 | 6992.6554 | 0 | 5228.737 | 57.22% | 0% | 42.78% | 4125.5539 | 6933.9296 | 175.4388 | 3004.7261 | 945.3891 | 272.5511 | 5201.8811 | 1459.4975 | LA2 | 0.020909 | 0.013397 | 0.007577 | 584503.9146 | 277.9908 | 10001.1262 | 1942.2753 | 13295.2721 | 478316.8109 | 92891.8317 | 604311.3593 | 25698.2808 | 440132.4375 | 138480.6414 | 697830.6381 | 27429.5391 | 523517.2813 | 146883.8181 |  | 1915 | CB LA2 | 12221.3924 | 8095.8384 | 5287.4627 | 6992.6554 | 2867.1014 | 58.7258 | 0 | 0 | 0 | 5228.737 | 277.9908 | 102.5521 | 5.4398 | 274.0564 | 98.6176 | 1.5053 | 0 | 0 | 0 | 3.9345 | 1942.2753 | 996.8862 | 482.7778 | 1467.2933 | 521.9042 | 7.7958 | 0 | 0 | 0 | 474.982 | 10001.1262 | 6996.4001 | 4799.2451 | 5251.3057 | 2246.5796 | 49.4247 | 0 | 0 | 0 | 4749.8205 | 0.013484 | 0.0059716 | 0.0001518 | 0 | 0 | 0 | 0.0074252 | 5000000 | scaled
CB LA3 | 17554.7377 | 9085.9511 | 0 | 8468.7866 | 51.76% | 0% | 48.24% | 4542.2911 | 9001.6412 | 147.9975 | 3619.3354 | 774.9582 | 264.7097 | 7354.9369 | 1381.9947 | LA3 | 0.035693 | 0.022876 | 0.012192 | 491820.2713 | 271.3455 | 15130.7372 | 2152.655 | 7602.1193 | 423908.543 | 60309.6091 | 568815.3118 | 18533.2092 | 453236.7885 | 97045.3153 | 701521.9918 | 20629.5368 | 573189.9125 | 107702.543 |  | 1916 | CB LA3 | 17554.7377 | 13012.4466 | 8553.0964 | 9085.9511 | 4543.66 | 84.3098 | 0 | 0 | 0 | 8468.7866 | 271.3455 | 123.348 | 6.6358 | 264.973 | 116.9755 | 0.26328 | 0 | 0 | 0 | 6.3725 | 2152.655 | 1377.6968 | 770.6603 | 1383.3446 | 608.3865 | 1.35 | 0 | 0 | 0 | 769.3104 | 15130.7372 | 11511.4018 | 7775.8003 | 7437.6335 | 3818.298 | 82.6966 | 0 | 0 | 0 | 7693.1037 | 0.023779 | 0.010962 | 0.0002774 | 0 | 0 | 0 | 0.011915 | 5000000 | scaled
CB LJ3 | 6309.5661 | 2491.4313 | 0 | 3818.1348 | 39.49% | 0% | 60.51% | 1415.816 | 2464.2089 | 2.2041 | 1402.2873 | 11.3246 | 3.5533 | 2442.3781 | 18.2776 | LJ3 | 0.014718 | 0.0094692 | 0.0055626 | 428703.0734 | 6.4263 | 5938.0203 | 365.1196 | 436.6336 | 403458.4147 | 24808.0251 | 516807.1266 | 804.5616 | 511868.8061 | 4133.7591 | 691287.7408 | 996.8013 | 685163.5082 | 5127.4313 |  | 1917 | CB LJ3 | 6309.5661 | 4893.75 | 3845.3572 | 2491.4313 | 1075.6153 | 27.2224 | 0 | 0 | 0 | 3818.1348 | 6.4263 | 4.2222 | 2.873 | 3.5533 | 1.3491 | 0 | 0 | 0 | 0 | 2.873 | 365.1196 | 353.7949 | 346.842 | 18.2776 | 6.953 | 0 | 0 | 0 | 0 | 346.842 | 5938.0203 | 4535.733 | 3495.6422 | 2469.6005 | 1067.3132 | 27.2224 | 0 | 0 | 0 | 3468.4198 | 0.0092572 | 0.0040086 | 0.000102 | 0 | 0 | 0 | 0.0054606 | 5000000 | scaled
CB LJ4 | 3328.9907 | 389.4542 | 0 | 2939.5365 | 11.7% | 0% | 88.3% | 219.7873 | 385.1456 | 0.4899 | 216.7898 | 2.5077 | 1.143 | 378.1501 | 5.8525 | LJ4 | 0.0094594 | 0.0064584 | 0.0042254 | 351924.0847 | 3.3549 | 3052.7538 | 272.882 | 354.6605 | 322721.7163 | 28847.7079 | 481420.0681 | 1073.0727 | 474854.2257 | 5492.7701 | 696702.117 | 2067.5533 | 684047.7913 | 10586.7725 |  | 1918 | CB LJ4 | 3328.9907 | 3109.2034 | 2943.8451 | 389.4542 | 169.6669 | 4.3086 | 0 | 0 | 0 | 2939.5365 | 3.3549 | 2.865 | 2.2119 | 1.143 | 0.65307 | 0 | 0 | 0 | 0 | 2.2119 | 272.882 | 270.3743 | 267.0295 | 5.8525 | 3.3448 | 0 | 0 | 0 | 0 | 267.0295 | 3052.7538 | 2835.9641 | 2674.6037 | 382.4587 | 165.669 | 4.3086 | 0 | 0 | 0 | 2670.2951 | 0.0052926 | 0.0022916 | 5.86e-05 | 0 | 0 | 0 | 0.0041668 | 5000000 | scaled
CB LM3 | 2843.7403 | 510.5422 | 0 | 2333.1982 | 17.95% | 0% | 82.05% | 287.9838 | 504.3482 | 4.7161 | 259.2008 | 24.0669 | 8.5616 | 452.0906 | 43.6959 | LM3 | 0.0089108 | 0.0057266 | 0.0033582 | 319134.1195 | 10.4879 | 2576.736 | 256.5163 | 1176.992 | 289169.9996 | 28787.128 | 446295.6252 | 7308.6988 | 401689.8703 | 37297.0573 | 696620.8511 | 11825.5758 | 624441.1869 | 60354.089 |  | 1919 | CB LM3 | 2843.7403 | 2555.7565 | 2339.3921 | 510.5422 | 222.5584 | 6.194 | 0 | 0 | 0 | 2333.1982 | 10.4879 | 5.7718 | 1.9263 | 8.7323 | 4.0162 | 0.17066 | 0 | 0 | 0 | 1.7557 | 256.5163 | 232.4495 | 212.8204 | 44.567 | 20.5001 | 0.87112 | 0 | 0 | 0 | 211.9493 | 2576.736 | 2317.5353 | 2124.6454 | 457.2428 | 198.0421 | 5.1522 | 0 | 0 | 0 | 2119.4932 | 0.0056152 | 0.002431 | 6.26e-05 | 0 | 0 | 0 | 0.0032956 | 5000000 | scaled
CB LPS1 | 1854.4951 | 513.3255 | 0 | 1341.1696 | 27.68% | 0% | 72.32% | 302.5545 | 509.3748 | 13.0147 | 222.1369 | 67.4029 | 20.8236 | 381.0383 | 107.5129 | LPS1 | 0.006253 | 0.0038032 | 0.00198 | 296576.857 | 21.8328 | 1603.3166 | 229.3457 | 3491.5663 | 256407.5868 | 36677.7039 | 408061.7985 | 17553.1717 | 299600.8662 | 90907.76 | 679353.6636 | 27772.4233 | 508191.1645 | 143390.076 |  | 1920 | CB LPS1 | 1854.4951 | 1551.9406 | 1345.1203 | 513.3255 | 210.7711 | 3.9507 | 0 | 0 | 0 | 1341.1696 | 21.8328 | 8.8181 | 1.0092 | 20.8236 | 7.8089 | 0 | 0 | 0 | 0 | 1.0092 | 229.3457 | 161.9428 | 121.8328 | 107.5129 | 40.11 | 0 | 0 | 0 | 0 | 121.8328 | 1603.3166 | 1381.1798 | 1222.2783 | 384.989 | 162.8521 | 3.9507 | 0 | 0 | 0 | 1218.3276 | 0.0043198 | 0.00187 | 4.68e-05 | 0 | 0 | 0 | 0.0019332 | 5000000 | scaled
CB LR1 | 104991.1522 | 96719.4301 | 0 | 8271.7221 | 92.12% | 0% | 7.878% | 49980.9909 | 95504.5689 | 4193.5246 | 3247.8716 | 42539.5946 | 7969.7673 | 5844.2153 | 81690.5863 | LR1 | 0.036685 | 0.022961 | 0.011872 | 2861979.681 | 8079.1336 | 13423.567 | 83488.4516 | 220231.0928 | 365916.3182 | 2275832.269 | 2395766.8666 | 201010.5649 | 155682.0519 | 2039074.2481 | 799072.0408 | 66681.817 | 48897.6505 | 683492.5729 |  | 1921 | CB LR1 | 104991.1522 | 55010.1613 | 9486.5833 | 96719.4301 | 46738.4393 | 1214.8612 | 0 | 0 | 0 | 8271.7221 | 8079.1336 | 3885.609 | 109.3663 | 8072.9094 | 3879.3848 | 103.1421 | 0 | 0 | 0 | 6.2242 | 83488.4516 | 40948.857 | 1797.8653 | 82737.0427 | 40197.4481 | 1046.4564 | 0 | 0 | 0 | 751.4089 | 13423.567 | 10175.6953 | 7579.3517 | 5909.478 | 2661.6064 | 65.2627 | 0 | 0 | 0 | 7514.089 | 0.025102 | 0.011379 | 0.0002894 | 0 | 0 | 0 | 0.011583 | 5000000 | scaled
CB LV2 | 15986.6603 | 9181.7927 | 0 | 6804.8676 | 57.43% | 0% | 42.57% | 5874.5727 | 9117.5507 | 289.6437 | 4646.4892 | 938.4397 | 403.5516 | 7418.4403 | 1295.5589 | LV2 | 0.026716 | 0.017031 | 0.0098224 | 598388.2547 | 410.2995 | 13657.6585 | 1918.7023 | 15357.7057 | 511212.6152 | 71817.9336 | 593745.9715 | 29274.4315 | 469622.9716 | 94848.5683 | 699331.0767 | 30953.0651 | 569006.5232 | 99371.4881 |  | 1922 | CB LV2 | 15986.6603 | 10112.0876 | 6869.1096 | 9181.7927 | 3307.22 | 64.242 | 0 | 0 | 0 | 6804.8676 | 410.2995 | 120.6558 | 6.748 | 405.1791 | 115.5354 | 1.6275 | 0 | 0 | 0 | 5.1204 | 1918.7023 | 980.2626 | 623.1434 | 1300.5434 | 362.1037 | 4.9846 | 0 | 0 | 0 | 618.1588 | 13657.6585 | 9011.1692 | 6239.2182 | 7476.0701 | 2829.5809 | 57.6299 | 0 | 0 | 0 | 6181.5883 | 0.017082 | 0.0073966 | 0.000188 | 0 | 0 | 0 | 0.0096344 | 5000000 | scaled
CB MA1 | 187688.6818 | 5888.4399 | 174524.6233 | 7275.6186 | 3.137% | 92.99% | 3.876% | 81180.519 | 168698.172 | 116.6434 | 74212.6884 | 6851.1871 | 237.8722 | 154172.9262 | 14287.3736 | MA1 | 0.044813 | 0.02729 | 0.011907 | 4188226.7759 | 259.0991 | 171466.4117 | 15963.1709 | 5781.7332 | 3826230.8082 | 356214.2339 | 3902856.1147 | 5607.7789 | 3567868.8488 | 329379.4847 | 1594929.7737 | 2248.9247 | 1457603.1701 | 135077.6787 |  | 1923 | CB MA1 | 187688.6818 | 106508.1628 | 18990.5098 | 5888.4399 | 2649.0565 | 71.6089 | 174524.6233 | 96583.4877 | 11643.2824 | 7275.6186 | 259.0991 | 142.4557 | 21.2269 | 30.9486 | 13.7502 | 0.89657 | 222.6759 | 123.2308 | 14.8557 | 5.4747 | 15963.1709 | 9111.9838 | 1675.7974 | 158.7732 | 70.5268 | 4.5893 | 15143.4756 | 8380.5349 | 1010.2859 | 660.9222 | 171466.4117 | 97253.7233 | 17293.4855 | 5698.7182 | 2564.7795 | 66.1229 | 159158.4718 | 88079.722 | 10618.1408 | 6609.2217 | 0.02002 | 0.008769 | 0.0002222 | 0.014566 | 0.0082928 | 0.0014566 | 0.010228 | 5000000 | scaled
CB MA2 | 40251.7993 | 883.5037 | 36934.5969 | 2433.6987 | 2.195% | 91.76% | 6.046% | 17036.1867 | 35347.8112 | 45.3452 | 15570.9762 | 1419.8653 | 80.0129 | 32355.96 | 2911.8383 | MA2 | 0.025041 | 0.014794 | 0.0049818 | 1607435.7777 | 85.061 | 36834.6741 | 3332.0642 | 3396.8705 | 1470974.5669 | 133064.3405 | 1569258.6616 | 4176.8965 | 1434293.3485 | 130788.4177 | 984380.7594 | 2228.2331 | 901062.4244 | 81090.102 |  | 1924 | CB MA2 | 40251.7993 | 23215.6126 | 4903.9881 | 883.5037 | 355.5225 | 6.6473 | 36934.5969 | 20426.3915 | 2463.6421 | 2433.6987 | 85.061 | 39.7158 | 5.0481 | 35.0032 | 11.2132 | 0 | 48.2266 | 26.6713 | 3.2168 | 1.8313 | 3332.0642 | 1912.1989 | 420.2258 | 125.4002 | 39.9654 | 0 | 2985.5851 | 1651.1546 | 199.147 | 221.0789 | 36834.6741 | 21263.698 | 4478.7141 | 723.1004 | 304.3439 | 6.6473 | 33900.7852 | 18748.5655 | 2261.2783 | 2210.7885 | 0.006862 | 0.0029718 | 7.6e-05 | 0.014748 | 0.0083912 | 0.0014748 | 0.003431 | 5000000 | scaled
CB MAG1 | 27434.0739 | 501.0469 | 26316.3761 | 616.6509 | 1.826% | 95.93% | 2.248% | 11817.4223 | 24461.054 | 59.2497 | 10364.7465 | 1393.4262 | 102.7945 | 21568.3498 | 2789.9097 | MAG1 | 0.095165 | 0.054147 | 0.010109 | 288277.8182 | 107.9896 | 24234.9729 | 3091.1113 | 1134.7573 | 254661.5991 | 32481.4619 | 288409.9988 | 1446.0174 | 252956.7316 | 34007.25 | 294102.1524 | 1235.9277 | 259322.3531 | 33543.8717 |  | 1925 | CB MAG1 | 27434.0739 | 15616.6516 | 2973.0198 | 501.0469 | 198.2672 | 10.9062 | 26316.3761 | 14801.7334 | 2345.4627 | 616.6509 | 107.9896 | 48.74 | 5.1951 | 71.245 | 27.8698 | 1.4976 | 36.2806 | 20.4061 | 3.2335 | 0.46401 | 3091.1113 | 1697.6852 | 301.2016 | 383.5447 | 150.2952 | 8.8636 | 2651.5496 | 1491.3729 | 236.3209 | 56.017 | 24234.9729 | 13870.2265 | 2666.6232 | 46.2571 | 20.1021 | 0.54503 | 23628.5459 | 13289.9544 | 2105.9082 | 560.1699 | 0.0018218 | 0.0007886 | 2.04e-05 | 0.092506 | 0.052521 | 0.0092506 | 0.0008378 | 5000000 | scaled
CB MF1 | 37126.9186 | 1737.1959 | 32732.9678 | 2656.7549 | 4.679% | 88.17% | 7.156% | 15364.3656 | 32263.0361 | 25.1747 | 14080.232 | 1258.9589 | 55.1556 | 29529.4488 | 2678.4316 | MF1 | 0.015706 | 0.009642 | 0.004298 | 2363928.698 | 59.54 | 33963.6373 | 3103.7413 | 3791.0024 | 2162517.6561 | 197620.0393 | 2257057.9755 | 3698.2127 | 2068416.0202 | 184943.7426 | 1131661.8204 | 1934.643 | 1035778.2129 | 93948.9643 |  | 1926 | CB MF1 | 37126.9186 | 21762.553 | 4863.8825 | 1737.1959 | 780.0853 | 16.8669 | 32732.9678 | 18325.7128 | 2190.2607 | 2656.7549 | 59.54 | 34.3653 | 4.3844 | 21.8935 | 12.4088 | 0 | 35.6474 | 19.9573 | 2.3853 | 1.9991 | 3103.7413 | 1844.7824 | 425.3097 | 113.035 | 64.1955 | 0 | 2749.3648 | 1539.2454 | 183.9682 | 241.3414 | 33963.6373 | 19883.4053 | 4434.1885 | 1602.2674 | 703.4809 | 16.8669 | 29947.9556 | 16766.5101 | 2003.9072 | 2413.4143 | 0.0070526 | 0.0030798 | 7.82e-05 | 0.0049258 | 0.002835 | 0.0004926 | 0.0037272 | 5000000 | scaled
CB MK1 | 7447.2659 | 3287.1425 | 0 | 4160.1233 | 44.14% | 0% | 55.86% | 1791.3588 | 3240.6387 | 273.7839 | 674.0781 | 843.4967 | 497.192 | 1203.29 | 1540.1567 | MK1 | 0.016865 | 0.01065 | 0.0059406 | 441575.8996 | 508.0901 | 4996.3602 | 1942.8156 | 30126.5361 | 296252.65 | 115196.7135 | 531071.0862 | 81166.7322 | 199839.029 | 250065.3246 | 708114.8628 | 108641.8732 | 262931.9699 | 336541.0195 |  | 1927 | CB MK1 | 7447.2659 | 5655.9071 | 4206.6272 | 3287.1425 | 1495.7837 | 46.5038 | 0 | 0 | 0 | 4160.1233 | 508.0901 | 234.3061 | 10.898 | 504.9597 | 231.1757 | 7.7677 | 0 | 0 | 0 | 3.1304 | 1942.8156 | 1099.3189 | 402.6589 | 1564.9072 | 721.4104 | 24.7505 | 0 | 0 | 0 | 377.9085 | 4996.3602 | 4322.2821 | 3793.0702 | 1217.2757 | 543.1976 | 13.9857 | 0 | 0 | 0 | 3779.0845 | 0.011047 | 0.0048322 | 0.0001228 | 0 | 0 | 0 | 0.0058178 | 5000000 | scaled
CB MK2 | 8345.1083 | 3687.1812 | 0 | 4657.9271 | 44.18% | 0% | 55.82% | 2195.8477 | 3639.0196 | 291.1854 | 993.0371 | 911.6252 | 476.0965 | 1683.9304 | 1478.9927 | MK2 | 0.019822 | 0.012269 | 0.0066496 | 421010.8327 | 487.2942 | 5932.1666 | 1925.6476 | 24583.9976 | 299277.8872 | 97148.948 | 501194.9155 | 66462.0928 | 226657.4157 | 208075.4072 | 707725.0866 | 92592.359 | 327494.7459 | 287637.982 |  | 1928 | CB MK2 | 8345.1083 | 6149.2607 | 4706.0887 | 3687.1812 | 1491.3336 | 48.1616 | 0 | 0 | 0 | 4657.9271 | 487.2942 | 196.1088 | 11.1977 | 483.7892 | 192.6038 | 7.6928 | 0 | 0 | 0 | 3.5049 | 1925.6476 | 1014.0224 | 446.6549 | 1502.5183 | 590.8931 | 23.5256 | 0 | 0 | 0 | 423.1293 | 5932.1666 | 4939.1294 | 4248.2362 | 1700.8737 | 707.8366 | 16.9433 | 0 | 0 | 0 | 4231.2929 | 0.013319 | 0.0057664 | 0.0001468 | 0 | 0 | 0 | 0.0065028 | 5000000 | scaled
CB MM1 | 12555.5895 | 0 | 12555.5895 | 0 | 0% | 100% | 0% | 1724.7778 | 3575.8732 | 2.7707 | 1580.2523 | 141.7548 | 5.7443 | 3276.2377 | 293.8912 | MM1 | 0.024689 | 0.024689 | 0.024689 | 508549.9429 | 20.1693 | 11503.5108 | 1031.9095 | 816.9339 | 465936.6844 | 41796.3248 | 438689.7712 | 704.7106 | 401930.3514 | 36054.7088 | 363713.2461 | 584.2684 | 333236.3839 | 29892.594 |  | 1929 | CB MM1 | 12555.5895 | 10830.8118 | 8979.7163 | 0 | 0 | 0 | 12555.5895 | 10830.8118 | 8979.7163 | 0 | 20.1693 | 17.3986 | 14.425 | 0 | 0 | 0 | 20.1693 | 17.3986 | 14.425 | 0 | 1031.9095 | 890.1547 | 738.0183 | 0 | 0 | 0 | 1031.9095 | 890.1547 | 738.0183 | 0 | 11503.5108 | 9923.2585 | 8227.2731 | 0 | 0 | 0 | 11503.5108 | 9923.2585 | 8227.2731 | 0 | 0 | 0 | 0 | 0.024689 | 0.024689 | 0.024689 | 0 | 5000000 | scaled
CB MNR3 | 32251.2261 | 7837.3822 | 20862.8727 | 3550.9711 | 24.3% | 64.69% | 11.01% | 13934.4257 | 27244.4674 | 686.5151 | 9355.0965 | 3892.8141 | 1127.1798 | 19408.1563 | 6709.1313 | MNR3 | 0.019891 | 0.012182 | 0.005665 | 1621397.9232 | 1140.1191 | 23919.9904 | 7191.1166 | 57318.339 | 1202553.4377 | 361526.1464 | 1503595.5007 | 74078.4755 | 1009462.5544 | 420054.4714 | 883805.5998 | 36565.5078 | 629597.0836 | 217643.0085 |  | 1930 | CB MNR3 | 32251.2261 | 18316.8004 | 5006.7587 | 7837.3822 | 3118.2761 | 62.2912 | 20862.8727 | 11647.5532 | 1393.4964 | 3550.9711 | 1140.1191 | 453.604 | 12.9393 | 1108.8319 | 434.9564 | 8.356 | 28.6152 | 15.9756 | 1.9113 | 2.672 | 7191.1166 | 3298.3024 | 481.9852 | 5019.7681 | 1943.575 | 35.9271 | 1848.7758 | 1032.1548 | 123.4855 | 322.5726 | 23919.9904 | 14564.894 | 4511.8342 | 1708.7822 | 739.7447 | 18.0081 | 18985.4818 | 10599.4228 | 1268.0996 | 3225.7265 | 0.0098738 | 0.0042758 | 0.0001078 | 0.0049556 | 0.0028446 | 0.0004956 | 0.0050616 | 5000000 | scaled
CB MOR1 | 5119714.057 | 5045788.058 | 71304.005 | 2621.9941 | 98.56% | 1.393% | 0.05121% | 2930723.553 | 5007927.131 | 178964.3395 | 28711.129 | 2723048.085 | 305756.0911 | 59627.6296 | 4642543.4106 | MOR1 | 0.12647 | 0.072414 | 0.015136 | 40481776.3083 | 311947.8182 | 67921.6391 | 4739844.6 | 2466583.4177 | 537059.0171 | 37478133.8757 | 30228997.0945 | 1845930.6724 | 296141.4206 | 28086925.0071 | 7385402.2806 | 450911.4596 | 87935.3913 | 6846555.4301 |  | 1931 | CB MOR1 | 5119714.057 | 2188990.504 | 111786.926 | 5045788.058 | 2146237.494 | 102683.9837 | 71304.005 | 40131.0164 | 6480.9482 | 2621.9941 | 311947.8182 | 132983.4787 | 6191.7271 | 311855.3823 | 132930.5918 | 6181.5318 | 90.463 | 50.914 | 8.2223 | 1.973 | 4739844.6 | 2016796.515 | 97301.1894 | 4733366.046 | 2013046.153 | 96495.8074 | 6240.3696 | 3512.1782 | 567.1983 | 238.1837 | 67921.6391 | 39210.51 | 8294.0095 | 566.6292 | 260.7484 | 6.6445 | 64973.1724 | 36567.9242 | 5905.5275 | 2381.8374 | 0.009621 | 0.004526 | 0.0001152 | 0.11314 | 0.064181 | 0.011314 | 0.0037068 | 5000000 | scaled
CB MT1 | 10659.2679 | 5894.03 | 0 | 4765.2378 | 55.29% | 0% | 44.71% | 3314.9247 | 5828.7308 | 6.7713 | 3281.3847 | 26.7687 | 12.0611 | 5769.0115 | 47.6581 | MT1 | 0.019313 | 0.012149 | 0.0067876 | 551921.9101 | 15.6468 | 10163.0855 | 480.5356 | 810.1686 | 526230.2843 | 24881.4572 | 604532.3915 | 1234.8656 | 598415.8104 | 4881.7154 | 711670.8552 | 1472.6246 | 704379.3151 | 5818.9154 |  | 1932 | CB MT1 | 10659.2679 | 7344.3431 | 4830.5371 | 5894.03 | 2579.1053 | 65.2993 | 0 | 0 | 0 | 4765.2378 | 15.6468 | 8.8755 | 3.5857 | 12.0611 | 5.2898 | 0 | 0 | 0 | 0 | 3.5857 | 480.5356 | 453.7669 | 432.8775 | 47.6581 | 20.8895 | 0 | 0 | 0 | 0 | 432.8775 | 10163.0855 | 6881.7007 | 4394.0739 | 5834.3108 | 2552.926 | 65.2993 | 0 | 0 | 0 | 4328.7747 | 0.012665 | 0.0055012 | 0.00014 | 0 | 0 | 0 | 0.0066476 | 5000000 | scaled
CB MT3 | 4547.5247 | 1890.7988 | 0 | 2656.7259 | 41.58% | 0% | 58.42% | 1058.9969 | 1869.9634 | 0 | 1058.9969 | 0 | 1.4754 | 1863.6524 | 4.8356 | MT3 | 0.011697 | 0.007269 | 0.0038434 | 388790.3045 | 3.4745 | 4297.8758 | 246.1744 | 297.0497 | 367446.5923 | 21046.6624 | 479918.5274 | 0 | 479918.527 | 0 | 696664.7432 | 549.6573 | 694313.5613 | 1801.5246 |  | 1933 | CB MT3 | 4547.5247 | 3488.5278 | 2677.5613 | 1890.7988 | 831.8019 | 20.8354 | 0 | 0 | 0 | 2656.7259 | 3.4745 | 3.4745 | 1.9991 | 1.4754 | 1.4754 | 0 | 0 | 0 | 0 | 1.9991 | 246.1744 | 246.1744 | 241.3388 | 4.8356 | 4.8356 | 0 | 0 | 0 | 0 | 241.3388 | 4297.8758 | 3238.8789 | 2434.2234 | 1884.4878 | 825.4909 | 20.8354 | 0 | 0 | 0 | 2413.388 | 0.0079424 | 0.0035148 | 8.92e-05 | 0 | 0 | 0 | 0.0037542 | 5000000 | scaled
CB MU1 | 27924.9504 | 1230.5734 | 24557.9445 | 2136.4325 | 4.407% | 87.94% | 7.651% | 11610.7287 | 24145.7831 | 86.5708 | 10360.2267 | 1163.9312 | 170.9126 | 21563.2855 | 2411.5851 | MU1 | 0.018888 | 0.011302 | 0.004134 | 1478480.6111 | 174.7642 | 25011.2084 | 2738.9778 | 9252.8557 | 1324213.1552 | 145014.6006 | 1443532.0397 | 10763.1206 | 1288060.3419 | 144708.5788 | 914167.21 | 6470.8058 | 816393.0082 | 91303.3962 |  | 1934 | CB MU1 | 27924.9504 | 16314.2217 | 3779.1672 | 1230.5734 | 602.4712 | 5.2202 | 24557.9445 | 13575.318 | 1637.5145 | 2136.4325 | 174.7642 | 88.1935 | 3.8517 | 143.1964 | 70.0242 | 0.24633 | 29.9602 | 16.5616 | 1.9977 | 1.6076 | 2738.9778 | 1575.0465 | 327.3927 | 558.3178 | 282.8128 | 0.85296 | 1986.5849 | 1098.1588 | 132.4647 | 194.075 | 25011.2084 | 14650.9817 | 3447.9229 | 529.0591 | 249.6342 | 4.1209 | 22541.3993 | 12460.5976 | 1503.052 | 1940.7499 | 0.0055532 | 0.0024052 | 6.16e-05 | 0.010291 | 0.005853 | 0.001029 | 0.0030434 | 5000000 | scaled
CB MV1 | 150338.4238 | 147015.3461 | 0 | 3323.0778 | 97.79% | 0% | 2.21% | 81381.2794 | 144825.0177 | 6380.8902 | 883.1321 | 74117.2572 | 11292.1889 | 1542.6356 | 131990.1932 | MV1 | 0.014765 | 0.0090182 | 0.0047416 | 10182356.7046 | 11460.3685 | 4578.3298 | 134299.7255 | 776205.822 | 310088.3055 | 9096062.5753 | 7646442.1248 | 599537.2358 | 82977.537 | 6963927.3504 | 1162773.3392 | 90662.9004 | 12385.5368 | 1059724.9018 |  | 1935 | CB MV1 | 150338.4238 | 68957.1444 | 5513.4061 | 147015.3461 | 65634.0666 | 2190.3283 | 0 | 0 | 0 | 3323.0778 | 11460.3685 | 5079.4783 | 168.1796 | 11457.868 | 5076.9778 | 165.6791 | 0 | 0 | 0 | 2.5005 | 134299.7255 | 60182.4683 | 2309.5323 | 133997.8549 | 59880.5976 | 2007.6616 | 0 | 0 | 0 | 301.8707 | 4578.3298 | 3695.1977 | 3035.6942 | 1559.6232 | 676.4912 | 16.9876 | 0 | 0 | 0 | 3018.7066 | 0.010135 | 0.0043884 | 0.0001118 | 0 | 0 | 0 | 0.0046298 | 5000000 | scaled
CB NC3 | 1314.0503 | 254.0678 | 0 | 1059.9825 | 19.33% | 0% | 80.67% | 127.0163 | 252.1558 | 23.5885 | 26.6392 | 76.7886 | 48.1507 | 47.3093 | 156.6957 | NC3 | 0.004054 | 0.0027958 | 0.0015424 | 324136.7299 | 49.2766 | 1010.7262 | 254.0474 | 12155.0675 | 249315.7977 | 62665.8646 | 424577.5731 | 78849.3558 | 89046.8288 | 256681.3881 | 688468.9458 | 131467.4184 | 129170.1955 | 427831.3323 |  | 1936 | CB NC3 | 1314.0503 | 1187.034 | 1061.8945 | 254.0678 | 127.0515 | 1.912 | 0 | 0 | 0 | 1059.9825 | 49.2766 | 25.6881 | 1.1259 | 48.479 | 24.8905 | 0.32833 | 0 | 0 | 0 | 0.7976 | 254.0474 | 177.2588 | 97.3517 | 157.7579 | 80.9693 | 1.0621 | 0 | 0 | 0 | 96.2895 | 1010.7262 | 984.0871 | 963.4169 | 47.8309 | 21.1917 | 0.52155 | 0 | 0 | 0 | 962.8954 | 0.0025436 | 0.0012854 | 3.2e-05 | 0 | 0 | 0 | 0.0015104 | 5000000 | scaled
CB NC4 | 6449.1729 | 1662.3485 | 0 | 4786.8244 | 25.78% | 0% | 74.22% | 902.3362 | 1642.5488 | 12.6139 | 824.6765 | 65.0458 | 18.5431 | 1528.4275 | 95.5783 | NC4 | 0.017682 | 0.011598 | 0.0069108 | 364739.2166 | 22.4205 | 5894.9155 | 531.8369 | 1268.012 | 333392.652 | 30078.5525 | 478258.0372 | 6685.6423 | 437096.6688 | 34475.7259 | 695523.5473 | 7851.9017 | 647199.8351 | 40471.8109 |  | 1937 | CB NC4 | 6449.1729 | 5546.8367 | 4806.6241 | 1662.3485 | 760.0123 | 19.7997 | 0 | 0 | 0 | 4786.8244 | 22.4205 | 9.8066 | 3.8774 | 18.8186 | 6.2047 | 0.27549 | 0 | 0 | 0 | 3.6019 | 531.8369 | 466.7911 | 436.2587 | 96.9985 | 31.9527 | 1.4203 | 0 | 0 | 0 | 434.8384 | 5894.9155 | 5070.239 | 4366.488 | 1546.5315 | 721.855 | 18.104 | 0 | 0 | 0 | 4348.3841 | 0.010893 | 0.0048094 | 0.0001222 | 0 | 0 | 0 | 0.0067886 | 5000000 | scaled
CB NO1 | 111.8596 | 7.027 | 0 | 104.8326 | 6.282% | 0% | 93.72% | 3.9836 | 6.9504 | 0 | 3.9836 | 0 | 0 | 6.9504 | 0 | NO1 | 0.0004254 | 0.0002686 | 0.0001518 | 262951.5755 | 0.078883 | 102.2577 | 9.5231 | 185.4328 | 240380.0094 | 22386.1332 | 401623.1541 | 0 | 401623.1531 | 0 | 691101.2997 | 0 | 691101.3027 | 0 |  | 1938 | CB NO1 | 111.8596 | 107.876 | 104.9092 | 7.027 | 3.0434 | 0.076622 | 0 | 0 | 0 | 104.8326 | 0.078883 | 0.078883 | 0.078883 | 0 | 0 | 0 | 0 | 0 | 0 | 0.078883 | 9.5231 | 9.5231 | 9.5231 | 0 | 0 | 0 | 0 | 0 | 0 | 9.5231 | 102.2577 | 98.274 | 95.3072 | 7.027 | 3.0434 | 0.076622 | 0 | 0 | 0 | 95.2306 | 0.0002766 | 0.0001198 | 3e-06 | 0 | 0 | 0 | 0.0001488 | 5000000 | scaled
CB NO2 | 8947.5676 | 3291.3049 | 0 | 5656.2626 | 36.78% | 0% | 63.22% | 1821.8685 | 3254.5973 | 0 | 1821.8685 | 0 | 0 | 3254.5973 | 0 | NO2 | 0.022313 | 0.014283 | 0.0081886 | 401002.446 | 4.2562 | 8429.4926 | 513.8188 | 190.7478 | 377783.9219 | 23027.7763 | 498879.7561 | 0 | 498879.7561 | 0 | 695231.2116 | 0 | 695231.2116 | 0 |  | 1939 | CB NO2 | 8947.5676 | 7125.6991 | 5692.9703 | 3291.3049 | 1469.4365 | 36.7077 | 0 | 0 | 0 | 5656.2626 | 4.2562 | 4.2562 | 4.2562 | 0 | 0 | 0 | 0 | 0 | 0 | 4.2562 | 513.8188 | 513.8188 | 513.8188 | 0 | 0 | 0 | 0 | 0 | 0 | 513.8188 | 8429.4926 | 6607.6242 | 5174.8954 | 3291.3049 | 1469.4365 | 36.7077 | 0 | 0 | 0 | 5138.1877 | 0.014283 | 0.0062536 | 0.0001588 | 0 | 0 | 0 | 0.0080298 | 5000000 | scaled
CB NO3 | 3268.0875 | 1089.6714 | 0 | 2178.4161 | 33.34% | 0% | 66.66% | 617.6434 | 1077.6461 | 0 | 617.6434 | 0 | 0 | 1077.6461 | 0 | NO3 | 0.008886 | 0.005579 | 0.0031172 | 367779.3735 | 1.6392 | 3068.5595 | 197.8888 | 184.4686 | 345325.1757 | 22269.7292 | 475075.1276 | 0 | 475075.1276 | 0 | 702695.1761 | 0 | 702695.1755 | 0 |  | 1940 | CB NO3 | 3268.0875 | 2650.4441 | 2190.4414 | 1089.6714 | 472.028 | 12.0253 | 0 | 0 | 0 | 2178.4161 | 1.6392 | 1.6392 | 1.6392 | 0 | 0 | 0 | 0 | 0 | 0 | 1.6392 | 197.8888 | 197.8888 | 197.8888 | 0 | 0 | 0 | 0 | 0 | 0 | 197.8888 | 3068.5595 | 2450.9161 | 1990.9134 | 1089.6714 | 472.028 | 12.0253 | 0 | 0 | 0 | 1978.8881 | 0.0058328 | 0.0025258 | 6.4e-05 | 0 | 0 | 0 | 0.0030532 | 5000000 | scaled
CB NTL1 | 2841.8454 | 679.4866 | 0 | 2162.3588 | 23.91% | 0% | 76.09% | 406.5726 | 673.5437 | 22.3776 | 266.9224 | 117.2726 | 35.7844 | 451.4021 | 186.3572 | NTL1 | 0.0099992 | 0.0060642 | 0.0031346 | 284207.2775 | 37.646 | 2420.2196 | 383.9798 | 3764.898 | 242041.3228 | 38401.0566 | 401581.8758 | 22102.8907 | 263645.8782 | 115833.1068 | 691731.539 | 36750.6482 | 463591.4108 | 191389.4803 |  | 1941 | CB NTL1 | 2841.8454 | 2435.2728 | 2168.3017 | 679.4866 | 272.914 | 5.9429 | 0 | 0 | 0 | 2162.3588 | 37.646 | 15.2684 | 1.8616 | 36.0189 | 13.6413 | 0.23451 | 0 | 0 | 0 | 1.6271 | 383.9798 | 266.7072 | 197.6226 | 187.5497 | 70.277 | 1.1924 | 0 | 0 | 0 | 196.4302 | 2420.2196 | 2153.2972 | 1968.8175 | 455.918 | 188.9957 | 4.5159 | 0 | 0 | 0 | 1964.3016 | 0.0069406 | 0.0030056 | 7.6e-05 | 0 | 0 | 0 | 0.0030586 | 5000000 | scaled
CB NVS1 | 638078.8372 | 631801.4668 | 0 | 6277.3704 | 99.02% | 0% | 0.9838% | 322209.9567 | 624344.3915 | 20530.3217 | 1380.5789 | 300299.056 | 39503.9014 | 2456.7781 | 582383.7119 | NVS1 | 0.029239 | 0.018041 | 0.0092866 | 21822718.7201 | 39994.7451 | 8280.8562 | 589803.2358 | 1367846.7639 | 283210.7659 | 20171661.1877 | 17508779.1149 | 1115610.6755 | 75020.1857 | 16318148.2464 | 1478953.084 | 93577.227 | 5819.64 | 1379556.2169 |  | 1942 | CB NVS1 | 638078.8372 | 315868.8805 | 13734.4457 | 631801.4668 | 309591.5102 | 7457.0754 | 0 | 0 | 0 | 6277.3704 | 39994.7451 | 19464.4234 | 490.8437 | 39990.0216 | 19459.6999 | 486.1202 | 0 | 0 | 0 | 4.7235 | 589803.2358 | 289504.1798 | 7419.5239 | 589232.9952 | 288933.9391 | 6849.2833 | 0 | 0 | 0 | 570.2406 | 8280.8562 | 6900.2773 | 5824.0781 | 2578.45 | 1197.8711 | 121.6719 | 0 | 0 | 0 | 5702.4062 | 0.020296 | 0.0090976 | 0.0003436 | 0 | 0 | 0 | 0.008943 | 5000000 | scaled
CB OCA1 | 5934.4728 | 39.3968 | 5470.7084 | 424.3675 | 0.6639% | 92.19% | 7.151% | 2468.6908 | 5143.1756 | 2.9524 | 2270.5689 | 195.1695 | 6.1601 | 4729.8037 | 407.2118 | OCA1 | 0.0090824 | 0.0052734 | 0.0013516 | 653403.5961 | 6.9217 | 5452.5496 | 475.0015 | 762.1039 | 600342.3738 | 52299.1184 | 657219.637 | 785.9992 | 604475.2328 | 51958.405 | 585452.1938 | 701.2078 | 538397.7075 | 46353.2786 |  | 1943 | CB OCA1 | 5934.4728 | 3465.782 | 791.2972 | 39.3968 | 17.0605 | 0.42235 | 5470.7084 | 3024.354 | 366.5073 | 424.3675 | 6.9217 | 3.9693 | 0.76165 | 0 | 0 | 0 | 6.6024 | 3.65 | 0.44233 | 0.31932 | 475.0015 | 279.832 | 67.7897 | 0 | 0 | 0 | 436.4517 | 241.2822 | 29.2399 | 38.5498 | 5452.5496 | 3181.9807 | 722.7458 | 39.3968 | 17.0605 | 0.42235 | 5027.6544 | 2779.4218 | 336.8251 | 385.4984 | 0.0011172 | 0.0004838 | 1.2e-05 | 0.0073618 | 0.0041862 | 0.0007362 | 0.0006034 | 5000000 | scaled
CB OH1 | 1384.5232 | 279.0137 | 0 | 1105.5094 | 20.15% | 0% | 79.85% | 158.1959 | 275.9818 | 0 | 158.1959 | 0 | 0 | 275.9818 | 0 | OH1 | 0.003942 | 0.0025802 | 0.0015664 | 351223.5353 | 0.83186 | 1283.2661 | 100.4252 | 211.0249 | 325536.8044 | 25475.7061 | 475283.8152 | 0 | 475283.8182 | 0 | 707700.0613 | 0 | 707700.0613 | 0 |  | 1944 | CB OH1 | 1384.5232 | 1226.3273 | 1108.5414 | 279.0137 | 120.8179 | 3.0319 | 0 | 0 | 0 | 1105.5094 | 0.83186 | 0.83186 | 0.83186 | 0 | 0 | 0 | 0 | 0 | 0 | 0.83186 | 100.4252 | 100.4252 | 100.4252 | 0 | 0 | 0 | 0 | 0 | 0 | 100.4252 | 1283.2661 | 1125.0702 | 1007.2843 | 279.0137 | 120.8179 | 3.0319 | 0 | 0 | 0 | 1004.2523 | 0.0024018 | 0.00104 | 2.62e-05 | 0 | 0 | 0 | 0.0015402 | 5000000 | scaled
CB OK1 | 6915681.938 | 6846548.506 | 63662.4475 | 5470.9838 | 99% | 0.9206% | 0.07911% | 3689756.474 | 6823463.8502 | 243921.4986 | 25022.9013 | 3420812.075 | 451457.8694 | 52029.4854 | 6319976.4954 | OK1 | 0.20255 | 0.11582 | 0.024799 | 34143152.7784 | 456830.5605 | 62317.9185 | 6396533.459 | 2255400.9512 | 307667.4479 | 31580084.3793 | 27852441.3669 | 1841262.2312 | 188887.5041 | 25822291.6384 | 3718681.2094 | 246037.4866 | 28355.2568 | 3444288.466 |  | 1945 | CB OK1 | 6915681.938 | 3225925.464 | 92218.0878 | 6846548.506 | 3184484.503 | 80788.1149 | 63662.4475 | 35969.9768 | 5958.9892 | 5470.9838 | 456830.5605 | 212909.0619 | 5372.6911 | 456740.6762 | 212856.4855 | 5360.5463 | 85.7676 | 48.4596 | 8.0281 | 4.1167 | 6396533.459 | 2975721.384 | 76556.9636 | 6389208.678 | 2971366.619 | 75420.8745 | 6827.7928 | 3857.7774 | 639.1012 | 496.9879 | 62317.9185 | 37295.0172 | 10288.4331 | 599.1523 | 261.3983 | 6.694 | 56748.8871 | 32063.7398 | 5311.8599 | 4969.8791 | 0.027029 | 0.012788 | 0.0003256 | 0.16783 | 0.095344 | 0.016783 | 0.0076898 | 5000000 | scaled
CB OS1 | 10064.3918 | 5435.7168 | 0 | 4628.675 | 54.01% | 0% | 45.99% | 2899.954 | 5375.9309 | 40.8641 | 2649.7509 | 209.339 | 86.9987 | 4842.0063 | 446.9258 | OS1 | 0.018753 | 0.011862 | 0.0066768 | 536687.4189 | 91.5832 | 9099.7839 | 873.0248 | 4883.708 | 485249.3429 | 46554.3681 | 603992.469 | 8511.042 | 551881.0241 | 43600.4029 | 702201.7992 | 11363.7312 | 632460.8041 | 58377.264 |  | 1946 | CB OS1 | 10064.3918 | 7164.4379 | 4688.461 | 5435.7168 | 2535.7628 | 59.7859 | 0 | 0 | 0 | 4628.675 | 91.5832 | 50.7191 | 4.5845 | 88.1003 | 47.2361 | 1.1016 | 0 | 0 | 0 | 3.4829 | 873.0248 | 663.6858 | 426.0989 | 452.5527 | 243.2138 | 5.6269 | 0 | 0 | 0 | 420.472 | 9099.7839 | 6450.033 | 4257.7776 | 4895.0638 | 2245.3129 | 53.0574 | 0 | 0 | 0 | 4204.7201 | 0.012211 | 0.0053204 | 0.0001354 | 0 | 0 | 0 | 0.0065414 | 5000000 | scaled
CB OS4 | 3011.7198 | 1018.7345 | 0 | 1992.9853 | 33.83% | 0% | 66.17% | 577.9086 | 1007.9478 | 4.9774 | 547.2864 | 25.6448 | 8.6689 | 954.6464 | 44.6325 | OS4 | 0.0070618 | 0.0046386 | 0.0028348 | 426480.4785 | 10.1686 | 2775.8747 | 225.6766 | 1439.9392 | 393083.1614 | 31957.3778 | 524686.5927 | 4518.9771 | 496884.521 | 23283.0943 | 706847.7681 | 6079.2795 | 669468.8973 | 31299.5912 |  | 1947 | CB OS4 | 3011.7198 | 2433.8112 | 2003.7721 | 1018.7345 | 440.8259 | 10.7867 | 0 | 0 | 0 | 1992.9853 | 10.1686 | 5.1912 | 1.4997 | 8.6689 | 3.6915 | 0 | 0 | 0 | 0 | 1.4997 | 225.6766 | 200.0318 | 181.0442 | 44.6325 | 18.9876 | 0 | 0 | 0 | 0 | 181.0442 | 2775.8747 | 2228.5883 | 1821.2282 | 965.4331 | 418.1467 | 10.7867 | 0 | 0 | 0 | 1810.4415 | 0.0042742 | 0.001851 | 4.72e-05 | 0 | 0 | 0 | 0.0027876 | 5000000 | scaled
CB OS5 | 1438.2443 | 457.609 | 0 | 980.6353 | 31.82% | 0% | 68.18% | 259.8924 | 452.7874 | 0.72519 | 255.4263 | 3.7409 | 1.18 | 445.5185 | 6.0888 | OS5 | 0.0036598 | 0.002358 | 0.0013894 | 392984.4057 | 1.9179 | 1341.156 | 95.1704 | 524.0487 | 366456.0946 | 26004.2622 | 499725.1637 | 1394.4147 | 491137.6651 | 7193.0842 | 709268.0106 | 1848.4357 | 697881.7596 | 9537.8143 |  | 1948 | CB OS5 | 1438.2443 | 1178.3519 | 985.457 | 457.609 | 197.7166 | 4.8217 | 0 | 0 | 0 | 980.6353 | 1.9179 | 1.1927 | 0.7379 | 1.18 | 0.45482 | 0 | 0 | 0 | 0 | 0.7379 | 95.1704 | 91.4295 | 89.0816 | 6.0888 | 2.3479 | 0 | 0 | 0 | 0 | 89.0816 | 1341.156 | 1085.7297 | 895.6375 | 450.3402 | 194.9139 | 4.8217 | 0 | 0 | 0 | 890.8158 | 0.0022952 | 0.0009934 | 2.48e-05 | 0 | 0 | 0 | 0.0013646 | 5000000 | scaled
CB OT2 | 45421.3427 | 1465.3753 | 41484.7333 | 2471.2341 | 3.226% | 91.33% | 5.441% | 19381.4729 | 40163.5265 | 66.2323 | 17407.2402 | 1908.0004 | 129.4202 | 36103.1551 | 3930.9512 | OT2 | 0.024647 | 0.014633 | 0.0050182 | 1842890.0596 | 136.4173 | 40871.4394 | 4413.486 | 5534.8891 | 1658285.8375 | 179069.3329 | 1779481.8573 | 6081.0272 | 1598220.5365 | 175180.2935 | 1047749.4349 | 3376.1971 | 941826.1698 | 102547.068 |  | 1949 | CB OT2 | 45421.3427 | 26039.8698 | 5257.8162 | 1465.3753 | 663.4658 | 19.5448 | 41484.7333 | 22905.1699 | 2767.0373 | 2471.2341 | 136.4173 | 70.185 | 6.9971 | 80.1521 | 38.2862 | 1.5087 | 54.4057 | 30.0393 | 3.6289 | 1.8595 | 4413.486 | 2505.4856 | 482.5348 | 448.2311 | 215.5893 | 8.5366 | 3740.7663 | 2065.4077 | 249.5096 | 224.4886 | 40871.4394 | 23464.1992 | 4768.2843 | 936.992 | 409.5903 | 9.4995 | 37689.5614 | 20809.7229 | 2513.8988 | 2244.886 | 0.0064326 | 0.0027856 | 7.06e-05 | 0.014741 | 0.0083742 | 0.001474 | 0.0034736 | 5000000 | scaled
CB PB1 | 137603.701 | 4517.0737 | 127106.6413 | 5979.9861 | 3.283% | 92.37% | 4.346% | 59312.1473 | 123092.1686 | 65.3774 | 53801.4429 | 5445.3269 | 136.3908 | 111574.8411 | 11380.9366 | PB1 | 0.031616 | 0.019834 | 0.0095446 | 4352371.3143 | 150.6163 | 124715.3311 | 12737.7535 | 4763.9582 | 3944715.3354 | 402892.0198 | 3947261.0051 | 4350.9074 | 3580520.1358 | 362389.96 | 1520391.8907 | 1684.6514 | 1378133.8459 | 140573.3929 |  | 1950 | CB PB1 | 137603.701 | 78291.5537 | 14511.5324 | 4517.0737 | 1955.2183 | 49.967 | 127106.6413 | 70356.3493 | 8481.5794 | 5979.9861 | 150.6163 | 85.239 | 14.2256 | 0.48714 | 0.13006 | 0.0082767 | 145.6295 | 80.6091 | 9.7176 | 4.4997 | 12737.7535 | 7292.4266 | 1356.8169 | 2.6109 | 0.7039 | 0.047922 | 12191.9166 | 6748.4967 | 813.5429 | 543.226 | 124715.3311 | 70913.8881 | 13140.49 | 4513.9756 | 1954.3844 | 49.9108 | 114769.0952 | 63527.2435 | 7658.3189 | 5432.2603 | 0.01303 | 0.005643 | 0.0001452 | 0.010208 | 0.0058128 | 0.0010208 | 0.0083786 | 5000000 | scaled
CB PB5 | 65930.6318 | 3849.3978 | 57731.3231 | 4349.9108 | 5.839% | 87.56% | 6.598% | 27899.3321 | 57687.0237 | 37.3221 | 25693.0823 | 2168.9277 | 74.157 | 53090.6576 | 4522.2091 | PB5 | 0.027149 | 0.016709 | 0.0072922 | 2428455.7862 | 82.0445 | 60610.3248 | 5238.2625 | 3021.9851 | 2232490.2693 | 192943.5316 | 2276042.2122 | 3044.7545 | 2096055.1894 | 176942.2683 | 1130469.2876 | 1453.2244 | 1040396.1588 | 88619.9044 |  | 1951 | CB PB5 | 65930.6318 | 38031.2997 | 8243.6081 | 3849.3978 | 1720.1266 | 43.5931 | 57731.3231 | 31961.2623 | 3850.1042 | 4349.9108 | 82.0445 | 44.7224 | 7.8875 | 9.9149 | 3.3289 | 0.022296 | 68.8564 | 38.1203 | 4.592 | 3.2732 | 5238.2625 | 3069.3348 | 716.0534 | 32.3272 | 10.8344 | 0.072987 | 4810.7865 | 2663.3515 | 320.8315 | 395.1489 | 60610.3248 | 34917.2426 | 7519.6672 | 3807.1557 | 1705.9633 | 43.4978 | 52851.6803 | 29259.7904 | 3524.6806 | 3951.4888 | 0.010736 | 0.0047164 | 0.0001208 | 0.010268 | 0.0058484 | 0.0010268 | 0.0061446 | 5000000 | scaled
CB PE1 | 3027547.921 | 2867898.211 | 154685.5626 | 4964.1473 | 94.73% | 5.109% | 0.164% | 881493.315 | 2962223.2622 | 44531.5269 | 60808.5402 | 776153.248 | 154823.5413 | 127103.6365 | 2680296.0853 | PE1 | 0.24168 | 0.14377 | 0.028839 | 12527062.2508 | 157361.4472 | 144838.9136 | 2725347.561 | 651113.276 | 599298.8829 | 11276650.0952 | 14926749.543 | 754073.7264 | 1029700.2075 | 13142975.6105 | 2265134.2187 | 118389.49 | 97192.8078 | 2049551.9215 |  | 1952 | CB PE1 | 3027547.921 | 2146054.606 | 65324.6588 | 2867898.211 | 2053603.942 | 45714.3404 | 154685.5626 | 87486.5169 | 14646.171 | 4964.1473 | 157361.4472 | 112829.9203 | 2537.9059 | 157140.1087 | 112703.1138 | 2513.5671 | 217.6031 | 123.0712 | 20.6034 | 3.7354 | 2725347.561 | 1949194.313 | 45051.4757 | 2709947.943 | 1940288.749 | 43185.1366 | 14948.6713 | 8454.617 | 1415.3926 | 450.9465 | 144838.9136 | 84030.3734 | 17735.2771 | 810.1599 | 612.0792 | 15.6367 | 139519.2882 | 78908.8288 | 13210.175 | 4509.4654 | 0.020318 | 0.014975 | 0.000382 | 0.21434 | 0.12177 | 0.021434 | 0.0070232 | 5000000 | scaled
CB PH1 | 704.2865 | 199.8949 | 0 | 504.3916 | 28.38% | 0% | 71.62% | 80.2476 | 199.3597 | 6.4105 | 39.1372 | 34.6999 | 18.4511 | 69.1516 | 111.757 | PH1 | 0.0018738 | 0.0012114 | 0.0007184 | 375860.0205 | 18.8307 | 527.8796 | 157.5762 | 10049.4574 | 281716.0847 | 84094.4784 | 515138.5688 | 41151.2641 | 251235.9073 | 222751.3977 | 702849.1353 | 65050.083 | 243796.2224 | 394002.8302 |  | 1953 | CB PH1 | 704.2865 | 624.0389 | 504.9268 | 199.8949 | 119.6473 | 0.53525 | 0 | 0 | 0 | 504.3916 | 18.8307 | 12.4202 | 0.37954 | 18.4511 | 12.0406 | 0 | 0 | 0 | 0 | 0.37954 | 157.5762 | 122.8763 | 45.8193 | 111.757 | 77.057 | 0 | 0 | 0 | 0 | 45.8193 | 527.8796 | 488.7424 | 458.728 | 69.6868 | 30.5496 | 0.53525 | 0 | 0 | 0 | 458.1928 | 0.0011684 | 0.000506 | 1.3e-05 | 0 | 0 | 0 | 0.0007054 | 5000000 | scaled
CB PL2 | 14445.6899 | 7408.8944 | 0 | 7036.7955 | 51.29% | 0% | 48.71% | 3979.3106 | 7322.2908 | 0 | 3979.3106 | 0 | 0 | 7322.2908 | 0 | PL2 | 0.027084 | 0.017505 | 0.010074 | 533374.067 | 5.295 | 13801.1676 | 639.2273 | 195.5044 | 509576.5556 | 23602.0072 | 597907.988 | 0 | 597907.9891 | 0 | 707135.395 | 0 | 707135.3956 | 0 |  | 1954 | CB PL2 | 14445.6899 | 10466.3793 | 7123.3991 | 7408.8944 | 3429.5838 | 86.6036 | 0 | 0 | 0 | 7036.7955 | 5.295 | 5.295 | 5.295 | 0 | 0 | 0 | 0 | 0 | 0 | 5.295 | 639.2273 | 639.2273 | 639.2273 | 0 | 0 | 0 | 0 | 0 | 0 | 639.2273 | 13801.1676 | 9821.857 | 6478.8768 | 7408.8944 | 3429.5838 | 86.6036 | 0 | 0 | 0 | 6392.2732 | 0.017204 | 0.0076254 | 0.000194 | 0 | 0 | 0 | 0.0098796 | 5000000 | scaled
CB PL4 | 13826.6111 | 6628.3797 | 0 | 7198.2315 | 47.94% | 0% | 52.06% | 3613.2994 | 6551.7418 | 0 | 3613.2994 | 0 | 0 | 6551.7418 | 0 | PL4 | 0.027903 | 0.017942 | 0.010244 | 495524.1777 | 5.4164 | 13167.3024 | 653.8923 | 194.1167 | 471895.5815 | 23434.4792 | 569253.119 | 0 | 569253.1176 | 0 | 710186.7835 | 0 | 710186.7825 | 0 |  | 1955 | CB PL4 | 13826.6111 | 10213.3118 | 7274.8693 | 6628.3797 | 3015.0803 | 76.6379 | 0 | 0 | 0 | 7198.2315 | 5.4164 | 5.4164 | 5.4164 | 0 | 0 | 0 | 0 | 0 | 0 | 5.4164 | 653.8923 | 653.8923 | 653.8923 | 0 | 0 | 0 | 0 | 0 | 0 | 653.8923 | 13167.3024 | 9554.003 | 6615.5606 | 6628.3797 | 3015.0803 | 76.6379 | 0 | 0 | 0 | 6538.9227 | 0.017859 | 0.0078974 | 0.0001994 | 0 | 0 | 0 | 0.010044 | 5000000 | scaled
CB PL6 | 11639.9091 | 4124.7665 | 0 | 7515.1426 | 35.44% | 0% | 64.56% | 2063.9314 | 4069.3123 | 9.4166 | 2006.3947 | 48.1201 | 21.039 | 3940.7277 | 107.5456 | PL6 | 0.029655 | 0.019042 | 0.010739 | 392508.1982 | 27.3943 | 10818.6977 | 793.8171 | 923.76 | 364816.2106 | 26768.2275 | 502892.4662 | 2294.4261 | 488873.2233 | 11724.8162 | 704976.0477 | 3644.8432 | 682699.7837 | 18631.4202 |  | 1956 | CB PL6 | 11639.9091 | 9575.9778 | 7570.5968 | 4124.7665 | 2060.8352 | 55.4542 | 0 | 0 | 0 | 7515.1426 | 27.3943 | 17.9777 | 6.3553 | 21.7394 | 12.3228 | 0.70036 | 0 | 0 | 0 | 5.6549 | 793.8171 | 745.6971 | 686.2715 | 111.1364 | 63.0164 | 3.5908 | 0 | 0 | 0 | 682.6807 | 10818.6977 | 8812.303 | 6877.97 | 3991.8907 | 1985.496 | 51.163 | 0 | 0 | 0 | 6826.807 | 0.019134 | 0.0085204 | 0.0002174 | 0 | 0 | 0 | 0.010521 | 5000000 | scaled
CB PY1 | 25401.7678 | 0 | 25401.7678 | 0 | 0% | 100% | 0% | 1298.5402 | 2700.2825 | 1.6707 | 1174.044 | 122.8255 | 3.4742 | 2441.3958 | 255.4125 | PY1 | 0.094781 | 0.094781 | 0.094781 | 268004.2852 | 32.6822 | 22966.4001 | 2402.6855 | 344.8168 | 242309.6574 | 25349.811 | 254303.8867 | 327.1898 | 229922.7704 | 24053.9268 | 239514.6429 | 308.1618 | 216551.4296 | 22655.0516 |  | 1957 | CB PY1 | 25401.7678 | 24103.2275 | 22701.4853 | 0 | 0 | 0 | 25401.7678 | 24103.2275 | 22701.4853 | 0 | 32.6822 | 31.0114 | 29.2079 | 0 | 0 | 0 | 32.6822 | 31.0114 | 29.2079 | 0 | 2402.6855 | 2279.86 | 2147.273 | 0 | 0 | 0 | 2402.6855 | 2279.86 | 2147.273 | 0 | 22966.4001 | 21792.3561 | 20525.0043 | 0 | 0 | 0 | 22966.4001 | 21792.3561 | 20525.0043 | 0 | 0 | 0 | 0 | 0.094781 | 0.094781 | 0.094781 | 0 | 5000000 | scaled
CB QN1 | 9477.1252 | 1950.0697 | 5756.4205 | 1770.6351 | 20.58% | 60.74% | 18.68% | 3545.1161 | 7315.2725 | 105.0402 | 2628.8189 | 811.257 | 203.7706 | 5465.46 | 1646.0419 | QN1 | 0.01229 | 0.0074162 | 0.0030088 | 771150.0136 | 205.9952 | 7431.7071 | 1839.4229 | 16761.7533 | 604715.1295 | 149673.1309 | 799871.7795 | 23699.8361 | 593130.9455 | 183040.9981 | 718509.9329 | 20014.4601 | 536820.3696 | 161675.1032 |  | 1958 | CB QN1 | 9477.1252 | 5932.0091 | 2161.8527 | 1950.0697 | 946.0886 | 6.4198 | 5756.4205 | 3215.2854 | 384.7978 | 1770.6351 | 205.9952 | 100.9551 | 2.2246 | 196.7217 | 95.1871 | 0.36141 | 7.9412 | 4.4356 | 0.53084 | 1.3323 | 1839.4229 | 1028.1659 | 193.381 | 1219.4109 | 610.8499 | 1.8416 | 459.1663 | 256.4703 | 30.6938 | 160.8457 | 7431.7071 | 4802.8881 | 1966.2471 | 533.9371 | 240.0516 | 4.2168 | 5289.313 | 2954.3795 | 353.5732 | 1608.457 | 0.0048686 | 0.0021076 | 5.32e-05 | 0.0049616 | 0.0028492 | 0.0004962 | 0.0024594 | 5000000 | scaled
CB RA1 | 10517062.35 | 10338977.32 | 170320.8051 | 7764.2223 | 98.31% | 1.619% | 0.07383% | 5211745.206 | 10346733.2719 | 270224.5371 | 68297.1737 | 4873223.495 | 533803.0413 | 141767.4173 | 9671162.8138 | RA1 | 0.14726 | 0.086313 | 0.022527 | 71417547.7518 | 541490.4852 | 162745.2124 | 9812826.653 | 3677065.0679 | 1105143.5839 | 66635339.104 | 61466026.485 | 3186960.9695 | 805479.8769 | 57473585.6362 | 7560973.6632 | 390081.6452 | 103597.8874 | 7067294.131 |  | 1959 | CB RA1 | 10517062.35 | 5305317.144 | 170329.0781 | 10338977.32 | 5201662.957 | 147084.1426 | 170320.8051 | 95889.9652 | 15480.7132 | 7764.2223 | 541490.4852 | 271265.9481 | 7687.4439 | 541204.5609 | 271102.4207 | 7656.1445 | 280.082 | 157.6851 | 25.4571 | 5.8423 | 9812826.653 | 4939603.158 | 141663.8392 | 9794893.88 | 4929198.852 | 139392.7017 | 17227.4662 | 9698.9979 | 1565.8302 | 705.3073 | 162745.2124 | 94448.0387 | 20977.7951 | 2878.8827 | 1361.6838 | 35.2965 | 152813.257 | 86033.2822 | 13889.4259 | 7053.0727 | 0.023161 | 0.011168 | 0.000294 | 0.11319 | 0.06423 | 0.011319 | 0.010915 | 5000000 | scaled
CB RA2 | 5229902.072 | 5131211.417 | 95774.9443 | 2915.711 | 98.11% | 1.831% | 0.05575% | 2845828.863 | 5145330.832 | 303066.1025 | 38097.5677 | 2504665.192 | 547678.0172 | 79160.2397 | 4518492.5752 | RA2 | 0.12706 | 0.072959 | 0.01556 | 41161468.3035 | 555471.3506 | 89659.6325 | 4584771.089 | 4371786.7135 | 705657.9776 | 36084023.6128 | 32676800.3076 | 3479910.7705 | 437449.5697 | 28759439.958 | 5435309.3884 | 578543.8422 | 83621.5217 | 4773144.0246 |  | 1960 | CB RA2 | 5229902.072 | 2384073.209 | 84571.24 | 5131211.417 | 2327236.347 | 72945.5386 | 95774.9443 | 53921.151 | 8709.9903 | 2915.711 | 555471.3506 | 252405.2481 | 7793.3334 | 555334.3761 | 252327.1729 | 7778.8821 | 134.7805 | 75.8812 | 12.2572 | 2.194 | 4584771.089 | 2080105.897 | 66278.5138 | 4575089.516 | 2074539.439 | 65157.2719 | 9416.7077 | 5301.5924 | 856.3767 | 264.8652 | 89659.6325 | 51562.0648 | 10499.3928 | 787.5246 | 369.7356 | 9.3846 | 86223.456 | 48543.6773 | 7841.3564 | 2648.6518 | 0.0091102 | 0.0042752 | 0.000109 | 0.11389 | 0.064622 | 0.011389 | 0.004062 | 5000000 | scaled
CB RA3 | 916197.1637 | 636736.5976 | 275534.1466 | 3926.4194 | 69.5% | 30.07% | 0.4286% | 436836.5041 | 877865.5377 | 18243.8248 | 106603.2054 | 311989.4738 | 36195.2104 | 222013.6698 | 619656.6575 | RA3 | 0.12911 | 0.075179 | 0.017078 | 7096362.4539 | 36772.9611 | 247607.2149 | 631816.9877 | 284823.257 | 1917830.1492 | 4893709.0475 | 6376240.4974 | 266294.1704 | 1556023.0636 | 4553923.2617 | 2244476.9373 | 92541.8661 | 567631.9894 | 1584303.0817 |  | 1961 | CB RA3 | 916197.1637 | 479360.6596 | 38331.626 | 636736.5976 | 320285.162 | 9352.4145 | 275534.1466 | 155149.0782 | 25052.7921 | 3926.4194 | 36772.9611 | 18529.1363 | 577.7507 | 36441.5607 | 18341.2389 | 544.9324 | 328.4459 | 184.9429 | 29.8638 | 2.9545 | 631816.9877 | 319827.5139 | 12160.3302 | 598182.3875 | 300732.5448 | 8777.8747 | 33277.9216 | 18738.2904 | 3025.7769 | 356.6786 | 247607.2149 | 141004.0095 | 25593.5451 | 2112.6495 | 1211.3783 | 29.6074 | 241927.7791 | 136225.8449 | 21997.1515 | 3566.7863 | 0.010002 | 0.005157 | 0.0001308 | 0.11351 | 0.064426 | 0.011351 | 0.0055966 | 5000000 | scaled
CB RB1 | 29753.378 | 29717.3294 | 0 | 36.0486 | 99.88% | 0% | 0.1212% | 13500.8992 | 29716.4899 | 704.5316 | 15.2825 | 12781.085 | 1601.8456 | 65.9857 | 28048.6585 | RB1 | 0.0001458 | 0.0001228 | 5.2e-05 | 204069808.1619 | 1601.8728 | 99.572 | 28051.9332 | 10986781.6804 | 682935.7507 | 192400090.7407 | 132349176.4658 | 6906516.5146 | 149813.9064 | 125292846.1031 | 709387.5492 | 38239.0168 | 1575.2004 | 669573.3321 |  | 1962 | CB RB1 | 29753.378 | 16252.4789 | 36.8882 | 29717.3294 | 16216.4302 | 0.83951 | 0 | 0 | 0 | 36.0486 | 1601.8728 | 897.3411 | 0.027125 | 1601.8456 | 897.314 | 0 | 0 | 0 | 0 | 0.027125 | 28051.9332 | 15270.8482 | 3.2747 | 28048.6586 | 15267.5735 | 0 | 0 | 0 | 0 | 3.2747 | 99.572 | 84.2896 | 33.5863 | 66.8252 | 51.5427 | 0.83951 | 0 | 0 | 0 | 32.7468 | 9.56e-05 | 7.26e-05 | 1.8e-06 | 0 | 0 | 0 | 5.02e-05 | 5000000 | scaled
CB RC1 | 3739874.831 | 3707620.494 | 30205.8517 | 2048.4848 | 99.14% | 0.8077% | 0.05477% | 2274885.809 | 3700678.0501 | 182678.4901 | 12315.5534 | 2079891.765 | 297697.5162 | 25515.3253 | 3377465.2075 | RC1 | 0.084253 | 0.047749 | 0.010175 | 44388414.3667 | 300519.5584 | 29741.9356 | 3409613.336 | 3566853.7816 | 353005.7613 | 40468554.812 | 30681297.9229 | 2463777.811 | 166099.3973 | 28051420.7073 | 3852187.7644 | 309885.5707 | 26559.95 | 3515742.2426 |  | 1963 | CB RC1 | 3739874.831 | 1464989.022 | 39196.7809 | 3707620.494 | 1446029.133 | 34557.0442 | 30205.8517 | 16911.4041 | 2591.2519 | 2048.4848 | 300519.5584 | 117841.0683 | 2822.0422 | 300478.2023 | 117817.2358 | 2817.0852 | 39.8147 | 22.2911 | 3.4156 | 1.5414 | 3409613.336 | 1329721.571 | 32148.1285 | 3406794.055 | 1328061.233 | 31736.1503 | 2633.1956 | 1474.2519 | 225.8924 | 186.0858 | 29741.9356 | 17426.3822 | 4226.6103 | 348.2367 | 150.6636 | 3.8087 | 27532.8413 | 15414.861 | 2361.9439 | 1860.8576 | 0.0092964 | 0.0040244 | 0.000102 | 0.072093 | 0.04086 | 0.0072094 | 0.0028638 | 5000000 | scaled
CB RD1 | 3806.4865 | 1212.6095 | 0 | 2593.877 | 31.86% | 0% | 68.14% | 712.2464 | 1201.053 | 22.6184 | 573.4682 | 116.1599 | 33.7324 | 994.1607 | 173.1599 | RD1 | 0.009563 | 0.0062422 | 0.003772 | 398043.1347 | 35.7658 | 3361.504 | 409.2166 | 3740.0233 | 351511.4529 | 42791.6585 | 495697.0393 | 15741.5691 | 399112.5135 | 80842.9564 | 690729.97 | 19399.6541 | 571745.4496 | 99584.8658 |  | 1964 | CB RD1 | 3806.4865 | 3094.2401 | 2605.4334 | 1212.6095 | 500.3631 | 11.5565 | 0 | 0 | 0 | 2593.877 | 35.7658 | 13.1474 | 2.0334 | 33.814 | 11.1956 | 0.081584 | 0 | 0 | 0 | 1.9518 | 409.2166 | 293.0568 | 236.0568 | 173.5871 | 57.4272 | 0.42721 | 0 | 0 | 0 | 235.6296 | 3361.504 | 2788.0359 | 2367.3433 | 1005.2084 | 431.7403 | 11.0477 | 0 | 0 | 0 | 2356.2956 | 0.0058558 | 0.002535 | 6.48e-05 | 0 | 0 | 0 | 0.0037072 | 5000000 | scaled
CB RD2 | 9344.0577 | 2575.6288 | 0 | 6768.4289 | 27.56% | 0% | 72.44% | 1441.6357 | 2552.7683 | 24.1765 | 1292.9918 | 124.4673 | 44.4205 | 2279.5269 | 228.8209 | RD2 | 0.026759 | 0.017062 | 0.0098074 | 349193.0811 | 49.5135 | 8450.8746 | 843.6696 | 1850.3505 | 315814.2887 | 31528.442 | 463159.1835 | 7767.2662 | 415403.8713 | 39988.0462 | 692465.83 | 12049.5393 | 618346.1726 | 62070.1183 |  | 1965 | CB RD2 | 9344.0577 | 7902.422 | 6791.2894 | 2575.6288 | 1133.9931 | 22.8605 | 0 | 0 | 0 | 6768.4289 | 49.5135 | 25.337 | 5.093 | 44.4205 | 20.244 | 0 | 0 | 0 | 0 | 5.093 | 843.6696 | 719.2022 | 614.8487 | 228.8209 | 104.3535 | 0 | 0 | 0 | 0 | 614.8487 | 8450.8746 | 7157.8827 | 6171.3476 | 2302.3874 | 1009.3956 | 22.8605 | 0 | 0 | 0 | 6148.4872 | 0.01714 | 0.0074426 | 0.000188 | 0 | 0 | 0 | 0.0096194 | 5000000 | scaled
CB RE1 | 1103.4743 | 317.4227 | 0 | 786.0516 | 28.77% | 0% | 71.23% | 179.8014 | 313.9777 | 0.10957 | 179.1319 | 0.5599 | 0.25382 | 312.4252 | 1.2987 | RE1 | 0.0036542 | 0.0022072 | 0.0011302 | 301974.2469 | 0.8453 | 1029.9248 | 72.7042 | 231.3219 | 281846.8663 | 19896.0587 | 418481.7477 | 255.0144 | 416923.5825 | 1303.151 | 698545.9214 | 564.7009 | 695091.8027 | 2889.4179 |  | 1966 | CB RE1 | 1103.4743 | 923.6729 | 789.4966 | 317.4227 | 137.6214 | 3.445 | 0 | 0 | 0 | 786.0516 | 0.8453 | 0.73573 | 0.59148 | 0.25382 | 0.14425 | 0 | 0 | 0 | 0 | 0.59148 | 72.7042 | 72.1443 | 71.4055 | 1.2987 | 0.73881 | 0 | 0 | 0 | 0 | 71.4055 | 1029.9248 | 850.7929 | 717.4997 | 315.8702 | 136.7383 | 3.445 | 0 | 0 | 0 | 714.0546 | 0.002552 | 0.001105 | 2.8e-05 | 0 | 0 | 0 | 0.0011022 | 5000000 | scaled
CB RI1 | 4758.6288 | 2155.8331 | 0 | 2602.7956 | 45.3% | 0% | 54.7% | 1126.224 | 2138.6581 | 29.5698 | 944.1327 | 152.5215 | 62.3725 | 1750.3509 | 325.9347 | RI1 | 0.010279 | 0.0065546 | 0.0037182 | 462937.6564 | 64.3661 | 4131.7093 | 562.5535 | 6261.7763 | 401948.5225 | 54727.3576 | 554176.415 | 14550.2932 | 464575.4873 | 75050.6345 | 704634.1466 | 20550.1579 | 576696.6934 | 107387.2954 |  | 1967 | CB RI1 | 4758.6288 | 3632.4047 | 2619.9707 | 2155.8331 | 1029.6091 | 17.175 | 0 | 0 | 0 | 2602.7956 | 64.3661 | 34.7962 | 1.9936 | 62.4075 | 32.8377 | 0.035077 | 0 | 0 | 0 | 1.9585 | 562.5535 | 410.0319 | 236.6188 | 326.1137 | 173.5922 | 0.17903 | 0 | 0 | 0 | 236.4397 | 4131.7093 | 3187.5765 | 2381.3583 | 1767.3119 | 823.1792 | 16.9609 | 0 | 0 | 0 | 2364.3974 | 0.0066346 | 0.00291 | 7.36e-05 | 0 | 0 | 0 | 0.0036446 | 5000000 | scaled
CB RS1 | 1443.9261 | 370.4077 | 0 | 1073.5184 | 25.65% | 0% | 74.35% | 213.65 | 362.9231 | 16.2577 | 103.8731 | 93.5193 | 29.3757 | 169.2812 | 164.2661 | RS1 | 0.0049182 | 0.002972 | 0.0015228 | 293588.3224 | 31.0756 | 1146.1109 | 266.7395 | 6318.4988 | 233034.6297 | 54235.1939 | 413955.605 | 31499.8885 | 201258.2727 | 181197.4453 | 709878.5343 | 57459.0073 | 331114.5326 | 321304.9956 |  | 1968 | CB RS1 | 1443.9261 | 1230.2761 | 1081.003 | 370.4077 | 156.7577 | 7.4847 | 0 | 0 | 0 | 1073.5184 | 31.0756 | 14.818 | 1.6999 | 30.2679 | 14.0102 | 0.89213 | 0 | 0 | 0 | 0.80779 | 266.7395 | 173.2202 | 102.4734 | 169.2204 | 75.7011 | 4.9543 | 0 | 0 | 0 | 97.5191 | 1146.1109 | 1042.2379 | 976.8297 | 170.9195 | 67.0464 | 1.6383 | 0 | 0 | 0 | 975.1914 | 0.0034328 | 0.0014866 | 3.74e-05 | 0 | 0 | 0 | 0.0014854 | 5000000 | scaled
CB RV1 | 5601.0792 | 1201.4404 | 0 | 4399.6388 | 21.45% | 0% | 78.55% | 681.204 | 1188.1052 | 0 | 681.204 | 0 | 0 | 1188.1052 | 0 | RV1 | 0.019991 | 0.012231 | 0.0064542 | 280180.043 | 3.3106 | 5198.1024 | 399.6662 | 165.6038 | 260022.1324 | 19992.3067 | 402252.9378 | 0 | 402252.9384 | 0 | 683736.8036 | 0 | 683736.8042 | 0 |  | 1969 | CB RV1 | 5601.0792 | 4919.8752 | 4412.9741 | 1201.4404 | 520.2364 | 13.3352 | 0 | 0 | 0 | 4399.6388 | 3.3106 | 3.3106 | 3.3106 | 0 | 0 | 0 | 0 | 0 | 0 | 3.3106 | 399.6662 | 399.6662 | 399.6662 | 0 | 0 | 0 | 0 | 0 | 0 | 399.6662 | 5198.1024 | 4516.8984 | 4009.9973 | 1201.4404 | 520.2364 | 13.3352 | 0 | 0 | 0 | 3996.662 | 0.013688 | 0.0059276 | 0.000151 | 0 | 0 | 0 | 0.0063032 | 5000000 | scaled
CB RV2 | 722.9192 | 62.7189 | 0 | 660.2003 | 8.676% | 0% | 91.32% | 35.5713 | 62.0519 | 0 | 35.5713 | 0 | 0 | 62.0519 | 0 | RV2 | 0.0024738 | 0.001613 | 0.0009722 | 292230.2525 | 0.49678 | 662.4494 | 59.973 | 200.8163 | 267786.1475 | 24243.2887 | 426130.1476 | 0 | 426130.1488 | 0 | 679764.7847 | 0 | 679764.7847 | 0 |  | 1970 | CB RV2 | 722.9192 | 687.3479 | 660.8673 | 62.7189 | 27.1476 | 0.66702 | 0 | 0 | 0 | 660.2003 | 0.49678 | 0.49678 | 0.49678 | 0 | 0 | 0 | 0 | 0 | 0 | 0.49678 | 59.973 | 59.973 | 59.973 | 0 | 0 | 0 | 0 | 0 | 0 | 59.973 | 662.4494 | 626.8781 | 600.3975 | 62.7189 | 27.1476 | 0.66702 | 0 | 0 | 0 | 599.7305 | 0.0015178 | 0.000657 | 1.62e-05 | 0 | 0 | 0 | 0.000956 | 5000000 | scaled
CB S1 | 10789.0485 | 3834.2099 | 0 | 6954.8386 | 35.54% | 0% | 64.46% | 2042.7063 | 3790.378 | 45.4164 | 1758.9199 | 238.37 | 83.1006 | 3270.9644 | 436.313 | S1 | 0.026358 | 0.017392 | 0.009942 | 409330.3876 | 89.0752 | 9628.0014 | 1071.9718 | 3379.4643 | 365280.9205 | 40670.0027 | 502906.1237 | 11181.3283 | 433039.0454 | 58685.7495 | 703949.96 | 15433.4643 | 607484.343 | 81032.1524 |  | 1971 | CB S1 | 10789.0485 | 8746.3421 | 6998.6705 | 3834.2099 | 1791.5035 | 43.8319 | 0 | 0 | 0 | 6954.8386 | 89.0752 | 43.6589 | 5.9746 | 83.842 | 38.4256 | 0.74135 | 0 | 0 | 0 | 5.2333 | 1071.9718 | 833.6018 | 635.6588 | 440.1895 | 201.8195 | 3.8765 | 0 | 0 | 0 | 631.7823 | 9628.0014 | 7869.0815 | 6357.037 | 3310.1784 | 1551.2585 | 39.214 | 0 | 0 | 0 | 6317.823 | 0.01661 | 0.0076436 | 0.000194 | 0 | 0 | 0 | 0.009748 | 5000000 | scaled
CB S2 | 5756.4245 | 1831.0504 | 0 | 3925.374 | 31.81% | 0% | 68.19% | 1013.5937 | 1810.4758 | 2.0443 | 1000.9782 | 10.5711 | 3.6453 | 1787.9418 | 18.8887 | S2 | 0.015094 | 0.0099312 | 0.0056626 | 381381.8081 | 6.6238 | 5374.197 | 375.6036 | 438.8503 | 356057.9974 | 24884.9604 | 477568.7485 | 963.2183 | 471624.8007 | 4980.729 | 696843.9694 | 1403.053 | 688170.7363 | 7270.1797 |  | 1972 | CB S2 | 5756.4245 | 4742.8308 | 3945.9487 | 1831.0504 | 817.4567 | 20.5747 | 0 | 0 | 0 | 3925.374 | 6.6238 | 4.5795 | 2.9785 | 3.6701 | 1.6258 | 0.02483 | 0 | 0 | 0 | 2.9537 | 375.6036 | 365.0325 | 356.7149 | 19.02 | 8.4489 | 0.13126 | 0 | 0 | 0 | 356.5837 | 5374.197 | 4373.2187 | 3586.2552 | 1808.3604 | 807.3821 | 20.4186 | 0 | 0 | 0 | 3565.8366 | 0.0095414 | 0.004379 | 0.0001104 | 0 | 0 | 0 | 0.0055522 | 5000000 | scaled
CB SC1 | 245130.7477 | 4372.3086 | 234779.6874 | 5978.7516 | 1.784% | 95.78% | 2.439% | 107265.315 | 223413.9493 | 124.6616 | 97788.1903 | 9352.463 | 255.9761 | 203657.2294 | 19500.7437 | SC1 | 0.040226 | 0.024759 | 0.010378 | 6093808.2071 | 278.0353 | 223416.9066 | 21435.8057 | 6911.7972 | 5554014.7118 | 532881.696 | 5568205.7198 | 6471.2566 | 5076242.5912 | 485491.8653 | 2092660.9669 | 2397.6621 | 1907604.8566 | 182658.4474 |  | 1973 | CB SC1 | 245130.7477 | 137865.4327 | 21716.7984 | 4372.3086 | 2067.5411 | 55.2742 | 234779.6874 | 129819.14 | 15682.7727 | 5978.7516 | 278.0353 | 153.3737 | 22.0593 | 18.1465 | 7.6595 | 0.50094 | 255.39 | 141.2154 | 17.0595 | 4.4988 | 21435.8057 | 12083.3427 | 1935.062 | 92.688 | 39.0694 | 2.5531 | 20800.0038 | 11501.1594 | 1389.395 | 543.1139 | 223416.9066 | 125628.7163 | 19759.6772 | 4261.4741 | 2020.8122 | 52.2202 | 213724.2936 | 118176.7652 | 14276.3181 | 5431.1389 | 0.013926 | 0.0061622 | 0.000158 | 0.017868 | 0.010164 | 0.0017868 | 0.0084328 | 5000000 | scaled
CB SC2 | 261451.6261 | 5773.1431 | 250821.0427 | 4857.4404 | 2.208% | 95.93% | 1.858% | 115228.4834 | 239779.411 | 119.9165 | 104533.2074 | 10575.3594 | 249.8176 | 217461.4763 | 22068.1171 | SC2 | 0.037006 | 0.022431 | 0.0087338 | 7065076.2872 | 271.3038 | 237092.3513 | 24087.971 | 7331.3066 | 6406827.8099 | 650917.1712 | 6518739.1981 | 6783.9518 | 5913682.9408 | 598272.3017 | 2481418.7559 | 2585.3019 | 2250455.8825 | 228377.5717 |  | 1974 | CB SC2 | 261451.6261 | 146223.1427 | 21672.2151 | 5773.1431 | 2705.1157 | 68.4173 | 250821.0427 | 138660.5866 | 16746.3575 | 4857.4404 | 271.3038 | 151.3873 | 21.4862 | 2.0743 | 0.91556 | 0.099714 | 265.5744 | 146.8167 | 17.7314 | 3.6551 | 24087.971 | 13512.6116 | 2019.8539 | 10.6103 | 4.6854 | 0.50863 | 23636.1075 | 13066.673 | 1578.0921 | 441.2532 | 237092.3513 | 132559.1439 | 19630.875 | 5760.4585 | 2699.5147 | 67.8089 | 226919.3607 | 125447.097 | 15150.534 | 4412.5321 | 0.012279 | 0.0054338 | 0.0001376 | 0.017923 | 0.010193 | 0.0017922 | 0.006804 | 5000000 | scaled
CB SE4 | 13071.0724 | 250.5965 | 12101.0284 | 719.4475 | 1.917% | 92.58% | 5.504% | 5555.1321 | 11541.5307 | 13.4222 | 5051.066 | 490.6439 | 24.3793 | 10511.2773 | 1005.874 | SE4 | 0.021339 | 0.012314 | 0.0028974 | 612549.5548 | 25.8989 | 11905.9022 | 1139.2713 | 1213.7017 | 557946.19 | 53389.6633 | 610377.1731 | 1474.7783 | 554992.2743 | 53910.1209 | 527901.4903 | 1115.0941 | 480778.427 | 46007.9694 |  | 1975 | CB SE4 | 13071.0724 | 7515.9404 | 1529.5418 | 250.5965 | 104.4584 | 2.4525 | 12101.0284 | 6692.0344 | 807.6418 | 719.4475 | 25.8989 | 12.4768 | 1.5196 | 11.7872 | 4.4308 | 0.072519 | 13.5704 | 7.5046 | 0.90571 | 0.54136 | 1139.2713 | 648.6274 | 133.3973 | 59.9506 | 22.5355 | 0.36856 | 1013.9656 | 560.7369 | 67.6737 | 65.3551 | 11905.9022 | 6854.8362 | 1394.6249 | 178.8587 | 77.4922 | 2.0114 | 11073.4924 | 6123.7929 | 739.0624 | 653.551 | 0.002064 | 0.000894 | 2.32e-05 | 0.018223 | 0.010368 | 0.0018222 | 0.001052 | 5000000 | scaled
CB SHC1 | 128745.0016 | 0 | 128745.0016 | 0 | 0% | 100% | 0% | 20505.9445 | 42810.2986 | 26.3168 | 18624.9598 | 1854.6679 | 54.9416 | 38883.3634 | 3871.9936 | SHC1 | 0.018125 | 0.018125 | 0.018125 | 7103015.7459 | 165.2278 | 116935.3835 | 11644.3903 | 9115.8174 | 6451464.9884 | 642434.9421 | 5971678.2581 | 7663.8896 | 5423903.6693 | 540110.6949 | 4741120.3626 | 6084.625 | 4306223.3199 | 428812.4222 |  | 1976 | CB SHC1 | 128745.0016 | 108239.0571 | 85934.703 | 0 | 0 | 0 | 128745.0016 | 108239.0571 | 85934.703 | 0 | 165.2278 | 138.9111 | 110.2863 | 0 | 0 | 0 | 165.2278 | 138.9111 | 110.2863 | 0 | 11644.3903 | 9789.7224 | 7772.3967 | 0 | 0 | 0 | 11644.3903 | 9789.7224 | 7772.3967 | 0 | 116935.3835 | 98310.4237 | 78052.0201 | 0 | 0 | 0 | 116935.3835 | 98310.4237 | 78052.0201 | 0 | 0 | 0 | 0 | 0.018125 | 0.018125 | 0.018125 | 0 | 5000000 | scaled
CB SK1 | 41.248 | 4.6264 | 0 | 36.6216 | 11.22% | 0% | 88.78% | 1.97 | 4.6253 | 0.30939 | 0.064037 | 1.5966 | 0.73347 | 0.11179 | 3.78 | SK1 | 0.0001128 | 7.82e-05 | 5.24e-05 | 365673.7248 | 0.76103 | 33.3802 | 7.1068 | 6746.6967 | 295923.7067 | 63003.3213 | 502276.3969 | 78883.5891 | 16327.1999 | 407065.6105 | 698906.3578 | 110831.1014 | 16891.6005 | 571183.656 |  | 1977 | CB SK1 | 41.248 | 39.278 | 36.6227 | 4.6264 | 2.6564 | 0.0011105 | 0 | 0 | 0 | 36.6216 | 0.76103 | 0.45164 | 0.027557 | 0.73347 | 0.42408 | 0 | 0 | 0 | 0 | 0.027557 | 7.1068 | 5.5102 | 3.3267 | 3.78 | 2.1835 | 0 | 0 | 0 | 0 | 3.3267 | 33.3802 | 33.3162 | 33.2684 | 0.1129 | 0.048861 | 0.0011105 | 0 | 0 | 0 | 33.2673 | 6.1e-05 | 2.64e-05 | 6e-07 | 0 | 0 | 0 | 5.18e-05 | 5000000 | scaled
CB SL1 | 3361570.489 | 3150269.934 | 206030.4113 | 5270.1437 | 93.71% | 6.129% | 0.1568% | 1696704.744 | 3307669.8314 | 124722.9745 | 83077.2752 | 1488904.494 | 242320.3211 | 173044.5596 | 2892304.9507 | SL1 | 0.19527 | 0.11226 | 0.024251 | 17214669.515 | 244661.6294 | 195553.2156 | 2921355.644 | 1252917.0835 | 1001431.9171 | 14960320.5144 | 14829995.7511 | 1090137.3315 | 726134.3746 | 13013724.0423 | 2222634.2059 | 162830.4703 | 116279.6703 | 1943524.0653 |  | 1978 | CB SL1 | 3361570.489 | 1664865.745 | 53900.6576 | 3150269.934 | 1543115.416 | 29352.4439 | 206030.4113 | 116480.1858 | 19278.0701 | 5270.1437 | 244661.6294 | 119938.6549 | 2341.3083 | 244415.6165 | 119797.8468 | 2314.6946 | 242.0473 | 136.8425 | 22.6481 | 3.9656 | 2921355.644 | 1432451.15 | 29050.6933 | 2904281.081 | 1422589.888 | 27019.0947 | 16595.8198 | 9382.5186 | 1552.8551 | 478.7435 | 195553.2156 | 112475.9404 | 22508.656 | 1573.2368 | 727.6811 | 18.6545 | 189192.5442 | 106960.8247 | 17702.5668 | 4787.4346 | 0.021049 | 0.010075 | 0.0002566 | 0.16692 | 0.094887 | 0.016692 | 0.007302 | 5000000 | scaled
CB SLD1 | 560.2197 | 194.5719 | 0 | 365.6478 | 34.73% | 0% | 65.27% | 159.6974 | 193.7379 | 8.9839 | 102.8898 | 47.8236 | 9.2516 | 135.4236 | 49.0627 | SLD1 | 0.001298 | 0.0008536 | 0.0005226 | 431602.1986 | 9.5268 | 468.4145 | 82.2784 | 7339.5875 | 360874.0297 | 63388.5815 | 469215.4346 | 26396.2256 | 302306.0866 | 140513.1227 | 701266.2702 | 33487.8593 | 490187.9419 | 177590.4693 |  | 1979 | CB SLD1 | 560.2197 | 400.5223 | 366.4818 | 194.5719 | 34.8745 | 0.83396 | 0 | 0 | 0 | 365.6478 | 9.5268 | 0.54284 | 0.27514 | 9.2516 | 0.2677 | 0 | 0 | 0 | 0 | 0.27514 | 82.2784 | 34.4548 | 33.2157 | 49.0627 | 1.2391 | 0 | 0 | 0 | 0 | 33.2157 | 468.4145 | 365.5247 | 332.9909 | 136.2575 | 33.3677 | 0.83396 | 0 | 0 | 0 | 332.157 | 0.000784 | 0.0003396 | 8.6e-06 | 0 | 0 | 0 | 0.000514 | 5000000 | scaled
CB SO1 | 6638.4927 | 5391.6154 | 0 | 1246.8773 | 81.22% | 0% | 18.78% | 2862.6735 | 5340.9787 | 303.9122 | 332.5002 | 2226.2611 | 564.2364 | 654.8772 | 4121.8651 | SO1 | 0.0053988 | 0.0034106 | 0.0018308 | 1229623.7469 | 570.8906 | 1795.1404 | 4272.4616 | 105743.9858 | 332507.3031 | 791372.4578 | 1107083.5592 | 117532.1532 | 128588.0138 | 860963.3914 | 708714.2348 | 74870.6186 | 86898.0786 | 546945.5375 |  | 1980 | CB SO1 | 6638.4927 | 3775.8192 | 1297.514 | 5391.6154 | 2528.9419 | 50.6368 | 0 | 0 | 0 | 1246.8773 | 570.8906 | 266.9784 | 6.6542 | 569.9524 | 266.0402 | 5.716 | 0 | 0 | 0 | 0.93823 | 4272.4616 | 2046.2005 | 150.5966 | 4159.1944 | 1932.9333 | 37.3294 | 0 | 0 | 0 | 113.2672 | 1795.1404 | 1462.6402 | 1140.2632 | 662.4686 | 329.9684 | 7.5914 | 0 | 0 | 0 | 1132.6718 | 0.0036092 | 0.001621 | 4.12e-05 | 0 | 0 | 0 | 0.0017896 | 5000000 | scaled
CB SR1 | 12598.7637 | 5135.1687 | 0 | 7463.595 | 40.76% | 0% | 59.24% | 2934.8809 | 5109.1543 | 416.9639 | 1605.6177 | 912.2993 | 732.9613 | 2774.9268 | 1601.2662 | SR1 | 0.032342 | 0.019949 | 0.010725 | 389550.4789 | 739.7469 | 9577.3128 | 2281.704 | 22872.7812 | 296128.0073 | 70549.6904 | 484434.2926 | 68824.4658 | 265024.8214 | 150585.0049 | 698318.8547 | 100181.0979 | 379276.8031 | 218860.9532 |  | 1981 | CB SR1 | 12598.7637 | 9663.8828 | 7489.6094 | 5135.1687 | 2200.2878 | 26.0144 | 0 | 0 | 0 | 7463.595 | 739.7469 | 322.783 | 6.7856 | 734.1308 | 317.1669 | 1.1695 | 0 | 0 | 0 | 5.6161 | 2281.704 | 1369.4047 | 680.4378 | 1603.7059 | 691.4066 | 2.4397 | 0 | 0 | 0 | 677.9981 | 9577.3128 | 7971.6951 | 6802.386 | 2797.332 | 1191.7143 | 22.4052 | 0 | 0 | 0 | 6779.9808 | 0.021858 | 0.0094652 | 0.0002416 | 0 | 0 | 0 | 0.010484 | 5000000 | scaled
CB SR4 | 4898.3279 | 1659.3471 | 0 | 3238.9808 | 33.88% | 0% | 66.12% | 900.612 | 1640.6224 | 9.5575 | 842.1067 | 48.9479 | 12.9861 | 1561.1383 | 66.498 | SR4 | 0.013512 | 0.0085388 | 0.0046604 | 362506.135 | 15.4679 | 4521.904 | 360.956 | 1144.7198 | 334648.4727 | 26712.9424 | 468182.4039 | 4968.4426 | 437768.4576 | 25445.5031 | 699018.425 | 5532.995 | 665152.6818 | 28332.7483 |  | 1982 | CB SR4 | 4898.3279 | 3997.7159 | 3257.7055 | 1659.3471 | 758.7351 | 18.7246 | 0 | 0 | 0 | 3238.9808 | 15.4679 | 5.9104 | 2.4818 | 13.0307 | 3.4732 | 0.044536 | 0 | 0 | 0 | 2.4372 | 360.956 | 312.0081 | 294.4579 | 66.7247 | 17.7769 | 0.2267 | 0 | 0 | 0 | 294.2312 | 4521.904 | 3679.7974 | 2960.7658 | 1579.5917 | 737.485 | 18.4534 | 0 | 0 | 0 | 2942.3124 | 0.008952 | 0.0039784 | 0.0001 | 0 | 0 | 0 | 0.0045604 | 5000000 | scaled
CB SSC1 | 94186.0059 | 1886.62 | 89131.826 | 3167.5599 | 2.003% | 94.63% | 3.363% | 40920.5388 | 85053.2596 | 94.3794 | 37137.2517 | 3688.9077 | 189.9714 | 77204.4146 | 7658.8736 | SSC1 | 0.031528 | 0.018721 | 0.0063508 | 2987395.4383 | 199.8443 | 85523.909 | 8462.2526 | 6338.6687 | 2712650.7079 | 268406.0617 | 2845225.528 | 6562.2442 | 2582171.6866 | 256491.5976 | 1438046.5886 | 3211.961 | 1305341.4476 | 129493.18 |  | 1983 | CB SSC1 | 94186.0059 | 53265.4671 | 9132.7463 | 1886.62 | 860.8174 | 15.0415 | 89131.826 | 49237.0898 | 5950.1448 | 3167.5599 | 199.8443 | 105.4649 | 9.8729 | 91.3764 | 44.4796 | 0.40753 | 106.0844 | 58.6018 | 7.0818 | 2.3835 | 8462.2526 | 4773.3449 | 803.379 | 481.6956 | 236.0336 | 2.089 | 7692.8137 | 4249.568 | 513.5467 | 287.7433 | 85523.909 | 48386.6573 | 8319.4944 | 1313.548 | 580.3042 | 12.545 | 81332.9279 | 44928.9199 | 5429.5163 | 2877.4331 | 0.0088722 | 0.003933 | 0.0001006 | 0.018228 | 0.010361 | 0.0018228 | 0.0044274 | 5000000 | scaled
CB SW1 | 1645.5387 | 790.3993 | 0 | 855.1394 | 48.03% | 0% | 51.97% | 426.8296 | 773.3233 | 34.0112 | 208.9992 | 183.8191 | 63.7497 | 364.3907 | 345.1829 | SW1 | 0.0038896 | 0.0023718 | 0.0012418 | 423061.1639 | 66.3272 | 1145.3372 | 433.8742 | 17052.4539 | 294461.4467 | 111547.2632 | 513833.0108 | 40943.9595 | 251600.8514 | 221288.1994 | 702379.9552 | 57901.398 | 330962.1049 | 313516.4522 |  | 1984 | CB SW1 | 1645.5387 | 1218.7091 | 872.2154 | 790.3993 | 363.5698 | 17.0761 | 0 | 0 | 0 | 855.1394 | 66.3272 | 32.316 | 2.5775 | 65.6838 | 31.6725 | 1.9341 | 0 | 0 | 0 | 0.64346 | 433.8742 | 250.0551 | 88.6913 | 356.1928 | 172.3736 | 11.0099 | 0 | 0 | 0 | 77.6814 | 1145.3372 | 936.3381 | 780.9466 | 368.5228 | 159.5236 | 4.1321 | 0 | 0 | 0 | 776.8144 | 0.0026774 | 0.0011596 | 2.96e-05 | 0 | 0 | 0 | 0.0012122 | 5000000 | scaled
CB SW2 | 6162.0577 | 1865.347 | 0 | 4296.7107 | 30.27% | 0% | 69.73% | 1055.7725 | 1845.0566 | 1.532 | 1046.3638 | 7.8767 | 2.6024 | 1829.0876 | 13.3665 | SW2 | 0.016864 | 0.010792 | 0.006182 | 365405.8284 | 5.8356 | 5752.5395 | 403.6826 | 346.0447 | 341121.6776 | 23938.1061 | 473163.4408 | 686.5811 | 468946.7769 | 3530.0826 | 698317.8864 | 984.966 | 692273.9593 | 5058.9612 |  | 1985 | CB SW2 | 6162.0577 | 5106.2852 | 4317.0012 | 1865.347 | 809.5745 | 20.2905 | 0 | 0 | 0 | 4296.7107 | 5.8356 | 4.3036 | 3.2331 | 2.6024 | 1.0704 | 0 | 0 | 0 | 0 | 3.2331 | 403.6826 | 395.806 | 390.3161 | 13.3665 | 5.4898 | 0 | 0 | 0 | 0 | 390.3161 | 5752.5395 | 4706.1757 | 3923.4519 | 1849.3781 | 803.0143 | 20.2905 | 0 | 0 | 0 | 3903.1614 | 0.010801 | 0.004729 | 0.0001192 | 0 | 0 | 0 | 0.0060628 | 5000000 | scaled
CB SW3 | 18283.372 | 12865.557 | 0 | 5417.815 | 70.37% | 0% | 29.63% | 6196.4016 | 12721.6507 | 417.433 | 3259.4328 | 2519.5358 | 818.9952 | 6984.5838 | 4918.0716 | SW3 | 0.021128 | 0.01383 | 0.0078508 | 865362.1739 | 833.0979 | 11984.5828 | 5465.6914 | 39430.9854 | 567236.9746 | 258694.2139 | 873942.2164 | 58874.8722 | 459711.3122 | 355356.0315 | 708427.3387 | 45607.1786 | 388948.7514 | 273871.4088 |  | 1986 | CB SW3 | 18283.372 | 12086.9704 | 5561.7214 | 12865.557 | 6669.1554 | 143.9063 | 0 | 0 | 0 | 5417.815 | 833.0979 | 415.6648 | 14.1027 | 829.0211 | 411.5881 | 10.0259 | 0 | 0 | 0 | 4.0767 | 5465.6914 | 2946.1556 | 547.6197 | 4973.5333 | 2453.9976 | 55.4617 | 0 | 0 | 0 | 492.158 | 11984.5828 | 8725.15 | 4999.999 | 7063.0025 | 3803.5698 | 78.4187 | 0 | 0 | 0 | 4921.5803 | 0.013456 | 0.0061588 | 0.0001792 | 0 | 0 | 0 | 0.0076716 | 5000000 | scaled
CB SW4 | 2780.6214 | 956.6979 | 0 | 1823.9235 | 34.41% | 0% | 65.59% | 491.2002 | 935.7125 | 25.0302 | 333.1547 | 133.0152 | 38.1976 | 696.0636 | 201.4513 | SW4 | 0.0083328 | 0.0052832 | 0.00268 | 333695.926 | 41.156 | 2363.4537 | 376.0117 | 4939.0354 | 283632.5986 | 45124.2919 | 433339.8798 | 22081.8228 | 293911.2139 | 117346.8438 | 688398.8493 | 28101.7932 | 512090.3636 | 148206.693 |  | 1987 | CB SW4 | 2780.6214 | 2289.4213 | 1844.9089 | 956.6979 | 465.4977 | 20.9854 | 0 | 0 | 0 | 1823.9235 | 41.156 | 16.1258 | 2.9584 | 39.7836 | 14.7533 | 1.5859 | 0 | 0 | 0 | 1.3724 | 376.0117 | 242.9965 | 174.5604 | 210.3252 | 77.31 | 8.8739 | 0 | 0 | 0 | 165.6865 | 2363.4537 | 2030.299 | 1667.3902 | 706.5891 | 373.4344 | 10.5256 | 0 | 0 | 0 | 1656.8646 | 0.0057204 | 0.0026708 | 6.76e-05 | 0 | 0 | 0 | 0.0026124 | 5000000 | scaled
CB TM1 | 38739.6155 | 38663.7683 | 0 | 75.8472 | 99.8% | 0% | 0.1958% | 30493.6206 | 38663.7461 | 1500.3296 | 1.4979 | 28991.7932 | 1896.9455 | 2.6277 | 36764.1728 | TM1 | 0.0001408 | 0.0001204 | 0.0001054 | 275139314.6307 | 1897.0026 | 71.55 | 36771.0629 | 13473029.9787 | 508167.779 | 261158116.8324 | 68488329.6013 | 3369723.3489 | 3364.1853 | 65115242.0544 | 719823.9448 | 35316.4648 | 48.9207 | 684458.5591 |  | 1988 | CB TM1 | 38739.6155 | 8245.9949 | 75.8694 | 38663.7683 | 8170.1476 | 0.022209 | 0 | 0 | 0 | 75.8472 | 1897.0026 | 396.6731 | 0.057073 | 1896.9455 | 396.616 | 0 | 0 | 0 | 0 | 0.057073 | 36771.0629 | 7779.2697 | 6.89 | 36764.1728 | 7772.3796 | 0 | 0 | 0 | 0 | 6.89 | 71.55 | 70.0522 | 68.9224 | 2.6499 | 1.152 | 0.022209 | 0 | 0 | 0 | 68.9001 | 3.58e-05 | 1.54e-05 | 4e-07 | 0 | 0 | 0 | 0.000105 | 5000000 | scaled
CB TR1 | 65580.7504 | 65008.8352 | 0 | 571.9152 | 99.13% | 0% | 0.8721% | 41015.6298 | 64998.4977 | 2671.6137 | 23.7586 | 38320.2574 | 4318.7856 | 41.3485 | 60638.3636 | TR1 | 0.0027118 | 0.0016306 | 0.000826 | 24183476.0491 | 4320.5594 | 561.2837 | 60698.9072 | 1593244.1069 | 206978.2954 | 22383253.647 | 15065080.6697 | 981286.3203 | 8726.5637 | 14075067.7837 | 704906.3127 | 46837.0712 | 448.4228 | 657620.8187 |  | 1989 | CB TR1 | 65580.7504 | 24565.1205 | 582.2526 | 65008.8352 | 23993.2054 | 10.3374 | 0 | 0 | 0 | 571.9152 | 4320.5594 | 1648.9456 | 1.7737 | 4320.129 | 1648.5153 | 1.3434 | 0 | 0 | 0 | 0.43035 | 60698.9072 | 22378.6498 | 60.5436 | 60646.9541 | 22326.6966 | 8.5905 | 0 | 0 | 0 | 51.9532 | 561.2837 | 537.5251 | 519.9353 | 41.7521 | 17.9934 | 0.40358 | 0 | 0 | 0 | 519.5317 | 0.0019072 | 0.000826 | 2.14e-05 | 0 | 0 | 0 | 0.0008046 | 5000000 | scaled
CB TY1 | 350.4325 | 127.0486 | 0 | 223.3839 | 36.25% | 0% | 63.75% | 70.2122 | 125.9714 | 4.348 | 43.6888 | 22.1753 | 8.1592 | 76.1904 | 41.6218 | TY1 | 0.0008392 | 0.00053 | 0.0002998 | 417579.2327 | 8.3687 | 279.9371 | 62.1267 | 9972.2296 | 333576.1037 | 74030.8994 | 528717.6249 | 32741.7763 | 328989.1587 | 166986.6901 | 748702.6798 | 48493.7882 | 452832.2662 | 247376.6251 |  | 1990 | CB TY1 | 350.4325 | 280.2203 | 224.4611 | 127.0486 | 56.8364 | 1.0771 | 0 | 0 | 0 | 223.3839 | 8.3687 | 4.0207 | 0.20947 | 8.2006 | 3.8526 | 0.041383 | 0 | 0 | 0 | 0.16809 | 62.1267 | 39.9514 | 20.5049 | 41.8344 | 19.659 | 0.21254 | 0 | 0 | 0 | 20.2923 | 279.9371 | 236.2483 | 203.7467 | 77.0136 | 33.3248 | 0.82323 | 0 | 0 | 0 | 202.9235 | 0.0005452 | 0.000236 | 5.8e-06 | 0 | 0 | 0 | 0.000294 | 5000000 | scaled
CB UP2 | 9673.2698 | 5015.1919 | 0 | 4658.0778 | 51.85% | 0% | 48.15% | 2669.3774 | 4955.5794 | 0 | 2669.3774 | 0 | 0 | 4955.5794 | 0 | UP2 | 0.018016 | 0.011711 | 0.0067454 | 536914.6871 | 3.5051 | 9246.6217 | 423.143 | 194.5479 | 513233.5947 | 23486.5444 | 598050.7892 | 0 | 598050.7892 | 0 | 699393.7162 | 0 | 699393.7162 | 0 |  | 1991 | CB UP2 | 9673.2698 | 7003.8924 | 4717.6904 | 5015.1919 | 2345.8146 | 59.6125 | 0 | 0 | 0 | 4658.0778 | 3.5051 | 3.5051 | 3.5051 | 0 | 0 | 0 | 0 | 0 | 0 | 3.5051 | 423.143 | 423.143 | 423.143 | 0 | 0 | 0 | 0 | 0 | 0 | 423.143 | 9246.6217 | 6577.2444 | 4291.0423 | 5015.1919 | 2345.8146 | 59.6125 | 0 | 0 | 0 | 4231.4298 | 0.0114 | 0.0050948 | 0.000129 | 0 | 0 | 0 | 0.0066164 | 5000000 | scaled
CB VDN1 | 85522.6418 | 3716.229 | 77553.0275 | 4253.3853 | 4.345% | 90.68% | 4.973% | 36655.3035 | 76064.1507 | 168.7012 | 32747.1403 | 3739.462 | 318.8928 | 68013.8837 | 7731.3742 | VDN1 | 0.027823 | 0.016863 | 0.0071658 | 3073766.7492 | 329.004 | 76568.0583 | 8625.5795 | 11824.7243 | 2751930.3266 | 310011.6982 | 2897937.371 | 13337.3713 | 2588961.286 | 295638.7134 | 1319949.0781 | 5533.7801 | 1180251.9623 | 134163.3357 |  | 1992 | CB VDN1 | 85522.6418 | 48867.3383 | 9458.4911 | 3716.229 | 1640.5331 | 31.7827 | 77553.0275 | 42973.42 | 5173.3231 | 4253.3853 | 329.004 | 160.3029 | 10.1112 | 233.5574 | 105.9872 | 0.75723 | 92.2461 | 51.1151 | 6.1535 | 3.2005 | 8625.5795 | 4886.1175 | 894.2053 | 658.2073 | 298.9836 | 2.1203 | 7580.9918 | 4200.7534 | 505.7046 | 386.3804 | 76568.0583 | 43820.918 | 8554.1746 | 2824.4644 | 1235.5622 | 28.9051 | 69879.7896 | 38721.5515 | 4661.4651 | 3863.8043 | 0.011542 | 0.0049972 | 0.0001272 | 0.01027 | 0.005854 | 0.001027 | 0.0060116 | 5000000 | scaled
CB VO1 | 1107.1597 | 245.0612 | 0 | 862.0985 | 22.13% | 0% | 77.87% | 138.9481 | 242.3561 | 0 | 138.9481 | 0 | 0 | 242.3561 | 0 | VO1 | 0.003819 | 0.002343 | 0.0012448 | 289908.2626 | 0.6487 | 1028.1973 | 78.3136 | 169.8616 | 269232.0864 | 20506.3149 | 413235.8222 | 0 | 413235.8249 | 0 | 694732.9571 | 0 | 694732.9597 | 0 |  | 1993 | CB VO1 | 1107.1597 | 968.2115 | 864.8036 | 245.0612 | 106.113 | 2.7051 | 0 | 0 | 0 | 862.0985 | 0.6487 | 0.6487 | 0.6487 | 0 | 0 | 0 | 0 | 0 | 0 | 0.6487 | 78.3136 | 78.3136 | 78.3136 | 0 | 0 | 0 | 0 | 0 | 0 | 78.3136 | 1028.1973 | 889.2492 | 785.8413 | 245.0612 | 106.113 | 2.7051 | 0 | 0 | 0 | 783.1362 | 0.0026026 | 0.0011266 | 2.84e-05 | 0 | 0 | 0 | 0.0012164 | 5000000 | scaled
CB VS1 | 11759.7128 | 5295.6973 | 0 | 6464.0155 | 45.03% | 0% | 54.97% | 3067.1231 | 5244.0025 | 56.9667 | 2717.8051 | 292.3513 | 90.1275 | 4691.7739 | 462.1011 | VS1 | 0.026595 | 0.016704 | 0.0093418 | 442184.234 | 95.1853 | 10614.2326 | 1050.2949 | 3579.1228 | 399112.3217 | 39492.7895 | 520402.1749 | 9665.5998 | 461133.0081 | 49603.5666 | 697479.1065 | 11987.4129 | 624029.8876 | 61461.8056 |  | 1994 | CB VS1 | 11759.7128 | 8692.5898 | 6515.7103 | 5295.6973 | 2228.5742 | 51.6948 | 0 | 0 | 0 | 6464.0155 | 95.1853 | 38.2187 | 5.0579 | 90.3214 | 33.3547 | 0.19391 | 0 | 0 | 0 | 4.864 | 1050.2949 | 757.9437 | 588.1938 | 463.0993 | 170.7481 | 0.99824 | 0 | 0 | 0 | 587.1956 | 10614.2326 | 7896.4275 | 5922.4586 | 4742.2766 | 2024.4715 | 50.5026 | 0 | 0 | 0 | 5871.956 | 0.017444 | 0.007553 | 0.0001912 | 0 | 0 | 0 | 0.0091506 | 5000000 | scaled
CB VS2 | 11362.4845 | 5902.8384 | 0 | 5459.6461 | 51.95% | 0% | 48.05% | 3439.5243 | 5854.9888 | 280.5571 | 1579.3882 | 1579.5789 | 474.5635 | 2723.9597 | 2656.4656 | VS2 | 0.020771 | 0.013402 | 0.0078792 | 547030.7195 | 482.1694 | 7709.5887 | 3170.7264 | 23213.3625 | 371167.2266 | 152650.1304 | 591168.631 | 48220.7836 | 271457.5373 | 271490.31 | 698991.7396 | 56655.267 | 325197.0893 | 317139.3835 |  | 1995 | CB VS2 | 11362.4845 | 7922.9602 | 5507.4957 | 5902.8384 | 2463.3142 | 47.8497 | 0 | 0 | 0 | 5459.6461 | 482.1694 | 201.6123 | 7.6059 | 478.0612 | 197.5041 | 3.4977 | 0 | 0 | 0 | 4.1082 | 3170.7264 | 1591.1475 | 514.2608 | 2674.7684 | 1095.1895 | 18.3028 | 0 | 0 | 0 | 495.958 | 7709.5887 | 6130.2005 | 4985.629 | 2750.0088 | 1170.6206 | 26.0492 | 0 | 0 | 0 | 4959.5799 | 0.013036 | 0.0056674 | 0.0001444 | 0 | 0 | 0 | 0.0077348 | 5000000 | scaled
CB VS3 | 22657.9841 | 18445.4172 | 0 | 4212.5669 | 81.41% | 0% | 18.59% | 9562.7697 | 18234.8936 | 974.1529 | 402.0216 | 8186.5952 | 1837.8503 | 700.4756 | 15696.5677 | VS3 | 0.016726 | 0.010568 | 0.0059834 | 1354640.2727 | 1862.8587 | 4534.6679 | 16260.4575 | 111373.698 | 271111.6607 | 972154.9138 | 1239114.9316 | 126227.8052 | 52092.7475 | 1060794.3785 | 739226.9457 | 74504.873 | 28396.6813 | 636325.3912 |  | 1996 | CB VS3 | 22657.9841 | 13095.2144 | 4423.0905 | 18445.4172 | 8882.6475 | 210.5236 | 0 | 0 | 0 | 4212.5669 | 1862.8587 | 888.7058 | 25.0085 | 1859.6889 | 885.536 | 21.8387 | 0 | 0 | 0 | 3.1698 | 16260.4575 | 8073.8623 | 563.8898 | 15877.7851 | 7691.1899 | 181.2173 | 0 | 0 | 0 | 382.6725 | 4534.6679 | 4132.6463 | 3834.1922 | 707.9432 | 305.9216 | 7.4676 | 0 | 0 | 0 | 3826.7246 | 0.010861 | 0.0047032 | 0.0001184 | 0 | 0 | 0 | 0.005865 | 5000000 | scaled
CB VS4 | 8974.0409 | 4672.8618 | 0 | 4301.1792 | 52.07% | 0% | 47.93% | 2332.6417 | 4541.0808 | 208.6918 | 914.0206 | 1209.9293 | 415.0951 | 1648.0394 | 2477.9463 | VS4 | 0.018085 | 0.01135 | 0.0062182 | 496225.5691 | 430.7325 | 5577.6893 | 2965.6192 | 23817.6397 | 308422.0422 | 163985.8872 | 585165.9296 | 52352.3741 | 229290.9845 | 303522.5713 | 712900.8613 | 65165.4721 | 258724.4627 | 389010.9267 |  | 1997 | CB VS4 | 8974.0409 | 6641.3992 | 4432.9601 | 4672.8618 | 2340.2201 | 131.781 | 0 | 0 | 0 | 4301.1792 | 430.7325 | 222.0407 | 15.6374 | 427.496 | 218.8042 | 12.4009 | 0 | 0 | 0 | 3.2365 | 2965.6192 | 1755.6899 | 487.6729 | 2574.8971 | 1364.9678 | 96.9508 | 0 | 0 | 0 | 390.7221 | 5577.6893 | 4663.6687 | 3929.6499 | 1670.4687 | 756.4481 | 22.4293 | 0 | 0 | 0 | 3907.2206 | 0.012 | 0.0052648 | 0.0001334 | 0 | 0 | 0 | 0.0060848 | 5000000 | scaled
CB WA1 | 35575.9551 | 31139.1078 | 0 | 4436.8473 | 87.53% | 0% | 12.47% | 15368.538 | 30790.2077 | 1247.4415 | 6202.8952 | 7918.2013 | 2439.7295 | 13015.3468 | 15335.1314 | WA1 | 0.024123 | 0.01451 | 0.0063746 | 1474761.0226 | 2469.1231 | 17212.9773 | 15893.8547 | 102354.708 | 713544.526 | 658861.7882 | 1392673.7198 | 113041.2628 | 562097.006 | 717535.4499 | 750752.5779 | 59487.5238 | 317351.0624 | 373913.9915 |  | 1998 | CB WA1 | 35575.9551 | 20207.4171 | 4785.7474 | 31139.1078 | 15770.5699 | 348.9001 | 0 | 0 | 0 | 4436.8473 | 2469.1231 | 1221.6816 | 29.3936 | 2465.7845 | 1218.343 | 26.055 | 0 | 0 | 0 | 3.3386 | 15893.8547 | 7975.6534 | 558.7232 | 15490.8085 | 7572.6072 | 155.677 | 0 | 0 | 0 | 403.0462 | 17212.9773 | 11010.0821 | 4197.6306 | 13182.5149 | 6979.6197 | 167.1681 | 0 | 0 | 0 | 4030.4624 | 0.017961 | 0.008348 | 0.0002128 | 0 | 0 | 0 | 0.0061618 | 5000000 | scaled
CB WA2 | 10820.0434 | 7124.3629 | 0 | 3695.6805 | 65.84% | 0% | 34.16% | 3964.0376 | 7046.9023 | 403.4593 | 868.4626 | 2692.1157 | 708.0679 | 1697.1884 | 4641.646 | WA2 | 0.016911 | 0.010468 | 0.0052948 | 639807.6682 | 717.5554 | 5079.8295 | 5022.6585 | 42430.2793 | 300379.004 | 296998.3846 | 654923.942 | 66658.0774 | 143484.2506 | 444781.6131 | 712612.5799 | 71602.8183 | 171626.8732 | 469382.888 |  | 1999 | CB WA2 | 10820.0434 | 6856.0058 | 3773.1411 | 7124.3629 | 3160.3253 | 77.4605 | 0 | 0 | 0 | 3695.6805 | 717.5554 | 314.0962 | 9.4876 | 714.7745 | 311.3153 | 6.7067 | 0 | 0 | 0 | 2.7809 | 5022.6585 | 2330.5428 | 381.0124 | 4686.9403 | 1994.8246 | 45.2943 | 0 | 0 | 0 | 335.7182 | 5079.8295 | 4211.3669 | 3382.6411 | 1722.648 | 854.1854 | 25.4596 | 0 | 0 | 0 | 3357.1815 | 0.011751 | 0.005308 | 0.0001344 | 0 | 0 | 0 | 0.0051604 | 5000000 | scaled
CB WA3 | 27563.0064 | 19365.0946 | 0 | 8197.9118 | 70.26% | 0% | 29.74% | 7520.458 | 19111.3631 | 220.4143 | 6571.3417 | 728.7021 | 535.9681 | 16803.8177 | 1771.5773 | WA3 | 0.039294 | 0.024888 | 0.011806 | 701462.9963 | 543.4976 | 24498.6987 | 2520.8101 | 13831.7086 | 623478.0896 | 64153.1982 | 805309.7224 | 23602.5194 | 703675.9348 | 78031.2683 | 715901.209 | 20077.0713 | 629461.8221 | 66362.3157 |  | 2000 | CB WA3 | 27563.0064 | 20042.5484 | 8451.6433 | 19365.0946 | 11844.6366 | 253.7315 | 0 | 0 | 0 | 8197.9118 | 543.4976 | 323.0834 | 7.5295 | 537.329 | 316.9147 | 1.3609 | 0 | 0 | 0 | 6.1687 | 2520.8101 | 1792.108 | 749.2328 | 1776.1062 | 1047.4041 | 4.5289 | 0 | 0 | 0 | 744.7039 | 24498.6987 | 17927.357 | 7694.8809 | 17051.6595 | 10480.3178 | 247.8417 | 0 | 0 | 0 | 7447.0392 | 0.027828 | 0.013422 | 0.00034 | 0 | 0 | 0 | 0.011466 | 5000000 | scaled
CB WA4 | 23983.2436 | 18716.2457 | 0 | 5266.998 | 78.04% | 0% | 21.96% | 9256.7862 | 18426.2414 | 347.1581 | 7068.3392 | 1841.289 | 738.5714 | 13744.9264 | 3942.7437 | WA4 | 0.022554 | 0.014215 | 0.007555 | 1063369.8519 | 756.3921 | 18728.3697 | 4498.4818 | 33536.9377 | 830379.0769 | 199453.8372 | 1035950.9694 | 38851.3588 | 791036.1796 | 206063.4313 | 735539.6725 | 29482.3306 | 548670.6927 | 157386.6491 |  | 2001 | CB WA4 | 23983.2436 | 14726.4574 | 5557.0022 | 18716.2457 | 9459.4594 | 290.0042 | 0 | 0 | 0 | 5266.998 | 756.3921 | 409.234 | 17.8207 | 752.4288 | 405.2708 | 13.8575 | 0 | 0 | 0 | 3.9632 | 4498.4818 | 2657.1928 | 555.7382 | 4020.0241 | 2178.7351 | 77.2805 | 0 | 0 | 0 | 478.4577 | 18728.3697 | 11660.0305 | 4983.4433 | 13943.7927 | 6875.4535 | 198.8663 | 0 | 0 | 0 | 4784.577 | 0.015173 | 0.0068342 | 0.0001738 | 0 | 0 | 0 | 0.0073812 | 5000000 | scaled
CB WA5 | 31796.6106 | 21098.9406 | 0 | 10697.6701 | 66.36% | 0% | 33.64% | 8542.8559 | 20752.2189 | 1148.3722 | 4559.1093 | 2835.3744 | 2822.0792 | 10948.4079 | 6981.7318 | WA5 | 0.046317 | 0.02985 | 0.015453 | 686502.7517 | 2883.9342 | 20825.5392 | 8087.1373 | 62265.4021 | 449632.5139 | 174604.8358 | 779030.6976 | 104721.0869 | 415749.271 | 258560.3395 | 714727.0841 | 97195.2177 | 377074.0696 | 240457.797 |  | 2002 | CB WA5 | 31796.6106 | 23253.7547 | 11044.3917 | 21098.9406 | 12556.0846 | 346.7216 | 0 | 0 | 0 | 10697.6701 | 2883.9342 | 1735.562 | 61.855 | 2875.8845 | 1727.5124 | 53.8053 | 0 | 0 | 0 | 8.0497 | 8087.1373 | 5251.7628 | 1105.4054 | 7115.3536 | 4279.9791 | 133.6217 | 0 | 0 | 0 | 971.7837 | 20825.5392 | 16266.4299 | 9877.1313 | 11107.7025 | 6548.5931 | 159.2946 | 0 | 0 | 0 | 9717.8368 | 0.031238 | 0.014771 | 0.0003738 | 0 | 0 | 0 | 0.015079 | 5000000 | scaled
CB WA6 | 38839.1749 | 29271.3019 | 0 | 9567.873 | 75.37% | 0% | 24.63% | 14194.0522 | 28840.6724 | 1264.0829 | 9790.4292 | 3139.5401 | 2434.5709 | 20368.2338 | 6037.8677 | WA6 | 0.043551 | 0.027162 | 0.013725 | 891813.1226 | 2481.2499 | 29351.4744 | 7006.4506 | 56973.6924 | 673959.4774 | 160879.9527 | 907331.6123 | 80804.4332 | 625837.2041 | 200689.9742 | 728467.1129 | 61493.1868 | 514467.4929 | 152506.4331 |  | 2003 | CB WA6 | 38839.1749 | 24645.1227 | 9998.5025 | 29271.3019 | 15077.2497 | 430.6295 | 0 | 0 | 0 | 9567.873 | 2481.2499 | 1217.167 | 46.679 | 2474.0504 | 1209.9675 | 39.4794 | 0 | 0 | 0 | 7.1995 | 7006.4506 | 3866.9106 | 968.5829 | 6137.2985 | 2997.7584 | 99.4308 | 0 | 0 | 0 | 869.1521 | 29351.4744 | 19561.0452 | 8983.2407 | 20659.953 | 10869.5238 | 291.7193 | 0 | 0 | 0 | 8691.5214 | 0.030174 | 0.013785 | 0.0003486 | 0 | 0 | 0 | 0.013377 | 5000000 | scaled
CB WT1 | 985.083 | 159.7842 | 0 | 825.2988 | 16.22% | 0% | 83.78% | 90.5694 | 158.0526 | 0 | 90.5694 | 0 | 0 | 158.0526 | 0 | WT1 | 0.0033416 | 0.0021242 | 0.001217 | 294793.8098 | 0.62101 | 909.4913 | 74.9707 | 185.8423 | 272172.3958 | 22435.5716 | 421106.0851 | 0 | 421106.0856 | 0 | 679564.8062 | 0 | 679564.8062 | 0 |  | 2004 | CB WT1 | 985.083 | 894.5135 | 827.0304 | 159.7842 | 69.2148 | 1.7316 | 0 | 0 | 0 | 825.2988 | 0.62101 | 0.62101 | 0.62101 | 0 | 0 | 0 | 0 | 0 | 0 | 0.62101 | 74.9707 | 74.9707 | 74.9707 | 0 | 0 | 0 | 0 | 0 | 0 | 74.9707 | 909.4913 | 818.9218 | 751.4387 | 159.7842 | 69.2148 | 1.7316 | 0 | 0 | 0 | 749.7071 | 0.0021478 | 0.0009304 | 2.32e-05 | 0 | 0 | 0 | 0.0011938 | 5000000 | scaled
CB WY1 | 144.5349 | 2.2611 | 0 | 142.2738 | 1.564% | 0% | 98.44% | 1.2894 | 2.2551 | 0.15647 | 0.28872 | 0.8442 | 0.27116 | 0.50415 | 1.4798 | WY1 | 0.0005 | 0.0003248 | 0.000194 | 289069.7852 | 0.37822 | 129.7526 | 14.4041 | 756.4321 | 259505.202 | 28808.1512 | 441026.8051 | 53519.114 | 98755.5498 | 288752.1488 | 733400.8108 | 88184.7921 | 163957.3461 | 481258.658 |  | 2005 | CB WY1 | 144.5349 | 143.2455 | 142.2798 | 2.2611 | 0.97167 | 0.0059225 | 0 | 0 | 0 | 142.2738 | 0.37822 | 0.22175 | 0.10706 | 0.27116 | 0.11469 | 0 | 0 | 0 | 0 | 0.10706 | 14.4041 | 13.5599 | 12.9243 | 1.4798 | 0.63563 | 0 | 0 | 0 | 0 | 12.9243 | 129.7526 | 129.4639 | 129.2484 | 0.51008 | 0.22135 | 0.0059225 | 0 | 0 | 0 | 129.2425 | 0.0003094 | 0.0001342 | 3.4e-06 | 0 | 0 | 0 | 0.0001906 | 5000000 | scaled
CB WY2 | 9410.396 | 4470.3381 | 0 | 4940.058 | 47.5% | 0% | 52.5% | 2545.435 | 4416.0223 | 62.7847 | 2223.5244 | 259.1258 | 106.4135 | 3870.5017 | 439.1072 | WY2 | 0.019962 | 0.012577 | 0.0070846 | 471424.9382 | 112.0852 | 8402.3555 | 895.9554 | 5615.04 | 420925.953 | 44883.9452 | 545825.8646 | 13463.1295 | 476797.5403 | 55565.1946 | 704961.9883 | 16987.5635 | 617876.5343 | 70097.8904 |  | 2006 | CB WY2 | 9410.396 | 6864.9611 | 4994.3737 | 4470.3381 | 1924.9031 | 54.3157 | 0 | 0 | 0 | 4940.058 | 112.0852 | 49.3005 | 5.6717 | 108.3679 | 45.5832 | 1.9545 | 0 | 0 | 0 | 3.7172 | 895.9554 | 636.8295 | 456.8482 | 447.1971 | 188.0713 | 8.09 | 0 | 0 | 0 | 448.7583 | 8402.3555 | 6178.8311 | 4531.8538 | 3914.773 | 1691.2486 | 44.2713 | 0 | 0 | 0 | 4487.5825 | 0.013021 | 0.0056368 | 0.0001442 | 0 | 0 | 0 | 0.0069404 | 5000000 | scaled
CB WY3 | 643.4162 | 14.2696 | 0 | 629.1465 | 2.218% | 0% | 97.78% | 8.1359 | 14.1993 | 0.70115 | 3.7626 | 3.6721 | 1.2222 | 6.5684 | 6.4087 | WY3 | 0.002013 | 0.0013736 | 0.000897 | 319630.4795 | 1.6956 | 578.1597 | 63.5608 | 842.3254 | 287212.9898 | 31575.1643 | 462492.9354 | 39857.8718 | 213891.782 | 208743.287 | 701468.0477 | 60377.9964 | 324490.1245 | 316599.9235 |  | 2007 | CB WY3 | 643.4162 | 635.2803 | 629.2168 | 14.2696 | 6.1338 | 0.07033 | 0 | 0 | 0 | 629.1465 | 1.6956 | 0.99445 | 0.47341 | 1.2222 | 0.52104 | 0 | 0 | 0 | 0 | 0.47341 | 63.5608 | 59.8887 | 57.1521 | 6.4087 | 2.7366 | 0 | 0 | 0 | 0 | 57.1521 | 578.1597 | 574.3971 | 571.5913 | 6.6388 | 2.8761 | 0.07033 | 0 | 0 | 0 | 571.521 | 0.001128 | 0.0004886 | 1.2e-05 | 0 | 0 | 0 | 0.000885 | 5000000 | scaled
CTL1-3R | 2064033.399 | 1628524.972 | 430640.6435 | 4867.7836 | 78.9% | 20.86% | 0.2358% | 913051.133 | 1993459.7913 | 42996.9173 | 169396.1282 | 700658.0885 | 94324.3702 | 352916.7464 | 1546218.6757 | CTL1 | 0.42513 | 0.24379 | 0.047082 | 4855054.9596 | 95760.9465 | 395134.1894 | 1573138.264 | 225250.55 | 929441.4552 | 3700362.9565 | 4721300.5968 | 222332.9711 | 875931.2729 | 3623036.3578 | 1498950.9301 | 70925.7357 | 265370.231 | 1162654.9641 |  | 2008 | CTL1-3R | 2064033.399 | 1150982.266 | 70573.6077 | 1628524.972 | 901994.6672 | 23918.0332 | 430640.6435 | 244119.8151 | 41787.7908 | 4867.7836 | 95760.9465 | 52764.0292 | 1436.5764 | 95013.6274 | 52338.8055 | 1360.7518 | 743.6563 | 421.5608 | 72.1617 | 3.6629 | 1573138.264 | 872480.1755 | 26919.5883 | 1532137.786 | 849046.4676 | 22541.7681 | 40558.2843 | 22991.5151 | 3935.6274 | 442.1928 | 395134.1894 | 225738.0612 | 42217.443 | 1373.5585 | 609.3941 | 15.5132 | 389338.703 | 220706.7392 | 37780.0018 | 4421.928 | 0.018074 | 0.009541 | 0.000243 | 0.40024 | 0.22743 | 0.040024 | 0.0068148 | 5000000 | scaled
DM1-9R | 39712.7994 | 5610.3478 | 31296.6441 | 2805.8076 | 14.13% | 78.81% | 7.065% | 17173.2101 | 34794.1059 | 327.0623 | 14251.9183 | 2594.2295 | 563.5603 | 29365.876 | 4864.6696 | DM1 | 0.022154 | 0.013307 | 0.0050552 | 1792579.192 | 569.4114 | 33838.6415 | 5304.7465 | 25702.4198 | 1527428.0726 | 239448.6998 | 1693839.9375 | 32259.0397 | 1405705.0558 | 255875.8424 | 972996.8211 | 15759.6356 | 821199.5465 | 136037.6392 |  | 2009 | DM1-9R | 39712.7994 | 22539.5893 | 4918.6935 | 5610.3478 | 2386.2425 | 25.9578 | 31296.6441 | 17347.5391 | 2086.9281 | 2805.8076 | 569.4114 | 242.3491 | 5.8511 | 526.9258 | 217.8585 | 1.0475 | 40.3743 | 22.3792 | 2.6922 | 2.1113 | 5304.7465 | 2710.517 | 440.0769 | 2333.5089 | 949.9758 | 4.0629 | 2716.3561 | 1505.6596 | 181.1325 | 254.8815 | 33838.6415 | 19586.7233 | 4472.7655 | 2749.913 | 1218.4082 | 20.8474 | 28539.9136 | 15819.5003 | 1903.1033 | 2548.8148 | 0.0078978 | 0.0034868 | 8.84e-05 | 0.010322 | 0.0058854 | 0.0010322 | 0.0039346 | 5000000 | scaled
DV1-3R | 3719400.381 | 3539616.446 | 174475.2336 | 5308.7008 | 95.17% | 4.691% | 0.1427% | 1995660.581 | 3660324.1409 | 111535.1964 | 69210.5304 | 1814914.853 | 203537.2371 | 144219.2856 | 3312567.6175 | DV1 | 0.19421 | 0.11154 | 0.024281 | 19151238.7546 | 205868.9218 | 163797.5725 | 3349733.886 | 1060021.6351 | 843395.7351 | 17247821.3808 | 15454061.1585 | 863709.8729 | 535954.7508 | 14054396.5256 | 2433063.4371 | 135293.7583 | 95864.3708 | 2201905.3074 |  | 2010 | DV1-3R | 3719400.381 | 1723739.8 | 59076.2401 | 3539616.446 | 1619753.913 | 37460.8972 | 174475.2336 | 98677.1868 | 16306.6421 | 5308.7008 | 205868.9218 | 94333.7254 | 2331.6847 | 205553.8026 | 94153.7694 | 2298.612 | 311.1246 | 175.9614 | 29.078 | 3.9946 | 3349733.886 | 1534819.033 | 37166.2685 | 3332820.268 | 1525043.768 | 35148.3289 | 16431.3723 | 9293.0186 | 1535.6936 | 482.246 | 163797.5725 | 94587.0421 | 19578.2869 | 1242.3757 | 556.3752 | 13.9563 | 157732.7367 | 89208.2068 | 14741.8704 | 4822.4601 | 0.020835 | 0.0097388 | 0.0002464 | 0.16594 | 0.09436 | 0.016594 | 0.0074406 | 5000000 | scaled
NO1-287F | 1627.4715 | 337.1146 | 0 | 1290.357 | 20.71% | 0% | 79.29% | 171.9979 | 332.904 | 0 | 171.9979 | 0 | 0 | 332.904 | 0 | NO1 | 0.0051894 | 0.0033968 | 0.0018474 | 313614.587 | 0.97095 | 1509.2837 | 117.2169 | 187.103 | 290839.7264 | 22587.7577 | 428483.7635 | 0 | 428483.7635 | 0 | 700751.049 | 0 | 700751.049 | 0 |  | 2011 | NO1-287F | 1627.4715 | 1455.4736 | 1294.5675 | 337.1146 | 165.1167 | 4.2105 | 0 | 0 | 0 | 1290.357 | 0.97095 | 0.97095 | 0.97095 | 0 | 0 | 0 | 0 | 0 | 0 | 0.97095 | 117.2169 | 117.2169 | 117.2169 | 0 | 0 | 0 | 0 | 0 | 0 | 117.2169 | 1509.2837 | 1337.2858 | 1176.3796 | 337.1146 | 165.1167 | 4.2105 | 0 | 0 | 0 | 1172.1691 | 0.0033822 | 0.0015896 | 4.02e-05 | 0 | 0 | 0 | 0.0018072 | 5000000 | scaled
NO1-288F | 810.3149 | 93.6092 | 0 | 716.7057 | 11.55% | 0% | 88.45% | 53.1048 | 92.5901 | 0 | 53.1048 | 0 | 0 | 92.5901 | 0 | NO1 | 0.002839 | 0.001798 | 0.0010236 | 285422.6511 | 0.5393 | 744.6696 | 65.106 | 189.9605 | 262299.9538 | 22932.7368 | 421140.1986 | 0 | 421140.1986 | 0 | 701176.9978 | 0 | 701176.9978 | 0 |  | 2012 | NO1-288F | 810.3149 | 757.2101 | 717.7248 | 93.6092 | 40.5043 | 1.019 | 0 | 0 | 0 | 716.7057 | 0.5393 | 0.5393 | 0.5393 | 0 | 0 | 0 | 0 | 0 | 0 | 0.5393 | 65.106 | 65.106 | 65.106 | 0 | 0 | 0 | 0 | 0 | 0 | 65.106 | 744.6696 | 691.5647 | 652.0794 | 93.6092 | 40.5043 | 1.019 | 0 | 0 | 0 | 651.0604 | 0.0018354 | 0.0007944 | 2e-05 | 0 | 0 | 0 | 0.0010036 | 5000000 | scaled
NO1-289F | 2475.5211 | 543.447 | 0 | 1932.0741 | 21.95% | 0% | 78.05% | 308.1365 | 537.3524 | 0 | 308.1365 | 0 | 0 | 537.3524 | 0 | NO1 | 0.0073078 | 0.0047006 | 0.002761 | 338750.5271 | 1.4538 | 2298.5563 | 175.5109 | 198.9413 | 314534.6545 | 24016.9313 | 461086.7917 | 0 | 461086.7917 | 0 | 701980.6871 | 0 | 701980.6858 | 0 |  | 2013 | NO1-289F | 2475.5211 | 2167.3846 | 1938.1687 | 543.447 | 235.3105 | 6.0946 | 0 | 0 | 0 | 1932.0741 | 1.4538 | 1.4538 | 1.4538 | 0 | 0 | 0 | 0 | 0 | 0 | 1.4538 | 175.5109 | 175.5109 | 175.5109 | 0 | 0 | 0 | 0 | 0 | 0 | 175.5109 | 2298.5563 | 1990.4198 | 1761.2039 | 543.447 | 235.3105 | 6.0946 | 0 | 0 | 0 | 1755.1093 | 0.0045976 | 0.0019904 | 5.08e-05 | 0 | 0 | 0 | 0.0027102 | 5000000 | scaled
RA1-402R | 9339337.82 | 9276378.828 | 60319.6363 | 2639.356 | 99.33% | 0.6459% | 0.02826% | 3837157.457 | 9206181.6913 | 233029.8307 | 24005.3827 | 3580122.244 | 558852.8705 | 50053.1672 | 8597275.6537 | RA1 | 0.12948 | 0.075123 | 0.01535 | 72130915.4634 | 566467.4601 | 57430.323 | 8715440.037 | 4375022.8619 | 443554.1206 | 67312338.4817 | 73242677.4766 | 4448013.6465 | 458208.5886 | 68336455.2491 | 8674779.3913 | 526594.5781 | 47163.9816 | 8101020.8317 |  | 2014 | RA1-402R | 9339337.82 | 5502180.363 | 133156.1287 | 9276378.828 | 5465564.736 | 125027.3766 | 60319.6363 | 33976.2714 | 5489.3961 | 2639.356 | 566467.4601 | 333437.6294 | 7614.5896 | 566390.0282 | 333393.1469 | 7605.7376 | 75.4459 | 42.4964 | 6.866 | 1.986 | 8715440.037 | 5135317.793 | 118164.3833 | 8709604.72 | 5131926.22 | 117415.3981 | 5595.5565 | 3151.8119 | 509.2243 | 239.7609 | 57430.323 | 33424.9403 | 7377.1558 | 384.08 | 245.3682 | 6.2409 | 54648.6339 | 30781.9631 | 4973.3058 | 2397.609 | 0.010942 | 0.0062258 | 0.0001578 | 0.11483 | 0.065187 | 0.011483 | 0.0037094 | 5000000 | scaled
RB1-427R | 6920123.965 | 6752264.495 | 159587.4198 | 8272.0502 | 97.57% | 2.306% | 0.1195% | 3397974.223 | 6763096.2697 | 204478.885 | 61428.3456 | 3132066.993 | 406308.6281 | 128442.2031 | 6228345.4388 | RB1 | 0.15381 | 0.090052 | 0.022758 | 44992782.8513 | 414435.9023 | 148446.215 | 6357241.848 | 2694550.6543 | 965157.3224 | 41333074.8765 | 39112572.5917 | 2353665.6573 | 707074.4123 | 36051832.5291 | 6899768.67 | 414519.5382 | 131037.8344 | 6354211.2978 |  | 2015 | RB1-427R | 6920123.965 | 3522149.742 | 157027.6953 | 6752264.495 | 3423972.77 | 134411.4841 | 159587.4198 | 89904.921 | 14344.1609 | 8272.0502 | 414435.9023 | 209957.0173 | 8127.2742 | 414116.5475 | 209774.3883 | 8092.9047 | 313.1303 | 176.4046 | 28.145 | 6.2245 | 6357241.848 | 3225174.855 | 128896.4092 | 6335758.36 | 3212743.841 | 126281.5163 | 20732.0493 | 11679.5751 | 1863.4542 | 751.4387 | 148446.215 | 87017.8694 | 20004.0119 | 2389.5877 | 1454.541 | 37.0631 | 138542.2402 | 78048.9413 | 12452.5617 | 7514.3871 | 0.035391 | 0.017746 | 0.0004532 | 0.10679 | 0.06068 | 0.010679 | 0.011626 | 5000000 | scaled
RB1-433R | 5946507.505 | 5905824.708 | 36655.7897 | 4027.0069 | 99.32% | 0.6164% | 0.06772% | 2513041.374 | 5853580.0385 | 148890.1956 | 14319.8749 | 2349831.303 | 347538.5695 | 29767.5461 | 5476273.9231 | RB1 | 0.15284 | 0.08926 | 0.018664 | 38906087.0791 | 352722.1803 | 36397.3368 | 5557387.988 | 2307747.8419 | 238136.0749 | 36360203.1633 | 38465726.47 | 2278979.4061 | 219186.3593 | 35967560.6963 | 4978968.4125 | 295611.1556 | 25319.8335 | 4658037.4235 |  | 2016 | RB1-433R | 5946507.505 | 3433466.131 | 92927.4665 | 5905824.708 | 3408789.346 | 85535.4807 | 36655.7897 | 20649.7787 | 3364.9788 | 4027.0069 | 352722.1803 | 203831.9847 | 5183.6108 | 352648.4158 | 203789.1068 | 5174.0872 | 70.7343 | 39.8477 | 6.4934 | 3.0302 | 5557387.988 | 3207556.685 | 81114.0649 | 5552748.015 | 3204783.053 | 80355.8839 | 4274.157 | 2407.816 | 392.365 | 365.8161 | 36397.3368 | 22077.462 | 6629.7907 | 428.2777 | 217.1863 | 5.5095 | 32310.8984 | 18202.115 | 2966.1205 | 3658.1607 | 0.02 | 0.011442 | 0.0002914 | 0.12719 | 0.072164 | 0.012719 | 0.0056538 | 5000000 | scaled
RD4-48F | 3403.154 | 1155.4728 | 0 | 2247.6812 | 33.95% | 0% | 66.05% | 652.8667 | 1142.7271 | 6.2753 | 614.3286 | 32.2628 | 11.5503 | 1071.7895 | 59.3873 | RD4 | 0.0093526 | 0.005867 | 0.0032728 | 363872.506 | 13.3926 | 3125.4176 | 264.3438 | 1431.9603 | 334176.3359 | 28264.2098 | 468772.3383 | 4505.7963 | 441101.1781 | 23165.3634 | 690670.6478 | 6981.0619 | 647795.5623 | 35894.0233 |  | 2017 | RD4-48F | 3403.154 | 2750.2873 | 2260.4269 | 1155.4728 | 502.6061 | 12.7457 | 0 | 0 | 0 | 2247.6812 | 13.3926 | 7.1173 | 1.8423 | 11.7012 | 5.4259 | 0.15095 | 0 | 0 | 0 | 1.6913 | 264.3438 | 232.0811 | 204.9565 | 60.1629 | 27.9002 | 0.77563 | 0 | 0 | 0 | 204.1809 | 3125.4176 | 2511.089 | 2053.6281 | 1083.6086 | 469.28 | 11.8191 | 0 | 0 | 0 | 2041.809 | 0.0061474 | 0.0026618 | 6.76e-05 | 0 | 0 | 0 | 0.0032052 | 5000000 | scaled
RD4-49F | 3635.3547 | 936.4904 | 0 | 2698.8643 | 25.76% | 0% | 74.24% | 534.0303 | 926.7847 | 11.743 | 461.9686 | 60.3186 | 19.6902 | 805.9496 | 101.1449 | RD4 | 0.010063 | 0.0064976 | 0.0038426 | 361266.7171 | 21.8605 | 3266.4672 | 347.0269 | 2172.4106 | 324608.1844 | 34486.1221 | 477303.0696 | 10495.6223 | 412896.1376 | 53911.3094 | 704879.5019 | 14975.6684 | 612976.5947 | 76927.2386 |  | 2018 | RD4-49F | 3635.3547 | 3101.3244 | 2708.57 | 936.4904 | 402.4601 | 9.7057 | 0 | 0 | 0 | 2698.8643 | 21.8605 | 10.1175 | 2.1703 | 19.8297 | 8.0867 | 0.13952 | 0 | 0 | 0 | 2.0308 | 347.0269 | 286.7083 | 245.882 | 101.8603 | 41.5416 | 0.71533 | 0 | 0 | 0 | 245.1667 | 3266.4672 | 2804.4986 | 2460.5176 | 814.8004 | 352.8318 | 8.8508 | 0 | 0 | 0 | 2451.6668 | 0.0062886 | 0.0027234 | 6.84e-05 | 0 | 0 | 0 | 0.0037742 | 5000000 | scaled
RD4-50F | 5284.241 | 1980.47 | 0 | 3303.771 | 37.48% | 0% | 62.52% | 1173.2271 | 1967.0956 | 86.4178 | 637.5473 | 449.262 | 139.5979 | 1103.5287 | 723.969 | RD4 | 0.012567 | 0.0080726 | 0.0047266 | 420478.7886 | 142.3771 | 4116.284 | 1025.58 | 11329.2593 | 327541.8527 | 81607.6766 | 509255.253 | 37510.8283 | 276736.1155 | 195008.309 | 701803.7115 | 49804.5408 | 393707.6381 | 258291.5329 |  | 2019 | RD4-50F | 5284.241 | 4111.014 | 3317.1454 | 1980.47 | 807.2429 | 13.3744 | 0 | 0 | 0 | 3303.771 | 142.3771 | 55.9593 | 2.7792 | 139.8911 | 53.4733 | 0.29323 | 0 | 0 | 0 | 2.486 | 1025.58 | 576.318 | 301.611 | 725.4632 | 276.2012 | 1.4942 | 0 | 0 | 0 | 300.1168 | 4116.284 | 3478.7367 | 3012.7552 | 1115.1157 | 477.5685 | 11.587 | 0 | 0 | 0 | 3001.1682 | 0.0079276 | 0.003433 | 8.7e-05 | 0 | 0 | 0 | 0.0046396 | 5000000 | scaled
SEA1-384F | 54324.7657 | 10780.9192 | 39040.9089 | 4502.9375 | 19.85% | 71.87% | 8.289% | 23625.0699 | 47034.1577 | 696.9795 | 16600.2912 | 6327.7992 | 1196.7899 | 34480.9741 | 11356.3936 | SEA1 | 0.028231 | 0.017258 | 0.0075374 | 1924322.0353 | 1224.5492 | 40957.4183 | 12142.7981 | 43376.6636 | 1450816.4293 | 430128.9424 | 1778846.9099 | 52478.9918 | 1249917.0114 | 476450.9065 | 967257.6751 | 24611.9906 | 709101.3958 | 233544.2887 |  | 2020 | SEA1-384F | 54324.7657 | 30699.6957 | 7290.608 | 10780.9192 | 4562.4493 | 184.3395 | 39040.9089 | 21634.3089 | 2603.3309 | 4502.9375 | 1224.5492 | 527.5697 | 27.7593 | 1172.761 | 497.3609 | 21.1436 | 48.3999 | 26.8205 | 3.2274 | 3.3883 | 12142.7981 | 5814.999 | 786.4045 | 8247.4555 | 3474.0388 | 144.8811 | 3486.2927 | 1931.9103 | 232.4734 | 409.0499 | 40957.4183 | 24357.127 | 6476.4442 | 1360.7027 | 591.0497 | 18.3148 | 35506.2163 | 19675.578 | 2367.6301 | 4090.4993 | 0.011533 | 0.0050096 | 0.0001528 | 0.010348 | 0.0058988 | 0.0010348 | 0.0063498 | 5000000 | scaled
TM1-10R | 3782856.779 | 3763197.491 | 17162.436 | 2496.8519 | 99.48% | 0.4537% | 0.066% | 1802194.445 | 3745977.1214 | 92626.7014 | 6801.6398 | 1702766.104 | 192629.5202 | 14131.1718 | 3539216.4289 | TM1 | 0.093421 | 0.054037 | 0.011575 | 40492660.9385 | 194338.9049 | 17727.3056 | 3570790.568 | 2080253.0582 | 189757.5876 | 38222650.2877 | 36653681.797 | 1883875.3212 | 138334.2078 | 34631472.272 | 3186092.4762 | 163838.5514 | 12019.0857 | 3010234.8387 |  | 2021 | TM1-10R | 3782856.779 | 1980662.334 | 36879.6576 | 3763197.491 | 1968537.614 | 32892.4767 | 17162.436 | 9627.8679 | 1490.329 | 2496.8519 | 194338.9049 | 101712.2035 | 1709.3847 | 194295.2978 | 101686.9157 | 1703.8824 | 41.7283 | 23.4089 | 3.6235 | 1.8788 | 3570790.568 | 1868024.464 | 31574.1391 | 3568708.479 | 1866756.868 | 31186.2175 | 1855.2735 | 1040.7805 | 161.1058 | 226.8157 | 17727.3056 | 10925.6658 | 3596.1339 | 193.7141 | 93.83 | 2.3768 | 15265.4342 | 8563.6784 | 1325.5997 | 2268.1574 | 0.010364 | 0.005406 | 0.0001372 | 0.079576 | 0.045151 | 0.0079576 | 0.0034804 | 5000000 | scaled
UP1-10 | 10829.4446 | 4787.3162 | 0 | 6042.1284 | 44.21% | 0% | 55.79% | 2654.5681 | 4638.8592 | 207.6169 | 1659.9906 | 786.9607 | 347.9595 | 2979.8353 | 1311.0644 | UP1 | 0.026285 | 0.016202 | 0.0086962 | 412000.9351 | 368.8942 | 8520.5308 | 1940.0195 | 14034.4011 | 324159.4377 | 73807.0961 | 504559.7144 | 39462.2015 | 315518.1327 | 149579.3793 | 711872.4705 | 53397.3448 | 457281.1142 | 201194.0108 |  | 2022 | UP1-10 | 10829.4446 | 8174.8765 | 6190.5854 | 4787.3162 | 2132.7481 | 148.457 | 0 | 0 | 0 | 6042.1284 | 368.8942 | 161.2774 | 20.9348 | 364.3477 | 156.7309 | 16.3883 | 0 | 0 | 0 | 4.5465 | 1940.0195 | 1153.0589 | 628.9551 | 1391.1484 | 604.1878 | 80.084 | 0 | 0 | 0 | 548.8711 | 8520.5308 | 6860.5403 | 5540.6955 | 3031.82 | 1371.8294 | 51.9847 | 0 | 0 | 0 | 5488.7108 | 0.017784 | 0.0077012 | 0.0001954 | 0 | 0 | 0 | 0.0085008 | 5000000 | scaled
835-12 | 0 | 0 | 0 | 0 | 0% | 0% | 0% | 0 | 0 | 0 | 0 | 0 | 0 | 0 | 0 | 835 | 0 | 0 | 0 | 0 | 0 | 0 | 0 | 0 | 0 | 0 | 0 | 0 | 0 | 0 | 0 | 0 | 0 | 0 |  | 2023 | 835-12 | [40 empty] | 0 | 0 | 0 |  |  |  | 0 | 5000000 | scaled
741-49F | 0 | 0 | 0 | 0 | 0% | 0% | 0% | 0 | 0 | 0 | 0 | 0 | 0 | 0 | 0 | 741 | 0 | 0 | 0 | 0 | 0 | 0 | 0 | 0 | 0 | 0 | 0 | 0 | 0 | 0 | 0 | 0 | 0 | 0 |  | 2024 | 741-49F | [40 empty] | 0 | 0 | 0 |  |  |  | 0 | 5000000 | scaled
741-42 | 0 | 0 | 0 | 0 | 0% | 0% | 0% | 0 | 0 | 0 | 0 | 0 | 0 | 0 | 0 | 741 | 0 | 0 | 0 | 0 | 0 | 0 | 0 | 0 | 0 | 0 | 0 | 0 | 0 | 0 | 0 | 0 | 0 | 0 |  | 2025 | 741-42 | [40 empty] | 0 | 0 | 0 |  |  |  | 0 | 5000000 | scaled
84-28 | 0 | 0 | 0 | 0 | 0% | 0% | 0% | 0 | 0 | 0 | 0 | 0 | 0 | 0 | 0 | 84 | 0 | 0 | 0 | 0 | 0 | 0 | 0 | 0 | 0 | 0 | 0 | 0 | 0 | 0 | 0 | 0 | 0 | 0 |  | 2026 | 84-28 | [40 empty] | 0 | 0 | 0 |  |  |  | 0 | 5000000 | scaled
840-311 | 0 | 0 | 0 | 0 | 0% | 0% | 0% | 0 | 0 | 0 | 0 | 0 | 0 | 0 | 0 | 840 | 0 | 0 | 0 | 0 | 0 | 0 | 0 | 0 | 0 | 0 | 0 | 0 | 0 | 0 | 0 | 0 | 0 | 0 |  | 2027 | 840-311 | [40 empty] | 0 | 0 | 0 |  |  |  | 0 | 5000000 | scaled
741-19F | 0 | 0 | 0 | 0 | 0% | 0% | 0% | 0 | 0 | 0 | 0 | 0 | 0 | 0 | 0 | 741 | 0 | 0 | 0 | 0 | 0 | 0 | 0 | 0 | 0 | 0 | 0 | 0 | 0 | 0 | 0 | 0 | 0 | 0 |  | 2028 | 741-19F | [40 empty] | 0 | 0 | 0 |  |  |  | 0 | 5000000 | scaled
741-48F | 0 | 0 | 0 | 0 | 0% | 0% | 0% | 0 | 0 | 0 | 0 | 0 | 0 | 0 | 0 | 741 | 0 | 0 | 0 | 0 | 0 | 0 | 0 | 0 | 0 | 0 | 0 | 0 | 0 | 0 | 0 | 0 | 0 | 0 |  | 2029 | 741-48F | [40 empty] | 0 | 0 | 0 |  |  |  | 0 | 5000000 | scaled
83-621 | 0 | 0 | 0 | 0 | 0% | 0% | 0% | 0 | 0 | 0 | 0 | 0 | 0 | 0 | 0 | 83 | 0 | 0 | 0 | 0 | 0 | 0 | 0 | 0 | 0 | 0 | 0 | 0 | 0 | 0 | 0 | 0 | 0 | 0 |  | 2030 | 83-621 | [40 empty] | 0 | 0 | 0 |  |  |  | 0 | 5000000 | scaled
743-365 | 0 | 0 | 0 | 0 | 0% | 0% | 0% | 0 | 0 | 0 | 0 | 0 | 0 | 0 | 0 | 743 | 0 | 0 | 0 | 0 | 0 | 0 | 0 | 0 | 0 | 0 | 0 | 0 | 0 | 0 | 0 | 0 | 0 | 0 |  | 2031 | 743-365 | [40 empty] | 0 | 0 | 0 |  |  |  | 0 | 5000000 | scaled
CB 853 | 0 | 0 | 0 | 0 | 0% | 0% | 0% | 0 | 0 | 0 | 0 | 0 | 0 | 0 | 0 | 853 | 0 | 0 | 0 | 0 | 0 | 0 | 0 | 0 | 0 | 0 | 0 | 0 | 0 | 0 | 0 | 0 | 0 | 0 |  | 2032 | CB 853 | [40 empty] | 0 | 0 | 0 |  |  |  | 0 | 5000000 | scaled
743-364 | 0 | 0 | 0 | 0 | 0% | 0% | 0% | 0 | 0 | 0 | 0 | 0 | 0 | 0 | 0 | 743 | 0 | 0 | 0 | 0 | 0 | 0 | 0 | 0 | 0 | 0 | 0 | 0 | 0 | 0 | 0 | 0 | 0 | 0 |  | 2033 | 743-364 | [40 empty] | 0 | 0 | 0 |  |  |  | 0 | 5000000 | scaled
743-305 | 0 | 0 | 0 | 0 | 0% | 0% | 0% | 0 | 0 | 0 | 0 | 0 | 0 | 0 | 0 | 743 | 0 | 0 | 0 | 0 | 0 | 0 | 0 | 0 | 0 | 0 | 0 | 0 | 0 | 0 | 0 | 0 | 0 | 0 |  | 2034 | 743-305 | [40 empty] | 0 | 0 | 0 |  |  |  | 0 | 5000000 | scaled
741-43 | 0 | 0 | 0 | 0 | 0% | 0% | 0% | 0 | 0 | 0 | 0 | 0 | 0 | 0 | 0 | 741 | 0 | 0 | 0 | 0 | 0 | 0 | 0 | 0 | 0 | 0 | 0 | 0 | 0 | 0 | 0 | 0 | 0 | 0 |  | 2035 | 741-43 | [40 empty] | 0 | 0 | 0 |  |  |  | 0 | 5000000 | scaled
84-29AE | 0 | 0 | 0 | 0 | 0% | 0% | 0% | 0 | 0 | 0 | 0 | 0 | 0 | 0 | 0 | 84 | 0 | 0 | 0 | 0 | 0 | 0 | 0 | 0 | 0 | 0 | 0 | 0 | 0 | 0 | 0 | 0 | 0 | 0 |  | 2036 | 84-29AE | [40 empty] | 0 | 0 | 0 |  |  |  | 0 | 5000000 | scaled
836-6 | 0 | 0 | 0 | 0 | 0% | 0% | 0% | 0 | 0 | 0 | 0 | 0 | 0 | 0 | 0 | 836 | 0 | 0 | 0 | 0 | 0 | 0 | 0 | 0 | 0 | 0 | 0 | 0 | 0 | 0 | 0 | 0 | 0 | 0 |  | 2037 | 836-6 | [40 empty] | 0 | 0 | 0 |  |  |  | 0 | 5000000 | scaled
836-7AE | 0 | 0 | 0 | 0 | 0% | 0% | 0% | 0 | 0 | 0 | 0 | 0 | 0 | 0 | 0 | 836 | 0 | 0 | 0 | 0 | 0 | 0 | 0 | 0 | 0 | 0 | 0 | 0 | 0 | 0 | 0 | 0 | 0 | 0 |  | 2038 | 836-7AE | [40 empty] | 0 | 0 | 0 |  |  |  | 0 | 5000000 | scaled
840-305F | 0 | 0 | 0 | 0 | 0% | 0% | 0% | 0 | 0 | 0 | 0 | 0 | 0 | 0 | 0 | 840 | 0 | 0 | 0 | 0 | 0 | 0 | 0 | 0 | 0 | 0 | 0 | 0 | 0 | 0 | 0 | 0 | 0 | 0 |  | 2039 | 840-305F | [40 empty] | 0 | 0 | 0 |  |  |  | 0 | 5000000 | scaled
741-50F | 0 | 0 | 0 | 0 | 0% | 0% | 0% | 0 | 0 | 0 | 0 | 0 | 0 | 0 | 0 | 741 | 0 | 0 | 0 | 0 | 0 | 0 | 0 | 0 | 0 | 0 | 0 | 0 | 0 | 0 | 0 | 0 | 0 | 0 |  | 2040 | 741-50F | [40 empty] | 0 | 0 | 0 |  |  |  | 0 | 5000000 | scaled
836-8AE | 0 | 0 | 0 | 0 | 0% | 0% | 0% | 0 | 0 | 0 | 0 | 0 | 0 | 0 | 0 | 836 | 0 | 0 | 0 | 0 | 0 | 0 | 0 | 0 | 0 | 0 | 0 | 0 | 0 | 0 | 0 | 0 | 0 | 0 |  | 2041 | 836-8AE | [40 empty] | 0 | 0 | 0 |  |  |  | 0 | 5000000 | scaled
840-306 | 0 | 0 | 0 | 0 | 0% | 0% | 0% | 0 | 0 | 0 | 0 | 0 | 0 | 0 | 0 | 840 | 0 | 0 | 0 | 0 | 0 | 0 | 0 | 0 | 0 | 0 | 0 | 0 | 0 | 0 | 0 | 0 | 0 | 0 |  | 2042 | 840-306 | [40 empty] | 0 | 0 | 0 |  |  |  | 0 | 5000000 | scaled
83-623F | 0 | 0 | 0 | 0 | 0% | 0% | 0% | 0 | 0 | 0 | 0 | 0 | 0 | 0 | 0 | 83 | 0 | 0 | 0 | 0 | 0 | 0 | 0 | 0 | 0 | 0 | 0 | 0 | 0 | 0 | 0 | 0 | 0 | 0 |  | 2043 | 83-623F | [40 empty] | 0 | 0 | 0 |  |  |  | 0 | 5000000 | scaled
741-46 | 0 | 0 | 0 | 0 | 0% | 0% | 0% | 0 | 0 | 0 | 0 | 0 | 0 | 0 | 0 | 741 | 0 | 0 | 0 | 0 | 0 | 0 | 0 | 0 | 0 | 0 | 0 | 0 | 0 | 0 | 0 | 0 | 0 | 0 |  | 2044 | 741-46 | [40 empty] | 0 | 0 | 0 |  |  |  | 0 | 5000000 | scaled
836-232 | 0 | 0 | 0 | 0 | 0% | 0% | 0% | 0 | 0 | 0 | 0 | 0 | 0 | 0 | 0 | 836 | 0 | 0 | 0 | 0 | 0 | 0 | 0 | 0 | 0 | 0 | 0 | 0 | 0 | 0 | 0 | 0 | 0 | 0 |  | 2045 | 836-232 | [40 empty] | 0 | 0 | 0 |  |  |  | 0 | 5000000 | scaled
840-309F | 0 | 0 | 0 | 0 | 0% | 0% | 0% | 0 | 0 | 0 | 0 | 0 | 0 | 0 | 0 | 840 | 0 | 0 | 0 | 0 | 0 | 0 | 0 | 0 | 0 | 0 | 0 | 0 | 0 | 0 | 0 | 0 | 0 | 0 |  | 2046 | 840-309F | [40 empty] | 0 | 0 | 0 |  |  |  | 0 | 5000000 | scaled
CB 89 | 0 | 0 | 0 | 0 | 0% | 0% | 0% | 0 | 0 | 0 | 0 | 0 | 0 | 0 | 0 | 89 | 0 | 0 | 0 | 0 | 0 | 0 | 0 | 0 | 0 | 0 | 0 | 0 | 0 | 0 | 0 | 0 | 0 | 0 |  | 2047 | CB 89 | [40 empty] | 0 | 0 | 0 |  |  |  | 0 | 5000000 | scaled
840-304F | 0 | 0 | 0 | 0 | 0% | 0% | 0% | 0 | 0 | 0 | 0 | 0 | 0 | 0 | 0 | 840 | 0 | 0 | 0 | 0 | 0 | 0 | 0 | 0 | 0 | 0 | 0 | 0 | 0 | 0 | 0 | 0 | 0 | 0 |  | 2048 | 840-304F | [40 empty] | 0 | 0 | 0 |  |  |  | 0 | 5000000 | scaled
743-306AE | 0 | 0 | 0 | 0 | 0% | 0% | 0% | 0 | 0 | 0 | 0 | 0 | 0 | 0 | 0 | 743 | 0 | 0 | 0 | 0 | 0 | 0 | 0 | 0 | 0 | 0 | 0 | 0 | 0 | 0 | 0 | 0 | 0 | 0 |  | 2049 | 743-306AE | [40 empty] | 0 | 0 | 0 |  |  |  | 0 | 5000000 | scaled
743-356 | 0 | 0 | 0 | 0 | 0% | 0% | 0% | 0 | 0 | 0 | 0 | 0 | 0 | 0 | 0 | 743 | 0 | 0 | 0 | 0 | 0 | 0 | 0 | 0 | 0 | 0 | 0 | 0 | 0 | 0 | 0 | 0 | 0 | 0 |  | 2050 | 743-356 | [40 empty] | 0 | 0 | 0 |  |  |  | 0 | 5000000 | scaled
CB 943 | 0 | 0 | 0 | 0 | 0% | 0% | 0% | 0 | 0 | 0 | 0 | 0 | 0 | 0 | 0 | 943 | 0 | 0 | 0 | 0 | 0 | 0 | 0 | 0 | 0 | 0 | 0 | 0 | 0 | 0 | 0 | 0 | 0 | 0 |  | 2051 | CB 943 | [40 empty] | 0 | 0 | 0 |  |  |  | 0 | 5000000 | scaled
836-231AE | 0 | 0 | 0 | 0 | 0% | 0% | 0% | 0 | 0 | 0 | 0 | 0 | 0 | 0 | 0 | 836 | 0 | 0 | 0 | 0 | 0 | 0 | 0 | 0 | 0 | 0 | 0 | 0 | 0 | 0 | 0 | 0 | 0 | 0 |  | 2052 | 836-231AE | [40 empty] | 0 | 0 | 0 |  |  |  | 0 | 5000000 | scaled
840-302 | 0 | 0 | 0 | 0 | 0% | 0% | 0% | 0 | 0 | 0 | 0 | 0 | 0 | 0 | 0 | 840 | 0 | 0 | 0 | 0 | 0 | 0 | 0 | 0 | 0 | 0 | 0 | 0 | 0 | 0 | 0 | 0 | 0 | 0 |  | 2053 | 840-302 | [40 empty] | 0 | 0 | 0 |  |  |  | 0 | 5000000 | scaled
CB 858 | 0 | 0 | 0 | 0 | 0% | 0% | 0% | 0 | 0 | 0 | 0 | 0 | 0 | 0 | 0 | 858 | 0 | 0 | 0 | 0 | 0 | 0 | 0 | 0 | 0 | 0 | 0 | 0 | 0 | 0 | 0 | 0 | 0 | 0 |  | 2054 | CB 858 | [40 empty] | 0 | 0 | 0 |  |  |  | 0 | 5000000 | scaled
832-991F | 0 | 0 | 0 | 0 | 0% | 0% | 0% | 0 | 0 | 0 | 0 | 0 | 0 | 0 | 0 | 832 | 0 | 0 | 0 | 0 | 0 | 0 | 0 | 0 | 0 | 0 | 0 | 0 | 0 | 0 | 0 | 0 | 0 | 0 |  | 2055 | 832-991F | [40 empty] | 0 | 0 | 0 |  |  |  | 0 | 5000000 | scaled
744-360 | 0 | 0 | 0 | 0 | 0% | 0% | 0% | 0 | 0 | 0 | 0 | 0 | 0 | 0 | 0 | 744 | 0 | 0 | 0 | 0 | 0 | 0 | 0 | 0 | 0 | 0 | 0 | 0 | 0 | 0 | 0 | 0 | 0 | 0 |  | 2056 | 744-360 | [40 empty] | 0 | 0 | 0 |  |  |  | 0 | 5000000 | scaled
832-1061F | 0 | 0 | 0 | 0 | 0% | 0% | 0% | 0 | 0 | 0 | 0 | 0 | 0 | 0 | 0 | 832 | 0 | 0 | 0 | 0 | 0 | 0 | 0 | 0 | 0 | 0 | 0 | 0 | 0 | 0 | 0 | 0 | 0 | 0 |  | 2057 | 832-1061F | [40 empty] | 0 | 0 | 0 |  |  |  | 0 | 5000000 | scaled
832-56 | 0 | 0 | 0 | 0 | 0% | 0% | 0% | 0 | 0 | 0 | 0 | 0 | 0 | 0 | 0 | 832 | 0 | 0 | 0 | 0 | 0 | 0 | 0 | 0 | 0 | 0 | 0 | 0 | 0 | 0 | 0 | 0 | 0 | 0 |  | 2058 | 832-56 | [40 empty] | 0 | 0 | 0 |  |  |  | 0 | 5000000 | scaled
CB 932 | 0 | 0 | 0 | 0 | 0% | 0% | 0% | 0 | 0 | 0 | 0 | 0 | 0 | 0 | 0 | 932 | 0 | 0 | 0 | 0 | 0 | 0 | 0 | 0 | 0 | 0 | 0 | 0 | 0 | 0 | 0 | 0 | 0 | 0 |  | 2059 | CB 932 | [40 empty] | 0 | 0 | 0 |  |  |  | 0 | 5000000 | scaled
CB 931 | 0 | 0 | 0 | 0 | 0% | 0% | 0% | 0 | 0 | 0 | 0 | 0 | 0 | 0 | 0 | 931 | 0 | 0 | 0 | 0 | 0 | 0 | 0 | 0 | 0 | 0 | 0 | 0 | 0 | 0 | 0 | 0 | 0 | 0 |  | 2060 | CB 931 | [40 empty] | 0 | 0 | 0 |  |  |  | 0 | 5000000 | scaled
CB 942 | 0 | 0 | 0 | 0 | 0% | 0% | 0% | 0 | 0 | 0 | 0 | 0 | 0 | 0 | 0 | 942 | 0 | 0 | 0 | 0 | 0 | 0 | 0 | 0 | 0 | 0 | 0 | 0 | 0 | 0 | 0 | 0 | 0 | 0 |  | 2061 | CB 942 | [40 empty] | 0 | 0 | 0 |  |  |  | 0 | 5000000 | scaled
745-34AE | 0 | 0 | 0 | 0 | 0% | 0% | 0% | 0 | 0 | 0 | 0 | 0 | 0 | 0 | 0 | 745 | 0 | 0 | 0 | 0 | 0 | 0 | 0 | 0 | 0 | 0 | 0 | 0 | 0 | 0 | 0 | 0 | 0 | 0 |  | 2062 | 745-34AE | [40 empty] | 0 | 0 | 0 |  |  |  | 0 | 5000000 | scaled
832-55 | 0 | 0 | 0 | 0 | 0% | 0% | 0% | 0 | 0 | 0 | 0 | 0 | 0 | 0 | 0 | 832 | 0 | 0 | 0 | 0 | 0 | 0 | 0 | 0 | 0 | 0 | 0 | 0 | 0 | 0 | 0 | 0 | 0 | 0 |  | 2063 | 832-55 | [40 empty] | 0 | 0 | 0 |  |  |  | 0 | 5000000 | scaled
CB 930 | 0 | 0 | 0 | 0 | 0% | 0% | 0% | 0 | 0 | 0 | 0 | 0 | 0 | 0 | 0 | 930 | 0 | 0 | 0 | 0 | 0 | 0 | 0 | 0 | 0 | 0 | 0 | 0 | 0 | 0 | 0 | 0 | 0 | 0 |  | 2064 | CB 930 | [40 empty] | 0 | 0 | 0 |  |  |  | 0 | 5000000 | scaled
CB 901 | 0 | 0 | 0 | 0 | 0% | 0% | 0% | 0 | 0 | 0 | 0 | 0 | 0 | 0 | 0 | 901 | 0 | 0 | 0 | 0 | 0 | 0 | 0 | 0 | 0 | 0 | 0 | 0 | 0 | 0 | 0 | 0 | 0 | 0 |  | 2065 | CB 901 | [40 empty] | 0 | 0 | 0 |  |  |  | 0 | 5000000 | scaled
CB 926 | 0 | 0 | 0 | 0 | 0% | 0% | 0% | 0 | 0 | 0 | 0 | 0 | 0 | 0 | 0 | 926 | 0 | 0 | 0 | 0 | 0 | 0 | 0 | 0 | 0 | 0 | 0 | 0 | 0 | 0 | 0 | 0 | 0 | 0 |  | 2066 | CB 926 | [40 empty] | 0 | 0 | 0 |  |  |  | 0 | 5000000 | scaled
CB 925 | 0 | 0 | 0 | 0 | 0% | 0% | 0% | 0 | 0 | 0 | 0 | 0 | 0 | 0 | 0 | 925 | 0 | 0 | 0 | 0 | 0 | 0 | 0 | 0 | 0 | 0 | 0 | 0 | 0 | 0 | 0 | 0 | 0 | 0 |  | 2067 | CB 925 | [40 empty] | 0 | 0 | 0 |  |  |  | 0 | 5000000 | scaled
CB 924 | 0 | 0 | 0 | 0 | 0% | 0% | 0% | 0 | 0 | 0 | 0 | 0 | 0 | 0 | 0 | 924 | 0 | 0 | 0 | 0 | 0 | 0 | 0 | 0 | 0 | 0 | 0 | 0 | 0 | 0 | 0 | 0 | 0 | 0 |  | 2068 | CB 924 | [40 empty] | 0 | 0 | 0 |  |  |  | 0 | 5000000 | scaled
745-33 | 0 | 0 | 0 | 0 | 0% | 0% | 0% | 0 | 0 | 0 | 0 | 0 | 0 | 0 | 0 | 745 | 0 | 0 | 0 | 0 | 0 | 0 | 0 | 0 | 0 | 0 | 0 | 0 | 0 | 0 | 0 | 0 | 0 | 0 |  | 2069 | 745-33 | [40 empty] | 0 | 0 | 0 |  |  |  | 0 | 5000000 | scaled
CB 923 | 0 | 0 | 0 | 0 | 0% | 0% | 0% | 0 | 0 | 0 | 0 | 0 | 0 | 0 | 0 | 923 | 0 | 0 | 0 | 0 | 0 | 0 | 0 | 0 | 0 | 0 | 0 | 0 | 0 | 0 | 0 | 0 | 0 | 0 |  | 2070 | CB 923 | [40 empty] | 0 | 0 | 0 |  |  |  | 0 | 5000000 | scaled
CB 922 | 0 | 0 | 0 | 0 | 0% | 0% | 0% | 0 | 0 | 0 | 0 | 0 | 0 | 0 | 0 | 922 | 0 | 0 | 0 | 0 | 0 | 0 | 0 | 0 | 0 | 0 | 0 | 0 | 0 | 0 | 0 | 0 | 0 | 0 |  | 2071 | CB 922 | [40 empty] | 0 | 0 | 0 |  |  |  | 0 | 5000000 | scaled
CB 933 | 0 | 0 | 0 | 0 | 0% | 0% | 0% | 0 | 0 | 0 | 0 | 0 | 0 | 0 | 0 | 933 | 0 | 0 | 0 | 0 | 0 | 0 | 0 | 0 | 0 | 0 | 0 | 0 | 0 | 0 | 0 | 0 | 0 | 0 |  | 2072 | CB 933 | [40 empty] | 0 | 0 | 0 |  |  |  | 0 | 5000000 | scaled
CB 934 | 0 | 0 | 0 | 0 | 0% | 0% | 0% | 0 | 0 | 0 | 0 | 0 | 0 | 0 | 0 | 934 | 0 | 0 | 0 | 0 | 0 | 0 | 0 | 0 | 0 | 0 | 0 | 0 | 0 | 0 | 0 | 0 | 0 | 0 |  | 2073 | CB 934 | [40 empty] | 0 | 0 | 0 |  |  |  | 0 | 5000000 | scaled
CB 935 | 0 | 0 | 0 | 0 | 0% | 0% | 0% | 0 | 0 | 0 | 0 | 0 | 0 | 0 | 0 | 935 | 0 | 0 | 0 | 0 | 0 | 0 | 0 | 0 | 0 | 0 | 0 | 0 | 0 | 0 | 0 | 0 | 0 | 0 |  | 2074 | CB 935 | [40 empty] | 0 | 0 | 0 |  |  |  | 0 | 5000000 | scaled
CB 936 | 0 | 0 | 0 | 0 | 0% | 0% | 0% | 0 | 0 | 0 | 0 | 0 | 0 | 0 | 0 | 936 | 0 | 0 | 0 | 0 | 0 | 0 | 0 | 0 | 0 | 0 | 0 | 0 | 0 | 0 | 0 | 0 | 0 | 0 |  | 2075 | CB 936 | [40 empty] | 0 | 0 | 0 |  |  |  | 0 | 5000000 | scaled
CB 937 | 0 | 0 | 0 | 0 | 0% | 0% | 0% | 0 | 0 | 0 | 0 | 0 | 0 | 0 | 0 | 937 | 0 | 0 | 0 | 0 | 0 | 0 | 0 | 0 | 0 | 0 | 0 | 0 | 0 | 0 | 0 | 0 | 0 | 0 |  | 2076 | CB 937 | [40 empty] | 0 | 0 | 0 |  |  |  | 0 | 5000000 | scaled
834-885 | 0 | 0 | 0 | 0 | 0% | 0% | 0% | 0 | 0 | 0 | 0 | 0 | 0 | 0 | 0 | 834 | 0 | 0 | 0 | 0 | 0 | 0 | 0 | 0 | 0 | 0 | 0 | 0 | 0 | 0 | 0 | 0 | 0 | 0 |  | 2077 | 834-885 | [40 empty] | 0 | 0 | 0 |  |  |  | 0 | 5000000 | scaled
834-884 | 0 | 0 | 0 | 0 | 0% | 0% | 0% | 0 | 0 | 0 | 0 | 0 | 0 | 0 | 0 | 834 | 0 | 0 | 0 | 0 | 0 | 0 | 0 | 0 | 0 | 0 | 0 | 0 | 0 | 0 | 0 | 0 | 0 | 0 |  | 2078 | 834-884 | [40 empty] | 0 | 0 | 0 |  |  |  | 0 | 5000000 | scaled
746-364 | 0 | 0 | 0 | 0 | 0% | 0% | 0% | 0 | 0 | 0 | 0 | 0 | 0 | 0 | 0 | 746 | 0 | 0 | 0 | 0 | 0 | 0 | 0 | 0 | 0 | 0 | 0 | 0 | 0 | 0 | 0 | 0 | 0 | 0 |  | 2079 | 746-364 | [40 empty] | 0 | 0 | 0 |  |  |  | 0 | 5000000 | scaled
834-430F | 0 | 0 | 0 | 0 | 0% | 0% | 0% | 0 | 0 | 0 | 0 | 0 | 0 | 0 | 0 | 834 | 0 | 0 | 0 | 0 | 0 | 0 | 0 | 0 | 0 | 0 | 0 | 0 | 0 | 0 | 0 | 0 | 0 | 0 |  | 2080 | 834-430F | [40 empty] | 0 | 0 | 0 |  |  |  | 0 | 5000000 | scaled
834-424F | 0 | 0 | 0 | 0 | 0% | 0% | 0% | 0 | 0 | 0 | 0 | 0 | 0 | 0 | 0 | 834 | 0 | 0 | 0 | 0 | 0 | 0 | 0 | 0 | 0 | 0 | 0 | 0 | 0 | 0 | 0 | 0 | 0 | 0 |  | 2081 | 834-424F | [40 empty] | 0 | 0 | 0 |  |  |  | 0 | 5000000 | scaled
834-423F | 0 | 0 | 0 | 0 | 0% | 0% | 0% | 0 | 0 | 0 | 0 | 0 | 0 | 0 | 0 | 834 | 0 | 0 | 0 | 0 | 0 | 0 | 0 | 0 | 0 | 0 | 0 | 0 | 0 | 0 | 0 | 0 | 0 | 0 |  | 2082 | 834-423F | [40 empty] | 0 | 0 | 0 |  |  |  | 0 | 5000000 | scaled
CB 940 | 0 | 0 | 0 | 0 | 0% | 0% | 0% | 0 | 0 | 0 | 0 | 0 | 0 | 0 | 0 | 940 | 0 | 0 | 0 | 0 | 0 | 0 | 0 | 0 | 0 | 0 | 0 | 0 | 0 | 0 | 0 | 0 | 0 | 0 |  | 2083 | CB 940 | [40 empty] | 0 | 0 | 0 |  |  |  | 0 | 5000000 | scaled
834-422 | 0 | 0 | 0 | 0 | 0% | 0% | 0% | 0 | 0 | 0 | 0 | 0 | 0 | 0 | 0 | 834 | 0 | 0 | 0 | 0 | 0 | 0 | 0 | 0 | 0 | 0 | 0 | 0 | 0 | 0 | 0 | 0 | 0 | 0 |  | 2084 | 834-422 | [40 empty] | 0 | 0 | 0 |  |  |  | 0 | 5000000 | scaled
745-35 | 0 | 0 | 0 | 0 | 0% | 0% | 0% | 0 | 0 | 0 | 0 | 0 | 0 | 0 | 0 | 745 | 0 | 0 | 0 | 0 | 0 | 0 | 0 | 0 | 0 | 0 | 0 | 0 | 0 | 0 | 0 | 0 | 0 | 0 |  | 2085 | 745-35 | [40 empty] | 0 | 0 | 0 |  |  |  | 0 | 5000000 | scaled
745-41 | 0 | 0 | 0 | 0 | 0% | 0% | 0% | 0 | 0 | 0 | 0 | 0 | 0 | 0 | 0 | 745 | 0 | 0 | 0 | 0 | 0 | 0 | 0 | 0 | 0 | 0 | 0 | 0 | 0 | 0 | 0 | 0 | 0 | 0 |  | 2086 | 745-41 | [40 empty] | 0 | 0 | 0 |  |  |  | 0 | 5000000 | scaled
CB 941 | 0 | 0 | 0 | 0 | 0% | 0% | 0% | 0 | 0 | 0 | 0 | 0 | 0 | 0 | 0 | 941 | 0 | 0 | 0 | 0 | 0 | 0 | 0 | 0 | 0 | 0 | 0 | 0 | 0 | 0 | 0 | 0 | 0 | 0 |  | 2087 | CB 941 | [40 empty] | 0 | 0 | 0 |  |  |  | 0 | 5000000 | scaled
832-993F | 0 | 0 | 0 | 0 | 0% | 0% | 0% | 0 | 0 | 0 | 0 | 0 | 0 | 0 | 0 | 832 | 0 | 0 | 0 | 0 | 0 | 0 | 0 | 0 | 0 | 0 | 0 | 0 | 0 | 0 | 0 | 0 | 0 | 0 |  | 2088 | 832-993F | [40 empty] | 0 | 0 | 0 |  |  |  | 0 | 5000000 | scaled
745-274 | 0 | 0 | 0 | 0 | 0% | 0% | 0% | 0 | 0 | 0 | 0 | 0 | 0 | 0 | 0 | 745 | 0 | 0 | 0 | 0 | 0 | 0 | 0 | 0 | 0 | 0 | 0 | 0 | 0 | 0 | 0 | 0 | 0 | 0 |  | 2089 | 745-274 | [40 empty] | 0 | 0 | 0 |  |  |  | 0 | 5000000 | scaled
745-273F | 0 | 0 | 0 | 0 | 0% | 0% | 0% | 0 | 0 | 0 | 0 | 0 | 0 | 0 | 0 | 745 | 0 | 0 | 0 | 0 | 0 | 0 | 0 | 0 | 0 | 0 | 0 | 0 | 0 | 0 | 0 | 0 | 0 | 0 |  | 2090 | 745-273F | [40 empty] | 0 | 0 | 0 |  |  |  | 0 | 5000000 | scaled
832-1060 | 0 | 0 | 0 | 0 | 0% | 0% | 0% | 0 | 0 | 0 | 0 | 0 | 0 | 0 | 0 | 832 | 0 | 0 | 0 | 0 | 0 | 0 | 0 | 0 | 0 | 0 | 0 | 0 | 0 | 0 | 0 | 0 | 0 | 0 |  | 2091 | 832-1060 | [40 empty] | 0 | 0 | 0 |  |  |  | 0 | 5000000 | scaled
745-100F | 0 | 0 | 0 | 0 | 0% | 0% | 0% | 0 | 0 | 0 | 0 | 0 | 0 | 0 | 0 | 745 | 0 | 0 | 0 | 0 | 0 | 0 | 0 | 0 | 0 | 0 | 0 | 0 | 0 | 0 | 0 | 0 | 0 | 0 |  | 2092 | 745-100F | [40 empty] | 0 | 0 | 0 |  |  |  | 0 | 5000000 | scaled
83-624F | 0 | 0 | 0 | 0 | 0% | 0% | 0% | 0 | 0 | 0 | 0 | 0 | 0 | 0 | 0 | 83 | 0 | 0 | 0 | 0 | 0 | 0 | 0 | 0 | 0 | 0 | 0 | 0 | 0 | 0 | 0 | 0 | 0 | 0 |  | 2093 | 83-624F | [40 empty] | 0 | 0 | 0 |  |  |  | 0 | 5000000 | scaled
CB 903 | 0 | 0 | 0 | 0 | 0% | 0% | 0% | 0 | 0 | 0 | 0 | 0 | 0 | 0 | 0 | 903 | 0 | 0 | 0 | 0 | 0 | 0 | 0 | 0 | 0 | 0 | 0 | 0 | 0 | 0 | 0 | 0 | 0 | 0 |  | 2094 | CB 903 | [40 empty] | 0 | 0 | 0 |  |  |  | 0 | 5000000 | scaled
830-620 | 0 | 0 | 0 | 0 | 0% | 0% | 0% | 0 | 0 | 0 | 0 | 0 | 0 | 0 | 0 | 830 | 0 | 0 | 0 | 0 | 0 | 0 | 0 | 0 | 0 | 0 | 0 | 0 | 0 | 0 | 0 | 0 | 0 | 0 |  | 2095 | 830-620 | [40 empty] | 0 | 0 | 0 |  |  |  | 0 | 5000000 | scaled
CB 904 | 0 | 0 | 0 | 0 | 0% | 0% | 0% | 0 | 0 | 0 | 0 | 0 | 0 | 0 | 0 | 904 | 0 | 0 | 0 | 0 | 0 | 0 | 0 | 0 | 0 | 0 | 0 | 0 | 0 | 0 | 0 | 0 | 0 | 0 |  | 2096 | CB 904 | [40 empty] | 0 | 0 | 0 |  |  |  | 0 | 5000000 | scaled
CB 905 | 0 | 0 | 0 | 0 | 0% | 0% | 0% | 0 | 0 | 0 | 0 | 0 | 0 | 0 | 0 | 905 | 0 | 0 | 0 | 0 | 0 | 0 | 0 | 0 | 0 | 0 | 0 | 0 | 0 | 0 | 0 | 0 | 0 | 0 |  | 2097 | CB 905 | [40 empty] | 0 | 0 | 0 |  |  |  | 0 | 5000000 | scaled
CB 908 | 0 | 0 | 0 | 0 | 0% | 0% | 0% | 0 | 0 | 0 | 0 | 0 | 0 | 0 | 0 | 908 | 0 | 0 | 0 | 0 | 0 | 0 | 0 | 0 | 0 | 0 | 0 | 0 | 0 | 0 | 0 | 0 | 0 | 0 |  | 2098 | CB 908 | [40 empty] | 0 | 0 | 0 |  |  |  | 0 | 5000000 | scaled
744-361F | 0 | 0 | 0 | 0 | 0% | 0% | 0% | 0 | 0 | 0 | 0 | 0 | 0 | 0 | 0 | 744 | 0 | 0 | 0 | 0 | 0 | 0 | 0 | 0 | 0 | 0 | 0 | 0 | 0 | 0 | 0 | 0 | 0 | 0 |  | 2099 | 744-361F | [40 empty] | 0 | 0 | 0 |  |  |  | 0 | 5000000 | scaled
CB 909 | 0 | 0 | 0 | 0 | 0% | 0% | 0% | 0 | 0 | 0 | 0 | 0 | 0 | 0 | 0 | 909 | 0 | 0 | 0 | 0 | 0 | 0 | 0 | 0 | 0 | 0 | 0 | 0 | 0 | 0 | 0 | 0 | 0 | 0 |  | 2100 | CB 909 | [40 empty] | 0 | 0 | 0 |  |  |  | 0 | 5000000 | scaled
830-621F | 0 | 0 | 0 | 0 | 0% | 0% | 0% | 0 | 0 | 0 | 0 | 0 | 0 | 0 | 0 | 830 | 0 | 0 | 0 | 0 | 0 | 0 | 0 | 0 | 0 | 0 | 0 | 0 | 0 | 0 | 0 | 0 | 0 | 0 |  | 2101 | 830-621F | [40 empty] | 0 | 0 | 0 |  |  |  | 0 | 5000000 | scaled
832-990 | 0 | 0 | 0 | 0 | 0% | 0% | 0% | 0 | 0 | 0 | 0 | 0 | 0 | 0 | 0 | 832 | 0 | 0 | 0 | 0 | 0 | 0 | 0 | 0 | 0 | 0 | 0 | 0 | 0 | 0 | 0 | 0 | 0 | 0 |  | 2102 | 832-990 | [40 empty] | 0 | 0 | 0 |  |  |  | 0 | 5000000 | scaled
830-623F | 0 | 0 | 0 | 0 | 0% | 0% | 0% | 0 | 0 | 0 | 0 | 0 | 0 | 0 | 0 | 830 | 0 | 0 | 0 | 0 | 0 | 0 | 0 | 0 | 0 | 0 | 0 | 0 | 0 | 0 | 0 | 0 | 0 | 0 |  | 2103 | 830-623F | [40 empty] | 0 | 0 | 0 |  |  |  | 0 | 5000000 | scaled
831-1749 | 0 | 0 | 0 | 0 | 0% | 0% | 0% | 0 | 0 | 0 | 0 | 0 | 0 | 0 | 0 | 831 | 0 | 0 | 0 | 0 | 0 | 0 | 0 | 0 | 0 | 0 | 0 | 0 | 0 | 0 | 0 | 0 | 0 | 0 |  | 2104 | 831-1749 | [40 empty] | 0 | 0 | 0 |  |  |  | 0 | 5000000 | scaled
CB 910 | 0 | 0 | 0 | 0 | 0% | 0% | 0% | 0 | 0 | 0 | 0 | 0 | 0 | 0 | 0 | 910 | 0 | 0 | 0 | 0 | 0 | 0 | 0 | 0 | 0 | 0 | 0 | 0 | 0 | 0 | 0 | 0 | 0 | 0 |  | 2105 | CB 910 | [40 empty] | 0 | 0 | 0 |  |  |  | 0 | 5000000 | scaled
831-1750F | 0 | 0 | 0 | 0 | 0% | 0% | 0% | 0 | 0 | 0 | 0 | 0 | 0 | 0 | 0 | 831 | 0 | 0 | 0 | 0 | 0 | 0 | 0 | 0 | 0 | 0 | 0 | 0 | 0 | 0 | 0 | 0 | 0 | 0 |  | 2106 | 831-1750F | [40 empty] | 0 | 0 | 0 |  |  |  | 0 | 5000000 | scaled
831-63 | 0 | 0 | 0 | 0 | 0% | 0% | 0% | 0 | 0 | 0 | 0 | 0 | 0 | 0 | 0 | 831 | 0 | 0 | 0 | 0 | 0 | 0 | 0 | 0 | 0 | 0 | 0 | 0 | 0 | 0 | 0 | 0 | 0 | 0 |  | 2107 | 831-63 | [40 empty] | 0 | 0 | 0 |  |  |  | 0 | 5000000 | scaled
832-1059F | 0 | 0 | 0 | 0 | 0% | 0% | 0% | 0 | 0 | 0 | 0 | 0 | 0 | 0 | 0 | 832 | 0 | 0 | 0 | 0 | 0 | 0 | 0 | 0 | 0 | 0 | 0 | 0 | 0 | 0 | 0 | 0 | 0 | 0 |  | 2108 | 832-1059F | [40 empty] | 0 | 0 | 0 |  |  |  | 0 | 5000000 | scaled
831-65 | 0 | 0 | 0 | 0 | 0% | 0% | 0% | 0 | 0 | 0 | 0 | 0 | 0 | 0 | 0 | 831 | 0 | 0 | 0 | 0 | 0 | 0 | 0 | 0 | 0 | 0 | 0 | 0 | 0 | 0 | 0 | 0 | 0 | 0 |  | 2109 | 831-65 | [40 empty] | 0 | 0 | 0 |  |  |  | 0 | 5000000 | scaled
745-106 | 0 | 0 | 0 | 0 | 0% | 0% | 0% | 0 | 0 | 0 | 0 | 0 | 0 | 0 | 0 | 745 | 0 | 0 | 0 | 0 | 0 | 0 | 0 | 0 | 0 | 0 | 0 | 0 | 0 | 0 | 0 | 0 | 0 | 0 |  | 2110 | 745-106 | [40 empty] | 0 | 0 | 0 |  |  |  | 0 | 5000000 | scaled
740-871F | 0 | 0 | 0 | 0 | 0% | 0% | 0% | 0 | 0 | 0 | 0 | 0 | 0 | 0 | 0 | 740 | 0 | 0 | 0 | 0 | 0 | 0 | 0 | 0 | 0 | 0 | 0 | 0 | 0 | 0 | 0 | 0 | 0 | 0 |  | 2111 | 740-871F | [40 empty] | 0 | 0 | 0 |  |  |  | 0 | 5000000 | scaled
CB 912 | 0 | 0 | 0 | 0 | 0% | 0% | 0% | 0 | 0 | 0 | 0 | 0 | 0 | 0 | 0 | 912 | 0 | 0 | 0 | 0 | 0 | 0 | 0 | 0 | 0 | 0 | 0 | 0 | 0 | 0 | 0 | 0 | 0 | 0 |  | 2112 | CB 912 | [40 empty] | 0 | 0 | 0 |  |  |  | 0 | 5000000 | scaled
745-271F | 0 | 0 | 0 | 0 | 0% | 0% | 0% | 0 | 0 | 0 | 0 | 0 | 0 | 0 | 0 | 745 | 0 | 0 | 0 | 0 | 0 | 0 | 0 | 0 | 0 | 0 | 0 | 0 | 0 | 0 | 0 | 0 | 0 | 0 |  | 2113 | 745-271F | [40 empty] | 0 | 0 | 0 |  |  |  | 0 | 5000000 | scaled
CB 913 | 0 | 0 | 0 | 0 | 0% | 0% | 0% | 0 | 0 | 0 | 0 | 0 | 0 | 0 | 0 | 913 | 0 | 0 | 0 | 0 | 0 | 0 | 0 | 0 | 0 | 0 | 0 | 0 | 0 | 0 | 0 | 0 | 0 | 0 |  | 2114 | CB 913 | [40 empty] | 0 | 0 | 0 |  |  |  | 0 | 5000000 | scaled
835-1073 | 0 | 0 | 0 | 0 | 0% | 0% | 0% | 0 | 0 | 0 | 0 | 0 | 0 | 0 | 0 | 835 | 0 | 0 | 0 | 0 | 0 | 0 | 0 | 0 | 0 | 0 | 0 | 0 | 0 | 0 | 0 | 0 | 0 | 0 |  | 2115 | 835-1073 | [40 empty] | 0 | 0 | 0 |  |  |  | 0 | 5000000 | scaled
CB 915 | 0 | 0 | 0 | 0 | 0% | 0% | 0% | 0 | 0 | 0 | 0 | 0 | 0 | 0 | 0 | 915 | 0 | 0 | 0 | 0 | 0 | 0 | 0 | 0 | 0 | 0 | 0 | 0 | 0 | 0 | 0 | 0 | 0 | 0 |  | 2116 | CB 915 | [40 empty] | 0 | 0 | 0 |  |  |  | 0 | 5000000 | scaled
CB 916 | 0 | 0 | 0 | 0 | 0% | 0% | 0% | 0 | 0 | 0 | 0 | 0 | 0 | 0 | 0 | 916 | 0 | 0 | 0 | 0 | 0 | 0 | 0 | 0 | 0 | 0 | 0 | 0 | 0 | 0 | 0 | 0 | 0 | 0 |  | 2117 | CB 916 | [40 empty] | 0 | 0 | 0 |  |  |  | 0 | 5000000 | scaled
745-272F | 0 | 0 | 0 | 0 | 0% | 0% | 0% | 0 | 0 | 0 | 0 | 0 | 0 | 0 | 0 | 745 | 0 | 0 | 0 | 0 | 0 | 0 | 0 | 0 | 0 | 0 | 0 | 0 | 0 | 0 | 0 | 0 | 0 | 0 |  | 2118 | 745-272F | [40 empty] | 0 | 0 | 0 |  |  |  | 0 | 5000000 | scaled
831-66 | 0 | 0 | 0 | 0 | 0% | 0% | 0% | 0 | 0 | 0 | 0 | 0 | 0 | 0 | 0 | 831 | 0 | 0 | 0 | 0 | 0 | 0 | 0 | 0 | 0 | 0 | 0 | 0 | 0 | 0 | 0 | 0 | 0 | 0 |  | 2119 | 831-66 | [40 empty] | 0 | 0 | 0 |  |  |  | 0 | 5000000 | scaled
CB 917 | 0 | 0 | 0 | 0 | 0% | 0% | 0% | 0 | 0 | 0 | 0 | 0 | 0 | 0 | 0 | 917 | 0 | 0 | 0 | 0 | 0 | 0 | 0 | 0 | 0 | 0 | 0 | 0 | 0 | 0 | 0 | 0 | 0 | 0 |  | 2120 | CB 917 | [40 empty] | 0 | 0 | 0 |  |  |  | 0 | 5000000 | scaled
832-1058F | 0 | 0 | 0 | 0 | 0% | 0% | 0% | 0 | 0 | 0 | 0 | 0 | 0 | 0 | 0 | 832 | 0 | 0 | 0 | 0 | 0 | 0 | 0 | 0 | 0 | 0 | 0 | 0 | 0 | 0 | 0 | 0 | 0 | 0 |  | 2121 | 832-1058F | [40 empty] | 0 | 0 | 0 |  |  |  | 0 | 5000000 | scaled
CB 921 | 0 | 0 | 0 | 0 | 0% | 0% | 0% | 0 | 0 | 0 | 0 | 0 | 0 | 0 | 0 | 921 | 0 | 0 | 0 | 0 | 0 | 0 | 0 | 0 | 0 | 0 | 0 | 0 | 0 | 0 | 0 | 0 | 0 | 0 |  | 2122 | CB 921 | [40 empty] | 0 | 0 | 0 |  |  |  | 0 | 5000000 | scaled
744-362F | 0 | 0 | 0 | 0 | 0% | 0% | 0% | 0 | 0 | 0 | 0 | 0 | 0 | 0 | 0 | 744 | 0 | 0 | 0 | 0 | 0 | 0 | 0 | 0 | 0 | 0 | 0 | 0 | 0 | 0 | 0 | 0 | 0 | 0 |  | 2123 | 744-362F | [40 empty] | 0 | 0 | 0 |  |  |  | 0 | 5000000 | scaled
756-47 | 0 | 0 | 0 | 0 | 0% | 0% | 0% | 0 | 0 | 0 | 0 | 0 | 0 | 0 | 0 | 756 | 0 | 0 | 0 | 0 | 0 | 0 | 0 | 0 | 0 | 0 | 0 | 0 | 0 | 0 | 0 | 0 | 0 | 0 |  | 2124 | 756-47 | [40 empty] | 0 | 0 | 0 |  |  |  | 0 | 5000000 | scaled
740-870F | 0 | 0 | 0 | 0 | 0% | 0% | 0% | 0 | 0 | 0 | 0 | 0 | 0 | 0 | 0 | 740 | 0 | 0 | 0 | 0 | 0 | 0 | 0 | 0 | 0 | 0 | 0 | 0 | 0 | 0 | 0 | 0 | 0 | 0 |  | 2125 | 740-870F | [40 empty] | 0 | 0 | 0 |  |  |  | 0 | 5000000 | scaled
851-38F | 0 | 0 | 0 | 0 | 0% | 0% | 0% | 0 | 0 | 0 | 0 | 0 | 0 | 0 | 0 | 851 | 0 | 0 | 0 | 0 | 0 | 0 | 0 | 0 | 0 | 0 | 0 | 0 | 0 | 0 | 0 | 0 | 0 | 0 |  | 2126 | 851-38F | [40 empty] | 0 | 0 | 0 |  |  |  | 0 | 5000000 | scaled
735-278F | 0 | 0 | 0 | 0 | 0% | 0% | 0% | 0 | 0 | 0 | 0 | 0 | 0 | 0 | 0 | 735 | 0 | 0 | 0 | 0 | 0 | 0 | 0 | 0 | 0 | 0 | 0 | 0 | 0 | 0 | 0 | 0 | 0 | 0 |  | 2127 | 735-278F | [40 empty] | 0 | 0 | 0 |  |  |  | 0 | 5000000 | scaled
854-807 | 0 | 0 | 0 | 0 | 0% | 0% | 0% | 0 | 0 | 0 | 0 | 0 | 0 | 0 | 0 | 854 | 0 | 0 | 0 | 0 | 0 | 0 | 0 | 0 | 0 | 0 | 0 | 0 | 0 | 0 | 0 | 0 | 0 | 0 |  | 2128 | 854-807 | [40 empty] | 0 | 0 | 0 |  |  |  | 0 | 5000000 | scaled
854-808 | 0 | 0 | 0 | 0 | 0% | 0% | 0% | 0 | 0 | 0 | 0 | 0 | 0 | 0 | 0 | 854 | 0 | 0 | 0 | 0 | 0 | 0 | 0 | 0 | 0 | 0 | 0 | 0 | 0 | 0 | 0 | 0 | 0 | 0 |  | 2129 | 854-808 | [40 empty] | 0 | 0 | 0 |  |  |  | 0 | 5000000 | scaled
735-277 | 0 | 0 | 0 | 0 | 0% | 0% | 0% | 0 | 0 | 0 | 0 | 0 | 0 | 0 | 0 | 735 | 0 | 0 | 0 | 0 | 0 | 0 | 0 | 0 | 0 | 0 | 0 | 0 | 0 | 0 | 0 | 0 | 0 | 0 |  | 2130 | 735-277 | [40 empty] | 0 | 0 | 0 |  |  |  | 0 | 5000000 | scaled
854-809F | 0 | 0 | 0 | 0 | 0% | 0% | 0% | 0 | 0 | 0 | 0 | 0 | 0 | 0 | 0 | 854 | 0 | 0 | 0 | 0 | 0 | 0 | 0 | 0 | 0 | 0 | 0 | 0 | 0 | 0 | 0 | 0 | 0 | 0 |  | 2131 | 854-809F | [40 empty] | 0 | 0 | 0 |  |  |  | 0 | 5000000 | scaled
735-276F | 0 | 0 | 0 | 0 | 0% | 0% | 0% | 0 | 0 | 0 | 0 | 0 | 0 | 0 | 0 | 735 | 0 | 0 | 0 | 0 | 0 | 0 | 0 | 0 | 0 | 0 | 0 | 0 | 0 | 0 | 0 | 0 | 0 | 0 |  | 2132 | 735-276F | [40 empty] | 0 | 0 | 0 |  |  |  | 0 | 5000000 | scaled
CB YS1 | 0 | 0 | 0 | 0 | 0% | 0% | 0% | 0 | 0 | 0 | 0 | 0 | 0 | 0 | 0 | YS1 | 0 | 0 | 0 | 0 | 0 | 0 | 0 | 0 | 0 | 0 | 0 | 0 | 0 | 0 | 0 | 0 | 0 | 0 |  | 2133 | CB YS1 | [40 empty] | 0 | 0 | 0 |  |  |  | 0 | 5000000 | scaled
CB 796 | 0 | 0 | 0 | 0 | 0% | 0% | 0% | 0 | 0 | 0 | 0 | 0 | 0 | 0 | 0 | 796 | 0 | 0 | 0 | 0 | 0 | 0 | 0 | 0 | 0 | 0 | 0 | 0 | 0 | 0 | 0 | 0 | 0 | 0 |  | 2134 | CB 796 | [40 empty] | 0 | 0 | 0 |  |  |  | 0 | 5000000 | scaled
NO1-286 | 0 | 0 | 0 | 0 | 0% | 0% | 0% | 0 | 0 | 0 | 0 | 0 | 0 | 0 | 0 | NO1 | 0 | 0 | 0 | 0 | 0 | 0 | 0 | 0 | 0 | 0 | 0 | 0 | 0 | 0 | 0 | 0 | 0 | 0 |  | 2135 | NO1-286 | [40 empty] | 0 | 0 | 0 |  |  |  | 0 | 5000000 | scaled
CB 794 | 0 | 0 | 0 | 0 | 0% | 0% | 0% | 0 | 0 | 0 | 0 | 0 | 0 | 0 | 0 | 794 | 0 | 0 | 0 | 0 | 0 | 0 | 0 | 0 | 0 | 0 | 0 | 0 | 0 | 0 | 0 | 0 | 0 | 0 |  | 2136 | CB 794 | [40 empty] | 0 | 0 | 0 |  |  |  | 0 | 5000000 | scaled
854-811F | 0 | 0 | 0 | 0 | 0% | 0% | 0% | 0 | 0 | 0 | 0 | 0 | 0 | 0 | 0 | 854 | 0 | 0 | 0 | 0 | 0 | 0 | 0 | 0 | 0 | 0 | 0 | 0 | 0 | 0 | 0 | 0 | 0 | 0 |  | 2137 | 854-811F | [40 empty] | 0 | 0 | 0 |  |  |  | 0 | 5000000 | scaled
854-812F | 0 | 0 | 0 | 0 | 0% | 0% | 0% | 0 | 0 | 0 | 0 | 0 | 0 | 0 | 0 | 854 | 0 | 0 | 0 | 0 | 0 | 0 | 0 | 0 | 0 | 0 | 0 | 0 | 0 | 0 | 0 | 0 | 0 | 0 |  | 2138 | 854-812F | [40 empty] | 0 | 0 | 0 |  |  |  | 0 | 5000000 | scaled
RD4-126F | 0 | 0 | 0 | 0 | 0% | 0% | 0% | 0 | 0 | 0 | 0 | 0 | 0 | 0 | 0 | RD4 | 0 | 0 | 0 | 0 | 0 | 0 | 0 | 0 | 0 | 0 | 0 | 0 | 0 | 0 | 0 | 0 | 0 | 0 |  | 2139 | RD4-126F | [40 empty] | 0 | 0 | 0 |  |  |  | 0 | 5000000 | scaled
CB 793 | 0 | 0 | 0 | 0 | 0% | 0% | 0% | 0 | 0 | 0 | 0 | 0 | 0 | 0 | 0 | 793 | 0 | 0 | 0 | 0 | 0 | 0 | 0 | 0 | 0 | 0 | 0 | 0 | 0 | 0 | 0 | 0 | 0 | 0 |  | 2140 | CB 793 | [40 empty] | 0 | 0 | 0 |  |  |  | 0 | 5000000 | scaled
CB 792 | 0 | 0 | 0 | 0 | 0% | 0% | 0% | 0 | 0 | 0 | 0 | 0 | 0 | 0 | 0 | 792 | 0 | 0 | 0 | 0 | 0 | 0 | 0 | 0 | 0 | 0 | 0 | 0 | 0 | 0 | 0 | 0 | 0 | 0 |  | 2141 | CB 792 | [40 empty] | 0 | 0 | 0 |  |  |  | 0 | 5000000 | scaled
854-806 | 0 | 0 | 0 | 0 | 0% | 0% | 0% | 0 | 0 | 0 | 0 | 0 | 0 | 0 | 0 | 854 | 0 | 0 | 0 | 0 | 0 | 0 | 0 | 0 | 0 | 0 | 0 | 0 | 0 | 0 | 0 | 0 | 0 | 0 |  | 2142 | 854-806 | [40 empty] | 0 | 0 | 0 |  |  |  | 0 | 5000000
854-805 | 0 | 0 | 0 | 0 | 0% | 0% | 0% | 0 | 0 | 0 | 0 | 0 | 0 | 0 | 0 | 854 | 0 | 0 | 0 | 0 | 0 | 0 | 0 | 0 | 0 | 0 | 0 | 0 | 0 | 0 | 0 | 0 | 0 | 0 |  | 2143 | 854-805 | [40 empty] | 0 | 0 | 0 |  |  |  | 0 | 5000000
735-279F | 0 | 0 | 0 | 0 | 0% | 0% | 0% | 0 | 0 | 0 | 0 | 0 | 0 | 0 | 0 | 735 | 0 | 0 | 0 | 0 | 0 | 0 | 0 | 0 | 0 | 0 | 0 | 0 | 0 | 0 | 0 | 0 | 0 | 0 |  | 2144 | 735-279F | [40 empty] | 0 | 0 | 0 |  |  |  | 0 | 5000000
852-716 | 0 | 0 | 0 | 0 | 0% | 0% | 0% | 0 | 0 | 0 | 0 | 0 | 0 | 0 | 0 | 852 | 0 | 0 | 0 | 0 | 0 | 0 | 0 | 0 | 0 | 0 | 0 | 0 | 0 | 0 | 0 | 0 | 0 | 0 |  | 2145 | 852-716 | [40 empty] | 0 | 0 | 0 |  |  |  | 0 | 5000000
851-40F | 0 | 0 | 0 | 0 | 0% | 0% | 0% | 0 | 0 | 0 | 0 | 0 | 0 | 0 | 0 | 851 | 0 | 0 | 0 | 0 | 0 | 0 | 0 | 0 | 0 | 0 | 0 | 0 | 0 | 0 | 0 | 0 | 0 | 0 |  | 2146 | 851-40F | [40 empty] | 0 | 0 | 0 |  |  |  | 0 | 5000000
851-742 | 0 | 0 | 0 | 0 | 0% | 0% | 0% | 0 | 0 | 0 | 0 | 0 | 0 | 0 | 0 | 851 | 0 | 0 | 0 | 0 | 0 | 0 | 0 | 0 | 0 | 0 | 0 | 0 | 0 | 0 | 0 | 0 | 0 | 0 |  | 2147 | 851-742 | [40 empty] | 0 | 0 | 0 |  |  |  | 0 | 5000000
736-127 | 0 | 0 | 0 | 0 | 0% | 0% | 0% | 0 | 0 | 0 | 0 | 0 | 0 | 0 | 0 | 736 | 0 | 0 | 0 | 0 | 0 | 0 | 0 | 0 | 0 | 0 | 0 | 0 | 0 | 0 | 0 | 0 | 0 | 0 |  | 2148 | 736-127 | [40 empty] | 0 | 0 | 0 |  |  |  | 0 | 5000000
735-284F | 0 | 0 | 0 | 0 | 0% | 0% | 0% | 0 | 0 | 0 | 0 | 0 | 0 | 0 | 0 | 735 | 0 | 0 | 0 | 0 | 0 | 0 | 0 | 0 | 0 | 0 | 0 | 0 | 0 | 0 | 0 | 0 | 0 | 0 |  | 2149 | 735-284F | [40 empty] | 0 | 0 | 0 |  |  |  | 0 | 5000000
CB 830 | 0 | 0 | 0 | 0 | 0% | 0% | 0% | 0 | 0 | 0 | 0 | 0 | 0 | 0 | 0 | 830 | 0 | 0 | 0 | 0 | 0 | 0 | 0 | 0 | 0 | 0 | 0 | 0 | 0 | 0 | 0 | 0 | 0 | 0 |  | 2150 | CB 830 | [40 empty] | 0 | 0 | 0 |  |  |  | 0 | 5000000
852-50F | 0 | 0 | 0 | 0 | 0% | 0% | 0% | 0 | 0 | 0 | 0 | 0 | 0 | 0 | 0 | 852 | 0 | 0 | 0 | 0 | 0 | 0 | 0 | 0 | 0 | 0 | 0 | 0 | 0 | 0 | 0 | 0 | 0 | 0 |  | 2151 | 852-50F | [40 empty] | 0 | 0 | 0 |  |  |  | 0 | 5000000
853-545 | 0 | 0 | 0 | 0 | 0% | 0% | 0% | 0 | 0 | 0 | 0 | 0 | 0 | 0 | 0 | 853 | 0 | 0 | 0 | 0 | 0 | 0 | 0 | 0 | 0 | 0 | 0 | 0 | 0 | 0 | 0 | 0 | 0 | 0 |  | 2152 | 853-545 | [40 empty] | 0 | 0 | 0 |  |  |  | 0 | 5000000
CB 798 | 0 | 0 | 0 | 0 | 0% | 0% | 0% | 0 | 0 | 0 | 0 | 0 | 0 | 0 | 0 | 798 | 0 | 0 | 0 | 0 | 0 | 0 | 0 | 0 | 0 | 0 | 0 | 0 | 0 | 0 | 0 | 0 | 0 | 0 |  | 2153 | CB 798 | [40 empty] | 0 | 0 | 0 |  |  |  | 0 | 5000000
853-546F | 0 | 0 | 0 | 0 | 0% | 0% | 0% | 0 | 0 | 0 | 0 | 0 | 0 | 0 | 0 | 853 | 0 | 0 | 0 | 0 | 0 | 0 | 0 | 0 | 0 | 0 | 0 | 0 | 0 | 0 | 0 | 0 | 0 | 0 |  | 2154 | 853-546F | [40 empty] | 0 | 0 | 0 |  |  |  | 0 | 5000000
735-283F | 0 | 0 | 0 | 0 | 0% | 0% | 0% | 0 | 0 | 0 | 0 | 0 | 0 | 0 | 0 | 735 | 0 | 0 | 0 | 0 | 0 | 0 | 0 | 0 | 0 | 0 | 0 | 0 | 0 | 0 | 0 | 0 | 0 | 0 |  | 2155 | 735-283F | [40 empty] | 0 | 0 | 0 |  |  |  | 0 | 5000000
735-282 | 0 | 0 | 0 | 0 | 0% | 0% | 0% | 0 | 0 | 0 | 0 | 0 | 0 | 0 | 0 | 735 | 0 | 0 | 0 | 0 | 0 | 0 | 0 | 0 | 0 | 0 | 0 | 0 | 0 | 0 | 0 | 0 | 0 | 0 |  | 2156 | 735-282 | [40 empty] | 0 | 0 | 0 |  |  |  | 0 | 5000000
853-548F | 0 | 0 | 0 | 0 | 0% | 0% | 0% | 0 | 0 | 0 | 0 | 0 | 0 | 0 | 0 | 853 | 0 | 0 | 0 | 0 | 0 | 0 | 0 | 0 | 0 | 0 | 0 | 0 | 0 | 0 | 0 | 0 | 0 | 0 |  | 2157 | 853-548F | [40 empty] | 0 | 0 | 0 |  |  |  | 0 | 5000000
854-610 | 0 | 0 | 0 | 0 | 0% | 0% | 0% | 0 | 0 | 0 | 0 | 0 | 0 | 0 | 0 | 854 | 0 | 0 | 0 | 0 | 0 | 0 | 0 | 0 | 0 | 0 | 0 | 0 | 0 | 0 | 0 | 0 | 0 | 0 |  | 2158 | 854-610 | [40 empty] | 0 | 0 | 0 |  |  |  | 0 | 5000000
735-281F | 0 | 0 | 0 | 0 | 0% | 0% | 0% | 0 | 0 | 0 | 0 | 0 | 0 | 0 | 0 | 735 | 0 | 0 | 0 | 0 | 0 | 0 | 0 | 0 | 0 | 0 | 0 | 0 | 0 | 0 | 0 | 0 | 0 | 0 |  | 2159 | 735-281F | [40 empty] | 0 | 0 | 0 |  |  |  | 0 | 5000000
RD4-131 | 0 | 0 | 0 | 0 | 0% | 0% | 0% | 0 | 0 | 0 | 0 | 0 | 0 | 0 | 0 | RD4 | 0 | 0 | 0 | 0 | 0 | 0 | 0 | 0 | 0 | 0 | 0 | 0 | 0 | 0 | 0 | 0 | 0 | 0 |  | 2160 | RD4-131 | [40 empty] | 0 | 0 | 0 |  |  |  | 0 | 5000000
855-35 | 0 | 0 | 0 | 0 | 0% | 0% | 0% | 0 | 0 | 0 | 0 | 0 | 0 | 0 | 0 | 855 | 0 | 0 | 0 | 0 | 0 | 0 | 0 | 0 | 0 | 0 | 0 | 0 | 0 | 0 | 0 | 0 | 0 | 0 |  | 2161 | 855-35 | [40 empty] | 0 | 0 | 0 |  |  |  | 0 | 5000000
RD4-25 | 0 | 0 | 0 | 0 | 0% | 0% | 0% | 0 | 0 | 0 | 0 | 0 | 0 | 0 | 0 | RD4 | 0 | 0 | 0 | 0 | 0 | 0 | 0 | 0 | 0 | 0 | 0 | 0 | 0 | 0 | 0 | 0 | 0 | 0 |  | 2162 | RD4-25 | [40 empty] | 0 | 0 | 0 |  |  |  | 0 | 5000000
CB 767 | 0 | 0 | 0 | 0 | 0% | 0% | 0% | 0 | 0 | 0 | 0 | 0 | 0 | 0 | 0 | 767 | 0 | 0 | 0 | 0 | 0 | 0 | 0 | 0 | 0 | 0 | 0 | 0 | 0 | 0 | 0 | 0 | 0 | 0 |  | 2163 | CB 767 | [40 empty] | 0 | 0 | 0 |  |  |  | 0 | 5000000
858-15AE | 0 | 0 | 0 | 0 | 0% | 0% | 0% | 0 | 0 | 0 | 0 | 0 | 0 | 0 | 0 | 858 | 0 | 0 | 0 | 0 | 0 | 0 | 0 | 0 | 0 | 0 | 0 | 0 | 0 | 0 | 0 | 0 | 0 | 0 |  | 2164 | 858-15AE | [40 empty] | 0 | 0 | 0 |  |  |  | 0 | 5000000
RD4-27F | 0 | 0 | 0 | 0 | 0% | 0% | 0% | 0 | 0 | 0 | 0 | 0 | 0 | 0 | 0 | RD4 | 0 | 0 | 0 | 0 | 0 | 0 | 0 | 0 | 0 | 0 | 0 | 0 | 0 | 0 | 0 | 0 | 0 | 0 |  | 2165 | RD4-27F | [40 empty] | 0 | 0 | 0 |  |  |  | 0 | 5000000
CB 773 | 0 | 0 | 0 | 0 | 0% | 0% | 0% | 0 | 0 | 0 | 0 | 0 | 0 | 0 | 0 | 773 | 0 | 0 | 0 | 0 | 0 | 0 | 0 | 0 | 0 | 0 | 0 | 0 | 0 | 0 | 0 | 0 | 0 | 0 |  | 2166 | CB 773 | [40 empty] | 0 | 0 | 0 |  |  |  | 0 | 5000000
858-17 | 0 | 0 | 0 | 0 | 0% | 0% | 0% | 0 | 0 | 0 | 0 | 0 | 0 | 0 | 0 | 858 | 0 | 0 | 0 | 0 | 0 | 0 | 0 | 0 | 0 | 0 | 0 | 0 | 0 | 0 | 0 | 0 | 0 | 0 |  | 2167 | 858-17 | [40 empty] | 0 | 0 | 0 |  |  |  | 0 | 5000000
859-10 | 0 | 0 | 0 | 0 | 0% | 0% | 0% | 0 | 0 | 0 | 0 | 0 | 0 | 0 | 0 | 859 | 0 | 0 | 0 | 0 | 0 | 0 | 0 | 0 | 0 | 0 | 0 | 0 | 0 | 0 | 0 | 0 | 0 | 0 |  | 2168 | 859-10 | [40 empty] | 0 | 0 | 0 |  |  |  | 0 | 5000000
CB 768 | 0 | 0 | 0 | 0 | 0% | 0% | 0% | 0 | 0 | 0 | 0 | 0 | 0 | 0 | 0 | 768 | 0 | 0 | 0 | 0 | 0 | 0 | 0 | 0 | 0 | 0 | 0 | 0 | 0 | 0 | 0 | 0 | 0 | 0 |  | 2169 | CB 768 | [40 empty] | 0 | 0 | 0 |  |  |  | 0 | 5000000
859-38 | 0 | 0 | 0 | 0 | 0% | 0% | 0% | 0 | 0 | 0 | 0 | 0 | 0 | 0 | 0 | 859 | 0 | 0 | 0 | 0 | 0 | 0 | 0 | 0 | 0 | 0 | 0 | 0 | 0 | 0 | 0 | 0 | 0 | 0 |  | 2170 | 859-38 | [40 empty] | 0 | 0 | 0 |  |  |  | 0 | 5000000
CB 774 | 0 | 0 | 0 | 0 | 0% | 0% | 0% | 0 | 0 | 0 | 0 | 0 | 0 | 0 | 0 | 774 | 0 | 0 | 0 | 0 | 0 | 0 | 0 | 0 | 0 | 0 | 0 | 0 | 0 | 0 | 0 | 0 | 0 | 0 |  | 2171 | CB 774 | [40 empty] | 0 | 0 | 0 |  |  |  | 0 | 5000000
859-39F | 0 | 0 | 0 | 0 | 0% | 0% | 0% | 0 | 0 | 0 | 0 | 0 | 0 | 0 | 0 | 859 | 0 | 0 | 0 | 0 | 0 | 0 | 0 | 0 | 0 | 0 | 0 | 0 | 0 | 0 | 0 | 0 | 0 | 0 |  | 2172 | 859-39F | [40 empty] | 0 | 0 | 0 |  |  |  | 0 | 5000000
859-40F | 0 | 0 | 0 | 0 | 0% | 0% | 0% | 0 | 0 | 0 | 0 | 0 | 0 | 0 | 0 | 859 | 0 | 0 | 0 | 0 | 0 | 0 | 0 | 0 | 0 | 0 | 0 | 0 | 0 | 0 | 0 | 0 | 0 | 0 |  | 2173 | 859-40F | [40 empty] | 0 | 0 | 0 |  |  |  | 0 | 5000000
CB 766 | 0 | 0 | 0 | 0 | 0% | 0% | 0% | 0 | 0 | 0 | 0 | 0 | 0 | 0 | 0 | 766 | 0 | 0 | 0 | 0 | 0 | 0 | 0 | 0 | 0 | 0 | 0 | 0 | 0 | 0 | 0 | 0 | 0 | 0 |  | 2174 | CB 766 | [40 empty] | 0 | 0 | 0 |  |  |  | 0 | 5000000
CB 765 | 0 | 0 | 0 | 0 | 0% | 0% | 0% | 0 | 0 | 0 | 0 | 0 | 0 | 0 | 0 | 765 | 0 | 0 | 0 | 0 | 0 | 0 | 0 | 0 | 0 | 0 | 0 | 0 | 0 | 0 | 0 | 0 | 0 | 0 |  | 2175 | CB 765 | [40 empty] | 0 | 0 | 0 |  |  |  | 0 | 5000000
86-1056 | 0 | 0 | 0 | 0 | 0% | 0% | 0% | 0 | 0 | 0 | 0 | 0 | 0 | 0 | 0 | 86 | 0 | 0 | 0 | 0 | 0 | 0 | 0 | 0 | 0 | 0 | 0 | 0 | 0 | 0 | 0 | 0 | 0 | 0 |  | 2176 | 86-1056 | [40 empty] | 0 | 0 | 0 |  |  |  | 0 | 5000000
86-1057F | 0 | 0 | 0 | 0 | 0% | 0% | 0% | 0 | 0 | 0 | 0 | 0 | 0 | 0 | 0 | 86 | 0 | 0 | 0 | 0 | 0 | 0 | 0 | 0 | 0 | 0 | 0 | 0 | 0 | 0 | 0 | 0 | 0 | 0 |  | 2177 | 86-1057F | [40 empty] | 0 | 0 | 0 |  |  |  | 0 | 5000000
731-1244 | 0 | 0 | 0 | 0 | 0% | 0% | 0% | 0 | 0 | 0 | 0 | 0 | 0 | 0 | 0 | 731 | 0 | 0 | 0 | 0 | 0 | 0 | 0 | 0 | 0 | 0 | 0 | 0 | 0 | 0 | 0 | 0 | 0 | 0 |  | 2178 | 731-1244 | [40 empty] | 0 | 0 | 0 |  |  |  | 0 | 5000000
RD4-26F | 0 | 0 | 0 | 0 | 0% | 0% | 0% | 0 | 0 | 0 | 0 | 0 | 0 | 0 | 0 | RD4 | 0 | 0 | 0 | 0 | 0 | 0 | 0 | 0 | 0 | 0 | 0 | 0 | 0 | 0 | 0 | 0 | 0 | 0 |  | 2179 | RD4-26F | [40 empty] | 0 | 0 | 0 |  |  |  | 0 | 5000000
CB 79 | 0 | 0 | 0 | 0 | 0% | 0% | 0% | 0 | 0 | 0 | 0 | 0 | 0 | 0 | 0 | 79 | 0 | 0 | 0 | 0 | 0 | 0 | 0 | 0 | 0 | 0 | 0 | 0 | 0 | 0 | 0 | 0 | 0 | 0 |  | 2180 | CB 79 | [40 empty] | 0 | 0 | 0 |  |  |  | 0 | 5000000
857-303 | 0 | 0 | 0 | 0 | 0% | 0% | 0% | 0 | 0 | 0 | 0 | 0 | 0 | 0 | 0 | 857 | 0 | 0 | 0 | 0 | 0 | 0 | 0 | 0 | 0 | 0 | 0 | 0 | 0 | 0 | 0 | 0 | 0 | 0 |  | 2181 | 857-303 | [40 empty] | 0 | 0 | 0 |  |  |  | 0 | 5000000
855-44 | 0 | 0 | 0 | 0 | 0% | 0% | 0% | 0 | 0 | 0 | 0 | 0 | 0 | 0 | 0 | 855 | 0 | 0 | 0 | 0 | 0 | 0 | 0 | 0 | 0 | 0 | 0 | 0 | 0 | 0 | 0 | 0 | 0 | 0 |  | 2182 | 855-44 | [40 empty] | 0 | 0 | 0 |  |  |  | 0 | 5000000
CB 786 | 0 | 0 | 0 | 0 | 0% | 0% | 0% | 0 | 0 | 0 | 0 | 0 | 0 | 0 | 0 | 786 | 0 | 0 | 0 | 0 | 0 | 0 | 0 | 0 | 0 | 0 | 0 | 0 | 0 | 0 | 0 | 0 | 0 | 0 |  | 2183 | CB 786 | [40 empty] | 0 | 0 | 0 |  |  |  | 0 | 5000000
CB 785 | 0 | 0 | 0 | 0 | 0% | 0% | 0% | 0 | 0 | 0 | 0 | 0 | 0 | 0 | 0 | 785 | 0 | 0 | 0 | 0 | 0 | 0 | 0 | 0 | 0 | 0 | 0 | 0 | 0 | 0 | 0 | 0 | 0 | 0 |  | 2184 | CB 785 | [40 empty] | 0 | 0 | 0 |  |  |  | 0 | 5000000
CB 782 | 0 | 0 | 0 | 0 | 0% | 0% | 0% | 0 | 0 | 0 | 0 | 0 | 0 | 0 | 0 | 782 | 0 | 0 | 0 | 0 | 0 | 0 | 0 | 0 | 0 | 0 | 0 | 0 | 0 | 0 | 0 | 0 | 0 | 0 |  | 2185 | CB 782 | [40 empty] | 0 | 0 | 0 |  |  |  | 0 | 5000000
731-46 | 0 | 0 | 0 | 0 | 0% | 0% | 0% | 0 | 0 | 0 | 0 | 0 | 0 | 0 | 0 | 731 | 0 | 0 | 0 | 0 | 0 | 0 | 0 | 0 | 0 | 0 | 0 | 0 | 0 | 0 | 0 | 0 | 0 | 0 |  | 2186 | 731-46 | [40 empty] | 0 | 0 | 0 |  |  |  | 0 | 5000000
857-302F | 0 | 0 | 0 | 0 | 0% | 0% | 0% | 0 | 0 | 0 | 0 | 0 | 0 | 0 | 0 | 857 | 0 | 0 | 0 | 0 | 0 | 0 | 0 | 0 | 0 | 0 | 0 | 0 | 0 | 0 | 0 | 0 | 0 | 0 |  | 2187 | 857-302F | [40 empty] | 0 | 0 | 0 |  |  |  | 0 | 5000000
857-304F | 0 | 0 | 0 | 0 | 0% | 0% | 0% | 0 | 0 | 0 | 0 | 0 | 0 | 0 | 0 | 857 | 0 | 0 | 0 | 0 | 0 | 0 | 0 | 0 | 0 | 0 | 0 | 0 | 0 | 0 | 0 | 0 | 0 | 0 |  | 2188 | 857-304F | [40 empty] | 0 | 0 | 0 |  |  |  | 0 | 5000000
731-45F | 0 | 0 | 0 | 0 | 0% | 0% | 0% | 0 | 0 | 0 | 0 | 0 | 0 | 0 | 0 | 731 | 0 | 0 | 0 | 0 | 0 | 0 | 0 | 0 | 0 | 0 | 0 | 0 | 0 | 0 | 0 | 0 | 0 | 0 |  | 2189 | 731-45F | [40 empty] | 0 | 0 | 0 |  |  |  | 0 | 5000000
857-305F | 0 | 0 | 0 | 0 | 0% | 0% | 0% | 0 | 0 | 0 | 0 | 0 | 0 | 0 | 0 | 857 | 0 | 0 | 0 | 0 | 0 | 0 | 0 | 0 | 0 | 0 | 0 | 0 | 0 | 0 | 0 | 0 | 0 | 0 |  | 2190 | 857-305F | [40 empty] | 0 | 0 | 0 |  |  |  | 0 | 5000000
CB 779 | 0 | 0 | 0 | 0 | 0% | 0% | 0% | 0 | 0 | 0 | 0 | 0 | 0 | 0 | 0 | 779 | 0 | 0 | 0 | 0 | 0 | 0 | 0 | 0 | 0 | 0 | 0 | 0 | 0 | 0 | 0 | 0 | 0 | 0 |  | 2191 | CB 779 | [40 empty] | 0 | 0 | 0 |  |  |  | 0 | 5000000
CB 777 | 0 | 0 | 0 | 0 | 0% | 0% | 0% | 0 | 0 | 0 | 0 | 0 | 0 | 0 | 0 | 777 | 0 | 0 | 0 | 0 | 0 | 0 | 0 | 0 | 0 | 0 | 0 | 0 | 0 | 0 | 0 | 0 | 0 | 0 |  | 2192 | CB 777 | [40 empty] | 0 | 0 | 0 |  |  |  | 0 | 5000000
857-306F | 0 | 0 | 0 | 0 | 0% | 0% | 0% | 0 | 0 | 0 | 0 | 0 | 0 | 0 | 0 | 857 | 0 | 0 | 0 | 0 | 0 | 0 | 0 | 0 | 0 | 0 | 0 | 0 | 0 | 0 | 0 | 0 | 0 | 0 |  | 2193 | 857-306F | [40 empty] | 0 | 0 | 0 |  |  |  | 0 | 5000000
857-57 | 0 | 0 | 0 | 0 | 0% | 0% | 0% | 0 | 0 | 0 | 0 | 0 | 0 | 0 | 0 | 857 | 0 | 0 | 0 | 0 | 0 | 0 | 0 | 0 | 0 | 0 | 0 | 0 | 0 | 0 | 0 | 0 | 0 | 0 |  | 2194 | 857-57 | [40 empty] | 0 | 0 | 0 |  |  |  | 0 | 5000000
857-58 | 0 | 0 | 0 | 0 | 0% | 0% | 0% | 0 | 0 | 0 | 0 | 0 | 0 | 0 | 0 | 857 | 0 | 0 | 0 | 0 | 0 | 0 | 0 | 0 | 0 | 0 | 0 | 0 | 0 | 0 | 0 | 0 | 0 | 0 |  | 2195 | 857-58 | [40 empty] | 0 | 0 | 0 |  |  |  | 0 | 5000000
736-129 | 0 | 0 | 0 | 0 | 0% | 0% | 0% | 0 | 0 | 0 | 0 | 0 | 0 | 0 | 0 | 736 | 0 | 0 | 0 | 0 | 0 | 0 | 0 | 0 | 0 | 0 | 0 | 0 | 0 | 0 | 0 | 0 | 0 | 0 |  | 2196 | 736-129 | [40 empty] | 0 | 0 | 0 |  |  |  | 0 | 5000000
851-1532 | 0 | 0 | 0 | 0 | 0% | 0% | 0% | 0 | 0 | 0 | 0 | 0 | 0 | 0 | 0 | 851 | 0 | 0 | 0 | 0 | 0 | 0 | 0 | 0 | 0 | 0 | 0 | 0 | 0 | 0 | 0 | 0 | 0 | 0 |  | 2197 | 851-1532 | [40 empty] | 0 | 0 | 0 |  |  |  | 0 | 5000000
740-859 | 0 | 0 | 0 | 0 | 0% | 0% | 0% | 0 | 0 | 0 | 0 | 0 | 0 | 0 | 0 | 740 | 0 | 0 | 0 | 0 | 0 | 0 | 0 | 0 | 0 | 0 | 0 | 0 | 0 | 0 | 0 | 0 | 0 | 0 |  | 2198 | 740-859 | [40 empty] | 0 | 0 | 0 |  |  |  | 0 | 5000000
736-129F | 0 | 0 | 0 | 0 | 0% | 0% | 0% | 0 | 0 | 0 | 0 | 0 | 0 | 0 | 0 | 736 | 0 | 0 | 0 | 0 | 0 | 0 | 0 | 0 | 0 | 0 | 0 | 0 | 0 | 0 | 0 | 0 | 0 | 0 |  | 2199 | 736-129F | [40 empty] | 0 | 0 | 0 |  |  |  | 0 | 5000000
843-38 | 0 | 0 | 0 | 0 | 0% | 0% | 0% | 0 | 0 | 0 | 0 | 0 | 0 | 0 | 0 | 843 | 0 | 0 | 0 | 0 | 0 | 0 | 0 | 0 | 0 | 0 | 0 | 0 | 0 | 0 | 0 | 0 | 0 | 0 |  | 2200 | 843-38 | [40 empty] | 0 | 0 | 0 |  |  |  | 0 | 5000000
843-393 | 0 | 0 | 0 | 0 | 0% | 0% | 0% | 0 | 0 | 0 | 0 | 0 | 0 | 0 | 0 | 843 | 0 | 0 | 0 | 0 | 0 | 0 | 0 | 0 | 0 | 0 | 0 | 0 | 0 | 0 | 0 | 0 | 0 | 0 |  | 2201 | 843-393 | [40 empty] | 0 | 0 | 0 |  |  |  | 0 | 5000000
CB 847 | 0 | 0 | 0 | 0 | 0% | 0% | 0% | 0 | 0 | 0 | 0 | 0 | 0 | 0 | 0 | 847 | 0 | 0 | 0 | 0 | 0 | 0 | 0 | 0 | 0 | 0 | 0 | 0 | 0 | 0 | 0 | 0 | 0 | 0 |  | 2202 | CB 847 | [40 empty] | 0 | 0 | 0 |  |  |  | 0 | 5000000
CB VT1 | 0 | 0 | 0 | 0 | 0% | 0% | 0% | 0 | 0 | 0 | 0 | 0 | 0 | 0 | 0 | VT1 | 0 | 0 | 0 | 0 | 0 | 0 | 0 | 0 | 0 | 0 | 0 | 0 | 0 | 0 | 0 | 0 | 0 | 0 |  | 2203 | CB VT1 | [40 empty] | 0 | 0 | 0 |  |  |  | 0 | 5000000
843-394F | 0 | 0 | 0 | 0 | 0% | 0% | 0% | 0 | 0 | 0 | 0 | 0 | 0 | 0 | 0 | 843 | 0 | 0 | 0 | 0 | 0 | 0 | 0 | 0 | 0 | 0 | 0 | 0 | 0 | 0 | 0 | 0 | 0 | 0 |  | 2204 | 843-394F | [40 empty] | 0 | 0 | 0 |  |  |  | 0 | 5000000
843-395F | 0 | 0 | 0 | 0 | 0% | 0% | 0% | 0 | 0 | 0 | 0 | 0 | 0 | 0 | 0 | 843 | 0 | 0 | 0 | 0 | 0 | 0 | 0 | 0 | 0 | 0 | 0 | 0 | 0 | 0 | 0 | 0 | 0 | 0 |  | 2205 | 843-395F | [40 empty] | 0 | 0 | 0 |  |  |  | 0 | 5000000
843-396F | 0 | 0 | 0 | 0 | 0% | 0% | 0% | 0 | 0 | 0 | 0 | 0 | 0 | 0 | 0 | 843 | 0 | 0 | 0 | 0 | 0 | 0 | 0 | 0 | 0 | 0 | 0 | 0 | 0 | 0 | 0 | 0 | 0 | 0 |  | 2206 | 843-396F | [40 empty] | 0 | 0 | 0 |  |  |  | 0 | 5000000
746-739F | 0 | 0 | 0 | 0 | 0% | 0% | 0% | 0 | 0 | 0 | 0 | 0 | 0 | 0 | 0 | 746 | 0 | 0 | 0 | 0 | 0 | 0 | 0 | 0 | 0 | 0 | 0 | 0 | 0 | 0 | 0 | 0 | 0 | 0 |  | 2207 | 746-739F | [40 empty] | 0 | 0 | 0 |  |  |  | 0 | 5000000
CB 846 | 0 | 0 | 0 | 0 | 0% | 0% | 0% | 0 | 0 | 0 | 0 | 0 | 0 | 0 | 0 | 846 | 0 | 0 | 0 | 0 | 0 | 0 | 0 | 0 | 0 | 0 | 0 | 0 | 0 | 0 | 0 | 0 | 0 | 0 |  | 2208 | CB 846 | [40 empty] | 0 | 0 | 0 |  |  |  | 0 | 5000000
843-39F | 0 | 0 | 0 | 0 | 0% | 0% | 0% | 0 | 0 | 0 | 0 | 0 | 0 | 0 | 0 | 843 | 0 | 0 | 0 | 0 | 0 | 0 | 0 | 0 | 0 | 0 | 0 | 0 | 0 | 0 | 0 | 0 | 0 | 0 |  | 2209 | 843-39F | [40 empty] | 0 | 0 | 0 |  |  |  | 0 | 5000000
CB 843 | 0 | 0 | 0 | 0 | 0% | 0% | 0% | 0 | 0 | 0 | 0 | 0 | 0 | 0 | 0 | 843 | 0 | 0 | 0 | 0 | 0 | 0 | 0 | 0 | 0 | 0 | 0 | 0 | 0 | 0 | 0 | 0 | 0 | 0 |  | 2210 | CB 843 | [40 empty] | 0 | 0 | 0 |  |  |  | 0 | 5000000
843-41F | 0 | 0 | 0 | 0 | 0% | 0% | 0% | 0 | 0 | 0 | 0 | 0 | 0 | 0 | 0 | 843 | 0 | 0 | 0 | 0 | 0 | 0 | 0 | 0 | 0 | 0 | 0 | 0 | 0 | 0 | 0 | 0 | 0 | 0 |  | 2211 | 843-41F | [40 empty] | 0 | 0 | 0 |  |  |  | 0 | 5000000
CB 842 | 0 | 0 | 0 | 0 | 0% | 0% | 0% | 0 | 0 | 0 | 0 | 0 | 0 | 0 | 0 | 842 | 0 | 0 | 0 | 0 | 0 | 0 | 0 | 0 | 0 | 0 | 0 | 0 | 0 | 0 | 0 | 0 | 0 | 0 |  | 2212 | CB 842 | [40 empty] | 0 | 0 | 0 |  |  |  | 0 | 5000000
846-1 | 0 | 0 | 0 | 0 | 0% | 0% | 0% | 0 | 0 | 0 | 0 | 0 | 0 | 0 | 0 | 846 | 0 | 0 | 0 | 0 | 0 | 0 | 0 | 0 | 0 | 0 | 0 | 0 | 0 | 0 | 0 | 0 | 0 | 0 |  | 2213 | 846-1 | [40 empty] | 0 | 0 | 0 |  |  |  | 0 | 5000000
846-30 | 0 | 0 | 0 | 0 | 0% | 0% | 0% | 0 | 0 | 0 | 0 | 0 | 0 | 0 | 0 | 846 | 0 | 0 | 0 | 0 | 0 | 0 | 0 | 0 | 0 | 0 | 0 | 0 | 0 | 0 | 0 | 0 | 0 | 0 |  | 2214 | 846-30 | [40 empty] | 0 | 0 | 0 |  |  |  | 0 | 5000000
843-34F | 0 | 0 | 0 | 0 | 0% | 0% | 0% | 0 | 0 | 0 | 0 | 0 | 0 | 0 | 0 | 843 | 0 | 0 | 0 | 0 | 0 | 0 | 0 | 0 | 0 | 0 | 0 | 0 | 0 | 0 | 0 | 0 | 0 | 0 |  | 2215 | 843-34F | [40 empty] | 0 | 0 | 0 |  |  |  | 0 | 5000000
CB UP1 | 0 | 0 | 0 | 0 | 0% | 0% | 0% | 0 | 0 | 0 | 0 | 0 | 0 | 0 | 0 | UP1 | 0 | 0 | 0 | 0 | 0 | 0 | 0 | 0 | 0 | 0 | 0 | 0 | 0 | 0 | 0 | 0 | 0 | 0 |  | 2216 | CB UP1 | [40 empty] | 0 | 0 | 0 |  |  |  | 0 | 5000000
843-33 | 0 | 0 | 0 | 0 | 0% | 0% | 0% | 0 | 0 | 0 | 0 | 0 | 0 | 0 | 0 | 843 | 0 | 0 | 0 | 0 | 0 | 0 | 0 | 0 | 0 | 0 | 0 | 0 | 0 | 0 | 0 | 0 | 0 | 0 |  | 2217 | 843-33 | [40 empty] | 0 | 0 | 0 |  |  |  | 0 | 5000000
841-308F | 0 | 0 | 0 | 0 | 0% | 0% | 0% | 0 | 0 | 0 | 0 | 0 | 0 | 0 | 0 | 841 | 0 | 0 | 0 | 0 | 0 | 0 | 0 | 0 | 0 | 0 | 0 | 0 | 0 | 0 | 0 | 0 | 0 | 0 |  | 2218 | 841-308F | [40 empty] | 0 | 0 | 0 |  |  |  | 0 | 5000000
840-56AE | 0 | 0 | 0 | 0 | 0% | 0% | 0% | 0 | 0 | 0 | 0 | 0 | 0 | 0 | 0 | 840 | 0 | 0 | 0 | 0 | 0 | 0 | 0 | 0 | 0 | 0 | 0 | 0 | 0 | 0 | 0 | 0 | 0 | 0 |  | 2219 | 840-56AE | [40 empty] | 0 | 0 | 0 |  |  |  | 0 | 5000000
740-858 | 0 | 0 | 0 | 0 | 0% | 0% | 0% | 0 | 0 | 0 | 0 | 0 | 0 | 0 | 0 | 740 | 0 | 0 | 0 | 0 | 0 | 0 | 0 | 0 | 0 | 0 | 0 | 0 | 0 | 0 | 0 | 0 | 0 | 0 |  | 2220 | 740-858 | [40 empty] | 0 | 0 | 0 |  |  |  | 0 | 5000000
840-57 | 0 | 0 | 0 | 0 | 0% | 0% | 0% | 0 | 0 | 0 | 0 | 0 | 0 | 0 | 0 | 840 | 0 | 0 | 0 | 0 | 0 | 0 | 0 | 0 | 0 | 0 | 0 | 0 | 0 | 0 | 0 | 0 | 0 | 0 |  | 2221 | 840-57 | [40 empty] | 0 | 0 | 0 |  |  |  | 0 | 5000000
840-58AE | 0 | 0 | 0 | 0 | 0% | 0% | 0% | 0 | 0 | 0 | 0 | 0 | 0 | 0 | 0 | 840 | 0 | 0 | 0 | 0 | 0 | 0 | 0 | 0 | 0 | 0 | 0 | 0 | 0 | 0 | 0 | 0 | 0 | 0 |  | 2222 | 840-58AE | [40 empty] | 0 | 0 | 0 |  |  |  | 0 | 5000000
CB 850 | 0 | 0 | 0 | 0 | 0% | 0% | 0% | 0 | 0 | 0 | 0 | 0 | 0 | 0 | 0 | 850 | 0 | 0 | 0 | 0 | 0 | 0 | 0 | 0 | 0 | 0 | 0 | 0 | 0 | 0 | 0 | 0 | 0 | 0 |  | 2223 | CB 850 | [40 empty] | 0 | 0 | 0 |  |  |  | 0 | 5000000
841-305 | 0 | 0 | 0 | 0 | 0% | 0% | 0% | 0 | 0 | 0 | 0 | 0 | 0 | 0 | 0 | 841 | 0 | 0 | 0 | 0 | 0 | 0 | 0 | 0 | 0 | 0 | 0 | 0 | 0 | 0 | 0 | 0 | 0 | 0 |  | 2224 | 841-305 | [40 empty] | 0 | 0 | 0 |  |  |  | 0 | 5000000
740-365AE | 0 | 0 | 0 | 0 | 0% | 0% | 0% | 0 | 0 | 0 | 0 | 0 | 0 | 0 | 0 | 740 | 0 | 0 | 0 | 0 | 0 | 0 | 0 | 0 | 0 | 0 | 0 | 0 | 0 | 0 | 0 | 0 | 0 | 0 |  | 2225 | 740-365AE | [40 empty] | 0 | 0 | 0 |  |  |  | 0 | 5000000
843-32F | 0 | 0 | 0 | 0 | 0% | 0% | 0% | 0 | 0 | 0 | 0 | 0 | 0 | 0 | 0 | 843 | 0 | 0 | 0 | 0 | 0 | 0 | 0 | 0 | 0 | 0 | 0 | 0 | 0 | 0 | 0 | 0 | 0 | 0 |  | 2226 | 843-32F | [40 empty] | 0 | 0 | 0 |  |  |  | 0 | 5000000
843-26 | 0 | 0 | 0 | 0 | 0% | 0% | 0% | 0 | 0 | 0 | 0 | 0 | 0 | 0 | 0 | 843 | 0 | 0 | 0 | 0 | 0 | 0 | 0 | 0 | 0 | 0 | 0 | 0 | 0 | 0 | 0 | 0 | 0 | 0 |  | 2227 | 843-26 | [40 empty] | 0 | 0 | 0 |  |  |  | 0 | 5000000
843-27F | 0 | 0 | 0 | 0 | 0% | 0% | 0% | 0 | 0 | 0 | 0 | 0 | 0 | 0 | 0 | 843 | 0 | 0 | 0 | 0 | 0 | 0 | 0 | 0 | 0 | 0 | 0 | 0 | 0 | 0 | 0 | 0 | 0 | 0 |  | 2228 | 843-27F | [40 empty] | 0 | 0 | 0 |  |  |  | 0 | 5000000
843-28F | 0 | 0 | 0 | 0 | 0% | 0% | 0% | 0 | 0 | 0 | 0 | 0 | 0 | 0 | 0 | 843 | 0 | 0 | 0 | 0 | 0 | 0 | 0 | 0 | 0 | 0 | 0 | 0 | 0 | 0 | 0 | 0 | 0 | 0 |  | 2229 | 843-28F | [40 empty] | 0 | 0 | 0 |  |  |  | 0 | 5000000
843-30 | 0 | 0 | 0 | 0 | 0% | 0% | 0% | 0 | 0 | 0 | 0 | 0 | 0 | 0 | 0 | 843 | 0 | 0 | 0 | 0 | 0 | 0 | 0 | 0 | 0 | 0 | 0 | 0 | 0 | 0 | 0 | 0 | 0 | 0 |  | 2230 | 843-30 | [40 empty] | 0 | 0 | 0 |  |  |  | 0 | 5000000
843-31 | 0 | 0 | 0 | 0 | 0% | 0% | 0% | 0 | 0 | 0 | 0 | 0 | 0 | 0 | 0 | 843 | 0 | 0 | 0 | 0 | 0 | 0 | 0 | 0 | 0 | 0 | 0 | 0 | 0 | 0 | 0 | 0 | 0 | 0 |  | 2231 | 843-31 | [40 empty] | 0 | 0 | 0 |  |  |  | 0 | 5000000
740-364 | 0 | 0 | 0 | 0 | 0% | 0% | 0% | 0 | 0 | 0 | 0 | 0 | 0 | 0 | 0 | 740 | 0 | 0 | 0 | 0 | 0 | 0 | 0 | 0 | 0 | 0 | 0 | 0 | 0 | 0 | 0 | 0 | 0 | 0 |  | 2232 | 740-364 | [40 empty] | 0 | 0 | 0 |  |  |  | 0 | 5000000
CB VW1 | 0 | 0 | 0 | 0 | 0% | 0% | 0% | 0 | 0 | 0 | 0 | 0 | 0 | 0 | 0 | VW1 | 0 | 0 | 0 | 0 | 0 | 0 | 0 | 0 | 0 | 0 | 0 | 0 | 0 | 0 | 0 | 0 | 0 | 0 |  | 2233 | CB VW1 | [40 empty] | 0 | 0 | 0 |  |  |  | 0 | 5000000
739-7 | 0 | 0 | 0 | 0 | 0% | 0% | 0% | 0 | 0 | 0 | 0 | 0 | 0 | 0 | 0 | 739 | 0 | 0 | 0 | 0 | 0 | 0 | 0 | 0 | 0 | 0 | 0 | 0 | 0 | 0 | 0 | 0 | 0 | 0 |  | 2234 | 739-7 | [40 empty] | 0 | 0 | 0 |  |  |  | 0 | 5000000
CB 841 | 0 | 0 | 0 | 0 | 0% | 0% | 0% | 0 | 0 | 0 | 0 | 0 | 0 | 0 | 0 | 841 | 0 | 0 | 0 | 0 | 0 | 0 | 0 | 0 | 0 | 0 | 0 | 0 | 0 | 0 | 0 | 0 | 0 | 0 |  | 2235 | CB 841 | [40 empty] | 0 | 0 | 0 |  |  |  | 0 | 5000000
851-1528F | 0 | 0 | 0 | 0 | 0% | 0% | 0% | 0 | 0 | 0 | 0 | 0 | 0 | 0 | 0 | 851 | 0 | 0 | 0 | 0 | 0 | 0 | 0 | 0 | 0 | 0 | 0 | 0 | 0 | 0 | 0 | 0 | 0 | 0 |  | 2236 | 851-1528F | [40 empty] | 0 | 0 | 0 |  |  |  | 0 | 5000000
738-1373F | 0 | 0 | 0 | 0 | 0% | 0% | 0% | 0 | 0 | 0 | 0 | 0 | 0 | 0 | 0 | 738 | 0 | 0 | 0 | 0 | 0 | 0 | 0 | 0 | 0 | 0 | 0 | 0 | 0 | 0 | 0 | 0 | 0 | 0 |  | 2237 | 738-1373F | [40 empty] | 0 | 0 | 0 |  |  |  | 0 | 5000000
CB 834 | 0 | 0 | 0 | 0 | 0% | 0% | 0% | 0 | 0 | 0 | 0 | 0 | 0 | 0 | 0 | 834 | 0 | 0 | 0 | 0 | 0 | 0 | 0 | 0 | 0 | 0 | 0 | 0 | 0 | 0 | 0 | 0 | 0 | 0 |  | 2238 | CB 834 | [40 empty] | 0 | 0 | 0 |  |  |  | 0 | 5000000
738-1372 | 0 | 0 | 0 | 0 | 0% | 0% | 0% | 0 | 0 | 0 | 0 | 0 | 0 | 0 | 0 | 738 | 0 | 0 | 0 | 0 | 0 | 0 | 0 | 0 | 0 | 0 | 0 | 0 | 0 | 0 | 0 | 0 | 0 | 0 |  | 2239 | 738-1372 | [40 empty] | 0 | 0 | 0 |  |  |  | 0 | 5000000
736-77F | 0 | 0 | 0 | 0 | 0% | 0% | 0% | 0 | 0 | 0 | 0 | 0 | 0 | 0 | 0 | 736 | 0 | 0 | 0 | 0 | 0 | 0 | 0 | 0 | 0 | 0 | 0 | 0 | 0 | 0 | 0 | 0 | 0 | 0 |  | 2240 | 736-77F | [40 empty] | 0 | 0 | 0 |  |  |  | 0 | 5000000
85-499 | 0 | 0 | 0 | 0 | 0% | 0% | 0% | 0 | 0 | 0 | 0 | 0 | 0 | 0 | 0 | 85 | 0 | 0 | 0 | 0 | 0 | 0 | 0 | 0 | 0 | 0 | 0 | 0 | 0 | 0 | 0 | 0 | 0 | 0 |  | 2241 | 85-499 | [40 empty] | 0 | 0 | 0 |  |  |  | 0 | 5000000
CB 833 | 0 | 0 | 0 | 0 | 0% | 0% | 0% | 0 | 0 | 0 | 0 | 0 | 0 | 0 | 0 | 833 | 0 | 0 | 0 | 0 | 0 | 0 | 0 | 0 | 0 | 0 | 0 | 0 | 0 | 0 | 0 | 0 | 0 | 0 |  | 2242 | CB 833 | [40 empty] | 0 | 0 | 0 |  |  |  | 0 | 5000000
CB 832 | 0 | 0 | 0 | 0 | 0% | 0% | 0% | 0 | 0 | 0 | 0 | 0 | 0 | 0 | 0 | 832 | 0 | 0 | 0 | 0 | 0 | 0 | 0 | 0 | 0 | 0 | 0 | 0 | 0 | 0 | 0 | 0 | 0 | 0 |  | 2243 | CB 832 | [40 empty] | 0 | 0 | 0 |  |  |  | 0 | 5000000
847-78F | 0 | 0 | 0 | 0 | 0% | 0% | 0% | 0 | 0 | 0 | 0 | 0 | 0 | 0 | 0 | 847 | 0 | 0 | 0 | 0 | 0 | 0 | 0 | 0 | 0 | 0 | 0 | 0 | 0 | 0 | 0 | 0 | 0 | 0 |  | 2244 | 847-78F | [40 empty] | 0 | 0 | 0 |  |  |  | 0 | 5000000
736-43 | 0 | 0 | 0 | 0 | 0% | 0% | 0% | 0 | 0 | 0 | 0 | 0 | 0 | 0 | 0 | 736 | 0 | 0 | 0 | 0 | 0 | 0 | 0 | 0 | 0 | 0 | 0 | 0 | 0 | 0 | 0 | 0 | 0 | 0 |  | 2245 | 736-43 | [40 empty] | 0 | 0 | 0 |  |  |  | 0 | 5000000
851-1529F | 0 | 0 | 0 | 0 | 0% | 0% | 0% | 0 | 0 | 0 | 0 | 0 | 0 | 0 | 0 | 851 | 0 | 0 | 0 | 0 | 0 | 0 | 0 | 0 | 0 | 0 | 0 | 0 | 0 | 0 | 0 | 0 | 0 | 0 |  | 2246 | 851-1529F | [40 empty] | 0 | 0 | 0 |  |  |  | 0 | 5000000
851-1530F | 0 | 0 | 0 | 0 | 0% | 0% | 0% | 0 | 0 | 0 | 0 | 0 | 0 | 0 | 0 | 851 | 0 | 0 | 0 | 0 | 0 | 0 | 0 | 0 | 0 | 0 | 0 | 0 | 0 | 0 | 0 | 0 | 0 | 0 |  | 2247 | 851-1530F | [40 empty] | 0 | 0 | 0 |  |  |  | 0 | 5000000
CB 831 | 0 | 0 | 0 | 0 | 0% | 0% | 0% | 0 | 0 | 0 | 0 | 0 | 0 | 0 | 0 | 831 | 0 | 0 | 0 | 0 | 0 | 0 | 0 | 0 | 0 | 0 | 0 | 0 | 0 | 0 | 0 | 0 | 0 | 0 |  | 2248 | CB 831 | [40 empty] | 0 | 0 | 0 |  |  |  | 0 | 5000000
851-1531F | 0 | 0 | 0 | 0 | 0% | 0% | 0% | 0 | 0 | 0 | 0 | 0 | 0 | 0 | 0 | 851 | 0 | 0 | 0 | 0 | 0 | 0 | 0 | 0 | 0 | 0 | 0 | 0 | 0 | 0 | 0 | 0 | 0 | 0 |  | 2249 | 851-1531F | [40 empty] | 0 | 0 | 0 |  |  |  | 0 | 5000000
736-42 | 0 | 0 | 0 | 0 | 0% | 0% | 0% | 0 | 0 | 0 | 0 | 0 | 0 | 0 | 0 | 736 | 0 | 0 | 0 | 0 | 0 | 0 | 0 | 0 | 0 | 0 | 0 | 0 | 0 | 0 | 0 | 0 | 0 | 0 |  | 2250 | 736-42 | [40 empty] | 0 | 0 | 0 |  |  |  | 0 | 5000000
847-81 | 0 | 0 | 0 | 0 | 0% | 0% | 0% | 0 | 0 | 0 | 0 | 0 | 0 | 0 | 0 | 847 | 0 | 0 | 0 | 0 | 0 | 0 | 0 | 0 | 0 | 0 | 0 | 0 | 0 | 0 | 0 | 0 | 0 | 0 |  | 2251 | 847-81 | [40 empty] | 0 | 0 | 0 |  |  |  | 0 | 5000000
847-3 | 0 | 0 | 0 | 0 | 0% | 0% | 0% | 0 | 0 | 0 | 0 | 0 | 0 | 0 | 0 | 847 | 0 | 0 | 0 | 0 | 0 | 0 | 0 | 0 | 0 | 0 | 0 | 0 | 0 | 0 | 0 | 0 | 0 | 0 |  | 2252 | 847-3 | [40 empty] | 0 | 0 | 0 |  |  |  | 0 | 5000000
CB 840 | 0 | 0 | 0 | 0 | 0% | 0% | 0% | 0 | 0 | 0 | 0 | 0 | 0 | 0 | 0 | 840 | 0 | 0 | 0 | 0 | 0 | 0 | 0 | 0 | 0 | 0 | 0 | 0 | 0 | 0 | 0 | 0 | 0 | 0 |  | 2253 | CB 840 | [40 empty] | 0 | 0 | 0 |  |  |  | 0 | 5000000
846-3F | 0 | 0 | 0 | 0 | 0% | 0% | 0% | 0 | 0 | 0 | 0 | 0 | 0 | 0 | 0 | 846 | 0 | 0 | 0 | 0 | 0 | 0 | 0 | 0 | 0 | 0 | 0 | 0 | 0 | 0 | 0 | 0 | 0 | 0 |  | 2254 | 846-3F | [40 empty] | 0 | 0 | 0 |  |  |  | 0 | 5000000
CB 836 | 0 | 0 | 0 | 0 | 0% | 0% | 0% | 0 | 0 | 0 | 0 | 0 | 0 | 0 | 0 | 836 | 0 | 0 | 0 | 0 | 0 | 0 | 0 | 0 | 0 | 0 | 0 | 0 | 0 | 0 | 0 | 0 | 0 | 0 |  | 2255 | CB 836 | [40 empty] | 0 | 0 | 0 |  |  |  | 0 | 5000000
739-5AE | 0 | 0 | 0 | 0 | 0% | 0% | 0% | 0 | 0 | 0 | 0 | 0 | 0 | 0 | 0 | 739 | 0 | 0 | 0 | 0 | 0 | 0 | 0 | 0 | 0 | 0 | 0 | 0 | 0 | 0 | 0 | 0 | 0 | 0 |  | 2256 | 739-5AE | [40 empty] | 0 | 0 | 0 |  |  |  | 0 | 5000000
739-48 | 0 | 0 | 0 | 0 | 0% | 0% | 0% | 0 | 0 | 0 | 0 | 0 | 0 | 0 | 0 | 739 | 0 | 0 | 0 | 0 | 0 | 0 | 0 | 0 | 0 | 0 | 0 | 0 | 0 | 0 | 0 | 0 | 0 | 0 |  | 2257 | 739-48 | [40 empty] | 0 | 0 | 0 |  |  |  | 0 | 5000000
739-114F | 0 | 0 | 0 | 0 | 0% | 0% | 0% | 0 | 0 | 0 | 0 | 0 | 0 | 0 | 0 | 739 | 0 | 0 | 0 | 0 | 0 | 0 | 0 | 0 | 0 | 0 | 0 | 0 | 0 | 0 | 0 | 0 | 0 | 0 |  | 2258 | 739-114F | [40 empty] | 0 | 0 | 0 |  |  |  | 0 | 5000000
846-31F | 0 | 0 | 0 | 0 | 0% | 0% | 0% | 0 | 0 | 0 | 0 | 0 | 0 | 0 | 0 | 846 | 0 | 0 | 0 | 0 | 0 | 0 | 0 | 0 | 0 | 0 | 0 | 0 | 0 | 0 | 0 | 0 | 0 | 0 |  | 2259 | 846-31F | [40 empty] | 0 | 0 | 0 |  |  |  | 0 | 5000000
846-32F | 0 | 0 | 0 | 0 | 0% | 0% | 0% | 0 | 0 | 0 | 0 | 0 | 0 | 0 | 0 | 846 | 0 | 0 | 0 | 0 | 0 | 0 | 0 | 0 | 0 | 0 | 0 | 0 | 0 | 0 | 0 | 0 | 0 | 0 |  | 2260 | 846-32F | [40 empty] | 0 | 0 | 0 |  |  |  | 0 | 5000000
739-113 | 0 | 0 | 0 | 0 | 0% | 0% | 0% | 0 | 0 | 0 | 0 | 0 | 0 | 0 | 0 | 739 | 0 | 0 | 0 | 0 | 0 | 0 | 0 | 0 | 0 | 0 | 0 | 0 | 0 | 0 | 0 | 0 | 0 | 0 |  | 2261 | 739-113 | [40 empty] | 0 | 0 | 0 |  |  |  | 0 | 5000000
CB WC2 | 0 | 0 | 0 | 0 | 0% | 0% | 0% | 0 | 0 | 0 | 0 | 0 | 0 | 0 | 0 | WC2 | 0 | 0 | 0 | 0 | 0 | 0 | 0 | 0 | 0 | 0 | 0 | 0 | 0 | 0 | 0 | 0 | 0 | 0 |  | 2262 | CB WC2 | [40 empty] | 0 | 0 | 0 |  |  |  | 0 | 5000000
739-112F | 0 | 0 | 0 | 0 | 0% | 0% | 0% | 0 | 0 | 0 | 0 | 0 | 0 | 0 | 0 | 739 | 0 | 0 | 0 | 0 | 0 | 0 | 0 | 0 | 0 | 0 | 0 | 0 | 0 | 0 | 0 | 0 | 0 | 0 |  | 2263 | 739-112F | [40 empty] | 0 | 0 | 0 |  |  |  | 0 | 5000000
739-111 | 0 | 0 | 0 | 0 | 0% | 0% | 0% | 0 | 0 | 0 | 0 | 0 | 0 | 0 | 0 | 739 | 0 | 0 | 0 | 0 | 0 | 0 | 0 | 0 | 0 | 0 | 0 | 0 | 0 | 0 | 0 | 0 | 0 | 0 |  | 2264 | 739-111 | [40 empty] | 0 | 0 | 0 |  |  |  | 0 | 5000000
738-1376F | 0 | 0 | 0 | 0 | 0% | 0% | 0% | 0 | 0 | 0 | 0 | 0 | 0 | 0 | 0 | 738 | 0 | 0 | 0 | 0 | 0 | 0 | 0 | 0 | 0 | 0 | 0 | 0 | 0 | 0 | 0 | 0 | 0 | 0 |  | 2265 | 738-1376F | [40 empty] | 0 | 0 | 0 |  |  |  | 0 | 5000000
738-1375F | 0 | 0 | 0 | 0 | 0% | 0% | 0% | 0 | 0 | 0 | 0 | 0 | 0 | 0 | 0 | 738 | 0 | 0 | 0 | 0 | 0 | 0 | 0 | 0 | 0 | 0 | 0 | 0 | 0 | 0 | 0 | 0 | 0 | 0 |  | 2266 | 738-1375F | [40 empty] | 0 | 0 | 0 |  |  |  | 0 | 5000000
738-1374F | 0 | 0 | 0 | 0 | 0% | 0% | 0% | 0 | 0 | 0 | 0 | 0 | 0 | 0 | 0 | 738 | 0 | 0 | 0 | 0 | 0 | 0 | 0 | 0 | 0 | 0 | 0 | 0 | 0 | 0 | 0 | 0 | 0 | 0 |  | 2267 | 738-1374F | [40 empty] | 0 | 0 | 0 |  |  |  | 0 | 5000000
847-2AE | 0 | 0 | 0 | 0 | 0% | 0% | 0% | 0 | 0 | 0 | 0 | 0 | 0 | 0 | 0 | 847 | 0 | 0 | 0 | 0 | 0 | 0 | 0 | 0 | 0 | 0 | 0 | 0 | 0 | 0 | 0 | 0 | 0 | 0 |  | 2268 | 847-2AE | [40 empty] | 0 | 0 | 0 |  |  |  | 0 | 5000000
81-194AE | 0 | 0 | 0 | 0 | 0% | 0% | 0% | 0 | 0 | 0 | 0 | 0 | 0 | 0 | 0 | 81 | 0 | 0 | 0 | 0 | 0 | 0 | 0 | 0 | 0 | 0 | 0 | 0 | 0 | 0 | 0 | 0 | 0 | 0 |  | 2269 | 81-194AE | [40 empty] | 0 | 0 | 0 |  |  |  | 0 | 5000000
746-757F | 0 | 0 | 0 | 0 | 0% | 0% | 0% | 0 | 0 | 0 | 0 | 0 | 0 | 0 | 0 | 746 | 0 | 0 | 0 | 0 | 0 | 0 | 0 | 0 | 0 | 0 | 0 | 0 | 0 | 0 | 0 | 0 | 0 | 0 |  | 2270 | 746-757F | [40 empty] | 0 | 0 | 0 |  |  |  | 0 | 5000000
81-192 | 0 | 0 | 0 | 0 | 0% | 0% | 0% | 0 | 0 | 0 | 0 | 0 | 0 | 0 | 0 | 81 | 0 | 0 | 0 | 0 | 0 | 0 | 0 | 0 | 0 | 0 | 0 | 0 | 0 | 0 | 0 | 0 | 0 | 0 |  | 2271 | 81-192 | [40 empty] | 0 | 0 | 0 |  |  |  | 0 | 5000000
777-9 | 0 | 0 | 0 | 0 | 0% | 0% | 0% | 0 | 0 | 0 | 0 | 0 | 0 | 0 | 0 | 777 | 0 | 0 | 0 | 0 | 0 | 0 | 0 | 0 | 0 | 0 | 0 | 0 | 0 | 0 | 0 | 0 | 0 | 0 |  | 2272 | 777-9 | [40 empty] | 0 | 0 | 0 |  |  |  | 0 | 5000000
750-306 | 0 | 0 | 0 | 0 | 0% | 0% | 0% | 0 | 0 | 0 | 0 | 0 | 0 | 0 | 0 | 750 | 0 | 0 | 0 | 0 | 0 | 0 | 0 | 0 | 0 | 0 | 0 | 0 | 0 | 0 | 0 | 0 | 0 | 0 |  | 2273 | 750-306 | [40 empty] | 0 | 0 | 0 |  |  |  | 0 | 5000000
777-265 | 0 | 0 | 0 | 0 | 0% | 0% | 0% | 0 | 0 | 0 | 0 | 0 | 0 | 0 | 0 | 777 | 0 | 0 | 0 | 0 | 0 | 0 | 0 | 0 | 0 | 0 | 0 | 0 | 0 | 0 | 0 | 0 | 0 | 0 |  | 2274 | 777-265 | [40 empty] | 0 | 0 | 0 |  |  |  | 0 | 5000000
777-266 | 0 | 0 | 0 | 0 | 0% | 0% | 0% | 0 | 0 | 0 | 0 | 0 | 0 | 0 | 0 | 777 | 0 | 0 | 0 | 0 | 0 | 0 | 0 | 0 | 0 | 0 | 0 | 0 | 0 | 0 | 0 | 0 | 0 | 0 |  | 2275 | 777-266 | [40 empty] | 0 | 0 | 0 |  |  |  | 0 | 5000000
CB DT1 | 0 | 0 | 0 | 0 | 0% | 0% | 0% | 0 | 0 | 0 | 0 | 0 | 0 | 0 | 0 | DT1 | 0 | 0 | 0 | 0 | 0 | 0 | 0 | 0 | 0 | 0 | 0 | 0 | 0 | 0 | 0 | 0 | 0 | 0 |  | 2276 | CB DT1 | [40 empty] | 0 | 0 | 0 |  |  |  | 0 | 5000000
CB PK1 | 0 | 0 | 0 | 0 | 0% | 0% | 0% | 0 | 0 | 0 | 0 | 0 | 0 | 0 | 0 | PK1 | 0 | 0 | 0 | 0 | 0 | 0 | 0 | 0 | 0 | 0 | 0 | 0 | 0 | 0 | 0 | 0 | 0 | 0 |  | 2277 | CB PK1 | [40 empty] | 0 | 0 | 0 |  |  |  | 0 | 5000000
777-267F | 0 | 0 | 0 | 0 | 0% | 0% | 0% | 0 | 0 | 0 | 0 | 0 | 0 | 0 | 0 | 777 | 0 | 0 | 0 | 0 | 0 | 0 | 0 | 0 | 0 | 0 | 0 | 0 | 0 | 0 | 0 | 0 | 0 | 0 |  | 2278 | 777-267F | [40 empty] | 0 | 0 | 0 |  |  |  | 0 | 5000000
777-269F | 0 | 0 | 0 | 0 | 0% | 0% | 0% | 0 | 0 | 0 | 0 | 0 | 0 | 0 | 0 | 777 | 0 | 0 | 0 | 0 | 0 | 0 | 0 | 0 | 0 | 0 | 0 | 0 | 0 | 0 | 0 | 0 | 0 | 0 |  | 2279 | 777-269F | [40 empty] | 0 | 0 | 0 |  |  |  | 0 | 5000000
779-23 | 0 | 0 | 0 | 0 | 0% | 0% | 0% | 0 | 0 | 0 | 0 | 0 | 0 | 0 | 0 | 779 | 0 | 0 | 0 | 0 | 0 | 0 | 0 | 0 | 0 | 0 | 0 | 0 | 0 | 0 | 0 | 0 | 0 | 0 |  | 2280 | 779-23 | [40 empty] | 0 | 0 | 0 |  |  |  | 0 | 5000000
CB MZ1 | 0 | 0 | 0 | 0 | 0% | 0% | 0% | 0 | 0 | 0 | 0 | 0 | 0 | 0 | 0 | MZ1 | 0 | 0 | 0 | 0 | 0 | 0 | 0 | 0 | 0 | 0 | 0 | 0 | 0 | 0 | 0 | 0 | 0 | 0 |  | 2281 | CB MZ1 | [40 empty] | 0 | 0 | 0 |  |  |  | 0 | 5000000
CB PK2 | 0 | 0 | 0 | 0 | 0% | 0% | 0% | 0 | 0 | 0 | 0 | 0 | 0 | 0 | 0 | PK2 | 0 | 0 | 0 | 0 | 0 | 0 | 0 | 0 | 0 | 0 | 0 | 0 | 0 | 0 | 0 | 0 | 0 | 0 |  | 2282 | CB PK2 | [40 empty] | 0 | 0 | 0 |  |  |  | 0 | 5000000
CB PK3 | 0 | 0 | 0 | 0 | 0% | 0% | 0% | 0 | 0 | 0 | 0 | 0 | 0 | 0 | 0 | PK3 | 0 | 0 | 0 | 0 | 0 | 0 | 0 | 0 | 0 | 0 | 0 | 0 | 0 | 0 | 0 | 0 | 0 | 0 |  | 2283 | CB PK3 | [40 empty] | 0 | 0 | 0 |  |  |  | 0 | 5000000
CB PK4 | 0 | 0 | 0 | 0 | 0% | 0% | 0% | 0 | 0 | 0 | 0 | 0 | 0 | 0 | 0 | PK4 | 0 | 0 | 0 | 0 | 0 | 0 | 0 | 0 | 0 | 0 | 0 | 0 | 0 | 0 | 0 | 0 | 0 | 0 |  | 2284 | CB PK4 | [40 empty] | 0 | 0 | 0 |  |  |  | 0 | 5000000
CB PK5 | 0 | 0 | 0 | 0 | 0% | 0% | 0% | 0 | 0 | 0 | 0 | 0 | 0 | 0 | 0 | PK5 | 0 | 0 | 0 | 0 | 0 | 0 | 0 | 0 | 0 | 0 | 0 | 0 | 0 | 0 | 0 | 0 | 0 | 0 |  | 2285 | CB PK5 | [40 empty] | 0 | 0 | 0 |  |  |  | 0 | 5000000
CB DH1 | 0 | 0 | 0 | 0 | 0% | 0% | 0% | 0 | 0 | 0 | 0 | 0 | 0 | 0 | 0 | DH1 | 0 | 0 | 0 | 0 | 0 | 0 | 0 | 0 | 0 | 0 | 0 | 0 | 0 | 0 | 0 | 0 | 0 | 0 |  | 2286 | CB DH1 | [40 empty] | 0 | 0 | 0 |  |  |  | 0 | 5000000
CB DEA1 | 768.1365 | 0 | 768.1365 | 0 | 0% | 100% | 0% | 122.188 | 255.8286 | 0.77511 | 96.3265 | 25.0864 | 1.6229 | 201.6816 | 52.5241 | DEA1 | 0.010387 | 0.010387 | 0.010387 | 73951.7215 | 4.8727 | 605.558 | 157.7058 | 469.12 | 58299.6015 | 15183 | 62188.1744 | 394.4968 | 49025.847 | 12767.8306 | 49322.032 | 312.8792 | 38882.865 | 10126.2877 |  | 2287 | CB DEA1 | 768.1365 | 645.9486 | 512.3079 | 0 | 0 | 0 | 768.1365 | 645.9486 | 512.3079 | 0 | 4.8727 | 4.0976 | 3.2499 | 0 | 0 | 0 | 4.8727 | 4.0976 | 3.2499 | 0 | 157.7058 | 132.6195 | 105.1818 | 0 | 0 | 0 | 157.7058 | 132.6195 | 105.1818 | 0 | 605.558 | 509.2315 | 403.8763 | 0 | 0 | 0 | 605.558 | 509.2315 | 403.8763 | 0 | 0 | 0 | 0 | 0.010387 | 0.010387 | 0.010387 | 0 | 5000000
CB CSS1 | 0 | 0 | 0 | 0 | 0% | 0% | 0% | 0 | 0 | 0 | 0 | 0 | 0 | 0 | 0 | CSS1 | 0 | 0 | 0 | 0 | 0 | 0 | 0 | 0 | 0 | 0 | 0 | 0 | 0 | 0 | 0 | 0 | 0 | 0 |  | 2288 | CB CSS1 | [40 empty] | 0 | 0 | 0 |  |  |  | 0 | 5000000
CB NT1 | 0 | 0 | 0 | 0 | 0% | 0% | 0% | 0 | 0 | 0 | 0 | 0 | 0 | 0 | 0 | NT1 | 0 | 0 | 0 | 0 | 0 | 0 | 0 | 0 | 0 | 0 | 0 | 0 | 0 | 0 | 0 | 0 | 0 | 0 |  | 2289 | CB NT1 | [40 empty] | 0 | 0 | 0 |  |  |  | 0 | 5000000
775-186 | 0 | 0 | 0 | 0 | 0% | 0% | 0% | 0 | 0 | 0 | 0 | 0 | 0 | 0 | 0 | 775 | 0 | 0 | 0 | 0 | 0 | 0 | 0 | 0 | 0 | 0 | 0 | 0 | 0 | 0 | 0 | 0 | 0 | 0 |  | 2290 | 775-186 | [40 empty] | 0 | 0 | 0 |  |  |  | 0 | 5000000
CB EH1 | 0 | 0 | 0 | 0 | 0% | 0% | 0% | 0 | 0 | 0 | 0 | 0 | 0 | 0 | 0 | EH1 | 0 | 0 | 0 | 0 | 0 | 0 | 0 | 0 | 0 | 0 | 0 | 0 | 0 | 0 | 0 | 0 | 0 | 0 |  | 2291 | CB EH1 | [40 empty] | 0 | 0 | 0 |  |  |  | 0 | 5000000
774-4F | 0 | 0 | 0 | 0 | 0% | 0% | 0% | 0 | 0 | 0 | 0 | 0 | 0 | 0 | 0 | 774 | 0 | 0 | 0 | 0 | 0 | 0 | 0 | 0 | 0 | 0 | 0 | 0 | 0 | 0 | 0 | 0 | 0 | 0 |  | 2292 | 774-4F | [40 empty] | 0 | 0 | 0 |  |  |  | 0 | 5000000
772-319F | 0 | 0 | 0 | 0 | 0% | 0% | 0% | 0 | 0 | 0 | 0 | 0 | 0 | 0 | 0 | 772 | 0 | 0 | 0 | 0 | 0 | 0 | 0 | 0 | 0 | 0 | 0 | 0 | 0 | 0 | 0 | 0 | 0 | 0 |  | 2293 | 772-319F | [40 empty] | 0 | 0 | 0 |  |  |  | 0 | 5000000
772-320F | 0 | 0 | 0 | 0 | 0% | 0% | 0% | 0 | 0 | 0 | 0 | 0 | 0 | 0 | 0 | 772 | 0 | 0 | 0 | 0 | 0 | 0 | 0 | 0 | 0 | 0 | 0 | 0 | 0 | 0 | 0 | 0 | 0 | 0 |  | 2294 | 772-320F | [40 empty] | 0 | 0 | 0 |  |  |  | 0 | 5000000
773-270 | 0 | 0 | 0 | 0 | 0% | 0% | 0% | 0 | 0 | 0 | 0 | 0 | 0 | 0 | 0 | 773 | 0 | 0 | 0 | 0 | 0 | 0 | 0 | 0 | 0 | 0 | 0 | 0 | 0 | 0 | 0 | 0 | 0 | 0 |  | 2295 | 773-270 | [40 empty] | 0 | 0 | 0 |  |  |  | 0 | 5000000
CB ER1 | 20068.9124 | 0 | 20068.9124 | 0 | 0% | 100% | 0% | 3198.2573 | 6684.0197 | 3.3442 | 2939.7158 | 255.1973 | 6.989 | 6143.6953 | 533.3354 | ER1 | 0.014766 | 0.014766 | 0.014766 | 1359148.3326 | 20.9845 | 18446.5769 | 1601.351 | 1421.1577 | 1249277.175 | 108450 | 1142549.3505 | 1194.6767 | 1050187.6709 | 91167.0007 | 906479.3496 | 947.8363 | 833201.1552 | 72330.358 |  | 2296 | CB ER1 | 20068.9124 | 16870.6552 | 13384.8928 | 0 | 0 | 0 | 20068.9124 | 16870.6552 | 13384.8928 | 0 | 20.9845 | 17.6404 | 13.9956 | 0 | 0 | 0 | 20.9845 | 17.6404 | 13.9956 | 0 | 1601.351 | 1346.1537 | 1068.0156 | 0 | 0 | 0 | 1601.351 | 1346.1537 | 1068.0156 | 0 | 18446.5769 | 15506.8612 | 12302.8816 | 0 | 0 | 0 | 18446.5769 | 15506.8612 | 12302.8816 | 0 | 0 | 0 | 0 | 0.014766 | 0.014766 | 0.014766 | 0 | 5000000
773-30 | 0 | 0 | 0 | 0 | 0% | 0% | 0% | 0 | 0 | 0 | 0 | 0 | 0 | 0 | 0 | 773 | 0 | 0 | 0 | 0 | 0 | 0 | 0 | 0 | 0 | 0 | 0 | 0 | 0 | 0 | 0 | 0 | 0 | 0 |  | 2297 | 773-30 | [40 empty] | 0 | 0 | 0 |  |  |  | 0 | 5000000
773-31F | 0 | 0 | 0 | 0 | 0% | 0% | 0% | 0 | 0 | 0 | 0 | 0 | 0 | 0 | 0 | 773 | 0 | 0 | 0 | 0 | 0 | 0 | 0 | 0 | 0 | 0 | 0 | 0 | 0 | 0 | 0 | 0 | 0 | 0 |  | 2298 | 773-31F | [40 empty] | 0 | 0 | 0 |  |  |  | 0 | 5000000
774-1 | 0 | 0 | 0 | 0 | 0% | 0% | 0% | 0 | 0 | 0 | 0 | 0 | 0 | 0 | 0 | 774 | 0 | 0 | 0 | 0 | 0 | 0 | 0 | 0 | 0 | 0 | 0 | 0 | 0 | 0 | 0 | 0 | 0 | 0 |  | 2299 | 774-1 | [40 empty] | 0 | 0 | 0 |  |  |  | 0 | 5000000
774-25AE | 0 | 0 | 0 | 0 | 0% | 0% | 0% | 0 | 0 | 0 | 0 | 0 | 0 | 0 | 0 | 774 | 0 | 0 | 0 | 0 | 0 | 0 | 0 | 0 | 0 | 0 | 0 | 0 | 0 | 0 | 0 | 0 | 0 | 0 |  | 2300 | 774-25AE | [40 empty] | 0 | 0 | 0 |  |  |  | 0 | 5000000
774-26AE | 0 | 0 | 0 | 0 | 0% | 0% | 0% | 0 | 0 | 0 | 0 | 0 | 0 | 0 | 0 | 774 | 0 | 0 | 0 | 0 | 0 | 0 | 0 | 0 | 0 | 0 | 0 | 0 | 0 | 0 | 0 | 0 | 0 | 0 |  | 2301 | 774-26AE | [40 empty] | 0 | 0 | 0 |  |  |  | 0 | 5000000
751-37 | 0 | 0 | 0 | 0 | 0% | 0% | 0% | 0 | 0 | 0 | 0 | 0 | 0 | 0 | 0 | 751 | 0 | 0 | 0 | 0 | 0 | 0 | 0 | 0 | 0 | 0 | 0 | 0 | 0 | 0 | 0 | 0 | 0 | 0 |  | 2302 | 751-37 | [40 empty] | 0 | 0 | 0 |  |  |  | 0 | 5000000
750-307 | 0 | 0 | 0 | 0 | 0% | 0% | 0% | 0 | 0 | 0 | 0 | 0 | 0 | 0 | 0 | 750 | 0 | 0 | 0 | 0 | 0 | 0 | 0 | 0 | 0 | 0 | 0 | 0 | 0 | 0 | 0 | 0 | 0 | 0 |  | 2303 | 750-307 | [40 empty] | 0 | 0 | 0 |  |  |  | 0 | 5000000
774-27 | 0 | 0 | 0 | 0 | 0% | 0% | 0% | 0 | 0 | 0 | 0 | 0 | 0 | 0 | 0 | 774 | 0 | 0 | 0 | 0 | 0 | 0 | 0 | 0 | 0 | 0 | 0 | 0 | 0 | 0 | 0 | 0 | 0 | 0 |  | 2304 | 774-27 | [40 empty] | 0 | 0 | 0 |  |  |  | 0 | 5000000
774-28AE | 0 | 0 | 0 | 0 | 0% | 0% | 0% | 0 | 0 | 0 | 0 | 0 | 0 | 0 | 0 | 774 | 0 | 0 | 0 | 0 | 0 | 0 | 0 | 0 | 0 | 0 | 0 | 0 | 0 | 0 | 0 | 0 | 0 | 0 |  | 2305 | 774-28AE | [40 empty] | 0 | 0 | 0 |  |  |  | 0 | 5000000
774-2F | 0 | 0 | 0 | 0 | 0% | 0% | 0% | 0 | 0 | 0 | 0 | 0 | 0 | 0 | 0 | 774 | 0 | 0 | 0 | 0 | 0 | 0 | 0 | 0 | 0 | 0 | 0 | 0 | 0 | 0 | 0 | 0 | 0 | 0 |  | 2306 | 774-2F | [40 empty] | 0 | 0 | 0 |  |  |  | 0 | 5000000
780-442 | 0 | 0 | 0 | 0 | 0% | 0% | 0% | 0 | 0 | 0 | 0 | 0 | 0 | 0 | 0 | 780 | 0 | 0 | 0 | 0 | 0 | 0 | 0 | 0 | 0 | 0 | 0 | 0 | 0 | 0 | 0 | 0 | 0 | 0 |  | 2307 | 780-442 | [40 empty] | 0 | 0 | 0 |  |  |  | 0 | 5000000
CB PK6 | 0 | 0 | 0 | 0 | 0% | 0% | 0% | 0 | 0 | 0 | 0 | 0 | 0 | 0 | 0 | PK6 | 0 | 0 | 0 | 0 | 0 | 0 | 0 | 0 | 0 | 0 | 0 | 0 | 0 | 0 | 0 | 0 | 0 | 0 |  | 2308 | CB PK6 | [40 empty] | 0 | 0 | 0 |  |  |  | 0 | 5000000
780-443F | 113.9019 | 0 | 113.9019 | 0 | 0% | 100% | 0% | 18.159 | 37.7886 | 0.23558 | 14.2201 | 3.7034 | 0.49024 | 29.5918 | 7.7066 | 780 | 0.01071 | 0.01071 | 0.01071 | 10635.491 | 1.4777 | 89.1951 | 23.2291 | 137.9765 | 8328.5145 | 2169 | 8939.906 | 115.9793 | 7000.724 | 1823.2027 | 7107.0111 | 92.2008 | 5565.4078 | 1449.4025 |  | 2309 | 780-443F | 113.9019 | 95.7428 | 76.1132 | 0 | 0 | 0 | 113.9019 | 95.7428 | 76.1132 | 0 | 1.4777 | 1.2421 | 0.98743 | 0 | 0 | 0 | 1.4777 | 1.2421 | 0.98743 | 0 | 23.2291 | 19.5258 | 15.5225 | 0 | 0 | 0 | 23.2291 | 19.5258 | 15.5225 | 0 | 89.1951 | 74.975 | 59.6033 | 0 | 0 | 0 | 89.1951 | 74.975 | 59.6033 | 0 | 0 | 0 | 0 | 0.01071 | 0.01071 | 0.01071 | 0 | 5000000
785-10 | 0 | 0 | 0 | 0 | 0% | 0% | 0% | 0 | 0 | 0 | 0 | 0 | 0 | 0 | 0 | 785 | 0 | 0 | 0 | 0 | 0 | 0 | 0 | 0 | 0 | 0 | 0 | 0 | 0 | 0 | 0 | 0 | 0 | 0 |  | 2310 | 785-10 | [40 empty] | 0 | 0 | 0 |  |  |  | 0 | 5000000
785-12 | 0 | 0 | 0 | 0 | 0% | 0% | 0% | 0 | 0 | 0 | 0 | 0 | 0 | 0 | 0 | 785 | 0 | 0 | 0 | 0 | 0 | 0 | 0 | 0 | 0 | 0 | 0 | 0 | 0 | 0 | 0 | 0 | 0 | 0 |  | 2311 | 785-12 | [40 empty] | 0 | 0 | 0 |  |  |  | 0 | 5000000
785-13 | 0 | 0 | 0 | 0 | 0% | 0% | 0% | 0 | 0 | 0 | 0 | 0 | 0 | 0 | 0 | 785 | 0 | 0 | 0 | 0 | 0 | 0 | 0 | 0 | 0 | 0 | 0 | 0 | 0 | 0 | 0 | 0 | 0 | 0 |  | 2312 | 785-13 | [40 empty] | 0 | 0 | 0 |  |  |  | 0 | 5000000
785-134 | 0 | 0 | 0 | 0 | 0% | 0% | 0% | 0 | 0 | 0 | 0 | 0 | 0 | 0 | 0 | 785 | 0 | 0 | 0 | 0 | 0 | 0 | 0 | 0 | 0 | 0 | 0 | 0 | 0 | 0 | 0 | 0 | 0 | 0 |  | 2313 | 785-134 | [40 empty] | 0 | 0 | 0 |  |  |  | 0 | 5000000
CB PLS1 | 0 | 0 | 0 | 0 | 0% | 0% | 0% | 0 | 0 | 0 | 0 | 0 | 0 | 0 | 0 | PLS1 | 0 | 0 | 0 | 0 | 0 | 0 | 0 | 0 | 0 | 0 | 0 | 0 | 0 | 0 | 0 | 0 | 0 | 0 |  | 2314 | CB PLS1 | [40 empty] | 0 | 0 | 0 |  |  |  | 0 | 5000000
CB PLZ1 | 0 | 0 | 0 | 0 | 0% | 0% | 0% | 0 | 0 | 0 | 0 | 0 | 0 | 0 | 0 | PLZ1 | 0 | 0 | 0 | 0 | 0 | 0 | 0 | 0 | 0 | 0 | 0 | 0 | 0 | 0 | 0 | 0 | 0 | 0 |  | 2315 | CB PLZ1 | [40 empty] | 0 | 0 | 0 |  |  |  | 0 | 5000000
785-136 | 0 | 0 | 0 | 0 | 0% | 0% | 0% | 0 | 0 | 0 | 0 | 0 | 0 | 0 | 0 | 785 | 0 | 0 | 0 | 0 | 0 | 0 | 0 | 0 | 0 | 0 | 0 | 0 | 0 | 0 | 0 | 0 | 0 | 0 |  | 2316 | 785-136 | [40 empty] | 0 | 0 | 0 |  |  |  | 0 | 5000000
CB QB1 | 0 | 0 | 0 | 0 | 0% | 0% | 0% | 0 | 0 | 0 | 0 | 0 | 0 | 0 | 0 | QB1 | 0 | 0 | 0 | 0 | 0 | 0 | 0 | 0 | 0 | 0 | 0 | 0 | 0 | 0 | 0 | 0 | 0 | 0 |  | 2317 | CB QB1 | [40 empty] | 0 | 0 | 0 |  |  |  | 0 | 5000000
CB C17 | 0 | 0 | 0 | 0 | 0% | 0% | 0% | 0 | 0 | 0 | 0 | 0 | 0 | 0 | 0 | C17 | 0 | 0 | 0 | 0 | 0 | 0 | 0 | 0 | 0 | 0 | 0 | 0 | 0 | 0 | 0 | 0 | 0 | 0 |  | 2318 | CB C17 | [40 empty] | 0 | 0 | 0 |  |  |  | 0 | 5000000
CB C14 | 0 | 0 | 0 | 0 | 0% | 0% | 0% | 0 | 0 | 0 | 0 | 0 | 0 | 0 | 0 | C14 | 0 | 0 | 0 | 0 | 0 | 0 | 0 | 0 | 0 | 0 | 0 | 0 | 0 | 0 | 0 | 0 | 0 | 0 |  | 2319 | CB C14 | [40 empty] | 0 | 0 | 0 |  |  |  | 0 | 5000000
CB 764 | 0 | 0 | 0 | 0 | 0% | 0% | 0% | 0 | 0 | 0 | 0 | 0 | 0 | 0 | 0 | 764 | 0 | 0 | 0 | 0 | 0 | 0 | 0 | 0 | 0 | 0 | 0 | 0 | 0 | 0 | 0 | 0 | 0 | 0 |  | 2320 | CB 764 | [40 empty] | 0 | 0 | 0 |  |  |  | 0 | 5000000
CB BP1 | 660.708 | 0 | 660.708 | 0 | 0% | 100% | 0% | 105.1309 | 220.0293 | 0.50423 | 83.0086 | 21.618 | 1.0553 | 173.7295 | 45.2445 | BP1 | 0.01044 | 0.01044 | 0.01044 | 63288.6353 | 3.1689 | 521.6782 | 135.861 | 303.5483 | 49971.087 | 13014 | 53218.2435 | 255.2481 | 42019.7634 | 10943.232 | 42212.2272 | 202.4605 | 33329.6945 | 8680.0722 |  | 2321 | CB BP1 | 660.708 | 555.5772 | 440.6788 | 0 | 0 | 0 | 660.708 | 555.5772 | 440.6788 | 0 | 3.1689 | 2.6647 | 2.1136 | 0 | 0 | 0 | 3.1689 | 2.6647 | 2.1136 | 0 | 135.861 | 114.243 | 90.6165 | 0 | 0 | 0 | 135.861 | 114.243 | 90.6165 | 0 | 521.6782 | 438.6695 | 347.9487 | 0 | 0 | 0 | 521.6782 | 438.6695 | 347.9487 | 0 | 0 | 0 | 0 | 0.01044 | 0.01044 | 0.01044 | 0 | 5000000
785-136F | 0 | 0 | 0 | 0 | 0% | 0% | 0% | 0 | 0 | 0 | 0 | 0 | 0 | 0 | 0 | 785 | 0 | 0 | 0 | 0 | 0 | 0 | 0 | 0 | 0 | 0 | 0 | 0 | 0 | 0 | 0 | 0 | 0 | 0 |  | 2322 | 785-136F | [40 empty] | 0 | 0 | 0 |  |  |  | 0 | 5000000
75-2256 | 0 | 0 | 0 | 0 | 0% | 0% | 0% | 0 | 0 | 0 | 0 | 0 | 0 | 0 | 0 | 75 | 0 | 0 | 0 | 0 | 0 | 0 | 0 | 0 | 0 | 0 | 0 | 0 | 0 | 0 | 0 | 0 | 0 | 0 |  | 2323 | 75-2256 | [40 empty] | 0 | 0 | 0 |  |  |  | 0 | 5000000
785-137 | 0 | 0 | 0 | 0 | 0% | 0% | 0% | 0 | 0 | 0 | 0 | 0 | 0 | 0 | 0 | 785 | 0 | 0 | 0 | 0 | 0 | 0 | 0 | 0 | 0 | 0 | 0 | 0 | 0 | 0 | 0 | 0 | 0 | 0 |  | 2324 | 785-137 | [40 empty] | 0 | 0 | 0 |  |  |  | 0 | 5000000
785-11 | 0 | 0 | 0 | 0 | 0% | 0% | 0% | 0 | 0 | 0 | 0 | 0 | 0 | 0 | 0 | 785 | 0 | 0 | 0 | 0 | 0 | 0 | 0 | 0 | 0 | 0 | 0 | 0 | 0 | 0 | 0 | 0 | 0 | 0 |  | 2325 | 785-11 | [40 empty] | 0 | 0 | 0 |  |  |  | 0 | 5000000
780-444F | 114.1273 | 0 | 114.1273 | 0 | 0% | 100% | 0% | 18.2292 | 37.8652 | 0.23649 | 14.2751 | 3.7177 | 0.49123 | 29.6517 | 7.7222 | 780 | 0.010731 | 0.010731 | 0.010731 | 10635.491 | 1.4806 | 89.3716 | 23.2751 | 137.9765 | 8328.5145 | 2169 | 8936.7144 | 115.9379 | 6998.2247 | 1822.5518 | 7106.846 | 92.1986 | 5565.2785 | 1449.3688 |  | 2326 | 780-444F | 114.1273 | 95.8981 | 76.2621 | 0 | 0 | 0 | 114.1273 | 95.8981 | 76.2621 | 0 | 1.4806 | 1.2441 | 0.98936 | 0 | 0 | 0 | 1.4806 | 1.2441 | 0.98936 | 0 | 23.2751 | 19.5574 | 15.5529 | 0 | 0 | 0 | 23.2751 | 19.5574 | 15.5529 | 0 | 89.3716 | 75.0965 | 59.7199 | 0 | 0 | 0 | 89.3716 | 75.0965 | 59.7199 | 0 | 0 | 0 | 0 | 0.010731 | 0.010731 | 0.010731 | 0 | 5000000
780-445F | 0 | 0 | 0 | 0 | 0% | 0% | 0% | 0 | 0 | 0 | 0 | 0 | 0 | 0 | 0 | 780 | 0 | 0 | 0 | 0 | 0 | 0 | 0 | 0 | 0 | 0 | 0 | 0 | 0 | 0 | 0 | 0 | 0 | 0 |  | 2327 | 780-445F | [40 empty] | 0 | 0 | 0 |  |  |  | 0 | 5000000
CB CE3 | 0 | 0 | 0 | 0 | 0% | 0% | 0% | 0 | 0 | 0 | 0 | 0 | 0 | 0 | 0 | CE3 | 0 | 0 | 0 | 0 | 0 | 0 | 0 | 0 | 0 | 0 | 0 | 0 | 0 | 0 | 0 | 0 | 0 | 0 |  | 2328 | CB CE3 | [40 empty] | 0 | 0 | 0 |  |  |  | 0 | 5000000
CB PK7 | 0 | 0 | 0 | 0 | 0% | 0% | 0% | 0 | 0 | 0 | 0 | 0 | 0 | 0 | 0 | PK7 | 0 | 0 | 0 | 0 | 0 | 0 | 0 | 0 | 0 | 0 | 0 | 0 | 0 | 0 | 0 | 0 | 0 | 0 |  | 2329 | CB PK7 | [40 empty] | 0 | 0 | 0 |  |  |  | 0 | 5000000
CB CE2 | 0 | 0 | 0 | 0 | 0% | 0% | 0% | 0 | 0 | 0 | 0 | 0 | 0 | 0 | 0 | CE2 | 0 | 0 | 0 | 0 | 0 | 0 | 0 | 0 | 0 | 0 | 0 | 0 | 0 | 0 | 0 | 0 | 0 | 0 |  | 2330 | CB CE2 | [40 empty] | 0 | 0 | 0 |  |  |  | 0 | 5000000
75-2260F | 0 | 0 | 0 | 0 | 0% | 0% | 0% | 0 | 0 | 0 | 0 | 0 | 0 | 0 | 0 | 75 | 0 | 0 | 0 | 0 | 0 | 0 | 0 | 0 | 0 | 0 | 0 | 0 | 0 | 0 | 0 | 0 | 0 | 0 |  | 2331 | 75-2260F | [40 empty] | 0 | 0 | 0 |  |  |  | 0 | 5000000
781-42 | 0 | 0 | 0 | 0 | 0% | 0% | 0% | 0 | 0 | 0 | 0 | 0 | 0 | 0 | 0 | 781 | 0 | 0 | 0 | 0 | 0 | 0 | 0 | 0 | 0 | 0 | 0 | 0 | 0 | 0 | 0 | 0 | 0 | 0 |  | 2332 | 781-42 | [40 empty] | 0 | 0 | 0 |  |  |  | 0 | 5000000
CB CE1 | 0 | 0 | 0 | 0 | 0% | 0% | 0% | 0 | 0 | 0 | 0 | 0 | 0 | 0 | 0 | CE1 | 0 | 0 | 0 | 0 | 0 | 0 | 0 | 0 | 0 | 0 | 0 | 0 | 0 | 0 | 0 | 0 | 0 | 0 |  | 2333 | CB CE1 | [40 empty] | 0 | 0 | 0 |  |  |  | 0 | 5000000
783-1453 | 0 | 0 | 0 | 0 | 0% | 0% | 0% | 0 | 0 | 0 | 0 | 0 | 0 | 0 | 0 | 783 | 0 | 0 | 0 | 0 | 0 | 0 | 0 | 0 | 0 | 0 | 0 | 0 | 0 | 0 | 0 | 0 | 0 | 0 |  | 2334 | 783-1453 | [40 empty] | 0 | 0 | 0 |  |  |  | 0 | 5000000
783-850 | 0 | 0 | 0 | 0 | 0% | 0% | 0% | 0 | 0 | 0 | 0 | 0 | 0 | 0 | 0 | 783 | 0 | 0 | 0 | 0 | 0 | 0 | 0 | 0 | 0 | 0 | 0 | 0 | 0 | 0 | 0 | 0 | 0 | 0 |  | 2335 | 783-850 | [40 empty] | 0 | 0 | 0 |  |  |  | 0 | 5000000
783-853 | 0 | 0 | 0 | 0 | 0% | 0% | 0% | 0 | 0 | 0 | 0 | 0 | 0 | 0 | 0 | 783 | 0 | 0 | 0 | 0 | 0 | 0 | 0 | 0 | 0 | 0 | 0 | 0 | 0 | 0 | 0 | 0 | 0 | 0 |  | 2336 | 783-853 | [40 empty] | 0 | 0 | 0 |  |  |  | 0 | 5000000
751-40F | 0 | 0 | 0 | 0 | 0% | 0% | 0% | 0 | 0 | 0 | 0 | 0 | 0 | 0 | 0 | 751 | 0 | 0 | 0 | 0 | 0 | 0 | 0 | 0 | 0 | 0 | 0 | 0 | 0 | 0 | 0 | 0 | 0 | 0 |  | 2337 | 751-40F | [40 empty] | 0 | 0 | 0 |  |  |  | 0 | 5000000
772-318 | 0 | 0 | 0 | 0 | 0% | 0% | 0% | 0 | 0 | 0 | 0 | 0 | 0 | 0 | 0 | 772 | 0 | 0 | 0 | 0 | 0 | 0 | 0 | 0 | 0 | 0 | 0 | 0 | 0 | 0 | 0 | 0 | 0 | 0 |  | 2338 | 772-318 | [40 empty] | 0 | 0 | 0 |  |  |  | 0 | 5000000
746-740F | 0 | 0 | 0 | 0 | 0% | 0% | 0% | 0 | 0 | 0 | 0 | 0 | 0 | 0 | 0 | 746 | 0 | 0 | 0 | 0 | 0 | 0 | 0 | 0 | 0 | 0 | 0 | 0 | 0 | 0 | 0 | 0 | 0 | 0 |  | 2339 | 746-740F | [40 empty] | 0 | 0 | 0 |  |  |  | 0 | 5000000
763-49 | 0 | 0 | 0 | 0 | 0% | 0% | 0% | 0 | 0 | 0 | 0 | 0 | 0 | 0 | 0 | 763 | 0 | 0 | 0 | 0 | 0 | 0 | 0 | 0 | 0 | 0 | 0 | 0 | 0 | 0 | 0 | 0 | 0 | 0 |  | 2340 | 763-49 | [40 empty] | 0 | 0 | 0 |  |  |  | 0 | 5000000
755-624 | 0 | 0 | 0 | 0 | 0% | 0% | 0% | 0 | 0 | 0 | 0 | 0 | 0 | 0 | 0 | 755 | 0 | 0 | 0 | 0 | 0 | 0 | 0 | 0 | 0 | 0 | 0 | 0 | 0 | 0 | 0 | 0 | 0 | 0 |  | 2341 | 755-624 | [40 empty] | 0 | 0 | 0 |  |  |  | 0 | 5000000
761-244F | 0 | 0 | 0 | 0 | 0% | 0% | 0% | 0 | 0 | 0 | 0 | 0 | 0 | 0 | 0 | 761 | 0 | 0 | 0 | 0 | 0 | 0 | 0 | 0 | 0 | 0 | 0 | 0 | 0 | 0 | 0 | 0 | 0 | 0 |  | 2342 | 761-244F | [40 empty] | 0 | 0 | 0 |  |  |  | 0 | 5000000
761-245 | 0 | 0 | 0 | 0 | 0% | 0% | 0% | 0 | 0 | 0 | 0 | 0 | 0 | 0 | 0 | 761 | 0 | 0 | 0 | 0 | 0 | 0 | 0 | 0 | 0 | 0 | 0 | 0 | 0 | 0 | 0 | 0 | 0 | 0 |  | 2343 | 761-245 | [40 empty] | 0 | 0 | 0 |  |  |  | 0 | 5000000
761-726 | 0 | 0 | 0 | 0 | 0% | 0% | 0% | 0 | 0 | 0 | 0 | 0 | 0 | 0 | 0 | 761 | 0 | 0 | 0 | 0 | 0 | 0 | 0 | 0 | 0 | 0 | 0 | 0 | 0 | 0 | 0 | 0 | 0 | 0 |  | 2344 | 761-726 | [40 empty] | 0 | 0 | 0 |  |  |  | 0 | 5000000
761-728F | 0 | 0 | 0 | 0 | 0% | 0% | 0% | 0 | 0 | 0 | 0 | 0 | 0 | 0 | 0 | 761 | 0 | 0 | 0 | 0 | 0 | 0 | 0 | 0 | 0 | 0 | 0 | 0 | 0 | 0 | 0 | 0 | 0 | 0 |  | 2345 | 761-728F | [40 empty] | 0 | 0 | 0 |  |  |  | 0 | 5000000
762-114 | 0 | 0 | 0 | 0 | 0% | 0% | 0% | 0 | 0 | 0 | 0 | 0 | 0 | 0 | 0 | 762 | 0 | 0 | 0 | 0 | 0 | 0 | 0 | 0 | 0 | 0 | 0 | 0 | 0 | 0 | 0 | 0 | 0 | 0 |  | 2346 | 762-114 | [40 empty] | 0 | 0 | 0 |  |  |  | 0 | 5000000
762-115AE | 0 | 0 | 0 | 0 | 0% | 0% | 0% | 0 | 0 | 0 | 0 | 0 | 0 | 0 | 0 | 762 | 0 | 0 | 0 | 0 | 0 | 0 | 0 | 0 | 0 | 0 | 0 | 0 | 0 | 0 | 0 | 0 | 0 | 0 |  | 2347 | 762-115AE | [40 empty] | 0 | 0 | 0 |  |  |  | 0 | 5000000
755-623F | 0 | 0 | 0 | 0 | 0% | 0% | 0% | 0 | 0 | 0 | 0 | 0 | 0 | 0 | 0 | 755 | 0 | 0 | 0 | 0 | 0 | 0 | 0 | 0 | 0 | 0 | 0 | 0 | 0 | 0 | 0 | 0 | 0 | 0 |  | 2348 | 755-623F | [40 empty] | 0 | 0 | 0 |  |  |  | 0 | 5000000
751-55 | 0 | 0 | 0 | 0 | 0% | 0% | 0% | 0 | 0 | 0 | 0 | 0 | 0 | 0 | 0 | 751 | 0 | 0 | 0 | 0 | 0 | 0 | 0 | 0 | 0 | 0 | 0 | 0 | 0 | 0 | 0 | 0 | 0 | 0 |  | 2349 | 751-55 | [40 empty] | 0 | 0 | 0 |  |  |  | 0 | 5000000
755-622F | 0 | 0 | 0 | 0 | 0% | 0% | 0% | 0 | 0 | 0 | 0 | 0 | 0 | 0 | 0 | 755 | 0 | 0 | 0 | 0 | 0 | 0 | 0 | 0 | 0 | 0 | 0 | 0 | 0 | 0 | 0 | 0 | 0 | 0 |  | 2350 | 755-622F | [40 empty] | 0 | 0 | 0 |  |  |  | 0 | 5000000
763-50F | 0 | 0 | 0 | 0 | 0% | 0% | 0% | 0 | 0 | 0 | 0 | 0 | 0 | 0 | 0 | 763 | 0 | 0 | 0 | 0 | 0 | 0 | 0 | 0 | 0 | 0 | 0 | 0 | 0 | 0 | 0 | 0 | 0 | 0 |  | 2351 | 763-50F | [40 empty] | 0 | 0 | 0 |  |  |  | 0 | 5000000
755-621F | 0 | 0 | 0 | 0 | 0% | 0% | 0% | 0 | 0 | 0 | 0 | 0 | 0 | 0 | 0 | 755 | 0 | 0 | 0 | 0 | 0 | 0 | 0 | 0 | 0 | 0 | 0 | 0 | 0 | 0 | 0 | 0 | 0 | 0 |  | 2352 | 755-621F | [40 empty] | 0 | 0 | 0 |  |  |  | 0 | 5000000
754-859AE | 0 | 0 | 0 | 0 | 0% | 0% | 0% | 0 | 0 | 0 | 0 | 0 | 0 | 0 | 0 | 754 | 0 | 0 | 0 | 0 | 0 | 0 | 0 | 0 | 0 | 0 | 0 | 0 | 0 | 0 | 0 | 0 | 0 | 0 |  | 2353 | 754-859AE | [40 empty] | 0 | 0 | 0 |  |  |  | 0 | 5000000
763-98F | 0 | 0 | 0 | 0 | 0% | 0% | 0% | 0 | 0 | 0 | 0 | 0 | 0 | 0 | 0 | 763 | 0 | 0 | 0 | 0 | 0 | 0 | 0 | 0 | 0 | 0 | 0 | 0 | 0 | 0 | 0 | 0 | 0 | 0 |  | 2354 | 763-98F | [40 empty] | 0 | 0 | 0 |  |  |  | 0 | 5000000
765-15 | 0 | 0 | 0 | 0 | 0% | 0% | 0% | 0 | 0 | 0 | 0 | 0 | 0 | 0 | 0 | 765 | 0 | 0 | 0 | 0 | 0 | 0 | 0 | 0 | 0 | 0 | 0 | 0 | 0 | 0 | 0 | 0 | 0 | 0 |  | 2355 | 765-15 | [40 empty] | 0 | 0 | 0 |  |  |  | 0 | 5000000
765-16F | 0 | 0 | 0 | 0 | 0% | 0% | 0% | 0 | 0 | 0 | 0 | 0 | 0 | 0 | 0 | 765 | 0 | 0 | 0 | 0 | 0 | 0 | 0 | 0 | 0 | 0 | 0 | 0 | 0 | 0 | 0 | 0 | 0 | 0 |  | 2356 | 765-16F | [40 empty] | 0 | 0 | 0 |  |  |  | 0 | 5000000
761-243F | 0 | 0 | 0 | 0 | 0% | 0% | 0% | 0 | 0 | 0 | 0 | 0 | 0 | 0 | 0 | 761 | 0 | 0 | 0 | 0 | 0 | 0 | 0 | 0 | 0 | 0 | 0 | 0 | 0 | 0 | 0 | 0 | 0 | 0 |  | 2357 | 761-243F | [40 empty] | 0 | 0 | 0 |  |  |  | 0 | 5000000
CB LD2 | 0 | 0 | 0 | 0 | 0% | 0% | 0% | 0 | 0 | 0 | 0 | 0 | 0 | 0 | 0 | LD2 | 0 | 0 | 0 | 0 | 0 | 0 | 0 | 0 | 0 | 0 | 0 | 0 | 0 | 0 | 0 | 0 | 0 | 0 |  | 2358 | CB LD2 | [40 empty] | 0 | 0 | 0 |  |  |  | 0 | 5000000
CB LF1 | 6248.9256 | 0 | 6248.9256 | 0 | 0% | 100% | 0% | 985.1124 | 2058.0764 | 1.3321 | 891.271 | 92.5093 | 2.783 | 1862.0249 | 193.2685 | LF1 | 0.0073786 | 0.0073786 | 0.0073786 | 846898.5387 | 8.45 | 5653.6555 | 586.8201 | 1145.2048 | 766223.334 | 79530 | 713389.1494 | 964.6689 | 645431.994 | 66992.4867 | 567973.4894 | 768.0329 | 513868.5694 | 53336.8869 |  | 2359 | CB LF1 | 6248.9256 | 5263.8132 | 4190.8492 | 0 | 0 | 0 | 6248.9256 | 5263.8132 | 4190.8492 | 0 | 8.45 | 7.1179 | 5.667 | 0 | 0 | 0 | 8.45 | 7.1179 | 5.667 | 0 | 586.8201 | 494.3108 | 393.5516 | 0 | 0 | 0 | 586.8201 | 494.3108 | 393.5516 | 0 | 5653.6555 | 4762.3845 | 3791.6306 | 0 | 0 | 0 | 5653.6555 | 4762.3845 | 3791.6306 | 0 | 0 | 0 | 0 | 0.0073786 | 0.0073786 | 0.0073786 | 0 | 5000000
761-242 | 0 | 0 | 0 | 0 | 0% | 0% | 0% | 0 | 0 | 0 | 0 | 0 | 0 | 0 | 0 | 761 | 0 | 0 | 0 | 0 | 0 | 0 | 0 | 0 | 0 | 0 | 0 | 0 | 0 | 0 | 0 | 0 | 0 | 0 |  | 2360 | 761-242 | [40 empty] | 0 | 0 | 0 |  |  |  | 0 | 5000000
756-44F | 0 | 0 | 0 | 0 | 0% | 0% | 0% | 0 | 0 | 0 | 0 | 0 | 0 | 0 | 0 | 756 | 0 | 0 | 0 | 0 | 0 | 0 | 0 | 0 | 0 | 0 | 0 | 0 | 0 | 0 | 0 | 0 | 0 | 0 |  | 2361 | 756-44F | [40 empty] | 0 | 0 | 0 |  |  |  | 0 | 5000000
756-43 | 0 | 0 | 0 | 0 | 0% | 0% | 0% | 0 | 0 | 0 | 0 | 0 | 0 | 0 | 0 | 756 | 0 | 0 | 0 | 0 | 0 | 0 | 0 | 0 | 0 | 0 | 0 | 0 | 0 | 0 | 0 | 0 | 0 | 0 |  | 2362 | 756-43 | [40 empty] | 0 | 0 | 0 |  |  |  | 0 | 5000000
756-42 | 0 | 0 | 0 | 0 | 0% | 0% | 0% | 0 | 0 | 0 | 0 | 0 | 0 | 0 | 0 | 756 | 0 | 0 | 0 | 0 | 0 | 0 | 0 | 0 | 0 | 0 | 0 | 0 | 0 | 0 | 0 | 0 | 0 | 0 |  | 2363 | 756-42 | [40 empty] | 0 | 0 | 0 |  |  |  | 0 | 5000000
756-41 | 0 | 0 | 0 | 0 | 0% | 0% | 0% | 0 | 0 | 0 | 0 | 0 | 0 | 0 | 0 | 756 | 0 | 0 | 0 | 0 | 0 | 0 | 0 | 0 | 0 | 0 | 0 | 0 | 0 | 0 | 0 | 0 | 0 | 0 |  | 2364 | 756-41 | [40 empty] | 0 | 0 | 0 |  |  |  | 0 | 5000000
756-40 | 0 | 0 | 0 | 0 | 0% | 0% | 0% | 0 | 0 | 0 | 0 | 0 | 0 | 0 | 0 | 756 | 0 | 0 | 0 | 0 | 0 | 0 | 0 | 0 | 0 | 0 | 0 | 0 | 0 | 0 | 0 | 0 | 0 | 0 |  | 2365 | 756-40 | [40 empty] | 0 | 0 | 0 |  |  |  | 0 | 5000000
756-109F | 0 | 0 | 0 | 0 | 0% | 0% | 0% | 0 | 0 | 0 | 0 | 0 | 0 | 0 | 0 | 756 | 0 | 0 | 0 | 0 | 0 | 0 | 0 | 0 | 0 | 0 | 0 | 0 | 0 | 0 | 0 | 0 | 0 | 0 |  | 2366 | 756-109F | [40 empty] | 0 | 0 | 0 |  |  |  | 0 | 5000000
756-48 | 0 | 0 | 0 | 0 | 0% | 0% | 0% | 0 | 0 | 0 | 0 | 0 | 0 | 0 | 0 | 756 | 0 | 0 | 0 | 0 | 0 | 0 | 0 | 0 | 0 | 0 | 0 | 0 | 0 | 0 | 0 | 0 | 0 | 0 |  | 2367 | 756-48 | [40 empty] | 0 | 0 | 0 |  |  |  | 0 | 5000000
756-49F | 0 | 0 | 0 | 0 | 0% | 0% | 0% | 0 | 0 | 0 | 0 | 0 | 0 | 0 | 0 | 756 | 0 | 0 | 0 | 0 | 0 | 0 | 0 | 0 | 0 | 0 | 0 | 0 | 0 | 0 | 0 | 0 | 0 | 0 |  | 2368 | 756-49F | [40 empty] | 0 | 0 | 0 |  |  |  | 0 | 5000000
756-50F | 0 | 0 | 0 | 0 | 0% | 0% | 0% | 0 | 0 | 0 | 0 | 0 | 0 | 0 | 0 | 756 | 0 | 0 | 0 | 0 | 0 | 0 | 0 | 0 | 0 | 0 | 0 | 0 | 0 | 0 | 0 | 0 | 0 | 0 |  | 2369 | 756-50F | [40 empty] | 0 | 0 | 0 |  |  |  | 0 | 5000000
76-243 | 0 | 0 | 0 | 0 | 0% | 0% | 0% | 0 | 0 | 0 | 0 | 0 | 0 | 0 | 0 | 76 | 0 | 0 | 0 | 0 | 0 | 0 | 0 | 0 | 0 | 0 | 0 | 0 | 0 | 0 | 0 | 0 | 0 | 0 |  | 2370 | 76-243 | [40 empty] | 0 | 0 | 0 |  |  |  | 0 | 5000000
76-267 | 0 | 0 | 0 | 0 | 0% | 0% | 0% | 0 | 0 | 0 | 0 | 0 | 0 | 0 | 0 | 76 | 0 | 0 | 0 | 0 | 0 | 0 | 0 | 0 | 0 | 0 | 0 | 0 | 0 | 0 | 0 | 0 | 0 | 0 |  | 2371 | 76-267 | [40 empty] | 0 | 0 | 0 |  |  |  | 0 | 5000000
756-108 | 0 | 0 | 0 | 0 | 0% | 0% | 0% | 0 | 0 | 0 | 0 | 0 | 0 | 0 | 0 | 756 | 0 | 0 | 0 | 0 | 0 | 0 | 0 | 0 | 0 | 0 | 0 | 0 | 0 | 0 | 0 | 0 | 0 | 0 |  | 2372 | 756-108 | [40 empty] | 0 | 0 | 0 |  |  |  | 0 | 5000000
76-48F | 0 | 0 | 0 | 0 | 0% | 0% | 0% | 0 | 0 | 0 | 0 | 0 | 0 | 0 | 0 | 76 | 0 | 0 | 0 | 0 | 0 | 0 | 0 | 0 | 0 | 0 | 0 | 0 | 0 | 0 | 0 | 0 | 0 | 0 |  | 2373 | 76-48F | [40 empty] | 0 | 0 | 0 |  |  |  | 0 | 5000000
CB LJS1 | 5818.892 | 0 | 5818.892 | 0 | 0% | 100% | 0% | 917.1844 | 1916.0929 | 1.0815 | 841.3832 | 74.7197 | 2.2593 | 1757.7363 | 156.0972 | LJS1 | 0.007367 | 0.007367 | 0.007367 | 789859.1028 | 6.8612 | 5337.9865 | 474.0443 | 931.3412 | 724580.7615 | 64347 | 665360.0679 | 784.5415 | 610371.0179 | 54204.5083 | 529767.7672 | 624.6615 | 485984.8179 | 43158.2878 |  | 2374 | CB LJS1 | 5818.892 | 4901.7076 | 3902.7991 | 0 | 0 | 0 | 5818.892 | 4901.7076 | 3902.7991 | 0 | 6.8612 | 5.7797 | 4.6019 | 0 | 0 | 0 | 6.8612 | 5.7797 | 4.6019 | 0 | 474.0443 | 399.3246 | 317.9471 | 0 | 0 | 0 | 474.0443 | 399.3246 | 317.9471 | 0 | 5337.9865 | 4496.6033 | 3580.2502 | 0 | 0 | 0 | 5337.9865 | 4496.6033 | 3580.2502 | 0 | 0 | 0 | 0 | 0.007367 | 0.007367 | 0.007367 | 0 | 5000000
76-50F | 0 | 0 | 0 | 0 | 0% | 0% | 0% | 0 | 0 | 0 | 0 | 0 | 0 | 0 | 0 | 76 | 0 | 0 | 0 | 0 | 0 | 0 | 0 | 0 | 0 | 0 | 0 | 0 | 0 | 0 | 0 | 0 | 0 | 0 |  | 2375 | 76-50F | [40 empty] | 0 | 0 | 0 |  |  |  | 0 | 5000000
765-17F | 0 | 0 | 0 | 0 | 0% | 0% | 0% | 0 | 0 | 0 | 0 | 0 | 0 | 0 | 0 | 765 | 0 | 0 | 0 | 0 | 0 | 0 | 0 | 0 | 0 | 0 | 0 | 0 | 0 | 0 | 0 | 0 | 0 | 0 |  | 2376 | 765-17F | [40 empty] | 0 | 0 | 0 |  |  |  | 0 | 5000000
765-18F | 0 | 0 | 0 | 0 | 0% | 0% | 0% | 0 | 0 | 0 | 0 | 0 | 0 | 0 | 0 | 765 | 0 | 0 | 0 | 0 | 0 | 0 | 0 | 0 | 0 | 0 | 0 | 0 | 0 | 0 | 0 | 0 | 0 | 0 |  | 2377 | 765-18F | [40 empty] | 0 | 0 | 0 |  |  |  | 0 | 5000000
754-857 | 0 | 0 | 0 | 0 | 0% | 0% | 0% | 0 | 0 | 0 | 0 | 0 | 0 | 0 | 0 | 754 | 0 | 0 | 0 | 0 | 0 | 0 | 0 | 0 | 0 | 0 | 0 | 0 | 0 | 0 | 0 | 0 | 0 | 0 |  | 2378 | 754-857 | [40 empty] | 0 | 0 | 0 |  |  |  | 0 | 5000000
770-548F | 0 | 0 | 0 | 0 | 0% | 0% | 0% | 0 | 0 | 0 | 0 | 0 | 0 | 0 | 0 | 770 | 0 | 0 | 0 | 0 | 0 | 0 | 0 | 0 | 0 | 0 | 0 | 0 | 0 | 0 | 0 | 0 | 0 | 0 |  | 2379 | 770-548F | [40 empty] | 0 | 0 | 0 |  |  |  | 0 | 5000000
771-273AE | 0 | 0 | 0 | 0 | 0% | 0% | 0% | 0 | 0 | 0 | 0 | 0 | 0 | 0 | 0 | 771 | 0 | 0 | 0 | 0 | 0 | 0 | 0 | 0 | 0 | 0 | 0 | 0 | 0 | 0 | 0 | 0 | 0 | 0 |  | 2380 | 771-273AE | [40 empty] | 0 | 0 | 0 |  |  |  | 0 | 5000000
754-1014AE | 0 | 0 | 0 | 0 | 0% | 0% | 0% | 0 | 0 | 0 | 0 | 0 | 0 | 0 | 0 | 754 | 0 | 0 | 0 | 0 | 0 | 0 | 0 | 0 | 0 | 0 | 0 | 0 | 0 | 0 | 0 | 0 | 0 | 0 |  | 2381 | 754-1014AE | [40 empty] | 0 | 0 | 0 |  |  |  | 0 | 5000000
753-485 | 0 | 0 | 0 | 0 | 0% | 0% | 0% | 0 | 0 | 0 | 0 | 0 | 0 | 0 | 0 | 753 | 0 | 0 | 0 | 0 | 0 | 0 | 0 | 0 | 0 | 0 | 0 | 0 | 0 | 0 | 0 | 0 | 0 | 0 |  | 2382 | 753-485 | [40 empty] | 0 | 0 | 0 |  |  |  | 0 | 5000000
752-692 | 0 | 0 | 0 | 0 | 0% | 0% | 0% | 0 | 0 | 0 | 0 | 0 | 0 | 0 | 0 | 752 | 0 | 0 | 0 | 0 | 0 | 0 | 0 | 0 | 0 | 0 | 0 | 0 | 0 | 0 | 0 | 0 | 0 | 0 |  | 2383 | 752-692 | [40 empty] | 0 | 0 | 0 |  |  |  | 0 | 5000000
771-275AE | 0 | 0 | 0 | 0 | 0% | 0% | 0% | 0 | 0 | 0 | 0 | 0 | 0 | 0 | 0 | 771 | 0 | 0 | 0 | 0 | 0 | 0 | 0 | 0 | 0 | 0 | 0 | 0 | 0 | 0 | 0 | 0 | 0 | 0 |  | 2384 | 771-275AE | [40 empty] | 0 | 0 | 0 |  |  |  | 0 | 5000000
752-691 | 0 | 0 | 0 | 0 | 0% | 0% | 0% | 0 | 0 | 0 | 0 | 0 | 0 | 0 | 0 | 752 | 0 | 0 | 0 | 0 | 0 | 0 | 0 | 0 | 0 | 0 | 0 | 0 | 0 | 0 | 0 | 0 | 0 | 0 |  | 2385 | 752-691 | [40 empty] | 0 | 0 | 0 |  |  |  | 0 | 5000000
752-690 | 0 | 0 | 0 | 0 | 0% | 0% | 0% | 0 | 0 | 0 | 0 | 0 | 0 | 0 | 0 | 752 | 0 | 0 | 0 | 0 | 0 | 0 | 0 | 0 | 0 | 0 | 0 | 0 | 0 | 0 | 0 | 0 | 0 | 0 |  | 2386 | 752-690 | [40 empty] | 0 | 0 | 0 |  |  |  | 0 | 5000000
752-37R | 0 | 0 | 0 | 0 | 0% | 0% | 0% | 0 | 0 | 0 | 0 | 0 | 0 | 0 | 0 | 752 | 0 | 0 | 0 | 0 | 0 | 0 | 0 | 0 | 0 | 0 | 0 | 0 | 0 | 0 | 0 | 0 | 0 | 0 |  | 2387 | 752-37R | [40 empty] | 0 | 0 | 0 |  |  |  | 0 | 5000000
751-58F | 0 | 0 | 0 | 0 | 0% | 0% | 0% | 0 | 0 | 0 | 0 | 0 | 0 | 0 | 0 | 751 | 0 | 0 | 0 | 0 | 0 | 0 | 0 | 0 | 0 | 0 | 0 | 0 | 0 | 0 | 0 | 0 | 0 | 0 |  | 2388 | 751-58F | [40 empty] | 0 | 0 | 0 |  |  |  | 0 | 5000000
771-276 | 0 | 0 | 0 | 0 | 0% | 0% | 0% | 0 | 0 | 0 | 0 | 0 | 0 | 0 | 0 | 771 | 0 | 0 | 0 | 0 | 0 | 0 | 0 | 0 | 0 | 0 | 0 | 0 | 0 | 0 | 0 | 0 | 0 | 0 |  | 2389 | 771-276 | [40 empty] | 0 | 0 | 0 |  |  |  | 0 | 5000000
771-383F | 0 | 0 | 0 | 0 | 0% | 0% | 0% | 0 | 0 | 0 | 0 | 0 | 0 | 0 | 0 | 771 | 0 | 0 | 0 | 0 | 0 | 0 | 0 | 0 | 0 | 0 | 0 | 0 | 0 | 0 | 0 | 0 | 0 | 0 |  | 2390 | 771-383F | [40 empty] | 0 | 0 | 0 |  |  |  | 0 | 5000000
CB MO1 | 27204.184 | 0 | 27204.184 | 0 | 0% | 100% | 0% | 4332.0684 | 9044.1534 | 4.9982 | 3950.8391 | 376.2311 | 10.4348 | 8248.2526 | 785.4659 | MO1 | 0.018064 | 0.018064 | 0.018064 | 1505955.5834 | 31.3873 | 24810.17 | 2362.6268 | 1737.522 | 1373428.9525 | 130789.1087 | 1266143.113 | 1460.8343 | 1154720.385 | 109961.8946 | 1005293.8758 | 1159.875 | 916826.3202 | 87307.6813 |  | 2391 | CB MO1 | 27204.184 | 22872.1156 | 18160.0307 | 0 | 0 | 0 | 27204.184 | 22872.1156 | 18160.0307 | 0 | 31.3873 | 26.3891 | 20.9524 | 0 | 0 | 0 | 31.3873 | 26.3891 | 20.9524 | 0 | 2362.6268 | 1986.3956 | 1577.1609 | 0 | 0 | 0 | 2362.6268 | 1986.3956 | 1577.1609 | 0 | 24810.17 | 20859.3309 | 16561.9174 | 0 | 0 | 0 | 24810.17 | 20859.3309 | 16561.9174 | 0 | 0 | 0 | 0 | 0.018064 | 0.018064 | 0.018064 | 0 | 5000000
771-384 | 0 | 0 | 0 | 0 | 0% | 0% | 0% | 0 | 0 | 0 | 0 | 0 | 0 | 0 | 0 | 771 | 0 | 0 | 0 | 0 | 0 | 0 | 0 | 0 | 0 | 0 | 0 | 0 | 0 | 0 | 0 | 0 | 0 | 0 |  | 2392 | 771-384 | [40 empty] | 0 | 0 | 0 |  |  |  | 0 | 5000000
751-57F | 0 | 0 | 0 | 0 | 0% | 0% | 0% | 0 | 0 | 0 | 0 | 0 | 0 | 0 | 0 | 751 | 0 | 0 | 0 | 0 | 0 | 0 | 0 | 0 | 0 | 0 | 0 | 0 | 0 | 0 | 0 | 0 | 0 | 0 |  | 2393 | 751-57F | [40 empty] | 0 | 0 | 0 |  |  |  | 0 | 5000000
771-385 | 0 | 0 | 0 | 0 | 0% | 0% | 0% | 0 | 0 | 0 | 0 | 0 | 0 | 0 | 0 | 771 | 0 | 0 | 0 | 0 | 0 | 0 | 0 | 0 | 0 | 0 | 0 | 0 | 0 | 0 | 0 | 0 | 0 | 0 |  | 2394 | 771-385 | [40 empty] | 0 | 0 | 0 |  |  |  | 0 | 5000000
770-549 | 0 | 0 | 0 | 0 | 0% | 0% | 0% | 0 | 0 | 0 | 0 | 0 | 0 | 0 | 0 | 770 | 0 | 0 | 0 | 0 | 0 | 0 | 0 | 0 | 0 | 0 | 0 | 0 | 0 | 0 | 0 | 0 | 0 | 0 |  | 2395 | 770-549 | [40 empty] | 0 | 0 | 0 |  |  |  | 0 | 5000000
770-546F | 0 | 0 | 0 | 0 | 0% | 0% | 0% | 0 | 0 | 0 | 0 | 0 | 0 | 0 | 0 | 770 | 0 | 0 | 0 | 0 | 0 | 0 | 0 | 0 | 0 | 0 | 0 | 0 | 0 | 0 | 0 | 0 | 0 | 0 |  | 2396 | 770-546F | [40 empty] | 0 | 0 | 0 |  |  |  | 0 | 5000000
765-39 | 0 | 0 | 0 | 0 | 0% | 0% | 0% | 0 | 0 | 0 | 0 | 0 | 0 | 0 | 0 | 765 | 0 | 0 | 0 | 0 | 0 | 0 | 0 | 0 | 0 | 0 | 0 | 0 | 0 | 0 | 0 | 0 | 0 | 0 |  | 2397 | 765-39 | [40 empty] | 0 | 0 | 0 |  |  |  | 0 | 5000000
765-40 | 0 | 0 | 0 | 0 | 0% | 0% | 0% | 0 | 0 | 0 | 0 | 0 | 0 | 0 | 0 | 765 | 0 | 0 | 0 | 0 | 0 | 0 | 0 | 0 | 0 | 0 | 0 | 0 | 0 | 0 | 0 | 0 | 0 | 0 |  | 2398 | 765-40 | [40 empty] | 0 | 0 | 0 |  |  |  | 0 | 5000000
754-692 | 0 | 0 | 0 | 0 | 0% | 0% | 0% | 0 | 0 | 0 | 0 | 0 | 0 | 0 | 0 | 754 | 0 | 0 | 0 | 0 | 0 | 0 | 0 | 0 | 0 | 0 | 0 | 0 | 0 | 0 | 0 | 0 | 0 | 0 |  | 2399 | 754-692 | [40 empty] | 0 | 0 | 0 |  |  |  | 0 | 5000000
765-45 | 0 | 0 | 0 | 0 | 0% | 0% | 0% | 0 | 0 | 0 | 0 | 0 | 0 | 0 | 0 | 765 | 0 | 0 | 0 | 0 | 0 | 0 | 0 | 0 | 0 | 0 | 0 | 0 | 0 | 0 | 0 | 0 | 0 | 0 |  | 2400 | 765-45 | [40 empty] | 0 | 0 | 0 |  |  |  | 0 | 5000000
CB HK1 | 0 | 0 | 0 | 0 | 0% | 0% | 0% | 0 | 0 | 0 | 0 | 0 | 0 | 0 | 0 | HK1 | 0 | 0 | 0 | 0 | 0 | 0 | 0 | 0 | 0 | 0 | 0 | 0 | 0 | 0 | 0 | 0 | 0 | 0 |  | 2401 | CB HK1 | [40 empty] | 0 | 0 | 0 |  |  |  | 0 | 5000000
754-691 | 0 | 0 | 0 | 0 | 0% | 0% | 0% | 0 | 0 | 0 | 0 | 0 | 0 | 0 | 0 | 754 | 0 | 0 | 0 | 0 | 0 | 0 | 0 | 0 | 0 | 0 | 0 | 0 | 0 | 0 | 0 | 0 | 0 | 0 |  | 2402 | 754-691 | [40 empty] | 0 | 0 | 0 |  |  |  | 0 | 5000000
765-49 | 0 | 0 | 0 | 0 | 0% | 0% | 0% | 0 | 0 | 0 | 0 | 0 | 0 | 0 | 0 | 765 | 0 | 0 | 0 | 0 | 0 | 0 | 0 | 0 | 0 | 0 | 0 | 0 | 0 | 0 | 0 | 0 | 0 | 0 |  | 2403 | 765-49 | [40 empty] | 0 | 0 | 0 |  |  |  | 0 | 5000000
754-689 | 0 | 0 | 0 | 0 | 0% | 0% | 0% | 0 | 0 | 0 | 0 | 0 | 0 | 0 | 0 | 754 | 0 | 0 | 0 | 0 | 0 | 0 | 0 | 0 | 0 | 0 | 0 | 0 | 0 | 0 | 0 | 0 | 0 | 0 |  | 2404 | 754-689 | [40 empty] | 0 | 0 | 0 |  |  |  | 0 | 5000000
754-24 | 0 | 0 | 0 | 0 | 0% | 0% | 0% | 0 | 0 | 0 | 0 | 0 | 0 | 0 | 0 | 754 | 0 | 0 | 0 | 0 | 0 | 0 | 0 | 0 | 0 | 0 | 0 | 0 | 0 | 0 | 0 | 0 | 0 | 0 |  | 2405 | 754-24 | [40 empty] | 0 | 0 | 0 |  |  |  | 0 | 5000000
765-691 | 0 | 0 | 0 | 0 | 0% | 0% | 0% | 0 | 0 | 0 | 0 | 0 | 0 | 0 | 0 | 765 | 0 | 0 | 0 | 0 | 0 | 0 | 0 | 0 | 0 | 0 | 0 | 0 | 0 | 0 | 0 | 0 | 0 | 0 |  | 2406 | 765-691 | [40 empty] | 0 | 0 | 0 |  |  |  | 0 | 5000000
768-19 | 0 | 0 | 0 | 0 | 0% | 0% | 0% | 0 | 0 | 0 | 0 | 0 | 0 | 0 | 0 | 768 | 0 | 0 | 0 | 0 | 0 | 0 | 0 | 0 | 0 | 0 | 0 | 0 | 0 | 0 | 0 | 0 | 0 | 0 |  | 2407 | 768-19 | [40 empty] | 0 | 0 | 0 |  |  |  | 0 | 5000000
754-23 | 0 | 0 | 0 | 0 | 0% | 0% | 0% | 0 | 0 | 0 | 0 | 0 | 0 | 0 | 0 | 754 | 0 | 0 | 0 | 0 | 0 | 0 | 0 | 0 | 0 | 0 | 0 | 0 | 0 | 0 | 0 | 0 | 0 | 0 |  | 2408 | 754-23 | [40 empty] | 0 | 0 | 0 |  |  |  | 0 | 5000000
CB HB5 | 0 | 0 | 0 | 0 | 0% | 0% | 0% | 0 | 0 | 0 | 0 | 0 | 0 | 0 | 0 | HB5 | 0 | 0 | 0 | 0 | 0 | 0 | 0 | 0 | 0 | 0 | 0 | 0 | 0 | 0 | 0 | 0 | 0 | 0 |  | 2409 | CB HB5 | [40 empty] | 0 | 0 | 0 |  |  |  | 0 | 5000000
754-22F | 0 | 0 | 0 | 0 | 0% | 0% | 0% | 0 | 0 | 0 | 0 | 0 | 0 | 0 | 0 | 754 | 0 | 0 | 0 | 0 | 0 | 0 | 0 | 0 | 0 | 0 | 0 | 0 | 0 | 0 | 0 | 0 | 0 | 0 |  | 2410 | 754-22F | [40 empty] | 0 | 0 | 0 |  |  |  | 0 | 5000000
754-21 | 0 | 0 | 0 | 0 | 0% | 0% | 0% | 0 | 0 | 0 | 0 | 0 | 0 | 0 | 0 | 754 | 0 | 0 | 0 | 0 | 0 | 0 | 0 | 0 | 0 | 0 | 0 | 0 | 0 | 0 | 0 | 0 | 0 | 0 |  | 2411 | 754-21 | [40 empty] | 0 | 0 | 0 |  |  |  | 0 | 5000000
754-1122 | 0 | 0 | 0 | 0 | 0% | 0% | 0% | 0 | 0 | 0 | 0 | 0 | 0 | 0 | 0 | 754 | 0 | 0 | 0 | 0 | 0 | 0 | 0 | 0 | 0 | 0 | 0 | 0 | 0 | 0 | 0 | 0 | 0 | 0 |  | 2412 | 754-1122 | [40 empty] | 0 | 0 | 0 |  |  |  | 0 | 5000000
785-137F | 0 | 0 | 0 | 0 | 0% | 0% | 0% | 0 | 0 | 0 | 0 | 0 | 0 | 0 | 0 | 785 | 0 | 0 | 0 | 0 | 0 | 0 | 0 | 0 | 0 | 0 | 0 | 0 | 0 | 0 | 0 | 0 | 0 | 0 |  | 2413 | 785-137F | [40 empty] | 0 | 0 | 0 |  |  |  | 0 | 5000000
785-138 | 0 | 0 | 0 | 0 | 0% | 0% | 0% | 0 | 0 | 0 | 0 | 0 | 0 | 0 | 0 | 785 | 0 | 0 | 0 | 0 | 0 | 0 | 0 | 0 | 0 | 0 | 0 | 0 | 0 | 0 | 0 | 0 | 0 | 0 |  | 2414 | 785-138 | [40 empty] | 0 | 0 | 0 |  |  |  | 0 | 5000000
785-138F | 0 | 0 | 0 | 0 | 0% | 0% | 0% | 0 | 0 | 0 | 0 | 0 | 0 | 0 | 0 | 785 | 0 | 0 | 0 | 0 | 0 | 0 | 0 | 0 | 0 | 0 | 0 | 0 | 0 | 0 | 0 | 0 | 0 | 0 |  | 2415 | 785-138F | [40 empty] | 0 | 0 | 0 |  |  |  | 0 | 5000000
CB 963 | 0 | 0 | 0 | 0 | 0% | 0% | 0% | 0 | 0 | 0 | 0 | 0 | 0 | 0 | 0 | 963 | 0 | 0 | 0 | 0 | 0 | 0 | 0 | 0 | 0 | 0 | 0 | 0 | 0 | 0 | 0 | 0 | 0 | 0 |  | 2416 | CB 963 | [40 empty] | 0 | 0 | 0 |  |  |  | 0 | 5000000
793-21 | 0 | 0 | 0 | 0 | 0% | 0% | 0% | 0 | 0 | 0 | 0 | 0 | 0 | 0 | 0 | 793 | 0 | 0 | 0 | 0 | 0 | 0 | 0 | 0 | 0 | 0 | 0 | 0 | 0 | 0 | 0 | 0 | 0 | 0 |  | 2417 | 793-21 | [40 empty] | 0 | 0 | 0 |  |  |  | 0 | 5000000
747-859F | 0 | 0 | 0 | 0 | 0% | 0% | 0% | 0 | 0 | 0 | 0 | 0 | 0 | 0 | 0 | 747 | 0 | 0 | 0 | 0 | 0 | 0 | 0 | 0 | 0 | 0 | 0 | 0 | 0 | 0 | 0 | 0 | 0 | 0 |  | 2418 | 747-859F | [40 empty] | 0 | 0 | 0 |  |  |  | 0 | 5000000
746-820 | 0 | 0 | 0 | 0 | 0% | 0% | 0% | 0 | 0 | 0 | 0 | 0 | 0 | 0 | 0 | 746 | 0 | 0 | 0 | 0 | 0 | 0 | 0 | 0 | 0 | 0 | 0 | 0 | 0 | 0 | 0 | 0 | 0 | 0 |  | 2419 | 746-820 | [40 empty] | 0 | 0 | 0 |  |  |  | 0 | 5000000
793-23 | 0 | 0 | 0 | 0 | 0% | 0% | 0% | 0 | 0 | 0 | 0 | 0 | 0 | 0 | 0 | 793 | 0 | 0 | 0 | 0 | 0 | 0 | 0 | 0 | 0 | 0 | 0 | 0 | 0 | 0 | 0 | 0 | 0 | 0 |  | 2420 | 793-23 | [40 empty] | 0 | 0 | 0 |  |  |  | 0 | 5000000
793-26 | 0 | 0 | 0 | 0 | 0% | 0% | 0% | 0 | 0 | 0 | 0 | 0 | 0 | 0 | 0 | 793 | 0 | 0 | 0 | 0 | 0 | 0 | 0 | 0 | 0 | 0 | 0 | 0 | 0 | 0 | 0 | 0 | 0 | 0 |  | 2421 | 793-26 | [40 empty] | 0 | 0 | 0 |  |  |  | 0 | 5000000
793-45 | 0 | 0 | 0 | 0 | 0% | 0% | 0% | 0 | 0 | 0 | 0 | 0 | 0 | 0 | 0 | 793 | 0 | 0 | 0 | 0 | 0 | 0 | 0 | 0 | 0 | 0 | 0 | 0 | 0 | 0 | 0 | 0 | 0 | 0 |  | 2422 | 793-45 | [40 empty] | 0 | 0 | 0 |  |  |  | 0 | 5000000
CB 962 | 0 | 0 | 0 | 0 | 0% | 0% | 0% | 0 | 0 | 0 | 0 | 0 | 0 | 0 | 0 | 962 | 0 | 0 | 0 | 0 | 0 | 0 | 0 | 0 | 0 | 0 | 0 | 0 | 0 | 0 | 0 | 0 | 0 | 0 |  | 2423 | CB 962 | [40 empty] | 0 | 0 | 0 |  |  |  | 0 | 5000000
785-139 | 0 | 0 | 0 | 0 | 0% | 0% | 0% | 0 | 0 | 0 | 0 | 0 | 0 | 0 | 0 | 785 | 0 | 0 | 0 | 0 | 0 | 0 | 0 | 0 | 0 | 0 | 0 | 0 | 0 | 0 | 0 | 0 | 0 | 0 |  | 2424 | 785-139 | [40 empty] | 0 | 0 | 0 |  |  |  | 0 | 5000000
CB 961 | 0 | 0 | 0 | 0 | 0% | 0% | 0% | 0 | 0 | 0 | 0 | 0 | 0 | 0 | 0 | 961 | 0 | 0 | 0 | 0 | 0 | 0 | 0 | 0 | 0 | 0 | 0 | 0 | 0 | 0 | 0 | 0 | 0 | 0 |  | 2425 | CB 961 | [40 empty] | 0 | 0 | 0 |  |  |  | 0 | 5000000
746-819F | 0 | 0 | 0 | 0 | 0% | 0% | 0% | 0 | 0 | 0 | 0 | 0 | 0 | 0 | 0 | 746 | 0 | 0 | 0 | 0 | 0 | 0 | 0 | 0 | 0 | 0 | 0 | 0 | 0 | 0 | 0 | 0 | 0 | 0 |  | 2426 | 746-819F | [40 empty] | 0 | 0 | 0 |  |  |  | 0 | 5000000
CB 960 | 0 | 0 | 0 | 0 | 0% | 0% | 0% | 0 | 0 | 0 | 0 | 0 | 0 | 0 | 0 | 960 | 0 | 0 | 0 | 0 | 0 | 0 | 0 | 0 | 0 | 0 | 0 | 0 | 0 | 0 | 0 | 0 | 0 | 0 |  | 2427 | CB 960 | [40 empty] | 0 | 0 | 0 |  |  |  | 0 | 5000000
CB 959 | 0 | 0 | 0 | 0 | 0% | 0% | 0% | 0 | 0 | 0 | 0 | 0 | 0 | 0 | 0 | 959 | 0 | 0 | 0 | 0 | 0 | 0 | 0 | 0 | 0 | 0 | 0 | 0 | 0 | 0 | 0 | 0 | 0 | 0 |  | 2428 | CB 959 | [40 empty] | 0 | 0 | 0 |  |  |  | 0 | 5000000
793-47 | 0 | 0 | 0 | 0 | 0% | 0% | 0% | 0 | 0 | 0 | 0 | 0 | 0 | 0 | 0 | 793 | 0 | 0 | 0 | 0 | 0 | 0 | 0 | 0 | 0 | 0 | 0 | 0 | 0 | 0 | 0 | 0 | 0 | 0 |  | 2429 | 793-47 | [40 empty] | 0 | 0 | 0 |  |  |  | 0 | 5000000
CB 958 | 0 | 0 | 0 | 0 | 0% | 0% | 0% | 0 | 0 | 0 | 0 | 0 | 0 | 0 | 0 | 958 | 0 | 0 | 0 | 0 | 0 | 0 | 0 | 0 | 0 | 0 | 0 | 0 | 0 | 0 | 0 | 0 | 0 | 0 |  | 2430 | CB 958 | [40 empty] | 0 | 0 | 0 |  |  |  | 0 | 5000000
793-749AE | 0 | 0 | 0 | 0 | 0% | 0% | 0% | 0 | 0 | 0 | 0 | 0 | 0 | 0 | 0 | 793 | 0 | 0 | 0 | 0 | 0 | 0 | 0 | 0 | 0 | 0 | 0 | 0 | 0 | 0 | 0 | 0 | 0 | 0 |  | 2431 | 793-749AE | [40 empty] | 0 | 0 | 0 |  |  |  | 0 | 5000000
747-860F | 0 | 0 | 0 | 0 | 0% | 0% | 0% | 0 | 0 | 0 | 0 | 0 | 0 | 0 | 0 | 747 | 0 | 0 | 0 | 0 | 0 | 0 | 0 | 0 | 0 | 0 | 0 | 0 | 0 | 0 | 0 | 0 | 0 | 0 |  | 2432 | 747-860F | [40 empty] | 0 | 0 | 0 |  |  |  | 0 | 5000000
793-20 | 0 | 0 | 0 | 0 | 0% | 0% | 0% | 0 | 0 | 0 | 0 | 0 | 0 | 0 | 0 | 793 | 0 | 0 | 0 | 0 | 0 | 0 | 0 | 0 | 0 | 0 | 0 | 0 | 0 | 0 | 0 | 0 | 0 | 0 |  | 2433 | 793-20 | [40 empty] | 0 | 0 | 0 |  |  |  | 0 | 5000000
747-861F | 0 | 0 | 0 | 0 | 0% | 0% | 0% | 0 | 0 | 0 | 0 | 0 | 0 | 0 | 0 | 747 | 0 | 0 | 0 | 0 | 0 | 0 | 0 | 0 | 0 | 0 | 0 | 0 | 0 | 0 | 0 | 0 | 0 | 0 |  | 2434 | 747-861F | [40 empty] | 0 | 0 | 0 |  |  |  | 0 | 5000000
747-862 | 0 | 0 | 0 | 0 | 0% | 0% | 0% | 0 | 0 | 0 | 0 | 0 | 0 | 0 | 0 | 747 | 0 | 0 | 0 | 0 | 0 | 0 | 0 | 0 | 0 | 0 | 0 | 0 | 0 | 0 | 0 | 0 | 0 | 0 |  | 2435 | 747-862 | [40 empty] | 0 | 0 | 0 |  |  |  | 0 | 5000000
748-507AE | 0 | 0 | 0 | 0 | 0% | 0% | 0% | 0 | 0 | 0 | 0 | 0 | 0 | 0 | 0 | 748 | 0 | 0 | 0 | 0 | 0 | 0 | 0 | 0 | 0 | 0 | 0 | 0 | 0 | 0 | 0 | 0 | 0 | 0 |  | 2436 | 748-507AE | [40 empty] | 0 | 0 | 0 |  |  |  | 0 | 5000000
748-505 | 0 | 0 | 0 | 0 | 0% | 0% | 0% | 0 | 0 | 0 | 0 | 0 | 0 | 0 | 0 | 748 | 0 | 0 | 0 | 0 | 0 | 0 | 0 | 0 | 0 | 0 | 0 | 0 | 0 | 0 | 0 | 0 | 0 | 0 |  | 2437 | 748-505 | [40 empty] | 0 | 0 | 0 |  |  |  | 0 | 5000000
CB SCE | 0 | 0 | 0 | 0 | 0% | 0% | 0% | 0 | 0 | 0 | 0 | 0 | 0 | 0 | 0 | SCE | 0 | 0 | 0 | 0 | 0 | 0 | 0 | 0 | 0 | 0 | 0 | 0 | 0 | 0 | 0 | 0 | 0 | 0 |  | 2438 | CB SCE | [40 empty] | 0 | 0 | 0 |  |  |  | 0 | 5000000
748-1062 | 0 | 0 | 0 | 0 | 0% | 0% | 0% | 0 | 0 | 0 | 0 | 0 | 0 | 0 | 0 | 748 | 0 | 0 | 0 | 0 | 0 | 0 | 0 | 0 | 0 | 0 | 0 | 0 | 0 | 0 | 0 | 0 | 0 | 0 |  | 2439 | 748-1062 | [40 empty] | 0 | 0 | 0 |  |  |  | 0 | 5000000
748-1061 | 0 | 0 | 0 | 0 | 0% | 0% | 0% | 0 | 0 | 0 | 0 | 0 | 0 | 0 | 0 | 748 | 0 | 0 | 0 | 0 | 0 | 0 | 0 | 0 | 0 | 0 | 0 | 0 | 0 | 0 | 0 | 0 | 0 | 0 |  | 2440 | 748-1061 | [40 empty] | 0 | 0 | 0 |  |  |  | 0 | 5000000
748-1059 | 0 | 0 | 0 | 0 | 0% | 0% | 0% | 0 | 0 | 0 | 0 | 0 | 0 | 0 | 0 | 748 | 0 | 0 | 0 | 0 | 0 | 0 | 0 | 0 | 0 | 0 | 0 | 0 | 0 | 0 | 0 | 0 | 0 | 0 |  | 2441 | 748-1059 | [40 empty] | 0 | 0 | 0 |  |  |  | 0 | 5000000
748-1058 | 0 | 0 | 0 | 0 | 0% | 0% | 0% | 0 | 0 | 0 | 0 | 0 | 0 | 0 | 0 | 748 | 0 | 0 | 0 | 0 | 0 | 0 | 0 | 0 | 0 | 0 | 0 | 0 | 0 | 0 | 0 | 0 | 0 | 0 |  | 2442 | 748-1058 | [40 empty] | 0 | 0 | 0 |  |  |  | 0 | 5000000
748-1055F | 0 | 0 | 0 | 0 | 0% | 0% | 0% | 0 | 0 | 0 | 0 | 0 | 0 | 0 | 0 | 748 | 0 | 0 | 0 | 0 | 0 | 0 | 0 | 0 | 0 | 0 | 0 | 0 | 0 | 0 | 0 | 0 | 0 | 0 |  | 2443 | 748-1055F | [40 empty] | 0 | 0 | 0 |  |  |  | 0 | 5000000
CB 972 | 0 | 0 | 0 | 0 | 0% | 0% | 0% | 0 | 0 | 0 | 0 | 0 | 0 | 0 | 0 | 972 | 0 | 0 | 0 | 0 | 0 | 0 | 0 | 0 | 0 | 0 | 0 | 0 | 0 | 0 | 0 | 0 | 0 | 0 |  | 2444 | CB 972 | [40 empty] | 0 | 0 | 0 |  |  |  | 0 | 5000000
748-1053F | 0 | 0 | 0 | 0 | 0% | 0% | 0% | 0 | 0 | 0 | 0 | 0 | 0 | 0 | 0 | 748 | 0 | 0 | 0 | 0 | 0 | 0 | 0 | 0 | 0 | 0 | 0 | 0 | 0 | 0 | 0 | 0 | 0 | 0 |  | 2445 | 748-1053F | [40 empty] | 0 | 0 | 0 |  |  |  | 0 | 5000000
CB SEA1 | 0 | 0 | 0 | 0 | 0% | 0% | 0% | 0 | 0 | 0 | 0 | 0 | 0 | 0 | 0 | SEA1 | 0 | 0 | 0 | 0 | 0 | 0 | 0 | 0 | 0 | 0 | 0 | 0 | 0 | 0 | 0 | 0 | 0 | 0 |  | 2446 | CB SEA1 | [40 empty] | 0 | 0 | 0 |  |  |  | 0 | 5000000
792-1174F | 0 | 0 | 0 | 0 | 0% | 0% | 0% | 0 | 0 | 0 | 0 | 0 | 0 | 0 | 0 | 792 | 0 | 0 | 0 | 0 | 0 | 0 | 0 | 0 | 0 | 0 | 0 | 0 | 0 | 0 | 0 | 0 | 0 | 0 |  | 2447 | 792-1174F | [40 empty] | 0 | 0 | 0 |  |  |  | 0 | 5000000
748-1052 | 0 | 0 | 0 | 0 | 0% | 0% | 0% | 0 | 0 | 0 | 0 | 0 | 0 | 0 | 0 | 748 | 0 | 0 | 0 | 0 | 0 | 0 | 0 | 0 | 0 | 0 | 0 | 0 | 0 | 0 | 0 | 0 | 0 | 0 |  | 2448 | 748-1052 | [40 empty] | 0 | 0 | 0 |  |  |  | 0 | 5000000
747-871 | 0 | 0 | 0 | 0 | 0% | 0% | 0% | 0 | 0 | 0 | 0 | 0 | 0 | 0 | 0 | 747 | 0 | 0 | 0 | 0 | 0 | 0 | 0 | 0 | 0 | 0 | 0 | 0 | 0 | 0 | 0 | 0 | 0 | 0 |  | 2449 | 747-871 | [40 empty] | 0 | 0 | 0 |  |  |  | 0 | 5000000
747-868 | 0 | 0 | 0 | 0 | 0% | 0% | 0% | 0 | 0 | 0 | 0 | 0 | 0 | 0 | 0 | 747 | 0 | 0 | 0 | 0 | 0 | 0 | 0 | 0 | 0 | 0 | 0 | 0 | 0 | 0 | 0 | 0 | 0 | 0 |  | 2450 | 747-868 | [40 empty] | 0 | 0 | 0 |  |  |  | 0 | 5000000
793-750AE | 0 | 0 | 0 | 0 | 0% | 0% | 0% | 0 | 0 | 0 | 0 | 0 | 0 | 0 | 0 | 793 | 0 | 0 | 0 | 0 | 0 | 0 | 0 | 0 | 0 | 0 | 0 | 0 | 0 | 0 | 0 | 0 | 0 | 0 |  | 2451 | 793-750AE | [40 empty] | 0 | 0 | 0 |  |  |  | 0 | 5000000
794-1000 | 0 | 0 | 0 | 0 | 0% | 0% | 0% | 0 | 0 | 0 | 0 | 0 | 0 | 0 | 0 | 794 | 0 | 0 | 0 | 0 | 0 | 0 | 0 | 0 | 0 | 0 | 0 | 0 | 0 | 0 | 0 | 0 | 0 | 0 |  | 2452 | 794-1000 | [40 empty] | 0 | 0 | 0 |  |  |  | 0 | 5000000
794-1001AE | 0 | 0 | 0 | 0 | 0% | 0% | 0% | 0 | 0 | 0 | 0 | 0 | 0 | 0 | 0 | 794 | 0 | 0 | 0 | 0 | 0 | 0 | 0 | 0 | 0 | 0 | 0 | 0 | 0 | 0 | 0 | 0 | 0 | 0 |  | 2453 | 794-1001AE | [40 empty] | 0 | 0 | 0 |  |  |  | 0 | 5000000
797-38 | 0 | 0 | 0 | 0 | 0% | 0% | 0% | 0 | 0 | 0 | 0 | 0 | 0 | 0 | 0 | 797 | 0 | 0 | 0 | 0 | 0 | 0 | 0 | 0 | 0 | 0 | 0 | 0 | 0 | 0 | 0 | 0 | 0 | 0 |  | 2454 | 797-38 | [40 empty] | 0 | 0 | 0 |  |  |  | 0 | 5000000
798-241 | 0 | 0 | 0 | 0 | 0% | 0% | 0% | 0 | 0 | 0 | 0 | 0 | 0 | 0 | 0 | 798 | 0 | 0 | 0 | 0 | 0 | 0 | 0 | 0 | 0 | 0 | 0 | 0 | 0 | 0 | 0 | 0 | 0 | 0 |  | 2455 | 798-241 | [40 empty] | 0 | 0 | 0 |  |  |  | 0 | 5000000
798-242 | 0 | 0 | 0 | 0 | 0% | 0% | 0% | 0 | 0 | 0 | 0 | 0 | 0 | 0 | 0 | 798 | 0 | 0 | 0 | 0 | 0 | 0 | 0 | 0 | 0 | 0 | 0 | 0 | 0 | 0 | 0 | 0 | 0 | 0 |  | 2456 | 798-242 | [40 empty] | 0 | 0 | 0 |  |  |  | 0 | 5000000
798-243AE | 0 | 0 | 0 | 0 | 0% | 0% | 0% | 0 | 0 | 0 | 0 | 0 | 0 | 0 | 0 | 798 | 0 | 0 | 0 | 0 | 0 | 0 | 0 | 0 | 0 | 0 | 0 | 0 | 0 | 0 | 0 | 0 | 0 | 0 |  | 2457 | 798-243AE | [40 empty] | 0 | 0 | 0 |  |  |  | 0 | 5000000
798-255 | 0 | 0 | 0 | 0 | 0% | 0% | 0% | 0 | 0 | 0 | 0 | 0 | 0 | 0 | 0 | 798 | 0 | 0 | 0 | 0 | 0 | 0 | 0 | 0 | 0 | 0 | 0 | 0 | 0 | 0 | 0 | 0 | 0 | 0 |  | 2458 | 798-255 | [40 empty] | 0 | 0 | 0 |  |  |  | 0 | 5000000
798-257F | 0 | 0 | 0 | 0 | 0% | 0% | 0% | 0 | 0 | 0 | 0 | 0 | 0 | 0 | 0 | 798 | 0 | 0 | 0 | 0 | 0 | 0 | 0 | 0 | 0 | 0 | 0 | 0 | 0 | 0 | 0 | 0 | 0 | 0 |  | 2459 | 798-257F | [40 empty] | 0 | 0 | 0 |  |  |  | 0 | 5000000
CB 951 | 0 | 0 | 0 | 0 | 0% | 0% | 0% | 0 | 0 | 0 | 0 | 0 | 0 | 0 | 0 | 951 | 0 | 0 | 0 | 0 | 0 | 0 | 0 | 0 | 0 | 0 | 0 | 0 | 0 | 0 | 0 | 0 | 0 | 0 |  | 2460 | CB 951 | [40 empty] | 0 | 0 | 0 |  |  |  | 0 | 5000000
798-258F | 0 | 0 | 0 | 0 | 0% | 0% | 0% | 0 | 0 | 0 | 0 | 0 | 0 | 0 | 0 | 798 | 0 | 0 | 0 | 0 | 0 | 0 | 0 | 0 | 0 | 0 | 0 | 0 | 0 | 0 | 0 | 0 | 0 | 0 |  | 2461 | 798-258F | [40 empty] | 0 | 0 | 0 |  |  |  | 0 | 5000000
CB 950 | 0 | 0 | 0 | 0 | 0% | 0% | 0% | 0 | 0 | 0 | 0 | 0 | 0 | 0 | 0 | 950 | 0 | 0 | 0 | 0 | 0 | 0 | 0 | 0 | 0 | 0 | 0 | 0 | 0 | 0 | 0 | 0 | 0 | 0 |  | 2462 | CB 950 | [40 empty] | 0 | 0 | 0 |  |  |  | 0 | 5000000
80-561 | 0 | 0 | 0 | 0 | 0% | 0% | 0% | 0 | 0 | 0 | 0 | 0 | 0 | 0 | 0 | 80 | 0 | 0 | 0 | 0 | 0 | 0 | 0 | 0 | 0 | 0 | 0 | 0 | 0 | 0 | 0 | 0 | 0 | 0 |  | 2463 | 80-561 | [40 empty] | 0 | 0 | 0 |  |  |  | 0 | 5000000
80-562 | 0 | 0 | 0 | 0 | 0% | 0% | 0% | 0 | 0 | 0 | 0 | 0 | 0 | 0 | 0 | 80 | 0 | 0 | 0 | 0 | 0 | 0 | 0 | 0 | 0 | 0 | 0 | 0 | 0 | 0 | 0 | 0 | 0 | 0 |  | 2464 | 80-562 | [40 empty] | 0 | 0 | 0 |  |  |  | 0 | 5000000
CB 947 | 0 | 0 | 0 | 0 | 0% | 0% | 0% | 0 | 0 | 0 | 0 | 0 | 0 | 0 | 0 | 947 | 0 | 0 | 0 | 0 | 0 | 0 | 0 | 0 | 0 | 0 | 0 | 0 | 0 | 0 | 0 | 0 | 0 | 0 |  | 2465 | CB 947 | [40 empty] | 0 | 0 | 0 |  |  |  | 0 | 5000000
80-567 | 0 | 0 | 0 | 0 | 0% | 0% | 0% | 0 | 0 | 0 | 0 | 0 | 0 | 0 | 0 | 80 | 0 | 0 | 0 | 0 | 0 | 0 | 0 | 0 | 0 | 0 | 0 | 0 | 0 | 0 | 0 | 0 | 0 | 0 |  | 2466 | 80-567 | [40 empty] | 0 | 0 | 0 |  |  |  | 0 | 5000000
CB 945 | 0 | 0 | 0 | 0 | 0% | 0% | 0% | 0 | 0 | 0 | 0 | 0 | 0 | 0 | 0 | 945 | 0 | 0 | 0 | 0 | 0 | 0 | 0 | 0 | 0 | 0 | 0 | 0 | 0 | 0 | 0 | 0 | 0 | 0 |  | 2467 | CB 945 | [40 empty] | 0 | 0 | 0 |  |  |  | 0 | 5000000
CB 944 | 0 | 0 | 0 | 0 | 0% | 0% | 0% | 0 | 0 | 0 | 0 | 0 | 0 | 0 | 0 | 944 | 0 | 0 | 0 | 0 | 0 | 0 | 0 | 0 | 0 | 0 | 0 | 0 | 0 | 0 | 0 | 0 | 0 | 0 |  | 2468 | CB 944 | [40 empty] | 0 | 0 | 0 |  |  |  | 0 | 5000000
797-39 | 0 | 0 | 0 | 0 | 0% | 0% | 0% | 0 | 0 | 0 | 0 | 0 | 0 | 0 | 0 | 797 | 0 | 0 | 0 | 0 | 0 | 0 | 0 | 0 | 0 | 0 | 0 | 0 | 0 | 0 | 0 | 0 | 0 | 0 |  | 2469 | 797-39 | [40 empty] | 0 | 0 | 0 |  |  |  | 0 | 5000000
CB 957 | 0 | 0 | 0 | 0 | 0% | 0% | 0% | 0 | 0 | 0 | 0 | 0 | 0 | 0 | 0 | 957 | 0 | 0 | 0 | 0 | 0 | 0 | 0 | 0 | 0 | 0 | 0 | 0 | 0 | 0 | 0 | 0 | 0 | 0 |  | 2470 | CB 957 | [40 empty] | 0 | 0 | 0 |  |  |  | 0 | 5000000
797-30F | 119862.7658 | 0 | 119862.7658 | 0 | 0% | 100% | 0% | 19051.7033 | 39817.3817 | 21.5481 | 17473.2257 | 1556.9296 | 45.0347 | 36518.4196 | 3253.9274 | 797 | 0.017444 | 0.017444 | 0.017444 | 6871210.2475 | 135.5686 | 109931.8585 | 9795.3388 | 7771.5576 | 6301914.5905 | 561524.1035 | 5779059.0855 | 6536.2998 | 5300250.69 | 472272.1121 | 4588653.1999 | 5189.9129 | 4208472.6777 | 374990.6178 |  | 2471 | 797-30F | 119862.7658 | 100811.0625 | 80045.3841 | 0 | 0 | 0 | 119862.7658 | 100811.0625 | 80045.3841 | 0 | 135.5686 | 114.0205 | 90.5339 | 0 | 0 | 0 | 135.5686 | 114.0205 | 90.5339 | 0 | 9795.3388 | 8238.4092 | 6541.4113 | 0 | 0 | 0 | 9795.3388 | 8238.4092 | 6541.4113 | 0 | 109931.8585 | 92458.6328 | 73413.4389 | 0 | 0 | 0 | 109931.8585 | 92458.6328 | 73413.4389 | 0 | 0 | 0 | 0 | 0.017444 | 0.017444 | 0.017444 | 0 | 5000000
756-45F | 0 | 0 | 0 | 0 | 0% | 0% | 0% | 0 | 0 | 0 | 0 | 0 | 0 | 0 | 0 | 756 | 0 | 0 | 0 | 0 | 0 | 0 | 0 | 0 | 0 | 0 | 0 | 0 | 0 | 0 | 0 | 0 | 0 | 0 |  | 2472 | 756-45F | [40 empty] | 0 | 0 | 0 |  |  |  | 0 | 5000000
CB 956 | 0 | 0 | 0 | 0 | 0% | 0% | 0% | 0 | 0 | 0 | 0 | 0 | 0 | 0 | 0 | 956 | 0 | 0 | 0 | 0 | 0 | 0 | 0 | 0 | 0 | 0 | 0 | 0 | 0 | 0 | 0 | 0 | 0 | 0 |  | 2473 | CB 956 | [40 empty] | 0 | 0 | 0 |  |  |  | 0 | 5000000
794-16 | 0 | 0 | 0 | 0 | 0% | 0% | 0% | 0 | 0 | 0 | 0 | 0 | 0 | 0 | 0 | 794 | 0 | 0 | 0 | 0 | 0 | 0 | 0 | 0 | 0 | 0 | 0 | 0 | 0 | 0 | 0 | 0 | 0 | 0 |  | 2474 | 794-16 | [40 empty] | 0 | 0 | 0 |  |  |  | 0 | 5000000
794-17 | 27936.2031 | 0 | 27936.2031 | 0 | 0% | 100% | 0% | 4436.4508 | 9281.2353 | 13.9072 | 3597.7051 | 824.8385 | 29.0944 | 7526.5452 | 1725.5957 | 794 | 0.017443 | 0.017443 | 0.017443 | 1601552.6469 | 87.5733 | 22654.6455 | 5193.9844 | 5020.482 | 1298766.5956 | 297765.5693 | 1347215.6697 | 4223.1968 | 1092514.0149 | 250478.4601 | 1069469.3542 | 3352.5289 | 867277.8097 | 198839.0152 |  | 2475 | 794-17 | 27936.2031 | 23499.7524 | 18654.9678 | 0 | 0 | 0 | 27936.2031 | 23499.7524 | 18654.9678 | 0 | 87.5733 | 73.6661 | 58.4788 | 0 | 0 | 0 | 87.5733 | 73.6661 | 58.4788 | 0 | 5193.9844 | 4369.1459 | 3468.3887 | 0 | 0 | 0 | 5193.9844 | 4369.1459 | 3468.3887 | 0 | 22654.6455 | 19056.9404 | 15128.1003 | 0 | 0 | 0 | 22654.6455 | 19056.9404 | 15128.1003 | 0 | 0 | 0 | 0 | 0.017443 | 0.017443 | 0.017443 | 0 | 5000000
795-723 | 0 | 0 | 0 | 0 | 0% | 0% | 0% | 0 | 0 | 0 | 0 | 0 | 0 | 0 | 0 | 795 | 0 | 0 | 0 | 0 | 0 | 0 | 0 | 0 | 0 | 0 | 0 | 0 | 0 | 0 | 0 | 0 | 0 | 0 |  | 2476 | 795-723 | [40 empty] | 0 | 0 | 0 |  |  |  | 0 | 5000000
CB 954 | 0 | 0 | 0 | 0 | 0% | 0% | 0% | 0 | 0 | 0 | 0 | 0 | 0 | 0 | 0 | 954 | 0 | 0 | 0 | 0 | 0 | 0 | 0 | 0 | 0 | 0 | 0 | 0 | 0 | 0 | 0 | 0 | 0 | 0 |  | 2477 | CB 954 | [40 empty] | 0 | 0 | 0 |  |  |  | 0 | 5000000
795-820 | 0 | 0 | 0 | 0 | 0% | 0% | 0% | 0 | 0 | 0 | 0 | 0 | 0 | 0 | 0 | 795 | 0 | 0 | 0 | 0 | 0 | 0 | 0 | 0 | 0 | 0 | 0 | 0 | 0 | 0 | 0 | 0 | 0 | 0 |  | 2478 | 795-820 | [40 empty] | 0 | 0 | 0 |  |  |  | 0 | 5000000
CB 953 | 0 | 0 | 0 | 0 | 0% | 0% | 0% | 0 | 0 | 0 | 0 | 0 | 0 | 0 | 0 | 953 | 0 | 0 | 0 | 0 | 0 | 0 | 0 | 0 | 0 | 0 | 0 | 0 | 0 | 0 | 0 | 0 | 0 | 0 |  | 2479 | CB 953 | [40 empty] | 0 | 0 | 0 |  |  |  | 0 | 5000000
746-756 | 0 | 0 | 0 | 0 | 0% | 0% | 0% | 0 | 0 | 0 | 0 | 0 | 0 | 0 | 0 | 746 | 0 | 0 | 0 | 0 | 0 | 0 | 0 | 0 | 0 | 0 | 0 | 0 | 0 | 0 | 0 | 0 | 0 | 0 |  | 2480 | 746-756 | [40 empty] | 0 | 0 | 0 |  |  |  | 0 | 5000000
796-1396R | 0 | 0 | 0 | 0 | 0% | 0% | 0% | 0 | 0 | 0 | 0 | 0 | 0 | 0 | 0 | 796 | 0 | 0 | 0 | 0 | 0 | 0 | 0 | 0 | 0 | 0 | 0 | 0 | 0 | 0 | 0 | 0 | 0 | 0 |  | 2481 | 796-1396R | [40 empty] | 0 | 0 | 0 |  |  |  | 0 | 5000000
746-742 | 0 | 0 | 0 | 0 | 0% | 0% | 0% | 0 | 0 | 0 | 0 | 0 | 0 | 0 | 0 | 746 | 0 | 0 | 0 | 0 | 0 | 0 | 0 | 0 | 0 | 0 | 0 | 0 | 0 | 0 | 0 | 0 | 0 | 0 |  | 2482 | 746-742 | [40 empty] | 0 | 0 | 0 |  |  |  | 0 | 5000000
CB 952 | 0 | 0 | 0 | 0 | 0% | 0% | 0% | 0 | 0 | 0 | 0 | 0 | 0 | 0 | 0 | 952 | 0 | 0 | 0 | 0 | 0 | 0 | 0 | 0 | 0 | 0 | 0 | 0 | 0 | 0 | 0 | 0 | 0 | 0 |  | 2483 | CB 952 | [40 empty] | 0 | 0 | 0 |  |  |  | 0 | 5000000
797-29 | 0 | 0 | 0 | 0 | 0% | 0% | 0% | 0 | 0 | 0 | 0 | 0 | 0 | 0 | 0 | 797 | 0 | 0 | 0 | 0 | 0 | 0 | 0 | 0 | 0 | 0 | 0 | 0 | 0 | 0 | 0 | 0 | 0 | 0 |  | 2484 | 797-29 | [40 empty] | 0 | 0 | 0 |  |  |  | 0 | 5000000
749-40 | 0 | 0 | 0 | 0 | 0% | 0% | 0% | 0 | 0 | 0 | 0 | 0 | 0 | 0 | 0 | 749 | 0 | 0 | 0 | 0 | 0 | 0 | 0 | 0 | 0 | 0 | 0 | 0 | 0 | 0 | 0 | 0 | 0 | 0 |  | 2485 | 749-40 | [40 empty] | 0 | 0 | 0 |  |  |  | 0 | 5000000
CB 98 | 0 | 0 | 0 | 0 | 0% | 0% | 0% | 0 | 0 | 0 | 0 | 0 | 0 | 0 | 0 | 98 | 0 | 0 | 0 | 0 | 0 | 0 | 0 | 0 | 0 | 0 | 0 | 0 | 0 | 0 | 0 | 0 | 0 | 0 |  | 2486 | CB 98 | [40 empty] | 0 | 0 | 0 |  |  |  | 0 | 5000000
CB SB1 | 0 | 0 | 0 | 0 | 0% | 0% | 0% | 0 | 0 | 0 | 0 | 0 | 0 | 0 | 0 | SB1 | 0 | 0 | 0 | 0 | 0 | 0 | 0 | 0 | 0 | 0 | 0 | 0 | 0 | 0 | 0 | 0 | 0 | 0 |  | 2487 | CB SB1 | [40 empty] | 0 | 0 | 0 |  |  |  | 0 | 5000000
785-170F | 0 | 0 | 0 | 0 | 0% | 0% | 0% | 0 | 0 | 0 | 0 | 0 | 0 | 0 | 0 | 785 | 0 | 0 | 0 | 0 | 0 | 0 | 0 | 0 | 0 | 0 | 0 | 0 | 0 | 0 | 0 | 0 | 0 | 0 |  | 2488 | 785-170F | [40 empty] | 0 | 0 | 0 |  |  |  | 0 | 5000000
785-365 | 0 | 0 | 0 | 0 | 0% | 0% | 0% | 0 | 0 | 0 | 0 | 0 | 0 | 0 | 0 | 785 | 0 | 0 | 0 | 0 | 0 | 0 | 0 | 0 | 0 | 0 | 0 | 0 | 0 | 0 | 0 | 0 | 0 | 0 |  | 2489 | 785-365 | [40 empty] | 0 | 0 | 0 |  |  |  | 0 | 5000000
785-366 | 0 | 0 | 0 | 0 | 0% | 0% | 0% | 0 | 0 | 0 | 0 | 0 | 0 | 0 | 0 | 785 | 0 | 0 | 0 | 0 | 0 | 0 | 0 | 0 | 0 | 0 | 0 | 0 | 0 | 0 | 0 | 0 | 0 | 0 |  | 2490 | 785-366 | [40 empty] | 0 | 0 | 0 |  |  |  | 0 | 5000000
785-366F | 0 | 0 | 0 | 0 | 0% | 0% | 0% | 0 | 0 | 0 | 0 | 0 | 0 | 0 | 0 | 785 | 0 | 0 | 0 | 0 | 0 | 0 | 0 | 0 | 0 | 0 | 0 | 0 | 0 | 0 | 0 | 0 | 0 | 0 |  | 2491 | 785-366F | [40 empty] | 0 | 0 | 0 |  |  |  | 0 | 5000000
785-367 | 0 | 0 | 0 | 0 | 0% | 0% | 0% | 0 | 0 | 0 | 0 | 0 | 0 | 0 | 0 | 785 | 0 | 0 | 0 | 0 | 0 | 0 | 0 | 0 | 0 | 0 | 0 | 0 | 0 | 0 | 0 | 0 | 0 | 0 |  | 2492 | 785-367 | [40 empty] | 0 | 0 | 0 |  |  |  | 0 | 5000000
785-367F | 0 | 0 | 0 | 0 | 0% | 0% | 0% | 0 | 0 | 0 | 0 | 0 | 0 | 0 | 0 | 785 | 0 | 0 | 0 | 0 | 0 | 0 | 0 | 0 | 0 | 0 | 0 | 0 | 0 | 0 | 0 | 0 | 0 | 0 |  | 2493 | 785-367F | [40 empty] | 0 | 0 | 0 |  |  |  | 0 | 5000000
785-368 | 0 | 0 | 0 | 0 | 0% | 0% | 0% | 0 | 0 | 0 | 0 | 0 | 0 | 0 | 0 | 785 | 0 | 0 | 0 | 0 | 0 | 0 | 0 | 0 | 0 | 0 | 0 | 0 | 0 | 0 | 0 | 0 | 0 | 0 |  | 2494 | 785-368 | [40 empty] | 0 | 0 | 0 |  |  |  | 0 | 5000000
785-368F | 0 | 0 | 0 | 0 | 0% | 0% | 0% | 0 | 0 | 0 | 0 | 0 | 0 | 0 | 0 | 785 | 0 | 0 | 0 | 0 | 0 | 0 | 0 | 0 | 0 | 0 | 0 | 0 | 0 | 0 | 0 | 0 | 0 | 0 |  | 2495 | 785-368F | [40 empty] | 0 | 0 | 0 |  |  |  | 0 | 5000000
785-369 | 0 | 0 | 0 | 0 | 0% | 0% | 0% | 0 | 0 | 0 | 0 | 0 | 0 | 0 | 0 | 785 | 0 | 0 | 0 | 0 | 0 | 0 | 0 | 0 | 0 | 0 | 0 | 0 | 0 | 0 | 0 | 0 | 0 | 0 |  | 2496 | 785-369 | [40 empty] | 0 | 0 | 0 |  |  |  | 0 | 5000000
CB RD4 | 0 | 0 | 0 | 0 | 0% | 0% | 0% | 0 | 0 | 0 | 0 | 0 | 0 | 0 | 0 | RD4 | 0 | 0 | 0 | 0 | 0 | 0 | 0 | 0 | 0 | 0 | 0 | 0 | 0 | 0 | 0 | 0 | 0 | 0 |  | 2497 | CB RD4 | [40 empty] | 0 | 0 | 0 |  |  |  | 0 | 5000000
785-370F | 0 | 0 | 0 | 0 | 0% | 0% | 0% | 0 | 0 | 0 | 0 | 0 | 0 | 0 | 0 | 785 | 0 | 0 | 0 | 0 | 0 | 0 | 0 | 0 | 0 | 0 | 0 | 0 | 0 | 0 | 0 | 0 | 0 | 0 |  | 2498 | 785-370F | [40 empty] | 0 | 0 | 0 |  |  |  | 0 | 5000000
785-372F | 0 | 0 | 0 | 0 | 0% | 0% | 0% | 0 | 0 | 0 | 0 | 0 | 0 | 0 | 0 | 785 | 0 | 0 | 0 | 0 | 0 | 0 | 0 | 0 | 0 | 0 | 0 | 0 | 0 | 0 | 0 | 0 | 0 | 0 |  | 2499 | 785-372F | [40 empty] | 0 | 0 | 0 |  |  |  | 0 | 5000000
785-49 | 0 | 0 | 0 | 0 | 0% | 0% | 0% | 0 | 0 | 0 | 0 | 0 | 0 | 0 | 0 | 785 | 0 | 0 | 0 | 0 | 0 | 0 | 0 | 0 | 0 | 0 | 0 | 0 | 0 | 0 | 0 | 0 | 0 | 0 |  | 2500 | 785-49 | [40 empty] | 0 | 0 | 0 |  |  |  | 0 | 5000000
CB RV3 | 0 | 0 | 0 | 0 | 0% | 0% | 0% | 0 | 0 | 0 | 0 | 0 | 0 | 0 | 0 | RV3 | 0 | 0 | 0 | 0 | 0 | 0 | 0 | 0 | 0 | 0 | 0 | 0 | 0 | 0 | 0 | 0 | 0 | 0 |  | 2501 | CB RV3 | [40 empty] | 0 | 0 | 0 |  |  |  | 0 | 5000000
785-50 | 0 | 0 | 0 | 0 | 0% | 0% | 0% | 0 | 0 | 0 | 0 | 0 | 0 | 0 | 0 | 785 | 0 | 0 | 0 | 0 | 0 | 0 | 0 | 0 | 0 | 0 | 0 | 0 | 0 | 0 | 0 | 0 | 0 | 0 |  | 2502 | 785-50 | [40 empty] | 0 | 0 | 0 |  |  |  | 0 | 5000000
785-54 | 0 | 0 | 0 | 0 | 0% | 0% | 0% | 0 | 0 | 0 | 0 | 0 | 0 | 0 | 0 | 785 | 0 | 0 | 0 | 0 | 0 | 0 | 0 | 0 | 0 | 0 | 0 | 0 | 0 | 0 | 0 | 0 | 0 | 0 |  | 2503 | 785-54 | [40 empty] | 0 | 0 | 0 |  |  |  | 0 | 5000000
785-364 | 0 | 0 | 0 | 0 | 0% | 0% | 0% | 0 | 0 | 0 | 0 | 0 | 0 | 0 | 0 | 785 | 0 | 0 | 0 | 0 | 0 | 0 | 0 | 0 | 0 | 0 | 0 | 0 | 0 | 0 | 0 | 0 | 0 | 0 |  | 2504 | 785-364 | [40 empty] | 0 | 0 | 0 |  |  |  | 0 | 5000000
785-168F | 0 | 0 | 0 | 0 | 0% | 0% | 0% | 0 | 0 | 0 | 0 | 0 | 0 | 0 | 0 | 785 | 0 | 0 | 0 | 0 | 0 | 0 | 0 | 0 | 0 | 0 | 0 | 0 | 0 | 0 | 0 | 0 | 0 | 0 |  | 2505 | 785-168F | [40 empty] | 0 | 0 | 0 |  |  |  | 0 | 5000000
785-54F | 0 | 0 | 0 | 0 | 0% | 0% | 0% | 0 | 0 | 0 | 0 | 0 | 0 | 0 | 0 | 785 | 0 | 0 | 0 | 0 | 0 | 0 | 0 | 0 | 0 | 0 | 0 | 0 | 0 | 0 | 0 | 0 | 0 | 0 |  | 2506 | 785-54F | [40 empty] | 0 | 0 | 0 |  |  |  | 0 | 5000000
785-167 | 0 | 0 | 0 | 0 | 0% | 0% | 0% | 0 | 0 | 0 | 0 | 0 | 0 | 0 | 0 | 785 | 0 | 0 | 0 | 0 | 0 | 0 | 0 | 0 | 0 | 0 | 0 | 0 | 0 | 0 | 0 | 0 | 0 | 0 |  | 2507 | 785-167 | [40 empty] | 0 | 0 | 0 |  |  |  | 0 | 5000000
785-142 | 0 | 0 | 0 | 0 | 0% | 0% | 0% | 0 | 0 | 0 | 0 | 0 | 0 | 0 | 0 | 785 | 0 | 0 | 0 | 0 | 0 | 0 | 0 | 0 | 0 | 0 | 0 | 0 | 0 | 0 | 0 | 0 | 0 | 0 |  | 2508 | 785-142 | [40 empty] | 0 | 0 | 0 |  |  |  | 0 | 5000000
785-142F | 0 | 0 | 0 | 0 | 0% | 0% | 0% | 0 | 0 | 0 | 0 | 0 | 0 | 0 | 0 | 785 | 0 | 0 | 0 | 0 | 0 | 0 | 0 | 0 | 0 | 0 | 0 | 0 | 0 | 0 | 0 | 0 | 0 | 0 |  | 2509 | 785-142F | [40 empty] | 0 | 0 | 0 |  |  |  | 0 | 5000000
785-143 | 0 | 0 | 0 | 0 | 0% | 0% | 0% | 0 | 0 | 0 | 0 | 0 | 0 | 0 | 0 | 785 | 0 | 0 | 0 | 0 | 0 | 0 | 0 | 0 | 0 | 0 | 0 | 0 | 0 | 0 | 0 | 0 | 0 | 0 |  | 2510 | 785-143 | [40 empty] | 0 | 0 | 0 |  |  |  | 0 | 5000000
785-143F | 0 | 0 | 0 | 0 | 0% | 0% | 0% | 0 | 0 | 0 | 0 | 0 | 0 | 0 | 0 | 785 | 0 | 0 | 0 | 0 | 0 | 0 | 0 | 0 | 0 | 0 | 0 | 0 | 0 | 0 | 0 | 0 | 0 | 0 |  | 2511 | 785-143F | [40 empty] | 0 | 0 | 0 |  |  |  | 0 | 5000000
75-2229 | 0 | 0 | 0 | 0 | 0% | 0% | 0% | 0 | 0 | 0 | 0 | 0 | 0 | 0 | 0 | 75 | 0 | 0 | 0 | 0 | 0 | 0 | 0 | 0 | 0 | 0 | 0 | 0 | 0 | 0 | 0 | 0 | 0 | 0 |  | 2512 | 75-2229 | [40 empty] | 0 | 0 | 0 |  |  |  | 0 | 5000000
75-2228F | 0 | 0 | 0 | 0 | 0% | 0% | 0% | 0 | 0 | 0 | 0 | 0 | 0 | 0 | 0 | 75 | 0 | 0 | 0 | 0 | 0 | 0 | 0 | 0 | 0 | 0 | 0 | 0 | 0 | 0 | 0 | 0 | 0 | 0 |  | 2513 | 75-2228F | [40 empty] | 0 | 0 | 0 |  |  |  | 0 | 5000000
75-2227 | 0 | 0 | 0 | 0 | 0% | 0% | 0% | 0 | 0 | 0 | 0 | 0 | 0 | 0 | 0 | 75 | 0 | 0 | 0 | 0 | 0 | 0 | 0 | 0 | 0 | 0 | 0 | 0 | 0 | 0 | 0 | 0 | 0 | 0 |  | 2514 | 75-2227 | [40 empty] | 0 | 0 | 0 |  |  |  | 0 | 5000000
785-144 | 0 | 0 | 0 | 0 | 0% | 0% | 0% | 0 | 0 | 0 | 0 | 0 | 0 | 0 | 0 | 785 | 0 | 0 | 0 | 0 | 0 | 0 | 0 | 0 | 0 | 0 | 0 | 0 | 0 | 0 | 0 | 0 | 0 | 0 |  | 2515 | 785-144 | [40 empty] | 0 | 0 | 0 |  |  |  | 0 | 5000000
785-144F | 0 | 0 | 0 | 0 | 0% | 0% | 0% | 0 | 0 | 0 | 0 | 0 | 0 | 0 | 0 | 785 | 0 | 0 | 0 | 0 | 0 | 0 | 0 | 0 | 0 | 0 | 0 | 0 | 0 | 0 | 0 | 0 | 0 | 0 |  | 2516 | 785-144F | [40 empty] | 0 | 0 | 0 |  |  |  | 0 | 5000000
785-147 | 0 | 0 | 0 | 0 | 0% | 0% | 0% | 0 | 0 | 0 | 0 | 0 | 0 | 0 | 0 | 785 | 0 | 0 | 0 | 0 | 0 | 0 | 0 | 0 | 0 | 0 | 0 | 0 | 0 | 0 | 0 | 0 | 0 | 0 |  | 2517 | 785-147 | [40 empty] | 0 | 0 | 0 |  |  |  | 0 | 5000000
785-149 | 0 | 0 | 0 | 0 | 0% | 0% | 0% | 0 | 0 | 0 | 0 | 0 | 0 | 0 | 0 | 785 | 0 | 0 | 0 | 0 | 0 | 0 | 0 | 0 | 0 | 0 | 0 | 0 | 0 | 0 | 0 | 0 | 0 | 0 |  | 2518 | 785-149 | [40 empty] | 0 | 0 | 0 |  |  |  | 0 | 5000000
785-150 | 0 | 0 | 0 | 0 | 0% | 0% | 0% | 0 | 0 | 0 | 0 | 0 | 0 | 0 | 0 | 785 | 0 | 0 | 0 | 0 | 0 | 0 | 0 | 0 | 0 | 0 | 0 | 0 | 0 | 0 | 0 | 0 | 0 | 0 |  | 2519 | 785-150 | [40 empty] | 0 | 0 | 0 |  |  |  | 0 | 5000000
785-150F | 0 | 0 | 0 | 0 | 0% | 0% | 0% | 0 | 0 | 0 | 0 | 0 | 0 | 0 | 0 | 785 | 0 | 0 | 0 | 0 | 0 | 0 | 0 | 0 | 0 | 0 | 0 | 0 | 0 | 0 | 0 | 0 | 0 | 0 |  | 2520 | 785-150F | [40 empty] | 0 | 0 | 0 |  |  |  | 0 | 5000000
785-151 | 0 | 0 | 0 | 0 | 0% | 0% | 0% | 0 | 0 | 0 | 0 | 0 | 0 | 0 | 0 | 785 | 0 | 0 | 0 | 0 | 0 | 0 | 0 | 0 | 0 | 0 | 0 | 0 | 0 | 0 | 0 | 0 | 0 | 0 |  | 2521 | 785-151 | [40 empty] | 0 | 0 | 0 |  |  |  | 0 | 5000000
785-151F | 0 | 0 | 0 | 0 | 0% | 0% | 0% | 0 | 0 | 0 | 0 | 0 | 0 | 0 | 0 | 785 | 0 | 0 | 0 | 0 | 0 | 0 | 0 | 0 | 0 | 0 | 0 | 0 | 0 | 0 | 0 | 0 | 0 | 0 |  | 2522 | 785-151F | [40 empty] | 0 | 0 | 0 |  |  |  | 0 | 5000000
749-50F | 0 | 0 | 0 | 0 | 0% | 0% | 0% | 0 | 0 | 0 | 0 | 0 | 0 | 0 | 0 | 749 | 0 | 0 | 0 | 0 | 0 | 0 | 0 | 0 | 0 | 0 | 0 | 0 | 0 | 0 | 0 | 0 | 0 | 0 |  | 2523 | 749-50F | [40 empty] | 0 | 0 | 0 |  |  |  | 0 | 5000000
785-55 | 0 | 0 | 0 | 0 | 0% | 0% | 0% | 0 | 0 | 0 | 0 | 0 | 0 | 0 | 0 | 785 | 0 | 0 | 0 | 0 | 0 | 0 | 0 | 0 | 0 | 0 | 0 | 0 | 0 | 0 | 0 | 0 | 0 | 0 |  | 2524 | 785-55 | [40 empty] | 0 | 0 | 0 |  |  |  | 0 | 5000000
792-1171 | 0 | 0 | 0 | 0 | 0% | 0% | 0% | 0 | 0 | 0 | 0 | 0 | 0 | 0 | 0 | 792 | 0 | 0 | 0 | 0 | 0 | 0 | 0 | 0 | 0 | 0 | 0 | 0 | 0 | 0 | 0 | 0 | 0 | 0 |  | 2525 | 792-1171 | [40 empty] | 0 | 0 | 0 |  |  |  | 0 | 5000000
CB 988 | 0 | 0 | 0 | 0 | 0% | 0% | 0% | 0 | 0 | 0 | 0 | 0 | 0 | 0 | 0 | 988 | 0 | 0 | 0 | 0 | 0 | 0 | 0 | 0 | 0 | 0 | 0 | 0 | 0 | 0 | 0 | 0 | 0 | 0 |  | 2526 | CB 988 | [40 empty] | 0 | 0 | 0 |  |  |  | 0 | 5000000
CB 987 | 0 | 0 | 0 | 0 | 0% | 0% | 0% | 0 | 0 | 0 | 0 | 0 | 0 | 0 | 0 | 987 | 0 | 0 | 0 | 0 | 0 | 0 | 0 | 0 | 0 | 0 | 0 | 0 | 0 | 0 | 0 | 0 | 0 | 0 |  | 2527 | CB 987 | [40 empty] | 0 | 0 | 0 |  |  |  | 0 | 5000000
749-43F | 0 | 0 | 0 | 0 | 0% | 0% | 0% | 0 | 0 | 0 | 0 | 0 | 0 | 0 | 0 | 749 | 0 | 0 | 0 | 0 | 0 | 0 | 0 | 0 | 0 | 0 | 0 | 0 | 0 | 0 | 0 | 0 | 0 | 0 |  | 2528 | 749-43F | [40 empty] | 0 | 0 | 0 |  |  |  | 0 | 5000000
749-42F | 0 | 0 | 0 | 0 | 0% | 0% | 0% | 0 | 0 | 0 | 0 | 0 | 0 | 0 | 0 | 749 | 0 | 0 | 0 | 0 | 0 | 0 | 0 | 0 | 0 | 0 | 0 | 0 | 0 | 0 | 0 | 0 | 0 | 0 |  | 2529 | 749-42F | [40 empty] | 0 | 0 | 0 |  |  |  | 0 | 5000000
749-41F | 0 | 0 | 0 | 0 | 0% | 0% | 0% | 0 | 0 | 0 | 0 | 0 | 0 | 0 | 0 | 749 | 0 | 0 | 0 | 0 | 0 | 0 | 0 | 0 | 0 | 0 | 0 | 0 | 0 | 0 | 0 | 0 | 0 | 0 |  | 2530 | 749-41F | [40 empty] | 0 | 0 | 0 |  |  |  | 0 | 5000000
CB 986 | 0 | 0 | 0 | 0 | 0% | 0% | 0% | 0 | 0 | 0 | 0 | 0 | 0 | 0 | 0 | 986 | 0 | 0 | 0 | 0 | 0 | 0 | 0 | 0 | 0 | 0 | 0 | 0 | 0 | 0 | 0 | 0 | 0 | 0 |  | 2531 | CB 986 | [40 empty] | 0 | 0 | 0 |  |  |  | 0 | 5000000
CB 985 | 0 | 0 | 0 | 0 | 0% | 0% | 0% | 0 | 0 | 0 | 0 | 0 | 0 | 0 | 0 | 985 | 0 | 0 | 0 | 0 | 0 | 0 | 0 | 0 | 0 | 0 | 0 | 0 | 0 | 0 | 0 | 0 | 0 | 0 |  | 2532 | CB 985 | [40 empty] | 0 | 0 | 0 |  |  |  | 0 | 5000000
CB 984 | 0 | 0 | 0 | 0 | 0% | 0% | 0% | 0 | 0 | 0 | 0 | 0 | 0 | 0 | 0 | 984 | 0 | 0 | 0 | 0 | 0 | 0 | 0 | 0 | 0 | 0 | 0 | 0 | 0 | 0 | 0 | 0 | 0 | 0 |  | 2533 | CB 984 | [40 empty] | 0 | 0 | 0 |  |  |  | 0 | 5000000
CB 983 | 0 | 0 | 0 | 0 | 0% | 0% | 0% | 0 | 0 | 0 | 0 | 0 | 0 | 0 | 0 | 983 | 0 | 0 | 0 | 0 | 0 | 0 | 0 | 0 | 0 | 0 | 0 | 0 | 0 | 0 | 0 | 0 | 0 | 0 |  | 2534 | CB 983 | [40 empty] | 0 | 0 | 0 |  |  |  | 0 | 5000000
791-417 | 0 | 0 | 0 | 0 | 0% | 0% | 0% | 0 | 0 | 0 | 0 | 0 | 0 | 0 | 0 | 791 | 0 | 0 | 0 | 0 | 0 | 0 | 0 | 0 | 0 | 0 | 0 | 0 | 0 | 0 | 0 | 0 | 0 | 0 |  | 2535 | 791-417 | [40 empty] | 0 | 0 | 0 |  |  |  | 0 | 5000000
CB 982 | 0 | 0 | 0 | 0 | 0% | 0% | 0% | 0 | 0 | 0 | 0 | 0 | 0 | 0 | 0 | 982 | 0 | 0 | 0 | 0 | 0 | 0 | 0 | 0 | 0 | 0 | 0 | 0 | 0 | 0 | 0 | 0 | 0 | 0 |  | 2536 | CB 982 | [40 empty] | 0 | 0 | 0 |  |  |  | 0 | 5000000
791-421F | 0 | 0 | 0 | 0 | 0% | 0% | 0% | 0 | 0 | 0 | 0 | 0 | 0 | 0 | 0 | 791 | 0 | 0 | 0 | 0 | 0 | 0 | 0 | 0 | 0 | 0 | 0 | 0 | 0 | 0 | 0 | 0 | 0 | 0 |  | 2537 | 791-421F | [40 empty] | 0 | 0 | 0 |  |  |  | 0 | 5000000
791-423 | 0 | 0 | 0 | 0 | 0% | 0% | 0% | 0 | 0 | 0 | 0 | 0 | 0 | 0 | 0 | 791 | 0 | 0 | 0 | 0 | 0 | 0 | 0 | 0 | 0 | 0 | 0 | 0 | 0 | 0 | 0 | 0 | 0 | 0 |  | 2538 | 791-423 | [40 empty] | 0 | 0 | 0 |  |  |  | 0 | 5000000
749-48 | 0 | 0 | 0 | 0 | 0% | 0% | 0% | 0 | 0 | 0 | 0 | 0 | 0 | 0 | 0 | 749 | 0 | 0 | 0 | 0 | 0 | 0 | 0 | 0 | 0 | 0 | 0 | 0 | 0 | 0 | 0 | 0 | 0 | 0 |  | 2539 | 749-48 | [40 empty] | 0 | 0 | 0 |  |  |  | 0 | 5000000
CB 989 | 0 | 0 | 0 | 0 | 0% | 0% | 0% | 0 | 0 | 0 | 0 | 0 | 0 | 0 | 0 | 989 | 0 | 0 | 0 | 0 | 0 | 0 | 0 | 0 | 0 | 0 | 0 | 0 | 0 | 0 | 0 | 0 | 0 | 0 |  | 2540 | CB 989 | [40 empty] | 0 | 0 | 0 |  |  |  | 0 | 5000000
785-55F | 0 | 0 | 0 | 0 | 0% | 0% | 0% | 0 | 0 | 0 | 0 | 0 | 0 | 0 | 0 | 785 | 0 | 0 | 0 | 0 | 0 | 0 | 0 | 0 | 0 | 0 | 0 | 0 | 0 | 0 | 0 | 0 | 0 | 0 |  | 2541 | 785-55F | [40 empty] | 0 | 0 | 0 |  |  |  | 0 | 5000000
CB 99 | 0 | 0 | 0 | 0 | 0% | 0% | 0% | 0 | 0 | 0 | 0 | 0 | 0 | 0 | 0 | 99 | 0 | 0 | 0 | 0 | 0 | 0 | 0 | 0 | 0 | 0 | 0 | 0 | 0 | 0 | 0 | 0 | 0 | 0 |  | 2542 | CB 99 | [40 empty] | 0 | 0 | 0 |  |  |  | 0 | 5000000
CB AB1 | 0 | 0 | 0 | 0 | 0% | 0% | 0% | 0 | 0 | 0 | 0 | 0 | 0 | 0 | 0 | AB1 | 0 | 0 | 0 | 0 | 0 | 0 | 0 | 0 | 0 | 0 | 0 | 0 | 0 | 0 | 0 | 0 | 0 | 0 |  | 2543 | CB AB1 | [40 empty] | 0 | 0 | 0 |  |  |  | 0 | 5000000
789-14 | 0 | 0 | 0 | 0 | 0% | 0% | 0% | 0 | 0 | 0 | 0 | 0 | 0 | 0 | 0 | 789 | 0 | 0 | 0 | 0 | 0 | 0 | 0 | 0 | 0 | 0 | 0 | 0 | 0 | 0 | 0 | 0 | 0 | 0 |  | 2544 | 789-14 | [40 empty] | 0 | 0 | 0 |  |  |  | 0 | 5000000
CB 995 | 0 | 0 | 0 | 0 | 0% | 0% | 0% | 0 | 0 | 0 | 0 | 0 | 0 | 0 | 0 | 995 | 0 | 0 | 0 | 0 | 0 | 0 | 0 | 0 | 0 | 0 | 0 | 0 | 0 | 0 | 0 | 0 | 0 | 0 |  | 2545 | CB 995 | [40 empty] | 0 | 0 | 0 |  |  |  | 0 | 5000000
789-16F | 0 | 0 | 0 | 0 | 0% | 0% | 0% | 0 | 0 | 0 | 0 | 0 | 0 | 0 | 0 | 789 | 0 | 0 | 0 | 0 | 0 | 0 | 0 | 0 | 0 | 0 | 0 | 0 | 0 | 0 | 0 | 0 | 0 | 0 |  | 2546 | 789-16F | [40 empty] | 0 | 0 | 0 |  |  |  | 0 | 5000000
CB 994 | 0 | 0 | 0 | 0 | 0% | 0% | 0% | 0 | 0 | 0 | 0 | 0 | 0 | 0 | 0 | 994 | 0 | 0 | 0 | 0 | 0 | 0 | 0 | 0 | 0 | 0 | 0 | 0 | 0 | 0 | 0 | 0 | 0 | 0 |  | 2547 | CB 994 | [40 empty] | 0 | 0 | 0 |  |  |  | 0 | 5000000
749-49F | 0 | 0 | 0 | 0 | 0% | 0% | 0% | 0 | 0 | 0 | 0 | 0 | 0 | 0 | 0 | 749 | 0 | 0 | 0 | 0 | 0 | 0 | 0 | 0 | 0 | 0 | 0 | 0 | 0 | 0 | 0 | 0 | 0 | 0 |  | 2548 | 749-49F | [40 empty] | 0 | 0 | 0 |  |  |  | 0 | 5000000
79-1212 | 0 | 0 | 0 | 0 | 0% | 0% | 0% | 0 | 0 | 0 | 0 | 0 | 0 | 0 | 0 | 79 | 0 | 0 | 0 | 0 | 0 | 0 | 0 | 0 | 0 | 0 | 0 | 0 | 0 | 0 | 0 | 0 | 0 | 0 |  | 2549 | 79-1212 | [40 empty] | 0 | 0 | 0 |  |  |  | 0 | 5000000
79-1213F | 0 | 0 | 0 | 0 | 0% | 0% | 0% | 0 | 0 | 0 | 0 | 0 | 0 | 0 | 0 | 79 | 0 | 0 | 0 | 0 | 0 | 0 | 0 | 0 | 0 | 0 | 0 | 0 | 0 | 0 | 0 | 0 | 0 | 0 |  | 2550 | 79-1213F | [40 empty] | 0 | 0 | 0 |  |  |  | 0 | 5000000
79-1216 | 0 | 0 | 0 | 0 | 0% | 0% | 0% | 0 | 0 | 0 | 0 | 0 | 0 | 0 | 0 | 79 | 0 | 0 | 0 | 0 | 0 | 0 | 0 | 0 | 0 | 0 | 0 | 0 | 0 | 0 | 0 | 0 | 0 | 0 |  | 2551 | 79-1216 | [40 empty] | 0 | 0 | 0 |  |  |  | 0 | 5000000
79-1219F | 0 | 0 | 0 | 0 | 0% | 0% | 0% | 0 | 0 | 0 | 0 | 0 | 0 | 0 | 0 | 79 | 0 | 0 | 0 | 0 | 0 | 0 | 0 | 0 | 0 | 0 | 0 | 0 | 0 | 0 | 0 | 0 | 0 | 0 |  | 2552 | 79-1219F | [40 empty] | 0 | 0 | 0 |  |  |  | 0 | 5000000
CB 993 | 0 | 0 | 0 | 0 | 0% | 0% | 0% | 0 | 0 | 0 | 0 | 0 | 0 | 0 | 0 | 993 | 0 | 0 | 0 | 0 | 0 | 0 | 0 | 0 | 0 | 0 | 0 | 0 | 0 | 0 | 0 | 0 | 0 | 0 |  | 2553 | CB 993 | [40 empty] | 0 | 0 | 0 |  |  |  | 0 | 5000000
CB 992 | 0 | 0 | 0 | 0 | 0% | 0% | 0% | 0 | 0 | 0 | 0 | 0 | 0 | 0 | 0 | 992 | 0 | 0 | 0 | 0 | 0 | 0 | 0 | 0 | 0 | 0 | 0 | 0 | 0 | 0 | 0 | 0 | 0 | 0 |  | 2554 | CB 992 | [40 empty] | 0 | 0 | 0 |  |  |  | 0 | 5000000
CB 991 | 0 | 0 | 0 | 0 | 0% | 0% | 0% | 0 | 0 | 0 | 0 | 0 | 0 | 0 | 0 | 991 | 0 | 0 | 0 | 0 | 0 | 0 | 0 | 0 | 0 | 0 | 0 | 0 | 0 | 0 | 0 | 0 | 0 | 0 |  | 2555 | CB 991 | [40 empty] | 0 | 0 | 0 |  |  |  | 0 | 5000000
CB 990 | 0 | 0 | 0 | 0 | 0% | 0% | 0% | 0 | 0 | 0 | 0 | 0 | 0 | 0 | 0 | 990 | 0 | 0 | 0 | 0 | 0 | 0 | 0 | 0 | 0 | 0 | 0 | 0 | 0 | 0 | 0 | 0 | 0 | 0 |  | 2556 | CB 990 | [40 empty] | 0 | 0 | 0 |  |  |  | 0 | 5000000
CB 1284 | 0 | 0 | 0 | 0 | 0% | 0% | 0% | 0 | 0 | 0 | 0 | 0 | 0 | 0 | 0 | 1284 | 0 | 0 | 0 | 0 | 0 | 0 | 0 | 0 | 0 | 0 | 0 | 0 | 0 | 0 | 0 | 0 | 0 | 0 |  | 2557 | CB 1284 | [40 empty] | 0 | 0 | 0 |  |  |  | 0 | 5000000
908-2057F | 0 | 0 | 0 | 0 | 0% | 0% | 0% | 0 | 0 | 0 | 0 | 0 | 0 | 0 | 0 | 908 | 0 | 0 | 0 | 0 | 0 | 0 | 0 | 0 | 0 | 0 | 0 | 0 | 0 | 0 | 0 | 0 | 0 | 0 |  | 2558 | 908-2057F | [40 empty] | 0 | 0 | 0 |  |  |  | 0 | 5000000
86-549 | 0 | 0 | 0 | 0 | 0% | 0% | 0% | 0 | 0 | 0 | 0 | 0 | 0 | 0 | 0 | 86 | 0 | 0 | 0 | 0 | 0 | 0 | 0 | 0 | 0 | 0 | 0 | 0 | 0 | 0 | 0 | 0 | 0 | 0 |  | 2559 | 86-549 | [40 empty] | 0 | 0 | 0 |  |  |  | 0 | 5000000
CB 278 | 0 | 0 | 0 | 0 | 0% | 0% | 0% | 0 | 0 | 0 | 0 | 0 | 0 | 0 | 0 | 278 | 0 | 0 | 0 | 0 | 0 | 0 | 0 | 0 | 0 | 0 | 0 | 0 | 0 | 0 | 0 | 0 | 0 | 0 |  | 2560 | CB 278 | [40 empty] | 0 | 0 | 0 |  |  |  | 0 | 5000000
969-233F | 0 | 0 | 0 | 0 | 0% | 0% | 0% | 0 | 0 | 0 | 0 | 0 | 0 | 0 | 0 | 969 | 0 | 0 | 0 | 0 | 0 | 0 | 0 | 0 | 0 | 0 | 0 | 0 | 0 | 0 | 0 | 0 | 0 | 0 |  | 2561 | 969-233F | [40 empty] | 0 | 0 | 0 |  |  |  | 0 | 5000000
970-3 | 0 | 0 | 0 | 0 | 0% | 0% | 0% | 0 | 0 | 0 | 0 | 0 | 0 | 0 | 0 | 970 | 0 | 0 | 0 | 0 | 0 | 0 | 0 | 0 | 0 | 0 | 0 | 0 | 0 | 0 | 0 | 0 | 0 | 0 |  | 2562 | 970-3 | [40 empty] | 0 | 0 | 0 |  |  |  | 0 | 5000000
CB 294 | 0 | 0 | 0 | 0 | 0% | 0% | 0% | 0 | 0 | 0 | 0 | 0 | 0 | 0 | 0 | 294 | 0 | 0 | 0 | 0 | 0 | 0 | 0 | 0 | 0 | 0 | 0 | 0 | 0 | 0 | 0 | 0 | 0 | 0 |  | 2563 | CB 294 | [40 empty] | 0 | 0 | 0 |  |  |  | 0 | 5000000
CB 293 | 0 | 0 | 0 | 0 | 0% | 0% | 0% | 0 | 0 | 0 | 0 | 0 | 0 | 0 | 0 | 293 | 0 | 0 | 0 | 0 | 0 | 0 | 0 | 0 | 0 | 0 | 0 | 0 | 0 | 0 | 0 | 0 | 0 | 0 |  | 2564 | CB 293 | [40 empty] | 0 | 0 | 0 |  |  |  | 0 | 5000000
CB 291 | 0 | 0 | 0 | 0 | 0% | 0% | 0% | 0 | 0 | 0 | 0 | 0 | 0 | 0 | 0 | 291 | 0 | 0 | 0 | 0 | 0 | 0 | 0 | 0 | 0 | 0 | 0 | 0 | 0 | 0 | 0 | 0 | 0 | 0 |  | 2565 | CB 291 | [40 empty] | 0 | 0 | 0 |  |  |  | 0 | 5000000
CB 290 | 0 | 0 | 0 | 0 | 0% | 0% | 0% | 0 | 0 | 0 | 0 | 0 | 0 | 0 | 0 | 290 | 0 | 0 | 0 | 0 | 0 | 0 | 0 | 0 | 0 | 0 | 0 | 0 | 0 | 0 | 0 | 0 | 0 | 0 |  | 2566 | CB 290 | [40 empty] | 0 | 0 | 0 |  |  |  | 0 | 5000000
CB 273 | 0 | 0 | 0 | 0 | 0% | 0% | 0% | 0 | 0 | 0 | 0 | 0 | 0 | 0 | 0 | 273 | 0 | 0 | 0 | 0 | 0 | 0 | 0 | 0 | 0 | 0 | 0 | 0 | 0 | 0 | 0 | 0 | 0 | 0 |  | 2567 | CB 273 | [40 empty] | 0 | 0 | 0 |  |  |  | 0 | 5000000
969-230 | 0 | 0 | 0 | 0 | 0% | 0% | 0% | 0 | 0 | 0 | 0 | 0 | 0 | 0 | 0 | 969 | 0 | 0 | 0 | 0 | 0 | 0 | 0 | 0 | 0 | 0 | 0 | 0 | 0 | 0 | 0 | 0 | 0 | 0 |  | 2568 | 969-230 | [40 empty] | 0 | 0 | 0 |  |  |  | 0 | 5000000
CB 272 | 0 | 0 | 0 | 0 | 0% | 0% | 0% | 0 | 0 | 0 | 0 | 0 | 0 | 0 | 0 | 272 | 0 | 0 | 0 | 0 | 0 | 0 | 0 | 0 | 0 | 0 | 0 | 0 | 0 | 0 | 0 | 0 | 0 | 0 |  | 2569 | CB 272 | [40 empty] | 0 | 0 | 0 |  |  |  | 0 | 5000000
CB 271 | 0 | 0 | 0 | 0 | 0% | 0% | 0% | 0 | 0 | 0 | 0 | 0 | 0 | 0 | 0 | 271 | 0 | 0 | 0 | 0 | 0 | 0 | 0 | 0 | 0 | 0 | 0 | 0 | 0 | 0 | 0 | 0 | 0 | 0 |  | 2570 | CB 271 | [40 empty] | 0 | 0 | 0 |  |  |  | 0 | 5000000
972-1567 | 0 | 0 | 0 | 0 | 0% | 0% | 0% | 0 | 0 | 0 | 0 | 0 | 0 | 0 | 0 | 972 | 0 | 0 | 0 | 0 | 0 | 0 | 0 | 0 | 0 | 0 | 0 | 0 | 0 | 0 | 0 | 0 | 0 | 0 |  | 2571 | 972-1567 | [40 empty] | 0 | 0 | 0 |  |  |  | 0 | 5000000
972-1571 | 0 | 0 | 0 | 0 | 0% | 0% | 0% | 0 | 0 | 0 | 0 | 0 | 0 | 0 | 0 | 972 | 0 | 0 | 0 | 0 | 0 | 0 | 0 | 0 | 0 | 0 | 0 | 0 | 0 | 0 | 0 | 0 | 0 | 0 |  | 2572 | 972-1571 | [40 empty] | 0 | 0 | 0 |  |  |  | 0 | 5000000
972-1585 | 0 | 0 | 0 | 0 | 0% | 0% | 0% | 0 | 0 | 0 | 0 | 0 | 0 | 0 | 0 | 972 | 0 | 0 | 0 | 0 | 0 | 0 | 0 | 0 | 0 | 0 | 0 | 0 | 0 | 0 | 0 | 0 | 0 | 0 |  | 2573 | 972-1585 | [40 empty] | 0 | 0 | 0 |  |  |  | 0 | 5000000
972-1586F | 0 | 0 | 0 | 0 | 0% | 0% | 0% | 0 | 0 | 0 | 0 | 0 | 0 | 0 | 0 | 972 | 0 | 0 | 0 | 0 | 0 | 0 | 0 | 0 | 0 | 0 | 0 | 0 | 0 | 0 | 0 | 0 | 0 | 0 |  | 2574 | 972-1586F | [40 empty] | 0 | 0 | 0 |  |  |  | 0 | 5000000
969-232F | 0 | 0 | 0 | 0 | 0% | 0% | 0% | 0 | 0 | 0 | 0 | 0 | 0 | 0 | 0 | 969 | 0 | 0 | 0 | 0 | 0 | 0 | 0 | 0 | 0 | 0 | 0 | 0 | 0 | 0 | 0 | 0 | 0 | 0 |  | 2575 | 969-232F | [40 empty] | 0 | 0 | 0 |  |  |  | 0 | 5000000
969-224 | 0 | 0 | 0 | 0 | 0% | 0% | 0% | 0 | 0 | 0 | 0 | 0 | 0 | 0 | 0 | 969 | 0 | 0 | 0 | 0 | 0 | 0 | 0 | 0 | 0 | 0 | 0 | 0 | 0 | 0 | 0 | 0 | 0 | 0 |  | 2576 | 969-224 | [40 empty] | 0 | 0 | 0 |  |  |  | 0 | 5000000
972-1588 | 0 | 0 | 0 | 0 | 0% | 0% | 0% | 0 | 0 | 0 | 0 | 0 | 0 | 0 | 0 | 972 | 0 | 0 | 0 | 0 | 0 | 0 | 0 | 0 | 0 | 0 | 0 | 0 | 0 | 0 | 0 | 0 | 0 | 0 |  | 2577 | 972-1588 | [40 empty] | 0 | 0 | 0 |  |  |  | 0 | 5000000
CB 312 | 0 | 0 | 0 | 0 | 0% | 0% | 0% | 0 | 0 | 0 | 0 | 0 | 0 | 0 | 0 | 312 | 0 | 0 | 0 | 0 | 0 | 0 | 0 | 0 | 0 | 0 | 0 | 0 | 0 | 0 | 0 | 0 | 0 | 0 |  | 2578 | CB 312 | [40 empty] | 0 | 0 | 0 |  |  |  | 0 | 5000000
968-500 | 0 | 0 | 0 | 0 | 0% | 0% | 0% | 0 | 0 | 0 | 0 | 0 | 0 | 0 | 0 | 968 | 0 | 0 | 0 | 0 | 0 | 0 | 0 | 0 | 0 | 0 | 0 | 0 | 0 | 0 | 0 | 0 | 0 | 0 |  | 2579 | 968-500 | [40 empty] | 0 | 0 | 0 |  |  |  | 0 | 5000000
CB 342 | 0 | 0 | 0 | 0 | 0% | 0% | 0% | 0 | 0 | 0 | 0 | 0 | 0 | 0 | 0 | 342 | 0 | 0 | 0 | 0 | 0 | 0 | 0 | 0 | 0 | 0 | 0 | 0 | 0 | 0 | 0 | 0 | 0 | 0 |  | 2580 | CB 342 | [40 empty] | 0 | 0 | 0 |  |  |  | 0 | 5000000
CB 341 | 0 | 0 | 0 | 0 | 0% | 0% | 0% | 0 | 0 | 0 | 0 | 0 | 0 | 0 | 0 | 341 | 0 | 0 | 0 | 0 | 0 | 0 | 0 | 0 | 0 | 0 | 0 | 0 | 0 | 0 | 0 | 0 | 0 | 0 |  | 2581 | CB 341 | [40 empty] | 0 | 0 | 0 |  |  |  | 0 | 5000000
968-501F | 0 | 0 | 0 | 0 | 0% | 0% | 0% | 0 | 0 | 0 | 0 | 0 | 0 | 0 | 0 | 968 | 0 | 0 | 0 | 0 | 0 | 0 | 0 | 0 | 0 | 0 | 0 | 0 | 0 | 0 | 0 | 0 | 0 | 0 |  | 2582 | 968-501F | [40 empty] | 0 | 0 | 0 |  |  |  | 0 | 5000000
969-221AE | 0 | 0 | 0 | 0 | 0% | 0% | 0% | 0 | 0 | 0 | 0 | 0 | 0 | 0 | 0 | 969 | 0 | 0 | 0 | 0 | 0 | 0 | 0 | 0 | 0 | 0 | 0 | 0 | 0 | 0 | 0 | 0 | 0 | 0 |  | 2583 | 969-221AE | [40 empty] | 0 | 0 | 0 |  |  |  | 0 | 5000000
CB 339 | 0 | 0 | 0 | 0 | 0% | 0% | 0% | 0 | 0 | 0 | 0 | 0 | 0 | 0 | 0 | 339 | 0 | 0 | 0 | 0 | 0 | 0 | 0 | 0 | 0 | 0 | 0 | 0 | 0 | 0 | 0 | 0 | 0 | 0 |  | 2584 | CB 339 | [40 empty] | 0 | 0 | 0 |  |  |  | 0 | 5000000
CB 338 | 0 | 0 | 0 | 0 | 0% | 0% | 0% | 0 | 0 | 0 | 0 | 0 | 0 | 0 | 0 | 338 | 0 | 0 | 0 | 0 | 0 | 0 | 0 | 0 | 0 | 0 | 0 | 0 | 0 | 0 | 0 | 0 | 0 | 0 |  | 2585 | CB 338 | [40 empty] | 0 | 0 | 0 |  |  |  | 0 | 5000000
CB 319 | 0 | 0 | 0 | 0 | 0% | 0% | 0% | 0 | 0 | 0 | 0 | 0 | 0 | 0 | 0 | 319 | 0 | 0 | 0 | 0 | 0 | 0 | 0 | 0 | 0 | 0 | 0 | 0 | 0 | 0 | 0 | 0 | 0 | 0 |  | 2586 | CB 319 | [40 empty] | 0 | 0 | 0 |  |  |  | 0 | 5000000
CB 311 | 0 | 0 | 0 | 0 | 0% | 0% | 0% | 0 | 0 | 0 | 0 | 0 | 0 | 0 | 0 | 311 | 0 | 0 | 0 | 0 | 0 | 0 | 0 | 0 | 0 | 0 | 0 | 0 | 0 | 0 | 0 | 0 | 0 | 0 |  | 2587 | CB 311 | [40 empty] | 0 | 0 | 0 |  |  |  | 0 | 5000000
CB 30 | 0 | 0 | 0 | 0 | 0% | 0% | 0% | 0 | 0 | 0 | 0 | 0 | 0 | 0 | 0 | 30 | 0 | 0 | 0 | 0 | 0 | 0 | 0 | 0 | 0 | 0 | 0 | 0 | 0 | 0 | 0 | 0 | 0 | 0 |  | 2588 | CB 30 | [40 empty] | 0 | 0 | 0 |  |  |  | 0 | 5000000
969-222 | 0 | 0 | 0 | 0 | 0% | 0% | 0% | 0 | 0 | 0 | 0 | 0 | 0 | 0 | 0 | 969 | 0 | 0 | 0 | 0 | 0 | 0 | 0 | 0 | 0 | 0 | 0 | 0 | 0 | 0 | 0 | 0 | 0 | 0 |  | 2589 | 969-222 | [40 empty] | 0 | 0 | 0 |  |  |  | 0 | 5000000
969-223 | 0 | 0 | 0 | 0 | 0% | 0% | 0% | 0 | 0 | 0 | 0 | 0 | 0 | 0 | 0 | 969 | 0 | 0 | 0 | 0 | 0 | 0 | 0 | 0 | 0 | 0 | 0 | 0 | 0 | 0 | 0 | 0 | 0 | 0 |  | 2590 | 969-223 | [40 empty] | 0 | 0 | 0 |  |  |  | 0 | 5000000
CB 310 | 0 | 0 | 0 | 0 | 0% | 0% | 0% | 0 | 0 | 0 | 0 | 0 | 0 | 0 | 0 | 310 | 0 | 0 | 0 | 0 | 0 | 0 | 0 | 0 | 0 | 0 | 0 | 0 | 0 | 0 | 0 | 0 | 0 | 0 |  | 2591 | CB 310 | [40 empty] | 0 | 0 | 0 |  |  |  | 0 | 5000000
CB 31 | 0 | 0 | 0 | 0 | 0% | 0% | 0% | 0 | 0 | 0 | 0 | 0 | 0 | 0 | 0 | 31 | 0 | 0 | 0 | 0 | 0 | 0 | 0 | 0 | 0 | 0 | 0 | 0 | 0 | 0 | 0 | 0 | 0 | 0 |  | 2592 | CB 31 | [40 empty] | 0 | 0 | 0 |  |  |  | 0 | 5000000
CB 309 | 0 | 0 | 0 | 0 | 0% | 0% | 0% | 0 | 0 | 0 | 0 | 0 | 0 | 0 | 0 | 309 | 0 | 0 | 0 | 0 | 0 | 0 | 0 | 0 | 0 | 0 | 0 | 0 | 0 | 0 | 0 | 0 | 0 | 0 |  | 2593 | CB 309 | [40 empty] | 0 | 0 | 0 |  |  |  | 0 | 5000000
CB 304 | 0 | 0 | 0 | 0 | 0% | 0% | 0% | 0 | 0 | 0 | 0 | 0 | 0 | 0 | 0 | 304 | 0 | 0 | 0 | 0 | 0 | 0 | 0 | 0 | 0 | 0 | 0 | 0 | 0 | 0 | 0 | 0 | 0 | 0 |  | 2594 | CB 304 | [40 empty] | 0 | 0 | 0 |  |  |  | 0 | 5000000
CB 302 | 0 | 0 | 0 | 0 | 0% | 0% | 0% | 0 | 0 | 0 | 0 | 0 | 0 | 0 | 0 | 302 | 0 | 0 | 0 | 0 | 0 | 0 | 0 | 0 | 0 | 0 | 0 | 0 | 0 | 0 | 0 | 0 | 0 | 0 |  | 2595 | CB 302 | [40 empty] | 0 | 0 | 0 |  |  |  | 0 | 5000000
CB 300 | 0 | 0 | 0 | 0 | 0% | 0% | 0% | 0 | 0 | 0 | 0 | 0 | 0 | 0 | 0 | 300 | 0 | 0 | 0 | 0 | 0 | 0 | 0 | 0 | 0 | 0 | 0 | 0 | 0 | 0 | 0 | 0 | 0 | 0 |  | 2596 | CB 300 | [40 empty] | 0 | 0 | 0 |  |  |  | 0 | 5000000
972-1587F | 0 | 0 | 0 | 0 | 0% | 0% | 0% | 0 | 0 | 0 | 0 | 0 | 0 | 0 | 0 | 972 | 0 | 0 | 0 | 0 | 0 | 0 | 0 | 0 | 0 | 0 | 0 | 0 | 0 | 0 | 0 | 0 | 0 | 0 |  | 2597 | 972-1587F | [40 empty] | 0 | 0 | 0 |  |  |  | 0 | 5000000
972-1589F | 0 | 0 | 0 | 0 | 0% | 0% | 0% | 0 | 0 | 0 | 0 | 0 | 0 | 0 | 0 | 972 | 0 | 0 | 0 | 0 | 0 | 0 | 0 | 0 | 0 | 0 | 0 | 0 | 0 | 0 | 0 | 0 | 0 | 0 |  | 2598 | 972-1589F | [40 empty] | 0 | 0 | 0 |  |  |  | 0 | 5000000
985-45 | 0 | 0 | 0 | 0 | 0% | 0% | 0% | 0 | 0 | 0 | 0 | 0 | 0 | 0 | 0 | 985 | 0 | 0 | 0 | 0 | 0 | 0 | 0 | 0 | 0 | 0 | 0 | 0 | 0 | 0 | 0 | 0 | 0 | 0 |  | 2599 | 985-45 | [40 empty] | 0 | 0 | 0 |  |  |  | 0 | 5000000
981-25 | 0 | 0 | 0 | 0 | 0% | 0% | 0% | 0 | 0 | 0 | 0 | 0 | 0 | 0 | 0 | 981 | 0 | 0 | 0 | 0 | 0 | 0 | 0 | 0 | 0 | 0 | 0 | 0 | 0 | 0 | 0 | 0 | 0 | 0 |  | 2600 | 981-25 | [40 empty] | 0 | 0 | 0 |  |  |  | 0 | 5000000
980-878F | 0 | 0 | 0 | 0 | 0% | 0% | 0% | 0 | 0 | 0 | 0 | 0 | 0 | 0 | 0 | 980 | 0 | 0 | 0 | 0 | 0 | 0 | 0 | 0 | 0 | 0 | 0 | 0 | 0 | 0 | 0 | 0 | 0 | 0 |  | 2601 | 980-878F | [40 empty] | 0 | 0 | 0 |  |  |  | 0 | 5000000
980-879 | 0 | 0 | 0 | 0 | 0% | 0% | 0% | 0 | 0 | 0 | 0 | 0 | 0 | 0 | 0 | 980 | 0 | 0 | 0 | 0 | 0 | 0 | 0 | 0 | 0 | 0 | 0 | 0 | 0 | 0 | 0 | 0 | 0 | 0 |  | 2602 | 980-879 | [40 empty] | 0 | 0 | 0 |  |  |  | 0 | 5000000
980-880F | 0 | 0 | 0 | 0 | 0% | 0% | 0% | 0 | 0 | 0 | 0 | 0 | 0 | 0 | 0 | 980 | 0 | 0 | 0 | 0 | 0 | 0 | 0 | 0 | 0 | 0 | 0 | 0 | 0 | 0 | 0 | 0 | 0 | 0 |  | 2603 | 980-880F | [40 empty] | 0 | 0 | 0 |  |  |  | 0 | 5000000
980-881F | 0 | 0 | 0 | 0 | 0% | 0% | 0% | 0 | 0 | 0 | 0 | 0 | 0 | 0 | 0 | 980 | 0 | 0 | 0 | 0 | 0 | 0 | 0 | 0 | 0 | 0 | 0 | 0 | 0 | 0 | 0 | 0 | 0 | 0 |  | 2604 | 980-881F | [40 empty] | 0 | 0 | 0 |  |  |  | 0 | 5000000
981-1184 | 0 | 0 | 0 | 0 | 0% | 0% | 0% | 0 | 0 | 0 | 0 | 0 | 0 | 0 | 0 | 981 | 0 | 0 | 0 | 0 | 0 | 0 | 0 | 0 | 0 | 0 | 0 | 0 | 0 | 0 | 0 | 0 | 0 | 0 |  | 2605 | 981-1184 | [40 empty] | 0 | 0 | 0 |  |  |  | 0 | 5000000
981-1262 | 0 | 0 | 0 | 0 | 0% | 0% | 0% | 0 | 0 | 0 | 0 | 0 | 0 | 0 | 0 | 981 | 0 | 0 | 0 | 0 | 0 | 0 | 0 | 0 | 0 | 0 | 0 | 0 | 0 | 0 | 0 | 0 | 0 | 0 |  | 2606 | 981-1262 | [40 empty] | 0 | 0 | 0 |  |  |  | 0 | 5000000
CB 23 | 0 | 0 | 0 | 0 | 0% | 0% | 0% | 0 | 0 | 0 | 0 | 0 | 0 | 0 | 0 | 23 | 0 | 0 | 0 | 0 | 0 | 0 | 0 | 0 | 0 | 0 | 0 | 0 | 0 | 0 | 0 | 0 | 0 | 0 |  | 2607 | CB 23 | [40 empty] | 0 | 0 | 0 |  |  |  | 0 | 5000000
981-24F | 0 | 0 | 0 | 0 | 0% | 0% | 0% | 0 | 0 | 0 | 0 | 0 | 0 | 0 | 0 | 981 | 0 | 0 | 0 | 0 | 0 | 0 | 0 | 0 | 0 | 0 | 0 | 0 | 0 | 0 | 0 | 0 | 0 | 0 |  | 2608 | 981-24F | [40 empty] | 0 | 0 | 0 |  |  |  | 0 | 5000000
981-28F | 0 | 0 | 0 | 0 | 0% | 0% | 0% | 0 | 0 | 0 | 0 | 0 | 0 | 0 | 0 | 981 | 0 | 0 | 0 | 0 | 0 | 0 | 0 | 0 | 0 | 0 | 0 | 0 | 0 | 0 | 0 | 0 | 0 | 0 |  | 2609 | 981-28F | [40 empty] | 0 | 0 | 0 |  |  |  | 0 | 5000000
980-348 | 0 | 0 | 0 | 0 | 0% | 0% | 0% | 0 | 0 | 0 | 0 | 0 | 0 | 0 | 0 | 980 | 0 | 0 | 0 | 0 | 0 | 0 | 0 | 0 | 0 | 0 | 0 | 0 | 0 | 0 | 0 | 0 | 0 | 0 |  | 2610 | 980-348 | [40 empty] | 0 | 0 | 0 |  |  |  | 0 | 5000000
982-753 | 0 | 0 | 0 | 0 | 0% | 0% | 0% | 0 | 0 | 0 | 0 | 0 | 0 | 0 | 0 | 982 | 0 | 0 | 0 | 0 | 0 | 0 | 0 | 0 | 0 | 0 | 0 | 0 | 0 | 0 | 0 | 0 | 0 | 0 |  | 2611 | 982-753 | [40 empty] | 0 | 0 | 0 |  |  |  | 0 | 5000000
CB 228 | 0 | 0 | 0 | 0 | 0% | 0% | 0% | 0 | 0 | 0 | 0 | 0 | 0 | 0 | 0 | 228 | 0 | 0 | 0 | 0 | 0 | 0 | 0 | 0 | 0 | 0 | 0 | 0 | 0 | 0 | 0 | 0 | 0 | 0 |  | 2612 | CB 228 | [40 empty] | 0 | 0 | 0 |  |  |  | 0 | 5000000
982-909AE | 0 | 0 | 0 | 0 | 0% | 0% | 0% | 0 | 0 | 0 | 0 | 0 | 0 | 0 | 0 | 982 | 0 | 0 | 0 | 0 | 0 | 0 | 0 | 0 | 0 | 0 | 0 | 0 | 0 | 0 | 0 | 0 | 0 | 0 |  | 2613 | 982-909AE | [40 empty] | 0 | 0 | 0 |  |  |  | 0 | 5000000
982-912 | 0 | 0 | 0 | 0 | 0% | 0% | 0% | 0 | 0 | 0 | 0 | 0 | 0 | 0 | 0 | 982 | 0 | 0 | 0 | 0 | 0 | 0 | 0 | 0 | 0 | 0 | 0 | 0 | 0 | 0 | 0 | 0 | 0 | 0 |  | 2614 | 982-912 | [40 empty] | 0 | 0 | 0 |  |  |  | 0 | 5000000
983-28 | 0 | 0 | 0 | 0 | 0% | 0% | 0% | 0 | 0 | 0 | 0 | 0 | 0 | 0 | 0 | 983 | 0 | 0 | 0 | 0 | 0 | 0 | 0 | 0 | 0 | 0 | 0 | 0 | 0 | 0 | 0 | 0 | 0 | 0 |  | 2615 | 983-28 | [40 empty] | 0 | 0 | 0 |  |  |  | 0 | 5000000
983-29 | 0 | 0 | 0 | 0 | 0% | 0% | 0% | 0 | 0 | 0 | 0 | 0 | 0 | 0 | 0 | 983 | 0 | 0 | 0 | 0 | 0 | 0 | 0 | 0 | 0 | 0 | 0 | 0 | 0 | 0 | 0 | 0 | 0 | 0 |  | 2616 | 983-29 | [40 empty] | 0 | 0 | 0 |  |  |  | 0 | 5000000
985-36 | 0 | 0 | 0 | 0 | 0% | 0% | 0% | 0 | 0 | 0 | 0 | 0 | 0 | 0 | 0 | 985 | 0 | 0 | 0 | 0 | 0 | 0 | 0 | 0 | 0 | 0 | 0 | 0 | 0 | 0 | 0 | 0 | 0 | 0 |  | 2617 | 985-36 | [40 empty] | 0 | 0 | 0 |  |  |  | 0 | 5000000
985-37F | 0 | 0 | 0 | 0 | 0% | 0% | 0% | 0 | 0 | 0 | 0 | 0 | 0 | 0 | 0 | 985 | 0 | 0 | 0 | 0 | 0 | 0 | 0 | 0 | 0 | 0 | 0 | 0 | 0 | 0 | 0 | 0 | 0 | 0 |  | 2618 | 985-37F | [40 empty] | 0 | 0 | 0 |  |  |  | 0 | 5000000
980-349 | 0 | 0 | 0 | 0 | 0% | 0% | 0% | 0 | 0 | 0 | 0 | 0 | 0 | 0 | 0 | 980 | 0 | 0 | 0 | 0 | 0 | 0 | 0 | 0 | 0 | 0 | 0 | 0 | 0 | 0 | 0 | 0 | 0 | 0 |  | 2619 | 980-349 | [40 empty] | 0 | 0 | 0 |  |  |  | 0 | 5000000
CB 269 | 0 | 0 | 0 | 0 | 0% | 0% | 0% | 0 | 0 | 0 | 0 | 0 | 0 | 0 | 0 | 269 | 0 | 0 | 0 | 0 | 0 | 0 | 0 | 0 | 0 | 0 | 0 | 0 | 0 | 0 | 0 | 0 | 0 | 0 |  | 2620 | CB 269 | [40 empty] | 0 | 0 | 0 |  |  |  | 0 | 5000000
CB 264 | 0 | 0 | 0 | 0 | 0% | 0% | 0% | 0 | 0 | 0 | 0 | 0 | 0 | 0 | 0 | 264 | 0 | 0 | 0 | 0 | 0 | 0 | 0 | 0 | 0 | 0 | 0 | 0 | 0 | 0 | 0 | 0 | 0 | 0 |  | 2621 | CB 264 | [40 empty] | 0 | 0 | 0 |  |  |  | 0 | 5000000
972-1639 | 0 | 0 | 0 | 0 | 0% | 0% | 0% | 0 | 0 | 0 | 0 | 0 | 0 | 0 | 0 | 972 | 0 | 0 | 0 | 0 | 0 | 0 | 0 | 0 | 0 | 0 | 0 | 0 | 0 | 0 | 0 | 0 | 0 | 0 |  | 2622 | 972-1639 | [40 empty] | 0 | 0 | 0 |  |  |  | 0 | 5000000
CB 268 | 0 | 0 | 0 | 0 | 0% | 0% | 0% | 0 | 0 | 0 | 0 | 0 | 0 | 0 | 0 | 268 | 0 | 0 | 0 | 0 | 0 | 0 | 0 | 0 | 0 | 0 | 0 | 0 | 0 | 0 | 0 | 0 | 0 | 0 |  | 2623 | CB 268 | [40 empty] | 0 | 0 | 0 |  |  |  | 0 | 5000000
972-1643 | 0 | 0 | 0 | 0 | 0% | 0% | 0% | 0 | 0 | 0 | 0 | 0 | 0 | 0 | 0 | 972 | 0 | 0 | 0 | 0 | 0 | 0 | 0 | 0 | 0 | 0 | 0 | 0 | 0 | 0 | 0 | 0 | 0 | 0 |  | 2624 | 972-1643 | [40 empty] | 0 | 0 | 0 |  |  |  | 0 | 5000000
CB 267 | 0 | 0 | 0 | 0 | 0% | 0% | 0% | 0 | 0 | 0 | 0 | 0 | 0 | 0 | 0 | 267 | 0 | 0 | 0 | 0 | 0 | 0 | 0 | 0 | 0 | 0 | 0 | 0 | 0 | 0 | 0 | 0 | 0 | 0 |  | 2625 | CB 267 | [40 empty] | 0 | 0 | 0 |  |  |  | 0 | 5000000
CB 265 | 0 | 0 | 0 | 0 | 0% | 0% | 0% | 0 | 0 | 0 | 0 | 0 | 0 | 0 | 0 | 265 | 0 | 0 | 0 | 0 | 0 | 0 | 0 | 0 | 0 | 0 | 0 | 0 | 0 | 0 | 0 | 0 | 0 | 0 |  | 2626 | CB 265 | [40 empty] | 0 | 0 | 0 |  |  |  | 0 | 5000000
973-531 | 0 | 0 | 0 | 0 | 0% | 0% | 0% | 0 | 0 | 0 | 0 | 0 | 0 | 0 | 0 | 973 | 0 | 0 | 0 | 0 | 0 | 0 | 0 | 0 | 0 | 0 | 0 | 0 | 0 | 0 | 0 | 0 | 0 | 0 |  | 2627 | 973-531 | [40 empty] | 0 | 0 | 0 |  |  |  | 0 | 5000000
CB 24 | 0 | 0 | 0 | 0 | 0% | 0% | 0% | 0 | 0 | 0 | 0 | 0 | 0 | 0 | 0 | 24 | 0 | 0 | 0 | 0 | 0 | 0 | 0 | 0 | 0 | 0 | 0 | 0 | 0 | 0 | 0 | 0 | 0 | 0 |  | 2628 | CB 24 | [40 empty] | 0 | 0 | 0 |  |  |  | 0 | 5000000
CB 253 | 0 | 0 | 0 | 0 | 0% | 0% | 0% | 0 | 0 | 0 | 0 | 0 | 0 | 0 | 0 | 253 | 0 | 0 | 0 | 0 | 0 | 0 | 0 | 0 | 0 | 0 | 0 | 0 | 0 | 0 | 0 | 0 | 0 | 0 |  | 2629 | CB 253 | [40 empty] | 0 | 0 | 0 |  |  |  | 0 | 5000000
CB 252 | 0 | 0 | 0 | 0 | 0% | 0% | 0% | 0 | 0 | 0 | 0 | 0 | 0 | 0 | 0 | 252 | 0 | 0 | 0 | 0 | 0 | 0 | 0 | 0 | 0 | 0 | 0 | 0 | 0 | 0 | 0 | 0 | 0 | 0 |  | 2630 | CB 252 | [40 empty] | 0 | 0 | 0 |  |  |  | 0 | 5000000
CB 250 | 0 | 0 | 0 | 0 | 0% | 0% | 0% | 0 | 0 | 0 | 0 | 0 | 0 | 0 | 0 | 250 | 0 | 0 | 0 | 0 | 0 | 0 | 0 | 0 | 0 | 0 | 0 | 0 | 0 | 0 | 0 | 0 | 0 | 0 |  | 2631 | CB 250 | [40 empty] | 0 | 0 | 0 |  |  |  | 0 | 5000000
974-17AE | 0 | 0 | 0 | 0 | 0% | 0% | 0% | 0 | 0 | 0 | 0 | 0 | 0 | 0 | 0 | 974 | 0 | 0 | 0 | 0 | 0 | 0 | 0 | 0 | 0 | 0 | 0 | 0 | 0 | 0 | 0 | 0 | 0 | 0 |  | 2632 | 974-17AE | [40 empty] | 0 | 0 | 0 |  |  |  | 0 | 5000000
968-499F | 0 | 0 | 0 | 0 | 0% | 0% | 0% | 0 | 0 | 0 | 0 | 0 | 0 | 0 | 0 | 968 | 0 | 0 | 0 | 0 | 0 | 0 | 0 | 0 | 0 | 0 | 0 | 0 | 0 | 0 | 0 | 0 | 0 | 0 |  | 2633 | 968-499F | [40 empty] | 0 | 0 | 0 |  |  |  | 0 | 5000000
968-478F | 0 | 0 | 0 | 0 | 0% | 0% | 0% | 0 | 0 | 0 | 0 | 0 | 0 | 0 | 0 | 968 | 0 | 0 | 0 | 0 | 0 | 0 | 0 | 0 | 0 | 0 | 0 | 0 | 0 | 0 | 0 | 0 | 0 | 0 |  | 2634 | 968-478F | [40 empty] | 0 | 0 | 0 |  |  |  | 0 | 5000000
968-477F | 0 | 0 | 0 | 0 | 0% | 0% | 0% | 0 | 0 | 0 | 0 | 0 | 0 | 0 | 0 | 968 | 0 | 0 | 0 | 0 | 0 | 0 | 0 | 0 | 0 | 0 | 0 | 0 | 0 | 0 | 0 | 0 | 0 | 0 |  | 2635 | 968-477F | [40 empty] | 0 | 0 | 0 |  |  |  | 0 | 5000000
960-13 | 0 | 0 | 0 | 0 | 0% | 0% | 0% | 0 | 0 | 0 | 0 | 0 | 0 | 0 | 0 | 960 | 0 | 0 | 0 | 0 | 0 | 0 | 0 | 0 | 0 | 0 | 0 | 0 | 0 | 0 | 0 | 0 | 0 | 0 |  | 2636 | 960-13 | [40 empty] | 0 | 0 | 0 |  |  |  | 0 | 5000000
96-1040F | 0 | 0 | 0 | 0 | 0% | 0% | 0% | 0 | 0 | 0 | 0 | 0 | 0 | 0 | 0 | 96 | 0 | 0 | 0 | 0 | 0 | 0 | 0 | 0 | 0 | 0 | 0 | 0 | 0 | 0 | 0 | 0 | 0 | 0 |  | 2637 | 96-1040F | [40 empty] | 0 | 0 | 0 |  |  |  | 0 | 5000000
96-1042F | 26282.2942 | 0 | 26282.2942 | 0 | 0% | 100% | 0% | 4178.1315 | 8747.0062 | 5.0671 | 3837.5813 | 335.4831 | 10.6081 | 8034.0571 | 702.341 | 96 | 0.005094 | 0.005094 | 0.005094 | 5159460.9835 | 31.8743 | 24140.0827 | 2110.3372 | 6257.2334 | 4738924.7507 | 414279 | 4339254.5642 | 5262.5126 | 3985571.5403 | 348420.513 | 3442341.5901 | 4174.7645 | 3161763.9519 | 276402.8715 |  | 2638 | 96-1042F | 26282.2942 | 22104.1627 | 17535.2881 | 0 | 0 | 0 | 26282.2942 | 22104.1627 | 17535.2881 | 0 | 31.8743 | 26.8072 | 21.2663 | 0 | 0 | 0 | 31.8743 | 26.8072 | 21.2663 | 0 | 2110.3372 | 1774.8541 | 1407.9962 | 0 | 0 | 0 | 2110.3372 | 1774.8541 | 1407.9962 | 0 | 24140.0827 | 20302.5014 | 16106.0256 | 0 | 0 | 0 | 24140.0827 | 20302.5014 | 16106.0256 | 0 | 0 | 0 | 0 | 0.005094 | 0.005094 | 0.005094 | 0 | 5000000
CB 383 | 0 | 0 | 0 | 0 | 0% | 0% | 0% | 0 | 0 | 0 | 0 | 0 | 0 | 0 | 0 | 383 | 0 | 0 | 0 | 0 | 0 | 0 | 0 | 0 | 0 | 0 | 0 | 0 | 0 | 0 | 0 | 0 | 0 | 0 |  | 2639 | CB 383 | [40 empty] | 0 | 0 | 0 |  |  |  | 0 | 5000000
CB 382 | 0 | 0 | 0 | 0 | 0% | 0% | 0% | 0 | 0 | 0 | 0 | 0 | 0 | 0 | 0 | 382 | 0 | 0 | 0 | 0 | 0 | 0 | 0 | 0 | 0 | 0 | 0 | 0 | 0 | 0 | 0 | 0 | 0 | 0 |  | 2640 | CB 382 | [40 empty] | 0 | 0 | 0 |  |  |  | 0 | 5000000
960-11F | 0 | 0 | 0 | 0 | 0% | 0% | 0% | 0 | 0 | 0 | 0 | 0 | 0 | 0 | 0 | 960 | 0 | 0 | 0 | 0 | 0 | 0 | 0 | 0 | 0 | 0 | 0 | 0 | 0 | 0 | 0 | 0 | 0 | 0 |  | 2641 | 960-11F | [40 empty] | 0 | 0 | 0 |  |  |  | 0 | 5000000
960-12 | 0 | 0 | 0 | 0 | 0% | 0% | 0% | 0 | 0 | 0 | 0 | 0 | 0 | 0 | 0 | 960 | 0 | 0 | 0 | 0 | 0 | 0 | 0 | 0 | 0 | 0 | 0 | 0 | 0 | 0 | 0 | 0 | 0 | 0 |  | 2642 | 960-12 | [40 empty] | 0 | 0 | 0 |  |  |  | 0 | 5000000
CB 38 | 0 | 0 | 0 | 0 | 0% | 0% | 0% | 0 | 0 | 0 | 0 | 0 | 0 | 0 | 0 | 38 | 0 | 0 | 0 | 0 | 0 | 0 | 0 | 0 | 0 | 0 | 0 | 0 | 0 | 0 | 0 | 0 | 0 | 0 |  | 2643 | CB 38 | [40 empty] | 0 | 0 | 0 |  |  |  | 0 | 5000000
960-35R | 0 | 0 | 0 | 0 | 0% | 0% | 0% | 0 | 0 | 0 | 0 | 0 | 0 | 0 | 0 | 960 | 0 | 0 | 0 | 0 | 0 | 0 | 0 | 0 | 0 | 0 | 0 | 0 | 0 | 0 | 0 | 0 | 0 | 0 |  | 2644 | 960-35R | [40 empty] | 0 | 0 | 0 |  |  |  | 0 | 5000000
96-1039 | 0 | 0 | 0 | 0 | 0% | 0% | 0% | 0 | 0 | 0 | 0 | 0 | 0 | 0 | 0 | 96 | 0 | 0 | 0 | 0 | 0 | 0 | 0 | 0 | 0 | 0 | 0 | 0 | 0 | 0 | 0 | 0 | 0 | 0 |  | 2645 | 96-1039 | [40 empty] | 0 | 0 | 0 |  |  |  | 0 | 5000000
961-242 | 0 | 0 | 0 | 0 | 0% | 0% | 0% | 0 | 0 | 0 | 0 | 0 | 0 | 0 | 0 | 961 | 0 | 0 | 0 | 0 | 0 | 0 | 0 | 0 | 0 | 0 | 0 | 0 | 0 | 0 | 0 | 0 | 0 | 0 |  | 2646 | 961-242 | [40 empty] | 0 | 0 | 0 |  |  |  | 0 | 5000000
961-244 | 0 | 0 | 0 | 0 | 0% | 0% | 0% | 0 | 0 | 0 | 0 | 0 | 0 | 0 | 0 | 961 | 0 | 0 | 0 | 0 | 0 | 0 | 0 | 0 | 0 | 0 | 0 | 0 | 0 | 0 | 0 | 0 | 0 | 0 |  | 2647 | 961-244 | [40 empty] | 0 | 0 | 0 |  |  |  | 0 | 5000000
961-245 | 0 | 0 | 0 | 0 | 0% | 0% | 0% | 0 | 0 | 0 | 0 | 0 | 0 | 0 | 0 | 961 | 0 | 0 | 0 | 0 | 0 | 0 | 0 | 0 | 0 | 0 | 0 | 0 | 0 | 0 | 0 | 0 | 0 | 0 |  | 2648 | 961-245 | [40 empty] | 0 | 0 | 0 |  |  |  | 0 | 5000000
961-246 | 0 | 0 | 0 | 0 | 0% | 0% | 0% | 0 | 0 | 0 | 0 | 0 | 0 | 0 | 0 | 961 | 0 | 0 | 0 | 0 | 0 | 0 | 0 | 0 | 0 | 0 | 0 | 0 | 0 | 0 | 0 | 0 | 0 | 0 |  | 2649 | 961-246 | [40 empty] | 0 | 0 | 0 |  |  |  | 0 | 5000000
961-70F | 0 | 0 | 0 | 0 | 0% | 0% | 0% | 0 | 0 | 0 | 0 | 0 | 0 | 0 | 0 | 961 | 0 | 0 | 0 | 0 | 0 | 0 | 0 | 0 | 0 | 0 | 0 | 0 | 0 | 0 | 0 | 0 | 0 | 0 |  | 2650 | 961-70F | [40 empty] | 0 | 0 | 0 |  |  |  | 0 | 5000000
961-71F | 0 | 0 | 0 | 0 | 0% | 0% | 0% | 0 | 0 | 0 | 0 | 0 | 0 | 0 | 0 | 961 | 0 | 0 | 0 | 0 | 0 | 0 | 0 | 0 | 0 | 0 | 0 | 0 | 0 | 0 | 0 | 0 | 0 | 0 |  | 2651 | 961-71F | [40 empty] | 0 | 0 | 0 |  |  |  | 0 | 5000000
961-73 | 0 | 0 | 0 | 0 | 0% | 0% | 0% | 0 | 0 | 0 | 0 | 0 | 0 | 0 | 0 | 961 | 0 | 0 | 0 | 0 | 0 | 0 | 0 | 0 | 0 | 0 | 0 | 0 | 0 | 0 | 0 | 0 | 0 | 0 |  | 2652 | 961-73 | [40 empty] | 0 | 0 | 0 |  |  |  | 0 | 5000000
962-106F | 0 | 0 | 0 | 0 | 0% | 0% | 0% | 0 | 0 | 0 | 0 | 0 | 0 | 0 | 0 | 962 | 0 | 0 | 0 | 0 | 0 | 0 | 0 | 0 | 0 | 0 | 0 | 0 | 0 | 0 | 0 | 0 | 0 | 0 |  | 2653 | 962-106F | [40 empty] | 0 | 0 | 0 |  |  |  | 0 | 5000000
CB 384 | 0 | 0 | 0 | 0 | 0% | 0% | 0% | 0 | 0 | 0 | 0 | 0 | 0 | 0 | 0 | 384 | 0 | 0 | 0 | 0 | 0 | 0 | 0 | 0 | 0 | 0 | 0 | 0 | 0 | 0 | 0 | 0 | 0 | 0 |  | 2654 | CB 384 | [40 empty] | 0 | 0 | 0 |  |  |  | 0 | 5000000
959-9F | 0 | 0 | 0 | 0 | 0% | 0% | 0% | 0 | 0 | 0 | 0 | 0 | 0 | 0 | 0 | 959 | 0 | 0 | 0 | 0 | 0 | 0 | 0 | 0 | 0 | 0 | 0 | 0 | 0 | 0 | 0 | 0 | 0 | 0 |  | 2655 | 959-9F | [40 empty] | 0 | 0 | 0 |  |  |  | 0 | 5000000
CB 343 | 0 | 0 | 0 | 0 | 0% | 0% | 0% | 0 | 0 | 0 | 0 | 0 | 0 | 0 | 0 | 343 | 0 | 0 | 0 | 0 | 0 | 0 | 0 | 0 | 0 | 0 | 0 | 0 | 0 | 0 | 0 | 0 | 0 | 0 |  | 2656 | CB 343 | [40 empty] | 0 | 0 | 0 |  |  |  | 0 | 5000000
957-491 | 0 | 0 | 0 | 0 | 0% | 0% | 0% | 0 | 0 | 0 | 0 | 0 | 0 | 0 | 0 | 957 | 0 | 0 | 0 | 0 | 0 | 0 | 0 | 0 | 0 | 0 | 0 | 0 | 0 | 0 | 0 | 0 | 0 | 0 |  | 2657 | 957-491 | [40 empty] | 0 | 0 | 0 |  |  |  | 0 | 5000000
956-395 | 0 | 0 | 0 | 0 | 0% | 0% | 0% | 0 | 0 | 0 | 0 | 0 | 0 | 0 | 0 | 956 | 0 | 0 | 0 | 0 | 0 | 0 | 0 | 0 | 0 | 0 | 0 | 0 | 0 | 0 | 0 | 0 | 0 | 0 |  | 2658 | 956-395 | [40 empty] | 0 | 0 | 0 |  |  |  | 0 | 5000000
956-396F | 0 | 0 | 0 | 0 | 0% | 0% | 0% | 0 | 0 | 0 | 0 | 0 | 0 | 0 | 0 | 956 | 0 | 0 | 0 | 0 | 0 | 0 | 0 | 0 | 0 | 0 | 0 | 0 | 0 | 0 | 0 | 0 | 0 | 0 |  | 2659 | 956-396F | [40 empty] | 0 | 0 | 0 |  |  |  | 0 | 5000000
956-397F | 0 | 0 | 0 | 0 | 0% | 0% | 0% | 0 | 0 | 0 | 0 | 0 | 0 | 0 | 0 | 956 | 0 | 0 | 0 | 0 | 0 | 0 | 0 | 0 | 0 | 0 | 0 | 0 | 0 | 0 | 0 | 0 | 0 | 0 |  | 2660 | 956-397F | [40 empty] | 0 | 0 | 0 |  |  |  | 0 | 5000000
956-401 | 0 | 0 | 0 | 0 | 0% | 0% | 0% | 0 | 0 | 0 | 0 | 0 | 0 | 0 | 0 | 956 | 0 | 0 | 0 | 0 | 0 | 0 | 0 | 0 | 0 | 0 | 0 | 0 | 0 | 0 | 0 | 0 | 0 | 0 |  | 2661 | 956-401 | [40 empty] | 0 | 0 | 0 |  |  |  | 0 | 5000000
956-402 | 0 | 0 | 0 | 0 | 0% | 0% | 0% | 0 | 0 | 0 | 0 | 0 | 0 | 0 | 0 | 956 | 0 | 0 | 0 | 0 | 0 | 0 | 0 | 0 | 0 | 0 | 0 | 0 | 0 | 0 | 0 | 0 | 0 | 0 |  | 2662 | 956-402 | [40 empty] | 0 | 0 | 0 |  |  |  | 0 | 5000000
957-178 | 0 | 0 | 0 | 0 | 0% | 0% | 0% | 0 | 0 | 0 | 0 | 0 | 0 | 0 | 0 | 957 | 0 | 0 | 0 | 0 | 0 | 0 | 0 | 0 | 0 | 0 | 0 | 0 | 0 | 0 | 0 | 0 | 0 | 0 |  | 2663 | 957-178 | [40 empty] | 0 | 0 | 0 |  |  |  | 0 | 5000000
957-189 | 0 | 0 | 0 | 0 | 0% | 0% | 0% | 0 | 0 | 0 | 0 | 0 | 0 | 0 | 0 | 957 | 0 | 0 | 0 | 0 | 0 | 0 | 0 | 0 | 0 | 0 | 0 | 0 | 0 | 0 | 0 | 0 | 0 | 0 |  | 2664 | 957-189 | [40 empty] | 0 | 0 | 0 |  |  |  | 0 | 5000000
957-190 | 0 | 0 | 0 | 0 | 0% | 0% | 0% | 0 | 0 | 0 | 0 | 0 | 0 | 0 | 0 | 957 | 0 | 0 | 0 | 0 | 0 | 0 | 0 | 0 | 0 | 0 | 0 | 0 | 0 | 0 | 0 | 0 | 0 | 0 |  | 2665 | 957-190 | [40 empty] | 0 | 0 | 0 |  |  |  | 0 | 5000000
957-492 | 0 | 0 | 0 | 0 | 0% | 0% | 0% | 0 | 0 | 0 | 0 | 0 | 0 | 0 | 0 | 957 | 0 | 0 | 0 | 0 | 0 | 0 | 0 | 0 | 0 | 0 | 0 | 0 | 0 | 0 | 0 | 0 | 0 | 0 |  | 2666 | 957-492 | [40 empty] | 0 | 0 | 0 |  |  |  | 0 | 5000000
959-21 | 0 | 0 | 0 | 0 | 0% | 0% | 0% | 0 | 0 | 0 | 0 | 0 | 0 | 0 | 0 | 959 | 0 | 0 | 0 | 0 | 0 | 0 | 0 | 0 | 0 | 0 | 0 | 0 | 0 | 0 | 0 | 0 | 0 | 0 |  | 2667 | 959-21 | [40 empty] | 0 | 0 | 0 |  |  |  | 0 | 5000000
958-17 | 0 | 0 | 0 | 0 | 0% | 0% | 0% | 0 | 0 | 0 | 0 | 0 | 0 | 0 | 0 | 958 | 0 | 0 | 0 | 0 | 0 | 0 | 0 | 0 | 0 | 0 | 0 | 0 | 0 | 0 | 0 | 0 | 0 | 0 |  | 2668 | 958-17 | [40 empty] | 0 | 0 | 0 |  |  |  | 0 | 5000000
958-19F | 0 | 0 | 0 | 0 | 0% | 0% | 0% | 0 | 0 | 0 | 0 | 0 | 0 | 0 | 0 | 958 | 0 | 0 | 0 | 0 | 0 | 0 | 0 | 0 | 0 | 0 | 0 | 0 | 0 | 0 | 0 | 0 | 0 | 0 |  | 2669 | 958-19F | [40 empty] | 0 | 0 | 0 |  |  |  | 0 | 5000000
958-20F | 0 | 0 | 0 | 0 | 0% | 0% | 0% | 0 | 0 | 0 | 0 | 0 | 0 | 0 | 0 | 958 | 0 | 0 | 0 | 0 | 0 | 0 | 0 | 0 | 0 | 0 | 0 | 0 | 0 | 0 | 0 | 0 | 0 | 0 |  | 2670 | 958-20F | [40 empty] | 0 | 0 | 0 |  |  |  | 0 | 5000000
958-21 | 0 | 0 | 0 | 0 | 0% | 0% | 0% | 0 | 0 | 0 | 0 | 0 | 0 | 0 | 0 | 958 | 0 | 0 | 0 | 0 | 0 | 0 | 0 | 0 | 0 | 0 | 0 | 0 | 0 | 0 | 0 | 0 | 0 | 0 |  | 2671 | 958-21 | [40 empty] | 0 | 0 | 0 |  |  |  | 0 | 5000000
958-22F | 0 | 0 | 0 | 0 | 0% | 0% | 0% | 0 | 0 | 0 | 0 | 0 | 0 | 0 | 0 | 958 | 0 | 0 | 0 | 0 | 0 | 0 | 0 | 0 | 0 | 0 | 0 | 0 | 0 | 0 | 0 | 0 | 0 | 0 |  | 2672 | 958-22F | [40 empty] | 0 | 0 | 0 |  |  |  | 0 | 5000000
958-23F | 0 | 0 | 0 | 0 | 0% | 0% | 0% | 0 | 0 | 0 | 0 | 0 | 0 | 0 | 0 | 958 | 0 | 0 | 0 | 0 | 0 | 0 | 0 | 0 | 0 | 0 | 0 | 0 | 0 | 0 | 0 | 0 | 0 | 0 |  | 2673 | 958-23F | [40 empty] | 0 | 0 | 0 |  |  |  | 0 | 5000000
959-10 | 0 | 0 | 0 | 0 | 0% | 0% | 0% | 0 | 0 | 0 | 0 | 0 | 0 | 0 | 0 | 959 | 0 | 0 | 0 | 0 | 0 | 0 | 0 | 0 | 0 | 0 | 0 | 0 | 0 | 0 | 0 | 0 | 0 | 0 |  | 2674 | 959-10 | [40 empty] | 0 | 0 | 0 |  |  |  | 0 | 5000000
959-12F | 0 | 0 | 0 | 0 | 0% | 0% | 0% | 0 | 0 | 0 | 0 | 0 | 0 | 0 | 0 | 959 | 0 | 0 | 0 | 0 | 0 | 0 | 0 | 0 | 0 | 0 | 0 | 0 | 0 | 0 | 0 | 0 | 0 | 0 |  | 2675 | 959-12F | [40 empty] | 0 | 0 | 0 |  |  |  | 0 | 5000000
962-107 | 0 | 0 | 0 | 0 | 0% | 0% | 0% | 0 | 0 | 0 | 0 | 0 | 0 | 0 | 0 | 962 | 0 | 0 | 0 | 0 | 0 | 0 | 0 | 0 | 0 | 0 | 0 | 0 | 0 | 0 | 0 | 0 | 0 | 0 |  | 2676 | 962-107 | [40 empty] | 0 | 0 | 0 |  |  |  | 0 | 5000000
962-108F | 0 | 0 | 0 | 0 | 0% | 0% | 0% | 0 | 0 | 0 | 0 | 0 | 0 | 0 | 0 | 962 | 0 | 0 | 0 | 0 | 0 | 0 | 0 | 0 | 0 | 0 | 0 | 0 | 0 | 0 | 0 | 0 | 0 | 0 |  | 2677 | 962-108F | [40 empty] | 0 | 0 | 0 |  |  |  | 0 | 5000000
CB 370 | 0 | 0 | 0 | 0 | 0% | 0% | 0% | 0 | 0 | 0 | 0 | 0 | 0 | 0 | 0 | 370 | 0 | 0 | 0 | 0 | 0 | 0 | 0 | 0 | 0 | 0 | 0 | 0 | 0 | 0 | 0 | 0 | 0 | 0 |  | 2678 | CB 370 | [40 empty] | 0 | 0 | 0 |  |  |  | 0 | 5000000
968-133 | 0 | 0 | 0 | 0 | 0% | 0% | 0% | 0 | 0 | 0 | 0 | 0 | 0 | 0 | 0 | 968 | 0 | 0 | 0 | 0 | 0 | 0 | 0 | 0 | 0 | 0 | 0 | 0 | 0 | 0 | 0 | 0 | 0 | 0 |  | 2679 | 968-133 | [40 empty] | 0 | 0 | 0 |  |  |  | 0 | 5000000
963-36 | 0 | 0 | 0 | 0 | 0% | 0% | 0% | 0 | 0 | 0 | 0 | 0 | 0 | 0 | 0 | 963 | 0 | 0 | 0 | 0 | 0 | 0 | 0 | 0 | 0 | 0 | 0 | 0 | 0 | 0 | 0 | 0 | 0 | 0 |  | 2680 | 963-36 | [40 empty] | 0 | 0 | 0 |  |  |  | 0 | 5000000
963-39 | 0 | 0 | 0 | 0 | 0% | 0% | 0% | 0 | 0 | 0 | 0 | 0 | 0 | 0 | 0 | 963 | 0 | 0 | 0 | 0 | 0 | 0 | 0 | 0 | 0 | 0 | 0 | 0 | 0 | 0 | 0 | 0 | 0 | 0 |  | 2681 | 963-39 | [40 empty] | 0 | 0 | 0 |  |  |  | 0 | 5000000
967-79 | 0 | 0 | 0 | 0 | 0% | 0% | 0% | 0 | 0 | 0 | 0 | 0 | 0 | 0 | 0 | 967 | 0 | 0 | 0 | 0 | 0 | 0 | 0 | 0 | 0 | 0 | 0 | 0 | 0 | 0 | 0 | 0 | 0 | 0 |  | 2682 | 967-79 | [40 empty] | 0 | 0 | 0 |  |  |  | 0 | 5000000
967-80F | 0 | 0 | 0 | 0 | 0% | 0% | 0% | 0 | 0 | 0 | 0 | 0 | 0 | 0 | 0 | 967 | 0 | 0 | 0 | 0 | 0 | 0 | 0 | 0 | 0 | 0 | 0 | 0 | 0 | 0 | 0 | 0 | 0 | 0 |  | 2683 | 967-80F | [40 empty] | 0 | 0 | 0 |  |  |  | 0 | 5000000
967-81 | 0 | 0 | 0 | 0 | 0% | 0% | 0% | 0 | 0 | 0 | 0 | 0 | 0 | 0 | 0 | 967 | 0 | 0 | 0 | 0 | 0 | 0 | 0 | 0 | 0 | 0 | 0 | 0 | 0 | 0 | 0 | 0 | 0 | 0 |  | 2684 | 967-81 | [40 empty] | 0 | 0 | 0 |  |  |  | 0 | 5000000
968-125 | 0 | 0 | 0 | 0 | 0% | 0% | 0% | 0 | 0 | 0 | 0 | 0 | 0 | 0 | 0 | 968 | 0 | 0 | 0 | 0 | 0 | 0 | 0 | 0 | 0 | 0 | 0 | 0 | 0 | 0 | 0 | 0 | 0 | 0 |  | 2685 | 968-125 | [40 empty] | 0 | 0 | 0 |  |  |  | 0 | 5000000
968-126 | 0 | 0 | 0 | 0 | 0% | 0% | 0% | 0 | 0 | 0 | 0 | 0 | 0 | 0 | 0 | 968 | 0 | 0 | 0 | 0 | 0 | 0 | 0 | 0 | 0 | 0 | 0 | 0 | 0 | 0 | 0 | 0 | 0 | 0 |  | 2686 | 968-126 | [40 empty] | 0 | 0 | 0 |  |  |  | 0 | 5000000
968-128AE | 0 | 0 | 0 | 0 | 0% | 0% | 0% | 0 | 0 | 0 | 0 | 0 | 0 | 0 | 0 | 968 | 0 | 0 | 0 | 0 | 0 | 0 | 0 | 0 | 0 | 0 | 0 | 0 | 0 | 0 | 0 | 0 | 0 | 0 |  | 2687 | 968-128AE | [40 empty] | 0 | 0 | 0 |  |  |  | 0 | 5000000
968-134 | 0 | 0 | 0 | 0 | 0% | 0% | 0% | 0 | 0 | 0 | 0 | 0 | 0 | 0 | 0 | 968 | 0 | 0 | 0 | 0 | 0 | 0 | 0 | 0 | 0 | 0 | 0 | 0 | 0 | 0 | 0 | 0 | 0 | 0 |  | 2688 | 968-134 | [40 empty] | 0 | 0 | 0 |  |  |  | 0 | 5000000
962-109 | 0 | 0 | 0 | 0 | 0% | 0% | 0% | 0 | 0 | 0 | 0 | 0 | 0 | 0 | 0 | 962 | 0 | 0 | 0 | 0 | 0 | 0 | 0 | 0 | 0 | 0 | 0 | 0 | 0 | 0 | 0 | 0 | 0 | 0 |  | 2689 | 962-109 | [40 empty] | 0 | 0 | 0 |  |  |  | 0 | 5000000
968-158 | 0 | 0 | 0 | 0 | 0% | 0% | 0% | 0 | 0 | 0 | 0 | 0 | 0 | 0 | 0 | 968 | 0 | 0 | 0 | 0 | 0 | 0 | 0 | 0 | 0 | 0 | 0 | 0 | 0 | 0 | 0 | 0 | 0 | 0 |  | 2690 | 968-158 | [40 empty] | 0 | 0 | 0 |  |  |  | 0 | 5000000
CB 348 | 0 | 0 | 0 | 0 | 0% | 0% | 0% | 0 | 0 | 0 | 0 | 0 | 0 | 0 | 0 | 348 | 0 | 0 | 0 | 0 | 0 | 0 | 0 | 0 | 0 | 0 | 0 | 0 | 0 | 0 | 0 | 0 | 0 | 0 |  | 2691 | CB 348 | [40 empty] | 0 | 0 | 0 |  |  |  | 0 | 5000000
968-159AE | 0 | 0 | 0 | 0 | 0% | 0% | 0% | 0 | 0 | 0 | 0 | 0 | 0 | 0 | 0 | 968 | 0 | 0 | 0 | 0 | 0 | 0 | 0 | 0 | 0 | 0 | 0 | 0 | 0 | 0 | 0 | 0 | 0 | 0 |  | 2692 | 968-159AE | [40 empty] | 0 | 0 | 0 |  |  |  | 0 | 5000000
968-464 | 0 | 0 | 0 | 0 | 0% | 0% | 0% | 0 | 0 | 0 | 0 | 0 | 0 | 0 | 0 | 968 | 0 | 0 | 0 | 0 | 0 | 0 | 0 | 0 | 0 | 0 | 0 | 0 | 0 | 0 | 0 | 0 | 0 | 0 |  | 2693 | 968-464 | [40 empty] | 0 | 0 | 0 |  |  |  | 0 | 5000000
968-465F | 0 | 0 | 0 | 0 | 0% | 0% | 0% | 0 | 0 | 0 | 0 | 0 | 0 | 0 | 0 | 968 | 0 | 0 | 0 | 0 | 0 | 0 | 0 | 0 | 0 | 0 | 0 | 0 | 0 | 0 | 0 | 0 | 0 | 0 |  | 2694 | 968-465F | [40 empty] | 0 | 0 | 0 |  |  |  | 0 | 5000000
968-466F | 0 | 0 | 0 | 0 | 0% | 0% | 0% | 0 | 0 | 0 | 0 | 0 | 0 | 0 | 0 | 968 | 0 | 0 | 0 | 0 | 0 | 0 | 0 | 0 | 0 | 0 | 0 | 0 | 0 | 0 | 0 | 0 | 0 | 0 |  | 2695 | 968-466F | [40 empty] | 0 | 0 | 0 |  |  |  | 0 | 5000000
968-467F | 0 | 0 | 0 | 0 | 0% | 0% | 0% | 0 | 0 | 0 | 0 | 0 | 0 | 0 | 0 | 968 | 0 | 0 | 0 | 0 | 0 | 0 | 0 | 0 | 0 | 0 | 0 | 0 | 0 | 0 | 0 | 0 | 0 | 0 |  | 2696 | 968-467F | [40 empty] | 0 | 0 | 0 |  |  |  | 0 | 5000000
968-475 | 0 | 0 | 0 | 0 | 0% | 0% | 0% | 0 | 0 | 0 | 0 | 0 | 0 | 0 | 0 | 968 | 0 | 0 | 0 | 0 | 0 | 0 | 0 | 0 | 0 | 0 | 0 | 0 | 0 | 0 | 0 | 0 | 0 | 0 |  | 2697 | 968-475 | [40 empty] | 0 | 0 | 0 |  |  |  | 0 | 5000000
CB 35 | 0 | 0 | 0 | 0 | 0% | 0% | 0% | 0 | 0 | 0 | 0 | 0 | 0 | 0 | 0 | 35 | 0 | 0 | 0 | 0 | 0 | 0 | 0 | 0 | 0 | 0 | 0 | 0 | 0 | 0 | 0 | 0 | 0 | 0 |  | 2698 | CB 35 | [40 empty] | 0 | 0 | 0 |  |  |  | 0 | 5000000
963-34 | 0 | 0 | 0 | 0 | 0% | 0% | 0% | 0 | 0 | 0 | 0 | 0 | 0 | 0 | 0 | 963 | 0 | 0 | 0 | 0 | 0 | 0 | 0 | 0 | 0 | 0 | 0 | 0 | 0 | 0 | 0 | 0 | 0 | 0 |  | 2699 | 963-34 | [40 empty] | 0 | 0 | 0 |  |  |  | 0 | 5000000
963-29 | 0 | 0 | 0 | 0 | 0% | 0% | 0% | 0 | 0 | 0 | 0 | 0 | 0 | 0 | 0 | 963 | 0 | 0 | 0 | 0 | 0 | 0 | 0 | 0 | 0 | 0 | 0 | 0 | 0 | 0 | 0 | 0 | 0 | 0 |  | 2700 | 963-29 | [40 empty] | 0 | 0 | 0 |  |  |  | 0 | 5000000
963-28F | 0 | 0 | 0 | 0 | 0% | 0% | 0% | 0 | 0 | 0 | 0 | 0 | 0 | 0 | 0 | 963 | 0 | 0 | 0 | 0 | 0 | 0 | 0 | 0 | 0 | 0 | 0 | 0 | 0 | 0 | 0 | 0 | 0 | 0 |  | 2701 | 963-28F | [40 empty] | 0 | 0 | 0 |  |  |  | 0 | 5000000
CB 37 | 0 | 0 | 0 | 0 | 0% | 0% | 0% | 0 | 0 | 0 | 0 | 0 | 0 | 0 | 0 | 37 | 0 | 0 | 0 | 0 | 0 | 0 | 0 | 0 | 0 | 0 | 0 | 0 | 0 | 0 | 0 | 0 | 0 | 0 |  | 2702 | CB 37 | [40 empty] | 0 | 0 | 0 |  |  |  | 0 | 5000000
962-110F | 0 | 0 | 0 | 0 | 0% | 0% | 0% | 0 | 0 | 0 | 0 | 0 | 0 | 0 | 0 | 962 | 0 | 0 | 0 | 0 | 0 | 0 | 0 | 0 | 0 | 0 | 0 | 0 | 0 | 0 | 0 | 0 | 0 | 0 |  | 2703 | 962-110F | [40 empty] | 0 | 0 | 0 |  |  |  | 0 | 5000000
962-111F | 0 | 0 | 0 | 0 | 0% | 0% | 0% | 0 | 0 | 0 | 0 | 0 | 0 | 0 | 0 | 962 | 0 | 0 | 0 | 0 | 0 | 0 | 0 | 0 | 0 | 0 | 0 | 0 | 0 | 0 | 0 | 0 | 0 | 0 |  | 2704 | 962-111F | [40 empty] | 0 | 0 | 0 |  |  |  | 0 | 5000000
CB 369 | 0 | 0 | 0 | 0 | 0% | 0% | 0% | 0 | 0 | 0 | 0 | 0 | 0 | 0 | 0 | 369 | 0 | 0 | 0 | 0 | 0 | 0 | 0 | 0 | 0 | 0 | 0 | 0 | 0 | 0 | 0 | 0 | 0 | 0 |  | 2705 | CB 369 | [40 empty] | 0 | 0 | 0 |  |  |  | 0 | 5000000
CB 367 | 0 | 0 | 0 | 0 | 0% | 0% | 0% | 0 | 0 | 0 | 0 | 0 | 0 | 0 | 0 | 367 | 0 | 0 | 0 | 0 | 0 | 0 | 0 | 0 | 0 | 0 | 0 | 0 | 0 | 0 | 0 | 0 | 0 | 0 |  | 2706 | CB 367 | [40 empty] | 0 | 0 | 0 |  |  |  | 0 | 5000000
962-253 | 0 | 0 | 0 | 0 | 0% | 0% | 0% | 0 | 0 | 0 | 0 | 0 | 0 | 0 | 0 | 962 | 0 | 0 | 0 | 0 | 0 | 0 | 0 | 0 | 0 | 0 | 0 | 0 | 0 | 0 | 0 | 0 | 0 | 0 |  | 2707 | 962-253 | [40 empty] | 0 | 0 | 0 |  |  |  | 0 | 5000000
962-254 | 0 | 0 | 0 | 0 | 0% | 0% | 0% | 0 | 0 | 0 | 0 | 0 | 0 | 0 | 0 | 962 | 0 | 0 | 0 | 0 | 0 | 0 | 0 | 0 | 0 | 0 | 0 | 0 | 0 | 0 | 0 | 0 | 0 | 0 |  | 2708 | 962-254 | [40 empty] | 0 | 0 | 0 |  |  |  | 0 | 5000000
CB 36 | 0 | 0 | 0 | 0 | 0% | 0% | 0% | 0 | 0 | 0 | 0 | 0 | 0 | 0 | 0 | 36 | 0 | 0 | 0 | 0 | 0 | 0 | 0 | 0 | 0 | 0 | 0 | 0 | 0 | 0 | 0 | 0 | 0 | 0 |  | 2709 | CB 36 | [40 empty] | 0 | 0 | 0 |  |  |  | 0 | 5000000
962-264F | 0 | 0 | 0 | 0 | 0% | 0% | 0% | 0 | 0 | 0 | 0 | 0 | 0 | 0 | 0 | 962 | 0 | 0 | 0 | 0 | 0 | 0 | 0 | 0 | 0 | 0 | 0 | 0 | 0 | 0 | 0 | 0 | 0 | 0 |  | 2710 | 962-264F | [40 empty] | 0 | 0 | 0 |  |  |  | 0 | 5000000
962-276 | 0 | 0 | 0 | 0 | 0% | 0% | 0% | 0 | 0 | 0 | 0 | 0 | 0 | 0 | 0 | 962 | 0 | 0 | 0 | 0 | 0 | 0 | 0 | 0 | 0 | 0 | 0 | 0 | 0 | 0 | 0 | 0 | 0 | 0 |  | 2711 | 962-276 | [40 empty] | 0 | 0 | 0 |  |  |  | 0 | 5000000
962-277 | 0 | 0 | 0 | 0 | 0% | 0% | 0% | 0 | 0 | 0 | 0 | 0 | 0 | 0 | 0 | 962 | 0 | 0 | 0 | 0 | 0 | 0 | 0 | 0 | 0 | 0 | 0 | 0 | 0 | 0 | 0 | 0 | 0 | 0 |  | 2712 | 962-277 | [40 empty] | 0 | 0 | 0 |  |  |  | 0 | 5000000
962-278 | 0 | 0 | 0 | 0 | 0% | 0% | 0% | 0 | 0 | 0 | 0 | 0 | 0 | 0 | 0 | 962 | 0 | 0 | 0 | 0 | 0 | 0 | 0 | 0 | 0 | 0 | 0 | 0 | 0 | 0 | 0 | 0 | 0 | 0 |  | 2713 | 962-278 | [40 empty] | 0 | 0 | 0 |  |  |  | 0 | 5000000
962-279 | 0 | 0 | 0 | 0 | 0% | 0% | 0% | 0 | 0 | 0 | 0 | 0 | 0 | 0 | 0 | 962 | 0 | 0 | 0 | 0 | 0 | 0 | 0 | 0 | 0 | 0 | 0 | 0 | 0 | 0 | 0 | 0 | 0 | 0 |  | 2714 | 962-279 | [40 empty] | 0 | 0 | 0 |  |  |  | 0 | 5000000
962-280 | 0 | 0 | 0 | 0 | 0% | 0% | 0% | 0 | 0 | 0 | 0 | 0 | 0 | 0 | 0 | 962 | 0 | 0 | 0 | 0 | 0 | 0 | 0 | 0 | 0 | 0 | 0 | 0 | 0 | 0 | 0 | 0 | 0 | 0 |  | 2715 | 962-280 | [40 empty] | 0 | 0 | 0 |  |  |  | 0 | 5000000
962-41 | 0 | 0 | 0 | 0 | 0% | 0% | 0% | 0 | 0 | 0 | 0 | 0 | 0 | 0 | 0 | 962 | 0 | 0 | 0 | 0 | 0 | 0 | 0 | 0 | 0 | 0 | 0 | 0 | 0 | 0 | 0 | 0 | 0 | 0 |  | 2716 | 962-41 | [40 empty] | 0 | 0 | 0 |  |  |  | 0 | 5000000
962-42 | 0 | 0 | 0 | 0 | 0% | 0% | 0% | 0 | 0 | 0 | 0 | 0 | 0 | 0 | 0 | 962 | 0 | 0 | 0 | 0 | 0 | 0 | 0 | 0 | 0 | 0 | 0 | 0 | 0 | 0 | 0 | 0 | 0 | 0 |  | 2717 | 962-42 | [40 empty] | 0 | 0 | 0 |  |  |  | 0 | 5000000
963-26 | 0 | 0 | 0 | 0 | 0% | 0% | 0% | 0 | 0 | 0 | 0 | 0 | 0 | 0 | 0 | 963 | 0 | 0 | 0 | 0 | 0 | 0 | 0 | 0 | 0 | 0 | 0 | 0 | 0 | 0 | 0 | 0 | 0 | 0 |  | 2718 | 963-26 | [40 empty] | 0 | 0 | 0 |  |  |  | 0 | 5000000
985-38F | 0 | 0 | 0 | 0 | 0% | 0% | 0% | 0 | 0 | 0 | 0 | 0 | 0 | 0 | 0 | 985 | 0 | 0 | 0 | 0 | 0 | 0 | 0 | 0 | 0 | 0 | 0 | 0 | 0 | 0 | 0 | 0 | 0 | 0 |  | 2719 | 985-38F | [40 empty] | 0 | 0 | 0 |  |  |  | 0 | 5000000
985-46F | 0 | 0 | 0 | 0 | 0% | 0% | 0% | 0 | 0 | 0 | 0 | 0 | 0 | 0 | 0 | 985 | 0 | 0 | 0 | 0 | 0 | 0 | 0 | 0 | 0 | 0 | 0 | 0 | 0 | 0 | 0 | 0 | 0 | 0 |  | 2720 | 985-46F | [40 empty] | 0 | 0 | 0 |  |  |  | 0 | 5000000
955-3 | 0 | 0 | 0 | 0 | 0% | 0% | 0% | 0 | 0 | 0 | 0 | 0 | 0 | 0 | 0 | 955 | 0 | 0 | 0 | 0 | 0 | 0 | 0 | 0 | 0 | 0 | 0 | 0 | 0 | 0 | 0 | 0 | 0 | 0 |  | 2721 | 955-3 | [40 empty] | 0 | 0 | 0 |  |  |  | 0 | 5000000
CB 1450 | 0 | 0 | 0 | 0 | 0% | 0% | 0% | 0 | 0 | 0 | 0 | 0 | 0 | 0 | 0 | 1450 | 0 | 0 | 0 | 0 | 0 | 0 | 0 | 0 | 0 | 0 | 0 | 0 | 0 | 0 | 0 | 0 | 0 | 0 |  | 2722 | CB 1450 | [40 empty] | 0 | 0 | 0 |  |  |  | 0 | 5000000
CB 1119 | 0 | 0 | 0 | 0 | 0% | 0% | 0% | 0 | 0 | 0 | 0 | 0 | 0 | 0 | 0 | 1119 | 0 | 0 | 0 | 0 | 0 | 0 | 0 | 0 | 0 | 0 | 0 | 0 | 0 | 0 | 0 | 0 | 0 | 0 |  | 2723 | CB 1119 | [40 empty] | 0 | 0 | 0 |  |  |  | 0 | 5000000
CB 112 | 0 | 0 | 0 | 0 | 0% | 0% | 0% | 0 | 0 | 0 | 0 | 0 | 0 | 0 | 0 | 112 | 0 | 0 | 0 | 0 | 0 | 0 | 0 | 0 | 0 | 0 | 0 | 0 | 0 | 0 | 0 | 0 | 0 | 0 |  | 2724 | CB 112 | [40 empty] | 0 | 0 | 0 |  |  |  | 0 | 5000000
CB 1458 | 0 | 0 | 0 | 0 | 0% | 0% | 0% | 0 | 0 | 0 | 0 | 0 | 0 | 0 | 0 | 1458 | 0 | 0 | 0 | 0 | 0 | 0 | 0 | 0 | 0 | 0 | 0 | 0 | 0 | 0 | 0 | 0 | 0 | 0 |  | 2725 | CB 1458 | [40 empty] | 0 | 0 | 0 |  |  |  | 0 | 5000000
CB 113 | 0 | 0 | 0 | 0 | 0% | 0% | 0% | 0 | 0 | 0 | 0 | 0 | 0 | 0 | 0 | 113 | 0 | 0 | 0 | 0 | 0 | 0 | 0 | 0 | 0 | 0 | 0 | 0 | 0 | 0 | 0 | 0 | 0 | 0 |  | 2726 | CB 113 | [40 empty] | 0 | 0 | 0 |  |  |  | 0 | 5000000
CB 1130 | 0 | 0 | 0 | 0 | 0% | 0% | 0% | 0 | 0 | 0 | 0 | 0 | 0 | 0 | 0 | 1130 | 0 | 0 | 0 | 0 | 0 | 0 | 0 | 0 | 0 | 0 | 0 | 0 | 0 | 0 | 0 | 0 | 0 | 0 |  | 2727 | CB 1130 | [40 empty] | 0 | 0 | 0 |  |  |  | 0 | 5000000
CB 1131 | 0 | 0 | 0 | 0 | 0% | 0% | 0% | 0 | 0 | 0 | 0 | 0 | 0 | 0 | 0 | 1131 | 0 | 0 | 0 | 0 | 0 | 0 | 0 | 0 | 0 | 0 | 0 | 0 | 0 | 0 | 0 | 0 | 0 | 0 |  | 2728 | CB 1131 | [40 empty] | 0 | 0 | 0 |  |  |  | 0 | 5000000
CB 1132 | 0 | 0 | 0 | 0 | 0% | 0% | 0% | 0 | 0 | 0 | 0 | 0 | 0 | 0 | 0 | 1132 | 0 | 0 | 0 | 0 | 0 | 0 | 0 | 0 | 0 | 0 | 0 | 0 | 0 | 0 | 0 | 0 | 0 | 0 |  | 2729 | CB 1132 | [40 empty] | 0 | 0 | 0 |  |  |  | 0 | 5000000
CB 1133 | 0 | 0 | 0 | 0 | 0% | 0% | 0% | 0 | 0 | 0 | 0 | 0 | 0 | 0 | 0 | 1133 | 0 | 0 | 0 | 0 | 0 | 0 | 0 | 0 | 0 | 0 | 0 | 0 | 0 | 0 | 0 | 0 | 0 | 0 |  | 2730 | CB 1133 | [40 empty] | 0 | 0 | 0 |  |  |  | 0 | 5000000
CB 1447 | 0 | 0 | 0 | 0 | 0% | 0% | 0% | 0 | 0 | 0 | 0 | 0 | 0 | 0 | 0 | 1447 | 0 | 0 | 0 | 0 | 0 | 0 | 0 | 0 | 0 | 0 | 0 | 0 | 0 | 0 | 0 | 0 | 0 | 0 |  | 2731 | CB 1447 | [40 empty] | 0 | 0 | 0 |  |  |  | 0 | 5000000
CB 1117 | 0 | 0 | 0 | 0 | 0% | 0% | 0% | 0 | 0 | 0 | 0 | 0 | 0 | 0 | 0 | 1117 | 0 | 0 | 0 | 0 | 0 | 0 | 0 | 0 | 0 | 0 | 0 | 0 | 0 | 0 | 0 | 0 | 0 | 0 |  | 2732 | CB 1117 | [40 empty] | 0 | 0 | 0 |  |  |  | 0 | 5000000
CB 115 | 0 | 0 | 0 | 0 | 0% | 0% | 0% | 0 | 0 | 0 | 0 | 0 | 0 | 0 | 0 | 115 | 0 | 0 | 0 | 0 | 0 | 0 | 0 | 0 | 0 | 0 | 0 | 0 | 0 | 0 | 0 | 0 | 0 | 0 |  | 2733 | CB 115 | [40 empty] | 0 | 0 | 0 |  |  |  | 0 | 5000000
CB 1445 | 0 | 0 | 0 | 0 | 0% | 0% | 0% | 0 | 0 | 0 | 0 | 0 | 0 | 0 | 0 | 1445 | 0 | 0 | 0 | 0 | 0 | 0 | 0 | 0 | 0 | 0 | 0 | 0 | 0 | 0 | 0 | 0 | 0 | 0 |  | 2734 | CB 1445 | [40 empty] | 0 | 0 | 0 |  |  |  | 0 | 5000000
CB 1444 | 0 | 0 | 0 | 0 | 0% | 0% | 0% | 0 | 0 | 0 | 0 | 0 | 0 | 0 | 0 | 1444 | 0 | 0 | 0 | 0 | 0 | 0 | 0 | 0 | 0 | 0 | 0 | 0 | 0 | 0 | 0 | 0 | 0 | 0 |  | 2735 | CB 1444 | [40 empty] | 0 | 0 | 0 |  |  |  | 0 | 5000000
CB 1443 | 0 | 0 | 0 | 0 | 0% | 0% | 0% | 0 | 0 | 0 | 0 | 0 | 0 | 0 | 0 | 1443 | 0 | 0 | 0 | 0 | 0 | 0 | 0 | 0 | 0 | 0 | 0 | 0 | 0 | 0 | 0 | 0 | 0 | 0 |  | 2736 | CB 1443 | [40 empty] | 0 | 0 | 0 |  |  |  | 0 | 5000000
CB 117 | 0 | 0 | 0 | 0 | 0% | 0% | 0% | 0 | 0 | 0 | 0 | 0 | 0 | 0 | 0 | 117 | 0 | 0 | 0 | 0 | 0 | 0 | 0 | 0 | 0 | 0 | 0 | 0 | 0 | 0 | 0 | 0 | 0 | 0 |  | 2737 | CB 117 | [40 empty] | 0 | 0 | 0 |  |  |  | 0 | 5000000
CB 1442 | 0 | 0 | 0 | 0 | 0% | 0% | 0% | 0 | 0 | 0 | 0 | 0 | 0 | 0 | 0 | 1442 | 0 | 0 | 0 | 0 | 0 | 0 | 0 | 0 | 0 | 0 | 0 | 0 | 0 | 0 | 0 | 0 | 0 | 0 |  | 2738 | CB 1442 | [40 empty] | 0 | 0 | 0 |  |  |  | 0 | 5000000
CB 1440 | 0 | 0 | 0 | 0 | 0% | 0% | 0% | 0 | 0 | 0 | 0 | 0 | 0 | 0 | 0 | 1440 | 0 | 0 | 0 | 0 | 0 | 0 | 0 | 0 | 0 | 0 | 0 | 0 | 0 | 0 | 0 | 0 | 0 | 0 |  | 2739 | CB 1440 | [40 empty] | 0 | 0 | 0 |  |  |  | 0 | 5000000
CB 1439 | 0 | 0 | 0 | 0 | 0% | 0% | 0% | 0 | 0 | 0 | 0 | 0 | 0 | 0 | 0 | 1439 | 0 | 0 | 0 | 0 | 0 | 0 | 0 | 0 | 0 | 0 | 0 | 0 | 0 | 0 | 0 | 0 | 0 | 0 |  | 2740 | CB 1439 | [40 empty] | 0 | 0 | 0 |  |  |  | 0 | 5000000
CB 1118 | 0 | 0 | 0 | 0 | 0% | 0% | 0% | 0 | 0 | 0 | 0 | 0 | 0 | 0 | 0 | 1118 | 0 | 0 | 0 | 0 | 0 | 0 | 0 | 0 | 0 | 0 | 0 | 0 | 0 | 0 | 0 | 0 | 0 | 0 |  | 2741 | CB 1118 | [40 empty] | 0 | 0 | 0 |  |  |  | 0 | 5000000
CB 111 | 0 | 0 | 0 | 0 | 0% | 0% | 0% | 0 | 0 | 0 | 0 | 0 | 0 | 0 | 0 | 111 | 0 | 0 | 0 | 0 | 0 | 0 | 0 | 0 | 0 | 0 | 0 | 0 | 0 | 0 | 0 | 0 | 0 | 0 |  | 2742 | CB 111 | [40 empty] | 0 | 0 | 0 |  |  |  | 0 | 5000000
CB 1437 | 0 | 0 | 0 | 0 | 0% | 0% | 0% | 0 | 0 | 0 | 0 | 0 | 0 | 0 | 0 | 1437 | 0 | 0 | 0 | 0 | 0 | 0 | 0 | 0 | 0 | 0 | 0 | 0 | 0 | 0 | 0 | 0 | 0 | 0 |  | 2743 | CB 1437 | [40 empty] | 0 | 0 | 0 |  |  |  | 0 | 5000000
CB 152 | 0 | 0 | 0 | 0 | 0% | 0% | 0% | 0 | 0 | 0 | 0 | 0 | 0 | 0 | 0 | 152 | 0 | 0 | 0 | 0 | 0 | 0 | 0 | 0 | 0 | 0 | 0 | 0 | 0 | 0 | 0 | 0 | 0 | 0 |  | 2744 | CB 152 | [40 empty] | 0 | 0 | 0 |  |  |  | 0 | 5000000
CB 1070 | 0 | 0 | 0 | 0 | 0% | 0% | 0% | 0 | 0 | 0 | 0 | 0 | 0 | 0 | 0 | 1070 | 0 | 0 | 0 | 0 | 0 | 0 | 0 | 0 | 0 | 0 | 0 | 0 | 0 | 0 | 0 | 0 | 0 | 0 |  | 2745 | CB 1070 | [40 empty] | 0 | 0 | 0 |  |  |  | 0 | 5000000
CB 1071 | 0 | 0 | 0 | 0 | 0% | 0% | 0% | 0 | 0 | 0 | 0 | 0 | 0 | 0 | 0 | 1071 | 0 | 0 | 0 | 0 | 0 | 0 | 0 | 0 | 0 | 0 | 0 | 0 | 0 | 0 | 0 | 0 | 0 | 0 |  | 2746 | CB 1071 | [40 empty] | 0 | 0 | 0 |  |  |  | 0 | 5000000
CB 1072 | 0 | 0 | 0 | 0 | 0% | 0% | 0% | 0 | 0 | 0 | 0 | 0 | 0 | 0 | 0 | 1072 | 0 | 0 | 0 | 0 | 0 | 0 | 0 | 0 | 0 | 0 | 0 | 0 | 0 | 0 | 0 | 0 | 0 | 0 |  | 2747 | CB 1072 | [40 empty] | 0 | 0 | 0 |  |  |  | 0 | 5000000
CB 167 | 0 | 0 | 0 | 0 | 0% | 0% | 0% | 0 | 0 | 0 | 0 | 0 | 0 | 0 | 0 | 167 | 0 | 0 | 0 | 0 | 0 | 0 | 0 | 0 | 0 | 0 | 0 | 0 | 0 | 0 | 0 | 0 | 0 | 0 |  | 2748 | CB 167 | [40 empty] | 0 | 0 | 0 |  |  |  | 0 | 5000000
CB 165 | 0 | 0 | 0 | 0 | 0% | 0% | 0% | 0 | 0 | 0 | 0 | 0 | 0 | 0 | 0 | 165 | 0 | 0 | 0 | 0 | 0 | 0 | 0 | 0 | 0 | 0 | 0 | 0 | 0 | 0 | 0 | 0 | 0 | 0 |  | 2749 | CB 165 | [40 empty] | 0 | 0 | 0 |  |  |  | 0 | 5000000
CB 1078 | 0 | 0 | 0 | 0 | 0% | 0% | 0% | 0 | 0 | 0 | 0 | 0 | 0 | 0 | 0 | 1078 | 0 | 0 | 0 | 0 | 0 | 0 | 0 | 0 | 0 | 0 | 0 | 0 | 0 | 0 | 0 | 0 | 0 | 0 |  | 2750 | CB 1078 | [40 empty] | 0 | 0 | 0 |  |  |  | 0 | 5000000
CB 108 | 0 | 0 | 0 | 0 | 0% | 0% | 0% | 0 | 0 | 0 | 0 | 0 | 0 | 0 | 0 | 108 | 0 | 0 | 0 | 0 | 0 | 0 | 0 | 0 | 0 | 0 | 0 | 0 | 0 | 0 | 0 | 0 | 0 | 0 |  | 2751 | CB 108 | [40 empty] | 0 | 0 | 0 |  |  |  | 0 | 5000000
CB 109 | 0 | 0 | 0 | 0 | 0% | 0% | 0% | 0 | 0 | 0 | 0 | 0 | 0 | 0 | 0 | 109 | 0 | 0 | 0 | 0 | 0 | 0 | 0 | 0 | 0 | 0 | 0 | 0 | 0 | 0 | 0 | 0 | 0 | 0 |  | 2752 | CB 109 | [40 empty] | 0 | 0 | 0 |  |  |  | 0 | 5000000
CB 150 | 0 | 0 | 0 | 0 | 0% | 0% | 0% | 0 | 0 | 0 | 0 | 0 | 0 | 0 | 0 | 150 | 0 | 0 | 0 | 0 | 0 | 0 | 0 | 0 | 0 | 0 | 0 | 0 | 0 | 0 | 0 | 0 | 0 | 0 |  | 2753 | CB 150 | [40 empty] | 0 | 0 | 0 |  |  |  | 0 | 5000000
CB 1480 | 0 | 0 | 0 | 0 | 0% | 0% | 0% | 0 | 0 | 0 | 0 | 0 | 0 | 0 | 0 | 1480 | 0 | 0 | 0 | 0 | 0 | 0 | 0 | 0 | 0 | 0 | 0 | 0 | 0 | 0 | 0 | 0 | 0 | 0 |  | 2754 | CB 1480 | [40 empty] | 0 | 0 | 0 |  |  |  | 0 | 5000000
CB 110 | 0 | 0 | 0 | 0 | 0% | 0% | 0% | 0 | 0 | 0 | 0 | 0 | 0 | 0 | 0 | 110 | 0 | 0 | 0 | 0 | 0 | 0 | 0 | 0 | 0 | 0 | 0 | 0 | 0 | 0 | 0 | 0 | 0 | 0 |  | 2755 | CB 110 | [40 empty] | 0 | 0 | 0 |  |  |  | 0 | 5000000
CB 1100 | 0 | 0 | 0 | 0 | 0% | 0% | 0% | 0 | 0 | 0 | 0 | 0 | 0 | 0 | 0 | 1100 | 0 | 0 | 0 | 0 | 0 | 0 | 0 | 0 | 0 | 0 | 0 | 0 | 0 | 0 | 0 | 0 | 0 | 0 |  | 2756 | CB 1100 | [40 empty] | 0 | 0 | 0 |  |  |  | 0 | 5000000
CB 1483 | 0 | 0 | 0 | 0 | 0% | 0% | 0% | 0 | 0 | 0 | 0 | 0 | 0 | 0 | 0 | 1483 | 0 | 0 | 0 | 0 | 0 | 0 | 0 | 0 | 0 | 0 | 0 | 0 | 0 | 0 | 0 | 0 | 0 | 0 |  | 2757 | CB 1483 | [40 empty] | 0 | 0 | 0 |  |  |  | 0 | 5000000
CB 1481 | 0 | 0 | 0 | 0 | 0% | 0% | 0% | 0 | 0 | 0 | 0 | 0 | 0 | 0 | 0 | 1481 | 0 | 0 | 0 | 0 | 0 | 0 | 0 | 0 | 0 | 0 | 0 | 0 | 0 | 0 | 0 | 0 | 0 | 0 |  | 2758 | CB 1481 | [40 empty] | 0 | 0 | 0 |  |  |  | 0 | 5000000
CB 1102 | 0 | 0 | 0 | 0 | 0% | 0% | 0% | 0 | 0 | 0 | 0 | 0 | 0 | 0 | 0 | 1102 | 0 | 0 | 0 | 0 | 0 | 0 | 0 | 0 | 0 | 0 | 0 | 0 | 0 | 0 | 0 | 0 | 0 | 0 |  | 2759 | CB 1102 | [40 empty] | 0 | 0 | 0 |  |  |  | 0 | 5000000
CB 1103 | 0 | 0 | 0 | 0 | 0% | 0% | 0% | 0 | 0 | 0 | 0 | 0 | 0 | 0 | 0 | 1103 | 0 | 0 | 0 | 0 | 0 | 0 | 0 | 0 | 0 | 0 | 0 | 0 | 0 | 0 | 0 | 0 | 0 | 0 |  | 2760 | CB 1103 | [40 empty] | 0 | 0 | 0 |  |  |  | 0 | 5000000
CB 1104 | 0 | 0 | 0 | 0 | 0% | 0% | 0% | 0 | 0 | 0 | 0 | 0 | 0 | 0 | 0 | 1104 | 0 | 0 | 0 | 0 | 0 | 0 | 0 | 0 | 0 | 0 | 0 | 0 | 0 | 0 | 0 | 0 | 0 | 0 |  | 2761 | CB 1104 | [40 empty] | 0 | 0 | 0 |  |  |  | 0 | 5000000
CB 1105 | 0 | 0 | 0 | 0 | 0% | 0% | 0% | 0 | 0 | 0 | 0 | 0 | 0 | 0 | 0 | 1105 | 0 | 0 | 0 | 0 | 0 | 0 | 0 | 0 | 0 | 0 | 0 | 0 | 0 | 0 | 0 | 0 | 0 | 0 |  | 2762 | CB 1105 | [40 empty] | 0 | 0 | 0 |  |  |  | 0 | 5000000
CB 118 | 0 | 0 | 0 | 0 | 0% | 0% | 0% | 0 | 0 | 0 | 0 | 0 | 0 | 0 | 0 | 118 | 0 | 0 | 0 | 0 | 0 | 0 | 0 | 0 | 0 | 0 | 0 | 0 | 0 | 0 | 0 | 0 | 0 | 0 |  | 2763 | CB 118 | [40 empty] | 0 | 0 | 0 |  |  |  | 0 | 5000000
CB 1435 | 0 | 0 | 0 | 0 | 0% | 0% | 0% | 0 | 0 | 0 | 0 | 0 | 0 | 0 | 0 | 1435 | 0 | 0 | 0 | 0 | 0 | 0 | 0 | 0 | 0 | 0 | 0 | 0 | 0 | 0 | 0 | 0 | 0 | 0 |  | 2764 | CB 1435 | [40 empty] | 0 | 0 | 0 |  |  |  | 0 | 5000000
985-47F | 0 | 0 | 0 | 0 | 0% | 0% | 0% | 0 | 0 | 0 | 0 | 0 | 0 | 0 | 0 | 985 | 0 | 0 | 0 | 0 | 0 | 0 | 0 | 0 | 0 | 0 | 0 | 0 | 0 | 0 | 0 | 0 | 0 | 0 |  | 2765 | 985-47F | [40 empty] | 0 | 0 | 0 |  |  |  | 0 | 5000000
CB 1253 | 0 | 0 | 0 | 0 | 0% | 0% | 0% | 0 | 0 | 0 | 0 | 0 | 0 | 0 | 0 | 1253 | 0 | 0 | 0 | 0 | 0 | 0 | 0 | 0 | 0 | 0 | 0 | 0 | 0 | 0 | 0 | 0 | 0 | 0 |  | 2766 | CB 1253 | [40 empty] | 0 | 0 | 0 |  |  |  | 0 | 5000000
CB 1244 | 0 | 0 | 0 | 0 | 0% | 0% | 0% | 0 | 0 | 0 | 0 | 0 | 0 | 0 | 0 | 1244 | 0 | 0 | 0 | 0 | 0 | 0 | 0 | 0 | 0 | 0 | 0 | 0 | 0 | 0 | 0 | 0 | 0 | 0 |  | 2767 | CB 1244 | [40 empty] | 0 | 0 | 0 |  |  |  | 0 | 5000000
CB 1246 | 0 | 0 | 0 | 0 | 0% | 0% | 0% | 0 | 0 | 0 | 0 | 0 | 0 | 0 | 0 | 1246 | 0 | 0 | 0 | 0 | 0 | 0 | 0 | 0 | 0 | 0 | 0 | 0 | 0 | 0 | 0 | 0 | 0 | 0 |  | 2768 | CB 1246 | [40 empty] | 0 | 0 | 0 |  |  |  | 0 | 5000000
CB 1247 | 0 | 0 | 0 | 0 | 0% | 0% | 0% | 0 | 0 | 0 | 0 | 0 | 0 | 0 | 0 | 1247 | 0 | 0 | 0 | 0 | 0 | 0 | 0 | 0 | 0 | 0 | 0 | 0 | 0 | 0 | 0 | 0 | 0 | 0 |  | 2769 | CB 1247 | [40 empty] | 0 | 0 | 0 |  |  |  | 0 | 5000000
CB 1248 | 0 | 0 | 0 | 0 | 0% | 0% | 0% | 0 | 0 | 0 | 0 | 0 | 0 | 0 | 0 | 1248 | 0 | 0 | 0 | 0 | 0 | 0 | 0 | 0 | 0 | 0 | 0 | 0 | 0 | 0 | 0 | 0 | 0 | 0 |  | 2770 | CB 1248 | [40 empty] | 0 | 0 | 0 |  |  |  | 0 | 5000000
CB 125 | 0 | 0 | 0 | 0 | 0% | 0% | 0% | 0 | 0 | 0 | 0 | 0 | 0 | 0 | 0 | 125 | 0 | 0 | 0 | 0 | 0 | 0 | 0 | 0 | 0 | 0 | 0 | 0 | 0 | 0 | 0 | 0 | 0 | 0 |  | 2771 | CB 125 | [40 empty] | 0 | 0 | 0 |  |  |  | 0 | 5000000
CB 1288 | 0 | 0 | 0 | 0 | 0% | 0% | 0% | 0 | 0 | 0 | 0 | 0 | 0 | 0 | 0 | 1288 | 0 | 0 | 0 | 0 | 0 | 0 | 0 | 0 | 0 | 0 | 0 | 0 | 0 | 0 | 0 | 0 | 0 | 0 |  | 2772 | CB 1288 | [40 empty] | 0 | 0 | 0 |  |  |  | 0 | 5000000
CB 1251 | 0 | 0 | 0 | 0 | 0% | 0% | 0% | 0 | 0 | 0 | 0 | 0 | 0 | 0 | 0 | 1251 | 0 | 0 | 0 | 0 | 0 | 0 | 0 | 0 | 0 | 0 | 0 | 0 | 0 | 0 | 0 | 0 | 0 | 0 |  | 2773 | CB 1251 | [40 empty] | 0 | 0 | 0 |  |  |  | 0 | 5000000
CB 1252 | 0 | 0 | 0 | 0 | 0% | 0% | 0% | 0 | 0 | 0 | 0 | 0 | 0 | 0 | 0 | 1252 | 0 | 0 | 0 | 0 | 0 | 0 | 0 | 0 | 0 | 0 | 0 | 0 | 0 | 0 | 0 | 0 | 0 | 0 |  | 2774 | CB 1252 | [40 empty] | 0 | 0 | 0 |  |  |  | 0 | 5000000
CB 1256 | 0 | 0 | 0 | 0 | 0% | 0% | 0% | 0 | 0 | 0 | 0 | 0 | 0 | 0 | 0 | 1256 | 0 | 0 | 0 | 0 | 0 | 0 | 0 | 0 | 0 | 0 | 0 | 0 | 0 | 0 | 0 | 0 | 0 | 0 |  | 2775 | CB 1256 | [40 empty] | 0 | 0 | 0 |  |  |  | 0 | 5000000
CB 132 | 0 | 0 | 0 | 0 | 0% | 0% | 0% | 0 | 0 | 0 | 0 | 0 | 0 | 0 | 0 | 132 | 0 | 0 | 0 | 0 | 0 | 0 | 0 | 0 | 0 | 0 | 0 | 0 | 0 | 0 | 0 | 0 | 0 | 0 |  | 2776 | CB 132 | [40 empty] | 0 | 0 | 0 |  |  |  | 0 | 5000000
CB 1257 | 0 | 0 | 0 | 0 | 0% | 0% | 0% | 0 | 0 | 0 | 0 | 0 | 0 | 0 | 0 | 1257 | 0 | 0 | 0 | 0 | 0 | 0 | 0 | 0 | 0 | 0 | 0 | 0 | 0 | 0 | 0 | 0 | 0 | 0 |  | 2777 | CB 1257 | [40 empty] | 0 | 0 | 0 |  |  |  | 0 | 5000000
CB 1258 | 0 | 0 | 0 | 0 | 0% | 0% | 0% | 0 | 0 | 0 | 0 | 0 | 0 | 0 | 0 | 1258 | 0 | 0 | 0 | 0 | 0 | 0 | 0 | 0 | 0 | 0 | 0 | 0 | 0 | 0 | 0 | 0 | 0 | 0 |  | 2778 | CB 1258 | [40 empty] | 0 | 0 | 0 |  |  |  | 0 | 5000000
CB 1259 | 0 | 0 | 0 | 0 | 0% | 0% | 0% | 0 | 0 | 0 | 0 | 0 | 0 | 0 | 0 | 1259 | 0 | 0 | 0 | 0 | 0 | 0 | 0 | 0 | 0 | 0 | 0 | 0 | 0 | 0 | 0 | 0 | 0 | 0 |  | 2779 | CB 1259 | [40 empty] | 0 | 0 | 0 |  |  |  | 0 | 5000000
CB 126 | 0 | 0 | 0 | 0 | 0% | 0% | 0% | 0 | 0 | 0 | 0 | 0 | 0 | 0 | 0 | 126 | 0 | 0 | 0 | 0 | 0 | 0 | 0 | 0 | 0 | 0 | 0 | 0 | 0 | 0 | 0 | 0 | 0 | 0 |  | 2780 | CB 126 | [40 empty] | 0 | 0 | 0 |  |  |  | 0 | 5000000
CB 1260 | 0 | 0 | 0 | 0 | 0% | 0% | 0% | 0 | 0 | 0 | 0 | 0 | 0 | 0 | 0 | 1260 | 0 | 0 | 0 | 0 | 0 | 0 | 0 | 0 | 0 | 0 | 0 | 0 | 0 | 0 | 0 | 0 | 0 | 0 |  | 2781 | CB 1260 | [40 empty] | 0 | 0 | 0 |  |  |  | 0 | 5000000
CB 1266 | 0 | 0 | 0 | 0 | 0% | 0% | 0% | 0 | 0 | 0 | 0 | 0 | 0 | 0 | 0 | 1266 | 0 | 0 | 0 | 0 | 0 | 0 | 0 | 0 | 0 | 0 | 0 | 0 | 0 | 0 | 0 | 0 | 0 | 0 |  | 2782 | CB 1266 | [40 empty] | 0 | 0 | 0 |  |  |  | 0 | 5000000
CB 1269 | 0 | 0 | 0 | 0 | 0% | 0% | 0% | 0 | 0 | 0 | 0 | 0 | 0 | 0 | 0 | 1269 | 0 | 0 | 0 | 0 | 0 | 0 | 0 | 0 | 0 | 0 | 0 | 0 | 0 | 0 | 0 | 0 | 0 | 0 |  | 2783 | CB 1269 | [40 empty] | 0 | 0 | 0 |  |  |  | 0 | 5000000
CB 127 | 0 | 0 | 0 | 0 | 0% | 0% | 0% | 0 | 0 | 0 | 0 | 0 | 0 | 0 | 0 | 127 | 0 | 0 | 0 | 0 | 0 | 0 | 0 | 0 | 0 | 0 | 0 | 0 | 0 | 0 | 0 | 0 | 0 | 0 |  | 2784 | CB 127 | [40 empty] | 0 | 0 | 0 |  |  |  | 0 | 5000000
CB 1242 | 0 | 0 | 0 | 0 | 0% | 0% | 0% | 0 | 0 | 0 | 0 | 0 | 0 | 0 | 0 | 1242 | 0 | 0 | 0 | 0 | 0 | 0 | 0 | 0 | 0 | 0 | 0 | 0 | 0 | 0 | 0 | 0 | 0 | 0 |  | 2785 | CB 1242 | [40 empty] | 0 | 0 | 0 |  |  |  | 0 | 5000000
CB 134 | 0 | 0 | 0 | 0 | 0% | 0% | 0% | 0 | 0 | 0 | 0 | 0 | 0 | 0 | 0 | 134 | 0 | 0 | 0 | 0 | 0 | 0 | 0 | 0 | 0 | 0 | 0 | 0 | 0 | 0 | 0 | 0 | 0 | 0 |  | 2786 | CB 134 | [40 empty] | 0 | 0 | 0 |  |  |  | 0 | 5000000
CB 1181 | 0 | 0 | 0 | 0 | 0% | 0% | 0% | 0 | 0 | 0 | 0 | 0 | 0 | 0 | 0 | 1181 | 0 | 0 | 0 | 0 | 0 | 0 | 0 | 0 | 0 | 0 | 0 | 0 | 0 | 0 | 0 | 0 | 0 | 0 |  | 2787 | CB 1181 | [40 empty] | 0 | 0 | 0 |  |  |  | 0 | 5000000
CB 1409 | 0 | 0 | 0 | 0 | 0% | 0% | 0% | 0 | 0 | 0 | 0 | 0 | 0 | 0 | 0 | 1409 | 0 | 0 | 0 | 0 | 0 | 0 | 0 | 0 | 0 | 0 | 0 | 0 | 0 | 0 | 0 | 0 | 0 | 0 |  | 2788 | CB 1409 | [40 empty] | 0 | 0 | 0 |  |  |  | 0 | 5000000
CB 1420 | 0 | 0 | 0 | 0 | 0% | 0% | 0% | 0 | 0 | 0 | 0 | 0 | 0 | 0 | 0 | 1420 | 0 | 0 | 0 | 0 | 0 | 0 | 0 | 0 | 0 | 0 | 0 | 0 | 0 | 0 | 0 | 0 | 0 | 0 |  | 2789 | CB 1420 | [40 empty] | 0 | 0 | 0 |  |  |  | 0 | 5000000
CB 119 | 0 | 0 | 0 | 0 | 0% | 0% | 0% | 0 | 0 | 0 | 0 | 0 | 0 | 0 | 0 | 119 | 0 | 0 | 0 | 0 | 0 | 0 | 0 | 0 | 0 | 0 | 0 | 0 | 0 | 0 | 0 | 0 | 0 | 0 |  | 2790 | CB 119 | [40 empty] | 0 | 0 | 0 |  |  |  | 0 | 5000000
CB 1419 | 0 | 0 | 0 | 0 | 0% | 0% | 0% | 0 | 0 | 0 | 0 | 0 | 0 | 0 | 0 | 1419 | 0 | 0 | 0 | 0 | 0 | 0 | 0 | 0 | 0 | 0 | 0 | 0 | 0 | 0 | 0 | 0 | 0 | 0 |  | 2791 | CB 1419 | [40 empty] | 0 | 0 | 0 |  |  |  | 0 | 5000000
CB 1415 | 0 | 0 | 0 | 0 | 0% | 0% | 0% | 0 | 0 | 0 | 0 | 0 | 0 | 0 | 0 | 1415 | 0 | 0 | 0 | 0 | 0 | 0 | 0 | 0 | 0 | 0 | 0 | 0 | 0 | 0 | 0 | 0 | 0 | 0 |  | 2792 | CB 1415 | [40 empty] | 0 | 0 | 0 |  |  |  | 0 | 5000000
CB 1414 | 0 | 0 | 0 | 0 | 0% | 0% | 0% | 0 | 0 | 0 | 0 | 0 | 0 | 0 | 0 | 1414 | 0 | 0 | 0 | 0 | 0 | 0 | 0 | 0 | 0 | 0 | 0 | 0 | 0 | 0 | 0 | 0 | 0 | 0 |  | 2793 | CB 1414 | [40 empty] | 0 | 0 | 0 |  |  |  | 0 | 5000000
CB 1410 | 0 | 0 | 0 | 0 | 0% | 0% | 0% | 0 | 0 | 0 | 0 | 0 | 0 | 0 | 0 | 1410 | 0 | 0 | 0 | 0 | 0 | 0 | 0 | 0 | 0 | 0 | 0 | 0 | 0 | 0 | 0 | 0 | 0 | 0 |  | 2794 | CB 1410 | [40 empty] | 0 | 0 | 0 |  |  |  | 0 | 5000000
CB 1201 | 0 | 0 | 0 | 0 | 0% | 0% | 0% | 0 | 0 | 0 | 0 | 0 | 0 | 0 | 0 | 1201 | 0 | 0 | 0 | 0 | 0 | 0 | 0 | 0 | 0 | 0 | 0 | 0 | 0 | 0 | 0 | 0 | 0 | 0 |  | 2795 | CB 1201 | [40 empty] | 0 | 0 | 0 |  |  |  | 0 | 5000000
CB 1202 | 0 | 0 | 0 | 0 | 0% | 0% | 0% | 0 | 0 | 0 | 0 | 0 | 0 | 0 | 0 | 1202 | 0 | 0 | 0 | 0 | 0 | 0 | 0 | 0 | 0 | 0 | 0 | 0 | 0 | 0 | 0 | 0 | 0 | 0 |  | 2796 | CB 1202 | [40 empty] | 0 | 0 | 0 |  |  |  | 0 | 5000000
CB 121 | 0 | 0 | 0 | 0 | 0% | 0% | 0% | 0 | 0 | 0 | 0 | 0 | 0 | 0 | 0 | 121 | 0 | 0 | 0 | 0 | 0 | 0 | 0 | 0 | 0 | 0 | 0 | 0 | 0 | 0 | 0 | 0 | 0 | 0 |  | 2797 | CB 121 | [40 empty] | 0 | 0 | 0 |  |  |  | 0 | 5000000
CB 1226 | 0 | 0 | 0 | 0 | 0% | 0% | 0% | 0 | 0 | 0 | 0 | 0 | 0 | 0 | 0 | 1226 | 0 | 0 | 0 | 0 | 0 | 0 | 0 | 0 | 0 | 0 | 0 | 0 | 0 | 0 | 0 | 0 | 0 | 0 |  | 2798 | CB 1226 | [40 empty] | 0 | 0 | 0 |  |  |  | 0 | 5000000
CB 1408 | 0 | 0 | 0 | 0 | 0% | 0% | 0% | 0 | 0 | 0 | 0 | 0 | 0 | 0 | 0 | 1408 | 0 | 0 | 0 | 0 | 0 | 0 | 0 | 0 | 0 | 0 | 0 | 0 | 0 | 0 | 0 | 0 | 0 | 0 |  | 2799 | CB 1408 | [40 empty] | 0 | 0 | 0 |  |  |  | 0 | 5000000
CB 1221 | 0 | 0 | 0 | 0 | 0% | 0% | 0% | 0 | 0 | 0 | 0 | 0 | 0 | 0 | 0 | 1221 | 0 | 0 | 0 | 0 | 0 | 0 | 0 | 0 | 0 | 0 | 0 | 0 | 0 | 0 | 0 | 0 | 0 | 0 |  | 2800 | CB 1221 | [40 empty] | 0 | 0 | 0 |  |  |  | 0 | 5000000
CB 1407 | 0 | 0 | 0 | 0 | 0% | 0% | 0% | 0 | 0 | 0 | 0 | 0 | 0 | 0 | 0 | 1407 | 0 | 0 | 0 | 0 | 0 | 0 | 0 | 0 | 0 | 0 | 0 | 0 | 0 | 0 | 0 | 0 | 0 | 0 |  | 2801 | CB 1407 | [40 empty] | 0 | 0 | 0 |  |  |  | 0 | 5000000
CB 1222 | 0 | 0 | 0 | 0 | 0% | 0% | 0% | 0 | 0 | 0 | 0 | 0 | 0 | 0 | 0 | 1222 | 0 | 0 | 0 | 0 | 0 | 0 | 0 | 0 | 0 | 0 | 0 | 0 | 0 | 0 | 0 | 0 | 0 | 0 |  | 2802 | CB 1222 | [40 empty] | 0 | 0 | 0 |  |  |  | 0 | 5000000
CB 1223 | 0 | 0 | 0 | 0 | 0% | 0% | 0% | 0 | 0 | 0 | 0 | 0 | 0 | 0 | 0 | 1223 | 0 | 0 | 0 | 0 | 0 | 0 | 0 | 0 | 0 | 0 | 0 | 0 | 0 | 0 | 0 | 0 | 0 | 0 |  | 2803 | CB 1223 | [40 empty] | 0 | 0 | 0 |  |  |  | 0 | 5000000
CB 139 | 0 | 0 | 0 | 0 | 0% | 0% | 0% | 0 | 0 | 0 | 0 | 0 | 0 | 0 | 0 | 139 | 0 | 0 | 0 | 0 | 0 | 0 | 0 | 0 | 0 | 0 | 0 | 0 | 0 | 0 | 0 | 0 | 0 | 0 |  | 2804 | CB 139 | [40 empty] | 0 | 0 | 0 |  |  |  | 0 | 5000000
CB 1224 | 0 | 0 | 0 | 0 | 0% | 0% | 0% | 0 | 0 | 0 | 0 | 0 | 0 | 0 | 0 | 1224 | 0 | 0 | 0 | 0 | 0 | 0 | 0 | 0 | 0 | 0 | 0 | 0 | 0 | 0 | 0 | 0 | 0 | 0 |  | 2805 | CB 1224 | [40 empty] | 0 | 0 | 0 |  |  |  | 0 | 5000000
CB 1225 | 0 | 0 | 0 | 0 | 0% | 0% | 0% | 0 | 0 | 0 | 0 | 0 | 0 | 0 | 0 | 1225 | 0 | 0 | 0 | 0 | 0 | 0 | 0 | 0 | 0 | 0 | 0 | 0 | 0 | 0 | 0 | 0 | 0 | 0 |  | 2806 | CB 1225 | [40 empty] | 0 | 0 | 0 |  |  |  | 0 | 5000000
CB 1060 | 0 | 0 | 0 | 0 | 0% | 0% | 0% | 0 | 0 | 0 | 0 | 0 | 0 | 0 | 0 | 1060 | 0 | 0 | 0 | 0 | 0 | 0 | 0 | 0 | 0 | 0 | 0 | 0 | 0 | 0 | 0 | 0 | 0 | 0 |  | 2807 | CB 1060 | [40 empty] | 0 | 0 | 0 |  |  |  | 0 | 5000000
CB 106 | 0 | 0 | 0 | 0 | 0% | 0% | 0% | 0 | 0 | 0 | 0 | 0 | 0 | 0 | 0 | 106 | 0 | 0 | 0 | 0 | 0 | 0 | 0 | 0 | 0 | 0 | 0 | 0 | 0 | 0 | 0 | 0 | 0 | 0 |  | 2808 | CB 106 | [40 empty] | 0 | 0 | 0 |  |  |  | 0 | 5000000
CB 105 | 0 | 0 | 0 | 0 | 0% | 0% | 0% | 0 | 0 | 0 | 0 | 0 | 0 | 0 | 0 | 105 | 0 | 0 | 0 | 0 | 0 | 0 | 0 | 0 | 0 | 0 | 0 | 0 | 0 | 0 | 0 | 0 | 0 | 0 |  | 2809 | CB 105 | [40 empty] | 0 | 0 | 0 |  |  |  | 0 | 5000000
992-1 | 0 | 0 | 0 | 0 | 0% | 0% | 0% | 0 | 0 | 0 | 0 | 0 | 0 | 0 | 0 | 992 | 0 | 0 | 0 | 0 | 0 | 0 | 0 | 0 | 0 | 0 | 0 | 0 | 0 | 0 | 0 | 0 | 0 | 0 |  | 2810 | 992-1 | [40 empty] | 0 | 0 | 0 |  |  |  | 0 | 5000000
991-2 | 0 | 0 | 0 | 0 | 0% | 0% | 0% | 0 | 0 | 0 | 0 | 0 | 0 | 0 | 0 | 991 | 0 | 0 | 0 | 0 | 0 | 0 | 0 | 0 | 0 | 0 | 0 | 0 | 0 | 0 | 0 | 0 | 0 | 0 |  | 2811 | 991-2 | [40 empty] | 0 | 0 | 0 |  |  |  | 0 | 5000000
CB 221 | 0 | 0 | 0 | 0 | 0% | 0% | 0% | 0 | 0 | 0 | 0 | 0 | 0 | 0 | 0 | 221 | 0 | 0 | 0 | 0 | 0 | 0 | 0 | 0 | 0 | 0 | 0 | 0 | 0 | 0 | 0 | 0 | 0 | 0 |  | 2812 | CB 221 | [40 empty] | 0 | 0 | 0 |  |  |  | 0 | 5000000
991-379AE | 22905.7004 | 0 | 22905.7004 | 0 | 0% | 100% | 0% | 2770.1047 | 5739.8587 | 2.7025 | 2507.5858 | 259.8164 | 5.5998 | 5195.9003 | 538.3585 | 991 | 0.030077 | 0.030077 | 0.030077 | 761568.6548 | 22.3467 | 20734.9595 | 2148.3942 | 742.9826 | 689395.8683 | 71429.8039 | 669468.2222 | 653.1298 | 606023.6622 | 62791.4286 | 570729.8527 | 556.8012 | 516642.5904 | 53530.4614 |  | 2813 | 991-379AE | 22905.7004 | 20135.5957 | 17165.8418 | 0 | 0 | 0 | 22905.7004 | 20135.5957 | 17165.8418 | 0 | 22.3467 | 19.6442 | 16.7469 | 0 | 0 | 0 | 22.3467 | 19.6442 | 16.7469 | 0 | 2148.3942 | 1888.5778 | 1610.0357 | 0 | 0 | 0 | 2148.3942 | 1888.5778 | 1610.0357 | 0 | 20734.9595 | 18227.3737 | 15539.0592 | 0 | 0 | 0 | 20734.9595 | 18227.3737 | 15539.0592 | 0 | 0 | 0 | 0 | 0.030077 | 0.030077 | 0.030077 | 0 | 5000000
991-380 | 22544.1756 | 0 | 22544.1756 | 0 | 0% | 100% | 0% | 2730.1099 | 5653.7794 | 3.6438 | 2482.819 | 243.6471 | 7.5459 | 5141.6651 | 504.5684 | 991 | 0.030054 | 0.030054 | 0.030054 | 750132.283 | 30.0889 | 20502.1442 | 2011.9424 | 1001.1752 | 682185.9691 | 66945.1387 | 659290.9216 | 879.9324 | 599572.9363 | 58838.0518 | 562009.0844 | 750.0938 | 511102.802 | 50156.1884 |  | 2814 | 991-380 | 22544.1756 | 19814.0656 | 16890.3962 | 0 | 0 | 0 | 22544.1756 | 19814.0656 | 16890.3962 | 0 | 30.0889 | 26.4451 | 22.543 | 0 | 0 | 0 | 30.0889 | 26.4451 | 22.543 | 0 | 2011.9424 | 1768.2953 | 1507.374 | 0 | 0 | 0 | 2011.9424 | 1768.2953 | 1507.374 | 0 | 20502.1442 | 18019.3252 | 15360.4792 | 0 | 0 | 0 | 20502.1442 | 18019.3252 | 15360.4792 | 0 | 0 | 0 | 0 | 0.030054 | 0.030054 | 0.030054 | 0 | 5000000
991-383 | 72257.1589 | 0 | 72257.1589 | 0 | 0% | 100% | 0% | 8772.1534 | 18148.2627 | 11.3838 | 7991.9803 | 768.7892 | 23.5514 | 16534.2023 | 1590.509 | 991 | 0.029978 | 0.029978 | 0.029978 | 2410371.7079 | 93.7697 | 65830.7907 | 6332.5985 | 3127.9932 | 2195999.3682 | 211244.3464 | 2117748.1029 | 2748.249 | 1929400.9634 | 185598.8899 | 1804977.5906 | 2342.3597 | 1644447.467 | 158187.7642 |  | 2815 | 991-383 | 72257.1589 | 63485.0055 | 54108.8962 | 0 | 0 | 0 | 72257.1589 | 63485.0055 | 54108.8962 | 0 | 93.7697 | 82.3859 | 70.2183 | 0 | 0 | 0 | 93.7697 | 82.3859 | 70.2183 | 0 | 6332.5985 | 5563.8093 | 4742.0895 | 0 | 0 | 0 | 6332.5985 | 5563.8093 | 4742.0895 | 0 | 65830.7907 | 57838.8103 | 49296.5884 | 0 | 0 | 0 | 65830.7907 | 57838.8103 | 49296.5884 | 0 | 0 | 0 | 0 | 0.029978 | 0.029978 | 0.029978 | 0 | 5000000
991-384AE | 98033.3581 | 0 | 98033.3581 | 0 | 0% | 100% | 0% | 11919.3902 | 24660.0638 | 13.9392 | 10885.4484 | 1020.0026 | 28.8388 | 22520.9384 | 2110.2866 | 991 | 0.029928 | 0.029928 | 0.029928 | 3275640.14 | 114.6454 | 89529.5015 | 8389.2112 | 3830.7075 | 2991496.3075 | 280313.125 | 2877371.2884 | 3364.9507 | 2627775.0949 | 246231.2412 | 2451660.4621 | 2867.1019 | 2238992.3509 | 209801.0087 |  | 2816 | 991-384AE | 98033.3581 | 86113.9679 | 73373.2943 | 0 | 0 | 0 | 98033.3581 | 86113.9679 | 73373.2943 | 0 | 114.6454 | 100.7062 | 85.8066 | 0 | 0 | 0 | 114.6454 | 100.7062 | 85.8066 | 0 | 8389.2112 | 7369.2086 | 6278.9246 | 0 | 0 | 0 | 8389.2112 | 7369.2086 | 6278.9246 | 0 | 89529.5015 | 78644.0531 | 67008.5631 | 0 | 0 | 0 | 89529.5015 | 78644.0531 | 67008.5631 | 0 | 0 | 0 | 0 | 0.029928 | 0.029928 | 0.029928 | 0 | 5000000
991-385 | 12343.0108 | 0 | 12343.0108 | 0 | 0% | 100% | 0% | 1497.2022 | 3099.9993 | 1.6381 | 1354.4663 | 141.0978 | 3.3916 | 2804.4607 | 292.1469 | 991 | 0.0301 | 0.0301 | 0.0301 | 410061.355 | 13.5042 | 11166.2892 | 1163.2173 | 448.639 | 370968.135 | 38644.5811 | 360321.0805 | 394.2192 | 325969.8524 | 33957.0091 | 307072.7143 | 335.9614 | 277797.9216 | 28938.8313 |  | 2817 | 991-385 | 12343.0108 | 10845.8087 | 9243.0115 | 0 | 0 | 0 | 12343.0108 | 10845.8087 | 9243.0115 | 0 | 13.5042 | 11.8662 | 10.1126 | 0 | 0 | 0 | 13.5042 | 11.8662 | 10.1126 | 0 | 1163.2173 | 1022.1196 | 871.0704 | 0 | 0 | 0 | 1163.2173 | 1022.1196 | 871.0704 | 0 | 11166.2892 | 9811.8229 | 8361.8286 | 0 | 0 | 0 | 11166.2892 | 9811.8229 | 8361.8286 | 0 | 0 | 0 | 0 | 0.0301 | 0.0301 | 0.0301 | 0 | 5000000
991-4AE | 0 | 0 | 0 | 0 | 0% | 0% | 0% | 0 | 0 | 0 | 0 | 0 | 0 | 0 | 0 | 991 | 0 | 0 | 0 | 0 | 0 | 0 | 0 | 0 | 0 | 0 | 0 | 0 | 0 | 0 | 0 | 0 | 0 | 0 |  | 2818 | 991-4AE | [40 empty] | 0 | 0 | 0 |  |  |  | 0 | 5000000
992-10AE | 0 | 0 | 0 | 0 | 0% | 0% | 0% | 0 | 0 | 0 | 0 | 0 | 0 | 0 | 0 | 992 | 0 | 0 | 0 | 0 | 0 | 0 | 0 | 0 | 0 | 0 | 0 | 0 | 0 | 0 | 0 | 0 | 0 | 0 |  | 2819 | 992-10AE | [40 empty] | 0 | 0 | 0 |  |  |  | 0 | 5000000
CB 223 | 0 | 0 | 0 | 0 | 0% | 0% | 0% | 0 | 0 | 0 | 0 | 0 | 0 | 0 | 0 | 223 | 0 | 0 | 0 | 0 | 0 | 0 | 0 | 0 | 0 | 0 | 0 | 0 | 0 | 0 | 0 | 0 | 0 | 0 |  | 2820 | CB 223 | [40 empty] | 0 | 0 | 0 |  |  |  | 0 | 5000000
CB 22 | 0 | 0 | 0 | 0 | 0% | 0% | 0% | 0 | 0 | 0 | 0 | 0 | 0 | 0 | 0 | 22 | 0 | 0 | 0 | 0 | 0 | 0 | 0 | 0 | 0 | 0 | 0 | 0 | 0 | 0 | 0 | 0 | 0 | 0 |  | 2821 | CB 22 | [40 empty] | 0 | 0 | 0 |  |  |  | 0 | 5000000
992-3 | 0 | 0 | 0 | 0 | 0% | 0% | 0% | 0 | 0 | 0 | 0 | 0 | 0 | 0 | 0 | 992 | 0 | 0 | 0 | 0 | 0 | 0 | 0 | 0 | 0 | 0 | 0 | 0 | 0 | 0 | 0 | 0 | 0 | 0 |  | 2822 | 992-3 | [40 empty] | 0 | 0 | 0 |  |  |  | 0 | 5000000
992-573 | 0 | 0 | 0 | 0 | 0% | 0% | 0% | 0 | 0 | 0 | 0 | 0 | 0 | 0 | 0 | 992 | 0 | 0 | 0 | 0 | 0 | 0 | 0 | 0 | 0 | 0 | 0 | 0 | 0 | 0 | 0 | 0 | 0 | 0 |  | 2823 | 992-573 | [40 empty] | 0 | 0 | 0 |  |  |  | 0 | 5000000
CB 216 | 0 | 0 | 0 | 0 | 0% | 0% | 0% | 0 | 0 | 0 | 0 | 0 | 0 | 0 | 0 | 216 | 0 | 0 | 0 | 0 | 0 | 0 | 0 | 0 | 0 | 0 | 0 | 0 | 0 | 0 | 0 | 0 | 0 | 0 |  | 2824 | CB 216 | [40 empty] | 0 | 0 | 0 |  |  |  | 0 | 5000000
992-574F | 0 | 0 | 0 | 0 | 0% | 0% | 0% | 0 | 0 | 0 | 0 | 0 | 0 | 0 | 0 | 992 | 0 | 0 | 0 | 0 | 0 | 0 | 0 | 0 | 0 | 0 | 0 | 0 | 0 | 0 | 0 | 0 | 0 | 0 |  | 2825 | 992-574F | [40 empty] | 0 | 0 | 0 |  |  |  | 0 | 5000000
CB 213 | 0 | 0 | 0 | 0 | 0% | 0% | 0% | 0 | 0 | 0 | 0 | 0 | 0 | 0 | 0 | 213 | 0 | 0 | 0 | 0 | 0 | 0 | 0 | 0 | 0 | 0 | 0 | 0 | 0 | 0 | 0 | 0 | 0 | 0 |  | 2826 | CB 213 | [40 empty] | 0 | 0 | 0 |  |  |  | 0 | 5000000
992-575F | 0 | 0 | 0 | 0 | 0% | 0% | 0% | 0 | 0 | 0 | 0 | 0 | 0 | 0 | 0 | 992 | 0 | 0 | 0 | 0 | 0 | 0 | 0 | 0 | 0 | 0 | 0 | 0 | 0 | 0 | 0 | 0 | 0 | 0 |  | 2827 | 992-575F | [40 empty] | 0 | 0 | 0 |  |  |  | 0 | 5000000
992-577 | 0 | 0 | 0 | 0 | 0% | 0% | 0% | 0 | 0 | 0 | 0 | 0 | 0 | 0 | 0 | 992 | 0 | 0 | 0 | 0 | 0 | 0 | 0 | 0 | 0 | 0 | 0 | 0 | 0 | 0 | 0 | 0 | 0 | 0 |  | 2828 | 992-577 | [40 empty] | 0 | 0 | 0 |  |  |  | 0 | 5000000
CB 222 | 0 | 0 | 0 | 0 | 0% | 0% | 0% | 0 | 0 | 0 | 0 | 0 | 0 | 0 | 0 | 222 | 0 | 0 | 0 | 0 | 0 | 0 | 0 | 0 | 0 | 0 | 0 | 0 | 0 | 0 | 0 | 0 | 0 | 0 |  | 2829 | CB 222 | [40 empty] | 0 | 0 | 0 |  |  |  | 0 | 5000000
CB 224 | 0 | 0 | 0 | 0 | 0% | 0% | 0% | 0 | 0 | 0 | 0 | 0 | 0 | 0 | 0 | 224 | 0 | 0 | 0 | 0 | 0 | 0 | 0 | 0 | 0 | 0 | 0 | 0 | 0 | 0 | 0 | 0 | 0 | 0 |  | 2830 | CB 224 | [40 empty] | 0 | 0 | 0 |  |  |  | 0 | 5000000
CB 1048 | 0 | 0 | 0 | 0 | 0% | 0% | 0% | 0 | 0 | 0 | 0 | 0 | 0 | 0 | 0 | 1048 | 0 | 0 | 0 | 0 | 0 | 0 | 0 | 0 | 0 | 0 | 0 | 0 | 0 | 0 | 0 | 0 | 0 | 0 |  | 2831 | CB 1048 | [40 empty] | 0 | 0 | 0 |  |  |  | 0 | 5000000
CB 225 | 0 | 0 | 0 | 0 | 0% | 0% | 0% | 0 | 0 | 0 | 0 | 0 | 0 | 0 | 0 | 225 | 0 | 0 | 0 | 0 | 0 | 0 | 0 | 0 | 0 | 0 | 0 | 0 | 0 | 0 | 0 | 0 | 0 | 0 |  | 2832 | CB 225 | [40 empty] | 0 | 0 | 0 |  |  |  | 0 | 5000000
986-197F | 0 | 0 | 0 | 0 | 0% | 0% | 0% | 0 | 0 | 0 | 0 | 0 | 0 | 0 | 0 | 986 | 0 | 0 | 0 | 0 | 0 | 0 | 0 | 0 | 0 | 0 | 0 | 0 | 0 | 0 | 0 | 0 | 0 | 0 |  | 2833 | 986-197F | [40 empty] | 0 | 0 | 0 |  |  |  | 0 | 5000000
986-198F | 0 | 0 | 0 | 0 | 0% | 0% | 0% | 0 | 0 | 0 | 0 | 0 | 0 | 0 | 0 | 986 | 0 | 0 | 0 | 0 | 0 | 0 | 0 | 0 | 0 | 0 | 0 | 0 | 0 | 0 | 0 | 0 | 0 | 0 |  | 2834 | 986-198F | [40 empty] | 0 | 0 | 0 |  |  |  | 0 | 5000000
986-199 | 0 | 0 | 0 | 0 | 0% | 0% | 0% | 0 | 0 | 0 | 0 | 0 | 0 | 0 | 0 | 986 | 0 | 0 | 0 | 0 | 0 | 0 | 0 | 0 | 0 | 0 | 0 | 0 | 0 | 0 | 0 | 0 | 0 | 0 |  | 2835 | 986-199 | [40 empty] | 0 | 0 | 0 |  |  |  | 0 | 5000000
986-402F | 0 | 0 | 0 | 0 | 0% | 0% | 0% | 0 | 0 | 0 | 0 | 0 | 0 | 0 | 0 | 986 | 0 | 0 | 0 | 0 | 0 | 0 | 0 | 0 | 0 | 0 | 0 | 0 | 0 | 0 | 0 | 0 | 0 | 0 |  | 2836 | 986-402F | [40 empty] | 0 | 0 | 0 |  |  |  | 0 | 5000000
CB 227 | 0 | 0 | 0 | 0 | 0% | 0% | 0% | 0 | 0 | 0 | 0 | 0 | 0 | 0 | 0 | 227 | 0 | 0 | 0 | 0 | 0 | 0 | 0 | 0 | 0 | 0 | 0 | 0 | 0 | 0 | 0 | 0 | 0 | 0 |  | 2837 | CB 227 | [40 empty] | 0 | 0 | 0 |  |  |  | 0 | 5000000
988-34 | 0 | 0 | 0 | 0 | 0% | 0% | 0% | 0 | 0 | 0 | 0 | 0 | 0 | 0 | 0 | 988 | 0 | 0 | 0 | 0 | 0 | 0 | 0 | 0 | 0 | 0 | 0 | 0 | 0 | 0 | 0 | 0 | 0 | 0 |  | 2838 | 988-34 | [40 empty] | 0 | 0 | 0 |  |  |  | 0 | 5000000
CB 226 | 0 | 0 | 0 | 0 | 0% | 0% | 0% | 0 | 0 | 0 | 0 | 0 | 0 | 0 | 0 | 226 | 0 | 0 | 0 | 0 | 0 | 0 | 0 | 0 | 0 | 0 | 0 | 0 | 0 | 0 | 0 | 0 | 0 | 0 |  | 2839 | CB 226 | [40 empty] | 0 | 0 | 0 |  |  |  | 0 | 5000000
988-35 | 0 | 0 | 0 | 0 | 0% | 0% | 0% | 0 | 0 | 0 | 0 | 0 | 0 | 0 | 0 | 988 | 0 | 0 | 0 | 0 | 0 | 0 | 0 | 0 | 0 | 0 | 0 | 0 | 0 | 0 | 0 | 0 | 0 | 0 |  | 2840 | 988-35 | [40 empty] | 0 | 0 | 0 |  |  |  | 0 | 5000000
988-37 | 0 | 0 | 0 | 0 | 0% | 0% | 0% | 0 | 0 | 0 | 0 | 0 | 0 | 0 | 0 | 988 | 0 | 0 | 0 | 0 | 0 | 0 | 0 | 0 | 0 | 0 | 0 | 0 | 0 | 0 | 0 | 0 | 0 | 0 |  | 2841 | 988-37 | [40 empty] | 0 | 0 | 0 |  |  |  | 0 | 5000000
990-716 | 0 | 0 | 0 | 0 | 0% | 0% | 0% | 0 | 0 | 0 | 0 | 0 | 0 | 0 | 0 | 990 | 0 | 0 | 0 | 0 | 0 | 0 | 0 | 0 | 0 | 0 | 0 | 0 | 0 | 0 | 0 | 0 | 0 | 0 |  | 2842 | 990-716 | [40 empty] | 0 | 0 | 0 |  |  |  | 0 | 5000000
989-1AE | 0 | 0 | 0 | 0 | 0% | 0% | 0% | 0 | 0 | 0 | 0 | 0 | 0 | 0 | 0 | 989 | 0 | 0 | 0 | 0 | 0 | 0 | 0 | 0 | 0 | 0 | 0 | 0 | 0 | 0 | 0 | 0 | 0 | 0 |  | 2843 | 989-1AE | [40 empty] | 0 | 0 | 0 |  |  |  | 0 | 5000000
99-181 | 0 | 0 | 0 | 0 | 0% | 0% | 0% | 0 | 0 | 0 | 0 | 0 | 0 | 0 | 0 | 99 | 0 | 0 | 0 | 0 | 0 | 0 | 0 | 0 | 0 | 0 | 0 | 0 | 0 | 0 | 0 | 0 | 0 | 0 |  | 2844 | 99-181 | [40 empty] | 0 | 0 | 0 |  |  |  | 0 | 5000000
99-182 | 0 | 0 | 0 | 0 | 0% | 0% | 0% | 0 | 0 | 0 | 0 | 0 | 0 | 0 | 0 | 99 | 0 | 0 | 0 | 0 | 0 | 0 | 0 | 0 | 0 | 0 | 0 | 0 | 0 | 0 | 0 | 0 | 0 | 0 |  | 2845 | 99-182 | [40 empty] | 0 | 0 | 0 |  |  |  | 0 | 5000000
99-184F | 0 | 0 | 0 | 0 | 0% | 0% | 0% | 0 | 0 | 0 | 0 | 0 | 0 | 0 | 0 | 99 | 0 | 0 | 0 | 0 | 0 | 0 | 0 | 0 | 0 | 0 | 0 | 0 | 0 | 0 | 0 | 0 | 0 | 0 |  | 2846 | 99-184F | [40 empty] | 0 | 0 | 0 |  |  |  | 0 | 5000000
99-185F | 0 | 0 | 0 | 0 | 0% | 0% | 0% | 0 | 0 | 0 | 0 | 0 | 0 | 0 | 0 | 99 | 0 | 0 | 0 | 0 | 0 | 0 | 0 | 0 | 0 | 0 | 0 | 0 | 0 | 0 | 0 | 0 | 0 | 0 |  | 2847 | 99-185F | [40 empty] | 0 | 0 | 0 |  |  |  | 0 | 5000000
990-10 | 0 | 0 | 0 | 0 | 0% | 0% | 0% | 0 | 0 | 0 | 0 | 0 | 0 | 0 | 0 | 990 | 0 | 0 | 0 | 0 | 0 | 0 | 0 | 0 | 0 | 0 | 0 | 0 | 0 | 0 | 0 | 0 | 0 | 0 |  | 2848 | 990-10 | [40 empty] | 0 | 0 | 0 |  |  |  | 0 | 5000000
990-7 | 0 | 0 | 0 | 0 | 0% | 0% | 0% | 0 | 0 | 0 | 0 | 0 | 0 | 0 | 0 | 990 | 0 | 0 | 0 | 0 | 0 | 0 | 0 | 0 | 0 | 0 | 0 | 0 | 0 | 0 | 0 | 0 | 0 | 0 |  | 2849 | 990-7 | [40 empty] | 0 | 0 | 0 |  |  |  | 0 | 5000000
990-714 | 0 | 0 | 0 | 0 | 0% | 0% | 0% | 0 | 0 | 0 | 0 | 0 | 0 | 0 | 0 | 990 | 0 | 0 | 0 | 0 | 0 | 0 | 0 | 0 | 0 | 0 | 0 | 0 | 0 | 0 | 0 | 0 | 0 | 0 |  | 2850 | 990-714 | [40 empty] | 0 | 0 | 0 |  |  |  | 0 | 5000000
993-1 | 0 | 0 | 0 | 0 | 0% | 0% | 0% | 0 | 0 | 0 | 0 | 0 | 0 | 0 | 0 | 993 | 0 | 0 | 0 | 0 | 0 | 0 | 0 | 0 | 0 | 0 | 0 | 0 | 0 | 0 | 0 | 0 | 0 | 0 |  | 2851 | 993-1 | [40 empty] | 0 | 0 | 0 |  |  |  | 0 | 5000000
993-1029F | 0 | 0 | 0 | 0 | 0% | 0% | 0% | 0 | 0 | 0 | 0 | 0 | 0 | 0 | 0 | 993 | 0 | 0 | 0 | 0 | 0 | 0 | 0 | 0 | 0 | 0 | 0 | 0 | 0 | 0 | 0 | 0 | 0 | 0 |  | 2852 | 993-1029F | [40 empty] | 0 | 0 | 0 |  |  |  | 0 | 5000000
993-1154 | 0 | 0 | 0 | 0 | 0% | 0% | 0% | 0 | 0 | 0 | 0 | 0 | 0 | 0 | 0 | 993 | 0 | 0 | 0 | 0 | 0 | 0 | 0 | 0 | 0 | 0 | 0 | 0 | 0 | 0 | 0 | 0 | 0 | 0 |  | 2853 | 993-1154 | [40 empty] | 0 | 0 | 0 |  |  |  | 0 | 5000000
CB 1013 | 0 | 0 | 0 | 0 | 0% | 0% | 0% | 0 | 0 | 0 | 0 | 0 | 0 | 0 | 0 | 1013 | 0 | 0 | 0 | 0 | 0 | 0 | 0 | 0 | 0 | 0 | 0 | 0 | 0 | 0 | 0 | 0 | 0 | 0 |  | 2854 | CB 1013 | [40 empty] | 0 | 0 | 0 |  |  |  | 0 | 5000000
995-7AE | 0 | 0 | 0 | 0 | 0% | 0% | 0% | 0 | 0 | 0 | 0 | 0 | 0 | 0 | 0 | 995 | 0 | 0 | 0 | 0 | 0 | 0 | 0 | 0 | 0 | 0 | 0 | 0 | 0 | 0 | 0 | 0 | 0 | 0 |  | 2855 | 995-7AE | [40 empty] | 0 | 0 | 0 |  |  |  | 0 | 5000000
995-8AE | 0 | 0 | 0 | 0 | 0% | 0% | 0% | 0 | 0 | 0 | 0 | 0 | 0 | 0 | 0 | 995 | 0 | 0 | 0 | 0 | 0 | 0 | 0 | 0 | 0 | 0 | 0 | 0 | 0 | 0 | 0 | 0 | 0 | 0 |  | 2856 | 995-8AE | [40 empty] | 0 | 0 | 0 |  |  |  | 0 | 5000000
CB 177 | 0 | 0 | 0 | 0 | 0% | 0% | 0% | 0 | 0 | 0 | 0 | 0 | 0 | 0 | 0 | 177 | 0 | 0 | 0 | 0 | 0 | 0 | 0 | 0 | 0 | 0 | 0 | 0 | 0 | 0 | 0 | 0 | 0 | 0 |  | 2857 | CB 177 | [40 empty] | 0 | 0 | 0 |  |  |  | 0 | 5000000
CB 1001 | 0 | 0 | 0 | 0 | 0% | 0% | 0% | 0 | 0 | 0 | 0 | 0 | 0 | 0 | 0 | 1001 | 0 | 0 | 0 | 0 | 0 | 0 | 0 | 0 | 0 | 0 | 0 | 0 | 0 | 0 | 0 | 0 | 0 | 0 |  | 2858 | CB 1001 | [40 empty] | 0 | 0 | 0 |  |  |  | 0 | 5000000
CB 1006 | 0 | 0 | 0 | 0 | 0% | 0% | 0% | 0 | 0 | 0 | 0 | 0 | 0 | 0 | 0 | 1006 | 0 | 0 | 0 | 0 | 0 | 0 | 0 | 0 | 0 | 0 | 0 | 0 | 0 | 0 | 0 | 0 | 0 | 0 |  | 2859 | CB 1006 | [40 empty] | 0 | 0 | 0 |  |  |  | 0 | 5000000
CB 1010 | 0 | 0 | 0 | 0 | 0% | 0% | 0% | 0 | 0 | 0 | 0 | 0 | 0 | 0 | 0 | 1010 | 0 | 0 | 0 | 0 | 0 | 0 | 0 | 0 | 0 | 0 | 0 | 0 | 0 | 0 | 0 | 0 | 0 | 0 |  | 2860 | CB 1010 | [40 empty] | 0 | 0 | 0 |  |  |  | 0 | 5000000
CB 1011 | 0 | 0 | 0 | 0 | 0% | 0% | 0% | 0 | 0 | 0 | 0 | 0 | 0 | 0 | 0 | 1011 | 0 | 0 | 0 | 0 | 0 | 0 | 0 | 0 | 0 | 0 | 0 | 0 | 0 | 0 | 0 | 0 | 0 | 0 |  | 2861 | CB 1011 | [40 empty] | 0 | 0 | 0 |  |  |  | 0 | 5000000
CB 1012 | 0 | 0 | 0 | 0 | 0% | 0% | 0% | 0 | 0 | 0 | 0 | 0 | 0 | 0 | 0 | 1012 | 0 | 0 | 0 | 0 | 0 | 0 | 0 | 0 | 0 | 0 | 0 | 0 | 0 | 0 | 0 | 0 | 0 | 0 |  | 2862 | CB 1012 | [40 empty] | 0 | 0 | 0 |  |  |  | 0 | 5000000
CB 102 | 0 | 0 | 0 | 0 | 0% | 0% | 0% | 0 | 0 | 0 | 0 | 0 | 0 | 0 | 0 | 102 | 0 | 0 | 0 | 0 | 0 | 0 | 0 | 0 | 0 | 0 | 0 | 0 | 0 | 0 | 0 | 0 | 0 | 0 |  | 2863 | CB 102 | [40 empty] | 0 | 0 | 0 |  |  |  | 0 | 5000000
993-1155F | 0 | 0 | 0 | 0 | 0% | 0% | 0% | 0 | 0 | 0 | 0 | 0 | 0 | 0 | 0 | 993 | 0 | 0 | 0 | 0 | 0 | 0 | 0 | 0 | 0 | 0 | 0 | 0 | 0 | 0 | 0 | 0 | 0 | 0 |  | 2864 | 993-1155F | [40 empty] | 0 | 0 | 0 |  |  |  | 0 | 5000000
CB 1021 | 0 | 0 | 0 | 0 | 0% | 0% | 0% | 0 | 0 | 0 | 0 | 0 | 0 | 0 | 0 | 1021 | 0 | 0 | 0 | 0 | 0 | 0 | 0 | 0 | 0 | 0 | 0 | 0 | 0 | 0 | 0 | 0 | 0 | 0 |  | 2865 | CB 1021 | [40 empty] | 0 | 0 | 0 |  |  |  | 0 | 5000000
CB 1022 | 0 | 0 | 0 | 0 | 0% | 0% | 0% | 0 | 0 | 0 | 0 | 0 | 0 | 0 | 0 | 1022 | 0 | 0 | 0 | 0 | 0 | 0 | 0 | 0 | 0 | 0 | 0 | 0 | 0 | 0 | 0 | 0 | 0 | 0 |  | 2866 | CB 1022 | [40 empty] | 0 | 0 | 0 |  |  |  | 0 | 5000000
CB 173 | 0 | 0 | 0 | 0 | 0% | 0% | 0% | 0 | 0 | 0 | 0 | 0 | 0 | 0 | 0 | 173 | 0 | 0 | 0 | 0 | 0 | 0 | 0 | 0 | 0 | 0 | 0 | 0 | 0 | 0 | 0 | 0 | 0 | 0 |  | 2867 | CB 173 | [40 empty] | 0 | 0 | 0 |  |  |  | 0 | 5000000
CB 1025 | 0 | 0 | 0 | 0 | 0% | 0% | 0% | 0 | 0 | 0 | 0 | 0 | 0 | 0 | 0 | 1025 | 0 | 0 | 0 | 0 | 0 | 0 | 0 | 0 | 0 | 0 | 0 | 0 | 0 | 0 | 0 | 0 | 0 | 0 |  | 2868 | CB 1025 | [40 empty] | 0 | 0 | 0 |  |  |  | 0 | 5000000
CB 1026 | 0 | 0 | 0 | 0 | 0% | 0% | 0% | 0 | 0 | 0 | 0 | 0 | 0 | 0 | 0 | 1026 | 0 | 0 | 0 | 0 | 0 | 0 | 0 | 0 | 0 | 0 | 0 | 0 | 0 | 0 | 0 | 0 | 0 | 0 |  | 2869 | CB 1026 | [40 empty] | 0 | 0 | 0 |  |  |  | 0 | 5000000
CB 170 | 0 | 0 | 0 | 0 | 0% | 0% | 0% | 0 | 0 | 0 | 0 | 0 | 0 | 0 | 0 | 170 | 0 | 0 | 0 | 0 | 0 | 0 | 0 | 0 | 0 | 0 | 0 | 0 | 0 | 0 | 0 | 0 | 0 | 0 |  | 2870 | CB 170 | [40 empty] | 0 | 0 | 0 |  |  |  | 0 | 5000000
CB 1030 | 0 | 0 | 0 | 0 | 0% | 0% | 0% | 0 | 0 | 0 | 0 | 0 | 0 | 0 | 0 | 1030 | 0 | 0 | 0 | 0 | 0 | 0 | 0 | 0 | 0 | 0 | 0 | 0 | 0 | 0 | 0 | 0 | 0 | 0 |  | 2871 | CB 1030 | [40 empty] | 0 | 0 | 0 |  |  |  | 0 | 5000000
CB 1047 | 0 | 0 | 0 | 0 | 0% | 0% | 0% | 0 | 0 | 0 | 0 | 0 | 0 | 0 | 0 | 1047 | 0 | 0 | 0 | 0 | 0 | 0 | 0 | 0 | 0 | 0 | 0 | 0 | 0 | 0 | 0 | 0 | 0 | 0 |  | 2872 | CB 1047 | [40 empty] | 0 | 0 | 0 |  |  |  | 0 | 5000000
995-558F | 0 | 0 | 0 | 0 | 0% | 0% | 0% | 0 | 0 | 0 | 0 | 0 | 0 | 0 | 0 | 995 | 0 | 0 | 0 | 0 | 0 | 0 | 0 | 0 | 0 | 0 | 0 | 0 | 0 | 0 | 0 | 0 | 0 | 0 |  | 2873 | 995-558F | [40 empty] | 0 | 0 | 0 |  |  |  | 0 | 5000000
995-557 | 0 | 0 | 0 | 0 | 0% | 0% | 0% | 0 | 0 | 0 | 0 | 0 | 0 | 0 | 0 | 995 | 0 | 0 | 0 | 0 | 0 | 0 | 0 | 0 | 0 | 0 | 0 | 0 | 0 | 0 | 0 | 0 | 0 | 0 |  | 2874 | 995-557 | [40 empty] | 0 | 0 | 0 |  |  |  | 0 | 5000000
CB 179 | 0 | 0 | 0 | 0 | 0% | 0% | 0% | 0 | 0 | 0 | 0 | 0 | 0 | 0 | 0 | 179 | 0 | 0 | 0 | 0 | 0 | 0 | 0 | 0 | 0 | 0 | 0 | 0 | 0 | 0 | 0 | 0 | 0 | 0 |  | 2875 | CB 179 | [40 empty] | 0 | 0 | 0 |  |  |  | 0 | 5000000
995-556F | 0 | 0 | 0 | 0 | 0% | 0% | 0% | 0 | 0 | 0 | 0 | 0 | 0 | 0 | 0 | 995 | 0 | 0 | 0 | 0 | 0 | 0 | 0 | 0 | 0 | 0 | 0 | 0 | 0 | 0 | 0 | 0 | 0 | 0 |  | 2876 | 995-556F | [40 empty] | 0 | 0 | 0 |  |  |  | 0 | 5000000
993-1156F | 0 | 0 | 0 | 0 | 0% | 0% | 0% | 0 | 0 | 0 | 0 | 0 | 0 | 0 | 0 | 993 | 0 | 0 | 0 | 0 | 0 | 0 | 0 | 0 | 0 | 0 | 0 | 0 | 0 | 0 | 0 | 0 | 0 | 0 |  | 2877 | 993-1156F | [40 empty] | 0 | 0 | 0 |  |  |  | 0 | 5000000
993-3 | 0 | 0 | 0 | 0 | 0% | 0% | 0% | 0 | 0 | 0 | 0 | 0 | 0 | 0 | 0 | 993 | 0 | 0 | 0 | 0 | 0 | 0 | 0 | 0 | 0 | 0 | 0 | 0 | 0 | 0 | 0 | 0 | 0 | 0 |  | 2878 | 993-3 | [40 empty] | 0 | 0 | 0 |  |  |  | 0 | 5000000
993-4 | 0 | 0 | 0 | 0 | 0% | 0% | 0% | 0 | 0 | 0 | 0 | 0 | 0 | 0 | 0 | 993 | 0 | 0 | 0 | 0 | 0 | 0 | 0 | 0 | 0 | 0 | 0 | 0 | 0 | 0 | 0 | 0 | 0 | 0 |  | 2879 | 993-4 | [40 empty] | 0 | 0 | 0 |  |  |  | 0 | 5000000
993-40 | 0 | 0 | 0 | 0 | 0% | 0% | 0% | 0 | 0 | 0 | 0 | 0 | 0 | 0 | 0 | 993 | 0 | 0 | 0 | 0 | 0 | 0 | 0 | 0 | 0 | 0 | 0 | 0 | 0 | 0 | 0 | 0 | 0 | 0 |  | 2880 | 993-40 | [40 empty] | 0 | 0 | 0 |  |  |  | 0 | 5000000
993-41 | 0 | 0 | 0 | 0 | 0% | 0% | 0% | 0 | 0 | 0 | 0 | 0 | 0 | 0 | 0 | 993 | 0 | 0 | 0 | 0 | 0 | 0 | 0 | 0 | 0 | 0 | 0 | 0 | 0 | 0 | 0 | 0 | 0 | 0 |  | 2881 | 993-41 | [40 empty] | 0 | 0 | 0 |  |  |  | 0 | 5000000
993-42 | 0 | 0 | 0 | 0 | 0% | 0% | 0% | 0 | 0 | 0 | 0 | 0 | 0 | 0 | 0 | 993 | 0 | 0 | 0 | 0 | 0 | 0 | 0 | 0 | 0 | 0 | 0 | 0 | 0 | 0 | 0 | 0 | 0 | 0 |  | 2882 | 993-42 | [40 empty] | 0 | 0 | 0 |  |  |  | 0 | 5000000
993-48 | 0 | 0 | 0 | 0 | 0% | 0% | 0% | 0 | 0 | 0 | 0 | 0 | 0 | 0 | 0 | 993 | 0 | 0 | 0 | 0 | 0 | 0 | 0 | 0 | 0 | 0 | 0 | 0 | 0 | 0 | 0 | 0 | 0 | 0 |  | 2883 | 993-48 | [40 empty] | 0 | 0 | 0 |  |  |  | 0 | 5000000
CB 20 | 0 | 0 | 0 | 0 | 0% | 0% | 0% | 0 | 0 | 0 | 0 | 0 | 0 | 0 | 0 | 20 | 0 | 0 | 0 | 0 | 0 | 0 | 0 | 0 | 0 | 0 | 0 | 0 | 0 | 0 | 0 | 0 | 0 | 0 |  | 2884 | CB 20 | [40 empty] | 0 | 0 | 0 |  |  |  | 0 | 5000000
993-49F | 0 | 0 | 0 | 0 | 0% | 0% | 0% | 0 | 0 | 0 | 0 | 0 | 0 | 0 | 0 | 993 | 0 | 0 | 0 | 0 | 0 | 0 | 0 | 0 | 0 | 0 | 0 | 0 | 0 | 0 | 0 | 0 | 0 | 0 |  | 2885 | 993-49F | [40 empty] | 0 | 0 | 0 |  |  |  | 0 | 5000000
995-10 | 0 | 0 | 0 | 0 | 0% | 0% | 0% | 0 | 0 | 0 | 0 | 0 | 0 | 0 | 0 | 995 | 0 | 0 | 0 | 0 | 0 | 0 | 0 | 0 | 0 | 0 | 0 | 0 | 0 | 0 | 0 | 0 | 0 | 0 |  | 2886 | 995-10 | [40 empty] | 0 | 0 | 0 |  |  |  | 0 | 5000000
995-11AE | 0 | 0 | 0 | 0 | 0% | 0% | 0% | 0 | 0 | 0 | 0 | 0 | 0 | 0 | 0 | 995 | 0 | 0 | 0 | 0 | 0 | 0 | 0 | 0 | 0 | 0 | 0 | 0 | 0 | 0 | 0 | 0 | 0 | 0 |  | 2887 | 995-11AE | [40 empty] | 0 | 0 | 0 |  |  |  | 0 | 5000000
CB 193 | 0 | 0 | 0 | 0 | 0% | 0% | 0% | 0 | 0 | 0 | 0 | 0 | 0 | 0 | 0 | 193 | 0 | 0 | 0 | 0 | 0 | 0 | 0 | 0 | 0 | 0 | 0 | 0 | 0 | 0 | 0 | 0 | 0 | 0 |  | 2888 | CB 193 | [40 empty] | 0 | 0 | 0 |  |  |  | 0 | 5000000
995-12AE | 0 | 0 | 0 | 0 | 0% | 0% | 0% | 0 | 0 | 0 | 0 | 0 | 0 | 0 | 0 | 995 | 0 | 0 | 0 | 0 | 0 | 0 | 0 | 0 | 0 | 0 | 0 | 0 | 0 | 0 | 0 | 0 | 0 | 0 |  | 2889 | 995-12AE | [40 empty] | 0 | 0 | 0 |  |  |  | 0 | 5000000
995-13AE | 0 | 0 | 0 | 0 | 0% | 0% | 0% | 0 | 0 | 0 | 0 | 0 | 0 | 0 | 0 | 995 | 0 | 0 | 0 | 0 | 0 | 0 | 0 | 0 | 0 | 0 | 0 | 0 | 0 | 0 | 0 | 0 | 0 | 0 |  | 2890 | 995-13AE | [40 empty] | 0 | 0 | 0 |  |  |  | 0 | 5000000
CB 182 | 0 | 0 | 0 | 0 | 0% | 0% | 0% | 0 | 0 | 0 | 0 | 0 | 0 | 0 | 0 | 182 | 0 | 0 | 0 | 0 | 0 | 0 | 0 | 0 | 0 | 0 | 0 | 0 | 0 | 0 | 0 | 0 | 0 | 0 |  | 2891 | CB 182 | [40 empty] | 0 | 0 | 0 |  |  |  | 0 | 5000000
995-5 | 0 | 0 | 0 | 0 | 0% | 0% | 0% | 0 | 0 | 0 | 0 | 0 | 0 | 0 | 0 | 995 | 0 | 0 | 0 | 0 | 0 | 0 | 0 | 0 | 0 | 0 | 0 | 0 | 0 | 0 | 0 | 0 | 0 | 0 |  | 2892 | 995-5 | [40 empty] | 0 | 0 | 0 |  |  |  | 0 | 5000000
995-555F | 0 | 0 | 0 | 0 | 0% | 0% | 0% | 0 | 0 | 0 | 0 | 0 | 0 | 0 | 0 | 995 | 0 | 0 | 0 | 0 | 0 | 0 | 0 | 0 | 0 | 0 | 0 | 0 | 0 | 0 | 0 | 0 | 0 | 0 |  | 2893 | 995-555F | [40 empty] | 0 | 0 | 0 |  |  |  | 0 | 5000000
956-394F | 0 | 0 | 0 | 0 | 0% | 0% | 0% | 0 | 0 | 0 | 0 | 0 | 0 | 0 | 0 | 956 | 0 | 0 | 0 | 0 | 0 | 0 | 0 | 0 | 0 | 0 | 0 | 0 | 0 | 0 | 0 | 0 | 0 | 0 |  | 2894 | 956-394F | [40 empty] | 0 | 0 | 0 |  |  |  | 0 | 5000000
955-2 | 0 | 0 | 0 | 0 | 0% | 0% | 0% | 0 | 0 | 0 | 0 | 0 | 0 | 0 | 0 | 955 | 0 | 0 | 0 | 0 | 0 | 0 | 0 | 0 | 0 | 0 | 0 | 0 | 0 | 0 | 0 | 0 | 0 | 0 |  | 2895 | 955-2 | [40 empty] | 0 | 0 | 0 |  |  |  | 0 | 5000000
CB 763 | 0 | 0 | 0 | 0 | 0% | 0% | 0% | 0 | 0 | 0 | 0 | 0 | 0 | 0 | 0 | 763 | 0 | 0 | 0 | 0 | 0 | 0 | 0 | 0 | 0 | 0 | 0 | 0 | 0 | 0 | 0 | 0 | 0 | 0 |  | 2896 | CB 763 | [40 empty] | 0 | 0 | 0 |  |  |  | 0 | 5000000
911-550 | 0 | 0 | 0 | 0 | 0% | 0% | 0% | 0 | 0 | 0 | 0 | 0 | 0 | 0 | 0 | 911 | 0 | 0 | 0 | 0 | 0 | 0 | 0 | 0 | 0 | 0 | 0 | 0 | 0 | 0 | 0 | 0 | 0 | 0 |  | 2897 | 911-550 | [40 empty] | 0 | 0 | 0 |  |  |  | 0 | 5000000
91-6 | 0 | 0 | 0 | 0 | 0% | 0% | 0% | 0 | 0 | 0 | 0 | 0 | 0 | 0 | 0 | 91 | 0 | 0 | 0 | 0 | 0 | 0 | 0 | 0 | 0 | 0 | 0 | 0 | 0 | 0 | 0 | 0 | 0 | 0 |  | 2898 | 91-6 | [40 empty] | 0 | 0 | 0 |  |  |  | 0 | 5000000
CB 539 | 0 | 0 | 0 | 0 | 0% | 0% | 0% | 0 | 0 | 0 | 0 | 0 | 0 | 0 | 0 | 539 | 0 | 0 | 0 | 0 | 0 | 0 | 0 | 0 | 0 | 0 | 0 | 0 | 0 | 0 | 0 | 0 | 0 | 0 |  | 2899 | CB 539 | [40 empty] | 0 | 0 | 0 |  |  |  | 0 | 5000000
CB 538 | 0 | 0 | 0 | 0 | 0% | 0% | 0% | 0 | 0 | 0 | 0 | 0 | 0 | 0 | 0 | 538 | 0 | 0 | 0 | 0 | 0 | 0 | 0 | 0 | 0 | 0 | 0 | 0 | 0 | 0 | 0 | 0 | 0 | 0 |  | 2900 | CB 538 | [40 empty] | 0 | 0 | 0 |  |  |  | 0 | 5000000
CB 537 | 0 | 0 | 0 | 0 | 0% | 0% | 0% | 0 | 0 | 0 | 0 | 0 | 0 | 0 | 0 | 537 | 0 | 0 | 0 | 0 | 0 | 0 | 0 | 0 | 0 | 0 | 0 | 0 | 0 | 0 | 0 | 0 | 0 | 0 |  | 2901 | CB 537 | [40 empty] | 0 | 0 | 0 |  |  |  | 0 | 5000000
910-950F | 0 | 0 | 0 | 0 | 0% | 0% | 0% | 0 | 0 | 0 | 0 | 0 | 0 | 0 | 0 | 910 | 0 | 0 | 0 | 0 | 0 | 0 | 0 | 0 | 0 | 0 | 0 | 0 | 0 | 0 | 0 | 0 | 0 | 0 |  | 2902 | 910-950F | [40 empty] | 0 | 0 | 0 |  |  |  | 0 | 5000000
CB 528 | 0 | 0 | 0 | 0 | 0% | 0% | 0% | 0 | 0 | 0 | 0 | 0 | 0 | 0 | 0 | 528 | 0 | 0 | 0 | 0 | 0 | 0 | 0 | 0 | 0 | 0 | 0 | 0 | 0 | 0 | 0 | 0 | 0 | 0 |  | 2903 | CB 528 | [40 empty] | 0 | 0 | 0 |  |  |  | 0 | 5000000
910-951F | 0 | 0 | 0 | 0 | 0% | 0% | 0% | 0 | 0 | 0 | 0 | 0 | 0 | 0 | 0 | 910 | 0 | 0 | 0 | 0 | 0 | 0 | 0 | 0 | 0 | 0 | 0 | 0 | 0 | 0 | 0 | 0 | 0 | 0 |  | 2904 | 910-951F | [40 empty] | 0 | 0 | 0 |  |  |  | 0 | 5000000
910-952 | 0 | 0 | 0 | 0 | 0% | 0% | 0% | 0 | 0 | 0 | 0 | 0 | 0 | 0 | 0 | 910 | 0 | 0 | 0 | 0 | 0 | 0 | 0 | 0 | 0 | 0 | 0 | 0 | 0 | 0 | 0 | 0 | 0 | 0 |  | 2905 | 910-952 | [40 empty] | 0 | 0 | 0 |  |  |  | 0 | 5000000
911-551 | 0 | 0 | 0 | 0 | 0% | 0% | 0% | 0 | 0 | 0 | 0 | 0 | 0 | 0 | 0 | 911 | 0 | 0 | 0 | 0 | 0 | 0 | 0 | 0 | 0 | 0 | 0 | 0 | 0 | 0 | 0 | 0 | 0 | 0 |  | 2906 | 911-551 | [40 empty] | 0 | 0 | 0 |  |  |  | 0 | 5000000
CB 543 | 0 | 0 | 0 | 0 | 0% | 0% | 0% | 0 | 0 | 0 | 0 | 0 | 0 | 0 | 0 | 543 | 0 | 0 | 0 | 0 | 0 | 0 | 0 | 0 | 0 | 0 | 0 | 0 | 0 | 0 | 0 | 0 | 0 | 0 |  | 2907 | CB 543 | [40 empty] | 0 | 0 | 0 |  |  |  | 0 | 5000000
CB 507 | 0 | 0 | 0 | 0 | 0% | 0% | 0% | 0 | 0 | 0 | 0 | 0 | 0 | 0 | 0 | 507 | 0 | 0 | 0 | 0 | 0 | 0 | 0 | 0 | 0 | 0 | 0 | 0 | 0 | 0 | 0 | 0 | 0 | 0 |  | 2908 | CB 507 | [40 empty] | 0 | 0 | 0 |  |  |  | 0 | 5000000
CB 503 | 0 | 0 | 0 | 0 | 0% | 0% | 0% | 0 | 0 | 0 | 0 | 0 | 0 | 0 | 0 | 503 | 0 | 0 | 0 | 0 | 0 | 0 | 0 | 0 | 0 | 0 | 0 | 0 | 0 | 0 | 0 | 0 | 0 | 0 |  | 2909 | CB 503 | [40 empty] | 0 | 0 | 0 |  |  |  | 0 | 5000000
CB 502 | 0 | 0 | 0 | 0 | 0% | 0% | 0% | 0 | 0 | 0 | 0 | 0 | 0 | 0 | 0 | 502 | 0 | 0 | 0 | 0 | 0 | 0 | 0 | 0 | 0 | 0 | 0 | 0 | 0 | 0 | 0 | 0 | 0 | 0 |  | 2910 | CB 502 | [40 empty] | 0 | 0 | 0 |  |  |  | 0 | 5000000
CB 501 | 0 | 0 | 0 | 0 | 0% | 0% | 0% | 0 | 0 | 0 | 0 | 0 | 0 | 0 | 0 | 501 | 0 | 0 | 0 | 0 | 0 | 0 | 0 | 0 | 0 | 0 | 0 | 0 | 0 | 0 | 0 | 0 | 0 | 0 |  | 2911 | CB 501 | [40 empty] | 0 | 0 | 0 |  |  |  | 0 | 5000000
911-552 | 0 | 0 | 0 | 0 | 0% | 0% | 0% | 0 | 0 | 0 | 0 | 0 | 0 | 0 | 0 | 911 | 0 | 0 | 0 | 0 | 0 | 0 | 0 | 0 | 0 | 0 | 0 | 0 | 0 | 0 | 0 | 0 | 0 | 0 |  | 2912 | 911-552 | [40 empty] | 0 | 0 | 0 |  |  |  | 0 | 5000000
911-554AE | 0 | 0 | 0 | 0 | 0% | 0% | 0% | 0 | 0 | 0 | 0 | 0 | 0 | 0 | 0 | 911 | 0 | 0 | 0 | 0 | 0 | 0 | 0 | 0 | 0 | 0 | 0 | 0 | 0 | 0 | 0 | 0 | 0 | 0 |  | 2913 | 911-554AE | [40 empty] | 0 | 0 | 0 |  |  |  | 0 | 5000000
CB 500 | 0 | 0 | 0 | 0 | 0% | 0% | 0% | 0 | 0 | 0 | 0 | 0 | 0 | 0 | 0 | 500 | 0 | 0 | 0 | 0 | 0 | 0 | 0 | 0 | 0 | 0 | 0 | 0 | 0 | 0 | 0 | 0 | 0 | 0 |  | 2914 | CB 500 | [40 empty] | 0 | 0 | 0 |  |  |  | 0 | 5000000
911-555 | 0 | 0 | 0 | 0 | 0% | 0% | 0% | 0 | 0 | 0 | 0 | 0 | 0 | 0 | 0 | 911 | 0 | 0 | 0 | 0 | 0 | 0 | 0 | 0 | 0 | 0 | 0 | 0 | 0 | 0 | 0 | 0 | 0 | 0 |  | 2915 | 911-555 | [40 empty] | 0 | 0 | 0 |  |  |  | 0 | 5000000
CB 541 | 0 | 0 | 0 | 0 | 0% | 0% | 0% | 0 | 0 | 0 | 0 | 0 | 0 | 0 | 0 | 541 | 0 | 0 | 0 | 0 | 0 | 0 | 0 | 0 | 0 | 0 | 0 | 0 | 0 | 0 | 0 | 0 | 0 | 0 |  | 2916 | CB 541 | [40 empty] | 0 | 0 | 0 |  |  |  | 0 | 5000000
CB 544 | 0 | 0 | 0 | 0 | 0% | 0% | 0% | 0 | 0 | 0 | 0 | 0 | 0 | 0 | 0 | 544 | 0 | 0 | 0 | 0 | 0 | 0 | 0 | 0 | 0 | 0 | 0 | 0 | 0 | 0 | 0 | 0 | 0 | 0 |  | 2917 | CB 544 | [40 empty] | 0 | 0 | 0 |  |  |  | 0 | 5000000
912-408 | 0 | 0 | 0 | 0 | 0% | 0% | 0% | 0 | 0 | 0 | 0 | 0 | 0 | 0 | 0 | 912 | 0 | 0 | 0 | 0 | 0 | 0 | 0 | 0 | 0 | 0 | 0 | 0 | 0 | 0 | 0 | 0 | 0 | 0 |  | 2918 | 912-408 | [40 empty] | 0 | 0 | 0 |  |  |  | 0 | 5000000
CB 566 | 0 | 0 | 0 | 0 | 0% | 0% | 0% | 0 | 0 | 0 | 0 | 0 | 0 | 0 | 0 | 566 | 0 | 0 | 0 | 0 | 0 | 0 | 0 | 0 | 0 | 0 | 0 | 0 | 0 | 0 | 0 | 0 | 0 | 0 |  | 2919 | CB 566 | [40 empty] | 0 | 0 | 0 |  |  |  | 0 | 5000000
CB 577 | 0 | 0 | 0 | 0 | 0% | 0% | 0% | 0 | 0 | 0 | 0 | 0 | 0 | 0 | 0 | 577 | 0 | 0 | 0 | 0 | 0 | 0 | 0 | 0 | 0 | 0 | 0 | 0 | 0 | 0 | 0 | 0 | 0 | 0 |  | 2920 | CB 577 | [40 empty] | 0 | 0 | 0 |  |  |  | 0 | 5000000
CB 575 | 0 | 0 | 0 | 0 | 0% | 0% | 0% | 0 | 0 | 0 | 0 | 0 | 0 | 0 | 0 | 575 | 0 | 0 | 0 | 0 | 0 | 0 | 0 | 0 | 0 | 0 | 0 | 0 | 0 | 0 | 0 | 0 | 0 | 0 |  | 2921 | CB 575 | [40 empty] | 0 | 0 | 0 |  |  |  | 0 | 5000000
CB 574 | 0 | 0 | 0 | 0 | 0% | 0% | 0% | 0 | 0 | 0 | 0 | 0 | 0 | 0 | 0 | 574 | 0 | 0 | 0 | 0 | 0 | 0 | 0 | 0 | 0 | 0 | 0 | 0 | 0 | 0 | 0 | 0 | 0 | 0 |  | 2922 | CB 574 | [40 empty] | 0 | 0 | 0 |  |  |  | 0 | 5000000
CB 571 | 0 | 0 | 0 | 0 | 0% | 0% | 0% | 0 | 0 | 0 | 0 | 0 | 0 | 0 | 0 | 571 | 0 | 0 | 0 | 0 | 0 | 0 | 0 | 0 | 0 | 0 | 0 | 0 | 0 | 0 | 0 | 0 | 0 | 0 |  | 2923 | CB 571 | [40 empty] | 0 | 0 | 0 |  |  |  | 0 | 5000000
908-2056 | 0 | 0 | 0 | 0 | 0% | 0% | 0% | 0 | 0 | 0 | 0 | 0 | 0 | 0 | 0 | 908 | 0 | 0 | 0 | 0 | 0 | 0 | 0 | 0 | 0 | 0 | 0 | 0 | 0 | 0 | 0 | 0 | 0 | 0 |  | 2924 | 908-2056 | [40 empty] | 0 | 0 | 0 |  |  |  | 0 | 5000000
CB 1287 | 0 | 0 | 0 | 0 | 0% | 0% | 0% | 0 | 0 | 0 | 0 | 0 | 0 | 0 | 0 | 1287 | 0 | 0 | 0 | 0 | 0 | 0 | 0 | 0 | 0 | 0 | 0 | 0 | 0 | 0 | 0 | 0 | 0 | 0 |  | 2925 | CB 1287 | [40 empty] | 0 | 0 | 0 |  |  |  | 0 | 5000000
908-2058F | 0 | 0 | 0 | 0 | 0% | 0% | 0% | 0 | 0 | 0 | 0 | 0 | 0 | 0 | 0 | 908 | 0 | 0 | 0 | 0 | 0 | 0 | 0 | 0 | 0 | 0 | 0 | 0 | 0 | 0 | 0 | 0 | 0 | 0 |  | 2926 | 908-2058F | [40 empty] | 0 | 0 | 0 |  |  |  | 0 | 5000000
908-2061 | 0 | 0 | 0 | 0 | 0% | 0% | 0% | 0 | 0 | 0 | 0 | 0 | 0 | 0 | 0 | 908 | 0 | 0 | 0 | 0 | 0 | 0 | 0 | 0 | 0 | 0 | 0 | 0 | 0 | 0 | 0 | 0 | 0 | 0 |  | 2927 | 908-2061 | [40 empty] | 0 | 0 | 0 |  |  |  | 0 | 5000000
CB 565 | 0 | 0 | 0 | 0 | 0% | 0% | 0% | 0 | 0 | 0 | 0 | 0 | 0 | 0 | 0 | 565 | 0 | 0 | 0 | 0 | 0 | 0 | 0 | 0 | 0 | 0 | 0 | 0 | 0 | 0 | 0 | 0 | 0 | 0 |  | 2928 | CB 565 | [40 empty] | 0 | 0 | 0 |  |  |  | 0 | 5000000
CB 55 | 0 | 0 | 0 | 0 | 0% | 0% | 0% | 0 | 0 | 0 | 0 | 0 | 0 | 0 | 0 | 55 | 0 | 0 | 0 | 0 | 0 | 0 | 0 | 0 | 0 | 0 | 0 | 0 | 0 | 0 | 0 | 0 | 0 | 0 |  | 2929 | CB 55 | [40 empty] | 0 | 0 | 0 |  |  |  | 0 | 5000000
CB 561 | 0 | 0 | 0 | 0 | 0% | 0% | 0% | 0 | 0 | 0 | 0 | 0 | 0 | 0 | 0 | 561 | 0 | 0 | 0 | 0 | 0 | 0 | 0 | 0 | 0 | 0 | 0 | 0 | 0 | 0 | 0 | 0 | 0 | 0 |  | 2930 | CB 561 | [40 empty] | 0 | 0 | 0 |  |  |  | 0 | 5000000
909-17R | 0 | 0 | 0 | 0 | 0% | 0% | 0% | 0 | 0 | 0 | 0 | 0 | 0 | 0 | 0 | 909 | 0 | 0 | 0 | 0 | 0 | 0 | 0 | 0 | 0 | 0 | 0 | 0 | 0 | 0 | 0 | 0 | 0 | 0 |  | 2931 | 909-17R | [40 empty] | 0 | 0 | 0 |  |  |  | 0 | 5000000
CB 559 | 0 | 0 | 0 | 0 | 0% | 0% | 0% | 0 | 0 | 0 | 0 | 0 | 0 | 0 | 0 | 559 | 0 | 0 | 0 | 0 | 0 | 0 | 0 | 0 | 0 | 0 | 0 | 0 | 0 | 0 | 0 | 0 | 0 | 0 |  | 2932 | CB 559 | [40 empty] | 0 | 0 | 0 |  |  |  | 0 | 5000000
CB 557 | 0 | 0 | 0 | 0 | 0% | 0% | 0% | 0 | 0 | 0 | 0 | 0 | 0 | 0 | 0 | 557 | 0 | 0 | 0 | 0 | 0 | 0 | 0 | 0 | 0 | 0 | 0 | 0 | 0 | 0 | 0 | 0 | 0 | 0 |  | 2933 | CB 557 | [40 empty] | 0 | 0 | 0 |  |  |  | 0 | 5000000
CB 555 | 0 | 0 | 0 | 0 | 0% | 0% | 0% | 0 | 0 | 0 | 0 | 0 | 0 | 0 | 0 | 555 | 0 | 0 | 0 | 0 | 0 | 0 | 0 | 0 | 0 | 0 | 0 | 0 | 0 | 0 | 0 | 0 | 0 | 0 |  | 2934 | CB 555 | [40 empty] | 0 | 0 | 0 |  |  |  | 0 | 5000000
909-810 | 0 | 0 | 0 | 0 | 0% | 0% | 0% | 0 | 0 | 0 | 0 | 0 | 0 | 0 | 0 | 909 | 0 | 0 | 0 | 0 | 0 | 0 | 0 | 0 | 0 | 0 | 0 | 0 | 0 | 0 | 0 | 0 | 0 | 0 |  | 2935 | 909-810 | [40 empty] | 0 | 0 | 0 |  |  |  | 0 | 5000000
909-847 | 0 | 0 | 0 | 0 | 0% | 0% | 0% | 0 | 0 | 0 | 0 | 0 | 0 | 0 | 0 | 909 | 0 | 0 | 0 | 0 | 0 | 0 | 0 | 0 | 0 | 0 | 0 | 0 | 0 | 0 | 0 | 0 | 0 | 0 |  | 2936 | 909-847 | [40 empty] | 0 | 0 | 0 |  |  |  | 0 | 5000000
911-556AE | 0 | 0 | 0 | 0 | 0% | 0% | 0% | 0 | 0 | 0 | 0 | 0 | 0 | 0 | 0 | 911 | 0 | 0 | 0 | 0 | 0 | 0 | 0 | 0 | 0 | 0 | 0 | 0 | 0 | 0 | 0 | 0 | 0 | 0 |  | 2937 | 911-556AE | [40 empty] | 0 | 0 | 0 |  |  |  | 0 | 5000000
912-409F | 0 | 0 | 0 | 0 | 0% | 0% | 0% | 0 | 0 | 0 | 0 | 0 | 0 | 0 | 0 | 912 | 0 | 0 | 0 | 0 | 0 | 0 | 0 | 0 | 0 | 0 | 0 | 0 | 0 | 0 | 0 | 0 | 0 | 0 |  | 2938 | 912-409F | [40 empty] | 0 | 0 | 0 |  |  |  | 0 | 5000000
CB 477 | 0 | 0 | 0 | 0 | 0% | 0% | 0% | 0 | 0 | 0 | 0 | 0 | 0 | 0 | 0 | 477 | 0 | 0 | 0 | 0 | 0 | 0 | 0 | 0 | 0 | 0 | 0 | 0 | 0 | 0 | 0 | 0 | 0 | 0 |  | 2939 | CB 477 | [40 empty] | 0 | 0 | 0 |  |  |  | 0 | 5000000
921-802F | 0 | 0 | 0 | 0 | 0% | 0% | 0% | 0 | 0 | 0 | 0 | 0 | 0 | 0 | 0 | 921 | 0 | 0 | 0 | 0 | 0 | 0 | 0 | 0 | 0 | 0 | 0 | 0 | 0 | 0 | 0 | 0 | 0 | 0 |  | 2940 | 921-802F | [40 empty] | 0 | 0 | 0 |  |  |  | 0 | 5000000
92-617 | 0 | 0 | 0 | 0 | 0% | 0% | 0% | 0 | 0 | 0 | 0 | 0 | 0 | 0 | 0 | 92 | 0 | 0 | 0 | 0 | 0 | 0 | 0 | 0 | 0 | 0 | 0 | 0 | 0 | 0 | 0 | 0 | 0 | 0 |  | 2941 | 92-617 | [40 empty] | 0 | 0 | 0 |  |  |  | 0 | 5000000
92-618F | 53106.1047 | 0 | 53106.1047 | 0 | 0% | 100% | 0% | 8410.5501 | 17665.5302 | 9.9124 | 7505.4224 | 895.2153 | 20.8201 | 15764.3988 | 1880.3113 | 92 | 0.0051402 | 0.0051402 | 0.0051402 | 10331524.9757 | 62.5893 | 47390.9249 | 5652.5906 | 12176.4244 | 9219665.5519 | 1099683.0001 | 8695294.8484 | 10248.0128 | 7759523.4606 | 925523.3815 | 6894785.127 | 8125.9862 | 6152781.2302 | 733877.9138 |  | 2942 | 92-618F | 53106.1047 | 44695.5546 | 35440.5745 | 0 | 0 | 0 | 53106.1047 | 44695.5546 | 35440.5745 | 0 | 62.5893 | 52.6768 | 41.7692 | 0 | 0 | 0 | 62.5893 | 52.6768 | 41.7692 | 0 | 5652.5906 | 4757.3753 | 3772.2793 | 0 | 0 | 0 | 5652.5906 | 4757.3753 | 3772.2793 | 0 | 47390.9249 | 39885.5025 | 31626.5261 | 0 | 0 | 0 | 47390.9249 | 39885.5025 | 31626.5261 | 0 | 0 | 0 | 0 | 0.0051402 | 0.0051402 | 0.0051402 | 0 | 5000000
CB 494 | 0 | 0 | 0 | 0 | 0% | 0% | 0% | 0 | 0 | 0 | 0 | 0 | 0 | 0 | 0 | 494 | 0 | 0 | 0 | 0 | 0 | 0 | 0 | 0 | 0 | 0 | 0 | 0 | 0 | 0 | 0 | 0 | 0 | 0 |  | 2943 | CB 494 | [40 empty] | 0 | 0 | 0 |  |  |  | 0 | 5000000
920-820 | 0 | 0 | 0 | 0 | 0% | 0% | 0% | 0 | 0 | 0 | 0 | 0 | 0 | 0 | 0 | 920 | 0 | 0 | 0 | 0 | 0 | 0 | 0 | 0 | 0 | 0 | 0 | 0 | 0 | 0 | 0 | 0 | 0 | 0 |  | 2944 | 920-820 | [40 empty] | 0 | 0 | 0 |  |  |  | 0 | 5000000
920-821F | 0 | 0 | 0 | 0 | 0% | 0% | 0% | 0 | 0 | 0 | 0 | 0 | 0 | 0 | 0 | 920 | 0 | 0 | 0 | 0 | 0 | 0 | 0 | 0 | 0 | 0 | 0 | 0 | 0 | 0 | 0 | 0 | 0 | 0 |  | 2945 | 920-821F | [40 empty] | 0 | 0 | 0 |  |  |  | 0 | 5000000
921-799 | 0 | 0 | 0 | 0 | 0% | 0% | 0% | 0 | 0 | 0 | 0 | 0 | 0 | 0 | 0 | 921 | 0 | 0 | 0 | 0 | 0 | 0 | 0 | 0 | 0 | 0 | 0 | 0 | 0 | 0 | 0 | 0 | 0 | 0 |  | 2946 | 921-799 | [40 empty] | 0 | 0 | 0 |  |  |  | 0 | 5000000
CB 49 | 0 | 0 | 0 | 0 | 0% | 0% | 0% | 0 | 0 | 0 | 0 | 0 | 0 | 0 | 0 | 49 | 0 | 0 | 0 | 0 | 0 | 0 | 0 | 0 | 0 | 0 | 0 | 0 | 0 | 0 | 0 | 0 | 0 | 0 |  | 2947 | CB 49 | [40 empty] | 0 | 0 | 0 |  |  |  | 0 | 5000000
921-801F | 0 | 0 | 0 | 0 | 0% | 0% | 0% | 0 | 0 | 0 | 0 | 0 | 0 | 0 | 0 | 921 | 0 | 0 | 0 | 0 | 0 | 0 | 0 | 0 | 0 | 0 | 0 | 0 | 0 | 0 | 0 | 0 | 0 | 0 |  | 2948 | 921-801F | [40 empty] | 0 | 0 | 0 |  |  |  | 0 | 5000000
921-827 | 0 | 0 | 0 | 0 | 0% | 0% | 0% | 0 | 0 | 0 | 0 | 0 | 0 | 0 | 0 | 921 | 0 | 0 | 0 | 0 | 0 | 0 | 0 | 0 | 0 | 0 | 0 | 0 | 0 | 0 | 0 | 0 | 0 | 0 |  | 2949 | 921-827 | [40 empty] | 0 | 0 | 0 |  |  |  | 0 | 5000000
917-14 | 0 | 0 | 0 | 0 | 0% | 0% | 0% | 0 | 0 | 0 | 0 | 0 | 0 | 0 | 0 | 917 | 0 | 0 | 0 | 0 | 0 | 0 | 0 | 0 | 0 | 0 | 0 | 0 | 0 | 0 | 0 | 0 | 0 | 0 |  | 2950 | 917-14 | [40 empty] | 0 | 0 | 0 |  |  |  | 0 | 5000000
922-1140 | 0 | 0 | 0 | 0 | 0% | 0% | 0% | 0 | 0 | 0 | 0 | 0 | 0 | 0 | 0 | 922 | 0 | 0 | 0 | 0 | 0 | 0 | 0 | 0 | 0 | 0 | 0 | 0 | 0 | 0 | 0 | 0 | 0 | 0 |  | 2951 | 922-1140 | [40 empty] | 0 | 0 | 0 |  |  |  | 0 | 5000000
922-1141F | 0 | 0 | 0 | 0 | 0% | 0% | 0% | 0 | 0 | 0 | 0 | 0 | 0 | 0 | 0 | 922 | 0 | 0 | 0 | 0 | 0 | 0 | 0 | 0 | 0 | 0 | 0 | 0 | 0 | 0 | 0 | 0 | 0 | 0 |  | 2952 | 922-1141F | [40 empty] | 0 | 0 | 0 |  |  |  | 0 | 5000000
922-1142F | 0 | 0 | 0 | 0 | 0% | 0% | 0% | 0 | 0 | 0 | 0 | 0 | 0 | 0 | 0 | 922 | 0 | 0 | 0 | 0 | 0 | 0 | 0 | 0 | 0 | 0 | 0 | 0 | 0 | 0 | 0 | 0 | 0 | 0 |  | 2953 | 922-1142F | [40 empty] | 0 | 0 | 0 |  |  |  | 0 | 5000000
922-581 | 0 | 0 | 0 | 0 | 0% | 0% | 0% | 0 | 0 | 0 | 0 | 0 | 0 | 0 | 0 | 922 | 0 | 0 | 0 | 0 | 0 | 0 | 0 | 0 | 0 | 0 | 0 | 0 | 0 | 0 | 0 | 0 | 0 | 0 |  | 2954 | 922-581 | [40 empty] | 0 | 0 | 0 |  |  |  | 0 | 5000000
922-582 | 0 | 0 | 0 | 0 | 0% | 0% | 0% | 0 | 0 | 0 | 0 | 0 | 0 | 0 | 0 | 922 | 0 | 0 | 0 | 0 | 0 | 0 | 0 | 0 | 0 | 0 | 0 | 0 | 0 | 0 | 0 | 0 | 0 | 0 |  | 2955 | 922-582 | [40 empty] | 0 | 0 | 0 |  |  |  | 0 | 5000000
923-59 | 0 | 0 | 0 | 0 | 0% | 0% | 0% | 0 | 0 | 0 | 0 | 0 | 0 | 0 | 0 | 923 | 0 | 0 | 0 | 0 | 0 | 0 | 0 | 0 | 0 | 0 | 0 | 0 | 0 | 0 | 0 | 0 | 0 | 0 |  | 2956 | 923-59 | [40 empty] | 0 | 0 | 0 |  |  |  | 0 | 5000000
CB 482 | 0 | 0 | 0 | 0 | 0% | 0% | 0% | 0 | 0 | 0 | 0 | 0 | 0 | 0 | 0 | 482 | 0 | 0 | 0 | 0 | 0 | 0 | 0 | 0 | 0 | 0 | 0 | 0 | 0 | 0 | 0 | 0 | 0 | 0 |  | 2957 | CB 482 | [40 empty] | 0 | 0 | 0 |  |  |  | 0 | 5000000
923-60F | 0 | 0 | 0 | 0 | 0% | 0% | 0% | 0 | 0 | 0 | 0 | 0 | 0 | 0 | 0 | 923 | 0 | 0 | 0 | 0 | 0 | 0 | 0 | 0 | 0 | 0 | 0 | 0 | 0 | 0 | 0 | 0 | 0 | 0 |  | 2958 | 923-60F | [40 empty] | 0 | 0 | 0 |  |  |  | 0 | 5000000
917-15F | 0 | 0 | 0 | 0 | 0% | 0% | 0% | 0 | 0 | 0 | 0 | 0 | 0 | 0 | 0 | 917 | 0 | 0 | 0 | 0 | 0 | 0 | 0 | 0 | 0 | 0 | 0 | 0 | 0 | 0 | 0 | 0 | 0 | 0 |  | 2959 | 917-15F | [40 empty] | 0 | 0 | 0 |  |  |  | 0 | 5000000
917-13 | 0 | 0 | 0 | 0 | 0% | 0% | 0% | 0 | 0 | 0 | 0 | 0 | 0 | 0 | 0 | 917 | 0 | 0 | 0 | 0 | 0 | 0 | 0 | 0 | 0 | 0 | 0 | 0 | 0 | 0 | 0 | 0 | 0 | 0 |  | 2960 | 917-13 | [40 empty] | 0 | 0 | 0 |  |  |  | 0 | 5000000
913-11 | 0 | 0 | 0 | 0 | 0% | 0% | 0% | 0 | 0 | 0 | 0 | 0 | 0 | 0 | 0 | 913 | 0 | 0 | 0 | 0 | 0 | 0 | 0 | 0 | 0 | 0 | 0 | 0 | 0 | 0 | 0 | 0 | 0 | 0 |  | 2961 | 913-11 | [40 empty] | 0 | 0 | 0 |  |  |  | 0 | 5000000
915-10 | 0 | 0 | 0 | 0 | 0% | 0% | 0% | 0 | 0 | 0 | 0 | 0 | 0 | 0 | 0 | 915 | 0 | 0 | 0 | 0 | 0 | 0 | 0 | 0 | 0 | 0 | 0 | 0 | 0 | 0 | 0 | 0 | 0 | 0 |  | 2962 | 915-10 | [40 empty] | 0 | 0 | 0 |  |  |  | 0 | 5000000
913-12F | 0 | 0 | 0 | 0 | 0% | 0% | 0% | 0 | 0 | 0 | 0 | 0 | 0 | 0 | 0 | 913 | 0 | 0 | 0 | 0 | 0 | 0 | 0 | 0 | 0 | 0 | 0 | 0 | 0 | 0 | 0 | 0 | 0 | 0 |  | 2963 | 913-12F | [40 empty] | 0 | 0 | 0 |  |  |  | 0 | 5000000
913-14F | 0 | 0 | 0 | 0 | 0% | 0% | 0% | 0 | 0 | 0 | 0 | 0 | 0 | 0 | 0 | 913 | 0 | 0 | 0 | 0 | 0 | 0 | 0 | 0 | 0 | 0 | 0 | 0 | 0 | 0 | 0 | 0 | 0 | 0 |  | 2964 | 913-14F | [40 empty] | 0 | 0 | 0 |  |  |  | 0 | 5000000
913-15F | 0 | 0 | 0 | 0 | 0% | 0% | 0% | 0 | 0 | 0 | 0 | 0 | 0 | 0 | 0 | 913 | 0 | 0 | 0 | 0 | 0 | 0 | 0 | 0 | 0 | 0 | 0 | 0 | 0 | 0 | 0 | 0 | 0 | 0 |  | 2965 | 913-15F | [40 empty] | 0 | 0 | 0 |  |  |  | 0 | 5000000
913-16F | 0 | 0 | 0 | 0 | 0% | 0% | 0% | 0 | 0 | 0 | 0 | 0 | 0 | 0 | 0 | 913 | 0 | 0 | 0 | 0 | 0 | 0 | 0 | 0 | 0 | 0 | 0 | 0 | 0 | 0 | 0 | 0 | 0 | 0 |  | 2966 | 913-16F | [40 empty] | 0 | 0 | 0 |  |  |  | 0 | 5000000
913-17 | 0 | 0 | 0 | 0 | 0% | 0% | 0% | 0 | 0 | 0 | 0 | 0 | 0 | 0 | 0 | 913 | 0 | 0 | 0 | 0 | 0 | 0 | 0 | 0 | 0 | 0 | 0 | 0 | 0 | 0 | 0 | 0 | 0 | 0 |  | 2967 | 913-17 | [40 empty] | 0 | 0 | 0 |  |  |  | 0 | 5000000
913-451 | 0 | 0 | 0 | 0 | 0% | 0% | 0% | 0 | 0 | 0 | 0 | 0 | 0 | 0 | 0 | 913 | 0 | 0 | 0 | 0 | 0 | 0 | 0 | 0 | 0 | 0 | 0 | 0 | 0 | 0 | 0 | 0 | 0 | 0 |  | 2968 | 913-451 | [40 empty] | 0 | 0 | 0 |  |  |  | 0 | 5000000
913-452F | 0 | 0 | 0 | 0 | 0% | 0% | 0% | 0 | 0 | 0 | 0 | 0 | 0 | 0 | 0 | 913 | 0 | 0 | 0 | 0 | 0 | 0 | 0 | 0 | 0 | 0 | 0 | 0 | 0 | 0 | 0 | 0 | 0 | 0 |  | 2969 | 913-452F | [40 empty] | 0 | 0 | 0 |  |  |  | 0 | 5000000
913-454F | 0 | 0 | 0 | 0 | 0% | 0% | 0% | 0 | 0 | 0 | 0 | 0 | 0 | 0 | 0 | 913 | 0 | 0 | 0 | 0 | 0 | 0 | 0 | 0 | 0 | 0 | 0 | 0 | 0 | 0 | 0 | 0 | 0 | 0 |  | 2970 | 913-454F | [40 empty] | 0 | 0 | 0 |  |  |  | 0 | 5000000
915-11F | 0 | 0 | 0 | 0 | 0% | 0% | 0% | 0 | 0 | 0 | 0 | 0 | 0 | 0 | 0 | 915 | 0 | 0 | 0 | 0 | 0 | 0 | 0 | 0 | 0 | 0 | 0 | 0 | 0 | 0 | 0 | 0 | 0 | 0 |  | 2971 | 915-11F | [40 empty] | 0 | 0 | 0 |  |  |  | 0 | 5000000
916-416F | 0 | 0 | 0 | 0 | 0% | 0% | 0% | 0 | 0 | 0 | 0 | 0 | 0 | 0 | 0 | 916 | 0 | 0 | 0 | 0 | 0 | 0 | 0 | 0 | 0 | 0 | 0 | 0 | 0 | 0 | 0 | 0 | 0 | 0 |  | 2972 | 916-416F | [40 empty] | 0 | 0 | 0 |  |  |  | 0 | 5000000
915-12F | 0 | 0 | 0 | 0 | 0% | 0% | 0% | 0 | 0 | 0 | 0 | 0 | 0 | 0 | 0 | 915 | 0 | 0 | 0 | 0 | 0 | 0 | 0 | 0 | 0 | 0 | 0 | 0 | 0 | 0 | 0 | 0 | 0 | 0 |  | 2973 | 915-12F | [40 empty] | 0 | 0 | 0 |  |  |  | 0 | 5000000
915-131 | 0 | 0 | 0 | 0 | 0% | 0% | 0% | 0 | 0 | 0 | 0 | 0 | 0 | 0 | 0 | 915 | 0 | 0 | 0 | 0 | 0 | 0 | 0 | 0 | 0 | 0 | 0 | 0 | 0 | 0 | 0 | 0 | 0 | 0 |  | 2974 | 915-131 | [40 empty] | 0 | 0 | 0 |  |  |  | 0 | 5000000
915-132F | 0 | 0 | 0 | 0 | 0% | 0% | 0% | 0 | 0 | 0 | 0 | 0 | 0 | 0 | 0 | 915 | 0 | 0 | 0 | 0 | 0 | 0 | 0 | 0 | 0 | 0 | 0 | 0 | 0 | 0 | 0 | 0 | 0 | 0 |  | 2975 | 915-132F | [40 empty] | 0 | 0 | 0 |  |  |  | 0 | 5000000
915-17F | 0 | 0 | 0 | 0 | 0% | 0% | 0% | 0 | 0 | 0 | 0 | 0 | 0 | 0 | 0 | 915 | 0 | 0 | 0 | 0 | 0 | 0 | 0 | 0 | 0 | 0 | 0 | 0 | 0 | 0 | 0 | 0 | 0 | 0 |  | 2976 | 915-17F | [40 empty] | 0 | 0 | 0 |  |  |  | 0 | 5000000
915-9F | 0 | 0 | 0 | 0 | 0% | 0% | 0% | 0 | 0 | 0 | 0 | 0 | 0 | 0 | 0 | 915 | 0 | 0 | 0 | 0 | 0 | 0 | 0 | 0 | 0 | 0 | 0 | 0 | 0 | 0 | 0 | 0 | 0 | 0 |  | 2977 | 915-9F | [40 empty] | 0 | 0 | 0 |  |  |  | 0 | 5000000
916-378 | 0 | 0 | 0 | 0 | 0% | 0% | 0% | 0 | 0 | 0 | 0 | 0 | 0 | 0 | 0 | 916 | 0 | 0 | 0 | 0 | 0 | 0 | 0 | 0 | 0 | 0 | 0 | 0 | 0 | 0 | 0 | 0 | 0 | 0 |  | 2978 | 916-378 | [40 empty] | 0 | 0 | 0 |  |  |  | 0 | 5000000
916-379AE | 0 | 0 | 0 | 0 | 0% | 0% | 0% | 0 | 0 | 0 | 0 | 0 | 0 | 0 | 0 | 916 | 0 | 0 | 0 | 0 | 0 | 0 | 0 | 0 | 0 | 0 | 0 | 0 | 0 | 0 | 0 | 0 | 0 | 0 |  | 2979 | 916-379AE | [40 empty] | 0 | 0 | 0 |  |  |  | 0 | 5000000
916-415 | 0 | 0 | 0 | 0 | 0% | 0% | 0% | 0 | 0 | 0 | 0 | 0 | 0 | 0 | 0 | 916 | 0 | 0 | 0 | 0 | 0 | 0 | 0 | 0 | 0 | 0 | 0 | 0 | 0 | 0 | 0 | 0 | 0 | 0 |  | 2980 | 916-415 | [40 empty] | 0 | 0 | 0 |  |  |  | 0 | 5000000
CB 58 | 0 | 0 | 0 | 0 | 0% | 0% | 0% | 0 | 0 | 0 | 0 | 0 | 0 | 0 | 0 | 58 | 0 | 0 | 0 | 0 | 0 | 0 | 0 | 0 | 0 | 0 | 0 | 0 | 0 | 0 | 0 | 0 | 0 | 0 |  | 2981 | CB 58 | [40 empty] | 0 | 0 | 0 |  |  |  | 0 | 5000000
CB 583 | 0 | 0 | 0 | 0 | 0% | 0% | 0% | 0 | 0 | 0 | 0 | 0 | 0 | 0 | 0 | 583 | 0 | 0 | 0 | 0 | 0 | 0 | 0 | 0 | 0 | 0 | 0 | 0 | 0 | 0 | 0 | 0 | 0 | 0 |  | 2982 | CB 583 | [40 empty] | 0 | 0 | 0 |  |  |  | 0 | 5000000
CB 584 | 0 | 0 | 0 | 0 | 0% | 0% | 0% | 0 | 0 | 0 | 0 | 0 | 0 | 0 | 0 | 584 | 0 | 0 | 0 | 0 | 0 | 0 | 0 | 0 | 0 | 0 | 0 | 0 | 0 | 0 | 0 | 0 | 0 | 0 |  | 2983 | CB 584 | [40 empty] | 0 | 0 | 0 |  |  |  | 0 | 5000000
89-288 | 0 | 0 | 0 | 0 | 0% | 0% | 0% | 0 | 0 | 0 | 0 | 0 | 0 | 0 | 0 | 89 | 0 | 0 | 0 | 0 | 0 | 0 | 0 | 0 | 0 | 0 | 0 | 0 | 0 | 0 | 0 | 0 | 0 | 0 |  | 2984 | 89-288 | [40 empty] | 0 | 0 | 0 |  |  |  | 0 | 5000000
89-211 | 0 | 0 | 0 | 0 | 0% | 0% | 0% | 0 | 0 | 0 | 0 | 0 | 0 | 0 | 0 | 89 | 0 | 0 | 0 | 0 | 0 | 0 | 0 | 0 | 0 | 0 | 0 | 0 | 0 | 0 | 0 | 0 | 0 | 0 |  | 2985 | 89-211 | [40 empty] | 0 | 0 | 0 |  |  |  | 0 | 5000000
89-211F | 0 | 0 | 0 | 0 | 0% | 0% | 0% | 0 | 0 | 0 | 0 | 0 | 0 | 0 | 0 | 89 | 0 | 0 | 0 | 0 | 0 | 0 | 0 | 0 | 0 | 0 | 0 | 0 | 0 | 0 | 0 | 0 | 0 | 0 |  | 2986 | 89-211F | [40 empty] | 0 | 0 | 0 |  |  |  | 0 | 5000000
89-212 | 0 | 0 | 0 | 0 | 0% | 0% | 0% | 0 | 0 | 0 | 0 | 0 | 0 | 0 | 0 | 89 | 0 | 0 | 0 | 0 | 0 | 0 | 0 | 0 | 0 | 0 | 0 | 0 | 0 | 0 | 0 | 0 | 0 | 0 |  | 2987 | 89-212 | [40 empty] | 0 | 0 | 0 |  |  |  | 0 | 5000000
89-212F | 0 | 0 | 0 | 0 | 0% | 0% | 0% | 0 | 0 | 0 | 0 | 0 | 0 | 0 | 0 | 89 | 0 | 0 | 0 | 0 | 0 | 0 | 0 | 0 | 0 | 0 | 0 | 0 | 0 | 0 | 0 | 0 | 0 | 0 |  | 2988 | 89-212F | [40 empty] | 0 | 0 | 0 |  |  |  | 0 | 5000000
89-284 | 0 | 0 | 0 | 0 | 0% | 0% | 0% | 0 | 0 | 0 | 0 | 0 | 0 | 0 | 0 | 89 | 0 | 0 | 0 | 0 | 0 | 0 | 0 | 0 | 0 | 0 | 0 | 0 | 0 | 0 | 0 | 0 | 0 | 0 |  | 2989 | 89-284 | [40 empty] | 0 | 0 | 0 |  |  |  | 0 | 5000000
89-285 | 0 | 0 | 0 | 0 | 0% | 0% | 0% | 0 | 0 | 0 | 0 | 0 | 0 | 0 | 0 | 89 | 0 | 0 | 0 | 0 | 0 | 0 | 0 | 0 | 0 | 0 | 0 | 0 | 0 | 0 | 0 | 0 | 0 | 0 |  | 2990 | 89-285 | [40 empty] | 0 | 0 | 0 |  |  |  | 0 | 5000000
89-287 | 0 | 0 | 0 | 0 | 0% | 0% | 0% | 0 | 0 | 0 | 0 | 0 | 0 | 0 | 0 | 89 | 0 | 0 | 0 | 0 | 0 | 0 | 0 | 0 | 0 | 0 | 0 | 0 | 0 | 0 | 0 | 0 | 0 | 0 |  | 2991 | 89-287 | [40 empty] | 0 | 0 | 0 |  |  |  | 0 | 5000000
89-287F | 0 | 0 | 0 | 0 | 0% | 0% | 0% | 0 | 0 | 0 | 0 | 0 | 0 | 0 | 0 | 89 | 0 | 0 | 0 | 0 | 0 | 0 | 0 | 0 | 0 | 0 | 0 | 0 | 0 | 0 | 0 | 0 | 0 | 0 |  | 2992 | 89-287F | [40 empty] | 0 | 0 | 0 |  |  |  | 0 | 5000000
89-288F | 0 | 0 | 0 | 0 | 0% | 0% | 0% | 0 | 0 | 0 | 0 | 0 | 0 | 0 | 0 | 89 | 0 | 0 | 0 | 0 | 0 | 0 | 0 | 0 | 0 | 0 | 0 | 0 | 0 | 0 | 0 | 0 | 0 | 0 |  | 2993 | 89-288F | [40 empty] | 0 | 0 | 0 |  |  |  | 0 | 5000000
89-210 | 0 | 0 | 0 | 0 | 0% | 0% | 0% | 0 | 0 | 0 | 0 | 0 | 0 | 0 | 0 | 89 | 0 | 0 | 0 | 0 | 0 | 0 | 0 | 0 | 0 | 0 | 0 | 0 | 0 | 0 | 0 | 0 | 0 | 0 |  | 2994 | 89-210 | [40 empty] | 0 | 0 | 0 |  |  |  | 0 | 5000000
89-289 | 0 | 0 | 0 | 0 | 0% | 0% | 0% | 0 | 0 | 0 | 0 | 0 | 0 | 0 | 0 | 89 | 0 | 0 | 0 | 0 | 0 | 0 | 0 | 0 | 0 | 0 | 0 | 0 | 0 | 0 | 0 | 0 | 0 | 0 |  | 2995 | 89-289 | [40 empty] | 0 | 0 | 0 |  |  |  | 0 | 5000000
89-289F | 0 | 0 | 0 | 0 | 0% | 0% | 0% | 0 | 0 | 0 | 0 | 0 | 0 | 0 | 0 | 89 | 0 | 0 | 0 | 0 | 0 | 0 | 0 | 0 | 0 | 0 | 0 | 0 | 0 | 0 | 0 | 0 | 0 | 0 |  | 2996 | 89-289F | [40 empty] | 0 | 0 | 0 |  |  |  | 0 | 5000000
89-655 | 0 | 0 | 0 | 0 | 0% | 0% | 0% | 0 | 0 | 0 | 0 | 0 | 0 | 0 | 0 | 89 | 0 | 0 | 0 | 0 | 0 | 0 | 0 | 0 | 0 | 0 | 0 | 0 | 0 | 0 | 0 | 0 | 0 | 0 |  | 2997 | 89-655 | [40 empty] | 0 | 0 | 0 |  |  |  | 0 | 5000000
89-656 | 0 | 0 | 0 | 0 | 0% | 0% | 0% | 0 | 0 | 0 | 0 | 0 | 0 | 0 | 0 | 89 | 0 | 0 | 0 | 0 | 0 | 0 | 0 | 0 | 0 | 0 | 0 | 0 | 0 | 0 | 0 | 0 | 0 | 0 |  | 2998 | 89-656 | [40 empty] | 0 | 0 | 0 |  |  |  | 0 | 5000000
89-658F | 0 | 0 | 0 | 0 | 0% | 0% | 0% | 0 | 0 | 0 | 0 | 0 | 0 | 0 | 0 | 89 | 0 | 0 | 0 | 0 | 0 | 0 | 0 | 0 | 0 | 0 | 0 | 0 | 0 | 0 | 0 | 0 | 0 | 0 |  | 2999 | 89-658F | [40 empty] | 0 | 0 | 0 |  |  |  | 0 | 5000000
CB 754 | 0 | 0 | 0 | 0 | 0% | 0% | 0% | 0 | 0 | 0 | 0 | 0 | 0 | 0 | 0 | 754 | 0 | 0 | 0 | 0 | 0 | 0 | 0 | 0 | 0 | 0 | 0 | 0 | 0 | 0 | 0 | 0 | 0 | 0 |  | 3000 | CB 754 | [40 empty] | 0 | 0 | 0 |  |  |  | 0 | 5000000
CB 753 | 0 | 0 | 0 | 0 | 0% | 0% | 0% | 0 | 0 | 0 | 0 | 0 | 0 | 0 | 0 | 753 | 0 | 0 | 0 | 0 | 0 | 0 | 0 | 0 | 0 | 0 | 0 | 0 | 0 | 0 | 0 | 0 | 0 | 0 |  | 3001 | CB 753 | [40 empty] | 0 | 0 | 0 |  |  |  | 0 | 5000000
90-46 | 0 | 0 | 0 | 0 | 0% | 0% | 0% | 0 | 0 | 0 | 0 | 0 | 0 | 0 | 0 | 90 | 0 | 0 | 0 | 0 | 0 | 0 | 0 | 0 | 0 | 0 | 0 | 0 | 0 | 0 | 0 | 0 | 0 | 0 |  | 3002 | 90-46 | [40 empty] | 0 | 0 | 0 |  |  |  | 0 | 5000000
89-210F | 0 | 0 | 0 | 0 | 0% | 0% | 0% | 0 | 0 | 0 | 0 | 0 | 0 | 0 | 0 | 89 | 0 | 0 | 0 | 0 | 0 | 0 | 0 | 0 | 0 | 0 | 0 | 0 | 0 | 0 | 0 | 0 | 0 | 0 |  | 3003 | 89-210F | [40 empty] | 0 | 0 | 0 |  |  |  | 0 | 5000000
89-208 | 0 | 0 | 0 | 0 | 0% | 0% | 0% | 0 | 0 | 0 | 0 | 0 | 0 | 0 | 0 | 89 | 0 | 0 | 0 | 0 | 0 | 0 | 0 | 0 | 0 | 0 | 0 | 0 | 0 | 0 | 0 | 0 | 0 | 0 |  | 3004 | 89-208 | [40 empty] | 0 | 0 | 0 |  |  |  | 0 | 5000000
CB 585 | 0 | 0 | 0 | 0 | 0% | 0% | 0% | 0 | 0 | 0 | 0 | 0 | 0 | 0 | 0 | 585 | 0 | 0 | 0 | 0 | 0 | 0 | 0 | 0 | 0 | 0 | 0 | 0 | 0 | 0 | 0 | 0 | 0 | 0 |  | 3005 | CB 585 | [40 empty] | 0 | 0 | 0 |  |  |  | 0 | 5000000
87-13 | 0 | 0 | 0 | 0 | 0% | 0% | 0% | 0 | 0 | 0 | 0 | 0 | 0 | 0 | 0 | 87 | 0 | 0 | 0 | 0 | 0 | 0 | 0 | 0 | 0 | 0 | 0 | 0 | 0 | 0 | 0 | 0 | 0 | 0 |  | 3006 | 87-13 | [40 empty] | 0 | 0 | 0 |  |  |  | 0 | 5000000
CB 762 | 0 | 0 | 0 | 0 | 0% | 0% | 0% | 0 | 0 | 0 | 0 | 0 | 0 | 0 | 0 | 762 | 0 | 0 | 0 | 0 | 0 | 0 | 0 | 0 | 0 | 0 | 0 | 0 | 0 | 0 | 0 | 0 | 0 | 0 |  | 3007 | CB 762 | [40 empty] | 0 | 0 | 0 |  |  |  | 0 | 5000000
CB 760 | 0 | 0 | 0 | 0 | 0% | 0% | 0% | 0 | 0 | 0 | 0 | 0 | 0 | 0 | 0 | 760 | 0 | 0 | 0 | 0 | 0 | 0 | 0 | 0 | 0 | 0 | 0 | 0 | 0 | 0 | 0 | 0 | 0 | 0 |  | 3008 | CB 760 | [40 empty] | 0 | 0 | 0 |  |  |  | 0 | 5000000
86-553F | 0 | 0 | 0 | 0 | 0% | 0% | 0% | 0 | 0 | 0 | 0 | 0 | 0 | 0 | 0 | 86 | 0 | 0 | 0 | 0 | 0 | 0 | 0 | 0 | 0 | 0 | 0 | 0 | 0 | 0 | 0 | 0 | 0 | 0 |  | 3009 | 86-553F | [40 empty] | 0 | 0 | 0 |  |  |  | 0 | 5000000
87-12 | 0 | 0 | 0 | 0 | 0% | 0% | 0% | 0 | 0 | 0 | 0 | 0 | 0 | 0 | 0 | 87 | 0 | 0 | 0 | 0 | 0 | 0 | 0 | 0 | 0 | 0 | 0 | 0 | 0 | 0 | 0 | 0 | 0 | 0 |  | 3010 | 87-12 | [40 empty] | 0 | 0 | 0 |  |  |  | 0 | 5000000
CB 757 | 0 | 0 | 0 | 0 | 0% | 0% | 0% | 0 | 0 | 0 | 0 | 0 | 0 | 0 | 0 | 757 | 0 | 0 | 0 | 0 | 0 | 0 | 0 | 0 | 0 | 0 | 0 | 0 | 0 | 0 | 0 | 0 | 0 | 0 |  | 3011 | CB 757 | [40 empty] | 0 | 0 | 0 |  |  |  | 0 | 5000000
87-12F | 0 | 0 | 0 | 0 | 0% | 0% | 0% | 0 | 0 | 0 | 0 | 0 | 0 | 0 | 0 | 87 | 0 | 0 | 0 | 0 | 0 | 0 | 0 | 0 | 0 | 0 | 0 | 0 | 0 | 0 | 0 | 0 | 0 | 0 |  | 3012 | 87-12F | [40 empty] | 0 | 0 | 0 |  |  |  | 0 | 5000000
CB 756 | 0 | 0 | 0 | 0 | 0% | 0% | 0% | 0 | 0 | 0 | 0 | 0 | 0 | 0 | 0 | 756 | 0 | 0 | 0 | 0 | 0 | 0 | 0 | 0 | 0 | 0 | 0 | 0 | 0 | 0 | 0 | 0 | 0 | 0 |  | 3013 | CB 756 | [40 empty] | 0 | 0 | 0 |  |  |  | 0 | 5000000
CB 755 | 0 | 0 | 0 | 0 | 0% | 0% | 0% | 0 | 0 | 0 | 0 | 0 | 0 | 0 | 0 | 755 | 0 | 0 | 0 | 0 | 0 | 0 | 0 | 0 | 0 | 0 | 0 | 0 | 0 | 0 | 0 | 0 | 0 | 0 |  | 3014 | CB 755 | [40 empty] | 0 | 0 | 0 |  |  |  | 0 | 5000000
87-13F | 0 | 0 | 0 | 0 | 0% | 0% | 0% | 0 | 0 | 0 | 0 | 0 | 0 | 0 | 0 | 87 | 0 | 0 | 0 | 0 | 0 | 0 | 0 | 0 | 0 | 0 | 0 | 0 | 0 | 0 | 0 | 0 | 0 | 0 |  | 3015 | 87-13F | [40 empty] | 0 | 0 | 0 |  |  |  | 0 | 5000000
88-29 | 0 | 0 | 0 | 0 | 0% | 0% | 0% | 0 | 0 | 0 | 0 | 0 | 0 | 0 | 0 | 88 | 0 | 0 | 0 | 0 | 0 | 0 | 0 | 0 | 0 | 0 | 0 | 0 | 0 | 0 | 0 | 0 | 0 | 0 |  | 3016 | 88-29 | [40 empty] | 0 | 0 | 0 |  |  |  | 0 | 5000000
87-23 | 0 | 0 | 0 | 0 | 0% | 0% | 0% | 0 | 0 | 0 | 0 | 0 | 0 | 0 | 0 | 87 | 0 | 0 | 0 | 0 | 0 | 0 | 0 | 0 | 0 | 0 | 0 | 0 | 0 | 0 | 0 | 0 | 0 | 0 |  | 3017 | 87-23 | [40 empty] | 0 | 0 | 0 |  |  |  | 0 | 5000000
87-23F | 0 | 0 | 0 | 0 | 0% | 0% | 0% | 0 | 0 | 0 | 0 | 0 | 0 | 0 | 0 | 87 | 0 | 0 | 0 | 0 | 0 | 0 | 0 | 0 | 0 | 0 | 0 | 0 | 0 | 0 | 0 | 0 | 0 | 0 |  | 3018 | 87-23F | [40 empty] | 0 | 0 | 0 |  |  |  | 0 | 5000000
87-274 | 0 | 0 | 0 | 0 | 0% | 0% | 0% | 0 | 0 | 0 | 0 | 0 | 0 | 0 | 0 | 87 | 0 | 0 | 0 | 0 | 0 | 0 | 0 | 0 | 0 | 0 | 0 | 0 | 0 | 0 | 0 | 0 | 0 | 0 |  | 3019 | 87-274 | [40 empty] | 0 | 0 | 0 |  |  |  | 0 | 5000000
87-277F | 0 | 0 | 0 | 0 | 0% | 0% | 0% | 0 | 0 | 0 | 0 | 0 | 0 | 0 | 0 | 87 | 0 | 0 | 0 | 0 | 0 | 0 | 0 | 0 | 0 | 0 | 0 | 0 | 0 | 0 | 0 | 0 | 0 | 0 |  | 3020 | 87-277F | [40 empty] | 0 | 0 | 0 |  |  |  | 0 | 5000000
87-278F | 0 | 0 | 0 | 0 | 0% | 0% | 0% | 0 | 0 | 0 | 0 | 0 | 0 | 0 | 0 | 87 | 0 | 0 | 0 | 0 | 0 | 0 | 0 | 0 | 0 | 0 | 0 | 0 | 0 | 0 | 0 | 0 | 0 | 0 |  | 3021 | 87-278F | [40 empty] | 0 | 0 | 0 |  |  |  | 0 | 5000000
87-9 | 0 | 0 | 0 | 0 | 0% | 0% | 0% | 0 | 0 | 0 | 0 | 0 | 0 | 0 | 0 | 87 | 0 | 0 | 0 | 0 | 0 | 0 | 0 | 0 | 0 | 0 | 0 | 0 | 0 | 0 | 0 | 0 | 0 | 0 |  | 3022 | 87-9 | [40 empty] | 0 | 0 | 0 |  |  |  | 0 | 5000000
88-26F | 0 | 0 | 0 | 0 | 0% | 0% | 0% | 0 | 0 | 0 | 0 | 0 | 0 | 0 | 0 | 88 | 0 | 0 | 0 | 0 | 0 | 0 | 0 | 0 | 0 | 0 | 0 | 0 | 0 | 0 | 0 | 0 | 0 | 0 |  | 3023 | 88-26F | [40 empty] | 0 | 0 | 0 |  |  |  | 0 | 5000000
88-28F | 0 | 0 | 0 | 0 | 0% | 0% | 0% | 0 | 0 | 0 | 0 | 0 | 0 | 0 | 0 | 88 | 0 | 0 | 0 | 0 | 0 | 0 | 0 | 0 | 0 | 0 | 0 | 0 | 0 | 0 | 0 | 0 | 0 | 0 |  | 3024 | 88-28F | [40 empty] | 0 | 0 | 0 |  |  |  | 0 | 5000000
CB 752 | 0 | 0 | 0 | 0 | 0% | 0% | 0% | 0 | 0 | 0 | 0 | 0 | 0 | 0 | 0 | 752 | 0 | 0 | 0 | 0 | 0 | 0 | 0 | 0 | 0 | 0 | 0 | 0 | 0 | 0 | 0 | 0 | 0 | 0 |  | 3025 | CB 752 | [40 empty] | 0 | 0 | 0 |  |  |  | 0 | 5000000
CB 751 | 0 | 0 | 0 | 0 | 0% | 0% | 0% | 0 | 0 | 0 | 0 | 0 | 0 | 0 | 0 | 751 | 0 | 0 | 0 | 0 | 0 | 0 | 0 | 0 | 0 | 0 | 0 | 0 | 0 | 0 | 0 | 0 | 0 | 0 |  | 3026 | CB 751 | [40 empty] | 0 | 0 | 0 |  |  |  | 0 | 5000000
900-1116F | 0 | 0 | 0 | 0 | 0% | 0% | 0% | 0 | 0 | 0 | 0 | 0 | 0 | 0 | 0 | 900 | 0 | 0 | 0 | 0 | 0 | 0 | 0 | 0 | 0 | 0 | 0 | 0 | 0 | 0 | 0 | 0 | 0 | 0 |  | 3027 | 900-1116F | [40 empty] | 0 | 0 | 0 |  |  |  | 0 | 5000000
CB 714 | 0 | 0 | 0 | 0 | 0% | 0% | 0% | 0 | 0 | 0 | 0 | 0 | 0 | 0 | 0 | 714 | 0 | 0 | 0 | 0 | 0 | 0 | 0 | 0 | 0 | 0 | 0 | 0 | 0 | 0 | 0 | 0 | 0 | 0 |  | 3028 | CB 714 | [40 empty] | 0 | 0 | 0 |  |  |  | 0 | 5000000
CB 737 | 0 | 0 | 0 | 0 | 0% | 0% | 0% | 0 | 0 | 0 | 0 | 0 | 0 | 0 | 0 | 737 | 0 | 0 | 0 | 0 | 0 | 0 | 0 | 0 | 0 | 0 | 0 | 0 | 0 | 0 | 0 | 0 | 0 | 0 |  | 3029 | CB 737 | [40 empty] | 0 | 0 | 0 |  |  |  | 0 | 5000000
CB 736 | 0 | 0 | 0 | 0 | 0% | 0% | 0% | 0 | 0 | 0 | 0 | 0 | 0 | 0 | 0 | 736 | 0 | 0 | 0 | 0 | 0 | 0 | 0 | 0 | 0 | 0 | 0 | 0 | 0 | 0 | 0 | 0 | 0 | 0 |  | 3030 | CB 736 | [40 empty] | 0 | 0 | 0 |  |  |  | 0 | 5000000
CB 735 | 0 | 0 | 0 | 0 | 0% | 0% | 0% | 0 | 0 | 0 | 0 | 0 | 0 | 0 | 0 | 735 | 0 | 0 | 0 | 0 | 0 | 0 | 0 | 0 | 0 | 0 | 0 | 0 | 0 | 0 | 0 | 0 | 0 | 0 |  | 3031 | CB 735 | [40 empty] | 0 | 0 | 0 |  |  |  | 0 | 5000000
CB 73 | 0 | 0 | 0 | 0 | 0% | 0% | 0% | 0 | 0 | 0 | 0 | 0 | 0 | 0 | 0 | 73 | 0 | 0 | 0 | 0 | 0 | 0 | 0 | 0 | 0 | 0 | 0 | 0 | 0 | 0 | 0 | 0 | 0 | 0 |  | 3032 | CB 73 | [40 empty] | 0 | 0 | 0 |  |  |  | 0 | 5000000
CB 729 | 0 | 0 | 0 | 0 | 0% | 0% | 0% | 0 | 0 | 0 | 0 | 0 | 0 | 0 | 0 | 729 | 0 | 0 | 0 | 0 | 0 | 0 | 0 | 0 | 0 | 0 | 0 | 0 | 0 | 0 | 0 | 0 | 0 | 0 |  | 3033 | CB 729 | [40 empty] | 0 | 0 | 0 |  |  |  | 0 | 5000000
CB 728 | 0 | 0 | 0 | 0 | 0% | 0% | 0% | 0 | 0 | 0 | 0 | 0 | 0 | 0 | 0 | 728 | 0 | 0 | 0 | 0 | 0 | 0 | 0 | 0 | 0 | 0 | 0 | 0 | 0 | 0 | 0 | 0 | 0 | 0 |  | 3034 | CB 728 | [40 empty] | 0 | 0 | 0 |  |  |  | 0 | 5000000
CB 727 | 0 | 0 | 0 | 0 | 0% | 0% | 0% | 0 | 0 | 0 | 0 | 0 | 0 | 0 | 0 | 727 | 0 | 0 | 0 | 0 | 0 | 0 | 0 | 0 | 0 | 0 | 0 | 0 | 0 | 0 | 0 | 0 | 0 | 0 |  | 3035 | CB 727 | [40 empty] | 0 | 0 | 0 |  |  |  | 0 | 5000000
CB 726 | 0 | 0 | 0 | 0 | 0% | 0% | 0% | 0 | 0 | 0 | 0 | 0 | 0 | 0 | 0 | 726 | 0 | 0 | 0 | 0 | 0 | 0 | 0 | 0 | 0 | 0 | 0 | 0 | 0 | 0 | 0 | 0 | 0 | 0 |  | 3036 | CB 726 | [40 empty] | 0 | 0 | 0 |  |  |  | 0 | 5000000
900-1117 | 0 | 0 | 0 | 0 | 0% | 0% | 0% | 0 | 0 | 0 | 0 | 0 | 0 | 0 | 0 | 900 | 0 | 0 | 0 | 0 | 0 | 0 | 0 | 0 | 0 | 0 | 0 | 0 | 0 | 0 | 0 | 0 | 0 | 0 |  | 3037 | 900-1117 | [40 empty] | 0 | 0 | 0 |  |  |  | 0 | 5000000
CB 713 | 0 | 0 | 0 | 0 | 0% | 0% | 0% | 0 | 0 | 0 | 0 | 0 | 0 | 0 | 0 | 713 | 0 | 0 | 0 | 0 | 0 | 0 | 0 | 0 | 0 | 0 | 0 | 0 | 0 | 0 | 0 | 0 | 0 | 0 |  | 3038 | CB 713 | [40 empty] | 0 | 0 | 0 |  |  |  | 0 | 5000000
CB 711 | 0 | 0 | 0 | 0 | 0% | 0% | 0% | 0 | 0 | 0 | 0 | 0 | 0 | 0 | 0 | 711 | 0 | 0 | 0 | 0 | 0 | 0 | 0 | 0 | 0 | 0 | 0 | 0 | 0 | 0 | 0 | 0 | 0 | 0 |  | 3039 | CB 711 | [40 empty] | 0 | 0 | 0 |  |  |  | 0 | 5000000
CB 710 | 0 | 0 | 0 | 0 | 0% | 0% | 0% | 0 | 0 | 0 | 0 | 0 | 0 | 0 | 0 | 710 | 0 | 0 | 0 | 0 | 0 | 0 | 0 | 0 | 0 | 0 | 0 | 0 | 0 | 0 | 0 | 0 | 0 | 0 |  | 3040 | CB 710 | [40 empty] | 0 | 0 | 0 |  |  |  | 0 | 5000000
CB 594 | 0 | 0 | 0 | 0 | 0% | 0% | 0% | 0 | 0 | 0 | 0 | 0 | 0 | 0 | 0 | 594 | 0 | 0 | 0 | 0 | 0 | 0 | 0 | 0 | 0 | 0 | 0 | 0 | 0 | 0 | 0 | 0 | 0 | 0 |  | 3041 | CB 594 | [40 empty] | 0 | 0 | 0 |  |  |  | 0 | 5000000
CB 593 | 0 | 0 | 0 | 0 | 0% | 0% | 0% | 0 | 0 | 0 | 0 | 0 | 0 | 0 | 0 | 593 | 0 | 0 | 0 | 0 | 0 | 0 | 0 | 0 | 0 | 0 | 0 | 0 | 0 | 0 | 0 | 0 | 0 | 0 |  | 3042 | CB 593 | [40 empty] | 0 | 0 | 0 |  |  |  | 0 | 5000000
CB 592 | 0 | 0 | 0 | 0 | 0% | 0% | 0% | 0 | 0 | 0 | 0 | 0 | 0 | 0 | 0 | 592 | 0 | 0 | 0 | 0 | 0 | 0 | 0 | 0 | 0 | 0 | 0 | 0 | 0 | 0 | 0 | 0 | 0 | 0 |  | 3043 | CB 592 | [40 empty] | 0 | 0 | 0 |  |  |  | 0 | 5000000
CB 587 | 0 | 0 | 0 | 0 | 0% | 0% | 0% | 0 | 0 | 0 | 0 | 0 | 0 | 0 | 0 | 587 | 0 | 0 | 0 | 0 | 0 | 0 | 0 | 0 | 0 | 0 | 0 | 0 | 0 | 0 | 0 | 0 | 0 | 0 |  | 3044 | CB 587 | [40 empty] | 0 | 0 | 0 |  |  |  | 0 | 5000000
CB 586 | 0 | 0 | 0 | 0 | 0% | 0% | 0% | 0 | 0 | 0 | 0 | 0 | 0 | 0 | 0 | 586 | 0 | 0 | 0 | 0 | 0 | 0 | 0 | 0 | 0 | 0 | 0 | 0 | 0 | 0 | 0 | 0 | 0 | 0 |  | 3045 | CB 586 | [40 empty] | 0 | 0 | 0 |  |  |  | 0 | 5000000
CB 739 | 0 | 0 | 0 | 0 | 0% | 0% | 0% | 0 | 0 | 0 | 0 | 0 | 0 | 0 | 0 | 739 | 0 | 0 | 0 | 0 | 0 | 0 | 0 | 0 | 0 | 0 | 0 | 0 | 0 | 0 | 0 | 0 | 0 | 0 |  | 3046 | CB 739 | [40 empty] | 0 | 0 | 0 |  |  |  | 0 | 5000000
CB 742 | 0 | 0 | 0 | 0 | 0% | 0% | 0% | 0 | 0 | 0 | 0 | 0 | 0 | 0 | 0 | 742 | 0 | 0 | 0 | 0 | 0 | 0 | 0 | 0 | 0 | 0 | 0 | 0 | 0 | 0 | 0 | 0 | 0 | 0 |  | 3047 | CB 742 | [40 empty] | 0 | 0 | 0 |  |  |  | 0 | 5000000
907-1603 | 0 | 0 | 0 | 0 | 0% | 0% | 0% | 0 | 0 | 0 | 0 | 0 | 0 | 0 | 0 | 907 | 0 | 0 | 0 | 0 | 0 | 0 | 0 | 0 | 0 | 0 | 0 | 0 | 0 | 0 | 0 | 0 | 0 | 0 |  | 3048 | 907-1603 | [40 empty] | 0 | 0 | 0 |  |  |  | 0 | 5000000
CB 743 | 0 | 0 | 0 | 0 | 0% | 0% | 0% | 0 | 0 | 0 | 0 | 0 | 0 | 0 | 0 | 743 | 0 | 0 | 0 | 0 | 0 | 0 | 0 | 0 | 0 | 0 | 0 | 0 | 0 | 0 | 0 | 0 | 0 | 0 |  | 3049 | CB 743 | [40 empty] | 0 | 0 | 0 |  |  |  | 0 | 5000000
CB 749 | 0 | 0 | 0 | 0 | 0% | 0% | 0% | 0 | 0 | 0 | 0 | 0 | 0 | 0 | 0 | 749 | 0 | 0 | 0 | 0 | 0 | 0 | 0 | 0 | 0 | 0 | 0 | 0 | 0 | 0 | 0 | 0 | 0 | 0 |  | 3050 | CB 749 | [40 empty] | 0 | 0 | 0 |  |  |  | 0 | 5000000
900-1164F | 0 | 0 | 0 | 0 | 0% | 0% | 0% | 0 | 0 | 0 | 0 | 0 | 0 | 0 | 0 | 900 | 0 | 0 | 0 | 0 | 0 | 0 | 0 | 0 | 0 | 0 | 0 | 0 | 0 | 0 | 0 | 0 | 0 | 0 |  | 3051 | 900-1164F | [40 empty] | 0 | 0 | 0 |  |  |  | 0 | 5000000
900-1165 | 0 | 0 | 0 | 0 | 0% | 0% | 0% | 0 | 0 | 0 | 0 | 0 | 0 | 0 | 0 | 900 | 0 | 0 | 0 | 0 | 0 | 0 | 0 | 0 | 0 | 0 | 0 | 0 | 0 | 0 | 0 | 0 | 0 | 0 |  | 3052 | 900-1165 | [40 empty] | 0 | 0 | 0 |  |  |  | 0 | 5000000
CB 747 | 0 | 0 | 0 | 0 | 0% | 0% | 0% | 0 | 0 | 0 | 0 | 0 | 0 | 0 | 0 | 747 | 0 | 0 | 0 | 0 | 0 | 0 | 0 | 0 | 0 | 0 | 0 | 0 | 0 | 0 | 0 | 0 | 0 | 0 |  | 3053 | CB 747 | [40 empty] | 0 | 0 | 0 |  |  |  | 0 | 5000000
900-904F | 0 | 0 | 0 | 0 | 0% | 0% | 0% | 0 | 0 | 0 | 0 | 0 | 0 | 0 | 0 | 900 | 0 | 0 | 0 | 0 | 0 | 0 | 0 | 0 | 0 | 0 | 0 | 0 | 0 | 0 | 0 | 0 | 0 | 0 |  | 3054 | 900-904F | [40 empty] | 0 | 0 | 0 |  |  |  | 0 | 5000000
900-906 | 0 | 0 | 0 | 0 | 0% | 0% | 0% | 0 | 0 | 0 | 0 | 0 | 0 | 0 | 0 | 900 | 0 | 0 | 0 | 0 | 0 | 0 | 0 | 0 | 0 | 0 | 0 | 0 | 0 | 0 | 0 | 0 | 0 | 0 |  | 3055 | 900-906 | [40 empty] | 0 | 0 | 0 |  |  |  | 0 | 5000000
CB 746 | 0 | 0 | 0 | 0 | 0% | 0% | 0% | 0 | 0 | 0 | 0 | 0 | 0 | 0 | 0 | 746 | 0 | 0 | 0 | 0 | 0 | 0 | 0 | 0 | 0 | 0 | 0 | 0 | 0 | 0 | 0 | 0 | 0 | 0 |  | 3056 | CB 746 | [40 empty] | 0 | 0 | 0 |  |  |  | 0 | 5000000
902-361F | 0 | 0 | 0 | 0 | 0% | 0% | 0% | 0 | 0 | 0 | 0 | 0 | 0 | 0 | 0 | 902 | 0 | 0 | 0 | 0 | 0 | 0 | 0 | 0 | 0 | 0 | 0 | 0 | 0 | 0 | 0 | 0 | 0 | 0 |  | 3057 | 902-361F | [40 empty] | 0 | 0 | 0 |  |  |  | 0 | 5000000
902-362F | 0 | 0 | 0 | 0 | 0% | 0% | 0% | 0 | 0 | 0 | 0 | 0 | 0 | 0 | 0 | 902 | 0 | 0 | 0 | 0 | 0 | 0 | 0 | 0 | 0 | 0 | 0 | 0 | 0 | 0 | 0 | 0 | 0 | 0 |  | 3058 | 902-362F | [40 empty] | 0 | 0 | 0 |  |  |  | 0 | 5000000
902-363F | 0 | 0 | 0 | 0 | 0% | 0% | 0% | 0 | 0 | 0 | 0 | 0 | 0 | 0 | 0 | 902 | 0 | 0 | 0 | 0 | 0 | 0 | 0 | 0 | 0 | 0 | 0 | 0 | 0 | 0 | 0 | 0 | 0 | 0 |  | 3059 | 902-363F | [40 empty] | 0 | 0 | 0 |  |  |  | 0 | 5000000
902-365 | 0 | 0 | 0 | 0 | 0% | 0% | 0% | 0 | 0 | 0 | 0 | 0 | 0 | 0 | 0 | 902 | 0 | 0 | 0 | 0 | 0 | 0 | 0 | 0 | 0 | 0 | 0 | 0 | 0 | 0 | 0 | 0 | 0 | 0 |  | 3060 | 902-365 | [40 empty] | 0 | 0 | 0 |  |  |  | 0 | 5000000
905-3 | 0 | 0 | 0 | 0 | 0% | 0% | 0% | 0 | 0 | 0 | 0 | 0 | 0 | 0 | 0 | 905 | 0 | 0 | 0 | 0 | 0 | 0 | 0 | 0 | 0 | 0 | 0 | 0 | 0 | 0 | 0 | 0 | 0 | 0 |  | 3061 | 905-3 | [40 empty] | 0 | 0 | 0 |  |  |  | 0 | 5000000
905-5 | 0 | 0 | 0 | 0 | 0% | 0% | 0% | 0 | 0 | 0 | 0 | 0 | 0 | 0 | 0 | 905 | 0 | 0 | 0 | 0 | 0 | 0 | 0 | 0 | 0 | 0 | 0 | 0 | 0 | 0 | 0 | 0 | 0 | 0 |  | 3062 | 905-5 | [40 empty] | 0 | 0 | 0 |  |  |  | 0 | 5000000
905-6 | 0 | 0 | 0 | 0 | 0% | 0% | 0% | 0 | 0 | 0 | 0 | 0 | 0 | 0 | 0 | 905 | 0 | 0 | 0 | 0 | 0 | 0 | 0 | 0 | 0 | 0 | 0 | 0 | 0 | 0 | 0 | 0 | 0 | 0 |  | 3063 | 905-6 | [40 empty] | 0 | 0 | 0 |  |  |  | 0 | 5000000
905-8 | 0 | 0 | 0 | 0 | 0% | 0% | 0% | 0 | 0 | 0 | 0 | 0 | 0 | 0 | 0 | 905 | 0 | 0 | 0 | 0 | 0 | 0 | 0 | 0 | 0 | 0 | 0 | 0 | 0 | 0 | 0 | 0 | 0 | 0 |  | 3064 | 905-8 | [40 empty] | 0 | 0 | 0 |  |  |  | 0 | 5000000
CB 744 | 0 | 0 | 0 | 0 | 0% | 0% | 0% | 0 | 0 | 0 | 0 | 0 | 0 | 0 | 0 | 744 | 0 | 0 | 0 | 0 | 0 | 0 | 0 | 0 | 0 | 0 | 0 | 0 | 0 | 0 | 0 | 0 | 0 | 0 |  | 3065 | CB 744 | [40 empty] | 0 | 0 | 0 |  |  |  | 0 | 5000000
923-61F | 0 | 0 | 0 | 0 | 0% | 0% | 0% | 0 | 0 | 0 | 0 | 0 | 0 | 0 | 0 | 923 | 0 | 0 | 0 | 0 | 0 | 0 | 0 | 0 | 0 | 0 | 0 | 0 | 0 | 0 | 0 | 0 | 0 | 0 |  | 3066 | 923-61F | [40 empty] | 0 | 0 | 0 |  |  |  | 0 | 5000000
923-62 | 0 | 0 | 0 | 0 | 0% | 0% | 0% | 0 | 0 | 0 | 0 | 0 | 0 | 0 | 0 | 923 | 0 | 0 | 0 | 0 | 0 | 0 | 0 | 0 | 0 | 0 | 0 | 0 | 0 | 0 | 0 | 0 | 0 | 0 |  | 3067 | 923-62 | [40 empty] | 0 | 0 | 0 |  |  |  | 0 | 5000000
955-13 | 0 | 0 | 0 | 0 | 0% | 0% | 0% | 0 | 0 | 0 | 0 | 0 | 0 | 0 | 0 | 955 | 0 | 0 | 0 | 0 | 0 | 0 | 0 | 0 | 0 | 0 | 0 | 0 | 0 | 0 | 0 | 0 | 0 | 0 |  | 3068 | 955-13 | [40 empty] | 0 | 0 | 0 |  |  |  | 0 | 5000000
CB 429 | 0 | 0 | 0 | 0 | 0% | 0% | 0% | 0 | 0 | 0 | 0 | 0 | 0 | 0 | 0 | 429 | 0 | 0 | 0 | 0 | 0 | 0 | 0 | 0 | 0 | 0 | 0 | 0 | 0 | 0 | 0 | 0 | 0 | 0 |  | 3069 | CB 429 | [40 empty] | 0 | 0 | 0 |  |  |  | 0 | 5000000
CB 442 | 0 | 0 | 0 | 0 | 0% | 0% | 0% | 0 | 0 | 0 | 0 | 0 | 0 | 0 | 0 | 442 | 0 | 0 | 0 | 0 | 0 | 0 | 0 | 0 | 0 | 0 | 0 | 0 | 0 | 0 | 0 | 0 | 0 | 0 |  | 3070 | CB 442 | [40 empty] | 0 | 0 | 0 |  |  |  | 0 | 5000000
CB 439 | 0 | 0 | 0 | 0 | 0% | 0% | 0% | 0 | 0 | 0 | 0 | 0 | 0 | 0 | 0 | 439 | 0 | 0 | 0 | 0 | 0 | 0 | 0 | 0 | 0 | 0 | 0 | 0 | 0 | 0 | 0 | 0 | 0 | 0 |  | 3071 | CB 439 | [40 empty] | 0 | 0 | 0 |  |  |  | 0 | 5000000
CB 437 | 0 | 0 | 0 | 0 | 0% | 0% | 0% | 0 | 0 | 0 | 0 | 0 | 0 | 0 | 0 | 437 | 0 | 0 | 0 | 0 | 0 | 0 | 0 | 0 | 0 | 0 | 0 | 0 | 0 | 0 | 0 | 0 | 0 | 0 |  | 3072 | CB 437 | [40 empty] | 0 | 0 | 0 |  |  |  | 0 | 5000000
CB 436 | 0 | 0 | 0 | 0 | 0% | 0% | 0% | 0 | 0 | 0 | 0 | 0 | 0 | 0 | 0 | 436 | 0 | 0 | 0 | 0 | 0 | 0 | 0 | 0 | 0 | 0 | 0 | 0 | 0 | 0 | 0 | 0 | 0 | 0 |  | 3073 | CB 436 | [40 empty] | 0 | 0 | 0 |  |  |  | 0 | 5000000
CB 435 | 0 | 0 | 0 | 0 | 0% | 0% | 0% | 0 | 0 | 0 | 0 | 0 | 0 | 0 | 0 | 435 | 0 | 0 | 0 | 0 | 0 | 0 | 0 | 0 | 0 | 0 | 0 | 0 | 0 | 0 | 0 | 0 | 0 | 0 |  | 3074 | CB 435 | [40 empty] | 0 | 0 | 0 |  |  |  | 0 | 5000000
CB 433 | 0 | 0 | 0 | 0 | 0% | 0% | 0% | 0 | 0 | 0 | 0 | 0 | 0 | 0 | 0 | 433 | 0 | 0 | 0 | 0 | 0 | 0 | 0 | 0 | 0 | 0 | 0 | 0 | 0 | 0 | 0 | 0 | 0 | 0 |  | 3075 | CB 433 | [40 empty] | 0 | 0 | 0 |  |  |  | 0 | 5000000
CB 432 | 0 | 0 | 0 | 0 | 0% | 0% | 0% | 0 | 0 | 0 | 0 | 0 | 0 | 0 | 0 | 432 | 0 | 0 | 0 | 0 | 0 | 0 | 0 | 0 | 0 | 0 | 0 | 0 | 0 | 0 | 0 | 0 | 0 | 0 |  | 3076 | CB 432 | [40 empty] | 0 | 0 | 0 |  |  |  | 0 | 5000000
CB 431 | 0 | 0 | 0 | 0 | 0% | 0% | 0% | 0 | 0 | 0 | 0 | 0 | 0 | 0 | 0 | 431 | 0 | 0 | 0 | 0 | 0 | 0 | 0 | 0 | 0 | 0 | 0 | 0 | 0 | 0 | 0 | 0 | 0 | 0 |  | 3077 | CB 431 | [40 empty] | 0 | 0 | 0 |  |  |  | 0 | 5000000
95-33 | 0 | 0 | 0 | 0 | 0% | 0% | 0% | 0 | 0 | 0 | 0 | 0 | 0 | 0 | 0 | 95 | 0 | 0 | 0 | 0 | 0 | 0 | 0 | 0 | 0 | 0 | 0 | 0 | 0 | 0 | 0 | 0 | 0 | 0 |  | 3078 | 95-33 | [40 empty] | 0 | 0 | 0 |  |  |  | 0 | 5000000
CB 448 | 0 | 0 | 0 | 0 | 0% | 0% | 0% | 0 | 0 | 0 | 0 | 0 | 0 | 0 | 0 | 448 | 0 | 0 | 0 | 0 | 0 | 0 | 0 | 0 | 0 | 0 | 0 | 0 | 0 | 0 | 0 | 0 | 0 | 0 |  | 3079 | CB 448 | [40 empty] | 0 | 0 | 0 |  |  |  | 0 | 5000000
CB 428 | 0 | 0 | 0 | 0 | 0% | 0% | 0% | 0 | 0 | 0 | 0 | 0 | 0 | 0 | 0 | 428 | 0 | 0 | 0 | 0 | 0 | 0 | 0 | 0 | 0 | 0 | 0 | 0 | 0 | 0 | 0 | 0 | 0 | 0 |  | 3080 | CB 428 | [40 empty] | 0 | 0 | 0 |  |  |  | 0 | 5000000
CB 427 | 0 | 0 | 0 | 0 | 0% | 0% | 0% | 0 | 0 | 0 | 0 | 0 | 0 | 0 | 0 | 427 | 0 | 0 | 0 | 0 | 0 | 0 | 0 | 0 | 0 | 0 | 0 | 0 | 0 | 0 | 0 | 0 | 0 | 0 |  | 3081 | CB 427 | [40 empty] | 0 | 0 | 0 |  |  |  | 0 | 5000000
950-272 | 0 | 0 | 0 | 0 | 0% | 0% | 0% | 0 | 0 | 0 | 0 | 0 | 0 | 0 | 0 | 950 | 0 | 0 | 0 | 0 | 0 | 0 | 0 | 0 | 0 | 0 | 0 | 0 | 0 | 0 | 0 | 0 | 0 | 0 |  | 3082 | 950-272 | [40 empty] | 0 | 0 | 0 |  |  |  | 0 | 5000000
950-273AE | 0 | 0 | 0 | 0 | 0% | 0% | 0% | 0 | 0 | 0 | 0 | 0 | 0 | 0 | 0 | 950 | 0 | 0 | 0 | 0 | 0 | 0 | 0 | 0 | 0 | 0 | 0 | 0 | 0 | 0 | 0 | 0 | 0 | 0 |  | 3083 | 950-273AE | [40 empty] | 0 | 0 | 0 |  |  |  | 0 | 5000000
950-274AE | 0 | 0 | 0 | 0 | 0% | 0% | 0% | 0 | 0 | 0 | 0 | 0 | 0 | 0 | 0 | 950 | 0 | 0 | 0 | 0 | 0 | 0 | 0 | 0 | 0 | 0 | 0 | 0 | 0 | 0 | 0 | 0 | 0 | 0 |  | 3084 | 950-274AE | [40 empty] | 0 | 0 | 0 |  |  |  | 0 | 5000000
950-275 | 0 | 0 | 0 | 0 | 0% | 0% | 0% | 0 | 0 | 0 | 0 | 0 | 0 | 0 | 0 | 950 | 0 | 0 | 0 | 0 | 0 | 0 | 0 | 0 | 0 | 0 | 0 | 0 | 0 | 0 | 0 | 0 | 0 | 0 |  | 3085 | 950-275 | [40 empty] | 0 | 0 | 0 |  |  |  | 0 | 5000000
951-390F | 0 | 0 | 0 | 0 | 0% | 0% | 0% | 0 | 0 | 0 | 0 | 0 | 0 | 0 | 0 | 951 | 0 | 0 | 0 | 0 | 0 | 0 | 0 | 0 | 0 | 0 | 0 | 0 | 0 | 0 | 0 | 0 | 0 | 0 |  | 3086 | 951-390F | [40 empty] | 0 | 0 | 0 |  |  |  | 0 | 5000000
951-391 | 0 | 0 | 0 | 0 | 0% | 0% | 0% | 0 | 0 | 0 | 0 | 0 | 0 | 0 | 0 | 951 | 0 | 0 | 0 | 0 | 0 | 0 | 0 | 0 | 0 | 0 | 0 | 0 | 0 | 0 | 0 | 0 | 0 | 0 |  | 3087 | 951-391 | [40 empty] | 0 | 0 | 0 |  |  |  | 0 | 5000000
CB 445 | 0 | 0 | 0 | 0 | 0% | 0% | 0% | 0 | 0 | 0 | 0 | 0 | 0 | 0 | 0 | 445 | 0 | 0 | 0 | 0 | 0 | 0 | 0 | 0 | 0 | 0 | 0 | 0 | 0 | 0 | 0 | 0 | 0 | 0 |  | 3088 | CB 445 | [40 empty] | 0 | 0 | 0 |  |  |  | 0 | 5000000
95-1351 | 0 | 0 | 0 | 0 | 0% | 0% | 0% | 0 | 0 | 0 | 0 | 0 | 0 | 0 | 0 | 95 | 0 | 0 | 0 | 0 | 0 | 0 | 0 | 0 | 0 | 0 | 0 | 0 | 0 | 0 | 0 | 0 | 0 | 0 |  | 3089 | 95-1351 | [40 empty] | 0 | 0 | 0 |  |  |  | 0 | 5000000
951-393F | 0 | 0 | 0 | 0 | 0% | 0% | 0% | 0 | 0 | 0 | 0 | 0 | 0 | 0 | 0 | 951 | 0 | 0 | 0 | 0 | 0 | 0 | 0 | 0 | 0 | 0 | 0 | 0 | 0 | 0 | 0 | 0 | 0 | 0 |  | 3090 | 951-393F | [40 empty] | 0 | 0 | 0 |  |  |  | 0 | 5000000
943-229 | 0 | 0 | 0 | 0 | 0% | 0% | 0% | 0 | 0 | 0 | 0 | 0 | 0 | 0 | 0 | 943 | 0 | 0 | 0 | 0 | 0 | 0 | 0 | 0 | 0 | 0 | 0 | 0 | 0 | 0 | 0 | 0 | 0 | 0 |  | 3091 | 943-229 | [40 empty] | 0 | 0 | 0 |  |  |  | 0 | 5000000
942-479 | 0 | 0 | 0 | 0 | 0% | 0% | 0% | 0 | 0 | 0 | 0 | 0 | 0 | 0 | 0 | 942 | 0 | 0 | 0 | 0 | 0 | 0 | 0 | 0 | 0 | 0 | 0 | 0 | 0 | 0 | 0 | 0 | 0 | 0 |  | 3092 | 942-479 | [40 empty] | 0 | 0 | 0 |  |  |  | 0 | 5000000
942-480F | 0 | 0 | 0 | 0 | 0% | 0% | 0% | 0 | 0 | 0 | 0 | 0 | 0 | 0 | 0 | 942 | 0 | 0 | 0 | 0 | 0 | 0 | 0 | 0 | 0 | 0 | 0 | 0 | 0 | 0 | 0 | 0 | 0 | 0 |  | 3093 | 942-480F | [40 empty] | 0 | 0 | 0 |  |  |  | 0 | 5000000
942-481F | 0 | 0 | 0 | 0 | 0% | 0% | 0% | 0 | 0 | 0 | 0 | 0 | 0 | 0 | 0 | 942 | 0 | 0 | 0 | 0 | 0 | 0 | 0 | 0 | 0 | 0 | 0 | 0 | 0 | 0 | 0 | 0 | 0 | 0 |  | 3094 | 942-481F | [40 empty] | 0 | 0 | 0 |  |  |  | 0 | 5000000
942-49F | 0 | 0 | 0 | 0 | 0% | 0% | 0% | 0 | 0 | 0 | 0 | 0 | 0 | 0 | 0 | 942 | 0 | 0 | 0 | 0 | 0 | 0 | 0 | 0 | 0 | 0 | 0 | 0 | 0 | 0 | 0 | 0 | 0 | 0 |  | 3095 | 942-49F | [40 empty] | 0 | 0 | 0 |  |  |  | 0 | 5000000
942-50 | 0 | 0 | 0 | 0 | 0% | 0% | 0% | 0 | 0 | 0 | 0 | 0 | 0 | 0 | 0 | 942 | 0 | 0 | 0 | 0 | 0 | 0 | 0 | 0 | 0 | 0 | 0 | 0 | 0 | 0 | 0 | 0 | 0 | 0 |  | 3096 | 942-50 | [40 empty] | 0 | 0 | 0 |  |  |  | 0 | 5000000
942-939F | 0 | 0 | 0 | 0 | 0% | 0% | 0% | 0 | 0 | 0 | 0 | 0 | 0 | 0 | 0 | 942 | 0 | 0 | 0 | 0 | 0 | 0 | 0 | 0 | 0 | 0 | 0 | 0 | 0 | 0 | 0 | 0 | 0 | 0 |  | 3097 | 942-939F | [40 empty] | 0 | 0 | 0 |  |  |  | 0 | 5000000
942-941 | 0 | 0 | 0 | 0 | 0% | 0% | 0% | 0 | 0 | 0 | 0 | 0 | 0 | 0 | 0 | 942 | 0 | 0 | 0 | 0 | 0 | 0 | 0 | 0 | 0 | 0 | 0 | 0 | 0 | 0 | 0 | 0 | 0 | 0 |  | 3098 | 942-941 | [40 empty] | 0 | 0 | 0 |  |  |  | 0 | 5000000
943-228F | 0 | 0 | 0 | 0 | 0% | 0% | 0% | 0 | 0 | 0 | 0 | 0 | 0 | 0 | 0 | 943 | 0 | 0 | 0 | 0 | 0 | 0 | 0 | 0 | 0 | 0 | 0 | 0 | 0 | 0 | 0 | 0 | 0 | 0 |  | 3099 | 943-228F | [40 empty] | 0 | 0 | 0 |  |  |  | 0 | 5000000
943-230F | 0 | 0 | 0 | 0 | 0% | 0% | 0% | 0 | 0 | 0 | 0 | 0 | 0 | 0 | 0 | 943 | 0 | 0 | 0 | 0 | 0 | 0 | 0 | 0 | 0 | 0 | 0 | 0 | 0 | 0 | 0 | 0 | 0 | 0 |  | 3100 | 943-230F | [40 empty] | 0 | 0 | 0 |  |  |  | 0 | 5000000
CB 457 | 0 | 0 | 0 | 0 | 0% | 0% | 0% | 0 | 0 | 0 | 0 | 0 | 0 | 0 | 0 | 457 | 0 | 0 | 0 | 0 | 0 | 0 | 0 | 0 | 0 | 0 | 0 | 0 | 0 | 0 | 0 | 0 | 0 | 0 |  | 3101 | CB 457 | [40 empty] | 0 | 0 | 0 |  |  |  | 0 | 5000000
944-296F | 0 | 0 | 0 | 0 | 0% | 0% | 0% | 0 | 0 | 0 | 0 | 0 | 0 | 0 | 0 | 944 | 0 | 0 | 0 | 0 | 0 | 0 | 0 | 0 | 0 | 0 | 0 | 0 | 0 | 0 | 0 | 0 | 0 | 0 |  | 3102 | 944-296F | [40 empty] | 0 | 0 | 0 |  |  |  | 0 | 5000000
944-299 | 0 | 0 | 0 | 0 | 0% | 0% | 0% | 0 | 0 | 0 | 0 | 0 | 0 | 0 | 0 | 944 | 0 | 0 | 0 | 0 | 0 | 0 | 0 | 0 | 0 | 0 | 0 | 0 | 0 | 0 | 0 | 0 | 0 | 0 |  | 3103 | 944-299 | [40 empty] | 0 | 0 | 0 |  |  |  | 0 | 5000000
945-18 | 0 | 0 | 0 | 0 | 0% | 0% | 0% | 0 | 0 | 0 | 0 | 0 | 0 | 0 | 0 | 945 | 0 | 0 | 0 | 0 | 0 | 0 | 0 | 0 | 0 | 0 | 0 | 0 | 0 | 0 | 0 | 0 | 0 | 0 |  | 3104 | 945-18 | [40 empty] | 0 | 0 | 0 |  |  |  | 0 | 5000000
945-21AE | 0 | 0 | 0 | 0 | 0% | 0% | 0% | 0 | 0 | 0 | 0 | 0 | 0 | 0 | 0 | 945 | 0 | 0 | 0 | 0 | 0 | 0 | 0 | 0 | 0 | 0 | 0 | 0 | 0 | 0 | 0 | 0 | 0 | 0 |  | 3105 | 945-21AE | [40 empty] | 0 | 0 | 0 |  |  |  | 0 | 5000000
946-24F | 0 | 0 | 0 | 0 | 0% | 0% | 0% | 0 | 0 | 0 | 0 | 0 | 0 | 0 | 0 | 946 | 0 | 0 | 0 | 0 | 0 | 0 | 0 | 0 | 0 | 0 | 0 | 0 | 0 | 0 | 0 | 0 | 0 | 0 |  | 3106 | 946-24F | [40 empty] | 0 | 0 | 0 |  |  |  | 0 | 5000000
946-26 | 0 | 0 | 0 | 0 | 0% | 0% | 0% | 0 | 0 | 0 | 0 | 0 | 0 | 0 | 0 | 946 | 0 | 0 | 0 | 0 | 0 | 0 | 0 | 0 | 0 | 0 | 0 | 0 | 0 | 0 | 0 | 0 | 0 | 0 |  | 3107 | 946-26 | [40 empty] | 0 | 0 | 0 |  |  |  | 0 | 5000000
CB 464 | 0 | 0 | 0 | 0 | 0% | 0% | 0% | 0 | 0 | 0 | 0 | 0 | 0 | 0 | 0 | 464 | 0 | 0 | 0 | 0 | 0 | 0 | 0 | 0 | 0 | 0 | 0 | 0 | 0 | 0 | 0 | 0 | 0 | 0 |  | 3108 | CB 464 | [40 empty] | 0 | 0 | 0 |  |  |  | 0 | 5000000
CB 46 | 0 | 0 | 0 | 0 | 0% | 0% | 0% | 0 | 0 | 0 | 0 | 0 | 0 | 0 | 0 | 46 | 0 | 0 | 0 | 0 | 0 | 0 | 0 | 0 | 0 | 0 | 0 | 0 | 0 | 0 | 0 | 0 | 0 | 0 |  | 3109 | CB 46 | [40 empty] | 0 | 0 | 0 |  |  |  | 0 | 5000000
951-392F | 0 | 0 | 0 | 0 | 0% | 0% | 0% | 0 | 0 | 0 | 0 | 0 | 0 | 0 | 0 | 951 | 0 | 0 | 0 | 0 | 0 | 0 | 0 | 0 | 0 | 0 | 0 | 0 | 0 | 0 | 0 | 0 | 0 | 0 |  | 3110 | 951-392F | [40 empty] | 0 | 0 | 0 |  |  |  | 0 | 5000000
951-794 | 0 | 0 | 0 | 0 | 0% | 0% | 0% | 0 | 0 | 0 | 0 | 0 | 0 | 0 | 0 | 951 | 0 | 0 | 0 | 0 | 0 | 0 | 0 | 0 | 0 | 0 | 0 | 0 | 0 | 0 | 0 | 0 | 0 | 0 |  | 3111 | 951-794 | [40 empty] | 0 | 0 | 0 |  |  |  | 0 | 5000000
924-10 | 0 | 0 | 0 | 0 | 0% | 0% | 0% | 0 | 0 | 0 | 0 | 0 | 0 | 0 | 0 | 924 | 0 | 0 | 0 | 0 | 0 | 0 | 0 | 0 | 0 | 0 | 0 | 0 | 0 | 0 | 0 | 0 | 0 | 0 |  | 3112 | 924-10 | [40 empty] | 0 | 0 | 0 |  |  |  | 0 | 5000000
954-204 | 0 | 0 | 0 | 0 | 0% | 0% | 0% | 0 | 0 | 0 | 0 | 0 | 0 | 0 | 0 | 954 | 0 | 0 | 0 | 0 | 0 | 0 | 0 | 0 | 0 | 0 | 0 | 0 | 0 | 0 | 0 | 0 | 0 | 0 |  | 3113 | 954-204 | [40 empty] | 0 | 0 | 0 |  |  |  | 0 | 5000000
953-527F | 0 | 0 | 0 | 0 | 0% | 0% | 0% | 0 | 0 | 0 | 0 | 0 | 0 | 0 | 0 | 953 | 0 | 0 | 0 | 0 | 0 | 0 | 0 | 0 | 0 | 0 | 0 | 0 | 0 | 0 | 0 | 0 | 0 | 0 |  | 3114 | 953-527F | [40 empty] | 0 | 0 | 0 |  |  |  | 0 | 5000000
953-528F | 0 | 0 | 0 | 0 | 0% | 0% | 0% | 0 | 0 | 0 | 0 | 0 | 0 | 0 | 0 | 953 | 0 | 0 | 0 | 0 | 0 | 0 | 0 | 0 | 0 | 0 | 0 | 0 | 0 | 0 | 0 | 0 | 0 | 0 |  | 3115 | 953-528F | [40 empty] | 0 | 0 | 0 |  |  |  | 0 | 5000000
953-529F | 0 | 0 | 0 | 0 | 0% | 0% | 0% | 0 | 0 | 0 | 0 | 0 | 0 | 0 | 0 | 953 | 0 | 0 | 0 | 0 | 0 | 0 | 0 | 0 | 0 | 0 | 0 | 0 | 0 | 0 | 0 | 0 | 0 | 0 |  | 3116 | 953-529F | [40 empty] | 0 | 0 | 0 |  |  |  | 0 | 5000000
954-100 | 0 | 0 | 0 | 0 | 0% | 0% | 0% | 0 | 0 | 0 | 0 | 0 | 0 | 0 | 0 | 954 | 0 | 0 | 0 | 0 | 0 | 0 | 0 | 0 | 0 | 0 | 0 | 0 | 0 | 0 | 0 | 0 | 0 | 0 |  | 3117 | 954-100 | [40 empty] | 0 | 0 | 0 |  |  |  | 0 | 5000000
954-101 | 0 | 0 | 0 | 0 | 0% | 0% | 0% | 0 | 0 | 0 | 0 | 0 | 0 | 0 | 0 | 954 | 0 | 0 | 0 | 0 | 0 | 0 | 0 | 0 | 0 | 0 | 0 | 0 | 0 | 0 | 0 | 0 | 0 | 0 |  | 3118 | 954-101 | [40 empty] | 0 | 0 | 0 |  |  |  | 0 | 5000000
954-102F | 0 | 0 | 0 | 0 | 0% | 0% | 0% | 0 | 0 | 0 | 0 | 0 | 0 | 0 | 0 | 954 | 0 | 0 | 0 | 0 | 0 | 0 | 0 | 0 | 0 | 0 | 0 | 0 | 0 | 0 | 0 | 0 | 0 | 0 |  | 3119 | 954-102F | [40 empty] | 0 | 0 | 0 |  |  |  | 0 | 5000000
954-103F | 0 | 0 | 0 | 0 | 0% | 0% | 0% | 0 | 0 | 0 | 0 | 0 | 0 | 0 | 0 | 954 | 0 | 0 | 0 | 0 | 0 | 0 | 0 | 0 | 0 | 0 | 0 | 0 | 0 | 0 | 0 | 0 | 0 | 0 |  | 3120 | 954-103F | [40 empty] | 0 | 0 | 0 |  |  |  | 0 | 5000000
CB 405 | 0 | 0 | 0 | 0 | 0% | 0% | 0% | 0 | 0 | 0 | 0 | 0 | 0 | 0 | 0 | 405 | 0 | 0 | 0 | 0 | 0 | 0 | 0 | 0 | 0 | 0 | 0 | 0 | 0 | 0 | 0 | 0 | 0 | 0 |  | 3121 | CB 405 | [40 empty] | 0 | 0 | 0 |  |  |  | 0 | 5000000
954-205AE | 0 | 0 | 0 | 0 | 0% | 0% | 0% | 0 | 0 | 0 | 0 | 0 | 0 | 0 | 0 | 954 | 0 | 0 | 0 | 0 | 0 | 0 | 0 | 0 | 0 | 0 | 0 | 0 | 0 | 0 | 0 | 0 | 0 | 0 |  | 3122 | 954-205AE | [40 empty] | 0 | 0 | 0 |  |  |  | 0 | 5000000
953-525 | 0 | 0 | 0 | 0 | 0% | 0% | 0% | 0 | 0 | 0 | 0 | 0 | 0 | 0 | 0 | 953 | 0 | 0 | 0 | 0 | 0 | 0 | 0 | 0 | 0 | 0 | 0 | 0 | 0 | 0 | 0 | 0 | 0 | 0 |  | 3123 | 953-525 | [40 empty] | 0 | 0 | 0 |  |  |  | 0 | 5000000
954-421F | 0 | 0 | 0 | 0 | 0% | 0% | 0% | 0 | 0 | 0 | 0 | 0 | 0 | 0 | 0 | 954 | 0 | 0 | 0 | 0 | 0 | 0 | 0 | 0 | 0 | 0 | 0 | 0 | 0 | 0 | 0 | 0 | 0 | 0 |  | 3124 | 954-421F | [40 empty] | 0 | 0 | 0 |  |  |  | 0 | 5000000
954-422F | 0 | 0 | 0 | 0 | 0% | 0% | 0% | 0 | 0 | 0 | 0 | 0 | 0 | 0 | 0 | 954 | 0 | 0 | 0 | 0 | 0 | 0 | 0 | 0 | 0 | 0 | 0 | 0 | 0 | 0 | 0 | 0 | 0 | 0 |  | 3125 | 954-422F | [40 empty] | 0 | 0 | 0 |  |  |  | 0 | 5000000
CB 402 | 0 | 0 | 0 | 0 | 0% | 0% | 0% | 0 | 0 | 0 | 0 | 0 | 0 | 0 | 0 | 402 | 0 | 0 | 0 | 0 | 0 | 0 | 0 | 0 | 0 | 0 | 0 | 0 | 0 | 0 | 0 | 0 | 0 | 0 |  | 3126 | CB 402 | [40 empty] | 0 | 0 | 0 |  |  |  | 0 | 5000000
954-423F | 0 | 0 | 0 | 0 | 0% | 0% | 0% | 0 | 0 | 0 | 0 | 0 | 0 | 0 | 0 | 954 | 0 | 0 | 0 | 0 | 0 | 0 | 0 | 0 | 0 | 0 | 0 | 0 | 0 | 0 | 0 | 0 | 0 | 0 |  | 3127 | 954-423F | [40 empty] | 0 | 0 | 0 |  |  |  | 0 | 5000000
954-424 | 0 | 0 | 0 | 0 | 0% | 0% | 0% | 0 | 0 | 0 | 0 | 0 | 0 | 0 | 0 | 954 | 0 | 0 | 0 | 0 | 0 | 0 | 0 | 0 | 0 | 0 | 0 | 0 | 0 | 0 | 0 | 0 | 0 | 0 |  | 3128 | 954-424 | [40 empty] | 0 | 0 | 0 |  |  |  | 0 | 5000000
954-425 | 0 | 0 | 0 | 0 | 0% | 0% | 0% | 0 | 0 | 0 | 0 | 0 | 0 | 0 | 0 | 954 | 0 | 0 | 0 | 0 | 0 | 0 | 0 | 0 | 0 | 0 | 0 | 0 | 0 | 0 | 0 | 0 | 0 | 0 |  | 3129 | 954-425 | [40 empty] | 0 | 0 | 0 |  |  |  | 0 | 5000000
954-427 | 0 | 0 | 0 | 0 | 0% | 0% | 0% | 0 | 0 | 0 | 0 | 0 | 0 | 0 | 0 | 954 | 0 | 0 | 0 | 0 | 0 | 0 | 0 | 0 | 0 | 0 | 0 | 0 | 0 | 0 | 0 | 0 | 0 | 0 |  | 3130 | 954-427 | [40 empty] | 0 | 0 | 0 |  |  |  | 0 | 5000000
955-12 | 0 | 0 | 0 | 0 | 0% | 0% | 0% | 0 | 0 | 0 | 0 | 0 | 0 | 0 | 0 | 955 | 0 | 0 | 0 | 0 | 0 | 0 | 0 | 0 | 0 | 0 | 0 | 0 | 0 | 0 | 0 | 0 | 0 | 0 |  | 3131 | 955-12 | [40 empty] | 0 | 0 | 0 |  |  |  | 0 | 5000000
953-526F | 0 | 0 | 0 | 0 | 0% | 0% | 0% | 0 | 0 | 0 | 0 | 0 | 0 | 0 | 0 | 953 | 0 | 0 | 0 | 0 | 0 | 0 | 0 | 0 | 0 | 0 | 0 | 0 | 0 | 0 | 0 | 0 | 0 | 0 |  | 3132 | 953-526F | [40 empty] | 0 | 0 | 0 |  |  |  | 0 | 5000000
953-218F | 0 | 0 | 0 | 0 | 0% | 0% | 0% | 0 | 0 | 0 | 0 | 0 | 0 | 0 | 0 | 953 | 0 | 0 | 0 | 0 | 0 | 0 | 0 | 0 | 0 | 0 | 0 | 0 | 0 | 0 | 0 | 0 | 0 | 0 |  | 3133 | 953-218F | [40 empty] | 0 | 0 | 0 |  |  |  | 0 | 5000000
951-795F | 0 | 0 | 0 | 0 | 0% | 0% | 0% | 0 | 0 | 0 | 0 | 0 | 0 | 0 | 0 | 951 | 0 | 0 | 0 | 0 | 0 | 0 | 0 | 0 | 0 | 0 | 0 | 0 | 0 | 0 | 0 | 0 | 0 | 0 |  | 3134 | 951-795F | [40 empty] | 0 | 0 | 0 |  |  |  | 0 | 5000000
952-777 | 0 | 0 | 0 | 0 | 0% | 0% | 0% | 0 | 0 | 0 | 0 | 0 | 0 | 0 | 0 | 952 | 0 | 0 | 0 | 0 | 0 | 0 | 0 | 0 | 0 | 0 | 0 | 0 | 0 | 0 | 0 | 0 | 0 | 0 |  | 3135 | 952-777 | [40 empty] | 0 | 0 | 0 |  |  |  | 0 | 5000000
CB 425 | 0 | 0 | 0 | 0 | 0% | 0% | 0% | 0 | 0 | 0 | 0 | 0 | 0 | 0 | 0 | 425 | 0 | 0 | 0 | 0 | 0 | 0 | 0 | 0 | 0 | 0 | 0 | 0 | 0 | 0 | 0 | 0 | 0 | 0 |  | 3136 | CB 425 | [40 empty] | 0 | 0 | 0 |  |  |  | 0 | 5000000
951-796F | 0 | 0 | 0 | 0 | 0% | 0% | 0% | 0 | 0 | 0 | 0 | 0 | 0 | 0 | 0 | 951 | 0 | 0 | 0 | 0 | 0 | 0 | 0 | 0 | 0 | 0 | 0 | 0 | 0 | 0 | 0 | 0 | 0 | 0 |  | 3137 | 951-796F | [40 empty] | 0 | 0 | 0 |  |  |  | 0 | 5000000
951-797F | 0 | 0 | 0 | 0 | 0% | 0% | 0% | 0 | 0 | 0 | 0 | 0 | 0 | 0 | 0 | 951 | 0 | 0 | 0 | 0 | 0 | 0 | 0 | 0 | 0 | 0 | 0 | 0 | 0 | 0 | 0 | 0 | 0 | 0 |  | 3138 | 951-797F | [40 empty] | 0 | 0 | 0 |  |  |  | 0 | 5000000
CB 424 | 0 | 0 | 0 | 0 | 0% | 0% | 0% | 0 | 0 | 0 | 0 | 0 | 0 | 0 | 0 | 424 | 0 | 0 | 0 | 0 | 0 | 0 | 0 | 0 | 0 | 0 | 0 | 0 | 0 | 0 | 0 | 0 | 0 | 0 |  | 3139 | CB 424 | [40 empty] | 0 | 0 | 0 |  |  |  | 0 | 5000000
952-1438 | 0 | 0 | 0 | 0 | 0% | 0% | 0% | 0 | 0 | 0 | 0 | 0 | 0 | 0 | 0 | 952 | 0 | 0 | 0 | 0 | 0 | 0 | 0 | 0 | 0 | 0 | 0 | 0 | 0 | 0 | 0 | 0 | 0 | 0 |  | 3140 | 952-1438 | [40 empty] | 0 | 0 | 0 |  |  |  | 0 | 5000000
952-1439F | 0 | 0 | 0 | 0 | 0% | 0% | 0% | 0 | 0 | 0 | 0 | 0 | 0 | 0 | 0 | 952 | 0 | 0 | 0 | 0 | 0 | 0 | 0 | 0 | 0 | 0 | 0 | 0 | 0 | 0 | 0 | 0 | 0 | 0 |  | 3141 | 952-1439F | [40 empty] | 0 | 0 | 0 |  |  |  | 0 | 5000000
952-1440F | 0 | 0 | 0 | 0 | 0% | 0% | 0% | 0 | 0 | 0 | 0 | 0 | 0 | 0 | 0 | 952 | 0 | 0 | 0 | 0 | 0 | 0 | 0 | 0 | 0 | 0 | 0 | 0 | 0 | 0 | 0 | 0 | 0 | 0 |  | 3142 | 952-1440F | [40 empty] | 0 | 0 | 0 |  |  |  | 0 | 5000000
952-776 | 0 | 0 | 0 | 0 | 0% | 0% | 0% | 0 | 0 | 0 | 0 | 0 | 0 | 0 | 0 | 952 | 0 | 0 | 0 | 0 | 0 | 0 | 0 | 0 | 0 | 0 | 0 | 0 | 0 | 0 | 0 | 0 | 0 | 0 |  | 3143 | 952-776 | [40 empty] | 0 | 0 | 0 |  |  |  | 0 | 5000000
CB 423 | 0 | 0 | 0 | 0 | 0% | 0% | 0% | 0 | 0 | 0 | 0 | 0 | 0 | 0 | 0 | 423 | 0 | 0 | 0 | 0 | 0 | 0 | 0 | 0 | 0 | 0 | 0 | 0 | 0 | 0 | 0 | 0 | 0 | 0 |  | 3144 | CB 423 | [40 empty] | 0 | 0 | 0 |  |  |  | 0 | 5000000
953-209F | 0 | 0 | 0 | 0 | 0% | 0% | 0% | 0 | 0 | 0 | 0 | 0 | 0 | 0 | 0 | 953 | 0 | 0 | 0 | 0 | 0 | 0 | 0 | 0 | 0 | 0 | 0 | 0 | 0 | 0 | 0 | 0 | 0 | 0 |  | 3145 | 953-209F | [40 empty] | 0 | 0 | 0 |  |  |  | 0 | 5000000
952-926 | 0 | 0 | 0 | 0 | 0% | 0% | 0% | 0 | 0 | 0 | 0 | 0 | 0 | 0 | 0 | 952 | 0 | 0 | 0 | 0 | 0 | 0 | 0 | 0 | 0 | 0 | 0 | 0 | 0 | 0 | 0 | 0 | 0 | 0 |  | 3146 | 952-926 | [40 empty] | 0 | 0 | 0 |  |  |  | 0 | 5000000
952-927F | 0 | 0 | 0 | 0 | 0% | 0% | 0% | 0 | 0 | 0 | 0 | 0 | 0 | 0 | 0 | 952 | 0 | 0 | 0 | 0 | 0 | 0 | 0 | 0 | 0 | 0 | 0 | 0 | 0 | 0 | 0 | 0 | 0 | 0 |  | 3147 | 952-927F | [40 empty] | 0 | 0 | 0 |  |  |  | 0 | 5000000
952-928F | 0 | 0 | 0 | 0 | 0% | 0% | 0% | 0 | 0 | 0 | 0 | 0 | 0 | 0 | 0 | 952 | 0 | 0 | 0 | 0 | 0 | 0 | 0 | 0 | 0 | 0 | 0 | 0 | 0 | 0 | 0 | 0 | 0 | 0 |  | 3148 | 952-928F | [40 empty] | 0 | 0 | 0 |  |  |  | 0 | 5000000
952-929F | 0 | 0 | 0 | 0 | 0% | 0% | 0% | 0 | 0 | 0 | 0 | 0 | 0 | 0 | 0 | 952 | 0 | 0 | 0 | 0 | 0 | 0 | 0 | 0 | 0 | 0 | 0 | 0 | 0 | 0 | 0 | 0 | 0 | 0 |  | 3149 | 952-929F | [40 empty] | 0 | 0 | 0 |  |  |  | 0 | 5000000
952-938 | 0 | 0 | 0 | 0 | 0% | 0% | 0% | 0 | 0 | 0 | 0 | 0 | 0 | 0 | 0 | 952 | 0 | 0 | 0 | 0 | 0 | 0 | 0 | 0 | 0 | 0 | 0 | 0 | 0 | 0 | 0 | 0 | 0 | 0 |  | 3150 | 952-938 | [40 empty] | 0 | 0 | 0 |  |  |  | 0 | 5000000
952-939F | 0 | 0 | 0 | 0 | 0% | 0% | 0% | 0 | 0 | 0 | 0 | 0 | 0 | 0 | 0 | 952 | 0 | 0 | 0 | 0 | 0 | 0 | 0 | 0 | 0 | 0 | 0 | 0 | 0 | 0 | 0 | 0 | 0 | 0 |  | 3151 | 952-939F | [40 empty] | 0 | 0 | 0 |  |  |  | 0 | 5000000
952-941F | 0 | 0 | 0 | 0 | 0% | 0% | 0% | 0 | 0 | 0 | 0 | 0 | 0 | 0 | 0 | 952 | 0 | 0 | 0 | 0 | 0 | 0 | 0 | 0 | 0 | 0 | 0 | 0 | 0 | 0 | 0 | 0 | 0 | 0 |  | 3152 | 952-941F | [40 empty] | 0 | 0 | 0 |  |  |  | 0 | 5000000
953-208 | 0 | 0 | 0 | 0 | 0% | 0% | 0% | 0 | 0 | 0 | 0 | 0 | 0 | 0 | 0 | 953 | 0 | 0 | 0 | 0 | 0 | 0 | 0 | 0 | 0 | 0 | 0 | 0 | 0 | 0 | 0 | 0 | 0 | 0 |  | 3153 | 953-208 | [40 empty] | 0 | 0 | 0 |  |  |  | 0 | 5000000
942-478 | 0 | 0 | 0 | 0 | 0% | 0% | 0% | 0 | 0 | 0 | 0 | 0 | 0 | 0 | 0 | 942 | 0 | 0 | 0 | 0 | 0 | 0 | 0 | 0 | 0 | 0 | 0 | 0 | 0 | 0 | 0 | 0 | 0 | 0 |  | 3154 | 942-478 | [40 empty] | 0 | 0 | 0 |  |  |  | 0 | 5000000
942-477F | 0 | 0 | 0 | 0 | 0% | 0% | 0% | 0 | 0 | 0 | 0 | 0 | 0 | 0 | 0 | 942 | 0 | 0 | 0 | 0 | 0 | 0 | 0 | 0 | 0 | 0 | 0 | 0 | 0 | 0 | 0 | 0 | 0 | 0 |  | 3155 | 942-477F | [40 empty] | 0 | 0 | 0 |  |  |  | 0 | 5000000
942-476 | 0 | 0 | 0 | 0 | 0% | 0% | 0% | 0 | 0 | 0 | 0 | 0 | 0 | 0 | 0 | 942 | 0 | 0 | 0 | 0 | 0 | 0 | 0 | 0 | 0 | 0 | 0 | 0 | 0 | 0 | 0 | 0 | 0 | 0 |  | 3156 | 942-476 | [40 empty] | 0 | 0 | 0 |  |  |  | 0 | 5000000
932-14AE | 0 | 0 | 0 | 0 | 0% | 0% | 0% | 0 | 0 | 0 | 0 | 0 | 0 | 0 | 0 | 932 | 0 | 0 | 0 | 0 | 0 | 0 | 0 | 0 | 0 | 0 | 0 | 0 | 0 | 0 | 0 | 0 | 0 | 0 |  | 3157 | 932-14AE | [40 empty] | 0 | 0 | 0 |  |  |  | 0 | 5000000
930-13 | 0 | 0 | 0 | 0 | 0% | 0% | 0% | 0 | 0 | 0 | 0 | 0 | 0 | 0 | 0 | 930 | 0 | 0 | 0 | 0 | 0 | 0 | 0 | 0 | 0 | 0 | 0 | 0 | 0 | 0 | 0 | 0 | 0 | 0 |  | 3158 | 930-13 | [40 empty] | 0 | 0 | 0 |  |  |  | 0 | 5000000
930-14F | 0 | 0 | 0 | 0 | 0% | 0% | 0% | 0 | 0 | 0 | 0 | 0 | 0 | 0 | 0 | 930 | 0 | 0 | 0 | 0 | 0 | 0 | 0 | 0 | 0 | 0 | 0 | 0 | 0 | 0 | 0 | 0 | 0 | 0 |  | 3159 | 930-14F | [40 empty] | 0 | 0 | 0 |  |  |  | 0 | 5000000
930-470 | 0 | 0 | 0 | 0 | 0% | 0% | 0% | 0 | 0 | 0 | 0 | 0 | 0 | 0 | 0 | 930 | 0 | 0 | 0 | 0 | 0 | 0 | 0 | 0 | 0 | 0 | 0 | 0 | 0 | 0 | 0 | 0 | 0 | 0 |  | 3160 | 930-470 | [40 empty] | 0 | 0 | 0 |  |  |  | 0 | 5000000
931-1054 | 0 | 0 | 0 | 0 | 0% | 0% | 0% | 0 | 0 | 0 | 0 | 0 | 0 | 0 | 0 | 931 | 0 | 0 | 0 | 0 | 0 | 0 | 0 | 0 | 0 | 0 | 0 | 0 | 0 | 0 | 0 | 0 | 0 | 0 |  | 3161 | 931-1054 | [40 empty] | 0 | 0 | 0 |  |  |  | 0 | 5000000
931-1055F | 0 | 0 | 0 | 0 | 0% | 0% | 0% | 0 | 0 | 0 | 0 | 0 | 0 | 0 | 0 | 931 | 0 | 0 | 0 | 0 | 0 | 0 | 0 | 0 | 0 | 0 | 0 | 0 | 0 | 0 | 0 | 0 | 0 | 0 |  | 3162 | 931-1055F | [40 empty] | 0 | 0 | 0 |  |  |  | 0 | 5000000
931-1056F | 0 | 0 | 0 | 0 | 0% | 0% | 0% | 0 | 0 | 0 | 0 | 0 | 0 | 0 | 0 | 931 | 0 | 0 | 0 | 0 | 0 | 0 | 0 | 0 | 0 | 0 | 0 | 0 | 0 | 0 | 0 | 0 | 0 | 0 |  | 3163 | 931-1056F | [40 empty] | 0 | 0 | 0 |  |  |  | 0 | 5000000
931-484 | 0 | 0 | 0 | 0 | 0% | 0% | 0% | 0 | 0 | 0 | 0 | 0 | 0 | 0 | 0 | 931 | 0 | 0 | 0 | 0 | 0 | 0 | 0 | 0 | 0 | 0 | 0 | 0 | 0 | 0 | 0 | 0 | 0 | 0 |  | 3164 | 931-484 | [40 empty] | 0 | 0 | 0 |  |  |  | 0 | 5000000
931-485 | 0 | 0 | 0 | 0 | 0% | 0% | 0% | 0 | 0 | 0 | 0 | 0 | 0 | 0 | 0 | 931 | 0 | 0 | 0 | 0 | 0 | 0 | 0 | 0 | 0 | 0 | 0 | 0 | 0 | 0 | 0 | 0 | 0 | 0 |  | 3165 | 931-485 | [40 empty] | 0 | 0 | 0 |  |  |  | 0 | 5000000
932-15AE | 0 | 0 | 0 | 0 | 0% | 0% | 0% | 0 | 0 | 0 | 0 | 0 | 0 | 0 | 0 | 932 | 0 | 0 | 0 | 0 | 0 | 0 | 0 | 0 | 0 | 0 | 0 | 0 | 0 | 0 | 0 | 0 | 0 | 0 |  | 3166 | 932-15AE | [40 empty] | 0 | 0 | 0 |  |  |  | 0 | 5000000
CB 47 | 0 | 0 | 0 | 0 | 0% | 0% | 0% | 0 | 0 | 0 | 0 | 0 | 0 | 0 | 0 | 47 | 0 | 0 | 0 | 0 | 0 | 0 | 0 | 0 | 0 | 0 | 0 | 0 | 0 | 0 | 0 | 0 | 0 | 0 |  | 3167 | CB 47 | [40 empty] | 0 | 0 | 0 |  |  |  | 0 | 5000000
932-16 | 0 | 0 | 0 | 0 | 0% | 0% | 0% | 0 | 0 | 0 | 0 | 0 | 0 | 0 | 0 | 932 | 0 | 0 | 0 | 0 | 0 | 0 | 0 | 0 | 0 | 0 | 0 | 0 | 0 | 0 | 0 | 0 | 0 | 0 |  | 3168 | 932-16 | [40 empty] | 0 | 0 | 0 |  |  |  | 0 | 5000000
932-17AE | 0 | 0 | 0 | 0 | 0% | 0% | 0% | 0 | 0 | 0 | 0 | 0 | 0 | 0 | 0 | 932 | 0 | 0 | 0 | 0 | 0 | 0 | 0 | 0 | 0 | 0 | 0 | 0 | 0 | 0 | 0 | 0 | 0 | 0 |  | 3169 | 932-17AE | [40 empty] | 0 | 0 | 0 |  |  |  | 0 | 5000000
932-458 | 0 | 0 | 0 | 0 | 0% | 0% | 0% | 0 | 0 | 0 | 0 | 0 | 0 | 0 | 0 | 932 | 0 | 0 | 0 | 0 | 0 | 0 | 0 | 0 | 0 | 0 | 0 | 0 | 0 | 0 | 0 | 0 | 0 | 0 |  | 3170 | 932-458 | [40 empty] | 0 | 0 | 0 |  |  |  | 0 | 5000000
932-459F | 0 | 0 | 0 | 0 | 0% | 0% | 0% | 0 | 0 | 0 | 0 | 0 | 0 | 0 | 0 | 932 | 0 | 0 | 0 | 0 | 0 | 0 | 0 | 0 | 0 | 0 | 0 | 0 | 0 | 0 | 0 | 0 | 0 | 0 |  | 3171 | 932-459F | [40 empty] | 0 | 0 | 0 |  |  |  | 0 | 5000000
933-450F | 0 | 0 | 0 | 0 | 0% | 0% | 0% | 0 | 0 | 0 | 0 | 0 | 0 | 0 | 0 | 933 | 0 | 0 | 0 | 0 | 0 | 0 | 0 | 0 | 0 | 0 | 0 | 0 | 0 | 0 | 0 | 0 | 0 | 0 |  | 3172 | 933-450F | [40 empty] | 0 | 0 | 0 |  |  |  | 0 | 5000000
933-451F | 0 | 0 | 0 | 0 | 0% | 0% | 0% | 0 | 0 | 0 | 0 | 0 | 0 | 0 | 0 | 933 | 0 | 0 | 0 | 0 | 0 | 0 | 0 | 0 | 0 | 0 | 0 | 0 | 0 | 0 | 0 | 0 | 0 | 0 |  | 3173 | 933-451F | [40 empty] | 0 | 0 | 0 |  |  |  | 0 | 5000000
933-452 | 0 | 0 | 0 | 0 | 0% | 0% | 0% | 0 | 0 | 0 | 0 | 0 | 0 | 0 | 0 | 933 | 0 | 0 | 0 | 0 | 0 | 0 | 0 | 0 | 0 | 0 | 0 | 0 | 0 | 0 | 0 | 0 | 0 | 0 |  | 3174 | 933-452 | [40 empty] | 0 | 0 | 0 |  |  |  | 0 | 5000000
933-453F | 0 | 0 | 0 | 0 | 0% | 0% | 0% | 0 | 0 | 0 | 0 | 0 | 0 | 0 | 0 | 933 | 0 | 0 | 0 | 0 | 0 | 0 | 0 | 0 | 0 | 0 | 0 | 0 | 0 | 0 | 0 | 0 | 0 | 0 |  | 3175 | 933-453F | [40 empty] | 0 | 0 | 0 |  |  |  | 0 | 5000000
930-12 | 0 | 0 | 0 | 0 | 0% | 0% | 0% | 0 | 0 | 0 | 0 | 0 | 0 | 0 | 0 | 930 | 0 | 0 | 0 | 0 | 0 | 0 | 0 | 0 | 0 | 0 | 0 | 0 | 0 | 0 | 0 | 0 | 0 | 0 |  | 3176 | 930-12 | [40 empty] | 0 | 0 | 0 |  |  |  | 0 | 5000000
928-7 | 0 | 0 | 0 | 0 | 0% | 0% | 0% | 0 | 0 | 0 | 0 | 0 | 0 | 0 | 0 | 928 | 0 | 0 | 0 | 0 | 0 | 0 | 0 | 0 | 0 | 0 | 0 | 0 | 0 | 0 | 0 | 0 | 0 | 0 |  | 3177 | 928-7 | [40 empty] | 0 | 0 | 0 |  |  |  | 0 | 5000000
942-474F | 0 | 0 | 0 | 0 | 0% | 0% | 0% | 0 | 0 | 0 | 0 | 0 | 0 | 0 | 0 | 942 | 0 | 0 | 0 | 0 | 0 | 0 | 0 | 0 | 0 | 0 | 0 | 0 | 0 | 0 | 0 | 0 | 0 | 0 |  | 3178 | 942-474F | [40 empty] | 0 | 0 | 0 |  |  |  | 0 | 5000000
925-221 | 0 | 0 | 0 | 0 | 0% | 0% | 0% | 0 | 0 | 0 | 0 | 0 | 0 | 0 | 0 | 925 | 0 | 0 | 0 | 0 | 0 | 0 | 0 | 0 | 0 | 0 | 0 | 0 | 0 | 0 | 0 | 0 | 0 | 0 |  | 3179 | 925-221 | [40 empty] | 0 | 0 | 0 |  |  |  | 0 | 5000000
924-9 | 0 | 0 | 0 | 0 | 0% | 0% | 0% | 0 | 0 | 0 | 0 | 0 | 0 | 0 | 0 | 924 | 0 | 0 | 0 | 0 | 0 | 0 | 0 | 0 | 0 | 0 | 0 | 0 | 0 | 0 | 0 | 0 | 0 | 0 |  | 3180 | 924-9 | [40 empty] | 0 | 0 | 0 |  |  |  | 0 | 5000000
925-202F | 0 | 0 | 0 | 0 | 0% | 0% | 0% | 0 | 0 | 0 | 0 | 0 | 0 | 0 | 0 | 925 | 0 | 0 | 0 | 0 | 0 | 0 | 0 | 0 | 0 | 0 | 0 | 0 | 0 | 0 | 0 | 0 | 0 | 0 |  | 3181 | 925-202F | [40 empty] | 0 | 0 | 0 |  |  |  | 0 | 5000000
925-203F | 0 | 0 | 0 | 0 | 0% | 0% | 0% | 0 | 0 | 0 | 0 | 0 | 0 | 0 | 0 | 925 | 0 | 0 | 0 | 0 | 0 | 0 | 0 | 0 | 0 | 0 | 0 | 0 | 0 | 0 | 0 | 0 | 0 | 0 |  | 3182 | 925-203F | [40 empty] | 0 | 0 | 0 |  |  |  | 0 | 5000000
925-204F | 0 | 0 | 0 | 0 | 0% | 0% | 0% | 0 | 0 | 0 | 0 | 0 | 0 | 0 | 0 | 925 | 0 | 0 | 0 | 0 | 0 | 0 | 0 | 0 | 0 | 0 | 0 | 0 | 0 | 0 | 0 | 0 | 0 | 0 |  | 3183 | 925-204F | [40 empty] | 0 | 0 | 0 |  |  |  | 0 | 5000000
925-205F | 0 | 0 | 0 | 0 | 0% | 0% | 0% | 0 | 0 | 0 | 0 | 0 | 0 | 0 | 0 | 925 | 0 | 0 | 0 | 0 | 0 | 0 | 0 | 0 | 0 | 0 | 0 | 0 | 0 | 0 | 0 | 0 | 0 | 0 |  | 3184 | 925-205F | [40 empty] | 0 | 0 | 0 |  |  |  | 0 | 5000000
925-206 | 0 | 0 | 0 | 0 | 0% | 0% | 0% | 0 | 0 | 0 | 0 | 0 | 0 | 0 | 0 | 925 | 0 | 0 | 0 | 0 | 0 | 0 | 0 | 0 | 0 | 0 | 0 | 0 | 0 | 0 | 0 | 0 | 0 | 0 |  | 3185 | 925-206 | [40 empty] | 0 | 0 | 0 |  |  |  | 0 | 5000000
925-218 | 0 | 0 | 0 | 0 | 0% | 0% | 0% | 0 | 0 | 0 | 0 | 0 | 0 | 0 | 0 | 925 | 0 | 0 | 0 | 0 | 0 | 0 | 0 | 0 | 0 | 0 | 0 | 0 | 0 | 0 | 0 | 0 | 0 | 0 |  | 3186 | 925-218 | [40 empty] | 0 | 0 | 0 |  |  |  | 0 | 5000000
925-219 | 0 | 0 | 0 | 0 | 0% | 0% | 0% | 0 | 0 | 0 | 0 | 0 | 0 | 0 | 0 | 925 | 0 | 0 | 0 | 0 | 0 | 0 | 0 | 0 | 0 | 0 | 0 | 0 | 0 | 0 | 0 | 0 | 0 | 0 |  | 3187 | 925-219 | [40 empty] | 0 | 0 | 0 |  |  |  | 0 | 5000000
926-10 | 0 | 0 | 0 | 0 | 0% | 0% | 0% | 0 | 0 | 0 | 0 | 0 | 0 | 0 | 0 | 926 | 0 | 0 | 0 | 0 | 0 | 0 | 0 | 0 | 0 | 0 | 0 | 0 | 0 | 0 | 0 | 0 | 0 | 0 |  | 3188 | 926-10 | [40 empty] | 0 | 0 | 0 |  |  |  | 0 | 5000000
928-6F | 120508.5256 | 0 | 120508.5256 | 0 | 0% | 100% | 0% | 11729.3049 | 24407.3566 | 13.4151 | 10737.1875 | 978.7023 | 27.9154 | 22342.8725 | 2036.5687 | 928 | 0.043987 | 0.043987 | 0.043987 | 2739639.5662 | 137.8291 | 110315.3721 | 10055.3244 | 3133.4051 | 2507908.5207 | 228597.6393 | 2472985.6708 | 2828.4253 | 2263809.4123 | 206347.8327 | 2184762.9747 | 2498.7766 | 1999965.8853 | 182298.3081 |  | 3189 | 928-6F | 120508.5256 | 108779.2207 | 96101.169 | 0 | 0 | 0 | 120508.5256 | 108779.2207 | 96101.169 | 0 | 137.8291 | 124.4139 | 109.9137 | 0 | 0 | 0 | 137.8291 | 124.4139 | 109.9137 | 0 | 10055.3244 | 9076.6221 | 8018.7557 | 0 | 0 | 0 | 10055.3244 | 9076.6221 | 8018.7557 | 0 | 110315.3721 | 99578.1846 | 87972.4996 | 0 | 0 | 0 | 110315.3721 | 99578.1846 | 87972.4996 | 0 | 0 | 0 | 0 | 0.043987 | 0.043987 | 0.043987 | 0 | 5000000
926-11 | 0 | 0 | 0 | 0 | 0% | 0% | 0% | 0 | 0 | 0 | 0 | 0 | 0 | 0 | 0 | 926 | 0 | 0 | 0 | 0 | 0 | 0 | 0 | 0 | 0 | 0 | 0 | 0 | 0 | 0 | 0 | 0 | 0 | 0 |  | 3190 | 926-11 | [40 empty] | 0 | 0 | 0 |  |  |  | 0 | 5000000
926-25 | 0 | 0 | 0 | 0 | 0% | 0% | 0% | 0 | 0 | 0 | 0 | 0 | 0 | 0 | 0 | 926 | 0 | 0 | 0 | 0 | 0 | 0 | 0 | 0 | 0 | 0 | 0 | 0 | 0 | 0 | 0 | 0 | 0 | 0 |  | 3191 | 926-25 | [40 empty] | 0 | 0 | 0 |  |  |  | 0 | 5000000
926-28AE | 0 | 0 | 0 | 0 | 0% | 0% | 0% | 0 | 0 | 0 | 0 | 0 | 0 | 0 | 0 | 926 | 0 | 0 | 0 | 0 | 0 | 0 | 0 | 0 | 0 | 0 | 0 | 0 | 0 | 0 | 0 | 0 | 0 | 0 |  | 3192 | 926-28AE | [40 empty] | 0 | 0 | 0 |  |  |  | 0 | 5000000
926-37 | 0 | 0 | 0 | 0 | 0% | 0% | 0% | 0 | 0 | 0 | 0 | 0 | 0 | 0 | 0 | 926 | 0 | 0 | 0 | 0 | 0 | 0 | 0 | 0 | 0 | 0 | 0 | 0 | 0 | 0 | 0 | 0 | 0 | 0 |  | 3193 | 926-37 | [40 empty] | 0 | 0 | 0 |  |  |  | 0 | 5000000
926-38 | 0 | 0 | 0 | 0 | 0% | 0% | 0% | 0 | 0 | 0 | 0 | 0 | 0 | 0 | 0 | 926 | 0 | 0 | 0 | 0 | 0 | 0 | 0 | 0 | 0 | 0 | 0 | 0 | 0 | 0 | 0 | 0 | 0 | 0 |  | 3194 | 926-38 | [40 empty] | 0 | 0 | 0 |  |  |  | 0 | 5000000
928-18 | 0 | 0 | 0 | 0 | 0% | 0% | 0% | 0 | 0 | 0 | 0 | 0 | 0 | 0 | 0 | 928 | 0 | 0 | 0 | 0 | 0 | 0 | 0 | 0 | 0 | 0 | 0 | 0 | 0 | 0 | 0 | 0 | 0 | 0 |  | 3195 | 928-18 | [40 empty] | 0 | 0 | 0 |  |  |  | 0 | 5000000
928-37F | 256937.8507 | 0 | 256937.8507 | 0 | 0% | 100% | 0% | 25058.0383 | 52165.6413 | 30.4458 | 22938.8761 | 2088.7164 | 63.3819 | 47753.9848 | 4348.2746 | 928 | 0.043424 | 0.043424 | 0.043424 | 5916900.4223 | 312.1828 | 235208.5763 | 21417.0916 | 7189.1108 | 5416507.224 | 493204.088 | 5339850.6922 | 6487.9879 | 4888258.6879 | 445104.0232 | 4715602.5046 | 5729.5183 | 4316803.2581 | 393069.7265 |  | 3196 | 928-37F | 256937.8507 | 231879.8124 | 204772.2094 | 0 | 0 | 0 | 256937.8507 | 231879.8124 | 204772.2094 | 0 | 312.1828 | 281.737 | 248.8009 | 0 | 0 | 0 | 312.1828 | 281.737 | 248.8009 | 0 | 21417.0916 | 19328.3752 | 17068.8171 | 0 | 0 | 0 | 21417.0916 | 19328.3752 | 17068.8171 | 0 | 235208.5763 | 212269.7002 | 187454.5915 | 0 | 0 | 0 | 235208.5763 | 212269.7002 | 187454.5915 | 0 | 0 | 0 | 0 | 0.043424 | 0.043424 | 0.043424 | 0 | 5000000
928-39 | 0 | 0 | 0 | 0 | 0% | 0% | 0% | 0 | 0 | 0 | 0 | 0 | 0 | 0 | 0 | 928 | 0 | 0 | 0 | 0 | 0 | 0 | 0 | 0 | 0 | 0 | 0 | 0 | 0 | 0 | 0 | 0 | 0 | 0 |  | 3197 | 928-39 | [40 empty] | 0 | 0 | 0 |  |  |  | 0 | 5000000
933-471 | 0 | 0 | 0 | 0 | 0% | 0% | 0% | 0 | 0 | 0 | 0 | 0 | 0 | 0 | 0 | 933 | 0 | 0 | 0 | 0 | 0 | 0 | 0 | 0 | 0 | 0 | 0 | 0 | 0 | 0 | 0 | 0 | 0 | 0 |  | 3198 | 933-471 | [40 empty] | 0 | 0 | 0 |  |  |  | 0 | 5000000
CB 469 | 0 | 0 | 0 | 0 | 0% | 0% | 0% | 0 | 0 | 0 | 0 | 0 | 0 | 0 | 0 | 469 | 0 | 0 | 0 | 0 | 0 | 0 | 0 | 0 | 0 | 0 | 0 | 0 | 0 | 0 | 0 | 0 | 0 | 0 |  | 3199 | CB 469 | [40 empty] | 0 | 0 | 0 |  |  |  | 0 | 5000000
933-473F | 0 | 0 | 0 | 0 | 0% | 0% | 0% | 0 | 0 | 0 | 0 | 0 | 0 | 0 | 0 | 933 | 0 | 0 | 0 | 0 | 0 | 0 | 0 | 0 | 0 | 0 | 0 | 0 | 0 | 0 | 0 | 0 | 0 | 0 |  | 3200 | 933-473F | [40 empty] | 0 | 0 | 0 |  |  |  | 0 | 5000000
941-32F | 0 | 0 | 0 | 0 | 0% | 0% | 0% | 0 | 0 | 0 | 0 | 0 | 0 | 0 | 0 | 941 | 0 | 0 | 0 | 0 | 0 | 0 | 0 | 0 | 0 | 0 | 0 | 0 | 0 | 0 | 0 | 0 | 0 | 0 |  | 3201 | 941-32F | [40 empty] | 0 | 0 | 0 |  |  |  | 0 | 5000000
940-392 | 0 | 0 | 0 | 0 | 0% | 0% | 0% | 0 | 0 | 0 | 0 | 0 | 0 | 0 | 0 | 940 | 0 | 0 | 0 | 0 | 0 | 0 | 0 | 0 | 0 | 0 | 0 | 0 | 0 | 0 | 0 | 0 | 0 | 0 |  | 3202 | 940-392 | [40 empty] | 0 | 0 | 0 |  |  |  | 0 | 5000000
940-393 | 0 | 0 | 0 | 0 | 0% | 0% | 0% | 0 | 0 | 0 | 0 | 0 | 0 | 0 | 0 | 940 | 0 | 0 | 0 | 0 | 0 | 0 | 0 | 0 | 0 | 0 | 0 | 0 | 0 | 0 | 0 | 0 | 0 | 0 |  | 3203 | 940-393 | [40 empty] | 0 | 0 | 0 |  |  |  | 0 | 5000000
940-398AE | 0 | 0 | 0 | 0 | 0% | 0% | 0% | 0 | 0 | 0 | 0 | 0 | 0 | 0 | 0 | 940 | 0 | 0 | 0 | 0 | 0 | 0 | 0 | 0 | 0 | 0 | 0 | 0 | 0 | 0 | 0 | 0 | 0 | 0 |  | 3204 | 940-398AE | [40 empty] | 0 | 0 | 0 |  |  |  | 0 | 5000000
940-590 | 0 | 0 | 0 | 0 | 0% | 0% | 0% | 0 | 0 | 0 | 0 | 0 | 0 | 0 | 0 | 940 | 0 | 0 | 0 | 0 | 0 | 0 | 0 | 0 | 0 | 0 | 0 | 0 | 0 | 0 | 0 | 0 | 0 | 0 |  | 3205 | 940-590 | [40 empty] | 0 | 0 | 0 |  |  |  | 0 | 5000000
940-649AE | 0 | 0 | 0 | 0 | 0% | 0% | 0% | 0 | 0 | 0 | 0 | 0 | 0 | 0 | 0 | 940 | 0 | 0 | 0 | 0 | 0 | 0 | 0 | 0 | 0 | 0 | 0 | 0 | 0 | 0 | 0 | 0 | 0 | 0 |  | 3206 | 940-649AE | [40 empty] | 0 | 0 | 0 |  |  |  | 0 | 5000000
940-651 | 0 | 0 | 0 | 0 | 0% | 0% | 0% | 0 | 0 | 0 | 0 | 0 | 0 | 0 | 0 | 940 | 0 | 0 | 0 | 0 | 0 | 0 | 0 | 0 | 0 | 0 | 0 | 0 | 0 | 0 | 0 | 0 | 0 | 0 |  | 3207 | 940-651 | [40 empty] | 0 | 0 | 0 |  |  |  | 0 | 5000000
940-746 | 0 | 0 | 0 | 0 | 0% | 0% | 0% | 0 | 0 | 0 | 0 | 0 | 0 | 0 | 0 | 940 | 0 | 0 | 0 | 0 | 0 | 0 | 0 | 0 | 0 | 0 | 0 | 0 | 0 | 0 | 0 | 0 | 0 | 0 |  | 3208 | 940-746 | [40 empty] | 0 | 0 | 0 |  |  |  | 0 | 5000000
941-31 | 0 | 0 | 0 | 0 | 0% | 0% | 0% | 0 | 0 | 0 | 0 | 0 | 0 | 0 | 0 | 941 | 0 | 0 | 0 | 0 | 0 | 0 | 0 | 0 | 0 | 0 | 0 | 0 | 0 | 0 | 0 | 0 | 0 | 0 |  | 3209 | 941-31 | [40 empty] | 0 | 0 | 0 |  |  |  | 0 | 5000000
942-3 | 0 | 0 | 0 | 0 | 0% | 0% | 0% | 0 | 0 | 0 | 0 | 0 | 0 | 0 | 0 | 942 | 0 | 0 | 0 | 0 | 0 | 0 | 0 | 0 | 0 | 0 | 0 | 0 | 0 | 0 | 0 | 0 | 0 | 0 |  | 3210 | 942-3 | [40 empty] | 0 | 0 | 0 |  |  |  | 0 | 5000000
933-474F | 0 | 0 | 0 | 0 | 0% | 0% | 0% | 0 | 0 | 0 | 0 | 0 | 0 | 0 | 0 | 933 | 0 | 0 | 0 | 0 | 0 | 0 | 0 | 0 | 0 | 0 | 0 | 0 | 0 | 0 | 0 | 0 | 0 | 0 |  | 3211 | 933-474F | [40 empty] | 0 | 0 | 0 |  |  |  | 0 | 5000000
942-45 | 0 | 0 | 0 | 0 | 0% | 0% | 0% | 0 | 0 | 0 | 0 | 0 | 0 | 0 | 0 | 942 | 0 | 0 | 0 | 0 | 0 | 0 | 0 | 0 | 0 | 0 | 0 | 0 | 0 | 0 | 0 | 0 | 0 | 0 |  | 3212 | 942-45 | [40 empty] | 0 | 0 | 0 |  |  |  | 0 | 5000000
942-467 | 0 | 0 | 0 | 0 | 0% | 0% | 0% | 0 | 0 | 0 | 0 | 0 | 0 | 0 | 0 | 942 | 0 | 0 | 0 | 0 | 0 | 0 | 0 | 0 | 0 | 0 | 0 | 0 | 0 | 0 | 0 | 0 | 0 | 0 |  | 3213 | 942-467 | [40 empty] | 0 | 0 | 0 |  |  |  | 0 | 5000000
942-468 | 0 | 0 | 0 | 0 | 0% | 0% | 0% | 0 | 0 | 0 | 0 | 0 | 0 | 0 | 0 | 942 | 0 | 0 | 0 | 0 | 0 | 0 | 0 | 0 | 0 | 0 | 0 | 0 | 0 | 0 | 0 | 0 | 0 | 0 |  | 3214 | 942-468 | [40 empty] | 0 | 0 | 0 |  |  |  | 0 | 5000000
942-469 | 0 | 0 | 0 | 0 | 0% | 0% | 0% | 0 | 0 | 0 | 0 | 0 | 0 | 0 | 0 | 942 | 0 | 0 | 0 | 0 | 0 | 0 | 0 | 0 | 0 | 0 | 0 | 0 | 0 | 0 | 0 | 0 | 0 | 0 |  | 3215 | 942-469 | [40 empty] | 0 | 0 | 0 |  |  |  | 0 | 5000000
942-47 | 0 | 0 | 0 | 0 | 0% | 0% | 0% | 0 | 0 | 0 | 0 | 0 | 0 | 0 | 0 | 942 | 0 | 0 | 0 | 0 | 0 | 0 | 0 | 0 | 0 | 0 | 0 | 0 | 0 | 0 | 0 | 0 | 0 | 0 |  | 3216 | 942-47 | [40 empty] | 0 | 0 | 0 |  |  |  | 0 | 5000000
942-470 | 0 | 0 | 0 | 0 | 0% | 0% | 0% | 0 | 0 | 0 | 0 | 0 | 0 | 0 | 0 | 942 | 0 | 0 | 0 | 0 | 0 | 0 | 0 | 0 | 0 | 0 | 0 | 0 | 0 | 0 | 0 | 0 | 0 | 0 |  | 3217 | 942-470 | [40 empty] | 0 | 0 | 0 |  |  |  | 0 | 5000000
942-471 | 0 | 0 | 0 | 0 | 0% | 0% | 0% | 0 | 0 | 0 | 0 | 0 | 0 | 0 | 0 | 942 | 0 | 0 | 0 | 0 | 0 | 0 | 0 | 0 | 0 | 0 | 0 | 0 | 0 | 0 | 0 | 0 | 0 | 0 |  | 3218 | 942-471 | [40 empty] | 0 | 0 | 0 |  |  |  | 0 | 5000000
942-472 | 0 | 0 | 0 | 0 | 0% | 0% | 0% | 0 | 0 | 0 | 0 | 0 | 0 | 0 | 0 | 942 | 0 | 0 | 0 | 0 | 0 | 0 | 0 | 0 | 0 | 0 | 0 | 0 | 0 | 0 | 0 | 0 | 0 | 0 |  | 3219 | 942-472 | [40 empty] | 0 | 0 | 0 |  |  |  | 0 | 5000000
CB 466 | 0 | 0 | 0 | 0 | 0% | 0% | 0% | 0 | 0 | 0 | 0 | 0 | 0 | 0 | 0 | 466 | 0 | 0 | 0 | 0 | 0 | 0 | 0 | 0 | 0 | 0 | 0 | 0 | 0 | 0 | 0 | 0 | 0 | 0 |  | 3220 | CB 466 | [40 empty] | 0 | 0 | 0 |  |  |  | 0 | 5000000
94-20 | 0 | 0 | 0 | 0 | 0% | 0% | 0% | 0 | 0 | 0 | 0 | 0 | 0 | 0 | 0 | 94 | 0 | 0 | 0 | 0 | 0 | 0 | 0 | 0 | 0 | 0 | 0 | 0 | 0 | 0 | 0 | 0 | 0 | 0 |  | 3221 | 94-20 | [40 empty] | 0 | 0 | 0 |  |  |  | 0 | 5000000
CB 467 | 0 | 0 | 0 | 0 | 0% | 0% | 0% | 0 | 0 | 0 | 0 | 0 | 0 | 0 | 0 | 467 | 0 | 0 | 0 | 0 | 0 | 0 | 0 | 0 | 0 | 0 | 0 | 0 | 0 | 0 | 0 | 0 | 0 | 0 |  | 3222 | CB 467 | [40 empty] | 0 | 0 | 0 |  |  |  | 0 | 5000000
937-2573 | 0 | 0 | 0 | 0 | 0% | 0% | 0% | 0 | 0 | 0 | 0 | 0 | 0 | 0 | 0 | 937 | 0 | 0 | 0 | 0 | 0 | 0 | 0 | 0 | 0 | 0 | 0 | 0 | 0 | 0 | 0 | 0 | 0 | 0 |  | 3223 | 937-2573 | [40 empty] | 0 | 0 | 0 |  |  |  | 0 | 5000000
934-747F | 0 | 0 | 0 | 0 | 0% | 0% | 0% | 0 | 0 | 0 | 0 | 0 | 0 | 0 | 0 | 934 | 0 | 0 | 0 | 0 | 0 | 0 | 0 | 0 | 0 | 0 | 0 | 0 | 0 | 0 | 0 | 0 | 0 | 0 |  | 3224 | 934-747F | [40 empty] | 0 | 0 | 0 |  |  |  | 0 | 5000000
934-748F | 0 | 0 | 0 | 0 | 0% | 0% | 0% | 0 | 0 | 0 | 0 | 0 | 0 | 0 | 0 | 934 | 0 | 0 | 0 | 0 | 0 | 0 | 0 | 0 | 0 | 0 | 0 | 0 | 0 | 0 | 0 | 0 | 0 | 0 |  | 3225 | 934-748F | [40 empty] | 0 | 0 | 0 |  |  |  | 0 | 5000000
934-749 | 0 | 0 | 0 | 0 | 0% | 0% | 0% | 0 | 0 | 0 | 0 | 0 | 0 | 0 | 0 | 934 | 0 | 0 | 0 | 0 | 0 | 0 | 0 | 0 | 0 | 0 | 0 | 0 | 0 | 0 | 0 | 0 | 0 | 0 |  | 3226 | 934-749 | [40 empty] | 0 | 0 | 0 |  |  |  | 0 | 5000000
935-459 | 0 | 0 | 0 | 0 | 0% | 0% | 0% | 0 | 0 | 0 | 0 | 0 | 0 | 0 | 0 | 935 | 0 | 0 | 0 | 0 | 0 | 0 | 0 | 0 | 0 | 0 | 0 | 0 | 0 | 0 | 0 | 0 | 0 | 0 |  | 3227 | 935-459 | [40 empty] | 0 | 0 | 0 |  |  |  | 0 | 5000000
935-460F | 0 | 0 | 0 | 0 | 0% | 0% | 0% | 0 | 0 | 0 | 0 | 0 | 0 | 0 | 0 | 935 | 0 | 0 | 0 | 0 | 0 | 0 | 0 | 0 | 0 | 0 | 0 | 0 | 0 | 0 | 0 | 0 | 0 | 0 |  | 3228 | 935-460F | [40 empty] | 0 | 0 | 0 |  |  |  | 0 | 5000000
935-461F | 0 | 0 | 0 | 0 | 0% | 0% | 0% | 0 | 0 | 0 | 0 | 0 | 0 | 0 | 0 | 935 | 0 | 0 | 0 | 0 | 0 | 0 | 0 | 0 | 0 | 0 | 0 | 0 | 0 | 0 | 0 | 0 | 0 | 0 |  | 3229 | 935-461F | [40 empty] | 0 | 0 | 0 |  |  |  | 0 | 5000000
935-462 | 0 | 0 | 0 | 0 | 0% | 0% | 0% | 0 | 0 | 0 | 0 | 0 | 0 | 0 | 0 | 935 | 0 | 0 | 0 | 0 | 0 | 0 | 0 | 0 | 0 | 0 | 0 | 0 | 0 | 0 | 0 | 0 | 0 | 0 |  | 3230 | 935-462 | [40 empty] | 0 | 0 | 0 |  |  |  | 0 | 5000000
936-187 | 0 | 0 | 0 | 0 | 0% | 0% | 0% | 0 | 0 | 0 | 0 | 0 | 0 | 0 | 0 | 936 | 0 | 0 | 0 | 0 | 0 | 0 | 0 | 0 | 0 | 0 | 0 | 0 | 0 | 0 | 0 | 0 | 0 | 0 |  | 3231 | 936-187 | [40 empty] | 0 | 0 | 0 |  |  |  | 0 | 5000000
CB 468 | 0 | 0 | 0 | 0 | 0% | 0% | 0% | 0 | 0 | 0 | 0 | 0 | 0 | 0 | 0 | 468 | 0 | 0 | 0 | 0 | 0 | 0 | 0 | 0 | 0 | 0 | 0 | 0 | 0 | 0 | 0 | 0 | 0 | 0 |  | 3232 | CB 468 | [40 empty] | 0 | 0 | 0 |  |  |  | 0 | 5000000
936-450F | 0 | 0 | 0 | 0 | 0% | 0% | 0% | 0 | 0 | 0 | 0 | 0 | 0 | 0 | 0 | 936 | 0 | 0 | 0 | 0 | 0 | 0 | 0 | 0 | 0 | 0 | 0 | 0 | 0 | 0 | 0 | 0 | 0 | 0 |  | 3233 | 936-450F | [40 empty] | 0 | 0 | 0 |  |  |  | 0 | 5000000
936-451F | 0 | 0 | 0 | 0 | 0% | 0% | 0% | 0 | 0 | 0 | 0 | 0 | 0 | 0 | 0 | 936 | 0 | 0 | 0 | 0 | 0 | 0 | 0 | 0 | 0 | 0 | 0 | 0 | 0 | 0 | 0 | 0 | 0 | 0 |  | 3234 | 936-451F | [40 empty] | 0 | 0 | 0 |  |  |  | 0 | 5000000
936-452 | 0 | 0 | 0 | 0 | 0% | 0% | 0% | 0 | 0 | 0 | 0 | 0 | 0 | 0 | 0 | 936 | 0 | 0 | 0 | 0 | 0 | 0 | 0 | 0 | 0 | 0 | 0 | 0 | 0 | 0 | 0 | 0 | 0 | 0 |  | 3235 | 936-452 | [40 empty] | 0 | 0 | 0 |  |  |  | 0 | 5000000
937-11 | 0 | 0 | 0 | 0 | 0% | 0% | 0% | 0 | 0 | 0 | 0 | 0 | 0 | 0 | 0 | 937 | 0 | 0 | 0 | 0 | 0 | 0 | 0 | 0 | 0 | 0 | 0 | 0 | 0 | 0 | 0 | 0 | 0 | 0 |  | 3236 | 937-11 | [40 empty] | 0 | 0 | 0 |  |  |  | 0 | 5000000
937-12AE | 0 | 0 | 0 | 0 | 0% | 0% | 0% | 0 | 0 | 0 | 0 | 0 | 0 | 0 | 0 | 937 | 0 | 0 | 0 | 0 | 0 | 0 | 0 | 0 | 0 | 0 | 0 | 0 | 0 | 0 | 0 | 0 | 0 | 0 |  | 3237 | 937-12AE | [40 empty] | 0 | 0 | 0 |  |  |  | 0 | 5000000
937-13AE | 0 | 0 | 0 | 0 | 0% | 0% | 0% | 0 | 0 | 0 | 0 | 0 | 0 | 0 | 0 | 937 | 0 | 0 | 0 | 0 | 0 | 0 | 0 | 0 | 0 | 0 | 0 | 0 | 0 | 0 | 0 | 0 | 0 | 0 |  | 3238 | 937-13AE | [40 empty] | 0 | 0 | 0 |  |  |  | 0 | 5000000
937-17 | 0 | 0 | 0 | 0 | 0% | 0% | 0% | 0 | 0 | 0 | 0 | 0 | 0 | 0 | 0 | 937 | 0 | 0 | 0 | 0 | 0 | 0 | 0 | 0 | 0 | 0 | 0 | 0 | 0 | 0 | 0 | 0 | 0 | 0 |  | 3239 | 937-17 | [40 empty] | 0 | 0 | 0 |  |  |  | 0 | 5000000
937-2572 | 0 | 0 | 0 | 0 | 0% | 0% | 0% | 0 | 0 | 0 | 0 | 0 | 0 | 0 | 0 | 937 | 0 | 0 | 0 | 0 | 0 | 0 | 0 | 0 | 0 | 0 | 0 | 0 | 0 | 0 | 0 | 0 | 0 | 0 |  | 3240 | 937-2572 | [40 empty] | 0 | 0 | 0 |  |  |  | 0 | 5000000
CB 104 | 0 | 0 | 0 | 0 | 0% | 0% | 0% | 0 | 0 | 0 | 0 | 0 | 0 | 0 | 0 | 104 | 0 | 0 | 0 | 0 | 0 | 0 | 0 | 0 | 0 | 0 | 0 | 0 | 0 | 0 | 0 | 0 | 0 | 0 |  | 3241 | CB 104 | [40 empty] | 0 | 0 | 0 |  |  |  | 0 | 5000000
535-10F | 128195.2192 | 0 | 128195.2192 | 0 | 0% | 100% | 0% | 10404.0252 | 21715.8771 | 18.5166 | 8244.019 | 2141.4897 | 38.649 | 17207.3884 | 4469.8398 | 535 | 0.058431 | 0.058431 | 0.058431 | 2193959.0149 | 228.1564 | 101580.2818 | 26386.781 | 3904.7154 | 1738465.5714 | 451588.7293 | 2015902.4148 | 3587.8178 | 1597375.7724 | 414938.8428 | 1822309.0842 | 3243.2686 | 1443974.8408 | 375090.984 |  | 3242 | 535-10F | 128195.2192 | 117791.194 | 106479.3421 | 0 | 0 | 0 | 128195.2192 | 117791.194 | 106479.3421 | 0 | 228.1564 | 209.6398 | 189.5074 | 0 | 0 | 0 | 228.1564 | 209.6398 | 189.5074 | 0 | 26386.781 | 24245.2914 | 21916.9412 | 0 | 0 | 0 | 26386.781 | 24245.2914 | 21916.9412 | 0 | 101580.2818 | 93336.2628 | 84372.8934 | 0 | 0 | 0 | 101580.2818 | 93336.2628 | 84372.8934 | 0 | 0 | 0 | 0 | 0.058431 | 0.058431 | 0.058431 | 0 | 5000000
73-1220 | 0 | 0 | 0 | 0 | 0% | 0% | 0% | 0 | 0 | 0 | 0 | 0 | 0 | 0 | 0 | 73 | 0 | 0 | 0 | 0 | 0 | 0 | 0 | 0 | 0 | 0 | 0 | 0 | 0 | 0 | 0 | 0 | 0 | 0 |  | 3243 | 73-1220 | [40 empty] | 0 | 0 | 0 |  |  |  | 0 | 5000000
1483-24AE | 0 | 0 | 0 | 0 | 0% | 0% | 0% | 0 | 0 | 0 | 0 | 0 | 0 | 0 | 0 | 1483 | 0 | 0 | 0 | 0 | 0 | 0 | 0 | 0 | 0 | 0 | 0 | 0 | 0 | 0 | 0 | 0 | 0 | 0 |  | 3244 | 1483-24AE | [40 empty] | 0 | 0 | 0 |  |  |  | 0 | 5000000
1482-17 | 0 | 0 | 0 | 0 | 0% | 0% | 0% | 0 | 0 | 0 | 0 | 0 | 0 | 0 | 0 | 1482 | 0 | 0 | 0 | 0 | 0 | 0 | 0 | 0 | 0 | 0 | 0 | 0 | 0 | 0 | 0 | 0 | 0 | 0 |  | 3245 | 1482-17 | [40 empty] | 0 | 0 | 0 |  |  |  | 0 | 5000000
1482-20 | 0 | 0 | 0 | 0 | 0% | 0% | 0% | 0 | 0 | 0 | 0 | 0 | 0 | 0 | 0 | 1482 | 0 | 0 | 0 | 0 | 0 | 0 | 0 | 0 | 0 | 0 | 0 | 0 | 0 | 0 | 0 | 0 | 0 | 0 |  | 3246 | 1482-20 | [40 empty] | 0 | 0 | 0 |  |  |  | 0 | 5000000
1482-20F | 0 | 0 | 0 | 0 | 0% | 0% | 0% | 0 | 0 | 0 | 0 | 0 | 0 | 0 | 0 | 1482 | 0 | 0 | 0 | 0 | 0 | 0 | 0 | 0 | 0 | 0 | 0 | 0 | 0 | 0 | 0 | 0 | 0 | 0 |  | 3247 | 1482-20F | [40 empty] | 0 | 0 | 0 |  |  |  | 0 | 5000000
1482-21 | 0 | 0 | 0 | 0 | 0% | 0% | 0% | 0 | 0 | 0 | 0 | 0 | 0 | 0 | 0 | 1482 | 0 | 0 | 0 | 0 | 0 | 0 | 0 | 0 | 0 | 0 | 0 | 0 | 0 | 0 | 0 | 0 | 0 | 0 |  | 3248 | 1482-21 | [40 empty] | 0 | 0 | 0 |  |  |  | 0 | 5000000
1482-21F | 0 | 0 | 0 | 0 | 0% | 0% | 0% | 0 | 0 | 0 | 0 | 0 | 0 | 0 | 0 | 1482 | 0 | 0 | 0 | 0 | 0 | 0 | 0 | 0 | 0 | 0 | 0 | 0 | 0 | 0 | 0 | 0 | 0 | 0 |  | 3249 | 1482-21F | [40 empty] | 0 | 0 | 0 |  |  |  | 0 | 5000000
1482-27 | 0 | 0 | 0 | 0 | 0% | 0% | 0% | 0 | 0 | 0 | 0 | 0 | 0 | 0 | 0 | 1482 | 0 | 0 | 0 | 0 | 0 | 0 | 0 | 0 | 0 | 0 | 0 | 0 | 0 | 0 | 0 | 0 | 0 | 0 |  | 3250 | 1482-27 | [40 empty] | 0 | 0 | 0 |  |  |  | 0 | 5000000
1483-11 | 0 | 0 | 0 | 0 | 0% | 0% | 0% | 0 | 0 | 0 | 0 | 0 | 0 | 0 | 0 | 1483 | 0 | 0 | 0 | 0 | 0 | 0 | 0 | 0 | 0 | 0 | 0 | 0 | 0 | 0 | 0 | 0 | 0 | 0 |  | 3251 | 1483-11 | [40 empty] | 0 | 0 | 0 |  |  |  | 0 | 5000000
1483-12 | 0 | 0 | 0 | 0 | 0% | 0% | 0% | 0 | 0 | 0 | 0 | 0 | 0 | 0 | 0 | 1483 | 0 | 0 | 0 | 0 | 0 | 0 | 0 | 0 | 0 | 0 | 0 | 0 | 0 | 0 | 0 | 0 | 0 | 0 |  | 3252 | 1483-12 | [40 empty] | 0 | 0 | 0 |  |  |  | 0 | 5000000
1483-14 | 0 | 0 | 0 | 0 | 0% | 0% | 0% | 0 | 0 | 0 | 0 | 0 | 0 | 0 | 0 | 1483 | 0 | 0 | 0 | 0 | 0 | 0 | 0 | 0 | 0 | 0 | 0 | 0 | 0 | 0 | 0 | 0 | 0 | 0 |  | 3253 | 1483-14 | [40 empty] | 0 | 0 | 0 |  |  |  | 0 | 5000000
1483-14F | 0 | 0 | 0 | 0 | 0% | 0% | 0% | 0 | 0 | 0 | 0 | 0 | 0 | 0 | 0 | 1483 | 0 | 0 | 0 | 0 | 0 | 0 | 0 | 0 | 0 | 0 | 0 | 0 | 0 | 0 | 0 | 0 | 0 | 0 |  | 3254 | 1483-14F | [40 empty] | 0 | 0 | 0 |  |  |  | 0 | 5000000
1483-15 | 0 | 0 | 0 | 0 | 0% | 0% | 0% | 0 | 0 | 0 | 0 | 0 | 0 | 0 | 0 | 1483 | 0 | 0 | 0 | 0 | 0 | 0 | 0 | 0 | 0 | 0 | 0 | 0 | 0 | 0 | 0 | 0 | 0 | 0 |  | 3255 | 1483-15 | [40 empty] | 0 | 0 | 0 |  |  |  | 0 | 5000000
1483-15F | 0 | 0 | 0 | 0 | 0% | 0% | 0% | 0 | 0 | 0 | 0 | 0 | 0 | 0 | 0 | 1483 | 0 | 0 | 0 | 0 | 0 | 0 | 0 | 0 | 0 | 0 | 0 | 0 | 0 | 0 | 0 | 0 | 0 | 0 |  | 3256 | 1483-15F | [40 empty] | 0 | 0 | 0 |  |  |  | 0 | 5000000
1483-16 | 0 | 0 | 0 | 0 | 0% | 0% | 0% | 0 | 0 | 0 | 0 | 0 | 0 | 0 | 0 | 1483 | 0 | 0 | 0 | 0 | 0 | 0 | 0 | 0 | 0 | 0 | 0 | 0 | 0 | 0 | 0 | 0 | 0 | 0 |  | 3257 | 1483-16 | [40 empty] | 0 | 0 | 0 |  |  |  | 0 | 5000000
1483-16F | 0 | 0 | 0 | 0 | 0% | 0% | 0% | 0 | 0 | 0 | 0 | 0 | 0 | 0 | 0 | 1483 | 0 | 0 | 0 | 0 | 0 | 0 | 0 | 0 | 0 | 0 | 0 | 0 | 0 | 0 | 0 | 0 | 0 | 0 |  | 3258 | 1483-16F | [40 empty] | 0 | 0 | 0 |  |  |  | 0 | 5000000
1483-25 | 0 | 0 | 0 | 0 | 0% | 0% | 0% | 0 | 0 | 0 | 0 | 0 | 0 | 0 | 0 | 1483 | 0 | 0 | 0 | 0 | 0 | 0 | 0 | 0 | 0 | 0 | 0 | 0 | 0 | 0 | 0 | 0 | 0 | 0 |  | 3259 | 1483-25 | [40 empty] | 0 | 0 | 0 |  |  |  | 0 | 5000000
182-2242F | 422926.8482 | 0 | 422926.8482 | 0 | 0% | 100% | 0% | 21554.178 | 44779.3663 | 26.8196 | 19748.4969 | 1778.8614 | 55.7185 | 41028.0169 | 3695.6309 | 182 | 0.097797 | 0.097797 | 0.097797 | 4324529.2115 | 526.243 | 387496.5488 | 34904.0563 | 5380.9622 | 3962245.8393 | 356902.4095 | 4104132.5334 | 5106.7252 | 3760312.6695 | 338713.1211 | 3866649.3714 | 4811.2276 | 3542724.4479 | 319113.6909 |  | 3260 | 182-2242F | 422926.8482 | 401372.6702 | 378147.4819 | 0 | 0 | 0 | 422926.8482 | 401372.6702 | 378147.4819 | 0 | 526.243 | 499.4234 | 470.5246 | 0 | 0 | 0 | 526.243 | 499.4234 | 470.5246 | 0 | 34904.0563 | 33125.1949 | 31208.4254 | 0 | 0 | 0 | 34904.0563 | 33125.1949 | 31208.4254 | 0 | 387496.5488 | 367748.0519 | 346468.5319 | 0 | 0 | 0 | 387496.5488 | 367748.0519 | 346468.5319 | 0 | 0 | 0 | 0 | 0.097797 | 0.097797 | 0.097797 | 0 | 5000000
1483-304 | 0 | 0 | 0 | 0 | 0% | 0% | 0% | 0 | 0 | 0 | 0 | 0 | 0 | 0 | 0 | 1483 | 0 | 0 | 0 | 0 | 0 | 0 | 0 | 0 | 0 | 0 | 0 | 0 | 0 | 0 | 0 | 0 | 0 | 0 |  | 3261 | 1483-304 | [40 empty] | 0 | 0 | 0 |  |  |  | 0 | 5000000
1483-305F | 0 | 0 | 0 | 0 | 0% | 0% | 0% | 0 | 0 | 0 | 0 | 0 | 0 | 0 | 0 | 1483 | 0 | 0 | 0 | 0 | 0 | 0 | 0 | 0 | 0 | 0 | 0 | 0 | 0 | 0 | 0 | 0 | 0 | 0 |  | 3262 | 1483-305F | [40 empty] | 0 | 0 | 0 |  |  |  | 0 | 5000000
1483-306F | 0 | 0 | 0 | 0 | 0% | 0% | 0% | 0 | 0 | 0 | 0 | 0 | 0 | 0 | 0 | 1483 | 0 | 0 | 0 | 0 | 0 | 0 | 0 | 0 | 0 | 0 | 0 | 0 | 0 | 0 | 0 | 0 | 0 | 0 |  | 3263 | 1483-306F | [40 empty] | 0 | 0 | 0 |  |  |  | 0 | 5000000
1483-307F | 0 | 0 | 0 | 0 | 0% | 0% | 0% | 0 | 0 | 0 | 0 | 0 | 0 | 0 | 0 | 1483 | 0 | 0 | 0 | 0 | 0 | 0 | 0 | 0 | 0 | 0 | 0 | 0 | 0 | 0 | 0 | 0 | 0 | 0 |  | 3264 | 1483-307F | [40 empty] | 0 | 0 | 0 |  |  |  | 0 | 5000000
1483-38 | 0 | 0 | 0 | 0 | 0% | 0% | 0% | 0 | 0 | 0 | 0 | 0 | 0 | 0 | 0 | 1483 | 0 | 0 | 0 | 0 | 0 | 0 | 0 | 0 | 0 | 0 | 0 | 0 | 0 | 0 | 0 | 0 | 0 | 0 |  | 3265 | 1483-38 | [40 empty] | 0 | 0 | 0 |  |  |  | 0 | 5000000
1483-41 | 0 | 0 | 0 | 0 | 0% | 0% | 0% | 0 | 0 | 0 | 0 | 0 | 0 | 0 | 0 | 1483 | 0 | 0 | 0 | 0 | 0 | 0 | 0 | 0 | 0 | 0 | 0 | 0 | 0 | 0 | 0 | 0 | 0 | 0 |  | 3266 | 1483-41 | [40 empty] | 0 | 0 | 0 |  |  |  | 0 | 5000000
1483-42 | 0 | 0 | 0 | 0 | 0% | 0% | 0% | 0 | 0 | 0 | 0 | 0 | 0 | 0 | 0 | 1483 | 0 | 0 | 0 | 0 | 0 | 0 | 0 | 0 | 0 | 0 | 0 | 0 | 0 | 0 | 0 | 0 | 0 | 0 |  | 3267 | 1483-42 | [40 empty] | 0 | 0 | 0 |  |  |  | 0 | 5000000
1483-43 | 0 | 0 | 0 | 0 | 0% | 0% | 0% | 0 | 0 | 0 | 0 | 0 | 0 | 0 | 0 | 1483 | 0 | 0 | 0 | 0 | 0 | 0 | 0 | 0 | 0 | 0 | 0 | 0 | 0 | 0 | 0 | 0 | 0 | 0 |  | 3268 | 1483-43 | [40 empty] | 0 | 0 | 0 |  |  |  | 0 | 5000000
150-1031 | 0 | 0 | 0 | 0 | 0% | 0% | 0% | 0 | 0 | 0 | 0 | 0 | 0 | 0 | 0 | 150 | 0 | 0 | 0 | 0 | 0 | 0 | 0 | 0 | 0 | 0 | 0 | 0 | 0 | 0 | 0 | 0 | 0 | 0 |  | 3269 | 150-1031 | [40 empty] | 0 | 0 | 0 |  |  |  | 0 | 5000000
150-1032F | 0 | 0 | 0 | 0 | 0% | 0% | 0% | 0 | 0 | 0 | 0 | 0 | 0 | 0 | 0 | 150 | 0 | 0 | 0 | 0 | 0 | 0 | 0 | 0 | 0 | 0 | 0 | 0 | 0 | 0 | 0 | 0 | 0 | 0 |  | 3270 | 150-1032F | [40 empty] | 0 | 0 | 0 |  |  |  | 0 | 5000000
150-1034F | 0 | 0 | 0 | 0 | 0% | 0% | 0% | 0 | 0 | 0 | 0 | 0 | 0 | 0 | 0 | 150 | 0 | 0 | 0 | 0 | 0 | 0 | 0 | 0 | 0 | 0 | 0 | 0 | 0 | 0 | 0 | 0 | 0 | 0 |  | 3271 | 150-1034F | [40 empty] | 0 | 0 | 0 |  |  |  | 0 | 5000000
150-435 | 0 | 0 | 0 | 0 | 0% | 0% | 0% | 0 | 0 | 0 | 0 | 0 | 0 | 0 | 0 | 150 | 0 | 0 | 0 | 0 | 0 | 0 | 0 | 0 | 0 | 0 | 0 | 0 | 0 | 0 | 0 | 0 | 0 | 0 |  | 3272 | 150-435 | [40 empty] | 0 | 0 | 0 |  |  |  | 0 | 5000000
151-1042 | 0 | 0 | 0 | 0 | 0% | 0% | 0% | 0 | 0 | 0 | 0 | 0 | 0 | 0 | 0 | 151 | 0 | 0 | 0 | 0 | 0 | 0 | 0 | 0 | 0 | 0 | 0 | 0 | 0 | 0 | 0 | 0 | 0 | 0 |  | 3273 | 151-1042 | [40 empty] | 0 | 0 | 0 |  |  |  | 0 | 5000000
1481-8F | 0 | 0 | 0 | 0 | 0% | 0% | 0% | 0 | 0 | 0 | 0 | 0 | 0 | 0 | 0 | 1481 | 0 | 0 | 0 | 0 | 0 | 0 | 0 | 0 | 0 | 0 | 0 | 0 | 0 | 0 | 0 | 0 | 0 | 0 |  | 3274 | 1481-8F | [40 empty] | 0 | 0 | 0 |  |  |  | 0 | 5000000
1481-7 | 0 | 0 | 0 | 0 | 0% | 0% | 0% | 0 | 0 | 0 | 0 | 0 | 0 | 0 | 0 | 1481 | 0 | 0 | 0 | 0 | 0 | 0 | 0 | 0 | 0 | 0 | 0 | 0 | 0 | 0 | 0 | 0 | 0 | 0 |  | 3275 | 1481-7 | [40 empty] | 0 | 0 | 0 |  |  |  | 0 | 5000000
1481-6 | 0 | 0 | 0 | 0 | 0% | 0% | 0% | 0 | 0 | 0 | 0 | 0 | 0 | 0 | 0 | 1481 | 0 | 0 | 0 | 0 | 0 | 0 | 0 | 0 | 0 | 0 | 0 | 0 | 0 | 0 | 0 | 0 | 0 | 0 |  | 3276 | 1481-6 | [40 empty] | 0 | 0 | 0 |  |  |  | 0 | 5000000
1481-4 | 0 | 0 | 0 | 0 | 0% | 0% | 0% | 0 | 0 | 0 | 0 | 0 | 0 | 0 | 0 | 1481 | 0 | 0 | 0 | 0 | 0 | 0 | 0 | 0 | 0 | 0 | 0 | 0 | 0 | 0 | 0 | 0 | 0 | 0 |  | 3277 | 1481-4 | [40 empty] | 0 | 0 | 0 |  |  |  | 0 | 5000000
1458-1055 | 0 | 0 | 0 | 0 | 0% | 0% | 0% | 0 | 0 | 0 | 0 | 0 | 0 | 0 | 0 | 1458 | 0 | 0 | 0 | 0 | 0 | 0 | 0 | 0 | 0 | 0 | 0 | 0 | 0 | 0 | 0 | 0 | 0 | 0 |  | 3278 | 1458-1055 | [40 empty] | 0 | 0 | 0 |  |  |  | 0 | 5000000
1458-1060 | 0 | 0 | 0 | 0 | 0% | 0% | 0% | 0 | 0 | 0 | 0 | 0 | 0 | 0 | 0 | 1458 | 0 | 0 | 0 | 0 | 0 | 0 | 0 | 0 | 0 | 0 | 0 | 0 | 0 | 0 | 0 | 0 | 0 | 0 |  | 3279 | 1458-1060 | [40 empty] | 0 | 0 | 0 |  |  |  | 0 | 5000000
1458-1116 | 0 | 0 | 0 | 0 | 0% | 0% | 0% | 0 | 0 | 0 | 0 | 0 | 0 | 0 | 0 | 1458 | 0 | 0 | 0 | 0 | 0 | 0 | 0 | 0 | 0 | 0 | 0 | 0 | 0 | 0 | 0 | 0 | 0 | 0 |  | 3280 | 1458-1116 | [40 empty] | 0 | 0 | 0 |  |  |  | 0 | 5000000
1458-1119F | 0 | 0 | 0 | 0 | 0% | 0% | 0% | 0 | 0 | 0 | 0 | 0 | 0 | 0 | 0 | 1458 | 0 | 0 | 0 | 0 | 0 | 0 | 0 | 0 | 0 | 0 | 0 | 0 | 0 | 0 | 0 | 0 | 0 | 0 |  | 3281 | 1458-1119F | [40 empty] | 0 | 0 | 0 |  |  |  | 0 | 5000000
1458-453 | 0 | 0 | 0 | 0 | 0% | 0% | 0% | 0 | 0 | 0 | 0 | 0 | 0 | 0 | 0 | 1458 | 0 | 0 | 0 | 0 | 0 | 0 | 0 | 0 | 0 | 0 | 0 | 0 | 0 | 0 | 0 | 0 | 0 | 0 |  | 3282 | 1458-453 | [40 empty] | 0 | 0 | 0 |  |  |  | 0 | 5000000
1458-518 | 0 | 0 | 0 | 0 | 0% | 0% | 0% | 0 | 0 | 0 | 0 | 0 | 0 | 0 | 0 | 1458 | 0 | 0 | 0 | 0 | 0 | 0 | 0 | 0 | 0 | 0 | 0 | 0 | 0 | 0 | 0 | 0 | 0 | 0 |  | 3283 | 1458-518 | [40 empty] | 0 | 0 | 0 |  |  |  | 0 | 5000000
146-564AE | 2535.9516 | 0 | 2535.9516 | 0 | 0% | 100% | 0% | 404.4479 | 840.8872 | 0.64353 | 320.3702 | 83.4342 | 1.338 | 666.0813 | 173.4679 | 146 | 0.0060298 | 0.0060298 | 0.0060298 | 420569.766 | 4.0351 | 2008.7711 | 523.1454 | 669.1859 | 333140.58 | 86760 | 353494.9169 | 562.4604 | 280009.4327 | 72923.0236 | 281114.5287 | 447.2929 | 222675.6762 | 57991.5593 |  | 3284 | 146-564AE | 2535.9516 | 2131.5037 | 1695.0644 | 0 | 0 | 0 | 2535.9516 | 2131.5037 | 1695.0644 | 0 | 4.0351 | 3.3915 | 2.6971 | 0 | 0 | 0 | 4.0351 | 3.3915 | 2.6971 | 0 | 523.1454 | 439.7112 | 349.6775 | 0 | 0 | 0 | 523.1454 | 439.7112 | 349.6775 | 0 | 2008.7711 | 1688.4009 | 1342.6898 | 0 | 0 | 0 | 2008.7711 | 1688.4009 | 1342.6898 | 0 | 0 | 0 | 0 | 0.0060298 | 0.0060298 | 0.0060298 | 0 | 5000000
146-565 | 38178.0192 | 0 | 38178.0192 | 0 | 0% | 100% | 0% | 6080.1605 | 12658.0052 | 6.9086 | 5560.2273 | 513.0246 | 14.3827 | 11575.5802 | 1068.0422 | 146 | 0.0059886 | 0.0059886 | 0.0059886 | 6375115.9152 | 43.38 | 34913.2994 | 3221.3398 | 7243.7652 | 5829960.1493 | 537912 | 5359826.7742 | 6090.1366 | 4901491.501 | 452245.1325 | 4261432.3915 | 4842.0791 | 3897024.2051 | 359566.1084 |  | 3285 | 146-565 | 38178.0192 | 32097.8586 | 25520.014 | 0 | 0 | 0 | 38178.0192 | 32097.8586 | 25520.014 | 0 | 43.38 | 36.4714 | 28.9973 | 0 | 0 | 0 | 43.38 | 36.4714 | 28.9973 | 0 | 3221.3398 | 2708.3152 | 2153.2976 | 0 | 0 | 0 | 3221.3398 | 2708.3152 | 2153.2976 | 0 | 34913.2994 | 29353.072 | 23337.7191 | 0 | 0 | 0 | 34913.2994 | 29353.072 | 23337.7191 | 0 | 0 | 0 | 0 | 0.0059886 | 0.0059886 | 0.0059886 | 0 | 5000000
146-566 | 73830.7339 | 0 | 73830.7339 | 0 | 0% | 100% | 0% | 11727.2119 | 24474.2172 | 13.4577 | 10709.9699 | 1003.7843 | 28.0856 | 22351.2743 | 2094.8572 | 146 | 0.0059704 | 0.0059704 | 0.0059704 | 12366128.5425 | 84.7252 | 67426.5074 | 6319.5012 | 14190.881 | 11293465.6623 | 1058472 | 10401903.0467 | 11936.8133 | 9499621.0437 | 890345.1945 | 8266869.3304 | 9486.7329 | 7549784.4456 | 707598.153 |  | 3286 | 146-566 | 73830.7339 | 62103.522 | 49356.5166 | 0 | 0 | 0 | 73830.7339 | 62103.522 | 49356.5166 | 0 | 84.7252 | 71.2676 | 56.6396 | 0 | 0 | 0 | 84.7252 | 71.2676 | 56.6396 | 0 | 6319.5012 | 5315.7169 | 4224.644 | 0 | 0 | 0 | 6319.5012 | 5315.7169 | 4224.644 | 0 | 67426.5074 | 56716.5375 | 45075.2331 | 0 | 0 | 0 | 67426.5074 | 56716.5375 | 45075.2331 | 0 | 0 | 0 | 0 | 0.0059704 | 0.0059704 | 0.0059704 | 0 | 5000000
147-799 | 0 | 0 | 0 | 0 | 0% | 0% | 0% | 0 | 0 | 0 | 0 | 0 | 0 | 0 | 0 | 147 | 0 | 0 | 0 | 0 | 0 | 0 | 0 | 0 | 0 | 0 | 0 | 0 | 0 | 0 | 0 | 0 | 0 | 0 |  | 3287 | 147-799 | [40 empty] | 0 | 0 | 0 |  |  |  | 0 | 5000000
147-801F | 698.8282 | 0 | 698.8282 | 0 | 0% | 100% | 0% | 110.9347 | 231.7201 | 0.57363 | 87.5582 | 22.8028 | 1.1982 | 182.8914 | 47.6305 | 147 | 0.0060206 | 0.0060206 | 0.0060206 | 116072.8572 | 3.6136 | 551.5692 | 143.6455 | 600.1977 | 91613.6595 | 23859 | 97647.0028 | 504.92 | 77070.5528 | 20071.53 | 77584.9799 | 401.1819 | 61236.0556 | 15947.7425 |  | 3288 | 147-801F | 698.8282 | 587.8935 | 467.1081 | 0 | 0 | 0 | 698.8282 | 587.8935 | 467.1081 | 0 | 3.6136 | 3.0399 | 2.4154 | 0 | 0 | 0 | 3.6136 | 3.0399 | 2.4154 | 0 | 143.6455 | 120.8427 | 96.015 | 0 | 0 | 0 | 143.6455 | 120.8427 | 96.015 | 0 | 551.5692 | 464.011 | 368.6778 | 0 | 0 | 0 | 551.5692 | 464.011 | 368.6778 | 0 | 0 | 0 | 0 | 0.0060206 | 0.0060206 | 0.0060206 | 0 | 5000000
147-803F | 0 | 0 | 0 | 0 | 0% | 0% | 0% | 0 | 0 | 0 | 0 | 0 | 0 | 0 | 0 | 147 | 0 | 0 | 0 | 0 | 0 | 0 | 0 | 0 | 0 | 0 | 0 | 0 | 0 | 0 | 0 | 0 | 0 | 0 |  | 3289 | 147-803F | [40 empty] | 0 | 0 | 0 |  |  |  | 0 | 5000000
147-810 | 0 | 0 | 0 | 0 | 0% | 0% | 0% | 0 | 0 | 0 | 0 | 0 | 0 | 0 | 0 | 147 | 0 | 0 | 0 | 0 | 0 | 0 | 0 | 0 | 0 | 0 | 0 | 0 | 0 | 0 | 0 | 0 | 0 | 0 |  | 3290 | 147-810 | [40 empty] | 0 | 0 | 0 |  |  |  | 0 | 5000000
147-811F | 314.4286 | 0 | 314.4286 | 0 | 0% | 100% | 0% | 49.9555 | 104.2423 | 0.032809 | 39.6076 | 10.315 | 0.068462 | 82.6494 | 21.5244 | 147 | 0.0059866 | 0.0059866 | 0.0059866 | 52522.0666 | 0.2065 | 249.2974 | 64.9247 | 34.4941 | 41642.5725 | 10845 | 44177.5157 | 29.0138 | 35026.5235 | 9121.9784 | 35109.4624 | 23.0583 | 27836.8394 | 7249.5647 |  | 3291 | 147-811F | 314.4286 | 264.4731 | 210.1863 | 0 | 0 | 0 | 314.4286 | 264.4731 | 210.1863 | 0 | 0.2065 | 0.17369 | 0.13804 | 0 | 0 | 0 | 0.2065 | 0.17369 | 0.13804 | 0 | 64.9247 | 54.6096 | 43.4002 | 0 | 0 | 0 | 64.9247 | 54.6096 | 43.4002 | 0 | 249.2974 | 209.6898 | 166.648 | 0 | 0 | 0 | 249.2974 | 209.6898 | 166.648 | 0 | 0 | 0 | 0 | 0.0059866 | 0.0059866 | 0.0059866 | 0 | 5000000
147-812F | 127.3409 | 0 | 127.3409 | 0 | 0% | 100% | 0% | 20.2103 | 42.2186 | 0.26219 | 15.8264 | 4.1217 | 0.54771 | 33.0609 | 8.6101 | 147 | 0.0059866 | 0.0059866 | 0.0059866 | 21270.982 | 1.652 | 99.719 | 25.9699 | 275.953 | 16657.029 | 4338 | 17895.0642 | 232.1565 | 14013.3918 | 3649.516 | 14218.7912 | 184.4634 | 11134.5503 | 2899.7776 |  | 3292 | 147-812F | 127.3409 | 107.1306 | 85.1222 | 0 | 0 | 0 | 127.3409 | 107.1306 | 85.1222 | 0 | 1.652 | 1.3898 | 1.1043 | 0 | 0 | 0 | 1.652 | 1.3898 | 1.1043 | 0 | 25.9699 | 21.8482 | 17.3598 | 0 | 0 | 0 | 25.9699 | 21.8482 | 17.3598 | 0 | 99.719 | 83.8926 | 66.6581 | 0 | 0 | 0 | 99.719 | 83.8926 | 66.6581 | 0 | 0 | 0 | 0 | 0.0059866 | 0.0059866 | 0.0059866 | 0 | 5000000
147-815 | 0 | 0 | 0 | 0 | 0% | 0% | 0% | 0 | 0 | 0 | 0 | 0 | 0 | 0 | 0 | 147 | 0 | 0 | 0 | 0 | 0 | 0 | 0 | 0 | 0 | 0 | 0 | 0 | 0 | 0 | 0 | 0 | 0 | 0 |  | 3293 | 147-815 | [40 empty] | 0 | 0 | 0 |  |  |  | 0 | 5000000
147-816F | 0 | 0 | 0 | 0 | 0% | 0% | 0% | 0 | 0 | 0 | 0 | 0 | 0 | 0 | 0 | 147 | 0 | 0 | 0 | 0 | 0 | 0 | 0 | 0 | 0 | 0 | 0 | 0 | 0 | 0 | 0 | 0 | 0 | 0 |  | 3294 | 147-816F | [40 empty] | 0 | 0 | 0 |  |  |  | 0 | 5000000
147-818 | 250.879 | 0 | 250.879 | 0 | 0% | 100% | 0% | 39.7991 | 83.1894 | 0.026138 | 31.5551 | 8.2179 | 0.054635 | 65.9574 | 17.1773 | 147 | 0.0059708 | 0.0059708 | 0.0059708 | 42017.6533 | 0.16477 | 198.9116 | 51.8027 | 27.5953 | 33314.058 | 8676 | 35352.027 | 23.2176 | 28029.1588 | 7299.6506 | 28084.9556 | 18.4449 | 22267.3988 | 5799.1119 |  | 3295 | 147-818 | 250.879 | 211.0799 | 167.6897 | 0 | 0 | 0 | 250.879 | 211.0799 | 167.6897 | 0 | 0.16477 | 0.13863 | 0.11013 | 0 | 0 | 0 | 0.16477 | 0.13863 | 0.11013 | 0 | 51.8027 | 43.5848 | 34.6253 | 0 | 0 | 0 | 51.8027 | 43.5848 | 34.6253 | 0 | 198.9116 | 167.3565 | 132.9542 | 0 | 0 | 0 | 198.9116 | 167.3565 | 132.9542 | 0 | 0 | 0 | 0 | 0.0059708 | 0.0059708 | 0.0059708 | 0 | 5000000
1480-25 | 0 | 0 | 0 | 0 | 0% | 0% | 0% | 0 | 0 | 0 | 0 | 0 | 0 | 0 | 0 | 1480 | 0 | 0 | 0 | 0 | 0 | 0 | 0 | 0 | 0 | 0 | 0 | 0 | 0 | 0 | 0 | 0 | 0 | 0 |  | 3296 | 1480-25 | [40 empty] | 0 | 0 | 0 |  |  |  | 0 | 5000000
1480-27F | 0 | 0 | 0 | 0 | 0% | 0% | 0% | 0 | 0 | 0 | 0 | 0 | 0 | 0 | 0 | 1480 | 0 | 0 | 0 | 0 | 0 | 0 | 0 | 0 | 0 | 0 | 0 | 0 | 0 | 0 | 0 | 0 | 0 | 0 |  | 3297 | 1480-27F | [40 empty] | 0 | 0 | 0 |  |  |  | 0 | 5000000
1481-11 | 0 | 0 | 0 | 0 | 0% | 0% | 0% | 0 | 0 | 0 | 0 | 0 | 0 | 0 | 0 | 1481 | 0 | 0 | 0 | 0 | 0 | 0 | 0 | 0 | 0 | 0 | 0 | 0 | 0 | 0 | 0 | 0 | 0 | 0 |  | 3298 | 1481-11 | [40 empty] | 0 | 0 | 0 |  |  |  | 0 | 5000000
1481-3 | 0 | 0 | 0 | 0 | 0% | 0% | 0% | 0 | 0 | 0 | 0 | 0 | 0 | 0 | 0 | 1481 | 0 | 0 | 0 | 0 | 0 | 0 | 0 | 0 | 0 | 0 | 0 | 0 | 0 | 0 | 0 | 0 | 0 | 0 |  | 3299 | 1481-3 | [40 empty] | 0 | 0 | 0 |  |  |  | 0 | 5000000
151-1043F | 0 | 0 | 0 | 0 | 0% | 0% | 0% | 0 | 0 | 0 | 0 | 0 | 0 | 0 | 0 | 151 | 0 | 0 | 0 | 0 | 0 | 0 | 0 | 0 | 0 | 0 | 0 | 0 | 0 | 0 | 0 | 0 | 0 | 0 |  | 3300 | 151-1043F | [40 empty] | 0 | 0 | 0 |  |  |  | 0 | 5000000
152-1710 | 0 | 0 | 0 | 0 | 0% | 0% | 0% | 0 | 0 | 0 | 0 | 0 | 0 | 0 | 0 | 152 | 0 | 0 | 0 | 0 | 0 | 0 | 0 | 0 | 0 | 0 | 0 | 0 | 0 | 0 | 0 | 0 | 0 | 0 |  | 3301 | 152-1710 | [40 empty] | 0 | 0 | 0 |  |  |  | 0 | 5000000
152-1711F | 0 | 0 | 0 | 0 | 0% | 0% | 0% | 0 | 0 | 0 | 0 | 0 | 0 | 0 | 0 | 152 | 0 | 0 | 0 | 0 | 0 | 0 | 0 | 0 | 0 | 0 | 0 | 0 | 0 | 0 | 0 | 0 | 0 | 0 |  | 3302 | 152-1711F | [40 empty] | 0 | 0 | 0 |  |  |  | 0 | 5000000
169-36 | 0 | 0 | 0 | 0 | 0% | 0% | 0% | 0 | 0 | 0 | 0 | 0 | 0 | 0 | 0 | 169 | 0 | 0 | 0 | 0 | 0 | 0 | 0 | 0 | 0 | 0 | 0 | 0 | 0 | 0 | 0 | 0 | 0 | 0 |  | 3303 | 169-36 | [40 empty] | 0 | 0 | 0 |  |  |  | 0 | 5000000
170-47F | 0 | 0 | 0 | 0 | 0% | 0% | 0% | 0 | 0 | 0 | 0 | 0 | 0 | 0 | 0 | 170 | 0 | 0 | 0 | 0 | 0 | 0 | 0 | 0 | 0 | 0 | 0 | 0 | 0 | 0 | 0 | 0 | 0 | 0 |  | 3304 | 170-47F | [40 empty] | 0 | 0 | 0 |  |  |  | 0 | 5000000
170-48 | 0 | 0 | 0 | 0 | 0% | 0% | 0% | 0 | 0 | 0 | 0 | 0 | 0 | 0 | 0 | 170 | 0 | 0 | 0 | 0 | 0 | 0 | 0 | 0 | 0 | 0 | 0 | 0 | 0 | 0 | 0 | 0 | 0 | 0 |  | 3305 | 170-48 | [40 empty] | 0 | 0 | 0 |  |  |  | 0 | 5000000
171-664 | 0 | 0 | 0 | 0 | 0% | 0% | 0% | 0 | 0 | 0 | 0 | 0 | 0 | 0 | 0 | 171 | 0 | 0 | 0 | 0 | 0 | 0 | 0 | 0 | 0 | 0 | 0 | 0 | 0 | 0 | 0 | 0 | 0 | 0 |  | 3306 | 171-664 | [40 empty] | 0 | 0 | 0 |  |  |  | 0 | 5000000
171-666F | 0 | 0 | 0 | 0 | 0% | 0% | 0% | 0 | 0 | 0 | 0 | 0 | 0 | 0 | 0 | 171 | 0 | 0 | 0 | 0 | 0 | 0 | 0 | 0 | 0 | 0 | 0 | 0 | 0 | 0 | 0 | 0 | 0 | 0 |  | 3307 | 171-666F | [40 empty] | 0 | 0 | 0 |  |  |  | 0 | 5000000
173-301F | 0 | 0 | 0 | 0 | 0% | 0% | 0% | 0 | 0 | 0 | 0 | 0 | 0 | 0 | 0 | 173 | 0 | 0 | 0 | 0 | 0 | 0 | 0 | 0 | 0 | 0 | 0 | 0 | 0 | 0 | 0 | 0 | 0 | 0 |  | 3308 | 173-301F | [40 empty] | 0 | 0 | 0 |  |  |  | 0 | 5000000
173-302 | 0 | 0 | 0 | 0 | 0% | 0% | 0% | 0 | 0 | 0 | 0 | 0 | 0 | 0 | 0 | 173 | 0 | 0 | 0 | 0 | 0 | 0 | 0 | 0 | 0 | 0 | 0 | 0 | 0 | 0 | 0 | 0 | 0 | 0 |  | 3309 | 173-302 | [40 empty] | 0 | 0 | 0 |  |  |  | 0 | 5000000
176-199 | 0 | 0 | 0 | 0 | 0% | 0% | 0% | 0 | 0 | 0 | 0 | 0 | 0 | 0 | 0 | 176 | 0 | 0 | 0 | 0 | 0 | 0 | 0 | 0 | 0 | 0 | 0 | 0 | 0 | 0 | 0 | 0 | 0 | 0 |  | 3310 | 176-199 | [40 empty] | 0 | 0 | 0 |  |  |  | 0 | 5000000
177-940 | 0 | 0 | 0 | 0 | 0% | 0% | 0% | 0 | 0 | 0 | 0 | 0 | 0 | 0 | 0 | 177 | 0 | 0 | 0 | 0 | 0 | 0 | 0 | 0 | 0 | 0 | 0 | 0 | 0 | 0 | 0 | 0 | 0 | 0 |  | 3311 | 177-940 | [40 empty] | 0 | 0 | 0 |  |  |  | 0 | 5000000
178-46 | 0 | 0 | 0 | 0 | 0% | 0% | 0% | 0 | 0 | 0 | 0 | 0 | 0 | 0 | 0 | 178 | 0 | 0 | 0 | 0 | 0 | 0 | 0 | 0 | 0 | 0 | 0 | 0 | 0 | 0 | 0 | 0 | 0 | 0 |  | 3312 | 178-46 | [40 empty] | 0 | 0 | 0 |  |  |  | 0 | 5000000
178-49F | 0 | 0 | 0 | 0 | 0% | 0% | 0% | 0 | 0 | 0 | 0 | 0 | 0 | 0 | 0 | 178 | 0 | 0 | 0 | 0 | 0 | 0 | 0 | 0 | 0 | 0 | 0 | 0 | 0 | 0 | 0 | 0 | 0 | 0 |  | 3313 | 178-49F | [40 empty] | 0 | 0 | 0 |  |  |  | 0 | 5000000
178-50 | 0 | 0 | 0 | 0 | 0% | 0% | 0% | 0 | 0 | 0 | 0 | 0 | 0 | 0 | 0 | 178 | 0 | 0 | 0 | 0 | 0 | 0 | 0 | 0 | 0 | 0 | 0 | 0 | 0 | 0 | 0 | 0 | 0 | 0 |  | 3314 | 178-50 | [40 empty] | 0 | 0 | 0 |  |  |  | 0 | 5000000
179-10 | 0 | 0 | 0 | 0 | 0% | 0% | 0% | 0 | 0 | 0 | 0 | 0 | 0 | 0 | 0 | 179 | 0 | 0 | 0 | 0 | 0 | 0 | 0 | 0 | 0 | 0 | 0 | 0 | 0 | 0 | 0 | 0 | 0 | 0 |  | 3315 | 179-10 | [40 empty] | 0 | 0 | 0 |  |  |  | 0 | 5000000
179-10F | 0 | 0 | 0 | 0 | 0% | 0% | 0% | 0 | 0 | 0 | 0 | 0 | 0 | 0 | 0 | 179 | 0 | 0 | 0 | 0 | 0 | 0 | 0 | 0 | 0 | 0 | 0 | 0 | 0 | 0 | 0 | 0 | 0 | 0 |  | 3316 | 179-10F | [40 empty] | 0 | 0 | 0 |  |  |  | 0 | 5000000
179-6 | 0 | 0 | 0 | 0 | 0% | 0% | 0% | 0 | 0 | 0 | 0 | 0 | 0 | 0 | 0 | 179 | 0 | 0 | 0 | 0 | 0 | 0 | 0 | 0 | 0 | 0 | 0 | 0 | 0 | 0 | 0 | 0 | 0 | 0 |  | 3317 | 179-6 | [40 empty] | 0 | 0 | 0 |  |  |  | 0 | 5000000
179-7 | 0 | 0 | 0 | 0 | 0% | 0% | 0% | 0 | 0 | 0 | 0 | 0 | 0 | 0 | 0 | 179 | 0 | 0 | 0 | 0 | 0 | 0 | 0 | 0 | 0 | 0 | 0 | 0 | 0 | 0 | 0 | 0 | 0 | 0 |  | 3318 | 179-7 | [40 empty] | 0 | 0 | 0 |  |  |  | 0 | 5000000
179-9 | 0 | 0 | 0 | 0 | 0% | 0% | 0% | 0 | 0 | 0 | 0 | 0 | 0 | 0 | 0 | 179 | 0 | 0 | 0 | 0 | 0 | 0 | 0 | 0 | 0 | 0 | 0 | 0 | 0 | 0 | 0 | 0 | 0 | 0 |  | 3319 | 179-9 | [40 empty] | 0 | 0 | 0 |  |  |  | 0 | 5000000
179-9F | 0 | 0 | 0 | 0 | 0% | 0% | 0% | 0 | 0 | 0 | 0 | 0 | 0 | 0 | 0 | 179 | 0 | 0 | 0 | 0 | 0 | 0 | 0 | 0 | 0 | 0 | 0 | 0 | 0 | 0 | 0 | 0 | 0 | 0 |  | 3320 | 179-9F | [40 empty] | 0 | 0 | 0 |  |  |  | 0 | 5000000
181-1770 | 0 | 0 | 0 | 0 | 0% | 0% | 0% | 0 | 0 | 0 | 0 | 0 | 0 | 0 | 0 | 181 | 0 | 0 | 0 | 0 | 0 | 0 | 0 | 0 | 0 | 0 | 0 | 0 | 0 | 0 | 0 | 0 | 0 | 0 |  | 3321 | 181-1770 | [40 empty] | 0 | 0 | 0 |  |  |  | 0 | 5000000
181-1771 | 0 | 0 | 0 | 0 | 0% | 0% | 0% | 0 | 0 | 0 | 0 | 0 | 0 | 0 | 0 | 181 | 0 | 0 | 0 | 0 | 0 | 0 | 0 | 0 | 0 | 0 | 0 | 0 | 0 | 0 | 0 | 0 | 0 | 0 |  | 3322 | 181-1771 | [40 empty] | 0 | 0 | 0 |  |  |  | 0 | 5000000
181-1773 | 0 | 0 | 0 | 0 | 0% | 0% | 0% | 0 | 0 | 0 | 0 | 0 | 0 | 0 | 0 | 181 | 0 | 0 | 0 | 0 | 0 | 0 | 0 | 0 | 0 | 0 | 0 | 0 | 0 | 0 | 0 | 0 | 0 | 0 |  | 3323 | 181-1773 | [40 empty] | 0 | 0 | 0 |  |  |  | 0 | 5000000
181-47 | 0 | 0 | 0 | 0 | 0% | 0% | 0% | 0 | 0 | 0 | 0 | 0 | 0 | 0 | 0 | 181 | 0 | 0 | 0 | 0 | 0 | 0 | 0 | 0 | 0 | 0 | 0 | 0 | 0 | 0 | 0 | 0 | 0 | 0 |  | 3324 | 181-47 | [40 empty] | 0 | 0 | 0 |  |  |  | 0 | 5000000
181-56F | 0 | 0 | 0 | 0 | 0% | 0% | 0% | 0 | 0 | 0 | 0 | 0 | 0 | 0 | 0 | 181 | 0 | 0 | 0 | 0 | 0 | 0 | 0 | 0 | 0 | 0 | 0 | 0 | 0 | 0 | 0 | 0 | 0 | 0 |  | 3325 | 181-56F | [40 empty] | 0 | 0 | 0 |  |  |  | 0 | 5000000
181-57 | 0 | 0 | 0 | 0 | 0% | 0% | 0% | 0 | 0 | 0 | 0 | 0 | 0 | 0 | 0 | 181 | 0 | 0 | 0 | 0 | 0 | 0 | 0 | 0 | 0 | 0 | 0 | 0 | 0 | 0 | 0 | 0 | 0 | 0 |  | 3326 | 181-57 | [40 empty] | 0 | 0 | 0 |  |  |  | 0 | 5000000
170-462 | 0 | 0 | 0 | 0 | 0% | 0% | 0% | 0 | 0 | 0 | 0 | 0 | 0 | 0 | 0 | 170 | 0 | 0 | 0 | 0 | 0 | 0 | 0 | 0 | 0 | 0 | 0 | 0 | 0 | 0 | 0 | 0 | 0 | 0 |  | 3327 | 170-462 | [40 empty] | 0 | 0 | 0 |  |  |  | 0 | 5000000
169-31 | 0 | 0 | 0 | 0 | 0% | 0% | 0% | 0 | 0 | 0 | 0 | 0 | 0 | 0 | 0 | 169 | 0 | 0 | 0 | 0 | 0 | 0 | 0 | 0 | 0 | 0 | 0 | 0 | 0 | 0 | 0 | 0 | 0 | 0 |  | 3328 | 169-31 | [40 empty] | 0 | 0 | 0 |  |  |  | 0 | 5000000
152-1714 | 0 | 0 | 0 | 0 | 0% | 0% | 0% | 0 | 0 | 0 | 0 | 0 | 0 | 0 | 0 | 152 | 0 | 0 | 0 | 0 | 0 | 0 | 0 | 0 | 0 | 0 | 0 | 0 | 0 | 0 | 0 | 0 | 0 | 0 |  | 3329 | 152-1714 | [40 empty] | 0 | 0 | 0 |  |  |  | 0 | 5000000
169-30F | 0 | 0 | 0 | 0 | 0% | 0% | 0% | 0 | 0 | 0 | 0 | 0 | 0 | 0 | 0 | 169 | 0 | 0 | 0 | 0 | 0 | 0 | 0 | 0 | 0 | 0 | 0 | 0 | 0 | 0 | 0 | 0 | 0 | 0 |  | 3330 | 169-30F | [40 empty] | 0 | 0 | 0 |  |  |  | 0 | 5000000
152-1715F | 0 | 0 | 0 | 0 | 0% | 0% | 0% | 0 | 0 | 0 | 0 | 0 | 0 | 0 | 0 | 152 | 0 | 0 | 0 | 0 | 0 | 0 | 0 | 0 | 0 | 0 | 0 | 0 | 0 | 0 | 0 | 0 | 0 | 0 |  | 3331 | 152-1715F | [40 empty] | 0 | 0 | 0 |  |  |  | 0 | 5000000
152-512AE | 0 | 0 | 0 | 0 | 0% | 0% | 0% | 0 | 0 | 0 | 0 | 0 | 0 | 0 | 0 | 152 | 0 | 0 | 0 | 0 | 0 | 0 | 0 | 0 | 0 | 0 | 0 | 0 | 0 | 0 | 0 | 0 | 0 | 0 |  | 3332 | 152-512AE | [40 empty] | 0 | 0 | 0 |  |  |  | 0 | 5000000
152-516 | 0 | 0 | 0 | 0 | 0% | 0% | 0% | 0 | 0 | 0 | 0 | 0 | 0 | 0 | 0 | 152 | 0 | 0 | 0 | 0 | 0 | 0 | 0 | 0 | 0 | 0 | 0 | 0 | 0 | 0 | 0 | 0 | 0 | 0 |  | 3333 | 152-516 | [40 empty] | 0 | 0 | 0 |  |  |  | 0 | 5000000
153-580 | 0 | 0 | 0 | 0 | 0% | 0% | 0% | 0 | 0 | 0 | 0 | 0 | 0 | 0 | 0 | 153 | 0 | 0 | 0 | 0 | 0 | 0 | 0 | 0 | 0 | 0 | 0 | 0 | 0 | 0 | 0 | 0 | 0 | 0 |  | 3334 | 153-580 | [40 empty] | 0 | 0 | 0 |  |  |  | 0 | 5000000
153-583F | 0 | 0 | 0 | 0 | 0% | 0% | 0% | 0 | 0 | 0 | 0 | 0 | 0 | 0 | 0 | 153 | 0 | 0 | 0 | 0 | 0 | 0 | 0 | 0 | 0 | 0 | 0 | 0 | 0 | 0 | 0 | 0 | 0 | 0 |  | 3335 | 153-583F | [40 empty] | 0 | 0 | 0 |  |  |  | 0 | 5000000
154-898 | 0 | 0 | 0 | 0 | 0% | 0% | 0% | 0 | 0 | 0 | 0 | 0 | 0 | 0 | 0 | 154 | 0 | 0 | 0 | 0 | 0 | 0 | 0 | 0 | 0 | 0 | 0 | 0 | 0 | 0 | 0 | 0 | 0 | 0 |  | 3336 | 154-898 | [40 empty] | 0 | 0 | 0 |  |  |  | 0 | 5000000
156-531 | 0 | 0 | 0 | 0 | 0% | 0% | 0% | 0 | 0 | 0 | 0 | 0 | 0 | 0 | 0 | 156 | 0 | 0 | 0 | 0 | 0 | 0 | 0 | 0 | 0 | 0 | 0 | 0 | 0 | 0 | 0 | 0 | 0 | 0 |  | 3337 | 156-531 | [40 empty] | 0 | 0 | 0 |  |  |  | 0 | 5000000
158-30 | 0 | 0 | 0 | 0 | 0% | 0% | 0% | 0 | 0 | 0 | 0 | 0 | 0 | 0 | 0 | 158 | 0 | 0 | 0 | 0 | 0 | 0 | 0 | 0 | 0 | 0 | 0 | 0 | 0 | 0 | 0 | 0 | 0 | 0 |  | 3338 | 158-30 | [40 empty] | 0 | 0 | 0 |  |  |  | 0 | 5000000
159-1007 | 0 | 0 | 0 | 0 | 0% | 0% | 0% | 0 | 0 | 0 | 0 | 0 | 0 | 0 | 0 | 159 | 0 | 0 | 0 | 0 | 0 | 0 | 0 | 0 | 0 | 0 | 0 | 0 | 0 | 0 | 0 | 0 | 0 | 0 |  | 3339 | 159-1007 | [40 empty] | 0 | 0 | 0 |  |  |  | 0 | 5000000
159-1008 | 0 | 0 | 0 | 0 | 0% | 0% | 0% | 0 | 0 | 0 | 0 | 0 | 0 | 0 | 0 | 159 | 0 | 0 | 0 | 0 | 0 | 0 | 0 | 0 | 0 | 0 | 0 | 0 | 0 | 0 | 0 | 0 | 0 | 0 |  | 3340 | 159-1008 | [40 empty] | 0 | 0 | 0 |  |  |  | 0 | 5000000
159-36 | 0 | 0 | 0 | 0 | 0% | 0% | 0% | 0 | 0 | 0 | 0 | 0 | 0 | 0 | 0 | 159 | 0 | 0 | 0 | 0 | 0 | 0 | 0 | 0 | 0 | 0 | 0 | 0 | 0 | 0 | 0 | 0 | 0 | 0 |  | 3341 | 159-36 | [40 empty] | 0 | 0 | 0 |  |  |  | 0 | 5000000
161-617 | 0 | 0 | 0 | 0 | 0% | 0% | 0% | 0 | 0 | 0 | 0 | 0 | 0 | 0 | 0 | 161 | 0 | 0 | 0 | 0 | 0 | 0 | 0 | 0 | 0 | 0 | 0 | 0 | 0 | 0 | 0 | 0 | 0 | 0 |  | 3342 | 161-617 | [40 empty] | 0 | 0 | 0 |  |  |  | 0 | 5000000
161-973 | 0 | 0 | 0 | 0 | 0% | 0% | 0% | 0 | 0 | 0 | 0 | 0 | 0 | 0 | 0 | 161 | 0 | 0 | 0 | 0 | 0 | 0 | 0 | 0 | 0 | 0 | 0 | 0 | 0 | 0 | 0 | 0 | 0 | 0 |  | 3343 | 161-973 | [40 empty] | 0 | 0 | 0 |  |  |  | 0 | 5000000
161-988 | 0 | 0 | 0 | 0 | 0% | 0% | 0% | 0 | 0 | 0 | 0 | 0 | 0 | 0 | 0 | 161 | 0 | 0 | 0 | 0 | 0 | 0 | 0 | 0 | 0 | 0 | 0 | 0 | 0 | 0 | 0 | 0 | 0 | 0 |  | 3344 | 161-988 | [40 empty] | 0 | 0 | 0 |  |  |  | 0 | 5000000
162-15 | 0 | 0 | 0 | 0 | 0% | 0% | 0% | 0 | 0 | 0 | 0 | 0 | 0 | 0 | 0 | 162 | 0 | 0 | 0 | 0 | 0 | 0 | 0 | 0 | 0 | 0 | 0 | 0 | 0 | 0 | 0 | 0 | 0 | 0 |  | 3345 | 162-15 | [40 empty] | 0 | 0 | 0 |  |  |  | 0 | 5000000
162-17 | 0 | 0 | 0 | 0 | 0% | 0% | 0% | 0 | 0 | 0 | 0 | 0 | 0 | 0 | 0 | 162 | 0 | 0 | 0 | 0 | 0 | 0 | 0 | 0 | 0 | 0 | 0 | 0 | 0 | 0 | 0 | 0 | 0 | 0 |  | 3346 | 162-17 | [40 empty] | 0 | 0 | 0 |  |  |  | 0 | 5000000
165-457AE | 0 | 0 | 0 | 0 | 0% | 0% | 0% | 0 | 0 | 0 | 0 | 0 | 0 | 0 | 0 | 165 | 0 | 0 | 0 | 0 | 0 | 0 | 0 | 0 | 0 | 0 | 0 | 0 | 0 | 0 | 0 | 0 | 0 | 0 |  | 3347 | 165-457AE | [40 empty] | 0 | 0 | 0 |  |  |  | 0 | 5000000
165-49 | 0 | 0 | 0 | 0 | 0% | 0% | 0% | 0 | 0 | 0 | 0 | 0 | 0 | 0 | 0 | 165 | 0 | 0 | 0 | 0 | 0 | 0 | 0 | 0 | 0 | 0 | 0 | 0 | 0 | 0 | 0 | 0 | 0 | 0 |  | 3348 | 165-49 | [40 empty] | 0 | 0 | 0 |  |  |  | 0 | 5000000
165-620F | 0 | 0 | 0 | 0 | 0% | 0% | 0% | 0 | 0 | 0 | 0 | 0 | 0 | 0 | 0 | 165 | 0 | 0 | 0 | 0 | 0 | 0 | 0 | 0 | 0 | 0 | 0 | 0 | 0 | 0 | 0 | 0 | 0 | 0 |  | 3349 | 165-620F | [40 empty] | 0 | 0 | 0 |  |  |  | 0 | 5000000
165-622 | 0 | 0 | 0 | 0 | 0% | 0% | 0% | 0 | 0 | 0 | 0 | 0 | 0 | 0 | 0 | 165 | 0 | 0 | 0 | 0 | 0 | 0 | 0 | 0 | 0 | 0 | 0 | 0 | 0 | 0 | 0 | 0 | 0 | 0 |  | 3350 | 165-622 | [40 empty] | 0 | 0 | 0 |  |  |  | 0 | 5000000
166-296 | 0 | 0 | 0 | 0 | 0% | 0% | 0% | 0 | 0 | 0 | 0 | 0 | 0 | 0 | 0 | 166 | 0 | 0 | 0 | 0 | 0 | 0 | 0 | 0 | 0 | 0 | 0 | 0 | 0 | 0 | 0 | 0 | 0 | 0 |  | 3351 | 166-296 | [40 empty] | 0 | 0 | 0 |  |  |  | 0 | 5000000
166-298 | 0 | 0 | 0 | 0 | 0% | 0% | 0% | 0 | 0 | 0 | 0 | 0 | 0 | 0 | 0 | 166 | 0 | 0 | 0 | 0 | 0 | 0 | 0 | 0 | 0 | 0 | 0 | 0 | 0 | 0 | 0 | 0 | 0 | 0 |  | 3352 | 166-298 | [40 empty] | 0 | 0 | 0 |  |  |  | 0 | 5000000
166-464 | 0 | 0 | 0 | 0 | 0% | 0% | 0% | 0 | 0 | 0 | 0 | 0 | 0 | 0 | 0 | 166 | 0 | 0 | 0 | 0 | 0 | 0 | 0 | 0 | 0 | 0 | 0 | 0 | 0 | 0 | 0 | 0 | 0 | 0 |  | 3353 | 166-464 | [40 empty] | 0 | 0 | 0 |  |  |  | 0 | 5000000
166-981 | 0 | 0 | 0 | 0 | 0% | 0% | 0% | 0 | 0 | 0 | 0 | 0 | 0 | 0 | 0 | 166 | 0 | 0 | 0 | 0 | 0 | 0 | 0 | 0 | 0 | 0 | 0 | 0 | 0 | 0 | 0 | 0 | 0 | 0 |  | 3354 | 166-981 | [40 empty] | 0 | 0 | 0 |  |  |  | 0 | 5000000
166-983F | 0 | 0 | 0 | 0 | 0% | 0% | 0% | 0 | 0 | 0 | 0 | 0 | 0 | 0 | 0 | 166 | 0 | 0 | 0 | 0 | 0 | 0 | 0 | 0 | 0 | 0 | 0 | 0 | 0 | 0 | 0 | 0 | 0 | 0 |  | 3355 | 166-983F | [40 empty] | 0 | 0 | 0 |  |  |  | 0 | 5000000
167-33 | 0 | 0 | 0 | 0 | 0% | 0% | 0% | 0 | 0 | 0 | 0 | 0 | 0 | 0 | 0 | 167 | 0 | 0 | 0 | 0 | 0 | 0 | 0 | 0 | 0 | 0 | 0 | 0 | 0 | 0 | 0 | 0 | 0 | 0 |  | 3356 | 167-33 | [40 empty] | 0 | 0 | 0 |  |  |  | 0 | 5000000
168-701 | 0 | 0 | 0 | 0 | 0% | 0% | 0% | 0 | 0 | 0 | 0 | 0 | 0 | 0 | 0 | 168 | 0 | 0 | 0 | 0 | 0 | 0 | 0 | 0 | 0 | 0 | 0 | 0 | 0 | 0 | 0 | 0 | 0 | 0 |  | 3357 | 168-701 | [40 empty] | 0 | 0 | 0 |  |  |  | 0 | 5000000
168-704F | 0 | 0 | 0 | 0 | 0% | 0% | 0% | 0 | 0 | 0 | 0 | 0 | 0 | 0 | 0 | 168 | 0 | 0 | 0 | 0 | 0 | 0 | 0 | 0 | 0 | 0 | 0 | 0 | 0 | 0 | 0 | 0 | 0 | 0 |  | 3358 | 168-704F | [40 empty] | 0 | 0 | 0 |  |  |  | 0 | 5000000
169-29AE | 0 | 0 | 0 | 0 | 0% | 0% | 0% | 0 | 0 | 0 | 0 | 0 | 0 | 0 | 0 | 169 | 0 | 0 | 0 | 0 | 0 | 0 | 0 | 0 | 0 | 0 | 0 | 0 | 0 | 0 | 0 | 0 | 0 | 0 |  | 3359 | 169-29AE | [40 empty] | 0 | 0 | 0 |  |  |  | 0 | 5000000
1450-311F | 0 | 0 | 0 | 0 | 0% | 0% | 0% | 0 | 0 | 0 | 0 | 0 | 0 | 0 | 0 | 1450 | 0 | 0 | 0 | 0 | 0 | 0 | 0 | 0 | 0 | 0 | 0 | 0 | 0 | 0 | 0 | 0 | 0 | 0 |  | 3360 | 1450-311F | [40 empty] | 0 | 0 | 0 |  |  |  | 0 | 5000000
1450-310F | 0 | 0 | 0 | 0 | 0% | 0% | 0% | 0 | 0 | 0 | 0 | 0 | 0 | 0 | 0 | 1450 | 0 | 0 | 0 | 0 | 0 | 0 | 0 | 0 | 0 | 0 | 0 | 0 | 0 | 0 | 0 | 0 | 0 | 0 |  | 3361 | 1450-310F | [40 empty] | 0 | 0 | 0 |  |  |  | 0 | 5000000
1450-309 | 0 | 0 | 0 | 0 | 0% | 0% | 0% | 0 | 0 | 0 | 0 | 0 | 0 | 0 | 0 | 1450 | 0 | 0 | 0 | 0 | 0 | 0 | 0 | 0 | 0 | 0 | 0 | 0 | 0 | 0 | 0 | 0 | 0 | 0 |  | 3362 | 1450-309 | [40 empty] | 0 | 0 | 0 |  |  |  | 0 | 5000000
1407-24 | 0 | 0 | 0 | 0 | 0% | 0% | 0% | 0 | 0 | 0 | 0 | 0 | 0 | 0 | 0 | 1407 | 0 | 0 | 0 | 0 | 0 | 0 | 0 | 0 | 0 | 0 | 0 | 0 | 0 | 0 | 0 | 0 | 0 | 0 |  | 3363 | 1407-24 | [40 empty] | 0 | 0 | 0 |  |  |  | 0 | 5000000
1407-9 | 0 | 0 | 0 | 0 | 0% | 0% | 0% | 0 | 0 | 0 | 0 | 0 | 0 | 0 | 0 | 1407 | 0 | 0 | 0 | 0 | 0 | 0 | 0 | 0 | 0 | 0 | 0 | 0 | 0 | 0 | 0 | 0 | 0 | 0 |  | 3364 | 1407-9 | [40 empty] | 0 | 0 | 0 |  |  |  | 0 | 5000000
1408-1 | 0 | 0 | 0 | 0 | 0% | 0% | 0% | 0 | 0 | 0 | 0 | 0 | 0 | 0 | 0 | 1408 | 0 | 0 | 0 | 0 | 0 | 0 | 0 | 0 | 0 | 0 | 0 | 0 | 0 | 0 | 0 | 0 | 0 | 0 |  | 3365 | 1408-1 | [40 empty] | 0 | 0 | 0 |  |  |  | 0 | 5000000
1408-2 | 0 | 0 | 0 | 0 | 0% | 0% | 0% | 0 | 0 | 0 | 0 | 0 | 0 | 0 | 0 | 1408 | 0 | 0 | 0 | 0 | 0 | 0 | 0 | 0 | 0 | 0 | 0 | 0 | 0 | 0 | 0 | 0 | 0 | 0 |  | 3366 | 1408-2 | [40 empty] | 0 | 0 | 0 |  |  |  | 0 | 5000000
1408-4AE | 0 | 0 | 0 | 0 | 0% | 0% | 0% | 0 | 0 | 0 | 0 | 0 | 0 | 0 | 0 | 1408 | 0 | 0 | 0 | 0 | 0 | 0 | 0 | 0 | 0 | 0 | 0 | 0 | 0 | 0 | 0 | 0 | 0 | 0 |  | 3367 | 1408-4AE | [40 empty] | 0 | 0 | 0 |  |  |  | 0 | 5000000
1408-5 | 0 | 0 | 0 | 0 | 0% | 0% | 0% | 0 | 0 | 0 | 0 | 0 | 0 | 0 | 0 | 1408 | 0 | 0 | 0 | 0 | 0 | 0 | 0 | 0 | 0 | 0 | 0 | 0 | 0 | 0 | 0 | 0 | 0 | 0 |  | 3368 | 1408-5 | [40 empty] | 0 | 0 | 0 |  |  |  | 0 | 5000000
1408-6 | 0 | 0 | 0 | 0 | 0% | 0% | 0% | 0 | 0 | 0 | 0 | 0 | 0 | 0 | 0 | 1408 | 0 | 0 | 0 | 0 | 0 | 0 | 0 | 0 | 0 | 0 | 0 | 0 | 0 | 0 | 0 | 0 | 0 | 0 |  | 3369 | 1408-6 | [40 empty] | 0 | 0 | 0 |  |  |  | 0 | 5000000
1408-7 | 0 | 0 | 0 | 0 | 0% | 0% | 0% | 0 | 0 | 0 | 0 | 0 | 0 | 0 | 0 | 1408 | 0 | 0 | 0 | 0 | 0 | 0 | 0 | 0 | 0 | 0 | 0 | 0 | 0 | 0 | 0 | 0 | 0 | 0 |  | 3370 | 1408-7 | [40 empty] | 0 | 0 | 0 |  |  |  | 0 | 5000000
1409-4F | 0 | 0 | 0 | 0 | 0% | 0% | 0% | 0 | 0 | 0 | 0 | 0 | 0 | 0 | 0 | 1409 | 0 | 0 | 0 | 0 | 0 | 0 | 0 | 0 | 0 | 0 | 0 | 0 | 0 | 0 | 0 | 0 | 0 | 0 |  | 3371 | 1409-4F | [40 empty] | 0 | 0 | 0 |  |  |  | 0 | 5000000
1409-5F | 0 | 0 | 0 | 0 | 0% | 0% | 0% | 0 | 0 | 0 | 0 | 0 | 0 | 0 | 0 | 1409 | 0 | 0 | 0 | 0 | 0 | 0 | 0 | 0 | 0 | 0 | 0 | 0 | 0 | 0 | 0 | 0 | 0 | 0 |  | 3372 | 1409-5F | [40 empty] | 0 | 0 | 0 |  |  |  | 0 | 5000000
1409-6 | 0 | 0 | 0 | 0 | 0% | 0% | 0% | 0 | 0 | 0 | 0 | 0 | 0 | 0 | 0 | 1409 | 0 | 0 | 0 | 0 | 0 | 0 | 0 | 0 | 0 | 0 | 0 | 0 | 0 | 0 | 0 | 0 | 0 | 0 |  | 3373 | 1409-6 | [40 empty] | 0 | 0 | 0 |  |  |  | 0 | 5000000
1409-660AE | 0 | 0 | 0 | 0 | 0% | 0% | 0% | 0 | 0 | 0 | 0 | 0 | 0 | 0 | 0 | 1409 | 0 | 0 | 0 | 0 | 0 | 0 | 0 | 0 | 0 | 0 | 0 | 0 | 0 | 0 | 0 | 0 | 0 | 0 |  | 3374 | 1409-660AE | [40 empty] | 0 | 0 | 0 |  |  |  | 0 | 5000000
1409-7AE | 0 | 0 | 0 | 0 | 0% | 0% | 0% | 0 | 0 | 0 | 0 | 0 | 0 | 0 | 0 | 1409 | 0 | 0 | 0 | 0 | 0 | 0 | 0 | 0 | 0 | 0 | 0 | 0 | 0 | 0 | 0 | 0 | 0 | 0 |  | 3375 | 1409-7AE | [40 empty] | 0 | 0 | 0 |  |  |  | 0 | 5000000
1409-9 | 0 | 0 | 0 | 0 | 0% | 0% | 0% | 0 | 0 | 0 | 0 | 0 | 0 | 0 | 0 | 1409 | 0 | 0 | 0 | 0 | 0 | 0 | 0 | 0 | 0 | 0 | 0 | 0 | 0 | 0 | 0 | 0 | 0 | 0 |  | 3376 | 1409-9 | [40 empty] | 0 | 0 | 0 |  |  |  | 0 | 5000000
141-196 | 0 | 0 | 0 | 0 | 0% | 0% | 0% | 0 | 0 | 0 | 0 | 0 | 0 | 0 | 0 | 141 | 0 | 0 | 0 | 0 | 0 | 0 | 0 | 0 | 0 | 0 | 0 | 0 | 0 | 0 | 0 | 0 | 0 | 0 |  | 3377 | 141-196 | [40 empty] | 0 | 0 | 0 |  |  |  | 0 | 5000000
1410-1 | 0 | 0 | 0 | 0 | 0% | 0% | 0% | 0 | 0 | 0 | 0 | 0 | 0 | 0 | 0 | 1410 | 0 | 0 | 0 | 0 | 0 | 0 | 0 | 0 | 0 | 0 | 0 | 0 | 0 | 0 | 0 | 0 | 0 | 0 |  | 3378 | 1410-1 | [40 empty] | 0 | 0 | 0 |  |  |  | 0 | 5000000
1419-10 | 0 | 0 | 0 | 0 | 0% | 0% | 0% | 0 | 0 | 0 | 0 | 0 | 0 | 0 | 0 | 1419 | 0 | 0 | 0 | 0 | 0 | 0 | 0 | 0 | 0 | 0 | 0 | 0 | 0 | 0 | 0 | 0 | 0 | 0 |  | 3379 | 1419-10 | [40 empty] | 0 | 0 | 0 |  |  |  | 0 | 5000000
1419-11F | 0 | 0 | 0 | 0 | 0% | 0% | 0% | 0 | 0 | 0 | 0 | 0 | 0 | 0 | 0 | 1419 | 0 | 0 | 0 | 0 | 0 | 0 | 0 | 0 | 0 | 0 | 0 | 0 | 0 | 0 | 0 | 0 | 0 | 0 |  | 3380 | 1419-11F | [40 empty] | 0 | 0 | 0 |  |  |  | 0 | 5000000
1419-12F | 0 | 0 | 0 | 0 | 0% | 0% | 0% | 0 | 0 | 0 | 0 | 0 | 0 | 0 | 0 | 1419 | 0 | 0 | 0 | 0 | 0 | 0 | 0 | 0 | 0 | 0 | 0 | 0 | 0 | 0 | 0 | 0 | 0 | 0 |  | 3381 | 1419-12F | [40 empty] | 0 | 0 | 0 |  |  |  | 0 | 5000000
1419-13F | 0 | 0 | 0 | 0 | 0% | 0% | 0% | 0 | 0 | 0 | 0 | 0 | 0 | 0 | 0 | 1419 | 0 | 0 | 0 | 0 | 0 | 0 | 0 | 0 | 0 | 0 | 0 | 0 | 0 | 0 | 0 | 0 | 0 | 0 |  | 3382 | 1419-13F | [40 empty] | 0 | 0 | 0 |  |  |  | 0 | 5000000
1420-5 | 0 | 0 | 0 | 0 | 0% | 0% | 0% | 0 | 0 | 0 | 0 | 0 | 0 | 0 | 0 | 1420 | 0 | 0 | 0 | 0 | 0 | 0 | 0 | 0 | 0 | 0 | 0 | 0 | 0 | 0 | 0 | 0 | 0 | 0 |  | 3383 | 1420-5 | [40 empty] | 0 | 0 | 0 |  |  |  | 0 | 5000000
1420-6 | 0 | 0 | 0 | 0 | 0% | 0% | 0% | 0 | 0 | 0 | 0 | 0 | 0 | 0 | 0 | 1420 | 0 | 0 | 0 | 0 | 0 | 0 | 0 | 0 | 0 | 0 | 0 | 0 | 0 | 0 | 0 | 0 | 0 | 0 |  | 3384 | 1420-6 | [40 empty] | 0 | 0 | 0 |  |  |  | 0 | 5000000
1420-7F | 0 | 0 | 0 | 0 | 0% | 0% | 0% | 0 | 0 | 0 | 0 | 0 | 0 | 0 | 0 | 1420 | 0 | 0 | 0 | 0 | 0 | 0 | 0 | 0 | 0 | 0 | 0 | 0 | 0 | 0 | 0 | 0 | 0 | 0 |  | 3385 | 1420-7F | [40 empty] | 0 | 0 | 0 |  |  |  | 0 | 5000000
1420-8F | 0 | 0 | 0 | 0 | 0% | 0% | 0% | 0 | 0 | 0 | 0 | 0 | 0 | 0 | 0 | 1420 | 0 | 0 | 0 | 0 | 0 | 0 | 0 | 0 | 0 | 0 | 0 | 0 | 0 | 0 | 0 | 0 | 0 | 0 |  | 3386 | 1420-8F | [40 empty] | 0 | 0 | 0 |  |  |  | 0 | 5000000
143-130 | 0 | 0 | 0 | 0 | 0% | 0% | 0% | 0 | 0 | 0 | 0 | 0 | 0 | 0 | 0 | 143 | 0 | 0 | 0 | 0 | 0 | 0 | 0 | 0 | 0 | 0 | 0 | 0 | 0 | 0 | 0 | 0 | 0 | 0 |  | 3387 | 143-130 | [40 empty] | 0 | 0 | 0 |  |  |  | 0 | 5000000
143-35 | 21349.2209 | 0 | 21349.2209 | 0 | 0% | 100% | 0% | 3404.9794 | 7086.5551 | 3.2231 | 3120.972 | 280.7843 | 6.7081 | 6495.4695 | 584.3775 | 143 | 0.0061028 | 0.0061028 | 0.0061028 | 3498266.5186 | 20.209 | 19568.4944 | 1760.5174 | 3311.4355 | 3206478.0822 | 288477.0001 | 2940329.2751 | 2783.2959 | 2695078.0705 | 242467.9092 | 2337069.183 | 2212.2539 | 2142135.5586 | 192721.3673 |  | 3388 | 143-35 | 21349.2209 | 17944.2415 | 14262.6658 | 0 | 0 | 0 | 21349.2209 | 17944.2415 | 14262.6658 | 0 | 20.209 | 16.9859 | 13.5009 | 0 | 0 | 0 | 20.209 | 16.9859 | 13.5009 | 0 | 1760.5174 | 1479.7332 | 1176.14 | 0 | 0 | 0 | 1760.5174 | 1479.7332 | 1176.14 | 0 | 19568.4944 | 16447.5224 | 13073.0249 | 0 | 0 | 0 | 19568.4944 | 16447.5224 | 13073.0249 | 0 | 0 | 0 | 0 | 0.0061028 | 0.0061028 | 0.0061028 | 0 | 5000000
1434-1 | 0 | 0 | 0 | 0 | 0% | 0% | 0% | 0 | 0 | 0 | 0 | 0 | 0 | 0 | 0 | 1434 | 0 | 0 | 0 | 0 | 0 | 0 | 0 | 0 | 0 | 0 | 0 | 0 | 0 | 0 | 0 | 0 | 0 | 0 |  | 3389 | 1434-1 | [40 empty] | 0 | 0 | 0 |  |  |  | 0 | 5000000
1434-8 | 0 | 0 | 0 | 0 | 0% | 0% | 0% | 0 | 0 | 0 | 0 | 0 | 0 | 0 | 0 | 1434 | 0 | 0 | 0 | 0 | 0 | 0 | 0 | 0 | 0 | 0 | 0 | 0 | 0 | 0 | 0 | 0 | 0 | 0 |  | 3390 | 1434-8 | [40 empty] | 0 | 0 | 0 |  |  |  | 0 | 5000000
1407-7AE | 0 | 0 | 0 | 0 | 0% | 0% | 0% | 0 | 0 | 0 | 0 | 0 | 0 | 0 | 0 | 1407 | 0 | 0 | 0 | 0 | 0 | 0 | 0 | 0 | 0 | 0 | 0 | 0 | 0 | 0 | 0 | 0 | 0 | 0 |  | 3391 | 1407-7AE | [40 empty] | 0 | 0 | 0 |  |  |  | 0 | 5000000
1407-13F | 0 | 0 | 0 | 0 | 0% | 0% | 0% | 0 | 0 | 0 | 0 | 0 | 0 | 0 | 0 | 1407 | 0 | 0 | 0 | 0 | 0 | 0 | 0 | 0 | 0 | 0 | 0 | 0 | 0 | 0 | 0 | 0 | 0 | 0 |  | 3392 | 1407-13F | [40 empty] | 0 | 0 | 0 |  |  |  | 0 | 5000000
1435-1076F | 0 | 0 | 0 | 0 | 0% | 0% | 0% | 0 | 0 | 0 | 0 | 0 | 0 | 0 | 0 | 1435 | 0 | 0 | 0 | 0 | 0 | 0 | 0 | 0 | 0 | 0 | 0 | 0 | 0 | 0 | 0 | 0 | 0 | 0 |  | 3393 | 1435-1076F | [40 empty] | 0 | 0 | 0 |  |  |  | 0 | 5000000
1407-11 | 0 | 0 | 0 | 0 | 0% | 0% | 0% | 0 | 0 | 0 | 0 | 0 | 0 | 0 | 0 | 1407 | 0 | 0 | 0 | 0 | 0 | 0 | 0 | 0 | 0 | 0 | 0 | 0 | 0 | 0 | 0 | 0 | 0 | 0 |  | 3394 | 1407-11 | [40 empty] | 0 | 0 | 0 |  |  |  | 0 | 5000000
132-99F | 0 | 0 | 0 | 0 | 0% | 0% | 0% | 0 | 0 | 0 | 0 | 0 | 0 | 0 | 0 | 132 | 0 | 0 | 0 | 0 | 0 | 0 | 0 | 0 | 0 | 0 | 0 | 0 | 0 | 0 | 0 | 0 | 0 | 0 |  | 3395 | 132-99F | [40 empty] | 0 | 0 | 0 |  |  |  | 0 | 5000000
134-262F | 0 | 0 | 0 | 0 | 0% | 0% | 0% | 0 | 0 | 0 | 0 | 0 | 0 | 0 | 0 | 134 | 0 | 0 | 0 | 0 | 0 | 0 | 0 | 0 | 0 | 0 | 0 | 0 | 0 | 0 | 0 | 0 | 0 | 0 |  | 3396 | 134-262F | [40 empty] | 0 | 0 | 0 |  |  |  | 0 | 5000000
134-263 | 0 | 0 | 0 | 0 | 0% | 0% | 0% | 0 | 0 | 0 | 0 | 0 | 0 | 0 | 0 | 134 | 0 | 0 | 0 | 0 | 0 | 0 | 0 | 0 | 0 | 0 | 0 | 0 | 0 | 0 | 0 | 0 | 0 | 0 |  | 3397 | 134-263 | [40 empty] | 0 | 0 | 0 |  |  |  | 0 | 5000000
134-264 | 0 | 0 | 0 | 0 | 0% | 0% | 0% | 0 | 0 | 0 | 0 | 0 | 0 | 0 | 0 | 134 | 0 | 0 | 0 | 0 | 0 | 0 | 0 | 0 | 0 | 0 | 0 | 0 | 0 | 0 | 0 | 0 | 0 | 0 |  | 3398 | 134-264 | [40 empty] | 0 | 0 | 0 |  |  |  | 0 | 5000000
135-268 | 0 | 0 | 0 | 0 | 0% | 0% | 0% | 0 | 0 | 0 | 0 | 0 | 0 | 0 | 0 | 135 | 0 | 0 | 0 | 0 | 0 | 0 | 0 | 0 | 0 | 0 | 0 | 0 | 0 | 0 | 0 | 0 | 0 | 0 |  | 3399 | 135-268 | [40 empty] | 0 | 0 | 0 |  |  |  | 0 | 5000000
135-269F | 0 | 0 | 0 | 0 | 0% | 0% | 0% | 0 | 0 | 0 | 0 | 0 | 0 | 0 | 0 | 135 | 0 | 0 | 0 | 0 | 0 | 0 | 0 | 0 | 0 | 0 | 0 | 0 | 0 | 0 | 0 | 0 | 0 | 0 |  | 3400 | 135-269F | [40 empty] | 0 | 0 | 0 |  |  |  | 0 | 5000000
135-270F | 0 | 0 | 0 | 0 | 0% | 0% | 0% | 0 | 0 | 0 | 0 | 0 | 0 | 0 | 0 | 135 | 0 | 0 | 0 | 0 | 0 | 0 | 0 | 0 | 0 | 0 | 0 | 0 | 0 | 0 | 0 | 0 | 0 | 0 |  | 3401 | 135-270F | [40 empty] | 0 | 0 | 0 |  |  |  | 0 | 5000000
135-272 | 0 | 0 | 0 | 0 | 0% | 0% | 0% | 0 | 0 | 0 | 0 | 0 | 0 | 0 | 0 | 135 | 0 | 0 | 0 | 0 | 0 | 0 | 0 | 0 | 0 | 0 | 0 | 0 | 0 | 0 | 0 | 0 | 0 | 0 |  | 3402 | 135-272 | [40 empty] | 0 | 0 | 0 |  |  |  | 0 | 5000000
135-273F | 0 | 0 | 0 | 0 | 0% | 0% | 0% | 0 | 0 | 0 | 0 | 0 | 0 | 0 | 0 | 135 | 0 | 0 | 0 | 0 | 0 | 0 | 0 | 0 | 0 | 0 | 0 | 0 | 0 | 0 | 0 | 0 | 0 | 0 |  | 3403 | 135-273F | [40 empty] | 0 | 0 | 0 |  |  |  | 0 | 5000000
135-275F | 0 | 0 | 0 | 0 | 0% | 0% | 0% | 0 | 0 | 0 | 0 | 0 | 0 | 0 | 0 | 135 | 0 | 0 | 0 | 0 | 0 | 0 | 0 | 0 | 0 | 0 | 0 | 0 | 0 | 0 | 0 | 0 | 0 | 0 |  | 3404 | 135-275F | [40 empty] | 0 | 0 | 0 |  |  |  | 0 | 5000000
137-33 | 0 | 0 | 0 | 0 | 0% | 0% | 0% | 0 | 0 | 0 | 0 | 0 | 0 | 0 | 0 | 137 | 0 | 0 | 0 | 0 | 0 | 0 | 0 | 0 | 0 | 0 | 0 | 0 | 0 | 0 | 0 | 0 | 0 | 0 |  | 3405 | 137-33 | [40 empty] | 0 | 0 | 0 |  |  |  | 0 | 5000000
137-35 | 0 | 0 | 0 | 0 | 0% | 0% | 0% | 0 | 0 | 0 | 0 | 0 | 0 | 0 | 0 | 137 | 0 | 0 | 0 | 0 | 0 | 0 | 0 | 0 | 0 | 0 | 0 | 0 | 0 | 0 | 0 | 0 | 0 | 0 |  | 3406 | 137-35 | [40 empty] | 0 | 0 | 0 |  |  |  | 0 | 5000000
137-36AE | 0 | 0 | 0 | 0 | 0% | 0% | 0% | 0 | 0 | 0 | 0 | 0 | 0 | 0 | 0 | 137 | 0 | 0 | 0 | 0 | 0 | 0 | 0 | 0 | 0 | 0 | 0 | 0 | 0 | 0 | 0 | 0 | 0 | 0 |  | 3407 | 137-36AE | [40 empty] | 0 | 0 | 0 |  |  |  | 0 | 5000000
137-766 | 0 | 0 | 0 | 0 | 0% | 0% | 0% | 0 | 0 | 0 | 0 | 0 | 0 | 0 | 0 | 137 | 0 | 0 | 0 | 0 | 0 | 0 | 0 | 0 | 0 | 0 | 0 | 0 | 0 | 0 | 0 | 0 | 0 | 0 |  | 3408 | 137-766 | [40 empty] | 0 | 0 | 0 |  |  |  | 0 | 5000000
137-768F | 0 | 0 | 0 | 0 | 0% | 0% | 0% | 0 | 0 | 0 | 0 | 0 | 0 | 0 | 0 | 137 | 0 | 0 | 0 | 0 | 0 | 0 | 0 | 0 | 0 | 0 | 0 | 0 | 0 | 0 | 0 | 0 | 0 | 0 |  | 3409 | 137-768F | [40 empty] | 0 | 0 | 0 |  |  |  | 0 | 5000000
138-33 | 0 | 0 | 0 | 0 | 0% | 0% | 0% | 0 | 0 | 0 | 0 | 0 | 0 | 0 | 0 | 138 | 0 | 0 | 0 | 0 | 0 | 0 | 0 | 0 | 0 | 0 | 0 | 0 | 0 | 0 | 0 | 0 | 0 | 0 |  | 3410 | 138-33 | [40 empty] | 0 | 0 | 0 |  |  |  | 0 | 5000000
138-359 | 0 | 0 | 0 | 0 | 0% | 0% | 0% | 0 | 0 | 0 | 0 | 0 | 0 | 0 | 0 | 138 | 0 | 0 | 0 | 0 | 0 | 0 | 0 | 0 | 0 | 0 | 0 | 0 | 0 | 0 | 0 | 0 | 0 | 0 |  | 3411 | 138-359 | [40 empty] | 0 | 0 | 0 |  |  |  | 0 | 5000000
138-361F | 0 | 0 | 0 | 0 | 0% | 0% | 0% | 0 | 0 | 0 | 0 | 0 | 0 | 0 | 0 | 138 | 0 | 0 | 0 | 0 | 0 | 0 | 0 | 0 | 0 | 0 | 0 | 0 | 0 | 0 | 0 | 0 | 0 | 0 |  | 3412 | 138-361F | [40 empty] | 0 | 0 | 0 |  |  |  | 0 | 5000000
138-41 | 0 | 0 | 0 | 0 | 0% | 0% | 0% | 0 | 0 | 0 | 0 | 0 | 0 | 0 | 0 | 138 | 0 | 0 | 0 | 0 | 0 | 0 | 0 | 0 | 0 | 0 | 0 | 0 | 0 | 0 | 0 | 0 | 0 | 0 |  | 3413 | 138-41 | [40 empty] | 0 | 0 | 0 |  |  |  | 0 | 5000000
138-42F | 0 | 0 | 0 | 0 | 0% | 0% | 0% | 0 | 0 | 0 | 0 | 0 | 0 | 0 | 0 | 138 | 0 | 0 | 0 | 0 | 0 | 0 | 0 | 0 | 0 | 0 | 0 | 0 | 0 | 0 | 0 | 0 | 0 | 0 |  | 3414 | 138-42F | [40 empty] | 0 | 0 | 0 |  |  |  | 0 | 5000000
138-43F | 0 | 0 | 0 | 0 | 0% | 0% | 0% | 0 | 0 | 0 | 0 | 0 | 0 | 0 | 0 | 138 | 0 | 0 | 0 | 0 | 0 | 0 | 0 | 0 | 0 | 0 | 0 | 0 | 0 | 0 | 0 | 0 | 0 | 0 |  | 3415 | 138-43F | [40 empty] | 0 | 0 | 0 |  |  |  | 0 | 5000000
139-244 | 0 | 0 | 0 | 0 | 0% | 0% | 0% | 0 | 0 | 0 | 0 | 0 | 0 | 0 | 0 | 139 | 0 | 0 | 0 | 0 | 0 | 0 | 0 | 0 | 0 | 0 | 0 | 0 | 0 | 0 | 0 | 0 | 0 | 0 |  | 3416 | 139-244 | [40 empty] | 0 | 0 | 0 |  |  |  | 0 | 5000000
139-402F | 0 | 0 | 0 | 0 | 0% | 0% | 0% | 0 | 0 | 0 | 0 | 0 | 0 | 0 | 0 | 139 | 0 | 0 | 0 | 0 | 0 | 0 | 0 | 0 | 0 | 0 | 0 | 0 | 0 | 0 | 0 | 0 | 0 | 0 |  | 3417 | 139-402F | [40 empty] | 0 | 0 | 0 |  |  |  | 0 | 5000000
139-425 | 0 | 0 | 0 | 0 | 0% | 0% | 0% | 0 | 0 | 0 | 0 | 0 | 0 | 0 | 0 | 139 | 0 | 0 | 0 | 0 | 0 | 0 | 0 | 0 | 0 | 0 | 0 | 0 | 0 | 0 | 0 | 0 | 0 | 0 |  | 3418 | 139-425 | [40 empty] | 0 | 0 | 0 |  |  |  | 0 | 5000000
140-1155F | 130.8388 | 0 | 130.8388 | 0 | 0% | 100% | 0% | 20.9038 | 43.4645 | 0.013729 | 16.5737 | 4.3163 | 0.028545 | 34.4612 | 8.9747 | 140 | 0.0062278 | 0.0062278 | 0.0062278 | 21008.8266 | 0.085929 | 103.7366 | 27.0162 | 13.7976 | 16657.029 | 4338 | 17652.2991 | 11.5932 | 13995.7772 | 3644.9286 | 14029.7231 | 9.2141 | 11123.5867 | 2896.9223 |  | 3419 | 140-1155F | 130.8388 | 109.935 | 87.3743 | 0 | 0 | 0 | 130.8388 | 109.935 | 87.3743 | 0 | 0.085929 | 0.0722 | 0.057383 | 0 | 0 | 0 | 0.085929 | 0.0722 | 0.057383 | 0 | 27.0162 | 22.6999 | 18.0415 | 0 | 0 | 0 | 27.0162 | 22.6999 | 18.0415 | 0 | 103.7366 | 87.1629 | 69.2755 | 0 | 0 | 0 | 103.7366 | 87.1629 | 69.2755 | 0 | 0 | 0 | 0 | 0.0062278 | 0.0062278 | 0.0062278 | 0 | 5000000
140-1157 | 0 | 0 | 0 | 0 | 0% | 0% | 0% | 0 | 0 | 0 | 0 | 0 | 0 | 0 | 0 | 140 | 0 | 0 | 0 | 0 | 0 | 0 | 0 | 0 | 0 | 0 | 0 | 0 | 0 | 0 | 0 | 0 | 0 | 0 |  | 3420 | 140-1157 | [40 empty] | 0 | 0 | 0 |  |  |  | 0 | 5000000
140-510 | 132.063 | 0 | 132.063 | 0 | 0% | 100% | 0% | 21.1334 | 43.865 | 0.27417 | 16.5493 | 4.3099 | 0.56907 | 34.3501 | 8.9458 | 140 | 0.0062086 | 0.0062086 | 0.0062086 | 21270.982 | 1.7133 | 103.4168 | 26.9329 | 275.953 | 16657.029 | 4338 | 17867.0858 | 231.7935 | 13991.4822 | 3643.8101 | 14205.779 | 184.2946 | 11124.3606 | 2897.1239 |  | 3421 | 140-510 | 132.063 | 110.9296 | 88.198 | 0 | 0 | 0 | 132.063 | 110.9296 | 88.198 | 0 | 1.7133 | 1.4391 | 1.1442 | 0 | 0 | 0 | 1.7133 | 1.4391 | 1.1442 | 0 | 26.9329 | 22.623 | 17.9871 | 0 | 0 | 0 | 26.9329 | 22.623 | 17.9871 | 0 | 103.4168 | 86.8675 | 69.0667 | 0 | 0 | 0 | 103.4168 | 86.8675 | 69.0667 | 0 | 0 | 0 | 0 | 0.0062086 | 0.0062086 | 0.0062086 | 0 | 5000000
1406-18 | 0 | 0 | 0 | 0 | 0% | 0% | 0% | 0 | 0 | 0 | 0 | 0 | 0 | 0 | 0 | 1406 | 0 | 0 | 0 | 0 | 0 | 0 | 0 | 0 | 0 | 0 | 0 | 0 | 0 | 0 | 0 | 0 | 0 | 0 |  | 3422 | 1406-18 | [40 empty] | 0 | 0 | 0 |  |  |  | 0 | 5000000
1406-21F | 0 | 0 | 0 | 0 | 0% | 0% | 0% | 0 | 0 | 0 | 0 | 0 | 0 | 0 | 0 | 1406 | 0 | 0 | 0 | 0 | 0 | 0 | 0 | 0 | 0 | 0 | 0 | 0 | 0 | 0 | 0 | 0 | 0 | 0 |  | 3423 | 1406-21F | [40 empty] | 0 | 0 | 0 |  |  |  | 0 | 5000000
1435-1074 | 0 | 0 | 0 | 0 | 0% | 0% | 0% | 0 | 0 | 0 | 0 | 0 | 0 | 0 | 0 | 1435 | 0 | 0 | 0 | 0 | 0 | 0 | 0 | 0 | 0 | 0 | 0 | 0 | 0 | 0 | 0 | 0 | 0 | 0 |  | 3424 | 1435-1074 | [40 empty] | 0 | 0 | 0 |  |  |  | 0 | 5000000
1435-459 | 0 | 0 | 0 | 0 | 0% | 0% | 0% | 0 | 0 | 0 | 0 | 0 | 0 | 0 | 0 | 1435 | 0 | 0 | 0 | 0 | 0 | 0 | 0 | 0 | 0 | 0 | 0 | 0 | 0 | 0 | 0 | 0 | 0 | 0 |  | 3425 | 1435-459 | [40 empty] | 0 | 0 | 0 |  |  |  | 0 | 5000000
1450-305F | 0 | 0 | 0 | 0 | 0% | 0% | 0% | 0 | 0 | 0 | 0 | 0 | 0 | 0 | 0 | 1450 | 0 | 0 | 0 | 0 | 0 | 0 | 0 | 0 | 0 | 0 | 0 | 0 | 0 | 0 | 0 | 0 | 0 | 0 |  | 3426 | 1450-305F | [40 empty] | 0 | 0 | 0 |  |  |  | 0 | 5000000
1446-11 | 0 | 0 | 0 | 0 | 0% | 0% | 0% | 0 | 0 | 0 | 0 | 0 | 0 | 0 | 0 | 1446 | 0 | 0 | 0 | 0 | 0 | 0 | 0 | 0 | 0 | 0 | 0 | 0 | 0 | 0 | 0 | 0 | 0 | 0 |  | 3427 | 1446-11 | [40 empty] | 0 | 0 | 0 |  |  |  | 0 | 5000000
1447-305 | 0 | 0 | 0 | 0 | 0% | 0% | 0% | 0 | 0 | 0 | 0 | 0 | 0 | 0 | 0 | 1447 | 0 | 0 | 0 | 0 | 0 | 0 | 0 | 0 | 0 | 0 | 0 | 0 | 0 | 0 | 0 | 0 | 0 | 0 |  | 3428 | 1447-305 | [40 empty] | 0 | 0 | 0 |  |  |  | 0 | 5000000
1447-306F | 0 | 0 | 0 | 0 | 0% | 0% | 0% | 0 | 0 | 0 | 0 | 0 | 0 | 0 | 0 | 1447 | 0 | 0 | 0 | 0 | 0 | 0 | 0 | 0 | 0 | 0 | 0 | 0 | 0 | 0 | 0 | 0 | 0 | 0 |  | 3429 | 1447-306F | [40 empty] | 0 | 0 | 0 |  |  |  | 0 | 5000000
1447-307F | 0 | 0 | 0 | 0 | 0% | 0% | 0% | 0 | 0 | 0 | 0 | 0 | 0 | 0 | 0 | 1447 | 0 | 0 | 0 | 0 | 0 | 0 | 0 | 0 | 0 | 0 | 0 | 0 | 0 | 0 | 0 | 0 | 0 | 0 |  | 3430 | 1447-307F | [40 empty] | 0 | 0 | 0 |  |  |  | 0 | 5000000
1447-311F | 0 | 0 | 0 | 0 | 0% | 0% | 0% | 0 | 0 | 0 | 0 | 0 | 0 | 0 | 0 | 1447 | 0 | 0 | 0 | 0 | 0 | 0 | 0 | 0 | 0 | 0 | 0 | 0 | 0 | 0 | 0 | 0 | 0 | 0 |  | 3431 | 1447-311F | [40 empty] | 0 | 0 | 0 |  |  |  | 0 | 5000000
1447-324F | 0 | 0 | 0 | 0 | 0% | 0% | 0% | 0 | 0 | 0 | 0 | 0 | 0 | 0 | 0 | 1447 | 0 | 0 | 0 | 0 | 0 | 0 | 0 | 0 | 0 | 0 | 0 | 0 | 0 | 0 | 0 | 0 | 0 | 0 |  | 3432 | 1447-324F | [40 empty] | 0 | 0 | 0 |  |  |  | 0 | 5000000
1447-325F | 0 | 0 | 0 | 0 | 0% | 0% | 0% | 0 | 0 | 0 | 0 | 0 | 0 | 0 | 0 | 1447 | 0 | 0 | 0 | 0 | 0 | 0 | 0 | 0 | 0 | 0 | 0 | 0 | 0 | 0 | 0 | 0 | 0 | 0 |  | 3433 | 1447-325F | [40 empty] | 0 | 0 | 0 |  |  |  | 0 | 5000000
1447-327F | 0 | 0 | 0 | 0 | 0% | 0% | 0% | 0 | 0 | 0 | 0 | 0 | 0 | 0 | 0 | 1447 | 0 | 0 | 0 | 0 | 0 | 0 | 0 | 0 | 0 | 0 | 0 | 0 | 0 | 0 | 0 | 0 | 0 | 0 |  | 3434 | 1447-327F | [40 empty] | 0 | 0 | 0 |  |  |  | 0 | 5000000
1447-328 | 0 | 0 | 0 | 0 | 0% | 0% | 0% | 0 | 0 | 0 | 0 | 0 | 0 | 0 | 0 | 1447 | 0 | 0 | 0 | 0 | 0 | 0 | 0 | 0 | 0 | 0 | 0 | 0 | 0 | 0 | 0 | 0 | 0 | 0 |  | 3435 | 1447-328 | [40 empty] | 0 | 0 | 0 |  |  |  | 0 | 5000000
1448-319R | 0 | 0 | 0 | 0 | 0% | 0% | 0% | 0 | 0 | 0 | 0 | 0 | 0 | 0 | 0 | 1448 | 0 | 0 | 0 | 0 | 0 | 0 | 0 | 0 | 0 | 0 | 0 | 0 | 0 | 0 | 0 | 0 | 0 | 0 |  | 3436 | 1448-319R | [40 empty] | 0 | 0 | 0 |  |  |  | 0 | 5000000
1448-335F | 0 | 0 | 0 | 0 | 0% | 0% | 0% | 0 | 0 | 0 | 0 | 0 | 0 | 0 | 0 | 1448 | 0 | 0 | 0 | 0 | 0 | 0 | 0 | 0 | 0 | 0 | 0 | 0 | 0 | 0 | 0 | 0 | 0 | 0 |  | 3437 | 1448-335F | [40 empty] | 0 | 0 | 0 |  |  |  | 0 | 5000000
1448-336 | 0 | 0 | 0 | 0 | 0% | 0% | 0% | 0 | 0 | 0 | 0 | 0 | 0 | 0 | 0 | 1448 | 0 | 0 | 0 | 0 | 0 | 0 | 0 | 0 | 0 | 0 | 0 | 0 | 0 | 0 | 0 | 0 | 0 | 0 |  | 3438 | 1448-336 | [40 empty] | 0 | 0 | 0 |  |  |  | 0 | 5000000
1448-337F | 0 | 0 | 0 | 0 | 0% | 0% | 0% | 0 | 0 | 0 | 0 | 0 | 0 | 0 | 0 | 1448 | 0 | 0 | 0 | 0 | 0 | 0 | 0 | 0 | 0 | 0 | 0 | 0 | 0 | 0 | 0 | 0 | 0 | 0 |  | 3439 | 1448-337F | [40 empty] | 0 | 0 | 0 |  |  |  | 0 | 5000000
1448-338F | 0 | 0 | 0 | 0 | 0% | 0% | 0% | 0 | 0 | 0 | 0 | 0 | 0 | 0 | 0 | 1448 | 0 | 0 | 0 | 0 | 0 | 0 | 0 | 0 | 0 | 0 | 0 | 0 | 0 | 0 | 0 | 0 | 0 | 0 |  | 3440 | 1448-338F | [40 empty] | 0 | 0 | 0 |  |  |  | 0 | 5000000
1448-339F | 0 | 0 | 0 | 0 | 0% | 0% | 0% | 0 | 0 | 0 | 0 | 0 | 0 | 0 | 0 | 1448 | 0 | 0 | 0 | 0 | 0 | 0 | 0 | 0 | 0 | 0 | 0 | 0 | 0 | 0 | 0 | 0 | 0 | 0 |  | 3441 | 1448-339F | [40 empty] | 0 | 0 | 0 |  |  |  | 0 | 5000000
1448-367 | 0 | 0 | 0 | 0 | 0% | 0% | 0% | 0 | 0 | 0 | 0 | 0 | 0 | 0 | 0 | 1448 | 0 | 0 | 0 | 0 | 0 | 0 | 0 | 0 | 0 | 0 | 0 | 0 | 0 | 0 | 0 | 0 | 0 | 0 |  | 3442 | 1448-367 | [40 empty] | 0 | 0 | 0 |  |  |  | 0 | 5000000
145-627 | 0 | 0 | 0 | 0 | 0% | 0% | 0% | 0 | 0 | 0 | 0 | 0 | 0 | 0 | 0 | 145 | 0 | 0 | 0 | 0 | 0 | 0 | 0 | 0 | 0 | 0 | 0 | 0 | 0 | 0 | 0 | 0 | 0 | 0 |  | 3443 | 145-627 | [40 empty] | 0 | 0 | 0 |  |  |  | 0 | 5000000
145-628F | 0 | 0 | 0 | 0 | 0% | 0% | 0% | 0 | 0 | 0 | 0 | 0 | 0 | 0 | 0 | 145 | 0 | 0 | 0 | 0 | 0 | 0 | 0 | 0 | 0 | 0 | 0 | 0 | 0 | 0 | 0 | 0 | 0 | 0 |  | 3444 | 145-628F | [40 empty] | 0 | 0 | 0 |  |  |  | 0 | 5000000
145-630F | 0 | 0 | 0 | 0 | 0% | 0% | 0% | 0 | 0 | 0 | 0 | 0 | 0 | 0 | 0 | 145 | 0 | 0 | 0 | 0 | 0 | 0 | 0 | 0 | 0 | 0 | 0 | 0 | 0 | 0 | 0 | 0 | 0 | 0 |  | 3445 | 145-630F | [40 empty] | 0 | 0 | 0 |  |  |  | 0 | 5000000
145-631F | 0 | 0 | 0 | 0 | 0% | 0% | 0% | 0 | 0 | 0 | 0 | 0 | 0 | 0 | 0 | 145 | 0 | 0 | 0 | 0 | 0 | 0 | 0 | 0 | 0 | 0 | 0 | 0 | 0 | 0 | 0 | 0 | 0 | 0 |  | 3446 | 145-631F | [40 empty] | 0 | 0 | 0 |  |  |  | 0 | 5000000
145-632 | 0 | 0 | 0 | 0 | 0% | 0% | 0% | 0 | 0 | 0 | 0 | 0 | 0 | 0 | 0 | 145 | 0 | 0 | 0 | 0 | 0 | 0 | 0 | 0 | 0 | 0 | 0 | 0 | 0 | 0 | 0 | 0 | 0 | 0 |  | 3447 | 145-632 | [40 empty] | 0 | 0 | 0 |  |  |  | 0 | 5000000
145-634 | 0 | 0 | 0 | 0 | 0% | 0% | 0% | 0 | 0 | 0 | 0 | 0 | 0 | 0 | 0 | 145 | 0 | 0 | 0 | 0 | 0 | 0 | 0 | 0 | 0 | 0 | 0 | 0 | 0 | 0 | 0 | 0 | 0 | 0 |  | 3448 | 145-634 | [40 empty] | 0 | 0 | 0 |  |  |  | 0 | 5000000
1450-1 | 0 | 0 | 0 | 0 | 0% | 0% | 0% | 0 | 0 | 0 | 0 | 0 | 0 | 0 | 0 | 1450 | 0 | 0 | 0 | 0 | 0 | 0 | 0 | 0 | 0 | 0 | 0 | 0 | 0 | 0 | 0 | 0 | 0 | 0 |  | 3449 | 1450-1 | [40 empty] | 0 | 0 | 0 |  |  |  | 0 | 5000000
1450-17 | 0 | 0 | 0 | 0 | 0% | 0% | 0% | 0 | 0 | 0 | 0 | 0 | 0 | 0 | 0 | 1450 | 0 | 0 | 0 | 0 | 0 | 0 | 0 | 0 | 0 | 0 | 0 | 0 | 0 | 0 | 0 | 0 | 0 | 0 |  | 3450 | 1450-17 | [40 empty] | 0 | 0 | 0 |  |  |  | 0 | 5000000
1450-18 | 0 | 0 | 0 | 0 | 0% | 0% | 0% | 0 | 0 | 0 | 0 | 0 | 0 | 0 | 0 | 1450 | 0 | 0 | 0 | 0 | 0 | 0 | 0 | 0 | 0 | 0 | 0 | 0 | 0 | 0 | 0 | 0 | 0 | 0 |  | 3451 | 1450-18 | [40 empty] | 0 | 0 | 0 |  |  |  | 0 | 5000000
1450-20F | 0 | 0 | 0 | 0 | 0% | 0% | 0% | 0 | 0 | 0 | 0 | 0 | 0 | 0 | 0 | 1450 | 0 | 0 | 0 | 0 | 0 | 0 | 0 | 0 | 0 | 0 | 0 | 0 | 0 | 0 | 0 | 0 | 0 | 0 |  | 3452 | 1450-20F | [40 empty] | 0 | 0 | 0 |  |  |  | 0 | 5000000
1450-21 | 0 | 0 | 0 | 0 | 0% | 0% | 0% | 0 | 0 | 0 | 0 | 0 | 0 | 0 | 0 | 1450 | 0 | 0 | 0 | 0 | 0 | 0 | 0 | 0 | 0 | 0 | 0 | 0 | 0 | 0 | 0 | 0 | 0 | 0 |  | 3453 | 1450-21 | [40 empty] | 0 | 0 | 0 |  |  |  | 0 | 5000000
1450-2F | 0 | 0 | 0 | 0 | 0% | 0% | 0% | 0 | 0 | 0 | 0 | 0 | 0 | 0 | 0 | 1450 | 0 | 0 | 0 | 0 | 0 | 0 | 0 | 0 | 0 | 0 | 0 | 0 | 0 | 0 | 0 | 0 | 0 | 0 |  | 3454 | 1450-2F | [40 empty] | 0 | 0 | 0 |  |  |  | 0 | 5000000
1450-303 | 0 | 0 | 0 | 0 | 0% | 0% | 0% | 0 | 0 | 0 | 0 | 0 | 0 | 0 | 0 | 1450 | 0 | 0 | 0 | 0 | 0 | 0 | 0 | 0 | 0 | 0 | 0 | 0 | 0 | 0 | 0 | 0 | 0 | 0 |  | 3455 | 1450-303 | [40 empty] | 0 | 0 | 0 |  |  |  | 0 | 5000000
1450-304F | 0 | 0 | 0 | 0 | 0% | 0% | 0% | 0 | 0 | 0 | 0 | 0 | 0 | 0 | 0 | 1450 | 0 | 0 | 0 | 0 | 0 | 0 | 0 | 0 | 0 | 0 | 0 | 0 | 0 | 0 | 0 | 0 | 0 | 0 |  | 3456 | 1450-304F | [40 empty] | 0 | 0 | 0 |  |  |  | 0 | 5000000
1446-13F | 0 | 0 | 0 | 0 | 0% | 0% | 0% | 0 | 0 | 0 | 0 | 0 | 0 | 0 | 0 | 1446 | 0 | 0 | 0 | 0 | 0 | 0 | 0 | 0 | 0 | 0 | 0 | 0 | 0 | 0 | 0 | 0 | 0 | 0 |  | 3457 | 1446-13F | [40 empty] | 0 | 0 | 0 |  |  |  | 0 | 5000000
1445-4F | 0 | 0 | 0 | 0 | 0% | 0% | 0% | 0 | 0 | 0 | 0 | 0 | 0 | 0 | 0 | 1445 | 0 | 0 | 0 | 0 | 0 | 0 | 0 | 0 | 0 | 0 | 0 | 0 | 0 | 0 | 0 | 0 | 0 | 0 |  | 3458 | 1445-4F | [40 empty] | 0 | 0 | 0 |  |  |  | 0 | 5000000
1436-38 | 0 | 0 | 0 | 0 | 0% | 0% | 0% | 0 | 0 | 0 | 0 | 0 | 0 | 0 | 0 | 1436 | 0 | 0 | 0 | 0 | 0 | 0 | 0 | 0 | 0 | 0 | 0 | 0 | 0 | 0 | 0 | 0 | 0 | 0 |  | 3459 | 1436-38 | [40 empty] | 0 | 0 | 0 |  |  |  | 0 | 5000000
1445-3F | 0 | 0 | 0 | 0 | 0% | 0% | 0% | 0 | 0 | 0 | 0 | 0 | 0 | 0 | 0 | 1445 | 0 | 0 | 0 | 0 | 0 | 0 | 0 | 0 | 0 | 0 | 0 | 0 | 0 | 0 | 0 | 0 | 0 | 0 |  | 3460 | 1445-3F | [40 empty] | 0 | 0 | 0 |  |  |  | 0 | 5000000
1436-39F | 0 | 0 | 0 | 0 | 0% | 0% | 0% | 0 | 0 | 0 | 0 | 0 | 0 | 0 | 0 | 1436 | 0 | 0 | 0 | 0 | 0 | 0 | 0 | 0 | 0 | 0 | 0 | 0 | 0 | 0 | 0 | 0 | 0 | 0 |  | 3461 | 1436-39F | [40 empty] | 0 | 0 | 0 |  |  |  | 0 | 5000000
1437-3F | 0 | 0 | 0 | 0 | 0% | 0% | 0% | 0 | 0 | 0 | 0 | 0 | 0 | 0 | 0 | 1437 | 0 | 0 | 0 | 0 | 0 | 0 | 0 | 0 | 0 | 0 | 0 | 0 | 0 | 0 | 0 | 0 | 0 | 0 |  | 3462 | 1437-3F | [40 empty] | 0 | 0 | 0 |  |  |  | 0 | 5000000
1437-4 | 0 | 0 | 0 | 0 | 0% | 0% | 0% | 0 | 0 | 0 | 0 | 0 | 0 | 0 | 0 | 1437 | 0 | 0 | 0 | 0 | 0 | 0 | 0 | 0 | 0 | 0 | 0 | 0 | 0 | 0 | 0 | 0 | 0 | 0 |  | 3463 | 1437-4 | [40 empty] | 0 | 0 | 0 |  |  |  | 0 | 5000000
1437-5F | 0 | 0 | 0 | 0 | 0% | 0% | 0% | 0 | 0 | 0 | 0 | 0 | 0 | 0 | 0 | 1437 | 0 | 0 | 0 | 0 | 0 | 0 | 0 | 0 | 0 | 0 | 0 | 0 | 0 | 0 | 0 | 0 | 0 | 0 |  | 3464 | 1437-5F | [40 empty] | 0 | 0 | 0 |  |  |  | 0 | 5000000
1437-6F | 0 | 0 | 0 | 0 | 0% | 0% | 0% | 0 | 0 | 0 | 0 | 0 | 0 | 0 | 0 | 1437 | 0 | 0 | 0 | 0 | 0 | 0 | 0 | 0 | 0 | 0 | 0 | 0 | 0 | 0 | 0 | 0 | 0 | 0 |  | 3465 | 1437-6F | [40 empty] | 0 | 0 | 0 |  |  |  | 0 | 5000000
1438-318 | 0 | 0 | 0 | 0 | 0% | 0% | 0% | 0 | 0 | 0 | 0 | 0 | 0 | 0 | 0 | 1438 | 0 | 0 | 0 | 0 | 0 | 0 | 0 | 0 | 0 | 0 | 0 | 0 | 0 | 0 | 0 | 0 | 0 | 0 |  | 3466 | 1438-318 | [40 empty] | 0 | 0 | 0 |  |  |  | 0 | 5000000
1438-330 | 0 | 0 | 0 | 0 | 0% | 0% | 0% | 0 | 0 | 0 | 0 | 0 | 0 | 0 | 0 | 1438 | 0 | 0 | 0 | 0 | 0 | 0 | 0 | 0 | 0 | 0 | 0 | 0 | 0 | 0 | 0 | 0 | 0 | 0 |  | 3467 | 1438-330 | [40 empty] | 0 | 0 | 0 |  |  |  | 0 | 5000000
1438-332F | 0 | 0 | 0 | 0 | 0% | 0% | 0% | 0 | 0 | 0 | 0 | 0 | 0 | 0 | 0 | 1438 | 0 | 0 | 0 | 0 | 0 | 0 | 0 | 0 | 0 | 0 | 0 | 0 | 0 | 0 | 0 | 0 | 0 | 0 |  | 3468 | 1438-332F | [40 empty] | 0 | 0 | 0 |  |  |  | 0 | 5000000
1439-18F | 0 | 0 | 0 | 0 | 0% | 0% | 0% | 0 | 0 | 0 | 0 | 0 | 0 | 0 | 0 | 1439 | 0 | 0 | 0 | 0 | 0 | 0 | 0 | 0 | 0 | 0 | 0 | 0 | 0 | 0 | 0 | 0 | 0 | 0 |  | 3469 | 1439-18F | [40 empty] | 0 | 0 | 0 |  |  |  | 0 | 5000000
1439-19 | 0 | 0 | 0 | 0 | 0% | 0% | 0% | 0 | 0 | 0 | 0 | 0 | 0 | 0 | 0 | 1439 | 0 | 0 | 0 | 0 | 0 | 0 | 0 | 0 | 0 | 0 | 0 | 0 | 0 | 0 | 0 | 0 | 0 | 0 |  | 3470 | 1439-19 | [40 empty] | 0 | 0 | 0 |  |  |  | 0 | 5000000
1439-20F | 0 | 0 | 0 | 0 | 0% | 0% | 0% | 0 | 0 | 0 | 0 | 0 | 0 | 0 | 0 | 1439 | 0 | 0 | 0 | 0 | 0 | 0 | 0 | 0 | 0 | 0 | 0 | 0 | 0 | 0 | 0 | 0 | 0 | 0 |  | 3471 | 1439-20F | [40 empty] | 0 | 0 | 0 |  |  |  | 0 | 5000000
1439-21F | 0 | 0 | 0 | 0 | 0% | 0% | 0% | 0 | 0 | 0 | 0 | 0 | 0 | 0 | 0 | 1439 | 0 | 0 | 0 | 0 | 0 | 0 | 0 | 0 | 0 | 0 | 0 | 0 | 0 | 0 | 0 | 0 | 0 | 0 |  | 3472 | 1439-21F | [40 empty] | 0 | 0 | 0 |  |  |  | 0 | 5000000
1439-30 | 0 | 0 | 0 | 0 | 0% | 0% | 0% | 0 | 0 | 0 | 0 | 0 | 0 | 0 | 0 | 1439 | 0 | 0 | 0 | 0 | 0 | 0 | 0 | 0 | 0 | 0 | 0 | 0 | 0 | 0 | 0 | 0 | 0 | 0 |  | 3473 | 1439-30 | [40 empty] | 0 | 0 | 0 |  |  |  | 0 | 5000000
144-30AE | 14974.4229 | 0 | 14974.4229 | 0 | 0% | 100% | 0% | 2382.3839 | 4969.852 | 4.776 | 2139.9618 | 237.6461 | 9.9632 | 4464.1393 | 495.7495 | 144 | 0.0060944 | 0.0060944 | 0.0060944 | 2457079.1021 | 30.0196 | 13450.6842 | 1493.7192 | 4925.7603 | 2207056.3419 | 245097 | 2066165.4946 | 4142.0873 | 1855920.5808 | 206102.8336 | 1641600.6317 | 3290.9528 | 1474557.7729 | 163751.9079 |  | 3474 | 144-30AE | 14974.4229 | 12592.039 | 10004.5709 | 0 | 0 | 0 | 14974.4229 | 12592.039 | 10004.5709 | 0 | 30.0196 | 25.2435 | 20.0564 | 0 | 0 | 0 | 30.0196 | 25.2435 | 20.0564 | 0 | 1493.7192 | 1256.0731 | 997.9696 | 0 | 0 | 0 | 1493.7192 | 1256.0731 | 997.9696 | 0 | 13450.6842 | 11310.7223 | 8986.5449 | 0 | 0 | 0 | 13450.6842 | 11310.7223 | 8986.5449 | 0 | 0 | 0 | 0 | 0.0060944 | 0.0060944 | 0.0060944 | 0 | 5000000
144-36 | 0 | 0 | 0 | 0 | 0% | 0% | 0% | 0 | 0 | 0 | 0 | 0 | 0 | 0 | 0 | 144 | 0 | 0 | 0 | 0 | 0 | 0 | 0 | 0 | 0 | 0 | 0 | 0 | 0 | 0 | 0 | 0 | 0 | 0 |  | 3475 | 144-36 | [40 empty] | 0 | 0 | 0 |  |  |  | 0 | 5000000
144-443F | 448.2773 | 0 | 448.2773 | 0 | 0% | 100% | 0% | 71.3392 | 148.7726 | 0.17371 | 56.4612 | 14.7042 | 0.36227 | 117.7458 | 30.6646 | 144 | 0.0060856 | 0.0060856 | 0.0060856 | 73661.9709 | 1.0916 | 354.7881 | 92.3977 | 179.3694 | 58299.6015 | 15183 | 61939.353 | 150.8244 | 49021.7618 | 12766.7667 | 49215.3055 | 119.841 | 38951.343 | 10144.1215 |  | 3476 | 144-443F | 448.2773 | 376.9381 | 299.5047 | 0 | 0 | 0 | 448.2773 | 376.9381 | 299.5047 | 0 | 1.0916 | 0.91786 | 0.7293 | 0 | 0 | 0 | 1.0916 | 0.91786 | 0.7293 | 0 | 92.3977 | 77.6934 | 61.7331 | 0 | 0 | 0 | 92.3977 | 77.6934 | 61.7331 | 0 | 354.7881 | 298.3268 | 237.0423 | 0 | 0 | 0 | 354.7881 | 298.3268 | 237.0423 | 0 | 0 | 0 | 0 | 0.0060856 | 0.0060856 | 0.0060856 | 0 | 5000000
144-444 | 0 | 0 | 0 | 0 | 0% | 0% | 0% | 0 | 0 | 0 | 0 | 0 | 0 | 0 | 0 | 144 | 0 | 0 | 0 | 0 | 0 | 0 | 0 | 0 | 0 | 0 | 0 | 0 | 0 | 0 | 0 | 0 | 0 | 0 |  | 3477 | 144-444 | [40 empty] | 0 | 0 | 0 |  |  |  | 0 | 5000000
1442-1 | 0 | 0 | 0 | 0 | 0% | 0% | 0% | 0 | 0 | 0 | 0 | 0 | 0 | 0 | 0 | 1442 | 0 | 0 | 0 | 0 | 0 | 0 | 0 | 0 | 0 | 0 | 0 | 0 | 0 | 0 | 0 | 0 | 0 | 0 |  | 3478 | 1442-1 | [40 empty] | 0 | 0 | 0 |  |  |  | 0 | 5000000
1442-3AE | 0 | 0 | 0 | 0 | 0% | 0% | 0% | 0 | 0 | 0 | 0 | 0 | 0 | 0 | 0 | 1442 | 0 | 0 | 0 | 0 | 0 | 0 | 0 | 0 | 0 | 0 | 0 | 0 | 0 | 0 | 0 | 0 | 0 | 0 |  | 3479 | 1442-3AE | [40 empty] | 0 | 0 | 0 |  |  |  | 0 | 5000000
1444-1 | 0 | 0 | 0 | 0 | 0% | 0% | 0% | 0 | 0 | 0 | 0 | 0 | 0 | 0 | 0 | 1444 | 0 | 0 | 0 | 0 | 0 | 0 | 0 | 0 | 0 | 0 | 0 | 0 | 0 | 0 | 0 | 0 | 0 | 0 |  | 3480 | 1444-1 | [40 empty] | 0 | 0 | 0 |  |  |  | 0 | 5000000
1444-2 | 0 | 0 | 0 | 0 | 0% | 0% | 0% | 0 | 0 | 0 | 0 | 0 | 0 | 0 | 0 | 1444 | 0 | 0 | 0 | 0 | 0 | 0 | 0 | 0 | 0 | 0 | 0 | 0 | 0 | 0 | 0 | 0 | 0 | 0 |  | 3481 | 1444-2 | [40 empty] | 0 | 0 | 0 |  |  |  | 0 | 5000000
1444-310F | 0 | 0 | 0 | 0 | 0% | 0% | 0% | 0 | 0 | 0 | 0 | 0 | 0 | 0 | 0 | 1444 | 0 | 0 | 0 | 0 | 0 | 0 | 0 | 0 | 0 | 0 | 0 | 0 | 0 | 0 | 0 | 0 | 0 | 0 |  | 3482 | 1444-310F | [40 empty] | 0 | 0 | 0 |  |  |  | 0 | 5000000
1444-311F | 0 | 0 | 0 | 0 | 0% | 0% | 0% | 0 | 0 | 0 | 0 | 0 | 0 | 0 | 0 | 1444 | 0 | 0 | 0 | 0 | 0 | 0 | 0 | 0 | 0 | 0 | 0 | 0 | 0 | 0 | 0 | 0 | 0 | 0 |  | 3483 | 1444-311F | [40 empty] | 0 | 0 | 0 |  |  |  | 0 | 5000000
1444-313 | 0 | 0 | 0 | 0 | 0% | 0% | 0% | 0 | 0 | 0 | 0 | 0 | 0 | 0 | 0 | 1444 | 0 | 0 | 0 | 0 | 0 | 0 | 0 | 0 | 0 | 0 | 0 | 0 | 0 | 0 | 0 | 0 | 0 | 0 |  | 3484 | 1444-313 | [40 empty] | 0 | 0 | 0 |  |  |  | 0 | 5000000
1445-1 | 0 | 0 | 0 | 0 | 0% | 0% | 0% | 0 | 0 | 0 | 0 | 0 | 0 | 0 | 0 | 1445 | 0 | 0 | 0 | 0 | 0 | 0 | 0 | 0 | 0 | 0 | 0 | 0 | 0 | 0 | 0 | 0 | 0 | 0 |  | 3485 | 1445-1 | [40 empty] | 0 | 0 | 0 |  |  |  | 0 | 5000000
1445-2F | 0 | 0 | 0 | 0 | 0% | 0% | 0% | 0 | 0 | 0 | 0 | 0 | 0 | 0 | 0 | 1445 | 0 | 0 | 0 | 0 | 0 | 0 | 0 | 0 | 0 | 0 | 0 | 0 | 0 | 0 | 0 | 0 | 0 | 0 |  | 3486 | 1445-2F | [40 empty] | 0 | 0 | 0 |  |  |  | 0 | 5000000
1445-309 | 0 | 0 | 0 | 0 | 0% | 0% | 0% | 0 | 0 | 0 | 0 | 0 | 0 | 0 | 0 | 1445 | 0 | 0 | 0 | 0 | 0 | 0 | 0 | 0 | 0 | 0 | 0 | 0 | 0 | 0 | 0 | 0 | 0 | 0 |  | 3487 | 1445-309 | [40 empty] | 0 | 0 | 0 |  |  |  | 0 | 5000000
1445-310F | 0 | 0 | 0 | 0 | 0% | 0% | 0% | 0 | 0 | 0 | 0 | 0 | 0 | 0 | 0 | 1445 | 0 | 0 | 0 | 0 | 0 | 0 | 0 | 0 | 0 | 0 | 0 | 0 | 0 | 0 | 0 | 0 | 0 | 0 |  | 3488 | 1445-310F | [40 empty] | 0 | 0 | 0 |  |  |  | 0 | 5000000
1445-311F | 0 | 0 | 0 | 0 | 0% | 0% | 0% | 0 | 0 | 0 | 0 | 0 | 0 | 0 | 0 | 1445 | 0 | 0 | 0 | 0 | 0 | 0 | 0 | 0 | 0 | 0 | 0 | 0 | 0 | 0 | 0 | 0 | 0 | 0 |  | 3489 | 1445-311F | [40 empty] | 0 | 0 | 0 |  |  |  | 0 | 5000000
182-2239 | 0 | 0 | 0 | 0 | 0% | 0% | 0% | 0 | 0 | 0 | 0 | 0 | 0 | 0 | 0 | 182 | 0 | 0 | 0 | 0 | 0 | 0 | 0 | 0 | 0 | 0 | 0 | 0 | 0 | 0 | 0 | 0 | 0 | 0 |  | 3490 | 182-2239 | [40 empty] | 0 | 0 | 0 |  |  |  | 0 | 5000000
182-2243F | 211321.3128 | 0 | 211321.3128 | 0 | 0% | 100% | 0% | 10725.2965 | 22304.0339 | 13.597 | 9712.335 | 999.3646 | 28.2759 | 20197.5067 | 2078.2514 | 182 | 0.098482 | 0.098482 | 0.098482 | 2145794.8774 | 267.9023 | 191362.8552 | 19690.5554 | 2720.3288 | 1943133.0848 | 199941.4648 | 2036888.2746 | 2582.2626 | 1844512.2967 | 189793.7364 | 1919315.6783 | 2433.2101 | 1738043.9541 | 178838.5237 |  | 3491 | 182-2243F | 211321.3128 | 200596.0163 | 189017.2789 | 0 | 0 | 0 | 211321.3128 | 200596.0163 | 189017.2789 | 0 | 267.9023 | 254.3054 | 239.6264 | 0 | 0 | 0 | 267.9023 | 254.3054 | 239.6264 | 0 | 19690.5554 | 18691.1907 | 17612.304 | 0 | 0 | 0 | 19690.5554 | 18691.1907 | 17612.304 | 0 | 191362.8552 | 181650.5202 | 171165.3485 | 0 | 0 | 0 | 191362.8552 | 181650.5202 | 171165.3485 | 0 | 0 | 0 | 0 | 0.098482 | 0.098482 | 0.098482 | 0 | 5000000
271-47 | 0 | 0 | 0 | 0 | 0% | 0% | 0% | 0 | 0 | 0 | 0 | 0 | 0 | 0 | 0 | 271 | 0 | 0 | 0 | 0 | 0 | 0 | 0 | 0 | 0 | 0 | 0 | 0 | 0 | 0 | 0 | 0 | 0 | 0 |  | 3492 | 271-47 | [40 empty] | 0 | 0 | 0 |  |  |  | 0 | 5000000
267-1240 | 0 | 0 | 0 | 0 | 0% | 0% | 0% | 0 | 0 | 0 | 0 | 0 | 0 | 0 | 0 | 267 | 0 | 0 | 0 | 0 | 0 | 0 | 0 | 0 | 0 | 0 | 0 | 0 | 0 | 0 | 0 | 0 | 0 | 0 |  | 3493 | 267-1240 | [40 empty] | 0 | 0 | 0 |  |  |  | 0 | 5000000
267-1241 | 0 | 0 | 0 | 0 | 0% | 0% | 0% | 0 | 0 | 0 | 0 | 0 | 0 | 0 | 0 | 267 | 0 | 0 | 0 | 0 | 0 | 0 | 0 | 0 | 0 | 0 | 0 | 0 | 0 | 0 | 0 | 0 | 0 | 0 |  | 3494 | 267-1241 | [40 empty] | 0 | 0 | 0 |  |  |  | 0 | 5000000
267-1242 | 0 | 0 | 0 | 0 | 0% | 0% | 0% | 0 | 0 | 0 | 0 | 0 | 0 | 0 | 0 | 267 | 0 | 0 | 0 | 0 | 0 | 0 | 0 | 0 | 0 | 0 | 0 | 0 | 0 | 0 | 0 | 0 | 0 | 0 |  | 3495 | 267-1242 | [40 empty] | 0 | 0 | 0 |  |  |  | 0 | 5000000
268-12 | 0 | 0 | 0 | 0 | 0% | 0% | 0% | 0 | 0 | 0 | 0 | 0 | 0 | 0 | 0 | 268 | 0 | 0 | 0 | 0 | 0 | 0 | 0 | 0 | 0 | 0 | 0 | 0 | 0 | 0 | 0 | 0 | 0 | 0 |  | 3496 | 268-12 | [40 empty] | 0 | 0 | 0 |  |  |  | 0 | 5000000
268-13F | 0 | 0 | 0 | 0 | 0% | 0% | 0% | 0 | 0 | 0 | 0 | 0 | 0 | 0 | 0 | 268 | 0 | 0 | 0 | 0 | 0 | 0 | 0 | 0 | 0 | 0 | 0 | 0 | 0 | 0 | 0 | 0 | 0 | 0 |  | 3497 | 268-13F | [40 empty] | 0 | 0 | 0 |  |  |  | 0 | 5000000
268-14F | 0 | 0 | 0 | 0 | 0% | 0% | 0% | 0 | 0 | 0 | 0 | 0 | 0 | 0 | 0 | 268 | 0 | 0 | 0 | 0 | 0 | 0 | 0 | 0 | 0 | 0 | 0 | 0 | 0 | 0 | 0 | 0 | 0 | 0 |  | 3498 | 268-14F | [40 empty] | 0 | 0 | 0 |  |  |  | 0 | 5000000
268-7F | 0 | 0 | 0 | 0 | 0% | 0% | 0% | 0 | 0 | 0 | 0 | 0 | 0 | 0 | 0 | 268 | 0 | 0 | 0 | 0 | 0 | 0 | 0 | 0 | 0 | 0 | 0 | 0 | 0 | 0 | 0 | 0 | 0 | 0 |  | 3499 | 268-7F | [40 empty] | 0 | 0 | 0 |  |  |  | 0 | 5000000
269-18F | 0 | 0 | 0 | 0 | 0% | 0% | 0% | 0 | 0 | 0 | 0 | 0 | 0 | 0 | 0 | 269 | 0 | 0 | 0 | 0 | 0 | 0 | 0 | 0 | 0 | 0 | 0 | 0 | 0 | 0 | 0 | 0 | 0 | 0 |  | 3500 | 269-18F | [40 empty] | 0 | 0 | 0 |  |  |  | 0 | 5000000
269-19 | 0 | 0 | 0 | 0 | 0% | 0% | 0% | 0 | 0 | 0 | 0 | 0 | 0 | 0 | 0 | 269 | 0 | 0 | 0 | 0 | 0 | 0 | 0 | 0 | 0 | 0 | 0 | 0 | 0 | 0 | 0 | 0 | 0 | 0 |  | 3501 | 269-19 | [40 empty] | 0 | 0 | 0 |  |  |  | 0 | 5000000
269-391F | 0 | 0 | 0 | 0 | 0% | 0% | 0% | 0 | 0 | 0 | 0 | 0 | 0 | 0 | 0 | 269 | 0 | 0 | 0 | 0 | 0 | 0 | 0 | 0 | 0 | 0 | 0 | 0 | 0 | 0 | 0 | 0 | 0 | 0 |  | 3502 | 269-391F | [40 empty] | 0 | 0 | 0 |  |  |  | 0 | 5000000
269-41F | 0 | 0 | 0 | 0 | 0% | 0% | 0% | 0 | 0 | 0 | 0 | 0 | 0 | 0 | 0 | 269 | 0 | 0 | 0 | 0 | 0 | 0 | 0 | 0 | 0 | 0 | 0 | 0 | 0 | 0 | 0 | 0 | 0 | 0 |  | 3503 | 269-41F | [40 empty] | 0 | 0 | 0 |  |  |  | 0 | 5000000
269-829F | 0 | 0 | 0 | 0 | 0% | 0% | 0% | 0 | 0 | 0 | 0 | 0 | 0 | 0 | 0 | 269 | 0 | 0 | 0 | 0 | 0 | 0 | 0 | 0 | 0 | 0 | 0 | 0 | 0 | 0 | 0 | 0 | 0 | 0 |  | 3504 | 269-829F | [40 empty] | 0 | 0 | 0 |  |  |  | 0 | 5000000
269-831 | 0 | 0 | 0 | 0 | 0% | 0% | 0% | 0 | 0 | 0 | 0 | 0 | 0 | 0 | 0 | 269 | 0 | 0 | 0 | 0 | 0 | 0 | 0 | 0 | 0 | 0 | 0 | 0 | 0 | 0 | 0 | 0 | 0 | 0 |  | 3505 | 269-831 | [40 empty] | 0 | 0 | 0 |  |  |  | 0 | 5000000
271-48F | 0 | 0 | 0 | 0 | 0% | 0% | 0% | 0 | 0 | 0 | 0 | 0 | 0 | 0 | 0 | 271 | 0 | 0 | 0 | 0 | 0 | 0 | 0 | 0 | 0 | 0 | 0 | 0 | 0 | 0 | 0 | 0 | 0 | 0 |  | 3506 | 271-48F | [40 empty] | 0 | 0 | 0 |  |  |  | 0 | 5000000
182-2244 | 0 | 0 | 0 | 0 | 0% | 0% | 0% | 0 | 0 | 0 | 0 | 0 | 0 | 0 | 0 | 182 | 0 | 0 | 0 | 0 | 0 | 0 | 0 | 0 | 0 | 0 | 0 | 0 | 0 | 0 | 0 | 0 | 0 | 0 |  | 3507 | 182-2244 | [40 empty] | 0 | 0 | 0 |  |  |  | 0 | 5000000
271-49F | 0 | 0 | 0 | 0 | 0% | 0% | 0% | 0 | 0 | 0 | 0 | 0 | 0 | 0 | 0 | 271 | 0 | 0 | 0 | 0 | 0 | 0 | 0 | 0 | 0 | 0 | 0 | 0 | 0 | 0 | 0 | 0 | 0 | 0 |  | 3508 | 271-49F | [40 empty] | 0 | 0 | 0 |  |  |  | 0 | 5000000
271-50F | 0 | 0 | 0 | 0 | 0% | 0% | 0% | 0 | 0 | 0 | 0 | 0 | 0 | 0 | 0 | 271 | 0 | 0 | 0 | 0 | 0 | 0 | 0 | 0 | 0 | 0 | 0 | 0 | 0 | 0 | 0 | 0 | 0 | 0 |  | 3509 | 271-50F | [40 empty] | 0 | 0 | 0 |  |  |  | 0 | 5000000
271-70 | 0 | 0 | 0 | 0 | 0% | 0% | 0% | 0 | 0 | 0 | 0 | 0 | 0 | 0 | 0 | 271 | 0 | 0 | 0 | 0 | 0 | 0 | 0 | 0 | 0 | 0 | 0 | 0 | 0 | 0 | 0 | 0 | 0 | 0 |  | 3510 | 271-70 | [40 empty] | 0 | 0 | 0 |  |  |  | 0 | 5000000
271-71F | 0 | 0 | 0 | 0 | 0% | 0% | 0% | 0 | 0 | 0 | 0 | 0 | 0 | 0 | 0 | 271 | 0 | 0 | 0 | 0 | 0 | 0 | 0 | 0 | 0 | 0 | 0 | 0 | 0 | 0 | 0 | 0 | 0 | 0 |  | 3511 | 271-71F | [40 empty] | 0 | 0 | 0 |  |  |  | 0 | 5000000
271-72 | 0 | 0 | 0 | 0 | 0% | 0% | 0% | 0 | 0 | 0 | 0 | 0 | 0 | 0 | 0 | 271 | 0 | 0 | 0 | 0 | 0 | 0 | 0 | 0 | 0 | 0 | 0 | 0 | 0 | 0 | 0 | 0 | 0 | 0 |  | 3512 | 271-72 | [40 empty] | 0 | 0 | 0 |  |  |  | 0 | 5000000
271-93F | 0 | 0 | 0 | 0 | 0% | 0% | 0% | 0 | 0 | 0 | 0 | 0 | 0 | 0 | 0 | 271 | 0 | 0 | 0 | 0 | 0 | 0 | 0 | 0 | 0 | 0 | 0 | 0 | 0 | 0 | 0 | 0 | 0 | 0 |  | 3513 | 271-93F | [40 empty] | 0 | 0 | 0 |  |  |  | 0 | 5000000
272-168 | 0 | 0 | 0 | 0 | 0% | 0% | 0% | 0 | 0 | 0 | 0 | 0 | 0 | 0 | 0 | 272 | 0 | 0 | 0 | 0 | 0 | 0 | 0 | 0 | 0 | 0 | 0 | 0 | 0 | 0 | 0 | 0 | 0 | 0 |  | 3514 | 272-168 | [40 empty] | 0 | 0 | 0 |  |  |  | 0 | 5000000
272-169F | 0 | 0 | 0 | 0 | 0% | 0% | 0% | 0 | 0 | 0 | 0 | 0 | 0 | 0 | 0 | 272 | 0 | 0 | 0 | 0 | 0 | 0 | 0 | 0 | 0 | 0 | 0 | 0 | 0 | 0 | 0 | 0 | 0 | 0 |  | 3515 | 272-169F | [40 empty] | 0 | 0 | 0 |  |  |  | 0 | 5000000
272-170F | 0 | 0 | 0 | 0 | 0% | 0% | 0% | 0 | 0 | 0 | 0 | 0 | 0 | 0 | 0 | 272 | 0 | 0 | 0 | 0 | 0 | 0 | 0 | 0 | 0 | 0 | 0 | 0 | 0 | 0 | 0 | 0 | 0 | 0 |  | 3516 | 272-170F | [40 empty] | 0 | 0 | 0 |  |  |  | 0 | 5000000
273-190 | 0 | 0 | 0 | 0 | 0% | 0% | 0% | 0 | 0 | 0 | 0 | 0 | 0 | 0 | 0 | 273 | 0 | 0 | 0 | 0 | 0 | 0 | 0 | 0 | 0 | 0 | 0 | 0 | 0 | 0 | 0 | 0 | 0 | 0 |  | 3517 | 273-190 | [40 empty] | 0 | 0 | 0 |  |  |  | 0 | 5000000
273-194AE | 0 | 0 | 0 | 0 | 0% | 0% | 0% | 0 | 0 | 0 | 0 | 0 | 0 | 0 | 0 | 273 | 0 | 0 | 0 | 0 | 0 | 0 | 0 | 0 | 0 | 0 | 0 | 0 | 0 | 0 | 0 | 0 | 0 | 0 |  | 3518 | 273-194AE | [40 empty] | 0 | 0 | 0 |  |  |  | 0 | 5000000
273-195F | 0 | 0 | 0 | 0 | 0% | 0% | 0% | 0 | 0 | 0 | 0 | 0 | 0 | 0 | 0 | 273 | 0 | 0 | 0 | 0 | 0 | 0 | 0 | 0 | 0 | 0 | 0 | 0 | 0 | 0 | 0 | 0 | 0 | 0 |  | 3519 | 273-195F | [40 empty] | 0 | 0 | 0 |  |  |  | 0 | 5000000
273-196F | 0 | 0 | 0 | 0 | 0% | 0% | 0% | 0 | 0 | 0 | 0 | 0 | 0 | 0 | 0 | 273 | 0 | 0 | 0 | 0 | 0 | 0 | 0 | 0 | 0 | 0 | 0 | 0 | 0 | 0 | 0 | 0 | 0 | 0 |  | 3520 | 273-196F | [40 empty] | 0 | 0 | 0 |  |  |  | 0 | 5000000
273-197 | 0 | 0 | 0 | 0 | 0% | 0% | 0% | 0 | 0 | 0 | 0 | 0 | 0 | 0 | 0 | 273 | 0 | 0 | 0 | 0 | 0 | 0 | 0 | 0 | 0 | 0 | 0 | 0 | 0 | 0 | 0 | 0 | 0 | 0 |  | 3521 | 273-197 | [40 empty] | 0 | 0 | 0 |  |  |  | 0 | 5000000
267-1239 | 0 | 0 | 0 | 0 | 0% | 0% | 0% | 0 | 0 | 0 | 0 | 0 | 0 | 0 | 0 | 267 | 0 | 0 | 0 | 0 | 0 | 0 | 0 | 0 | 0 | 0 | 0 | 0 | 0 | 0 | 0 | 0 | 0 | 0 |  | 3522 | 267-1239 | [40 empty] | 0 | 0 | 0 |  |  |  | 0 | 5000000
267-1226 | 0 | 0 | 0 | 0 | 0% | 0% | 0% | 0 | 0 | 0 | 0 | 0 | 0 | 0 | 0 | 267 | 0 | 0 | 0 | 0 | 0 | 0 | 0 | 0 | 0 | 0 | 0 | 0 | 0 | 0 | 0 | 0 | 0 | 0 |  | 3523 | 267-1226 | [40 empty] | 0 | 0 | 0 |  |  |  | 0 | 5000000
267-1224F | 0 | 0 | 0 | 0 | 0% | 0% | 0% | 0 | 0 | 0 | 0 | 0 | 0 | 0 | 0 | 267 | 0 | 0 | 0 | 0 | 0 | 0 | 0 | 0 | 0 | 0 | 0 | 0 | 0 | 0 | 0 | 0 | 0 | 0 |  | 3524 | 267-1224F | [40 empty] | 0 | 0 | 0 |  |  |  | 0 | 5000000
267-1223F | 0 | 0 | 0 | 0 | 0% | 0% | 0% | 0 | 0 | 0 | 0 | 0 | 0 | 0 | 0 | 267 | 0 | 0 | 0 | 0 | 0 | 0 | 0 | 0 | 0 | 0 | 0 | 0 | 0 | 0 | 0 | 0 | 0 | 0 |  | 3525 | 267-1223F | [40 empty] | 0 | 0 | 0 |  |  |  | 0 | 5000000
254-201 | 0 | 0 | 0 | 0 | 0% | 0% | 0% | 0 | 0 | 0 | 0 | 0 | 0 | 0 | 0 | 254 | 0 | 0 | 0 | 0 | 0 | 0 | 0 | 0 | 0 | 0 | 0 | 0 | 0 | 0 | 0 | 0 | 0 | 0 |  | 3526 | 254-201 | [40 empty] | 0 | 0 | 0 |  |  |  | 0 | 5000000
254-202 | 0 | 0 | 0 | 0 | 0% | 0% | 0% | 0 | 0 | 0 | 0 | 0 | 0 | 0 | 0 | 254 | 0 | 0 | 0 | 0 | 0 | 0 | 0 | 0 | 0 | 0 | 0 | 0 | 0 | 0 | 0 | 0 | 0 | 0 |  | 3527 | 254-202 | [40 empty] | 0 | 0 | 0 |  |  |  | 0 | 5000000
254-272 | 0 | 0 | 0 | 0 | 0% | 0% | 0% | 0 | 0 | 0 | 0 | 0 | 0 | 0 | 0 | 254 | 0 | 0 | 0 | 0 | 0 | 0 | 0 | 0 | 0 | 0 | 0 | 0 | 0 | 0 | 0 | 0 | 0 | 0 |  | 3528 | 254-272 | [40 empty] | 0 | 0 | 0 |  |  |  | 0 | 5000000
254-273F | 0 | 0 | 0 | 0 | 0% | 0% | 0% | 0 | 0 | 0 | 0 | 0 | 0 | 0 | 0 | 254 | 0 | 0 | 0 | 0 | 0 | 0 | 0 | 0 | 0 | 0 | 0 | 0 | 0 | 0 | 0 | 0 | 0 | 0 |  | 3529 | 254-273F | [40 empty] | 0 | 0 | 0 |  |  |  | 0 | 5000000
254-293F | 0 | 0 | 0 | 0 | 0% | 0% | 0% | 0 | 0 | 0 | 0 | 0 | 0 | 0 | 0 | 254 | 0 | 0 | 0 | 0 | 0 | 0 | 0 | 0 | 0 | 0 | 0 | 0 | 0 | 0 | 0 | 0 | 0 | 0 |  | 3530 | 254-293F | [40 empty] | 0 | 0 | 0 |  |  |  | 0 | 5000000
255-44 | 0 | 0 | 0 | 0 | 0% | 0% | 0% | 0 | 0 | 0 | 0 | 0 | 0 | 0 | 0 | 255 | 0 | 0 | 0 | 0 | 0 | 0 | 0 | 0 | 0 | 0 | 0 | 0 | 0 | 0 | 0 | 0 | 0 | 0 |  | 3531 | 255-44 | [40 empty] | 0 | 0 | 0 |  |  |  | 0 | 5000000
256-38 | 0 | 0 | 0 | 0 | 0% | 0% | 0% | 0 | 0 | 0 | 0 | 0 | 0 | 0 | 0 | 256 | 0 | 0 | 0 | 0 | 0 | 0 | 0 | 0 | 0 | 0 | 0 | 0 | 0 | 0 | 0 | 0 | 0 | 0 |  | 3532 | 256-38 | [40 empty] | 0 | 0 | 0 |  |  |  | 0 | 5000000
257-30 | 0 | 0 | 0 | 0 | 0% | 0% | 0% | 0 | 0 | 0 | 0 | 0 | 0 | 0 | 0 | 257 | 0 | 0 | 0 | 0 | 0 | 0 | 0 | 0 | 0 | 0 | 0 | 0 | 0 | 0 | 0 | 0 | 0 | 0 |  | 3533 | 257-30 | [40 empty] | 0 | 0 | 0 |  |  |  | 0 | 5000000
257-42 | 0 | 0 | 0 | 0 | 0% | 0% | 0% | 0 | 0 | 0 | 0 | 0 | 0 | 0 | 0 | 257 | 0 | 0 | 0 | 0 | 0 | 0 | 0 | 0 | 0 | 0 | 0 | 0 | 0 | 0 | 0 | 0 | 0 | 0 |  | 3534 | 257-42 | [40 empty] | 0 | 0 | 0 |  |  |  | 0 | 5000000
257-43AE | 0 | 0 | 0 | 0 | 0% | 0% | 0% | 0 | 0 | 0 | 0 | 0 | 0 | 0 | 0 | 257 | 0 | 0 | 0 | 0 | 0 | 0 | 0 | 0 | 0 | 0 | 0 | 0 | 0 | 0 | 0 | 0 | 0 | 0 |  | 3535 | 257-43AE | [40 empty] | 0 | 0 | 0 |  |  |  | 0 | 5000000
257-44AE | 0 | 0 | 0 | 0 | 0% | 0% | 0% | 0 | 0 | 0 | 0 | 0 | 0 | 0 | 0 | 257 | 0 | 0 | 0 | 0 | 0 | 0 | 0 | 0 | 0 | 0 | 0 | 0 | 0 | 0 | 0 | 0 | 0 | 0 |  | 3536 | 257-44AE | [40 empty] | 0 | 0 | 0 |  |  |  | 0 | 5000000
264-10 | 0 | 0 | 0 | 0 | 0% | 0% | 0% | 0 | 0 | 0 | 0 | 0 | 0 | 0 | 0 | 264 | 0 | 0 | 0 | 0 | 0 | 0 | 0 | 0 | 0 | 0 | 0 | 0 | 0 | 0 | 0 | 0 | 0 | 0 |  | 3537 | 264-10 | [40 empty] | 0 | 0 | 0 |  |  |  | 0 | 5000000
264-12 | 0 | 0 | 0 | 0 | 0% | 0% | 0% | 0 | 0 | 0 | 0 | 0 | 0 | 0 | 0 | 264 | 0 | 0 | 0 | 0 | 0 | 0 | 0 | 0 | 0 | 0 | 0 | 0 | 0 | 0 | 0 | 0 | 0 | 0 |  | 3538 | 264-12 | [40 empty] | 0 | 0 | 0 |  |  |  | 0 | 5000000
264-9 | 0 | 0 | 0 | 0 | 0% | 0% | 0% | 0 | 0 | 0 | 0 | 0 | 0 | 0 | 0 | 264 | 0 | 0 | 0 | 0 | 0 | 0 | 0 | 0 | 0 | 0 | 0 | 0 | 0 | 0 | 0 | 0 | 0 | 0 |  | 3539 | 264-9 | [40 empty] | 0 | 0 | 0 |  |  |  | 0 | 5000000
265-151 | 0 | 0 | 0 | 0 | 0% | 0% | 0% | 0 | 0 | 0 | 0 | 0 | 0 | 0 | 0 | 265 | 0 | 0 | 0 | 0 | 0 | 0 | 0 | 0 | 0 | 0 | 0 | 0 | 0 | 0 | 0 | 0 | 0 | 0 |  | 3540 | 265-151 | [40 empty] | 0 | 0 | 0 |  |  |  | 0 | 5000000
265-161 | 0 | 0 | 0 | 0 | 0% | 0% | 0% | 0 | 0 | 0 | 0 | 0 | 0 | 0 | 0 | 265 | 0 | 0 | 0 | 0 | 0 | 0 | 0 | 0 | 0 | 0 | 0 | 0 | 0 | 0 | 0 | 0 | 0 | 0 |  | 3541 | 265-161 | [40 empty] | 0 | 0 | 0 |  |  |  | 0 | 5000000
265-166 | 0 | 0 | 0 | 0 | 0% | 0% | 0% | 0 | 0 | 0 | 0 | 0 | 0 | 0 | 0 | 265 | 0 | 0 | 0 | 0 | 0 | 0 | 0 | 0 | 0 | 0 | 0 | 0 | 0 | 0 | 0 | 0 | 0 | 0 |  | 3542 | 265-166 | [40 empty] | 0 | 0 | 0 |  |  |  | 0 | 5000000
266-486F | 0 | 0 | 0 | 0 | 0% | 0% | 0% | 0 | 0 | 0 | 0 | 0 | 0 | 0 | 0 | 266 | 0 | 0 | 0 | 0 | 0 | 0 | 0 | 0 | 0 | 0 | 0 | 0 | 0 | 0 | 0 | 0 | 0 | 0 |  | 3543 | 266-486F | [40 empty] | 0 | 0 | 0 |  |  |  | 0 | 5000000
266-487 | 0 | 0 | 0 | 0 | 0% | 0% | 0% | 0 | 0 | 0 | 0 | 0 | 0 | 0 | 0 | 266 | 0 | 0 | 0 | 0 | 0 | 0 | 0 | 0 | 0 | 0 | 0 | 0 | 0 | 0 | 0 | 0 | 0 | 0 |  | 3544 | 266-487 | [40 empty] | 0 | 0 | 0 |  |  |  | 0 | 5000000
266-488 | 0 | 0 | 0 | 0 | 0% | 0% | 0% | 0 | 0 | 0 | 0 | 0 | 0 | 0 | 0 | 266 | 0 | 0 | 0 | 0 | 0 | 0 | 0 | 0 | 0 | 0 | 0 | 0 | 0 | 0 | 0 | 0 | 0 | 0 |  | 3545 | 266-488 | [40 empty] | 0 | 0 | 0 |  |  |  | 0 | 5000000
266-489 | 0 | 0 | 0 | 0 | 0% | 0% | 0% | 0 | 0 | 0 | 0 | 0 | 0 | 0 | 0 | 266 | 0 | 0 | 0 | 0 | 0 | 0 | 0 | 0 | 0 | 0 | 0 | 0 | 0 | 0 | 0 | 0 | 0 | 0 |  | 3546 | 266-489 | [40 empty] | 0 | 0 | 0 |  |  |  | 0 | 5000000
266-490AE | 0 | 0 | 0 | 0 | 0% | 0% | 0% | 0 | 0 | 0 | 0 | 0 | 0 | 0 | 0 | 266 | 0 | 0 | 0 | 0 | 0 | 0 | 0 | 0 | 0 | 0 | 0 | 0 | 0 | 0 | 0 | 0 | 0 | 0 |  | 3547 | 266-490AE | [40 empty] | 0 | 0 | 0 |  |  |  | 0 | 5000000
267-1215 | 0 | 0 | 0 | 0 | 0% | 0% | 0% | 0 | 0 | 0 | 0 | 0 | 0 | 0 | 0 | 267 | 0 | 0 | 0 | 0 | 0 | 0 | 0 | 0 | 0 | 0 | 0 | 0 | 0 | 0 | 0 | 0 | 0 | 0 |  | 3548 | 267-1215 | [40 empty] | 0 | 0 | 0 |  |  |  | 0 | 5000000
267-1216F | 0 | 0 | 0 | 0 | 0% | 0% | 0% | 0 | 0 | 0 | 0 | 0 | 0 | 0 | 0 | 267 | 0 | 0 | 0 | 0 | 0 | 0 | 0 | 0 | 0 | 0 | 0 | 0 | 0 | 0 | 0 | 0 | 0 | 0 |  | 3549 | 267-1216F | [40 empty] | 0 | 0 | 0 |  |  |  | 0 | 5000000
267-1217F | 0 | 0 | 0 | 0 | 0% | 0% | 0% | 0 | 0 | 0 | 0 | 0 | 0 | 0 | 0 | 267 | 0 | 0 | 0 | 0 | 0 | 0 | 0 | 0 | 0 | 0 | 0 | 0 | 0 | 0 | 0 | 0 | 0 | 0 |  | 3550 | 267-1217F | [40 empty] | 0 | 0 | 0 |  |  |  | 0 | 5000000
267-1218 | 0 | 0 | 0 | 0 | 0% | 0% | 0% | 0 | 0 | 0 | 0 | 0 | 0 | 0 | 0 | 267 | 0 | 0 | 0 | 0 | 0 | 0 | 0 | 0 | 0 | 0 | 0 | 0 | 0 | 0 | 0 | 0 | 0 | 0 |  | 3551 | 267-1218 | [40 empty] | 0 | 0 | 0 |  |  |  | 0 | 5000000
267-1219 | 0 | 0 | 0 | 0 | 0% | 0% | 0% | 0 | 0 | 0 | 0 | 0 | 0 | 0 | 0 | 267 | 0 | 0 | 0 | 0 | 0 | 0 | 0 | 0 | 0 | 0 | 0 | 0 | 0 | 0 | 0 | 0 | 0 | 0 |  | 3552 | 267-1219 | [40 empty] | 0 | 0 | 0 |  |  |  | 0 | 5000000
267-1221 | 0 | 0 | 0 | 0 | 0% | 0% | 0% | 0 | 0 | 0 | 0 | 0 | 0 | 0 | 0 | 267 | 0 | 0 | 0 | 0 | 0 | 0 | 0 | 0 | 0 | 0 | 0 | 0 | 0 | 0 | 0 | 0 | 0 | 0 |  | 3553 | 267-1221 | [40 empty] | 0 | 0 | 0 |  |  |  | 0 | 5000000
267-1222 | 0 | 0 | 0 | 0 | 0% | 0% | 0% | 0 | 0 | 0 | 0 | 0 | 0 | 0 | 0 | 267 | 0 | 0 | 0 | 0 | 0 | 0 | 0 | 0 | 0 | 0 | 0 | 0 | 0 | 0 | 0 | 0 | 0 | 0 |  | 3554 | 267-1222 | [40 empty] | 0 | 0 | 0 |  |  |  | 0 | 5000000
273-198 | 0 | 0 | 0 | 0 | 0% | 0% | 0% | 0 | 0 | 0 | 0 | 0 | 0 | 0 | 0 | 273 | 0 | 0 | 0 | 0 | 0 | 0 | 0 | 0 | 0 | 0 | 0 | 0 | 0 | 0 | 0 | 0 | 0 | 0 |  | 3555 | 273-198 | [40 empty] | 0 | 0 | 0 |  |  |  | 0 | 5000000
273-249F | 0 | 0 | 0 | 0 | 0% | 0% | 0% | 0 | 0 | 0 | 0 | 0 | 0 | 0 | 0 | 273 | 0 | 0 | 0 | 0 | 0 | 0 | 0 | 0 | 0 | 0 | 0 | 0 | 0 | 0 | 0 | 0 | 0 | 0 |  | 3556 | 273-249F | [40 empty] | 0 | 0 | 0 |  |  |  | 0 | 5000000
273-250 | 0 | 0 | 0 | 0 | 0% | 0% | 0% | 0 | 0 | 0 | 0 | 0 | 0 | 0 | 0 | 273 | 0 | 0 | 0 | 0 | 0 | 0 | 0 | 0 | 0 | 0 | 0 | 0 | 0 | 0 | 0 | 0 | 0 | 0 |  | 3557 | 273-250 | [40 empty] | 0 | 0 | 0 |  |  |  | 0 | 5000000
287-1116F | 3736.1623 | 0 | 3736.1623 | 0 | 0% | 100% | 0% | 592.7443 | 1239.1002 | 0.67382 | 542.3029 | 49.7676 | 1.4086 | 1133.6552 | 104.0364 | 287 | 0.0058632 | 0.0058632 | 0.0058632 | 637222.3915 | 4.2472 | 3418.2222 | 313.6929 | 724.3765 | 582996.015 | 53502 | 536126.6982 | 609.4538 | 490503.3666 | 45013.8774 | 425887.2535 | 484.1367 | 389645.0829 | 35758.0338 |  | 3558 | 287-1116F | 3736.1623 | 3143.4181 | 2497.0621 | 0 | 0 | 0 | 3736.1623 | 3143.4181 | 2497.0621 | 0 | 4.2472 | 3.5733 | 2.8386 | 0 | 0 | 0 | 4.2472 | 3.5733 | 2.8386 | 0 | 313.6929 | 263.9254 | 209.6565 | 0 | 0 | 0 | 313.6929 | 263.9254 | 209.6565 | 0 | 3418.2222 | 2875.9193 | 2284.5671 | 0 | 0 | 0 | 3418.2222 | 2875.9193 | 2284.5671 | 0 | 0 | 0 | 0 | 0.0058632 | 0.0058632 | 0.0058632 | 0 | 5000000
287-1117 | 0 | 0 | 0 | 0 | 0% | 0% | 0% | 0 | 0 | 0 | 0 | 0 | 0 | 0 | 0 | 287 | 0 | 0 | 0 | 0 | 0 | 0 | 0 | 0 | 0 | 0 | 0 | 0 | 0 | 0 | 0 | 0 | 0 | 0 |  | 3559 | 287-1117 | [40 empty] | 0 | 0 | 0 |  |  |  | 0 | 5000000
287-1119 | 33157.7407 | 0 | 33157.7407 | 0 | 0% | 100% | 0% | 5263.2416 | 10996.5642 | 6.9265 | 4817.959 | 438.3561 | 14.4717 | 10066.2291 | 915.8634 | 287 | 0.0058404 | 0.0058404 | 0.0058404 | 5677306.4739 | 43.6361 | 30352.5182 | 2761.5864 | 7471.4264 | 5196993.0484 | 472842 | 4776128.2001 | 6285.4613 | 4372056.5642 | 397786.1722 | 3794462.1225 | 4993.573 | 3473441.7406 | 316026.8108 |  | 3560 | 287-1119 | 33157.7407 | 27894.4991 | 22161.1766 | 0 | 0 | 0 | 33157.7407 | 27894.4991 | 22161.1766 | 0 | 43.6361 | 36.7096 | 29.1645 | 0 | 0 | 0 | 43.6361 | 36.7096 | 29.1645 | 0 | 2761.5864 | 2323.2304 | 1845.723 | 0 | 0 | 0 | 2761.5864 | 2323.2304 | 1845.723 | 0 | 30352.5182 | 25534.5592 | 20286.2891 | 0 | 0 | 0 | 30352.5182 | 25534.5592 | 20286.2891 | 0 | 0 | 0 | 0 | 0.0058404 | 0.0058404 | 0.0058404 | 0 | 5000000
287-19 | 0 | 0 | 0 | 0 | 0% | 0% | 0% | 0 | 0 | 0 | 0 | 0 | 0 | 0 | 0 | 287 | 0 | 0 | 0 | 0 | 0 | 0 | 0 | 0 | 0 | 0 | 0 | 0 | 0 | 0 | 0 | 0 | 0 | 0 |  | 3561 | 287-19 | [40 empty] | 0 | 0 | 0 |  |  |  | 0 | 5000000
287-22 | 0 | 0 | 0 | 0 | 0% | 0% | 0% | 0 | 0 | 0 | 0 | 0 | 0 | 0 | 0 | 287 | 0 | 0 | 0 | 0 | 0 | 0 | 0 | 0 | 0 | 0 | 0 | 0 | 0 | 0 | 0 | 0 | 0 | 0 |  | 3562 | 287-22 | [40 empty] | 0 | 0 | 0 |  |  |  | 0 | 5000000
287-29 | 0 | 0 | 0 | 0 | 0% | 0% | 0% | 0 | 0 | 0 | 0 | 0 | 0 | 0 | 0 | 287 | 0 | 0 | 0 | 0 | 0 | 0 | 0 | 0 | 0 | 0 | 0 | 0 | 0 | 0 | 0 | 0 | 0 | 0 |  | 3563 | 287-29 | [40 empty] | 0 | 0 | 0 |  |  |  | 0 | 5000000
288-2381 | 0 | 0 | 0 | 0 | 0% | 0% | 0% | 0 | 0 | 0 | 0 | 0 | 0 | 0 | 0 | 288 | 0 | 0 | 0 | 0 | 0 | 0 | 0 | 0 | 0 | 0 | 0 | 0 | 0 | 0 | 0 | 0 | 0 | 0 |  | 3564 | 288-2381 | [40 empty] | 0 | 0 | 0 |  |  |  | 0 | 5000000
289-908 | 0 | 0 | 0 | 0 | 0% | 0% | 0% | 0 | 0 | 0 | 0 | 0 | 0 | 0 | 0 | 289 | 0 | 0 | 0 | 0 | 0 | 0 | 0 | 0 | 0 | 0 | 0 | 0 | 0 | 0 | 0 | 0 | 0 | 0 |  | 3565 | 289-908 | [40 empty] | 0 | 0 | 0 |  |  |  | 0 | 5000000
290-29F | 0 | 0 | 0 | 0 | 0% | 0% | 0% | 0 | 0 | 0 | 0 | 0 | 0 | 0 | 0 | 290 | 0 | 0 | 0 | 0 | 0 | 0 | 0 | 0 | 0 | 0 | 0 | 0 | 0 | 0 | 0 | 0 | 0 | 0 |  | 3566 | 290-29F | [40 empty] | 0 | 0 | 0 |  |  |  | 0 | 5000000
290-30F | 0 | 0 | 0 | 0 | 0% | 0% | 0% | 0 | 0 | 0 | 0 | 0 | 0 | 0 | 0 | 290 | 0 | 0 | 0 | 0 | 0 | 0 | 0 | 0 | 0 | 0 | 0 | 0 | 0 | 0 | 0 | 0 | 0 | 0 |  | 3567 | 290-30F | [40 empty] | 0 | 0 | 0 |  |  |  | 0 | 5000000
290-31 | 0 | 0 | 0 | 0 | 0% | 0% | 0% | 0 | 0 | 0 | 0 | 0 | 0 | 0 | 0 | 290 | 0 | 0 | 0 | 0 | 0 | 0 | 0 | 0 | 0 | 0 | 0 | 0 | 0 | 0 | 0 | 0 | 0 | 0 |  | 3568 | 290-31 | [40 empty] | 0 | 0 | 0 |  |  |  | 0 | 5000000
291-1061AE | 0 | 0 | 0 | 0 | 0% | 0% | 0% | 0 | 0 | 0 | 0 | 0 | 0 | 0 | 0 | 291 | 0 | 0 | 0 | 0 | 0 | 0 | 0 | 0 | 0 | 0 | 0 | 0 | 0 | 0 | 0 | 0 | 0 | 0 |  | 3569 | 291-1061AE | [40 empty] | 0 | 0 | 0 |  |  |  | 0 | 5000000
291-1062 | 0 | 0 | 0 | 0 | 0% | 0% | 0% | 0 | 0 | 0 | 0 | 0 | 0 | 0 | 0 | 291 | 0 | 0 | 0 | 0 | 0 | 0 | 0 | 0 | 0 | 0 | 0 | 0 | 0 | 0 | 0 | 0 | 0 | 0 |  | 3570 | 291-1062 | [40 empty] | 0 | 0 | 0 |  |  |  | 0 | 5000000
291-23 | 0 | 0 | 0 | 0 | 0% | 0% | 0% | 0 | 0 | 0 | 0 | 0 | 0 | 0 | 0 | 291 | 0 | 0 | 0 | 0 | 0 | 0 | 0 | 0 | 0 | 0 | 0 | 0 | 0 | 0 | 0 | 0 | 0 | 0 |  | 3571 | 291-23 | [40 empty] | 0 | 0 | 0 |  |  |  | 0 | 5000000
291-25 | 0 | 0 | 0 | 0 | 0% | 0% | 0% | 0 | 0 | 0 | 0 | 0 | 0 | 0 | 0 | 291 | 0 | 0 | 0 | 0 | 0 | 0 | 0 | 0 | 0 | 0 | 0 | 0 | 0 | 0 | 0 | 0 | 0 | 0 |  | 3572 | 291-25 | [40 empty] | 0 | 0 | 0 |  |  |  | 0 | 5000000
292-156F | 0 | 0 | 0 | 0 | 0% | 0% | 0% | 0 | 0 | 0 | 0 | 0 | 0 | 0 | 0 | 292 | 0 | 0 | 0 | 0 | 0 | 0 | 0 | 0 | 0 | 0 | 0 | 0 | 0 | 0 | 0 | 0 | 0 | 0 |  | 3573 | 292-156F | [40 empty] | 0 | 0 | 0 |  |  |  | 0 | 5000000
292-157F | 379.5104 | 0 | 379.5104 | 0 | 0% | 100% | 0% | 36.3257 | 75.3229 | 0.023857 | 28.8011 | 7.5007 | 0.049469 | 59.7204 | 15.553 | 292 | 0.043408 | 0.043408 | 0.043408 | 8742.7882 | 0.24925 | 300.8981 | 78.3631 | 5.7419 | 6931.7949 | 1805.2515 | 7905.9534 | 5.1923 | 6268.3031 | 1632.4579 | 7007.5723 | 4.6023 | 5556.014 | 1446.956 |  | 3574 | 292-157F | 379.5104 | 343.1848 | 304.1875 | 0 | 0 | 0 | 379.5104 | 343.1848 | 304.1875 | 0 | 0.24925 | 0.22539 | 0.19978 | 0 | 0 | 0 | 0.24925 | 0.22539 | 0.19978 | 0 | 78.3631 | 70.8624 | 62.81 | 0 | 0 | 0 | 78.3631 | 70.8624 | 62.81 | 0 | 300.8981 | 272.097 | 241.1777 | 0 | 0 | 0 | 300.8981 | 272.097 | 241.1777 | 0 | 0 | 0 | 0 | 0.043408 | 0.043408 | 0.043408 | 0 | 5000000
292-158 | 0 | 0 | 0 | 0 | 0% | 0% | 0% | 0 | 0 | 0 | 0 | 0 | 0 | 0 | 0 | 292 | 0 | 0 | 0 | 0 | 0 | 0 | 0 | 0 | 0 | 0 | 0 | 0 | 0 | 0 | 0 | 0 | 0 | 0 |  | 3575 | 292-158 | [40 empty] | 0 | 0 | 0 |  |  |  | 0 | 5000000
292-314 | 0 | 0 | 0 | 0 | 0% | 0% | 0% | 0 | 0 | 0 | 0 | 0 | 0 | 0 | 0 | 292 | 0 | 0 | 0 | 0 | 0 | 0 | 0 | 0 | 0 | 0 | 0 | 0 | 0 | 0 | 0 | 0 | 0 | 0 |  | 3576 | 292-314 | [40 empty] | 0 | 0 | 0 |  |  |  | 0 | 5000000
283-82 | 0 | 0 | 0 | 0 | 0% | 0% | 0% | 0 | 0 | 0 | 0 | 0 | 0 | 0 | 0 | 283 | 0 | 0 | 0 | 0 | 0 | 0 | 0 | 0 | 0 | 0 | 0 | 0 | 0 | 0 | 0 | 0 | 0 | 0 |  | 3577 | 283-82 | [40 empty] | 0 | 0 | 0 |  |  |  | 0 | 5000000
273-252F | 0 | 0 | 0 | 0 | 0% | 0% | 0% | 0 | 0 | 0 | 0 | 0 | 0 | 0 | 0 | 273 | 0 | 0 | 0 | 0 | 0 | 0 | 0 | 0 | 0 | 0 | 0 | 0 | 0 | 0 | 0 | 0 | 0 | 0 |  | 3578 | 273-252F | [40 empty] | 0 | 0 | 0 |  |  |  | 0 | 5000000
283-67 | 0 | 0 | 0 | 0 | 0% | 0% | 0% | 0 | 0 | 0 | 0 | 0 | 0 | 0 | 0 | 283 | 0 | 0 | 0 | 0 | 0 | 0 | 0 | 0 | 0 | 0 | 0 | 0 | 0 | 0 | 0 | 0 | 0 | 0 |  | 3579 | 283-67 | [40 empty] | 0 | 0 | 0 |  |  |  | 0 | 5000000
273-254F | 0 | 0 | 0 | 0 | 0% | 0% | 0% | 0 | 0 | 0 | 0 | 0 | 0 | 0 | 0 | 273 | 0 | 0 | 0 | 0 | 0 | 0 | 0 | 0 | 0 | 0 | 0 | 0 | 0 | 0 | 0 | 0 | 0 | 0 |  | 3580 | 273-254F | [40 empty] | 0 | 0 | 0 |  |  |  | 0 | 5000000
274-39 | 0 | 0 | 0 | 0 | 0% | 0% | 0% | 0 | 0 | 0 | 0 | 0 | 0 | 0 | 0 | 274 | 0 | 0 | 0 | 0 | 0 | 0 | 0 | 0 | 0 | 0 | 0 | 0 | 0 | 0 | 0 | 0 | 0 | 0 |  | 3581 | 274-39 | [40 empty] | 0 | 0 | 0 |  |  |  | 0 | 5000000
275-47 | 0 | 0 | 0 | 0 | 0% | 0% | 0% | 0 | 0 | 0 | 0 | 0 | 0 | 0 | 0 | 275 | 0 | 0 | 0 | 0 | 0 | 0 | 0 | 0 | 0 | 0 | 0 | 0 | 0 | 0 | 0 | 0 | 0 | 0 |  | 3582 | 275-47 | [40 empty] | 0 | 0 | 0 |  |  |  | 0 | 5000000
275-50F | 41759.1126 | 0 | 41759.1126 | 0 | 0% | 100% | 0% | 6649.8898 | 13909.0392 | 7.9178 | 6093.1856 | 548.7863 | 16.5611 | 12744.626 | 1147.8522 | 275 | 0.014357 | 0.014357 | 0.014357 | 2908623.8497 | 49.7213 | 38263.1945 | 3446.1969 | 3463.2096 | 2665124.6402 | 240036 | 2445442.8404 | 2911.7142 | 2240719.4306 | 201811.6981 | 1939825.4064 | 2309.6909 | 1777430.4123 | 160085.3033 |  | 3583 | 275-50F | 41759.1126 | 35109.2229 | 27850.0734 | 0 | 0 | 0 | 41759.1126 | 35109.2229 | 27850.0734 | 0 | 49.7213 | 41.8035 | 33.1602 | 0 | 0 | 0 | 49.7213 | 41.8035 | 33.1602 | 0 | 3446.1969 | 2897.4105 | 2298.3447 | 0 | 0 | 0 | 3446.1969 | 2897.4105 | 2298.3447 | 0 | 38263.1945 | 32170.0088 | 25518.5684 | 0 | 0 | 0 | 38263.1945 | 32170.0088 | 25518.5684 | 0 | 0 | 0 | 0 | 0.014357 | 0.014357 | 0.014357 | 0 | 5000000
275-679 | 0 | 0 | 0 | 0 | 0% | 0% | 0% | 0 | 0 | 0 | 0 | 0 | 0 | 0 | 0 | 275 | 0 | 0 | 0 | 0 | 0 | 0 | 0 | 0 | 0 | 0 | 0 | 0 | 0 | 0 | 0 | 0 | 0 | 0 |  | 3584 | 275-679 | [40 empty] | 0 | 0 | 0 |  |  |  | 0 | 5000000
277-455 | 0 | 0 | 0 | 0 | 0% | 0% | 0% | 0 | 0 | 0 | 0 | 0 | 0 | 0 | 0 | 277 | 0 | 0 | 0 | 0 | 0 | 0 | 0 | 0 | 0 | 0 | 0 | 0 | 0 | 0 | 0 | 0 | 0 | 0 |  | 3585 | 277-455 | [40 empty] | 0 | 0 | 0 |  |  |  | 0 | 5000000
278-629F | 0 | 0 | 0 | 0 | 0% | 0% | 0% | 0 | 0 | 0 | 0 | 0 | 0 | 0 | 0 | 278 | 0 | 0 | 0 | 0 | 0 | 0 | 0 | 0 | 0 | 0 | 0 | 0 | 0 | 0 | 0 | 0 | 0 | 0 |  | 3586 | 278-629F | [40 empty] | 0 | 0 | 0 |  |  |  | 0 | 5000000
278-631 | 0 | 0 | 0 | 0 | 0% | 0% | 0% | 0 | 0 | 0 | 0 | 0 | 0 | 0 | 0 | 278 | 0 | 0 | 0 | 0 | 0 | 0 | 0 | 0 | 0 | 0 | 0 | 0 | 0 | 0 | 0 | 0 | 0 | 0 |  | 3587 | 278-631 | [40 empty] | 0 | 0 | 0 |  |  |  | 0 | 5000000
278-632F | 0 | 0 | 0 | 0 | 0% | 0% | 0% | 0 | 0 | 0 | 0 | 0 | 0 | 0 | 0 | 278 | 0 | 0 | 0 | 0 | 0 | 0 | 0 | 0 | 0 | 0 | 0 | 0 | 0 | 0 | 0 | 0 | 0 | 0 |  | 3588 | 278-632F | [40 empty] | 0 | 0 | 0 |  |  |  | 0 | 5000000
279-9 | 0 | 0 | 0 | 0 | 0% | 0% | 0% | 0 | 0 | 0 | 0 | 0 | 0 | 0 | 0 | 279 | 0 | 0 | 0 | 0 | 0 | 0 | 0 | 0 | 0 | 0 | 0 | 0 | 0 | 0 | 0 | 0 | 0 | 0 |  | 3589 | 279-9 | [40 empty] | 0 | 0 | 0 |  |  |  | 0 | 5000000
280-22 | 0 | 0 | 0 | 0 | 0% | 0% | 0% | 0 | 0 | 0 | 0 | 0 | 0 | 0 | 0 | 280 | 0 | 0 | 0 | 0 | 0 | 0 | 0 | 0 | 0 | 0 | 0 | 0 | 0 | 0 | 0 | 0 | 0 | 0 |  | 3590 | 280-22 | [40 empty] | 0 | 0 | 0 |  |  |  | 0 | 5000000
282-1089 | 0 | 0 | 0 | 0 | 0% | 0% | 0% | 0 | 0 | 0 | 0 | 0 | 0 | 0 | 0 | 282 | 0 | 0 | 0 | 0 | 0 | 0 | 0 | 0 | 0 | 0 | 0 | 0 | 0 | 0 | 0 | 0 | 0 | 0 |  | 3591 | 282-1089 | [40 empty] | 0 | 0 | 0 |  |  |  | 0 | 5000000
282-1090F | 566.6179 | 0 | 566.6179 | 0 | 0% | 100% | 0% | 67.5882 | 140.0448 | 0.044389 | 53.5879 | 13.9559 | 0.091975 | 111.0358 | 28.9171 | 282 | 0.030447 | 0.030447 | 0.030447 | 18609.7289 | 0.37213 | 449.2478 | 116.9979 | 12.222 | 14754.8837 | 3842.6232 | 16389.8941 | 10.7641 | 12994.8686 | 3384.2614 | 14010.1625 | 9.2012 | 11108.0779 | 2892.8833 |  | 3592 | 282-1090F | 566.6179 | 499.0297 | 426.573 | 0 | 0 | 0 | 566.6179 | 499.0297 | 426.573 | 0 | 0.37213 | 0.32774 | 0.28015 | 0 | 0 | 0 | 0.37213 | 0.32774 | 0.28015 | 0 | 116.9979 | 103.042 | 88.0808 | 0 | 0 | 0 | 116.9979 | 103.042 | 88.0808 | 0 | 449.2478 | 395.66 | 338.2121 | 0 | 0 | 0 | 449.2478 | 395.66 | 338.2121 | 0 | 0 | 0 | 0 | 0.030447 | 0.030447 | 0.030447 | 0 | 5000000
282-1095 | 0 | 0 | 0 | 0 | 0% | 0% | 0% | 0 | 0 | 0 | 0 | 0 | 0 | 0 | 0 | 282 | 0 | 0 | 0 | 0 | 0 | 0 | 0 | 0 | 0 | 0 | 0 | 0 | 0 | 0 | 0 | 0 | 0 | 0 |  | 3593 | 282-1095 | [40 empty] | 0 | 0 | 0 |  |  |  | 0 | 5000000
282-47F | 3959.2323 | 0 | 3959.2323 | 0 | 0% | 100% | 0% | 472.4385 | 980.0811 | 1.3269 | 373.7704 | 97.3412 | 2.7527 | 775.3925 | 201.9359 | 282 | 0.030311 | 0.030311 | 0.030311 | 130618.5895 | 11.1199 | 3132.3521 | 815.7603 | 366.8557 | 103339.0765 | 26912.6573 | 115032.4224 | 323.0804 | 91008.0591 | 23701.2831 | 98284.8453 | 276.0431 | 77758.1904 | 20250.6119 |  | 3594 | 282-47F | 3959.2323 | 3486.7938 | 2979.1513 | 0 | 0 | 0 | 3959.2323 | 3486.7938 | 2979.1513 | 0 | 11.1199 | 9.793 | 8.3673 | 0 | 0 | 0 | 11.1199 | 9.793 | 8.3673 | 0 | 815.7603 | 718.4191 | 613.8244 | 0 | 0 | 0 | 815.7603 | 718.4191 | 613.8244 | 0 | 3132.3521 | 2758.5817 | 2356.9596 | 0 | 0 | 0 | 3132.3521 | 2758.5817 | 2356.9596 | 0 | 0 | 0 | 0 | 0.030311 | 0.030311 | 0.030311 | 0 | 5000000
282-48 | 0 | 0 | 0 | 0 | 0% | 0% | 0% | 0 | 0 | 0 | 0 | 0 | 0 | 0 | 0 | 282 | 0 | 0 | 0 | 0 | 0 | 0 | 0 | 0 | 0 | 0 | 0 | 0 | 0 | 0 | 0 | 0 | 0 | 0 |  | 3595 | 282-48 | [40 empty] | 0 | 0 | 0 |  |  |  | 0 | 5000000
282-562 | 0 | 0 | 0 | 0 | 0% | 0% | 0% | 0 | 0 | 0 | 0 | 0 | 0 | 0 | 0 | 282 | 0 | 0 | 0 | 0 | 0 | 0 | 0 | 0 | 0 | 0 | 0 | 0 | 0 | 0 | 0 | 0 | 0 | 0 |  | 3596 | 282-562 | [40 empty] | 0 | 0 | 0 |  |  |  | 0 | 5000000
282-564F | 5352.7288 | 0 | 5352.7288 | 0 | 0% | 100% | 0% | 640.8795 | 1330.8812 | 1.261 | 507.4603 | 132.1582 | 2.6187 | 1053.8164 | 274.446 | 282 | 0.030177 | 0.030177 | 0.030177 | 177380.1152 | 10.5325 | 4238.3899 | 1103.8064 | 349.0273 | 140452.8646 | 36578.2233 | 156142.4839 | 307.2384 | 123636.5143 | 32198.7313 | 133277.0301 | 262.2465 | 105531.224 | 27483.5597 |  | 3597 | 282-564F | 5352.7288 | 4711.8493 | 4021.8476 | 0 | 0 | 0 | 5352.7288 | 4711.8493 | 4021.8476 | 0 | 10.5325 | 9.2714 | 7.9137 | 0 | 0 | 0 | 10.5325 | 9.2714 | 7.9137 | 0 | 1103.8064 | 971.6482 | 829.3604 | 0 | 0 | 0 | 1103.8064 | 971.6482 | 829.3604 | 0 | 4238.3899 | 3730.9296 | 3184.5735 | 0 | 0 | 0 | 4238.3899 | 3730.9296 | 3184.5735 | 0 | 0 | 0 | 0 | 0.030177 | 0.030177 | 0.030177 | 0 | 5000000
283-1356 | 0 | 0 | 0 | 0 | 0% | 0% | 0% | 0 | 0 | 0 | 0 | 0 | 0 | 0 | 0 | 283 | 0 | 0 | 0 | 0 | 0 | 0 | 0 | 0 | 0 | 0 | 0 | 0 | 0 | 0 | 0 | 0 | 0 | 0 |  | 3598 | 283-1356 | [40 empty] | 0 | 0 | 0 |  |  |  | 0 | 5000000
283-1359AE | 0 | 0 | 0 | 0 | 0% | 0% | 0% | 0 | 0 | 0 | 0 | 0 | 0 | 0 | 0 | 283 | 0 | 0 | 0 | 0 | 0 | 0 | 0 | 0 | 0 | 0 | 0 | 0 | 0 | 0 | 0 | 0 | 0 | 0 |  | 3599 | 283-1359AE | [40 empty] | 0 | 0 | 0 |  |  |  | 0 | 5000000
283-66 | 0 | 0 | 0 | 0 | 0% | 0% | 0% | 0 | 0 | 0 | 0 | 0 | 0 | 0 | 0 | 283 | 0 | 0 | 0 | 0 | 0 | 0 | 0 | 0 | 0 | 0 | 0 | 0 | 0 | 0 | 0 | 0 | 0 | 0 |  | 3600 | 283-66 | [40 empty] | 0 | 0 | 0 |  |  |  | 0 | 5000000
252-278 | 0 | 0 | 0 | 0 | 0% | 0% | 0% | 0 | 0 | 0 | 0 | 0 | 0 | 0 | 0 | 252 | 0 | 0 | 0 | 0 | 0 | 0 | 0 | 0 | 0 | 0 | 0 | 0 | 0 | 0 | 0 | 0 | 0 | 0 |  | 3601 | 252-278 | [40 empty] | 0 | 0 | 0 |  |  |  | 0 | 5000000
252-276F | 0 | 0 | 0 | 0 | 0% | 0% | 0% | 0 | 0 | 0 | 0 | 0 | 0 | 0 | 0 | 252 | 0 | 0 | 0 | 0 | 0 | 0 | 0 | 0 | 0 | 0 | 0 | 0 | 0 | 0 | 0 | 0 | 0 | 0 |  | 3602 | 252-276F | [40 empty] | 0 | 0 | 0 |  |  |  | 0 | 5000000
252-271F | 0 | 0 | 0 | 0 | 0% | 0% | 0% | 0 | 0 | 0 | 0 | 0 | 0 | 0 | 0 | 252 | 0 | 0 | 0 | 0 | 0 | 0 | 0 | 0 | 0 | 0 | 0 | 0 | 0 | 0 | 0 | 0 | 0 | 0 |  | 3603 | 252-271F | [40 empty] | 0 | 0 | 0 |  |  |  | 0 | 5000000
209-1767 | 0 | 0 | 0 | 0 | 0% | 0% | 0% | 0 | 0 | 0 | 0 | 0 | 0 | 0 | 0 | 209 | 0 | 0 | 0 | 0 | 0 | 0 | 0 | 0 | 0 | 0 | 0 | 0 | 0 | 0 | 0 | 0 | 0 | 0 |  | 3604 | 209-1767 | [40 empty] | 0 | 0 | 0 |  |  |  | 0 | 5000000
213-257 | 0 | 0 | 0 | 0 | 0% | 0% | 0% | 0 | 0 | 0 | 0 | 0 | 0 | 0 | 0 | 213 | 0 | 0 | 0 | 0 | 0 | 0 | 0 | 0 | 0 | 0 | 0 | 0 | 0 | 0 | 0 | 0 | 0 | 0 |  | 3605 | 213-257 | [40 empty] | 0 | 0 | 0 |  |  |  | 0 | 5000000
216-1856 | 0 | 0 | 0 | 0 | 0% | 0% | 0% | 0 | 0 | 0 | 0 | 0 | 0 | 0 | 0 | 216 | 0 | 0 | 0 | 0 | 0 | 0 | 0 | 0 | 0 | 0 | 0 | 0 | 0 | 0 | 0 | 0 | 0 | 0 |  | 3606 | 216-1856 | [40 empty] | 0 | 0 | 0 |  |  |  | 0 | 5000000
216-1857F | 0 | 0 | 0 | 0 | 0% | 0% | 0% | 0 | 0 | 0 | 0 | 0 | 0 | 0 | 0 | 216 | 0 | 0 | 0 | 0 | 0 | 0 | 0 | 0 | 0 | 0 | 0 | 0 | 0 | 0 | 0 | 0 | 0 | 0 |  | 3607 | 216-1857F | [40 empty] | 0 | 0 | 0 |  |  |  | 0 | 5000000
216-1893F | 0 | 0 | 0 | 0 | 0% | 0% | 0% | 0 | 0 | 0 | 0 | 0 | 0 | 0 | 0 | 216 | 0 | 0 | 0 | 0 | 0 | 0 | 0 | 0 | 0 | 0 | 0 | 0 | 0 | 0 | 0 | 0 | 0 | 0 |  | 3608 | 216-1893F | [40 empty] | 0 | 0 | 0 |  |  |  | 0 | 5000000
216-1894 | 0 | 0 | 0 | 0 | 0% | 0% | 0% | 0 | 0 | 0 | 0 | 0 | 0 | 0 | 0 | 216 | 0 | 0 | 0 | 0 | 0 | 0 | 0 | 0 | 0 | 0 | 0 | 0 | 0 | 0 | 0 | 0 | 0 | 0 |  | 3609 | 216-1894 | [40 empty] | 0 | 0 | 0 |  |  |  | 0 | 5000000
216-1914 | 0 | 0 | 0 | 0 | 0% | 0% | 0% | 0 | 0 | 0 | 0 | 0 | 0 | 0 | 0 | 216 | 0 | 0 | 0 | 0 | 0 | 0 | 0 | 0 | 0 | 0 | 0 | 0 | 0 | 0 | 0 | 0 | 0 | 0 |  | 3610 | 216-1914 | [40 empty] | 0 | 0 | 0 |  |  |  | 0 | 5000000
216-1915F | 0 | 0 | 0 | 0 | 0% | 0% | 0% | 0 | 0 | 0 | 0 | 0 | 0 | 0 | 0 | 216 | 0 | 0 | 0 | 0 | 0 | 0 | 0 | 0 | 0 | 0 | 0 | 0 | 0 | 0 | 0 | 0 | 0 | 0 |  | 3611 | 216-1915F | [40 empty] | 0 | 0 | 0 |  |  |  | 0 | 5000000
216-1916F | 0 | 0 | 0 | 0 | 0% | 0% | 0% | 0 | 0 | 0 | 0 | 0 | 0 | 0 | 0 | 216 | 0 | 0 | 0 | 0 | 0 | 0 | 0 | 0 | 0 | 0 | 0 | 0 | 0 | 0 | 0 | 0 | 0 | 0 |  | 3612 | 216-1916F | [40 empty] | 0 | 0 | 0 |  |  |  | 0 | 5000000
216-1917F | 0 | 0 | 0 | 0 | 0% | 0% | 0% | 0 | 0 | 0 | 0 | 0 | 0 | 0 | 0 | 216 | 0 | 0 | 0 | 0 | 0 | 0 | 0 | 0 | 0 | 0 | 0 | 0 | 0 | 0 | 0 | 0 | 0 | 0 |  | 3613 | 216-1917F | [40 empty] | 0 | 0 | 0 |  |  |  | 0 | 5000000
216-40 | 0 | 0 | 0 | 0 | 0% | 0% | 0% | 0 | 0 | 0 | 0 | 0 | 0 | 0 | 0 | 216 | 0 | 0 | 0 | 0 | 0 | 0 | 0 | 0 | 0 | 0 | 0 | 0 | 0 | 0 | 0 | 0 | 0 | 0 |  | 3614 | 216-40 | [40 empty] | 0 | 0 | 0 |  |  |  | 0 | 5000000
216-41 | 0 | 0 | 0 | 0 | 0% | 0% | 0% | 0 | 0 | 0 | 0 | 0 | 0 | 0 | 0 | 216 | 0 | 0 | 0 | 0 | 0 | 0 | 0 | 0 | 0 | 0 | 0 | 0 | 0 | 0 | 0 | 0 | 0 | 0 |  | 3615 | 216-41 | [40 empty] | 0 | 0 | 0 |  |  |  | 0 | 5000000
216-48 | 0 | 0 | 0 | 0 | 0% | 0% | 0% | 0 | 0 | 0 | 0 | 0 | 0 | 0 | 0 | 216 | 0 | 0 | 0 | 0 | 0 | 0 | 0 | 0 | 0 | 0 | 0 | 0 | 0 | 0 | 0 | 0 | 0 | 0 |  | 3616 | 216-48 | [40 empty] | 0 | 0 | 0 |  |  |  | 0 | 5000000
216-50 | 0 | 0 | 0 | 0 | 0% | 0% | 0% | 0 | 0 | 0 | 0 | 0 | 0 | 0 | 0 | 216 | 0 | 0 | 0 | 0 | 0 | 0 | 0 | 0 | 0 | 0 | 0 | 0 | 0 | 0 | 0 | 0 | 0 | 0 |  | 3617 | 216-50 | [40 empty] | 0 | 0 | 0 |  |  |  | 0 | 5000000
221-1229 | 0 | 0 | 0 | 0 | 0% | 0% | 0% | 0 | 0 | 0 | 0 | 0 | 0 | 0 | 0 | 221 | 0 | 0 | 0 | 0 | 0 | 0 | 0 | 0 | 0 | 0 | 0 | 0 | 0 | 0 | 0 | 0 | 0 | 0 |  | 3618 | 221-1229 | [40 empty] | 0 | 0 | 0 |  |  |  | 0 | 5000000
221-1232F | 0 | 0 | 0 | 0 | 0% | 0% | 0% | 0 | 0 | 0 | 0 | 0 | 0 | 0 | 0 | 221 | 0 | 0 | 0 | 0 | 0 | 0 | 0 | 0 | 0 | 0 | 0 | 0 | 0 | 0 | 0 | 0 | 0 | 0 |  | 3619 | 221-1232F | [40 empty] | 0 | 0 | 0 |  |  |  | 0 | 5000000
221-1234 | 0 | 0 | 0 | 0 | 0% | 0% | 0% | 0 | 0 | 0 | 0 | 0 | 0 | 0 | 0 | 221 | 0 | 0 | 0 | 0 | 0 | 0 | 0 | 0 | 0 | 0 | 0 | 0 | 0 | 0 | 0 | 0 | 0 | 0 |  | 3620 | 221-1234 | [40 empty] | 0 | 0 | 0 |  |  |  | 0 | 5000000
221-1236F | 0 | 0 | 0 | 0 | 0% | 0% | 0% | 0 | 0 | 0 | 0 | 0 | 0 | 0 | 0 | 221 | 0 | 0 | 0 | 0 | 0 | 0 | 0 | 0 | 0 | 0 | 0 | 0 | 0 | 0 | 0 | 0 | 0 | 0 |  | 3621 | 221-1236F | [40 empty] | 0 | 0 | 0 |  |  |  | 0 | 5000000
221-36 | 0 | 0 | 0 | 0 | 0% | 0% | 0% | 0 | 0 | 0 | 0 | 0 | 0 | 0 | 0 | 221 | 0 | 0 | 0 | 0 | 0 | 0 | 0 | 0 | 0 | 0 | 0 | 0 | 0 | 0 | 0 | 0 | 0 | 0 |  | 3622 | 221-36 | [40 empty] | 0 | 0 | 0 |  |  |  | 0 | 5000000
222-2084 | 0 | 0 | 0 | 0 | 0% | 0% | 0% | 0 | 0 | 0 | 0 | 0 | 0 | 0 | 0 | 222 | 0 | 0 | 0 | 0 | 0 | 0 | 0 | 0 | 0 | 0 | 0 | 0 | 0 | 0 | 0 | 0 | 0 | 0 |  | 3623 | 222-2084 | [40 empty] | 0 | 0 | 0 |  |  |  | 0 | 5000000
222-2086 | 0 | 0 | 0 | 0 | 0% | 0% | 0% | 0 | 0 | 0 | 0 | 0 | 0 | 0 | 0 | 222 | 0 | 0 | 0 | 0 | 0 | 0 | 0 | 0 | 0 | 0 | 0 | 0 | 0 | 0 | 0 | 0 | 0 | 0 |  | 3624 | 222-2086 | [40 empty] | 0 | 0 | 0 |  |  |  | 0 | 5000000
223-48 | 0 | 0 | 0 | 0 | 0% | 0% | 0% | 0 | 0 | 0 | 0 | 0 | 0 | 0 | 0 | 223 | 0 | 0 | 0 | 0 | 0 | 0 | 0 | 0 | 0 | 0 | 0 | 0 | 0 | 0 | 0 | 0 | 0 | 0 |  | 3625 | 223-48 | [40 empty] | 0 | 0 | 0 |  |  |  | 0 | 5000000
223-49 | 0 | 0 | 0 | 0 | 0% | 0% | 0% | 0 | 0 | 0 | 0 | 0 | 0 | 0 | 0 | 223 | 0 | 0 | 0 | 0 | 0 | 0 | 0 | 0 | 0 | 0 | 0 | 0 | 0 | 0 | 0 | 0 | 0 | 0 |  | 3626 | 223-49 | [40 empty] | 0 | 0 | 0 |  |  |  | 0 | 5000000
223-50 | 0 | 0 | 0 | 0 | 0% | 0% | 0% | 0 | 0 | 0 | 0 | 0 | 0 | 0 | 0 | 223 | 0 | 0 | 0 | 0 | 0 | 0 | 0 | 0 | 0 | 0 | 0 | 0 | 0 | 0 | 0 | 0 | 0 | 0 |  | 3627 | 223-50 | [40 empty] | 0 | 0 | 0 |  |  |  | 0 | 5000000
223-547 | 0 | 0 | 0 | 0 | 0% | 0% | 0% | 0 | 0 | 0 | 0 | 0 | 0 | 0 | 0 | 223 | 0 | 0 | 0 | 0 | 0 | 0 | 0 | 0 | 0 | 0 | 0 | 0 | 0 | 0 | 0 | 0 | 0 | 0 |  | 3628 | 223-547 | [40 empty] | 0 | 0 | 0 |  |  |  | 0 | 5000000
223-550 | 0 | 0 | 0 | 0 | 0% | 0% | 0% | 0 | 0 | 0 | 0 | 0 | 0 | 0 | 0 | 223 | 0 | 0 | 0 | 0 | 0 | 0 | 0 | 0 | 0 | 0 | 0 | 0 | 0 | 0 | 0 | 0 | 0 | 0 |  | 3629 | 223-550 | [40 empty] | 0 | 0 | 0 |  |  |  | 0 | 5000000
209-1770F | 0 | 0 | 0 | 0 | 0% | 0% | 0% | 0 | 0 | 0 | 0 | 0 | 0 | 0 | 0 | 209 | 0 | 0 | 0 | 0 | 0 | 0 | 0 | 0 | 0 | 0 | 0 | 0 | 0 | 0 | 0 | 0 | 0 | 0 |  | 3630 | 209-1770F | [40 empty] | 0 | 0 | 0 |  |  |  | 0 | 5000000
206-960 | 0 | 0 | 0 | 0 | 0% | 0% | 0% | 0 | 0 | 0 | 0 | 0 | 0 | 0 | 0 | 206 | 0 | 0 | 0 | 0 | 0 | 0 | 0 | 0 | 0 | 0 | 0 | 0 | 0 | 0 | 0 | 0 | 0 | 0 |  | 3631 | 206-960 | [40 empty] | 0 | 0 | 0 |  |  |  | 0 | 5000000
224-252F | 0 | 0 | 0 | 0 | 0% | 0% | 0% | 0 | 0 | 0 | 0 | 0 | 0 | 0 | 0 | 224 | 0 | 0 | 0 | 0 | 0 | 0 | 0 | 0 | 0 | 0 | 0 | 0 | 0 | 0 | 0 | 0 | 0 | 0 |  | 3632 | 224-252F | [40 empty] | 0 | 0 | 0 |  |  |  | 0 | 5000000
205-1675R | 0 | 0 | 0 | 0 | 0% | 0% | 0% | 0 | 0 | 0 | 0 | 0 | 0 | 0 | 0 | 205 | 0 | 0 | 0 | 0 | 0 | 0 | 0 | 0 | 0 | 0 | 0 | 0 | 0 | 0 | 0 | 0 | 0 | 0 |  | 3633 | 205-1675R | [40 empty] | 0 | 0 | 0 |  |  |  | 0 | 5000000
183-438 | 0 | 0 | 0 | 0 | 0% | 0% | 0% | 0 | 0 | 0 | 0 | 0 | 0 | 0 | 0 | 183 | 0 | 0 | 0 | 0 | 0 | 0 | 0 | 0 | 0 | 0 | 0 | 0 | 0 | 0 | 0 | 0 | 0 | 0 |  | 3634 | 183-438 | [40 empty] | 0 | 0 | 0 |  |  |  | 0 | 5000000
183-571F | 29104.9986 | 0 | 29104.9986 | 0 | 0% | 100% | 0% | 4639.9155 | 9697.0471 | 5.4349 | 4209.7676 | 424.713 | 11.3584 | 8798.0728 | 887.6158 | 183 | 0.014282 | 0.014282 | 0.014282 | 2037851.212 | 34.0915 | 26406.7912 | 2664.1159 | 2386.9931 | 1848930.2187 | 186534 | 1712977.2087 | 2006.4589 | 1554173.9788 | 156796.7717 | 1358890.8936 | 1591.7076 | 1232913.5817 | 124385.6041 |  | 3635 | 183-571F | 29104.9986 | 24465.0831 | 19407.9515 | 0 | 0 | 0 | 29104.9986 | 24465.0831 | 19407.9515 | 0 | 34.0915 | 28.6566 | 22.7331 | 0 | 0 | 0 | 34.0915 | 28.6566 | 22.7331 | 0 | 2664.1159 | 2239.4028 | 1776.5001 | 0 | 0 | 0 | 2664.1159 | 2239.4028 | 1776.5001 | 0 | 26406.7912 | 22197.0236 | 17608.7184 | 0 | 0 | 0 | 26406.7912 | 22197.0236 | 17608.7184 | 0 | 0 | 0 | 0 | 0.014282 | 0.014282 | 0.014282 | 0 | 5000000
183-572 | 0 | 0 | 0 | 0 | 0% | 0% | 0% | 0 | 0 | 0 | 0 | 0 | 0 | 0 | 0 | 183 | 0 | 0 | 0 | 0 | 0 | 0 | 0 | 0 | 0 | 0 | 0 | 0 | 0 | 0 | 0 | 0 | 0 | 0 |  | 3636 | 183-572 | [40 empty] | 0 | 0 | 0 |  |  |  | 0 | 5000000
185-41 | 0 | 0 | 0 | 0 | 0% | 0% | 0% | 0 | 0 | 0 | 0 | 0 | 0 | 0 | 0 | 185 | 0 | 0 | 0 | 0 | 0 | 0 | 0 | 0 | 0 | 0 | 0 | 0 | 0 | 0 | 0 | 0 | 0 | 0 |  | 3637 | 185-41 | [40 empty] | 0 | 0 | 0 |  |  |  | 0 | 5000000
185-55 | 0 | 0 | 0 | 0 | 0% | 0% | 0% | 0 | 0 | 0 | 0 | 0 | 0 | 0 | 0 | 185 | 0 | 0 | 0 | 0 | 0 | 0 | 0 | 0 | 0 | 0 | 0 | 0 | 0 | 0 | 0 | 0 | 0 | 0 |  | 3638 | 185-55 | [40 empty] | 0 | 0 | 0 |  |  |  | 0 | 5000000
187-38 | 0 | 0 | 0 | 0 | 0% | 0% | 0% | 0 | 0 | 0 | 0 | 0 | 0 | 0 | 0 | 187 | 0 | 0 | 0 | 0 | 0 | 0 | 0 | 0 | 0 | 0 | 0 | 0 | 0 | 0 | 0 | 0 | 0 | 0 |  | 3639 | 187-38 | [40 empty] | 0 | 0 | 0 |  |  |  | 0 | 5000000
187-39F | 0 | 0 | 0 | 0 | 0% | 0% | 0% | 0 | 0 | 0 | 0 | 0 | 0 | 0 | 0 | 187 | 0 | 0 | 0 | 0 | 0 | 0 | 0 | 0 | 0 | 0 | 0 | 0 | 0 | 0 | 0 | 0 | 0 | 0 |  | 3640 | 187-39F | [40 empty] | 0 | 0 | 0 |  |  |  | 0 | 5000000
187-40F | 0 | 0 | 0 | 0 | 0% | 0% | 0% | 0 | 0 | 0 | 0 | 0 | 0 | 0 | 0 | 187 | 0 | 0 | 0 | 0 | 0 | 0 | 0 | 0 | 0 | 0 | 0 | 0 | 0 | 0 | 0 | 0 | 0 | 0 |  | 3641 | 187-40F | [40 empty] | 0 | 0 | 0 |  |  |  | 0 | 5000000
188-10 | 0 | 0 | 0 | 0 | 0% | 0% | 0% | 0 | 0 | 0 | 0 | 0 | 0 | 0 | 0 | 188 | 0 | 0 | 0 | 0 | 0 | 0 | 0 | 0 | 0 | 0 | 0 | 0 | 0 | 0 | 0 | 0 | 0 | 0 |  | 3642 | 188-10 | [40 empty] | 0 | 0 | 0 |  |  |  | 0 | 5000000
189-784 | 0 | 0 | 0 | 0 | 0% | 0% | 0% | 0 | 0 | 0 | 0 | 0 | 0 | 0 | 0 | 189 | 0 | 0 | 0 | 0 | 0 | 0 | 0 | 0 | 0 | 0 | 0 | 0 | 0 | 0 | 0 | 0 | 0 | 0 |  | 3643 | 189-784 | [40 empty] | 0 | 0 | 0 |  |  |  | 0 | 5000000
190-1123 | 0 | 0 | 0 | 0 | 0% | 0% | 0% | 0 | 0 | 0 | 0 | 0 | 0 | 0 | 0 | 190 | 0 | 0 | 0 | 0 | 0 | 0 | 0 | 0 | 0 | 0 | 0 | 0 | 0 | 0 | 0 | 0 | 0 | 0 |  | 3644 | 190-1123 | [40 empty] | 0 | 0 | 0 |  |  |  | 0 | 5000000
190-1124 | 0 | 0 | 0 | 0 | 0% | 0% | 0% | 0 | 0 | 0 | 0 | 0 | 0 | 0 | 0 | 190 | 0 | 0 | 0 | 0 | 0 | 0 | 0 | 0 | 0 | 0 | 0 | 0 | 0 | 0 | 0 | 0 | 0 | 0 |  | 3645 | 190-1124 | [40 empty] | 0 | 0 | 0 |  |  |  | 0 | 5000000
192-1616F | 0 | 0 | 0 | 0 | 0% | 0% | 0% | 0 | 0 | 0 | 0 | 0 | 0 | 0 | 0 | 192 | 0 | 0 | 0 | 0 | 0 | 0 | 0 | 0 | 0 | 0 | 0 | 0 | 0 | 0 | 0 | 0 | 0 | 0 |  | 3646 | 192-1616F | [40 empty] | 0 | 0 | 0 |  |  |  | 0 | 5000000
192-1617 | 0 | 0 | 0 | 0 | 0% | 0% | 0% | 0 | 0 | 0 | 0 | 0 | 0 | 0 | 0 | 192 | 0 | 0 | 0 | 0 | 0 | 0 | 0 | 0 | 0 | 0 | 0 | 0 | 0 | 0 | 0 | 0 | 0 | 0 |  | 3647 | 192-1617 | [40 empty] | 0 | 0 | 0 |  |  |  | 0 | 5000000
192-756 | 0 | 0 | 0 | 0 | 0% | 0% | 0% | 0 | 0 | 0 | 0 | 0 | 0 | 0 | 0 | 192 | 0 | 0 | 0 | 0 | 0 | 0 | 0 | 0 | 0 | 0 | 0 | 0 | 0 | 0 | 0 | 0 | 0 | 0 |  | 3648 | 192-756 | [40 empty] | 0 | 0 | 0 |  |  |  | 0 | 5000000
196-37 | 0 | 0 | 0 | 0 | 0% | 0% | 0% | 0 | 0 | 0 | 0 | 0 | 0 | 0 | 0 | 196 | 0 | 0 | 0 | 0 | 0 | 0 | 0 | 0 | 0 | 0 | 0 | 0 | 0 | 0 | 0 | 0 | 0 | 0 |  | 3649 | 196-37 | [40 empty] | 0 | 0 | 0 |  |  |  | 0 | 5000000
196-915AE | 3807.4294 | 0 | 3807.4294 | 0 | 0% | 100% | 0% | 608.8967 | 1266.7614 | 1.4336 | 481.9489 | 125.5142 | 2.9824 | 1002.6565 | 261.1224 | 196 | 0.016451 | 0.016451 | 0.016451 | 231446.2343 | 8.964 | 3013.6252 | 784.8402 | 544.9033 | 183192.4199 | 47708.9112 | 194432.5861 | 457.7606 | 153895.6815 | 40079.1441 | 154442.2732 | 363.6097 | 122242.8779 | 31835.7856 |  | 3650 | 196-915AE | 3807.4294 | 3198.5327 | 2540.6681 | 0 | 0 | 0 | 3807.4294 | 3198.5327 | 2540.6681 | 0 | 8.964 | 7.5304 | 5.9816 | 0 | 0 | 0 | 8.964 | 7.5304 | 5.9816 | 0 | 784.8402 | 659.326 | 523.7178 | 0 | 0 | 0 | 784.8402 | 659.326 | 523.7178 | 0 | 3013.6252 | 2531.6763 | 2010.9687 | 0 | 0 | 0 | 3013.6252 | 2531.6763 | 2010.9687 | 0 | 0 | 0 | 0 | 0.016451 | 0.016451 | 0.016451 | 0 | 5000000
197-1153 | 0 | 0 | 0 | 0 | 0% | 0% | 0% | 0 | 0 | 0 | 0 | 0 | 0 | 0 | 0 | 197 | 0 | 0 | 0 | 0 | 0 | 0 | 0 | 0 | 0 | 0 | 0 | 0 | 0 | 0 | 0 | 0 | 0 | 0 |  | 3651 | 197-1153 | [40 empty] | 0 | 0 | 0 |  |  |  | 0 | 5000000
197-1154 | 0 | 0 | 0 | 0 | 0% | 0% | 0% | 0 | 0 | 0 | 0 | 0 | 0 | 0 | 0 | 197 | 0 | 0 | 0 | 0 | 0 | 0 | 0 | 0 | 0 | 0 | 0 | 0 | 0 | 0 | 0 | 0 | 0 | 0 |  | 3652 | 197-1154 | [40 empty] | 0 | 0 | 0 |  |  |  | 0 | 5000000
197-1156F | 0 | 0 | 0 | 0 | 0% | 0% | 0% | 0 | 0 | 0 | 0 | 0 | 0 | 0 | 0 | 197 | 0 | 0 | 0 | 0 | 0 | 0 | 0 | 0 | 0 | 0 | 0 | 0 | 0 | 0 | 0 | 0 | 0 | 0 |  | 3653 | 197-1156F | [40 empty] | 0 | 0 | 0 |  |  |  | 0 | 5000000
197-47 | 0 | 0 | 0 | 0 | 0% | 0% | 0% | 0 | 0 | 0 | 0 | 0 | 0 | 0 | 0 | 197 | 0 | 0 | 0 | 0 | 0 | 0 | 0 | 0 | 0 | 0 | 0 | 0 | 0 | 0 | 0 | 0 | 0 | 0 |  | 3654 | 197-47 | [40 empty] | 0 | 0 | 0 |  |  |  | 0 | 5000000
197-48F | 0 | 0 | 0 | 0 | 0% | 0% | 0% | 0 | 0 | 0 | 0 | 0 | 0 | 0 | 0 | 197 | 0 | 0 | 0 | 0 | 0 | 0 | 0 | 0 | 0 | 0 | 0 | 0 | 0 | 0 | 0 | 0 | 0 | 0 |  | 3655 | 197-48F | [40 empty] | 0 | 0 | 0 |  |  |  | 0 | 5000000
197-50F | 17414.1347 | 0 | 17414.1347 | 0 | 0% | 100% | 0% | 2783.1732 | 5793.411 | 3.775 | 2553.8735 | 225.5247 | 7.858 | 5316.1041 | 469.4488 | 197 | 0.016543 | 0.016543 | 0.016543 | 1052633.3571 | 23.6201 | 15979.4211 | 1411.0936 | 1427.7631 | 965909.1275 | 85296.4663 | 884398.7022 | 1199.5742 | 811534.9677 | 71664.1587 | 702438.6583 | 952.7686 | 644566.2263 | 56919.6623 |  | 3656 | 197-50F | 17414.1347 | 14630.9615 | 11620.7237 | 0 | 0 | 0 | 17414.1347 | 14630.9615 | 11620.7237 | 0 | 23.6201 | 19.845 | 15.762 | 0 | 0 | 0 | 23.6201 | 19.845 | 15.762 | 0 | 1411.0936 | 1185.5688 | 941.6447 | 0 | 0 | 0 | 1411.0936 | 1185.5688 | 941.6447 | 0 | 15979.4211 | 13425.5476 | 10663.3169 | 0 | 0 | 0 | 15979.4211 | 13425.5476 | 10663.3169 | 0 | 0 | 0 | 0 | 0.016543 | 0.016543 | 0.016543 | 0 | 5000000
205-1551 | 0 | 0 | 0 | 0 | 0% | 0% | 0% | 0 | 0 | 0 | 0 | 0 | 0 | 0 | 0 | 205 | 0 | 0 | 0 | 0 | 0 | 0 | 0 | 0 | 0 | 0 | 0 | 0 | 0 | 0 | 0 | 0 | 0 | 0 |  | 3657 | 205-1551 | [40 empty] | 0 | 0 | 0 |  |  |  | 0 | 5000000
224-251F | 0 | 0 | 0 | 0 | 0% | 0% | 0% | 0 | 0 | 0 | 0 | 0 | 0 | 0 | 0 | 224 | 0 | 0 | 0 | 0 | 0 | 0 | 0 | 0 | 0 | 0 | 0 | 0 | 0 | 0 | 0 | 0 | 0 | 0 |  | 3658 | 224-251F | [40 empty] | 0 | 0 | 0 |  |  |  | 0 | 5000000
224-253 | 0 | 0 | 0 | 0 | 0% | 0% | 0% | 0 | 0 | 0 | 0 | 0 | 0 | 0 | 0 | 224 | 0 | 0 | 0 | 0 | 0 | 0 | 0 | 0 | 0 | 0 | 0 | 0 | 0 | 0 | 0 | 0 | 0 | 0 |  | 3659 | 224-253 | [40 empty] | 0 | 0 | 0 |  |  |  | 0 | 5000000
252-270F | 0 | 0 | 0 | 0 | 0% | 0% | 0% | 0 | 0 | 0 | 0 | 0 | 0 | 0 | 0 | 252 | 0 | 0 | 0 | 0 | 0 | 0 | 0 | 0 | 0 | 0 | 0 | 0 | 0 | 0 | 0 | 0 | 0 | 0 |  | 3660 | 252-270F | [40 empty] | 0 | 0 | 0 |  |  |  | 0 | 5000000
240-1147 | 0 | 0 | 0 | 0 | 0% | 0% | 0% | 0 | 0 | 0 | 0 | 0 | 0 | 0 | 0 | 240 | 0 | 0 | 0 | 0 | 0 | 0 | 0 | 0 | 0 | 0 | 0 | 0 | 0 | 0 | 0 | 0 | 0 | 0 |  | 3661 | 240-1147 | [40 empty] | 0 | 0 | 0 |  |  |  | 0 | 5000000
242-1410 | 0 | 0 | 0 | 0 | 0% | 0% | 0% | 0 | 0 | 0 | 0 | 0 | 0 | 0 | 0 | 242 | 0 | 0 | 0 | 0 | 0 | 0 | 0 | 0 | 0 | 0 | 0 | 0 | 0 | 0 | 0 | 0 | 0 | 0 |  | 3662 | 242-1410 | [40 empty] | 0 | 0 | 0 |  |  |  | 0 | 5000000
242-1412 | 759.4572 | 0 | 759.4572 | 0 | 0% | 100% | 0% | 39.1359 | 81.2839 | 0.025703 | 31.0293 | 8.081 | 0.053384 | 64.4466 | 16.7839 | 242 | 0.096833 | 0.096833 | 0.096833 | 7842.9259 | 0.49878 | 602.1422 | 156.8162 | 5.1509 | 6218.3313 | 1619.4437 | 7438.7684 | 4.8854 | 5897.8915 | 1535.9914 | 7003.5063 | 4.5996 | 5552.7903 | 1446.1165 |  | 3663 | 242-1412 | 759.4572 | 720.3212 | 678.1733 | 0 | 0 | 0 | 759.4572 | 720.3212 | 678.1733 | 0 | 0.49878 | 0.47307 | 0.44539 | 0 | 0 | 0 | 0.49878 | 0.47307 | 0.44539 | 0 | 156.8162 | 148.7353 | 140.0324 | 0 | 0 | 0 | 156.8162 | 148.7353 | 140.0324 | 0 | 602.1422 | 571.1129 | 537.6956 | 0 | 0 | 0 | 602.1422 | 571.1129 | 537.6956 | 0 | 0 | 0 | 0 | 0.096833 | 0.096833 | 0.096833 | 0 | 5000000
242-1418 | 0 | 0 | 0 | 0 | 0% | 0% | 0% | 0 | 0 | 0 | 0 | 0 | 0 | 0 | 0 | 242 | 0 | 0 | 0 | 0 | 0 | 0 | 0 | 0 | 0 | 0 | 0 | 0 | 0 | 0 | 0 | 0 | 0 | 0 |  | 3664 | 242-1418 | [40 empty] | 0 | 0 | 0 |  |  |  | 0 | 5000000
242-1419F | 179229.5037 | 0 | 179229.5037 | 0 | 0% | 100% | 0% | 9265.4064 | 19259.9875 | 11.6227 | 8233.8177 | 1019.966 | 24.1602 | 17115.6254 | 2120.202 | 242 | 0.095886 | 0.095886 | 0.095886 | 1869193.6644 | 224.8298 | 159274.508 | 19730.1659 | 2344.7618 | 1661081.9932 | 205766.9099 | 1772564.2669 | 2223.5475 | 1575211.103 | 195129.6317 | 1668330.2693 | 2092.7939 | 1482582.2671 | 183655.2147 |  | 3665 | 242-1419F | 179229.5037 | 169964.0973 | 159969.5162 | 0 | 0 | 0 | 179229.5037 | 169964.0973 | 159969.5162 | 0 | 224.8298 | 213.2071 | 200.6696 | 0 | 0 | 0 | 224.8298 | 213.2071 | 200.6696 | 0 | 19730.1659 | 18710.1999 | 17609.9639 | 0 | 0 | 0 | 19730.1659 | 18710.1999 | 17609.9639 | 0 | 159274.508 | 151040.6903 | 142158.8826 | 0 | 0 | 0 | 159274.508 | 151040.6903 | 142158.8826 | 0 | 0 | 0 | 0 | 0.095886 | 0.095886 | 0.095886 | 0 | 5000000
242-1428 | 0 | 0 | 0 | 0 | 0% | 0% | 0% | 0 | 0 | 0 | 0 | 0 | 0 | 0 | 0 | 242 | 0 | 0 | 0 | 0 | 0 | 0 | 0 | 0 | 0 | 0 | 0 | 0 | 0 | 0 | 0 | 0 | 0 | 0 |  | 3666 | 242-1428 | [40 empty] | 0 | 0 | 0 |  |  |  | 0 | 5000000
242-773F | 0 | 0 | 0 | 0 | 0% | 0% | 0% | 0 | 0 | 0 | 0 | 0 | 0 | 0 | 0 | 242 | 0 | 0 | 0 | 0 | 0 | 0 | 0 | 0 | 0 | 0 | 0 | 0 | 0 | 0 | 0 | 0 | 0 | 0 |  | 3667 | 242-773F | [40 empty] | 0 | 0 | 0 |  |  |  | 0 | 5000000
242-775 | 0 | 0 | 0 | 0 | 0% | 0% | 0% | 0 | 0 | 0 | 0 | 0 | 0 | 0 | 0 | 242 | 0 | 0 | 0 | 0 | 0 | 0 | 0 | 0 | 0 | 0 | 0 | 0 | 0 | 0 | 0 | 0 | 0 | 0 |  | 3668 | 242-775 | [40 empty] | 0 | 0 | 0 |  |  |  | 0 | 5000000
244-28 | 0 | 0 | 0 | 0 | 0% | 0% | 0% | 0 | 0 | 0 | 0 | 0 | 0 | 0 | 0 | 244 | 0 | 0 | 0 | 0 | 0 | 0 | 0 | 0 | 0 | 0 | 0 | 0 | 0 | 0 | 0 | 0 | 0 | 0 |  | 3669 | 244-28 | [40 empty] | 0 | 0 | 0 |  |  |  | 0 | 5000000
244-30F | 12374.49 | 0 | 12374.49 | 0 | 0% | 100% | 0% | 1657.181 | 3460.7874 | 2.0512 | 1389.7181 | 265.4118 | 4.2835 | 2902.2291 | 554.2748 | 244 | 0.024472 | 0.024472 | 0.024472 | 505654.9889 | 15.3163 | 10377.293 | 1981.8807 | 625.8669 | 424044.1391 | 80984.9832 | 437938.1085 | 542.0513 | 367256.5156 | 70139.5442 | 364237.8934 | 450.83 | 305451.2416 | 58335.8225 |  | 3670 | 244-30F | 12374.49 | 10717.309 | 8913.7026 | 0 | 0 | 0 | 12374.49 | 10717.309 | 8913.7026 | 0 | 15.3163 | 13.2652 | 11.0328 | 0 | 0 | 0 | 15.3163 | 13.2652 | 11.0328 | 0 | 1981.8807 | 1716.4689 | 1427.6059 | 0 | 0 | 0 | 1981.8807 | 1716.4689 | 1427.6059 | 0 | 10377.293 | 8987.5748 | 7475.0639 | 0 | 0 | 0 | 10377.293 | 8987.5748 | 7475.0639 | 0 | 0 | 0 | 0 | 0.024472 | 0.024472 | 0.024472 | 0 | 5000000
244-35 | 0 | 0 | 0 | 0 | 0% | 0% | 0% | 0 | 0 | 0 | 0 | 0 | 0 | 0 | 0 | 244 | 0 | 0 | 0 | 0 | 0 | 0 | 0 | 0 | 0 | 0 | 0 | 0 | 0 | 0 | 0 | 0 | 0 | 0 |  | 3671 | 244-35 | [40 empty] | 0 | 0 | 0 |  |  |  | 0 | 5000000
245-485 | 0 | 0 | 0 | 0 | 0% | 0% | 0% | 0 | 0 | 0 | 0 | 0 | 0 | 0 | 0 | 245 | 0 | 0 | 0 | 0 | 0 | 0 | 0 | 0 | 0 | 0 | 0 | 0 | 0 | 0 | 0 | 0 | 0 | 0 |  | 3672 | 245-485 | [40 empty] | 0 | 0 | 0 |  |  |  | 0 | 5000000
245-584 | 0 | 0 | 0 | 0 | 0% | 0% | 0% | 0 | 0 | 0 | 0 | 0 | 0 | 0 | 0 | 245 | 0 | 0 | 0 | 0 | 0 | 0 | 0 | 0 | 0 | 0 | 0 | 0 | 0 | 0 | 0 | 0 | 0 | 0 |  | 3673 | 245-584 | [40 empty] | 0 | 0 | 0 |  |  |  | 0 | 5000000
247-47 | 0 | 0 | 0 | 0 | 0% | 0% | 0% | 0 | 0 | 0 | 0 | 0 | 0 | 0 | 0 | 247 | 0 | 0 | 0 | 0 | 0 | 0 | 0 | 0 | 0 | 0 | 0 | 0 | 0 | 0 | 0 | 0 | 0 | 0 |  | 3674 | 247-47 | [40 empty] | 0 | 0 | 0 |  |  |  | 0 | 5000000
248-29 | 0 | 0 | 0 | 0 | 0% | 0% | 0% | 0 | 0 | 0 | 0 | 0 | 0 | 0 | 0 | 248 | 0 | 0 | 0 | 0 | 0 | 0 | 0 | 0 | 0 | 0 | 0 | 0 | 0 | 0 | 0 | 0 | 0 | 0 |  | 3675 | 248-29 | [40 empty] | 0 | 0 | 0 |  |  |  | 0 | 5000000
249-14AE | 0 | 0 | 0 | 0 | 0% | 0% | 0% | 0 | 0 | 0 | 0 | 0 | 0 | 0 | 0 | 249 | 0 | 0 | 0 | 0 | 0 | 0 | 0 | 0 | 0 | 0 | 0 | 0 | 0 | 0 | 0 | 0 | 0 | 0 |  | 3676 | 249-14AE | [40 empty] | 0 | 0 | 0 |  |  |  | 0 | 5000000
250-285 | 0 | 0 | 0 | 0 | 0% | 0% | 0% | 0 | 0 | 0 | 0 | 0 | 0 | 0 | 0 | 250 | 0 | 0 | 0 | 0 | 0 | 0 | 0 | 0 | 0 | 0 | 0 | 0 | 0 | 0 | 0 | 0 | 0 | 0 |  | 3677 | 250-285 | [40 empty] | 0 | 0 | 0 |  |  |  | 0 | 5000000
250-286 | 0 | 0 | 0 | 0 | 0% | 0% | 0% | 0 | 0 | 0 | 0 | 0 | 0 | 0 | 0 | 250 | 0 | 0 | 0 | 0 | 0 | 0 | 0 | 0 | 0 | 0 | 0 | 0 | 0 | 0 | 0 | 0 | 0 | 0 |  | 3678 | 250-286 | [40 empty] | 0 | 0 | 0 |  |  |  | 0 | 5000000
250-287F | 0 | 0 | 0 | 0 | 0% | 0% | 0% | 0 | 0 | 0 | 0 | 0 | 0 | 0 | 0 | 250 | 0 | 0 | 0 | 0 | 0 | 0 | 0 | 0 | 0 | 0 | 0 | 0 | 0 | 0 | 0 | 0 | 0 | 0 |  | 3679 | 250-287F | [40 empty] | 0 | 0 | 0 |  |  |  | 0 | 5000000
250-45 | 0 | 0 | 0 | 0 | 0% | 0% | 0% | 0 | 0 | 0 | 0 | 0 | 0 | 0 | 0 | 250 | 0 | 0 | 0 | 0 | 0 | 0 | 0 | 0 | 0 | 0 | 0 | 0 | 0 | 0 | 0 | 0 | 0 | 0 |  | 3680 | 250-45 | [40 empty] | 0 | 0 | 0 |  |  |  | 0 | 5000000
250-46 | 0 | 0 | 0 | 0 | 0% | 0% | 0% | 0 | 0 | 0 | 0 | 0 | 0 | 0 | 0 | 250 | 0 | 0 | 0 | 0 | 0 | 0 | 0 | 0 | 0 | 0 | 0 | 0 | 0 | 0 | 0 | 0 | 0 | 0 |  | 3681 | 250-46 | [40 empty] | 0 | 0 | 0 |  |  |  | 0 | 5000000
252-128 | 0 | 0 | 0 | 0 | 0% | 0% | 0% | 0 | 0 | 0 | 0 | 0 | 0 | 0 | 0 | 252 | 0 | 0 | 0 | 0 | 0 | 0 | 0 | 0 | 0 | 0 | 0 | 0 | 0 | 0 | 0 | 0 | 0 | 0 |  | 3682 | 252-128 | [40 empty] | 0 | 0 | 0 |  |  |  | 0 | 5000000
252-267 | 0 | 0 | 0 | 0 | 0% | 0% | 0% | 0 | 0 | 0 | 0 | 0 | 0 | 0 | 0 | 252 | 0 | 0 | 0 | 0 | 0 | 0 | 0 | 0 | 0 | 0 | 0 | 0 | 0 | 0 | 0 | 0 | 0 | 0 |  | 3683 | 252-267 | [40 empty] | 0 | 0 | 0 |  |  |  | 0 | 5000000
252-268F | 0 | 0 | 0 | 0 | 0% | 0% | 0% | 0 | 0 | 0 | 0 | 0 | 0 | 0 | 0 | 252 | 0 | 0 | 0 | 0 | 0 | 0 | 0 | 0 | 0 | 0 | 0 | 0 | 0 | 0 | 0 | 0 | 0 | 0 |  | 3684 | 252-268F | [40 empty] | 0 | 0 | 0 |  |  |  | 0 | 5000000
252-269F | 0 | 0 | 0 | 0 | 0% | 0% | 0% | 0 | 0 | 0 | 0 | 0 | 0 | 0 | 0 | 252 | 0 | 0 | 0 | 0 | 0 | 0 | 0 | 0 | 0 | 0 | 0 | 0 | 0 | 0 | 0 | 0 | 0 | 0 |  | 3685 | 252-269F | [40 empty] | 0 | 0 | 0 |  |  |  | 0 | 5000000
241-565 | 0 | 0 | 0 | 0 | 0% | 0% | 0% | 0 | 0 | 0 | 0 | 0 | 0 | 0 | 0 | 241 | 0 | 0 | 0 | 0 | 0 | 0 | 0 | 0 | 0 | 0 | 0 | 0 | 0 | 0 | 0 | 0 | 0 | 0 |  | 3686 | 241-565 | [40 empty] | 0 | 0 | 0 |  |  |  | 0 | 5000000
237-25 | 0 | 0 | 0 | 0 | 0% | 0% | 0% | 0 | 0 | 0 | 0 | 0 | 0 | 0 | 0 | 237 | 0 | 0 | 0 | 0 | 0 | 0 | 0 | 0 | 0 | 0 | 0 | 0 | 0 | 0 | 0 | 0 | 0 | 0 |  | 3687 | 237-25 | [40 empty] | 0 | 0 | 0 |  |  |  | 0 | 5000000
224-537F | 0 | 0 | 0 | 0 | 0% | 0% | 0% | 0 | 0 | 0 | 0 | 0 | 0 | 0 | 0 | 224 | 0 | 0 | 0 | 0 | 0 | 0 | 0 | 0 | 0 | 0 | 0 | 0 | 0 | 0 | 0 | 0 | 0 | 0 |  | 3688 | 224-537F | [40 empty] | 0 | 0 | 0 |  |  |  | 0 | 5000000
224-538 | 0 | 0 | 0 | 0 | 0% | 0% | 0% | 0 | 0 | 0 | 0 | 0 | 0 | 0 | 0 | 224 | 0 | 0 | 0 | 0 | 0 | 0 | 0 | 0 | 0 | 0 | 0 | 0 | 0 | 0 | 0 | 0 | 0 | 0 |  | 3689 | 224-538 | [40 empty] | 0 | 0 | 0 |  |  |  | 0 | 5000000
224-539F | 0 | 0 | 0 | 0 | 0% | 0% | 0% | 0 | 0 | 0 | 0 | 0 | 0 | 0 | 0 | 224 | 0 | 0 | 0 | 0 | 0 | 0 | 0 | 0 | 0 | 0 | 0 | 0 | 0 | 0 | 0 | 0 | 0 | 0 |  | 3690 | 224-539F | [40 empty] | 0 | 0 | 0 |  |  |  | 0 | 5000000
224-540F | 0 | 0 | 0 | 0 | 0% | 0% | 0% | 0 | 0 | 0 | 0 | 0 | 0 | 0 | 0 | 224 | 0 | 0 | 0 | 0 | 0 | 0 | 0 | 0 | 0 | 0 | 0 | 0 | 0 | 0 | 0 | 0 | 0 | 0 |  | 3691 | 224-540F | [40 empty] | 0 | 0 | 0 |  |  |  | 0 | 5000000
226-151 | 0 | 0 | 0 | 0 | 0% | 0% | 0% | 0 | 0 | 0 | 0 | 0 | 0 | 0 | 0 | 226 | 0 | 0 | 0 | 0 | 0 | 0 | 0 | 0 | 0 | 0 | 0 | 0 | 0 | 0 | 0 | 0 | 0 | 0 |  | 3692 | 226-151 | [40 empty] | 0 | 0 | 0 |  |  |  | 0 | 5000000
226-152F | 0 | 0 | 0 | 0 | 0% | 0% | 0% | 0 | 0 | 0 | 0 | 0 | 0 | 0 | 0 | 226 | 0 | 0 | 0 | 0 | 0 | 0 | 0 | 0 | 0 | 0 | 0 | 0 | 0 | 0 | 0 | 0 | 0 | 0 |  | 3693 | 226-152F | [40 empty] | 0 | 0 | 0 |  |  |  | 0 | 5000000
226-44 | 0 | 0 | 0 | 0 | 0% | 0% | 0% | 0 | 0 | 0 | 0 | 0 | 0 | 0 | 0 | 226 | 0 | 0 | 0 | 0 | 0 | 0 | 0 | 0 | 0 | 0 | 0 | 0 | 0 | 0 | 0 | 0 | 0 | 0 |  | 3694 | 226-44 | [40 empty] | 0 | 0 | 0 |  |  |  | 0 | 5000000
226-46 | 0 | 0 | 0 | 0 | 0% | 0% | 0% | 0 | 0 | 0 | 0 | 0 | 0 | 0 | 0 | 226 | 0 | 0 | 0 | 0 | 0 | 0 | 0 | 0 | 0 | 0 | 0 | 0 | 0 | 0 | 0 | 0 | 0 | 0 |  | 3695 | 226-46 | [40 empty] | 0 | 0 | 0 |  |  |  | 0 | 5000000
227-12F | 0 | 0 | 0 | 0 | 0% | 0% | 0% | 0 | 0 | 0 | 0 | 0 | 0 | 0 | 0 | 227 | 0 | 0 | 0 | 0 | 0 | 0 | 0 | 0 | 0 | 0 | 0 | 0 | 0 | 0 | 0 | 0 | 0 | 0 |  | 3696 | 227-12F | [40 empty] | 0 | 0 | 0 |  |  |  | 0 | 5000000
227-13 | 0 | 0 | 0 | 0 | 0% | 0% | 0% | 0 | 0 | 0 | 0 | 0 | 0 | 0 | 0 | 227 | 0 | 0 | 0 | 0 | 0 | 0 | 0 | 0 | 0 | 0 | 0 | 0 | 0 | 0 | 0 | 0 | 0 | 0 |  | 3697 | 227-13 | [40 empty] | 0 | 0 | 0 |  |  |  | 0 | 5000000
227-14F | 0 | 0 | 0 | 0 | 0% | 0% | 0% | 0 | 0 | 0 | 0 | 0 | 0 | 0 | 0 | 227 | 0 | 0 | 0 | 0 | 0 | 0 | 0 | 0 | 0 | 0 | 0 | 0 | 0 | 0 | 0 | 0 | 0 | 0 |  | 3698 | 227-14F | [40 empty] | 0 | 0 | 0 |  |  |  | 0 | 5000000
227-15F | 0 | 0 | 0 | 0 | 0% | 0% | 0% | 0 | 0 | 0 | 0 | 0 | 0 | 0 | 0 | 227 | 0 | 0 | 0 | 0 | 0 | 0 | 0 | 0 | 0 | 0 | 0 | 0 | 0 | 0 | 0 | 0 | 0 | 0 |  | 3699 | 227-15F | [40 empty] | 0 | 0 | 0 |  |  |  | 0 | 5000000
228-11F | 0 | 0 | 0 | 0 | 0% | 0% | 0% | 0 | 0 | 0 | 0 | 0 | 0 | 0 | 0 | 228 | 0 | 0 | 0 | 0 | 0 | 0 | 0 | 0 | 0 | 0 | 0 | 0 | 0 | 0 | 0 | 0 | 0 | 0 |  | 3700 | 228-11F | [40 empty] | 0 | 0 | 0 |  |  |  | 0 | 5000000
228-12 | 0 | 0 | 0 | 0 | 0% | 0% | 0% | 0 | 0 | 0 | 0 | 0 | 0 | 0 | 0 | 228 | 0 | 0 | 0 | 0 | 0 | 0 | 0 | 0 | 0 | 0 | 0 | 0 | 0 | 0 | 0 | 0 | 0 | 0 |  | 3701 | 228-12 | [40 empty] | 0 | 0 | 0 |  |  |  | 0 | 5000000
228-13F | 0 | 0 | 0 | 0 | 0% | 0% | 0% | 0 | 0 | 0 | 0 | 0 | 0 | 0 | 0 | 228 | 0 | 0 | 0 | 0 | 0 | 0 | 0 | 0 | 0 | 0 | 0 | 0 | 0 | 0 | 0 | 0 | 0 | 0 |  | 3702 | 228-13F | [40 empty] | 0 | 0 | 0 |  |  |  | 0 | 5000000
228-178F | 0 | 0 | 0 | 0 | 0% | 0% | 0% | 0 | 0 | 0 | 0 | 0 | 0 | 0 | 0 | 228 | 0 | 0 | 0 | 0 | 0 | 0 | 0 | 0 | 0 | 0 | 0 | 0 | 0 | 0 | 0 | 0 | 0 | 0 |  | 3703 | 228-178F | [40 empty] | 0 | 0 | 0 |  |  |  | 0 | 5000000
228-179 | 0 | 0 | 0 | 0 | 0% | 0% | 0% | 0 | 0 | 0 | 0 | 0 | 0 | 0 | 0 | 228 | 0 | 0 | 0 | 0 | 0 | 0 | 0 | 0 | 0 | 0 | 0 | 0 | 0 | 0 | 0 | 0 | 0 | 0 |  | 3704 | 228-179 | [40 empty] | 0 | 0 | 0 |  |  |  | 0 | 5000000
228-41AE | 0 | 0 | 0 | 0 | 0% | 0% | 0% | 0 | 0 | 0 | 0 | 0 | 0 | 0 | 0 | 228 | 0 | 0 | 0 | 0 | 0 | 0 | 0 | 0 | 0 | 0 | 0 | 0 | 0 | 0 | 0 | 0 | 0 | 0 |  | 3705 | 228-41AE | [40 empty] | 0 | 0 | 0 |  |  |  | 0 | 5000000
229-425 | 0 | 0 | 0 | 0 | 0% | 0% | 0% | 0 | 0 | 0 | 0 | 0 | 0 | 0 | 0 | 229 | 0 | 0 | 0 | 0 | 0 | 0 | 0 | 0 | 0 | 0 | 0 | 0 | 0 | 0 | 0 | 0 | 0 | 0 |  | 3706 | 229-425 | [40 empty] | 0 | 0 | 0 |  |  |  | 0 | 5000000
229-426 | 0 | 0 | 0 | 0 | 0% | 0% | 0% | 0 | 0 | 0 | 0 | 0 | 0 | 0 | 0 | 229 | 0 | 0 | 0 | 0 | 0 | 0 | 0 | 0 | 0 | 0 | 0 | 0 | 0 | 0 | 0 | 0 | 0 | 0 |  | 3707 | 229-426 | [40 empty] | 0 | 0 | 0 |  |  |  | 0 | 5000000
229-450AE | 0 | 0 | 0 | 0 | 0% | 0% | 0% | 0 | 0 | 0 | 0 | 0 | 0 | 0 | 0 | 229 | 0 | 0 | 0 | 0 | 0 | 0 | 0 | 0 | 0 | 0 | 0 | 0 | 0 | 0 | 0 | 0 | 0 | 0 |  | 3708 | 229-450AE | [40 empty] | 0 | 0 | 0 |  |  |  | 0 | 5000000
229-503AE | 0 | 0 | 0 | 0 | 0% | 0% | 0% | 0 | 0 | 0 | 0 | 0 | 0 | 0 | 0 | 229 | 0 | 0 | 0 | 0 | 0 | 0 | 0 | 0 | 0 | 0 | 0 | 0 | 0 | 0 | 0 | 0 | 0 | 0 |  | 3709 | 229-503AE | [40 empty] | 0 | 0 | 0 |  |  |  | 0 | 5000000
229-504AE | 0 | 0 | 0 | 0 | 0% | 0% | 0% | 0 | 0 | 0 | 0 | 0 | 0 | 0 | 0 | 229 | 0 | 0 | 0 | 0 | 0 | 0 | 0 | 0 | 0 | 0 | 0 | 0 | 0 | 0 | 0 | 0 | 0 | 0 |  | 3710 | 229-504AE | [40 empty] | 0 | 0 | 0 |  |  |  | 0 | 5000000
229-505 | 0 | 0 | 0 | 0 | 0% | 0% | 0% | 0 | 0 | 0 | 0 | 0 | 0 | 0 | 0 | 229 | 0 | 0 | 0 | 0 | 0 | 0 | 0 | 0 | 0 | 0 | 0 | 0 | 0 | 0 | 0 | 0 | 0 | 0 |  | 3711 | 229-505 | [40 empty] | 0 | 0 | 0 |  |  |  | 0 | 5000000
23-211 | 0 | 0 | 0 | 0 | 0% | 0% | 0% | 0 | 0 | 0 | 0 | 0 | 0 | 0 | 0 | 23 | 0 | 0 | 0 | 0 | 0 | 0 | 0 | 0 | 0 | 0 | 0 | 0 | 0 | 0 | 0 | 0 | 0 | 0 |  | 3712 | 23-211 | [40 empty] | 0 | 0 | 0 |  |  |  | 0 | 5000000
23-212F | 0 | 0 | 0 | 0 | 0% | 0% | 0% | 0 | 0 | 0 | 0 | 0 | 0 | 0 | 0 | 23 | 0 | 0 | 0 | 0 | 0 | 0 | 0 | 0 | 0 | 0 | 0 | 0 | 0 | 0 | 0 | 0 | 0 | 0 |  | 3713 | 23-212F | [40 empty] | 0 | 0 | 0 |  |  |  | 0 | 5000000
23-213F | 0 | 0 | 0 | 0 | 0% | 0% | 0% | 0 | 0 | 0 | 0 | 0 | 0 | 0 | 0 | 23 | 0 | 0 | 0 | 0 | 0 | 0 | 0 | 0 | 0 | 0 | 0 | 0 | 0 | 0 | 0 | 0 | 0 | 0 |  | 3714 | 23-213F | [40 empty] | 0 | 0 | 0 |  |  |  | 0 | 5000000
232-39 | 0 | 0 | 0 | 0 | 0% | 0% | 0% | 0 | 0 | 0 | 0 | 0 | 0 | 0 | 0 | 232 | 0 | 0 | 0 | 0 | 0 | 0 | 0 | 0 | 0 | 0 | 0 | 0 | 0 | 0 | 0 | 0 | 0 | 0 |  | 3715 | 232-39 | [40 empty] | 0 | 0 | 0 |  |  |  | 0 | 5000000
233-80 | 0 | 0 | 0 | 0 | 0% | 0% | 0% | 0 | 0 | 0 | 0 | 0 | 0 | 0 | 0 | 233 | 0 | 0 | 0 | 0 | 0 | 0 | 0 | 0 | 0 | 0 | 0 | 0 | 0 | 0 | 0 | 0 | 0 | 0 |  | 3716 | 233-80 | [40 empty] | 0 | 0 | 0 |  |  |  | 0 | 5000000
233-85F | 3196.1344 | 0 | 3196.1344 | 0 | 0% | 100% | 0% | 502.1316 | 1053.9781 | 0.61791 | 457.9151 | 43.5986 | 1.297 | 961.1672 | 91.5139 | 233 | 0.0056446 | 0.0056446 | 0.0056446 | 566228.6802 | 3.9331 | 2914.6902 | 277.5111 | 696.7812 | 516367.8991 | 49164 | 477270.8102 | 587.3128 | 435243.4529 | 41440.0453 | 379505.4287 | 467.0061 | 346087.0634 | 32951.3597 |  | 3717 | 233-85F | 3196.1344 | 2694.0028 | 2142.1563 | 0 | 0 | 0 | 3196.1344 | 2694.0028 | 2142.1563 | 0 | 3.9331 | 3.3151 | 2.6361 | 0 | 0 | 0 | 3.9331 | 3.3151 | 2.6361 | 0 | 277.5111 | 233.9125 | 185.9972 | 0 | 0 | 0 | 277.5111 | 233.9125 | 185.9972 | 0 | 2914.6902 | 2456.7752 | 1953.523 | 0 | 0 | 0 | 2914.6902 | 2456.7752 | 1953.523 | 0 | 0 | 0 | 0 | 0.0056446 | 0.0056446 | 0.0056446 | 0 | 5000000
132-99 | 0 | 0 | 0 | 0 | 0% | 0% | 0% | 0 | 0 | 0 | 0 | 0 | 0 | 0 | 0 | 132 | 0 | 0 | 0 | 0 | 0 | 0 | 0 | 0 | 0 | 0 | 0 | 0 | 0 | 0 | 0 | 0 | 0 | 0 |  | 3718 | 132-99 | [40 empty] | 0 | 0 | 0 |  |  |  | 0 | 5000000
132-77 | 0 | 0 | 0 | 0 | 0% | 0% | 0% | 0 | 0 | 0 | 0 | 0 | 0 | 0 | 0 | 132 | 0 | 0 | 0 | 0 | 0 | 0 | 0 | 0 | 0 | 0 | 0 | 0 | 0 | 0 | 0 | 0 | 0 | 0 |  | 3719 | 132-77 | [40 empty] | 0 | 0 | 0 |  |  |  | 0 | 5000000
132-43F | 0 | 0 | 0 | 0 | 0% | 0% | 0% | 0 | 0 | 0 | 0 | 0 | 0 | 0 | 0 | 132 | 0 | 0 | 0 | 0 | 0 | 0 | 0 | 0 | 0 | 0 | 0 | 0 | 0 | 0 | 0 | 0 | 0 | 0 |  | 3720 | 132-43F | [40 empty] | 0 | 0 | 0 |  |  |  | 0 | 5000000
1100-1167 | 0 | 0 | 0 | 0 | 0% | 0% | 0% | 0 | 0 | 0 | 0 | 0 | 0 | 0 | 0 | 1100 | 0 | 0 | 0 | 0 | 0 | 0 | 0 | 0 | 0 | 0 | 0 | 0 | 0 | 0 | 0 | 0 | 0 | 0 |  | 3721 | 1100-1167 | [40 empty] | 0 | 0 | 0 |  |  |  | 0 | 5000000
1090-68 | 0 | 0 | 0 | 0 | 0% | 0% | 0% | 0 | 0 | 0 | 0 | 0 | 0 | 0 | 0 | 1090 | 0 | 0 | 0 | 0 | 0 | 0 | 0 | 0 | 0 | 0 | 0 | 0 | 0 | 0 | 0 | 0 | 0 | 0 |  | 3722 | 1090-68 | [40 empty] | 0 | 0 | 0 |  |  |  | 0 | 5000000
1090-72 | 0 | 0 | 0 | 0 | 0% | 0% | 0% | 0 | 0 | 0 | 0 | 0 | 0 | 0 | 0 | 1090 | 0 | 0 | 0 | 0 | 0 | 0 | 0 | 0 | 0 | 0 | 0 | 0 | 0 | 0 | 0 | 0 | 0 | 0 |  | 3723 | 1090-72 | [40 empty] | 0 | 0 | 0 |  |  |  | 0 | 5000000
1094-24F | 0 | 0 | 0 | 0 | 0% | 0% | 0% | 0 | 0 | 0 | 0 | 0 | 0 | 0 | 0 | 1094 | 0 | 0 | 0 | 0 | 0 | 0 | 0 | 0 | 0 | 0 | 0 | 0 | 0 | 0 | 0 | 0 | 0 | 0 |  | 3724 | 1094-24F | [40 empty] | 0 | 0 | 0 |  |  |  | 0 | 5000000
1094-25F | 0 | 0 | 0 | 0 | 0% | 0% | 0% | 0 | 0 | 0 | 0 | 0 | 0 | 0 | 0 | 1094 | 0 | 0 | 0 | 0 | 0 | 0 | 0 | 0 | 0 | 0 | 0 | 0 | 0 | 0 | 0 | 0 | 0 | 0 |  | 3725 | 1094-25F | [40 empty] | 0 | 0 | 0 |  |  |  | 0 | 5000000
1094-26 | 0 | 0 | 0 | 0 | 0% | 0% | 0% | 0 | 0 | 0 | 0 | 0 | 0 | 0 | 0 | 1094 | 0 | 0 | 0 | 0 | 0 | 0 | 0 | 0 | 0 | 0 | 0 | 0 | 0 | 0 | 0 | 0 | 0 | 0 |  | 3726 | 1094-26 | [40 empty] | 0 | 0 | 0 |  |  |  | 0 | 5000000
1094-5 | 0 | 0 | 0 | 0 | 0% | 0% | 0% | 0 | 0 | 0 | 0 | 0 | 0 | 0 | 0 | 1094 | 0 | 0 | 0 | 0 | 0 | 0 | 0 | 0 | 0 | 0 | 0 | 0 | 0 | 0 | 0 | 0 | 0 | 0 |  | 3727 | 1094-5 | [40 empty] | 0 | 0 | 0 |  |  |  | 0 | 5000000
110-41 | 0 | 0 | 0 | 0 | 0% | 0% | 0% | 0 | 0 | 0 | 0 | 0 | 0 | 0 | 0 | 110 | 0 | 0 | 0 | 0 | 0 | 0 | 0 | 0 | 0 | 0 | 0 | 0 | 0 | 0 | 0 | 0 | 0 | 0 |  | 3728 | 110-41 | [40 empty] | 0 | 0 | 0 |  |  |  | 0 | 5000000
110-42F | 0 | 0 | 0 | 0 | 0% | 0% | 0% | 0 | 0 | 0 | 0 | 0 | 0 | 0 | 0 | 110 | 0 | 0 | 0 | 0 | 0 | 0 | 0 | 0 | 0 | 0 | 0 | 0 | 0 | 0 | 0 | 0 | 0 | 0 |  | 3729 | 110-42F | [40 empty] | 0 | 0 | 0 |  |  |  | 0 | 5000000
110-43 | 0 | 0 | 0 | 0 | 0% | 0% | 0% | 0 | 0 | 0 | 0 | 0 | 0 | 0 | 0 | 110 | 0 | 0 | 0 | 0 | 0 | 0 | 0 | 0 | 0 | 0 | 0 | 0 | 0 | 0 | 0 | 0 | 0 | 0 |  | 3730 | 110-43 | [40 empty] | 0 | 0 | 0 |  |  |  | 0 | 5000000
110-44F | 0 | 0 | 0 | 0 | 0% | 0% | 0% | 0 | 0 | 0 | 0 | 0 | 0 | 0 | 0 | 110 | 0 | 0 | 0 | 0 | 0 | 0 | 0 | 0 | 0 | 0 | 0 | 0 | 0 | 0 | 0 | 0 | 0 | 0 |  | 3731 | 110-44F | [40 empty] | 0 | 0 | 0 |  |  |  | 0 | 5000000
110-45 | 0 | 0 | 0 | 0 | 0% | 0% | 0% | 0 | 0 | 0 | 0 | 0 | 0 | 0 | 0 | 110 | 0 | 0 | 0 | 0 | 0 | 0 | 0 | 0 | 0 | 0 | 0 | 0 | 0 | 0 | 0 | 0 | 0 | 0 |  | 3732 | 110-45 | [40 empty] | 0 | 0 | 0 |  |  |  | 0 | 5000000
110-49 | 0 | 0 | 0 | 0 | 0% | 0% | 0% | 0 | 0 | 0 | 0 | 0 | 0 | 0 | 0 | 110 | 0 | 0 | 0 | 0 | 0 | 0 | 0 | 0 | 0 | 0 | 0 | 0 | 0 | 0 | 0 | 0 | 0 | 0 |  | 3733 | 110-49 | [40 empty] | 0 | 0 | 0 |  |  |  | 0 | 5000000
1100-10 | 0 | 0 | 0 | 0 | 0% | 0% | 0% | 0 | 0 | 0 | 0 | 0 | 0 | 0 | 0 | 1100 | 0 | 0 | 0 | 0 | 0 | 0 | 0 | 0 | 0 | 0 | 0 | 0 | 0 | 0 | 0 | 0 | 0 | 0 |  | 3734 | 1100-10 | [40 empty] | 0 | 0 | 0 |  |  |  | 0 | 5000000
1100-1170F | 0 | 0 | 0 | 0 | 0% | 0% | 0% | 0 | 0 | 0 | 0 | 0 | 0 | 0 | 0 | 1100 | 0 | 0 | 0 | 0 | 0 | 0 | 0 | 0 | 0 | 0 | 0 | 0 | 0 | 0 | 0 | 0 | 0 | 0 |  | 3735 | 1100-1170F | [40 empty] | 0 | 0 | 0 |  |  |  | 0 | 5000000
132-43 | 0 | 0 | 0 | 0 | 0% | 0% | 0% | 0 | 0 | 0 | 0 | 0 | 0 | 0 | 0 | 132 | 0 | 0 | 0 | 0 | 0 | 0 | 0 | 0 | 0 | 0 | 0 | 0 | 0 | 0 | 0 | 0 | 0 | 0 |  | 3736 | 132-43 | [40 empty] | 0 | 0 | 0 |  |  |  | 0 | 5000000
1100-598 | 0 | 0 | 0 | 0 | 0% | 0% | 0% | 0 | 0 | 0 | 0 | 0 | 0 | 0 | 0 | 1100 | 0 | 0 | 0 | 0 | 0 | 0 | 0 | 0 | 0 | 0 | 0 | 0 | 0 | 0 | 0 | 0 | 0 | 0 |  | 3737 | 1100-598 | [40 empty] | 0 | 0 | 0 |  |  |  | 0 | 5000000
1100-599AE | 0 | 0 | 0 | 0 | 0% | 0% | 0% | 0 | 0 | 0 | 0 | 0 | 0 | 0 | 0 | 1100 | 0 | 0 | 0 | 0 | 0 | 0 | 0 | 0 | 0 | 0 | 0 | 0 | 0 | 0 | 0 | 0 | 0 | 0 |  | 3738 | 1100-599AE | [40 empty] | 0 | 0 | 0 |  |  |  | 0 | 5000000
1100-603F | 0 | 0 | 0 | 0 | 0% | 0% | 0% | 0 | 0 | 0 | 0 | 0 | 0 | 0 | 0 | 1100 | 0 | 0 | 0 | 0 | 0 | 0 | 0 | 0 | 0 | 0 | 0 | 0 | 0 | 0 | 0 | 0 | 0 | 0 |  | 3739 | 1100-603F | [40 empty] | 0 | 0 | 0 |  |  |  | 0 | 5000000
1100-7F | 0 | 0 | 0 | 0 | 0% | 0% | 0% | 0 | 0 | 0 | 0 | 0 | 0 | 0 | 0 | 1100 | 0 | 0 | 0 | 0 | 0 | 0 | 0 | 0 | 0 | 0 | 0 | 0 | 0 | 0 | 0 | 0 | 0 | 0 |  | 3740 | 1100-7F | [40 empty] | 0 | 0 | 0 |  |  |  | 0 | 5000000
1100-8F | 0 | 0 | 0 | 0 | 0% | 0% | 0% | 0 | 0 | 0 | 0 | 0 | 0 | 0 | 0 | 1100 | 0 | 0 | 0 | 0 | 0 | 0 | 0 | 0 | 0 | 0 | 0 | 0 | 0 | 0 | 0 | 0 | 0 | 0 |  | 3741 | 1100-8F | [40 empty] | 0 | 0 | 0 |  |  |  | 0 | 5000000
1101-590 | 0 | 0 | 0 | 0 | 0% | 0% | 0% | 0 | 0 | 0 | 0 | 0 | 0 | 0 | 0 | 1101 | 0 | 0 | 0 | 0 | 0 | 0 | 0 | 0 | 0 | 0 | 0 | 0 | 0 | 0 | 0 | 0 | 0 | 0 |  | 3742 | 1101-590 | [40 empty] | 0 | 0 | 0 |  |  |  | 0 | 5000000
1101-593F | 299797.5767 | 0 | 299797.5767 | 0 | 0% | 100% | 0% | 21168.3735 | 44055.2497 | 25.4006 | 19272.1576 | 1870.8153 | 52.8633 | 40108.8783 | 3893.5081 | 1101 | 0.068851 | 0.068851 | 0.068851 | 4354269.8725 | 359.7369 | 272942.3754 | 26495.4645 | 5224.8304 | 3964224.0448 | 384820.9981 | 4046819.719 | 4855.9109 | 3684314.5933 | 357649.215 | 3714409.9757 | 4457.0416 | 3381681.3816 | 328271.5576 |  | 3743 | 1101-593F | 299797.5767 | 278629.2032 | 255742.327 | 0 | 0 | 0 | 299797.5767 | 278629.2032 | 255742.327 | 0 | 359.7369 | 334.3363 | 306.8736 | 0 | 0 | 0 | 359.7369 | 334.3363 | 306.8736 | 0 | 26495.4645 | 24624.6492 | 22601.9563 | 0 | 0 | 0 | 26495.4645 | 24624.6492 | 22601.9563 | 0 | 272942.3754 | 253670.2178 | 232833.4971 | 0 | 0 | 0 | 272942.3754 | 253670.2178 | 232833.4971 | 0 | 0 | 0 | 0 | 0.068851 | 0.068851 | 0.068851 | 0 | 5000000
1102-319AE | 0 | 0 | 0 | 0 | 0% | 0% | 0% | 0 | 0 | 0 | 0 | 0 | 0 | 0 | 0 | 1102 | 0 | 0 | 0 | 0 | 0 | 0 | 0 | 0 | 0 | 0 | 0 | 0 | 0 | 0 | 0 | 0 | 0 | 0 |  | 3744 | 1102-319AE | [40 empty] | 0 | 0 | 0 |  |  |  | 0 | 5000000
1102-320 | 0 | 0 | 0 | 0 | 0% | 0% | 0% | 0 | 0 | 0 | 0 | 0 | 0 | 0 | 0 | 1102 | 0 | 0 | 0 | 0 | 0 | 0 | 0 | 0 | 0 | 0 | 0 | 0 | 0 | 0 | 0 | 0 | 0 | 0 |  | 3745 | 1102-320 | [40 empty] | 0 | 0 | 0 |  |  |  | 0 | 5000000
1103-14AE | 0 | 0 | 0 | 0 | 0% | 0% | 0% | 0 | 0 | 0 | 0 | 0 | 0 | 0 | 0 | 1103 | 0 | 0 | 0 | 0 | 0 | 0 | 0 | 0 | 0 | 0 | 0 | 0 | 0 | 0 | 0 | 0 | 0 | 0 |  | 3746 | 1103-14AE | [40 empty] | 0 | 0 | 0 |  |  |  | 0 | 5000000
1103-15 | 0 | 0 | 0 | 0 | 0% | 0% | 0% | 0 | 0 | 0 | 0 | 0 | 0 | 0 | 0 | 1103 | 0 | 0 | 0 | 0 | 0 | 0 | 0 | 0 | 0 | 0 | 0 | 0 | 0 | 0 | 0 | 0 | 0 | 0 |  | 3747 | 1103-15 | [40 empty] | 0 | 0 | 0 |  |  |  | 0 | 5000000
1105-1480F | 0 | 0 | 0 | 0 | 0% | 0% | 0% | 0 | 0 | 0 | 0 | 0 | 0 | 0 | 0 | 1105 | 0 | 0 | 0 | 0 | 0 | 0 | 0 | 0 | 0 | 0 | 0 | 0 | 0 | 0 | 0 | 0 | 0 | 0 |  | 3748 | 1105-1480F | [40 empty] | 0 | 0 | 0 |  |  |  | 0 | 5000000
1105-1481 | 0 | 0 | 0 | 0 | 0% | 0% | 0% | 0 | 0 | 0 | 0 | 0 | 0 | 0 | 0 | 1105 | 0 | 0 | 0 | 0 | 0 | 0 | 0 | 0 | 0 | 0 | 0 | 0 | 0 | 0 | 0 | 0 | 0 | 0 |  | 3749 | 1105-1481 | [40 empty] | 0 | 0 | 0 |  |  |  | 0 | 5000000
1105-1482F | 0 | 0 | 0 | 0 | 0% | 0% | 0% | 0 | 0 | 0 | 0 | 0 | 0 | 0 | 0 | 1105 | 0 | 0 | 0 | 0 | 0 | 0 | 0 | 0 | 0 | 0 | 0 | 0 | 0 | 0 | 0 | 0 | 0 | 0 |  | 3750 | 1105-1482F | [40 empty] | 0 | 0 | 0 |  |  |  | 0 | 5000000
1090-50 | 0 | 0 | 0 | 0 | 0% | 0% | 0% | 0 | 0 | 0 | 0 | 0 | 0 | 0 | 0 | 1090 | 0 | 0 | 0 | 0 | 0 | 0 | 0 | 0 | 0 | 0 | 0 | 0 | 0 | 0 | 0 | 0 | 0 | 0 |  | 3751 | 1090-50 | [40 empty] | 0 | 0 | 0 |  |  |  | 0 | 5000000
109-26F | 0 | 0 | 0 | 0 | 0% | 0% | 0% | 0 | 0 | 0 | 0 | 0 | 0 | 0 | 0 | 109 | 0 | 0 | 0 | 0 | 0 | 0 | 0 | 0 | 0 | 0 | 0 | 0 | 0 | 0 | 0 | 0 | 0 | 0 |  | 3752 | 109-26F | [40 empty] | 0 | 0 | 0 |  |  |  | 0 | 5000000
109-26 | 0 | 0 | 0 | 0 | 0% | 0% | 0% | 0 | 0 | 0 | 0 | 0 | 0 | 0 | 0 | 109 | 0 | 0 | 0 | 0 | 0 | 0 | 0 | 0 | 0 | 0 | 0 | 0 | 0 | 0 | 0 | 0 | 0 | 0 |  | 3753 | 109-26 | [40 empty] | 0 | 0 | 0 |  |  |  | 0 | 5000000
109-25F | 0 | 0 | 0 | 0 | 0% | 0% | 0% | 0 | 0 | 0 | 0 | 0 | 0 | 0 | 0 | 109 | 0 | 0 | 0 | 0 | 0 | 0 | 0 | 0 | 0 | 0 | 0 | 0 | 0 | 0 | 0 | 0 | 0 | 0 |  | 3754 | 109-25F | [40 empty] | 0 | 0 | 0 |  |  |  | 0 | 5000000
1073-885 | 0 | 0 | 0 | 0 | 0% | 0% | 0% | 0 | 0 | 0 | 0 | 0 | 0 | 0 | 0 | 1073 | 0 | 0 | 0 | 0 | 0 | 0 | 0 | 0 | 0 | 0 | 0 | 0 | 0 | 0 | 0 | 0 | 0 | 0 |  | 3755 | 1073-885 | [40 empty] | 0 | 0 | 0 |  |  |  | 0 | 5000000
1076-30 | 0 | 0 | 0 | 0 | 0% | 0% | 0% | 0 | 0 | 0 | 0 | 0 | 0 | 0 | 0 | 1076 | 0 | 0 | 0 | 0 | 0 | 0 | 0 | 0 | 0 | 0 | 0 | 0 | 0 | 0 | 0 | 0 | 0 | 0 |  | 3756 | 1076-30 | [40 empty] | 0 | 0 | 0 |  |  |  | 0 | 5000000
1076-31F | 0 | 0 | 0 | 0 | 0% | 0% | 0% | 0 | 0 | 0 | 0 | 0 | 0 | 0 | 0 | 1076 | 0 | 0 | 0 | 0 | 0 | 0 | 0 | 0 | 0 | 0 | 0 | 0 | 0 | 0 | 0 | 0 | 0 | 0 |  | 3757 | 1076-31F | [40 empty] | 0 | 0 | 0 |  |  |  | 0 | 5000000
1076-32F | 0 | 0 | 0 | 0 | 0% | 0% | 0% | 0 | 0 | 0 | 0 | 0 | 0 | 0 | 0 | 1076 | 0 | 0 | 0 | 0 | 0 | 0 | 0 | 0 | 0 | 0 | 0 | 0 | 0 | 0 | 0 | 0 | 0 | 0 |  | 3758 | 1076-32F | [40 empty] | 0 | 0 | 0 |  |  |  | 0 | 5000000
1076-34 | 0 | 0 | 0 | 0 | 0% | 0% | 0% | 0 | 0 | 0 | 0 | 0 | 0 | 0 | 0 | 1076 | 0 | 0 | 0 | 0 | 0 | 0 | 0 | 0 | 0 | 0 | 0 | 0 | 0 | 0 | 0 | 0 | 0 | 0 |  | 3759 | 1076-34 | [40 empty] | 0 | 0 | 0 |  |  |  | 0 | 5000000
1076-35F | 0 | 0 | 0 | 0 | 0% | 0% | 0% | 0 | 0 | 0 | 0 | 0 | 0 | 0 | 0 | 1076 | 0 | 0 | 0 | 0 | 0 | 0 | 0 | 0 | 0 | 0 | 0 | 0 | 0 | 0 | 0 | 0 | 0 | 0 |  | 3760 | 1076-35F | [40 empty] | 0 | 0 | 0 |  |  |  | 0 | 5000000
1076-36F | 0 | 0 | 0 | 0 | 0% | 0% | 0% | 0 | 0 | 0 | 0 | 0 | 0 | 0 | 0 | 1076 | 0 | 0 | 0 | 0 | 0 | 0 | 0 | 0 | 0 | 0 | 0 | 0 | 0 | 0 | 0 | 0 | 0 | 0 |  | 3761 | 1076-36F | [40 empty] | 0 | 0 | 0 |  |  |  | 0 | 5000000
1079-21F | 0 | 0 | 0 | 0 | 0% | 0% | 0% | 0 | 0 | 0 | 0 | 0 | 0 | 0 | 0 | 1079 | 0 | 0 | 0 | 0 | 0 | 0 | 0 | 0 | 0 | 0 | 0 | 0 | 0 | 0 | 0 | 0 | 0 | 0 |  | 3762 | 1079-21F | [40 empty] | 0 | 0 | 0 |  |  |  | 0 | 5000000
1079-23 | 0 | 0 | 0 | 0 | 0% | 0% | 0% | 0 | 0 | 0 | 0 | 0 | 0 | 0 | 0 | 1079 | 0 | 0 | 0 | 0 | 0 | 0 | 0 | 0 | 0 | 0 | 0 | 0 | 0 | 0 | 0 | 0 | 0 | 0 |  | 3763 | 1079-23 | [40 empty] | 0 | 0 | 0 |  |  |  | 0 | 5000000
108-389 | 0 | 0 | 0 | 0 | 0% | 0% | 0% | 0 | 0 | 0 | 0 | 0 | 0 | 0 | 0 | 108 | 0 | 0 | 0 | 0 | 0 | 0 | 0 | 0 | 0 | 0 | 0 | 0 | 0 | 0 | 0 | 0 | 0 | 0 |  | 3764 | 108-389 | [40 empty] | 0 | 0 | 0 |  |  |  | 0 | 5000000
108-390F | 0 | 0 | 0 | 0 | 0% | 0% | 0% | 0 | 0 | 0 | 0 | 0 | 0 | 0 | 0 | 108 | 0 | 0 | 0 | 0 | 0 | 0 | 0 | 0 | 0 | 0 | 0 | 0 | 0 | 0 | 0 | 0 | 0 | 0 |  | 3765 | 108-390F | [40 empty] | 0 | 0 | 0 |  |  |  | 0 | 5000000
108-391F | 0 | 0 | 0 | 0 | 0% | 0% | 0% | 0 | 0 | 0 | 0 | 0 | 0 | 0 | 0 | 108 | 0 | 0 | 0 | 0 | 0 | 0 | 0 | 0 | 0 | 0 | 0 | 0 | 0 | 0 | 0 | 0 | 0 | 0 |  | 3766 | 108-391F | [40 empty] | 0 | 0 | 0 |  |  |  | 0 | 5000000
1081-665 | 0 | 0 | 0 | 0 | 0% | 0% | 0% | 0 | 0 | 0 | 0 | 0 | 0 | 0 | 0 | 1081 | 0 | 0 | 0 | 0 | 0 | 0 | 0 | 0 | 0 | 0 | 0 | 0 | 0 | 0 | 0 | 0 | 0 | 0 |  | 3767 | 1081-665 | [40 empty] | 0 | 0 | 0 |  |  |  | 0 | 5000000
1085-414 | 0 | 0 | 0 | 0 | 0% | 0% | 0% | 0 | 0 | 0 | 0 | 0 | 0 | 0 | 0 | 1085 | 0 | 0 | 0 | 0 | 0 | 0 | 0 | 0 | 0 | 0 | 0 | 0 | 0 | 0 | 0 | 0 | 0 | 0 |  | 3768 | 1085-414 | [40 empty] | 0 | 0 | 0 |  |  |  | 0 | 5000000
1085-433 | 0 | 0 | 0 | 0 | 0% | 0% | 0% | 0 | 0 | 0 | 0 | 0 | 0 | 0 | 0 | 1085 | 0 | 0 | 0 | 0 | 0 | 0 | 0 | 0 | 0 | 0 | 0 | 0 | 0 | 0 | 0 | 0 | 0 | 0 |  | 3769 | 1085-433 | [40 empty] | 0 | 0 | 0 |  |  |  | 0 | 5000000
1085-9 | 0 | 0 | 0 | 0 | 0% | 0% | 0% | 0 | 0 | 0 | 0 | 0 | 0 | 0 | 0 | 1085 | 0 | 0 | 0 | 0 | 0 | 0 | 0 | 0 | 0 | 0 | 0 | 0 | 0 | 0 | 0 | 0 | 0 | 0 |  | 3770 | 1085-9 | [40 empty] | 0 | 0 | 0 |  |  |  | 0 | 5000000
109-17 | 0 | 0 | 0 | 0 | 0% | 0% | 0% | 0 | 0 | 0 | 0 | 0 | 0 | 0 | 0 | 109 | 0 | 0 | 0 | 0 | 0 | 0 | 0 | 0 | 0 | 0 | 0 | 0 | 0 | 0 | 0 | 0 | 0 | 0 |  | 3771 | 109-17 | [40 empty] | 0 | 0 | 0 |  |  |  | 0 | 5000000
109-18F | 0 | 0 | 0 | 0 | 0% | 0% | 0% | 0 | 0 | 0 | 0 | 0 | 0 | 0 | 0 | 109 | 0 | 0 | 0 | 0 | 0 | 0 | 0 | 0 | 0 | 0 | 0 | 0 | 0 | 0 | 0 | 0 | 0 | 0 |  | 3772 | 109-18F | [40 empty] | 0 | 0 | 0 |  |  |  | 0 | 5000000
109-19F | 0 | 0 | 0 | 0 | 0% | 0% | 0% | 0 | 0 | 0 | 0 | 0 | 0 | 0 | 0 | 109 | 0 | 0 | 0 | 0 | 0 | 0 | 0 | 0 | 0 | 0 | 0 | 0 | 0 | 0 | 0 | 0 | 0 | 0 |  | 3773 | 109-19F | [40 empty] | 0 | 0 | 0 |  |  |  | 0 | 5000000
109-20F | 0 | 0 | 0 | 0 | 0% | 0% | 0% | 0 | 0 | 0 | 0 | 0 | 0 | 0 | 0 | 109 | 0 | 0 | 0 | 0 | 0 | 0 | 0 | 0 | 0 | 0 | 0 | 0 | 0 | 0 | 0 | 0 | 0 | 0 |  | 3774 | 109-20F | [40 empty] | 0 | 0 | 0 |  |  |  | 0 | 5000000
109-22 | 0 | 0 | 0 | 0 | 0% | 0% | 0% | 0 | 0 | 0 | 0 | 0 | 0 | 0 | 0 | 109 | 0 | 0 | 0 | 0 | 0 | 0 | 0 | 0 | 0 | 0 | 0 | 0 | 0 | 0 | 0 | 0 | 0 | 0 |  | 3775 | 109-22 | [40 empty] | 0 | 0 | 0 |  |  |  | 0 | 5000000
109-23 | 0 | 0 | 0 | 0 | 0% | 0% | 0% | 0 | 0 | 0 | 0 | 0 | 0 | 0 | 0 | 109 | 0 | 0 | 0 | 0 | 0 | 0 | 0 | 0 | 0 | 0 | 0 | 0 | 0 | 0 | 0 | 0 | 0 | 0 |  | 3776 | 109-23 | [40 empty] | 0 | 0 | 0 |  |  |  | 0 | 5000000
109-24 | 0 | 0 | 0 | 0 | 0% | 0% | 0% | 0 | 0 | 0 | 0 | 0 | 0 | 0 | 0 | 109 | 0 | 0 | 0 | 0 | 0 | 0 | 0 | 0 | 0 | 0 | 0 | 0 | 0 | 0 | 0 | 0 | 0 | 0 |  | 3777 | 109-24 | [40 empty] | 0 | 0 | 0 |  |  |  | 0 | 5000000
109-24F | 0 | 0 | 0 | 0 | 0% | 0% | 0% | 0 | 0 | 0 | 0 | 0 | 0 | 0 | 0 | 109 | 0 | 0 | 0 | 0 | 0 | 0 | 0 | 0 | 0 | 0 | 0 | 0 | 0 | 0 | 0 | 0 | 0 | 0 |  | 3778 | 109-24F | [40 empty] | 0 | 0 | 0 |  |  |  | 0 | 5000000
109-25 | 0 | 0 | 0 | 0 | 0% | 0% | 0% | 0 | 0 | 0 | 0 | 0 | 0 | 0 | 0 | 109 | 0 | 0 | 0 | 0 | 0 | 0 | 0 | 0 | 0 | 0 | 0 | 0 | 0 | 0 | 0 | 0 | 0 | 0 |  | 3779 | 109-25 | [40 empty] | 0 | 0 | 0 |  |  |  | 0 | 5000000
1105-8 | 0 | 0 | 0 | 0 | 0% | 0% | 0% | 0 | 0 | 0 | 0 | 0 | 0 | 0 | 0 | 1105 | 0 | 0 | 0 | 0 | 0 | 0 | 0 | 0 | 0 | 0 | 0 | 0 | 0 | 0 | 0 | 0 | 0 | 0 |  | 3780 | 1105-8 | [40 empty] | 0 | 0 | 0 |  |  |  | 0 | 5000000
1105-9AE | 0 | 0 | 0 | 0 | 0% | 0% | 0% | 0 | 0 | 0 | 0 | 0 | 0 | 0 | 0 | 1105 | 0 | 0 | 0 | 0 | 0 | 0 | 0 | 0 | 0 | 0 | 0 | 0 | 0 | 0 | 0 | 0 | 0 | 0 |  | 3781 | 1105-9AE | [40 empty] | 0 | 0 | 0 |  |  |  | 0 | 5000000
111-420 | 0 | 0 | 0 | 0 | 0% | 0% | 0% | 0 | 0 | 0 | 0 | 0 | 0 | 0 | 0 | 111 | 0 | 0 | 0 | 0 | 0 | 0 | 0 | 0 | 0 | 0 | 0 | 0 | 0 | 0 | 0 | 0 | 0 | 0 |  | 3782 | 111-420 | [40 empty] | 0 | 0 | 0 |  |  |  | 0 | 5000000
115-22 | 0 | 0 | 0 | 0 | 0% | 0% | 0% | 0 | 0 | 0 | 0 | 0 | 0 | 0 | 0 | 115 | 0 | 0 | 0 | 0 | 0 | 0 | 0 | 0 | 0 | 0 | 0 | 0 | 0 | 0 | 0 | 0 | 0 | 0 |  | 3783 | 115-22 | [40 empty] | 0 | 0 | 0 |  |  |  | 0 | 5000000
115-24 | 0 | 0 | 0 | 0 | 0% | 0% | 0% | 0 | 0 | 0 | 0 | 0 | 0 | 0 | 0 | 115 | 0 | 0 | 0 | 0 | 0 | 0 | 0 | 0 | 0 | 0 | 0 | 0 | 0 | 0 | 0 | 0 | 0 | 0 |  | 3784 | 115-24 | [40 empty] | 0 | 0 | 0 |  |  |  | 0 | 5000000
115-24F | 0 | 0 | 0 | 0 | 0% | 0% | 0% | 0 | 0 | 0 | 0 | 0 | 0 | 0 | 0 | 115 | 0 | 0 | 0 | 0 | 0 | 0 | 0 | 0 | 0 | 0 | 0 | 0 | 0 | 0 | 0 | 0 | 0 | 0 |  | 3785 | 115-24F | [40 empty] | 0 | 0 | 0 |  |  |  | 0 | 5000000
115-25 | 0 | 0 | 0 | 0 | 0% | 0% | 0% | 0 | 0 | 0 | 0 | 0 | 0 | 0 | 0 | 115 | 0 | 0 | 0 | 0 | 0 | 0 | 0 | 0 | 0 | 0 | 0 | 0 | 0 | 0 | 0 | 0 | 0 | 0 |  | 3786 | 115-25 | [40 empty] | 0 | 0 | 0 |  |  |  | 0 | 5000000
115-25F | 0 | 0 | 0 | 0 | 0% | 0% | 0% | 0 | 0 | 0 | 0 | 0 | 0 | 0 | 0 | 115 | 0 | 0 | 0 | 0 | 0 | 0 | 0 | 0 | 0 | 0 | 0 | 0 | 0 | 0 | 0 | 0 | 0 | 0 |  | 3787 | 115-25F | [40 empty] | 0 | 0 | 0 |  |  |  | 0 | 5000000
115-26 | 0 | 0 | 0 | 0 | 0% | 0% | 0% | 0 | 0 | 0 | 0 | 0 | 0 | 0 | 0 | 115 | 0 | 0 | 0 | 0 | 0 | 0 | 0 | 0 | 0 | 0 | 0 | 0 | 0 | 0 | 0 | 0 | 0 | 0 |  | 3788 | 115-26 | [40 empty] | 0 | 0 | 0 |  |  |  | 0 | 5000000
115-26F | 0 | 0 | 0 | 0 | 0% | 0% | 0% | 0 | 0 | 0 | 0 | 0 | 0 | 0 | 0 | 115 | 0 | 0 | 0 | 0 | 0 | 0 | 0 | 0 | 0 | 0 | 0 | 0 | 0 | 0 | 0 | 0 | 0 | 0 |  | 3789 | 115-26F | [40 empty] | 0 | 0 | 0 |  |  |  | 0 | 5000000
115-27 | 0 | 0 | 0 | 0 | 0% | 0% | 0% | 0 | 0 | 0 | 0 | 0 | 0 | 0 | 0 | 115 | 0 | 0 | 0 | 0 | 0 | 0 | 0 | 0 | 0 | 0 | 0 | 0 | 0 | 0 | 0 | 0 | 0 | 0 |  | 3790 | 115-27 | [40 empty] | 0 | 0 | 0 |  |  |  | 0 | 5000000
115-28 | 0 | 0 | 0 | 0 | 0% | 0% | 0% | 0 | 0 | 0 | 0 | 0 | 0 | 0 | 0 | 115 | 0 | 0 | 0 | 0 | 0 | 0 | 0 | 0 | 0 | 0 | 0 | 0 | 0 | 0 | 0 | 0 | 0 | 0 |  | 3791 | 115-28 | [40 empty] | 0 | 0 | 0 |  |  |  | 0 | 5000000
115-29 | 0 | 0 | 0 | 0 | 0% | 0% | 0% | 0 | 0 | 0 | 0 | 0 | 0 | 0 | 0 | 115 | 0 | 0 | 0 | 0 | 0 | 0 | 0 | 0 | 0 | 0 | 0 | 0 | 0 | 0 | 0 | 0 | 0 | 0 |  | 3792 | 115-29 | [40 empty] | 0 | 0 | 0 |  |  |  | 0 | 5000000
115-29F | 0 | 0 | 0 | 0 | 0% | 0% | 0% | 0 | 0 | 0 | 0 | 0 | 0 | 0 | 0 | 115 | 0 | 0 | 0 | 0 | 0 | 0 | 0 | 0 | 0 | 0 | 0 | 0 | 0 | 0 | 0 | 0 | 0 | 0 |  | 3793 | 115-29F | [40 empty] | 0 | 0 | 0 |  |  |  | 0 | 5000000
115-30 | 0 | 0 | 0 | 0 | 0% | 0% | 0% | 0 | 0 | 0 | 0 | 0 | 0 | 0 | 0 | 115 | 0 | 0 | 0 | 0 | 0 | 0 | 0 | 0 | 0 | 0 | 0 | 0 | 0 | 0 | 0 | 0 | 0 | 0 |  | 3794 | 115-30 | [40 empty] | 0 | 0 | 0 |  |  |  | 0 | 5000000
115-30F | 0 | 0 | 0 | 0 | 0% | 0% | 0% | 0 | 0 | 0 | 0 | 0 | 0 | 0 | 0 | 115 | 0 | 0 | 0 | 0 | 0 | 0 | 0 | 0 | 0 | 0 | 0 | 0 | 0 | 0 | 0 | 0 | 0 | 0 |  | 3795 | 115-30F | [40 empty] | 0 | 0 | 0 |  |  |  | 0 | 5000000
115-31 | 0 | 0 | 0 | 0 | 0% | 0% | 0% | 0 | 0 | 0 | 0 | 0 | 0 | 0 | 0 | 115 | 0 | 0 | 0 | 0 | 0 | 0 | 0 | 0 | 0 | 0 | 0 | 0 | 0 | 0 | 0 | 0 | 0 | 0 |  | 3796 | 115-31 | [40 empty] | 0 | 0 | 0 |  |  |  | 0 | 5000000
115-31F | 0 | 0 | 0 | 0 | 0% | 0% | 0% | 0 | 0 | 0 | 0 | 0 | 0 | 0 | 0 | 115 | 0 | 0 | 0 | 0 | 0 | 0 | 0 | 0 | 0 | 0 | 0 | 0 | 0 | 0 | 0 | 0 | 0 | 0 |  | 3797 | 115-31F | [40 empty] | 0 | 0 | 0 |  |  |  | 0 | 5000000
1152-31F | 0 | 0 | 0 | 0 | 0% | 0% | 0% | 0 | 0 | 0 | 0 | 0 | 0 | 0 | 0 | 1152 | 0 | 0 | 0 | 0 | 0 | 0 | 0 | 0 | 0 | 0 | 0 | 0 | 0 | 0 | 0 | 0 | 0 | 0 |  | 3798 | 1152-31F | [40 empty] | 0 | 0 | 0 |  |  |  | 0 | 5000000
1152-32 | 0 | 0 | 0 | 0 | 0% | 0% | 0% | 0 | 0 | 0 | 0 | 0 | 0 | 0 | 0 | 1152 | 0 | 0 | 0 | 0 | 0 | 0 | 0 | 0 | 0 | 0 | 0 | 0 | 0 | 0 | 0 | 0 | 0 | 0 |  | 3799 | 1152-32 | [40 empty] | 0 | 0 | 0 |  |  |  | 0 | 5000000
1152-33F | 0 | 0 | 0 | 0 | 0% | 0% | 0% | 0 | 0 | 0 | 0 | 0 | 0 | 0 | 0 | 1152 | 0 | 0 | 0 | 0 | 0 | 0 | 0 | 0 | 0 | 0 | 0 | 0 | 0 | 0 | 0 | 0 | 0 | 0 |  | 3800 | 1152-33F | [40 empty] | 0 | 0 | 0 |  |  |  | 0 | 5000000
1152-34F | 0 | 0 | 0 | 0 | 0% | 0% | 0% | 0 | 0 | 0 | 0 | 0 | 0 | 0 | 0 | 1152 | 0 | 0 | 0 | 0 | 0 | 0 | 0 | 0 | 0 | 0 | 0 | 0 | 0 | 0 | 0 | 0 | 0 | 0 |  | 3801 | 1152-34F | [40 empty] | 0 | 0 | 0 |  |  |  | 0 | 5000000
116-30 | 0 | 0 | 0 | 0 | 0% | 0% | 0% | 0 | 0 | 0 | 0 | 0 | 0 | 0 | 0 | 116 | 0 | 0 | 0 | 0 | 0 | 0 | 0 | 0 | 0 | 0 | 0 | 0 | 0 | 0 | 0 | 0 | 0 | 0 |  | 3802 | 116-30 | [40 empty] | 0 | 0 | 0 |  |  |  | 0 | 5000000
1160-1 | 89914.8575 | 0 | 89914.8575 | 0 | 0% | 100% | 0% | 7386.77 | 15400.4824 | 14.5966 | 5853.1984 | 1518.975 | 30.432 | 12203.1793 | 3166.8711 | 1160 | 0.056248 | 0.056248 | 0.056248 | 1598531.8253 | 177.6757 | 71247.5815 | 18489.6002 | 3158.7695 | 1266659.7013 | 328713.3545 | 1467207.7343 | 2899.2673 | 1162599.8824 | 301708.5853 | 1324737.6827 | 2617.7402 | 1049708.12 | 272411.8219 |  | 3803 | 1160-1 | 89914.8575 | 82528.0875 | 74514.3751 | 0 | 0 | 0 | 89914.8575 | 82528.0875 | 74514.3751 | 0 | 177.6757 | 163.0791 | 147.2437 | 0 | 0 | 0 | 177.6757 | 163.0791 | 147.2437 | 0 | 18489.6002 | 16970.6252 | 15322.7291 | 0 | 0 | 0 | 18489.6002 | 16970.6252 | 15322.7291 | 0 | 71247.5815 | 65394.3832 | 59044.4022 | 0 | 0 | 0 | 71247.5815 | 65394.3832 | 59044.4022 | 0 | 0 | 0 | 0 | 0.056248 | 0.056248 | 0.056248 | 0 | 5000000
1160-10 | 0 | 0 | 0 | 0 | 0% | 0% | 0% | 0 | 0 | 0 | 0 | 0 | 0 | 0 | 0 | 1160 | 0 | 0 | 0 | 0 | 0 | 0 | 0 | 0 | 0 | 0 | 0 | 0 | 0 | 0 | 0 | 0 | 0 | 0 |  | 3804 | 1160-10 | [40 empty] | 0 | 0 | 0 |  |  |  | 0 | 5000000
1160-2 | 0 | 0 | 0 | 0 | 0% | 0% | 0% | 0 | 0 | 0 | 0 | 0 | 0 | 0 | 0 | 1160 | 0 | 0 | 0 | 0 | 0 | 0 | 0 | 0 | 0 | 0 | 0 | 0 | 0 | 0 | 0 | 0 | 0 | 0 |  | 3805 | 1160-2 | [40 empty] | 0 | 0 | 0 |  |  |  | 0 | 5000000
1160-3AE | 7674.3143 | 0 | 7674.3143 | 0 | 0% | 100% | 0% | 628.5137 | 1312.5114 | 0.90225 | 497.9341 | 129.6773 | 1.8842 | 1039.825 | 270.8023 | 1160 | 0.056717 | 0.056717 | 0.056717 | 135309.3665 | 11.0167 | 6079.9044 | 1583.3931 | 194.2409 | 107197.5926 | 27917.533 | 124227.7531 | 178.3329 | 98418.2871 | 25631.1332 | 112167.8735 | 161.0205 | 88863.959 | 23142.8939 |  | 3806 | 1160-3AE | 7674.3143 | 7045.8006 | 6361.8028 | 0 | 0 | 0 | 7674.3143 | 7045.8006 | 6361.8028 | 0 | 11.0167 | 10.1145 | 9.1326 | 0 | 0 | 0 | 11.0167 | 10.1145 | 9.1326 | 0 | 1583.3931 | 1453.7159 | 1312.5909 | 0 | 0 | 0 | 1583.3931 | 1453.7159 | 1312.5909 | 0 | 6079.9044 | 5581.9703 | 5040.0794 | 0 | 0 | 0 | 6079.9044 | 5581.9703 | 5040.0794 | 0 | 0 | 0 | 0 | 0.056717 | 0.056717 | 0.056717 | 0 | 5000000
1160-8AE | 14871.0653 | 0 | 14871.0653 | 0 | 0% | 100% | 0% | 1217.3077 | 2543.9214 | 1.289 | 964.7646 | 251.2542 | 2.6936 | 2016.1585 | 525.0694 | 1160 | 0.056743 | 0.056743 | 0.056743 | 262075.683 | 15.7463 | 11785.908 | 3069.411 | 277.5003 | 207705.3536 | 54092.8291 | 240622.8316 | 254.7849 | 190703.1204 | 49664.9273 | 217243.6594 | 230.0297 | 172174.2006 | 44839.4298 |  | 3807 | 1160-8AE | 14871.0653 | 13653.7576 | 12327.1439 | 0 | 0 | 0 | 14871.0653 | 13653.7576 | 12327.1439 | 0 | 15.7463 | 14.4574 | 13.0527 | 0 | 0 | 0 | 15.7463 | 14.4574 | 13.0527 | 0 | 3069.411 | 2818.1568 | 2544.3417 | 0 | 0 | 0 | 3069.411 | 2818.1568 | 2544.3417 | 0 | 11785.908 | 10821.1434 | 9769.7495 | 0 | 0 | 0 | 11785.908 | 10821.1434 | 9769.7495 | 0 | 0 | 0 | 0 | 0.056743 | 0.056743 | 0.056743 | 0 | 5000000
1160-9AE | 7694.0051 | 0 | 7694.0051 | 0 | 0% | 100% | 0% | 628.4239 | 1313.6216 | 0.90212 | 497.863 | 129.6588 | 1.8857 | 1040.7045 | 271.0313 | 1160 | 0.056883 | 0.056883 | 0.056883 | 135260.6603 | 11.045 | 6095.5043 | 1587.4558 | 194.171 | 107159.0056 | 27907.4838 | 124212.9633 | 178.3116 | 98406.5698 | 25628.0819 | 112167.1845 | 161.0195 | 88863.4132 | 23142.7518 |  | 3808 | 1160-9AE | 7694.0051 | 7065.5811 | 6380.3835 | 0 | 0 | 0 | 7694.0051 | 7065.5811 | 6380.3835 | 0 | 11.045 | 10.1429 | 9.1592 | 0 | 0 | 0 | 11.045 | 10.1429 | 9.1592 | 0 | 1587.4558 | 1457.797 | 1316.4245 | 0 | 0 | 0 | 1587.4558 | 1457.797 | 1316.4245 | 0 | 6095.5043 | 5597.6412 | 5054.7998 | 0 | 0 | 0 | 6095.5043 | 5597.6412 | 5054.7998 | 0 | 0 | 0 | 0 | 0.056883 | 0.056883 | 0.056883 | 0 | 5000000
1161-33 | 0 | 0 | 0 | 0 | 0% | 0% | 0% | 0 | 0 | 0 | 0 | 0 | 0 | 0 | 0 | 1161 | 0 | 0 | 0 | 0 | 0 | 0 | 0 | 0 | 0 | 0 | 0 | 0 | 0 | 0 | 0 | 0 | 0 | 0 |  | 3809 | 1161-33 | [40 empty] | 0 | 0 | 0 |  |  |  | 0 | 5000000
1161-34 | 1445.3758 | 0 | 1445.3758 | 0 | 0% | 100% | 0% | 118.2104 | 246.6394 | 0.077635 | 93.7241 | 24.4086 | 0.16198 | 195.5502 | 50.9273 | 1161 | 0.057042 | 0.057042 | 0.057042 | 25338.7099 | 0.94926 | 1145.9786 | 298.4479 | 16.6413 | 20090.0142 | 5232.0544 | 23266.3781 | 15.2803 | 18446.9481 | 4804.1497 | 21014.9037 | 13.8016 | 16661.8472 | 4339.2548 |  | 3810 | 1161-34 | 1445.3758 | 1327.1654 | 1198.7363 | 0 | 0 | 0 | 1445.3758 | 1327.1654 | 1198.7363 | 0 | 0.94926 | 0.87162 | 0.78728 | 0 | 0 | 0 | 0.94926 | 0.87162 | 0.78728 | 0 | 298.4479 | 274.0393 | 247.5206 | 0 | 0 | 0 | 298.4479 | 274.0393 | 247.5206 | 0 | 1145.9786 | 1052.2545 | 950.4284 | 0 | 0 | 0 | 1145.9786 | 1052.2545 | 950.4284 | 0 | 0 | 0 | 0 | 0.057042 | 0.057042 | 0.057042 | 0 | 5000000
1161-35 | 2413.3785 | 0 | 2413.3785 | 0 | 0% | 100% | 0% | 197.3989 | 411.6995 | 0.12964 | 156.5094 | 40.7598 | 0.27039 | 326.4195 | 85.0096 | 1161 | 0.05715 | 0.05715 | 0.05715 | 42228.9922 | 1.585 | 1913.4679 | 498.3256 | 27.7341 | 33481.6198 | 8719.6382 | 38774.9305 | 25.4656 | 30743.0374 | 8006.4276 | 35025.1267 | 23.0029 | 27769.9731 | 7232.1507 |  | 3811 | 1161-35 | 2413.3785 | 2215.9795 | 2001.679 | 0 | 0 | 0 | 2413.3785 | 2215.9795 | 2001.679 | 0 | 1.585 | 1.4554 | 1.3146 | 0 | 0 | 0 | 1.585 | 1.4554 | 1.3146 | 0 | 498.3256 | 457.5657 | 413.316 | 0 | 0 | 0 | 498.3256 | 457.5657 | 413.316 | 0 | 1913.4679 | 1756.9584 | 1587.0484 | 0 | 0 | 0 | 1913.4679 | 1756.9584 | 1587.0484 | 0 | 0 | 0 | 0 | 0.05715 | 0.05715 | 0.05715 | 0 | 5000000
115-23 | 0 | 0 | 0 | 0 | 0% | 0% | 0% | 0 | 0 | 0 | 0 | 0 | 0 | 0 | 0 | 115 | 0 | 0 | 0 | 0 | 0 | 0 | 0 | 0 | 0 | 0 | 0 | 0 | 0 | 0 | 0 | 0 | 0 | 0 |  | 3812 | 115-23 | [40 empty] | 0 | 0 | 0 |  |  |  | 0 | 5000000
1140-7F | 805.8788 | 0 | 805.8788 | 0 | 0% | 100% | 0% | 39.7817 | 82.8001 | 0.5161 | 31.1525 | 8.1131 | 1.0742 | 64.8397 | 16.8862 | 1140 | 0.10197 | 0.10197 | 0.10197 | 7902.911 | 10.4548 | 631.0732 | 164.3508 | 102.5261 | 6188.6667 | 1611.7182 | 7512.7888 | 97.465 | 5883.1671 | 1532.1567 | 7090.9253 | 91.9921 | 5552.8113 | 1446.122 |  | 3813 | 1140-7F | 805.8788 | 766.0971 | 723.0787 | 0 | 0 | 0 | 805.8788 | 766.0971 | 723.0787 | 0 | 10.4548 | 9.9387 | 9.3807 | 0 | 0 | 0 | 10.4548 | 9.9387 | 9.3807 | 0 | 164.3508 | 156.2377 | 147.4645 | 0 | 0 | 0 | 164.3508 | 156.2377 | 147.4645 | 0 | 631.0732 | 599.9207 | 566.2335 | 0 | 0 | 0 | 631.0732 | 599.9207 | 566.2335 | 0 | 0 | 0 | 0 | 0.10197 | 0.10197 | 0.10197 | 0 | 5000000
111-421F | 0 | 0 | 0 | 0 | 0% | 0% | 0% | 0 | 0 | 0 | 0 | 0 | 0 | 0 | 0 | 111 | 0 | 0 | 0 | 0 | 0 | 0 | 0 | 0 | 0 | 0 | 0 | 0 | 0 | 0 | 0 | 0 | 0 | 0 |  | 3814 | 111-421F | [40 empty] | 0 | 0 | 0 |  |  |  | 0 | 5000000
1140-6F | 0 | 0 | 0 | 0 | 0% | 0% | 0% | 0 | 0 | 0 | 0 | 0 | 0 | 0 | 0 | 1140 | 0 | 0 | 0 | 0 | 0 | 0 | 0 | 0 | 0 | 0 | 0 | 0 | 0 | 0 | 0 | 0 | 0 | 0 |  | 3815 | 1140-6F | [40 empty] | 0 | 0 | 0 |  |  |  | 0 | 5000000
111-422F | 0 | 0 | 0 | 0 | 0% | 0% | 0% | 0 | 0 | 0 | 0 | 0 | 0 | 0 | 0 | 111 | 0 | 0 | 0 | 0 | 0 | 0 | 0 | 0 | 0 | 0 | 0 | 0 | 0 | 0 | 0 | 0 | 0 | 0 |  | 3816 | 111-422F | [40 empty] | 0 | 0 | 0 |  |  |  | 0 | 5000000
1116-5 | 0 | 0 | 0 | 0 | 0% | 0% | 0% | 0 | 0 | 0 | 0 | 0 | 0 | 0 | 0 | 1116 | 0 | 0 | 0 | 0 | 0 | 0 | 0 | 0 | 0 | 0 | 0 | 0 | 0 | 0 | 0 | 0 | 0 | 0 |  | 3817 | 1116-5 | [40 empty] | 0 | 0 | 0 |  |  |  | 0 | 5000000
1116-6F | 0 | 0 | 0 | 0 | 0% | 0% | 0% | 0 | 0 | 0 | 0 | 0 | 0 | 0 | 0 | 1116 | 0 | 0 | 0 | 0 | 0 | 0 | 0 | 0 | 0 | 0 | 0 | 0 | 0 | 0 | 0 | 0 | 0 | 0 |  | 3818 | 1116-6F | [40 empty] | 0 | 0 | 0 |  |  |  | 0 | 5000000
1117-10 | 0 | 0 | 0 | 0 | 0% | 0% | 0% | 0 | 0 | 0 | 0 | 0 | 0 | 0 | 0 | 1117 | 0 | 0 | 0 | 0 | 0 | 0 | 0 | 0 | 0 | 0 | 0 | 0 | 0 | 0 | 0 | 0 | 0 | 0 |  | 3819 | 1117-10 | [40 empty] | 0 | 0 | 0 |  |  |  | 0 | 5000000
1117-11 | 0 | 0 | 0 | 0 | 0% | 0% | 0% | 0 | 0 | 0 | 0 | 0 | 0 | 0 | 0 | 1117 | 0 | 0 | 0 | 0 | 0 | 0 | 0 | 0 | 0 | 0 | 0 | 0 | 0 | 0 | 0 | 0 | 0 | 0 |  | 3820 | 1117-11 | [40 empty] | 0 | 0 | 0 |  |  |  | 0 | 5000000
1117-1118 | 0 | 0 | 0 | 0 | 0% | 0% | 0% | 0 | 0 | 0 | 0 | 0 | 0 | 0 | 0 | 1117 | 0 | 0 | 0 | 0 | 0 | 0 | 0 | 0 | 0 | 0 | 0 | 0 | 0 | 0 | 0 | 0 | 0 | 0 |  | 3821 | 1117-1118 | [40 empty] | 0 | 0 | 0 |  |  |  | 0 | 5000000
1117-1119F | 0 | 0 | 0 | 0 | 0% | 0% | 0% | 0 | 0 | 0 | 0 | 0 | 0 | 0 | 0 | 1117 | 0 | 0 | 0 | 0 | 0 | 0 | 0 | 0 | 0 | 0 | 0 | 0 | 0 | 0 | 0 | 0 | 0 | 0 |  | 3822 | 1117-1119F | [40 empty] | 0 | 0 | 0 |  |  |  | 0 | 5000000
1118-1F | 0 | 0 | 0 | 0 | 0% | 0% | 0% | 0 | 0 | 0 | 0 | 0 | 0 | 0 | 0 | 1118 | 0 | 0 | 0 | 0 | 0 | 0 | 0 | 0 | 0 | 0 | 0 | 0 | 0 | 0 | 0 | 0 | 0 | 0 |  | 3823 | 1118-1F | [40 empty] | 0 | 0 | 0 |  |  |  | 0 | 5000000
1118-2 | 0 | 0 | 0 | 0 | 0% | 0% | 0% | 0 | 0 | 0 | 0 | 0 | 0 | 0 | 0 | 1118 | 0 | 0 | 0 | 0 | 0 | 0 | 0 | 0 | 0 | 0 | 0 | 0 | 0 | 0 | 0 | 0 | 0 | 0 |  | 3824 | 1118-2 | [40 empty] | 0 | 0 | 0 |  |  |  | 0 | 5000000
1119-512 | 0 | 0 | 0 | 0 | 0% | 0% | 0% | 0 | 0 | 0 | 0 | 0 | 0 | 0 | 0 | 1119 | 0 | 0 | 0 | 0 | 0 | 0 | 0 | 0 | 0 | 0 | 0 | 0 | 0 | 0 | 0 | 0 | 0 | 0 |  | 3825 | 1119-512 | [40 empty] | 0 | 0 | 0 |  |  |  | 0 | 5000000
1119-514F | 0 | 0 | 0 | 0 | 0% | 0% | 0% | 0 | 0 | 0 | 0 | 0 | 0 | 0 | 0 | 1119 | 0 | 0 | 0 | 0 | 0 | 0 | 0 | 0 | 0 | 0 | 0 | 0 | 0 | 0 | 0 | 0 | 0 | 0 |  | 3826 | 1119-514F | [40 empty] | 0 | 0 | 0 |  |  |  | 0 | 5000000
1119-515F | 0 | 0 | 0 | 0 | 0% | 0% | 0% | 0 | 0 | 0 | 0 | 0 | 0 | 0 | 0 | 1119 | 0 | 0 | 0 | 0 | 0 | 0 | 0 | 0 | 0 | 0 | 0 | 0 | 0 | 0 | 0 | 0 | 0 | 0 |  | 3827 | 1119-515F | [40 empty] | 0 | 0 | 0 |  |  |  | 0 | 5000000
1119-7 | 0 | 0 | 0 | 0 | 0% | 0% | 0% | 0 | 0 | 0 | 0 | 0 | 0 | 0 | 0 | 1119 | 0 | 0 | 0 | 0 | 0 | 0 | 0 | 0 | 0 | 0 | 0 | 0 | 0 | 0 | 0 | 0 | 0 | 0 |  | 3828 | 1119-7 | [40 empty] | 0 | 0 | 0 |  |  |  | 0 | 5000000
113-192 | 0 | 0 | 0 | 0 | 0% | 0% | 0% | 0 | 0 | 0 | 0 | 0 | 0 | 0 | 0 | 113 | 0 | 0 | 0 | 0 | 0 | 0 | 0 | 0 | 0 | 0 | 0 | 0 | 0 | 0 | 0 | 0 | 0 | 0 |  | 3829 | 113-192 | [40 empty] | 0 | 0 | 0 |  |  |  | 0 | 5000000
113-194 | 0 | 0 | 0 | 0 | 0% | 0% | 0% | 0 | 0 | 0 | 0 | 0 | 0 | 0 | 0 | 113 | 0 | 0 | 0 | 0 | 0 | 0 | 0 | 0 | 0 | 0 | 0 | 0 | 0 | 0 | 0 | 0 | 0 | 0 |  | 3830 | 113-194 | [40 empty] | 0 | 0 | 0 |  |  |  | 0 | 5000000
113-194F | 0 | 0 | 0 | 0 | 0% | 0% | 0% | 0 | 0 | 0 | 0 | 0 | 0 | 0 | 0 | 113 | 0 | 0 | 0 | 0 | 0 | 0 | 0 | 0 | 0 | 0 | 0 | 0 | 0 | 0 | 0 | 0 | 0 | 0 |  | 3831 | 113-194F | [40 empty] | 0 | 0 | 0 |  |  |  | 0 | 5000000
113-198 | 0 | 0 | 0 | 0 | 0% | 0% | 0% | 0 | 0 | 0 | 0 | 0 | 0 | 0 | 0 | 113 | 0 | 0 | 0 | 0 | 0 | 0 | 0 | 0 | 0 | 0 | 0 | 0 | 0 | 0 | 0 | 0 | 0 | 0 |  | 3832 | 113-198 | [40 empty] | 0 | 0 | 0 |  |  |  | 0 | 5000000
113-598 | 0 | 0 | 0 | 0 | 0% | 0% | 0% | 0 | 0 | 0 | 0 | 0 | 0 | 0 | 0 | 113 | 0 | 0 | 0 | 0 | 0 | 0 | 0 | 0 | 0 | 0 | 0 | 0 | 0 | 0 | 0 | 0 | 0 | 0 |  | 3833 | 113-598 | [40 empty] | 0 | 0 | 0 |  |  |  | 0 | 5000000
113-599F | 0 | 0 | 0 | 0 | 0% | 0% | 0% | 0 | 0 | 0 | 0 | 0 | 0 | 0 | 0 | 113 | 0 | 0 | 0 | 0 | 0 | 0 | 0 | 0 | 0 | 0 | 0 | 0 | 0 | 0 | 0 | 0 | 0 | 0 |  | 3834 | 113-599F | [40 empty] | 0 | 0 | 0 |  |  |  | 0 | 5000000
113-600F | 0 | 0 | 0 | 0 | 0% | 0% | 0% | 0 | 0 | 0 | 0 | 0 | 0 | 0 | 0 | 113 | 0 | 0 | 0 | 0 | 0 | 0 | 0 | 0 | 0 | 0 | 0 | 0 | 0 | 0 | 0 | 0 | 0 | 0 |  | 3835 | 113-600F | [40 empty] | 0 | 0 | 0 |  |  |  | 0 | 5000000
113-601F | 0 | 0 | 0 | 0 | 0% | 0% | 0% | 0 | 0 | 0 | 0 | 0 | 0 | 0 | 0 | 113 | 0 | 0 | 0 | 0 | 0 | 0 | 0 | 0 | 0 | 0 | 0 | 0 | 0 | 0 | 0 | 0 | 0 | 0 |  | 3836 | 113-601F | [40 empty] | 0 | 0 | 0 |  |  |  | 0 | 5000000
113-602F | 0 | 0 | 0 | 0 | 0% | 0% | 0% | 0 | 0 | 0 | 0 | 0 | 0 | 0 | 0 | 113 | 0 | 0 | 0 | 0 | 0 | 0 | 0 | 0 | 0 | 0 | 0 | 0 | 0 | 0 | 0 | 0 | 0 | 0 |  | 3837 | 113-602F | [40 empty] | 0 | 0 | 0 |  |  |  | 0 | 5000000
1139-3F | 0 | 0 | 0 | 0 | 0% | 0% | 0% | 0 | 0 | 0 | 0 | 0 | 0 | 0 | 0 | 1139 | 0 | 0 | 0 | 0 | 0 | 0 | 0 | 0 | 0 | 0 | 0 | 0 | 0 | 0 | 0 | 0 | 0 | 0 |  | 3838 | 1139-3F | [40 empty] | 0 | 0 | 0 |  |  |  | 0 | 5000000
114-16 | 0 | 0 | 0 | 0 | 0% | 0% | 0% | 0 | 0 | 0 | 0 | 0 | 0 | 0 | 0 | 114 | 0 | 0 | 0 | 0 | 0 | 0 | 0 | 0 | 0 | 0 | 0 | 0 | 0 | 0 | 0 | 0 | 0 | 0 |  | 3839 | 114-16 | [40 empty] | 0 | 0 | 0 |  |  |  | 0 | 5000000
114-47 | 0 | 0 | 0 | 0 | 0% | 0% | 0% | 0 | 0 | 0 | 0 | 0 | 0 | 0 | 0 | 114 | 0 | 0 | 0 | 0 | 0 | 0 | 0 | 0 | 0 | 0 | 0 | 0 | 0 | 0 | 0 | 0 | 0 | 0 |  | 3840 | 114-47 | [40 empty] | 0 | 0 | 0 |  |  |  | 0 | 5000000
1140-10 | 0 | 0 | 0 | 0 | 0% | 0% | 0% | 0 | 0 | 0 | 0 | 0 | 0 | 0 | 0 | 1140 | 0 | 0 | 0 | 0 | 0 | 0 | 0 | 0 | 0 | 0 | 0 | 0 | 0 | 0 | 0 | 0 | 0 | 0 |  | 3841 | 1140-10 | [40 empty] | 0 | 0 | 0 |  |  |  | 0 | 5000000
1140-11F | 129276.9759 | 0 | 129276.9759 | 0 | 0% | 100% | 0% | 6379.3684 | 13285.5455 | 6.8879 | 5699.2874 | 673.193 | 14.3447 | 11869.2225 | 1401.9783 | 1140 | 0.10198 | 0.10198 | 0.10198 | 1267704.7016 | 139.5828 | 115495.2351 | 13642.158 | 1368.7643 | 1132559.3868 | 133776.5502 | 1205147.8909 | 1301.2206 | 1076671.5071 | 127175.1429 | 1137425.1342 | 1228.099 | 1016168.4362 | 120028.5921 |  | 3842 | 1140-11F | 129276.9759 | 122897.6075 | 115991.4304 | 0 | 0 | 0 | 129276.9759 | 122897.6075 | 115991.4304 | 0 | 139.5828 | 132.6948 | 125.2381 | 0 | 0 | 0 | 139.5828 | 132.6948 | 125.2381 | 0 | 13642.158 | 12968.9651 | 12240.1797 | 0 | 0 | 0 | 13642.158 | 12968.9651 | 12240.1797 | 0 | 115495.2351 | 109795.9477 | 103626.0126 | 0 | 0 | 0 | 115495.2351 | 109795.9477 | 103626.0126 | 0 | 0 | 0 | 0 | 0.10198 | 0.10198 | 0.10198 | 0 | 5000000
1140-13F | 150625.1457 | 0 | 150625.1457 | 0 | 0% | 100% | 0% | 7444.3267 | 15500.9998 | 10.9805 | 6814.7437 | 618.6025 | 22.8642 | 14190.0464 | 1288.0892 | 1140 | 0.10172 | 0.10172 | 0.10172 | 1480808.2103 | 222.1747 | 137886.448 | 12516.523 | 2184.2177 | 1355573.0243 | 123050.9686 | 1407622.4216 | 2076.2674 | 1288576.713 | 116969.4356 | 1328416.6049 | 1959.4375 | 1216069.512 | 110387.6583 |  | 3843 | 1140-13F | 150625.1457 | 143180.819 | 135124.1459 | 0 | 0 | 0 | 150625.1457 | 143180.819 | 135124.1459 | 0 | 222.1747 | 211.1942 | 199.3104 | 0 | 0 | 0 | 222.1747 | 211.1942 | 199.3104 | 0 | 12516.523 | 11897.9206 | 11228.4338 | 0 | 0 | 0 | 12516.523 | 11897.9206 | 11228.4338 | 0 | 137886.448 | 131071.7043 | 123696.4016 | 0 | 0 | 0 | 137886.448 | 131071.7043 | 123696.4016 | 0 | 0 | 0 | 0 | 0.10172 | 0.10172 | 0.10172 | 0 | 5000000
1140-5 | 0 | 0 | 0 | 0 | 0% | 0% | 0% | 0 | 0 | 0 | 0 | 0 | 0 | 0 | 0 | 1140 | 0 | 0 | 0 | 0 | 0 | 0 | 0 | 0 | 0 | 0 | 0 | 0 | 0 | 0 | 0 | 0 | 0 | 0 |  | 3844 | 1140-5 | [40 empty] | 0 | 0 | 0 |  |  |  | 0 | 5000000
1073-871 | 0 | 0 | 0 | 0 | 0% | 0% | 0% | 0 | 0 | 0 | 0 | 0 | 0 | 0 | 0 | 1073 | 0 | 0 | 0 | 0 | 0 | 0 | 0 | 0 | 0 | 0 | 0 | 0 | 0 | 0 | 0 | 0 | 0 | 0 |  | 3845 | 1073-871 | [40 empty] | 0 | 0 | 0 |  |  |  | 0 | 5000000
1073-2 | 0 | 0 | 0 | 0 | 0% | 0% | 0% | 0 | 0 | 0 | 0 | 0 | 0 | 0 | 0 | 1073 | 0 | 0 | 0 | 0 | 0 | 0 | 0 | 0 | 0 | 0 | 0 | 0 | 0 | 0 | 0 | 0 | 0 | 0 |  | 3846 | 1073-2 | [40 empty] | 0 | 0 | 0 |  |  |  | 0 | 5000000
102-756 | 0 | 0 | 0 | 0 | 0% | 0% | 0% | 0 | 0 | 0 | 0 | 0 | 0 | 0 | 0 | 102 | 0 | 0 | 0 | 0 | 0 | 0 | 0 | 0 | 0 | 0 | 0 | 0 | 0 | 0 | 0 | 0 | 0 | 0 |  | 3847 | 102-756 | [40 empty] | 0 | 0 | 0 |  |  |  | 0 | 5000000
102-758F | 0 | 0 | 0 | 0 | 0% | 0% | 0% | 0 | 0 | 0 | 0 | 0 | 0 | 0 | 0 | 102 | 0 | 0 | 0 | 0 | 0 | 0 | 0 | 0 | 0 | 0 | 0 | 0 | 0 | 0 | 0 | 0 | 0 | 0 |  | 3848 | 102-758F | [40 empty] | 0 | 0 | 0 |  |  |  | 0 | 5000000
102-759F | 0 | 0 | 0 | 0 | 0% | 0% | 0% | 0 | 0 | 0 | 0 | 0 | 0 | 0 | 0 | 102 | 0 | 0 | 0 | 0 | 0 | 0 | 0 | 0 | 0 | 0 | 0 | 0 | 0 | 0 | 0 | 0 | 0 | 0 |  | 3849 | 102-759F | [40 empty] | 0 | 0 | 0 |  |  |  | 0 | 5000000
102-760F | 0 | 0 | 0 | 0 | 0% | 0% | 0% | 0 | 0 | 0 | 0 | 0 | 0 | 0 | 0 | 102 | 0 | 0 | 0 | 0 | 0 | 0 | 0 | 0 | 0 | 0 | 0 | 0 | 0 | 0 | 0 | 0 | 0 | 0 |  | 3850 | 102-760F | [40 empty] | 0 | 0 | 0 |  |  |  | 0 | 5000000
1021-13 | 0 | 0 | 0 | 0 | 0% | 0% | 0% | 0 | 0 | 0 | 0 | 0 | 0 | 0 | 0 | 1021 | 0 | 0 | 0 | 0 | 0 | 0 | 0 | 0 | 0 | 0 | 0 | 0 | 0 | 0 | 0 | 0 | 0 | 0 |  | 3851 | 1021-13 | [40 empty] | 0 | 0 | 0 |  |  |  | 0 | 5000000
1021-15F | 0 | 0 | 0 | 0 | 0% | 0% | 0% | 0 | 0 | 0 | 0 | 0 | 0 | 0 | 0 | 1021 | 0 | 0 | 0 | 0 | 0 | 0 | 0 | 0 | 0 | 0 | 0 | 0 | 0 | 0 | 0 | 0 | 0 | 0 |  | 3852 | 1021-15F | [40 empty] | 0 | 0 | 0 |  |  |  | 0 | 5000000
1021-1749 | 0 | 0 | 0 | 0 | 0% | 0% | 0% | 0 | 0 | 0 | 0 | 0 | 0 | 0 | 0 | 1021 | 0 | 0 | 0 | 0 | 0 | 0 | 0 | 0 | 0 | 0 | 0 | 0 | 0 | 0 | 0 | 0 | 0 | 0 |  | 3853 | 1021-1749 | [40 empty] | 0 | 0 | 0 |  |  |  | 0 | 5000000
1021-1750F | 0 | 0 | 0 | 0 | 0% | 0% | 0% | 0 | 0 | 0 | 0 | 0 | 0 | 0 | 0 | 1021 | 0 | 0 | 0 | 0 | 0 | 0 | 0 | 0 | 0 | 0 | 0 | 0 | 0 | 0 | 0 | 0 | 0 | 0 |  | 3854 | 1021-1750F | [40 empty] | 0 | 0 | 0 |  |  |  | 0 | 5000000
1022-18 | 0 | 0 | 0 | 0 | 0% | 0% | 0% | 0 | 0 | 0 | 0 | 0 | 0 | 0 | 0 | 1022 | 0 | 0 | 0 | 0 | 0 | 0 | 0 | 0 | 0 | 0 | 0 | 0 | 0 | 0 | 0 | 0 | 0 | 0 |  | 3855 | 1022-18 | [40 empty] | 0 | 0 | 0 |  |  |  | 0 | 5000000
1025-11 | 0 | 0 | 0 | 0 | 0% | 0% | 0% | 0 | 0 | 0 | 0 | 0 | 0 | 0 | 0 | 1025 | 0 | 0 | 0 | 0 | 0 | 0 | 0 | 0 | 0 | 0 | 0 | 0 | 0 | 0 | 0 | 0 | 0 | 0 |  | 3856 | 1025-11 | [40 empty] | 0 | 0 | 0 |  |  |  | 0 | 5000000
1025-12F | 0 | 0 | 0 | 0 | 0% | 0% | 0% | 0 | 0 | 0 | 0 | 0 | 0 | 0 | 0 | 1025 | 0 | 0 | 0 | 0 | 0 | 0 | 0 | 0 | 0 | 0 | 0 | 0 | 0 | 0 | 0 | 0 | 0 | 0 |  | 3857 | 1025-12F | [40 empty] | 0 | 0 | 0 |  |  |  | 0 | 5000000
1025-13F | 0 | 0 | 0 | 0 | 0% | 0% | 0% | 0 | 0 | 0 | 0 | 0 | 0 | 0 | 0 | 1025 | 0 | 0 | 0 | 0 | 0 | 0 | 0 | 0 | 0 | 0 | 0 | 0 | 0 | 0 | 0 | 0 | 0 | 0 |  | 3858 | 1025-13F | [40 empty] | 0 | 0 | 0 |  |  |  | 0 | 5000000
1026-1 | 0 | 0 | 0 | 0 | 0% | 0% | 0% | 0 | 0 | 0 | 0 | 0 | 0 | 0 | 0 | 1026 | 0 | 0 | 0 | 0 | 0 | 0 | 0 | 0 | 0 | 0 | 0 | 0 | 0 | 0 | 0 | 0 | 0 | 0 |  | 3859 | 1026-1 | [40 empty] | 0 | 0 | 0 |  |  |  | 0 | 5000000
1026-3F | 0 | 0 | 0 | 0 | 0% | 0% | 0% | 0 | 0 | 0 | 0 | 0 | 0 | 0 | 0 | 1026 | 0 | 0 | 0 | 0 | 0 | 0 | 0 | 0 | 0 | 0 | 0 | 0 | 0 | 0 | 0 | 0 | 0 | 0 |  | 3860 | 1026-3F | [40 empty] | 0 | 0 | 0 |  |  |  | 0 | 5000000
1030-1732 | 0 | 0 | 0 | 0 | 0% | 0% | 0% | 0 | 0 | 0 | 0 | 0 | 0 | 0 | 0 | 1030 | 0 | 0 | 0 | 0 | 0 | 0 | 0 | 0 | 0 | 0 | 0 | 0 | 0 | 0 | 0 | 0 | 0 | 0 |  | 3861 | 1030-1732 | [40 empty] | 0 | 0 | 0 |  |  |  | 0 | 5000000
1030-1733 | 0 | 0 | 0 | 0 | 0% | 0% | 0% | 0 | 0 | 0 | 0 | 0 | 0 | 0 | 0 | 1030 | 0 | 0 | 0 | 0 | 0 | 0 | 0 | 0 | 0 | 0 | 0 | 0 | 0 | 0 | 0 | 0 | 0 | 0 |  | 3862 | 1030-1733 | [40 empty] | 0 | 0 | 0 |  |  |  | 0 | 5000000
1030-1735F | 0 | 0 | 0 | 0 | 0% | 0% | 0% | 0 | 0 | 0 | 0 | 0 | 0 | 0 | 0 | 1030 | 0 | 0 | 0 | 0 | 0 | 0 | 0 | 0 | 0 | 0 | 0 | 0 | 0 | 0 | 0 | 0 | 0 | 0 |  | 3863 | 1030-1735F | [40 empty] | 0 | 0 | 0 |  |  |  | 0 | 5000000
1030-1766 | 0 | 0 | 0 | 0 | 0% | 0% | 0% | 0 | 0 | 0 | 0 | 0 | 0 | 0 | 0 | 1030 | 0 | 0 | 0 | 0 | 0 | 0 | 0 | 0 | 0 | 0 | 0 | 0 | 0 | 0 | 0 | 0 | 0 | 0 |  | 3864 | 1030-1766 | [40 empty] | 0 | 0 | 0 |  |  |  | 0 | 5000000
1030-1769F | 0 | 0 | 0 | 0 | 0% | 0% | 0% | 0 | 0 | 0 | 0 | 0 | 0 | 0 | 0 | 1030 | 0 | 0 | 0 | 0 | 0 | 0 | 0 | 0 | 0 | 0 | 0 | 0 | 0 | 0 | 0 | 0 | 0 | 0 |  | 3865 | 1030-1769F | [40 empty] | 0 | 0 | 0 |  |  |  | 0 | 5000000
1030-1774 | 0 | 0 | 0 | 0 | 0% | 0% | 0% | 0 | 0 | 0 | 0 | 0 | 0 | 0 | 0 | 1030 | 0 | 0 | 0 | 0 | 0 | 0 | 0 | 0 | 0 | 0 | 0 | 0 | 0 | 0 | 0 | 0 | 0 | 0 |  | 3866 | 1030-1774 | [40 empty] | 0 | 0 | 0 |  |  |  | 0 | 5000000
1030-1775F | 0 | 0 | 0 | 0 | 0% | 0% | 0% | 0 | 0 | 0 | 0 | 0 | 0 | 0 | 0 | 1030 | 0 | 0 | 0 | 0 | 0 | 0 | 0 | 0 | 0 | 0 | 0 | 0 | 0 | 0 | 0 | 0 | 0 | 0 |  | 3867 | 1030-1775F | [40 empty] | 0 | 0 | 0 |  |  |  | 0 | 5000000
1030-1776F | 0 | 0 | 0 | 0 | 0% | 0% | 0% | 0 | 0 | 0 | 0 | 0 | 0 | 0 | 0 | 1030 | 0 | 0 | 0 | 0 | 0 | 0 | 0 | 0 | 0 | 0 | 0 | 0 | 0 | 0 | 0 | 0 | 0 | 0 |  | 3868 | 1030-1776F | [40 empty] | 0 | 0 | 0 |  |  |  | 0 | 5000000
1030-1831 | 0 | 0 | 0 | 0 | 0% | 0% | 0% | 0 | 0 | 0 | 0 | 0 | 0 | 0 | 0 | 1030 | 0 | 0 | 0 | 0 | 0 | 0 | 0 | 0 | 0 | 0 | 0 | 0 | 0 | 0 | 0 | 0 | 0 | 0 |  | 3869 | 1030-1831 | [40 empty] | 0 | 0 | 0 |  |  |  | 0 | 5000000
1030-1832F | 0 | 0 | 0 | 0 | 0% | 0% | 0% | 0 | 0 | 0 | 0 | 0 | 0 | 0 | 0 | 1030 | 0 | 0 | 0 | 0 | 0 | 0 | 0 | 0 | 0 | 0 | 0 | 0 | 0 | 0 | 0 | 0 | 0 | 0 |  | 3870 | 1030-1832F | [40 empty] | 0 | 0 | 0 |  |  |  | 0 | 5000000
1030-1834F | 0 | 0 | 0 | 0 | 0% | 0% | 0% | 0 | 0 | 0 | 0 | 0 | 0 | 0 | 0 | 1030 | 0 | 0 | 0 | 0 | 0 | 0 | 0 | 0 | 0 | 0 | 0 | 0 | 0 | 0 | 0 | 0 | 0 | 0 |  | 3871 | 1030-1834F | [40 empty] | 0 | 0 | 0 |  |  |  | 0 | 5000000
1030-1897 | 0 | 0 | 0 | 0 | 0% | 0% | 0% | 0 | 0 | 0 | 0 | 0 | 0 | 0 | 0 | 1030 | 0 | 0 | 0 | 0 | 0 | 0 | 0 | 0 | 0 | 0 | 0 | 0 | 0 | 0 | 0 | 0 | 0 | 0 |  | 3872 | 1030-1897 | [40 empty] | 0 | 0 | 0 |  |  |  | 0 | 5000000
1030-1899F | 0 | 0 | 0 | 0 | 0% | 0% | 0% | 0 | 0 | 0 | 0 | 0 | 0 | 0 | 0 | 1030 | 0 | 0 | 0 | 0 | 0 | 0 | 0 | 0 | 0 | 0 | 0 | 0 | 0 | 0 | 0 | 0 | 0 | 0 |  | 3873 | 1030-1899F | [40 empty] | 0 | 0 | 0 |  |  |  | 0 | 5000000
1030-1900F | 0 | 0 | 0 | 0 | 0% | 0% | 0% | 0 | 0 | 0 | 0 | 0 | 0 | 0 | 0 | 1030 | 0 | 0 | 0 | 0 | 0 | 0 | 0 | 0 | 0 | 0 | 0 | 0 | 0 | 0 | 0 | 0 | 0 | 0 |  | 3874 | 1030-1900F | [40 empty] | 0 | 0 | 0 |  |  |  | 0 | 5000000
102-757F | 0 | 0 | 0 | 0 | 0% | 0% | 0% | 0 | 0 | 0 | 0 | 0 | 0 | 0 | 0 | 102 | 0 | 0 | 0 | 0 | 0 | 0 | 0 | 0 | 0 | 0 | 0 | 0 | 0 | 0 | 0 | 0 | 0 | 0 |  | 3875 | 102-757F | [40 empty] | 0 | 0 | 0 |  |  |  | 0 | 5000000
102-378F | 0 | 0 | 0 | 0 | 0% | 0% | 0% | 0 | 0 | 0 | 0 | 0 | 0 | 0 | 0 | 102 | 0 | 0 | 0 | 0 | 0 | 0 | 0 | 0 | 0 | 0 | 0 | 0 | 0 | 0 | 0 | 0 | 0 | 0 |  | 3876 | 102-378F | [40 empty] | 0 | 0 | 0 |  |  |  | 0 | 5000000
102-378 | 0 | 0 | 0 | 0 | 0% | 0% | 0% | 0 | 0 | 0 | 0 | 0 | 0 | 0 | 0 | 102 | 0 | 0 | 0 | 0 | 0 | 0 | 0 | 0 | 0 | 0 | 0 | 0 | 0 | 0 | 0 | 0 | 0 | 0 |  | 3877 | 102-378 | [40 empty] | 0 | 0 | 0 |  |  |  | 0 | 5000000
100-519 | 0 | 0 | 0 | 0 | 0% | 0% | 0% | 0 | 0 | 0 | 0 | 0 | 0 | 0 | 0 | 100 | 0 | 0 | 0 | 0 | 0 | 0 | 0 | 0 | 0 | 0 | 0 | 0 | 0 | 0 | 0 | 0 | 0 | 0 |  | 3878 | 100-519 | [40 empty] | 0 | 0 | 0 |  |  |  | 0 | 5000000
100-523AE | 0 | 0 | 0 | 0 | 0% | 0% | 0% | 0 | 0 | 0 | 0 | 0 | 0 | 0 | 0 | 100 | 0 | 0 | 0 | 0 | 0 | 0 | 0 | 0 | 0 | 0 | 0 | 0 | 0 | 0 | 0 | 0 | 0 | 0 |  | 3879 | 100-523AE | [40 empty] | 0 | 0 | 0 |  |  |  | 0 | 5000000
100-524 | 0 | 0 | 0 | 0 | 0% | 0% | 0% | 0 | 0 | 0 | 0 | 0 | 0 | 0 | 0 | 100 | 0 | 0 | 0 | 0 | 0 | 0 | 0 | 0 | 0 | 0 | 0 | 0 | 0 | 0 | 0 | 0 | 0 | 0 |  | 3880 | 100-524 | [40 empty] | 0 | 0 | 0 |  |  |  | 0 | 5000000
100-525 | 0 | 0 | 0 | 0 | 0% | 0% | 0% | 0 | 0 | 0 | 0 | 0 | 0 | 0 | 0 | 100 | 0 | 0 | 0 | 0 | 0 | 0 | 0 | 0 | 0 | 0 | 0 | 0 | 0 | 0 | 0 | 0 | 0 | 0 |  | 3881 | 100-525 | [40 empty] | 0 | 0 | 0 |  |  |  | 0 | 5000000
1001-1230 | 0 | 0 | 0 | 0 | 0% | 0% | 0% | 0 | 0 | 0 | 0 | 0 | 0 | 0 | 0 | 1001 | 0 | 0 | 0 | 0 | 0 | 0 | 0 | 0 | 0 | 0 | 0 | 0 | 0 | 0 | 0 | 0 | 0 | 0 |  | 3882 | 1001-1230 | [40 empty] | 0 | 0 | 0 |  |  |  | 0 | 5000000
1001-1819 | 0 | 0 | 0 | 0 | 0% | 0% | 0% | 0 | 0 | 0 | 0 | 0 | 0 | 0 | 0 | 1001 | 0 | 0 | 0 | 0 | 0 | 0 | 0 | 0 | 0 | 0 | 0 | 0 | 0 | 0 | 0 | 0 | 0 | 0 |  | 3883 | 1001-1819 | [40 empty] | 0 | 0 | 0 |  |  |  | 0 | 5000000
1006-1 | 0 | 0 | 0 | 0 | 0% | 0% | 0% | 0 | 0 | 0 | 0 | 0 | 0 | 0 | 0 | 1006 | 0 | 0 | 0 | 0 | 0 | 0 | 0 | 0 | 0 | 0 | 0 | 0 | 0 | 0 | 0 | 0 | 0 | 0 |  | 3884 | 1006-1 | [40 empty] | 0 | 0 | 0 |  |  |  | 0 | 5000000
1006-2F | 0 | 0 | 0 | 0 | 0% | 0% | 0% | 0 | 0 | 0 | 0 | 0 | 0 | 0 | 0 | 1006 | 0 | 0 | 0 | 0 | 0 | 0 | 0 | 0 | 0 | 0 | 0 | 0 | 0 | 0 | 0 | 0 | 0 | 0 |  | 3885 | 1006-2F | [40 empty] | 0 | 0 | 0 |  |  |  | 0 | 5000000
1006-3F | 0 | 0 | 0 | 0 | 0% | 0% | 0% | 0 | 0 | 0 | 0 | 0 | 0 | 0 | 0 | 1006 | 0 | 0 | 0 | 0 | 0 | 0 | 0 | 0 | 0 | 0 | 0 | 0 | 0 | 0 | 0 | 0 | 0 | 0 |  | 3886 | 1006-3F | [40 empty] | 0 | 0 | 0 |  |  |  | 0 | 5000000
1006-830F | 0 | 0 | 0 | 0 | 0% | 0% | 0% | 0 | 0 | 0 | 0 | 0 | 0 | 0 | 0 | 1006 | 0 | 0 | 0 | 0 | 0 | 0 | 0 | 0 | 0 | 0 | 0 | 0 | 0 | 0 | 0 | 0 | 0 | 0 |  | 3887 | 1006-830F | [40 empty] | 0 | 0 | 0 |  |  |  | 0 | 5000000
1006-831 | 0 | 0 | 0 | 0 | 0% | 0% | 0% | 0 | 0 | 0 | 0 | 0 | 0 | 0 | 0 | 1006 | 0 | 0 | 0 | 0 | 0 | 0 | 0 | 0 | 0 | 0 | 0 | 0 | 0 | 0 | 0 | 0 | 0 | 0 |  | 3888 | 1006-831 | [40 empty] | 0 | 0 | 0 |  |  |  | 0 | 5000000
1007-10F | 102018.4778 | 0 | 102018.4778 | 0 | 0% | 100% | 0% | 10883.8227 | 22509.7691 | 16.6262 | 8621.8126 | 2245.3838 | 34.3861 | 17831.5117 | 4643.8712 | 1007 | 0.036103 | 0.036103 | 0.036103 | 2825746.1333 | 155.8444 | 80815.7416 | 21046.8918 | 4316.6368 | 2238464.7776 | 582964.7175 | 2524281.9238 | 3856.1172 | 1999654.5649 | 520771.2304 | 2202262.0909 | 3364.1966 | 1744560.8631 | 454337.0261 |  | 3889 | 1007-10F | 102018.4778 | 91134.6552 | 79508.7087 | 0 | 0 | 0 | 102018.4778 | 91134.6552 | 79508.7087 | 0 | 155.8444 | 139.2182 | 121.4583 | 0 | 0 | 0 | 155.8444 | 139.2182 | 121.4583 | 0 | 21046.8918 | 18801.508 | 16403.0206 | 0 | 0 | 0 | 21046.8918 | 18801.508 | 16403.0206 | 0 | 80815.7416 | 72193.929 | 62984.2299 | 0 | 0 | 0 | 80815.7416 | 72193.929 | 62984.2299 | 0 | 0 | 0 | 0 | 0.036103 | 0.036103 | 0.036103 | 0 | 5000000
1007-7 | 0 | 0 | 0 | 0 | 0% | 0% | 0% | 0 | 0 | 0 | 0 | 0 | 0 | 0 | 0 | 1007 | 0 | 0 | 0 | 0 | 0 | 0 | 0 | 0 | 0 | 0 | 0 | 0 | 0 | 0 | 0 | 0 | 0 | 0 |  | 3890 | 1007-7 | [40 empty] | 0 | 0 | 0 |  |  |  | 0 | 5000000
1007-9F | 402779.3253 | 0 | 402779.3253 | 0 | 0% | 100% | 0% | 43606.3242 | 90191.8907 | 54.9576 | 40020.461 | 3530.9055 | 113.67 | 82775.1734 | 7303.0473 | 1007 | 0.035124 | 0.035124 | 0.035124 | 11467418.8243 | 507.6279 | 369657.718 | 32613.9794 | 14452.5339 | 10524422.6991 | 928543.5904 | 10225915.2227 | 12887.8511 | 9385011.2081 | 828016.1531 | 8899590.4373 | 11216.2671 | 8167753.6186 | 720620.5494 |  | 3891 | 1007-9F | 402779.3253 | 359173.0011 | 312587.4346 | 0 | 0 | 0 | 402779.3253 | 359173.0011 | 312587.4346 | 0 | 507.6279 | 452.6703 | 393.9579 | 0 | 0 | 0 | 507.6279 | 452.6703 | 393.9579 | 0 | 32613.9794 | 29083.0738 | 25310.9321 | 0 | 0 | 0 | 32613.9794 | 29083.0738 | 25310.9321 | 0 | 369657.718 | 329637.257 | 286882.5446 | 0 | 0 | 0 | 369657.718 | 329637.257 | 286882.5446 | 0 | 0 | 0 | 0 | 0.035124 | 0.035124 | 0.035124 | 0 | 5000000
1011-31 | 0 | 0 | 0 | 0 | 0% | 0% | 0% | 0 | 0 | 0 | 0 | 0 | 0 | 0 | 0 | 1011 | 0 | 0 | 0 | 0 | 0 | 0 | 0 | 0 | 0 | 0 | 0 | 0 | 0 | 0 | 0 | 0 | 0 | 0 |  | 3892 | 1011-31 | [40 empty] | 0 | 0 | 0 |  |  |  | 0 | 5000000
1011-32 | 0 | 0 | 0 | 0 | 0% | 0% | 0% | 0 | 0 | 0 | 0 | 0 | 0 | 0 | 0 | 1011 | 0 | 0 | 0 | 0 | 0 | 0 | 0 | 0 | 0 | 0 | 0 | 0 | 0 | 0 | 0 | 0 | 0 | 0 |  | 3893 | 1011-32 | [40 empty] | 0 | 0 | 0 |  |  |  | 0 | 5000000
1012-2 | 0 | 0 | 0 | 0 | 0% | 0% | 0% | 0 | 0 | 0 | 0 | 0 | 0 | 0 | 0 | 1012 | 0 | 0 | 0 | 0 | 0 | 0 | 0 | 0 | 0 | 0 | 0 | 0 | 0 | 0 | 0 | 0 | 0 | 0 |  | 3894 | 1012-2 | [40 empty] | 0 | 0 | 0 |  |  |  | 0 | 5000000
1012-3 | 0 | 0 | 0 | 0 | 0% | 0% | 0% | 0 | 0 | 0 | 0 | 0 | 0 | 0 | 0 | 1012 | 0 | 0 | 0 | 0 | 0 | 0 | 0 | 0 | 0 | 0 | 0 | 0 | 0 | 0 | 0 | 0 | 0 | 0 |  | 3895 | 1012-3 | [40 empty] | 0 | 0 | 0 |  |  |  | 0 | 5000000
1013-10 | 0 | 0 | 0 | 0 | 0% | 0% | 0% | 0 | 0 | 0 | 0 | 0 | 0 | 0 | 0 | 1013 | 0 | 0 | 0 | 0 | 0 | 0 | 0 | 0 | 0 | 0 | 0 | 0 | 0 | 0 | 0 | 0 | 0 | 0 |  | 3896 | 1013-10 | [40 empty] | 0 | 0 | 0 |  |  |  | 0 | 5000000
1013-11 | 0 | 0 | 0 | 0 | 0% | 0% | 0% | 0 | 0 | 0 | 0 | 0 | 0 | 0 | 0 | 1013 | 0 | 0 | 0 | 0 | 0 | 0 | 0 | 0 | 0 | 0 | 0 | 0 | 0 | 0 | 0 | 0 | 0 | 0 |  | 3897 | 1013-11 | [40 empty] | 0 | 0 | 0 |  |  |  | 0 | 5000000
1013-12F | 0 | 0 | 0 | 0 | 0% | 0% | 0% | 0 | 0 | 0 | 0 | 0 | 0 | 0 | 0 | 1013 | 0 | 0 | 0 | 0 | 0 | 0 | 0 | 0 | 0 | 0 | 0 | 0 | 0 | 0 | 0 | 0 | 0 | 0 |  | 3898 | 1013-12F | [40 empty] | 0 | 0 | 0 |  |  |  | 0 | 5000000
102-373 | 0 | 0 | 0 | 0 | 0% | 0% | 0% | 0 | 0 | 0 | 0 | 0 | 0 | 0 | 0 | 102 | 0 | 0 | 0 | 0 | 0 | 0 | 0 | 0 | 0 | 0 | 0 | 0 | 0 | 0 | 0 | 0 | 0 | 0 |  | 3899 | 102-373 | [40 empty] | 0 | 0 | 0 |  |  |  | 0 | 5000000
102-374 | 0 | 0 | 0 | 0 | 0% | 0% | 0% | 0 | 0 | 0 | 0 | 0 | 0 | 0 | 0 | 102 | 0 | 0 | 0 | 0 | 0 | 0 | 0 | 0 | 0 | 0 | 0 | 0 | 0 | 0 | 0 | 0 | 0 | 0 |  | 3900 | 102-374 | [40 empty] | 0 | 0 | 0 |  |  |  | 0 | 5000000
102-375 | 0 | 0 | 0 | 0 | 0% | 0% | 0% | 0 | 0 | 0 | 0 | 0 | 0 | 0 | 0 | 102 | 0 | 0 | 0 | 0 | 0 | 0 | 0 | 0 | 0 | 0 | 0 | 0 | 0 | 0 | 0 | 0 | 0 | 0 |  | 3901 | 102-375 | [40 empty] | 0 | 0 | 0 |  |  |  | 0 | 5000000
102-376 | 0 | 0 | 0 | 0 | 0% | 0% | 0% | 0 | 0 | 0 | 0 | 0 | 0 | 0 | 0 | 102 | 0 | 0 | 0 | 0 | 0 | 0 | 0 | 0 | 0 | 0 | 0 | 0 | 0 | 0 | 0 | 0 | 0 | 0 |  | 3902 | 102-376 | [40 empty] | 0 | 0 | 0 |  |  |  | 0 | 5000000
102-376F | 0 | 0 | 0 | 0 | 0% | 0% | 0% | 0 | 0 | 0 | 0 | 0 | 0 | 0 | 0 | 102 | 0 | 0 | 0 | 0 | 0 | 0 | 0 | 0 | 0 | 0 | 0 | 0 | 0 | 0 | 0 | 0 | 0 | 0 |  | 3903 | 102-376F | [40 empty] | 0 | 0 | 0 |  |  |  | 0 | 5000000
102-377 | 0 | 0 | 0 | 0 | 0% | 0% | 0% | 0 | 0 | 0 | 0 | 0 | 0 | 0 | 0 | 102 | 0 | 0 | 0 | 0 | 0 | 0 | 0 | 0 | 0 | 0 | 0 | 0 | 0 | 0 | 0 | 0 | 0 | 0 |  | 3904 | 102-377 | [40 empty] | 0 | 0 | 0 |  |  |  | 0 | 5000000
102-377F | 0 | 0 | 0 | 0 | 0% | 0% | 0% | 0 | 0 | 0 | 0 | 0 | 0 | 0 | 0 | 102 | 0 | 0 | 0 | 0 | 0 | 0 | 0 | 0 | 0 | 0 | 0 | 0 | 0 | 0 | 0 | 0 | 0 | 0 |  | 3905 | 102-377F | [40 empty] | 0 | 0 | 0 |  |  |  | 0 | 5000000
1039-12 | 0 | 0 | 0 | 0 | 0% | 0% | 0% | 0 | 0 | 0 | 0 | 0 | 0 | 0 | 0 | 1039 | 0 | 0 | 0 | 0 | 0 | 0 | 0 | 0 | 0 | 0 | 0 | 0 | 0 | 0 | 0 | 0 | 0 | 0 |  | 3906 | 1039-12 | [40 empty] | 0 | 0 | 0 |  |  |  | 0 | 5000000
104-38 | 0 | 0 | 0 | 0 | 0% | 0% | 0% | 0 | 0 | 0 | 0 | 0 | 0 | 0 | 0 | 104 | 0 | 0 | 0 | 0 | 0 | 0 | 0 | 0 | 0 | 0 | 0 | 0 | 0 | 0 | 0 | 0 | 0 | 0 |  | 3907 | 104-38 | [40 empty] | 0 | 0 | 0 |  |  |  | 0 | 5000000
1072-5 | 0 | 0 | 0 | 0 | 0% | 0% | 0% | 0 | 0 | 0 | 0 | 0 | 0 | 0 | 0 | 1072 | 0 | 0 | 0 | 0 | 0 | 0 | 0 | 0 | 0 | 0 | 0 | 0 | 0 | 0 | 0 | 0 | 0 | 0 |  | 3908 | 1072-5 | [40 empty] | 0 | 0 | 0 |  |  |  | 0 | 5000000
1060-132 | 0 | 0 | 0 | 0 | 0% | 0% | 0% | 0 | 0 | 0 | 0 | 0 | 0 | 0 | 0 | 1060 | 0 | 0 | 0 | 0 | 0 | 0 | 0 | 0 | 0 | 0 | 0 | 0 | 0 | 0 | 0 | 0 | 0 | 0 |  | 3909 | 1060-132 | [40 empty] | 0 | 0 | 0 |  |  |  | 0 | 5000000
1060-135F | 0 | 0 | 0 | 0 | 0% | 0% | 0% | 0 | 0 | 0 | 0 | 0 | 0 | 0 | 0 | 1060 | 0 | 0 | 0 | 0 | 0 | 0 | 0 | 0 | 0 | 0 | 0 | 0 | 0 | 0 | 0 | 0 | 0 | 0 |  | 3910 | 1060-135F | [40 empty] | 0 | 0 | 0 |  |  |  | 0 | 5000000
1060-136F | 0 | 0 | 0 | 0 | 0% | 0% | 0% | 0 | 0 | 0 | 0 | 0 | 0 | 0 | 0 | 1060 | 0 | 0 | 0 | 0 | 0 | 0 | 0 | 0 | 0 | 0 | 0 | 0 | 0 | 0 | 0 | 0 | 0 | 0 |  | 3911 | 1060-136F | [40 empty] | 0 | 0 | 0 |  |  |  | 0 | 5000000
1060-14 | 0 | 0 | 0 | 0 | 0% | 0% | 0% | 0 | 0 | 0 | 0 | 0 | 0 | 0 | 0 | 1060 | 0 | 0 | 0 | 0 | 0 | 0 | 0 | 0 | 0 | 0 | 0 | 0 | 0 | 0 | 0 | 0 | 0 | 0 |  | 3912 | 1060-14 | [40 empty] | 0 | 0 | 0 |  |  |  | 0 | 5000000
1060-15 | 0 | 0 | 0 | 0 | 0% | 0% | 0% | 0 | 0 | 0 | 0 | 0 | 0 | 0 | 0 | 1060 | 0 | 0 | 0 | 0 | 0 | 0 | 0 | 0 | 0 | 0 | 0 | 0 | 0 | 0 | 0 | 0 | 0 | 0 |  | 3913 | 1060-15 | [40 empty] | 0 | 0 | 0 |  |  |  | 0 | 5000000
1060-15F | 0 | 0 | 0 | 0 | 0% | 0% | 0% | 0 | 0 | 0 | 0 | 0 | 0 | 0 | 0 | 1060 | 0 | 0 | 0 | 0 | 0 | 0 | 0 | 0 | 0 | 0 | 0 | 0 | 0 | 0 | 0 | 0 | 0 | 0 |  | 3914 | 1060-15F | [40 empty] | 0 | 0 | 0 |  |  |  | 0 | 5000000
1060-16 | 0 | 0 | 0 | 0 | 0% | 0% | 0% | 0 | 0 | 0 | 0 | 0 | 0 | 0 | 0 | 1060 | 0 | 0 | 0 | 0 | 0 | 0 | 0 | 0 | 0 | 0 | 0 | 0 | 0 | 0 | 0 | 0 | 0 | 0 |  | 3915 | 1060-16 | [40 empty] | 0 | 0 | 0 |  |  |  | 0 | 5000000
1060-16F | 0 | 0 | 0 | 0 | 0% | 0% | 0% | 0 | 0 | 0 | 0 | 0 | 0 | 0 | 0 | 1060 | 0 | 0 | 0 | 0 | 0 | 0 | 0 | 0 | 0 | 0 | 0 | 0 | 0 | 0 | 0 | 0 | 0 | 0 |  | 3916 | 1060-16F | [40 empty] | 0 | 0 | 0 |  |  |  | 0 | 5000000
1060-17 | 0 | 0 | 0 | 0 | 0% | 0% | 0% | 0 | 0 | 0 | 0 | 0 | 0 | 0 | 0 | 1060 | 0 | 0 | 0 | 0 | 0 | 0 | 0 | 0 | 0 | 0 | 0 | 0 | 0 | 0 | 0 | 0 | 0 | 0 |  | 3917 | 1060-17 | [40 empty] | 0 | 0 | 0 |  |  |  | 0 | 5000000
1060-17F | 0 | 0 | 0 | 0 | 0% | 0% | 0% | 0 | 0 | 0 | 0 | 0 | 0 | 0 | 0 | 1060 | 0 | 0 | 0 | 0 | 0 | 0 | 0 | 0 | 0 | 0 | 0 | 0 | 0 | 0 | 0 | 0 | 0 | 0 |  | 3918 | 1060-17F | [40 empty] | 0 | 0 | 0 |  |  |  | 0 | 5000000
1060-19 | 0 | 0 | 0 | 0 | 0% | 0% | 0% | 0 | 0 | 0 | 0 | 0 | 0 | 0 | 0 | 1060 | 0 | 0 | 0 | 0 | 0 | 0 | 0 | 0 | 0 | 0 | 0 | 0 | 0 | 0 | 0 | 0 | 0 | 0 |  | 3919 | 1060-19 | [40 empty] | 0 | 0 | 0 |  |  |  | 0 | 5000000
1060-20 | 0 | 0 | 0 | 0 | 0% | 0% | 0% | 0 | 0 | 0 | 0 | 0 | 0 | 0 | 0 | 1060 | 0 | 0 | 0 | 0 | 0 | 0 | 0 | 0 | 0 | 0 | 0 | 0 | 0 | 0 | 0 | 0 | 0 | 0 |  | 3920 | 1060-20 | [40 empty] | 0 | 0 | 0 |  |  |  | 0 | 5000000
1060-21 | 0 | 0 | 0 | 0 | 0% | 0% | 0% | 0 | 0 | 0 | 0 | 0 | 0 | 0 | 0 | 1060 | 0 | 0 | 0 | 0 | 0 | 0 | 0 | 0 | 0 | 0 | 0 | 0 | 0 | 0 | 0 | 0 | 0 | 0 |  | 3921 | 1060-21 | [40 empty] | 0 | 0 | 0 |  |  |  | 0 | 5000000
1060-22 | 0 | 0 | 0 | 0 | 0% | 0% | 0% | 0 | 0 | 0 | 0 | 0 | 0 | 0 | 0 | 1060 | 0 | 0 | 0 | 0 | 0 | 0 | 0 | 0 | 0 | 0 | 0 | 0 | 0 | 0 | 0 | 0 | 0 | 0 |  | 3922 | 1060-22 | [40 empty] | 0 | 0 | 0 |  |  |  | 0 | 5000000
107-500F | 0 | 0 | 0 | 0 | 0% | 0% | 0% | 0 | 0 | 0 | 0 | 0 | 0 | 0 | 0 | 107 | 0 | 0 | 0 | 0 | 0 | 0 | 0 | 0 | 0 | 0 | 0 | 0 | 0 | 0 | 0 | 0 | 0 | 0 |  | 3923 | 107-500F | [40 empty] | 0 | 0 | 0 |  |  |  | 0 | 5000000
107-501 | 0 | 0 | 0 | 0 | 0% | 0% | 0% | 0 | 0 | 0 | 0 | 0 | 0 | 0 | 0 | 107 | 0 | 0 | 0 | 0 | 0 | 0 | 0 | 0 | 0 | 0 | 0 | 0 | 0 | 0 | 0 | 0 | 0 | 0 |  | 3924 | 107-501 | [40 empty] | 0 | 0 | 0 |  |  |  | 0 | 5000000
107-502F | 0 | 0 | 0 | 0 | 0% | 0% | 0% | 0 | 0 | 0 | 0 | 0 | 0 | 0 | 0 | 107 | 0 | 0 | 0 | 0 | 0 | 0 | 0 | 0 | 0 | 0 | 0 | 0 | 0 | 0 | 0 | 0 | 0 | 0 |  | 3925 | 107-502F | [40 empty] | 0 | 0 | 0 |  |  |  | 0 | 5000000
107-503F | 0 | 0 | 0 | 0 | 0% | 0% | 0% | 0 | 0 | 0 | 0 | 0 | 0 | 0 | 0 | 107 | 0 | 0 | 0 | 0 | 0 | 0 | 0 | 0 | 0 | 0 | 0 | 0 | 0 | 0 | 0 | 0 | 0 | 0 |  | 3926 | 107-503F | [40 empty] | 0 | 0 | 0 |  |  |  | 0 | 5000000
1070-333 | 0 | 0 | 0 | 0 | 0% | 0% | 0% | 0 | 0 | 0 | 0 | 0 | 0 | 0 | 0 | 1070 | 0 | 0 | 0 | 0 | 0 | 0 | 0 | 0 | 0 | 0 | 0 | 0 | 0 | 0 | 0 | 0 | 0 | 0 |  | 3927 | 1070-333 | [40 empty] | 0 | 0 | 0 |  |  |  | 0 | 5000000
1070-334AE | 0 | 0 | 0 | 0 | 0% | 0% | 0% | 0 | 0 | 0 | 0 | 0 | 0 | 0 | 0 | 1070 | 0 | 0 | 0 | 0 | 0 | 0 | 0 | 0 | 0 | 0 | 0 | 0 | 0 | 0 | 0 | 0 | 0 | 0 |  | 3928 | 1070-334AE | [40 empty] | 0 | 0 | 0 |  |  |  | 0 | 5000000
1070-335AE | 0 | 0 | 0 | 0 | 0% | 0% | 0% | 0 | 0 | 0 | 0 | 0 | 0 | 0 | 0 | 1070 | 0 | 0 | 0 | 0 | 0 | 0 | 0 | 0 | 0 | 0 | 0 | 0 | 0 | 0 | 0 | 0 | 0 | 0 |  | 3929 | 1070-335AE | [40 empty] | 0 | 0 | 0 |  |  |  | 0 | 5000000
1071-181 | 0 | 0 | 0 | 0 | 0% | 0% | 0% | 0 | 0 | 0 | 0 | 0 | 0 | 0 | 0 | 1071 | 0 | 0 | 0 | 0 | 0 | 0 | 0 | 0 | 0 | 0 | 0 | 0 | 0 | 0 | 0 | 0 | 0 | 0 |  | 3930 | 1071-181 | [40 empty] | 0 | 0 | 0 |  |  |  | 0 | 5000000
1071-225 | 0 | 0 | 0 | 0 | 0% | 0% | 0% | 0 | 0 | 0 | 0 | 0 | 0 | 0 | 0 | 1071 | 0 | 0 | 0 | 0 | 0 | 0 | 0 | 0 | 0 | 0 | 0 | 0 | 0 | 0 | 0 | 0 | 0 | 0 |  | 3931 | 1071-225 | [40 empty] | 0 | 0 | 0 |  |  |  | 0 | 5000000
1071-228F | 0 | 0 | 0 | 0 | 0% | 0% | 0% | 0 | 0 | 0 | 0 | 0 | 0 | 0 | 0 | 1071 | 0 | 0 | 0 | 0 | 0 | 0 | 0 | 0 | 0 | 0 | 0 | 0 | 0 | 0 | 0 | 0 | 0 | 0 |  | 3932 | 1071-228F | [40 empty] | 0 | 0 | 0 |  |  |  | 0 | 5000000
1071-3F | 0 | 0 | 0 | 0 | 0% | 0% | 0% | 0 | 0 | 0 | 0 | 0 | 0 | 0 | 0 | 1071 | 0 | 0 | 0 | 0 | 0 | 0 | 0 | 0 | 0 | 0 | 0 | 0 | 0 | 0 | 0 | 0 | 0 | 0 |  | 3933 | 1071-3F | [40 empty] | 0 | 0 | 0 |  |  |  | 0 | 5000000
1071-4 | 0 | 0 | 0 | 0 | 0% | 0% | 0% | 0 | 0 | 0 | 0 | 0 | 0 | 0 | 0 | 1071 | 0 | 0 | 0 | 0 | 0 | 0 | 0 | 0 | 0 | 0 | 0 | 0 | 0 | 0 | 0 | 0 | 0 | 0 |  | 3934 | 1071-4 | [40 empty] | 0 | 0 | 0 |  |  |  | 0 | 5000000
1071-457 | 0 | 0 | 0 | 0 | 0% | 0% | 0% | 0 | 0 | 0 | 0 | 0 | 0 | 0 | 0 | 1071 | 0 | 0 | 0 | 0 | 0 | 0 | 0 | 0 | 0 | 0 | 0 | 0 | 0 | 0 | 0 | 0 | 0 | 0 |  | 3935 | 1071-457 | [40 empty] | 0 | 0 | 0 |  |  |  | 0 | 5000000
1071-458 | 0 | 0 | 0 | 0 | 0% | 0% | 0% | 0 | 0 | 0 | 0 | 0 | 0 | 0 | 0 | 1071 | 0 | 0 | 0 | 0 | 0 | 0 | 0 | 0 | 0 | 0 | 0 | 0 | 0 | 0 | 0 | 0 | 0 | 0 |  | 3936 | 1071-458 | [40 empty] | 0 | 0 | 0 |  |  |  | 0 | 5000000
1072-3 | 0 | 0 | 0 | 0 | 0% | 0% | 0% | 0 | 0 | 0 | 0 | 0 | 0 | 0 | 0 | 1072 | 0 | 0 | 0 | 0 | 0 | 0 | 0 | 0 | 0 | 0 | 0 | 0 | 0 | 0 | 0 | 0 | 0 | 0 |  | 3937 | 1072-3 | [40 empty] | 0 | 0 | 0 |  |  |  | 0 | 5000000
1072-4 | 0 | 0 | 0 | 0 | 0% | 0% | 0% | 0 | 0 | 0 | 0 | 0 | 0 | 0 | 0 | 1072 | 0 | 0 | 0 | 0 | 0 | 0 | 0 | 0 | 0 | 0 | 0 | 0 | 0 | 0 | 0 | 0 | 0 | 0 |  | 3938 | 1072-4 | [40 empty] | 0 | 0 | 0 |  |  |  | 0 | 5000000
1060-133F | 0 | 0 | 0 | 0 | 0% | 0% | 0% | 0 | 0 | 0 | 0 | 0 | 0 | 0 | 0 | 1060 | 0 | 0 | 0 | 0 | 0 | 0 | 0 | 0 | 0 | 0 | 0 | 0 | 0 | 0 | 0 | 0 | 0 | 0 |  | 3939 | 1060-133F | [40 empty] | 0 | 0 | 0 |  |  |  | 0 | 5000000
1060-13 | 0 | 0 | 0 | 0 | 0% | 0% | 0% | 0 | 0 | 0 | 0 | 0 | 0 | 0 | 0 | 1060 | 0 | 0 | 0 | 0 | 0 | 0 | 0 | 0 | 0 | 0 | 0 | 0 | 0 | 0 | 0 | 0 | 0 | 0 |  | 3940 | 1060-13 | [40 empty] | 0 | 0 | 0 |  |  |  | 0 | 5000000
104-41 | 0 | 0 | 0 | 0 | 0% | 0% | 0% | 0 | 0 | 0 | 0 | 0 | 0 | 0 | 0 | 104 | 0 | 0 | 0 | 0 | 0 | 0 | 0 | 0 | 0 | 0 | 0 | 0 | 0 | 0 | 0 | 0 | 0 | 0 |  | 3941 | 104-41 | [40 empty] | 0 | 0 | 0 |  |  |  | 0 | 5000000
106-72F | 0 | 0 | 0 | 0 | 0% | 0% | 0% | 0 | 0 | 0 | 0 | 0 | 0 | 0 | 0 | 106 | 0 | 0 | 0 | 0 | 0 | 0 | 0 | 0 | 0 | 0 | 0 | 0 | 0 | 0 | 0 | 0 | 0 | 0 |  | 3942 | 106-72F | [40 empty] | 0 | 0 | 0 |  |  |  | 0 | 5000000
1047-179AE | 0 | 0 | 0 | 0 | 0% | 0% | 0% | 0 | 0 | 0 | 0 | 0 | 0 | 0 | 0 | 1047 | 0 | 0 | 0 | 0 | 0 | 0 | 0 | 0 | 0 | 0 | 0 | 0 | 0 | 0 | 0 | 0 | 0 | 0 |  | 3943 | 1047-179AE | [40 empty] | 0 | 0 | 0 |  |  |  | 0 | 5000000
1047-180 | 0 | 0 | 0 | 0 | 0% | 0% | 0% | 0 | 0 | 0 | 0 | 0 | 0 | 0 | 0 | 1047 | 0 | 0 | 0 | 0 | 0 | 0 | 0 | 0 | 0 | 0 | 0 | 0 | 0 | 0 | 0 | 0 | 0 | 0 |  | 3944 | 1047-180 | [40 empty] | 0 | 0 | 0 |  |  |  | 0 | 5000000
1047-181 | 0 | 0 | 0 | 0 | 0% | 0% | 0% | 0 | 0 | 0 | 0 | 0 | 0 | 0 | 0 | 1047 | 0 | 0 | 0 | 0 | 0 | 0 | 0 | 0 | 0 | 0 | 0 | 0 | 0 | 0 | 0 | 0 | 0 | 0 |  | 3945 | 1047-181 | [40 empty] | 0 | 0 | 0 |  |  |  | 0 | 5000000
1047-28 | 0 | 0 | 0 | 0 | 0% | 0% | 0% | 0 | 0 | 0 | 0 | 0 | 0 | 0 | 0 | 1047 | 0 | 0 | 0 | 0 | 0 | 0 | 0 | 0 | 0 | 0 | 0 | 0 | 0 | 0 | 0 | 0 | 0 | 0 |  | 3946 | 1047-28 | [40 empty] | 0 | 0 | 0 |  |  |  | 0 | 5000000
1047-31F | 0 | 0 | 0 | 0 | 0% | 0% | 0% | 0 | 0 | 0 | 0 | 0 | 0 | 0 | 0 | 1047 | 0 | 0 | 0 | 0 | 0 | 0 | 0 | 0 | 0 | 0 | 0 | 0 | 0 | 0 | 0 | 0 | 0 | 0 |  | 3947 | 1047-31F | [40 empty] | 0 | 0 | 0 |  |  |  | 0 | 5000000
1047-34 | 0 | 0 | 0 | 0 | 0% | 0% | 0% | 0 | 0 | 0 | 0 | 0 | 0 | 0 | 0 | 1047 | 0 | 0 | 0 | 0 | 0 | 0 | 0 | 0 | 0 | 0 | 0 | 0 | 0 | 0 | 0 | 0 | 0 | 0 |  | 3948 | 1047-34 | [40 empty] | 0 | 0 | 0 |  |  |  | 0 | 5000000
1048-1 | 0 | 0 | 0 | 0 | 0% | 0% | 0% | 0 | 0 | 0 | 0 | 0 | 0 | 0 | 0 | 1048 | 0 | 0 | 0 | 0 | 0 | 0 | 0 | 0 | 0 | 0 | 0 | 0 | 0 | 0 | 0 | 0 | 0 | 0 |  | 3949 | 1048-1 | [40 empty] | 0 | 0 | 0 |  |  |  | 0 | 5000000
1048-2F | 0 | 0 | 0 | 0 | 0% | 0% | 0% | 0 | 0 | 0 | 0 | 0 | 0 | 0 | 0 | 1048 | 0 | 0 | 0 | 0 | 0 | 0 | 0 | 0 | 0 | 0 | 0 | 0 | 0 | 0 | 0 | 0 | 0 | 0 |  | 3950 | 1048-2F | [40 empty] | 0 | 0 | 0 |  |  |  | 0 | 5000000
1048-3F | 0 | 0 | 0 | 0 | 0% | 0% | 0% | 0 | 0 | 0 | 0 | 0 | 0 | 0 | 0 | 1048 | 0 | 0 | 0 | 0 | 0 | 0 | 0 | 0 | 0 | 0 | 0 | 0 | 0 | 0 | 0 | 0 | 0 | 0 |  | 3951 | 1048-3F | [40 empty] | 0 | 0 | 0 |  |  |  | 0 | 5000000
1048-4F | 0 | 0 | 0 | 0 | 0% | 0% | 0% | 0 | 0 | 0 | 0 | 0 | 0 | 0 | 0 | 1048 | 0 | 0 | 0 | 0 | 0 | 0 | 0 | 0 | 0 | 0 | 0 | 0 | 0 | 0 | 0 | 0 | 0 | 0 |  | 3952 | 1048-4F | [40 empty] | 0 | 0 | 0 |  |  |  | 0 | 5000000
1048-5F | 0 | 0 | 0 | 0 | 0% | 0% | 0% | 0 | 0 | 0 | 0 | 0 | 0 | 0 | 0 | 1048 | 0 | 0 | 0 | 0 | 0 | 0 | 0 | 0 | 0 | 0 | 0 | 0 | 0 | 0 | 0 | 0 | 0 | 0 |  | 3953 | 1048-5F | [40 empty] | 0 | 0 | 0 |  |  |  | 0 | 5000000
1049-1 | 0 | 0 | 0 | 0 | 0% | 0% | 0% | 0 | 0 | 0 | 0 | 0 | 0 | 0 | 0 | 1049 | 0 | 0 | 0 | 0 | 0 | 0 | 0 | 0 | 0 | 0 | 0 | 0 | 0 | 0 | 0 | 0 | 0 | 0 |  | 3954 | 1049-1 | [40 empty] | 0 | 0 | 0 |  |  |  | 0 | 5000000
1049-36 | 0 | 0 | 0 | 0 | 0% | 0% | 0% | 0 | 0 | 0 | 0 | 0 | 0 | 0 | 0 | 1049 | 0 | 0 | 0 | 0 | 0 | 0 | 0 | 0 | 0 | 0 | 0 | 0 | 0 | 0 | 0 | 0 | 0 | 0 |  | 3955 | 1049-36 | [40 empty] | 0 | 0 | 0 |  |  |  | 0 | 5000000
1049-5F | 0 | 0 | 0 | 0 | 0% | 0% | 0% | 0 | 0 | 0 | 0 | 0 | 0 | 0 | 0 | 1049 | 0 | 0 | 0 | 0 | 0 | 0 | 0 | 0 | 0 | 0 | 0 | 0 | 0 | 0 | 0 | 0 | 0 | 0 |  | 3956 | 1049-5F | [40 empty] | 0 | 0 | 0 |  |  |  | 0 | 5000000
1049-6 | 0 | 0 | 0 | 0 | 0% | 0% | 0% | 0 | 0 | 0 | 0 | 0 | 0 | 0 | 0 | 1049 | 0 | 0 | 0 | 0 | 0 | 0 | 0 | 0 | 0 | 0 | 0 | 0 | 0 | 0 | 0 | 0 | 0 | 0 |  | 3957 | 1049-6 | [40 empty] | 0 | 0 | 0 |  |  |  | 0 | 5000000
105-233 | 0 | 0 | 0 | 0 | 0% | 0% | 0% | 0 | 0 | 0 | 0 | 0 | 0 | 0 | 0 | 105 | 0 | 0 | 0 | 0 | 0 | 0 | 0 | 0 | 0 | 0 | 0 | 0 | 0 | 0 | 0 | 0 | 0 | 0 |  | 3958 | 105-233 | [40 empty] | 0 | 0 | 0 |  |  |  | 0 | 5000000
105-234 | 0 | 0 | 0 | 0 | 0% | 0% | 0% | 0 | 0 | 0 | 0 | 0 | 0 | 0 | 0 | 105 | 0 | 0 | 0 | 0 | 0 | 0 | 0 | 0 | 0 | 0 | 0 | 0 | 0 | 0 | 0 | 0 | 0 | 0 |  | 3959 | 105-234 | [40 empty] | 0 | 0 | 0 |  |  |  | 0 | 5000000
105-235 | 0 | 0 | 0 | 0 | 0% | 0% | 0% | 0 | 0 | 0 | 0 | 0 | 0 | 0 | 0 | 105 | 0 | 0 | 0 | 0 | 0 | 0 | 0 | 0 | 0 | 0 | 0 | 0 | 0 | 0 | 0 | 0 | 0 | 0 |  | 3960 | 105-235 | [40 empty] | 0 | 0 | 0 |  |  |  | 0 | 5000000
105-236 | 0 | 0 | 0 | 0 | 0% | 0% | 0% | 0 | 0 | 0 | 0 | 0 | 0 | 0 | 0 | 105 | 0 | 0 | 0 | 0 | 0 | 0 | 0 | 0 | 0 | 0 | 0 | 0 | 0 | 0 | 0 | 0 | 0 | 0 |  | 3961 | 105-236 | [40 empty] | 0 | 0 | 0 |  |  |  | 0 | 5000000
105-237F | 0 | 0 | 0 | 0 | 0% | 0% | 0% | 0 | 0 | 0 | 0 | 0 | 0 | 0 | 0 | 105 | 0 | 0 | 0 | 0 | 0 | 0 | 0 | 0 | 0 | 0 | 0 | 0 | 0 | 0 | 0 | 0 | 0 | 0 |  | 3962 | 105-237F | [40 empty] | 0 | 0 | 0 |  |  |  | 0 | 5000000
105-238F | 0 | 0 | 0 | 0 | 0% | 0% | 0% | 0 | 0 | 0 | 0 | 0 | 0 | 0 | 0 | 105 | 0 | 0 | 0 | 0 | 0 | 0 | 0 | 0 | 0 | 0 | 0 | 0 | 0 | 0 | 0 | 0 | 0 | 0 |  | 3963 | 105-238F | [40 empty] | 0 | 0 | 0 |  |  |  | 0 | 5000000
105-447F | 0 | 0 | 0 | 0 | 0% | 0% | 0% | 0 | 0 | 0 | 0 | 0 | 0 | 0 | 0 | 105 | 0 | 0 | 0 | 0 | 0 | 0 | 0 | 0 | 0 | 0 | 0 | 0 | 0 | 0 | 0 | 0 | 0 | 0 |  | 3964 | 105-447F | [40 empty] | 0 | 0 | 0 |  |  |  | 0 | 5000000
105-448F | 0 | 0 | 0 | 0 | 0% | 0% | 0% | 0 | 0 | 0 | 0 | 0 | 0 | 0 | 0 | 105 | 0 | 0 | 0 | 0 | 0 | 0 | 0 | 0 | 0 | 0 | 0 | 0 | 0 | 0 | 0 | 0 | 0 | 0 |  | 3965 | 105-448F | [40 empty] | 0 | 0 | 0 |  |  |  | 0 | 5000000
105-449 | 0 | 0 | 0 | 0 | 0% | 0% | 0% | 0 | 0 | 0 | 0 | 0 | 0 | 0 | 0 | 105 | 0 | 0 | 0 | 0 | 0 | 0 | 0 | 0 | 0 | 0 | 0 | 0 | 0 | 0 | 0 | 0 | 0 | 0 |  | 3966 | 105-449 | [40 empty] | 0 | 0 | 0 |  |  |  | 0 | 5000000
106-30 | 0 | 0 | 0 | 0 | 0% | 0% | 0% | 0 | 0 | 0 | 0 | 0 | 0 | 0 | 0 | 106 | 0 | 0 | 0 | 0 | 0 | 0 | 0 | 0 | 0 | 0 | 0 | 0 | 0 | 0 | 0 | 0 | 0 | 0 |  | 3967 | 106-30 | [40 empty] | 0 | 0 | 0 |  |  |  | 0 | 5000000
106-32 | 0 | 0 | 0 | 0 | 0% | 0% | 0% | 0 | 0 | 0 | 0 | 0 | 0 | 0 | 0 | 106 | 0 | 0 | 0 | 0 | 0 | 0 | 0 | 0 | 0 | 0 | 0 | 0 | 0 | 0 | 0 | 0 | 0 | 0 |  | 3968 | 106-32 | [40 empty] | 0 | 0 | 0 |  |  |  | 0 | 5000000
106-70 | 0 | 0 | 0 | 0 | 0% | 0% | 0% | 0 | 0 | 0 | 0 | 0 | 0 | 0 | 0 | 106 | 0 | 0 | 0 | 0 | 0 | 0 | 0 | 0 | 0 | 0 | 0 | 0 | 0 | 0 | 0 | 0 | 0 | 0 |  | 3969 | 106-70 | [40 empty] | 0 | 0 | 0 |  |  |  | 0 | 5000000
106-70F | 0 | 0 | 0 | 0 | 0% | 0% | 0% | 0 | 0 | 0 | 0 | 0 | 0 | 0 | 0 | 106 | 0 | 0 | 0 | 0 | 0 | 0 | 0 | 0 | 0 | 0 | 0 | 0 | 0 | 0 | 0 | 0 | 0 | 0 |  | 3970 | 106-70F | [40 empty] | 0 | 0 | 0 |  |  |  | 0 | 5000000
106-72 | 0 | 0 | 0 | 0 | 0% | 0% | 0% | 0 | 0 | 0 | 0 | 0 | 0 | 0 | 0 | 106 | 0 | 0 | 0 | 0 | 0 | 0 | 0 | 0 | 0 | 0 | 0 | 0 | 0 | 0 | 0 | 0 | 0 | 0 |  | 3971 | 106-72 | [40 empty] | 0 | 0 | 0 |  |  |  | 0 | 5000000
1245-18AE | 0 | 0 | 0 | 0 | 0% | 0% | 0% | 0 | 0 | 0 | 0 | 0 | 0 | 0 | 0 | 1245 | 0 | 0 | 0 | 0 | 0 | 0 | 0 | 0 | 0 | 0 | 0 | 0 | 0 | 0 | 0 | 0 | 0 | 0 |  | 3972 | 1245-18AE | [40 empty] | 0 | 0 | 0 |  |  |  | 0 | 5000000
1256-17AE | 0 | 0 | 0 | 0 | 0% | 0% | 0% | 0 | 0 | 0 | 0 | 0 | 0 | 0 | 0 | 1256 | 0 | 0 | 0 | 0 | 0 | 0 | 0 | 0 | 0 | 0 | 0 | 0 | 0 | 0 | 0 | 0 | 0 | 0 |  | 3973 | 1256-17AE | [40 empty] | 0 | 0 | 0 |  |  |  | 0 | 5000000
1256-19AE | 0 | 0 | 0 | 0 | 0% | 0% | 0% | 0 | 0 | 0 | 0 | 0 | 0 | 0 | 0 | 1256 | 0 | 0 | 0 | 0 | 0 | 0 | 0 | 0 | 0 | 0 | 0 | 0 | 0 | 0 | 0 | 0 | 0 | 0 |  | 3974 | 1256-19AE | [40 empty] | 0 | 0 | 0 |  |  |  | 0 | 5000000
1256-35 | 0 | 0 | 0 | 0 | 0% | 0% | 0% | 0 | 0 | 0 | 0 | 0 | 0 | 0 | 0 | 1256 | 0 | 0 | 0 | 0 | 0 | 0 | 0 | 0 | 0 | 0 | 0 | 0 | 0 | 0 | 0 | 0 | 0 | 0 |  | 3975 | 1256-35 | [40 empty] | 0 | 0 | 0 |  |  |  | 0 | 5000000
1256-37 | 0 | 0 | 0 | 0 | 0% | 0% | 0% | 0 | 0 | 0 | 0 | 0 | 0 | 0 | 0 | 1256 | 0 | 0 | 0 | 0 | 0 | 0 | 0 | 0 | 0 | 0 | 0 | 0 | 0 | 0 | 0 | 0 | 0 | 0 |  | 3976 | 1256-37 | [40 empty] | 0 | 0 | 0 |  |  |  | 0 | 5000000
1256-38 | 0 | 0 | 0 | 0 | 0% | 0% | 0% | 0 | 0 | 0 | 0 | 0 | 0 | 0 | 0 | 1256 | 0 | 0 | 0 | 0 | 0 | 0 | 0 | 0 | 0 | 0 | 0 | 0 | 0 | 0 | 0 | 0 | 0 | 0 |  | 3977 | 1256-38 | [40 empty] | 0 | 0 | 0 |  |  |  | 0 | 5000000
1257-5 | 0 | 0 | 0 | 0 | 0% | 0% | 0% | 0 | 0 | 0 | 0 | 0 | 0 | 0 | 0 | 1257 | 0 | 0 | 0 | 0 | 0 | 0 | 0 | 0 | 0 | 0 | 0 | 0 | 0 | 0 | 0 | 0 | 0 | 0 |  | 3978 | 1257-5 | [40 empty] | 0 | 0 | 0 |  |  |  | 0 | 5000000
1257-6 | 0 | 0 | 0 | 0 | 0% | 0% | 0% | 0 | 0 | 0 | 0 | 0 | 0 | 0 | 0 | 1257 | 0 | 0 | 0 | 0 | 0 | 0 | 0 | 0 | 0 | 0 | 0 | 0 | 0 | 0 | 0 | 0 | 0 | 0 |  | 3979 | 1257-6 | [40 empty] | 0 | 0 | 0 |  |  |  | 0 | 5000000
1257-7AE | 0 | 0 | 0 | 0 | 0% | 0% | 0% | 0 | 0 | 0 | 0 | 0 | 0 | 0 | 0 | 1257 | 0 | 0 | 0 | 0 | 0 | 0 | 0 | 0 | 0 | 0 | 0 | 0 | 0 | 0 | 0 | 0 | 0 | 0 |  | 3980 | 1257-7AE | [40 empty] | 0 | 0 | 0 |  |  |  | 0 | 5000000
1257-8AE | 0 | 0 | 0 | 0 | 0% | 0% | 0% | 0 | 0 | 0 | 0 | 0 | 0 | 0 | 0 | 1257 | 0 | 0 | 0 | 0 | 0 | 0 | 0 | 0 | 0 | 0 | 0 | 0 | 0 | 0 | 0 | 0 | 0 | 0 |  | 3981 | 1257-8AE | [40 empty] | 0 | 0 | 0 |  |  |  | 0 | 5000000
1258-427 | 0 | 0 | 0 | 0 | 0% | 0% | 0% | 0 | 0 | 0 | 0 | 0 | 0 | 0 | 0 | 1258 | 0 | 0 | 0 | 0 | 0 | 0 | 0 | 0 | 0 | 0 | 0 | 0 | 0 | 0 | 0 | 0 | 0 | 0 |  | 3982 | 1258-427 | [40 empty] | 0 | 0 | 0 |  |  |  | 0 | 5000000
1258-428F | 0 | 0 | 0 | 0 | 0% | 0% | 0% | 0 | 0 | 0 | 0 | 0 | 0 | 0 | 0 | 1258 | 0 | 0 | 0 | 0 | 0 | 0 | 0 | 0 | 0 | 0 | 0 | 0 | 0 | 0 | 0 | 0 | 0 | 0 |  | 3983 | 1258-428F | [40 empty] | 0 | 0 | 0 |  |  |  | 0 | 5000000
1258-6F | 0 | 0 | 0 | 0 | 0% | 0% | 0% | 0 | 0 | 0 | 0 | 0 | 0 | 0 | 0 | 1258 | 0 | 0 | 0 | 0 | 0 | 0 | 0 | 0 | 0 | 0 | 0 | 0 | 0 | 0 | 0 | 0 | 0 | 0 |  | 3984 | 1258-6F | [40 empty] | 0 | 0 | 0 |  |  |  | 0 | 5000000
1258-7 | 0 | 0 | 0 | 0 | 0% | 0% | 0% | 0 | 0 | 0 | 0 | 0 | 0 | 0 | 0 | 1258 | 0 | 0 | 0 | 0 | 0 | 0 | 0 | 0 | 0 | 0 | 0 | 0 | 0 | 0 | 0 | 0 | 0 | 0 |  | 3985 | 1258-7 | [40 empty] | 0 | 0 | 0 |  |  |  | 0 | 5000000
1259-1 | 0 | 0 | 0 | 0 | 0% | 0% | 0% | 0 | 0 | 0 | 0 | 0 | 0 | 0 | 0 | 1259 | 0 | 0 | 0 | 0 | 0 | 0 | 0 | 0 | 0 | 0 | 0 | 0 | 0 | 0 | 0 | 0 | 0 | 0 |  | 3986 | 1259-1 | [40 empty] | 0 | 0 | 0 |  |  |  | 0 | 5000000
1259-2F | 0 | 0 | 0 | 0 | 0% | 0% | 0% | 0 | 0 | 0 | 0 | 0 | 0 | 0 | 0 | 1259 | 0 | 0 | 0 | 0 | 0 | 0 | 0 | 0 | 0 | 0 | 0 | 0 | 0 | 0 | 0 | 0 | 0 | 0 |  | 3987 | 1259-2F | [40 empty] | 0 | 0 | 0 |  |  |  | 0 | 5000000
1259-3F | 0 | 0 | 0 | 0 | 0% | 0% | 0% | 0 | 0 | 0 | 0 | 0 | 0 | 0 | 0 | 1259 | 0 | 0 | 0 | 0 | 0 | 0 | 0 | 0 | 0 | 0 | 0 | 0 | 0 | 0 | 0 | 0 | 0 | 0 |  | 3988 | 1259-3F | [40 empty] | 0 | 0 | 0 |  |  |  | 0 | 5000000
126-11 | 0 | 0 | 0 | 0 | 0% | 0% | 0% | 0 | 0 | 0 | 0 | 0 | 0 | 0 | 0 | 126 | 0 | 0 | 0 | 0 | 0 | 0 | 0 | 0 | 0 | 0 | 0 | 0 | 0 | 0 | 0 | 0 | 0 | 0 |  | 3989 | 126-11 | [40 empty] | 0 | 0 | 0 |  |  |  | 0 | 5000000
126-12 | 0 | 0 | 0 | 0 | 0% | 0% | 0% | 0 | 0 | 0 | 0 | 0 | 0 | 0 | 0 | 126 | 0 | 0 | 0 | 0 | 0 | 0 | 0 | 0 | 0 | 0 | 0 | 0 | 0 | 0 | 0 | 0 | 0 | 0 |  | 3990 | 126-12 | [40 empty] | 0 | 0 | 0 |  |  |  | 0 | 5000000
126-5 | 0 | 0 | 0 | 0 | 0% | 0% | 0% | 0 | 0 | 0 | 0 | 0 | 0 | 0 | 0 | 126 | 0 | 0 | 0 | 0 | 0 | 0 | 0 | 0 | 0 | 0 | 0 | 0 | 0 | 0 | 0 | 0 | 0 | 0 |  | 3991 | 126-5 | [40 empty] | 0 | 0 | 0 |  |  |  | 0 | 5000000
126-6 | 0 | 0 | 0 | 0 | 0% | 0% | 0% | 0 | 0 | 0 | 0 | 0 | 0 | 0 | 0 | 126 | 0 | 0 | 0 | 0 | 0 | 0 | 0 | 0 | 0 | 0 | 0 | 0 | 0 | 0 | 0 | 0 | 0 | 0 |  | 3992 | 126-6 | [40 empty] | 0 | 0 | 0 |  |  |  | 0 | 5000000
1260-17 | 0 | 0 | 0 | 0 | 0% | 0% | 0% | 0 | 0 | 0 | 0 | 0 | 0 | 0 | 0 | 1260 | 0 | 0 | 0 | 0 | 0 | 0 | 0 | 0 | 0 | 0 | 0 | 0 | 0 | 0 | 0 | 0 | 0 | 0 |  | 3993 | 1260-17 | [40 empty] | 0 | 0 | 0 |  |  |  | 0 | 5000000
1260-18 | 0 | 0 | 0 | 0 | 0% | 0% | 0% | 0 | 0 | 0 | 0 | 0 | 0 | 0 | 0 | 1260 | 0 | 0 | 0 | 0 | 0 | 0 | 0 | 0 | 0 | 0 | 0 | 0 | 0 | 0 | 0 | 0 | 0 | 0 |  | 3994 | 1260-18 | [40 empty] | 0 | 0 | 0 |  |  |  | 0 | 5000000
1260-217F | 0 | 0 | 0 | 0 | 0% | 0% | 0% | 0 | 0 | 0 | 0 | 0 | 0 | 0 | 0 | 1260 | 0 | 0 | 0 | 0 | 0 | 0 | 0 | 0 | 0 | 0 | 0 | 0 | 0 | 0 | 0 | 0 | 0 | 0 |  | 3995 | 1260-217F | [40 empty] | 0 | 0 | 0 |  |  |  | 0 | 5000000
1260-218F | 0 | 0 | 0 | 0 | 0% | 0% | 0% | 0 | 0 | 0 | 0 | 0 | 0 | 0 | 0 | 1260 | 0 | 0 | 0 | 0 | 0 | 0 | 0 | 0 | 0 | 0 | 0 | 0 | 0 | 0 | 0 | 0 | 0 | 0 |  | 3996 | 1260-218F | [40 empty] | 0 | 0 | 0 |  |  |  | 0 | 5000000
1260-219 | 0 | 0 | 0 | 0 | 0% | 0% | 0% | 0 | 0 | 0 | 0 | 0 | 0 | 0 | 0 | 1260 | 0 | 0 | 0 | 0 | 0 | 0 | 0 | 0 | 0 | 0 | 0 | 0 | 0 | 0 | 0 | 0 | 0 | 0 |  | 3997 | 1260-219 | [40 empty] | 0 | 0 | 0 |  |  |  | 0 | 5000000
1266-14 | 0 | 0 | 0 | 0 | 0% | 0% | 0% | 0 | 0 | 0 | 0 | 0 | 0 | 0 | 0 | 1266 | 0 | 0 | 0 | 0 | 0 | 0 | 0 | 0 | 0 | 0 | 0 | 0 | 0 | 0 | 0 | 0 | 0 | 0 |  | 3998 | 1266-14 | [40 empty] | 0 | 0 | 0 |  |  |  | 0 | 5000000
1266-302F | 0 | 0 | 0 | 0 | 0% | 0% | 0% | 0 | 0 | 0 | 0 | 0 | 0 | 0 | 0 | 1266 | 0 | 0 | 0 | 0 | 0 | 0 | 0 | 0 | 0 | 0 | 0 | 0 | 0 | 0 | 0 | 0 | 0 | 0 |  | 3999 | 1266-302F | [40 empty] | 0 | 0 | 0 |  |  |  | 0 | 5000000
1266-303F | 0 | 0 | 0 | 0 | 0% | 0% | 0% | 0 | 0 | 0 | 0 | 0 | 0 | 0 | 0 | 1266 | 0 | 0 | 0 | 0 | 0 | 0 | 0 | 0 | 0 | 0 | 0 | 0 | 0 | 0 | 0 | 0 | 0 | 0 |  | 4000 | 1266-303F | [40 empty] | 0 | 0 | 0 |  |  |  | 0 | 5000000
1266-304 | 0 | 0 | 0 | 0 | 0% | 0% | 0% | 0 | 0 | 0 | 0 | 0 | 0 | 0 | 0 | 1266 | 0 | 0 | 0 | 0 | 0 | 0 | 0 | 0 | 0 | 0 | 0 | 0 | 0 | 0 | 0 | 0 | 0 | 0 |  | 4001 | 1266-304 | [40 empty] | 0 | 0 | 0 |  |  |  | 0 | 5000000
1256-1172AE | 0 | 0 | 0 | 0 | 0% | 0% | 0% | 0 | 0 | 0 | 0 | 0 | 0 | 0 | 0 | 1256 | 0 | 0 | 0 | 0 | 0 | 0 | 0 | 0 | 0 | 0 | 0 | 0 | 0 | 0 | 0 | 0 | 0 | 0 |  | 4002 | 1256-1172AE | [40 empty] | 0 | 0 | 0 |  |  |  | 0 | 5000000
1245-16 | 0 | 0 | 0 | 0 | 0% | 0% | 0% | 0 | 0 | 0 | 0 | 0 | 0 | 0 | 0 | 1245 | 0 | 0 | 0 | 0 | 0 | 0 | 0 | 0 | 0 | 0 | 0 | 0 | 0 | 0 | 0 | 0 | 0 | 0 |  | 4003 | 1245-16 | [40 empty] | 0 | 0 | 0 |  |  |  | 0 | 5000000
127-36 | 0 | 0 | 0 | 0 | 0% | 0% | 0% | 0 | 0 | 0 | 0 | 0 | 0 | 0 | 0 | 127 | 0 | 0 | 0 | 0 | 0 | 0 | 0 | 0 | 0 | 0 | 0 | 0 | 0 | 0 | 0 | 0 | 0 | 0 |  | 4004 | 127-36 | [40 empty] | 0 | 0 | 0 |  |  |  | 0 | 5000000
1244-31 | 0 | 0 | 0 | 0 | 0% | 0% | 0% | 0 | 0 | 0 | 0 | 0 | 0 | 0 | 0 | 1244 | 0 | 0 | 0 | 0 | 0 | 0 | 0 | 0 | 0 | 0 | 0 | 0 | 0 | 0 | 0 | 0 | 0 | 0 |  | 4005 | 1244-31 | [40 empty] | 0 | 0 | 0 |  |  |  | 0 | 5000000
124-218F | 0 | 0 | 0 | 0 | 0% | 0% | 0% | 0 | 0 | 0 | 0 | 0 | 0 | 0 | 0 | 124 | 0 | 0 | 0 | 0 | 0 | 0 | 0 | 0 | 0 | 0 | 0 | 0 | 0 | 0 | 0 | 0 | 0 | 0 |  | 4006 | 124-218F | [40 empty] | 0 | 0 | 0 |  |  |  | 0 | 5000000
124-219 | 0 | 0 | 0 | 0 | 0% | 0% | 0% | 0 | 0 | 0 | 0 | 0 | 0 | 0 | 0 | 124 | 0 | 0 | 0 | 0 | 0 | 0 | 0 | 0 | 0 | 0 | 0 | 0 | 0 | 0 | 0 | 0 | 0 | 0 |  | 4007 | 124-219 | [40 empty] | 0 | 0 | 0 |  |  |  | 0 | 5000000
124-503 | 0 | 0 | 0 | 0 | 0% | 0% | 0% | 0 | 0 | 0 | 0 | 0 | 0 | 0 | 0 | 124 | 0 | 0 | 0 | 0 | 0 | 0 | 0 | 0 | 0 | 0 | 0 | 0 | 0 | 0 | 0 | 0 | 0 | 0 |  | 4008 | 124-503 | [40 empty] | 0 | 0 | 0 |  |  |  | 0 | 5000000
124-504F | 0 | 0 | 0 | 0 | 0% | 0% | 0% | 0 | 0 | 0 | 0 | 0 | 0 | 0 | 0 | 124 | 0 | 0 | 0 | 0 | 0 | 0 | 0 | 0 | 0 | 0 | 0 | 0 | 0 | 0 | 0 | 0 | 0 | 0 |  | 4009 | 124-504F | [40 empty] | 0 | 0 | 0 |  |  |  | 0 | 5000000
124-505F | 0 | 0 | 0 | 0 | 0% | 0% | 0% | 0 | 0 | 0 | 0 | 0 | 0 | 0 | 0 | 124 | 0 | 0 | 0 | 0 | 0 | 0 | 0 | 0 | 0 | 0 | 0 | 0 | 0 | 0 | 0 | 0 | 0 | 0 |  | 4010 | 124-505F | [40 empty] | 0 | 0 | 0 |  |  |  | 0 | 5000000
124-506F | 0 | 0 | 0 | 0 | 0% | 0% | 0% | 0 | 0 | 0 | 0 | 0 | 0 | 0 | 0 | 124 | 0 | 0 | 0 | 0 | 0 | 0 | 0 | 0 | 0 | 0 | 0 | 0 | 0 | 0 | 0 | 0 | 0 | 0 |  | 4011 | 124-506F | [40 empty] | 0 | 0 | 0 |  |  |  | 0 | 5000000
124-507F | 0 | 0 | 0 | 0 | 0% | 0% | 0% | 0 | 0 | 0 | 0 | 0 | 0 | 0 | 0 | 124 | 0 | 0 | 0 | 0 | 0 | 0 | 0 | 0 | 0 | 0 | 0 | 0 | 0 | 0 | 0 | 0 | 0 | 0 |  | 4012 | 124-507F | [40 empty] | 0 | 0 | 0 |  |  |  | 0 | 5000000
1242-1024F | 0 | 0 | 0 | 0 | 0% | 0% | 0% | 0 | 0 | 0 | 0 | 0 | 0 | 0 | 0 | 1242 | 0 | 0 | 0 | 0 | 0 | 0 | 0 | 0 | 0 | 0 | 0 | 0 | 0 | 0 | 0 | 0 | 0 | 0 |  | 4013 | 1242-1024F | [40 empty] | 0 | 0 | 0 |  |  |  | 0 | 5000000
1242-1025F | 0 | 0 | 0 | 0 | 0% | 0% | 0% | 0 | 0 | 0 | 0 | 0 | 0 | 0 | 0 | 1242 | 0 | 0 | 0 | 0 | 0 | 0 | 0 | 0 | 0 | 0 | 0 | 0 | 0 | 0 | 0 | 0 | 0 | 0 |  | 4014 | 1242-1025F | [40 empty] | 0 | 0 | 0 |  |  |  | 0 | 5000000
1242-1026 | 0 | 0 | 0 | 0 | 0% | 0% | 0% | 0 | 0 | 0 | 0 | 0 | 0 | 0 | 0 | 1242 | 0 | 0 | 0 | 0 | 0 | 0 | 0 | 0 | 0 | 0 | 0 | 0 | 0 | 0 | 0 | 0 | 0 | 0 |  | 4015 | 1242-1026 | [40 empty] | 0 | 0 | 0 |  |  |  | 0 | 5000000
1242-1027F | 0 | 0 | 0 | 0 | 0% | 0% | 0% | 0 | 0 | 0 | 0 | 0 | 0 | 0 | 0 | 1242 | 0 | 0 | 0 | 0 | 0 | 0 | 0 | 0 | 0 | 0 | 0 | 0 | 0 | 0 | 0 | 0 | 0 | 0 |  | 4016 | 1242-1027F | [40 empty] | 0 | 0 | 0 |  |  |  | 0 | 5000000
1242-125 | 0 | 0 | 0 | 0 | 0% | 0% | 0% | 0 | 0 | 0 | 0 | 0 | 0 | 0 | 0 | 1242 | 0 | 0 | 0 | 0 | 0 | 0 | 0 | 0 | 0 | 0 | 0 | 0 | 0 | 0 | 0 | 0 | 0 | 0 |  | 4017 | 1242-125 | [40 empty] | 0 | 0 | 0 |  |  |  | 0 | 5000000
1242-147 | 0 | 0 | 0 | 0 | 0% | 0% | 0% | 0 | 0 | 0 | 0 | 0 | 0 | 0 | 0 | 1242 | 0 | 0 | 0 | 0 | 0 | 0 | 0 | 0 | 0 | 0 | 0 | 0 | 0 | 0 | 0 | 0 | 0 | 0 |  | 4018 | 1242-147 | [40 empty] | 0 | 0 | 0 |  |  |  | 0 | 5000000
1242-148 | 0 | 0 | 0 | 0 | 0% | 0% | 0% | 0 | 0 | 0 | 0 | 0 | 0 | 0 | 0 | 1242 | 0 | 0 | 0 | 0 | 0 | 0 | 0 | 0 | 0 | 0 | 0 | 0 | 0 | 0 | 0 | 0 | 0 | 0 |  | 4019 | 1242-148 | [40 empty] | 0 | 0 | 0 |  |  |  | 0 | 5000000
1242-149AE | 0 | 0 | 0 | 0 | 0% | 0% | 0% | 0 | 0 | 0 | 0 | 0 | 0 | 0 | 0 | 1242 | 0 | 0 | 0 | 0 | 0 | 0 | 0 | 0 | 0 | 0 | 0 | 0 | 0 | 0 | 0 | 0 | 0 | 0 |  | 4020 | 1242-149AE | [40 empty] | 0 | 0 | 0 |  |  |  | 0 | 5000000
1242-151 | 0 | 0 | 0 | 0 | 0% | 0% | 0% | 0 | 0 | 0 | 0 | 0 | 0 | 0 | 0 | 1242 | 0 | 0 | 0 | 0 | 0 | 0 | 0 | 0 | 0 | 0 | 0 | 0 | 0 | 0 | 0 | 0 | 0 | 0 |  | 4021 | 1242-151 | [40 empty] | 0 | 0 | 0 |  |  |  | 0 | 5000000
1242-152AE | 0 | 0 | 0 | 0 | 0% | 0% | 0% | 0 | 0 | 0 | 0 | 0 | 0 | 0 | 0 | 1242 | 0 | 0 | 0 | 0 | 0 | 0 | 0 | 0 | 0 | 0 | 0 | 0 | 0 | 0 | 0 | 0 | 0 | 0 |  | 4022 | 1242-152AE | [40 empty] | 0 | 0 | 0 |  |  |  | 0 | 5000000
1242-154 | 0 | 0 | 0 | 0 | 0% | 0% | 0% | 0 | 0 | 0 | 0 | 0 | 0 | 0 | 0 | 1242 | 0 | 0 | 0 | 0 | 0 | 0 | 0 | 0 | 0 | 0 | 0 | 0 | 0 | 0 | 0 | 0 | 0 | 0 |  | 4023 | 1242-154 | [40 empty] | 0 | 0 | 0 |  |  |  | 0 | 5000000
1242-155 | 0 | 0 | 0 | 0 | 0% | 0% | 0% | 0 | 0 | 0 | 0 | 0 | 0 | 0 | 0 | 1242 | 0 | 0 | 0 | 0 | 0 | 0 | 0 | 0 | 0 | 0 | 0 | 0 | 0 | 0 | 0 | 0 | 0 | 0 |  | 4024 | 1242-155 | [40 empty] | 0 | 0 | 0 |  |  |  | 0 | 5000000
1242-156AE | 0 | 0 | 0 | 0 | 0% | 0% | 0% | 0 | 0 | 0 | 0 | 0 | 0 | 0 | 0 | 1242 | 0 | 0 | 0 | 0 | 0 | 0 | 0 | 0 | 0 | 0 | 0 | 0 | 0 | 0 | 0 | 0 | 0 | 0 |  | 4025 | 1242-156AE | [40 empty] | 0 | 0 | 0 |  |  |  | 0 | 5000000
1242-157 | 0 | 0 | 0 | 0 | 0% | 0% | 0% | 0 | 0 | 0 | 0 | 0 | 0 | 0 | 0 | 1242 | 0 | 0 | 0 | 0 | 0 | 0 | 0 | 0 | 0 | 0 | 0 | 0 | 0 | 0 | 0 | 0 | 0 | 0 |  | 4026 | 1242-157 | [40 empty] | 0 | 0 | 0 |  |  |  | 0 | 5000000
1243-157 | 0 | 0 | 0 | 0 | 0% | 0% | 0% | 0 | 0 | 0 | 0 | 0 | 0 | 0 | 0 | 1243 | 0 | 0 | 0 | 0 | 0 | 0 | 0 | 0 | 0 | 0 | 0 | 0 | 0 | 0 | 0 | 0 | 0 | 0 |  | 4027 | 1243-157 | [40 empty] | 0 | 0 | 0 |  |  |  | 0 | 5000000
1243-50F | 0 | 0 | 0 | 0 | 0% | 0% | 0% | 0 | 0 | 0 | 0 | 0 | 0 | 0 | 0 | 1243 | 0 | 0 | 0 | 0 | 0 | 0 | 0 | 0 | 0 | 0 | 0 | 0 | 0 | 0 | 0 | 0 | 0 | 0 |  | 4028 | 1243-50F | [40 empty] | 0 | 0 | 0 |  |  |  | 0 | 5000000
1244-11 | 0 | 0 | 0 | 0 | 0% | 0% | 0% | 0 | 0 | 0 | 0 | 0 | 0 | 0 | 0 | 1244 | 0 | 0 | 0 | 0 | 0 | 0 | 0 | 0 | 0 | 0 | 0 | 0 | 0 | 0 | 0 | 0 | 0 | 0 |  | 4029 | 1244-11 | [40 empty] | 0 | 0 | 0 |  |  |  | 0 | 5000000
1244-12F | 0 | 0 | 0 | 0 | 0% | 0% | 0% | 0 | 0 | 0 | 0 | 0 | 0 | 0 | 0 | 1244 | 0 | 0 | 0 | 0 | 0 | 0 | 0 | 0 | 0 | 0 | 0 | 0 | 0 | 0 | 0 | 0 | 0 | 0 |  | 4030 | 1244-12F | [40 empty] | 0 | 0 | 0 |  |  |  | 0 | 5000000
1244-13 | 0 | 0 | 0 | 0 | 0% | 0% | 0% | 0 | 0 | 0 | 0 | 0 | 0 | 0 | 0 | 1244 | 0 | 0 | 0 | 0 | 0 | 0 | 0 | 0 | 0 | 0 | 0 | 0 | 0 | 0 | 0 | 0 | 0 | 0 |  | 4031 | 1244-13 | [40 empty] | 0 | 0 | 0 |  |  |  | 0 | 5000000
1266-305F | 0 | 0 | 0 | 0 | 0% | 0% | 0% | 0 | 0 | 0 | 0 | 0 | 0 | 0 | 0 | 1266 | 0 | 0 | 0 | 0 | 0 | 0 | 0 | 0 | 0 | 0 | 0 | 0 | 0 | 0 | 0 | 0 | 0 | 0 |  | 4032 | 1266-305F | [40 empty] | 0 | 0 | 0 |  |  |  | 0 | 5000000
127-37 | 0 | 0 | 0 | 0 | 0% | 0% | 0% | 0 | 0 | 0 | 0 | 0 | 0 | 0 | 0 | 127 | 0 | 0 | 0 | 0 | 0 | 0 | 0 | 0 | 0 | 0 | 0 | 0 | 0 | 0 | 0 | 0 | 0 | 0 |  | 4033 | 127-37 | [40 empty] | 0 | 0 | 0 |  |  |  | 0 | 5000000
1299-3 | 0 | 0 | 0 | 0 | 0% | 0% | 0% | 0 | 0 | 0 | 0 | 0 | 0 | 0 | 0 | 1299 | 0 | 0 | 0 | 0 | 0 | 0 | 0 | 0 | 0 | 0 | 0 | 0 | 0 | 0 | 0 | 0 | 0 | 0 |  | 4034 | 1299-3 | [40 empty] | 0 | 0 | 0 |  |  |  | 0 | 5000000
131-178AE | 0 | 0 | 0 | 0 | 0% | 0% | 0% | 0 | 0 | 0 | 0 | 0 | 0 | 0 | 0 | 131 | 0 | 0 | 0 | 0 | 0 | 0 | 0 | 0 | 0 | 0 | 0 | 0 | 0 | 0 | 0 | 0 | 0 | 0 |  | 4035 | 131-178AE | [40 empty] | 0 | 0 | 0 |  |  |  | 0 | 5000000
131-179 | 0 | 0 | 0 | 0 | 0% | 0% | 0% | 0 | 0 | 0 | 0 | 0 | 0 | 0 | 0 | 131 | 0 | 0 | 0 | 0 | 0 | 0 | 0 | 0 | 0 | 0 | 0 | 0 | 0 | 0 | 0 | 0 | 0 | 0 |  | 4036 | 131-179 | [40 empty] | 0 | 0 | 0 |  |  |  | 0 | 5000000
131-180AE | 0 | 0 | 0 | 0 | 0% | 0% | 0% | 0 | 0 | 0 | 0 | 0 | 0 | 0 | 0 | 131 | 0 | 0 | 0 | 0 | 0 | 0 | 0 | 0 | 0 | 0 | 0 | 0 | 0 | 0 | 0 | 0 | 0 | 0 |  | 4037 | 131-180AE | [40 empty] | 0 | 0 | 0 |  |  |  | 0 | 5000000
131-181 | 0 | 0 | 0 | 0 | 0% | 0% | 0% | 0 | 0 | 0 | 0 | 0 | 0 | 0 | 0 | 131 | 0 | 0 | 0 | 0 | 0 | 0 | 0 | 0 | 0 | 0 | 0 | 0 | 0 | 0 | 0 | 0 | 0 | 0 |  | 4038 | 131-181 | [40 empty] | 0 | 0 | 0 |  |  |  | 0 | 5000000
131-227 | 0 | 0 | 0 | 0 | 0% | 0% | 0% | 0 | 0 | 0 | 0 | 0 | 0 | 0 | 0 | 131 | 0 | 0 | 0 | 0 | 0 | 0 | 0 | 0 | 0 | 0 | 0 | 0 | 0 | 0 | 0 | 0 | 0 | 0 |  | 4039 | 131-227 | [40 empty] | 0 | 0 | 0 |  |  |  | 0 | 5000000
131-228 | 0 | 0 | 0 | 0 | 0% | 0% | 0% | 0 | 0 | 0 | 0 | 0 | 0 | 0 | 0 | 131 | 0 | 0 | 0 | 0 | 0 | 0 | 0 | 0 | 0 | 0 | 0 | 0 | 0 | 0 | 0 | 0 | 0 | 0 |  | 4040 | 131-228 | [40 empty] | 0 | 0 | 0 |  |  |  | 0 | 5000000
131-230 | 0 | 0 | 0 | 0 | 0% | 0% | 0% | 0 | 0 | 0 | 0 | 0 | 0 | 0 | 0 | 131 | 0 | 0 | 0 | 0 | 0 | 0 | 0 | 0 | 0 | 0 | 0 | 0 | 0 | 0 | 0 | 0 | 0 | 0 |  | 4041 | 131-230 | [40 empty] | 0 | 0 | 0 |  |  |  | 0 | 5000000
131-230F | 0 | 0 | 0 | 0 | 0% | 0% | 0% | 0 | 0 | 0 | 0 | 0 | 0 | 0 | 0 | 131 | 0 | 0 | 0 | 0 | 0 | 0 | 0 | 0 | 0 | 0 | 0 | 0 | 0 | 0 | 0 | 0 | 0 | 0 |  | 4042 | 131-230F | [40 empty] | 0 | 0 | 0 |  |  |  | 0 | 5000000
131-231 | 0 | 0 | 0 | 0 | 0% | 0% | 0% | 0 | 0 | 0 | 0 | 0 | 0 | 0 | 0 | 131 | 0 | 0 | 0 | 0 | 0 | 0 | 0 | 0 | 0 | 0 | 0 | 0 | 0 | 0 | 0 | 0 | 0 | 0 |  | 4043 | 131-231 | [40 empty] | 0 | 0 | 0 |  |  |  | 0 | 5000000
131-231F | 0 | 0 | 0 | 0 | 0% | 0% | 0% | 0 | 0 | 0 | 0 | 0 | 0 | 0 | 0 | 131 | 0 | 0 | 0 | 0 | 0 | 0 | 0 | 0 | 0 | 0 | 0 | 0 | 0 | 0 | 0 | 0 | 0 | 0 |  | 4044 | 131-231F | [40 empty] | 0 | 0 | 0 |  |  |  | 0 | 5000000
131-232 | 0 | 0 | 0 | 0 | 0% | 0% | 0% | 0 | 0 | 0 | 0 | 0 | 0 | 0 | 0 | 131 | 0 | 0 | 0 | 0 | 0 | 0 | 0 | 0 | 0 | 0 | 0 | 0 | 0 | 0 | 0 | 0 | 0 | 0 |  | 4045 | 131-232 | [40 empty] | 0 | 0 | 0 |  |  |  | 0 | 5000000
131-232F | 0 | 0 | 0 | 0 | 0% | 0% | 0% | 0 | 0 | 0 | 0 | 0 | 0 | 0 | 0 | 131 | 0 | 0 | 0 | 0 | 0 | 0 | 0 | 0 | 0 | 0 | 0 | 0 | 0 | 0 | 0 | 0 | 0 | 0 |  | 4046 | 131-232F | [40 empty] | 0 | 0 | 0 |  |  |  | 0 | 5000000
132-157 | 0 | 0 | 0 | 0 | 0% | 0% | 0% | 0 | 0 | 0 | 0 | 0 | 0 | 0 | 0 | 132 | 0 | 0 | 0 | 0 | 0 | 0 | 0 | 0 | 0 | 0 | 0 | 0 | 0 | 0 | 0 | 0 | 0 | 0 |  | 4047 | 132-157 | [40 empty] | 0 | 0 | 0 |  |  |  | 0 | 5000000
132-157F | 0 | 0 | 0 | 0 | 0% | 0% | 0% | 0 | 0 | 0 | 0 | 0 | 0 | 0 | 0 | 132 | 0 | 0 | 0 | 0 | 0 | 0 | 0 | 0 | 0 | 0 | 0 | 0 | 0 | 0 | 0 | 0 | 0 | 0 |  | 4048 | 132-157F | [40 empty] | 0 | 0 | 0 |  |  |  | 0 | 5000000
132-158 | 0 | 0 | 0 | 0 | 0% | 0% | 0% | 0 | 0 | 0 | 0 | 0 | 0 | 0 | 0 | 132 | 0 | 0 | 0 | 0 | 0 | 0 | 0 | 0 | 0 | 0 | 0 | 0 | 0 | 0 | 0 | 0 | 0 | 0 |  | 4049 | 132-158 | [40 empty] | 0 | 0 | 0 |  |  |  | 0 | 5000000
132-158F | 0 | 0 | 0 | 0 | 0% | 0% | 0% | 0 | 0 | 0 | 0 | 0 | 0 | 0 | 0 | 132 | 0 | 0 | 0 | 0 | 0 | 0 | 0 | 0 | 0 | 0 | 0 | 0 | 0 | 0 | 0 | 0 | 0 | 0 |  | 4050 | 132-158F | [40 empty] | 0 | 0 | 0 |  |  |  | 0 | 5000000
132-28 | 0 | 0 | 0 | 0 | 0% | 0% | 0% | 0 | 0 | 0 | 0 | 0 | 0 | 0 | 0 | 132 | 0 | 0 | 0 | 0 | 0 | 0 | 0 | 0 | 0 | 0 | 0 | 0 | 0 | 0 | 0 | 0 | 0 | 0 |  | 4051 | 132-28 | [40 empty] | 0 | 0 | 0 |  |  |  | 0 | 5000000
132-288 | 0 | 0 | 0 | 0 | 0% | 0% | 0% | 0 | 0 | 0 | 0 | 0 | 0 | 0 | 0 | 132 | 0 | 0 | 0 | 0 | 0 | 0 | 0 | 0 | 0 | 0 | 0 | 0 | 0 | 0 | 0 | 0 | 0 | 0 |  | 4052 | 132-288 | [40 empty] | 0 | 0 | 0 |  |  |  | 0 | 5000000
132-289F | 0 | 0 | 0 | 0 | 0% | 0% | 0% | 0 | 0 | 0 | 0 | 0 | 0 | 0 | 0 | 132 | 0 | 0 | 0 | 0 | 0 | 0 | 0 | 0 | 0 | 0 | 0 | 0 | 0 | 0 | 0 | 0 | 0 | 0 |  | 4053 | 132-289F | [40 empty] | 0 | 0 | 0 |  |  |  | 0 | 5000000
132-29 | 0 | 0 | 0 | 0 | 0% | 0% | 0% | 0 | 0 | 0 | 0 | 0 | 0 | 0 | 0 | 132 | 0 | 0 | 0 | 0 | 0 | 0 | 0 | 0 | 0 | 0 | 0 | 0 | 0 | 0 | 0 | 0 | 0 | 0 |  | 4054 | 132-29 | [40 empty] | 0 | 0 | 0 |  |  |  | 0 | 5000000
132-290F | 0 | 0 | 0 | 0 | 0% | 0% | 0% | 0 | 0 | 0 | 0 | 0 | 0 | 0 | 0 | 132 | 0 | 0 | 0 | 0 | 0 | 0 | 0 | 0 | 0 | 0 | 0 | 0 | 0 | 0 | 0 | 0 | 0 | 0 |  | 4055 | 132-290F | [40 empty] | 0 | 0 | 0 |  |  |  | 0 | 5000000
132-291F | 0 | 0 | 0 | 0 | 0% | 0% | 0% | 0 | 0 | 0 | 0 | 0 | 0 | 0 | 0 | 132 | 0 | 0 | 0 | 0 | 0 | 0 | 0 | 0 | 0 | 0 | 0 | 0 | 0 | 0 | 0 | 0 | 0 | 0 |  | 4056 | 132-291F | [40 empty] | 0 | 0 | 0 |  |  |  | 0 | 5000000
132-30 | 0 | 0 | 0 | 0 | 0% | 0% | 0% | 0 | 0 | 0 | 0 | 0 | 0 | 0 | 0 | 132 | 0 | 0 | 0 | 0 | 0 | 0 | 0 | 0 | 0 | 0 | 0 | 0 | 0 | 0 | 0 | 0 | 0 | 0 |  | 4057 | 132-30 | [40 empty] | 0 | 0 | 0 |  |  |  | 0 | 5000000
132-38 | 0 | 0 | 0 | 0 | 0% | 0% | 0% | 0 | 0 | 0 | 0 | 0 | 0 | 0 | 0 | 132 | 0 | 0 | 0 | 0 | 0 | 0 | 0 | 0 | 0 | 0 | 0 | 0 | 0 | 0 | 0 | 0 | 0 | 0 |  | 4058 | 132-38 | [40 empty] | 0 | 0 | 0 |  |  |  | 0 | 5000000
132-39 | 0 | 0 | 0 | 0 | 0% | 0% | 0% | 0 | 0 | 0 | 0 | 0 | 0 | 0 | 0 | 132 | 0 | 0 | 0 | 0 | 0 | 0 | 0 | 0 | 0 | 0 | 0 | 0 | 0 | 0 | 0 | 0 | 0 | 0 |  | 4059 | 132-39 | [40 empty] | 0 | 0 | 0 |  |  |  | 0 | 5000000
132-41 | 0 | 0 | 0 | 0 | 0% | 0% | 0% | 0 | 0 | 0 | 0 | 0 | 0 | 0 | 0 | 132 | 0 | 0 | 0 | 0 | 0 | 0 | 0 | 0 | 0 | 0 | 0 | 0 | 0 | 0 | 0 | 0 | 0 | 0 |  | 4060 | 132-41 | [40 empty] | 0 | 0 | 0 |  |  |  | 0 | 5000000
132-41F | 0 | 0 | 0 | 0 | 0% | 0% | 0% | 0 | 0 | 0 | 0 | 0 | 0 | 0 | 0 | 132 | 0 | 0 | 0 | 0 | 0 | 0 | 0 | 0 | 0 | 0 | 0 | 0 | 0 | 0 | 0 | 0 | 0 | 0 |  | 4061 | 132-41F | [40 empty] | 0 | 0 | 0 |  |  |  | 0 | 5000000
132-42 | 0 | 0 | 0 | 0 | 0% | 0% | 0% | 0 | 0 | 0 | 0 | 0 | 0 | 0 | 0 | 132 | 0 | 0 | 0 | 0 | 0 | 0 | 0 | 0 | 0 | 0 | 0 | 0 | 0 | 0 | 0 | 0 | 0 | 0 |  | 4062 | 132-42 | [40 empty] | 0 | 0 | 0 |  |  |  | 0 | 5000000
132-42F | 0 | 0 | 0 | 0 | 0% | 0% | 0% | 0 | 0 | 0 | 0 | 0 | 0 | 0 | 0 | 132 | 0 | 0 | 0 | 0 | 0 | 0 | 0 | 0 | 0 | 0 | 0 | 0 | 0 | 0 | 0 | 0 | 0 | 0 |  | 4063 | 132-42F | [40 empty] | 0 | 0 | 0 |  |  |  | 0 | 5000000
130-12 | 0 | 0 | 0 | 0 | 0% | 0% | 0% | 0 | 0 | 0 | 0 | 0 | 0 | 0 | 0 | 130 | 0 | 0 | 0 | 0 | 0 | 0 | 0 | 0 | 0 | 0 | 0 | 0 | 0 | 0 | 0 | 0 | 0 | 0 |  | 4064 | 130-12 | [40 empty] | 0 | 0 | 0 |  |  |  | 0 | 5000000
1299-2F | 0 | 0 | 0 | 0 | 0% | 0% | 0% | 0 | 0 | 0 | 0 | 0 | 0 | 0 | 0 | 1299 | 0 | 0 | 0 | 0 | 0 | 0 | 0 | 0 | 0 | 0 | 0 | 0 | 0 | 0 | 0 | 0 | 0 | 0 |  | 4065 | 1299-2F | [40 empty] | 0 | 0 | 0 |  |  |  | 0 | 5000000
127-37F | 0 | 0 | 0 | 0 | 0% | 0% | 0% | 0 | 0 | 0 | 0 | 0 | 0 | 0 | 0 | 127 | 0 | 0 | 0 | 0 | 0 | 0 | 0 | 0 | 0 | 0 | 0 | 0 | 0 | 0 | 0 | 0 | 0 | 0 |  | 4066 | 127-37F | [40 empty] | 0 | 0 | 0 |  |  |  | 0 | 5000000
1299-1 | 0 | 0 | 0 | 0 | 0% | 0% | 0% | 0 | 0 | 0 | 0 | 0 | 0 | 0 | 0 | 1299 | 0 | 0 | 0 | 0 | 0 | 0 | 0 | 0 | 0 | 0 | 0 | 0 | 0 | 0 | 0 | 0 | 0 | 0 |  | 4067 | 1299-1 | [40 empty] | 0 | 0 | 0 |  |  |  | 0 | 5000000
127-38 | 0 | 0 | 0 | 0 | 0% | 0% | 0% | 0 | 0 | 0 | 0 | 0 | 0 | 0 | 0 | 127 | 0 | 0 | 0 | 0 | 0 | 0 | 0 | 0 | 0 | 0 | 0 | 0 | 0 | 0 | 0 | 0 | 0 | 0 |  | 4068 | 127-38 | [40 empty] | 0 | 0 | 0 |  |  |  | 0 | 5000000
127-38F | 0 | 0 | 0 | 0 | 0% | 0% | 0% | 0 | 0 | 0 | 0 | 0 | 0 | 0 | 0 | 127 | 0 | 0 | 0 | 0 | 0 | 0 | 0 | 0 | 0 | 0 | 0 | 0 | 0 | 0 | 0 | 0 | 0 | 0 |  | 4069 | 127-38F | [40 empty] | 0 | 0 | 0 |  |  |  | 0 | 5000000
127-39 | 0 | 0 | 0 | 0 | 0% | 0% | 0% | 0 | 0 | 0 | 0 | 0 | 0 | 0 | 0 | 127 | 0 | 0 | 0 | 0 | 0 | 0 | 0 | 0 | 0 | 0 | 0 | 0 | 0 | 0 | 0 | 0 | 0 | 0 |  | 4070 | 127-39 | [40 empty] | 0 | 0 | 0 |  |  |  | 0 | 5000000
127-40 | 0 | 0 | 0 | 0 | 0% | 0% | 0% | 0 | 0 | 0 | 0 | 0 | 0 | 0 | 0 | 127 | 0 | 0 | 0 | 0 | 0 | 0 | 0 | 0 | 0 | 0 | 0 | 0 | 0 | 0 | 0 | 0 | 0 | 0 |  | 4071 | 127-40 | [40 empty] | 0 | 0 | 0 |  |  |  | 0 | 5000000
127-41 | 0 | 0 | 0 | 0 | 0% | 0% | 0% | 0 | 0 | 0 | 0 | 0 | 0 | 0 | 0 | 127 | 0 | 0 | 0 | 0 | 0 | 0 | 0 | 0 | 0 | 0 | 0 | 0 | 0 | 0 | 0 | 0 | 0 | 0 |  | 4072 | 127-41 | [40 empty] | 0 | 0 | 0 |  |  |  | 0 | 5000000
127-41F | 0 | 0 | 0 | 0 | 0% | 0% | 0% | 0 | 0 | 0 | 0 | 0 | 0 | 0 | 0 | 127 | 0 | 0 | 0 | 0 | 0 | 0 | 0 | 0 | 0 | 0 | 0 | 0 | 0 | 0 | 0 | 0 | 0 | 0 |  | 4073 | 127-41F | [40 empty] | 0 | 0 | 0 |  |  |  | 0 | 5000000
127-42 | 0 | 0 | 0 | 0 | 0% | 0% | 0% | 0 | 0 | 0 | 0 | 0 | 0 | 0 | 0 | 127 | 0 | 0 | 0 | 0 | 0 | 0 | 0 | 0 | 0 | 0 | 0 | 0 | 0 | 0 | 0 | 0 | 0 | 0 |  | 4074 | 127-42 | [40 empty] | 0 | 0 | 0 |  |  |  | 0 | 5000000
1283-1 | 0 | 0 | 0 | 0 | 0% | 0% | 0% | 0 | 0 | 0 | 0 | 0 | 0 | 0 | 0 | 1283 | 0 | 0 | 0 | 0 | 0 | 0 | 0 | 0 | 0 | 0 | 0 | 0 | 0 | 0 | 0 | 0 | 0 | 0 |  | 4075 | 1283-1 | [40 empty] | 0 | 0 | 0 |  |  |  | 0 | 5000000
1283-2F | 0 | 0 | 0 | 0 | 0% | 0% | 0% | 0 | 0 | 0 | 0 | 0 | 0 | 0 | 0 | 1283 | 0 | 0 | 0 | 0 | 0 | 0 | 0 | 0 | 0 | 0 | 0 | 0 | 0 | 0 | 0 | 0 | 0 | 0 |  | 4076 | 1283-2F | [40 empty] | 0 | 0 | 0 |  |  |  | 0 | 5000000
1283-4F | 0 | 0 | 0 | 0 | 0% | 0% | 0% | 0 | 0 | 0 | 0 | 0 | 0 | 0 | 0 | 1283 | 0 | 0 | 0 | 0 | 0 | 0 | 0 | 0 | 0 | 0 | 0 | 0 | 0 | 0 | 0 | 0 | 0 | 0 |  | 4077 | 1283-4F | [40 empty] | 0 | 0 | 0 |  |  |  | 0 | 5000000
1284-401F | 0 | 0 | 0 | 0 | 0% | 0% | 0% | 0 | 0 | 0 | 0 | 0 | 0 | 0 | 0 | 1284 | 0 | 0 | 0 | 0 | 0 | 0 | 0 | 0 | 0 | 0 | 0 | 0 | 0 | 0 | 0 | 0 | 0 | 0 |  | 4078 | 1284-401F | [40 empty] | 0 | 0 | 0 |  |  |  | 0 | 5000000
1284-402F | 0 | 0 | 0 | 0 | 0% | 0% | 0% | 0 | 0 | 0 | 0 | 0 | 0 | 0 | 0 | 1284 | 0 | 0 | 0 | 0 | 0 | 0 | 0 | 0 | 0 | 0 | 0 | 0 | 0 | 0 | 0 | 0 | 0 | 0 |  | 4079 | 1284-402F | [40 empty] | 0 | 0 | 0 |  |  |  | 0 | 5000000
1284-403 | 0 | 0 | 0 | 0 | 0% | 0% | 0% | 0 | 0 | 0 | 0 | 0 | 0 | 0 | 0 | 1284 | 0 | 0 | 0 | 0 | 0 | 0 | 0 | 0 | 0 | 0 | 0 | 0 | 0 | 0 | 0 | 0 | 0 | 0 |  | 4080 | 1284-403 | [40 empty] | 0 | 0 | 0 |  |  |  | 0 | 5000000
1284-408F | 0 | 0 | 0 | 0 | 0% | 0% | 0% | 0 | 0 | 0 | 0 | 0 | 0 | 0 | 0 | 1284 | 0 | 0 | 0 | 0 | 0 | 0 | 0 | 0 | 0 | 0 | 0 | 0 | 0 | 0 | 0 | 0 | 0 | 0 |  | 4081 | 1284-408F | [40 empty] | 0 | 0 | 0 |  |  |  | 0 | 5000000
1284-409 | 0 | 0 | 0 | 0 | 0% | 0% | 0% | 0 | 0 | 0 | 0 | 0 | 0 | 0 | 0 | 1284 | 0 | 0 | 0 | 0 | 0 | 0 | 0 | 0 | 0 | 0 | 0 | 0 | 0 | 0 | 0 | 0 | 0 | 0 |  | 4082 | 1284-409 | [40 empty] | 0 | 0 | 0 |  |  |  | 0 | 5000000
1284-411 | 0 | 0 | 0 | 0 | 0% | 0% | 0% | 0 | 0 | 0 | 0 | 0 | 0 | 0 | 0 | 1284 | 0 | 0 | 0 | 0 | 0 | 0 | 0 | 0 | 0 | 0 | 0 | 0 | 0 | 0 | 0 | 0 | 0 | 0 |  | 4083 | 1284-411 | [40 empty] | 0 | 0 | 0 |  |  |  | 0 | 5000000
1286-26 | 0 | 0 | 0 | 0 | 0% | 0% | 0% | 0 | 0 | 0 | 0 | 0 | 0 | 0 | 0 | 1286 | 0 | 0 | 0 | 0 | 0 | 0 | 0 | 0 | 0 | 0 | 0 | 0 | 0 | 0 | 0 | 0 | 0 | 0 |  | 4084 | 1286-26 | [40 empty] | 0 | 0 | 0 |  |  |  | 0 | 5000000
1286-27 | 0 | 0 | 0 | 0 | 0% | 0% | 0% | 0 | 0 | 0 | 0 | 0 | 0 | 0 | 0 | 1286 | 0 | 0 | 0 | 0 | 0 | 0 | 0 | 0 | 0 | 0 | 0 | 0 | 0 | 0 | 0 | 0 | 0 | 0 |  | 4085 | 1286-27 | [40 empty] | 0 | 0 | 0 |  |  |  | 0 | 5000000
1286-346F | 0 | 0 | 0 | 0 | 0% | 0% | 0% | 0 | 0 | 0 | 0 | 0 | 0 | 0 | 0 | 1286 | 0 | 0 | 0 | 0 | 0 | 0 | 0 | 0 | 0 | 0 | 0 | 0 | 0 | 0 | 0 | 0 | 0 | 0 |  | 4086 | 1286-346F | [40 empty] | 0 | 0 | 0 |  |  |  | 0 | 5000000
1286-347F | 0 | 0 | 0 | 0 | 0% | 0% | 0% | 0 | 0 | 0 | 0 | 0 | 0 | 0 | 0 | 1286 | 0 | 0 | 0 | 0 | 0 | 0 | 0 | 0 | 0 | 0 | 0 | 0 | 0 | 0 | 0 | 0 | 0 | 0 |  | 4087 | 1286-347F | [40 empty] | 0 | 0 | 0 |  |  |  | 0 | 5000000
1286-348F | 0 | 0 | 0 | 0 | 0% | 0% | 0% | 0 | 0 | 0 | 0 | 0 | 0 | 0 | 0 | 1286 | 0 | 0 | 0 | 0 | 0 | 0 | 0 | 0 | 0 | 0 | 0 | 0 | 0 | 0 | 0 | 0 | 0 | 0 |  | 4088 | 1286-348F | [40 empty] | 0 | 0 | 0 |  |  |  | 0 | 5000000
1286-349 | 0 | 0 | 0 | 0 | 0% | 0% | 0% | 0 | 0 | 0 | 0 | 0 | 0 | 0 | 0 | 1286 | 0 | 0 | 0 | 0 | 0 | 0 | 0 | 0 | 0 | 0 | 0 | 0 | 0 | 0 | 0 | 0 | 0 | 0 |  | 4089 | 1286-349 | [40 empty] | 0 | 0 | 0 |  |  |  | 0 | 5000000
1286-357 | 0 | 0 | 0 | 0 | 0% | 0% | 0% | 0 | 0 | 0 | 0 | 0 | 0 | 0 | 0 | 1286 | 0 | 0 | 0 | 0 | 0 | 0 | 0 | 0 | 0 | 0 | 0 | 0 | 0 | 0 | 0 | 0 | 0 | 0 |  | 4090 | 1286-357 | [40 empty] | 0 | 0 | 0 |  |  |  | 0 | 5000000
1286-358F | 0 | 0 | 0 | 0 | 0% | 0% | 0% | 0 | 0 | 0 | 0 | 0 | 0 | 0 | 0 | 1286 | 0 | 0 | 0 | 0 | 0 | 0 | 0 | 0 | 0 | 0 | 0 | 0 | 0 | 0 | 0 | 0 | 0 | 0 |  | 4091 | 1286-358F | [40 empty] | 0 | 0 | 0 |  |  |  | 0 | 5000000
1286-359F | 0 | 0 | 0 | 0 | 0% | 0% | 0% | 0 | 0 | 0 | 0 | 0 | 0 | 0 | 0 | 1286 | 0 | 0 | 0 | 0 | 0 | 0 | 0 | 0 | 0 | 0 | 0 | 0 | 0 | 0 | 0 | 0 | 0 | 0 |  | 4092 | 1286-359F | [40 empty] | 0 | 0 | 0 |  |  |  | 0 | 5000000
1287-39 | 0 | 0 | 0 | 0 | 0% | 0% | 0% | 0 | 0 | 0 | 0 | 0 | 0 | 0 | 0 | 1287 | 0 | 0 | 0 | 0 | 0 | 0 | 0 | 0 | 0 | 0 | 0 | 0 | 0 | 0 | 0 | 0 | 0 | 0 |  | 4093 | 1287-39 | [40 empty] | 0 | 0 | 0 |  |  |  | 0 | 5000000
1287-40F | 0 | 0 | 0 | 0 | 0% | 0% | 0% | 0 | 0 | 0 | 0 | 0 | 0 | 0 | 0 | 1287 | 0 | 0 | 0 | 0 | 0 | 0 | 0 | 0 | 0 | 0 | 0 | 0 | 0 | 0 | 0 | 0 | 0 | 0 |  | 4094 | 1287-40F | [40 empty] | 0 | 0 | 0 |  |  |  | 0 | 5000000
1297-33 | 0 | 0 | 0 | 0 | 0% | 0% | 0% | 0 | 0 | 0 | 0 | 0 | 0 | 0 | 0 | 1297 | 0 | 0 | 0 | 0 | 0 | 0 | 0 | 0 | 0 | 0 | 0 | 0 | 0 | 0 | 0 | 0 | 0 | 0 |  | 4095 | 1297-33 | [40 empty] | 0 | 0 | 0 |  |  |  | 0 | 5000000
1233-265 | 0 | 0 | 0 | 0 | 0% | 0% | 0% | 0 | 0 | 0 | 0 | 0 | 0 | 0 | 0 | 1233 | 0 | 0 | 0 | 0 | 0 | 0 | 0 | 0 | 0 | 0 | 0 | 0 | 0 | 0 | 0 | 0 | 0 | 0 |  | 4096 | 1233-265 | [40 empty] | 0 | 0 | 0 |  |  |  | 0 | 5000000
123-455F | 0 | 0 | 0 | 0 | 0% | 0% | 0% | 0 | 0 | 0 | 0 | 0 | 0 | 0 | 0 | 123 | 0 | 0 | 0 | 0 | 0 | 0 | 0 | 0 | 0 | 0 | 0 | 0 | 0 | 0 | 0 | 0 | 0 | 0 |  | 4097 | 123-455F | [40 empty] | 0 | 0 | 0 |  |  |  | 0 | 5000000
118-11 | 0 | 0 | 0 | 0 | 0% | 0% | 0% | 0 | 0 | 0 | 0 | 0 | 0 | 0 | 0 | 118 | 0 | 0 | 0 | 0 | 0 | 0 | 0 | 0 | 0 | 0 | 0 | 0 | 0 | 0 | 0 | 0 | 0 | 0 |  | 4098 | 118-11 | [40 empty] | 0 | 0 | 0 |  |  |  | 0 | 5000000
118-13 | 0 | 0 | 0 | 0 | 0% | 0% | 0% | 0 | 0 | 0 | 0 | 0 | 0 | 0 | 0 | 118 | 0 | 0 | 0 | 0 | 0 | 0 | 0 | 0 | 0 | 0 | 0 | 0 | 0 | 0 | 0 | 0 | 0 | 0 |  | 4099 | 118-13 | [40 empty] | 0 | 0 | 0 |  |  |  | 0 | 5000000
118-14F | 0 | 0 | 0 | 0 | 0% | 0% | 0% | 0 | 0 | 0 | 0 | 0 | 0 | 0 | 0 | 118 | 0 | 0 | 0 | 0 | 0 | 0 | 0 | 0 | 0 | 0 | 0 | 0 | 0 | 0 | 0 | 0 | 0 | 0 |  | 4100 | 118-14F | [40 empty] | 0 | 0 | 0 |  |  |  | 0 | 5000000
118-16F | 0 | 0 | 0 | 0 | 0% | 0% | 0% | 0 | 0 | 0 | 0 | 0 | 0 | 0 | 0 | 118 | 0 | 0 | 0 | 0 | 0 | 0 | 0 | 0 | 0 | 0 | 0 | 0 | 0 | 0 | 0 | 0 | 0 | 0 |  | 4101 | 118-16F | [40 empty] | 0 | 0 | 0 |  |  |  | 0 | 5000000
118-17 | 0 | 0 | 0 | 0 | 0% | 0% | 0% | 0 | 0 | 0 | 0 | 0 | 0 | 0 | 0 | 118 | 0 | 0 | 0 | 0 | 0 | 0 | 0 | 0 | 0 | 0 | 0 | 0 | 0 | 0 | 0 | 0 | 0 | 0 |  | 4102 | 118-17 | [40 empty] | 0 | 0 | 0 |  |  |  | 0 | 5000000
118-18F | 0 | 0 | 0 | 0 | 0% | 0% | 0% | 0 | 0 | 0 | 0 | 0 | 0 | 0 | 0 | 118 | 0 | 0 | 0 | 0 | 0 | 0 | 0 | 0 | 0 | 0 | 0 | 0 | 0 | 0 | 0 | 0 | 0 | 0 |  | 4103 | 118-18F | [40 empty] | 0 | 0 | 0 |  |  |  | 0 | 5000000
1180-1107 | 0 | 0 | 0 | 0 | 0% | 0% | 0% | 0 | 0 | 0 | 0 | 0 | 0 | 0 | 0 | 1180 | 0 | 0 | 0 | 0 | 0 | 0 | 0 | 0 | 0 | 0 | 0 | 0 | 0 | 0 | 0 | 0 | 0 | 0 |  | 4104 | 1180-1107 | [40 empty] | 0 | 0 | 0 |  |  |  | 0 | 5000000
1180-375 | 0 | 0 | 0 | 0 | 0% | 0% | 0% | 0 | 0 | 0 | 0 | 0 | 0 | 0 | 0 | 1180 | 0 | 0 | 0 | 0 | 0 | 0 | 0 | 0 | 0 | 0 | 0 | 0 | 0 | 0 | 0 | 0 | 0 | 0 |  | 4105 | 1180-375 | [40 empty] | 0 | 0 | 0 |  |  |  | 0 | 5000000
1181-301 | 0 | 0 | 0 | 0 | 0% | 0% | 0% | 0 | 0 | 0 | 0 | 0 | 0 | 0 | 0 | 1181 | 0 | 0 | 0 | 0 | 0 | 0 | 0 | 0 | 0 | 0 | 0 | 0 | 0 | 0 | 0 | 0 | 0 | 0 |  | 4106 | 1181-301 | [40 empty] | 0 | 0 | 0 |  |  |  | 0 | 5000000
1181-303F | 0 | 0 | 0 | 0 | 0% | 0% | 0% | 0 | 0 | 0 | 0 | 0 | 0 | 0 | 0 | 1181 | 0 | 0 | 0 | 0 | 0 | 0 | 0 | 0 | 0 | 0 | 0 | 0 | 0 | 0 | 0 | 0 | 0 | 0 |  | 4107 | 1181-303F | [40 empty] | 0 | 0 | 0 |  |  |  | 0 | 5000000
1181-304F | 0 | 0 | 0 | 0 | 0% | 0% | 0% | 0 | 0 | 0 | 0 | 0 | 0 | 0 | 0 | 1181 | 0 | 0 | 0 | 0 | 0 | 0 | 0 | 0 | 0 | 0 | 0 | 0 | 0 | 0 | 0 | 0 | 0 | 0 |  | 4108 | 1181-304F | [40 empty] | 0 | 0 | 0 |  |  |  | 0 | 5000000
119-30 | 0 | 0 | 0 | 0 | 0% | 0% | 0% | 0 | 0 | 0 | 0 | 0 | 0 | 0 | 0 | 119 | 0 | 0 | 0 | 0 | 0 | 0 | 0 | 0 | 0 | 0 | 0 | 0 | 0 | 0 | 0 | 0 | 0 | 0 |  | 4109 | 119-30 | [40 empty] | 0 | 0 | 0 |  |  |  | 0 | 5000000
119-31 | 0 | 0 | 0 | 0 | 0% | 0% | 0% | 0 | 0 | 0 | 0 | 0 | 0 | 0 | 0 | 119 | 0 | 0 | 0 | 0 | 0 | 0 | 0 | 0 | 0 | 0 | 0 | 0 | 0 | 0 | 0 | 0 | 0 | 0 |  | 4110 | 119-31 | [40 empty] | 0 | 0 | 0 |  |  |  | 0 | 5000000
119-32 | 0 | 0 | 0 | 0 | 0% | 0% | 0% | 0 | 0 | 0 | 0 | 0 | 0 | 0 | 0 | 119 | 0 | 0 | 0 | 0 | 0 | 0 | 0 | 0 | 0 | 0 | 0 | 0 | 0 | 0 | 0 | 0 | 0 | 0 |  | 4111 | 119-32 | [40 empty] | 0 | 0 | 0 |  |  |  | 0 | 5000000
119-36 | 0 | 0 | 0 | 0 | 0% | 0% | 0% | 0 | 0 | 0 | 0 | 0 | 0 | 0 | 0 | 119 | 0 | 0 | 0 | 0 | 0 | 0 | 0 | 0 | 0 | 0 | 0 | 0 | 0 | 0 | 0 | 0 | 0 | 0 |  | 4112 | 119-36 | [40 empty] | 0 | 0 | 0 |  |  |  | 0 | 5000000
119-37 | 0 | 0 | 0 | 0 | 0% | 0% | 0% | 0 | 0 | 0 | 0 | 0 | 0 | 0 | 0 | 119 | 0 | 0 | 0 | 0 | 0 | 0 | 0 | 0 | 0 | 0 | 0 | 0 | 0 | 0 | 0 | 0 | 0 | 0 |  | 4113 | 119-37 | [40 empty] | 0 | 0 | 0 |  |  |  | 0 | 5000000
119-38 | 0 | 0 | 0 | 0 | 0% | 0% | 0% | 0 | 0 | 0 | 0 | 0 | 0 | 0 | 0 | 119 | 0 | 0 | 0 | 0 | 0 | 0 | 0 | 0 | 0 | 0 | 0 | 0 | 0 | 0 | 0 | 0 | 0 | 0 |  | 4114 | 119-38 | [40 empty] | 0 | 0 | 0 |  |  |  | 0 | 5000000
119-40 | 0 | 0 | 0 | 0 | 0% | 0% | 0% | 0 | 0 | 0 | 0 | 0 | 0 | 0 | 0 | 119 | 0 | 0 | 0 | 0 | 0 | 0 | 0 | 0 | 0 | 0 | 0 | 0 | 0 | 0 | 0 | 0 | 0 | 0 |  | 4115 | 119-40 | [40 empty] | 0 | 0 | 0 |  |  |  | 0 | 5000000
119-40F | 0 | 0 | 0 | 0 | 0% | 0% | 0% | 0 | 0 | 0 | 0 | 0 | 0 | 0 | 0 | 119 | 0 | 0 | 0 | 0 | 0 | 0 | 0 | 0 | 0 | 0 | 0 | 0 | 0 | 0 | 0 | 0 | 0 | 0 |  | 4116 | 119-40F | [40 empty] | 0 | 0 | 0 |  |  |  | 0 | 5000000
119-41 | 0 | 0 | 0 | 0 | 0% | 0% | 0% | 0 | 0 | 0 | 0 | 0 | 0 | 0 | 0 | 119 | 0 | 0 | 0 | 0 | 0 | 0 | 0 | 0 | 0 | 0 | 0 | 0 | 0 | 0 | 0 | 0 | 0 | 0 |  | 4117 | 119-41 | [40 empty] | 0 | 0 | 0 |  |  |  | 0 | 5000000
119-41F | 0 | 0 | 0 | 0 | 0% | 0% | 0% | 0 | 0 | 0 | 0 | 0 | 0 | 0 | 0 | 119 | 0 | 0 | 0 | 0 | 0 | 0 | 0 | 0 | 0 | 0 | 0 | 0 | 0 | 0 | 0 | 0 | 0 | 0 |  | 4118 | 119-41F | [40 empty] | 0 | 0 | 0 |  |  |  | 0 | 5000000
120-270 | 0 | 0 | 0 | 0 | 0% | 0% | 0% | 0 | 0 | 0 | 0 | 0 | 0 | 0 | 0 | 120 | 0 | 0 | 0 | 0 | 0 | 0 | 0 | 0 | 0 | 0 | 0 | 0 | 0 | 0 | 0 | 0 | 0 | 0 |  | 4119 | 120-270 | [40 empty] | 0 | 0 | 0 |  |  |  | 0 | 5000000
120-844 | 0 | 0 | 0 | 0 | 0% | 0% | 0% | 0 | 0 | 0 | 0 | 0 | 0 | 0 | 0 | 120 | 0 | 0 | 0 | 0 | 0 | 0 | 0 | 0 | 0 | 0 | 0 | 0 | 0 | 0 | 0 | 0 | 0 | 0 |  | 4120 | 120-844 | [40 empty] | 0 | 0 | 0 |  |  |  | 0 | 5000000
120-846F | 0 | 0 | 0 | 0 | 0% | 0% | 0% | 0 | 0 | 0 | 0 | 0 | 0 | 0 | 0 | 120 | 0 | 0 | 0 | 0 | 0 | 0 | 0 | 0 | 0 | 0 | 0 | 0 | 0 | 0 | 0 | 0 | 0 | 0 |  | 4121 | 120-846F | [40 empty] | 0 | 0 | 0 |  |  |  | 0 | 5000000
1201-279 | 0 | 0 | 0 | 0 | 0% | 0% | 0% | 0 | 0 | 0 | 0 | 0 | 0 | 0 | 0 | 1201 | 0 | 0 | 0 | 0 | 0 | 0 | 0 | 0 | 0 | 0 | 0 | 0 | 0 | 0 | 0 | 0 | 0 | 0 |  | 4122 | 1201-279 | [40 empty] | 0 | 0 | 0 |  |  |  | 0 | 5000000
1201-281F | 0 | 0 | 0 | 0 | 0% | 0% | 0% | 0 | 0 | 0 | 0 | 0 | 0 | 0 | 0 | 1201 | 0 | 0 | 0 | 0 | 0 | 0 | 0 | 0 | 0 | 0 | 0 | 0 | 0 | 0 | 0 | 0 | 0 | 0 |  | 4123 | 1201-281F | [40 empty] | 0 | 0 | 0 |  |  |  | 0 | 5000000
1201-9 | 0 | 0 | 0 | 0 | 0% | 0% | 0% | 0 | 0 | 0 | 0 | 0 | 0 | 0 | 0 | 1201 | 0 | 0 | 0 | 0 | 0 | 0 | 0 | 0 | 0 | 0 | 0 | 0 | 0 | 0 | 0 | 0 | 0 | 0 |  | 4124 | 1201-9 | [40 empty] | 0 | 0 | 0 |  |  |  | 0 | 5000000
1202-22 | 0 | 0 | 0 | 0 | 0% | 0% | 0% | 0 | 0 | 0 | 0 | 0 | 0 | 0 | 0 | 1202 | 0 | 0 | 0 | 0 | 0 | 0 | 0 | 0 | 0 | 0 | 0 | 0 | 0 | 0 | 0 | 0 | 0 | 0 |  | 4125 | 1202-22 | [40 empty] | 0 | 0 | 0 |  |  |  | 0 | 5000000
1202-23 | 0 | 0 | 0 | 0 | 0% | 0% | 0% | 0 | 0 | 0 | 0 | 0 | 0 | 0 | 0 | 1202 | 0 | 0 | 0 | 0 | 0 | 0 | 0 | 0 | 0 | 0 | 0 | 0 | 0 | 0 | 0 | 0 | 0 | 0 |  | 4126 | 1202-23 | [40 empty] | 0 | 0 | 0 |  |  |  | 0 | 5000000
1202-25 | 0 | 0 | 0 | 0 | 0% | 0% | 0% | 0 | 0 | 0 | 0 | 0 | 0 | 0 | 0 | 1202 | 0 | 0 | 0 | 0 | 0 | 0 | 0 | 0 | 0 | 0 | 0 | 0 | 0 | 0 | 0 | 0 | 0 | 0 |  | 4127 | 1202-25 | [40 empty] | 0 | 0 | 0 |  |  |  | 0 | 5000000
118-12F | 0 | 0 | 0 | 0 | 0% | 0% | 0% | 0 | 0 | 0 | 0 | 0 | 0 | 0 | 0 | 118 | 0 | 0 | 0 | 0 | 0 | 0 | 0 | 0 | 0 | 0 | 0 | 0 | 0 | 0 | 0 | 0 | 0 | 0 |  | 4128 | 118-12F | [40 empty] | 0 | 0 | 0 |  |  |  | 0 | 5000000
1174-15F | 0 | 0 | 0 | 0 | 0% | 0% | 0% | 0 | 0 | 0 | 0 | 0 | 0 | 0 | 0 | 1174 | 0 | 0 | 0 | 0 | 0 | 0 | 0 | 0 | 0 | 0 | 0 | 0 | 0 | 0 | 0 | 0 | 0 | 0 |  | 4129 | 1174-15F | [40 empty] | 0 | 0 | 0 |  |  |  | 0 | 5000000
1202-8 | 0 | 0 | 0 | 0 | 0% | 0% | 0% | 0 | 0 | 0 | 0 | 0 | 0 | 0 | 0 | 1202 | 0 | 0 | 0 | 0 | 0 | 0 | 0 | 0 | 0 | 0 | 0 | 0 | 0 | 0 | 0 | 0 | 0 | 0 |  | 4130 | 1202-8 | [40 empty] | 0 | 0 | 0 |  |  |  | 0 | 5000000
1174-13 | 0 | 0 | 0 | 0 | 0% | 0% | 0% | 0 | 0 | 0 | 0 | 0 | 0 | 0 | 0 | 1174 | 0 | 0 | 0 | 0 | 0 | 0 | 0 | 0 | 0 | 0 | 0 | 0 | 0 | 0 | 0 | 0 | 0 | 0 |  | 4131 | 1174-13 | [40 empty] | 0 | 0 | 0 |  |  |  | 0 | 5000000
1161-8 | 0 | 0 | 0 | 0 | 0% | 0% | 0% | 0 | 0 | 0 | 0 | 0 | 0 | 0 | 0 | 1161 | 0 | 0 | 0 | 0 | 0 | 0 | 0 | 0 | 0 | 0 | 0 | 0 | 0 | 0 | 0 | 0 | 0 | 0 |  | 4132 | 1161-8 | [40 empty] | 0 | 0 | 0 |  |  |  | 0 | 5000000
1161-9F | 43953.2723 | 0 | 43953.2723 | 0 | 0% | 100% | 0% | 3579.2324 | 7467.5634 | 14.2135 | 2828.4135 | 736.6054 | 29.6544 | 5901.0857 | 1536.8233 | 1161 | 0.057681 | 0.057681 | 0.057681 | 762000.7883 | 174.5428 | 34733.1536 | 9045.5759 | 3025.9802 | 602155.1764 | 156819.6318 | 699949.0281 | 2779.5665 | 553120.0713 | 144049.3899 | 632538.5464 | 2511.8729 | 499850.349 | 130176.3245 |  | 4133 | 1161-9F | 43953.2723 | 40374.0399 | 36485.7089 | 0 | 0 | 0 | 43953.2723 | 40374.0399 | 36485.7089 | 0 | 174.5428 | 160.3293 | 144.8883 | 0 | 0 | 0 | 174.5428 | 160.3293 | 144.8883 | 0 | 9045.5759 | 8308.9705 | 7508.7527 | 0 | 0 | 0 | 9045.5759 | 8308.9705 | 7508.7527 | 0 | 34733.1536 | 31904.7401 | 28832.0679 | 0 | 0 | 0 | 34733.1536 | 31904.7401 | 28832.0679 | 0 | 0 | 0 | 0 | 0.057681 | 0.057681 | 0.057681 | 0 | 5000000
1162-386 | 0 | 0 | 0 | 0 | 0% | 0% | 0% | 0 | 0 | 0 | 0 | 0 | 0 | 0 | 0 | 1162 | 0 | 0 | 0 | 0 | 0 | 0 | 0 | 0 | 0 | 0 | 0 | 0 | 0 | 0 | 0 | 0 | 0 | 0 |  | 4134 | 1162-386 | [40 empty] | 0 | 0 | 0 |  |  |  | 0 | 5000000
117-11 | 0 | 0 | 0 | 0 | 0% | 0% | 0% | 0 | 0 | 0 | 0 | 0 | 0 | 0 | 0 | 117 | 0 | 0 | 0 | 0 | 0 | 0 | 0 | 0 | 0 | 0 | 0 | 0 | 0 | 0 | 0 | 0 | 0 | 0 |  | 4135 | 117-11 | [40 empty] | 0 | 0 | 0 |  |  |  | 0 | 5000000
117-13 | 0 | 0 | 0 | 0 | 0% | 0% | 0% | 0 | 0 | 0 | 0 | 0 | 0 | 0 | 0 | 117 | 0 | 0 | 0 | 0 | 0 | 0 | 0 | 0 | 0 | 0 | 0 | 0 | 0 | 0 | 0 | 0 | 0 | 0 |  | 4136 | 117-13 | [40 empty] | 0 | 0 | 0 |  |  |  | 0 | 5000000
117-13F | 0 | 0 | 0 | 0 | 0% | 0% | 0% | 0 | 0 | 0 | 0 | 0 | 0 | 0 | 0 | 117 | 0 | 0 | 0 | 0 | 0 | 0 | 0 | 0 | 0 | 0 | 0 | 0 | 0 | 0 | 0 | 0 | 0 | 0 |  | 4137 | 117-13F | [40 empty] | 0 | 0 | 0 |  |  |  | 0 | 5000000
117-14 | 0 | 0 | 0 | 0 | 0% | 0% | 0% | 0 | 0 | 0 | 0 | 0 | 0 | 0 | 0 | 117 | 0 | 0 | 0 | 0 | 0 | 0 | 0 | 0 | 0 | 0 | 0 | 0 | 0 | 0 | 0 | 0 | 0 | 0 |  | 4138 | 117-14 | [40 empty] | 0 | 0 | 0 |  |  |  | 0 | 5000000
117-14F | 0 | 0 | 0 | 0 | 0% | 0% | 0% | 0 | 0 | 0 | 0 | 0 | 0 | 0 | 0 | 117 | 0 | 0 | 0 | 0 | 0 | 0 | 0 | 0 | 0 | 0 | 0 | 0 | 0 | 0 | 0 | 0 | 0 | 0 |  | 4139 | 117-14F | [40 empty] | 0 | 0 | 0 |  |  |  | 0 | 5000000
117-15 | 0 | 0 | 0 | 0 | 0% | 0% | 0% | 0 | 0 | 0 | 0 | 0 | 0 | 0 | 0 | 117 | 0 | 0 | 0 | 0 | 0 | 0 | 0 | 0 | 0 | 0 | 0 | 0 | 0 | 0 | 0 | 0 | 0 | 0 |  | 4140 | 117-15 | [40 empty] | 0 | 0 | 0 |  |  |  | 0 | 5000000
117-15F | 0 | 0 | 0 | 0 | 0% | 0% | 0% | 0 | 0 | 0 | 0 | 0 | 0 | 0 | 0 | 117 | 0 | 0 | 0 | 0 | 0 | 0 | 0 | 0 | 0 | 0 | 0 | 0 | 0 | 0 | 0 | 0 | 0 | 0 |  | 4141 | 117-15F | [40 empty] | 0 | 0 | 0 |  |  |  | 0 | 5000000
117-28 | 0 | 0 | 0 | 0 | 0% | 0% | 0% | 0 | 0 | 0 | 0 | 0 | 0 | 0 | 0 | 117 | 0 | 0 | 0 | 0 | 0 | 0 | 0 | 0 | 0 | 0 | 0 | 0 | 0 | 0 | 0 | 0 | 0 | 0 |  | 4142 | 117-28 | [40 empty] | 0 | 0 | 0 |  |  |  | 0 | 5000000
117-29 | 0 | 0 | 0 | 0 | 0% | 0% | 0% | 0 | 0 | 0 | 0 | 0 | 0 | 0 | 0 | 117 | 0 | 0 | 0 | 0 | 0 | 0 | 0 | 0 | 0 | 0 | 0 | 0 | 0 | 0 | 0 | 0 | 0 | 0 |  | 4143 | 117-29 | [40 empty] | 0 | 0 | 0 |  |  |  | 0 | 5000000
117-31 | 0 | 0 | 0 | 0 | 0% | 0% | 0% | 0 | 0 | 0 | 0 | 0 | 0 | 0 | 0 | 117 | 0 | 0 | 0 | 0 | 0 | 0 | 0 | 0 | 0 | 0 | 0 | 0 | 0 | 0 | 0 | 0 | 0 | 0 |  | 4144 | 117-31 | [40 empty] | 0 | 0 | 0 |  |  |  | 0 | 5000000
117-31F | 0 | 0 | 0 | 0 | 0% | 0% | 0% | 0 | 0 | 0 | 0 | 0 | 0 | 0 | 0 | 117 | 0 | 0 | 0 | 0 | 0 | 0 | 0 | 0 | 0 | 0 | 0 | 0 | 0 | 0 | 0 | 0 | 0 | 0 |  | 4145 | 117-31F | [40 empty] | 0 | 0 | 0 |  |  |  | 0 | 5000000
117-32 | 0 | 0 | 0 | 0 | 0% | 0% | 0% | 0 | 0 | 0 | 0 | 0 | 0 | 0 | 0 | 117 | 0 | 0 | 0 | 0 | 0 | 0 | 0 | 0 | 0 | 0 | 0 | 0 | 0 | 0 | 0 | 0 | 0 | 0 |  | 4146 | 117-32 | [40 empty] | 0 | 0 | 0 |  |  |  | 0 | 5000000
117-32F | 0 | 0 | 0 | 0 | 0% | 0% | 0% | 0 | 0 | 0 | 0 | 0 | 0 | 0 | 0 | 117 | 0 | 0 | 0 | 0 | 0 | 0 | 0 | 0 | 0 | 0 | 0 | 0 | 0 | 0 | 0 | 0 | 0 | 0 |  | 4147 | 117-32F | [40 empty] | 0 | 0 | 0 |  |  |  | 0 | 5000000
117-33 | 0 | 0 | 0 | 0 | 0% | 0% | 0% | 0 | 0 | 0 | 0 | 0 | 0 | 0 | 0 | 117 | 0 | 0 | 0 | 0 | 0 | 0 | 0 | 0 | 0 | 0 | 0 | 0 | 0 | 0 | 0 | 0 | 0 | 0 |  | 4148 | 117-33 | [40 empty] | 0 | 0 | 0 |  |  |  | 0 | 5000000
117-33F | 0 | 0 | 0 | 0 | 0% | 0% | 0% | 0 | 0 | 0 | 0 | 0 | 0 | 0 | 0 | 117 | 0 | 0 | 0 | 0 | 0 | 0 | 0 | 0 | 0 | 0 | 0 | 0 | 0 | 0 | 0 | 0 | 0 | 0 |  | 4149 | 117-33F | [40 empty] | 0 | 0 | 0 |  |  |  | 0 | 5000000
117-34 | 0 | 0 | 0 | 0 | 0% | 0% | 0% | 0 | 0 | 0 | 0 | 0 | 0 | 0 | 0 | 117 | 0 | 0 | 0 | 0 | 0 | 0 | 0 | 0 | 0 | 0 | 0 | 0 | 0 | 0 | 0 | 0 | 0 | 0 |  | 4150 | 117-34 | [40 empty] | 0 | 0 | 0 |  |  |  | 0 | 5000000
117-35 | 0 | 0 | 0 | 0 | 0% | 0% | 0% | 0 | 0 | 0 | 0 | 0 | 0 | 0 | 0 | 117 | 0 | 0 | 0 | 0 | 0 | 0 | 0 | 0 | 0 | 0 | 0 | 0 | 0 | 0 | 0 | 0 | 0 | 0 |  | 4151 | 117-35 | [40 empty] | 0 | 0 | 0 |  |  |  | 0 | 5000000
117-36 | 0 | 0 | 0 | 0 | 0% | 0% | 0% | 0 | 0 | 0 | 0 | 0 | 0 | 0 | 0 | 117 | 0 | 0 | 0 | 0 | 0 | 0 | 0 | 0 | 0 | 0 | 0 | 0 | 0 | 0 | 0 | 0 | 0 | 0 |  | 4152 | 117-36 | [40 empty] | 0 | 0 | 0 |  |  |  | 0 | 5000000
117-37 | 0 | 0 | 0 | 0 | 0% | 0% | 0% | 0 | 0 | 0 | 0 | 0 | 0 | 0 | 0 | 117 | 0 | 0 | 0 | 0 | 0 | 0 | 0 | 0 | 0 | 0 | 0 | 0 | 0 | 0 | 0 | 0 | 0 | 0 |  | 4153 | 117-37 | [40 empty] | 0 | 0 | 0 |  |  |  | 0 | 5000000
117-44 | 0 | 0 | 0 | 0 | 0% | 0% | 0% | 0 | 0 | 0 | 0 | 0 | 0 | 0 | 0 | 117 | 0 | 0 | 0 | 0 | 0 | 0 | 0 | 0 | 0 | 0 | 0 | 0 | 0 | 0 | 0 | 0 | 0 | 0 |  | 4154 | 117-44 | [40 empty] | 0 | 0 | 0 |  |  |  | 0 | 5000000
117-45F | 0 | 0 | 0 | 0 | 0% | 0% | 0% | 0 | 0 | 0 | 0 | 0 | 0 | 0 | 0 | 117 | 0 | 0 | 0 | 0 | 0 | 0 | 0 | 0 | 0 | 0 | 0 | 0 | 0 | 0 | 0 | 0 | 0 | 0 |  | 4155 | 117-45F | [40 empty] | 0 | 0 | 0 |  |  |  | 0 | 5000000
117-46F | 0 | 0 | 0 | 0 | 0% | 0% | 0% | 0 | 0 | 0 | 0 | 0 | 0 | 0 | 0 | 117 | 0 | 0 | 0 | 0 | 0 | 0 | 0 | 0 | 0 | 0 | 0 | 0 | 0 | 0 | 0 | 0 | 0 | 0 |  | 4156 | 117-46F | [40 empty] | 0 | 0 | 0 |  |  |  | 0 | 5000000
1173-71 | 0 | 0 | 0 | 0 | 0% | 0% | 0% | 0 | 0 | 0 | 0 | 0 | 0 | 0 | 0 | 1173 | 0 | 0 | 0 | 0 | 0 | 0 | 0 | 0 | 0 | 0 | 0 | 0 | 0 | 0 | 0 | 0 | 0 | 0 |  | 4157 | 1173-71 | [40 empty] | 0 | 0 | 0 |  |  |  | 0 | 5000000
1202-7AE | 0 | 0 | 0 | 0 | 0% | 0% | 0% | 0 | 0 | 0 | 0 | 0 | 0 | 0 | 0 | 1202 | 0 | 0 | 0 | 0 | 0 | 0 | 0 | 0 | 0 | 0 | 0 | 0 | 0 | 0 | 0 | 0 | 0 | 0 |  | 4158 | 1202-7AE | [40 empty] | 0 | 0 | 0 |  |  |  | 0 | 5000000
121-171 | 0 | 0 | 0 | 0 | 0% | 0% | 0% | 0 | 0 | 0 | 0 | 0 | 0 | 0 | 0 | 121 | 0 | 0 | 0 | 0 | 0 | 0 | 0 | 0 | 0 | 0 | 0 | 0 | 0 | 0 | 0 | 0 | 0 | 0 |  | 4159 | 121-171 | [40 empty] | 0 | 0 | 0 |  |  |  | 0 | 5000000
123-448F | 0 | 0 | 0 | 0 | 0% | 0% | 0% | 0 | 0 | 0 | 0 | 0 | 0 | 0 | 0 | 123 | 0 | 0 | 0 | 0 | 0 | 0 | 0 | 0 | 0 | 0 | 0 | 0 | 0 | 0 | 0 | 0 | 0 | 0 |  | 4160 | 123-448F | [40 empty] | 0 | 0 | 0 |  |  |  | 0 | 5000000
1223-5AE | 0 | 0 | 0 | 0 | 0% | 0% | 0% | 0 | 0 | 0 | 0 | 0 | 0 | 0 | 0 | 1223 | 0 | 0 | 0 | 0 | 0 | 0 | 0 | 0 | 0 | 0 | 0 | 0 | 0 | 0 | 0 | 0 | 0 | 0 |  | 4161 | 1223-5AE | [40 empty] | 0 | 0 | 0 |  |  |  | 0 | 5000000
1224-789F | 0 | 0 | 0 | 0 | 0% | 0% | 0% | 0 | 0 | 0 | 0 | 0 | 0 | 0 | 0 | 1224 | 0 | 0 | 0 | 0 | 0 | 0 | 0 | 0 | 0 | 0 | 0 | 0 | 0 | 0 | 0 | 0 | 0 | 0 |  | 4162 | 1224-789F | [40 empty] | 0 | 0 | 0 |  |  |  | 0 | 5000000
1224-790F | 0 | 0 | 0 | 0 | 0% | 0% | 0% | 0 | 0 | 0 | 0 | 0 | 0 | 0 | 0 | 1224 | 0 | 0 | 0 | 0 | 0 | 0 | 0 | 0 | 0 | 0 | 0 | 0 | 0 | 0 | 0 | 0 | 0 | 0 |  | 4163 | 1224-790F | [40 empty] | 0 | 0 | 0 |  |  |  | 0 | 5000000
1224-791 | 0 | 0 | 0 | 0 | 0% | 0% | 0% | 0 | 0 | 0 | 0 | 0 | 0 | 0 | 0 | 1224 | 0 | 0 | 0 | 0 | 0 | 0 | 0 | 0 | 0 | 0 | 0 | 0 | 0 | 0 | 0 | 0 | 0 | 0 |  | 4164 | 1224-791 | [40 empty] | 0 | 0 | 0 |  |  |  | 0 | 5000000
1224-792F | 0 | 0 | 0 | 0 | 0% | 0% | 0% | 0 | 0 | 0 | 0 | 0 | 0 | 0 | 0 | 1224 | 0 | 0 | 0 | 0 | 0 | 0 | 0 | 0 | 0 | 0 | 0 | 0 | 0 | 0 | 0 | 0 | 0 | 0 |  | 4165 | 1224-792F | [40 empty] | 0 | 0 | 0 |  |  |  | 0 | 5000000
1225-288 | 0 | 0 | 0 | 0 | 0% | 0% | 0% | 0 | 0 | 0 | 0 | 0 | 0 | 0 | 0 | 1225 | 0 | 0 | 0 | 0 | 0 | 0 | 0 | 0 | 0 | 0 | 0 | 0 | 0 | 0 | 0 | 0 | 0 | 0 |  | 4166 | 1225-288 | [40 empty] | 0 | 0 | 0 |  |  |  | 0 | 5000000
1225-291F | 0 | 0 | 0 | 0 | 0% | 0% | 0% | 0 | 0 | 0 | 0 | 0 | 0 | 0 | 0 | 1225 | 0 | 0 | 0 | 0 | 0 | 0 | 0 | 0 | 0 | 0 | 0 | 0 | 0 | 0 | 0 | 0 | 0 | 0 |  | 4167 | 1225-291F | [40 empty] | 0 | 0 | 0 |  |  |  | 0 | 5000000
1225-3 | 0 | 0 | 0 | 0 | 0% | 0% | 0% | 0 | 0 | 0 | 0 | 0 | 0 | 0 | 0 | 1225 | 0 | 0 | 0 | 0 | 0 | 0 | 0 | 0 | 0 | 0 | 0 | 0 | 0 | 0 | 0 | 0 | 0 | 0 |  | 4168 | 1225-3 | [40 empty] | 0 | 0 | 0 |  |  |  | 0 | 5000000
1225-5 | 0 | 0 | 0 | 0 | 0% | 0% | 0% | 0 | 0 | 0 | 0 | 0 | 0 | 0 | 0 | 1225 | 0 | 0 | 0 | 0 | 0 | 0 | 0 | 0 | 0 | 0 | 0 | 0 | 0 | 0 | 0 | 0 | 0 | 0 |  | 4169 | 1225-5 | [40 empty] | 0 | 0 | 0 |  |  |  | 0 | 5000000
1225-774 | 0 | 0 | 0 | 0 | 0% | 0% | 0% | 0 | 0 | 0 | 0 | 0 | 0 | 0 | 0 | 1225 | 0 | 0 | 0 | 0 | 0 | 0 | 0 | 0 | 0 | 0 | 0 | 0 | 0 | 0 | 0 | 0 | 0 | 0 |  | 4170 | 1225-774 | [40 empty] | 0 | 0 | 0 |  |  |  | 0 | 5000000
1225-775F | 0 | 0 | 0 | 0 | 0% | 0% | 0% | 0 | 0 | 0 | 0 | 0 | 0 | 0 | 0 | 1225 | 0 | 0 | 0 | 0 | 0 | 0 | 0 | 0 | 0 | 0 | 0 | 0 | 0 | 0 | 0 | 0 | 0 | 0 |  | 4171 | 1225-775F | [40 empty] | 0 | 0 | 0 |  |  |  | 0 | 5000000
1225-917 | 0 | 0 | 0 | 0 | 0% | 0% | 0% | 0 | 0 | 0 | 0 | 0 | 0 | 0 | 0 | 1225 | 0 | 0 | 0 | 0 | 0 | 0 | 0 | 0 | 0 | 0 | 0 | 0 | 0 | 0 | 0 | 0 | 0 | 0 |  | 4172 | 1225-917 | [40 empty] | 0 | 0 | 0 |  |  |  | 0 | 5000000
1225-918F | 0 | 0 | 0 | 0 | 0% | 0% | 0% | 0 | 0 | 0 | 0 | 0 | 0 | 0 | 0 | 1225 | 0 | 0 | 0 | 0 | 0 | 0 | 0 | 0 | 0 | 0 | 0 | 0 | 0 | 0 | 0 | 0 | 0 | 0 |  | 4173 | 1225-918F | [40 empty] | 0 | 0 | 0 |  |  |  | 0 | 5000000
1225-919F | 0 | 0 | 0 | 0 | 0% | 0% | 0% | 0 | 0 | 0 | 0 | 0 | 0 | 0 | 0 | 1225 | 0 | 0 | 0 | 0 | 0 | 0 | 0 | 0 | 0 | 0 | 0 | 0 | 0 | 0 | 0 | 0 | 0 | 0 |  | 4174 | 1225-919F | [40 empty] | 0 | 0 | 0 |  |  |  | 0 | 5000000
1225-920F | 0 | 0 | 0 | 0 | 0% | 0% | 0% | 0 | 0 | 0 | 0 | 0 | 0 | 0 | 0 | 1225 | 0 | 0 | 0 | 0 | 0 | 0 | 0 | 0 | 0 | 0 | 0 | 0 | 0 | 0 | 0 | 0 | 0 | 0 |  | 4175 | 1225-920F | [40 empty] | 0 | 0 | 0 |  |  |  | 0 | 5000000
1226-51F | 0 | 0 | 0 | 0 | 0% | 0% | 0% | 0 | 0 | 0 | 0 | 0 | 0 | 0 | 0 | 1226 | 0 | 0 | 0 | 0 | 0 | 0 | 0 | 0 | 0 | 0 | 0 | 0 | 0 | 0 | 0 | 0 | 0 | 0 |  | 4176 | 1226-51F | [40 empty] | 0 | 0 | 0 |  |  |  | 0 | 5000000
1226-52F | 0 | 0 | 0 | 0 | 0% | 0% | 0% | 0 | 0 | 0 | 0 | 0 | 0 | 0 | 0 | 1226 | 0 | 0 | 0 | 0 | 0 | 0 | 0 | 0 | 0 | 0 | 0 | 0 | 0 | 0 | 0 | 0 | 0 | 0 |  | 4177 | 1226-52F | [40 empty] | 0 | 0 | 0 |  |  |  | 0 | 5000000
1226-53 | 0 | 0 | 0 | 0 | 0% | 0% | 0% | 0 | 0 | 0 | 0 | 0 | 0 | 0 | 0 | 1226 | 0 | 0 | 0 | 0 | 0 | 0 | 0 | 0 | 0 | 0 | 0 | 0 | 0 | 0 | 0 | 0 | 0 | 0 |  | 4178 | 1226-53 | [40 empty] | 0 | 0 | 0 |  |  |  | 0 | 5000000
123-301 | 0 | 0 | 0 | 0 | 0% | 0% | 0% | 0 | 0 | 0 | 0 | 0 | 0 | 0 | 0 | 123 | 0 | 0 | 0 | 0 | 0 | 0 | 0 | 0 | 0 | 0 | 0 | 0 | 0 | 0 | 0 | 0 | 0 | 0 |  | 4179 | 123-301 | [40 empty] | 0 | 0 | 0 |  |  |  | 0 | 5000000
123-427 | 0 | 0 | 0 | 0 | 0% | 0% | 0% | 0 | 0 | 0 | 0 | 0 | 0 | 0 | 0 | 123 | 0 | 0 | 0 | 0 | 0 | 0 | 0 | 0 | 0 | 0 | 0 | 0 | 0 | 0 | 0 | 0 | 0 | 0 |  | 4180 | 123-427 | [40 empty] | 0 | 0 | 0 |  |  |  | 0 | 5000000
123-428AE | 0 | 0 | 0 | 0 | 0% | 0% | 0% | 0 | 0 | 0 | 0 | 0 | 0 | 0 | 0 | 123 | 0 | 0 | 0 | 0 | 0 | 0 | 0 | 0 | 0 | 0 | 0 | 0 | 0 | 0 | 0 | 0 | 0 | 0 |  | 4181 | 123-428AE | [40 empty] | 0 | 0 | 0 |  |  |  | 0 | 5000000
123-429 | 0 | 0 | 0 | 0 | 0% | 0% | 0% | 0 | 0 | 0 | 0 | 0 | 0 | 0 | 0 | 123 | 0 | 0 | 0 | 0 | 0 | 0 | 0 | 0 | 0 | 0 | 0 | 0 | 0 | 0 | 0 | 0 | 0 | 0 |  | 4182 | 123-429 | [40 empty] | 0 | 0 | 0 |  |  |  | 0 | 5000000
123-429F | 0 | 0 | 0 | 0 | 0% | 0% | 0% | 0 | 0 | 0 | 0 | 0 | 0 | 0 | 0 | 123 | 0 | 0 | 0 | 0 | 0 | 0 | 0 | 0 | 0 | 0 | 0 | 0 | 0 | 0 | 0 | 0 | 0 | 0 |  | 4183 | 123-429F | [40 empty] | 0 | 0 | 0 |  |  |  | 0 | 5000000
123-430 | 0 | 0 | 0 | 0 | 0% | 0% | 0% | 0 | 0 | 0 | 0 | 0 | 0 | 0 | 0 | 123 | 0 | 0 | 0 | 0 | 0 | 0 | 0 | 0 | 0 | 0 | 0 | 0 | 0 | 0 | 0 | 0 | 0 | 0 |  | 4184 | 123-430 | [40 empty] | 0 | 0 | 0 |  |  |  | 0 | 5000000
123-430F | 0 | 0 | 0 | 0 | 0% | 0% | 0% | 0 | 0 | 0 | 0 | 0 | 0 | 0 | 0 | 123 | 0 | 0 | 0 | 0 | 0 | 0 | 0 | 0 | 0 | 0 | 0 | 0 | 0 | 0 | 0 | 0 | 0 | 0 |  | 4185 | 123-430F | [40 empty] | 0 | 0 | 0 |  |  |  | 0 | 5000000
123-431 | 0 | 0 | 0 | 0 | 0% | 0% | 0% | 0 | 0 | 0 | 0 | 0 | 0 | 0 | 0 | 123 | 0 | 0 | 0 | 0 | 0 | 0 | 0 | 0 | 0 | 0 | 0 | 0 | 0 | 0 | 0 | 0 | 0 | 0 |  | 4186 | 123-431 | [40 empty] | 0 | 0 | 0 |  |  |  | 0 | 5000000
123-431F | 0 | 0 | 0 | 0 | 0% | 0% | 0% | 0 | 0 | 0 | 0 | 0 | 0 | 0 | 0 | 123 | 0 | 0 | 0 | 0 | 0 | 0 | 0 | 0 | 0 | 0 | 0 | 0 | 0 | 0 | 0 | 0 | 0 | 0 |  | 4187 | 123-431F | [40 empty] | 0 | 0 | 0 |  |  |  | 0 | 5000000
123-445 | 0 | 0 | 0 | 0 | 0% | 0% | 0% | 0 | 0 | 0 | 0 | 0 | 0 | 0 | 0 | 123 | 0 | 0 | 0 | 0 | 0 | 0 | 0 | 0 | 0 | 0 | 0 | 0 | 0 | 0 | 0 | 0 | 0 | 0 |  | 4188 | 123-445 | [40 empty] | 0 | 0 | 0 |  |  |  | 0 | 5000000
123-446F | 0 | 0 | 0 | 0 | 0% | 0% | 0% | 0 | 0 | 0 | 0 | 0 | 0 | 0 | 0 | 123 | 0 | 0 | 0 | 0 | 0 | 0 | 0 | 0 | 0 | 0 | 0 | 0 | 0 | 0 | 0 | 0 | 0 | 0 |  | 4189 | 123-446F | [40 empty] | 0 | 0 | 0 |  |  |  | 0 | 5000000
123-447 | 0 | 0 | 0 | 0 | 0% | 0% | 0% | 0 | 0 | 0 | 0 | 0 | 0 | 0 | 0 | 123 | 0 | 0 | 0 | 0 | 0 | 0 | 0 | 0 | 0 | 0 | 0 | 0 | 0 | 0 | 0 | 0 | 0 | 0 |  | 4190 | 123-447 | [40 empty] | 0 | 0 | 0 |  |  |  | 0 | 5000000
1224-788 | 0 | 0 | 0 | 0 | 0% | 0% | 0% | 0 | 0 | 0 | 0 | 0 | 0 | 0 | 0 | 1224 | 0 | 0 | 0 | 0 | 0 | 0 | 0 | 0 | 0 | 0 | 0 | 0 | 0 | 0 | 0 | 0 | 0 | 0 |  | 4191 | 1224-788 | [40 empty] | 0 | 0 | 0 |  |  |  | 0 | 5000000
1223-4 | 0 | 0 | 0 | 0 | 0% | 0% | 0% | 0 | 0 | 0 | 0 | 0 | 0 | 0 | 0 | 1223 | 0 | 0 | 0 | 0 | 0 | 0 | 0 | 0 | 0 | 0 | 0 | 0 | 0 | 0 | 0 | 0 | 0 | 0 |  | 4192 | 1223-4 | [40 empty] | 0 | 0 | 0 |  |  |  | 0 | 5000000
121-172 | 0 | 0 | 0 | 0 | 0% | 0% | 0% | 0 | 0 | 0 | 0 | 0 | 0 | 0 | 0 | 121 | 0 | 0 | 0 | 0 | 0 | 0 | 0 | 0 | 0 | 0 | 0 | 0 | 0 | 0 | 0 | 0 | 0 | 0 |  | 4193 | 121-172 | [40 empty] | 0 | 0 | 0 |  |  |  | 0 | 5000000
1223-3 | 0 | 0 | 0 | 0 | 0% | 0% | 0% | 0 | 0 | 0 | 0 | 0 | 0 | 0 | 0 | 1223 | 0 | 0 | 0 | 0 | 0 | 0 | 0 | 0 | 0 | 0 | 0 | 0 | 0 | 0 | 0 | 0 | 0 | 0 |  | 4194 | 1223-3 | [40 empty] | 0 | 0 | 0 |  |  |  | 0 | 5000000
121-173 | 0 | 0 | 0 | 0 | 0% | 0% | 0% | 0 | 0 | 0 | 0 | 0 | 0 | 0 | 0 | 121 | 0 | 0 | 0 | 0 | 0 | 0 | 0 | 0 | 0 | 0 | 0 | 0 | 0 | 0 | 0 | 0 | 0 | 0 |  | 4195 | 121-173 | [40 empty] | 0 | 0 | 0 |  |  |  | 0 | 5000000
121-174F | 0 | 0 | 0 | 0 | 0% | 0% | 0% | 0 | 0 | 0 | 0 | 0 | 0 | 0 | 0 | 121 | 0 | 0 | 0 | 0 | 0 | 0 | 0 | 0 | 0 | 0 | 0 | 0 | 0 | 0 | 0 | 0 | 0 | 0 |  | 4196 | 121-174F | [40 empty] | 0 | 0 | 0 |  |  |  | 0 | 5000000
121-187F | 0 | 0 | 0 | 0 | 0% | 0% | 0% | 0 | 0 | 0 | 0 | 0 | 0 | 0 | 0 | 121 | 0 | 0 | 0 | 0 | 0 | 0 | 0 | 0 | 0 | 0 | 0 | 0 | 0 | 0 | 0 | 0 | 0 | 0 |  | 4197 | 121-187F | [40 empty] | 0 | 0 | 0 |  |  |  | 0 | 5000000
121-188F | 0 | 0 | 0 | 0 | 0% | 0% | 0% | 0 | 0 | 0 | 0 | 0 | 0 | 0 | 0 | 121 | 0 | 0 | 0 | 0 | 0 | 0 | 0 | 0 | 0 | 0 | 0 | 0 | 0 | 0 | 0 | 0 | 0 | 0 |  | 4198 | 121-188F | [40 empty] | 0 | 0 | 0 |  |  |  | 0 | 5000000
121-189 | 0 | 0 | 0 | 0 | 0% | 0% | 0% | 0 | 0 | 0 | 0 | 0 | 0 | 0 | 0 | 121 | 0 | 0 | 0 | 0 | 0 | 0 | 0 | 0 | 0 | 0 | 0 | 0 | 0 | 0 | 0 | 0 | 0 | 0 |  | 4199 | 121-189 | [40 empty] | 0 | 0 | 0 |  |  |  | 0 | 5000000
121-194 | 0 | 0 | 0 | 0 | 0% | 0% | 0% | 0 | 0 | 0 | 0 | 0 | 0 | 0 | 0 | 121 | 0 | 0 | 0 | 0 | 0 | 0 | 0 | 0 | 0 | 0 | 0 | 0 | 0 | 0 | 0 | 0 | 0 | 0 |  | 4200 | 121-194 | [40 empty] | 0 | 0 | 0 |  |  |  | 0 | 5000000
121-195F | 0 | 0 | 0 | 0 | 0% | 0% | 0% | 0 | 0 | 0 | 0 | 0 | 0 | 0 | 0 | 121 | 0 | 0 | 0 | 0 | 0 | 0 | 0 | 0 | 0 | 0 | 0 | 0 | 0 | 0 | 0 | 0 | 0 | 0 |  | 4201 | 121-195F | [40 empty] | 0 | 0 | 0 |  |  |  | 0 | 5000000
121-196F | 0 | 0 | 0 | 0 | 0% | 0% | 0% | 0 | 0 | 0 | 0 | 0 | 0 | 0 | 0 | 121 | 0 | 0 | 0 | 0 | 0 | 0 | 0 | 0 | 0 | 0 | 0 | 0 | 0 | 0 | 0 | 0 | 0 | 0 |  | 4202 | 121-196F | [40 empty] | 0 | 0 | 0 |  |  |  | 0 | 5000000
1215-4 | 0 | 0 | 0 | 0 | 0% | 0% | 0% | 0 | 0 | 0 | 0 | 0 | 0 | 0 | 0 | 1215 | 0 | 0 | 0 | 0 | 0 | 0 | 0 | 0 | 0 | 0 | 0 | 0 | 0 | 0 | 0 | 0 | 0 | 0 |  | 4203 | 1215-4 | [40 empty] | 0 | 0 | 0 |  |  |  | 0 | 5000000
1219-1 | 0 | 0 | 0 | 0 | 0% | 0% | 0% | 0 | 0 | 0 | 0 | 0 | 0 | 0 | 0 | 1219 | 0 | 0 | 0 | 0 | 0 | 0 | 0 | 0 | 0 | 0 | 0 | 0 | 0 | 0 | 0 | 0 | 0 | 0 |  | 4204 | 1219-1 | [40 empty] | 0 | 0 | 0 |  |  |  | 0 | 5000000
1219-2F | 0 | 0 | 0 | 0 | 0% | 0% | 0% | 0 | 0 | 0 | 0 | 0 | 0 | 0 | 0 | 1219 | 0 | 0 | 0 | 0 | 0 | 0 | 0 | 0 | 0 | 0 | 0 | 0 | 0 | 0 | 0 | 0 | 0 | 0 |  | 4205 | 1219-2F | [40 empty] | 0 | 0 | 0 |  |  |  | 0 | 5000000
1219-4F | 0 | 0 | 0 | 0 | 0% | 0% | 0% | 0 | 0 | 0 | 0 | 0 | 0 | 0 | 0 | 1219 | 0 | 0 | 0 | 0 | 0 | 0 | 0 | 0 | 0 | 0 | 0 | 0 | 0 | 0 | 0 | 0 | 0 | 0 |  | 4206 | 1219-4F | [40 empty] | 0 | 0 | 0 |  |  |  | 0 | 5000000
1219-5 | 0 | 0 | 0 | 0 | 0% | 0% | 0% | 0 | 0 | 0 | 0 | 0 | 0 | 0 | 0 | 1219 | 0 | 0 | 0 | 0 | 0 | 0 | 0 | 0 | 0 | 0 | 0 | 0 | 0 | 0 | 0 | 0 | 0 | 0 |  | 4207 | 1219-5 | [40 empty] | 0 | 0 | 0 |  |  |  | 0 | 5000000
122-203 | 0 | 0 | 0 | 0 | 0% | 0% | 0% | 0 | 0 | 0 | 0 | 0 | 0 | 0 | 0 | 122 | 0 | 0 | 0 | 0 | 0 | 0 | 0 | 0 | 0 | 0 | 0 | 0 | 0 | 0 | 0 | 0 | 0 | 0 |  | 4208 | 122-203 | [40 empty] | 0 | 0 | 0 |  |  |  | 0 | 5000000
122-204 | 0 | 0 | 0 | 0 | 0% | 0% | 0% | 0 | 0 | 0 | 0 | 0 | 0 | 0 | 0 | 122 | 0 | 0 | 0 | 0 | 0 | 0 | 0 | 0 | 0 | 0 | 0 | 0 | 0 | 0 | 0 | 0 | 0 | 0 |  | 4209 | 122-204 | [40 empty] | 0 | 0 | 0 |  |  |  | 0 | 5000000
1221-1192 | 0 | 0 | 0 | 0 | 0% | 0% | 0% | 0 | 0 | 0 | 0 | 0 | 0 | 0 | 0 | 1221 | 0 | 0 | 0 | 0 | 0 | 0 | 0 | 0 | 0 | 0 | 0 | 0 | 0 | 0 | 0 | 0 | 0 | 0 |  | 4210 | 1221-1192 | [40 empty] | 0 | 0 | 0 |  |  |  | 0 | 5000000
1221-1193 | 0 | 0 | 0 | 0 | 0% | 0% | 0% | 0 | 0 | 0 | 0 | 0 | 0 | 0 | 0 | 1221 | 0 | 0 | 0 | 0 | 0 | 0 | 0 | 0 | 0 | 0 | 0 | 0 | 0 | 0 | 0 | 0 | 0 | 0 |  | 4211 | 1221-1193 | [40 empty] | 0 | 0 | 0 |  |  |  | 0 | 5000000
1221-1197 | 0 | 0 | 0 | 0 | 0% | 0% | 0% | 0 | 0 | 0 | 0 | 0 | 0 | 0 | 0 | 1221 | 0 | 0 | 0 | 0 | 0 | 0 | 0 | 0 | 0 | 0 | 0 | 0 | 0 | 0 | 0 | 0 | 0 | 0 |  | 4212 | 1221-1197 | [40 empty] | 0 | 0 | 0 |  |  |  | 0 | 5000000
1221-2094F | 0 | 0 | 0 | 0 | 0% | 0% | 0% | 0 | 0 | 0 | 0 | 0 | 0 | 0 | 0 | 1221 | 0 | 0 | 0 | 0 | 0 | 0 | 0 | 0 | 0 | 0 | 0 | 0 | 0 | 0 | 0 | 0 | 0 | 0 |  | 4213 | 1221-2094F | [40 empty] | 0 | 0 | 0 |  |  |  | 0 | 5000000
1221-2096F | 0 | 0 | 0 | 0 | 0% | 0% | 0% | 0 | 0 | 0 | 0 | 0 | 0 | 0 | 0 | 1221 | 0 | 0 | 0 | 0 | 0 | 0 | 0 | 0 | 0 | 0 | 0 | 0 | 0 | 0 | 0 | 0 | 0 | 0 |  | 4214 | 1221-2096F | [40 empty] | 0 | 0 | 0 |  |  |  | 0 | 5000000
1221-2097 | 0 | 0 | 0 | 0 | 0% | 0% | 0% | 0 | 0 | 0 | 0 | 0 | 0 | 0 | 0 | 1221 | 0 | 0 | 0 | 0 | 0 | 0 | 0 | 0 | 0 | 0 | 0 | 0 | 0 | 0 | 0 | 0 | 0 | 0 |  | 4215 | 1221-2097 | [40 empty] | 0 | 0 | 0 |  |  |  | 0 | 5000000
1221-5F | 0 | 0 | 0 | 0 | 0% | 0% | 0% | 0 | 0 | 0 | 0 | 0 | 0 | 0 | 0 | 1221 | 0 | 0 | 0 | 0 | 0 | 0 | 0 | 0 | 0 | 0 | 0 | 0 | 0 | 0 | 0 | 0 | 0 | 0 |  | 4216 | 1221-5F | [40 empty] | 0 | 0 | 0 |  |  |  | 0 | 5000000
1221-6F | 0 | 0 | 0 | 0 | 0% | 0% | 0% | 0 | 0 | 0 | 0 | 0 | 0 | 0 | 0 | 1221 | 0 | 0 | 0 | 0 | 0 | 0 | 0 | 0 | 0 | 0 | 0 | 0 | 0 | 0 | 0 | 0 | 0 | 0 |  | 4217 | 1221-6F | [40 empty] | 0 | 0 | 0 |  |  |  | 0 | 5000000
1221-7 | 0 | 0 | 0 | 0 | 0% | 0% | 0% | 0 | 0 | 0 | 0 | 0 | 0 | 0 | 0 | 1221 | 0 | 0 | 0 | 0 | 0 | 0 | 0 | 0 | 0 | 0 | 0 | 0 | 0 | 0 | 0 | 0 | 0 | 0 |  | 4218 | 1221-7 | [40 empty] | 0 | 0 | 0 |  |  |  | 0 | 5000000
1222-16AE | 0 | 0 | 0 | 0 | 0% | 0% | 0% | 0 | 0 | 0 | 0 | 0 | 0 | 0 | 0 | 1222 | 0 | 0 | 0 | 0 | 0 | 0 | 0 | 0 | 0 | 0 | 0 | 0 | 0 | 0 | 0 | 0 | 0 | 0 |  | 4219 | 1222-16AE | [40 empty] | 0 | 0 | 0 |  |  |  | 0 | 5000000
1222-17AE | 0 | 0 | 0 | 0 | 0% | 0% | 0% | 0 | 0 | 0 | 0 | 0 | 0 | 0 | 0 | 1222 | 0 | 0 | 0 | 0 | 0 | 0 | 0 | 0 | 0 | 0 | 0 | 0 | 0 | 0 | 0 | 0 | 0 | 0 |  | 4220 | 1222-17AE | [40 empty] | 0 | 0 | 0 |  |  |  | 0 | 5000000
1222-18 | 0 | 0 | 0 | 0 | 0% | 0% | 0% | 0 | 0 | 0 | 0 | 0 | 0 | 0 | 0 | 1222 | 0 | 0 | 0 | 0 | 0 | 0 | 0 | 0 | 0 | 0 | 0 | 0 | 0 | 0 | 0 | 0 | 0 | 0 |  | 4221 | 1222-18 | [40 empty] | 0 | 0 | 0 |  |  |  | 0 | 5000000
1223-2 | 0 | 0 | 0 | 0 | 0% | 0% | 0% | 0 | 0 | 0 | 0 | 0 | 0 | 0 | 0 | 1223 | 0 | 0 | 0 | 0 | 0 | 0 | 0 | 0 | 0 | 0 | 0 | 0 | 0 | 0 | 0 | 0 | 0 | 0 |  | 4222 | 1223-2 | [40 empty] | 0 | 0 | 0 |  |  |  | 0 | 5000000
292-316F | 0 | 0 | 0 | 0 | 0% | 0% | 0% | 0 | 0 | 0 | 0 | 0 | 0 | 0 | 0 | 292 | 0 | 0 | 0 | 0 | 0 | 0 | 0 | 0 | 0 | 0 | 0 | 0 | 0 | 0 | 0 | 0 | 0 | 0 |  | 4223 | 292-316F | [40 empty] | 0 | 0 | 0 |  |  |  | 0 | 5000000
293-14 | 0 | 0 | 0 | 0 | 0% | 0% | 0% | 0 | 0 | 0 | 0 | 0 | 0 | 0 | 0 | 293 | 0 | 0 | 0 | 0 | 0 | 0 | 0 | 0 | 0 | 0 | 0 | 0 | 0 | 0 | 0 | 0 | 0 | 0 |  | 4224 | 293-14 | [40 empty] | 0 | 0 | 0 |  |  |  | 0 | 5000000
542-42 | 0 | 0 | 0 | 0 | 0% | 0% | 0% | 0 | 0 | 0 | 0 | 0 | 0 | 0 | 0 | 542 | 0 | 0 | 0 | 0 | 0 | 0 | 0 | 0 | 0 | 0 | 0 | 0 | 0 | 0 | 0 | 0 | 0 | 0 |  | 4225 | 542-42 | [40 empty] | 0 | 0 | 0 |  |  |  | 0 | 5000000
537-24 | 0 | 0 | 0 | 0 | 0% | 0% | 0% | 0 | 0 | 0 | 0 | 0 | 0 | 0 | 0 | 537 | 0 | 0 | 0 | 0 | 0 | 0 | 0 | 0 | 0 | 0 | 0 | 0 | 0 | 0 | 0 | 0 | 0 | 0 |  | 4226 | 537-24 | [40 empty] | 0 | 0 | 0 |  |  |  | 0 | 5000000
537-29 | 0 | 0 | 0 | 0 | 0% | 0% | 0% | 0 | 0 | 0 | 0 | 0 | 0 | 0 | 0 | 537 | 0 | 0 | 0 | 0 | 0 | 0 | 0 | 0 | 0 | 0 | 0 | 0 | 0 | 0 | 0 | 0 | 0 | 0 |  | 4227 | 537-29 | [40 empty] | 0 | 0 | 0 |  |  |  | 0 | 5000000
539-29 | 0 | 0 | 0 | 0 | 0% | 0% | 0% | 0 | 0 | 0 | 0 | 0 | 0 | 0 | 0 | 539 | 0 | 0 | 0 | 0 | 0 | 0 | 0 | 0 | 0 | 0 | 0 | 0 | 0 | 0 | 0 | 0 | 0 | 0 |  | 4228 | 539-29 | [40 empty] | 0 | 0 | 0 |  |  |  | 0 | 5000000
539-30F | 0 | 0 | 0 | 0 | 0% | 0% | 0% | 0 | 0 | 0 | 0 | 0 | 0 | 0 | 0 | 539 | 0 | 0 | 0 | 0 | 0 | 0 | 0 | 0 | 0 | 0 | 0 | 0 | 0 | 0 | 0 | 0 | 0 | 0 |  | 4229 | 539-30F | [40 empty] | 0 | 0 | 0 |  |  |  | 0 | 5000000
539-45F | 0 | 0 | 0 | 0 | 0% | 0% | 0% | 0 | 0 | 0 | 0 | 0 | 0 | 0 | 0 | 539 | 0 | 0 | 0 | 0 | 0 | 0 | 0 | 0 | 0 | 0 | 0 | 0 | 0 | 0 | 0 | 0 | 0 | 0 |  | 4230 | 539-45F | [40 empty] | 0 | 0 | 0 |  |  |  | 0 | 5000000
54-279R | 0 | 0 | 0 | 0 | 0% | 0% | 0% | 0 | 0 | 0 | 0 | 0 | 0 | 0 | 0 | 54 | 0 | 0 | 0 | 0 | 0 | 0 | 0 | 0 | 0 | 0 | 0 | 0 | 0 | 0 | 0 | 0 | 0 | 0 |  | 4231 | 54-279R | [40 empty] | 0 | 0 | 0 |  |  |  | 0 | 5000000
540-26 | 0 | 0 | 0 | 0 | 0% | 0% | 0% | 0 | 0 | 0 | 0 | 0 | 0 | 0 | 0 | 540 | 0 | 0 | 0 | 0 | 0 | 0 | 0 | 0 | 0 | 0 | 0 | 0 | 0 | 0 | 0 | 0 | 0 | 0 |  | 4232 | 540-26 | [40 empty] | 0 | 0 | 0 |  |  |  | 0 | 5000000
540-27AE | 764.6653 | 0 | 764.6653 | 0 | 0% | 100% | 0% | 73.2606 | 152.2047 | 0.048114 | 58.0853 | 15.1272 | 0.099961 | 120.6768 | 31.4279 | 540 | 0.043697 | 0.043697 | 0.043697 | 17499.2623 | 0.5022 | 606.2714 | 157.8916 | 11.4927 | 13874.4407 | 3613.3289 | 15822.7038 | 10.3916 | 12545.1669 | 3267.1453 | 14016.0771 | 9.2051 | 11112.7673 | 2894.1046 |  | 4233 | 540-27AE | 764.6653 | 691.4047 | 612.4605 | 0 | 0 | 0 | 764.6653 | 691.4047 | 612.4605 | 0 | 0.5022 | 0.45408 | 0.40224 | 0 | 0 | 0 | 0.5022 | 0.45408 | 0.40224 | 0 | 157.8916 | 142.7644 | 126.4637 | 0 | 0 | 0 | 157.8916 | 142.7644 | 126.4637 | 0 | 606.2714 | 548.1862 | 485.5946 | 0 | 0 | 0 | 606.2714 | 548.1862 | 485.5946 | 0 | 0 | 0 | 0 | 0.043697 | 0.043697 | 0.043697 | 0 | 5000000
540-28AE | 764.2115 | 0 | 764.2115 | 0 | 0% | 100% | 0% | 73.1835 | 152.2818 | 0.048064 | 58.0242 | 15.1113 | 0.10001 | 120.7379 | 31.4438 | 540 | 0.043659 | 0.043659 | 0.043659 | 17504.2598 | 0.5019 | 605.9116 | 157.7979 | 11.496 | 13878.403 | 3614.3608 | 15827.991 | 10.3951 | 12549.3589 | 3268.237 | 14016.2464 | 9.2052 | 11112.9016 | 2894.1396 |  | 4234 | 540-28AE | 764.2115 | 691.0279 | 611.9297 | 0 | 0 | 0 | 764.2115 | 691.0279 | 611.9297 | 0 | 0.5019 | 0.45384 | 0.40189 | 0 | 0 | 0 | 0.5019 | 0.45384 | 0.40189 | 0 | 157.7979 | 142.6867 | 126.3541 | 0 | 0 | 0 | 157.7979 | 142.6867 | 126.3541 | 0 | 605.9116 | 547.8874 | 485.1737 | 0 | 0 | 0 | 605.9116 | 547.8874 | 485.1737 | 0 | 0 | 0 | 0 | 0.043659 | 0.043659 | 0.043659 | 0 | 5000000
540-3 | 0 | 0 | 0 | 0 | 0% | 0% | 0% | 0 | 0 | 0 | 0 | 0 | 0 | 0 | 0 | 540 | 0 | 0 | 0 | 0 | 0 | 0 | 0 | 0 | 0 | 0 | 0 | 0 | 0 | 0 | 0 | 0 | 0 | 0 |  | 4235 | 540-3 | [40 empty] | 0 | 0 | 0 |  |  |  | 0 | 5000000
540-38 | 0 | 0 | 0 | 0 | 0% | 0% | 0% | 0 | 0 | 0 | 0 | 0 | 0 | 0 | 0 | 540 | 0 | 0 | 0 | 0 | 0 | 0 | 0 | 0 | 0 | 0 | 0 | 0 | 0 | 0 | 0 | 0 | 0 | 0 |  | 4236 | 540-38 | [40 empty] | 0 | 0 | 0 |  |  |  | 0 | 5000000
540-4 | 0 | 0 | 0 | 0 | 0% | 0% | 0% | 0 | 0 | 0 | 0 | 0 | 0 | 0 | 0 | 540 | 0 | 0 | 0 | 0 | 0 | 0 | 0 | 0 | 0 | 0 | 0 | 0 | 0 | 0 | 0 | 0 | 0 | 0 |  | 4237 | 540-4 | [40 empty] | 0 | 0 | 0 |  |  |  | 0 | 5000000
542-26F | 0 | 0 | 0 | 0 | 0% | 0% | 0% | 0 | 0 | 0 | 0 | 0 | 0 | 0 | 0 | 542 | 0 | 0 | 0 | 0 | 0 | 0 | 0 | 0 | 0 | 0 | 0 | 0 | 0 | 0 | 0 | 0 | 0 | 0 |  | 4238 | 542-26F | [40 empty] | 0 | 0 | 0 |  |  |  | 0 | 5000000
542-43F | 213616.2396 | 0 | 213616.2396 | 0 | 0% | 100% | 0% | 20621.5035 | 42908.3668 | 26.2743 | 18834.2598 | 1760.9693 | 54.6705 | 39189.5446 | 3664.1517 | 542 | 0.043234 | 0.043234 | 0.043234 | 4940954.5217 | 272.1733 | 195102.3487 | 18241.7176 | 6295.3818 | 4512727.2805 | 421931.8584 | 4463978.0935 | 5687.6553 | 4077089.8764 | 381200.5474 | 3948481.8082 | 5030.8499 | 3606271.1183 | 337179.8427 |  | 4239 | 542-43F | 213616.2396 | 192994.7361 | 170707.8728 | 0 | 0 | 0 | 213616.2396 | 192994.7361 | 170707.8728 | 0 | 272.1733 | 245.899 | 217.5028 | 0 | 0 | 0 | 272.1733 | 245.899 | 217.5028 | 0 | 18241.7176 | 16480.7483 | 14577.5659 | 0 | 0 | 0 | 18241.7176 | 16480.7483 | 14577.5659 | 0 | 195102.3487 | 176268.0889 | 155912.8041 | 0 | 0 | 0 | 195102.3487 | 176268.0889 | 155912.8041 | 0 | 0 | 0 | 0 | 0.043234 | 0.043234 | 0.043234 | 0 | 5000000
565-248 | 0 | 0 | 0 | 0 | 0% | 0% | 0% | 0 | 0 | 0 | 0 | 0 | 0 | 0 | 0 | 565 | 0 | 0 | 0 | 0 | 0 | 0 | 0 | 0 | 0 | 0 | 0 | 0 | 0 | 0 | 0 | 0 | 0 | 0 |  | 4240 | 565-248 | [40 empty] | 0 | 0 | 0 |  |  |  | 0 | 5000000
542-44F | 143030.8857 | 0 | 143030.8857 | 0 | 0% | 100% | 0% | 13795.601 | 28713.9528 | 19.1945 | 12634.1455 | 1142.261 | 39.9511 | 26296.5172 | 2377.4845 | 542 | 0.043413 | 0.043413 | 0.043413 | 3294670.8275 | 199.0059 | 130989.076 | 11842.8038 | 4584.0373 | 3017291.5822 | 272795.2083 | 2976893.559 | 4141.8981 | 2726268.0591 | 246483.5925 | 2633254.084 | 3663.7757 | 2411559.697 | 218030.6121 |  | 4241 | 542-44F | 143030.8857 | 129235.2847 | 114316.9329 | 0 | 0 | 0 | 143030.8857 | 129235.2847 | 114316.9329 | 0 | 199.0059 | 179.8114 | 159.0548 | 0 | 0 | 0 | 199.0059 | 179.8114 | 159.0548 | 0 | 11842.8038 | 10700.5429 | 9465.3193 | 0 | 0 | 0 | 11842.8038 | 10700.5429 | 9465.3193 | 0 | 130989.076 | 118354.9305 | 104692.5588 | 0 | 0 | 0 | 130989.076 | 118354.9305 | 104692.5588 | 0 | 0 | 0 | 0 | 0.043413 | 0.043413 | 0.043413 | 0 | 5000000
542-45F | 292049.8226 | 0 | 292049.8226 | 0 | 0% | 100% | 0% | 28325.9676 | 58893.928 | 33.9372 | 25897.366 | 2394.6645 | 70.5605 | 53844.5014 | 4978.866 | 542 | 0.043104 | 0.043104 | 0.043104 | 6775532.0344 | 349.9032 | 267010.1594 | 24689.76 | 8117.7264 | 6194613.893 | 572800.415 | 6118371.8993 | 7330.3866 | 5593797.1348 | 517244.3954 | 5409197.7143 | 6480.729 | 4945425.8494 | 457291.1286 |  | 4242 | 542-45F | 292049.8226 | 263723.855 | 233155.8946 | 0 | 0 | 0 | 292049.8226 | 263723.855 | 233155.8946 | 0 | 349.9032 | 315.9661 | 279.3428 | 0 | 0 | 0 | 349.9032 | 315.9661 | 279.3428 | 0 | 24689.76 | 22295.0955 | 19710.8939 | 0 | 0 | 0 | 24689.76 | 22295.0955 | 19710.8939 | 0 | 267010.1594 | 241112.7934 | 213165.658 | 0 | 0 | 0 | 267010.1594 | 241112.7934 | 213165.658 | 0 | 0 | 0 | 0 | 0.043104 | 0.043104 | 0.043104 | 0 | 5000000
542-7 | 0 | 0 | 0 | 0 | 0% | 0% | 0% | 0 | 0 | 0 | 0 | 0 | 0 | 0 | 0 | 542 | 0 | 0 | 0 | 0 | 0 | 0 | 0 | 0 | 0 | 0 | 0 | 0 | 0 | 0 | 0 | 0 | 0 | 0 |  | 4243 | 542-7 | [40 empty] | 0 | 0 | 0 |  |  |  | 0 | 5000000
543-353 | 0 | 0 | 0 | 0 | 0% | 0% | 0% | 0 | 0 | 0 | 0 | 0 | 0 | 0 | 0 | 543 | 0 | 0 | 0 | 0 | 0 | 0 | 0 | 0 | 0 | 0 | 0 | 0 | 0 | 0 | 0 | 0 | 0 | 0 |  | 4244 | 543-353 | [40 empty] | 0 | 0 | 0 |  |  |  | 0 | 5000000
543-354F | 0 | 0 | 0 | 0 | 0% | 0% | 0% | 0 | 0 | 0 | 0 | 0 | 0 | 0 | 0 | 543 | 0 | 0 | 0 | 0 | 0 | 0 | 0 | 0 | 0 | 0 | 0 | 0 | 0 | 0 | 0 | 0 | 0 | 0 |  | 4245 | 543-354F | [40 empty] | 0 | 0 | 0 |  |  |  | 0 | 5000000
543-356F | 0 | 0 | 0 | 0 | 0% | 0% | 0% | 0 | 0 | 0 | 0 | 0 | 0 | 0 | 0 | 543 | 0 | 0 | 0 | 0 | 0 | 0 | 0 | 0 | 0 | 0 | 0 | 0 | 0 | 0 | 0 | 0 | 0 | 0 |  | 4246 | 543-356F | [40 empty] | 0 | 0 | 0 |  |  |  | 0 | 5000000
543-358F | 0 | 0 | 0 | 0 | 0% | 0% | 0% | 0 | 0 | 0 | 0 | 0 | 0 | 0 | 0 | 543 | 0 | 0 | 0 | 0 | 0 | 0 | 0 | 0 | 0 | 0 | 0 | 0 | 0 | 0 | 0 | 0 | 0 | 0 |  | 4247 | 543-358F | [40 empty] | 0 | 0 | 0 |  |  |  | 0 | 5000000
543-359 | 0 | 0 | 0 | 0 | 0% | 0% | 0% | 0 | 0 | 0 | 0 | 0 | 0 | 0 | 0 | 543 | 0 | 0 | 0 | 0 | 0 | 0 | 0 | 0 | 0 | 0 | 0 | 0 | 0 | 0 | 0 | 0 | 0 | 0 |  | 4248 | 543-359 | [40 empty] | 0 | 0 | 0 |  |  |  | 0 | 5000000
543-396 | 0 | 0 | 0 | 0 | 0% | 0% | 0% | 0 | 0 | 0 | 0 | 0 | 0 | 0 | 0 | 543 | 0 | 0 | 0 | 0 | 0 | 0 | 0 | 0 | 0 | 0 | 0 | 0 | 0 | 0 | 0 | 0 | 0 | 0 |  | 4249 | 543-396 | [40 empty] | 0 | 0 | 0 |  |  |  | 0 | 5000000
543-398 | 0 | 0 | 0 | 0 | 0% | 0% | 0% | 0 | 0 | 0 | 0 | 0 | 0 | 0 | 0 | 543 | 0 | 0 | 0 | 0 | 0 | 0 | 0 | 0 | 0 | 0 | 0 | 0 | 0 | 0 | 0 | 0 | 0 | 0 |  | 4250 | 543-398 | [40 empty] | 0 | 0 | 0 |  |  |  | 0 | 5000000
543-399 | 0 | 0 | 0 | 0 | 0% | 0% | 0% | 0 | 0 | 0 | 0 | 0 | 0 | 0 | 0 | 543 | 0 | 0 | 0 | 0 | 0 | 0 | 0 | 0 | 0 | 0 | 0 | 0 | 0 | 0 | 0 | 0 | 0 | 0 |  | 4251 | 543-399 | [40 empty] | 0 | 0 | 0 |  |  |  | 0 | 5000000
543-400 | 0 | 0 | 0 | 0 | 0% | 0% | 0% | 0 | 0 | 0 | 0 | 0 | 0 | 0 | 0 | 543 | 0 | 0 | 0 | 0 | 0 | 0 | 0 | 0 | 0 | 0 | 0 | 0 | 0 | 0 | 0 | 0 | 0 | 0 |  | 4252 | 543-400 | [40 empty] | 0 | 0 | 0 |  |  |  | 0 | 5000000
545-37 | 0 | 0 | 0 | 0 | 0% | 0% | 0% | 0 | 0 | 0 | 0 | 0 | 0 | 0 | 0 | 545 | 0 | 0 | 0 | 0 | 0 | 0 | 0 | 0 | 0 | 0 | 0 | 0 | 0 | 0 | 0 | 0 | 0 | 0 |  | 4253 | 545-37 | [40 empty] | 0 | 0 | 0 |  |  |  | 0 | 5000000
545-43AE | 125181.7482 | 0 | 125181.7482 | 0 | 0% | 100% | 0% | 19754.8649 | 41399.751 | 22.7156 | 18027.2368 | 1704.9125 | 47.6044 | 37779.2062 | 3572.9403 | 545 | 0.010575 | 0.010575 | 0.010575 | 11837293.6871 | 143.9431 | 114234.1914 | 10803.6137 | 13611.3798 | 10802083.3081 | 1021598.9995 | 9969256.6855 | 11463.3752 | 9097412.2931 | 860381.0026 | 7922497.6596 | 9109.863 | 7229649.1065 | 683738.6896 |  | 4254 | 545-43AE | 125181.7482 | 105426.8833 | 83781.9973 | 0 | 0 | 0 | 125181.7482 | 105426.8833 | 83781.9973 | 0 | 143.9431 | 121.2275 | 96.3386 | 0 | 0 | 0 | 143.9431 | 121.2275 | 96.3386 | 0 | 10803.6137 | 9098.7012 | 7230.6734 | 0 | 0 | 0 | 10803.6137 | 9098.7012 | 7230.6734 | 0 | 114234.1914 | 96206.9546 | 76454.9852 | 0 | 0 | 0 | 114234.1914 | 96206.9546 | 76454.9852 | 0 | 0 | 0 | 0 | 0.010575 | 0.010575 | 0.010575 | 0 | 5000000
537-11F | 0 | 0 | 0 | 0 | 0% | 0% | 0% | 0 | 0 | 0 | 0 | 0 | 0 | 0 | 0 | 537 | 0 | 0 | 0 | 0 | 0 | 0 | 0 | 0 | 0 | 0 | 0 | 0 | 0 | 0 | 0 | 0 | 0 | 0 |  | 4255 | 537-11F | [40 empty] | 0 | 0 | 0 |  |  |  | 0 | 5000000
537-10 | 0 | 0 | 0 | 0 | 0% | 0% | 0% | 0 | 0 | 0 | 0 | 0 | 0 | 0 | 0 | 537 | 0 | 0 | 0 | 0 | 0 | 0 | 0 | 0 | 0 | 0 | 0 | 0 | 0 | 0 | 0 | 0 | 0 | 0 |  | 4256 | 537-10 | [40 empty] | 0 | 0 | 0 |  |  |  | 0 | 5000000
525-40 | 0 | 0 | 0 | 0 | 0% | 0% | 0% | 0 | 0 | 0 | 0 | 0 | 0 | 0 | 0 | 525 | 0 | 0 | 0 | 0 | 0 | 0 | 0 | 0 | 0 | 0 | 0 | 0 | 0 | 0 | 0 | 0 | 0 | 0 |  | 4257 | 525-40 | [40 empty] | 0 | 0 | 0 |  |  |  | 0 | 5000000
528-210 | 0 | 0 | 0 | 0 | 0% | 0% | 0% | 0 | 0 | 0 | 0 | 0 | 0 | 0 | 0 | 528 | 0 | 0 | 0 | 0 | 0 | 0 | 0 | 0 | 0 | 0 | 0 | 0 | 0 | 0 | 0 | 0 | 0 | 0 |  | 4258 | 528-210 | [40 empty] | 0 | 0 | 0 |  |  |  | 0 | 5000000
528-211F | 0 | 0 | 0 | 0 | 0% | 0% | 0% | 0 | 0 | 0 | 0 | 0 | 0 | 0 | 0 | 528 | 0 | 0 | 0 | 0 | 0 | 0 | 0 | 0 | 0 | 0 | 0 | 0 | 0 | 0 | 0 | 0 | 0 | 0 |  | 4259 | 528-211F | [40 empty] | 0 | 0 | 0 |  |  |  | 0 | 5000000
528-212F | 0 | 0 | 0 | 0 | 0% | 0% | 0% | 0 | 0 | 0 | 0 | 0 | 0 | 0 | 0 | 528 | 0 | 0 | 0 | 0 | 0 | 0 | 0 | 0 | 0 | 0 | 0 | 0 | 0 | 0 | 0 | 0 | 0 | 0 |  | 4260 | 528-212F | [40 empty] | 0 | 0 | 0 |  |  |  | 0 | 5000000
53-50 | 0 | 0 | 0 | 0 | 0% | 0% | 0% | 0 | 0 | 0 | 0 | 0 | 0 | 0 | 0 | 53 | 0 | 0 | 0 | 0 | 0 | 0 | 0 | 0 | 0 | 0 | 0 | 0 | 0 | 0 | 0 | 0 | 0 | 0 |  | 4261 | 53-50 | [40 empty] | 0 | 0 | 0 |  |  |  | 0 | 5000000
532-1294F | 0 | 0 | 0 | 0 | 0% | 0% | 0% | 0 | 0 | 0 | 0 | 0 | 0 | 0 | 0 | 532 | 0 | 0 | 0 | 0 | 0 | 0 | 0 | 0 | 0 | 0 | 0 | 0 | 0 | 0 | 0 | 0 | 0 | 0 |  | 4262 | 532-1294F | [40 empty] | 0 | 0 | 0 |  |  |  | 0 | 5000000
532-1296 | 0 | 0 | 0 | 0 | 0% | 0% | 0% | 0 | 0 | 0 | 0 | 0 | 0 | 0 | 0 | 532 | 0 | 0 | 0 | 0 | 0 | 0 | 0 | 0 | 0 | 0 | 0 | 0 | 0 | 0 | 0 | 0 | 0 | 0 |  | 4263 | 532-1296 | [40 empty] | 0 | 0 | 0 |  |  |  | 0 | 5000000
532-1302R | 0 | 0 | 0 | 0 | 0% | 0% | 0% | 0 | 0 | 0 | 0 | 0 | 0 | 0 | 0 | 532 | 0 | 0 | 0 | 0 | 0 | 0 | 0 | 0 | 0 | 0 | 0 | 0 | 0 | 0 | 0 | 0 | 0 | 0 |  | 4264 | 532-1302R | [40 empty] | 0 | 0 | 0 |  |  |  | 0 | 5000000
532-764 | 0 | 0 | 0 | 0 | 0% | 0% | 0% | 0 | 0 | 0 | 0 | 0 | 0 | 0 | 0 | 532 | 0 | 0 | 0 | 0 | 0 | 0 | 0 | 0 | 0 | 0 | 0 | 0 | 0 | 0 | 0 | 0 | 0 | 0 |  | 4265 | 532-764 | [40 empty] | 0 | 0 | 0 |  |  |  | 0 | 5000000
533-8 | 0 | 0 | 0 | 0 | 0% | 0% | 0% | 0 | 0 | 0 | 0 | 0 | 0 | 0 | 0 | 533 | 0 | 0 | 0 | 0 | 0 | 0 | 0 | 0 | 0 | 0 | 0 | 0 | 0 | 0 | 0 | 0 | 0 | 0 |  | 4266 | 533-8 | [40 empty] | 0 | 0 | 0 |  |  |  | 0 | 5000000
534-1078 | 0 | 0 | 0 | 0 | 0% | 0% | 0% | 0 | 0 | 0 | 0 | 0 | 0 | 0 | 0 | 534 | 0 | 0 | 0 | 0 | 0 | 0 | 0 | 0 | 0 | 0 | 0 | 0 | 0 | 0 | 0 | 0 | 0 | 0 |  | 4267 | 534-1078 | [40 empty] | 0 | 0 | 0 |  |  |  | 0 | 5000000
534-347 | 0 | 0 | 0 | 0 | 0% | 0% | 0% | 0 | 0 | 0 | 0 | 0 | 0 | 0 | 0 | 534 | 0 | 0 | 0 | 0 | 0 | 0 | 0 | 0 | 0 | 0 | 0 | 0 | 0 | 0 | 0 | 0 | 0 | 0 |  | 4268 | 534-347 | [40 empty] | 0 | 0 | 0 |  |  |  | 0 | 5000000
534-349AE | 0 | 0 | 0 | 0 | 0% | 0% | 0% | 0 | 0 | 0 | 0 | 0 | 0 | 0 | 0 | 534 | 0 | 0 | 0 | 0 | 0 | 0 | 0 | 0 | 0 | 0 | 0 | 0 | 0 | 0 | 0 | 0 | 0 | 0 |  | 4269 | 534-349AE | [40 empty] | 0 | 0 | 0 |  |  |  | 0 | 5000000
100-517 | 0 | 0 | 0 | 0 | 0% | 0% | 0% | 0 | 0 | 0 | 0 | 0 | 0 | 0 | 0 | 100 | 0 | 0 | 0 | 0 | 0 | 0 | 0 | 0 | 0 | 0 | 0 | 0 | 0 | 0 | 0 | 0 | 0 | 0 |  | 4270 | 100-517 | [40 empty] | 0 | 0 | 0 |  |  |  | 0 | 5000000
535-11F | 76628.2866 | 0 | 76628.2866 | 0 | 0% | 100% | 0% | 6225.7502 | 12973.8255 | 9.3041 | 4932.0019 | 1284.4442 | 19.3888 | 10277.7867 | 2676.6501 | 535 | 0.058581 | 0.058581 | 0.058581 | 1308082.9939 | 114.5173 | 60704.4684 | 15809.3009 | 1954.8677 | 1036255.4906 | 269872.6357 | 1201806.339 | 1796.0423 | 952063.7647 | 247946.5333 | 1086613.3343 | 1623.8919 | 860808.5562 | 224180.8857 |  | 4271 | 535-11F | 76628.2866 | 70402.5364 | 63654.4611 | 0 | 0 | 0 | 76628.2866 | 70402.5364 | 63654.4611 | 0 | 114.5173 | 105.2132 | 95.1286 | 0 | 0 | 0 | 114.5173 | 105.2132 | 95.1286 | 0 | 15809.3009 | 14524.8567 | 13132.6508 | 0 | 0 | 0 | 15809.3009 | 14524.8567 | 13132.6508 | 0 | 60704.4684 | 55772.4665 | 50426.6817 | 0 | 0 | 0 | 60704.4684 | 55772.4665 | 50426.6817 | 0 | 0 | 0 | 0 | 0.058581 | 0.058581 | 0.058581 | 0 | 5000000
535-263 | 0 | 0 | 0 | 0 | 0% | 0% | 0% | 0 | 0 | 0 | 0 | 0 | 0 | 0 | 0 | 535 | 0 | 0 | 0 | 0 | 0 | 0 | 0 | 0 | 0 | 0 | 0 | 0 | 0 | 0 | 0 | 0 | 0 | 0 |  | 4272 | 535-263 | [40 empty] | 0 | 0 | 0 |  |  |  | 0 | 5000000
535-8F | 38095.4749 | 0 | 38095.4749 | 0 | 0% | 100% | 0% | 3091.9329 | 6445.722 | 4.0323 | 2449.8775 | 638.0231 | 8.4061 | 5107.2355 | 1330.0804 | 535 | 0.058644 | 0.058644 | 0.058644 | 649605.6703 | 49.6816 | 30184.7586 | 7861.0347 | 847.1735 | 514711.7966 | 134046.7002 | 596881.8984 | 778.4146 | 472936.3805 | 123167.1033 | 539692.9422 | 703.8324 | 427622.9974 | 111366.1123 |  | 4273 | 535-8F | 38095.4749 | 35003.542 | 31649.7529 | 0 | 0 | 0 | 38095.4749 | 35003.542 | 31649.7529 | 0 | 49.6816 | 45.6493 | 41.2755 | 0 | 0 | 0 | 49.6816 | 45.6493 | 41.2755 | 0 | 7861.0347 | 7223.0116 | 6530.9543 | 0 | 0 | 0 | 7861.0347 | 7223.0116 | 6530.9543 | 0 | 30184.7586 | 27734.8811 | 25077.5231 | 0 | 0 | 0 | 30184.7586 | 27734.8811 | 25077.5231 | 0 | 0 | 0 | 0 | 0.058644 | 0.058644 | 0.058644 | 0 | 5000000
536-360 | 0 | 0 | 0 | 0 | 0% | 0% | 0% | 0 | 0 | 0 | 0 | 0 | 0 | 0 | 0 | 536 | 0 | 0 | 0 | 0 | 0 | 0 | 0 | 0 | 0 | 0 | 0 | 0 | 0 | 0 | 0 | 0 | 0 | 0 |  | 4274 | 536-360 | [40 empty] | 0 | 0 | 0 |  |  |  | 0 | 5000000
536-376 | 0 | 0 | 0 | 0 | 0% | 0% | 0% | 0 | 0 | 0 | 0 | 0 | 0 | 0 | 0 | 536 | 0 | 0 | 0 | 0 | 0 | 0 | 0 | 0 | 0 | 0 | 0 | 0 | 0 | 0 | 0 | 0 | 0 | 0 |  | 4275 | 536-376 | [40 empty] | 0 | 0 | 0 |  |  |  | 0 | 5000000
545-44 | 452.0895 | 0 | 452.0895 | 0 | 0% | 100% | 0% | 71.4247 | 149.5888 | 0.48949 | 56.2785 | 14.6567 | 1.0252 | 117.8674 | 30.6963 | 545 | 0.010693 | 0.010693 | 0.010693 | 42279.8086 | 3.0982 | 356.2206 | 92.7707 | 289.7506 | 33314.058 | 8676 | 35600.1092 | 243.9735 | 28050.839 | 7305.2967 | 28290.135 | 193.877 | 22290.9997 | 5805.2583 |  | 4276 | 545-44 | 452.0895 | 380.6648 | 302.5008 | 0 | 0 | 0 | 452.0895 | 380.6648 | 302.5008 | 0 | 3.0982 | 2.6088 | 2.0731 | 0 | 0 | 0 | 3.0982 | 2.6088 | 2.0731 | 0 | 92.7707 | 78.1141 | 62.0745 | 0 | 0 | 0 | 92.7707 | 78.1141 | 62.0745 | 0 | 356.2206 | 299.942 | 238.3532 | 0 | 0 | 0 | 356.2206 | 299.942 | 238.3532 | 0 | 0 | 0 | 0 | 0.010693 | 0.010693 | 0.010693 | 0 | 5000000
545-45AE | 0 | 0 | 0 | 0 | 0% | 0% | 0% | 0 | 0 | 0 | 0 | 0 | 0 | 0 | 0 | 545 | 0 | 0 | 0 | 0 | 0 | 0 | 0 | 0 | 0 | 0 | 0 | 0 | 0 | 0 | 0 | 0 | 0 | 0 |  | 4277 | 545-45AE | [40 empty] | 0 | 0 | 0 |  |  |  | 0 | 5000000
545-46 | 0 | 0 | 0 | 0 | 0% | 0% | 0% | 0 | 0 | 0 | 0 | 0 | 0 | 0 | 0 | 545 | 0 | 0 | 0 | 0 | 0 | 0 | 0 | 0 | 0 | 0 | 0 | 0 | 0 | 0 | 0 | 0 | 0 | 0 |  | 4278 | 545-46 | [40 empty] | 0 | 0 | 0 |  |  |  | 0 | 5000000
559-18F | 0 | 0 | 0 | 0 | 0% | 0% | 0% | 0 | 0 | 0 | 0 | 0 | 0 | 0 | 0 | 559 | 0 | 0 | 0 | 0 | 0 | 0 | 0 | 0 | 0 | 0 | 0 | 0 | 0 | 0 | 0 | 0 | 0 | 0 |  | 4279 | 559-18F | [40 empty] | 0 | 0 | 0 |  |  |  | 0 | 5000000
559-42 | 0 | 0 | 0 | 0 | 0% | 0% | 0% | 0 | 0 | 0 | 0 | 0 | 0 | 0 | 0 | 559 | 0 | 0 | 0 | 0 | 0 | 0 | 0 | 0 | 0 | 0 | 0 | 0 | 0 | 0 | 0 | 0 | 0 | 0 |  | 4280 | 559-42 | [40 empty] | 0 | 0 | 0 |  |  |  | 0 | 5000000
559-43 | 0 | 0 | 0 | 0 | 0% | 0% | 0% | 0 | 0 | 0 | 0 | 0 | 0 | 0 | 0 | 559 | 0 | 0 | 0 | 0 | 0 | 0 | 0 | 0 | 0 | 0 | 0 | 0 | 0 | 0 | 0 | 0 | 0 | 0 |  | 4281 | 559-43 | [40 empty] | 0 | 0 | 0 |  |  |  | 0 | 5000000
559-44 | 0 | 0 | 0 | 0 | 0% | 0% | 0% | 0 | 0 | 0 | 0 | 0 | 0 | 0 | 0 | 559 | 0 | 0 | 0 | 0 | 0 | 0 | 0 | 0 | 0 | 0 | 0 | 0 | 0 | 0 | 0 | 0 | 0 | 0 |  | 4282 | 559-44 | [40 empty] | 0 | 0 | 0 |  |  |  | 0 | 5000000
56-27AE | 565.1607 | 0 | 565.1607 | 0 | 0% | 100% | 0% | 89.9549 | 187.4157 | 0.50555 | 70.9673 | 18.482 | 1.0533 | 147.8561 | 38.5063 | 56 | 0.010707 | 0.010707 | 0.010707 | 52784.2219 | 3.1762 | 445.867 | 116.1174 | 296.6494 | 41642.5725 | 10845 | 44382.7209 | 249.4327 | 35014.4533 | 9118.835 | 35280.1911 | 198.2761 | 27833.2779 | 7248.6372 |  | 4283 | 56-27AE | 565.1607 | 475.2058 | 377.745 | 0 | 0 | 0 | 565.1607 | 475.2058 | 377.745 | 0 | 3.1762 | 2.6707 | 2.1229 | 0 | 0 | 0 | 3.1762 | 2.6707 | 2.1229 | 0 | 116.1174 | 97.6354 | 77.6112 | 0 | 0 | 0 | 116.1174 | 97.6354 | 77.6112 | 0 | 445.867 | 374.8998 | 298.0109 | 0 | 0 | 0 | 445.867 | 374.8998 | 298.0109 | 0 | 0 | 0 | 0 | 0.010707 | 0.010707 | 0.010707 | 0 | 5000000
56-28 | 0 | 0 | 0 | 0 | 0% | 0% | 0% | 0 | 0 | 0 | 0 | 0 | 0 | 0 | 0 | 56 | 0 | 0 | 0 | 0 | 0 | 0 | 0 | 0 | 0 | 0 | 0 | 0 | 0 | 0 | 0 | 0 | 0 | 0 |  | 4284 | 56-28 | [40 empty] | 0 | 0 | 0 |  |  |  | 0 | 5000000
56-668 | 0 | 0 | 0 | 0 | 0% | 0% | 0% | 0 | 0 | 0 | 0 | 0 | 0 | 0 | 0 | 56 | 0 | 0 | 0 | 0 | 0 | 0 | 0 | 0 | 0 | 0 | 0 | 0 | 0 | 0 | 0 | 0 | 0 | 0 |  | 4285 | 56-668 | [40 empty] | 0 | 0 | 0 |  |  |  | 0 | 5000000
56-671F | 0 | 0 | 0 | 0 | 0% | 0% | 0% | 0 | 0 | 0 | 0 | 0 | 0 | 0 | 0 | 56 | 0 | 0 | 0 | 0 | 0 | 0 | 0 | 0 | 0 | 0 | 0 | 0 | 0 | 0 | 0 | 0 | 0 | 0 |  | 4286 | 56-671F | [40 empty] | 0 | 0 | 0 |  |  |  | 0 | 5000000
560-29F | 0 | 0 | 0 | 0 | 0% | 0% | 0% | 0 | 0 | 0 | 0 | 0 | 0 | 0 | 0 | 560 | 0 | 0 | 0 | 0 | 0 | 0 | 0 | 0 | 0 | 0 | 0 | 0 | 0 | 0 | 0 | 0 | 0 | 0 |  | 4287 | 560-29F | [40 empty] | 0 | 0 | 0 |  |  |  | 0 | 5000000
560-30F | 0 | 0 | 0 | 0 | 0% | 0% | 0% | 0 | 0 | 0 | 0 | 0 | 0 | 0 | 0 | 560 | 0 | 0 | 0 | 0 | 0 | 0 | 0 | 0 | 0 | 0 | 0 | 0 | 0 | 0 | 0 | 0 | 0 | 0 |  | 4288 | 560-30F | [40 empty] | 0 | 0 | 0 |  |  |  | 0 | 5000000
560-31F | 0 | 0 | 0 | 0 | 0% | 0% | 0% | 0 | 0 | 0 | 0 | 0 | 0 | 0 | 0 | 560 | 0 | 0 | 0 | 0 | 0 | 0 | 0 | 0 | 0 | 0 | 0 | 0 | 0 | 0 | 0 | 0 | 0 | 0 |  | 4289 | 560-31F | [40 empty] | 0 | 0 | 0 |  |  |  | 0 | 5000000
560-47 | 0 | 0 | 0 | 0 | 0% | 0% | 0% | 0 | 0 | 0 | 0 | 0 | 0 | 0 | 0 | 560 | 0 | 0 | 0 | 0 | 0 | 0 | 0 | 0 | 0 | 0 | 0 | 0 | 0 | 0 | 0 | 0 | 0 | 0 |  | 4290 | 560-47 | [40 empty] | 0 | 0 | 0 |  |  |  | 0 | 5000000
560-48F | 0 | 0 | 0 | 0 | 0% | 0% | 0% | 0 | 0 | 0 | 0 | 0 | 0 | 0 | 0 | 560 | 0 | 0 | 0 | 0 | 0 | 0 | 0 | 0 | 0 | 0 | 0 | 0 | 0 | 0 | 0 | 0 | 0 | 0 |  | 4291 | 560-48F | [40 empty] | 0 | 0 | 0 |  |  |  | 0 | 5000000
560-5 | 0 | 0 | 0 | 0 | 0% | 0% | 0% | 0 | 0 | 0 | 0 | 0 | 0 | 0 | 0 | 560 | 0 | 0 | 0 | 0 | 0 | 0 | 0 | 0 | 0 | 0 | 0 | 0 | 0 | 0 | 0 | 0 | 0 | 0 |  | 4292 | 560-5 | [40 empty] | 0 | 0 | 0 |  |  |  | 0 | 5000000
561-14 | 0 | 0 | 0 | 0 | 0% | 0% | 0% | 0 | 0 | 0 | 0 | 0 | 0 | 0 | 0 | 561 | 0 | 0 | 0 | 0 | 0 | 0 | 0 | 0 | 0 | 0 | 0 | 0 | 0 | 0 | 0 | 0 | 0 | 0 |  | 4293 | 561-14 | [40 empty] | 0 | 0 | 0 |  |  |  | 0 | 5000000
561-31 | 0 | 0 | 0 | 0 | 0% | 0% | 0% | 0 | 0 | 0 | 0 | 0 | 0 | 0 | 0 | 561 | 0 | 0 | 0 | 0 | 0 | 0 | 0 | 0 | 0 | 0 | 0 | 0 | 0 | 0 | 0 | 0 | 0 | 0 |  | 4294 | 561-31 | [40 empty] | 0 | 0 | 0 |  |  |  | 0 | 5000000
561-32F | 0 | 0 | 0 | 0 | 0% | 0% | 0% | 0 | 0 | 0 | 0 | 0 | 0 | 0 | 0 | 561 | 0 | 0 | 0 | 0 | 0 | 0 | 0 | 0 | 0 | 0 | 0 | 0 | 0 | 0 | 0 | 0 | 0 | 0 |  | 4295 | 561-32F | [40 empty] | 0 | 0 | 0 |  |  |  | 0 | 5000000
561-33F | 0 | 0 | 0 | 0 | 0% | 0% | 0% | 0 | 0 | 0 | 0 | 0 | 0 | 0 | 0 | 561 | 0 | 0 | 0 | 0 | 0 | 0 | 0 | 0 | 0 | 0 | 0 | 0 | 0 | 0 | 0 | 0 | 0 | 0 |  | 4296 | 561-33F | [40 empty] | 0 | 0 | 0 |  |  |  | 0 | 5000000
562-100F | 0 | 0 | 0 | 0 | 0% | 0% | 0% | 0 | 0 | 0 | 0 | 0 | 0 | 0 | 0 | 562 | 0 | 0 | 0 | 0 | 0 | 0 | 0 | 0 | 0 | 0 | 0 | 0 | 0 | 0 | 0 | 0 | 0 | 0 |  | 4297 | 562-100F | [40 empty] | 0 | 0 | 0 |  |  |  | 0 | 5000000
562-101F | 0 | 0 | 0 | 0 | 0% | 0% | 0% | 0 | 0 | 0 | 0 | 0 | 0 | 0 | 0 | 562 | 0 | 0 | 0 | 0 | 0 | 0 | 0 | 0 | 0 | 0 | 0 | 0 | 0 | 0 | 0 | 0 | 0 | 0 |  | 4298 | 562-101F | [40 empty] | 0 | 0 | 0 |  |  |  | 0 | 5000000
562-98 | 0 | 0 | 0 | 0 | 0% | 0% | 0% | 0 | 0 | 0 | 0 | 0 | 0 | 0 | 0 | 562 | 0 | 0 | 0 | 0 | 0 | 0 | 0 | 0 | 0 | 0 | 0 | 0 | 0 | 0 | 0 | 0 | 0 | 0 |  | 4299 | 562-98 | [40 empty] | 0 | 0 | 0 |  |  |  | 0 | 5000000
563-37F | 0 | 0 | 0 | 0 | 0% | 0% | 0% | 0 | 0 | 0 | 0 | 0 | 0 | 0 | 0 | 563 | 0 | 0 | 0 | 0 | 0 | 0 | 0 | 0 | 0 | 0 | 0 | 0 | 0 | 0 | 0 | 0 | 0 | 0 |  | 4300 | 563-37F | [40 empty] | 0 | 0 | 0 |  |  |  | 0 | 5000000
563-38 | 0 | 0 | 0 | 0 | 0% | 0% | 0% | 0 | 0 | 0 | 0 | 0 | 0 | 0 | 0 | 563 | 0 | 0 | 0 | 0 | 0 | 0 | 0 | 0 | 0 | 0 | 0 | 0 | 0 | 0 | 0 | 0 | 0 | 0 |  | 4301 | 563-38 | [40 empty] | 0 | 0 | 0 |  |  |  | 0 | 5000000
563-40F | 0 | 0 | 0 | 0 | 0% | 0% | 0% | 0 | 0 | 0 | 0 | 0 | 0 | 0 | 0 | 563 | 0 | 0 | 0 | 0 | 0 | 0 | 0 | 0 | 0 | 0 | 0 | 0 | 0 | 0 | 0 | 0 | 0 | 0 |  | 4302 | 563-40F | [40 empty] | 0 | 0 | 0 |  |  |  | 0 | 5000000
563-675F | 0 | 0 | 0 | 0 | 0% | 0% | 0% | 0 | 0 | 0 | 0 | 0 | 0 | 0 | 0 | 563 | 0 | 0 | 0 | 0 | 0 | 0 | 0 | 0 | 0 | 0 | 0 | 0 | 0 | 0 | 0 | 0 | 0 | 0 |  | 4303 | 563-675F | [40 empty] | 0 | 0 | 0 |  |  |  | 0 | 5000000
564-17 | 0 | 0 | 0 | 0 | 0% | 0% | 0% | 0 | 0 | 0 | 0 | 0 | 0 | 0 | 0 | 564 | 0 | 0 | 0 | 0 | 0 | 0 | 0 | 0 | 0 | 0 | 0 | 0 | 0 | 0 | 0 | 0 | 0 | 0 |  | 4304 | 564-17 | [40 empty] | 0 | 0 | 0 |  |  |  | 0 | 5000000
564-18F | 0 | 0 | 0 | 0 | 0% | 0% | 0% | 0 | 0 | 0 | 0 | 0 | 0 | 0 | 0 | 564 | 0 | 0 | 0 | 0 | 0 | 0 | 0 | 0 | 0 | 0 | 0 | 0 | 0 | 0 | 0 | 0 | 0 | 0 |  | 4305 | 564-18F | [40 empty] | 0 | 0 | 0 |  |  |  | 0 | 5000000
564-1921F | 0 | 0 | 0 | 0 | 0% | 0% | 0% | 0 | 0 | 0 | 0 | 0 | 0 | 0 | 0 | 564 | 0 | 0 | 0 | 0 | 0 | 0 | 0 | 0 | 0 | 0 | 0 | 0 | 0 | 0 | 0 | 0 | 0 | 0 |  | 4306 | 564-1921F | [40 empty] | 0 | 0 | 0 |  |  |  | 0 | 5000000
564-1922 | 0 | 0 | 0 | 0 | 0% | 0% | 0% | 0 | 0 | 0 | 0 | 0 | 0 | 0 | 0 | 564 | 0 | 0 | 0 | 0 | 0 | 0 | 0 | 0 | 0 | 0 | 0 | 0 | 0 | 0 | 0 | 0 | 0 | 0 |  | 4307 | 564-1922 | [40 empty] | 0 | 0 | 0 |  |  |  | 0 | 5000000
564-1923 | 0 | 0 | 0 | 0 | 0% | 0% | 0% | 0 | 0 | 0 | 0 | 0 | 0 | 0 | 0 | 564 | 0 | 0 | 0 | 0 | 0 | 0 | 0 | 0 | 0 | 0 | 0 | 0 | 0 | 0 | 0 | 0 | 0 | 0 |  | 4308 | 564-1923 | [40 empty] | 0 | 0 | 0 |  |  |  | 0 | 5000000
559-19F | 0 | 0 | 0 | 0 | 0% | 0% | 0% | 0 | 0 | 0 | 0 | 0 | 0 | 0 | 0 | 559 | 0 | 0 | 0 | 0 | 0 | 0 | 0 | 0 | 0 | 0 | 0 | 0 | 0 | 0 | 0 | 0 | 0 | 0 |  | 4309 | 559-19F | [40 empty] | 0 | 0 | 0 |  |  |  | 0 | 5000000
559-17 | 0 | 0 | 0 | 0 | 0% | 0% | 0% | 0 | 0 | 0 | 0 | 0 | 0 | 0 | 0 | 559 | 0 | 0 | 0 | 0 | 0 | 0 | 0 | 0 | 0 | 0 | 0 | 0 | 0 | 0 | 0 | 0 | 0 | 0 |  | 4310 | 559-17 | [40 empty] | 0 | 0 | 0 |  |  |  | 0 | 5000000
545-48F | 9404.0286 | 0 | 9404.0286 | 0 | 0% | 100% | 0% | 1485.1833 | 3115.3111 | 2.5958 | 1334.9804 | 147.6071 | 5.4448 | 2800.2465 | 309.6198 | 545 | 0.010684 | 0.010684 | 0.010684 | 880230.3152 | 16.4361 | 8452.9592 | 934.6334 | 1538.4378 | 791208.8775 | 87483 | 741215.0704 | 1295.4715 | 666252.8362 | 73666.763 | 588632.8077 | 1028.7932 | 529101.8669 | 58502.1477 |  | 4311 | 545-48F | 9404.0286 | 7918.8453 | 6288.7175 | 0 | 0 | 0 | 9404.0286 | 7918.8453 | 6288.7175 | 0 | 16.4361 | 13.8403 | 10.9912 | 0 | 0 | 0 | 16.4361 | 13.8403 | 10.9912 | 0 | 934.6334 | 787.0262 | 625.0135 | 0 | 0 | 0 | 934.6334 | 787.0262 | 625.0135 | 0 | 8452.9592 | 7117.9788 | 5652.7127 | 0 | 0 | 0 | 8452.9592 | 7117.9788 | 5652.7127 | 0 | 0 | 0 | 0 | 0.010684 | 0.010684 | 0.010684 | 0 | 5000000
559-16F | 0 | 0 | 0 | 0 | 0% | 0% | 0% | 0 | 0 | 0 | 0 | 0 | 0 | 0 | 0 | 559 | 0 | 0 | 0 | 0 | 0 | 0 | 0 | 0 | 0 | 0 | 0 | 0 | 0 | 0 | 0 | 0 | 0 | 0 |  | 4312 | 559-16F | [40 empty] | 0 | 0 | 0 |  |  |  | 0 | 5000000
545-49 | 0 | 0 | 0 | 0 | 0% | 0% | 0% | 0 | 0 | 0 | 0 | 0 | 0 | 0 | 0 | 545 | 0 | 0 | 0 | 0 | 0 | 0 | 0 | 0 | 0 | 0 | 0 | 0 | 0 | 0 | 0 | 0 | 0 | 0 |  | 4313 | 545-49 | [40 empty] | 0 | 0 | 0 |  |  |  | 0 | 5000000
547-23 | 0 | 0 | 0 | 0 | 0% | 0% | 0% | 0 | 0 | 0 | 0 | 0 | 0 | 0 | 0 | 547 | 0 | 0 | 0 | 0 | 0 | 0 | 0 | 0 | 0 | 0 | 0 | 0 | 0 | 0 | 0 | 0 | 0 | 0 |  | 4314 | 547-23 | [40 empty] | 0 | 0 | 0 |  |  |  | 0 | 5000000
547-24F | 0 | 0 | 0 | 0 | 0% | 0% | 0% | 0 | 0 | 0 | 0 | 0 | 0 | 0 | 0 | 547 | 0 | 0 | 0 | 0 | 0 | 0 | 0 | 0 | 0 | 0 | 0 | 0 | 0 | 0 | 0 | 0 | 0 | 0 |  | 4315 | 547-24F | [40 empty] | 0 | 0 | 0 |  |  |  | 0 | 5000000
547-25F | 0 | 0 | 0 | 0 | 0% | 0% | 0% | 0 | 0 | 0 | 0 | 0 | 0 | 0 | 0 | 547 | 0 | 0 | 0 | 0 | 0 | 0 | 0 | 0 | 0 | 0 | 0 | 0 | 0 | 0 | 0 | 0 | 0 | 0 |  | 4316 | 547-25F | [40 empty] | 0 | 0 | 0 |  |  |  | 0 | 5000000
548-13 | 0 | 0 | 0 | 0 | 0% | 0% | 0% | 0 | 0 | 0 | 0 | 0 | 0 | 0 | 0 | 548 | 0 | 0 | 0 | 0 | 0 | 0 | 0 | 0 | 0 | 0 | 0 | 0 | 0 | 0 | 0 | 0 | 0 | 0 |  | 4317 | 548-13 | [40 empty] | 0 | 0 | 0 |  |  |  | 0 | 5000000
548-16 | 0 | 0 | 0 | 0 | 0% | 0% | 0% | 0 | 0 | 0 | 0 | 0 | 0 | 0 | 0 | 548 | 0 | 0 | 0 | 0 | 0 | 0 | 0 | 0 | 0 | 0 | 0 | 0 | 0 | 0 | 0 | 0 | 0 | 0 |  | 4318 | 548-16 | [40 empty] | 0 | 0 | 0 |  |  |  | 0 | 5000000
549-34F | 0 | 0 | 0 | 0 | 0% | 0% | 0% | 0 | 0 | 0 | 0 | 0 | 0 | 0 | 0 | 549 | 0 | 0 | 0 | 0 | 0 | 0 | 0 | 0 | 0 | 0 | 0 | 0 | 0 | 0 | 0 | 0 | 0 | 0 |  | 4319 | 549-34F | [40 empty] | 0 | 0 | 0 |  |  |  | 0 | 5000000
549-35 | 0 | 0 | 0 | 0 | 0% | 0% | 0% | 0 | 0 | 0 | 0 | 0 | 0 | 0 | 0 | 549 | 0 | 0 | 0 | 0 | 0 | 0 | 0 | 0 | 0 | 0 | 0 | 0 | 0 | 0 | 0 | 0 | 0 | 0 |  | 4320 | 549-35 | [40 empty] | 0 | 0 | 0 |  |  |  | 0 | 5000000
55-477F | 0 | 0 | 0 | 0 | 0% | 0% | 0% | 0 | 0 | 0 | 0 | 0 | 0 | 0 | 0 | 55 | 0 | 0 | 0 | 0 | 0 | 0 | 0 | 0 | 0 | 0 | 0 | 0 | 0 | 0 | 0 | 0 | 0 | 0 |  | 4321 | 55-477F | [40 empty] | 0 | 0 | 0 |  |  |  | 0 | 5000000
55-478 | 0 | 0 | 0 | 0 | 0% | 0% | 0% | 0 | 0 | 0 | 0 | 0 | 0 | 0 | 0 | 55 | 0 | 0 | 0 | 0 | 0 | 0 | 0 | 0 | 0 | 0 | 0 | 0 | 0 | 0 | 0 | 0 | 0 | 0 |  | 4322 | 55-478 | [40 empty] | 0 | 0 | 0 |  |  |  | 0 | 5000000
55-485 | 0 | 0 | 0 | 0 | 0% | 0% | 0% | 0 | 0 | 0 | 0 | 0 | 0 | 0 | 0 | 55 | 0 | 0 | 0 | 0 | 0 | 0 | 0 | 0 | 0 | 0 | 0 | 0 | 0 | 0 | 0 | 0 | 0 | 0 |  | 4323 | 55-485 | [40 empty] | 0 | 0 | 0 |  |  |  | 0 | 5000000
554-17F | 0 | 0 | 0 | 0 | 0% | 0% | 0% | 0 | 0 | 0 | 0 | 0 | 0 | 0 | 0 | 554 | 0 | 0 | 0 | 0 | 0 | 0 | 0 | 0 | 0 | 0 | 0 | 0 | 0 | 0 | 0 | 0 | 0 | 0 |  | 4324 | 554-17F | [40 empty] | 0 | 0 | 0 |  |  |  | 0 | 5000000
554-18 | 0 | 0 | 0 | 0 | 0% | 0% | 0% | 0 | 0 | 0 | 0 | 0 | 0 | 0 | 0 | 554 | 0 | 0 | 0 | 0 | 0 | 0 | 0 | 0 | 0 | 0 | 0 | 0 | 0 | 0 | 0 | 0 | 0 | 0 |  | 4325 | 554-18 | [40 empty] | 0 | 0 | 0 |  |  |  | 0 | 5000000
554-19F | 0 | 0 | 0 | 0 | 0% | 0% | 0% | 0 | 0 | 0 | 0 | 0 | 0 | 0 | 0 | 554 | 0 | 0 | 0 | 0 | 0 | 0 | 0 | 0 | 0 | 0 | 0 | 0 | 0 | 0 | 0 | 0 | 0 | 0 |  | 4326 | 554-19F | [40 empty] | 0 | 0 | 0 |  |  |  | 0 | 5000000
554-20 | 0 | 0 | 0 | 0 | 0% | 0% | 0% | 0 | 0 | 0 | 0 | 0 | 0 | 0 | 0 | 554 | 0 | 0 | 0 | 0 | 0 | 0 | 0 | 0 | 0 | 0 | 0 | 0 | 0 | 0 | 0 | 0 | 0 | 0 |  | 4327 | 554-20 | [40 empty] | 0 | 0 | 0 |  |  |  | 0 | 5000000
554-21 | 0 | 0 | 0 | 0 | 0% | 0% | 0% | 0 | 0 | 0 | 0 | 0 | 0 | 0 | 0 | 554 | 0 | 0 | 0 | 0 | 0 | 0 | 0 | 0 | 0 | 0 | 0 | 0 | 0 | 0 | 0 | 0 | 0 | 0 |  | 4328 | 554-21 | [40 empty] | 0 | 0 | 0 |  |  |  | 0 | 5000000
554-22 | 0 | 0 | 0 | 0 | 0% | 0% | 0% | 0 | 0 | 0 | 0 | 0 | 0 | 0 | 0 | 554 | 0 | 0 | 0 | 0 | 0 | 0 | 0 | 0 | 0 | 0 | 0 | 0 | 0 | 0 | 0 | 0 | 0 | 0 |  | 4329 | 554-22 | [40 empty] | 0 | 0 | 0 |  |  |  | 0 | 5000000
554-23 | 0 | 0 | 0 | 0 | 0% | 0% | 0% | 0 | 0 | 0 | 0 | 0 | 0 | 0 | 0 | 554 | 0 | 0 | 0 | 0 | 0 | 0 | 0 | 0 | 0 | 0 | 0 | 0 | 0 | 0 | 0 | 0 | 0 | 0 |  | 4330 | 554-23 | [40 empty] | 0 | 0 | 0 |  |  |  | 0 | 5000000
554-24 | 0 | 0 | 0 | 0 | 0% | 0% | 0% | 0 | 0 | 0 | 0 | 0 | 0 | 0 | 0 | 554 | 0 | 0 | 0 | 0 | 0 | 0 | 0 | 0 | 0 | 0 | 0 | 0 | 0 | 0 | 0 | 0 | 0 | 0 |  | 4331 | 554-24 | [40 empty] | 0 | 0 | 0 |  |  |  | 0 | 5000000
555-1 | 0 | 0 | 0 | 0 | 0% | 0% | 0% | 0 | 0 | 0 | 0 | 0 | 0 | 0 | 0 | 555 | 0 | 0 | 0 | 0 | 0 | 0 | 0 | 0 | 0 | 0 | 0 | 0 | 0 | 0 | 0 | 0 | 0 | 0 |  | 4332 | 555-1 | [40 empty] | 0 | 0 | 0 |  |  |  | 0 | 5000000
555-22F | 0 | 0 | 0 | 0 | 0% | 0% | 0% | 0 | 0 | 0 | 0 | 0 | 0 | 0 | 0 | 555 | 0 | 0 | 0 | 0 | 0 | 0 | 0 | 0 | 0 | 0 | 0 | 0 | 0 | 0 | 0 | 0 | 0 | 0 |  | 4333 | 555-22F | [40 empty] | 0 | 0 | 0 |  |  |  | 0 | 5000000
555-23 | 0 | 0 | 0 | 0 | 0% | 0% | 0% | 0 | 0 | 0 | 0 | 0 | 0 | 0 | 0 | 555 | 0 | 0 | 0 | 0 | 0 | 0 | 0 | 0 | 0 | 0 | 0 | 0 | 0 | 0 | 0 | 0 | 0 | 0 |  | 4334 | 555-23 | [40 empty] | 0 | 0 | 0 |  |  |  | 0 | 5000000
557-17 | 0 | 0 | 0 | 0 | 0% | 0% | 0% | 0 | 0 | 0 | 0 | 0 | 0 | 0 | 0 | 557 | 0 | 0 | 0 | 0 | 0 | 0 | 0 | 0 | 0 | 0 | 0 | 0 | 0 | 0 | 0 | 0 | 0 | 0 |  | 4335 | 557-17 | [40 empty] | 0 | 0 | 0 |  |  |  | 0 | 5000000
557-824 | 0 | 0 | 0 | 0 | 0% | 0% | 0% | 0 | 0 | 0 | 0 | 0 | 0 | 0 | 0 | 557 | 0 | 0 | 0 | 0 | 0 | 0 | 0 | 0 | 0 | 0 | 0 | 0 | 0 | 0 | 0 | 0 | 0 | 0 |  | 4336 | 557-824 | [40 empty] | 0 | 0 | 0 |  |  |  | 0 | 5000000
557-827AE | 0 | 0 | 0 | 0 | 0% | 0% | 0% | 0 | 0 | 0 | 0 | 0 | 0 | 0 | 0 | 557 | 0 | 0 | 0 | 0 | 0 | 0 | 0 | 0 | 0 | 0 | 0 | 0 | 0 | 0 | 0 | 0 | 0 | 0 |  | 4337 | 557-827AE | [40 empty] | 0 | 0 | 0 |  |  |  | 0 | 5000000
558-502 | 0 | 0 | 0 | 0 | 0% | 0% | 0% | 0 | 0 | 0 | 0 | 0 | 0 | 0 | 0 | 558 | 0 | 0 | 0 | 0 | 0 | 0 | 0 | 0 | 0 | 0 | 0 | 0 | 0 | 0 | 0 | 0 | 0 | 0 |  | 4338 | 558-502 | [40 empty] | 0 | 0 | 0 |  |  |  | 0 | 5000000
558-503 | 0 | 0 | 0 | 0 | 0% | 0% | 0% | 0 | 0 | 0 | 0 | 0 | 0 | 0 | 0 | 558 | 0 | 0 | 0 | 0 | 0 | 0 | 0 | 0 | 0 | 0 | 0 | 0 | 0 | 0 | 0 | 0 | 0 | 0 |  | 4339 | 558-503 | [40 empty] | 0 | 0 | 0 |  |  |  | 0 | 5000000
558-504 | 0 | 0 | 0 | 0 | 0% | 0% | 0% | 0 | 0 | 0 | 0 | 0 | 0 | 0 | 0 | 558 | 0 | 0 | 0 | 0 | 0 | 0 | 0 | 0 | 0 | 0 | 0 | 0 | 0 | 0 | 0 | 0 | 0 | 0 |  | 4340 | 558-504 | [40 empty] | 0 | 0 | 0 |  |  |  | 0 | 5000000
558-505 | 0 | 0 | 0 | 0 | 0% | 0% | 0% | 0 | 0 | 0 | 0 | 0 | 0 | 0 | 0 | 558 | 0 | 0 | 0 | 0 | 0 | 0 | 0 | 0 | 0 | 0 | 0 | 0 | 0 | 0 | 0 | 0 | 0 | 0 |  | 4341 | 558-505 | [40 empty] | 0 | 0 | 0 |  |  |  | 0 | 5000000
521-1835 | 0 | 0 | 0 | 0 | 0% | 0% | 0% | 0 | 0 | 0 | 0 | 0 | 0 | 0 | 0 | 521 | 0 | 0 | 0 | 0 | 0 | 0 | 0 | 0 | 0 | 0 | 0 | 0 | 0 | 0 | 0 | 0 | 0 | 0 |  | 4342 | 521-1835 | [40 empty] | 0 | 0 | 0 |  |  |  | 0 | 5000000
520-46 | 0 | 0 | 0 | 0 | 0% | 0% | 0% | 0 | 0 | 0 | 0 | 0 | 0 | 0 | 0 | 520 | 0 | 0 | 0 | 0 | 0 | 0 | 0 | 0 | 0 | 0 | 0 | 0 | 0 | 0 | 0 | 0 | 0 | 0 |  | 4343 | 520-46 | [40 empty] | 0 | 0 | 0 |  |  |  | 0 | 5000000
520-44F | 0 | 0 | 0 | 0 | 0% | 0% | 0% | 0 | 0 | 0 | 0 | 0 | 0 | 0 | 0 | 520 | 0 | 0 | 0 | 0 | 0 | 0 | 0 | 0 | 0 | 0 | 0 | 0 | 0 | 0 | 0 | 0 | 0 | 0 |  | 4344 | 520-44F | [40 empty] | 0 | 0 | 0 |  |  |  | 0 | 5000000
476-4 | 3074.2787 | 0 | 3074.2787 | 0 | 0% | 100% | 0% | 101.7278 | 212.2984 | 0.077475 | 93.5309 | 8.1194 | 0.16168 | 195.1921 | 16.9447 | 476 | 0.15796 | 0.15796 | 0.15796 | 19461.8947 | 2.3413 | 2826.5629 | 245.3745 | 14.822 | 17893.7157 | 1553.357 | 18817.9012 | 14.3316 | 17301.6131 | 1501.9565 | 18117.9277 | 13.7985 | 16658.0413 | 1446.0879 |  | 4345 | 476-4 | 3074.2787 | 2972.5509 | 2861.9803 | 0 | 0 | 0 | 3074.2787 | 2972.5509 | 2861.9803 | 0 | 2.3413 | 2.2639 | 2.1797 | 0 | 0 | 0 | 2.3413 | 2.2639 | 2.1797 | 0 | 245.3745 | 237.2551 | 228.4298 | 0 | 0 | 0 | 245.3745 | 237.2551 | 228.4298 | 0 | 2826.5629 | 2733.032 | 2631.3708 | 0 | 0 | 0 | 2826.5629 | 2733.032 | 2631.3708 | 0 | 0 | 0 | 0 | 0.15796 | 0.15796 | 0.15796 | 0 | 5000000
477-10 | 0 | 0 | 0 | 0 | 0% | 0% | 0% | 0 | 0 | 0 | 0 | 0 | 0 | 0 | 0 | 477 | 0 | 0 | 0 | 0 | 0 | 0 | 0 | 0 | 0 | 0 | 0 | 0 | 0 | 0 | 0 | 0 | 0 | 0 |  | 4346 | 477-10 | [40 empty] | 0 | 0 | 0 |  |  |  | 0 | 5000000
477-10F | 0 | 0 | 0 | 0 | 0% | 0% | 0% | 0 | 0 | 0 | 0 | 0 | 0 | 0 | 0 | 477 | 0 | 0 | 0 | 0 | 0 | 0 | 0 | 0 | 0 | 0 | 0 | 0 | 0 | 0 | 0 | 0 | 0 | 0 |  | 4347 | 477-10F | [40 empty] | 0 | 0 | 0 |  |  |  | 0 | 5000000
477-11 | 0 | 0 | 0 | 0 | 0% | 0% | 0% | 0 | 0 | 0 | 0 | 0 | 0 | 0 | 0 | 477 | 0 | 0 | 0 | 0 | 0 | 0 | 0 | 0 | 0 | 0 | 0 | 0 | 0 | 0 | 0 | 0 | 0 | 0 |  | 4348 | 477-11 | [40 empty] | 0 | 0 | 0 |  |  |  | 0 | 5000000
477-11F | 0 | 0 | 0 | 0 | 0% | 0% | 0% | 0 | 0 | 0 | 0 | 0 | 0 | 0 | 0 | 477 | 0 | 0 | 0 | 0 | 0 | 0 | 0 | 0 | 0 | 0 | 0 | 0 | 0 | 0 | 0 | 0 | 0 | 0 |  | 4349 | 477-11F | [40 empty] | 0 | 0 | 0 |  |  |  | 0 | 5000000
477-12 | 0 | 0 | 0 | 0 | 0% | 0% | 0% | 0 | 0 | 0 | 0 | 0 | 0 | 0 | 0 | 477 | 0 | 0 | 0 | 0 | 0 | 0 | 0 | 0 | 0 | 0 | 0 | 0 | 0 | 0 | 0 | 0 | 0 | 0 |  | 4350 | 477-12 | [40 empty] | 0 | 0 | 0 |  |  |  | 0 | 5000000
477-34F | 0 | 0 | 0 | 0 | 0% | 0% | 0% | 0 | 0 | 0 | 0 | 0 | 0 | 0 | 0 | 477 | 0 | 0 | 0 | 0 | 0 | 0 | 0 | 0 | 0 | 0 | 0 | 0 | 0 | 0 | 0 | 0 | 0 | 0 |  | 4351 | 477-34F | [40 empty] | 0 | 0 | 0 |  |  |  | 0 | 5000000
477-35F | 0 | 0 | 0 | 0 | 0% | 0% | 0% | 0 | 0 | 0 | 0 | 0 | 0 | 0 | 0 | 477 | 0 | 0 | 0 | 0 | 0 | 0 | 0 | 0 | 0 | 0 | 0 | 0 | 0 | 0 | 0 | 0 | 0 | 0 |  | 4352 | 477-35F | [40 empty] | 0 | 0 | 0 |  |  |  | 0 | 5000000
477-36 | 0 | 0 | 0 | 0 | 0% | 0% | 0% | 0 | 0 | 0 | 0 | 0 | 0 | 0 | 0 | 477 | 0 | 0 | 0 | 0 | 0 | 0 | 0 | 0 | 0 | 0 | 0 | 0 | 0 | 0 | 0 | 0 | 0 | 0 |  | 4353 | 477-36 | [40 empty] | 0 | 0 | 0 |  |  |  | 0 | 5000000
477-7 | 0 | 0 | 0 | 0 | 0% | 0% | 0% | 0 | 0 | 0 | 0 | 0 | 0 | 0 | 0 | 477 | 0 | 0 | 0 | 0 | 0 | 0 | 0 | 0 | 0 | 0 | 0 | 0 | 0 | 0 | 0 | 0 | 0 | 0 |  | 4354 | 477-7 | [40 empty] | 0 | 0 | 0 |  |  |  | 0 | 5000000
481-40 | 0 | 0 | 0 | 0 | 0% | 0% | 0% | 0 | 0 | 0 | 0 | 0 | 0 | 0 | 0 | 481 | 0 | 0 | 0 | 0 | 0 | 0 | 0 | 0 | 0 | 0 | 0 | 0 | 0 | 0 | 0 | 0 | 0 | 0 |  | 4355 | 481-40 | [40 empty] | 0 | 0 | 0 |  |  |  | 0 | 5000000
481-41F | 0 | 0 | 0 | 0 | 0% | 0% | 0% | 0 | 0 | 0 | 0 | 0 | 0 | 0 | 0 | 481 | 0 | 0 | 0 | 0 | 0 | 0 | 0 | 0 | 0 | 0 | 0 | 0 | 0 | 0 | 0 | 0 | 0 | 0 |  | 4356 | 481-41F | [40 empty] | 0 | 0 | 0 |  |  |  | 0 | 5000000
481-42F | 0 | 0 | 0 | 0 | 0% | 0% | 0% | 0 | 0 | 0 | 0 | 0 | 0 | 0 | 0 | 481 | 0 | 0 | 0 | 0 | 0 | 0 | 0 | 0 | 0 | 0 | 0 | 0 | 0 | 0 | 0 | 0 | 0 | 0 |  | 4357 | 481-42F | [40 empty] | 0 | 0 | 0 |  |  |  | 0 | 5000000
481-43F | 0 | 0 | 0 | 0 | 0% | 0% | 0% | 0 | 0 | 0 | 0 | 0 | 0 | 0 | 0 | 481 | 0 | 0 | 0 | 0 | 0 | 0 | 0 | 0 | 0 | 0 | 0 | 0 | 0 | 0 | 0 | 0 | 0 | 0 |  | 4358 | 481-43F | [40 empty] | 0 | 0 | 0 |  |  |  | 0 | 5000000
482-379F | 0 | 0 | 0 | 0 | 0% | 0% | 0% | 0 | 0 | 0 | 0 | 0 | 0 | 0 | 0 | 482 | 0 | 0 | 0 | 0 | 0 | 0 | 0 | 0 | 0 | 0 | 0 | 0 | 0 | 0 | 0 | 0 | 0 | 0 |  | 4359 | 482-379F | [40 empty] | 0 | 0 | 0 |  |  |  | 0 | 5000000
482-380 | 0 | 0 | 0 | 0 | 0% | 0% | 0% | 0 | 0 | 0 | 0 | 0 | 0 | 0 | 0 | 482 | 0 | 0 | 0 | 0 | 0 | 0 | 0 | 0 | 0 | 0 | 0 | 0 | 0 | 0 | 0 | 0 | 0 | 0 |  | 4360 | 482-380 | [40 empty] | 0 | 0 | 0 |  |  |  | 0 | 5000000
482-939F | 0 | 0 | 0 | 0 | 0% | 0% | 0% | 0 | 0 | 0 | 0 | 0 | 0 | 0 | 0 | 482 | 0 | 0 | 0 | 0 | 0 | 0 | 0 | 0 | 0 | 0 | 0 | 0 | 0 | 0 | 0 | 0 | 0 | 0 |  | 4361 | 482-939F | [40 empty] | 0 | 0 | 0 |  |  |  | 0 | 5000000
482-940 | 0 | 0 | 0 | 0 | 0% | 0% | 0% | 0 | 0 | 0 | 0 | 0 | 0 | 0 | 0 | 482 | 0 | 0 | 0 | 0 | 0 | 0 | 0 | 0 | 0 | 0 | 0 | 0 | 0 | 0 | 0 | 0 | 0 | 0 |  | 4362 | 482-940 | [40 empty] | 0 | 0 | 0 |  |  |  | 0 | 5000000
486-54AE | 0 | 0 | 0 | 0 | 0% | 0% | 0% | 0 | 0 | 0 | 0 | 0 | 0 | 0 | 0 | 486 | 0 | 0 | 0 | 0 | 0 | 0 | 0 | 0 | 0 | 0 | 0 | 0 | 0 | 0 | 0 | 0 | 0 | 0 |  | 4363 | 486-54AE | [40 empty] | 0 | 0 | 0 |  |  |  | 0 | 5000000
486-55AE | 0 | 0 | 0 | 0 | 0% | 0% | 0% | 0 | 0 | 0 | 0 | 0 | 0 | 0 | 0 | 486 | 0 | 0 | 0 | 0 | 0 | 0 | 0 | 0 | 0 | 0 | 0 | 0 | 0 | 0 | 0 | 0 | 0 | 0 |  | 4364 | 486-55AE | [40 empty] | 0 | 0 | 0 |  |  |  | 0 | 5000000
486-56 | 0 | 0 | 0 | 0 | 0% | 0% | 0% | 0 | 0 | 0 | 0 | 0 | 0 | 0 | 0 | 486 | 0 | 0 | 0 | 0 | 0 | 0 | 0 | 0 | 0 | 0 | 0 | 0 | 0 | 0 | 0 | 0 | 0 | 0 |  | 4365 | 486-56 | [40 empty] | 0 | 0 | 0 |  |  |  | 0 | 5000000
486-57AE | 0 | 0 | 0 | 0 | 0% | 0% | 0% | 0 | 0 | 0 | 0 | 0 | 0 | 0 | 0 | 486 | 0 | 0 | 0 | 0 | 0 | 0 | 0 | 0 | 0 | 0 | 0 | 0 | 0 | 0 | 0 | 0 | 0 | 0 |  | 4366 | 486-57AE | [40 empty] | 0 | 0 | 0 |  |  |  | 0 | 5000000
489-17 | 0 | 0 | 0 | 0 | 0% | 0% | 0% | 0 | 0 | 0 | 0 | 0 | 0 | 0 | 0 | 489 | 0 | 0 | 0 | 0 | 0 | 0 | 0 | 0 | 0 | 0 | 0 | 0 | 0 | 0 | 0 | 0 | 0 | 0 |  | 4367 | 489-17 | [40 empty] | 0 | 0 | 0 |  |  |  | 0 | 5000000
489-18AE | 0 | 0 | 0 | 0 | 0% | 0% | 0% | 0 | 0 | 0 | 0 | 0 | 0 | 0 | 0 | 489 | 0 | 0 | 0 | 0 | 0 | 0 | 0 | 0 | 0 | 0 | 0 | 0 | 0 | 0 | 0 | 0 | 0 | 0 |  | 4368 | 489-18AE | [40 empty] | 0 | 0 | 0 |  |  |  | 0 | 5000000
490-22 | 0 | 0 | 0 | 0 | 0% | 0% | 0% | 0 | 0 | 0 | 0 | 0 | 0 | 0 | 0 | 490 | 0 | 0 | 0 | 0 | 0 | 0 | 0 | 0 | 0 | 0 | 0 | 0 | 0 | 0 | 0 | 0 | 0 | 0 |  | 4369 | 490-22 | [40 empty] | 0 | 0 | 0 |  |  |  | 0 | 5000000
492-1093 | 0 | 0 | 0 | 0 | 0% | 0% | 0% | 0 | 0 | 0 | 0 | 0 | 0 | 0 | 0 | 492 | 0 | 0 | 0 | 0 | 0 | 0 | 0 | 0 | 0 | 0 | 0 | 0 | 0 | 0 | 0 | 0 | 0 | 0 |  | 4370 | 492-1093 | [40 empty] | 0 | 0 | 0 |  |  |  | 0 | 5000000
492-611F | 25027.8952 | 0 | 25027.8952 | 0 | 0% | 100% | 0% | 4002.525 | 8337.1071 | 4.6862 | 3610.647 | 387.1918 | 9.7611 | 7520.8401 | 806.5058 | 492 | 0.014497 | 0.014497 | 0.014497 | 1726466.5666 | 29.3028 | 22577.4718 | 2421.1207 | 2021.3554 | 1557432.2117 | 167013 | 1450365.6195 | 1698.0951 | 1308363.6706 | 140303.8541 | 1151358.8138 | 1348.0165 | 1038631.9309 | 111378.8667 |  | 4371 | 492-611F | 25027.8952 | 21025.3702 | 16690.7882 | 0 | 0 | 0 | 25027.8952 | 21025.3702 | 16690.7882 | 0 | 29.3028 | 24.6166 | 19.5417 | 0 | 0 | 0 | 29.3028 | 24.6166 | 19.5417 | 0 | 2421.1207 | 2033.9289 | 1614.6149 | 0 | 0 | 0 | 2421.1207 | 2033.9289 | 1614.6149 | 0 | 22577.4718 | 18966.8248 | 15056.6316 | 0 | 0 | 0 | 22577.4718 | 18966.8248 | 15056.6316 | 0 | 0 | 0 | 0 | 0.014497 | 0.014497 | 0.014497 | 0 | 5000000
492-612F | 152.4695 | 0 | 152.4695 | 0 | 0% | 100% | 0% | 24.3289 | 50.7902 | 0.015978 | 19.2894 | 5.0235 | 0.033357 | 40.2695 | 10.4874 | 492 | 0.014515 | 0.014515 | 0.014515 | 10504.4133 | 0.10014 | 120.8867 | 31.4826 | 6.8988 | 8328.5145 | 2169 | 8828.2675 | 5.798 | 6999.5679 | 1822.9016 | 7005.2098 | 4.6007 | 5554.1409 | 1446.4682 |  | 4372 | 492-612F | 152.4695 | 128.1405 | 101.6792 | 0 | 0 | 0 | 152.4695 | 128.1405 | 101.6792 | 0 | 0.10014 | 0.084157 | 0.066778 | 0 | 0 | 0 | 0.10014 | 0.084157 | 0.066778 | 0 | 31.4826 | 26.4591 | 20.9952 | 0 | 0 | 0 | 31.4826 | 26.4591 | 20.9952 | 0 | 120.8867 | 101.5973 | 80.6172 | 0 | 0 | 0 | 120.8867 | 101.5973 | 80.6172 | 0 | 0 | 0 | 0 | 0.014515 | 0.014515 | 0.014515 | 0 | 5000000
492-613 | 0 | 0 | 0 | 0 | 0% | 0% | 0% | 0 | 0 | 0 | 0 | 0 | 0 | 0 | 0 | 492 | 0 | 0 | 0 | 0 | 0 | 0 | 0 | 0 | 0 | 0 | 0 | 0 | 0 | 0 | 0 | 0 | 0 | 0 |  | 4373 | 492-613 | [40 empty] | 0 | 0 | 0 |  |  |  | 0 | 5000000
476-5 | 0 | 0 | 0 | 0 | 0% | 0% | 0% | 0 | 0 | 0 | 0 | 0 | 0 | 0 | 0 | 476 | 0 | 0 | 0 | 0 | 0 | 0 | 0 | 0 | 0 | 0 | 0 | 0 | 0 | 0 | 0 | 0 | 0 | 0 |  | 4374 | 476-5 | [40 empty] | 0 | 0 | 0 |  |  |  | 0 | 5000000
475-761 | 0 | 0 | 0 | 0 | 0% | 0% | 0% | 0 | 0 | 0 | 0 | 0 | 0 | 0 | 0 | 475 | 0 | 0 | 0 | 0 | 0 | 0 | 0 | 0 | 0 | 0 | 0 | 0 | 0 | 0 | 0 | 0 | 0 | 0 |  | 4375 | 475-761 | [40 empty] | 0 | 0 | 0 |  |  |  | 0 | 5000000
492-8AE | 24407.8389 | 0 | 24407.8389 | 0 | 0% | 100% | 0% | 3896.1327 | 8131.0206 | 4.1777 | 3574.9066 | 317.0484 | 8.7187 | 7460.6389 | 661.663 | 492 | 0.014535 | 0.014535 | 0.014535 | 1679222.7757 | 26.172 | 22395.4754 | 1986.1915 | 1800.5931 | 1540775.1823 | 136647 | 1411174.6794 | 1513.1711 | 1294826.96 | 114834.5465 | 1119820.7324 | 1200.7588 | 1027494.3965 | 91125.5764 |  | 4376 | 492-8AE | 24407.8389 | 20511.7062 | 16276.8183 | 0 | 0 | 0 | 24407.8389 | 20511.7062 | 16276.8183 | 0 | 26.172 | 21.9942 | 17.4533 | 0 | 0 | 0 | 26.172 | 21.9942 | 17.4533 | 0 | 1986.1915 | 1669.1431 | 1324.5285 | 0 | 0 | 0 | 1986.1915 | 1669.1431 | 1324.5285 | 0 | 22395.4754 | 18820.5688 | 14934.8366 | 0 | 0 | 0 | 22395.4754 | 18820.5688 | 14934.8366 | 0 | 0 | 0 | 0 | 0.014535 | 0.014535 | 0.014535 | 0 | 5000000
474-28 | 0 | 0 | 0 | 0 | 0% | 0% | 0% | 0 | 0 | 0 | 0 | 0 | 0 | 0 | 0 | 474 | 0 | 0 | 0 | 0 | 0 | 0 | 0 | 0 | 0 | 0 | 0 | 0 | 0 | 0 | 0 | 0 | 0 | 0 |  | 4377 | 474-28 | [40 empty] | 0 | 0 | 0 |  |  |  | 0 | 5000000
464-14F | 0 | 0 | 0 | 0 | 0% | 0% | 0% | 0 | 0 | 0 | 0 | 0 | 0 | 0 | 0 | 464 | 0 | 0 | 0 | 0 | 0 | 0 | 0 | 0 | 0 | 0 | 0 | 0 | 0 | 0 | 0 | 0 | 0 | 0 |  | 4378 | 464-14F | [40 empty] | 0 | 0 | 0 |  |  |  | 0 | 5000000
464-15 | 0 | 0 | 0 | 0 | 0% | 0% | 0% | 0 | 0 | 0 | 0 | 0 | 0 | 0 | 0 | 464 | 0 | 0 | 0 | 0 | 0 | 0 | 0 | 0 | 0 | 0 | 0 | 0 | 0 | 0 | 0 | 0 | 0 | 0 |  | 4379 | 464-15 | [40 empty] | 0 | 0 | 0 |  |  |  | 0 | 5000000
464-15F | 0 | 0 | 0 | 0 | 0% | 0% | 0% | 0 | 0 | 0 | 0 | 0 | 0 | 0 | 0 | 464 | 0 | 0 | 0 | 0 | 0 | 0 | 0 | 0 | 0 | 0 | 0 | 0 | 0 | 0 | 0 | 0 | 0 | 0 |  | 4380 | 464-15F | [40 empty] | 0 | 0 | 0 |  |  |  | 0 | 5000000
464-2 | 0 | 0 | 0 | 0 | 0% | 0% | 0% | 0 | 0 | 0 | 0 | 0 | 0 | 0 | 0 | 464 | 0 | 0 | 0 | 0 | 0 | 0 | 0 | 0 | 0 | 0 | 0 | 0 | 0 | 0 | 0 | 0 | 0 | 0 |  | 4381 | 464-2 | [40 empty] | 0 | 0 | 0 |  |  |  | 0 | 5000000
464-27 | 0 | 0 | 0 | 0 | 0% | 0% | 0% | 0 | 0 | 0 | 0 | 0 | 0 | 0 | 0 | 464 | 0 | 0 | 0 | 0 | 0 | 0 | 0 | 0 | 0 | 0 | 0 | 0 | 0 | 0 | 0 | 0 | 0 | 0 |  | 4382 | 464-27 | [40 empty] | 0 | 0 | 0 |  |  |  | 0 | 5000000
464-28 | 0 | 0 | 0 | 0 | 0% | 0% | 0% | 0 | 0 | 0 | 0 | 0 | 0 | 0 | 0 | 464 | 0 | 0 | 0 | 0 | 0 | 0 | 0 | 0 | 0 | 0 | 0 | 0 | 0 | 0 | 0 | 0 | 0 | 0 |  | 4383 | 464-28 | [40 empty] | 0 | 0 | 0 |  |  |  | 0 | 5000000
464-29 | 0 | 0 | 0 | 0 | 0% | 0% | 0% | 0 | 0 | 0 | 0 | 0 | 0 | 0 | 0 | 464 | 0 | 0 | 0 | 0 | 0 | 0 | 0 | 0 | 0 | 0 | 0 | 0 | 0 | 0 | 0 | 0 | 0 | 0 |  | 4384 | 464-29 | [40 empty] | 0 | 0 | 0 |  |  |  | 0 | 5000000
464-44 | 0 | 0 | 0 | 0 | 0% | 0% | 0% | 0 | 0 | 0 | 0 | 0 | 0 | 0 | 0 | 464 | 0 | 0 | 0 | 0 | 0 | 0 | 0 | 0 | 0 | 0 | 0 | 0 | 0 | 0 | 0 | 0 | 0 | 0 |  | 4385 | 464-44 | [40 empty] | 0 | 0 | 0 |  |  |  | 0 | 5000000
467-7 | 0 | 0 | 0 | 0 | 0% | 0% | 0% | 0 | 0 | 0 | 0 | 0 | 0 | 0 | 0 | 467 | 0 | 0 | 0 | 0 | 0 | 0 | 0 | 0 | 0 | 0 | 0 | 0 | 0 | 0 | 0 | 0 | 0 | 0 |  | 4386 | 467-7 | [40 empty] | 0 | 0 | 0 |  |  |  | 0 | 5000000
467-8 | 0 | 0 | 0 | 0 | 0% | 0% | 0% | 0 | 0 | 0 | 0 | 0 | 0 | 0 | 0 | 467 | 0 | 0 | 0 | 0 | 0 | 0 | 0 | 0 | 0 | 0 | 0 | 0 | 0 | 0 | 0 | 0 | 0 | 0 |  | 4387 | 467-8 | [40 empty] | 0 | 0 | 0 |  |  |  | 0 | 5000000
467-8F | 0 | 0 | 0 | 0 | 0% | 0% | 0% | 0 | 0 | 0 | 0 | 0 | 0 | 0 | 0 | 467 | 0 | 0 | 0 | 0 | 0 | 0 | 0 | 0 | 0 | 0 | 0 | 0 | 0 | 0 | 0 | 0 | 0 | 0 |  | 4388 | 467-8F | [40 empty] | 0 | 0 | 0 |  |  |  | 0 | 5000000
467-9 | 0 | 0 | 0 | 0 | 0% | 0% | 0% | 0 | 0 | 0 | 0 | 0 | 0 | 0 | 0 | 467 | 0 | 0 | 0 | 0 | 0 | 0 | 0 | 0 | 0 | 0 | 0 | 0 | 0 | 0 | 0 | 0 | 0 | 0 |  | 4389 | 467-9 | [40 empty] | 0 | 0 | 0 |  |  |  | 0 | 5000000
467-9F | 0 | 0 | 0 | 0 | 0% | 0% | 0% | 0 | 0 | 0 | 0 | 0 | 0 | 0 | 0 | 467 | 0 | 0 | 0 | 0 | 0 | 0 | 0 | 0 | 0 | 0 | 0 | 0 | 0 | 0 | 0 | 0 | 0 | 0 |  | 4390 | 467-9F | [40 empty] | 0 | 0 | 0 |  |  |  | 0 | 5000000
468-10 | 0 | 0 | 0 | 0 | 0% | 0% | 0% | 0 | 0 | 0 | 0 | 0 | 0 | 0 | 0 | 468 | 0 | 0 | 0 | 0 | 0 | 0 | 0 | 0 | 0 | 0 | 0 | 0 | 0 | 0 | 0 | 0 | 0 | 0 |  | 4391 | 468-10 | [40 empty] | 0 | 0 | 0 |  |  |  | 0 | 5000000
468-11 | 0 | 0 | 0 | 0 | 0% | 0% | 0% | 0 | 0 | 0 | 0 | 0 | 0 | 0 | 0 | 468 | 0 | 0 | 0 | 0 | 0 | 0 | 0 | 0 | 0 | 0 | 0 | 0 | 0 | 0 | 0 | 0 | 0 | 0 |  | 4392 | 468-11 | [40 empty] | 0 | 0 | 0 |  |  |  | 0 | 5000000
468-16 | 0 | 0 | 0 | 0 | 0% | 0% | 0% | 0 | 0 | 0 | 0 | 0 | 0 | 0 | 0 | 468 | 0 | 0 | 0 | 0 | 0 | 0 | 0 | 0 | 0 | 0 | 0 | 0 | 0 | 0 | 0 | 0 | 0 | 0 |  | 4393 | 468-16 | [40 empty] | 0 | 0 | 0 |  |  |  | 0 | 5000000
468-16F | 0 | 0 | 0 | 0 | 0% | 0% | 0% | 0 | 0 | 0 | 0 | 0 | 0 | 0 | 0 | 468 | 0 | 0 | 0 | 0 | 0 | 0 | 0 | 0 | 0 | 0 | 0 | 0 | 0 | 0 | 0 | 0 | 0 | 0 |  | 4394 | 468-16F | [40 empty] | 0 | 0 | 0 |  |  |  | 0 | 5000000
468-17 | 0 | 0 | 0 | 0 | 0% | 0% | 0% | 0 | 0 | 0 | 0 | 0 | 0 | 0 | 0 | 468 | 0 | 0 | 0 | 0 | 0 | 0 | 0 | 0 | 0 | 0 | 0 | 0 | 0 | 0 | 0 | 0 | 0 | 0 |  | 4395 | 468-17 | [40 empty] | 0 | 0 | 0 |  |  |  | 0 | 5000000
468-17F | 0 | 0 | 0 | 0 | 0% | 0% | 0% | 0 | 0 | 0 | 0 | 0 | 0 | 0 | 0 | 468 | 0 | 0 | 0 | 0 | 0 | 0 | 0 | 0 | 0 | 0 | 0 | 0 | 0 | 0 | 0 | 0 | 0 | 0 |  | 4396 | 468-17F | [40 empty] | 0 | 0 | 0 |  |  |  | 0 | 5000000
468-18 | 0 | 0 | 0 | 0 | 0% | 0% | 0% | 0 | 0 | 0 | 0 | 0 | 0 | 0 | 0 | 468 | 0 | 0 | 0 | 0 | 0 | 0 | 0 | 0 | 0 | 0 | 0 | 0 | 0 | 0 | 0 | 0 | 0 | 0 |  | 4397 | 468-18 | [40 empty] | 0 | 0 | 0 |  |  |  | 0 | 5000000
468-18F | 0 | 0 | 0 | 0 | 0% | 0% | 0% | 0 | 0 | 0 | 0 | 0 | 0 | 0 | 0 | 468 | 0 | 0 | 0 | 0 | 0 | 0 | 0 | 0 | 0 | 0 | 0 | 0 | 0 | 0 | 0 | 0 | 0 | 0 |  | 4398 | 468-18F | [40 empty] | 0 | 0 | 0 |  |  |  | 0 | 5000000
468-5 | 0 | 0 | 0 | 0 | 0% | 0% | 0% | 0 | 0 | 0 | 0 | 0 | 0 | 0 | 0 | 468 | 0 | 0 | 0 | 0 | 0 | 0 | 0 | 0 | 0 | 0 | 0 | 0 | 0 | 0 | 0 | 0 | 0 | 0 |  | 4399 | 468-5 | [40 empty] | 0 | 0 | 0 |  |  |  | 0 | 5000000
468-6 | 0 | 0 | 0 | 0 | 0% | 0% | 0% | 0 | 0 | 0 | 0 | 0 | 0 | 0 | 0 | 468 | 0 | 0 | 0 | 0 | 0 | 0 | 0 | 0 | 0 | 0 | 0 | 0 | 0 | 0 | 0 | 0 | 0 | 0 |  | 4400 | 468-6 | [40 empty] | 0 | 0 | 0 |  |  |  | 0 | 5000000
468-7 | 0 | 0 | 0 | 0 | 0% | 0% | 0% | 0 | 0 | 0 | 0 | 0 | 0 | 0 | 0 | 468 | 0 | 0 | 0 | 0 | 0 | 0 | 0 | 0 | 0 | 0 | 0 | 0 | 0 | 0 | 0 | 0 | 0 | 0 |  | 4401 | 468-7 | [40 empty] | 0 | 0 | 0 |  |  |  | 0 | 5000000
468-8 | 0 | 0 | 0 | 0 | 0% | 0% | 0% | 0 | 0 | 0 | 0 | 0 | 0 | 0 | 0 | 468 | 0 | 0 | 0 | 0 | 0 | 0 | 0 | 0 | 0 | 0 | 0 | 0 | 0 | 0 | 0 | 0 | 0 | 0 |  | 4402 | 468-8 | [40 empty] | 0 | 0 | 0 |  |  |  | 0 | 5000000
471-35 | 0 | 0 | 0 | 0 | 0% | 0% | 0% | 0 | 0 | 0 | 0 | 0 | 0 | 0 | 0 | 471 | 0 | 0 | 0 | 0 | 0 | 0 | 0 | 0 | 0 | 0 | 0 | 0 | 0 | 0 | 0 | 0 | 0 | 0 |  | 4403 | 471-35 | [40 empty] | 0 | 0 | 0 |  |  |  | 0 | 5000000
471-37F | 0 | 0 | 0 | 0 | 0% | 0% | 0% | 0 | 0 | 0 | 0 | 0 | 0 | 0 | 0 | 471 | 0 | 0 | 0 | 0 | 0 | 0 | 0 | 0 | 0 | 0 | 0 | 0 | 0 | 0 | 0 | 0 | 0 | 0 |  | 4404 | 471-37F | [40 empty] | 0 | 0 | 0 |  |  |  | 0 | 5000000
471-38F | 0 | 0 | 0 | 0 | 0% | 0% | 0% | 0 | 0 | 0 | 0 | 0 | 0 | 0 | 0 | 471 | 0 | 0 | 0 | 0 | 0 | 0 | 0 | 0 | 0 | 0 | 0 | 0 | 0 | 0 | 0 | 0 | 0 | 0 |  | 4405 | 471-38F | [40 empty] | 0 | 0 | 0 |  |  |  | 0 | 5000000
472-1023 | 0 | 0 | 0 | 0 | 0% | 0% | 0% | 0 | 0 | 0 | 0 | 0 | 0 | 0 | 0 | 472 | 0 | 0 | 0 | 0 | 0 | 0 | 0 | 0 | 0 | 0 | 0 | 0 | 0 | 0 | 0 | 0 | 0 | 0 |  | 4406 | 472-1023 | [40 empty] | 0 | 0 | 0 |  |  |  | 0 | 5000000
492-614F | 13465.9245 | 0 | 13465.9245 | 0 | 0% | 100% | 0% | 2149.3155 | 4485.987 | 2.9624 | 1971.8224 | 174.5307 | 6.1831 | 4115.5288 | 364.2752 | 492 | 0.014542 | 0.014542 | 0.014542 | 925976.7617 | 18.5602 | 12353.8921 | 1093.4721 | 1276.2824 | 849508.4793 | 75192 | 778180.2818 | 1072.5732 | 713917.2115 | 63190.497 | 617500.3739 | 851.1065 | 566506.4452 | 50142.8222 |  | 4407 | 492-614F | 13465.9245 | 11316.6089 | 8979.9374 | 0 | 0 | 0 | 13465.9245 | 11316.6089 | 8979.9374 | 0 | 18.5602 | 15.5978 | 12.3771 | 0 | 0 | 0 | 18.5602 | 15.5978 | 12.3771 | 0 | 1093.4721 | 918.9415 | 729.197 | 0 | 0 | 0 | 1093.4721 | 918.9415 | 729.197 | 0 | 12353.8921 | 10382.0697 | 8238.3633 | 0 | 0 | 0 | 12353.8921 | 10382.0697 | 8238.3633 | 0 | 0 | 0 | 0 | 0.014542 | 0.014542 | 0.014542 | 0 | 5000000
493-486 | 0 | 0 | 0 | 0 | 0% | 0% | 0% | 0 | 0 | 0 | 0 | 0 | 0 | 0 | 0 | 493 | 0 | 0 | 0 | 0 | 0 | 0 | 0 | 0 | 0 | 0 | 0 | 0 | 0 | 0 | 0 | 0 | 0 | 0 |  | 4408 | 493-486 | [40 empty] | 0 | 0 | 0 |  |  |  | 0 | 5000000
52-15 | 0 | 0 | 0 | 0 | 0% | 0% | 0% | 0 | 0 | 0 | 0 | 0 | 0 | 0 | 0 | 52 | 0 | 0 | 0 | 0 | 0 | 0 | 0 | 0 | 0 | 0 | 0 | 0 | 0 | 0 | 0 | 0 | 0 | 0 |  | 4409 | 52-15 | [40 empty] | 0 | 0 | 0 |  |  |  | 0 | 5000000
508-1023 | 0 | 0 | 0 | 0 | 0% | 0% | 0% | 0 | 0 | 0 | 0 | 0 | 0 | 0 | 0 | 508 | 0 | 0 | 0 | 0 | 0 | 0 | 0 | 0 | 0 | 0 | 0 | 0 | 0 | 0 | 0 | 0 | 0 | 0 |  | 4410 | 508-1023 | [40 empty] | 0 | 0 | 0 |  |  |  | 0 | 5000000
508-1025F | 0 | 0 | 0 | 0 | 0% | 0% | 0% | 0 | 0 | 0 | 0 | 0 | 0 | 0 | 0 | 508 | 0 | 0 | 0 | 0 | 0 | 0 | 0 | 0 | 0 | 0 | 0 | 0 | 0 | 0 | 0 | 0 | 0 | 0 |  | 4411 | 508-1025F | [40 empty] | 0 | 0 | 0 |  |  |  | 0 | 5000000
508-1026F | 0 | 0 | 0 | 0 | 0% | 0% | 0% | 0 | 0 | 0 | 0 | 0 | 0 | 0 | 0 | 508 | 0 | 0 | 0 | 0 | 0 | 0 | 0 | 0 | 0 | 0 | 0 | 0 | 0 | 0 | 0 | 0 | 0 | 0 |  | 4412 | 508-1026F | [40 empty] | 0 | 0 | 0 |  |  |  | 0 | 5000000
508-1040 | 0 | 0 | 0 | 0 | 0% | 0% | 0% | 0 | 0 | 0 | 0 | 0 | 0 | 0 | 0 | 508 | 0 | 0 | 0 | 0 | 0 | 0 | 0 | 0 | 0 | 0 | 0 | 0 | 0 | 0 | 0 | 0 | 0 | 0 |  | 4413 | 508-1040 | [40 empty] | 0 | 0 | 0 |  |  |  | 0 | 5000000
508-1041F | 0 | 0 | 0 | 0 | 0% | 0% | 0% | 0 | 0 | 0 | 0 | 0 | 0 | 0 | 0 | 508 | 0 | 0 | 0 | 0 | 0 | 0 | 0 | 0 | 0 | 0 | 0 | 0 | 0 | 0 | 0 | 0 | 0 | 0 |  | 4414 | 508-1041F | [40 empty] | 0 | 0 | 0 |  |  |  | 0 | 5000000
508-1042F | 0 | 0 | 0 | 0 | 0% | 0% | 0% | 0 | 0 | 0 | 0 | 0 | 0 | 0 | 0 | 508 | 0 | 0 | 0 | 0 | 0 | 0 | 0 | 0 | 0 | 0 | 0 | 0 | 0 | 0 | 0 | 0 | 0 | 0 |  | 4415 | 508-1042F | [40 empty] | 0 | 0 | 0 |  |  |  | 0 | 5000000
508-1043F | 0 | 0 | 0 | 0 | 0% | 0% | 0% | 0 | 0 | 0 | 0 | 0 | 0 | 0 | 0 | 508 | 0 | 0 | 0 | 0 | 0 | 0 | 0 | 0 | 0 | 0 | 0 | 0 | 0 | 0 | 0 | 0 | 0 | 0 |  | 4416 | 508-1043F | [40 empty] | 0 | 0 | 0 |  |  |  | 0 | 5000000
508-935AE | 0 | 0 | 0 | 0 | 0% | 0% | 0% | 0 | 0 | 0 | 0 | 0 | 0 | 0 | 0 | 508 | 0 | 0 | 0 | 0 | 0 | 0 | 0 | 0 | 0 | 0 | 0 | 0 | 0 | 0 | 0 | 0 | 0 | 0 |  | 4417 | 508-935AE | [40 empty] | 0 | 0 | 0 |  |  |  | 0 | 5000000
508-937AE | 0 | 0 | 0 | 0 | 0% | 0% | 0% | 0 | 0 | 0 | 0 | 0 | 0 | 0 | 0 | 508 | 0 | 0 | 0 | 0 | 0 | 0 | 0 | 0 | 0 | 0 | 0 | 0 | 0 | 0 | 0 | 0 | 0 | 0 |  | 4418 | 508-937AE | [40 empty] | 0 | 0 | 0 |  |  |  | 0 | 5000000
508-938 | 0 | 0 | 0 | 0 | 0% | 0% | 0% | 0 | 0 | 0 | 0 | 0 | 0 | 0 | 0 | 508 | 0 | 0 | 0 | 0 | 0 | 0 | 0 | 0 | 0 | 0 | 0 | 0 | 0 | 0 | 0 | 0 | 0 | 0 |  | 4419 | 508-938 | [40 empty] | 0 | 0 | 0 |  |  |  | 0 | 5000000
51-41 | 0 | 0 | 0 | 0 | 0% | 0% | 0% | 0 | 0 | 0 | 0 | 0 | 0 | 0 | 0 | 51 | 0 | 0 | 0 | 0 | 0 | 0 | 0 | 0 | 0 | 0 | 0 | 0 | 0 | 0 | 0 | 0 | 0 | 0 |  | 4420 | 51-41 | [40 empty] | 0 | 0 | 0 |  |  |  | 0 | 5000000
51-42F | 0 | 0 | 0 | 0 | 0% | 0% | 0% | 0 | 0 | 0 | 0 | 0 | 0 | 0 | 0 | 51 | 0 | 0 | 0 | 0 | 0 | 0 | 0 | 0 | 0 | 0 | 0 | 0 | 0 | 0 | 0 | 0 | 0 | 0 |  | 4421 | 51-42F | [40 empty] | 0 | 0 | 0 |  |  |  | 0 | 5000000
51-43F | 0 | 0 | 0 | 0 | 0% | 0% | 0% | 0 | 0 | 0 | 0 | 0 | 0 | 0 | 0 | 51 | 0 | 0 | 0 | 0 | 0 | 0 | 0 | 0 | 0 | 0 | 0 | 0 | 0 | 0 | 0 | 0 | 0 | 0 |  | 4422 | 51-43F | [40 empty] | 0 | 0 | 0 |  |  |  | 0 | 5000000
51-44F | 0 | 0 | 0 | 0 | 0% | 0% | 0% | 0 | 0 | 0 | 0 | 0 | 0 | 0 | 0 | 51 | 0 | 0 | 0 | 0 | 0 | 0 | 0 | 0 | 0 | 0 | 0 | 0 | 0 | 0 | 0 | 0 | 0 | 0 |  | 4423 | 51-44F | [40 empty] | 0 | 0 | 0 |  |  |  | 0 | 5000000
510-798 | 89060.5973 | 0 | 89060.5973 | 0 | 0% | 100% | 0% | 14129.2044 | 29420.8464 | 16.2091 | 12956.5512 | 1156.4442 | 33.7517 | 26979.0634 | 2408.0313 | 510 | 0.010624 | 0.010624 | 0.010624 | 8382962.8445 | 102.1706 | 81669.0134 | 7289.4132 | 9616.9607 | 7687218.8837 | 686127 | 7053030.1967 | 8091.2578 | 6467663.9872 | 577274.949 | 5613681.3686 | 6440.0325 | 5147773.9115 | 459467.4255 |  | 4424 | 510-798 | 89060.5973 | 74931.3928 | 59639.7509 | 0 | 0 | 0 | 89060.5973 | 74931.3928 | 59639.7509 | 0 | 102.1706 | 85.9615 | 68.4189 | 0 | 0 | 0 | 102.1706 | 85.9615 | 68.4189 | 0 | 7289.4132 | 6132.9691 | 4881.3819 | 0 | 0 | 0 | 7289.4132 | 6132.9691 | 4881.3819 | 0 | 81669.0134 | 68712.4622 | 54689.95 | 0 | 0 | 0 | 81669.0134 | 68712.4622 | 54689.95 | 0 | 0 | 0 | 0 | 0.010624 | 0.010624 | 0.010624 | 0 | 5000000
511-1337 | 103151.403 | 0 | 103151.403 | 0 | 0% | 100% | 0% | 16353.1763 | 34069.4415 | 20.7592 | 14680.9723 | 1651.4448 | 43.2488 | 30585.65 | 3440.5427 | 511 | 0.01061 | 0.01061 | 0.01061 | 9722459.1879 | 130.9436 | 92603.5934 | 10416.866 | 12341.9961 | 8728283.1964 | 981834.0003 | 8181102.6504 | 10385.3496 | 7344539.0285 | 826178.2971 | 6511269.1845 | 8265.6103 | 5845455.3896 | 657548.1939 |  | 4425 | 511-1337 | 103151.403 | 86798.2267 | 69081.9615 | 0 | 0 | 0 | 103151.403 | 86798.2267 | 69081.9615 | 0 | 130.9436 | 110.1844 | 87.6948 | 0 | 0 | 0 | 130.9436 | 110.1844 | 87.6948 | 0 | 10416.866 | 8765.4212 | 6976.3233 | 0 | 0 | 0 | 10416.866 | 8765.4212 | 6976.3233 | 0 | 92603.5934 | 77922.6211 | 62017.9434 | 0 | 0 | 0 | 92603.5934 | 77922.6211 | 62017.9434 | 0 | 0 | 0 | 0 | 0.01061 | 0.01061 | 0.01061 | 0 | 5000000
511-1338AE | 92002.7207 | 0 | 92002.7207 | 0 | 0% | 100% | 0% | 14544.178 | 30390.6902 | 16.1431 | 12838.6599 | 1689.375 | 33.7316 | 26826.9364 | 3530.0222 | 511 | 0.010611 | 0.010611 | 0.010611 | 8670667.6848 | 102.1168 | 81214.0533 | 10686.5505 | 9623.8595 | 7653904.8253 | 1007138.9999 | 7299971.9814 | 8102.4792 | 6443943.2814 | 847926.2202 | 5806539.6049 | 6444.8695 | 5125637.7386 | 674456.9972 |  | 4426 | 511-1338AE | 92002.7207 | 77458.5427 | 61612.0304 | 0 | 0 | 0 | 92002.7207 | 77458.5427 | 61612.0304 | 0 | 102.1168 | 85.9738 | 68.3852 | 0 | 0 | 0 | 102.1168 | 85.9738 | 68.3852 | 0 | 10686.5505 | 8997.1755 | 7156.5283 | 0 | 0 | 0 | 10686.5505 | 8997.1755 | 7156.5283 | 0 | 81214.0533 | 68375.3934 | 54387.1169 | 0 | 0 | 0 | 81214.0533 | 68375.3934 | 54387.1169 | 0 | 0 | 0 | 0 | 0.010611 | 0.010611 | 0.010611 | 0 | 5000000
511-1339 | 0 | 0 | 0 | 0 | 0% | 0% | 0% | 0 | 0 | 0 | 0 | 0 | 0 | 0 | 0 | 511 | 0 | 0 | 0 | 0 | 0 | 0 | 0 | 0 | 0 | 0 | 0 | 0 | 0 | 0 | 0 | 0 | 0 | 0 |  | 4427 | 511-1339 | [40 empty] | 0 | 0 | 0 |  |  |  | 0 | 5000000
512-299 | 0 | 0 | 0 | 0 | 0% | 0% | 0% | 0 | 0 | 0 | 0 | 0 | 0 | 0 | 0 | 512 | 0 | 0 | 0 | 0 | 0 | 0 | 0 | 0 | 0 | 0 | 0 | 0 | 0 | 0 | 0 | 0 | 0 | 0 |  | 4428 | 512-299 | [40 empty] | 0 | 0 | 0 |  |  |  | 0 | 5000000
512-49 | 10086.6108 | 0 | 10086.6108 | 0 | 0% | 100% | 0% | 1591.4611 | 3334.4569 | 1.7178 | 1373.2199 | 216.5234 | 3.5993 | 2877.1942 | 453.6635 | 512 | 0.010663 | 0.010663 | 0.010663 | 945909.4473 | 10.8876 | 8703.4076 | 1372.3156 | 1021.026 | 816194.421 | 128694 | 796664.2611 | 859.9289 | 687415.6146 | 108388.7162 | 633208.3458 | 683.4926 | 546374.8357 | 86150.0169 |  | 4429 | 512-49 | 10086.6108 | 8495.1497 | 6752.1539 | 0 | 0 | 0 | 10086.6108 | 8495.1497 | 6752.1539 | 0 | 10.8876 | 9.1698 | 7.2884 | 0 | 0 | 0 | 10.8876 | 9.1698 | 7.2884 | 0 | 1372.3156 | 1155.7922 | 918.6521 | 0 | 0 | 0 | 1372.3156 | 1155.7922 | 918.6521 | 0 | 8703.4076 | 7330.1877 | 5826.2134 | 0 | 0 | 0 | 8703.4076 | 7330.1877 | 5826.2134 | 0 | 0 | 0 | 0 | 0.010663 | 0.010663 | 0.010663 | 0 | 5000000
513-44 | 0 | 0 | 0 | 0 | 0% | 0% | 0% | 0 | 0 | 0 | 0 | 0 | 0 | 0 | 0 | 513 | 0 | 0 | 0 | 0 | 0 | 0 | 0 | 0 | 0 | 0 | 0 | 0 | 0 | 0 | 0 | 0 | 0 | 0 |  | 4430 | 513-44 | [40 empty] | 0 | 0 | 0 |  |  |  | 0 | 5000000
515-423 | 0 | 0 | 0 | 0 | 0% | 0% | 0% | 0 | 0 | 0 | 0 | 0 | 0 | 0 | 0 | 515 | 0 | 0 | 0 | 0 | 0 | 0 | 0 | 0 | 0 | 0 | 0 | 0 | 0 | 0 | 0 | 0 | 0 | 0 |  | 4431 | 515-423 | [40 empty] | 0 | 0 | 0 |  |  |  | 0 | 5000000
515-50 | 0 | 0 | 0 | 0 | 0% | 0% | 0% | 0 | 0 | 0 | 0 | 0 | 0 | 0 | 0 | 515 | 0 | 0 | 0 | 0 | 0 | 0 | 0 | 0 | 0 | 0 | 0 | 0 | 0 | 0 | 0 | 0 | 0 | 0 |  | 4432 | 515-50 | [40 empty] | 0 | 0 | 0 |  |  |  | 0 | 5000000
516-4 | 0 | 0 | 0 | 0 | 0% | 0% | 0% | 0 | 0 | 0 | 0 | 0 | 0 | 0 | 0 | 516 | 0 | 0 | 0 | 0 | 0 | 0 | 0 | 0 | 0 | 0 | 0 | 0 | 0 | 0 | 0 | 0 | 0 | 0 |  | 4433 | 516-4 | [40 empty] | 0 | 0 | 0 |  |  |  | 0 | 5000000
516-6 | 0 | 0 | 0 | 0 | 0% | 0% | 0% | 0 | 0 | 0 | 0 | 0 | 0 | 0 | 0 | 516 | 0 | 0 | 0 | 0 | 0 | 0 | 0 | 0 | 0 | 0 | 0 | 0 | 0 | 0 | 0 | 0 | 0 | 0 |  | 4434 | 516-6 | [40 empty] | 0 | 0 | 0 |  |  |  | 0 | 5000000
518-40 | 0 | 0 | 0 | 0 | 0% | 0% | 0% | 0 | 0 | 0 | 0 | 0 | 0 | 0 | 0 | 518 | 0 | 0 | 0 | 0 | 0 | 0 | 0 | 0 | 0 | 0 | 0 | 0 | 0 | 0 | 0 | 0 | 0 | 0 |  | 4435 | 518-40 | [40 empty] | 0 | 0 | 0 |  |  |  | 0 | 5000000
518-43 | 0 | 0 | 0 | 0 | 0% | 0% | 0% | 0 | 0 | 0 | 0 | 0 | 0 | 0 | 0 | 518 | 0 | 0 | 0 | 0 | 0 | 0 | 0 | 0 | 0 | 0 | 0 | 0 | 0 | 0 | 0 | 0 | 0 | 0 |  | 4436 | 518-43 | [40 empty] | 0 | 0 | 0 |  |  |  | 0 | 5000000
519-30 | 0 | 0 | 0 | 0 | 0% | 0% | 0% | 0 | 0 | 0 | 0 | 0 | 0 | 0 | 0 | 519 | 0 | 0 | 0 | 0 | 0 | 0 | 0 | 0 | 0 | 0 | 0 | 0 | 0 | 0 | 0 | 0 | 0 | 0 |  | 4437 | 519-30 | [40 empty] | 0 | 0 | 0 |  |  |  | 0 | 5000000
508-1024F | 0 | 0 | 0 | 0 | 0% | 0% | 0% | 0 | 0 | 0 | 0 | 0 | 0 | 0 | 0 | 508 | 0 | 0 | 0 | 0 | 0 | 0 | 0 | 0 | 0 | 0 | 0 | 0 | 0 | 0 | 0 | 0 | 0 | 0 |  | 4438 | 508-1024F | [40 empty] | 0 | 0 | 0 |  |  |  | 0 | 5000000
507-1734 | 0 | 0 | 0 | 0 | 0% | 0% | 0% | 0 | 0 | 0 | 0 | 0 | 0 | 0 | 0 | 507 | 0 | 0 | 0 | 0 | 0 | 0 | 0 | 0 | 0 | 0 | 0 | 0 | 0 | 0 | 0 | 0 | 0 | 0 |  | 4439 | 507-1734 | [40 empty] | 0 | 0 | 0 |  |  |  | 0 | 5000000
493-491F | 0 | 0 | 0 | 0 | 0% | 0% | 0% | 0 | 0 | 0 | 0 | 0 | 0 | 0 | 0 | 493 | 0 | 0 | 0 | 0 | 0 | 0 | 0 | 0 | 0 | 0 | 0 | 0 | 0 | 0 | 0 | 0 | 0 | 0 |  | 4440 | 493-491F | [40 empty] | 0 | 0 | 0 |  |  |  | 0 | 5000000
507-1732F | 0 | 0 | 0 | 0 | 0% | 0% | 0% | 0 | 0 | 0 | 0 | 0 | 0 | 0 | 0 | 507 | 0 | 0 | 0 | 0 | 0 | 0 | 0 | 0 | 0 | 0 | 0 | 0 | 0 | 0 | 0 | 0 | 0 | 0 |  | 4441 | 507-1732F | [40 empty] | 0 | 0 | 0 |  |  |  | 0 | 5000000
496-20 | 0 | 0 | 0 | 0 | 0% | 0% | 0% | 0 | 0 | 0 | 0 | 0 | 0 | 0 | 0 | 496 | 0 | 0 | 0 | 0 | 0 | 0 | 0 | 0 | 0 | 0 | 0 | 0 | 0 | 0 | 0 | 0 | 0 | 0 |  | 4442 | 496-20 | [40 empty] | 0 | 0 | 0 |  |  |  | 0 | 5000000
496-259F | 0 | 0 | 0 | 0 | 0% | 0% | 0% | 0 | 0 | 0 | 0 | 0 | 0 | 0 | 0 | 496 | 0 | 0 | 0 | 0 | 0 | 0 | 0 | 0 | 0 | 0 | 0 | 0 | 0 | 0 | 0 | 0 | 0 | 0 |  | 4443 | 496-259F | [40 empty] | 0 | 0 | 0 |  |  |  | 0 | 5000000
496-260 | 0 | 0 | 0 | 0 | 0% | 0% | 0% | 0 | 0 | 0 | 0 | 0 | 0 | 0 | 0 | 496 | 0 | 0 | 0 | 0 | 0 | 0 | 0 | 0 | 0 | 0 | 0 | 0 | 0 | 0 | 0 | 0 | 0 | 0 |  | 4444 | 496-260 | [40 empty] | 0 | 0 | 0 |  |  |  | 0 | 5000000
496-7 | 0 | 0 | 0 | 0 | 0% | 0% | 0% | 0 | 0 | 0 | 0 | 0 | 0 | 0 | 0 | 496 | 0 | 0 | 0 | 0 | 0 | 0 | 0 | 0 | 0 | 0 | 0 | 0 | 0 | 0 | 0 | 0 | 0 | 0 |  | 4445 | 496-7 | [40 empty] | 0 | 0 | 0 |  |  |  | 0 | 5000000
496-8 | 0 | 0 | 0 | 0 | 0% | 0% | 0% | 0 | 0 | 0 | 0 | 0 | 0 | 0 | 0 | 496 | 0 | 0 | 0 | 0 | 0 | 0 | 0 | 0 | 0 | 0 | 0 | 0 | 0 | 0 | 0 | 0 | 0 | 0 |  | 4446 | 496-8 | [40 empty] | 0 | 0 | 0 |  |  |  | 0 | 5000000
497-889F | 0 | 0 | 0 | 0 | 0% | 0% | 0% | 0 | 0 | 0 | 0 | 0 | 0 | 0 | 0 | 497 | 0 | 0 | 0 | 0 | 0 | 0 | 0 | 0 | 0 | 0 | 0 | 0 | 0 | 0 | 0 | 0 | 0 | 0 |  | 4447 | 497-889F | [40 empty] | 0 | 0 | 0 |  |  |  | 0 | 5000000
497-890 | 0 | 0 | 0 | 0 | 0% | 0% | 0% | 0 | 0 | 0 | 0 | 0 | 0 | 0 | 0 | 497 | 0 | 0 | 0 | 0 | 0 | 0 | 0 | 0 | 0 | 0 | 0 | 0 | 0 | 0 | 0 | 0 | 0 | 0 |  | 4448 | 497-890 | [40 empty] | 0 | 0 | 0 |  |  |  | 0 | 5000000
497-891F | 0 | 0 | 0 | 0 | 0% | 0% | 0% | 0 | 0 | 0 | 0 | 0 | 0 | 0 | 0 | 497 | 0 | 0 | 0 | 0 | 0 | 0 | 0 | 0 | 0 | 0 | 0 | 0 | 0 | 0 | 0 | 0 | 0 | 0 |  | 4449 | 497-891F | [40 empty] | 0 | 0 | 0 |  |  |  | 0 | 5000000
497-892F | 0 | 0 | 0 | 0 | 0% | 0% | 0% | 0 | 0 | 0 | 0 | 0 | 0 | 0 | 0 | 497 | 0 | 0 | 0 | 0 | 0 | 0 | 0 | 0 | 0 | 0 | 0 | 0 | 0 | 0 | 0 | 0 | 0 | 0 |  | 4450 | 497-892F | [40 empty] | 0 | 0 | 0 |  |  |  | 0 | 5000000
500-1530 | 0 | 0 | 0 | 0 | 0% | 0% | 0% | 0 | 0 | 0 | 0 | 0 | 0 | 0 | 0 | 500 | 0 | 0 | 0 | 0 | 0 | 0 | 0 | 0 | 0 | 0 | 0 | 0 | 0 | 0 | 0 | 0 | 0 | 0 |  | 4451 | 500-1530 | [40 empty] | 0 | 0 | 0 |  |  |  | 0 | 5000000
500-1532AE | 0 | 0 | 0 | 0 | 0% | 0% | 0% | 0 | 0 | 0 | 0 | 0 | 0 | 0 | 0 | 500 | 0 | 0 | 0 | 0 | 0 | 0 | 0 | 0 | 0 | 0 | 0 | 0 | 0 | 0 | 0 | 0 | 0 | 0 |  | 4452 | 500-1532AE | [40 empty] | 0 | 0 | 0 |  |  |  | 0 | 5000000
500-5R | 0 | 0 | 0 | 0 | 0% | 0% | 0% | 0 | 0 | 0 | 0 | 0 | 0 | 0 | 0 | 500 | 0 | 0 | 0 | 0 | 0 | 0 | 0 | 0 | 0 | 0 | 0 | 0 | 0 | 0 | 0 | 0 | 0 | 0 |  | 4453 | 500-5R | [40 empty] | 0 | 0 | 0 |  |  |  | 0 | 5000000
501-788 | 0 | 0 | 0 | 0 | 0% | 0% | 0% | 0 | 0 | 0 | 0 | 0 | 0 | 0 | 0 | 501 | 0 | 0 | 0 | 0 | 0 | 0 | 0 | 0 | 0 | 0 | 0 | 0 | 0 | 0 | 0 | 0 | 0 | 0 |  | 4454 | 501-788 | [40 empty] | 0 | 0 | 0 |  |  |  | 0 | 5000000
501-791AE | 0 | 0 | 0 | 0 | 0% | 0% | 0% | 0 | 0 | 0 | 0 | 0 | 0 | 0 | 0 | 501 | 0 | 0 | 0 | 0 | 0 | 0 | 0 | 0 | 0 | 0 | 0 | 0 | 0 | 0 | 0 | 0 | 0 | 0 |  | 4455 | 501-791AE | [40 empty] | 0 | 0 | 0 |  |  |  | 0 | 5000000
502-10 | 0 | 0 | 0 | 0 | 0% | 0% | 0% | 0 | 0 | 0 | 0 | 0 | 0 | 0 | 0 | 502 | 0 | 0 | 0 | 0 | 0 | 0 | 0 | 0 | 0 | 0 | 0 | 0 | 0 | 0 | 0 | 0 | 0 | 0 |  | 4456 | 502-10 | [40 empty] | 0 | 0 | 0 |  |  |  | 0 | 5000000
502-11F | 0 | 0 | 0 | 0 | 0% | 0% | 0% | 0 | 0 | 0 | 0 | 0 | 0 | 0 | 0 | 502 | 0 | 0 | 0 | 0 | 0 | 0 | 0 | 0 | 0 | 0 | 0 | 0 | 0 | 0 | 0 | 0 | 0 | 0 |  | 4457 | 502-11F | [40 empty] | 0 | 0 | 0 |  |  |  | 0 | 5000000
502-12 | 0 | 0 | 0 | 0 | 0% | 0% | 0% | 0 | 0 | 0 | 0 | 0 | 0 | 0 | 0 | 502 | 0 | 0 | 0 | 0 | 0 | 0 | 0 | 0 | 0 | 0 | 0 | 0 | 0 | 0 | 0 | 0 | 0 | 0 |  | 4458 | 502-12 | [40 empty] | 0 | 0 | 0 |  |  |  | 0 | 5000000
502-717 | 0 | 0 | 0 | 0 | 0% | 0% | 0% | 0 | 0 | 0 | 0 | 0 | 0 | 0 | 0 | 502 | 0 | 0 | 0 | 0 | 0 | 0 | 0 | 0 | 0 | 0 | 0 | 0 | 0 | 0 | 0 | 0 | 0 | 0 |  | 4459 | 502-717 | [40 empty] | 0 | 0 | 0 |  |  |  | 0 | 5000000
502-718F | 0 | 0 | 0 | 0 | 0% | 0% | 0% | 0 | 0 | 0 | 0 | 0 | 0 | 0 | 0 | 502 | 0 | 0 | 0 | 0 | 0 | 0 | 0 | 0 | 0 | 0 | 0 | 0 | 0 | 0 | 0 | 0 | 0 | 0 |  | 4460 | 502-718F | [40 empty] | 0 | 0 | 0 |  |  |  | 0 | 5000000
502-719F | 0 | 0 | 0 | 0 | 0% | 0% | 0% | 0 | 0 | 0 | 0 | 0 | 0 | 0 | 0 | 502 | 0 | 0 | 0 | 0 | 0 | 0 | 0 | 0 | 0 | 0 | 0 | 0 | 0 | 0 | 0 | 0 | 0 | 0 |  | 4461 | 502-719F | [40 empty] | 0 | 0 | 0 |  |  |  | 0 | 5000000
502-755 | 0 | 0 | 0 | 0 | 0% | 0% | 0% | 0 | 0 | 0 | 0 | 0 | 0 | 0 | 0 | 502 | 0 | 0 | 0 | 0 | 0 | 0 | 0 | 0 | 0 | 0 | 0 | 0 | 0 | 0 | 0 | 0 | 0 | 0 |  | 4462 | 502-755 | [40 empty] | 0 | 0 | 0 |  |  |  | 0 | 5000000
502-9F | 0 | 0 | 0 | 0 | 0% | 0% | 0% | 0 | 0 | 0 | 0 | 0 | 0 | 0 | 0 | 502 | 0 | 0 | 0 | 0 | 0 | 0 | 0 | 0 | 0 | 0 | 0 | 0 | 0 | 0 | 0 | 0 | 0 | 0 |  | 4463 | 502-9F | [40 empty] | 0 | 0 | 0 |  |  |  | 0 | 5000000
504-1560 | 0 | 0 | 0 | 0 | 0% | 0% | 0% | 0 | 0 | 0 | 0 | 0 | 0 | 0 | 0 | 504 | 0 | 0 | 0 | 0 | 0 | 0 | 0 | 0 | 0 | 0 | 0 | 0 | 0 | 0 | 0 | 0 | 0 | 0 |  | 4464 | 504-1560 | [40 empty] | 0 | 0 | 0 |  |  |  | 0 | 5000000
505-1678 | 0 | 0 | 0 | 0 | 0% | 0% | 0% | 0 | 0 | 0 | 0 | 0 | 0 | 0 | 0 | 505 | 0 | 0 | 0 | 0 | 0 | 0 | 0 | 0 | 0 | 0 | 0 | 0 | 0 | 0 | 0 | 0 | 0 | 0 |  | 4465 | 505-1678 | [40 empty] | 0 | 0 | 0 |  |  |  | 0 | 5000000
505-1679F | 0 | 0 | 0 | 0 | 0% | 0% | 0% | 0 | 0 | 0 | 0 | 0 | 0 | 0 | 0 | 505 | 0 | 0 | 0 | 0 | 0 | 0 | 0 | 0 | 0 | 0 | 0 | 0 | 0 | 0 | 0 | 0 | 0 | 0 |  | 4466 | 505-1679F | [40 empty] | 0 | 0 | 0 |  |  |  | 0 | 5000000
506-159 | 0 | 0 | 0 | 0 | 0% | 0% | 0% | 0 | 0 | 0 | 0 | 0 | 0 | 0 | 0 | 506 | 0 | 0 | 0 | 0 | 0 | 0 | 0 | 0 | 0 | 0 | 0 | 0 | 0 | 0 | 0 | 0 | 0 | 0 |  | 4467 | 506-159 | [40 empty] | 0 | 0 | 0 |  |  |  | 0 | 5000000
506-162 | 0 | 0 | 0 | 0 | 0% | 0% | 0% | 0 | 0 | 0 | 0 | 0 | 0 | 0 | 0 | 506 | 0 | 0 | 0 | 0 | 0 | 0 | 0 | 0 | 0 | 0 | 0 | 0 | 0 | 0 | 0 | 0 | 0 | 0 |  | 4468 | 506-162 | [40 empty] | 0 | 0 | 0 |  |  |  | 0 | 5000000
507-1606 | 0 | 0 | 0 | 0 | 0% | 0% | 0% | 0 | 0 | 0 | 0 | 0 | 0 | 0 | 0 | 507 | 0 | 0 | 0 | 0 | 0 | 0 | 0 | 0 | 0 | 0 | 0 | 0 | 0 | 0 | 0 | 0 | 0 | 0 |  | 4469 | 507-1606 | [40 empty] | 0 | 0 | 0 |  |  |  | 0 | 5000000
507-1607F | 0 | 0 | 0 | 0 | 0% | 0% | 0% | 0 | 0 | 0 | 0 | 0 | 0 | 0 | 0 | 507 | 0 | 0 | 0 | 0 | 0 | 0 | 0 | 0 | 0 | 0 | 0 | 0 | 0 | 0 | 0 | 0 | 0 | 0 |  | 4470 | 507-1607F | [40 empty] | 0 | 0 | 0 |  |  |  | 0 | 5000000
564-22F | 0 | 0 | 0 | 0 | 0% | 0% | 0% | 0 | 0 | 0 | 0 | 0 | 0 | 0 | 0 | 564 | 0 | 0 | 0 | 0 | 0 | 0 | 0 | 0 | 0 | 0 | 0 | 0 | 0 | 0 | 0 | 0 | 0 | 0 |  | 4471 | 564-22F | [40 empty] | 0 | 0 | 0 |  |  |  | 0 | 5000000
565-77 | 0 | 0 | 0 | 0 | 0% | 0% | 0% | 0 | 0 | 0 | 0 | 0 | 0 | 0 | 0 | 565 | 0 | 0 | 0 | 0 | 0 | 0 | 0 | 0 | 0 | 0 | 0 | 0 | 0 | 0 | 0 | 0 | 0 | 0 |  | 4472 | 565-77 | [40 empty] | 0 | 0 | 0 |  |  |  | 0 | 5000000
293-15AE | 0 | 0 | 0 | 0 | 0% | 0% | 0% | 0 | 0 | 0 | 0 | 0 | 0 | 0 | 0 | 293 | 0 | 0 | 0 | 0 | 0 | 0 | 0 | 0 | 0 | 0 | 0 | 0 | 0 | 0 | 0 | 0 | 0 | 0 |  | 4473 | 293-15AE | [40 empty] | 0 | 0 | 0 |  |  |  | 0 | 5000000
69-44 | 0 | 0 | 0 | 0 | 0% | 0% | 0% | 0 | 0 | 0 | 0 | 0 | 0 | 0 | 0 | 69 | 0 | 0 | 0 | 0 | 0 | 0 | 0 | 0 | 0 | 0 | 0 | 0 | 0 | 0 | 0 | 0 | 0 | 0 |  | 4474 | 69-44 | [40 empty] | 0 | 0 | 0 |  |  |  | 0 | 5000000
700-224AE | 231.4453 | 0 | 231.4453 | 0 | 0% | 100% | 0% | 37.0938 | 76.9811 | 0.48123 | 29.0476 | 7.5649 | 0.99869 | 60.2829 | 15.6995 | 700 | 0.0054404 | 0.0054404 | 0.0054404 | 42541.9639 | 3.0026 | 181.2418 | 47.2009 | 551.9059 | 33314.058 | 8676 | 35723.76 | 463.4519 | 27974.8113 | 7285.4968 | 28392.0665 | 368.3363 | 22233.4576 | 5790.2726 |  | 4475 | 700-224AE | 231.4453 | 194.3515 | 154.4642 | 0 | 0 | 0 | 231.4453 | 194.3515 | 154.4642 | 0 | 3.0026 | 2.5214 | 2.0039 | 0 | 0 | 0 | 3.0026 | 2.5214 | 2.0039 | 0 | 47.2009 | 39.636 | 31.5014 | 0 | 0 | 0 | 47.2009 | 39.636 | 31.5014 | 0 | 181.2418 | 152.1942 | 120.9589 | 0 | 0 | 0 | 181.2418 | 152.1942 | 120.9589 | 0 | 0 | 0 | 0 | 0.0054404 | 0.0054404 | 0.0054404 | 0 | 5000000
700-231 | 0 | 0 | 0 | 0 | 0% | 0% | 0% | 0 | 0 | 0 | 0 | 0 | 0 | 0 | 0 | 700 | 0 | 0 | 0 | 0 | 0 | 0 | 0 | 0 | 0 | 0 | 0 | 0 | 0 | 0 | 0 | 0 | 0 | 0 |  | 4476 | 700-231 | [40 empty] | 0 | 0 | 0 |  |  |  | 0 | 5000000
700-256F | 0 | 0 | 0 | 0 | 0% | 0% | 0% | 0 | 0 | 0 | 0 | 0 | 0 | 0 | 0 | 700 | 0 | 0 | 0 | 0 | 0 | 0 | 0 | 0 | 0 | 0 | 0 | 0 | 0 | 0 | 0 | 0 | 0 | 0 |  | 4477 | 700-256F | [40 empty] | 0 | 0 | 0 |  |  |  | 0 | 5000000
700-257F | 0 | 0 | 0 | 0 | 0% | 0% | 0% | 0 | 0 | 0 | 0 | 0 | 0 | 0 | 0 | 700 | 0 | 0 | 0 | 0 | 0 | 0 | 0 | 0 | 0 | 0 | 0 | 0 | 0 | 0 | 0 | 0 | 0 | 0 |  | 4478 | 700-257F | [40 empty] | 0 | 0 | 0 |  |  |  | 0 | 5000000
700-258 | 0 | 0 | 0 | 0 | 0% | 0% | 0% | 0 | 0 | 0 | 0 | 0 | 0 | 0 | 0 | 700 | 0 | 0 | 0 | 0 | 0 | 0 | 0 | 0 | 0 | 0 | 0 | 0 | 0 | 0 | 0 | 0 | 0 | 0 |  | 4479 | 700-258 | [40 empty] | 0 | 0 | 0 |  |  |  | 0 | 5000000
701-15R | 0 | 0 | 0 | 0 | 0% | 0% | 0% | 0 | 0 | 0 | 0 | 0 | 0 | 0 | 0 | 701 | 0 | 0 | 0 | 0 | 0 | 0 | 0 | 0 | 0 | 0 | 0 | 0 | 0 | 0 | 0 | 0 | 0 | 0 |  | 4480 | 701-15R | [40 empty] | 0 | 0 | 0 |  |  |  | 0 | 5000000
701-19AE | 18993.9235 | 0 | 18993.9235 | 0 | 0% | 100% | 0% | 3037.6346 | 6316.4821 | 3.9301 | 2787.9491 | 245.7554 | 8.1722 | 5797.2841 | 511.0258 | 701 | 0.0053808 | 0.0053808 | 0.0053808 | 3529944.1626 | 24.5742 | 17432.6735 | 1536.6758 | 4567.0215 | 3239792.1406 | 285585 | 2965412.0075 | 3836.633 | 2721663.0242 | 239912.3466 | 2356051.4161 | 3048.2458 | 2162390.2553 | 190612.914 |  | 4481 | 701-19AE | 18993.9235 | 15956.2889 | 12677.4415 | 0 | 0 | 0 | 18993.9235 | 15956.2889 | 12677.4415 | 0 | 24.5742 | 20.6442 | 16.402 | 0 | 0 | 0 | 24.5742 | 20.6442 | 16.402 | 0 | 1536.6758 | 1290.9204 | 1025.65 | 0 | 0 | 0 | 1536.6758 | 1290.9204 | 1025.65 | 0 | 17432.6735 | 14644.7244 | 11635.3895 | 0 | 0 | 0 | 17432.6735 | 14644.7244 | 11635.3895 | 0 | 0 | 0 | 0 | 0.0053808 | 0.0053808 | 0.0053808 | 0 | 5000000
701-21 | 10597.5814 | 0 | 10597.5814 | 0 | 0% | 100% | 0% | 1692.642 | 3524.2742 | 2.591 | 1542.4492 | 147.6018 | 5.3947 | 3211.5557 | 307.3237 | 701 | 0.0053932 | 0.0053932 | 0.0053932 | 1964989.5053 | 16.2221 | 9657.229 | 924.1302 | 3007.8873 | 1790630.6174 | 171351 | 1651142.0748 | 2527.4686 | 1504631.7253 | 143982.8786 | 1311523.2554 | 2007.6006 | 1195148.2128 | 114367.441 |  | 4482 | 701-21 | 10597.5814 | 8904.9394 | 7073.3072 | 0 | 0 | 0 | 10597.5814 | 8904.9394 | 7073.3072 | 0 | 16.2221 | 13.6311 | 10.8274 | 0 | 0 | 0 | 16.2221 | 13.6311 | 10.8274 | 0 | 924.1302 | 776.5285 | 616.8065 | 0 | 0 | 0 | 924.1302 | 776.5285 | 616.8065 | 0 | 9657.229 | 8114.7798 | 6445.6733 | 0 | 0 | 0 | 9657.229 | 8114.7798 | 6445.6733 | 0 | 0 | 0 | 0 | 0.0053932 | 0.0053932 | 0.0053932 | 0 | 5000000
701-30 | 0 | 0 | 0 | 0 | 0% | 0% | 0% | 0 | 0 | 0 | 0 | 0 | 0 | 0 | 0 | 701 | 0 | 0 | 0 | 0 | 0 | 0 | 0 | 0 | 0 | 0 | 0 | 0 | 0 | 0 | 0 | 0 | 0 | 0 |  | 4483 | 701-30 | [40 empty] | 0 | 0 | 0 |  |  |  | 0 | 5000000
701-31 | 0 | 0 | 0 | 0 | 0% | 0% | 0% | 0 | 0 | 0 | 0 | 0 | 0 | 0 | 0 | 701 | 0 | 0 | 0 | 0 | 0 | 0 | 0 | 0 | 0 | 0 | 0 | 0 | 0 | 0 | 0 | 0 | 0 | 0 |  | 4484 | 701-31 | [40 empty] | 0 | 0 | 0 |  |  |  | 0 | 5000000
701-32 | 0 | 0 | 0 | 0 | 0% | 0% | 0% | 0 | 0 | 0 | 0 | 0 | 0 | 0 | 0 | 701 | 0 | 0 | 0 | 0 | 0 | 0 | 0 | 0 | 0 | 0 | 0 | 0 | 0 | 0 | 0 | 0 | 0 | 0 |  | 4485 | 701-32 | [40 empty] | 0 | 0 | 0 |  |  |  | 0 | 5000000
701-49 | 0 | 0 | 0 | 0 | 0% | 0% | 0% | 0 | 0 | 0 | 0 | 0 | 0 | 0 | 0 | 701 | 0 | 0 | 0 | 0 | 0 | 0 | 0 | 0 | 0 | 0 | 0 | 0 | 0 | 0 | 0 | 0 | 0 | 0 |  | 4486 | 701-49 | [40 empty] | 0 | 0 | 0 |  |  |  | 0 | 5000000
701-50AE | 5899.3801 | 0 | 5899.3801 | 0 | 0% | 100% | 0% | 941.2582 | 1962.4137 | 1.5711 | 845.3364 | 94.3506 | 3.2755 | 1762.428 | 196.7101 | 701 | 0.0053458 | 0.0053458 | 0.0053458 | 1103554.2115 | 9.8469 | 5298.1862 | 591.3471 | 1841.986 | 991093.2255 | 110619 | 927479.878 | 1548.0934 | 832962.2732 | 92969.5121 | 736459.7319 | 1229.2541 | 661408.6049 | 73821.8732 |  | 4487 | 701-50AE | 5899.3801 | 4958.1219 | 3936.9664 | 0 | 0 | 0 | 5899.3801 | 4958.1219 | 3936.9664 | 0 | 9.8469 | 8.2758 | 6.5713 | 0 | 0 | 0 | 9.8469 | 8.2758 | 6.5713 | 0 | 591.3471 | 496.9964 | 394.637 | 0 | 0 | 0 | 591.3471 | 496.9964 | 394.637 | 0 | 5298.1862 | 4452.8497 | 3535.7581 | 0 | 0 | 0 | 5298.1862 | 4452.8497 | 3535.7581 | 0 | 0 | 0 | 0 | 0.0053458 | 0.0053458 | 0.0053458 | 0 | 5000000
701-739 | 0 | 0 | 0 | 0 | 0% | 0% | 0% | 0 | 0 | 0 | 0 | 0 | 0 | 0 | 0 | 701 | 0 | 0 | 0 | 0 | 0 | 0 | 0 | 0 | 0 | 0 | 0 | 0 | 0 | 0 | 0 | 0 | 0 | 0 |  | 4488 | 701-739 | [40 empty] | 0 | 0 | 0 |  |  |  | 0 | 5000000
565-78 | 0 | 0 | 0 | 0 | 0% | 0% | 0% | 0 | 0 | 0 | 0 | 0 | 0 | 0 | 0 | 565 | 0 | 0 | 0 | 0 | 0 | 0 | 0 | 0 | 0 | 0 | 0 | 0 | 0 | 0 | 0 | 0 | 0 | 0 |  | 4489 | 565-78 | [40 empty] | 0 | 0 | 0 |  |  |  | 0 | 5000000
701-740 | 0 | 0 | 0 | 0 | 0% | 0% | 0% | 0 | 0 | 0 | 0 | 0 | 0 | 0 | 0 | 701 | 0 | 0 | 0 | 0 | 0 | 0 | 0 | 0 | 0 | 0 | 0 | 0 | 0 | 0 | 0 | 0 | 0 | 0 |  | 4490 | 701-740 | [40 empty] | 0 | 0 | 0 |  |  |  | 0 | 5000000
701-748 | 0 | 0 | 0 | 0 | 0% | 0% | 0% | 0 | 0 | 0 | 0 | 0 | 0 | 0 | 0 | 701 | 0 | 0 | 0 | 0 | 0 | 0 | 0 | 0 | 0 | 0 | 0 | 0 | 0 | 0 | 0 | 0 | 0 | 0 |  | 4491 | 701-748 | [40 empty] | 0 | 0 | 0 |  |  |  | 0 | 5000000
701-749 | 0 | 0 | 0 | 0 | 0% | 0% | 0% | 0 | 0 | 0 | 0 | 0 | 0 | 0 | 0 | 701 | 0 | 0 | 0 | 0 | 0 | 0 | 0 | 0 | 0 | 0 | 0 | 0 | 0 | 0 | 0 | 0 | 0 | 0 |  | 4492 | 701-749 | [40 empty] | 0 | 0 | 0 |  |  |  | 0 | 5000000
701-750 | 0 | 0 | 0 | 0 | 0% | 0% | 0% | 0 | 0 | 0 | 0 | 0 | 0 | 0 | 0 | 701 | 0 | 0 | 0 | 0 | 0 | 0 | 0 | 0 | 0 | 0 | 0 | 0 | 0 | 0 | 0 | 0 | 0 | 0 |  | 4493 | 701-750 | [40 empty] | 0 | 0 | 0 |  |  |  | 0 | 5000000
702-474 | 0 | 0 | 0 | 0 | 0% | 0% | 0% | 0 | 0 | 0 | 0 | 0 | 0 | 0 | 0 | 702 | 0 | 0 | 0 | 0 | 0 | 0 | 0 | 0 | 0 | 0 | 0 | 0 | 0 | 0 | 0 | 0 | 0 | 0 |  | 4494 | 702-474 | [40 empty] | 0 | 0 | 0 |  |  |  | 0 | 5000000
703-288F | 0 | 0 | 0 | 0 | 0% | 0% | 0% | 0 | 0 | 0 | 0 | 0 | 0 | 0 | 0 | 703 | 0 | 0 | 0 | 0 | 0 | 0 | 0 | 0 | 0 | 0 | 0 | 0 | 0 | 0 | 0 | 0 | 0 | 0 |  | 4495 | 703-288F | [40 empty] | 0 | 0 | 0 |  |  |  | 0 | 5000000
703-289F | 10955.217 | 0 | 10955.217 | 0 | 0% | 100% | 0% | 1734.7053 | 3643.0767 | 2.3184 | 1523.5274 | 208.8595 | 4.8689 | 3199.5793 | 438.6284 | 703 | 0.0052274 | 0.0052274 | 0.0052274 | 2095729.6266 | 14.6415 | 9621.5613 | 1319.0142 | 2800.9225 | 1840601.7045 | 252327 | 1763881.0464 | 2357.4101 | 1549151.3895 | 212372.2488 | 1398810.1894 | 1869.4964 | 1228523.1773 | 168417.5165 |  | 4496 | 703-289F | 10955.217 | 9220.5118 | 7312.1404 | 0 | 0 | 0 | 10955.217 | 9220.5118 | 7312.1404 | 0 | 14.6415 | 12.3231 | 9.7726 | 0 | 0 | 0 | 14.6415 | 12.3231 | 9.7726 | 0 | 1319.0142 | 1110.1547 | 880.3857 | 0 | 0 | 0 | 1319.0142 | 1110.1547 | 880.3857 | 0 | 9621.5613 | 8098.034 | 6421.9821 | 0 | 0 | 0 | 9621.5613 | 8098.034 | 6421.9821 | 0 | 0 | 0 | 0 | 0.0052274 | 0.0052274 | 0.0052274 | 0 | 5000000
703-291 | 0 | 0 | 0 | 0 | 0% | 0% | 0% | 0 | 0 | 0 | 0 | 0 | 0 | 0 | 0 | 703 | 0 | 0 | 0 | 0 | 0 | 0 | 0 | 0 | 0 | 0 | 0 | 0 | 0 | 0 | 0 | 0 | 0 | 0 |  | 4497 | 703-291 | [40 empty] | 0 | 0 | 0 |  |  |  | 0 | 5000000
708-47 | 64503.5733 | 0 | 64503.5733 | 0 | 0% | 100% | 0% | 10235.7012 | 21448.9555 | 11.6053 | 9376.7746 | 847.3213 | 24.3189 | 19649.0711 | 1775.5654 | 708 | 0.0051864 | 0.0051864 | 0.0051864 | 12437061.0327 | 73.1344 | 59090.7704 | 5339.6685 | 14101.1963 | 11393407.8359 | 1029552 | 10463495.3166 | 11863.5585 | 9585453.4468 | 866178.3119 | 8301445.681 | 9412.2168 | 7604831.7196 | 687201.7416 |  | 4498 | 708-47 | 64503.5733 | 54267.8721 | 43054.6179 | 0 | 0 | 0 | 64503.5733 | 54267.8721 | 43054.6179 | 0 | 73.1344 | 61.5292 | 48.8155 | 0 | 0 | 0 | 73.1344 | 61.5292 | 48.8155 | 0 | 5339.6685 | 4492.3472 | 3564.1031 | 0 | 0 | 0 | 5339.6685 | 4492.3472 | 3564.1031 | 0 | 59090.7704 | 49713.9958 | 39441.6992 | 0 | 0 | 0 | 59090.7704 | 49713.9958 | 39441.6992 | 0 | 0 | 0 | 0 | 0.0051864 | 0.0051864 | 0.0051864 | 0 | 5000000
708-48 | 0 | 0 | 0 | 0 | 0% | 0% | 0% | 0 | 0 | 0 | 0 | 0 | 0 | 0 | 0 | 708 | 0 | 0 | 0 | 0 | 0 | 0 | 0 | 0 | 0 | 0 | 0 | 0 | 0 | 0 | 0 | 0 | 0 | 0 |  | 4499 | 708-48 | [40 empty] | 0 | 0 | 0 |  |  |  | 0 | 5000000
71-13 | 0 | 0 | 0 | 0 | 0% | 0% | 0% | 0 | 0 | 0 | 0 | 0 | 0 | 0 | 0 | 71 | 0 | 0 | 0 | 0 | 0 | 0 | 0 | 0 | 0 | 0 | 0 | 0 | 0 | 0 | 0 | 0 | 0 | 0 |  | 4500 | 71-13 | [40 empty] | 0 | 0 | 0 |  |  |  | 0 | 5000000
71-14F | 0 | 0 | 0 | 0 | 0% | 0% | 0% | 0 | 0 | 0 | 0 | 0 | 0 | 0 | 0 | 71 | 0 | 0 | 0 | 0 | 0 | 0 | 0 | 0 | 0 | 0 | 0 | 0 | 0 | 0 | 0 | 0 | 0 | 0 |  | 4501 | 71-14F | [40 empty] | 0 | 0 | 0 |  |  |  | 0 | 5000000
710-423 | 0 | 0 | 0 | 0 | 0% | 0% | 0% | 0 | 0 | 0 | 0 | 0 | 0 | 0 | 0 | 710 | 0 | 0 | 0 | 0 | 0 | 0 | 0 | 0 | 0 | 0 | 0 | 0 | 0 | 0 | 0 | 0 | 0 | 0 |  | 4502 | 710-423 | [40 empty] | 0 | 0 | 0 |  |  |  | 0 | 5000000
710-424 | 0 | 0 | 0 | 0 | 0% | 0% | 0% | 0 | 0 | 0 | 0 | 0 | 0 | 0 | 0 | 710 | 0 | 0 | 0 | 0 | 0 | 0 | 0 | 0 | 0 | 0 | 0 | 0 | 0 | 0 | 0 | 0 | 0 | 0 |  | 4503 | 710-424 | [40 empty] | 0 | 0 | 0 |  |  |  | 0 | 5000000
68-44 | 0 | 0 | 0 | 0 | 0% | 0% | 0% | 0 | 0 | 0 | 0 | 0 | 0 | 0 | 0 | 68 | 0 | 0 | 0 | 0 | 0 | 0 | 0 | 0 | 0 | 0 | 0 | 0 | 0 | 0 | 0 | 0 | 0 | 0 |  | 4504 | 68-44 | [40 empty] | 0 | 0 | 0 |  |  |  | 0 | 5000000
595-1441F | 149.7299 | 0 | 149.7299 | 0 | 0% | 100% | 0% | 23.908 | 49.8771 | 0.015702 | 18.9557 | 4.9366 | 0.032757 | 39.5455 | 10.2988 | 595 | 0.014254 | 0.014254 | 0.014254 | 10504.4133 | 0.098336 | 118.7146 | 30.9169 | 6.8988 | 8328.5145 | 2169 | 8827.1266 | 5.7973 | 6998.6633 | 1822.6661 | 7005.2513 | 4.6007 | 5554.1738 | 1446.4768 |  | 4505 | 595-1441F | 149.7299 | 125.8219 | 99.8529 | 0 | 0 | 0 | 149.7299 | 125.8219 | 99.8529 | 0 | 0.098336 | 0.082634 | 0.065579 | 0 | 0 | 0 | 0.098336 | 0.082634 | 0.065579 | 0 | 30.9169 | 25.9803 | 20.6181 | 0 | 0 | 0 | 30.9169 | 25.9803 | 20.6181 | 0 | 118.7146 | 99.7589 | 79.1692 | 0 | 0 | 0 | 118.7146 | 99.7589 | 79.1692 | 0 | 0 | 0 | 0 | 0.014254 | 0.014254 | 0.014254 | 0 | 5000000
595-1442F | 1630.2002 | 0 | 1630.2002 | 0 | 0% | 100% | 0% | 260.2712 | 543.0722 | 0.76932 | 208.4944 | 51.0075 | 1.6052 | 435.0366 | 106.4304 | 595 | 0.014254 | 0.014254 | 0.014254 | 114364.7018 | 4.8186 | 1305.8977 | 319.4839 | 338.0424 | 91613.6595 | 22413 | 96105.6949 | 284.0719 | 76986.9923 | 18834.6309 | 76266.1342 | 225.4296 | 61094.1972 | 14946.5074 |  | 4506 | 595-1442F | 1630.2002 | 1369.929 | 1087.128 | 0 | 0 | 0 | 1630.2002 | 1369.929 | 1087.128 | 0 | 4.8186 | 4.0493 | 3.2134 | 0 | 0 | 0 | 4.8186 | 4.0493 | 3.2134 | 0 | 319.4839 | 268.4764 | 213.0535 | 0 | 0 | 0 | 319.4839 | 268.4764 | 213.0535 | 0 | 1305.8977 | 1097.4034 | 870.8611 | 0 | 0 | 0 | 1305.8977 | 1097.4034 | 870.8611 | 0 | 0 | 0 | 0 | 0.014254 | 0.014254 | 0.014254 | 0 | 5000000
595-1450 | 0 | 0 | 0 | 0 | 0% | 0% | 0% | 0 | 0 | 0 | 0 | 0 | 0 | 0 | 0 | 595 | 0 | 0 | 0 | 0 | 0 | 0 | 0 | 0 | 0 | 0 | 0 | 0 | 0 | 0 | 0 | 0 | 0 | 0 |  | 4507 | 595-1450 | [40 empty] | 0 | 0 | 0 |  |  |  | 0 | 5000000
595-1451F | 38278.7544 | 0 | 38278.7544 | 0 | 0% | 100% | 0% | 6112.2734 | 12751.6503 | 7.4827 | 5532.982 | 571.8086 | 15.6108 | 11543.1112 | 1192.9283 | 595 | 0.014151 | 0.014151 | 0.014151 | 2704944.6988 | 46.8614 | 34650.8812 | 3581.0118 | 3311.4355 | 2448583.2631 | 253050 | 2273024.6506 | 2782.6723 | 2057598.4859 | 212643.4926 | 1803857.1526 | 2208.3101 | 1632896.3897 | 168752.4527 |  | 4508 | 595-1451F | 38278.7544 | 32166.481 | 25527.1041 | 0 | 0 | 0 | 38278.7544 | 32166.481 | 25527.1041 | 0 | 46.8614 | 39.3787 | 31.2507 | 0 | 0 | 0 | 46.8614 | 39.3787 | 31.2507 | 0 | 3581.0118 | 3009.2031 | 2388.0835 | 0 | 0 | 0 | 3581.0118 | 3009.2031 | 2388.0835 | 0 | 34650.8812 | 29117.8992 | 23107.77 | 0 | 0 | 0 | 34650.8812 | 29117.8992 | 23107.77 | 0 | 0 | 0 | 0 | 0.014151 | 0.014151 | 0.014151 | 0 | 5000000
595-1453F | 18205.4997 | 0 | 18205.4997 | 0 | 0% | 100% | 0% | 2900.1451 | 6064.8986 | 3.6245 | 2629.1566 | 267.3641 | 7.5798 | 5498.1965 | 559.1223 | 595 | 0.014155 | 0.014155 | 0.014155 | 1286171.4563 | 22.7528 | 16504.384 | 1678.3629 | 1607.426 | 1165992.0303 | 118572 | 1081283.7045 | 1351.3622 | 980248.9216 | 99683.4215 | 857702.0587 | 1071.9353 | 777558.6679 | 79071.4551 |  | 4509 | 595-1453F | 18205.4997 | 15305.3546 | 12140.6011 | 0 | 0 | 0 | 18205.4997 | 15305.3546 | 12140.6011 | 0 | 22.7528 | 19.1283 | 15.173 | 0 | 0 | 0 | 22.7528 | 19.1283 | 15.173 | 0 | 1678.3629 | 1410.9989 | 1119.2406 | 0 | 0 | 0 | 1678.3629 | 1410.9989 | 1119.2406 | 0 | 16504.384 | 13875.2274 | 11006.1874 | 0 | 0 | 0 | 16504.384 | 13875.2274 | 11006.1874 | 0 | 0 | 0 | 0 | 0.014155 | 0.014155 | 0.014155 | 0 | 5000000
595-478 | 0 | 0 | 0 | 0 | 0% | 0% | 0% | 0 | 0 | 0 | 0 | 0 | 0 | 0 | 0 | 595 | 0 | 0 | 0 | 0 | 0 | 0 | 0 | 0 | 0 | 0 | 0 | 0 | 0 | 0 | 0 | 0 | 0 | 0 |  | 4510 | 595-478 | [40 empty] | 0 | 0 | 0 |  |  |  | 0 | 5000000
596-1996F | 0 | 0 | 0 | 0 | 0% | 0% | 0% | 0 | 0 | 0 | 0 | 0 | 0 | 0 | 0 | 596 | 0 | 0 | 0 | 0 | 0 | 0 | 0 | 0 | 0 | 0 | 0 | 0 | 0 | 0 | 0 | 0 | 0 | 0 |  | 4511 | 596-1996F | [40 empty] | 0 | 0 | 0 |  |  |  | 0 | 5000000
597-592 | 0 | 0 | 0 | 0 | 0% | 0% | 0% | 0 | 0 | 0 | 0 | 0 | 0 | 0 | 0 | 597 | 0 | 0 | 0 | 0 | 0 | 0 | 0 | 0 | 0 | 0 | 0 | 0 | 0 | 0 | 0 | 0 | 0 | 0 |  | 4512 | 597-592 | [40 empty] | 0 | 0 | 0 |  |  |  | 0 | 5000000
598-658 | 0 | 0 | 0 | 0 | 0% | 0% | 0% | 0 | 0 | 0 | 0 | 0 | 0 | 0 | 0 | 598 | 0 | 0 | 0 | 0 | 0 | 0 | 0 | 0 | 0 | 0 | 0 | 0 | 0 | 0 | 0 | 0 | 0 | 0 |  | 4513 | 598-658 | [40 empty] | 0 | 0 | 0 |  |  |  | 0 | 5000000
598-659 | 0 | 0 | 0 | 0 | 0% | 0% | 0% | 0 | 0 | 0 | 0 | 0 | 0 | 0 | 0 | 598 | 0 | 0 | 0 | 0 | 0 | 0 | 0 | 0 | 0 | 0 | 0 | 0 | 0 | 0 | 0 | 0 | 0 | 0 |  | 4514 | 598-659 | [40 empty] | 0 | 0 | 0 |  |  |  | 0 | 5000000
598-660 | 0 | 0 | 0 | 0 | 0% | 0% | 0% | 0 | 0 | 0 | 0 | 0 | 0 | 0 | 0 | 598 | 0 | 0 | 0 | 0 | 0 | 0 | 0 | 0 | 0 | 0 | 0 | 0 | 0 | 0 | 0 | 0 | 0 | 0 |  | 4515 | 598-660 | [40 empty] | 0 | 0 | 0 |  |  |  | 0 | 5000000
599-1125 | 776.3086 | 0 | 776.3086 | 0 | 0% | 100% | 0% | 75.1816 | 156.5161 | 0.97535 | 58.8737 | 15.3325 | 2.0305 | 122.5658 | 31.9199 | 599 | 0.043675 | 0.043675 | 0.043675 | 17774.8301 | 10.0712 | 607.9172 | 158.3202 | 230.5966 | 13919.238 | 3624.9955 | 16053.4273 | 208.2645 | 12571.2299 | 3273.9329 | 14191.1421 | 184.1047 | 11112.8986 | 2894.1388 |  | 4516 | 599-1125 | 776.3086 | 701.127 | 619.7925 | 0 | 0 | 0 | 776.3086 | 701.127 | 619.7925 | 0 | 10.0712 | 9.0959 | 8.0407 | 0 | 0 | 0 | 10.0712 | 9.0959 | 8.0407 | 0 | 158.3202 | 142.9877 | 126.4004 | 0 | 0 | 0 | 158.3202 | 142.9877 | 126.4004 | 0 | 607.9172 | 549.0434 | 485.3514 | 0 | 0 | 0 | 607.9172 | 549.0434 | 485.3514 | 0 | 0 | 0 | 0 | 0.043675 | 0.043675 | 0.043675 | 0 | 5000000
599-1126 | 388.1302 | 0 | 388.1302 | 0 | 0% | 100% | 0% | 37.6624 | 78.3644 | 0.4886 | 29.4929 | 7.6809 | 1.0166 | 61.3662 | 15.9816 | 599 | 0.043658 | 0.043658 | 0.043658 | 8890.2828 | 5.0353 | 303.9397 | 79.1552 | 115.3355 | 6961.8647 | 1813.0826 | 8027.6099 | 104.1439 | 6286.3168 | 1637.1492 | 7095.3132 | 92.049 | 5556.2474 | 1447.0168 |  | 4517 | 599-1126 | 388.1302 | 350.4678 | 309.7658 | 0 | 0 | 0 | 388.1302 | 350.4678 | 309.7658 | 0 | 5.0353 | 4.5467 | 4.0187 | 0 | 0 | 0 | 5.0353 | 4.5467 | 4.0187 | 0 | 79.1552 | 71.4743 | 63.1736 | 0 | 0 | 0 | 79.1552 | 71.4743 | 63.1736 | 0 | 303.9397 | 274.4468 | 242.5735 | 0 | 0 | 0 | 303.9397 | 274.4468 | 242.5735 | 0 | 0 | 0 | 0 | 0.043658 | 0.043658 | 0.043658 | 0 | 5000000
60-363R | 0 | 0 | 0 | 0 | 0% | 0% | 0% | 0 | 0 | 0 | 0 | 0 | 0 | 0 | 0 | 60 | 0 | 0 | 0 | 0 | 0 | 0 | 0 | 0 | 0 | 0 | 0 | 0 | 0 | 0 | 0 | 0 | 0 | 0 |  | 4518 | 60-363R | [40 empty] | 0 | 0 | 0 |  |  |  | 0 | 5000000
60-573 | 0 | 0 | 0 | 0 | 0% | 0% | 0% | 0 | 0 | 0 | 0 | 0 | 0 | 0 | 0 | 60 | 0 | 0 | 0 | 0 | 0 | 0 | 0 | 0 | 0 | 0 | 0 | 0 | 0 | 0 | 0 | 0 | 0 | 0 |  | 4519 | 60-573 | [40 empty] | 0 | 0 | 0 |  |  |  | 0 | 5000000
60-575F | 0 | 0 | 0 | 0 | 0% | 0% | 0% | 0 | 0 | 0 | 0 | 0 | 0 | 0 | 0 | 60 | 0 | 0 | 0 | 0 | 0 | 0 | 0 | 0 | 0 | 0 | 0 | 0 | 0 | 0 | 0 | 0 | 0 | 0 |  | 4520 | 60-575F | [40 empty] | 0 | 0 | 0 |  |  |  | 0 | 5000000
60-601 | 0 | 0 | 0 | 0 | 0% | 0% | 0% | 0 | 0 | 0 | 0 | 0 | 0 | 0 | 0 | 60 | 0 | 0 | 0 | 0 | 0 | 0 | 0 | 0 | 0 | 0 | 0 | 0 | 0 | 0 | 0 | 0 | 0 | 0 |  | 4521 | 60-601 | [40 empty] | 0 | 0 | 0 |  |  |  | 0 | 5000000
60-602F | 0 | 0 | 0 | 0 | 0% | 0% | 0% | 0 | 0 | 0 | 0 | 0 | 0 | 0 | 0 | 60 | 0 | 0 | 0 | 0 | 0 | 0 | 0 | 0 | 0 | 0 | 0 | 0 | 0 | 0 | 0 | 0 | 0 | 0 |  | 4522 | 60-602F | [40 empty] | 0 | 0 | 0 |  |  |  | 0 | 5000000
60-604F | 0 | 0 | 0 | 0 | 0% | 0% | 0% | 0 | 0 | 0 | 0 | 0 | 0 | 0 | 0 | 60 | 0 | 0 | 0 | 0 | 0 | 0 | 0 | 0 | 0 | 0 | 0 | 0 | 0 | 0 | 0 | 0 | 0 | 0 |  | 4523 | 60-604F | [40 empty] | 0 | 0 | 0 |  |  |  | 0 | 5000000
61-19 | 0 | 0 | 0 | 0 | 0% | 0% | 0% | 0 | 0 | 0 | 0 | 0 | 0 | 0 | 0 | 61 | 0 | 0 | 0 | 0 | 0 | 0 | 0 | 0 | 0 | 0 | 0 | 0 | 0 | 0 | 0 | 0 | 0 | 0 |  | 4524 | 61-19 | [40 empty] | 0 | 0 | 0 |  |  |  | 0 | 5000000
61-24F | 11214.8982 | 0 | 11214.8982 | 0 | 0% | 100% | 0% | 1789.6312 | 3722.0038 | 2.2864 | 1633.0351 | 154.3096 | 4.7552 | 3396.3216 | 320.927 | 61 | 0.010874 | 0.010874 | 0.010874 | 1031368.814 | 14.3281 | 10233.5739 | 966.9962 | 1317.6754 | 941122.1385 | 88929 | 866786.8678 | 1107.4057 | 790941.4162 | 74738.0455 | 689077.8231 | 880.3649 | 628782.2412 | 59415.2168 |  | 4525 | 61-24F | 11214.8982 | 9425.267 | 7492.8944 | 0 | 0 | 0 | 11214.8982 | 9425.267 | 7492.8944 | 0 | 14.3281 | 12.0417 | 9.5729 | 0 | 0 | 0 | 14.3281 | 12.0417 | 9.5729 | 0 | 966.9962 | 812.6866 | 646.0692 | 0 | 0 | 0 | 966.9962 | 812.6866 | 646.0692 | 0 | 10233.5739 | 8600.5388 | 6837.2523 | 0 | 0 | 0 | 10233.5739 | 8600.5388 | 6837.2523 | 0 | 0 | 0 | 0 | 0.010874 | 0.010874 | 0.010874 | 0 | 5000000
64-12 | 0 | 0 | 0 | 0 | 0% | 0% | 0% | 0 | 0 | 0 | 0 | 0 | 0 | 0 | 0 | 64 | 0 | 0 | 0 | 0 | 0 | 0 | 0 | 0 | 0 | 0 | 0 | 0 | 0 | 0 | 0 | 0 | 0 | 0 |  | 4526 | 64-12 | [40 empty] | 0 | 0 | 0 |  |  |  | 0 | 5000000
65-10 | 0 | 0 | 0 | 0 | 0% | 0% | 0% | 0 | 0 | 0 | 0 | 0 | 0 | 0 | 0 | 65 | 0 | 0 | 0 | 0 | 0 | 0 | 0 | 0 | 0 | 0 | 0 | 0 | 0 | 0 | 0 | 0 | 0 | 0 |  | 4527 | 65-10 | [40 empty] | 0 | 0 | 0 |  |  |  | 0 | 5000000
68-1357 | 0 | 0 | 0 | 0 | 0% | 0% | 0% | 0 | 0 | 0 | 0 | 0 | 0 | 0 | 0 | 68 | 0 | 0 | 0 | 0 | 0 | 0 | 0 | 0 | 0 | 0 | 0 | 0 | 0 | 0 | 0 | 0 | 0 | 0 |  | 4528 | 68-1357 | [40 empty] | 0 | 0 | 0 |  |  |  | 0 | 5000000
710-425 | 0 | 0 | 0 | 0 | 0% | 0% | 0% | 0 | 0 | 0 | 0 | 0 | 0 | 0 | 0 | 710 | 0 | 0 | 0 | 0 | 0 | 0 | 0 | 0 | 0 | 0 | 0 | 0 | 0 | 0 | 0 | 0 | 0 | 0 |  | 4529 | 710-425 | [40 empty] | 0 | 0 | 0 |  |  |  | 0 | 5000000
710-95F | 0 | 0 | 0 | 0 | 0% | 0% | 0% | 0 | 0 | 0 | 0 | 0 | 0 | 0 | 0 | 710 | 0 | 0 | 0 | 0 | 0 | 0 | 0 | 0 | 0 | 0 | 0 | 0 | 0 | 0 | 0 | 0 | 0 | 0 |  | 4530 | 710-95F | [40 empty] | 0 | 0 | 0 |  |  |  | 0 | 5000000
710-96 | 0 | 0 | 0 | 0 | 0% | 0% | 0% | 0 | 0 | 0 | 0 | 0 | 0 | 0 | 0 | 710 | 0 | 0 | 0 | 0 | 0 | 0 | 0 | 0 | 0 | 0 | 0 | 0 | 0 | 0 | 0 | 0 | 0 | 0 |  | 4531 | 710-96 | [40 empty] | 0 | 0 | 0 |  |  |  | 0 | 5000000
719-36 | 0 | 0 | 0 | 0 | 0% | 0% | 0% | 0 | 0 | 0 | 0 | 0 | 0 | 0 | 0 | 719 | 0 | 0 | 0 | 0 | 0 | 0 | 0 | 0 | 0 | 0 | 0 | 0 | 0 | 0 | 0 | 0 | 0 | 0 |  | 4532 | 719-36 | [40 empty] | 0 | 0 | 0 |  |  |  | 0 | 5000000
719-389F | 0 | 0 | 0 | 0 | 0% | 0% | 0% | 0 | 0 | 0 | 0 | 0 | 0 | 0 | 0 | 719 | 0 | 0 | 0 | 0 | 0 | 0 | 0 | 0 | 0 | 0 | 0 | 0 | 0 | 0 | 0 | 0 | 0 | 0 |  | 4533 | 719-389F | [40 empty] | 0 | 0 | 0 |  |  |  | 0 | 5000000
719-390F | 0 | 0 | 0 | 0 | 0% | 0% | 0% | 0 | 0 | 0 | 0 | 0 | 0 | 0 | 0 | 719 | 0 | 0 | 0 | 0 | 0 | 0 | 0 | 0 | 0 | 0 | 0 | 0 | 0 | 0 | 0 | 0 | 0 | 0 |  | 4534 | 719-390F | [40 empty] | 0 | 0 | 0 |  |  |  | 0 | 5000000
719-391F | 0 | 0 | 0 | 0 | 0% | 0% | 0% | 0 | 0 | 0 | 0 | 0 | 0 | 0 | 0 | 719 | 0 | 0 | 0 | 0 | 0 | 0 | 0 | 0 | 0 | 0 | 0 | 0 | 0 | 0 | 0 | 0 | 0 | 0 |  | 4535 | 719-391F | [40 empty] | 0 | 0 | 0 |  |  |  | 0 | 5000000
719-854 | 0 | 0 | 0 | 0 | 0% | 0% | 0% | 0 | 0 | 0 | 0 | 0 | 0 | 0 | 0 | 719 | 0 | 0 | 0 | 0 | 0 | 0 | 0 | 0 | 0 | 0 | 0 | 0 | 0 | 0 | 0 | 0 | 0 | 0 |  | 4536 | 719-854 | [40 empty] | 0 | 0 | 0 |  |  |  | 0 | 5000000
719-855F | 0 | 0 | 0 | 0 | 0% | 0% | 0% | 0 | 0 | 0 | 0 | 0 | 0 | 0 | 0 | 719 | 0 | 0 | 0 | 0 | 0 | 0 | 0 | 0 | 0 | 0 | 0 | 0 | 0 | 0 | 0 | 0 | 0 | 0 |  | 4537 | 719-855F | [40 empty] | 0 | 0 | 0 |  |  |  | 0 | 5000000
72-14 | 0 | 0 | 0 | 0 | 0% | 0% | 0% | 0 | 0 | 0 | 0 | 0 | 0 | 0 | 0 | 72 | 0 | 0 | 0 | 0 | 0 | 0 | 0 | 0 | 0 | 0 | 0 | 0 | 0 | 0 | 0 | 0 | 0 | 0 |  | 4538 | 72-14 | [40 empty] | 0 | 0 | 0 |  |  |  | 0 | 5000000
723-378F | 0 | 0 | 0 | 0 | 0% | 0% | 0% | 0 | 0 | 0 | 0 | 0 | 0 | 0 | 0 | 723 | 0 | 0 | 0 | 0 | 0 | 0 | 0 | 0 | 0 | 0 | 0 | 0 | 0 | 0 | 0 | 0 | 0 | 0 |  | 4539 | 723-378F | [40 empty] | 0 | 0 | 0 |  |  |  | 0 | 5000000
723-380 | 0 | 0 | 0 | 0 | 0% | 0% | 0% | 0 | 0 | 0 | 0 | 0 | 0 | 0 | 0 | 723 | 0 | 0 | 0 | 0 | 0 | 0 | 0 | 0 | 0 | 0 | 0 | 0 | 0 | 0 | 0 | 0 | 0 | 0 |  | 4540 | 723-380 | [40 empty] | 0 | 0 | 0 |  |  |  | 0 | 5000000
723-791 | 0 | 0 | 0 | 0 | 0% | 0% | 0% | 0 | 0 | 0 | 0 | 0 | 0 | 0 | 0 | 723 | 0 | 0 | 0 | 0 | 0 | 0 | 0 | 0 | 0 | 0 | 0 | 0 | 0 | 0 | 0 | 0 | 0 | 0 |  | 4541 | 723-791 | [40 empty] | 0 | 0 | 0 |  |  |  | 0 | 5000000
723-794 | 0 | 0 | 0 | 0 | 0% | 0% | 0% | 0 | 0 | 0 | 0 | 0 | 0 | 0 | 0 | 723 | 0 | 0 | 0 | 0 | 0 | 0 | 0 | 0 | 0 | 0 | 0 | 0 | 0 | 0 | 0 | 0 | 0 | 0 |  | 4542 | 723-794 | [40 empty] | 0 | 0 | 0 |  |  |  | 0 | 5000000
724-4 | 0 | 0 | 0 | 0 | 0% | 0% | 0% | 0 | 0 | 0 | 0 | 0 | 0 | 0 | 0 | 724 | 0 | 0 | 0 | 0 | 0 | 0 | 0 | 0 | 0 | 0 | 0 | 0 | 0 | 0 | 0 | 0 | 0 | 0 |  | 4543 | 724-4 | [40 empty] | 0 | 0 | 0 |  |  |  | 0 | 5000000
724-5 | 0 | 0 | 0 | 0 | 0% | 0% | 0% | 0 | 0 | 0 | 0 | 0 | 0 | 0 | 0 | 724 | 0 | 0 | 0 | 0 | 0 | 0 | 0 | 0 | 0 | 0 | 0 | 0 | 0 | 0 | 0 | 0 | 0 | 0 |  | 4544 | 724-5 | [40 empty] | 0 | 0 | 0 |  |  |  | 0 | 5000000
724-6 | 0 | 0 | 0 | 0 | 0% | 0% | 0% | 0 | 0 | 0 | 0 | 0 | 0 | 0 | 0 | 724 | 0 | 0 | 0 | 0 | 0 | 0 | 0 | 0 | 0 | 0 | 0 | 0 | 0 | 0 | 0 | 0 | 0 | 0 |  | 4545 | 724-6 | [40 empty] | 0 | 0 | 0 |  |  |  | 0 | 5000000
724-7F | 0 | 0 | 0 | 0 | 0% | 0% | 0% | 0 | 0 | 0 | 0 | 0 | 0 | 0 | 0 | 724 | 0 | 0 | 0 | 0 | 0 | 0 | 0 | 0 | 0 | 0 | 0 | 0 | 0 | 0 | 0 | 0 | 0 | 0 |  | 4546 | 724-7F | [40 empty] | 0 | 0 | 0 |  |  |  | 0 | 5000000
726-24F | 0 | 0 | 0 | 0 | 0% | 0% | 0% | 0 | 0 | 0 | 0 | 0 | 0 | 0 | 0 | 726 | 0 | 0 | 0 | 0 | 0 | 0 | 0 | 0 | 0 | 0 | 0 | 0 | 0 | 0 | 0 | 0 | 0 | 0 |  | 4547 | 726-24F | [40 empty] | 0 | 0 | 0 |  |  |  | 0 | 5000000
726-31F | 0 | 0 | 0 | 0 | 0% | 0% | 0% | 0 | 0 | 0 | 0 | 0 | 0 | 0 | 0 | 726 | 0 | 0 | 0 | 0 | 0 | 0 | 0 | 0 | 0 | 0 | 0 | 0 | 0 | 0 | 0 | 0 | 0 | 0 |  | 4548 | 726-31F | [40 empty] | 0 | 0 | 0 |  |  |  | 0 | 5000000
726-32 | 0 | 0 | 0 | 0 | 0% | 0% | 0% | 0 | 0 | 0 | 0 | 0 | 0 | 0 | 0 | 726 | 0 | 0 | 0 | 0 | 0 | 0 | 0 | 0 | 0 | 0 | 0 | 0 | 0 | 0 | 0 | 0 | 0 | 0 |  | 4549 | 726-32 | [40 empty] | 0 | 0 | 0 |  |  |  | 0 | 5000000
726-33F | 0 | 0 | 0 | 0 | 0% | 0% | 0% | 0 | 0 | 0 | 0 | 0 | 0 | 0 | 0 | 726 | 0 | 0 | 0 | 0 | 0 | 0 | 0 | 0 | 0 | 0 | 0 | 0 | 0 | 0 | 0 | 0 | 0 | 0 |  | 4550 | 726-33F | [40 empty] | 0 | 0 | 0 |  |  |  | 0 | 5000000
726-41F | 0 | 0 | 0 | 0 | 0% | 0% | 0% | 0 | 0 | 0 | 0 | 0 | 0 | 0 | 0 | 726 | 0 | 0 | 0 | 0 | 0 | 0 | 0 | 0 | 0 | 0 | 0 | 0 | 0 | 0 | 0 | 0 | 0 | 0 |  | 4551 | 726-41F | [40 empty] | 0 | 0 | 0 |  |  |  | 0 | 5000000
726-42 | 0 | 0 | 0 | 0 | 0% | 0% | 0% | 0 | 0 | 0 | 0 | 0 | 0 | 0 | 0 | 726 | 0 | 0 | 0 | 0 | 0 | 0 | 0 | 0 | 0 | 0 | 0 | 0 | 0 | 0 | 0 | 0 | 0 | 0 |  | 4552 | 726-42 | [40 empty] | 0 | 0 | 0 |  |  |  | 0 | 5000000
726-43F | 0 | 0 | 0 | 0 | 0% | 0% | 0% | 0 | 0 | 0 | 0 | 0 | 0 | 0 | 0 | 726 | 0 | 0 | 0 | 0 | 0 | 0 | 0 | 0 | 0 | 0 | 0 | 0 | 0 | 0 | 0 | 0 | 0 | 0 |  | 4553 | 726-43F | [40 empty] | 0 | 0 | 0 |  |  |  | 0 | 5000000
726-44F | 0 | 0 | 0 | 0 | 0% | 0% | 0% | 0 | 0 | 0 | 0 | 0 | 0 | 0 | 0 | 726 | 0 | 0 | 0 | 0 | 0 | 0 | 0 | 0 | 0 | 0 | 0 | 0 | 0 | 0 | 0 | 0 | 0 | 0 |  | 4554 | 726-44F | [40 empty] | 0 | 0 | 0 |  |  |  | 0 | 5000000
728-1569 | 0 | 0 | 0 | 0 | 0% | 0% | 0% | 0 | 0 | 0 | 0 | 0 | 0 | 0 | 0 | 728 | 0 | 0 | 0 | 0 | 0 | 0 | 0 | 0 | 0 | 0 | 0 | 0 | 0 | 0 | 0 | 0 | 0 | 0 |  | 4555 | 728-1569 | [40 empty] | 0 | 0 | 0 |  |  |  | 0 | 5000000
73-1160F | 0 | 0 | 0 | 0 | 0% | 0% | 0% | 0 | 0 | 0 | 0 | 0 | 0 | 0 | 0 | 73 | 0 | 0 | 0 | 0 | 0 | 0 | 0 | 0 | 0 | 0 | 0 | 0 | 0 | 0 | 0 | 0 | 0 | 0 |  | 4556 | 73-1160F | [40 empty] | 0 | 0 | 0 |  |  |  | 0 | 5000000
73-1161F | 0 | 0 | 0 | 0 | 0% | 0% | 0% | 0 | 0 | 0 | 0 | 0 | 0 | 0 | 0 | 73 | 0 | 0 | 0 | 0 | 0 | 0 | 0 | 0 | 0 | 0 | 0 | 0 | 0 | 0 | 0 | 0 | 0 | 0 |  | 4557 | 73-1161F | [40 empty] | 0 | 0 | 0 |  |  |  | 0 | 5000000
73-1162 | 0 | 0 | 0 | 0 | 0% | 0% | 0% | 0 | 0 | 0 | 0 | 0 | 0 | 0 | 0 | 73 | 0 | 0 | 0 | 0 | 0 | 0 | 0 | 0 | 0 | 0 | 0 | 0 | 0 | 0 | 0 | 0 | 0 | 0 |  | 4558 | 73-1162 | [40 empty] | 0 | 0 | 0 |  |  |  | 0 | 5000000
73-1166 | 0 | 0 | 0 | 0 | 0% | 0% | 0% | 0 | 0 | 0 | 0 | 0 | 0 | 0 | 0 | 73 | 0 | 0 | 0 | 0 | 0 | 0 | 0 | 0 | 0 | 0 | 0 | 0 | 0 | 0 | 0 | 0 | 0 | 0 |  | 4559 | 73-1166 | [40 empty] | 0 | 0 | 0 |  |  |  | 0 | 5000000
73-1167 | 0 | 0 | 0 | 0 | 0% | 0% | 0% | 0 | 0 | 0 | 0 | 0 | 0 | 0 | 0 | 73 | 0 | 0 | 0 | 0 | 0 | 0 | 0 | 0 | 0 | 0 | 0 | 0 | 0 | 0 | 0 | 0 | 0 | 0 |  | 4560 | 73-1167 | [40 empty] | 0 | 0 | 0 |  |  |  | 0 | 5000000
719-388 | 0 | 0 | 0 | 0 | 0% | 0% | 0% | 0 | 0 | 0 | 0 | 0 | 0 | 0 | 0 | 719 | 0 | 0 | 0 | 0 | 0 | 0 | 0 | 0 | 0 | 0 | 0 | 0 | 0 | 0 | 0 | 0 | 0 | 0 |  | 4561 | 719-388 | [40 empty] | 0 | 0 | 0 |  |  |  | 0 | 5000000
719-35 | 0 | 0 | 0 | 0 | 0% | 0% | 0% | 0 | 0 | 0 | 0 | 0 | 0 | 0 | 0 | 719 | 0 | 0 | 0 | 0 | 0 | 0 | 0 | 0 | 0 | 0 | 0 | 0 | 0 | 0 | 0 | 0 | 0 | 0 |  | 4562 | 719-35 | [40 empty] | 0 | 0 | 0 |  |  |  | 0 | 5000000
710-97F | 0 | 0 | 0 | 0 | 0% | 0% | 0% | 0 | 0 | 0 | 0 | 0 | 0 | 0 | 0 | 710 | 0 | 0 | 0 | 0 | 0 | 0 | 0 | 0 | 0 | 0 | 0 | 0 | 0 | 0 | 0 | 0 | 0 | 0 |  | 4563 | 710-97F | [40 empty] | 0 | 0 | 0 |  |  |  | 0 | 5000000
719-34 | 0 | 0 | 0 | 0 | 0% | 0% | 0% | 0 | 0 | 0 | 0 | 0 | 0 | 0 | 0 | 719 | 0 | 0 | 0 | 0 | 0 | 0 | 0 | 0 | 0 | 0 | 0 | 0 | 0 | 0 | 0 | 0 | 0 | 0 |  | 4564 | 719-34 | [40 empty] | 0 | 0 | 0 |  |  |  | 0 | 5000000
710-98F | 0 | 0 | 0 | 0 | 0% | 0% | 0% | 0 | 0 | 0 | 0 | 0 | 0 | 0 | 0 | 710 | 0 | 0 | 0 | 0 | 0 | 0 | 0 | 0 | 0 | 0 | 0 | 0 | 0 | 0 | 0 | 0 | 0 | 0 |  | 4565 | 710-98F | [40 empty] | 0 | 0 | 0 |  |  |  | 0 | 5000000
712-24 | 0 | 0 | 0 | 0 | 0% | 0% | 0% | 0 | 0 | 0 | 0 | 0 | 0 | 0 | 0 | 712 | 0 | 0 | 0 | 0 | 0 | 0 | 0 | 0 | 0 | 0 | 0 | 0 | 0 | 0 | 0 | 0 | 0 | 0 |  | 4566 | 712-24 | [40 empty] | 0 | 0 | 0 |  |  |  | 0 | 5000000
712-30 | 0 | 0 | 0 | 0 | 0% | 0% | 0% | 0 | 0 | 0 | 0 | 0 | 0 | 0 | 0 | 712 | 0 | 0 | 0 | 0 | 0 | 0 | 0 | 0 | 0 | 0 | 0 | 0 | 0 | 0 | 0 | 0 | 0 | 0 |  | 4567 | 712-30 | [40 empty] | 0 | 0 | 0 |  |  |  | 0 | 5000000
712-310 | 0 | 0 | 0 | 0 | 0% | 0% | 0% | 0 | 0 | 0 | 0 | 0 | 0 | 0 | 0 | 712 | 0 | 0 | 0 | 0 | 0 | 0 | 0 | 0 | 0 | 0 | 0 | 0 | 0 | 0 | 0 | 0 | 0 | 0 |  | 4568 | 712-310 | [40 empty] | 0 | 0 | 0 |  |  |  | 0 | 5000000
712-312F | 0 | 0 | 0 | 0 | 0% | 0% | 0% | 0 | 0 | 0 | 0 | 0 | 0 | 0 | 0 | 712 | 0 | 0 | 0 | 0 | 0 | 0 | 0 | 0 | 0 | 0 | 0 | 0 | 0 | 0 | 0 | 0 | 0 | 0 |  | 4569 | 712-312F | [40 empty] | 0 | 0 | 0 |  |  |  | 0 | 5000000
713-168 | 0 | 0 | 0 | 0 | 0% | 0% | 0% | 0 | 0 | 0 | 0 | 0 | 0 | 0 | 0 | 713 | 0 | 0 | 0 | 0 | 0 | 0 | 0 | 0 | 0 | 0 | 0 | 0 | 0 | 0 | 0 | 0 | 0 | 0 |  | 4570 | 713-168 | [40 empty] | 0 | 0 | 0 |  |  |  | 0 | 5000000
713-170 | 0 | 0 | 0 | 0 | 0% | 0% | 0% | 0 | 0 | 0 | 0 | 0 | 0 | 0 | 0 | 713 | 0 | 0 | 0 | 0 | 0 | 0 | 0 | 0 | 0 | 0 | 0 | 0 | 0 | 0 | 0 | 0 | 0 | 0 |  | 4571 | 713-170 | [40 empty] | 0 | 0 | 0 |  |  |  | 0 | 5000000
713-171F | 0 | 0 | 0 | 0 | 0% | 0% | 0% | 0 | 0 | 0 | 0 | 0 | 0 | 0 | 0 | 713 | 0 | 0 | 0 | 0 | 0 | 0 | 0 | 0 | 0 | 0 | 0 | 0 | 0 | 0 | 0 | 0 | 0 | 0 |  | 4572 | 713-171F | [40 empty] | 0 | 0 | 0 |  |  |  | 0 | 5000000
713-172F | 0 | 0 | 0 | 0 | 0% | 0% | 0% | 0 | 0 | 0 | 0 | 0 | 0 | 0 | 0 | 713 | 0 | 0 | 0 | 0 | 0 | 0 | 0 | 0 | 0 | 0 | 0 | 0 | 0 | 0 | 0 | 0 | 0 | 0 |  | 4573 | 713-172F | [40 empty] | 0 | 0 | 0 |  |  |  | 0 | 5000000
713-28 | 0 | 0 | 0 | 0 | 0% | 0% | 0% | 0 | 0 | 0 | 0 | 0 | 0 | 0 | 0 | 713 | 0 | 0 | 0 | 0 | 0 | 0 | 0 | 0 | 0 | 0 | 0 | 0 | 0 | 0 | 0 | 0 | 0 | 0 |  | 4574 | 713-28 | [40 empty] | 0 | 0 | 0 |  |  |  | 0 | 5000000
713-31 | 0 | 0 | 0 | 0 | 0% | 0% | 0% | 0 | 0 | 0 | 0 | 0 | 0 | 0 | 0 | 713 | 0 | 0 | 0 | 0 | 0 | 0 | 0 | 0 | 0 | 0 | 0 | 0 | 0 | 0 | 0 | 0 | 0 | 0 |  | 4575 | 713-31 | [40 empty] | 0 | 0 | 0 |  |  |  | 0 | 5000000
714-23 | 0 | 0 | 0 | 0 | 0% | 0% | 0% | 0 | 0 | 0 | 0 | 0 | 0 | 0 | 0 | 714 | 0 | 0 | 0 | 0 | 0 | 0 | 0 | 0 | 0 | 0 | 0 | 0 | 0 | 0 | 0 | 0 | 0 | 0 |  | 4576 | 714-23 | [40 empty] | 0 | 0 | 0 |  |  |  | 0 | 5000000
714-24 | 0 | 0 | 0 | 0 | 0% | 0% | 0% | 0 | 0 | 0 | 0 | 0 | 0 | 0 | 0 | 714 | 0 | 0 | 0 | 0 | 0 | 0 | 0 | 0 | 0 | 0 | 0 | 0 | 0 | 0 | 0 | 0 | 0 | 0 |  | 4577 | 714-24 | [40 empty] | 0 | 0 | 0 |  |  |  | 0 | 5000000
714-26 | 0 | 0 | 0 | 0 | 0% | 0% | 0% | 0 | 0 | 0 | 0 | 0 | 0 | 0 | 0 | 714 | 0 | 0 | 0 | 0 | 0 | 0 | 0 | 0 | 0 | 0 | 0 | 0 | 0 | 0 | 0 | 0 | 0 | 0 |  | 4578 | 714-26 | [40 empty] | 0 | 0 | 0 |  |  |  | 0 | 5000000
714-28 | 0 | 0 | 0 | 0 | 0% | 0% | 0% | 0 | 0 | 0 | 0 | 0 | 0 | 0 | 0 | 714 | 0 | 0 | 0 | 0 | 0 | 0 | 0 | 0 | 0 | 0 | 0 | 0 | 0 | 0 | 0 | 0 | 0 | 0 |  | 4579 | 714-28 | [40 empty] | 0 | 0 | 0 |  |  |  | 0 | 5000000
714-550 | 0 | 0 | 0 | 0 | 0% | 0% | 0% | 0 | 0 | 0 | 0 | 0 | 0 | 0 | 0 | 714 | 0 | 0 | 0 | 0 | 0 | 0 | 0 | 0 | 0 | 0 | 0 | 0 | 0 | 0 | 0 | 0 | 0 | 0 |  | 4580 | 714-550 | [40 empty] | 0 | 0 | 0 |  |  |  | 0 | 5000000
714-551F | 0 | 0 | 0 | 0 | 0% | 0% | 0% | 0 | 0 | 0 | 0 | 0 | 0 | 0 | 0 | 714 | 0 | 0 | 0 | 0 | 0 | 0 | 0 | 0 | 0 | 0 | 0 | 0 | 0 | 0 | 0 | 0 | 0 | 0 |  | 4581 | 714-551F | [40 empty] | 0 | 0 | 0 |  |  |  | 0 | 5000000
714-552 | 0 | 0 | 0 | 0 | 0% | 0% | 0% | 0 | 0 | 0 | 0 | 0 | 0 | 0 | 0 | 714 | 0 | 0 | 0 | 0 | 0 | 0 | 0 | 0 | 0 | 0 | 0 | 0 | 0 | 0 | 0 | 0 | 0 | 0 |  | 4582 | 714-552 | [40 empty] | 0 | 0 | 0 |  |  |  | 0 | 5000000
714-566 | 0 | 0 | 0 | 0 | 0% | 0% | 0% | 0 | 0 | 0 | 0 | 0 | 0 | 0 | 0 | 714 | 0 | 0 | 0 | 0 | 0 | 0 | 0 | 0 | 0 | 0 | 0 | 0 | 0 | 0 | 0 | 0 | 0 | 0 |  | 4583 | 714-566 | [40 empty] | 0 | 0 | 0 |  |  |  | 0 | 5000000
714-567F | 0 | 0 | 0 | 0 | 0% | 0% | 0% | 0 | 0 | 0 | 0 | 0 | 0 | 0 | 0 | 714 | 0 | 0 | 0 | 0 | 0 | 0 | 0 | 0 | 0 | 0 | 0 | 0 | 0 | 0 | 0 | 0 | 0 | 0 |  | 4584 | 714-567F | [40 empty] | 0 | 0 | 0 |  |  |  | 0 | 5000000
714-570F | 0 | 0 | 0 | 0 | 0% | 0% | 0% | 0 | 0 | 0 | 0 | 0 | 0 | 0 | 0 | 714 | 0 | 0 | 0 | 0 | 0 | 0 | 0 | 0 | 0 | 0 | 0 | 0 | 0 | 0 | 0 | 0 | 0 | 0 |  | 4585 | 714-570F | [40 empty] | 0 | 0 | 0 |  |  |  | 0 | 5000000
716-11 | 0 | 0 | 0 | 0 | 0% | 0% | 0% | 0 | 0 | 0 | 0 | 0 | 0 | 0 | 0 | 716 | 0 | 0 | 0 | 0 | 0 | 0 | 0 | 0 | 0 | 0 | 0 | 0 | 0 | 0 | 0 | 0 | 0 | 0 |  | 4586 | 716-11 | [40 empty] | 0 | 0 | 0 |  |  |  | 0 | 5000000
716-19 | 0 | 0 | 0 | 0 | 0% | 0% | 0% | 0 | 0 | 0 | 0 | 0 | 0 | 0 | 0 | 716 | 0 | 0 | 0 | 0 | 0 | 0 | 0 | 0 | 0 | 0 | 0 | 0 | 0 | 0 | 0 | 0 | 0 | 0 |  | 4587 | 716-19 | [40 empty] | 0 | 0 | 0 |  |  |  | 0 | 5000000
716-21F | 0 | 0 | 0 | 0 | 0% | 0% | 0% | 0 | 0 | 0 | 0 | 0 | 0 | 0 | 0 | 716 | 0 | 0 | 0 | 0 | 0 | 0 | 0 | 0 | 0 | 0 | 0 | 0 | 0 | 0 | 0 | 0 | 0 | 0 |  | 4588 | 716-21F | [40 empty] | 0 | 0 | 0 |  |  |  | 0 | 5000000
716-38 | 0 | 0 | 0 | 0 | 0% | 0% | 0% | 0 | 0 | 0 | 0 | 0 | 0 | 0 | 0 | 716 | 0 | 0 | 0 | 0 | 0 | 0 | 0 | 0 | 0 | 0 | 0 | 0 | 0 | 0 | 0 | 0 | 0 | 0 |  | 4589 | 716-38 | [40 empty] | 0 | 0 | 0 |  |  |  | 0 | 5000000
716-41F | 0 | 0 | 0 | 0 | 0% | 0% | 0% | 0 | 0 | 0 | 0 | 0 | 0 | 0 | 0 | 716 | 0 | 0 | 0 | 0 | 0 | 0 | 0 | 0 | 0 | 0 | 0 | 0 | 0 | 0 | 0 | 0 | 0 | 0 |  | 4590 | 716-41F | [40 empty] | 0 | 0 | 0 |  |  |  | 0 | 5000000
716-42F | 0 | 0 | 0 | 0 | 0% | 0% | 0% | 0 | 0 | 0 | 0 | 0 | 0 | 0 | 0 | 716 | 0 | 0 | 0 | 0 | 0 | 0 | 0 | 0 | 0 | 0 | 0 | 0 | 0 | 0 | 0 | 0 | 0 | 0 |  | 4591 | 716-42F | [40 empty] | 0 | 0 | 0 |  |  |  | 0 | 5000000
716-9 | 0 | 0 | 0 | 0 | 0% | 0% | 0% | 0 | 0 | 0 | 0 | 0 | 0 | 0 | 0 | 716 | 0 | 0 | 0 | 0 | 0 | 0 | 0 | 0 | 0 | 0 | 0 | 0 | 0 | 0 | 0 | 0 | 0 | 0 |  | 4592 | 716-9 | [40 empty] | 0 | 0 | 0 |  |  |  | 0 | 5000000
719-19 | 0 | 0 | 0 | 0 | 0% | 0% | 0% | 0 | 0 | 0 | 0 | 0 | 0 | 0 | 0 | 719 | 0 | 0 | 0 | 0 | 0 | 0 | 0 | 0 | 0 | 0 | 0 | 0 | 0 | 0 | 0 | 0 | 0 | 0 |  | 4593 | 719-19 | [40 empty] | 0 | 0 | 0 |  |  |  | 0 | 5000000
595-1440F | 10370.8967 | 0 | 10370.8967 | 0 | 0% | 100% | 0% | 1656.0224 | 3454.8863 | 2.2839 | 1312.0425 | 341.696 | 4.7648 | 2737.2562 | 712.8653 | 595 | 0.014298 | 0.014298 | 0.014298 | 725328.8302 | 14.3029 | 8216.7109 | 2139.8829 | 1000.3295 | 574667.5005 | 149661 | 609508.4869 | 840.5971 | 482904.7233 | 125763.1653 | 483697.9755 | 667.0869 | 383226.8827 | 99804.0056 |  | 4594 | 595-1440F | 10370.8967 | 8714.8742 | 6916.0104 | 0 | 0 | 0 | 10370.8967 | 8714.8742 | 6916.0104 | 0 | 14.3029 | 12.019 | 9.5381 | 0 | 0 | 0 | 14.3029 | 12.019 | 9.5381 | 0 | 2139.8829 | 1798.1869 | 1427.0176 | 0 | 0 | 0 | 2139.8829 | 1798.1869 | 1427.0176 | 0 | 8216.7109 | 6904.6683 | 5479.4546 | 0 | 0 | 0 | 8216.7109 | 6904.6683 | 5479.4546 | 0 | 0 | 0 | 0 | 0.014298 | 0.014298 | 0.014298 | 0 | 5000000
595-1438 | 0 | 0 | 0 | 0 | 0% | 0% | 0% | 0 | 0 | 0 | 0 | 0 | 0 | 0 | 0 | 595 | 0 | 0 | 0 | 0 | 0 | 0 | 0 | 0 | 0 | 0 | 0 | 0 | 0 | 0 | 0 | 0 | 0 | 0 |  | 4595 | 595-1438 | [40 empty] | 0 | 0 | 0 |  |  |  | 0 | 5000000
595-1432 | 0 | 0 | 0 | 0 | 0% | 0% | 0% | 0 | 0 | 0 | 0 | 0 | 0 | 0 | 0 | 595 | 0 | 0 | 0 | 0 | 0 | 0 | 0 | 0 | 0 | 0 | 0 | 0 | 0 | 0 | 0 | 0 | 0 | 0 |  | 4596 | 595-1432 | [40 empty] | 0 | 0 | 0 |  |  |  | 0 | 5000000
576-205F | 339549.4384 | 0 | 339549.4384 | 0 | 0% | 100% | 0% | 33060.4934 | 68796.2676 | 42.0816 | 30190.342 | 2828.0697 | 87.5685 | 62823.71 | 5884.9891 | 576 | 0.042909 | 0.042909 | 0.042909 | 7913208.319 | 432.2011 | 310071.4066 | 29045.8306 | 10072.4587 | 7226222.0363 | 676913.8234 | 7142732.6774 | 9091.746 | 6522635.332 | 611005.5861 | 6309909.5485 | 8031.6732 | 5762113.868 | 539764.002 |  | 4597 | 576-205F | 339549.4384 | 306488.945 | 270753.1708 | 0 | 0 | 0 | 339549.4384 | 306488.945 | 270753.1708 | 0 | 432.2011 | 390.1195 | 344.6327 | 0 | 0 | 0 | 432.2011 | 390.1195 | 344.6327 | 0 | 29045.8306 | 26217.7609 | 23160.8416 | 0 | 0 | 0 | 29045.8306 | 26217.7609 | 23160.8416 | 0 | 310071.4066 | 279881.0646 | 247247.6966 | 0 | 0 | 0 | 310071.4066 | 279881.0646 | 247247.6966 | 0 | 0 | 0 | 0 | 0.042909 | 0.042909 | 0.042909 | 0 | 5000000
577-192 | 0 | 0 | 0 | 0 | 0% | 0% | 0% | 0 | 0 | 0 | 0 | 0 | 0 | 0 | 0 | 577 | 0 | 0 | 0 | 0 | 0 | 0 | 0 | 0 | 0 | 0 | 0 | 0 | 0 | 0 | 0 | 0 | 0 | 0 |  | 4598 | 577-192 | [40 empty] | 0 | 0 | 0 |  |  |  | 0 | 5000000
577-193F | 0 | 0 | 0 | 0 | 0% | 0% | 0% | 0 | 0 | 0 | 0 | 0 | 0 | 0 | 0 | 577 | 0 | 0 | 0 | 0 | 0 | 0 | 0 | 0 | 0 | 0 | 0 | 0 | 0 | 0 | 0 | 0 | 0 | 0 |  | 4599 | 577-193F | [40 empty] | 0 | 0 | 0 |  |  |  | 0 | 5000000
577-194F | 0 | 0 | 0 | 0 | 0% | 0% | 0% | 0 | 0 | 0 | 0 | 0 | 0 | 0 | 0 | 577 | 0 | 0 | 0 | 0 | 0 | 0 | 0 | 0 | 0 | 0 | 0 | 0 | 0 | 0 | 0 | 0 | 0 | 0 |  | 4600 | 577-194F | [40 empty] | 0 | 0 | 0 |  |  |  | 0 | 5000000
577-199 | 0 | 0 | 0 | 0 | 0% | 0% | 0% | 0 | 0 | 0 | 0 | 0 | 0 | 0 | 0 | 577 | 0 | 0 | 0 | 0 | 0 | 0 | 0 | 0 | 0 | 0 | 0 | 0 | 0 | 0 | 0 | 0 | 0 | 0 |  | 4601 | 577-199 | [40 empty] | 0 | 0 | 0 |  |  |  | 0 | 5000000
577-201F | 0 | 0 | 0 | 0 | 0% | 0% | 0% | 0 | 0 | 0 | 0 | 0 | 0 | 0 | 0 | 577 | 0 | 0 | 0 | 0 | 0 | 0 | 0 | 0 | 0 | 0 | 0 | 0 | 0 | 0 | 0 | 0 | 0 | 0 |  | 4602 | 577-201F | [40 empty] | 0 | 0 | 0 |  |  |  | 0 | 5000000
577-202F | 0 | 0 | 0 | 0 | 0% | 0% | 0% | 0 | 0 | 0 | 0 | 0 | 0 | 0 | 0 | 577 | 0 | 0 | 0 | 0 | 0 | 0 | 0 | 0 | 0 | 0 | 0 | 0 | 0 | 0 | 0 | 0 | 0 | 0 |  | 4603 | 577-202F | [40 empty] | 0 | 0 | 0 |  |  |  | 0 | 5000000
578-241 | 0 | 0 | 0 | 0 | 0% | 0% | 0% | 0 | 0 | 0 | 0 | 0 | 0 | 0 | 0 | 578 | 0 | 0 | 0 | 0 | 0 | 0 | 0 | 0 | 0 | 0 | 0 | 0 | 0 | 0 | 0 | 0 | 0 | 0 |  | 4604 | 578-241 | [40 empty] | 0 | 0 | 0 |  |  |  | 0 | 5000000
578-244F | 0 | 0 | 0 | 0 | 0% | 0% | 0% | 0 | 0 | 0 | 0 | 0 | 0 | 0 | 0 | 578 | 0 | 0 | 0 | 0 | 0 | 0 | 0 | 0 | 0 | 0 | 0 | 0 | 0 | 0 | 0 | 0 | 0 | 0 |  | 4605 | 578-244F | [40 empty] | 0 | 0 | 0 |  |  |  | 0 | 5000000
579-31 | 0 | 0 | 0 | 0 | 0% | 0% | 0% | 0 | 0 | 0 | 0 | 0 | 0 | 0 | 0 | 579 | 0 | 0 | 0 | 0 | 0 | 0 | 0 | 0 | 0 | 0 | 0 | 0 | 0 | 0 | 0 | 0 | 0 | 0 |  | 4606 | 579-31 | [40 empty] | 0 | 0 | 0 |  |  |  | 0 | 5000000
579-351 | 0 | 0 | 0 | 0 | 0% | 0% | 0% | 0 | 0 | 0 | 0 | 0 | 0 | 0 | 0 | 579 | 0 | 0 | 0 | 0 | 0 | 0 | 0 | 0 | 0 | 0 | 0 | 0 | 0 | 0 | 0 | 0 | 0 | 0 |  | 4607 | 579-351 | [40 empty] | 0 | 0 | 0 |  |  |  | 0 | 5000000
579-352F | 0 | 0 | 0 | 0 | 0% | 0% | 0% | 0 | 0 | 0 | 0 | 0 | 0 | 0 | 0 | 579 | 0 | 0 | 0 | 0 | 0 | 0 | 0 | 0 | 0 | 0 | 0 | 0 | 0 | 0 | 0 | 0 | 0 | 0 |  | 4608 | 579-352F | [40 empty] | 0 | 0 | 0 |  |  |  | 0 | 5000000
58-1163 | 0 | 0 | 0 | 0 | 0% | 0% | 0% | 0 | 0 | 0 | 0 | 0 | 0 | 0 | 0 | 58 | 0 | 0 | 0 | 0 | 0 | 0 | 0 | 0 | 0 | 0 | 0 | 0 | 0 | 0 | 0 | 0 | 0 | 0 |  | 4609 | 58-1163 | [40 empty] | 0 | 0 | 0 |  |  |  | 0 | 5000000
58-1164F | 0 | 0 | 0 | 0 | 0% | 0% | 0% | 0 | 0 | 0 | 0 | 0 | 0 | 0 | 0 | 58 | 0 | 0 | 0 | 0 | 0 | 0 | 0 | 0 | 0 | 0 | 0 | 0 | 0 | 0 | 0 | 0 | 0 | 0 |  | 4610 | 58-1164F | [40 empty] | 0 | 0 | 0 |  |  |  | 0 | 5000000
58-1165F | 0 | 0 | 0 | 0 | 0% | 0% | 0% | 0 | 0 | 0 | 0 | 0 | 0 | 0 | 0 | 58 | 0 | 0 | 0 | 0 | 0 | 0 | 0 | 0 | 0 | 0 | 0 | 0 | 0 | 0 | 0 | 0 | 0 | 0 |  | 4611 | 58-1165F | [40 empty] | 0 | 0 | 0 |  |  |  | 0 | 5000000
58-1166F | 0 | 0 | 0 | 0 | 0% | 0% | 0% | 0 | 0 | 0 | 0 | 0 | 0 | 0 | 0 | 58 | 0 | 0 | 0 | 0 | 0 | 0 | 0 | 0 | 0 | 0 | 0 | 0 | 0 | 0 | 0 | 0 | 0 | 0 |  | 4612 | 58-1166F | [40 empty] | 0 | 0 | 0 |  |  |  | 0 | 5000000
58-382R | 26913.2265 | 0 | 26913.2265 | 0 | 0% | 100% | 0% | 4307.9533 | 8933.8657 | 5.7804 | 3867.3413 | 434.8316 | 11.9875 | 8020.1213 | 901.757 | 58 | 0.010705 | 0.010705 | 0.010705 | 2514173.9542 | 36.1122 | 24160.5758 | 2716.5385 | 3373.5249 | 2257027.4293 | 253773 | 2111734.5113 | 2833.5307 | 1895748.9817 | 213151.9987 | 1679592.024 | 2253.6808 | 1507805.4813 | 169532.8622 |  | 4613 | 58-382R | 26913.2265 | 22605.2732 | 17979.3608 | 0 | 0 | 0 | 26913.2265 | 22605.2732 | 17979.3608 | 0 | 36.1122 | 30.3318 | 24.1248 | 0 | 0 | 0 | 36.1122 | 30.3318 | 24.1248 | 0 | 2716.5385 | 2281.7069 | 1814.7815 | 0 | 0 | 0 | 2716.5385 | 2281.7069 | 1814.7815 | 0 | 24160.5758 | 20293.2346 | 16140.4546 | 0 | 0 | 0 | 24160.5758 | 20293.2346 | 16140.4546 | 0 | 0 | 0 | 0 | 0.010705 | 0.010705 | 0.010705 | 0 | 5000000
58-728F | 3303.0595 | 0 | 3303.0595 | 0 | 0% | 100% | 0% | 528.4797 | 1096.3408 | 1.4213 | 457.5486 | 69.5098 | 2.9484 | 949.193 | 144.1994 | 58 | 0.01073 | 0.01073 | 0.01073 | 307828.3229 | 8.8831 | 2859.732 | 434.4443 | 827.8589 | 266512.464 | 40488 | 258576.7092 | 695.4039 | 223871.2643 | 34010.0407 | 205654.94 | 553.0786 | 178052.5075 | 27049.3538 |  | 4614 | 58-728F | 3303.0595 | 2774.5798 | 2206.7186 | 0 | 0 | 0 | 3303.0595 | 2774.5798 | 2206.7186 | 0 | 8.8831 | 7.4618 | 5.9346 | 0 | 0 | 0 | 8.8831 | 7.4618 | 5.9346 | 0 | 434.4443 | 364.9345 | 290.245 | 0 | 0 | 0 | 434.4443 | 364.9345 | 290.245 | 0 | 2859.732 | 2402.1834 | 1910.539 | 0 | 0 | 0 | 2859.732 | 2402.1834 | 1910.539 | 0 | 0 | 0 | 0 | 0.01073 | 0.01073 | 0.01073 | 0 | 5000000
58-732 | 0 | 0 | 0 | 0 | 0% | 0% | 0% | 0 | 0 | 0 | 0 | 0 | 0 | 0 | 0 | 58 | 0 | 0 | 0 | 0 | 0 | 0 | 0 | 0 | 0 | 0 | 0 | 0 | 0 | 0 | 0 | 0 | 0 | 0 |  | 4615 | 58-732 | [40 empty] | 0 | 0 | 0 |  |  |  | 0 | 5000000
58-737F | 72400.2185 | 0 | 72400.2185 | 0 | 0% | 100% | 0% | 11612.501 | 24032.322 | 13.5986 | 10658.7318 | 940.1706 | 28.1426 | 22058.476 | 1945.7034 | 58 | 0.010696 | 0.010696 | 0.010696 | 6769032.5661 | 84.7829 | 66453.7735 | 5861.6621 | 7926.7488 | 6213071.817 | 548034 | 5683325.9335 | 6655.3524 | 5216537.4933 | 460133.0863 | 4522139.2098 | 5295.5664 | 4150722.4836 | 366121.1576 |  | 4616 | 58-737F | 72400.2185 | 60787.7175 | 48367.8966 | 0 | 0 | 0 | 72400.2185 | 60787.7175 | 48367.8966 | 0 | 84.7829 | 71.1843 | 56.6403 | 0 | 0 | 0 | 84.7829 | 71.1843 | 56.6403 | 0 | 5861.6621 | 4921.4915 | 3915.9587 | 0 | 0 | 0 | 5861.6621 | 4921.4915 | 3915.9587 | 0 | 66453.7735 | 55795.0417 | 44395.2976 | 0 | 0 | 0 | 66453.7735 | 55795.0417 | 44395.2976 | 0 | 0 | 0 | 0 | 0.010696 | 0.010696 | 0.010696 | 0 | 5000000
58-738 | 0 | 0 | 0 | 0 | 0% | 0% | 0% | 0 | 0 | 0 | 0 | 0 | 0 | 0 | 0 | 58 | 0 | 0 | 0 | 0 | 0 | 0 | 0 | 0 | 0 | 0 | 0 | 0 | 0 | 0 | 0 | 0 | 0 | 0 |  | 4617 | 58-738 | [40 empty] | 0 | 0 | 0 |  |  |  | 0 | 5000000
58-740F | 114.1389 | 0 | 114.1389 | 0 | 0% | 100% | 0% | 18.3127 | 37.888 | 0.012027 | 14.5194 | 3.7813 | 0.024883 | 30.0398 | 7.8233 | 58 | 0.010866 | 0.010866 | 0.010866 | 10504.4133 | 0.074961 | 90.496 | 23.5679 | 6.8988 | 8328.5145 | 2169 | 8819.0617 | 5.792 | 6992.2689 | 1821.0008 | 7017.5078 | 4.6088 | 5563.8914 | 1449.0076 |  | 4618 | 58-740F | 114.1389 | 95.8262 | 76.2508 | 0 | 0 | 0 | 114.1389 | 95.8262 | 76.2508 | 0 | 0.074961 | 0.062934 | 0.050078 | 0 | 0 | 0 | 0.074961 | 0.062934 | 0.050078 | 0 | 23.5679 | 19.7866 | 15.7446 | 0 | 0 | 0 | 23.5679 | 19.7866 | 15.7446 | 0 | 90.496 | 75.9766 | 60.4561 | 0 | 0 | 0 | 90.496 | 75.9766 | 60.4561 | 0 | 0 | 0 | 0 | 0.010866 | 0.010866 | 0.010866 | 0 | 5000000
58-752 | 0 | 0 | 0 | 0 | 0% | 0% | 0% | 0 | 0 | 0 | 0 | 0 | 0 | 0 | 0 | 58 | 0 | 0 | 0 | 0 | 0 | 0 | 0 | 0 | 0 | 0 | 0 | 0 | 0 | 0 | 0 | 0 | 0 | 0 |  | 4619 | 58-752 | [40 empty] | 0 | 0 | 0 |  |  |  | 0 | 5000000
58-757 | 0 | 0 | 0 | 0 | 0% | 0% | 0% | 0 | 0 | 0 | 0 | 0 | 0 | 0 | 0 | 58 | 0 | 0 | 0 | 0 | 0 | 0 | 0 | 0 | 0 | 0 | 0 | 0 | 0 | 0 | 0 | 0 | 0 | 0 |  | 4620 | 58-757 | [40 empty] | 0 | 0 | 0 |  |  |  | 0 | 5000000
580-689 | 0 | 0 | 0 | 0 | 0% | 0% | 0% | 0 | 0 | 0 | 0 | 0 | 0 | 0 | 0 | 580 | 0 | 0 | 0 | 0 | 0 | 0 | 0 | 0 | 0 | 0 | 0 | 0 | 0 | 0 | 0 | 0 | 0 | 0 |  | 4621 | 580-689 | [40 empty] | 0 | 0 | 0 |  |  |  | 0 | 5000000
580-691 | 0 | 0 | 0 | 0 | 0% | 0% | 0% | 0 | 0 | 0 | 0 | 0 | 0 | 0 | 0 | 580 | 0 | 0 | 0 | 0 | 0 | 0 | 0 | 0 | 0 | 0 | 0 | 0 | 0 | 0 | 0 | 0 | 0 | 0 |  | 4622 | 580-691 | [40 empty] | 0 | 0 | 0 |  |  |  | 0 | 5000000
581-391AE | 0 | 0 | 0 | 0 | 0% | 0% | 0% | 0 | 0 | 0 | 0 | 0 | 0 | 0 | 0 | 581 | 0 | 0 | 0 | 0 | 0 | 0 | 0 | 0 | 0 | 0 | 0 | 0 | 0 | 0 | 0 | 0 | 0 | 0 |  | 4623 | 581-391AE | [40 empty] | 0 | 0 | 0 |  |  |  | 0 | 5000000
576-202 | 0 | 0 | 0 | 0 | 0% | 0% | 0% | 0 | 0 | 0 | 0 | 0 | 0 | 0 | 0 | 576 | 0 | 0 | 0 | 0 | 0 | 0 | 0 | 0 | 0 | 0 | 0 | 0 | 0 | 0 | 0 | 0 | 0 | 0 |  | 4624 | 576-202 | [40 empty] | 0 | 0 | 0 |  |  |  | 0 | 5000000
576-200F | 0 | 0 | 0 | 0 | 0% | 0% | 0% | 0 | 0 | 0 | 0 | 0 | 0 | 0 | 0 | 576 | 0 | 0 | 0 | 0 | 0 | 0 | 0 | 0 | 0 | 0 | 0 | 0 | 0 | 0 | 0 | 0 | 0 | 0 |  | 4625 | 576-200F | [40 empty] | 0 | 0 | 0 |  |  |  | 0 | 5000000
582-1019AE | 0 | 0 | 0 | 0 | 0% | 0% | 0% | 0 | 0 | 0 | 0 | 0 | 0 | 0 | 0 | 582 | 0 | 0 | 0 | 0 | 0 | 0 | 0 | 0 | 0 | 0 | 0 | 0 | 0 | 0 | 0 | 0 | 0 | 0 |  | 4626 | 582-1019AE | [40 empty] | 0 | 0 | 0 |  |  |  | 0 | 5000000
575-25F | 0 | 0 | 0 | 0 | 0% | 0% | 0% | 0 | 0 | 0 | 0 | 0 | 0 | 0 | 0 | 575 | 0 | 0 | 0 | 0 | 0 | 0 | 0 | 0 | 0 | 0 | 0 | 0 | 0 | 0 | 0 | 0 | 0 | 0 |  | 4627 | 575-25F | [40 empty] | 0 | 0 | 0 |  |  |  | 0 | 5000000
565-79AE | 0 | 0 | 0 | 0 | 0% | 0% | 0% | 0 | 0 | 0 | 0 | 0 | 0 | 0 | 0 | 565 | 0 | 0 | 0 | 0 | 0 | 0 | 0 | 0 | 0 | 0 | 0 | 0 | 0 | 0 | 0 | 0 | 0 | 0 |  | 4628 | 565-79AE | [40 empty] | 0 | 0 | 0 |  |  |  | 0 | 5000000
566-131 | 0 | 0 | 0 | 0 | 0% | 0% | 0% | 0 | 0 | 0 | 0 | 0 | 0 | 0 | 0 | 566 | 0 | 0 | 0 | 0 | 0 | 0 | 0 | 0 | 0 | 0 | 0 | 0 | 0 | 0 | 0 | 0 | 0 | 0 |  | 4629 | 566-131 | [40 empty] | 0 | 0 | 0 |  |  |  | 0 | 5000000
566-132 | 0 | 0 | 0 | 0 | 0% | 0% | 0% | 0 | 0 | 0 | 0 | 0 | 0 | 0 | 0 | 566 | 0 | 0 | 0 | 0 | 0 | 0 | 0 | 0 | 0 | 0 | 0 | 0 | 0 | 0 | 0 | 0 | 0 | 0 |  | 4630 | 566-132 | [40 empty] | 0 | 0 | 0 |  |  |  | 0 | 5000000
566-43 | 0 | 0 | 0 | 0 | 0% | 0% | 0% | 0 | 0 | 0 | 0 | 0 | 0 | 0 | 0 | 566 | 0 | 0 | 0 | 0 | 0 | 0 | 0 | 0 | 0 | 0 | 0 | 0 | 0 | 0 | 0 | 0 | 0 | 0 |  | 4631 | 566-43 | [40 empty] | 0 | 0 | 0 |  |  |  | 0 | 5000000
566-44AE | 0 | 0 | 0 | 0 | 0% | 0% | 0% | 0 | 0 | 0 | 0 | 0 | 0 | 0 | 0 | 566 | 0 | 0 | 0 | 0 | 0 | 0 | 0 | 0 | 0 | 0 | 0 | 0 | 0 | 0 | 0 | 0 | 0 | 0 |  | 4632 | 566-44AE | [40 empty] | 0 | 0 | 0 |  |  |  | 0 | 5000000
566-45AE | 0 | 0 | 0 | 0 | 0% | 0% | 0% | 0 | 0 | 0 | 0 | 0 | 0 | 0 | 0 | 566 | 0 | 0 | 0 | 0 | 0 | 0 | 0 | 0 | 0 | 0 | 0 | 0 | 0 | 0 | 0 | 0 | 0 | 0 |  | 4633 | 566-45AE | [40 empty] | 0 | 0 | 0 |  |  |  | 0 | 5000000
567-15 | 0 | 0 | 0 | 0 | 0% | 0% | 0% | 0 | 0 | 0 | 0 | 0 | 0 | 0 | 0 | 567 | 0 | 0 | 0 | 0 | 0 | 0 | 0 | 0 | 0 | 0 | 0 | 0 | 0 | 0 | 0 | 0 | 0 | 0 |  | 4634 | 567-15 | [40 empty] | 0 | 0 | 0 |  |  |  | 0 | 5000000
567-16F | 0 | 0 | 0 | 0 | 0% | 0% | 0% | 0 | 0 | 0 | 0 | 0 | 0 | 0 | 0 | 567 | 0 | 0 | 0 | 0 | 0 | 0 | 0 | 0 | 0 | 0 | 0 | 0 | 0 | 0 | 0 | 0 | 0 | 0 |  | 4635 | 567-16F | [40 empty] | 0 | 0 | 0 |  |  |  | 0 | 5000000
567-17F | 0 | 0 | 0 | 0 | 0% | 0% | 0% | 0 | 0 | 0 | 0 | 0 | 0 | 0 | 0 | 567 | 0 | 0 | 0 | 0 | 0 | 0 | 0 | 0 | 0 | 0 | 0 | 0 | 0 | 0 | 0 | 0 | 0 | 0 |  | 4636 | 567-17F | [40 empty] | 0 | 0 | 0 |  |  |  | 0 | 5000000
567-18F | 0 | 0 | 0 | 0 | 0% | 0% | 0% | 0 | 0 | 0 | 0 | 0 | 0 | 0 | 0 | 567 | 0 | 0 | 0 | 0 | 0 | 0 | 0 | 0 | 0 | 0 | 0 | 0 | 0 | 0 | 0 | 0 | 0 | 0 |  | 4637 | 567-18F | [40 empty] | 0 | 0 | 0 |  |  |  | 0 | 5000000
57-1290 | 0 | 0 | 0 | 0 | 0% | 0% | 0% | 0 | 0 | 0 | 0 | 0 | 0 | 0 | 0 | 57 | 0 | 0 | 0 | 0 | 0 | 0 | 0 | 0 | 0 | 0 | 0 | 0 | 0 | 0 | 0 | 0 | 0 | 0 |  | 4638 | 57-1290 | [40 empty] | 0 | 0 | 0 |  |  |  | 0 | 5000000
57-1294 | 0 | 0 | 0 | 0 | 0% | 0% | 0% | 0 | 0 | 0 | 0 | 0 | 0 | 0 | 0 | 57 | 0 | 0 | 0 | 0 | 0 | 0 | 0 | 0 | 0 | 0 | 0 | 0 | 0 | 0 | 0 | 0 | 0 | 0 |  | 4639 | 57-1294 | [40 empty] | 0 | 0 | 0 |  |  |  | 0 | 5000000
570-488 | 0 | 0 | 0 | 0 | 0% | 0% | 0% | 0 | 0 | 0 | 0 | 0 | 0 | 0 | 0 | 570 | 0 | 0 | 0 | 0 | 0 | 0 | 0 | 0 | 0 | 0 | 0 | 0 | 0 | 0 | 0 | 0 | 0 | 0 |  | 4640 | 570-488 | [40 empty] | 0 | 0 | 0 |  |  |  | 0 | 5000000
570-492F | 0 | 0 | 0 | 0 | 0% | 0% | 0% | 0 | 0 | 0 | 0 | 0 | 0 | 0 | 0 | 570 | 0 | 0 | 0 | 0 | 0 | 0 | 0 | 0 | 0 | 0 | 0 | 0 | 0 | 0 | 0 | 0 | 0 | 0 |  | 4641 | 570-492F | [40 empty] | 0 | 0 | 0 |  |  |  | 0 | 5000000
571-41 | 0 | 0 | 0 | 0 | 0% | 0% | 0% | 0 | 0 | 0 | 0 | 0 | 0 | 0 | 0 | 571 | 0 | 0 | 0 | 0 | 0 | 0 | 0 | 0 | 0 | 0 | 0 | 0 | 0 | 0 | 0 | 0 | 0 | 0 |  | 4642 | 571-41 | [40 empty] | 0 | 0 | 0 |  |  |  | 0 | 5000000
571-42F | 0 | 0 | 0 | 0 | 0% | 0% | 0% | 0 | 0 | 0 | 0 | 0 | 0 | 0 | 0 | 571 | 0 | 0 | 0 | 0 | 0 | 0 | 0 | 0 | 0 | 0 | 0 | 0 | 0 | 0 | 0 | 0 | 0 | 0 |  | 4643 | 571-42F | [40 empty] | 0 | 0 | 0 |  |  |  | 0 | 5000000
571-43F | 0 | 0 | 0 | 0 | 0% | 0% | 0% | 0 | 0 | 0 | 0 | 0 | 0 | 0 | 0 | 571 | 0 | 0 | 0 | 0 | 0 | 0 | 0 | 0 | 0 | 0 | 0 | 0 | 0 | 0 | 0 | 0 | 0 | 0 |  | 4644 | 571-43F | [40 empty] | 0 | 0 | 0 |  |  |  | 0 | 5000000
571-44F | 0 | 0 | 0 | 0 | 0% | 0% | 0% | 0 | 0 | 0 | 0 | 0 | 0 | 0 | 0 | 571 | 0 | 0 | 0 | 0 | 0 | 0 | 0 | 0 | 0 | 0 | 0 | 0 | 0 | 0 | 0 | 0 | 0 | 0 |  | 4645 | 571-44F | [40 empty] | 0 | 0 | 0 |  |  |  | 0 | 5000000
571-48 | 0 | 0 | 0 | 0 | 0% | 0% | 0% | 0 | 0 | 0 | 0 | 0 | 0 | 0 | 0 | 571 | 0 | 0 | 0 | 0 | 0 | 0 | 0 | 0 | 0 | 0 | 0 | 0 | 0 | 0 | 0 | 0 | 0 | 0 |  | 4646 | 571-48 | [40 empty] | 0 | 0 | 0 |  |  |  | 0 | 5000000
571-50F | 0 | 0 | 0 | 0 | 0% | 0% | 0% | 0 | 0 | 0 | 0 | 0 | 0 | 0 | 0 | 571 | 0 | 0 | 0 | 0 | 0 | 0 | 0 | 0 | 0 | 0 | 0 | 0 | 0 | 0 | 0 | 0 | 0 | 0 |  | 4647 | 571-50F | [40 empty] | 0 | 0 | 0 |  |  |  | 0 | 5000000
572-492 | 0 | 0 | 0 | 0 | 0% | 0% | 0% | 0 | 0 | 0 | 0 | 0 | 0 | 0 | 0 | 572 | 0 | 0 | 0 | 0 | 0 | 0 | 0 | 0 | 0 | 0 | 0 | 0 | 0 | 0 | 0 | 0 | 0 | 0 |  | 4648 | 572-492 | [40 empty] | 0 | 0 | 0 |  |  |  | 0 | 5000000
572-494F | 0 | 0 | 0 | 0 | 0% | 0% | 0% | 0 | 0 | 0 | 0 | 0 | 0 | 0 | 0 | 572 | 0 | 0 | 0 | 0 | 0 | 0 | 0 | 0 | 0 | 0 | 0 | 0 | 0 | 0 | 0 | 0 | 0 | 0 |  | 4649 | 572-494F | [40 empty] | 0 | 0 | 0 |  |  |  | 0 | 5000000
574-6AE | 0 | 0 | 0 | 0 | 0% | 0% | 0% | 0 | 0 | 0 | 0 | 0 | 0 | 0 | 0 | 574 | 0 | 0 | 0 | 0 | 0 | 0 | 0 | 0 | 0 | 0 | 0 | 0 | 0 | 0 | 0 | 0 | 0 | 0 |  | 4650 | 574-6AE | [40 empty] | 0 | 0 | 0 |  |  |  | 0 | 5000000
574-7 | 0 | 0 | 0 | 0 | 0% | 0% | 0% | 0 | 0 | 0 | 0 | 0 | 0 | 0 | 0 | 574 | 0 | 0 | 0 | 0 | 0 | 0 | 0 | 0 | 0 | 0 | 0 | 0 | 0 | 0 | 0 | 0 | 0 | 0 |  | 4651 | 574-7 | [40 empty] | 0 | 0 | 0 |  |  |  | 0 | 5000000
575-10 | 0 | 0 | 0 | 0 | 0% | 0% | 0% | 0 | 0 | 0 | 0 | 0 | 0 | 0 | 0 | 575 | 0 | 0 | 0 | 0 | 0 | 0 | 0 | 0 | 0 | 0 | 0 | 0 | 0 | 0 | 0 | 0 | 0 | 0 |  | 4652 | 575-10 | [40 empty] | 0 | 0 | 0 |  |  |  | 0 | 5000000
575-21 | 0 | 0 | 0 | 0 | 0% | 0% | 0% | 0 | 0 | 0 | 0 | 0 | 0 | 0 | 0 | 575 | 0 | 0 | 0 | 0 | 0 | 0 | 0 | 0 | 0 | 0 | 0 | 0 | 0 | 0 | 0 | 0 | 0 | 0 |  | 4653 | 575-21 | [40 empty] | 0 | 0 | 0 |  |  |  | 0 | 5000000
575-22F | 0 | 0 | 0 | 0 | 0% | 0% | 0% | 0 | 0 | 0 | 0 | 0 | 0 | 0 | 0 | 575 | 0 | 0 | 0 | 0 | 0 | 0 | 0 | 0 | 0 | 0 | 0 | 0 | 0 | 0 | 0 | 0 | 0 | 0 |  | 4654 | 575-22F | [40 empty] | 0 | 0 | 0 |  |  |  | 0 | 5000000
575-23 | 0 | 0 | 0 | 0 | 0% | 0% | 0% | 0 | 0 | 0 | 0 | 0 | 0 | 0 | 0 | 575 | 0 | 0 | 0 | 0 | 0 | 0 | 0 | 0 | 0 | 0 | 0 | 0 | 0 | 0 | 0 | 0 | 0 | 0 |  | 4655 | 575-23 | [40 empty] | 0 | 0 | 0 |  |  |  | 0 | 5000000
575-24F | 0 | 0 | 0 | 0 | 0% | 0% | 0% | 0 | 0 | 0 | 0 | 0 | 0 | 0 | 0 | 575 | 0 | 0 | 0 | 0 | 0 | 0 | 0 | 0 | 0 | 0 | 0 | 0 | 0 | 0 | 0 | 0 | 0 | 0 |  | 4656 | 575-24F | [40 empty] | 0 | 0 | 0 |  |  |  | 0 | 5000000
581-50 | 0 | 0 | 0 | 0 | 0% | 0% | 0% | 0 | 0 | 0 | 0 | 0 | 0 | 0 | 0 | 581 | 0 | 0 | 0 | 0 | 0 | 0 | 0 | 0 | 0 | 0 | 0 | 0 | 0 | 0 | 0 | 0 | 0 | 0 |  | 4657 | 581-50 | [40 empty] | 0 | 0 | 0 |  |  |  | 0 | 5000000
583-315F | 0 | 0 | 0 | 0 | 0% | 0% | 0% | 0 | 0 | 0 | 0 | 0 | 0 | 0 | 0 | 583 | 0 | 0 | 0 | 0 | 0 | 0 | 0 | 0 | 0 | 0 | 0 | 0 | 0 | 0 | 0 | 0 | 0 | 0 |  | 4658 | 583-315F | [40 empty] | 0 | 0 | 0 |  |  |  | 0 | 5000000
594-3 | 0 | 0 | 0 | 0 | 0% | 0% | 0% | 0 | 0 | 0 | 0 | 0 | 0 | 0 | 0 | 594 | 0 | 0 | 0 | 0 | 0 | 0 | 0 | 0 | 0 | 0 | 0 | 0 | 0 | 0 | 0 | 0 | 0 | 0 |  | 4659 | 594-3 | [40 empty] | 0 | 0 | 0 |  |  |  | 0 | 5000000
589-58 | 0 | 0 | 0 | 0 | 0% | 0% | 0% | 0 | 0 | 0 | 0 | 0 | 0 | 0 | 0 | 589 | 0 | 0 | 0 | 0 | 0 | 0 | 0 | 0 | 0 | 0 | 0 | 0 | 0 | 0 | 0 | 0 | 0 | 0 |  | 4660 | 589-58 | [40 empty] | 0 | 0 | 0 |  |  |  | 0 | 5000000
59-1191 | 0 | 0 | 0 | 0 | 0% | 0% | 0% | 0 | 0 | 0 | 0 | 0 | 0 | 0 | 0 | 59 | 0 | 0 | 0 | 0 | 0 | 0 | 0 | 0 | 0 | 0 | 0 | 0 | 0 | 0 | 0 | 0 | 0 | 0 |  | 4661 | 59-1191 | [40 empty] | 0 | 0 | 0 |  |  |  | 0 | 5000000
59-466 | 0 | 0 | 0 | 0 | 0% | 0% | 0% | 0 | 0 | 0 | 0 | 0 | 0 | 0 | 0 | 59 | 0 | 0 | 0 | 0 | 0 | 0 | 0 | 0 | 0 | 0 | 0 | 0 | 0 | 0 | 0 | 0 | 0 | 0 |  | 4662 | 59-466 | [40 empty] | 0 | 0 | 0 |  |  |  | 0 | 5000000
59-802 | 0 | 0 | 0 | 0 | 0% | 0% | 0% | 0 | 0 | 0 | 0 | 0 | 0 | 0 | 0 | 59 | 0 | 0 | 0 | 0 | 0 | 0 | 0 | 0 | 0 | 0 | 0 | 0 | 0 | 0 | 0 | 0 | 0 | 0 |  | 4663 | 59-802 | [40 empty] | 0 | 0 | 0 |  |  |  | 0 | 5000000
59-813 | 0 | 0 | 0 | 0 | 0% | 0% | 0% | 0 | 0 | 0 | 0 | 0 | 0 | 0 | 0 | 59 | 0 | 0 | 0 | 0 | 0 | 0 | 0 | 0 | 0 | 0 | 0 | 0 | 0 | 0 | 0 | 0 | 0 | 0 |  | 4664 | 59-813 | [40 empty] | 0 | 0 | 0 |  |  |  | 0 | 5000000
590-6 | 292115.6129 | 0 | 292115.6129 | 0 | 0% | 100% | 0% | 31697.286 | 65562.8175 | 46.7059 | 29043.5167 | 2607.0635 | 96.6066 | 60073.7484 | 5392.4625 | 590 | 0.035312 | 0.035312 | 0.035312 | 8272417.6739 | 430.4316 | 267659.0251 | 24026.1562 | 12189.387 | 7579831.9297 | 680396.3596 | 7374782.7056 | 10866.7241 | 6757349.0257 | 606566.9681 | 6415745.2254 | 9453.5848 | 5878604.3548 | 527687.2936 |  | 4665 | 590-6 | 292115.6129 | 260418.3269 | 226552.7954 | 0 | 0 | 0 | 292115.6129 | 260418.3269 | 226552.7954 | 0 | 430.4316 | 383.7258 | 333.825 | 0 | 0 | 0 | 430.4316 | 383.7258 | 333.825 | 0 | 24026.1562 | 21419.0928 | 18633.6937 | 0 | 0 | 0 | 24026.1562 | 21419.0928 | 18633.6937 | 0 | 267659.0251 | 238615.5084 | 207585.2767 | 0 | 0 | 0 | 267659.0251 | 238615.5084 | 207585.2767 | 0 | 0 | 0 | 0 | 0.035312 | 0.035312 | 0.035312 | 0 | 5000000
591-1113F | 0 | 0 | 0 | 0 | 0% | 0% | 0% | 0 | 0 | 0 | 0 | 0 | 0 | 0 | 0 | 591 | 0 | 0 | 0 | 0 | 0 | 0 | 0 | 0 | 0 | 0 | 0 | 0 | 0 | 0 | 0 | 0 | 0 | 0 |  | 4666 | 591-1113F | [40 empty] | 0 | 0 | 0 |  |  |  | 0 | 5000000
591-1114F | 0 | 0 | 0 | 0 | 0% | 0% | 0% | 0 | 0 | 0 | 0 | 0 | 0 | 0 | 0 | 591 | 0 | 0 | 0 | 0 | 0 | 0 | 0 | 0 | 0 | 0 | 0 | 0 | 0 | 0 | 0 | 0 | 0 | 0 |  | 4667 | 591-1114F | [40 empty] | 0 | 0 | 0 |  |  |  | 0 | 5000000
591-1115 | 0 | 0 | 0 | 0 | 0% | 0% | 0% | 0 | 0 | 0 | 0 | 0 | 0 | 0 | 0 | 591 | 0 | 0 | 0 | 0 | 0 | 0 | 0 | 0 | 0 | 0 | 0 | 0 | 0 | 0 | 0 | 0 | 0 | 0 |  | 4668 | 591-1115 | [40 empty] | 0 | 0 | 0 |  |  |  | 0 | 5000000
592-101F | 0 | 0 | 0 | 0 | 0% | 0% | 0% | 0 | 0 | 0 | 0 | 0 | 0 | 0 | 0 | 592 | 0 | 0 | 0 | 0 | 0 | 0 | 0 | 0 | 0 | 0 | 0 | 0 | 0 | 0 | 0 | 0 | 0 | 0 |  | 4669 | 592-101F | [40 empty] | 0 | 0 | 0 |  |  |  | 0 | 5000000
592-102 | 0 | 0 | 0 | 0 | 0% | 0% | 0% | 0 | 0 | 0 | 0 | 0 | 0 | 0 | 0 | 592 | 0 | 0 | 0 | 0 | 0 | 0 | 0 | 0 | 0 | 0 | 0 | 0 | 0 | 0 | 0 | 0 | 0 | 0 |  | 4670 | 592-102 | [40 empty] | 0 | 0 | 0 |  |  |  | 0 | 5000000
592-99F | 0 | 0 | 0 | 0 | 0% | 0% | 0% | 0 | 0 | 0 | 0 | 0 | 0 | 0 | 0 | 592 | 0 | 0 | 0 | 0 | 0 | 0 | 0 | 0 | 0 | 0 | 0 | 0 | 0 | 0 | 0 | 0 | 0 | 0 |  | 4671 | 592-99F | [40 empty] | 0 | 0 | 0 |  |  |  | 0 | 5000000
593-10 | 0 | 0 | 0 | 0 | 0% | 0% | 0% | 0 | 0 | 0 | 0 | 0 | 0 | 0 | 0 | 593 | 0 | 0 | 0 | 0 | 0 | 0 | 0 | 0 | 0 | 0 | 0 | 0 | 0 | 0 | 0 | 0 | 0 | 0 |  | 4672 | 593-10 | [40 empty] | 0 | 0 | 0 |  |  |  | 0 | 5000000
593-24 | 0 | 0 | 0 | 0 | 0% | 0% | 0% | 0 | 0 | 0 | 0 | 0 | 0 | 0 | 0 | 593 | 0 | 0 | 0 | 0 | 0 | 0 | 0 | 0 | 0 | 0 | 0 | 0 | 0 | 0 | 0 | 0 | 0 | 0 |  | 4673 | 593-24 | [40 empty] | 0 | 0 | 0 |  |  |  | 0 | 5000000
593-25 | 0 | 0 | 0 | 0 | 0% | 0% | 0% | 0 | 0 | 0 | 0 | 0 | 0 | 0 | 0 | 593 | 0 | 0 | 0 | 0 | 0 | 0 | 0 | 0 | 0 | 0 | 0 | 0 | 0 | 0 | 0 | 0 | 0 | 0 |  | 4674 | 593-25 | [40 empty] | 0 | 0 | 0 |  |  |  | 0 | 5000000
593-26 | 0 | 0 | 0 | 0 | 0% | 0% | 0% | 0 | 0 | 0 | 0 | 0 | 0 | 0 | 0 | 593 | 0 | 0 | 0 | 0 | 0 | 0 | 0 | 0 | 0 | 0 | 0 | 0 | 0 | 0 | 0 | 0 | 0 | 0 |  | 4675 | 593-26 | [40 empty] | 0 | 0 | 0 |  |  |  | 0 | 5000000
593-27 | 0 | 0 | 0 | 0 | 0% | 0% | 0% | 0 | 0 | 0 | 0 | 0 | 0 | 0 | 0 | 593 | 0 | 0 | 0 | 0 | 0 | 0 | 0 | 0 | 0 | 0 | 0 | 0 | 0 | 0 | 0 | 0 | 0 | 0 |  | 4676 | 593-27 | [40 empty] | 0 | 0 | 0 |  |  |  | 0 | 5000000
593-8 | 0 | 0 | 0 | 0 | 0% | 0% | 0% | 0 | 0 | 0 | 0 | 0 | 0 | 0 | 0 | 593 | 0 | 0 | 0 | 0 | 0 | 0 | 0 | 0 | 0 | 0 | 0 | 0 | 0 | 0 | 0 | 0 | 0 | 0 |  | 4677 | 593-8 | [40 empty] | 0 | 0 | 0 |  |  |  | 0 | 5000000
593-9 | 0 | 0 | 0 | 0 | 0% | 0% | 0% | 0 | 0 | 0 | 0 | 0 | 0 | 0 | 0 | 593 | 0 | 0 | 0 | 0 | 0 | 0 | 0 | 0 | 0 | 0 | 0 | 0 | 0 | 0 | 0 | 0 | 0 | 0 |  | 4678 | 593-9 | [40 empty] | 0 | 0 | 0 |  |  |  | 0 | 5000000
594-1378 | 0 | 0 | 0 | 0 | 0% | 0% | 0% | 0 | 0 | 0 | 0 | 0 | 0 | 0 | 0 | 594 | 0 | 0 | 0 | 0 | 0 | 0 | 0 | 0 | 0 | 0 | 0 | 0 | 0 | 0 | 0 | 0 | 0 | 0 |  | 4679 | 594-1378 | [40 empty] | 0 | 0 | 0 |  |  |  | 0 | 5000000
594-1380F | 0 | 0 | 0 | 0 | 0% | 0% | 0% | 0 | 0 | 0 | 0 | 0 | 0 | 0 | 0 | 594 | 0 | 0 | 0 | 0 | 0 | 0 | 0 | 0 | 0 | 0 | 0 | 0 | 0 | 0 | 0 | 0 | 0 | 0 |  | 4680 | 594-1380F | [40 empty] | 0 | 0 | 0 |  |  |  | 0 | 5000000
594-2 | 0 | 0 | 0 | 0 | 0% | 0% | 0% | 0 | 0 | 0 | 0 | 0 | 0 | 0 | 0 | 594 | 0 | 0 | 0 | 0 | 0 | 0 | 0 | 0 | 0 | 0 | 0 | 0 | 0 | 0 | 0 | 0 | 0 | 0 |  | 4681 | 594-2 | [40 empty] | 0 | 0 | 0 |  |  |  | 0 | 5000000
589-57AE | 0 | 0 | 0 | 0 | 0% | 0% | 0% | 0 | 0 | 0 | 0 | 0 | 0 | 0 | 0 | 589 | 0 | 0 | 0 | 0 | 0 | 0 | 0 | 0 | 0 | 0 | 0 | 0 | 0 | 0 | 0 | 0 | 0 | 0 |  | 4682 | 589-57AE | [40 empty] | 0 | 0 | 0 |  |  |  | 0 | 5000000
583-316F | 0 | 0 | 0 | 0 | 0% | 0% | 0% | 0 | 0 | 0 | 0 | 0 | 0 | 0 | 0 | 583 | 0 | 0 | 0 | 0 | 0 | 0 | 0 | 0 | 0 | 0 | 0 | 0 | 0 | 0 | 0 | 0 | 0 | 0 |  | 4683 | 583-316F | [40 empty] | 0 | 0 | 0 |  |  |  | 0 | 5000000
589-56AE | 0 | 0 | 0 | 0 | 0% | 0% | 0% | 0 | 0 | 0 | 0 | 0 | 0 | 0 | 0 | 589 | 0 | 0 | 0 | 0 | 0 | 0 | 0 | 0 | 0 | 0 | 0 | 0 | 0 | 0 | 0 | 0 | 0 | 0 |  | 4684 | 589-56AE | [40 empty] | 0 | 0 | 0 |  |  |  | 0 | 5000000
583-317 | 0 | 0 | 0 | 0 | 0% | 0% | 0% | 0 | 0 | 0 | 0 | 0 | 0 | 0 | 0 | 583 | 0 | 0 | 0 | 0 | 0 | 0 | 0 | 0 | 0 | 0 | 0 | 0 | 0 | 0 | 0 | 0 | 0 | 0 |  | 4685 | 583-317 | [40 empty] | 0 | 0 | 0 |  |  |  | 0 | 5000000
583-319F | 0 | 0 | 0 | 0 | 0% | 0% | 0% | 0 | 0 | 0 | 0 | 0 | 0 | 0 | 0 | 583 | 0 | 0 | 0 | 0 | 0 | 0 | 0 | 0 | 0 | 0 | 0 | 0 | 0 | 0 | 0 | 0 | 0 | 0 |  | 4686 | 583-319F | [40 empty] | 0 | 0 | 0 |  |  |  | 0 | 5000000
583-320 | 0 | 0 | 0 | 0 | 0% | 0% | 0% | 0 | 0 | 0 | 0 | 0 | 0 | 0 | 0 | 583 | 0 | 0 | 0 | 0 | 0 | 0 | 0 | 0 | 0 | 0 | 0 | 0 | 0 | 0 | 0 | 0 | 0 | 0 |  | 4687 | 583-320 | [40 empty] | 0 | 0 | 0 |  |  |  | 0 | 5000000
583-322F | 0 | 0 | 0 | 0 | 0% | 0% | 0% | 0 | 0 | 0 | 0 | 0 | 0 | 0 | 0 | 583 | 0 | 0 | 0 | 0 | 0 | 0 | 0 | 0 | 0 | 0 | 0 | 0 | 0 | 0 | 0 | 0 | 0 | 0 |  | 4688 | 583-322F | [40 empty] | 0 | 0 | 0 |  |  |  | 0 | 5000000
583-657 | 0 | 0 | 0 | 0 | 0% | 0% | 0% | 0 | 0 | 0 | 0 | 0 | 0 | 0 | 0 | 583 | 0 | 0 | 0 | 0 | 0 | 0 | 0 | 0 | 0 | 0 | 0 | 0 | 0 | 0 | 0 | 0 | 0 | 0 |  | 4689 | 583-657 | [40 empty] | 0 | 0 | 0 |  |  |  | 0 | 5000000
583-658F | 0 | 0 | 0 | 0 | 0% | 0% | 0% | 0 | 0 | 0 | 0 | 0 | 0 | 0 | 0 | 583 | 0 | 0 | 0 | 0 | 0 | 0 | 0 | 0 | 0 | 0 | 0 | 0 | 0 | 0 | 0 | 0 | 0 | 0 |  | 4690 | 583-658F | [40 empty] | 0 | 0 | 0 |  |  |  | 0 | 5000000
583-659F | 0 | 0 | 0 | 0 | 0% | 0% | 0% | 0 | 0 | 0 | 0 | 0 | 0 | 0 | 0 | 583 | 0 | 0 | 0 | 0 | 0 | 0 | 0 | 0 | 0 | 0 | 0 | 0 | 0 | 0 | 0 | 0 | 0 | 0 |  | 4691 | 583-659F | [40 empty] | 0 | 0 | 0 |  |  |  | 0 | 5000000
584-23 | 0 | 0 | 0 | 0 | 0% | 0% | 0% | 0 | 0 | 0 | 0 | 0 | 0 | 0 | 0 | 584 | 0 | 0 | 0 | 0 | 0 | 0 | 0 | 0 | 0 | 0 | 0 | 0 | 0 | 0 | 0 | 0 | 0 | 0 |  | 4692 | 584-23 | [40 empty] | 0 | 0 | 0 |  |  |  | 0 | 5000000
584-24F | 0 | 0 | 0 | 0 | 0% | 0% | 0% | 0 | 0 | 0 | 0 | 0 | 0 | 0 | 0 | 584 | 0 | 0 | 0 | 0 | 0 | 0 | 0 | 0 | 0 | 0 | 0 | 0 | 0 | 0 | 0 | 0 | 0 | 0 |  | 4693 | 584-24F | [40 empty] | 0 | 0 | 0 |  |  |  | 0 | 5000000
584-26F | 0 | 0 | 0 | 0 | 0% | 0% | 0% | 0 | 0 | 0 | 0 | 0 | 0 | 0 | 0 | 584 | 0 | 0 | 0 | 0 | 0 | 0 | 0 | 0 | 0 | 0 | 0 | 0 | 0 | 0 | 0 | 0 | 0 | 0 |  | 4694 | 584-26F | [40 empty] | 0 | 0 | 0 |  |  |  | 0 | 5000000
584-550F | 0 | 0 | 0 | 0 | 0% | 0% | 0% | 0 | 0 | 0 | 0 | 0 | 0 | 0 | 0 | 584 | 0 | 0 | 0 | 0 | 0 | 0 | 0 | 0 | 0 | 0 | 0 | 0 | 0 | 0 | 0 | 0 | 0 | 0 |  | 4695 | 584-550F | [40 empty] | 0 | 0 | 0 |  |  |  | 0 | 5000000
584-551F | 0 | 0 | 0 | 0 | 0% | 0% | 0% | 0 | 0 | 0 | 0 | 0 | 0 | 0 | 0 | 584 | 0 | 0 | 0 | 0 | 0 | 0 | 0 | 0 | 0 | 0 | 0 | 0 | 0 | 0 | 0 | 0 | 0 | 0 |  | 4696 | 584-551F | [40 empty] | 0 | 0 | 0 |  |  |  | 0 | 5000000
584-552 | 0 | 0 | 0 | 0 | 0% | 0% | 0% | 0 | 0 | 0 | 0 | 0 | 0 | 0 | 0 | 584 | 0 | 0 | 0 | 0 | 0 | 0 | 0 | 0 | 0 | 0 | 0 | 0 | 0 | 0 | 0 | 0 | 0 | 0 |  | 4697 | 584-552 | [40 empty] | 0 | 0 | 0 |  |  |  | 0 | 5000000
585-17 | 0 | 0 | 0 | 0 | 0% | 0% | 0% | 0 | 0 | 0 | 0 | 0 | 0 | 0 | 0 | 585 | 0 | 0 | 0 | 0 | 0 | 0 | 0 | 0 | 0 | 0 | 0 | 0 | 0 | 0 | 0 | 0 | 0 | 0 |  | 4698 | 585-17 | [40 empty] | 0 | 0 | 0 |  |  |  | 0 | 5000000
585-20F | 0 | 0 | 0 | 0 | 0% | 0% | 0% | 0 | 0 | 0 | 0 | 0 | 0 | 0 | 0 | 585 | 0 | 0 | 0 | 0 | 0 | 0 | 0 | 0 | 0 | 0 | 0 | 0 | 0 | 0 | 0 | 0 | 0 | 0 |  | 4699 | 585-20F | [40 empty] | 0 | 0 | 0 |  |  |  | 0 | 5000000
585-238 | 0 | 0 | 0 | 0 | 0% | 0% | 0% | 0 | 0 | 0 | 0 | 0 | 0 | 0 | 0 | 585 | 0 | 0 | 0 | 0 | 0 | 0 | 0 | 0 | 0 | 0 | 0 | 0 | 0 | 0 | 0 | 0 | 0 | 0 |  | 4700 | 585-238 | [40 empty] | 0 | 0 | 0 |  |  |  | 0 | 5000000
585-252 | 0 | 0 | 0 | 0 | 0% | 0% | 0% | 0 | 0 | 0 | 0 | 0 | 0 | 0 | 0 | 585 | 0 | 0 | 0 | 0 | 0 | 0 | 0 | 0 | 0 | 0 | 0 | 0 | 0 | 0 | 0 | 0 | 0 | 0 |  | 4701 | 585-252 | [40 empty] | 0 | 0 | 0 |  |  |  | 0 | 5000000
585-662 | 0 | 0 | 0 | 0 | 0% | 0% | 0% | 0 | 0 | 0 | 0 | 0 | 0 | 0 | 0 | 585 | 0 | 0 | 0 | 0 | 0 | 0 | 0 | 0 | 0 | 0 | 0 | 0 | 0 | 0 | 0 | 0 | 0 | 0 |  | 4702 | 585-662 | [40 empty] | 0 | 0 | 0 |  |  |  | 0 | 5000000
585-671 | 0 | 0 | 0 | 0 | 0% | 0% | 0% | 0 | 0 | 0 | 0 | 0 | 0 | 0 | 0 | 585 | 0 | 0 | 0 | 0 | 0 | 0 | 0 | 0 | 0 | 0 | 0 | 0 | 0 | 0 | 0 | 0 | 0 | 0 |  | 4703 | 585-671 | [40 empty] | 0 | 0 | 0 |  |  |  | 0 | 5000000
586-1 | 0 | 0 | 0 | 0 | 0% | 0% | 0% | 0 | 0 | 0 | 0 | 0 | 0 | 0 | 0 | 586 | 0 | 0 | 0 | 0 | 0 | 0 | 0 | 0 | 0 | 0 | 0 | 0 | 0 | 0 | 0 | 0 | 0 | 0 |  | 4704 | 586-1 | [40 empty] | 0 | 0 | 0 |  |  |  | 0 | 5000000
586-4 | 0 | 0 | 0 | 0 | 0% | 0% | 0% | 0 | 0 | 0 | 0 | 0 | 0 | 0 | 0 | 586 | 0 | 0 | 0 | 0 | 0 | 0 | 0 | 0 | 0 | 0 | 0 | 0 | 0 | 0 | 0 | 0 | 0 | 0 |  | 4705 | 586-4 | [40 empty] | 0 | 0 | 0 |  |  |  | 0 | 5000000
587-2 | 0 | 0 | 0 | 0 | 0% | 0% | 0% | 0 | 0 | 0 | 0 | 0 | 0 | 0 | 0 | 587 | 0 | 0 | 0 | 0 | 0 | 0 | 0 | 0 | 0 | 0 | 0 | 0 | 0 | 0 | 0 | 0 | 0 | 0 |  | 4706 | 587-2 | [40 empty] | 0 | 0 | 0 |  |  |  | 0 | 5000000
587-3 | 0 | 0 | 0 | 0 | 0% | 0% | 0% | 0 | 0 | 0 | 0 | 0 | 0 | 0 | 0 | 587 | 0 | 0 | 0 | 0 | 0 | 0 | 0 | 0 | 0 | 0 | 0 | 0 | 0 | 0 | 0 | 0 | 0 | 0 |  | 4707 | 587-3 | [40 empty] | 0 | 0 | 0 |  |  |  | 0 | 5000000
588-15 | 0 | 0 | 0 | 0 | 0% | 0% | 0% | 0 | 0 | 0 | 0 | 0 | 0 | 0 | 0 | 588 | 0 | 0 | 0 | 0 | 0 | 0 | 0 | 0 | 0 | 0 | 0 | 0 | 0 | 0 | 0 | 0 | 0 | 0 |  | 4708 | 588-15 | [40 empty] | 0 | 0 | 0 |  |  |  | 0 | 5000000
588-17 | 0 | 0 | 0 | 0 | 0% | 0% | 0% | 0 | 0 | 0 | 0 | 0 | 0 | 0 | 0 | 588 | 0 | 0 | 0 | 0 | 0 | 0 | 0 | 0 | 0 | 0 | 0 | 0 | 0 | 0 | 0 | 0 | 0 | 0 |  | 4709 | 588-17 | [40 empty] | 0 | 0 | 0 |  |  |  | 0 | 5000000
588-18AE | 0 | 0 | 0 | 0 | 0% | 0% | 0% | 0 | 0 | 0 | 0 | 0 | 0 | 0 | 0 | 588 | 0 | 0 | 0 | 0 | 0 | 0 | 0 | 0 | 0 | 0 | 0 | 0 | 0 | 0 | 0 | 0 | 0 | 0 |  | 4710 | 588-18AE | [40 empty] | 0 | 0 | 0 |  |  |  | 0 | 5000000
588-20 | 0 | 0 | 0 | 0 | 0% | 0% | 0% | 0 | 0 | 0 | 0 | 0 | 0 | 0 | 0 | 588 | 0 | 0 | 0 | 0 | 0 | 0 | 0 | 0 | 0 | 0 | 0 | 0 | 0 | 0 | 0 | 0 | 0 | 0 |  | 4711 | 588-20 | [40 empty] | 0 | 0 | 0 |  |  |  | 0 | 5000000
588-21 | 0 | 0 | 0 | 0 | 0% | 0% | 0% | 0 | 0 | 0 | 0 | 0 | 0 | 0 | 0 | 588 | 0 | 0 | 0 | 0 | 0 | 0 | 0 | 0 | 0 | 0 | 0 | 0 | 0 | 0 | 0 | 0 | 0 | 0 |  | 4712 | 588-21 | [40 empty] | 0 | 0 | 0 |  |  |  | 0 | 5000000
588-22 | 0 | 0 | 0 | 0 | 0% | 0% | 0% | 0 | 0 | 0 | 0 | 0 | 0 | 0 | 0 | 588 | 0 | 0 | 0 | 0 | 0 | 0 | 0 | 0 | 0 | 0 | 0 | 0 | 0 | 0 | 0 | 0 | 0 | 0 |  | 4713 | 588-22 | [40 empty] | 0 | 0 | 0 |  |  |  | 0 | 5000000
464-14 | 0 | 0 | 0 | 0 | 0% | 0% | 0% | 0 | 0 | 0 | 0 | 0 | 0 | 0 | 0 | 464 | 0 | 0 | 0 | 0 | 0 | 0 | 0 | 0 | 0 | 0 | 0 | 0 | 0 | 0 | 0 | 0 | 0 | 0 |  | 4714 | 464-14 | [40 empty] | 0 | 0 | 0 |  |  |  | 0 | 5000000
464-1 | 0 | 0 | 0 | 0 | 0% | 0% | 0% | 0 | 0 | 0 | 0 | 0 | 0 | 0 | 0 | 464 | 0 | 0 | 0 | 0 | 0 | 0 | 0 | 0 | 0 | 0 | 0 | 0 | 0 | 0 | 0 | 0 | 0 | 0 |  | 4715 | 464-1 | [40 empty] | 0 | 0 | 0 |  |  |  | 0 | 5000000
463-98 | 0 | 0 | 0 | 0 | 0% | 0% | 0% | 0 | 0 | 0 | 0 | 0 | 0 | 0 | 0 | 463 | 0 | 0 | 0 | 0 | 0 | 0 | 0 | 0 | 0 | 0 | 0 | 0 | 0 | 0 | 0 | 0 | 0 | 0 |  | 4716 | 463-98 | [40 empty] | 0 | 0 | 0 |  |  |  | 0 | 5000000
361-685F | 60.3245 | 0 | 60.3245 | 0 | 0% | 100% | 0% | 9.5556 | 20.0543 | 0.12397 | 7.4829 | 1.9488 | 0.26017 | 15.7042 | 4.0899 | 361 | 0.005672 | 0.005672 | 0.005672 | 10635.491 | 0.7826 | 47.2393 | 12.3026 | 137.9765 | 8328.5145 | 2169 | 8950.7882 | 116.1205 | 7009.2457 | 1825.422 | 7099.8278 | 92.1076 | 5559.7827 | 1447.9375 |  | 4717 | 361-685F | 60.3245 | 50.7689 | 40.2702 | 0 | 0 | 0 | 60.3245 | 50.7689 | 40.2702 | 0 | 0.7826 | 0.65864 | 0.52243 | 0 | 0 | 0 | 0.7826 | 0.65864 | 0.52243 | 0 | 12.3026 | 10.3538 | 8.2127 | 0 | 0 | 0 | 12.3026 | 10.3538 | 8.2127 | 0 | 47.2393 | 39.7564 | 31.5351 | 0 | 0 | 0 | 47.2393 | 39.7564 | 31.5351 | 0 | 0 | 0 | 0 | 0.005672 | 0.005672 | 0.005672 | 0 | 5000000
36-232F | 0 | 0 | 0 | 0 | 0% | 0% | 0% | 0 | 0 | 0 | 0 | 0 | 0 | 0 | 0 | 36 | 0 | 0 | 0 | 0 | 0 | 0 | 0 | 0 | 0 | 0 | 0 | 0 | 0 | 0 | 0 | 0 | 0 | 0 |  | 4718 | 36-232F | [40 empty] | 0 | 0 | 0 |  |  |  | 0 | 5000000
36-234 | 0 | 0 | 0 | 0 | 0% | 0% | 0% | 0 | 0 | 0 | 0 | 0 | 0 | 0 | 0 | 36 | 0 | 0 | 0 | 0 | 0 | 0 | 0 | 0 | 0 | 0 | 0 | 0 | 0 | 0 | 0 | 0 | 0 | 0 |  | 4719 | 36-234 | [40 empty] | 0 | 0 | 0 |  |  |  | 0 | 5000000
36-235 | 0 | 0 | 0 | 0 | 0% | 0% | 0% | 0 | 0 | 0 | 0 | 0 | 0 | 0 | 0 | 36 | 0 | 0 | 0 | 0 | 0 | 0 | 0 | 0 | 0 | 0 | 0 | 0 | 0 | 0 | 0 | 0 | 0 | 0 |  | 4720 | 36-235 | [40 empty] | 0 | 0 | 0 |  |  |  | 0 | 5000000
36-236 | 0 | 0 | 0 | 0 | 0% | 0% | 0% | 0 | 0 | 0 | 0 | 0 | 0 | 0 | 0 | 36 | 0 | 0 | 0 | 0 | 0 | 0 | 0 | 0 | 0 | 0 | 0 | 0 | 0 | 0 | 0 | 0 | 0 | 0 |  | 4721 | 36-236 | [40 empty] | 0 | 0 | 0 |  |  |  | 0 | 5000000
36-237F | 0 | 0 | 0 | 0 | 0% | 0% | 0% | 0 | 0 | 0 | 0 | 0 | 0 | 0 | 0 | 36 | 0 | 0 | 0 | 0 | 0 | 0 | 0 | 0 | 0 | 0 | 0 | 0 | 0 | 0 | 0 | 0 | 0 | 0 |  | 4722 | 36-237F | [40 empty] | 0 | 0 | 0 |  |  |  | 0 | 5000000
36-238 | 0 | 0 | 0 | 0 | 0% | 0% | 0% | 0 | 0 | 0 | 0 | 0 | 0 | 0 | 0 | 36 | 0 | 0 | 0 | 0 | 0 | 0 | 0 | 0 | 0 | 0 | 0 | 0 | 0 | 0 | 0 | 0 | 0 | 0 |  | 4723 | 36-238 | [40 empty] | 0 | 0 | 0 |  |  |  | 0 | 5000000
36-239F | 0 | 0 | 0 | 0 | 0% | 0% | 0% | 0 | 0 | 0 | 0 | 0 | 0 | 0 | 0 | 36 | 0 | 0 | 0 | 0 | 0 | 0 | 0 | 0 | 0 | 0 | 0 | 0 | 0 | 0 | 0 | 0 | 0 | 0 |  | 4724 | 36-239F | [40 empty] | 0 | 0 | 0 |  |  |  | 0 | 5000000
36-240F | 0 | 0 | 0 | 0 | 0% | 0% | 0% | 0 | 0 | 0 | 0 | 0 | 0 | 0 | 0 | 36 | 0 | 0 | 0 | 0 | 0 | 0 | 0 | 0 | 0 | 0 | 0 | 0 | 0 | 0 | 0 | 0 | 0 | 0 |  | 4725 | 36-240F | [40 empty] | 0 | 0 | 0 |  |  |  | 0 | 5000000
36-241F | 0 | 0 | 0 | 0 | 0% | 0% | 0% | 0 | 0 | 0 | 0 | 0 | 0 | 0 | 0 | 36 | 0 | 0 | 0 | 0 | 0 | 0 | 0 | 0 | 0 | 0 | 0 | 0 | 0 | 0 | 0 | 0 | 0 | 0 |  | 4726 | 36-241F | [40 empty] | 0 | 0 | 0 |  |  |  | 0 | 5000000
36-79 | 0 | 0 | 0 | 0 | 0% | 0% | 0% | 0 | 0 | 0 | 0 | 0 | 0 | 0 | 0 | 36 | 0 | 0 | 0 | 0 | 0 | 0 | 0 | 0 | 0 | 0 | 0 | 0 | 0 | 0 | 0 | 0 | 0 | 0 |  | 4727 | 36-79 | [40 empty] | 0 | 0 | 0 |  |  |  | 0 | 5000000
36-81F | 0 | 0 | 0 | 0 | 0% | 0% | 0% | 0 | 0 | 0 | 0 | 0 | 0 | 0 | 0 | 36 | 0 | 0 | 0 | 0 | 0 | 0 | 0 | 0 | 0 | 0 | 0 | 0 | 0 | 0 | 0 | 0 | 0 | 0 |  | 4728 | 36-81F | [40 empty] | 0 | 0 | 0 |  |  |  | 0 | 5000000
36-82F | 0 | 0 | 0 | 0 | 0% | 0% | 0% | 0 | 0 | 0 | 0 | 0 | 0 | 0 | 0 | 36 | 0 | 0 | 0 | 0 | 0 | 0 | 0 | 0 | 0 | 0 | 0 | 0 | 0 | 0 | 0 | 0 | 0 | 0 |  | 4729 | 36-82F | [40 empty] | 0 | 0 | 0 |  |  |  | 0 | 5000000
36-83F | 0 | 0 | 0 | 0 | 0% | 0% | 0% | 0 | 0 | 0 | 0 | 0 | 0 | 0 | 0 | 36 | 0 | 0 | 0 | 0 | 0 | 0 | 0 | 0 | 0 | 0 | 0 | 0 | 0 | 0 | 0 | 0 | 0 | 0 |  | 4730 | 36-83F | [40 empty] | 0 | 0 | 0 |  |  |  | 0 | 5000000
36-84F | 0 | 0 | 0 | 0 | 0% | 0% | 0% | 0 | 0 | 0 | 0 | 0 | 0 | 0 | 0 | 36 | 0 | 0 | 0 | 0 | 0 | 0 | 0 | 0 | 0 | 0 | 0 | 0 | 0 | 0 | 0 | 0 | 0 | 0 |  | 4731 | 36-84F | [40 empty] | 0 | 0 | 0 |  |  |  | 0 | 5000000
361-687 | 0 | 0 | 0 | 0 | 0% | 0% | 0% | 0 | 0 | 0 | 0 | 0 | 0 | 0 | 0 | 361 | 0 | 0 | 0 | 0 | 0 | 0 | 0 | 0 | 0 | 0 | 0 | 0 | 0 | 0 | 0 | 0 | 0 | 0 |  | 4732 | 361-687 | [40 empty] | 0 | 0 | 0 |  |  |  | 0 | 5000000
463-454 | 0 | 0 | 0 | 0 | 0% | 0% | 0% | 0 | 0 | 0 | 0 | 0 | 0 | 0 | 0 | 463 | 0 | 0 | 0 | 0 | 0 | 0 | 0 | 0 | 0 | 0 | 0 | 0 | 0 | 0 | 0 | 0 | 0 | 0 |  | 4733 | 463-454 | [40 empty] | 0 | 0 | 0 |  |  |  | 0 | 5000000
362-37 | 0 | 0 | 0 | 0 | 0% | 0% | 0% | 0 | 0 | 0 | 0 | 0 | 0 | 0 | 0 | 362 | 0 | 0 | 0 | 0 | 0 | 0 | 0 | 0 | 0 | 0 | 0 | 0 | 0 | 0 | 0 | 0 | 0 | 0 |  | 4734 | 362-37 | [40 empty] | 0 | 0 | 0 |  |  |  | 0 | 5000000
362-46 | 0 | 0 | 0 | 0 | 0% | 0% | 0% | 0 | 0 | 0 | 0 | 0 | 0 | 0 | 0 | 362 | 0 | 0 | 0 | 0 | 0 | 0 | 0 | 0 | 0 | 0 | 0 | 0 | 0 | 0 | 0 | 0 | 0 | 0 |  | 4735 | 362-46 | [40 empty] | 0 | 0 | 0 |  |  |  | 0 | 5000000
362-977 | 0 | 0 | 0 | 0 | 0% | 0% | 0% | 0 | 0 | 0 | 0 | 0 | 0 | 0 | 0 | 362 | 0 | 0 | 0 | 0 | 0 | 0 | 0 | 0 | 0 | 0 | 0 | 0 | 0 | 0 | 0 | 0 | 0 | 0 |  | 4736 | 362-977 | [40 empty] | 0 | 0 | 0 |  |  |  | 0 | 5000000
362-978F | 0 | 0 | 0 | 0 | 0% | 0% | 0% | 0 | 0 | 0 | 0 | 0 | 0 | 0 | 0 | 362 | 0 | 0 | 0 | 0 | 0 | 0 | 0 | 0 | 0 | 0 | 0 | 0 | 0 | 0 | 0 | 0 | 0 | 0 |  | 4737 | 362-978F | [40 empty] | 0 | 0 | 0 |  |  |  | 0 | 5000000
364-35 | 7517.5323 | 0 | 7517.5323 | 0 | 0% | 100% | 0% | 1198.2323 | 2501.7098 | 2.4833 | 1065.9433 | 129.8057 | 5.1848 | 2225.5123 | 271.0127 | 364 | 0.0055762 | 0.0055762 | 0.0055762 | 1348146.1117 | 15.58 | 6687.5706 | 814.3817 | 2794.0237 | 1199306.088 | 146046 | 1133262.8105 | 2348.6795 | 1008146.6513 | 122767.4797 | 899505.496 | 1864.2191 | 800196.9583 | 97444.3189 |  | 4738 | 364-35 | 7517.5323 | 6319.3001 | 5015.8225 | 0 | 0 | 0 | 7517.5323 | 6319.3001 | 5015.8225 | 0 | 15.58 | 13.0967 | 10.3953 | 0 | 0 | 0 | 15.58 | 13.0967 | 10.3953 | 0 | 814.3817 | 684.576 | 543.369 | 0 | 0 | 0 | 814.3817 | 684.576 | 543.369 | 0 | 6687.5706 | 5621.6274 | 4462.0583 | 0 | 0 | 0 | 6687.5706 | 5621.6274 | 4462.0583 | 0 | 0 | 0 | 0 | 0.0055762 | 0.0055762 | 0.0055762 | 0 | 5000000
366-34 | 0 | 0 | 0 | 0 | 0% | 0% | 0% | 0 | 0 | 0 | 0 | 0 | 0 | 0 | 0 | 366 | 0 | 0 | 0 | 0 | 0 | 0 | 0 | 0 | 0 | 0 | 0 | 0 | 0 | 0 | 0 | 0 | 0 | 0 |  | 4739 | 366-34 | [40 empty] | 0 | 0 | 0 |  |  |  | 0 | 5000000
366-36F | 0 | 0 | 0 | 0 | 0% | 0% | 0% | 0 | 0 | 0 | 0 | 0 | 0 | 0 | 0 | 366 | 0 | 0 | 0 | 0 | 0 | 0 | 0 | 0 | 0 | 0 | 0 | 0 | 0 | 0 | 0 | 0 | 0 | 0 |  | 4740 | 366-36F | [40 empty] | 0 | 0 | 0 |  |  |  | 0 | 5000000
368-1055 | 0 | 0 | 0 | 0 | 0% | 0% | 0% | 0 | 0 | 0 | 0 | 0 | 0 | 0 | 0 | 368 | 0 | 0 | 0 | 0 | 0 | 0 | 0 | 0 | 0 | 0 | 0 | 0 | 0 | 0 | 0 | 0 | 0 | 0 |  | 4741 | 368-1055 | [40 empty] | 0 | 0 | 0 |  |  |  | 0 | 5000000
368-1056F | 3002.247 | 0 | 3002.247 | 0 | 0% | 100% | 0% | 477.9768 | 998.7743 | 1.2745 | 428.1906 | 48.5117 | 2.6631 | 894.7418 | 101.3695 | 368 | 0.0054734 | 0.0054734 | 0.0054734 | 548515.9062 | 8.0051 | 2689.5322 | 304.7097 | 1462.5507 | 491382.3556 | 55671 | 461188.6944 | 1229.7033 | 413151.1675 | 46807.8236 | 366038.0442 | 975.9957 | 327911.4322 | 37150.6163 |  | 4742 | 368-1056F | 3002.247 | 2524.2702 | 2003.4726 | 0 | 0 | 0 | 3002.247 | 2524.2702 | 2003.4726 | 0 | 8.0051 | 6.7307 | 5.342 | 0 | 0 | 0 | 8.0051 | 6.7307 | 5.342 | 0 | 304.7097 | 256.1979 | 203.3402 | 0 | 0 | 0 | 304.7097 | 256.1979 | 203.3402 | 0 | 2689.5322 | 2261.3416 | 1794.7904 | 0 | 0 | 0 | 2689.5322 | 2261.3416 | 1794.7904 | 0 | 0 | 0 | 0 | 0.0054734 | 0.0054734 | 0.0054734 | 0 | 5000000
368-1070 | 0 | 0 | 0 | 0 | 0% | 0% | 0% | 0 | 0 | 0 | 0 | 0 | 0 | 0 | 0 | 368 | 0 | 0 | 0 | 0 | 0 | 0 | 0 | 0 | 0 | 0 | 0 | 0 | 0 | 0 | 0 | 0 | 0 | 0 |  | 4743 | 368-1070 | [40 empty] | 0 | 0 | 0 |  |  |  | 0 | 5000000
368-402F | 1167.6203 | 0 | 1167.6203 | 0 | 0% | 100% | 0% | 186.3524 | 388.5085 | 0.46912 | 152.4768 | 33.4065 | 0.97803 | 317.8844 | 69.6461 | 368 | 0.0054624 | 0.0054624 | 0.0054624 | 213755.9128 | 2.9394 | 955.3672 | 209.3137 | 538.1083 | 174898.8045 | 38319 | 179640.4315 | 452.2261 | 146984.9246 | 32203.2809 | 142631.7738 | 359.0607 | 116703.7973 | 25568.9158 |  | 4744 | 368-402F | 1167.6203 | 981.2679 | 779.1118 | 0 | 0 | 0 | 1167.6203 | 981.2679 | 779.1118 | 0 | 2.9394 | 2.4702 | 1.9613 | 0 | 0 | 0 | 2.9394 | 2.4702 | 1.9613 | 0 | 209.3137 | 175.9072 | 139.6676 | 0 | 0 | 0 | 209.3137 | 175.9072 | 139.6676 | 0 | 955.3672 | 802.8905 | 637.4828 | 0 | 0 | 0 | 955.3672 | 802.8905 | 637.4828 | 0 | 0 | 0 | 0 | 0.0054624 | 0.0054624 | 0.0054624 | 0 | 5000000
368-405 | 0 | 0 | 0 | 0 | 0% | 0% | 0% | 0 | 0 | 0 | 0 | 0 | 0 | 0 | 0 | 368 | 0 | 0 | 0 | 0 | 0 | 0 | 0 | 0 | 0 | 0 | 0 | 0 | 0 | 0 | 0 | 0 | 0 | 0 |  | 4745 | 368-405 | [40 empty] | 0 | 0 | 0 |  |  |  | 0 | 5000000
36-231 | 0 | 0 | 0 | 0 | 0% | 0% | 0% | 0 | 0 | 0 | 0 | 0 | 0 | 0 | 0 | 36 | 0 | 0 | 0 | 0 | 0 | 0 | 0 | 0 | 0 | 0 | 0 | 0 | 0 | 0 | 0 | 0 | 0 | 0 |  | 4746 | 36-231 | [40 empty] | 0 | 0 | 0 |  |  |  | 0 | 5000000
358-679 | 0 | 0 | 0 | 0 | 0% | 0% | 0% | 0 | 0 | 0 | 0 | 0 | 0 | 0 | 0 | 358 | 0 | 0 | 0 | 0 | 0 | 0 | 0 | 0 | 0 | 0 | 0 | 0 | 0 | 0 | 0 | 0 | 0 | 0 |  | 4747 | 358-679 | [40 empty] | 0 | 0 | 0 |  |  |  | 0 | 5000000
340-1070 | 0 | 0 | 0 | 0 | 0% | 0% | 0% | 0 | 0 | 0 | 0 | 0 | 0 | 0 | 0 | 340 | 0 | 0 | 0 | 0 | 0 | 0 | 0 | 0 | 0 | 0 | 0 | 0 | 0 | 0 | 0 | 0 | 0 | 0 |  | 4748 | 340-1070 | [40 empty] | 0 | 0 | 0 |  |  |  | 0 | 5000000
340-1071F | 0 | 0 | 0 | 0 | 0% | 0% | 0% | 0 | 0 | 0 | 0 | 0 | 0 | 0 | 0 | 340 | 0 | 0 | 0 | 0 | 0 | 0 | 0 | 0 | 0 | 0 | 0 | 0 | 0 | 0 | 0 | 0 | 0 | 0 |  | 4749 | 340-1071F | [40 empty] | 0 | 0 | 0 |  |  |  | 0 | 5000000
340-1072F | 0 | 0 | 0 | 0 | 0% | 0% | 0% | 0 | 0 | 0 | 0 | 0 | 0 | 0 | 0 | 340 | 0 | 0 | 0 | 0 | 0 | 0 | 0 | 0 | 0 | 0 | 0 | 0 | 0 | 0 | 0 | 0 | 0 | 0 |  | 4750 | 340-1072F | [40 empty] | 0 | 0 | 0 |  |  |  | 0 | 5000000
340-375F | 0 | 0 | 0 | 0 | 0% | 0% | 0% | 0 | 0 | 0 | 0 | 0 | 0 | 0 | 0 | 340 | 0 | 0 | 0 | 0 | 0 | 0 | 0 | 0 | 0 | 0 | 0 | 0 | 0 | 0 | 0 | 0 | 0 | 0 |  | 4751 | 340-375F | [40 empty] | 0 | 0 | 0 |  |  |  | 0 | 5000000
340-380 | 0 | 0 | 0 | 0 | 0% | 0% | 0% | 0 | 0 | 0 | 0 | 0 | 0 | 0 | 0 | 340 | 0 | 0 | 0 | 0 | 0 | 0 | 0 | 0 | 0 | 0 | 0 | 0 | 0 | 0 | 0 | 0 | 0 | 0 |  | 4752 | 340-380 | [40 empty] | 0 | 0 | 0 |  |  |  | 0 | 5000000
341-1154 | 0 | 0 | 0 | 0 | 0% | 0% | 0% | 0 | 0 | 0 | 0 | 0 | 0 | 0 | 0 | 341 | 0 | 0 | 0 | 0 | 0 | 0 | 0 | 0 | 0 | 0 | 0 | 0 | 0 | 0 | 0 | 0 | 0 | 0 |  | 4753 | 341-1154 | [40 empty] | 0 | 0 | 0 |  |  |  | 0 | 5000000
341-1156F | 0 | 0 | 0 | 0 | 0% | 0% | 0% | 0 | 0 | 0 | 0 | 0 | 0 | 0 | 0 | 341 | 0 | 0 | 0 | 0 | 0 | 0 | 0 | 0 | 0 | 0 | 0 | 0 | 0 | 0 | 0 | 0 | 0 | 0 |  | 4754 | 341-1156F | [40 empty] | 0 | 0 | 0 |  |  |  | 0 | 5000000
341-1177 | 0 | 0 | 0 | 0 | 0% | 0% | 0% | 0 | 0 | 0 | 0 | 0 | 0 | 0 | 0 | 341 | 0 | 0 | 0 | 0 | 0 | 0 | 0 | 0 | 0 | 0 | 0 | 0 | 0 | 0 | 0 | 0 | 0 | 0 |  | 4755 | 341-1177 | [40 empty] | 0 | 0 | 0 |  |  |  | 0 | 5000000
342-513 | 0 | 0 | 0 | 0 | 0% | 0% | 0% | 0 | 0 | 0 | 0 | 0 | 0 | 0 | 0 | 342 | 0 | 0 | 0 | 0 | 0 | 0 | 0 | 0 | 0 | 0 | 0 | 0 | 0 | 0 | 0 | 0 | 0 | 0 |  | 4756 | 342-513 | [40 empty] | 0 | 0 | 0 |  |  |  | 0 | 5000000
342-515F | 0 | 0 | 0 | 0 | 0% | 0% | 0% | 0 | 0 | 0 | 0 | 0 | 0 | 0 | 0 | 342 | 0 | 0 | 0 | 0 | 0 | 0 | 0 | 0 | 0 | 0 | 0 | 0 | 0 | 0 | 0 | 0 | 0 | 0 |  | 4757 | 342-515F | [40 empty] | 0 | 0 | 0 |  |  |  | 0 | 5000000
343-17 | 0 | 0 | 0 | 0 | 0% | 0% | 0% | 0 | 0 | 0 | 0 | 0 | 0 | 0 | 0 | 343 | 0 | 0 | 0 | 0 | 0 | 0 | 0 | 0 | 0 | 0 | 0 | 0 | 0 | 0 | 0 | 0 | 0 | 0 |  | 4758 | 343-17 | [40 empty] | 0 | 0 | 0 |  |  |  | 0 | 5000000
343-18F | 0 | 0 | 0 | 0 | 0% | 0% | 0% | 0 | 0 | 0 | 0 | 0 | 0 | 0 | 0 | 343 | 0 | 0 | 0 | 0 | 0 | 0 | 0 | 0 | 0 | 0 | 0 | 0 | 0 | 0 | 0 | 0 | 0 | 0 |  | 4759 | 343-18F | [40 empty] | 0 | 0 | 0 |  |  |  | 0 | 5000000
343-19F | 0 | 0 | 0 | 0 | 0% | 0% | 0% | 0 | 0 | 0 | 0 | 0 | 0 | 0 | 0 | 343 | 0 | 0 | 0 | 0 | 0 | 0 | 0 | 0 | 0 | 0 | 0 | 0 | 0 | 0 | 0 | 0 | 0 | 0 |  | 4760 | 343-19F | [40 empty] | 0 | 0 | 0 |  |  |  | 0 | 5000000
344-271R | 0 | 0 | 0 | 0 | 0% | 0% | 0% | 0 | 0 | 0 | 0 | 0 | 0 | 0 | 0 | 344 | 0 | 0 | 0 | 0 | 0 | 0 | 0 | 0 | 0 | 0 | 0 | 0 | 0 | 0 | 0 | 0 | 0 | 0 |  | 4761 | 344-271R | [40 empty] | 0 | 0 | 0 |  |  |  | 0 | 5000000
35-1 | 0 | 0 | 0 | 0 | 0% | 0% | 0% | 0 | 0 | 0 | 0 | 0 | 0 | 0 | 0 | 35 | 0 | 0 | 0 | 0 | 0 | 0 | 0 | 0 | 0 | 0 | 0 | 0 | 0 | 0 | 0 | 0 | 0 | 0 |  | 4762 | 35-1 | [40 empty] | 0 | 0 | 0 |  |  |  | 0 | 5000000
35-296 | 0 | 0 | 0 | 0 | 0% | 0% | 0% | 0 | 0 | 0 | 0 | 0 | 0 | 0 | 0 | 35 | 0 | 0 | 0 | 0 | 0 | 0 | 0 | 0 | 0 | 0 | 0 | 0 | 0 | 0 | 0 | 0 | 0 | 0 |  | 4763 | 35-296 | [40 empty] | 0 | 0 | 0 |  |  |  | 0 | 5000000
353-595 | 0 | 0 | 0 | 0 | 0% | 0% | 0% | 0 | 0 | 0 | 0 | 0 | 0 | 0 | 0 | 353 | 0 | 0 | 0 | 0 | 0 | 0 | 0 | 0 | 0 | 0 | 0 | 0 | 0 | 0 | 0 | 0 | 0 | 0 |  | 4764 | 353-595 | [40 empty] | 0 | 0 | 0 |  |  |  | 0 | 5000000
353-899 | 0 | 0 | 0 | 0 | 0% | 0% | 0% | 0 | 0 | 0 | 0 | 0 | 0 | 0 | 0 | 353 | 0 | 0 | 0 | 0 | 0 | 0 | 0 | 0 | 0 | 0 | 0 | 0 | 0 | 0 | 0 | 0 | 0 | 0 |  | 4765 | 353-899 | [40 empty] | 0 | 0 | 0 |  |  |  | 0 | 5000000
357-2046 | 0 | 0 | 0 | 0 | 0% | 0% | 0% | 0 | 0 | 0 | 0 | 0 | 0 | 0 | 0 | 357 | 0 | 0 | 0 | 0 | 0 | 0 | 0 | 0 | 0 | 0 | 0 | 0 | 0 | 0 | 0 | 0 | 0 | 0 |  | 4766 | 357-2046 | [40 empty] | 0 | 0 | 0 |  |  |  | 0 | 5000000
358-1193F | 0 | 0 | 0 | 0 | 0% | 0% | 0% | 0 | 0 | 0 | 0 | 0 | 0 | 0 | 0 | 358 | 0 | 0 | 0 | 0 | 0 | 0 | 0 | 0 | 0 | 0 | 0 | 0 | 0 | 0 | 0 | 0 | 0 | 0 |  | 4767 | 358-1193F | [40 empty] | 0 | 0 | 0 |  |  |  | 0 | 5000000
358-1241 | 0 | 0 | 0 | 0 | 0% | 0% | 0% | 0 | 0 | 0 | 0 | 0 | 0 | 0 | 0 | 358 | 0 | 0 | 0 | 0 | 0 | 0 | 0 | 0 | 0 | 0 | 0 | 0 | 0 | 0 | 0 | 0 | 0 | 0 |  | 4768 | 358-1241 | [40 empty] | 0 | 0 | 0 |  |  |  | 0 | 5000000
358-35 | 0 | 0 | 0 | 0 | 0% | 0% | 0% | 0 | 0 | 0 | 0 | 0 | 0 | 0 | 0 | 358 | 0 | 0 | 0 | 0 | 0 | 0 | 0 | 0 | 0 | 0 | 0 | 0 | 0 | 0 | 0 | 0 | 0 | 0 |  | 4769 | 358-35 | [40 empty] | 0 | 0 | 0 |  |  |  | 0 | 5000000
358-36 | 0 | 0 | 0 | 0 | 0% | 0% | 0% | 0 | 0 | 0 | 0 | 0 | 0 | 0 | 0 | 358 | 0 | 0 | 0 | 0 | 0 | 0 | 0 | 0 | 0 | 0 | 0 | 0 | 0 | 0 | 0 | 0 | 0 | 0 |  | 4770 | 358-36 | [40 empty] | 0 | 0 | 0 |  |  |  | 0 | 5000000
358-662 | 0 | 0 | 0 | 0 | 0% | 0% | 0% | 0 | 0 | 0 | 0 | 0 | 0 | 0 | 0 | 358 | 0 | 0 | 0 | 0 | 0 | 0 | 0 | 0 | 0 | 0 | 0 | 0 | 0 | 0 | 0 | 0 | 0 | 0 |  | 4771 | 358-662 | [40 empty] | 0 | 0 | 0 |  |  |  | 0 | 5000000
369-207 | 0 | 0 | 0 | 0 | 0% | 0% | 0% | 0 | 0 | 0 | 0 | 0 | 0 | 0 | 0 | 369 | 0 | 0 | 0 | 0 | 0 | 0 | 0 | 0 | 0 | 0 | 0 | 0 | 0 | 0 | 0 | 0 | 0 | 0 |  | 4772 | 369-207 | [40 empty] | 0 | 0 | 0 |  |  |  | 0 | 5000000
369-209F | 0 | 0 | 0 | 0 | 0% | 0% | 0% | 0 | 0 | 0 | 0 | 0 | 0 | 0 | 0 | 369 | 0 | 0 | 0 | 0 | 0 | 0 | 0 | 0 | 0 | 0 | 0 | 0 | 0 | 0 | 0 | 0 | 0 | 0 |  | 4773 | 369-209F | [40 empty] | 0 | 0 | 0 |  |  |  | 0 | 5000000
369-6F | 0 | 0 | 0 | 0 | 0% | 0% | 0% | 0 | 0 | 0 | 0 | 0 | 0 | 0 | 0 | 369 | 0 | 0 | 0 | 0 | 0 | 0 | 0 | 0 | 0 | 0 | 0 | 0 | 0 | 0 | 0 | 0 | 0 | 0 |  | 4774 | 369-6F | [40 empty] | 0 | 0 | 0 |  |  |  | 0 | 5000000
383-680F | 0 | 0 | 0 | 0 | 0% | 0% | 0% | 0 | 0 | 0 | 0 | 0 | 0 | 0 | 0 | 383 | 0 | 0 | 0 | 0 | 0 | 0 | 0 | 0 | 0 | 0 | 0 | 0 | 0 | 0 | 0 | 0 | 0 | 0 |  | 4775 | 383-680F | [40 empty] | 0 | 0 | 0 |  |  |  | 0 | 5000000
384-14 | 0 | 0 | 0 | 0 | 0% | 0% | 0% | 0 | 0 | 0 | 0 | 0 | 0 | 0 | 0 | 384 | 0 | 0 | 0 | 0 | 0 | 0 | 0 | 0 | 0 | 0 | 0 | 0 | 0 | 0 | 0 | 0 | 0 | 0 |  | 4776 | 384-14 | [40 empty] | 0 | 0 | 0 |  |  |  | 0 | 5000000
39-15 | 0 | 0 | 0 | 0 | 0% | 0% | 0% | 0 | 0 | 0 | 0 | 0 | 0 | 0 | 0 | 39 | 0 | 0 | 0 | 0 | 0 | 0 | 0 | 0 | 0 | 0 | 0 | 0 | 0 | 0 | 0 | 0 | 0 | 0 |  | 4777 | 39-15 | [40 empty] | 0 | 0 | 0 |  |  |  | 0 | 5000000
39-16 | 0 | 0 | 0 | 0 | 0% | 0% | 0% | 0 | 0 | 0 | 0 | 0 | 0 | 0 | 0 | 39 | 0 | 0 | 0 | 0 | 0 | 0 | 0 | 0 | 0 | 0 | 0 | 0 | 0 | 0 | 0 | 0 | 0 | 0 |  | 4778 | 39-16 | [40 empty] | 0 | 0 | 0 |  |  |  | 0 | 5000000
39-17 | 0 | 0 | 0 | 0 | 0% | 0% | 0% | 0 | 0 | 0 | 0 | 0 | 0 | 0 | 0 | 39 | 0 | 0 | 0 | 0 | 0 | 0 | 0 | 0 | 0 | 0 | 0 | 0 | 0 | 0 | 0 | 0 | 0 | 0 |  | 4779 | 39-17 | [40 empty] | 0 | 0 | 0 |  |  |  | 0 | 5000000
39-17F | 0 | 0 | 0 | 0 | 0% | 0% | 0% | 0 | 0 | 0 | 0 | 0 | 0 | 0 | 0 | 39 | 0 | 0 | 0 | 0 | 0 | 0 | 0 | 0 | 0 | 0 | 0 | 0 | 0 | 0 | 0 | 0 | 0 | 0 |  | 4780 | 39-17F | [40 empty] | 0 | 0 | 0 |  |  |  | 0 | 5000000
39-18 | 0 | 0 | 0 | 0 | 0% | 0% | 0% | 0 | 0 | 0 | 0 | 0 | 0 | 0 | 0 | 39 | 0 | 0 | 0 | 0 | 0 | 0 | 0 | 0 | 0 | 0 | 0 | 0 | 0 | 0 | 0 | 0 | 0 | 0 |  | 4781 | 39-18 | [40 empty] | 0 | 0 | 0 |  |  |  | 0 | 5000000
39-18F | 0 | 0 | 0 | 0 | 0% | 0% | 0% | 0 | 0 | 0 | 0 | 0 | 0 | 0 | 0 | 39 | 0 | 0 | 0 | 0 | 0 | 0 | 0 | 0 | 0 | 0 | 0 | 0 | 0 | 0 | 0 | 0 | 0 | 0 |  | 4782 | 39-18F | [40 empty] | 0 | 0 | 0 |  |  |  | 0 | 5000000
39-19 | 0 | 0 | 0 | 0 | 0% | 0% | 0% | 0 | 0 | 0 | 0 | 0 | 0 | 0 | 0 | 39 | 0 | 0 | 0 | 0 | 0 | 0 | 0 | 0 | 0 | 0 | 0 | 0 | 0 | 0 | 0 | 0 | 0 | 0 |  | 4783 | 39-19 | [40 empty] | 0 | 0 | 0 |  |  |  | 0 | 5000000
39-19F | 0 | 0 | 0 | 0 | 0% | 0% | 0% | 0 | 0 | 0 | 0 | 0 | 0 | 0 | 0 | 39 | 0 | 0 | 0 | 0 | 0 | 0 | 0 | 0 | 0 | 0 | 0 | 0 | 0 | 0 | 0 | 0 | 0 | 0 |  | 4784 | 39-19F | [40 empty] | 0 | 0 | 0 |  |  |  | 0 | 5000000
390-16F | 123139.3496 | 0 | 123139.3496 | 0 | 0% | 100% | 0% | 6374.1405 | 13249.2861 | 7.5772 | 5051.1019 | 1315.4615 | 15.7499 | 10499.2185 | 2734.3178 | 390 | 0.095626 | 0.095626 | 0.095626 | 1287715.601 | 146.3799 | 97580.1207 | 25412.849 | 1530.7511 | 1020432.9009 | 265751.9492 | 1221058.759 | 1451.5138 | 967611.589 | 251995.6631 | 1149162.7138 | 1366.0486 | 910638.5339 | 237158.1368 |  | 4785 | 390-16F | 123139.3496 | 116765.2091 | 109890.0635 | 0 | 0 | 0 | 123139.3496 | 116765.2091 | 109890.0635 | 0 | 146.3799 | 138.8028 | 130.63 | 0 | 0 | 0 | 146.3799 | 138.8028 | 130.63 | 0 | 25412.849 | 24097.3876 | 22678.5313 | 0 | 0 | 0 | 25412.849 | 24097.3876 | 22678.5313 | 0 | 97580.1207 | 92529.0188 | 87080.9021 | 0 | 0 | 0 | 97580.1207 | 92529.0188 | 87080.9021 | 0 | 0 | 0 | 0 | 0.095626 | 0.095626 | 0.095626 | 0 | 5000000
390-17 | 0 | 0 | 0 | 0 | 0% | 0% | 0% | 0 | 0 | 0 | 0 | 0 | 0 | 0 | 0 | 390 | 0 | 0 | 0 | 0 | 0 | 0 | 0 | 0 | 0 | 0 | 0 | 0 | 0 | 0 | 0 | 0 | 0 | 0 |  | 4786 | 390-17 | [40 empty] | 0 | 0 | 0 |  |  |  | 0 | 5000000
391-433 | 0 | 0 | 0 | 0 | 0% | 0% | 0% | 0 | 0 | 0 | 0 | 0 | 0 | 0 | 0 | 391 | 0 | 0 | 0 | 0 | 0 | 0 | 0 | 0 | 0 | 0 | 0 | 0 | 0 | 0 | 0 | 0 | 0 | 0 |  | 4787 | 391-433 | [40 empty] | 0 | 0 | 0 |  |  |  | 0 | 5000000
391-435 | 0 | 0 | 0 | 0 | 0% | 0% | 0% | 0 | 0 | 0 | 0 | 0 | 0 | 0 | 0 | 391 | 0 | 0 | 0 | 0 | 0 | 0 | 0 | 0 | 0 | 0 | 0 | 0 | 0 | 0 | 0 | 0 | 0 | 0 |  | 4788 | 391-435 | [40 empty] | 0 | 0 | 0 |  |  |  | 0 | 5000000
391-437 | 110969.3232 | 0 | 110969.3232 | 0 | 0% | 100% | 0% | 5787.153 | 12047.5892 | 6.9457 | 5313.6 | 466.6073 | 14.4593 | 11061.7553 | 971.3746 | 391 | 0.094551 | 0.094551 | 0.094551 | 1173642.674 | 133.1836 | 101888.8904 | 8947.2491 | 1408.5876 | 1077605.4709 | 94628.6151 | 1112436.1214 | 1335.1284 | 1021407.3458 | 89693.6453 | 1046223.9926 | 1255.6617 | 960613.2433 | 84355.0849 |  | 4789 | 391-437 | 110969.3232 | 105182.1702 | 98921.734 | 0 | 0 | 0 | 110969.3232 | 105182.1702 | 98921.734 | 0 | 133.1836 | 126.238 | 118.7243 | 0 | 0 | 0 | 133.1836 | 126.238 | 118.7243 | 0 | 8947.2491 | 8480.6418 | 7975.8745 | 0 | 0 | 0 | 8947.2491 | 8480.6418 | 7975.8745 | 0 | 101888.8904 | 96575.2904 | 90827.1351 | 0 | 0 | 0 | 101888.8904 | 96575.2904 | 90827.1351 | 0 | 0 | 0 | 0 | 0.094551 | 0.094551 | 0.094551 | 0 | 5000000
392-25 | 0 | 0 | 0 | 0 | 0% | 0% | 0% | 0 | 0 | 0 | 0 | 0 | 0 | 0 | 0 | 392 | 0 | 0 | 0 | 0 | 0 | 0 | 0 | 0 | 0 | 0 | 0 | 0 | 0 | 0 | 0 | 0 | 0 | 0 |  | 4790 | 392-25 | [40 empty] | 0 | 0 | 0 |  |  |  | 0 | 5000000
394-418F | 48474.8601 | 0 | 48474.8601 | 0 | 0% | 100% | 0% | 2541.354 | 5309.7244 | 3.5883 | 2013.4117 | 524.354 | 7.4971 | 4206.6794 | 1095.548 | 394 | 0.093316 | 0.093316 | 0.093316 | 519467.7471 | 68.4441 | 38404.6659 | 10001.7501 | 733.4625 | 411553.2312 | 107181.0535 | 492234.0133 | 695.0099 | 389977.0482 | 101561.9549 | 462567.519 | 653.1223 | 366473.4889 | 95440.909 |  | 4791 | 394-418F | 48474.8601 | 45933.5061 | 43165.1356 | 0 | 0 | 0 | 48474.8601 | 45933.5061 | 43165.1356 | 0 | 68.4441 | 64.8558 | 60.947 | 0 | 0 | 0 | 68.4441 | 64.8558 | 60.947 | 0 | 10001.7501 | 9477.396 | 8906.202 | 0 | 0 | 0 | 10001.7501 | 9477.396 | 8906.202 | 0 | 38404.6659 | 36391.2542 | 34197.9866 | 0 | 0 | 0 | 38404.6659 | 36391.2542 | 34197.9866 | 0 | 0 | 0 | 0 | 0.093316 | 0.093316 | 0.093316 | 0 | 5000000
394-419 | 235783.9035 | 0 | 235783.9035 | 0 | 0% | 100% | 0% | 12457.1165 | 26046.6775 | 25.9395 | 11147.0882 | 1284.0889 | 54.2371 | 23307.5294 | 2684.911 | 394 | 0.092099 | 0.092099 | 0.092099 | 2560113.6114 | 490.9736 | 210988.149 | 24304.7809 | 5330.9335 | 2290884.255 | 263898.4232 | 2424855.7205 | 5049.2856 | 2169850.5098 | 249955.9382 | 2277301.8817 | 4742.0337 | 2037813.8655 | 234745.9779 |  | 4792 | 394-419 | 235783.9035 | 223326.787 | 209737.226 | 0 | 0 | 0 | 235783.9035 | 223326.787 | 209737.226 | 0 | 490.9736 | 465.0342 | 436.7366 | 0 | 0 | 0 | 490.9736 | 465.0342 | 436.7366 | 0 | 24304.7809 | 23020.692 | 21619.8699 | 0 | 0 | 0 | 24304.7809 | 23020.692 | 21619.8699 | 0 | 210988.149 | 199841.0608 | 187680.6196 | 0 | 0 | 0 | 210988.149 | 199841.0608 | 187680.6196 | 0 | 0 | 0 | 0 | 0.092099 | 0.092099 | 0.092099 | 0 | 5000000
394-420F | 27773.7164 | 0 | 27773.7164 | 0 | 0% | 100% | 0% | 1459.57 | 3051.7702 | 0.95858 | 1157.2326 | 301.3788 | 2.0043 | 2419.6222 | 630.1437 | 394 | 0.092896 | 0.092896 | 0.092896 | 298977.739 | 18.2405 | 22020.6301 | 5734.8458 | 196.3551 | 237047.0732 | 61734.3107 | 283265.7997 | 186.0362 | 224589.7252 | 58490.0364 | 266126.1274 | 174.7796 | 211000.3901 | 54950.9575 |  | 4793 | 394-420F | 27773.7164 | 26314.1464 | 24721.9463 | 0 | 0 | 0 | 27773.7164 | 26314.1464 | 24721.9463 | 0 | 18.2405 | 17.2819 | 16.2363 | 0 | 0 | 0 | 18.2405 | 17.2819 | 16.2363 | 0 | 5734.8458 | 5433.467 | 5104.7022 | 0 | 0 | 0 | 5734.8458 | 5433.467 | 5104.7022 | 0 | 22020.6301 | 20863.3974 | 19601.0079 | 0 | 0 | 0 | 22020.6301 | 20863.3974 | 19601.0079 | 0 | 0 | 0 | 0 | 0.092896 | 0.092896 | 0.092896 | 0 | 5000000
394-421 | 0 | 0 | 0 | 0 | 0% | 0% | 0% | 0 | 0 | 0 | 0 | 0 | 0 | 0 | 0 | 394 | 0 | 0 | 0 | 0 | 0 | 0 | 0 | 0 | 0 | 0 | 0 | 0 | 0 | 0 | 0 | 0 | 0 | 0 |  | 4794 | 394-421 | [40 empty] | 0 | 0 | 0 |  |  |  | 0 | 5000000
397-547 | 0 | 0 | 0 | 0 | 0% | 0% | 0% | 0 | 0 | 0 | 0 | 0 | 0 | 0 | 0 | 397 | 0 | 0 | 0 | 0 | 0 | 0 | 0 | 0 | 0 | 0 | 0 | 0 | 0 | 0 | 0 | 0 | 0 | 0 |  | 4795 | 397-547 | [40 empty] | 0 | 0 | 0 |  |  |  | 0 | 5000000
397-548F | 0 | 0 | 0 | 0 | 0% | 0% | 0% | 0 | 0 | 0 | 0 | 0 | 0 | 0 | 0 | 397 | 0 | 0 | 0 | 0 | 0 | 0 | 0 | 0 | 0 | 0 | 0 | 0 | 0 | 0 | 0 | 0 | 0 | 0 |  | 4796 | 397-548F | [40 empty] | 0 | 0 | 0 |  |  |  | 0 | 5000000
397-549F | 0 | 0 | 0 | 0 | 0% | 0% | 0% | 0 | 0 | 0 | 0 | 0 | 0 | 0 | 0 | 397 | 0 | 0 | 0 | 0 | 0 | 0 | 0 | 0 | 0 | 0 | 0 | 0 | 0 | 0 | 0 | 0 | 0 | 0 |  | 4797 | 397-549F | [40 empty] | 0 | 0 | 0 |  |  |  | 0 | 5000000
40-1005 | 0 | 0 | 0 | 0 | 0% | 0% | 0% | 0 | 0 | 0 | 0 | 0 | 0 | 0 | 0 | 40 | 0 | 0 | 0 | 0 | 0 | 0 | 0 | 0 | 0 | 0 | 0 | 0 | 0 | 0 | 0 | 0 | 0 | 0 |  | 4798 | 40-1005 | [40 empty] | 0 | 0 | 0 |  |  |  | 0 | 5000000
40-1006F | 0 | 0 | 0 | 0 | 0% | 0% | 0% | 0 | 0 | 0 | 0 | 0 | 0 | 0 | 0 | 40 | 0 | 0 | 0 | 0 | 0 | 0 | 0 | 0 | 0 | 0 | 0 | 0 | 0 | 0 | 0 | 0 | 0 | 0 |  | 4799 | 40-1006F | [40 empty] | 0 | 0 | 0 |  |  |  | 0 | 5000000
40-1007F | 0 | 0 | 0 | 0 | 0% | 0% | 0% | 0 | 0 | 0 | 0 | 0 | 0 | 0 | 0 | 40 | 0 | 0 | 0 | 0 | 0 | 0 | 0 | 0 | 0 | 0 | 0 | 0 | 0 | 0 | 0 | 0 | 0 | 0 |  | 4800 | 40-1007F | [40 empty] | 0 | 0 | 0 |  |  |  | 0 | 5000000
40-1008F | 0 | 0 | 0 | 0 | 0% | 0% | 0% | 0 | 0 | 0 | 0 | 0 | 0 | 0 | 0 | 40 | 0 | 0 | 0 | 0 | 0 | 0 | 0 | 0 | 0 | 0 | 0 | 0 | 0 | 0 | 0 | 0 | 0 | 0 |  | 4801 | 40-1008F | [40 empty] | 0 | 0 | 0 |  |  |  | 0 | 5000000
40-1024 | 0 | 0 | 0 | 0 | 0% | 0% | 0% | 0 | 0 | 0 | 0 | 0 | 0 | 0 | 0 | 40 | 0 | 0 | 0 | 0 | 0 | 0 | 0 | 0 | 0 | 0 | 0 | 0 | 0 | 0 | 0 | 0 | 0 | 0 |  | 4802 | 40-1024 | [40 empty] | 0 | 0 | 0 |  |  |  | 0 | 5000000
40-1025F | 0 | 0 | 0 | 0 | 0% | 0% | 0% | 0 | 0 | 0 | 0 | 0 | 0 | 0 | 0 | 40 | 0 | 0 | 0 | 0 | 0 | 0 | 0 | 0 | 0 | 0 | 0 | 0 | 0 | 0 | 0 | 0 | 0 | 0 |  | 4803 | 40-1025F | [40 empty] | 0 | 0 | 0 |  |  |  | 0 | 5000000
40-1026F | 0 | 0 | 0 | 0 | 0% | 0% | 0% | 0 | 0 | 0 | 0 | 0 | 0 | 0 | 0 | 40 | 0 | 0 | 0 | 0 | 0 | 0 | 0 | 0 | 0 | 0 | 0 | 0 | 0 | 0 | 0 | 0 | 0 | 0 |  | 4804 | 40-1026F | [40 empty] | 0 | 0 | 0 |  |  |  | 0 | 5000000
384-12F | 0 | 0 | 0 | 0 | 0% | 0% | 0% | 0 | 0 | 0 | 0 | 0 | 0 | 0 | 0 | 384 | 0 | 0 | 0 | 0 | 0 | 0 | 0 | 0 | 0 | 0 | 0 | 0 | 0 | 0 | 0 | 0 | 0 | 0 |  | 4805 | 384-12F | [40 empty] | 0 | 0 | 0 |  |  |  | 0 | 5000000
383-679F | 0 | 0 | 0 | 0 | 0% | 0% | 0% | 0 | 0 | 0 | 0 | 0 | 0 | 0 | 0 | 383 | 0 | 0 | 0 | 0 | 0 | 0 | 0 | 0 | 0 | 0 | 0 | 0 | 0 | 0 | 0 | 0 | 0 | 0 |  | 4806 | 383-679F | [40 empty] | 0 | 0 | 0 |  |  |  | 0 | 5000000
369-7 | 0 | 0 | 0 | 0 | 0% | 0% | 0% | 0 | 0 | 0 | 0 | 0 | 0 | 0 | 0 | 369 | 0 | 0 | 0 | 0 | 0 | 0 | 0 | 0 | 0 | 0 | 0 | 0 | 0 | 0 | 0 | 0 | 0 | 0 |  | 4807 | 369-7 | [40 empty] | 0 | 0 | 0 |  |  |  | 0 | 5000000
383-678 | 0 | 0 | 0 | 0 | 0% | 0% | 0% | 0 | 0 | 0 | 0 | 0 | 0 | 0 | 0 | 383 | 0 | 0 | 0 | 0 | 0 | 0 | 0 | 0 | 0 | 0 | 0 | 0 | 0 | 0 | 0 | 0 | 0 | 0 |  | 4808 | 383-678 | [40 empty] | 0 | 0 | 0 |  |  |  | 0 | 5000000
37-20 | 0 | 0 | 0 | 0 | 0% | 0% | 0% | 0 | 0 | 0 | 0 | 0 | 0 | 0 | 0 | 37 | 0 | 0 | 0 | 0 | 0 | 0 | 0 | 0 | 0 | 0 | 0 | 0 | 0 | 0 | 0 | 0 | 0 | 0 |  | 4809 | 37-20 | [40 empty] | 0 | 0 | 0 |  |  |  | 0 | 5000000
37-21F | 0 | 0 | 0 | 0 | 0% | 0% | 0% | 0 | 0 | 0 | 0 | 0 | 0 | 0 | 0 | 37 | 0 | 0 | 0 | 0 | 0 | 0 | 0 | 0 | 0 | 0 | 0 | 0 | 0 | 0 | 0 | 0 | 0 | 0 |  | 4810 | 37-21F | [40 empty] | 0 | 0 | 0 |  |  |  | 0 | 5000000
37-22F | 0 | 0 | 0 | 0 | 0% | 0% | 0% | 0 | 0 | 0 | 0 | 0 | 0 | 0 | 0 | 37 | 0 | 0 | 0 | 0 | 0 | 0 | 0 | 0 | 0 | 0 | 0 | 0 | 0 | 0 | 0 | 0 | 0 | 0 |  | 4811 | 37-22F | [40 empty] | 0 | 0 | 0 |  |  |  | 0 | 5000000
37-8 | 0 | 0 | 0 | 0 | 0% | 0% | 0% | 0 | 0 | 0 | 0 | 0 | 0 | 0 | 0 | 37 | 0 | 0 | 0 | 0 | 0 | 0 | 0 | 0 | 0 | 0 | 0 | 0 | 0 | 0 | 0 | 0 | 0 | 0 |  | 4812 | 37-8 | [40 empty] | 0 | 0 | 0 |  |  |  | 0 | 5000000
374-10F | 0 | 0 | 0 | 0 | 0% | 0% | 0% | 0 | 0 | 0 | 0 | 0 | 0 | 0 | 0 | 374 | 0 | 0 | 0 | 0 | 0 | 0 | 0 | 0 | 0 | 0 | 0 | 0 | 0 | 0 | 0 | 0 | 0 | 0 |  | 4813 | 374-10F | [40 empty] | 0 | 0 | 0 |  |  |  | 0 | 5000000
374-8 | 0 | 0 | 0 | 0 | 0% | 0% | 0% | 0 | 0 | 0 | 0 | 0 | 0 | 0 | 0 | 374 | 0 | 0 | 0 | 0 | 0 | 0 | 0 | 0 | 0 | 0 | 0 | 0 | 0 | 0 | 0 | 0 | 0 | 0 |  | 4814 | 374-8 | [40 empty] | 0 | 0 | 0 |  |  |  | 0 | 5000000
376-526 | 0 | 0 | 0 | 0 | 0% | 0% | 0% | 0 | 0 | 0 | 0 | 0 | 0 | 0 | 0 | 376 | 0 | 0 | 0 | 0 | 0 | 0 | 0 | 0 | 0 | 0 | 0 | 0 | 0 | 0 | 0 | 0 | 0 | 0 |  | 4815 | 376-526 | [40 empty] | 0 | 0 | 0 |  |  |  | 0 | 5000000
38-10 | 0 | 0 | 0 | 0 | 0% | 0% | 0% | 0 | 0 | 0 | 0 | 0 | 0 | 0 | 0 | 38 | 0 | 0 | 0 | 0 | 0 | 0 | 0 | 0 | 0 | 0 | 0 | 0 | 0 | 0 | 0 | 0 | 0 | 0 |  | 4816 | 38-10 | [40 empty] | 0 | 0 | 0 |  |  |  | 0 | 5000000
38-434F | 0 | 0 | 0 | 0 | 0% | 0% | 0% | 0 | 0 | 0 | 0 | 0 | 0 | 0 | 0 | 38 | 0 | 0 | 0 | 0 | 0 | 0 | 0 | 0 | 0 | 0 | 0 | 0 | 0 | 0 | 0 | 0 | 0 | 0 |  | 4817 | 38-434F | [40 empty] | 0 | 0 | 0 |  |  |  | 0 | 5000000
38-435F | 0 | 0 | 0 | 0 | 0% | 0% | 0% | 0 | 0 | 0 | 0 | 0 | 0 | 0 | 0 | 38 | 0 | 0 | 0 | 0 | 0 | 0 | 0 | 0 | 0 | 0 | 0 | 0 | 0 | 0 | 0 | 0 | 0 | 0 |  | 4818 | 38-435F | [40 empty] | 0 | 0 | 0 |  |  |  | 0 | 5000000
38-436 | 0 | 0 | 0 | 0 | 0% | 0% | 0% | 0 | 0 | 0 | 0 | 0 | 0 | 0 | 0 | 38 | 0 | 0 | 0 | 0 | 0 | 0 | 0 | 0 | 0 | 0 | 0 | 0 | 0 | 0 | 0 | 0 | 0 | 0 |  | 4819 | 38-436 | [40 empty] | 0 | 0 | 0 |  |  |  | 0 | 5000000
38-437F | 0 | 0 | 0 | 0 | 0% | 0% | 0% | 0 | 0 | 0 | 0 | 0 | 0 | 0 | 0 | 38 | 0 | 0 | 0 | 0 | 0 | 0 | 0 | 0 | 0 | 0 | 0 | 0 | 0 | 0 | 0 | 0 | 0 | 0 |  | 4820 | 38-437F | [40 empty] | 0 | 0 | 0 |  |  |  | 0 | 5000000
38-9 | 0 | 0 | 0 | 0 | 0% | 0% | 0% | 0 | 0 | 0 | 0 | 0 | 0 | 0 | 0 | 38 | 0 | 0 | 0 | 0 | 0 | 0 | 0 | 0 | 0 | 0 | 0 | 0 | 0 | 0 | 0 | 0 | 0 | 0 |  | 4821 | 38-9 | [40 empty] | 0 | 0 | 0 |  |  |  | 0 | 5000000
381-445 | 0 | 0 | 0 | 0 | 0% | 0% | 0% | 0 | 0 | 0 | 0 | 0 | 0 | 0 | 0 | 381 | 0 | 0 | 0 | 0 | 0 | 0 | 0 | 0 | 0 | 0 | 0 | 0 | 0 | 0 | 0 | 0 | 0 | 0 |  | 4822 | 381-445 | [40 empty] | 0 | 0 | 0 |  |  |  | 0 | 5000000
381-452F | 0 | 0 | 0 | 0 | 0% | 0% | 0% | 0 | 0 | 0 | 0 | 0 | 0 | 0 | 0 | 381 | 0 | 0 | 0 | 0 | 0 | 0 | 0 | 0 | 0 | 0 | 0 | 0 | 0 | 0 | 0 | 0 | 0 | 0 |  | 4823 | 381-452F | [40 empty] | 0 | 0 | 0 |  |  |  | 0 | 5000000
381-453F | 0 | 0 | 0 | 0 | 0% | 0% | 0% | 0 | 0 | 0 | 0 | 0 | 0 | 0 | 0 | 381 | 0 | 0 | 0 | 0 | 0 | 0 | 0 | 0 | 0 | 0 | 0 | 0 | 0 | 0 | 0 | 0 | 0 | 0 |  | 4824 | 381-453F | [40 empty] | 0 | 0 | 0 |  |  |  | 0 | 5000000
381-47 | 0 | 0 | 0 | 0 | 0% | 0% | 0% | 0 | 0 | 0 | 0 | 0 | 0 | 0 | 0 | 381 | 0 | 0 | 0 | 0 | 0 | 0 | 0 | 0 | 0 | 0 | 0 | 0 | 0 | 0 | 0 | 0 | 0 | 0 |  | 4825 | 381-47 | [40 empty] | 0 | 0 | 0 |  |  |  | 0 | 5000000
382-19F | 0 | 0 | 0 | 0 | 0% | 0% | 0% | 0 | 0 | 0 | 0 | 0 | 0 | 0 | 0 | 382 | 0 | 0 | 0 | 0 | 0 | 0 | 0 | 0 | 0 | 0 | 0 | 0 | 0 | 0 | 0 | 0 | 0 | 0 |  | 4826 | 382-19F | [40 empty] | 0 | 0 | 0 |  |  |  | 0 | 5000000
382-20F | 0 | 0 | 0 | 0 | 0% | 0% | 0% | 0 | 0 | 0 | 0 | 0 | 0 | 0 | 0 | 382 | 0 | 0 | 0 | 0 | 0 | 0 | 0 | 0 | 0 | 0 | 0 | 0 | 0 | 0 | 0 | 0 | 0 | 0 |  | 4827 | 382-20F | [40 empty] | 0 | 0 | 0 |  |  |  | 0 | 5000000
382-21F | 0 | 0 | 0 | 0 | 0% | 0% | 0% | 0 | 0 | 0 | 0 | 0 | 0 | 0 | 0 | 382 | 0 | 0 | 0 | 0 | 0 | 0 | 0 | 0 | 0 | 0 | 0 | 0 | 0 | 0 | 0 | 0 | 0 | 0 |  | 4828 | 382-21F | [40 empty] | 0 | 0 | 0 |  |  |  | 0 | 5000000
382-22 | 0 | 0 | 0 | 0 | 0% | 0% | 0% | 0 | 0 | 0 | 0 | 0 | 0 | 0 | 0 | 382 | 0 | 0 | 0 | 0 | 0 | 0 | 0 | 0 | 0 | 0 | 0 | 0 | 0 | 0 | 0 | 0 | 0 | 0 |  | 4829 | 382-22 | [40 empty] | 0 | 0 | 0 |  |  |  | 0 | 5000000
382-28 | 0 | 0 | 0 | 0 | 0% | 0% | 0% | 0 | 0 | 0 | 0 | 0 | 0 | 0 | 0 | 382 | 0 | 0 | 0 | 0 | 0 | 0 | 0 | 0 | 0 | 0 | 0 | 0 | 0 | 0 | 0 | 0 | 0 | 0 |  | 4830 | 382-28 | [40 empty] | 0 | 0 | 0 |  |  |  | 0 | 5000000
382-32F | 0 | 0 | 0 | 0 | 0% | 0% | 0% | 0 | 0 | 0 | 0 | 0 | 0 | 0 | 0 | 382 | 0 | 0 | 0 | 0 | 0 | 0 | 0 | 0 | 0 | 0 | 0 | 0 | 0 | 0 | 0 | 0 | 0 | 0 |  | 4831 | 382-32F | [40 empty] | 0 | 0 | 0 |  |  |  | 0 | 5000000
382-34F | 0 | 0 | 0 | 0 | 0% | 0% | 0% | 0 | 0 | 0 | 0 | 0 | 0 | 0 | 0 | 382 | 0 | 0 | 0 | 0 | 0 | 0 | 0 | 0 | 0 | 0 | 0 | 0 | 0 | 0 | 0 | 0 | 0 | 0 |  | 4832 | 382-34F | [40 empty] | 0 | 0 | 0 |  |  |  | 0 | 5000000
382-390 | 0 | 0 | 0 | 0 | 0% | 0% | 0% | 0 | 0 | 0 | 0 | 0 | 0 | 0 | 0 | 382 | 0 | 0 | 0 | 0 | 0 | 0 | 0 | 0 | 0 | 0 | 0 | 0 | 0 | 0 | 0 | 0 | 0 | 0 |  | 4833 | 382-390 | [40 empty] | 0 | 0 | 0 |  |  |  | 0 | 5000000
382-392 | 0 | 0 | 0 | 0 | 0% | 0% | 0% | 0 | 0 | 0 | 0 | 0 | 0 | 0 | 0 | 382 | 0 | 0 | 0 | 0 | 0 | 0 | 0 | 0 | 0 | 0 | 0 | 0 | 0 | 0 | 0 | 0 | 0 | 0 |  | 4834 | 382-392 | [40 empty] | 0 | 0 | 0 |  |  |  | 0 | 5000000
382-393F | 0 | 0 | 0 | 0 | 0% | 0% | 0% | 0 | 0 | 0 | 0 | 0 | 0 | 0 | 0 | 382 | 0 | 0 | 0 | 0 | 0 | 0 | 0 | 0 | 0 | 0 | 0 | 0 | 0 | 0 | 0 | 0 | 0 | 0 |  | 4835 | 382-393F | [40 empty] | 0 | 0 | 0 |  |  |  | 0 | 5000000
383-1174 | 0 | 0 | 0 | 0 | 0% | 0% | 0% | 0 | 0 | 0 | 0 | 0 | 0 | 0 | 0 | 383 | 0 | 0 | 0 | 0 | 0 | 0 | 0 | 0 | 0 | 0 | 0 | 0 | 0 | 0 | 0 | 0 | 0 | 0 |  | 4836 | 383-1174 | [40 empty] | 0 | 0 | 0 |  |  |  | 0 | 5000000
383-1175F | 0 | 0 | 0 | 0 | 0% | 0% | 0% | 0 | 0 | 0 | 0 | 0 | 0 | 0 | 0 | 383 | 0 | 0 | 0 | 0 | 0 | 0 | 0 | 0 | 0 | 0 | 0 | 0 | 0 | 0 | 0 | 0 | 0 | 0 |  | 4837 | 383-1175F | [40 empty] | 0 | 0 | 0 |  |  |  | 0 | 5000000
34-82F | 0 | 0 | 0 | 0 | 0% | 0% | 0% | 0 | 0 | 0 | 0 | 0 | 0 | 0 | 0 | 34 | 0 | 0 | 0 | 0 | 0 | 0 | 0 | 0 | 0 | 0 | 0 | 0 | 0 | 0 | 0 | 0 | 0 | 0 |  | 4838 | 34-82F | [40 empty] | 0 | 0 | 0 |  |  |  | 0 | 5000000
34-81F | 0 | 0 | 0 | 0 | 0% | 0% | 0% | 0 | 0 | 0 | 0 | 0 | 0 | 0 | 0 | 34 | 0 | 0 | 0 | 0 | 0 | 0 | 0 | 0 | 0 | 0 | 0 | 0 | 0 | 0 | 0 | 0 | 0 | 0 |  | 4839 | 34-81F | [40 empty] | 0 | 0 | 0 |  |  |  | 0 | 5000000
34-80 | 0 | 0 | 0 | 0 | 0% | 0% | 0% | 0 | 0 | 0 | 0 | 0 | 0 | 0 | 0 | 34 | 0 | 0 | 0 | 0 | 0 | 0 | 0 | 0 | 0 | 0 | 0 | 0 | 0 | 0 | 0 | 0 | 0 | 0 |  | 4840 | 34-80 | [40 empty] | 0 | 0 | 0 |  |  |  | 0 | 5000000
299-1154F | 0 | 0 | 0 | 0 | 0% | 0% | 0% | 0 | 0 | 0 | 0 | 0 | 0 | 0 | 0 | 299 | 0 | 0 | 0 | 0 | 0 | 0 | 0 | 0 | 0 | 0 | 0 | 0 | 0 | 0 | 0 | 0 | 0 | 0 |  | 4841 | 299-1154F | [40 empty] | 0 | 0 | 0 |  |  |  | 0 | 5000000
300-486 | 0 | 0 | 0 | 0 | 0% | 0% | 0% | 0 | 0 | 0 | 0 | 0 | 0 | 0 | 0 | 300 | 0 | 0 | 0 | 0 | 0 | 0 | 0 | 0 | 0 | 0 | 0 | 0 | 0 | 0 | 0 | 0 | 0 | 0 |  | 4842 | 300-486 | [40 empty] | 0 | 0 | 0 |  |  |  | 0 | 5000000
304-1551 | 0 | 0 | 0 | 0 | 0% | 0% | 0% | 0 | 0 | 0 | 0 | 0 | 0 | 0 | 0 | 304 | 0 | 0 | 0 | 0 | 0 | 0 | 0 | 0 | 0 | 0 | 0 | 0 | 0 | 0 | 0 | 0 | 0 | 0 |  | 4843 | 304-1551 | [40 empty] | 0 | 0 | 0 |  |  |  | 0 | 5000000
304-920 | 0 | 0 | 0 | 0 | 0% | 0% | 0% | 0 | 0 | 0 | 0 | 0 | 0 | 0 | 0 | 304 | 0 | 0 | 0 | 0 | 0 | 0 | 0 | 0 | 0 | 0 | 0 | 0 | 0 | 0 | 0 | 0 | 0 | 0 |  | 4844 | 304-920 | [40 empty] | 0 | 0 | 0 |  |  |  | 0 | 5000000
304-921AE | 0 | 0 | 0 | 0 | 0% | 0% | 0% | 0 | 0 | 0 | 0 | 0 | 0 | 0 | 0 | 304 | 0 | 0 | 0 | 0 | 0 | 0 | 0 | 0 | 0 | 0 | 0 | 0 | 0 | 0 | 0 | 0 | 0 | 0 |  | 4845 | 304-921AE | [40 empty] | 0 | 0 | 0 |  |  |  | 0 | 5000000
304-922AE | 0 | 0 | 0 | 0 | 0% | 0% | 0% | 0 | 0 | 0 | 0 | 0 | 0 | 0 | 0 | 304 | 0 | 0 | 0 | 0 | 0 | 0 | 0 | 0 | 0 | 0 | 0 | 0 | 0 | 0 | 0 | 0 | 0 | 0 |  | 4846 | 304-922AE | [40 empty] | 0 | 0 | 0 |  |  |  | 0 | 5000000
304-997 | 0 | 0 | 0 | 0 | 0% | 0% | 0% | 0 | 0 | 0 | 0 | 0 | 0 | 0 | 0 | 304 | 0 | 0 | 0 | 0 | 0 | 0 | 0 | 0 | 0 | 0 | 0 | 0 | 0 | 0 | 0 | 0 | 0 | 0 |  | 4847 | 304-997 | [40 empty] | 0 | 0 | 0 |  |  |  | 0 | 5000000
304-998F | 0 | 0 | 0 | 0 | 0% | 0% | 0% | 0 | 0 | 0 | 0 | 0 | 0 | 0 | 0 | 304 | 0 | 0 | 0 | 0 | 0 | 0 | 0 | 0 | 0 | 0 | 0 | 0 | 0 | 0 | 0 | 0 | 0 | 0 |  | 4848 | 304-998F | [40 empty] | 0 | 0 | 0 |  |  |  | 0 | 5000000
304-999F | 0 | 0 | 0 | 0 | 0% | 0% | 0% | 0 | 0 | 0 | 0 | 0 | 0 | 0 | 0 | 304 | 0 | 0 | 0 | 0 | 0 | 0 | 0 | 0 | 0 | 0 | 0 | 0 | 0 | 0 | 0 | 0 | 0 | 0 |  | 4849 | 304-999F | [40 empty] | 0 | 0 | 0 |  |  |  | 0 | 5000000
306-2246 | 131580.9114 | 0 | 131580.9114 | 0 | 0% | 100% | 0% | 11338.2014 | 23616.6642 | 14.8758 | 10322.4275 | 1000.8981 | 30.9852 | 21500.8798 | 2084.7992 | 306 | 0.051741 | 0.051741 | 0.051741 | 2543078.4101 | 172.635 | 119792.7586 | 11615.5178 | 3336.5359 | 2315247.5145 | 224494.36 | 2323943.7736 | 3049.0298 | 2115744.8409 | 205149.896 | 2086636.604 | 2737.6812 | 1899697.7018 | 184201.2212 |  | 4850 | 306-2246 | 131580.9114 | 120242.71 | 107964.2472 | 0 | 0 | 0 | 131580.9114 | 120242.71 | 107964.2472 | 0 | 172.635 | 157.7592 | 141.6498 | 0 | 0 | 0 | 172.635 | 157.7592 | 141.6498 | 0 | 11615.5178 | 10614.6197 | 9530.7185 | 0 | 0 | 0 | 11615.5178 | 10614.6197 | 9530.7185 | 0 | 119792.7586 | 109470.3311 | 98291.8788 | 0 | 0 | 0 | 119792.7586 | 109470.3311 | 98291.8788 | 0 | 0 | 0 | 0 | 0.051741 | 0.051741 | 0.051741 | 0 | 5000000
306-2255 | 0 | 0 | 0 | 0 | 0% | 0% | 0% | 0 | 0 | 0 | 0 | 0 | 0 | 0 | 0 | 306 | 0 | 0 | 0 | 0 | 0 | 0 | 0 | 0 | 0 | 0 | 0 | 0 | 0 | 0 | 0 | 0 | 0 | 0 |  | 4851 | 306-2255 | [40 empty] | 0 | 0 | 0 |  |  |  | 0 | 5000000
306-2257F | 0 | 0 | 0 | 0 | 0% | 0% | 0% | 0 | 0 | 0 | 0 | 0 | 0 | 0 | 0 | 306 | 0 | 0 | 0 | 0 | 0 | 0 | 0 | 0 | 0 | 0 | 0 | 0 | 0 | 0 | 0 | 0 | 0 | 0 |  | 4852 | 306-2257F | [40 empty] | 0 | 0 | 0 |  |  |  | 0 | 5000000
306-2258F | 122043.9607 | 0 | 122043.9607 | 0 | 0% | 100% | 0% | 10482.6242 | 21838.3162 | 16.853 | 9466.5727 | 999.1984 | 35.1097 | 19721.5891 | 2081.6173 | 306 | 0.051719 | 0.051719 | 0.051719 | 2359750.9755 | 196.2116 | 110214.5804 | 11633.1686 | 3793.8012 | 2131026.9031 | 224930.2697 | 2157066.7743 | 3467.9432 | 1947988.3136 | 205610.5146 | 1937501.5855 | 3114.9456 | 1749704.9634 | 184681.6716 |  | 4853 | 306-2258F | 122043.9607 | 111561.3365 | 100205.6445 | 0 | 0 | 0 | 122043.9607 | 111561.3365 | 100205.6445 | 0 | 196.2116 | 179.3586 | 161.1019 | 0 | 0 | 0 | 196.2116 | 179.3586 | 161.1019 | 0 | 11633.1686 | 10633.9702 | 9551.5514 | 0 | 0 | 0 | 11633.1686 | 10633.9702 | 9551.5514 | 0 | 110214.5804 | 100748.0077 | 90492.9913 | 0 | 0 | 0 | 110214.5804 | 100748.0077 | 90492.9913 | 0 | 0 | 0 | 0 | 0.051719 | 0.051719 | 0.051719 | 0 | 5000000
306-960 | 2984.4414 | 0 | 2984.4414 | 0 | 0% | 100% | 0% | 255.4773 | 532.9893 | 0.17466 | 210.8502 | 44.4524 | 0.36437 | 439.886 | 92.7389 | 306 | 0.052035 | 0.052035 | 0.052035 | 57354.5006 | 2.0403 | 2463.1154 | 519.2857 | 39.21 | 47335.7434 | 9979.5472 | 52444.7796 | 35.8535 | 43283.6586 | 9125.2673 | 47111.6009 | 32.2075 | 38882.0865 | 8197.3069 |  | 4854 | 306-960 | 2984.4414 | 2728.9641 | 2451.4522 | 0 | 0 | 0 | 2984.4414 | 2728.9641 | 2451.4522 | 0 | 2.0403 | 1.8656 | 1.6759 | 0 | 0 | 0 | 2.0403 | 1.8656 | 1.6759 | 0 | 519.2857 | 474.8333 | 426.5469 | 0 | 0 | 0 | 519.2857 | 474.8333 | 426.5469 | 0 | 2463.1154 | 2252.2652 | 2023.2294 | 0 | 0 | 0 | 2463.1154 | 2252.2652 | 2023.2294 | 0 | 0 | 0 | 0 | 0.052035 | 0.052035 | 0.052035 | 0 | 5000000
307-1539 | 0 | 0 | 0 | 0 | 0% | 0% | 0% | 0 | 0 | 0 | 0 | 0 | 0 | 0 | 0 | 307 | 0 | 0 | 0 | 0 | 0 | 0 | 0 | 0 | 0 | 0 | 0 | 0 | 0 | 0 | 0 | 0 | 0 | 0 |  | 4855 | 307-1539 | [40 empty] | 0 | 0 | 0 |  |  |  | 0 | 5000000
308-483 | 0 | 0 | 0 | 0 | 0% | 0% | 0% | 0 | 0 | 0 | 0 | 0 | 0 | 0 | 0 | 308 | 0 | 0 | 0 | 0 | 0 | 0 | 0 | 0 | 0 | 0 | 0 | 0 | 0 | 0 | 0 | 0 | 0 | 0 |  | 4856 | 308-483 | [40 empty] | 0 | 0 | 0 |  |  |  | 0 | 5000000
309-12 | 0 | 0 | 0 | 0 | 0% | 0% | 0% | 0 | 0 | 0 | 0 | 0 | 0 | 0 | 0 | 309 | 0 | 0 | 0 | 0 | 0 | 0 | 0 | 0 | 0 | 0 | 0 | 0 | 0 | 0 | 0 | 0 | 0 | 0 |  | 4857 | 309-12 | [40 empty] | 0 | 0 | 0 |  |  |  | 0 | 5000000
309-13 | 0 | 0 | 0 | 0 | 0% | 0% | 0% | 0 | 0 | 0 | 0 | 0 | 0 | 0 | 0 | 309 | 0 | 0 | 0 | 0 | 0 | 0 | 0 | 0 | 0 | 0 | 0 | 0 | 0 | 0 | 0 | 0 | 0 | 0 |  | 4858 | 309-13 | [40 empty] | 0 | 0 | 0 |  |  |  | 0 | 5000000
310-1191 | 0 | 0 | 0 | 0 | 0% | 0% | 0% | 0 | 0 | 0 | 0 | 0 | 0 | 0 | 0 | 310 | 0 | 0 | 0 | 0 | 0 | 0 | 0 | 0 | 0 | 0 | 0 | 0 | 0 | 0 | 0 | 0 | 0 | 0 |  | 4859 | 310-1191 | [40 empty] | 0 | 0 | 0 |  |  |  | 0 | 5000000
310-1193F | 0 | 0 | 0 | 0 | 0% | 0% | 0% | 0 | 0 | 0 | 0 | 0 | 0 | 0 | 0 | 310 | 0 | 0 | 0 | 0 | 0 | 0 | 0 | 0 | 0 | 0 | 0 | 0 | 0 | 0 | 0 | 0 | 0 | 0 |  | 4860 | 310-1193F | [40 empty] | 0 | 0 | 0 |  |  |  | 0 | 5000000
310-32F | 0 | 0 | 0 | 0 | 0% | 0% | 0% | 0 | 0 | 0 | 0 | 0 | 0 | 0 | 0 | 310 | 0 | 0 | 0 | 0 | 0 | 0 | 0 | 0 | 0 | 0 | 0 | 0 | 0 | 0 | 0 | 0 | 0 | 0 |  | 4861 | 310-32F | [40 empty] | 0 | 0 | 0 |  |  |  | 0 | 5000000
310-33F | 0 | 0 | 0 | 0 | 0% | 0% | 0% | 0 | 0 | 0 | 0 | 0 | 0 | 0 | 0 | 310 | 0 | 0 | 0 | 0 | 0 | 0 | 0 | 0 | 0 | 0 | 0 | 0 | 0 | 0 | 0 | 0 | 0 | 0 |  | 4862 | 310-33F | [40 empty] | 0 | 0 | 0 |  |  |  | 0 | 5000000
310-34 | 0 | 0 | 0 | 0 | 0% | 0% | 0% | 0 | 0 | 0 | 0 | 0 | 0 | 0 | 0 | 310 | 0 | 0 | 0 | 0 | 0 | 0 | 0 | 0 | 0 | 0 | 0 | 0 | 0 | 0 | 0 | 0 | 0 | 0 |  | 4863 | 310-34 | [40 empty] | 0 | 0 | 0 |  |  |  | 0 | 5000000
310-35F | 0 | 0 | 0 | 0 | 0% | 0% | 0% | 0 | 0 | 0 | 0 | 0 | 0 | 0 | 0 | 310 | 0 | 0 | 0 | 0 | 0 | 0 | 0 | 0 | 0 | 0 | 0 | 0 | 0 | 0 | 0 | 0 | 0 | 0 |  | 4864 | 310-35F | [40 empty] | 0 | 0 | 0 |  |  |  | 0 | 5000000
310-456AE | 0 | 0 | 0 | 0 | 0% | 0% | 0% | 0 | 0 | 0 | 0 | 0 | 0 | 0 | 0 | 310 | 0 | 0 | 0 | 0 | 0 | 0 | 0 | 0 | 0 | 0 | 0 | 0 | 0 | 0 | 0 | 0 | 0 | 0 |  | 4865 | 310-456AE | [40 empty] | 0 | 0 | 0 |  |  |  | 0 | 5000000
310-717 | 0 | 0 | 0 | 0 | 0% | 0% | 0% | 0 | 0 | 0 | 0 | 0 | 0 | 0 | 0 | 310 | 0 | 0 | 0 | 0 | 0 | 0 | 0 | 0 | 0 | 0 | 0 | 0 | 0 | 0 | 0 | 0 | 0 | 0 |  | 4866 | 310-717 | [40 empty] | 0 | 0 | 0 |  |  |  | 0 | 5000000
311-1160 | 0 | 0 | 0 | 0 | 0% | 0% | 0% | 0 | 0 | 0 | 0 | 0 | 0 | 0 | 0 | 311 | 0 | 0 | 0 | 0 | 0 | 0 | 0 | 0 | 0 | 0 | 0 | 0 | 0 | 0 | 0 | 0 | 0 | 0 |  | 4867 | 311-1160 | [40 empty] | 0 | 0 | 0 |  |  |  | 0 | 5000000
311-1161F | 0 | 0 | 0 | 0 | 0% | 0% | 0% | 0 | 0 | 0 | 0 | 0 | 0 | 0 | 0 | 311 | 0 | 0 | 0 | 0 | 0 | 0 | 0 | 0 | 0 | 0 | 0 | 0 | 0 | 0 | 0 | 0 | 0 | 0 |  | 4868 | 311-1161F | [40 empty] | 0 | 0 | 0 |  |  |  | 0 | 5000000
311-1162F | 0 | 0 | 0 | 0 | 0% | 0% | 0% | 0 | 0 | 0 | 0 | 0 | 0 | 0 | 0 | 311 | 0 | 0 | 0 | 0 | 0 | 0 | 0 | 0 | 0 | 0 | 0 | 0 | 0 | 0 | 0 | 0 | 0 | 0 |  | 4869 | 311-1162F | [40 empty] | 0 | 0 | 0 |  |  |  | 0 | 5000000
299-816 | 0 | 0 | 0 | 0 | 0% | 0% | 0% | 0 | 0 | 0 | 0 | 0 | 0 | 0 | 0 | 299 | 0 | 0 | 0 | 0 | 0 | 0 | 0 | 0 | 0 | 0 | 0 | 0 | 0 | 0 | 0 | 0 | 0 | 0 |  | 4870 | 299-816 | [40 empty] | 0 | 0 | 0 |  |  |  | 0 | 5000000
299-1152 | 0 | 0 | 0 | 0 | 0% | 0% | 0% | 0 | 0 | 0 | 0 | 0 | 0 | 0 | 0 | 299 | 0 | 0 | 0 | 0 | 0 | 0 | 0 | 0 | 0 | 0 | 0 | 0 | 0 | 0 | 0 | 0 | 0 | 0 |  | 4871 | 299-1152 | [40 empty] | 0 | 0 | 0 |  |  |  | 0 | 5000000
312-1179 | 0 | 0 | 0 | 0 | 0% | 0% | 0% | 0 | 0 | 0 | 0 | 0 | 0 | 0 | 0 | 312 | 0 | 0 | 0 | 0 | 0 | 0 | 0 | 0 | 0 | 0 | 0 | 0 | 0 | 0 | 0 | 0 | 0 | 0 |  | 4872 | 312-1179 | [40 empty] | 0 | 0 | 0 |  |  |  | 0 | 5000000
299-1009 | 0 | 0 | 0 | 0 | 0% | 0% | 0% | 0 | 0 | 0 | 0 | 0 | 0 | 0 | 0 | 299 | 0 | 0 | 0 | 0 | 0 | 0 | 0 | 0 | 0 | 0 | 0 | 0 | 0 | 0 | 0 | 0 | 0 | 0 |  | 4873 | 299-1009 | [40 empty] | 0 | 0 | 0 |  |  |  | 0 | 5000000
293-20AE | 0 | 0 | 0 | 0 | 0% | 0% | 0% | 0 | 0 | 0 | 0 | 0 | 0 | 0 | 0 | 293 | 0 | 0 | 0 | 0 | 0 | 0 | 0 | 0 | 0 | 0 | 0 | 0 | 0 | 0 | 0 | 0 | 0 | 0 |  | 4874 | 293-20AE | [40 empty] | 0 | 0 | 0 |  |  |  | 0 | 5000000
293-21 | 0 | 0 | 0 | 0 | 0% | 0% | 0% | 0 | 0 | 0 | 0 | 0 | 0 | 0 | 0 | 293 | 0 | 0 | 0 | 0 | 0 | 0 | 0 | 0 | 0 | 0 | 0 | 0 | 0 | 0 | 0 | 0 | 0 | 0 |  | 4875 | 293-21 | [40 empty] | 0 | 0 | 0 |  |  |  | 0 | 5000000
293-25F | 0 | 0 | 0 | 0 | 0% | 0% | 0% | 0 | 0 | 0 | 0 | 0 | 0 | 0 | 0 | 293 | 0 | 0 | 0 | 0 | 0 | 0 | 0 | 0 | 0 | 0 | 0 | 0 | 0 | 0 | 0 | 0 | 0 | 0 |  | 4876 | 293-25F | [40 empty] | 0 | 0 | 0 |  |  |  | 0 | 5000000
293-26F | 0 | 0 | 0 | 0 | 0% | 0% | 0% | 0 | 0 | 0 | 0 | 0 | 0 | 0 | 0 | 293 | 0 | 0 | 0 | 0 | 0 | 0 | 0 | 0 | 0 | 0 | 0 | 0 | 0 | 0 | 0 | 0 | 0 | 0 |  | 4877 | 293-26F | [40 empty] | 0 | 0 | 0 |  |  |  | 0 | 5000000
293-27F | 0 | 0 | 0 | 0 | 0% | 0% | 0% | 0 | 0 | 0 | 0 | 0 | 0 | 0 | 0 | 293 | 0 | 0 | 0 | 0 | 0 | 0 | 0 | 0 | 0 | 0 | 0 | 0 | 0 | 0 | 0 | 0 | 0 | 0 |  | 4878 | 293-27F | [40 empty] | 0 | 0 | 0 |  |  |  | 0 | 5000000
294-36 | 0 | 0 | 0 | 0 | 0% | 0% | 0% | 0 | 0 | 0 | 0 | 0 | 0 | 0 | 0 | 294 | 0 | 0 | 0 | 0 | 0 | 0 | 0 | 0 | 0 | 0 | 0 | 0 | 0 | 0 | 0 | 0 | 0 | 0 |  | 4879 | 294-36 | [40 empty] | 0 | 0 | 0 |  |  |  | 0 | 5000000
294-41F | 0 | 0 | 0 | 0 | 0% | 0% | 0% | 0 | 0 | 0 | 0 | 0 | 0 | 0 | 0 | 294 | 0 | 0 | 0 | 0 | 0 | 0 | 0 | 0 | 0 | 0 | 0 | 0 | 0 | 0 | 0 | 0 | 0 | 0 |  | 4880 | 294-41F | [40 empty] | 0 | 0 | 0 |  |  |  | 0 | 5000000
294-43F | 0 | 0 | 0 | 0 | 0% | 0% | 0% | 0 | 0 | 0 | 0 | 0 | 0 | 0 | 0 | 294 | 0 | 0 | 0 | 0 | 0 | 0 | 0 | 0 | 0 | 0 | 0 | 0 | 0 | 0 | 0 | 0 | 0 | 0 |  | 4881 | 294-43F | [40 empty] | 0 | 0 | 0 |  |  |  | 0 | 5000000
294-590F | 0 | 0 | 0 | 0 | 0% | 0% | 0% | 0 | 0 | 0 | 0 | 0 | 0 | 0 | 0 | 294 | 0 | 0 | 0 | 0 | 0 | 0 | 0 | 0 | 0 | 0 | 0 | 0 | 0 | 0 | 0 | 0 | 0 | 0 |  | 4882 | 294-590F | [40 empty] | 0 | 0 | 0 |  |  |  | 0 | 5000000
294-591 | 0 | 0 | 0 | 0 | 0% | 0% | 0% | 0 | 0 | 0 | 0 | 0 | 0 | 0 | 0 | 294 | 0 | 0 | 0 | 0 | 0 | 0 | 0 | 0 | 0 | 0 | 0 | 0 | 0 | 0 | 0 | 0 | 0 | 0 |  | 4883 | 294-591 | [40 empty] | 0 | 0 | 0 |  |  |  | 0 | 5000000
294-592F | 0 | 0 | 0 | 0 | 0% | 0% | 0% | 0 | 0 | 0 | 0 | 0 | 0 | 0 | 0 | 294 | 0 | 0 | 0 | 0 | 0 | 0 | 0 | 0 | 0 | 0 | 0 | 0 | 0 | 0 | 0 | 0 | 0 | 0 |  | 4884 | 294-592F | [40 empty] | 0 | 0 | 0 |  |  |  | 0 | 5000000
295-1202 | 0 | 0 | 0 | 0 | 0% | 0% | 0% | 0 | 0 | 0 | 0 | 0 | 0 | 0 | 0 | 295 | 0 | 0 | 0 | 0 | 0 | 0 | 0 | 0 | 0 | 0 | 0 | 0 | 0 | 0 | 0 | 0 | 0 | 0 |  | 4885 | 295-1202 | [40 empty] | 0 | 0 | 0 |  |  |  | 0 | 5000000
295-519 | 0 | 0 | 0 | 0 | 0% | 0% | 0% | 0 | 0 | 0 | 0 | 0 | 0 | 0 | 0 | 295 | 0 | 0 | 0 | 0 | 0 | 0 | 0 | 0 | 0 | 0 | 0 | 0 | 0 | 0 | 0 | 0 | 0 | 0 |  | 4886 | 295-519 | [40 empty] | 0 | 0 | 0 |  |  |  | 0 | 5000000
295-520 | 0 | 0 | 0 | 0 | 0% | 0% | 0% | 0 | 0 | 0 | 0 | 0 | 0 | 0 | 0 | 295 | 0 | 0 | 0 | 0 | 0 | 0 | 0 | 0 | 0 | 0 | 0 | 0 | 0 | 0 | 0 | 0 | 0 | 0 |  | 4887 | 295-520 | [40 empty] | 0 | 0 | 0 |  |  |  | 0 | 5000000
295-521AE | 0 | 0 | 0 | 0 | 0% | 0% | 0% | 0 | 0 | 0 | 0 | 0 | 0 | 0 | 0 | 295 | 0 | 0 | 0 | 0 | 0 | 0 | 0 | 0 | 0 | 0 | 0 | 0 | 0 | 0 | 0 | 0 | 0 | 0 |  | 4888 | 295-521AE | [40 empty] | 0 | 0 | 0 |  |  |  | 0 | 5000000
296-10AE | 0 | 0 | 0 | 0 | 0% | 0% | 0% | 0 | 0 | 0 | 0 | 0 | 0 | 0 | 0 | 296 | 0 | 0 | 0 | 0 | 0 | 0 | 0 | 0 | 0 | 0 | 0 | 0 | 0 | 0 | 0 | 0 | 0 | 0 |  | 4889 | 296-10AE | [40 empty] | 0 | 0 | 0 |  |  |  | 0 | 5000000
296-2651 | 0 | 0 | 0 | 0 | 0% | 0% | 0% | 0 | 0 | 0 | 0 | 0 | 0 | 0 | 0 | 296 | 0 | 0 | 0 | 0 | 0 | 0 | 0 | 0 | 0 | 0 | 0 | 0 | 0 | 0 | 0 | 0 | 0 | 0 |  | 4890 | 296-2651 | [40 empty] | 0 | 0 | 0 |  |  |  | 0 | 5000000
296-2652F | 0 | 0 | 0 | 0 | 0% | 0% | 0% | 0 | 0 | 0 | 0 | 0 | 0 | 0 | 0 | 296 | 0 | 0 | 0 | 0 | 0 | 0 | 0 | 0 | 0 | 0 | 0 | 0 | 0 | 0 | 0 | 0 | 0 | 0 |  | 4891 | 296-2652F | [40 empty] | 0 | 0 | 0 |  |  |  | 0 | 5000000
296-2653F | 0 | 0 | 0 | 0 | 0% | 0% | 0% | 0 | 0 | 0 | 0 | 0 | 0 | 0 | 0 | 296 | 0 | 0 | 0 | 0 | 0 | 0 | 0 | 0 | 0 | 0 | 0 | 0 | 0 | 0 | 0 | 0 | 0 | 0 |  | 4892 | 296-2653F | [40 empty] | 0 | 0 | 0 |  |  |  | 0 | 5000000
296-2654F | 0 | 0 | 0 | 0 | 0% | 0% | 0% | 0 | 0 | 0 | 0 | 0 | 0 | 0 | 0 | 296 | 0 | 0 | 0 | 0 | 0 | 0 | 0 | 0 | 0 | 0 | 0 | 0 | 0 | 0 | 0 | 0 | 0 | 0 |  | 4893 | 296-2654F | [40 empty] | 0 | 0 | 0 |  |  |  | 0 | 5000000
296-67 | 0 | 0 | 0 | 0 | 0% | 0% | 0% | 0 | 0 | 0 | 0 | 0 | 0 | 0 | 0 | 296 | 0 | 0 | 0 | 0 | 0 | 0 | 0 | 0 | 0 | 0 | 0 | 0 | 0 | 0 | 0 | 0 | 0 | 0 |  | 4894 | 296-67 | [40 empty] | 0 | 0 | 0 |  |  |  | 0 | 5000000
296-69 | 0 | 0 | 0 | 0 | 0% | 0% | 0% | 0 | 0 | 0 | 0 | 0 | 0 | 0 | 0 | 296 | 0 | 0 | 0 | 0 | 0 | 0 | 0 | 0 | 0 | 0 | 0 | 0 | 0 | 0 | 0 | 0 | 0 | 0 |  | 4895 | 296-69 | [40 empty] | 0 | 0 | 0 |  |  |  | 0 | 5000000
296-8 | 0 | 0 | 0 | 0 | 0% | 0% | 0% | 0 | 0 | 0 | 0 | 0 | 0 | 0 | 0 | 296 | 0 | 0 | 0 | 0 | 0 | 0 | 0 | 0 | 0 | 0 | 0 | 0 | 0 | 0 | 0 | 0 | 0 | 0 |  | 4896 | 296-8 | [40 empty] | 0 | 0 | 0 |  |  |  | 0 | 5000000
296-88 | 0 | 0 | 0 | 0 | 0% | 0% | 0% | 0 | 0 | 0 | 0 | 0 | 0 | 0 | 0 | 296 | 0 | 0 | 0 | 0 | 0 | 0 | 0 | 0 | 0 | 0 | 0 | 0 | 0 | 0 | 0 | 0 | 0 | 0 |  | 4897 | 296-88 | [40 empty] | 0 | 0 | 0 |  |  |  | 0 | 5000000
296-89 | 0 | 0 | 0 | 0 | 0% | 0% | 0% | 0 | 0 | 0 | 0 | 0 | 0 | 0 | 0 | 296 | 0 | 0 | 0 | 0 | 0 | 0 | 0 | 0 | 0 | 0 | 0 | 0 | 0 | 0 | 0 | 0 | 0 | 0 |  | 4898 | 296-89 | [40 empty] | 0 | 0 | 0 |  |  |  | 0 | 5000000
297-826 | 0 | 0 | 0 | 0 | 0% | 0% | 0% | 0 | 0 | 0 | 0 | 0 | 0 | 0 | 0 | 297 | 0 | 0 | 0 | 0 | 0 | 0 | 0 | 0 | 0 | 0 | 0 | 0 | 0 | 0 | 0 | 0 | 0 | 0 |  | 4899 | 297-826 | [40 empty] | 0 | 0 | 0 |  |  |  | 0 | 5000000
297-827AE | 0 | 0 | 0 | 0 | 0% | 0% | 0% | 0 | 0 | 0 | 0 | 0 | 0 | 0 | 0 | 297 | 0 | 0 | 0 | 0 | 0 | 0 | 0 | 0 | 0 | 0 | 0 | 0 | 0 | 0 | 0 | 0 | 0 | 0 |  | 4900 | 297-827AE | [40 empty] | 0 | 0 | 0 |  |  |  | 0 | 5000000
298-383AE | 0 | 0 | 0 | 0 | 0% | 0% | 0% | 0 | 0 | 0 | 0 | 0 | 0 | 0 | 0 | 298 | 0 | 0 | 0 | 0 | 0 | 0 | 0 | 0 | 0 | 0 | 0 | 0 | 0 | 0 | 0 | 0 | 0 | 0 |  | 4901 | 298-383AE | [40 empty] | 0 | 0 | 0 |  |  |  | 0 | 5000000
298-385 | 0 | 0 | 0 | 0 | 0% | 0% | 0% | 0 | 0 | 0 | 0 | 0 | 0 | 0 | 0 | 298 | 0 | 0 | 0 | 0 | 0 | 0 | 0 | 0 | 0 | 0 | 0 | 0 | 0 | 0 | 0 | 0 | 0 | 0 |  | 4902 | 298-385 | [40 empty] | 0 | 0 | 0 |  |  |  | 0 | 5000000
312-1178 | 0 | 0 | 0 | 0 | 0% | 0% | 0% | 0 | 0 | 0 | 0 | 0 | 0 | 0 | 0 | 312 | 0 | 0 | 0 | 0 | 0 | 0 | 0 | 0 | 0 | 0 | 0 | 0 | 0 | 0 | 0 | 0 | 0 | 0 |  | 4903 | 312-1178 | [40 empty] | 0 | 0 | 0 |  |  |  | 0 | 5000000
312-15F | 0 | 0 | 0 | 0 | 0% | 0% | 0% | 0 | 0 | 0 | 0 | 0 | 0 | 0 | 0 | 312 | 0 | 0 | 0 | 0 | 0 | 0 | 0 | 0 | 0 | 0 | 0 | 0 | 0 | 0 | 0 | 0 | 0 | 0 |  | 4904 | 312-15F | [40 empty] | 0 | 0 | 0 |  |  |  | 0 | 5000000
34-77 | 0 | 0 | 0 | 0 | 0% | 0% | 0% | 0 | 0 | 0 | 0 | 0 | 0 | 0 | 0 | 34 | 0 | 0 | 0 | 0 | 0 | 0 | 0 | 0 | 0 | 0 | 0 | 0 | 0 | 0 | 0 | 0 | 0 | 0 |  | 4905 | 34-77 | [40 empty] | 0 | 0 | 0 |  |  |  | 0 | 5000000
322-829F | 0 | 0 | 0 | 0 | 0% | 0% | 0% | 0 | 0 | 0 | 0 | 0 | 0 | 0 | 0 | 322 | 0 | 0 | 0 | 0 | 0 | 0 | 0 | 0 | 0 | 0 | 0 | 0 | 0 | 0 | 0 | 0 | 0 | 0 |  | 4906 | 322-829F | [40 empty] | 0 | 0 | 0 |  |  |  | 0 | 5000000
323-1116F | 0 | 0 | 0 | 0 | 0% | 0% | 0% | 0 | 0 | 0 | 0 | 0 | 0 | 0 | 0 | 323 | 0 | 0 | 0 | 0 | 0 | 0 | 0 | 0 | 0 | 0 | 0 | 0 | 0 | 0 | 0 | 0 | 0 | 0 |  | 4907 | 323-1116F | [40 empty] | 0 | 0 | 0 |  |  |  | 0 | 5000000
323-1117F | 0 | 0 | 0 | 0 | 0% | 0% | 0% | 0 | 0 | 0 | 0 | 0 | 0 | 0 | 0 | 323 | 0 | 0 | 0 | 0 | 0 | 0 | 0 | 0 | 0 | 0 | 0 | 0 | 0 | 0 | 0 | 0 | 0 | 0 |  | 4908 | 323-1117F | [40 empty] | 0 | 0 | 0 |  |  |  | 0 | 5000000
323-1118 | 0 | 0 | 0 | 0 | 0% | 0% | 0% | 0 | 0 | 0 | 0 | 0 | 0 | 0 | 0 | 323 | 0 | 0 | 0 | 0 | 0 | 0 | 0 | 0 | 0 | 0 | 0 | 0 | 0 | 0 | 0 | 0 | 0 | 0 |  | 4909 | 323-1118 | [40 empty] | 0 | 0 | 0 |  |  |  | 0 | 5000000
323-1119F | 0 | 0 | 0 | 0 | 0% | 0% | 0% | 0 | 0 | 0 | 0 | 0 | 0 | 0 | 0 | 323 | 0 | 0 | 0 | 0 | 0 | 0 | 0 | 0 | 0 | 0 | 0 | 0 | 0 | 0 | 0 | 0 | 0 | 0 |  | 4910 | 323-1119F | [40 empty] | 0 | 0 | 0 |  |  |  | 0 | 5000000
323-1133F | 0 | 0 | 0 | 0 | 0% | 0% | 0% | 0 | 0 | 0 | 0 | 0 | 0 | 0 | 0 | 323 | 0 | 0 | 0 | 0 | 0 | 0 | 0 | 0 | 0 | 0 | 0 | 0 | 0 | 0 | 0 | 0 | 0 | 0 |  | 4911 | 323-1133F | [40 empty] | 0 | 0 | 0 |  |  |  | 0 | 5000000
323-1135 | 0 | 0 | 0 | 0 | 0% | 0% | 0% | 0 | 0 | 0 | 0 | 0 | 0 | 0 | 0 | 323 | 0 | 0 | 0 | 0 | 0 | 0 | 0 | 0 | 0 | 0 | 0 | 0 | 0 | 0 | 0 | 0 | 0 | 0 |  | 4912 | 323-1135 | [40 empty] | 0 | 0 | 0 |  |  |  | 0 | 5000000
323-473 | 0 | 0 | 0 | 0 | 0% | 0% | 0% | 0 | 0 | 0 | 0 | 0 | 0 | 0 | 0 | 323 | 0 | 0 | 0 | 0 | 0 | 0 | 0 | 0 | 0 | 0 | 0 | 0 | 0 | 0 | 0 | 0 | 0 | 0 |  | 4913 | 323-473 | [40 empty] | 0 | 0 | 0 |  |  |  | 0 | 5000000
323-474 | 0 | 0 | 0 | 0 | 0% | 0% | 0% | 0 | 0 | 0 | 0 | 0 | 0 | 0 | 0 | 323 | 0 | 0 | 0 | 0 | 0 | 0 | 0 | 0 | 0 | 0 | 0 | 0 | 0 | 0 | 0 | 0 | 0 | 0 |  | 4914 | 323-474 | [40 empty] | 0 | 0 | 0 |  |  |  | 0 | 5000000
324-41 | 0 | 0 | 0 | 0 | 0% | 0% | 0% | 0 | 0 | 0 | 0 | 0 | 0 | 0 | 0 | 324 | 0 | 0 | 0 | 0 | 0 | 0 | 0 | 0 | 0 | 0 | 0 | 0 | 0 | 0 | 0 | 0 | 0 | 0 |  | 4915 | 324-41 | [40 empty] | 0 | 0 | 0 |  |  |  | 0 | 5000000
324-42F | 0 | 0 | 0 | 0 | 0% | 0% | 0% | 0 | 0 | 0 | 0 | 0 | 0 | 0 | 0 | 324 | 0 | 0 | 0 | 0 | 0 | 0 | 0 | 0 | 0 | 0 | 0 | 0 | 0 | 0 | 0 | 0 | 0 | 0 |  | 4916 | 324-42F | [40 empty] | 0 | 0 | 0 |  |  |  | 0 | 5000000
324-44F | 0 | 0 | 0 | 0 | 0% | 0% | 0% | 0 | 0 | 0 | 0 | 0 | 0 | 0 | 0 | 324 | 0 | 0 | 0 | 0 | 0 | 0 | 0 | 0 | 0 | 0 | 0 | 0 | 0 | 0 | 0 | 0 | 0 | 0 |  | 4917 | 324-44F | [40 empty] | 0 | 0 | 0 |  |  |  | 0 | 5000000
325-1228 | 0 | 0 | 0 | 0 | 0% | 0% | 0% | 0 | 0 | 0 | 0 | 0 | 0 | 0 | 0 | 325 | 0 | 0 | 0 | 0 | 0 | 0 | 0 | 0 | 0 | 0 | 0 | 0 | 0 | 0 | 0 | 0 | 0 | 0 |  | 4918 | 325-1228 | [40 empty] | 0 | 0 | 0 |  |  |  | 0 | 5000000
326-25 | 0 | 0 | 0 | 0 | 0% | 0% | 0% | 0 | 0 | 0 | 0 | 0 | 0 | 0 | 0 | 326 | 0 | 0 | 0 | 0 | 0 | 0 | 0 | 0 | 0 | 0 | 0 | 0 | 0 | 0 | 0 | 0 | 0 | 0 |  | 4919 | 326-25 | [40 empty] | 0 | 0 | 0 |  |  |  | 0 | 5000000
329-11 | 0 | 0 | 0 | 0 | 0% | 0% | 0% | 0 | 0 | 0 | 0 | 0 | 0 | 0 | 0 | 329 | 0 | 0 | 0 | 0 | 0 | 0 | 0 | 0 | 0 | 0 | 0 | 0 | 0 | 0 | 0 | 0 | 0 | 0 |  | 4920 | 329-11 | [40 empty] | 0 | 0 | 0 |  |  |  | 0 | 5000000
329-217 | 0 | 0 | 0 | 0 | 0% | 0% | 0% | 0 | 0 | 0 | 0 | 0 | 0 | 0 | 0 | 329 | 0 | 0 | 0 | 0 | 0 | 0 | 0 | 0 | 0 | 0 | 0 | 0 | 0 | 0 | 0 | 0 | 0 | 0 |  | 4921 | 329-217 | [40 empty] | 0 | 0 | 0 |  |  |  | 0 | 5000000
331-43 | 0 | 0 | 0 | 0 | 0% | 0% | 0% | 0 | 0 | 0 | 0 | 0 | 0 | 0 | 0 | 331 | 0 | 0 | 0 | 0 | 0 | 0 | 0 | 0 | 0 | 0 | 0 | 0 | 0 | 0 | 0 | 0 | 0 | 0 |  | 4922 | 331-43 | [40 empty] | 0 | 0 | 0 |  |  |  | 0 | 5000000
334-43 | 0 | 0 | 0 | 0 | 0% | 0% | 0% | 0 | 0 | 0 | 0 | 0 | 0 | 0 | 0 | 334 | 0 | 0 | 0 | 0 | 0 | 0 | 0 | 0 | 0 | 0 | 0 | 0 | 0 | 0 | 0 | 0 | 0 | 0 |  | 4923 | 334-43 | [40 empty] | 0 | 0 | 0 |  |  |  | 0 | 5000000
34-238 | 0 | 0 | 0 | 0 | 0% | 0% | 0% | 0 | 0 | 0 | 0 | 0 | 0 | 0 | 0 | 34 | 0 | 0 | 0 | 0 | 0 | 0 | 0 | 0 | 0 | 0 | 0 | 0 | 0 | 0 | 0 | 0 | 0 | 0 |  | 4924 | 34-238 | [40 empty] | 0 | 0 | 0 |  |  |  | 0 | 5000000
34-239 | 0 | 0 | 0 | 0 | 0% | 0% | 0% | 0 | 0 | 0 | 0 | 0 | 0 | 0 | 0 | 34 | 0 | 0 | 0 | 0 | 0 | 0 | 0 | 0 | 0 | 0 | 0 | 0 | 0 | 0 | 0 | 0 | 0 | 0 |  | 4925 | 34-239 | [40 empty] | 0 | 0 | 0 |  |  |  | 0 | 5000000
34-240 | 0 | 0 | 0 | 0 | 0% | 0% | 0% | 0 | 0 | 0 | 0 | 0 | 0 | 0 | 0 | 34 | 0 | 0 | 0 | 0 | 0 | 0 | 0 | 0 | 0 | 0 | 0 | 0 | 0 | 0 | 0 | 0 | 0 | 0 |  | 4926 | 34-240 | [40 empty] | 0 | 0 | 0 |  |  |  | 0 | 5000000
34-242 | 0 | 0 | 0 | 0 | 0% | 0% | 0% | 0 | 0 | 0 | 0 | 0 | 0 | 0 | 0 | 34 | 0 | 0 | 0 | 0 | 0 | 0 | 0 | 0 | 0 | 0 | 0 | 0 | 0 | 0 | 0 | 0 | 0 | 0 |  | 4927 | 34-242 | [40 empty] | 0 | 0 | 0 |  |  |  | 0 | 5000000
34-75F | 0 | 0 | 0 | 0 | 0% | 0% | 0% | 0 | 0 | 0 | 0 | 0 | 0 | 0 | 0 | 34 | 0 | 0 | 0 | 0 | 0 | 0 | 0 | 0 | 0 | 0 | 0 | 0 | 0 | 0 | 0 | 0 | 0 | 0 |  | 4928 | 34-75F | [40 empty] | 0 | 0 | 0 |  |  |  | 0 | 5000000
34-76F | 0 | 0 | 0 | 0 | 0% | 0% | 0% | 0 | 0 | 0 | 0 | 0 | 0 | 0 | 0 | 34 | 0 | 0 | 0 | 0 | 0 | 0 | 0 | 0 | 0 | 0 | 0 | 0 | 0 | 0 | 0 | 0 | 0 | 0 |  | 4929 | 34-76F | [40 empty] | 0 | 0 | 0 |  |  |  | 0 | 5000000
322-830F | 0 | 0 | 0 | 0 | 0% | 0% | 0% | 0 | 0 | 0 | 0 | 0 | 0 | 0 | 0 | 322 | 0 | 0 | 0 | 0 | 0 | 0 | 0 | 0 | 0 | 0 | 0 | 0 | 0 | 0 | 0 | 0 | 0 | 0 |  | 4930 | 322-830F | [40 empty] | 0 | 0 | 0 |  |  |  | 0 | 5000000
322-828F | 0 | 0 | 0 | 0 | 0% | 0% | 0% | 0 | 0 | 0 | 0 | 0 | 0 | 0 | 0 | 322 | 0 | 0 | 0 | 0 | 0 | 0 | 0 | 0 | 0 | 0 | 0 | 0 | 0 | 0 | 0 | 0 | 0 | 0 |  | 4931 | 322-828F | [40 empty] | 0 | 0 | 0 |  |  |  | 0 | 5000000
312-16 | 0 | 0 | 0 | 0 | 0% | 0% | 0% | 0 | 0 | 0 | 0 | 0 | 0 | 0 | 0 | 312 | 0 | 0 | 0 | 0 | 0 | 0 | 0 | 0 | 0 | 0 | 0 | 0 | 0 | 0 | 0 | 0 | 0 | 0 |  | 4932 | 312-16 | [40 empty] | 0 | 0 | 0 |  |  |  | 0 | 5000000
322-824 | 0 | 0 | 0 | 0 | 0% | 0% | 0% | 0 | 0 | 0 | 0 | 0 | 0 | 0 | 0 | 322 | 0 | 0 | 0 | 0 | 0 | 0 | 0 | 0 | 0 | 0 | 0 | 0 | 0 | 0 | 0 | 0 | 0 | 0 |  | 4933 | 322-824 | [40 empty] | 0 | 0 | 0 |  |  |  | 0 | 5000000
312-25 | 0 | 0 | 0 | 0 | 0% | 0% | 0% | 0 | 0 | 0 | 0 | 0 | 0 | 0 | 0 | 312 | 0 | 0 | 0 | 0 | 0 | 0 | 0 | 0 | 0 | 0 | 0 | 0 | 0 | 0 | 0 | 0 | 0 | 0 |  | 4934 | 312-25 | [40 empty] | 0 | 0 | 0 |  |  |  | 0 | 5000000
312-26F | 0 | 0 | 0 | 0 | 0% | 0% | 0% | 0 | 0 | 0 | 0 | 0 | 0 | 0 | 0 | 312 | 0 | 0 | 0 | 0 | 0 | 0 | 0 | 0 | 0 | 0 | 0 | 0 | 0 | 0 | 0 | 0 | 0 | 0 |  | 4935 | 312-26F | [40 empty] | 0 | 0 | 0 |  |  |  | 0 | 5000000
312-27F | 0 | 0 | 0 | 0 | 0% | 0% | 0% | 0 | 0 | 0 | 0 | 0 | 0 | 0 | 0 | 312 | 0 | 0 | 0 | 0 | 0 | 0 | 0 | 0 | 0 | 0 | 0 | 0 | 0 | 0 | 0 | 0 | 0 | 0 |  | 4936 | 312-27F | [40 empty] | 0 | 0 | 0 |  |  |  | 0 | 5000000
312-42 | 0 | 0 | 0 | 0 | 0% | 0% | 0% | 0 | 0 | 0 | 0 | 0 | 0 | 0 | 0 | 312 | 0 | 0 | 0 | 0 | 0 | 0 | 0 | 0 | 0 | 0 | 0 | 0 | 0 | 0 | 0 | 0 | 0 | 0 |  | 4937 | 312-42 | [40 empty] | 0 | 0 | 0 |  |  |  | 0 | 5000000
313-547 | 0 | 0 | 0 | 0 | 0% | 0% | 0% | 0 | 0 | 0 | 0 | 0 | 0 | 0 | 0 | 313 | 0 | 0 | 0 | 0 | 0 | 0 | 0 | 0 | 0 | 0 | 0 | 0 | 0 | 0 | 0 | 0 | 0 | 0 |  | 4938 | 313-547 | [40 empty] | 0 | 0 | 0 |  |  |  | 0 | 5000000
313-919 | 0 | 0 | 0 | 0 | 0% | 0% | 0% | 0 | 0 | 0 | 0 | 0 | 0 | 0 | 0 | 313 | 0 | 0 | 0 | 0 | 0 | 0 | 0 | 0 | 0 | 0 | 0 | 0 | 0 | 0 | 0 | 0 | 0 | 0 |  | 4939 | 313-919 | [40 empty] | 0 | 0 | 0 |  |  |  | 0 | 5000000
314-11F | 0 | 0 | 0 | 0 | 0% | 0% | 0% | 0 | 0 | 0 | 0 | 0 | 0 | 0 | 0 | 314 | 0 | 0 | 0 | 0 | 0 | 0 | 0 | 0 | 0 | 0 | 0 | 0 | 0 | 0 | 0 | 0 | 0 | 0 |  | 4940 | 314-11F | [40 empty] | 0 | 0 | 0 |  |  |  | 0 | 5000000
314-12 | 0 | 0 | 0 | 0 | 0% | 0% | 0% | 0 | 0 | 0 | 0 | 0 | 0 | 0 | 0 | 314 | 0 | 0 | 0 | 0 | 0 | 0 | 0 | 0 | 0 | 0 | 0 | 0 | 0 | 0 | 0 | 0 | 0 | 0 |  | 4941 | 314-12 | [40 empty] | 0 | 0 | 0 |  |  |  | 0 | 5000000
314-1328 | 7905.8007 | 0 | 7905.8007 | 0 | 0% | 100% | 0% | 1257.1682 | 2627.1118 | 0.82565 | 996.7566 | 259.5859 | 1.7254 | 2082.9282 | 542.4582 | 314 | 0.01711 | 0.01711 | 0.01711 | 462068.1222 | 5.1922 | 6268.1822 | 1632.4264 | 303.4655 | 366354.687 | 95409.9697 | 388590.7652 | 255.2089 | 308097.5323 | 80238.0241 | 308522.0571 | 202.6233 | 244614.368 | 63705.0658 |  | 4942 | 314-1328 | 7905.8007 | 6648.6326 | 5278.689 | 0 | 0 | 0 | 7905.8007 | 6648.6326 | 5278.689 | 0 | 5.1922 | 4.3665 | 3.4668 | 0 | 0 | 0 | 5.1922 | 4.3665 | 3.4668 | 0 | 1632.4264 | 1372.8405 | 1089.9682 | 0 | 0 | 0 | 1632.4264 | 1372.8405 | 1089.9682 | 0 | 6268.1822 | 5271.4255 | 4185.254 | 0 | 0 | 0 | 6268.1822 | 5271.4255 | 4185.254 | 0 | 0 | 0 | 0 | 0.01711 | 0.01711 | 0.01711 | 0 | 5000000
314-43F | 116601.0889 | 0 | 116601.0889 | 0 | 0% | 100% | 0% | 18547.6594 | 38741.2483 | 23.6135 | 16968.5154 | 1555.5305 | 49.3225 | 35442.8263 | 3249.0995 | 314 | 0.017083 | 0.017083 | 0.017083 | 6825642.6874 | 148.4479 | 106673.6958 | 9778.9452 | 8689.9062 | 6244508.851 | 572443.9305 | 5739892.1453 | 7307.6085 | 5251198.891 | 481385.6479 | 4557791.4979 | 5802.6449 | 4169742.0521 | 382246.8009 |  | 4943 | 314-43F | 116601.0889 | 98053.4295 | 77859.8406 | 0 | 0 | 0 | 116601.0889 | 98053.4295 | 77859.8406 | 0 | 148.4479 | 124.8344 | 99.1254 | 0 | 0 | 0 | 148.4479 | 124.8344 | 99.1254 | 0 | 9778.9452 | 8223.4147 | 6529.8456 | 0 | 0 | 0 | 9778.9452 | 8223.4147 | 6529.8456 | 0 | 106673.6958 | 89705.1804 | 71230.8695 | 0 | 0 | 0 | 106673.6958 | 89705.1804 | 71230.8695 | 0 | 0 | 0 | 0 | 0.017083 | 0.017083 | 0.017083 | 0 | 5000000
314-44F | 106469.6169 | 0 | 106469.6169 | 0 | 0% | 100% | 0% | 16929.247 | 35374.0757 | 19.3082 | 15486.7916 | 1423.1471 | 40.3449 | 32360.03 | 2973.7007 | 314 | 0.017127 | 0.017127 | 0.017127 | 6216332.7125 | 121.431 | 97397.8806 | 8950.3053 | 7089.8655 | 5686670.5139 | 522572.3304 | 5227902.0692 | 5962.5384 | 4782459.0256 | 439480.4922 | 4150982.7061 | 4734.2879 | 3797298.5086 | 348949.9041 |  | 4944 | 314-44F | 106469.6169 | 89540.3699 | 71095.5412 | 0 | 0 | 0 | 106469.6169 | 89540.3699 | 71095.5412 | 0 | 121.431 | 102.1228 | 81.086 | 0 | 0 | 0 | 121.431 | 102.1228 | 81.086 | 0 | 8950.3053 | 7527.1582 | 5976.6046 | 0 | 0 | 0 | 8950.3053 | 7527.1582 | 5976.6046 | 0 | 97397.8806 | 81911.0889 | 65037.8506 | 0 | 0 | 0 | 97397.8806 | 81911.0889 | 65037.8506 | 0 | 0 | 0 | 0 | 0.017127 | 0.017127 | 0.017127 | 0 | 5000000
314-46 | 0 | 0 | 0 | 0 | 0% | 0% | 0% | 0 | 0 | 0 | 0 | 0 | 0 | 0 | 0 | 314 | 0 | 0 | 0 | 0 | 0 | 0 | 0 | 0 | 0 | 0 | 0 | 0 | 0 | 0 | 0 | 0 | 0 | 0 |  | 4945 | 314-46 | [40 empty] | 0 | 0 | 0 |  |  |  | 0 | 5000000
314-814F | 89229.892 | 0 | 89229.892 | 0 | 0% | 100% | 0% | 14182.4042 | 29645.65 | 19.5721 | 12962.5333 | 1200.2988 | 40.9119 | 27095.7392 | 2508.9989 | 314 | 0.017185 | 0.017185 | 0.017185 | 5192373.025 | 123.1398 | 81554.9627 | 7551.7894 | 7165.6258 | 4745761.53 | 439445.869 | 4367085.3184 | 6026.7047 | 3991459.28 | 369599.3322 | 3467264.2062 | 4784.9254 | 3169034.4668 | 293444.8131 |  | 4946 | 314-814F | 89229.892 | 75047.4878 | 59584.2419 | 0 | 0 | 0 | 89229.892 | 75047.4878 | 59584.2419 | 0 | 123.1398 | 103.5677 | 82.228 | 0 | 0 | 0 | 123.1398 | 103.5677 | 82.228 | 0 | 7551.7894 | 6351.4906 | 5042.7904 | 0 | 0 | 0 | 7551.7894 | 6351.4906 | 5042.7904 | 0 | 81554.9627 | 68592.4295 | 54459.2235 | 0 | 0 | 0 | 81554.9627 | 68592.4295 | 54459.2235 | 0 | 0 | 0 | 0 | 0.017185 | 0.017185 | 0.017185 | 0 | 5000000
314-816 | 0 | 0 | 0 | 0 | 0% | 0% | 0% | 0 | 0 | 0 | 0 | 0 | 0 | 0 | 0 | 314 | 0 | 0 | 0 | 0 | 0 | 0 | 0 | 0 | 0 | 0 | 0 | 0 | 0 | 0 | 0 | 0 | 0 | 0 |  | 4947 | 314-816 | [40 empty] | 0 | 0 | 0 |  |  |  | 0 | 5000000
315-1150 | 0 | 0 | 0 | 0 | 0% | 0% | 0% | 0 | 0 | 0 | 0 | 0 | 0 | 0 | 0 | 315 | 0 | 0 | 0 | 0 | 0 | 0 | 0 | 0 | 0 | 0 | 0 | 0 | 0 | 0 | 0 | 0 | 0 | 0 |  | 4948 | 315-1150 | [40 empty] | 0 | 0 | 0 |  |  |  | 0 | 5000000
315-1151 | 0 | 0 | 0 | 0 | 0% | 0% | 0% | 0 | 0 | 0 | 0 | 0 | 0 | 0 | 0 | 315 | 0 | 0 | 0 | 0 | 0 | 0 | 0 | 0 | 0 | 0 | 0 | 0 | 0 | 0 | 0 | 0 | 0 | 0 |  | 4949 | 315-1151 | [40 empty] | 0 | 0 | 0 |  |  |  | 0 | 5000000
315-1191 | 0 | 0 | 0 | 0 | 0% | 0% | 0% | 0 | 0 | 0 | 0 | 0 | 0 | 0 | 0 | 315 | 0 | 0 | 0 | 0 | 0 | 0 | 0 | 0 | 0 | 0 | 0 | 0 | 0 | 0 | 0 | 0 | 0 | 0 |  | 4950 | 315-1191 | [40 empty] | 0 | 0 | 0 |  |  |  | 0 | 5000000
315-1193F | 0 | 0 | 0 | 0 | 0% | 0% | 0% | 0 | 0 | 0 | 0 | 0 | 0 | 0 | 0 | 315 | 0 | 0 | 0 | 0 | 0 | 0 | 0 | 0 | 0 | 0 | 0 | 0 | 0 | 0 | 0 | 0 | 0 | 0 |  | 4951 | 315-1193F | [40 empty] | 0 | 0 | 0 |  |  |  | 0 | 5000000
315-1194F | 0 | 0 | 0 | 0 | 0% | 0% | 0% | 0 | 0 | 0 | 0 | 0 | 0 | 0 | 0 | 315 | 0 | 0 | 0 | 0 | 0 | 0 | 0 | 0 | 0 | 0 | 0 | 0 | 0 | 0 | 0 | 0 | 0 | 0 |  | 4952 | 315-1194F | [40 empty] | 0 | 0 | 0 |  |  |  | 0 | 5000000
315-484 | 0 | 0 | 0 | 0 | 0% | 0% | 0% | 0 | 0 | 0 | 0 | 0 | 0 | 0 | 0 | 315 | 0 | 0 | 0 | 0 | 0 | 0 | 0 | 0 | 0 | 0 | 0 | 0 | 0 | 0 | 0 | 0 | 0 | 0 |  | 4953 | 315-484 | [40 empty] | 0 | 0 | 0 |  |  |  | 0 | 5000000
315-486 | 0 | 0 | 0 | 0 | 0% | 0% | 0% | 0 | 0 | 0 | 0 | 0 | 0 | 0 | 0 | 315 | 0 | 0 | 0 | 0 | 0 | 0 | 0 | 0 | 0 | 0 | 0 | 0 | 0 | 0 | 0 | 0 | 0 | 0 |  | 4954 | 315-486 | [40 empty] | 0 | 0 | 0 |  |  |  | 0 | 5000000
320-1413F | 0 | 0 | 0 | 0 | 0% | 0% | 0% | 0 | 0 | 0 | 0 | 0 | 0 | 0 | 0 | 320 | 0 | 0 | 0 | 0 | 0 | 0 | 0 | 0 | 0 | 0 | 0 | 0 | 0 | 0 | 0 | 0 | 0 | 0 |  | 4955 | 320-1413F | [40 empty] | 0 | 0 | 0 |  |  |  | 0 | 5000000
320-1415 | 0 | 0 | 0 | 0 | 0% | 0% | 0% | 0 | 0 | 0 | 0 | 0 | 0 | 0 | 0 | 320 | 0 | 0 | 0 | 0 | 0 | 0 | 0 | 0 | 0 | 0 | 0 | 0 | 0 | 0 | 0 | 0 | 0 | 0 |  | 4956 | 320-1415 | [40 empty] | 0 | 0 | 0 |  |  |  | 0 | 5000000
320-1416F | 0 | 0 | 0 | 0 | 0% | 0% | 0% | 0 | 0 | 0 | 0 | 0 | 0 | 0 | 0 | 320 | 0 | 0 | 0 | 0 | 0 | 0 | 0 | 0 | 0 | 0 | 0 | 0 | 0 | 0 | 0 | 0 | 0 | 0 |  | 4957 | 320-1416F | [40 empty] | 0 | 0 | 0 |  |  |  | 0 | 5000000
321-739 | 0 | 0 | 0 | 0 | 0% | 0% | 0% | 0 | 0 | 0 | 0 | 0 | 0 | 0 | 0 | 321 | 0 | 0 | 0 | 0 | 0 | 0 | 0 | 0 | 0 | 0 | 0 | 0 | 0 | 0 | 0 | 0 | 0 | 0 |  | 4958 | 321-739 | [40 empty] | 0 | 0 | 0 |  |  |  | 0 | 5000000
322-823 | 0 | 0 | 0 | 0 | 0% | 0% | 0% | 0 | 0 | 0 | 0 | 0 | 0 | 0 | 0 | 322 | 0 | 0 | 0 | 0 | 0 | 0 | 0 | 0 | 0 | 0 | 0 | 0 | 0 | 0 | 0 | 0 | 0 | 0 |  | 4959 | 322-823 | [40 empty] | 0 | 0 | 0 |  |  |  | 0 | 5000000
40-1027F | 0 | 0 | 0 | 0 | 0% | 0% | 0% | 0 | 0 | 0 | 0 | 0 | 0 | 0 | 0 | 40 | 0 | 0 | 0 | 0 | 0 | 0 | 0 | 0 | 0 | 0 | 0 | 0 | 0 | 0 | 0 | 0 | 0 | 0 |  | 4960 | 40-1027F | [40 empty] | 0 | 0 | 0 |  |  |  | 0 | 5000000
40-1028 | 0 | 0 | 0 | 0 | 0% | 0% | 0% | 0 | 0 | 0 | 0 | 0 | 0 | 0 | 0 | 40 | 0 | 0 | 0 | 0 | 0 | 0 | 0 | 0 | 0 | 0 | 0 | 0 | 0 | 0 | 0 | 0 | 0 | 0 |  | 4961 | 40-1028 | [40 empty] | 0 | 0 | 0 |  |  |  | 0 | 5000000
40-1029F | 0 | 0 | 0 | 0 | 0% | 0% | 0% | 0 | 0 | 0 | 0 | 0 | 0 | 0 | 0 | 40 | 0 | 0 | 0 | 0 | 0 | 0 | 0 | 0 | 0 | 0 | 0 | 0 | 0 | 0 | 0 | 0 | 0 | 0 |  | 4962 | 40-1029F | [40 empty] | 0 | 0 | 0 |  |  |  | 0 | 5000000
435-1342F | 0 | 0 | 0 | 0 | 0% | 0% | 0% | 0 | 0 | 0 | 0 | 0 | 0 | 0 | 0 | 435 | 0 | 0 | 0 | 0 | 0 | 0 | 0 | 0 | 0 | 0 | 0 | 0 | 0 | 0 | 0 | 0 | 0 | 0 |  | 4963 | 435-1342F | [40 empty] | 0 | 0 | 0 |  |  |  | 0 | 5000000
435-25 | 0 | 0 | 0 | 0 | 0% | 0% | 0% | 0 | 0 | 0 | 0 | 0 | 0 | 0 | 0 | 435 | 0 | 0 | 0 | 0 | 0 | 0 | 0 | 0 | 0 | 0 | 0 | 0 | 0 | 0 | 0 | 0 | 0 | 0 |  | 4964 | 435-25 | [40 empty] | 0 | 0 | 0 |  |  |  | 0 | 5000000
436-1040 | 0 | 0 | 0 | 0 | 0% | 0% | 0% | 0 | 0 | 0 | 0 | 0 | 0 | 0 | 0 | 436 | 0 | 0 | 0 | 0 | 0 | 0 | 0 | 0 | 0 | 0 | 0 | 0 | 0 | 0 | 0 | 0 | 0 | 0 |  | 4965 | 436-1040 | [40 empty] | 0 | 0 | 0 |  |  |  | 0 | 5000000
436-1042 | 0 | 0 | 0 | 0 | 0% | 0% | 0% | 0 | 0 | 0 | 0 | 0 | 0 | 0 | 0 | 436 | 0 | 0 | 0 | 0 | 0 | 0 | 0 | 0 | 0 | 0 | 0 | 0 | 0 | 0 | 0 | 0 | 0 | 0 |  | 4966 | 436-1042 | [40 empty] | 0 | 0 | 0 |  |  |  | 0 | 5000000
436-1043F | 0 | 0 | 0 | 0 | 0% | 0% | 0% | 0 | 0 | 0 | 0 | 0 | 0 | 0 | 0 | 436 | 0 | 0 | 0 | 0 | 0 | 0 | 0 | 0 | 0 | 0 | 0 | 0 | 0 | 0 | 0 | 0 | 0 | 0 |  | 4967 | 436-1043F | [40 empty] | 0 | 0 | 0 |  |  |  | 0 | 5000000
436-1044F | 0 | 0 | 0 | 0 | 0% | 0% | 0% | 0 | 0 | 0 | 0 | 0 | 0 | 0 | 0 | 436 | 0 | 0 | 0 | 0 | 0 | 0 | 0 | 0 | 0 | 0 | 0 | 0 | 0 | 0 | 0 | 0 | 0 | 0 |  | 4968 | 436-1044F | [40 empty] | 0 | 0 | 0 |  |  |  | 0 | 5000000
436-109AE | 0 | 0 | 0 | 0 | 0% | 0% | 0% | 0 | 0 | 0 | 0 | 0 | 0 | 0 | 0 | 436 | 0 | 0 | 0 | 0 | 0 | 0 | 0 | 0 | 0 | 0 | 0 | 0 | 0 | 0 | 0 | 0 | 0 | 0 |  | 4969 | 436-109AE | [40 empty] | 0 | 0 | 0 |  |  |  | 0 | 5000000
436-112 | 0 | 0 | 0 | 0 | 0% | 0% | 0% | 0 | 0 | 0 | 0 | 0 | 0 | 0 | 0 | 436 | 0 | 0 | 0 | 0 | 0 | 0 | 0 | 0 | 0 | 0 | 0 | 0 | 0 | 0 | 0 | 0 | 0 | 0 |  | 4970 | 436-112 | [40 empty] | 0 | 0 | 0 |  |  |  | 0 | 5000000
436-115 | 0 | 0 | 0 | 0 | 0% | 0% | 0% | 0 | 0 | 0 | 0 | 0 | 0 | 0 | 0 | 436 | 0 | 0 | 0 | 0 | 0 | 0 | 0 | 0 | 0 | 0 | 0 | 0 | 0 | 0 | 0 | 0 | 0 | 0 |  | 4971 | 436-115 | [40 empty] | 0 | 0 | 0 |  |  |  | 0 | 5000000
436-316F | 0 | 0 | 0 | 0 | 0% | 0% | 0% | 0 | 0 | 0 | 0 | 0 | 0 | 0 | 0 | 436 | 0 | 0 | 0 | 0 | 0 | 0 | 0 | 0 | 0 | 0 | 0 | 0 | 0 | 0 | 0 | 0 | 0 | 0 |  | 4972 | 436-316F | [40 empty] | 0 | 0 | 0 |  |  |  | 0 | 5000000
436-318 | 0 | 0 | 0 | 0 | 0% | 0% | 0% | 0 | 0 | 0 | 0 | 0 | 0 | 0 | 0 | 436 | 0 | 0 | 0 | 0 | 0 | 0 | 0 | 0 | 0 | 0 | 0 | 0 | 0 | 0 | 0 | 0 | 0 | 0 |  | 4973 | 436-318 | [40 empty] | 0 | 0 | 0 |  |  |  | 0 | 5000000
436-319F | 0 | 0 | 0 | 0 | 0% | 0% | 0% | 0 | 0 | 0 | 0 | 0 | 0 | 0 | 0 | 436 | 0 | 0 | 0 | 0 | 0 | 0 | 0 | 0 | 0 | 0 | 0 | 0 | 0 | 0 | 0 | 0 | 0 | 0 |  | 4974 | 436-319F | [40 empty] | 0 | 0 | 0 |  |  |  | 0 | 5000000
436-334 | 0 | 0 | 0 | 0 | 0% | 0% | 0% | 0 | 0 | 0 | 0 | 0 | 0 | 0 | 0 | 436 | 0 | 0 | 0 | 0 | 0 | 0 | 0 | 0 | 0 | 0 | 0 | 0 | 0 | 0 | 0 | 0 | 0 | 0 |  | 4975 | 436-334 | [40 empty] | 0 | 0 | 0 |  |  |  | 0 | 5000000
437-1190 | 0 | 0 | 0 | 0 | 0% | 0% | 0% | 0 | 0 | 0 | 0 | 0 | 0 | 0 | 0 | 437 | 0 | 0 | 0 | 0 | 0 | 0 | 0 | 0 | 0 | 0 | 0 | 0 | 0 | 0 | 0 | 0 | 0 | 0 |  | 4976 | 437-1190 | [40 empty] | 0 | 0 | 0 |  |  |  | 0 | 5000000
437-1192F | 0 | 0 | 0 | 0 | 0% | 0% | 0% | 0 | 0 | 0 | 0 | 0 | 0 | 0 | 0 | 437 | 0 | 0 | 0 | 0 | 0 | 0 | 0 | 0 | 0 | 0 | 0 | 0 | 0 | 0 | 0 | 0 | 0 | 0 |  | 4977 | 437-1192F | [40 empty] | 0 | 0 | 0 |  |  |  | 0 | 5000000
437-691 | 0 | 0 | 0 | 0 | 0% | 0% | 0% | 0 | 0 | 0 | 0 | 0 | 0 | 0 | 0 | 437 | 0 | 0 | 0 | 0 | 0 | 0 | 0 | 0 | 0 | 0 | 0 | 0 | 0 | 0 | 0 | 0 | 0 | 0 |  | 4978 | 437-691 | [40 empty] | 0 | 0 | 0 |  |  |  | 0 | 5000000
438-10 | 0 | 0 | 0 | 0 | 0% | 0% | 0% | 0 | 0 | 0 | 0 | 0 | 0 | 0 | 0 | 438 | 0 | 0 | 0 | 0 | 0 | 0 | 0 | 0 | 0 | 0 | 0 | 0 | 0 | 0 | 0 | 0 | 0 | 0 |  | 4979 | 438-10 | [40 empty] | 0 | 0 | 0 |  |  |  | 0 | 5000000
438-11 | 0 | 0 | 0 | 0 | 0% | 0% | 0% | 0 | 0 | 0 | 0 | 0 | 0 | 0 | 0 | 438 | 0 | 0 | 0 | 0 | 0 | 0 | 0 | 0 | 0 | 0 | 0 | 0 | 0 | 0 | 0 | 0 | 0 | 0 |  | 4980 | 438-11 | [40 empty] | 0 | 0 | 0 |  |  |  | 0 | 5000000
438-12 | 0 | 0 | 0 | 0 | 0% | 0% | 0% | 0 | 0 | 0 | 0 | 0 | 0 | 0 | 0 | 438 | 0 | 0 | 0 | 0 | 0 | 0 | 0 | 0 | 0 | 0 | 0 | 0 | 0 | 0 | 0 | 0 | 0 | 0 |  | 4981 | 438-12 | [40 empty] | 0 | 0 | 0 |  |  |  | 0 | 5000000
438-561 | 0 | 0 | 0 | 0 | 0% | 0% | 0% | 0 | 0 | 0 | 0 | 0 | 0 | 0 | 0 | 438 | 0 | 0 | 0 | 0 | 0 | 0 | 0 | 0 | 0 | 0 | 0 | 0 | 0 | 0 | 0 | 0 | 0 | 0 |  | 4982 | 438-561 | [40 empty] | 0 | 0 | 0 |  |  |  | 0 | 5000000
438-562 | 0 | 0 | 0 | 0 | 0% | 0% | 0% | 0 | 0 | 0 | 0 | 0 | 0 | 0 | 0 | 438 | 0 | 0 | 0 | 0 | 0 | 0 | 0 | 0 | 0 | 0 | 0 | 0 | 0 | 0 | 0 | 0 | 0 | 0 |  | 4983 | 438-562 | [40 empty] | 0 | 0 | 0 |  |  |  | 0 | 5000000
439-40F | 0 | 0 | 0 | 0 | 0% | 0% | 0% | 0 | 0 | 0 | 0 | 0 | 0 | 0 | 0 | 439 | 0 | 0 | 0 | 0 | 0 | 0 | 0 | 0 | 0 | 0 | 0 | 0 | 0 | 0 | 0 | 0 | 0 | 0 |  | 4984 | 439-40F | [40 empty] | 0 | 0 | 0 |  |  |  | 0 | 5000000
439-41 | 0 | 0 | 0 | 0 | 0% | 0% | 0% | 0 | 0 | 0 | 0 | 0 | 0 | 0 | 0 | 439 | 0 | 0 | 0 | 0 | 0 | 0 | 0 | 0 | 0 | 0 | 0 | 0 | 0 | 0 | 0 | 0 | 0 | 0 |  | 4985 | 439-41 | [40 empty] | 0 | 0 | 0 |  |  |  | 0 | 5000000
439-43F | 0 | 0 | 0 | 0 | 0% | 0% | 0% | 0 | 0 | 0 | 0 | 0 | 0 | 0 | 0 | 439 | 0 | 0 | 0 | 0 | 0 | 0 | 0 | 0 | 0 | 0 | 0 | 0 | 0 | 0 | 0 | 0 | 0 | 0 |  | 4986 | 439-43F | [40 empty] | 0 | 0 | 0 |  |  |  | 0 | 5000000
44-1096 | 0 | 0 | 0 | 0 | 0% | 0% | 0% | 0 | 0 | 0 | 0 | 0 | 0 | 0 | 0 | 44 | 0 | 0 | 0 | 0 | 0 | 0 | 0 | 0 | 0 | 0 | 0 | 0 | 0 | 0 | 0 | 0 | 0 | 0 |  | 4987 | 44-1096 | [40 empty] | 0 | 0 | 0 |  |  |  | 0 | 5000000
44-1098F | 0 | 0 | 0 | 0 | 0% | 0% | 0% | 0 | 0 | 0 | 0 | 0 | 0 | 0 | 0 | 44 | 0 | 0 | 0 | 0 | 0 | 0 | 0 | 0 | 0 | 0 | 0 | 0 | 0 | 0 | 0 | 0 | 0 | 0 |  | 4988 | 44-1098F | [40 empty] | 0 | 0 | 0 |  |  |  | 0 | 5000000
44-1099F | 0 | 0 | 0 | 0 | 0% | 0% | 0% | 0 | 0 | 0 | 0 | 0 | 0 | 0 | 0 | 44 | 0 | 0 | 0 | 0 | 0 | 0 | 0 | 0 | 0 | 0 | 0 | 0 | 0 | 0 | 0 | 0 | 0 | 0 |  | 4989 | 44-1099F | [40 empty] | 0 | 0 | 0 |  |  |  | 0 | 5000000
44-1102 | 0 | 0 | 0 | 0 | 0% | 0% | 0% | 0 | 0 | 0 | 0 | 0 | 0 | 0 | 0 | 44 | 0 | 0 | 0 | 0 | 0 | 0 | 0 | 0 | 0 | 0 | 0 | 0 | 0 | 0 | 0 | 0 | 0 | 0 |  | 4990 | 44-1102 | [40 empty] | 0 | 0 | 0 |  |  |  | 0 | 5000000
44-1103F | 0 | 0 | 0 | 0 | 0% | 0% | 0% | 0 | 0 | 0 | 0 | 0 | 0 | 0 | 0 | 44 | 0 | 0 | 0 | 0 | 0 | 0 | 0 | 0 | 0 | 0 | 0 | 0 | 0 | 0 | 0 | 0 | 0 | 0 |  | 4991 | 44-1103F | [40 empty] | 0 | 0 | 0 |  |  |  | 0 | 5000000
442-27R | 0 | 0 | 0 | 0 | 0% | 0% | 0% | 0 | 0 | 0 | 0 | 0 | 0 | 0 | 0 | 442 | 0 | 0 | 0 | 0 | 0 | 0 | 0 | 0 | 0 | 0 | 0 | 0 | 0 | 0 | 0 | 0 | 0 | 0 |  | 4992 | 442-27R | [40 empty] | 0 | 0 | 0 |  |  |  | 0 | 5000000
435-1343F | 0 | 0 | 0 | 0 | 0% | 0% | 0% | 0 | 0 | 0 | 0 | 0 | 0 | 0 | 0 | 435 | 0 | 0 | 0 | 0 | 0 | 0 | 0 | 0 | 0 | 0 | 0 | 0 | 0 | 0 | 0 | 0 | 0 | 0 |  | 4993 | 435-1343F | [40 empty] | 0 | 0 | 0 |  |  |  | 0 | 5000000
435-1341 | 0 | 0 | 0 | 0 | 0% | 0% | 0% | 0 | 0 | 0 | 0 | 0 | 0 | 0 | 0 | 435 | 0 | 0 | 0 | 0 | 0 | 0 | 0 | 0 | 0 | 0 | 0 | 0 | 0 | 0 | 0 | 0 | 0 | 0 |  | 4994 | 435-1341 | [40 empty] | 0 | 0 | 0 |  |  |  | 0 | 5000000
442-29R | 0 | 0 | 0 | 0 | 0% | 0% | 0% | 0 | 0 | 0 | 0 | 0 | 0 | 0 | 0 | 442 | 0 | 0 | 0 | 0 | 0 | 0 | 0 | 0 | 0 | 0 | 0 | 0 | 0 | 0 | 0 | 0 | 0 | 0 |  | 4995 | 442-29R | [40 empty] | 0 | 0 | 0 |  |  |  | 0 | 5000000
435-1340F | 0 | 0 | 0 | 0 | 0% | 0% | 0% | 0 | 0 | 0 | 0 | 0 | 0 | 0 | 0 | 435 | 0 | 0 | 0 | 0 | 0 | 0 | 0 | 0 | 0 | 0 | 0 | 0 | 0 | 0 | 0 | 0 | 0 | 0 |  | 4996 | 435-1340F | [40 empty] | 0 | 0 | 0 |  |  |  | 0 | 5000000
429-91AE | 0 | 0 | 0 | 0 | 0% | 0% | 0% | 0 | 0 | 0 | 0 | 0 | 0 | 0 | 0 | 429 | 0 | 0 | 0 | 0 | 0 | 0 | 0 | 0 | 0 | 0 | 0 | 0 | 0 | 0 | 0 | 0 | 0 | 0 |  | 4997 | 429-91AE | [40 empty] | 0 | 0 | 0 |  |  |  | 0 | 5000000
429-92 | 0 | 0 | 0 | 0 | 0% | 0% | 0% | 0 | 0 | 0 | 0 | 0 | 0 | 0 | 0 | 429 | 0 | 0 | 0 | 0 | 0 | 0 | 0 | 0 | 0 | 0 | 0 | 0 | 0 | 0 | 0 | 0 | 0 | 0 |  | 4998 | 429-92 | [40 empty] | 0 | 0 | 0 |  |  |  | 0 | 5000000
429-92F | 0 | 0 | 0 | 0 | 0% | 0% | 0% | 0 | 0 | 0 | 0 | 0 | 0 | 0 | 0 | 429 | 0 | 0 | 0 | 0 | 0 | 0 | 0 | 0 | 0 | 0 | 0 | 0 | 0 | 0 | 0 | 0 | 0 | 0 |  | 4999 | 429-92F | [40 empty] | 0 | 0 | 0 |  |  |  | 0 | 5000000
429-93 | 0 | 0 | 0 | 0 | 0% | 0% | 0% | 0 | 0 | 0 | 0 | 0 | 0 | 0 | 0 | 429 | 0 | 0 | 0 | 0 | 0 | 0 | 0 | 0 | 0 | 0 | 0 | 0 | 0 | 0 | 0 | 0 | 0 | 0 |  | 5000 | 429-93 | [40 empty] | 0 | 0 | 0 |  |  |  | 0 | 5000000
429-93F | 0 | 0 | 0 | 0 | 0% | 0% | 0% | 0 | 0 | 0 | 0 | 0 | 0 | 0 | 0 | 429 | 0 | 0 | 0 | 0 | 0 | 0 | 0 | 0 | 0 | 0 | 0 | 0 | 0 | 0 | 0 | 0 | 0 | 0 |  | 5001 | 429-93F | [40 empty] | 0 | 0 | 0 |  |  |  | 0 | 5000000
429-94 | 0 | 0 | 0 | 0 | 0% | 0% | 0% | 0 | 0 | 0 | 0 | 0 | 0 | 0 | 0 | 429 | 0 | 0 | 0 | 0 | 0 | 0 | 0 | 0 | 0 | 0 | 0 | 0 | 0 | 0 | 0 | 0 | 0 | 0 |  | 5002 | 429-94 | [40 empty] | 0 | 0 | 0 |  |  |  | 0 | 5000000
429-94F | 0 | 0 | 0 | 0 | 0% | 0% | 0% | 0 | 0 | 0 | 0 | 0 | 0 | 0 | 0 | 429 | 0 | 0 | 0 | 0 | 0 | 0 | 0 | 0 | 0 | 0 | 0 | 0 | 0 | 0 | 0 | 0 | 0 | 0 |  | 5003 | 429-94F | [40 empty] | 0 | 0 | 0 |  |  |  | 0 | 5000000
43-442 | 0 | 0 | 0 | 0 | 0% | 0% | 0% | 0 | 0 | 0 | 0 | 0 | 0 | 0 | 0 | 43 | 0 | 0 | 0 | 0 | 0 | 0 | 0 | 0 | 0 | 0 | 0 | 0 | 0 | 0 | 0 | 0 | 0 | 0 |  | 5004 | 43-442 | [40 empty] | 0 | 0 | 0 |  |  |  | 0 | 5000000
43-444F | 0 | 0 | 0 | 0 | 0% | 0% | 0% | 0 | 0 | 0 | 0 | 0 | 0 | 0 | 0 | 43 | 0 | 0 | 0 | 0 | 0 | 0 | 0 | 0 | 0 | 0 | 0 | 0 | 0 | 0 | 0 | 0 | 0 | 0 |  | 5005 | 43-444F | [40 empty] | 0 | 0 | 0 |  |  |  | 0 | 5000000
43-473 | 0 | 0 | 0 | 0 | 0% | 0% | 0% | 0 | 0 | 0 | 0 | 0 | 0 | 0 | 0 | 43 | 0 | 0 | 0 | 0 | 0 | 0 | 0 | 0 | 0 | 0 | 0 | 0 | 0 | 0 | 0 | 0 | 0 | 0 |  | 5006 | 43-473 | [40 empty] | 0 | 0 | 0 |  |  |  | 0 | 5000000
43-474F | 0 | 0 | 0 | 0 | 0% | 0% | 0% | 0 | 0 | 0 | 0 | 0 | 0 | 0 | 0 | 43 | 0 | 0 | 0 | 0 | 0 | 0 | 0 | 0 | 0 | 0 | 0 | 0 | 0 | 0 | 0 | 0 | 0 | 0 |  | 5007 | 43-474F | [40 empty] | 0 | 0 | 0 |  |  |  | 0 | 5000000
430-43 | 0 | 0 | 0 | 0 | 0% | 0% | 0% | 0 | 0 | 0 | 0 | 0 | 0 | 0 | 0 | 430 | 0 | 0 | 0 | 0 | 0 | 0 | 0 | 0 | 0 | 0 | 0 | 0 | 0 | 0 | 0 | 0 | 0 | 0 |  | 5008 | 430-43 | [40 empty] | 0 | 0 | 0 |  |  |  | 0 | 5000000
431-47 | 0 | 0 | 0 | 0 | 0% | 0% | 0% | 0 | 0 | 0 | 0 | 0 | 0 | 0 | 0 | 431 | 0 | 0 | 0 | 0 | 0 | 0 | 0 | 0 | 0 | 0 | 0 | 0 | 0 | 0 | 0 | 0 | 0 | 0 |  | 5009 | 431-47 | [40 empty] | 0 | 0 | 0 |  |  |  | 0 | 5000000
431-546 | 0 | 0 | 0 | 0 | 0% | 0% | 0% | 0 | 0 | 0 | 0 | 0 | 0 | 0 | 0 | 431 | 0 | 0 | 0 | 0 | 0 | 0 | 0 | 0 | 0 | 0 | 0 | 0 | 0 | 0 | 0 | 0 | 0 | 0 |  | 5010 | 431-546 | [40 empty] | 0 | 0 | 0 |  |  |  | 0 | 5000000
431-548 | 0 | 0 | 0 | 0 | 0% | 0% | 0% | 0 | 0 | 0 | 0 | 0 | 0 | 0 | 0 | 431 | 0 | 0 | 0 | 0 | 0 | 0 | 0 | 0 | 0 | 0 | 0 | 0 | 0 | 0 | 0 | 0 | 0 | 0 |  | 5011 | 431-548 | [40 empty] | 0 | 0 | 0 |  |  |  | 0 | 5000000
432-2 | 0 | 0 | 0 | 0 | 0% | 0% | 0% | 0 | 0 | 0 | 0 | 0 | 0 | 0 | 0 | 432 | 0 | 0 | 0 | 0 | 0 | 0 | 0 | 0 | 0 | 0 | 0 | 0 | 0 | 0 | 0 | 0 | 0 | 0 |  | 5012 | 432-2 | [40 empty] | 0 | 0 | 0 |  |  |  | 0 | 5000000
432-23 | 0 | 0 | 0 | 0 | 0% | 0% | 0% | 0 | 0 | 0 | 0 | 0 | 0 | 0 | 0 | 432 | 0 | 0 | 0 | 0 | 0 | 0 | 0 | 0 | 0 | 0 | 0 | 0 | 0 | 0 | 0 | 0 | 0 | 0 |  | 5013 | 432-23 | [40 empty] | 0 | 0 | 0 |  |  |  | 0 | 5000000
432-24F | 0 | 0 | 0 | 0 | 0% | 0% | 0% | 0 | 0 | 0 | 0 | 0 | 0 | 0 | 0 | 432 | 0 | 0 | 0 | 0 | 0 | 0 | 0 | 0 | 0 | 0 | 0 | 0 | 0 | 0 | 0 | 0 | 0 | 0 |  | 5014 | 432-24F | [40 empty] | 0 | 0 | 0 |  |  |  | 0 | 5000000
432-25F | 0 | 0 | 0 | 0 | 0% | 0% | 0% | 0 | 0 | 0 | 0 | 0 | 0 | 0 | 0 | 432 | 0 | 0 | 0 | 0 | 0 | 0 | 0 | 0 | 0 | 0 | 0 | 0 | 0 | 0 | 0 | 0 | 0 | 0 |  | 5015 | 432-25F | [40 empty] | 0 | 0 | 0 |  |  |  | 0 | 5000000
432-3 | 0 | 0 | 0 | 0 | 0% | 0% | 0% | 0 | 0 | 0 | 0 | 0 | 0 | 0 | 0 | 432 | 0 | 0 | 0 | 0 | 0 | 0 | 0 | 0 | 0 | 0 | 0 | 0 | 0 | 0 | 0 | 0 | 0 | 0 |  | 5016 | 432-3 | [40 empty] | 0 | 0 | 0 |  |  |  | 0 | 5000000
433-295 | 0 | 0 | 0 | 0 | 0% | 0% | 0% | 0 | 0 | 0 | 0 | 0 | 0 | 0 | 0 | 433 | 0 | 0 | 0 | 0 | 0 | 0 | 0 | 0 | 0 | 0 | 0 | 0 | 0 | 0 | 0 | 0 | 0 | 0 |  | 5017 | 433-295 | [40 empty] | 0 | 0 | 0 |  |  |  | 0 | 5000000
433-46F | 0 | 0 | 0 | 0 | 0% | 0% | 0% | 0 | 0 | 0 | 0 | 0 | 0 | 0 | 0 | 433 | 0 | 0 | 0 | 0 | 0 | 0 | 0 | 0 | 0 | 0 | 0 | 0 | 0 | 0 | 0 | 0 | 0 | 0 |  | 5018 | 433-46F | [40 empty] | 0 | 0 | 0 |  |  |  | 0 | 5000000
433-47F | 0 | 0 | 0 | 0 | 0% | 0% | 0% | 0 | 0 | 0 | 0 | 0 | 0 | 0 | 0 | 433 | 0 | 0 | 0 | 0 | 0 | 0 | 0 | 0 | 0 | 0 | 0 | 0 | 0 | 0 | 0 | 0 | 0 | 0 |  | 5019 | 433-47F | [40 empty] | 0 | 0 | 0 |  |  |  | 0 | 5000000
433-981 | 0 | 0 | 0 | 0 | 0% | 0% | 0% | 0 | 0 | 0 | 0 | 0 | 0 | 0 | 0 | 433 | 0 | 0 | 0 | 0 | 0 | 0 | 0 | 0 | 0 | 0 | 0 | 0 | 0 | 0 | 0 | 0 | 0 | 0 |  | 5020 | 433-981 | [40 empty] | 0 | 0 | 0 |  |  |  | 0 | 5000000
434-298 | 0 | 0 | 0 | 0 | 0% | 0% | 0% | 0 | 0 | 0 | 0 | 0 | 0 | 0 | 0 | 434 | 0 | 0 | 0 | 0 | 0 | 0 | 0 | 0 | 0 | 0 | 0 | 0 | 0 | 0 | 0 | 0 | 0 | 0 |  | 5021 | 434-298 | [40 empty] | 0 | 0 | 0 |  |  |  | 0 | 5000000
434-300AE | 0 | 0 | 0 | 0 | 0% | 0% | 0% | 0 | 0 | 0 | 0 | 0 | 0 | 0 | 0 | 434 | 0 | 0 | 0 | 0 | 0 | 0 | 0 | 0 | 0 | 0 | 0 | 0 | 0 | 0 | 0 | 0 | 0 | 0 |  | 5022 | 434-300AE | [40 empty] | 0 | 0 | 0 |  |  |  | 0 | 5000000
434-679 | 0 | 0 | 0 | 0 | 0% | 0% | 0% | 0 | 0 | 0 | 0 | 0 | 0 | 0 | 0 | 434 | 0 | 0 | 0 | 0 | 0 | 0 | 0 | 0 | 0 | 0 | 0 | 0 | 0 | 0 | 0 | 0 | 0 | 0 |  | 5023 | 434-679 | [40 empty] | 0 | 0 | 0 |  |  |  | 0 | 5000000
434-680F | 0 | 0 | 0 | 0 | 0% | 0% | 0% | 0 | 0 | 0 | 0 | 0 | 0 | 0 | 0 | 434 | 0 | 0 | 0 | 0 | 0 | 0 | 0 | 0 | 0 | 0 | 0 | 0 | 0 | 0 | 0 | 0 | 0 | 0 |  | 5024 | 434-680F | [40 empty] | 0 | 0 | 0 |  |  |  | 0 | 5000000
434-681F | 0 | 0 | 0 | 0 | 0% | 0% | 0% | 0 | 0 | 0 | 0 | 0 | 0 | 0 | 0 | 434 | 0 | 0 | 0 | 0 | 0 | 0 | 0 | 0 | 0 | 0 | 0 | 0 | 0 | 0 | 0 | 0 | 0 | 0 |  | 5025 | 434-681F | [40 empty] | 0 | 0 | 0 |  |  |  | 0 | 5000000
442-32R | 5149.0634 | 0 | 5149.0634 | 0 | 0% | 100% | 0% | 82.2568 | 172.503 | 0.56372 | 64.8136 | 16.8794 | 1.1822 | 135.9225 | 35.3984 | 442 | 0.35311 | 0.35311 | 0.35311 | 14582.1948 | 35.2874 | 4057.1659 | 1056.6101 | 99.9342 | 11489.931 | 2992.3296 | 14349.2429 | 98.3378 | 11306.3782 | 2944.5268 | 14093.6647 | 96.5862 | 11104.9974 | 2892.0811 |  | 5026 | 442-32R | 5149.0634 | 5066.8066 | 4976.5604 | 0 | 0 | 0 | 5149.0634 | 5066.8066 | 4976.5604 | 0 | 35.2874 | 34.7237 | 34.1052 | 0 | 0 | 0 | 35.2874 | 34.7237 | 34.1052 | 0 | 1056.6101 | 1039.7307 | 1021.2118 | 0 | 0 | 0 | 1056.6101 | 1039.7307 | 1021.2118 | 0 | 4057.1659 | 3992.3523 | 3921.2434 | 0 | 0 | 0 | 4057.1659 | 3992.3523 | 3921.2434 | 0 | 0 | 0 | 0 | 0.35311 | 0.35311 | 0.35311 | 0 | 5000000
429-186F | 0 | 0 | 0 | 0 | 0% | 0% | 0% | 0 | 0 | 0 | 0 | 0 | 0 | 0 | 0 | 429 | 0 | 0 | 0 | 0 | 0 | 0 | 0 | 0 | 0 | 0 | 0 | 0 | 0 | 0 | 0 | 0 | 0 | 0 |  | 5027 | 429-186F | [40 empty] | 0 | 0 | 0 |  |  |  | 0 | 5000000
46-1 | 0 | 0 | 0 | 0 | 0% | 0% | 0% | 0 | 0 | 0 | 0 | 0 | 0 | 0 | 0 | 46 | 0 | 0 | 0 | 0 | 0 | 0 | 0 | 0 | 0 | 0 | 0 | 0 | 0 | 0 | 0 | 0 | 0 | 0 |  | 5028 | 46-1 | [40 empty] | 0 | 0 | 0 |  |  |  | 0 | 5000000
46-3F | 0 | 0 | 0 | 0 | 0% | 0% | 0% | 0 | 0 | 0 | 0 | 0 | 0 | 0 | 0 | 46 | 0 | 0 | 0 | 0 | 0 | 0 | 0 | 0 | 0 | 0 | 0 | 0 | 0 | 0 | 0 | 0 | 0 | 0 |  | 5029 | 46-3F | [40 empty] | 0 | 0 | 0 |  |  |  | 0 | 5000000
46-4F | 0 | 0 | 0 | 0 | 0% | 0% | 0% | 0 | 0 | 0 | 0 | 0 | 0 | 0 | 0 | 46 | 0 | 0 | 0 | 0 | 0 | 0 | 0 | 0 | 0 | 0 | 0 | 0 | 0 | 0 | 0 | 0 | 0 | 0 |  | 5030 | 46-4F | [40 empty] | 0 | 0 | 0 |  |  |  | 0 | 5000000
46-5 | 0 | 0 | 0 | 0 | 0% | 0% | 0% | 0 | 0 | 0 | 0 | 0 | 0 | 0 | 0 | 46 | 0 | 0 | 0 | 0 | 0 | 0 | 0 | 0 | 0 | 0 | 0 | 0 | 0 | 0 | 0 | 0 | 0 | 0 |  | 5031 | 46-5 | [40 empty] | 0 | 0 | 0 |  |  |  | 0 | 5000000
46-6F | 0 | 0 | 0 | 0 | 0% | 0% | 0% | 0 | 0 | 0 | 0 | 0 | 0 | 0 | 0 | 46 | 0 | 0 | 0 | 0 | 0 | 0 | 0 | 0 | 0 | 0 | 0 | 0 | 0 | 0 | 0 | 0 | 0 | 0 |  | 5032 | 46-6F | [40 empty] | 0 | 0 | 0 |  |  |  | 0 | 5000000
46-7F | 0 | 0 | 0 | 0 | 0% | 0% | 0% | 0 | 0 | 0 | 0 | 0 | 0 | 0 | 0 | 46 | 0 | 0 | 0 | 0 | 0 | 0 | 0 | 0 | 0 | 0 | 0 | 0 | 0 | 0 | 0 | 0 | 0 | 0 |  | 5033 | 46-7F | [40 empty] | 0 | 0 | 0 |  |  |  | 0 | 5000000
460-1165R | 0 | 0 | 0 | 0 | 0% | 0% | 0% | 0 | 0 | 0 | 0 | 0 | 0 | 0 | 0 | 460 | 0 | 0 | 0 | 0 | 0 | 0 | 0 | 0 | 0 | 0 | 0 | 0 | 0 | 0 | 0 | 0 | 0 | 0 |  | 5034 | 460-1165R | [40 empty] | 0 | 0 | 0 |  |  |  | 0 | 5000000
460-328F | 0 | 0 | 0 | 0 | 0% | 0% | 0% | 0 | 0 | 0 | 0 | 0 | 0 | 0 | 0 | 460 | 0 | 0 | 0 | 0 | 0 | 0 | 0 | 0 | 0 | 0 | 0 | 0 | 0 | 0 | 0 | 0 | 0 | 0 |  | 5035 | 460-328F | [40 empty] | 0 | 0 | 0 |  |  |  | 0 | 5000000
460-329F | 0 | 0 | 0 | 0 | 0% | 0% | 0% | 0 | 0 | 0 | 0 | 0 | 0 | 0 | 0 | 460 | 0 | 0 | 0 | 0 | 0 | 0 | 0 | 0 | 0 | 0 | 0 | 0 | 0 | 0 | 0 | 0 | 0 | 0 |  | 5036 | 460-329F | [40 empty] | 0 | 0 | 0 |  |  |  | 0 | 5000000
460-330 | 0 | 0 | 0 | 0 | 0% | 0% | 0% | 0 | 0 | 0 | 0 | 0 | 0 | 0 | 0 | 460 | 0 | 0 | 0 | 0 | 0 | 0 | 0 | 0 | 0 | 0 | 0 | 0 | 0 | 0 | 0 | 0 | 0 | 0 |  | 5037 | 460-330 | [40 empty] | 0 | 0 | 0 |  |  |  | 0 | 5000000
460-331F | 0 | 0 | 0 | 0 | 0% | 0% | 0% | 0 | 0 | 0 | 0 | 0 | 0 | 0 | 0 | 460 | 0 | 0 | 0 | 0 | 0 | 0 | 0 | 0 | 0 | 0 | 0 | 0 | 0 | 0 | 0 | 0 | 0 | 0 |  | 5038 | 460-331F | [40 empty] | 0 | 0 | 0 |  |  |  | 0 | 5000000
460-957 | 0 | 0 | 0 | 0 | 0% | 0% | 0% | 0 | 0 | 0 | 0 | 0 | 0 | 0 | 0 | 460 | 0 | 0 | 0 | 0 | 0 | 0 | 0 | 0 | 0 | 0 | 0 | 0 | 0 | 0 | 0 | 0 | 0 | 0 |  | 5039 | 460-957 | [40 empty] | 0 | 0 | 0 |  |  |  | 0 | 5000000
460-958AE | 0 | 0 | 0 | 0 | 0% | 0% | 0% | 0 | 0 | 0 | 0 | 0 | 0 | 0 | 0 | 460 | 0 | 0 | 0 | 0 | 0 | 0 | 0 | 0 | 0 | 0 | 0 | 0 | 0 | 0 | 0 | 0 | 0 | 0 |  | 5040 | 460-958AE | [40 empty] | 0 | 0 | 0 |  |  |  | 0 | 5000000
461-25 | 0 | 0 | 0 | 0 | 0% | 0% | 0% | 0 | 0 | 0 | 0 | 0 | 0 | 0 | 0 | 461 | 0 | 0 | 0 | 0 | 0 | 0 | 0 | 0 | 0 | 0 | 0 | 0 | 0 | 0 | 0 | 0 | 0 | 0 |  | 5041 | 461-25 | [40 empty] | 0 | 0 | 0 |  |  |  | 0 | 5000000
461-26F | 0 | 0 | 0 | 0 | 0% | 0% | 0% | 0 | 0 | 0 | 0 | 0 | 0 | 0 | 0 | 461 | 0 | 0 | 0 | 0 | 0 | 0 | 0 | 0 | 0 | 0 | 0 | 0 | 0 | 0 | 0 | 0 | 0 | 0 |  | 5042 | 461-26F | [40 empty] | 0 | 0 | 0 |  |  |  | 0 | 5000000
462-1023F | 0 | 0 | 0 | 0 | 0% | 0% | 0% | 0 | 0 | 0 | 0 | 0 | 0 | 0 | 0 | 462 | 0 | 0 | 0 | 0 | 0 | 0 | 0 | 0 | 0 | 0 | 0 | 0 | 0 | 0 | 0 | 0 | 0 | 0 |  | 5043 | 462-1023F | [40 empty] | 0 | 0 | 0 |  |  |  | 0 | 5000000
462-1024 | 0 | 0 | 0 | 0 | 0% | 0% | 0% | 0 | 0 | 0 | 0 | 0 | 0 | 0 | 0 | 462 | 0 | 0 | 0 | 0 | 0 | 0 | 0 | 0 | 0 | 0 | 0 | 0 | 0 | 0 | 0 | 0 | 0 | 0 |  | 5044 | 462-1024 | [40 empty] | 0 | 0 | 0 |  |  |  | 0 | 5000000
462-1025F | 0 | 0 | 0 | 0 | 0% | 0% | 0% | 0 | 0 | 0 | 0 | 0 | 0 | 0 | 0 | 462 | 0 | 0 | 0 | 0 | 0 | 0 | 0 | 0 | 0 | 0 | 0 | 0 | 0 | 0 | 0 | 0 | 0 | 0 |  | 5045 | 462-1025F | [40 empty] | 0 | 0 | 0 |  |  |  | 0 | 5000000
462-1036 | 0 | 0 | 0 | 0 | 0% | 0% | 0% | 0 | 0 | 0 | 0 | 0 | 0 | 0 | 0 | 462 | 0 | 0 | 0 | 0 | 0 | 0 | 0 | 0 | 0 | 0 | 0 | 0 | 0 | 0 | 0 | 0 | 0 | 0 |  | 5046 | 462-1036 | [40 empty] | 0 | 0 | 0 |  |  |  | 0 | 5000000
462-1520 | 0 | 0 | 0 | 0 | 0% | 0% | 0% | 0 | 0 | 0 | 0 | 0 | 0 | 0 | 0 | 462 | 0 | 0 | 0 | 0 | 0 | 0 | 0 | 0 | 0 | 0 | 0 | 0 | 0 | 0 | 0 | 0 | 0 | 0 |  | 5047 | 462-1520 | [40 empty] | 0 | 0 | 0 |  |  |  | 0 | 5000000
463-1135F | 0 | 0 | 0 | 0 | 0% | 0% | 0% | 0 | 0 | 0 | 0 | 0 | 0 | 0 | 0 | 463 | 0 | 0 | 0 | 0 | 0 | 0 | 0 | 0 | 0 | 0 | 0 | 0 | 0 | 0 | 0 | 0 | 0 | 0 |  | 5048 | 463-1135F | [40 empty] | 0 | 0 | 0 |  |  |  | 0 | 5000000
463-1138 | 0 | 0 | 0 | 0 | 0% | 0% | 0% | 0 | 0 | 0 | 0 | 0 | 0 | 0 | 0 | 463 | 0 | 0 | 0 | 0 | 0 | 0 | 0 | 0 | 0 | 0 | 0 | 0 | 0 | 0 | 0 | 0 | 0 | 0 |  | 5049 | 463-1138 | [40 empty] | 0 | 0 | 0 |  |  |  | 0 | 5000000
463-226 | 0 | 0 | 0 | 0 | 0% | 0% | 0% | 0 | 0 | 0 | 0 | 0 | 0 | 0 | 0 | 463 | 0 | 0 | 0 | 0 | 0 | 0 | 0 | 0 | 0 | 0 | 0 | 0 | 0 | 0 | 0 | 0 | 0 | 0 |  | 5050 | 463-226 | [40 empty] | 0 | 0 | 0 |  |  |  | 0 | 5000000
463-227F | 0 | 0 | 0 | 0 | 0% | 0% | 0% | 0 | 0 | 0 | 0 | 0 | 0 | 0 | 0 | 463 | 0 | 0 | 0 | 0 | 0 | 0 | 0 | 0 | 0 | 0 | 0 | 0 | 0 | 0 | 0 | 0 | 0 | 0 |  | 5051 | 463-227F | [40 empty] | 0 | 0 | 0 |  |  |  | 0 | 5000000
463-258 | 0 | 0 | 0 | 0 | 0% | 0% | 0% | 0 | 0 | 0 | 0 | 0 | 0 | 0 | 0 | 463 | 0 | 0 | 0 | 0 | 0 | 0 | 0 | 0 | 0 | 0 | 0 | 0 | 0 | 0 | 0 | 0 | 0 | 0 |  | 5052 | 463-258 | [40 empty] | 0 | 0 | 0 |  |  |  | 0 | 5000000
463-353 | 0 | 0 | 0 | 0 | 0% | 0% | 0% | 0 | 0 | 0 | 0 | 0 | 0 | 0 | 0 | 463 | 0 | 0 | 0 | 0 | 0 | 0 | 0 | 0 | 0 | 0 | 0 | 0 | 0 | 0 | 0 | 0 | 0 | 0 |  | 5053 | 463-353 | [40 empty] | 0 | 0 | 0 |  |  |  | 0 | 5000000
463-450 | 0 | 0 | 0 | 0 | 0% | 0% | 0% | 0 | 0 | 0 | 0 | 0 | 0 | 0 | 0 | 463 | 0 | 0 | 0 | 0 | 0 | 0 | 0 | 0 | 0 | 0 | 0 | 0 | 0 | 0 | 0 | 0 | 0 | 0 |  | 5054 | 463-450 | [40 empty] | 0 | 0 | 0 |  |  |  | 0 | 5000000
463-451 | 0 | 0 | 0 | 0 | 0% | 0% | 0% | 0 | 0 | 0 | 0 | 0 | 0 | 0 | 0 | 463 | 0 | 0 | 0 | 0 | 0 | 0 | 0 | 0 | 0 | 0 | 0 | 0 | 0 | 0 | 0 | 0 | 0 | 0 |  | 5055 | 463-451 | [40 empty] | 0 | 0 | 0 |  |  |  | 0 | 5000000
463-452 | 0 | 0 | 0 | 0 | 0% | 0% | 0% | 0 | 0 | 0 | 0 | 0 | 0 | 0 | 0 | 463 | 0 | 0 | 0 | 0 | 0 | 0 | 0 | 0 | 0 | 0 | 0 | 0 | 0 | 0 | 0 | 0 | 0 | 0 |  | 5056 | 463-452 | [40 empty] | 0 | 0 | 0 |  |  |  | 0 | 5000000
463-453 | 0 | 0 | 0 | 0 | 0% | 0% | 0% | 0 | 0 | 0 | 0 | 0 | 0 | 0 | 0 | 463 | 0 | 0 | 0 | 0 | 0 | 0 | 0 | 0 | 0 | 0 | 0 | 0 | 0 | 0 | 0 | 0 | 0 | 0 |  | 5057 | 463-453 | [40 empty] | 0 | 0 | 0 |  |  |  | 0 | 5000000
46-2 | 0 | 0 | 0 | 0 | 0% | 0% | 0% | 0 | 0 | 0 | 0 | 0 | 0 | 0 | 0 | 46 | 0 | 0 | 0 | 0 | 0 | 0 | 0 | 0 | 0 | 0 | 0 | 0 | 0 | 0 | 0 | 0 | 0 | 0 |  | 5058 | 46-2 | [40 empty] | 0 | 0 | 0 |  |  |  | 0 | 5000000
458-459F | 0 | 0 | 0 | 0 | 0% | 0% | 0% | 0 | 0 | 0 | 0 | 0 | 0 | 0 | 0 | 458 | 0 | 0 | 0 | 0 | 0 | 0 | 0 | 0 | 0 | 0 | 0 | 0 | 0 | 0 | 0 | 0 | 0 | 0 |  | 5059 | 458-459F | [40 empty] | 0 | 0 | 0 |  |  |  | 0 | 5000000
442-730 | 0 | 0 | 0 | 0 | 0% | 0% | 0% | 0 | 0 | 0 | 0 | 0 | 0 | 0 | 0 | 442 | 0 | 0 | 0 | 0 | 0 | 0 | 0 | 0 | 0 | 0 | 0 | 0 | 0 | 0 | 0 | 0 | 0 | 0 |  | 5060 | 442-730 | [40 empty] | 0 | 0 | 0 |  |  |  | 0 | 5000000
458-42 | 0 | 0 | 0 | 0 | 0% | 0% | 0% | 0 | 0 | 0 | 0 | 0 | 0 | 0 | 0 | 458 | 0 | 0 | 0 | 0 | 0 | 0 | 0 | 0 | 0 | 0 | 0 | 0 | 0 | 0 | 0 | 0 | 0 | 0 |  | 5061 | 458-42 | [40 empty] | 0 | 0 | 0 |  |  |  | 0 | 5000000
442-777 | 0 | 0 | 0 | 0 | 0% | 0% | 0% | 0 | 0 | 0 | 0 | 0 | 0 | 0 | 0 | 442 | 0 | 0 | 0 | 0 | 0 | 0 | 0 | 0 | 0 | 0 | 0 | 0 | 0 | 0 | 0 | 0 | 0 | 0 |  | 5062 | 442-777 | [40 empty] | 0 | 0 | 0 |  |  |  | 0 | 5000000
445-1314 | 0 | 0 | 0 | 0 | 0% | 0% | 0% | 0 | 0 | 0 | 0 | 0 | 0 | 0 | 0 | 445 | 0 | 0 | 0 | 0 | 0 | 0 | 0 | 0 | 0 | 0 | 0 | 0 | 0 | 0 | 0 | 0 | 0 | 0 |  | 5063 | 445-1314 | [40 empty] | 0 | 0 | 0 |  |  |  | 0 | 5000000
445-1316F | 0 | 0 | 0 | 0 | 0% | 0% | 0% | 0 | 0 | 0 | 0 | 0 | 0 | 0 | 0 | 445 | 0 | 0 | 0 | 0 | 0 | 0 | 0 | 0 | 0 | 0 | 0 | 0 | 0 | 0 | 0 | 0 | 0 | 0 |  | 5064 | 445-1316F | [40 empty] | 0 | 0 | 0 |  |  |  | 0 | 5000000
445-1317 | 0 | 0 | 0 | 0 | 0% | 0% | 0% | 0 | 0 | 0 | 0 | 0 | 0 | 0 | 0 | 445 | 0 | 0 | 0 | 0 | 0 | 0 | 0 | 0 | 0 | 0 | 0 | 0 | 0 | 0 | 0 | 0 | 0 | 0 |  | 5065 | 445-1317 | [40 empty] | 0 | 0 | 0 |  |  |  | 0 | 5000000
445-1318F | 0 | 0 | 0 | 0 | 0% | 0% | 0% | 0 | 0 | 0 | 0 | 0 | 0 | 0 | 0 | 445 | 0 | 0 | 0 | 0 | 0 | 0 | 0 | 0 | 0 | 0 | 0 | 0 | 0 | 0 | 0 | 0 | 0 | 0 |  | 5066 | 445-1318F | [40 empty] | 0 | 0 | 0 |  |  |  | 0 | 5000000
445-1320F | 0 | 0 | 0 | 0 | 0% | 0% | 0% | 0 | 0 | 0 | 0 | 0 | 0 | 0 | 0 | 445 | 0 | 0 | 0 | 0 | 0 | 0 | 0 | 0 | 0 | 0 | 0 | 0 | 0 | 0 | 0 | 0 | 0 | 0 |  | 5067 | 445-1320F | [40 empty] | 0 | 0 | 0 |  |  |  | 0 | 5000000
445-1322 | 0 | 0 | 0 | 0 | 0% | 0% | 0% | 0 | 0 | 0 | 0 | 0 | 0 | 0 | 0 | 445 | 0 | 0 | 0 | 0 | 0 | 0 | 0 | 0 | 0 | 0 | 0 | 0 | 0 | 0 | 0 | 0 | 0 | 0 |  | 5068 | 445-1322 | [40 empty] | 0 | 0 | 0 |  |  |  | 0 | 5000000
445-1324F | 0 | 0 | 0 | 0 | 0% | 0% | 0% | 0 | 0 | 0 | 0 | 0 | 0 | 0 | 0 | 445 | 0 | 0 | 0 | 0 | 0 | 0 | 0 | 0 | 0 | 0 | 0 | 0 | 0 | 0 | 0 | 0 | 0 | 0 |  | 5069 | 445-1324F | [40 empty] | 0 | 0 | 0 |  |  |  | 0 | 5000000
445-1375F | 0 | 0 | 0 | 0 | 0% | 0% | 0% | 0 | 0 | 0 | 0 | 0 | 0 | 0 | 0 | 445 | 0 | 0 | 0 | 0 | 0 | 0 | 0 | 0 | 0 | 0 | 0 | 0 | 0 | 0 | 0 | 0 | 0 | 0 |  | 5070 | 445-1375F | [40 empty] | 0 | 0 | 0 |  |  |  | 0 | 5000000
445-1376F | 0 | 0 | 0 | 0 | 0% | 0% | 0% | 0 | 0 | 0 | 0 | 0 | 0 | 0 | 0 | 445 | 0 | 0 | 0 | 0 | 0 | 0 | 0 | 0 | 0 | 0 | 0 | 0 | 0 | 0 | 0 | 0 | 0 | 0 |  | 5071 | 445-1376F | [40 empty] | 0 | 0 | 0 |  |  |  | 0 | 5000000
445-1377 | 0 | 0 | 0 | 0 | 0% | 0% | 0% | 0 | 0 | 0 | 0 | 0 | 0 | 0 | 0 | 445 | 0 | 0 | 0 | 0 | 0 | 0 | 0 | 0 | 0 | 0 | 0 | 0 | 0 | 0 | 0 | 0 | 0 | 0 |  | 5072 | 445-1377 | [40 empty] | 0 | 0 | 0 |  |  |  | 0 | 5000000
448-1195 | 0 | 0 | 0 | 0 | 0% | 0% | 0% | 0 | 0 | 0 | 0 | 0 | 0 | 0 | 0 | 448 | 0 | 0 | 0 | 0 | 0 | 0 | 0 | 0 | 0 | 0 | 0 | 0 | 0 | 0 | 0 | 0 | 0 | 0 |  | 5073 | 448-1195 | [40 empty] | 0 | 0 | 0 |  |  |  | 0 | 5000000
448-1198F | 0 | 0 | 0 | 0 | 0% | 0% | 0% | 0 | 0 | 0 | 0 | 0 | 0 | 0 | 0 | 448 | 0 | 0 | 0 | 0 | 0 | 0 | 0 | 0 | 0 | 0 | 0 | 0 | 0 | 0 | 0 | 0 | 0 | 0 |  | 5074 | 448-1198F | [40 empty] | 0 | 0 | 0 |  |  |  | 0 | 5000000
448-1204 | 0 | 0 | 0 | 0 | 0% | 0% | 0% | 0 | 0 | 0 | 0 | 0 | 0 | 0 | 0 | 448 | 0 | 0 | 0 | 0 | 0 | 0 | 0 | 0 | 0 | 0 | 0 | 0 | 0 | 0 | 0 | 0 | 0 | 0 |  | 5075 | 448-1204 | [40 empty] | 0 | 0 | 0 |  |  |  | 0 | 5000000
450-112 | 0 | 0 | 0 | 0 | 0% | 0% | 0% | 0 | 0 | 0 | 0 | 0 | 0 | 0 | 0 | 450 | 0 | 0 | 0 | 0 | 0 | 0 | 0 | 0 | 0 | 0 | 0 | 0 | 0 | 0 | 0 | 0 | 0 | 0 |  | 5076 | 450-112 | [40 empty] | 0 | 0 | 0 |  |  |  | 0 | 5000000
450-1852 | 0 | 0 | 0 | 0 | 0% | 0% | 0% | 0 | 0 | 0 | 0 | 0 | 0 | 0 | 0 | 450 | 0 | 0 | 0 | 0 | 0 | 0 | 0 | 0 | 0 | 0 | 0 | 0 | 0 | 0 | 0 | 0 | 0 | 0 |  | 5077 | 450-1852 | [40 empty] | 0 | 0 | 0 |  |  |  | 0 | 5000000
451-40 | 0 | 0 | 0 | 0 | 0% | 0% | 0% | 0 | 0 | 0 | 0 | 0 | 0 | 0 | 0 | 451 | 0 | 0 | 0 | 0 | 0 | 0 | 0 | 0 | 0 | 0 | 0 | 0 | 0 | 0 | 0 | 0 | 0 | 0 |  | 5078 | 451-40 | [40 empty] | 0 | 0 | 0 |  |  |  | 0 | 5000000
452-1379R | 0 | 0 | 0 | 0 | 0% | 0% | 0% | 0 | 0 | 0 | 0 | 0 | 0 | 0 | 0 | 452 | 0 | 0 | 0 | 0 | 0 | 0 | 0 | 0 | 0 | 0 | 0 | 0 | 0 | 0 | 0 | 0 | 0 | 0 |  | 5079 | 452-1379R | [40 empty] | 0 | 0 | 0 |  |  |  | 0 | 5000000
452-36 | 0 | 0 | 0 | 0 | 0% | 0% | 0% | 0 | 0 | 0 | 0 | 0 | 0 | 0 | 0 | 452 | 0 | 0 | 0 | 0 | 0 | 0 | 0 | 0 | 0 | 0 | 0 | 0 | 0 | 0 | 0 | 0 | 0 | 0 |  | 5080 | 452-36 | [40 empty] | 0 | 0 | 0 |  |  |  | 0 | 5000000
452-719 | 0 | 0 | 0 | 0 | 0% | 0% | 0% | 0 | 0 | 0 | 0 | 0 | 0 | 0 | 0 | 452 | 0 | 0 | 0 | 0 | 0 | 0 | 0 | 0 | 0 | 0 | 0 | 0 | 0 | 0 | 0 | 0 | 0 | 0 |  | 5081 | 452-719 | [40 empty] | 0 | 0 | 0 |  |  |  | 0 | 5000000
454-50 | 0 | 0 | 0 | 0 | 0% | 0% | 0% | 0 | 0 | 0 | 0 | 0 | 0 | 0 | 0 | 454 | 0 | 0 | 0 | 0 | 0 | 0 | 0 | 0 | 0 | 0 | 0 | 0 | 0 | 0 | 0 | 0 | 0 | 0 |  | 5082 | 454-50 | [40 empty] | 0 | 0 | 0 |  |  |  | 0 | 5000000
458-32F | 0 | 0 | 0 | 0 | 0% | 0% | 0% | 0 | 0 | 0 | 0 | 0 | 0 | 0 | 0 | 458 | 0 | 0 | 0 | 0 | 0 | 0 | 0 | 0 | 0 | 0 | 0 | 0 | 0 | 0 | 0 | 0 | 0 | 0 |  | 5083 | 458-32F | [40 empty] | 0 | 0 | 0 |  |  |  | 0 | 5000000
458-34 | 0 | 0 | 0 | 0 | 0% | 0% | 0% | 0 | 0 | 0 | 0 | 0 | 0 | 0 | 0 | 458 | 0 | 0 | 0 | 0 | 0 | 0 | 0 | 0 | 0 | 0 | 0 | 0 | 0 | 0 | 0 | 0 | 0 | 0 |  | 5084 | 458-34 | [40 empty] | 0 | 0 | 0 |  |  |  | 0 | 5000000
458-35F | 0 | 0 | 0 | 0 | 0% | 0% | 0% | 0 | 0 | 0 | 0 | 0 | 0 | 0 | 0 | 458 | 0 | 0 | 0 | 0 | 0 | 0 | 0 | 0 | 0 | 0 | 0 | 0 | 0 | 0 | 0 | 0 | 0 | 0 |  | 5085 | 458-35F | [40 empty] | 0 | 0 | 0 |  |  |  | 0 | 5000000
429-90 | 0 | 0 | 0 | 0 | 0% | 0% | 0% | 0 | 0 | 0 | 0 | 0 | 0 | 0 | 0 | 429 | 0 | 0 | 0 | 0 | 0 | 0 | 0 | 0 | 0 | 0 | 0 | 0 | 0 | 0 | 0 | 0 | 0 | 0 |  | 5086 | 429-90 | [40 empty] | 0 | 0 | 0 |  |  |  | 0 | 5000000
429-186 | 0 | 0 | 0 | 0 | 0% | 0% | 0% | 0 | 0 | 0 | 0 | 0 | 0 | 0 | 0 | 429 | 0 | 0 | 0 | 0 | 0 | 0 | 0 | 0 | 0 | 0 | 0 | 0 | 0 | 0 | 0 | 0 | 0 | 0 |  | 5087 | 429-186 | [40 empty] | 0 | 0 | 0 |  |  |  | 0 | 5000000
40-1030F | 0 | 0 | 0 | 0 | 0% | 0% | 0% | 0 | 0 | 0 | 0 | 0 | 0 | 0 | 0 | 40 | 0 | 0 | 0 | 0 | 0 | 0 | 0 | 0 | 0 | 0 | 0 | 0 | 0 | 0 | 0 | 0 | 0 | 0 |  | 5088 | 40-1030F | [40 empty] | 0 | 0 | 0 |  |  |  | 0 | 5000000
423-35F | 0 | 0 | 0 | 0 | 0% | 0% | 0% | 0 | 0 | 0 | 0 | 0 | 0 | 0 | 0 | 423 | 0 | 0 | 0 | 0 | 0 | 0 | 0 | 0 | 0 | 0 | 0 | 0 | 0 | 0 | 0 | 0 | 0 | 0 |  | 5089 | 423-35F | [40 empty] | 0 | 0 | 0 |  |  |  | 0 | 5000000
424-31 | 0 | 0 | 0 | 0 | 0% | 0% | 0% | 0 | 0 | 0 | 0 | 0 | 0 | 0 | 0 | 424 | 0 | 0 | 0 | 0 | 0 | 0 | 0 | 0 | 0 | 0 | 0 | 0 | 0 | 0 | 0 | 0 | 0 | 0 |  | 5090 | 424-31 | [40 empty] | 0 | 0 | 0 |  |  |  | 0 | 5000000
424-32 | 0 | 0 | 0 | 0 | 0% | 0% | 0% | 0 | 0 | 0 | 0 | 0 | 0 | 0 | 0 | 424 | 0 | 0 | 0 | 0 | 0 | 0 | 0 | 0 | 0 | 0 | 0 | 0 | 0 | 0 | 0 | 0 | 0 | 0 |  | 5091 | 424-32 | [40 empty] | 0 | 0 | 0 |  |  |  | 0 | 5000000
424-32F | 0 | 0 | 0 | 0 | 0% | 0% | 0% | 0 | 0 | 0 | 0 | 0 | 0 | 0 | 0 | 424 | 0 | 0 | 0 | 0 | 0 | 0 | 0 | 0 | 0 | 0 | 0 | 0 | 0 | 0 | 0 | 0 | 0 | 0 |  | 5092 | 424-32F | [40 empty] | 0 | 0 | 0 |  |  |  | 0 | 5000000
424-33 | 0 | 0 | 0 | 0 | 0% | 0% | 0% | 0 | 0 | 0 | 0 | 0 | 0 | 0 | 0 | 424 | 0 | 0 | 0 | 0 | 0 | 0 | 0 | 0 | 0 | 0 | 0 | 0 | 0 | 0 | 0 | 0 | 0 | 0 |  | 5093 | 424-33 | [40 empty] | 0 | 0 | 0 |  |  |  | 0 | 5000000
424-33F | 0 | 0 | 0 | 0 | 0% | 0% | 0% | 0 | 0 | 0 | 0 | 0 | 0 | 0 | 0 | 424 | 0 | 0 | 0 | 0 | 0 | 0 | 0 | 0 | 0 | 0 | 0 | 0 | 0 | 0 | 0 | 0 | 0 | 0 |  | 5094 | 424-33F | [40 empty] | 0 | 0 | 0 |  |  |  | 0 | 5000000
424-34 | 0 | 0 | 0 | 0 | 0% | 0% | 0% | 0 | 0 | 0 | 0 | 0 | 0 | 0 | 0 | 424 | 0 | 0 | 0 | 0 | 0 | 0 | 0 | 0 | 0 | 0 | 0 | 0 | 0 | 0 | 0 | 0 | 0 | 0 |  | 5095 | 424-34 | [40 empty] | 0 | 0 | 0 |  |  |  | 0 | 5000000
424-34F | 0 | 0 | 0 | 0 | 0% | 0% | 0% | 0 | 0 | 0 | 0 | 0 | 0 | 0 | 0 | 424 | 0 | 0 | 0 | 0 | 0 | 0 | 0 | 0 | 0 | 0 | 0 | 0 | 0 | 0 | 0 | 0 | 0 | 0 |  | 5096 | 424-34F | [40 empty] | 0 | 0 | 0 |  |  |  | 0 | 5000000
424-74F | 0 | 0 | 0 | 0 | 0% | 0% | 0% | 0 | 0 | 0 | 0 | 0 | 0 | 0 | 0 | 424 | 0 | 0 | 0 | 0 | 0 | 0 | 0 | 0 | 0 | 0 | 0 | 0 | 0 | 0 | 0 | 0 | 0 | 0 |  | 5097 | 424-74F | [40 empty] | 0 | 0 | 0 |  |  |  | 0 | 5000000
424-75F | 0 | 0 | 0 | 0 | 0% | 0% | 0% | 0 | 0 | 0 | 0 | 0 | 0 | 0 | 0 | 424 | 0 | 0 | 0 | 0 | 0 | 0 | 0 | 0 | 0 | 0 | 0 | 0 | 0 | 0 | 0 | 0 | 0 | 0 |  | 5098 | 424-75F | [40 empty] | 0 | 0 | 0 |  |  |  | 0 | 5000000
424-76 | 0 | 0 | 0 | 0 | 0% | 0% | 0% | 0 | 0 | 0 | 0 | 0 | 0 | 0 | 0 | 424 | 0 | 0 | 0 | 0 | 0 | 0 | 0 | 0 | 0 | 0 | 0 | 0 | 0 | 0 | 0 | 0 | 0 | 0 |  | 5099 | 424-76 | [40 empty] | 0 | 0 | 0 |  |  |  | 0 | 5000000
424-77F | 0 | 0 | 0 | 0 | 0% | 0% | 0% | 0 | 0 | 0 | 0 | 0 | 0 | 0 | 0 | 424 | 0 | 0 | 0 | 0 | 0 | 0 | 0 | 0 | 0 | 0 | 0 | 0 | 0 | 0 | 0 | 0 | 0 | 0 |  | 5100 | 424-77F | [40 empty] | 0 | 0 | 0 |  |  |  | 0 | 5000000
425-283 | 0 | 0 | 0 | 0 | 0% | 0% | 0% | 0 | 0 | 0 | 0 | 0 | 0 | 0 | 0 | 425 | 0 | 0 | 0 | 0 | 0 | 0 | 0 | 0 | 0 | 0 | 0 | 0 | 0 | 0 | 0 | 0 | 0 | 0 |  | 5101 | 425-283 | [40 empty] | 0 | 0 | 0 |  |  |  | 0 | 5000000
425-284F | 0 | 0 | 0 | 0 | 0% | 0% | 0% | 0 | 0 | 0 | 0 | 0 | 0 | 0 | 0 | 425 | 0 | 0 | 0 | 0 | 0 | 0 | 0 | 0 | 0 | 0 | 0 | 0 | 0 | 0 | 0 | 0 | 0 | 0 |  | 5102 | 425-284F | [40 empty] | 0 | 0 | 0 |  |  |  | 0 | 5000000
425-45 | 0 | 0 | 0 | 0 | 0% | 0% | 0% | 0 | 0 | 0 | 0 | 0 | 0 | 0 | 0 | 425 | 0 | 0 | 0 | 0 | 0 | 0 | 0 | 0 | 0 | 0 | 0 | 0 | 0 | 0 | 0 | 0 | 0 | 0 |  | 5103 | 425-45 | [40 empty] | 0 | 0 | 0 |  |  |  | 0 | 5000000
425-46F | 0 | 0 | 0 | 0 | 0% | 0% | 0% | 0 | 0 | 0 | 0 | 0 | 0 | 0 | 0 | 425 | 0 | 0 | 0 | 0 | 0 | 0 | 0 | 0 | 0 | 0 | 0 | 0 | 0 | 0 | 0 | 0 | 0 | 0 |  | 5104 | 425-46F | [40 empty] | 0 | 0 | 0 |  |  |  | 0 | 5000000
425-47F | 0 | 0 | 0 | 0 | 0% | 0% | 0% | 0 | 0 | 0 | 0 | 0 | 0 | 0 | 0 | 425 | 0 | 0 | 0 | 0 | 0 | 0 | 0 | 0 | 0 | 0 | 0 | 0 | 0 | 0 | 0 | 0 | 0 | 0 |  | 5105 | 425-47F | [40 empty] | 0 | 0 | 0 |  |  |  | 0 | 5000000
425-48F | 0 | 0 | 0 | 0 | 0% | 0% | 0% | 0 | 0 | 0 | 0 | 0 | 0 | 0 | 0 | 425 | 0 | 0 | 0 | 0 | 0 | 0 | 0 | 0 | 0 | 0 | 0 | 0 | 0 | 0 | 0 | 0 | 0 | 0 |  | 5106 | 425-48F | [40 empty] | 0 | 0 | 0 |  |  |  | 0 | 5000000
427-101AE | 0 | 0 | 0 | 0 | 0% | 0% | 0% | 0 | 0 | 0 | 0 | 0 | 0 | 0 | 0 | 427 | 0 | 0 | 0 | 0 | 0 | 0 | 0 | 0 | 0 | 0 | 0 | 0 | 0 | 0 | 0 | 0 | 0 | 0 |  | 5107 | 427-101AE | [40 empty] | 0 | 0 | 0 |  |  |  | 0 | 5000000
427-102 | 0 | 0 | 0 | 0 | 0% | 0% | 0% | 0 | 0 | 0 | 0 | 0 | 0 | 0 | 0 | 427 | 0 | 0 | 0 | 0 | 0 | 0 | 0 | 0 | 0 | 0 | 0 | 0 | 0 | 0 | 0 | 0 | 0 | 0 |  | 5108 | 427-102 | [40 empty] | 0 | 0 | 0 |  |  |  | 0 | 5000000
427-103 | 0 | 0 | 0 | 0 | 0% | 0% | 0% | 0 | 0 | 0 | 0 | 0 | 0 | 0 | 0 | 427 | 0 | 0 | 0 | 0 | 0 | 0 | 0 | 0 | 0 | 0 | 0 | 0 | 0 | 0 | 0 | 0 | 0 | 0 |  | 5109 | 427-103 | [40 empty] | 0 | 0 | 0 |  |  |  | 0 | 5000000
427-126 | 0 | 0 | 0 | 0 | 0% | 0% | 0% | 0 | 0 | 0 | 0 | 0 | 0 | 0 | 0 | 427 | 0 | 0 | 0 | 0 | 0 | 0 | 0 | 0 | 0 | 0 | 0 | 0 | 0 | 0 | 0 | 0 | 0 | 0 |  | 5110 | 427-126 | [40 empty] | 0 | 0 | 0 |  |  |  | 0 | 5000000
427-126F | 0 | 0 | 0 | 0 | 0% | 0% | 0% | 0 | 0 | 0 | 0 | 0 | 0 | 0 | 0 | 427 | 0 | 0 | 0 | 0 | 0 | 0 | 0 | 0 | 0 | 0 | 0 | 0 | 0 | 0 | 0 | 0 | 0 | 0 |  | 5111 | 427-126F | [40 empty] | 0 | 0 | 0 |  |  |  | 0 | 5000000
427-127 | 0 | 0 | 0 | 0 | 0% | 0% | 0% | 0 | 0 | 0 | 0 | 0 | 0 | 0 | 0 | 427 | 0 | 0 | 0 | 0 | 0 | 0 | 0 | 0 | 0 | 0 | 0 | 0 | 0 | 0 | 0 | 0 | 0 | 0 |  | 5112 | 427-127 | [40 empty] | 0 | 0 | 0 |  |  |  | 0 | 5000000
427-127F | 0 | 0 | 0 | 0 | 0% | 0% | 0% | 0 | 0 | 0 | 0 | 0 | 0 | 0 | 0 | 427 | 0 | 0 | 0 | 0 | 0 | 0 | 0 | 0 | 0 | 0 | 0 | 0 | 0 | 0 | 0 | 0 | 0 | 0 |  | 5113 | 427-127F | [40 empty] | 0 | 0 | 0 |  |  |  | 0 | 5000000
427-137 | 0 | 0 | 0 | 0 | 0% | 0% | 0% | 0 | 0 | 0 | 0 | 0 | 0 | 0 | 0 | 427 | 0 | 0 | 0 | 0 | 0 | 0 | 0 | 0 | 0 | 0 | 0 | 0 | 0 | 0 | 0 | 0 | 0 | 0 |  | 5114 | 427-137 | [40 empty] | 0 | 0 | 0 |  |  |  | 0 | 5000000
427-138 | 0 | 0 | 0 | 0 | 0% | 0% | 0% | 0 | 0 | 0 | 0 | 0 | 0 | 0 | 0 | 427 | 0 | 0 | 0 | 0 | 0 | 0 | 0 | 0 | 0 | 0 | 0 | 0 | 0 | 0 | 0 | 0 | 0 | 0 |  | 5115 | 427-138 | [40 empty] | 0 | 0 | 0 |  |  |  | 0 | 5000000
427-140 | 0 | 0 | 0 | 0 | 0% | 0% | 0% | 0 | 0 | 0 | 0 | 0 | 0 | 0 | 0 | 427 | 0 | 0 | 0 | 0 | 0 | 0 | 0 | 0 | 0 | 0 | 0 | 0 | 0 | 0 | 0 | 0 | 0 | 0 |  | 5116 | 427-140 | [40 empty] | 0 | 0 | 0 |  |  |  | 0 | 5000000
427-140F | 0 | 0 | 0 | 0 | 0% | 0% | 0% | 0 | 0 | 0 | 0 | 0 | 0 | 0 | 0 | 427 | 0 | 0 | 0 | 0 | 0 | 0 | 0 | 0 | 0 | 0 | 0 | 0 | 0 | 0 | 0 | 0 | 0 | 0 |  | 5117 | 427-140F | [40 empty] | 0 | 0 | 0 |  |  |  | 0 | 5000000
427-141 | 0 | 0 | 0 | 0 | 0% | 0% | 0% | 0 | 0 | 0 | 0 | 0 | 0 | 0 | 0 | 427 | 0 | 0 | 0 | 0 | 0 | 0 | 0 | 0 | 0 | 0 | 0 | 0 | 0 | 0 | 0 | 0 | 0 | 0 |  | 5118 | 427-141 | [40 empty] | 0 | 0 | 0 |  |  |  | 0 | 5000000
424-271 | 0 | 0 | 0 | 0 | 0% | 0% | 0% | 0 | 0 | 0 | 0 | 0 | 0 | 0 | 0 | 424 | 0 | 0 | 0 | 0 | 0 | 0 | 0 | 0 | 0 | 0 | 0 | 0 | 0 | 0 | 0 | 0 | 0 | 0 |  | 5119 | 424-271 | [40 empty] | 0 | 0 | 0 |  |  |  | 0 | 5000000
423-34F | 0 | 0 | 0 | 0 | 0% | 0% | 0% | 0 | 0 | 0 | 0 | 0 | 0 | 0 | 0 | 423 | 0 | 0 | 0 | 0 | 0 | 0 | 0 | 0 | 0 | 0 | 0 | 0 | 0 | 0 | 0 | 0 | 0 | 0 |  | 5120 | 423-34F | [40 empty] | 0 | 0 | 0 |  |  |  | 0 | 5000000
427-142 | 0 | 0 | 0 | 0 | 0% | 0% | 0% | 0 | 0 | 0 | 0 | 0 | 0 | 0 | 0 | 427 | 0 | 0 | 0 | 0 | 0 | 0 | 0 | 0 | 0 | 0 | 0 | 0 | 0 | 0 | 0 | 0 | 0 | 0 |  | 5121 | 427-142 | [40 empty] | 0 | 0 | 0 |  |  |  | 0 | 5000000
423-33F | 0 | 0 | 0 | 0 | 0% | 0% | 0% | 0 | 0 | 0 | 0 | 0 | 0 | 0 | 0 | 423 | 0 | 0 | 0 | 0 | 0 | 0 | 0 | 0 | 0 | 0 | 0 | 0 | 0 | 0 | 0 | 0 | 0 | 0 |  | 5122 | 423-33F | [40 empty] | 0 | 0 | 0 |  |  |  | 0 | 5000000
40-1031F | 0 | 0 | 0 | 0 | 0% | 0% | 0% | 0 | 0 | 0 | 0 | 0 | 0 | 0 | 0 | 40 | 0 | 0 | 0 | 0 | 0 | 0 | 0 | 0 | 0 | 0 | 0 | 0 | 0 | 0 | 0 | 0 | 0 | 0 |  | 5123 | 40-1031F | [40 empty] | 0 | 0 | 0 |  |  |  | 0 | 5000000
401-692R | 1056.5386 | 0 | 1056.5386 | 0 | 0% | 100% | 0% | 127.6139 | 264.3867 | 0.93877 | 107.9353 | 18.7398 | 1.9449 | 223.6173 | 38.8245 | 401 | 0.030154 | 0.030154 | 0.030154 | 35038.5552 | 7.7723 | 893.6163 | 155.15 | 257.756 | 29635.4761 | 5145.3231 | 30806.4279 | 226.6229 | 26055.959 | 4523.846 | 26270.5565 | 193.2555 | 22219.5363 | 3857.7647 |  | 5124 | 401-692R | 1056.5386 | 928.9247 | 792.1519 | 0 | 0 | 0 | 1056.5386 | 928.9247 | 792.1519 | 0 | 7.7723 | 6.8335 | 5.8273 | 0 | 0 | 0 | 7.7723 | 6.8335 | 5.8273 | 0 | 155.15 | 136.4102 | 116.3255 | 0 | 0 | 0 | 155.15 | 136.4102 | 116.3255 | 0 | 893.6163 | 785.681 | 669.999 | 0 | 0 | 0 | 893.6163 | 785.681 | 669.999 | 0 | 0 | 0 | 0 | 0.030154 | 0.030154 | 0.030154 | 0 | 5000000
402-25 | 0 | 0 | 0 | 0 | 0% | 0% | 0% | 0 | 0 | 0 | 0 | 0 | 0 | 0 | 0 | 402 | 0 | 0 | 0 | 0 | 0 | 0 | 0 | 0 | 0 | 0 | 0 | 0 | 0 | 0 | 0 | 0 | 0 | 0 |  | 5125 | 402-25 | [40 empty] | 0 | 0 | 0 |  |  |  | 0 | 5000000
402-26 | 0 | 0 | 0 | 0 | 0% | 0% | 0% | 0 | 0 | 0 | 0 | 0 | 0 | 0 | 0 | 402 | 0 | 0 | 0 | 0 | 0 | 0 | 0 | 0 | 0 | 0 | 0 | 0 | 0 | 0 | 0 | 0 | 0 | 0 |  | 5126 | 402-26 | [40 empty] | 0 | 0 | 0 |  |  |  | 0 | 5000000
402-27 | 0 | 0 | 0 | 0 | 0% | 0% | 0% | 0 | 0 | 0 | 0 | 0 | 0 | 0 | 0 | 402 | 0 | 0 | 0 | 0 | 0 | 0 | 0 | 0 | 0 | 0 | 0 | 0 | 0 | 0 | 0 | 0 | 0 | 0 |  | 5127 | 402-27 | [40 empty] | 0 | 0 | 0 |  |  |  | 0 | 5000000
402-28 | 0 | 0 | 0 | 0 | 0% | 0% | 0% | 0 | 0 | 0 | 0 | 0 | 0 | 0 | 0 | 402 | 0 | 0 | 0 | 0 | 0 | 0 | 0 | 0 | 0 | 0 | 0 | 0 | 0 | 0 | 0 | 0 | 0 | 0 |  | 5128 | 402-28 | [40 empty] | 0 | 0 | 0 |  |  |  | 0 | 5000000
402-817 | 0 | 0 | 0 | 0 | 0% | 0% | 0% | 0 | 0 | 0 | 0 | 0 | 0 | 0 | 0 | 402 | 0 | 0 | 0 | 0 | 0 | 0 | 0 | 0 | 0 | 0 | 0 | 0 | 0 | 0 | 0 | 0 | 0 | 0 |  | 5129 | 402-817 | [40 empty] | 0 | 0 | 0 |  |  |  | 0 | 5000000
402-818F | 0 | 0 | 0 | 0 | 0% | 0% | 0% | 0 | 0 | 0 | 0 | 0 | 0 | 0 | 0 | 402 | 0 | 0 | 0 | 0 | 0 | 0 | 0 | 0 | 0 | 0 | 0 | 0 | 0 | 0 | 0 | 0 | 0 | 0 |  | 5130 | 402-818F | [40 empty] | 0 | 0 | 0 |  |  |  | 0 | 5000000
403-10F | 0 | 0 | 0 | 0 | 0% | 0% | 0% | 0 | 0 | 0 | 0 | 0 | 0 | 0 | 0 | 403 | 0 | 0 | 0 | 0 | 0 | 0 | 0 | 0 | 0 | 0 | 0 | 0 | 0 | 0 | 0 | 0 | 0 | 0 |  | 5131 | 403-10F | [40 empty] | 0 | 0 | 0 |  |  |  | 0 | 5000000
403-12 | 0 | 0 | 0 | 0 | 0% | 0% | 0% | 0 | 0 | 0 | 0 | 0 | 0 | 0 | 0 | 403 | 0 | 0 | 0 | 0 | 0 | 0 | 0 | 0 | 0 | 0 | 0 | 0 | 0 | 0 | 0 | 0 | 0 | 0 |  | 5132 | 403-12 | [40 empty] | 0 | 0 | 0 |  |  |  | 0 | 5000000
403-13F | 0 | 0 | 0 | 0 | 0% | 0% | 0% | 0 | 0 | 0 | 0 | 0 | 0 | 0 | 0 | 403 | 0 | 0 | 0 | 0 | 0 | 0 | 0 | 0 | 0 | 0 | 0 | 0 | 0 | 0 | 0 | 0 | 0 | 0 |  | 5133 | 403-13F | [40 empty] | 0 | 0 | 0 |  |  |  | 0 | 5000000
403-8 | 0 | 0 | 0 | 0 | 0% | 0% | 0% | 0 | 0 | 0 | 0 | 0 | 0 | 0 | 0 | 403 | 0 | 0 | 0 | 0 | 0 | 0 | 0 | 0 | 0 | 0 | 0 | 0 | 0 | 0 | 0 | 0 | 0 | 0 |  | 5134 | 403-8 | [40 empty] | 0 | 0 | 0 |  |  |  | 0 | 5000000
404-36AE | 0 | 0 | 0 | 0 | 0% | 0% | 0% | 0 | 0 | 0 | 0 | 0 | 0 | 0 | 0 | 404 | 0 | 0 | 0 | 0 | 0 | 0 | 0 | 0 | 0 | 0 | 0 | 0 | 0 | 0 | 0 | 0 | 0 | 0 |  | 5135 | 404-36AE | [40 empty] | 0 | 0 | 0 |  |  |  | 0 | 5000000
404-7 | 0 | 0 | 0 | 0 | 0% | 0% | 0% | 0 | 0 | 0 | 0 | 0 | 0 | 0 | 0 | 404 | 0 | 0 | 0 | 0 | 0 | 0 | 0 | 0 | 0 | 0 | 0 | 0 | 0 | 0 | 0 | 0 | 0 | 0 |  | 5136 | 404-7 | [40 empty] | 0 | 0 | 0 |  |  |  | 0 | 5000000
405-144F | 0 | 0 | 0 | 0 | 0% | 0% | 0% | 0 | 0 | 0 | 0 | 0 | 0 | 0 | 0 | 405 | 0 | 0 | 0 | 0 | 0 | 0 | 0 | 0 | 0 | 0 | 0 | 0 | 0 | 0 | 0 | 0 | 0 | 0 |  | 5137 | 405-144F | [40 empty] | 0 | 0 | 0 |  |  |  | 0 | 5000000
405-157 | 0 | 0 | 0 | 0 | 0% | 0% | 0% | 0 | 0 | 0 | 0 | 0 | 0 | 0 | 0 | 405 | 0 | 0 | 0 | 0 | 0 | 0 | 0 | 0 | 0 | 0 | 0 | 0 | 0 | 0 | 0 | 0 | 0 | 0 |  | 5138 | 405-157 | [40 empty] | 0 | 0 | 0 |  |  |  | 0 | 5000000
405-158F | 0 | 0 | 0 | 0 | 0% | 0% | 0% | 0 | 0 | 0 | 0 | 0 | 0 | 0 | 0 | 405 | 0 | 0 | 0 | 0 | 0 | 0 | 0 | 0 | 0 | 0 | 0 | 0 | 0 | 0 | 0 | 0 | 0 | 0 |  | 5139 | 405-158F | [40 empty] | 0 | 0 | 0 |  |  |  | 0 | 5000000
405-159F | 0 | 0 | 0 | 0 | 0% | 0% | 0% | 0 | 0 | 0 | 0 | 0 | 0 | 0 | 0 | 405 | 0 | 0 | 0 | 0 | 0 | 0 | 0 | 0 | 0 | 0 | 0 | 0 | 0 | 0 | 0 | 0 | 0 | 0 |  | 5140 | 405-159F | [40 empty] | 0 | 0 | 0 |  |  |  | 0 | 5000000
405-160F | 0 | 0 | 0 | 0 | 0% | 0% | 0% | 0 | 0 | 0 | 0 | 0 | 0 | 0 | 0 | 405 | 0 | 0 | 0 | 0 | 0 | 0 | 0 | 0 | 0 | 0 | 0 | 0 | 0 | 0 | 0 | 0 | 0 | 0 |  | 5141 | 405-160F | [40 empty] | 0 | 0 | 0 |  |  |  | 0 | 5000000
405-24F | 0 | 0 | 0 | 0 | 0% | 0% | 0% | 0 | 0 | 0 | 0 | 0 | 0 | 0 | 0 | 405 | 0 | 0 | 0 | 0 | 0 | 0 | 0 | 0 | 0 | 0 | 0 | 0 | 0 | 0 | 0 | 0 | 0 | 0 |  | 5142 | 405-24F | [40 empty] | 0 | 0 | 0 |  |  |  | 0 | 5000000
405-25 | 0 | 0 | 0 | 0 | 0% | 0% | 0% | 0 | 0 | 0 | 0 | 0 | 0 | 0 | 0 | 405 | 0 | 0 | 0 | 0 | 0 | 0 | 0 | 0 | 0 | 0 | 0 | 0 | 0 | 0 | 0 | 0 | 0 | 0 |  | 5143 | 405-25 | [40 empty] | 0 | 0 | 0 |  |  |  | 0 | 5000000
406-34 | 0 | 0 | 0 | 0 | 0% | 0% | 0% | 0 | 0 | 0 | 0 | 0 | 0 | 0 | 0 | 406 | 0 | 0 | 0 | 0 | 0 | 0 | 0 | 0 | 0 | 0 | 0 | 0 | 0 | 0 | 0 | 0 | 0 | 0 |  | 5144 | 406-34 | [40 empty] | 0 | 0 | 0 |  |  |  | 0 | 5000000
406-36F | 0 | 0 | 0 | 0 | 0% | 0% | 0% | 0 | 0 | 0 | 0 | 0 | 0 | 0 | 0 | 406 | 0 | 0 | 0 | 0 | 0 | 0 | 0 | 0 | 0 | 0 | 0 | 0 | 0 | 0 | 0 | 0 | 0 | 0 |  | 5145 | 406-36F | [40 empty] | 0 | 0 | 0 |  |  |  | 0 | 5000000
406-475F | 0 | 0 | 0 | 0 | 0% | 0% | 0% | 0 | 0 | 0 | 0 | 0 | 0 | 0 | 0 | 406 | 0 | 0 | 0 | 0 | 0 | 0 | 0 | 0 | 0 | 0 | 0 | 0 | 0 | 0 | 0 | 0 | 0 | 0 |  | 5146 | 406-475F | [40 empty] | 0 | 0 | 0 |  |  |  | 0 | 5000000
41-42 | 0 | 0 | 0 | 0 | 0% | 0% | 0% | 0 | 0 | 0 | 0 | 0 | 0 | 0 | 0 | 41 | 0 | 0 | 0 | 0 | 0 | 0 | 0 | 0 | 0 | 0 | 0 | 0 | 0 | 0 | 0 | 0 | 0 | 0 |  | 5147 | 41-42 | [40 empty] | 0 | 0 | 0 |  |  |  | 0 | 5000000
412-22 | 0 | 0 | 0 | 0 | 0% | 0% | 0% | 0 | 0 | 0 | 0 | 0 | 0 | 0 | 0 | 412 | 0 | 0 | 0 | 0 | 0 | 0 | 0 | 0 | 0 | 0 | 0 | 0 | 0 | 0 | 0 | 0 | 0 | 0 |  | 5148 | 412-22 | [40 empty] | 0 | 0 | 0 |  |  |  | 0 | 5000000
416-38 | 0 | 0 | 0 | 0 | 0% | 0% | 0% | 0 | 0 | 0 | 0 | 0 | 0 | 0 | 0 | 416 | 0 | 0 | 0 | 0 | 0 | 0 | 0 | 0 | 0 | 0 | 0 | 0 | 0 | 0 | 0 | 0 | 0 | 0 |  | 5149 | 416-38 | [40 empty] | 0 | 0 | 0 |  |  |  | 0 | 5000000
417-43 | 0 | 0 | 0 | 0 | 0% | 0% | 0% | 0 | 0 | 0 | 0 | 0 | 0 | 0 | 0 | 417 | 0 | 0 | 0 | 0 | 0 | 0 | 0 | 0 | 0 | 0 | 0 | 0 | 0 | 0 | 0 | 0 | 0 | 0 |  | 5150 | 417-43 | [40 empty] | 0 | 0 | 0 |  |  |  | 0 | 5000000
423-32 | 0 | 0 | 0 | 0 | 0% | 0% | 0% | 0 | 0 | 0 | 0 | 0 | 0 | 0 | 0 | 423 | 0 | 0 | 0 | 0 | 0 | 0 | 0 | 0 | 0 | 0 | 0 | 0 | 0 | 0 | 0 | 0 | 0 | 0 |  | 5151 | 423-32 | [40 empty] | 0 | 0 | 0 |  |  |  | 0 | 5000000
427-141F | 0 | 0 | 0 | 0 | 0% | 0% | 0% | 0 | 0 | 0 | 0 | 0 | 0 | 0 | 0 | 427 | 0 | 0 | 0 | 0 | 0 | 0 | 0 | 0 | 0 | 0 | 0 | 0 | 0 | 0 | 0 | 0 | 0 | 0 |  | 5152 | 427-141F | [40 empty] | 0 | 0 | 0 |  |  |  | 0 | 5000000
427-142F | 0 | 0 | 0 | 0 | 0% | 0% | 0% | 0 | 0 | 0 | 0 | 0 | 0 | 0 | 0 | 427 | 0 | 0 | 0 | 0 | 0 | 0 | 0 | 0 | 0 | 0 | 0 | 0 | 0 | 0 | 0 | 0 | 0 | 0 |  | 5153 | 427-142F | [40 empty] | 0 | 0 | 0 |  |  |  | 0 | 5000000
429-185F | 0 | 0 | 0 | 0 | 0% | 0% | 0% | 0 | 0 | 0 | 0 | 0 | 0 | 0 | 0 | 429 | 0 | 0 | 0 | 0 | 0 | 0 | 0 | 0 | 0 | 0 | 0 | 0 | 0 | 0 | 0 | 0 | 0 | 0 |  | 5154 | 429-185F | [40 empty] | 0 | 0 | 0 |  |  |  | 0 | 5000000
428-135 | 0 | 0 | 0 | 0 | 0% | 0% | 0% | 0 | 0 | 0 | 0 | 0 | 0 | 0 | 0 | 428 | 0 | 0 | 0 | 0 | 0 | 0 | 0 | 0 | 0 | 0 | 0 | 0 | 0 | 0 | 0 | 0 | 0 | 0 |  | 5155 | 428-135 | [40 empty] | 0 | 0 | 0 |  |  |  | 0 | 5000000
428-137F | 0 | 0 | 0 | 0 | 0% | 0% | 0% | 0 | 0 | 0 | 0 | 0 | 0 | 0 | 0 | 428 | 0 | 0 | 0 | 0 | 0 | 0 | 0 | 0 | 0 | 0 | 0 | 0 | 0 | 0 | 0 | 0 | 0 | 0 |  | 5156 | 428-137F | [40 empty] | 0 | 0 | 0 |  |  |  | 0 | 5000000
428-138F | 0 | 0 | 0 | 0 | 0% | 0% | 0% | 0 | 0 | 0 | 0 | 0 | 0 | 0 | 0 | 428 | 0 | 0 | 0 | 0 | 0 | 0 | 0 | 0 | 0 | 0 | 0 | 0 | 0 | 0 | 0 | 0 | 0 | 0 |  | 5157 | 428-138F | [40 empty] | 0 | 0 | 0 |  |  |  | 0 | 5000000
428-139 | 0 | 0 | 0 | 0 | 0% | 0% | 0% | 0 | 0 | 0 | 0 | 0 | 0 | 0 | 0 | 428 | 0 | 0 | 0 | 0 | 0 | 0 | 0 | 0 | 0 | 0 | 0 | 0 | 0 | 0 | 0 | 0 | 0 | 0 |  | 5158 | 428-139 | [40 empty] | 0 | 0 | 0 |  |  |  | 0 | 5000000
428-140F | 0 | 0 | 0 | 0 | 0% | 0% | 0% | 0 | 0 | 0 | 0 | 0 | 0 | 0 | 0 | 428 | 0 | 0 | 0 | 0 | 0 | 0 | 0 | 0 | 0 | 0 | 0 | 0 | 0 | 0 | 0 | 0 | 0 | 0 |  | 5159 | 428-140F | [40 empty] | 0 | 0 | 0 |  |  |  | 0 | 5000000
428-141F | 0 | 0 | 0 | 0 | 0% | 0% | 0% | 0 | 0 | 0 | 0 | 0 | 0 | 0 | 0 | 428 | 0 | 0 | 0 | 0 | 0 | 0 | 0 | 0 | 0 | 0 | 0 | 0 | 0 | 0 | 0 | 0 | 0 | 0 |  | 5160 | 428-141F | [40 empty] | 0 | 0 | 0 |  |  |  | 0 | 5000000
428-38 | 0 | 0 | 0 | 0 | 0% | 0% | 0% | 0 | 0 | 0 | 0 | 0 | 0 | 0 | 0 | 428 | 0 | 0 | 0 | 0 | 0 | 0 | 0 | 0 | 0 | 0 | 0 | 0 | 0 | 0 | 0 | 0 | 0 | 0 |  | 5161 | 428-38 | [40 empty] | 0 | 0 | 0 |  |  |  | 0 | 5000000
428-39 | 0 | 0 | 0 | 0 | 0% | 0% | 0% | 0 | 0 | 0 | 0 | 0 | 0 | 0 | 0 | 428 | 0 | 0 | 0 | 0 | 0 | 0 | 0 | 0 | 0 | 0 | 0 | 0 | 0 | 0 | 0 | 0 | 0 | 0 |  | 5162 | 428-39 | [40 empty] | 0 | 0 | 0 |  |  |  | 0 | 5000000
428-39F | 0 | 0 | 0 | 0 | 0% | 0% | 0% | 0 | 0 | 0 | 0 | 0 | 0 | 0 | 0 | 428 | 0 | 0 | 0 | 0 | 0 | 0 | 0 | 0 | 0 | 0 | 0 | 0 | 0 | 0 | 0 | 0 | 0 | 0 |  | 5163 | 428-39F | [40 empty] | 0 | 0 | 0 |  |  |  | 0 | 5000000
428-40 | 0 | 0 | 0 | 0 | 0% | 0% | 0% | 0 | 0 | 0 | 0 | 0 | 0 | 0 | 0 | 428 | 0 | 0 | 0 | 0 | 0 | 0 | 0 | 0 | 0 | 0 | 0 | 0 | 0 | 0 | 0 | 0 | 0 | 0 |  | 5164 | 428-40 | [40 empty] | 0 | 0 | 0 |  |  |  | 0 | 5000000
428-40F | 0 | 0 | 0 | 0 | 0% | 0% | 0% | 0 | 0 | 0 | 0 | 0 | 0 | 0 | 0 | 428 | 0 | 0 | 0 | 0 | 0 | 0 | 0 | 0 | 0 | 0 | 0 | 0 | 0 | 0 | 0 | 0 | 0 | 0 |  | 5165 | 428-40F | [40 empty] | 0 | 0 | 0 |  |  |  | 0 | 5000000
428-41 | 0 | 0 | 0 | 0 | 0% | 0% | 0% | 0 | 0 | 0 | 0 | 0 | 0 | 0 | 0 | 428 | 0 | 0 | 0 | 0 | 0 | 0 | 0 | 0 | 0 | 0 | 0 | 0 | 0 | 0 | 0 | 0 | 0 | 0 |  | 5166 | 428-41 | [40 empty] | 0 | 0 | 0 |  |  |  | 0 | 5000000
428-41F | 0 | 0 | 0 | 0 | 0% | 0% | 0% | 0 | 0 | 0 | 0 | 0 | 0 | 0 | 0 | 428 | 0 | 0 | 0 | 0 | 0 | 0 | 0 | 0 | 0 | 0 | 0 | 0 | 0 | 0 | 0 | 0 | 0 | 0 |  | 5167 | 428-41F | [40 empty] | 0 | 0 | 0 |  |  |  | 0 | 5000000
428-80 | 0 | 0 | 0 | 0 | 0% | 0% | 0% | 0 | 0 | 0 | 0 | 0 | 0 | 0 | 0 | 428 | 0 | 0 | 0 | 0 | 0 | 0 | 0 | 0 | 0 | 0 | 0 | 0 | 0 | 0 | 0 | 0 | 0 | 0 |  | 5168 | 428-80 | [40 empty] | 0 | 0 | 0 |  |  |  | 0 | 5000000
428-81 | 0 | 0 | 0 | 0 | 0% | 0% | 0% | 0 | 0 | 0 | 0 | 0 | 0 | 0 | 0 | 428 | 0 | 0 | 0 | 0 | 0 | 0 | 0 | 0 | 0 | 0 | 0 | 0 | 0 | 0 | 0 | 0 | 0 | 0 |  | 5169 | 428-81 | [40 empty] | 0 | 0 | 0 |  |  |  | 0 | 5000000
429-122 | 0 | 0 | 0 | 0 | 0% | 0% | 0% | 0 | 0 | 0 | 0 | 0 | 0 | 0 | 0 | 429 | 0 | 0 | 0 | 0 | 0 | 0 | 0 | 0 | 0 | 0 | 0 | 0 | 0 | 0 | 0 | 0 | 0 | 0 |  | 5170 | 429-122 | [40 empty] | 0 | 0 | 0 |  |  |  | 0 | 5000000
429-123AE | 0 | 0 | 0 | 0 | 0% | 0% | 0% | 0 | 0 | 0 | 0 | 0 | 0 | 0 | 0 | 429 | 0 | 0 | 0 | 0 | 0 | 0 | 0 | 0 | 0 | 0 | 0 | 0 | 0 | 0 | 0 | 0 | 0 | 0 |  | 5171 | 429-123AE | [40 empty] | 0 | 0 | 0 |  |  |  | 0 | 5000000
429-167AE | 0 | 0 | 0 | 0 | 0% | 0% | 0% | 0 | 0 | 0 | 0 | 0 | 0 | 0 | 0 | 429 | 0 | 0 | 0 | 0 | 0 | 0 | 0 | 0 | 0 | 0 | 0 | 0 | 0 | 0 | 0 | 0 | 0 | 0 |  | 5172 | 429-167AE | [40 empty] | 0 | 0 | 0 |  |  |  | 0 | 5000000
429-168 | 0 | 0 | 0 | 0 | 0% | 0% | 0% | 0 | 0 | 0 | 0 | 0 | 0 | 0 | 0 | 429 | 0 | 0 | 0 | 0 | 0 | 0 | 0 | 0 | 0 | 0 | 0 | 0 | 0 | 0 | 0 | 0 | 0 | 0 |  | 5173 | 429-168 | [40 empty] | 0 | 0 | 0 |  |  |  | 0 | 5000000
429-170 | 0 | 0 | 0 | 0 | 0% | 0% | 0% | 0 | 0 | 0 | 0 | 0 | 0 | 0 | 0 | 429 | 0 | 0 | 0 | 0 | 0 | 0 | 0 | 0 | 0 | 0 | 0 | 0 | 0 | 0 | 0 | 0 | 0 | 0 |  | 5174 | 429-170 | [40 empty] | 0 | 0 | 0 |  |  |  | 0 | 5000000
429-170F | 0 | 0 | 0 | 0 | 0% | 0% | 0% | 0 | 0 | 0 | 0 | 0 | 0 | 0 | 0 | 429 | 0 | 0 | 0 | 0 | 0 | 0 | 0 | 0 | 0 | 0 | 0 | 0 | 0 | 0 | 0 | 0 | 0 | 0 |  | 5175 | 429-170F | [40 empty] | 0 | 0 | 0 |  |  |  | 0 | 5000000
429-171 | 0 | 0 | 0 | 0 | 0% | 0% | 0% | 0 | 0 | 0 | 0 | 0 | 0 | 0 | 0 | 429 | 0 | 0 | 0 | 0 | 0 | 0 | 0 | 0 | 0 | 0 | 0 | 0 | 0 | 0 | 0 | 0 | 0 | 0 |  | 5176 | 429-171 | [40 empty] | 0 | 0 | 0 |  |  |  | 0 | 5000000
429-171F | 0 | 0 | 0 | 0 | 0% | 0% | 0% | 0 | 0 | 0 | 0 | 0 | 0 | 0 | 0 | 429 | 0 | 0 | 0 | 0 | 0 | 0 | 0 | 0 | 0 | 0 | 0 | 0 | 0 | 0 | 0 | 0 | 0 | 0 |  | 5177 | 429-171F | [40 empty] | 0 | 0 | 0 |  |  |  | 0 | 5000000
429-172 | 0 | 0 | 0 | 0 | 0% | 0% | 0% | 0 | 0 | 0 | 0 | 0 | 0 | 0 | 0 | 429 | 0 | 0 | 0 | 0 | 0 | 0 | 0 | 0 | 0 | 0 | 0 | 0 | 0 | 0 | 0 | 0 | 0 | 0 |  | 5178 | 429-172 | [40 empty] | 0 | 0 | 0 |  |  |  | 0 | 5000000
429-172F | 0 | 0 | 0 | 0 | 0% | 0% | 0% | 0 | 0 | 0 | 0 | 0 | 0 | 0 | 0 | 429 | 0 | 0 | 0 | 0 | 0 | 0 | 0 | 0 | 0 | 0 | 0 | 0 | 0 | 0 | 0 | 0 | 0 | 0 |  | 5179 | 429-172F | [40 empty] | 0 | 0 | 0 |  |  |  | 0 | 5000000
429-179 | 0 | 0 | 0 | 0 | 0% | 0% | 0% | 0 | 0 | 0 | 0 | 0 | 0 | 0 | 0 | 429 | 0 | 0 | 0 | 0 | 0 | 0 | 0 | 0 | 0 | 0 | 0 | 0 | 0 | 0 | 0 | 0 | 0 | 0 |  | 5180 | 429-179 | [40 empty] | 0 | 0 | 0 |  |  |  | 0 | 5000000
429-180F | 0 | 0 | 0 | 0 | 0% | 0% | 0% | 0 | 0 | 0 | 0 | 0 | 0 | 0 | 0 | 429 | 0 | 0 | 0 | 0 | 0 | 0 | 0 | 0 | 0 | 0 | 0 | 0 | 0 | 0 | 0 | 0 | 0 | 0 |  | 5181 | 429-180F | [40 empty] | 0 | 0 | 0 |  |  |  | 0 | 5000000
429-181F | 0 | 0 | 0 | 0 | 0% | 0% | 0% | 0 | 0 | 0 | 0 | 0 | 0 | 0 | 0 | 429 | 0 | 0 | 0 | 0 | 0 | 0 | 0 | 0 | 0 | 0 | 0 | 0 | 0 | 0 | 0 | 0 | 0 | 0 |  | 5182 | 429-181F | [40 empty] | 0 | 0 | 0 |  |  |  | 0 | 5000000
429-182F | 0 | 0 | 0 | 0 | 0% | 0% | 0% | 0 | 0 | 0 | 0 | 0 | 0 | 0 | 0 | 429 | 0 | 0 | 0 | 0 | 0 | 0 | 0 | 0 | 0 | 0 | 0 | 0 | 0 | 0 | 0 | 0 | 0 | 0 |  | 5183 | 429-182F | [40 empty] | 0 | 0 | 0 |  |  |  | 0 | 5000000
429-185 | 0 | 0 | 0 | 0 | 0% | 0% | 0% | 0 | 0 | 0 | 0 | 0 | 0 | 0 | 0 | 429 | 0 | 0 | 0 | 0 | 0 | 0 | 0 | 0 | 0 | 0 | 0 | 0 | 0 | 0 | 0 | 0 | 0 | 0 |  | 5184 | 429-185 | [40 empty] | 0 | 0 | 0 |  |  |  | 0 | 5000000
428-136F | 0 | 0 | 0 | 0 | 0% | 0% | 0% | 0 | 0 | 0 | 0 | 0 | 0 | 0 | 0 | 428 | 0 | 0 | 0 | 0 | 0 | 0 | 0 | 0 | 0 | 0 | 0 | 0 | 0 | 0 | 0 | 0 | 0 | 0 |  | 5185 | 428-136F | [40 empty] | 0 | 0 | 0 |  |  |  | 0 | 5000000
428-131F | 0 | 0 | 0 | 0 | 0% | 0% | 0% | 0 | 0 | 0 | 0 | 0 | 0 | 0 | 0 | 428 | 0 | 0 | 0 | 0 | 0 | 0 | 0 | 0 | 0 | 0 | 0 | 0 | 0 | 0 | 0 | 0 | 0 | 0 |  | 5186 | 428-131F | [40 empty] | 0 | 0 | 0 |  |  |  | 0 | 5000000
427-211 | 0 | 0 | 0 | 0 | 0% | 0% | 0% | 0 | 0 | 0 | 0 | 0 | 0 | 0 | 0 | 427 | 0 | 0 | 0 | 0 | 0 | 0 | 0 | 0 | 0 | 0 | 0 | 0 | 0 | 0 | 0 | 0 | 0 | 0 |  | 5187 | 427-211 | [40 empty] | 0 | 0 | 0 |  |  |  | 0 | 5000000
428-131 | 0 | 0 | 0 | 0 | 0% | 0% | 0% | 0 | 0 | 0 | 0 | 0 | 0 | 0 | 0 | 428 | 0 | 0 | 0 | 0 | 0 | 0 | 0 | 0 | 0 | 0 | 0 | 0 | 0 | 0 | 0 | 0 | 0 | 0 |  | 5188 | 428-131 | [40 empty] | 0 | 0 | 0 |  |  |  | 0 | 5000000
427-212 | 0 | 0 | 0 | 0 | 0% | 0% | 0% | 0 | 0 | 0 | 0 | 0 | 0 | 0 | 0 | 427 | 0 | 0 | 0 | 0 | 0 | 0 | 0 | 0 | 0 | 0 | 0 | 0 | 0 | 0 | 0 | 0 | 0 | 0 |  | 5189 | 427-212 | [40 empty] | 0 | 0 | 0 |  |  |  | 0 | 5000000
427-214 | 0 | 0 | 0 | 0 | 0% | 0% | 0% | 0 | 0 | 0 | 0 | 0 | 0 | 0 | 0 | 427 | 0 | 0 | 0 | 0 | 0 | 0 | 0 | 0 | 0 | 0 | 0 | 0 | 0 | 0 | 0 | 0 | 0 | 0 |  | 5190 | 427-214 | [40 empty] | 0 | 0 | 0 |  |  |  | 0 | 5000000
427-214F | 0 | 0 | 0 | 0 | 0% | 0% | 0% | 0 | 0 | 0 | 0 | 0 | 0 | 0 | 0 | 427 | 0 | 0 | 0 | 0 | 0 | 0 | 0 | 0 | 0 | 0 | 0 | 0 | 0 | 0 | 0 | 0 | 0 | 0 |  | 5191 | 427-214F | [40 empty] | 0 | 0 | 0 |  |  |  | 0 | 5000000
427-215 | 0 | 0 | 0 | 0 | 0% | 0% | 0% | 0 | 0 | 0 | 0 | 0 | 0 | 0 | 0 | 427 | 0 | 0 | 0 | 0 | 0 | 0 | 0 | 0 | 0 | 0 | 0 | 0 | 0 | 0 | 0 | 0 | 0 | 0 |  | 5192 | 427-215 | [40 empty] | 0 | 0 | 0 |  |  |  | 0 | 5000000
427-215F | 0 | 0 | 0 | 0 | 0% | 0% | 0% | 0 | 0 | 0 | 0 | 0 | 0 | 0 | 0 | 427 | 0 | 0 | 0 | 0 | 0 | 0 | 0 | 0 | 0 | 0 | 0 | 0 | 0 | 0 | 0 | 0 | 0 | 0 |  | 5193 | 427-215F | [40 empty] | 0 | 0 | 0 |  |  |  | 0 | 5000000
427-216 | 0 | 0 | 0 | 0 | 0% | 0% | 0% | 0 | 0 | 0 | 0 | 0 | 0 | 0 | 0 | 427 | 0 | 0 | 0 | 0 | 0 | 0 | 0 | 0 | 0 | 0 | 0 | 0 | 0 | 0 | 0 | 0 | 0 | 0 |  | 5194 | 427-216 | [40 empty] | 0 | 0 | 0 |  |  |  | 0 | 5000000
427-216F | 0 | 0 | 0 | 0 | 0% | 0% | 0% | 0 | 0 | 0 | 0 | 0 | 0 | 0 | 0 | 427 | 0 | 0 | 0 | 0 | 0 | 0 | 0 | 0 | 0 | 0 | 0 | 0 | 0 | 0 | 0 | 0 | 0 | 0 |  | 5195 | 427-216F | [40 empty] | 0 | 0 | 0 |  |  |  | 0 | 5000000
427-228 | 0 | 0 | 0 | 0 | 0% | 0% | 0% | 0 | 0 | 0 | 0 | 0 | 0 | 0 | 0 | 427 | 0 | 0 | 0 | 0 | 0 | 0 | 0 | 0 | 0 | 0 | 0 | 0 | 0 | 0 | 0 | 0 | 0 | 0 |  | 5196 | 427-228 | [40 empty] | 0 | 0 | 0 |  |  |  | 0 | 5000000
427-229F | 0 | 0 | 0 | 0 | 0% | 0% | 0% | 0 | 0 | 0 | 0 | 0 | 0 | 0 | 0 | 427 | 0 | 0 | 0 | 0 | 0 | 0 | 0 | 0 | 0 | 0 | 0 | 0 | 0 | 0 | 0 | 0 | 0 | 0 |  | 5197 | 427-229F | [40 empty] | 0 | 0 | 0 |  |  |  | 0 | 5000000
427-230F | 0 | 0 | 0 | 0 | 0% | 0% | 0% | 0 | 0 | 0 | 0 | 0 | 0 | 0 | 0 | 427 | 0 | 0 | 0 | 0 | 0 | 0 | 0 | 0 | 0 | 0 | 0 | 0 | 0 | 0 | 0 | 0 | 0 | 0 |  | 5198 | 427-230F | [40 empty] | 0 | 0 | 0 |  |  |  | 0 | 5000000
427-231 | 0 | 0 | 0 | 0 | 0% | 0% | 0% | 0 | 0 | 0 | 0 | 0 | 0 | 0 | 0 | 427 | 0 | 0 | 0 | 0 | 0 | 0 | 0 | 0 | 0 | 0 | 0 | 0 | 0 | 0 | 0 | 0 | 0 | 0 |  | 5199 | 427-231 | [40 empty] | 0 | 0 | 0 |  |  |  | 0 | 5000000
427-232 | 0 | 0 | 0 | 0 | 0% | 0% | 0% | 0 | 0 | 0 | 0 | 0 | 0 | 0 | 0 | 427 | 0 | 0 | 0 | 0 | 0 | 0 | 0 | 0 | 0 | 0 | 0 | 0 | 0 | 0 | 0 | 0 | 0 | 0 |  | 5200 | 427-232 | [40 empty] | 0 | 0 | 0 |  |  |  | 0 | 5000000
427-233 | 0 | 0 | 0 | 0 | 0% | 0% | 0% | 0 | 0 | 0 | 0 | 0 | 0 | 0 | 0 | 427 | 0 | 0 | 0 | 0 | 0 | 0 | 0 | 0 | 0 | 0 | 0 | 0 | 0 | 0 | 0 | 0 | 0 | 0 |  | 5201 | 427-233 | [40 empty] | 0 | 0 | 0 |  |  |  | 0 | 5000000
427-234 | 0 | 0 | 0 | 0 | 0% | 0% | 0% | 0 | 0 | 0 | 0 | 0 | 0 | 0 | 0 | 427 | 0 | 0 | 0 | 0 | 0 | 0 | 0 | 0 | 0 | 0 | 0 | 0 | 0 | 0 | 0 | 0 | 0 | 0 |  | 5202 | 427-234 | [40 empty] | 0 | 0 | 0 |  |  |  | 0 | 5000000
427-43 | 0 | 0 | 0 | 0 | 0% | 0% | 0% | 0 | 0 | 0 | 0 | 0 | 0 | 0 | 0 | 427 | 0 | 0 | 0 | 0 | 0 | 0 | 0 | 0 | 0 | 0 | 0 | 0 | 0 | 0 | 0 | 0 | 0 | 0 |  | 5203 | 427-43 | [40 empty] | 0 | 0 | 0 |  |  |  | 0 | 5000000
427-44 | 0 | 0 | 0 | 0 | 0% | 0% | 0% | 0 | 0 | 0 | 0 | 0 | 0 | 0 | 0 | 427 | 0 | 0 | 0 | 0 | 0 | 0 | 0 | 0 | 0 | 0 | 0 | 0 | 0 | 0 | 0 | 0 | 0 | 0 |  | 5204 | 427-44 | [40 empty] | 0 | 0 | 0 |  |  |  | 0 | 5000000
427-44F | 0 | 0 | 0 | 0 | 0% | 0% | 0% | 0 | 0 | 0 | 0 | 0 | 0 | 0 | 0 | 427 | 0 | 0 | 0 | 0 | 0 | 0 | 0 | 0 | 0 | 0 | 0 | 0 | 0 | 0 | 0 | 0 | 0 | 0 |  | 5205 | 427-44F | [40 empty] | 0 | 0 | 0 |  |  |  | 0 | 5000000
428-119 | 0 | 0 | 0 | 0 | 0% | 0% | 0% | 0 | 0 | 0 | 0 | 0 | 0 | 0 | 0 | 428 | 0 | 0 | 0 | 0 | 0 | 0 | 0 | 0 | 0 | 0 | 0 | 0 | 0 | 0 | 0 | 0 | 0 | 0 |  | 5206 | 428-119 | [40 empty] | 0 | 0 | 0 |  |  |  | 0 | 5000000
428-120 | 0 | 0 | 0 | 0 | 0% | 0% | 0% | 0 | 0 | 0 | 0 | 0 | 0 | 0 | 0 | 428 | 0 | 0 | 0 | 0 | 0 | 0 | 0 | 0 | 0 | 0 | 0 | 0 | 0 | 0 | 0 | 0 | 0 | 0 |  | 5207 | 428-120 | [40 empty] | 0 | 0 | 0 |  |  |  | 0 | 5000000
428-121 | 0 | 0 | 0 | 0 | 0% | 0% | 0% | 0 | 0 | 0 | 0 | 0 | 0 | 0 | 0 | 428 | 0 | 0 | 0 | 0 | 0 | 0 | 0 | 0 | 0 | 0 | 0 | 0 | 0 | 0 | 0 | 0 | 0 | 0 |  | 5208 | 428-121 | [40 empty] | 0 | 0 | 0 |  |  |  | 0 | 5000000
428-121F | 0 | 0 | 0 | 0 | 0% | 0% | 0% | 0 | 0 | 0 | 0 | 0 | 0 | 0 | 0 | 428 | 0 | 0 | 0 | 0 | 0 | 0 | 0 | 0 | 0 | 0 | 0 | 0 | 0 | 0 | 0 | 0 | 0 | 0 |  | 5209 | 428-121F | [40 empty] | 0 | 0 | 0 |  |  |  | 0 | 5000000
428-122 | 0 | 0 | 0 | 0 | 0% | 0% | 0% | 0 | 0 | 0 | 0 | 0 | 0 | 0 | 0 | 428 | 0 | 0 | 0 | 0 | 0 | 0 | 0 | 0 | 0 | 0 | 0 | 0 | 0 | 0 | 0 | 0 | 0 | 0 |  | 5210 | 428-122 | [40 empty] | 0 | 0 | 0 |  |  |  | 0 | 5000000
428-122F | 0 | 0 | 0 | 0 | 0% | 0% | 0% | 0 | 0 | 0 | 0 | 0 | 0 | 0 | 0 | 428 | 0 | 0 | 0 | 0 | 0 | 0 | 0 | 0 | 0 | 0 | 0 | 0 | 0 | 0 | 0 | 0 | 0 | 0 |  | 5211 | 428-122F | [40 empty] | 0 | 0 | 0 |  |  |  | 0 | 5000000
428-127 | 0 | 0 | 0 | 0 | 0% | 0% | 0% | 0 | 0 | 0 | 0 | 0 | 0 | 0 | 0 | 428 | 0 | 0 | 0 | 0 | 0 | 0 | 0 | 0 | 0 | 0 | 0 | 0 | 0 | 0 | 0 | 0 | 0 | 0 |  | 5212 | 428-127 | [40 empty] | 0 | 0 | 0 |  |  |  | 0 | 5000000
428-128 | 0 | 0 | 0 | 0 | 0% | 0% | 0% | 0 | 0 | 0 | 0 | 0 | 0 | 0 | 0 | 428 | 0 | 0 | 0 | 0 | 0 | 0 | 0 | 0 | 0 | 0 | 0 | 0 | 0 | 0 | 0 | 0 | 0 | 0 |  | 5213 | 428-128 | [40 empty] | 0 | 0 | 0 |  |  |  | 0 | 5000000
428-129 | 0 | 0 | 0 | 0 | 0% | 0% | 0% | 0 | 0 | 0 | 0 | 0 | 0 | 0 | 0 | 428 | 0 | 0 | 0 | 0 | 0 | 0 | 0 | 0 | 0 | 0 | 0 | 0 | 0 | 0 | 0 | 0 | 0 | 0 |  | 5214 | 428-129 | [40 empty] | 0 | 0 | 0 |  |  |  | 0 | 5000000
428-129F | 0 | 0 | 0 | 0 | 0% | 0% | 0% | 0 | 0 | 0 | 0 | 0 | 0 | 0 | 0 | 428 | 0 | 0 | 0 | 0 | 0 | 0 | 0 | 0 | 0 | 0 | 0 | 0 | 0 | 0 | 0 | 0 | 0 | 0 |  | 5215 | 428-129F | [40 empty] | 0 | 0 | 0 |  |  |  | 0 | 5000000
428-130 | 0 | 0 | 0 | 0 | 0% | 0% | 0% | 0 | 0 | 0 | 0 | 0 | 0 | 0 | 0 | 428 | 0 | 0 | 0 | 0 | 0 | 0 | 0 | 0 | 0 | 0 | 0 | 0 | 0 | 0 | 0 | 0 | 0 | 0 |  | 5216 | 428-130 | [40 empty] | 0 | 0 | 0 |  |  |  | 0 | 5000000
428-130F | 0 | 0 | 0 | 0 | 0% | 0% | 0% | 0 | 0 | 0 | 0 | 0 | 0 | 0 | 0 | 428 | 0 | 0 | 0 | 0 | 0 | 0 | 0 | 0 | 0 | 0 | 0 | 0 | 0 | 0 | 0 | 0 | 0 | 0 |  | 5217 | 428-130F | [40 empty] | 0 | 0 | 0 |  |  |  | 0 | 5000000
UP1-9 | 0 | 0 | 0 | 0 | 0% | 0% | 0% | 0 | 0 | 0 | 0 | 0 | 0 | 0 | 0 | UP1 | 0 | 0 | 0 | 0 | 0 | 0 | 0 | 0 | 0 | 0 | 0 | 0 | 0 | 0 | 0 | 0 | 0 | 0 |  | 5218 | UP1-9 | [40 empty] | 0 | 0 | 0 |  |  |  | 0 | 5000000

## Baseline 2025
| Amount | Units
SDG&E Service Territory Baseline 2025 | 3032480.966 | K$ / Year

## Inflation_and_Discount
back to index |  |  | Discount Rate |  | WACC | Hybrid Discount Rate | Societal Discount Rate |  |  |  | WACC | Hybrid Discount Rate | Societal Discount Rate | Last Updated: | 2025-04-17
|  |  |  | Year | 7.45% | 6.1% | 2% |  |  | 2025 | 1 | 1 | 1
|  |  |  | 55 | 20.085 | 25.0577 | 62.9521 |  |  | 2026 | 0.95393 | 0.96607 | 1.0049
|  |  |  | 40 | 18.4163 | 22.0633 | 44.0721 |  |  | 2027 | 0.90999 | 0.93329 | 1.0098
|  |  |  | 1 | 1 | 1 | 1 |  |  | 2028 | 0.86807 | 0.90162 | 1.0148
|  |  |  | 20 | 13.2553 | 14.6954 | 20.9593 |  |  | 2029 | 0.82808 | 0.87103 | 1.0198
Years | 100 |  |  | 10 | 8.1622 | 8.6034 | 10.2235 |  |  | 2030 | 0.78993 | 0.84148 | 1.0248
Inflation | 2.5% | Assumption |  |  | (*) Calculated based on RDF parameters |  |  |  |  | 2031 | 0.75354 | 0.81293 | 1.0298
[10 empty] | 2032 | 0.71882 | 0.78534 | 1.0348
55 yrs
|  |  |  | discounts | discounts | discounts | inflation x | inflation x | inflation x
| Year | ON_OFF | inflation | WACC | Hybrid Discount Rate | Societal Discount Rate | WACC | Hybrid Discount Rate | Societal Discount Rate
2025 | 0 | 1 | 1 | 1 | 1 | 1 | 1 | 1 | 1
2026 | 1 | 1 | 1.025 | 0.93067 | 0.94251 | 0.98039 | 0.95393 | 0.96607 | 1.0049
2027 | 2 | 1 | 1.0506 | 0.86614 | 0.88832 | 0.96117 | 0.90999 | 0.93329 | 1.0098
2028 | 3 | 1 | 1.0769 | 0.80608 | 0.83725 | 0.94232 | 0.86807 | 0.90162 | 1.0148
2029 | 4 | 1 | 1.1038 | 0.7502 | 0.78911 | 0.92385 | 0.82808 | 0.87103 | 1.0198
2030 | 5 | 1 | 1.1314 | 0.69818 | 0.74374 | 0.90573 | 0.78993 | 0.84148 | 1.0248
2031 | 6 | 1 | 1.1597 | 0.64977 | 0.70098 | 0.88797 | 0.75354 | 0.81293 | 1.0298
2032 | 7 | 1 | 1.1887 | 0.60472 | 0.66068 | 0.87056 | 0.71882 | 0.78534 | 1.0348
2033 | 8 | 1 | 1.2184 | 0.56279 | 0.6227 | 0.85349 | 0.68571 | 0.7587 | 1.0399
2034 | 9 | 1 | 1.2489 | 0.52377 | 0.5869 | 0.83676 | 0.65412 | 0.73295 | 1.045
2035 | 10 | 1 | 1.2801 | 0.48746 | 0.55315 | 0.82035 | 0.62399 | 0.70808 | 1.0501
2036 | 11 | 1 | 1.3121 | 0.45366 | 0.52135 | 0.80426 | 0.59524 | 0.68406 | 1.0553
2037 | 12 | 1 | 1.3449 | 0.4222 | 0.49138 | 0.78849 | 0.56782 | 0.66085 | 1.0604
2038 | 13 | 1 | 1.3785 | 0.39293 | 0.46313 | 0.77303 | 0.54166 | 0.63843 | 1.0656
2039 | 14 | 1 | 1.413 | 0.36569 | 0.4365 | 0.75788 | 0.51671 | 0.61676 | 1.0709
2040 | 15 | 1 | 1.4483 | 0.34033 | 0.4114 | 0.74301 | 0.4929 | 0.59584 | 1.0761
2041 | 16 | 1 | 1.4845 | 0.31674 | 0.38775 | 0.72845 | 0.4702 | 0.57562 | 1.0814
2042 | 17 | 1 | 1.5216 | 0.29478 | 0.36546 | 0.71416 | 0.44854 | 0.55609 | 1.0867
2043 | 18 | 1 | 1.5597 | 0.27434 | 0.34445 | 0.70016 | 0.42787 | 0.53722 | 1.092
2044 | 19 | 1 | 1.5987 | 0.25532 | 0.32464 | 0.68643 | 0.40816 | 0.51899 | 1.0974
2045 | 20 | 1 | 1.6386 | 0.23761 | 0.30598 | 0.67297 | 0.38936 | 0.50138 | 1.1027
2046 | 21 | 1 | 1.6796 | 0.22114 | 0.28839 | 0.65978 | 0.37142 | 0.48437 | 1.1081
2047 | 22 | 1 | 1.7216 | 0.20581 | 0.27181 | 0.64684 | 0.35431 | 0.46794 | 1.1136
2048 | 23 | 1 | 1.7646 | 0.19154 | 0.25618 | 0.63416 | 0.33799 | 0.45206 | 1.119
2049 | 24 | 1 | 1.8087 | 0.17826 | 0.24145 | 0.62172 | 0.32242 | 0.43672 | 1.1245
2050 | 25 | 1 | 1.8539 | 0.1659 | 0.22757 | 0.60953 | 0.30756 | 0.4219 | 1.13
2051 | 26 | 1 | 1.9003 | 0.15439 | 0.21449 | 0.59758 | 0.2934 | 0.40759 | 1.1356
2052 | 27 | 1 | 1.9478 | 0.14369 | 0.20216 | 0.58586 | 0.27988 | 0.39376 | 1.1411
2053 | 28 | 1 | 1.9965 | 0.13373 | 0.19053 | 0.57437 | 0.26699 | 0.3804 | 1.1467
2054 | 29 | 1 | 2.0464 | 0.12446 | 0.17958 | 0.56311 | 0.25469 | 0.36749 | 1.1524
2055 | 30 | 1 | 2.0976 | 0.11583 | 0.16925 | 0.55207 | 0.24295 | 0.35502 | 1.158
2056 | 31 | 1 | 2.15 | 0.1078 | 0.15952 | 0.54125 | 0.23176 | 0.34298 | 1.1637
2057 | 32 | 1 | 2.2038 | 0.10032 | 0.15035 | 0.53063 | 0.22108 | 0.33134 | 1.1694
2058 | 33 | 1 | 2.2589 | 0.093366 | 0.14171 | 0.52023 | 0.2109 | 0.3201 | 1.1751
2059 | 34 | 1 | 2.3153 | 0.086892 | 0.13356 | 0.51003 | 0.20118 | 0.30923 | 1.1809
2060 | 35 | 1 | 2.3732 | 0.080868 | 0.12588 | 0.50003 | 0.19192 | 0.29874 | 1.1867
2061 | 36 | 1 | 2.4325 | 0.075261 | 0.11864 | 0.49022 | 0.18307 | 0.28861 | 1.1925
2062 | 37 | 1 | 2.4933 | 0.070043 | 0.11182 | 0.48061 | 0.17464 | 0.27881 | 1.1983
2063 | 38 | 1 | 2.5557 | 0.065186 | 0.10539 | 0.47119 | 0.1666 | 0.26935 | 1.2042
2064 | 39 | 1 | 2.6196 | 0.060667 | 0.099334 | 0.46195 | 0.15892 | 0.26021 | 1.2101
2065 | 40 | 1 | 2.6851 | 0.05646 | 0.093623 | 0.45289 | 0.1516 | 0.25138 | 1.216
2066 | 41 | 1 | 2.7522 | 0.052546 | 0.088241 | 0.44401 | 0.14462 | 0.24286 | 1.222
2067 | 42 | 1 | 2.821 | 0.048902 | 0.083168 | 0.4353 | 0.13795 | 0.23462 | 1.228
2068 | 43 | 1 | 2.8915 | 0.045512 | 0.078386 | 0.42677 | 0.1316 | 0.22665 | 1.234
2069 | 44 | 1 | 2.9638 | 0.042356 | 0.073879 | 0.4184 | 0.12554 | 0.21896 | 1.2401
2070 | 45 | 1 | 3.0379 | 0.039419 | 0.069632 | 0.4102 | 0.11975 | 0.21153 | 1.2461
2071 | 46 | 1 | 3.1139 | 0.036686 | 0.065628 | 0.40215 | 0.11424 | 0.20436 | 1.2522
2072 | 47 | 1 | 3.1917 | 0.034143 | 0.061855 | 0.39427 | 0.10897 | 0.19742 | 1.2584
2073 | 48 | 1 | 3.2715 | 0.031775 | 0.058299 | 0.38654 | 0.10395 | 0.19072 | 1.2646
2074 | 49 | 1 | 3.3533 | 0.029572 | 0.054947 | 0.37896 | 0.099164 | 0.18425 | 1.2708
2075 | 50 | 1 | 3.4371 | 0.027522 | 0.051788 | 0.37153 | 0.094596 | 0.178 | 1.277
2076 | 51 | 1 | 3.523 | 0.025614 | 0.048811 | 0.36424 | 0.090238 | 0.17196 | 1.2832
2077 | 52 | 1 | 3.6111 | 0.023838 | 0.046004 | 0.3571 | 0.086081 | 0.16613 | 1.2895
2078 | 53 | 1 | 3.7014 | 0.022185 | 0.04336 | 0.3501 | 0.082115 | 0.16049 | 1.2959
2079 | 54 | 1 | 3.7939 | 0.020647 | 0.040867 | 0.34323 | 0.078333 | 0.15505 | 1.3022
2080 | 55 | 1 | 3.8888 | 0.019215 | 0.038517 | 0.3365 | 0.074724 | 0.14978 | 1.3086
2081 | 56 | 1 | 3.986 | 0.017883 | 0.036303 | 0.32991 | 0.071282 | 0.1447 | 1.315
2082 | 57 | 1 | 4.0856 | 0.016643 | 0.034216 | 0.32344 | 0.067998 | 0.13979 | 1.3214
2083 | 58 | 1 | 4.1878 | 0.015489 | 0.032248 | 0.3171 | 0.064865 | 0.13505 | 1.3279
2084 | 59 | 1 | 4.2925 | 0.014415 | 0.030394 | 0.31088 | 0.061877 | 0.13047 | 1.3344
2085 | 60 | 1 | 4.3998 | 0.013416 | 0.028647 | 0.30478 | 0.059026 | 0.12604 | 1.341
2086 | 61 | 1 | 4.5098 | 0.012486 | 0.027 | 0.29881 | 0.056307 | 0.12176 | 1.3476
2087 | 62 | 1 | 4.6225 | 0.01162 | 0.025448 | 0.29295 | 0.053713 | 0.11763 | 1.3542
2088 | 63 | 1 | 4.7381 | 0.010814 | 0.023985 | 0.2872 | 0.051239 | 0.11364 | 1.3608
2089 | 64 | 1 | 4.8565 | 0.010064 | 0.022606 | 0.28157 | 0.048878 | 0.10978 | 1.3675
2090 | 65 | 1 | 4.978 | 0.0093666 | 0.021306 | 0.27605 | 0.046627 | 0.10606 | 1.3742
2091 | 66 | 1 | 5.1024 | 0.0087172 | 0.020081 | 0.27064 | 0.044479 | 0.10246 | 1.3809
2092 | 67 | 1 | 5.23 | 0.0081128 | 0.018926 | 0.26533 | 0.04243 | 0.098985 | 1.3877
2093 | 68 | 1 | 5.3607 | 0.0075503 | 0.017838 | 0.26013 | 0.040475 | 0.095626 | 1.3945
2094 | 69 | 1 | 5.4947 | 0.0070268 | 0.016813 | 0.25503 | 0.03861 | 0.092382 | 1.4013
2095 | 70 | 1 | 5.6321 | 0.0065396 | 0.015846 | 0.25003 | 0.036832 | 0.089247 | 1.4082
2096 | 71 | 1 | 5.7729 | 0.0060862 | 0.014935 | 0.24513 | 0.035135 | 0.086219 | 1.4151
2097 | 72 | 1 | 5.9172 | 0.0056642 | 0.014076 | 0.24032 | 0.033516 | 0.083293 | 1.422
2098 | 73 | 1 | 6.0652 | 0.0052715 | 0.013267 | 0.23561 | 0.031972 | 0.080467 | 1.429
2099 | 74 | 1 | 6.2168 | 0.004906 | 0.012504 | 0.23099 | 0.030499 | 0.077737 | 1.436
2100 | 75 | 1 | 6.3722 | 0.0045658 | 0.011785 | 0.22646 | 0.029094 | 0.075099 | 1.443
2101 | 76 | 1 | 6.5315 | 0.0042492 | 0.011108 | 0.22202 | 0.027754 | 0.072551 | 1.4501
2102 | 77 | 1 | 6.6948 | 0.0039546 | 0.010469 | 0.21766 | 0.026475 | 0.07009 | 1.4572
2103 | 78 | 1 | 6.8622 | 0.0036804 | 0.0098673 | 0.2134 | 0.025256 | 0.067711 | 1.4644
2104 | 79 | 1 | 7.0337 | 0.0034253 | 0.0093 | 0.20921 | 0.024092 | 0.065414 | 1.4715
2105 | 80 | 1 | 7.2096 | 0.0031878 | 0.0087654 | 0.20511 | 0.022982 | 0.063194 | 1.4788
2106 | 81 | 1 | 7.3898 | 0.0029667 | 0.0082614 | 0.20109 | 0.021924 | 0.06105 | 1.486
2107 | 82 | 1 | 7.5746 | 0.002761 | 0.0077864 | 0.19715 | 0.020914 | 0.058979 | 1.4933
2108 | 83 | 1 | 7.7639 | 0.0025696 | 0.0073388 | 0.19328 | 0.01995 | 0.056978 | 1.5006
2109 | 84 | 1 | 7.958 | 0.0023914 | 0.0069168 | 0.18949 | 0.019031 | 0.055044 | 1.508
2110 | 85 | 1 | 8.157 | 0.0022256 | 0.0065192 | 0.18577 | 0.018154 | 0.053177 | 1.5154
2111 | 86 | 1 | 8.3609 | 0.0020713 | 0.0061444 | 0.18213 | 0.017318 | 0.051372 | 1.5228
2112 | 87 | 1 | 8.5699 | 0.0019277 | 0.0057911 | 0.17856 | 0.01652 | 0.049629 | 1.5302
2113 | 88 | 1 | 8.7842 | 0.0017941 | 0.0054582 | 0.17506 | 0.015759 | 0.047945 | 1.5377
2114 | 89 | 1 | 9.0038 | 0.0016697 | 0.0051444 | 0.17163 | 0.015033 | 0.046319 | 1.5453
2115 | 90 | 1 | 9.2289 | 0.0015539 | 0.0048486 | 0.16826 | 0.014341 | 0.044747 | 1.5529
2116 | 91 | 1 | 9.4596 | 0.0014462 | 0.0045698 | 0.16496 | 0.01368 | 0.043229 | 1.5605
2117 | 92 | 1 | 9.6961 | 0.0013459 | 0.0043071 | 0.16173 | 0.01305 | 0.041762 | 1.5681
2118 | 93 | 1 | 9.9385 | 0.0012526 | 0.0040595 | 0.15856 | 0.012449 | 0.040345 | 1.5758
2119 | 94 | 1 | 10.1869 | 0.0011657 | 0.0038261 | 0.15545 | 0.011875 | 0.038976 | 1.5835
2120 | 95 | 1 | 10.4416 | 0.0010849 | 0.0036061 | 0.1524 | 0.011328 | 0.037654 | 1.5913
2121 | 96 | 1 | 10.7026 | 0.0010097 | 0.0033988 | 0.14941 | 0.010806 | 0.036376 | 1.5991
2122 | 97 | 1 | 10.9702 | 0.00093967 | 0.0032034 | 0.14648 | 0.010308 | 0.035142 | 1.6069
2123 | 98 | 1 | 11.2445 | 0.00087452 | 0.0030192 | 0.14361 | 0.0098335 | 0.033949 | 1.6148
2124 | 99 | 1 | 11.5256 | 0.00081389 | 0.0028456 | 0.14079 | 0.0093805 | 0.032797 | 1.6227
2125 | 100 | 0 | 0 | 0 | 0 | 0 | 0 | 0 | 0

## FCP Cost
Feeder | FCP Cost per feeder/mile/year | Max Feeder Baseline ($/year) | Baseline Wildfire (%) | Baseline PSPS (%) | Baseline PEDS (%) | back to index
79 | 1386.9197 | 19978325.5 | 99.23% | 0.7353% | 0.0338%
175 | 245.8706 | 5741494.857 | 96.86% | 2.992% | 0.1472%
214 | 4644.3428 | 26281150.17 | 98.91% | 1.048% | 0.04591%
221 | 906.9582 | 4481914.259 | 99.45% | 0.5095% | 0.04337%
234 | 41.9496 | 4939379.25 | 99.46% | 0.3916% | 0.1518%
249 | 70.1159 | 3753230.034 | 95.85% | 3.876% | 0.273%
283 | 35129.095 | 5299634.366 | 98.55% | 1.37% | 0.07601%
353 | 4950.708 | 13534406.65 | 99.43% | 0.528% | 0.03951%
356 | 10741.919 | 16012786.35 | 97.76% | 2.145% | 0.09187%
522 | 332.6966 | 5639841.432 | 96.44% | 3.339% | 0.2198%
536 | 114.6165 | 54109.9242 | 76.19% | 21.99% | 1.82%
974 | 1567.1481 | 7107169.678 | 99.55% | 0.3981% | 0.05413%
1021 | 806.5277 | 35156122.4 | 99.02% | 0.9436% | 0.03662%
75 | 13771.244 | 3135457.623 | 99.77% | 0.1421% | 0.08717%
240 | 253.5947 | 4437658.76 | 97.91% | 1.769% | 0.321%
444 | 459.8057 | 3413813.747 | 97.67% | 1.995% | 0.3352%
470 | 50.9265 | 16740391.15 | 99.37% | 0.5365% | 0.09319%
524 | 136.7251 | 40375330.95 | 99.03% | 0.9107% | 0.05596%
920 | 321.4041 | 3406645.837 | 99.34% | 0.5402% | 0.1203%
928 | 1570.3508 | 1655010.62 | 79.76% | 20.12% | 0.1245%
1022 | 536.7445 | 9800679.221 | 99.62% | 0.3456% | 0.03348%
1162 | 346.2644 | 247999.3526 | 97.75% | 1.792% | 0.4608%
1166 | 2168.1155 | 10322641.99 | 99.08% | 0.8619% | 0.05733%
91 | 96.5871 | 1295990.613 | 95.98% | 3.603% | 0.4176%
231 | 47.1794 | 5142094.981 | 98.68% | 0.901% | 0.4182%
233 | 100.5577 | 4127695.536 | 98.74% | 0.928% | 0.3343%
351 | 88.3911 | 23517427.55 | 99.25% | 0.716% | 0.03401%
352 | 1453.8109 | 18614182.34 | 99.36% | 0.5928% | 0.04664%
442 | 4005.3312 | 11572220.97 | 88.48% | 11.4% | 0.1243%
788 | 26.1669 | 9132236.592 | 94.33% | 5.547% | 0.1209%
791 | 110.4326 | 3349759.385 | 92.58% | 7.304% | 0.116%
1023 | 167.4098 | 9469914.924 | 95.98% | 3.884% | 0.1387%
1090 | 652.9752 | 5899045.362 | 99.62% | 0.2521% | 0.1275%
182 | 414.4921 | 11917198.91 | 94.29% | 5.651% | 0.05821%
204 | 22.523 | 1059531.391 | 80.82% | 18.41% | 0.7661%
246 | 30.3053 | 3387005.799 | 94.54% | 5.197% | 0.2577%
300 | 50.3143 | 754132.3013 | 92.41% | 6.882% | 0.7076%
354 | 3219.8972 | 20510259.25 | 99.17% | 0.7728% | 0.06052%
411 | 4579.1274 | 6370041.441 | 98.47% | 1.262% | 0.272%
597 | 180.8456 | 18774393.99 | 95.55% | 4.388% | 0.06321%
599 | 22.1452 | 25743456.08 | 99.4% | 0.5253% | 0.0786%
1235 | 10.2942 | 6645571.957 | 99.09% | 0.6868% | 0.2213%

## Microgrid Assumptions
back to index
| O&M Cost scalation | 2.5%
| Inflation | 2.5%
| VSL | 15.3 | M$
| Fatality | 15.3 | M$
| SI | 3.825 | M$
| Safety | 1e-10 | fatalities/CMI
| Reliaility | 3.67 | $/CMI
| Financial | 482 | per Residential customer
|  | 1446 | per C&I customer
| duration | 24 | hours
| PSPS events per year | 1 | SME Assumption
| ME | 100% | SME Assumption. Microgrid is 100% effective during the PSPS de-energization
| Switch O&M | 140.93 | $/year
Customer Weights for Safety
|  | PSPS Critical | 20
|  | Urgent | 10
|  | Essential | 10
|  | Sensitive | 10
|  | AFN | 5
|  | Residential | 1
|  | Commercial | 1
|  | Industrial | 1

## TrancheID
upstreamardfacilityid | Quintile_RA | HFTD | max | upstreamardfacilityid | HTM_RA | HFTD | max | HFTD | total feeders | Number of Resulting Tranches HTM | Number of Resulting Tranches Quintile | back to index | Last Updated: | 2025-04-17 | back to index
100-1122R | 1--2 | Tier-1 | -2 | 1072-6 | Non-HFTD---1 | Tier-1 | -1 | Tier-1 | 1362 | 20 | 25
1001-1130R | 5--5 | Tier-2 | -5 | 1081-38AE | Non-HFTD---1 | Tier-1 | -1 | Tier-2 | 472 | 22 | 25
1001-1140R | 5--4 | Tier-2 | -4 | 1085-109F | Non-HFTD---1 | Tier-1 | -1 | Tier-3 | 308 | 22 | 25
1001-1231F | 3--3 | Tier-2 | -3 | 177-941AE | Non-HFTD---1 | Tier-1 | -1 | Total HFTD | 780
1001-1232F | 1--4 | Tier-1 | -4 | 186-940R | Non-HFTD---1 | Tier-1 | -1
1001-1814AE | 5--3 | Tier-2 | -3 | 206-953R | Non-HFTD---1 | Tier-1 | -1
1001-1820F | 5--5 | Tier-2 | -5 | 206-963F | Non-HFTD---1 | Tier-1 | -1
1001-1821F | 4--1 | Tier-1 | -1 | 206-974 | Non-HFTD---1 | Tier-1 | -1
1006-829F | 1--5 | Tier-2 | -5 | 242-1411F | Non-HFTD---1 | Tier-1 | -1
1021-14F | 5--1 | Tier-2 | -1 | 288-18 | Non-HFTD---1 | Tier-1 | -1
1021-16F | 5--1 | Tier-2 | -1 | 305-32R | Non-HFTD---1 | Tier-1 | -1
1021-1748F | 5--5 | Tier-3 | -5 | 305-35R | Non-HFTD---1 | Tier-1 | -1
1021-1760R | 5--5 | Tier-3 | -5 | 307-1684R | Non-HFTD---1 | Tier-1 | -1
1021-25R | 5--5 | Tier-3 | -5 | 340-378F | Non-HFTD---1 | Tier-1 | -1
1021-855 | 5--5 | Tier-3 | -5 | 341-1155F | Non-HFTD---1 | Tier-1 | -1
1021-883R | 5--4 | Tier-3 | -4 | 410-50R | Non-HFTD---1 | Tier-1 | -1
1021-92 | 5--4 | Tier-3 | -4 | 452-39AE | Non-HFTD---1 | Tier-1 | -1
1022-17F | 5--5 | Tier-3 | -5 | 456-5 | Non-HFTD---1 | Tier-1 | -1
1022-26R | 4--4 | Tier-3 | -4 | 473-36R | Non-HFTD---1 | Tier-1 | -1
1022-322R | 5--5 | Tier-3 | -5 | 474-22AE | Non-HFTD---1 | Tier-1 | -1
1023-200R | 4--5 | Tier-2 | -5 | 474-29 | Non-HFTD---1 | Tier-1 | -1
1023-46AE | 5--5 | Tier-2 | -5 | 486-61R | Non-HFTD---1 | Tier-1 | -1
1023-48R | 5--5 | Tier-2 | -5 | 492-343R | Non-HFTD---1 | Tier-1 | -1
1023-89R | 4--4 | Tier-2 | -4 | 504-1563 | Non-HFTD---1 | Tier-1 | -1
1030-1728R | 5--5 | Tier-3 | -5 | 504-40R | Non-HFTD---1 | Tier-1 | -1
1030-1777 | 5--5 | Tier-3 | -5 | 510-49R | Non-HFTD---1 | Tier-1 | -1
1030-1823F | 5--5 | Tier-3 | -5 | 546-14R | Non-HFTD---1 | Tier-1 | -1
1030-18R | 5--5 | Tier-3 | -5 | 553-27R | Non-HFTD---1 | Tier-1 | -1
1030-20R | 5--5 | Tier-3 | -5 | 558-301R | Non-HFTD---1 | Tier-1 | -1
1030-42R | 5--5 | Tier-3 | -5 | 586-3 | Non-HFTD---1 | Tier-1 | -1
1030-989R | 5--5 | Tier-3 | -5 | 591-39AE | Non-HFTD---1 | Tier-1 | -1
1039-13 | 5--5 | Tier-2 | -5 | 595-500 | Non-HFTD---1 | Tier-1 | -1
1039-14AE | 4--4 | Tier-2 | -4 | 63-35AE | Non-HFTD---1 | Tier-1 | -1
1047-35F | 1--2 | Tier-1 | -2 | 63-797R | Non-HFTD---1 | Tier-1 | -1
1047-36F | 3--1 | Tier-1 | -1 | 66-1213R | Non-HFTD---1 | Tier-1 | -1
1049-3F | 3--1 | Tier-1 | -1 | 68-42 | Non-HFTD---1 | Tier-1 | -1
1049-4F | 2--2 | Tier-1 | -2 | 732-15R | Non-HFTD---1 | Tier-1 | -1
1049-7F | 2--1 | Tier-1 | -1 | 789-15 | Non-HFTD---1 | Tier-1 | -1
105-239F | 1--3 | Tier-1 | -3 | 792-47R | Non-HFTD---1 | Tier-1 | -1
1071-226F | 1--4 | Tier-1 | -4 | 797-32F | Non-HFTD---1 | Tier-1 | -1
1072-6 | 3--4 | Tier-1 | -4 | 859-13F | Non-HFTD---1 | Tier-1 | -1
1073-3F | 3--1 | Tier-1 | -1 | 901-1124 | Non-HFTD---1 | Tier-1 | -1
1073-480 | 3--4 | Tier-1 | -4 | CB 178 | Non-HFTD---1 | Tier-1 | -1
1073-872F | 3--2 | Tier-2 | -2 | CB 188 | Non-HFTD---1 | Tier-1 | -1
1073-874F | 3--3 | Tier-2 | -3 | CB 195 | Non-HFTD---1 | Tier-1 | -1
1073-886F | 3--2 | Tier-2 | -2 | CB 305 | Non-HFTD---1 | Tier-1 | -1
1073-887F | 3--1 | Tier-2 | -1 | CB 306 | Non-HFTD---1 | Tier-1 | -1
1073-888F | 3--3 | Tier-2 | -3 | CB 307 | Non-HFTD---1 | Tier-1 | -1
1076-37F | 4--2 | Tier-1 | -2 | CB 313 | Non-HFTD---1 | Tier-1 | -1
1077-8R | 2--3 | Tier-1 | -3 | CB 314 | Non-HFTD---1 | Tier-1 | -1
1079-9 | 3--3 | Tier-2 | -3 | CB 412 | Non-HFTD---1 | Tier-1 | -1
1081-11 | 4--4 | Tier-1 | -4 | CB 455 | Non-HFTD---1 | Tier-1 | -1
1081-38AE | 3--4 | Tier-1 | -4 | CB 471 | Non-HFTD---1 | Tier-1 | -1
1081-666F | 3--4 | Tier-1 | -4 | CB 474 | Non-HFTD---1 | Tier-1 | -1
1081-668F | 2--3 | Tier-1 | -3 | CB 546 | Non-HFTD---1 | Tier-1 | -1
1085-109F | 2--5 | Tier-1 | -5 | CB 556 | Non-HFTD---1 | Tier-1 | -1
1085-412F | 2--1 | Tier-1 | -1 | CB 562 | Non-HFTD---1 | Tier-1 | -1
1085-8F | 2--4 | Tier-1 | -4 | CB 590 | Non-HFTD---1 | Tier-1 | -1
1090-1734 | 2--5 | Tier-3 | -5 | CB 591 | Non-HFTD---1 | Tier-1 | -1
1090-636R | 5--3 | Tier-3 | -3 | CB 63 | Non-HFTD---1 | Tier-1 | -1
1090-639R | 5--2 | Tier-3 | -2 | CB 66 | Non-HFTD---1 | Tier-1 | -1
1090-69F | 2--1 | Tier-2 | -1 | CB 704 | Non-HFTD---1 | Tier-1 | -1
1090-70F | 2--5 | Tier-2 | -5 | CB 791 | Non-HFTD---1 | Tier-1 | -1
1090-73F | 4--5 | Tier-3 | -5 | CB 855 | Non-HFTD---1 | Tier-1 | -1
1090-74F | 4--5 | Tier-3 | -5 | CB 920 | Non-HFTD---1 | Tier-1 | -1
1094-35F | 3--5 | Tier-2 | -5 | CB BN2 | Non-HFTD---1 | Tier-1 | -1
1094-7 | 2--4 | Tier-2 | -4 | CB CG1 | Non-HFTD---1 | Tier-1 | -1
1094-8AE | 1--2 | Tier-1 | -2 | 1007-9F | Non-HFTD---1 | Tier-1 | -1
1100-1168F | 4--2 | Tier-2 | -2 | 1139-5 | Non-HFTD---2 | Tier-1 | -2
1100-1172R | 4--5 | Tier-2 | -5 | 181-53F | Non-HFTD---2 | Tier-1 | -2
1103-13AE | 1--5 | Tier-2 | -5 | 189-782F | Non-HFTD---2 | Tier-1 | -2
1105-1479 | 5--5 | Tier-2 | -5 | 205-369R | Non-HFTD---2 | Tier-1 | -2
1105-1483 | 4--4 | Tier-2 | -4 | 221-1249R | Non-HFTD---2 | Tier-1 | -2
1117-1121F | 2--4 | Tier-1 | -4 | 221-1251R | Non-HFTD---2 | Tier-1 | -2
1118-1718F | 5--4 | Tier-2 | -4 | 241-570 | Non-HFTD---2 | Tier-1 | -2
1119-6F | 1--4 | Tier-1 | -4 | 241-746 | Non-HFTD---2 | Tier-1 | -2
1119-9F | 2--3 | Tier-1 | -3 | 241-820AE | Non-HFTD---2 | Tier-1 | -2
1138-6R | 5--5 | Tier-2 | -5 | 242-1413F | Non-HFTD---2 | Tier-1 | -2
1139-4F | 5--3 | Tier-2 | -3 | 243-20R | Non-HFTD---2 | Tier-1 | -2
1139-5 | 5--3 | Tier-1 | -3 | 244-29 | Non-HFTD---2 | Tier-1 | -2
114-18AE | 3--3 | Tier-1 | -3 | 245-486 | Non-HFTD---2 | Tier-1 | -2
114-48 | 3--3 | Tier-1 | -3 | 274-23R | Non-HFTD---2 | Tier-1 | -2
1140-8F | 5--2 | Tier-1 | -2 | 276-228 | Non-HFTD---2 | Tier-1 | -2
116-12R | 3--3 | Tier-1 | -3 | 277-459F | Non-HFTD---2 | Tier-1 | -2
116-31F | 3--4 | Tier-1 | -4 | 277-48 | Non-HFTD---2 | Tier-1 | -2
116-32F | 3--4 | Tier-1 | -4 | 278-22R | Non-HFTD---2 | Tier-1 | -2
1161-53AE | 4--2 | Tier-1 | -2 | 278-630 | Non-HFTD---2 | Tier-1 | -2
1161-54 | 4--1 | Tier-1 | -1 | 279-11AE | Non-HFTD---2 | Tier-1 | -2
1161-55 | 4--1 | Tier-2 | -1 | 310-1192F | Non-HFTD---2 | Tier-1 | -2
1161-61 | 4--1 | Tier-1 | -1 | 326-35R | Non-HFTD---2 | Tier-1 | -2
1161-62 | 4--1 | Tier-2 | -1 | 330-810R | Non-HFTD---2 | Tier-1 | -2
1161-74 | 1--4 | Tier-1 | -4 | 330-8R | Non-HFTD---2 | Tier-1 | -2
1162-324R | 4--3 | Tier-2 | -3 | 334-21 | Non-HFTD---2 | Tier-1 | -2
1162-329R | 4--3 | Tier-2 | -3 | 334-46F | Non-HFTD---2 | Tier-1 | -2
1162-363 | 4--3 | Tier-2 | -3 | 390-15 | Non-HFTD---2 | Tier-1 | -2
1162-385F | 4--1 | Tier-2 | -1 | 390-18 | Non-HFTD---2 | Tier-1 | -2
1162-387F | 4--1 | Tier-2 | -1 | 392-23F | Non-HFTD---2 | Tier-1 | -2
1166-15R | 5--5 | Tier-3 | -5 | 394-422F | Non-HFTD---2 | Tier-1 | -2
1166-18R | 5--5 | Tier-3 | -5 | 454-45AE | Non-HFTD---2 | Tier-1 | -2
1166-342R | 5--5 | Tier-3 | -5 | 492-14R | Non-HFTD---2 | Tier-1 | -2
1173-68 | 1--3 | Tier-1 | -3 | 505-635R | Non-HFTD---2 | Tier-1 | -2
1173-69 | 1--1 | Tier-1 | -1 | 532-763 | Non-HFTD---2 | Tier-1 | -2
1173-70 | 2--3 | Tier-1 | -3 | 578-227AE | Non-HFTD---2 | Tier-1 | -2
1180-9 | 2--2 | Tier-1 | -2 | 703-279R | Non-HFTD---2 | Tier-1 | -2
120-360F | 2--3 | Tier-1 | -3 | 781-44 | Non-HFTD---2 | Tier-1 | -2
120-367F | 2--2 | Tier-1 | -2 | 86-552F | Non-HFTD---2 | Tier-1 | -2
120-368F | 2--3 | Tier-1 | -3 | 93-10R | Non-HFTD---2 | Tier-1 | -2
1201-282F | 2--4 | Tier-2 | -4 | 93-559R | Non-HFTD---2 | Tier-1 | -2
1202-9 | 2--4 | Tier-2 | -4 | 94-41 | Non-HFTD---2 | Tier-1 | -2
1215-10R | 5--1 | Tier-3 | -1 | CB 103 | Non-HFTD---2 | Tier-1 | -2
1215-12R | 5--4 | Tier-3 | -4 | CB 1081 | Non-HFTD---2 | Tier-1 | -2
1215-28R | 5--3 | Tier-3 | -3 | CB 1140 | Non-HFTD---2 | Tier-1 | -2
1215-3 | 5--1 | Tier-3 | -1 | CB 116 | Non-HFTD---2 | Tier-1 | -2
1215-32R | 5--4 | Tier-3 | -4 | CB 245 | Non-HFTD---2 | Tier-1 | -2
122-196 | 1--3 | Tier-1 | -3 | CB 275 | Non-HFTD---2 | Tier-1 | -2
1221-2095F | 1--4 | Tier-1 | -4 | CB 286 | Non-HFTD---2 | Tier-1 | -2
123-437 | 1--2 | Tier-1 | -2 | CB 303 | Non-HFTD---2 | Tier-1 | -2
123-557 | 1--2 | Tier-1 | -2 | CB 387 | Non-HFTD---2 | Tier-1 | -2
1233-259R | 5--4 | Tier-3 | -4 | CB 390 | Non-HFTD---2 | Tier-1 | -2
1233-264F | 5--1 | Tier-3 | -1 | CB 391 | Non-HFTD---2 | Tier-1 | -2
1233-585R | 5--5 | Tier-3 | -5 | CB 392 | Non-HFTD---2 | Tier-1 | -2
1233-587R | 5--5 | Tier-3 | -5 | CB 394 | Non-HFTD---2 | Tier-1 | -2
1233-589R | 5--4 | Tier-3 | -4 | CB 395 | Non-HFTD---2 | Tier-1 | -2
1233-591R | 5--5 | Tier-3 | -5 | CB 414 | Non-HFTD---2 | Tier-1 | -2
1233-617F | 5--1 | Tier-3 | -1 | CB 473 | Non-HFTD---2 | Tier-1 | -2
124-206R | 2--2 | Tier-1 | -2 | CB 57 | Non-HFTD---2 | Tier-1 | -2
124-258R | 1--2 | Tier-1 | -2 | CB 65 | Non-HFTD---2 | Tier-1 | -2
1242-1079R | 2--5 | Tier-2 | -5 | CB 701 | Non-HFTD---2 | Tier-1 | -2
1242-1084 | 2--5 | Tier-2 | -5 | CB 732 | Non-HFTD---2 | Tier-1 | -2
1242-127AE | 1--4 | Tier-2 | -4 | CB CG2 | Non-HFTD---2 | Tier-1 | -2
1243-156F | 4--1 | Tier-2 | -1 | CB GM2 | Non-HFTD---2 | Tier-1 | -2
1243-158F | 4--1 | Tier-2 | -1 | CB SC1 | Non-HFTD---2 | Tier-1 | -2
1243-319R | 4--4 | Tier-2 | -4 | CB SC2 | Non-HFTD---2 | Tier-1 | -2
1243-38R | 4--3 | Tier-2 | -3 | 576-205F | Non-HFTD---2 | Tier-1 | -2
1243-45R | 4--5 | Tier-2 | -5 | 590-6 | Non-HFTD---2 | Tier-1 | -2
1250-27R | 5--5 | Tier-2 | -5 | 394-419 | Non-HFTD---2 | Tier-1 | -2
1250-671R | 4--5 | Tier-2 | -5 | 1081-11 | Non-HFTD---3 | Tier-1 | -3
1250-677R | 5--5 | Tier-2 | -5 | 1140-8F | Non-HFTD---3 | Tier-1 | -3
1250-8R | 4--5 | Tier-2 | -5 | 142-33 | Non-HFTD---3 | Tier-1 | -3
1297-34F | 2--4 | Tier-1 | -4 | 165-621F | Non-HFTD---3 | Tier-1 | -3
1297-35F | 2--3 | Tier-1 | -3 | 170-3R | Non-HFTD---3 | Tier-1 | -3
1297-36F | 2--3 | Tier-1 | -3 | 171-708R | Non-HFTD---3 | Tier-1 | -3
130-13F | 3--1 | Tier-1 | -1 | 172-567R | Non-HFTD---3 | Tier-1 | -3
130-14F | 1--1 | Tier-1 | -1 | 172-569R | Non-HFTD---3 | Tier-1 | -3
130-692R | 4--2 | Tier-1 | -2 | 274-40 | Non-HFTD---3 | Tier-1 | -3
137-34AE | 2--1 | Tier-1 | -1 | 275-48F | Non-HFTD---3 | Tier-1 | -3
137-767F | 2--2 | Tier-1 | -2 | 276-158R | Non-HFTD---3 | Tier-1 | -3
138-358R | 3--3 | Tier-1 | -3 | 279-10AE | Non-HFTD---3 | Tier-1 | -3
138-360F | 1--2 | Tier-1 | -2 | 280-382AE | Non-HFTD---3 | Tier-1 | -3
138-366 | 1--1 | Tier-1 | -1 | 286-989AE | Non-HFTD---3 | Tier-1 | -3
139-243AE | 1--1 | Tier-1 | -1 | 303-189AE | Non-HFTD---3 | Tier-1 | -3
139-245AE | 2--2 | Tier-1 | -2 | 308-464 | Non-HFTD---3 | Tier-1 | -3
139-426F | 1--2 | Tier-1 | -2 | 308-484AE | Non-HFTD---3 | Tier-1 | -3
139-48 | 3--2 | Tier-1 | -2 | 310-719F | Non-HFTD---3 | Tier-1 | -3
140-481R | 3--3 | Tier-1 | -3 | 341-920 | Non-HFTD---3 | Tier-1 | -3
140-496 | 3--4 | Tier-1 | -4 | 362-47F | Non-HFTD---3 | Tier-1 | -3
1406-19F | 3--2 | Tier-1 | -2 | 364-49R | Non-HFTD---3 | Tier-1 | -3
1406-436 | 1--2 | Tier-1 | -2 | 368-24 | Non-HFTD---3 | Tier-1 | -3
141-194F | 2--3 | Tier-1 | -3 | 390-346AE | Non-HFTD---3 | Tier-1 | -3
141-195F | 2--1 | Tier-1 | -1 | 415-1237R | Non-HFTD---3 | Tier-1 | -3
1418-31R | 1--2 | Tier-1 | -2 | 415-33 | Non-HFTD---3 | Tier-1 | -3
1418-581R | 2--2 | Tier-1 | -2 | 417-21R | Non-HFTD---3 | Tier-1 | -3
142-33 | 4--3 | Tier-1 | -3 | 443-218R | Non-HFTD---3 | Tier-1 | -3
142-8R | 3--2 | Tier-1 | -2 | 492-1091F | Non-HFTD---3 | Tier-1 | -3
143-147F | 2--3 | Tier-1 | -3 | 578-242F | Non-HFTD---3 | Tier-1 | -3
143-178F | 2--2 | Tier-1 | -2 | 58-110F | Non-HFTD---3 | Tier-1 | -3
143-179F | 2--1 | Tier-1 | -1 | 60-603F | Non-HFTD---3 | Tier-1 | -3
143-33 | 2--2 | Tier-1 | -2 | 62-22AE | Non-HFTD---3 | Tier-1 | -3
1434-10AE | 3--2 | Tier-1 | -2 | 64-14F | Non-HFTD---3 | Tier-1 | -3
1434-11 | 1--3 | Tier-1 | -3 | 702-27R | Non-HFTD---3 | Tier-1 | -3
1434-2 | 3--1 | Tier-1 | -1 | 702-30 | Non-HFTD---3 | Tier-1 | -3
1434-37R | 3--2 | Tier-1 | -2 | 731-49F | Non-HFTD---3 | Tier-1 | -3
1435-1075F | 2--2 | Tier-1 | -2 | 792-46 | Non-HFTD---3 | Tier-1 | -3
1435-49F | 2--1 | Tier-1 | -1 | CB 1073 | Non-HFTD---3 | Tier-1 | -3
1435-50 | 3--2 | Tier-1 | -2 | CB 142 | Non-HFTD---3 | Tier-1 | -3
1438-331F | 1--1 | Tier-1 | -1 | CB 144 | Non-HFTD---3 | Tier-1 | -3
1438-333F | 1--1 | Tier-1 | -1 | CB 171 | Non-HFTD---3 | Tier-1 | -3
1439-29 | 1--2 | Tier-1 | -2 | CB 288 | Non-HFTD---3 | Tier-1 | -3
144-29 | 2--3 | Tier-1 | -3 | CB 364 | Non-HFTD---3 | Tier-1 | -3
144-442F | 3--4 | Tier-1 | -4 | CB 365 | Non-HFTD---3 | Tier-1 | -3
144-445F | 3--3 | Tier-1 | -3 | CB 415 | Non-HFTD---3 | Tier-1 | -3
1448-368 | 2--3 | Tier-1 | -3 | CB 417 | Non-HFTD---3 | Tier-1 | -3
145-633 | 2--2 | Tier-1 | -2 | CB 514 | Non-HFTD---3 | Tier-1 | -3
1458-1056 | 5--3 | Tier-2 | -3 | CB 56 | Non-HFTD---3 | Tier-1 | -3
1458-1057F | 5--2 | Tier-3 | -2 | CB 578 | Non-HFTD---3 | Tier-1 | -3
1458-1058F | 5--5 | Tier-3 | -5 | CB 61 | Non-HFTD---3 | Tier-1 | -3
1458-1061 | 5--5 | Tier-2 | -5 | CB 77 | Non-HFTD---3 | Tier-1 | -3
1458-1062F | 5--2 | Tier-3 | -2 | CB 93 | Non-HFTD---3 | Tier-1 | -3
1458-1075F | 1--5 | Tier-3 | -5 | CB AD1 | Non-HFTD---3 | Tier-1 | -3
1458-1115F | 4--2 | Tier-2 | -2 | CB BRM1 | Non-HFTD---3 | Tier-1 | -3
1458-1117F | 4--2 | Tier-2 | -2 | CB DM2 | Non-HFTD---3 | Tier-1 | -3
1458-1131R | 5--5 | Tier-3 | -5 | CB EO3 | Non-HFTD---3 | Tier-1 | -3
1458-454F | 5--2 | Tier-2 | -2 | CB FM3 | Non-HFTD---3 | Tier-1 | -3
1458-456F | 4--3 | Tier-2 | -3 | CB LR1 | Non-HFTD---3 | Tier-1 | -3
1458-519 | 1--5 | Tier-2 | -5 | CB MA1 | Non-HFTD---3 | Tier-1 | -3
1458-565R | 5--5 | Tier-3 | -5 | CB PB1 | Non-HFTD---3 | Tier-1 | -3
1458-601R | 5--5 | Tier-3 | -5 | 242-1419F | Non-HFTD---3 | Tier-1 | -3
1458-8 | 5--1 | Tier-3 | -1 | 1140-11F | Non-HFTD---3 | Tier-1 | -3
1458-9 | 5--1 | Tier-3 | -1 | 1140-13F | Non-HFTD---3 | Tier-1 | -3
146-275R | 2--4 | Tier-1 | -4 | 1007-10F | Non-HFTD---3 | Tier-1 | -3
1480-26F | 1--1 | Tier-1 | -1 | 390-16F | Non-HFTD---3 | Tier-1 | -3
1481-5AE | 1--1 | Tier-1 | -1 | 391-437 | Non-HFTD---3 | Tier-1 | -3
1482-28 | 2--2 | Tier-1 | -2 | 306-2258F | Non-HFTD---3 | Tier-1 | -3
1483-39 | 1--1 | Tier-1 | -1 | 1073-480 | Non-HFTD---4 | Tier-1 | -4
1483-40 | 1--1 | Tier-1 | -1 | 1081-666F | Non-HFTD---4 | Tier-1 | -4
149-129R | 2--2 | Tier-1 | -2 | 1085-8F | Non-HFTD---4 | Tier-1 | -4
149-154R | 2--1 | Tier-1 | -1 | 1117-1121F | Non-HFTD---4 | Tier-1 | -4
150-434AE | 1--4 | Tier-1 | -4 | 116-31F | Non-HFTD---4 | Tier-1 | -4
150-506 | 1--4 | Tier-1 | -4 | 1297-34F | Non-HFTD---4 | Tier-1 | -4
151-1044F | 1--1 | Tier-1 | -1 | 192-657AE | Non-HFTD---4 | Tier-1 | -4
151-97 | 1--1 | Tier-1 | -1 | 203-21R | Non-HFTD---4 | Tier-1 | -4
152-1713F | 3--2 | Tier-1 | -2 | 209-661 | Non-HFTD---4 | Tier-1 | -4
152-1716F | 1--2 | Tier-1 | -2 | 275-45 | Non-HFTD---4 | Tier-1 | -4
152-513AE | 3--2 | Tier-1 | -2 | 277-456F | Non-HFTD---4 | Tier-1 | -4
1525-23R | 4--1 | Tier-2 | -1 | 299-814AE | Non-HFTD---4 | Tier-1 | -4
153-1119R | 2--2 | Tier-1 | -2 | 303-487AE | Non-HFTD---4 | Tier-1 | -4
153-581F | 3--1 | Tier-1 | -1 | 364-36 | Non-HFTD---4 | Tier-1 | -4
154-13 | 1--1 | Tier-1 | -1 | 365-34R | Non-HFTD---4 | Tier-1 | -4
154-876R | 3--2 | Tier-1 | -2 | 417-791AE | Non-HFTD---4 | Tier-1 | -4
154-878R | 3--1 | Tier-1 | -1 | 505-1676F | Non-HFTD---4 | Tier-1 | -4
154-894R | 3--1 | Tier-1 | -1 | 545-47F | Non-HFTD---4 | Tier-1 | -4
154-897F | 1--1 | Tier-1 | -1 | 545-50F | Non-HFTD---4 | Tier-1 | -4
155-1236R | 2--3 | Tier-1 | -3 | 545-874R | Non-HFTD---4 | Tier-1 | -4
155-40 | 2--1 | Tier-1 | -1 | 548-17F | Non-HFTD---4 | Tier-1 | -4
156-529AE | 2--1 | Tier-1 | -1 | 56-669F | Non-HFTD---4 | Tier-1 | -4
156-538 | 3--3 | Tier-1 | -3 | 57-736 | Non-HFTD---4 | Tier-1 | -4
157-165R | 5--2 | Tier-3 | -2 | 579-350F | Non-HFTD---4 | Tier-1 | -4
157-189R | 5--4 | Tier-3 | -4 | 58-754F | Non-HFTD---4 | Tier-1 | -4
157-1928R | 5--4 | Tier-3 | -4 | 583-318F | Non-HFTD---4 | Tier-1 | -4
157-204R | 5--4 | Tier-3 | -4 | 61-21F | Non-HFTD---4 | Tier-1 | -4
157-207R | 2--5 | Tier-3 | -5 | 65-38AE | Non-HFTD---4 | Tier-1 | -4
157-232R | 5--4 | Tier-3 | -4 | 69-45F | Non-HFTD---4 | Tier-1 | -4
157-257R | 5--4 | Tier-3 | -4 | 701-48AE | Non-HFTD---4 | Tier-1 | -4
157-273R | 5--4 | Tier-3 | -4 | 702-25 | Non-HFTD---4 | Tier-1 | -4
157-81R | 5--5 | Tier-3 | -5 | 780-468R | Non-HFTD---4 | Tier-1 | -4
158-29 | 4--1 | Tier-1 | -1 | 783-1451F | Non-HFTD---4 | Tier-1 | -4
159-1010F | 1--1 | Tier-1 | -1 | 783-848F | Non-HFTD---4 | Tier-1 | -4
159-31R | 4--1 | Tier-1 | -1 | 794-1002 | Non-HFTD---4 | Tier-1 | -4
159-37F | 3--1 | Tier-1 | -1 | 90-44AE | Non-HFTD---4 | Tier-1 | -4
159-38F | 2--1 | Tier-1 | -1 | 933-472F | Non-HFTD---4 | Tier-1 | -4
160-20R | 3--2 | Tier-1 | -2 | 936-188 | Non-HFTD---4 | Tier-1 | -4
161-610R | 4--2 | Tier-1 | -2 | CB 1007 | Non-HFTD---4 | Tier-1 | -4
161-974F | 1--2 | Tier-1 | -2 | CB 1085 | Non-HFTD---4 | Tier-1 | -4
161-975F | 2--2 | Tier-1 | -2 | CB 143 | Non-HFTD---4 | Tier-1 | -4
161-989F | 1--2 | Tier-1 | -2 | CB 183 | Non-HFTD---4 | Tier-1 | -4
161-991F | 3--1 | Tier-1 | -1 | CB 192 | Non-HFTD---4 | Tier-1 | -4
162-19F | 4--2 | Tier-1 | -2 | CB 274 | Non-HFTD---4 | Tier-1 | -4
162-44R | 3--1 | Tier-1 | -1 | CB 284 | Non-HFTD---4 | Tier-1 | -4
163-29R | 4--2 | Tier-1 | -2 | CB 287 | Non-HFTD---4 | Tier-1 | -4
163-33R | 4--2 | Tier-1 | -2 | CB 368 | Non-HFTD---4 | Tier-1 | -4
165-35R | 3--1 | Tier-1 | -1 | CB 492 | Non-HFTD---4 | Tier-1 | -4
165-621F | 4--3 | Tier-1 | -3 | CB 497 | Non-HFTD---4 | Tier-1 | -4
166-462F | 3--1 | Tier-1 | -1 | CB 511 | Non-HFTD---4 | Tier-1 | -4
166-463F | 1--1 | Tier-1 | -1 | CB 589 | Non-HFTD---4 | Tier-1 | -4
166-465F | 1--1 | Tier-1 | -1 | CB 64 | Non-HFTD---4 | Tier-1 | -4
166-982F | 2--1 | Tier-1 | -1 | CB 68 | Non-HFTD---4 | Tier-1 | -4
166-984F | 2--1 | Tier-1 | -1 | CB 750 | Non-HFTD---4 | Tier-1 | -4
167-32F | 1--2 | Tier-1 | -2 | CB 781 | Non-HFTD---4 | Tier-1 | -4
168-702F | 3--3 | Tier-1 | -3 | CB 783 | Non-HFTD---4 | Tier-1 | -4
168-703F | 2--1 | Tier-1 | -1 | CB 789 | Non-HFTD---4 | Tier-1 | -4
169-35F | 1--1 | Tier-1 | -1 | CB 851 | Non-HFTD---4 | Tier-1 | -4
170-3R | 4--3 | Tier-1 | -3 | CB 857 | Non-HFTD---4 | Tier-1 | -4
170-410R | 5--1 | Tier-1 | -1 | CB 927 | Non-HFTD---4 | Tier-1 | -4
170-42 | 4--2 | Tier-1 | -2 | CB BN1 | Non-HFTD---4 | Tier-1 | -4
170-46 | 5--2 | Tier-1 | -2 | CB HW1 | Non-HFTD---4 | Tier-1 | -4
170-463F | 3--1 | Tier-1 | -1 | CB MV1 | Non-HFTD---4 | Tier-1 | -4
170-464F | 3--1 | Tier-1 | -1 | CB SHC1 | Non-HFTD---4 | Tier-1 | -4
170-465F | 3--2 | Tier-1 | -2 | 797-30F | Non-HFTD---4 | Tier-1 | -4
170-879 | 3--1 | Tier-1 | -1 | 545-43AE | Non-HFTD---4 | Tier-1 | -4
171-34 | 4--3 | Tier-1 | -3 | 511-1337 | Non-HFTD---4 | Tier-1 | -4
171-566 | 3--1 | Tier-1 | -1 | 314-43F | Non-HFTD---4 | Tier-1 | -4
171-567 | 4--3 | Tier-1 | -3 | 314-44F | Non-HFTD---4 | Tier-1 | -4
171-568 | 4--2 | Tier-1 | -2 | 116-32F | Non-HFTD---5 | Tier-1 | -5
171-667F | 3--1 | Tier-1 | -1 | 1297-35F | Non-HFTD---5 | Tier-1 | -5
171-6R | 4--2 | Tier-1 | -2 | 140-496 | Non-HFTD---5 | Tier-1 | -5
171-704R | 4--2 | Tier-1 | -2 | 144-442F | Non-HFTD---5 | Tier-1 | -5
171-708R | 4--3 | Tier-1 | -3 | 146-275R | Non-HFTD---5 | Tier-1 | -5
172-567R | 4--3 | Tier-1 | -3 | 168-702F | Non-HFTD---5 | Tier-1 | -5
172-569R | 5--2 | Tier-1 | -2 | 197-969F | Non-HFTD---5 | Tier-1 | -5
172-615R | 4--2 | Tier-1 | -2 | 223-526R | Non-HFTD---5 | Tier-1 | -5
172-630R | 4--2 | Tier-1 | -2 | 284-660R | Non-HFTD---5 | Tier-1 | -5
175-2024R | 5--5 | Tier-2 | -5 | 287-27AE | Non-HFTD---5 | Tier-1 | -5
175-24R | 5--4 | Tier-2 | -4 | 297-828AE | Non-HFTD---5 | Tier-1 | -5
175-64R | 5--5 | Tier-3 | -5 | 299-1011 | Non-HFTD---5 | Tier-1 | -5
175-90R | 5--5 | Tier-3 | -5 | 35-2 | Non-HFTD---5 | Tier-1 | -5
175-94R | 5--4 | Tier-2 | -4 | 361-45R | Non-HFTD---5 | Tier-1 | -5
176-161R | 5--5 | Tier-3 | -5 | 361-686F | Non-HFTD---5 | Tier-1 | -5
176-164R | 5--5 | Tier-3 | -5 | 366-48 | Non-HFTD---5 | Tier-1 | -5
176-1834R | 5--5 | Tier-3 | -5 | 368-1054F | Non-HFTD---5 | Tier-1 | -5
176-1836R | 5--3 | Tier-2 | -3 | 417-44AE | Non-HFTD---5 | Tier-1 | -5
176-1845R | 5--5 | Tier-3 | -5 | 452-37AE | Non-HFTD---5 | Tier-1 | -5
176-194R | 5--5 | Tier-3 | -5 | 511-831 | Non-HFTD---5 | Tier-1 | -5
176-197F | 5--5 | Tier-3 | -5 | 512-300F | Non-HFTD---5 | Tier-1 | -5
176-200F | 5--4 | Tier-3 | -4 | 512-50AE | Non-HFTD---5 | Tier-1 | -5
177-941AE | 3--5 | Tier-1 | -5 | 59-816F | Non-HFTD---5 | Tier-1 | -5
177-955 | 5--5 | Tier-2 | -5 | 61-13F | Non-HFTD---5 | Tier-1 | -5
178-48 | 1--3 | Tier-1 | -3 | 65-1086 | Non-HFTD---5 | Tier-1 | -5
178-968AE | 3--3 | Tier-2 | -3 | 68-27 | Non-HFTD---5 | Tier-1 | -5
178-982 | 1--1 | Tier-2 | -1 | 68-775 | Non-HFTD---5 | Tier-1 | -5
178-983AE | 1--5 | Tier-1 | -5 | 714-549F | Non-HFTD---5 | Tier-1 | -5
180-1156 | 1--1 | Tier-1 | -1 | 74-35R | Non-HFTD---5 | Tier-1 | -5
180-13 | 1--2 | Tier-1 | -2 | 768-20AE | Non-HFTD---5 | Tier-1 | -5
181-49 | 4--2 | Tier-1 | -2 | 783-847F | Non-HFTD---5 | Tier-1 | -5
181-53F | 4--3 | Tier-1 | -3 | 783-854F | Non-HFTD---5 | Tier-1 | -5
181-54F | 3--1 | Tier-1 | -1 | 90-32 | Non-HFTD---5 | Tier-1 | -5
182-2240F | 5--5 | Tier-2 | -5 | CB 120 | Non-HFTD---5 | Tier-1 | -5
182-2250 | 5--5 | Tier-2 | -5 | CB 140 | Non-HFTD---5 | Tier-1 | -5
182-2252R | 5--5 | Tier-2 | -5 | CB 145 | Non-HFTD---5 | Tier-1 | -5
182-2254R | 5--4 | Tier-2 | -4 | CB 147 | Non-HFTD---5 | Tier-1 | -5
183-439 | 3--5 | Tier-2 | -5 | CB 186 | Non-HFTD---5 | Tier-1 | -5
183-440 | 3--5 | Tier-2 | -5 | CB 190 | Non-HFTD---5 | Tier-1 | -5
185-40AE | 3--2 | Tier-1 | -2 | CB 199 | Non-HFTD---5 | Tier-1 | -5
185-51F | 4--5 | Tier-2 | -5 | CB 270 | Non-HFTD---5 | Tier-1 | -5
185-52F | 3--1 | Tier-1 | -1 | CB 361 | Non-HFTD---5 | Tier-1 | -5
186-940R | 4--4 | Tier-1 | -4 | CB 362 | Non-HFTD---5 | Tier-1 | -5
188-11F | 3--5 | Tier-2 | -5 | CB 363 | Non-HFTD---5 | Tier-1 | -5
188-12F | 1--2 | Tier-1 | -2 | CB 366 | Non-HFTD---5 | Tier-1 | -5
189-645 | 2--3 | Tier-1 | -3 | CB 381 | Non-HFTD---5 | Tier-1 | -5
189-750 | 1--2 | Tier-2 | -2 | CB 475 | Non-HFTD---5 | Tier-1 | -5
189-782F | 4--4 | Tier-1 | -4 | CB 512 | Non-HFTD---5 | Tier-1 | -5
189-783F | 1--2 | Tier-1 | -2 | CB 525 | Non-HFTD---5 | Tier-1 | -5
190-1122F | 1--4 | Tier-1 | -4 | CB 545 | Non-HFTD---5 | Tier-1 | -5
190-1125F | 1--4 | Tier-1 | -4 | CB 553 | Non-HFTD---5 | Tier-1 | -5
190-1868R | 1--4 | Tier-1 | -4 | CB 558 | Non-HFTD---5 | Tier-1 | -5
191-1050R | 3--3 | Tier-1 | -3 | CB 564 | Non-HFTD---5 | Tier-1 | -5
192-657AE | 2--4 | Tier-1 | -4 | CB 59 | Non-HFTD---5 | Tier-1 | -5
192-757 | 2--3 | Tier-1 | -3 | CB 62 | Non-HFTD---5 | Tier-1 | -5
196-38F | 3--4 | Tier-2 | -4 | CB 69 | Non-HFTD---5 | Tier-1 | -5
196-43F | 3--4 | Tier-2 | -4 | CB 702 | Non-HFTD---5 | Tier-1 | -5
197-1150F | 3--4 | Tier-2 | -4 | CB 715 | Non-HFTD---5 | Tier-1 | -5
197-1151F | 3--3 | Tier-2 | -3 | CB 797 | Non-HFTD---5 | Tier-1 | -5
197-1152F | 3--3 | Tier-2 | -3 | CB 94 | Non-HFTD---5 | Tier-1 | -5
197-1155F | 1--4 | Tier-2 | -4 | CB FM2 | Non-HFTD---5 | Tier-1 | -5
197-1157F | 3--3 | Tier-2 | -3 | CB TR1 | Non-HFTD---5 | Tier-1 | -5
197-969F | 3--3 | Tier-1 | -3 | 92-618F | Non-HFTD---5 | Tier-1 | -5
198-37R | 4--5 | Tier-2 | -5 | 146-566 | Non-HFTD---5 | Tier-1 | -5
199-39AE | 2--2 | Tier-1 | -2 | 510-798 | Non-HFTD---5 | Tier-1 | -5
203-21R | 3--4 | Tier-1 | -4 | 511-1338AE | Non-HFTD---5 | Tier-1 | -5
204-32R | 4--4 | Tier-2 | -4 | 708-47 | Non-HFTD---5 | Tier-1 | -5
205-1550 | 2--4 | Tier-2 | -4 | 58-737F | Non-HFTD---5 | Tier-1 | -5
205-369R | 4--4 | Tier-1 | -4 | 314-814F | Non-HFTD---5 | Tier-1 | -5
206-1105 | 3--5 | Tier-2 | -5 | 114-18AE | Non-HFTD---6 | Tier-1 | -6
206-1817 | 4--5 | Tier-2 | -5 | 114-48 | Non-HFTD---6 | Tier-1 | -6
206-953R | 3--5 | Tier-1 | -5 | 116-12R | Non-HFTD---6 | Tier-1 | -6
206-961F | 1--2 | Tier-1 | -2 | 140-481R | Non-HFTD---6 | Tier-1 | -6
206-963F | 3--5 | Tier-1 | -5 | 170-46 | Non-HFTD---6 | Tier-1 | -6
206-974 | 4--5 | Tier-1 | -5 | 171-34 | Non-HFTD---6 | Tier-1 | -6
207-101R | 4--2 | Tier-1 | -2 | 171-567 | Non-HFTD---6 | Tier-1 | -6
209-1769F | 5--5 | Tier-2 | -5 | 171-704R | Non-HFTD---6 | Tier-1 | -6
209-660R | 1--3 | Tier-1 | -3 | 172-615R | Non-HFTD---6 | Tier-1 | -6
209-661 | 1--5 | Tier-1 | -5 | 172-630R | Non-HFTD---6 | Tier-1 | -6
210-172R | 5--2 | Tier-2 | -2 | 181-49 | Non-HFTD---6 | Tier-1 | -6
210-392R | 5--3 | Tier-2 | -3 | 242-1420F | Non-HFTD---6 | Tier-1 | -6
210-394R | 5--2 | Tier-2 | -2 | 242-776F | Non-HFTD---6 | Tier-1 | -6
210-9R | 5--2 | Tier-2 | -2 | 244-32F | Non-HFTD---6 | Tier-1 | -6
211-279R | 5--3 | Tier-2 | -3 | 244-33F | Non-HFTD---6 | Tier-1 | -6
211-312R | 5--3 | Tier-2 | -3 | 255-43AE | Non-HFTD---6 | Tier-1 | -6
211-771R | 5--4 | Tier-3 | -4 | 282-565F | Non-HFTD---6 | Tier-1 | -6
212-1177R | 5--4 | Tier-2 | -4 | 286-1053R | Non-HFTD---6 | Tier-1 | -6
212-1204R | 5--4 | Tier-2 | -4 | 286-990AE | Non-HFTD---6 | Tier-1 | -6
212-638R | 5--4 | Tier-2 | -4 | 289-906AE | Non-HFTD---6 | Tier-1 | -6
212-725R | 5--5 | Tier-3 | -5 | 313-550AE | Non-HFTD---6 | Tier-1 | -6
212-734R | 5--4 | Tier-2 | -4 | 314-13F | Non-HFTD---6 | Tier-1 | -6
212-739R | 5--4 | Tier-3 | -4 | 329-215F | Non-HFTD---6 | Tier-1 | -6
212-743R | 5--3 | Tier-2 | -3 | 368-21AE | Non-HFTD---6 | Tier-1 | -6
212-758R | 5--4 | Tier-2 | -4 | 513-42F | Non-HFTD---6 | Tier-1 | -6
212-773R | 5--4 | Tier-2 | -4 | 533-7AE | Non-HFTD---6 | Tier-1 | -6
212-799R | 5--4 | Tier-2 | -4 | 546-525R | Non-HFTD---6 | Tier-1 | -6
212-880R | 5--2 | Tier-2 | -2 | 56-670F | Non-HFTD---6 | Tier-1 | -6
212-886R | 5--4 | Tier-2 | -4 | 57-1296F | Non-HFTD---6 | Tier-1 | -6
212-888R | 5--4 | Tier-2 | -4 | 57-463AE | Non-HFTD---6 | Tier-1 | -6
213-262F | 1--2 | Tier-1 | -2 | 59-465 | Non-HFTD---6 | Tier-1 | -6
213-263F | 1--4 | Tier-1 | -4 | 730-835 | Non-HFTD---6 | Tier-1 | -6
214-1122R | 5--5 | Tier-3 | -5 | 781-1356R | Non-HFTD---6 | Tier-1 | -6
214-1135R | 4--5 | Tier-3 | -5 | 781-1359 | Non-HFTD---6 | Tier-1 | -6
214-17AE | 4--4 | Tier-3 | -4 | 793-27AE | Non-HFTD---6 | Tier-1 | -6
214-4R | 4--4 | Tier-3 | -4 | 794-15 | Non-HFTD---6 | Tier-1 | -6
214-536R | 4--4 | Tier-3 | -4 | 795-821F | Non-HFTD---6 | Tier-1 | -6
214-583R | 4--5 | Tier-3 | -5 | 95-29R | Non-HFTD---6 | Tier-1 | -6
214-613R | 5--3 | Tier-3 | -3 | CB 1039 | Non-HFTD---6 | Tier-1 | -6
214-647R | 5--5 | Tier-3 | -5 | CB 153 | Non-HFTD---6 | Tier-1 | -6
215-1531R | 5--5 | Tier-2 | -5 | CB 163 | Non-HFTD---6 | Tier-1 | -6
215-1534R | 5--5 | Tier-2 | -5 | CB 184 | Non-HFTD---6 | Tier-1 | -6
215-1544R | 5--4 | Tier-2 | -4 | CB 279 | Non-HFTD---6 | Tier-1 | -6
215-38R | 5--5 | Tier-3 | -5 | CB 289 | Non-HFTD---6 | Tier-1 | -6
216-1859F | 5--5 | Tier-3 | -5 | CB 380 | Non-HFTD---6 | Tier-1 | -6
216-220R | 1--5 | Tier-3 | -5 | CB 40 | Non-HFTD---6 | Tier-1 | -6
217-41AE | 5--4 | Tier-2 | -4 | CB 410 | Non-HFTD---6 | Tier-1 | -6
217-48AE | 5--4 | Tier-2 | -4 | CB 456 | Non-HFTD---6 | Tier-1 | -6
217-835R | 5--5 | Tier-3 | -5 | CB 472 | Non-HFTD---6 | Tier-1 | -6
217-837R | 5--5 | Tier-3 | -5 | CB 531 | Non-HFTD---6 | Tier-1 | -6
217-972R | 5--4 | Tier-2 | -4 | CB 579 | Non-HFTD---6 | Tier-1 | -6
217-983R | 5--5 | Tier-3 | -5 | CB 780 | Non-HFTD---6 | Tier-1 | -6
220-288R | 5--4 | Tier-3 | -4 | CB 85 | Non-HFTD---6 | Tier-1 | -6
220-294R | 5--3 | Tier-3 | -3 | CB 88 | Non-HFTD---6 | Tier-1 | -6
220-298R | 5--4 | Tier-3 | -4 | CB 902 | Non-HFTD---6 | Tier-1 | -6
221-1230F | 4--5 | Tier-3 | -5 | CB 92 | Non-HFTD---6 | Tier-1 | -6
221-1235F | 5--2 | Tier-3 | -2 | CB 949 | Non-HFTD---6 | Tier-1 | -6
221-1237F | 5--1 | Tier-3 | -1 | CB AD3 | Non-HFTD---6 | Tier-1 | -6
221-1249R | 5--2 | Tier-1 | -2 | CB AG1 | Non-HFTD---6 | Tier-1 | -6
221-1251R | 5--4 | Tier-1 | -4 | CB EN1 | Non-HFTD---6 | Tier-1 | -6
221-23R | 5--5 | Tier-3 | -5 | CB EOS1 | Non-HFTD---6 | Tier-1 | -6
221-344R | 5--4 | Tier-3 | -4 | CB GN1 | Non-HFTD---6 | Tier-1 | -6
221-35 | 5--3 | Tier-2 | -3 | CB PB5 | Non-HFTD---6 | Tier-1 | -6
221-37AE | 5--5 | Tier-3 | -5 | CB VDN1 | Non-HFTD---6 | Tier-1 | -6
221-38AE | 5--3 | Tier-3 | -3 | SEA1-384F | Non-HFTD---6 | Tier-1 | -6
221-675R | 5--4 | Tier-2 | -4 | 1160-1 | Non-HFTD---6 | Tier-1 | -6
221-6R | 5--5 | Tier-2 | -5 | 535-11F | Non-HFTD---6 | Tier-1 | -6
221-782R | 5--3 | Tier-3 | -3 | 394-418F | Non-HFTD---6 | Tier-1 | -6
221-788 | 5--5 | Tier-3 | -5 | 1081-668F | Non-HFTD---7 | Tier-1 | -7
221-823 | 5--1 | Tier-3 | -1 | 1119-9F | Non-HFTD---7 | Tier-1 | -7
221-824 | 5--4 | Tier-3 | -4 | 120-368F | Non-HFTD---7 | Tier-1 | -7
222-1433R | 5--5 | Tier-3 | -5 | 1297-36F | Non-HFTD---7 | Tier-1 | -7
222-1503R | 5--4 | Tier-3 | -4 | 144-445F | Non-HFTD---7 | Tier-1 | -7
222-1523R | 5--5 | Tier-3 | -5 | 191-1050R | Non-HFTD---7 | Tier-1 | -7
222-1986R | 5--5 | Tier-3 | -5 | 192-757 | Non-HFTD---7 | Tier-1 | -7
222-1988R | 5--4 | Tier-3 | -4 | 213-263F | Non-HFTD---7 | Tier-1 | -7
222-1990R | 5--5 | Tier-3 | -5 | 270-177 | Non-HFTD---7 | Tier-1 | -7
222-1992R | 5--2 | Tier-3 | -2 | 275-680F | Non-HFTD---7 | Tier-1 | -7
222-2013R | 5--5 | Tier-3 | -5 | 287-20 | Non-HFTD---7 | Tier-1 | -7
222-2063 | 5--5 | Tier-3 | -5 | 287-23AE | Non-HFTD---7 | Tier-1 | -7
222-2085 | 5--5 | Tier-3 | -5 | 287-24AE | Non-HFTD---7 | Tier-1 | -7
222-2108 | 5--1 | Tier-3 | -1 | 289-907 | Non-HFTD---7 | Tier-1 | -7
223-47AE | 1--3 | Tier-2 | -3 | 299-815 | Non-HFTD---7 | Tier-1 | -7
223-526R | 2--4 | Tier-1 | -4 | 340-376F | Non-HFTD---7 | Tier-1 | -7
223-536R | 1--4 | Tier-2 | -4 | 341-1157F | Non-HFTD---7 | Tier-1 | -7
230-1008R | 4--3 | Tier-2 | -3 | 365-648R | Non-HFTD---7 | Tier-1 | -7
230-127AE | 5--5 | Tier-2 | -5 | 366-559 | Non-HFTD---7 | Tier-1 | -7
230-133AE | 5--5 | Tier-2 | -5 | 412-23AE | Non-HFTD---7 | Tier-1 | -7
230-1586R | 4--5 | Tier-2 | -5 | 450-114F | Non-HFTD---7 | Tier-1 | -7
230-1606R | 4--4 | Tier-2 | -4 | 525-41F | Non-HFTD---7 | Tier-1 | -7
230-181 | 4--4 | Tier-2 | -4 | 545-885R | Non-HFTD---7 | Tier-1 | -7
230-2060R | 4--5 | Tier-2 | -5 | 59-24R | Non-HFTD---7 | Tier-1 | -7
230-2067 | 4--3 | Tier-2 | -3 | 61-23F | Non-HFTD---7 | Tier-1 | -7
230-371AE | 4--3 | Tier-2 | -3 | 783-1452F | Non-HFTD---7 | Tier-1 | -7
231-1136R | 4--5 | Tier-2 | -5 | 796-45 | Non-HFTD---7 | Tier-1 | -7
231-1635R | 5--5 | Tier-2 | -5 | 856-1141R | Non-HFTD---7 | Tier-1 | -7
232-40AE | 2--3 | Tier-2 | -3 | 859-1064 | Non-HFTD---7 | Tier-1 | -7
233-123R | 4--5 | Tier-2 | -5 | 90-24 | Non-HFTD---7 | Tier-1 | -7
233-41R | 4--5 | Tier-2 | -5 | 900-1166F | Non-HFTD---7 | Tier-1 | -7
233-81F | 3--5 | Tier-2 | -5 | 963-35 | Non-HFTD---7 | Tier-1 | -7
233-86F | 5--5 | Tier-2 | -5 | CB 114 | Non-HFTD---7 | Tier-1 | -7
234-48R | 4--5 | Tier-2 | -5 | CB 1180 | Non-HFTD---7 | Tier-1 | -7
235-897R | 5--5 | Tier-2 | -5 | CB 155 | Non-HFTD---7 | Tier-1 | -7
235-899R | 5--5 | Tier-2 | -5 | CB 156 | Non-HFTD---7 | Tier-1 | -7
235-911 | 5--1 | Tier-2 | -1 | CB 160 | Non-HFTD---7 | Tier-1 | -7
236-1535R | 5--5 | Tier-3 | -5 | CB 187 | Non-HFTD---7 | Tier-1 | -7
236-1561R | 5--4 | Tier-3 | -4 | CB 189 | Non-HFTD---7 | Tier-1 | -7
236-1563R | 5--4 | Tier-3 | -4 | CB 194 | Non-HFTD---7 | Tier-1 | -7
236-1567R | 5--5 | Tier-3 | -5 | CB 198 | Non-HFTD---7 | Tier-1 | -7
236-1569R | 5--5 | Tier-3 | -5 | CB 205 | Non-HFTD---7 | Tier-1 | -7
236-1573R | 5--5 | Tier-3 | -5 | CB 207 | Non-HFTD---7 | Tier-1 | -7
237-1761R | 5--5 | Tier-3 | -5 | CB 266 | Non-HFTD---7 | Tier-1 | -7
237-1765R | 5--5 | Tier-3 | -5 | CB 324 | Non-HFTD---7 | Tier-1 | -7
237-17R | 5--5 | Tier-2 | -5 | CB 325 | Non-HFTD---7 | Tier-1 | -7
237-26F | 5--4 | Tier-2 | -4 | CB 340 | Non-HFTD---7 | Tier-1 | -7
237-28F | 5--5 | Tier-2 | -5 | CB 385 | Non-HFTD---7 | Tier-1 | -7
237-2R | 5--5 | Tier-3 | -5 | CB 504 | Non-HFTD---7 | Tier-1 | -7
237-30R | 5--5 | Tier-3 | -5 | CB 529 | Non-HFTD---7 | Tier-1 | -7
239-2207R | 4--4 | Tier-3 | -4 | CB 567 | Non-HFTD---7 | Tier-1 | -7
239-2211R | 5--4 | Tier-3 | -4 | CB 706 | Non-HFTD---7 | Tier-1 | -7
239-2213R | 5--4 | Tier-3 | -4 | CB 761 | Non-HFTD---7 | Tier-1 | -7
239-2215R | 5--5 | Tier-3 | -5 | CB 80 | Non-HFTD---7 | Tier-1 | -7
239-2217R | 4--4 | Tier-3 | -4 | CB 852 | Non-HFTD---7 | Tier-1 | -7
239-89R | 4--4 | Tier-3 | -4 | CB 856 | Non-HFTD---7 | Tier-1 | -7
240-1028R | 4--5 | Tier-2 | -5 | CB 96 | Non-HFTD---7 | Tier-1 | -7
240-1044 | 4--4 | Tier-3 | -4 | CB AD2 | Non-HFTD---7 | Tier-1 | -7
240-1148 | 4--4 | Tier-3 | -4 | CB CD1 | Non-HFTD---7 | Tier-1 | -7
240-2004R | 5--5 | Tier-3 | -5 | CB CMP1 | Non-HFTD---7 | Tier-1 | -7
240-2006R | 4--5 | Tier-3 | -5 | CB MF1 | Non-HFTD---7 | Tier-1 | -7
240-2032R | 5--5 | Tier-3 | -5 | CB TM1 | Non-HFTD---7 | Tier-1 | -7
241-570 | 5--4 | Tier-1 | -4 | 96-1042F | Non-HFTD---7 | Tier-1 | -7
241-746 | 5--3 | Tier-1 | -3 | 146-565 | Non-HFTD---7 | Tier-1 | -7
241-820AE | 5--3 | Tier-1 | -3 | 287-1119 | Non-HFTD---7 | Tier-1 | -7
242-1411F | 5--4 | Tier-1 | -4 | 275-50F | Non-HFTD---7 | Tier-1 | -7
242-1413F | 5--3 | Tier-1 | -3 | 595-1451F | Non-HFTD---7 | Tier-1 | -7
242-1420F | 5--2 | Tier-1 | -2 | 58-382R | Non-HFTD---7 | Tier-1 | -7
242-1426F | 5--4 | Tier-2 | -4 | 1161-53AE | Non-HFTD---8 | Tier-1 | -8
242-1427F | 5--1 | Tier-2 | -1 | 130-692R | Non-HFTD---8 | Tier-1 | -8
242-776F | 5--2 | Tier-1 | -2 | 138-358R | Non-HFTD---8 | Tier-1 | -8
243-14R | 4--4 | Tier-2 | -4 | 142-8R | Non-HFTD---8 | Tier-1 | -8
243-20R | 4--4 | Tier-1 | -4 | 1434-37R | Non-HFTD---8 | Tier-1 | -8
244-29 | 4--4 | Tier-1 | -4 | 155-1236R | Non-HFTD---8 | Tier-1 | -8
244-32F | 3--3 | Tier-1 | -3 | 156-538 | Non-HFTD---8 | Tier-1 | -8
244-33F | 3--3 | Tier-1 | -3 | 161-610R | Non-HFTD---8 | Tier-1 | -8
245-486 | 4--4 | Tier-1 | -4 | 163-29R | Non-HFTD---8 | Tier-1 | -8
246-34R | 4--5 | Tier-3 | -5 | 170-410R | Non-HFTD---8 | Tier-1 | -8
247-46 | 4--5 | Tier-3 | -5 | 171-568 | Non-HFTD---8 | Tier-1 | -8
247-48 | 3--3 | Tier-2 | -3 | 171-6R | Non-HFTD---8 | Tier-1 | -8
248-30AE | 3--1 | Tier-2 | -1 | 207-101R | Non-HFTD---8 | Tier-1 | -8
249-11 | 4--1 | Tier-3 | -1 | 280-23AE | Non-HFTD---8 | Tier-1 | -8
249-12 | 4--1 | Tier-3 | -1 | 282-563F | Non-HFTD---8 | Tier-1 | -8
249-13 | 4--1 | Tier-3 | -1 | 289-905AE | Non-HFTD---8 | Tier-1 | -8
249-24R | 5--5 | Tier-3 | -5 | 306-961 | Non-HFTD---8 | Tier-1 | -8
250-288F | 1--2 | Tier-1 | -2 | 313-923F | Non-HFTD---8 | Tier-1 | -8
250-47 | 1--2 | Tier-1 | -2 | 323-471 | Non-HFTD---8 | Tier-1 | -8
252-129 | 3--3 | Tier-2 | -3 | 325-1220R | Non-HFTD---8 | Tier-1 | -8
252-132 | 2--2 | Tier-1 | -2 | 42-46 | Non-HFTD---8 | Tier-1 | -8
252-277F | 1--2 | Tier-1 | -2 | 492-1090F | Non-HFTD---8 | Tier-1 | -8
255-1080R | 2--1 | Tier-1 | -1 | 493-478R | Non-HFTD---8 | Tier-1 | -8
255-43AE | 4--2 | Tier-1 | -2 | 57-1291F | Non-HFTD---8 | Tier-1 | -8
256-39AE | 1--1 | Tier-1 | -1 | 571-33 | Non-HFTD---8 | Tier-1 | -8
256-46AE | 3--1 | Tier-1 | -1 | 58-522 | Non-HFTD---8 | Tier-1 | -8
256-539R | 3--2 | Tier-1 | -2 | 730-971R | Non-HFTD---8 | Tier-1 | -8
257-29AE | 2--1 | Tier-1 | -1 | 731-1247F | Non-HFTD---8 | Tier-1 | -8
257-31AE | 2--1 | Tier-1 | -1 | 733-20AE | Non-HFTD---8 | Tier-1 | -8
266-485F | 1--4 | Tier-2 | -4 | 80-564 | Non-HFTD---8 | Tier-1 | -8
270-177 | 2--4 | Tier-1 | -4 | CB 1077 | Non-HFTD---8 | Tier-1 | -8
274-23R | 4--3 | Tier-1 | -3 | CB 1418 | Non-HFTD---8 | Tier-1 | -8
274-38AE | 3--3 | Tier-1 | -3 | CB 154 | Non-HFTD---8 | Tier-1 | -8
274-40 | 4--3 | Tier-1 | -3 | CB 168 | Non-HFTD---8 | Tier-1 | -8
275-45 | 3--4 | Tier-1 | -4 | CB 172 | Non-HFTD---8 | Tier-1 | -8
275-48F | 3--4 | Tier-1 | -4 | CB 255 | Non-HFTD---8 | Tier-1 | -8
275-680F | 3--3 | Tier-1 | -3 | CB 322 | Non-HFTD---8 | Tier-1 | -8
275-681F | 3--2 | Tier-1 | -2 | CB 326 | Non-HFTD---8 | Tier-1 | -8
276-158R | 4--3 | Tier-1 | -3 | CB 374 | Non-HFTD---8 | Tier-1 | -8
276-228 | 4--3 | Tier-1 | -3 | CB 409 | Non-HFTD---8 | Tier-1 | -8
277-456F | 3--4 | Tier-1 | -4 | CB 418 | Non-HFTD---8 | Tier-1 | -8
277-458F | 3--1 | Tier-1 | -1 | CB 453 | Non-HFTD---8 | Tier-1 | -8
277-459F | 4--3 | Tier-1 | -3 | CB 719 | Non-HFTD---8 | Tier-1 | -8
277-48 | 4--4 | Tier-1 | -4 | CB 730 | Non-HFTD---8 | Tier-1 | -8
278-22R | 4--3 | Tier-1 | -3 | CB 733 | Non-HFTD---8 | Tier-1 | -8
278-630 | 4--4 | Tier-1 | -4 | CB 821 | Non-HFTD---8 | Tier-1 | -8
279-10AE | 4--3 | Tier-1 | -3 | CB BK1 | Non-HFTD---8 | Tier-1 | -8
279-11AE | 4--3 | Tier-1 | -3 | CB BK4 | Non-HFTD---8 | Tier-1 | -8
280-23AE | 4--2 | Tier-1 | -2 | CB CA1 | Non-HFTD---8 | Tier-1 | -8
280-24AE | 4--4 | Tier-2 | -4 | CB CD4 | Non-HFTD---8 | Tier-1 | -8
280-382AE | 4--3 | Tier-1 | -3 | CB EN2 | Non-HFTD---8 | Tier-1 | -8
282-563F | 4--2 | Tier-1 | -2 | CB FM1 | Non-HFTD---8 | Tier-1 | -8
282-565F | 4--3 | Tier-1 | -3 | CB HC4 | Non-HFTD---8 | Tier-1 | -8
283-1357AE | 5--1 | Tier-3 | -1 | CB MA2 | Non-HFTD---8 | Tier-1 | -8
283-1358AE | 5--1 | Tier-3 | -1 | CB MAG1 | Non-HFTD---8 | Tier-1 | -8
283-55R | 5--5 | Tier-3 | -5 | CB MNR3 | Non-HFTD---8 | Tier-1 | -8
283-71F | 5--4 | Tier-3 | -4 | CB MU1 | Non-HFTD---8 | Tier-1 | -8
283-78F | 5--1 | Tier-3 | -1 | CB OT2 | Non-HFTD---8 | Tier-1 | -8
283-80F | 5--1 | Tier-3 | -1 | CB WA1 | Non-HFTD---8 | Tier-1 | -8
283-81 | 5--1 | Tier-3 | -1 | CB WA3 | Non-HFTD---8 | Tier-1 | -8
283-83F | 5--1 | Tier-3 | -1 | CB WA5 | Non-HFTD---8 | Tier-1 | -8
283-85F | 5--1 | Tier-3 | -1 | CB WA6 | Non-HFTD---8 | Tier-1 | -8
284-660R | 2--4 | Tier-1 | -4 | DM1-9R | Non-HFTD---8 | Tier-1 | -8
286-1053R | 4--3 | Tier-1 | -3 | CB MO1 | Non-HFTD---8 | Tier-1 | -8
286-989AE | 4--3 | Tier-1 | -3 | 794-17 | Non-HFTD---8 | Tier-1 | -8
286-990AE | 3--3 | Tier-1 | -3 | 1161-9F | Non-HFTD---8 | Tier-1 | -8
286-991 | 2--2 | Tier-1 | -2 | 535-8F | Non-HFTD---8 | Tier-1 | -8
287-1118 | 2--4 | Tier-2 | -4 | 394-420F | Non-HFTD---8 | Tier-1 | -8
287-20 | 2--4 | Tier-1 | -4 | 1071-226F | Non-HFTD---9 | Tier-1 | -9
287-23AE | 2--4 | Tier-1 | -4 | 1077-8R | Non-HFTD---9 | Tier-1 | -9
287-24AE | 2--4 | Tier-1 | -4 | 1173-70 | Non-HFTD---9 | Tier-1 | -9
287-27AE | 2--4 | Tier-1 | -4 | 120-360F | Non-HFTD---9 | Tier-1 | -9
287-28 | 2--1 | Tier-1 | -1 | 1221-2095F | Non-HFTD---9 | Tier-1 | -9
287-30 | 2--1 | Tier-1 | -1 | 141-194F | Non-HFTD---9 | Tier-1 | -9
288-149R | 3--5 | Tier-2 | -5 | 143-147F | Non-HFTD---9 | Tier-1 | -9
288-18 | 3--5 | Tier-1 | -5 | 150-434AE | Non-HFTD---9 | Tier-1 | -9
288-2375R | 2--4 | Tier-2 | -4 | 150-506 | Non-HFTD---9 | Tier-1 | -9
288-2378F | 2--3 | Tier-2 | -3 | 178-983AE | Non-HFTD---9 | Tier-1 | -9
288-2379F | 2--1 | Tier-2 | -1 | 185-40AE | Non-HFTD---9 | Tier-1 | -9
288-2380F | 4--5 | Tier-2 | -5 | 190-1122F | Non-HFTD---9 | Tier-1 | -9
289-1559 | 2--2 | Tier-1 | -2 | 274-38AE | Non-HFTD---9 | Tier-1 | -9
289-905AE | 3--3 | Tier-1 | -3 | 275-681F | Non-HFTD---9 | Tier-1 | -9
289-906AE | 3--3 | Tier-1 | -3 | 341-1179 | Non-HFTD---9 | Tier-1 | -9
289-907 | 3--3 | Tier-1 | -3 | 363-25 | Non-HFTD---9 | Tier-1 | -9
292-317F | 4--3 | Tier-2 | -3 | 416-21 | Non-HFTD---9 | Tier-1 | -9
295-1201F | 1--2 | Tier-1 | -2 | 475-763F | Non-HFTD---9 | Tier-1 | -9
295-1203F | 1--2 | Tier-2 | -2 | 492-1092F | Non-HFTD---9 | Tier-1 | -9
296-66F | 1--3 | Tier-2 | -3 | 512-302F | Non-HFTD---9 | Tier-1 | -9
296-68F | 1--2 | Tier-2 | -2 | 560-46F | Non-HFTD---9 | Tier-1 | -9
297-828AE | 2--4 | Tier-1 | -4 | 57-1292F | Non-HFTD---9 | Tier-1 | -9
298-384 | 1--2 | Tier-1 | -2 | 570-490F | Non-HFTD---9 | Tier-1 | -9
298-42R | 2--2 | Tier-1 | -2 | 58-753F | Non-HFTD---9 | Tier-1 | -9
299-1010AE | 1--1 | Tier-1 | -1 | 581-49 | Non-HFTD---9 | Tier-1 | -9
299-1011 | 2--3 | Tier-1 | -3 | 59-1190F | Non-HFTD---9 | Tier-1 | -9
299-1153F | 1--4 | Tier-1 | -4 | 59-467 | Non-HFTD---9 | Tier-1 | -9
299-814AE | 2--4 | Tier-1 | -4 | 59-814F | Non-HFTD---9 | Tier-1 | -9
299-815 | 2--3 | Tier-1 | -3 | 700-255 | Non-HFTD---9 | Tier-1 | -9
300-483F | 3--5 | Tier-2 | -5 | 783-849F | Non-HFTD---9 | Tier-1 | -9
300-484F | 4--5 | Tier-2 | -5 | 90-50F | Non-HFTD---9 | Tier-1 | -9
303-188 | 2--1 | Tier-1 | -1 | 922-1143F | Non-HFTD---9 | Tier-1 | -9
303-189AE | 4--4 | Tier-1 | -4 | 95-34 | Non-HFTD---9 | Tier-1 | -9
303-487AE | 3--4 | Tier-1 | -4 | 95-35F | Non-HFTD---9 | Tier-1 | -9
305-32R | 4--5 | Tier-1 | -5 | 95-36F | Non-HFTD---9 | Tier-1 | -9
305-35R | 4--5 | Tier-1 | -5 | CB 1076 | Non-HFTD---9 | Tier-1 | -9
306-961 | 4--2 | Tier-1 | -2 | CB 1079 | Non-HFTD---9 | Tier-1 | -9
307-1492R | 4--4 | Tier-2 | -4 | CB 1094 | Non-HFTD---9 | Tier-1 | -9
307-1538F | 5--5 | Tier-2 | -5 | CB 149 | Non-HFTD---9 | Tier-1 | -9
307-1684R | 4--5 | Tier-1 | -5 | CB 298 | Non-HFTD---9 | Tier-1 | -9
307-234R | 5--5 | Tier-2 | -5 | CB 321 | Non-HFTD---9 | Tier-1 | -9
308-464 | 4--3 | Tier-1 | -3 | CB 41 | Non-HFTD---9 | Tier-1 | -9
308-484AE | 4--3 | Tier-1 | -3 | CB 438 | Non-HFTD---9 | Tier-1 | -9
308-485AE | 4--3 | Tier-2 | -3 | CB 44 | Non-HFTD---9 | Tier-1 | -9
308-486AE | 4--3 | Tier-2 | -3 | CB 45 | Non-HFTD---9 | Tier-1 | -9
308-563AE | 4--3 | Tier-2 | -3 | CB 480 | Non-HFTD---9 | Tier-1 | -9
309-15F | 3--1 | Tier-1 | -1 | CB 505 | Non-HFTD---9 | Tier-1 | -9
310-1192F | 4--4 | Tier-1 | -4 | CB 506 | Non-HFTD---9 | Tier-1 | -9
310-1194F | 1--1 | Tier-1 | -1 | CB 508 | Non-HFTD---9 | Tier-1 | -9
310-718F | 1--3 | Tier-1 | -3 | CB 547 | Non-HFTD---9 | Tier-1 | -9
310-719F | 3--4 | Tier-1 | -4 | CB 550 | Non-HFTD---9 | Tier-1 | -9
310-9R | 1--3 | Tier-1 | -3 | CB 588 | Non-HFTD---9 | Tier-1 | -9
311-1163F | 3--3 | Tier-2 | -3 | CB 598 | Non-HFTD---9 | Tier-1 | -9
311-1199 | 3--2 | Tier-2 | -2 | CB 707 | Non-HFTD---9 | Tier-1 | -9
311-14R | 3--4 | Tier-2 | -4 | CB 731 | Non-HFTD---9 | Tier-1 | -9
311-43 | 3--4 | Tier-2 | -4 | CB 748 | Non-HFTD---9 | Tier-1 | -9
312-14F | 3--4 | Tier-2 | -4 | CB 771 | Non-HFTD---9 | Tier-1 | -9
312-40F | 3--2 | Tier-2 | -2 | CB 90 | Non-HFTD---9 | Tier-1 | -9
312-41F | 3--1 | Tier-2 | -1 | CB 95 | Non-HFTD---9 | Tier-1 | -9
313-548AE | 3--2 | Tier-1 | -2 | CB 955 | Non-HFTD---9 | Tier-1 | -9
313-549AE | 3--1 | Tier-1 | -1 | CB ALV1 | Non-HFTD---9 | Tier-1 | -9
313-550AE | 3--3 | Tier-1 | -3 | CB BF1 | Non-HFTD---9 | Tier-1 | -9
313-920F | 3--2 | Tier-1 | -2 | CB BK2 | Non-HFTD---9 | Tier-1 | -9
313-921F | 3--2 | Tier-1 | -2 | CB CA2 | Non-HFTD---9 | Tier-1 | -9
313-922F | 3--1 | Tier-1 | -1 | 143-35 | Non-HFTD---9 | Tier-1 | -9
313-923F | 3--2 | Tier-1 | -2 | 492-611F | Non-HFTD---9 | Tier-1 | -9
314-13F | 3--3 | Tier-1 | -3 | 492-8AE | Non-HFTD---9 | Tier-1 | -9
315-1192F | 1--4 | Tier-2 | -4 | 701-19AE | Non-HFTD---9 | Tier-1 | -9
315-485AE | 2--5 | Tier-2 | -5 | 1076-37F | Non-HFTD---10 | Tier-1 | 10
320-1414 | 2--1 | Tier-1 | -1 | 139-48 | Non-HFTD---10 | Tier-1 | 10
321-1332R | 2--2 | Tier-1 | -2 | 1434-10AE | Non-HFTD---10 | Tier-1 | 10
321-646 | 2--1 | Tier-1 | -1 | 1435-50 | Non-HFTD---10 | Tier-1 | 10
321-740AE | 3--1 | Tier-1 | -1 | 159-31R | Non-HFTD---10 | Tier-1 | 10
321-741 | 1--1 | Tier-1 | -1 | 160-20R | Non-HFTD---10 | Tier-1 | 10
322-32R | 1--2 | Tier-1 | -2 | 163-33R | Non-HFTD---10 | Tier-1 | 10
322-821F | 4--2 | Tier-1 | -2 | 170-42 | Non-HFTD---10 | Tier-1 | 10
322-822F | 1--1 | Tier-1 | -1 | 170-465F | Non-HFTD---10 | Tier-1 | 10
323-1134F | 1--1 | Tier-1 | -1 | 313-920F | Non-HFTD---10 | Tier-1 | 10
323-471 | 4--2 | Tier-1 | -2 | 313-921F | Non-HFTD---10 | Tier-1 | 10
323-472AE | 2--2 | Tier-1 | -2 | 322-821F | Non-HFTD---10 | Tier-1 | 10
325-1220R | 4--2 | Tier-1 | -2 | 376-491R | Non-HFTD---10 | Tier-1 | 10
325-1227F | 1--4 | Tier-1 | -4 | 38-11 | Non-HFTD---10 | Tier-1 | 10
325-1229F | 1--3 | Tier-1 | -3 | 380-27 | Non-HFTD---10 | Tier-1 | 10
325-22R | 3--2 | Tier-1 | -2 | 381-451F | Non-HFTD---10 | Tier-1 | 10
325-25 | 1--3 | Tier-1 | -3 | 409-1155R | Non-HFTD---10 | Tier-1 | 10
326-26 | 1--3 | Tier-1 | -3 | 41-43 | Non-HFTD---10 | Tier-1 | 10
326-35R | 4--4 | Tier-1 | -4 | 43-445 | Non-HFTD---10 | Tier-1 | 10
329-13F | 3--1 | Tier-1 | -1 | 476-6F | Non-HFTD---10 | Tier-1 | 10
329-215F | 3--3 | Tier-1 | -3 | 480-32 | Non-HFTD---10 | Tier-1 | 10
329-793F | 3--1 | Tier-1 | -1 | 480-35 | Non-HFTD---10 | Tier-1 | 10
330-44R | 1--2 | Tier-1 | -2 | 506-844 | Non-HFTD---10 | Tier-1 | 10
330-810R | 3--4 | Tier-1 | -4 | 68-43AE | Non-HFTD---10 | Tier-1 | 10
330-8R | 4--4 | Tier-1 | -4 | 730-1079 | Non-HFTD---10 | Tier-1 | 10
331-246R | 3--2 | Tier-2 | -2 | 733-23R | Non-HFTD---10 | Tier-1 | 10
331-40AE | 3--4 | Tier-2 | -4 | 759-13AE | Non-HFTD---10 | Tier-1 | 10
331-42AE | 3--4 | Tier-2 | -4 | 793-46F | Non-HFTD---10 | Tier-1 | 10
334-21 | 5--3 | Tier-1 | -3 | 941-33F | Non-HFTD---10 | Tier-1 | 10
334-44F | 4--1 | Tier-1 | -1 | CB 1082 | Non-HFTD---10 | Tier-1 | 10
334-45F | 1--2 | Tier-1 | -2 | CB 1438 | Non-HFTD---10 | Tier-1 | 10
334-46F | 4--4 | Tier-1 | -4 | CB 166 | Non-HFTD---10 | Tier-1 | 10
340-376F | 2--3 | Tier-1 | -3 | CB 176 | Non-HFTD---10 | Tier-1 | 10
340-378F | 3--4 | Tier-1 | -4 | CB 257 | Non-HFTD---10 | Tier-1 | 10
341-1155F | 3--5 | Tier-1 | -5 | CB 276 | Non-HFTD---10 | Tier-1 | 10
341-1157F | 2--4 | Tier-1 | -4 | CB 376 | Non-HFTD---10 | Tier-1 | 10
341-1179 | 1--4 | Tier-1 | -4 | CB 397 | Non-HFTD---10 | Tier-1 | 10
341-920 | 4--3 | Tier-1 | -3 | CB 399 | Non-HFTD---10 | Tier-1 | 10
342-514F | 2--1 | Tier-1 | -1 | CB 400 | Non-HFTD---10 | Tier-1 | 10
342-521AE | 2--1 | Tier-1 | -1 | CB 401 | Non-HFTD---10 | Tier-1 | 10
343-20 | 2--1 | Tier-1 | -1 | CB 452 | Non-HFTD---10 | Tier-1 | 10
35-2 | 2--4 | Tier-1 | -4 | CB 509 | Non-HFTD---10 | Tier-1 | 10
35-297AE | 2--2 | Tier-1 | -2 | CB 532 | Non-HFTD---10 | Tier-1 | 10
350-2073 | 4--1 | Tier-2 | -1 | CB 548 | Non-HFTD---10 | Tier-1 | 10
350-2182R | 4--3 | Tier-2 | -3 | CB 580 | Non-HFTD---10 | Tier-1 | 10
350-2188R | 5--5 | Tier-2 | -5 | CB 723 | Non-HFTD---10 | Tier-1 | 10
350-2192R | 5--5 | Tier-2 | -5 | CB 74 | Non-HFTD---10 | Tier-1 | 10
350-2196R | 5--5 | Tier-2 | -5 | CB 740 | Non-HFTD---10 | Tier-1 | 10
350-2201R | 5--5 | Tier-3 | -5 | CB 81 | Non-HFTD---10 | Tier-1 | 10
350-41R | 5--5 | Tier-2 | -5 | CB 946 | Non-HFTD---10 | Tier-1 | 10
351-819R | 5--5 | Tier-2 | -5 | CB 948 | Non-HFTD---10 | Tier-1 | 10
351-871R | 5--5 | Tier-3 | -5 | CB CHA1 | Non-HFTD---10 | Tier-1 | 10
352-27R | 5--5 | Tier-3 | -5 | CB DR1 | Non-HFTD---10 | Tier-1 | 10
353-1429R | 5--5 | Tier-2 | -5 | CB ELS1 | Non-HFTD---10 | Tier-1 | 10
353-593F | 5--5 | Tier-2 | -5 | CB EO1 | Non-HFTD---10 | Tier-1 | 10
353-594F | 5--5 | Tier-2 | -5 | CB EOS2 | Non-HFTD---10 | Tier-1 | 10
353-900F | 5--5 | Tier-2 | -5 | CB ES4 | Non-HFTD---10 | Tier-1 | 10
353-901F | 5--5 | Tier-2 | -5 | CB GS1 | Non-HFTD---10 | Tier-1 | 10
353-902F | 5--3 | Tier-2 | -3 | CB HC3 | Non-HFTD---10 | Tier-1 | 10
353-904R | 5--5 | Tier-2 | -5 | CB HP1 | Non-HFTD---10 | Tier-1 | 10
354-1706R | 5--5 | Tier-2 | -5 | CB LA3 | Non-HFTD---10 | Tier-1 | 10
354-24AE | 4--5 | Tier-2 | -5 | CB LV2 | Non-HFTD---10 | Tier-1 | 10
355-41R | 4--5 | Tier-2 | -5 | CB SW3 | Non-HFTD---10 | Tier-1 | 10
355-65R | 1--2 | Tier-2 | -2 | CB VS3 | Non-HFTD---10 | Tier-1 | 10
355-6R | 4--5 | Tier-2 | -5 | CB WA4 | Non-HFTD---10 | Tier-1 | 10
356-16R | 4--5 | Tier-2 | -5 | CB ER1 | Non-HFTD---10 | Tier-1 | 10
356-19R | 5--5 | Tier-3 | -5 | 197-50F | Non-HFTD---10 | Tier-1 | 10
356-30AE | 5--5 | Tier-3 | -5 | 595-1453F | Non-HFTD---10 | Tier-1 | 10
357-1147R | 5--4 | Tier-2 | -4 | 1119-6F | Non-HFTD---11 | Tier-1 | 11
357-1299R | 5--5 | Tier-3 | -5 | 137-767F | Non-HFTD---11 | Tier-1 | 11
357-2047F | 5--4 | Tier-2 | -4 | 1406-19F | Non-HFTD---11 | Tier-1 | 11
357-2048F | 5--1 | Tier-2 | -1 | 144-29 | Non-HFTD---11 | Tier-1 | 11
357-2049F | 5--5 | Tier-3 | -5 | 1448-368 | Non-HFTD---11 | Tier-1 | 11
357-45R | 5--5 | Tier-3 | -5 | 145-633 | Non-HFTD---11 | Tier-1 | 11
357-50R | 5--5 | Tier-3 | -5 | 189-645 | Non-HFTD---11 | Tier-1 | 11
357-750R | 5--5 | Tier-2 | -5 | 190-1868R | Non-HFTD---11 | Tier-1 | 11
358-1175F | 5--3 | Tier-2 | -3 | 299-1153F | Non-HFTD---11 | Tier-1 | 11
358-1240F | 5--1 | Tier-3 | -1 | 325-1229F | Non-HFTD---11 | Tier-1 | 11
358-33 | 5--4 | Tier-3 | -4 | 35-297AE | Non-HFTD---11 | Tier-1 | 11
358-663F | 5--1 | Tier-3 | -1 | 362-40F | Non-HFTD---11 | Tier-1 | 11
358-665F | 5--1 | Tier-3 | -1 | 368-403F | Non-HFTD---11 | Tier-1 | 11
358-666F | 5--1 | Tier-3 | -1 | 402-820F | Non-HFTD---11 | Tier-1 | 11
358-681F | 5--1 | Tier-3 | -1 | 431-550 | Non-HFTD---11 | Tier-1 | 11
358-682F | 5--5 | Tier-3 | -5 | 45-15AE | Non-HFTD---11 | Tier-1 | 11
361-45R | 3--4 | Tier-1 | -4 | 45-16 | Non-HFTD---11 | Tier-1 | 11
361-684F | 2--1 | Tier-1 | -1 | 452-47 | Non-HFTD---11 | Tier-1 | 11
361-686F | 3--4 | Tier-1 | -4 | 486-91 | Non-HFTD---11 | Tier-1 | 11
362-40F | 2--2 | Tier-1 | -2 | 489-19AE | Non-HFTD---11 | Tier-1 | 11
362-45F | 2--2 | Tier-1 | -2 | 493-485F | Non-HFTD---11 | Tier-1 | 11
362-47F | 4--3 | Tier-1 | -3 | 497-888F | Non-HFTD---11 | Tier-1 | 11
362-48F | 2--1 | Tier-1 | -1 | 546-12 | Non-HFTD---11 | Tier-1 | 11
363-25 | 2--3 | Tier-1 | -3 | 548-15F | Non-HFTD---11 | Tier-1 | 11
364-36 | 3--4 | Tier-1 | -4 | 55-483F | Non-HFTD---11 | Tier-1 | 11
364-49R | 4--3 | Tier-1 | -3 | 571-49F | Non-HFTD---11 | Tier-1 | 11
365-28AE | 2--2 | Tier-1 | -2 | 58-756F | Non-HFTD---11 | Tier-1 | 11
365-34R | 3--4 | Tier-1 | -4 | 765-53 | Non-HFTD---11 | Tier-1 | 11
365-648R | 3--3 | Tier-1 | -3 | 857-60 | Non-HFTD---11 | Tier-1 | 11
366-48 | 3--4 | Tier-1 | -4 | 90-49 | Non-HFTD---11 | Tier-1 | 11
366-559 | 2--3 | Tier-1 | -3 | 902-48 | Non-HFTD---11 | Tier-1 | 11
368-1054F | 2--4 | Tier-1 | -4 | CB 1116 | Non-HFTD---11 | Tier-1 | 11
368-1057F | 2--2 | Tier-1 | -2 | CB 130 | Non-HFTD---11 | Tier-1 | 11
368-21AE | 3--3 | Tier-1 | -3 | CB 136 | Non-HFTD---11 | Tier-1 | 11
368-24 | 3--4 | Tier-1 | -4 | CB 159 | Non-HFTD---11 | Tier-1 | 11
368-403F | 2--2 | Tier-1 | -2 | CB 161 | Non-HFTD---11 | Tier-1 | 11
374-708R | 2--1 | Tier-1 | -1 | CB 191 | Non-HFTD---11 | Tier-1 | 11
376-491R | 2--2 | Tier-1 | -2 | CB 206 | Non-HFTD---11 | Tier-1 | 11
376-527AE | 1--3 | Tier-1 | -3 | CB 256 | Non-HFTD---11 | Tier-1 | 11
38-11 | 4--2 | Tier-1 | -2 | CB 261 | Non-HFTD---11 | Tier-1 | 11
380-27 | 4--2 | Tier-1 | -2 | CB 277 | Non-HFTD---11 | Tier-1 | 11
381-450F | 1--2 | Tier-1 | -2 | CB 299 | Non-HFTD---11 | Tier-1 | 11
381-451F | 3--2 | Tier-1 | -2 | CB 323 | Non-HFTD---11 | Tier-1 | 11
381-48 | 2--2 | Tier-1 | -2 | CB 403 | Non-HFTD---11 | Tier-1 | 11
381-49 | 1--1 | Tier-1 | -1 | CB 434 | Non-HFTD---11 | Tier-1 | 11
386-25R | 3--4 | Tier-2 | -4 | CB 454 | Non-HFTD---11 | Tier-1 | 11
387-11 | 4--5 | Tier-2 | -5 | CB 465 | Non-HFTD---11 | Tier-1 | 11
387-15 | 4--5 | Tier-3 | -5 | CB 483 | Non-HFTD---11 | Tier-1 | 11
390-15 | 5--3 | Tier-1 | -3 | CB 498 | Non-HFTD---11 | Tier-1 | 11
390-18 | 5--3 | Tier-1 | -3 | CB 510 | Non-HFTD---11 | Tier-1 | 11
390-346AE | 5--2 | Tier-1 | -2 | CB 518 | Non-HFTD---11 | Tier-1 | 11
392-23F | 5--3 | Tier-1 | -3 | CB 519 | Non-HFTD---11 | Tier-1 | 11
393-14R | 5--4 | Tier-2 | -4 | CB 54 | Non-HFTD---11 | Tier-1 | 11
394-422F | 5--3 | Tier-1 | -3 | CB 549 | Non-HFTD---11 | Tier-1 | 11
395-33R | 4--3 | Tier-2 | -3 | CB 563 | Non-HFTD---11 | Tier-1 | 11
396-699R | 5--5 | Tier-2 | -5 | CB 60 | Non-HFTD---11 | Tier-1 | 11
397-39R | 1--2 | Tier-1 | -2 | CB 708 | Non-HFTD---11 | Tier-1 | 11
397-550F | 3--1 | Tier-1 | -1 | CB 72 | Non-HFTD---11 | Tier-1 | 11
400-1019 | 4--1 | Tier-1 | -1 | CB 745 | Non-HFTD---11 | Tier-1 | 11
401-39R | 4--4 | Tier-2 | -4 | CB 759 | Non-HFTD---11 | Tier-1 | 11
401-684R | 4--1 | Tier-2 | -1 | CB 83 | Non-HFTD---11 | Tier-1 | 11
402-30AE | 2--2 | Tier-1 | -2 | CB BW1 | Non-HFTD---11 | Tier-1 | 11
402-819F | 1--1 | Tier-1 | -1 | CB EOS3 | Non-HFTD---11 | Tier-1 | 11
402-820F | 2--3 | Tier-1 | -3 | 144-30AE | Non-HFTD---11 | Tier-1 | 11
403-11F | 1--1 | Tier-1 | -1 | 512-49 | Non-HFTD---11 | Tier-1 | 11
403-15F | 1--2 | Tier-1 | -2 | 701-21 | Non-HFTD---11 | Tier-1 | 11
403-9F | 1--1 | Tier-1 | -1 | 703-289F | Non-HFTD---11 | Tier-1 | 11
404-6AE | 2--1 | Tier-1 | -1 | 61-24F | Non-HFTD---11 | Tier-1 | 11
409-1155R | 2--2 | Tier-1 | -2 | 1049-3F | Non-HFTD---12 | Tier-1 | 12
409-38R | 2--2 | Tier-1 | -2 | 152-1713F | Non-HFTD---12 | Tier-1 | 12
41-43 | 4--2 | Tier-1 | -2 | 152-513AE | Non-HFTD---12 | Tier-1 | 12
41-44AE | 2--2 | Tier-1 | -2 | 153-581F | Non-HFTD---12 | Tier-1 | 12
410-50R | 4--5 | Tier-1 | -5 | 154-876R | Non-HFTD---12 | Tier-1 | 12
411-1873R | 4--5 | Tier-2 | -5 | 154-878R | Non-HFTD---12 | Tier-1 | 12
411-30R | 5--5 | Tier-3 | -5 | 158-29 | Non-HFTD---12 | Tier-1 | 12
411-47R | 4--5 | Tier-2 | -5 | 161-991F | Non-HFTD---12 | Tier-1 | 12
412-23AE | 3--3 | Tier-1 | -3 | 162-19F | Non-HFTD---12 | Tier-1 | 12
415-1237R | 4--3 | Tier-1 | -3 | 170-879 | Non-HFTD---12 | Tier-1 | 12
415-33 | 4--3 | Tier-1 | -3 | 256-539R | Non-HFTD---12 | Tier-1 | 12
416-21 | 2--3 | Tier-1 | -3 | 309-15F | Non-HFTD---12 | Tier-1 | 12
416-29AE | 1--1 | Tier-1 | -1 | 313-548AE | Non-HFTD---12 | Tier-1 | 12
416-35F | 1--1 | Tier-1 | -1 | 321-1332R | Non-HFTD---12 | Tier-1 | 12
416-37F | 1--1 | Tier-1 | -1 | 325-22R | Non-HFTD---12 | Tier-1 | 12
417-21R | 4--3 | Tier-1 | -3 | 368-1057F | Non-HFTD---12 | Tier-1 | 12
417-41 | 1--3 | Tier-1 | -3 | 400-1019 | Non-HFTD---12 | Tier-1 | 12
417-44AE | 2--4 | Tier-1 | -4 | 52-18F | Non-HFTD---12 | Tier-1 | 12
417-791AE | 3--4 | Tier-1 | -4 | 531-36AE | Non-HFTD---12 | Tier-1 | 12
418-1260 | 2--1 | Tier-1 | -1 | 534-1081F | Non-HFTD---12 | Tier-1 | 12
418-25R | 2--2 | Tier-1 | -2 | 551-19 | Non-HFTD---12 | Tier-1 | 12
42-46 | 4--2 | Tier-1 | -2 | 579-32AE | Non-HFTD---12 | Tier-1 | 12
43-443 | 1--1 | Tier-1 | -1 | 59-1189F | Non-HFTD---12 | Tier-1 | 12
43-445 | 4--2 | Tier-1 | -2 | 74-24R | Non-HFTD---12 | Tier-1 | 12
43-475F | 1--1 | Tier-1 | -1 | 792-1173F | Non-HFTD---12 | Tier-1 | 12
430-321AE | 1--1 | Tier-1 | -1 | 949-22R | Non-HFTD---12 | Tier-1 | 12
430-42F | 2--1 | Tier-1 | -1 | CB 377 | Non-HFTD---12 | Tier-1 | 12
430-639 | 2--1 | Tier-1 | -1 | CB 406 | Non-HFTD---12 | Tier-1 | 12
431-46AE | 2--1 | Tier-1 | -1 | CB 451 | Non-HFTD---12 | Tier-1 | 12
431-474 | 2--1 | Tier-1 | -1 | CB 489 | Non-HFTD---12 | Tier-1 | 12
431-478 | 1--1 | Tier-1 | -1 | CB 70 | Non-HFTD---12 | Tier-1 | 12
431-48AE | 1--1 | Tier-1 | -1 | CB 795 | Non-HFTD---12 | Tier-1 | 12
431-550 | 2--2 | Tier-1 | -2 | CB 84 | Non-HFTD---12 | Tier-1 | 12
434-301 | 1--5 | Tier-2 | -5 | CB AM2 | Non-HFTD---12 | Tier-1 | 12
438-45 | 1--3 | Tier-1 | -3 | CB AM3 | Non-HFTD---12 | Tier-1 | 12
439-42F | 1--5 | Tier-1 | -5 | CB BY3 | Non-HFTD---12 | Tier-1 | 12
44-1101F | 2--1 | Tier-1 | -1 | CB CS2 | Non-HFTD---12 | Tier-1 | 12
44-40AE | 1--2 | Tier-1 | -2 | CB CS3 | Non-HFTD---12 | Tier-1 | 12
44-41 | 1--1 | Tier-1 | -1 | CB DS1 | Non-HFTD---12 | Tier-1 | 12
44-42 | 1--2 | Tier-1 | -2 | CB GA3 | Non-HFTD---12 | Tier-1 | 12
441-23R | 5--4 | Tier-3 | -4 | CB HL1 | Non-HFTD---12 | Tier-1 | 12
441-279R | 5--2 | Tier-3 | -2 | CB HL3 | Non-HFTD---12 | Tier-1 | 12
441-27R | 5--4 | Tier-3 | -4 | CB LA1 | Non-HFTD---12 | Tier-1 | 12
441-30R | 5--4 | Tier-3 | -4 | CB LA2 | Non-HFTD---12 | Tier-1 | 12
442-16R | 5--3 | Tier-3 | -3 | CB MM1 | Non-HFTD---12 | Tier-1 | 12
442-28R | 5--1 | Tier-3 | -1 | CB MT1 | Non-HFTD---12 | Tier-1 | 12
442-46R | 5--1 | Tier-3 | -1 | CB NO2 | Non-HFTD---12 | Tier-1 | 12
442-509R | 5--3 | Tier-3 | -3 | CB OS1 | Non-HFTD---12 | Tier-1 | 12
442-525 | 5--2 | Tier-3 | -2 | CB PL2 | Non-HFTD---12 | Tier-1 | 12
442-728R | 5--5 | Tier-3 | -5 | CB PL4 | Non-HFTD---12 | Tier-1 | 12
442-729 | 5--3 | Tier-3 | -3 | CB PL6 | Non-HFTD---12 | Tier-1 | 12
442-758F | 5--2 | Tier-3 | -2 | CB QN1 | Non-HFTD---12 | Tier-1 | 12
442-764R | 5--2 | Tier-3 | -2 | CB RD2 | Non-HFTD---12 | Tier-1 | 12
442-780 | 5--1 | Tier-3 | -1 | CB S1 | Non-HFTD---12 | Tier-1 | 12
442-784 | 5--1 | Tier-3 | -1 | CB SE4 | Non-HFTD---12 | Tier-1 | 12
443-218R | 5--2 | Tier-1 | -2 | CB SR1 | Non-HFTD---12 | Tier-1 | 12
444-15R | 5--3 | Tier-2 | -3 | CB UP2 | Non-HFTD---12 | Tier-1 | 12
444-43R | 5--5 | Tier-2 | -5 | CB VS1 | Non-HFTD---12 | Tier-1 | 12
444-9R | 5--3 | Tier-2 | -3 | CB VS2 | Non-HFTD---12 | Tier-1 | 12
445-1311R | 5--5 | Tier-3 | -5 | CB VS4 | Non-HFTD---12 | Tier-1 | 12
445-1315 | 1--5 | Tier-2 | -5 | CB WA2 | Non-HFTD---12 | Tier-1 | 12
445-1323 | 3--3 | Tier-2 | -3 | CB WY2 | Non-HFTD---12 | Tier-1 | 12
445-1325F | 5--4 | Tier-2 | -4 | UP1-10 | Non-HFTD---12 | Tier-1 | 12
445-17R | 5--3 | Tier-2 | -3 | 244-30F | Non-HFTD---12 | Tier-1 | 12
445-18R | 5--5 | Tier-2 | -5 | 1160-8AE | Non-HFTD---12 | Tier-1 | 12
445-19R | 5--3 | Tier-2 | -3 | 545-48F | Non-HFTD---12 | Tier-1 | 12
445-39R | 5--4 | Tier-2 | -4 | 492-614F | Non-HFTD---12 | Tier-1 | 12
445-894R | 5--4 | Tier-2 | -4 | 595-1440F | Non-HFTD---12 | Tier-1 | 12
445-897R | 5--3 | Tier-2 | -3 | 1173-68 | Non-HFTD---13 | Tier-1 | 13
448-1196F | 1--5 | Tier-3 | -5 | 120-367F | Non-HFTD---13 | Tier-1 | 13
448-1202 | 5--1 | Tier-3 | -1 | 139-426F | Non-HFTD---13 | Tier-1 | 13
448-1203F | 5--1 | Tier-3 | -1 | 1418-581R | Non-HFTD---13 | Tier-1 | 13
448-1234R | 5--3 | Tier-3 | -3 | 143-178F | Non-HFTD---13 | Tier-1 | 13
448-47R | 5--3 | Tier-3 | -3 | 143-33 | Non-HFTD---13 | Tier-1 | 13
448-714R | 5--3 | Tier-3 | -3 | 149-129R | Non-HFTD---13 | Tier-1 | 13
448-724R | 5--2 | Tier-3 | -2 | 153-1119R | Non-HFTD---13 | Tier-1 | 13
448-735R | 5--2 | Tier-3 | -2 | 161-975F | Non-HFTD---13 | Tier-1 | 13
448-744R | 5--5 | Tier-3 | -5 | 199-39AE | Non-HFTD---13 | Tier-1 | 13
448-9R | 5--4 | Tier-3 | -4 | 209-660R | Non-HFTD---13 | Tier-1 | 13
449-13R | 5--5 | Tier-3 | -5 | 252-132 | Non-HFTD---13 | Tier-1 | 13
449-16R | 5--4 | Tier-3 | -4 | 310-9R | Non-HFTD---13 | Tier-1 | 13
449-683 | 5--3 | Tier-3 | -3 | 323-472AE | Non-HFTD---13 | Tier-1 | 13
449-693R | 5--5 | Tier-3 | -5 | 325-1227F | Non-HFTD---13 | Tier-1 | 13
449-6R | 5--4 | Tier-3 | -4 | 325-25 | Non-HFTD---13 | Tier-1 | 13
45-15AE | 1--3 | Tier-1 | -3 | 365-28AE | Non-HFTD---13 | Tier-1 | 13
45-16 | 2--2 | Tier-1 | -2 | 381-48 | Non-HFTD---13 | Tier-1 | 13
450-113F | 1--4 | Tier-1 | -4 | 439-42F | Non-HFTD---13 | Tier-1 | 13
450-114F | 1--4 | Tier-1 | -4 | 458-33F | Non-HFTD---13 | Tier-1 | 13
450-17 | 4--1 | Tier-2 | -1 | 462-1034F | Non-HFTD---13 | Tier-1 | 13
450-18 | 4--1 | Tier-2 | -1 | 462-1521F | Non-HFTD---13 | Tier-1 | 13
450-1850 | 4--3 | Tier-2 | -3 | 462-1523F | Non-HFTD---13 | Tier-1 | 13
450-1851F | 5--5 | Tier-2 | -5 | 462-868 | Non-HFTD---13 | Tier-1 | 13
450-1853F | 4--4 | Tier-2 | -4 | 493-480R | Non-HFTD---13 | Tier-1 | 13
450-1854 | 4--4 | Tier-2 | -4 | 507-1733 | Non-HFTD---13 | Tier-1 | 13
450-50R | 4--4 | Tier-2 | -4 | 509-1227R | Non-HFTD---13 | Tier-1 | 13
450-88R | 4--4 | Tier-2 | -4 | 547-22R | Non-HFTD---13 | Tier-1 | 13
451-38F | 1--1 | Tier-1 | -1 | 59-803F | Non-HFTD---13 | Tier-1 | 13
452-1403 | 1--5 | Tier-2 | -5 | 60-574 | Non-HFTD---13 | Tier-1 | 13
452-1404F | 1--5 | Tier-2 | -5 | 64-13F | Non-HFTD---13 | Tier-1 | 13
452-1405 | 1--5 | Tier-2 | -5 | 64-15F | Non-HFTD---13 | Tier-1 | 13
452-37AE | 1--5 | Tier-1 | -5 | 770-250R | Non-HFTD---13 | Tier-1 | 13
452-38AE | 2--5 | Tier-2 | -5 | 85-498F | Non-HFTD---13 | Tier-1 | 13
452-39AE | 2--5 | Tier-1 | -5 | 854-607F | Non-HFTD---13 | Tier-1 | 13
452-47 | 2--3 | Tier-1 | -3 | 96-1041F | Non-HFTD---13 | Tier-1 | 13
452-717 | 1--5 | Tier-2 | -5 | CB 107 | Non-HFTD---13 | Tier-1 | 13
453-32R | 2--1 | Tier-1 | -1 | CB 122 | Non-HFTD---13 | Tier-1 | 13
453-41 | 1--3 | Tier-1 | -3 | CB 123 | Non-HFTD---13 | Tier-1 | 13
454-1814 | 4--2 | Tier-2 | -2 | CB 1297 | Non-HFTD---13 | Tier-1 | 13
454-45AE | 4--4 | Tier-1 | -4 | CB 141 | Non-HFTD---13 | Tier-1 | 13
454-47R | 1--2 | Tier-1 | -2 | CB 1434 | Non-HFTD---13 | Tier-1 | 13
454-48F | 4--5 | Tier-2 | -5 | CB 1436 | Non-HFTD---13 | Tier-1 | 13
454-49F | 4--3 | Tier-2 | -3 | CB 162 | Non-HFTD---13 | Tier-1 | 13
454-53F | 4--3 | Tier-2 | -3 | CB 164 | Non-HFTD---13 | Tier-1 | 13
456-5 | 3--5 | Tier-1 | -5 | CB 180 | Non-HFTD---13 | Tier-1 | 13
458-33F | 2--2 | Tier-1 | -2 | CB 208 | Non-HFTD---13 | Tier-1 | 13
458-41F | 1--1 | Tier-1 | -1 | CB 262 | Non-HFTD---13 | Tier-1 | 13
458-43F | 2--1 | Tier-1 | -1 | CB 263 | Non-HFTD---13 | Tier-1 | 13
458-44F | 1--2 | Tier-1 | -2 | CB 295 | Non-HFTD---13 | Tier-1 | 13
461-24F | 1--3 | Tier-1 | -3 | CB 320 | Non-HFTD---13 | Tier-1 | 13
461-644R | 1--3 | Tier-1 | -3 | CB 416 | Non-HFTD---13 | Tier-1 | 13
462-1034F | 1--3 | Tier-1 | -3 | CB 42 | Non-HFTD---13 | Tier-1 | 13
462-1035F | 1--2 | Tier-1 | -2 | CB 43 | Non-HFTD---13 | Tier-1 | 13
462-1521F | 1--3 | Tier-1 | -3 | CB 450 | Non-HFTD---13 | Tier-1 | 13
462-1523F | 1--3 | Tier-1 | -3 | CB 516 | Non-HFTD---13 | Tier-1 | 13
462-868 | 2--2 | Tier-1 | -2 | CB 517 | Non-HFTD---13 | Tier-1 | 13
463-1136F | 4--2 | Tier-2 | -2 | CB 552 | Non-HFTD---13 | Tier-1 | 13
463-1137F | 1--5 | Tier-2 | -5 | CB 560 | Non-HFTD---13 | Tier-1 | 13
463-1229 | 5--4 | Tier-2 | -4 | CB 570 | Non-HFTD---13 | Tier-1 | 13
470-40AE | 4--5 | Tier-2 | -5 | CB 700 | Non-HFTD---13 | Tier-1 | 13
470-47R | 5--5 | Tier-3 | -5 | CB 703 | Non-HFTD---13 | Tier-1 | 13
471-36F | 4--5 | Tier-2 | -5 | CB 770 | Non-HFTD---13 | Tier-1 | 13
473-36R | 5--4 | Tier-1 | -4 | CB 859 | Non-HFTD---13 | Tier-1 | 13
474-22AE | 4--5 | Tier-1 | -5 | CB SO1 | Non-HFTD---13 | Tier-1 | 13
474-29 | 2--5 | Tier-1 | -5 | CB LF1 | Non-HFTD---13 | Tier-1 | 13
475-763F | 2--3 | Tier-1 | -3 | CB LJS1 | Non-HFTD---13 | Tier-1 | 13
476-6F | 5--1 | Tier-1 | -1 | 701-50AE | Non-HFTD---13 | Tier-1 | 13
480-1163R | 2--1 | Tier-1 | -1 | 364-35 | Non-HFTD---13 | Tier-1 | 13
480-32 | 3--2 | Tier-1 | -2 | 1047-36F | Non-HFTD---14 | Tier-1 | 14
480-35 | 4--1 | Tier-1 | -1 | 124-206R | Non-HFTD---14 | Tier-1 | 14
481-30 | 2--1 | Tier-1 | -1 | 130-13F | Non-HFTD---14 | Tier-1 | 14
482-381F | 1--1 | Tier-1 | -1 | 139-245AE | Non-HFTD---14 | Tier-1 | 14
482-382F | 2--2 | Tier-1 | -2 | 1434-2 | Non-HFTD---14 | Tier-1 | 14
486-61R | 4--4 | Tier-1 | -4 | 1482-28 | Non-HFTD---14 | Tier-1 | 14
486-91 | 2--3 | Tier-1 | -3 | 154-894R | Non-HFTD---14 | Tier-1 | 14
488-32R | 2--1 | Tier-1 | -1 | 159-37F | Non-HFTD---14 | Tier-1 | 14
489-19AE | 2--2 | Tier-1 | -2 | 162-44R | Non-HFTD---14 | Tier-1 | 14
489-33 | 1--1 | Tier-1 | -1 | 165-35R | Non-HFTD---14 | Tier-1 | 14
490-23 | 1--4 | Tier-1 | -4 | 166-462F | Non-HFTD---14 | Tier-1 | 14
490-36 | 1--3 | Tier-1 | -3 | 256-46AE | Non-HFTD---14 | Tier-1 | 14
492-1090F | 3--2 | Tier-1 | -2 | 257-31AE | Non-HFTD---14 | Tier-1 | 14
492-1091F | 4--3 | Tier-1 | -3 | 313-922F | Non-HFTD---14 | Tier-1 | 14
492-1092F | 3--2 | Tier-1 | -2 | 321-740AE | Non-HFTD---14 | Tier-1 | 14
492-14R | 4--3 | Tier-1 | -3 | 329-793F | Non-HFTD---14 | Tier-1 | 14
492-343R | 3--4 | Tier-1 | -4 | 343-20 | Non-HFTD---14 | Tier-1 | 14
493-478R | 3--3 | Tier-1 | -3 | 402-30AE | Non-HFTD---14 | Tier-1 | 14
493-480R | 1--4 | Tier-1 | -4 | 409-38R | Non-HFTD---14 | Tier-1 | 14
493-485F | 1--4 | Tier-1 | -4 | 418-25R | Non-HFTD---14 | Tier-1 | 14
496-21 | 1--1 | Tier-1 | -1 | 431-46AE | Non-HFTD---14 | Tier-1 | 14
497-888F | 1--3 | Tier-1 | -3 | 519-46R | Non-HFTD---14 | Tier-1 | 14
500-1531 | 4--4 | Tier-2 | -4 | 52-20R | Non-HFTD---14 | Tier-1 | 14
501-786 | 2--5 | Tier-2 | -5 | 550-665R | Non-HFTD---14 | Tier-1 | 14
504-1563 | 3--5 | Tier-1 | -5 | 57-1295F | Non-HFTD---14 | Tier-1 | 14
504-2501R | 3--5 | Tier-2 | -5 | 59-464AE | Non-HFTD---14 | Tier-1 | 14
504-287R | 4--4 | Tier-2 | -4 | 68-18 | Non-HFTD---14 | Tier-1 | 14
504-40R | 3--5 | Tier-1 | -5 | 718-483R | Non-HFTD---14 | Tier-1 | 14
505-1676F | 3--4 | Tier-1 | -4 | 72-16 | Non-HFTD---14 | Tier-1 | 14
505-635R | 4--4 | Tier-1 | -4 | 792-1172F | Non-HFTD---14 | Tier-1 | 14
506-160AE | 1--2 | Tier-1 | -2 | 797-40F | Non-HFTD---14 | Tier-1 | 14
506-161 | 2--2 | Tier-1 | -2 | 80-568F | Non-HFTD---14 | Tier-1 | 14
506-844 | 3--2 | Tier-1 | -2 | 85-500F | Non-HFTD---14 | Tier-1 | 14
507-1733 | 1--3 | Tier-1 | -3 | CB 100 | Non-HFTD---14 | Tier-1 | 14
508-1027F | 1--2 | Tier-1 | -2 | CB 1049 | Non-HFTD---14 | Tier-1 | 14
509-1227R | 2--2 | Tier-1 | -2 | CB 133 | Non-HFTD---14 | Tier-1 | 14
51-861R | 2--1 | Tier-1 | -1 | CB 1479 | Non-HFTD---14 | Tier-1 | 14
510-49R | 3--4 | Tier-1 | -4 | CB 344 | Non-HFTD---14 | Tier-1 | 14
511-831 | 2--3 | Tier-1 | -3 | CB 407 | Non-HFTD---14 | Tier-1 | 14
512-300F | 2--4 | Tier-1 | -4 | CB 413 | Non-HFTD---14 | Tier-1 | 14
512-302F | 2--3 | Tier-1 | -3 | CB 491 | Non-HFTD---14 | Tier-1 | 14
512-50AE | 3--3 | Tier-1 | -3 | CB 51 | Non-HFTD---14 | Tier-1 | 14
513-42F | 4--2 | Tier-1 | -2 | CB 515 | Non-HFTD---14 | Tier-1 | 14
513-45F | 1--4 | Tier-1 | -4 | CB 581 | Non-HFTD---14 | Tier-1 | 14
515-49R | 1--2 | Tier-1 | -2 | CB 71 | Non-HFTD---14 | Tier-1 | 14
516-5F | 1--1 | Tier-1 | -1 | CB 87 | Non-HFTD---14 | Tier-1 | 14
516-7F | 1--1 | Tier-1 | -1 | CB BA2 | Non-HFTD---14 | Tier-1 | 14
518-39 | 1--2 | Tier-1 | -2 | CB BA3 | Non-HFTD---14 | Tier-1 | 14
518-41 | 1--2 | Tier-1 | -2 | CB BY2 | Non-HFTD---14 | Tier-1 | 14
518-42AE | 1--1 | Tier-1 | -1 | CB CS1 | Non-HFTD---14 | Tier-1 | 14
519-46R | 3--2 | Tier-1 | -2 | CB CS4 | Non-HFTD---14 | Tier-1 | 14
52-16F | 1--1 | Tier-1 | -1 | CB EO2 | Non-HFTD---14 | Tier-1 | 14
52-17F | 1--1 | Tier-1 | -1 | CB GA1 | Non-HFTD---14 | Tier-1 | 14
52-18F | 2--2 | Tier-1 | -2 | CB GH3 | Non-HFTD---14 | Tier-1 | 14
52-20R | 2--2 | Tier-1 | -2 | CB LJ3 | Non-HFTD---14 | Tier-1 | 14
520-1045R | 5--4 | Tier-2 | -4 | CB MK1 | Non-HFTD---14 | Tier-1 | 14
520-10R | 4--5 | Tier-2 | -5 | CB MK2 | Non-HFTD---14 | Tier-1 | 14
520-1489R | 5--5 | Tier-2 | -5 | CB NC4 | Non-HFTD---14 | Tier-1 | 14
520-1509R | 5--4 | Tier-2 | -4 | CB OCA1 | Non-HFTD---14 | Tier-1 | 14
520-1525R | 5--5 | Tier-2 | -5 | CB RV1 | Non-HFTD---14 | Tier-1 | 14
520-1527R | 5--5 | Tier-3 | -5 | CB S2 | Non-HFTD---14 | Tier-1 | 14
520-1902R | 4--4 | Tier-2 | -4 | CB SW2 | Non-HFTD---14 | Tier-1 | 14
520-1904 | 4--5 | Tier-3 | -5 | RD4-50F | Non-HFTD---14 | Tier-1 | 14
520-1936 | 1--5 | Tier-3 | -5 | 282-564F | Non-HFTD---14 | Tier-1 | 14
520-22R | 4--4 | Tier-2 | -4 | 1160-3AE | Non-HFTD---14 | Tier-1 | 14
520-35R | 5--5 | Tier-3 | -5 | 1160-9AE | Non-HFTD---14 | Tier-1 | 14
520-45 | 5--5 | Tier-2 | -5 | 314-1328 | Non-HFTD---14 | Tier-1 | 14
521-14R | 5--5 | Tier-3 | -5 | 1001-1232F | Non-HFTD---15 | Tier-1 | 15
521-1819R | 4--5 | Tier-2 | -5 | 1047-35F | Non-HFTD---15 | Tier-1 | 15
521-1856R | 5--5 | Tier-3 | -5 | 1049-4F | Non-HFTD---15 | Tier-1 | 15
521-18R | 4--5 | Tier-3 | -5 | 105-239F | Non-HFTD---15 | Tier-1 | 15
521-27R | 4--5 | Tier-2 | -5 | 1180-9 | Non-HFTD---15 | Tier-1 | 15
521-32R | 5--5 | Tier-3 | -5 | 1418-31R | Non-HFTD---15 | Tier-1 | 15
521-700R | 4--5 | Tier-2 | -5 | 1435-1075F | Non-HFTD---15 | Tier-1 | 15
522-34 | 4--3 | Tier-2 | -3 | 152-1716F | Non-HFTD---15 | Tier-1 | 15
522-36 | 4--3 | Tier-2 | -3 | 161-974F | Non-HFTD---15 | Tier-1 | 15
522-38R | 4--5 | Tier-2 | -5 | 166-982F | Non-HFTD---15 | Tier-1 | 15
523-31AE | 4--4 | Tier-2 | -4 | 168-703F | Non-HFTD---15 | Tier-1 | 15
524-1782F | 4--5 | Tier-3 | -5 | 178-48 | Non-HFTD---15 | Tier-1 | 15
524-27R | 4--5 | Tier-3 | -5 | 180-13 | Non-HFTD---15 | Tier-1 | 15
524-46R | 5--5 | Tier-3 | -5 | 252-277F | Non-HFTD---15 | Tier-1 | 15
524-50R | 5--5 | Tier-3 | -5 | 286-991 | Non-HFTD---15 | Tier-1 | 15
524-69R | 5--5 | Tier-3 | -5 | 289-1559 | Non-HFTD---15 | Tier-1 | 15
525-41F | 2--4 | Tier-1 | -4 | 298-42R | Non-HFTD---15 | Tier-1 | 15
53-49 | 2--1 | Tier-1 | -1 | 362-45F | Non-HFTD---15 | Tier-1 | 15
531-36AE | 3--2 | Tier-1 | -2 | 397-39R | Non-HFTD---15 | Tier-1 | 15
532-1293F | 1--2 | Tier-1 | -2 | 41-44AE | Non-HFTD---15 | Tier-1 | 15
532-762 | 1--3 | Tier-1 | -3 | 431-474 | Non-HFTD---15 | Tier-1 | 15
532-763 | 5--4 | Tier-1 | -4 | 438-45 | Non-HFTD---15 | Tier-1 | 15
533-7AE | 4--2 | Tier-1 | -2 | 44-42 | Non-HFTD---15 | Tier-1 | 15
534-1079F | 4--1 | Tier-1 | -1 | 453-41 | Non-HFTD---15 | Tier-1 | 15
534-1080F | 4--2 | Tier-2 | -2 | 461-24F | Non-HFTD---15 | Tier-1 | 15
534-1081F | 4--1 | Tier-1 | -1 | 482-382F | Non-HFTD---15 | Tier-1 | 15
534-346 | 4--1 | Tier-2 | -1 | 488-32R | Non-HFTD---15 | Tier-1 | 15
535-1118 | 4--1 | Tier-1 | -1 | 490-23 | Non-HFTD---15 | Tier-1 | 15
535-1119 | 4--1 | Tier-1 | -1 | 506-161 | Non-HFTD---15 | Tier-1 | 15
535-1120AE | 4--1 | Tier-2 | -1 | 513-45F | Non-HFTD---15 | Tier-1 | 15
536-363F | 4--1 | Tier-2 | -1 | 549-33F | Non-HFTD---15 | Tier-1 | 15
536-377F | 4--1 | Tier-2 | -1 | 555-24F | Non-HFTD---15 | Tier-1 | 15
536-378F | 4--1 | Tier-2 | -1 | 712-311F | Non-HFTD---15 | Tier-1 | 15
536-379F | 4--1 | Tier-2 | -1 | 76-272 | Non-HFTD---15 | Tier-1 | 15
540-241R | 4--5 | Tier-2 | -5 | 76-49F | Non-HFTD---15 | Tier-1 | 15
540-39AE | 4--1 | Tier-2 | -1 | 77-28R | Non-HFTD---15 | Tier-1 | 15
545-47F | 3--4 | Tier-1 | -4 | 773-271F | Non-HFTD---15 | Tier-1 | 15
545-50F | 3--4 | Tier-1 | -4 | 777-101 | Non-HFTD---15 | Tier-1 | 15
545-874R | 3--4 | Tier-1 | -4 | 779-25AE | Non-HFTD---15 | Tier-1 | 15
545-885R | 2--3 | Tier-1 | -3 | 80-575R | Non-HFTD---15 | Tier-1 | 15
546-12 | 2--2 | Tier-1 | -2 | 88-27F | Non-HFTD---15 | Tier-1 | 15
546-14R | 3--4 | Tier-1 | -4 | 900-1118F | Non-HFTD---15 | Tier-1 | 15
546-525R | 3--3 | Tier-1 | -3 | 900-1119F | Non-HFTD---15 | Tier-1 | 15
547-22R | 2--2 | Tier-1 | -2 | 902-364F | Non-HFTD---15 | Tier-1 | 15
548-12F | 1--1 | Tier-1 | -1 | 94-16F | Non-HFTD---15 | Tier-1 | 15
548-14F | 1--1 | Tier-1 | -1 | CB 1173 | Non-HFTD---15 | Tier-1 | 15
548-15F | 2--3 | Tier-1 | -3 | CB 124 | Non-HFTD---15 | Tier-1 | 15
548-17F | 2--4 | Tier-1 | -4 | CB 1283 | Non-HFTD---15 | Tier-1 | 15
548-18F | 1--1 | Tier-1 | -1 | CB 1286 | Non-HFTD---15 | Tier-1 | 15
549-33F | 1--3 | Tier-1 | -3 | CB 131 | Non-HFTD---15 | Tier-1 | 15
549-36F | 1--1 | Tier-1 | -1 | CB 1448 | Non-HFTD---15 | Tier-1 | 15
55-479F | 1--1 | Tier-1 | -1 | CB 146 | Non-HFTD---15 | Tier-1 | 15
55-483F | 2--2 | Tier-1 | -2 | CB 181 | Non-HFTD---15 | Tier-1 | 15
55-484F | 1--1 | Tier-1 | -1 | CB 209 | Non-HFTD---15 | Tier-1 | 15
550-665R | 2--2 | Tier-1 | -2 | CB 229 | Non-HFTD---15 | Tier-1 | 15
551-19 | 3--2 | Tier-1 | -2 | CB 404 | Non-HFTD---15 | Tier-1 | 15
553-27R | 4--4 | Tier-1 | -4 | CB 486 | Non-HFTD---15 | Tier-1 | 15
555-21F | 1--3 | Tier-1 | -3 | CB 488 | Non-HFTD---15 | Tier-1 | 15
555-24F | 2--2 | Tier-1 | -2 | CB 513 | Non-HFTD---15 | Tier-1 | 15
555-2F | 1--2 | Tier-1 | -2 | CB 554 | Non-HFTD---15 | Tier-1 | 15
558-301R | 2--5 | Tier-1 | -5 | CB 572 | Non-HFTD---15 | Tier-1 | 15
56-669F | 2--4 | Tier-1 | -4 | CB 741 | Non-HFTD---15 | Tier-1 | 15
56-670F | 3--3 | Tier-1 | -3 | CB 854 | Non-HFTD---15 | Tier-1 | 15
560-46F | 1--4 | Tier-1 | -4 | CB 967 | Non-HFTD---15 | Tier-1 | 15
57-1291F | 3--3 | Tier-1 | -3 | CB 968 | Non-HFTD---15 | Tier-1 | 15
57-1292F | 2--2 | Tier-1 | -2 | CB 969 | Non-HFTD---15 | Tier-1 | 15
57-1295F | 3--1 | Tier-1 | -1 | CB AZ1 | Non-HFTD---15 | Tier-1 | 15
57-1296F | 3--3 | Tier-1 | -3 | CB RI1 | Non-HFTD---15 | Tier-1 | 15
57-463AE | 3--3 | Tier-1 | -3 | 287-1116F | Non-HFTD---15 | Tier-1 | 15
57-736 | 3--4 | Tier-1 | -4 | 368-1056F | Non-HFTD---15 | Tier-1 | 15
570-489F | 1--1 | Tier-1 | -1 | 1001-1821F | Non-HFTD---16 | Tier-1 | 16
570-490F | 2--2 | Tier-1 | -2 | 1049-7F | Non-HFTD---16 | Tier-1 | 16
570-491F | 1--1 | Tier-1 | -1 | 1161-61 | Non-HFTD---16 | Tier-1 | 16
571-33 | 3--2 | Tier-1 | -2 | 137-34AE | Non-HFTD---16 | Tier-1 | 16
571-49F | 2--2 | Tier-1 | -2 | 155-40 | Non-HFTD---16 | Tier-1 | 16
572-493F | 1--1 | Tier-1 | -1 | 159-38F | Non-HFTD---16 | Tier-1 | 16
576-201F | 5--4 | Tier-2 | -4 | 166-984F | Non-HFTD---16 | Tier-1 | 16
578-227AE | 4--4 | Tier-1 | -4 | 170-463F | Non-HFTD---16 | Tier-1 | 16
578-242F | 3--4 | Tier-1 | -4 | 170-464F | Non-HFTD---16 | Tier-1 | 16
579-32AE | 3--2 | Tier-1 | -2 | 171-566 | Non-HFTD---16 | Tier-1 | 16
579-350F | 3--4 | Tier-1 | -4 | 181-54F | Non-HFTD---16 | Tier-1 | 16
58-110F | 4--3 | Tier-1 | -3 | 257-29AE | Non-HFTD---16 | Tier-1 | 16
58-522 | 2--3 | Tier-1 | -3 | 277-458F | Non-HFTD---16 | Tier-1 | 16
58-729F | 3--1 | Tier-1 | -1 | 320-1414 | Non-HFTD---16 | Tier-1 | 16
58-753F | 2--2 | Tier-1 | -2 | 342-514F | Non-HFTD---16 | Tier-1 | 16
58-754F | 3--4 | Tier-1 | -4 | 342-521AE | Non-HFTD---16 | Tier-1 | 16
58-756F | 2--2 | Tier-1 | -2 | 397-550F | Non-HFTD---16 | Tier-1 | 16
580-690AE | 1--3 | Tier-1 | -3 | 404-6AE | Non-HFTD---16 | Tier-1 | 16
581-49 | 2--3 | Tier-1 | -3 | 430-42F | Non-HFTD---16 | Tier-1 | 16
583-318F | 2--5 | Tier-1 | -5 | 430-639 | Non-HFTD---16 | Tier-1 | 16
586-3 | 3--5 | Tier-1 | -5 | 44-1101F | Non-HFTD---16 | Tier-1 | 16
59-1189F | 2--2 | Tier-1 | -2 | 453-32R | Non-HFTD---16 | Tier-1 | 16
59-1190F | 2--3 | Tier-1 | -3 | 458-43F | Non-HFTD---16 | Tier-1 | 16
59-1196 | 2--1 | Tier-1 | -1 | 480-1163R | Non-HFTD---16 | Tier-1 | 16
59-24R | 2--4 | Tier-1 | -4 | 481-30 | Non-HFTD---16 | Tier-1 | 16
59-464AE | 3--2 | Tier-1 | -2 | 51-861R | Non-HFTD---16 | Tier-1 | 16
59-465 | 4--3 | Tier-1 | -3 | 534-1079F | Non-HFTD---16 | Tier-1 | 16
59-467 | 2--3 | Tier-1 | -3 | 535-1118 | Non-HFTD---16 | Tier-1 | 16
59-803F | 2--2 | Tier-1 | -2 | 535-1119 | Non-HFTD---16 | Tier-1 | 16
59-814F | 2--3 | Tier-1 | -3 | 59-1196 | Non-HFTD---16 | Tier-1 | 16
59-816F | 2--3 | Tier-1 | -3 | 60-576F | Non-HFTD---16 | Tier-1 | 16
591-1116F | 4--1 | Tier-2 | -1 | 719-21AE | Non-HFTD---16 | Tier-1 | 16
591-1594R | 4--4 | Tier-2 | -4 | 719-33 | Non-HFTD---16 | Tier-1 | 16
591-39AE | 4--4 | Tier-1 | -4 | 740-856F | Non-HFTD---16 | Tier-1 | 16
594-1379F | 1--5 | Tier-2 | -5 | 775-185 | Non-HFTD---16 | Tier-1 | 16
595-1454F | 3--4 | Tier-2 | -4 | CB 128 | Non-HFTD---16 | Tier-1 | 16
595-500 | 3--4 | Tier-1 | -4 | CB 129 | Non-HFTD---16 | Tier-1 | 16
597-595 | 5--5 | Tier-2 | -5 | CB 151 | Non-HFTD---16 | Tier-1 | 16
599-19R | 5--5 | Tier-2 | -5 | CB 158 | Non-HFTD---16 | Tier-1 | 16
60-574 | 2--2 | Tier-1 | -2 | CB 481 | Non-HFTD---16 | Tier-1 | 16
60-576F | 2--1 | Tier-1 | -1 | CB 50 | Non-HFTD---16 | Tier-1 | 16
60-603F | 4--4 | Tier-1 | -4 | CB AM1 | Non-HFTD---16 | Tier-1 | 16
61-13F | 3--3 | Tier-1 | -3 | CB ELE1 | Non-HFTD---16 | Tier-1 | 16
61-21F | 3--4 | Tier-1 | -4 | CB EV1 | Non-HFTD---16 | Tier-1 | 16
61-23F | 2--3 | Tier-1 | -3 | CB GH1 | Non-HFTD---16 | Tier-1 | 16
62-22AE | 4--3 | Tier-1 | -3 | CB GH2 | Non-HFTD---16 | Tier-1 | 16
63-35AE | 3--4 | Tier-1 | -4 | CB IB1 | Non-HFTD---16 | Tier-1 | 16
63-797R | 3--5 | Tier-1 | -5 | CB IB2 | Non-HFTD---16 | Tier-1 | 16
64-13F | 2--2 | Tier-1 | -2 | CB LJ4 | Non-HFTD---16 | Tier-1 | 16
64-14F | 4--3 | Tier-1 | -3 | CB LM3 | Non-HFTD---16 | Tier-1 | 16
64-15F | 2--2 | Tier-1 | -2 | CB MT3 | Non-HFTD---16 | Tier-1 | 16
65-1086 | 2--4 | Tier-1 | -4 | CB NO3 | Non-HFTD---16 | Tier-1 | 16
65-38AE | 2--4 | Tier-1 | -4 | CB NTL1 | Non-HFTD---16 | Tier-1 | 16
66-1213R | 4--5 | Tier-1 | -5 | CB OS4 | Non-HFTD---16 | Tier-1 | 16
67-24R | 5--4 | Tier-3 | -4 | CB RD1 | Non-HFTD---16 | Tier-1 | 16
67-34R | 5--5 | Tier-3 | -5 | CB SR4 | Non-HFTD---16 | Tier-1 | 16
67-37R | 5--3 | Tier-3 | -3 | CB SW4 | Non-HFTD---16 | Tier-1 | 16
67-45R | 5--4 | Tier-3 | -4 | NO1-289F | Non-HFTD---16 | Tier-1 | 16
68-1356AE | 2--4 | Tier-2 | -4 | RD4-48F | Non-HFTD---16 | Tier-1 | 16
68-1358 | 2--1 | Tier-2 | -1 | RD4-49F | Non-HFTD---16 | Tier-1 | 16
68-18 | 2--2 | Tier-1 | -2 | 146-564AE | Non-HFTD---16 | Tier-1 | 16
68-27 | 3--3 | Tier-1 | -3 | 282-47F | Non-HFTD---16 | Tier-1 | 16
68-42 | 3--5 | Tier-1 | -5 | 196-915AE | Non-HFTD---16 | Tier-1 | 16
68-43AE | 2--2 | Tier-1 | -2 | 1161-35 | Non-HFTD---16 | Tier-1 | 16
68-775 | 2--4 | Tier-1 | -4 | 476-4 | Non-HFTD---16 | Tier-1 | 16
69-45F | 2--4 | Tier-1 | -4 | 58-728F | Non-HFTD---16 | Tier-1 | 16
700-255 | 2--2 | Tier-1 | -2 | 306-960 | Non-HFTD---16 | Tier-1 | 16
700-259F | 2--1 | Tier-1 | -1 | 100-1122R | Non-HFTD---17 | Tier-1 | 17
701-48AE | 3--4 | Tier-1 | -4 | 1094-8AE | Non-HFTD---17 | Tier-1 | 17
701-738 | 2--1 | Tier-1 | -1 | 1161-74 | Non-HFTD---17 | Tier-1 | 17
702-25 | 2--4 | Tier-1 | -4 | 122-196 | Non-HFTD---17 | Tier-1 | 17
702-27R | 4--3 | Tier-1 | -3 | 123-437 | Non-HFTD---17 | Tier-1 | 17
702-30 | 4--3 | Tier-1 | -3 | 124-258R | Non-HFTD---17 | Tier-1 | 17
702-448F | 1--3 | Tier-1 | -3 | 130-14F | Non-HFTD---17 | Tier-1 | 17
703-279R | 4--4 | Tier-1 | -4 | 138-360F | Non-HFTD---17 | Tier-1 | 17
712-26 | 1--2 | Tier-1 | -2 | 1406-436 | Non-HFTD---17 | Tier-1 | 17
712-311F | 1--2 | Tier-1 | -2 | 1434-11 | Non-HFTD---17 | Tier-1 | 17
713-169 | 1--1 | Tier-1 | -1 | 1439-29 | Non-HFTD---17 | Tier-1 | 17
714-549F | 2--4 | Tier-1 | -4 | 161-989F | Non-HFTD---17 | Tier-1 | 17
718-483R | 2--2 | Tier-1 | -2 | 167-32F | Non-HFTD---17 | Tier-1 | 17
719-20AE | 1--1 | Tier-1 | -1 | 180-1156 | Non-HFTD---17 | Tier-1 | 17
719-21AE | 2--1 | Tier-1 | -1 | 189-783F | Non-HFTD---17 | Tier-1 | 17
719-28 | 1--3 | Tier-1 | -3 | 190-1125F | Non-HFTD---17 | Tier-1 | 17
719-33 | 2--1 | Tier-1 | -1 | 206-961F | Non-HFTD---17 | Tier-1 | 17
719-856F | 1--1 | Tier-1 | -1 | 310-718F | Non-HFTD---17 | Tier-1 | 17
719-857F | 1--1 | Tier-1 | -1 | 323-1134F | Non-HFTD---17 | Tier-1 | 17
72-12F | 1--1 | Tier-1 | -1 | 326-26 | Non-HFTD---17 | Tier-1 | 17
72-16 | 2--1 | Tier-1 | -1 | 334-45F | Non-HFTD---17 | Tier-1 | 17
723-377 | 1--1 | Tier-1 | -1 | 403-15F | Non-HFTD---17 | Tier-1 | 17
723-792F | 1--1 | Tier-1 | -1 | 416-35F | Non-HFTD---17 | Tier-1 | 17
723-793F | 1--1 | Tier-1 | -1 | 416-37F | Non-HFTD---17 | Tier-1 | 17
728-1570F | 1--5 | Tier-2 | -5 | 44-40AE | Non-HFTD---17 | Tier-1 | 17
73-1130R | 5--5 | Tier-3 | -5 | 450-113F | Non-HFTD---17 | Tier-1 | 17
73-1163 | 5--5 | Tier-3 | -5 | 451-38F | Non-HFTD---17 | Tier-1 | 17
73-1164 | 5--4 | Tier-3 | -4 | 454-47R | Non-HFTD---17 | Tier-1 | 17
73-1165 | 5--1 | Tier-3 | -1 | 458-44F | Non-HFTD---17 | Tier-1 | 17
73-1218 | 5--1 | Tier-3 | -1 | 461-644R | Non-HFTD---17 | Tier-1 | 17
73-23R | 5--5 | Tier-3 | -5 | 515-49R | Non-HFTD---17 | Tier-1 | 17
73-678R | 5--5 | Tier-3 | -5 | 518-39 | Non-HFTD---17 | Tier-1 | 17
73-683R | 5--5 | Tier-3 | -5 | 52-17F | Non-HFTD---17 | Tier-1 | 17
730-1079 | 4--2 | Tier-1 | -2 | 532-1293F | Non-HFTD---17 | Tier-1 | 17
730-835 | 3--3 | Tier-1 | -3 | 532-762 | Non-HFTD---17 | Tier-1 | 17
730-971R | 3--2 | Tier-1 | -2 | 548-14F | Non-HFTD---17 | Tier-1 | 17
731-1245F | 1--2 | Tier-1 | -2 | 548-18F | Non-HFTD---17 | Tier-1 | 17
731-1247F | 3--2 | Tier-1 | -2 | 549-36F | Non-HFTD---17 | Tier-1 | 17
731-49F | 4--3 | Tier-1 | -3 | 55-479F | Non-HFTD---17 | Tier-1 | 17
732-15R | 3--5 | Tier-1 | -5 | 555-2F | Non-HFTD---17 | Tier-1 | 17
733-20AE | 3--2 | Tier-1 | -2 | 731-1245F | Non-HFTD---17 | Tier-1 | 17
733-23R | 4--1 | Tier-1 | -1 | 741-17 | Non-HFTD---17 | Tier-1 | 17
74-24R | 3--2 | Tier-1 | -2 | 777-263F | Non-HFTD---17 | Tier-1 | 17
74-35R | 2--4 | Tier-1 | -4 | 957-493 | Non-HFTD---17 | Tier-1 | 17
740-856F | 2--1 | Tier-1 | -1 | CB 1139 | Non-HFTD---17 | Tier-1 | 17
740-857F | 1--1 | Tier-1 | -1 | CB 1152 | Non-HFTD---17 | Tier-1 | 17
741-17 | 1--2 | Tier-1 | -2 | CB 138 | Non-HFTD---17 | Tier-1 | 17
75-2257F | 1--5 | Tier-3 | -5 | CB 1406 | Non-HFTD---17 | Tier-1 | 17
75-2258F | 2--2 | Tier-3 | -2 | CB 1446 | Non-HFTD---17 | Tier-1 | 17
75-2259F | 3--5 | Tier-3 | -5 | CB 254 | Non-HFTD---17 | Tier-1 | 17
75-32R | 3--5 | Tier-3 | -5 | CB 411 | Non-HFTD---17 | Tier-1 | 17
75-41 | 3--5 | Tier-3 | -5 | CB 490 | Non-HFTD---17 | Tier-1 | 17
75-996R | 4--5 | Tier-2 | -5 | CB 493 | Non-HFTD---17 | Tier-1 | 17
759-13AE | 4--2 | Tier-1 | -2 | CB 551 | Non-HFTD---17 | Tier-1 | 17
76-266F | 1--1 | Tier-1 | -1 | CB 582 | Non-HFTD---17 | Tier-1 | 17
76-272 | 1--2 | Tier-1 | -2 | CB 595 | Non-HFTD---17 | Tier-1 | 17
76-49F | 1--2 | Tier-1 | -2 | CB 712 | Non-HFTD---17 | Tier-1 | 17
765-53 | 1--4 | Tier-1 | -4 | CB 716 | Non-HFTD---17 | Tier-1 | 17
768-20AE | 1--5 | Tier-1 | -5 | CB 738 | Non-HFTD---17 | Tier-1 | 17
77-28R | 1--2 | Tier-1 | -2 | CB 76 | Non-HFTD---17 | Tier-1 | 17
770-250R | 1--3 | Tier-1 | -3 | CB 772 | Non-HFTD---17 | Tier-1 | 17
770-259R | 2--3 | Tier-2 | -3 | CB 775 | Non-HFTD---17 | Tier-1 | 17
771-274AE | 1--2 | Tier-1 | -2 | CB 86 | Non-HFTD---17 | Tier-1 | 17
773-271F | 1--2 | Tier-1 | -2 | CB 966 | Non-HFTD---17 | Tier-1 | 17
775-185 | 2--1 | Tier-1 | -1 | CB BT1 | Non-HFTD---17 | Tier-1 | 17
775-187AE | 1--1 | Tier-1 | -1 | CB CCB1 | Non-HFTD---17 | Tier-1 | 17
777-10 | 1--2 | Tier-1 | -2 | CB DM1 | Non-HFTD---17 | Tier-1 | 17
777-101 | 1--2 | Tier-1 | -2 | CB SW1 | Non-HFTD---17 | Tier-1 | 17
777-263F | 1--2 | Tier-1 | -2 | 1073-3F | Non-HFTD---18 | Tier-1 | 18
777-268F | 1--3 | Tier-1 | -3 | 1161-54 | Non-HFTD---18 | Tier-1 | 18
779-25AE | 1--3 | Tier-1 | -3 | 141-195F | Non-HFTD---18 | Tier-1 | 18
78-26R | 5--5 | Tier-3 | -5 | 143-179F | Non-HFTD---18 | Tier-1 | 18
78-35R | 2--5 | Tier-3 | -5 | 1435-49F | Non-HFTD---18 | Tier-1 | 18
78-782R | 5--5 | Tier-3 | -5 | 1480-26F | Non-HFTD---18 | Tier-1 | 18
780-468R | 3--4 | Tier-1 | -4 | 1483-39 | Non-HFTD---18 | Tier-1 | 18
781-1356R | 3--3 | Tier-1 | -3 | 151-1044F | Non-HFTD---18 | Tier-1 | 18
781-1359 | 3--3 | Tier-1 | -3 | 156-529AE | Non-HFTD---18 | Tier-1 | 18
781-43AE | 2--1 | Tier-1 | -1 | 185-52F | Non-HFTD---18 | Tier-1 | 18
781-44 | 4--4 | Tier-1 | -4 | 255-1080R | Non-HFTD---18 | Tier-1 | 18
783-1451F | 2--4 | Tier-1 | -4 | 256-39AE | Non-HFTD---18 | Tier-1 | 18
783-1452F | 2--3 | Tier-1 | -3 | 303-188 | Non-HFTD---18 | Tier-1 | 18
783-847F | 2--4 | Tier-1 | -4 | 313-549AE | Non-HFTD---18 | Tier-1 | 18
783-848F | 2--4 | Tier-1 | -4 | 321-646 | Non-HFTD---18 | Tier-1 | 18
783-849F | 2--3 | Tier-1 | -3 | 321-741 | Non-HFTD---18 | Tier-1 | 18
783-854F | 2--4 | Tier-1 | -4 | 322-822F | Non-HFTD---18 | Tier-1 | 18
788-34R | 5--5 | Tier-2 | -5 | 334-44F | Non-HFTD---18 | Tier-1 | 18
789-15 | 1--5 | Tier-1 | -5 | 361-684F | Non-HFTD---18 | Tier-1 | 18
789-4R | 4--5 | Tier-2 | -5 | 374-708R | Non-HFTD---18 | Tier-1 | 18
79-1215F | 5--3 | Tier-3 | -3 | 418-1260 | Non-HFTD---18 | Tier-1 | 18
79-658R | 5--5 | Tier-3 | -5 | 431-478 | Non-HFTD---18 | Tier-1 | 18
79-660R | 5--3 | Tier-3 | -3 | 431-48AE | Non-HFTD---18 | Tier-1 | 18
79-668R | 5--3 | Tier-3 | -3 | 44-41 | Non-HFTD---18 | Tier-1 | 18
79-676R | 5--5 | Tier-3 | -5 | 482-381F | Non-HFTD---18 | Tier-1 | 18
79-679R | 5--5 | Tier-3 | -5 | 516-5F | Non-HFTD---18 | Tier-1 | 18
79-685R | 5--4 | Tier-3 | -4 | 53-49 | Non-HFTD---18 | Tier-1 | 18
79-714R | 5--4 | Tier-3 | -4 | 700-259F | Non-HFTD---18 | Tier-1 | 18
79-782R | 5--1 | Tier-3 | -1 | 701-738 | Non-HFTD---18 | Tier-1 | 18
79-785 | 5--5 | Tier-3 | -5 | 781-43AE | Non-HFTD---18 | Tier-1 | 18
79-799R | 5--3 | Tier-3 | -3 | 83-622F | Non-HFTD---18 | Tier-1 | 18
79-808R | 5--5 | Tier-3 | -5 | 86-1055F | Non-HFTD---18 | Tier-1 | 18
791-419F | 5--5 | Tier-2 | -5 | 940-391 | Non-HFTD---18 | Tier-1 | 18
791-424F | 4--2 | Tier-2 | -2 | CB 137 | Non-HFTD---18 | Tier-1 | 18
791-425F | 4--1 | Tier-2 | -1 | CB 371 | Non-HFTD---18 | Tier-1 | 18
792-1172F | 3--1 | Tier-1 | -1 | CB 372 | Non-HFTD---18 | Tier-1 | 18
792-1173F | 3--2 | Tier-1 | -2 | CB 378 | Non-HFTD---18 | Tier-1 | 18
792-46 | 4--3 | Tier-1 | -3 | CB 48 | Non-HFTD---18 | Tier-1 | 18
792-47R | 4--4 | Tier-1 | -4 | CB 53 | Non-HFTD---18 | Tier-1 | 18
793-27AE | 3--3 | Tier-1 | -3 | CB 718 | Non-HFTD---18 | Tier-1 | 18
793-46F | 3--2 | Tier-1 | -2 | CB BH1 | Non-HFTD---18 | Tier-1 | 18
794-1002 | 3--4 | Tier-1 | -4 | CB BO1 | Non-HFTD---18 | Tier-1 | 18
794-15 | 4--3 | Tier-1 | -3 | CB CD3 | Non-HFTD---18 | Tier-1 | 18
795-725AE | 3--4 | Tier-2 | -4 | CB FL1 | Non-HFTD---18 | Tier-1 | 18
795-816R | 4--4 | Tier-2 | -4 | CB HV1 | Non-HFTD---18 | Tier-1 | 18
795-817AE | 3--3 | Tier-2 | -3 | CB JE1 | Non-HFTD---18 | Tier-1 | 18
795-821F | 3--3 | Tier-1 | -3 | CB KR1 | Non-HFTD---18 | Tier-1 | 18
796-45 | 2--4 | Tier-1 | -4 | CB LPS1 | Non-HFTD---18 | Tier-1 | 18
797-32F | 3--4 | Tier-1 | -4 | CB NC3 | Non-HFTD---18 | Tier-1 | 18
797-40F | 3--1 | Tier-1 | -1 | CB OH1 | Non-HFTD---18 | Tier-1 | 18
799-504R | 1--5 | Tier-2 | -5 | CB OS5 | Non-HFTD---18 | Tier-1 | 18
80-564 | 3--2 | Tier-1 | -2 | CB PH1 | Non-HFTD---18 | Tier-1 | 18
80-568F | 3--1 | Tier-1 | -1 | CB RE1 | Non-HFTD---18 | Tier-1 | 18
80-575R | 1--2 | Tier-1 | -2 | CB RS1 | Non-HFTD---18 | Tier-1 | 18
81-177AE | 1--1 | Tier-1 | -1 | CB RV2 | Non-HFTD---18 | Tier-1 | 18
81-193AE | 1--1 | Tier-1 | -1 | CB VO1 | Non-HFTD---18 | Tier-1 | 18
83-622F | 2--1 | Tier-1 | -1 | CB WT1 | Non-HFTD---18 | Tier-1 | 18
834-887AE | 2--4 | Tier-2 | -4 | NO1-287F | Non-HFTD---18 | Tier-1 | 18
835-10F | 1--4 | Tier-2 | -4 | NO1-288F | Non-HFTD---18 | Tier-1 | 18
835-11F | 1--5 | Tier-2 | -5 | CB DEA1 | Non-HFTD---18 | Tier-1 | 18
835-35F | 1--5 | Tier-2 | -5 | 242-1412 | Non-HFTD---18 | Tier-1 | 18
840-308F | 4--4 | Tier-2 | -4 | 1161-34 | Non-HFTD---18 | Tier-1 | 18
840-374 | 4--3 | Tier-2 | -3 | 1140-7F | Non-HFTD---18 | Tier-1 | 18
85-498F | 1--3 | Tier-1 | -3 | 540-27AE | Non-HFTD---18 | Tier-1 | 18
85-500F | 2--2 | Tier-1 | -2 | 540-28AE | Non-HFTD---18 | Tier-1 | 18
854-607F | 1--5 | Tier-1 | -5 | 595-1442F | Non-HFTD---18 | Tier-1 | 18
855-45 | 1--1 | Tier-1 | -1 | 368-402F | Non-HFTD---18 | Tier-1 | 18
855-46AE | 1--5 | Tier-2 | -5 | 401-692R | Non-HFTD---18 | Tier-1 | 18
856-1141R | 2--3 | Tier-1 | -3 | 123-557 | Non-HFTD---19 | Tier-1 | 19
857-60 | 1--4 | Tier-1 | -4 | 138-366 | Non-HFTD---19 | Tier-1 | 19
858-14 | 2--5 | Tier-2 | -5 | 139-243AE | Non-HFTD---19 | Tier-1 | 19
859-1064 | 2--3 | Tier-1 | -3 | 1438-331F | Non-HFTD---19 | Tier-1 | 19
859-13F | 4--5 | Tier-1 | -5 | 166-463F | Non-HFTD---19 | Tier-1 | 19
859-42R | 4--5 | Tier-2 | -5 | 188-12F | Non-HFTD---19 | Tier-1 | 19
86-1055F | 1--1 | Tier-1 | -1 | 213-262F | Non-HFTD---19 | Tier-1 | 19
86-1058F | 1--1 | Tier-1 | -1 | 250-288F | Non-HFTD---19 | Tier-1 | 19
86-552F | 4--3 | Tier-1 | -3 | 250-47 | Non-HFTD---19 | Tier-1 | 19
87-41AE | 1--1 | Tier-1 | -1 | 295-1201F | Non-HFTD---19 | Tier-1 | 19
88-27F | 1--3 | Tier-1 | -3 | 298-384 | Non-HFTD---19 | Tier-1 | 19
90-24 | 2--3 | Tier-1 | -3 | 310-1194F | Non-HFTD---19 | Tier-1 | 19
90-32 | 3--3 | Tier-1 | -3 | 322-32R | Non-HFTD---19 | Tier-1 | 19
90-44AE | 3--4 | Tier-1 | -4 | 330-44R | Non-HFTD---19 | Tier-1 | 19
90-49 | 2--3 | Tier-1 | -3 | 376-527AE | Non-HFTD---19 | Tier-1 | 19
90-50F | 2--3 | Tier-1 | -3 | 381-450F | Non-HFTD---19 | Tier-1 | 19
900-1118F | 1--3 | Tier-1 | -3 | 381-49 | Non-HFTD---19 | Tier-1 | 19
900-1119F | 1--4 | Tier-1 | -4 | 403-11F | Non-HFTD---19 | Tier-1 | 19
900-1163F | 1--1 | Tier-1 | -1 | 416-29AE | Non-HFTD---19 | Tier-1 | 19
900-1166F | 1--4 | Tier-1 | -4 | 417-41 | Non-HFTD---19 | Tier-1 | 19
901-1124 | 2--5 | Tier-1 | -5 | 43-443 | Non-HFTD---19 | Tier-1 | 19
902-364F | 1--4 | Tier-1 | -4 | 458-41F | Non-HFTD---19 | Tier-1 | 19
902-48 | 2--2 | Tier-1 | -2 | 462-1035F | Non-HFTD---19 | Tier-1 | 19
907-1475 | 3--1 | Tier-3 | -1 | 490-36 | Non-HFTD---19 | Tier-1 | 19
907-1562AE | 4--5 | Tier-3 | -5 | 506-160AE | Non-HFTD---19 | Tier-1 | 19
907-1602 | 3--4 | Tier-3 | -4 | 508-1027F | Non-HFTD---19 | Tier-1 | 19
907-1604 | 3--2 | Tier-3 | -2 | 516-7F | Non-HFTD---19 | Tier-1 | 19
907-1702R | 4--5 | Tier-3 | -5 | 518-41 | Non-HFTD---19 | Tier-1 | 19
907-1716R | 4--5 | Tier-3 | -5 | 518-42AE | Non-HFTD---19 | Tier-1 | 19
907-2820R | 4--5 | Tier-3 | -5 | 52-16F | Non-HFTD---19 | Tier-1 | 19
908-1172R | 5--5 | Tier-2 | -5 | 555-21F | Non-HFTD---19 | Tier-1 | 19
908-1236 | 5--5 | Tier-2 | -5 | 580-690AE | Non-HFTD---19 | Tier-1 | 19
908-1269 | 5--1 | Tier-2 | -1 | 702-448F | Non-HFTD---19 | Tier-1 | 19
908-1368R | 5--5 | Tier-2 | -5 | 712-26 | Non-HFTD---19 | Tier-1 | 19
908-1370R | 5--4 | Tier-2 | -4 | 713-169 | Non-HFTD---19 | Tier-1 | 19
908-1372R | 5--5 | Tier-2 | -5 | 719-28 | Non-HFTD---19 | Tier-1 | 19
908-2038R | 5--5 | Tier-2 | -5 | 72-12F | Non-HFTD---19 | Tier-1 | 19
908-2040 | 5--5 | Tier-2 | -5 | 723-377 | Non-HFTD---19 | Tier-1 | 19
908-2055F | 5--5 | Tier-3 | -5 | 723-792F | Non-HFTD---19 | Tier-1 | 19
908-2062F | 5--2 | Tier-2 | -2 | 740-857F | Non-HFTD---19 | Tier-1 | 19
908-30 | 5--4 | Tier-2 | -4 | 76-266F | Non-HFTD---19 | Tier-1 | 19
909-451 | 5--5 | Tier-3 | -5 | 771-274AE | Non-HFTD---19 | Tier-1 | 19
909-453R | 2--5 | Tier-2 | -5 | 777-10 | Non-HFTD---19 | Tier-1 | 19
909-458R | 5--1 | Tier-2 | -1 | 777-268F | Non-HFTD---19 | Tier-1 | 19
909-805R | 5--5 | Tier-2 | -5 | 81-177AE | Non-HFTD---19 | Tier-1 | 19
909-812 | 1--5 | Tier-2 | -5 | 81-193AE | Non-HFTD---19 | Tier-1 | 19
91-7F | 4--5 | Tier-2 | -5 | 86-1058F | Non-HFTD---19 | Tier-1 | 19
916-381 | 4--4 | Tier-2 | -4 | 900-1163F | Non-HFTD---19 | Tier-1 | 19
92-619F | 3--4 | Tier-2 | -4 | 95-1352F | Non-HFTD---19 | Tier-1 | 19
920-1342R | 4--5 | Tier-3 | -5 | 95-1353F | Non-HFTD---19 | Tier-1 | 19
920-735AE | 4--5 | Tier-2 | -5 | CB 1153 | Non-HFTD---19 | Tier-1 | 19
920-823 | 4--4 | Tier-2 | -4 | CB 1219 | Non-HFTD---19 | Tier-1 | 19
921-800F | 4--5 | Tier-2 | -5 | CB 1482 | Non-HFTD---19 | Tier-1 | 19
922-1143F | 2--3 | Tier-1 | -3 | CB 169 | Non-HFTD---19 | Tier-1 | 19
928-19 | 4--4 | Tier-2 | -4 | CB 258 | Non-HFTD---19 | Tier-1 | 19
928-20 | 4--2 | Tier-2 | -2 | CB 34 | Non-HFTD---19 | Tier-1 | 19
93-10R | 4--4 | Tier-1 | -4 | CB 373 | Non-HFTD---19 | Tier-1 | 19
93-559R | 3--4 | Tier-1 | -4 | CB 39 | Non-HFTD---19 | Tier-1 | 19
933-472F | 2--5 | Tier-1 | -5 | CB 426 | Non-HFTD---19 | Tier-1 | 19
936-188 | 2--4 | Tier-1 | -4 | CB 430 | Non-HFTD---19 | Tier-1 | 19
94-16F | 2--2 | Tier-1 | -2 | CB 487 | Non-HFTD---19 | Tier-1 | 19
94-24F | 3--3 | Tier-2 | -3 | CB 52 | Non-HFTD---19 | Tier-1 | 19
94-41 | 4--4 | Tier-1 | -4 | CB 900 | Non-HFTD---19 | Tier-1 | 19
940-391 | 1--1 | Tier-1 | -1 | CB BS1 | Non-HFTD---19 | Tier-1 | 19
941-33F | 3--2 | Tier-1 | -2 | CB SK1 | Non-HFTD---19 | Tier-1 | 19
946-25F | 1--1 | Tier-1 | -1 | CB SLD1 | Non-HFTD---19 | Tier-1 | 19
948-5R | 1--2 | Tier-2 | -2 | CB TY1 | Non-HFTD---19 | Tier-1 | 19
949-22R | 3--2 | Tier-1 | -2 | 1085-412F | Non-HFTD---20 | Tier-1 | 20
95-1352F | 1--2 | Tier-1 | -2 | 1173-69 | Non-HFTD---20 | Tier-1 | 20
95-1353F | 1--2 | Tier-1 | -2 | 1438-333F | Non-HFTD---20 | Tier-1 | 20
95-29R | 4--3 | Tier-1 | -3 | 1481-5AE | Non-HFTD---20 | Tier-1 | 20
95-34 | 2--3 | Tier-1 | -3 | 1483-40 | Non-HFTD---20 | Tier-1 | 20
95-35F | 2--2 | Tier-1 | -2 | 149-154R | Non-HFTD---20 | Tier-1 | 20
95-36F | 3--2 | Tier-1 | -2 | 151-97 | Non-HFTD---20 | Tier-1 | 20
95-37F | 2--1 | Tier-1 | -1 | 154-13 | Non-HFTD---20 | Tier-1 | 20
957-493 | 1--2 | Tier-1 | -2 | 154-897F | Non-HFTD---20 | Tier-1 | 20
96-1041F | 2--2 | Tier-1 | -2 | 159-1010F | Non-HFTD---20 | Tier-1 | 20
96-14 | 2--1 | Tier-1 | -1 | 166-465F | Non-HFTD---20 | Tier-1 | 20
96-47R | 4--4 | Tier-2 | -4 | 169-35F | Non-HFTD---20 | Tier-1 | 20
963-35 | 2--3 | Tier-1 | -3 | 171-667F | Non-HFTD---20 | Tier-1 | 20
968-476F | 3--3 | Tier-2 | -3 | 287-28 | Non-HFTD---20 | Tier-1 | 20
970-1341R | 5--5 | Tier-3 | -5 | 287-30 | Non-HFTD---20 | Tier-1 | 20
970-18AE | 5--4 | Tier-3 | -4 | 299-1010AE | Non-HFTD---20 | Tier-1 | 20
970-4AE | 5--3 | Tier-3 | -3 | 329-13F | Non-HFTD---20 | Tier-1 | 20
971-1973R | 5--5 | Tier-3 | -5 | 362-48F | Non-HFTD---20 | Tier-1 | 20
971-2050R | 5--5 | Tier-3 | -5 | 402-819F | Non-HFTD---20 | Tier-1 | 20
971-29R | 5--5 | Tier-3 | -5 | 403-9F | Non-HFTD---20 | Tier-1 | 20
971-371R | 5--5 | Tier-3 | -5 | 43-475F | Non-HFTD---20 | Tier-1 | 20
971-381R | 1--5 | Tier-2 | -5 | 430-321AE | Non-HFTD---20 | Tier-1 | 20
971-383R | 5--5 | Tier-3 | -5 | 489-33 | Non-HFTD---20 | Tier-1 | 20
971-388R | 5--5 | Tier-3 | -5 | 496-21 | Non-HFTD---20 | Tier-1 | 20
972-1565F | 5--1 | Tier-2 | -1 | 548-12F | Non-HFTD---20 | Tier-1 | 20
972-1566F | 5--1 | Tier-2 | -1 | 55-484F | Non-HFTD---20 | Tier-1 | 20
972-1582R | 5--5 | Tier-3 | -5 | 570-489F | Non-HFTD---20 | Tier-1 | 20
972-1590F | 5--5 | Tier-3 | -5 | 570-491F | Non-HFTD---20 | Tier-1 | 20
972-1640 | 5--1 | Tier-2 | -1 | 572-493F | Non-HFTD---20 | Tier-1 | 20
972-1641 | 5--3 | Tier-2 | -3 | 58-729F | Non-HFTD---20 | Tier-1 | 20
972-1642 | 5--2 | Tier-2 | -2 | 719-20AE | Non-HFTD---20 | Tier-1 | 20
972-1644 | 5--3 | Tier-2 | -3 | 719-856F | Non-HFTD---20 | Tier-1 | 20
972-32R | 5--5 | Tier-2 | -5 | 719-857F | Non-HFTD---20 | Tier-1 | 20
972-942R | 5--5 | Tier-3 | -5 | 723-793F | Non-HFTD---20 | Tier-1 | 20
973-1226R | 5--5 | Tier-3 | -5 | 775-187AE | Non-HFTD---20 | Tier-1 | 20
973-1245R | 5--5 | Tier-3 | -5 | 855-45 | Non-HFTD---20 | Tier-1 | 20
973-530AE | 5--3 | Tier-3 | -3 | 87-41AE | Non-HFTD---20 | Tier-1 | 20
973-533AE | 5--2 | Tier-3 | -2 | 946-25F | Non-HFTD---20 | Tier-1 | 20
973-534AE | 5--2 | Tier-3 | -2 | 95-37F | Non-HFTD---20 | Tier-1 | 20
973-626R | 5--5 | Tier-3 | -5 | 96-14 | Non-HFTD---20 | Tier-1 | 20
974-16 | 5--1 | Tier-3 | -1 | CB 1174 | Non-HFTD---20 | Tier-1 | 20
974-18 | 5--1 | Tier-3 | -1 | CB 135 | Non-HFTD---20 | Tier-1 | 20
974-23R | 5--5 | Tier-3 | -5 | CB 375 | Non-HFTD---20 | Tier-1 | 20
974-715R | 5--5 | Tier-3 | -5 | CB 458 | Non-HFTD---20 | Tier-1 | 20
975-22R | 5--5 | Tier-3 | -5 | CB 496 | Non-HFTD---20 | Tier-1 | 20
975-7 | 5--3 | Tier-3 | -3 | CB 724 | Non-HFTD---20 | Tier-1 | 20
990-713 | 3--3 | Tier-2 | -3 | CB FRD1 | Non-HFTD---20 | Tier-1 | 20
991-1 | 4--5 | Tier-2 | -5 | CB NO1 | Non-HFTD---20 | Tier-1 | 20
991-1206R | 4--5 | Tier-2 | -5 | CB WY1 | Non-HFTD---20 | Tier-1 | 20
CB 100 | 2--1 | Tier-1 | -1 | CB WY3 | Non-HFTD---20 | Tier-1 | 20
CB 1007 | 1--5 | Tier-1 | -5 | 780-443F | Non-HFTD---20 | Tier-1 | 20
CB 1023 | 4--5 | Tier-2 | -5 | CB BP1 | Non-HFTD---20 | Tier-1 | 20
CB 103 | 4--4 | Tier-1 | -4 | 780-444F | Non-HFTD---20 | Tier-1 | 20
CB 1039 | 4--3 | Tier-1 | -3 | 147-801F | Non-HFTD---20 | Tier-1 | 20
CB 1049 | 3--1 | Tier-1 | -1 | 147-811F | Non-HFTD---20 | Tier-1 | 20
CB 107 | 2--2 | Tier-1 | -2 | 147-812F | Non-HFTD---20 | Tier-1 | 20
CB 1073 | 4--4 | Tier-1 | -4 | 147-818 | Non-HFTD---20 | Tier-1 | 20
CB 1076 | 2--3 | Tier-1 | -3 | 140-1155F | Non-HFTD---20 | Tier-1 | 20
CB 1077 | 3--2 | Tier-1 | -2 | 140-510 | Non-HFTD---20 | Tier-1 | 20
CB 1079 | 2--3 | Tier-1 | -3 | 144-443F | Non-HFTD---20 | Tier-1 | 20
CB 1081 | 4--4 | Tier-1 | -4 | 292-157F | Non-HFTD---20 | Tier-1 | 20
CB 1082 | 3--2 | Tier-1 | -2 | 282-1090F | Non-HFTD---20 | Tier-1 | 20
CB 1085 | 2--4 | Tier-1 | -4 | 545-44 | Non-HFTD---20 | Tier-1 | 20
CB 1090 | 3--5 | Tier-2 | -5 | 56-27AE | Non-HFTD---20 | Tier-1 | 20
CB 1094 | 1--5 | Tier-1 | -5 | 492-612F | Non-HFTD---20 | Tier-1 | 20
CB 1101 | 4--4 | Tier-2 | -4 | 700-224AE | Non-HFTD---20 | Tier-1 | 20
CB 1106 | 4--5 | Tier-2 | -5 | 595-1441F | Non-HFTD---20 | Tier-1 | 20
CB 1116 | 1--4 | Tier-1 | -4 | 58-740F | Non-HFTD---20 | Tier-1 | 20
CB 1138 | 5--4 | Tier-2 | -4 | 361-685F | Non-HFTD---20 | Tier-1 | 20
CB 1139 | 1--3 | Tier-1 | -3 | 215-1534R | Tier-2---1 | Tier-2 | -1
CB 114 | 2--3 | Tier-1 | -3 | 235-899R | Tier-2---1 | Tier-2 | -1
CB 1140 | 4--4 | Tier-1 | -4 | 237-17R | Tier-2---1 | Tier-2 | -1
CB 1152 | 1--2 | Tier-1 | -2 | 351-819R | Tier-2---1 | Tier-2 | -1
CB 1153 | 1--2 | Tier-1 | -2 | 354-1706R | Tier-2---1 | Tier-2 | -1
CB 116 | 4--4 | Tier-1 | -4 | 597-595 | Tier-2---1 | Tier-2 | -1
CB 1160 | 4--1 | Tier-2 | -1 | 599-19R | Tier-2---1 | Tier-2 | -1
CB 1161 | 4--1 | Tier-2 | -1 | 908-2038R | Tier-2---1 | Tier-2 | -1
CB 1162 | 4--2 | Tier-2 | -2 | 909-805R | Tier-2---1 | Tier-2 | -1
CB 1166 | 1--5 | Tier-3 | -5 | 972-32R | Tier-2---1 | Tier-2 | -1
CB 1173 | 1--2 | Tier-1 | -2 | CB 236 | Tier-2---1 | Tier-2 | -1
CB 1174 | 1--1 | Tier-1 | -1 | 1023-46AE | Tier-2---2 | Tier-2 | -2
CB 1180 | 1--4 | Tier-1 | -4 | 182-2240F | Tier-2---2 | Tier-2 | -2
CB 120 | 2--4 | Tier-1 | -4 | 215-1531R | Tier-2---2 | Tier-2 | -2
CB 1215 | 1--5 | Tier-3 | -5 | 350-2192R | Tier-2---2 | Tier-2 | -2
CB 1219 | 1--1 | Tier-1 | -1 | 357-750R | Tier-2---2 | Tier-2 | -2
CB 122 | 2--2 | Tier-1 | -2 | 445-1325F | Tier-2---2 | Tier-2 | -2
CB 123 | 1--3 | Tier-1 | -3 | 445-18R | Tier-2---2 | Tier-2 | -2
CB 1233 | 1--4 | Tier-3 | -4 | 908-1172R | Tier-2---2 | Tier-2 | -2
CB 1234 | 5--5 | Tier-3 | -5 | 908-1236 | Tier-2---2 | Tier-2 | -2
CB 1235 | 4--5 | Tier-2 | -5 | 908-1372R | Tier-2---2 | Tier-2 | -2
CB 124 | 1--2 | Tier-1 | -2 | CB 476 | Tier-2---2 | Tier-2 | -2
CB 1243 | 3--5 | Tier-2 | -5 | CB 788 | Tier-2---2 | Tier-2 | -2
CB 1245 | 1--5 | Tier-2 | -5 | CB RA1 | Tier-2---2 | Tier-2 | -2
CB 1250 | 4--5 | Tier-2 | -5 | 1039-13 | Tier-2---3 | Tier-2 | -3
CB 128 | 2--1 | Tier-1 | -1 | 1250-677R | Tier-2---3 | Tier-2 | -3
CB 1283 | 1--3 | Tier-1 | -3 | 350-41R | Tier-2---3 | Tier-2 | -3
CB 1286 | 1--2 | Tier-1 | -2 | 353-904R | Tier-2---3 | Tier-2 | -3
CB 129 | 2--1 | Tier-1 | -1 | 450-1851F | Tier-2---3 | Tier-2 | -3
CB 1297 | 2--2 | Tier-1 | -2 | 521-27R | Tier-2---3 | Tier-2 | -3
CB 1299 | 3--3 | Tier-2 | -3 | 521-700R | Tier-2---3 | Tier-2 | -3
CB 130 | 2--3 | Tier-1 | -3 | 789-4R | Tier-2---3 | Tier-2 | -3
CB 131 | 2--2 | Tier-1 | -2 | 859-42R | Tier-2---3 | Tier-2 | -3
CB 133 | 3--2 | Tier-1 | -2 | 909-453R | Tier-2---3 | Tier-2 | -3
CB 135 | 1--1 | Tier-1 | -1 | CB 351 | Tier-2---3 | Tier-2 | -3
CB 136 | 2--2 | Tier-1 | -2 | CB 355 | Tier-2---3 | Tier-2 | -3
CB 137 | 1--1 | Tier-1 | -1 | CB 971 | Tier-2---3 | Tier-2 | -3
CB 138 | 1--2 | Tier-1 | -2 | 1105-1479 | Tier-2---4 | Tier-2 | -4
CB 140 | 3--4 | Tier-1 | -4 | 1250-8R | Tier-2---4 | Tier-2 | -4
CB 1406 | 1--3 | Tier-1 | -3 | 206-1817 | Tier-2---4 | Tier-2 | -4
CB 141 | 2--2 | Tier-1 | -2 | 230-2060R | Tier-2---4 | Tier-2 | -4
CB 1418 | 3--3 | Tier-1 | -3 | 231-1635R | Tier-2---4 | Tier-2 | -4
CB 142 | 4--3 | Tier-1 | -3 | 233-123R | Tier-2---4 | Tier-2 | -4
CB 143 | 3--4 | Tier-1 | -4 | 234-48R | Tier-2---4 | Tier-2 | -4
CB 1434 | 2--2 | Tier-1 | -2 | 307-234R | Tier-2---4 | Tier-2 | -4
CB 1436 | 1--3 | Tier-1 | -3 | 353-901F | Tier-2---4 | Tier-2 | -4
CB 1438 | 4--2 | Tier-1 | -2 | 354-24AE | Tier-2---4 | Tier-2 | -4
CB 144 | 3--4 | Tier-1 | -4 | 356-16R | Tier-2---4 | Tier-2 | -4
CB 1446 | 1--2 | Tier-1 | -2 | 452-38AE | Tier-2---4 | Tier-2 | -4
CB 1448 | 1--3 | Tier-1 | -3 | 454-48F | Tier-2---4 | Tier-2 | -4
CB 145 | 2--4 | Tier-1 | -4 | 470-40AE | Tier-2---4 | Tier-2 | -4
CB 146 | 2--2 | Tier-1 | -2 | 471-36F | Tier-2---4 | Tier-2 | -4
CB 147 | 2--4 | Tier-1 | -4 | 991-1206R | Tier-2---4 | Tier-2 | -4
CB 1479 | 3--1 | Tier-1 | -1 | CB 1023 | Tier-2---4 | Tier-2 | -4
CB 1482 | 1--3 | Tier-1 | -3 | CB 1250 | Tier-2---4 | Tier-2 | -4
CB 149 | 1--4 | Tier-1 | -4 | CB 233 | Tier-2---4 | Tier-2 | -4
CB 151 | 2--1 | Tier-1 | -1 | CB 234 | Tier-2---4 | Tier-2 | -4
CB 1525 | 4--4 | Tier-2 | -4 | CB 599 | Tier-2---4 | Tier-2 | -4
CB 153 | 4--2 | Tier-1 | -2 | CB MOR1 | Tier-2---4 | Tier-2 | -4
CB 154 | 3--2 | Tier-1 | -2 | CB RA2 | Tier-2---4 | Tier-2 | -4
CB 155 | 2--3 | Tier-1 | -3 | CB RC1 | Tier-2---4 | Tier-2 | -4
CB 156 | 2--3 | Tier-1 | -3 | 1001-1130R | Tier-2---5 | Tier-2 | -5
CB 157 | 1--5 | Tier-3 | -5 | 1001-1820F | Tier-2---5 | Tier-2 | -5
CB 158 | 2--1 | Tier-1 | -1 | 1023-200R | Tier-2---5 | Tier-2 | -5
CB 159 | 1--4 | Tier-1 | -4 | 1023-48R | Tier-2---5 | Tier-2 | -5
CB 160 | 2--3 | Tier-1 | -3 | 1138-6R | Tier-2---5 | Tier-2 | -5
CB 161 | 1--3 | Tier-1 | -3 | 1458-1061 | Tier-2---5 | Tier-2 | -5
CB 162 | 1--3 | Tier-1 | -3 | 175-2024R | Tier-2---5 | Tier-2 | -5
CB 163 | 4--2 | Tier-1 | -2 | 177-955 | Tier-2---5 | Tier-2 | -5
CB 164 | 1--2 | Tier-1 | -2 | 182-2252R | Tier-2---5 | Tier-2 | -5
CB 166 | 3--2 | Tier-1 | -2 | 212-773R | Tier-2---5 | Tier-2 | -5
CB 168 | 3--2 | Tier-1 | -2 | 221-6R | Tier-2---5 | Tier-2 | -5
CB 169 | 1--2 | Tier-1 | -2 | 235-897R | Tier-2---5 | Tier-2 | -5
CB 171 | 4--3 | Tier-1 | -3 | 350-2188R | Tier-2---5 | Tier-2 | -5
CB 172 | 4--2 | Tier-1 | -2 | 350-2196R | Tier-2---5 | Tier-2 | -5
CB 175 | 5--4 | Tier-2 | -4 | 396-699R | Tier-2---5 | Tier-2 | -5
CB 176 | 4--1 | Tier-1 | -1 | 444-43R | Tier-2---5 | Tier-2 | -5
CB 178 | 2--5 | Tier-1 | -5 | 445-39R | Tier-2---5 | Tier-2 | -5
CB 180 | 1--3 | Tier-1 | -3 | 445-894R | Tier-2---5 | Tier-2 | -5
CB 181 | 1--2 | Tier-1 | -2 | 520-1045R | Tier-2---5 | Tier-2 | -5
CB 183 | 3--4 | Tier-1 | -4 | 520-1509R | Tier-2---5 | Tier-2 | -5
CB 184 | 3--3 | Tier-1 | -3 | 791-419F | Tier-2---5 | Tier-2 | -5
CB 185 | 3--4 | Tier-2 | -4 | 908-1368R | Tier-2---5 | Tier-2 | -5
CB 186 | 3--4 | Tier-1 | -4 | 908-2040 | Tier-2---5 | Tier-2 | -5
CB 187 | 3--3 | Tier-1 | -3 | 1250-27R | Tier-2---6 | Tier-2 | -6
CB 188 | 4--4 | Tier-1 | -4 | 1250-671R | Tier-2---6 | Tier-2 | -6
CB 189 | 2--4 | Tier-1 | -4 | 209-1769F | Tier-2---6 | Tier-2 | -6
CB 190 | 1--4 | Tier-1 | -4 | 230-133AE | Tier-2---6 | Tier-2 | -6
CB 191 | 2--2 | Tier-1 | -2 | 353-1429R | Tier-2---6 | Tier-2 | -6
CB 192 | 3--4 | Tier-1 | -4 | 355-41R | Tier-2---6 | Tier-2 | -6
CB 194 | 3--3 | Tier-1 | -3 | 522-38R | Tier-2---6 | Tier-2 | -6
CB 195 | 4--4 | Tier-1 | -4 | 788-34R | Tier-2---6 | Tier-2 | -6
CB 196 | 3--4 | Tier-2 | -4 | CB 1235 | Tier-2---6 | Tier-2 | -6
CB 197 | 1--4 | Tier-2 | -4 | CB 470 | Tier-2---6 | Tier-2 | -6
CB 198 | 2--3 | Tier-1 | -3 | 1094-35F | Tier-2---7 | Tier-2 | -7
CB 199 | 3--3 | Tier-1 | -3 | 1100-1172R | Tier-2---7 | Tier-2 | -7
CB 200 | 4--5 | Tier-2 | -5 | 1243-45R | Tier-2---7 | Tier-2 | -7
CB 202 | 4--3 | Tier-2 | -3 | 185-51F | Tier-2---7 | Tier-2 | -7
CB 203 | 4--4 | Tier-2 | -4 | 188-11F | Tier-2---7 | Tier-2 | -7
CB 204 | 4--4 | Tier-2 | -4 | 230-127AE | Tier-2---7 | Tier-2 | -7
CB 205 | 3--3 | Tier-1 | -3 | 230-1586R | Tier-2---7 | Tier-2 | -7
CB 206 | 2--3 | Tier-1 | -3 | 231-1136R | Tier-2---7 | Tier-2 | -7
CB 207 | 2--3 | Tier-1 | -3 | 237-28F | Tier-2---7 | Tier-2 | -7
CB 208 | 1--3 | Tier-1 | -3 | 307-1538F | Tier-2---7 | Tier-2 | -7
CB 209 | 1--3 | Tier-1 | -3 | 353-593F | Tier-2---7 | Tier-2 | -7
CB 210 | 1--4 | Tier-2 | -4 | 353-594F | Tier-2---7 | Tier-2 | -7
CB 211 | 1--2 | Tier-2 | -2 | 355-6R | Tier-2---7 | Tier-2 | -7
CB 212 | 1--5 | Tier-2 | -5 | 387-11 | Tier-2---7 | Tier-2 | -7
CB 214 | 1--5 | Tier-3 | -5 | 411-1873R | Tier-2---7 | Tier-2 | -7
CB 215 | 1--5 | Tier-3 | -5 | 520-10R | Tier-2---7 | Tier-2 | -7
CB 217 | 1--5 | Tier-3 | -5 | 75-996R | Tier-2---7 | Tier-2 | -7
CB 220 | 1--2 | Tier-3 | -2 | 920-735AE | Tier-2---7 | Tier-2 | -7
CB 229 | 1--3 | Tier-1 | -3 | 921-800F | Tier-2---7 | Tier-2 | -7
CB 230 | 1--5 | Tier-2 | -5 | CB 1090 | Tier-2---7 | Tier-2 | -7
CB 231 | 4--5 | Tier-2 | -5 | CB 1106 | Tier-2---7 | Tier-2 | -7
CB 232 | 4--5 | Tier-2 | -5 | CB 1243 | Tier-2---7 | Tier-2 | -7
CB 233 | 4--5 | Tier-2 | -5 | CB 231 | Tier-2---7 | Tier-2 | -7
CB 234 | 4--5 | Tier-2 | -5 | CB 232 | Tier-2---7 | Tier-2 | -7
CB 235 | 1--5 | Tier-2 | -5 | CB 246 | Tier-2---7 | Tier-2 | -7
CB 236 | 5--5 | Tier-2 | -5 | CB 928 | Tier-2---7 | Tier-2 | -7
CB 237 | 5--5 | Tier-2 | -5 | 175-24R | Tier-2---8 | Tier-2 | -8
CB 239 | 1--5 | Tier-3 | -5 | 182-2250 | Tier-2---8 | Tier-2 | -8
CB 240 | 4--5 | Tier-2 | -5 | 211-312R | Tier-2---8 | Tier-2 | -8
CB 241 | 5--4 | Tier-2 | -4 | 212-1177R | Tier-2---8 | Tier-2 | -8
CB 242 | 5--3 | Tier-2 | -3 | 212-1204R | Tier-2---8 | Tier-2 | -8
CB 243 | 4--4 | Tier-2 | -4 | 212-758R | Tier-2---8 | Tier-2 | -8
CB 244 | 4--4 | Tier-2 | -4 | 212-886R | Tier-2---8 | Tier-2 | -8
CB 245 | 4--4 | Tier-1 | -4 | 212-888R | Tier-2---8 | Tier-2 | -8
CB 246 | 4--5 | Tier-2 | -5 | 215-1544R | Tier-2---8 | Tier-2 | -8
CB 247 | 4--4 | Tier-2 | -4 | 217-41AE | Tier-2---8 | Tier-2 | -8
CB 248 | 3--5 | Tier-2 | -5 | 217-48AE | Tier-2---8 | Tier-2 | -8
CB 249 | 4--4 | Tier-3 | -4 | 217-972R | Tier-2---8 | Tier-2 | -8
CB 254 | 1--2 | Tier-1 | -2 | 221-675R | Tier-2---8 | Tier-2 | -8
CB 255 | 3--3 | Tier-1 | -3 | 233-86F | Tier-2---8 | Tier-2 | -8
CB 256 | 2--2 | Tier-1 | -2 | 353-900F | Tier-2---8 | Tier-2 | -8
CB 257 | 3--2 | Tier-1 | -2 | 445-17R | Tier-2---8 | Tier-2 | -8
CB 258 | 1--1 | Tier-1 | -1 | 445-19R | Tier-2---8 | Tier-2 | -8
CB 261 | 2--2 | Tier-1 | -2 | 520-1489R | Tier-2---8 | Tier-2 | -8
CB 262 | 1--2 | Tier-1 | -2 | 520-1525R | Tier-2---8 | Tier-2 | -8
CB 263 | 1--2 | Tier-1 | -2 | 520-45 | Tier-2---8 | Tier-2 | -8
CB 266 | 2--4 | Tier-1 | -4 | 908-1370R | Tier-2---8 | Tier-2 | -8
CB 270 | 3--4 | Tier-1 | -4 | CB 237 | Tier-2---8 | Tier-2 | -8
CB 274 | 3--4 | Tier-1 | -4 | 1243-319R | Tier-2---9 | Tier-2 | -9
CB 275 | 3--4 | Tier-1 | -4 | 198-37R | Tier-2---9 | Tier-2 | -9
CB 276 | 3--2 | Tier-1 | -2 | 206-1105 | Tier-2---9 | Tier-2 | -9
CB 277 | 1--4 | Tier-1 | -4 | 230-181 | Tier-2---9 | Tier-2 | -9
CB 279 | 3--3 | Tier-1 | -3 | 233-41R | Tier-2---9 | Tier-2 | -9
CB 280 | 4--4 | Tier-2 | -4 | 240-1028R | Tier-2---9 | Tier-2 | -9
CB 281 | 4--3 | Tier-2 | -3 | 300-484F | Tier-2---9 | Tier-2 | -9
CB 282 | 4--3 | Tier-2 | -3 | 307-1492R | Tier-2---9 | Tier-2 | -9
CB 283 | 1--5 | Tier-3 | -5 | 411-47R | Tier-2---9 | Tier-2 | -9
CB 284 | 2--4 | Tier-1 | -4 | 450-1854 | Tier-2---9 | Tier-2 | -9
CB 286 | 4--3 | Tier-1 | -3 | 463-1229 | Tier-2---9 | Tier-2 | -9
CB 287 | 3--4 | Tier-1 | -4 | 504-2501R | Tier-2---9 | Tier-2 | -9
CB 288 | 4--3 | Tier-1 | -3 | 520-1902R | Tier-2---9 | Tier-2 | -9
CB 289 | 3--3 | Tier-1 | -3 | 521-1819R | Tier-2---9 | Tier-2 | -9
CB 292 | 4--3 | Tier-2 | -3 | 540-241R | Tier-2---9 | Tier-2 | -9
CB 295 | 1--3 | Tier-1 | -3 | 91-7F | Tier-2---9 | Tier-2 | -9
CB 296 | 1--5 | Tier-2 | -5 | CB 1101 | Tier-2---9 | Tier-2 | -9
CB 297 | 1--3 | Tier-2 | -3 | CB 200 | Tier-2---9 | Tier-2 | -9
CB 298 | 1--4 | Tier-1 | -4 | CB 204 | Tier-2---9 | Tier-2 | -9
CB 299 | 1--3 | Tier-1 | -3 | CB 240 | Tier-2---9 | Tier-2 | -9
CB 303 | 4--4 | Tier-1 | -4 | CB 248 | Tier-2---9 | Tier-2 | -9
CB 305 | 4--5 | Tier-1 | -5 | CB 522 | Tier-2---9 | Tier-2 | -9
CB 306 | 4--4 | Tier-1 | -4 | CB 542 | Tier-2---9 | Tier-2 | -9
CB 307 | 4--4 | Tier-1 | -4 | CB FB2 | Tier-2---9 | Tier-2 | -9
CB 308 | 4--3 | Tier-2 | -3 | 1001-1140R | Tier-2---10 | Tier-2 | 10
CB 313 | 3--5 | Tier-1 | -5 | 1118-1718F | Tier-2---10 | Tier-2 | 10
CB 314 | 3--4 | Tier-1 | -4 | 175-94R | Tier-2---10 | Tier-2 | 10
CB 315 | 1--4 | Tier-2 | -4 | 210-392R | Tier-2---10 | Tier-2 | 10
CB 320 | 1--3 | Tier-1 | -3 | 211-279R | Tier-2---10 | Tier-2 | 10
CB 321 | 3--2 | Tier-1 | -2 | 212-734R | Tier-2---10 | Tier-2 | 10
CB 322 | 3--3 | Tier-1 | -3 | 212-799R | Tier-2---10 | Tier-2 | 10
CB 323 | 1--4 | Tier-1 | -4 | 221-35 | Tier-2---10 | Tier-2 | 10
CB 324 | 1--4 | Tier-1 | -4 | 237-26F | Tier-2---10 | Tier-2 | 10
CB 325 | 1--4 | Tier-1 | -4 | 242-1426F | Tier-2---10 | Tier-2 | 10
CB 326 | 3--3 | Tier-1 | -3 | 357-1147R | Tier-2---10 | Tier-2 | 10
CB 327 | 4--5 | Tier-3 | -5 | 357-2047F | Tier-2---10 | Tier-2 | 10
CB 329 | 3--4 | Tier-2 | -4 | 393-14R | Tier-2---10 | Tier-2 | 10
CB 330 | 4--3 | Tier-2 | -3 | 445-897R | Tier-2---10 | Tier-2 | 10
CB 331 | 2--5 | Tier-2 | -5 | 450-1853F | Tier-2---10 | Tier-2 | 10
CB 334 | 3--4 | Tier-2 | -4 | 450-88R | Tier-2---10 | Tier-2 | 10
CB 34 | 1--1 | Tier-1 | -1 | 500-1531 | Tier-2---10 | Tier-2 | 10
CB 340 | 1--5 | Tier-1 | -5 | 576-201F | Tier-2---10 | Tier-2 | 10
CB 344 | 3--1 | Tier-1 | -1 | 908-30 | Tier-2---10 | Tier-2 | 10
CB 350 | 1--5 | Tier-2 | -5 | CB 1138 | Tier-2---10 | Tier-2 | 10
CB 351 | 5--5 | Tier-2 | -5 | CB 175 | Tier-2---10 | Tier-2 | 10
CB 352 | 4--2 | Tier-2 | -2 | CB 790 | Tier-2---10 | Tier-2 | 10
CB 353 | 1--5 | Tier-2 | -5 | CB RA3 | Tier-2---10 | Tier-2 | 10
CB 354 | 1--5 | Tier-2 | -5 | 1001-1814AE | Tier-2---11 | Tier-2 | 11
CB 355 | 5--5 | Tier-2 | -5 | 1023-89R | Tier-2---11 | Tier-2 | 11
CB 356 | 1--5 | Tier-2 | -5 | 1105-1483 | Tier-2---11 | Tier-2 | 11
CB 357 | 5--5 | Tier-3 | -5 | 1139-4F | Tier-2---11 | Tier-2 | 11
CB 358 | 5--4 | Tier-3 | -4 | 1458-1056 | Tier-2---11 | Tier-2 | 11
CB 361 | 2--4 | Tier-1 | -4 | 176-1836R | Tier-2---11 | Tier-2 | 11
CB 362 | 3--3 | Tier-1 | -3 | 182-2254R | Tier-2---11 | Tier-2 | 11
CB 363 | 3--4 | Tier-1 | -4 | 204-32R | Tier-2---11 | Tier-2 | 11
CB 364 | 3--4 | Tier-1 | -4 | 210-172R | Tier-2---11 | Tier-2 | 11
CB 365 | 4--3 | Tier-1 | -3 | 212-638R | Tier-2---11 | Tier-2 | 11
CB 366 | 3--4 | Tier-1 | -4 | 230-1606R | Tier-2---11 | Tier-2 | 11
CB 368 | 3--4 | Tier-1 | -4 | 243-14R | Tier-2---11 | Tier-2 | 11
CB 371 | 1--1 | Tier-1 | -1 | 353-902F | Tier-2---11 | Tier-2 | 11
CB 372 | 2--1 | Tier-1 | -1 | 358-1175F | Tier-2---11 | Tier-2 | 11
CB 373 | 1--1 | Tier-1 | -1 | 395-33R | Tier-2---11 | Tier-2 | 11
CB 374 | 4--2 | Tier-1 | -2 | 444-9R | Tier-2---11 | Tier-2 | 11
CB 375 | 1--1 | Tier-1 | -1 | 450-50R | Tier-2---11 | Tier-2 | 11
CB 376 | 3--2 | Tier-1 | -2 | 920-823 | Tier-2---11 | Tier-2 | 11
CB 377 | 3--1 | Tier-1 | -1 | 928-19 | Tier-2---11 | Tier-2 | 11
CB 378 | 1--1 | Tier-1 | -1 | CB 241 | Tier-2---11 | Tier-2 | 11
CB 380 | 3--3 | Tier-1 | -3 | CB 242 | Tier-2---11 | Tier-2 | 11
CB 381 | 1--4 | Tier-1 | -4 | CB 396 | Tier-2---11 | Tier-2 | 11
CB 385 | 2--3 | Tier-1 | -3 | CB FB1 | Tier-2---11 | Tier-2 | 11
CB 386 | 4--4 | Tier-2 | -4 | 182-2242F | Tier-2---11 | Tier-2 | 11
CB 387 | 4--4 | Tier-1 | -4 | 1242-1079R | Tier-2---12 | Tier-2 | 12
CB 39 | 1--1 | Tier-1 | -1 | 1242-1084 | Tier-2---12 | Tier-2 | 12
CB 390 | 5--4 | Tier-1 | -4 | 183-440 | Tier-2---12 | Tier-2 | 12
CB 391 | 4--4 | Tier-1 | -4 | 233-81F | Tier-2---12 | Tier-2 | 12
CB 392 | 5--4 | Tier-1 | -4 | 280-24AE | Tier-2---12 | Tier-2 | 12
CB 393 | 1--3 | Tier-2 | -3 | 288-149R | Tier-2---12 | Tier-2 | 12
CB 394 | 4--3 | Tier-1 | -3 | 288-2380F | Tier-2---12 | Tier-2 | 12
CB 395 | 4--4 | Tier-1 | -4 | 300-483F | Tier-2---12 | Tier-2 | 12
CB 396 | 5--4 | Tier-2 | -4 | 452-1404F | Tier-2---12 | Tier-2 | 12
CB 397 | 3--2 | Tier-1 | -2 | 504-287R | Tier-2---12 | Tier-2 | 12
CB 399 | 3--2 | Tier-1 | -2 | 591-1594R | Tier-2---12 | Tier-2 | 12
CB 40 | 3--3 | Tier-1 | -3 | 858-14 | Tier-2---12 | Tier-2 | 12
CB 400 | 4--2 | Tier-1 | -2 | 916-381 | Tier-2---12 | Tier-2 | 12
CB 401 | 3--2 | Tier-1 | -2 | 96-47R | Tier-2---12 | Tier-2 | 12
CB 403 | 1--3 | Tier-1 | -3 | 991-1 | Tier-2---12 | Tier-2 | 12
CB 404 | 1--3 | Tier-1 | -3 | CB 185 | Tier-2---12 | Tier-2 | 12
CB 406 | 3--2 | Tier-1 | -2 | CB 235 | Tier-2---12 | Tier-2 | 12
CB 407 | 3--1 | Tier-1 | -1 | CB 247 | Tier-2---12 | Tier-2 | 12
CB 409 | 3--2 | Tier-1 | -2 | CB 576 | Tier-2---12 | Tier-2 | 12
CB 41 | 3--2 | Tier-1 | -2 | CB 91 | Tier-2---12 | Tier-2 | 12
CB 410 | 3--3 | Tier-1 | -3 | CB 974 | Tier-2---12 | Tier-2 | 12
CB 411 | 1--4 | Tier-1 | -4 | CB 980 | Tier-2---12 | Tier-2 | 12
CB 412 | 4--5 | Tier-1 | -5 | CB NVS1 | Tier-2---12 | Tier-2 | 12
CB 413 | 2--2 | Tier-1 | -2 | 1039-14AE | Tier-2---13 | Tier-2 | 13
CB 414 | 4--3 | Tier-1 | -3 | 1162-324R | Tier-2---13 | Tier-2 | 13
CB 415 | 3--3 | Tier-1 | -3 | 1162-329R | Tier-2---13 | Tier-2 | 13
CB 416 | 1--4 | Tier-1 | -4 | 1162-363 | Tier-2---13 | Tier-2 | 13
CB 417 | 3--3 | Tier-1 | -3 | 210-9R | Tier-2---13 | Tier-2 | 13
CB 418 | 3--2 | Tier-1 | -2 | 212-743R | Tier-2---13 | Tier-2 | 13
CB 42 | 2--2 | Tier-1 | -2 | 230-371AE | Tier-2---13 | Tier-2 | 13
CB 426 | 1--1 | Tier-1 | -1 | 350-2182R | Tier-2---13 | Tier-2 | 13
CB 43 | 2--2 | Tier-1 | -2 | 444-15R | Tier-2---13 | Tier-2 | 13
CB 430 | 1--2 | Tier-1 | -2 | 450-1850 | Tier-2---13 | Tier-2 | 13
CB 434 | 1--4 | Tier-1 | -4 | 454-49F | Tier-2---13 | Tier-2 | 13
CB 438 | 1--4 | Tier-1 | -4 | 454-53F | Tier-2---13 | Tier-2 | 13
CB 44 | 3--2 | Tier-1 | -2 | 795-816R | Tier-2---13 | Tier-2 | 13
CB 441 | 5--3 | Tier-3 | -3 | 840-308F | Tier-2---13 | Tier-2 | 13
CB 443 | 2--4 | Tier-2 | -4 | 840-374 | Tier-2---13 | Tier-2 | 13
CB 444 | 4--2 | Tier-2 | -2 | 972-1641 | Tier-2---13 | Tier-2 | 13
CB 449 | 1--5 | Tier-3 | -5 | 972-1644 | Tier-2---13 | Tier-2 | 13
CB 45 | 2--3 | Tier-1 | -3 | CB 1525 | Tier-2---13 | Tier-2 | 13
CB 450 | 1--3 | Tier-1 | -3 | CB 203 | Tier-2---13 | Tier-2 | 13
CB 451 | 3--2 | Tier-1 | -2 | CB 523 | Tier-2---13 | Tier-2 | 13
CB 452 | 3--2 | Tier-1 | -2 | 928-37F | Tier-2---13 | Tier-2 | 13
CB 453 | 3--3 | Tier-1 | -3 | 182-2243F | Tier-2---13 | Tier-2 | 13
CB 454 | 3--2 | Tier-1 | -2 | 1101-593F | Tier-2---13 | Tier-2 | 13
CB 455 | 3--5 | Tier-1 | -5 | 542-43F | Tier-2---13 | Tier-2 | 13
CB 456 | 3--3 | Tier-1 | -3 | 542-45F | Tier-2---13 | Tier-2 | 13
CB 458 | 1--1 | Tier-1 | -1 | 183-439 | Tier-2---14 | Tier-2 | 14
CB 460 | 1--4 | Tier-2 | -4 | 311-14R | Tier-2---14 | Tier-2 | 14
CB 461 | 2--4 | Tier-2 | -4 | 312-14F | Tier-2---14 | Tier-2 | 14
CB 462 | 2--4 | Tier-2 | -4 | 315-485AE | Tier-2---14 | Tier-2 | 14
CB 463 | 2--5 | Tier-2 | -5 | 331-40AE | Tier-2---14 | Tier-2 | 14
CB 465 | 1--3 | Tier-1 | -3 | 401-39R | Tier-2---14 | Tier-2 | 14
CB 470 | 5--5 | Tier-2 | -5 | 501-786 | Tier-2---14 | Tier-2 | 14
CB 471 | 4--5 | Tier-1 | -5 | 520-22R | Tier-2---14 | Tier-2 | 14
CB 472 | 3--3 | Tier-1 | -3 | 523-31AE | Tier-2---14 | Tier-2 | 14
CB 473 | 5--4 | Tier-1 | -4 | 92-619F | Tier-2---14 | Tier-2 | 14
CB 474 | 3--5 | Tier-1 | -5 | CB 230 | Tier-2---14 | Tier-2 | 14
CB 475 | 2--4 | Tier-1 | -4 | CB 243 | Tier-2---14 | Tier-2 | 14
CB 476 | 5--5 | Tier-2 | -5 | CB 244 | Tier-2---14 | Tier-2 | 14
CB 48 | 2--1 | Tier-1 | -1 | CB 280 | Tier-2---14 | Tier-2 | 14
CB 480 | 3--2 | Tier-1 | -2 | CB 329 | Tier-2---14 | Tier-2 | 14
CB 481 | 2--1 | Tier-1 | -1 | CB 331 | Tier-2---14 | Tier-2 | 14
CB 483 | 2--2 | Tier-1 | -2 | CB 386 | Tier-2---14 | Tier-2 | 14
CB 486 | 1--4 | Tier-1 | -4 | CB 596 | Tier-2---14 | Tier-2 | 14
CB 487 | 1--3 | Tier-1 | -3 | CB 597 | Tier-2---14 | Tier-2 | 14
CB 488 | 1--2 | Tier-1 | -2 | CB 911 | Tier-2---14 | Tier-2 | 14
CB 489 | 3--2 | Tier-1 | -2 | CB 970 | Tier-2---14 | Tier-2 | 14
CB 490 | 1--3 | Tier-1 | -3 | CB 973 | Tier-2---14 | Tier-2 | 14
CB 491 | 2--2 | Tier-1 | -2 | 1001-1231F | Tier-2---15 | Tier-2 | 15
CB 492 | 3--4 | Tier-1 | -4 | 1006-829F | Tier-2---15 | Tier-2 | 15
CB 493 | 1--2 | Tier-1 | -2 | 1079-9 | Tier-2---15 | Tier-2 | 15
CB 496 | 1--1 | Tier-1 | -1 | 1090-70F | Tier-2---15 | Tier-2 | 15
CB 497 | 2--4 | Tier-1 | -4 | 197-1150F | Tier-2---15 | Tier-2 | 15
CB 498 | 1--4 | Tier-1 | -4 | 205-1550 | Tier-2---15 | Tier-2 | 15
CB 499 | 2--3 | Tier-2 | -3 | 308-485AE | Tier-2---15 | Tier-2 | 15
CB 50 | 2--1 | Tier-1 | -1 | 311-43 | Tier-2---15 | Tier-2 | 15
CB 504 | 2--3 | Tier-1 | -3 | 331-42AE | Tier-2---15 | Tier-2 | 15
CB 505 | 2--3 | Tier-1 | -3 | 386-25R | Tier-2---15 | Tier-2 | 15
CB 506 | 2--3 | Tier-1 | -3 | 452-1403 | Tier-2---15 | Tier-2 | 15
CB 508 | 2--3 | Tier-1 | -3 | 452-1405 | Tier-2---15 | Tier-2 | 15
CB 509 | 3--2 | Tier-1 | -2 | 595-1454F | Tier-2---15 | Tier-2 | 15
CB 51 | 3--1 | Tier-1 | -1 | 799-504R | Tier-2---15 | Tier-2 | 15
CB 510 | 2--2 | Tier-1 | -2 | 835-11F | Tier-2---15 | Tier-2 | 15
CB 511 | 3--4 | Tier-1 | -4 | 855-46AE | Tier-2---15 | Tier-2 | 15
CB 512 | 2--4 | Tier-1 | -4 | 971-381R | Tier-2---15 | Tier-2 | 15
CB 513 | 2--2 | Tier-1 | -2 | CB 1245 | Tier-2---15 | Tier-2 | 15
CB 514 | 4--3 | Tier-1 | -3 | CB 196 | Tier-2---15 | Tier-2 | 15
CB 515 | 2--2 | Tier-1 | -2 | CB 282 | Tier-2---15 | Tier-2 | 15
CB 516 | 2--2 | Tier-1 | -2 | CB 350 | Tier-2---15 | Tier-2 | 15
CB 517 | 2--2 | Tier-1 | -2 | CB 461 | Tier-2---15 | Tier-2 | 15
CB 518 | 2--3 | Tier-1 | -3 | CB 799 | Tier-2---15 | Tier-2 | 15
CB 519 | 2--2 | Tier-1 | -2 | CB 981 | Tier-2---15 | Tier-2 | 15
CB 52 | 1--1 | Tier-1 | -1 | 1243-38R | Tier-2---16 | Tier-2 | 16
CB 520 | 1--5 | Tier-2 | -5 | 1458-1117F | Tier-2---16 | Tier-2 | 16
CB 521 | 3--1 | Tier-2 | -1 | 1458-456F | Tier-2---16 | Tier-2 | 16
CB 522 | 4--5 | Tier-2 | -5 | 210-394R | Tier-2---16 | Tier-2 | 16
CB 523 | 4--4 | Tier-2 | -4 | 212-880R | Tier-2---16 | Tier-2 | 16
CB 524 | 3--5 | Tier-3 | -5 | 230-1008R | Tier-2---16 | Tier-2 | 16
CB 525 | 2--4 | Tier-1 | -4 | 230-2067 | Tier-2---16 | Tier-2 | 16
CB 529 | 2--3 | Tier-1 | -3 | 247-48 | Tier-2---16 | Tier-2 | 16
CB 53 | 1--1 | Tier-1 | -1 | 292-317F | Tier-2---16 | Tier-2 | 16
CB 531 | 3--3 | Tier-1 | -3 | 308-486AE | Tier-2---16 | Tier-2 | 16
CB 532 | 3--2 | Tier-1 | -2 | 522-34 | Tier-2---16 | Tier-2 | 16
CB 533 | 4--1 | Tier-2 | -1 | 522-36 | Tier-2---16 | Tier-2 | 16
CB 534 | 4--1 | Tier-2 | -1 | 908-2062F | Tier-2---16 | Tier-2 | 16
CB 535 | 4--3 | Tier-2 | -3 | 972-1642 | Tier-2---16 | Tier-2 | 16
CB 536 | 4--2 | Tier-2 | -2 | CB 202 | Tier-2---16 | Tier-2 | 16
CB 54 | 2--2 | Tier-1 | -2 | CB 281 | Tier-2---16 | Tier-2 | 16
CB 540 | 1--5 | Tier-2 | -5 | CB 330 | Tier-2---16 | Tier-2 | 16
CB 542 | 4--5 | Tier-2 | -5 | CB 444 | Tier-2---16 | Tier-2 | 16
CB 545 | 3--3 | Tier-1 | -3 | CB 535 | Tier-2---16 | Tier-2 | 16
CB 546 | 4--4 | Tier-1 | -4 | 928-6F | Tier-2---16 | Tier-2 | 16
CB 547 | 2--3 | Tier-1 | -3 | 535-10F | Tier-2---16 | Tier-2 | 16
CB 548 | 2--2 | Tier-1 | -2 | 542-44F | Tier-2---16 | Tier-2 | 16
CB 549 | 2--2 | Tier-1 | -2 | 306-2246 | Tier-2---16 | Tier-2 | 16
CB 550 | 2--3 | Tier-1 | -3 | 1073-888F | Tier-2---17 | Tier-2 | 17
CB 551 | 1--3 | Tier-1 | -3 | 1094-7 | Tier-2---17 | Tier-2 | 17
CB 552 | 2--2 | Tier-1 | -2 | 1103-13AE | Tier-2---17 | Tier-2 | 17
CB 553 | 2--3 | Tier-1 | -3 | 1201-282F | Tier-2---17 | Tier-2 | 17
CB 554 | 1--2 | Tier-1 | -2 | 1202-9 | Tier-2---17 | Tier-2 | 17
CB 556 | 2--5 | Tier-1 | -5 | 1458-519 | Tier-2---17 | Tier-2 | 17
CB 558 | 1--4 | Tier-1 | -4 | 196-38F | Tier-2---17 | Tier-2 | 17
CB 56 | 3--4 | Tier-1 | -4 | 196-43F | Tier-2---17 | Tier-2 | 17
CB 560 | 1--4 | Tier-1 | -4 | 287-1118 | Tier-2---17 | Tier-2 | 17
CB 562 | 2--5 | Tier-1 | -5 | 434-301 | Tier-2---17 | Tier-2 | 17
CB 563 | 1--4 | Tier-1 | -4 | 594-1379F | Tier-2---17 | Tier-2 | 17
CB 564 | 1--5 | Tier-1 | -5 | 68-1356AE | Tier-2---17 | Tier-2 | 17
CB 567 | 1--4 | Tier-1 | -4 | 770-259R | Tier-2---17 | Tier-2 | 17
CB 57 | 4--4 | Tier-1 | -4 | 795-725AE | Tier-2---17 | Tier-2 | 17
CB 570 | 2--2 | Tier-1 | -2 | 834-887AE | Tier-2---17 | Tier-2 | 17
CB 572 | 1--2 | Tier-1 | -2 | 909-812 | Tier-2---17 | Tier-2 | 17
CB 576 | 4--4 | Tier-2 | -4 | 968-476F | Tier-2---17 | Tier-2 | 17
CB 578 | 3--4 | Tier-1 | -4 | 990-713 | Tier-2---17 | Tier-2 | 17
CB 579 | 3--3 | Tier-1 | -3 | CB 334 | Tier-2---17 | Tier-2 | 17
CB 580 | 3--2 | Tier-1 | -2 | CB 443 | Tier-2---17 | Tier-2 | 17
CB 581 | 2--2 | Tier-1 | -2 | CB 460 | Tier-2---17 | Tier-2 | 17
CB 582 | 1--2 | Tier-1 | -2 | CB 463 | Tier-2---17 | Tier-2 | 17
CB 588 | 1--4 | Tier-1 | -4 | CB 540 | Tier-2---17 | Tier-2 | 17
CB 589 | 2--5 | Tier-1 | -5 | CB 835 | Tier-2---17 | Tier-2 | 17
CB 59 | 2--4 | Tier-1 | -4 | 1100-1168F | Tier-2---18 | Tier-2 | 18
CB 590 | 4--5 | Tier-1 | -5 | 1458-1115F | Tier-2---18 | Tier-2 | 18
CB 591 | 4--4 | Tier-1 | -4 | 1458-454F | Tier-2---18 | Tier-2 | 18
CB 595 | 1--2 | Tier-1 | -2 | 178-968AE | Tier-2---18 | Tier-2 | 18
CB 596 | 2--5 | Tier-2 | -5 | 197-1152F | Tier-2---18 | Tier-2 | 18
CB 597 | 1--5 | Tier-2 | -5 | 197-1157F | Tier-2---18 | Tier-2 | 18
CB 598 | 1--4 | Tier-1 | -4 | 252-129 | Tier-2---18 | Tier-2 | 18
CB 599 | 4--5 | Tier-2 | -5 | 308-563AE | Tier-2---18 | Tier-2 | 18
CB 60 | 2--2 | Tier-1 | -2 | 311-1163F | Tier-2---18 | Tier-2 | 18
CB 61 | 4--4 | Tier-1 | -4 | 445-1323 | Tier-2---18 | Tier-2 | 18
CB 62 | 3--4 | Tier-1 | -4 | 463-1136F | Tier-2---18 | Tier-2 | 18
CB 63 | 3--4 | Tier-1 | -4 | 534-1080F | Tier-2---18 | Tier-2 | 18
CB 64 | 3--4 | Tier-1 | -4 | 791-424F | Tier-2---18 | Tier-2 | 18
CB 65 | 3--4 | Tier-1 | -4 | 795-817AE | Tier-2---18 | Tier-2 | 18
CB 66 | 4--5 | Tier-1 | -5 | 94-24F | Tier-2---18 | Tier-2 | 18
CB 67 | 1--5 | Tier-3 | -5 | CB 1162 | Tier-2---18 | Tier-2 | 18
CB 68 | 3--4 | Tier-1 | -4 | CB 292 | Tier-2---18 | Tier-2 | 18
CB 69 | 2--3 | Tier-1 | -3 | CB 308 | Tier-2---18 | Tier-2 | 18
CB 70 | 3--2 | Tier-1 | -2 | CB 352 | Tier-2---18 | Tier-2 | 18
CB 700 | 1--3 | Tier-1 | -3 | CB 536 | Tier-2---18 | Tier-2 | 18
CB 701 | 4--3 | Tier-1 | -3 | CB 776 | Tier-2---18 | Tier-2 | 18
CB 702 | 2--4 | Tier-1 | -4 | CB SSC1 | Tier-2---18 | Tier-2 | 18
CB 703 | 2--2 | Tier-1 | -2 | 991-383 | Tier-2---18 | Tier-2 | 18
CB 704 | 2--4 | Tier-1 | -4 | 991-384AE | Tier-2---18 | Tier-2 | 18
CB 706 | 2--3 | Tier-1 | -3 | 197-1151F | Tier-2---19 | Tier-2 | 19
CB 707 | 2--3 | Tier-1 | -3 | 223-47AE | Tier-2---19 | Tier-2 | 19
CB 708 | 2--2 | Tier-1 | -2 | 223-536R | Tier-2---19 | Tier-2 | 19
CB 71 | 2--2 | Tier-1 | -2 | 232-40AE | Tier-2---19 | Tier-2 | 19
CB 712 | 1--2 | Tier-1 | -2 | 288-2375R | Tier-2---19 | Tier-2 | 19
CB 715 | 2--4 | Tier-1 | -4 | 315-1192F | Tier-2---19 | Tier-2 | 19
CB 716 | 1--2 | Tier-1 | -2 | 445-1315 | Tier-2---19 | Tier-2 | 19
CB 718 | 2--1 | Tier-1 | -1 | 452-717 | Tier-2---19 | Tier-2 | 19
CB 719 | 3--3 | Tier-1 | -3 | 463-1137F | Tier-2---19 | Tier-2 | 19
CB 72 | 2--2 | Tier-1 | -2 | 728-1570F | Tier-2---19 | Tier-2 | 19
CB 723 | 3--2 | Tier-1 | -2 | 835-10F | Tier-2---19 | Tier-2 | 19
CB 724 | 1--1 | Tier-1 | -1 | 835-35F | Tier-2---19 | Tier-2 | 19
CB 730 | 3--3 | Tier-1 | -3 | CB 1299 | Tier-2---19 | Tier-2 | 19
CB 731 | 2--3 | Tier-1 | -3 | CB 212 | Tier-2---19 | Tier-2 | 19
CB 732 | 4--3 | Tier-1 | -3 | CB 296 | Tier-2---19 | Tier-2 | 19
CB 733 | 3--3 | Tier-1 | -3 | CB 297 | Tier-2---19 | Tier-2 | 19
CB 738 | 1--2 | Tier-1 | -2 | CB 315 | Tier-2---19 | Tier-2 | 19
CB 74 | 3--2 | Tier-1 | -2 | CB 353 | Tier-2---19 | Tier-2 | 19
CB 740 | 4--2 | Tier-1 | -2 | CB 354 | Tier-2---19 | Tier-2 | 19
CB 741 | 1--2 | Tier-1 | -2 | CB 356 | Tier-2---19 | Tier-2 | 19
CB 745 | 1--3 | Tier-1 | -3 | CB 393 | Tier-2---19 | Tier-2 | 19
CB 748 | 2--3 | Tier-1 | -3 | CB 462 | Tier-2---19 | Tier-2 | 19
CB 75 | 1--4 | Tier-3 | -4 | CB 499 | Tier-2---19 | Tier-2 | 19
CB 750 | 1--5 | Tier-1 | -5 | 183-571F | Tier-2---19 | Tier-2 | 19
CB 759 | 2--2 | Tier-1 | -2 | 1073-872F | Tier-2---20 | Tier-2 | 20
CB 76 | 1--2 | Tier-1 | -2 | 1073-874F | Tier-2---20 | Tier-2 | 20
CB 761 | 2--3 | Tier-1 | -3 | 1073-886F | Tier-2---20 | Tier-2 | 20
CB 77 | 4--3 | Tier-1 | -3 | 1162-387F | Tier-2---20 | Tier-2 | 20
CB 770 | 2--2 | Tier-1 | -2 | 1525-23R | Tier-2---20 | Tier-2 | 20
CB 771 | 2--3 | Tier-1 | -3 | 242-1427F | Tier-2---20 | Tier-2 | 20
CB 772 | 1--2 | Tier-1 | -2 | 288-2378F | Tier-2---20 | Tier-2 | 20
CB 775 | 1--2 | Tier-1 | -2 | 311-1199 | Tier-2---20 | Tier-2 | 20
CB 776 | 3--3 | Tier-2 | -3 | 312-40F | Tier-2---20 | Tier-2 | 20
CB 78 | 1--5 | Tier-3 | -5 | 331-246R | Tier-2---20 | Tier-2 | 20
CB 780 | 3--3 | Tier-1 | -3 | 357-2048F | Tier-2---20 | Tier-2 | 20
CB 781 | 3--4 | Tier-1 | -4 | 450-17 | Tier-2---20 | Tier-2 | 20
CB 783 | 3--4 | Tier-1 | -4 | 454-1814 | Tier-2---20 | Tier-2 | 20
CB 788 | 5--5 | Tier-2 | -5 | 534-346 | Tier-2---20 | Tier-2 | 20
CB 789 | 2--4 | Tier-1 | -4 | 791-425F | Tier-2---20 | Tier-2 | 20
CB 790 | 4--4 | Tier-2 | -4 | 928-20 | Tier-2---20 | Tier-2 | 20
CB 791 | 2--5 | Tier-1 | -5 | 972-1640 | Tier-2---20 | Tier-2 | 20
CB 795 | 3--2 | Tier-1 | -2 | CB 1161 | Tier-2---20 | Tier-2 | 20
CB 797 | 1--5 | Tier-1 | -5 | CB 521 | Tier-2---20 | Tier-2 | 20
CB 799 | 1--5 | Tier-2 | -5 | CB 533 | Tier-2---20 | Tier-2 | 20
CB 80 | 3--3 | Tier-1 | -3 | 991-379AE | Tier-2---20 | Tier-2 | 20
CB 81 | 3--2 | Tier-1 | -2 | 991-380 | Tier-2---20 | Tier-2 | 20
CB 821 | 4--2 | Tier-1 | -2 | 991-385 | Tier-2---20 | Tier-2 | 20
CB 83 | 2--2 | Tier-1 | -2 | 1073-887F | Tier-2---21 | Tier-2 | 21
CB 835 | 1--5 | Tier-2 | -5 | 1090-69F | Tier-2---21 | Tier-2 | 21
CB 84 | 3--2 | Tier-1 | -2 | 1161-62 | Tier-2---21 | Tier-2 | 21
CB 85 | 3--3 | Tier-1 | -3 | 1162-385F | Tier-2---21 | Tier-2 | 21
CB 851 | 1--5 | Tier-1 | -5 | 1242-127AE | Tier-2---21 | Tier-2 | 21
CB 852 | 1--5 | Tier-1 | -5 | 178-982 | Tier-2---21 | Tier-2 | 21
CB 854 | 1--3 | Tier-1 | -3 | 189-750 | Tier-2---21 | Tier-2 | 21
CB 855 | 2--5 | Tier-1 | -5 | 197-1155F | Tier-2---21 | Tier-2 | 21
CB 856 | 1--4 | Tier-1 | -4 | 266-485F | Tier-2---21 | Tier-2 | 21
CB 857 | 2--4 | Tier-1 | -4 | 288-2379F | Tier-2---21 | Tier-2 | 21
CB 859 | 1--4 | Tier-1 | -4 | 295-1203F | Tier-2---21 | Tier-2 | 21
CB 86 | 1--3 | Tier-1 | -3 | 296-66F | Tier-2---21 | Tier-2 | 21
CB 87 | 3--1 | Tier-1 | -1 | 296-68F | Tier-2---21 | Tier-2 | 21
CB 88 | 4--3 | Tier-1 | -3 | 355-65R | Tier-2---21 | Tier-2 | 21
CB 90 | 2--3 | Tier-1 | -3 | 401-684R | Tier-2---21 | Tier-2 | 21
CB 900 | 1--3 | Tier-1 | -3 | 68-1358 | Tier-2---21 | Tier-2 | 21
CB 902 | 3--3 | Tier-1 | -3 | 948-5R | Tier-2---21 | Tier-2 | 21
CB 907 | 3--5 | Tier-3 | -5 | CB 197 | Tier-2---21 | Tier-2 | 21
CB 91 | 3--5 | Tier-2 | -5 | CB 210 | Tier-2---21 | Tier-2 | 21
CB 911 | 1--5 | Tier-2 | -5 | CB 211 | Tier-2---21 | Tier-2 | 21
CB 92 | 3--3 | Tier-1 | -3 | CB 520 | Tier-2---21 | Tier-2 | 21
CB 920 | 1--5 | Tier-1 | -5 | CB 534 | Tier-2---21 | Tier-2 | 21
CB 927 | 1--5 | Tier-1 | -5 | 233-85F | Tier-2---21 | Tier-2 | 21
CB 928 | 4--5 | Tier-2 | -5 | 1021-14F | Tier-2---22 | Tier-2 | 22
CB 93 | 3--4 | Tier-1 | -4 | 1021-16F | Tier-2---22 | Tier-2 | 22
CB 94 | 2--4 | Tier-1 | -4 | 1161-55 | Tier-2---22 | Tier-2 | 22
CB 946 | 3--2 | Tier-1 | -2 | 1243-156F | Tier-2---22 | Tier-2 | 22
CB 948 | 4--1 | Tier-1 | -1 | 1243-158F | Tier-2---22 | Tier-2 | 22
CB 949 | 4--2 | Tier-1 | -2 | 235-911 | Tier-2---22 | Tier-2 | 22
CB 95 | 2--3 | Tier-1 | -3 | 248-30AE | Tier-2---22 | Tier-2 | 22
CB 955 | 1--3 | Tier-1 | -3 | 312-41F | Tier-2---22 | Tier-2 | 22
CB 96 | 2--3 | Tier-1 | -3 | 350-2073 | Tier-2---22 | Tier-2 | 22
CB 966 | 1--2 | Tier-1 | -2 | 450-18 | Tier-2---22 | Tier-2 | 22
CB 967 | 1--2 | Tier-1 | -2 | 535-1120AE | Tier-2---22 | Tier-2 | 22
CB 968 | 1--3 | Tier-1 | -3 | 536-363F | Tier-2---22 | Tier-2 | 22
CB 969 | 1--3 | Tier-1 | -3 | 536-377F | Tier-2---22 | Tier-2 | 22
CB 970 | 1--5 | Tier-2 | -5 | 536-378F | Tier-2---22 | Tier-2 | 22
CB 971 | 5--5 | Tier-2 | -5 | 536-379F | Tier-2---22 | Tier-2 | 22
CB 973 | 1--5 | Tier-2 | -5 | 540-39AE | Tier-2---22 | Tier-2 | 22
CB 974 | 1--5 | Tier-2 | -5 | 591-1116F | Tier-2---22 | Tier-2 | 22
CB 975 | 5--4 | Tier-3 | -4 | 908-1269 | Tier-2---22 | Tier-2 | 22
CB 980 | 2--5 | Tier-2 | -5 | 909-458R | Tier-2---22 | Tier-2 | 22
CB 981 | 1--5 | Tier-2 | -5 | 972-1565F | Tier-2---22 | Tier-2 | 22
CB AD1 | 4--3 | Tier-1 | -3 | 972-1566F | Tier-2---22 | Tier-2 | 22
CB AD2 | 2--3 | Tier-1 | -3 | CB 1160 | Tier-2---22 | Tier-2 | 22
CB AD3 | 3--3 | Tier-1 | -3 | 599-1125 | Tier-2---22 | Tier-2 | 22
CB AG1 | 3--3 | Tier-1 | -3 | 599-1126 | Tier-2---22 | Tier-2 | 22
CB ALV1 | 2--3 | Tier-1 | -3 | 222-1986R | Tier-3---1 | Tier-3 | -1
CB AM1 | 2--1 | Tier-1 | -1 | 222-1990R | Tier-3---1 | Tier-3 | -1
CB AM2 | 3--2 | Tier-1 | -2 | 237-1765R | Tier-3---1 | Tier-3 | -1
CB AM3 | 4--1 | Tier-1 | -1 | 237-30R | Tier-3---1 | Tier-3 | -1
CB AZ1 | 2--1 | Tier-1 | -1 | 524-69R | Tier-3---1 | Tier-3 | -1
CB BA2 | 2--1 | Tier-1 | -1 | 909-451 | Tier-3---1 | Tier-3 | -1
CB BA3 | 3--1 | Tier-1 | -1 | 1021-1748F | Tier-3---2 | Tier-3 | -2
CB BF1 | 2--3 | Tier-1 | -3 | 1021-25R | Tier-3---2 | Tier-3 | -2
CB BH1 | 1--1 | Tier-1 | -1 | 1458-601R | Tier-3---2 | Tier-3 | -2
CB BK1 | 3--3 | Tier-1 | -3 | 237-2R | Tier-3---2 | Tier-3 | -2
CB BK2 | 3--3 | Tier-1 | -3 | 352-27R | Tier-3---2 | Tier-3 | -2
CB BK4 | 3--2 | Tier-1 | -2 | 470-47R | Tier-3---2 | Tier-3 | -2
CB BN1 | 4--4 | Tier-1 | -4 | 907-1716R | Tier-3---2 | Tier-3 | -2
CB BN2 | 4--5 | Tier-1 | -5 | 908-2055F | Tier-3---2 | Tier-3 | -2
CB BO1 | 2--1 | Tier-1 | -1 | 971-2050R | Tier-3---2 | Tier-3 | -2
CB BRM1 | 4--3 | Tier-1 | -3 | 972-1590F | Tier-3---2 | Tier-3 | -2
CB BS1 | 1--1 | Tier-1 | -1 | 1030-20R | Tier-3---3 | Tier-3 | -3
CB BT1 | 1--1 | Tier-1 | -1 | 1030-42R | Tier-3---3 | Tier-3 | -3
CB BW1 | 1--3 | Tier-1 | -3 | 1030-989R | Tier-3---3 | Tier-3 | -3
CB BY2 | 3--1 | Tier-1 | -1 | 157-81R | Tier-3---3 | Tier-3 | -3
CB BY3 | 3--1 | Tier-1 | -1 | 214-1122R | Tier-3---3 | Tier-3 | -3
CB CA1 | 3--2 | Tier-1 | -2 | 222-2085 | Tier-3---3 | Tier-3 | -3
CB CA2 | 2--2 | Tier-1 | -2 | 358-682F | Tier-3---3 | Tier-3 | -3
CB CCB1 | 1--3 | Tier-1 | -3 | 79-679R | Tier-3---3 | Tier-3 | -3
CB CD1 | 3--3 | Tier-1 | -3 | 79-785 | Tier-3---3 | Tier-3 | -3
CB CD3 | 1--1 | Tier-1 | -1 | 79-808R | Tier-3---3 | Tier-3 | -3
CB CD4 | 3--3 | Tier-1 | -3 | 1022-17F | Tier-3---4 | Tier-3 | -4
CB CG1 | 4--4 | Tier-1 | -4 | 1458-1131R | Tier-3---4 | Tier-3 | -4
CB CG2 | 4--4 | Tier-1 | -4 | 216-1859F | Tier-3---4 | Tier-3 | -4
CB CHA1 | 3--2 | Tier-1 | -2 | 236-1535R | Tier-3---4 | Tier-3 | -4
CB CMP1 | 3--3 | Tier-1 | -3 | 350-2201R | Tier-3---4 | Tier-3 | -4
CB CS1 | 3--1 | Tier-1 | -1 | 357-50R | Tier-3---4 | Tier-3 | -4
CB CS2 | 3--2 | Tier-1 | -2 | 521-32R | Tier-3---4 | Tier-3 | -4
CB CS3 | 3--1 | Tier-1 | -1 | 524-27R | Tier-3---4 | Tier-3 | -4
CB CS4 | 3--1 | Tier-1 | -1 | 524-46R | Tier-3---4 | Tier-3 | -4
CB CTL1 | 5--1 | Tier-3 | -1 | 73-1163 | Tier-3---4 | Tier-3 | -4
CB DM1 | 1--3 | Tier-1 | -3 | 970-1341R | Tier-3---4 | Tier-3 | -4
CB DM2 | 3--3 | Tier-1 | -3 | 971-1973R | Tier-3---4 | Tier-3 | -4
CB DR1 | 3--2 | Tier-1 | -2 | 971-383R | Tier-3---4 | Tier-3 | -4
CB DS1 | 3--2 | Tier-1 | -2 | 971-388R | Tier-3---4 | Tier-3 | -4
CB DV1 | 1--5 | Tier-3 | -5 | RA1-402R | Tier-3---4 | Tier-3 | -4
CB ELE1 | 2--1 | Tier-1 | -1 | 1030-1777 | Tier-3---5 | Tier-3 | -5
CB ELS1 | 4--1 | Tier-1 | -1 | 1166-18R | Tier-3---5 | Tier-3 | -5
CB EN1 | 4--3 | Tier-1 | -3 | 1166-342R | Tier-3---5 | Tier-3 | -5
CB EN2 | 3--3 | Tier-1 | -3 | 176-161R | Tier-3---5 | Tier-3 | -5
CB EO1 | 3--2 | Tier-1 | -2 | 176-1834R | Tier-3---5 | Tier-3 | -5
CB EO2 | 3--1 | Tier-1 | -1 | 176-197F | Tier-3---5 | Tier-3 | -5
CB EO3 | 4--3 | Tier-1 | -3 | 217-835R | Tier-3---5 | Tier-3 | -5
CB EOS1 | 4--2 | Tier-1 | -2 | 217-983R | Tier-3---5 | Tier-3 | -5
CB EOS2 | 4--2 | Tier-1 | -2 | 222-1433R | Tier-3---5 | Tier-3 | -5
CB EOS3 | 2--3 | Tier-1 | -3 | 442-728R | Tier-3---5 | Tier-3 | -5
CB ES4 | 4--1 | Tier-1 | -1 | 445-1311R | Tier-3---5 | Tier-3 | -5
CB EV1 | 2--1 | Tier-1 | -1 | 521-14R | Tier-3---5 | Tier-3 | -5
CB FB1 | 4--4 | Tier-2 | -4 | 73-678R | Tier-3---5 | Tier-3 | -5
CB FB2 | 4--5 | Tier-2 | -5 | 78-26R | Tier-3---5 | Tier-3 | -5
CB FL1 | 1--1 | Tier-1 | -1 | 79-658R | Tier-3---5 | Tier-3 | -5
CB FM1 | 3--3 | Tier-1 | -3 | 79-676R | Tier-3---5 | Tier-3 | -5
CB FM2 | 2--4 | Tier-1 | -4 | 1021-1760R | Tier-3---6 | Tier-3 | -6
CB FM3 | 4--3 | Tier-1 | -3 | 1458-565R | Tier-3---6 | Tier-3 | -6
CB FRD1 | 1--1 | Tier-1 | -1 | 214-1135R | Tier-3---6 | Tier-3 | -6
CB GA1 | 3--1 | Tier-1 | -1 | 351-871R | Tier-3---6 | Tier-3 | -6
CB GA3 | 3--2 | Tier-1 | -2 | 356-30AE | Tier-3---6 | Tier-3 | -6
CB GH1 | 2--1 | Tier-1 | -1 | 411-30R | Tier-3---6 | Tier-3 | -6
CB GH2 | 2--1 | Tier-1 | -1 | 521-1856R | Tier-3---6 | Tier-3 | -6
CB GH3 | 2--1 | Tier-1 | -1 | 521-18R | Tier-3---6 | Tier-3 | -6
CB GM2 | 4--3 | Tier-1 | -3 | 907-1562AE | Tier-3---6 | Tier-3 | -6
CB GN1 | 3--3 | Tier-1 | -3 | 907-1702R | Tier-3---6 | Tier-3 | -6
CB GS1 | 3--2 | Tier-1 | -2 | 971-29R | Tier-3---6 | Tier-3 | -6
CB HC3 | 4--2 | Tier-1 | -2 | 972-1582R | Tier-3---6 | Tier-3 | -6
CB HC4 | 3--2 | Tier-1 | -2 | 972-942R | Tier-3---6 | Tier-3 | -6
CB HL1 | 3--1 | Tier-1 | -1 | 973-1245R | Tier-3---6 | Tier-3 | -6
CB HL3 | 3--1 | Tier-1 | -1 | 974-715R | Tier-3---6 | Tier-3 | -6
CB HP1 | 4--1 | Tier-1 | -1 | 1030-18R | Tier-3---7 | Tier-3 | -7
CB HV1 | 1--1 | Tier-1 | -1 | 1215-32R | Tier-3---7 | Tier-3 | -7
CB HW1 | 1--5 | Tier-1 | -5 | 222-1523R | Tier-3---7 | Tier-3 | -7
CB IB1 | 2--1 | Tier-1 | -1 | 222-2013R | Tier-3---7 | Tier-3 | -7
CB IB2 | 2--1 | Tier-1 | -1 | 236-1573R | Tier-3---7 | Tier-3 | -7
CB JE1 | 1--1 | Tier-1 | -1 | 448-744R | Tier-3---7 | Tier-3 | -7
CB JU1 | 5--4 | Tier-3 | -4 | 449-13R | Tier-3---7 | Tier-3 | -7
CB KR1 | 1--1 | Tier-1 | -1 | 520-1527R | Tier-3---7 | Tier-3 | -7
CB LA1 | 4--1 | Tier-1 | -1 | 524-50R | Tier-3---7 | Tier-3 | -7
CB LA2 | 3--2 | Tier-1 | -2 | 73-683R | Tier-3---7 | Tier-3 | -7
CB LA3 | 4--1 | Tier-1 | -1 | 78-782R | Tier-3---7 | Tier-3 | -7
CB LJ3 | 3--1 | Tier-1 | -1 | 973-626R | Tier-3---7 | Tier-3 | -7
CB LJ4 | 2--1 | Tier-1 | -1 | 975-22R | Tier-3---7 | Tier-3 | -7
CB LM3 | 2--1 | Tier-1 | -1 | CB OK1 | Tier-3---7 | Tier-3 | -7
CB LPS1 | 2--1 | Tier-1 | -1 | RB1-427R | Tier-3---7 | Tier-3 | -7
CB LR1 | 4--3 | Tier-1 | -3 | 214-647R | Tier-3---8 | Tier-3 | -8
CB LV2 | 3--2 | Tier-1 | -2 | 236-1569R | Tier-3---8 | Tier-3 | -8
CB MA1 | 4--3 | Tier-1 | -3 | 356-19R | Tier-3---8 | Tier-3 | -8
CB MA2 | 3--2 | Tier-1 | -2 | 357-2049F | Tier-3---8 | Tier-3 | -8
CB MAG1 | 5--1 | Tier-1 | -1 | 357-45R | Tier-3---8 | Tier-3 | -8
CB MF1 | 3--3 | Tier-1 | -3 | 1030-1728R | Tier-3---9 | Tier-3 | -9
CB MK1 | 3--1 | Tier-1 | -1 | 1215-12R | Tier-3---9 | Tier-3 | -9
CB MK2 | 3--1 | Tier-1 | -1 | 157-189R | Tier-3---9 | Tier-3 | -9
CB MM1 | 3--2 | Tier-1 | -2 | 175-90R | Tier-3---9 | Tier-3 | -9
CB MNR3 | 3--2 | Tier-1 | -2 | 176-194R | Tier-3---9 | Tier-3 | -9
CB MOR1 | 5--5 | Tier-2 | -5 | 222-2063 | Tier-3---9 | Tier-3 | -9
CB MT1 | 3--2 | Tier-1 | -2 | 283-55R | Tier-3---9 | Tier-3 | -9
CB MT3 | 2--1 | Tier-1 | -1 | 357-1299R | Tier-3---9 | Tier-3 | -9
CB MU1 | 3--2 | Tier-1 | -2 | 441-27R | Tier-3---9 | Tier-3 | -9
CB MV1 | 3--4 | Tier-1 | -4 | 441-30R | Tier-3---9 | Tier-3 | -9
CB NC3 | 1--1 | Tier-1 | -1 | 448-9R | Tier-3---9 | Tier-3 | -9
CB NC4 | 3--1 | Tier-1 | -1 | 449-693R | Tier-3---9 | Tier-3 | -9
CB NO1 | 1--1 | Tier-1 | -1 | 520-35R | Tier-3---9 | Tier-3 | -9
CB NO2 | 3--1 | Tier-1 | -1 | 73-1130R | Tier-3---9 | Tier-3 | -9
CB NO3 | 2--1 | Tier-1 | -1 | 73-23R | Tier-3---9 | Tier-3 | -9
CB NTL1 | 2--1 | Tier-1 | -1 | 79-714R | Tier-3---9 | Tier-3 | -9
CB NVS1 | 4--5 | Tier-2 | -5 | 1021-855 | Tier-3---10 | Tier-3 | 10
CB OCA1 | 2--2 | Tier-1 | -2 | 1022-322R | Tier-3---10 | Tier-3 | 10
CB OH1 | 1--1 | Tier-1 | -1 | 1090-73F | Tier-3---10 | Tier-3 | 10
CB OK1 | 5--5 | Tier-3 | -5 | 1090-74F | Tier-3---10 | Tier-3 | 10
CB OS1 | 3--2 | Tier-1 | -2 | 212-725R | Tier-3---10 | Tier-3 | 10
CB OS4 | 2--1 | Tier-1 | -1 | 215-38R | Tier-3---10 | Tier-3 | 10
CB OS5 | 1--1 | Tier-1 | -1 | 236-1567R | Tier-3---10 | Tier-3 | 10
CB OT2 | 3--3 | Tier-1 | -3 | 239-2215R | Tier-3---10 | Tier-3 | 10
CB PB1 | 4--3 | Tier-1 | -3 | 524-1782F | Tier-3---10 | Tier-3 | 10
CB PB5 | 3--3 | Tier-1 | -3 | 78-35R | Tier-3---10 | Tier-3 | 10
CB PE1 | 5--4 | Tier-3 | -4 | 907-2820R | Tier-3---10 | Tier-3 | 10
CB PH1 | 1--1 | Tier-1 | -1 | 973-1226R | Tier-3---10 | Tier-3 | 10
CB PL2 | 3--2 | Tier-1 | -2 | CB 1234 | Tier-3---10 | Tier-3 | 10
CB PL4 | 3--1 | Tier-1 | -1 | CB 357 | Tier-3---10 | Tier-3 | 10
CB PL6 | 4--1 | Tier-1 | -1 | RB1-433R | Tier-3---10 | Tier-3 | 10
CB PY1 | 5--1 | Tier-3 | -1 | 1166-15R | Tier-3---11 | Tier-3 | 11
CB QN1 | 2--2 | Tier-1 | -2 | 157-1928R | Tier-3---11 | Tier-3 | 11
CB RA1 | 5--5 | Tier-2 | -5 | 157-204R | Tier-3---11 | Tier-3 | 11
CB RA2 | 5--5 | Tier-2 | -5 | 157-232R | Tier-3---11 | Tier-3 | 11
CB RA3 | 5--4 | Tier-2 | -4 | 175-64R | Tier-3---11 | Tier-3 | 11
CB RB1 | 1--5 | Tier-3 | -5 | 176-164R | Tier-3---11 | Tier-3 | 11
CB RC1 | 4--5 | Tier-2 | -5 | 176-1845R | Tier-3---11 | Tier-3 | 11
CB RD1 | 2--1 | Tier-1 | -1 | 220-298R | Tier-3---11 | Tier-3 | 11
CB RD2 | 3--1 | Tier-1 | -1 | 221-23R | Tier-3---11 | Tier-3 | 11
CB RE1 | 1--1 | Tier-1 | -1 | 221-37AE | Tier-3---11 | Tier-3 | 11
CB RI1 | 2--1 | Tier-1 | -1 | 222-1988R | Tier-3---11 | Tier-3 | 11
CB RS1 | 1--1 | Tier-1 | -1 | 441-23R | Tier-3---11 | Tier-3 | 11
CB RV1 | 3--1 | Tier-1 | -1 | 67-34R | Tier-3---11 | Tier-3 | 11
CB RV2 | 1--1 | Tier-1 | -1 | 974-23R | Tier-3---11 | Tier-3 | 11
CB S1 | 3--1 | Tier-1 | -1 | CB SL1 | Tier-3---11 | Tier-3 | 11
CB S2 | 3--1 | Tier-1 | -1 | DV1-3R | Tier-3---11 | Tier-3 | 11
CB SC1 | 4--4 | Tier-1 | -4 | 1233-585R | Tier-3---12 | Tier-3 | 12
CB SC2 | 4--4 | Tier-1 | -4 | 1233-591R | Tier-3---12 | Tier-3 | 12
CB SE4 | 3--2 | Tier-1 | -2 | 217-837R | Tier-3---12 | Tier-3 | 12
CB SHC1 | 3--4 | Tier-1 | -4 | 221-1230F | Tier-3---12 | Tier-3 | 12
CB SK1 | 1--1 | Tier-1 | -1 | 221-788 | Tier-3---12 | Tier-3 | 12
CB SL1 | 5--5 | Tier-3 | -5 | 237-1761R | Tier-3---12 | Tier-3 | 12
CB SLD1 | 1--1 | Tier-1 | -1 | 240-2004R | Tier-3---12 | Tier-3 | 12
CB SO1 | 2--2 | Tier-1 | -2 | 240-2006R | Tier-3---12 | Tier-3 | 12
CB SR1 | 4--1 | Tier-1 | -1 | 240-2032R | Tier-3---12 | Tier-3 | 12
CB SR4 | 3--1 | Tier-1 | -1 | 246-34R | Tier-3---12 | Tier-3 | 12
CB SSC1 | 4--3 | Tier-2 | -3 | 249-24R | Tier-3---12 | Tier-3 | 12
CB SW1 | 1--1 | Tier-1 | -1 | 75-2259F | Tier-3---12 | Tier-3 | 12
CB SW2 | 3--1 | Tier-1 | -1 | 920-1342R | Tier-3---12 | Tier-3 | 12
CB SW3 | 3--2 | Tier-1 | -2 | 971-371R | Tier-3---12 | Tier-3 | 12
CB SW4 | 2--1 | Tier-1 | -1 | TM1-10R | Tier-3---12 | Tier-3 | 12
CB TM1 | 1--5 | Tier-1 | -5 | 1030-1823F | Tier-3---13 | Tier-3 | 13
CB TR1 | 1--5 | Tier-1 | -5 | 1233-587R | Tier-3---13 | Tier-3 | 13
CB TY1 | 1--1 | Tier-1 | -1 | 1458-1058F | Tier-3---13 | Tier-3 | 13
CB UP2 | 3--2 | Tier-1 | -2 | 214-583R | Tier-3---13 | Tier-3 | 13
CB VDN1 | 3--3 | Tier-1 | -3 | 221-344R | Tier-3---13 | Tier-3 | 13
CB VO1 | 1--1 | Tier-1 | -1 | 221-824 | Tier-3---13 | Tier-3 | 13
CB VS1 | 3--1 | Tier-1 | -1 | 236-1561R | Tier-3---13 | Tier-3 | 13
CB VS2 | 3--2 | Tier-1 | -2 | 236-1563R | Tier-3---13 | Tier-3 | 13
CB VS3 | 3--2 | Tier-1 | -2 | 283-71F | Tier-3---13 | Tier-3 | 13
CB VS4 | 3--1 | Tier-1 | -1 | 520-1904 | Tier-3---13 | Tier-3 | 13
CB WA1 | 3--2 | Tier-1 | -2 | 67-24R | Tier-3---13 | Tier-3 | 13
CB WA2 | 3--2 | Tier-1 | -2 | 73-1164 | Tier-3---13 | Tier-3 | 13
CB WA3 | 4--2 | Tier-1 | -2 | 75-32R | Tier-3---13 | Tier-3 | 13
CB WA4 | 3--2 | Tier-1 | -2 | 75-41 | Tier-3---13 | Tier-3 | 13
CB WA5 | 4--2 | Tier-1 | -2 | CB 907 | Tier-3---13 | Tier-3 | 13
CB WA6 | 4--2 | Tier-1 | -2 | CB PE1 | Tier-3---13 | Tier-3 | 13
CB WT1 | 1--1 | Tier-1 | -1 | 1215-28R | Tier-3---14 | Tier-3 | 14
CB WY1 | 1--1 | Tier-1 | -1 | 157-257R | Tier-3---14 | Tier-3 | 14
CB WY2 | 3--1 | Tier-1 | -1 | 157-273R | Tier-3---14 | Tier-3 | 14
CB WY3 | 1--1 | Tier-1 | -1 | 211-771R | Tier-3---14 | Tier-3 | 14
CTL1-3R | 5--4 | Tier-3 | -4 | 214-613R | Tier-3---14 | Tier-3 | 14
DM1-9R | 3--3 | Tier-1 | -3 | 220-288R | Tier-3---14 | Tier-3 | 14
DV1-3R | 5--5 | Tier-3 | -5 | 220-294R | Tier-3---14 | Tier-3 | 14
NO1-287F | 2--1 | Tier-1 | -1 | 442-16R | Tier-3---14 | Tier-3 | 14
NO1-288F | 1--1 | Tier-1 | -1 | 448-47R | Tier-3---14 | Tier-3 | 14
NO1-289F | 2--1 | Tier-1 | -1 | 448-714R | Tier-3---14 | Tier-3 | 14
RA1-402R | 5--5 | Tier-3 | -5 | 449-6R | Tier-3---14 | Tier-3 | 14
RB1-427R | 5--5 | Tier-3 | -5 | 79-660R | Tier-3---14 | Tier-3 | 14
RB1-433R | 5--5 | Tier-3 | -5 | 79-685R | Tier-3---14 | Tier-3 | 14
RD4-48F | 2--1 | Tier-1 | -1 | 79-799R | Tier-3---14 | Tier-3 | 14
RD4-49F | 2--1 | Tier-1 | -1 | CTL1-3R | Tier-3---14 | Tier-3 | 14
RD4-50F | 2--1 | Tier-1 | -1 | 1021-92 | Tier-3---15 | Tier-3 | 15
SEA1-384F | 3--3 | Tier-1 | -3 | 1022-26R | Tier-3---15 | Tier-3 | 15
TM1-10R | 5--5 | Tier-3 | -5 | 1090-636R | Tier-3---15 | Tier-3 | 15
UP1-10 | 3--1 | Tier-1 | -1 | 176-200F | Tier-3---15 | Tier-3 | 15
CB DEA1 | 2--1 | Tier-1 | -1 | 212-739R | Tier-3---15 | Tier-3 | 15
CB ER1 | 3--2 | Tier-1 | -2 | 222-1503R | Tier-3---15 | Tier-3 | 15
780-443F | 2--1 | Tier-1 | -1 | 239-2213R | Tier-3---15 | Tier-3 | 15
CB BP1 | 2--1 | Tier-1 | -1 | 358-33 | Tier-3---15 | Tier-3 | 15
780-444F | 2--1 | Tier-1 | -1 | 442-509R | Tier-3---15 | Tier-3 | 15
CB LF1 | 2--2 | Tier-1 | -2 | 442-729 | Tier-3---15 | Tier-3 | 15
CB LJS1 | 2--2 | Tier-1 | -2 | 448-1234R | Tier-3---15 | Tier-3 | 15
CB MO1 | 3--2 | Tier-1 | -2 | 449-16R | Tier-3---15 | Tier-3 | 15
797-30F | 3--4 | Tier-1 | -4 | 67-45R | Tier-3---15 | Tier-3 | 15
794-17 | 3--2 | Tier-1 | -2 | 79-668R | Tier-3---15 | Tier-3 | 15
96-1042F | 2--4 | Tier-1 | -4 | CB 358 | Tier-3---15 | Tier-3 | 15
991-379AE | 4--2 | Tier-2 | -2 | CB 441 | Tier-3---15 | Tier-3 | 15
991-380 | 4--2 | Tier-2 | -2 | CB JU1 | Tier-3---15 | Tier-3 | 15
991-383 | 4--3 | Tier-2 | -3 | 1021-883R | Tier-3---16 | Tier-3 | 16
991-384AE | 4--3 | Tier-2 | -3 | 1090-1734 | Tier-3---16 | Tier-3 | 16
991-385 | 4--1 | Tier-2 | -1 | 1233-259R | Tier-3---16 | Tier-3 | 16
92-618F | 2--4 | Tier-1 | -4 | 1233-589R | Tier-3---16 | Tier-3 | 16
928-6F | 4--3 | Tier-2 | -3 | 157-207R | Tier-3---16 | Tier-3 | 16
928-37F | 4--4 | Tier-2 | -4 | 239-2207R | Tier-3---16 | Tier-3 | 16
535-10F | 4--3 | Tier-2 | -3 | 239-2211R | Tier-3---16 | Tier-3 | 16
182-2242F | 5--3 | Tier-2 | -3 | 239-2217R | Tier-3---16 | Tier-3 | 16
146-564AE | 2--1 | Tier-1 | -1 | 240-1044 | Tier-3---16 | Tier-3 | 16
146-565 | 2--4 | Tier-1 | -4 | 247-46 | Tier-3---16 | Tier-3 | 16
146-566 | 2--4 | Tier-1 | -4 | 387-15 | Tier-3---16 | Tier-3 | 16
147-801F | 2--1 | Tier-1 | -1 | CB 249 | Tier-3---16 | Tier-3 | 16
147-811F | 2--1 | Tier-1 | -1 | CB 327 | Tier-3---16 | Tier-3 | 16
147-812F | 2--1 | Tier-1 | -1 | CB 975 | Tier-3---16 | Tier-3 | 16
147-818 | 2--1 | Tier-1 | -1 | 214-17AE | Tier-3---17 | Tier-3 | 17
143-35 | 2--3 | Tier-1 | -3 | 214-4R | Tier-3---17 | Tier-3 | 17
140-1155F | 2--1 | Tier-1 | -1 | 214-536R | Tier-3---17 | Tier-3 | 17
140-510 | 2--1 | Tier-1 | -1 | 221-38AE | Tier-3---17 | Tier-3 | 17
144-30AE | 2--3 | Tier-1 | -3 | 221-782R | Tier-3---17 | Tier-3 | 17
144-443F | 2--1 | Tier-1 | -1 | 239-89R | Tier-3---17 | Tier-3 | 17
182-2243F | 5--3 | Tier-2 | -3 | 240-1148 | Tier-3---17 | Tier-3 | 17
287-1116F | 2--2 | Tier-1 | -2 | 67-37R | Tier-3---17 | Tier-3 | 17
287-1119 | 2--4 | Tier-1 | -4 | 907-1602 | Tier-3---17 | Tier-3 | 17
292-157F | 4--1 | Tier-1 | -1 | 970-18AE | Tier-3---17 | Tier-3 | 17
275-50F | 3--3 | Tier-1 | -3 | 970-4AE | Tier-3---17 | Tier-3 | 17
282-1090F | 4--1 | Tier-1 | -1 | 973-530AE | Tier-3---17 | Tier-3 | 17
282-47F | 4--1 | Tier-1 | -1 | 975-7 | Tier-3---17 | Tier-3 | 17
282-564F | 4--1 | Tier-1 | -1 | CB 524 | Tier-3---17 | Tier-3 | 17
183-571F | 3--3 | Tier-2 | -3 | 1090-639R | Tier-3---18 | Tier-3 | 18
196-915AE | 3--1 | Tier-1 | -1 | 1215-10R | Tier-3---18 | Tier-3 | 18
197-50F | 3--2 | Tier-1 | -2 | 1458-1057F | Tier-3---18 | Tier-3 | 18
242-1412 | 5--1 | Tier-1 | -1 | 157-165R | Tier-3---18 | Tier-3 | 18
242-1419F | 5--3 | Tier-1 | -3 | 221-1235F | Tier-3---18 | Tier-3 | 18
244-30F | 3--2 | Tier-1 | -2 | 222-1992R | Tier-3---18 | Tier-3 | 18
233-85F | 2--2 | Tier-2 | -2 | 441-279R | Tier-3---18 | Tier-3 | 18
1101-593F | 4--3 | Tier-2 | -3 | 442-525 | Tier-3---18 | Tier-3 | 18
1160-1 | 4--2 | Tier-1 | -2 | 442-758F | Tier-3---18 | Tier-3 | 18
1160-3AE | 4--1 | Tier-1 | -1 | 442-764R | Tier-3---18 | Tier-3 | 18
1160-8AE | 4--1 | Tier-1 | -1 | 448-724R | Tier-3---18 | Tier-3 | 18
1160-9AE | 4--1 | Tier-1 | -1 | 448-735R | Tier-3---18 | Tier-3 | 18
1161-34 | 4--1 | Tier-1 | -1 | 449-683 | Tier-3---18 | Tier-3 | 18
1161-35 | 4--1 | Tier-1 | -1 | 79-1215F | Tier-3---18 | Tier-3 | 18
1140-7F | 5--1 | Tier-1 | -1 | 973-533AE | Tier-3---18 | Tier-3 | 18
1140-11F | 5--2 | Tier-1 | -2 | 973-534AE | Tier-3---18 | Tier-3 | 18
1140-13F | 5--2 | Tier-1 | -2 | 1215-3 | Tier-3---19 | Tier-3 | 19
1007-10F | 4--3 | Tier-1 | -3 | 1458-1062F | Tier-3---19 | Tier-3 | 19
1007-9F | 4--4 | Tier-1 | -4 | 1458-8 | Tier-3---19 | Tier-3 | 19
1161-9F | 4--2 | Tier-1 | -2 | 221-823 | Tier-3---19 | Tier-3 | 19
540-27AE | 4--1 | Tier-1 | -1 | 222-2108 | Tier-3---19 | Tier-3 | 19
540-28AE | 4--1 | Tier-1 | -1 | 283-80F | Tier-3---19 | Tier-3 | 19
542-43F | 4--4 | Tier-2 | -4 | 358-681F | Tier-3---19 | Tier-3 | 19
542-44F | 4--3 | Tier-2 | -3 | 442-46R | Tier-3---19 | Tier-3 | 19
542-45F | 4--4 | Tier-2 | -4 | 442-780 | Tier-3---19 | Tier-3 | 19
545-43AE | 2--4 | Tier-1 | -4 | 448-1202 | Tier-3---19 | Tier-3 | 19
535-11F | 4--2 | Tier-1 | -2 | 448-1203F | Tier-3---19 | Tier-3 | 19
535-8F | 4--2 | Tier-1 | -2 | 73-1165 | Tier-3---19 | Tier-3 | 19
545-44 | 2--1 | Tier-1 | -1 | 907-1604 | Tier-3---19 | Tier-3 | 19
56-27AE | 2--1 | Tier-1 | -1 | CB CTL1 | Tier-3---19 | Tier-3 | 19
545-48F | 2--2 | Tier-1 | -2 | CB PY1 | Tier-3---19 | Tier-3 | 19
476-4 | 5--1 | Tier-1 | -1 | 1458-1075F | Tier-3---20 | Tier-3 | 20
492-611F | 3--3 | Tier-1 | -3 | 216-220R | Tier-3---20 | Tier-3 | 20
492-612F | 3--1 | Tier-1 | -1 | 448-1196F | Tier-3---20 | Tier-3 | 20
492-8AE | 3--2 | Tier-1 | -2 | 520-1936 | Tier-3---20 | Tier-3 | 20
492-614F | 3--2 | Tier-1 | -2 | 75-2257F | Tier-3---20 | Tier-3 | 20
510-798 | 2--4 | Tier-1 | -4 | CB 1166 | Tier-3---20 | Tier-3 | 20
511-1337 | 2--4 | Tier-1 | -4 | CB 1215 | Tier-3---20 | Tier-3 | 20
511-1338AE | 2--4 | Tier-1 | -4 | CB 214 | Tier-3---20 | Tier-3 | 20
512-49 | 2--2 | Tier-1 | -2 | CB 215 | Tier-3---20 | Tier-3 | 20
700-224AE | 2--1 | Tier-1 | -1 | CB 217 | Tier-3---20 | Tier-3 | 20
701-19AE | 2--3 | Tier-1 | -3 | CB 239 | Tier-3---20 | Tier-3 | 20
701-21 | 2--3 | Tier-1 | -3 | CB 449 | Tier-3---20 | Tier-3 | 20
701-50AE | 2--2 | Tier-1 | -2 | CB 67 | Tier-3---20 | Tier-3 | 20
703-289F | 2--3 | Tier-1 | -3 | CB 78 | Tier-3---20 | Tier-3 | 20
708-47 | 2--4 | Tier-1 | -4 | CB DV1 | Tier-3---20 | Tier-3 | 20
595-1441F | 3--1 | Tier-1 | -1 | CB RB1 | Tier-3---20 | Tier-3 | 20
595-1442F | 3--1 | Tier-1 | -1 | 1233-617F | Tier-3---21 | Tier-3 | 21
595-1451F | 3--3 | Tier-1 | -3 | 221-1237F | Tier-3---21 | Tier-3 | 21
595-1453F | 3--2 | Tier-1 | -2 | 249-11 | Tier-3---21 | Tier-3 | 21
599-1125 | 4--1 | Tier-2 | -1 | 249-12 | Tier-3---21 | Tier-3 | 21
599-1126 | 4--1 | Tier-2 | -1 | 249-13 | Tier-3---21 | Tier-3 | 21
61-24F | 2--2 | Tier-1 | -2 | 283-78F | Tier-3---21 | Tier-3 | 21
595-1440F | 3--2 | Tier-1 | -2 | 75-2258F | Tier-3---21 | Tier-3 | 21
576-205F | 4--4 | Tier-1 | -4 | 907-1475 | Tier-3---21 | Tier-3 | 21
58-382R | 2--3 | Tier-1 | -3 | 974-16 | Tier-3---21 | Tier-3 | 21
58-728F | 2--1 | Tier-1 | -1 | 974-18 | Tier-3---21 | Tier-3 | 21
58-737F | 2--4 | Tier-1 | -4 | CB 1233 | Tier-3---21 | Tier-3 | 21
58-740F | 2--1 | Tier-1 | -1 | CB 157 | Tier-3---21 | Tier-3 | 21
590-6 | 4--4 | Tier-1 | -4 | CB 220 | Tier-3---21 | Tier-3 | 21
361-685F | 2--1 | Tier-1 | -1 | CB 283 | Tier-3---21 | Tier-3 | 21
364-35 | 2--2 | Tier-1 | -2 | CB 75 | Tier-3---21 | Tier-3 | 21
368-1056F | 2--2 | Tier-1 | -2 | 442-32R | Tier-3---21 | Tier-3 | 21
368-402F | 2--1 | Tier-1 | -1 | 1233-264F | Tier-3---22 | Tier-3 | 22
390-16F | 5--2 | Tier-1 | -2 | 1458-9 | Tier-3---22 | Tier-3 | 22
391-437 | 5--2 | Tier-1 | -2 | 283-1357AE | Tier-3---22 | Tier-3 | 22
394-418F | 5--2 | Tier-1 | -2 | 283-1358AE | Tier-3---22 | Tier-3 | 22
394-419 | 4--3 | Tier-1 | -3 | 283-81 | Tier-3---22 | Tier-3 | 22
394-420F | 4--1 | Tier-1 | -1 | 283-83F | Tier-3---22 | Tier-3 | 22
306-2246 | 4--3 | Tier-2 | -3 | 283-85F | Tier-3---22 | Tier-3 | 22
306-2258F | 4--3 | Tier-1 | -3 | 358-1240F | Tier-3---22 | Tier-3 | 22
306-960 | 4--1 | Tier-1 | -1 | 358-663F | Tier-3---22 | Tier-3 | 22
314-1328 | 3--1 | Tier-1 | -1 | 358-665F | Tier-3---22 | Tier-3 | 22
314-43F | 3--4 | Tier-1 | -4 | 358-666F | Tier-3---22 | Tier-3 | 22
314-44F | 3--4 | Tier-1 | -4 | 442-28R | Tier-3---22 | Tier-3 | 22
314-814F | 3--4 | Tier-1 | -4 | 442-784 | Tier-3---22 | Tier-3 | 22
442-32R | 5--1 | Tier-3 | -1 | 73-1218 | Tier-3---22 | Tier-3 | 22
401-692R | 4--1 | Tier-1 | -1 | 79-782R | Tier-3---22 | Tier-3 | 22

## FeederSegment miles
upstreamardfacilityid | FeederID | HFTD Tier | Total Primary OH Miles | Total Secondary OH HFTD Miles | Total OH Miles | upstreamardfacilityid | feederid | HFTD | upstreamardfacilityid | prioh_miles | priug_miles | secug_miles | secoh_miles HFTD Only | Last Updated: | 2025-04-25 | back to index
100-1122R | 100 | Tier-1 | 0.48712 | 0 | 0.48712 | 1001-1130R | 1001 | Tier-2 | 100-1122R | 0.48712 | 0.25739 | 0 | 0
100-517 | 100 | Tier-1 | 0 | 0 | 0 | 1001-1819 | 1001 | Tier-1 | 100-517 | 0 | 2.5348 | 0 | 0
100-519 | 100 | Tier-1 | 0 | 0 | 0 | 1001-1820F | 1001 | Tier-2 | 100-519 | 0 | 0 | 0 | 0
100-523AE | 100 | Tier-1 | 0 | 0 | 0 | 1006-829F | 1006 | Tier-2 | 100-523AE | 0 | 0.029545 | 0 | 0
100-524 | 100 | Tier-1 | 0 | 0 | 0 | 1012-2 | 1012 | Tier-1 | 100-524 | 0 | 2.9983 | 0 | 0
100-525 | 100 | Tier-1 | 0 | 0 | 0 | 1013-12F | 1013 | Tier-1 | 100-525 | 0 | 0 | 0 | 0
1001-1130R | 1001 | Tier-2 | 3.4023 | 0.30246 | 3.7047 | 102-373 | 102 | Tier-1 | 1001-1130R | 3.4023 | 7.9097 | 0.96723 | 0.30246
1001-1140R | 1001 | Tier-2 | 1.3333 | 0.032576 | 1.3659 | 102-376 | 102 | Tier-1 | 1001-1140R | 1.3333 | 6.314 | 0.69735 | 0.032576
1001-1230 | 1001 | Tier-1 | 0 | 0 | 0 | 102-377 | 102 | Tier-1 | 1001-1230 | 0 | 0 | 0 | 0
1001-1231F | 1001 | Tier-2 | 0.094697 | 0 | 0.094697 | 102-759F | 102 | Tier-1 | 1001-1231F | 0.094697 | 0.41004 | 0 | 0
1001-1232F | 1001 | Tier-1 | 0.060606 | 0 | 0.060606 | 102-760F | 102 | Tier-1 | 1001-1232F | 0.060606 | 0.15208 | 0 | 0
1001-1814AE | 1001 | Tier-2 | 0.43788 | 0 | 0.43788 | 1021-13 | 1021 | Tier-2 | 1001-1814AE | 0.43788 | 0.16875 | 0.0087121 | 0
1001-1819 | 1001 | Tier-1 | 0 | 0 | 0 | 1021-1748F | 1021 | Tier-3 | 1001-1819 | 0 | 0 | 0 | 0
1001-1820F | 1001 | Tier-2 | 5.9845 | 0.55208 | 6.5366 | 1022-26R | 1022 | Tier-3 | 1001-1820F | 5.9845 | 21.3098 | 3.4519 | 0.55208
1001-1821F | 1001 | Tier-1 | 0 | 0 | 0 | 1022-322R | 1022 | Tier-3 | 1001-1821F | 0 | 0.71345 | 0.067614 | 0
1006-1 | 1006 | Tier-1 | 0 | 0 | 0 | 1026-3F | 1026 | Tier-2 | 1006-1 | 0 | 0 | 0 | 0
1006-2F | 1006 | Tier-2 | 0 | 0 | 0 | 1030-1728R | 1030 | Tier-3 | 1006-2F | 0 | 2.7309 | 0 | 0
1006-3F | 1006 | Tier-2 | 0 | 0 | 0 | 1030-1732 | 1030 | Tier-3 | 1006-3F | 0 | 21.6557 | 0 | 0
1006-829F | 1006 | Tier-2 | 0.47178 | 0 | 0.47178 | 1030-1777 | 1030 | Tier-3 | 1006-829F | 0.47178 | 0.20436 | 0 | 0
1006-830F | 1006 | Tier-2 | 0 | 0 | 0 | 1030-1831 | 1030 | Tier-3 | 1006-830F | 0 | 0.91155 | 0 | 0
1006-831 | 1006 | Tier-2 | 0 | 0 | 0 | 1030-1832F | 1030 | Tier-3 | 1006-831 | 0 | 0 | 0 | 0
1007-10F | 1007 | Tier-1 | 0 | 0 | 0 | 1030-1834F | 1030 | Tier-3 | 1007-10F | 0 | 6.3396 | 0 | 0
1007-7 | 1007 | Tier-1 | 0 | 0 | 0 | 1030-18R | 1030 | Tier-3 | 1007-7 | 0 | 0 | 0 | 0
1007-9F | 1007 | Tier-1 | 0 | 0 | 0 | 1030-42R | 1030 | Tier-3 | 1007-9F | 0 | 7.3142 | 0 | 0
1011-31 | 1011 | Tier-1 | 0 | 0 | 0 | 1030-989R | 1030 | Tier-3 | 1011-31 | 0 | 0.044697 | 0 | 0
1011-32 | 1011 | Tier-1 | 0 | 0 | 0 | 1047-181 | 1047 | Tier-1 | 1011-32 | 0 | 0 | 0 | 0
1012-2 | 1012 | Tier-1 | 0 | 0 | 0 | 1047-34 | 1047 | Tier-1 | 1012-2 | 0 | 0.04697 | 0 | 0
1012-3 | 1012 | Tier-1 | 0 | 0 | 0 | 1047-36F | 1047 | Tier-1 | 1012-3 | 0 | 0 | 0 | 0
1013-10 | 1013 | Tier-1 | 0 | 0 | 0 | 1048-3F | 1048 | Tier-1 | 1013-10 | 0 | 0.063068 | 0 | 0
1013-11 | 1013 | Tier-1 | 0 | 0 | 0 | 1048-4F | 1048 | Tier-1 | 1013-11 | 0 | 0 | 0 | 0
1013-12F | 1013 | Tier-1 | 0 | 0 | 0 | 1049-5F | 1049 | Tier-1 | 1013-12F | 0 | 0.060038 | 0 | 0
102-373 | 102 | Tier-1 | 0 | 0 | 0 | 105-237F | 105 | Tier-1 | 102-373 | 0 | 0 | 0 | 0
102-375 | 102 | Tier-1 | 0 | 0 | 0 | 106-30 | 106 | Tier-1 | 102-375 | 0 | 0.39867 | 0 | 0
102-376 | 102 | Tier-1 | 0 | 0 | 0 | 106-32 | 106 | Tier-1 | 102-376 | 0 | 0.014394 | 0 | 0
102-376F | 102 | Tier-1 | 0 | 0 | 0 | 1060-132 | 1060 | Tier-1 | 102-376F | 0 | 0 | 0 | 0
102-377F | 102 | Tier-1 | 0 | 0 | 0 | 1060-19 | 1060 | Tier-1 | 102-377F | 0 | 0 | 0 | 0
102-377 | 102 | Tier-1 | 0 | 0 | 0 | 107-500F | 107 | Tier-1 | 102-377 | 0 | 0.026515 | 0 | 0
102-756 | 102 | Tier-1 | 0 | 0 | 0 | 107-501 | 107 | Tier-1 | 102-756 | 0 | 0 | 0 | 0
102-757F | 102 | Tier-1 | 0 | 0 | 0 | 107-502F | 107 | Tier-1 | 102-757F | 0 | 0.015152 | 0 | 0
102-759F | 102 | Tier-1 | 0 | 0 | 0 | 107-503F | 107 | Tier-1 | 102-759F | 0 | 0.015152 | 0 | 0
102-760F | 102 | Tier-1 | 0 | 0 | 0 | 1071-228F | 1071 | Tier-1 | 102-760F | 0 | 0.011364 | 0 | 0
1021-13 | 1021 | Tier-2 | 0 | 0 | 0 | 1071-4 | 1071 | Tier-1 | 1021-13 | 0 | 0 | 0 | 0
1021-15F | 1021 | Tier-2 | 0 | 0 | 0 | 1072-4 | 1072 | Tier-1 | 1021-15F | 0 | 0.047727 | 0 | 0
1021-1749 | 1021 | Tier-3 | 0 | 0 | 0 | 1073-2 | 1073 | Tier-1 | 1021-1749 | 0 | 0 | 0 | 0
1021-855 | 1021 | Tier-3 | 2.8114 | 0.10208 | 2.9134 | 1073-874F | 1073 | Tier-2 | 1021-855 | 2.8114 | 0.65398 | 0.13731 | 0.10208
1021-883R | 1021 | Tier-3 | 0.68239 | 0 | 0.68239 | 1076-32F | 1076 | Tier-1 | 1021-883R | 0.68239 | 0.043561 | 0.065341 | 0
1021-14F | 1021 | Tier-2 | 0 | 0 | 0 | 1079-9 | 1079 | Tier-2 | 1021-14F | 0 | 0.053788 | 0 | 0
1021-92 | 1021 | Tier-3 | 0.39394 | 0.074432 | 0.46837 | 1081-666F | 1081 | Tier-1 | 1021-92 | 0.39394 | 0 | 0 | 0.074432
1021-16F | 1021 | Tier-2 | 0 | 0 | 0 | 1085-109F | 1085 | Tier-1 | 1021-16F | 0 | 0.047727 | 0 | 0
1021-1748F | 1021 | Tier-3 | 15.4795 | 2.3549 | 17.8345 | 1085-8F | 1085 | Tier-1 | 1021-1748F | 15.4795 | 5.7352 | 2.6136 | 2.3549
1022-18 | 1022 | Tier-3 | 0 | 0 | 0 | 109-22 | 109 | Tier-1 | 1022-18 | 0 | 0 | 0 | 0
1021-1750F | 1021 | Tier-3 | 0 | 0 | 0 | 109-24F | 109 | Tier-1 | 1021-1750F | 0 | 0.22841 | 0 | 0
1021-1760R | 1021 | Tier-3 | 2.5712 | 0.39167 | 2.9629 | 109-25F | 109 | Tier-1 | 1021-1760R | 2.5712 | 1.6585 | 0.75303 | 0.39167
1021-25R | 1021 | Tier-3 | 6.4205 | 0.5536 | 6.9741 | 1090-68 | 1090 | Tier-3 | 1021-25R | 6.4205 | 0.44981 | 0.32254 | 0.5536
1022-26R | 1022 | Tier-3 | 0.32083 | 0.080871 | 0.4017 | 110-49 | 110 | Tier-1 | 1022-26R | 0.32083 | 0 | 0 | 0.080871
1023-200R | 1023 | Tier-2 | 3.7112 | 0 | 3.7112 | 1100-1172R | 1100 | Tier-2 | 1023-200R | 3.7112 | 0.91723 | 0 | 0
1023-89R | 1023 | Tier-2 | 3.6216 | 0 | 3.6216 | 1100-598 | 1100 | Tier-2 | 1023-89R | 3.6216 | 6.1983 | 0 | 0
1022-17F | 1022 | Tier-3 | 4.0561 | 0.49451 | 4.5506 | 1100-603F | 1100 | Tier-2 | 1022-17F | 4.0561 | 0.1553 | 0.047538 | 0.49451
1025-11 | 1025 | Tier-1 | 0 | 0 | 0 | 1100-7F | 1100 | Tier-2 | 1025-11 | 0 | 0 | 0 | 0
1026-1 | 1026 | Tier-2 | 0 | 0 | 0 | 1103-13AE | 1103 | Tier-2 | 1026-1 | 0 | 0 | 0 | 0
1022-322R | 1022 | Tier-3 | 3.3911 | 0.275 | 3.6661 | 1105-1479 | 1105 | Tier-2 | 1022-322R | 3.3911 | 0.042992 | 0.41288 | 0.275
1026-3F | 1026 | Tier-2 | 0 | 0 | 0 | 1105-8 | 1105 | Tier-2 | 1026-3F | 0 | 0.15455 | 0 | 0
1023-46AE | 1023 | Tier-2 | 17.1742 | 0 | 17.1742 | 1116-5 | 1116 | Tier-1 | 1023-46AE | 17.1742 | 11.9203 | 0 | 0
1023-48R | 1023 | Tier-2 | 14.9381 | 0 | 14.9381 | 1117-11 | 1117 | Tier-1 | 1023-48R | 14.9381 | 1.7112 | 0 | 0
1030-1728R | 1030 | Tier-3 | 2.0987 | 0.57898 | 2.6777 | 1119-514F | 1119 | Tier-1 | 1030-1728R | 2.0987 | 0 | 0 | 0.57898
1030-1733 | 1030 | Tier-3 | 0 | 0 | 0 | 1119-515F | 1119 | Tier-1 | 1030-1733 | 0 | 0 | 0 | 0
1025-12F | 1025 | Tier-1 | 0 | 0 | 0 | 113-194 | 113 | Tier-1 | 1025-12F | 0 | 1.2557 | 0 | 0
1025-13F | 1025 | Tier-1 | 0 | 0 | 0 | 114-48 | 114 | Tier-1 | 1025-13F | 0 | 0.49716 | 0 | 0
1030-1766 | 1030 | Tier-2 | 0 | 0 | 0 | 1140-13F | 1140 | Tier-1 | 1030-1766 | 0 | 0 | 0 | 0
1030-1769F | 1030 | Tier-2 | 0 | 0 | 0 | 1140-6F | 1140 | Tier-1 | 1030-1769F | 0 | 4.6686 | 0.20303 | 0
1030-1774 | 1030 | Tier-2 | 0 | 0 | 0 | 1140-7F | 1140 | Tier-1 | 1030-1774 | 0 | 0 | 0 | 0
1030-1776F | 1030 | Tier-3 | 0 | 0 | 0 | 1140-8F | 1140 | Tier-1 | 1030-1776F | 0 | 0.59015 | 0.012689 | 0
1030-1831 | 1030 | Tier-3 | 0 | 0 | 0 | 115-22 | 115 | Tier-1 | 1030-1831 | 0 | 0 | 0 | 0
1030-1735F | 1030 | Tier-3 | 0 | 0 | 0 | 115-25F | 115 | Tier-1 | 1030-1735F | 0 | 35.7964 | 5.7494 | 0
1030-1897 | 1030 | Tier-3 | 0 | 0 | 0 | 115-28 | 115 | Tier-1 | 1030-1897 | 0 | 0 | 0 | 0
1030-1899F | 1030 | Tier-3 | 0 | 0 | 0 | 115-29F | 115 | Tier-1 | 1030-1899F | 0 | 0.026705 | 0 | 0
1039-12 | 1039 | Tier-1 | 0 | 0 | 0 | 115-30F | 115 | Tier-1 | 1039-12 | 0 | 0 | 0 | 0
1030-1775F | 1030 | Tier-3 | 0 | 0 | 0 | 115-31 | 115 | Tier-1 | 1030-1775F | 0 | 0.88106 | 0.050189 | 0
1047-28 | 1047 | Tier-1 | 0 | 0 | 0 | 116-31F | 116 | Tier-1 | 1047-28 | 0 | 0 | 0 | 0
1030-1777 | 1030 | Tier-3 | 4.6761 | 1.0814 | 5.7576 | 116-32F | 116 | Tier-1 | 1030-1777 | 4.6761 | 0.24034 | 0.2964 | 1.0814
1030-1823F | 1030 | Tier-3 | 0.84583 | 0.070076 | 0.91591 | 1160-10 | 1160 | Tier-1 | 1030-1823F | 0.84583 | 0.11629 | 0 | 0.070076
1047-31F | 1047 | Tier-1 | 0 | 0 | 0 | 1161-35 | 1161 | Tier-1 | 1047-31F | 0 | 1.5227 | 0 | 0
1030-1832F | 1030 | Tier-3 | 0 | 0 | 0 | 1161-54 | 1161 | Tier-1 | 1030-1832F | 0 | 2.0911 | 0.020265 | 0
1030-1834F | 1030 | Tier-3 | 0 | 0 | 0 | 1161-55 | 1161 | Tier-2 | 1030-1834F | 0 | 0.018561 | 0 | 0
1047-34 | 1047 | Tier-1 | 0 | 0 | 0 | 1161-61 | 1161 | Tier-1 | 1047-34 | 0 | 0 | 0 | 0
1048-1 | 1048 | Tier-1 | 0 | 0 | 0 | 1161-9F | 1161 | Tier-1 | 1048-1 | 0 | 0 | 0 | 0
1030-18R | 1030 | Tier-3 | 2.9989 | 0.47879 | 3.4777 | 1162-363 | 1162 | Tier-2 | 1030-18R | 2.9989 | 0 | 0.026515 | 0.47879
1048-2F | 1048 | Tier-1 | 0 | 0 | 0 | 117-14 | 117 | Tier-1 | 1048-2F | 0 | 0.0060606 | 0 | 0
1030-20R | 1030 | Tier-3 | 14.3998 | 1.317 | 15.7169 | 117-14F | 117 | Tier-1 | 1030-20R | 14.3998 | 0.1464 | 0.36231 | 1.317
1030-42R | 1030 | Tier-3 | 14.3574 | 2.3826 | 16.74 | 117-29 | 117 | Tier-1 | 1030-42R | 14.3574 | 1.089 | 0.67917 | 2.3826
1030-989R | 1030 | Tier-3 | 18.3199 | 1.2621 | 19.582 | 117-44 | 117 | Tier-1 | 1030-989R | 18.3199 | 0.54754 | 0.27405 | 1.2621
1048-3F | 1048 | Tier-1 | 0 | 0 | 0 | 1173-71 | 1173 | Tier-1 | 1048-3F | 0 | 0.0081439 | 0 | 0
1039-13 | 1039 | Tier-2 | 13.3375 | 0 | 13.3375 | 1174-13 | 1174 | Tier-1 | 1039-13 | 13.3375 | 13.3591 | 0 | 0
1039-14AE | 1039 | Tier-2 | 0 | 0 | 0 | 118-13 | 118 | Tier-1 | 1039-14AE | 0 | 5.3998 | 0 | 0
104-38 | 104 | Tier-1 | 0 | 0 | 0 | 118-17 | 118 | Tier-1 | 104-38 | 0 | 1.0714 | 0 | 0
104-41 | 104 | Tier-1 | 0 | 0 | 0 | 118-18F | 118 | Tier-1 | 104-41 | 0 | 2.2015 | 0 | 0
1047-179AE | 1047 | Tier-1 | 0 | 0 | 0 | 1180-9 | 1180 | Tier-1 | 1047-179AE | 0 | 5.1659 | 0 | 0
1048-4F | 1048 | Tier-1 | 0 | 0 | 0 | 1181-301 | 1181 | Tier-1 | 1048-4F | 0 | 0.0075758 | 0 | 0
1047-181 | 1047 | Tier-1 | 0 | 0 | 0 | 1181-303F | 1181 | Tier-1 | 1047-181 | 0 | 0.49602 | 0 | 0
1048-5F | 1048 | Tier-1 | 0 | 0 | 0 | 119-41F | 119 | Tier-1 | 1048-5F | 0 | 0.011742 | 0 | 0
1049-1 | 1049 | Tier-1 | 0 | 0 | 0 | 120-367F | 120 | Tier-1 | 1049-1 | 0 | 0 | 0 | 0
1049-5F | 1049 | Tier-1 | 0 | 0 | 0 | 120-846F | 120 | Tier-1 | 1049-5F | 0 | 0.18636 | 0 | 0
1047-35F | 1047 | Tier-1 | 0.87538 | 0 | 0.87538 | 1201-279 | 1201 | Tier-2 | 1047-35F | 0.87538 | 4.9892 | 0 | 0
1047-36F | 1047 | Tier-1 | 3.5644 | 0 | 3.5644 | 1201-282F | 1201 | Tier-2 | 1047-36F | 3.5644 | 0.16269 | 0 | 0
1049-6 | 1049 | Tier-1 | 0 | 0 | 0 | 1202-25 | 1202 | Tier-1 | 1049-6 | 0 | 0 | 0 | 0
105-236 | 105 | Tier-1 | 0 | 0 | 0 | 121-172 | 121 | Tier-1 | 105-236 | 0 | 0 | 0 | 0
105-448F | 105 | Tier-1 | 0 | 0 | 0 | 121-189 | 121 | Tier-1 | 105-448F | 0 | 0.029167 | 0 | 0
105-449 | 105 | Tier-1 | 0 | 0 | 0 | 121-194 | 121 | Tier-1 | 105-449 | 0 | 0 | 0 | 0
106-30 | 106 | Tier-1 | 0 | 0 | 0 | 121-195F | 121 | Tier-1 | 106-30 | 0 | 0.82197 | 0 | 0
106-32 | 106 | Tier-1 | 0 | 0 | 0 | 1215-10R | 1215 | Tier-3 | 106-32 | 0 | 0 | 0 | 0
1049-36 | 1049 | Tier-1 | 0 | 0 | 0 | 1215-12R | 1215 | Tier-3 | 1049-36 | 0 | 0.67784 | 0 | 0
1049-3F | 1049 | Tier-1 | 3.5225 | 0 | 3.5225 | 1215-3 | 1215 | Tier-3 | 1049-3F | 3.5225 | 6.16 | 0 | 0
1049-4F | 1049 | Tier-1 | 1.2631 | 0 | 1.2631 | 1221-2097 | 1221 | Tier-1 | 1049-4F | 1.2631 | 1.6004 | 0 | 0
106-72 | 106 | Tier-1 | 0 | 0 | 0 | 1221-5F | 1221 | Tier-2 | 106-72 | 0 | 0.0085227 | 0 | 0
106-72F | 106 | Tier-1 | 0 | 0 | 0 | 1222-17AE | 1222 | Tier-1 | 106-72F | 0 | 0 | 0 | 0
1049-7F | 1049 | Tier-1 | 1.8814 | 0 | 1.8814 | 1223-4 | 1223 | Tier-1 | 1049-7F | 1.8814 | 0.23466 | 0 | 0
1060-13 | 1060 | Tier-1 | 0 | 0 | 0 | 1224-790F | 1224 | Tier-1 | 1060-13 | 0 | 0.29848 | 0 | 0
1060-132 | 1060 | Tier-1 | 0 | 0 | 0 | 1224-791 | 1224 | Tier-1 | 1060-132 | 0 | 0 | 0 | 0
1060-133F | 1060 | Tier-1 | 0 | 0 | 0 | 1224-792F | 1224 | Tier-1 | 1060-133F | 0 | 0.11742 | 0 | 0
1060-135F | 1060 | Tier-1 | 0 | 0 | 0 | 1225-918F | 1225 | Tier-1 | 1060-135F | 0 | 0.25417 | 0 | 0
1060-14 | 1060 | Tier-1 | 0 | 0 | 0 | 123-427 | 123 | Tier-1 | 1060-14 | 0 | 0 | 0 | 0
105-238F | 105 | Tier-1 | 0 | 0 | 0 | 123-431 | 123 | Tier-1 | 105-238F | 0 | 0.67576 | 0 | 0
105-239F | 105 | Tier-1 | 0.26155 | 0 | 0.26155 | 123-437 | 123 | Tier-1 | 105-239F | 0.26155 | 2.4305 | 0 | 0
1060-15 | 1060 | Tier-1 | 0 | 0 | 0 | 123-448F | 123 | Tier-1 | 1060-15 | 0 | 0.017045 | 0 | 0
1060-15F | 1060 | Tier-1 | 0 | 0 | 0 | 1233-585R | 1233 | Tier-3 | 1060-15F | 0 | 0 | 0 | 0
1060-16 | 1060 | Tier-1 | 0 | 0 | 0 | 1233-589R | 1233 | Tier-3 | 1060-16 | 0 | 0.017045 | 0 | 0
1060-16F | 1060 | Tier-1 | 0 | 0 | 0 | 124-504F | 124 | Tier-1 | 1060-16F | 0 | 0 | 0 | 0
1060-17F | 1060 | Tier-1 | 0 | 0 | 0 | 124-506F | 124 | Tier-1 | 1060-17F | 0 | 0 | 0 | 0
1060-19 | 1060 | Tier-1 | 0 | 0 | 0 | 1242-1025F | 1242 | Tier-2 | 1060-19 | 0 | 0.30322 | 0 | 0
1060-21 | 1060 | Tier-1 | 0 | 0 | 0 | 1242-1026 | 1242 | Tier-2 | 1060-21 | 0 | 0 | 0 | 0
107-500F | 107 | Tier-1 | 0 | 0 | 0 | 1242-125 | 1242 | Tier-2 | 107-500F | 0 | 0.037879 | 0 | 0
107-501 | 107 | Tier-1 | 0 | 0 | 0 | 1242-127AE | 1242 | Tier-2 | 107-501 | 0 | 0 | 0 | 0
107-502F | 107 | Tier-1 | 0 | 0 | 0 | 1242-155 | 1242 | Tier-2 | 107-502F | 0 | 0.175 | 0 | 0
107-503F | 107 | Tier-1 | 0 | 0 | 0 | 1242-156AE | 1242 | Tier-2 | 107-503F | 0 | 0.21383 | 0 | 0
1070-333 | 1070 | Tier-1 | 0 | 0 | 0 | 1242-157 | 1242 | Tier-2 | 1070-333 | 0 | 0 | 0 | 0
1071-225 | 1071 | Tier-1 | 0 | 0 | 0 | 1244-11 | 1244 | Tier-2 | 1071-225 | 0 | 0 | 0 | 0
1060-136F | 1060 | Tier-1 | 0 | 0 | 0 | 1256-35 | 1256 | Tier-2 | 1060-136F | 0 | 0.35739 | 0 | 0
1071-4 | 1071 | Tier-1 | 0 | 0 | 0 | 1256-37 | 1256 | Tier-2 | 1071-4 | 0 | 0 | 0 | 0
1072-3 | 1072 | Tier-1 | 0 | 0 | 0 | 1257-6 | 1257 | Tier-2 | 1072-3 | 0 | 0.25928 | 0 | 0
1073-2 | 1073 | Tier-1 | 0 | 0 | 0 | 1257-8AE | 1257 | Tier-2 | 1073-2 | 0 | 0 | 0 | 0
1073-871 | 1073 | Tier-1 | 0 | 0 | 0 | 1258-7 | 1258 | Tier-2 | 1073-871 | 0 | 0 | 0 | 0
1073-872F | 1073 | Tier-2 | 0.60246 | 0 | 0.60246 | 126-11 | 126 | Tier-1 | 1073-872F | 0.60246 | 0.64754 | 0 | 0
1060-17 | 1060 | Tier-1 | 0 | 0 | 0 | 126-6 | 126 | Tier-1 | 1060-17 | 0 | 0.038447 | 0 | 0
1073-885 | 1073 | Tier-1 | 0 | 0 | 0 | 1260-219 | 1260 | Tier-1 | 1073-885 | 0 | 0 | 0 | 0
1076-30 | 1076 | Tier-1 | 0 | 0 | 0 | 1266-14 | 1266 | Tier-1 | 1076-30 | 0 | 0 | 0 | 0
1060-20 | 1060 | Tier-1 | 0 | 0 | 0 | 1266-302F | 1266 | Tier-1 | 1060-20 | 0 | 3.1057 | 0 | 0
1076-31F | 1076 | Tier-1 | 0 | 0 | 0 | 127-40 | 127 | Tier-1 | 1076-31F | 0 | 0.011364 | 0 | 0
1060-22 | 1060 | Tier-1 | 0 | 0 | 0 | 1283-1 | 1283 | Tier-1 | 1060-22 | 0 | 3.5574 | 0 | 0
1076-32F | 1076 | Tier-1 | 0 | 0 | 0 | 1284-402F | 1284 | Tier-1 | 1076-32F | 0 | 0.007197 | 0 | 0
1076-34 | 1076 | Tier-1 | 0 | 0 | 0 | 1284-403 | 1284 | Tier-1 | 1076-34 | 0 | 0 | 0 | 0
1076-36F | 1076 | Tier-1 | 0 | 0 | 0 | 1284-411 | 1284 | Tier-1 | 1076-36F | 0 | 1.4102 | 0 | 0
1079-23 | 1079 | Tier-1 | 0 | 0 | 0 | 1286-347F | 1286 | Tier-1 | 1079-23 | 0 | 0 | 0 | 0
108-389 | 108 | Tier-1 | 0 | 0 | 0 | 1297-34F | 1297 | Tier-1 | 108-389 | 0 | 0 | 0 | 0
1070-334AE | 1070 | Tier-1 | 0 | 0 | 0 | 1297-35F | 1297 | Tier-1 | 1070-334AE | 0 | 3.4617 | 0 | 0
1070-335AE | 1070 | Tier-1 | 0 | 0 | 0 | 130-12 | 130 | Tier-1 | 1070-335AE | 0 | 3.2492 | 0 | 0
108-390F | 108 | Tier-1 | 0 | 0 | 0 | 130-13F | 130 | Tier-1 | 108-390F | 0 | 0.0047348 | 0 | 0
108-391F | 108 | Tier-1 | 0 | 0 | 0 | 131-180AE | 131 | Tier-1 | 108-391F | 0 | 0.010417 | 0 | 0
1071-226F | 1071 | Tier-1 | 0.36818 | 0 | 0.36818 | 131-227 | 131 | Tier-1 | 1071-226F | 0.36818 | 8.1962 | 0 | 0
1071-228F | 1071 | Tier-1 | 0 | 0 | 0 | 132-157F | 132 | Tier-1 | 1071-228F | 0 | 4.1523 | 0 | 0
1071-3F | 1071 | Tier-1 | 0 | 0 | 0 | 132-158 | 132 | Tier-1 | 1071-3F | 0 | 4.8869 | 0 | 0
1081-665 | 1081 | Tier-1 | 0 | 0 | 0 | 132-158F | 132 | Tier-1 | 1081-665 | 0 | 0 | 0 | 0
1085-412F | 1085 | Tier-1 | 0 | 0 | 0 | 132-288 | 132 | Tier-1 | 1085-412F | 0 | 0.0066288 | 0 | 0
1085-414 | 1085 | Tier-1 | 0 | 0 | 0 | 132-289F | 132 | Tier-1 | 1085-414 | 0 | 0 | 0 | 0
1085-433 | 1085 | Tier-1 | 0 | 0 | 0 | 132-39 | 132 | Tier-1 | 1085-433 | 0 | 0.44167 | 0 | 0
1072-4 | 1072 | Tier-1 | 0 | 0 | 0 | 132-41F | 132 | Tier-1 | 1072-4 | 0 | 0.49659 | 0 | 0
1072-5 | 1072 | Tier-1 | 0 | 0 | 0 | 132-42 | 132 | Tier-1 | 1072-5 | 0 | 0.022159 | 0 | 0
1072-6 | 1072 | Tier-1 | 0.23504 | 0 | 0.23504 | 132-43F | 132 | Tier-1 | 1072-6 | 0.23504 | 12.9176 | 0 | 0
1085-9 | 1085 | Tier-1 | 0 | 0 | 0 | 135-268 | 135 | Tier-1 | 1085-9 | 0 | 0 | 0 | 0
1073-3F | 1073 | Tier-1 | 0 | 0 | 0 | 135-269F | 135 | Tier-1 | 1073-3F | 0 | 1.7669 | 0 | 0
1073-480 | 1073 | Tier-1 | 0.27083 | 0 | 0.27083 | 137-34AE | 137 | Tier-1 | 1073-480 | 0.27083 | 5.4896 | 0 | 0
109-17 | 109 | Tier-1 | 0 | 0 | 0 | 137-767F | 137 | Tier-1 | 109-17 | 0 | 0 | 0 | 0
109-20F | 109 | Tier-1 | 0 | 0 | 0 | 137-768F | 137 | Tier-1 | 109-20F | 0 | 0.15246 | 0 | 0
1073-874F | 1073 | Tier-2 | 1.3129 | 0 | 1.3129 | 138-41 | 138 | Tier-1 | 1073-874F | 1.3129 | 3.9636 | 0 | 0
109-22 | 109 | Tier-1 | 0 | 0 | 0 | 139-402F | 139 | Tier-1 | 109-22 | 0 | 0.20189 | 0 | 0
1073-886F | 1073 | Tier-2 | 0.11231 | 0 | 0.11231 | 140-1155F | 140 | Tier-1 | 1073-886F | 0.11231 | 1.6098 | 0 | 0
1073-887F | 1073 | Tier-2 | 0.049053 | 0 | 0.049053 | 140-1157 | 140 | Tier-1 | 1073-887F | 0.049053 | 1.283 | 0 | 0
1073-888F | 1073 | Tier-2 | 0 | 0 | 0 | 140-481R | 140 | Tier-1 | 1073-888F | 0 | 6.4813 | 0 | 0
109-23 | 109 | Tier-1 | 0 | 0 | 0 | 1406-19F | 1406 | Tier-1 | 109-23 | 0 | 0 | 0 | 0
109-24 | 109 | Tier-1 | 0 | 0 | 0 | 1406-21F | 1406 | Tier-1 | 109-24 | 0 | 0.0068182 | 0 | 0
109-24F | 109 | Tier-1 | 0 | 0 | 0 | 1409-4F | 1409 | Tier-1 | 109-24F | 0 | 0 | 0 | 0
109-25 | 109 | Tier-1 | 0 | 0 | 0 | 1409-660AE | 1409 | Tier-1 | 109-25 | 0 | 0.0087121 | 0 | 0
1076-35F | 1076 | Tier-1 | 0 | 0 | 0 | 1409-7AE | 1409 | Tier-1 | 1076-35F | 0 | 1.4161 | 0 | 0
109-25F | 109 | Tier-1 | 0 | 0 | 0 | 141-194F | 141 | Tier-1 | 109-25F | 0 | 0 | 0 | 0
1076-37F | 1076 | Tier-1 | 5.8316 | 0 | 5.8316 | 1419-13F | 1419 | Tier-1 | 1076-37F | 5.8316 | 2.186 | 0 | 0
1077-8R | 1077 | Tier-1 | 2.1443 | 0 | 2.1443 | 1420-7F | 1420 | Tier-1 | 1077-8R | 2.1443 | 3.3468 | 0 | 0
1079-21F | 1079 | Tier-1 | 0 | 0 | 0 | 1420-8F | 1420 | Tier-1 | 1079-21F | 0 | 0.059659 | 0 | 0
109-26 | 109 | Tier-1 | 0 | 0 | 0 | 143-147F | 143 | Tier-1 | 109-26 | 0 | 0.029924 | 0 | 0
1079-9 | 1079 | Tier-2 | 6.0597 | 0 | 6.0597 | 1434-10AE | 1434 | Tier-1 | 1079-9 | 6.0597 | 11.7205 | 0 | 0
109-26F | 109 | Tier-1 | 0 | 0 | 0 | 1436-38 | 1436 | Tier-1 | 109-26F | 0 | 0 | 0 | 0
1090-50 | 1090 | Tier-2 | 0 | 0 | 0 | 1436-39F | 1436 | Tier-1 | 1090-50 | 0 | 0 | 0 | 0
1090-68 | 1090 | Tier-3 | 0 | 0 | 0 | 144-29 | 144 | Tier-1 | 1090-68 | 0 | 1.6839 | 0 | 0
1081-11 | 1081 | Tier-1 | 4.3795 | 3.3405 | 7.7201 | 144-444 | 144 | Tier-1 | 1081-11 | 4.3795 | 7.5339 | 5.9331 | 3.3405
1081-38AE | 1081 | Tier-1 | 1.0741 | 0.10114 | 1.1752 | 1442-3AE | 1442 | Tier-1 | 1081-38AE | 1.0741 | 6.2311 | 1.2333 | 0.10114
1090-69F | 1090 | Tier-2 | 0 | 0 | 0 | 1444-1 | 1444 | Tier-1 | 1090-69F | 0 | 0.080303 | 0 | 0
1081-666F | 1081 | Tier-1 | 3.4962 | 2.3807 | 5.8769 | 1444-310F | 1444 | Tier-1 | 1081-666F | 3.4962 | 1.85 | 0.69886 | 2.3807
1081-668F | 1081 | Tier-1 | 0.51098 | 0.38902 | 0.9 | 1444-313 | 1444 | Tier-1 | 1081-668F | 0.51098 | 3.3064 | 1.8225 | 0.38902
1085-109F | 1085 | Tier-1 | 0 | 0 | 0 | 1445-309 | 1445 | Tier-1 | 1085-109F | 0 | 7.64 | 0.57803 | 0
1090-72 | 1090 | Tier-3 | 0 | 0 | 0 | 1446-13F | 1446 | Tier-1 | 1090-72 | 0 | 0 | 0 | 0
1094-26 | 1094 | Tier-2 | 0 | 0 | 0 | 1448-319R | 1448 | Tier-1 | 1094-26 | 0 | 0 | 0 | 0
1094-5 | 1094 | Tier-1 | 0 | 0 | 0 | 1448-339F | 1448 | Tier-1 | 1094-5 | 0 | 0 | 0 | 0
1085-8F | 1085 | Tier-1 | 0 | 0 | 0 | 145-631F | 145 | Tier-1 | 1085-8F | 0 | 2.5663 | 0.10606 | 0
1094-8AE | 1094 | Tier-1 | 0.24489 | 0.0625 | 0.30739 | 1450-17 | 1450 | Tier-2 | 1094-8AE | 0.24489 | 0.11894 | 0.011364 | 0.0625
1100-10 | 1100 | Tier-2 | 0 | 0 | 0 | 1450-21 | 1450 | Tier-2 | 1100-10 | 0 | 0 | 0 | 0
1100-1167 | 1100 | Tier-2 | 0 | 0 | 0 | 1450-303 | 1450 | Tier-1 | 1100-1167 | 0 | 0 | 0 | 0
109-19F | 109 | Tier-1 | 0 | 0 | 0 | 1450-304F | 1450 | Tier-2 | 109-19F | 0 | 0.26439 | 0 | 0
1101-590 | 1101 | Tier-2 | 0 | 0 | 0 | 1458-1055 | 1458 | Tier-2 | 1101-590 | 0 | 0 | 0 | 0
1102-320 | 1102 | Tier-2 | 0 | 0 | 0 | 1458-1060 | 1458 | Tier-2 | 1102-320 | 0 | 0 | 0 | 0
1103-15 | 1103 | Tier-2 | 0 | 0 | 0 | 1458-1131R | 1458 | Tier-3 | 1103-15 | 0 | 0 | 0 | 0
1105-1481 | 1105 | Tier-2 | 0 | 0 | 0 | 1458-518 | 1458 | Tier-2 | 1105-1481 | 0 | 0 | 0 | 0
1105-9AE | 1105 | Tier-2 | 0 | 0 | 0 | 1458-565R | 1458 | Tier-3 | 1105-9AE | 0 | 0.28788 | 0 | 0
111-420 | 111 | Tier-1 | 0 | 0 | 0 | 1480-25 | 1480 | Tier-1 | 111-420 | 0 | 0 | 0 | 0
111-421F | 111 | Tier-1 | 0 | 0 | 0 | 1481-11 | 1481 | Tier-1 | 111-421F | 0 | 0.010417 | 0 | 0
111-422F | 111 | Tier-1 | 0 | 0 | 0 | 1481-3 | 1481 | Tier-1 | 111-422F | 0 | 0.0075758 | 0 | 0
1116-5 | 1116 | Tier-1 | 0 | 0 | 0 | 1481-4 | 1481 | Tier-1 | 1116-5 | 0 | 0 | 0 | 0
1090-1734 | 1090 | Tier-3 | 2.0241 | 0 | 2.0241 | 1482-17 | 1482 | Tier-1 | 1090-1734 | 2.0241 | 5.9697 | 0 | 0
1117-11 | 1117 | Tier-1 | 0 | 0 | 0 | 1483-14F | 1483 | Tier-1 | 1117-11 | 0 | 0.48333 | 0 | 0
1090-636R | 1090 | Tier-3 | 8.0809 | 0 | 8.0809 | 1483-15 | 1483 | Tier-1 | 1090-636R | 8.0809 | 0.30795 | 0 | 0
1090-639R | 1090 | Tier-3 | 4.261 | 0 | 4.261 | 1483-16 | 1483 | Tier-1 | 1090-639R | 4.261 | 0.064394 | 0 | 0
1117-1118 | 1117 | Tier-1 | 0 | 0 | 0 | 1483-16F | 1483 | Tier-1 | 1117-1118 | 0 | 0 | 0 | 0
1118-2 | 1118 | Tier-2 | 0 | 0 | 0 | 1483-24AE | 1483 | Tier-1 | 1118-2 | 0 | 0 | 0 | 0
1090-70F | 1090 | Tier-2 | 0.42936 | 0 | 0.42936 | 1483-305F | 1483 | Tier-1 | 1090-70F | 0.42936 | 4.0491 | 0 | 0
1119-512 | 1119 | Tier-1 | 0 | 0 | 0 | 1483-306F | 1483 | Tier-1 | 1119-512 | 0 | 0 | 0 | 0
1090-73F | 1090 | Tier-3 | 8.9759 | 0 | 8.9759 | 1483-38 | 1483 | Tier-1 | 1090-73F | 8.9759 | 5.6197 | 0 | 0
1090-74F | 1090 | Tier-3 | 8.54 | 0 | 8.54 | 1483-39 | 1483 | Tier-1 | 1090-74F | 8.54 | 1.8667 | 0 | 0
1094-24F | 1094 | Tier-2 | 0 | 0 | 0 | 1483-41 | 1483 | Tier-1 | 1094-24F | 0 | 2.4608 | 1.1309 | 0
1094-25F | 1094 | Tier-2 | 0 | 0 | 0 | 1483-43 | 1483 | Tier-1 | 1094-25F | 0 | 3.5032 | 1.6663 | 0
1119-7 | 1119 | Tier-1 | 0 | 0 | 0 | 149-129R | 149 | Tier-1 | 1119-7 | 0 | 0 | 0 | 0
1094-35F | 1094 | Tier-2 | 4.5509 | 0.58561 | 5.1366 | 150-1032F | 150 | Tier-1 | 1094-35F | 4.5509 | 8.3102 | 1.8284 | 0.58561
113-192 | 113 | Tier-1 | 0 | 0 | 0 | 153-581F | 153 | Tier-1 | 113-192 | 0 | 0 | 0 | 0
1094-7 | 1094 | Tier-2 | 1.3294 | 0.37367 | 1.703 | 153-583F | 153 | Tier-1 | 1094-7 | 1.3294 | 13.9487 | 6.6813 | 0.37367
113-194 | 113 | Tier-1 | 0 | 0 | 0 | 154-13 | 154 | Tier-1 | 113-194 | 0 | 0.0079545 | 0 | 0
113-194F | 113 | Tier-1 | 0 | 0 | 0 | 154-898 | 154 | Tier-1 | 113-194F | 0 | 0 | 0 | 0
113-598 | 113 | Tier-1 | 0 | 0 | 0 | 155-40 | 155 | Tier-1 | 113-598 | 0 | 0 | 0 | 0
113-599F | 113 | Tier-1 | 0 | 0 | 0 | 156-529AE | 156 | Tier-1 | 113-599F | 0 | 0.18561 | 0 | 0
113-600F | 113 | Tier-1 | 0 | 0 | 0 | 157-204R | 157 | Tier-3 | 113-600F | 0 | 0.0087121 | 0 | 0
113-601F | 113 | Tier-1 | 0 | 0 | 0 | 157-232R | 157 | Tier-3 | 113-601F | 0 | 0.010795 | 0 | 0
113-602F | 113 | Tier-1 | 0 | 0 | 0 | 157-81R | 157 | Tier-3 | 113-602F | 0 | 0.0375 | 0 | 0
1139-3F | 1139 | Tier-1 | 0 | 0 | 0 | 159-1010F | 159 | Tier-1 | 1139-3F | 0 | 0 | 0 | 0
114-16 | 114 | Tier-1 | 0 | 0 | 0 | 161-974F | 161 | Tier-1 | 114-16 | 0 | 0 | 0 | 0
1100-1168F | 1100 | Tier-2 | 0.18447 | 0 | 0.18447 | 162-15 | 162 | Tier-1 | 1100-1168F | 0.18447 | 0.014394 | 0 | 0
1100-1170F | 1100 | Tier-2 | 0 | 0 | 0 | 162-44R | 162 | Tier-1 | 1100-1170F | 0 | 3.3396 | 0.24659 | 0
1100-1172R | 1100 | Tier-2 | 2.2191 | 0.016288 | 2.2354 | 163-33R | 163 | Tier-1 | 1100-1172R | 2.2191 | 0.31686 | 0 | 0.016288
1100-598 | 1100 | Tier-2 | 0 | 0 | 0 | 165-457AE | 165 | Tier-1 | 1100-598 | 0 | 1.4744 | 1.2125 | 0
1100-599AE | 1100 | Tier-2 | 0 | 0 | 0 | 167-32F | 167 | Tier-1 | 1100-599AE | 0 | 4.8973 | 2.0036 | 0
1100-603F | 1100 | Tier-2 | 0 | 0 | 0 | 167-33 | 167 | Tier-1 | 1100-603F | 0 | 2.3369 | 0.49792 | 0
1100-7F | 1100 | Tier-2 | 0 | 0 | 0 | 168-701 | 168 | Tier-1 | 1100-7F | 0 | 3.1642 | 0.9447 | 0
1100-8F | 1100 | Tier-2 | 0 | 0 | 0 | 169-29AE | 169 | Tier-1 | 1100-8F | 0 | 0.72197 | 0.24583 | 0
114-47 | 114 | Tier-1 | 0 | 0 | 0 | 170-46 | 170 | Tier-1 | 114-47 | 0 | 0 | 0 | 0
1101-593F | 1101 | Tier-2 | 0 | 0 | 0 | 170-464F | 170 | Tier-1 | 1101-593F | 0 | 8.8045 | 1.8754 | 0
1102-319AE | 1102 | Tier-2 | 0 | 0 | 0 | 171-666F | 171 | Tier-1 | 1102-319AE | 0 | 16.1403 | 0 | 0
1140-10 | 1140 | Tier-1 | 0 | 0 | 0 | 172-569R | 172 | Tier-1 | 1140-10 | 0 | 0 | 0 | 0
1103-13AE | 1103 | Tier-2 | 0.27027 | 0 | 0.27027 | 172-615R | 172 | Tier-1 | 1103-13AE | 0.27027 | 11.7955 | 0 | 0
1103-14AE | 1103 | Tier-2 | 0 | 0 | 0 | 173-301F | 173 | Tier-1 | 1103-14AE | 0 | 21.7663 | 0 | 0
1140-11F | 1140 | Tier-1 | 0 | 0 | 0 | 175-64R | 175 | Tier-3 | 1140-11F | 0 | 0.7286 | 0 | 0
1105-1479 | 1105 | Tier-2 | 3.4199 | 0.014015 | 3.4339 | 175-94R | 175 | Tier-2 | 1105-1479 | 3.4199 | 0.050379 | 0 | 0.014015
1105-1480F | 1105 | Tier-2 | 0 | 0 | 0 | 176-164R | 176 | Tier-3 | 1105-1480F | 0 | 23.3366 | 1.3487 | 0
1140-5 | 1140 | Tier-1 | 0 | 0 | 0 | 176-1836R | 176 | Tier-2 | 1140-5 | 0 | 0 | 0 | 0
1105-1482F | 1105 | Tier-2 | 0 | 0 | 0 | 178-968AE | 178 | Tier-2 | 1105-1482F | 0 | 0.30246 | 0 | 0
1105-1483 | 1105 | Tier-2 | 0.32386 | 0 | 0.32386 | 178-982 | 178 | Tier-2 | 1105-1483 | 0.32386 | 1.1494 | 0.077652 | 0
1105-8 | 1105 | Tier-2 | 0 | 0 | 0 | 179-9 | 179 | Tier-1 | 1105-8 | 0 | 0.26193 | 0.039394 | 0
1140-6F | 1140 | Tier-1 | 0 | 0 | 0 | 181-54F | 181 | Tier-1 | 1140-6F | 0 | 0.16477 | 0 | 0
1140-8F | 1140 | Tier-1 | 0.45455 | 0 | 0.45455 | 182-2242F | 182 | Tier-2 | 1140-8F | 0.45455 | 0.89337 | 0 | 0
115-22 | 115 | Tier-1 | 0 | 0 | 0 | 182-2250 | 182 | Tier-2 | 115-22 | 0 | 0 | 0 | 0
115-24 | 115 | Tier-1 | 0 | 0 | 0 | 182-2254R | 182 | Tier-2 | 115-24 | 0 | 0.011364 | 0 | 0
115-24F | 115 | Tier-1 | 0 | 0 | 0 | 183-571F | 183 | Tier-2 | 115-24F | 0 | 0 | 0 | 0
1116-6F | 1116 | Tier-1 | 0 | 0 | 0 | 186-940R | 186 | Tier-1 | 1116-6F | 0 | 0.33447 | 0 | 0
1117-10 | 1117 | Tier-1 | 0 | 0 | 0 | 187-38 | 187 | Tier-1 | 1117-10 | 0 | 2.6809 | 0 | 0
115-25 | 115 | Tier-1 | 0 | 0 | 0 | 189-783F | 189 | Tier-1 | 115-25 | 0 | 0.0075758 | 0 | 0
115-25F | 115 | Tier-1 | 0 | 0 | 0 | 189-784 | 189 | Tier-1 | 115-25F | 0 | 0 | 0 | 0
1117-1119F | 1117 | Tier-1 | 0 | 0 | 0 | 190-1125F | 190 | Tier-1 | 1117-1119F | 0 | 5.0542 | 0 | 0
1117-1121F | 1117 | Tier-1 | 0.1697 | 0 | 0.1697 | 191-1050R | 191 | Tier-1 | 1117-1121F | 0.1697 | 16.4167 | 0 | 0
1118-1718F | 1118 | Tier-2 | 0.73826 | 0.032955 | 0.77121 | 192-1617 | 192 | Tier-1 | 1118-1718F | 0.73826 | 0.027652 | 0 | 0.032955
1118-1F | 1118 | Tier-2 | 0 | 0 | 0 | 192-657AE | 192 | Tier-1 | 1118-1F | 0 | 28.6773 | 10.1045 | 0
115-26 | 115 | Tier-1 | 0 | 0 | 0 | 192-757 | 192 | Tier-1 | 115-26 | 0 | 0.011364 | 0 | 0
115-26F | 115 | Tier-1 | 0 | 0 | 0 | 197-1151F | 197 | Tier-2 | 115-26F | 0 | 0 | 0 | 0
1119-514F | 1119 | Tier-1 | 0 | 0 | 0 | 197-1153 | 197 | Tier-1 | 1119-514F | 0 | 1.8693 | 0 | 0
1119-515F | 1119 | Tier-1 | 0 | 0 | 0 | 197-1155F | 197 | Tier-2 | 1119-515F | 0 | 4.3473 | 0 | 0
1119-6F | 1119 | Tier-1 | 0.61648 | 0 | 0.61648 | 197-1156F | 197 | Tier-2 | 1119-6F | 0.61648 | 11.8324 | 0 | 0
115-27 | 115 | Tier-1 | 0 | 0 | 0 | 197-1157F | 197 | Tier-2 | 115-27 | 0 | 0.63542 | 0 | 0
1119-9F | 1119 | Tier-1 | 1.1527 | 0 | 1.1527 | 197-50F | 197 | Tier-1 | 1119-9F | 1.1527 | 11.7496 | 0 | 0
115-28 | 115 | Tier-1 | 0 | 0 | 0 | 204-32R | 204 | Tier-2 | 115-28 | 0 | 0 | 0 | 0
115-29F | 115 | Tier-1 | 0 | 0 | 0 | 205-1675R | 205 | Tier-1 | 115-29F | 0 | 0 | 0 | 0
115-30 | 115 | Tier-1 | 0 | 0 | 0 | 206-960 | 206 | Tier-1 | 115-30 | 0 | 0.0079545 | 0 | 0
115-30F | 115 | Tier-1 | 0 | 0 | 0 | 206-963F | 206 | Tier-1 | 115-30F | 0 | 0 | 0 | 0
115-31 | 115 | Tier-1 | 0 | 0 | 0 | 209-1770F | 209 | Tier-1 | 115-31 | 0 | 0.0079545 | 0 | 0
115-31F | 115 | Tier-1 | 0 | 0 | 0 | 210-394R | 210 | Tier-2 | 115-31F | 0 | 0 | 0 | 0
1152-31F | 1152 | Tier-1 | 0 | 0 | 0 | 211-771R | 211 | Tier-3 | 1152-31F | 0 | 2.0167 | 0 | 0
1152-32 | 1152 | Tier-1 | 0 | 0 | 0 | 212-1204R | 212 | Tier-2 | 1152-32 | 0 | 0 | 0 | 0
1152-33F | 1152 | Tier-1 | 0 | 0 | 0 | 212-638R | 212 | Tier-2 | 1152-33F | 0 | 0.22841 | 0 | 0
1138-6R | 1138 | Tier-2 | 13.7655 | 0 | 13.7655 | 212-725R | 212 | Tier-3 | 1138-6R | 13.7655 | 1.3176 | 0 | 0
1152-34F | 1152 | Tier-1 | 0 | 0 | 0 | 212-734R | 212 | Tier-2 | 1152-34F | 0 | 0.084848 | 0 | 0
1139-4F | 1139 | Tier-2 | 1.9451 | 0 | 1.9451 | 213-257 | 213 | Tier-1 | 1139-4F | 1.9451 | 6.6485 | 0 | 0
1139-5 | 1139 | Tier-1 | 0.39034 | 0 | 0.39034 | 214-4R | 214 | Tier-3 | 1139-5 | 0.39034 | 3.2439 | 0 | 0
116-30 | 116 | Tier-1 | 0 | 0 | 0 | 214-536R | 214 | Tier-3 | 116-30 | 0 | 0 | 0 | 0
114-18AE | 114 | Tier-1 | 2.3163 | 1.6917 | 4.008 | 214-613R | 214 | Tier-3 | 114-18AE | 2.3163 | 7.8684 | 5.8261 | 1.6917
1160-10 | 1160 | Tier-1 | 0 | 0 | 0 | 214-647R | 214 | Tier-3 | 1160-10 | 0 | 0 | 0 | 0
114-48 | 114 | Tier-1 | 3.4237 | 2.6424 | 6.0661 | 215-1531R | 215 | Tier-2 | 114-48 | 3.4237 | 5.1928 | 2.5619 | 2.6424
1160-2 | 1160 | Tier-1 | 0 | 0 | 0 | 215-38R | 215 | Tier-3 | 1160-2 | 0 | 0 | 0 | 0
1161-33 | 1161 | Tier-1 | 0 | 0 | 0 | 216-1856 | 216 | Tier-3 | 1161-33 | 0 | 0 | 0 | 0
1140-13F | 1140 | Tier-1 | 0 | 0 | 0 | 216-1857F | 216 | Tier-3 | 1140-13F | 0 | 1.7169 | 0 | 0
1161-34 | 1161 | Tier-1 | 0 | 0 | 0 | 216-1914 | 216 | Tier-3 | 1161-34 | 0 | 1.3176 | 0 | 0
1161-35 | 1161 | Tier-1 | 0 | 0 | 0 | 216-1915F | 216 | Tier-3 | 1161-35 | 0 | 0.54337 | 0 | 0
1140-7F | 1140 | Tier-1 | 0 | 0 | 0 | 216-1916F | 216 | Tier-3 | 1140-7F | 0 | 0.29508 | 0 | 0
1161-53AE | 1161 | Tier-1 | 0 | 0 | 0 | 216-1917F | 216 | Tier-3 | 1161-53AE | 0 | 1.129 | 0 | 0
1161-55 | 1161 | Tier-2 | 0 | 0 | 0 | 217-48AE | 217 | Tier-2 | 1161-55 | 0 | 0.40739 | 0 | 0
115-23 | 115 | Tier-1 | 0 | 0 | 0 | 220-288R | 220 | Tier-3 | 115-23 | 0 | 0.91004 | 0 | 0
1161-61 | 1161 | Tier-1 | 0 | 0 | 0 | 220-294R | 220 | Tier-3 | 1161-61 | 0 | 0.4017 | 0 | 0
1161-62 | 1161 | Tier-2 | 0 | 0 | 0 | 221-1229 | 221 | Tier-3 | 1161-62 | 0 | 1.6008 | 0 | 0
1161-8 | 1161 | Tier-1 | 0 | 0 | 0 | 221-1236F | 221 | Tier-3 | 1161-8 | 0 | 0 | 0 | 0
1162-386 | 1162 | Tier-2 | 0 | 0 | 0 | 221-1249R | 221 | Tier-1 | 1162-386 | 0 | 0 | 0 | 0
1162-387F | 1162 | Tier-2 | 0 | 0 | 0 | 221-344R | 221 | Tier-3 | 1162-387F | 0 | 2.2023 | 0 | 0
1166-15R | 1166 | Tier-3 | 4.3913 | 0.68352 | 5.0748 | 221-37AE | 221 | Tier-3 | 1166-15R | 4.3913 | 1.0042 | 0.21477 | 0.68352
117-11 | 117 | Tier-1 | 0 | 0 | 0 | 221-38AE | 221 | Tier-3 | 117-11 | 0 | 0 | 0 | 0
117-13 | 117 | Tier-1 | 0 | 0 | 0 | 221-788 | 221 | Tier-3 | 117-13 | 0 | 0.025568 | 0 | 0
115-29 | 115 | Tier-1 | 0 | 0 | 0 | 222-1503R | 222 | Tier-3 | 115-29 | 0 | 0.039394 | 0 | 0
117-13F | 117 | Tier-1 | 0 | 0 | 0 | 222-1988R | 222 | Tier-3 | 117-13F | 0 | 0 | 0 | 0
117-14 | 117 | Tier-1 | 0 | 0 | 0 | 222-1992R | 222 | Tier-3 | 117-14 | 0 | 0.0094697 | 0 | 0
117-14F | 117 | Tier-1 | 0 | 0 | 0 | 222-2084 | 222 | Tier-3 | 117-14F | 0 | 0 | 0 | 0
117-15 | 117 | Tier-1 | 0 | 0 | 0 | 222-2086 | 222 | Tier-3 | 117-15 | 0 | 0.0094697 | 0 | 0
117-15F | 117 | Tier-1 | 0 | 0 | 0 | 222-2108 | 222 | Tier-3 | 117-15F | 0 | 0 | 0 | 0
117-28 | 117 | Tier-1 | 0 | 0 | 0 | 223-547 | 223 | Tier-1 | 117-28 | 0 | 0.21686 | 0 | 0
117-29 | 117 | Tier-1 | 0 | 0 | 0 | 224-251F | 224 | Tier-1 | 117-29 | 0 | 0 | 0 | 0
117-31 | 117 | Tier-1 | 0 | 0 | 0 | 224-253 | 224 | Tier-1 | 117-31 | 0 | 0.0028409 | 0 | 0
117-31F | 117 | Tier-1 | 0 | 0 | 0 | 224-537F | 224 | Tier-1 | 117-31F | 0 | 0 | 0 | 0
116-12R | 116 | Tier-1 | 1.6347 | 0 | 1.6347 | 228-178F | 228 | Tier-2 | 116-12R | 1.6347 | 0.090909 | 0 | 0
117-32F | 117 | Tier-1 | 0 | 0 | 0 | 228-179 | 228 | Tier-1 | 117-32F | 0 | 0 | 0 | 0
116-31F | 116 | Tier-1 | 1.0309 | 0 | 1.0309 | 229-503AE | 229 | Tier-1 | 116-31F | 1.0309 | 6.9087 | 0 | 0
116-32F | 116 | Tier-1 | 0 | 0 | 0 | 23-213F | 23 | Tier-1 | 116-32F | 0 | 4.8295 | 0 | 0
1160-1 | 1160 | Tier-1 | 0 | 0 | 0 | 230-2067 | 230 | Tier-2 | 1160-1 | 0 | 6.1335 | 0 | 0
117-33 | 117 | Tier-1 | 0 | 0 | 0 | 230-371AE | 230 | Tier-2 | 117-33 | 0 | 0.0028409 | 0 | 0
117-33F | 117 | Tier-1 | 0 | 0 | 0 | 231-1136R | 231 | Tier-2 | 117-33F | 0 | 0 | 0 | 0
1160-3AE | 1160 | Tier-1 | 0 | 0 | 0 | 233-123R | 233 | Tier-2 | 1160-3AE | 0 | 0.5625 | 0 | 0
1160-8AE | 1160 | Tier-1 | 0 | 0 | 0 | 233-81F | 233 | Tier-2 | 1160-8AE | 0 | 1.2502 | 0 | 0
1160-9AE | 1160 | Tier-1 | 0 | 0 | 0 | 235-897R | 235 | Tier-2 | 1160-9AE | 0 | 0.85511 | 0 | 0
117-34 | 117 | Tier-1 | 0 | 0 | 0 | 236-1535R | 236 | Tier-3 | 117-34 | 0 | 0 | 0 | 0
117-35 | 117 | Tier-1 | 0 | 0 | 0 | 236-1567R | 236 | Tier-3 | 117-35 | 0 | 0.34527 | 0 | 0
117-37 | 117 | Tier-1 | 0 | 0 | 0 | 236-1573R | 236 | Tier-3 | 117-37 | 0 | 0.028409 | 0 | 0
117-44 | 117 | Tier-1 | 0 | 0 | 0 | 237-1761R | 237 | Tier-3 | 117-44 | 0 | 0 | 0 | 0
1161-54 | 1161 | Tier-1 | 0 | 0 | 0 | 237-25 | 237 | Tier-2 | 1161-54 | 0 | 0.0070076 | 0 | 0
117-45F | 117 | Tier-1 | 0 | 0 | 0 | 237-28F | 237 | Tier-2 | 117-45F | 0 | 0.2303 | 0 | 0
117-46F | 117 | Tier-1 | 0 | 0 | 0 | 237-2R | 237 | Tier-3 | 117-46F | 0 | 0.051326 | 0 | 0
1173-70 | 1173 | Tier-1 | 0.18523 | 0 | 0.18523 | 239-2211R | 239 | Tier-3 | 1173-70 | 0.18523 | 2.3426 | 0 | 0
1173-71 | 1173 | Tier-1 | 0 | 0 | 0 | 239-2215R | 239 | Tier-3 | 1173-71 | 0 | 0 | 0 | 0
1174-13 | 1174 | Tier-1 | 0 | 0 | 0 | 239-89R | 239 | Tier-3 | 1174-13 | 0 | 0 | 0 | 0
1161-9F | 1161 | Tier-1 | 0 | 0 | 0 | 240-1028R | 240 | Tier-2 | 1161-9F | 0 | 4.715 | 0 | 0
1162-324R | 1162 | Tier-2 | 2.7439 | 0 | 2.7439 | 240-1044 | 240 | Tier-3 | 1162-324R | 2.7439 | 2.4312 | 0 | 0
1162-329R | 1162 | Tier-2 | 3.3758 | 0 | 3.3758 | 240-2032R | 240 | Tier-3 | 1162-329R | 3.3758 | 0.14091 | 0 | 0
1162-363 | 1162 | Tier-2 | 1.6146 | 0 | 1.6146 | 241-570 | 241 | Tier-1 | 1162-363 | 1.6146 | 0.40265 | 0 | 0
1162-385F | 1162 | Tier-2 | 0 | 0 | 0 | 241-746 | 241 | Tier-1 | 1162-385F | 0 | 0.92064 | 0 | 0
118-11 | 118 | Tier-1 | 0 | 0 | 0 | 242-1410 | 242 | Tier-1 | 118-11 | 0 | 0 | 0 | 0
118-12F | 118 | Tier-1 | 0 | 0 | 0 | 242-1420F | 242 | Tier-1 | 118-12F | 0 | 0.48201 | 0 | 0
118-13 | 118 | Tier-1 | 0 | 0 | 0 | 242-1426F | 242 | Tier-2 | 118-13 | 0 | 0.00625 | 0 | 0
1166-18R | 1166 | Tier-3 | 7.5038 | 0.087879 | 7.5917 | 242-1427F | 242 | Tier-2 | 1166-18R | 7.5038 | 0.069318 | 0 | 0.087879
1166-342R | 1166 | Tier-3 | 10.7625 | 0.81761 | 11.5801 | 242-775 | 242 | Tier-1 | 1166-342R | 10.7625 | 0.4339 | 0.31496 | 0.81761
118-14F | 118 | Tier-1 | 0 | 0 | 0 | 242-776F | 242 | Tier-1 | 118-14F | 0 | 0.014773 | 0 | 0
118-16F | 118 | Tier-1 | 0 | 0 | 0 | 247-46 | 247 | Tier-3 | 118-16F | 0 | 0.010417 | 0 | 0
118-17 | 118 | Tier-1 | 0 | 0 | 0 | 247-47 | 247 | Tier-2 | 118-17 | 0 | 0 | 0 | 0
1180-1107 | 1180 | Tier-1 | 0 | 0 | 0 | 248-30AE | 248 | Tier-2 | 1180-1107 | 0 | 0 | 0 | 0
1181-301 | 1181 | Tier-1 | 0 | 0 | 0 | 252-271F | 252 | Tier-1 | 1181-301 | 0 | 0 | 0 | 0
1181-303F | 1181 | Tier-1 | 0 | 0 | 0 | 252-276F | 252 | Tier-1 | 1181-303F | 0 | 0.011553 | 0 | 0
119-30 | 119 | Tier-1 | 0 | 0 | 0 | 254-273F | 254 | Tier-1 | 119-30 | 0 | 0 | 0 | 0
119-36 | 119 | Tier-1 | 0 | 0 | 0 | 255-43AE | 255 | Tier-1 | 119-36 | 0 | 0.28864 | 0 | 0
119-37 | 119 | Tier-1 | 0 | 0 | 0 | 255-44 | 255 | Tier-1 | 119-37 | 0 | 0.14697 | 0 | 0
119-38 | 119 | Tier-1 | 0 | 0 | 0 | 256-46AE | 256 | Tier-1 | 119-38 | 0 | 0 | 0 | 0
119-40 | 119 | Tier-1 | 0 | 0 | 0 | 257-31AE | 257 | Tier-1 | 119-40 | 0 | 0.020644 | 0 | 0
117-32 | 117 | Tier-1 | 0 | 0 | 0 | 264-12 | 264 | Tier-1 | 117-32 | 0 | 1.09 | 0 | 0
119-40F | 119 | Tier-1 | 0 | 0 | 0 | 264-9 | 264 | Tier-1 | 119-40F | 0 | 0 | 0 | 0
119-41F | 119 | Tier-1 | 0 | 0 | 0 | 265-151 | 265 | Tier-1 | 119-41F | 0 | 0 | 0 | 0
120-270 | 120 | Tier-1 | 0 | 0 | 0 | 266-487 | 266 | Tier-1 | 120-270 | 0 | 0 | 0 | 0
120-844 | 120 | Tier-1 | 0 | 0 | 0 | 267-1216F | 267 | Tier-1 | 120-844 | 0 | 0 | 0 | 0
120-846F | 120 | Tier-1 | 0 | 0 | 0 | 267-1221 | 267 | Tier-1 | 120-846F | 0 | 0.21799 | 0 | 0
1201-279 | 1201 | Tier-2 | 0 | 0 | 0 | 268-12 | 268 | Tier-1 | 1201-279 | 0 | 0 | 0 | 0
1202-22 | 1202 | Tier-1 | 0 | 0 | 0 | 268-14F | 268 | Tier-1 | 1202-22 | 0 | 0 | 0 | 0
1202-23 | 1202 | Tier-2 | 0 | 0 | 0 | 269-18F | 269 | Tier-1 | 1202-23 | 0 | 0.4892 | 0 | 0
1202-8 | 1202 | Tier-2 | 0 | 0 | 0 | 269-831 | 269 | Tier-1 | 1202-8 | 0 | 0 | 0 | 0
121-171 | 121 | Tier-1 | 0 | 0 | 0 | 271-47 | 271 | Tier-1 | 121-171 | 0 | 0 | 0 | 0
1173-68 | 1173 | Tier-1 | 0.74867 | 0 | 0.74867 | 271-48F | 271 | Tier-1 | 1173-68 | 0.74867 | 2.7383 | 0 | 0
1173-69 | 1173 | Tier-1 | 0.11837 | 0 | 0.11837 | 271-50F | 271 | Tier-1 | 1173-69 | 0.11837 | 0.26591 | 0 | 0
121-172 | 121 | Tier-1 | 0 | 0 | 0 | 271-70 | 271 | Tier-1 | 121-172 | 0 | 0.13996 | 0 | 0
121-173 | 121 | Tier-1 | 0 | 0 | 0 | 271-71F | 271 | Tier-1 | 121-173 | 0 | 0.29205 | 0 | 0
121-187F | 121 | Tier-1 | 0 | 0 | 0 | 272-169F | 272 | Tier-1 | 121-187F | 0 | 0.07197 | 0 | 0
1174-15F | 1174 | Tier-1 | 0 | 0 | 0 | 272-170F | 272 | Tier-1 | 1174-15F | 0 | 0.33485 | 0 | 0
121-188F | 121 | Tier-1 | 0 | 0 | 0 | 273-194AE | 273 | Tier-1 | 121-188F | 0 | 0.037879 | 0 | 0
121-189 | 121 | Tier-1 | 0 | 0 | 0 | 273-249F | 273 | Tier-1 | 121-189 | 0 | 0 | 0 | 0
121-194 | 121 | Tier-1 | 0 | 0 | 0 | 273-254F | 273 | Tier-1 | 121-194 | 0 | 0 | 0 | 0
121-195F | 121 | Tier-1 | 0 | 0 | 0 | 275-50F | 275 | Tier-1 | 121-195F | 0 | 0.0085227 | 0 | 0
1215-12R | 1215 | Tier-3 | 7.9612 | 0.35663 | 8.3178 | 277-458F | 277 | Tier-1 | 1215-12R | 7.9612 | 0.16212 | 0.30322 | 0.35663
1219-1 | 1219 | Tier-1 | 0 | 0 | 0 | 277-459F | 277 | Tier-1 | 1219-1 | 0 | 0 | 0 | 0
118-18F | 118 | Tier-1 | 0 | 0 | 0 | 278-631 | 278 | Tier-1 | 118-18F | 0 | 0.32784 | 0 | 0
1219-5 | 1219 | Tier-1 | 0 | 0 | 0 | 279-10AE | 279 | Tier-1 | 1219-5 | 0 | 0.0125 | 0 | 0
1180-375 | 1180 | Tier-2 | 0 | 0 | 0 | 280-24AE | 280 | Tier-2 | 1180-375 | 0 | 21.6922 | 6.4284 | 0
1180-9 | 1180 | Tier-1 | 1.3708 | 1.3273 | 2.6981 | 280-382AE | 280 | Tier-1 | 1180-9 | 1.3708 | 6.4583 | 5.8208 | 1.3273
1221-2097 | 1221 | Tier-1 | 0 | 0 | 0 | 282-1089 | 282 | Tier-1 | 1221-2097 | 0 | 0 | 0 | 0
1221-7 | 1221 | Tier-1 | 0 | 0 | 0 | 282-47F | 282 | Tier-1 | 1221-7 | 0 | 0 | 0 | 0
1222-18 | 1222 | Tier-1 | 0 | 0 | 0 | 283-1357AE | 283 | Tier-3 | 1222-18 | 0 | 0 | 0 | 0
1223-4 | 1223 | Tier-1 | 0 | 0 | 0 | 283-1358AE | 283 | Tier-3 | 1223-4 | 0 | 0 | 0 | 0
119-31 | 119 | Tier-1 | 0 | 0 | 0 | 283-67 | 283 | Tier-3 | 119-31 | 0 | 0.005303 | 0 | 0
119-32 | 119 | Tier-1 | 0 | 0 | 0 | 283-83F | 283 | Tier-3 | 119-32 | 0 | 0.041477 | 0 | 0
1224-788 | 1224 | Tier-1 | 0 | 0 | 0 | 286-990AE | 286 | Tier-1 | 1224-788 | 0 | 0 | 0 | 0
1225-288 | 1225 | Tier-1 | 0 | 0 | 0 | 287-1118 | 287 | Tier-2 | 1225-288 | 0 | 0 | 0 | 0
1225-3 | 1225 | Tier-1 | 0 | 0 | 0 | 287-20 | 287 | Tier-1 | 1225-3 | 0 | 0 | 0 | 0
1225-774 | 1225 | Tier-2 | 0 | 0 | 0 | 287-28 | 287 | Tier-1 | 1225-774 | 0 | 0 | 0 | 0
1225-775F | 1225 | Tier-2 | 0 | 0 | 0 | 288-2375R | 288 | Tier-2 | 1225-775F | 0 | 4.8606 | 0 | 0
119-41 | 119 | Tier-1 | 0 | 0 | 0 | 288-2380F | 288 | Tier-2 | 119-41 | 0 | 0.067235 | 0 | 0
1225-917 | 1225 | Tier-1 | 0 | 0 | 0 | 289-907 | 289 | Tier-1 | 1225-917 | 0 | 0 | 0 | 0
1225-918F | 1225 | Tier-1 | 0 | 0 | 0 | 289-908 | 289 | Tier-1 | 1225-918F | 0 | 1.4502 | 0 | 0
120-360F | 120 | Tier-1 | 0.57367 | 0.33939 | 0.91307 | 290-29F | 290 | Tier-2 | 120-360F | 0.57367 | 0.93636 | 0.37822 | 0.33939
120-367F | 120 | Tier-1 | 0.019508 | 0.039962 | 0.05947 | 293-21 | 293 | Tier-1 | 120-367F | 0.019508 | 1.6358 | 1.2723 | 0.039962
120-368F | 120 | Tier-1 | 0.7839 | 0.62311 | 1.407 | 293-25F | 293 | Tier-1 | 120-368F | 0.7839 | 5.8352 | 2.5019 | 0.62311
1226-53 | 1226 | Tier-1 | 0 | 0 | 0 | 296-10AE | 296 | Tier-1 | 1226-53 | 0 | 0 | 0 | 0
123-301 | 123 | Tier-1 | 0 | 0 | 0 | 296-2651 | 296 | Tier-1 | 123-301 | 0 | 0.018182 | 0 | 0
123-427 | 123 | Tier-1 | 0 | 0 | 0 | 296-2653F | 296 | Tier-1 | 123-427 | 0 | 0 | 0 | 0
1201-281F | 1201 | Tier-2 | 0 | 0 | 0 | 296-88 | 296 | Tier-1 | 1201-281F | 0 | 1.6731 | 0 | 0
1201-282F | 1201 | Tier-2 | 1.7013 | 0 | 1.7013 | 297-826 | 297 | Tier-1 | 1201-282F | 1.7013 | 6.2405 | 0 | 0
123-429 | 123 | Tier-1 | 0 | 0 | 0 | 298-385 | 298 | Tier-1 | 123-429 | 0 | 0.0090909 | 0 | 0
123-429F | 123 | Tier-1 | 0 | 0 | 0 | 299-1153F | 299 | Tier-1 | 123-429F | 0 | 0 | 0 | 0
123-430F | 123 | Tier-1 | 0 | 0 | 0 | 303-189AE | 303 | Tier-1 | 123-430F | 0 | 0 | 0 | 0
1202-25 | 1202 | Tier-1 | 0 | 0 | 0 | 304-920 | 304 | Tier-1 | 1202-25 | 0 | 1.1324 | 0 | 0
1202-7AE | 1202 | Tier-2 | 0 | 0 | 0 | 304-998F | 304 | Tier-1 | 1202-7AE | 0 | 0.83655 | 0 | 0
123-445 | 123 | Tier-1 | 0 | 0 | 0 | 305-35R | 305 | Tier-1 | 123-445 | 0 | 0 | 0 | 0
1202-9 | 1202 | Tier-2 | 2.6991 | 0 | 2.6991 | 306-960 | 306 | Tier-1 | 1202-9 | 2.6991 | 14.6411 | 0 | 0
123-446F | 123 | Tier-1 | 0 | 0 | 0 | 308-464 | 308 | Tier-1 | 123-446F | 0 | 0.029545 | 0 | 0
123-447 | 123 | Tier-1 | 0 | 0 | 0 | 308-483 | 308 | Tier-1 | 123-447 | 0 | 0.29792 | 0 | 0
123-448F | 123 | Tier-1 | 0 | 0 | 0 | 309-13 | 309 | Tier-1 | 123-448F | 0 | 0.023106 | 0 | 0
121-174F | 121 | Tier-1 | 0 | 0 | 0 | 309-15F | 309 | Tier-1 | 121-174F | 0 | 0.34053 | 0 | 0
123-557 | 123 | Tier-1 | 0.005303 | 0 | 0.005303 | 310-1191 | 310 | Tier-1 | 123-557 | 0.005303 | 0.64527 | 0 | 0
1233-265 | 1233 | Tier-3 | 0 | 0 | 0 | 310-32F | 310 | Tier-1 | 1233-265 | 0 | 0 | 0 | 0
1233-617F | 1233 | Tier-3 | 0 | 0 | 0 | 310-34 | 310 | Tier-1 | 1233-617F | 0 | 0.020833 | 0 | 0
124-219 | 124 | Tier-1 | 0 | 0 | 0 | 310-719F | 310 | Tier-1 | 124-219 | 0 | 0 | 0 | 0
124-503 | 124 | Tier-1 | 0 | 0 | 0 | 310-9R | 310 | Tier-1 | 124-503 | 0 | 0 | 0 | 0
121-196F | 121 | Tier-1 | 0 | 0 | 0 | 312-1178 | 312 | Tier-1 | 121-196F | 0 | 0.069318 | 0 | 0
1215-10R | 1215 | Tier-3 | 0.51534 | 0.047159 | 0.5625 | 312-16 | 312 | Tier-1 | 1215-10R | 0.51534 | 0.097538 | 0 | 0.047159
124-506F | 124 | Tier-1 | 0 | 0 | 0 | 312-41F | 312 | Tier-2 | 124-506F | 0 | 0.5125 | 0 | 0
1215-28R | 1215 | Tier-3 | 2.9803 | 0.079735 | 3.06 | 312-42 | 312 | Tier-2 | 1215-28R | 2.9803 | 0.33826 | 0.041477 | 0.079735
1215-3 | 1215 | Tier-3 | 0 | 0 | 0 | 313-920F | 313 | Tier-1 | 1215-3 | 0 | 0.032576 | 0 | 0
1215-32R | 1215 | Tier-3 | 11.565 | 0.62614 | 12.1911 | 314-13F | 314 | Tier-1 | 1215-32R | 11.565 | 0.04072 | 0.056818 | 0.62614
1242-1024F | 1242 | Tier-2 | 0 | 0 | 0 | 314-43F | 314 | Tier-1 | 1242-1024F | 0 | 1.1491 | 0 | 0
1242-1026 | 1242 | Tier-2 | 0 | 0 | 0 | 314-44F | 314 | Tier-1 | 1242-1026 | 0 | 0 | 0 | 0
1219-2F | 1219 | Tier-1 | 0 | 0 | 0 | 315-1150 | 315 | Tier-2 | 1219-2F | 0 | 0.015152 | 0 | 0
1242-125 | 1242 | Tier-2 | 0 | 0 | 0 | 315-1151 | 315 | Tier-2 | 1242-125 | 0 | 0 | 0 | 0
1242-147 | 1242 | Tier-2 | 0 | 0 | 0 | 322-32R | 322 | Tier-1 | 1242-147 | 0 | 0 | 0 | 0
122-196 | 122 | Tier-1 | 0.094697 | 0 | 0.094697 | 322-821F | 322 | Tier-1 | 122-196 | 0.094697 | 6.7561 | 0 | 0
122-203 | 122 | Tier-1 | 0 | 0 | 0 | 322-823 | 322 | Tier-1 | 122-203 | 0 | 0.052083 | 0 | 0
122-204 | 122 | Tier-1 | 0 | 0 | 0 | 322-824 | 322 | Tier-1 | 122-204 | 0 | 1.7208 | 0 | 0
1221-1192 | 1221 | Tier-1 | 0 | 0 | 0 | 323-1117F | 323 | Tier-1 | 1221-1192 | 0 | 4.7597 | 0 | 0
1221-1193 | 1221 | Tier-1 | 0 | 0 | 0 | 323-1119F | 323 | Tier-1 | 1221-1193 | 0 | 1.4741 | 0 | 0
1221-1197 | 1221 | Tier-1 | 0 | 0 | 0 | 323-1134F | 323 | Tier-1 | 1221-1197 | 0 | 2.4966 | 0 | 0
1221-2094F | 1221 | Tier-1 | 0 | 0 | 0 | 324-41 | 324 | Tier-1 | 1221-2094F | 0 | 3.3089 | 0 | 0
1221-2095F | 1221 | Tier-1 | 0.27254 | 0 | 0.27254 | 324-42F | 324 | Tier-1 | 1221-2095F | 0.27254 | 0.27235 | 0 | 0
1221-2096F | 1221 | Tier-1 | 0 | 0 | 0 | 325-1227F | 325 | Tier-1 | 1221-2096F | 0 | 1.9553 | 0 | 0
1242-151 | 1242 | Tier-2 | 0 | 0 | 0 | 325-1228 | 325 | Tier-1 | 1242-151 | 0 | 0 | 0 | 0
1221-5F | 1221 | Tier-2 | 0 | 0 | 0 | 326-26 | 326 | Tier-1 | 1221-5F | 0 | 1.4617 | 0 | 0
1221-6F | 1221 | Tier-1 | 0 | 0 | 0 | 329-13F | 329 | Tier-1 | 1221-6F | 0 | 0.027462 | 0 | 0
1242-154 | 1242 | Tier-2 | 0 | 0 | 0 | 329-215F | 329 | Tier-1 | 1242-154 | 0 | 0 | 0 | 0
1222-16AE | 1222 | Tier-2 | 0 | 0 | 0 | 329-793F | 329 | Tier-1 | 1222-16AE | 0 | 6.1032 | 0 | 0
1222-17AE | 1222 | Tier-1 | 0 | 0 | 0 | 334-21 | 334 | Tier-1 | 1222-17AE | 0 | 4.0475 | 0 | 0
1242-156AE | 1242 | Tier-2 | 0 | 0 | 0 | 334-45F | 334 | Tier-1 | 1242-156AE | 0 | 4.0799 | 0 | 0
1243-156F | 1243 | Tier-2 | 0 | 0 | 0 | 34-238 | 34 | Tier-1 | 1243-156F | 0 | 0.11174 | 0 | 0
1223-3 | 1223 | Tier-1 | 0 | 0 | 0 | 341-1154 | 341 | Tier-1 | 1223-3 | 0 | 6.0527 | 0 | 0
1243-157 | 1243 | Tier-2 | 0 | 0 | 0 | 341-1157F | 341 | Tier-1 | 1243-157 | 0 | 0 | 0 | 0
1223-5AE | 1223 | Tier-1 | 0 | 0 | 0 | 342-514F | 342 | Tier-1 | 1223-5AE | 0 | 4.4898 | 0 | 0
1243-158F | 1243 | Tier-2 | 0 | 0 | 0 | 343-17 | 343 | Tier-1 | 1243-158F | 0 | 0.16572 | 0 | 0
1224-789F | 1224 | Tier-1 | 0 | 0 | 0 | 343-18F | 343 | Tier-1 | 1224-789F | 0 | 1.0451 | 0 | 0
1224-790F | 1224 | Tier-1 | 0 | 0 | 0 | 35-296 | 35 | Tier-1 | 1224-790F | 0 | 16.1932 | 0 | 0
1224-791 | 1224 | Tier-1 | 0 | 0 | 0 | 35-297AE | 35 | Tier-1 | 1224-791 | 0 | 0.0056818 | 0 | 0
1224-792F | 1224 | Tier-1 | 0 | 0 | 0 | 350-2192R | 350 | Tier-2 | 1224-792F | 0 | 1.2985 | 0 | 0
1243-38R | 1243 | Tier-2 | 0.34621 | 0 | 0.34621 | 353-1429R | 353 | Tier-2 | 1243-38R | 0.34621 | 0 | 0 | 0
1225-291F | 1225 | Tier-2 | 0 | 0 | 0 | 353-594F | 353 | Tier-2 | 1225-291F | 0 | 10.9153 | 0 | 0
1243-50F | 1243 | Tier-2 | 0 | 0 | 0 | 353-595 | 353 | Tier-2 | 1243-50F | 0 | 0.44773 | 0 | 0
1225-5 | 1225 | Tier-1 | 0 | 0 | 0 | 353-900F | 353 | Tier-2 | 1225-5 | 0 | 10.3527 | 0 | 0
1244-11 | 1244 | Tier-2 | 0 | 0 | 0 | 353-901F | 353 | Tier-2 | 1244-11 | 0 | 0 | 0 | 0
1244-31 | 1244 | Tier-2 | 0 | 0 | 0 | 354-1706R | 354 | Tier-2 | 1244-31 | 0 | 1.0803 | 0 | 0
1256-35 | 1256 | Tier-2 | 0 | 0 | 0 | 354-24AE | 354 | Tier-2 | 1256-35 | 0 | 0 | 0 | 0
1256-37 | 1256 | Tier-2 | 0 | 0 | 0 | 357-1147R | 357 | Tier-2 | 1256-37 | 0 | 0 | 0 | 0
1225-919F | 1225 | Tier-2 | 0 | 0 | 0 | 357-2046 | 357 | Tier-2 | 1225-919F | 0 | 4.0981 | 0 | 0
1225-920F | 1225 | Tier-1 | 0 | 0 | 0 | 357-2048F | 357 | Tier-2 | 1225-920F | 0 | 2.6845 | 0 | 0
1226-51F | 1226 | Tier-1 | 0 | 0 | 0 | 358-1240F | 358 | Tier-3 | 1226-51F | 0 | 2.0042 | 0 | 0
1226-52F | 1226 | Tier-1 | 0 | 0 | 0 | 358-33 | 358 | Tier-3 | 1226-52F | 0 | 3.2557 | 0 | 0
1257-5 | 1257 | Tier-2 | 0 | 0 | 0 | 358-35 | 358 | Tier-3 | 1257-5 | 0 | 0 | 0 | 0
1258-427 | 1258 | Tier-2 | 0 | 0 | 0 | 36-235 | 36 | Tier-1 | 1258-427 | 0 | 0 | 0 | 0
1258-428F | 1258 | Tier-2 | 0 | 0 | 0 | 36-237F | 36 | Tier-1 | 1258-428F | 0 | 0.36553 | 0 | 0
123-428AE | 123 | Tier-1 | 0 | 0 | 0 | 36-79 | 36 | Tier-1 | 123-428AE | 0 | 1.4303 | 0 | 0
1258-7 | 1258 | Tier-2 | 0 | 0 | 0 | 36-81F | 36 | Tier-1 | 1258-7 | 0 | 0 | 0 | 0
1259-1 | 1259 | Tier-2 | 0 | 0 | 0 | 36-84F | 36 | Tier-1 | 1259-1 | 0 | 0 | 0 | 0
123-430 | 123 | Tier-1 | 0 | 0 | 0 | 362-37 | 362 | Tier-1 | 123-430 | 0 | 0.0090909 | 0 | 0
126-11 | 126 | Tier-1 | 0 | 0 | 0 | 362-45F | 362 | Tier-1 | 126-11 | 0 | 0.032765 | 0 | 0
126-12 | 126 | Tier-1 | 0 | 0 | 0 | 362-46 | 362 | Tier-1 | 126-12 | 0 | 0.012311 | 0 | 0
126-6 | 126 | Tier-1 | 0 | 0 | 0 | 362-977 | 362 | Tier-1 | 126-6 | 0 | 0.012311 | 0 | 0
123-437 | 123 | Tier-1 | 0.24337 | 0 | 0.24337 | 362-978F | 362 | Tier-1 | 123-437 | 0.24337 | 7.085 | 0 | 0
1260-17 | 1260 | Tier-1 | 0 | 0 | 0 | 364-49R | 364 | Tier-1 | 1260-17 | 0 | 0.090909 | 0 | 0
1260-219 | 1260 | Tier-1 | 0 | 0 | 0 | 365-648R | 365 | Tier-1 | 1260-219 | 0 | 0 | 0 | 0
1266-302F | 1266 | Tier-1 | 0 | 0 | 0 | 368-21AE | 368 | Tier-1 | 1266-302F | 0 | 0.0087121 | 0 | 0
1266-304 | 1266 | Tier-1 | 0 | 0 | 0 | 369-207 | 369 | Tier-1 | 1266-304 | 0 | 0 | 0 | 0
1266-305F | 1266 | Tier-1 | 0 | 0 | 0 | 37-22F | 37 | Tier-1 | 1266-305F | 0 | 0.0096591 | 0 | 0
127-36 | 127 | Tier-1 | 0 | 0 | 0 | 376-527AE | 376 | Tier-1 | 127-36 | 0 | 0 | 0 | 0
1233-259R | 1233 | Tier-3 | 4.8341 | 0.063447 | 4.8975 | 38-434F | 38 | Tier-1 | 1233-259R | 4.8341 | 0.21572 | 0 | 0.063447
1233-264F | 1233 | Tier-3 | 0 | 0 | 0 | 38-9 | 38 | Tier-1 | 1233-264F | 0 | 0.022348 | 0 | 0
127-37F | 127 | Tier-1 | 0 | 0 | 0 | 381-451F | 381 | Tier-1 | 127-37F | 0 | 0 | 0 | 0
1233-585R | 1233 | Tier-3 | 5.7703 | 0.46496 | 6.2352 | 381-47 | 381 | Tier-1 | 1233-585R | 5.7703 | 0 | 0.10701 | 0.46496
1233-587R | 1233 | Tier-3 | 6.9854 | 0.62311 | 7.6085 | 383-1174 | 383 | Tier-1 | 1233-587R | 6.9854 | 0.84299 | 0.28598 | 0.62311
1233-589R | 1233 | Tier-3 | 3.1436 | 0.059848 | 3.2034 | 383-1175F | 383 | Tier-1 | 1233-589R | 3.1436 | 0 | 0.0079545 | 0.059848
1233-591R | 1233 | Tier-3 | 6.0479 | 0.42424 | 6.4722 | 383-679F | 383 | Tier-1 | 1233-591R | 6.0479 | 0.20511 | 0.16383 | 0.42424
127-38 | 127 | Tier-1 | 0 | 0 | 0 | 384-14 | 384 | Tier-1 | 127-38 | 0 | 0.014962 | 0 | 0
124-206R | 124 | Tier-1 | 2.2803 | 0 | 2.2803 | 386-25R | 386 | Tier-2 | 124-206R | 2.2803 | 2.9436 | 0 | 0
124-218F | 124 | Tier-1 | 0 | 0 | 0 | 39-16 | 39 | Tier-1 | 124-218F | 0 | 0.022538 | 0 | 0
127-38F | 127 | Tier-1 | 0 | 0 | 0 | 39-18 | 39 | Tier-1 | 127-38F | 0 | 0 | 0 | 0
124-258R | 124 | Tier-1 | 0.39356 | 0 | 0.39356 | 39-19F | 39 | Tier-1 | 124-258R | 0.39356 | 0.24659 | 0 | 0
127-39 | 127 | Tier-1 | 0 | 0 | 0 | 390-18 | 390 | Tier-1 | 127-39 | 0 | 0 | 0 | 0
124-504F | 124 | Tier-1 | 0 | 0 | 0 | 392-23F | 392 | Tier-1 | 124-504F | 0 | 0.26023 | 0 | 0
127-40 | 127 | Tier-1 | 0 | 0 | 0 | 394-422F | 394 | Tier-1 | 127-40 | 0 | 0.0075758 | 0 | 0
1283-1 | 1283 | Tier-1 | 0 | 0 | 0 | 395-33R | 395 | Tier-2 | 1283-1 | 0 | 0 | 0 | 0
1283-2F | 1283 | Tier-1 | 0 | 0 | 0 | 100-519 | 100 | Tier-1 | 1283-2F | 0 | 0.12973 | 0 | 0
1284-403 | 1284 | Tier-1 | 0 | 0 | 0 | 1001-1231F | 1001 | Tier-2 | 1284-403 | 0 | 0 | 0 | 0
1242-1025F | 1242 | Tier-2 | 0 | 0 | 0 | 1001-1232F | 1001 | Tier-1 | 1242-1025F | 0 | 2.118 | 0 | 0
1284-408F | 1284 | Tier-1 | 0 | 0 | 0 | 1007-9F | 1007 | Tier-1 | 1284-408F | 0 | 0.011742 | 0 | 0
1242-1027F | 1242 | Tier-2 | 0 | 0 | 0 | 1013-11 | 1013 | Tier-1 | 1242-1027F | 0 | 0.49943 | 0 | 0
1242-1079R | 1242 | Tier-2 | 1.6259 | 0 | 1.6259 | 102-374 | 102 | Tier-1 | 1242-1079R | 1.6259 | 1.4116 | 0 | 0
1242-1084 | 1242 | Tier-2 | 1.557 | 0 | 1.557 | 102-375 | 102 | Tier-1 | 1242-1084 | 1.557 | 0.26799 | 0 | 0
1284-409 | 1284 | Tier-1 | 0 | 0 | 0 | 102-756 | 102 | Tier-1 | 1284-409 | 0 | 0 | 0 | 0
1242-127AE | 1242 | Tier-2 | 0.052273 | 0 | 0.052273 | 102-758F | 102 | Tier-1 | 1242-127AE | 0.052273 | 3.2659 | 0 | 0
1284-411 | 1284 | Tier-1 | 0 | 0 | 0 | 1021-14F | 1021 | Tier-2 | 1284-411 | 0 | 0.28371 | 0 | 0
1242-148 | 1242 | Tier-2 | 0 | 0 | 0 | 1021-1750F | 1021 | Tier-3 | 1242-148 | 0 | 7.1511 | 0 | 0
1242-149AE | 1242 | Tier-2 | 0 | 0 | 0 | 1021-883R | 1021 | Tier-3 | 1242-149AE | 0 | 0.87917 | 0 | 0
1286-349 | 1286 | Tier-1 | 0 | 0 | 0 | 1022-18 | 1022 | Tier-3 | 1286-349 | 0 | 0 | 0 | 0
1242-152AE | 1242 | Tier-2 | 0 | 0 | 0 | 1023-200R | 1023 | Tier-2 | 1242-152AE | 0 | 0.7714 | 0 | 0
1286-357 | 1286 | Tier-1 | 0 | 0 | 0 | 1030-1735F | 1030 | Tier-3 | 1286-357 | 0 | 0 | 0 | 0
1242-155 | 1242 | Tier-2 | 0 | 0 | 0 | 1030-1769F | 1030 | Tier-2 | 1242-155 | 0 | 1.6716 | 0 | 0
1286-358F | 1286 | Tier-1 | 0 | 0 | 0 | 1030-1899F | 1030 | Tier-3 | 1286-358F | 0 | 0.071212 | 0 | 0
1286-359F | 1286 | Tier-1 | 0 | 0 | 0 | 1030-1900F | 1030 | Tier-3 | 1286-359F | 0 | 0.24072 | 0 | 0
1287-39 | 1287 | Tier-1 | 0 | 0 | 0 | 1039-14AE | 1039 | Tier-2 | 1287-39 | 0 | 0 | 0 | 0
1297-33 | 1297 | Tier-1 | 0 | 0 | 0 | 1047-180 | 1047 | Tier-1 | 1297-33 | 0 | 0 | 0 | 0
1299-1 | 1299 | Tier-1 | 0 | 0 | 0 | 1047-28 | 1047 | Tier-1 | 1299-1 | 0 | 0 | 0 | 0
1243-319R | 1243 | Tier-2 | 3.0193 | 0.3017 | 3.321 | 1047-31F | 1047 | Tier-1 | 1243-319R | 3.0193 | 0 | 0 | 0.3017
130-12 | 130 | Tier-1 | 0 | 0 | 0 | 1047-35F | 1047 | Tier-1 | 130-12 | 0 | 0 | 0 | 0
1243-45R | 1243 | Tier-2 | 4.1028 | 0.12292 | 4.2258 | 1048-5F | 1048 | Tier-1 | 1243-45R | 4.1028 | 2.2515 | 0.061553 | 0.12292
130-14F | 130 | Tier-1 | 0.41875 | 0 | 0.41875 | 1049-4F | 1049 | Tier-1 | 130-14F | 0.41875 | 0.56856 | 0 | 0
131-179 | 131 | Tier-1 | 0 | 0 | 0 | 105-236 | 105 | Tier-1 | 131-179 | 0 | 0 | 0 | 0
131-228 | 131 | Tier-1 | 0 | 0 | 0 | 105-239F | 105 | Tier-1 | 131-228 | 0 | 0 | 0 | 0
131-230 | 131 | Tier-1 | 0 | 0 | 0 | 105-447F | 105 | Tier-1 | 131-230 | 0 | 0.028977 | 0 | 0
131-230F | 131 | Tier-1 | 0 | 0 | 0 | 105-449 | 105 | Tier-1 | 131-230F | 0 | 0 | 0 | 0
1245-16 | 1245 | Tier-2 | 0 | 0 | 0 | 106-70 | 106 | Tier-1 | 1245-16 | 0 | 3.5606 | 0 | 0
1245-18AE | 1245 | Tier-2 | 0 | 0 | 0 | 106-72 | 106 | Tier-1 | 1245-18AE | 0 | 9.4136 | 0 | 0
1250-27R | 1250 | Tier-2 | 3.5134 | 1.3193 | 4.8328 | 1060-13 | 1060 | Tier-1 | 1250-27R | 3.5134 | 8.6958 | 4.6686 | 1.3193
1250-671R | 1250 | Tier-2 | 1.9667 | 0.1072 | 2.0739 | 1060-135F | 1060 | Tier-1 | 1250-671R | 1.9667 | 10.4598 | 4.6445 | 0.1072
1250-677R | 1250 | Tier-2 | 7.8386 | 1.7375 | 9.5761 | 1060-136F | 1060 | Tier-1 | 1250-677R | 7.8386 | 1.6837 | 0.41667 | 1.7375
1250-8R | 1250 | Tier-2 | 2.8593 | 1.3462 | 4.2055 | 1060-14 | 1060 | Tier-1 | 1250-8R | 2.8593 | 0.063636 | 0.0079545 | 1.3462
1256-1172AE | 1256 | Tier-2 | 0 | 0 | 0 | 1060-15 | 1060 | Tier-1 | 1256-1172AE | 0 | 3.4795 | 0 | 0
1256-17AE | 1256 | Tier-2 | 0 | 0 | 0 | 1060-15F | 1060 | Tier-1 | 1256-17AE | 0 | 4.4968 | 0 | 0
1256-19AE | 1256 | Tier-2 | 0 | 0 | 0 | 1060-20 | 1060 | Tier-1 | 1256-19AE | 0 | 4.2402 | 0 | 0
131-231 | 131 | Tier-1 | 0 | 0 | 0 | 1070-334AE | 1070 | Tier-1 | 131-231 | 0 | 0.012689 | 0 | 0
131-231F | 131 | Tier-1 | 0 | 0 | 0 | 1071-181 | 1071 | Tier-1 | 131-231F | 0 | 0 | 0 | 0
1256-38 | 1256 | Tier-2 | 0 | 0 | 0 | 1071-226F | 1071 | Tier-1 | 1256-38 | 0 | 9.7013 | 0 | 0
131-232 | 131 | Tier-1 | 0 | 0 | 0 | 1071-457 | 1071 | Tier-1 | 131-232 | 0 | 0.011932 | 0 | 0
1257-6 | 1257 | Tier-2 | 0 | 0 | 0 | 1072-5 | 1072 | Tier-1 | 1257-6 | 0 | 2.0688 | 0 | 0
1257-7AE | 1257 | Tier-2 | 0 | 0 | 0 | 1073-3F | 1073 | Tier-1 | 1257-7AE | 0 | 6.2322 | 0 | 0
1257-8AE | 1257 | Tier-2 | 0 | 0 | 0 | 1073-871 | 1073 | Tier-1 | 1257-8AE | 0 | 5.582 | 0 | 0
131-232F | 131 | Tier-1 | 0 | 0 | 0 | 1073-886F | 1073 | Tier-2 | 131-232F | 0 | 0 | 0 | 0
132-157 | 132 | Tier-1 | 0 | 0 | 0 | 1081-38AE | 1081 | Tier-1 | 132-157 | 0 | 0.010417 | 0 | 0
1258-6F | 1258 | Tier-2 | 0 | 0 | 0 | 1081-665 | 1081 | Tier-1 | 1258-6F | 0 | 11.2941 | 0 | 0
132-157F | 132 | Tier-1 | 0 | 0 | 0 | 1085-414 | 1085 | Tier-1 | 132-157F | 0 | 0 | 0 | 0
132-28 | 132 | Tier-1 | 0 | 0 | 0 | 109-17 | 109 | Tier-1 | 132-28 | 0 | 0 | 0 | 0
1259-2F | 1259 | Tier-2 | 0 | 0 | 0 | 109-19F | 109 | Tier-1 | 1259-2F | 0 | 1.9521 | 0 | 0
1259-3F | 1259 | Tier-2 | 0 | 0 | 0 | 109-20F | 109 | Tier-1 | 1259-3F | 0 | 4.2782 | 0 | 0
132-288 | 132 | Tier-1 | 0 | 0 | 0 | 109-25 | 109 | Tier-1 | 132-288 | 0 | 0 | 0 | 0
132-29 | 132 | Tier-1 | 0 | 0 | 0 | 1090-1734 | 1090 | Tier-3 | 132-29 | 0 | 1.0081 | 0 | 0
126-5 | 126 | Tier-1 | 0 | 0 | 0 | 1090-50 | 1090 | Tier-2 | 126-5 | 0 | 0.063447 | 0 | 0
132-38 | 132 | Tier-1 | 0 | 0 | 0 | 1090-636R | 1090 | Tier-3 | 132-38 | 0 | 0.15436 | 0 | 0
132-39 | 132 | Tier-1 | 0 | 0 | 0 | 1094-24F | 1094 | Tier-2 | 132-39 | 0 | 0 | 0 | 0
132-41F | 132 | Tier-1 | 0 | 0 | 0 | 110-41 | 110 | Tier-1 | 132-41F | 0 | 0 | 0 | 0
1260-217F | 1260 | Tier-1 | 0 | 0 | 0 | 110-45 | 110 | Tier-1 | 1260-217F | 0 | 0.62273 | 0 | 0
1260-218F | 1260 | Tier-1 | 0 | 0 | 0 | 1101-590 | 1101 | Tier-2 | 1260-218F | 0 | 0.068182 | 0 | 0
132-42F | 132 | Tier-1 | 0 | 0 | 0 | 1101-593F | 1101 | Tier-2 | 132-42F | 0 | 0 | 0 | 0
1266-14 | 1266 | Tier-1 | 0 | 0 | 0 | 1102-319AE | 1102 | Tier-2 | 1266-14 | 0 | 2.508 | 0 | 0
132-43 | 132 | Tier-1 | 0 | 0 | 0 | 1102-320 | 1102 | Tier-2 | 132-43 | 0 | 0.0085227 | 0 | 0
1266-303F | 1266 | Tier-1 | 0 | 0 | 0 | 1105-1481 | 1105 | Tier-2 | 1266-303F | 0 | 13.7492 | 0 | 0
132-43F | 132 | Tier-1 | 0 | 0 | 0 | 1105-1483 | 1105 | Tier-2 | 132-43F | 0 | 0 | 0 | 0
132-77 | 132 | Tier-1 | 0 | 0 | 0 | 1105-9AE | 1105 | Tier-2 | 132-77 | 0 | 0 | 0 | 0
132-99 | 132 | Tier-1 | 0 | 0 | 0 | 1116-6F | 1116 | Tier-1 | 132-99 | 0 | 0.0066288 | 0 | 0
127-37 | 127 | Tier-1 | 0 | 0 | 0 | 1117-10 | 1117 | Tier-1 | 127-37 | 0 | 0.014962 | 0 | 0
132-99F | 132 | Tier-1 | 0 | 0 | 0 | 1117-1118 | 1117 | Tier-1 | 132-99F | 0 | 0 | 0 | 0
135-268 | 135 | Tier-1 | 0 | 0 | 0 | 1118-1718F | 1118 | Tier-2 | 135-268 | 0 | 0 | 0 | 0
135-270F | 135 | Tier-1 | 0 | 0 | 0 | 1119-9F | 1119 | Tier-1 | 135-270F | 0 | 0.036932 | 0 | 0
137-35 | 137 | Tier-1 | 0 | 0 | 0 | 113-192 | 113 | Tier-1 | 137-35 | 0 | 0 | 0 | 0
137-766 | 137 | Tier-1 | 0 | 0 | 0 | 113-599F | 113 | Tier-1 | 137-766 | 0 | 0 | 0 | 0
137-768F | 137 | Tier-1 | 0 | 0 | 0 | 1139-4F | 1139 | Tier-2 | 137-768F | 0 | 0.05303 | 0 | 0
138-33 | 138 | Tier-1 | 0 | 0 | 0 | 114-18AE | 114 | Tier-1 | 138-33 | 0 | 0.048864 | 0 | 0
127-42 | 127 | Tier-1 | 0 | 0 | 0 | 115-25 | 115 | Tier-1 | 127-42 | 0 | 0.29735 | 0 | 0
138-359 | 138 | Tier-1 | 0 | 0 | 0 | 115-26 | 115 | Tier-1 | 138-359 | 0 | 0 | 0 | 0
138-361F | 138 | Tier-1 | 0 | 0 | 0 | 115-26F | 115 | Tier-1 | 138-361F | 0 | 0.037311 | 0 | 0
1283-4F | 1283 | Tier-1 | 0 | 0 | 0 | 115-29 | 115 | Tier-1 | 1283-4F | 0 | 3.811 | 0 | 0
1284-401F | 1284 | Tier-1 | 0 | 0 | 0 | 115-30 | 115 | Tier-1 | 1284-401F | 0 | 0.16136 | 0 | 0
1284-402F | 1284 | Tier-1 | 0 | 0 | 0 | 1152-32 | 1152 | Tier-1 | 1284-402F | 0 | 0.17273 | 0 | 0
138-41 | 138 | Tier-1 | 0 | 0 | 0 | 1160-3AE | 1160 | Tier-1 | 138-41 | 0 | 0 | 0 | 0
138-42F | 138 | Tier-1 | 0 | 0 | 0 | 1160-8AE | 1160 | Tier-1 | 138-42F | 0 | 0.010417 | 0 | 0
138-43F | 138 | Tier-1 | 0 | 0 | 0 | 1161-34 | 1161 | Tier-1 | 138-43F | 0 | 0.0056818 | 0 | 0
139-425 | 139 | Tier-1 | 0 | 0 | 0 | 1162-324R | 1162 | Tier-2 | 139-425 | 0 | 0 | 0 | 0
1286-26 | 1286 | Tier-1 | 0 | 0 | 0 | 1162-386 | 1162 | Tier-2 | 1286-26 | 0 | 1.8417 | 0 | 0
1286-27 | 1286 | Tier-1 | 0 | 0 | 0 | 1162-387F | 1162 | Tier-2 | 1286-27 | 0 | 1.4441 | 0 | 0
1286-346F | 1286 | Tier-1 | 0 | 0 | 0 | 1166-18R | 1166 | Tier-3 | 1286-346F | 0 | 2.1513 | 0 | 0
1286-347F | 1286 | Tier-1 | 0 | 0 | 0 | 117-15 | 117 | Tier-1 | 1286-347F | 0 | 0.47386 | 0 | 0
1286-348F | 1286 | Tier-1 | 0 | 0 | 0 | 117-32 | 117 | Tier-1 | 1286-348F | 0 | 0.53504 | 0 | 0
139-426F | 139 | Tier-1 | 0.92576 | 0 | 0.92576 | 117-34 | 117 | Tier-1 | 139-426F | 0.92576 | 0.047727 | 0 | 0
140-1155F | 140 | Tier-1 | 0 | 0 | 0 | 117-35 | 117 | Tier-1 | 140-1155F | 0 | 0.12462 | 0 | 0
140-1157 | 140 | Tier-1 | 0 | 0 | 0 | 117-46F | 117 | Tier-1 | 140-1157 | 0 | 0 | 0 | 0
1406-18 | 1406 | Tier-1 | 0 | 0 | 0 | 1174-15F | 1174 | Tier-1 | 1406-18 | 0 | 0 | 0 | 0
1407-11 | 1407 | Tier-1 | 0 | 0 | 0 | 118-11 | 118 | Tier-1 | 1407-11 | 0 | 0 | 0 | 0
1287-40F | 1287 | Tier-1 | 0 | 0 | 0 | 1180-375 | 1180 | Tier-2 | 1287-40F | 0 | 0.019318 | 0 | 0
1407-9 | 1407 | Tier-1 | 0 | 0 | 0 | 119-32 | 119 | Tier-1 | 1407-9 | 0 | 0 | 0 | 0
1297-34F | 1297 | Tier-1 | 0.99186 | 0 | 0.99186 | 119-37 | 119 | Tier-1 | 1297-34F | 0.99186 | 2.378 | 0 | 0
1297-35F | 1297 | Tier-1 | 1.0538 | 0 | 1.0538 | 119-38 | 119 | Tier-1 | 1297-35F | 1.0538 | 0.29356 | 0 | 0
1297-36F | 1297 | Tier-1 | 0 | 0 | 0 | 119-41 | 119 | Tier-1 | 1297-36F | 0 | 2.3915 | 0 | 0
1408-1 | 1408 | Tier-1 | 0 | 0 | 0 | 120-270 | 120 | Tier-1 | 1408-1 | 0 | 0 | 0 | 0
1299-2F | 1299 | Tier-1 | 0 | 0 | 0 | 1201-281F | 1201 | Tier-2 | 1299-2F | 0 | 0.052273 | 0 | 0
1408-4AE | 1408 | Tier-1 | 0 | 0 | 0 | 1202-8 | 1202 | Tier-2 | 1408-4AE | 0 | 0.2233 | 0 | 0
1408-5 | 1408 | Tier-1 | 0 | 0 | 0 | 1202-9 | 1202 | Tier-2 | 1408-5 | 0 | 0 | 0 | 0
130-13F | 130 | Tier-1 | 2.317 | 0 | 2.317 | 1215-28R | 1215 | Tier-3 | 130-13F | 2.317 | 2.6367 | 0 | 0
1408-6 | 1408 | Tier-1 | 0 | 0 | 0 | 1215-32R | 1215 | Tier-3 | 1408-6 | 0 | 1.3303 | 0 | 0
130-692R | 130 | Tier-1 | 6.2409 | 0 | 6.2409 | 1219-1 | 1219 | Tier-1 | 130-692R | 6.2409 | 1.4424 | 0 | 0
131-178AE | 131 | Tier-1 | 0 | 0 | 0 | 1221-2096F | 1221 | Tier-1 | 131-178AE | 0 | 0.026136 | 0 | 0
1409-6 | 1409 | Tier-1 | 0 | 0 | 0 | 1221-7 | 1221 | Tier-1 | 1409-6 | 0 | 0 | 0 | 0
1409-660AE | 1409 | Tier-1 | 0 | 0 | 0 | 1223-3 | 1223 | Tier-1 | 1409-660AE | 0 | 1.2432 | 0 | 0
1409-9 | 1409 | Tier-1 | 0 | 0 | 0 | 1225-5 | 1225 | Tier-1 | 1409-9 | 0 | 0 | 0 | 0
131-227 | 131 | Tier-1 | 0 | 0 | 0 | 1225-774 | 1225 | Tier-2 | 131-227 | 0 | 1.135 | 0 | 0
141-196 | 141 | Tier-1 | 0 | 0 | 0 | 1225-775F | 1225 | Tier-2 | 141-196 | 0 | 0 | 0 | 0
1419-10 | 1419 | Tier-1 | 0 | 0 | 0 | 1225-917 | 1225 | Tier-1 | 1419-10 | 0 | 0 | 0 | 0
1419-11F | 1419 | Tier-1 | 0 | 0 | 0 | 1225-919F | 1225 | Tier-2 | 1419-11F | 0 | 0.019318 | 0 | 0
1419-12F | 1419 | Tier-1 | 0 | 0 | 0 | 1225-920F | 1225 | Tier-1 | 1419-12F | 0 | 0.016667 | 0 | 0
1419-13F | 1419 | Tier-1 | 0 | 0 | 0 | 1226-52F | 1226 | Tier-1 | 1419-13F | 0 | 0.026894 | 0 | 0
1420-5 | 1420 | Tier-1 | 0 | 0 | 0 | 1226-53 | 1226 | Tier-1 | 1420-5 | 0 | 0 | 0 | 0
1420-7F | 1420 | Tier-1 | 0 | 0 | 0 | 123-428AE | 123 | Tier-1 | 1420-7F | 0 | 0.018939 | 0 | 0
1420-8F | 1420 | Tier-1 | 0 | 0 | 0 | 123-445 | 123 | Tier-1 | 1420-8F | 0 | 0.011742 | 0 | 0
143-130 | 143 | Tier-1 | 0 | 0 | 0 | 123-557 | 123 | Tier-1 | 143-130 | 0 | 0 | 0 | 0
1434-1 | 1434 | Tier-1 | 0 | 0 | 0 | 1233-259R | 1233 | Tier-3 | 1434-1 | 0 | 0 | 0 | 0
1434-11 | 1434 | Tier-1 | 0.11742 | 0 | 0.11742 | 1233-591R | 1233 | Tier-3 | 1434-11 | 0.11742 | 0.094318 | 0 | 0
1434-8 | 1434 | Tier-1 | 0 | 0 | 0 | 124-219 | 124 | Tier-1 | 1434-8 | 0 | 0 | 0 | 0
1435-1074 | 1435 | Tier-1 | 0 | 0 | 0 | 124-505F | 124 | Tier-1 | 1435-1074 | 0 | 0 | 0 | 0
132-289F | 132 | Tier-1 | 0 | 0 | 0 | 1242-1084 | 1242 | Tier-2 | 132-289F | 0 | 2.4587 | 0 | 0
1435-459 | 1435 | Tier-1 | 0 | 0 | 0 | 1242-147 | 1242 | Tier-2 | 1435-459 | 0 | 0 | 0 | 0
132-290F | 132 | Tier-1 | 0 | 0 | 0 | 1242-149AE | 1242 | Tier-2 | 132-290F | 0 | 0.77159 | 0 | 0
132-291F | 132 | Tier-1 | 0 | 0 | 0 | 1242-152AE | 1242 | Tier-2 | 132-291F | 0 | 0.056818 | 0 | 0
132-30 | 132 | Tier-1 | 0 | 0 | 0 | 1242-154 | 1242 | Tier-2 | 132-30 | 0 | 0.30114 | 0 | 0
1436-38 | 1436 | Tier-1 | 0 | 0 | 0 | 1243-156F | 1243 | Tier-2 | 1436-38 | 0 | 0 | 0 | 0
1437-3F | 1437 | Tier-1 | 0 | 0 | 0 | 1243-319R | 1243 | Tier-2 | 1437-3F | 0 | 0.0058712 | 0 | 0
132-41 | 132 | Tier-1 | 0 | 0 | 0 | 1243-38R | 1243 | Tier-2 | 132-41 | 0 | 0.21345 | 0 | 0
1437-4 | 1437 | Tier-1 | 0 | 0 | 0 | 1244-13 | 1244 | Tier-2 | 1437-4 | 0 | 0 | 0 | 0
132-42 | 132 | Tier-1 | 0 | 0 | 0 | 1256-1172AE | 1256 | Tier-2 | 132-42 | 0 | 0.011364 | 0 | 0
1437-5F | 1437 | Tier-1 | 0 | 0 | 0 | 1256-17AE | 1256 | Tier-2 | 1437-5F | 0 | 0.0079545 | 0 | 0
1437-6F | 1437 | Tier-1 | 0 | 0 | 0 | 1256-38 | 1256 | Tier-2 | 1437-6F | 0 | 0.010417 | 0 | 0
1438-318 | 1438 | Tier-1 | 0 | 0 | 0 | 1257-5 | 1257 | Tier-2 | 1438-318 | 0 | 0.019318 | 0 | 0
1438-330 | 1438 | Tier-1 | 0 | 0 | 0 | 1257-7AE | 1257 | Tier-2 | 1438-330 | 0 | 0 | 0 | 0
1438-331F | 1438 | Tier-1 | 0.057955 | 0 | 0.057955 | 1258-427 | 1258 | Tier-2 | 1438-331F | 0.057955 | 0.067803 | 0 | 0
1438-332F | 1438 | Tier-1 | 0 | 0 | 0 | 126-12 | 126 | Tier-1 | 1438-332F | 0 | 0.12367 | 0 | 0
1439-18F | 1439 | Tier-1 | 0 | 0 | 0 | 1260-17 | 1260 | Tier-1 | 1439-18F | 0 | 0.029356 | 0 | 0
1439-19 | 1439 | Tier-1 | 0 | 0 | 0 | 1266-303F | 1266 | Tier-1 | 1439-19 | 0 | 0 | 0 | 0
1439-20F | 1439 | Tier-1 | 0 | 0 | 0 | 1266-304 | 1266 | Tier-1 | 1439-20F | 0 | 1.1669 | 0 | 0
1439-30 | 1439 | Tier-1 | 0 | 0 | 0 | 1266-305F | 1266 | Tier-1 | 1439-30 | 0 | 0 | 0 | 0
144-36 | 144 | Tier-1 | 0 | 0 | 0 | 127-38 | 127 | Tier-1 | 144-36 | 0 | 0.10795 | 0 | 0
144-444 | 144 | Tier-1 | 0 | 0 | 0 | 127-38F | 127 | Tier-1 | 144-444 | 0 | 0 | 0 | 0
1442-1 | 1442 | Tier-1 | 0 | 0 | 0 | 127-39 | 127 | Tier-1 | 1442-1 | 0 | 0 | 0 | 0
1442-3AE | 1442 | Tier-1 | 0 | 0 | 0 | 127-41F | 127 | Tier-1 | 1442-3AE | 0 | 0.21061 | 0 | 0
1444-1 | 1444 | Tier-1 | 0 | 0 | 0 | 127-42 | 127 | Tier-1 | 1444-1 | 0 | 0.43939 | 0 | 0
1444-310F | 1444 | Tier-1 | 0 | 0 | 0 | 1283-2F | 1283 | Tier-1 | 1444-310F | 0 | 0.12784 | 0 | 0
137-34AE | 137 | Tier-1 | 1.5487 | 0 | 1.5487 | 1284-401F | 1284 | Tier-1 | 137-34AE | 1.5487 | 8.0991 | 0 | 0
1444-311F | 1444 | Tier-1 | 0 | 0 | 0 | 1284-409 | 1284 | Tier-1 | 1444-311F | 0 | 0.021402 | 0 | 0
137-36AE | 137 | Tier-1 | 0 | 0 | 0 | 1286-27 | 1286 | Tier-1 | 137-36AE | 0 | 0.85436 | 0 | 0
1444-313 | 1444 | Tier-1 | 0 | 0 | 0 | 1286-346F | 1286 | Tier-1 | 1444-313 | 0 | 0 | 0 | 0
137-767F | 137 | Tier-1 | 1.1775 | 0 | 1.1775 | 1286-357 | 1286 | Tier-1 | 137-767F | 1.1775 | 2.4506 | 0 | 0
1445-1 | 1445 | Tier-1 | 0 | 0 | 0 | 1297-36F | 1297 | Tier-1 | 1445-1 | 0 | 0 | 0 | 0
1445-309 | 1445 | Tier-1 | 0 | 0 | 0 | 1299-1 | 1299 | Tier-1 | 1445-309 | 0 | 0 | 0 | 0
138-358R | 138 | Tier-1 | 3.9848 | 0 | 3.9848 | 130-14F | 130 | Tier-1 | 138-358R | 3.9848 | 1.6466 | 0 | 0
1445-310F | 1445 | Tier-2 | 0 | 0 | 0 | 131-228 | 131 | Tier-1 | 1445-310F | 0 | 0.52348 | 0 | 0
138-360F | 138 | Tier-1 | 0.42822 | 0 | 0.42822 | 131-230F | 131 | Tier-1 | 138-360F | 0.42822 | 0.37595 | 0 | 0
1445-3F | 1445 | Tier-1 | 0 | 0 | 0 | 131-231F | 131 | Tier-1 | 1445-3F | 0 | 0.072348 | 0 | 0
138-366 | 138 | Tier-1 | 0.08428 | 0 | 0.08428 | 131-232 | 131 | Tier-1 | 138-366 | 0.08428 | 0.86402 | 0 | 0
1445-4F | 1445 | Tier-1 | 0 | 0 | 0 | 131-232F | 131 | Tier-1 | 1445-4F | 0 | 0.072348 | 0 | 0
1446-11 | 1446 | Tier-1 | 0 | 0 | 0 | 132-28 | 132 | Tier-1 | 1446-11 | 0 | 0 | 0 | 0
1446-13F | 1446 | Tier-1 | 0 | 0 | 0 | 132-29 | 132 | Tier-1 | 1446-13F | 0 | 0.59072 | 0 | 0
139-243AE | 139 | Tier-1 | 0.12121 | 0 | 0.12121 | 132-41 | 132 | Tier-1 | 139-243AE | 0.12121 | 0.2392 | 0 | 0
139-244 | 139 | Tier-1 | 0 | 0 | 0 | 132-99 | 132 | Tier-1 | 139-244 | 0 | 0.15208 | 0 | 0
139-245AE | 139 | Tier-1 | 1.6862 | 0 | 1.6862 | 132-99F | 132 | Tier-1 | 139-245AE | 1.6862 | 5.6049 | 0 | 0
1447-305 | 1447 | Tier-1 | 0 | 0 | 0 | 134-262F | 134 | Tier-1 | 1447-305 | 0 | 0 | 0 | 0
1447-306F | 1447 | Tier-1 | 0 | 0 | 0 | 134-263 | 134 | Tier-1 | 1447-306F | 0 | 1.1352 | 0 | 0
1447-307F | 1447 | Tier-1 | 0 | 0 | 0 | 137-33 | 137 | Tier-1 | 1447-307F | 0 | 0.05303 | 0 | 0
139-48 | 139 | Tier-1 | 3.2564 | 0 | 3.2564 | 137-766 | 137 | Tier-1 | 139-48 | 3.2564 | 0.55208 | 0 | 0
1447-311F | 1447 | Tier-1 | 0 | 0 | 0 | 138-361F | 138 | Tier-1 | 1447-311F | 0 | 0.054924 | 0 | 0
1447-324F | 1447 | Tier-1 | 0 | 0 | 0 | 140-496 | 140 | Tier-1 | 1447-324F | 0 | 0.047348 | 0 | 0
140-481R | 140 | Tier-1 | 2.5326 | 0 | 2.5326 | 1406-436 | 1406 | Tier-1 | 140-481R | 2.5326 | 0.65076 | 0 | 0
140-496 | 140 | Tier-1 | 1.596 | 0 | 1.596 | 1407-24 | 1407 | Tier-1 | 140-496 | 1.596 | 1.3 | 0 | 0
140-510 | 140 | Tier-1 | 0 | 0 | 0 | 1407-7AE | 1407 | Tier-1 | 140-510 | 0 | 0.012311 | 0 | 0
1447-325F | 1447 | Tier-1 | 0 | 0 | 0 | 1408-1 | 1408 | Tier-1 | 1447-325F | 0 | 0.095644 | 0 | 0
1406-19F | 1406 | Tier-1 | 2.7415 | 0 | 2.7415 | 1410-1 | 1410 | Tier-1 | 1406-19F | 2.7415 | 7.5267 | 0 | 0
1406-21F | 1406 | Tier-1 | 0 | 0 | 0 | 1419-12F | 1419 | Tier-1 | 1406-21F | 0 | 10.4337 | 0 | 0
1406-436 | 1406 | Tier-1 | 0.32216 | 0 | 0.32216 | 142-8R | 142 | Tier-1 | 1406-436 | 0.32216 | 8.3142 | 0 | 0
1447-327F | 1447 | Tier-2 | 0 | 0 | 0 | 143-178F | 143 | Tier-1 | 1447-327F | 0 | 0.85038 | 0 | 0
1407-13F | 1407 | Tier-1 | 0 | 0 | 0 | 143-179F | 143 | Tier-1 | 1407-13F | 0 | 8.7047 | 0 | 0
1447-328 | 1447 | Tier-1 | 0 | 0 | 0 | 1434-37R | 1434 | Tier-1 | 1447-328 | 0 | 0 | 0 | 0
1407-7AE | 1407 | Tier-1 | 0 | 0 | 0 | 1435-459 | 1435 | Tier-1 | 1407-7AE | 0 | 14.9303 | 0 | 0
1448-335F | 1448 | Tier-1 | 0 | 0 | 0 | 1437-4 | 1437 | Tier-1 | 1448-335F | 0 | 0.27367 | 0 | 0
1448-336 | 1448 | Tier-1 | 0 | 0 | 0 | 1437-6F | 1437 | Tier-1 | 1448-336 | 0 | 0 | 0 | 0
1408-2 | 1408 | Tier-1 | 0 | 0 | 0 | 1438-333F | 1438 | Tier-1 | 1408-2 | 0 | 0.60057 | 0 | 0
1448-337F | 1448 | Tier-1 | 0 | 0 | 0 | 1439-19 | 1439 | Tier-1 | 1448-337F | 0 | 0.25758 | 0 | 0
1448-338F | 1448 | Tier-1 | 0 | 0 | 0 | 1439-21F | 1439 | Tier-1 | 1448-338F | 0 | 0.1089 | 0 | 0
1448-339F | 1448 | Tier-1 | 0 | 0 | 0 | 144-36 | 144 | Tier-1 | 1448-339F | 0 | 0.057765 | 0 | 0
1408-7 | 1408 | Tier-1 | 0 | 0 | 0 | 1445-311F | 1445 | Tier-1 | 1408-7 | 0 | 5.983 | 0 | 0
1409-4F | 1409 | Tier-1 | 0 | 0 | 0 | 1447-305 | 1447 | Tier-1 | 1409-4F | 0 | 1.5748 | 0 | 0
1409-5F | 1409 | Tier-1 | 0 | 0 | 0 | 1447-307F | 1447 | Tier-1 | 1409-5F | 0 | 15.9348 | 0 | 0
1448-367 | 1448 | Tier-1 | 0 | 0 | 0 | 1447-324F | 1447 | Tier-1 | 1448-367 | 0 | 0 | 0 | 0
145-627 | 145 | Tier-1 | 0 | 0 | 0 | 1447-325F | 1447 | Tier-1 | 145-627 | 0 | 0 | 0 | 0
1409-7AE | 1409 | Tier-1 | 0 | 0 | 0 | 1447-327F | 1447 | Tier-2 | 1409-7AE | 0 | 3.0794 | 0 | 0
145-628F | 145 | Tier-1 | 0 | 0 | 0 | 1448-368 | 1448 | Tier-1 | 145-628F | 0 | 0.010417 | 0 | 0
141-194F | 141 | Tier-1 | 0 | 0 | 0 | 145-630F | 145 | Tier-1 | 141-194F | 0 | 1.9085 | 0 | 0
141-195F | 141 | Tier-1 | 0 | 0 | 0 | 145-632 | 145 | Tier-1 | 141-195F | 0 | 0.48333 | 0 | 0
145-630F | 145 | Tier-1 | 0 | 0 | 0 | 145-633 | 145 | Tier-1 | 145-630F | 0 | 0.0075758 | 0 | 0
145-631F | 145 | Tier-1 | 0 | 0 | 0 | 1450-18 | 1450 | Tier-2 | 145-631F | 0 | 0.0066288 | 0 | 0
1418-31R | 1418 | Tier-1 | 0.66439 | 0 | 0.66439 | 1450-2F | 1450 | Tier-1 | 1418-31R | 0.66439 | 1.39 | 0 | 0
1418-581R | 1418 | Tier-1 | 1.1097 | 0 | 1.1097 | 1450-305F | 1450 | Tier-1 | 1418-581R | 1.1097 | 3.2545 | 0 | 0
145-632 | 145 | Tier-1 | 0 | 0 | 0 | 1450-311F | 1450 | Tier-2 | 145-632 | 0 | 0 | 0 | 0
145-634 | 145 | Tier-1 | 0 | 0 | 0 | 1458-1056 | 1458 | Tier-2 | 145-634 | 0 | 0.0079545 | 0.018939 | 0
1450-1 | 1450 | Tier-1 | 0 | 0 | 0 | 1458-1058F | 1458 | Tier-3 | 1450-1 | 0 | 0 | 0 | 0
1450-18 | 1450 | Tier-2 | 0 | 0 | 0 | 1458-1061 | 1458 | Tier-2 | 1450-18 | 0 | 0 | 0 | 0
142-33 | 142 | Tier-1 | 5.4206 | 0 | 5.4206 | 1458-1062F | 1458 | Tier-3 | 142-33 | 5.4206 | 2.0716 | 0 | 0
142-8R | 142 | Tier-1 | 3.5297 | 0 | 3.5297 | 1458-1075F | 1458 | Tier-3 | 142-8R | 3.5297 | 0.078598 | 0 | 0
1450-20F | 1450 | Tier-2 | 0 | 0 | 0 | 1458-1119F | 1458 | Tier-2 | 1450-20F | 0 | 0.085606 | 0 | 0
1450-21 | 1450 | Tier-2 | 0 | 0 | 0 | 1458-453 | 1458 | Tier-2 | 1450-21 | 0 | 0 | 0 | 0
1450-2F | 1450 | Tier-1 | 0 | 0 | 0 | 1458-456F | 1458 | Tier-2 | 1450-2F | 0 | 1.2746 | 0 | 0
1450-303 | 1450 | Tier-1 | 0 | 0 | 0 | 146-566 | 146 | Tier-1 | 1450-303 | 0 | 0 | 0 | 0
1450-304F | 1450 | Tier-2 | 0 | 0 | 0 | 147-799 | 147 | Tier-1 | 1450-304F | 0 | 0.57538 | 0 | 0
143-147F | 143 | Tier-1 | 0.2142 | 0 | 0.2142 | 147-803F | 147 | Tier-1 | 143-147F | 0.2142 | 2.2225 | 0 | 0
143-178F | 143 | Tier-1 | 0.099242 | 0 | 0.099242 | 147-812F | 147 | Tier-1 | 143-178F | 0.099242 | 0.96383 | 0 | 0
143-179F | 143 | Tier-1 | 0.022348 | 0 | 0.022348 | 1481-6 | 1481 | Tier-1 | 143-179F | 0.022348 | 0.52708 | 0 | 0
143-33 | 143 | Tier-1 | 0.071023 | 0 | 0.071023 | 1481-8F | 1481 | Tier-1 | 143-33 | 0.071023 | 1.3335 | 0 | 0
143-35 | 143 | Tier-1 | 0 | 0 | 0 | 1483-14 | 1483 | Tier-1 | 143-35 | 0 | 0.42008 | 0 | 0
1450-309 | 1450 | Tier-2 | 0 | 0 | 0 | 1483-25 | 1483 | Tier-1 | 1450-309 | 0 | 0 | 0 | 0
1434-10AE | 1434 | Tier-1 | 2.6936 | 0 | 2.6936 | 1483-304 | 1483 | Tier-1 | 1434-10AE | 2.6936 | 4.7438 | 0 | 0
1450-311F | 1450 | Tier-2 | 0 | 0 | 0 | 1483-42 | 1483 | Tier-1 | 1450-311F | 0 | 0.093182 | 0 | 0
1434-2 | 1434 | Tier-1 | 2.2275 | 0 | 2.2275 | 150-1034F | 150 | Tier-1 | 1434-2 | 2.2275 | 2.4991 | 0 | 0
1434-37R | 1434 | Tier-1 | 5.1034 | 0 | 5.1034 | 150-434AE | 150 | Tier-1 | 1434-37R | 5.1034 | 3.3852 | 0 | 0
1458-1055 | 1458 | Tier-2 | 0 | 0 | 0 | 150-435 | 150 | Tier-1 | 1458-1055 | 0 | 0 | 0 | 0
1458-1056 | 1458 | Tier-2 | 0.41061 | 0.089962 | 0.50057 | 151-97 | 151 | Tier-1 | 1458-1056 | 0.41061 | 0.43314 | 0 | 0.089962
1435-1075F | 1435 | Tier-1 | 0.97443 | 0 | 0.97443 | 152-1710 | 152 | Tier-1 | 1435-1075F | 0.97443 | 1.5979 | 0 | 0
1458-1060 | 1458 | Tier-2 | 0 | 0 | 0 | 152-1711F | 152 | Tier-1 | 1458-1060 | 0 | 0 | 0 | 0
1458-1075F | 1458 | Tier-3 | 0.03428 | 0 | 0.03428 | 152-1713F | 152 | Tier-1 | 1458-1075F | 0.03428 | 0.064205 | 0 | 0
1435-49F | 1435 | Tier-1 | 0.99242 | 0 | 0.99242 | 152-1714 | 152 | Tier-1 | 1435-49F | 0.99242 | 0.69015 | 0 | 0
1435-50 | 1435 | Tier-1 | 4.0466 | 0 | 4.0466 | 152-1715F | 152 | Tier-1 | 1435-50 | 4.0466 | 10.4837 | 0 | 0
1458-1116 | 1458 | Tier-2 | 0 | 0 | 0 | 152-1716F | 152 | Tier-1 | 1458-1116 | 0 | 0 | 0 | 0
1436-39F | 1436 | Tier-1 | 0 | 0 | 0 | 1525-23R | 1525 | Tier-2 | 1436-39F | 0 | 8.3951 | 0 | 0
1458-453 | 1458 | Tier-2 | 0 | 0 | 0 | 153-580 | 153 | Tier-1 | 1458-453 | 0 | 0 | 0 | 0
1458-518 | 1458 | Tier-2 | 0 | 0 | 0 | 154-876R | 154 | Tier-1 | 1458-518 | 0 | 0 | 0 | 0
1458-519 | 1458 | Tier-2 | 0.057008 | 0 | 0.057008 | 154-894R | 154 | Tier-1 | 1458-519 | 0.057008 | 0.19148 | 0 | 0
1458-565R | 1458 | Tier-3 | 5.3782 | 0.32292 | 5.7011 | 156-531 | 156 | Tier-1 | 1458-565R | 5.3782 | 0.25985 | 0.11553 | 0.32292
1458-9 | 1458 | Tier-3 | 0 | 0 | 0 | 156-538 | 156 | Tier-1 | 1458-9 | 0 | 0.12027 | 0 | 0
147-799 | 147 | Tier-1 | 0 | 0 | 0 | 159-1008 | 159 | Tier-1 | 147-799 | 0 | 0 | 0 | 0
147-803F | 147 | Tier-1 | 0 | 0 | 0 | 159-38F | 159 | Tier-1 | 147-803F | 0 | 0.42311 | 0 | 0
147-810 | 147 | Tier-1 | 0 | 0 | 0 | 161-610R | 161 | Tier-1 | 147-810 | 0 | 0 | 0 | 0
1438-333F | 1438 | Tier-1 | 0.16515 | 0 | 0.16515 | 161-973 | 161 | Tier-1 | 1438-333F | 0.16515 | 1.2731 | 0 | 0
147-811F | 147 | Tier-1 | 0 | 0 | 0 | 161-989F | 161 | Tier-1 | 147-811F | 0 | 0.4858 | 0 | 0
147-815 | 147 | Tier-1 | 0 | 0 | 0 | 162-17 | 162 | Tier-1 | 147-815 | 0 | 0 | 0 | 0
147-818 | 147 | Tier-1 | 0 | 0 | 0 | 165-622 | 165 | Tier-1 | 147-818 | 0 | 0.57557 | 0 | 0
1439-21F | 1439 | Tier-1 | 0 | 0 | 0 | 166-296 | 166 | Tier-1 | 1439-21F | 0 | 2.429 | 0 | 0
1439-29 | 1439 | Tier-1 | 0.24129 | 0 | 0.24129 | 166-463F | 166 | Tier-1 | 1439-29 | 0.24129 | 1.2746 | 0 | 0
1480-25 | 1480 | Tier-1 | 0 | 0 | 0 | 166-464 | 166 | Tier-1 | 1480-25 | 0 | 0 | 0 | 0
144-29 | 144 | Tier-1 | 0.13239 | 0 | 0.13239 | 166-465F | 166 | Tier-1 | 144-29 | 0.13239 | 0.61269 | 0 | 0
144-30AE | 144 | Tier-1 | 0 | 0 | 0 | 166-981 | 166 | Tier-1 | 144-30AE | 0 | 2.8926 | 0 | 0
1481-11 | 1481 | Tier-1 | 0 | 0 | 0 | 166-982F | 166 | Tier-1 | 1481-11 | 0 | 0.55682 | 0 | 0
144-442F | 144 | Tier-1 | 1.6301 | 0 | 1.6301 | 168-702F | 168 | Tier-1 | 144-442F | 1.6301 | 3.4364 | 0 | 0
144-443F | 144 | Tier-1 | 0 | 0 | 0 | 168-703F | 168 | Tier-1 | 144-443F | 0 | 0.17273 | 0 | 0
1481-3 | 1481 | Tier-1 | 0 | 0 | 0 | 169-30F | 169 | Tier-1 | 1481-3 | 0 | 0 | 0 | 0
144-445F | 144 | Tier-1 | 1.9903 | 0 | 1.9903 | 169-36 | 169 | Tier-1 | 144-445F | 1.9903 | 1.1521 | 0 | 0
1481-6 | 1481 | Tier-1 | 0 | 0 | 0 | 170-410R | 170 | Tier-1 | 1481-6 | 0 | 0.96837 | 0 | 0
1481-7 | 1481 | Tier-1 | 0 | 0 | 0 | 170-47F | 170 | Tier-1 | 1481-7 | 0 | 0 | 0 | 0
1482-17 | 1482 | Tier-1 | 0 | 0 | 0 | 170-879 | 170 | Tier-1 | 1482-17 | 0 | 0 | 0 | 0
1482-20F | 1482 | Tier-1 | 0 | 0 | 0 | 171-34 | 171 | Tier-1 | 1482-20F | 0 | 0 | 0 | 0
1482-21 | 1482 | Tier-1 | 0 | 0 | 0 | 171-568 | 171 | Tier-1 | 1482-21 | 0 | 0.011364 | 0 | 0
1482-21F | 1482 | Tier-1 | 0 | 0 | 0 | 171-708R | 171 | Tier-1 | 1482-21F | 0 | 0 | 0 | 0
1482-27 | 1482 | Tier-1 | 0 | 0 | 0 | 172-567R | 172 | Tier-1 | 1482-27 | 0 | 0 | 0 | 0
1483-12 | 1483 | Tier-1 | 0 | 0 | 0 | 172-630R | 172 | Tier-1 | 1483-12 | 0 | 0 | 0 | 0
1445-2F | 1445 | Tier-1 | 0 | 0 | 0 | 175-90R | 175 | Tier-3 | 1445-2F | 0 | 1.9515 | 0 | 0
1483-14F | 1483 | Tier-1 | 0 | 0 | 0 | 176-194R | 176 | Tier-3 | 1483-14F | 0 | 0 | 0 | 0
1483-15 | 1483 | Tier-1 | 0 | 0 | 0 | 177-955 | 177 | Tier-2 | 1483-15 | 0 | 0.040152 | 0 | 0
1445-311F | 1445 | Tier-1 | 0 | 0 | 0 | 178-48 | 178 | Tier-1 | 1445-311F | 0 | 1.2606 | 0 | 0
1483-15F | 1483 | Tier-1 | 0 | 0 | 0 | 178-50 | 178 | Tier-1 | 1483-15F | 0 | 0 | 0 | 0
1483-16 | 1483 | Tier-1 | 0 | 0 | 0 | 179-10F | 179 | Tier-1 | 1483-16 | 0 | 0.0075758 | 0 | 0
1483-16F | 1483 | Tier-1 | 0 | 0 | 0 | 179-6 | 179 | Tier-1 | 1483-16F | 0 | 0 | 0 | 0
1483-25 | 1483 | Tier-1 | 0 | 0 | 0 | 181-47 | 181 | Tier-1 | 1483-25 | 0 | 0 | 0 | 0
1483-304 | 1483 | Tier-1 | 0 | 0 | 0 | 182-2240F | 182 | Tier-2 | 1483-304 | 0 | 0 | 0 | 0
1483-306F | 1483 | Tier-1 | 0 | 0 | 0 | 182-2243F | 182 | Tier-2 | 1483-306F | 0 | 0.0056818 | 0 | 0
1483-307F | 1483 | Tier-1 | 0 | 0 | 0 | 182-2252R | 182 | Tier-2 | 1483-307F | 0 | 0.026515 | 0 | 0
1483-38 | 1483 | Tier-1 | 0 | 0 | 0 | 183-572 | 183 | Tier-1 | 1483-38 | 0 | 0 | 0 | 0
1483-41 | 1483 | Tier-1 | 0 | 0 | 0 | 185-41 | 185 | Tier-1 | 1483-41 | 0 | 0.013258 | 0 | 0
1483-42 | 1483 | Tier-1 | 0 | 0 | 0 | 185-55 | 185 | Tier-1 | 1483-42 | 0 | 0.0094697 | 0 | 0
1483-43 | 1483 | Tier-1 | 0 | 0 | 0 | 187-40F | 187 | Tier-1 | 1483-43 | 0 | 0.017045 | 0 | 0
149-129R | 149 | Tier-1 | 0.15038 | 0 | 0.15038 | 188-10 | 188 | Tier-1 | 149-129R | 0.15038 | 0.036742 | 0 | 0
1448-319R | 1448 | Tier-1 | 0 | 0 | 0 | 189-782F | 189 | Tier-1 | 1448-319R | 0 | 0.39015 | 0 | 0
149-154R | 149 | Tier-1 | 0 | 0 | 0 | 190-1124 | 190 | Tier-1 | 149-154R | 0 | 0.011742 | 0 | 0
150-1031 | 150 | Tier-1 | 0 | 0 | 0 | 192-756 | 192 | Tier-1 | 150-1031 | 0 | 0 | 0 | 0
150-1032F | 150 | Tier-1 | 0 | 0 | 0 | 196-43F | 196 | Tier-2 | 150-1032F | 0 | 0.0094697 | 0 | 0
150-1034F | 150 | Tier-1 | 0 | 0 | 0 | 197-1150F | 197 | Tier-2 | 150-1034F | 0 | 1.432 | 0 | 0
150-435 | 150 | Tier-1 | 0 | 0 | 0 | 197-1152F | 197 | Tier-2 | 150-435 | 0 | 0 | 0 | 0
150-506 | 150 | Tier-1 | 0.56136 | 0 | 0.56136 | 197-1154 | 197 | Tier-2 | 150-506 | 0.56136 | 0.085795 | 0 | 0
1448-368 | 1448 | Tier-1 | 2.0004 | 0 | 2.0004 | 197-47 | 197 | Tier-1 | 1448-368 | 2.0004 | 5.682 | 0 | 0
151-1042 | 151 | Tier-1 | 0 | 0 | 0 | 197-48F | 197 | Tier-1 | 151-1042 | 0 | 0 | 0 | 0
151-1043F | 151 | Tier-1 | 0 | 0 | 0 | 197-969F | 197 | Tier-1 | 151-1043F | 0 | 0.23958 | 0 | 0
152-1710 | 152 | Tier-1 | 0 | 0 | 0 | 205-1550 | 205 | Tier-2 | 152-1710 | 0 | 0 | 0 | 0
152-1711F | 152 | Tier-1 | 0 | 0 | 0 | 205-369R | 205 | Tier-1 | 152-1711F | 0 | 0.0094697 | 0 | 0
152-1714 | 152 | Tier-1 | 0 | 0 | 0 | 206-1105 | 206 | Tier-2 | 152-1714 | 0 | 0 | 0 | 0
145-633 | 145 | Tier-1 | 0.17216 | 0 | 0.17216 | 209-1767 | 209 | Tier-1 | 145-633 | 0.17216 | 0.86856 | 0.60133 | 0
152-516 | 152 | Tier-1 | 0 | 0 | 0 | 209-661 | 209 | Tier-1 | 152-516 | 0 | 0 | 0 | 0
153-580 | 153 | Tier-1 | 0 | 0 | 0 | 210-172R | 210 | Tier-2 | 153-580 | 0 | 0 | 0 | 0
1450-17 | 1450 | Tier-2 | 0 | 0 | 0 | 211-279R | 211 | Tier-2 | 1450-17 | 0 | 0.3447 | 0 | 0
154-898 | 154 | Tier-1 | 0 | 0 | 0 | 212-1177R | 212 | Tier-2 | 154-898 | 0 | 0 | 0 | 0
156-531 | 156 | Tier-1 | 0 | 0 | 0 | 212-743R | 212 | Tier-2 | 156-531 | 0 | 0 | 0 | 0
157-1928R | 157 | Tier-3 | 3.0542 | 0.1322 | 3.1864 | 212-758R | 212 | Tier-2 | 157-1928R | 3.0542 | 0.15 | 0.10644 | 0.1322
157-207R | 157 | Tier-3 | 2.0208 | 0 | 2.0208 | 212-886R | 212 | Tier-2 | 157-207R | 2.0208 | 0 | 0 | 0
157-232R | 157 | Tier-3 | 10.3784 | 0.52216 | 10.9006 | 214-1122R | 214 | Tier-3 | 157-232R | 10.3784 | 0 | 0.14583 | 0.52216
159-1007 | 159 | Tier-1 | 0 | 0 | 0 | 214-583R | 214 | Tier-3 | 159-1007 | 0 | 0 | 0 | 0
1450-305F | 1450 | Tier-1 | 0 | 0 | 0 | 216-1859F | 216 | Tier-3 | 1450-305F | 0 | 0.069886 | 0 | 0
159-1008 | 159 | Tier-1 | 0 | 0 | 0 | 216-40 | 216 | Tier-3 | 159-1008 | 0 | 0.91117 | 0 | 0
1450-310F | 1450 | Tier-2 | 0 | 0 | 0 | 216-41 | 216 | Tier-3 | 1450-310F | 0 | 0.58826 | 0 | 0
159-36 | 159 | Tier-1 | 0 | 0 | 0 | 217-983R | 217 | Tier-3 | 159-36 | 0 | 0 | 0 | 0
161-617 | 161 | Tier-1 | 0 | 0 | 0 | 221-1232F | 221 | Tier-3 | 161-617 | 0 | 0.06875 | 0 | 0
161-973 | 161 | Tier-1 | 0 | 0 | 0 | 221-1234 | 221 | Tier-3 | 161-973 | 0 | 0 | 0 | 0
1458-1057F | 1458 | Tier-3 | 0 | 0 | 0 | 221-1237F | 221 | Tier-3 | 1458-1057F | 0 | 7.9445 | 1.6439 | 0
1458-1058F | 1458 | Tier-3 | 1.3252 | 0.14413 | 1.4693 | 221-36 | 221 | Tier-3 | 1458-1058F | 1.3252 | 5.0987 | 2.8983 | 0.14413
161-988 | 161 | Tier-1 | 0 | 0 | 0 | 222-2013R | 222 | Tier-3 | 161-988 | 0 | 0 | 0 | 0
1458-1061 | 1458 | Tier-2 | 1.6858 | 0.65966 | 2.3455 | 223-48 | 223 | Tier-1 | 1458-1061 | 1.6858 | 0.76477 | 0.19545 | 0.65966
1458-1062F | 1458 | Tier-3 | 0 | 0 | 0 | 223-526R | 223 | Tier-1 | 1458-1062F | 0 | 3.4951 | 0.48011 | 0
162-15 | 162 | Tier-1 | 0 | 0 | 0 | 223-536R | 223 | Tier-2 | 162-15 | 0 | 0 | 0 | 0
1458-1115F | 1458 | Tier-2 | 0 | 0.011174 | 0.011174 | 223-550 | 223 | Tier-1 | 1458-1115F | 0 | 1.9106 | 0.38277 | 0.011174
162-17 | 162 | Tier-1 | 0 | 0 | 0 | 224-539F | 224 | Tier-1 | 162-17 | 0 | 0.088636 | 0 | 0
1458-1117F | 1458 | Tier-2 | 0 | 0.058712 | 0.058712 | 227-14F | 227 | Tier-1 | 1458-1117F | 0 | 1.6002 | 0.26686 | 0.058712
1458-1119F | 1458 | Tier-2 | 0 | 0 | 0 | 228-12 | 228 | Tier-1 | 1458-1119F | 0 | 1.1174 | 0.2786 | 0
1458-1131R | 1458 | Tier-3 | 4.0415 | 2.2403 | 6.2818 | 228-13F | 228 | Tier-1 | 1458-1131R | 4.0415 | 2.86 | 0.58655 | 2.2403
165-622 | 165 | Tier-1 | 0 | 0 | 0 | 229-426 | 229 | Tier-1 | 165-622 | 0 | 0 | 0 | 0
1458-454F | 1458 | Tier-2 | 0 | 0 | 0 | 229-505 | 229 | Tier-1 | 1458-454F | 0 | 1.4023 | 0.11572 | 0
1458-456F | 1458 | Tier-2 | 0.025947 | 0.11818 | 0.14413 | 23-212F | 23 | Tier-1 | 1458-456F | 0.025947 | 3.0691 | 0.57462 | 0.11818
166-296 | 166 | Tier-1 | 0 | 0 | 0 | 230-127AE | 230 | Tier-2 | 166-296 | 0 | 0 | 0 | 0
166-298 | 166 | Tier-1 | 0 | 0 | 0 | 230-181 | 230 | Tier-2 | 166-298 | 0 | 0.33902 | 0 | 0
166-464 | 166 | Tier-1 | 0 | 0 | 0 | 231-1635R | 231 | Tier-2 | 166-464 | 0 | 0 | 0 | 0
1458-601R | 1458 | Tier-3 | 13.1473 | 2.3004 | 15.4477 | 232-39 | 232 | Tier-2 | 1458-601R | 13.1473 | 1.6606 | 0.24167 | 2.3004
1458-8 | 1458 | Tier-3 | 0 | 0 | 0 | 232-40AE | 232 | Tier-2 | 1458-8 | 0 | 0.2517 | 0 | 0
166-981 | 166 | Tier-1 | 0 | 0 | 0 | 233-41R | 233 | Tier-2 | 166-981 | 0 | 0 | 0 | 0
146-275R | 146 | Tier-1 | 0.74015 | 0 | 0.74015 | 233-80 | 233 | Tier-2 | 146-275R | 0.74015 | 2.9578 | 0 | 0
146-564AE | 146 | Tier-1 | 0 | 0 | 0 | 233-85F | 233 | Tier-2 | 146-564AE | 0 | 0.90663 | 0.04072 | 0
146-565 | 146 | Tier-1 | 0 | 0 | 0 | 234-48R | 234 | Tier-2 | 146-565 | 0 | 1.2165 | 0.62197 | 0
146-566 | 146 | Tier-1 | 0 | 0 | 0 | 235-911 | 235 | Tier-2 | 146-566 | 0 | 4.2259 | 1.7244 | 0
167-33 | 167 | Tier-1 | 0 | 0 | 0 | 237-30R | 237 | Tier-3 | 167-33 | 0 | 0 | 0 | 0
147-801F | 147 | Tier-1 | 0 | 0 | 0 | 240-1147 | 240 | Tier-2 | 147-801F | 0 | 0.95739 | 0 | 0
168-701 | 168 | Tier-1 | 0 | 0 | 0 | 240-1148 | 240 | Tier-3 | 168-701 | 0 | 0 | 0 | 0
169-36 | 169 | Tier-1 | 0 | 0 | 0 | 242-1419F | 242 | Tier-1 | 169-36 | 0 | 0 | 0 | 0
170-410R | 170 | Tier-1 | 12.0856 | 0 | 12.0856 | 245-584 | 245 | Tier-1 | 170-410R | 12.0856 | 5.9924 | 0 | 0
147-812F | 147 | Tier-1 | 0 | 0 | 0 | 249-11 | 249 | Tier-3 | 147-812F | 0 | 0.023864 | 0 | 0
170-42 | 170 | Tier-1 | 2.6307 | 0 | 2.6307 | 249-14AE | 249 | Tier-3 | 170-42 | 2.6307 | 0.62727 | 0 | 0
170-462 | 170 | Tier-1 | 0 | 0 | 0 | 249-24R | 249 | Tier-3 | 170-462 | 0 | 0 | 0 | 0
170-463F | 170 | Tier-1 | 0 | 0 | 0 | 252-267 | 252 | Tier-1 | 170-463F | 0 | 0.33295 | 0 | 0
170-464F | 170 | Tier-1 | 0 | 0 | 0 | 252-278 | 252 | Tier-1 | 170-464F | 0 | 1.0095 | 0 | 0
1480-26F | 1480 | Tier-1 | 0.84053 | 0 | 0.84053 | 255-1080R | 255 | Tier-1 | 1480-26F | 0.84053 | 6.0337 | 0 | 0
1480-27F | 1480 | Tier-1 | 0 | 0 | 0 | 257-29AE | 257 | Tier-1 | 1480-27F | 0 | 1.5436 | 0 | 0
170-465F | 170 | Tier-1 | 0 | 0 | 0 | 266-486F | 266 | Tier-1 | 170-465F | 0 | 3.4027 | 0 | 0
170-47F | 170 | Tier-1 | 0 | 0 | 0 | 267-1217F | 267 | Tier-1 | 170-47F | 0 | 0.17633 | 0 | 0
170-48 | 170 | Tier-1 | 0 | 0 | 0 | 267-1218 | 267 | Tier-1 | 170-48 | 0 | 0 | 0 | 0
1481-5AE | 1481 | Tier-1 | 0.016477 | 0 | 0.016477 | 267-1222 | 267 | Tier-1 | 1481-5AE | 0.016477 | 0.04053 | 0 | 0
170-879 | 170 | Tier-1 | 0 | 0 | 0 | 267-1239 | 267 | Tier-1 | 170-879 | 0 | 1.3725 | 0 | 0
171-567 | 171 | Tier-1 | 3.0585 | 0 | 3.0585 | 267-1240 | 267 | Tier-1 | 171-567 | 3.0585 | 0.43504 | 0 | 0
1481-8F | 1481 | Tier-1 | 0 | 0 | 0 | 267-1242 | 267 | Tier-1 | 1481-8F | 0 | 0.65492 | 0 | 0
171-664 | 171 | Tier-1 | 0 | 0 | 0 | 269-19 | 269 | Tier-1 | 171-664 | 0 | 0 | 0 | 0
1482-20 | 1482 | Tier-1 | 0 | 0 | 0 | 269-829F | 269 | Tier-1 | 1482-20 | 0 | 0.013258 | 0 | 0
171-666F | 171 | Tier-1 | 0 | 0 | 0 | 271-49F | 271 | Tier-1 | 171-666F | 0 | 0.085227 | 0 | 0
171-667F | 171 | Tier-1 | 0 | 0 | 0 | 271-93F | 271 | Tier-1 | 171-667F | 0 | 1.3384 | 0 | 0
171-6R | 171 | Tier-1 | 2.0913 | 0 | 2.0913 | 273-198 | 273 | Tier-1 | 171-6R | 2.0913 | 0 | 0 | 0
173-301F | 173 | Tier-1 | 0 | 0 | 0 | 273-250 | 273 | Tier-1 | 173-301F | 0 | 0.10133 | 0 | 0
1482-28 | 1482 | Tier-1 | 1.5068 | 0 | 1.5068 | 275-45 | 275 | Tier-1 | 1482-28 | 1.5068 | 3.7441 | 0 | 0
1483-11 | 1483 | Tier-1 | 0 | 0 | 0 | 275-681F | 275 | Tier-1 | 1483-11 | 0 | 0.96534 | 0 | 0
173-302 | 173 | Tier-1 | 0 | 0 | 0 | 277-455 | 277 | Tier-1 | 173-302 | 0 | 0 | 0 | 0
1483-14 | 1483 | Tier-1 | 0 | 0 | 0 | 277-48 | 277 | Tier-1 | 1483-14 | 0 | 0.14432 | 0 | 0
176-164R | 176 | Tier-3 | 6.0422 | 0 | 6.0422 | 278-22R | 278 | Tier-1 | 176-164R | 6.0422 | 1.0172 | 0 | 0
176-199 | 176 | Tier-3 | 0 | 0 | 0 | 280-22 | 280 | Tier-1 | 176-199 | 0 | 0 | 0 | 0
177-940 | 177 | Tier-1 | 0 | 0 | 0 | 280-23AE | 280 | Tier-1 | 177-940 | 0 | 0 | 0 | 0
178-46 | 178 | Tier-1 | 0 | 0 | 0 | 282-1090F | 282 | Tier-1 | 178-46 | 0 | 0.0079545 | 0 | 0
178-50 | 178 | Tier-1 | 0 | 0 | 0 | 282-563F | 282 | Tier-1 | 178-50 | 0 | 0 | 0 | 0
1483-24AE | 1483 | Tier-1 | 0 | 0 | 0 | 283-1359AE | 283 | Tier-3 | 1483-24AE | 0 | 0.74299 | 0 | 0
178-983AE | 178 | Tier-1 | 0.19678 | 0.051136 | 0.24792 | 286-1053R | 286 | Tier-1 | 178-983AE | 0.19678 | 0.1517 | 0.04697 | 0.051136
179-10F | 179 | Tier-1 | 0 | 0 | 0 | 286-991 | 286 | Tier-1 | 179-10F | 0 | 0 | 0 | 0
179-6 | 179 | Tier-1 | 0 | 0 | 0 | 287-19 | 287 | Tier-1 | 179-6 | 0 | 0 | 0 | 0
179-9F | 179 | Tier-1 | 0 | 0 | 0 | 287-22 | 287 | Tier-1 | 179-9F | 0 | 0 | 0 | 0
181-1770 | 181 | Tier-1 | 0 | 0 | 0 | 287-23AE | 287 | Tier-1 | 181-1770 | 0 | 0 | 0 | 0
181-1771 | 181 | Tier-1 | 0 | 0 | 0 | 287-24AE | 287 | Tier-1 | 181-1771 | 0 | 1.8822 | 0 | 0
1483-39 | 1483 | Tier-1 | 0.52178 | 0 | 0.52178 | 287-30 | 287 | Tier-1 | 1483-39 | 0.52178 | 2.7091 | 0 | 0
1483-40 | 1483 | Tier-1 | 0.19962 | 0 | 0.19962 | 288-18 | 288 | Tier-1 | 1483-40 | 0.19962 | 1.3201 | 0 | 0
181-47 | 181 | Tier-1 | 0 | 0 | 0 | 288-2379F | 288 | Tier-2 | 181-47 | 0 | 0 | 0 | 0
181-56F | 181 | Tier-1 | 0 | 0 | 0 | 288-2381 | 288 | Tier-2 | 181-56F | 0 | 2.3763 | 0 | 0
181-57 | 181 | Tier-1 | 0 | 0 | 0 | 291-25 | 291 | Tier-2 | 181-57 | 0 | 0 | 0 | 0
182-2239 | 182 | Tier-1 | 0 | 0 | 0 | 292-156F | 292 | Tier-1 | 182-2239 | 0 | 0 | 0 | 0
182-2244 | 182 | Tier-2 | 0 | 0 | 0 | 292-316F | 292 | Tier-2 | 182-2244 | 0 | 0 | 0 | 0
182-2250 | 182 | Tier-2 | 1.2528 | 0 | 1.2528 | 293-20AE | 293 | Tier-1 | 182-2250 | 1.2528 | 0.29167 | 0 | 0
182-2254R | 182 | Tier-2 | 0.87803 | 0 | 0.87803 | 293-27F | 293 | Tier-1 | 182-2254R | 0.87803 | 0 | 0.036932 | 0
183-438 | 183 | Tier-2 | 0 | 0 | 0 | 295-1201F | 295 | Tier-1 | 183-438 | 0 | 0 | 0 | 0
150-434AE | 150 | Tier-1 | 0.825 | 0 | 0.825 | 295-1203F | 295 | Tier-2 | 150-434AE | 0.825 | 3.415 | 0 | 0
183-571F | 183 | Tier-2 | 0 | 0 | 0 | 295-519 | 295 | Tier-1 | 183-571F | 0 | 1.1205 | 0 | 0
183-572 | 183 | Tier-1 | 0 | 0 | 0 | 296-2654F | 296 | Tier-1 | 183-572 | 0 | 0 | 0 | 0
185-41 | 185 | Tier-1 | 0 | 0 | 0 | 296-68F | 296 | Tier-2 | 185-41 | 0 | 0 | 0 | 0
185-55 | 185 | Tier-1 | 0 | 0 | 0 | 296-69 | 296 | Tier-1 | 185-55 | 0 | 0 | 0 | 0
151-1044F | 151 | Tier-1 | 0.70758 | 0 | 0.70758 | 297-827AE | 297 | Tier-1 | 151-1044F | 0.70758 | 10.8419 | 0 | 0
151-97 | 151 | Tier-1 | 0.061932 | 0 | 0.061932 | 297-828AE | 297 | Tier-1 | 151-97 | 0.061932 | 3.7436 | 0 | 0
187-38 | 187 | Tier-1 | 0 | 0 | 0 | 299-1011 | 299 | Tier-1 | 187-38 | 0 | 0 | 0 | 0
188-10 | 188 | Tier-1 | 0 | 0 | 0 | 299-1152 | 299 | Tier-1 | 188-10 | 0 | 0 | 0 | 0
152-1713F | 152 | Tier-1 | 2.4902 | 0 | 2.4902 | 299-1154F | 299 | Tier-1 | 152-1713F | 2.4902 | 4.0566 | 0 | 0
189-645 | 189 | Tier-1 | 1.1693 | 0 | 1.1693 | 300-483F | 300 | Tier-2 | 189-645 | 1.1693 | 0.63144 | 0 | 0
152-1715F | 152 | Tier-1 | 0 | 0 | 0 | 300-484F | 300 | Tier-2 | 152-1715F | 0 | 0.26951 | 0 | 0
152-1716F | 152 | Tier-1 | 0.63504 | 0 | 0.63504 | 304-922AE | 304 | Tier-1 | 152-1716F | 0.63504 | 1.736 | 0 | 0
152-512AE | 152 | Tier-1 | 0 | 0 | 0 | 304-997 | 304 | Tier-1 | 152-512AE | 0 | 2.7989 | 0 | 0
152-513AE | 152 | Tier-1 | 4.1419 | 0 | 4.1419 | 304-999F | 304 | Tier-1 | 152-513AE | 4.1419 | 8.9917 | 0 | 0
189-784 | 189 | Tier-1 | 0 | 0 | 0 | 306-2246 | 306 | Tier-2 | 189-784 | 0 | 0 | 0 | 0
1525-23R | 1525 | Tier-2 | 0.55284 | 0 | 0.55284 | 306-2257F | 306 | Tier-1 | 1525-23R | 0.55284 | 0.034091 | 0 | 0
153-1119R | 153 | Tier-1 | 1.3831 | 0 | 1.3831 | 307-1684R | 307 | Tier-1 | 153-1119R | 1.3831 | 1.2409 | 0 | 0
190-1123 | 190 | Tier-1 | 0 | 0 | 0 | 307-234R | 307 | Tier-2 | 190-1123 | 0 | 0 | 0 | 0
153-581F | 153 | Tier-1 | 3.9195 | 0 | 3.9195 | 309-12 | 309 | Tier-1 | 153-581F | 3.9195 | 6.2059 | 0 | 0
153-583F | 153 | Tier-1 | 0 | 0 | 0 | 310-1192F | 310 | Tier-1 | 153-583F | 0 | 0.79602 | 0 | 0
154-13 | 154 | Tier-1 | 0.33826 | 0 | 0.33826 | 310-1193F | 310 | Tier-1 | 154-13 | 0.33826 | 0.060606 | 0 | 0
154-876R | 154 | Tier-1 | 3.3598 | 0 | 3.3598 | 310-1194F | 310 | Tier-1 | 154-876R | 3.3598 | 1.2038 | 0 | 0
154-878R | 154 | Tier-1 | 5.247 | 0 | 5.247 | 310-35F | 310 | Tier-1 | 154-878R | 5.247 | 2.1072 | 0 | 0
154-894R | 154 | Tier-1 | 4.4027 | 0 | 4.4027 | 310-456AE | 310 | Tier-1 | 154-894R | 4.4027 | 0.21269 | 0 | 0
154-897F | 154 | Tier-1 | 0.55265 | 0 | 0.55265 | 311-1160 | 311 | Tier-1 | 154-897F | 0.55265 | 1.2748 | 0 | 0
192-1617 | 192 | Tier-1 | 0 | 0 | 0 | 311-1163F | 311 | Tier-2 | 192-1617 | 0 | 0 | 0 | 0
155-1236R | 155 | Tier-1 | 2.839 | 0 | 2.839 | 311-14R | 311 | Tier-2 | 155-1236R | 2.839 | 8.8153 | 0 | 0
155-40 | 155 | Tier-1 | 2.283 | 0 | 2.283 | 312-14F | 312 | Tier-2 | 155-40 | 2.283 | 0.65436 | 0 | 0
156-529AE | 156 | Tier-1 | 1.161 | 0 | 1.161 | 313-919 | 313 | Tier-1 | 156-529AE | 1.161 | 5.5373 | 0 | 0
196-37 | 196 | Tier-1 | 0 | 0 | 0 | 313-921F | 313 | Tier-1 | 196-37 | 0 | 0 | 0 | 0
156-538 | 156 | Tier-1 | 3.9848 | 0 | 3.9848 | 314-11F | 314 | Tier-1 | 156-538 | 3.9848 | 6.3794 | 0 | 0
157-165R | 157 | Tier-3 | 4.5731 | 0.2875 | 4.8606 | 314-46 | 314 | Tier-1 | 157-165R | 4.5731 | 0 | 0.25852 | 0.2875
157-189R | 157 | Tier-3 | 24.157 | 3.6108 | 27.7678 | 314-814F | 314 | Tier-1 | 157-189R | 24.157 | 1.9212 | 0.48125 | 3.6108
197-1153 | 197 | Tier-1 | 0 | 0 | 0 | 314-816 | 314 | Tier-1 | 197-1153 | 0 | 0 | 0 | 0
157-204R | 157 | Tier-3 | 12.9229 | 0.29545 | 13.2184 | 315-1191 | 315 | Tier-2 | 157-204R | 12.9229 | 0.23428 | 0.062879 | 0.29545
197-1154 | 197 | Tier-2 | 0 | 0 | 0 | 315-1194F | 315 | Tier-2 | 197-1154 | 0 | 0 | 0 | 0
197-47 | 197 | Tier-1 | 0 | 0 | 0 | 315-485AE | 315 | Tier-2 | 197-47 | 0 | 0 | 0 | 0
157-257R | 157 | Tier-3 | 20.775 | 2.2324 | 23.0074 | 321-646 | 321 | Tier-1 | 157-257R | 20.775 | 0.67746 | 0.19564 | 2.2324
157-273R | 157 | Tier-3 | 7.9843 | 0.49148 | 8.4758 | 321-740AE | 321 | Tier-1 | 157-273R | 7.9843 | 0.060227 | 0.041288 | 0.49148
157-81R | 157 | Tier-3 | 25.3665 | 2.4242 | 27.7907 | 323-1118 | 323 | Tier-1 | 157-81R | 25.3665 | 0.92538 | 0.93902 | 2.4242
158-29 | 158 | Tier-1 | 7.7642 | 0 | 7.7642 | 323-1135 | 323 | Tier-1 | 158-29 | 7.7642 | 6.0473 | 0 | 0
158-30 | 158 | Tier-1 | 0 | 0 | 0 | 323-474 | 323 | Tier-1 | 158-30 | 0 | 3.0235 | 0 | 0
197-48F | 197 | Tier-1 | 0 | 0 | 0 | 325-1229F | 325 | Tier-1 | 197-48F | 0 | 0.14697 | 0 | 0
205-1551 | 205 | Tier-1 | 0 | 0 | 0 | 326-25 | 326 | Tier-1 | 205-1551 | 0 | 0.79451 | 0 | 0
159-1010F | 159 | Tier-1 | 0.059659 | 0 | 0.059659 | 330-44R | 330 | Tier-1 | 159-1010F | 0.059659 | 1.4646 | 0 | 0
159-31R | 159 | Tier-1 | 7.321 | 0 | 7.321 | 330-8R | 330 | Tier-1 | 159-31R | 7.321 | 5.8028 | 0 | 0
205-1675R | 205 | Tier-1 | 0 | 0 | 0 | 331-42AE | 331 | Tier-2 | 205-1675R | 0 | 0.0094697 | 0 | 0
159-37F | 159 | Tier-1 | 3.5187 | 0 | 3.5187 | 334-43 | 334 | Tier-1 | 159-37F | 3.5187 | 2.9303 | 0 | 0
159-38F | 159 | Tier-1 | 1.2477 | 0 | 1.2477 | 334-44F | 334 | Tier-1 | 159-38F | 1.2477 | 3.1331 | 0 | 0
160-20R | 160 | Tier-1 | 3.5038 | 0 | 3.5038 | 340-375F | 340 | Tier-1 | 160-20R | 3.5038 | 0.55909 | 0 | 0
161-610R | 161 | Tier-1 | 7.4722 | 0 | 7.4722 | 340-378F | 340 | Tier-1 | 161-610R | 7.4722 | 1.4227 | 0 | 0
206-960 | 206 | Tier-1 | 0 | 0 | 0 | 341-920 | 341 | Tier-1 | 206-960 | 0 | 0 | 0 | 0
209-1767 | 209 | Tier-1 | 0 | 0 | 0 | 342-513 | 342 | Tier-1 | 209-1767 | 0 | 0 | 0 | 0
161-974F | 161 | Tier-1 | 0.75644 | 0 | 0.75644 | 342-521AE | 342 | Tier-1 | 161-974F | 0.75644 | 0.7678 | 0 | 0
161-975F | 161 | Tier-1 | 1.4259 | 0 | 1.4259 | 343-19F | 343 | Tier-1 | 161-975F | 1.4259 | 1.6485 | 0 | 0
212-638R | 212 | Tier-2 | 4.2729 | 0.0087121 | 4.2816 | 343-20 | 343 | Tier-1 | 212-638R | 4.2729 | 0 | 0.011364 | 0.0087121
161-989F | 161 | Tier-1 | 0.13731 | 0 | 0.13731 | 35-1 | 35 | Tier-1 | 161-989F | 0.13731 | 1.8858 | 0 | 0
161-991F | 161 | Tier-1 | 4.9402 | 0 | 4.9402 | 35-2 | 35 | Tier-1 | 161-991F | 4.9402 | 3.7019 | 0 | 0
212-743R | 212 | Tier-2 | 3.59 | 0.071591 | 3.6616 | 350-2196R | 350 | Tier-2 | 212-743R | 3.59 | 0.010795 | 0.035038 | 0.071591
212-773R | 212 | Tier-2 | 10.6424 | 1.1977 | 11.8402 | 351-871R | 351 | Tier-3 | 212-773R | 10.6424 | 0.39773 | 0.65795 | 1.1977
162-19F | 162 | Tier-1 | 5.5828 | 0 | 5.5828 | 355-41R | 355 | Tier-2 | 162-19F | 5.5828 | 6.078 | 0 | 0
162-44R | 162 | Tier-1 | 2.8515 | 0 | 2.8515 | 355-65R | 355 | Tier-2 | 162-44R | 2.8515 | 1.7955 | 0 | 0
163-29R | 163 | Tier-1 | 8.1536 | 0 | 8.1536 | 356-16R | 356 | Tier-2 | 163-29R | 8.1536 | 1.0424 | 0 | 0
163-33R | 163 | Tier-1 | 10.3481 | 0 | 10.3481 | 356-19R | 356 | Tier-3 | 163-33R | 10.3481 | 2.6557 | 0 | 0
165-35R | 165 | Tier-1 | 2.6392 | 0 | 2.6392 | 357-1299R | 357 | Tier-3 | 165-35R | 2.6392 | 5.9943 | 0 | 0
165-457AE | 165 | Tier-1 | 0 | 0 | 0 | 357-2047F | 357 | Tier-2 | 165-457AE | 0 | 0.6608 | 0 | 0
165-49 | 165 | Tier-1 | 0 | 0 | 0 | 357-2049F | 357 | Tier-3 | 165-49 | 0 | 0.32992 | 0 | 0
165-620F | 165 | Tier-1 | 0 | 0 | 0 | 357-50R | 357 | Tier-3 | 165-620F | 0 | 0.0049242 | 0 | 0
165-621F | 165 | Tier-1 | 7.1606 | 0 | 7.1606 | 358-662 | 358 | Tier-3 | 165-621F | 7.1606 | 7.4261 | 0 | 0
212-880R | 212 | Tier-2 | 1.6146 | 0.024621 | 1.6392 | 36-231 | 36 | Tier-1 | 212-880R | 1.6146 | 0.22765 | 0 | 0.024621
212-888R | 212 | Tier-2 | 6.6481 | 0.33864 | 6.9867 | 36-232F | 36 | Tier-1 | 212-888R | 6.6481 | 0.31534 | 0.16269 | 0.33864
213-257 | 213 | Tier-1 | 0 | 0 | 0 | 36-236 | 36 | Tier-1 | 213-257 | 0 | 0 | 0 | 0
166-462F | 166 | Tier-1 | 3.7028 | 0 | 3.7028 | 361-45R | 361 | Tier-1 | 166-462F | 3.7028 | 3.3687 | 0 | 0
166-463F | 166 | Tier-1 | 0.081818 | 0 | 0.081818 | 361-684F | 361 | Tier-1 | 166-463F | 0.081818 | 2.7926 | 0 | 0
214-536R | 214 | Tier-3 | 2.485 | 0.18333 | 2.6684 | 361-686F | 361 | Tier-1 | 214-536R | 2.485 | 0.37443 | 0 | 0.18333
166-465F | 166 | Tier-1 | 0.32822 | 0 | 0.32822 | 361-687 | 361 | Tier-1 | 166-465F | 0.32822 | 0.80436 | 0 | 0
215-1531R | 215 | Tier-2 | 7.4502 | 1.0095 | 8.4597 | 362-40F | 362 | Tier-1 | 215-1531R | 7.4502 | 1.9822 | 1.2472 | 1.0095
166-982F | 166 | Tier-1 | 1.242 | 0 | 1.242 | 362-47F | 362 | Tier-1 | 166-982F | 1.242 | 1.3121 | 0 | 0
166-983F | 166 | Tier-1 | 0 | 0 | 0 | 364-35 | 364 | Tier-1 | 166-983F | 0 | 0.9 | 0 | 0
166-984F | 166 | Tier-1 | 2.2381 | 0 | 2.2381 | 364-36 | 364 | Tier-1 | 166-984F | 2.2381 | 0.18712 | 0 | 0
167-32F | 167 | Tier-1 | 0.42822 | 0.28655 | 0.71477 | 366-34 | 366 | Tier-1 | 167-32F | 0.42822 | 2.2604 | 0.43883 | 0.28655
216-1856 | 216 | Tier-3 | 0 | 0 | 0 | 366-36F | 366 | Tier-1 | 216-1856 | 0 | 0 | 0 | 0
216-1894 | 216 | Tier-3 | 0 | 0 | 0 | 368-1054F | 368 | Tier-1 | 216-1894 | 0 | 0 | 0 | 0
168-702F | 168 | Tier-1 | 3.4269 | 0 | 3.4269 | 368-1056F | 368 | Tier-1 | 168-702F | 3.4269 | 5.5691 | 0 | 0
168-703F | 168 | Tier-1 | 1.1 | 0 | 1.1 | 368-24 | 368 | Tier-1 | 168-703F | 1.1 | 1.5697 | 0 | 0
168-704F | 168 | Tier-1 | 0 | 0 | 0 | 369-209F | 369 | Tier-1 | 168-704F | 0 | 0.095265 | 0 | 0
169-29AE | 169 | Tier-1 | 0 | 0 | 0 | 37-8 | 37 | Tier-1 | 169-29AE | 0 | 3.593 | 0 | 0
169-30F | 169 | Tier-1 | 0 | 0 | 0 | 374-8 | 374 | Tier-1 | 169-30F | 0 | 2.514 | 0 | 0
216-1914 | 216 | Tier-3 | 0 | 0 | 0 | 38-10 | 38 | Tier-1 | 216-1914 | 0 | 0 | 0 | 0
169-35F | 169 | Tier-1 | 0.02197 | 0 | 0.02197 | 38-437F | 38 | Tier-1 | 169-35F | 0.02197 | 0.79697 | 0 | 0
216-41 | 216 | Tier-3 | 0 | 0 | 0 | 380-27 | 380 | Tier-1 | 216-41 | 0 | 0.26989 | 0 | 0
170-3R | 170 | Tier-1 | 6.5845 | 0 | 6.5845 | 381-450F | 381 | Tier-1 | 170-3R | 6.5845 | 0.26117 | 0 | 0
216-50 | 216 | Tier-3 | 0 | 0 | 0 | 381-49 | 381 | Tier-1 | 216-50 | 0 | 0.0094697 | 0 | 0
221-1229 | 221 | Tier-3 | 0 | 0 | 0 | 382-20F | 382 | Tier-1 | 221-1229 | 0 | 0 | 0 | 0
170-46 | 170 | Tier-1 | 14.3119 | 0 | 14.3119 | 382-392 | 382 | Tier-1 | 170-46 | 14.3119 | 3.203 | 0 | 0
221-1234 | 221 | Tier-3 | 0 | 0 | 0 | 387-11 | 387 | Tier-2 | 221-1234 | 0 | 0 | 0 | 0
221-1236F | 221 | Tier-3 | 0 | 0 | 0 | 39-15 | 39 | Tier-1 | 221-1236F | 0 | 0.23807 | 0 | 0
221-1237F | 221 | Tier-3 | 0 | 0 | 0 | 39-17 | 39 | Tier-1 | 221-1237F | 0 | 0.71496 | 0 | 0
221-35 | 221 | Tier-2 | 0.64962 | 0 | 0.64962 | 396-699R | 396 | Tier-2 | 221-35 | 0.64962 | 0 | 0 | 0
221-36 | 221 | Tier-3 | 0 | 0 | 0 | 397-39R | 397 | Tier-1 | 221-36 | 0 | 0 | 0 | 0
221-6R | 221 | Tier-2 | 6.0572 | 0 | 6.0572 | 397-547 | 397 | Tier-1 | 221-6R | 6.0572 | 0 | 0 | 0
222-1433R | 222 | Tier-3 | 6.1127 | 0 | 6.1127 | 397-548F | 397 | Tier-1 | 222-1433R | 6.1127 | 0.067235 | 0 | 0
171-34 | 171 | Tier-1 | 3.8578 | 0 | 3.8578 | 40-1024 | 40 | Tier-1 | 171-34 | 3.8578 | 2.59 | 0 | 0
171-566 | 171 | Tier-1 | 0 | 0 | 0 | 40-1030F | 40 | Tier-1 | 171-566 | 0 | 0.50568 | 0 | 0
222-1503R | 222 | Tier-3 | 2.2977 | 0 | 2.2977 | 402-30AE | 402 | Tier-1 | 222-1503R | 2.2977 | 0.84129 | 0 | 0
171-568 | 171 | Tier-1 | 1.4903 | 0 | 1.4903 | 402-819F | 402 | Tier-1 | 171-568 | 1.4903 | 0.21951 | 0 | 0
222-1988R | 222 | Tier-3 | 0.89186 | 0 | 0.89186 | 403-13F | 403 | Tier-1 | 222-1988R | 0.89186 | 1.8712 | 0 | 0
222-2063 | 222 | Tier-3 | 4.7672 | 0 | 4.7672 | 403-9F | 403 | Tier-1 | 222-2063 | 4.7672 | 0 | 0 | 0
222-2084 | 222 | Tier-3 | 0 | 0 | 0 | 404-6AE | 404 | Tier-1 | 222-2084 | 0 | 0 | 0 | 0
223-48 | 223 | Tier-1 | 0 | 0 | 0 | 405-157 | 405 | Tier-1 | 223-48 | 0 | 0 | 0 | 0
171-704R | 171 | Tier-1 | 4.6475 | 0 | 4.6475 | 405-158F | 405 | Tier-1 | 171-704R | 4.6475 | 5.3337 | 0 | 0
171-708R | 171 | Tier-1 | 11.5036 | 0 | 11.5036 | 406-34 | 406 | Tier-1 | 171-708R | 11.5036 | 1.314 | 0 | 0
172-567R | 172 | Tier-1 | 8.5441 | 2.153 | 10.6972 | 406-36F | 406 | Tier-1 | 172-567R | 8.5441 | 0.28807 | 0.2214 | 2.153
172-569R | 172 | Tier-1 | 15.6098 | 1.8534 | 17.4633 | 406-475F | 406 | Tier-1 | 172-569R | 15.6098 | 1.8553 | 0.33258 | 1.8534
172-615R | 172 | Tier-1 | 6.0265 | 0.19924 | 6.2258 | 409-1155R | 409 | Tier-1 | 172-615R | 6.0265 | 4.9843 | 1.7856 | 0.19924
172-630R | 172 | Tier-1 | 4.7994 | 0.035227 | 4.8347 | 41-42 | 41 | Tier-1 | 172-630R | 4.7994 | 11.8877 | 2.4585 | 0.035227
223-49 | 223 | Tier-1 | 0 | 0 | 0 | 412-22 | 412 | Tier-1 | 223-49 | 0 | 1.3879 | 0 | 0
223-50 | 223 | Tier-1 | 0 | 0 | 0 | 416-29AE | 416 | Tier-1 | 223-50 | 0 | 0.22765 | 0 | 0
175-2024R | 175 | Tier-2 | 7.1572 | 0.21023 | 7.3674 | 417-41 | 417 | Tier-1 | 175-2024R | 7.1572 | 0.28182 | 0 | 0.21023
175-24R | 175 | Tier-2 | 4.76 | 0.090909 | 4.8509 | 417-43 | 417 | Tier-1 | 175-24R | 4.76 | 15.0678 | 5.0862 | 0.090909
175-64R | 175 | Tier-3 | 10.0371 | 0.31288 | 10.35 | 417-791AE | 417 | Tier-1 | 175-64R | 10.0371 | 1.4473 | 0.34299 | 0.31288
175-90R | 175 | Tier-3 | 10.8652 | 1.0602 | 11.9254 | 424-271 | 424 | Tier-1 | 175-90R | 10.8652 | 2.2568 | 0.65966 | 1.0602
175-94R | 175 | Tier-2 | 1.8939 | 0.13504 | 2.029 | 424-32F | 424 | Tier-1 | 175-94R | 1.8939 | 14.1758 | 1.3852 | 0.13504
176-161R | 176 | Tier-3 | 9.7784 | 0 | 9.7784 | 424-33F | 424 | Tier-1 | 176-161R | 9.7784 | 1.2981 | 0 | 0
224-253 | 224 | Tier-1 | 0 | 0 | 0 | 424-34F | 424 | Tier-1 | 224-253 | 0 | 0 | 0 | 0
176-1834R | 176 | Tier-3 | 12.6396 | 0 | 12.6396 | 100-1122R | 100 | Tier-1 | 176-1834R | 12.6396 | 8.9538 | 0 | 0
176-1836R | 176 | Tier-2 | 1.0782 | 0 | 1.0782 | 100-517 | 100 | Tier-1 | 176-1836R | 1.0782 | 3.1708 | 0 | 0
176-1845R | 176 | Tier-3 | 6.8333 | 0 | 6.8333 | 100-523AE | 100 | Tier-1 | 176-1845R | 6.8333 | 1.4583 | 0 | 0
176-194R | 176 | Tier-3 | 8.461 | 0 | 8.461 | 100-525 | 100 | Tier-1 | 176-194R | 8.461 | 0.53182 | 0 | 0
176-197F | 176 | Tier-3 | 12.7636 | 0 | 12.7636 | 1001-1140R | 1001 | Tier-2 | 176-197F | 12.7636 | 8.6375 | 0 | 0
224-538 | 224 | Tier-1 | 0 | 0 | 0 | 1001-1814AE | 1001 | Tier-2 | 224-538 | 0 | 0 | 0 | 0
176-200F | 176 | Tier-3 | 1.1462 | 0 | 1.1462 | 1006-1 | 1006 | Tier-1 | 176-200F | 1.1462 | 2.7852 | 0 | 0
226-151 | 226 | Tier-1 | 0 | 0 | 0 | 1006-3F | 1006 | Tier-2 | 226-151 | 0 | 0 | 0 | 0
177-941AE | 177 | Tier-1 | 5.0725 | 0 | 5.0725 | 1006-831 | 1006 | Tier-2 | 177-941AE | 5.0725 | 2.5231 | 0 | 0
177-955 | 177 | Tier-2 | 3.8773 | 0 | 3.8773 | 1007-10F | 1007 | Tier-1 | 177-955 | 3.8773 | 25.8081 | 0 | 0
227-13 | 227 | Tier-1 | 0 | 0 | 0 | 1012-3 | 1012 | Tier-1 | 227-13 | 0 | 0 | 0 | 0
178-48 | 178 | Tier-1 | 0.1875 | 0.10189 | 0.28939 | 102-376F | 102 | Tier-1 | 178-48 | 0.1875 | 3.0521 | 1.1769 | 0.10189
178-49F | 178 | Tier-1 | 0 | 0 | 0 | 102-377F | 102 | Tier-1 | 178-49F | 0 | 13.0021 | 3.3843 | 0
227-14F | 227 | Tier-1 | 0 | 0 | 0 | 102-378F | 102 | Tier-1 | 227-14F | 0 | 0.47519 | 0 | 0
178-968AE | 178 | Tier-2 | 3.586 | 2.5799 | 6.1659 | 1021-15F | 1021 | Tier-2 | 178-968AE | 3.586 | 4.2485 | 1.3636 | 2.5799
178-982 | 178 | Tier-2 | 0.6197 | 0.53542 | 1.1551 | 1021-1760R | 1021 | Tier-3 | 178-982 | 0.6197 | 0.66174 | 0.14602 | 0.53542
228-12 | 228 | Tier-1 | 0 | 0 | 0 | 1021-25R | 1021 | Tier-3 | 228-12 | 0 | 0 | 0 | 0
179-10 | 179 | Tier-1 | 0 | 0 | 0 | 1021-855 | 1021 | Tier-3 | 179-10 | 0 | 0.018939 | 0 | 0
228-179 | 228 | Tier-1 | 0 | 0 | 0 | 1023-46AE | 1023 | Tier-2 | 228-179 | 0 | 0 | 0 | 0
229-426 | 229 | Tier-1 | 0 | 0 | 0 | 1023-48R | 1023 | Tier-2 | 229-426 | 0 | 0 | 0 | 0
179-7 | 179 | Tier-1 | 0 | 0 | 0 | 1025-12F | 1025 | Tier-1 | 179-7 | 0 | 2.1866 | 0 | 0
179-9 | 179 | Tier-1 | 0 | 0 | 0 | 1025-13F | 1025 | Tier-1 | 179-9 | 0 | 0.038826 | 0 | 0
229-505 | 229 | Tier-1 | 0 | 0 | 0 | 1026-1 | 1026 | Tier-2 | 229-505 | 0 | 0 | 0 | 0
180-1156 | 180 | Tier-1 | 0.56117 | 0 | 0.56117 | 1030-1774 | 1030 | Tier-2 | 180-1156 | 0.56117 | 12.447 | 0 | 0
180-13 | 180 | Tier-1 | 0.77633 | 0 | 0.77633 | 1030-20R | 1030 | Tier-3 | 180-13 | 0.77633 | 3.7068 | 0 | 0
23-211 | 23 | Tier-1 | 0 | 0 | 0 | 1039-13 | 1039 | Tier-2 | 23-211 | 0 | 0 | 0 | 0
230-1008R | 230 | Tier-2 | 0.76383 | 0 | 0.76383 | 104-38 | 104 | Tier-1 | 230-1008R | 0.76383 | 0 | 0 | 0
181-1773 | 181 | Tier-1 | 0 | 0 | 0 | 104-41 | 104 | Tier-1 | 181-1773 | 0 | 3.1763 | 0 | 0
230-2067 | 230 | Tier-2 | 0.1678 | 0 | 0.1678 | 1047-179AE | 1047 | Tier-1 | 230-2067 | 0.1678 | 0.38144 | 0 | 0
181-49 | 181 | Tier-1 | 0.13883 | 0 | 0.13883 | 1048-2F | 1048 | Tier-1 | 181-49 | 0.13883 | 0.60189 | 0 | 0
181-53F | 181 | Tier-1 | 0.96061 | 0 | 0.96061 | 1049-1 | 1049 | Tier-1 | 181-53F | 0.96061 | 3.8964 | 0 | 0
181-54F | 181 | Tier-1 | 1.2006 | 0 | 1.2006 | 1049-36 | 1049 | Tier-1 | 181-54F | 1.2006 | 0.40758 | 0 | 0
232-39 | 232 | Tier-2 | 0 | 0 | 0 | 1049-3F | 1049 | Tier-1 | 232-39 | 0 | 0 | 0 | 0
233-80 | 233 | Tier-2 | 0 | 0 | 0 | 1049-7F | 1049 | Tier-1 | 233-80 | 0 | 0 | 0 | 0
237-25 | 237 | Tier-2 | 0 | 0 | 0 | 105-235 | 105 | Tier-1 | 237-25 | 0 | 0 | 0 | 0
182-2240F | 182 | Tier-2 | 12.4157 | 1.3256 | 13.7413 | 105-448F | 105 | Tier-1 | 182-2240F | 12.4157 | 17.2483 | 4.0392 | 1.3256
182-2242F | 182 | Tier-2 | 0 | 0 | 0 | 106-72F | 106 | Tier-1 | 182-2242F | 0 | 6.1652 | 2.7525 | 0
182-2243F | 182 | Tier-2 | 0 | 0 | 0 | 1060-16 | 1060 | Tier-1 | 182-2243F | 0 | 1.2883 | 0.34981 | 0
239-2211R | 239 | Tier-3 | 2.6902 | 0.054924 | 2.7451 | 1060-16F | 1060 | Tier-1 | 239-2211R | 2.6902 | 0 | 0 | 0.054924
240-1147 | 240 | Tier-2 | 0 | 0 | 0 | 1060-17 | 1060 | Tier-1 | 240-1147 | 0 | 0 | 0 | 0
182-2252R | 182 | Tier-2 | 3.0292 | 0.38542 | 3.4146 | 1060-17F | 1060 | Tier-1 | 182-2252R | 3.0292 | 0 | 0.1375 | 0.38542
241-565 | 241 | Tier-1 | 0 | 0 | 0 | 1060-21 | 1060 | Tier-1 | 241-565 | 0 | 0 | 0 | 0
242-1410 | 242 | Tier-1 | 0 | 0 | 0 | 1060-22 | 1060 | Tier-1 | 242-1410 | 0 | 0 | 0 | 0
183-439 | 183 | Tier-2 | 0.97955 | 0 | 0.97955 | 1070-333 | 1070 | Tier-1 | 183-439 | 0.97955 | 12.8208 | 0 | 0
183-440 | 183 | Tier-2 | 2.2623 | 0 | 2.2623 | 1071-225 | 1071 | Tier-1 | 183-440 | 2.2623 | 12.2951 | 0 | 0
242-1412 | 242 | Tier-1 | 0 | 0 | 0 | 1072-3 | 1072 | Tier-1 | 242-1412 | 0 | 0.052462 | 0 | 0
242-1418 | 242 | Tier-1 | 0 | 0 | 0 | 1072-6 | 1072 | Tier-1 | 242-1418 | 0 | 0 | 0 | 0
185-40AE | 185 | Tier-1 | 0.21023 | 0 | 0.21023 | 1073-872F | 1073 | Tier-2 | 185-40AE | 0.21023 | 1.9705 | 0.12689 | 0
242-1428 | 242 | Tier-1 | 0 | 0 | 0 | 1073-885 | 1073 | Tier-1 | 242-1428 | 0 | 0 | 0 | 0
185-51F | 185 | Tier-2 | 7.8214 | 1.2523 | 9.0737 | 1073-888F | 1073 | Tier-2 | 185-51F | 7.8214 | 12.4697 | 4.9799 | 1.2523
185-52F | 185 | Tier-1 | 0.068182 | 0 | 0.068182 | 1077-8R | 1077 | Tier-1 | 185-52F | 0.068182 | 0.54261 | 0.16155 | 0
242-773F | 242 | Tier-1 | 0 | 0 | 0 | 108-391F | 108 | Tier-1 | 242-773F | 0 | 0.34356 | 0 | 0
186-940R | 186 | Tier-1 | 2.1856 | 0 | 2.1856 | 1081-11 | 1081 | Tier-1 | 186-940R | 2.1856 | 9.5466 | 0 | 0
242-775 | 242 | Tier-1 | 0 | 0 | 0 | 1081-668F | 1081 | Tier-1 | 242-775 | 0 | 0 | 0 | 0
187-39F | 187 | Tier-1 | 0 | 0 | 0 | 1085-412F | 1085 | Tier-1 | 187-39F | 0 | 0.55947 | 0 | 0
187-40F | 187 | Tier-1 | 0 | 0 | 0 | 1085-9 | 1085 | Tier-1 | 187-40F | 0 | 2.8239 | 0 | 0
242-776F | 242 | Tier-1 | 0.4053 | 0 | 0.4053 | 109-18F | 109 | Tier-1 | 242-776F | 0.4053 | 0.65455 | 0 | 0
188-11F | 188 | Tier-2 | 3.7811 | 0 | 3.7811 | 109-26 | 109 | Tier-1 | 188-11F | 3.7811 | 11.0036 | 0 | 0
188-12F | 188 | Tier-1 | 0.13674 | 0 | 0.13674 | 1090-639R | 1090 | Tier-3 | 188-12F | 0.13674 | 2.1845 | 0 | 0
244-28 | 244 | Tier-1 | 0 | 0 | 0 | 1090-69F | 1090 | Tier-2 | 244-28 | 0 | 0 | 0 | 0
189-750 | 189 | Tier-2 | 0.20417 | 0 | 0.20417 | 1090-70F | 1090 | Tier-2 | 189-750 | 0.20417 | 14.2144 | 0 | 0
189-782F | 189 | Tier-1 | 1.7663 | 0 | 1.7663 | 1090-72 | 1090 | Tier-3 | 189-782F | 1.7663 | 2.4756 | 0 | 0
189-783F | 189 | Tier-1 | 0.31534 | 0 | 0.31534 | 1090-73F | 1090 | Tier-3 | 189-783F | 0.31534 | 0.064773 | 0 | 0
244-35 | 244 | Tier-1 | 0 | 0 | 0 | 1094-25F | 1094 | Tier-2 | 244-35 | 0 | 0 | 0 | 0
190-1122F | 190 | Tier-1 | 0.35852 | 0 | 0.35852 | 1094-26 | 1094 | Tier-2 | 190-1122F | 0.35852 | 4.008 | 0 | 0
245-485 | 245 | Tier-1 | 0 | 0 | 0 | 1094-7 | 1094 | Tier-2 | 245-485 | 0 | 0 | 0 | 0
190-1124 | 190 | Tier-1 | 0 | 0 | 0 | 110-44F | 110 | Tier-1 | 190-1124 | 0 | 4.3301 | 0 | 0
190-1125F | 190 | Tier-1 | 0.044508 | 0 | 0.044508 | 1100-10 | 1100 | Tier-2 | 190-1125F | 0.044508 | 10.8045 | 0 | 0
190-1868R | 190 | Tier-1 | 0.47008 | 0 | 0.47008 | 1100-1167 | 1100 | Tier-2 | 190-1868R | 0.47008 | 13.7585 | 0 | 0
191-1050R | 191 | Tier-1 | 3.1347 | 0 | 3.1347 | 1100-1170F | 1100 | Tier-2 | 191-1050R | 3.1347 | 2.6487 | 0 | 0
192-1616F | 192 | Tier-1 | 0 | 0 | 0 | 1100-8F | 1100 | Tier-2 | 192-1616F | 0 | 0.28731 | 0 | 0
247-47 | 247 | Tier-2 | 0 | 0 | 0 | 1103-14AE | 1103 | Tier-2 | 247-47 | 0 | 0 | 0 | 0
192-657AE | 192 | Tier-1 | 1.6275 | 0 | 1.6275 | 1103-15 | 1103 | Tier-2 | 192-657AE | 1.6275 | 13.033 | 0 | 0
192-756 | 192 | Tier-1 | 0 | 0 | 0 | 1105-1482F | 1105 | Tier-2 | 192-756 | 0 | 0.61667 | 0 | 0
192-757 | 192 | Tier-1 | 0 | 0 | 0 | 111-421F | 111 | Tier-1 | 192-757 | 0 | 3.4727 | 0 | 0
248-29 | 248 | Tier-2 | 0 | 0 | 0 | 1118-1F | 1118 | Tier-2 | 248-29 | 0 | 0 | 0 | 0
196-38F | 196 | Tier-2 | 0 | 0 | 0 | 1118-2 | 1118 | Tier-2 | 196-38F | 0 | 8.0153 | 0 | 0
196-43F | 196 | Tier-2 | 0.2589 | 0 | 0.2589 | 1119-7 | 1119 | Tier-1 | 196-43F | 0.2589 | 10.9741 | 0 | 0
196-915AE | 196 | Tier-1 | 0 | 0 | 0 | 113-198 | 113 | Tier-1 | 196-915AE | 0 | 0.94886 | 0 | 0
197-1150F | 197 | Tier-2 | 1.3604 | 0 | 1.3604 | 113-598 | 113 | Tier-1 | 197-1150F | 1.3604 | 0.23314 | 0 | 0
197-1151F | 197 | Tier-2 | 0 | 0 | 0 | 113-600F | 113 | Tier-1 | 197-1151F | 0 | 3.9013 | 0 | 0
197-1152F | 197 | Tier-2 | 0 | 0 | 0 | 113-602F | 113 | Tier-1 | 197-1152F | 0 | 2.4436 | 0 | 0
249-14AE | 249 | Tier-3 | 0 | 0 | 0 | 1139-3F | 1139 | Tier-1 | 249-14AE | 0 | 0.0081439 | 0 | 0
250-285 | 250 | Tier-1 | 0 | 0 | 0 | 114-16 | 114 | Tier-1 | 250-285 | 0 | 0 | 0 | 0
197-1155F | 197 | Tier-2 | 0.22216 | 0 | 0.22216 | 1140-10 | 1140 | Tier-1 | 197-1155F | 0.22216 | 3.5112 | 0 | 0
197-1156F | 197 | Tier-2 | 0 | 0 | 0 | 1140-5 | 1140 | Tier-1 | 197-1156F | 0 | 2.1941 | 0 | 0
197-1157F | 197 | Tier-2 | 0.27064 | 0 | 0.27064 | 115-24F | 115 | Tier-1 | 197-1157F | 0.27064 | 6.4924 | 0 | 0
250-286 | 250 | Tier-1 | 0 | 0 | 0 | 115-31F | 115 | Tier-1 | 250-286 | 0 | 0.26004 | 0 | 0
250-45 | 250 | Tier-1 | 0 | 0 | 0 | 1152-31F | 1152 | Tier-1 | 250-45 | 0 | 0 | 0 | 0
197-50F | 197 | Tier-1 | 0 | 0 | 0 | 1160-2 | 1160 | Tier-1 | 197-50F | 0 | 1.4133 | 0 | 0
197-969F | 197 | Tier-1 | 0 | 0 | 0 | 1161-33 | 1161 | Tier-1 | 197-969F | 0 | 6.4932 | 0 | 0
198-37R | 198 | Tier-2 | 5.9282 | 0 | 5.9282 | 1161-74 | 1161 | Tier-1 | 198-37R | 5.9282 | 4.1534 | 0 | 0
199-39AE | 199 | Tier-1 | 1.3697 | 0 | 1.3697 | 1161-8 | 1161 | Tier-1 | 199-39AE | 1.3697 | 0.075758 | 0 | 0
203-21R | 203 | Tier-1 | 1.7203 | 0 | 1.7203 | 1162-329R | 1162 | Tier-2 | 203-21R | 1.7203 | 5.2013 | 0 | 0
204-32R | 204 | Tier-2 | 17.5312 | 0.18826 | 17.7195 | 1166-15R | 1166 | Tier-3 | 204-32R | 17.5312 | 3.5074 | 0.24015 | 0.18826
205-1550 | 205 | Tier-2 | 1.8659 | 0 | 1.8659 | 1166-342R | 1166 | Tier-3 | 205-1550 | 1.8659 | 5.3159 | 0 | 0
252-128 | 252 | Tier-1 | 0 | 0 | 0 | 117-11 | 117 | Tier-1 | 252-128 | 0 | 0 | 0 | 0
252-267 | 252 | Tier-1 | 0 | 0 | 0 | 117-15F | 117 | Tier-1 | 252-267 | 0 | 0 | 0 | 0
205-369R | 205 | Tier-1 | 10.089 | 0 | 10.089 | 117-28 | 117 | Tier-1 | 205-369R | 10.089 | 5.0553 | 0 | 0
206-1105 | 206 | Tier-2 | 3.1705 | 0 | 3.1705 | 117-31 | 117 | Tier-1 | 206-1105 | 3.1705 | 4.3282 | 0 | 0
206-1817 | 206 | Tier-2 | 8.0133 | 0 | 8.0133 | 117-31F | 117 | Tier-1 | 206-1817 | 8.0133 | 5.254 | 0 | 0
206-953R | 206 | Tier-1 | 5.1252 | 0 | 5.1252 | 117-32F | 117 | Tier-1 | 206-953R | 5.1252 | 1.0303 | 0 | 0
252-268F | 252 | Tier-1 | 0 | 0 | 0 | 117-33 | 117 | Tier-1 | 252-268F | 0 | 0.036932 | 0 | 0
206-961F | 206 | Tier-1 | 0.16686 | 0 | 0.16686 | 117-33F | 117 | Tier-1 | 206-961F | 0.16686 | 1.8184 | 0 | 0
206-963F | 206 | Tier-1 | 3.5301 | 0 | 3.5301 | 117-37 | 117 | Tier-1 | 206-963F | 3.5301 | 1.6078 | 0 | 0
206-974 | 206 | Tier-1 | 6.0623 | 0 | 6.0623 | 117-45F | 117 | Tier-1 | 206-974 | 6.0623 | 0.74451 | 0 | 0
207-101R | 207 | Tier-1 | 6.6403 | 4.7174 | 11.3578 | 118-16F | 118 | Tier-1 | 207-101R | 6.6403 | 11.022 | 5.3818 | 4.7174
252-269F | 252 | Tier-1 | 0 | 0 | 0 | 1181-304F | 1181 | Tier-1 | 252-269F | 0 | 0.29242 | 0 | 0
209-1769F | 209 | Tier-2 | 24.3042 | 0 | 24.3042 | 119-30 | 119 | Tier-1 | 209-1769F | 24.3042 | 11.378 | 0 | 0
252-270F | 252 | Tier-1 | 0 | 0 | 0 | 119-31 | 119 | Tier-1 | 252-270F | 0 | 0.0045455 | 0 | 0
209-660R | 209 | Tier-1 | 0.65133 | 0 | 0.65133 | 119-36 | 119 | Tier-1 | 209-660R | 0.65133 | 2.9883 | 0 | 0
209-661 | 209 | Tier-1 | 1.0172 | 0 | 1.0172 | 120-360F | 120 | Tier-1 | 209-661 | 1.0172 | 5.8807 | 0 | 0
210-172R | 210 | Tier-2 | 6.3144 | 0.17803 | 6.4924 | 120-844 | 120 | Tier-1 | 210-172R | 6.3144 | 0.10758 | 0.076705 | 0.17803
210-392R | 210 | Tier-2 | 10.1527 | 0.44886 | 10.6015 | 1202-22 | 1202 | Tier-1 | 210-392R | 10.1527 | 0.082386 | 0.23674 | 0.44886
210-394R | 210 | Tier-2 | 3.5367 | 0.086932 | 3.6237 | 1202-23 | 1202 | Tier-2 | 210-394R | 3.5367 | 0.26932 | 0.026515 | 0.086932
210-9R | 210 | Tier-2 | 2.2697 | 0.44792 | 2.7176 | 1202-7AE | 1202 | Tier-2 | 210-9R | 2.2697 | 2.8411 | 1.6373 | 0.44792
211-279R | 211 | Tier-2 | 14.7873 | 0.58939 | 15.3767 | 121-173 | 121 | Tier-1 | 211-279R | 14.7873 | 0.53977 | 0.073295 | 0.58939
211-312R | 211 | Tier-2 | 16.8913 | 1.2674 | 18.1587 | 1219-2F | 1219 | Tier-1 | 211-312R | 16.8913 | 1.3867 | 0.33845 | 1.2674
211-771R | 211 | Tier-3 | 13.4693 | 0.64659 | 14.1159 | 1219-4F | 1219 | Tier-1 | 211-771R | 13.4693 | 5.8371 | 0.21989 | 0.64659
212-1177R | 212 | Tier-2 | 11.6038 | 0.8875 | 12.4913 | 1219-5 | 1219 | Tier-1 | 212-1177R | 11.6038 | 0.75284 | 0.17746 | 0.8875
212-1204R | 212 | Tier-2 | 9.2767 | 0.73049 | 10.0072 | 122-196 | 122 | Tier-1 | 212-1204R | 9.2767 | 0.17576 | 0.28352 | 0.73049
252-271F | 252 | Tier-1 | 0 | 0 | 0 | 1221-1192 | 1221 | Tier-1 | 252-271F | 0 | 0.0066288 | 0 | 0
212-725R | 212 | Tier-3 | 10.9282 | 0.93674 | 11.865 | 1221-2095F | 1221 | Tier-1 | 212-725R | 10.9282 | 0.10682 | 0.0075758 | 0.93674
212-734R | 212 | Tier-2 | 17.733 | 0.14905 | 17.882 | 1222-16AE | 1222 | Tier-2 | 212-734R | 17.733 | 0.02197 | 0 | 0.14905
212-739R | 212 | Tier-3 | 9.1258 | 0.46155 | 9.5873 | 1222-18 | 1222 | Tier-1 | 212-739R | 9.1258 | 0.17538 | 0.12311 | 0.46155
252-276F | 252 | Tier-1 | 0 | 0 | 0 | 1223-2 | 1223 | Tier-1 | 252-276F | 0 | 0.05 | 0 | 0
212-758R | 212 | Tier-2 | 9.2341 | 0.44148 | 9.6756 | 1223-5AE | 1223 | Tier-1 | 212-758R | 9.2341 | 0.013068 | 0.10133 | 0.44148
252-278 | 252 | Tier-1 | 0 | 0 | 0 | 1225-291F | 1225 | Tier-2 | 252-278 | 0 | 0 | 0 | 0
212-799R | 212 | Tier-2 | 4.9786 | 0.24602 | 5.2246 | 1226-51F | 1226 | Tier-1 | 212-799R | 4.9786 | 0.045455 | 0.069697 | 0.24602
254-201 | 254 | Tier-1 | 0 | 0 | 0 | 123-301 | 123 | Tier-1 | 254-201 | 0 | 0 | 0 | 0
212-886R | 212 | Tier-2 | 8.8506 | 0.063068 | 8.9136 | 123-429F | 123 | Tier-1 | 212-886R | 8.8506 | 2.0438 | 0.1053 | 0.063068
254-272 | 254 | Tier-1 | 0 | 0 | 0 | 123-431F | 123 | Tier-1 | 254-272 | 0 | 0 | 0 | 0
255-44 | 255 | Tier-1 | 0 | 0 | 0 | 1233-264F | 1233 | Tier-3 | 255-44 | 0 | 0 | 0 | 0
213-262F | 213 | Tier-1 | 0.041856 | 0 | 0.041856 | 1233-265 | 1233 | Tier-3 | 213-262F | 0.041856 | 4.4884 | 0 | 0
213-263F | 213 | Tier-1 | 0.75152 | 0 | 0.75152 | 1233-587R | 1233 | Tier-3 | 213-263F | 0.75152 | 10.1153 | 0 | 0
214-1122R | 214 | Tier-3 | 18.0222 | 1.9013 | 19.9235 | 1233-617F | 1233 | Tier-3 | 214-1122R | 18.0222 | 1.0343 | 0.39735 | 1.9013
214-1135R | 214 | Tier-3 | 10.8756 | 0.80587 | 11.6814 | 124-507F | 124 | Tier-1 | 214-1135R | 10.8756 | 0.44754 | 0.13769 | 0.80587
214-17AE | 214 | Tier-3 | 6.7369 | 0.088068 | 6.825 | 1242-1024F | 1242 | Tier-2 | 214-17AE | 6.7369 | 0.62784 | 0.013447 | 0.088068
214-4R | 214 | Tier-3 | 3.6227 | 0.1267 | 3.7494 | 1242-1079R | 1242 | Tier-2 | 214-4R | 3.6227 | 0.23409 | 0.036174 | 0.1267
256-38 | 256 | Tier-1 | 0 | 0 | 0 | 1242-148 | 1242 | Tier-2 | 256-38 | 0 | 0 | 0 | 0
214-583R | 214 | Tier-3 | 5.682 | 0.4536 | 6.1356 | 1242-151 | 1242 | Tier-2 | 214-583R | 5.682 | 0 | 0.13201 | 0.4536
214-613R | 214 | Tier-3 | 4.3165 | 1.1716 | 5.4881 | 1243-157 | 1243 | Tier-2 | 214-613R | 4.3165 | 1.1898 | 0.22879 | 1.1716
214-647R | 214 | Tier-3 | 9.6098 | 1.6924 | 11.3023 | 1243-50F | 1243 | Tier-2 | 214-647R | 9.6098 | 0.10417 | 0.082386 | 1.6924
257-30 | 257 | Tier-1 | 0 | 0 | 0 | 1244-12F | 1244 | Tier-2 | 257-30 | 0 | 0 | 0 | 0
215-1534R | 215 | Tier-2 | 6.8364 | 1.0013 | 7.8377 | 1245-16 | 1245 | Tier-2 | 215-1534R | 6.8364 | 1.7212 | 0.89981 | 1.0013
215-1544R | 215 | Tier-2 | 2.6568 | 0.082765 | 2.7396 | 1256-19AE | 1256 | Tier-2 | 215-1544R | 2.6568 | 1.225 | 0.4 | 0.082765
215-38R | 215 | Tier-3 | 6.2763 | 0.15436 | 6.4307 | 1258-428F | 1258 | Tier-2 | 215-38R | 6.2763 | 2.3646 | 0.6267 | 0.15436
264-9 | 264 | Tier-1 | 0 | 0 | 0 | 1259-2F | 1259 | Tier-2 | 264-9 | 0 | 0 | 0 | 0
216-1857F | 216 | Tier-3 | 0 | 0 | 0 | 127-36 | 127 | Tier-1 | 216-1857F | 0 | 3.3619 | 0.059659 | 0
216-1859F | 216 | Tier-3 | 6.5299 | 1.9472 | 8.4771 | 127-37 | 127 | Tier-1 | 216-1859F | 6.5299 | 0.53617 | 0.11667 | 1.9472
216-1893F | 216 | Tier-3 | 0 | 0 | 0 | 127-37F | 127 | Tier-1 | 216-1893F | 0 | 2.6184 | 0.52216 | 0
265-166 | 265 | Tier-1 | 0 | 0 | 0 | 1283-4F | 1283 | Tier-1 | 265-166 | 0 | 0 | 0 | 0
266-487 | 266 | Tier-1 | 0 | 0 | 0 | 1286-358F | 1286 | Tier-1 | 266-487 | 0 | 0 | 0 | 0
216-1915F | 216 | Tier-3 | 0 | 0 | 0 | 1287-39 | 1287 | Tier-1 | 216-1915F | 0 | 0.37443 | 0 | 0
216-1916F | 216 | Tier-3 | 0 | 0 | 0 | 1287-40F | 1287 | Tier-1 | 216-1916F | 0 | 0.0073864 | 0 | 0
216-1917F | 216 | Tier-3 | 0 | 0 | 0 | 1297-33 | 1297 | Tier-1 | 216-1917F | 0 | 0.19678 | 0 | 0
266-488 | 266 | Tier-1 | 0 | 0 | 0 | 1299-3 | 1299 | Tier-1 | 266-488 | 0 | 0.016667 | 0 | 0
216-40 | 216 | Tier-3 | 0 | 0 | 0 | 130-692R | 130 | Tier-1 | 216-40 | 0 | 0.05303 | 0 | 0
267-1215 | 267 | Tier-1 | 0 | 0 | 0 | 131-178AE | 131 | Tier-1 | 267-1215 | 0 | 0 | 0 | 0
216-48 | 216 | Tier-3 | 0 | 0 | 0 | 131-179 | 131 | Tier-1 | 216-48 | 0 | 0.61383 | 0 | 0
267-1217F | 267 | Tier-1 | 0 | 0 | 0 | 131-230 | 131 | Tier-1 | 267-1217F | 0 | 0.26705 | 0 | 0
217-41AE | 217 | Tier-2 | 11.2513 | 2.5271 | 13.7784 | 132-30 | 132 | Tier-1 | 217-41AE | 11.2513 | 0.74943 | 0.19337 | 2.5271
217-48AE | 217 | Tier-2 | 13.9809 | 1.175 | 15.1559 | 132-38 | 132 | Tier-1 | 217-48AE | 13.9809 | 7.4616 | 1.5627 | 1.175
217-835R | 217 | Tier-3 | 17.7608 | 0.55682 | 18.3176 | 132-42F | 132 | Tier-1 | 217-835R | 17.7608 | 0.17386 | 0.15492 | 0.55682
217-837R | 217 | Tier-3 | 11.5799 | 1.1008 | 12.6807 | 132-43 | 132 | Tier-1 | 217-837R | 11.5799 | 4.4062 | 2.1614 | 1.1008
217-972R | 217 | Tier-2 | 8.4886 | 1.2581 | 9.7468 | 132-77 | 132 | Tier-1 | 217-972R | 8.4886 | 0.47576 | 0.23617 | 1.2581
217-983R | 217 | Tier-3 | 6.8811 | 0 | 6.8811 | 137-35 | 137 | Tier-1 | 217-983R | 6.8811 | 6.514 | 1.0009 | 0
220-288R | 220 | Tier-3 | 7.0057 | 0.2358 | 7.2415 | 137-36AE | 137 | Tier-1 | 220-288R | 7.0057 | 0 | 0 | 0.2358
220-294R | 220 | Tier-3 | 11.4979 | 1.9146 | 13.4125 | 138-358R | 138 | Tier-1 | 220-294R | 11.4979 | 0.66572 | 0.14167 | 1.9146
220-298R | 220 | Tier-3 | 31.4962 | 1.7148 | 33.211 | 138-360F | 138 | Tier-1 | 220-298R | 31.4962 | 11.5337 | 0.54867 | 1.7148
267-1218 | 267 | Tier-1 | 0 | 0 | 0 | 138-42F | 138 | Tier-1 | 267-1218 | 0 | 0 | 0 | 0
267-1219 | 267 | Tier-1 | 0 | 0 | 0 | 138-43F | 138 | Tier-1 | 267-1219 | 0 | 0.033144 | 0 | 0
221-1232F | 221 | Tier-3 | 0 | 0 | 0 | 139-243AE | 139 | Tier-1 | 221-1232F | 0 | 7.36 | 0 | 0
267-1221 | 267 | Tier-1 | 0 | 0 | 0 | 139-245AE | 139 | Tier-1 | 267-1221 | 0 | 0.033144 | 0 | 0
221-1235F | 221 | Tier-3 | 0 | 0 | 0 | 139-425 | 139 | Tier-1 | 221-1235F | 0 | 15.4472 | 0 | 0
267-1222 | 267 | Tier-1 | 0 | 0 | 0 | 139-426F | 139 | Tier-1 | 267-1222 | 0 | 0.15436 | 0 | 0
267-1223F | 267 | Tier-1 | 0 | 0 | 0 | 140-510 | 140 | Tier-1 | 267-1223F | 0 | 0.072917 | 0 | 0
221-1249R | 221 | Tier-1 | 23.6449 | 0 | 23.6449 | 1407-11 | 1407 | Tier-1 | 221-1249R | 23.6449 | 0.53371 | 0 | 0
221-1251R | 221 | Tier-1 | 13.9134 | 0 | 13.9134 | 1407-13F | 1407 | Tier-1 | 221-1251R | 13.9134 | 0.51458 | 0 | 0
221-23R | 221 | Tier-3 | 5.8843 | 0 | 5.8843 | 1408-4AE | 1408 | Tier-1 | 221-23R | 5.8843 | 0.31818 | 0 | 0
221-344R | 221 | Tier-3 | 10.397 | 0 | 10.397 | 1408-5 | 1408 | Tier-1 | 221-344R | 10.397 | 0.26231 | 0 | 0
267-1224F | 267 | Tier-1 | 0 | 0 | 0 | 1408-7 | 1408 | Tier-1 | 267-1224F | 0 | 0.072917 | 0 | 0
267-1226 | 267 | Tier-1 | 0 | 0 | 0 | 1409-5F | 1409 | Tier-1 | 267-1226 | 0 | 0 | 0 | 0
221-37AE | 221 | Tier-3 | 6.2108 | 0 | 6.2108 | 1409-6 | 1409 | Tier-1 | 221-37AE | 6.2108 | 0.24924 | 0 | 0
221-38AE | 221 | Tier-3 | 0.70208 | 0 | 0.70208 | 1409-9 | 1409 | Tier-1 | 221-38AE | 0.70208 | 2.1797 | 0 | 0
221-675R | 221 | Tier-2 | 6.9098 | 0 | 6.9098 | 1418-31R | 1418 | Tier-1 | 221-675R | 6.9098 | 0 | 0 | 0
267-1239 | 267 | Tier-1 | 0 | 0 | 0 | 1418-581R | 1418 | Tier-1 | 267-1239 | 0 | 0 | 0 | 0
221-782R | 221 | Tier-3 | 3.289 | 0 | 3.289 | 1419-10 | 1419 | Tier-1 | 221-782R | 3.289 | 0.37348 | 0 | 0
221-788 | 221 | Tier-3 | 3.417 | 0 | 3.417 | 1419-11F | 1419 | Tier-1 | 221-788 | 3.417 | 0.094697 | 0 | 0
221-823 | 221 | Tier-3 | 0 | 0 | 0 | 1420-5 | 1420 | Tier-1 | 221-823 | 0 | 0.53731 | 0 | 0
221-824 | 221 | Tier-3 | 2.7125 | 0 | 2.7125 | 143-130 | 143 | Tier-1 | 221-824 | 2.7125 | 0.13371 | 0 | 0
267-1240 | 267 | Tier-1 | 0 | 0 | 0 | 1434-1 | 1434 | Tier-1 | 267-1240 | 0 | 0.067235 | 0 | 0
267-1241 | 267 | Tier-1 | 0 | 0 | 0 | 1434-11 | 1434 | Tier-1 | 267-1241 | 0 | 0.049242 | 0 | 0
222-1523R | 222 | Tier-3 | 10.9907 | 0 | 10.9907 | 1435-1076F | 1435 | Tier-1 | 222-1523R | 10.9907 | 9.1911 | 0 | 0
222-1986R | 222 | Tier-3 | 20.2812 | 0 | 20.2812 | 1435-50 | 1435 | Tier-1 | 222-1986R | 20.2812 | 20.8909 | 0 | 0
267-1242 | 267 | Tier-1 | 0 | 0 | 0 | 1437-5F | 1437 | Tier-1 | 267-1242 | 0 | 0.059659 | 0 | 0
222-1990R | 222 | Tier-3 | 13.1989 | 0 | 13.1989 | 1438-318 | 1438 | Tier-1 | 222-1990R | 13.1989 | 1.9527 | 0 | 0
222-1992R | 222 | Tier-3 | 0.55227 | 0 | 0.55227 | 1438-330 | 1438 | Tier-1 | 222-1992R | 0.55227 | 0.026894 | 0 | 0
222-2013R | 222 | Tier-3 | 11.5523 | 0 | 11.5523 | 1438-331F | 1438 | Tier-1 | 222-2013R | 11.5523 | 6.7271 | 0 | 0
268-12 | 268 | Tier-1 | 0 | 0 | 0 | 1439-20F | 1439 | Tier-1 | 268-12 | 0 | 0 | 0 | 0
269-19 | 269 | Tier-1 | 0 | 0 | 0 | 1439-29 | 1439 | Tier-1 | 269-19 | 0 | 0 | 0 | 0
222-2085 | 222 | Tier-3 | 26.5778 | 0 | 26.5778 | 144-30AE | 144 | Tier-1 | 222-2085 | 26.5778 | 18.7693 | 0 | 0
269-829F | 269 | Tier-1 | 0 | 0 | 0 | 144-442F | 144 | Tier-1 | 269-829F | 0 | 0.89508 | 0 | 0
222-2108 | 222 | Tier-3 | 0 | 0 | 0 | 1442-1 | 1442 | Tier-1 | 222-2108 | 0 | 5.297 | 0 | 0
223-47AE | 223 | Tier-2 | 1.211 | 0 | 1.211 | 1444-2 | 1444 | Tier-1 | 223-47AE | 1.211 | 4.0559 | 0 | 0
269-831 | 269 | Tier-1 | 0 | 0 | 0 | 1444-311F | 1444 | Tier-1 | 269-831 | 0 | 0 | 0 | 0
271-47 | 271 | Tier-1 | 0 | 0 | 0 | 1445-1 | 1445 | Tier-1 | 271-47 | 0 | 0 | 0 | 0
271-48F | 271 | Tier-1 | 0 | 0 | 0 | 1445-2F | 1445 | Tier-1 | 271-48F | 0 | 0.8464 | 0 | 0
223-526R | 223 | Tier-1 | 2.4396 | 0 | 2.4396 | 1445-310F | 1445 | Tier-2 | 223-526R | 2.4396 | 1.1206 | 0 | 0
223-536R | 223 | Tier-2 | 0.41023 | 0 | 0.41023 | 1445-3F | 1445 | Tier-1 | 223-536R | 0.41023 | 0 | 0 | 0
223-547 | 223 | Tier-1 | 0 | 0 | 0 | 1447-306F | 1447 | Tier-1 | 223-547 | 0 | 4.586 | 0 | 0
271-49F | 271 | Tier-1 | 0 | 0 | 0 | 1448-337F | 1448 | Tier-1 | 271-49F | 0 | 0.042045 | 0 | 0
224-251F | 224 | Tier-1 | 0 | 0 | 0 | 1448-367 | 1448 | Tier-1 | 224-251F | 0 | 1.7106 | 0 | 0
224-252F | 224 | Tier-2 | 0 | 0 | 0 | 145-634 | 145 | Tier-1 | 224-252F | 0 | 2.6682 | 0 | 0
271-50F | 271 | Tier-1 | 0 | 0 | 0 | 1458-454F | 1458 | Tier-2 | 271-50F | 0 | 0.074242 | 0 | 0
271-70 | 271 | Tier-1 | 0 | 0 | 0 | 1458-519 | 1458 | Tier-2 | 271-70 | 0 | 0 | 0 | 0
271-71F | 271 | Tier-1 | 0 | 0 | 0 | 1458-601R | 1458 | Tier-3 | 271-71F | 0 | 0.16061 | 0 | 0
272-168 | 272 | Tier-1 | 0 | 0 | 0 | 1458-9 | 1458 | Tier-3 | 272-168 | 0 | 0 | 0 | 0
224-540F | 224 | Tier-1 | 0 | 0 | 0 | 146-275R | 146 | Tier-1 | 224-540F | 0 | 0.57254 | 0 | 0
272-170F | 272 | Tier-1 | 0 | 0 | 0 | 147-815 | 147 | Tier-1 | 272-170F | 0 | 0.59867 | 0 | 0
226-152F | 226 | Tier-2 | 0 | 0 | 0 | 147-816F | 147 | Tier-1 | 226-152F | 0 | 2.761 | 0 | 0
226-44 | 226 | Tier-1 | 0 | 0 | 0 | 147-818 | 147 | Tier-1 | 226-44 | 0 | 0.033712 | 0 | 0
226-46 | 226 | Tier-1 | 0 | 0 | 0 | 1480-26F | 1480 | Tier-1 | 226-46 | 0 | 0.27576 | 0 | 0
227-12F | 227 | Tier-1 | 0 | 0 | 0 | 1480-27F | 1480 | Tier-1 | 227-12F | 0 | 0.55303 | 0 | 0
273-190 | 273 | Tier-1 | 0 | 0 | 0 | 1482-20 | 1482 | Tier-1 | 273-190 | 0 | 0 | 0 | 0
273-198 | 273 | Tier-1 | 0 | 0 | 0 | 1482-20F | 1482 | Tier-1 | 273-198 | 0 | 0 | 0 | 0
227-15F | 227 | Tier-1 | 0 | 0 | 0 | 1482-21 | 1482 | Tier-1 | 227-15F | 0 | 3.9136 | 0 | 0
228-11F | 228 | Tier-1 | 0 | 0 | 0 | 1482-21F | 1482 | Tier-1 | 228-11F | 0 | 4.7549 | 0 | 0
273-250 | 273 | Tier-1 | 0 | 0 | 0 | 1483-12 | 1483 | Tier-1 | 273-250 | 0 | 0 | 0 | 0
228-13F | 228 | Tier-1 | 0 | 0 | 0 | 150-1031 | 150 | Tier-1 | 228-13F | 0 | 4.5998 | 0 | 0
228-178F | 228 | Tier-2 | 0 | 0 | 0 | 150-506 | 150 | Tier-1 | 228-178F | 0 | 7.0468 | 0 | 0
273-254F | 273 | Tier-1 | 0 | 0 | 0 | 151-1042 | 151 | Tier-1 | 273-254F | 0 | 0.087879 | 0 | 0
228-41AE | 228 | Tier-1 | 0 | 0 | 0 | 151-1044F | 151 | Tier-1 | 228-41AE | 0 | 0.65379 | 0 | 0
229-425 | 229 | Tier-2 | 0 | 0 | 0 | 152-513AE | 152 | Tier-1 | 229-425 | 0 | 3.9744 | 0 | 0
274-39 | 274 | Tier-1 | 0 | 0 | 0 | 152-516 | 152 | Tier-1 | 274-39 | 0 | 0 | 0 | 0
229-450AE | 229 | Tier-1 | 0 | 0 | 0 | 154-878R | 154 | Tier-1 | 229-450AE | 0 | 5.3297 | 0 | 0
229-503AE | 229 | Tier-1 | 0 | 0 | 0 | 155-1236R | 155 | Tier-1 | 229-503AE | 0 | 3.0239 | 0 | 0
229-504AE | 229 | Tier-1 | 0 | 0 | 0 | 157-165R | 157 | Tier-3 | 229-504AE | 0 | 2.2367 | 0 | 0
275-47 | 275 | Tier-1 | 0 | 0 | 0 | 157-1928R | 157 | Tier-3 | 275-47 | 0 | 0 | 0 | 0
275-679 | 275 | Tier-1 | 0 | 0 | 0 | 157-257R | 157 | Tier-3 | 275-679 | 0 | 0 | 0 | 0
23-212F | 23 | Tier-1 | 0 | 0 | 0 | 157-273R | 157 | Tier-3 | 23-212F | 0 | 0.82633 | 0 | 0
23-213F | 23 | Tier-1 | 0 | 0 | 0 | 158-29 | 158 | Tier-1 | 23-213F | 0 | 0.0092803 | 0 | 0
277-455 | 277 | Tier-1 | 0 | 0 | 0 | 158-30 | 158 | Tier-1 | 277-455 | 0 | 0 | 0 | 0
230-127AE | 230 | Tier-2 | 9.7917 | 0 | 9.7917 | 159-1007 | 159 | Tier-1 | 230-127AE | 9.7917 | 3.8843 | 0 | 0
230-133AE | 230 | Tier-2 | 9.582 | 0 | 9.582 | 159-31R | 159 | Tier-1 | 230-133AE | 9.582 | 2.8769 | 0 | 0
230-1586R | 230 | Tier-2 | 7.1585 | 0 | 7.1585 | 161-991F | 161 | Tier-1 | 230-1586R | 7.1585 | 9.2125 | 0 | 0
230-1606R | 230 | Tier-2 | 2.4663 | 0 | 2.4663 | 162-19F | 162 | Tier-1 | 230-1606R | 2.4663 | 8.2403 | 0 | 0
230-181 | 230 | Tier-2 | 2.422 | 0 | 2.422 | 165-35R | 165 | Tier-1 | 230-181 | 2.422 | 1.3975 | 0 | 0
230-2060R | 230 | Tier-2 | 8.228 | 0 | 8.228 | 165-621F | 165 | Tier-1 | 230-2060R | 8.228 | 2.628 | 0 | 0
278-629F | 278 | Tier-1 | 0 | 0 | 0 | 166-298 | 166 | Tier-1 | 278-629F | 0 | 0.012689 | 0 | 0
230-371AE | 230 | Tier-2 | 1.2375 | 0 | 1.2375 | 169-31 | 169 | Tier-1 | 230-371AE | 1.2375 | 3.1297 | 0 | 0
231-1136R | 231 | Tier-2 | 11.6807 | 0 | 11.6807 | 169-35F | 169 | Tier-1 | 231-1136R | 11.6807 | 4.4447 | 0 | 0
231-1635R | 231 | Tier-2 | 26.3958 | 0 | 26.3958 | 170-3R | 170 | Tier-1 | 231-1635R | 26.3958 | 24.0216 | 0 | 0
278-631 | 278 | Tier-1 | 0 | 0 | 0 | 170-462 | 170 | Tier-1 | 278-631 | 0 | 0 | 0 | 0
232-40AE | 232 | Tier-2 | 0.060038 | 0 | 0.060038 | 170-463F | 170 | Tier-1 | 232-40AE | 0.060038 | 0.69659 | 0 | 0
233-123R | 233 | Tier-2 | 12.9883 | 0 | 12.9883 | 171-667F | 171 | Tier-1 | 233-123R | 12.9883 | 14.1769 | 0 | 0
233-41R | 233 | Tier-2 | 9.2371 | 0 | 9.2371 | 173-302 | 173 | Tier-1 | 233-41R | 9.2371 | 4.1275 | 0 | 0
278-632F | 278 | Tier-1 | 0 | 0 | 0 | 175-2024R | 175 | Tier-2 | 278-632F | 0 | 0.0054924 | 0 | 0
233-81F | 233 | Tier-2 | 4.0311 | 0 | 4.0311 | 175-24R | 175 | Tier-2 | 233-81F | 4.0311 | 17.629 | 0 | 0
233-85F | 233 | Tier-2 | 0 | 0 | 0 | 176-161R | 176 | Tier-3 | 233-85F | 0 | 0.63883 | 0 | 0
233-86F | 233 | Tier-2 | 16.3672 | 0 | 16.3672 | 176-1845R | 176 | Tier-3 | 233-86F | 16.3672 | 6.7275 | 0 | 0
234-48R | 234 | Tier-2 | 9.2966 | 0 | 9.2966 | 176-199 | 176 | Tier-3 | 234-48R | 9.2966 | 5.5667 | 0 | 0
235-897R | 235 | Tier-2 | 4.3263 | 0 | 4.3263 | 177-940 | 177 | Tier-1 | 235-897R | 4.3263 | 3.6699 | 0 | 0
235-899R | 235 | Tier-2 | 9.9434 | 0 | 9.9434 | 178-49F | 178 | Tier-1 | 235-899R | 9.9434 | 3.0087 | 0 | 0
235-911 | 235 | Tier-2 | 0 | 0 | 0 | 179-7 | 179 | Tier-1 | 235-911 | 0 | 0.029167 | 0 | 0
236-1535R | 236 | Tier-3 | 6.7146 | 0 | 6.7146 | 180-13 | 180 | Tier-1 | 236-1535R | 6.7146 | 0.91193 | 0 | 0
236-1561R | 236 | Tier-3 | 4.4405 | 0 | 4.4405 | 181-1770 | 181 | Tier-1 | 236-1561R | 4.4405 | 0 | 0 | 0
236-1563R | 236 | Tier-3 | 3.6028 | 0 | 3.6028 | 181-53F | 181 | Tier-1 | 236-1563R | 3.6028 | 0.023295 | 0 | 0
236-1567R | 236 | Tier-3 | 5.4419 | 0 | 5.4419 | 181-56F | 181 | Tier-1 | 236-1567R | 5.4419 | 1.8373 | 0 | 0
236-1569R | 236 | Tier-3 | 13.5648 | 0 | 13.5648 | 181-57 | 181 | Tier-1 | 236-1569R | 13.5648 | 1.9712 | 0 | 0
236-1573R | 236 | Tier-3 | 6.2801 | 0 | 6.2801 | 183-440 | 183 | Tier-2 | 236-1573R | 6.2801 | 1.8814 | 0 | 0
237-1761R | 237 | Tier-3 | 7.3464 | 0 | 7.3464 | 185-40AE | 185 | Tier-1 | 237-1761R | 7.3464 | 0.089015 | 0 | 0
237-1765R | 237 | Tier-3 | 7.3027 | 0 | 7.3027 | 185-51F | 185 | Tier-2 | 237-1765R | 7.3027 | 0.9053 | 0 | 0
237-17R | 237 | Tier-2 | 10.4949 | 0 | 10.4949 | 188-11F | 188 | Tier-2 | 237-17R | 10.4949 | 1.793 | 0 | 0
279-9 | 279 | Tier-1 | 0 | 0 | 0 | 190-1122F | 190 | Tier-1 | 279-9 | 0 | 0 | 0 | 0
237-26F | 237 | Tier-2 | 1.7693 | 0 | 1.7693 | 190-1868R | 190 | Tier-1 | 237-26F | 1.7693 | 1.5371 | 0 | 0
237-28F | 237 | Tier-2 | 1.4282 | 0 | 1.4282 | 192-1616F | 192 | Tier-1 | 237-28F | 1.4282 | 1.4521 | 0 | 0
237-2R | 237 | Tier-3 | 14.6977 | 0 | 14.6977 | 196-38F | 196 | Tier-2 | 237-2R | 14.6977 | 6.3508 | 0 | 0
237-30R | 237 | Tier-3 | 31.7307 | 0 | 31.7307 | 198-37R | 198 | Tier-2 | 237-30R | 31.7307 | 8.1388 | 0 | 0
239-2207R | 239 | Tier-3 | 6.0509 | 0.76383 | 6.8148 | 203-21R | 203 | Tier-1 | 239-2207R | 6.0509 | 0.14413 | 0 | 0.76383
280-22 | 280 | Tier-1 | 0 | 0 | 0 | 206-1817 | 206 | Tier-2 | 280-22 | 0 | 0 | 0 | 0
239-2213R | 239 | Tier-3 | 4.9402 | 0.46212 | 5.4023 | 206-953R | 206 | Tier-1 | 239-2213R | 4.9402 | 0.53598 | 0.12008 | 0.46212
239-2215R | 239 | Tier-3 | 10.6913 | 1.3676 | 12.0589 | 206-961F | 206 | Tier-1 | 239-2215R | 10.6913 | 0.24811 | 0.26818 | 1.3676
239-2217R | 239 | Tier-3 | 4.5981 | 0.31667 | 4.9148 | 209-1769F | 209 | Tier-2 | 239-2217R | 4.5981 | 8.1369 | 2.7905 | 0.31667
239-89R | 239 | Tier-3 | 2.682 | 0.13731 | 2.8193 | 209-660R | 209 | Tier-1 | 239-89R | 2.682 | 0.085227 | 0.017045 | 0.13731
240-1028R | 240 | Tier-2 | 4.7506 | 0 | 4.7506 | 210-9R | 210 | Tier-2 | 240-1028R | 4.7506 | 0.018561 | 0 | 0
240-1044 | 240 | Tier-3 | 2.1725 | 0 | 2.1725 | 211-312R | 211 | Tier-2 | 240-1044 | 2.1725 | 0 | 0 | 0
280-23AE | 280 | Tier-1 | 0 | 0 | 0 | 212-773R | 212 | Tier-2 | 280-23AE | 0 | 0.80038 | 0 | 0
240-1148 | 240 | Tier-3 | 3.2212 | 0 | 3.2212 | 214-17AE | 214 | Tier-3 | 240-1148 | 3.2212 | 0.68996 | 0 | 0
240-2004R | 240 | Tier-3 | 15.8669 | 0 | 15.8669 | 215-1534R | 215 | Tier-2 | 240-2004R | 15.8669 | 3.0472 | 0 | 0
240-2006R | 240 | Tier-3 | 10.6277 | 0 | 10.6277 | 216-220R | 216 | Tier-3 | 240-2006R | 10.6277 | 0.012879 | 0 | 0
240-2032R | 240 | Tier-3 | 12.5852 | 0 | 12.5852 | 216-48 | 216 | Tier-3 | 240-2032R | 12.5852 | 13.279 | 0 | 0
282-1089 | 282 | Tier-1 | 0 | 0 | 0 | 216-50 | 216 | Tier-3 | 282-1089 | 0 | 0 | 0 | 0
241-570 | 241 | Tier-1 | 11.6271 | 0 | 11.6271 | 217-41AE | 217 | Tier-2 | 241-570 | 11.6271 | 3.2932 | 0 | 0
241-746 | 241 | Tier-1 | 0.30152 | 0 | 0.30152 | 217-835R | 217 | Tier-3 | 241-746 | 0.30152 | 6.9973 | 0 | 0
241-820AE | 241 | Tier-1 | 1.8402 | 0 | 1.8402 | 217-837R | 217 | Tier-3 | 241-820AE | 1.8402 | 2.0661 | 0 | 0
282-1090F | 282 | Tier-1 | 0 | 0 | 0 | 220-298R | 220 | Tier-3 | 282-1090F | 0 | 0.053977 | 0 | 0
242-1411F | 242 | Tier-1 | 0.14943 | 0 | 0.14943 | 221-675R | 221 | Tier-2 | 242-1411F | 0.14943 | 4.4144 | 0 | 0
282-1095 | 282 | Tier-1 | 0 | 0 | 0 | 222-1433R | 222 | Tier-3 | 282-1095 | 0 | 0.26572 | 0 | 0
242-1413F | 242 | Tier-1 | 1.033 | 0 | 1.033 | 222-1523R | 222 | Tier-3 | 242-1413F | 1.033 | 2.6269 | 0 | 0
282-48 | 282 | Tier-1 | 0 | 0 | 0 | 222-1986R | 222 | Tier-3 | 282-48 | 0 | 0 | 0 | 0
242-1419F | 242 | Tier-1 | 0 | 0 | 0 | 222-1990R | 222 | Tier-3 | 242-1419F | 0 | 1.885 | 0 | 0
242-1420F | 242 | Tier-1 | 0.72614 | 0 | 0.72614 | 222-2063 | 222 | Tier-3 | 242-1420F | 0.72614 | 0.48106 | 0 | 0
242-1426F | 242 | Tier-2 | 2.5816 | 0 | 2.5816 | 223-49 | 223 | Tier-1 | 242-1426F | 2.5816 | 2.6835 | 0 | 0
242-1427F | 242 | Tier-2 | 0.086932 | 0 | 0.086932 | 223-50 | 223 | Tier-1 | 242-1427F | 0.086932 | 0.92765 | 0 | 0
282-562 | 282 | Tier-1 | 0 | 0 | 0 | 224-538 | 224 | Tier-1 | 282-562 | 0 | 0 | 0 | 0
283-1356 | 283 | Tier-3 | 0 | 0 | 0 | 226-152F | 226 | Tier-2 | 283-1356 | 0 | 0 | 0 | 0
283-67 | 283 | Tier-3 | 0 | 0 | 0 | 227-12F | 227 | Tier-1 | 283-67 | 0 | 0 | 0 | 0
283-82 | 283 | Tier-3 | 0 | 0 | 0 | 229-425 | 229 | Tier-2 | 283-82 | 0 | 0 | 0 | 0
243-14R | 243 | Tier-2 | 8.0748 | 0 | 8.0748 | 230-133AE | 230 | Tier-2 | 243-14R | 8.0748 | 9.8616 | 0 | 0
243-20R | 243 | Tier-1 | 6.9239 | 0 | 6.9239 | 233-86F | 233 | Tier-2 | 243-20R | 6.9239 | 2.2824 | 0 | 0
287-1117 | 287 | Tier-1 | 0 | 0 | 0 | 236-1561R | 236 | Tier-3 | 287-1117 | 0 | 0 | 0 | 0
244-29 | 244 | Tier-1 | 10.8928 | 0 | 10.8928 | 236-1563R | 236 | Tier-3 | 244-29 | 10.8928 | 4.122 | 0 | 0
244-30F | 244 | Tier-1 | 0 | 0 | 0 | 236-1569R | 236 | Tier-3 | 244-30F | 0 | 0.46439 | 0 | 0
244-32F | 244 | Tier-1 | 0.36648 | 0 | 0.36648 | 237-26F | 237 | Tier-2 | 244-32F | 0.36648 | 1.0078 | 0 | 0
244-33F | 244 | Tier-1 | 0.10284 | 0 | 0.10284 | 239-2213R | 239 | Tier-3 | 244-33F | 0.10284 | 1.5998 | 0 | 0
287-19 | 287 | Tier-1 | 0 | 0 | 0 | 239-2217R | 239 | Tier-3 | 287-19 | 0 | 0 | 0 | 0
287-22 | 287 | Tier-1 | 0 | 0 | 0 | 242-1411F | 242 | Tier-1 | 287-22 | 0 | 0 | 0 | 0
245-486 | 245 | Tier-1 | 2.6419 | 0 | 2.6419 | 242-1412 | 242 | Tier-1 | 245-486 | 2.6419 | 10.7127 | 0 | 0
287-29 | 287 | Tier-1 | 0 | 0 | 0 | 242-1413F | 242 | Tier-1 | 287-29 | 0 | 0 | 0 | 0
246-34R | 246 | Tier-3 | 9.282 | 3.539 | 12.821 | 242-1418 | 242 | Tier-1 | 246-34R | 9.282 | 8.8229 | 3.9652 | 3.539
247-46 | 247 | Tier-3 | 4.4879 | 1.9699 | 6.4578 | 242-1428 | 242 | Tier-1 | 247-46 | 4.4879 | 17.5 | 4.2375 | 1.9699
288-2375R | 288 | Tier-2 | 0.25303 | 0.01553 | 0.26856 | 242-773F | 242 | Tier-1 | 288-2375R | 0.25303 | 0.069697 | 0.053598 | 0.01553
247-48 | 247 | Tier-2 | 0.44811 | 0 | 0.44811 | 243-14R | 243 | Tier-2 | 247-48 | 0.44811 | 0.12045 | 0.092045 | 0
288-2381 | 288 | Tier-2 | 0 | 0 | 0 | 244-28 | 244 | Tier-1 | 288-2381 | 0 | 0 | 0 | 0
248-30AE | 248 | Tier-2 | 0 | 0 | 0 | 244-29 | 244 | Tier-1 | 248-30AE | 0 | 0.09053 | 0 | 0
249-11 | 249 | Tier-3 | 0 | 0 | 0 | 245-486 | 245 | Tier-1 | 249-11 | 0 | 0.36629 | 0 | 0
249-12 | 249 | Tier-3 | 0 | 0 | 0 | 247-48 | 247 | Tier-2 | 249-12 | 0 | 0.57614 | 0 | 0
249-13 | 249 | Tier-3 | 0 | 0 | 0 | 248-29 | 248 | Tier-2 | 249-13 | 0 | 0.024242 | 0 | 0
289-908 | 289 | Tier-1 | 0 | 0 | 0 | 249-12 | 249 | Tier-3 | 289-908 | 0 | 0 | 0 | 0
249-24R | 249 | Tier-3 | 12.4773 | 0 | 12.4773 | 249-13 | 249 | Tier-3 | 249-24R | 12.4773 | 4.4627 | 0 | 0
290-31 | 290 | Tier-1 | 0 | 0 | 0 | 250-288F | 250 | Tier-1 | 290-31 | 0 | 0 | 0 | 0
291-1062 | 291 | Tier-2 | 0 | 0 | 0 | 250-46 | 250 | Tier-1 | 291-1062 | 0 | 0 | 0 | 0
250-287F | 250 | Tier-1 | 0 | 0 | 0 | 250-47 | 250 | Tier-1 | 250-287F | 0 | 0.45739 | 0 | 0
250-288F | 250 | Tier-1 | 0.046023 | 0 | 0.046023 | 252-268F | 252 | Tier-1 | 250-288F | 0.046023 | 2.0235 | 0 | 0
291-25 | 291 | Tier-2 | 0 | 0 | 0 | 252-269F | 252 | Tier-1 | 291-25 | 0 | 0 | 0 | 0
250-46 | 250 | Tier-1 | 0 | 0 | 0 | 252-270F | 252 | Tier-1 | 250-46 | 0 | 1.3737 | 0 | 0
250-47 | 250 | Tier-1 | 0.076894 | 0 | 0.076894 | 254-202 | 254 | Tier-1 | 250-47 | 0.076894 | 0.4161 | 0 | 0
292-156F | 292 | Tier-1 | 0 | 0 | 0 | 254-272 | 254 | Tier-1 | 292-156F | 0 | 0.11458 | 0 | 0
252-129 | 252 | Tier-2 | 4.5962 | 0.070644 | 4.6669 | 256-38 | 256 | Tier-1 | 252-129 | 4.5962 | 0.97898 | 0.024621 | 0.070644
252-132 | 252 | Tier-1 | 0 | 0 | 0 | 256-539R | 256 | Tier-1 | 252-132 | 0 | 1.0714 | 0 | 0
292-157F | 292 | Tier-1 | 0 | 0 | 0 | 257-30 | 257 | Tier-1 | 292-157F | 0 | 0.17197 | 0 | 0
292-158 | 292 | Tier-1 | 0 | 0 | 0 | 257-43AE | 257 | Tier-1 | 292-158 | 0 | 0 | 0 | 0
292-314 | 292 | Tier-2 | 0 | 0 | 0 | 265-166 | 265 | Tier-1 | 292-314 | 0 | 0 | 0 | 0
293-15AE | 293 | Tier-1 | 0 | 0 | 0 | 267-1224F | 267 | Tier-1 | 293-15AE | 0 | 0.6017 | 0 | 0
293-21 | 293 | Tier-1 | 0 | 0 | 0 | 267-1226 | 267 | Tier-1 | 293-21 | 0 | 0 | 0 | 0
294-36 | 294 | Tier-1 | 0 | 0 | 0 | 268-7F | 268 | Tier-1 | 294-36 | 0 | 0 | 0 | 0
252-277F | 252 | Tier-1 | 0.78769 | 0.12121 | 0.9089 | 269-391F | 269 | Tier-1 | 252-277F | 0.78769 | 2.2341 | 0.13258 | 0.12121
294-41F | 294 | Tier-1 | 0 | 0 | 0 | 269-41F | 269 | Tier-1 | 294-41F | 0 | 0.51004 | 0 | 0
294-591 | 294 | Tier-1 | 0 | 0 | 0 | 273-196F | 273 | Tier-1 | 294-591 | 0 | 0 | 0 | 0
254-202 | 254 | Tier-1 | 0 | 0 | 0 | 273-252F | 273 | Tier-1 | 254-202 | 0 | 0.9392 | 0 | 0
295-1202 | 295 | Tier-1 | 0 | 0 | 0 | 274-38AE | 274 | Tier-1 | 295-1202 | 0 | 0 | 0 | 0
254-273F | 254 | Tier-1 | 0 | 0 | 0 | 274-39 | 274 | Tier-1 | 254-273F | 0 | 0.019318 | 0 | 0
295-519 | 295 | Tier-1 | 0 | 0 | 0 | 275-47 | 275 | Tier-1 | 295-519 | 0 | 0.3017 | 0 | 0
255-1080R | 255 | Tier-1 | 1.1384 | 0 | 1.1384 | 275-680F | 275 | Tier-1 | 255-1080R | 1.1384 | 0 | 0 | 0
255-43AE | 255 | Tier-1 | 8.9938 | 0 | 8.9938 | 276-158R | 276 | Tier-1 | 255-43AE | 8.9938 | 10.0759 | 0 | 0
295-520 | 295 | Tier-1 | 0 | 0 | 0 | 277-456F | 277 | Tier-1 | 295-520 | 0 | 0 | 0 | 0
296-2651 | 296 | Tier-1 | 0 | 0 | 0 | 278-629F | 278 | Tier-1 | 296-2651 | 0 | 0 | 0 | 0
256-39AE | 256 | Tier-1 | 0.60985 | 0 | 0.60985 | 279-11AE | 279 | Tier-1 | 256-39AE | 0.60985 | 0.27538 | 0 | 0
256-46AE | 256 | Tier-1 | 2.711 | 0 | 2.711 | 282-1095 | 282 | Tier-1 | 256-46AE | 2.711 | 2.8301 | 0 | 0
256-539R | 256 | Tier-1 | 3.5464 | 0 | 3.5464 | 282-562 | 282 | Tier-1 | 256-539R | 3.5464 | 3.69 | 0 | 0
257-29AE | 257 | Tier-1 | 1.1517 | 0 | 1.1517 | 282-564F | 282 | Tier-1 | 257-29AE | 1.1517 | 4.3186 | 0 | 0
296-2654F | 296 | Tier-1 | 0 | 0 | 0 | 283-55R | 283 | Tier-3 | 296-2654F | 0 | 0.31648 | 0 | 0
257-31AE | 257 | Tier-1 | 2.1703 | 0 | 2.1703 | 283-71F | 283 | Tier-3 | 257-31AE | 2.1703 | 2.6727 | 0 | 0
257-42 | 257 | Tier-1 | 0 | 0 | 0 | 283-78F | 283 | Tier-3 | 257-42 | 0 | 0.79375 | 0 | 0
257-43AE | 257 | Tier-1 | 0 | 0 | 0 | 283-81 | 283 | Tier-3 | 257-43AE | 0 | 1.7725 | 0 | 0
257-44AE | 257 | Tier-1 | 0 | 0 | 0 | 284-660R | 284 | Tier-1 | 257-44AE | 0 | 0.20492 | 0 | 0
264-10 | 264 | Tier-1 | 0 | 0 | 0 | 287-1116F | 287 | Tier-1 | 264-10 | 0 | 0.13939 | 0 | 0
296-67 | 296 | Tier-1 | 0 | 0 | 0 | 287-1117 | 287 | Tier-1 | 296-67 | 0 | 0 | 0 | 0
296-69 | 296 | Tier-1 | 0 | 0 | 0 | 287-1119 | 287 | Tier-1 | 296-69 | 0 | 0.10492 | 0 | 0
296-8 | 296 | Tier-1 | 0 | 0 | 0 | 287-27AE | 287 | Tier-1 | 296-8 | 0 | 0 | 0 | 0
265-161 | 265 | Tier-1 | 0 | 0 | 0 | 287-29 | 287 | Tier-1 | 265-161 | 0 | 1.4184 | 0 | 0
296-88 | 296 | Tier-1 | 0 | 0 | 0 | 288-2378F | 288 | Tier-2 | 296-88 | 0 | 0.48939 | 0 | 0
266-485F | 266 | Tier-2 | 0.14186 | 0 | 0.14186 | 289-1559 | 289 | Tier-1 | 266-485F | 0.14186 | 18.2712 | 0 | 0
266-486F | 266 | Tier-1 | 0 | 0 | 0 | 289-905AE | 289 | Tier-1 | 266-486F | 0 | 1.2485 | 0 | 0
296-89 | 296 | Tier-1 | 0 | 0 | 0 | 290-31 | 290 | Tier-1 | 296-89 | 0 | 0 | 0 | 0
297-826 | 297 | Tier-1 | 0 | 0 | 0 | 292-157F | 292 | Tier-1 | 297-826 | 0 | 0 | 0 | 0
266-489 | 266 | Tier-1 | 0 | 0 | 0 | 292-314 | 292 | Tier-2 | 266-489 | 0 | 5.8741 | 0 | 0
298-385 | 298 | Tier-1 | 0 | 0 | 0 | 292-317F | 292 | Tier-2 | 298-385 | 0 | 0 | 0 | 0
299-1010AE | 299 | Tier-1 | 0.23996 | 0 | 0.23996 | 293-14 | 293 | Tier-1 | 299-1010AE | 0.23996 | 0.64242 | 0 | 0
267-1216F | 267 | Tier-1 | 0 | 0 | 0 | 293-15AE | 293 | Tier-1 | 267-1216F | 0 | 0.059848 | 0 | 0
299-1152 | 299 | Tier-1 | 0 | 0 | 0 | 293-26F | 293 | Tier-1 | 299-1152 | 0 | 0 | 0 | 0
299-1153F | 299 | Tier-1 | 0.29905 | 0 | 0.29905 | 294-41F | 294 | Tier-1 | 299-1153F | 0.29905 | 1.1415 | 0 | 0
299-816 | 299 | Tier-1 | 0 | 0 | 0 | 294-590F | 294 | Tier-1 | 299-816 | 0 | 0 | 0 | 0
300-483F | 300 | Tier-2 | 5.4324 | 0 | 5.4324 | 296-66F | 296 | Tier-2 | 300-483F | 5.4324 | 0.066477 | 0 | 0
300-486 | 300 | Tier-2 | 0 | 0 | 0 | 296-67 | 296 | Tier-1 | 300-486 | 0 | 0 | 0 | 0
304-920 | 304 | Tier-1 | 0 | 0 | 0 | 296-89 | 296 | Tier-1 | 304-920 | 0 | 0 | 0 | 0
304-997 | 304 | Tier-1 | 0 | 0 | 0 | 298-42R | 298 | Tier-1 | 304-997 | 0 | 0 | 0 | 0
306-2255 | 306 | Tier-1 | 0 | 0 | 0 | 299-1010AE | 299 | Tier-1 | 306-2255 | 0 | 0 | 0 | 0
306-960 | 306 | Tier-1 | 0 | 0 | 0 | 299-814AE | 299 | Tier-1 | 306-960 | 0 | 0.34413 | 0.034848 | 0
307-1539 | 307 | Tier-1 | 0 | 0 | 0 | 300-486 | 300 | Tier-2 | 307-1539 | 0 | 0 | 0 | 0
307-1684R | 307 | Tier-1 | 3.6379 | 0.12102 | 3.7589 | 303-188 | 303 | Tier-1 | 307-1684R | 3.6379 | 5.6636 | 0.61515 | 0.12102
308-483 | 308 | Tier-1 | 0 | 0 | 0 | 303-487AE | 303 | Tier-1 | 308-483 | 0 | 0 | 0 | 0
309-13 | 309 | Tier-1 | 0 | 0 | 0 | 306-2255 | 306 | Tier-1 | 309-13 | 0 | 0 | 0 | 0
268-13F | 268 | Tier-1 | 0 | 0 | 0 | 307-1538F | 307 | Tier-2 | 268-13F | 0 | 0.50114 | 0 | 0
268-14F | 268 | Tier-1 | 0 | 0 | 0 | 307-1539 | 307 | Tier-1 | 268-14F | 0 | 1.3854 | 0 | 0
268-7F | 268 | Tier-1 | 0 | 0 | 0 | 308-484AE | 308 | Tier-1 | 268-7F | 0 | 1.1017 | 0 | 0
269-18F | 269 | Tier-1 | 0 | 0 | 0 | 308-485AE | 308 | Tier-2 | 269-18F | 0 | 1.4731 | 0 | 0
310-1191 | 310 | Tier-1 | 0 | 0 | 0 | 308-486AE | 308 | Tier-2 | 310-1191 | 0 | 0 | 0 | 0
269-391F | 269 | Tier-1 | 0 | 0 | 0 | 308-563AE | 308 | Tier-2 | 269-391F | 0 | 3.771 | 0 | 0
269-41F | 269 | Tier-1 | 0 | 0 | 0 | 310-717 | 310 | Tier-1 | 269-41F | 0 | 1.0167 | 0 | 0
310-34 | 310 | Tier-1 | 0 | 0 | 0 | 310-718F | 310 | Tier-1 | 310-34 | 0 | 0 | 0 | 0
310-717 | 310 | Tier-1 | 0 | 0 | 0 | 311-1161F | 311 | Tier-1 | 310-717 | 0 | 0 | 0 | 0
270-177 | 270 | Tier-1 | 0 | 0 | 0 | 311-1162F | 311 | Tier-1 | 270-177 | 0 | 2.2515 | 0 | 0
310-718F | 310 | Tier-1 | 0.039962 | 0 | 0.039962 | 313-547 | 313 | Tier-1 | 310-718F | 0.039962 | 0.097348 | 0 | 0
311-1160 | 311 | Tier-1 | 0 | 0 | 0 | 313-548AE | 313 | Tier-1 | 311-1160 | 0 | 0 | 0 | 0
312-1178 | 312 | Tier-1 | 0 | 0 | 0 | 313-549AE | 313 | Tier-1 | 312-1178 | 0 | 0 | 0 | 0
312-1179 | 312 | Tier-1 | 0 | 0 | 0 | 313-550AE | 313 | Tier-1 | 312-1179 | 0 | 0.89527 | 0 | 0
312-15F | 312 | Tier-1 | 0 | 0 | 0 | 313-923F | 313 | Tier-1 | 312-15F | 0 | 0.016098 | 0 | 0
312-16 | 312 | Tier-1 | 0 | 0 | 0 | 314-12 | 314 | Tier-1 | 312-16 | 0 | 0 | 0 | 0
271-72 | 271 | Tier-1 | 0 | 0 | 0 | 314-1328 | 314 | Tier-1 | 271-72 | 0 | 0.46458 | 0 | 0
271-93F | 271 | Tier-1 | 0 | 0 | 0 | 315-1193F | 315 | Tier-2 | 271-93F | 0 | 2.0343 | 0 | 0
312-25 | 312 | Tier-1 | 0 | 0 | 0 | 315-484 | 315 | Tier-2 | 312-25 | 0 | 0 | 0 | 0
272-169F | 272 | Tier-1 | 0 | 0 | 0 | 320-1416F | 320 | Tier-1 | 272-169F | 0 | 5.7576 | 0 | 0
312-27F | 312 | Tier-1 | 0 | 0 | 0 | 321-739 | 321 | Tier-1 | 312-27F | 0 | 0.43693 | 0 | 0
312-42 | 312 | Tier-2 | 0 | 0 | 0 | 321-741 | 321 | Tier-1 | 312-42 | 0 | 0 | 0 | 0
273-194AE | 273 | Tier-1 | 0 | 0 | 0 | 322-828F | 322 | Tier-1 | 273-194AE | 0 | 0.40227 | 0 | 0
273-195F | 273 | Tier-1 | 0 | 0 | 0 | 322-829F | 322 | Tier-1 | 273-195F | 0 | 0.88523 | 0 | 0
273-196F | 273 | Tier-1 | 0 | 0 | 0 | 322-830F | 322 | Tier-1 | 273-196F | 0 | 2.5883 | 0 | 0
273-197 | 273 | Tier-1 | 0 | 0 | 0 | 323-1116F | 323 | Tier-1 | 273-197 | 0 | 0.3786 | 0 | 0
313-547 | 313 | Tier-1 | 0 | 0 | 0 | 323-1133F | 323 | Tier-1 | 313-547 | 0 | 0 | 0 | 0
273-249F | 273 | Tier-1 | 0 | 0 | 0 | 323-471 | 323 | Tier-1 | 273-249F | 0 | 0.3714 | 0 | 0
313-919 | 313 | Tier-1 | 0 | 0 | 0 | 324-44F | 324 | Tier-1 | 313-919 | 0 | 0 | 0 | 0
273-252F | 273 | Tier-1 | 0 | 0 | 0 | 325-22R | 325 | Tier-1 | 273-252F | 0 | 0.75322 | 0 | 0
314-11F | 314 | Tier-1 | 0 | 0 | 0 | 331-246R | 331 | Tier-2 | 314-11F | 0 | 1.3589 | 0 | 0
274-23R | 274 | Tier-1 | 7.4955 | 0 | 7.4955 | 331-40AE | 331 | Tier-2 | 274-23R | 7.4955 | 4.5777 | 0 | 0
274-38AE | 274 | Tier-1 | 0 | 0 | 0 | 334-46F | 334 | Tier-1 | 274-38AE | 0 | 2.1513 | 0 | 0
314-12 | 314 | Tier-1 | 0 | 0 | 0 | 34-239 | 34 | Tier-1 | 314-12 | 0 | 0 | 0 | 0
274-40 | 274 | Tier-1 | 4.1867 | 0 | 4.1867 | 34-240 | 34 | Tier-1 | 274-40 | 4.1867 | 1.6767 | 0 | 0
275-45 | 275 | Tier-1 | 0.73258 | 0 | 0.73258 | 34-242 | 34 | Tier-1 | 275-45 | 0.73258 | 6.6606 | 0 | 0
314-1328 | 314 | Tier-1 | 0 | 0 | 0 | 34-76F | 34 | Tier-1 | 314-1328 | 0 | 0.98352 | 0 | 0
275-48F | 275 | Tier-1 | 1.6146 | 0 | 1.6146 | 34-82F | 34 | Tier-1 | 275-48F | 1.6146 | 4.7146 | 0 | 0
275-50F | 275 | Tier-1 | 0 | 0 | 0 | 340-1070 | 340 | Tier-1 | 275-50F | 0 | 1.5777 | 0 | 0
314-46 | 314 | Tier-1 | 0 | 0 | 0 | 340-376F | 340 | Tier-1 | 314-46 | 0 | 0 | 0 | 0
275-680F | 275 | Tier-1 | 0 | 0 | 0 | 340-380 | 340 | Tier-1 | 275-680F | 0 | 0.83352 | 0 | 0
275-681F | 275 | Tier-1 | 0 | 0 | 0 | 341-1179 | 341 | Tier-1 | 275-681F | 0 | 0.94129 | 0 | 0
276-158R | 276 | Tier-1 | 8.3737 | 0 | 8.3737 | 350-2073 | 350 | Tier-2 | 276-158R | 8.3737 | 0.24697 | 0 | 0
276-228 | 276 | Tier-1 | 8.8549 | 0 | 8.8549 | 350-2182R | 350 | Tier-2 | 276-228 | 8.8549 | 3.068 | 0 | 0
314-816 | 314 | Tier-1 | 0 | 0 | 0 | 350-2188R | 350 | Tier-2 | 314-816 | 0 | 0 | 0 | 0
277-456F | 277 | Tier-1 | 0 | 0 | 0 | 351-819R | 351 | Tier-2 | 277-456F | 0 | 3.4869 | 0 | 0
277-458F | 277 | Tier-1 | 0 | 0 | 0 | 353-899 | 353 | Tier-2 | 277-458F | 0 | 0.22973 | 0 | 0
277-459F | 277 | Tier-1 | 5.0021 | 0 | 5.0021 | 356-30AE | 356 | Tier-3 | 277-459F | 5.0021 | 3.0182 | 0 | 0
277-48 | 277 | Tier-1 | 5.2545 | 0 | 5.2545 | 357-45R | 357 | Tier-3 | 277-48 | 5.2545 | 6.0475 | 0 | 0
278-22R | 278 | Tier-1 | 8.1903 | 0 | 8.1903 | 357-750R | 357 | Tier-2 | 278-22R | 8.1903 | 1.271 | 0 | 0
315-1150 | 315 | Tier-2 | 0 | 0 | 0 | 358-1193F | 358 | Tier-3 | 315-1150 | 0 | 0 | 0 | 0
278-630 | 278 | Tier-1 | 5.8665 | 0 | 5.8665 | 358-1241 | 358 | Tier-3 | 278-630 | 5.8665 | 4.7348 | 0 | 0
315-1151 | 315 | Tier-2 | 0 | 0 | 0 | 358-36 | 358 | Tier-3 | 315-1151 | 0 | 1.8455 | 0 | 0
315-1191 | 315 | Tier-2 | 0 | 0 | 0 | 358-665F | 358 | Tier-3 | 315-1191 | 0 | 0 | 0 | 0
279-10AE | 279 | Tier-1 | 6.8864 | 0 | 6.8864 | 358-666F | 358 | Tier-3 | 279-10AE | 6.8864 | 0.33523 | 0 | 0
279-11AE | 279 | Tier-1 | 7.1345 | 0 | 7.1345 | 358-681F | 358 | Tier-3 | 279-11AE | 7.1345 | 0.86742 | 0 | 0
315-1193F | 315 | Tier-2 | 0 | 0 | 0 | 36-239F | 36 | Tier-1 | 315-1193F | 0 | 1.0436 | 0 | 0
315-1194F | 315 | Tier-2 | 0 | 0 | 0 | 36-83F | 36 | Tier-1 | 315-1194F | 0 | 0.70341 | 0 | 0
315-484 | 315 | Tier-2 | 0 | 0 | 0 | 361-685F | 361 | Tier-1 | 315-484 | 0 | 0 | 0 | 0
280-24AE | 280 | Tier-2 | 1.6011 | 0 | 1.6011 | 362-48F | 362 | Tier-1 | 280-24AE | 1.6011 | 6.7777 | 0 | 0
280-382AE | 280 | Tier-1 | 2.7218 | 0 | 2.7218 | 363-25 | 363 | Tier-1 | 280-382AE | 2.7218 | 1.2278 | 0 | 0
320-1413F | 320 | Tier-1 | 0 | 0 | 0 | 365-28AE | 365 | Tier-1 | 320-1413F | 0 | 0.014583 | 0 | 0
320-1415 | 320 | Tier-1 | 0 | 0 | 0 | 368-1055 | 368 | Tier-1 | 320-1415 | 0 | 0 | 0 | 0
320-1416F | 320 | Tier-1 | 0 | 0 | 0 | 368-1057F | 368 | Tier-1 | 320-1416F | 0 | 0.0045455 | 0 | 0
282-47F | 282 | Tier-1 | 0 | 0 | 0 | 368-1070 | 368 | Tier-1 | 282-47F | 0 | 0.70663 | 0 | 0
321-739 | 321 | Tier-1 | 0 | 0 | 0 | 368-403F | 368 | Tier-1 | 321-739 | 0 | 0 | 0 | 0
321-741 | 321 | Tier-1 | 0.76212 | 0 | 0.76212 | 368-405 | 368 | Tier-1 | 321-741 | 0.76212 | 0.36534 | 0 | 0
282-563F | 282 | Tier-1 | 0.27064 | 0 | 0.27064 | 369-6F | 369 | Tier-1 | 282-563F | 0.27064 | 1.3742 | 0 | 0
282-564F | 282 | Tier-1 | 0 | 0 | 0 | 374-10F | 374 | Tier-1 | 282-564F | 0 | 0.50739 | 0 | 0
282-565F | 282 | Tier-1 | 0.43788 | 0 | 0.43788 | 376-526 | 376 | Tier-1 | 282-565F | 0.43788 | 5.1261 | 0 | 0
322-32R | 322 | Tier-1 | 0.064394 | 0 | 0.064394 | 38-11 | 38 | Tier-1 | 322-32R | 0.064394 | 0.095076 | 0 | 0
283-1357AE | 283 | Tier-3 | 0 | 0 | 0 | 381-452F | 381 | Tier-1 | 283-1357AE | 0 | 0.094129 | 0 | 0
283-1358AE | 283 | Tier-3 | 0 | 0 | 0 | 381-48 | 381 | Tier-1 | 283-1358AE | 0 | 0.066667 | 0 | 0
322-823 | 322 | Tier-1 | 0 | 0 | 0 | 382-19F | 382 | Tier-1 | 322-823 | 0 | 0 | 0 | 0
283-55R | 283 | Tier-3 | 7.0025 | 0.22841 | 7.2309 | 382-21F | 382 | Tier-1 | 283-55R | 7.0025 | 1.404 | 0.1786 | 0.22841
322-824 | 322 | Tier-1 | 0 | 0 | 0 | 382-28 | 382 | Tier-1 | 322-824 | 0 | 0 | 0 | 0
322-828F | 322 | Tier-1 | 0 | 0 | 0 | 382-32F | 382 | Tier-1 | 322-828F | 0 | 0.0075758 | 0 | 0
283-71F | 283 | Tier-3 | 4.5782 | 0.60758 | 5.1858 | 382-34F | 382 | Tier-1 | 283-71F | 4.5782 | 6.4998 | 1.2411 | 0.60758
283-78F | 283 | Tier-3 | 0 | 0 | 0 | 383-680F | 383 | Tier-2 | 283-78F | 0 | 0.48485 | 0 | 0
283-80F | 283 | Tier-3 | 0.033523 | 0 | 0.033523 | 39-17F | 39 | Tier-1 | 283-80F | 0.033523 | 0.71231 | 0 | 0
283-81 | 283 | Tier-3 | 0 | 0 | 0 | 39-18F | 39 | Tier-1 | 283-81 | 0 | 0.042803 | 0 | 0
322-829F | 322 | Tier-1 | 0 | 0 | 0 | 390-15 | 390 | Tier-1 | 322-829F | 0 | 0.0066288 | 0 | 0
283-83F | 283 | Tier-3 | 0 | 0 | 0 | 390-16F | 390 | Tier-1 | 283-83F | 0 | 0.011932 | 0 | 0
283-85F | 283 | Tier-3 | 0 | 0 | 0 | 390-346AE | 390 | Tier-1 | 283-85F | 0 | 0.0079545 | 0 | 0
284-660R | 284 | Tier-1 | 0.21894 | 0 | 0.21894 | 391-435 | 391 | Tier-1 | 284-660R | 0.21894 | 11.335 | 0 | 0
286-1053R | 286 | Tier-1 | 5.4248 | 0 | 5.4248 | 391-437 | 391 | Tier-1 | 286-1053R | 5.4248 | 5.918 | 0 | 0
286-989AE | 286 | Tier-1 | 6.1602 | 0 | 6.1602 | 394-420F | 394 | Tier-1 | 286-989AE | 6.1602 | 9.3044 | 0 | 0
286-990AE | 286 | Tier-1 | 2.429 | 0 | 2.429 | 40-1005 | 40 | Tier-1 | 286-990AE | 2.429 | 1.1102 | 0 | 0
286-991 | 286 | Tier-1 | 0 | 0 | 0 | 40-1007F | 40 | Tier-1 | 286-991 | 0 | 0.23485 | 0 | 0
287-1116F | 287 | Tier-1 | 0 | 0 | 0 | 40-1008F | 40 | Tier-1 | 287-1116F | 0 | 1.0087 | 0 | 0
322-830F | 322 | Tier-1 | 0 | 0 | 0 | 40-1031F | 40 | Tier-1 | 322-830F | 0 | 0.0068182 | 0 | 0
287-1118 | 287 | Tier-2 | 0.3572 | 0 | 0.3572 | 401-39R | 401 | Tier-2 | 287-1118 | 0.3572 | 5.3186 | 0 | 0
287-1119 | 287 | Tier-1 | 0 | 0 | 0 | 402-26 | 402 | Tier-1 | 287-1119 | 0 | 7.8441 | 0 | 0
323-1117F | 323 | Tier-1 | 0 | 0 | 0 | 402-28 | 402 | Tier-1 | 323-1117F | 0 | 0.023864 | 0 | 0
287-20 | 287 | Tier-1 | 0.66515 | 0 | 0.66515 | 402-817 | 402 | Tier-1 | 287-20 | 0.66515 | 8.1614 | 0 | 0
323-1118 | 323 | Tier-1 | 0 | 0 | 0 | 403-15F | 403 | Tier-1 | 323-1118 | 0 | 0 | 0 | 0
287-23AE | 287 | Tier-1 | 0 | 0 | 0 | 405-25 | 405 | Tier-1 | 287-23AE | 0 | 3.0407 | 0 | 0
287-24AE | 287 | Tier-1 | 0 | 0 | 0 | 409-38R | 409 | Tier-1 | 287-24AE | 0 | 7.9498 | 0 | 0
287-27AE | 287 | Tier-1 | 0 | 0 | 0 | 410-50R | 410 | Tier-1 | 287-27AE | 0 | 10.1136 | 0 | 0
287-28 | 287 | Tier-1 | 0 | 0 | 0 | 412-23AE | 412 | Tier-1 | 287-28 | 0 | 0.40492 | 0 | 0
323-1135 | 323 | Tier-1 | 0 | 0 | 0 | 415-1237R | 415 | Tier-1 | 323-1135 | 0 | 0 | 0 | 0
287-30 | 287 | Tier-1 | 0 | 0 | 0 | 416-21 | 416 | Tier-1 | 287-30 | 0 | 0.011364 | 0 | 0
288-149R | 288 | Tier-2 | 3.6009 | 1.3119 | 4.9129 | 416-37F | 416 | Tier-1 | 288-149R | 3.6009 | 5.5777 | 2.6095 | 1.3119
288-18 | 288 | Tier-1 | 4.7852 | 0.87652 | 5.6617 | 418-1260 | 418 | Tier-1 | 288-18 | 4.7852 | 21.5116 | 2.6335 | 0.87652
323-473 | 323 | Tier-1 | 0 | 0 | 0 | 418-25R | 418 | Tier-1 | 323-473 | 0 | 0 | 0 | 0
288-2378F | 288 | Tier-2 | 0 | 0 | 0 | 42-46 | 42 | Tier-1 | 288-2378F | 0 | 4.4062 | 1.1979 | 0
288-2379F | 288 | Tier-2 | 0 | 0 | 0 | 423-33F | 423 | Tier-1 | 288-2379F | 0 | 0.23958 | 0.068561 | 0
288-2380F | 288 | Tier-2 | 1.5197 | 0.23333 | 1.753 | 423-35F | 423 | Tier-1 | 288-2380F | 1.5197 | 3.9629 | 1.6926 | 0.23333
324-41 | 324 | Tier-1 | 0 | 0 | 0 | 424-32 | 424 | Tier-1 | 324-41 | 0 | 0 | 0 | 0
289-1559 | 289 | Tier-1 | 0.30758 | 0 | 0.30758 | 424-34 | 424 | Tier-1 | 289-1559 | 0.30758 | 0.28788 | 0 | 0
289-905AE | 289 | Tier-1 | 2.6644 | 0 | 2.6644 | 424-77F | 424 | Tier-1 | 289-905AE | 2.6644 | 2.8254 | 0 | 0
289-906AE | 289 | Tier-1 | 2.2544 | 0 | 2.2544 | 425-284F | 425 | Tier-1 | 289-906AE | 2.2544 | 4.3314 | 0 | 0
289-907 | 289 | Tier-1 | 2.107 | 0 | 2.107 | 427-102 | 427 | Tier-1 | 289-907 | 2.107 | 4.5919 | 0 | 0
325-1228 | 325 | Tier-1 | 0 | 0 | 0 | 427-126F | 427 | Tier-1 | 325-1228 | 0 | 0 | 0 | 0
290-29F | 290 | Tier-2 | 0 | 0 | 0 | 427-140 | 427 | Tier-1 | 290-29F | 0 | 10.2155 | 0 | 0
290-30F | 290 | Tier-2 | 0 | 0 | 0 | 427-141 | 427 | Tier-1 | 290-30F | 0 | 1.5246 | 0 | 0
326-25 | 326 | Tier-1 | 0 | 0 | 0 | 427-141F | 427 | Tier-1 | 326-25 | 0 | 0 | 0 | 0
291-1061AE | 291 | Tier-2 | 0 | 0 | 0 | 40-1006F | 40 | Tier-1 | 291-1061AE | 0 | 7.6699 | 0 | 0
329-11 | 329 | Tier-1 | 0 | 0 | 0 | 40-1026F | 40 | Tier-1 | 329-11 | 0 | 0 | 0 | 0
291-23 | 291 | Tier-2 | 0 | 0 | 0 | 401-684R | 401 | Tier-2 | 291-23 | 0 | 8.8557 | 0 | 0
329-217 | 329 | Tier-1 | 0 | 0 | 0 | 401-692R | 401 | Tier-1 | 329-217 | 0 | 0 | 0 | 0
330-44R | 330 | Tier-1 | 0.010227 | 0 | 0.010227 | 402-25 | 402 | Tier-1 | 330-44R | 0.010227 | 0 | 0 | 0
331-43 | 331 | Tier-2 | 0 | 0 | 0 | 402-27 | 402 | Tier-1 | 331-43 | 0 | 0 | 0 | 0
334-43 | 334 | Tier-1 | 0 | 0 | 0 | 403-10F | 403 | Tier-1 | 334-43 | 0 | 0 | 0 | 0
34-238 | 34 | Tier-1 | 0 | 0 | 0 | 403-12 | 403 | Tier-1 | 34-238 | 0 | 0 | 0 | 0
34-239 | 34 | Tier-1 | 0 | 0 | 0 | 403-8 | 403 | Tier-1 | 34-239 | 0 | 0.0037879 | 0 | 0
292-317F | 292 | Tier-2 | 0 | 0 | 0 | 405-159F | 405 | Tier-1 | 292-317F | 0 | 3.8413 | 0 | 0
293-14 | 293 | Tier-1 | 0 | 0 | 0 | 405-160F | 405 | Tier-1 | 293-14 | 0 | 0.26098 | 0 | 0
34-240 | 34 | Tier-1 | 0 | 0 | 0 | 41-43 | 41 | Tier-1 | 34-240 | 0 | 0.0037879 | 0 | 0
293-20AE | 293 | Tier-1 | 0 | 0 | 0 | 411-1873R | 411 | Tier-2 | 293-20AE | 0 | 7.0379 | 0 | 0
34-242 | 34 | Tier-1 | 0 | 0 | 0 | 411-30R | 411 | Tier-3 | 34-242 | 0 | 0.12405 | 0 | 0
293-25F | 293 | Tier-1 | 0 | 0 | 0 | 411-47R | 411 | Tier-2 | 293-25F | 0 | 2.8597 | 0 | 0
293-26F | 293 | Tier-1 | 0 | 0 | 0 | 416-38 | 416 | Tier-1 | 293-26F | 0 | 1.0854 | 0 | 0
293-27F | 293 | Tier-1 | 0 | 0 | 0 | 417-21R | 417 | Tier-1 | 293-27F | 0 | 1.6379 | 0 | 0
34-75F | 34 | Tier-1 | 0 | 0 | 0 | 423-32 | 423 | Tier-1 | 34-75F | 0 | 0.61326 | 0 | 0
34-77 | 34 | Tier-1 | 0 | 0 | 0 | 423-34F | 423 | Tier-1 | 34-77 | 0 | 0 | 0 | 0
294-43F | 294 | Tier-1 | 0 | 0 | 0 | 424-33 | 424 | Tier-1 | 294-43F | 0 | 2.7186 | 0.13258 | 0
294-590F | 294 | Tier-1 | 0 | 0 | 0 | 425-283 | 425 | Tier-1 | 294-590F | 0 | 1.7087 | 0.92159 | 0
34-80 | 34 | Tier-1 | 0 | 0 | 0 | 427-101AE | 427 | Tier-1 | 34-80 | 0 | 0 | 0 | 0
294-592F | 294 | Tier-1 | 0 | 0 | 0 | 427-127 | 427 | Tier-1 | 294-592F | 0 | 4.1913 | 2.1241 | 0
295-1201F | 295 | Tier-1 | 0.16193 | 0 | 0.16193 | 427-140F | 427 | Tier-1 | 295-1201F | 0.16193 | 0.70322 | 0 | 0
34-81F | 34 | Tier-1 | 0 | 0 | 0 | 427-214F | 427 | Tier-1 | 34-81F | 0 | 0.2464 | 0 | 0
295-1203F | 295 | Tier-2 | 0.27273 | 0 | 0.27273 | 427-215F | 427 | Tier-1 | 295-1203F | 0.27273 | 20.5938 | 0 | 0
340-1070 | 340 | Tier-1 | 0 | 0 | 0 | 427-216F | 427 | Tier-1 | 340-1070 | 0 | 0 | 0 | 0
340-380 | 340 | Tier-1 | 0 | 0 | 0 | 427-228 | 427 | Tier-1 | 340-380 | 0 | 0 | 0 | 0
295-521AE | 295 | Tier-1 | 0 | 0 | 0 | 427-230F | 427 | Tier-1 | 295-521AE | 0 | 1.333 | 0 | 0
296-10AE | 296 | Tier-1 | 0 | 0 | 0 | 427-234 | 427 | Tier-1 | 296-10AE | 0 | 0.0056818 | 0.10133 | 0
341-1154 | 341 | Tier-1 | 0 | 0 | 0 | 428-121 | 428 | Tier-1 | 341-1154 | 0 | 0 | 0 | 0
296-2652F | 296 | Tier-2 | 0 | 0 | 0 | 428-131 | 428 | Tier-1 | 296-2652F | 0 | 5.889 | 0.62822 | 0
296-2653F | 296 | Tier-1 | 0 | 0 | 0 | 428-131F | 428 | Tier-1 | 296-2653F | 0 | 0.49072 | 0.018939 | 0
341-1177 | 341 | Tier-1 | 0 | 0 | 0 | 428-135 | 428 | Tier-1 | 341-1177 | 0 | 0 | 0 | 0
296-66F | 296 | Tier-2 | 0.12311 | 0.021402 | 0.14451 | 428-139 | 428 | Tier-1 | 296-66F | 0.12311 | 2.5714 | 0.47027 | 0.021402
342-513 | 342 | Tier-1 | 0 | 0 | 0 | 428-80 | 428 | Tier-1 | 342-513 | 0 | 0 | 0 | 0
296-68F | 296 | Tier-2 | 0.53958 | 0.49186 | 1.0314 | 429-93F | 429 | Tier-1 | 296-68F | 0.53958 | 7.6167 | 1.4934 | 0.49186
343-17 | 343 | Tier-1 | 0 | 0 | 0 | 429-94 | 429 | Tier-1 | 343-17 | 0 | 0 | 0 | 0
343-18F | 343 | Tier-1 | 0 | 0 | 0 | 43-442 | 43 | Tier-1 | 343-18F | 0 | 0.09053 | 0 | 0
35-1 | 35 | Tier-1 | 0 | 0 | 0 | 432-23 | 432 | Tier-1 | 35-1 | 0 | 0 | 0 | 0
35-296 | 35 | Tier-1 | 0 | 0 | 0 | 433-295 | 433 | Tier-1 | 35-296 | 0 | 0 | 0 | 0
350-2073 | 350 | Tier-2 | 0 | 0 | 0 | 435-1342F | 435 | Tier-1 | 350-2073 | 0 | 0.057197 | 0 | 0
297-827AE | 297 | Tier-1 | 0 | 0 | 0 | 436-1040 | 436 | Tier-2 | 297-827AE | 0 | 2.9411 | 2.025 | 0
297-828AE | 297 | Tier-1 | 1.4936 | 0.29545 | 1.789 | 436-112 | 436 | Tier-1 | 297-828AE | 1.4936 | 6.014 | 3.3208 | 0.29545
298-383AE | 298 | Tier-1 | 0 | 0 | 0 | 436-316F | 436 | Tier-1 | 298-383AE | 0 | 3.9182 | 0 | 0
298-384 | 298 | Tier-1 | 0.022348 | 0 | 0.022348 | 438-562 | 438 | Tier-1 | 298-384 | 0.022348 | 4.2489 | 0 | 0
350-2182R | 350 | Tier-2 | 0.34848 | 0.063826 | 0.41231 | 439-43F | 439 | Tier-1 | 350-2182R | 0.34848 | 0 | 0 | 0.063826
298-42R | 298 | Tier-1 | 1.3672 | 0 | 1.3672 | 44-1099F | 44 | Tier-1 | 298-42R | 1.3672 | 1.6515 | 0 | 0
299-1009 | 299 | Tier-1 | 0 | 0 | 0 | 44-1102 | 44 | Tier-1 | 299-1009 | 0 | 0.2392 | 0 | 0
353-594F | 353 | Tier-2 | 1.221 | 0 | 1.221 | 44-1103F | 44 | Tier-1 | 353-594F | 1.221 | 0.065909 | 0 | 0
299-1011 | 299 | Tier-1 | 2.8142 | 0 | 2.8142 | 442-46R | 442 | Tier-3 | 299-1011 | 2.8142 | 7.4229 | 0 | 0
353-595 | 353 | Tier-2 | 0 | 0 | 0 | 442-784 | 442 | Tier-3 | 353-595 | 0 | 0 | 0 | 0
353-899 | 353 | Tier-2 | 0 | 0 | 0 | 444-15R | 444 | Tier-2 | 353-899 | 0 | 0 | 0 | 0
299-1154F | 299 | Tier-1 | 0 | 0 | 0 | 445-1315 | 445 | Tier-2 | 299-1154F | 0 | 0.19905 | 0 | 0
299-814AE | 299 | Tier-1 | 2.1013 | 0 | 2.1013 | 445-1317 | 445 | Tier-2 | 299-814AE | 2.1013 | 3.9174 | 0 | 0
299-815 | 299 | Tier-1 | 2.2472 | 0 | 2.2472 | 445-1325F | 445 | Tier-2 | 299-815 | 2.2472 | 4.8174 | 0 | 0
355-6R | 355 | Tier-2 | 1.2307 | 0 | 1.2307 | 445-1376F | 445 | Tier-2 | 355-6R | 1.2307 | 2.2172 | 0 | 0
357-1147R | 357 | Tier-2 | 0.74356 | 0 | 0.74356 | 445-17R | 445 | Tier-2 | 357-1147R | 0.74356 | 0 | 0 | 0
300-484F | 300 | Tier-2 | 8.7379 | 1.7396 | 10.4775 | 445-894R | 445 | Tier-2 | 300-484F | 8.7379 | 3.5458 | 2.0652 | 1.7396
357-1299R | 357 | Tier-3 | 2.6642 | 0 | 2.6642 | 445-897R | 445 | Tier-2 | 357-1299R | 2.6642 | 0.10985 | 0 | 0
303-188 | 303 | Tier-1 | 0 | 0 | 0 | 448-1234R | 448 | Tier-3 | 303-188 | 0 | 0.30644 | 0 | 0
303-189AE | 303 | Tier-1 | 4.6581 | 0 | 4.6581 | 448-735R | 448 | Tier-3 | 303-189AE | 4.6581 | 14.9225 | 0 | 0
303-487AE | 303 | Tier-1 | 1.1284 | 0 | 1.1284 | 449-13R | 449 | Tier-3 | 303-487AE | 1.1284 | 9.9481 | 0 | 0
304-1551 | 304 | Tier-1 | 0 | 0 | 0 | 45-16 | 45 | Tier-1 | 304-1551 | 0 | 15.9509 | 0 | 0
357-2046 | 357 | Tier-2 | 0 | 0 | 0 | 450-1852 | 450 | Tier-2 | 357-2046 | 0 | 0 | 0 | 0
304-921AE | 304 | Tier-1 | 0 | 0 | 0 | 450-1854 | 450 | Tier-2 | 304-921AE | 0 | 16.5564 | 0 | 0
304-922AE | 304 | Tier-1 | 0 | 0 | 0 | 452-1404F | 452 | Tier-2 | 304-922AE | 0 | 2.5394 | 0 | 0
357-2047F | 357 | Tier-2 | 0.29792 | 0 | 0.29792 | 452-1405 | 452 | Tier-2 | 357-2047F | 0.29792 | 1.403 | 0 | 0
304-998F | 304 | Tier-1 | 0 | 0 | 0 | 452-37AE | 452 | Tier-1 | 304-998F | 0 | 2.5561 | 0 | 0
304-999F | 304 | Tier-1 | 0 | 0 | 0 | 452-38AE | 452 | Tier-2 | 304-999F | 0 | 4.5027 | 0 | 0
305-32R | 305 | Tier-1 | 6.4379 | 0.69299 | 7.1309 | 454-1814 | 454 | Tier-2 | 305-32R | 6.4379 | 12.5456 | 1.4057 | 0.69299
305-35R | 305 | Tier-1 | 5.246 | 0.35076 | 5.5968 | 454-53F | 454 | Tier-2 | 305-35R | 5.246 | 3.5765 | 0.5339 | 0.35076
306-2246 | 306 | Tier-2 | 0 | 0 | 0 | 458-34 | 458 | Tier-1 | 306-2246 | 0 | 14.0932 | 1.9059 | 0
358-1175F | 358 | Tier-2 | 0.28523 | 0 | 0.28523 | 46-1 | 46 | Tier-1 | 358-1175F | 0.28523 | 0.17102 | 0 | 0
358-1193F | 358 | Tier-3 | 0 | 0 | 0 | 46-6F | 46 | Tier-1 | 358-1193F | 0 | 1.0748 | 0 | 0
306-2258F | 306 | Tier-1 | 0 | 0 | 0 | 460-330 | 460 | Tier-1 | 306-2258F | 0 | 11.9246 | 2.1545 | 0
358-1240F | 358 | Tier-3 | 0 | 0 | 0 | 461-24F | 461 | Tier-1 | 358-1240F | 0 | 0.078598 | 0 | 0
306-961 | 306 | Tier-1 | 0.17841 | 0.081061 | 0.25947 | 462-1025F | 462 | Tier-1 | 306-961 | 0.17841 | 5.6167 | 0.27008 | 0.081061
307-1492R | 307 | Tier-2 | 0.99792 | 0.55076 | 1.5487 | 462-1036 | 462 | Tier-1 | 307-1492R | 0.99792 | 5.0248 | 0.67443 | 0.55076
307-1538F | 307 | Tier-2 | 2.1735 | 0.04375 | 2.2172 | 462-1520 | 462 | Tier-1 | 307-1538F | 2.1735 | 15.1597 | 2.3583 | 0.04375
358-1241 | 358 | Tier-3 | 0 | 0 | 0 | 463-1136F | 463 | Tier-2 | 358-1241 | 0 | 0 | 0 | 0
358-36 | 358 | Tier-3 | 0 | 0 | 0 | 463-1137F | 463 | Tier-2 | 358-36 | 0 | 0 | 0 | 0
307-234R | 307 | Tier-2 | 4.5011 | 0.13826 | 4.6394 | 463-227F | 463 | Tier-1 | 307-234R | 4.5011 | 16.6392 | 1.3797 | 0.13826
308-464 | 308 | Tier-1 | 2.0881 | 1.6241 | 3.7121 | 467-7 | 467 | Tier-1 | 308-464 | 2.0881 | 4.1129 | 0.52273 | 1.6241
358-662 | 358 | Tier-3 | 0 | 0 | 0 | 467-8 | 467 | Tier-1 | 358-662 | 0 | 0 | 0 | 0
308-484AE | 308 | Tier-1 | 2.3366 | 2.5309 | 4.8674 | 467-8F | 467 | Tier-1 | 308-484AE | 2.3366 | 1.8555 | 1.2665 | 2.5309
308-485AE | 308 | Tier-2 | 0.93239 | 0.97254 | 1.9049 | 467-9F | 467 | Tier-1 | 308-485AE | 0.93239 | 2.1337 | 0.79602 | 0.97254
308-486AE | 308 | Tier-2 | 1.8949 | 1.8199 | 3.7148 | 468-17F | 468 | Tier-1 | 308-486AE | 1.8949 | 3.8144 | 2.6697 | 1.8199
308-563AE | 308 | Tier-2 | 0.71288 | 0.27955 | 0.99242 | 468-18 | 468 | Tier-1 | 308-563AE | 0.71288 | 2.593 | 1.6051 | 0.27955
358-679 | 358 | Tier-3 | 0 | 0 | 0 | 468-5 | 468 | Tier-1 | 358-679 | 0 | 0 | 0 | 0
36-231 | 36 | Tier-1 | 0 | 0 | 0 | 471-37F | 471 | Tier-1 | 36-231 | 0 | 0 | 0 | 0
309-15F | 309 | Tier-1 | 4.058 | 0 | 4.058 | 471-38F | 471 | Tier-1 | 309-15F | 4.058 | 4.2644 | 0 | 0
36-234 | 36 | Tier-1 | 0 | 0 | 0 | 475-761 | 475 | Tier-1 | 36-234 | 0 | 0.084091 | 0 | 0
310-1192F | 310 | Tier-1 | 4.6489 | 0 | 4.6489 | 477-10 | 477 | Tier-1 | 310-1192F | 4.6489 | 3.4763 | 0 | 0
310-1193F | 310 | Tier-1 | 0 | 0 | 0 | 477-36 | 477 | Tier-1 | 310-1193F | 0 | 1.4515 | 0 | 0
310-1194F | 310 | Tier-1 | 0.14867 | 0 | 0.14867 | 481-43F | 481 | Tier-1 | 310-1194F | 0.14867 | 2.4481 | 0 | 0
36-235 | 36 | Tier-1 | 0 | 0 | 0 | 482-939F | 482 | Tier-1 | 36-235 | 0 | 0.099242 | 0 | 0
310-33F | 310 | Tier-1 | 0 | 0 | 0 | 486-55AE | 486 | Tier-2 | 310-33F | 0 | 2.5246 | 0 | 0
36-236 | 36 | Tier-1 | 0 | 0 | 0 | 486-61R | 486 | Tier-1 | 36-236 | 0 | 0 | 0 | 0
310-35F | 310 | Tier-1 | 0 | 0 | 0 | 486-91 | 486 | Tier-1 | 310-35F | 0 | 6.7981 | 0 | 0
310-456AE | 310 | Tier-1 | 0 | 0 | 0 | 489-33 | 489 | Tier-1 | 310-456AE | 0 | 2.9004 | 0 | 0
36-237F | 36 | Tier-1 | 0 | 0 | 0 | 490-22 | 490 | Tier-1 | 36-237F | 0 | 0.24962 | 0 | 0
36-238 | 36 | Tier-1 | 0 | 0 | 0 | 490-23 | 490 | Tier-1 | 36-238 | 0 | 0 | 0 | 0
310-719F | 310 | Tier-1 | 1.6458 | 0 | 1.6458 | 492-14R | 492 | Tier-1 | 310-719F | 1.6458 | 2.5831 | 0 | 0
310-9R | 310 | Tier-1 | 0.82102 | 0 | 0.82102 | 492-343R | 492 | Tier-1 | 310-9R | 0.82102 | 0.84735 | 0 | 0
36-239F | 36 | Tier-1 | 0 | 0 | 0 | 493-478R | 493 | Tier-1 | 36-239F | 0 | 0.094129 | 0 | 0
311-1161F | 311 | Tier-1 | 0 | 0 | 0 | 496-21 | 496 | Tier-1 | 311-1161F | 0 | 1.0655 | 0 | 0
36-79 | 36 | Tier-1 | 0 | 0 | 0 | 502-10 | 502 | Tier-1 | 36-79 | 0 | 0 | 0 | 0
311-1163F | 311 | Tier-2 | 0.52064 | 0 | 0.52064 | 502-717 | 502 | Tier-1 | 311-1163F | 0.52064 | 0.38939 | 0 | 0
311-1199 | 311 | Tier-2 | 0.4125 | 0 | 0.4125 | 504-287R | 504 | Tier-2 | 311-1199 | 0.4125 | 0.94943 | 0 | 0
311-14R | 311 | Tier-2 | 0.57898 | 0 | 0.57898 | 506-159 | 506 | Tier-1 | 311-14R | 0.57898 | 16.6491 | 0 | 0
311-43 | 311 | Tier-2 | 2.0208 | 0 | 2.0208 | 506-160AE | 506 | Tier-1 | 311-43 | 2.0208 | 6.3004 | 0 | 0
36-81F | 36 | Tier-1 | 0 | 0 | 0 | 507-1606 | 507 | Tier-1 | 36-81F | 0 | 0.18598 | 0 | 0
36-82F | 36 | Tier-1 | 0 | 0 | 0 | 508-1023 | 508 | Tier-1 | 36-82F | 0 | 0.014583 | 0 | 0
312-14F | 312 | Tier-2 | 0.3303 | 0 | 0.3303 | 508-1024F | 508 | Tier-1 | 312-14F | 0.3303 | 16.9295 | 0 | 0
36-83F | 36 | Tier-1 | 0 | 0 | 0 | 509-1227R | 509 | Tier-1 | 36-83F | 0 | 0.021402 | 0 | 0
36-84F | 36 | Tier-1 | 0 | 0 | 0 | 51-41 | 51 | Tier-1 | 36-84F | 0 | 0.082008 | 0 | 0
361-684F | 361 | Tier-1 | 0.31534 | 0 | 0.31534 | 51-42F | 51 | Tier-1 | 361-684F | 0.31534 | 0.18958 | 0 | 0
312-26F | 312 | Tier-1 | 0 | 0 | 0 | 51-43F | 51 | Tier-1 | 312-26F | 0 | 2.1693 | 0 | 0
361-687 | 361 | Tier-1 | 0 | 0 | 0 | 51-44F | 51 | Tier-1 | 361-687 | 0 | 0 | 0 | 0
312-40F | 312 | Tier-2 | 0.040152 | 0 | 0.040152 | 511-1339 | 511 | Tier-1 | 312-40F | 0.040152 | 0.52992 | 0 | 0
312-41F | 312 | Tier-2 | 0 | 0 | 0 | 512-300F | 512 | Tier-1 | 312-41F | 0 | 0.32027 | 0 | 0
362-37 | 362 | Tier-1 | 0 | 0 | 0 | 512-49 | 512 | Tier-1 | 362-37 | 0 | 0 | 0 | 0
362-46 | 362 | Tier-1 | 0 | 0 | 0 | 513-45F | 513 | Tier-1 | 362-46 | 0 | 0 | 0 | 0
313-548AE | 313 | Tier-1 | 0.069697 | 0 | 0.069697 | 515-423 | 515 | Tier-1 | 313-548AE | 0.069697 | 0.99053 | 0 | 0
313-549AE | 313 | Tier-1 | 0 | 0 | 0 | 515-50 | 515 | Tier-1 | 313-549AE | 0 | 0.53826 | 0 | 0
313-550AE | 313 | Tier-1 | 0.86572 | 0 | 0.86572 | 518-40 | 518 | Tier-1 | 313-550AE | 0.86572 | 1.5409 | 0 | 0
366-34 | 366 | Tier-1 | 0 | 0 | 0 | 52-15 | 52 | Tier-1 | 366-34 | 0 | 0 | 0 | 0
313-920F | 313 | Tier-1 | 0.4197 | 0 | 0.4197 | 520-1527R | 520 | Tier-3 | 313-920F | 0.4197 | 0.81648 | 0 | 0
313-921F | 313 | Tier-1 | 0.23902 | 0 | 0.23902 | 520-1904 | 520 | Tier-3 | 313-921F | 0.23902 | 1.4987 | 0 | 0
313-922F | 313 | Tier-1 | 0 | 0 | 0 | 520-22R | 520 | Tier-2 | 313-922F | 0 | 0.8483 | 0 | 0
313-923F | 313 | Tier-1 | 1.4034 | 0 | 1.4034 | 520-46 | 520 | Tier-2 | 313-923F | 1.4034 | 2.435 | 0 | 0
366-36F | 366 | Tier-1 | 0 | 0 | 0 | 521-1835 | 521 | Tier-3 | 366-36F | 0 | 0.0051136 | 0 | 0
368-1055 | 368 | Tier-1 | 0 | 0 | 0 | 522-34 | 522 | Tier-2 | 368-1055 | 0 | 0 | 0 | 0
368-1057F | 368 | Tier-1 | 0.94186 | 0 | 0.94186 | 523-31AE | 523 | Tier-2 | 368-1057F | 0.94186 | 0.091667 | 0 | 0
314-13F | 314 | Tier-1 | 0.47273 | 0 | 0.47273 | 524-69R | 524 | Tier-3 | 314-13F | 0.47273 | 1.9398 | 0 | 0
314-43F | 314 | Tier-1 | 0 | 0 | 0 | 528-210 | 528 | Tier-1 | 314-43F | 0 | 7.3013 | 0 | 0
314-44F | 314 | Tier-1 | 0 | 0 | 0 | 528-212F | 528 | Tier-1 | 314-44F | 0 | 1.696 | 0 | 0
368-403F | 368 | Tier-1 | 0.20057 | 0 | 0.20057 | 53-49 | 53 | Tier-1 | 368-403F | 0.20057 | 0.080492 | 0 | 0
314-814F | 314 | Tier-1 | 0 | 0 | 0 | 532-1294F | 532 | Tier-1 | 314-814F | 0 | 5.4356 | 0 | 0
368-405 | 368 | Tier-1 | 0 | 0 | 0 | 534-1078 | 534 | Tier-1 | 368-405 | 0 | 0 | 0 | 0
369-207 | 369 | Tier-1 | 0 | 0 | 0 | 534-1079F | 534 | Tier-1 | 369-207 | 0 | 0 | 0 | 0
369-209F | 369 | Tier-1 | 0 | 0 | 0 | 534-346 | 534 | Tier-2 | 369-209F | 0 | 0.11572 | 0 | 0
369-6F | 369 | Tier-1 | 0 | 0 | 0 | 535-1119 | 535 | Tier-1 | 369-6F | 0 | 0.11686 | 0 | 0
315-1192F | 315 | Tier-2 | 0.39659 | 0 | 0.39659 | 540-38 | 540 | Tier-2 | 315-1192F | 0.39659 | 0.10227 | 0 | 0
369-7 | 369 | Tier-1 | 0 | 0 | 0 | 543-354F | 543 | Tier-2 | 369-7 | 0 | 0 | 0 | 0
37-20 | 37 | Tier-1 | 0 | 0 | 0 | 543-359 | 543 | Tier-1 | 37-20 | 0 | 0 | 0 | 0
37-8 | 37 | Tier-1 | 0 | 0 | 0 | 545-43AE | 545 | Tier-1 | 37-8 | 0 | 0.020833 | 0 | 0
315-485AE | 315 | Tier-2 | 1.5218 | 0 | 1.5218 | 545-45AE | 545 | Tier-1 | 315-485AE | 1.5218 | 9.2831 | 0 | 0
315-486 | 315 | Tier-2 | 0 | 0 | 0 | 545-47F | 545 | Tier-1 | 315-486 | 0 | 4.8714 | 0 | 0
374-708R | 374 | Tier-1 | 1.0019 | 0 | 1.0019 | 546-14R | 546 | Tier-1 | 374-708R | 1.0019 | 1.104 | 0 | 0
320-1414 | 320 | Tier-1 | 1.7297 | 0 | 1.7297 | 548-18F | 548 | Tier-1 | 320-1414 | 1.7297 | 23.3642 | 0 | 0
374-8 | 374 | Tier-1 | 0 | 0 | 0 | 551-19 | 551 | Tier-1 | 374-8 | 0 | 0 | 0 | 0
38-434F | 38 | Tier-1 | 0 | 0 | 0 | 555-22F | 555 | Tier-1 | 38-434F | 0 | 0.12595 | 0 | 0
321-1332R | 321 | Tier-1 | 2.8138 | 0 | 2.8138 | 555-24F | 555 | Tier-1 | 321-1332R | 2.8138 | 3.5987 | 0 | 0
321-646 | 321 | Tier-1 | 1.2214 | 0 | 1.2214 | 557-824 | 557 | Tier-1 | 321-646 | 1.2214 | 1.1756 | 0 | 0
38-435F | 38 | Tier-1 | 0 | 0 | 0 | 558-301R | 558 | Tier-1 | 38-435F | 0 | 0.056061 | 0 | 0
321-740AE | 321 | Tier-1 | 2.8839 | 0 | 2.8839 | 56-28 | 56 | Tier-1 | 321-740AE | 2.8839 | 1.9854 | 0 | 0
38-436 | 38 | Tier-1 | 0 | 0 | 0 | 56-670F | 56 | Tier-1 | 38-436 | 0 | 0 | 0 | 0
381-445 | 381 | Tier-1 | 0 | 0 | 0 | 560-29F | 560 | Tier-1 | 381-445 | 0 | 0 | 0 | 0
322-821F | 322 | Tier-1 | 5.6044 | 0 | 5.6044 | 560-46F | 560 | Tier-1 | 322-821F | 5.6044 | 9.1449 | 0 | 0
322-822F | 322 | Tier-1 | 0.46686 | 0 | 0.46686 | 560-48F | 560 | Tier-1 | 322-822F | 0.46686 | 1.4777 | 0 | 0
381-450F | 381 | Tier-1 | 0.24375 | 0 | 0.24375 | 561-14 | 561 | Tier-1 | 381-450F | 0.24375 | 0.21951 | 0 | 0
381-452F | 381 | Tier-1 | 0 | 0 | 0 | 563-37F | 563 | Tier-1 | 381-452F | 0 | 0.32311 | 0 | 0
381-47 | 381 | Tier-1 | 0 | 0 | 0 | 563-675F | 563 | Tier-1 | 381-47 | 0 | 0 | 0 | 0
382-22 | 382 | Tier-1 | 0 | 0 | 0 | 564-1923 | 564 | Tier-1 | 382-22 | 0 | 0 | 0 | 0
382-28 | 382 | Tier-1 | 0 | 0 | 0 | 565-248 | 565 | Tier-1 | 382-28 | 0 | 0 | 0 | 0
323-1116F | 323 | Tier-1 | 0 | 0 | 0 | 565-78 | 565 | Tier-1 | 323-1116F | 0 | 4.9538 | 0 | 0
382-32F | 382 | Tier-1 | 0 | 0 | 0 | 565-79AE | 565 | Tier-1 | 382-32F | 0 | 0.022348 | 0 | 0
382-34F | 382 | Tier-1 | 0 | 0 | 0 | 566-44AE | 566 | Tier-1 | 382-34F | 0 | 0.022348 | 0 | 0
323-1119F | 323 | Tier-1 | 0 | 0 | 0 | 57-1294 | 57 | Tier-1 | 323-1119F | 0 | 1.0705 | 0 | 0
323-1133F | 323 | Tier-1 | 0 | 0 | 0 | 57-1296F | 57 | Tier-1 | 323-1133F | 0 | 1.4689 | 0 | 0
323-1134F | 323 | Tier-1 | 0.7358 | 0 | 0.7358 | 571-42F | 571 | Tier-1 | 323-1134F | 0.7358 | 4.5085 | 0 | 0
382-390 | 382 | Tier-1 | 0 | 0 | 0 | 575-22F | 575 | Tier-1 | 382-390 | 0 | 0 | 0 | 0
323-471 | 323 | Tier-1 | 5.2117 | 0 | 5.2117 | 575-24F | 575 | Tier-1 | 323-471 | 5.2117 | 7.9754 | 0 | 0
323-472AE | 323 | Tier-1 | 1.2835 | 0 | 1.2835 | 575-25F | 575 | Tier-1 | 323-472AE | 1.2835 | 0.77784 | 0 | 0
383-1174 | 383 | Tier-1 | 0 | 0 | 0 | 576-201F | 576 | Tier-2 | 383-1174 | 0 | 0 | 0 | 0
383-678 | 383 | Tier-1 | 0 | 0 | 0 | 577-194F | 577 | Tier-2 | 383-678 | 0 | 0 | 0 | 0
384-14 | 384 | Tier-1 | 0 | 0 | 0 | 577-199 | 577 | Tier-2 | 384-14 | 0 | 0 | 0 | 0
324-42F | 324 | Tier-1 | 0 | 0 | 0 | 578-227AE | 578 | Tier-1 | 324-42F | 0 | 3.4519 | 0 | 0
324-44F | 324 | Tier-1 | 0 | 0 | 0 | 579-32AE | 579 | Tier-1 | 324-44F | 0 | 2.1294 | 0 | 0
325-1220R | 325 | Tier-1 | 10.7873 | 0 | 10.7873 | 579-350F | 579 | Tier-1 | 325-1220R | 10.7873 | 7.71 | 0 | 0
325-1227F | 325 | Tier-1 | 0.24205 | 0 | 0.24205 | 58-1165F | 58 | Tier-1 | 325-1227F | 0.24205 | 0.27348 | 0 | 0
39-15 | 39 | Tier-1 | 0 | 0 | 0 | 58-522 | 58 | Tier-1 | 39-15 | 0 | 0 | 0 | 0
325-1229F | 325 | Tier-1 | 0.75587 | 0 | 0.75587 | 58-728F | 58 | Tier-1 | 325-1229F | 0.75587 | 1.1314 | 0 | 0
325-22R | 325 | Tier-1 | 4.4492 | 0 | 4.4492 | 58-738 | 58 | Tier-1 | 325-22R | 4.4492 | 9.5409 | 0 | 0
325-25 | 325 | Tier-1 | 0.65966 | 0 | 0.65966 | 58-740F | 58 | Tier-1 | 325-25 | 0.65966 | 0.19299 | 0 | 0
39-17 | 39 | Tier-1 | 0 | 0 | 0 | 58-752 | 58 | Tier-1 | 39-17 | 0 | 0.026515 | 0 | 0
326-26 | 326 | Tier-1 | 0.27121 | 0 | 0.27121 | 58-753F | 58 | Tier-1 | 326-26 | 0.27121 | 11.9366 | 0 | 0
326-35R | 326 | Tier-1 | 7.7561 | 0 | 7.7561 | 58-756F | 58 | Tier-1 | 326-35R | 7.7561 | 5.5292 | 0 | 0
39-17F | 39 | Tier-1 | 0 | 0 | 0 | 58-757 | 58 | Tier-1 | 39-17F | 0 | 0 | 0 | 0
329-13F | 329 | Tier-1 | 0 | 0 | 0 | 582-1019AE | 582 | Tier-1 | 329-13F | 0 | 0.29527 | 0 | 0
329-215F | 329 | Tier-1 | 0.7339 | 0 | 0.7339 | 583-316F | 583 | Tier-1 | 329-215F | 0.7339 | 5.133 | 0 | 0
39-18 | 39 | Tier-1 | 0 | 0 | 0 | 583-319F | 583 | Tier-1 | 39-18 | 0 | 0.019886 | 0 | 0
329-793F | 329 | Tier-1 | 0.40644 | 0 | 0.40644 | 583-320 | 583 | Tier-1 | 329-793F | 0.40644 | 1.8098 | 0 | 0
39-18F | 39 | Tier-1 | 0 | 0 | 0 | 583-659F | 583 | Tier-1 | 39-18F | 0 | 0 | 0 | 0
330-810R | 330 | Tier-1 | 1.6044 | 0 | 1.6044 | 584-24F | 584 | Tier-1 | 330-810R | 1.6044 | 2.4225 | 0 | 0
330-8R | 330 | Tier-1 | 4.9453 | 0 | 4.9453 | 585-20F | 585 | Tier-1 | 330-8R | 4.9453 | 3.161 | 0 | 0
331-246R | 331 | Tier-2 | 0 | 0 | 0 | 587-2 | 587 | Tier-1 | 331-246R | 0 | 8.9053 | 0.14678 | 0
331-40AE | 331 | Tier-2 | 0 | 0 | 0 | 587-3 | 587 | Tier-1 | 331-40AE | 0 | 12.0742 | 5.3104 | 0
331-42AE | 331 | Tier-2 | 0 | 0 | 0 | 588-17 | 588 | Tier-1 | 331-42AE | 0 | 6.7657 | 1.5273 | 0
39-19F | 39 | Tier-1 | 0 | 0 | 0 | 588-18AE | 588 | Tier-1 | 39-19F | 0 | 0 | 0 | 0
334-21 | 334 | Tier-1 | 6.6265 | 0 | 6.6265 | 589-58 | 589 | Tier-1 | 334-21 | 6.6265 | 2.9095 | 0 | 0
390-17 | 390 | Tier-1 | 0 | 0 | 0 | 59-464AE | 59 | Tier-1 | 390-17 | 0 | 0 | 0 | 0
334-44F | 334 | Tier-1 | 0 | 0 | 0 | 592-101F | 592 | Tier-1 | 334-44F | 0 | 0.2822 | 0 | 0
334-45F | 334 | Tier-1 | 0.34261 | 0 | 0.34261 | 592-102 | 592 | Tier-1 | 334-45F | 0.34261 | 9.3318 | 0 | 0
334-46F | 334 | Tier-1 | 0 | 0 | 0 | 592-99F | 592 | Tier-1 | 334-46F | 0 | 5.7782 | 0 | 0
391-433 | 391 | Tier-1 | 0 | 0 | 0 | 593-24 | 593 | Tier-1 | 391-433 | 0 | 0 | 0 | 0
391-435 | 391 | Tier-1 | 0 | 0 | 0 | 593-8 | 593 | Tier-1 | 391-435 | 0 | 0.0056818 | 0 | 0
391-437 | 391 | Tier-1 | 0 | 0 | 0 | 594-1378 | 594 | Tier-2 | 391-437 | 0 | 0.60303 | 0 | 0
392-25 | 392 | Tier-1 | 0 | 0 | 0 | 595-1450 | 595 | Tier-1 | 392-25 | 0 | 0 | 0 | 0
394-420F | 394 | Tier-1 | 0 | 0 | 0 | 595-478 | 595 | Tier-1 | 394-420F | 0 | 0.82045 | 0 | 0
34-76F | 34 | Tier-1 | 0 | 0 | 0 | 595-500 | 595 | Tier-1 | 34-76F | 0 | 0.39773 | 0 | 0
394-421 | 394 | Tier-1 | 0 | 0 | 0 | 596-1996F | 596 | Tier-1 | 394-421 | 0 | 0 | 0 | 0
397-547 | 397 | Tier-1 | 0 | 0 | 0 | 598-658 | 598 | Tier-1 | 397-547 | 0 | 0 | 0 | 0
40-1005 | 40 | Tier-1 | 0 | 0 | 0 | 599-1125 | 599 | Tier-2 | 40-1005 | 0 | 0 | 0 | 0
34-82F | 34 | Tier-1 | 0 | 0 | 0 | 60-363R | 60 | Tier-1 | 34-82F | 0 | 0.6822 | 0 | 0
40-1024 | 40 | Tier-1 | 0 | 0 | 0 | 60-576F | 60 | Tier-1 | 40-1024 | 0 | 0 | 0 | 0
340-1071F | 340 | Tier-1 | 0 | 0 | 0 | 60-602F | 60 | Tier-1 | 340-1071F | 0 | 2.8481 | 0 | 0
340-1072F | 340 | Tier-1 | 0 | 0 | 0 | 60-603F | 60 | Tier-1 | 340-1072F | 0 | 7.7955 | 0 | 0
340-375F | 340 | Tier-1 | 0 | 0 | 0 | 60-604F | 60 | Tier-1 | 340-375F | 0 | 5.182 | 0 | 0
340-376F | 340 | Tier-1 | 1.8955 | 0 | 1.8955 | 61-23F | 61 | Tier-1 | 340-376F | 1.8955 | 8.6023 | 0 | 0
340-378F | 340 | Tier-1 | 5.6273 | 0 | 5.6273 | 67-37R | 67 | Tier-3 | 340-378F | 5.6273 | 5.2604 | 0 | 0
40-1025F | 40 | Tier-1 | 0 | 0 | 0 | 68-1356AE | 68 | Tier-2 | 40-1025F | 0 | 0.15985 | 0 | 0
40-1028 | 40 | Tier-1 | 0 | 0 | 0 | 68-44 | 68 | Tier-1 | 40-1028 | 0 | 0 | 0 | 0
341-1155F | 341 | Tier-1 | 2.8739 | 0 | 2.8739 | 700-256F | 700 | Tier-1 | 341-1155F | 2.8739 | 6.1871 | 0 | 0
341-1156F | 341 | Tier-1 | 0 | 0 | 0 | 700-259F | 700 | Tier-1 | 341-1156F | 0 | 3.243 | 0 | 0
341-1157F | 341 | Tier-1 | 1.4369 | 0 | 1.4369 | 701-15R | 701 | Tier-1 | 341-1157F | 1.4369 | 2.7235 | 0 | 0
402-25 | 402 | Tier-1 | 0 | 0 | 0 | 701-31 | 701 | Tier-1 | 402-25 | 0 | 0 | 0 | 0
341-1179 | 341 | Tier-1 | 0.61591 | 0 | 0.61591 | 701-50AE | 701 | Tier-1 | 341-1179 | 0.61591 | 0.27917 | 0 | 0
341-920 | 341 | Tier-1 | 6.9938 | 0 | 6.9938 | 701-750 | 701 | Tier-1 | 341-920 | 6.9938 | 3.9919 | 0 | 0
402-27 | 402 | Tier-1 | 0 | 0 | 0 | 708-47 | 708 | Tier-1 | 402-27 | 0 | 0.0075758 | 0 | 0
342-514F | 342 | Tier-1 | 2.1676 | 0 | 2.1676 | 708-48 | 708 | Tier-1 | 342-514F | 2.1676 | 0.30568 | 0 | 0
342-515F | 342 | Tier-1 | 0 | 0 | 0 | 710-423 | 710 | Tier-1 | 342-515F | 0 | 0.43049 | 0 | 0
342-521AE | 342 | Tier-1 | 1.4688 | 0 | 1.4688 | 710-424 | 710 | Tier-1 | 342-521AE | 1.4688 | 13.232 | 0 | 0
402-817 | 402 | Tier-1 | 0 | 0 | 0 | 710-97F | 710 | Tier-1 | 402-817 | 0 | 0 | 0 | 0
403-12 | 403 | Tier-1 | 0 | 0 | 0 | 710-98F | 710 | Tier-1 | 403-12 | 0 | 0 | 0 | 0
343-19F | 343 | Tier-1 | 0 | 0 | 0 | 712-310 | 712 | Tier-1 | 343-19F | 0 | 0.37519 | 0 | 0
343-20 | 343 | Tier-1 | 2.3227 | 0 | 2.3227 | 712-311F | 712 | Tier-1 | 343-20 | 2.3227 | 3.5097 | 0 | 0
344-271R | 344 | Tier-1 | 0 | 0 | 0 | 713-168 | 713 | Tier-1 | 344-271R | 0 | 0.25 | 0 | 0
403-8 | 403 | Tier-1 | 0 | 0 | 0 | 713-169 | 713 | Tier-1 | 403-8 | 0 | 0 | 0 | 0
35-2 | 35 | Tier-1 | 0.36345 | 0 | 0.36345 | 713-172F | 713 | Tier-1 | 35-2 | 0.36345 | 9.4826 | 0 | 0
404-7 | 404 | Tier-1 | 0 | 0 | 0 | 714-549F | 714 | Tier-1 | 404-7 | 0 | 0 | 0 | 0
35-297AE | 35 | Tier-1 | 0.30568 | 0 | 0.30568 | 714-567F | 714 | Tier-1 | 35-297AE | 0.30568 | 1.0494 | 0 | 0
405-157 | 405 | Tier-1 | 0 | 0 | 0 | 714-570F | 714 | Tier-1 | 405-157 | 0 | 0 | 0 | 0
405-24F | 405 | Tier-1 | 0 | 0 | 0 | 716-42F | 716 | Tier-1 | 405-24F | 0 | 0.057197 | 0 | 0
350-2188R | 350 | Tier-2 | 20.2665 | 1.7761 | 22.0426 | 719-28 | 719 | Tier-1 | 350-2188R | 20.2665 | 3.6534 | 1.4669 | 1.7761
350-2192R | 350 | Tier-2 | 29.4777 | 2.3811 | 31.8587 | 719-390F | 719 | Tier-1 | 350-2192R | 29.4777 | 5.5116 | 3.4142 | 2.3811
350-2196R | 350 | Tier-2 | 32.7625 | 1.6828 | 34.4453 | 719-391F | 719 | Tier-1 | 350-2196R | 32.7625 | 1.265 | 0.82311 | 1.6828
350-2201R | 350 | Tier-3 | 13.3602 | 1.2085 | 14.5687 | 719-855F | 719 | Tier-1 | 350-2201R | 13.3602 | 1.7485 | 1.1083 | 1.2085
350-41R | 350 | Tier-2 | 14.1648 | 2.1383 | 16.303 | 723-792F | 723 | Tier-1 | 350-41R | 14.1648 | 1.8485 | 0.9214 | 2.1383
351-819R | 351 | Tier-2 | 10.4894 | 0 | 10.4894 | 723-794 | 723 | Tier-1 | 351-819R | 10.4894 | 1.7996 | 0 | 0
351-871R | 351 | Tier-3 | 4.1407 | 0 | 4.1407 | 724-6 | 724 | Tier-1 | 351-871R | 4.1407 | 0.029167 | 0 | 0
352-27R | 352 | Tier-3 | 11.4138 | 1.6193 | 13.0331 | 726-31F | 726 | Tier-1 | 352-27R | 11.4138 | 1.0593 | 0.92311 | 1.6193
353-1429R | 353 | Tier-2 | 5.183 | 0.76875 | 5.9517 | 726-41F | 726 | Tier-1 | 353-1429R | 5.183 | 11.9797 | 3.6689 | 0.76875
353-593F | 353 | Tier-2 | 1.9585 | 0.11894 | 2.0775 | 726-42 | 726 | Tier-1 | 353-593F | 1.9585 | 0.34545 | 0.2358 | 0.11894
405-25 | 405 | Tier-1 | 0 | 0 | 0 | 728-1570F | 728 | Tier-2 | 405-25 | 0 | 0 | 0 | 0
406-34 | 406 | Tier-1 | 0 | 0 | 0 | 73-1130R | 73 | Tier-3 | 406-34 | 0 | 0 | 0 | 0
41-42 | 41 | Tier-1 | 0 | 0 | 0 | 73-1160F | 73 | Tier-3 | 41-42 | 0 | 0 | 0 | 0
353-900F | 353 | Tier-2 | 0.91932 | 0.09053 | 1.0098 | 73-1164 | 73 | Tier-3 | 353-900F | 0.91932 | 4.9716 | 2.7422 | 0.09053
353-901F | 353 | Tier-2 | 2.1602 | 0.22898 | 2.3892 | 73-1166 | 73 | Tier-3 | 353-901F | 2.1602 | 11.0227 | 2.6214 | 0.22898
353-902F | 353 | Tier-2 | 0.57917 | 0 | 0.57917 | 73-1220 | 73 | Tier-3 | 353-902F | 0.57917 | 5.2839 | 2.4591 | 0
353-904R | 353 | Tier-2 | 6.6816 | 0.38371 | 7.0653 | 730-1079 | 730 | Tier-1 | 353-904R | 6.6816 | 1.7335 | 0.54015 | 0.38371
354-1706R | 354 | Tier-2 | 17.0706 | 0 | 17.0706 | 731-49F | 731 | Tier-1 | 354-1706R | 17.0706 | 4.8697 | 0 | 0
354-24AE | 354 | Tier-2 | 3.4697 | 0 | 3.4697 | 735-276F | 735 | Tier-1 | 354-24AE | 3.4697 | 10.4907 | 0 | 0
355-41R | 355 | Tier-2 | 4.728 | 0 | 4.728 | 736-127 | 736 | Tier-1 | 355-41R | 4.728 | 2.4867 | 0 | 0
412-22 | 412 | Tier-1 | 0 | 0 | 0 | 738-1373F | 738 | Tier-1 | 412-22 | 0 | 0 | 0 | 0
416-35F | 416 | Tier-1 | 0.56648 | 0 | 0.56648 | 738-1374F | 738 | Tier-1 | 416-35F | 0.56648 | 0.55739 | 0 | 0
356-16R | 356 | Tier-2 | 4.3428 | 0 | 4.3428 | 739-112F | 739 | Tier-1 | 356-16R | 4.3428 | 3.6555 | 0 | 0
356-19R | 356 | Tier-3 | 18.8011 | 0 | 18.8011 | 739-48 | 739 | Tier-1 | 356-19R | 18.8011 | 7.9608 | 0 | 0
356-30AE | 356 | Tier-3 | 14.6992 | 0 | 14.6992 | 74-35R | 74 | Tier-1 | 356-30AE | 14.6992 | 10.4748 | 0 | 0
416-38 | 416 | Tier-1 | 0 | 0 | 0 | 740-365AE | 740 | Tier-1 | 416-38 | 0 | 0 | 0 | 0
417-41 | 417 | Tier-1 | 0.054356 | 0 | 0.054356 | 740-856F | 740 | Tier-1 | 417-41 | 0.054356 | 0.15587 | 0 | 0
417-43 | 417 | Tier-1 | 0 | 0 | 0 | 740-858 | 740 | Tier-1 | 417-43 | 0 | 0 | 0 | 0
423-32 | 423 | Tier-1 | 0 | 0 | 0 | 741-19F | 741 | Tier-1 | 423-32 | 0 | 0 | 0 | 0
357-2048F | 357 | Tier-2 | 0 | 0 | 0 | 741-46 | 741 | Tier-1 | 357-2048F | 0 | 2.2358 | 0 | 0
357-2049F | 357 | Tier-3 | 5.6208 | 0 | 5.6208 | 741-50F | 741 | Tier-1 | 357-2049F | 5.6208 | 0.84583 | 0 | 0
357-45R | 357 | Tier-3 | 9.6792 | 0 | 9.6792 | 743-364 | 743 | Tier-1 | 357-45R | 9.6792 | 8.3477 | 0 | 0
357-50R | 357 | Tier-3 | 8.6547 | 0 | 8.6547 | 744-362F | 744 | Tier-1 | 357-50R | 8.6547 | 7.1004 | 0 | 0
357-750R | 357 | Tier-2 | 7.1746 | 0 | 7.1746 | 745-273F | 745 | Tier-1 | 357-750R | 7.1746 | 5.7292 | 0 | 0
423-35F | 423 | Tier-1 | 0 | 0 | 0 | 745-33 | 745 | Tier-1 | 423-35F | 0 | 0.0028409 | 0 | 0
424-31 | 424 | Tier-1 | 0 | 0 | 0 | 745-41 | 745 | Tier-1 | 424-31 | 0 | 0 | 0 | 0
424-32F | 424 | Tier-1 | 0 | 0 | 0 | 746-739F | 746 | Tier-1 | 424-32F | 0 | 0 | 0 | 0
424-33 | 424 | Tier-1 | 0 | 0 | 0 | 746-740F | 746 | Tier-1 | 424-33 | 0 | 0.073106 | 0 | 0
358-33 | 358 | Tier-3 | 0.42405 | 0 | 0.42405 | 746-757F | 746 | Tier-1 | 358-33 | 0.42405 | 0.8642 | 0 | 0
424-33F | 424 | Tier-1 | 0 | 0 | 0 | 747-862 | 747 | Tier-1 | 424-33F | 0 | 0 | 0 | 0
424-34 | 424 | Tier-1 | 0 | 0 | 0 | 747-868 | 747 | Tier-1 | 424-34 | 0 | 0.029924 | 0 | 0
424-34F | 424 | Tier-1 | 0 | 0 | 0 | 748-1053F | 748 | Tier-1 | 424-34F | 0 | 0 | 0 | 0
358-663F | 358 | Tier-3 | 0 | 0 | 0 | 75-2258F | 75 | Tier-3 | 358-663F | 0 | 0.042614 | 0 | 0
358-665F | 358 | Tier-3 | 0 | 0 | 0 | 75-996R | 75 | Tier-2 | 358-665F | 0 | 0.043561 | 0 | 0
358-666F | 358 | Tier-3 | 0 | 0 | 0 | 750-307 | 750 | Tier-1 | 358-666F | 0 | 0.060606 | 0 | 0
424-74F | 424 | Tier-1 | 0 | 0 | 0 | 752-37R | 752 | Tier-1 | 424-74F | 0 | 0.019886 | 0 | 0
358-681F | 358 | Tier-3 | 0 | 0 | 0 | 752-690 | 752 | Tier-1 | 358-681F | 0 | 0.74981 | 0 | 0
358-682F | 358 | Tier-3 | 10.4532 | 0 | 10.4532 | 752-691 | 752 | Tier-1 | 358-682F | 10.4532 | 1.2089 | 0 | 0
424-75F | 424 | Tier-1 | 0 | 0 | 0 | 754-859AE | 754 | Tier-2 | 424-75F | 0 | 0.019886 | 0 | 0
36-232F | 36 | Tier-1 | 0 | 0 | 0 | 756-41 | 756 | Tier-1 | 36-232F | 0 | 0.28826 | 0 | 0
424-76 | 424 | Tier-1 | 0 | 0 | 0 | 756-43 | 756 | Tier-1 | 424-76 | 0 | 0 | 0 | 0
425-45 | 425 | Tier-1 | 0 | 0 | 0 | 756-45F | 756 | Tier-1 | 425-45 | 0 | 0 | 0 | 0
425-47F | 425 | Tier-1 | 0 | 0 | 0 | 756-47 | 756 | Tier-1 | 425-47F | 0 | 0.026515 | 0 | 0
425-48F | 425 | Tier-1 | 0 | 0 | 0 | 76-267 | 76 | Tier-1 | 425-48F | 0 | 0.0051136 | 0 | 0
427-102 | 427 | Tier-1 | 0 | 0 | 0 | 76-272 | 76 | Tier-1 | 427-102 | 0 | 0 | 0 | 0
427-103 | 427 | Tier-1 | 0 | 0 | 0 | 761-245 | 761 | Tier-1 | 427-103 | 0 | 0.0075758 | 0 | 0
36-240F | 36 | Tier-1 | 0 | 0 | 0 | 765-17F | 765 | Tier-1 | 36-240F | 0 | 0.3036 | 0 | 0
36-241F | 36 | Tier-1 | 0 | 0 | 0 | 765-49 | 765 | Tier-1 | 36-241F | 0 | 0.24148 | 0 | 0
427-126F | 427 | Tier-1 | 0 | 0 | 0 | 768-20AE | 768 | Tier-1 | 427-126F | 0 | 0 | 0 | 0
427-127F | 427 | Tier-1 | 0 | 0 | 0 | 770-546F | 770 | Tier-2 | 427-127F | 0 | 0 | 0 | 0
427-137 | 427 | Tier-1 | 0 | 0 | 0 | 771-275AE | 771 | Tier-1 | 427-137 | 0 | 0 | 0 | 0
427-138 | 427 | Tier-1 | 0 | 0 | 0 | 771-383F | 771 | Tier-1 | 427-138 | 0 | 0.64053 | 0 | 0
427-140 | 427 | Tier-1 | 0 | 0 | 0 | 771-384 | 771 | Tier-1 | 427-140 | 0 | 0.0070076 | 0 | 0
361-45R | 361 | Tier-1 | 1.5256 | 0 | 1.5256 | 771-385 | 771 | Tier-1 | 361-45R | 1.5256 | 1.2008 | 0 | 0
427-140F | 427 | Tier-1 | 0 | 0 | 0 | 774-1 | 774 | Tier-1 | 427-140F | 0 | 0 | 0 | 0
361-685F | 361 | Tier-1 | 0 | 0 | 0 | 774-25AE | 774 | Tier-1 | 361-685F | 0 | 0.041288 | 0 | 0
361-686F | 361 | Tier-1 | 1.6004 | 0 | 1.6004 | 774-26AE | 774 | Tier-1 | 361-686F | 1.6004 | 1.968 | 0 | 0
427-141 | 427 | Tier-1 | 0 | 0 | 0 | 774-2F | 774 | Tier-1 | 427-141 | 0 | 0.0051136 | 0 | 0
427-141F | 427 | Tier-1 | 0 | 0 | 0 | 775-186 | 775 | Tier-1 | 427-141F | 0 | 0 | 0 | 0
362-40F | 362 | Tier-1 | 0.40189 | 0 | 0.40189 | 775-187AE | 775 | Tier-1 | 362-40F | 0.40189 | 0.73428 | 0 | 0
362-45F | 362 | Tier-1 | 0 | 0 | 0 | 777-263F | 777 | Tier-1 | 362-45F | 0 | 0.75739 | 0 | 0
427-142F | 427 | Tier-1 | 0 | 0 | 0 | 779-23 | 779 | Tier-1 | 427-142F | 0 | 0 | 0 | 0
362-47F | 362 | Tier-1 | 7.757 | 0 | 7.757 | 779-25AE | 779 | Tier-1 | 362-47F | 7.757 | 0.20663 | 0 | 0
362-48F | 362 | Tier-1 | 0 | 0 | 0 | 78-26R | 78 | Tier-3 | 362-48F | 0 | 0.57519 | 0 | 0
427-211 | 427 | Tier-1 | 0 | 0 | 0 | 78-782R | 78 | Tier-3 | 427-211 | 0 | 0 | 0 | 0
427-212 | 427 | Tier-1 | 0 | 0 | 0 | 781-1359 | 781 | Tier-1 | 427-212 | 0 | 0.10208 | 0 | 0
363-25 | 363 | Tier-1 | 0.13674 | 0 | 0.13674 | 781-43AE | 781 | Tier-1 | 363-25 | 0.13674 | 1.8752 | 0 | 0
364-35 | 364 | Tier-1 | 0 | 0 | 0 | 783-1452F | 783 | Tier-1 | 364-35 | 0 | 0.23712 | 0 | 0
364-36 | 364 | Tier-1 | 3.6059 | 0 | 3.6059 | 783-847F | 783 | Tier-1 | 364-36 | 3.6059 | 7.1087 | 0 | 0
364-49R | 364 | Tier-1 | 4.9159 | 0 | 4.9159 | 785-11 | 785 | Tier-1 | 364-49R | 4.9159 | 0.42822 | 0 | 0
365-28AE | 365 | Tier-1 | 0.51705 | 0 | 0.51705 | 785-12 | 785 | Tier-1 | 365-28AE | 0.51705 | 0.33958 | 0 | 0
365-34R | 365 | Tier-1 | 2.1945 | 0 | 2.1945 | 785-144F | 785 | Tier-1 | 365-34R | 2.1945 | 1.1434 | 0 | 0
365-648R | 365 | Tier-1 | 1.5411 | 0 | 1.5411 | 785-149 | 785 | Tier-1 | 365-648R | 1.5411 | 0.66477 | 0 | 0
427-214 | 427 | Tier-1 | 0 | 0 | 0 | 785-168F | 785 | Tier-1 | 427-214 | 0 | 0.022727 | 0 | 0
427-214F | 427 | Tier-1 | 0 | 0 | 0 | 785-367F | 785 | Tier-1 | 427-214F | 0 | 0 | 0 | 0
366-48 | 366 | Tier-1 | 1.4131 | 0 | 1.4131 | 785-49 | 785 | Tier-1 | 366-48 | 1.4131 | 1.9519 | 0 | 0
366-559 | 366 | Tier-1 | 0.45606 | 0 | 0.45606 | 785-50 | 785 | Tier-1 | 366-559 | 0.45606 | 1.7746 | 0 | 0
368-1054F | 368 | Tier-1 | 0.20985 | 0 | 0.20985 | 785-55F | 785 | Tier-1 | 368-1054F | 0.20985 | 5.3653 | 0 | 0
427-215 | 427 | Tier-1 | 0 | 0 | 0 | 788-34R | 788 | Tier-2 | 427-215 | 0 | 0.016098 | 0 | 0
368-1056F | 368 | Tier-1 | 0 | 0 | 0 | 789-14 | 789 | Tier-1 | 368-1056F | 0 | 0.73902 | 0 | 0
427-215F | 427 | Tier-1 | 0 | 0 | 0 | 79-1213F | 79 | Tier-3 | 427-215F | 0 | 0 | 0 | 0
427-216 | 427 | Tier-1 | 0 | 0 | 0 | 79-1216 | 79 | Tier-3 | 427-216 | 0 | 0.0094697 | 0 | 0
368-21AE | 368 | Tier-1 | 1.6206 | 0 | 1.6206 | 79-685R | 79 | Tier-3 | 368-21AE | 1.6206 | 0.96837 | 0 | 0
368-24 | 368 | Tier-1 | 3.3941 | 0 | 3.3941 | 791-417 | 791 | Tier-1 | 368-24 | 3.3941 | 0.074811 | 0 | 0
368-402F | 368 | Tier-1 | 0 | 0 | 0 | 791-419F | 791 | Tier-2 | 368-402F | 0 | 0.1108 | 0 | 0
427-216F | 427 | Tier-1 | 0 | 0 | 0 | 792-1173F | 792 | Tier-1 | 427-216F | 0 | 0 | 0 | 0
427-228 | 427 | Tier-1 | 0 | 0 | 0 | 792-1174F | 792 | Tier-1 | 427-228 | 0 | 0 | 0 | 0
427-231 | 427 | Tier-1 | 0 | 0 | 0 | 792-46 | 792 | Tier-1 | 427-231 | 0 | 0 | 0 | 0
427-232 | 427 | Tier-1 | 0 | 0 | 0 | 793-21 | 793 | Tier-1 | 427-232 | 0 | 0.14432 | 0 | 0
427-233 | 427 | Tier-1 | 0 | 0 | 0 | 793-47 | 793 | Tier-1 | 427-233 | 0 | 0.017992 | 0 | 0
427-43 | 427 | Tier-1 | 0 | 0 | 0 | 793-749AE | 793 | Tier-1 | 427-43 | 0 | 0 | 0 | 0
427-44F | 427 | Tier-1 | 0 | 0 | 0 | 794-1001AE | 794 | Tier-1 | 427-44F | 0 | 0 | 0 | 0
37-21F | 37 | Tier-1 | 0 | 0 | 0 | 794-15 | 794 | Tier-1 | 37-21F | 0 | 0.66231 | 0 | 0
37-22F | 37 | Tier-1 | 0 | 0 | 0 | 794-16 | 794 | Tier-1 | 37-22F | 0 | 1.6161 | 0 | 0
428-119 | 428 | Tier-1 | 0 | 0 | 0 | 795-821F | 795 | Tier-1 | 428-119 | 0 | 0 | 0 | 0
374-10F | 374 | Tier-1 | 0 | 0 | 0 | 797-32F | 797 | Tier-1 | 374-10F | 0 | 0.12405 | 0 | 0
428-120 | 428 | Tier-1 | 0 | 0 | 0 | 798-258F | 798 | Tier-1 | 428-120 | 0 | 0.10795 | 0 | 0
428-121 | 428 | Tier-1 | 0 | 0 | 0 | 80-561 | 80 | Tier-1 | 428-121 | 0 | 0.013258 | 0 | 0
376-491R | 376 | Tier-1 | 2.8813 | 0 | 2.8813 | 83-623F | 83 | Tier-1 | 376-491R | 2.8813 | 11.6907 | 0 | 0
376-526 | 376 | Tier-1 | 0 | 0 | 0 | 83-624F | 83 | Tier-1 | 376-526 | 0 | 0.6214 | 0 | 0
376-527AE | 376 | Tier-1 | 0.051894 | 0 | 0.051894 | 830-623F | 830 | Tier-1 | 376-527AE | 0.051894 | 2.579 | 0 | 0
38-10 | 38 | Tier-1 | 0 | 0 | 0 | 831-66 | 831 | Tier-1 | 38-10 | 0 | 0.45644 | 0 | 0
38-11 | 38 | Tier-1 | 4.7847 | 0 | 4.7847 | 834-424F | 834 | Tier-1 | 38-11 | 4.7847 | 4.8688 | 0 | 0
428-121F | 428 | Tier-1 | 0 | 0 | 0 | 834-885 | 834 | Tier-1 | 428-121F | 0 | 0 | 0 | 0
428-122F | 428 | Tier-1 | 0 | 0 | 0 | 835-10F | 835 | Tier-2 | 428-122F | 0 | 0 | 0 | 0
428-127 | 428 | Tier-1 | 0 | 0 | 0 | 836-7AE | 836 | Tier-1 | 428-127 | 0 | 0 | 0 | 0
38-437F | 38 | Tier-1 | 0 | 0 | 0 | 836-8AE | 836 | Tier-1 | 38-437F | 0 | 0.29489 | 0 | 0
38-9 | 38 | Tier-1 | 0 | 0 | 0 | 840-305F | 840 | Tier-2 | 38-9 | 0 | 0.18542 | 0 | 0
380-27 | 380 | Tier-1 | 6.9646 | 0 | 6.9646 | 840-306 | 840 | Tier-2 | 380-27 | 6.9646 | 15.8701 | 0 | 0
428-128 | 428 | Tier-1 | 0 | 0 | 0 | 840-57 | 840 | Tier-2 | 428-128 | 0 | 0.068182 | 0 | 0
428-129F | 428 | Tier-1 | 0 | 0 | 0 | 841-305 | 841 | Tier-2 | 428-129F | 0 | 0 | 0 | 0
381-451F | 381 | Tier-1 | 3.2216 | 0 | 3.2216 | 843-28F | 843 | Tier-1 | 381-451F | 3.2216 | 3.5303 | 0 | 0
428-130 | 428 | Tier-1 | 0 | 0 | 0 | 843-30 | 843 | Tier-1 | 428-130 | 0 | 0.020833 | 0 | 0
381-453F | 381 | Tier-2 | 0 | 0 | 0 | 843-38 | 843 | Tier-1 | 381-453F | 0 | 10.0843 | 0 | 0
428-130F | 428 | Tier-1 | 0 | 0 | 0 | 843-395F | 843 | Tier-1 | 428-130F | 0 | 0 | 0 | 0
381-48 | 381 | Tier-1 | 1.2981 | 0 | 1.2981 | 843-396F | 843 | Tier-1 | 381-48 | 1.2981 | 8.1975 | 0 | 0
381-49 | 381 | Tier-1 | 0.0083333 | 0 | 0.0083333 | 846-30 | 846 | Tier-1 | 381-49 | 0.0083333 | 1.0958 | 0 | 0
382-19F | 382 | Tier-1 | 0 | 0 | 0 | 847-3 | 847 | Tier-1 | 382-19F | 0 | 0.68939 | 0 | 0
382-20F | 382 | Tier-1 | 0 | 0 | 0 | 85-499 | 85 | Tier-1 | 382-20F | 0 | 2.6432 | 0 | 0
382-21F | 382 | Tier-1 | 0 | 0 | 0 | 854-805 | 854 | Tier-1 | 382-21F | 0 | 1.2106 | 0 | 0
428-131 | 428 | Tier-1 | 0 | 0 | 0 | 854-806 | 854 | Tier-1 | 428-131 | 0 | 0.3392 | 0 | 0
428-131F | 428 | Tier-1 | 0 | 0 | 0 | 854-808 | 854 | Tier-1 | 428-131F | 0 | 0 | 0 | 0
428-135 | 428 | Tier-1 | 0 | 0 | 0 | 855-35 | 855 | Tier-1 | 428-135 | 0 | 0 | 0 | 0
428-136F | 428 | Tier-1 | 0 | 0 | 0 | 856-1141R | 856 | Tier-1 | 428-136F | 0 | 0.16402 | 0 | 0
428-138F | 428 | Tier-1 | 0 | 0 | 0 | 857-306F | 857 | Tier-1 | 428-138F | 0 | 0.016098 | 0 | 0
428-139 | 428 | Tier-1 | 0 | 0 | 0 | 857-60 | 857 | Tier-1 | 428-139 | 0 | 0 | 0 | 0
382-393F | 382 | Tier-1 | 0 | 0 | 0 | 859-13F | 859 | Tier-1 | 382-393F | 0 | 1.686 | 0 | 0
428-141F | 428 | Tier-1 | 0 | 0 | 0 | 859-42R | 859 | Tier-2 | 428-141F | 0 | 0.0094697 | 0 | 0
383-1175F | 383 | Tier-1 | 0 | 0 | 0 | 86-553F | 86 | Tier-1 | 383-1175F | 0 | 0.55303 | 0 | 0
428-38 | 428 | Tier-1 | 0 | 0 | 0 | 87-23 | 87 | Tier-1 | 428-38 | 0 | 0 | 0 | 0
383-679F | 383 | Tier-1 | 0 | 0 | 0 | 87-278F | 87 | Tier-1 | 383-679F | 0 | 3.7608 | 0 | 0
383-680F | 383 | Tier-2 | 0 | 0 | 0 | 87-41AE | 87 | Tier-1 | 383-680F | 0 | 8.0568 | 0 | 0
384-12F | 384 | Tier-2 | 0 | 0 | 0 | 89-208 | 89 | Tier-1 | 384-12F | 0 | 11.6926 | 0 | 0
428-39 | 428 | Tier-1 | 0 | 0 | 0 | 89-210 | 89 | Tier-1 | 428-39 | 0 | 0.20189 | 0 | 0
386-25R | 386 | Tier-2 | 1.6061 | 0 | 1.6061 | 89-289F | 89 | Tier-1 | 386-25R | 1.6061 | 6.0924 | 0 | 0
387-11 | 387 | Tier-2 | 9.2555 | 0 | 9.2555 | 89-655 | 89 | Tier-1 | 387-11 | 9.2555 | 10.4684 | 0 | 0
387-15 | 387 | Tier-3 | 6.3288 | 0 | 6.3288 | 89-658F | 89 | Tier-1 | 387-15 | 6.3288 | 6.4278 | 0 | 0
428-39F | 428 | Tier-1 | 0 | 0 | 0 | 90-50F | 90 | Tier-1 | 428-39F | 0 | 0 | 0 | 0
39-16 | 39 | Tier-1 | 0 | 0 | 0 | 900-1163F | 900 | Tier-1 | 39-16 | 0 | 1.6367 | 0 | 0
428-41F | 428 | Tier-1 | 0 | 0 | 0 | 900-1165 | 900 | Tier-1 | 428-41F | 0 | 0 | 0 | 0
429-122 | 429 | Tier-1 | 0 | 0 | 0 | 902-361F | 902 | Tier-1 | 429-122 | 0 | 0 | 0 | 0
429-123AE | 429 | Tier-1 | 0 | 0 | 0 | 905-8 | 905 | Tier-1 | 429-123AE | 0 | 0.22367 | 0 | 0
429-167AE | 429 | Tier-1 | 0 | 0 | 0 | 908-1236 | 908 | Tier-2 | 429-167AE | 0 | 0.25568 | 0 | 0
39-19 | 39 | Tier-1 | 0 | 0 | 0 | 908-1269 | 908 | Tier-2 | 39-19 | 0 | 0.32481 | 0 | 0
429-168 | 429 | Tier-1 | 0 | 0 | 0 | 908-1372R | 908 | Tier-2 | 429-168 | 0 | 0 | 0 | 0
390-15 | 390 | Tier-1 | 0.85436 | 0 | 0.85436 | 908-2038R | 908 | Tier-2 | 390-15 | 0.85436 | 2.1456 | 0 | 0
390-16F | 390 | Tier-1 | 0 | 0 | 0 | 908-2056 | 908 | Tier-3 | 390-16F | 0 | 2.3699 | 0 | 0
429-170 | 429 | Tier-1 | 0 | 0 | 0 | 908-30 | 908 | Tier-2 | 429-170 | 0 | 0.0075758 | 0 | 0
390-18 | 390 | Tier-1 | 2.908 | 0 | 2.908 | 909-458R | 909 | Tier-2 | 390-18 | 2.908 | 3.4722 | 0 | 0
390-346AE | 390 | Tier-1 | 1.1655 | 0 | 1.1655 | 910-952 | 910 | Tier-1 | 390-346AE | 1.1655 | 0.92689 | 0 | 0
429-170F | 429 | Tier-1 | 0 | 0 | 0 | 911-552 | 911 | Tier-1 | 429-170F | 0 | 0 | 0 | 0
429-171 | 429 | Tier-1 | 0 | 0 | 0 | 913-11 | 913 | Tier-2 | 429-171 | 0 | 0.15284 | 0 | 0
429-171F | 429 | Tier-1 | 0 | 0 | 0 | 913-16F | 913 | Tier-2 | 429-171F | 0 | 0 | 0 | 0
392-23F | 392 | Tier-1 | 2.0432 | 0 | 2.0432 | 913-17 | 913 | Tier-1 | 392-23F | 2.0432 | 4.5184 | 0 | 0
429-172 | 429 | Tier-1 | 0 | 0 | 0 | 913-452F | 913 | Tier-2 | 429-172 | 0 | 0.0075758 | 0 | 0
393-14R | 393 | Tier-2 | 2.068 | 0 | 2.068 | 916-378 | 916 | Tier-2 | 393-14R | 2.068 | 7.3383 | 0 | 0
394-418F | 394 | Tier-1 | 0 | 0 | 0 | 916-379AE | 916 | Tier-2 | 394-418F | 0 | 1.6265 | 0 | 0
394-419 | 394 | Tier-1 | 0 | 0 | 0 | 916-415 | 916 | Tier-2 | 394-419 | 0 | 2.0004 | 0 | 0
429-172F | 429 | Tier-1 | 0 | 0 | 0 | 916-416F | 916 | Tier-2 | 429-172F | 0 | 0 | 0 | 0
429-179 | 429 | Tier-1 | 0 | 0 | 0 | 917-14 | 917 | Tier-1 | 429-179 | 0 | 0 | 0 | 0
394-422F | 394 | Tier-1 | 0.87083 | 0 | 0.87083 | 92-617 | 92 | Tier-1 | 394-422F | 0.87083 | 3.2013 | 0 | 0
395-33R | 395 | Tier-2 | 0.54905 | 0 | 0.54905 | 920-821F | 920 | Tier-1 | 395-33R | 0.54905 | 5.9155 | 0 | 0
396-699R | 396 | Tier-2 | 13.835 | 6.7127 | 20.5477 | 922-1140 | 922 | Tier-1 | 396-699R | 13.835 | 2.7617 | 1.2561 | 6.7127
397-39R | 397 | Tier-1 | 0.77538 | 0 | 0.77538 | 922-1141F | 922 | Tier-1 | 397-39R | 0.77538 | 1.7396 | 0 | 0
429-180F | 429 | Tier-1 | 0 | 0 | 0 | 922-581 | 922 | Tier-1 | 429-180F | 0 | 0.15852 | 0 | 0
429-181F | 429 | Tier-1 | 0 | 0 | 0 | 924-10 | 924 | Tier-2 | 429-181F | 0 | 0.016098 | 0 | 0
397-549F | 397 | Tier-1 | 0 | 0 | 0 | 925-202F | 925 | Tier-1 | 397-549F | 0 | 0.34943 | 0 | 0
397-550F | 397 | Tier-1 | 2.3824 | 0 | 2.3824 | 925-219 | 925 | Tier-1 | 397-550F | 2.3824 | 2.3241 | 0 | 0
429-182F | 429 | Tier-1 | 0 | 0 | 0 | 926-11 | 926 | Tier-2 | 429-182F | 0 | 0.023485 | 0 | 0
40-1006F | 40 | Tier-1 | 0 | 0 | 0 | 926-28AE | 926 | Tier-1 | 40-1006F | 0 | 0.89129 | 0 | 0
40-1007F | 40 | Tier-1 | 0 | 0 | 0 | 928-37F | 928 | Tier-2 | 40-1007F | 0 | 0.60814 | 0 | 0
40-1008F | 40 | Tier-1 | 0 | 0 | 0 | 928-6F | 928 | Tier-2 | 40-1008F | 0 | 0.42424 | 0 | 0
429-186 | 429 | Tier-1 | 0 | 0 | 0 | 928-7 | 928 | Tier-2 | 429-186 | 0 | 0.02178 | 0 | 0
429-186F | 429 | Tier-1 | 0 | 0 | 0 | 932-14AE | 932 | Tier-1 | 429-186F | 0 | 0 | 0 | 0
40-1026F | 40 | Tier-1 | 0 | 0 | 0 | 932-458 | 932 | Tier-1 | 40-1026F | 0 | 0.84299 | 0 | 0
40-1027F | 40 | Tier-1 | 0 | 0 | 0 | 933-474F | 933 | Tier-1 | 40-1027F | 0 | 0.48617 | 0 | 0
429-90 | 429 | Tier-1 | 0 | 0 | 0 | 934-748F | 934 | Tier-1 | 429-90 | 0 | 0 | 0 | 0
40-1029F | 40 | Tier-1 | 0 | 0 | 0 | 934-749 | 934 | Tier-1 | 40-1029F | 0 | 0.5661 | 0 | 0
40-1030F | 40 | Tier-1 | 0 | 0 | 0 | 936-187 | 936 | Tier-1 | 40-1030F | 0 | 0.24716 | 0 | 0
40-1031F | 40 | Tier-1 | 0 | 0 | 0 | 936-452 | 936 | Tier-1 | 40-1031F | 0 | 0.18106 | 0 | 0
400-1019 | 400 | Tier-1 | 7.0894 | 0 | 7.0894 | 937-13AE | 937 | Tier-1 | 400-1019 | 7.0894 | 2.0869 | 0 | 0
401-39R | 401 | Tier-2 | 0.59015 | 0 | 0.59015 | 94-41 | 94 | Tier-1 | 401-39R | 0.59015 | 9.7659 | 0 | 0
401-684R | 401 | Tier-2 | 0.051326 | 0 | 0.051326 | 940-590 | 940 | Tier-1 | 401-684R | 0.051326 | 0.026515 | 0 | 0
401-692R | 401 | Tier-1 | 0 | 0 | 0 | 940-651 | 940 | Tier-1 | 401-692R | 0 | 0.022348 | 0 | 0
429-92F | 429 | Tier-1 | 0 | 0 | 0 | 941-31 | 941 | Tier-1 | 429-92F | 0 | 0 | 0 | 0
402-26 | 402 | Tier-1 | 0 | 0 | 0 | 942-469 | 942 | Tier-1 | 402-26 | 0 | 0.17045 | 0 | 0
429-93F | 429 | Tier-1 | 0 | 0 | 0 | 942-470 | 942 | Tier-1 | 429-93F | 0 | 0 | 0 | 0
402-28 | 402 | Tier-1 | 0 | 0 | 0 | 942-471 | 942 | Tier-1 | 402-28 | 0 | 0.52879 | 0 | 0
402-30AE | 402 | Tier-1 | 2.7824 | 0 | 2.7824 | 942-474F | 942 | Tier-1 | 402-30AE | 2.7824 | 10.4159 | 0 | 0
429-94F | 429 | Tier-1 | 0 | 0 | 0 | 942-476 | 942 | Tier-1 | 429-94F | 0 | 0 | 0 | 0
402-818F | 402 | Tier-1 | 0 | 0 | 0 | 942-479 | 942 | Tier-1 | 402-818F | 0 | 0.099432 | 0 | 0
402-819F | 402 | Tier-1 | 0.047727 | 0 | 0.047727 | 942-939F | 942 | Tier-1 | 402-819F | 0.047727 | 0.30019 | 0 | 0
402-820F | 402 | Tier-1 | 1.2064 | 0 | 1.2064 | 942-941 | 942 | Tier-1 | 402-820F | 1.2064 | 0.25189 | 0 | 0
403-10F | 403 | Tier-1 | 0 | 0 | 0 | 946-24F | 946 | Tier-1 | 403-10F | 0 | 7.2131 | 0 | 0
403-11F | 403 | Tier-1 | 0.058712 | 0 | 0.058712 | 949-22R | 949 | Tier-1 | 403-11F | 0.058712 | 0.25985 | 0 | 0
43-442 | 43 | Tier-1 | 0 | 0 | 0 | 95-1351 | 95 | Tier-1 | 43-442 | 0 | 0 | 0 | 0
403-13F | 403 | Tier-1 | 0 | 0 | 0 | 951-390F | 951 | Tier-1 | 403-13F | 0 | 3.3737 | 0 | 0
403-15F | 403 | Tier-1 | 0.21288 | 0 | 0.21288 | 951-794 | 951 | Tier-1 | 403-15F | 0.21288 | 3.9991 | 0 | 0
43-444F | 43 | Tier-1 | 0 | 0 | 0 | 952-1440F | 952 | Tier-2 | 43-444F | 0 | 0.42765 | 0 | 0
403-9F | 403 | Tier-1 | 0.49299 | 0 | 0.49299 | 952-929F | 952 | Tier-1 | 403-9F | 0.49299 | 0.14583 | 0 | 0
404-36AE | 404 | Tier-1 | 0 | 0 | 0 | 953-209F | 953 | Tier-1 | 404-36AE | 0 | 0.92424 | 0 | 0
404-6AE | 404 | Tier-1 | 1.357 | 0 | 1.357 | 953-528F | 953 | Tier-1 | 404-6AE | 1.357 | 7.4299 | 0 | 0
43-473 | 43 | Tier-1 | 0 | 0 | 0 | 954-101 | 954 | Tier-1 | 43-473 | 0 | 0 | 0 | 0
405-144F | 405 | Tier-1 | 0 | 0 | 0 | 954-103F | 954 | Tier-1 | 405-144F | 0 | 0.63598 | 0 | 0
430-43 | 430 | Tier-1 | 0 | 0 | 0 | 954-427 | 954 | Tier-1 | 430-43 | 0 | 0 | 0 | 0
405-158F | 405 | Tier-1 | 0 | 0 | 0 | 955-2 | 955 | Tier-1 | 405-158F | 0 | 1.0045 | 0 | 0
405-159F | 405 | Tier-1 | 0 | 0 | 0 | 956-395 | 956 | Tier-1 | 405-159F | 0 | 1.2981 | 0 | 0
430-639 | 430 | Tier-1 | 1.4557 | 0 | 1.4557 | 956-402 | 956 | Tier-1 | 430-639 | 1.4557 | 0.30928 | 0 | 0
431-47 | 431 | Tier-1 | 0 | 0 | 0 | 957-190 | 957 | Tier-1 | 431-47 | 0 | 0 | 0 | 0
431-546 | 431 | Tier-1 | 0 | 0 | 0 | 958-23F | 958 | Tier-2 | 431-546 | 0 | 0 | 0 | 0
432-23 | 432 | Tier-1 | 0 | 0 | 0 | 959-21 | 959 | Tier-1 | 432-23 | 0 | 0 | 0 | 0
406-36F | 406 | Tier-1 | 0 | 0 | 0 | 96-47R | 96 | Tier-2 | 406-36F | 0 | 0.071212 | 0 | 0
406-475F | 406 | Tier-1 | 0 | 0 | 0 | 960-12 | 960 | Tier-2 | 406-475F | 0 | 2.0258 | 0 | 0
409-1155R | 409 | Tier-1 | 2.4814 | 0 | 2.4814 | 960-35R | 960 | Tier-2 | 409-1155R | 2.4814 | 0.91439 | 0 | 0
409-38R | 409 | Tier-1 | 1.7318 | 0 | 1.7318 | 962-106F | 962 | Tier-1 | 409-38R | 1.7318 | 5.5693 | 0 | 0
433-295 | 433 | Tier-1 | 0 | 0 | 0 | 962-108F | 962 | Tier-1 | 433-295 | 0 | 0 | 0 | 0
41-43 | 41 | Tier-1 | 6.6045 | 0 | 6.6045 | 962-110F | 962 | Tier-2 | 41-43 | 6.6045 | 3.6534 | 0 | 0
41-44AE | 41 | Tier-1 | 1.4348 | 0 | 1.4348 | 962-276 | 962 | Tier-1 | 41-44AE | 1.4348 | 7.1481 | 0 | 0
410-50R | 410 | Tier-1 | 8.3483 | 0 | 8.3483 | 962-278 | 962 | Tier-1 | 410-50R | 8.3483 | 15.907 | 0 | 0
411-1873R | 411 | Tier-2 | 6.7498 | 0 | 6.7498 | 962-41 | 962 | Tier-2 | 411-1873R | 6.7498 | 0.46742 | 0 | 0
411-30R | 411 | Tier-3 | 17.7117 | 0 | 17.7117 | 962-42 | 962 | Tier-2 | 411-30R | 17.7117 | 10.5816 | 0 | 0
411-47R | 411 | Tier-2 | 10.8545 | 0 | 10.8545 | 963-35 | 963 | Tier-1 | 411-47R | 10.8545 | 6.5335 | 0 | 0
434-298 | 434 | Tier-1 | 0 | 0 | 0 | 968-126 | 968 | Tier-1 | 434-298 | 0 | 0 | 0 | 0
412-23AE | 412 | Tier-1 | 0.67008 | 0 | 0.67008 | 968-128AE | 968 | Tier-1 | 412-23AE | 0.67008 | 2.2708 | 0 | 0
415-1237R | 415 | Tier-1 | 5.3424 | 0 | 5.3424 | 968-134 | 968 | Tier-1 | 415-1237R | 5.3424 | 3.086 | 0 | 0
415-33 | 415 | Tier-1 | 5.6583 | 0 | 5.6583 | 968-475 | 968 | Tier-2 | 415-33 | 5.6583 | 4.1301 | 0 | 0
416-21 | 416 | Tier-1 | 1.3235 | 0 | 1.3235 | 968-499F | 968 | Tier-2 | 416-21 | 1.3235 | 1.422 | 0 | 0
416-29AE | 416 | Tier-1 | 0.23788 | 0 | 0.23788 | 969-221AE | 969 | Tier-1 | 416-29AE | 0.23788 | 2.275 | 0 | 0
434-679 | 434 | Tier-1 | 0 | 0 | 0 | 970-1341R | 970 | Tier-3 | 434-679 | 0 | 0 | 0 | 0
416-37F | 416 | Tier-1 | 0.64242 | 0 | 0.64242 | 971-371R | 971 | Tier-3 | 416-37F | 0.64242 | 1.9958 | 0 | 0
435-1341 | 435 | Tier-1 | 0 | 0 | 0 | 971-381R | 971 | Tier-2 | 435-1341 | 0 | 0 | 0 | 0
417-21R | 417 | Tier-1 | 5.2485 | 0 | 5.2485 | 972-1565F | 972 | Tier-2 | 417-21R | 5.2485 | 1.3623 | 0 | 0
436-1042 | 436 | Tier-1 | 0 | 0 | 0 | 972-1566F | 972 | Tier-2 | 436-1042 | 0 | 0 | 0 | 0
436-112 | 436 | Tier-1 | 0 | 0 | 0 | 972-1567 | 972 | Tier-2 | 436-112 | 0 | 0 | 0 | 0
417-44AE | 417 | Tier-1 | 0.41307 | 0 | 0.41307 | 972-1589F | 972 | Tier-2 | 417-44AE | 0.41307 | 3.2235 | 0 | 0
417-791AE | 417 | Tier-1 | 1.2926 | 0 | 1.2926 | 972-1640 | 972 | Tier-2 | 417-791AE | 1.2926 | 2.4311 | 0 | 0
418-1260 | 418 | Tier-1 | 1.3962 | 0 | 1.3962 | 972-1644 | 972 | Tier-2 | 418-1260 | 1.3962 | 0.26515 | 0 | 0
418-25R | 418 | Tier-1 | 2.2112 | 0 | 2.2112 | 973-533AE | 973 | Tier-3 | 418-25R | 2.2112 | 4.1509 | 0 | 0
42-46 | 42 | Tier-1 | 10.1902 | 7.2991 | 17.4892 | 974-16 | 974 | Tier-3 | 42-46 | 10.1902 | 9.7843 | 3.0422 | 7.2991
436-318 | 436 | Tier-1 | 0 | 0 | 0 | 982-909AE | 982 | Tier-2 | 436-318 | 0 | 0 | 0 | 0
437-1190 | 437 | Tier-1 | 0 | 0 | 0 | 985-37F | 985 | Tier-2 | 437-1190 | 0 | 0 | 0 | 0
438-12 | 438 | Tier-1 | 0 | 0 | 0 | 986-198F | 986 | Tier-2 | 438-12 | 0 | 0 | 0 | 0
438-562 | 438 | Tier-1 | 0 | 0 | 0 | 988-34 | 988 | Tier-2 | 438-562 | 0 | 0.67614 | 0 | 0
424-271 | 424 | Tier-1 | 0 | 0 | 0 | 99-182 | 99 | Tier-1 | 424-271 | 0 | 0.93731 | 0 | 0
439-41 | 439 | Tier-1 | 0 | 0 | 0 | 990-10 | 990 | Tier-1 | 439-41 | 0 | 0 | 0 | 0
424-32 | 424 | Tier-1 | 0 | 0 | 0 | 990-713 | 990 | Tier-2 | 424-32 | 0 | 1.9684 | 0 | 0
44-1096 | 44 | Tier-1 | 0 | 0 | 0 | 991-379AE | 991 | Tier-2 | 44-1096 | 0 | 0 | 0 | 0
44-1102 | 44 | Tier-1 | 0 | 0 | 0 | 993-1029F | 993 | Tier-2 | 44-1102 | 0 | 0 | 0 | 0
44-1103F | 44 | Tier-1 | 0 | 0 | 0 | 993-1154 | 993 | Tier-1 | 44-1103F | 0 | 0.35682 | 0 | 0
442-27R | 442 | Tier-3 | 0 | 0 | 0 | 993-1156F | 993 | Tier-2 | 442-27R | 0 | 2.7744 | 0 | 0
442-28R | 442 | Tier-3 | 0 | 0 | 0 | 993-40 | 993 | Tier-1 | 442-28R | 0 | 4.2356 | 0 | 0
442-29R | 442 | Tier-3 | 0 | 0 | 0 | 993-41 | 993 | Tier-1 | 442-29R | 0 | 2.4436 | 0 | 0
442-46R | 442 | Tier-3 | 0.055682 | 0 | 0.055682 | 993-42 | 993 | Tier-1 | 442-46R | 0.055682 | 1.2244 | 0 | 0
442-509R | 442 | Tier-3 | 3.7778 | 0 | 3.7778 | 995-11AE | 995 | Tier-1 | 442-509R | 3.7778 | 0.84716 | 0 | 0
424-77F | 424 | Tier-1 | 0 | 0 | 0 | 995-5 | 995 | Tier-1 | 424-77F | 0 | 0.62708 | 0 | 0
442-730 | 442 | Tier-3 | 0 | 0 | 0 | CB 1001 | 1001 | Tier-1 | 442-730 | 0 | 0 | 0 | 0
442-758F | 442 | Tier-3 | 1.1019 | 0 | 1.1019 | 424-76 | 424 | Tier-1 | 442-758F | 1.1019 | 0.0094697 | 0 | 0
442-777 | 442 | Tier-3 | 0 | 0 | 0 | 425-45 | 425 | Tier-1 | 442-777 | 0 | 0 | 0 | 0
425-46F | 425 | Tier-1 | 0 | 0 | 0 | 425-46F | 425 | Tier-1 | 425-46F | 0 | 1.4778 | 0 | 0
442-780 | 442 | Tier-3 | 0.57235 | 0 | 0.57235 | 425-47F | 425 | Tier-1 | 442-780 | 0.57235 | 0.74356 | 0 | 0
442-784 | 442 | Tier-3 | 0 | 0 | 0 | 425-48F | 425 | Tier-1 | 442-784 | 0 | 6.4502 | 0 | 0
427-101AE | 427 | Tier-1 | 0 | 0 | 0 | 427-126 | 427 | Tier-1 | 427-101AE | 0 | 0.031061 | 0 | 0
445-1314 | 445 | Tier-2 | 0 | 0 | 0 | 427-138 | 427 | Tier-1 | 445-1314 | 0 | 0 | 0 | 0
445-1315 | 445 | Tier-2 | 0.080871 | 0 | 0.080871 | 427-232 | 427 | Tier-1 | 445-1315 | 0.080871 | 0.056061 | 0 | 0
427-126 | 427 | Tier-1 | 0 | 0 | 0 | 427-233 | 427 | Tier-1 | 427-126 | 0 | 0.0125 | 0 | 0
445-1316F | 445 | Tier-2 | 0 | 0 | 0 | 427-43 | 427 | Tier-1 | 445-1316F | 0 | 0.12083 | 0 | 0
427-127 | 427 | Tier-1 | 0 | 0 | 0 | 427-44F | 427 | Tier-1 | 427-127 | 0 | 0.015909 | 0 | 0
445-1317 | 445 | Tier-2 | 0 | 0 | 0 | 428-121F | 428 | Tier-1 | 445-1317 | 0 | 0 | 0 | 0
445-1322 | 445 | Tier-2 | 0 | 0 | 0 | 428-127 | 428 | Tier-1 | 445-1322 | 0 | 0 | 0 | 0
445-1323 | 445 | Tier-2 | 0.19716 | 0 | 0.19716 | 428-129 | 428 | Tier-1 | 445-1323 | 0.19716 | 0.5572 | 0.090909 | 0
445-1375F | 445 | Tier-2 | 0 | 0 | 0 | 428-130F | 428 | Tier-1 | 445-1375F | 0 | 0.013636 | 0 | 0
445-1376F | 445 | Tier-2 | 0 | 0 | 0 | 428-138F | 428 | Tier-1 | 445-1376F | 0 | 1.979 | 0.29678 | 0
445-1377 | 445 | Tier-2 | 0 | 0 | 0 | 428-140F | 428 | Tier-1 | 445-1377 | 0 | 0 | 0 | 0
445-19R | 445 | Tier-2 | 10.5294 | 0.77955 | 11.3089 | 428-39F | 428 | Tier-1 | 445-19R | 10.5294 | 1.7379 | 0.47462 | 0.77955
427-142 | 427 | Tier-1 | 0 | 0 | 0 | 428-41 | 428 | Tier-1 | 427-142 | 0 | 0.28371 | 0 | 0
445-897R | 445 | Tier-2 | 0.9553 | 0.11061 | 1.0659 | 429-123AE | 429 | Tier-1 | 445-897R | 0.9553 | 0.39299 | 0.025 | 0.11061
448-1195 | 448 | Tier-3 | 0 | 0 | 0 | 429-167AE | 429 | Tier-1 | 448-1195 | 0 | 0 | 0 | 0
448-1196F | 448 | Tier-3 | 0.038636 | 0 | 0.038636 | 429-172 | 429 | Tier-1 | 448-1196F | 0.038636 | 0.030682 | 0 | 0
448-1202 | 448 | Tier-3 | 0 | 0 | 0 | 429-181F | 429 | Tier-1 | 448-1202 | 0 | 0.099621 | 0 | 0
448-1204 | 448 | Tier-3 | 0 | 0 | 0 | 429-94F | 429 | Tier-1 | 448-1204 | 0 | 0 | 0 | 0
448-1234R | 448 | Tier-3 | 2.9873 | 0 | 2.9873 | 43-443 | 43 | Tier-1 | 448-1234R | 2.9873 | 0 | 0 | 0
448-9R | 448 | Tier-3 | 16.4426 | 0 | 16.4426 | 43-444F | 43 | Tier-1 | 448-9R | 16.4426 | 0.48049 | 0 | 0
449-16R | 449 | Tier-3 | 2.0324 | 0.3714 | 2.4038 | 43-473 | 43 | Tier-1 | 449-16R | 2.0324 | 0 | 0.11742 | 0.3714
449-693R | 449 | Tier-3 | 7.639 | 0.81629 | 8.4553 | 43-474F | 43 | Tier-1 | 449-693R | 7.639 | 0 | 0.055492 | 0.81629
449-6R | 449 | Tier-3 | 4.0769 | 1.2536 | 5.3305 | 43-475F | 43 | Tier-1 | 449-6R | 4.0769 | 0.08447 | 0.056439 | 1.2536
427-229F | 427 | Tier-1 | 0 | 0 | 0 | 430-42F | 430 | Tier-1 | 427-229F | 0 | 0.010038 | 0 | 0
450-112 | 450 | Tier-1 | 0 | 0 | 0 | 431-48AE | 431 | Tier-1 | 450-112 | 0 | 0 | 0 | 0
450-113F | 450 | Tier-1 | 0.057576 | 0 | 0.057576 | 431-546 | 431 | Tier-1 | 450-113F | 0.057576 | 1.5009 | 0 | 0
450-18 | 450 | Tier-2 | 0 | 0 | 0 | 433-47F | 433 | Tier-2 | 450-18 | 0 | 0.33693 | 0 | 0
450-1850 | 450 | Tier-2 | 0.57784 | 0 | 0.57784 | 433-981 | 433 | Tier-2 | 450-1850 | 0.57784 | 0.035985 | 0 | 0
427-234 | 427 | Tier-1 | 0 | 0 | 0 | 434-679 | 434 | Tier-1 | 427-234 | 0 | 2.2339 | 0 | 0
450-1852 | 450 | Tier-2 | 0 | 0 | 0 | 435-1341 | 435 | Tier-1 | 450-1852 | 0 | 0 | 0 | 0
427-44 | 427 | Tier-1 | 0 | 0 | 0 | 435-25 | 435 | Tier-1 | 427-44 | 0 | 0.033144 | 0 | 0
450-1854 | 450 | Tier-2 | 1.4413 | 0 | 1.4413 | 436-1043F | 436 | Tier-1 | 450-1854 | 1.4413 | 0.25114 | 0 | 0
451-40 | 451 | Tier-1 | 0 | 0 | 0 | 436-109AE | 436 | Tier-1 | 451-40 | 0 | 0 | 0 | 0
452-1379R | 452 | Tier-2 | 0 | 0 | 0 | 436-319F | 436 | Tier-2 | 452-1379R | 0 | 0.88864 | 0 | 0
452-1403 | 452 | Tier-2 | 0.20947 | 0 | 0.20947 | 436-334 | 436 | Tier-1 | 452-1403 | 0.20947 | 0.089962 | 0 | 0
452-1405 | 452 | Tier-2 | 0.34205 | 0.047348 | 0.38939 | 437-1190 | 437 | Tier-1 | 452-1405 | 0.34205 | 0.032197 | 0 | 0.047348
428-122 | 428 | Tier-1 | 0 | 0 | 0 | 437-1192F | 437 | Tier-1 | 428-122 | 0 | 0.022727 | 0 | 0
452-36 | 452 | Tier-1 | 0 | 0 | 0 | 439-42F | 439 | Tier-1 | 452-36 | 0 | 0 | 0 | 0
452-719 | 452 | Tier-1 | 0 | 0 | 0 | 441-30R | 441 | Tier-3 | 452-719 | 0 | 0 | 0 | 0
454-1814 | 454 | Tier-2 | 0.095455 | 0 | 0.095455 | 442-16R | 442 | Tier-3 | 454-1814 | 0.095455 | 0.015152 | 0 | 0
428-129 | 428 | Tier-1 | 0 | 0 | 0 | 442-28R | 442 | Tier-3 | 428-129 | 0 | 0.15549 | 0 | 0
454-50 | 454 | Tier-1 | 0 | 0 | 0 | 442-29R | 442 | Tier-3 | 454-50 | 0 | 0 | 0 | 0
458-34 | 458 | Tier-1 | 0 | 0 | 0 | 442-730 | 442 | Tier-3 | 458-34 | 0 | 0 | 0 | 0
458-42 | 458 | Tier-1 | 0 | 0 | 0 | 442-758F | 442 | Tier-3 | 458-42 | 0 | 0 | 0 | 0
458-44F | 458 | Tier-1 | 0.18371 | 0 | 0.18371 | 442-777 | 442 | Tier-3 | 458-44F | 0.18371 | 0.045076 | 0 | 0
46-1 | 46 | Tier-1 | 0 | 0 | 0 | 443-218R | 443 | Tier-1 | 46-1 | 0 | 0 | 0 | 0
46-2 | 46 | Tier-1 | 0 | 0 | 0 | 444-43R | 444 | Tier-2 | 46-2 | 0 | 0.011364 | 0 | 0
46-3F | 46 | Tier-1 | 0 | 0 | 0 | 445-1311R | 445 | Tier-3 | 46-3F | 0 | 0.0068182 | 0 | 0
428-137F | 428 | Tier-1 | 0 | 0 | 0 | 445-1314 | 445 | Tier-2 | 428-137F | 0 | 0.013258 | 0 | 0
46-4F | 46 | Tier-1 | 0 | 0 | 0 | 445-1316F | 445 | Tier-2 | 46-4F | 0 | 0.0077652 | 0 | 0
46-5 | 46 | Tier-1 | 0 | 0 | 0 | 448-1203F | 448 | Tier-3 | 46-5 | 0 | 0 | 0 | 0
428-140F | 428 | Tier-1 | 0 | 0 | 0 | 448-47R | 448 | Tier-3 | 428-140F | 0 | 0.59848 | 0 | 0
46-6F | 46 | Tier-1 | 0 | 0 | 0 | 448-714R | 448 | Tier-3 | 46-6F | 0 | 0.0068182 | 0 | 0
46-7F | 46 | Tier-1 | 0 | 0 | 0 | 448-9R | 448 | Tier-3 | 46-7F | 0 | 0.0047348 | 0 | 0
460-329F | 460 | Tier-1 | 0 | 0 | 0 | 449-16R | 449 | Tier-3 | 460-329F | 0 | 1.3799 | 0 | 0
460-330 | 460 | Tier-1 | 0 | 0 | 0 | 449-693R | 449 | Tier-3 | 460-330 | 0 | 0 | 0 | 0
461-25 | 461 | Tier-1 | 0 | 0 | 0 | 450-1850 | 450 | Tier-2 | 461-25 | 0 | 0 | 0 | 0
462-1024 | 462 | Tier-1 | 0 | 0 | 0 | 450-1853F | 450 | Tier-2 | 462-1024 | 0 | 0 | 0 | 0
428-41 | 428 | Tier-1 | 0 | 0 | 0 | 450-88R | 450 | Tier-2 | 428-41 | 0 | 0.021023 | 0 | 0
462-1025F | 462 | Tier-1 | 0 | 0 | 0 | 451-40 | 451 | Tier-1 | 462-1025F | 0 | 0.40758 | 0 | 0
428-80 | 428 | Tier-1 | 0 | 0 | 0 | 454-47R | 454 | Tier-1 | 428-80 | 0 | 0.0098485 | 0 | 0
428-81 | 428 | Tier-1 | 0 | 0 | 0 | 456-5 | 456 | Tier-1 | 428-81 | 0 | 1.5746 | 0 | 0
462-1036 | 462 | Tier-1 | 0 | 0 | 0 | 458-41F | 458 | Tier-1 | 462-1036 | 0 | 0 | 0 | 0
462-1520 | 462 | Tier-1 | 0 | 0 | 0 | 458-43F | 458 | Tier-1 | 462-1520 | 0 | 0 | 0 | 0
463-1136F | 463 | Tier-2 | 0.58561 | 0 | 0.58561 | 458-44F | 458 | Tier-1 | 463-1136F | 0.58561 | 0.95189 | 0 | 0
463-1138 | 463 | Tier-1 | 0 | 0 | 0 | 461-26F | 461 | Tier-1 | 463-1138 | 0 | 0 | 0 | 0
463-226 | 463 | Tier-1 | 0 | 0 | 0 | 462-1034F | 462 | Tier-1 | 463-226 | 0 | 0 | 0 | 0
463-353 | 463 | Tier-2 | 0 | 0 | 0 | 462-1035F | 462 | Tier-1 | 463-353 | 0 | 0.52121 | 0 | 0
463-453 | 463 | Tier-1 | 0 | 0 | 0 | 463-1229 | 463 | Tier-2 | 463-453 | 0 | 0 | 0 | 0
463-454 | 463 | Tier-1 | 0 | 0 | 0 | 463-226 | 463 | Tier-1 | 463-454 | 0 | 0.28409 | 0 | 0
464-1 | 464 | Tier-1 | 0 | 0 | 0 | 463-258 | 463 | Tier-2 | 464-1 | 0 | 0 | 0 | 0
464-14 | 464 | Tier-1 | 0 | 0 | 0 | 463-453 | 463 | Tier-1 | 464-14 | 0 | 0.015152 | 0 | 0
464-14F | 464 | Tier-1 | 0 | 0 | 0 | 463-454 | 463 | Tier-1 | 464-14F | 0 | 0 | 0 | 0
464-15 | 464 | Tier-1 | 0 | 0 | 0 | 464-15 | 464 | Tier-1 | 464-15 | 0 | 0.0056818 | 0 | 0
464-15F | 464 | Tier-1 | 0 | 0 | 0 | 464-28 | 464 | Tier-1 | 464-15F | 0 | 0 | 0 | 0
464-29 | 464 | Tier-1 | 0 | 0 | 0 | 464-29 | 464 | Tier-1 | 464-29 | 0 | 0 | 0 | 0
467-7 | 467 | Tier-1 | 0 | 0 | 0 | 468-16 | 468 | Tier-1 | 467-7 | 0 | 0 | 0 | 0
467-8 | 467 | Tier-1 | 0 | 0 | 0 | 468-17 | 468 | Tier-1 | 467-8 | 0 | 0.020833 | 0 | 0
467-8F | 467 | Tier-1 | 0 | 0 | 0 | 468-18F | 468 | Tier-1 | 467-8F | 0 | 0 | 0 | 0
467-9 | 467 | Tier-1 | 0 | 0 | 0 | 468-7 | 468 | Tier-1 | 467-9 | 0 | 0.015152 | 0 | 0
467-9F | 467 | Tier-1 | 0 | 0 | 0 | 468-8 | 468 | Tier-1 | 467-9F | 0 | 0 | 0 | 0
468-10 | 468 | Tier-1 | 0 | 0 | 0 | 470-40AE | 470 | Tier-2 | 468-10 | 0 | 0 | 0 | 0
429-92 | 429 | Tier-1 | 0 | 0 | 0 | 474-29 | 474 | Tier-1 | 429-92 | 0 | 0.0056818 | 0 | 0
468-16 | 468 | Tier-1 | 0 | 0 | 0 | 477-34F | 477 | Tier-1 | 468-16 | 0 | 0.038826 | 0 | 0
429-93 | 429 | Tier-1 | 0 | 0 | 0 | 477-7 | 477 | Tier-1 | 429-93 | 0 | 0.0075758 | 0 | 0
468-16F | 468 | Tier-1 | 0 | 0 | 0 | 480-1163R | 480 | Tier-1 | 468-16F | 0 | 0 | 0 | 0
429-94 | 429 | Tier-1 | 0 | 0 | 0 | 481-42F | 481 | Tier-1 | 429-94 | 0 | 0.14091 | 0 | 0
468-17F | 468 | Tier-1 | 0 | 0 | 0 | 482-382F | 482 | Tier-1 | 468-17F | 0 | 0 | 0 | 0
468-5 | 468 | Tier-1 | 0 | 0 | 0 | 489-18AE | 489 | Tier-1 | 468-5 | 0 | 0.14242 | 0 | 0
43-443 | 43 | Tier-1 | 0.070644 | 0 | 0.070644 | 492-1091F | 492 | Tier-1 | 43-443 | 0.070644 | 1.6189 | 0 | 0
468-6 | 468 | Tier-1 | 0 | 0 | 0 | 492-1092F | 492 | Tier-1 | 468-6 | 0 | 0.099811 | 0 | 0
43-445 | 43 | Tier-1 | 6.5723 | 0 | 6.5723 | 496-8 | 496 | Tier-1 | 43-445 | 6.5723 | 8.6422 | 0 | 0
468-7 | 468 | Tier-1 | 0 | 0 | 0 | 497-889F | 497 | Tier-1 | 468-7 | 0 | 0 | 0 | 0
43-474F | 43 | Tier-1 | 0 | 0 | 0 | 500-1531 | 500 | Tier-2 | 43-474F | 0 | 0.32481 | 0 | 0
43-475F | 43 | Tier-1 | 0.017614 | 0 | 0.017614 | 500-1532AE | 500 | Tier-2 | 43-475F | 0.017614 | 1.8566 | 0 | 0
430-321AE | 430 | Tier-1 | 0.1678 | 0 | 0.1678 | 501-788 | 501 | Tier-1 | 430-321AE | 0.1678 | 6.6305 | 0 | 0
430-42F | 430 | Tier-1 | 2.2852 | 0 | 2.2852 | 501-791AE | 501 | Tier-1 | 430-42F | 2.2852 | 4.9636 | 0 | 0
471-35 | 471 | Tier-1 | 0 | 0 | 0 | 502-719F | 502 | Tier-1 | 471-35 | 0 | 0 | 0 | 0
474-28 | 474 | Tier-1 | 0 | 0 | 0 | 502-755 | 502 | Tier-2 | 474-28 | 0 | 0 | 0 | 0
431-46AE | 431 | Tier-1 | 2.1534 | 0 | 2.1534 | 504-2501R | 504 | Tier-2 | 431-46AE | 2.1534 | 1.5176 | 0 | 0
475-761 | 475 | Tier-1 | 0 | 0 | 0 | 504-40R | 504 | Tier-1 | 475-761 | 0 | 0 | 0 | 0
431-474 | 431 | Tier-1 | 0.9697 | 0 | 0.9697 | 505-1676F | 505 | Tier-1 | 431-474 | 0.9697 | 0.68163 | 0 | 0
431-478 | 431 | Tier-1 | 0.77557 | 0 | 0.77557 | 505-635R | 505 | Tier-1 | 431-478 | 0.77557 | 2.0381 | 0 | 0
431-48AE | 431 | Tier-1 | 0.62841 | 0 | 0.62841 | 507-1607F | 507 | Tier-1 | 431-48AE | 0.62841 | 0.83712 | 0 | 0
476-4 | 476 | Tier-1 | 0 | 0 | 0 | 507-1732F | 507 | Tier-1 | 476-4 | 0 | 0.0030303 | 0 | 0
431-548 | 431 | Tier-1 | 0 | 0 | 0 | 507-1733 | 507 | Tier-1 | 431-548 | 0 | 0.0060606 | 0 | 0
431-550 | 431 | Tier-1 | 2.0879 | 0 | 2.0879 | 508-1026F | 508 | Tier-1 | 431-550 | 2.0879 | 3.4905 | 0 | 0
432-2 | 432 | Tier-1 | 0 | 0 | 0 | 508-1040 | 508 | Tier-1 | 432-2 | 0 | 0.016477 | 0 | 0
476-5 | 476 | Tier-1 | 0 | 0 | 0 | 51-861R | 51 | Tier-1 | 476-5 | 0 | 0 | 0 | 0
432-24F | 432 | Tier-2 | 0 | 0 | 0 | 510-798 | 510 | Tier-1 | 432-24F | 0 | 4.6318 | 0 | 0
432-25F | 432 | Tier-2 | 0 | 0 | 0 | 511-1337 | 511 | Tier-1 | 432-25F | 0 | 1.1822 | 0 | 0
432-3 | 432 | Tier-2 | 0 | 0 | 0 | 516-6 | 516 | Tier-1 | 432-3 | 0 | 16.0174 | 0 | 0
477-10 | 477 | Tier-1 | 0 | 0 | 0 | 518-39 | 518 | Tier-1 | 477-10 | 0 | 0.0085227 | 0 | 0
433-46F | 433 | Tier-1 | 0 | 0 | 0 | 518-43 | 518 | Tier-1 | 433-46F | 0 | 7.3805 | 0 | 0
433-47F | 433 | Tier-2 | 0 | 0 | 0 | 520-1045R | 520 | Tier-2 | 433-47F | 0 | 8.6348 | 0 | 0
433-981 | 433 | Tier-2 | 0 | 0 | 0 | 520-10R | 520 | Tier-2 | 433-981 | 0 | 8.497 | 0 | 0
477-10F | 477 | Tier-1 | 0 | 0 | 0 | 520-1489R | 520 | Tier-2 | 477-10F | 0 | 0 | 0 | 0
434-300AE | 434 | Tier-1 | 0 | 0 | 0 | 520-44F | 520 | Tier-2 | 434-300AE | 0 | 6.1466 | 0 | 0
434-301 | 434 | Tier-2 | 0.60379 | 0 | 0.60379 | 521-1856R | 521 | Tier-3 | 434-301 | 0.60379 | 7.6816 | 0 | 0
477-11 | 477 | Tier-1 | 0 | 0 | 0 | 521-18R | 521 | Tier-3 | 477-11 | 0 | 0.010417 | 0 | 0
434-680F | 434 | Tier-1 | 0 | 0 | 0 | 522-36 | 522 | Tier-2 | 434-680F | 0 | 2.2809 | 0 | 0
477-11F | 477 | Tier-1 | 0 | 0 | 0 | 522-38R | 522 | Tier-2 | 477-11F | 0 | 0 | 0 | 0
477-36 | 477 | Tier-1 | 0 | 0 | 0 | 524-50R | 524 | Tier-3 | 477-36 | 0 | 0 | 0 | 0
477-7 | 477 | Tier-1 | 0 | 0 | 0 | 53-50 | 53 | Tier-1 | 477-7 | 0 | 0 | 0 | 0
435-1342F | 435 | Tier-1 | 0 | 0 | 0 | 532-1293F | 532 | Tier-1 | 435-1342F | 0 | 7.3208 | 0 | 0
435-1343F | 435 | Tier-1 | 0 | 0 | 0 | 532-763 | 532 | Tier-1 | 435-1343F | 0 | 2.4936 | 0 | 0
435-25 | 435 | Tier-1 | 0 | 0 | 0 | 534-347 | 534 | Tier-1 | 435-25 | 0 | 3.6725 | 0 | 0
481-40 | 481 | Tier-1 | 0 | 0 | 0 | 535-10F | 535 | Tier-2 | 481-40 | 0 | 0 | 0 | 0
481-41F | 481 | Tier-1 | 0 | 0 | 0 | 535-8F | 535 | Tier-1 | 481-41F | 0 | 0.0090909 | 0 | 0
436-1043F | 436 | Tier-1 | 0 | 0 | 0 | 536-363F | 536 | Tier-2 | 436-1043F | 0 | 0.15076 | 0 | 0
436-1044F | 436 | Tier-1 | 0 | 0 | 0 | 536-376 | 536 | Tier-2 | 436-1044F | 0 | 4.5169 | 0 | 0
436-109AE | 436 | Tier-1 | 0 | 0 | 0 | 536-379F | 536 | Tier-2 | 436-109AE | 0 | 6.5674 | 0 | 0
481-42F | 481 | Tier-1 | 0 | 0 | 0 | 537-11F | 537 | Tier-1 | 481-42F | 0 | 0.0068182 | 0 | 0
436-115 | 436 | Tier-2 | 0 | 0 | 0 | 539-29 | 539 | Tier-1 | 436-115 | 0 | 6.1888 | 0 | 0
436-316F | 436 | Tier-1 | 0 | 0 | 0 | 540-27AE | 540 | Tier-1 | 436-316F | 0 | 1.4225 | 0 | 0
481-43F | 481 | Tier-1 | 0 | 0 | 0 | 542-44F | 542 | Tier-2 | 481-43F | 0 | 0.0049242 | 0 | 0
436-319F | 436 | Tier-2 | 0 | 0 | 0 | 542-45F | 542 | Tier-2 | 436-319F | 0 | 2.2786 | 0 | 0
482-380 | 482 | Tier-1 | 0 | 0 | 0 | 543-398 | 543 | Tier-2 | 482-380 | 0 | 0 | 0 | 0
482-940 | 482 | Tier-1 | 0 | 0 | 0 | 543-399 | 543 | Tier-1 | 482-940 | 0 | 0 | 0 | 0
437-1192F | 437 | Tier-1 | 0 | 0 | 0 | 545-46 | 545 | Tier-1 | 437-1192F | 0 | 4.0152 | 0 | 0
437-691 | 437 | Tier-1 | 0 | 0 | 0 | 545-49 | 545 | Tier-1 | 437-691 | 0 | 8.2061 | 0 | 0
438-10 | 438 | Tier-1 | 0 | 0 | 0 | 545-885R | 545 | Tier-1 | 438-10 | 0 | 1.3826 | 0 | 0
438-11 | 438 | Tier-1 | 0 | 0 | 0 | 547-23 | 547 | Tier-1 | 438-11 | 0 | 12.4896 | 0 | 0
486-56 | 486 | Tier-1 | 0 | 0 | 0 | 547-24F | 547 | Tier-1 | 486-56 | 0 | 0 | 0 | 0
438-45 | 438 | Tier-1 | 0.46629 | 0 | 0.46629 | 55-477F | 55 | Tier-1 | 438-45 | 0.46629 | 5.4483 | 0 | 0
438-561 | 438 | Tier-1 | 0 | 0 | 0 | 554-17F | 554 | Tier-1 | 438-561 | 0 | 1.0307 | 0 | 0
489-17 | 489 | Tier-1 | 0 | 0 | 0 | 554-21 | 554 | Tier-1 | 489-17 | 0 | 0 | 0 | 0
439-40F | 439 | Tier-1 | 0 | 0 | 0 | 554-22 | 554 | Tier-1 | 439-40F | 0 | 0.22311 | 0 | 0
489-18AE | 489 | Tier-1 | 0 | 0 | 0 | 554-23 | 554 | Tier-1 | 489-18AE | 0 | 0.09697 | 0 | 0
439-42F | 439 | Tier-1 | 0.057386 | 0 | 0.057386 | 555-1 | 555 | Tier-1 | 439-42F | 0.057386 | 1.661 | 0 | 0
439-43F | 439 | Tier-1 | 0 | 0 | 0 | 555-23 | 555 | Tier-1 | 439-43F | 0 | 0.47102 | 0 | 0
492-1093 | 492 | Tier-1 | 0 | 0 | 0 | 557-827AE | 557 | Tier-1 | 492-1093 | 0 | 0 | 0 | 0
492-612F | 492 | Tier-1 | 0 | 0 | 0 | 558-505 | 558 | Tier-1 | 492-612F | 0 | 0.052083 | 0 | 0
44-1099F | 44 | Tier-1 | 0 | 0 | 0 | 559-16F | 559 | Tier-1 | 44-1099F | 0 | 1.5477 | 0 | 0
44-1101F | 44 | Tier-1 | 1.3008 | 0 | 1.3008 | 559-18F | 559 | Tier-1 | 44-1101F | 1.3008 | 2.3835 | 0 | 0
492-613 | 492 | Tier-1 | 0 | 0 | 0 | 559-42 | 559 | Tier-1 | 492-613 | 0 | 0 | 0 | 0
492-8AE | 492 | Tier-1 | 0 | 0 | 0 | 559-44 | 559 | Tier-1 | 492-8AE | 0 | 0.75739 | 0 | 0
44-40AE | 44 | Tier-1 | 0.79318 | 0 | 0.79318 | 56-671F | 56 | Tier-1 | 44-40AE | 0.79318 | 3.0612 | 0 | 0
44-41 | 44 | Tier-1 | 0.53447 | 0 | 0.53447 | 561-32F | 561 | Tier-1 | 44-41 | 0.53447 | 1.0292 | 0 | 0
44-42 | 44 | Tier-1 | 0.72841 | 0 | 0.72841 | 562-98 | 562 | Tier-1 | 44-42 | 0.72841 | 3.4759 | 0 | 0
441-23R | 441 | Tier-3 | 5.0348 | 0.091288 | 5.1261 | 564-17 | 564 | Tier-1 | 441-23R | 5.0348 | 1.728 | 0.27216 | 0.091288
441-279R | 441 | Tier-3 | 2.1348 | 0.024621 | 2.1595 | 564-18F | 564 | Tier-1 | 441-279R | 2.1348 | 2.1504 | 0.09678 | 0.024621
441-27R | 441 | Tier-3 | 7.0608 | 0.31875 | 7.3795 | 566-43 | 566 | Tier-1 | 441-27R | 7.0608 | 0.12538 | 0.029356 | 0.31875
441-30R | 441 | Tier-3 | 5.714 | 0.019318 | 5.7333 | 566-45AE | 566 | Tier-1 | 441-30R | 5.714 | 0.4625 | 0.079545 | 0.019318
442-16R | 442 | Tier-3 | 10.6841 | 0 | 10.6841 | 567-17F | 567 | Tier-1 | 442-16R | 10.6841 | 0.018182 | 0 | 0
493-485F | 493 | Tier-1 | 0.27178 | 0 | 0.27178 | 570-490F | 570 | Tier-1 | 493-485F | 0.27178 | 0.20739 | 0 | 0
493-486 | 493 | Tier-1 | 0 | 0 | 0 | 570-491F | 570 | Tier-1 | 493-486 | 0 | 0 | 0 | 0
496-20 | 496 | Tier-1 | 0 | 0 | 0 | 571-41 | 571 | Tier-1 | 496-20 | 0 | 0 | 0 | 0
442-32R | 442 | Tier-3 | 0 | 0 | 0 | 571-43F | 571 | Tier-1 | 442-32R | 0 | 1.0222 | 0 | 0
496-21 | 496 | Tier-1 | 0.33125 | 0 | 0.33125 | 571-44F | 571 | Tier-1 | 496-21 | 0.33125 | 0.92917 | 0 | 0
496-259F | 496 | Tier-1 | 0 | 0 | 0 | 571-50F | 571 | Tier-1 | 496-259F | 0 | 0.64678 | 0 | 0
442-525 | 442 | Tier-3 | 2.8098 | 0 | 2.8098 | 572-493F | 572 | Tier-1 | 442-525 | 2.8098 | 1.9273 | 0 | 0
442-728R | 442 | Tier-3 | 15.4341 | 0 | 15.4341 | 572-494F | 572 | Tier-1 | 442-728R | 15.4341 | 4.5034 | 0 | 0
442-729 | 442 | Tier-3 | 2.7652 | 0 | 2.7652 | 575-21 | 575 | Tier-1 | 442-729 | 2.7652 | 0.50663 | 0 | 0
496-260 | 496 | Tier-1 | 0 | 0 | 0 | 576-205F | 576 | Tier-1 | 496-260 | 0 | 0 | 0 | 0
496-8 | 496 | Tier-1 | 0 | 0 | 0 | 577-192 | 577 | Tier-2 | 496-8 | 0 | 0 | 0 | 0
442-764R | 442 | Tier-3 | 2.0108 | 0 | 2.0108 | 577-202F | 577 | Tier-2 | 442-764R | 2.0108 | 0.21231 | 0 | 0
497-890 | 497 | Tier-1 | 0 | 0 | 0 | 578-241 | 578 | Tier-1 | 497-890 | 0 | 0 | 0 | 0
501-788 | 501 | Tier-1 | 0 | 0 | 0 | 58-110F | 58 | Tier-1 | 501-788 | 0 | 0 | 0 | 0
502-10 | 502 | Tier-1 | 0 | 0 | 0 | 58-1163 | 58 | Tier-1 | 502-10 | 0 | 1.558 | 0 | 0
443-218R | 443 | Tier-1 | 1.4956 | 0 | 1.4956 | 58-1166F | 58 | Tier-1 | 443-218R | 1.4956 | 0.054545 | 0 | 0
444-15R | 444 | Tier-2 | 8.079 | 0.27197 | 8.3509 | 58-729F | 58 | Tier-1 | 444-15R | 8.079 | 0 | 0.030303 | 0.27197
444-43R | 444 | Tier-2 | 19.1161 | 1.4902 | 20.6062 | 58-732 | 58 | Tier-1 | 444-43R | 19.1161 | 3.1964 | 0.17973 | 1.4902
444-9R | 444 | Tier-2 | 10.1862 | 4.4384 | 14.6246 | 58-737F | 58 | Tier-1 | 444-9R | 10.1862 | 0.53333 | 0.030114 | 4.4384
445-1311R | 445 | Tier-3 | 11.3703 | 1.9292 | 13.2994 | 58-754F | 58 | Tier-1 | 445-1311R | 11.3703 | 0.70928 | 0.12121 | 1.9292
502-12 | 502 | Tier-1 | 0 | 0 | 0 | 580-690AE | 580 | Tier-1 | 502-12 | 0 | 0 | 0 | 0
502-717 | 502 | Tier-1 | 0 | 0 | 0 | 581-49 | 581 | Tier-1 | 502-717 | 0 | 0 | 0 | 0
504-1560 | 504 | Tier-1 | 0 | 0 | 0 | 583-317 | 583 | Tier-1 | 504-1560 | 0 | 0 | 0 | 0
505-1678 | 505 | Tier-1 | 0 | 0 | 0 | 583-318F | 583 | Tier-1 | 505-1678 | 0 | 0 | 0 | 0
445-1318F | 445 | Tier-2 | 0 | 0 | 0 | 583-658F | 583 | Tier-1 | 445-1318F | 0 | 1.5318 | 0 | 0
445-1320F | 445 | Tier-2 | 0 | 0 | 0 | 584-552 | 584 | Tier-1 | 445-1320F | 0 | 1.6966 | 0.094318 | 0
506-159 | 506 | Tier-1 | 0 | 0 | 0 | 585-252 | 585 | Tier-1 | 506-159 | 0 | 0 | 0 | 0
507-1606 | 507 | Tier-1 | 0 | 0 | 0 | 586-3 | 586 | Tier-1 | 507-1606 | 0 | 0 | 0 | 0
445-1324F | 445 | Tier-2 | 0 | 0 | 0 | 588-15 | 588 | Tier-1 | 445-1324F | 0 | 0.20682 | 0 | 0
445-1325F | 445 | Tier-2 | 11.2644 | 0.44848 | 11.7129 | 588-22 | 588 | Tier-1 | 445-1325F | 11.2644 | 6.1271 | 0.76345 | 0.44848
507-1732F | 507 | Tier-1 | 0 | 0 | 0 | 589-57AE | 589 | Tier-1 | 507-1732F | 0 | 0.15398 | 0 | 0
507-1734 | 507 | Tier-1 | 0 | 0 | 0 | 59-1196 | 59 | Tier-1 | 507-1734 | 0 | 0 | 0 | 0
508-1023 | 508 | Tier-1 | 0 | 0 | 0 | 59-465 | 59 | Tier-1 | 508-1023 | 0 | 0 | 0 | 0
445-17R | 445 | Tier-2 | 2.7434 | 0.66212 | 3.4055 | 59-467 | 59 | Tier-1 | 445-17R | 2.7434 | 2.1117 | 0.18314 | 0.66212
445-18R | 445 | Tier-2 | 22.6981 | 2.16 | 24.8581 | 591-1113F | 591 | Tier-2 | 445-18R | 22.6981 | 1.8886 | 0.72102 | 2.16
508-1040 | 508 | Tier-1 | 0 | 0 | 0 | 591-39AE | 591 | Tier-1 | 508-1040 | 0 | 0 | 0 | 0
445-39R | 445 | Tier-2 | 6.5566 | 1.9413 | 8.4979 | 593-27 | 593 | Tier-1 | 445-39R | 6.5566 | 8.5727 | 1.3316 | 1.9413
445-894R | 445 | Tier-2 | 25.2472 | 1.6152 | 26.8623 | 594-2 | 594 | Tier-2 | 445-894R | 25.2472 | 0.19602 | 0.25549 | 1.6152
508-1043F | 508 | Tier-1 | 0 | 0 | 0 | 595-1438 | 595 | Tier-1 | 508-1043F | 0 | 0.31875 | 0 | 0
508-938 | 508 | Tier-1 | 0 | 0 | 0 | 595-1440F | 595 | Tier-1 | 508-938 | 0 | 0 | 0 | 0
51-41 | 51 | Tier-1 | 0 | 0 | 0 | 595-1442F | 595 | Tier-1 | 51-41 | 0 | 0 | 0 | 0
448-1198F | 448 | Tier-3 | 0 | 0 | 0 | 595-1451F | 595 | Tier-1 | 448-1198F | 0 | 1.1795 | 0 | 0
51-42F | 51 | Tier-1 | 0 | 0 | 0 | 595-1454F | 595 | Tier-2 | 51-42F | 0 | 0.010985 | 0 | 0
448-1203F | 448 | Tier-3 | 0 | 0 | 0 | 598-659 | 598 | Tier-1 | 448-1203F | 0 | 1.1277 | 0 | 0
51-43F | 51 | Tier-1 | 0 | 0 | 0 | 598-660 | 598 | Tier-1 | 51-43F | 0 | 0.0083333 | 0 | 0
51-44F | 51 | Tier-1 | 0 | 0 | 0 | 61-21F | 61 | Tier-1 | 51-44F | 0 | 0.0064394 | 0 | 0
448-47R | 448 | Tier-3 | 8.3023 | 0 | 8.3023 | 65-38AE | 65 | Tier-1 | 448-47R | 8.3023 | 0.57178 | 0 | 0
448-714R | 448 | Tier-3 | 10.2119 | 0 | 10.2119 | 66-1213R | 66 | Tier-1 | 448-714R | 10.2119 | 3.0934 | 0 | 0
448-724R | 448 | Tier-3 | 7.9845 | 0 | 7.9845 | 67-24R | 67 | Tier-3 | 448-724R | 7.9845 | 0 | 0 | 0
448-735R | 448 | Tier-3 | 7.6566 | 0 | 7.6566 | 67-34R | 67 | Tier-3 | 448-735R | 7.6566 | 0 | 0 | 0
448-744R | 448 | Tier-3 | 25.9697 | 0 | 25.9697 | 67-45R | 67 | Tier-3 | 448-744R | 25.9697 | 0.87879 | 0 | 0
51-861R | 51 | Tier-1 | 1.5765 | 0 | 1.5765 | 68-42 | 68 | Tier-1 | 51-861R | 1.5765 | 1.4845 | 0 | 0
449-13R | 449 | Tier-3 | 12.1381 | 4.4097 | 16.5477 | 68-775 | 68 | Tier-1 | 449-13R | 12.1381 | 1.0665 | 0.17462 | 4.4097
511-1339 | 511 | Tier-1 | 0 | 0 | 0 | 700-224AE | 700 | Tier-1 | 511-1339 | 0 | 0 | 0 | 0
449-683 | 449 | Tier-3 | 1.6021 | 0 | 1.6021 | 700-255 | 700 | Tier-1 | 449-683 | 1.6021 | 0 | 0 | 0
512-299 | 512 | Tier-1 | 0 | 0 | 0 | 700-258 | 700 | Tier-1 | 512-299 | 0 | 0 | 0 | 0
513-44 | 513 | Tier-1 | 0 | 0 | 0 | 701-30 | 701 | Tier-1 | 513-44 | 0 | 0 | 0 | 0
45-15AE | 45 | Tier-1 | 0.56231 | 0 | 0.56231 | 701-48AE | 701 | Tier-1 | 45-15AE | 0.56231 | 0.12045 | 0 | 0
45-16 | 45 | Tier-1 | 1.5095 | 0 | 1.5095 | 701-49 | 701 | Tier-1 | 45-16 | 1.5095 | 0.80114 | 0 | 0
515-50 | 515 | Tier-1 | 0 | 0 | 0 | 701-749 | 701 | Tier-1 | 515-50 | 0 | 0 | 0 | 0
516-6 | 516 | Tier-1 | 0 | 0 | 0 | 702-448F | 702 | Tier-1 | 516-6 | 0 | 0 | 0 | 0
450-114F | 450 | Tier-1 | 0.46098 | 0 | 0.46098 | 703-279R | 703 | Tier-1 | 450-114F | 0.46098 | 0.79545 | 0 | 0
450-17 | 450 | Tier-2 | 0 | 0 | 0 | 71-14F | 71 | Tier-1 | 450-17 | 0 | 0.92064 | 0 | 0
518-40 | 518 | Tier-1 | 0 | 0 | 0 | 710-425 | 710 | Tier-1 | 518-40 | 0 | 0.44678 | 0 | 0
518-43 | 518 | Tier-1 | 0 | 0 | 0 | 710-96 | 710 | Tier-1 | 518-43 | 0 | 0 | 0 | 0
450-1851F | 450 | Tier-2 | 5.91 | 0 | 5.91 | 712-26 | 712 | Tier-1 | 450-1851F | 5.91 | 0.57216 | 0 | 0
519-30 | 519 | Tier-1 | 0 | 0 | 0 | 713-170 | 713 | Tier-1 | 519-30 | 0 | 0.97292 | 0 | 0
450-1853F | 450 | Tier-2 | 0.84318 | 0 | 0.84318 | 713-31 | 713 | Tier-1 | 450-1853F | 0.84318 | 2.2973 | 0 | 0
52-15 | 52 | Tier-1 | 0 | 0 | 0 | 714-23 | 714 | Tier-1 | 52-15 | 0 | 0 | 0 | 0
450-50R | 450 | Tier-2 | 0.35398 | 0 | 0.35398 | 714-28 | 714 | Tier-1 | 450-50R | 0.35398 | 8.3117 | 0 | 0
450-88R | 450 | Tier-2 | 2.8638 | 0 | 2.8638 | 714-550 | 714 | Tier-1 | 450-88R | 2.8638 | 9.933 | 0 | 0
451-38F | 451 | Tier-1 | 0.98125 | 0 | 0.98125 | 714-551F | 714 | Tier-1 | 451-38F | 0.98125 | 5.329 | 0 | 0
52-20R | 52 | Tier-1 | 1.9439 | 0 | 1.9439 | 714-552 | 714 | Tier-1 | 52-20R | 1.9439 | 0.048864 | 0 | 0
520-1525R | 520 | Tier-2 | 7.4684 | 0 | 7.4684 | 716-11 | 716 | Tier-1 | 520-1525R | 7.4684 | 0.75417 | 0 | 0
520-1936 | 520 | Tier-3 | 0.1358 | 0 | 0.1358 | 719-33 | 719 | Tier-1 | 520-1936 | 0.1358 | 0 | 0 | 0
452-1404F | 452 | Tier-2 | 0.79924 | 0.0087121 | 0.80795 | 719-34 | 719 | Tier-1 | 452-1404F | 0.79924 | 0.22955 | 0 | 0.0087121
520-44F | 520 | Tier-2 | 0 | 0 | 0 | 719-35 | 719 | Tier-1 | 520-44F | 0 | 0.0094697 | 0 | 0
520-45 | 520 | Tier-2 | 8.7233 | 0 | 8.7233 | 719-389F | 719 | Tier-1 | 520-45 | 8.7233 | 0.27424 | 0 | 0
452-37AE | 452 | Tier-1 | 0.35587 | 0.053788 | 0.40966 | 719-854 | 719 | Tier-1 | 452-37AE | 0.35587 | 6.6252 | 2.3053 | 0.053788
452-38AE | 452 | Tier-2 | 2.5653 | 0.2 | 2.7653 | 719-857F | 719 | Tier-1 | 452-38AE | 2.5653 | 5.3604 | 1.4676 | 0.2
452-39AE | 452 | Tier-1 | 1.1566 | 0.18769 | 1.3443 | 724-4 | 724 | Tier-1 | 452-39AE | 1.1566 | 4.6943 | 2.5839 | 0.18769
452-47 | 452 | Tier-1 | 1.0188 | 0.88447 | 1.9032 | 73-1161F | 73 | Tier-3 | 452-47 | 1.0188 | 2.6574 | 1.8106 | 0.88447
452-717 | 452 | Tier-2 | 0.20777 | 0.1714 | 0.37917 | 73-1165 | 73 | Tier-3 | 452-717 | 0.20777 | 8.8585 | 4.1206 | 0.1714
520-46 | 520 | Tier-2 | 0 | 0 | 0 | 73-23R | 73 | Tier-3 | 520-46 | 0 | 0 | 0 | 0
453-32R | 453 | Tier-1 | 1.3636 | 0 | 1.3636 | 73-678R | 73 | Tier-3 | 453-32R | 1.3636 | 7.0631 | 0 | 0
453-41 | 453 | Tier-1 | 0.29811 | 0 | 0.29811 | 731-46 | 731 | Tier-1 | 453-41 | 0.29811 | 5.1381 | 0 | 0
524-1782F | 524 | Tier-3 | 7.6273 | 0 | 7.6273 | 732-15R | 732 | Tier-1 | 524-1782F | 7.6273 | 0.75455 | 0 | 0
454-45AE | 454 | Tier-1 | 2.8106 | 1.6354 | 4.446 | 735-277 | 735 | Tier-1 | 454-45AE | 2.8106 | 7.0489 | 3.1519 | 1.6354
454-47R | 454 | Tier-1 | 0.16591 | 0.12481 | 0.29072 | 735-279F | 735 | Tier-1 | 454-47R | 0.16591 | 2.5407 | 1.2947 | 0.12481
454-48F | 454 | Tier-2 | 3.3746 | 0.049811 | 3.4244 | 735-283F | 735 | Tier-1 | 454-48F | 3.3746 | 0.05947 | 0.052652 | 0.049811
454-49F | 454 | Tier-2 | 1.0417 | 0.50492 | 1.5466 | 736-129 | 736 | Tier-1 | 454-49F | 1.0417 | 2.4314 | 0.74943 | 0.50492
525-40 | 525 | Tier-1 | 0 | 0 | 0 | 738-1372 | 738 | Tier-1 | 525-40 | 0 | 0 | 0 | 0
454-53F | 454 | Tier-2 | 0.42746 | 0.30758 | 0.73504 | 738-1375F | 738 | Tier-1 | 454-53F | 0.42746 | 6.1706 | 3.1265 | 0.30758
456-5 | 456 | Tier-1 | 5.0542 | 0 | 5.0542 | 740-857F | 740 | Tier-1 | 456-5 | 5.0542 | 14.7513 | 0 | 0
528-210 | 528 | Tier-1 | 0 | 0 | 0 | 740-870F | 740 | Tier-1 | 528-210 | 0 | 0 | 0 | 0
458-33F | 458 | Tier-1 | 1.322 | 0 | 1.322 | 741-49F | 741 | Tier-1 | 458-33F | 1.322 | 0.87519 | 0 | 0
528-212F | 528 | Tier-1 | 0 | 0 | 0 | 743-356 | 743 | Tier-1 | 528-212F | 0 | 0.4642 | 0 | 0
458-35F | 458 | Tier-1 | 0 | 0 | 0 | 746-364 | 746 | Tier-1 | 458-35F | 0 | 0.27803 | 0 | 0
458-41F | 458 | Tier-1 | 0.072159 | 0 | 0.072159 | 746-742 | 746 | Tier-1 | 458-41F | 0.072159 | 1.2973 | 0 | 0
532-1296 | 532 | Tier-1 | 0 | 0 | 0 | 746-756 | 746 | Tier-1 | 532-1296 | 0 | 0 | 0 | 0
458-43F | 458 | Tier-1 | 0.82235 | 0 | 0.82235 | 746-819F | 746 | Tier-1 | 458-43F | 0.82235 | 9.2066 | 0 | 0
532-764 | 532 | Tier-1 | 0 | 0 | 0 | 746-820 | 746 | Tier-1 | 532-764 | 0 | 0 | 0 | 0
533-8 | 533 | Tier-1 | 0 | 0 | 0 | 748-1058 | 748 | Tier-1 | 533-8 | 0 | 0 | 0 | 0
534-1078 | 534 | Tier-1 | 0 | 0 | 0 | 748-505 | 748 | Tier-1 | 534-1078 | 0 | 0 | 0 | 0
534-1081F | 534 | Tier-1 | 0 | 0 | 0 | 749-41F | 749 | Tier-1 | 534-1081F | 0 | 0.68902 | 0 | 0
534-347 | 534 | Tier-1 | 0 | 0 | 0 | 749-42F | 749 | Tier-1 | 534-347 | 0 | 0 | 0 | 0
534-349AE | 534 | Tier-1 | 0 | 0 | 0 | 749-43F | 749 | Tier-1 | 534-349AE | 0 | 0.34186 | 0 | 0
535-1120AE | 535 | Tier-2 | 0 | 0 | 0 | 75-2228F | 75 | Tier-3 | 535-1120AE | 0 | 0.23504 | 0 | 0
535-263 | 535 | Tier-1 | 0 | 0 | 0 | 75-2257F | 75 | Tier-3 | 535-263 | 0 | 0 | 0 | 0
536-360 | 536 | Tier-2 | 0 | 0 | 0 | 75-2260F | 75 | Tier-3 | 536-360 | 0 | 0 | 0 | 0
460-1165R | 460 | Tier-1 | 0 | 0 | 0 | 754-689 | 754 | Tier-2 | 460-1165R | 0 | 13.4187 | 0 | 0
460-328F | 460 | Tier-1 | 0 | 0 | 0 | 754-691 | 754 | Tier-1 | 460-328F | 0 | 2.6064 | 0 | 0
536-363F | 536 | Tier-2 | 0 | 0 | 0 | 756-109F | 756 | Tier-1 | 536-363F | 0 | 0.036742 | 0.013636 | 0
536-376 | 536 | Tier-2 | 0 | 0 | 0 | 756-42 | 756 | Tier-1 | 536-376 | 0 | 0 | 0 | 0
460-331F | 460 | Tier-1 | 0 | 0 | 0 | 756-44F | 756 | Tier-1 | 460-331F | 0 | 1.0225 | 0 | 0
460-957 | 460 | Tier-1 | 0 | 0 | 0 | 756-49F | 756 | Tier-1 | 460-957 | 0 | 0.023295 | 0 | 0
460-958AE | 460 | Tier-1 | 0 | 0 | 0 | 756-50F | 756 | Tier-1 | 460-958AE | 0 | 5.8858 | 0 | 0
461-24F | 461 | Tier-1 | 0.37538 | 0 | 0.37538 | 759-13AE | 759 | Tier-1 | 461-24F | 0.37538 | 5.1686 | 0 | 0
536-377F | 536 | Tier-2 | 0 | 0 | 0 | 76-243 | 76 | Tier-1 | 536-377F | 0 | 0.15246 | 0 | 0
461-26F | 461 | Tier-1 | 0 | 0 | 0 | 762-114 | 762 | Tier-1 | 461-26F | 0 | 0.89413 | 0 | 0
461-644R | 461 | Tier-1 | 0.15341 | 0 | 0.15341 | 763-50F | 763 | Tier-1 | 461-644R | 0.15341 | 2.8021 | 0 | 0
462-1023F | 462 | Tier-1 | 0 | 0 | 0 | 765-18F | 765 | Tier-1 | 462-1023F | 0 | 0.67784 | 0 | 0
536-378F | 536 | Tier-2 | 0 | 0 | 0 | 765-53 | 765 | Tier-1 | 536-378F | 0 | 0.15246 | 0 | 0
536-379F | 536 | Tier-2 | 0 | 0 | 0 | 768-19 | 768 | Tier-1 | 536-379F | 0 | 0.12784 | 0 | 0
462-1034F | 462 | Tier-1 | 0.67557 | 0 | 0.67557 | 771-274AE | 771 | Tier-1 | 462-1034F | 0.67557 | 4.107 | 0 | 0
462-1035F | 462 | Tier-1 | 0.022159 | 0 | 0.022159 | 772-318 | 772 | Tier-1 | 462-1035F | 0.022159 | 4.3061 | 0 | 0
537-24 | 537 | Tier-1 | 0 | 0 | 0 | 773-31F | 773 | Tier-1 | 537-24 | 0 | 0 | 0 | 0
537-29 | 537 | Tier-1 | 0 | 0 | 0 | 774-28AE | 774 | Tier-1 | 537-29 | 0 | 0.040152 | 0 | 0
462-1521F | 462 | Tier-1 | 0.38561 | 0 | 0.38561 | 774-4F | 774 | Tier-1 | 462-1521F | 0.38561 | 2.7924 | 0 | 0
462-1523F | 462 | Tier-1 | 0.43258 | 0 | 0.43258 | 775-185 | 775 | Tier-1 | 462-1523F | 0.43258 | 2.8723 | 0 | 0
462-868 | 462 | Tier-1 | 1.1962 | 0 | 1.1962 | 777-10 | 777 | Tier-1 | 462-868 | 1.1962 | 0.45644 | 0 | 0
463-1135F | 463 | Tier-2 | 0 | 0 | 0 | 777-265 | 777 | Tier-1 | 463-1135F | 0 | 9.5746 | 2.814 | 0
539-29 | 539 | Tier-1 | 0 | 0 | 0 | 777-266 | 777 | Tier-1 | 539-29 | 0 | 0 | 0 | 0
463-1137F | 463 | Tier-2 | 0.125 | 0 | 0.125 | 777-267F | 777 | Tier-1 | 463-1137F | 0.125 | 1.9634 | 0 | 0
539-45F | 539 | Tier-1 | 0 | 0 | 0 | 777-268F | 777 | Tier-1 | 539-45F | 0 | 1.1348 | 0 | 0
463-1229 | 463 | Tier-2 | 9.6112 | 1.8886 | 11.4998 | 777-9 | 777 | Tier-1 | 463-1229 | 9.6112 | 1.0161 | 0 | 1.8886
540-26 | 540 | Tier-1 | 0 | 0 | 0 | 780-443F | 780 | Tier-1 | 540-26 | 0 | 0 | 0 | 0
463-227F | 463 | Tier-1 | 0 | 0 | 0 | 780-444F | 780 | Tier-1 | 463-227F | 0 | 5.9816 | 0.55455 | 0
463-258 | 463 | Tier-2 | 0 | 0 | 0 | 780-468R | 780 | Tier-1 | 463-258 | 0 | 0.66572 | 0.015152 | 0
540-27AE | 540 | Tier-1 | 0 | 0 | 0 | 783-1453 | 783 | Tier-1 | 540-27AE | 0 | 0.24564 | 0 | 0
463-450 | 463 | Tier-1 | 0 | 0 | 0 | 783-850 | 783 | Tier-1 | 463-450 | 0 | 2.075 | 1.0341 | 0
540-28AE | 540 | Tier-1 | 0 | 0 | 0 | 785-138 | 785 | Tier-1 | 540-28AE | 0 | 0.15966 | 0 | 0
463-452 | 463 | Tier-1 | 0 | 0 | 0 | 785-138F | 785 | Tier-1 | 463-452 | 0 | 2.954 | 1.2845 | 0
540-3 | 540 | Tier-1 | 0 | 0 | 0 | 785-142 | 785 | Tier-1 | 540-3 | 0 | 0 | 0 | 0
540-38 | 540 | Tier-2 | 0 | 0 | 0 | 785-143 | 785 | Tier-1 | 540-38 | 0 | 0 | 0 | 0
540-39AE | 540 | Tier-2 | 0 | 0 | 0 | 785-151F | 785 | Tier-1 | 540-39AE | 0 | 0.032955 | 0 | 0
540-4 | 540 | Tier-1 | 0 | 0 | 0 | 785-167 | 785 | Tier-1 | 540-4 | 0 | 0.22424 | 0 | 0
542-26F | 542 | Tier-2 | 0 | 0 | 0 | 785-364 | 785 | Tier-1 | 542-26F | 0 | 0.55398 | 0 | 0
542-42 | 542 | Tier-1 | 0 | 0 | 0 | 785-366F | 785 | Tier-1 | 542-42 | 0 | 0 | 0 | 0
542-7 | 542 | Tier-2 | 0 | 0 | 0 | 785-368F | 785 | Tier-1 | 542-7 | 0 | 0 | 0 | 0
543-353 | 543 | Tier-1 | 0 | 0 | 0 | 785-369 | 785 | Tier-1 | 543-353 | 0 | 0 | 0 | 0
464-2 | 464 | Tier-1 | 0 | 0 | 0 | 789-16F | 789 | Tier-1 | 464-2 | 0 | 1.1032 | 0 | 0
464-27 | 464 | Tier-1 | 0 | 0 | 0 | 79-1212 | 79 | Tier-3 | 464-27 | 0 | 0.10568 | 0 | 0
543-354F | 543 | Tier-2 | 0 | 0 | 0 | 79-1215F | 79 | Tier-3 | 543-354F | 0 | 1.7267 | 0 | 0
543-356F | 543 | Tier-1 | 0 | 0 | 0 | 79-658R | 79 | Tier-3 | 543-356F | 0 | 1.0515 | 0 | 0
464-44 | 464 | Tier-1 | 0 | 0 | 0 | 79-668R | 79 | Tier-3 | 464-44 | 0 | 2.8396 | 0 | 0
543-358F | 543 | Tier-1 | 0 | 0 | 0 | 79-676R | 79 | Tier-3 | 543-358F | 0 | 0.041288 | 0 | 0
543-359 | 543 | Tier-1 | 0 | 0 | 0 | 79-679R | 79 | Tier-3 | 543-359 | 0 | 0 | 0 | 0
543-396 | 543 | Tier-1 | 0 | 0 | 0 | 79-808R | 79 | Tier-3 | 543-396 | 0 | 0 | 0 | 0
543-399 | 543 | Tier-1 | 0 | 0 | 0 | 793-26 | 793 | Tier-1 | 543-399 | 0 | 0.26742 | 0 | 0
545-37 | 545 | Tier-1 | 0 | 0 | 0 | 793-46F | 793 | Tier-1 | 545-37 | 0 | 0.011364 | 0 | 0
545-45AE | 545 | Tier-1 | 0 | 0 | 0 | 793-750AE | 793 | Tier-1 | 545-45AE | 0 | 0.125 | 0 | 0
468-11 | 468 | Tier-1 | 0 | 0 | 0 | 794-17 | 794 | Tier-1 | 468-11 | 0 | 0.6483 | 0 | 0
545-46 | 545 | Tier-1 | 0 | 0 | 0 | 795-723 | 795 | Tier-2 | 545-46 | 0 | 0 | 0 | 0
545-49 | 545 | Tier-1 | 0 | 0 | 0 | 795-725AE | 795 | Tier-2 | 545-49 | 0 | 0 | 0 | 0
468-17 | 468 | Tier-1 | 0 | 0 | 0 | 796-1396R | 796 | Tier-1 | 468-17 | 0 | 0.38409 | 0 | 0
547-23 | 547 | Tier-1 | 0 | 0 | 0 | 797-38 | 797 | Tier-1 | 547-23 | 0 | 0 | 0 | 0
547-24F | 547 | Tier-1 | 0 | 0 | 0 | 798-242 | 798 | Tier-1 | 547-24F | 0 | 0.0075758 | 0 | 0
547-25F | 547 | Tier-1 | 0 | 0 | 0 | 798-243AE | 798 | Tier-1 | 547-25F | 0 | 0.010417 | 0 | 0
548-13 | 548 | Tier-1 | 0 | 0 | 0 | 798-255 | 798 | Tier-1 | 548-13 | 0 | 0 | 0 | 0
548-16 | 548 | Tier-1 | 0 | 0 | 0 | 80-562 | 80 | Tier-1 | 548-16 | 0 | 0 | 0 | 0
549-35 | 549 | Tier-1 | 0 | 0 | 0 | 80-564 | 80 | Tier-1 | 549-35 | 0 | 0 | 0 | 0
55-478 | 55 | Tier-1 | 0 | 0 | 0 | 80-568F | 80 | Tier-1 | 55-478 | 0 | 0 | 0 | 0
470-40AE | 470 | Tier-2 | 5.6248 | 0.56326 | 6.1881 | 80-575R | 80 | Tier-1 | 470-40AE | 5.6248 | 4.9989 | 1.2636 | 0.56326
470-47R | 470 | Tier-3 | 22.8116 | 1.4956 | 24.3072 | 81-177AE | 81 | Tier-1 | 470-47R | 22.8116 | 1.4636 | 0.2661 | 1.4956
55-485 | 55 | Tier-1 | 0 | 0 | 0 | 81-192 | 81 | Tier-1 | 55-485 | 0 | 0 | 0 | 0
471-36F | 471 | Tier-2 | 3.0515 | 0 | 3.0515 | 81-194AE | 81 | Tier-1 | 471-36F | 3.0515 | 7.2398 | 0 | 0
471-37F | 471 | Tier-1 | 0 | 0 | 0 | 832-1059F | 832 | Tier-1 | 471-37F | 0 | 2.6443 | 0 | 0
471-38F | 471 | Tier-1 | 0 | 0 | 0 | 832-991F | 832 | Tier-1 | 471-38F | 0 | 3.3284 | 0 | 0
554-18 | 554 | Tier-1 | 0 | 0 | 0 | 834-422 | 834 | Tier-1 | 554-18 | 0 | 0 | 0 | 0
473-36R | 473 | Tier-1 | 7.6824 | 0 | 7.6824 | 835-12 | 835 | Tier-2 | 473-36R | 7.6824 | 6.3932 | 0 | 0
474-22AE | 474 | Tier-1 | 7.8458 | 0 | 7.8458 | 836-231AE | 836 | Tier-1 | 474-22AE | 7.8458 | 7.7576 | 0 | 0
554-20 | 554 | Tier-1 | 0 | 0 | 0 | 836-6 | 836 | Tier-1 | 554-20 | 0 | 0.42822 | 0 | 0
474-29 | 474 | Tier-1 | 1.6438 | 0 | 1.6438 | 840-304F | 840 | Tier-2 | 474-29 | 1.6438 | 9.1049 | 0 | 0
554-22 | 554 | Tier-1 | 0 | 0 | 0 | 840-309F | 840 | Tier-2 | 554-22 | 0 | 0 | 0 | 0
475-763F | 475 | Tier-1 | 1.4441 | 0 | 1.4441 | 840-374 | 840 | Tier-2 | 475-763F | 1.4441 | 3.2551 | 0 | 0
554-23 | 554 | Tier-1 | 0 | 0 | 0 | 840-58AE | 840 | Tier-2 | 554-23 | 0 | 0.99186 | 0 | 0
555-1 | 555 | Tier-1 | 0 | 0 | 0 | 841-308F | 841 | Tier-2 | 555-1 | 0 | 0 | 0 | 0
476-6F | 476 | Tier-1 | 0.074053 | 0 | 0.074053 | 843-27F | 843 | Tier-2 | 476-6F | 0.074053 | 0.72557 | 0 | 0
555-23 | 555 | Tier-1 | 0 | 0 | 0 | 843-33 | 843 | Tier-2 | 555-23 | 0 | 0 | 0 | 0
557-824 | 557 | Tier-1 | 0 | 0 | 0 | 843-34F | 843 | Tier-1 | 557-824 | 0 | 0 | 0 | 0
558-502 | 558 | Tier-1 | 0 | 0 | 0 | 846-1 | 846 | Tier-1 | 558-502 | 0 | 0 | 0 | 0
559-17 | 559 | Tier-1 | 0 | 0 | 0 | 851-1529F | 851 | Tier-1 | 559-17 | 0 | 0 | 0 | 0
559-19F | 559 | Tier-1 | 0 | 0 | 0 | 852-50F | 852 | Tier-1 | 559-19F | 0 | 0.4375 | 0 | 0
477-34F | 477 | Tier-1 | 0 | 0 | 0 | 853-545 | 853 | Tier-1 | 477-34F | 0 | 1.4104 | 0 | 0
559-42 | 559 | Tier-1 | 0 | 0 | 0 | 853-546F | 853 | Tier-1 | 559-42 | 0 | 0 | 0 | 0
56-28 | 56 | Tier-1 | 0 | 0 | 0 | 853-548F | 853 | Tier-1 | 56-28 | 0 | 0 | 0 | 0
56-668 | 56 | Tier-1 | 0 | 0 | 0 | 854-809F | 854 | Tier-1 | 56-668 | 0 | 0 | 0 | 0
480-1163R | 480 | Tier-1 | 1.703 | 0 | 1.703 | 854-812F | 854 | Tier-1 | 480-1163R | 1.703 | 0 | 0 | 0
480-32 | 480 | Tier-1 | 3.2985 | 0 | 3.2985 | 857-302F | 857 | Tier-1 | 480-32 | 3.2985 | 1.1733 | 0 | 0
480-35 | 480 | Tier-1 | 8.6667 | 0 | 8.6667 | 857-303 | 857 | Tier-1 | 480-35 | 8.6667 | 5.3826 | 0 | 0
481-30 | 481 | Tier-1 | 1.3915 | 0 | 1.3915 | 857-58 | 857 | Tier-1 | 481-30 | 1.3915 | 5.6419 | 0 | 0
56-671F | 56 | Tier-1 | 0 | 0 | 0 | 858-17 | 858 | Tier-1 | 56-671F | 0 | 0.39148 | 0 | 0
560-47 | 560 | Tier-1 | 0 | 0 | 0 | 859-1064 | 859 | Tier-1 | 560-47 | 0 | 0 | 0 | 0
560-5 | 560 | Tier-1 | 0 | 0 | 0 | 859-40F | 859 | Tier-1 | 560-5 | 0 | 0 | 0 | 0
561-31 | 561 | Tier-1 | 0 | 0 | 0 | 86-1056 | 86 | Tier-1 | 561-31 | 0 | 0 | 0 | 0
482-379F | 482 | Tier-1 | 0 | 0 | 0 | 87-12F | 87 | Tier-1 | 482-379F | 0 | 3.6292 | 0 | 0
562-98 | 562 | Tier-1 | 0 | 0 | 0 | 87-9 | 87 | Tier-1 | 562-98 | 0 | 0 | 0 | 0
482-381F | 482 | Tier-1 | 0.72992 | 0 | 0.72992 | 88-26F | 88 | Tier-1 | 482-381F | 0.72992 | 2.4852 | 0 | 0
482-382F | 482 | Tier-1 | 1.3275 | 0 | 1.3275 | 88-27F | 88 | Tier-1 | 482-382F | 1.3275 | 0.84186 | 0 | 0
482-939F | 482 | Tier-1 | 0 | 0 | 0 | 89-211F | 89 | Tier-1 | 482-939F | 0 | 6.193 | 0 | 0
563-38 | 563 | Tier-1 | 0 | 0 | 0 | 89-212F | 89 | Tier-1 | 563-38 | 0 | 0 | 0 | 0
486-54AE | 486 | Tier-2 | 0 | 0 | 0 | 89-289 | 89 | Tier-1 | 486-54AE | 0 | 10.4409 | 0 | 0
486-55AE | 486 | Tier-2 | 0 | 0 | 0 | 90-32 | 90 | Tier-1 | 486-55AE | 0 | 6.8172 | 0 | 0
564-17 | 564 | Tier-1 | 0 | 0 | 0 | 90-46 | 90 | Tier-1 | 564-17 | 0 | 0 | 0 | 0
486-57AE | 486 | Tier-1 | 0 | 0 | 0 | 900-1164F | 900 | Tier-1 | 486-57AE | 0 | 9.8642 | 0 | 0
486-61R | 486 | Tier-1 | 7.35 | 0 | 7.35 | 902-364F | 902 | Tier-1 | 486-61R | 7.35 | 5.3797 | 0 | 0
486-91 | 486 | Tier-1 | 1.2538 | 0 | 1.2538 | 902-365 | 902 | Tier-1 | 486-91 | 1.2538 | 11.8536 | 0 | 0
488-32R | 488 | Tier-1 | 1.7337 | 0 | 1.7337 | 902-48 | 902 | Tier-1 | 488-32R | 1.7337 | 6.0347 | 0 | 0
564-1923 | 564 | Tier-1 | 0 | 0 | 0 | 905-5 | 905 | Tier-1 | 564-1923 | 0 | 0 | 0 | 0
565-77 | 565 | Tier-1 | 0 | 0 | 0 | 905-6 | 905 | Tier-1 | 565-77 | 0 | 0 | 0 | 0
489-19AE | 489 | Tier-1 | 1.5763 | 0 | 1.5763 | 907-1602 | 907 | Tier-3 | 489-19AE | 1.5763 | 2.0248 | 0 | 0
489-33 | 489 | Tier-1 | 0.44773 | 0 | 0.44773 | 907-1604 | 907 | Tier-3 | 489-33 | 0.44773 | 3.4078 | 0 | 0
490-22 | 490 | Tier-1 | 0 | 0 | 0 | 908-1368R | 908 | Tier-2 | 490-22 | 0 | 0.94318 | 0 | 0
490-23 | 490 | Tier-1 | 0.13485 | 0 | 0.13485 | 908-2058F | 908 | Tier-3 | 490-23 | 0.13485 | 2.2036 | 0 | 0
490-36 | 490 | Tier-1 | 0.037879 | 0 | 0.037879 | 908-2061 | 908 | Tier-2 | 490-36 | 0.037879 | 4.5987 | 0 | 0
492-1090F | 492 | Tier-1 | 1.5292 | 0 | 1.5292 | 909-451 | 909 | Tier-3 | 492-1090F | 1.5292 | 0.24299 | 0 | 0
492-1091F | 492 | Tier-1 | 2.8909 | 0 | 2.8909 | 909-453R | 909 | Tier-2 | 492-1091F | 2.8909 | 3.247 | 0 | 0
492-1092F | 492 | Tier-1 | 0 | 0 | 0 | 909-805R | 909 | Tier-2 | 492-1092F | 0 | 1.0379 | 0 | 0
565-79AE | 565 | Tier-1 | 0 | 0 | 0 | 909-847 | 909 | Tier-2 | 565-79AE | 0 | 0.15511 | 0 | 0
492-14R | 492 | Tier-1 | 5.4803 | 0 | 5.4803 | 911-551 | 911 | Tier-1 | 492-14R | 5.4803 | 6.247 | 0 | 0
492-343R | 492 | Tier-1 | 2.5119 | 0 | 2.5119 | 913-451 | 913 | Tier-1 | 492-343R | 2.5119 | 2.3623 | 0 | 0
492-611F | 492 | Tier-1 | 0 | 0 | 0 | 913-454F | 913 | Tier-2 | 492-611F | 0 | 1.2568 | 0 | 0
566-131 | 566 | Tier-1 | 0 | 0 | 0 | 915-10 | 915 | Tier-2 | 566-131 | 0 | 0.19848 | 0 | 0
566-43 | 566 | Tier-1 | 0 | 0 | 0 | 915-11F | 915 | Tier-2 | 566-43 | 0 | 0 | 0 | 0
492-614F | 492 | Tier-1 | 0 | 0 | 0 | 915-12F | 915 | Tier-2 | 492-614F | 0 | 0.42538 | 0 | 0
567-15 | 567 | Tier-1 | 0 | 0 | 0 | 915-132F | 915 | Tier-2 | 567-15 | 0 | 0 | 0 | 0
493-478R | 493 | Tier-1 | 2.3403 | 0 | 2.3403 | 915-9F | 915 | Tier-2 | 493-478R | 2.3403 | 3.4191 | 0 | 0
493-480R | 493 | Tier-1 | 0.16818 | 0 | 0.16818 | 920-735AE | 920 | Tier-2 | 493-480R | 0.16818 | 0.014394 | 0 | 0
567-18F | 567 | Tier-1 | 0 | 0 | 0 | 920-820 | 920 | Tier-1 | 567-18F | 0 | 0.19621 | 0 | 0
57-1290 | 57 | Tier-1 | 0 | 0 | 0 | 921-799 | 921 | Tier-1 | 57-1290 | 0 | 0 | 0 | 0
493-491F | 493 | Tier-1 | 0 | 0 | 0 | 921-801F | 921 | Tier-1 | 493-491F | 0 | 0.31572 | 0 | 0
57-1294 | 57 | Tier-1 | 0 | 0 | 0 | 922-1143F | 922 | Tier-1 | 57-1294 | 0 | 0 | 0 | 0
57-1295F | 57 | Tier-1 | 0.70663 | 0 | 0.70663 | 922-582 | 922 | Tier-1 | 57-1295F | 0.70663 | 0.83693 | 0 | 0
57-1296F | 57 | Tier-1 | 3.8896 | 0 | 3.8896 | 923-59 | 923 | Tier-1 | 57-1296F | 3.8896 | 1.108 | 0 | 0
570-488 | 570 | Tier-1 | 0 | 0 | 0 | 923-60F | 923 | Tier-1 | 570-488 | 0 | 0 | 0 | 0
496-7 | 496 | Tier-1 | 0 | 0 | 0 | 925-204F | 925 | Tier-1 | 496-7 | 0 | 0.46951 | 0 | 0
570-489F | 570 | Tier-1 | 0.032197 | 0 | 0.032197 | 925-221 | 925 | Tier-1 | 570-489F | 0.032197 | 0.060606 | 0 | 0
497-888F | 497 | Tier-1 | 0.96155 | 0 | 0.96155 | 928-18 | 928 | Tier-2 | 497-888F | 0.96155 | 11.9805 | 0 | 0
497-889F | 497 | Tier-1 | 0 | 0 | 0 | 930-14F | 930 | Tier-1 | 497-889F | 0 | 3.2604 | 0 | 0
570-492F | 570 | Tier-1 | 0 | 0 | 0 | 930-470 | 930 | Tier-1 | 570-492F | 0 | 0.039773 | 0 | 0
497-891F | 497 | Tier-1 | 0 | 0 | 0 | 931-1055F | 931 | Tier-1 | 497-891F | 0 | 4.211 | 0 | 0
497-892F | 497 | Tier-1 | 0 | 0 | 0 | 932-16 | 932 | Tier-1 | 497-892F | 0 | 3.2396 | 0 | 0
500-1530 | 500 | Tier-2 | 0 | 0 | 0 | 932-459F | 932 | Tier-1 | 500-1530 | 0 | 1.0515 | 0.76004 | 0
500-1531 | 500 | Tier-2 | 0.96174 | 0.015341 | 0.97708 | 933-452 | 933 | Tier-1 | 500-1531 | 0.96174 | 21.2513 | 8.0903 | 0.015341
500-1532AE | 500 | Tier-2 | 0 | 0 | 0 | 933-471 | 933 | Tier-1 | 500-1532AE | 0 | 5.5638 | 2.2545 | 0
500-5R | 500 | Tier-2 | 0 | 0 | 0 | 933-472F | 933 | Tier-1 | 500-5R | 0 | 4.0712 | 2.6047 | 0
501-786 | 501 | Tier-2 | 1.0485 | 0 | 1.0485 | 933-473F | 933 | Tier-1 | 501-786 | 1.0485 | 8.6981 | 0 | 0
571-41 | 571 | Tier-1 | 0 | 0 | 0 | 934-747F | 934 | Tier-1 | 571-41 | 0 | 0 | 0 | 0
501-791AE | 501 | Tier-1 | 0 | 0 | 0 | 935-459 | 935 | Tier-1 | 501-791AE | 0 | 2.9443 | 0 | 0
571-42F | 571 | Tier-1 | 0 | 0 | 0 | 935-460F | 935 | Tier-1 | 571-42F | 0 | 0.010606 | 0 | 0
502-11F | 502 | Tier-2 | 0 | 0 | 0 | 935-461F | 935 | Tier-1 | 502-11F | 0 | 1.9752 | 0 | 0
571-43F | 571 | Tier-1 | 0 | 0 | 0 | 936-451F | 936 | Tier-1 | 571-43F | 0 | 0.0094697 | 0 | 0
571-44F | 571 | Tier-1 | 0 | 0 | 0 | 940-391 | 940 | Tier-1 | 571-44F | 0 | 0.0068182 | 0 | 0
502-718F | 502 | Tier-2 | 0 | 0 | 0 | 940-393 | 940 | Tier-1 | 502-718F | 0 | 11.0962 | 0 | 0
502-719F | 502 | Tier-1 | 0 | 0 | 0 | 940-398AE | 940 | Tier-1 | 502-719F | 0 | 0.31383 | 0 | 0
502-755 | 502 | Tier-2 | 0 | 0 | 0 | 942-467 | 942 | Tier-1 | 502-755 | 0 | 3.6155 | 0 | 0
502-9F | 502 | Tier-2 | 0 | 0 | 0 | 942-468 | 942 | Tier-1 | 502-9F | 0 | 4.8241 | 0 | 0
571-48 | 571 | Tier-1 | 0 | 0 | 0 | 942-472 | 942 | Tier-1 | 571-48 | 0 | 0 | 0 | 0
504-1563 | 504 | Tier-1 | 5.515 | 0 | 5.515 | 942-49F | 942 | Tier-1 | 504-1563 | 5.515 | 2.0398 | 0 | 0
504-2501R | 504 | Tier-2 | 4.6487 | 0 | 4.6487 | 942-50 | 942 | Tier-1 | 504-2501R | 4.6487 | 8.9248 | 0 | 0
504-287R | 504 | Tier-2 | 7.1044 | 0 | 7.1044 | 943-228F | 943 | Tier-1 | 504-287R | 7.1044 | 2.2381 | 0 | 0
504-40R | 504 | Tier-1 | 5.5331 | 0 | 5.5331 | 943-229 | 943 | Tier-1 | 504-40R | 5.5331 | 7.5042 | 0 | 0
505-1676F | 505 | Tier-1 | 3.6504 | 0 | 3.6504 | 948-5R | 948 | Tier-2 | 505-1676F | 3.6504 | 5.4591 | 0 | 0
572-492 | 572 | Tier-1 | 0 | 0 | 0 | 95-29R | 95 | Tier-1 | 572-492 | 0 | 0 | 0 | 0
505-1679F | 505 | Tier-1 | 0 | 0 | 0 | 95-36F | 95 | Tier-1 | 505-1679F | 0 | 1.0373 | 0 | 0
505-635R | 505 | Tier-1 | 14.8953 | 0 | 14.8953 | 95-37F | 95 | Tier-1 | 505-635R | 14.8953 | 6.3943 | 0 | 0
572-494F | 572 | Tier-1 | 0 | 0 | 0 | 951-391 | 951 | Tier-1 | 572-494F | 0 | 0.013258 | 0 | 0
506-160AE | 506 | Tier-1 | 0.047538 | 0 | 0.047538 | 951-795F | 951 | Tier-1 | 506-160AE | 0.047538 | 1.2309 | 0 | 0
506-161 | 506 | Tier-1 | 1.3831 | 0 | 1.3831 | 951-797F | 951 | Tier-1 | 506-161 | 1.3831 | 5.2381 | 0 | 0
574-7 | 574 | Tier-1 | 0 | 0 | 0 | 952-1439F | 952 | Tier-2 | 574-7 | 0 | 0 | 0 | 0
506-844 | 506 | Tier-1 | 4.4078 | 0 | 4.4078 | 952-927F | 952 | Tier-2 | 506-844 | 4.4078 | 3.9708 | 0 | 0
575-10 | 575 | Tier-1 | 0 | 0 | 0 | 952-928F | 952 | Tier-1 | 575-10 | 0 | 0.15739 | 0 | 0
507-1607F | 507 | Tier-1 | 0 | 0 | 0 | 953-208 | 953 | Tier-1 | 507-1607F | 0 | 11.6348 | 0 | 0
575-21 | 575 | Tier-1 | 0 | 0 | 0 | 953-527F | 953 | Tier-1 | 575-21 | 0 | 0 | 0 | 0
507-1733 | 507 | Tier-1 | 0.86723 | 0 | 0.86723 | 954-102F | 954 | Tier-2 | 507-1733 | 0.86723 | 10.4884 | 0 | 0
575-22F | 575 | Tier-1 | 0 | 0 | 0 | 954-204 | 954 | Tier-2 | 575-22F | 0 | 0.15076 | 0 | 0
575-23 | 575 | Tier-1 | 0 | 0 | 0 | 954-205AE | 954 | Tier-2 | 575-23 | 0 | 0.61155 | 0 | 0
508-1024F | 508 | Tier-1 | 0 | 0 | 0 | 954-422F | 954 | Tier-2 | 508-1024F | 0 | 6.7862 | 0 | 0
508-1025F | 508 | Tier-1 | 0 | 0 | 0 | 954-423F | 954 | Tier-2 | 508-1025F | 0 | 4.767 | 0 | 0
508-1026F | 508 | Tier-1 | 0 | 0 | 0 | 955-13 | 955 | Tier-1 | 508-1026F | 0 | 3.967 | 0 | 0
508-1027F | 508 | Tier-1 | 0.041667 | 0 | 0.041667 | 956-394F | 956 | Tier-1 | 508-1027F | 0.041667 | 0.083144 | 0 | 0
575-24F | 575 | Tier-1 | 0 | 0 | 0 | 956-401 | 956 | Tier-1 | 575-24F | 0 | 0.14811 | 0 | 0
508-1041F | 508 | Tier-1 | 0 | 0 | 0 | 957-178 | 957 | Tier-1 | 508-1041F | 0 | 3.5392 | 0 | 0
508-1042F | 508 | Tier-1 | 0 | 0 | 0 | 957-189 | 957 | Tier-1 | 508-1042F | 0 | 0.84072 | 0 | 0
575-25F | 575 | Tier-1 | 0 | 0 | 0 | 957-492 | 957 | Tier-1 | 575-25F | 0 | 0.25568 | 0 | 0
508-935AE | 508 | Tier-1 | 0 | 0 | 0 | 957-493 | 957 | Tier-1 | 508-935AE | 0 | 1.8991 | 0 | 0
508-937AE | 508 | Tier-1 | 0 | 0 | 0 | 958-17 | 958 | Tier-1 | 508-937AE | 0 | 6.3487 | 0 | 0
576-202 | 576 | Tier-1 | 0 | 0 | 0 | 958-21 | 958 | Tier-1 | 576-202 | 0 | 0 | 0 | 0
509-1227R | 509 | Tier-1 | 1.3991 | 0 | 1.3991 | 96-1039 | 96 | Tier-1 | 509-1227R | 1.3991 | 4.2074 | 0 | 0
577-192 | 577 | Tier-2 | 0 | 0 | 0 | 96-1041F | 96 | Tier-1 | 577-192 | 0 | 0 | 0 | 0
577-199 | 577 | Tier-2 | 0 | 0 | 0 | 96-1042F | 96 | Tier-1 | 577-199 | 0 | 0 | 0 | 0
577-201F | 577 | Tier-2 | 0 | 0 | 0 | 96-14 | 96 | Tier-1 | 577-201F | 0 | 0.059659 | 0 | 0
577-202F | 577 | Tier-2 | 0 | 0 | 0 | 961-242 | 961 | Tier-1 | 577-202F | 0 | 0.0075758 | 0 | 0
578-241 | 578 | Tier-1 | 0 | 0 | 0 | 961-246 | 961 | Tier-1 | 578-241 | 0 | 0 | 0 | 0
510-49R | 510 | Tier-1 | 1.9981 | 0 | 1.9981 | 961-73 | 961 | Tier-1 | 510-49R | 1.9981 | 14.5896 | 0 | 0
510-798 | 510 | Tier-1 | 0 | 0 | 0 | 962-107 | 962 | Tier-1 | 510-798 | 0 | 6.3424 | 0 | 0
511-1337 | 511 | Tier-1 | 0 | 0 | 0 | 962-111F | 962 | Tier-2 | 511-1337 | 0 | 7.6208 | 0 | 0
511-1338AE | 511 | Tier-1 | 0 | 0 | 0 | 963-34 | 963 | Tier-1 | 511-1338AE | 0 | 5.5494 | 0 | 0
578-244F | 578 | Tier-1 | 0 | 0 | 0 | 963-36 | 963 | Tier-1 | 578-244F | 0 | 0.0066288 | 0 | 0
511-831 | 511 | Tier-1 | 0.15682 | 0 | 0.15682 | 968-125 | 968 | Tier-1 | 511-831 | 0.15682 | 3.7225 | 0 | 0
579-31 | 579 | Tier-1 | 0 | 0 | 0 | 968-467F | 968 | Tier-2 | 579-31 | 0 | 0 | 0 | 0
512-300F | 512 | Tier-1 | 0 | 0 | 0 | 968-477F | 968 | Tier-2 | 512-300F | 0 | 3.4034 | 0 | 0
512-302F | 512 | Tier-1 | 0 | 0 | 0 | 969-230 | 969 | Tier-1 | 512-302F | 0 | 2.6313 | 0 | 0
512-49 | 512 | Tier-1 | 0 | 0 | 0 | 969-233F | 969 | Tier-1 | 512-49 | 0 | 0.38125 | 0 | 0
512-50AE | 512 | Tier-1 | 1.0134 | 0 | 1.0134 | 971-388R | 971 | Tier-3 | 512-50AE | 1.0134 | 4.2835 | 0 | 0
513-42F | 513 | Tier-1 | 0.5108 | 0 | 0.5108 | 972-1571 | 972 | Tier-2 | 513-42F | 0.5108 | 1.8761 | 0 | 0
579-351 | 579 | Tier-1 | 0 | 0 | 0 | 972-1586F | 972 | Tier-2 | 579-351 | 0 | 0 | 0 | 0
513-45F | 513 | Tier-1 | 0.067803 | 0 | 0.067803 | 972-1587F | 972 | Tier-2 | 513-45F | 0.067803 | 3.3564 | 0 | 0
515-423 | 515 | Tier-1 | 0 | 0 | 0 | 972-1639 | 972 | Tier-2 | 515-423 | 0 | 0.11477 | 0 | 0
515-49R | 515 | Tier-1 | 0.2803 | 0 | 0.2803 | 972-1643 | 972 | Tier-2 | 515-49R | 0.2803 | 5.1379 | 0 | 0
58-1163 | 58 | Tier-1 | 0 | 0 | 0 | 972-32R | 972 | Tier-2 | 58-1163 | 0 | 0 | 0 | 0
516-4 | 516 | Tier-1 | 0 | 0 | 0 | 973-1226R | 973 | Tier-3 | 516-4 | 0 | 0.74129 | 0 | 0
516-5F | 516 | Tier-1 | 0.75947 | 0 | 0.75947 | 973-1245R | 973 | Tier-3 | 516-5F | 0.75947 | 0.80492 | 0 | 0
58-1164F | 58 | Tier-1 | 0 | 0 | 0 | 973-534AE | 973 | Tier-3 | 58-1164F | 0 | 0.054924 | 0 | 0
516-7F | 516 | Tier-1 | 0.18125 | 0 | 0.18125 | 980-348 | 980 | Tier-2 | 516-7F | 0.18125 | 2.3729 | 0 | 0
518-39 | 518 | Tier-1 | 0.38144 | 0 | 0.38144 | 980-349 | 980 | Tier-2 | 518-39 | 0.38144 | 6.3348 | 0 | 0
58-1165F | 58 | Tier-1 | 0 | 0 | 0 | 980-879 | 980 | Tier-1 | 58-1165F | 0 | 0.0075758 | 0 | 0
518-41 | 518 | Tier-1 | 0.051326 | 0 | 0.051326 | 981-24F | 981 | Tier-1 | 518-41 | 0.051326 | 2.8769 | 0 | 0
518-42AE | 518 | Tier-1 | 0.17367 | 0 | 0.17367 | 981-25 | 981 | Tier-1 | 518-42AE | 0.17367 | 0.77633 | 0 | 0
58-1166F | 58 | Tier-1 | 0 | 0 | 0 | 981-28F | 981 | Tier-1 | 58-1166F | 0 | 0.0075758 | 0 | 0
58-732 | 58 | Tier-1 | 0 | 0 | 0 | 982-912 | 982 | Tier-2 | 58-732 | 0 | 0 | 0 | 0
519-46R | 519 | Tier-1 | 2.6335 | 0 | 2.6335 | 983-28 | 983 | Tier-2 | 519-46R | 2.6335 | 2.561 | 0 | 0
58-738 | 58 | Tier-1 | 0 | 0 | 0 | 983-29 | 983 | Tier-2 | 58-738 | 0 | 0 | 0 | 0
52-16F | 52 | Tier-1 | 0.30947 | 0 | 0.30947 | 985-38F | 985 | Tier-1 | 52-16F | 0.30947 | 2.018 | 0 | 0
52-17F | 52 | Tier-1 | 0.69072 | 0 | 0.69072 | 985-46F | 985 | Tier-1 | 52-17F | 0.69072 | 4.3155 | 0 | 0
52-18F | 52 | Tier-1 | 2.2767 | 0 | 2.2767 | 985-47F | 985 | Tier-1 | 52-18F | 2.2767 | 1.3792 | 0 | 0
58-740F | 58 | Tier-1 | 0 | 0 | 0 | 986-402F | 986 | Tier-2 | 58-740F | 0 | 0.087311 | 0 | 0
520-1045R | 520 | Tier-2 | 8.2123 | 0 | 8.2123 | 988-37 | 988 | Tier-2 | 520-1045R | 8.2123 | 0.017614 | 0 | 0
520-10R | 520 | Tier-2 | 4.5294 | 0 | 4.5294 | 99-184F | 99 | Tier-1 | 520-10R | 4.5294 | 1.0705 | 0 | 0
520-1489R | 520 | Tier-2 | 16.4032 | 0 | 16.4032 | 991-1206R | 991 | Tier-2 | 520-1489R | 16.4032 | 0.21951 | 0 | 0
520-1509R | 520 | Tier-2 | 13.2937 | 0 | 13.2937 | 427-142 | 427 | Tier-1 | 520-1509R | 13.2937 | 0.16818 | 0 | 0
58-752 | 58 | Tier-1 | 0 | 0 | 0 | 427-142F | 427 | Tier-1 | 58-752 | 0 | 0 | 0 | 0
520-1527R | 520 | Tier-3 | 10.018 | 0 | 10.018 | 427-211 | 427 | Tier-1 | 520-1527R | 10.018 | 3.2477 | 0 | 0
520-1902R | 520 | Tier-2 | 6.5758 | 0 | 6.5758 | 427-216 | 427 | Tier-1 | 520-1902R | 6.5758 | 2.4104 | 0 | 0
520-1904 | 520 | Tier-3 | 5.4665 | 0 | 5.4665 | 427-231 | 427 | Tier-1 | 520-1904 | 5.4665 | 2.5754 | 0 | 0
58-757 | 58 | Tier-1 | 0 | 0 | 0 | 427-44 | 427 | Tier-1 | 58-757 | 0 | 0 | 0 | 0
520-22R | 520 | Tier-2 | 1.9752 | 0 | 1.9752 | 428-120 | 428 | Tier-1 | 520-22R | 1.9752 | 1.2754 | 0 | 0
520-35R | 520 | Tier-3 | 13.971 | 0 | 13.971 | 428-122 | 428 | Tier-1 | 520-35R | 13.971 | 2.8405 | 0 | 0
580-689 | 580 | Tier-1 | 0 | 0 | 0 | 428-128 | 428 | Tier-1 | 580-689 | 0 | 0 | 0 | 0
580-690AE | 580 | Tier-1 | 0.067992 | 0 | 0.067992 | 428-129F | 428 | Tier-1 | 580-690AE | 0.067992 | 0.57121 | 0 | 0
581-49 | 581 | Tier-1 | 1.9536 | 0 | 1.9536 | 428-130 | 428 | Tier-1 | 581-49 | 1.9536 | 1.7674 | 0 | 0
521-14R | 521 | Tier-3 | 11.8083 | 0.96402 | 12.7723 | 428-40 | 428 | Tier-1 | 521-14R | 11.8083 | 5.0411 | 1.0282 | 0.96402
521-1819R | 521 | Tier-2 | 3.3873 | 1.958 | 5.3453 | 428-40F | 428 | Tier-1 | 521-1819R | 3.3873 | 3.3006 | 1.6199 | 1.958
583-316F | 583 | Tier-1 | 0 | 0 | 0 | 428-41F | 428 | Tier-1 | 583-316F | 0 | 0.015152 | 0 | 0
521-1856R | 521 | Tier-3 | 10.9152 | 1.2812 | 12.1964 | 428-81 | 428 | Tier-1 | 521-1856R | 10.9152 | 2.1871 | 1.3375 | 1.2812
521-18R | 521 | Tier-3 | 11.1305 | 1.5223 | 12.6528 | 429-122 | 429 | Tier-1 | 521-18R | 11.1305 | 4.178 | 1.4083 | 1.5223
521-27R | 521 | Tier-2 | 7.6949 | 2.4725 | 10.1674 | 429-170 | 429 | Tier-1 | 521-27R | 7.6949 | 2.4659 | 0.81742 | 2.4725
521-32R | 521 | Tier-3 | 9.5873 | 0.40985 | 9.9972 | 429-170F | 429 | Tier-1 | 521-32R | 9.5873 | 0.050189 | 0.25265 | 0.40985
521-700R | 521 | Tier-2 | 10.6678 | 2.711 | 13.3788 | 429-171 | 429 | Tier-1 | 521-700R | 10.6678 | 3.8866 | 1.571 | 2.711
522-34 | 522 | Tier-2 | 1.233 | 0 | 1.233 | 429-185 | 429 | Tier-1 | 522-34 | 1.233 | 2.1061 | 0 | 0
522-36 | 522 | Tier-2 | 1.3595 | 0 | 1.3595 | 429-185F | 429 | Tier-1 | 522-36 | 1.3595 | 2.1263 | 0 | 0
522-38R | 522 | Tier-2 | 12.9818 | 0 | 12.9818 | 429-186F | 429 | Tier-1 | 522-38R | 12.9818 | 9.1544 | 0 | 0
523-31AE | 523 | Tier-2 | 2.7023 | 0 | 2.7023 | 429-91AE | 429 | Tier-1 | 523-31AE | 2.7023 | 7.0782 | 0 | 0
583-317 | 583 | Tier-1 | 0 | 0 | 0 | 429-92 | 429 | Tier-1 | 583-317 | 0 | 0 | 0 | 0
524-27R | 524 | Tier-3 | 11.4695 | 0 | 11.4695 | 43-445 | 43 | Tier-1 | 524-27R | 11.4695 | 1.9866 | 0 | 0
524-46R | 524 | Tier-3 | 11.0532 | 0 | 11.0532 | 430-43 | 430 | Tier-1 | 524-46R | 11.0532 | 1.2189 | 0 | 0
524-50R | 524 | Tier-3 | 9.3718 | 0 | 9.3718 | 431-46AE | 431 | Tier-1 | 524-50R | 9.3718 | 0.60644 | 0 | 0
524-69R | 524 | Tier-3 | 30.7532 | 0 | 30.7532 | 431-47 | 431 | Tier-1 | 524-69R | 30.7532 | 2.5879 | 0 | 0
583-320 | 583 | Tier-1 | 0 | 0 | 0 | 431-474 | 431 | Tier-1 | 583-320 | 0 | 0 | 0 | 0
525-41F | 525 | Tier-1 | 0 | 0 | 0 | 431-478 | 431 | Tier-1 | 525-41F | 0 | 5.2578 | 0 | 0
583-657 | 583 | Tier-1 | 0 | 0 | 0 | 431-550 | 431 | Tier-1 | 583-657 | 0 | 0 | 0 | 0
528-211F | 528 | Tier-1 | 0 | 0 | 0 | 432-2 | 432 | Tier-1 | 528-211F | 0 | 0.53674 | 0 | 0
583-659F | 583 | Tier-1 | 0 | 0 | 0 | 432-3 | 432 | Tier-2 | 583-659F | 0 | 0.21686 | 0 | 0
53-49 | 53 | Tier-1 | 0.99716 | 0 | 0.99716 | 433-46F | 433 | Tier-1 | 53-49 | 0.99716 | 0.51439 | 0 | 0
584-23 | 584 | Tier-1 | 0 | 0 | 0 | 434-300AE | 434 | Tier-1 | 584-23 | 0 | 0 | 0 | 0
531-36AE | 531 | Tier-1 | 2.9688 | 0 | 2.9688 | 434-301 | 434 | Tier-2 | 531-36AE | 2.9688 | 2.9131 | 0 | 0
532-1293F | 532 | Tier-1 | 0.46723 | 0 | 0.46723 | 434-680F | 434 | Tier-1 | 532-1293F | 0.46723 | 0.79527 | 0 | 0
532-1294F | 532 | Tier-1 | 0 | 0 | 0 | 434-681F | 434 | Tier-1 | 532-1294F | 0 | 3.04 | 0 | 0
584-550F | 584 | Tier-1 | 0 | 0 | 0 | 435-1343F | 435 | Tier-1 | 584-550F | 0 | 0.17367 | 0 | 0
532-1302R | 532 | Tier-1 | 0 | 0 | 0 | 436-1042 | 436 | Tier-1 | 532-1302R | 0 | 2.3095 | 0 | 0
532-762 | 532 | Tier-1 | 0.089583 | 0 | 0.089583 | 436-115 | 436 | Tier-2 | 532-762 | 0.089583 | 0.85871 | 0 | 0
532-763 | 532 | Tier-1 | 4.6807 | 0 | 4.6807 | 437-691 | 437 | Tier-1 | 532-763 | 4.6807 | 7.5133 | 0 | 0
584-551F | 584 | Tier-1 | 0 | 0 | 0 | 438-10 | 438 | Tier-1 | 584-551F | 0 | 0.13902 | 0 | 0
533-7AE | 533 | Tier-1 | 1.9184 | 0 | 1.9184 | 438-11 | 438 | Tier-1 | 533-7AE | 1.9184 | 4.5869 | 0 | 0
584-552 | 584 | Tier-1 | 0 | 0 | 0 | 438-12 | 438 | Tier-1 | 584-552 | 0 | 0 | 0 | 0
585-17 | 585 | Tier-1 | 0 | 0 | 0 | 438-45 | 438 | Tier-1 | 585-17 | 0 | 0 | 0 | 0
534-1079F | 534 | Tier-1 | 0 | 0 | 0 | 44-1098F | 44 | Tier-1 | 534-1079F | 0 | 0.23977 | 0 | 0
534-1080F | 534 | Tier-2 | 0 | 0 | 0 | 44-1101F | 44 | Tier-1 | 534-1080F | 0 | 4.614 | 0 | 0
585-252 | 585 | Tier-1 | 0 | 0 | 0 | 44-40AE | 44 | Tier-1 | 585-252 | 0 | 0 | 0 | 0
534-346 | 534 | Tier-2 | 0 | 0 | 0 | 44-41 | 44 | Tier-1 | 534-346 | 0 | 2.3902 | 0 | 0
585-662 | 585 | Tier-1 | 0 | 0 | 0 | 441-279R | 441 | Tier-3 | 585-662 | 0 | 0 | 0 | 0
585-671 | 585 | Tier-1 | 0 | 0 | 0 | 442-27R | 442 | Tier-3 | 585-671 | 0 | 0.19621 | 0 | 0
535-10F | 535 | Tier-2 | 0 | 0 | 0 | 442-32R | 442 | Tier-3 | 535-10F | 0 | 3.7763 | 0 | 0
535-1118 | 535 | Tier-1 | 0 | 0 | 0 | 442-525 | 442 | Tier-3 | 535-1118 | 0 | 0.31572 | 0 | 0
535-1119 | 535 | Tier-1 | 0 | 0 | 0 | 442-728R | 442 | Tier-3 | 535-1119 | 0 | 0.74716 | 0 | 0
586-1 | 586 | Tier-1 | 0 | 0 | 0 | 442-729 | 442 | Tier-3 | 586-1 | 0 | 0 | 0 | 0
535-11F | 535 | Tier-1 | 0 | 0 | 0 | 444-9R | 444 | Tier-2 | 535-11F | 0 | 3.9184 | 0 | 0
587-3 | 587 | Tier-1 | 0 | 0 | 0 | 445-1324F | 445 | Tier-2 | 587-3 | 0 | 0.2892 | 0 | 0
535-8F | 535 | Tier-1 | 0 | 0 | 0 | 445-1377 | 445 | Tier-2 | 535-8F | 0 | 1.4218 | 0 | 0
588-15 | 588 | Tier-1 | 0 | 0 | 0 | 445-18R | 445 | Tier-2 | 588-15 | 0 | 0.14356 | 0 | 0
588-17 | 588 | Tier-1 | 0 | 0 | 0 | 448-1195 | 448 | Tier-3 | 588-17 | 0 | 0 | 0 | 0
588-22 | 588 | Tier-1 | 0 | 0 | 0 | 448-1198F | 448 | Tier-3 | 588-22 | 0 | 0 | 0 | 0
589-58 | 589 | Tier-1 | 0 | 0 | 0 | 448-724R | 448 | Tier-3 | 589-58 | 0 | 0 | 0 | 0
59-1191 | 59 | Tier-1 | 0 | 0 | 0 | 449-683 | 449 | Tier-3 | 59-1191 | 0 | 0 | 0 | 0
59-464AE | 59 | Tier-1 | 0.66856 | 0.28428 | 0.95284 | 449-6R | 449 | Tier-3 | 59-464AE | 0.66856 | 0.9286 | 0.057765 | 0.28428
59-466 | 59 | Tier-1 | 0 | 0 | 0 | 45-15AE | 45 | Tier-1 | 59-466 | 0 | 0 | 0 | 0
537-11F | 537 | Tier-1 | 0 | 0 | 0 | 450-114F | 450 | Tier-1 | 537-11F | 0 | 3.5311 | 0 | 0
59-802 | 59 | Tier-1 | 0 | 0 | 0 | 450-17 | 450 | Tier-2 | 59-802 | 0 | 0 | 0 | 0
59-813 | 59 | Tier-1 | 0 | 0 | 0 | 450-18 | 450 | Tier-2 | 59-813 | 0 | 0 | 0 | 0
591-1113F | 591 | Tier-2 | 0 | 0 | 0 | 450-1851F | 450 | Tier-2 | 591-1113F | 0 | 0.037879 | 0 | 0
539-30F | 539 | Tier-2 | 0 | 0 | 0 | 450-50R | 450 | Tier-2 | 539-30F | 0 | 5.2155 | 0 | 0
591-1114F | 591 | Tier-2 | 0 | 0 | 0 | 451-38F | 451 | Tier-1 | 591-1114F | 0 | 0.018182 | 0 | 0
54-279R | 54 | Tier-1 | 0 | 0 | 0 | 452-1379R | 452 | Tier-2 | 54-279R | 0 | 2.4485 | 0 | 0
540-241R | 540 | Tier-2 | 1.2638 | 0 | 1.2638 | 452-1403 | 452 | Tier-2 | 540-241R | 1.2638 | 6.296 | 0 | 0
591-1115 | 591 | Tier-2 | 0 | 0 | 0 | 452-717 | 452 | Tier-2 | 591-1115 | 0 | 0 | 0 | 0
592-102 | 592 | Tier-1 | 0 | 0 | 0 | 453-41 | 453 | Tier-1 | 592-102 | 0 | 0 | 0 | 0
593-26 | 593 | Tier-1 | 0 | 0 | 0 | 454-45AE | 454 | Tier-1 | 593-26 | 0 | 0 | 0 | 0
593-27 | 593 | Tier-1 | 0 | 0 | 0 | 458-33F | 458 | Tier-1 | 593-27 | 0 | 0.095644 | 0 | 0
594-1378 | 594 | Tier-2 | 0 | 0 | 0 | 458-35F | 458 | Tier-1 | 594-1378 | 0 | 0 | 0 | 0
594-1379F | 594 | Tier-2 | 0.51875 | 0 | 0.51875 | 458-459F | 458 | Tier-1 | 594-1379F | 0.51875 | 0.076894 | 0 | 0
594-2 | 594 | Tier-2 | 0 | 0 | 0 | 46-3F | 46 | Tier-1 | 594-2 | 0 | 0 | 0 | 0
595-1438 | 595 | Tier-1 | 0 | 0 | 0 | 460-1165R | 460 | Tier-1 | 595-1438 | 0 | 0 | 0 | 0
595-1441F | 595 | Tier-1 | 0 | 0 | 0 | 460-957 | 460 | Tier-1 | 595-1441F | 0 | 0.29356 | 0 | 0
542-43F | 542 | Tier-2 | 0 | 0 | 0 | 461-25 | 461 | Tier-1 | 542-43F | 0 | 12.9489 | 0 | 0
542-44F | 542 | Tier-2 | 0 | 0 | 0 | 461-644R | 461 | Tier-1 | 542-44F | 0 | 4.2502 | 0 | 0
542-45F | 542 | Tier-2 | 0 | 0 | 0 | 462-1521F | 462 | Tier-1 | 542-45F | 0 | 4.4199 | 0 | 0
595-1450 | 595 | Tier-1 | 0 | 0 | 0 | 462-868 | 462 | Tier-1 | 595-1450 | 0 | 0 | 0 | 0
595-478 | 595 | Tier-1 | 0 | 0 | 0 | 463-1138 | 463 | Tier-1 | 595-478 | 0 | 0 | 0 | 0
597-592 | 597 | Tier-1 | 0 | 0 | 0 | 463-451 | 463 | Tier-1 | 597-592 | 0 | 0 | 0 | 0
598-660 | 598 | Tier-1 | 0 | 0 | 0 | 463-452 | 463 | Tier-1 | 598-660 | 0 | 0 | 0 | 0
60-573 | 60 | Tier-1 | 0 | 0 | 0 | 464-14F | 464 | Tier-1 | 60-573 | 0 | 0 | 0 | 0
60-575F | 60 | Tier-1 | 0 | 0 | 0 | 464-15F | 464 | Tier-1 | 60-575F | 0 | 0.13163 | 0 | 0
60-601 | 60 | Tier-1 | 0 | 0 | 0 | 464-2 | 464 | Tier-1 | 60-601 | 0 | 0 | 0 | 0
543-398 | 543 | Tier-2 | 0 | 0 | 0 | 467-9 | 467 | Tier-1 | 543-398 | 0 | 1.836 | 0 | 0
60-604F | 60 | Tier-1 | 0 | 0 | 0 | 470-47R | 470 | Tier-3 | 60-604F | 0 | 0.26269 | 0 | 0
543-400 | 543 | Tier-1 | 0 | 0 | 0 | 471-35 | 471 | Tier-1 | 543-400 | 0 | 0.86534 | 0 | 0
61-19 | 61 | Tier-1 | 0 | 0 | 0 | 471-36F | 471 | Tier-2 | 61-19 | 0 | 0 | 0 | 0
545-43AE | 545 | Tier-1 | 0 | 0 | 0 | 472-1023 | 472 | Tier-1 | 545-43AE | 0 | 5.2328 | 0 | 0
545-44 | 545 | Tier-1 | 0 | 0 | 0 | 473-36R | 473 | Tier-1 | 545-44 | 0 | 0.57443 | 0 | 0
64-12 | 64 | Tier-1 | 0 | 0 | 0 | 475-763F | 475 | Tier-1 | 64-12 | 0 | 0 | 0 | 0
65-10 | 65 | Tier-1 | 0 | 0 | 0 | 476-4 | 476 | Tier-1 | 65-10 | 0 | 0 | 0 | 0
545-47F | 545 | Tier-1 | 1.3625 | 0 | 1.3625 | 476-5 | 476 | Tier-1 | 545-47F | 1.3625 | 1.4672 | 0 | 0
545-48F | 545 | Tier-1 | 0 | 0 | 0 | 476-6F | 476 | Tier-1 | 545-48F | 0 | 1.3066 | 0 | 0
68-1357 | 68 | Tier-1 | 0 | 0 | 0 | 477-10F | 477 | Tier-1 | 68-1357 | 0 | 0 | 0 | 0
545-50F | 545 | Tier-1 | 1.3824 | 0 | 1.3824 | 477-11 | 477 | Tier-1 | 545-50F | 1.3824 | 1.6241 | 0 | 0
545-874R | 545 | Tier-1 | 1.7583 | 0 | 1.7583 | 477-12 | 477 | Tier-1 | 545-874R | 1.7583 | 1.629 | 0 | 0
545-885R | 545 | Tier-1 | 0.24962 | 0 | 0.24962 | 477-35F | 477 | Tier-1 | 545-885R | 0.24962 | 2.0705 | 0 | 0
546-12 | 546 | Tier-1 | 0.27045 | 0 | 0.27045 | 480-35 | 480 | Tier-1 | 546-12 | 0.27045 | 3.2301 | 0 | 0
546-14R | 546 | Tier-1 | 1.7828 | 0 | 1.7828 | 481-30 | 481 | Tier-1 | 546-14R | 1.7828 | 1.5436 | 0 | 0
546-525R | 546 | Tier-1 | 1.2725 | 0 | 1.2725 | 482-379F | 482 | Tier-1 | 546-525R | 1.2725 | 0.2447 | 0 | 0
547-22R | 547 | Tier-1 | 2.2199 | 0 | 2.2199 | 482-381F | 482 | Tier-1 | 547-22R | 2.2199 | 4.0225 | 0 | 0
68-27 | 68 | Tier-1 | 0.92652 | 0 | 0.92652 | 482-940 | 482 | Tier-1 | 68-27 | 0.92652 | 0.90739 | 0 | 0
68-44 | 68 | Tier-1 | 0 | 0 | 0 | 486-54AE | 486 | Tier-2 | 68-44 | 0 | 0 | 0 | 0
69-44 | 69 | Tier-1 | 0 | 0 | 0 | 486-56 | 486 | Tier-1 | 69-44 | 0 | 0 | 0 | 0
548-12F | 548 | Tier-1 | 0.1072 | 0 | 0.1072 | 492-611F | 492 | Tier-1 | 548-12F | 0.1072 | 1.7294 | 0 | 0
700-231 | 700 | Tier-1 | 0 | 0 | 0 | 492-613 | 492 | Tier-1 | 700-231 | 0 | 0 | 0 | 0
548-14F | 548 | Tier-1 | 0.3733 | 0 | 0.3733 | 493-480R | 493 | Tier-1 | 548-14F | 0.3733 | 1.4595 | 0 | 0
548-15F | 548 | Tier-1 | 0.91723 | 0 | 0.91723 | 493-486 | 493 | Tier-1 | 548-15F | 0.91723 | 2.0801 | 0 | 0
700-255 | 700 | Tier-1 | 1.1786 | 0 | 1.1786 | 493-491F | 493 | Tier-1 | 700-255 | 1.1786 | 0.23485 | 0 | 0
548-17F | 548 | Tier-1 | 1.625 | 0 | 1.625 | 496-20 | 496 | Tier-1 | 548-17F | 1.625 | 1.4589 | 0 | 0
548-18F | 548 | Tier-1 | 0.49186 | 0 | 0.49186 | 496-260 | 496 | Tier-1 | 548-18F | 0.49186 | 0.6983 | 0 | 0
549-33F | 549 | Tier-1 | 0.18333 | 0 | 0.18333 | 496-7 | 496 | Tier-1 | 549-33F | 0.18333 | 4.7426 | 0 | 0
549-34F | 549 | Tier-1 | 0 | 0 | 0 | 497-890 | 497 | Tier-1 | 549-34F | 0 | 2.9004 | 0 | 0
700-257F | 700 | Tier-1 | 0 | 0 | 0 | 500-1530 | 500 | Tier-2 | 700-257F | 0 | 0.029167 | 0 | 0
549-36F | 549 | Tier-1 | 0.61705 | 0 | 0.61705 | 501-786 | 501 | Tier-2 | 549-36F | 0.61705 | 1.3775 | 0 | 0
700-258 | 700 | Tier-1 | 0 | 0 | 0 | 504-1560 | 504 | Tier-1 | 700-258 | 0 | 0 | 0 | 0
701-15R | 701 | Tier-1 | 0 | 0 | 0 | 504-1563 | 504 | Tier-1 | 701-15R | 0 | 0.0056818 | 0 | 0
55-479F | 55 | Tier-1 | 0.56402 | 0 | 0.56402 | 505-1678 | 505 | Tier-1 | 55-479F | 0.56402 | 4.9176 | 0 | 0
55-483F | 55 | Tier-1 | 2.0466 | 0 | 2.0466 | 505-1679F | 505 | Tier-1 | 55-483F | 2.0466 | 3.218 | 0 | 0
55-484F | 55 | Tier-1 | 0.26932 | 0 | 0.26932 | 508-1042F | 508 | Tier-1 | 55-484F | 0.26932 | 1.7839 | 0 | 0
701-30 | 701 | Tier-1 | 0 | 0 | 0 | 508-1043F | 508 | Tier-1 | 701-30 | 0 | 0.063447 | 0 | 0
550-665R | 550 | Tier-1 | 2.4419 | 0 | 2.4419 | 508-935AE | 508 | Tier-1 | 550-665R | 2.4419 | 9.0657 | 0 | 0
551-19 | 551 | Tier-1 | 3.7017 | 0 | 3.7017 | 510-49R | 510 | Tier-1 | 551-19 | 3.7017 | 4.7292 | 0 | 0
553-27R | 553 | Tier-1 | 9.9523 | 0 | 9.9523 | 511-831 | 511 | Tier-1 | 553-27R | 9.9523 | 5.3852 | 0 | 0
554-17F | 554 | Tier-1 | 0 | 0 | 0 | 512-299 | 512 | Tier-1 | 554-17F | 0 | 1.6182 | 0 | 0
701-31 | 701 | Tier-1 | 0 | 0 | 0 | 512-50AE | 512 | Tier-1 | 701-31 | 0 | 0 | 0 | 0
554-19F | 554 | Tier-1 | 0 | 0 | 0 | 513-44 | 513 | Tier-1 | 554-19F | 0 | 0.45682 | 0 | 0
701-32 | 701 | Tier-1 | 0 | 0 | 0 | 516-7F | 516 | Tier-1 | 701-32 | 0 | 0.025379 | 0 | 0
554-21 | 554 | Tier-1 | 0 | 0 | 0 | 518-41 | 518 | Tier-1 | 554-21 | 0 | 0.40322 | 0 | 0
701-49 | 701 | Tier-1 | 0 | 0 | 0 | 518-42AE | 518 | Tier-1 | 701-49 | 0 | 0 | 0 | 0
701-740 | 701 | Tier-1 | 0 | 0 | 0 | 519-46R | 519 | Tier-1 | 701-740 | 0 | 0 | 0 | 0
554-24 | 554 | Tier-1 | 0 | 0 | 0 | 52-16F | 52 | Tier-1 | 554-24 | 0 | 0.81383 | 0 | 0
701-748 | 701 | Tier-1 | 0 | 0 | 0 | 52-17F | 52 | Tier-1 | 701-748 | 0 | 0 | 0 | 0
555-21F | 555 | Tier-1 | 0.052273 | 0 | 0.052273 | 52-18F | 52 | Tier-1 | 555-21F | 0.052273 | 0.22045 | 0 | 0
555-22F | 555 | Tier-1 | 0 | 0 | 0 | 52-20R | 52 | Tier-1 | 555-22F | 0 | 0.31515 | 0 | 0
701-749 | 701 | Tier-1 | 0 | 0 | 0 | 520-1509R | 520 | Tier-2 | 701-749 | 0 | 0.017235 | 0 | 0
555-24F | 555 | Tier-1 | 1.8519 | 0 | 1.8519 | 520-1525R | 520 | Tier-2 | 555-24F | 1.8519 | 2.8064 | 0 | 0
555-2F | 555 | Tier-1 | 0.30303 | 0 | 0.30303 | 520-1902R | 520 | Tier-2 | 555-2F | 0.30303 | 0.54905 | 0 | 0
557-17 | 557 | Tier-1 | 0 | 0 | 0 | 520-1936 | 520 | Tier-3 | 557-17 | 0 | 14.1723 | 0 | 0
702-448F | 702 | Tier-1 | 0.029545 | 0 | 0.029545 | 520-35R | 520 | Tier-3 | 702-448F | 0.029545 | 0.088636 | 0 | 0
557-827AE | 557 | Tier-1 | 0 | 0 | 0 | 521-14R | 521 | Tier-3 | 557-827AE | 0 | 5.8708 | 0 | 0
558-301R | 558 | Tier-1 | 2.3458 | 0 | 2.3458 | 521-32R | 521 | Tier-3 | 558-301R | 2.3458 | 4.4746 | 0 | 0
702-474 | 702 | Tier-1 | 0 | 0 | 0 | 521-700R | 521 | Tier-2 | 702-474 | 0 | 0 | 0 | 0
558-503 | 558 | Tier-1 | 0 | 0 | 0 | 524-27R | 524 | Tier-3 | 558-503 | 0 | 1.7884 | 0 | 0
703-288F | 703 | Tier-1 | 0 | 0 | 0 | 524-46R | 524 | Tier-3 | 703-288F | 0 | 0.031439 | 0 | 0
558-505 | 558 | Tier-1 | 0 | 0 | 0 | 525-41F | 525 | Tier-1 | 558-505 | 0 | 3.0547 | 0 | 0
559-16F | 559 | Tier-1 | 0 | 0 | 0 | 532-1296 | 532 | Tier-1 | 559-16F | 0 | 0.46989 | 0 | 0
703-291 | 703 | Tier-1 | 0 | 0 | 0 | 532-1302R | 532 | Tier-1 | 703-291 | 0 | 0 | 0 | 0
559-18F | 559 | Tier-1 | 0 | 0 | 0 | 534-349AE | 534 | Tier-1 | 559-18F | 0 | 2.1343 | 0 | 0
708-48 | 708 | Tier-1 | 0 | 0 | 0 | 535-11F | 535 | Tier-1 | 708-48 | 0 | 0 | 0 | 0
71-13 | 71 | Tier-1 | 0 | 0 | 0 | 536-360 | 536 | Tier-2 | 71-13 | 0 | 0 | 0 | 0
559-43 | 559 | Tier-1 | 0 | 0 | 0 | 536-378F | 536 | Tier-2 | 559-43 | 0 | 0.26913 | 0 | 0
559-44 | 559 | Tier-1 | 0 | 0 | 0 | 537-24 | 537 | Tier-1 | 559-44 | 0 | 0.011364 | 0 | 0
56-27AE | 56 | Tier-1 | 0 | 0 | 0 | 537-29 | 537 | Tier-1 | 56-27AE | 0 | 0.48087 | 0 | 0
71-14F | 71 | Tier-1 | 0 | 0 | 0 | 539-30F | 539 | Tier-2 | 71-14F | 0 | 0.16515 | 0 | 0
710-424 | 710 | Tier-1 | 0 | 0 | 0 | 539-45F | 539 | Tier-1 | 710-424 | 0 | 0.49508 | 0 | 0
56-669F | 56 | Tier-1 | 0.26648 | 0 | 0.26648 | 540-28AE | 540 | Tier-1 | 56-669F | 0.26648 | 3.5218 | 0 | 0
56-670F | 56 | Tier-1 | 0.5822 | 0 | 0.5822 | 540-3 | 540 | Tier-1 | 56-670F | 0.5822 | 2.2555 | 0 | 0
710-425 | 710 | Tier-1 | 0 | 0 | 0 | 542-26F | 542 | Tier-2 | 710-425 | 0 | 0 | 0 | 0
560-29F | 560 | Tier-1 | 0 | 0 | 0 | 542-43F | 542 | Tier-2 | 560-29F | 0 | 0.80682 | 0 | 0
560-30F | 560 | Tier-1 | 0 | 0 | 0 | 542-7 | 542 | Tier-2 | 560-30F | 0 | 0.53163 | 0 | 0
560-31F | 560 | Tier-1 | 0 | 0 | 0 | 543-353 | 543 | Tier-1 | 560-31F | 0 | 5.3578 | 0 | 0
560-46F | 560 | Tier-1 | 0.34962 | 0 | 0.34962 | 543-358F | 543 | Tier-1 | 560-46F | 0.34962 | 1.371 | 0 | 0
710-96 | 710 | Tier-1 | 0 | 0 | 0 | 543-400 | 543 | Tier-1 | 710-96 | 0 | 0 | 0 | 0
560-48F | 560 | Tier-1 | 0 | 0 | 0 | 545-44 | 545 | Tier-1 | 560-48F | 0 | 0.75511 | 0 | 0
712-24 | 712 | Tier-1 | 0 | 0 | 0 | 545-48F | 545 | Tier-1 | 712-24 | 0 | 0 | 0 | 0
561-14 | 561 | Tier-1 | 0 | 0 | 0 | 546-12 | 546 | Tier-1 | 561-14 | 0 | 3.4532 | 0 | 0
712-310 | 712 | Tier-1 | 0 | 0 | 0 | 547-22R | 547 | Tier-1 | 712-310 | 0 | 0 | 0 | 0
561-32F | 561 | Tier-1 | 0 | 0 | 0 | 548-12F | 548 | Tier-1 | 561-32F | 0 | 0.43277 | 0 | 0
561-33F | 561 | Tier-1 | 0 | 0 | 0 | 548-13 | 548 | Tier-1 | 561-33F | 0 | 7.0186 | 0 | 0
562-100F | 562 | Tier-1 | 0 | 0 | 0 | 548-15F | 548 | Tier-1 | 562-100F | 0 | 5.5187 | 0 | 0
562-101F | 562 | Tier-1 | 0 | 0 | 0 | 548-16 | 548 | Tier-1 | 562-101F | 0 | 4.1027 | 0 | 0
712-312F | 712 | Tier-1 | 0 | 0 | 0 | 548-17F | 548 | Tier-1 | 712-312F | 0 | 0.029545 | 0 | 0
563-37F | 563 | Tier-1 | 0 | 0 | 0 | 549-33F | 549 | Tier-1 | 563-37F | 0 | 4.1678 | 0 | 0
713-168 | 713 | Tier-1 | 0 | 0 | 0 | 549-34F | 549 | Tier-1 | 713-168 | 0 | 0 | 0 | 0
563-40F | 563 | Tier-1 | 0 | 0 | 0 | 549-35 | 549 | Tier-1 | 563-40F | 0 | 5.0371 | 0 | 0
563-675F | 563 | Tier-1 | 0 | 0 | 0 | 55-478 | 55 | Tier-1 | 563-675F | 0 | 7.9492 | 0 | 0
713-170 | 713 | Tier-1 | 0 | 0 | 0 | 55-479F | 55 | Tier-1 | 713-170 | 0 | 0.18807 | 0 | 0
564-18F | 564 | Tier-1 | 0 | 0 | 0 | 55-483F | 55 | Tier-1 | 564-18F | 0 | 1.0068 | 0 | 0
564-1921F | 564 | Tier-1 | 0 | 0 | 0 | 55-485 | 55 | Tier-1 | 564-1921F | 0 | 5.568 | 0 | 0
713-171F | 713 | Tier-1 | 0 | 0 | 0 | 550-665R | 550 | Tier-1 | 713-171F | 0 | 0.097727 | 0 | 0
713-172F | 713 | Tier-1 | 0 | 0 | 0 | 553-27R | 553 | Tier-1 | 713-172F | 0 | 0.096212 | 0 | 0
564-22F | 564 | Tier-1 | 0 | 0 | 0 | 554-18 | 554 | Tier-1 | 564-22F | 0 | 4.0045 | 0 | 0
714-23 | 714 | Tier-1 | 0 | 0 | 0 | 554-19F | 554 | Tier-1 | 714-23 | 0 | 0 | 0 | 0
714-26 | 714 | Tier-1 | 0 | 0 | 0 | 554-20 | 554 | Tier-1 | 714-26 | 0 | 0 | 0 | 0
714-550 | 714 | Tier-1 | 0 | 0 | 0 | 554-24 | 554 | Tier-1 | 714-550 | 0 | 0 | 0 | 0
714-566 | 714 | Tier-1 | 0 | 0 | 0 | 557-17 | 557 | Tier-1 | 714-566 | 0 | 0 | 0 | 0
714-570F | 714 | Tier-1 | 0 | 0 | 0 | 558-502 | 558 | Tier-1 | 714-570F | 0 | 0.25038 | 0 | 0
716-19 | 716 | Tier-1 | 0 | 0 | 0 | 558-504 | 558 | Tier-1 | 716-19 | 0 | 0 | 0 | 0
716-38 | 716 | Tier-1 | 0 | 0 | 0 | 559-19F | 559 | Tier-1 | 716-38 | 0 | 0 | 0 | 0
566-44AE | 566 | Tier-1 | 0 | 0 | 0 | 56-668 | 56 | Tier-1 | 566-44AE | 0 | 2.6513 | 0 | 0
566-45AE | 566 | Tier-1 | 0 | 0 | 0 | 56-669F | 56 | Tier-1 | 566-45AE | 0 | 0.68958 | 0 | 0
716-41F | 716 | Tier-1 | 0 | 0 | 0 | 560-47 | 560 | Tier-1 | 716-41F | 0 | 0.029924 | 0 | 0
567-16F | 567 | Tier-1 | 0 | 0 | 0 | 561-33F | 561 | Tier-1 | 567-16F | 0 | 5.1591 | 0 | 0
567-17F | 567 | Tier-1 | 0 | 0 | 0 | 563-38 | 563 | Tier-1 | 567-17F | 0 | 3.7386 | 0 | 0
716-42F | 716 | Tier-1 | 0 | 0 | 0 | 563-40F | 563 | Tier-1 | 716-42F | 0 | 0.026326 | 0 | 0
719-19 | 719 | Tier-1 | 0 | 0 | 0 | 564-1922 | 564 | Tier-1 | 719-19 | 0 | 0 | 0 | 0
57-1291F | 57 | Tier-1 | 0.9536 | 0 | 0.9536 | 564-22F | 564 | Tier-1 | 57-1291F | 0.9536 | 1.8758 | 0 | 0
57-1292F | 57 | Tier-1 | 0.31117 | 0 | 0.31117 | 565-77 | 565 | Tier-1 | 57-1292F | 0.31117 | 0.21799 | 0 | 0
719-28 | 719 | Tier-1 | 0.011364 | 0 | 0.011364 | 567-15 | 567 | Tier-1 | 719-28 | 0.011364 | 0.065341 | 0 | 0
719-34 | 719 | Tier-1 | 0 | 0 | 0 | 57-1290 | 57 | Tier-1 | 719-34 | 0 | 0.3053 | 0 | 0
719-35 | 719 | Tier-1 | 0 | 0 | 0 | 57-1292F | 57 | Tier-1 | 719-35 | 0 | 0 | 0 | 0
57-463AE | 57 | Tier-1 | 2.8589 | 0 | 2.8589 | 57-1295F | 57 | Tier-1 | 57-463AE | 2.8589 | 1.1604 | 0 | 0
57-736 | 57 | Tier-1 | 0.78883 | 0 | 0.78883 | 57-463AE | 57 | Tier-1 | 57-736 | 0.78883 | 4.1595 | 0 | 0
719-388 | 719 | Tier-1 | 0 | 0 | 0 | 570-488 | 570 | Tier-1 | 719-388 | 0 | 0 | 0 | 0
719-389F | 719 | Tier-1 | 0 | 0 | 0 | 570-489F | 570 | Tier-1 | 719-389F | 0 | 0.014394 | 0 | 0
570-490F | 570 | Tier-1 | 0.35682 | 0 | 0.35682 | 570-492F | 570 | Tier-1 | 570-490F | 0.35682 | 2.8305 | 0 | 0
570-491F | 570 | Tier-1 | 0.33731 | 0 | 0.33731 | 571-48 | 571 | Tier-1 | 570-491F | 0.33731 | 2.4331 | 0 | 0
719-390F | 719 | Tier-1 | 0 | 0 | 0 | 576-200F | 576 | Tier-1 | 719-390F | 0 | 0.0125 | 0 | 0
571-33 | 571 | Tier-1 | 3.0269 | 0 | 3.0269 | 577-193F | 577 | Tier-2 | 571-33 | 3.0269 | 1.9015 | 0 | 0
719-391F | 719 | Tier-1 | 0 | 0 | 0 | 578-242F | 578 | Tier-1 | 719-391F | 0 | 0.010985 | 0 | 0
719-854 | 719 | Tier-1 | 0 | 0 | 0 | 578-244F | 578 | Tier-1 | 719-854 | 0 | 0 | 0 | 0
719-855F | 719 | Tier-1 | 0 | 0 | 0 | 579-352F | 579 | Tier-1 | 719-855F | 0 | 0.045455 | 0 | 0
72-14 | 72 | Tier-1 | 0 | 0 | 0 | 58-1164F | 58 | Tier-1 | 72-14 | 0 | 0 | 0 | 0
723-378F | 723 | Tier-1 | 0 | 0 | 0 | 580-689 | 580 | Tier-1 | 723-378F | 0 | 0.43314 | 0 | 0
571-49F | 571 | Tier-1 | 2.483 | 0 | 2.483 | 581-50 | 581 | Tier-1 | 571-49F | 2.483 | 4.8015 | 0 | 0
571-50F | 571 | Tier-1 | 0 | 0 | 0 | 583-315F | 583 | Tier-1 | 571-50F | 0 | 0.97254 | 0 | 0
723-380 | 723 | Tier-1 | 0 | 0 | 0 | 583-322F | 583 | Tier-1 | 723-380 | 0 | 0 | 0 | 0
572-493F | 572 | Tier-1 | 0.083523 | 0 | 0.083523 | 584-23 | 584 | Tier-1 | 572-493F | 0.083523 | 4.0119 | 0 | 0
723-791 | 723 | Tier-1 | 0 | 0 | 0 | 584-26F | 584 | Tier-1 | 723-791 | 0 | 0 | 0 | 0
574-6AE | 574 | Tier-1 | 0 | 0 | 0 | 584-550F | 584 | Tier-1 | 574-6AE | 0 | 3.1828 | 0 | 0
723-793F | 723 | Tier-1 | 0.16136 | 0 | 0.16136 | 584-551F | 584 | Tier-1 | 723-793F | 0.16136 | 0.064773 | 0 | 0
724-4 | 724 | Tier-1 | 0 | 0 | 0 | 586-4 | 586 | Tier-1 | 724-4 | 0 | 0 | 0 | 0
724-5 | 724 | Tier-1 | 0 | 0 | 0 | 588-20 | 588 | Tier-1 | 724-5 | 0 | 1.5013 | 0 | 0
724-6 | 724 | Tier-1 | 0 | 0 | 0 | 588-21 | 588 | Tier-1 | 724-6 | 0 | 0 | 0 | 0
726-32 | 726 | Tier-1 | 0 | 0 | 0 | 59-1191 | 59 | Tier-1 | 726-32 | 0 | 0 | 0 | 0
726-33F | 726 | Tier-1 | 0 | 0 | 0 | 59-466 | 59 | Tier-1 | 726-33F | 0 | 0.89318 | 0 | 0
726-42 | 726 | Tier-1 | 0 | 0 | 0 | 59-802 | 59 | Tier-1 | 726-42 | 0 | 0 | 0 | 0
728-1569 | 728 | Tier-1 | 0 | 0 | 0 | 59-803F | 59 | Tier-1 | 728-1569 | 0 | 0 | 0 | 0
576-201F | 576 | Tier-2 | 0 | 0 | 0 | 59-814F | 59 | Tier-1 | 576-201F | 0 | 12.529 | 0 | 0
73-1161F | 73 | Tier-3 | 0 | 0 | 0 | 591-1115 | 591 | Tier-2 | 73-1161F | 0 | 1.2706 | 0.54242 | 0
576-205F | 576 | Tier-1 | 0 | 0 | 0 | 591-1594R | 591 | Tier-2 | 576-205F | 0 | 6.8384 | 0 | 0
73-1162 | 73 | Tier-3 | 0 | 0 | 0 | 593-26 | 593 | Tier-1 | 73-1162 | 0 | 0 | 0 | 0
577-193F | 577 | Tier-2 | 0 | 0 | 0 | 593-9 | 593 | Tier-2 | 577-193F | 0 | 2.292 | 0 | 0
577-194F | 577 | Tier-2 | 0 | 0 | 0 | 594-1379F | 594 | Tier-2 | 577-194F | 0 | 1.443 | 0 | 0
73-1165 | 73 | Tier-3 | 0 | 0 | 0 | 599-1126 | 599 | Tier-2 | 73-1165 | 0 | 1.8076 | 1.0475 | 0
73-1166 | 73 | Tier-3 | 0 | 0 | 0 | 60-573 | 60 | Tier-1 | 73-1166 | 0 | 2.6504 | 1.6451 | 0
73-1167 | 73 | Tier-3 | 0 | 0 | 0 | 60-601 | 60 | Tier-1 | 73-1167 | 0 | 0 | 0 | 0
578-227AE | 578 | Tier-1 | 4.0598 | 3.3036 | 7.3634 | 61-13F | 61 | Tier-1 | 578-227AE | 4.0598 | 2.778 | 1.132 | 3.3036
73-1218 | 73 | Tier-3 | 0 | 0 | 0 | 61-24F | 61 | Tier-1 | 73-1218 | 0 | 2.1763 | 0.74053 | 0
578-242F | 578 | Tier-1 | 1.2612 | 1.4691 | 2.7303 | 63-35AE | 63 | Tier-1 | 578-242F | 1.2612 | 4.6542 | 1.3123 | 1.4691
73-1220 | 73 | Tier-3 | 0 | 0 | 0 | 63-797R | 63 | Tier-1 | 73-1220 | 0 | 0 | 0 | 0
73-678R | 73 | Tier-3 | 13.011 | 1.1619 | 14.1729 | 64-12 | 64 | Tier-1 | 73-678R | 13.011 | 0.72727 | 0.93617 | 1.1619
579-32AE | 579 | Tier-1 | 0 | 0 | 0 | 64-13F | 64 | Tier-1 | 579-32AE | 0 | 0.6661 | 0 | 0
579-350F | 579 | Tier-1 | 0.53295 | 0 | 0.53295 | 64-15F | 64 | Tier-1 | 579-350F | 0.53295 | 10.4767 | 0 | 0
731-1244 | 731 | Tier-1 | 0 | 0 | 0 | 65-10 | 65 | Tier-1 | 731-1244 | 0 | 0 | 0 | 0
731-46 | 731 | Tier-1 | 0 | 0 | 0 | 68-1358 | 68 | Tier-2 | 731-46 | 0 | 0 | 0 | 0
58-110F | 58 | Tier-1 | 2.9337 | 0 | 2.9337 | 68-18 | 68 | Tier-1 | 58-110F | 2.9337 | 0.65587 | 0 | 0
735-276F | 735 | Tier-1 | 0 | 0 | 0 | 68-27 | 68 | Tier-1 | 735-276F | 0 | 0.25057 | 0 | 0
735-277 | 735 | Tier-1 | 0 | 0 | 0 | 69-45F | 69 | Tier-1 | 735-277 | 0 | 0 | 0 | 0
735-278F | 735 | Tier-1 | 0 | 0 | 0 | 700-231 | 700 | Tier-1 | 735-278F | 0 | 0.11534 | 0 | 0
735-279F | 735 | Tier-1 | 0 | 0 | 0 | 701-19AE | 701 | Tier-1 | 735-279F | 0 | 0.054924 | 0 | 0
58-382R | 58 | Tier-1 | 0 | 0 | 0 | 701-32 | 701 | Tier-1 | 58-382R | 0 | 1.96 | 0 | 0
58-522 | 58 | Tier-1 | 0.46875 | 0 | 0.46875 | 701-739 | 701 | Tier-1 | 58-522 | 0.46875 | 1.1939 | 0 | 0
58-728F | 58 | Tier-1 | 0 | 0 | 0 | 702-27R | 702 | Tier-1 | 58-728F | 0 | 0.70265 | 0 | 0
58-729F | 58 | Tier-1 | 0 | 0 | 0 | 702-474 | 702 | Tier-1 | 58-729F | 0 | 0.29527 | 0 | 0
735-282 | 735 | Tier-1 | 0 | 0 | 0 | 703-288F | 703 | Tier-1 | 735-282 | 0 | 0 | 0 | 0
58-737F | 58 | Tier-1 | 0 | 0 | 0 | 712-30 | 712 | Tier-1 | 58-737F | 0 | 6.5481 | 0 | 0
735-283F | 735 | Tier-1 | 0 | 0 | 0 | 712-312F | 712 | Tier-1 | 735-283F | 0 | 0.26023 | 0 | 0
735-284F | 735 | Tier-1 | 0 | 0 | 0 | 713-28 | 713 | Tier-1 | 735-284F | 0 | 0.31231 | 0 | 0
736-127 | 736 | Tier-1 | 0 | 0 | 0 | 714-24 | 714 | Tier-1 | 736-127 | 0 | 0 | 0 | 0
58-753F | 58 | Tier-1 | 0.086174 | 0 | 0.086174 | 714-26 | 714 | Tier-1 | 58-753F | 0.086174 | 0.77424 | 0 | 0
58-754F | 58 | Tier-1 | 1.2604 | 0 | 1.2604 | 714-566 | 714 | Tier-1 | 58-754F | 1.2604 | 0.51117 | 0 | 0
58-756F | 58 | Tier-1 | 0.2536 | 0 | 0.2536 | 719-388 | 719 | Tier-1 | 58-756F | 0.2536 | 2.2222 | 0 | 0
736-129 | 736 | Tier-1 | 0 | 0 | 0 | 72-12F | 72 | Tier-1 | 736-129 | 0 | 0.017045 | 0 | 0
736-129F | 736 | Tier-1 | 0 | 0 | 0 | 72-16 | 72 | Tier-1 | 736-129F | 0 | 0 | 0 | 0
736-42 | 736 | Tier-1 | 0 | 0 | 0 | 723-377 | 723 | Tier-1 | 736-42 | 0 | 0 | 0 | 0
580-691 | 580 | Tier-1 | 0 | 0 | 0 | 723-378F | 723 | Tier-1 | 580-691 | 0 | 0.25606 | 0 | 0
581-391AE | 581 | Tier-1 | 0 | 0 | 0 | 723-380 | 723 | Tier-1 | 581-391AE | 0 | 1.0725 | 0 | 0
736-43 | 736 | Tier-1 | 0 | 0 | 0 | 724-5 | 724 | Tier-1 | 736-43 | 0 | 0.16951 | 0 | 0
581-50 | 581 | Tier-1 | 0 | 0 | 0 | 726-32 | 726 | Tier-1 | 581-50 | 0 | 1.0894 | 0 | 0
582-1019AE | 582 | Tier-1 | 0 | 0 | 0 | 726-33F | 726 | Tier-1 | 582-1019AE | 0 | 4.0288 | 0 | 0
583-315F | 583 | Tier-1 | 0 | 0 | 0 | 726-43F | 726 | Tier-1 | 583-315F | 0 | 0.52689 | 0 | 0
736-77F | 736 | Tier-1 | 0 | 0 | 0 | 726-44F | 726 | Tier-1 | 736-77F | 0 | 0.0060606 | 0 | 0
738-1372 | 738 | Tier-1 | 0 | 0 | 0 | 728-1569 | 728 | Tier-1 | 738-1372 | 0 | 0 | 0 | 0
738-1373F | 738 | Tier-1 | 0 | 0 | 0 | 73-1162 | 73 | Tier-3 | 738-1373F | 0 | 0.13712 | 0 | 0
583-319F | 583 | Tier-1 | 0 | 0 | 0 | 73-1167 | 73 | Tier-3 | 583-319F | 0 | 1.1199 | 0 | 0
738-1374F | 738 | Tier-1 | 0 | 0 | 0 | 731-1245F | 731 | Tier-1 | 738-1374F | 0 | 0.36117 | 0 | 0
583-322F | 583 | Tier-1 | 0 | 0 | 0 | 731-1247F | 731 | Tier-1 | 583-322F | 0 | 0.59261 | 0 | 0
739-111 | 739 | Tier-1 | 0 | 0 | 0 | 735-278F | 735 | Tier-1 | 739-111 | 0 | 0 | 0 | 0
583-658F | 583 | Tier-1 | 0 | 0 | 0 | 735-281F | 735 | Tier-1 | 583-658F | 0 | 0.58258 | 0 | 0
739-5AE | 739 | Tier-1 | 0 | 0 | 0 | 735-282 | 735 | Tier-1 | 739-5AE | 0 | 1.0807 | 0 | 0
739-7 | 739 | Tier-1 | 0 | 0 | 0 | 735-284F | 735 | Tier-1 | 739-7 | 0 | 0 | 0 | 0
584-24F | 584 | Tier-1 | 0 | 0 | 0 | 736-43 | 736 | Tier-1 | 584-24F | 0 | 1.0165 | 0 | 0
584-26F | 584 | Tier-1 | 0 | 0 | 0 | 736-77F | 736 | Tier-1 | 584-26F | 0 | 18.9941 | 4.939 | 0
740-364 | 740 | Tier-1 | 0 | 0 | 0 | 739-5AE | 739 | Tier-1 | 740-364 | 0 | 0.13542 | 0 | 0
740-858 | 740 | Tier-1 | 0 | 0 | 0 | 740-859 | 740 | Tier-1 | 740-858 | 0 | 0 | 0 | 0
740-859 | 740 | Tier-1 | 0 | 0 | 0 | 740-871F | 740 | Tier-1 | 740-859 | 0 | 0 | 0 | 0
740-871F | 740 | Tier-1 | 0 | 0 | 0 | 741-42 | 741 | Tier-1 | 740-871F | 0 | 0.22348 | 0 | 0
585-20F | 585 | Tier-1 | 0 | 0 | 0 | 743-305 | 743 | Tier-1 | 585-20F | 0 | 8.6911 | 0 | 0
585-238 | 585 | Tier-1 | 0 | 0 | 0 | 743-365 | 743 | Tier-1 | 585-238 | 0 | 4.1826 | 0 | 0
741-19F | 741 | Tier-1 | 0 | 0 | 0 | 744-360 | 744 | Tier-1 | 741-19F | 0 | 0 | 0 | 0
741-46 | 741 | Tier-1 | 0 | 0 | 0 | 744-361F | 744 | Tier-1 | 741-46 | 0 | 0 | 0 | 0
741-49F | 741 | Tier-1 | 0 | 0 | 0 | 745-106 | 745 | Tier-1 | 741-49F | 0 | 0.037311 | 0 | 0
743-305 | 743 | Tier-1 | 0 | 0 | 0 | 745-34AE | 745 | Tier-1 | 743-305 | 0 | 0.35795 | 0 | 0
586-3 | 586 | Tier-1 | 4.1909 | 0.056439 | 4.2473 | 747-859F | 747 | Tier-1 | 586-3 | 4.1909 | 12.8678 | 1.0466 | 0.056439
743-306AE | 743 | Tier-1 | 0 | 0 | 0 | 748-1055F | 748 | Tier-1 | 743-306AE | 0 | 1.6955 | 0 | 0
587-2 | 587 | Tier-1 | 0 | 0 | 0 | 748-1062 | 748 | Tier-1 | 587-2 | 0 | 0.27576 | 0 | 0
743-356 | 743 | Tier-1 | 0 | 0 | 0 | 749-40 | 749 | Tier-1 | 743-356 | 0 | 0.19129 | 0 | 0
743-365 | 743 | Tier-1 | 0 | 0 | 0 | 749-50F | 749 | Tier-1 | 743-365 | 0 | 0.30758 | 0 | 0
744-360 | 744 | Tier-1 | 0 | 0 | 0 | 75-2227 | 75 | Tier-3 | 744-360 | 0 | 0 | 0 | 0
744-361F | 744 | Tier-1 | 0 | 0 | 0 | 75-2259F | 75 | Tier-3 | 744-361F | 0 | 0.10966 | 0 | 0
588-20 | 588 | Tier-1 | 0 | 0 | 0 | 75-32R | 75 | Tier-3 | 588-20 | 0 | 5.467 | 0 | 0
588-21 | 588 | Tier-1 | 0 | 0 | 0 | 750-306 | 750 | Tier-1 | 588-21 | 0 | 2.2852 | 0 | 0
744-362F | 744 | Tier-1 | 0 | 0 | 0 | 751-58F | 751 | Tier-2 | 744-362F | 0 | 0.18068 | 0 | 0
589-56AE | 589 | Tier-1 | 0 | 0 | 0 | 752-692 | 752 | Tier-1 | 589-56AE | 0 | 4.5407 | 0 | 0
589-57AE | 589 | Tier-1 | 0 | 0 | 0 | 754-1014AE | 754 | Tier-2 | 589-57AE | 0 | 5.7542 | 0 | 0
745-100F | 745 | Tier-1 | 0 | 0 | 0 | 754-1122 | 754 | Tier-2 | 745-100F | 0 | 0.055682 | 0 | 0
59-1189F | 59 | Tier-1 | 0 | 0 | 0 | 754-692 | 754 | Tier-2 | 59-1189F | 0 | 2.8898 | 0.99205 | 0
59-1190F | 59 | Tier-1 | 0 | 0 | 0 | 754-857 | 754 | Tier-2 | 59-1190F | 0 | 5.2549 | 3.4214 | 0
745-106 | 745 | Tier-1 | 0 | 0 | 0 | 755-621F | 755 | Tier-1 | 745-106 | 0 | 0 | 0 | 0
59-1196 | 59 | Tier-1 | 0 | 0 | 0 | 755-624 | 755 | Tier-1 | 59-1196 | 0 | 0.75473 | 0.2822 | 0
59-24R | 59 | Tier-1 | 0 | 0 | 0 | 756-40 | 756 | Tier-1 | 59-24R | 0 | 7.5169 | 2.5792 | 0
745-271F | 745 | Tier-1 | 0 | 0 | 0 | 756-48 | 756 | Tier-1 | 745-271F | 0 | 0.066288 | 0 | 0
59-465 | 59 | Tier-1 | 5.9646 | 1.568 | 7.5326 | 76-48F | 76 | Tier-1 | 59-465 | 5.9646 | 0.19848 | 0.094886 | 1.568
745-274 | 745 | Tier-1 | 0 | 0 | 0 | 76-49F | 76 | Tier-1 | 745-274 | 0 | 0 | 0 | 0
59-467 | 59 | Tier-1 | 0 | 0 | 0 | 76-50F | 76 | Tier-1 | 59-467 | 0 | 3.61 | 1.7492 | 0
745-34AE | 745 | Tier-1 | 0 | 0 | 0 | 761-243F | 761 | Tier-1 | 745-34AE | 0 | 0.77443 | 0 | 0
59-803F | 59 | Tier-1 | 0 | 0 | 0 | 761-244F | 761 | Tier-1 | 59-803F | 0 | 1.2551 | 0.96402 | 0
745-35 | 745 | Tier-1 | 0 | 0 | 0 | 761-726 | 761 | Tier-1 | 745-35 | 0 | 0 | 0 | 0
59-814F | 59 | Tier-1 | 0 | 0 | 0 | 761-728F | 761 | Tier-1 | 59-814F | 0 | 2.4098 | 1.4741 | 0
59-816F | 59 | Tier-1 | 0 | 0 | 0 | 763-98F | 763 | Tier-1 | 59-816F | 0 | 4.993 | 2.9027 | 0
590-6 | 590 | Tier-1 | 0 | 0 | 0 | 765-15 | 765 | Tier-1 | 590-6 | 0 | 15.2807 | 0 | 0
746-739F | 746 | Tier-1 | 0 | 0 | 0 | 770-259R | 770 | Tier-2 | 746-739F | 0 | 0.035985 | 0 | 0
746-742 | 746 | Tier-1 | 0 | 0 | 0 | 771-273AE | 771 | Tier-1 | 746-742 | 0 | 0 | 0 | 0
746-756 | 746 | Tier-1 | 0 | 0 | 0 | 771-276 | 771 | Tier-1 | 746-756 | 0 | 0 | 0 | 0
591-1116F | 591 | Tier-2 | 0 | 0 | 0 | 773-270 | 773 | Tier-1 | 591-1116F | 0 | 0.050758 | 0 | 0
591-1594R | 591 | Tier-2 | 2.5822 | 0 | 2.5822 | 773-271F | 773 | Tier-1 | 591-1594R | 2.5822 | 1.5841 | 0 | 0
591-39AE | 591 | Tier-1 | 5.3142 | 0 | 5.3142 | 777-101 | 777 | Tier-1 | 591-39AE | 5.3142 | 20.0436 | 0 | 0
592-101F | 592 | Tier-1 | 0 | 0 | 0 | 777-269F | 777 | Tier-1 | 592-101F | 0 | 2.9491 | 0 | 0
746-757F | 746 | Tier-1 | 0 | 0 | 0 | 780-442 | 780 | Tier-1 | 746-757F | 0 | 0.032197 | 0 | 0
592-99F | 592 | Tier-1 | 0 | 0 | 0 | 780-445F | 780 | Tier-1 | 592-99F | 0 | 3.8634 | 0 | 0
593-10 | 593 | Tier-1 | 0 | 0 | 0 | 781-1356R | 781 | Tier-1 | 593-10 | 0 | 1.4886 | 0 | 0
593-24 | 593 | Tier-1 | 0 | 0 | 0 | 781-44 | 781 | Tier-1 | 593-24 | 0 | 1.5097 | 0 | 0
593-25 | 593 | Tier-2 | 0 | 0 | 0 | 783-853 | 783 | Tier-1 | 593-25 | 0 | 1.642 | 0 | 0
746-820 | 746 | Tier-1 | 0 | 0 | 0 | 785-10 | 785 | Tier-1 | 746-820 | 0 | 0 | 0 | 0
747-860F | 747 | Tier-1 | 0 | 0 | 0 | 785-13 | 785 | Tier-1 | 747-860F | 0 | 1.1511 | 0 | 0
747-862 | 747 | Tier-1 | 0 | 0 | 0 | 785-134 | 785 | Tier-1 | 747-862 | 0 | 0 | 0 | 0
593-9 | 593 | Tier-2 | 0 | 0 | 0 | 785-137 | 785 | Tier-1 | 593-9 | 0 | 6.1451 | 0 | 0
748-1052 | 748 | Tier-1 | 0 | 0 | 0 | 785-139 | 785 | Tier-1 | 748-1052 | 0 | 0 | 0 | 0
748-1053F | 748 | Tier-1 | 0 | 0 | 0 | 785-142F | 785 | Tier-1 | 748-1053F | 0 | 0.1233 | 0 | 0
594-1380F | 594 | Tier-2 | 0 | 0 | 0 | 785-147 | 785 | Tier-1 | 594-1380F | 0 | 5.1754 | 1.9333 | 0
748-1055F | 748 | Tier-1 | 0 | 0 | 0 | 785-170F | 785 | Tier-1 | 748-1055F | 0 | 0.38655 | 0 | 0
594-3 | 594 | Tier-2 | 0 | 0 | 0 | 785-366 | 785 | Tier-1 | 594-3 | 0 | 21.2284 | 6.596 | 0
748-1058 | 748 | Tier-1 | 0 | 0 | 0 | 785-370F | 785 | Tier-1 | 748-1058 | 0 | 0.17708 | 0 | 0
748-1059 | 748 | Tier-1 | 0 | 0 | 0 | 785-54 | 785 | Tier-1 | 748-1059 | 0 | 0.0056818 | 0 | 0
595-1440F | 595 | Tier-1 | 0 | 0 | 0 | 79-714R | 79 | Tier-3 | 595-1440F | 0 | 2.1098 | 0 | 0
748-1061 | 748 | Tier-1 | 0 | 0 | 0 | 79-782R | 79 | Tier-3 | 748-1061 | 0 | 0.10417 | 0 | 0
595-1442F | 595 | Tier-1 | 0 | 0 | 0 | 79-785 | 79 | Tier-3 | 595-1442F | 0 | 0.54299 | 0 | 0
748-1062 | 748 | Tier-1 | 0 | 0 | 0 | 791-424F | 791 | Tier-2 | 748-1062 | 0 | 0 | 0 | 0
595-1451F | 595 | Tier-1 | 0 | 0 | 0 | 791-425F | 791 | Tier-2 | 595-1451F | 0 | 1.6354 | 0 | 0
595-1453F | 595 | Tier-1 | 0 | 0 | 0 | 792-1171 | 792 | Tier-1 | 595-1453F | 0 | 0.87841 | 0 | 0
595-1454F | 595 | Tier-2 | 0.82178 | 0 | 0.82178 | 792-1172F | 792 | Tier-1 | 595-1454F | 0.82178 | 2.193 | 0 | 0
748-505 | 748 | Tier-1 | 0 | 0 | 0 | 793-20 | 793 | Tier-1 | 748-505 | 0 | 0.051326 | 0 | 0
595-500 | 595 | Tier-1 | 1.703 | 0 | 1.703 | 793-23 | 793 | Tier-1 | 595-500 | 1.703 | 12.55 | 0 | 0
596-1996F | 596 | Tier-1 | 0 | 0 | 0 | 793-45 | 793 | Tier-1 | 596-1996F | 0 | 0.0625 | 0 | 0
748-507AE | 748 | Tier-1 | 0 | 0 | 0 | 794-1000 | 794 | Tier-1 | 748-507AE | 0 | 0.30606 | 0 | 0
597-595 | 597 | Tier-2 | 16.7053 | 0.70341 | 17.4087 | 797-39 | 797 | Tier-1 | 597-595 | 16.7053 | 19.2706 | 6.5108 | 0.70341
598-658 | 598 | Tier-1 | 0 | 0 | 0 | 797-40F | 797 | Tier-1 | 598-658 | 0 | 5.2896 | 0 | 0
749-40 | 749 | Tier-1 | 0 | 0 | 0 | 798-241 | 798 | Tier-1 | 749-40 | 0 | 0 | 0 | 0
749-48 | 749 | Tier-1 | 0 | 0 | 0 | 798-257F | 798 | Tier-1 | 749-48 | 0 | 0 | 0 | 0
599-1125 | 599 | Tier-2 | 0 | 0 | 0 | 799-504R | 799 | Tier-2 | 599-1125 | 0 | 0.0051136 | 0 | 0
599-1126 | 599 | Tier-2 | 0 | 0 | 0 | 80-567 | 80 | Tier-1 | 599-1126 | 0 | 0.067803 | 0 | 0
599-19R | 599 | Tier-2 | 25.2367 | 2.7182 | 27.9549 | 831-1749 | 831 | Tier-1 | 599-19R | 25.2367 | 3.7875 | 0.8072 | 2.7182
60-363R | 60 | Tier-1 | 0 | 0 | 0 | 832-1058F | 832 | Tier-1 | 60-363R | 0 | 0.48939 | 0 | 0
749-49F | 749 | Tier-1 | 0 | 0 | 0 | 832-56 | 832 | Tier-1 | 749-49F | 0 | 0.12841 | 0 | 0
60-574 | 60 | Tier-1 | 1.8136 | 0 | 1.8136 | 832-993F | 832 | Tier-1 | 60-574 | 1.8136 | 6.1199 | 0 | 0
75-2227 | 75 | Tier-3 | 0 | 0 | 0 | 834-423F | 834 | Tier-1 | 75-2227 | 0 | 0 | 0 | 0
60-576F | 60 | Tier-1 | 1.1275 | 0 | 1.1275 | 834-884 | 834 | Tier-1 | 60-576F | 1.1275 | 1.9644 | 0 | 0
75-2256 | 75 | Tier-3 | 0 | 0 | 0 | 835-1073 | 835 | Tier-2 | 75-2256 | 0 | 0 | 0 | 0
60-602F | 60 | Tier-1 | 0 | 0 | 0 | 835-11F | 835 | Tier-2 | 60-602F | 0 | 0.78125 | 0 | 0
60-603F | 60 | Tier-1 | 2.7038 | 0 | 2.7038 | 84-29AE | 84 | Tier-1 | 60-603F | 2.7038 | 2.3659 | 0 | 0
750-307 | 750 | Tier-1 | 0 | 0 | 0 | 840-302 | 840 | Tier-2 | 750-307 | 0 | 0 | 0 | 0
61-13F | 61 | Tier-1 | 1.0606 | 0 | 1.0606 | 840-56AE | 840 | Tier-2 | 61-13F | 1.0606 | 1.6267 | 0 | 0
751-37 | 751 | Tier-1 | 0 | 0 | 0 | 843-31 | 843 | Tier-1 | 751-37 | 0 | 0 | 0 | 0
61-21F | 61 | Tier-1 | 1.4159 | 0 | 1.4159 | 843-32F | 843 | Tier-1 | 61-21F | 1.4159 | 9.8292 | 0 | 0
61-23F | 61 | Tier-1 | 0.079167 | 0 | 0.079167 | 843-393 | 843 | Tier-1 | 61-23F | 0.079167 | 4.7259 | 0 | 0
61-24F | 61 | Tier-1 | 0 | 0 | 0 | 843-394F | 843 | Tier-1 | 61-24F | 0 | 0.59261 | 0 | 0
62-22AE | 62 | Tier-1 | 5.15 | 0 | 5.15 | 843-39F | 843 | Tier-1 | 62-22AE | 5.15 | 7.5426 | 0 | 0
63-35AE | 63 | Tier-1 | 1.9439 | 0 | 1.9439 | 846-31F | 846 | Tier-1 | 63-35AE | 1.9439 | 8.725 | 0 | 0
63-797R | 63 | Tier-1 | 3.729 | 0 | 3.729 | 846-32F | 846 | Tier-1 | 63-797R | 3.729 | 11.4138 | 0 | 0
751-55 | 751 | Tier-1 | 0 | 0 | 0 | 846-3F | 846 | Tier-1 | 751-55 | 0 | 0 | 0 | 0
64-13F | 64 | Tier-1 | 0.11307 | 0 | 0.11307 | 847-81 | 847 | Tier-1 | 64-13F | 0.11307 | 0.15758 | 0 | 0
64-14F | 64 | Tier-1 | 4.4 | 4.5328 | 8.9328 | 85-500F | 85 | Tier-1 | 64-14F | 4.4 | 6.0538 | 3.2612 | 4.5328
64-15F | 64 | Tier-1 | 0 | 0 | 0 | 851-1528F | 851 | Tier-1 | 64-15F | 0 | 1.4199 | 0.74981 | 0
752-690 | 752 | Tier-1 | 0 | 0 | 0 | 851-1530F | 851 | Tier-1 | 752-690 | 0 | 0.32689 | 0 | 0
65-1086 | 65 | Tier-1 | 0 | 0 | 0 | 851-40F | 851 | Tier-1 | 65-1086 | 0 | 3.4532 | 0.49356 | 0
65-38AE | 65 | Tier-1 | 0 | 0 | 0 | 854-811F | 854 | Tier-1 | 65-38AE | 0 | 4.7324 | 1.5517 | 0
66-1213R | 66 | Tier-1 | 15.3455 | 0 | 15.3455 | 855-45 | 855 | Tier-1 | 66-1213R | 15.3455 | 13.9902 | 0 | 0
67-24R | 67 | Tier-3 | 11.9987 | 1.6116 | 13.6102 | 855-46AE | 855 | Tier-2 | 67-24R | 11.9987 | 0.25701 | 0.13826 | 1.6116
67-34R | 67 | Tier-3 | 18.2917 | 2.0148 | 20.3064 | 857-305F | 857 | Tier-1 | 67-34R | 18.2917 | 0.12443 | 0.32481 | 2.0148
67-37R | 67 | Tier-3 | 7.4032 | 0.875 | 8.2782 | 858-14 | 858 | Tier-2 | 67-37R | 7.4032 | 0.27462 | 0.24186 | 0.875
67-45R | 67 | Tier-3 | 9.6203 | 0.62216 | 10.2424 | 858-15AE | 858 | Tier-1 | 67-45R | 9.6203 | 0.50833 | 0.14583 | 0.62216
68-1356AE | 68 | Tier-2 | 0 | 0 | 0 | 859-10 | 859 | Tier-1 | 68-1356AE | 0 | 7.6174 | 0 | 0
754-21 | 754 | Tier-2 | 0 | 0 | 0 | 86-1057F | 86 | Tier-1 | 754-21 | 0 | 1.0326 | 0 | 0
68-1358 | 68 | Tier-2 | 0 | 0 | 0 | 87-23F | 87 | Tier-1 | 68-1358 | 0 | 1.4078 | 0 | 0
68-18 | 68 | Tier-1 | 0 | 0 | 0 | 87-274 | 87 | Tier-1 | 68-18 | 0 | 0.97348 | 0 | 0
754-22F | 754 | Tier-2 | 0 | 0 | 0 | 88-28F | 88 | Tier-1 | 754-22F | 0 | 0.73542 | 0 | 0
68-42 | 68 | Tier-1 | 1.2489 | 0 | 1.2489 | 89-284 | 89 | Tier-1 | 68-42 | 1.2489 | 27.2871 | 0 | 0
68-43AE | 68 | Tier-1 | 0 | 0 | 0 | 89-288F | 89 | Tier-1 | 68-43AE | 0 | 4.3464 | 0 | 0
754-23 | 754 | Tier-2 | 0 | 0 | 0 | 90-24 | 90 | Tier-1 | 754-23 | 0 | 0.17822 | 0 | 0
68-775 | 68 | Tier-1 | 0 | 0 | 0 | 90-49 | 90 | Tier-1 | 68-775 | 0 | 23.4542 | 0 | 0
754-24 | 754 | Tier-2 | 0 | 0 | 0 | 900-1117 | 900 | Tier-1 | 754-24 | 0 | 0 | 0 | 0
69-45F | 69 | Tier-1 | 0.25152 | 0.37216 | 0.62367 | 900-1118F | 900 | Tier-1 | 69-45F | 0.25152 | 11.8212 | 6.5564 | 0.37216
700-224AE | 700 | Tier-1 | 0 | 0 | 0 | 900-1119F | 900 | Tier-1 | 700-224AE | 0 | 0.033333 | 0 | 0
754-691 | 754 | Tier-1 | 0 | 0 | 0 | 901-1124 | 901 | Tier-1 | 754-691 | 0 | 0 | 0 | 0
754-857 | 754 | Tier-2 | 0 | 0 | 0 | 902-362F | 902 | Tier-1 | 754-857 | 0 | 0 | 0 | 0
755-624 | 755 | Tier-1 | 0 | 0 | 0 | 902-363F | 902 | Tier-1 | 755-624 | 0 | 0 | 0 | 0
756-108 | 756 | Tier-1 | 0 | 0 | 0 | 905-3 | 905 | Tier-1 | 756-108 | 0 | 0 | 0 | 0
756-41 | 756 | Tier-1 | 0 | 0 | 0 | 907-2820R | 907 | Tier-3 | 756-41 | 0 | 1.0201 | 0 | 0
700-259F | 700 | Tier-1 | 0.47121 | 0 | 0.47121 | 908-1172R | 908 | Tier-2 | 700-259F | 0.47121 | 0.36989 | 0 | 0
756-42 | 756 | Tier-1 | 0 | 0 | 0 | 908-1370R | 908 | Tier-2 | 756-42 | 0 | 0.090152 | 0 | 0
701-19AE | 701 | Tier-1 | 0 | 0 | 0 | 908-2055F | 908 | Tier-3 | 701-19AE | 0 | 3.8975 | 0 | 0
701-21 | 701 | Tier-1 | 0 | 0 | 0 | 908-2062F | 908 | Tier-2 | 701-21 | 0 | 0.68864 | 0 | 0
756-43 | 756 | Tier-1 | 0 | 0 | 0 | 909-810 | 909 | Tier-2 | 756-43 | 0 | 0 | 0 | 0
756-47 | 756 | Tier-1 | 0 | 0 | 0 | 909-812 | 909 | Tier-2 | 756-47 | 0 | 0.025568 | 0 | 0
756-48 | 756 | Tier-1 | 0 | 0 | 0 | 91-7F | 91 | Tier-2 | 756-48 | 0 | 0 | 0 | 0
701-48AE | 701 | Tier-1 | 1.6547 | 0 | 1.6547 | 911-550 | 911 | Tier-1 | 701-48AE | 1.6547 | 8.8256 | 0 | 0
76-243 | 76 | Tier-1 | 0 | 0 | 0 | 911-554AE | 911 | Tier-2 | 76-243 | 0 | 0 | 0 | 0
701-50AE | 701 | Tier-1 | 0 | 0 | 0 | 911-555 | 911 | Tier-1 | 701-50AE | 0 | 1.0453 | 0 | 0
701-738 | 701 | Tier-1 | 0 | 0 | 0 | 911-556AE | 911 | Tier-1 | 701-738 | 0 | 0.475 | 0 | 0
76-267 | 76 | Tier-1 | 0 | 0 | 0 | 913-12F | 913 | Tier-2 | 76-267 | 0 | 0 | 0 | 0
761-242 | 761 | Tier-1 | 0 | 0 | 0 | 915-131 | 915 | Tier-2 | 761-242 | 0 | 0 | 0 | 0
761-726 | 761 | Tier-1 | 0 | 0 | 0 | 917-15F | 917 | Tier-2 | 761-726 | 0 | 0 | 0 | 0
761-728F | 761 | Tier-1 | 0 | 0 | 0 | 920-1342R | 920 | Tier-3 | 761-728F | 0 | 1.4318 | 0 | 0
762-114 | 762 | Tier-1 | 0 | 0 | 0 | 923-62 | 923 | Tier-1 | 762-114 | 0 | 0 | 0 | 0
702-25 | 702 | Tier-1 | 0.81742 | 0 | 0.81742 | 924-9 | 924 | Tier-1 | 702-25 | 0.81742 | 3.9011 | 0 | 0
702-27R | 702 | Tier-1 | 6.3924 | 0 | 6.3924 | 925-205F | 925 | Tier-1 | 702-27R | 6.3924 | 6.8324 | 0 | 0
702-30 | 702 | Tier-1 | 4.7468 | 0 | 4.7468 | 925-206 | 925 | Tier-1 | 702-30 | 4.7468 | 0.48314 | 0 | 0
762-115AE | 762 | Tier-1 | 0 | 0 | 0 | 926-10 | 926 | Tier-1 | 762-115AE | 0 | 0.26136 | 0 | 0
763-49 | 763 | Tier-1 | 0 | 0 | 0 | 926-25 | 926 | Tier-1 | 763-49 | 0 | 0 | 0 | 0
703-279R | 703 | Tier-1 | 4.4023 | 0 | 4.4023 | 926-37 | 926 | Tier-1 | 703-279R | 4.4023 | 2.4312 | 0 | 0
765-15 | 765 | Tier-1 | 0 | 0 | 0 | 928-20 | 928 | Tier-2 | 765-15 | 0 | 0 | 0 | 0
703-289F | 703 | Tier-1 | 0 | 0 | 0 | 93-10R | 93 | Tier-1 | 703-289F | 0 | 2.6818 | 0 | 0
765-18F | 765 | Tier-1 | 0 | 0 | 0 | 93-559R | 93 | Tier-1 | 765-18F | 0 | 0.63655 | 0 | 0
708-47 | 708 | Tier-1 | 0 | 0 | 0 | 930-13 | 930 | Tier-1 | 708-47 | 0 | 2.3693 | 0 | 0
765-39 | 765 | Tier-1 | 0 | 0 | 0 | 931-1054 | 931 | Tier-1 | 765-39 | 0 | 0.59299 | 0 | 0
765-45 | 765 | Tier-1 | 0 | 0 | 0 | 931-1056F | 931 | Tier-1 | 765-45 | 0 | 0.22576 | 0 | 0
765-691 | 765 | Tier-1 | 0 | 0 | 0 | 932-17AE | 932 | Tier-2 | 765-691 | 0 | 0 | 0 | 0
710-423 | 710 | Tier-1 | 0 | 0 | 0 | 933-450F | 933 | Tier-1 | 710-423 | 0 | 1.1384 | 0 | 0
768-19 | 768 | Tier-1 | 0 | 0 | 0 | 933-451F | 933 | Tier-1 | 768-19 | 0 | 0 | 0 | 0
770-549 | 770 | Tier-1 | 0 | 0 | 0 | 933-453F | 933 | Tier-1 | 770-549 | 0 | 0 | 0 | 0
710-95F | 710 | Tier-1 | 0 | 0 | 0 | 937-2572 | 937 | Tier-1 | 710-95F | 0 | 2.8348 | 0 | 0
771-276 | 771 | Tier-1 | 0 | 0 | 0 | 937-2573 | 937 | Tier-1 | 771-276 | 0 | 0 | 0 | 0
710-97F | 710 | Tier-1 | 0 | 0 | 0 | 940-649AE | 940 | Tier-1 | 710-97F | 0 | 0.94129 | 0 | 0
710-98F | 710 | Tier-1 | 0 | 0 | 0 | 940-746 | 940 | Tier-1 | 710-98F | 0 | 0.47538 | 0 | 0
771-385 | 771 | Tier-1 | 0 | 0 | 0 | 941-32F | 941 | Tier-1 | 771-385 | 0 | 0 | 0 | 0
712-26 | 712 | Tier-1 | 0.12216 | 0 | 0.12216 | 942-3 | 942 | Tier-1 | 712-26 | 0.12216 | 1.3932 | 0 | 0
772-318 | 772 | Tier-1 | 0 | 0 | 0 | 942-45 | 942 | Tier-1 | 772-318 | 0 | 0 | 0 | 0
772-320F | 772 | Tier-1 | 0 | 0 | 0 | 942-480F | 942 | Tier-1 | 772-320F | 0 | 0.074811 | 0 | 0
712-311F | 712 | Tier-1 | 0.58958 | 0 | 0.58958 | 942-481F | 942 | Tier-1 | 712-311F | 0.58958 | 1.5568 | 0 | 0
773-270 | 773 | Tier-1 | 0 | 0 | 0 | 943-230F | 943 | Tier-1 | 773-270 | 0 | 0 | 0 | 0
773-30 | 773 | Tier-1 | 0 | 0 | 0 | 944-299 | 944 | Tier-1 | 773-30 | 0 | 0 | 0 | 0
713-169 | 713 | Tier-1 | 0.36193 | 0 | 0.36193 | 945-18 | 945 | Tier-1 | 713-169 | 0.36193 | 0.32841 | 0 | 0
774-1 | 774 | Tier-1 | 0 | 0 | 0 | 946-25F | 946 | Tier-1 | 774-1 | 0 | 0 | 0 | 0
774-27 | 774 | Tier-1 | 0 | 0 | 0 | 946-26 | 946 | Tier-1 | 774-27 | 0 | 0 | 0 | 0
775-186 | 775 | Tier-1 | 0 | 0 | 0 | 95-1352F | 95 | Tier-1 | 775-186 | 0 | 0 | 0 | 0
713-28 | 713 | Tier-1 | 0 | 0 | 0 | 95-1353F | 95 | Tier-1 | 713-28 | 0 | 0.14015 | 0 | 0
713-31 | 713 | Tier-1 | 0 | 0 | 0 | 95-33 | 95 | Tier-1 | 713-31 | 0 | 0.26061 | 0 | 0
777-101 | 777 | Tier-1 | 0.37973 | 0 | 0.37973 | 95-34 | 95 | Tier-1 | 777-101 | 0.37973 | 0.7267 | 0 | 0
714-24 | 714 | Tier-1 | 0 | 0 | 0 | 950-272 | 950 | Tier-1 | 714-24 | 0 | 2.3926 | 0 | 0
777-263F | 777 | Tier-1 | 0.17765 | 0 | 0.17765 | 950-274AE | 950 | Tier-1 | 777-263F | 0.17765 | 0.14602 | 0 | 0
714-28 | 714 | Tier-1 | 0 | 0 | 0 | 950-275 | 950 | Tier-1 | 714-28 | 0 | 6.553 | 0 | 0
714-549F | 714 | Tier-1 | 1.6697 | 0 | 1.6697 | 951-392F | 951 | Tier-1 | 714-549F | 1.6697 | 1.7263 | 0 | 0
777-265 | 777 | Tier-1 | 0 | 0 | 0 | 951-796F | 951 | Tier-1 | 777-265 | 0 | 0 | 0 | 0
777-266 | 777 | Tier-1 | 0 | 0 | 0 | 952-1438 | 952 | Tier-1 | 777-266 | 0 | 0 | 0 | 0
714-552 | 714 | Tier-1 | 0 | 0 | 0 | 952-776 | 952 | Tier-2 | 714-552 | 0 | 1.1477 | 0 | 0
777-268F | 777 | Tier-1 | 0.02803 | 0 | 0.02803 | 952-777 | 952 | Tier-2 | 777-268F | 0.02803 | 1.2064 | 0 | 0
714-567F | 714 | Tier-1 | 0 | 0 | 0 | 952-938 | 952 | Tier-2 | 714-567F | 0 | 0.7053 | 0 | 0
777-9 | 777 | Tier-1 | 0 | 0 | 0 | 952-941F | 952 | Tier-2 | 777-9 | 0 | 0 | 0 | 0
716-11 | 716 | Tier-1 | 0 | 0 | 0 | 953-529F | 953 | Tier-1 | 716-11 | 0 | 0.4589 | 0 | 0
779-23 | 779 | Tier-1 | 0 | 0 | 0 | 954-100 | 954 | Tier-1 | 779-23 | 0 | 0 | 0 | 0
716-21F | 716 | Tier-1 | 0 | 0 | 0 | 954-421F | 954 | Tier-2 | 716-21F | 0 | 0.8875 | 0 | 0
78-26R | 78 | Tier-3 | 5.2534 | 1.1169 | 6.3703 | 954-424 | 954 | Tier-2 | 78-26R | 5.2534 | 0.056818 | 0.20303 | 1.1169
78-35R | 78 | Tier-3 | 1.532 | 0 | 1.532 | 954-425 | 954 | Tier-1 | 78-35R | 1.532 | 0 | 0 | 0
78-782R | 78 | Tier-3 | 1.7152 | 0 | 1.7152 | 955-12 | 955 | Tier-1 | 78-782R | 1.7152 | 0 | 0.06553 | 0
716-9 | 716 | Tier-1 | 0 | 0 | 0 | 956-396F | 956 | Tier-1 | 716-9 | 0 | 1.9362 | 0 | 0
718-483R | 718 | Tier-1 | 3.2841 | 0 | 3.2841 | 957-491 | 957 | Tier-1 | 718-483R | 3.2841 | 5.0924 | 0 | 0
780-442 | 780 | Tier-1 | 0 | 0 | 0 | 958-19F | 958 | Tier-1 | 780-442 | 0 | 0 | 0 | 0
719-20AE | 719 | Tier-1 | 0.1892 | 0 | 0.1892 | 958-20F | 958 | Tier-1 | 719-20AE | 0.1892 | 0.28504 | 0 | 0
719-21AE | 719 | Tier-1 | 1.217 | 0 | 1.217 | 959-12F | 959 | Tier-2 | 719-21AE | 1.217 | 1.6381 | 0 | 0
780-445F | 780 | Tier-1 | 0 | 0 | 0 | 96-1040F | 96 | Tier-1 | 780-445F | 0 | 0.0060606 | 0 | 0
719-33 | 719 | Tier-1 | 2.1061 | 0 | 2.1061 | 961-245 | 961 | Tier-1 | 719-33 | 2.1061 | 0.98447 | 0 | 0
781-42 | 781 | Tier-1 | 0 | 0 | 0 | 961-70F | 961 | Tier-1 | 781-42 | 0 | 0 | 0 | 0
781-43AE | 781 | Tier-1 | 0.096023 | 0 | 0.096023 | 961-71F | 961 | Tier-1 | 781-43AE | 0.096023 | 0.089205 | 0 | 0
719-36 | 719 | Tier-1 | 0 | 0 | 0 | 962-109 | 962 | Tier-2 | 719-36 | 0 | 0.62822 | 0 | 0
783-1453 | 783 | Tier-1 | 0 | 0 | 0 | 962-254 | 962 | Tier-2 | 783-1453 | 0 | 0 | 0 | 0
783-850 | 783 | Tier-1 | 0 | 0 | 0 | 962-277 | 962 | Tier-2 | 783-850 | 0 | 0 | 0 | 0
783-853 | 783 | Tier-1 | 0 | 0 | 0 | 963-28F | 963 | Tier-1 | 783-853 | 0 | 0 | 0 | 0
785-10 | 785 | Tier-1 | 0 | 0 | 0 | 963-29 | 963 | Tier-1 | 785-10 | 0 | 0 | 0 | 0
785-12 | 785 | Tier-1 | 0 | 0 | 0 | 967-79 | 967 | Tier-1 | 785-12 | 0 | 0.19318 | 0 | 0
785-13 | 785 | Tier-1 | 0 | 0 | 0 | 967-81 | 967 | Tier-1 | 785-13 | 0 | 0.26326 | 0 | 0
719-856F | 719 | Tier-1 | 0.39356 | 0 | 0.39356 | 968-158 | 968 | Tier-2 | 719-856F | 0.39356 | 2.1023 | 0 | 0
719-857F | 719 | Tier-1 | 0.1572 | 0 | 0.1572 | 968-159AE | 968 | Tier-2 | 719-857F | 0.1572 | 0.76496 | 0 | 0
72-12F | 72 | Tier-1 | 0.11496 | 0 | 0.11496 | 968-464 | 968 | Tier-1 | 72-12F | 0.11496 | 0.86155 | 0 | 0
785-134 | 785 | Tier-1 | 0 | 0 | 0 | 968-465F | 968 | Tier-1 | 785-134 | 0 | 0 | 0 | 0
72-16 | 72 | Tier-1 | 2.4542 | 0 | 2.4542 | 968-466F | 968 | Tier-1 | 72-16 | 2.4542 | 3.4087 | 0 | 0
723-377 | 723 | Tier-1 | 0.056439 | 0 | 0.056439 | 969-223 | 969 | Tier-1 | 723-377 | 0.056439 | 0.77405 | 0 | 0
785-136 | 785 | Tier-1 | 0 | 0 | 0 | 970-18AE | 970 | Tier-3 | 785-136 | 0 | 0.018939 | 0 | 0
785-136F | 785 | Tier-1 | 0 | 0 | 0 | 970-3 | 970 | Tier-3 | 785-136F | 0 | 0 | 0 | 0
785-138 | 785 | Tier-1 | 0 | 0 | 0 | 970-4AE | 970 | Tier-3 | 785-138 | 0 | 0.045455 | 0 | 0
723-792F | 723 | Tier-1 | 0.1303 | 0 | 0.1303 | 971-1973R | 971 | Tier-3 | 723-792F | 0.1303 | 0.31345 | 0 | 0
785-138F | 785 | Tier-1 | 0 | 0 | 0 | CB 1006 | 1006 | Tier-2 | 785-138F | 0 | 0 | 0 | 0
723-794 | 723 | Tier-1 | 0 | 0 | 0 | CB 1007 | 1007 | Tier-1 | 723-794 | 0 | 6.9816 | 0 | 0
785-139 | 785 | Tier-1 | 0 | 0 | 0 | CB 1013 | 1013 | Tier-1 | 785-139 | 0 | 0 | 0 | 0
785-142 | 785 | Tier-1 | 0 | 0 | 0 | CB 102 | 102 | Tier-1 | 785-142 | 0 | 0.011364 | 0 | 0
785-142F | 785 | Tier-1 | 0 | 0 | 0 | CB 1022 | 1022 | Tier-3 | 785-142F | 0 | 0 | 0 | 0
724-7F | 724 | Tier-1 | 0 | 0 | 0 | CB 103 | 103 | Tier-1 | 724-7F | 0 | 0.10436 | 0 | 0
726-24F | 726 | Tier-1 | 0 | 0 | 0 | CB 1047 | 1047 | Tier-1 | 726-24F | 0 | 3.1157 | 0 | 0
726-31F | 726 | Tier-1 | 0 | 0 | 0 | CB 1049 | 1049 | Tier-1 | 726-31F | 0 | 5.3468 | 0 | 0
785-143 | 785 | Tier-1 | 0 | 0 | 0 | CB 1081 | 1081 | Tier-1 | 785-143 | 0 | 0.0094697 | 0 | 0
785-143F | 785 | Tier-1 | 0 | 0 | 0 | CB 1090 | 1090 | Tier-2 | 785-143F | 0 | 0 | 0 | 0
726-41F | 726 | Tier-1 | 0 | 0 | 0 | CB 1106 | 1106 | Tier-2 | 726-41F | 0 | 0.87955 | 0 | 0
785-144 | 785 | Tier-1 | 0 | 0 | 0 | CB 111 | 111 | Tier-1 | 785-144 | 0 | 0.0075758 | 0 | 0
726-43F | 726 | Tier-1 | 0 | 0 | 0 | CB 1130 | 1130 | Tier-1 | 726-43F | 0 | 2.4911 | 0 | 0
726-44F | 726 | Tier-1 | 0 | 0 | 0 | CB 1133 | 1133 | Tier-1 | 726-44F | 0 | 7.9725 | 0 | 0
785-144F | 785 | Tier-1 | 0 | 0 | 0 | CB 1161 | 1161 | Tier-2 | 785-144F | 0 | 0 | 0 | 0
728-1570F | 728 | Tier-2 | 0.072917 | 0.0015152 | 0.074432 | CB 1162 | 1162 | Tier-2 | 728-1570F | 0.072917 | 4.3347 | 1.4799 | 0.0015152
73-1130R | 73 | Tier-3 | 10.4174 | 1.6222 | 12.0396 | CB 1166 | 1166 | Tier-3 | 73-1130R | 10.4174 | 0.13958 | 0.18106 | 1.6222
785-147 | 785 | Tier-1 | 0 | 0 | 0 | CB 117 | 117 | Tier-1 | 785-147 | 0 | 0 | 0 | 0
785-149 | 785 | Tier-1 | 0 | 0 | 0 | CB 118 | 118 | Tier-1 | 785-149 | 0 | 0.13845 | 0 | 0
785-150 | 785 | Tier-1 | 0 | 0 | 0 | CB 120 | 120 | Tier-1 | 785-150 | 0 | 0.0094697 | 0 | 0
73-1163 | 73 | Tier-3 | 8.9943 | 2.2837 | 11.278 | CB 121 | 121 | Tier-1 | 73-1163 | 8.9943 | 1.1252 | 1.0252 | 2.2837
73-1164 | 73 | Tier-3 | 1.0227 | 0.20947 | 1.2322 | CB 1222 | 1222 | Tier-1 | 73-1164 | 1.0227 | 0.59943 | 0.077652 | 0.20947
785-150F | 785 | Tier-1 | 0 | 0 | 0 | CB 1223 | 1223 | Tier-1 | 785-150F | 0 | 0 | 0 | 0
785-151 | 785 | Tier-1 | 0 | 0 | 0 | CB 1225 | 1225 | Tier-1 | 785-151 | 0 | 0.0094697 | 0 | 0
785-151F | 785 | Tier-1 | 0 | 0 | 0 | CB 1244 | 1244 | Tier-2 | 785-151F | 0 | 0 | 0 | 0
785-167 | 785 | Tier-1 | 0 | 0 | 0 | CB 1245 | 1245 | Tier-2 | 785-167 | 0 | 0 | 0 | 0
785-168F | 785 | Tier-1 | 0 | 0 | 0 | CB 1251 | 1251 | Tier-2 | 785-168F | 0 | 0.0075758 | 0 | 0
73-23R | 73 | Tier-3 | 7.5265 | 0.69432 | 8.2208 | CB 1258 | 1258 | Tier-2 | 73-23R | 7.5265 | 0.27652 | 0.12992 | 0.69432
785-170F | 785 | Tier-1 | 0 | 0 | 0 | CB 1259 | 1259 | Tier-2 | 785-170F | 0 | 0.51932 | 0 | 0
73-683R | 73 | Tier-3 | 10.0097 | 0.89735 | 10.907 | CB 1284 | 1284 | Tier-1 | 73-683R | 10.0097 | 3.1413 | 0.26117 | 0.89735
730-1079 | 730 | Tier-1 | 7.2366 | 0 | 7.2366 | CB 129 | 129 | Tier-1 | 730-1079 | 7.2366 | 4.7409 | 0 | 0
730-835 | 730 | Tier-1 | 2.6125 | 0 | 2.6125 | CB 1299 | 1299 | Tier-2 | 730-835 | 2.6125 | 2.2928 | 0 | 0
730-971R | 730 | Tier-1 | 4.1975 | 0 | 4.1975 | CB 1409 | 1409 | Tier-1 | 730-971R | 4.1975 | 2.3294 | 0 | 0
785-364 | 785 | Tier-1 | 0 | 0 | 0 | CB 1410 | 1410 | Tier-1 | 785-364 | 0 | 0 | 0 | 0
731-1245F | 731 | Tier-1 | 0.25777 | 0 | 0.25777 | CB 1419 | 1419 | Tier-1 | 731-1245F | 0.25777 | 0.019886 | 0 | 0
731-1247F | 731 | Tier-1 | 4.6873 | 0 | 4.6873 | CB 1420 | 1420 | Tier-1 | 731-1247F | 4.6873 | 1.3074 | 0 | 0
731-45F | 731 | Tier-1 | 0 | 0 | 0 | CB 143 | 143 | Tier-1 | 731-45F | 0 | 0.89091 | 0 | 0
785-365 | 785 | Tier-1 | 0 | 0 | 0 | CB 1434 | 1434 | Tier-1 | 785-365 | 0 | 0.71117 | 0 | 0
731-49F | 731 | Tier-1 | 9.6521 | 0 | 9.6521 | CB 1435 | 1435 | Tier-1 | 731-49F | 9.6521 | 9.4786 | 0 | 0
732-15R | 732 | Tier-1 | 3.5023 | 0 | 3.5023 | CB 144 | 144 | Tier-1 | 732-15R | 3.5023 | 14.575 | 0 | 0
733-20AE | 733 | Tier-1 | 5.1165 | 0 | 5.1165 | CB 1482 | 1482 | Tier-1 | 733-20AE | 5.1165 | 2.3106 | 0 | 0
733-23R | 733 | Tier-1 | 7.0133 | 0 | 7.0133 | CB 149 | 149 | Tier-1 | 733-23R | 7.0133 | 2.0826 | 0 | 0
785-366 | 785 | Tier-1 | 0 | 0 | 0 | CB 151 | 151 | Tier-1 | 785-366 | 0 | 0.2803 | 0 | 0
785-366F | 785 | Tier-1 | 0 | 0 | 0 | CB 153 | 153 | Tier-1 | 785-366F | 0 | 0 | 0 | 0
785-367 | 785 | Tier-1 | 0 | 0 | 0 | CB 154 | 154 | Tier-1 | 785-367 | 0 | 0.0075758 | 0 | 0
785-367F | 785 | Tier-1 | 0 | 0 | 0 | CB 158 | 158 | Tier-1 | 785-367F | 0 | 0 | 0 | 0
735-281F | 735 | Tier-1 | 0 | 0 | 0 | CB 159 | 159 | Tier-1 | 735-281F | 0 | 1.3326 | 0 | 0
785-368 | 785 | Tier-1 | 0 | 0 | 0 | CB 160 | 160 | Tier-1 | 785-368 | 0 | 0.011364 | 0 | 0
785-368F | 785 | Tier-1 | 0 | 0 | 0 | CB 164 | 164 | Tier-1 | 785-368F | 0 | 0 | 0 | 0
785-369 | 785 | Tier-1 | 0 | 0 | 0 | CB 170 | 170 | Tier-1 | 785-369 | 0 | 0 | 0 | 0
785-370F | 785 | Tier-1 | 0 | 0 | 0 | CB 176 | 176 | Tier-1 | 785-370F | 0 | 0.011364 | 0 | 0
785-372F | 785 | Tier-1 | 0 | 0 | 0 | CB 192 | 192 | Tier-1 | 785-372F | 0 | 0.0066288 | 0 | 0
785-50 | 785 | Tier-1 | 0 | 0 | 0 | CB 193 | 193 | Tier-2 | 785-50 | 0 | 0 | 0 | 0
785-54 | 785 | Tier-1 | 0 | 0 | 0 | CB 196 | 196 | Tier-2 | 785-54 | 0 | 0.029924 | 0 | 0
785-54F | 785 | Tier-1 | 0 | 0 | 0 | CB 200 | 200 | Tier-2 | 785-54F | 0 | 0 | 0 | 0
785-55F | 785 | Tier-1 | 0 | 0 | 0 | CB 203 | 203 | Tier-2 | 785-55F | 0 | 0 | 0 | 0
789-14 | 789 | Tier-1 | 0 | 0 | 0 | CB 205 | 205 | Tier-1 | 789-14 | 0 | 0 | 0 | 0
79-1212 | 79 | Tier-3 | 0 | 0 | 0 | CB 208 | 208 | Tier-1 | 79-1212 | 0 | 0 | 0 | 0
79-1213F | 79 | Tier-3 | 0 | 0 | 0 | CB 213 | 213 | Tier-1 | 79-1213F | 0 | 2.0638 | 0 | 0
79-1215F | 79 | Tier-3 | 0.1661 | 0 | 0.1661 | CB 22 | 22 | Tier-1 | 79-1215F | 0.1661 | 0.025189 | 0 | 0
738-1376F | 738 | Tier-1 | 0 | 0 | 0 | CB 221 | 221 | Tier-3 | 738-1376F | 0 | 1.2407 | 0 | 0
79-1216 | 79 | Tier-3 | 0 | 0 | 0 | CB 224 | 224 | Tier-1 | 79-1216 | 0 | 0 | 0 | 0
79-660R | 79 | Tier-3 | 7.2462 | 0 | 7.2462 | CB 225 | 225 | Tier-1 | 79-660R | 7.2462 | 0.028409 | 0 | 0
79-676R | 79 | Tier-3 | 3.1771 | 0 | 3.1771 | CB 226 | 226 | Tier-1 | 79-676R | 3.1771 | 0.07197 | 0 | 0
739-114F | 739 | Tier-1 | 0 | 0 | 0 | CB 232 | 232 | Tier-2 | 739-114F | 0 | 0.010985 | 0 | 0
739-48 | 739 | Tier-1 | 0 | 0 | 0 | CB 24 | 24 | Tier-1 | 739-48 | 0 | 1.1307 | 0 | 0
79-782R | 79 | Tier-3 | 0 | 0 | 0 | CB 249 | 249 | Tier-3 | 79-782R | 0 | 2.7718 | 0 | 0
79-799R | 79 | Tier-3 | 6.6937 | 0 | 6.6937 | CB 257 | 257 | Tier-1 | 79-799R | 6.6937 | 0 | 0 | 0
74-24R | 74 | Tier-1 | 3.9907 | 0 | 3.9907 | CB 262 | 262 | Tier-1 | 74-24R | 3.9907 | 2.6991 | 0 | 0
74-35R | 74 | Tier-1 | 1.2218 | 0 | 1.2218 | CB 263 | 263 | Tier-1 | 74-35R | 1.2218 | 1.3362 | 0 | 0
791-417 | 791 | Tier-1 | 0 | 0 | 0 | CB 266 | 266 | Tier-1 | 791-417 | 0 | 0 | 0 | 0
740-365AE | 740 | Tier-1 | 0 | 0 | 0 | CB 270 | 270 | Tier-1 | 740-365AE | 0 | 3.2898 | 0 | 0
740-856F | 740 | Tier-1 | 1.3888 | 0 | 1.3888 | CB 281 | 281 | Tier-2 | 740-856F | 1.3888 | 4.7532 | 0 | 0
740-857F | 740 | Tier-1 | 0.23295 | 0 | 0.23295 | CB 284 | 284 | Tier-1 | 740-857F | 0.23295 | 1.5455 | 0 | 0
791-421F | 791 | Tier-1 | 0 | 0 | 0 | CB 287 | 287 | Tier-1 | 791-421F | 0 | 0.1178 | 0 | 0
791-423 | 791 | Tier-2 | 0 | 0 | 0 | CB 290 | 290 | Tier-2 | 791-423 | 0 | 0 | 0 | 0
791-425F | 791 | Tier-2 | 0 | 0 | 0 | CB 296 | 296 | Tier-2 | 791-425F | 0 | 3.039 | 0 | 0
792-1171 | 792 | Tier-1 | 0 | 0 | 0 | CB 297 | 297 | Tier-2 | 792-1171 | 0 | 0 | 0 | 0
741-17 | 741 | Tier-1 | 0.22917 | 0 | 0.22917 | CB 305 | 305 | Tier-1 | 741-17 | 0.22917 | 1.7095 | 0 | 0
793-20 | 793 | Tier-1 | 0 | 0 | 0 | CB 31 | 31 | Tier-1 | 793-20 | 0 | 0 | 0 | 0
741-42 | 741 | Tier-1 | 0 | 0 | 0 | CB 313 | 313 | Tier-1 | 741-42 | 0 | 0.075379 | 0 | 0
741-43 | 741 | Tier-1 | 0 | 0 | 0 | CB 321 | 321 | Tier-1 | 741-43 | 0 | 0.71212 | 0 | 0
793-26 | 793 | Tier-1 | 0 | 0 | 0 | CB 323 | 323 | Tier-1 | 793-26 | 0 | 0 | 0 | 0
741-48F | 741 | Tier-1 | 0 | 0 | 0 | CB 334 | 334 | Tier-2 | 741-48F | 0 | 1.2051 | 0 | 0
793-45 | 793 | Tier-1 | 0 | 0 | 0 | CB 353 | 353 | Tier-2 | 793-45 | 0 | 0 | 0 | 0
741-50F | 741 | Tier-1 | 0 | 0 | 0 | CB 367 | 367 | Tier-1 | 741-50F | 0 | 0.37917 | 0 | 0
794-1000 | 794 | Tier-1 | 0 | 0 | 0 | CB 378 | 378 | Tier-1 | 794-1000 | 0 | 0 | 0 | 0
794-16 | 794 | Tier-1 | 0 | 0 | 0 | CB 38 | 38 | Tier-1 | 794-16 | 0 | 0 | 0 | 0
795-723 | 795 | Tier-2 | 0 | 0 | 0 | CB 390 | 390 | Tier-1 | 795-723 | 0 | 0 | 0 | 0
743-364 | 743 | Tier-1 | 0 | 0 | 0 | CB 391 | 391 | Tier-1 | 743-364 | 0 | 0.28636 | 0 | 0
795-820 | 795 | Tier-1 | 0 | 0 | 0 | CB 400 | 400 | Tier-1 | 795-820 | 0 | 0 | 0 | 0
797-29 | 797 | Tier-1 | 0 | 0 | 0 | CB 41 | 41 | Tier-1 | 797-29 | 0 | 0 | 0 | 0
797-38 | 797 | Tier-1 | 0 | 0 | 0 | CB 413 | 413 | Tier-1 | 797-38 | 0 | 0 | 0 | 0
797-39 | 797 | Tier-1 | 0 | 0 | 0 | CB 416 | 416 | Tier-1 | 797-39 | 0 | 1.1746 | 0 | 0
798-242 | 798 | Tier-1 | 0 | 0 | 0 | CB 417 | 417 | Tier-1 | 798-242 | 0 | 0 | 0 | 0
798-255 | 798 | Tier-1 | 0 | 0 | 0 | CB 42 | 42 | Tier-1 | 798-255 | 0 | 0 | 0 | 0
80-561 | 80 | Tier-1 | 0 | 0 | 0 | CB 424 | 424 | Tier-1 | 80-561 | 0 | 0 | 0 | 0
745-272F | 745 | Tier-1 | 0 | 0 | 0 | CB 426 | 426 | Tier-1 | 745-272F | 0 | 0.22973 | 0 | 0
745-273F | 745 | Tier-1 | 0 | 0 | 0 | CB 428 | 428 | Tier-1 | 745-273F | 0 | 0.1536 | 0 | 0
80-562 | 80 | Tier-1 | 0 | 0 | 0 | CB 430 | 430 | Tier-1 | 80-562 | 0 | 0.63693 | 0 | 0
745-33 | 745 | Tier-1 | 0 | 0 | 0 | CB 434 | 434 | Tier-1 | 745-33 | 0 | 0.98504 | 0 | 0
80-567 | 80 | Tier-1 | 0 | 0 | 0 | CB 442 | 442 | Tier-3 | 80-567 | 0 | 0 | 0 | 0
81-192 | 81 | Tier-1 | 0 | 0 | 0 | CB 443 | 443 | Tier-2 | 81-192 | 0 | 0 | 0 | 0
81-193AE | 81 | Tier-1 | 0.22008 | 0 | 0.22008 | CB 450 | 450 | Tier-1 | 81-193AE | 0.22008 | 0.27633 | 0 | 0
746-364 | 746 | Tier-1 | 0 | 0 | 0 | CB 452 | 452 | Tier-1 | 746-364 | 0 | 0.29545 | 0 | 0
83-621 | 83 | Tier-1 | 0 | 0 | 0 | CB 457 | 457 | Tier-1 | 83-621 | 0 | 0 | 0 | 0
746-740F | 746 | Tier-1 | 0 | 0 | 0 | CB 46 | 46 | Tier-1 | 746-740F | 0 | 0.39508 | 0 | 0
830-620 | 830 | Tier-1 | 0 | 0 | 0 | CB 465 | 465 | Tier-1 | 830-620 | 0 | 0 | 0 | 0
831-1749 | 831 | Tier-1 | 0 | 0 | 0 | CB 469 | 469 | Tier-1 | 831-1749 | 0 | 0 | 0 | 0
831-65 | 831 | Tier-1 | 0 | 0 | 0 | CB 470 | 470 | Tier-2 | 831-65 | 0 | 0 | 0 | 0
746-819F | 746 | Tier-1 | 0 | 0 | 0 | CB 471 | 471 | Tier-1 | 746-819F | 0 | 3.3595 | 0 | 0
832-1058F | 832 | Tier-1 | 0 | 0 | 0 | CB 474 | 474 | Tier-1 | 832-1058F | 0 | 0.045455 | 0 | 0
747-859F | 747 | Tier-1 | 0 | 0 | 0 | CB 475 | 475 | Tier-1 | 747-859F | 0 | 0.30114 | 0 | 0
832-1060 | 832 | Tier-1 | 0 | 0 | 0 | CB 476 | 476 | Tier-2 | 832-1060 | 0 | 0 | 0 | 0
747-861F | 747 | Tier-1 | 0 | 0 | 0 | CB 48 | 48 | Tier-1 | 747-861F | 0 | 1.1117 | 0 | 0
832-990 | 832 | Tier-1 | 0 | 0 | 0 | CB 483 | 483 | Tier-1 | 832-990 | 0 | 0 | 0 | 0
834-422 | 834 | Tier-1 | 0 | 0 | 0 | CB 493 | 493 | Tier-1 | 834-422 | 0 | 0 | 0 | 0
834-884 | 834 | Tier-1 | 0 | 0 | 0 | CB 496 | 496 | Tier-1 | 834-884 | 0 | 0 | 0 | 0
835-12 | 835 | Tier-2 | 0 | 0 | 0 | CB 499 | 499 | Tier-2 | 835-12 | 0 | 0 | 0 | 0
836-6 | 836 | Tier-1 | 0 | 0 | 0 | CB 500 | 500 | Tier-2 | 836-6 | 0 | 0 | 0 | 0
840-302 | 840 | Tier-2 | 0 | 0 | 0 | CB 507 | 507 | Tier-1 | 840-302 | 0 | 0 | 0 | 0
840-306 | 840 | Tier-2 | 0 | 0 | 0 | CB 517 | 517 | Tier-1 | 840-306 | 0 | 0 | 0 | 0
840-309F | 840 | Tier-2 | 0 | 0 | 0 | CB 543 | 543 | Tier-2 | 840-309F | 0 | 0.10341 | 0 | 0
840-57 | 840 | Tier-2 | 0 | 0 | 0 | CB 545 | 545 | Tier-1 | 840-57 | 0 | 0 | 0 | 0
840-58AE | 840 | Tier-2 | 0 | 0 | 0 | CB 546 | 546 | Tier-1 | 840-58AE | 0 | 0.42254 | 0 | 0
841-305 | 841 | Tier-2 | 0 | 0 | 0 | CB 548 | 548 | Tier-1 | 841-305 | 0 | 0 | 0 | 0
843-26 | 843 | Tier-1 | 0 | 0 | 0 | CB 553 | 553 | Tier-1 | 843-26 | 0 | 0 | 0 | 0
843-30 | 843 | Tier-1 | 0 | 0 | 0 | CB 555 | 555 | Tier-1 | 843-30 | 0 | 0.85436 | 0 | 0
749-41F | 749 | Tier-1 | 0 | 0 | 0 | CB 556 | 556 | Tier-1 | 749-41F | 0 | 0.35057 | 0 | 0
749-42F | 749 | Tier-1 | 0 | 0 | 0 | CB 561 | 561 | Tier-1 | 749-42F | 0 | 0.68712 | 0 | 0
749-43F | 749 | Tier-1 | 0 | 0 | 0 | CB 572 | 572 | Tier-1 | 749-43F | 0 | 0.26061 | 0 | 0
843-31 | 843 | Tier-1 | 0 | 0 | 0 | CB 576 | 576 | Tier-2 | 843-31 | 0 | 0 | 0 | 0
843-32F | 843 | Tier-1 | 0 | 0 | 0 | CB 579 | 579 | Tier-1 | 843-32F | 0 | 0.42557 | 0 | 0
749-50F | 749 | Tier-1 | 0 | 0 | 0 | CB 586 | 586 | Tier-1 | 749-50F | 0 | 0.17652 | 0 | 0
843-33 | 843 | Tier-2 | 0 | 0 | 0 | CB 589 | 589 | Tier-1 | 843-33 | 0 | 1.0496 | 0 | 0
75-2228F | 75 | Tier-3 | 0 | 0 | 0 | CB 596 | 596 | Tier-2 | 75-2228F | 0 | 0.0094697 | 0 | 0
843-38 | 843 | Tier-1 | 0 | 0 | 0 | CB 60 | 60 | Tier-1 | 843-38 | 0 | 0 | 0 | 0
843-393 | 843 | Tier-1 | 0 | 0 | 0 | CB 62 | 62 | Tier-1 | 843-393 | 0 | 0 | 0 | 0
75-2257F | 75 | Tier-3 | 0.050947 | 0 | 0.050947 | CB 64 | 64 | Tier-1 | 75-2257F | 0.050947 | 0.67008 | 0.050189 | 0
75-2258F | 75 | Tier-3 | 0 | 0.020455 | 0.020455 | CB 65 | 65 | Tier-1 | 75-2258F | 0 | 3.9432 | 0.83163 | 0.020455
75-2259F | 75 | Tier-3 | 3.4309 | 0.90076 | 4.3316 | CB 67 | 67 | Tier-3 | 75-2259F | 3.4309 | 1.7983 | 0.35114 | 0.90076
75-2260F | 75 | Tier-3 | 0 | 0 | 0 | CB 700 | 700 | Tier-1 | 75-2260F | 0 | 7.708 | 1.5282 | 0
75-32R | 75 | Tier-3 | 1.9708 | 0.47367 | 2.4445 | CB 701 | 701 | Tier-1 | 75-32R | 1.9708 | 1.697 | 0.54583 | 0.47367
75-41 | 75 | Tier-3 | 2.522 | 0.087879 | 2.6098 | CB 702 | 702 | Tier-1 | 75-41 | 2.522 | 0.27727 | 0.034091 | 0.087879
75-996R | 75 | Tier-2 | 9.1595 | 1.7498 | 10.9093 | CB 704 | 704 | Tier-1 | 75-996R | 9.1595 | 0.45473 | 0.29583 | 1.7498
750-306 | 750 | Tier-1 | 0 | 0 | 0 | CB 706 | 706 | Tier-1 | 750-306 | 0 | 12.9131 | 0 | 0
843-396F | 843 | Tier-1 | 0 | 0 | 0 | CB 708 | 708 | Tier-1 | 843-396F | 0 | 1.8646 | 0 | 0
846-1 | 846 | Tier-1 | 0 | 0 | 0 | CB 724 | 724 | Tier-1 | 846-1 | 0 | 0 | 0 | 0
751-40F | 751 | Tier-2 | 0 | 0 | 0 | CB 727 | 727 | Tier-1 | 751-40F | 0 | 5.6718 | 0 | 0
846-30 | 846 | Tier-1 | 0 | 0 | 0 | CB 731 | 731 | Tier-1 | 846-30 | 0 | 0 | 0 | 0
751-57F | 751 | Tier-1 | 0 | 0 | 0 | CB 733 | 733 | Tier-1 | 751-57F | 0 | 4.0583 | 0 | 0
751-58F | 751 | Tier-2 | 0 | 0 | 0 | CB 736 | 736 | Tier-1 | 751-58F | 0 | 10.0566 | 0 | 0
752-37R | 752 | Tier-1 | 0 | 0 | 0 | CB 74 | 74 | Tier-1 | 752-37R | 0 | 5.4062 | 0 | 0
846-3F | 846 | Tier-1 | 0 | 0 | 0 | CB 740 | 740 | Tier-1 | 846-3F | 0 | 0.4822 | 0 | 0
752-691 | 752 | Tier-1 | 0 | 0 | 0 | CB 743 | 743 | Tier-1 | 752-691 | 0 | 10.0591 | 0 | 0
752-692 | 752 | Tier-1 | 0 | 0 | 0 | CB 746 | 746 | Tier-1 | 752-692 | 0 | 1.504 | 0 | 0
753-485 | 753 | Tier-2 | 0 | 0 | 0 | CB 749 | 749 | Tier-1 | 753-485 | 0 | 26.0176 | 0 | 0
754-1014AE | 754 | Tier-2 | 0 | 0 | 0 | CB 759 | 759 | Tier-1 | 754-1014AE | 0 | 3.1822 | 0 | 0
754-1122 | 754 | Tier-2 | 0 | 0 | 0 | CB 763 | 763 | Tier-1 | 754-1122 | 0 | 3.7856 | 0 | 0
847-3 | 847 | Tier-1 | 0 | 0 | 0 | CB 766 | 766 | Tier-1 | 847-3 | 0 | 0.2161 | 0 | 0
847-81 | 847 | Tier-1 | 0 | 0 | 0 | CB 775 | 775 | Tier-1 | 847-81 | 0 | 0 | 0 | 0
85-499 | 85 | Tier-1 | 0 | 0 | 0 | CB 776 | 776 | Tier-2 | 85-499 | 0 | 0 | 0 | 0
851-1528F | 851 | Tier-1 | 0 | 0 | 0 | CB 78 | 78 | Tier-3 | 851-1528F | 0 | 0.080492 | 0 | 0
754-689 | 754 | Tier-2 | 0 | 0 | 0 | CB 789 | 789 | Tier-1 | 754-689 | 0 | 4.8206 | 0 | 0
851-1529F | 851 | Tier-1 | 0 | 0 | 0 | CB 79 | 79 | Tier-3 | 851-1529F | 0 | 0.11307 | 0 | 0
754-692 | 754 | Tier-2 | 0 | 0 | 0 | CB 821 | 821 | Tier-1 | 754-692 | 0 | 1.1252 | 0 | 0
851-1530F | 851 | Tier-1 | 0 | 0 | 0 | CB 846 | 846 | Tier-1 | 851-1530F | 0 | 0.13011 | 0 | 0
754-859AE | 754 | Tier-2 | 0 | 0 | 0 | CB 85 | 85 | Tier-1 | 754-859AE | 0 | 2.017 | 0 | 0
755-621F | 755 | Tier-1 | 0 | 0 | 0 | CB 850 | 850 | Tier-1 | 755-621F | 0 | 3.1223 | 0 | 0
755-622F | 755 | Tier-1 | 0 | 0 | 0 | CB 856 | 856 | Tier-1 | 755-622F | 0 | 4.24 | 0 | 0
755-623F | 755 | Tier-1 | 0 | 0 | 0 | CB 88 | 88 | Tier-1 | 755-623F | 0 | 6.7854 | 0 | 0
851-1531F | 851 | Tier-1 | 0 | 0 | 0 | CB 90 | 90 | Tier-1 | 851-1531F | 0 | 0.67443 | 0 | 0
851-1532 | 851 | Tier-1 | 0 | 0 | 0 | CB 901 | 901 | Tier-1 | 851-1532 | 0 | 0 | 0 | 0
756-109F | 756 | Tier-1 | 0 | 0 | 0 | CB 904 | 904 | Tier-1 | 756-109F | 0 | 0.11742 | 0 | 0
756-40 | 756 | Tier-1 | 0 | 0 | 0 | CB 905 | 905 | Tier-1 | 756-40 | 0 | 1.7095 | 0 | 0
851-742 | 851 | Tier-1 | 0 | 0 | 0 | CB 909 | 909 | Tier-2 | 851-742 | 0 | 0 | 0 | 0
852-716 | 852 | Tier-1 | 0 | 0 | 0 | CB 911 | 911 | Tier-2 | 852-716 | 0 | 0 | 0 | 0
853-545 | 853 | Tier-1 | 0 | 0 | 0 | CB 921 | 921 | Tier-1 | 853-545 | 0 | 0 | 0 | 0
756-44F | 756 | Tier-1 | 0 | 0 | 0 | CB 928 | 928 | Tier-2 | 756-44F | 0 | 0.011364 | 0 | 0
756-45F | 756 | Tier-1 | 0 | 0 | 0 | CB 94 | 94 | Tier-1 | 756-45F | 0 | 0.0075758 | 0 | 0
853-548F | 853 | Tier-1 | 0 | 0 | 0 | CB 947 | 947 | Tier-1 | 853-548F | 0 | 0.41686 | 0 | 0
854-610 | 854 | Tier-1 | 0 | 0 | 0 | CB 950 | 950 | Tier-1 | 854-610 | 0 | 0 | 0 | 0
756-49F | 756 | Tier-1 | 0 | 0 | 0 | CB 956 | 956 | Tier-1 | 756-49F | 0 | 0.0041667 | 0 | 0
756-50F | 756 | Tier-1 | 0 | 0 | 0 | CB 957 | 957 | Tier-1 | 756-50F | 0 | 0.017235 | 0 | 0
759-13AE | 759 | Tier-1 | 7.3235 | 0 | 7.3235 | CB 960 | 960 | Tier-2 | 759-13AE | 7.3235 | 2.6894 | 0 | 0
854-807 | 854 | Tier-1 | 0 | 0 | 0 | CB 963 | 963 | Tier-2 | 854-807 | 0 | 0 | 0 | 0
76-266F | 76 | Tier-1 | 0.21686 | 0 | 0.21686 | CB 968 | 968 | Tier-1 | 76-266F | 0.21686 | 1.8973 | 0 | 0
854-808 | 854 | Tier-1 | 0 | 0 | 0 | CB 980 | 980 | Tier-2 | 854-808 | 0 | 0 | 0 | 0
76-272 | 76 | Tier-1 | 0.79697 | 0 | 0.79697 | CB 988 | 988 | Tier-2 | 76-272 | 0.79697 | 1.4138 | 0 | 0
76-48F | 76 | Tier-1 | 0 | 0 | 0 | CB 989 | 989 | Tier-2 | 76-48F | 0 | 2.0718 | 0 | 0
76-49F | 76 | Tier-1 | 0.51458 | 0 | 0.51458 | CB 99 | 99 | Tier-1 | 76-49F | 0.51458 | 0.19223 | 0 | 0
76-50F | 76 | Tier-1 | 0 | 0 | 0 | CB 994 | 994 | Tier-2 | 76-50F | 0 | 0.9411 | 0 | 0
855-35 | 855 | Tier-1 | 0 | 0 | 0 | CB 995 | 995 | Tier-2 | 855-35 | 0 | 0.8928 | 0.19186 | 0
761-243F | 761 | Tier-1 | 0 | 0 | 0 | CB ALV1 | ALV1 | Tier-1 | 761-243F | 0 | 2.9227 | 0 | 0
761-244F | 761 | Tier-1 | 0 | 0 | 0 | CB AM2 | AM2 | Tier-1 | 761-244F | 0 | 3.6932 | 0 | 0
855-44 | 855 | Tier-1 | 0 | 0 | 0 | CB BA2 | BA2 | Tier-1 | 855-44 | 0 | 0 | 0 | 0
857-303 | 857 | Tier-1 | 0 | 0 | 0 | CB BH1 | BH1 | Tier-1 | 857-303 | 0 | 0 | 0 | 0
857-304F | 857 | Tier-1 | 0 | 0 | 0 | CB BK1 | BK1 | Tier-1 | 857-304F | 0 | 0.091288 | 0 | 0
857-305F | 857 | Tier-1 | 0 | 0 | 0 | CB BK4 | BK4 | Tier-1 | 857-305F | 0 | 0.084848 | 0 | 0
857-306F | 857 | Tier-1 | 0 | 0 | 0 | CB BN2 | BN2 | Tier-1 | 857-306F | 0 | 0.14299 | 0 | 0
857-57 | 857 | Tier-1 | 0 | 0 | 0 | CB BO1 | BO1 | Tier-1 | 857-57 | 0 | 0 | 0 | 0
763-50F | 763 | Tier-1 | 0 | 0 | 0 | CB BP1 | BP1 | Tier-1 | 763-50F | 0 | 1.6424 | 0 | 0
763-98F | 763 | Tier-1 | 0 | 0 | 0 | CB BS1 | BS1 | Tier-1 | 763-98F | 0 | 4.6608 | 0 | 0
857-58 | 857 | Tier-1 | 0 | 0 | 0 | CB BY2 | BY2 | Tier-1 | 857-58 | 0 | 0.13826 | 0 | 0
765-16F | 765 | Tier-1 | 0 | 0 | 0 | CB CA1 | CA1 | Tier-1 | 765-16F | 0 | 1.7282 | 0 | 0
765-17F | 765 | Tier-1 | 0 | 0 | 0 | CB CCB1 | CCB1 | Tier-1 | 765-17F | 0 | 0.039015 | 0 | 0
858-15AE | 858 | Tier-1 | 0 | 0 | 0 | CB CE1 | CE1 | Tier-1 | 858-15AE | 0 | 0.48826 | 0 | 0
858-17 | 858 | Tier-1 | 0 | 0 | 0 | CB CE2 | CE2 | Tier-1 | 858-17 | 0 | 0 | 0 | 0
765-40 | 765 | Tier-1 | 0 | 0 | 0 | CB CMP1 | CMP1 | Tier-1 | 765-40 | 0 | 6.8413 | 0 | 0
859-10 | 859 | Tier-1 | 0 | 0 | 0 | CB CS2 | CS2 | Tier-1 | 859-10 | 0 | 0 | 0 | 0
765-49 | 765 | Tier-1 | 0 | 0 | 0 | CB CS4 | CS4 | Tier-1 | 765-49 | 0 | 2.5604 | 0 | 0
765-53 | 765 | Tier-1 | 0.22367 | 0 | 0.22367 | CB CTL1 | CTL1 | Tier-3 | 765-53 | 0.22367 | 8.6358 | 0 | 0
859-38 | 859 | Tier-1 | 0 | 0 | 0 | CB DH1 | DH1 | Tier-1 | 859-38 | 0 | 0 | 0 | 0
859-39F | 859 | Tier-1 | 0 | 0 | 0 | CB DS1 | DS1 | Tier-1 | 859-39F | 0 | 0.0068182 | 0 | 0
768-20AE | 768 | Tier-1 | 0.6589 | 0 | 0.6589 | CB DV1 | DV1 | Tier-3 | 768-20AE | 0.6589 | 15.8318 | 0 | 0
77-28R | 77 | Tier-1 | 0.72197 | 0 | 0.72197 | CB ELS1 | ELS1 | Tier-1 | 77-28R | 0.72197 | 1.5294 | 0 | 0
770-250R | 770 | Tier-1 | 0.88523 | 0 | 0.88523 | CB EO2 | EO2 | Tier-1 | 770-250R | 0.88523 | 0.22008 | 0 | 0
770-259R | 770 | Tier-2 | 1.5089 | 0 | 1.5089 | CB ER1 | ER1 | Tier-1 | 770-259R | 1.5089 | 0 | 0 | 0
770-546F | 770 | Tier-2 | 0 | 0 | 0 | CB EV1 | EV1 | Tier-1 | 770-546F | 0 | 0.92102 | 0 | 0
770-548F | 770 | Tier-1 | 0 | 0 | 0 | CB FB1 | FB1 | Tier-2 | 770-548F | 0 | 1.4392 | 0 | 0
859-40F | 859 | Tier-1 | 0 | 0 | 0 | CB FM3 | FM3 | Tier-1 | 859-40F | 0 | 0.011364 | 0 | 0
771-273AE | 771 | Tier-1 | 0 | 0 | 0 | CB GA1 | GA1 | Tier-1 | 771-273AE | 0 | 0.45758 | 0 | 0
771-274AE | 771 | Tier-1 | 0.13125 | 0 | 0.13125 | CB GH3 | GH3 | Tier-1 | 771-274AE | 0.13125 | 3.293 | 0 | 0
771-275AE | 771 | Tier-1 | 0 | 0 | 0 | CB HB5 | HB5 | Tier-1 | 771-275AE | 0 | 0.77311 | 0 | 0
86-1055F | 86 | Tier-1 | 0.66364 | 0 | 0.66364 | CB LPS1 | LPS1 | Tier-1 | 86-1055F | 0.66364 | 1.1652 | 0 | 0
771-383F | 771 | Tier-1 | 0 | 0 | 0 | CB LR1 | LR1 | Tier-1 | 771-383F | 0 | 0.018939 | 0 | 0
86-1056 | 86 | Tier-1 | 0 | 0 | 0 | CB MA2 | MA2 | Tier-1 | 86-1056 | 0 | 0 | 0 | 0
86-549 | 86 | Tier-1 | 0 | 0 | 0 | CB MM1 | MM1 | Tier-1 | 86-549 | 0 | 0 | 0 | 0
87-12 | 87 | Tier-1 | 0 | 0 | 0 | CB MOR1 | MOR1 | Tier-2 | 87-12 | 0 | 0.11364 | 0 | 0
772-319F | 772 | Tier-1 | 0 | 0 | 0 | CB MT1 | MT1 | Tier-1 | 772-319F | 0 | 1.2326 | 0 | 0
87-12F | 87 | Tier-1 | 0 | 0 | 0 | CB NTL1 | NTL1 | Tier-1 | 87-12F | 0 | 0 | 0 | 0
87-13 | 87 | Tier-1 | 0 | 0 | 0 | CB OCA1 | OCA1 | Tier-1 | 87-13 | 0 | 0.10227 | 0 | 0
773-271F | 773 | Tier-1 | 0.61894 | 0 | 0.61894 | CB OS4 | OS4 | Tier-1 | 773-271F | 0.61894 | 1.1455 | 0 | 0
87-13F | 87 | Tier-1 | 0 | 0 | 0 | CB PB5 | PB5 | Tier-1 | 87-13F | 0 | 0 | 0 | 0
773-31F | 773 | Tier-1 | 0 | 0 | 0 | CB PH1 | PH1 | Tier-1 | 773-31F | 0 | 4.2502 | 0 | 0
87-23F | 87 | Tier-1 | 0 | 0 | 0 | CB PL4 | PL4 | Tier-1 | 87-23F | 0 | 0 | 0 | 0
774-25AE | 774 | Tier-1 | 0 | 0 | 0 | CB QB1 | QB1 | Tier-1 | 774-25AE | 0 | 1.2343 | 0 | 0
774-26AE | 774 | Tier-1 | 0 | 0 | 0 | CB RA3 | RA3 | Tier-2 | 774-26AE | 0 | 2.5432 | 0 | 0
87-274 | 87 | Tier-1 | 0 | 0 | 0 | CB RC1 | RC1 | Tier-2 | 87-274 | 0 | 0 | 0 | 0
774-28AE | 774 | Tier-1 | 0 | 0 | 0 | CB RD2 | RD2 | Tier-1 | 774-28AE | 0 | 0.99564 | 0 | 0
774-2F | 774 | Tier-1 | 0 | 0 | 0 | CB RE1 | RE1 | Tier-1 | 774-2F | 0 | 1.1996 | 0 | 0
774-4F | 774 | Tier-1 | 0 | 0 | 0 | CB RV3 | RV3 | Tier-1 | 774-4F | 0 | 0.26742 | 0 | 0
775-185 | 775 | Tier-1 | 1.2682 | 0 | 1.2682 | CB SE4 | SE4 | Tier-1 | 775-185 | 1.2682 | 2.4091 | 0 | 0
87-277F | 87 | Tier-1 | 0 | 0 | 0 | CB SHC1 | SHC1 | Tier-1 | 87-277F | 0 | 0.21098 | 0 | 0
775-187AE | 775 | Tier-1 | 0.35114 | 0 | 0.35114 | CB SR4 | SR4 | Tier-1 | 775-187AE | 0.35114 | 0.52822 | 0 | 0
777-10 | 777 | Tier-1 | 0.082197 | 0 | 0.082197 | CB SW2 | SW2 | Tier-1 | 777-10 | 0.082197 | 0.38125 | 0 | 0
87-9 | 87 | Tier-1 | 0 | 0 | 0 | CB TY1 | TY1 | Tier-1 | 87-9 | 0 | 0 | 0 | 0
88-28F | 88 | Tier-1 | 0 | 0 | 0 | CB VS4 | VS4 | Tier-1 | 88-28F | 0 | 0.14659 | 0 | 0
88-29 | 88 | Tier-1 | 0 | 0 | 0 | CB WA1 | WA1 | Tier-1 | 88-29 | 0 | 0 | 0 | 0
89-208 | 89 | Tier-1 | 0 | 0 | 0 | CB WA2 | WA2 | Tier-1 | 89-208 | 0 | 0 | 0 | 0
89-210 | 89 | Tier-1 | 0 | 0 | 0 | CB WA3 | WA3 | Tier-1 | 89-210 | 0 | 0.0075758 | 0 | 0
89-210F | 89 | Tier-1 | 0 | 0 | 0 | CB WA4 | WA4 | Tier-1 | 89-210F | 0 | 0 | 0 | 0
777-269F | 777 | Tier-1 | 0 | 0 | 0 | CB WY3 | WY3 | Tier-1 | 777-269F | 0 | 1.6509 | 0 | 0
89-211 | 89 | Tier-1 | 0 | 0 | 0 | CB YS1 | YS1 | Tier-1 | 89-211 | 0 | 0.011364 | 0 | 0
89-211F | 89 | Tier-1 | 0 | 0 | 0 | DV1-3R | DV1 | Tier-3 | 89-211F | 0 | 0 | 0 | 0
779-25AE | 779 | Tier-1 | 0.25284 | 0 | 0.25284 | NO1-287F | NO1 | Tier-1 | 779-25AE | 0.25284 | 1.5557 | 0 | 0
89-284 | 89 | Tier-1 | 0 | 0 | 0 | NO1-288F | NO1 | Tier-1 | 89-284 | 0 | 0 | 0 | 0
89-287 | 89 | Tier-1 | 0 | 0 | 0 | NO1-289F | NO1 | Tier-1 | 89-287 | 0 | 0.02178 | 0 | 0
89-287F | 89 | Tier-1 | 0 | 0 | 0 | RD4-48F | RD4 | Tier-1 | 89-287F | 0 | 0 | 0 | 0
89-288 | 89 | Tier-1 | 0 | 0 | 0 | 100-524 | 100 | Tier-1 | 89-288 | 0 | 0.010417 | 0 | 0
780-443F | 780 | Tier-1 | 0 | 0 | 0 | 1001-1230 | 1001 | Tier-1 | 780-443F | 0 | 0.020455 | 0 | 0
780-444F | 780 | Tier-1 | 0 | 0 | 0 | 1001-1821F | 1001 | Tier-1 | 780-444F | 0 | 0.023106 | 0 | 0
89-288F | 89 | Tier-1 | 0 | 0 | 0 | 1006-2F | 1006 | Tier-2 | 89-288F | 0 | 0 | 0 | 0
780-468R | 780 | Tier-1 | 1.2642 | 0 | 1.2642 | 1006-830F | 1006 | Tier-2 | 780-468R | 1.2642 | 15.0188 | 0 | 0
781-1356R | 781 | Tier-1 | 0.75587 | 0 | 0.75587 | 1007-7 | 1007 | Tier-1 | 781-1356R | 0.75587 | 2.9682 | 0 | 0
781-1359 | 781 | Tier-1 | 0.99375 | 0 | 0.99375 | 1011-31 | 1011 | Tier-1 | 781-1359 | 0.99375 | 4.6725 | 0 | 0
89-289F | 89 | Tier-1 | 0 | 0 | 0 | 1011-32 | 1011 | Tier-1 | 89-289F | 0 | 0 | 0 | 0
89-655 | 89 | Tier-1 | 0 | 0 | 0 | 1013-10 | 1013 | Tier-1 | 89-655 | 0 | 0 | 0 | 0
781-44 | 781 | Tier-1 | 9.6799 | 0 | 9.6799 | 102-378 | 102 | Tier-1 | 781-44 | 9.6799 | 11.5275 | 0 | 0
783-1451F | 783 | Tier-1 | 0 | 0 | 0 | 102-757F | 102 | Tier-1 | 783-1451F | 0 | 13.1261 | 0 | 0
783-1452F | 783 | Tier-1 | 0 | 0 | 0 | 1021-16F | 1021 | Tier-2 | 783-1452F | 0 | 2.671 | 0 | 0
89-656 | 89 | Tier-1 | 0 | 0 | 0 | 1021-1749 | 1021 | Tier-3 | 89-656 | 0 | 0.83655 | 0 | 0
783-847F | 783 | Tier-1 | 0 | 0 | 0 | 1021-92 | 1021 | Tier-3 | 783-847F | 0 | 5.8922 | 0 | 0
783-848F | 783 | Tier-1 | 0 | 0 | 0 | 1022-17F | 1022 | Tier-3 | 783-848F | 0 | 10.2441 | 0 | 0
783-849F | 783 | Tier-1 | 0 | 0 | 0 | 1023-89R | 1023 | Tier-2 | 783-849F | 0 | 2.5528 | 0 | 0
90-46 | 90 | Tier-1 | 0 | 0 | 0 | 1025-11 | 1025 | Tier-1 | 90-46 | 0 | 0 | 0 | 0
900-1116F | 900 | Tier-1 | 0 | 0 | 0 | 1030-1733 | 1030 | Tier-3 | 900-1116F | 0 | 0.56742 | 0 | 0
783-854F | 783 | Tier-1 | 0 | 0 | 0 | 1030-1766 | 1030 | Tier-2 | 783-854F | 0 | 7.322 | 0 | 0
900-1117 | 900 | Tier-1 | 0 | 0 | 0 | 1030-1775F | 1030 | Tier-3 | 900-1117 | 0 | 0 | 0 | 0
900-1165 | 900 | Tier-1 | 0 | 0 | 0 | 1030-1776F | 1030 | Tier-3 | 900-1165 | 0 | 0 | 0 | 0
900-906 | 900 | Tier-1 | 0 | 0 | 0 | 1030-1823F | 1030 | Tier-3 | 900-906 | 0 | 0 | 0 | 0
902-361F | 902 | Tier-1 | 0 | 0 | 0 | 1030-1897 | 1030 | Tier-3 | 902-361F | 0 | 0.0075758 | 0 | 0
902-362F | 902 | Tier-1 | 0 | 0 | 0 | 1039-12 | 1039 | Tier-1 | 902-362F | 0 | 0.0047348 | 0 | 0
902-363F | 902 | Tier-1 | 0 | 0 | 0 | 1048-1 | 1048 | Tier-1 | 902-363F | 0 | 0.005303 | 0 | 0
902-364F | 902 | Tier-1 | 0.10985 | 0 | 0.10985 | 1049-6 | 1049 | Tier-1 | 902-364F | 0.10985 | 0.54924 | 0 | 0
902-365 | 902 | Tier-1 | 0 | 0 | 0 | 105-233 | 105 | Tier-1 | 902-365 | 0 | 0 | 0 | 0
907-1475 | 907 | Tier-3 | 0 | 0.032197 | 0.032197 | 105-234 | 105 | Tier-1 | 907-1475 | 0 | 0.85076 | 0.17652 | 0.032197
907-1603 | 907 | Tier-3 | 0 | 0 | 0 | 105-238F | 105 | Tier-1 | 907-1603 | 0 | 0 | 0 | 0
907-1604 | 907 | Tier-3 | 0.01875 | 0 | 0.01875 | 106-70F | 106 | Tier-1 | 907-1604 | 0.01875 | 0.65985 | 0.1697 | 0
907-2820R | 907 | Tier-3 | 2.4405 | 0.017803 | 2.4583 | 1060-133F | 1060 | Tier-1 | 907-2820R | 2.4405 | 0 | 0 | 0.017803
908-1269 | 908 | Tier-2 | 0 | 0 | 0 | 1070-335AE | 1070 | Tier-1 | 908-1269 | 0 | 0.034091 | 0 | 0
908-1370R | 908 | Tier-2 | 5.5741 | 0.27917 | 5.8532 | 1071-3F | 1071 | Tier-1 | 908-1370R | 5.5741 | 1.4705 | 0.6553 | 0.27917
908-2056 | 908 | Tier-3 | 0 | 0 | 0 | 1071-458 | 1071 | Tier-1 | 908-2056 | 0 | 0 | 0 | 0
908-2061 | 908 | Tier-2 | 0 | 0 | 0 | 1073-480 | 1073 | Tier-1 | 908-2061 | 0 | 0 | 0 | 0
908-2062F | 908 | Tier-2 | 0.093939 | 0.017992 | 0.11193 | 1073-887F | 1073 | Tier-2 | 908-2062F | 0.093939 | 0.047917 | 0 | 0.017992
909-453R | 909 | Tier-2 | 2.2977 | 0 | 2.2977 | 1076-30 | 1076 | Tier-1 | 909-453R | 2.2977 | 0.050947 | 0 | 0
909-458R | 909 | Tier-2 | 0 | 0 | 0 | 1076-31F | 1076 | Tier-1 | 909-458R | 0 | 0.011174 | 0 | 0
909-810 | 909 | Tier-2 | 0 | 0 | 0 | 1076-34 | 1076 | Tier-1 | 909-810 | 0 | 0 | 0 | 0
909-812 | 909 | Tier-2 | 0.023485 | 0 | 0.023485 | 1076-35F | 1076 | Tier-1 | 909-812 | 0.023485 | 0.074242 | 0 | 0
91-6 | 91 | Tier-1 | 0 | 0 | 0 | 1076-36F | 1076 | Tier-1 | 91-6 | 0 | 0 | 0 | 0
910-952 | 910 | Tier-1 | 0 | 0 | 0 | 1076-37F | 1076 | Tier-1 | 910-952 | 0 | 0 | 0 | 0
911-550 | 911 | Tier-1 | 0 | 0 | 0 | 1079-21F | 1079 | Tier-1 | 911-550 | 0 | 0 | 0 | 0
911-552 | 911 | Tier-1 | 0 | 0 | 0 | 1079-23 | 1079 | Tier-1 | 911-552 | 0 | 0.072917 | 0 | 0
911-554AE | 911 | Tier-2 | 0 | 0 | 0 | 108-389 | 108 | Tier-1 | 911-554AE | 0 | 1.5587 | 0 | 0
911-555 | 911 | Tier-1 | 0 | 0 | 0 | 108-390F | 108 | Tier-1 | 911-555 | 0 | 0.037879 | 0 | 0
911-556AE | 911 | Tier-1 | 0 | 0 | 0 | 1085-433 | 1085 | Tier-1 | 911-556AE | 0 | 0.039015 | 0 | 0
912-408 | 912 | Tier-1 | 0 | 0 | 0 | 109-23 | 109 | Tier-1 | 912-408 | 0 | 0 | 0 | 0
913-11 | 913 | Tier-2 | 0 | 0 | 0 | 109-24 | 109 | Tier-1 | 913-11 | 0 | 0 | 0 | 0
913-17 | 913 | Tier-1 | 0 | 0 | 0 | 109-26F | 109 | Tier-1 | 913-17 | 0 | 0 | 0 | 0
913-451 | 913 | Tier-1 | 0 | 0 | 0 | 1090-74F | 1090 | Tier-3 | 913-451 | 0 | 0 | 0 | 0
915-10 | 915 | Tier-2 | 0 | 0 | 0 | 1094-35F | 1094 | Tier-2 | 915-10 | 0 | 0 | 0 | 0
915-12F | 915 | Tier-2 | 0 | 0 | 0 | 1094-5 | 1094 | Tier-1 | 915-12F | 0 | 0.09375 | 0 | 0
915-131 | 915 | Tier-2 | 0 | 0 | 0 | 1094-8AE | 1094 | Tier-1 | 915-131 | 0 | 0 | 0 | 0
915-9F | 915 | Tier-2 | 0 | 0 | 0 | 110-42F | 110 | Tier-1 | 915-9F | 0 | 0.073485 | 0 | 0
916-378 | 916 | Tier-2 | 0 | 0 | 0 | 110-43 | 110 | Tier-1 | 916-378 | 0 | 0 | 0 | 0
916-415 | 916 | Tier-2 | 0 | 0 | 0 | 1100-1168F | 1100 | Tier-2 | 916-415 | 0 | 0 | 0 | 0
785-49 | 785 | Tier-1 | 0 | 0 | 0 | 1100-599AE | 1100 | Tier-2 | 785-49 | 0 | 0.8589 | 0 | 0
917-14 | 917 | Tier-1 | 0 | 0 | 0 | 1105-1480F | 1105 | Tier-2 | 917-14 | 0 | 0 | 0 | 0
92-617 | 92 | Tier-1 | 0 | 0 | 0 | 111-420 | 111 | Tier-1 | 92-617 | 0 | 0 | 0 | 0
920-820 | 920 | Tier-1 | 0 | 0 | 0 | 111-422F | 111 | Tier-1 | 920-820 | 0 | 0 | 0 | 0
785-55 | 785 | Tier-1 | 0 | 0 | 0 | 1117-1119F | 1117 | Tier-1 | 785-55 | 0 | 0.0375 | 0 | 0
920-821F | 920 | Tier-1 | 0 | 0 | 0 | 1117-1121F | 1117 | Tier-1 | 920-821F | 0 | 0.049621 | 0 | 0
788-34R | 788 | Tier-2 | 12.3557 | 0 | 12.3557 | 1119-512 | 1119 | Tier-1 | 788-34R | 12.3557 | 11.7979 | 0 | 0
921-799 | 921 | Tier-1 | 0 | 0 | 0 | 1119-6F | 1119 | Tier-1 | 921-799 | 0 | 0 | 0 | 0
789-15 | 789 | Tier-1 | 0.75852 | 0 | 0.75852 | 113-194F | 113 | Tier-1 | 789-15 | 0.75852 | 6.1502 | 0 | 0
789-16F | 789 | Tier-1 | 0 | 0 | 0 | 113-601F | 113 | Tier-1 | 789-16F | 0 | 1.7964 | 0 | 0
789-4R | 789 | Tier-2 | 9.0888 | 0 | 9.0888 | 1138-6R | 1138 | Tier-2 | 789-4R | 9.0888 | 9.4214 | 0 | 0
922-1140 | 922 | Tier-1 | 0 | 0 | 0 | 1139-5 | 1139 | Tier-1 | 922-1140 | 0 | 0 | 0 | 0
922-1141F | 922 | Tier-1 | 0 | 0 | 0 | 114-47 | 114 | Tier-1 | 922-1141F | 0 | 0.45455 | 0 | 0
922-582 | 922 | Tier-1 | 0 | 0 | 0 | 1140-11F | 1140 | Tier-1 | 922-582 | 0 | 0.75568 | 0 | 0
923-59 | 923 | Tier-1 | 0 | 0 | 0 | 115-23 | 115 | Tier-1 | 923-59 | 0 | 0 | 0 | 0
79-1219F | 79 | Tier-3 | 0 | 0 | 0 | 115-24 | 115 | Tier-1 | 79-1219F | 0 | 1.0199 | 0 | 0
79-658R | 79 | Tier-3 | 9.3078 | 0 | 9.3078 | 115-27 | 115 | Tier-1 | 79-658R | 9.3078 | 0.17822 | 0 | 0
923-61F | 923 | Tier-1 | 0 | 0 | 0 | 1152-33F | 1152 | Tier-1 | 923-61F | 0 | 1.8689 | 0 | 0
79-668R | 79 | Tier-3 | 7.4994 | 0 | 7.4994 | 1152-34F | 1152 | Tier-1 | 79-668R | 7.4994 | 4.3231 | 0 | 0
923-62 | 923 | Tier-1 | 0 | 0 | 0 | 116-12R | 116 | Tier-1 | 923-62 | 0 | 0.43428 | 0 | 0
79-679R | 79 | Tier-3 | 6.085 | 0 | 6.085 | 116-30 | 116 | Tier-1 | 79-679R | 6.085 | 0.35038 | 0 | 0
79-685R | 79 | Tier-3 | 3.8049 | 0 | 3.8049 | 1160-1 | 1160 | Tier-1 | 79-685R | 3.8049 | 0 | 0 | 0
79-714R | 79 | Tier-3 | 4.585 | 0 | 4.585 | 1160-9AE | 1160 | Tier-1 | 79-714R | 4.585 | 0.1036 | 0 | 0
924-9 | 924 | Tier-1 | 0 | 0 | 0 | 1161-53AE | 1161 | Tier-1 | 924-9 | 0 | 0.36629 | 0 | 0
79-785 | 79 | Tier-3 | 10.1106 | 0 | 10.1106 | 1161-62 | 1161 | Tier-2 | 79-785 | 10.1106 | 0.40284 | 0 | 0
925-203F | 925 | Tier-1 | 0 | 0 | 0 | 1162-385F | 1162 | Tier-2 | 925-203F | 0 | 0.21098 | 0 | 0
79-808R | 79 | Tier-3 | 10.2572 | 0 | 10.2572 | 117-13 | 117 | Tier-1 | 79-808R | 10.2572 | 0.052652 | 0 | 0
925-204F | 925 | Tier-1 | 0 | 0 | 0 | 117-13F | 117 | Tier-1 | 925-204F | 0 | 0.21875 | 0 | 0
791-419F | 791 | Tier-2 | 4.9756 | 0 | 4.9756 | 117-36 | 117 | Tier-1 | 791-419F | 4.9756 | 7.4222 | 0 | 0
925-206 | 925 | Tier-1 | 0 | 0 | 0 | 1173-68 | 1173 | Tier-1 | 925-206 | 0 | 0 | 0 | 0
925-219 | 925 | Tier-1 | 0 | 0 | 0 | 1173-69 | 1173 | Tier-1 | 925-219 | 0 | 0.28712 | 0 | 0
791-424F | 791 | Tier-2 | 0 | 0 | 0 | 1173-70 | 1173 | Tier-1 | 791-424F | 0 | 2.1822 | 0 | 0
925-221 | 925 | Tier-1 | 0 | 0 | 0 | 118-12F | 118 | Tier-1 | 925-221 | 0 | 0 | 0 | 0
926-10 | 926 | Tier-1 | 0 | 0 | 0 | 118-14F | 118 | Tier-1 | 926-10 | 0 | 0 | 0 | 0
792-1172F | 792 | Tier-1 | 2.5915 | 0 | 2.5915 | 1180-1107 | 1180 | Tier-1 | 792-1172F | 2.5915 | 0.27348 | 0 | 0
792-1173F | 792 | Tier-1 | 0.36572 | 0 | 0.36572 | 119-40 | 119 | Tier-1 | 792-1173F | 0.36572 | 1.783 | 0 | 0
926-25 | 926 | Tier-1 | 0 | 0 | 0 | 119-40F | 119 | Tier-1 | 926-25 | 0 | 0 | 0 | 0
792-46 | 792 | Tier-1 | 3.3119 | 0 | 3.3119 | 120-368F | 120 | Tier-1 | 792-46 | 3.3119 | 0.16648 | 0 | 0
792-47R | 792 | Tier-1 | 4.0883 | 0 | 4.0883 | 1201-9 | 1201 | Tier-1 | 792-47R | 4.0883 | 12.5598 | 0 | 0
926-28AE | 926 | Tier-1 | 0 | 0 | 0 | 121-171 | 121 | Tier-1 | 926-28AE | 0 | 0.034091 | 0 | 0
793-21 | 793 | Tier-1 | 0 | 0 | 0 | 121-174F | 121 | Tier-1 | 793-21 | 0 | 5.9729 | 0 | 0
793-23 | 793 | Tier-1 | 0 | 0 | 0 | 121-187F | 121 | Tier-1 | 793-23 | 0 | 2.6428 | 0 | 0
926-37 | 926 | Tier-1 | 0 | 0 | 0 | 121-188F | 121 | Tier-1 | 926-37 | 0 | 0.10795 | 0 | 0
793-27AE | 793 | Tier-1 | 0.62727 | 0 | 0.62727 | 121-196F | 121 | Tier-1 | 793-27AE | 0.62727 | 4.1811 | 0 | 0
926-38 | 926 | Tier-1 | 0 | 0 | 0 | 1215-4 | 1215 | Tier-3 | 926-38 | 0 | 0 | 0 | 0
793-46F | 793 | Tier-1 | 0.56326 | 0 | 0.56326 | 122-203 | 122 | Tier-1 | 793-46F | 0.56326 | 0.67784 | 0 | 0
793-47 | 793 | Tier-1 | 0 | 0 | 0 | 122-204 | 122 | Tier-1 | 793-47 | 0 | 0.6678 | 0 | 0
793-749AE | 793 | Tier-1 | 0 | 0 | 0 | 1221-1193 | 1221 | Tier-1 | 793-749AE | 0 | 2.6521 | 0 | 0
793-750AE | 793 | Tier-1 | 0 | 0 | 0 | 1221-1197 | 1221 | Tier-1 | 793-750AE | 0 | 0.14015 | 0 | 0
928-18 | 928 | Tier-2 | 0 | 0 | 0 | 1221-2094F | 1221 | Tier-1 | 928-18 | 0 | 0 | 0 | 0
794-1001AE | 794 | Tier-1 | 0 | 0 | 0 | 1221-6F | 1221 | Tier-1 | 794-1001AE | 0 | 4.6528 | 0 | 0
794-1002 | 794 | Tier-1 | 0.86496 | 0 | 0.86496 | 1224-788 | 1224 | Tier-1 | 794-1002 | 0.86496 | 8.2788 | 0 | 0
794-15 | 794 | Tier-1 | 2.2947 | 0 | 2.2947 | 1224-789F | 1224 | Tier-1 | 794-15 | 2.2947 | 3.8229 | 0 | 0
928-39 | 928 | Tier-1 | 0 | 0 | 0 | 1225-288 | 1225 | Tier-1 | 928-39 | 0 | 0 | 0 | 0
794-17 | 794 | Tier-1 | 0 | 0 | 0 | 1225-3 | 1225 | Tier-1 | 794-17 | 0 | 7.31 | 0 | 0
928-7 | 928 | Tier-2 | 0 | 0 | 0 | 123-429 | 123 | Tier-1 | 928-7 | 0 | 0 | 0 | 0
795-725AE | 795 | Tier-2 | 0 | 0 | 0 | 123-430 | 123 | Tier-1 | 795-725AE | 0 | 9.9062 | 0 | 0
795-816R | 795 | Tier-2 | 3.7816 | 0 | 3.7816 | 123-430F | 123 | Tier-1 | 795-816R | 3.7816 | 6.5994 | 0 | 0
795-817AE | 795 | Tier-2 | 0 | 0 | 0 | 123-446F | 123 | Tier-1 | 795-817AE | 0 | 0.83674 | 0 | 0
930-12 | 930 | Tier-1 | 0 | 0 | 0 | 123-447 | 123 | Tier-1 | 930-12 | 0 | 0 | 0 | 0
795-821F | 795 | Tier-1 | 1.5835 | 0 | 1.5835 | 123-455F | 123 | Tier-1 | 795-821F | 1.5835 | 3.2659 | 0 | 0
796-1396R | 796 | Tier-1 | 0 | 0 | 0 | 124-206R | 124 | Tier-1 | 796-1396R | 0 | 6.2716 | 0 | 0
796-45 | 796 | Tier-1 | 1.2795 | 0 | 1.2795 | 124-218F | 124 | Tier-1 | 796-45 | 1.2795 | 13.3458 | 0 | 0
930-14F | 930 | Tier-1 | 0 | 0 | 0 | 124-258R | 124 | Tier-1 | 930-14F | 0 | 0.15379 | 0 | 0
797-30F | 797 | Tier-1 | 0 | 0 | 0 | 124-503 | 124 | Tier-1 | 797-30F | 0 | 5.2275 | 0 | 0
797-32F | 797 | Tier-1 | 0 | 0 | 0 | 1242-1027F | 1242 | Tier-2 | 797-32F | 0 | 15.978 | 0 | 0
930-470 | 930 | Tier-1 | 0 | 0 | 0 | 1243-158F | 1243 | Tier-2 | 930-470 | 0 | 0.015152 | 0 | 0
931-1054 | 931 | Tier-1 | 0 | 0 | 0 | 1243-45R | 1243 | Tier-2 | 931-1054 | 0 | 0 | 0 | 0
797-40F | 797 | Tier-1 | 0 | 0 | 0 | 1244-31 | 1244 | Tier-2 | 797-40F | 0 | 0.45265 | 0 | 0
798-241 | 798 | Tier-1 | 0 | 0 | 0 | 1245-18AE | 1245 | Tier-2 | 798-241 | 0 | 6.1981 | 0 | 0
931-1055F | 931 | Tier-1 | 0 | 0 | 0 | 1250-27R | 1250 | Tier-2 | 931-1055F | 0 | 0.61686 | 0 | 0
798-243AE | 798 | Tier-1 | 0 | 0 | 0 | 1250-671R | 1250 | Tier-2 | 798-243AE | 0 | 6.5428 | 0 | 0
931-484 | 931 | Tier-1 | 0 | 0 | 0 | 1250-677R | 1250 | Tier-2 | 931-484 | 0 | 0 | 0 | 0
798-257F | 798 | Tier-1 | 0 | 0 | 0 | 1250-8R | 1250 | Tier-2 | 798-257F | 0 | 2.7519 | 0 | 0
798-258F | 798 | Tier-1 | 0 | 0 | 0 | 1258-6F | 1258 | Tier-2 | 798-258F | 0 | 6.4258 | 0 | 0
799-504R | 799 | Tier-2 | 1.1309 | 0 | 1.1309 | 1259-1 | 1259 | Tier-2 | 799-504R | 1.1309 | 8.9415 | 0 | 0
932-16 | 932 | Tier-1 | 0 | 0 | 0 | 1259-3F | 1259 | Tier-2 | 932-16 | 0 | 0 | 0 | 0
932-458 | 932 | Tier-1 | 0 | 0 | 0 | 126-5 | 126 | Tier-1 | 932-458 | 0 | 0 | 0 | 0
80-564 | 80 | Tier-1 | 5.2657 | 0 | 5.2657 | 1260-18 | 1260 | Tier-1 | 80-564 | 5.2657 | 1.1845 | 0 | 0
933-452 | 933 | Tier-1 | 0 | 0 | 0 | 1260-217F | 1260 | Tier-1 | 933-452 | 0 | 0 | 0 | 0
80-568F | 80 | Tier-1 | 4.265 | 0 | 4.265 | 1260-218F | 1260 | Tier-1 | 80-568F | 4.265 | 10.8165 | 0 | 0
80-575R | 80 | Tier-1 | 0.63333 | 0 | 0.63333 | 127-41 | 127 | Tier-1 | 80-575R | 0.63333 | 3.3597 | 0 | 0
81-177AE | 81 | Tier-1 | 0.10246 | 0 | 0.10246 | 1284-408F | 1284 | Tier-1 | 81-177AE | 0.10246 | 0.56231 | 0 | 0
933-471 | 933 | Tier-1 | 0 | 0 | 0 | 1286-26 | 1286 | Tier-1 | 933-471 | 0 | 0 | 0 | 0
934-749 | 934 | Tier-1 | 0 | 0 | 0 | 1286-348F | 1286 | Tier-1 | 934-749 | 0 | 0 | 0 | 0
81-194AE | 81 | Tier-1 | 0 | 0 | 0 | 1286-349 | 1286 | Tier-1 | 81-194AE | 0 | 2.7598 | 0 | 0
935-462 | 935 | Tier-1 | 0 | 0 | 0 | 1286-359F | 1286 | Tier-1 | 935-462 | 0 | 0 | 0 | 0
83-622F | 83 | Tier-1 | 1.4354 | 0 | 1.4354 | 1299-2F | 1299 | Tier-1 | 83-622F | 1.4354 | 4.0894 | 0 | 0
936-187 | 936 | Tier-1 | 0 | 0 | 0 | 131-181 | 131 | Tier-1 | 936-187 | 0 | 0.18182 | 0 | 0
83-624F | 83 | Tier-1 | 0 | 0 | 0 | 131-231 | 131 | Tier-1 | 83-624F | 0 | 8.0161 | 0 | 0
936-451F | 936 | Tier-1 | 0 | 0 | 0 | 132-157 | 132 | Tier-1 | 936-451F | 0 | 0.038826 | 0 | 0
830-621F | 830 | Tier-1 | 0 | 0 | 0 | 132-290F | 132 | Tier-1 | 830-621F | 0 | 3.9919 | 0 | 0
830-623F | 830 | Tier-1 | 0 | 0 | 0 | 132-291F | 132 | Tier-1 | 830-623F | 0 | 3.915 | 0 | 0
936-452 | 936 | Tier-1 | 0 | 0 | 0 | 134-264 | 134 | Tier-1 | 936-452 | 0 | 0 | 0 | 0
831-1750F | 831 | Tier-2 | 0 | 0 | 0 | 135-270F | 135 | Tier-1 | 831-1750F | 0 | 16.0477 | 0 | 0
831-63 | 831 | Tier-2 | 0 | 0 | 0 | 135-272 | 135 | Tier-1 | 831-63 | 0 | 1.9854 | 0 | 0
937-11 | 937 | Tier-1 | 0 | 0 | 0 | 135-273F | 135 | Tier-1 | 937-11 | 0 | 0 | 0 | 0
831-66 | 831 | Tier-1 | 0 | 0 | 0 | 135-275F | 135 | Tier-1 | 831-66 | 0 | 1.4873 | 0 | 0
937-12AE | 937 | Tier-1 | 0 | 0 | 0 | 138-33 | 138 | Tier-1 | 937-12AE | 0 | 0.28958 | 0 | 0
832-1059F | 832 | Tier-1 | 0 | 0 | 0 | 138-359 | 138 | Tier-1 | 832-1059F | 0 | 0.58864 | 0 | 0
937-13AE | 937 | Tier-1 | 0 | 0 | 0 | 138-366 | 138 | Tier-1 | 937-13AE | 0 | 0.25909 | 0 | 0
832-1061F | 832 | Tier-1 | 0 | 0 | 0 | 139-244 | 139 | Tier-1 | 832-1061F | 0 | 0.21439 | 0 | 0
832-55 | 832 | Tier-1 | 0 | 0 | 0 | 139-48 | 139 | Tier-1 | 832-55 | 0 | 26.6458 | 0 | 0
832-56 | 832 | Tier-1 | 0 | 0 | 0 | 1406-18 | 1406 | Tier-1 | 832-56 | 0 | 1.814 | 0 | 0
937-2572 | 937 | Tier-1 | 0 | 0 | 0 | 1407-9 | 1407 | Tier-1 | 937-2572 | 0 | 0.85436 | 0 | 0
937-2573 | 937 | Tier-1 | 0 | 0 | 0 | 1408-2 | 1408 | Tier-1 | 937-2573 | 0 | 0 | 0 | 0
832-993F | 832 | Tier-1 | 0 | 0 | 0 | 1408-6 | 1408 | Tier-1 | 832-993F | 0 | 3.367 | 0 | 0
94-20 | 94 | Tier-1 | 0 | 0 | 0 | 141-195F | 141 | Tier-1 | 94-20 | 0 | 0 | 0 | 0
834-423F | 834 | Tier-1 | 0 | 0 | 0 | 141-196 | 141 | Tier-1 | 834-423F | 0 | 0.40511 | 0 | 0
834-424F | 834 | Tier-1 | 0 | 0 | 0 | 142-33 | 142 | Tier-1 | 834-424F | 0 | 0.40814 | 0 | 0
834-430F | 834 | Tier-1 | 0 | 0 | 0 | 1420-6 | 1420 | Tier-1 | 834-430F | 0 | 2.014 | 0 | 0
940-590 | 940 | Tier-1 | 0 | 0 | 0 | 143-33 | 143 | Tier-1 | 940-590 | 0 | 0 | 0 | 0
834-885 | 834 | Tier-1 | 0 | 0 | 0 | 143-35 | 143 | Tier-1 | 834-885 | 0 | 0.67064 | 0 | 0
834-887AE | 834 | Tier-2 | 1.1492 | 0 | 1.1492 | 1434-2 | 1434 | Tier-1 | 834-887AE | 1.1492 | 5.0172 | 0 | 0
835-1073 | 835 | Tier-2 | 0 | 0 | 0 | 1434-8 | 1434 | Tier-1 | 835-1073 | 0 | 3.7208 | 0 | 0
835-10F | 835 | Tier-2 | 0.2072 | 0 | 0.2072 | 1435-1074 | 1435 | Tier-1 | 835-10F | 0.2072 | 2.5017 | 0 | 0
835-11F | 835 | Tier-2 | 1.0576 | 0 | 1.0576 | 1435-1075F | 1435 | Tier-1 | 835-11F | 1.0576 | 15.3557 | 0 | 0
940-746 | 940 | Tier-1 | 0 | 0 | 0 | 1435-49F | 1435 | Tier-1 | 940-746 | 0 | 0 | 0 | 0
835-35F | 835 | Tier-2 | 0.074242 | 0 | 0.074242 | 1437-3F | 1437 | Tier-1 | 835-35F | 0.074242 | 15.228 | 0 | 0
836-231AE | 836 | Tier-1 | 0 | 0 | 0 | 1438-332F | 1438 | Tier-1 | 836-231AE | 0 | 2.0032 | 0 | 0
836-232 | 836 | Tier-1 | 0 | 0 | 0 | 1439-18F | 1439 | Tier-1 | 836-232 | 0 | 4.2059 | 0 | 0
941-31 | 941 | Tier-1 | 0 | 0 | 0 | 1439-30 | 1439 | Tier-1 | 941-31 | 0 | 0 | 0 | 0
836-7AE | 836 | Tier-1 | 0 | 0 | 0 | 144-443F | 144 | Tier-1 | 836-7AE | 0 | 6.5884 | 0 | 0
836-8AE | 836 | Tier-1 | 0 | 0 | 0 | 144-445F | 144 | Tier-1 | 836-8AE | 0 | 2.9131 | 0 | 0
84-28 | 84 | Tier-1 | 0 | 0 | 0 | 1445-4F | 1445 | Tier-1 | 84-28 | 0 | 0.043182 | 0 | 0
84-29AE | 84 | Tier-1 | 0 | 0 | 0 | 1446-11 | 1446 | Tier-1 | 84-29AE | 0 | 0.071212 | 0 | 0
942-45 | 942 | Tier-1 | 0 | 0 | 0 | 1447-311F | 1447 | Tier-1 | 942-45 | 0 | 0 | 0 | 0
840-304F | 840 | Tier-2 | 0 | 0 | 0 | 1447-328 | 1447 | Tier-1 | 840-304F | 0 | 2.7034 | 0 | 0
840-305F | 840 | Tier-2 | 0 | 0 | 0 | 1448-335F | 1448 | Tier-1 | 840-305F | 0 | 0.99735 | 0 | 0
942-468 | 942 | Tier-1 | 0 | 0 | 0 | 1448-336 | 1448 | Tier-1 | 942-468 | 0 | 0 | 0 | 0
840-308F | 840 | Tier-2 | 1.0854 | 0 | 1.0854 | 1448-338F | 1448 | Tier-1 | 840-308F | 1.0854 | 0.079167 | 0 | 0
942-47 | 942 | Tier-1 | 0 | 0 | 0 | 145-627 | 145 | Tier-1 | 942-47 | 0 | 0 | 0 | 0
840-311 | 840 | Tier-2 | 0 | 0 | 0 | 145-628F | 145 | Tier-1 | 840-311 | 0 | 4.7072 | 0 | 0
840-374 | 840 | Tier-2 | 1.2013 | 0 | 1.2013 | 1450-1 | 1450 | Tier-1 | 840-374 | 1.2013 | 0.056818 | 0 | 0
840-56AE | 840 | Tier-2 | 0 | 0 | 0 | 1450-20F | 1450 | Tier-2 | 840-56AE | 0 | 6.5754 | 0 | 0
942-472 | 942 | Tier-1 | 0 | 0 | 0 | 1450-309 | 1450 | Tier-2 | 942-472 | 0 | 0 | 0 | 0
942-474F | 942 | Tier-1 | 0 | 0 | 0 | 1450-310F | 1450 | Tier-2 | 942-474F | 0 | 0.10076 | 0 | 0
942-476 | 942 | Tier-1 | 0 | 0 | 0 | 1458-1057F | 1458 | Tier-3 | 942-476 | 0 | 0 | 0 | 0
841-308F | 841 | Tier-2 | 0 | 0 | 0 | 1458-1115F | 1458 | Tier-2 | 841-308F | 0 | 4.0212 | 0 | 0
942-478 | 942 | Tier-1 | 0 | 0 | 0 | 1458-1116 | 1458 | Tier-2 | 942-478 | 0 | 0.070076 | 0 | 0
843-27F | 843 | Tier-2 | 0 | 0 | 0 | 1458-1117F | 1458 | Tier-2 | 843-27F | 0 | 1.9519 | 0 | 0
843-28F | 843 | Tier-1 | 0 | 0 | 0 | 1458-8 | 1458 | Tier-3 | 843-28F | 0 | 3.857 | 0 | 0
942-479 | 942 | Tier-1 | 0 | 0 | 0 | 146-564AE | 146 | Tier-1 | 942-479 | 0 | 0 | 0 | 0
942-480F | 942 | Tier-1 | 0 | 0 | 0 | 146-565 | 146 | Tier-1 | 942-480F | 0 | 0.29186 | 0 | 0
942-941 | 942 | Tier-1 | 0 | 0 | 0 | 147-801F | 147 | Tier-1 | 942-941 | 0 | 0 | 0 | 0
943-229 | 943 | Tier-1 | 0 | 0 | 0 | 147-810 | 147 | Tier-1 | 943-229 | 0 | 0 | 0 | 0
843-34F | 843 | Tier-1 | 0 | 0 | 0 | 147-811F | 147 | Tier-1 | 843-34F | 0 | 1.0549 | 0 | 0
944-299 | 944 | Tier-1 | 0 | 0 | 0 | 1481-5AE | 1481 | Tier-1 | 944-299 | 0 | 0 | 0 | 0
945-18 | 945 | Tier-1 | 0 | 0 | 0 | 1481-7 | 1481 | Tier-1 | 945-18 | 0 | 0 | 0 | 0
843-394F | 843 | Tier-1 | 0 | 0 | 0 | 1482-27 | 1482 | Tier-1 | 843-394F | 0 | 2.0767 | 0 | 0
843-395F | 843 | Tier-1 | 0 | 0 | 0 | 1482-28 | 1482 | Tier-1 | 843-395F | 0 | 0.50701 | 0 | 0
946-26 | 946 | Tier-1 | 0 | 0 | 0 | 1483-11 | 1483 | Tier-1 | 946-26 | 0 | 0 | 0 | 0
843-39F | 843 | Tier-1 | 0 | 0 | 0 | 1483-15F | 1483 | Tier-1 | 843-39F | 0 | 0.10341 | 0 | 0
843-41F | 843 | Tier-2 | 0 | 0 | 0 | 1483-307F | 1483 | Tier-1 | 843-41F | 0 | 2.6502 | 0 | 0
95-1351 | 95 | Tier-1 | 0 | 0 | 0 | 1483-40 | 1483 | Tier-1 | 95-1351 | 0 | 0 | 0 | 0
95-1352F | 95 | Tier-1 | 0.00625 | 0 | 0.00625 | 149-154R | 149 | Tier-1 | 95-1352F | 0.00625 | 0.013447 | 0 | 0
846-31F | 846 | Tier-1 | 0 | 0 | 0 | 151-1043F | 151 | Tier-1 | 846-31F | 0 | 0.50852 | 0 | 0
846-32F | 846 | Tier-1 | 0 | 0 | 0 | 152-512AE | 152 | Tier-1 | 846-32F | 0 | 0.84394 | 0 | 0
95-1353F | 95 | Tier-1 | 0.0064394 | 0 | 0.0064394 | 153-1119R | 153 | Tier-1 | 95-1353F | 0.0064394 | 0.016288 | 0 | 0
847-2AE | 847 | Tier-1 | 0 | 0 | 0 | 154-897F | 154 | Tier-1 | 847-2AE | 0 | 1.6955 | 0 | 0
95-33 | 95 | Tier-1 | 0 | 0 | 0 | 157-189R | 157 | Tier-3 | 95-33 | 0 | 0 | 0 | 0
847-78F | 847 | Tier-1 | 0 | 0 | 0 | 157-207R | 157 | Tier-3 | 847-78F | 0 | 0.81023 | 0 | 0
95-37F | 95 | Tier-1 | 0.035038 | 0 | 0.035038 | 159-36 | 159 | Tier-1 | 95-37F | 0.035038 | 0.20625 | 0 | 0
85-498F | 85 | Tier-1 | 0.73731 | 0 | 0.73731 | 159-37F | 159 | Tier-1 | 85-498F | 0.73731 | 0.55133 | 0 | 0
950-275 | 950 | Tier-1 | 0 | 0 | 0 | 160-20R | 160 | Tier-1 | 950-275 | 0 | 0 | 0 | 0
85-500F | 85 | Tier-1 | 1.5788 | 0 | 1.5788 | 161-617 | 161 | Tier-1 | 85-500F | 1.5788 | 7.3898 | 0 | 0
951-391 | 951 | Tier-1 | 0 | 0 | 0 | 161-975F | 161 | Tier-1 | 951-391 | 0 | 0 | 0 | 0
951-392F | 951 | Tier-1 | 0 | 0 | 0 | 161-988 | 161 | Tier-1 | 951-392F | 0 | 0.23352 | 0 | 0
951-794 | 951 | Tier-1 | 0 | 0 | 0 | 163-29R | 163 | Tier-1 | 951-794 | 0 | 0 | 0 | 0
951-795F | 951 | Tier-1 | 0 | 0 | 0 | 165-49 | 165 | Tier-1 | 951-795F | 0 | 0.99602 | 0 | 0
951-796F | 951 | Tier-1 | 0 | 0 | 0 | 165-620F | 165 | Tier-1 | 951-796F | 0 | 0.076136 | 0 | 0
851-38F | 851 | Tier-1 | 0 | 0 | 0 | 166-462F | 166 | Tier-1 | 851-38F | 0 | 12.7415 | 0 | 0
851-40F | 851 | Tier-1 | 0 | 0 | 0 | 166-983F | 166 | Tier-1 | 851-40F | 0 | 1.3241 | 0 | 0
951-797F | 951 | Tier-1 | 0 | 0 | 0 | 166-984F | 166 | Tier-1 | 951-797F | 0 | 0.24735 | 0 | 0
852-50F | 852 | Tier-1 | 0 | 0 | 0 | 168-704F | 168 | Tier-1 | 852-50F | 0 | 13.2538 | 6.2953 | 0
952-1438 | 952 | Tier-1 | 0 | 0 | 0 | 170-42 | 170 | Tier-1 | 952-1438 | 0 | 0 | 0 | 0
952-776 | 952 | Tier-2 | 0 | 0 | 0 | 170-465F | 170 | Tier-1 | 952-776 | 0 | 0 | 0 | 0
853-546F | 853 | Tier-1 | 0 | 0 | 0 | 170-48 | 170 | Tier-1 | 853-546F | 0 | 4.8886 | 0 | 0
952-926 | 952 | Tier-1 | 0 | 0 | 0 | 171-566 | 171 | Tier-1 | 952-926 | 0 | 0 | 0 | 0
854-607F | 854 | Tier-1 | 0.039394 | 0 | 0.039394 | 171-567 | 171 | Tier-1 | 854-607F | 0.039394 | 3.9451 | 0 | 0
952-938 | 952 | Tier-2 | 0 | 0 | 0 | 171-664 | 171 | Tier-1 | 952-938 | 0 | 0 | 0 | 0
953-208 | 953 | Tier-1 | 0 | 0 | 0 | 171-6R | 171 | Tier-1 | 953-208 | 0 | 0 | 0 | 0
854-806 | 854 | Tier-1 | 0 | 0 | 0 | 171-704R | 171 | Tier-1 | 854-806 | 0 | 12.3301 | 0 | 0
953-525 | 953 | Tier-1 | 0 | 0 | 0 | 176-1834R | 176 | Tier-3 | 953-525 | 0 | 0 | 0 | 0
953-527F | 953 | Tier-1 | 0 | 0 | 0 | 176-197F | 176 | Tier-3 | 953-527F | 0 | 0.0056818 | 0 | 0
854-809F | 854 | Tier-1 | 0 | 0 | 0 | 176-200F | 176 | Tier-3 | 854-809F | 0 | 1.5403 | 0 | 0
854-811F | 854 | Tier-1 | 0 | 0 | 0 | 177-941AE | 177 | Tier-1 | 854-811F | 0 | 4.9235 | 0 | 0
854-812F | 854 | Tier-1 | 0 | 0 | 0 | 178-46 | 178 | Tier-1 | 854-812F | 0 | 2.5792 | 0 | 0
953-528F | 953 | Tier-1 | 0 | 0 | 0 | 178-983AE | 178 | Tier-1 | 953-528F | 0 | 0.010417 | 0 | 0
953-529F | 953 | Tier-1 | 0 | 0 | 0 | 179-10 | 179 | Tier-1 | 953-529F | 0 | 0.013258 | 0 | 0
855-45 | 855 | Tier-1 | 0.085227 | 0.085227 | 0.17045 | 179-9F | 179 | Tier-1 | 855-45 | 0.085227 | 7.3341 | 3.6129 | 0.085227
855-46AE | 855 | Tier-2 | 0.25303 | 0 | 0.25303 | 180-1156 | 180 | Tier-1 | 855-46AE | 0.25303 | 13.3879 | 6.1826 | 0
856-1141R | 856 | Tier-1 | 2.007 | 0 | 2.007 | 181-1771 | 181 | Tier-1 | 856-1141R | 2.007 | 9.0725 | 0 | 0
857-302F | 857 | Tier-1 | 0 | 0 | 0 | 181-1773 | 181 | Tier-1 | 857-302F | 0 | 0.34242 | 0 | 0
954-100 | 954 | Tier-1 | 0 | 0 | 0 | 181-49 | 181 | Tier-1 | 954-100 | 0 | 0 | 0 | 0
954-101 | 954 | Tier-1 | 0 | 0 | 0 | 182-2239 | 182 | Tier-1 | 954-101 | 0 | 0.022348 | 0 | 0
954-103F | 954 | Tier-1 | 0 | 0 | 0 | 182-2244 | 182 | Tier-2 | 954-103F | 0 | 0.18655 | 0 | 0
954-205AE | 954 | Tier-2 | 0 | 0 | 0 | 183-438 | 183 | Tier-2 | 954-205AE | 0 | 1.2561 | 0 | 0
954-421F | 954 | Tier-2 | 0 | 0 | 0 | 183-439 | 183 | Tier-2 | 954-421F | 0 | 0.073864 | 0 | 0
954-422F | 954 | Tier-2 | 0 | 0 | 0 | 185-52F | 185 | Tier-1 | 954-422F | 0 | 0.074432 | 0 | 0
857-60 | 857 | Tier-1 | 0.64337 | 0 | 0.64337 | 187-39F | 187 | Tier-1 | 857-60 | 0.64337 | 6.1341 | 0 | 0
858-14 | 858 | Tier-2 | 1.9259 | 0 | 1.9259 | 188-12F | 188 | Tier-1 | 858-14 | 1.9259 | 23.8299 | 0 | 0
954-424 | 954 | Tier-2 | 0 | 0 | 0 | 189-645 | 189 | Tier-1 | 954-424 | 0 | 0 | 0 | 0
954-425 | 954 | Tier-1 | 0 | 0 | 0 | 189-750 | 189 | Tier-2 | 954-425 | 0 | 0 | 0 | 0
954-427 | 954 | Tier-1 | 0 | 0 | 0 | 190-1123 | 190 | Tier-1 | 954-427 | 0 | 0.0047348 | 0 | 0
859-1064 | 859 | Tier-1 | 2.3294 | 0 | 2.3294 | 196-37 | 196 | Tier-1 | 859-1064 | 2.3294 | 6.8307 | 0 | 0
859-13F | 859 | Tier-1 | 7.7333 | 0 | 7.7333 | 196-915AE | 196 | Tier-1 | 859-13F | 7.7333 | 7.779 | 0 | 0
955-12 | 955 | Tier-1 | 0 | 0 | 0 | 199-39AE | 199 | Tier-1 | 955-12 | 0 | 0 | 0 | 0
955-2 | 955 | Tier-1 | 0 | 0 | 0 | 205-1551 | 205 | Tier-1 | 955-2 | 0 | 0 | 0 | 0
955-3 | 955 | Tier-1 | 0 | 0 | 0 | 206-974 | 206 | Tier-1 | 955-3 | 0 | 0.13106 | 0 | 0
859-42R | 859 | Tier-2 | 13.8547 | 0 | 13.8547 | 207-101R | 207 | Tier-1 | 859-42R | 13.8547 | 12.7456 | 0 | 0
956-395 | 956 | Tier-1 | 0 | 0 | 0 | 210-392R | 210 | Tier-2 | 956-395 | 0 | 0 | 0 | 0
956-401 | 956 | Tier-1 | 0 | 0 | 0 | 212-739R | 212 | Tier-3 | 956-401 | 0 | 0.25758 | 0 | 0
86-1057F | 86 | Tier-1 | 0 | 0 | 0 | 212-799R | 212 | Tier-2 | 86-1057F | 0 | 0.7786 | 0 | 0
86-1058F | 86 | Tier-1 | 0.25871 | 0 | 0.25871 | 212-880R | 212 | Tier-2 | 86-1058F | 0.25871 | 2.1629 | 0 | 0
957-189 | 957 | Tier-1 | 0 | 0 | 0 | 212-888R | 212 | Tier-2 | 957-189 | 0 | 0.22348 | 0 | 0
86-552F | 86 | Tier-1 | 11.1994 | 0 | 11.1994 | 213-262F | 213 | Tier-1 | 86-552F | 11.1994 | 5.1254 | 0 | 0
86-553F | 86 | Tier-1 | 0 | 0 | 0 | 213-263F | 213 | Tier-1 | 86-553F | 0 | 1.4415 | 0 | 0
957-491 | 957 | Tier-1 | 0 | 0 | 0 | 214-1135R | 214 | Tier-3 | 957-491 | 0 | 0 | 0 | 0
958-17 | 958 | Tier-1 | 0 | 0 | 0 | 215-1544R | 215 | Tier-2 | 958-17 | 0 | 0 | 0 | 0
958-19F | 958 | Tier-1 | 0 | 0 | 0 | 216-1893F | 216 | Tier-3 | 958-19F | 0 | 0.92689 | 0 | 0
958-20F | 958 | Tier-1 | 0 | 0 | 0 | 216-1894 | 216 | Tier-3 | 958-20F | 0 | 0.12689 | 0 | 0
87-23 | 87 | Tier-1 | 0 | 0 | 0 | 217-972R | 217 | Tier-2 | 87-23 | 0 | 0.40739 | 0 | 0
958-21 | 958 | Tier-1 | 0 | 0 | 0 | 221-1230F | 221 | Tier-3 | 958-21 | 0 | 0 | 0 | 0
958-22F | 958 | Tier-1 | 0 | 0 | 0 | 221-1235F | 221 | Tier-3 | 958-22F | 0 | 0.24867 | 0 | 0
959-10 | 959 | Tier-2 | 0 | 0 | 0 | 221-1251R | 221 | Tier-1 | 959-10 | 0 | 0 | 0 | 0
87-278F | 87 | Tier-1 | 0 | 0 | 0 | 221-23R | 221 | Tier-3 | 87-278F | 0 | 0.098864 | 0 | 0
87-41AE | 87 | Tier-1 | 0.2464 | 0 | 0.2464 | 221-35 | 221 | Tier-2 | 87-41AE | 0.2464 | 0.67064 | 0 | 0
959-12F | 959 | Tier-2 | 0 | 0 | 0 | 221-6R | 221 | Tier-2 | 959-12F | 0 | 0.0051136 | 0 | 0
88-26F | 88 | Tier-1 | 0 | 0 | 0 | 221-782R | 221 | Tier-3 | 88-26F | 0 | 1.7333 | 0 | 0
88-27F | 88 | Tier-1 | 0.14678 | 0 | 0.14678 | 221-823 | 221 | Tier-3 | 88-27F | 0.14678 | 1.8184 | 0 | 0
959-21 | 959 | Tier-1 | 0 | 0 | 0 | 221-824 | 221 | Tier-3 | 959-21 | 0 | 0.32955 | 0 | 0
96-1039 | 96 | Tier-1 | 0 | 0 | 0 | 222-2085 | 222 | Tier-3 | 96-1039 | 0 | 0 | 0 | 0
96-14 | 96 | Tier-1 | 0 | 0 | 0 | 223-47AE | 223 | Tier-2 | 96-14 | 0 | 1.0144 | 0 | 0
960-12 | 960 | Tier-2 | 0 | 0 | 0 | 224-252F | 224 | Tier-2 | 960-12 | 0 | 0 | 0 | 0
961-242 | 961 | Tier-1 | 0 | 0 | 0 | 224-540F | 224 | Tier-1 | 961-242 | 0 | 0 | 0 | 0
961-244 | 961 | Tier-1 | 0 | 0 | 0 | 226-151 | 226 | Tier-1 | 961-244 | 0 | 0.0056818 | 0 | 0
961-245 | 961 | Tier-1 | 0 | 0 | 0 | 226-44 | 226 | Tier-1 | 961-245 | 0 | 0.0085227 | 0 | 0
961-246 | 961 | Tier-1 | 0 | 0 | 0 | 226-46 | 226 | Tier-1 | 961-246 | 0 | 0.011364 | 0 | 0
961-71F | 961 | Tier-1 | 0 | 0 | 0 | 227-13 | 227 | Tier-1 | 961-71F | 0 | 0.74735 | 0 | 0
961-73 | 961 | Tier-1 | 0 | 0 | 0 | 227-15F | 227 | Tier-1 | 961-73 | 0 | 0 | 0 | 0
962-106F | 962 | Tier-1 | 0 | 0 | 0 | 228-11F | 228 | Tier-1 | 962-106F | 0 | 0.56667 | 0 | 0
962-107 | 962 | Tier-1 | 0 | 0 | 0 | 228-41AE | 228 | Tier-1 | 962-107 | 0 | 0 | 0 | 0
962-108F | 962 | Tier-1 | 0 | 0 | 0 | 229-450AE | 229 | Tier-1 | 962-108F | 0 | 0.10227 | 0 | 0
962-109 | 962 | Tier-2 | 0 | 0 | 0 | 229-504AE | 229 | Tier-1 | 962-109 | 0 | 0 | 0 | 0
962-253 | 962 | Tier-2 | 0 | 0 | 0 | 23-211 | 23 | Tier-1 | 962-253 | 0 | 0.22348 | 0 | 0
89-289 | 89 | Tier-1 | 0 | 0 | 0 | 230-1008R | 230 | Tier-2 | 89-289 | 0 | 0.1572 | 0 | 0
962-254 | 962 | Tier-2 | 0 | 0 | 0 | 230-1586R | 230 | Tier-2 | 962-254 | 0 | 0.014205 | 0 | 0
962-276 | 962 | Tier-1 | 0 | 0 | 0 | 230-1606R | 230 | Tier-2 | 962-276 | 0 | 0 | 0 | 0
962-278 | 962 | Tier-1 | 0 | 0 | 0 | 230-2060R | 230 | Tier-2 | 962-278 | 0 | 0.0056818 | 0 | 0
89-658F | 89 | Tier-1 | 0 | 0 | 0 | 235-899R | 235 | Tier-2 | 89-658F | 0 | 3.5286 | 0 | 0
90-24 | 90 | Tier-1 | 0.34678 | 0 | 0.34678 | 237-1765R | 237 | Tier-3 | 90-24 | 0.34678 | 1.2121 | 0 | 0
90-32 | 90 | Tier-1 | 1.9663 | 0 | 1.9663 | 237-17R | 237 | Tier-2 | 90-32 | 1.9663 | 1.1492 | 0 | 0
90-44AE | 90 | Tier-1 | 1.7723 | 0 | 1.7723 | 239-2207R | 239 | Tier-3 | 90-44AE | 1.7723 | 0.8483 | 0 | 0
962-279 | 962 | Tier-1 | 0 | 0 | 0 | 240-2004R | 240 | Tier-3 | 962-279 | 0 | 0.016098 | 0 | 0
90-49 | 90 | Tier-1 | 0.24659 | 0 | 0.24659 | 240-2006R | 240 | Tier-3 | 90-49 | 0.24659 | 0.66212 | 0 | 0
90-50F | 90 | Tier-1 | 0.39678 | 0 | 0.39678 | 241-565 | 241 | Tier-1 | 90-50F | 0.39678 | 0.12481 | 0 | 0
962-280 | 962 | Tier-1 | 0 | 0 | 0 | 241-820AE | 241 | Tier-1 | 962-280 | 0 | 0.017045 | 0 | 0
962-41 | 962 | Tier-2 | 0 | 0 | 0 | 243-20R | 243 | Tier-1 | 962-41 | 0 | 0.0056818 | 0 | 0
900-1118F | 900 | Tier-1 | 0.2036 | 0 | 0.2036 | 244-30F | 244 | Tier-1 | 900-1118F | 0.2036 | 0.51894 | 0 | 0
900-1119F | 900 | Tier-1 | 0.064205 | 0 | 0.064205 | 244-32F | 244 | Tier-1 | 900-1119F | 0.064205 | 7.0684 | 0 | 0
900-1163F | 900 | Tier-1 | 0.24072 | 0 | 0.24072 | 244-33F | 244 | Tier-1 | 900-1163F | 0.24072 | 9.3233 | 0 | 0
900-1164F | 900 | Tier-1 | 0 | 0 | 0 | 244-35 | 244 | Tier-1 | 900-1164F | 0 | 4.2917 | 0 | 0
962-42 | 962 | Tier-2 | 0 | 0 | 0 | 245-485 | 245 | Tier-1 | 962-42 | 0 | 0.2286 | 0 | 0
900-1166F | 900 | Tier-1 | 0.88523 | 0 | 0.88523 | 246-34R | 246 | Tier-3 | 900-1166F | 0.88523 | 6.7117 | 0 | 0
900-904F | 900 | Tier-1 | 0 | 0 | 0 | 250-285 | 250 | Tier-1 | 900-904F | 0 | 3.1773 | 0 | 0
963-29 | 963 | Tier-1 | 0 | 0 | 0 | 250-286 | 250 | Tier-1 | 963-29 | 0 | 0 | 0 | 0
901-1124 | 901 | Tier-1 | 1.8981 | 0 | 1.8981 | 250-287F | 250 | Tier-1 | 901-1124 | 1.8981 | 39.9663 | 0 | 0
963-35 | 963 | Tier-1 | 3.1555 | 0 | 3.1555 | 250-45 | 250 | Tier-1 | 963-35 | 3.1555 | 0.076326 | 0 | 0
963-36 | 963 | Tier-1 | 0 | 0 | 0 | 252-128 | 252 | Tier-1 | 963-36 | 0 | 0 | 0 | 0
963-39 | 963 | Tier-1 | 0 | 0 | 0 | 252-129 | 252 | Tier-2 | 963-39 | 0 | 1.1273 | 0 | 0
967-79 | 967 | Tier-1 | 0 | 0 | 0 | 252-132 | 252 | Tier-1 | 967-79 | 0 | 0 | 0 | 0
968-125 | 968 | Tier-1 | 0 | 0 | 0 | 252-277F | 252 | Tier-1 | 968-125 | 0 | 0.59394 | 0 | 0
902-48 | 902 | Tier-1 | 1.8559 | 0 | 1.8559 | 254-201 | 254 | Tier-1 | 902-48 | 1.8559 | 10.6259 | 0 | 0
968-126 | 968 | Tier-1 | 0 | 0 | 0 | 254-293F | 254 | Tier-1 | 968-126 | 0 | 0 | 0 | 0
968-158 | 968 | Tier-2 | 0 | 0 | 0 | 256-39AE | 256 | Tier-1 | 968-158 | 0 | 0 | 0 | 0
968-464 | 968 | Tier-1 | 0 | 0 | 0 | 257-42 | 257 | Tier-1 | 968-464 | 0 | 0 | 0 | 0
968-465F | 968 | Tier-1 | 0 | 0 | 0 | 257-44AE | 257 | Tier-1 | 968-465F | 0 | 0.95189 | 0 | 0
968-475 | 968 | Tier-2 | 0 | 0 | 0 | 264-10 | 264 | Tier-1 | 968-475 | 0 | 0 | 0 | 0
907-1562AE | 907 | Tier-3 | 3.1705 | 1.0055 | 4.1759 | 265-161 | 265 | Tier-1 | 907-1562AE | 3.1705 | 10.5557 | 2.9701 | 1.0055
907-1602 | 907 | Tier-3 | 0.10398 | 0 | 0.10398 | 266-485F | 266 | Tier-2 | 907-1602 | 0.10398 | 0.9214 | 0.041667 | 0
968-499F | 968 | Tier-2 | 0 | 0 | 0 | 266-488 | 266 | Tier-1 | 968-499F | 0 | 0.54167 | 0 | 0
968-500 | 968 | Tier-2 | 0 | 0 | 0 | 266-489 | 266 | Tier-1 | 968-500 | 0 | 0 | 0 | 0
907-1702R | 907 | Tier-3 | 4.7411 | 0.53883 | 5.2799 | 266-490AE | 266 | Tier-1 | 907-1702R | 4.7411 | 0.68996 | 0.22083 | 0.53883
907-1716R | 907 | Tier-3 | 10.6163 | 2.1841 | 12.8004 | 267-1215 | 267 | Tier-1 | 907-1716R | 10.6163 | 22.9517 | 2.9371 | 2.1841
969-230 | 969 | Tier-1 | 0 | 0 | 0 | 267-1219 | 267 | Tier-1 | 969-230 | 0 | 0 | 0 | 0
908-1172R | 908 | Tier-2 | 9.0061 | 1.1705 | 10.1765 | 267-1223F | 267 | Tier-1 | 908-1172R | 9.0061 | 4.3038 | 1.3428 | 1.1705
908-1236 | 908 | Tier-2 | 4.7572 | 0.66932 | 5.4265 | 267-1241 | 267 | Tier-1 | 908-1236 | 4.7572 | 1.1619 | 0.8892 | 0.66932
969-232F | 969 | Tier-1 | 0 | 0 | 0 | 268-13F | 268 | Tier-1 | 969-232F | 0 | 0.074811 | 0 | 0
908-1368R | 908 | Tier-2 | 17.254 | 1.4314 | 18.6854 | 270-177 | 270 | Tier-1 | 908-1368R | 17.254 | 1.3758 | 0.70625 | 1.4314
969-233F | 969 | Tier-1 | 0 | 0 | 0 | 271-72 | 271 | Tier-1 | 969-233F | 0 | 0.029356 | 0 | 0
908-1372R | 908 | Tier-2 | 3.0991 | 0.62822 | 3.7273 | 272-168 | 272 | Tier-1 | 908-1372R | 3.0991 | 3.4483 | 0.33769 | 0.62822
908-2038R | 908 | Tier-2 | 14.7186 | 3.208 | 17.9265 | 273-190 | 273 | Tier-1 | 908-2038R | 14.7186 | 4.6809 | 2.7352 | 3.208
908-2040 | 908 | Tier-2 | 4.4307 | 0.89015 | 5.3208 | 273-195F | 273 | Tier-1 | 908-2040 | 4.4307 | 7.6998 | 2.3479 | 0.89015
908-2055F | 908 | Tier-3 | 9.8153 | 1.7237 | 11.539 | 273-197 | 273 | Tier-1 | 908-2055F | 9.8153 | 0.75511 | 0.39451 | 1.7237
970-3 | 970 | Tier-3 | 0 | 0 | 0 | 274-23R | 274 | Tier-1 | 970-3 | 0 | 0 | 0 | 0
971-371R | 971 | Tier-3 | 2.2835 | 0.18996 | 2.4735 | 274-40 | 274 | Tier-1 | 971-371R | 2.2835 | 0 | 0.073485 | 0.18996
908-2058F | 908 | Tier-3 | 0 | 0 | 0 | 275-48F | 275 | Tier-1 | 908-2058F | 0 | 2.5506 | 0.18523 | 0
971-381R | 971 | Tier-2 | 0.075568 | 0 | 0.075568 | 275-679 | 275 | Tier-1 | 971-381R | 0.075568 | 0.032197 | 0 | 0
972-1565F | 972 | Tier-2 | 0 | 0 | 0 | 276-228 | 276 | Tier-1 | 972-1565F | 0 | 0.048864 | 0 | 0
908-30 | 908 | Tier-2 | 1.4282 | 0.11212 | 1.5403 | 278-630 | 278 | Tier-1 | 908-30 | 1.4282 | 0.11117 | 0.12803 | 0.11212
972-1567 | 972 | Tier-2 | 0 | 0 | 0 | 278-632F | 278 | Tier-1 | 972-1567 | 0 | 0 | 0 | 0
909-451 | 909 | Tier-3 | 18.0059 | 2.5898 | 20.5956 | 279-9 | 279 | Tier-1 | 909-451 | 18.0059 | 3.4472 | 0.5411 | 2.5898
972-1571 | 972 | Tier-2 | 0 | 0 | 0 | 282-48 | 282 | Tier-1 | 972-1571 | 0 | 0.0058712 | 0.040152 | 0
972-1585 | 972 | Tier-2 | 0 | 0 | 0 | 282-565F | 282 | Tier-1 | 972-1585 | 0 | 0 | 0 | 0
909-805R | 909 | Tier-2 | 11.5955 | 1.8767 | 13.4722 | 283-1356 | 283 | Tier-3 | 909-805R | 11.5955 | 0.5803 | 0.33352 | 1.8767
972-1587F | 972 | Tier-2 | 0 | 0 | 0 | 283-66 | 283 | Tier-3 | 972-1587F | 0 | 0.89375 | 0.12841 | 0
972-1588 | 972 | Tier-2 | 0 | 0 | 0 | 283-80F | 283 | Tier-3 | 972-1588 | 0 | 0 | 0 | 0
972-1639 | 972 | Tier-2 | 0 | 0 | 0 | 283-82 | 283 | Tier-3 | 972-1639 | 0 | 0 | 0 | 0
972-1642 | 972 | Tier-2 | 0.038636 | 0.18125 | 0.21989 | 283-85F | 283 | Tier-3 | 972-1642 | 0.038636 | 1.4468 | 0.19205 | 0.18125
91-7F | 91 | Tier-2 | 7.0892 | 0 | 7.0892 | 286-989AE | 286 | Tier-1 | 91-7F | 7.0892 | 7.5189 | 0 | 0
910-950F | 910 | Tier-2 | 0 | 0 | 0 | 288-149R | 288 | Tier-2 | 910-950F | 0 | 10.1169 | 0 | 0
910-951F | 910 | Tier-2 | 0 | 0 | 0 | 289-906AE | 289 | Tier-1 | 910-951F | 0 | 3.3739 | 0 | 0
972-1643 | 972 | Tier-2 | 0 | 0 | 0 | 290-30F | 290 | Tier-2 | 972-1643 | 0 | 0 | 0 | 0
973-531 | 973 | Tier-3 | 0 | 0 | 0 | 291-1061AE | 291 | Tier-2 | 973-531 | 0 | 0 | 0 | 0
911-551 | 911 | Tier-1 | 0 | 0 | 0 | 291-1062 | 291 | Tier-2 | 911-551 | 0 | 0.97348 | 0 | 0
973-626R | 973 | Tier-3 | 10.7778 | 0.12822 | 10.9061 | 291-23 | 291 | Tier-2 | 973-626R | 10.7778 | 3.1741 | 1.5343 | 0.12822
974-17AE | 974 | Tier-3 | 0 | 0 | 0 | 292-158 | 292 | Tier-1 | 974-17AE | 0 | 0.0094697 | 0 | 0
980-349 | 980 | Tier-2 | 0 | 0 | 0 | 294-36 | 294 | Tier-1 | 980-349 | 0 | 0 | 0 | 0
980-879 | 980 | Tier-1 | 0 | 0 | 0 | 294-43F | 294 | Tier-1 | 980-879 | 0 | 0 | 0 | 0
981-1262 | 981 | Tier-1 | 0 | 0 | 0 | 294-591 | 294 | Tier-1 | 981-1262 | 0 | 0 | 0 | 0
912-409F | 912 | Tier-2 | 0 | 0 | 0 | 294-592F | 294 | Tier-1 | 912-409F | 0 | 23.1848 | 0 | 0
981-25 | 981 | Tier-1 | 0 | 0 | 0 | 295-1202 | 295 | Tier-1 | 981-25 | 0 | 0 | 0 | 0
913-12F | 913 | Tier-2 | 0 | 0 | 0 | 295-520 | 295 | Tier-1 | 913-12F | 0 | 3.668 | 0 | 0
913-14F | 913 | Tier-2 | 0 | 0 | 0 | 295-521AE | 295 | Tier-1 | 913-14F | 0 | 2.2883 | 0 | 0
913-15F | 913 | Tier-1 | 0 | 0 | 0 | 296-2652F | 296 | Tier-2 | 913-15F | 0 | 1.536 | 0 | 0
913-16F | 913 | Tier-2 | 0 | 0 | 0 | 296-8 | 296 | Tier-1 | 913-16F | 0 | 2.5051 | 0 | 0
983-29 | 983 | Tier-2 | 0 | 0 | 0 | 298-383AE | 298 | Tier-1 | 983-29 | 0 | 0 | 0 | 0
985-36 | 985 | Tier-1 | 0 | 0 | 0 | 298-384 | 298 | Tier-1 | 985-36 | 0 | 0 | 0 | 0
913-452F | 913 | Tier-2 | 0 | 0 | 0 | 299-1009 | 299 | Tier-1 | 913-452F | 0 | 2.1259 | 0 | 0
913-454F | 913 | Tier-2 | 0 | 0 | 0 | 299-815 | 299 | Tier-1 | 913-454F | 0 | 8.7915 | 0 | 0
985-45 | 985 | Tier-1 | 0 | 0 | 0 | 299-816 | 299 | Tier-1 | 985-45 | 0 | 0 | 0 | 0
915-11F | 915 | Tier-2 | 0 | 0 | 0 | 304-1551 | 304 | Tier-1 | 915-11F | 0 | 0.64867 | 0 | 0
986-199 | 986 | Tier-2 | 0 | 0 | 0 | 304-921AE | 304 | Tier-1 | 986-199 | 0 | 0 | 0 | 0
988-34 | 988 | Tier-2 | 0 | 0 | 0 | 305-32R | 305 | Tier-1 | 988-34 | 0 | 0 | 0 | 0
915-132F | 915 | Tier-2 | 0 | 0 | 0 | 306-2258F | 306 | Tier-1 | 915-132F | 0 | 3.3174 | 0 | 0
915-17F | 915 | Tier-2 | 0 | 0 | 0 | 306-961 | 306 | Tier-1 | 915-17F | 0 | 2.8222 | 0 | 0
99-181 | 99 | Tier-1 | 0 | 0 | 0 | 307-1492R | 307 | Tier-2 | 99-181 | 0 | 0 | 0 | 0
99-184F | 99 | Tier-1 | 0 | 0 | 0 | 310-33F | 310 | Tier-1 | 99-184F | 0 | 0.0075758 | 0 | 0
916-379AE | 916 | Tier-2 | 0 | 0 | 0 | 311-1199 | 311 | Tier-2 | 916-379AE | 0 | 4.5896 | 0 | 0
916-381 | 916 | Tier-2 | 1.2261 | 0 | 1.2261 | 311-43 | 311 | Tier-2 | 916-381 | 1.2261 | 7.2356 | 0 | 0
99-185F | 99 | Tier-1 | 0 | 0 | 0 | 312-1179 | 312 | Tier-1 | 99-185F | 0 | 0.0066288 | 0 | 0
916-416F | 916 | Tier-2 | 0 | 0 | 0 | 312-15F | 312 | Tier-1 | 916-416F | 0 | 6.7576 | 0 | 0
917-13 | 917 | Tier-1 | 0 | 0 | 0 | 312-25 | 312 | Tier-1 | 917-13 | 0 | 0.020076 | 0 | 0
990-7 | 990 | Tier-1 | 0 | 0 | 0 | 312-26F | 312 | Tier-1 | 990-7 | 0 | 0 | 0 | 0
917-15F | 917 | Tier-2 | 0 | 0 | 0 | 312-27F | 312 | Tier-1 | 917-15F | 0 | 9.1352 | 0 | 0
990-714 | 990 | Tier-1 | 0 | 0 | 0 | 312-40F | 312 | Tier-2 | 990-714 | 0 | 0 | 0 | 0
92-618F | 92 | Tier-1 | 0 | 0 | 0 | 313-922F | 313 | Tier-1 | 92-618F | 0 | 7.7106 | 0 | 0
92-619F | 92 | Tier-2 | 1.8833 | 0 | 1.8833 | 315-1192F | 315 | Tier-2 | 92-619F | 1.8833 | 19.2295 | 0 | 0
920-1342R | 920 | Tier-3 | 6.1331 | 0 | 6.1331 | 315-486 | 315 | Tier-2 | 920-1342R | 6.1331 | 0.32765 | 0 | 0
920-735AE | 920 | Tier-2 | 5.6727 | 0 | 5.6727 | 320-1413F | 320 | Tier-1 | 920-735AE | 5.6727 | 13.6176 | 0 | 0
991-2 | 991 | Tier-2 | 0 | 0 | 0 | 320-1414 | 320 | Tier-1 | 991-2 | 0 | 0 | 0 | 0
991-379AE | 991 | Tier-2 | 0 | 0 | 0 | 320-1415 | 320 | Tier-1 | 991-379AE | 0 | 2.1894 | 0 | 0
920-823 | 920 | Tier-2 | 2.4394 | 0 | 2.4394 | 321-1332R | 321 | Tier-1 | 920-823 | 2.4394 | 6.0667 | 0 | 0
991-384AE | 991 | Tier-2 | 0 | 0 | 0 | 322-822F | 322 | Tier-1 | 991-384AE | 0 | 4.0142 | 0 | 0
921-800F | 921 | Tier-2 | 4.6273 | 0 | 4.6273 | 323-472AE | 323 | Tier-1 | 921-800F | 4.6273 | 12.861 | 0 | 0
921-801F | 921 | Tier-1 | 0 | 0 | 0 | 323-473 | 323 | Tier-1 | 921-801F | 0 | 1.6203 | 0 | 0
921-802F | 921 | Tier-1 | 0 | 0 | 0 | 325-1220R | 325 | Tier-1 | 921-802F | 0 | 0.96402 | 0 | 0
992-1 | 992 | Tier-2 | 0 | 0 | 0 | 325-25 | 325 | Tier-1 | 992-1 | 0 | 0 | 0 | 0
992-3 | 992 | Tier-2 | 0 | 0 | 0 | 326-35R | 326 | Tier-1 | 992-3 | 0 | 0.72008 | 0 | 0
992-573 | 992 | Tier-1 | 0 | 0 | 0 | 329-11 | 329 | Tier-1 | 992-573 | 0 | 0 | 0 | 0
922-1142F | 922 | Tier-1 | 0 | 0 | 0 | 329-217 | 329 | Tier-1 | 922-1142F | 0 | 4.5235 | 0 | 0
922-1143F | 922 | Tier-1 | 2.2068 | 0 | 2.2068 | 330-810R | 330 | Tier-1 | 922-1143F | 2.2068 | 6.0362 | 0 | 0
922-581 | 922 | Tier-1 | 0 | 0 | 0 | 331-43 | 331 | Tier-2 | 922-581 | 0 | 5.239 | 0 | 0
992-575F | 992 | Tier-1 | 0 | 0 | 0 | 34-75F | 34 | Tier-1 | 992-575F | 0 | 0.55739 | 0 | 0
993-1154 | 993 | Tier-1 | 0 | 0 | 0 | 34-77 | 34 | Tier-1 | 993-1154 | 0 | 0 | 0 | 0
923-60F | 923 | Tier-1 | 0 | 0 | 0 | 34-80 | 34 | Tier-1 | 923-60F | 0 | 0.95114 | 0 | 0
993-3 | 993 | Tier-2 | 0 | 0 | 0 | 34-81F | 34 | Tier-1 | 993-3 | 0 | 0 | 0 | 0
993-40 | 993 | Tier-1 | 0 | 0 | 0 | 340-1071F | 340 | Tier-1 | 993-40 | 0 | 0 | 0 | 0
924-10 | 924 | Tier-2 | 0 | 0 | 0 | 340-1072F | 340 | Tier-1 | 924-10 | 0 | 2.9417 | 0 | 0
993-48 | 993 | Tier-1 | 0 | 0 | 0 | 341-1155F | 341 | Tier-1 | 993-48 | 0 | 0 | 0 | 0
925-202F | 925 | Tier-1 | 0 | 0 | 0 | 341-1156F | 341 | Tier-1 | 925-202F | 0 | 3.4409 | 0 | 0
995-10 | 995 | Tier-1 | 0 | 0 | 0 | 341-1177 | 341 | Tier-1 | 995-10 | 0 | 0 | 0 | 0
995-5 | 995 | Tier-1 | 0 | 0 | 0 | 342-515F | 342 | Tier-1 | 995-5 | 0 | 0 | 0 | 0
925-205F | 925 | Tier-1 | 0 | 0 | 0 | 344-271R | 344 | Tier-1 | 925-205F | 0 | 2.5286 | 0 | 0
995-556F | 995 | Tier-1 | 0 | 0 | 0 | 350-2201R | 350 | Tier-3 | 995-556F | 0 | 0.020076 | 0 | 0
925-218 | 925 | Tier-2 | 0 | 0 | 0 | 350-41R | 350 | Tier-2 | 925-218 | 0 | 1.4852 | 0 | 0
995-557 | 995 | Tier-1 | 0 | 0 | 0 | 352-27R | 352 | Tier-3 | 995-557 | 0 | 0 | 0 | 0
995-558F | 995 | Tier-1 | 0 | 0 | 0 | 353-593F | 353 | Tier-2 | 995-558F | 0 | 0.083333 | 0 | 0
CB 1001 | 1001 | Tier-1 | 0 | 0 | 0 | 353-902F | 353 | Tier-2 | CB 1001 | 0 | 1.7682 | 0.064583 | 0
926-11 | 926 | Tier-2 | 0 | 0 | 0 | 353-904R | 353 | Tier-2 | 926-11 | 0 | 1.9506 | 0 | 0
CB 1006 | 1006 | Tier-2 | 0 | 0 | 0 | 355-6R | 355 | Tier-2 | CB 1006 | 0 | 1.9669 | 0 | 0
CB 1007 | 1007 | Tier-1 | 0.54489 | 0 | 0.54489 | 358-1175F | 358 | Tier-2 | CB 1007 | 0.54489 | 1.7468 | 0 | 0
CB 1011 | 1011 | Tier-1 | 0 | 0 | 0 | 358-663F | 358 | Tier-3 | CB 1011 | 0 | 0.044697 | 0 | 0
CB 1012 | 1012 | Tier-1 | 0 | 0 | 0 | 358-679 | 358 | Tier-3 | CB 1012 | 0 | 0.042045 | 0 | 0
CB 1013 | 1013 | Tier-1 | 0 | 0 | 0 | 358-682F | 358 | Tier-3 | CB 1013 | 0 | 0.041856 | 0 | 0
928-19 | 928 | Tier-2 | 2.1239 | 0 | 2.1239 | 36-234 | 36 | Tier-1 | 928-19 | 2.1239 | 0.084659 | 0 | 0
928-20 | 928 | Tier-2 | 0.12538 | 0 | 0.12538 | 36-238 | 36 | Tier-1 | 928-20 | 0.12538 | 0.54148 | 0 | 0
928-37F | 928 | Tier-2 | 0 | 0 | 0 | 36-240F | 36 | Tier-1 | 928-37F | 0 | 8.4197 | 0 | 0
CB 102 | 102 | Tier-1 | 0 | 0 | 0 | 36-241F | 36 | Tier-1 | CB 102 | 0 | 0.86364 | 0 | 0
928-6F | 928 | Tier-2 | 0 | 0 | 0 | 36-82F | 36 | Tier-1 | 928-6F | 0 | 3.9525 | 0 | 0
CB 1021 | 1021 | Tier-3 | 0 | 0 | 0 | 365-34R | 365 | Tier-1 | CB 1021 | 0 | 1.4271 | 0 | 0
93-10R | 93 | Tier-1 | 6.2576 | 0 | 6.2576 | 366-48 | 366 | Tier-1 | 93-10R | 6.2576 | 4.0097 | 0 | 0
93-559R | 93 | Tier-1 | 4.7509 | 0 | 4.7509 | 366-559 | 366 | Tier-1 | 93-559R | 4.7509 | 2.743 | 0 | 0
CB 1022 | 1022 | Tier-3 | 0 | 0 | 0 | 368-402F | 368 | Tier-1 | CB 1022 | 0 | 2.1335 | 0 | 0
930-13 | 930 | Tier-1 | 0 | 0 | 0 | 369-7 | 369 | Tier-1 | 930-13 | 0 | 0.48485 | 0 | 0
CB 1023 | 1023 | Tier-2 | 3.8564 | 0 | 3.8564 | 37-20 | 37 | Tier-1 | CB 1023 | 3.8564 | 1.032 | 0 | 0
CB 1025 | 1025 | Tier-2 | 0 | 0 | 0 | 37-21F | 37 | Tier-1 | CB 1025 | 0 | 0.70303 | 0 | 0
CB 1030 | 1030 | Tier-2 | 0 | 0 | 0 | 374-708R | 374 | Tier-1 | CB 1030 | 0 | 0.31989 | 0 | 0
CB 1047 | 1047 | Tier-1 | 0 | 0 | 0 | 376-491R | 376 | Tier-1 | CB 1047 | 0 | 1.7479 | 0 | 0
931-1056F | 931 | Tier-1 | 0 | 0 | 0 | 38-435F | 38 | Tier-1 | 931-1056F | 0 | 6.9451 | 0 | 0
CB 1048 | 1048 | Tier-1 | 0 | 0 | 0 | 38-436 | 38 | Tier-1 | CB 1048 | 0 | 0.07803 | 0 | 0
931-485 | 931 | Tier-1 | 0 | 0 | 0 | 381-445 | 381 | Tier-1 | 931-485 | 0 | 9.5746 | 0 | 0
932-14AE | 932 | Tier-1 | 0 | 0 | 0 | 381-453F | 381 | Tier-2 | 932-14AE | 0 | 0.16098 | 0 | 0
932-15AE | 932 | Tier-2 | 0 | 0 | 0 | 382-22 | 382 | Tier-1 | 932-15AE | 0 | 4.1044 | 0 | 0
CB 105 | 105 | Tier-1 | 0 | 0 | 0 | 382-390 | 382 | Tier-1 | CB 105 | 0 | 0.38636 | 0 | 0
932-17AE | 932 | Tier-2 | 0 | 0 | 0 | 382-393F | 382 | Tier-1 | 932-17AE | 0 | 18.19 | 0 | 0
CB 1060 | 1060 | Tier-1 | 0 | 0 | 0 | 383-678 | 383 | Tier-1 | CB 1060 | 0 | 0.37955 | 0 | 0
932-459F | 932 | Tier-1 | 0 | 0 | 0 | 384-12F | 384 | Tier-2 | 932-459F | 0 | 7.085 | 0 | 0
933-450F | 933 | Tier-1 | 0 | 0 | 0 | 387-15 | 387 | Tier-3 | 933-450F | 0 | 8.8547 | 0 | 0
933-451F | 933 | Tier-1 | 0 | 0 | 0 | 39-19 | 39 | Tier-1 | 933-451F | 0 | 4.3617 | 0 | 0
CB 1078 | 1078 | Tier-1 | 0 | 0 | 0 | 390-17 | 390 | Tier-1 | CB 1078 | 0 | 0.74905 | 0 | 0
933-453F | 933 | Tier-1 | 0 | 0 | 0 | 391-433 | 391 | Tier-1 | 933-453F | 0 | 0.52292 | 0 | 0
CB 108 | 108 | Tier-1 | 0 | 0 | 0 | 392-25 | 392 | Tier-1 | CB 108 | 0 | 1.1259 | 0 | 0
933-472F | 933 | Tier-1 | 1.4678 | 0 | 1.4678 | 393-14R | 393 | Tier-2 | 933-472F | 1.4678 | 3.8888 | 0 | 0
933-473F | 933 | Tier-1 | 0 | 0 | 0 | 394-418F | 394 | Tier-1 | 933-473F | 0 | 0.54754 | 0 | 0
933-474F | 933 | Tier-1 | 0 | 0 | 0 | 394-419 | 394 | Tier-1 | 933-474F | 0 | 1.1187 | 0 | 0
934-747F | 934 | Tier-1 | 0 | 0 | 0 | 394-421 | 394 | Tier-1 | 934-747F | 0 | 6.0778 | 0 | 0
934-748F | 934 | Tier-1 | 0 | 0 | 0 | 397-549F | 397 | Tier-1 | 934-748F | 0 | 3.6294 | 0 | 0
CB 109 | 109 | Tier-1 | 0 | 0 | 0 | 397-550F | 397 | Tier-1 | CB 109 | 0 | 0.66061 | 0 | 0
CB 1100 | 1100 | Tier-2 | 0 | 0 | 0 | 40-1025F | 40 | Tier-1 | CB 1100 | 0 | 0.089583 | 0 | 0
935-460F | 935 | Tier-1 | 0 | 0 | 0 | 40-1027F | 40 | Tier-1 | 935-460F | 0 | 0.088826 | 0 | 0
935-461F | 935 | Tier-1 | 0 | 0 | 0 | 40-1028 | 40 | Tier-1 | 935-461F | 0 | 0.17045 | 0 | 0
CB 113 | 113 | Tier-1 | 0 | 0 | 0 | 40-1029F | 40 | Tier-1 | CB 113 | 0 | 1.3055 | 0 | 0
CB 1139 | 1139 | Tier-1 | 0.21402 | 0 | 0.21402 | 400-1019 | 400 | Tier-1 | CB 1139 | 0.21402 | 0.86174 | 0 | 0
936-188 | 936 | Tier-1 | 1.5807 | 0 | 1.5807 | 402-818F | 402 | Tier-1 | 936-188 | 1.5807 | 11.4201 | 0 | 0
936-450F | 936 | Tier-1 | 0 | 0 | 0 | 402-820F | 402 | Tier-1 | 936-450F | 0 | 1.7977 | 0 | 0
CB 115 | 115 | Tier-1 | 0 | 0 | 0 | 403-11F | 403 | Tier-1 | CB 115 | 0 | 0.60833 | 0 | 0
CB 1153 | 1153 | Tier-1 | 0.09697 | 0 | 0.09697 | 404-36AE | 404 | Tier-1 | CB 1153 | 0.09697 | 0.36629 | 0 | 0
CB 1162 | 1162 | Tier-2 | 1.5536 | 0 | 1.5536 | 404-7 | 404 | Tier-1 | CB 1162 | 1.5536 | 0.43939 | 0 | 0
CB 1166 | 1166 | Tier-3 | 0.085985 | 0 | 0.085985 | 405-144F | 405 | Tier-1 | CB 1166 | 0.085985 | 0 | 0 | 0
CB 118 | 118 | Tier-1 | 0 | 0 | 0 | 405-24F | 405 | Tier-1 | CB 118 | 0 | 0.45985 | 0 | 0
937-17 | 937 | Tier-2 | 0 | 0 | 0 | 41-44AE | 41 | Tier-1 | 937-17 | 0 | 22.3646 | 0 | 0
CB 1181 | 1181 | Tier-1 | 0 | 0 | 0 | 415-33 | 415 | Tier-1 | CB 1181 | 0 | 0.24905 | 0 | 0
CB 119 | 119 | Tier-1 | 0 | 0 | 0 | 416-35F | 416 | Tier-1 | CB 119 | 0 | 0.21212 | 0 | 0
94-16F | 94 | Tier-1 | 1.4203 | 0 | 1.4203 | 417-44AE | 417 | Tier-1 | 94-16F | 1.4203 | 2.5536 | 0 | 0
CB 1201 | 1201 | Tier-2 | 0 | 0 | 0 | 424-31 | 424 | Tier-1 | CB 1201 | 0 | 0.16042 | 0 | 0
94-24F | 94 | Tier-2 | 3.5254 | 0 | 3.5254 | 424-74F | 424 | Tier-1 | 94-24F | 3.5254 | 4.4364 | 0 | 0
94-41 | 94 | Tier-1 | 6.0028 | 0 | 6.0028 | 424-75F | 424 | Tier-1 | 94-41 | 6.0028 | 0.36837 | 0 | 0
940-391 | 940 | Tier-1 | 0.90511 | 0 | 0.90511 | 427-103 | 427 | Tier-1 | 940-391 | 0.90511 | 0.3267 | 0 | 0
940-392 | 940 | Tier-1 | 0 | 0 | 0 | 427-127F | 427 | Tier-1 | 940-392 | 0 | 2.1036 | 0 | 0
CB 121 | 121 | Tier-1 | 0 | 0 | 0 | 427-137 | 427 | Tier-1 | CB 121 | 0 | 0.6233 | 0 | 0
940-398AE | 940 | Tier-1 | 0 | 0 | 0 | 427-212 | 427 | Tier-1 | 940-398AE | 0 | 5.6441 | 0 | 0
CB 1215 | 1215 | Tier-3 | 0.05303 | 0 | 0.05303 | 427-214 | 427 | Tier-1 | CB 1215 | 0.05303 | 0.1036 | 0 | 0
940-649AE | 940 | Tier-1 | 0 | 0 | 0 | 427-215 | 427 | Tier-1 | 940-649AE | 0 | 2.9767 | 0 | 0
940-651 | 940 | Tier-1 | 0 | 0 | 0 | 427-229F | 427 | Tier-1 | 940-651 | 0 | 0.48864 | 0 | 0
CB 1222 | 1222 | Tier-1 | 0 | 0 | 0 | 428-119 | 428 | Tier-1 | CB 1222 | 0 | 5.4002 | 0 | 0
CB 1223 | 1223 | Tier-1 | 0 | 0 | 0 | 428-122F | 428 | Tier-1 | CB 1223 | 0 | 4.2456 | 0 | 0
941-32F | 941 | Tier-1 | 0 | 0 | 0 | 428-136F | 428 | Tier-1 | 941-32F | 0 | 7.0244 | 0 | 0
941-33F | 941 | Tier-1 | 5.3545 | 0 | 5.3545 | 428-137F | 428 | Tier-1 | 941-33F | 5.3545 | 4.5973 | 0 | 0
942-3 | 942 | Tier-1 | 0 | 0 | 0 | 428-141F | 428 | Tier-1 | 942-3 | 0 | 1.3928 | 0 | 0
CB 1224 | 1224 | Tier-1 | 0 | 0 | 0 | 428-38 | 428 | Tier-1 | CB 1224 | 0 | 0.52254 | 0 | 0
942-467 | 942 | Tier-1 | 0 | 0 | 0 | 428-39 | 428 | Tier-1 | 942-467 | 0 | 0.13561 | 0 | 0
CB 1233 | 1233 | Tier-3 | 0.011364 | 0 | 0.011364 | 429-168 | 429 | Tier-1 | CB 1233 | 0.011364 | 0.063258 | 0 | 0
942-469 | 942 | Tier-1 | 0 | 0 | 0 | 992-1 | 992 | Tier-2 | 942-469 | 0 | 0.18939 | 0 | 0
CB 125 | 125 | Tier-1 | 0 | 0 | 0 | 992-10AE | 992 | Tier-2 | CB 125 | 0 | 1.6566 | 0 | 0
CB 1250 | 1250 | Tier-2 | 2.539 | 0.029924 | 2.5689 | 992-574F | 992 | Tier-1 | CB 1250 | 2.539 | 0.081439 | 0 | 0.029924
942-471 | 942 | Tier-1 | 0 | 0 | 0 | 993-3 | 993 | Tier-2 | 942-471 | 0 | 0.19318 | 0 | 0
CB 126 | 126 | Tier-1 | 0 | 0 | 0 | 993-48 | 993 | Tier-1 | CB 126 | 0 | 0.20549 | 0 | 0
CB 1266 | 1266 | Tier-1 | 0 | 0 | 0 | 993-49F | 993 | Tier-2 | CB 1266 | 0 | 0.18939 | 0 | 0
CB 127 | 127 | Tier-1 | 0 | 0 | 0 | 995-555F | 995 | Tier-1 | CB 127 | 0 | 1.2089 | 0 | 0
942-477F | 942 | Tier-1 | 0 | 0 | 0 | 995-558F | 995 | Tier-1 | 942-477F | 0 | 0.29394 | 0 | 0
CB 1283 | 1283 | Tier-1 | 0.69583 | 0 | 0.69583 | 995-7AE | 995 | Tier-1 | CB 1283 | 0.69583 | 0.97481 | 0 | 0
CB 1284 | 1284 | Tier-1 | 0 | 0 | 0 | CB 100 | 100 | Tier-1 | CB 1284 | 0 | 0.14072 | 0 | 0
CB 1288 | 1288 | Tier-1 | 0 | 0 | 0 | CB 1010 | 1010 | Tier-1 | CB 1288 | 0 | 3.4201 | 0 | 0
942-481F | 942 | Tier-1 | 0 | 0 | 0 | CB 1012 | 1012 | Tier-1 | 942-481F | 0 | 0.17197 | 0 | 0
942-49F | 942 | Tier-1 | 0 | 0 | 0 | CB 1025 | 1025 | Tier-2 | 942-49F | 0 | 5.2652 | 0 | 0
942-50 | 942 | Tier-1 | 0 | 0 | 0 | CB 1026 | 1026 | Tier-2 | 942-50 | 0 | 6.315 | 0 | 0
942-939F | 942 | Tier-1 | 0 | 0 | 0 | CB 1039 | 1039 | Tier-1 | 942-939F | 0 | 0.2983 | 0 | 0
CB 139 | 139 | Tier-1 | 0 | 0 | 0 | CB 104 | 104 | Tier-1 | CB 139 | 0 | 1.1112 | 0 | 0
943-228F | 943 | Tier-1 | 0 | 0 | 0 | CB 107 | 107 | Tier-1 | 943-228F | 0 | 0.27652 | 0 | 0
CB 1409 | 1409 | Tier-1 | 0 | 0 | 0 | CB 1070 | 1070 | Tier-1 | CB 1409 | 0 | 0.81004 | 0 | 0
943-230F | 943 | Tier-1 | 0 | 0 | 0 | CB 1078 | 1078 | Tier-1 | 943-230F | 0 | 12.082 | 0 | 0
944-296F | 944 | Tier-1 | 0 | 0 | 0 | CB 1079 | 1079 | Tier-1 | 944-296F | 0 | 10.4009 | 0 | 0
CB 1419 | 1419 | Tier-1 | 0 | 0 | 0 | CB 1085 | 1085 | Tier-1 | CB 1419 | 0 | 0.11326 | 0 | 0
CB 1420 | 1420 | Tier-1 | 0 | 0 | 0 | CB 110 | 110 | Tier-1 | CB 1420 | 0 | 0.11818 | 0 | 0
945-21AE | 945 | Tier-1 | 0 | 0 | 0 | CB 1104 | 1104 | Tier-2 | 945-21AE | 0 | 13.6438 | 0 | 0
946-24F | 946 | Tier-1 | 0 | 0 | 0 | CB 1117 | 1117 | Tier-2 | 946-24F | 0 | 5.0352 | 0 | 0
946-25F | 946 | Tier-1 | 0.30701 | 0 | 0.30701 | CB 1140 | 1140 | Tier-1 | 946-25F | 0.30701 | 0.65284 | 0 | 0
CB 1435 | 1435 | Tier-1 | 0 | 0 | 0 | CB 1152 | 1152 | Tier-1 | CB 1435 | 0 | 0.30265 | 0 | 0
948-5R | 948 | Tier-2 | 0.50833 | 0 | 0.50833 | CB 1153 | 1153 | Tier-1 | 948-5R | 0.50833 | 9.8047 | 0 | 0
949-22R | 949 | Tier-1 | 3.1345 | 0 | 3.1345 | CB 116 | 116 | Tier-1 | 949-22R | 3.1345 | 1.99 | 0 | 0
CB 1437 | 1437 | Tier-1 | 0 | 0 | 0 | CB 1215 | 1215 | Tier-3 | CB 1437 | 0 | 0.13636 | 0 | 0
CB 1442 | 1442 | Tier-1 | 0 | 0 | 0 | CB 1219 | 1219 | Tier-1 | CB 1442 | 0 | 0.94848 | 0 | 0
CB 1446 | 1446 | Tier-1 | 0.3625 | 0 | 0.3625 | CB 1226 | 1226 | Tier-2 | CB 1446 | 0.3625 | 0.88996 | 0 | 0
95-29R | 95 | Tier-1 | 5.2727 | 0 | 5.2727 | CB 1234 | 1234 | Tier-3 | 95-29R | 5.2727 | 2.1227 | 0 | 0
CB 1447 | 1447 | Tier-1 | 0 | 0 | 0 | CB 1235 | 1235 | Tier-2 | CB 1447 | 0 | 0.66875 | 0 | 0
95-34 | 95 | Tier-1 | 0.81742 | 0 | 0.81742 | CB 1242 | 1242 | Tier-2 | 95-34 | 0.81742 | 3.7352 | 0 | 0
95-35F | 95 | Tier-1 | 1.3756 | 0 | 1.3756 | CB 1257 | 1257 | Tier-2 | 95-35F | 1.3756 | 0.11875 | 0 | 0
95-36F | 95 | Tier-1 | 2.2443 | 0 | 2.2443 | CB 126 | 126 | Tier-1 | 95-36F | 2.2443 | 0.3214 | 0 | 0
CB 1448 | 1448 | Tier-1 | 0.55455 | 0 | 0.55455 | CB 1260 | 1260 | Tier-2 | CB 1448 | 0.55455 | 0.57576 | 0 | 0
950-272 | 950 | Tier-1 | 0 | 0 | 0 | CB 1287 | 1287 | Tier-1 | 950-272 | 0 | 0.8233 | 0 | 0
950-273AE | 950 | Tier-1 | 0 | 0 | 0 | CB 1288 | 1288 | Tier-1 | 950-273AE | 0 | 0.67102 | 0 | 0
950-274AE | 950 | Tier-1 | 0 | 0 | 0 | CB 131 | 131 | Tier-1 | 950-274AE | 0 | 3.4559 | 0 | 0
CB 1450 | 1450 | Tier-1 | 0 | 0 | 0 | CB 135 | 135 | Tier-1 | CB 1450 | 0 | 0.26989 | 0 | 0
951-390F | 951 | Tier-1 | 0 | 0 | 0 | CB 1408 | 1408 | Tier-1 | 951-390F | 0 | 1.829 | 0 | 0
CB 1458 | 1458 | Tier-2 | 0 | 0 | 0 | CB 1415 | 1415 | Tier-2 | CB 1458 | 0 | 1.2422 | 0 | 0
CB 1480 | 1480 | Tier-1 | 0 | 0 | 0 | CB 142 | 142 | Tier-1 | CB 1480 | 0 | 0.3678 | 0 | 0
951-393F | 951 | Tier-1 | 0 | 0 | 0 | CB 1437 | 1437 | Tier-1 | 951-393F | 0 | 2.8129 | 0 | 0
CB 1481 | 1481 | Tier-1 | 0 | 0 | 0 | CB 1438 | 1438 | Tier-1 | CB 1481 | 0 | 2.1182 | 0 | 0
CB 149 | 149 | Tier-1 | 0.88352 | 0 | 0.88352 | CB 1440 | 1440 | Tier-1 | CB 149 | 0.88352 | 0.27708 | 0 | 0
CB 150 | 150 | Tier-1 | 0 | 0 | 0 | CB 1442 | 1442 | Tier-1 | CB 150 | 0 | 0.6358 | 0 | 0
CB 152 | 152 | Tier-1 | 0 | 0 | 0 | CB 1443 | 1443 | Tier-1 | CB 152 | 0 | 0.18352 | 0 | 0
CB 157 | 157 | Tier-3 | 0.027841 | 0 | 0.027841 | CB 1444 | 1444 | Tier-1 | CB 157 | 0.027841 | 0.036364 | 0 | 0
952-1439F | 952 | Tier-2 | 0 | 0 | 0 | CB 1447 | 1447 | Tier-1 | 952-1439F | 0 | 2.4485 | 0 | 0
952-1440F | 952 | Tier-2 | 0 | 0 | 0 | CB 145 | 145 | Tier-1 | 952-1440F | 0 | 3.8708 | 0 | 0
CB 165 | 165 | Tier-1 | 0 | 0 | 0 | CB 1458 | 1458 | Tier-2 | CB 165 | 0 | 0.25322 | 0 | 0
952-777 | 952 | Tier-2 | 0 | 0 | 0 | CB 1480 | 1480 | Tier-1 | 952-777 | 0 | 3.4896 | 0 | 0
CB 167 | 167 | Tier-1 | 0 | 0 | 0 | CB 157 | 157 | Tier-3 | CB 167 | 0 | 0.71402 | 0 | 0
952-927F | 952 | Tier-2 | 0 | 0 | 0 | CB 162 | 162 | Tier-1 | 952-927F | 0 | 8.4004 | 0 | 0
952-928F | 952 | Tier-1 | 0 | 0 | 0 | CB 169 | 169 | Tier-1 | 952-928F | 0 | 1.0788 | 0 | 0
952-929F | 952 | Tier-1 | 0 | 0 | 0 | CB 171 | 171 | Tier-1 | 952-929F | 0 | 1.8545 | 0 | 0
CB 170 | 170 | Tier-1 | 0 | 0 | 0 | CB 172 | 172 | Tier-1 | CB 170 | 0 | 0.049053 | 0 | 0
952-939F | 952 | Tier-2 | 0 | 0 | 0 | CB 173 | 173 | Tier-1 | 952-939F | 0 | 6.4028 | 0 | 0
952-941F | 952 | Tier-2 | 0 | 0 | 0 | CB 175 | 175 | Tier-2 | 952-941F | 0 | 3.0161 | 0 | 0
CB 171 | 171 | Tier-1 | 2.7379 | 0 | 2.7379 | CB 178 | 178 | Tier-1 | CB 171 | 2.7379 | 4.8114 | 0 | 0
953-209F | 953 | Tier-1 | 0 | 0 | 0 | CB 179 | 179 | Tier-1 | 953-209F | 0 | 2.9598 | 0 | 0
953-218F | 953 | Tier-1 | 0 | 0 | 0 | CB 182 | 182 | Tier-1 | 953-218F | 0 | 3.957 | 0 | 0
CB 173 | 173 | Tier-1 | 0 | 0 | 0 | CB 191 | 191 | Tier-1 | CB 173 | 0 | 0.035606 | 0 | 0
953-526F | 953 | Tier-1 | 0 | 0 | 0 | CB 199 | 199 | Tier-1 | 953-526F | 0 | 3.1903 | 0 | 0
CB 176 | 176 | Tier-1 | 0.035606 | 0 | 0.035606 | CB 202 | 202 | Tier-2 | CB 176 | 0.035606 | 1.0888 | 0 | 0
CB 177 | 177 | Tier-1 | 0 | 0 | 0 | CB 214 | 214 | Tier-3 | CB 177 | 0 | 0.23428 | 0 | 0
CB 178 | 178 | Tier-1 | 3.418 | 0.012311 | 3.4303 | CB 220 | 220 | Tier-3 | CB 178 | 3.418 | 0.60833 | 0 | 0.012311
CB 190 | 190 | Tier-1 | 1.1379 | 0 | 1.1379 | CB 231 | 231 | Tier-2 | CB 190 | 1.1379 | 0.3875 | 0 | 0
CB 210 | 210 | Tier-2 | 0.053788 | 0 | 0.053788 | CB 233 | 233 | Tier-2 | CB 210 | 0.053788 | 0 | 0 | 0
954-102F | 954 | Tier-2 | 0 | 0 | 0 | CB 235 | 235 | Tier-2 | 954-102F | 0 | 0.29508 | 0 | 0
CB 211 | 211 | Tier-2 | 0.010606 | 0 | 0.010606 | CB 239 | 239 | Tier-3 | CB 211 | 0.010606 | 0 | 0 | 0
954-204 | 954 | Tier-2 | 0 | 0 | 0 | CB 240 | 240 | Tier-2 | 954-204 | 0 | 0.088068 | 0 | 0
CB 212 | 212 | Tier-2 | 0.23902 | 0 | 0.23902 | CB 254 | 254 | Tier-1 | CB 212 | 0.23902 | 0 | 0 | 0
CB 214 | 214 | Tier-3 | 0.040909 | 0 | 0.040909 | CB 256 | 256 | Tier-1 | CB 214 | 0.040909 | 0 | 0 | 0
CB 215 | 215 | Tier-3 | 0.14848 | 0 | 0.14848 | CB 258 | 258 | Tier-1 | CB 215 | 0.14848 | 0 | 0 | 0
954-423F | 954 | Tier-2 | 0 | 0 | 0 | CB 268 | 268 | Tier-1 | 954-423F | 0 | 0.14129 | 0 | 0
CB 216 | 216 | Tier-3 | 0 | 0 | 0 | CB 269 | 269 | Tier-1 | CB 216 | 0 | 0.095833 | 0 | 0
CB 217 | 217 | Tier-3 | 0.034091 | 0 | 0.034091 | CB 276 | 276 | Tier-1 | CB 217 | 0.034091 | 0 | 0 | 0
CB 220 | 220 | Tier-3 | 0.011932 | 0 | 0.011932 | CB 278 | 278 | Tier-1 | CB 220 | 0.011932 | 0 | 0 | 0
CB 221 | 221 | Tier-3 | 0 | 0 | 0 | CB 282 | 282 | Tier-2 | CB 221 | 0 | 0.04678 | 0 | 0
955-13 | 955 | Tier-1 | 0 | 0 | 0 | CB 283 | 283 | Tier-3 | 955-13 | 0 | 0.13182 | 0 | 0
CB 222 | 222 | Tier-3 | 0 | 0 | 0 | CB 291 | 291 | Tier-2 | CB 222 | 0 | 0.052652 | 0 | 0
CB 223 | 223 | Tier-1 | 0 | 0 | 0 | CB 293 | 293 | Tier-2 | CB 223 | 0 | 1.1303 | 0 | 0
956-394F | 956 | Tier-1 | 0 | 0 | 0 | CB 295 | 295 | Tier-1 | 956-394F | 0 | 0.43068 | 0 | 0
CB 226 | 226 | Tier-1 | 0 | 0 | 0 | CB 299 | 299 | Tier-1 | CB 226 | 0 | 0.81856 | 0 | 0
956-396F | 956 | Tier-1 | 0 | 0 | 0 | CB 303 | 303 | Tier-1 | 956-396F | 0 | 0.60511 | 0 | 0
CB 230 | 230 | Tier-2 | 0.62576 | 0 | 0.62576 | CB 304 | 304 | Tier-1 | CB 230 | 0.62576 | 0.09053 | 0 | 0
CB 235 | 235 | Tier-2 | 0.15928 | 0 | 0.15928 | CB 309 | 309 | Tier-2 | CB 235 | 0.15928 | 0.086174 | 0 | 0
956-402 | 956 | Tier-1 | 0 | 0 | 0 | CB 311 | 311 | Tier-1 | 956-402 | 0 | 0.45928 | 0 | 0
957-178 | 957 | Tier-1 | 0 | 0 | 0 | CB 312 | 312 | Tier-1 | 957-178 | 0 | 0.79015 | 0 | 0
CB 237 | 237 | Tier-2 | 0.61629 | 0 | 0.61629 | CB 320 | 320 | Tier-1 | CB 237 | 0.61629 | 0 | 0 | 0
957-190 | 957 | Tier-1 | 0 | 0 | 0 | CB 322 | 322 | Tier-1 | 957-190 | 0 | 2.5297 | 0 | 0
CB 239 | 239 | Tier-3 | 0.039773 | 0 | 0.039773 | CB 338 | 338 | Tier-1 | CB 239 | 0.039773 | 0.066288 | 0 | 0
CB 248 | 248 | Tier-2 | 4.4809 | 0 | 4.4809 | CB 339 | 339 | Tier-1 | CB 248 | 4.4809 | 0.85833 | 0 | 0
957-493 | 957 | Tier-1 | 0.38655 | 0 | 0.38655 | CB 348 | 348 | Tier-1 | 957-493 | 0.38655 | 0.55928 | 0 | 0
CB 250 | 250 | Tier-1 | 0 | 0 | 0 | CB 350 | 350 | Tier-2 | CB 250 | 0 | 1.3629 | 0 | 0
CB 252 | 252 | Tier-1 | 0 | 0 | 0 | CB 352 | 352 | Tier-2 | CB 252 | 0 | 0.05322 | 0 | 0
CB 258 | 258 | Tier-1 | 0.065341 | 0 | 0.065341 | CB 357 | 357 | Tier-3 | CB 258 | 0.065341 | 0.071591 | 0 | 0
CB 263 | 263 | Tier-1 | 1.1358 | 0 | 1.1358 | CB 36 | 36 | Tier-1 | CB 263 | 1.1358 | 0.51288 | 0 | 0
CB 264 | 264 | Tier-1 | 0 | 0 | 0 | CB 361 | 361 | Tier-1 | CB 264 | 0 | 0.76648 | 0 | 0
958-23F | 958 | Tier-2 | 0 | 0 | 0 | CB 362 | 362 | Tier-1 | 958-23F | 0 | 0.89432 | 0 | 0
CB 265 | 265 | Tier-1 | 0 | 0 | 0 | CB 363 | 363 | Tier-1 | CB 265 | 0 | 0.45909 | 0 | 0
CB 267 | 267 | Tier-1 | 0 | 0 | 0 | CB 365 | 365 | Tier-1 | CB 267 | 0 | 0.38693 | 0 | 0
CB 272 | 272 | Tier-1 | 0 | 0 | 0 | CB 375 | 375 | Tier-1 | CB 272 | 0 | 1.1877 | 0 | 0
959-9F | 959 | Tier-2 | 0 | 0 | 0 | CB 380 | 380 | Tier-1 | 959-9F | 0 | 2.7515 | 0 | 0
CB 276 | 276 | Tier-1 | 1.2919 | 0 | 1.2919 | CB 383 | 383 | Tier-1 | CB 276 | 1.2919 | 0.27557 | 0 | 0
CB 277 | 277 | Tier-1 | 0.46136 | 0 | 0.46136 | CB 384 | 384 | Tier-1 | CB 277 | 0.46136 | 0.14148 | 0 | 0
96-1041F | 96 | Tier-1 | 0.064962 | 0 | 0.064962 | CB 385 | 385 | Tier-1 | 96-1041F | 0.064962 | 0.055492 | 0 | 0
96-1042F | 96 | Tier-1 | 0 | 0 | 0 | CB 386 | 386 | Tier-2 | 96-1042F | 0 | 1.5104 | 0 | 0
CB 278 | 278 | Tier-1 | 0 | 0 | 0 | CB 387 | 387 | Tier-1 | CB 278 | 0 | 0.10644 | 0 | 0
96-47R | 96 | Tier-2 | 5.6227 | 0 | 5.6227 | CB 40 | 40 | Tier-1 | 96-47R | 5.6227 | 17.1847 | 0 | 0
960-11F | 960 | Tier-2 | 0 | 0 | 0 | CB 402 | 402 | Tier-1 | 960-11F | 0 | 16.0032 | 0 | 0
CB 283 | 283 | Tier-3 | 0.0060606 | 0 | 0.0060606 | CB 407 | 407 | Tier-1 | CB 283 | 0.0060606 | 0.054167 | 0 | 0
960-13 | 960 | Tier-2 | 0 | 0 | 0 | CB 409 | 409 | Tier-1 | 960-13 | 0 | 6.639 | 0 | 0
960-35R | 960 | Tier-2 | 0 | 0 | 0 | CB 410 | 410 | Tier-1 | 960-35R | 0 | 2.7655 | 0 | 0
CB 294 | 294 | Tier-2 | 0 | 0 | 0 | CB 412 | 412 | Tier-1 | CB 294 | 0 | 1.4193 | 0 | 0
CB 295 | 295 | Tier-1 | 0.36989 | 0 | 0.36989 | CB 418 | 418 | Tier-1 | CB 295 | 0.36989 | 2.6612 | 0 | 0
CB 300 | 300 | Tier-2 | 0 | 0 | 0 | CB 423 | 423 | Tier-1 | CB 300 | 0 | 0.051136 | 0 | 0
CB 306 | 306 | Tier-1 | 1.0631 | 0.22083 | 1.2839 | CB 425 | 425 | Tier-1 | CB 306 | 1.0631 | 2.621 | 0.14489 | 0.22083
961-70F | 961 | Tier-1 | 0 | 0 | 0 | CB 431 | 431 | Tier-1 | 961-70F | 0 | 1.1269 | 0 | 0
CB 311 | 311 | Tier-1 | 0 | 0 | 0 | CB 432 | 432 | Tier-1 | CB 311 | 0 | 1.8062 | 0 | 0
CB 320 | 320 | Tier-1 | 0.41383 | 0 | 0.41383 | CB 433 | 433 | Tier-1 | CB 320 | 0.41383 | 0.22462 | 0 | 0
CB 331 | 331 | Tier-2 | 2.8949 | 0 | 2.8949 | CB 436 | 436 | Tier-1 | CB 331 | 2.8949 | 0.74356 | 0 | 0
CB 341 | 341 | Tier-1 | 0 | 0 | 0 | CB 438 | 438 | Tier-1 | CB 341 | 0 | 0.066477 | 0 | 0
CB 342 | 342 | Tier-1 | 0 | 0 | 0 | CB 439 | 439 | Tier-1 | CB 342 | 0 | 0.39337 | 0 | 0
CB 343 | 343 | Tier-1 | 0 | 0 | 0 | CB 441 | 441 | Tier-3 | CB 343 | 0 | 1.8695 | 0 | 0
962-110F | 962 | Tier-2 | 0 | 0 | 0 | CB 444 | 444 | Tier-2 | 962-110F | 0 | 0.25777 | 0 | 0
962-111F | 962 | Tier-2 | 0 | 0 | 0 | CB 445 | 445 | Tier-2 | 962-111F | 0 | 0.18258 | 0 | 0
CB 348 | 348 | Tier-1 | 0 | 0 | 0 | CB 451 | 451 | Tier-1 | CB 348 | 0 | 0.015909 | 0 | 0
CB 350 | 350 | Tier-2 | 0.13314 | 0 | 0.13314 | CB 454 | 454 | Tier-1 | CB 350 | 0.13314 | 0 | 0 | 0
962-264F | 962 | Tier-2 | 0 | 0 | 0 | CB 456 | 456 | Tier-1 | 962-264F | 0 | 3.5481 | 0 | 0
CB 352 | 352 | Tier-2 | 0.125 | 0 | 0.125 | CB 460 | 460 | Tier-2 | CB 352 | 0.125 | 0 | 0 | 0
962-277 | 962 | Tier-2 | 0 | 0 | 0 | CB 464 | 464 | Tier-1 | 962-277 | 0 | 1.2665 | 0 | 0
CB 353 | 353 | Tier-2 | 0.043939 | 0 | 0.043939 | CB 473 | 473 | Tier-1 | CB 353 | 0.043939 | 0 | 0 | 0
CB 354 | 354 | Tier-2 | 0.057008 | 0 | 0.057008 | CB 480 | 480 | Tier-1 | CB 354 | 0.057008 | 0 | 0 | 0
CB 356 | 356 | Tier-2 | 0.016856 | 0 | 0.016856 | CB 482 | 482 | Tier-1 | CB 356 | 0.016856 | 0 | 0 | 0
CB 369 | 369 | Tier-1 | 0 | 0 | 0 | CB 501 | 501 | Tier-2 | CB 369 | 0 | 0.27064 | 0 | 0
CB 371 | 371 | Tier-1 | 0.63807 | 0 | 0.63807 | CB 506 | 506 | Tier-1 | CB 371 | 0.63807 | 0.43883 | 0 | 0
963-26 | 963 | Tier-1 | 0 | 0 | 0 | CB 508 | 508 | Tier-1 | 963-26 | 0 | 4.8178 | 0 | 0
963-28F | 963 | Tier-1 | 0 | 0 | 0 | CB 51 | 51 | Tier-1 | 963-28F | 0 | 0.10644 | 0 | 0
CB 38 | 38 | Tier-1 | 0 | 0 | 0 | CB 510 | 510 | Tier-1 | CB 38 | 0 | 1.3303 | 0 | 0
CB 381 | 381 | Tier-1 | 0.78239 | 0 | 0.78239 | CB 511 | 511 | Tier-1 | CB 381 | 0.78239 | 0.13371 | 0 | 0
CB 382 | 382 | Tier-1 | 0 | 0 | 0 | CB 514 | 514 | Tier-1 | CB 382 | 0 | 0.31364 | 0 | 0
CB 402 | 402 | Tier-1 | 0 | 0 | 0 | CB 515 | 515 | Tier-1 | CB 402 | 0 | 0.13125 | 0 | 0
CB 411 | 411 | Tier-1 | 0.039773 | 0 | 0.039773 | CB 52 | 52 | Tier-1 | CB 411 | 0.039773 | 0.24129 | 0 | 0
CB 427 | 427 | Tier-1 | 0 | 0 | 0 | CB 521 | 521 | Tier-2 | CB 427 | 0 | 0.92102 | 0 | 0
967-80F | 967 | Tier-1 | 0 | 0 | 0 | CB 53 | 53 | Tier-1 | 967-80F | 0 | 0.28428 | 0 | 0
967-81 | 967 | Tier-1 | 0 | 0 | 0 | CB 531 | 531 | Tier-1 | 967-81 | 0 | 2.2816 | 0 | 0
CB 428 | 428 | Tier-1 | 0 | 0 | 0 | CB 533 | 533 | Tier-2 | CB 428 | 0 | 0.22159 | 0 | 0
CB 430 | 430 | Tier-1 | 0.045833 | 0 | 0.045833 | CB 536 | 536 | Tier-2 | CB 430 | 0.045833 | 0.17386 | 0 | 0
968-128AE | 968 | Tier-1 | 0 | 0 | 0 | CB 539 | 539 | Tier-2 | 968-128AE | 0 | 1.8723 | 0 | 0
968-133 | 968 | Tier-2 | 0 | 0 | 0 | CB 54 | 54 | Tier-1 | 968-133 | 0 | 1.347 | 0 | 0
968-134 | 968 | Tier-1 | 0 | 0 | 0 | CB 542 | 542 | Tier-2 | 968-134 | 0 | 0.51136 | 0 | 0
CB 431 | 431 | Tier-1 | 0 | 0 | 0 | CB 549 | 549 | Tier-1 | CB 431 | 0 | 0.28447 | 0 | 0
968-159AE | 968 | Tier-2 | 0 | 0 | 0 | CB 551 | 551 | Tier-1 | 968-159AE | 0 | 2.5258 | 0 | 0
CB 432 | 432 | Tier-1 | 0 | 0 | 0 | CB 560 | 560 | Tier-1 | CB 432 | 0 | 0.54508 | 0 | 0
CB 435 | 435 | Tier-1 | 0 | 0 | 0 | CB 566 | 566 | Tier-1 | CB 435 | 0 | 0.63731 | 0 | 0
968-466F | 968 | Tier-1 | 0 | 0 | 0 | CB 570 | 570 | Tier-1 | 968-466F | 0 | 1.3337 | 0 | 0
968-467F | 968 | Tier-2 | 0 | 0 | 0 | CB 578 | 578 | Tier-1 | 968-467F | 0 | 0.79375 | 0 | 0
CB 437 | 437 | Tier-1 | 0 | 0 | 0 | CB 581 | 581 | Tier-1 | CB 437 | 0 | 0.20852 | 0 | 0
968-476F | 968 | Tier-2 | 2.4922 | 0 | 2.4922 | CB 583 | 583 | Tier-1 | 968-476F | 2.4922 | 1.0456 | 0 | 0
968-477F | 968 | Tier-2 | 0 | 0 | 0 | CB 587 | 587 | Tier-1 | 968-477F | 0 | 0.27898 | 0 | 0
968-478F | 968 | Tier-2 | 0 | 0 | 0 | CB 588 | 588 | Tier-1 | 968-478F | 0 | 1.7847 | 0 | 0
CB 442 | 442 | Tier-3 | 0 | 0 | 0 | CB 591 | 591 | Tier-1 | CB 442 | 0 | 0.063447 | 0 | 0
CB 443 | 443 | Tier-2 | 1.7657 | 0 | 1.7657 | CB 598 | 598 | Tier-1 | CB 443 | 1.7657 | 1.853 | 0 | 0
968-501F | 968 | Tier-2 | 0 | 0 | 0 | CB 599 | 599 | Tier-2 | 968-501F | 0 | 0.41761 | 0 | 0
969-221AE | 969 | Tier-1 | 0 | 0 | 0 | CB 61 | 61 | Tier-1 | 969-221AE | 0 | 0.41932 | 0 | 0
969-222 | 969 | Tier-1 | 0 | 0 | 0 | CB 68 | 68 | Tier-1 | 969-222 | 0 | 0.065152 | 0 | 0
969-223 | 969 | Tier-1 | 0 | 0 | 0 | CB 707 | 707 | Tier-1 | 969-223 | 0 | 0.29451 | 0 | 0
969-224 | 969 | Tier-1 | 0 | 0 | 0 | CB 71 | 71 | Tier-1 | 969-224 | 0 | 0.22367 | 0 | 0
CB 444 | 444 | Tier-2 | 0.41761 | 0.013826 | 0.43144 | CB 710 | 710 | Tier-1 | CB 444 | 0.41761 | 0.06875 | 0.010227 | 0.013826
CB 445 | 445 | Tier-2 | 0 | 0 | 0 | CB 713 | 713 | Tier-1 | CB 445 | 0 | 0.036553 | 0 | 0
CB 448 | 448 | Tier-3 | 0 | 0 | 0 | CB 729 | 729 | Tier-2 | CB 448 | 0 | 0.027273 | 0 | 0
970-1341R | 970 | Tier-3 | 4.1362 | 0 | 4.1362 | CB 737 | 737 | Tier-1 | 970-1341R | 4.1362 | 1.6523 | 0 | 0
970-18AE | 970 | Tier-3 | 0 | 0 | 0 | CB 738 | 738 | Tier-1 | 970-18AE | 0 | 11.293 | 0 | 0
CB 449 | 449 | Tier-3 | 0.054356 | 0 | 0.054356 | CB 742 | 742 | Tier-1 | CB 449 | 0.054356 | 0 | 0 | 0
970-4AE | 970 | Tier-3 | 0 | 0 | 0 | CB 751 | 751 | Tier-2 | 970-4AE | 0 | 9.2972 | 0 | 0
971-1973R | 971 | Tier-3 | 9.0023 | 1.9498 | 10.9521 | CB 752 | 752 | Tier-2 | 971-1973R | 9.0023 | 0.26913 | 0.29867 | 1.9498
971-2050R | 971 | Tier-3 | 18.1945 | 2.5068 | 20.7013 | CB 754 | 754 | Tier-2 | 971-2050R | 18.1945 | 3.6949 | 1.0468 | 2.5068
971-29R | 971 | Tier-3 | 3.3472 | 0.45341 | 3.8006 | CB 761 | 761 | Tier-1 | 971-29R | 3.3472 | 3.4331 | 0.22727 | 0.45341
CB 46 | 46 | Tier-1 | 0 | 0 | 0 | CB 762 | 762 | Tier-1 | CB 46 | 0 | 0.13617 | 0 | 0
CB 460 | 460 | Tier-2 | 0.95644 | 0 | 0.95644 | CB 764 | 764 | Tier-1 | CB 460 | 0.95644 | 0.85114 | 0 | 0
971-383R | 971 | Tier-3 | 7.3409 | 2.4019 | 9.7428 | CB 765 | 765 | Tier-1 | 971-383R | 7.3409 | 7.6581 | 1.5525 | 2.4019
971-388R | 971 | Tier-3 | 16.6265 | 1.2746 | 17.9011 | CB 771 | 771 | Tier-1 | 971-388R | 16.6265 | 0.53561 | 0.23068 | 1.2746
CB 464 | 464 | Tier-1 | 0 | 0 | 0 | CB 779 | 779 | Tier-1 | CB 464 | 0 | 1.0684 | 0 | 0
972-1566F | 972 | Tier-2 | 0 | 0 | 0 | CB 780 | 780 | Tier-1 | 972-1566F | 0 | 0.17633 | 0 | 0
CB 48 | 48 | Tier-1 | 1.1051 | 0 | 1.1051 | CB 781 | 781 | Tier-1 | CB 48 | 1.1051 | 0 | 0 | 0
CB 486 | 486 | Tier-1 | 0.12424 | 0 | 0.12424 | CB 785 | 785 | Tier-1 | CB 486 | 0.12424 | 0.33977 | 0 | 0
972-1582R | 972 | Tier-3 | 10.4437 | 0.70852 | 11.1523 | CB 792 | 792 | Tier-1 | 972-1582R | 10.4437 | 6.139 | 1.2174 | 0.70852
CB 496 | 496 | Tier-1 | 0.091288 | 0 | 0.091288 | CB 793 | 793 | Tier-1 | CB 496 | 0.091288 | 0.71496 | 0 | 0
972-1586F | 972 | Tier-2 | 0 | 0 | 0 | CB 795 | 795 | Tier-1 | 972-1586F | 0 | 3.2165 | 2.5462 | 0
CB 507 | 507 | Tier-1 | 0 | 0 | 0 | CB 797 | 797 | Tier-1 | CB 507 | 0 | 0.10947 | 0 | 0
CB 52 | 52 | Tier-1 | 0.21023 | 0 | 0.21023 | CB 81 | 81 | Tier-1 | CB 52 | 0.21023 | 1.1398 | 0 | 0
972-1589F | 972 | Tier-2 | 0 | 0 | 0 | CB 83 | 83 | Tier-1 | 972-1589F | 0 | 2.5466 | 1.1744 | 0
972-1590F | 972 | Tier-3 | 15.615 | 5.0636 | 20.6786 | CB 832 | 832 | Tier-1 | 972-1590F | 15.615 | 1.8814 | 0.54678 | 5.0636
CB 520 | 520 | Tier-2 | 0.0058712 | 0 | 0.0058712 | CB 835 | 835 | Tier-2 | CB 520 | 0.0058712 | 0.046591 | 0 | 0
972-1640 | 972 | Tier-2 | 0 | 0 | 0 | CB 836 | 836 | Tier-1 | 972-1640 | 0 | 0.56193 | 0.17822 | 0
972-1641 | 972 | Tier-2 | 0 | 0 | 0 | CB 84 | 84 | Tier-1 | 972-1641 | 0 | 1.7246 | 0.77462 | 0
CB 521 | 521 | Tier-2 | 0.21572 | 0.2589 | 0.47462 | CB 840 | 840 | Tier-2 | CB 521 | 0.21572 | 0.59697 | 0.26023 | 0.2589
CB 534 | 534 | Tier-2 | 0.59621 | 0 | 0.59621 | CB 847 | 847 | Tier-1 | CB 534 | 0.59621 | 1.0299 | 0 | 0
972-1644 | 972 | Tier-2 | 0 | 0 | 0 | CB 859 | 859 | Tier-1 | 972-1644 | 0 | 1.1434 | 0.14564 | 0
972-32R | 972 | Tier-2 | 11.5867 | 4.1225 | 15.7093 | CB 89 | 89 | Tier-1 | 972-32R | 11.5867 | 3.4066 | 0.62727 | 4.1225
972-942R | 972 | Tier-3 | 7.0945 | 0.74432 | 7.8388 | CB 910 | 910 | Tier-2 | 972-942R | 7.0945 | 0.55436 | 0.44223 | 0.74432
973-1226R | 973 | Tier-3 | 7.4847 | 0.99848 | 8.4831 | CB 912 | 912 | Tier-2 | 973-1226R | 7.4847 | 6.828 | 0.8358 | 0.99848
973-1245R | 973 | Tier-3 | 3.2869 | 0.056629 | 3.3436 | CB 915 | 915 | Tier-2 | 973-1245R | 3.2869 | 4.3991 | 0.19299 | 0.056629
973-530AE | 973 | Tier-3 | 0.03428 | 0 | 0.03428 | CB 916 | 916 | Tier-2 | 973-530AE | 0.03428 | 10.3375 | 6.6275 | 0
CB 537 | 537 | Tier-2 | 0 | 0 | 0 | CB 92 | 92 | Tier-1 | CB 537 | 0 | 0.62064 | 0 | 0
973-533AE | 973 | Tier-3 | 0 | 0 | 0 | CB 920 | 920 | Tier-1 | 973-533AE | 0 | 2.7769 | 0.12689 | 0
973-534AE | 973 | Tier-3 | 0 | 0 | 0 | CB 925 | 925 | Tier-1 | 973-534AE | 0 | 3.8508 | 2.179 | 0
CB 540 | 540 | Tier-2 | 0.93788 | 0 | 0.93788 | CB 926 | 926 | Tier-2 | CB 540 | 0.93788 | 0.75606 | 0 | 0
974-16 | 974 | Tier-3 | 0 | 0 | 0 | CB 93 | 93 | Tier-1 | 974-16 | 0 | 0.063447 | 0 | 0
CB 55 | 55 | Tier-1 | 0 | 0 | 0 | CB 932 | 932 | Tier-2 | CB 55 | 0 | 0.32178 | 0 | 0
974-18 | 974 | Tier-3 | 0 | 0 | 0 | CB 935 | 935 | Tier-1 | 974-18 | 0 | 0.20152 | 0 | 0
974-23R | 974 | Tier-3 | 13.8097 | 2.3725 | 16.1822 | CB 942 | 942 | Tier-1 | 974-23R | 13.8097 | 8.6725 | 1.914 | 2.3725
974-715R | 974 | Tier-3 | 8.4794 | 0.23939 | 8.7188 | CB 945 | 945 | Tier-1 | 974-715R | 8.4794 | 1.3455 | 0.074811 | 0.23939
975-22R | 975 | Tier-3 | 1.6544 | 0 | 1.6544 | CB 948 | 948 | Tier-1 | 975-22R | 1.6544 | 21.2085 | 0 | 0
975-7 | 975 | Tier-3 | 0 | 0 | 0 | CB 949 | 949 | Tier-1 | 975-7 | 0 | 7.8869 | 0 | 0
980-348 | 980 | Tier-2 | 0 | 0 | 0 | CB 952 | 952 | Tier-1 | 980-348 | 0 | 2.3517 | 0 | 0
CB 555 | 555 | Tier-1 | 0 | 0 | 0 | CB 953 | 953 | Tier-1 | CB 555 | 0 | 0.14034 | 0 | 0
980-878F | 980 | Tier-2 | 0 | 0 | 0 | CB 959 | 959 | Tier-2 | 980-878F | 0 | 1.7837 | 0 | 0
CB 559 | 559 | Tier-1 | 0 | 0 | 0 | CB 966 | 966 | Tier-1 | CB 559 | 0 | 0.5464 | 0 | 0
980-880F | 980 | Tier-2 | 0 | 0 | 0 | CB 972 | 972 | Tier-2 | 980-880F | 0 | 2.615 | 0 | 0
980-881F | 980 | Tier-1 | 0 | 0 | 0 | CB 973 | 973 | Tier-2 | 980-881F | 0 | 0.80739 | 0 | 0
981-1184 | 981 | Tier-1 | 0 | 0 | 0 | CB 974 | 974 | Tier-2 | 981-1184 | 0 | 2.6229 | 0 | 0
CB 560 | 560 | Tier-1 | 0.30152 | 0 | 0.30152 | CB 983 | 983 | Tier-2 | CB 560 | 0.30152 | 0.88523 | 0 | 0
981-24F | 981 | Tier-1 | 0 | 0 | 0 | CB 984 | 984 | Tier-2 | 981-24F | 0 | 2.7987 | 0 | 0
CB 565 | 565 | Tier-1 | 0 | 0 | 0 | CB 985 | 985 | Tier-2 | CB 565 | 0 | 1.5492 | 0 | 0
981-28F | 981 | Tier-1 | 0 | 0 | 0 | CB 987 | 987 | Tier-2 | 981-28F | 0 | 9.8235 | 0 | 0
CB 571 | 571 | Tier-1 | 0 | 0 | 0 | CB 991 | 991 | Tier-2 | CB 571 | 0 | 0.051136 | 0 | 0
982-909AE | 982 | Tier-2 | 0 | 0 | 0 | CB 993 | 993 | Tier-2 | 982-909AE | 0 | 7.3275 | 0 | 0
982-912 | 982 | Tier-2 | 0 | 0 | 0 | CB AD1 | AD1 | Tier-1 | 982-912 | 0 | 4.311 | 0 | 0
983-28 | 983 | Tier-2 | 0 | 0 | 0 | CB AD3 | AD3 | Tier-1 | 983-28 | 0 | 18.758 | 0 | 0
CB 575 | 575 | Tier-2 | 0 | 0 | 0 | CB AG1 | AG1 | Tier-1 | CB 575 | 0 | 0.75208 | 0 | 0
CB 58 | 58 | Tier-1 | 0 | 0 | 0 | CB AZ1 | AZ1 | Tier-1 | CB 58 | 0 | 0.034848 | 0 | 0
985-37F | 985 | Tier-2 | 0 | 0 | 0 | CB BA3 | BA3 | Tier-1 | 985-37F | 0 | 9.4068 | 0 | 0
985-38F | 985 | Tier-1 | 0 | 0 | 0 | CB BN1 | BN1 | Tier-1 | 985-38F | 0 | 6.1828 | 0 | 0
CB 584 | 584 | Tier-1 | 0 | 0 | 0 | CB BT1 | BT1 | Tier-1 | CB 584 | 0 | 3.2222 | 0 | 0
985-46F | 985 | Tier-1 | 0 | 0 | 0 | CB BW1 | BW1 | Tier-1 | 985-46F | 0 | 2.5318 | 0 | 0
985-47F | 985 | Tier-1 | 0 | 0 | 0 | CB BY3 | BY3 | Tier-1 | 985-47F | 0 | 1.1288 | 0 | 0
986-197F | 986 | Tier-2 | 0 | 0 | 0 | CB C17 | C17 | Tier-1 | 986-197F | 0 | 4.811 | 0 | 0
986-198F | 986 | Tier-2 | 0 | 0 | 0 | CB CE3 | CE3 | Tier-1 | 986-198F | 0 | 6.7767 | 0 | 0
CB 586 | 586 | Tier-1 | 0 | 0 | 0 | CB CS1 | CS1 | Tier-1 | CB 586 | 0 | 1.7116 | 0 | 0
986-402F | 986 | Tier-2 | 0 | 0 | 0 | CB CS3 | CS3 | Tier-1 | 986-402F | 0 | 4.0674 | 0 | 0
CB 59 | 59 | Tier-1 | 0.80076 | 0 | 0.80076 | CB EN1 | EN1 | Tier-1 | CB 59 | 0.80076 | 0.64621 | 0.010795 | 0
988-35 | 988 | Tier-2 | 0 | 0 | 0 | CB FB2 | FB2 | Tier-2 | 988-35 | 0 | 0.76098 | 0 | 0
988-37 | 988 | Tier-2 | 0 | 0 | 0 | CB FL1 | FL1 | Tier-1 | 988-37 | 0 | 7.2593 | 0 | 0
989-1AE | 989 | Tier-1 | 0 | 0 | 0 | CB GM2 | GM2 | Tier-1 | 989-1AE | 0 | 5.7277 | 0 | 0
CB 594 | 594 | Tier-2 | 0 | 0 | 0 | CB HL3 | HL3 | Tier-1 | CB 594 | 0 | 2.2871 | 0 | 0
99-182 | 99 | Tier-1 | 0 | 0 | 0 | CB HP1 | HP1 | Tier-1 | 99-182 | 0 | 0.016288 | 0 | 0
CB 67 | 67 | Tier-3 | 0.043939 | 0 | 0.043939 | CB HW1 | HW1 | Tier-1 | CB 67 | 0.043939 | 0 | 0 | 0
CB 702 | 702 | Tier-1 | 1.5752 | 0 | 1.5752 | CB JE1 | JE1 | Tier-1 | CB 702 | 1.5752 | 0.077462 | 0 | 0
990-10 | 990 | Tier-1 | 0 | 0 | 0 | CB MA1 | MA1 | Tier-1 | 990-10 | 0 | 8.4411 | 0 | 0
CB 712 | 712 | Tier-1 | 0.30758 | 0 | 0.30758 | CB MAG1 | MAG1 | Tier-1 | CB 712 | 0.30758 | 0.57443 | 0 | 0
990-713 | 990 | Tier-2 | 0.065909 | 0 | 0.065909 | CB MF1 | MF1 | Tier-1 | 990-713 | 0.065909 | 6.7093 | 0 | 0
CB 713 | 713 | Tier-1 | 0 | 0 | 0 | CB MO1 | MO1 | Tier-1 | CB 713 | 0 | 0.80587 | 0 | 0
990-716 | 990 | Tier-2 | 0 | 0 | 0 | CB MT3 | MT3 | Tier-1 | 990-716 | 0 | 15.8097 | 0 | 0
991-1 | 991 | Tier-2 | 1.2636 | 0 | 1.2636 | CB NC4 | NC4 | Tier-1 | 991-1 | 1.2636 | 6.7294 | 0 | 0
991-1206R | 991 | Tier-2 | 9.0301 | 0 | 9.0301 | CB NO1 | NO1 | Tier-1 | 991-1206R | 9.0301 | 0.26894 | 0 | 0
CB 724 | 724 | Tier-1 | 0.091667 | 0 | 0.091667 | CB NVS1 | NVS1 | Tier-2 | CB 724 | 0.091667 | 1.6913 | 0 | 0
CB 726 | 726 | Tier-1 | 0 | 0 | 0 | CB PB1 | PB1 | Tier-1 | CB 726 | 0 | 1.6443 | 0 | 0
991-380 | 991 | Tier-2 | 0 | 0 | 0 | CB PE1 | PE1 | Tier-3 | 991-380 | 0 | 1.4246 | 0 | 0
991-383 | 991 | Tier-2 | 0 | 0 | 0 | CB PK2 | PK2 | Tier-1 | 991-383 | 0 | 5.6309 | 0 | 0
CB 73 | 73 | Tier-3 | 0 | 0 | 0 | CB PK5 | PK5 | Tier-1 | CB 73 | 0 | 0.04697 | 0 | 0
991-385 | 991 | Tier-2 | 0 | 0 | 0 | CB PK6 | PK6 | Tier-1 | 991-385 | 0 | 0.51761 | 0 | 0
991-4AE | 991 | Tier-2 | 0 | 0 | 0 | CB PL2 | PL2 | Tier-1 | 991-4AE | 0 | 3.3765 | 0 | 0
CB 739 | 739 | Tier-1 | 0 | 0 | 0 | CB PLZ1 | PLZ1 | Tier-1 | CB 739 | 0 | 1.0104 | 0 | 0
992-10AE | 992 | Tier-2 | 0 | 0 | 0 | CB PY1 | PY1 | Tier-3 | 992-10AE | 0 | 9.1458 | 0 | 0
CB 745 | 745 | Tier-1 | 0.81894 | 0 | 0.81894 | CB QN1 | QN1 | Tier-1 | CB 745 | 0.81894 | 0.25947 | 0 | 0
CB 747 | 747 | Tier-1 | 0 | 0 | 0 | CB RB1 | RB1 | Tier-3 | CB 747 | 0 | 0.85455 | 0 | 0
992-574F | 992 | Tier-1 | 0 | 0 | 0 | CB RD4 | RD4 | Tier-1 | 992-574F | 0 | 3.7869 | 0 | 0
CB 755 | 755 | Tier-1 | 0 | 0 | 0 | CB S2 | S2 | Tier-1 | CB 755 | 0 | 0.59508 | 0 | 0
992-577 | 992 | Tier-2 | 0 | 0 | 0 | CB SL1 | SL1 | Tier-3 | 992-577 | 0 | 8.3879 | 0 | 0
993-1 | 993 | Tier-2 | 0 | 0 | 0 | CB SW1 | SW1 | Tier-1 | 993-1 | 0 | 7.3157 | 0 | 0
993-1029F | 993 | Tier-2 | 0 | 0 | 0 | CB TM1 | TM1 | Tier-1 | 993-1029F | 0 | 7.5801 | 0 | 0
CB 756 | 756 | Tier-1 | 0 | 0 | 0 | CB TR1 | TR1 | Tier-1 | CB 756 | 0 | 0.14223 | 0 | 0
993-1155F | 993 | Tier-1 | 0 | 0 | 0 | CB VS1 | VS1 | Tier-1 | 993-1155F | 0 | 6.7553 | 0 | 0
993-1156F | 993 | Tier-2 | 0 | 0 | 0 | CB WA5 | WA5 | Tier-1 | 993-1156F | 0 | 5.3888 | 0 | 0
CB 761 | 761 | Tier-1 | 2.3415 | 0 | 2.3415 | CB WA6 | WA6 | Tier-1 | CB 761 | 2.3415 | 0.79091 | 0 | 0
CB 764 | 764 | Tier-1 | 0 | 0 | 0 | CB WC2 | WC2 | Tier-3 | CB 764 | 0 | 0.64053 | 0 | 0
CB 765 | 765 | Tier-1 | 0 | 0 | 0 | CTL1-3R | CTL1 | Tier-3 | CB 765 | 0 | 0.66629 | 0 | 0
993-41 | 993 | Tier-1 | 0 | 0 | 0 | NO1-286 | NO1 | Tier-1 | 993-41 | 0 | 8.2085 | 0 | 0
993-42 | 993 | Tier-1 | 0 | 0 | 0 | RA1-402R | RA1 | Tier-3 | 993-42 | 0 | 3.0773 | 0 | 0
CB 774 | 774 | Tier-1 | 0 | 0 | 0 | RB1-427R | RB1 | Tier-3 | CB 774 | 0 | 0.28163 | 0 | 0
993-49F | 993 | Tier-2 | 0 | 0 | 0 | RD4-126F | RD4 | Tier-1 | 993-49F | 0 | 1.6193 | 0 | 0
CB 777 | 777 | Tier-1 | 0 | 0 | 0 | RD4-26F | RD4 | Tier-1 | CB 777 | 0 | 0.7178 | 0 | 0
995-11AE | 995 | Tier-1 | 0 | 0 | 0 | RD4-27F | RD4 | Tier-1 | 995-11AE | 0 | 8.0117 | 0 | 0
995-12AE | 995 | Tier-1 | 0 | 0 | 0 | RD4-49F | RD4 | Tier-1 | 995-12AE | 0 | 2.1538 | 0 | 0
995-13AE | 995 | Tier-1 | 0 | 0 | 0 | UP1-10 | UP1 | Tier-1 | 995-13AE | 0 | 6.6583 | 0 | 0
CB 78 | 78 | Tier-3 | 0.036174 | 0 | 0.036174 | 971-2050R | 971 | Tier-3 | CB 78 | 0.036174 | 0 | 0 | 0
995-555F | 995 | Tier-1 | 0 | 0 | 0 | 972-942R | 972 | Tier-3 | 995-555F | 0 | 1.5277 | 0 | 0
CB 785 | 785 | Tier-1 | 0 | 0 | 0 | 973-530AE | 973 | Tier-3 | CB 785 | 0 | 0.15208 | 0 | 0
CB 79 | 79 | Tier-3 | 0 | 0 | 0 | 974-17AE | 974 | Tier-3 | CB 79 | 0 | 0.041098 | 0 | 0
CB 792 | 792 | Tier-1 | 0 | 0 | 0 | 974-23R | 974 | Tier-3 | CB 792 | 0 | 2.5178 | 0 | 0
995-7AE | 995 | Tier-1 | 0 | 0 | 0 | 974-715R | 974 | Tier-3 | 995-7AE | 0 | 5.9473 | 0 | 0
995-8AE | 995 | Tier-1 | 0 | 0 | 0 | 980-878F | 980 | Tier-2 | 995-8AE | 0 | 2.5451 | 0 | 0
CB 100 | 100 | Tier-1 | 2.7708 | 0 | 2.7708 | 981-1262 | 981 | Tier-1 | CB 100 | 2.7708 | 4.2248 | 0 | 0
CB 793 | 793 | Tier-1 | 0 | 0 | 0 | 985-36 | 985 | Tier-1 | CB 793 | 0 | 0.89792 | 0 | 0
CB 795 | 795 | Tier-1 | 0.64564 | 0 | 0.64564 | 99-181 | 99 | Tier-1 | CB 795 | 0.64564 | 2.7782 | 0 | 0
CB 797 | 797 | Tier-1 | 0.92273 | 0 | 0.92273 | 99-185F | 99 | Tier-1 | CB 797 | 0.92273 | 1.66 | 0 | 0
CB 1010 | 1010 | Tier-1 | 0 | 0 | 0 | 990-716 | 990 | Tier-2 | CB 1010 | 0 | 0.67614 | 0 | 0
CB 798 | 798 | Tier-1 | 0 | 0 | 0 | 991-1 | 991 | Tier-2 | CB 798 | 0 | 0.93883 | 0 | 0
CB 832 | 832 | Tier-1 | 0 | 0 | 0 | 991-2 | 991 | Tier-2 | CB 832 | 0 | 0.096591 | 0 | 0
CB 846 | 846 | Tier-1 | 0 | 0 | 0 | 991-384AE | 991 | Tier-2 | CB 846 | 0 | 0.68447 | 0 | 0
CB 847 | 847 | Tier-1 | 0 | 0 | 0 | 991-385 | 991 | Tier-2 | CB 847 | 0 | 1.9727 | 0 | 0
CB 854 | 854 | Tier-1 | 0.2767 | 0 | 0.2767 | 992-573 | 992 | Tier-1 | CB 854 | 0.2767 | 1.5013 | 0 | 0
CB 908 | 908 | Tier-3 | 0 | 0 | 0 | 992-575F | 992 | Tier-1 | CB 908 | 0 | 0.36515 | 0 | 0
CB 909 | 909 | Tier-2 | 0 | 0 | 0 | 993-1 | 993 | Tier-2 | CB 909 | 0 | 0.29735 | 0 | 0
CB 913 | 913 | Tier-1 | 0 | 0 | 0 | 995-13AE | 995 | Tier-1 | CB 913 | 0 | 0.33617 | 0 | 0
CB 1026 | 1026 | Tier-2 | 0 | 0 | 0 | 995-556F | 995 | Tier-1 | CB 1026 | 0 | 11.1795 | 0 | 0
CB 103 | 103 | Tier-1 | 5.5669 | 0 | 5.5669 | 995-557 | 995 | Tier-1 | CB 103 | 5.5669 | 9.8532 | 0 | 0
CB 916 | 916 | Tier-2 | 0 | 0 | 0 | 995-8AE | 995 | Tier-1 | CB 916 | 0 | 1.6777 | 0 | 0
CB 1039 | 1039 | Tier-1 | 0.67595 | 0 | 0.67595 | CB 1011 | 1011 | Tier-1 | CB 1039 | 0.67595 | 2.5373 | 0 | 0
CB 104 | 104 | Tier-1 | 0 | 0 | 0 | CB 1023 | 1023 | Tier-2 | CB 104 | 0 | 1.9303 | 0 | 0
CB 920 | 920 | Tier-1 | 0.96496 | 0 | 0.96496 | CB 1048 | 1048 | Tier-1 | CB 920 | 0.96496 | 1.7051 | 0 | 0
CB 926 | 926 | Tier-2 | 0 | 0 | 0 | CB 1073 | 1073 | Tier-1 | CB 926 | 0 | 1.9866 | 0 | 0
CB 1049 | 1049 | Tier-1 | 3.0663 | 0 | 3.0663 | CB 1076 | 1076 | Tier-1 | CB 1049 | 3.0663 | 7.5142 | 0 | 0
CB 934 | 934 | Tier-1 | 0 | 0 | 0 | CB 108 | 108 | Tier-1 | CB 934 | 0 | 0.61136 | 0 | 0
CB 106 | 106 | Tier-1 | 0 | 0 | 0 | CB 109 | 109 | Tier-1 | CB 106 | 0 | 1.4343 | 0 | 0
CB 937 | 937 | Tier-1 | 0 | 0 | 0 | CB 1094 | 1094 | Tier-1 | CB 937 | 0 | 0.45606 | 0 | 0
CB 107 | 107 | Tier-1 | 1.0419 | 0 | 1.0419 | CB 1100 | 1100 | Tier-2 | CB 107 | 1.0419 | 7.6674 | 0 | 0
CB 1070 | 1070 | Tier-1 | 0 | 0 | 0 | CB 1101 | 1101 | Tier-2 | CB 1070 | 0 | 15.3369 | 0 | 0
CB 1071 | 1071 | Tier-1 | 0 | 0 | 0 | CB 1103 | 1103 | Tier-2 | CB 1071 | 0 | 5.7288 | 0 | 0
CB 1072 | 1072 | Tier-1 | 0 | 0 | 0 | CB 1116 | 1116 | Tier-1 | CB 1072 | 0 | 6.6492 | 0 | 0
CB 1073 | 1073 | Tier-1 | 3.3184 | 0 | 3.3184 | CB 1118 | 1118 | Tier-2 | CB 1073 | 3.3184 | 6.1972 | 0 | 0
CB 1076 | 1076 | Tier-1 | 2.2468 | 0 | 2.2468 | CB 1119 | 1119 | Tier-1 | CB 1076 | 2.2468 | 2.4862 | 0 | 0
CB 1077 | 1077 | Tier-1 | 3.8731 | 0 | 3.8731 | CB 112 | 112 | Tier-1 | CB 1077 | 3.8731 | 4.8159 | 0 | 0
CB 942 | 942 | Tier-1 | 0 | 0 | 0 | CB 1132 | 1132 | Tier-1 | CB 942 | 0 | 0.92633 | 0 | 0
CB 1079 | 1079 | Tier-1 | 1.4544 | 0 | 1.4544 | CB 1138 | 1138 | Tier-2 | CB 1079 | 1.4544 | 2.5754 | 0 | 0
CB 947 | 947 | Tier-1 | 0 | 0 | 0 | CB 1139 | 1139 | Tier-1 | CB 947 | 0 | 0.032197 | 0 | 0
CB 1081 | 1081 | Tier-1 | 5.5598 | 4.3081 | 9.868 | CB 114 | 114 | Tier-1 | CB 1081 | 5.5598 | 7.4924 | 2.7801 | 4.3081
CB 1082 | 1082 | Tier-1 | 1.0381 | 0 | 1.0381 | CB 115 | 115 | Tier-1 | CB 1082 | 1.0381 | 0.18731 | 0 | 0
CB 1085 | 1085 | Tier-1 | 0.4608 | 0 | 0.4608 | CB 1160 | 1160 | Tier-2 | CB 1085 | 0.4608 | 6.1913 | 2.0909 | 0
CB 952 | 952 | Tier-1 | 0 | 0 | 0 | CB 1173 | 1173 | Tier-1 | CB 952 | 0 | 0.60019 | 0 | 0
CB 1090 | 1090 | Tier-2 | 4.5962 | 0 | 4.5962 | CB 1180 | 1180 | Tier-1 | CB 1090 | 4.5962 | 4.31 | 0 | 0
CB 1094 | 1094 | Tier-1 | 0.34773 | 0.032955 | 0.38068 | CB 122 | 122 | Tier-1 | CB 1094 | 0.34773 | 6.0676 | 0.045833 | 0.032955
CB 953 | 953 | Tier-1 | 0 | 0 | 0 | CB 1224 | 1224 | Tier-1 | CB 953 | 0 | 1.6549 | 0 | 0
CB 954 | 954 | Tier-1 | 0 | 0 | 0 | CB 1243 | 1243 | Tier-2 | CB 954 | 0 | 1.8699 | 0 | 0
CB 1101 | 1101 | Tier-2 | 3.0366 | 0 | 3.0366 | CB 1246 | 1246 | Tier-1 | CB 1101 | 3.0366 | 1.6508 | 0 | 0
CB 1102 | 1102 | Tier-2 | 0 | 0 | 0 | CB 1248 | 1248 | Tier-2 | CB 1102 | 0 | 9.4241 | 0 | 0
CB 1103 | 1103 | Tier-2 | 0 | 0 | 0 | CB 125 | 125 | Tier-1 | CB 1103 | 0 | 7.3771 | 0 | 0
CB 1104 | 1104 | Tier-2 | 0 | 0 | 0 | CB 1250 | 1250 | Tier-2 | CB 1104 | 0 | 32.3769 | 0 | 0
CB 1105 | 1105 | Tier-2 | 0 | 0 | 0 | CB 1253 | 1253 | Tier-2 | CB 1105 | 0 | 18.897 | 4.2795 | 0
CB 1106 | 1106 | Tier-2 | 1.2773 | 0 | 1.2773 | CB 1256 | 1256 | Tier-2 | CB 1106 | 1.2773 | 20.0523 | 0 | 0
CB 111 | 111 | Tier-1 | 0 | 0 | 0 | CB 1266 | 1266 | Tier-1 | CB 111 | 0 | 4.9617 | 0 | 0
CB 1116 | 1116 | Tier-1 | 0.11477 | 0 | 0.11477 | CB 1269 | 1269 | Tier-1 | CB 1116 | 0.11477 | 20.2235 | 0 | 0
CB 1117 | 1117 | Tier-2 | 0 | 0 | 0 | CB 128 | 128 | Tier-1 | CB 1117 | 0 | 14.3462 | 0 | 0
CB 1118 | 1118 | Tier-2 | 0 | 0 | 0 | CB 1283 | 1283 | Tier-1 | CB 1118 | 0 | 5.3199 | 1.615 | 0
CB 1119 | 1119 | Tier-1 | 0 | 0 | 0 | CB 137 | 137 | Tier-1 | CB 1119 | 0 | 5.322 | 0 | 0
CB 112 | 112 | Tier-1 | 0 | 0 | 0 | CB 138 | 138 | Tier-1 | CB 112 | 0 | 1.417 | 0 | 0
CB 962 | 962 | Tier-1 | 0 | 0 | 0 | CB 139 | 139 | Tier-1 | CB 962 | 0 | 0.99148 | 0 | 0
CB 970 | 970 | Tier-2 | 0.092045 | 0 | 0.092045 | CB 140 | 140 | Tier-1 | CB 970 | 0.092045 | 0.20833 | 0 | 0
CB 971 | 971 | Tier-2 | 4.1989 | 0.90852 | 5.1074 | CB 141 | 141 | Tier-1 | CB 971 | 4.1989 | 0.21667 | 0.035227 | 0.90852
CB 972 | 972 | Tier-2 | 0 | 0 | 0 | CB 1418 | 1418 | Tier-1 | CB 972 | 0 | 1.5487 | 0.24697 | 0
CB 973 | 973 | Tier-2 | 0.12822 | 0 | 0.12822 | CB 1446 | 1446 | Tier-1 | CB 973 | 0.12822 | 0.3678 | 0 | 0
CB 1138 | 1138 | Tier-2 | 4.9684 | 0 | 4.9684 | CB 1448 | 1448 | Tier-1 | CB 1138 | 4.9684 | 4.0687 | 0 | 0
CB 974 | 974 | Tier-2 | 0.11723 | 0 | 0.11723 | CB 1450 | 1450 | Tier-1 | CB 974 | 0.11723 | 0.37917 | 0 | 0
CB 114 | 114 | Tier-1 | 1.4233 | 0.26591 | 1.6892 | CB 146 | 146 | Tier-1 | CB 114 | 1.4233 | 1.6042 | 0.14034 | 0.26591
CB 1140 | 1140 | Tier-1 | 0.21629 | 0 | 0.21629 | CB 1479 | 1479 | Tier-1 | CB 1140 | 0.21629 | 7.5589 | 0 | 0
CB 975 | 975 | Tier-3 | 0.46496 | 0 | 0.46496 | CB 1481 | 1481 | Tier-1 | CB 975 | 0.46496 | 0.40417 | 0 | 0
CB 1152 | 1152 | Tier-1 | 0.225 | 0 | 0.225 | CB 1483 | 1483 | Tier-1 | CB 1152 | 0.225 | 2.1523 | 0 | 0
CB 983 | 983 | Tier-2 | 0 | 0 | 0 | CB 165 | 165 | Tier-1 | CB 983 | 0 | 2.0962 | 0 | 0
CB 116 | 116 | Tier-1 | 5.2233 | 0 | 5.2233 | CB 166 | 166 | Tier-1 | CB 116 | 5.2233 | 5.9392 | 0 | 0
CB 1160 | 1160 | Tier-2 | 0.16307 | 0 | 0.16307 | CB 168 | 168 | Tier-1 | CB 1160 | 0.16307 | 1.5657 | 0 | 0
CB 1161 | 1161 | Tier-2 | 0.90625 | 0 | 0.90625 | CB 177 | 177 | Tier-1 | CB 1161 | 0.90625 | 2.8269 | 0 | 0
CB 990 | 990 | Tier-2 | 0 | 0 | 0 | CB 183 | 183 | Tier-1 | CB 990 | 0 | 1.4958 | 0 | 0
CB 992 | 992 | Tier-2 | 0 | 0 | 0 | CB 184 | 184 | Tier-1 | CB 992 | 0 | 0.41553 | 0 | 0
CB 117 | 117 | Tier-1 | 0 | 0 | 0 | CB 185 | 185 | Tier-2 | CB 117 | 0 | 1.2875 | 0 | 0
CB 1173 | 1173 | Tier-1 | 0.79545 | 0 | 0.79545 | CB 194 | 194 | Tier-1 | CB 1173 | 0.79545 | 0.60663 | 0 | 0
CB 1174 | 1174 | Tier-1 | 0.2536 | 0 | 0.2536 | CB 195 | 195 | Tier-1 | CB 1174 | 0.2536 | 2.0795 | 0 | 0
CB 993 | 993 | Tier-2 | 0 | 0 | 0 | CB 197 | 197 | Tier-2 | CB 993 | 0 | 0.90398 | 0 | 0
CB 1180 | 1180 | Tier-1 | 0.98561 | 0.21629 | 1.2019 | CB 198 | 198 | Tier-1 | CB 1180 | 0.98561 | 5.9682 | 4.3369 | 0.21629
CB AB1 | AB1 | Tier-1 | 0 | 0 | 0 | CB 20 | 20 | Tier-1 | CB AB1 | 0 | 0.91875 | 0 | 0
CB ALV1 | ALV1 | Tier-1 | 0.97481 | 0 | 0.97481 | CB 206 | 206 | Tier-1 | CB ALV1 | 0.97481 | 0.021591 | 0 | 0
CB 120 | 120 | Tier-1 | 0.78731 | 0.046212 | 0.83352 | CB 211 | 211 | Tier-2 | CB 120 | 0.78731 | 4.6644 | 1.9436 | 0.046212
CB AZ1 | AZ1 | Tier-1 | 0 | 0 | 0 | CB 215 | 215 | Tier-3 | CB AZ1 | 0 | 0.7197 | 0 | 0
CB 1202 | 1202 | Tier-2 | 0 | 0 | 0 | CB 223 | 223 | Tier-1 | CB 1202 | 0 | 2.8223 | 0 | 0
CB BH1 | BH1 | Tier-1 | 0.5661 | 0 | 0.5661 | CB 227 | 227 | Tier-1 | CB BH1 | 0.5661 | 0 | 0 | 0
CB BW1 | BW1 | Tier-1 | 0.75587 | 0 | 0.75587 | CB 228 | 228 | Tier-1 | CB BW1 | 0.75587 | 0.090909 | 0 | 0
CB 1219 | 1219 | Tier-1 | 0.14848 | 0 | 0.14848 | CB 229 | 229 | Tier-1 | CB 1219 | 0.14848 | 1.314 | 0 | 0
CB 122 | 122 | Tier-1 | 1.7239 | 0 | 1.7239 | CB 230 | 230 | Tier-2 | CB 122 | 1.7239 | 0.55473 | 0 | 0
CB 1221 | 1221 | Tier-1 | 0 | 0 | 0 | CB 237 | 237 | Tier-2 | CB 1221 | 0 | 14.0559 | 0 | 0
CB CHA1 | CHA1 | Tier-1 | 2.4106 | 0 | 2.4106 | CB 241 | 241 | Tier-2 | CB CHA1 | 2.4106 | 0 | 0 | 0
CB CMP1 | CMP1 | Tier-1 | 3.475 | 0 | 3.475 | CB 242 | 242 | Tier-2 | CB CMP1 | 3.475 | 0.061742 | 0 | 0
CB CSS1 | CSS1 | Tier-1 | 0 | 0 | 0 | CB 244 | 244 | Tier-2 | CB CSS1 | 0 | 0.025568 | 0 | 0
CB 1225 | 1225 | Tier-1 | 0 | 0 | 0 | CB 245 | 245 | Tier-1 | CB 1225 | 0 | 3.0934 | 0 | 0
CB 1226 | 1226 | Tier-2 | 0 | 0 | 0 | CB 246 | 246 | Tier-2 | CB 1226 | 0 | 15.2614 | 0 | 0
CB 123 | 123 | Tier-1 | 0.55284 | 0 | 0.55284 | CB 247 | 247 | Tier-2 | CB 123 | 0.55284 | 0.65777 | 0 | 0
CB CTL1 | CTL1 | Tier-3 | 0.031818 | 0 | 0.031818 | CB 248 | 248 | Tier-2 | CB CTL1 | 0.031818 | 0 | 0 | 0
CB 1234 | 1234 | Tier-3 | 16.6487 | 1.2852 | 17.9339 | CB 253 | 253 | Tier-1 | CB 1234 | 16.6487 | 30.6388 | 10.1695 | 1.2852
CB 1235 | 1235 | Tier-2 | 17.4856 | 0 | 17.4856 | CB 261 | 261 | Tier-1 | CB 1235 | 17.4856 | 23.8561 | 0 | 0
CB 124 | 124 | Tier-1 | 0.95 | 0 | 0.95 | CB 264 | 264 | Tier-1 | CB 124 | 0.95 | 1.3282 | 0 | 0
CB 1242 | 1242 | Tier-2 | 0 | 0 | 0 | CB 271 | 271 | Tier-1 | CB 1242 | 0 | 13.275 | 0 | 0
CB 1243 | 1243 | Tier-2 | 4.8068 | 0.24053 | 5.0473 | CB 273 | 273 | Tier-1 | CB 1243 | 4.8068 | 1.8905 | 0.091856 | 0.24053
CB 1244 | 1244 | Tier-2 | 0 | 0 | 0 | CB 274 | 274 | Tier-1 | CB 1244 | 0 | 9.8419 | 0 | 0
CB 1245 | 1245 | Tier-2 | 0.4697 | 0 | 0.4697 | CB 279 | 279 | Tier-1 | CB 1245 | 0.4697 | 9.5761 | 0 | 0
CB DH1 | DH1 | Tier-1 | 0 | 0 | 0 | CB 280 | 280 | Tier-2 | CB DH1 | 0 | 0.1375 | 0 | 0
CB 1247 | 1247 | Tier-2 | 0 | 0 | 0 | CB 292 | 292 | Tier-2 | CB 1247 | 0 | 12.6525 | 0 | 0
CB 1248 | 1248 | Tier-2 | 0 | 0 | 0 | CB 294 | 294 | Tier-2 | CB 1248 | 0 | 1.7487 | 0 | 0
CB DM1 | DM1 | Tier-1 | 0.093371 | 0 | 0.093371 | CB 298 | 298 | Tier-1 | CB DM1 | 0.093371 | 0.082386 | 0 | 0
CB DV1 | DV1 | Tier-3 | 0.03428 | 0 | 0.03428 | CB 306 | 306 | Tier-1 | CB DV1 | 0.03428 | 0.048485 | 0 | 0
CB 1251 | 1251 | Tier-2 | 0 | 0 | 0 | CB 310 | 310 | Tier-1 | CB 1251 | 0 | 0.13598 | 0 | 0
CB 1252 | 1252 | Tier-2 | 0 | 0 | 0 | CB 315 | 315 | Tier-2 | CB 1252 | 0 | 0.35152 | 0 | 0
CB EH1 | EH1 | Tier-1 | 0 | 0 | 0 | CB 319 | 319 | Tier-2 | CB EH1 | 0 | 0.62235 | 0 | 0
CB 1256 | 1256 | Tier-2 | 0 | 0 | 0 | CB 325 | 325 | Tier-1 | CB 1256 | 0 | 4.192 | 0 | 0
CB 1257 | 1257 | Tier-2 | 0 | 0 | 0 | CB 326 | 326 | Tier-1 | CB 1257 | 0 | 3.8305 | 0 | 0
CB 1258 | 1258 | Tier-2 | 0 | 0 | 0 | CB 327 | 327 | Tier-3 | CB 1258 | 0 | 2.3665 | 0 | 0
CB 1259 | 1259 | Tier-2 | 0 | 0 | 0 | CB 329 | 329 | Tier-2 | CB 1259 | 0 | 3.1259 | 0 | 0
CB ER1 | ER1 | Tier-1 | 0 | 0 | 0 | CB 342 | 342 | Tier-1 | CB ER1 | 0 | 0.53466 | 0 | 0
CB 1260 | 1260 | Tier-2 | 0 | 0 | 0 | CB 343 | 343 | Tier-1 | CB 1260 | 0 | 8.6559 | 0 | 0
CB FRD1 | FRD1 | Tier-1 | 0.25739 | 0 | 0.25739 | CB 344 | 344 | Tier-1 | CB FRD1 | 0.25739 | 0 | 0 | 0
CB 1269 | 1269 | Tier-1 | 0 | 0 | 0 | CB 356 | 356 | Tier-2 | CB 1269 | 0 | 10.6195 | 0 | 0
CB HK1 | HK1 | Tier-1 | 0 | 0 | 0 | CB 358 | 358 | Tier-3 | CB HK1 | 0 | 0.58598 | 0 | 0
CB 128 | 128 | Tier-1 | 2.5047 | 0 | 2.5047 | CB 366 | 366 | Tier-1 | CB 128 | 2.5047 | 0.91326 | 0 | 0
CB HW1 | HW1 | Tier-1 | 0.62045 | 0 | 0.62045 | CB 369 | 369 | Tier-1 | CB HW1 | 0.62045 | 0.52557 | 0 | 0
CB JE1 | JE1 | Tier-1 | 0.49129 | 0 | 0.49129 | CB 37 | 37 | Tier-1 | CB JE1 | 0.49129 | 0.71098 | 0 | 0
CB 1286 | 1286 | Tier-1 | 1.0152 | 0 | 1.0152 | CB 370 | 370 | Tier-1 | CB 1286 | 1.0152 | 3.15 | 0 | 0
CB 1287 | 1287 | Tier-1 | 0 | 0 | 0 | CB 371 | 371 | Tier-1 | CB 1287 | 0 | 8.197 | 0 | 0
CB KR1 | KR1 | Tier-1 | 0.4858 | 0 | 0.4858 | CB 373 | 373 | Tier-1 | CB KR1 | 0.4858 | 0.025568 | 0 | 0
CB 129 | 129 | Tier-1 | 2.0672 | 0 | 2.0672 | CB 374 | 374 | Tier-1 | CB 129 | 2.0672 | 2.2076 | 0 | 0
CB 1297 | 1297 | Tier-1 | 0.18996 | 0 | 0.18996 | CB 376 | 376 | Tier-1 | CB 1297 | 0.18996 | 0.30928 | 0 | 0
CB 1299 | 1299 | Tier-2 | 4.3905 | 0 | 4.3905 | CB 392 | 392 | Tier-1 | CB 1299 | 4.3905 | 1.0612 | 0 | 0
CB 130 | 130 | Tier-1 | 1.3466 | 0 | 1.3466 | CB 393 | 393 | Tier-2 | CB 130 | 1.3466 | 0.67481 | 0 | 0
CB 131 | 131 | Tier-1 | 1.2875 | 0 | 1.2875 | CB 396 | 396 | Tier-2 | CB 131 | 1.2875 | 2.6112 | 0 | 0
CB 132 | 132 | Tier-1 | 0 | 0 | 0 | CB 397 | 397 | Tier-1 | CB 132 | 0 | 3.6114 | 0 | 0
CB 133 | 133 | Tier-1 | 3.0892 | 0 | 3.0892 | CB 399 | 399 | Tier-1 | CB 133 | 3.0892 | 1.8756 | 0 | 0
CB 134 | 134 | Tier-1 | 0 | 0 | 0 | CB 401 | 401 | Tier-1 | CB 134 | 0 | 4.0297 | 0 | 0
CB 135 | 135 | Tier-1 | 0.41761 | 0 | 0.41761 | CB 403 | 403 | Tier-1 | CB 135 | 0.41761 | 3.1201 | 0 | 0
CB 136 | 136 | Tier-1 | 2.7424 | 0 | 2.7424 | CB 406 | 406 | Tier-1 | CB 136 | 2.7424 | 7.292 | 0 | 0
CB 137 | 137 | Tier-1 | 0.3767 | 0 | 0.3767 | CB 411 | 411 | Tier-1 | CB 137 | 0.3767 | 3.1443 | 0 | 0
CB 138 | 138 | Tier-1 | 0.18636 | 0 | 0.18636 | CB 414 | 414 | Tier-1 | CB 138 | 0.18636 | 3.4479 | 0 | 0
CB LJS1 | LJS1 | Tier-1 | 0 | 0 | 0 | CB 415 | 415 | Tier-1 | CB LJS1 | 0 | 1.2273 | 0 | 0
CB 140 | 140 | Tier-1 | 1.6979 | 0 | 1.6979 | CB 429 | 429 | Tier-1 | CB 140 | 1.6979 | 0.81932 | 0 | 0
CB 1406 | 1406 | Tier-1 | 0.036742 | 0 | 0.036742 | CB 449 | 449 | Tier-3 | CB 1406 | 0.036742 | 9.9458 | 0 | 0
CB 1407 | 1407 | Tier-1 | 0 | 0 | 0 | CB 455 | 455 | Tier-1 | CB 1407 | 0 | 2.5595 | 0 | 0
CB 1408 | 1408 | Tier-1 | 0 | 0 | 0 | CB 462 | 462 | Tier-2 | CB 1408 | 0 | 1.4831 | 0 | 0
CB LPS1 | LPS1 | Tier-1 | 0.98087 | 0 | 0.98087 | CB 47 | 47 | Tier-1 | CB LPS1 | 0.98087 | 0.026515 | 0 | 0
CB 141 | 141 | Tier-1 | 0.62292 | 0 | 0.62292 | CB 477 | 477 | Tier-1 | CB 141 | 0.62292 | 0.20492 | 0 | 0
CB MOR1 | MOR1 | Tier-2 | 2.911 | 0.63902 | 3.55 | CB 481 | 481 | Tier-1 | CB MOR1 | 2.911 | 1.4699 | 0.25852 | 0.63902
CB 1414 | 1414 | Tier-2 | 0 | 0 | 0 | CB 486 | 486 | Tier-1 | CB 1414 | 0 | 0.18864 | 0 | 0
CB 1415 | 1415 | Tier-2 | 0 | 0 | 0 | CB 488 | 488 | Tier-1 | CB 1415 | 0 | 0.15909 | 0 | 0
CB 1418 | 1418 | Tier-1 | 4.1182 | 0 | 4.1182 | CB 490 | 490 | Tier-1 | CB 1418 | 4.1182 | 5.3066 | 0 | 0
CB NT1 | NT1 | Tier-1 | 0 | 0 | 0 | CB 491 | 491 | Tier-1 | CB NT1 | 0 | 0 | 0 | 0
CB 142 | 142 | Tier-1 | 5.8655 | 0 | 5.8655 | CB 497 | 497 | Tier-1 | CB 142 | 5.8655 | 1.3741 | 0 | 0
CB OCA1 | OCA1 | Tier-1 | 0.27027 | 0 | 0.27027 | CB 50 | 50 | Tier-1 | CB OCA1 | 0.27027 | 0 | 0 | 0
CB 143 | 143 | Tier-1 | 2.8381 | 0 | 2.8381 | CB 505 | 505 | Tier-1 | CB 143 | 2.8381 | 2.3186 | 0 | 0
CB 1434 | 1434 | Tier-1 | 0.96269 | 0 | 0.96269 | CB 512 | 512 | Tier-1 | CB 1434 | 0.96269 | 3.7784 | 0 | 0
CB PH1 | PH1 | Tier-1 | 0.38201 | 0 | 0.38201 | CB 516 | 516 | Tier-1 | CB PH1 | 0.38201 | 0.52519 | 0 | 0
CB 1436 | 1436 | Tier-1 | 0.38731 | 0 | 0.38731 | CB 520 | 520 | Tier-2 | CB 1436 | 0.38731 | 2.1095 | 0 | 0
CB PK2 | PK2 | Tier-1 | 0 | 0 | 0 | CB 522 | 522 | Tier-2 | CB PK2 | 0 | 0.99508 | 0 | 0
CB 1438 | 1438 | Tier-1 | 6.6718 | 0 | 6.6718 | CB 524 | 524 | Tier-3 | CB 1438 | 6.6718 | 3.7223 | 0 | 0
CB 1439 | 1439 | Tier-1 | 0 | 0 | 0 | CB 529 | 529 | Tier-1 | CB 1439 | 0 | 6.4475 | 0 | 0
CB 144 | 144 | Tier-1 | 3.6585 | 0 | 3.6585 | CB 532 | 532 | Tier-1 | CB 144 | 3.6585 | 1.0275 | 0 | 0
CB 1440 | 1440 | Tier-1 | 0 | 0 | 0 | CB 534 | 534 | Tier-2 | CB 1440 | 0 | 2.6869 | 0 | 0
CB PK4 | PK4 | Tier-1 | 0 | 0 | 0 | CB 535 | 535 | Tier-2 | CB PK4 | 0 | 0.58523 | 0 | 0
CB PK5 | PK5 | Tier-1 | 0 | 0 | 0 | CB 550 | 550 | Tier-1 | CB PK5 | 0 | 0.96269 | 0 | 0
CB 1444 | 1444 | Tier-1 | 0 | 0 | 0 | CB 552 | 552 | Tier-1 | CB 1444 | 0 | 1.1223 | 0 | 0
CB 1445 | 1445 | Tier-1 | 0 | 0 | 0 | CB 557 | 557 | Tier-1 | CB 1445 | 0 | 1.9566 | 0 | 0
CB PK7 | PK7 | Tier-1 | 0 | 0 | 0 | CB 558 | 558 | Tier-1 | CB PK7 | 0 | 0.0018939 | 0 | 0
CB PLZ1 | PLZ1 | Tier-1 | 0 | 0 | 0 | CB 559 | 559 | Tier-1 | CB PLZ1 | 0 | 0.06572 | 0 | 0
CB PY1 | PY1 | Tier-3 | 0 | 0 | 0 | CB 562 | 562 | Tier-1 | CB PY1 | 0 | 1.1867 | 0.3286 | 0
CB 145 | 145 | Tier-1 | 1.2114 | 0.025947 | 1.2373 | CB 565 | 565 | Tier-1 | CB 145 | 1.2114 | 7.1562 | 2.042 | 0.025947
CB QN1 | QN1 | Tier-1 | 1.5691 | 0 | 1.5691 | CB 571 | 571 | Tier-1 | CB QN1 | 1.5691 | 0 | 0 | 0
CB RB1 | RB1 | Tier-3 | 0.026705 | 0 | 0.026705 | CB 574 | 574 | Tier-2 | CB RB1 | 0.026705 | 0.031629 | 0 | 0
CB 146 | 146 | Tier-1 | 0.18561 | 0 | 0.18561 | CB 580 | 580 | Tier-1 | CB 146 | 0.18561 | 0.088258 | 0 | 0
CB 147 | 147 | Tier-1 | 0.60265 | 0 | 0.60265 | CB 585 | 585 | Tier-1 | CB 147 | 0.60265 | 2.9182 | 0 | 0
CB 1479 | 1479 | Tier-1 | 2.9655 | 0 | 2.9655 | CB 594 | 594 | Tier-2 | CB 1479 | 2.9655 | 1.0083 | 0 | 0
CB RC1 | RC1 | Tier-2 | 2.5881 | 0 | 2.5881 | CB 595 | 595 | Tier-1 | CB RC1 | 2.5881 | 0 | 0 | 0
CB RD4 | RD4 | Tier-1 | 0 | 0 | 0 | CB 63 | 63 | Tier-1 | CB RD4 | 0 | 0.58333 | 0 | 0
CB 1482 | 1482 | Tier-1 | 0.033523 | 0 | 0.033523 | CB 70 | 70 | Tier-1 | CB 1482 | 0.033523 | 5.8937 | 0 | 0
CB 1483 | 1483 | Tier-1 | 0 | 0 | 0 | CB 719 | 719 | Tier-1 | CB 1483 | 0 | 3.6597 | 0 | 0
CB RE1 | RE1 | Tier-1 | 0.57727 | 0 | 0.57727 | CB 72 | 72 | Tier-1 | CB RE1 | 0.57727 | 0 | 0 | 0
CB RV2 | RV2 | Tier-1 | 0.4197 | 0 | 0.4197 | CB 728 | 728 | Tier-1 | CB RV2 | 0.4197 | 0.61572 | 0 | 0
CB 151 | 151 | Tier-1 | 1.6706 | 0 | 1.6706 | CB 73 | 73 | Tier-3 | CB 151 | 1.6706 | 8.4739 | 0 | 0
CB SEA1 | SEA1 | Tier-1 | 0 | 0 | 0 | CB 732 | 732 | Tier-1 | CB SEA1 | 0 | 0.0085227 | 0 | 0
CB 1525 | 1525 | Tier-2 | 4.1097 | 0 | 4.1097 | CB 741 | 741 | Tier-1 | CB 1525 | 4.1097 | 5.4074 | 0 | 0
CB 153 | 153 | Tier-1 | 8.2277 | 0 | 8.2277 | CB 744 | 744 | Tier-1 | CB 153 | 8.2277 | 6.1343 | 0 | 0
CB 154 | 154 | Tier-1 | 4.9278 | 0 | 4.9278 | CB 745 | 745 | Tier-1 | CB 154 | 4.9278 | 2.7894 | 0 | 0
CB 155 | 155 | Tier-1 | 3.5369 | 0 | 3.5369 | CB 747 | 747 | Tier-1 | CB 155 | 3.5369 | 9.9085 | 0 | 0
CB 156 | 156 | Tier-1 | 2.6163 | 0 | 2.6163 | CB 748 | 748 | Tier-1 | CB 156 | 2.6163 | 8.4345 | 0 | 0
CB SK1 | SK1 | Tier-1 | 0.026705 | 0 | 0.026705 | CB 756 | 756 | Tier-1 | CB SK1 | 0.026705 | 0 | 0 | 0
CB 158 | 158 | Tier-1 | 2.2184 | 0 | 2.2184 | CB 760 | 760 | Tier-1 | CB 158 | 2.2184 | 4.4968 | 0 | 0
CB 159 | 159 | Tier-1 | 0.63769 | 0 | 0.63769 | CB 767 | 767 | Tier-1 | CB 159 | 0.63769 | 1.6187 | 0 | 0
CB 160 | 160 | Tier-1 | 2.0129 | 0 | 2.0129 | CB 77 | 77 | Tier-1 | CB 160 | 2.0129 | 3.3364 | 0 | 0
CB 161 | 161 | Tier-1 | 0.78239 | 0 | 0.78239 | CB 770 | 770 | Tier-1 | CB 161 | 0.78239 | 1.2998 | 0 | 0
CB 162 | 162 | Tier-1 | 0.90284 | 0 | 0.90284 | CB 773 | 773 | Tier-2 | CB 162 | 0.90284 | 3.9754 | 0 | 0
CB 163 | 163 | Tier-1 | 5.0587 | 0 | 5.0587 | CB 774 | 774 | Tier-1 | CB 163 | 5.0587 | 3.332 | 0 | 0
CB 164 | 164 | Tier-1 | 1.1038 | 0 | 1.1038 | CB 777 | 777 | Tier-1 | CB 164 | 1.1038 | 4.7025 | 0 | 0
CB SL1 | SL1 | Tier-3 | 4.8833 | 1.9509 | 6.8343 | CB 788 | 788 | Tier-2 | CB SL1 | 4.8833 | 0.12178 | 0.053409 | 1.9509
CB 166 | 166 | Tier-1 | 3.0165 | 0 | 3.0165 | CB 791 | 791 | Tier-1 | CB 166 | 3.0165 | 0.90568 | 0 | 0
CB SW4 | SW4 | Tier-1 | 1.3263 | 0 | 1.3263 | CB 794 | 794 | Tier-1 | CB SW4 | 1.3263 | 0.28201 | 0 | 0
CB 168 | 168 | Tier-1 | 3.983 | 0 | 3.983 | CB 798 | 798 | Tier-1 | CB 168 | 3.983 | 4.4295 | 0 | 0
CB 169 | 169 | Tier-1 | 0.13693 | 0 | 0.13693 | CB 830 | 830 | Tier-1 | CB 169 | 0.13693 | 0.026136 | 0 | 0
CB TM1 | TM1 | Tier-1 | 0.014962 | 0 | 0.014962 | CB 834 | 834 | Tier-1 | CB TM1 | 0.014962 | 0 | 0 | 0
CB TR1 | TR1 | Tier-1 | 0.53049 | 0 | 0.53049 | CB 841 | 841 | Tier-2 | CB TR1 | 0.53049 | 0.31629 | 0 | 0
CB 172 | 172 | Tier-1 | 4.3197 | 0.45436 | 4.7741 | CB 842 | 842 | Tier-2 | CB 172 | 4.3197 | 0.16174 | 0.035038 | 0.45436
CB UP1 | UP1 | Tier-1 | 0 | 0 | 0 | CB 843 | 843 | Tier-2 | CB UP1 | 0 | 0.016288 | 0 | 0
CB 175 | 175 | Tier-2 | 2.7684 | 0.082765 | 2.8511 | CB 853 | 853 | Tier-1 | CB 175 | 2.7684 | 4.575 | 2.172 | 0.082765
CB VT1 | VT1 | Tier-1 | 0 | 0 | 0 | CB 855 | 855 | Tier-1 | CB VT1 | 0 | 0.38125 | 0 | 0
CB VW1 | VW1 | Tier-1 | 0 | 0 | 0 | CB 857 | 857 | Tier-1 | CB VW1 | 0 | 0.81439 | 0 | 0
CB WA2 | WA2 | Tier-1 | 2.4553 | 0 | 2.4553 | CB 858 | 858 | Tier-1 | CB WA2 | 2.4553 | 0.94602 | 0 | 0
CB 179 | 179 | Tier-1 | 0 | 0 | 0 | CB 87 | 87 | Tier-1 | CB 179 | 0 | 4.846 | 0 | 0
CB 180 | 180 | Tier-1 | 0.77576 | 0 | 0.77576 | CB 900 | 900 | Tier-1 | CB 180 | 0.77576 | 7.7095 | 0 | 0
CB 181 | 181 | Tier-1 | 0.7286 | 0 | 0.7286 | CB 908 | 908 | Tier-3 | CB 181 | 0.7286 | 0.75473 | 0 | 0
CB 182 | 182 | Tier-1 | 0 | 0 | 0 | CB 917 | 917 | Tier-2 | CB 182 | 0 | 4.3903 | 0.047348 | 0
CB 183 | 183 | Tier-1 | 1.7765 | 0 | 1.7765 | CB 930 | 930 | Tier-1 | CB 183 | 1.7765 | 10.2727 | 0 | 0
CB 184 | 184 | Tier-1 | 0.49848 | 0 | 0.49848 | CB 931 | 931 | Tier-1 | CB 184 | 0.49848 | 9.6042 | 0 | 0
CB 185 | 185 | Tier-2 | 2.8758 | 0.93314 | 3.8089 | CB 936 | 936 | Tier-1 | CB 185 | 2.8758 | 7.7475 | 0.90814 | 0.93314
CB 186 | 186 | Tier-1 | 3.4871 | 0 | 3.4871 | CB 937 | 937 | Tier-1 | CB 186 | 3.4871 | 6.9566 | 0 | 0
CB 187 | 187 | Tier-1 | 4.1994 | 0 | 4.1994 | CB 941 | 941 | Tier-1 | CB 187 | 4.1994 | 5.7411 | 0 | 0
CB 188 | 188 | Tier-1 | 6.7824 | 0 | 6.7824 | CB 943 | 943 | Tier-1 | CB 188 | 6.7824 | 2.9534 | 0 | 0
CB 189 | 189 | Tier-1 | 1.1602 | 0 | 1.1602 | CB 951 | 951 | Tier-1 | CB 189 | 1.1602 | 5.0771 | 0 | 0
CB YS1 | YS1 | Tier-1 | 0 | 0 | 0 | CB 954 | 954 | Tier-1 | CB YS1 | 0 | 0.40057 | 0 | 0
CB 191 | 191 | Tier-1 | 2.1098 | 0 | 2.1098 | CB 955 | 955 | Tier-1 | CB 191 | 2.1098 | 1.9044 | 0 | 0
CB 192 | 192 | Tier-1 | 3.5235 | 0 | 3.5235 | CB 96 | 96 | Tier-1 | CB 192 | 3.5235 | 12.0129 | 0 | 0
NO1-286 | NO1 | Tier-1 | 0 | 0 | 0 | CB 967 | 967 | Tier-1 | NO1-286 | 0 | 0 | 0 | 0
CB 194 | 194 | Tier-1 | 3.667 | 0 | 3.667 | CB 975 | 975 | Tier-3 | CB 194 | 3.667 | 18.0506 | 0 | 0
CB 195 | 195 | Tier-1 | 2.3331 | 0 | 2.3331 | CB 98 | 98 | Tier-1 | CB 195 | 2.3331 | 14.3674 | 0 | 0
CB 196 | 196 | Tier-2 | 0.39337 | 0 | 0.39337 | CB 986 | 986 | Tier-2 | CB 196 | 0.39337 | 8.2487 | 0 | 0
CB 197 | 197 | Tier-2 | 0.097159 | 0 | 0.097159 | CB 992 | 992 | Tier-2 | CB 197 | 0.097159 | 1.586 | 0 | 0
CB 198 | 198 | Tier-1 | 2.1491 | 0 | 2.1491 | CB AB1 | AB1 | Tier-1 | CB 198 | 2.1491 | 9.7299 | 0 | 0
CB 199 | 199 | Tier-1 | 4.2767 | 0 | 4.2767 | CB AM1 | AM1 | Tier-1 | CB 199 | 4.2767 | 5.9494 | 0 | 0
CB 20 | 20 | Tier-1 | 0 | 0 | 0 | CB BF1 | BF1 | Tier-1 | CB 20 | 0 | 0.12614 | 0 | 0
CB 200 | 200 | Tier-2 | 9.5201 | 0 | 9.5201 | CB BRM1 | BRM1 | Tier-1 | CB 200 | 9.5201 | 30.5932 | 0 | 0
CB 202 | 202 | Tier-2 | 11.567 | 0 | 11.567 | CB C14 | C14 | Tier-1 | CB 202 | 11.567 | 0.89962 | 0 | 0
CB 203 | 203 | Tier-2 | 3.4659 | 0 | 3.4659 | CB CA2 | CA2 | Tier-1 | CB 203 | 3.4659 | 4.7254 | 0 | 0
CB 204 | 204 | Tier-2 | 14.415 | 0.14261 | 14.5576 | CB CD1 | CD1 | Tier-1 | CB 204 | 14.415 | 10.1634 | 3.7087 | 0.14261
CB 205 | 205 | Tier-1 | 3.4777 | 0 | 3.4777 | CB CG1 | CG1 | Tier-1 | CB 205 | 3.4777 | 13.5765 | 0 | 0
CB 206 | 206 | Tier-1 | 1.6248 | 0 | 1.6248 | CB CHA1 | CHA1 | Tier-1 | CB 206 | 1.6248 | 8.2506 | 0 | 0
CB 207 | 207 | Tier-1 | 2.0814 | 0.81023 | 2.8917 | CB CSS1 | CSS1 | Tier-1 | CB 207 | 2.0814 | 14.41 | 7.2019 | 0.81023
CB 208 | 208 | Tier-1 | 0.39223 | 0 | 0.39223 | CB DM1 | DM1 | Tier-1 | CB 208 | 0.39223 | 1.2759 | 0 | 0
CB 209 | 209 | Tier-1 | 0.1392 | 0 | 0.1392 | CB EH1 | EH1 | Tier-1 | CB 209 | 0.1392 | 2.6053 | 0 | 0
NO1-288F | NO1 | Tier-1 | 0.47538 | 0 | 0.47538 | CB ELE1 | ELE1 | Tier-1 | NO1-288F | 0.47538 | 0.18523 | 0 | 0
RA1-402R | RA1 | Tier-3 | 3.1917 | 0 | 3.1917 | CB EN2 | EN2 | Tier-1 | RA1-402R | 3.1917 | 0.86458 | 0 | 0
RD4-131 | RD4 | Tier-1 | 0 | 0 | 0 | CB EO3 | EO3 | Tier-1 | RD4-131 | 0 | 0 | 0 | 0
CB 213 | 213 | Tier-1 | 0 | 0 | 0 | CB EOS1 | EOS1 | Tier-1 | CB 213 | 0 | 2.4199 | 0 | 0
RD4-25 | RD4 | Tier-1 | 0 | 0 | 0 | CB FM1 | FM1 | Tier-1 | RD4-25 | 0 | 0 | 0 | 0
RD4-26F | RD4 | Tier-1 | 0 | 0 | 0 | CB FM2 | FM2 | Tier-1 | RD4-26F | 0 | 0.30606 | 0 | 0
UP1-9 | UP1 | Tier-1 | 0 | 0 | 0 | CB GN1 | GN1 | Tier-1 | UP1-9 | 0 | 0 | 0 | 0
102-374 | 102 | Tier-1 | 0 | 0 | 0 | CB GS1 | GS1 | Tier-1 | 102-374 | 0 | 0.70246 | 0 | 0
CB 22 | 22 | Tier-1 | 0 | 0 | 0 | CB HC3 | HC3 | Tier-1 | CB 22 | 0 | 1.4364 | 0 | 0
102-378 | 102 | Tier-1 | 0 | 0 | 0 | CB HL1 | HL1 | Tier-1 | 102-378 | 0 | 0.010227 | 0 | 0
102-378F | 102 | Tier-1 | 0 | 0 | 0 | CB IB1 | IB1 | Tier-1 | 102-378F | 0 | 0 | 0 | 0
102-758F | 102 | Tier-1 | 0 | 0 | 0 | CB JU1 | JU1 | Tier-3 | 102-758F | 0 | 0.0066288 | 0 | 0
1030-1732 | 1030 | Tier-3 | 0 | 0 | 0 | CB LA2 | LA2 | Tier-1 | 1030-1732 | 0 | 0 | 0 | 0
CB 224 | 224 | Tier-1 | 0 | 0 | 0 | CB LJ3 | LJ3 | Tier-1 | CB 224 | 0 | 2.29 | 0 | 0
CB 225 | 225 | Tier-1 | 0 | 0 | 0 | CB LJ4 | LJ4 | Tier-1 | CB 225 | 0 | 0.65417 | 0 | 0
1030-1900F | 1030 | Tier-3 | 0 | 0 | 0 | CB LV2 | LV2 | Tier-1 | 1030-1900F | 0 | 0.081439 | 0 | 0
CB 227 | 227 | Tier-1 | 0 | 0 | 0 | CB MNR3 | MNR3 | Tier-1 | CB 227 | 0 | 4.971 | 0 | 0
CB 228 | 228 | Tier-1 | 0 | 0 | 0 | CB NO2 | NO2 | Tier-1 | CB 228 | 0 | 1.1754 | 0 | 0
CB 229 | 229 | Tier-1 | 0.16098 | 0 | 0.16098 | CB OH1 | OH1 | Tier-1 | CB 229 | 0.16098 | 5.2742 | 0 | 0
CB 23 | 23 | Tier-1 | 0 | 0 | 0 | CB OS1 | OS1 | Tier-1 | CB 23 | 0 | 1.2765 | 0 | 0
1047-180 | 1047 | Tier-1 | 0 | 0 | 0 | CB OT2 | OT2 | Tier-1 | 1047-180 | 0 | 0 | 0 | 0
CB 231 | 231 | Tier-2 | 7.2144 | 0 | 7.2144 | CB PK1 | PK1 | Tier-1 | CB 231 | 7.2144 | 4.2593 | 0 | 0
CB 232 | 232 | Tier-2 | 4.8063 | 0 | 4.8063 | CB PK3 | PK3 | Tier-1 | CB 232 | 4.8063 | 10.9903 | 0 | 0
CB 233 | 233 | Tier-2 | 15.5687 | 0 | 15.5687 | CB PK4 | PK4 | Tier-1 | CB 233 | 15.5687 | 7.7352 | 0 | 0
CB 234 | 234 | Tier-2 | 7.9689 | 0 | 7.9689 | CB PL6 | PL6 | Tier-1 | CB 234 | 7.9689 | 8.164 | 0 | 0
105-233 | 105 | Tier-1 | 0 | 0 | 0 | CB RA2 | RA2 | Tier-2 | 105-233 | 0 | 0 | 0 | 0
CB 236 | 236 | Tier-2 | 6.3229 | 0 | 6.3229 | CB RD1 | RD1 | Tier-1 | CB 236 | 6.3229 | 3.1932 | 0 | 0
105-234 | 105 | Tier-1 | 0 | 0 | 0 | CB RV2 | RV2 | Tier-1 | 105-234 | 0 | 0 | 0 | 0
105-235 | 105 | Tier-1 | 0 | 0 | 0 | CB S1 | S1 | Tier-1 | 105-235 | 0 | 0 | 0 | 0
CB 24 | 24 | Tier-1 | 0 | 0 | 0 | CB SB1 | SB1 | Tier-1 | CB 24 | 0 | 1.0765 | 0 | 0
CB 240 | 240 | Tier-2 | 5.2343 | 0 | 5.2343 | CB SC1 | SC1 | Tier-1 | CB 240 | 5.2343 | 0.56913 | 0 | 0
CB 241 | 241 | Tier-2 | 1.8731 | 0 | 1.8731 | CB SCE | SCE | Tier-1 | CB 241 | 1.8731 | 5.9098 | 0 | 0
CB 242 | 242 | Tier-2 | 2.8947 | 0 | 2.8947 | CB SK1 | SK1 | Tier-1 | CB 242 | 2.8947 | 3.1369 | 0 | 0
CB 243 | 243 | Tier-2 | 2.5367 | 0 | 2.5367 | CB SSC1 | SSC1 | Tier-2 | CB 243 | 2.5367 | 0.68845 | 0 | 0
CB 244 | 244 | Tier-2 | 3.1987 | 0 | 3.1987 | CB UP1 | UP1 | Tier-1 | CB 244 | 3.1987 | 2.0902 | 0 | 0
CB 245 | 245 | Tier-1 | 3.4831 | 0 | 3.4831 | CB VS2 | VS2 | Tier-1 | CB 245 | 3.4831 | 4.8011 | 0 | 0
CB 246 | 246 | Tier-2 | 9.0727 | 1.9934 | 11.0661 | CB VW1 | VW1 | Tier-1 | CB 246 | 9.0727 | 3.5379 | 2.279 | 1.9934
CB 247 | 247 | Tier-2 | 3.4169 | 0.2197 | 3.6366 | CB WT1 | WT1 | Tier-1 | CB 247 | 3.4169 | 13.0089 | 4.0604 | 0.2197
105-237F | 105 | Tier-1 | 0 | 0 | 0 | CB WY1 | WY1 | Tier-1 | 105-237F | 0 | 0.36648 | 0 | 0
CB 249 | 249 | Tier-3 | 3.2322 | 0 | 3.2322 | CB WY2 | WY2 | Tier-1 | CB 249 | 3.2322 | 0.88258 | 0 | 0
105-447F | 105 | Tier-1 | 0 | 0 | 0 | RD4-131 | RD4 | Tier-1 | 105-447F | 0 | 0.083902 | 0 | 0
106-70 | 106 | Tier-1 | 0 | 0 | 0 | RD4-50F | RD4 | Tier-1 | 106-70 | 0 | 0.011932 | 0 | 0
CB 253 | 253 | Tier-1 | 0 | 0 | 0 | TM1-10R | TM1 | Tier-3 | CB 253 | 0 | 2.6964 | 0 | 0
CB 254 | 254 | Tier-1 | 0.16193 | 0 | 0.16193 | 429-171F | 429 | Tier-1 | CB 254 | 0.16193 | 0.96705 | 0 | 0
CB 255 | 255 | Tier-1 | 3.235 | 0 | 3.235 | 429-172F | 429 | Tier-1 | CB 255 | 3.235 | 1.8754 | 0 | 0
CB 256 | 256 | Tier-1 | 2.9612 | 0 | 2.9612 | 429-179 | 429 | Tier-1 | CB 256 | 2.9612 | 2.8053 | 0 | 0
CB 257 | 257 | Tier-1 | 4.3606 | 0 | 4.3606 | 429-180F | 429 | Tier-1 | CB 257 | 4.3606 | 1.0322 | 0 | 0
106-70F | 106 | Tier-1 | 0 | 0 | 0 | 429-182F | 429 | Tier-1 | 106-70F | 0 | 0 | 0 | 0
CB 261 | 261 | Tier-1 | 1.2392 | 0 | 1.2392 | 429-186 | 429 | Tier-1 | CB 261 | 1.2392 | 3.5542 | 0 | 0
CB 262 | 262 | Tier-1 | 1.2241 | 0 | 1.2241 | 429-90 | 429 | Tier-1 | CB 262 | 1.2241 | 6.4152 | 0 | 0
1071-181 | 1071 | Tier-1 | 0 | 0 | 0 | 429-92F | 429 | Tier-1 | 1071-181 | 0 | 0 | 0 | 0
1071-457 | 1071 | Tier-1 | 0 | 0 | 0 | 429-93 | 429 | Tier-1 | 1071-457 | 0 | 0.0094697 | 0 | 0
1071-458 | 1071 | Tier-1 | 0 | 0 | 0 | 430-321AE | 430 | Tier-1 | 1071-458 | 0 | 0.011364 | 0 | 0
CB 266 | 266 | Tier-1 | 1.4792 | 0 | 1.4792 | 430-639 | 430 | Tier-1 | CB 266 | 1.4792 | 0.46364 | 0 | 0
109-18F | 109 | Tier-1 | 0 | 0 | 0 | 431-548 | 431 | Tier-1 | 109-18F | 0 | 0.011364 | 0 | 0
CB 268 | 268 | Tier-1 | 0 | 0 | 0 | 432-24F | 432 | Tier-2 | CB 268 | 0 | 7.5208 | 0 | 0
CB 269 | 269 | Tier-1 | 0 | 0 | 0 | 432-25F | 432 | Tier-2 | CB 269 | 0 | 2.6057 | 0 | 0
CB 270 | 270 | Tier-1 | 1.4669 | 0 | 1.4669 | 434-298 | 434 | Tier-1 | CB 270 | 1.4669 | 9.34 | 0 | 0
CB 271 | 271 | Tier-1 | 0 | 0 | 0 | 435-1340F | 435 | Tier-1 | CB 271 | 0 | 1.9549 | 0 | 0
110-41 | 110 | Tier-1 | 0 | 0 | 0 | 436-1044F | 436 | Tier-1 | 110-41 | 0 | 0 | 0 | 0
CB 273 | 273 | Tier-1 | 0 | 0 | 0 | 436-318 | 436 | Tier-1 | CB 273 | 0 | 2.3563 | 0 | 0
CB 274 | 274 | Tier-1 | 0.089394 | 0 | 0.089394 | 438-561 | 438 | Tier-1 | CB 274 | 0.089394 | 3.3324 | 0 | 0
CB 275 | 275 | Tier-1 | 2.5186 | 0 | 2.5186 | 439-40F | 439 | Tier-1 | CB 275 | 2.5186 | 6.3775 | 0 | 0
110-42F | 110 | Tier-1 | 0 | 0 | 0 | 439-41 | 439 | Tier-1 | 110-42F | 0 | 0.0087121 | 0 | 0
110-43 | 110 | Tier-1 | 0 | 0 | 0 | 44-1096 | 44 | Tier-1 | 110-43 | 0 | 0.0079545 | 0 | 0
110-44F | 110 | Tier-1 | 0 | 0 | 0 | 44-42 | 44 | Tier-1 | 110-44F | 0 | 0.0087121 | 0 | 0
CB 279 | 279 | Tier-1 | 2.103 | 0 | 2.103 | 441-23R | 441 | Tier-3 | CB 279 | 2.103 | 1.6275 | 0 | 0
CB 280 | 280 | Tier-2 | 2.8042 | 0 | 2.8042 | 441-27R | 441 | Tier-3 | CB 280 | 2.8042 | 9.2021 | 0 | 0
CB 281 | 281 | Tier-2 | 3.1316 | 0 | 3.1316 | 442-509R | 442 | Tier-3 | CB 281 | 3.1316 | 1.6163 | 0 | 0
CB 282 | 282 | Tier-2 | 0.84356 | 0 | 0.84356 | 442-764R | 442 | Tier-3 | CB 282 | 0.84356 | 6.7148 | 0 | 0
110-45 | 110 | Tier-1 | 0 | 0 | 0 | 442-780 | 442 | Tier-3 | 110-45 | 0 | 0.0079545 | 0 | 0
CB 284 | 284 | Tier-1 | 2.1335 | 0 | 2.1335 | 445-1318F | 445 | Tier-2 | CB 284 | 2.1335 | 7.1102 | 0 | 0
CB 286 | 286 | Tier-1 | 9.571 | 0 | 9.571 | 445-1320F | 445 | Tier-2 | CB 286 | 9.571 | 14.5746 | 0 | 0
CB 287 | 287 | Tier-1 | 2.8436 | 0 | 2.8436 | 445-1322 | 445 | Tier-2 | CB 287 | 2.8436 | 6.929 | 0 | 0
CB 288 | 288 | Tier-1 | 5.4583 | 4.0629 | 9.5212 | 445-1323 | 445 | Tier-2 | CB 288 | 5.4583 | 7.2739 | 2.7509 | 4.0629
CB 289 | 289 | Tier-1 | 2.6955 | 0 | 2.6955 | 445-1375F | 445 | Tier-2 | CB 289 | 2.6955 | 5.8347 | 0 | 0
CB 290 | 290 | Tier-2 | 0 | 0 | 0 | 445-19R | 445 | Tier-2 | CB 290 | 0 | 11.6042 | 0 | 0
CB 291 | 291 | Tier-2 | 0 | 0 | 0 | 445-39R | 445 | Tier-2 | CB 291 | 0 | 0.79811 | 0 | 0
CB 292 | 292 | Tier-2 | 0.81042 | 0 | 0.81042 | 448-1196F | 448 | Tier-3 | CB 292 | 0.81042 | 3.818 | 0 | 0
CB 293 | 293 | Tier-2 | 0 | 0 | 0 | 448-1202 | 448 | Tier-3 | CB 293 | 0 | 6.865 | 0 | 0
110-49 | 110 | Tier-1 | 0 | 0 | 0 | 448-1204 | 448 | Tier-3 | 110-49 | 0 | 0 | 0 | 0
113-198 | 113 | Tier-1 | 0 | 0 | 0 | 448-744R | 448 | Tier-3 | 113-198 | 0 | 0.0060606 | 0 | 0
CB 296 | 296 | Tier-2 | 0.44716 | 0.012879 | 0.46004 | 450-112 | 450 | Tier-1 | CB 296 | 0.44716 | 8.4191 | 2.9538 | 0.012879
CB 297 | 297 | Tier-2 | 0.42898 | 0 | 0.42898 | 450-113F | 450 | Tier-1 | CB 297 | 0.42898 | 9.2968 | 4.7936 | 0
CB 298 | 298 | Tier-1 | 0.71136 | 0 | 0.71136 | 452-36 | 452 | Tier-1 | CB 298 | 0.71136 | 10.7093 | 0 | 0
CB 299 | 299 | Tier-1 | 0.64867 | 0 | 0.64867 | 452-39AE | 452 | Tier-1 | CB 299 | 0.64867 | 3.3761 | 0 | 0
1161-74 | 1161 | Tier-1 | 0.043561 | 0 | 0.043561 | 452-47 | 452 | Tier-1 | 1161-74 | 0.043561 | 0.059848 | 0 | 0
117-36 | 117 | Tier-1 | 0 | 0 | 0 | 452-719 | 452 | Tier-1 | 117-36 | 0 | 0.24091 | 0 | 0
CB 302 | 302 | Tier-2 | 0 | 0 | 0 | 453-32R | 453 | Tier-1 | CB 302 | 0 | 0.17841 | 0 | 0
CB 303 | 303 | Tier-1 | 7.9354 | 0 | 7.9354 | 454-48F | 454 | Tier-2 | CB 303 | 7.9354 | 10.0718 | 0 | 0
CB 304 | 304 | Tier-1 | 0 | 0 | 0 | 454-49F | 454 | Tier-2 | CB 304 | 0 | 5.1341 | 0 | 0
CB 305 | 305 | Tier-1 | 5.1867 | 0.54848 | 5.7352 | 454-50 | 454 | Tier-1 | CB 305 | 5.1867 | 4.6129 | 0.89148 | 0.54848
1181-304F | 1181 | Tier-1 | 0 | 0 | 0 | 458-32F | 458 | Tier-1 | 1181-304F | 0 | 0.0070076 | 0 | 0
CB 307 | 307 | Tier-1 | 1.0636 | 0.18996 | 1.2536 | 458-42 | 458 | Tier-1 | CB 307 | 1.0636 | 2.0873 | 0.52936 | 0.18996
CB 308 | 308 | Tier-2 | 1.4718 | 0.87292 | 2.3447 | 46-2 | 46 | Tier-1 | CB 308 | 1.4718 | 2.4833 | 0.47462 | 0.87292
CB 309 | 309 | Tier-2 | 0 | 0 | 0 | 46-4F | 46 | Tier-1 | CB 309 | 0 | 10.4913 | 0 | 0
1201-9 | 1201 | Tier-1 | 0 | 0 | 0 | 46-5 | 46 | Tier-1 | 1201-9 | 0 | 0 | 0 | 0
CB 310 | 310 | Tier-1 | 0 | 0 | 0 | 46-7F | 46 | Tier-1 | CB 310 | 0 | 2.483 | 0 | 0
1215-4 | 1215 | Tier-3 | 0 | 0 | 0 | 460-328F | 460 | Tier-1 | 1215-4 | 0 | 0.0094697 | 0 | 0
CB 312 | 312 | Tier-1 | 0 | 0 | 0 | 460-329F | 460 | Tier-1 | CB 312 | 0 | 5.9028 | 0 | 0
CB 313 | 313 | Tier-1 | 1.3364 | 0 | 1.3364 | 460-331F | 460 | Tier-1 | CB 313 | 1.3364 | 9.9155 | 0 | 0
CB 314 | 314 | Tier-1 | 0.85795 | 0 | 0.85795 | 460-958AE | 460 | Tier-1 | CB 314 | 0.85795 | 4.9847 | 0 | 0
CB 315 | 315 | Tier-2 | 0.36174 | 0 | 0.36174 | 462-1023F | 462 | Tier-1 | CB 315 | 0.36174 | 7.9447 | 0 | 0
CB 319 | 319 | Tier-2 | 0 | 0 | 0 | 462-1024 | 462 | Tier-1 | CB 319 | 0 | 0.15909 | 0 | 0
1219-4F | 1219 | Tier-1 | 0 | 0 | 0 | 462-1523F | 462 | Tier-1 | 1219-4F | 0 | 0.010606 | 0 | 0
CB 321 | 321 | Tier-1 | 2.7519 | 0 | 2.7519 | 463-1135F | 463 | Tier-2 | CB 321 | 2.7519 | 18.9758 | 0 | 0
CB 322 | 322 | Tier-1 | 3.668 | 0 | 3.668 | 463-353 | 463 | Tier-2 | CB 322 | 3.668 | 8.2303 | 0 | 0
CB 323 | 323 | Tier-1 | 0.51023 | 0 | 0.51023 | 463-450 | 463 | Tier-1 | CB 323 | 0.51023 | 6.1926 | 0 | 0
CB 324 | 324 | Tier-1 | 1.1407 | 0 | 1.1407 | 463-98 | 463 | Tier-1 | CB 324 | 1.1407 | 6.5485 | 0 | 0
CB 325 | 325 | Tier-1 | 1.1091 | 0 | 1.1091 | 464-1 | 464 | Tier-1 | CB 325 | 1.1091 | 3.789 | 0 | 0
CB 326 | 326 | Tier-1 | 2.8695 | 0 | 2.8695 | 464-14 | 464 | Tier-1 | CB 326 | 2.8695 | 0.6197 | 0 | 0
CB 327 | 327 | Tier-3 | 0.87727 | 0 | 0.87727 | 464-27 | 464 | Tier-1 | CB 327 | 0.87727 | 0.028977 | 0 | 0
CB 329 | 329 | Tier-2 | 2.4417 | 0 | 2.4417 | 464-44 | 464 | Tier-1 | CB 329 | 2.4417 | 2.8773 | 0 | 0
CB 330 | 330 | Tier-2 | 2.2765 | 0 | 2.2765 | 468-10 | 468 | Tier-1 | CB 330 | 2.2765 | 3.3595 | 0 | 0
1223-2 | 1223 | Tier-1 | 0 | 0 | 0 | 468-11 | 468 | Tier-1 | 1223-2 | 0 | 0.15852 | 0 | 0
CB 334 | 334 | Tier-2 | 2.7913 | 0 | 2.7913 | 468-16F | 468 | Tier-1 | CB 334 | 2.7913 | 5.565 | 0 | 0
123-431 | 123 | Tier-1 | 0 | 0 | 0 | 468-6 | 468 | Tier-1 | 123-431 | 0 | 0 | 0 | 0
123-431F | 123 | Tier-1 | 0 | 0 | 0 | 474-22AE | 474 | Tier-1 | 123-431F | 0 | 0 | 0 | 0
CB 34 | 34 | Tier-1 | 0.073295 | 0 | 0.073295 | 474-28 | 474 | Tier-1 | CB 34 | 0.073295 | 2.2227 | 0 | 0
CB 340 | 340 | Tier-1 | 0.37652 | 0 | 0.37652 | 477-11F | 477 | Tier-1 | CB 340 | 0.37652 | 2.3127 | 0 | 0
123-455F | 123 | Tier-1 | 0 | 0 | 0 | 480-32 | 480 | Tier-1 | 123-455F | 0 | 0.012121 | 0 | 0
124-505F | 124 | Tier-1 | 0 | 0 | 0 | 481-40 | 481 | Tier-1 | 124-505F | 0 | 0.024053 | 0 | 0
124-507F | 124 | Tier-1 | 0 | 0 | 0 | 481-41F | 481 | Tier-1 | 124-507F | 0 | 0.13295 | 0 | 0
CB 344 | 344 | Tier-1 | 2.4973 | 0 | 2.4973 | 482-380 | 482 | Tier-1 | CB 344 | 2.4973 | 1.1758 | 0 | 0
1242-157 | 1242 | Tier-2 | 0 | 0 | 0 | 486-57AE | 486 | Tier-1 | 1242-157 | 0 | 0 | 0 | 0
CB 35 | 35 | Tier-1 | 0 | 0 | 0 | 488-32R | 488 | Tier-1 | CB 35 | 0 | 1.942 | 0 | 0
1244-12F | 1244 | Tier-2 | 0 | 0 | 0 | 489-17 | 489 | Tier-1 | 1244-12F | 0 | 0.24678 | 0 | 0
CB 351 | 351 | Tier-2 | 6.4841 | 0 | 6.4841 | 489-19AE | 489 | Tier-1 | CB 351 | 6.4841 | 1.1619 | 0 | 0
1244-13 | 1244 | Tier-2 | 0 | 0 | 0 | 490-36 | 490 | Tier-1 | 1244-13 | 0 | 0.066288 | 0 | 0
1260-18 | 1260 | Tier-1 | 0 | 0 | 0 | 492-1090F | 492 | Tier-1 | 1260-18 | 0 | 0.076136 | 0 | 0
127-41 | 127 | Tier-1 | 0 | 0 | 0 | 492-1093 | 492 | Tier-1 | 127-41 | 0 | 0.014205 | 0 | 0
CB 355 | 355 | Tier-2 | 6.6542 | 0 | 6.6542 | 492-612F | 492 | Tier-1 | CB 355 | 6.6542 | 2.2837 | 0 | 0
127-41F | 127 | Tier-1 | 0 | 0 | 0 | 492-614F | 492 | Tier-1 | 127-41F | 0 | 0 | 0 | 0
CB 357 | 357 | Tier-3 | 3.9343 | 0 | 3.9343 | 492-8AE | 492 | Tier-1 | CB 357 | 3.9343 | 7.7886 | 0 | 0
CB 358 | 358 | Tier-3 | 0.10189 | 0 | 0.10189 | 493-485F | 493 | Tier-1 | CB 358 | 0.10189 | 11.3629 | 0 | 0
CB 36 | 36 | Tier-1 | 0 | 0 | 0 | 496-259F | 496 | Tier-1 | CB 36 | 0 | 7.003 | 0 | 0
CB 361 | 361 | Tier-1 | 0.93409 | 0 | 0.93409 | 497-888F | 497 | Tier-1 | CB 361 | 0.93409 | 3.2059 | 0 | 0
CB 362 | 362 | Tier-1 | 2.7822 | 0 | 2.7822 | 497-891F | 497 | Tier-1 | CB 362 | 2.7822 | 0.91023 | 0 | 0
CB 363 | 363 | Tier-1 | 1.6867 | 0 | 1.6867 | 497-892F | 497 | Tier-1 | CB 363 | 1.6867 | 2.6428 | 0 | 0
CB 364 | 364 | Tier-1 | 2.5415 | 0 | 2.5415 | 500-5R | 500 | Tier-2 | CB 364 | 2.5415 | 1.5506 | 0 | 0
CB 365 | 365 | Tier-1 | 4.05 | 0 | 4.05 | 502-11F | 502 | Tier-2 | CB 365 | 4.05 | 3.0775 | 0 | 0
CB 366 | 366 | Tier-1 | 2.0843 | 0 | 2.0843 | 502-12 | 502 | Tier-1 | CB 366 | 2.0843 | 3.3229 | 0 | 0
CB 367 | 367 | Tier-1 | 0 | 0 | 0 | 502-718F | 502 | Tier-2 | CB 367 | 0 | 4.1913 | 0 | 0
CB 368 | 368 | Tier-1 | 2.1314 | 0 | 2.1314 | 502-9F | 502 | Tier-2 | CB 368 | 2.1314 | 6.3394 | 0 | 0
1299-3 | 1299 | Tier-1 | 0 | 0 | 0 | 506-161 | 506 | Tier-1 | 1299-3 | 0 | 0.0066288 | 0 | 0
CB 37 | 37 | Tier-1 | 0 | 0 | 0 | 506-162 | 506 | Tier-1 | CB 37 | 0 | 4.7822 | 0 | 0
CB 370 | 370 | Tier-1 | 0 | 0 | 0 | 506-844 | 506 | Tier-1 | CB 370 | 0 | 0.50492 | 0 | 0
131-180AE | 131 | Tier-1 | 0 | 0 | 0 | 507-1734 | 507 | Tier-1 | 131-180AE | 0 | 0.010227 | 0 | 0
CB 372 | 372 | Tier-1 | 1.0771 | 0 | 1.0771 | 508-1025F | 508 | Tier-1 | CB 372 | 1.0771 | 0.11364 | 0 | 0
CB 373 | 373 | Tier-1 | 0.19091 | 0 | 0.19091 | 508-1027F | 508 | Tier-1 | CB 373 | 0.19091 | 3.4455 | 0 | 0
CB 374 | 374 | Tier-1 | 6.097 | 0 | 6.097 | 508-1041F | 508 | Tier-1 | CB 374 | 6.097 | 3.6411 | 0 | 0
CB 375 | 375 | Tier-1 | 0.5017 | 0 | 0.5017 | 508-937AE | 508 | Tier-1 | CB 375 | 0.5017 | 0.26856 | 0 | 0
CB 376 | 376 | Tier-1 | 3.797 | 0 | 3.797 | 508-938 | 508 | Tier-1 | CB 376 | 3.797 | 3.4008 | 0 | 0
CB 377 | 377 | Tier-1 | 4.7371 | 0 | 4.7371 | 511-1338AE | 511 | Tier-1 | CB 377 | 4.7371 | 4.9708 | 0 | 0
CB 378 | 378 | Tier-1 | 0.71742 | 0 | 0.71742 | 512-302F | 512 | Tier-1 | CB 378 | 0.71742 | 0.38731 | 0 | 0
131-181 | 131 | Tier-1 | 0 | 0 | 0 | 513-42F | 513 | Tier-1 | 131-181 | 0 | 0.0087121 | 0 | 0
CB 380 | 380 | Tier-1 | 3.4884 | 0 | 3.4884 | 515-49R | 515 | Tier-1 | CB 380 | 3.4884 | 2.7487 | 0 | 0
132-158 | 132 | Tier-1 | 0 | 0 | 0 | 516-4 | 516 | Tier-1 | 132-158 | 0 | 0.015152 | 0 | 0
132-158F | 132 | Tier-1 | 0 | 0 | 0 | 516-5F | 516 | Tier-1 | 132-158F | 0 | 0 | 0 | 0
CB 383 | 383 | Tier-1 | 0 | 0 | 0 | 519-30 | 519 | Tier-1 | CB 383 | 0 | 5.1818 | 0 | 0
CB 384 | 384 | Tier-1 | 0 | 0 | 0 | 520-45 | 520 | Tier-2 | CB 384 | 0 | 13.885 | 0 | 0
CB 385 | 385 | Tier-1 | 2.2621 | 0 | 2.2621 | 521-1819R | 521 | Tier-2 | CB 385 | 2.2621 | 8.6911 | 0 | 0
CB 386 | 386 | Tier-2 | 5.1381 | 0 | 5.1381 | 521-27R | 521 | Tier-2 | CB 386 | 5.1381 | 8.8436 | 0 | 0
CB 387 | 387 | Tier-1 | 4.6941 | 0 | 4.6941 | 524-1782F | 524 | Tier-3 | CB 387 | 4.6941 | 5.0354 | 0 | 0
CB 39 | 39 | Tier-1 | 0.067803 | 0 | 0.067803 | 525-40 | 525 | Tier-1 | CB 39 | 0.067803 | 6.2892 | 0 | 0
CB 390 | 390 | Tier-1 | 1.3127 | 0 | 1.3127 | 528-211F | 528 | Tier-1 | CB 390 | 1.3127 | 7.4237 | 0 | 0
CB 391 | 391 | Tier-1 | 0.36117 | 0 | 0.36117 | 531-36AE | 531 | Tier-1 | CB 391 | 0.36117 | 6.096 | 0 | 0
CB 392 | 392 | Tier-1 | 2.8735 | 0 | 2.8735 | 532-762 | 532 | Tier-1 | CB 392 | 2.8735 | 4.783 | 0 | 0
CB 393 | 393 | Tier-2 | 0.75606 | 0 | 0.75606 | 532-764 | 532 | Tier-1 | CB 393 | 0.75606 | 8.7271 | 0 | 0
CB 394 | 394 | Tier-1 | 0.46553 | 0 | 0.46553 | 533-7AE | 533 | Tier-1 | CB 394 | 0.46553 | 6.1835 | 0 | 0
CB 395 | 395 | Tier-1 | 0.85682 | 0 | 0.85682 | 533-8 | 533 | Tier-1 | CB 395 | 0.85682 | 10.0398 | 0 | 0
CB 396 | 396 | Tier-2 | 2.4138 | 1.1915 | 3.6053 | 534-1080F | 534 | Tier-2 | CB 396 | 2.4138 | 10.2492 | 4.9684 | 1.1915
CB 397 | 397 | Tier-1 | 3.0831 | 0 | 3.0831 | 534-1081F | 534 | Tier-1 | CB 397 | 3.0831 | 2.7523 | 0 | 0
CB 399 | 399 | Tier-1 | 3.5411 | 0 | 3.5411 | 535-1118 | 535 | Tier-1 | CB 399 | 3.5411 | 6.1716 | 0 | 0
CB 40 | 40 | Tier-1 | 4.7142 | 0 | 4.7142 | 535-1120AE | 535 | Tier-2 | CB 40 | 4.7142 | 4.2576 | 0 | 0
CB 400 | 400 | Tier-1 | 6.1136 | 0 | 6.1136 | 535-263 | 535 | Tier-1 | CB 400 | 6.1136 | 1.7223 | 0 | 0
CB 401 | 401 | Tier-1 | 4.0061 | 0 | 4.0061 | 536-377F | 536 | Tier-2 | CB 401 | 4.0061 | 0.27803 | 0 | 0
134-262F | 134 | Tier-1 | 0 | 0 | 0 | 537-10 | 537 | Tier-1 | 134-262F | 0 | 2.3767 | 0 | 0
CB 403 | 403 | Tier-1 | 0.72405 | 0 | 0.72405 | 54-279R | 54 | Tier-1 | CB 403 | 0.72405 | 4.0125 | 0 | 0
CB 404 | 404 | Tier-1 | 0.3267 | 0 | 0.3267 | 540-241R | 540 | Tier-2 | CB 404 | 0.3267 | 3.3028 | 0 | 0
CB 405 | 405 | Tier-1 | 0 | 0 | 0 | 540-26 | 540 | Tier-1 | CB 405 | 0 | 2.2288 | 0 | 0
CB 406 | 406 | Tier-1 | 2.7273 | 0 | 2.7273 | 540-39AE | 540 | Tier-2 | CB 406 | 2.7273 | 5.1134 | 0 | 0
CB 407 | 407 | Tier-1 | 2.8587 | 0 | 2.8587 | 540-4 | 540 | Tier-1 | CB 407 | 2.8587 | 0.23561 | 0 | 0
CB 409 | 409 | Tier-1 | 3.4879 | 0 | 3.4879 | 542-42 | 542 | Tier-1 | CB 409 | 3.4879 | 3.672 | 0 | 0
CB 41 | 41 | Tier-1 | 2.8383 | 0 | 2.8383 | 543-356F | 543 | Tier-1 | CB 41 | 2.8383 | 2.5119 | 0 | 0
CB 410 | 410 | Tier-1 | 4.0036 | 0 | 4.0036 | 543-396 | 543 | Tier-1 | CB 410 | 4.0036 | 3.7381 | 0 | 0
134-263 | 134 | Tier-1 | 0 | 0 | 0 | 545-37 | 545 | Tier-1 | 134-263 | 0 | 0 | 0 | 0
CB 412 | 412 | Tier-1 | 10.8415 | 0 | 10.8415 | 545-50F | 545 | Tier-1 | CB 412 | 10.8415 | 6.017 | 0 | 0
CB 413 | 413 | Tier-1 | 1.9462 | 0 | 1.9462 | 545-874R | 545 | Tier-1 | CB 413 | 1.9462 | 5.9413 | 0 | 0
CB 414 | 414 | Tier-1 | 9.9337 | 0 | 9.9337 | 546-525R | 546 | Tier-1 | CB 414 | 9.9337 | 6.603 | 0 | 0
CB 415 | 415 | Tier-1 | 3.1661 | 0 | 3.1661 | 547-25F | 547 | Tier-1 | CB 415 | 3.1661 | 3.6466 | 0 | 0
CB 416 | 416 | Tier-1 | 0.28106 | 0 | 0.28106 | 548-14F | 548 | Tier-1 | CB 416 | 0.28106 | 0.32311 | 0 | 0
CB 417 | 417 | Tier-1 | 3.0528 | 0 | 3.0528 | 549-36F | 549 | Tier-1 | CB 417 | 3.0528 | 1.5712 | 0 | 0
CB 418 | 418 | Tier-1 | 4.6036 | 0 | 4.6036 | 55-484F | 55 | Tier-1 | CB 418 | 4.6036 | 1.8875 | 0 | 0
CB 42 | 42 | Tier-1 | 1.6919 | 0.68561 | 2.3775 | 555-21F | 555 | Tier-1 | CB 42 | 1.6919 | 2.4663 | 0.43807 | 0.68561
CB 423 | 423 | Tier-1 | 0 | 0 | 0 | 555-2F | 555 | Tier-1 | CB 423 | 0 | 2.9608 | 0 | 0
CB 424 | 424 | Tier-1 | 0 | 0 | 0 | 558-503 | 558 | Tier-1 | CB 424 | 0 | 1.7297 | 0 | 0
CB 425 | 425 | Tier-1 | 0 | 0 | 0 | 559-17 | 559 | Tier-1 | CB 425 | 0 | 2.425 | 0 | 0
CB 426 | 426 | Tier-1 | 0.040909 | 0 | 0.040909 | 559-43 | 559 | Tier-1 | CB 426 | 0.040909 | 5.9057 | 0 | 0
134-264 | 134 | Tier-1 | 0 | 0 | 0 | 56-27AE | 56 | Tier-1 | 134-264 | 0 | 0 | 0 | 0
135-269F | 135 | Tier-1 | 0 | 0 | 0 | 560-30F | 560 | Tier-1 | 135-269F | 0 | 0.34413 | 0 | 0
CB 429 | 429 | Tier-1 | 0 | 0 | 0 | 560-31F | 560 | Tier-1 | CB 429 | 0 | 2.7795 | 0 | 0
CB 43 | 43 | Tier-1 | 1.7081 | 0 | 1.7081 | 560-5 | 560 | Tier-1 | CB 43 | 1.7081 | 2.479 | 0 | 0
135-272 | 135 | Tier-1 | 0 | 0 | 0 | 561-31 | 561 | Tier-1 | 135-272 | 0 | 0 | 0 | 0
135-273F | 135 | Tier-1 | 0 | 0 | 0 | 562-100F | 562 | Tier-1 | 135-273F | 0 | 0.33068 | 0 | 0
135-275F | 135 | Tier-1 | 0 | 0 | 0 | 562-101F | 562 | Tier-1 | 135-275F | 0 | 0.0075758 | 0 | 0
CB 433 | 433 | Tier-1 | 0 | 0 | 0 | 564-1921F | 564 | Tier-1 | CB 433 | 0 | 6.2652 | 0 | 0
CB 434 | 434 | Tier-1 | 0.56686 | 0 | 0.56686 | 566-131 | 566 | Tier-1 | CB 434 | 0.56686 | 3.5525 | 0 | 0
137-33 | 137 | Tier-1 | 0 | 0 | 0 | 566-132 | 566 | Tier-1 | 137-33 | 0 | 0.011364 | 0 | 0
CB 436 | 436 | Tier-1 | 0 | 0 | 0 | 567-16F | 567 | Tier-1 | CB 436 | 0 | 1.4449 | 0 | 0
139-402F | 139 | Tier-1 | 0 | 0 | 0 | 567-18F | 567 | Tier-1 | 139-402F | 0 | 0.032008 | 0 | 0
CB 438 | 438 | Tier-1 | 0.50947 | 0 | 0.50947 | 57-1291F | 57 | Tier-1 | CB 438 | 0.50947 | 1.583 | 0 | 0
CB 439 | 439 | Tier-1 | 0 | 0 | 0 | 57-736 | 57 | Tier-1 | CB 439 | 0 | 6.2411 | 0 | 0
CB 44 | 44 | Tier-1 | 3.5398 | 0 | 3.5398 | 571-33 | 571 | Tier-1 | CB 44 | 3.5398 | 3.9663 | 0 | 0
CB 441 | 441 | Tier-3 | 5.9152 | 0.14848 | 6.0636 | 571-49F | 571 | Tier-1 | CB 441 | 5.9152 | 0.30455 | 0.061553 | 0.14848
1407-24 | 1407 | Tier-1 | 0 | 0 | 0 | 572-492 | 572 | Tier-1 | 1407-24 | 0 | 0 | 0 | 0
1410-1 | 1410 | Tier-1 | 0 | 0 | 0 | 574-6AE | 574 | Tier-1 | 1410-1 | 0 | 0 | 0 | 0
1420-6 | 1420 | Tier-1 | 0 | 0 | 0 | 574-7 | 574 | Tier-1 | 1420-6 | 0 | 0.0068182 | 0 | 0
1435-1076F | 1435 | Tier-1 | 0 | 0 | 0 | 575-10 | 575 | Tier-1 | 1435-1076F | 0 | 0.0089015 | 0 | 0
1444-2 | 1444 | Tier-1 | 0 | 0 | 0 | 575-23 | 575 | Tier-1 | 1444-2 | 0 | 0.027652 | 0 | 0
147-816F | 147 | Tier-1 | 0 | 0 | 0 | 576-202 | 576 | Tier-1 | 147-816F | 0 | 0.22121 | 0 | 0
CB 45 | 45 | Tier-1 | 1.7563 | 0 | 1.7563 | 577-201F | 577 | Tier-2 | CB 45 | 1.7563 | 1.6509 | 0 | 0
CB 450 | 450 | Tier-1 | 0.48428 | 0 | 0.48428 | 579-31 | 579 | Tier-1 | CB 450 | 0.48428 | 4.4047 | 0 | 0
CB 451 | 451 | Tier-1 | 2.9203 | 0 | 2.9203 | 579-351 | 579 | Tier-1 | CB 451 | 2.9203 | 4.2413 | 0 | 0
CB 452 | 452 | Tier-1 | 4.0392 | 3.1879 | 7.2271 | 58-382R | 58 | Tier-1 | CB 452 | 4.0392 | 0.41364 | 0.58428 | 3.1879
CB 453 | 453 | Tier-1 | 3.1674 | 0 | 3.1674 | 580-691 | 580 | Tier-1 | CB 453 | 3.1674 | 5.7909 | 0 | 0
CB 454 | 454 | Tier-1 | 2.8769 | 2.218 | 5.0949 | 581-391AE | 581 | Tier-1 | CB 454 | 2.8769 | 2.0845 | 1.3938 | 2.218
CB 455 | 455 | Tier-1 | 5.3581 | 2.1129 | 7.471 | 583-657 | 583 | Tier-1 | CB 455 | 5.3581 | 7.1409 | 2.0256 | 2.1129
CB 456 | 456 | Tier-1 | 3.9119 | 0 | 3.9119 | 585-17 | 585 | Tier-1 | CB 456 | 3.9119 | 11.2006 | 0 | 0
CB 457 | 457 | Tier-1 | 0 | 0 | 0 | 585-238 | 585 | Tier-1 | CB 457 | 0 | 2.9021 | 0 | 0
CB 458 | 458 | Tier-1 | 0.35303 | 0 | 0.35303 | 585-662 | 585 | Tier-1 | CB 458 | 0.35303 | 0.74394 | 0 | 0
1481-4 | 1481 | Tier-1 | 0 | 0 | 0 | 585-671 | 585 | Tier-1 | 1481-4 | 0 | 1.4405 | 0 | 0
1483-305F | 1483 | Tier-1 | 0 | 0 | 0 | 586-1 | 586 | Tier-1 | 1483-305F | 0 | 0.0090909 | 0 | 0
CB 461 | 461 | Tier-2 | 2.3676 | 0 | 2.3676 | 589-56AE | 589 | Tier-1 | CB 461 | 2.3676 | 0.66837 | 0 | 0
CB 462 | 462 | Tier-2 | 1.658 | 0 | 1.658 | 59-1189F | 59 | Tier-1 | CB 462 | 1.658 | 4.3763 | 0 | 0
CB 463 | 463 | Tier-2 | 1.5028 | 0 | 1.5028 | 59-1190F | 59 | Tier-1 | CB 463 | 1.5028 | 9.3877 | 2.7409 | 0
169-31 | 169 | Tier-1 | 0 | 0 | 0 | 59-24R | 59 | Tier-1 | 169-31 | 0 | 0.10284 | 0 | 0
CB 465 | 465 | Tier-1 | 0.51648 | 0 | 0.51648 | 59-813 | 59 | Tier-1 | CB 465 | 0.51648 | 2.4795 | 0 | 0
209-1770F | 209 | Tier-1 | 0 | 0 | 0 | 59-816F | 59 | Tier-1 | 209-1770F | 0 | 0.21951 | 0 | 0
CB 467 | 467 | Tier-1 | 0 | 0 | 0 | 590-6 | 590 | Tier-1 | CB 467 | 0 | 1.5843 | 0 | 0
CB 468 | 468 | Tier-1 | 0 | 0 | 0 | 591-1114F | 591 | Tier-2 | CB 468 | 0 | 1.1741 | 0 | 0
CB 469 | 469 | Tier-1 | 0 | 0 | 0 | 591-1116F | 591 | Tier-2 | CB 469 | 0 | 0.79318 | 0 | 0
216-220R | 216 | Tier-3 | 0.052462 | 0 | 0.052462 | 593-10 | 593 | Tier-1 | 216-220R | 0.052462 | 0 | 0 | 0
CB 470 | 470 | Tier-2 | 10.2729 | 2.1985 | 12.4714 | 593-25 | 593 | Tier-2 | CB 470 | 10.2729 | 8.2909 | 3.6083 | 2.1985
CB 471 | 471 | Tier-1 | 6.6057 | 0 | 6.6057 | 594-1380F | 594 | Tier-2 | CB 471 | 6.6057 | 8.8682 | 0 | 0
CB 472 | 472 | Tier-1 | 4.6394 | 0 | 4.6394 | 594-3 | 594 | Tier-2 | CB 472 | 4.6394 | 8.49 | 0 | 0
CB 473 | 473 | Tier-1 | 5.1508 | 0 | 5.1508 | 595-1432 | 595 | Tier-1 | CB 473 | 5.1508 | 5.908 | 0 | 0
CB 474 | 474 | Tier-1 | 3.5362 | 0 | 3.5362 | 595-1441F | 595 | Tier-1 | CB 474 | 3.5362 | 2.9536 | 0 | 0
CB 475 | 475 | Tier-1 | 1.6866 | 0 | 1.6866 | 595-1453F | 595 | Tier-1 | CB 475 | 1.6866 | 11.9968 | 0 | 0
CB 476 | 476 | Tier-2 | 14.0466 | 0 | 14.0466 | 597-592 | 597 | Tier-1 | CB 476 | 14.0466 | 34.4884 | 0 | 0
CB 477 | 477 | Tier-1 | 0 | 0 | 0 | 597-595 | 597 | Tier-2 | CB 477 | 0 | 2.4348 | 0 | 0
221-1230F | 221 | Tier-3 | 3.8686 | 0 | 3.8686 | 599-19R | 599 | Tier-2 | 221-1230F | 3.8686 | 0.044508 | 0 | 0
CB 480 | 480 | Tier-1 | 2.7716 | 0 | 2.7716 | 60-574 | 60 | Tier-1 | CB 480 | 2.7716 | 1.7445 | 0 | 0
CB 481 | 481 | Tier-1 | 1.3758 | 0 | 1.3758 | 60-575F | 60 | Tier-1 | CB 481 | 1.3758 | 3.7877 | 0 | 0
CB 482 | 482 | Tier-1 | 0 | 0 | 0 | 61-19 | 61 | Tier-1 | CB 482 | 0 | 5.0157 | 0 | 0
CB 483 | 483 | Tier-1 | 2.1237 | 0 | 2.1237 | 62-22AE | 62 | Tier-1 | CB 483 | 2.1237 | 1.2934 | 0 | 0
222-2086 | 222 | Tier-3 | 0 | 0 | 0 | 64-14F | 64 | Tier-1 | 222-2086 | 0 | 0.067614 | 0 | 0
223-550 | 223 | Tier-1 | 0 | 0 | 0 | 65-1086 | 65 | Tier-1 | 223-550 | 0 | 0 | 0 | 0
CB 488 | 488 | Tier-1 | 0.95568 | 0 | 0.95568 | 68-1357 | 68 | Tier-1 | CB 488 | 0.95568 | 5.5519 | 0 | 0
CB 489 | 489 | Tier-1 | 3.1093 | 0 | 3.1093 | 68-43AE | 68 | Tier-1 | CB 489 | 3.1093 | 7.9534 | 0 | 0
CB 49 | 49 | Tier-1 | 0 | 0 | 0 | 69-44 | 69 | Tier-1 | CB 49 | 0 | 0.0028409 | 0 | 0
CB 490 | 490 | Tier-1 | 0.11705 | 0 | 0.11705 | 700-257F | 700 | Tier-1 | CB 490 | 0.11705 | 0.77386 | 0 | 0
CB 491 | 491 | Tier-1 | 1.7977 | 0 | 1.7977 | 701-21 | 701 | Tier-1 | CB 491 | 1.7977 | 3.6375 | 0 | 0
CB 492 | 492 | Tier-1 | 1.7074 | 0 | 1.7074 | 701-738 | 701 | Tier-1 | CB 492 | 1.7074 | 2.3816 | 0 | 0
CB 493 | 493 | Tier-1 | 0.20795 | 0 | 0.20795 | 701-740 | 701 | Tier-1 | CB 493 | 0.20795 | 3.6481 | 0 | 0
CB 494 | 494 | Tier-1 | 0 | 0 | 0 | 701-748 | 701 | Tier-1 | CB 494 | 0 | 0.47898 | 0 | 0
224-537F | 224 | Tier-1 | 0 | 0 | 0 | 702-25 | 702 | Tier-1 | 224-537F | 0 | 0.12064 | 0 | 0
CB 497 | 497 | Tier-1 | 3.0748 | 0 | 3.0748 | 702-30 | 702 | Tier-1 | CB 497 | 3.0748 | 2.4483 | 0 | 0
CB 498 | 498 | Tier-1 | 0.27235 | 0 | 0.27235 | 703-289F | 703 | Tier-1 | CB 498 | 0.27235 | 8.0286 | 0 | 0
CB 499 | 499 | Tier-2 | 1.9464 | 0 | 1.9464 | 703-291 | 703 | Tier-1 | CB 499 | 1.9464 | 11.642 | 0 | 0
CB 50 | 50 | Tier-1 | 1.9517 | 0 | 1.9517 | 71-13 | 71 | Tier-1 | CB 50 | 1.9517 | 10.6515 | 0 | 0
CB 500 | 500 | Tier-2 | 0 | 0 | 0 | 710-95F | 710 | Tier-1 | CB 500 | 0 | 6.0227 | 2.5633 | 0
CB 501 | 501 | Tier-2 | 0 | 0 | 0 | 712-24 | 712 | Tier-1 | CB 501 | 0 | 9.8174 | 0 | 0
CB 502 | 502 | Tier-2 | 0 | 0 | 0 | 713-171F | 713 | Tier-1 | CB 502 | 0 | 6.0157 | 0 | 0
CB 503 | 503 | Tier-2 | 0 | 0 | 0 | 716-19 | 716 | Tier-1 | CB 503 | 0 | 0.17841 | 0 | 0
CB 504 | 504 | Tier-1 | 2.5612 | 0 | 2.5612 | 716-21F | 716 | Tier-1 | CB 504 | 2.5612 | 7.6316 | 0 | 0
CB 505 | 505 | Tier-1 | 1.7686 | 0 | 1.7686 | 716-38 | 716 | Tier-1 | CB 505 | 1.7686 | 2.3966 | 0 | 0
CB 506 | 506 | Tier-1 | 1.454 | 0 | 1.454 | 716-41F | 716 | Tier-1 | CB 506 | 1.454 | 0.52955 | 0 | 0
224-539F | 224 | Tier-1 | 0 | 0 | 0 | 716-9 | 716 | Tier-1 | 224-539F | 0 | 0.12879 | 0 | 0
CB 508 | 508 | Tier-1 | 1.4705 | 0 | 1.4705 | 718-483R | 718 | Tier-1 | CB 508 | 1.4705 | 4.6875 | 0 | 0
CB 509 | 509 | Tier-1 | 5.5614 | 0 | 5.5614 | 719-19 | 719 | Tier-1 | CB 509 | 5.5614 | 10.5356 | 0 | 0
CB 51 | 51 | Tier-1 | 2.533 | 0 | 2.533 | 719-20AE | 719 | Tier-1 | CB 51 | 2.533 | 3.7665 | 0 | 0
CB 510 | 510 | Tier-1 | 0.63409 | 0 | 0.63409 | 719-21AE | 719 | Tier-1 | CB 510 | 0.63409 | 0.73428 | 0 | 0
CB 511 | 511 | Tier-1 | 2.4116 | 0 | 2.4116 | 719-36 | 719 | Tier-1 | CB 511 | 2.4116 | 1.2665 | 0 | 0
CB 512 | 512 | Tier-1 | 0.53466 | 0 | 0.53466 | 719-856F | 719 | Tier-1 | CB 512 | 0.53466 | 3.4924 | 0 | 0
CB 513 | 513 | Tier-1 | 1.1689 | 0 | 1.1689 | 72-14 | 72 | Tier-1 | CB 513 | 1.1689 | 6.8631 | 0 | 0
CB 514 | 514 | Tier-1 | 11.3602 | 0 | 11.3602 | 723-791 | 723 | Tier-1 | CB 514 | 11.3602 | 3.6036 | 0 | 0
CB 515 | 515 | Tier-1 | 2.6689 | 0 | 2.6689 | 723-793F | 723 | Tier-1 | CB 515 | 2.6689 | 3.9875 | 0 | 0
CB 516 | 516 | Tier-1 | 1.3884 | 0 | 1.3884 | 724-7F | 724 | Tier-1 | CB 516 | 1.3884 | 1.4261 | 0 | 0
CB 517 | 517 | Tier-1 | 2.6311 | 0 | 2.6311 | 726-24F | 726 | Tier-1 | CB 517 | 2.6311 | 4.6148 | 0 | 0
CB 518 | 518 | Tier-1 | 1.8705 | 0 | 1.8705 | 73-1163 | 73 | Tier-3 | CB 518 | 1.8705 | 1.7852 | 0 | 0
CB 519 | 519 | Tier-1 | 2.3775 | 0 | 2.3775 | 73-1218 | 73 | Tier-3 | CB 519 | 2.3775 | 5.2309 | 0 | 0
245-584 | 245 | Tier-1 | 0 | 0 | 0 | 73-683R | 73 | Tier-3 | 245-584 | 0 | 0.0051136 | 0 | 0
254-293F | 254 | Tier-1 | 0 | 0 | 0 | 730-835 | 730 | Tier-1 | 254-293F | 0 | 0.0068182 | 0 | 0
264-12 | 264 | Tier-1 | 0 | 0 | 0 | 730-971R | 730 | Tier-1 | 264-12 | 0 | 0.014205 | 0 | 0
CB 522 | 522 | Tier-2 | 4.4515 | 0 | 4.4515 | 731-1244 | 731 | Tier-1 | CB 522 | 4.4515 | 3.3199 | 0 | 0
CB 523 | 523 | Tier-2 | 3.7699 | 0 | 3.7699 | 731-45F | 731 | Tier-1 | CB 523 | 3.7699 | 3.0824 | 0 | 0
CB 524 | 524 | Tier-3 | 3.2093 | 0 | 3.2093 | 733-20AE | 733 | Tier-1 | CB 524 | 3.2093 | 12.0508 | 0 | 0
CB 525 | 525 | Tier-1 | 0.53731 | 0 | 0.53731 | 733-23R | 733 | Tier-1 | CB 525 | 0.53731 | 12.2634 | 0 | 0
CB 528 | 528 | Tier-1 | 0 | 0 | 0 | 736-129F | 736 | Tier-1 | CB 528 | 0 | 2.061 | 0 | 0
CB 529 | 529 | Tier-1 | 2.142 | 0 | 2.142 | 736-42 | 736 | Tier-1 | CB 529 | 2.142 | 2.5432 | 0 | 0
CB 53 | 53 | Tier-1 | 0.4892 | 0 | 0.4892 | 738-1376F | 738 | Tier-1 | CB 53 | 0.4892 | 1.5771 | 0 | 0
CB 531 | 531 | Tier-1 | 5.0449 | 0 | 5.0449 | 739-111 | 739 | Tier-1 | CB 531 | 5.0449 | 5.065 | 0 | 0
CB 532 | 532 | Tier-1 | 3.0008 | 0 | 3.0008 | 739-113 | 739 | Tier-1 | CB 532 | 3.0008 | 14.7201 | 0 | 0
CB 533 | 533 | Tier-2 | 0.37159 | 0 | 0.37159 | 739-114F | 739 | Tier-1 | CB 533 | 0.37159 | 1.6932 | 0 | 0
265-151 | 265 | Tier-1 | 0 | 0 | 0 | 739-7 | 739 | Tier-1 | 265-151 | 0 | 0.19261 | 0 | 0
CB 535 | 535 | Tier-2 | 0.31174 | 0 | 0.31174 | 74-24R | 74 | Tier-1 | CB 535 | 0.31174 | 6.91 | 0 | 0
CB 536 | 536 | Tier-2 | 1.2294 | 0.3411 | 1.5705 | 740-364 | 740 | Tier-1 | CB 536 | 1.2294 | 0.83409 | 0.072159 | 0.3411
266-490AE | 266 | Tier-1 | 0 | 0 | 0 | 741-17 | 741 | Tier-1 | 266-490AE | 0 | 0.010227 | 0 | 0
283-1359AE | 283 | Tier-3 | 0 | 0 | 0 | 741-43 | 741 | Tier-1 | 283-1359AE | 0 | 0.010795 | 0 | 0
CB 539 | 539 | Tier-2 | 0 | 0 | 0 | 741-48F | 741 | Tier-1 | CB 539 | 0 | 7.2983 | 0 | 0
CB 54 | 54 | Tier-1 | 1.3475 | 0 | 1.3475 | 743-306AE | 743 | Tier-1 | CB 54 | 1.3475 | 3.4241 | 0 | 0
283-66 | 283 | Tier-3 | 0 | 0 | 0 | 745-100F | 745 | Tier-1 | 283-66 | 0 | 0 | 0 | 0
292-316F | 292 | Tier-2 | 0 | 0 | 0 | 745-271F | 745 | Tier-1 | 292-316F | 0 | 0.091477 | 0 | 0
CB 542 | 542 | Tier-2 | 2.1884 | 0 | 2.1884 | 745-272F | 745 | Tier-1 | CB 542 | 2.1884 | 2.7881 | 0 | 0
CB 543 | 543 | Tier-2 | 0 | 0 | 0 | 745-274 | 745 | Tier-1 | CB 543 | 0 | 0.67367 | 0 | 0
CB 544 | 544 | Tier-2 | 0 | 0 | 0 | 745-35 | 745 | Tier-1 | CB 544 | 0 | 1.0896 | 0 | 0
CB 545 | 545 | Tier-1 | 1.0256 | 0 | 1.0256 | 747-860F | 747 | Tier-1 | CB 545 | 1.0256 | 0.35095 | 0 | 0
CB 546 | 546 | Tier-1 | 3.5004 | 0 | 3.5004 | 747-861F | 747 | Tier-1 | CB 546 | 3.5004 | 1.7216 | 0 | 0
CB 547 | 547 | Tier-1 | 2.2956 | 0 | 2.2956 | 747-871 | 747 | Tier-1 | CB 547 | 2.2956 | 2.036 | 0 | 0
CB 548 | 548 | Tier-1 | 2.4061 | 0 | 2.4061 | 748-1052 | 748 | Tier-1 | CB 548 | 2.4061 | 1.1095 | 0 | 0
CB 549 | 549 | Tier-1 | 2.2888 | 0 | 2.2888 | 748-1059 | 748 | Tier-1 | CB 549 | 2.2888 | 1.0676 | 0 | 0
306-2257F | 306 | Tier-1 | 0 | 0 | 0 | 748-1061 | 748 | Tier-1 | 306-2257F | 0 | 0.50189 | 0 | 0
CB 550 | 550 | Tier-1 | 2.4468 | 0 | 2.4468 | 748-507AE | 748 | Tier-1 | CB 550 | 2.4468 | 5.4049 | 0 | 0
CB 551 | 551 | Tier-1 | 0.12348 | 0 | 0.12348 | 749-48 | 749 | Tier-1 | CB 551 | 0.12348 | 1.2663 | 0 | 0
CB 552 | 552 | Tier-1 | 1.7223 | 0 | 1.7223 | 749-49F | 749 | Tier-1 | CB 552 | 1.7223 | 8.1453 | 0 | 0
CB 553 | 553 | Tier-1 | 2.0898 | 0 | 2.0898 | 75-2229 | 75 | Tier-3 | CB 553 | 2.0898 | 1.5871 | 0 | 0
CB 554 | 554 | Tier-1 | 0.48106 | 0 | 0.48106 | 75-2256 | 75 | Tier-3 | CB 554 | 0.48106 | 0.80265 | 0 | 0
309-12 | 309 | Tier-1 | 0 | 0 | 0 | 75-41 | 75 | Tier-3 | 309-12 | 0 | 0.039773 | 0 | 0
CB 556 | 556 | Tier-1 | 1.5472 | 0 | 1.5472 | 751-37 | 751 | Tier-1 | CB 556 | 1.5472 | 11.4848 | 0 | 0
CB 557 | 557 | Tier-1 | 0 | 0 | 0 | 751-40F | 751 | Tier-2 | CB 557 | 0 | 7.068 | 0 | 0
CB 558 | 558 | Tier-1 | 0.95095 | 0 | 0.95095 | 751-55 | 751 | Tier-1 | CB 558 | 0.95095 | 3.8991 | 0 | 0
310-32F | 310 | Tier-1 | 0 | 0 | 0 | 751-57F | 751 | Tier-1 | 310-32F | 0 | 0.23958 | 0 | 0
CB 56 | 56 | Tier-1 | 2.4097 | 0 | 2.4097 | 753-485 | 753 | Tier-2 | CB 56 | 2.4097 | 1.7064 | 0 | 0
311-1162F | 311 | Tier-1 | 0 | 0 | 0 | 754-21 | 754 | Tier-2 | 311-1162F | 0 | 0.24527 | 0 | 0
CB 561 | 561 | Tier-1 | 0 | 0 | 0 | 754-22F | 754 | Tier-2 | CB 561 | 0 | 11.293 | 0 | 0
CB 562 | 562 | Tier-1 | 1.4884 | 0 | 1.4884 | 754-23 | 754 | Tier-2 | CB 562 | 1.4884 | 8.2002 | 0 | 0
CB 563 | 563 | Tier-1 | 0.17481 | 0 | 0.17481 | 754-24 | 754 | Tier-2 | CB 563 | 0.17481 | 5.193 | 0 | 0
CB 564 | 564 | Tier-1 | 0.61004 | 0 | 0.61004 | 755-622F | 755 | Tier-1 | CB 564 | 0.61004 | 1.0981 | 0 | 0
323-474 | 323 | Tier-1 | 0 | 0 | 0 | 755-623F | 755 | Tier-1 | 323-474 | 0 | 0 | 0 | 0
CB 566 | 566 | Tier-1 | 0 | 0 | 0 | 756-108 | 756 | Tier-1 | CB 566 | 0 | 5.0686 | 0 | 0
CB 567 | 567 | Tier-1 | 0.56364 | 0 | 0.56364 | 76-266F | 76 | Tier-1 | CB 567 | 0.56364 | 5.5956 | 0 | 0
CB 57 | 57 | Tier-1 | 4.5 | 0 | 4.5 | 761-242 | 761 | Tier-1 | CB 57 | 4.5 | 1.6919 | 0 | 0
CB 570 | 570 | Tier-1 | 1.3864 | 0 | 1.3864 | 762-115AE | 762 | Tier-1 | CB 570 | 1.3864 | 4.5875 | 0 | 0
355-65R | 355 | Tier-2 | 0.0075758 | 0 | 0.0075758 | 763-49 | 763 | Tier-1 | 355-65R | 0.0075758 | 0.12652 | 0 | 0
CB 572 | 572 | Tier-1 | 0.76591 | 0 | 0.76591 | 765-16F | 765 | Tier-1 | CB 572 | 0.76591 | 2.5095 | 0 | 0
CB 574 | 574 | Tier-2 | 0 | 0 | 0 | 765-39 | 765 | Tier-1 | CB 574 | 0 | 3.2489 | 0 | 0
358-35 | 358 | Tier-3 | 0 | 0 | 0 | 765-40 | 765 | Tier-1 | 358-35 | 0 | 0.017045 | 0 | 0
CB 576 | 576 | Tier-2 | 0.64527 | 0 | 0.64527 | 765-45 | 765 | Tier-1 | CB 576 | 0.64527 | 8.6784 | 0 | 0
CB 577 | 577 | Tier-2 | 0 | 0 | 0 | 765-691 | 765 | Tier-1 | CB 577 | 0 | 2.5828 | 0 | 0
CB 578 | 578 | Tier-1 | 2.7597 | 2.3189 | 5.0786 | 77-28R | 77 | Tier-1 | CB 578 | 2.7597 | 1.296 | 0.38163 | 2.3189
CB 579 | 579 | Tier-1 | 0.98106 | 0 | 0.98106 | 770-250R | 770 | Tier-1 | CB 579 | 0.98106 | 0.66023 | 0 | 0
362-977 | 362 | Tier-1 | 0 | 0 | 0 | 770-548F | 770 | Tier-1 | 362-977 | 0 | 0 | 0 | 0
CB 580 | 580 | Tier-1 | 4.2062 | 0 | 4.2062 | 770-549 | 770 | Tier-1 | CB 580 | 4.2062 | 8.3723 | 0 | 0
CB 581 | 581 | Tier-1 | 2.3225 | 0 | 2.3225 | 772-319F | 772 | Tier-1 | CB 581 | 2.3225 | 6.19 | 0 | 0
CB 582 | 582 | Tier-1 | 0.1661 | 0 | 0.1661 | 772-320F | 772 | Tier-1 | CB 582 | 0.1661 | 3.7475 | 0 | 0
CB 583 | 583 | Tier-1 | 0 | 0 | 0 | 773-30 | 773 | Tier-1 | CB 583 | 0 | 5.083 | 0 | 0
362-978F | 362 | Tier-1 | 0 | 0 | 0 | 774-27 | 774 | Tier-1 | 362-978F | 0 | 0.3553 | 0 | 0
CB 585 | 585 | Tier-1 | 0 | 0 | 0 | 78-35R | 78 | Tier-3 | CB 585 | 0 | 2.3331 | 0 | 0
368-1070 | 368 | Tier-1 | 0 | 0 | 0 | 781-42 | 781 | Tier-1 | 368-1070 | 0 | 0.045076 | 0 | 0
CB 587 | 587 | Tier-1 | 0 | 0 | 0 | 783-1451F | 783 | Tier-1 | CB 587 | 0 | 8.6676 | 0 | 0
CB 588 | 588 | Tier-1 | 0.38598 | 0 | 0.38598 | 783-848F | 783 | Tier-1 | CB 588 | 0.38598 | 1.4919 | 0 | 0
CB 589 | 589 | Tier-1 | 1.6411 | 0 | 1.6411 | 783-849F | 783 | Tier-1 | CB 589 | 1.6411 | 19.7411 | 0 | 0
382-392 | 382 | Tier-1 | 0 | 0 | 0 | 783-854F | 783 | Tier-1 | 382-392 | 0 | 0.03125 | 0 | 0
CB 590 | 590 | Tier-1 | 1.5992 | 0 | 1.5992 | 785-136 | 785 | Tier-1 | CB 590 | 1.5992 | 14.0585 | 0 | 0
CB 591 | 591 | Tier-1 | 6.7027 | 0 | 6.7027 | 785-136F | 785 | Tier-1 | CB 591 | 6.7027 | 2.6358 | 0 | 0
CB 592 | 592 | Tier-2 | 0 | 0 | 0 | 785-137F | 785 | Tier-1 | CB 592 | 0 | 23.5653 | 0 | 0
CB 593 | 593 | Tier-2 | 0 | 0 | 0 | 785-143F | 785 | Tier-1 | CB 593 | 0 | 3.0201 | 0 | 0
397-548F | 397 | Tier-1 | 0 | 0 | 0 | 785-144 | 785 | Tier-1 | 397-548F | 0 | 0.34091 | 0 | 0
CB 595 | 595 | Tier-1 | 0.34451 | 0 | 0.34451 | 785-150 | 785 | Tier-1 | CB 595 | 0.34451 | 1.9186 | 0 | 0
CB 596 | 596 | Tier-2 | 1.4705 | 0 | 1.4705 | 785-150F | 785 | Tier-1 | CB 596 | 1.4705 | 17.6587 | 0 | 0
CB 597 | 597 | Tier-2 | 1.0557 | 0 | 1.0557 | 785-151 | 785 | Tier-1 | CB 597 | 1.0557 | 8.8407 | 2.5027 | 0
CB 598 | 598 | Tier-1 | 0.66591 | 0 | 0.66591 | 785-365 | 785 | Tier-1 | CB 598 | 0.66591 | 6.2314 | 0 | 0
CB 599 | 599 | Tier-2 | 9.2301 | 2.2303 | 11.4604 | 785-367 | 785 | Tier-1 | CB 599 | 9.2301 | 19.0028 | 5.2142 | 2.2303
CB 60 | 60 | Tier-1 | 1.5383 | 0 | 1.5383 | 785-368 | 785 | Tier-1 | CB 60 | 1.5383 | 7.3576 | 0 | 0
CB 61 | 61 | Tier-1 | 5.0275 | 0 | 5.0275 | 785-372F | 785 | Tier-1 | CB 61 | 5.0275 | 8.011 | 0 | 0
CB 62 | 62 | Tier-1 | 1.5475 | 0 | 1.5475 | 785-54F | 785 | Tier-1 | CB 62 | 1.5475 | 4.1485 | 0 | 0
CB 63 | 63 | Tier-1 | 2.4809 | 0 | 2.4809 | 785-55 | 785 | Tier-1 | CB 63 | 2.4809 | 12.4189 | 0 | 0
CB 64 | 64 | Tier-1 | 2.2659 | 1.339 | 3.6049 | 789-15 | 789 | Tier-1 | CB 64 | 2.2659 | 9.6777 | 7.3576 | 1.339
CB 65 | 65 | Tier-1 | 4.5866 | 1.7133 | 6.2998 | 789-4R | 789 | Tier-2 | CB 65 | 4.5866 | 9.3475 | 4.8392 | 1.7133
CB 66 | 66 | Tier-1 | 6.5773 | 0 | 6.5773 | 79-1219F | 79 | Tier-3 | CB 66 | 6.5773 | 10.3244 | 0 | 0
405-160F | 405 | Tier-1 | 0 | 0 | 0 | 79-660R | 79 | Tier-3 | 405-160F | 0 | 0.49564 | 0 | 0
CB 68 | 68 | Tier-1 | 1.521 | 0 | 1.521 | 79-799R | 79 | Tier-3 | CB 68 | 1.521 | 0.89356 | 0 | 0
CB 69 | 69 | Tier-1 | 1.1136 | 0.063068 | 1.1767 | 791-421F | 791 | Tier-1 | CB 69 | 1.1136 | 3.0494 | 0.030114 | 0.063068
CB 70 | 70 | Tier-1 | 2.8271 | 0 | 2.8271 | 791-423 | 791 | Tier-2 | CB 70 | 2.8271 | 10.3381 | 0 | 0
CB 700 | 700 | Tier-1 | 0.30057 | 0 | 0.30057 | 792-47R | 792 | Tier-1 | CB 700 | 0.30057 | 0.12973 | 0 | 0
CB 701 | 701 | Tier-1 | 10.1519 | 0 | 10.1519 | 793-27AE | 793 | Tier-1 | CB 701 | 10.1519 | 2.0646 | 0 | 0
423-33F | 423 | Tier-1 | 0 | 0 | 0 | 794-1002 | 794 | Tier-1 | 423-33F | 0 | 0.22292 | 0 | 0
CB 703 | 703 | Tier-1 | 0.13314 | 0 | 0.13314 | 795-816R | 795 | Tier-2 | CB 703 | 0.13314 | 0.13409 | 0 | 0
CB 704 | 704 | Tier-1 | 1.7538 | 0 | 1.7538 | 795-817AE | 795 | Tier-2 | CB 704 | 1.7538 | 8.1934 | 0 | 0
CB 706 | 706 | Tier-1 | 1.7864 | 0 | 1.7864 | 795-820 | 795 | Tier-1 | CB 706 | 1.7864 | 0.17008 | 0 | 0
CB 707 | 707 | Tier-1 | 0.76856 | 0 | 0.76856 | 796-45 | 796 | Tier-1 | CB 707 | 0.76856 | 2.6924 | 0.076705 | 0
CB 708 | 708 | Tier-1 | 0.78902 | 0 | 0.78902 | 797-29 | 797 | Tier-1 | CB 708 | 0.78902 | 0.29167 | 0 | 0
CB 71 | 71 | Tier-1 | 2.6269 | 0 | 2.6269 | 797-30F | 797 | Tier-1 | CB 71 | 2.6269 | 2.5992 | 0 | 0
CB 710 | 710 | Tier-1 | 0 | 0 | 0 | 81-193AE | 81 | Tier-1 | CB 710 | 0 | 0.97348 | 0 | 0
CB 711 | 711 | Tier-1 | 0 | 0 | 0 | 83-621 | 83 | Tier-1 | CB 711 | 0 | 2.208 | 0 | 0
423-34F | 423 | Tier-1 | 0 | 0 | 0 | 83-622F | 83 | Tier-1 | 423-34F | 0 | 0.1072 | 0 | 0
425-283 | 425 | Tier-1 | 0 | 0 | 0 | 830-620 | 830 | Tier-1 | 425-283 | 0 | 0 | 0 | 0
CB 714 | 714 | Tier-1 | 0 | 0 | 0 | 830-621F | 830 | Tier-1 | CB 714 | 0 | 2.4231 | 0 | 0
CB 715 | 715 | Tier-1 | 2.1417 | 0.12083 | 2.2625 | 831-1750F | 831 | Tier-2 | CB 715 | 2.1417 | 13.8841 | 2.6182 | 0.12083
CB 716 | 716 | Tier-1 | 0.23504 | 0 | 0.23504 | 831-63 | 831 | Tier-2 | CB 716 | 0.23504 | 3.14 | 0 | 0
CB 718 | 718 | Tier-1 | 1.4002 | 0 | 1.4002 | 831-65 | 831 | Tier-1 | CB 718 | 1.4002 | 2.3693 | 0 | 0
CB 719 | 719 | Tier-1 | 2.8085 | 0 | 2.8085 | 832-1060 | 832 | Tier-1 | CB 719 | 2.8085 | 5.9072 | 0 | 0
CB 72 | 72 | Tier-1 | 2.5597 | 0 | 2.5597 | 832-1061F | 832 | Tier-1 | CB 72 | 2.5597 | 1.7275 | 0 | 0
CB 723 | 723 | Tier-1 | 3.2864 | 0 | 3.2864 | 832-55 | 832 | Tier-1 | CB 723 | 3.2864 | 12.9682 | 0 | 0
425-284F | 425 | Tier-1 | 0 | 0 | 0 | 832-990 | 832 | Tier-1 | 425-284F | 0 | 0.0037879 | 0 | 0
427-230F | 427 | Tier-1 | 0 | 0 | 0 | 834-430F | 834 | Tier-1 | 427-230F | 0 | 0.016477 | 0 | 0
CB 727 | 727 | Tier-1 | 0 | 0 | 0 | 834-887AE | 834 | Tier-2 | CB 727 | 0 | 2.7763 | 0 | 0
CB 728 | 728 | Tier-1 | 0 | 0 | 0 | 835-35F | 835 | Tier-2 | CB 728 | 0 | 11.8924 | 2.6996 | 0
CB 729 | 729 | Tier-2 | 0 | 0 | 0 | 836-232 | 836 | Tier-1 | CB 729 | 0 | 19.125 | 0 | 0
428-40 | 428 | Tier-1 | 0 | 0 | 0 | 84-28 | 84 | Tier-1 | 428-40 | 0 | 0.018939 | 0 | 0
CB 730 | 730 | Tier-1 | 3.1398 | 0 | 3.1398 | 840-308F | 840 | Tier-2 | CB 730 | 3.1398 | 1.392 | 0 | 0
CB 731 | 731 | Tier-1 | 1.9447 | 0 | 1.9447 | 840-311 | 840 | Tier-2 | CB 731 | 1.9447 | 3.0441 | 0 | 0
CB 732 | 732 | Tier-1 | 9.8097 | 0 | 9.8097 | 843-26 | 843 | Tier-1 | CB 732 | 9.8097 | 4.5583 | 0 | 0
CB 733 | 733 | Tier-1 | 3.0017 | 0 | 3.0017 | 843-41F | 843 | Tier-2 | CB 733 | 3.0017 | 1.4703 | 0 | 0
CB 735 | 735 | Tier-1 | 0 | 0 | 0 | 847-2AE | 847 | Tier-1 | CB 735 | 0 | 1.8299 | 0 | 0
CB 736 | 736 | Tier-1 | 0 | 0 | 0 | 847-78F | 847 | Tier-1 | CB 736 | 0 | 2.0951 | 0 | 0
CB 737 | 737 | Tier-1 | 0 | 0 | 0 | 85-498F | 85 | Tier-1 | CB 737 | 0 | 2.3661 | 0 | 0
CB 738 | 738 | Tier-1 | 0.53655 | 0 | 0.53655 | 851-1531F | 851 | Tier-1 | CB 738 | 0.53655 | 3.2146 | 0 | 0
428-40F | 428 | Tier-1 | 0 | 0 | 0 | 851-1532 | 851 | Tier-1 | 428-40F | 0 | 0 | 0 | 0
CB 74 | 74 | Tier-1 | 3.6292 | 0 | 3.6292 | 851-38F | 851 | Tier-1 | CB 74 | 3.6292 | 3.1347 | 0 | 0
CB 740 | 740 | Tier-1 | 6.0491 | 0 | 6.0491 | 851-742 | 851 | Tier-1 | CB 740 | 6.0491 | 1.2619 | 0 | 0
CB 741 | 741 | Tier-1 | 0.75739 | 0 | 0.75739 | 852-716 | 852 | Tier-1 | CB 741 | 0.75739 | 1.6549 | 0 | 0
CB 742 | 742 | Tier-1 | 0 | 0 | 0 | 854-607F | 854 | Tier-1 | CB 742 | 0 | 1.7405 | 0 | 0
CB 743 | 743 | Tier-1 | 0 | 0 | 0 | 854-610 | 854 | Tier-1 | CB 743 | 0 | 4.1805 | 0 | 0
CB 744 | 744 | Tier-1 | 0 | 0 | 0 | 854-807 | 854 | Tier-1 | CB 744 | 0 | 1.4688 | 0 | 0
429-185 | 429 | Tier-1 | 0 | 0 | 0 | 855-44 | 855 | Tier-1 | 429-185 | 0 | 0.0066288 | 0 | 0
CB 746 | 746 | Tier-1 | 0 | 0 | 0 | 857-304F | 857 | Tier-1 | CB 746 | 0 | 3.8362 | 0 | 0
429-185F | 429 | Tier-1 | 0 | 0 | 0 | 857-57 | 857 | Tier-1 | 429-185F | 0 | 0 | 0 | 0
CB 748 | 748 | Tier-1 | 2.085 | 0 | 2.085 | 859-38 | 859 | Tier-1 | CB 748 | 2.085 | 1.4905 | 0 | 0
CB 749 | 749 | Tier-1 | 0 | 0 | 0 | 859-39F | 859 | Tier-1 | CB 749 | 0 | 3.1333 | 0 | 0
CB 75 | 75 | Tier-3 | 0.14545 | 0 | 0.14545 | 86-1055F | 86 | Tier-1 | CB 75 | 0.14545 | 8.3653 | 0 | 0
CB 750 | 750 | Tier-1 | 1.0979 | 0 | 1.0979 | 86-1058F | 86 | Tier-1 | CB 750 | 1.0979 | 1.0794 | 0 | 0
CB 751 | 751 | Tier-2 | 0 | 0 | 0 | 86-549 | 86 | Tier-1 | CB 751 | 0 | 27.8119 | 0 | 0
CB 752 | 752 | Tier-2 | 0 | 0 | 0 | 86-552F | 86 | Tier-1 | CB 752 | 0 | 12.8536 | 0 | 0
CB 753 | 753 | Tier-2 | 0 | 0 | 0 | 87-12 | 87 | Tier-1 | CB 753 | 0 | 4.7341 | 0 | 0
CB 754 | 754 | Tier-2 | 0 | 0 | 0 | 87-13 | 87 | Tier-1 | CB 754 | 0 | 6.8845 | 0 | 0
429-91AE | 429 | Tier-1 | 0 | 0 | 0 | 87-13F | 87 | Tier-1 | 429-91AE | 0 | 0.20492 | 0 | 0
434-681F | 434 | Tier-1 | 0 | 0 | 0 | 87-277F | 87 | Tier-1 | 434-681F | 0 | 0.46648 | 0 | 0
CB 757 | 757 | Tier-2 | 0 | 0 | 0 | 88-29 | 88 | Tier-1 | CB 757 | 0 | 7.9369 | 0 | 0
CB 759 | 759 | Tier-1 | 2.3076 | 0 | 2.3076 | 89-210F | 89 | Tier-1 | CB 759 | 2.3076 | 4.5193 | 0 | 0
CB 76 | 76 | Tier-1 | 0.53655 | 0 | 0.53655 | 89-211 | 89 | Tier-1 | CB 76 | 0.53655 | 3.4269 | 0 | 0
CB 760 | 760 | Tier-1 | 0 | 0 | 0 | 89-212 | 89 | Tier-1 | CB 760 | 0 | 2.6697 | 0 | 0
435-1340F | 435 | Tier-1 | 0 | 0 | 0 | 89-285 | 89 | Tier-1 | 435-1340F | 0 | 0.2714 | 0 | 0
CB 762 | 762 | Tier-1 | 0 | 0 | 0 | 89-287 | 89 | Tier-1 | CB 762 | 0 | 2.2598 | 0 | 0
CB 763 | 763 | Tier-1 | 0 | 0 | 0 | 89-287F | 89 | Tier-1 | CB 763 | 0 | 2.9566 | 0 | 0
436-1040 | 436 | Tier-2 | 0 | 0 | 0 | 89-288 | 89 | Tier-1 | 436-1040 | 0 | 0 | 0 | 0
436-334 | 436 | Tier-1 | 0 | 0 | 0 | 89-656 | 89 | Tier-1 | 436-334 | 0 | 0.018561 | 0 | 0
CB 766 | 766 | Tier-1 | 0 | 0 | 0 | 90-44AE | 90 | Tier-1 | CB 766 | 0 | 10.4042 | 0 | 0
44-1098F | 44 | Tier-1 | 0 | 0 | 0 | 900-1116F | 900 | Tier-1 | 44-1098F | 0 | 0.017045 | 0 | 0
CB 768 | 768 | Tier-1 | 0 | 0 | 0 | 900-1166F | 900 | Tier-1 | CB 768 | 0 | 5.282 | 0 | 0
CB 77 | 77 | Tier-1 | 9.6697 | 0 | 9.6697 | 900-904F | 900 | Tier-1 | CB 77 | 9.6697 | 6.0542 | 0 | 0
CB 770 | 770 | Tier-1 | 2.2405 | 0 | 2.2405 | 900-906 | 900 | Tier-1 | CB 770 | 2.2405 | 2.2875 | 0 | 0
CB 771 | 771 | Tier-1 | 3.1017 | 0 | 3.1017 | 907-1475 | 907 | Tier-3 | CB 771 | 3.1017 | 3.307 | 0 | 0
CB 772 | 772 | Tier-1 | 0.25341 | 0 | 0.25341 | 907-1562AE | 907 | Tier-3 | CB 772 | 0.25341 | 5.9557 | 0 | 0
CB 773 | 773 | Tier-2 | 0 | 0 | 0 | 907-1603 | 907 | Tier-3 | CB 773 | 0 | 4.8172 | 0 | 0
458-32F | 458 | Tier-1 | 0 | 0 | 0 | 907-1702R | 907 | Tier-3 | 458-32F | 0 | 0.043939 | 0 | 0
CB 775 | 775 | Tier-1 | 0.29205 | 0 | 0.29205 | 907-1716R | 907 | Tier-3 | CB 775 | 0.29205 | 3.022 | 0 | 0
CB 776 | 776 | Tier-2 | 2.6153 | 0 | 2.6153 | 908-2040 | 908 | Tier-2 | CB 776 | 2.6153 | 3.9248 | 0.065152 | 0
458-459F | 458 | Tier-1 | 0 | 0 | 0 | 908-2057F | 908 | Tier-3 | 458-459F | 0 | 0.84242 | 0 | 0
CB 779 | 779 | Tier-1 | 0 | 0 | 0 | 909-17R | 909 | Tier-2 | CB 779 | 0 | 9.5883 | 0 | 0
463-451 | 463 | Tier-1 | 0 | 0 | 0 | 91-6 | 91 | Tier-1 | 463-451 | 0 | 0.086364 | 0 | 0
CB 780 | 780 | Tier-1 | 3.3492 | 0 | 3.3492 | 910-950F | 910 | Tier-2 | CB 780 | 3.3492 | 6.6386 | 0 | 0
CB 781 | 781 | Tier-1 | 2.4184 | 0 | 2.4184 | 910-951F | 910 | Tier-2 | CB 781 | 2.4184 | 5.2256 | 0 | 0
CB 782 | 782 | Tier-1 | 0 | 0 | 0 | 912-408 | 912 | Tier-1 | CB 782 | 0 | 9.7104 | 0 | 0
CB 783 | 783 | Tier-1 | 1.3273 | 0 | 1.3273 | 912-409F | 912 | Tier-2 | CB 783 | 1.3273 | 7.0189 | 0 | 0
463-98 | 463 | Tier-1 | 0 | 0 | 0 | 913-14F | 913 | Tier-2 | 463-98 | 0 | 0.016288 | 0 | 0
CB 786 | 786 | Tier-1 | 0 | 0 | 0 | 913-15F | 913 | Tier-1 | CB 786 | 0 | 1.6076 | 0 | 0
CB 788 | 788 | Tier-2 | 15.5189 | 0 | 15.5189 | 915-17F | 915 | Tier-2 | CB 788 | 15.5189 | 9.9102 | 0 | 0
CB 789 | 789 | Tier-1 | 1.7212 | 0 | 1.7212 | 916-381 | 916 | Tier-2 | CB 789 | 1.7212 | 2.1114 | 0 | 0
464-28 | 464 | Tier-1 | 0 | 0 | 0 | 917-13 | 917 | Tier-1 | 464-28 | 0 | 0.0094697 | 0 | 0
CB 790 | 790 | Tier-2 | 1.2568 | 0 | 1.2568 | 92-618F | 92 | Tier-1 | CB 790 | 1.2568 | 9.61 | 0 | 0
CB 791 | 791 | Tier-1 | 2.4241 | 0 | 2.4241 | 92-619F | 92 | Tier-2 | CB 791 | 2.4241 | 2.2511 | 0 | 0
468-18 | 468 | Tier-1 | 0 | 0 | 0 | 920-823 | 920 | Tier-2 | 468-18 | 0 | 0.0056818 | 0 | 0
468-18F | 468 | Tier-1 | 0 | 0 | 0 | 921-800F | 921 | Tier-2 | 468-18F | 0 | 0 | 0 | 0
CB 794 | 794 | Tier-1 | 0 | 0 | 0 | 921-802F | 921 | Tier-1 | CB 794 | 0 | 11.0708 | 0 | 0
468-8 | 468 | Tier-1 | 0 | 0 | 0 | 921-827 | 921 | Tier-1 | 468-8 | 0 | 0.6822 | 0 | 0
CB 796 | 796 | Tier-2 | 0 | 0 | 0 | 922-1142F | 922 | Tier-1 | CB 796 | 0 | 12.0138 | 0 | 0
472-1023 | 472 | Tier-1 | 0 | 0 | 0 | 923-61F | 923 | Tier-1 | 472-1023 | 0 | 0 | 0 | 0
477-12 | 477 | Tier-1 | 0 | 0 | 0 | 925-203F | 925 | Tier-1 | 477-12 | 0 | 0.48523 | 0 | 0
CB 799 | 799 | Tier-2 | 1.1328 | 0 | 1.1328 | 925-218 | 925 | Tier-2 | CB 799 | 1.1328 | 13.4085 | 0 | 0
CB 80 | 80 | Tier-1 | 3.2981 | 0 | 3.2981 | 926-38 | 926 | Tier-1 | CB 80 | 3.2981 | 3.561 | 0 | 0
CB 81 | 81 | Tier-1 | 3.1667 | 0 | 3.1667 | 928-19 | 928 | Tier-2 | CB 81 | 3.1667 | 3.308 | 0 | 0
CB 821 | 821 | Tier-1 | 6.1278 | 6.2178 | 12.3456 | 928-39 | 928 | Tier-1 | CB 821 | 6.1278 | 23.0625 | 7.2917 | 6.2178
CB 83 | 83 | Tier-1 | 2.5254 | 0 | 2.5254 | 930-12 | 930 | Tier-1 | CB 83 | 2.5254 | 2.6201 | 0 | 0
CB 830 | 830 | Tier-1 | 0 | 0 | 0 | 931-484 | 931 | Tier-1 | CB 830 | 0 | 5.7386 | 0 | 0
CB 831 | 831 | Tier-1 | 0 | 0 | 0 | 931-485 | 931 | Tier-1 | CB 831 | 0 | 6.46 | 0 | 0
477-35F | 477 | Tier-1 | 0 | 0 | 0 | 932-15AE | 932 | Tier-2 | 477-35F | 0 | 0.0047348 | 0 | 0
CB 833 | 833 | Tier-1 | 0 | 0 | 0 | 935-462 | 935 | Tier-1 | CB 833 | 0 | 1.0259 | 0 | 0
CB 834 | 834 | Tier-1 | 0 | 0 | 0 | 936-188 | 936 | Tier-1 | CB 834 | 0 | 6.1049 | 0 | 0
CB 835 | 835 | Tier-2 | 0.41288 | 0 | 0.41288 | 936-450F | 936 | Tier-1 | CB 835 | 0.41288 | 7.1063 | 0 | 0
CB 836 | 836 | Tier-1 | 0 | 0 | 0 | 937-11 | 937 | Tier-1 | CB 836 | 0 | 10.2059 | 0 | 0
CB 84 | 84 | Tier-1 | 3.8148 | 0 | 3.8148 | 937-12AE | 937 | Tier-1 | CB 84 | 3.8148 | 1.9449 | 0 | 0
CB 840 | 840 | Tier-2 | 0 | 0 | 0 | 937-17 | 937 | Tier-2 | CB 840 | 0 | 5.9117 | 0 | 0
CB 841 | 841 | Tier-2 | 0 | 0 | 0 | 94-16F | 94 | Tier-1 | CB 841 | 0 | 4.1722 | 0 | 0
CB 842 | 842 | Tier-2 | 0 | 0 | 0 | 94-20 | 94 | Tier-1 | CB 842 | 0 | 14.7777 | 0 | 0
CB 843 | 843 | Tier-2 | 0 | 0 | 0 | 94-24F | 94 | Tier-2 | CB 843 | 0 | 2.2727 | 0 | 0
506-162 | 506 | Tier-1 | 0 | 0 | 0 | 940-392 | 940 | Tier-1 | 506-162 | 0 | 0.19432 | 0 | 0
521-1835 | 521 | Tier-3 | 0 | 0 | 0 | 941-33F | 941 | Tier-1 | 521-1835 | 0 | 0 | 0 | 0
CB 85 | 85 | Tier-1 | 4.4525 | 0 | 4.4525 | 942-47 | 942 | Tier-1 | CB 85 | 4.4525 | 2.7667 | 0 | 0
CB 850 | 850 | Tier-1 | 0 | 0 | 0 | 942-477F | 942 | Tier-1 | CB 850 | 0 | 11.7218 | 0 | 0
CB 851 | 851 | Tier-1 | 0.77311 | 0 | 0.77311 | 942-478 | 942 | Tier-1 | CB 851 | 0.77311 | 6.8769 | 0 | 0
CB 852 | 852 | Tier-1 | 0.13314 | 0 | 0.13314 | 944-296F | 944 | Tier-1 | CB 852 | 0.13314 | 17.8163 | 6.2623 | 0
CB 853 | 853 | Tier-1 | 0 | 0 | 0 | 945-21AE | 945 | Tier-1 | CB 853 | 0 | 7.1534 | 0 | 0
53-50 | 53 | Tier-1 | 0 | 0 | 0 | 95-35F | 95 | Tier-1 | 53-50 | 0 | 0.0045455 | 0 | 0
CB 855 | 855 | Tier-1 | 2.8652 | 0.6947 | 3.5598 | 950-273AE | 950 | Tier-1 | CB 855 | 2.8652 | 7.1636 | 2.1862 | 0.6947
CB 856 | 856 | Tier-1 | 0.72746 | 0 | 0.72746 | 951-393F | 951 | Tier-1 | CB 856 | 0.72746 | 9.4909 | 0 | 0
CB 857 | 857 | Tier-1 | 1.9165 | 0 | 1.9165 | 952-926 | 952 | Tier-1 | CB 857 | 1.9165 | 14.9114 | 0 | 0
CB 858 | 858 | Tier-1 | 0 | 0 | 0 | 952-939F | 952 | Tier-2 | CB 858 | 0 | 6.5426 | 0 | 0
CB 859 | 859 | Tier-1 | 0.2339 | 0 | 0.2339 | 953-218F | 953 | Tier-1 | CB 859 | 0.2339 | 2.7277 | 0 | 0
CB 86 | 86 | Tier-1 | 0.15114 | 0 | 0.15114 | 953-525 | 953 | Tier-1 | CB 86 | 0.15114 | 1.5191 | 0 | 0
CB 87 | 87 | Tier-1 | 3.3932 | 0 | 3.3932 | 953-526F | 953 | Tier-1 | CB 87 | 3.3932 | 2.5051 | 0 | 0
CB 88 | 88 | Tier-1 | 7.7116 | 0 | 7.7116 | 955-3 | 955 | Tier-1 | CB 88 | 7.7116 | 2.7515 | 0 | 0
CB 89 | 89 | Tier-1 | 0 | 0 | 0 | 956-397F | 956 | Tier-1 | CB 89 | 0 | 0.75379 | 0 | 0
CB 90 | 90 | Tier-1 | 0.018939 | 0 | 0.018939 | 958-22F | 958 | Tier-1 | CB 90 | 0.018939 | 1.932 | 0 | 0
CB 900 | 900 | Tier-1 | 0.042803 | 0 | 0.042803 | 959-10 | 959 | Tier-2 | CB 900 | 0.042803 | 10.2085 | 0 | 0
CB 901 | 901 | Tier-1 | 0 | 0 | 0 | 959-9F | 959 | Tier-2 | CB 901 | 0 | 4.6532 | 0 | 0
CB 902 | 902 | Tier-1 | 5.3165 | 0 | 5.3165 | 960-11F | 960 | Tier-2 | CB 902 | 5.3165 | 4.4337 | 0 | 0
CB 903 | 903 | Tier-1 | 0 | 0 | 0 | 960-13 | 960 | Tier-2 | CB 903 | 0 | 12.1517 | 0 | 0
CB 904 | 904 | Tier-1 | 0 | 0 | 0 | 961-244 | 961 | Tier-1 | CB 904 | 0 | 18.5369 | 0 | 0
537-10 | 537 | Tier-1 | 0 | 0 | 0 | 962-253 | 962 | Tier-2 | 537-10 | 0 | 0.013826 | 0 | 0
CB 907 | 907 | Tier-3 | 1.2258 | 0.14924 | 1.375 | 962-264F | 962 | Tier-2 | CB 907 | 1.2258 | 0.50038 | 0.053977 | 0.14924
55-477F | 55 | Tier-1 | 0 | 0 | 0 | 962-279 | 962 | Tier-1 | 55-477F | 0 | 0.11761 | 0 | 0
558-504 | 558 | Tier-1 | 0 | 0 | 0 | 962-280 | 962 | Tier-1 | 558-504 | 0 | 0.95341 | 0 | 0
CB 91 | 91 | Tier-2 | 2.5282 | 0 | 2.5282 | 963-26 | 963 | Tier-1 | CB 91 | 2.5282 | 5.2843 | 0 | 0
CB 910 | 910 | Tier-2 | 0 | 0 | 0 | 963-39 | 963 | Tier-1 | CB 910 | 0 | 15.6801 | 0 | 0
CB 911 | 911 | Tier-2 | 0.9375 | 0 | 0.9375 | 967-80F | 967 | Tier-1 | CB 911 | 0.9375 | 13.49 | 0 | 0
CB 912 | 912 | Tier-2 | 0 | 0 | 0 | 968-133 | 968 | Tier-2 | CB 912 | 0 | 11.3985 | 0 | 0
564-1922 | 564 | Tier-1 | 0 | 0 | 0 | 968-476F | 968 | Tier-2 | 564-1922 | 0 | 0.11023 | 0 | 0
CB 915 | 915 | Tier-2 | 0 | 0 | 0 | 968-478F | 968 | Tier-2 | CB 915 | 0 | 3.6648 | 0 | 0
565-248 | 565 | Tier-1 | 0 | 0 | 0 | 968-500 | 968 | Tier-2 | 565-248 | 0 | 0 | 0 | 0
CB 917 | 917 | Tier-2 | 0 | 0 | 0 | 968-501F | 968 | Tier-2 | CB 917 | 0 | 6.2064 | 0 | 0
CB 92 | 92 | Tier-1 | 2.0532 | 0 | 2.0532 | 969-222 | 969 | Tier-1 | CB 92 | 2.0532 | 0.60114 | 0 | 0
565-78 | 565 | Tier-1 | 0 | 0 | 0 | 969-224 | 969 | Tier-1 | 565-78 | 0 | 0.17273 | 0 | 0
CB 921 | 921 | Tier-1 | 0 | 0 | 0 | 969-232F | 969 | Tier-1 | CB 921 | 0 | 2.6311 | 0 | 0
CB 922 | 922 | Tier-1 | 0 | 0 | 0 | 971-29R | 971 | Tier-3 | CB 922 | 0 | 6.2451 | 0 | 0
CB 923 | 923 | Tier-1 | 0 | 0 | 0 | 971-383R | 971 | Tier-3 | CB 923 | 0 | 3.2038 | 0 | 0
CB 924 | 924 | Tier-1 | 0 | 0 | 0 | 972-1582R | 972 | Tier-3 | CB 924 | 0 | 2.7595 | 0 | 0
CB 925 | 925 | Tier-1 | 0 | 0 | 0 | 972-1585 | 972 | Tier-2 | CB 925 | 0 | 0.81799 | 0 | 0
566-132 | 566 | Tier-1 | 0 | 0 | 0 | 972-1588 | 972 | Tier-2 | 566-132 | 0 | 0.12727 | 0 | 0
CB 927 | 927 | Tier-1 | 0.60928 | 0 | 0.60928 | 972-1590F | 972 | Tier-3 | CB 927 | 0.60928 | 19.5941 | 0 | 0
CB 928 | 928 | Tier-2 | 3.6036 | 0 | 3.6036 | 972-1641 | 972 | Tier-2 | CB 928 | 3.6036 | 21.6962 | 0 | 0
CB 93 | 93 | Tier-1 | 3.9074 | 0 | 3.9074 | 972-1642 | 972 | Tier-2 | CB 93 | 3.9074 | 9.7809 | 0 | 0
CB 930 | 930 | Tier-1 | 0 | 0 | 0 | 973-531 | 973 | Tier-3 | CB 930 | 0 | 3.4667 | 0 | 0
CB 931 | 931 | Tier-1 | 0 | 0 | 0 | 973-626R | 973 | Tier-3 | CB 931 | 0 | 9.3616 | 0 | 0
CB 932 | 932 | Tier-2 | 0 | 0 | 0 | 974-18 | 974 | Tier-3 | CB 932 | 0 | 2.6672 | 0 | 0
CB 933 | 933 | Tier-1 | 0 | 0 | 0 | 975-22R | 975 | Tier-3 | CB 933 | 0 | 1.5648 | 0 | 0
576-200F | 576 | Tier-1 | 0 | 0 | 0 | 975-7 | 975 | Tier-3 | 576-200F | 0 | 0.011364 | 0 | 0
CB 935 | 935 | Tier-1 | 0 | 0 | 0 | 980-880F | 980 | Tier-2 | CB 935 | 0 | 1.7769 | 0 | 0
CB 936 | 936 | Tier-1 | 0 | 0 | 0 | 980-881F | 980 | Tier-1 | CB 936 | 0 | 3.3117 | 0 | 0
579-352F | 579 | Tier-1 | 0 | 0 | 0 | 981-1184 | 981 | Tier-1 | 579-352F | 0 | 0.0056818 | 0 | 0
CB 94 | 94 | Tier-1 | 2.247 | 0 | 2.247 | 982-753 | 982 | Tier-2 | CB 94 | 2.247 | 2.058 | 0 | 0
CB 940 | 940 | Tier-1 | 0 | 0 | 0 | 985-45 | 985 | Tier-1 | CB 940 | 0 | 13.7939 | 0 | 0
CB 941 | 941 | Tier-1 | 0 | 0 | 0 | 986-197F | 986 | Tier-2 | CB 941 | 0 | 3.7892 | 0 | 0
583-318F | 583 | Tier-1 | 2.2297 | 0 | 2.2297 | 986-199 | 986 | Tier-2 | 583-318F | 2.2297 | 0.41742 | 0 | 0
CB 943 | 943 | Tier-1 | 0 | 0 | 0 | 988-35 | 988 | Tier-2 | CB 943 | 0 | 13.2366 | 0 | 0
CB 944 | 944 | Tier-1 | 0 | 0 | 0 | 989-1AE | 989 | Tier-1 | CB 944 | 0 | 7.6557 | 0 | 0
CB 945 | 945 | Tier-1 | 0 | 0 | 0 | 990-7 | 990 | Tier-1 | CB 945 | 0 | 11.7879 | 0 | 0
CB 946 | 946 | Tier-1 | 5.5068 | 0 | 5.5068 | 990-714 | 990 | Tier-1 | CB 946 | 5.5068 | 3.0165 | 0 | 0
586-4 | 586 | Tier-1 | 0 | 0 | 0 | 991-380 | 991 | Tier-2 | 586-4 | 0 | 0.023674 | 0 | 0
CB 948 | 948 | Tier-1 | 7.9403 | 0 | 7.9403 | 991-383 | 991 | Tier-2 | CB 948 | 7.9403 | 1.111 | 0 | 0
CB 949 | 949 | Tier-1 | 8.1294 | 0 | 8.1294 | 991-4AE | 991 | Tier-2 | CB 949 | 8.1294 | 1.1458 | 0 | 0
CB 95 | 95 | Tier-1 | 0.94773 | 0 | 0.94773 | 992-3 | 992 | Tier-2 | CB 95 | 0.94773 | 1.615 | 0 | 0
CB 950 | 950 | Tier-1 | 0 | 0 | 0 | 992-577 | 992 | Tier-2 | CB 950 | 0 | 0.61136 | 0 | 0
CB 951 | 951 | Tier-1 | 0 | 0 | 0 | 993-1155F | 993 | Tier-1 | CB 951 | 0 | 1.2284 | 0 | 0
588-18AE | 588 | Tier-1 | 0 | 0 | 0 | 993-4 | 993 | Tier-2 | 588-18AE | 0 | 0.0096591 | 0 | 0
593-8 | 593 | Tier-1 | 0 | 0 | 0 | 995-10 | 995 | Tier-1 | 593-8 | 0 | 0.014205 | 0 | 0
595-1432 | 595 | Tier-1 | 0 | 0 | 0 | 995-12AE | 995 | Tier-1 | 595-1432 | 0 | 0 | 0 | 0
CB 955 | 955 | Tier-1 | 1.1538 | 0 | 1.1538 | CB 1021 | 1021 | Tier-3 | CB 955 | 1.1538 | 9.5754 | 0 | 0
CB 956 | 956 | Tier-1 | 0 | 0 | 0 | CB 1030 | 1030 | Tier-2 | CB 956 | 0 | 2.9848 | 0 | 0
CB 957 | 957 | Tier-1 | 0 | 0 | 0 | CB 105 | 105 | Tier-1 | CB 957 | 0 | 4.2831 | 0 | 0
CB 958 | 958 | Tier-1 | 0 | 0 | 0 | CB 106 | 106 | Tier-1 | CB 958 | 0 | 1.8455 | 0 | 0
CB 959 | 959 | Tier-2 | 0 | 0 | 0 | CB 1060 | 1060 | Tier-1 | CB 959 | 0 | 1.6089 | 0 | 0
CB 96 | 96 | Tier-1 | 0.78731 | 0 | 0.78731 | CB 1071 | 1071 | Tier-1 | CB 96 | 0.78731 | 6.1148 | 0 | 0
CB 960 | 960 | Tier-2 | 0 | 0 | 0 | CB 1072 | 1072 | Tier-1 | CB 960 | 0 | 8.397 | 0 | 0
CB 961 | 961 | Tier-1 | 0 | 0 | 0 | CB 1077 | 1077 | Tier-1 | CB 961 | 0 | 1.5064 | 0 | 0
598-659 | 598 | Tier-1 | 0 | 0 | 0 | CB 1082 | 1082 | Tier-1 | 598-659 | 0 | 0.050758 | 0 | 0
CB 963 | 963 | Tier-2 | 0 | 0 | 0 | CB 1102 | 1102 | Tier-2 | CB 963 | 0 | 2.6174 | 0 | 0
CB 966 | 966 | Tier-1 | 0.25966 | 0 | 0.25966 | CB 1105 | 1105 | Tier-2 | CB 966 | 0.25966 | 0.12386 | 0 | 0
CB 967 | 967 | Tier-1 | 0.4197 | 0 | 0.4197 | CB 113 | 113 | Tier-1 | CB 967 | 0.4197 | 0.40473 | 0 | 0
CB 968 | 968 | Tier-1 | 0.3036 | 0 | 0.3036 | CB 1131 | 1131 | Tier-1 | CB 968 | 0.3036 | 0.76098 | 0 | 0
CB 969 | 969 | Tier-1 | 0.40417 | 0 | 0.40417 | CB 1174 | 1174 | Tier-1 | CB 969 | 0.40417 | 1.5903 | 0 | 0
700-256F | 700 | Tier-1 | 0 | 0 | 0 | CB 1181 | 1181 | Tier-1 | 700-256F | 0 | 0.014015 | 0 | 0
701-739 | 701 | Tier-1 | 0 | 0 | 0 | CB 119 | 119 | Tier-1 | 701-739 | 0 | 0.12083 | 0 | 0
701-750 | 701 | Tier-1 | 0 | 0 | 0 | CB 1201 | 1201 | Tier-2 | 701-750 | 0 | 0 | 0 | 0
712-30 | 712 | Tier-1 | 0 | 0 | 0 | CB 1202 | 1202 | Tier-2 | 712-30 | 0 | 0.037689 | 0 | 0
714-551F | 714 | Tier-1 | 0 | 0 | 0 | CB 1221 | 1221 | Tier-1 | 714-551F | 0 | 0.065152 | 0 | 0
73-1160F | 73 | Tier-3 | 0 | 0 | 0 | CB 123 | 123 | Tier-1 | 73-1160F | 0 | 0.56799 | 0 | 0
CB 98 | 98 | Tier-1 | 0 | 0 | 0 | CB 1233 | 1233 | Tier-3 | CB 98 | 0 | 2.0792 | 0 | 0
CB 980 | 980 | Tier-2 | 1.8653 | 0 | 1.8653 | CB 124 | 124 | Tier-1 | CB 980 | 1.8653 | 8.9407 | 0 | 0
CB 981 | 981 | Tier-2 | 0.87121 | 0 | 0.87121 | CB 1247 | 1247 | Tier-2 | CB 981 | 0.87121 | 6.1701 | 0 | 0
CB 982 | 982 | Tier-2 | 0 | 0 | 0 | CB 1252 | 1252 | Tier-2 | CB 982 | 0 | 16.6773 | 0 | 0
738-1375F | 738 | Tier-1 | 0 | 0 | 0 | CB 127 | 127 | Tier-1 | 738-1375F | 0 | 0.28655 | 0 | 0
CB 984 | 984 | Tier-2 | 0 | 0 | 0 | CB 1286 | 1286 | Tier-1 | CB 984 | 0 | 0.98958 | 0 | 0
CB 985 | 985 | Tier-2 | 0 | 0 | 0 | CB 1297 | 1297 | Tier-1 | CB 985 | 0 | 5.4583 | 0 | 0
CB 986 | 986 | Tier-2 | 0 | 0 | 0 | CB 130 | 130 | Tier-1 | CB 986 | 0 | 3.0756 | 0 | 0
CB 987 | 987 | Tier-2 | 0 | 0 | 0 | CB 132 | 132 | Tier-1 | CB 987 | 0 | 24.3436 | 0 | 0
CB 988 | 988 | Tier-2 | 0 | 0 | 0 | CB 133 | 133 | Tier-1 | CB 988 | 0 | 7.3492 | 0 | 0
CB 989 | 989 | Tier-2 | 0 | 0 | 0 | CB 134 | 134 | Tier-1 | CB 989 | 0 | 16.6824 | 0 | 0
CB 99 | 99 | Tier-1 | 0 | 0 | 0 | CB 136 | 136 | Tier-1 | CB 99 | 0 | 1.3214 | 0 | 0
739-112F | 739 | Tier-1 | 0 | 0 | 0 | CB 1406 | 1406 | Tier-1 | 739-112F | 0 | 0.050758 | 0 | 0
CB 991 | 991 | Tier-2 | 0 | 0 | 0 | CB 1407 | 1407 | Tier-1 | CB 991 | 0 | 1.1767 | 0 | 0
739-113 | 739 | Tier-1 | 0 | 0 | 0 | CB 1414 | 1414 | Tier-2 | 739-113 | 0 | 0.39413 | 0 | 0
740-870F | 740 | Tier-1 | 0 | 0 | 0 | CB 1436 | 1436 | Tier-1 | 740-870F | 0 | 0.0625 | 0 | 0
CB 994 | 994 | Tier-2 | 0 | 0 | 0 | CB 1439 | 1439 | Tier-1 | CB 994 | 0 | 26.0733 | 0 | 0
CB 995 | 995 | Tier-2 | 0 | 0 | 0 | CB 1445 | 1445 | Tier-1 | CB 995 | 0 | 4.2634 | 0 | 0
745-41 | 745 | Tier-1 | 0 | 0 | 0 | CB 147 | 147 | Tier-1 | 745-41 | 0 | 0.052083 | 0 | 0
CB AD1 | AD1 | Tier-1 | 4.3337 | 0 | 4.3337 | CB 150 | 150 | Tier-1 | CB AD1 | 4.3337 | 2.7189 | 0 | 0
CB AD2 | AD2 | Tier-1 | 1.0195 | 0 | 1.0195 | CB 152 | 152 | Tier-1 | CB AD2 | 1.0195 | 1.1061 | 0 | 0
CB AD3 | AD3 | Tier-1 | 2.5362 | 0 | 2.5362 | CB 1525 | 1525 | Tier-2 | CB AD3 | 2.5362 | 0.81761 | 0 | 0
CB AG1 | AG1 | Tier-1 | 1.4655 | 0 | 1.4655 | CB 155 | 155 | Tier-1 | CB AG1 | 1.4655 | 0.18068 | 0 | 0
747-868 | 747 | Tier-1 | 0 | 0 | 0 | CB 156 | 156 | Tier-1 | 747-868 | 0 | 0 | 0 | 0
CB AM1 | AM1 | Tier-1 | 1.6941 | 0 | 1.6941 | CB 161 | 161 | Tier-1 | CB AM1 | 1.6941 | 0.82462 | 0 | 0
CB AM2 | AM2 | Tier-1 | 3.5258 | 0 | 3.5258 | CB 163 | 163 | Tier-1 | CB AM2 | 3.5258 | 0.28598 | 0 | 0
CB AM3 | AM3 | Tier-1 | 5.2059 | 0 | 5.2059 | CB 167 | 167 | Tier-1 | CB AM3 | 5.2059 | 0.45568 | 0 | 0
747-871 | 747 | Tier-1 | 0 | 0 | 0 | CB 180 | 180 | Tier-1 | 747-871 | 0 | 0.075758 | 0 | 0
CB BA2 | BA2 | Tier-1 | 2.4375 | 0 | 2.4375 | CB 181 | 181 | Tier-1 | CB BA2 | 2.4375 | 0.94242 | 0 | 0
CB BA3 | BA3 | Tier-1 | 3.653 | 0 | 3.653 | CB 186 | 186 | Tier-1 | CB BA3 | 3.653 | 0.37197 | 0 | 0
CB BF1 | BF1 | Tier-1 | 1.2157 | 0 | 1.2157 | CB 187 | 187 | Tier-1 | CB BF1 | 1.2157 | 0 | 0 | 0
75-2229 | 75 | Tier-3 | 0 | 0 | 0 | CB 188 | 188 | Tier-1 | 75-2229 | 0 | 0.0056818 | 0 | 0
CB BK1 | BK1 | Tier-1 | 2.3814 | 0 | 2.3814 | CB 189 | 189 | Tier-1 | CB BK1 | 2.3814 | 2.1477 | 0 | 0
CB BK2 | BK2 | Tier-1 | 0.83977 | 0 | 0.83977 | CB 190 | 190 | Tier-1 | CB BK2 | 0.83977 | 0.96553 | 0 | 0
CB BK4 | BK4 | Tier-1 | 1.2148 | 0 | 1.2148 | CB 204 | 204 | Tier-2 | CB BK4 | 1.2148 | 1.1434 | 0 | 0
CB BN1 | BN1 | Tier-1 | 5.5884 | 0 | 5.5884 | CB 207 | 207 | Tier-1 | CB BN1 | 5.5884 | 2.5117 | 0 | 0
CB BN2 | BN2 | Tier-1 | 7.0045 | 0 | 7.0045 | CB 209 | 209 | Tier-1 | CB BN2 | 7.0045 | 0.69413 | 0 | 0
CB BO1 | BO1 | Tier-1 | 0.93996 | 0 | 0.93996 | CB 210 | 210 | Tier-2 | CB BO1 | 0.93996 | 0.16705 | 0 | 0
CB BP1 | BP1 | Tier-1 | 0 | 0 | 0 | CB 212 | 212 | Tier-2 | CB BP1 | 0 | 0.93958 | 0 | 0
CB BRM1 | BRM1 | Tier-1 | 4.4813 | 0 | 4.4813 | CB 216 | 216 | Tier-3 | CB BRM1 | 4.4813 | 1.0807 | 0 | 0
CB BS1 | BS1 | Tier-1 | 0.089205 | 0 | 0.089205 | CB 217 | 217 | Tier-3 | CB BS1 | 0.089205 | 0.88352 | 0 | 0
CB BT1 | BT1 | Tier-1 | 0.61951 | 0 | 0.61951 | CB 222 | 222 | Tier-3 | CB BT1 | 0.61951 | 0.18788 | 0 | 0
761-245 | 761 | Tier-1 | 0 | 0 | 0 | CB 23 | 23 | Tier-1 | 761-245 | 0 | 0.038826 | 0 | 0
CB BY2 | BY2 | Tier-1 | 3.4652 | 0 | 3.4652 | CB 234 | 234 | Tier-2 | CB BY2 | 3.4652 | 1.1585 | 0 | 0
CB BY3 | BY3 | Tier-1 | 4.3703 | 0 | 4.3703 | CB 236 | 236 | Tier-2 | CB BY3 | 4.3703 | 1.0519 | 0 | 0
CB C14 | C14 | Tier-1 | 0 | 0 | 0 | CB 243 | 243 | Tier-2 | CB C14 | 0 | 0.69943 | 0 | 0
CB C17 | C17 | Tier-1 | 0 | 0 | 0 | CB 250 | 250 | Tier-1 | CB C17 | 0 | 3.3867 | 0 | 0
CB CA1 | CA1 | Tier-1 | 2.5502 | 0 | 2.5502 | CB 252 | 252 | Tier-1 | CB CA1 | 2.5502 | 0.13201 | 0 | 0
CB CA2 | CA2 | Tier-1 | 0.53201 | 0 | 0.53201 | CB 255 | 255 | Tier-1 | CB CA2 | 0.53201 | 0 | 0 | 0
CB CCB1 | CCB1 | Tier-1 | 0.10833 | 0 | 0.10833 | CB 265 | 265 | Tier-1 | CB CCB1 | 0.10833 | 3.1828 | 0 | 0
CB CD1 | CD1 | Tier-1 | 0.77159 | 0 | 0.77159 | CB 267 | 267 | Tier-1 | CB CD1 | 0.77159 | 2.1203 | 0 | 0
CB CD3 | CD3 | Tier-1 | 0.80549 | 0 | 0.80549 | CB 272 | 272 | Tier-1 | CB CD3 | 0.80549 | 1.2415 | 0 | 0
CB CD4 | CD4 | Tier-1 | 2.3991 | 0 | 2.3991 | CB 275 | 275 | Tier-1 | CB CD4 | 2.3991 | 0.36061 | 0 | 0
CB CE1 | CE1 | Tier-1 | 0 | 0 | 0 | CB 277 | 277 | Tier-1 | CB CE1 | 0 | 1.1994 | 0 | 0
CB CE2 | CE2 | Tier-1 | 0 | 0 | 0 | CB 286 | 286 | Tier-1 | CB CE2 | 0 | 1.1983 | 0 | 0
CB CE3 | CE3 | Tier-1 | 0 | 0 | 0 | CB 288 | 288 | Tier-1 | CB CE3 | 0 | 1.2152 | 0 | 0
CB CG1 | CG1 | Tier-1 | 5.1369 | 0 | 5.1369 | CB 289 | 289 | Tier-1 | CB CG1 | 5.1369 | 0.51723 | 0 | 0
CB CG2 | CG2 | Tier-1 | 5.7534 | 0 | 5.7534 | CB 30 | 30 | Tier-1 | CB CG2 | 5.7534 | 0.68845 | 0 | 0
771-384 | 771 | Tier-1 | 0 | 0 | 0 | CB 300 | 300 | Tier-2 | 771-384 | 0 | 0.11591 | 0 | 0
777-267F | 777 | Tier-1 | 0 | 0 | 0 | CB 302 | 302 | Tier-2 | 777-267F | 0 | 0.081439 | 0 | 0
CB CS1 | CS1 | Tier-1 | 3.2267 | 0 | 3.2267 | CB 307 | 307 | Tier-1 | CB CS1 | 3.2267 | 0.96383 | 0 | 0
CB CS2 | CS2 | Tier-1 | 3.8136 | 0 | 3.8136 | CB 308 | 308 | Tier-2 | CB CS2 | 3.8136 | 0.47689 | 0 | 0
CB CS3 | CS3 | Tier-1 | 4.9684 | 0 | 4.9684 | CB 314 | 314 | Tier-1 | CB CS3 | 4.9684 | 0.78958 | 0 | 0
CB CS4 | CS4 | Tier-1 | 3.8956 | 0 | 3.8956 | CB 324 | 324 | Tier-1 | CB CS4 | 3.8956 | 0.094129 | 0 | 0
785-11 | 785 | Tier-1 | 0 | 0 | 0 | CB 330 | 330 | Tier-2 | 785-11 | 0 | 0.1928 | 0 | 0
785-137 | 785 | Tier-1 | 0 | 0 | 0 | CB 331 | 331 | Tier-2 | 785-137 | 0 | 0.013258 | 0 | 0
CB DEA1 | DEA1 | Tier-1 | 0 | 0 | 0 | CB 34 | 34 | Tier-1 | CB DEA1 | 0 | 1.5314 | 0 | 0
785-137F | 785 | Tier-1 | 0 | 0 | 0 | CB 340 | 340 | Tier-1 | 785-137F | 0 | 0 | 0 | 0
792-1174F | 792 | Tier-1 | 0 | 0 | 0 | CB 341 | 341 | Tier-1 | 792-1174F | 0 | 0.08428 | 0 | 0
CB DM2 | DM2 | Tier-1 | 2.903 | 0 | 2.903 | CB 35 | 35 | Tier-1 | CB DM2 | 2.903 | 1.8121 | 0 | 0
CB DR1 | DR1 | Tier-1 | 2.7208 | 0 | 2.7208 | CB 351 | 351 | Tier-2 | CB DR1 | 2.7208 | 0.39508 | 0 | 0
CB DS1 | DS1 | Tier-1 | 0.85758 | 0 | 0.85758 | CB 354 | 354 | Tier-2 | CB DS1 | 0.85758 | 0.14545 | 0 | 0
83-623F | 83 | Tier-1 | 0 | 0 | 0 | CB 355 | 355 | Tier-2 | 83-623F | 0 | 0.050758 | 0 | 0
832-991F | 832 | Tier-1 | 0 | 0 | 0 | CB 364 | 364 | Tier-1 | 832-991F | 0 | 0.25606 | 0 | 0
854-805 | 854 | Tier-1 | 0 | 0 | 0 | CB 368 | 368 | Tier-1 | 854-805 | 0 | 0.030303 | 0 | 0
CB ELE1 | ELE1 | Tier-1 | 1.5678 | 0 | 1.5678 | CB 372 | 372 | Tier-1 | CB ELE1 | 1.5678 | 1.1116 | 0 | 0
CB ELS1 | ELS1 | Tier-1 | 0 | 0 | 0 | CB 377 | 377 | Tier-1 | CB ELS1 | 0 | 3.5663 | 0 | 0
CB EN1 | EN1 | Tier-1 | 5.1975 | 0 | 5.1975 | CB 381 | 381 | Tier-1 | CB EN1 | 5.1975 | 1.7597 | 0 | 0
CB EN2 | EN2 | Tier-1 | 3.9415 | 0 | 3.9415 | CB 382 | 382 | Tier-1 | CB EN2 | 3.9415 | 1.6638 | 0 | 0
CB EO1 | EO1 | Tier-1 | 4.0102 | 0 | 4.0102 | CB 39 | 39 | Tier-1 | CB EO1 | 4.0102 | 1.0809 | 0 | 0
CB EO2 | EO2 | Tier-1 | 3.486 | 0 | 3.486 | CB 394 | 394 | Tier-1 | CB EO2 | 3.486 | 1.6746 | 0 | 0
CB EO3 | EO3 | Tier-1 | 6.4453 | 0 | 6.4453 | CB 395 | 395 | Tier-1 | CB EO3 | 6.4453 | 0.38845 | 0 | 0
CB EOS1 | EOS1 | Tier-1 | 9.8562 | 0 | 9.8562 | CB 404 | 404 | Tier-1 | CB EOS1 | 9.8562 | 4.3028 | 0 | 0
CB EOS2 | EOS2 | Tier-1 | 8.2864 | 0 | 8.2864 | CB 405 | 405 | Tier-1 | CB EOS2 | 8.2864 | 1.8443 | 0 | 0
CB EOS3 | EOS3 | Tier-1 | 1.6695 | 0 | 1.6695 | CB 427 | 427 | Tier-1 | CB EOS3 | 1.6695 | 2.054 | 0 | 0
89-212 | 89 | Tier-1 | 0 | 0 | 0 | CB 43 | 43 | Tier-1 | 89-212 | 0 | 0.0075758 | 0 | 0
CB ES4 | ES4 | Tier-1 | 7.9788 | 0 | 7.9788 | CB 435 | 435 | Tier-1 | CB ES4 | 7.9788 | 0.45473 | 0 | 0
CB EV1 | EV1 | Tier-1 | 1.7066 | 0 | 1.7066 | CB 437 | 437 | Tier-1 | CB EV1 | 1.7066 | 0.081439 | 0 | 0
CB FB1 | FB1 | Tier-2 | 4.1775 | 0 | 4.1775 | CB 44 | 44 | Tier-1 | CB FB1 | 4.1775 | 2.2962 | 0 | 0
CB FB2 | FB2 | Tier-2 | 3.8712 | 0 | 3.8712 | CB 448 | 448 | Tier-3 | CB FB2 | 3.8712 | 2.4182 | 0 | 0
CB FL1 | FL1 | Tier-1 | 0.47102 | 0 | 0.47102 | CB 45 | 45 | Tier-1 | CB FL1 | 0.47102 | 0.064394 | 0 | 0
CB FM1 | FM1 | Tier-1 | 2.5763 | 0 | 2.5763 | CB 453 | 453 | Tier-1 | CB FM1 | 2.5763 | 1.7822 | 0 | 0
CB FM2 | FM2 | Tier-1 | 0.69792 | 0 | 0.69792 | CB 458 | 458 | Tier-1 | CB FM2 | 0.69792 | 4.1398 | 0 | 0
CB FM3 | FM3 | Tier-1 | 5.0519 | 0 | 5.0519 | CB 461 | 461 | Tier-2 | CB FM3 | 5.0519 | 0.6608 | 0 | 0
89-212F | 89 | Tier-1 | 0 | 0 | 0 | CB 463 | 463 | Tier-2 | 89-212F | 0 | 0 | 0 | 0
CB GA1 | GA1 | Tier-1 | 4.1068 | 0 | 4.1068 | CB 466 | 466 | Tier-1 | CB GA1 | 4.1068 | 0.064015 | 0 | 0
CB GA3 | GA3 | Tier-1 | 4.832 | 0 | 4.832 | CB 467 | 467 | Tier-1 | CB GA3 | 4.832 | 0.16212 | 0 | 0
CB GH1 | GH1 | Tier-1 | 1.1896 | 0 | 1.1896 | CB 468 | 468 | Tier-1 | CB GH1 | 1.1896 | 1.965 | 0 | 0
CB GH2 | GH2 | Tier-1 | 1.1775 | 0 | 1.1775 | CB 472 | 472 | Tier-1 | CB GH2 | 1.1775 | 2.4871 | 0 | 0
CB GH3 | GH3 | Tier-1 | 2.1027 | 0 | 2.1027 | CB 487 | 487 | Tier-1 | CB GH3 | 2.1027 | 2.1313 | 0 | 0
CB GM2 | GM2 | Tier-1 | 7.3591 | 0 | 7.3591 | CB 489 | 489 | Tier-1 | CB GM2 | 7.3591 | 0.5428 | 0 | 0
CB GN1 | GN1 | Tier-1 | 2.5777 | 0 | 2.5777 | CB 49 | 49 | Tier-1 | CB GN1 | 2.5777 | 2.0011 | 0 | 0
CB GS1 | GS1 | Tier-1 | 1.0934 | 0 | 1.0934 | CB 492 | 492 | Tier-1 | CB GS1 | 1.0934 | 0 | 0 | 0
CB HB5 | HB5 | Tier-1 | 0 | 0 | 0 | CB 494 | 494 | Tier-1 | CB HB5 | 0 | 1.4924 | 0 | 0
CB HC3 | HC3 | Tier-1 | 5.2521 | 0 | 5.2521 | CB 498 | 498 | Tier-1 | CB HC3 | 5.2521 | 2.4792 | 0 | 0
CB HC4 | HC4 | Tier-1 | 3.4989 | 0 | 3.4989 | CB 502 | 502 | Tier-2 | CB HC4 | 3.4989 | 0.12386 | 0 | 0
89-285 | 89 | Tier-1 | 0 | 0 | 0 | CB 503 | 503 | Tier-2 | 89-285 | 0 | 0.05322 | 0 | 0
CB HL1 | HL1 | Tier-1 | 4.4678 | 0 | 4.4678 | CB 504 | 504 | Tier-1 | CB HL1 | 4.4678 | 3.0593 | 0 | 0
CB HL3 | HL3 | Tier-1 | 3.5384 | 0 | 3.5384 | CB 509 | 509 | Tier-1 | CB HL3 | 3.5384 | 0.24697 | 0 | 0
CB HP1 | HP1 | Tier-1 | 8.4328 | 0 | 8.4328 | CB 513 | 513 | Tier-1 | CB HP1 | 8.4328 | 0.62538 | 0 | 0
CB HV1 | HV1 | Tier-1 | 0.60663 | 0 | 0.60663 | CB 518 | 518 | Tier-1 | CB HV1 | 0.60663 | 0.1089 | 0 | 0
905-3 | 905 | Tier-1 | 0 | 0 | 0 | CB 519 | 519 | Tier-1 | 905-3 | 0 | 0 | 0 | 0
CB IB1 | IB1 | Tier-1 | 1.3072 | 0 | 1.3072 | CB 523 | 523 | Tier-2 | CB IB1 | 1.3072 | 1.104 | 0 | 0
CB IB2 | IB2 | Tier-1 | 2.2201 | 0 | 2.2201 | CB 525 | 525 | Tier-1 | CB IB2 | 2.2201 | 0.32898 | 0 | 0
905-5 | 905 | Tier-1 | 0 | 0 | 0 | CB 528 | 528 | Tier-1 | 905-5 | 0 | 1.5494 | 0 | 0
CB JU1 | JU1 | Tier-3 | 2.4741 | 0.19318 | 2.6672 | CB 537 | 537 | Tier-2 | CB JU1 | 2.4741 | 0.51799 | 0.037879 | 0.19318
905-6 | 905 | Tier-1 | 0 | 0 | 0 | CB 538 | 538 | Tier-2 | 905-6 | 0 | 0 | 0 | 0
CB LA1 | LA1 | Tier-1 | 5.3807 | 0 | 5.3807 | CB 540 | 540 | Tier-2 | CB LA1 | 5.3807 | 0.27803 | 0 | 0
CB LA2 | LA2 | Tier-1 | 3.6203 | 0 | 3.6203 | CB 541 | 541 | Tier-2 | CB LA2 | 3.6203 | 0.53295 | 0 | 0
CB LA3 | LA3 | Tier-1 | 6.2475 | 0 | 6.2475 | CB 544 | 544 | Tier-2 | CB LA3 | 6.2475 | 0.32311 | 0 | 0
CB LD2 | LD2 | Tier-1 | 0 | 0 | 0 | CB 547 | 547 | Tier-1 | CB LD2 | 0 | 1.2445 | 0 | 0
CB LF1 | LF1 | Tier-1 | 0 | 0 | 0 | CB 55 | 55 | Tier-1 | CB LF1 | 0 | 3.6394 | 0 | 0
CB LJ3 | LJ3 | Tier-1 | 2.493 | 0 | 2.493 | CB 554 | 554 | Tier-1 | CB LJ3 | 2.493 | 0.87936 | 0 | 0
CB LJ4 | LJ4 | Tier-1 | 1.7816 | 0 | 1.7816 | CB 56 | 56 | Tier-1 | CB LJ4 | 1.7816 | 0.64072 | 0 | 0
905-8 | 905 | Tier-1 | 0 | 0 | 0 | CB 563 | 563 | Tier-1 | 905-8 | 0 | 0.16742 | 0 | 0
CB LM3 | LM3 | Tier-1 | 1.5623 | 0 | 1.5623 | CB 564 | 564 | Tier-1 | CB LM3 | 1.5623 | 0.92633 | 0 | 0
908-2057F | 908 | Tier-3 | 0 | 0 | 0 | CB 567 | 567 | Tier-1 | 908-2057F | 0 | 0.0056818 | 0 | 0
CB LR1 | LR1 | Tier-1 | 7.167 | 0 | 7.167 | CB 57 | 57 | Tier-1 | CB LR1 | 7.167 | 0.40814 | 0 | 0
CB LV2 | LV2 | Tier-1 | 4.4006 | 0 | 4.4006 | CB 575 | 575 | Tier-2 | CB LV2 | 4.4006 | 0.77746 | 0 | 0
CB MA1 | MA1 | Tier-1 | 5.4163 | 0 | 5.4163 | CB 577 | 577 | Tier-2 | CB MA1 | 5.4163 | 1.3044 | 0 | 0
CB MA2 | MA2 | Tier-1 | 1.7087 | 0 | 1.7087 | CB 58 | 58 | Tier-1 | CB MA2 | 1.7087 | 1.9108 | 0 | 0
CB MAG1 | MAG1 | Tier-1 | 0.49451 | 0 | 0.49451 | CB 582 | 582 | Tier-1 | CB MAG1 | 0.49451 | 1.7513 | 0 | 0
CB MF1 | MF1 | Tier-1 | 1.721 | 0 | 1.721 | CB 584 | 584 | Tier-1 | CB MF1 | 1.721 | 0.089773 | 0 | 0
CB MK1 | MK1 | Tier-1 | 2.9027 | 0 | 2.9027 | CB 59 | 59 | Tier-1 | CB MK1 | 2.9027 | 2.1797 | 0 | 0
CB MK2 | MK2 | Tier-1 | 3.3006 | 0 | 3.3006 | CB 590 | 590 | Tier-1 | CB MK2 | 3.3006 | 0.925 | 0 | 0
CB MM1 | MM1 | Tier-1 | 0 | 0 | 0 | CB 592 | 592 | Tier-2 | CB MM1 | 0 | 2.4157 | 0 | 0
CB MNR3 | MNR3 | Tier-1 | 2.4167 | 0 | 2.4167 | CB 593 | 593 | Tier-2 | CB MNR3 | 2.4167 | 0.37008 | 0 | 0
CB MO1 | MO1 | Tier-1 | 0 | 0 | 0 | CB 597 | 597 | Tier-2 | CB MO1 | 0 | 1.8466 | 0 | 0
909-17R | 909 | Tier-2 | 0 | 0 | 0 | CB 66 | 66 | Tier-1 | 909-17R | 0 | 0 | 0 | 0
CB MT1 | MT1 | Tier-1 | 3.1576 | 0 | 3.1576 | CB 69 | 69 | Tier-1 | CB MT1 | 3.1576 | 0.22027 | 0 | 0
CB MT3 | MT3 | Tier-1 | 1.8354 | 0 | 1.8354 | CB 703 | 703 | Tier-1 | CB MT3 | 1.8354 | 0.2178 | 0 | 0
CB MU1 | MU1 | Tier-1 | 1.7856 | 0 | 1.7856 | CB 711 | 711 | Tier-1 | CB MU1 | 1.7856 | 3.5119 | 0 | 0
CB MV1 | MV1 | Tier-1 | 3.1447 | 0 | 3.1447 | CB 712 | 712 | Tier-1 | CB MV1 | 3.1447 | 0.47462 | 0 | 0
CB MZ1 | MZ1 | Tier-1 | 0 | 0 | 0 | CB 714 | 714 | Tier-1 | CB MZ1 | 0 | 0.73902 | 0 | 0
CB NC3 | NC3 | Tier-1 | 0.7964 | 0 | 0.7964 | CB 715 | 715 | Tier-1 | CB NC3 | 0.7964 | 0.28617 | 0 | 0
CB NC4 | NC4 | Tier-1 | 3.0434 | 0 | 3.0434 | CB 716 | 716 | Tier-1 | CB NC4 | 3.0434 | 0.48333 | 0 | 0
CB NO1 | NO1 | Tier-1 | 0.070644 | 0 | 0.070644 | CB 718 | 718 | Tier-1 | CB NO1 | 0.070644 | 0.85114 | 0 | 0
CB NO2 | NO2 | Tier-1 | 4.0278 | 0 | 4.0278 | CB 723 | 723 | Tier-1 | CB NO2 | 4.0278 | 0.5947 | 0 | 0
CB NO3 | NO3 | Tier-1 | 1.5506 | 0 | 1.5506 | CB 726 | 726 | Tier-1 | CB NO3 | 1.5506 | 0.46894 | 0 | 0
909-847 | 909 | Tier-2 | 0 | 0 | 0 | CB 730 | 730 | Tier-1 | 909-847 | 0 | 0.013068 | 0 | 0
CB NTL1 | NTL1 | Tier-1 | 2.0235 | 0 | 2.0235 | CB 735 | 735 | Tier-1 | CB NTL1 | 2.0235 | 3.0411 | 0 | 0
CB NVS1 | NVS1 | Tier-2 | 5.9949 | 0 | 5.9949 | CB 739 | 739 | Tier-1 | CB NVS1 | 5.9949 | 5.3905 | 0 | 0
921-827 | 921 | Tier-1 | 0 | 0 | 0 | CB 75 | 75 | Tier-3 | 921-827 | 0 | 0 | 0 | 0
CB OH1 | OH1 | Tier-1 | 0.77746 | 0 | 0.77746 | CB 750 | 750 | Tier-1 | CB OH1 | 0.77746 | 0.030682 | 0 | 0
CB OK1 | OK1 | Tier-3 | 6.786 | 0 | 6.786 | CB 753 | 753 | Tier-2 | CB OK1 | 6.786 | 0.050758 | 0 | 0
CB OS1 | OS1 | Tier-1 | 3.3178 | 0 | 3.3178 | CB 755 | 755 | Tier-1 | CB OS1 | 3.3178 | 0.94015 | 0 | 0
CB OS4 | OS4 | Tier-1 | 1.239 | 0 | 1.239 | CB 757 | 757 | Tier-2 | CB OS4 | 1.239 | 0.1303 | 0 | 0
CB OS5 | OS5 | Tier-1 | 0.64924 | 0 | 0.64924 | CB 76 | 76 | Tier-1 | CB OS5 | 0.64924 | 0.29848 | 0 | 0
CB OT2 | OT2 | Tier-1 | 1.5801 | 0 | 1.5801 | CB 768 | 768 | Tier-1 | CB OT2 | 1.5801 | 0.61193 | 0 | 0
CB PB1 | PB1 | Tier-1 | 3.9428 | 0 | 3.9428 | CB 772 | 772 | Tier-1 | CB PB1 | 3.9428 | 0.060606 | 0 | 0
CB PB5 | PB5 | Tier-1 | 3.1453 | 0 | 3.1453 | CB 782 | 782 | Tier-1 | CB PB5 | 3.1453 | 0.76723 | 0 | 0
CB PE1 | PE1 | Tier-3 | 5.0331 | 0 | 5.0331 | CB 783 | 783 | Tier-1 | CB PE1 | 5.0331 | 0.28258 | 0 | 0
935-459 | 935 | Tier-1 | 0 | 0 | 0 | CB 786 | 786 | Tier-1 | 935-459 | 0 | 0.12235 | 0 | 0
CB PK1 | PK1 | Tier-1 | 0 | 0 | 0 | CB 790 | 790 | Tier-2 | CB PK1 | 0 | 1.6225 | 0 | 0
940-393 | 940 | Tier-1 | 0 | 0 | 0 | CB 796 | 796 | Tier-2 | 940-393 | 0 | 0.17955 | 0 | 0
CB PK3 | PK3 | Tier-1 | 0 | 0 | 0 | CB 799 | 799 | Tier-2 | CB PK3 | 0 | 1.011 | 0 | 0
942-470 | 942 | Tier-1 | 0 | 0 | 0 | CB 80 | 80 | Tier-1 | 942-470 | 0 | 0.30208 | 0 | 0
956-397F | 956 | Tier-1 | 0 | 0 | 0 | CB 831 | 831 | Tier-1 | 956-397F | 0 | 0.064394 | 0 | 0
CB PK6 | PK6 | Tier-1 | 0 | 0 | 0 | CB 833 | 833 | Tier-1 | CB PK6 | 0 | 0.4661 | 0 | 0
957-492 | 957 | Tier-1 | 0 | 0 | 0 | CB 851 | 851 | Tier-1 | 957-492 | 0 | 0.39167 | 0 | 0
CB PL2 | PL2 | Tier-1 | 4.4898 | 0 | 4.4898 | CB 852 | 852 | Tier-1 | CB PL2 | 4.4898 | 1.1426 | 0 | 0
CB PL4 | PL4 | Tier-1 | 4.8752 | 0 | 4.8752 | CB 854 | 854 | Tier-1 | CB PL4 | 4.8752 | 1.9339 | 0 | 0
CB PL6 | PL6 | Tier-1 | 5.4841 | 0 | 5.4841 | CB 86 | 86 | Tier-1 | CB PL6 | 5.4841 | 1.2083 | 0 | 0
CB PLS1 | PLS1 | Tier-1 | 0 | 0 | 0 | CB 902 | 902 | Tier-1 | CB PLS1 | 0 | 0.034091 | 0 | 0
96-1040F | 96 | Tier-1 | 0 | 0 | 0 | CB 903 | 903 | Tier-1 | 96-1040F | 0 | 0.27727 | 0 | 0
963-34 | 963 | Tier-1 | 0 | 0 | 0 | CB 907 | 907 | Tier-3 | 963-34 | 0 | 0.064394 | 0 | 0
CB QB1 | QB1 | Tier-1 | 0 | 0 | 0 | CB 91 | 91 | Tier-2 | CB QB1 | 0 | 2.2597 | 0 | 0
982-753 | 982 | Tier-2 | 0 | 0 | 0 | CB 913 | 913 | Tier-1 | 982-753 | 0 | 0 | 0 | 0
CB RA1 | RA1 | Tier-2 | 7.7369 | 0 | 7.7369 | CB 922 | 922 | Tier-1 | CB RA1 | 7.7369 | 1.2809 | 0 | 0
CB RA2 | RA2 | Tier-2 | 2.7417 | 0 | 2.7417 | CB 923 | 923 | Tier-1 | CB RA2 | 2.7417 | 0.072727 | 0 | 0
CB RA3 | RA3 | Tier-2 | 2.986 | 0 | 2.986 | CB 924 | 924 | Tier-1 | CB RA3 | 2.986 | 0.64413 | 0 | 0
993-4 | 993 | Tier-2 | 0 | 0 | 0 | CB 927 | 927 | Tier-1 | 993-4 | 0 | 0.0066288 | 0 | 0
CB 110 | 110 | Tier-1 | 0 | 0 | 0 | CB 933 | 933 | Tier-1 | CB 110 | 0 | 1.9326 | 0 | 0
CB RD1 | RD1 | Tier-1 | 1.6153 | 0 | 1.6153 | CB 934 | 934 | Tier-1 | CB RD1 | 1.6153 | 0.65398 | 0 | 0
CB RD2 | RD2 | Tier-1 | 4.5066 | 0 | 4.5066 | CB 940 | 940 | Tier-1 | CB RD2 | 4.5066 | 2.1708 | 0 | 0
CB 1130 | 1130 | Tier-1 | 0 | 0 | 0 | CB 944 | 944 | Tier-1 | CB 1130 | 0 | 0.54091 | 0 | 0
CB 1131 | 1131 | Tier-1 | 0 | 0 | 0 | CB 946 | 946 | Tier-1 | CB 1131 | 0 | 0.69356 | 0 | 0
CB RI1 | RI1 | Tier-1 | 1.8867 | 0 | 1.8867 | CB 95 | 95 | Tier-1 | CB RI1 | 1.8867 | 0.27121 | 0 | 0
CB RS1 | RS1 | Tier-1 | 0.70417 | 0 | 0.70417 | CB 958 | 958 | Tier-1 | CB RS1 | 0.70417 | 2.432 | 0 | 0
CB RV1 | RV1 | Tier-1 | 3.8898 | 0 | 3.8898 | CB 961 | 961 | Tier-1 | CB RV1 | 3.8898 | 1.8623 | 0 | 0
CB 1132 | 1132 | Tier-1 | 0 | 0 | 0 | CB 962 | 962 | Tier-1 | CB 1132 | 0 | 0.66742 | 0 | 0
CB RV3 | RV3 | Tier-1 | 0 | 0 | 0 | CB 969 | 969 | Tier-1 | CB RV3 | 0 | 3.6309 | 0 | 0
CB S1 | S1 | Tier-1 | 4.7525 | 0 | 4.7525 | CB 970 | 970 | Tier-2 | CB S1 | 4.7525 | 1.503 | 0 | 0
CB S2 | S2 | Tier-1 | 2.6053 | 0 | 2.6053 | CB 971 | 971 | Tier-2 | CB S2 | 2.6053 | 0.43428 | 0 | 0
CB 1133 | 1133 | Tier-1 | 0 | 0 | 0 | CB 981 | 981 | Tier-2 | CB 1133 | 0 | 0.53864 | 0 | 0
CB SC1 | SC1 | Tier-1 | 3.8216 | 0 | 3.8216 | CB 982 | 982 | Tier-2 | CB SC1 | 3.8216 | 0.34091 | 0 | 0
CB SC2 | SC2 | Tier-1 | 3.2174 | 0 | 3.2174 | CB 990 | 990 | Tier-2 | CB SC2 | 3.2174 | 0.083333 | 0 | 0
CB 1246 | 1246 | Tier-1 | 0 | 0 | 0 | CB AD2 | AD2 | Tier-1 | CB 1246 | 0 | 0 | 0 | 0
CB SE4 | SE4 | Tier-1 | 0.59621 | 0 | 0.59621 | CB AM3 | AM3 | Tier-1 | CB SE4 | 0.59621 | 0.070833 | 0 | 0
CB 1253 | 1253 | Tier-2 | 0 | 0 | 0 | CB BK2 | BK2 | Tier-1 | CB 1253 | 0 | 0.19659 | 0 | 0
CB SHC1 | SHC1 | Tier-1 | 0 | 0 | 0 | CB CD3 | CD3 | Tier-1 | CB SHC1 | 0 | 7.296 | 0 | 0
CB 1410 | 1410 | Tier-1 | 0 | 0 | 0 | CB CD4 | CD4 | Tier-1 | CB 1410 | 0 | 0.33504 | 0 | 0
CB 1443 | 1443 | Tier-1 | 0 | 0 | 0 | CB CG2 | CG2 | Tier-1 | CB 1443 | 0 | 0.37197 | 0 | 0
CB SLD1 | SLD1 | Tier-1 | 0.23712 | 0 | 0.23712 | CB DEA1 | DEA1 | Tier-1 | CB SLD1 | 0.23712 | 1.2095 | 0 | 0
CB SO1 | SO1 | Tier-1 | 0.99602 | 0 | 0.99602 | CB DM2 | DM2 | Tier-1 | CB SO1 | 0.99602 | 0.53598 | 0 | 0
CB SR1 | SR1 | Tier-1 | 5.2318 | 6.3127 | 11.5445 | CB DR1 | DR1 | Tier-1 | CB SR1 | 5.2318 | 1.4824 | 0.33258 | 6.3127
CB SR4 | SR4 | Tier-1 | 2.6242 | 0 | 2.6242 | CB DT1 | DT1 | Tier-1 | CB SR4 | 2.6242 | 0.64394 | 0 | 0
CB SSC1 | SSC1 | Tier-2 | 2.3161 | 0 | 2.3161 | CB EO1 | EO1 | Tier-1 | CB SSC1 | 2.3161 | 1.2924 | 0 | 0
CB SW1 | SW1 | Tier-1 | 0.73542 | 0 | 0.73542 | CB EOS2 | EOS2 | Tier-1 | CB SW1 | 0.73542 | 0.19678 | 0 | 0
CB SW2 | SW2 | Tier-1 | 2.7826 | 0 | 2.7826 | CB EOS3 | EOS3 | Tier-1 | CB SW2 | 2.7826 | 2.6063 | 0 | 0
CB SW3 | SW3 | Tier-1 | 4.0153 | 0 | 4.0153 | CB ES4 | ES4 | Tier-1 | CB SW3 | 4.0153 | 1.4858 | 0 | 0
CB 193 | 193 | Tier-2 | 0 | 0 | 0 | CB FRD1 | FRD1 | Tier-1 | CB 193 | 0 | 0.19659 | 0 | 0
CB 30 | 30 | Tier-1 | 0 | 0 | 0 | CB GA3 | GA3 | Tier-1 | CB 30 | 0 | 1.1261 | 0 | 0
CB 31 | 31 | Tier-1 | 0 | 0 | 0 | CB GH1 | GH1 | Tier-1 | CB 31 | 0 | 0.44545 | 0 | 0
CB TY1 | TY1 | Tier-1 | 0.15549 | 0 | 0.15549 | CB GH2 | GH2 | Tier-1 | CB TY1 | 0.15549 | 0.77443 | 0 | 0
CB 338 | 338 | Tier-1 | 0 | 0 | 0 | CB HC4 | HC4 | Tier-1 | CB 338 | 0 | 0 | 0 | 0
CB UP2 | UP2 | Tier-1 | 3.1402 | 0 | 3.1402 | CB HK1 | HK1 | Tier-1 | CB UP2 | 3.1402 | 0.54735 | 0 | 0
CB VDN1 | VDN1 | Tier-1 | 3.296 | 0 | 3.296 | CB HV1 | HV1 | Tier-1 | CB VDN1 | 3.296 | 2.7722 | 0 | 0
CB VO1 | VO1 | Tier-1 | 0.59981 | 0 | 0.59981 | CB IB2 | IB2 | Tier-1 | CB VO1 | 0.59981 | 0 | 0 | 0
CB VS1 | VS1 | Tier-1 | 4.9888 | 0 | 4.9888 | CB KR1 | KR1 | Tier-1 | CB VS1 | 4.9888 | 2.518 | 0 | 0
CB VS2 | VS2 | Tier-1 | 3.9511 | 0 | 3.9511 | CB LA1 | LA1 | Tier-1 | CB VS2 | 3.9511 | 3.9013 | 0 | 0
CB VS3 | VS3 | Tier-1 | 3.4445 | 0 | 3.4445 | CB LA3 | LA3 | Tier-1 | CB VS3 | 3.4445 | 3.3839 | 0 | 0
CB VS4 | VS4 | Tier-1 | 3.5098 | 0 | 3.5098 | CB LD2 | LD2 | Tier-1 | CB VS4 | 3.5098 | 2.7871 | 0 | 0
CB 339 | 339 | Tier-1 | 0 | 0 | 0 | CB LF1 | LF1 | Tier-1 | CB 339 | 0 | 0 | 0 | 0
CB 466 | 466 | Tier-1 | 0 | 0 | 0 | CB LJS1 | LJS1 | Tier-1 | CB 466 | 0 | 0.53617 | 0 | 0
CB WA1 | WA1 | Tier-1 | 3.9161 | 0 | 3.9161 | CB LM3 | LM3 | Tier-1 | CB WA1 | 3.9161 | 0.95 | 0 | 0
CB 47 | 47 | Tier-1 | 0 | 0 | 0 | CB MK1 | MK1 | Tier-1 | CB 47 | 0 | 0 | 0 | 0
CB WA3 | WA3 | Tier-1 | 6.1278 | 0 | 6.1278 | CB MK2 | MK2 | Tier-1 | CB WA3 | 6.1278 | 0.27765 | 0 | 0
CB WA4 | WA4 | Tier-1 | 3.9939 | 0 | 3.9939 | CB MU1 | MU1 | Tier-1 | CB WA4 | 3.9939 | 0.72633 | 0 | 0
CB WA5 | WA5 | Tier-1 | 7.8051 | 0 | 7.8051 | CB MV1 | MV1 | Tier-1 | CB WA5 | 7.8051 | 0.85265 | 0 | 0
CB WA6 | WA6 | Tier-1 | 6.7089 | 0 | 6.7089 | CB MZ1 | MZ1 | Tier-1 | CB WA6 | 6.7089 | 0.37064 | 0 | 0
CB WC2 | WC2 | Tier-3 | 0 | 0 | 0 | CB NC3 | NC3 | Tier-1 | CB WC2 | 0 | 0.049242 | 0 | 0
CB WT1 | WT1 | Tier-1 | 0.55492 | 0 | 0.55492 | CB NO3 | NO3 | Tier-1 | CB WT1 | 0.55492 | 0 | 0 | 0
CB WY1 | WY1 | Tier-1 | 0.1267 | 0 | 0.1267 | CB NT1 | NT1 | Tier-1 | CB WY1 | 0.1267 | 0 | 0 | 0
CB WY2 | WY2 | Tier-1 | 3.3271 | 0 | 3.3271 | CB OK1 | OK1 | Tier-3 | CB WY2 | 3.3271 | 0.14508 | 0 | 0
CB WY3 | WY3 | Tier-1 | 0.48163 | 0 | 0.48163 | CB OS5 | OS5 | Tier-1 | CB WY3 | 0.48163 | 0 | 0 | 0
CB 487 | 487 | Tier-1 | 0.046212 | 0 | 0.046212 | CB PK7 | PK7 | Tier-1 | CB 487 | 0.046212 | 0 | 0 | 0
CTL1-3R | CTL1 | Tier-3 | 3.9705 | 0 | 3.9705 | CB PLS1 | PLS1 | Tier-1 | CTL1-3R | 3.9705 | 1.7864 | 0 | 0
DM1-9R | DM1 | Tier-1 | 2.5695 | 0 | 2.5695 | CB RA1 | RA1 | Tier-2 | DM1-9R | 2.5695 | 1.2902 | 0 | 0
DV1-3R | DV1 | Tier-3 | 6.011 | 1.4326 | 7.4436 | CB RI1 | RI1 | Tier-1 | DV1-3R | 6.011 | 2.5142 | 0.48731 | 1.4326
CB 538 | 538 | Tier-2 | 0 | 0 | 0 | CB RS1 | RS1 | Tier-1 | CB 538 | 0 | 0.73617 | 0 | 0
NO1-287F | NO1 | Tier-1 | 0.92159 | 0 | 0.92159 | CB RV1 | RV1 | Tier-1 | NO1-287F | 0.92159 | 0.054167 | 0 | 0
CB 541 | 541 | Tier-2 | 0 | 0 | 0 | CB SC2 | SC2 | Tier-1 | CB 541 | 0 | 1.5231 | 0 | 0
NO1-289F | NO1 | Tier-1 | 1.3617 | 0 | 1.3617 | CB SEA1 | SEA1 | Tier-1 | NO1-289F | 1.3617 | 0.23258 | 0 | 0
CB 767 | 767 | Tier-1 | 0 | 0 | 0 | CB SLD1 | SLD1 | Tier-1 | CB 767 | 0 | 0.55568 | 0 | 0
RB1-427R | RB1 | Tier-3 | 9.2602 | 3.4347 | 12.6949 | CB SO1 | SO1 | Tier-1 | RB1-427R | 9.2602 | 0.40852 | 0.063447 | 3.4347
RB1-433R | RB1 | Tier-3 | 6.2241 | 0.14034 | 6.3644 | CB SR1 | SR1 | Tier-1 | RB1-433R | 6.2241 | 1.1636 | 0.10038 | 0.14034
CB 905 | 905 | Tier-1 | 0 | 0 | 0 | CB SW3 | SW3 | Tier-1 | CB 905 | 0 | 1.633 | 0 | 0
CB DT1 | DT1 | Tier-1 | 0 | 0 | 0 | CB SW4 | SW4 | Tier-1 | CB DT1 | 0 | 0.7017 | 0 | 0
CB SB1 | SB1 | Tier-1 | 0 | 0 | 0 | CB UP2 | UP2 | Tier-1 | CB SB1 | 0 | 0.020833 | 0 | 0
CB SCE | SCE | Tier-1 | 0 | 0 | 0 | CB VDN1 | VDN1 | Tier-1 | CB SCE | 0 | 0 | 0 | 0
RD4-126F | RD4 | Tier-1 | 0 | 0 | 0 | CB VO1 | VO1 | Tier-1 | RD4-126F | 0 | 0.49167 | 0 | 0
RD4-48F | RD4 | Tier-1 | 1.6619 | 0 | 1.6619 | CB VS3 | VS3 | Tier-1 | RD4-48F | 1.6619 | 0.33542 | 0 | 0
RD4-49F | RD4 | Tier-1 | 1.7614 | 0 | 1.7614 | CB VT1 | VT1 | Tier-1 | RD4-49F | 1.7614 | 0.85549 | 0 | 0
RD4-50F | RD4 | Tier-1 | 2.2144 | 0 | 2.2144 | DM1-9R | DM1 | Tier-1 | RD4-50F | 2.2144 | 0.38182 | 0 | 0
SEA1-384F | SEA1 | Tier-1 | 3.3998 | 0 | 3.3998 | RB1-433R | RB1 | Tier-3 | SEA1-384F | 3.3998 | 1.4403 | 0 | 0
TM1-10R | TM1 | Tier-3 | 2.9301 | 0.45985 | 3.39 | RD4-25 | RD4 | Tier-1 | TM1-10R | 2.9301 | 0.063636 | 0.096591 | 0.45985
UP1-10 | UP1 | Tier-1 | 4.0422 | 0 | 4.0422 | SEA1-384F | SEA1 | Tier-1 | UP1-10 | 4.0422 | 1.7994 | 0 | 0
RD4-27F | RD4 | Tier-1 | 0 | 0 | 0 | UP1-9 | UP1 | Tier-1 | RD4-27F | 0 | 0.11231 | 0 | 0
[6 empty] | 120-425 | 120 | Tier-1
[6 empty] | 390-842 | 390 | Tier-1
[6 empty] | 584-1160F | 584 | Tier-1
[6 empty] | 589-829 | 589 | Tier-1
[6 empty] | 63-1331R | 63 | Tier-1
[6 empty] | 66-1768R | 66 | Tier-1
[6 empty] | 718-502 | 718 | Tier-1
[6 empty] | 1234-732R | 1234 | Tier-2
[6 empty] | 311-1199F | 311 | Tier-2
[6 empty] | 470-1852 | 470 | Tier-2
[6 empty] | 908-2161R | 908 | Tier-2
[6 empty] | 972-1646 | 972 | Tier-2
[6 empty] | 221-1466 | 221 | Tier-3
[6 empty] | 356-1922R | 356 | Tier-3
[6 empty] | 441-614R | 441 | Tier-3
[6 empty] | 448-1225R | 448 | Tier-3
[6 empty] | 449-697R | 449 | Tier-3
[6 empty] | 78-804R | 78 | Tier-3
[6 empty] | 972-1645 | 972 | Tier-3
[6 empty] | CB 250 | 250 | Tier-1

## SUG&CCC_Lifecycle_cost
upstreamardfacilityid | CCC Avg. Annual Cost ($/mile-year) | SUG Avg. Annual Cost ($/mile-year) | feeder | back to index | upstreamardfacilityid | oh_miles | total_if_cc_cost_per_mile | total_if_ug_cost_per_mile | total_efd_per_mile | total_fcp_per_mile | avg_yearly_efd_cost_per_mile | avg_yearly_fcp_cost_per_mile | avg_yearly_if_cc_cost_per_mile | avg_yearly_if_ug_cost_per_mile | Last Updated: | 2025-05-05 | back to index
100-1122R | 35469.3577 | 5148.3592 | 100 | 0 | 100-1122R | 0.48712 | 1950814.6743 | 283159.7555 | 453.89 | 20323.4837 | 8.2525 | 369.5179 | 35469.3577 | 5148.3592
1001-1130R | 56227.3134 | 5155.197 | 1001 | 4 | 1001-1130R | 3.7047 | 3092502.2361 | 283535.8335 | 453.89 | 2672.256 | 8.2525 | 48.5865 | 56227.3134 | 5155.197
1001-1140R | 51750.1688 | 5301.077 | 1001 | 5 | 1001-1140R | 1.3659 | 2846259.2861 | 291559.2353 | 453.89 | 7247.9201 | 8.2525 | 131.7804 | 51750.1688 | 5301.077
1001-1231F | 69984.0224 | 6193.3355 | 1001 | 6 | 1001-1231F | 0.094697 | 3849121.2345 | 340633.452 | 453.89 | 104544 | 8.2525 | 1900.8 | 69984.0224 | 6193.3355
1001-1232F | 102123.8618 | 5291.366 | 1001 | 7 | 1001-1232F | 0.060606 | 5616812.4001 | 291025.13 | 453.89 | 163350 | 8.2525 | 2970 | 102123.8618 | 5291.366
1001-1814AE | 63177.7087 | 7496.4951 | 1001 | 8 | 1001-1814AE | 0.43788 | 3474773.9765 | 412307.2331 | 453.89 | 22608.9965 | 8.2525 | 411.0727 | 63177.7087 | 7496.4951
1001-1820F | 59524.9289 | 7656.1531 | 1001 | 9 | 1001-1820F | 6.5366 | 3273871.0893 | 421088.4207 | 453.89 | 1514.5597 | 8.2525 | 27.5374 | 59524.9289 | 7656.1531
1006-829F | 35560.4612 | 7288.3139 | 1006 | 13 | 1006-829F | 0.47178 | 1955825.3641 | 400857.2662 | 453.89 | 20984.3436 | 8.2525 | 381.5335 | 35560.4612 | 7288.3139
1021-1748F | 50821.7814 | 7547.4548 | 1021 | 33 | 1021-1748F | 17.8345 | 2795197.9775 | 415110.0136 | 453.89 | 555.1048 | 8.2525 | 10.0928 | 50821.7814 | 7547.4548
1021-1760R | 50474.7856 | 7605.3547 | 1021 | 35 | 1021-1760R | 2.9629 | 2776113.2098 | 418294.5067 | 453.89 | 3341.3449 | 8.2525 | 60.7517 | 50474.7856 | 7605.3547
1021-25R | 45006.9373 | 7461.5948 | 1021 | 36 | 1021-25R | 6.9741 | 2475381.5494 | 410387.7126 | 453.89 | 1419.5476 | 8.2525 | 25.81 | 45006.9373 | 7461.5948
1021-855 | 48127.4978 | 7486.2889 | 1021 | 37 | 1021-855 | 2.9134 | 2647012.3773 | 411745.8868 | 453.89 | 3398.0368 | 8.2525 | 61.7825 | 48127.4978 | 7486.2889
1021-883R | 52204.7292 | 7566.3324 | 1021 | 38 | 1021-883R | 0.68239 | 2871260.1069 | 416148.2833 | 453.89 | 14507.9101 | 8.2525 | 263.7802 | 52204.7292 | 7566.3324
1021-92 | 44481.7548 | 7475.8492 | 1021 | 39 | 1021-92 | 0.46837 | 2446496.5152 | 411171.7074 | 453.89 | 21137.0805 | 8.2525 | 384.3106 | 44481.7548 | 7475.8492
1022-17F | 50391.2246 | 7505.7997 | 1022 | 40 | 1022-17F | 4.5506 | 2771517.3545 | 412818.984 | 453.89 | 2175.5525 | 8.2525 | 39.5555 | 50391.2246 | 7505.7997
1022-26R | 47190.5188 | 7561.9939 | 1022 | 41 | 1022-26R | 0.4017 | 2595478.5316 | 415909.6672 | 453.89 | 24644.9788 | 8.2525 | 448.0905 | 47190.5188 | 7561.9939
1022-322R | 44801.9074 | 7489.5472 | 1022 | 42 | 1022-322R | 3.6661 | 2464104.9086 | 411925.0952 | 453.89 | 2700.4185 | 8.2525 | 49.0985 | 44801.9074 | 7489.5472
1023-200R | 37804.7848 | 7452.4021 | 1023 | 43 | 1023-200R | 3.7112 | 2079263.1624 | 409882.1159 | 453.89 | 2667.6193 | 8.2525 | 48.5022 | 37804.7848 | 7452.4021
1023-46AE | 48203.8281 | 7548.4719 | 1023 | 44 | 1023-46AE | 17.1742 | 2651210.5476 | 415165.9568 | 453.89 | 576.4446 | 8.2525 | 10.4808 | 48203.8281 | 7548.4719
1023-48R | 43131.0506 | 7462.4936 | 1023 | 45 | 1023-48R | 14.9381 | 2372207.7804 | 410437.1484 | 453.89 | 662.7363 | 8.2525 | 12.0498 | 43131.0506 | 7462.4936
1023-89R | 46285.7275 | 7510.5217 | 1023 | 46 | 1023-89R | 3.6216 | 2545715.0141 | 413078.6916 | 453.89 | 2733.6053 | 8.2525 | 49.7019 | 46285.7275 | 7510.5217
1030-1728R | 41685.0656 | 7507.2913 | 1030 | 50 | 1030-1728R | 2.6777 | 2292678.6066 | 412901.0199 | 453.89 | 3697.2698 | 8.2525 | 67.2231 | 41685.0656 | 7507.2913
1030-1777 | 44653.4349 | 7540.9933 | 1030 | 55 | 1030-1777 | 5.7576 | 2455938.9189 | 414754.6312 | 453.89 | 1719.4737 | 8.2525 | 31.2632 | 44653.4349 | 7540.9933
1030-1823F | 45694.484 | 7428.0171 | 1030 | 56 | 1030-1823F | 0.91591 | 2513196.618 | 408540.9408 | 453.89 | 10808.933 | 8.2525 | 196.5261 | 45694.484 | 7428.0171
1030-18R | 39555.5076 | 7468.9292 | 1030 | 60 | 1030-18R | 3.4777 | 2175552.9191 | 410791.1067 | 453.89 | 2846.7487 | 8.2525 | 51.7591 | 39555.5076 | 7468.9292
1030-20R | 42008.5204 | 7452.7253 | 1030 | 62 | 1030-20R | 15.7169 | 2310468.6197 | 409899.893 | 453.89 | 629.897 | 8.2525 | 11.4527 | 42008.5204 | 7452.7253
1030-42R | 46963.9985 | 7503.8783 | 1030 | 63 | 1030-42R | 16.74 | 2583019.9173 | 412713.306 | 453.89 | 591.3992 | 8.2525 | 10.7527 | 46963.9985 | 7503.8783
1030-989R | 37334.4124 | 7428.1874 | 1030 | 64 | 1030-989R | 19.582 | 2053392.6812 | 408550.3078 | 453.89 | 505.5661 | 8.2525 | 9.1921 | 37334.4124 | 7428.1874
1039-13 | 57820.5094 | 7667.4672 | 1039 | 65 | 1039-13 | 13.3375 | 3180128.0186 | 421710.697 | 453.89 | 742.268 | 8.2525 | 13.4958 | 57820.5094 | 7667.4672
1047-35F | 43802.0172 | 5825.621 | 1047 | 72 | 1047-35F | 0.87538 | 2409110.9468 | 320409.1538 | 453.89 | 11309.3899 | 8.2525 | 205.6253 | 43802.0172 | 5825.621
1047-36F | 46905.2318 | 5178.1923 | 1047 | 73 | 1047-36F | 3.5644 | 2579787.7516 | 284800.575 | 453.89 | 2777.4708 | 8.2525 | 50.4995 | 46905.2318 | 5178.1923
1049-3F | 46461.4837 | 5380.3879 | 1049 | 79 | 1049-3F | 3.5225 | 2555381.6048 | 295921.3364 | 453.89 | 2810.4737 | 8.2525 | 51.0995 | 46461.4837 | 5380.3879
1049-4F | 43355.7762 | 5286.1094 | 1049 | 80 | 1049-4F | 1.2631 | 2384567.6901 | 290736.0151 | 453.89 | 7838.0567 | 8.2525 | 142.5101 | 43355.7762 | 5286.1094
1049-7F | 42403.7314 | 5175.417 | 1049 | 82 | 1049-7F | 1.8814 | 2332205.2248 | 284647.9377 | 453.89 | 5261.9287 | 8.2525 | 95.6714 | 42403.7314 | 5175.417
105-239F | 27097.2848 | 5731.3365 | 105 | 85 | 105-239F | 0.26155 | 1490350.6659 | 315223.5064 | 453.89 | 37850.8327 | 8.2525 | 688.197 | 27097.2848 | 5731.3365
1071-226F | 38052.4404 | 7036.4948 | 1071 | 106 | 1071-226F | 0.36818 | 2092884.2237 | 387007.2148 | 453.89 | 26888.8889 | 8.2525 | 488.8889 | 38052.4404 | 7036.4948
1072-6 | 19806.9299 | 10632.4237 | 1072 | 114 | 1072-6 | 0.23504 | 1089381.1457 | 584783.3012 | 453.89 | 42120.8703 | 8.2525 | 765.834 | 19806.9299 | 10632.4237
1073-480 | 26422.8693 | 7066.4665 | 1073 | 116 | 1073-480 | 0.27083 | 1453257.8106 | 388655.6554 | 453.89 | 36553.8462 | 8.2525 | 664.6154 | 26422.8693 | 7066.4665
1073-872F | 44206.03 | 7570.8665 | 1073 | 117 | 1073-872F | 0.60246 | 2431331.6487 | 416397.658 | 453.89 | 16432.5684 | 8.2525 | 298.774 | 44206.03 | 7570.8665
1073-874F | 30741.3504 | 5386.256 | 1073 | 118 | 1073-874F | 1.3129 | 1690774.2717 | 296244.0777 | 453.89 | 7540.6809 | 8.2525 | 137.1033 | 30741.3504 | 5386.256
1073-886F | 84104.5458 | 9267.247 | 1073 | 119 | 1073-886F | 0.11231 | 4625750.0217 | 509698.5856 | 453.89 | 88148.398 | 8.2525 | 1602.6981 | 84104.5458 | 9267.247
1073-887F | 81076.115 | 9835.0123 | 1073 | 120 | 1073-887F | 0.049053 | 4459186.3227 | 540925.6745 | 453.89 | 201822.3938 | 8.2525 | 3669.4981 | 81076.115 | 9835.0123
1076-37F | 39116.7526 | 5173.7901 | 1076 | 126 | 1076-37F | 5.8316 | 2151421.3905 | 284558.4531 | 453.89 | 1697.6389 | 8.2525 | 30.8662 | 39116.7526 | 5173.7901
1077-8R | 33452.8013 | 5201.164 | 1077 | 127 | 1077-8R | 2.1443 | 1839904.0713 | 286064.0203 | 453.89 | 4616.8521 | 8.2525 | 83.9428 | 33452.8013 | 5201.164
1079-9 | 33271.5561 | 5197.0874 | 1079 | 129 | 1079-9 | 6.0597 | 1829935.5874 | 285839.8071 | 453.89 | 1633.7553 | 8.2525 | 29.7046 | 33271.5561 | 5197.0874
1081-11 | 32195.3465 | 4945.7795 | 1081 | 132 | 1081-11 | 7.7201 | 1770744.0549 | 272017.8738 | 453.89 | 1282.3708 | 8.2525 | 23.3158 | 32195.3465 | 4945.7795
1081-38AE | 68516.9964 | 5516.7955 | 1081 | 133 | 1081-38AE | 1.1752 | 3768434.802 | 303423.7504 | 453.89 | 8424.1741 | 8.2525 | 153.1668 | 68516.9964 | 5516.7955
1081-666F | 42346.1217 | 4962.3075 | 1081 | 134 | 1081-666F | 5.8769 | 2329036.6914 | 272926.9151 | 453.89 | 1684.5633 | 8.2525 | 30.6284 | 42346.1217 | 4962.3075
1081-668F | 42909.1801 | 5293.38 | 1081 | 135 | 1081-668F | 0.9 | 2360004.9056 | 291135.9 | 453.89 | 11000 | 8.2525 | 200 | 42909.1801 | 5293.38
1090-1734 | 32516.9046 | 7652.2325 | 1090 | 147 | 1090-1734 | 2.0241 | 1788429.7525 | 420872.7881 | 453.89 | 4891.1762 | 8.2525 | 88.9305 | 32516.9046 | 7652.2325
1090-636R | 26321.5667 | 7348.1479 | 1090 | 148 | 1090-636R | 8.0809 | 1447686.1661 | 404148.1324 | 453.89 | 1225.1154 | 8.2525 | 22.2748 | 26321.5667 | 7348.1479
1090-639R | 24361.6802 | 7375.6864 | 1090 | 149 | 1090-639R | 4.261 | 1339892.4131 | 405662.754 | 453.89 | 2323.4065 | 8.2525 | 42.2438 | 24361.6802 | 7375.6864
1090-70F | 62842.9887 | 8784.314 | 1090 | 152 | 1090-70F | 0.42936 | 3456364.38 | 483137.2713 | 453.89 | 23057.7856 | 8.2525 | 419.2325 | 62842.9887 | 8784.314
1090-73F | 48936.522 | 7563.9705 | 1090 | 153 | 1090-73F | 8.9759 | 2691508.7094 | 416018.3779 | 453.89 | 1102.9477 | 8.2525 | 20.0536 | 48936.522 | 7563.9705
1090-74F | 53859.357 | 7594.3272 | 1090 | 154 | 1090-74F | 8.54 | 2962264.6335 | 417687.9972 | 453.89 | 1159.2557 | 8.2525 | 21.0774 | 53859.357 | 7594.3272
1094-35F | 49805.1976 | 7545.912 | 1094 | 157 | 1094-35F | 5.1366 | 2739285.8688 | 415025.1589 | 453.89 | 1927.3626 | 8.2525 | 35.043 | 49805.1976 | 7545.912
1094-7 | 53833.7411 | 7538.0135 | 1094 | 158 | 1094-7 | 1.703 | 2960855.7614 | 414590.7413 | 453.89 | 5813.1673 | 8.2525 | 105.694 | 53833.7411 | 7538.0135
1094-8AE | 26641.1134 | 4925.7979 | 1094 | 159 | 1094-8AE | 0.30739 | 1465261.2397 | 270918.8821 | 453.89 | 32207.024 | 8.2525 | 585.5823 | 26641.1134 | 4925.7979
1100-1168F | 37036.5769 | 7440.0878 | 1100 | 164 | 1100-1168F | 0.18447 | 2037011.727 | 409204.8277 | 453.89 | 53667.3511 | 8.2525 | 975.77 | 37036.5769 | 7440.0878
1100-1172R | 26543.7256 | 7339.4386 | 1100 | 166 | 1100-1172R | 2.2354 | 1459904.9096 | 403669.1209 | 453.89 | 4428.7046 | 8.2525 | 80.5219 | 26543.7256 | 7339.4386
1103-13AE | 79612.918 | 9654.2899 | 1103 | 174 | 1103-13AE | 0.27027 | 4378710.4896 | 530985.9442 | 453.89 | 36630.6938 | 8.2525 | 666.0126 | 79612.918 | 9654.2899
1105-1479 | 25671.1987 | 7318.1019 | 1105 | 176 | 1105-1479 | 3.4339 | 1411915.9297 | 402495.6036 | 453.89 | 2883.018 | 8.2525 | 52.4185 | 25671.1987 | 7318.1019
1105-1483 | 101301.6593 | 8069.3681 | 1105 | 179 | 1105-1483 | 0.32386 | 5571591.263 | 443815.2452 | 453.89 | 30568.4211 | 8.2525 | 555.7895 | 101301.6593 | 8069.3681
1117-1121F | 64301.2008 | 14983.3175 | 1117 | 188 | 1117-1121F | 0.1697 | 3536566.0413 | 824082.4625 | 453.89 | 58339.2857 | 8.2525 | 1060.7143 | 64301.2008 | 14983.3175
1118-1718F | 48496.0812 | 7475.6146 | 1118 | 189 | 1118-1718F | 0.77121 | 2667284.4679 | 411158.8028 | 453.89 | 12836.9352 | 8.2525 | 233.3988 | 48496.0812 | 7475.6146
1119-6F | 57340.7092 | 6853.0017 | 1119 | 193 | 1119-6F | 0.61648 | 3153739.0074 | 376915.0953 | 453.89 | 16058.9862 | 8.2525 | 291.9816 | 57340.7092 | 6853.0017
1119-9F | 57895.6975 | 6027.6754 | 1119 | 194 | 1119-9F | 1.1527 | 3184263.3616 | 331522.1484 | 453.89 | 8588.8925 | 8.2525 | 156.1617 | 57895.6975 | 6027.6754
1138-6R | 63797.0075 | 7603.6751 | 1138 | 201 | 1138-6R | 13.7655 | 3508835.4141 | 418202.1315 | 453.89 | 719.1877 | 8.2525 | 13.0761 | 63797.0075 | 7603.6751
1139-4F | 37092.1887 | 5356.9094 | 1139 | 202 | 1139-4F | 1.9451 | 2040070.3801 | 294630.0169 | 453.89 | 5089.776 | 8.2525 | 92.5414 | 37092.1887 | 5356.9094
1139-5 | 37539.3866 | 6206.3818 | 1139 | 203 | 1139-5 | 0.39034 | 2064666.2603 | 341351.0009 | 453.89 | 25362.4454 | 8.2525 | 461.1354 | 37539.3866 | 6206.3818
114-18AE | 34096.3884 | 5055.0048 | 114 | 204 | 114-18AE | 4.008 | 1875301.3612 | 278025.2663 | 453.89 | 2470.0879 | 8.2525 | 44.9107 | 34096.3884 | 5055.0048
114-48 | 25642.0583 | 4919.5055 | 114 | 205 | 114-48 | 6.0661 | 1410313.2071 | 270572.8018 | 453.89 | 1632.021 | 8.2525 | 29.6731 | 25642.0583 | 4919.5055
1140-8F | 46710.283 | 5305.094 | 1140 | 210 | 1140-8F | 0.45455 | 2569065.5657 | 291780.17 | 453.89 | 21780 | 8.2525 | 396 | 46710.283 | 5305.094
116-12R | 45991.9596 | 5162.2307 | 116 | 222 | 116-12R | 1.6347 | 2529557.7801 | 283922.6861 | 453.89 | 6056.3087 | 8.2525 | 110.1147 | 45991.9596 | 5162.2307
116-31F | 48746.048 | 5831.1522 | 116 | 223 | 116-31F | 1.0309 | 2681032.6386 | 320713.3728 | 453.89 | 9603.5275 | 8.2525 | 174.6096 | 48746.048 | 5831.1522
1161-74 | 81161.3785 | 5356.7318 | 1161 | 236 | 1161-74 | 0.043561 | 4463875.8171 | 294620.2504 | 453.89 | 227269.5652 | 8.2525 | 4132.1739 | 81161.3785 | 5356.7318
1162-324R | 29010.3791 | 7466.9733 | 1162 | 238 | 1162-324R | 2.7439 | 1595570.8519 | 410683.532 | 453.89 | 3607.9514 | 8.2525 | 65.5991 | 29010.3791 | 7466.9733
1162-329R | 25075.3132 | 7325.0328 | 1162 | 239 | 1162-329R | 3.3758 | 1379142.2254 | 402876.8061 | 453.89 | 2932.675 | 8.2525 | 53.3214 | 25075.3132 | 7325.0328
1162-363 | 34497.3726 | 7433.7821 | 1162 | 240 | 1162-363 | 1.6146 | 1897355.4953 | 408858.016 | 453.89 | 6131.6129 | 8.2525 | 111.4839 | 34497.3726 | 7433.7821
1166-15R | 37914.6685 | 7443.2969 | 1166 | 243 | 1166-15R | 5.0748 | 2085306.7695 | 409381.3307 | 453.89 | 1950.8117 | 8.2525 | 35.4693 | 37914.6685 | 7443.2969
1166-18R | 25411.5016 | 7299.4485 | 1166 | 244 | 1166-18R | 7.5917 | 1397632.5886 | 401469.667 | 453.89 | 1304.0615 | 8.2525 | 23.7102 | 25411.5016 | 7299.4485
1166-342R | 33763.7598 | 7389.8762 | 1166 | 245 | 1166-342R | 11.5801 | 1857006.788 | 406443.1907 | 453.89 | 854.9139 | 8.2525 | 15.5439 | 33763.7598 | 7389.8762
1173-68 | 58714.5841 | 5590.4867 | 1173 | 258 | 1173-68 | 0.74867 | 3229302.1257 | 307476.7684 | 453.89 | 13223.3747 | 8.2525 | 240.425 | 58714.5841 | 5590.4867
1173-69 | 62092.7607 | 5868.4283 | 1173 | 259 | 1173-69 | 0.11837 | 3415101.8381 | 322763.5558 | 453.89 | 83635.2 | 8.2525 | 1520.64 | 62092.7607 | 5868.4283
1173-70 | 71592.0803 | 6587.3983 | 1173 | 260 | 1173-70 | 0.18523 | 3937564.4156 | 362306.9055 | 453.89 | 53447.8528 | 8.2525 | 971.7791 | 71592.0803 | 6587.3983
1180-9 | 28725.2059 | 5158.309 | 1180 | 268 | 1180-9 | 2.6981 | 1579886.3251 | 283706.9965 | 453.89 | 3669.2405 | 8.2525 | 66.7135 | 28725.2059 | 5158.309
120-360F | 42157.1027 | 5207.6927 | 120 | 277 | 120-360F | 0.91307 | 2318640.6459 | 286423.1009 | 453.89 | 10842.5638 | 8.2525 | 197.1375 | 42157.1027 | 5207.6927
120-367F | 137953.7724 | 9418.9106 | 120 | 278 | 120-367F | 0.05947 | 7587457.4844 | 518040.0815 | 453.89 | 166471.3376 | 8.2525 | 3026.7516 | 137953.7724 | 9418.9106
120-368F | 45058.4519 | 5518.6128 | 120 | 279 | 120-368F | 1.407 | 2478214.8539 | 303523.7057 | 453.89 | 7036.2094 | 8.2525 | 127.9311 | 45058.4519 | 5518.6128
1201-282F | 27411.2624 | 7269.6558 | 1201 | 282 | 1201-282F | 1.7013 | 1507619.4331 | 399831.0687 | 453.89 | 5818.9914 | 8.2525 | 105.7998 | 27411.2624 | 7269.6558
1202-9 | 27901.2235 | 5453.7003 | 1202 | 286 | 1202-9 | 2.6991 | 1534567.2907 | 299953.5186 | 453.89 | 3667.9531 | 8.2525 | 66.6901 | 27901.2235 | 5453.7003
1215-10R | 42427.1551 | 7516.2909 | 1215 | 294 | 1215-10R | 0.5625 | 2333493.5308 | 413395.9977 | 453.89 | 17600 | 8.2525 | 320 | 42427.1551 | 7516.2909
1215-12R | 26456.9882 | 7418.6104 | 1215 | 295 | 1215-12R | 8.3178 | 1455134.3521 | 408023.5708 | 453.89 | 1190.2181 | 8.2525 | 21.6403 | 26456.9882 | 7418.6104
1215-28R | 30335.3584 | 7464.2863 | 1215 | 296 | 1215-28R | 3.06 | 1668444.7096 | 410535.7473 | 453.89 | 3235.2541 | 8.2525 | 58.8228 | 30335.3584 | 7464.2863
1215-32R | 33514.4961 | 7432.0186 | 1215 | 298 | 1215-32R | 12.1911 | 1843297.2876 | 408761.0236 | 453.89 | 812.0679 | 8.2525 | 14.7649 | 33514.4961 | 7432.0186
122-196 | 53994.1291 | 13072.7264 | 122 | 303 | 122-196 | 0.094697 | 2969677.1008 | 718999.952 | 453.89 | 104544 | 8.2525 | 1900.8 | 53994.1291 | 13072.7264
1221-2095F | 35814.5606 | 4980.7546 | 1221 | 310 | 1221-2095F | 0.27254 | 1969800.8314 | 273941.5049 | 453.89 | 36325.2259 | 8.2525 | 660.4587 | 35814.5606 | 4980.7546
123-437 | 37227.6836 | 8038.6622 | 123 | 335 | 123-437 | 0.24337 | 2047522.598 | 442126.4224 | 453.89 | 40678.5992 | 8.2525 | 739.6109 | 37227.6836 | 8038.6622
123-557 | 430859.9423 | 11229.1314 | 123 | 340 | 123-557 | 0.005303 | 23697296.8243 | 617602.2286 | 453.89 | 1866857.1429 | 8.2525 | 33942.8571 | 430859.9423 | 11229.1314
1233-259R | 38190.2725 | 7429.1661 | 1233 | 341 | 1233-259R | 4.8975 | 2100464.9883 | 408604.1347 | 453.89 | 2021.4239 | 8.2525 | 36.7532 | 38190.2725 | 7429.1661
1233-585R | 46350.8746 | 7499.338 | 1233 | 343 | 1233-585R | 6.2352 | 2549298.1019 | 412463.5911 | 453.89 | 1587.7529 | 8.2525 | 28.8682 | 46350.8746 | 7499.338
1233-587R | 49162.4225 | 7461.2994 | 1233 | 344 | 1233-587R | 7.6085 | 2703933.2394 | 410371.4659 | 453.89 | 1301.1724 | 8.2525 | 23.6577 | 49162.4225 | 7461.2994
1233-589R | 35621.9252 | 7393.7154 | 1233 | 345 | 1233-589R | 3.2034 | 1959205.8875 | 406654.349 | 453.89 | 3090.4576 | 8.2525 | 56.1901 | 35621.9252 | 7393.7154
1233-591R | 49854.8683 | 7497.6115 | 1233 | 346 | 1233-591R | 6.4722 | 2742017.7562 | 412368.6341 | 453.89 | 1529.6287 | 8.2525 | 27.8114 | 49854.8683 | 7497.6115
124-206R | 32757.6213 | 5025.2586 | 124 | 348 | 124-206R | 2.2803 | 1801669.172 | 276389.2233 | 453.89 | 4341.5282 | 8.2525 | 78.9369 | 32757.6213 | 5025.2586
124-258R | 23002.5205 | 4863.4453 | 124 | 350 | 124-258R | 0.39356 | 1265138.63 | 267489.4922 | 453.89 | 25154.9567 | 8.2525 | 457.3628 | 23002.5205 | 4863.4453
1242-1079R | 37481.0296 | 7395.2535 | 1242 | 358 | 1242-1079R | 1.6259 | 2061456.628 | 406738.9403 | 453.89 | 6088.7595 | 8.2525 | 110.7047 | 37481.0296 | 7395.2535
1242-1084 | 37384.0821 | 7274.9851 | 1242 | 359 | 1242-1084 | 1.557 | 2056124.5134 | 400124.1787 | 453.89 | 6358.3506 | 8.2525 | 115.6064 | 37384.0821 | 7274.9851
1242-127AE | 58923.0745 | 12988.1322 | 1242 | 360 | 1242-127AE | 0.052273 | 3240769.0966 | 714347.2696 | 453.89 | 189391.3043 | 8.2525 | 3443.4783 | 58923.0745 | 12988.1322
1243-319R | 30786.4187 | 7339.606 | 1243 | 368 | 1243-319R | 3.321 | 1693253.0302 | 403678.3308 | 453.89 | 2981.0094 | 8.2525 | 54.2002 | 30786.4187 | 7339.606
1243-38R | 44612.1551 | 7430.8562 | 1243 | 369 | 1243-38R | 0.34621 | 2453668.5287 | 408697.0932 | 453.89 | 28595.186 | 8.2525 | 519.9125 | 44612.1551 | 7430.8562
1243-45R | 29240.6376 | 7370.9542 | 1243 | 370 | 1243-45R | 4.2258 | 1608235.0667 | 405402.4814 | 453.89 | 2342.7752 | 8.2525 | 42.5959 | 29240.6376 | 7370.9542
1250-27R | 38190.6782 | 5989.7154 | 1250 | 377 | 1250-27R | 4.8328 | 2100487.3018 | 329434.3482 | 453.89 | 2048.5167 | 8.2525 | 37.2458 | 38190.6782 | 5989.7154
1250-671R | 61033.885 | 7287.1055 | 1250 | 378 | 1250-671R | 2.0739 | 3356863.6724 | 400790.803 | 453.89 | 4773.6986 | 8.2525 | 86.7945 | 61033.885 | 7287.1055
1250-677R | 48884.324 | 7473.1182 | 1250 | 379 | 1250-677R | 9.5761 | 2688637.8226 | 411021.5034 | 453.89 | 1033.8199 | 8.2525 | 18.7967 | 48884.324 | 7473.1182
1250-8R | 48560.8481 | 7494.7323 | 1250 | 380 | 1250-8R | 4.2055 | 2670846.6469 | 412210.2781 | 453.89 | 2354.0644 | 8.2525 | 42.8012 | 48560.8481 | 7494.7323
1297-34F | 60467.2148 | 5718.133 | 1297 | 423 | 1297-34F | 0.99186 | 3325696.8114 | 314497.3137 | 453.89 | 9981.287 | 8.2525 | 181.4779 | 60467.2148 | 5718.133
1297-35F | 43023.39 | 5251.5999 | 1297 | 424 | 1297-35F | 1.0538 | 2366286.4507 | 288837.9937 | 453.89 | 9394.6801 | 8.2525 | 170.8124 | 43023.39 | 5251.5999
130-13F | 41063.4163 | 5314.2576 | 130 | 428 | 130-13F | 2.317 | 2258487.895 | 292284.1667 | 453.89 | 4272.6827 | 8.2525 | 77.6851 | 41063.4163 | 5314.2576
130-14F | 47545.6283 | 5468.0215 | 130 | 429 | 130-14F | 0.41875 | 2615009.5569 | 300741.1821 | 453.89 | 23641.791 | 8.2525 | 429.8507 | 47545.6283 | 5468.0215
130-692R | 31818.4355 | 4998.6191 | 130 | 430 | 130-692R | 6.2409 | 1750013.9519 | 274924.0495 | 453.89 | 1586.3074 | 8.2525 | 28.842 | 31818.4355 | 4998.6191
137-34AE | 53220.2852 | 6017.5698 | 137 | 456 | 137-34AE | 1.5487 | 2927115.6875 | 330966.3405 | 453.89 | 6392.5645 | 8.2525 | 116.2284 | 53220.2852 | 6017.5698
137-767F | 62348.8115 | 5752.8965 | 137 | 458 | 137-767F | 1.1775 | 3429184.6325 | 316409.3066 | 453.89 | 8407.9138 | 8.2525 | 152.8712 | 62348.8115 | 5752.8965
138-358R | 35176.2523 | 5006.7406 | 138 | 461 | 138-358R | 3.9848 | 1934693.8765 | 275370.7343 | 453.89 | 2484.4106 | 8.2525 | 45.1711 | 35176.2523 | 5006.7406
138-360F | 61495.5091 | 5579.9716 | 138 | 462 | 138-360F | 0.42822 | 3382253.0002 | 306898.4393 | 453.89 | 23118.9739 | 8.2525 | 420.345 | 61495.5091 | 5579.9716
138-366 | 60666.5408 | 6126.9861 | 138 | 464 | 138-366 | 0.08428 | 3336659.7448 | 336984.2337 | 453.89 | 117465.1685 | 8.2525 | 2135.7303 | 60666.5408 | 6126.9861
139-243AE | 78002.4165 | 5954.1215 | 139 | 467 | 139-243AE | 0.12121 | 4290132.9052 | 327476.6825 | 453.89 | 81675 | 8.2525 | 1485 | 78002.4165 | 5954.1215
139-245AE | 52680.8288 | 5851.1731 | 139 | 469 | 139-245AE | 1.6862 | 2897445.5841 | 321814.5213 | 453.89 | 5871.2793 | 8.2525 | 106.7505 | 52680.8288 | 5851.1731
139-426F | 21579.1653 | 4787.2123 | 139 | 471 | 139-426F | 0.92576 | 1186854.0906 | 263296.6769 | 453.89 | 10693.9444 | 8.2525 | 194.4354 | 21579.1653 | 4787.2123
139-48 | 35778.5596 | 5070.5533 | 139 | 472 | 139-48 | 3.2564 | 1967820.7781 | 278880.4315 | 453.89 | 3040.1303 | 8.2525 | 55.2751 | 35778.5596 | 5070.5533
140-481R | 53007.9599 | 5325.0058 | 140 | 474 | 140-481R | 2.5326 | 2915437.7944 | 292875.3192 | 453.89 | 3909.0637 | 8.2525 | 71.0739 | 53007.9599 | 5325.0058
140-496 | 49778.4623 | 5333.8076 | 140 | 475 | 140-496 | 1.596 | 2737815.4268 | 293359.419 | 453.89 | 6202.9192 | 8.2525 | 112.7803 | 49778.4623 | 5333.8076
1406-19F | 29641.6775 | 5281.9682 | 1406 | 477 | 1406-19F | 2.7415 | 1630292.265 | 290508.2519 | 453.89 | 3611.1917 | 8.2525 | 65.658 | 29641.6775 | 5281.9682
1406-436 | 51588.4124 | 8086.5117 | 1406 | 479 | 1406-436 | 0.32216 | 2837362.6807 | 444758.146 | 453.89 | 30730.1587 | 8.2525 | 558.7302 | 51588.4124 | 8086.5117
1418-31R | 28483.1688 | 5267.1479 | 1418 | 492 | 1418-31R | 0.66439 | 1566574.2829 | 289693.1352 | 453.89 | 14900.7982 | 8.2525 | 270.9236 | 28483.1688 | 5267.1479
1418-581R | 32672.6922 | 5382.4344 | 1418 | 493 | 1418-581R | 1.1097 | 1796998.0712 | 296033.8925 | 453.89 | 8921.659 | 8.2525 | 162.212 | 32672.6922 | 5382.4344
142-33 | 39275.7125 | 5128.026 | 142 | 497 | 142-33 | 5.4206 | 2160164.1855 | 282041.4309 | 453.89 | 1826.3513 | 8.2525 | 33.2064 | 39275.7125 | 5128.026
142-8R | 46689.9312 | 5171.7459 | 142 | 498 | 142-8R | 3.5297 | 2567946.216 | 284446.0268 | 453.89 | 2804.7433 | 8.2525 | 50.9953 | 46689.9312 | 5171.7459
143-147F | 60676.7932 | 6454.4738 | 143 | 502 | 143-147F | 0.2142 | 3337223.6283 | 354996.0615 | 453.89 | 46217.5066 | 8.2525 | 840.3183 | 60676.7932 | 6454.4738
143-178F | 35628.8994 | 6168.8128 | 143 | 503 | 143-178F | 0.099242 | 1959589.4687 | 339284.7053 | 453.89 | 99755.7252 | 8.2525 | 1813.7405 | 35628.8994 | 6168.8128
143-179F | 102244.2467 | 8010.6007 | 143 | 504 | 143-179F | 0.022348 | 5623433.5693 | 440583.0373 | 453.89 | 442983.0508 | 8.2525 | 8054.2373 | 102244.2467 | 8010.6007
143-33 | 59957.2195 | 7160.2458 | 143 | 505 | 143-33 | 0.071023 | 3297647.0749 | 393813.5168 | 453.89 | 139392 | 8.2525 | 2534.4 | 59957.2195 | 7160.2458
1434-10AE | 45644.2633 | 5354.9753 | 1434 | 507 | 1434-10AE | 2.6936 | 2510434.4809 | 294523.6409 | 453.89 | 3675.4324 | 8.2525 | 66.826 | 45644.2633 | 5354.9753
1434-11 | 54192.6234 | 5225.8152 | 1434 | 508 | 1434-11 | 0.11742 | 2980594.2875 | 287419.8374 | 453.89 | 84309.6774 | 8.2525 | 1532.9032 | 54192.6234 | 5225.8152
1434-2 | 48983.989 | 5385.6475 | 1434 | 509 | 1434-2 | 2.2275 | 2694119.3972 | 296210.6098 | 453.89 | 4444.52 | 8.2525 | 80.8095 | 48983.989 | 5385.6475
1434-37R | 39716.3507 | 5121.8381 | 1434 | 510 | 1434-37R | 5.1034 | 2184399.2903 | 281701.0971 | 453.89 | 1939.8798 | 8.2525 | 35.2705 | 39716.3507 | 5121.8381
1435-1075F | 47502.4523 | 5419.375 | 1435 | 511 | 1435-1075F | 0.97443 | 2612634.8745 | 298065.6261 | 453.89 | 10159.7668 | 8.2525 | 184.723 | 47502.4523 | 5419.375
1435-49F | 53798.5034 | 5375.6823 | 1435 | 513 | 1435-49F | 0.99242 | 2958917.6868 | 295662.5243 | 453.89 | 9975.5725 | 8.2525 | 181.374 | 53798.5034 | 5375.6823
1435-50 | 52241.6272 | 5595.8325 | 1435 | 514 | 1435-50 | 4.0466 | 2873289.4963 | 307770.7848 | 453.89 | 2446.5038 | 8.2525 | 44.4819 | 52241.6272 | 5595.8325
1438-331F | 73475.1239 | 5543.4071 | 1438 | 520 | 1438-331F | 0.057955 | 4041131.8126 | 304887.3882 | 453.89 | 170823.5294 | 8.2525 | 3105.8824 | 73475.1239 | 5543.4071
1438-333F | 53674.598 | 5555.3545 | 1438 | 522 | 1438-333F | 0.16515 | 2952102.8907 | 305544.4972 | 453.89 | 59944.9541 | 8.2525 | 1089.9083 | 53674.598 | 5555.3545
1439-29 | 50325.3984 | 5428.2723 | 1439 | 526 | 1439-29 | 0.24129 | 2767896.9143 | 298554.9752 | 453.89 | 41029.8273 | 8.2525 | 745.9969 | 50325.3984 | 5428.2723
144-29 | 57035.7174 | 5871.4287 | 144 | 527 | 144-29 | 0.13239 | 3136964.4572 | 322928.5768 | 453.89 | 74781.1159 | 8.2525 | 1359.6567 | 57035.7174 | 5871.4287
144-442F | 43690.9527 | 5457.5489 | 144 | 530 | 144-442F | 1.6301 | 2403002.4009 | 300165.1904 | 453.89 | 6073.1962 | 8.2525 | 110.4217 | 43690.9527 | 5457.5489
144-445F | 48678.0764 | 5256.6426 | 144 | 532 | 144-445F | 1.9903 | 2677294.1995 | 289115.3407 | 453.89 | 4974.0223 | 8.2525 | 90.4368 | 48678.0764 | 5256.6426
1448-368 | 42784.1061 | 5111.7894 | 1448 | 555 | 1448-368 | 2.0004 | 2353125.8364 | 281148.4155 | 453.89 | 4949.0627 | 8.2525 | 89.983 | 42784.1061 | 5111.7894
145-633 | 35207.3486 | 5170.0277 | 145 | 559 | 145-633 | 0.17216 | 1936404.171 | 284351.5248 | 453.89 | 57504.9505 | 8.2525 | 1045.5446 | 35207.3486 | 5170.0277
1458-1056 | 71365.0826 | 7741.4879 | 1458 | 568 | 1458-1056 | 0.50057 | 3925079.5455 | 425781.8363 | 453.89 | 19777.5255 | 8.2525 | 359.5914 | 71365.0826 | 7741.4879
1458-1058F | 32232.6936 | 7809.7389 | 1458 | 570 | 1458-1058F | 1.4693 | 1772798.147 | 429535.639 | 453.89 | 6737.819 | 8.2525 | 122.5058 | 32232.6936 | 7809.7389
1458-1061 | 57295.6539 | 7536.8382 | 1458 | 571 | 1458-1061 | 2.3455 | 3151260.9652 | 414526.102 | 453.89 | 4220.9302 | 8.2525 | 76.7442 | 57295.6539 | 7536.8382
1458-1075F | 115642.5943 | 7707.1651 | 1458 | 573 | 1458-1075F | 0.03428 | 6360342.6857 | 423894.0796 | 453.89 | 288795.5801 | 8.2525 | 5250.8287 | 115642.5943 | 7707.1651
1458-1115F | 289476.9302 | 29637.6042 | 1458 | 574 | 1458-1115F | 0.011174 | 15921231.1629 | 1630068.231 | 453.89 | 885966.1017 | 8.2525 | 16108.4746 | 289476.9302 | 29637.6042
1458-1117F | 137066.7915 | 10913.6897 | 1458 | 575 | 1458-1117F | 0.058712 | 7538673.5309 | 600252.9315 | 453.89 | 168619.3548 | 8.2525 | 3065.8065 | 137066.7915 | 10913.6897
1458-1131R | 36008.6519 | 7511.9589 | 1458 | 577 | 1458-1131R | 6.2818 | 1980475.8525 | 413157.7386 | 453.89 | 1575.9768 | 8.2525 | 28.6541 | 36008.6519 | 7511.9589
1458-456F | 60768.7348 | 9268.2234 | 1458 | 579 | 1458-456F | 0.14413 | 3342280.4143 | 509752.2864 | 453.89 | 68688.5677 | 8.2525 | 1248.883 | 60768.7348 | 9268.2234
1458-519 | 62266.3783 | 7416.468 | 1458 | 580 | 1458-519 | 0.057008 | 3424650.807 | 407905.7422 | 453.89 | 173661.1296 | 8.2525 | 3157.4751 | 62266.3783 | 7416.468
1458-565R | 39350.6918 | 7454.1844 | 1458 | 581 | 1458-565R | 5.7011 | 2164288.0481 | 409980.1416 | 453.89 | 1736.4959 | 8.2525 | 31.5727 | 39350.6918 | 7454.1844
1458-601R | 45715.0046 | 7490.9473 | 1458 | 582 | 1458-601R | 15.4477 | 2514325.2507 | 412002.0988 | 453.89 | 640.871 | 8.2525 | 11.6522 | 45715.0046 | 7490.9473
146-275R | 27739.4651 | 4997.6919 | 146 | 585 | 146-275R | 0.74015 | 1525670.5781 | 274873.053 | 453.89 | 13375.6397 | 8.2525 | 243.1934 | 27739.4651 | 4997.6919
1480-26F | 44260.3066 | 6023.036 | 1480 | 595 | 1480-26F | 0.84053 | 2434316.8638 | 331266.9779 | 453.89 | 11778.2785 | 8.2525 | 214.1505 | 44260.3066 | 6023.036
1481-5AE | 130668.1987 | 6662.9848 | 1481 | 599 | 1481-5AE | 0.016477 | 7186750.9263 | 366464.1655 | 453.89 | 600827.5862 | 8.2525 | 10924.1379 | 130668.1987 | 6662.9848
1482-28 | 46049.1396 | 5604.9314 | 1482 | 604 | 1482-28 | 1.5068 | 2532702.6772 | 308271.2271 | 453.89 | 6570.1357 | 8.2525 | 119.457 | 46049.1396 | 5604.9314
1483-39 | 48628.5137 | 6182.6869 | 1483 | 613 | 1483-39 | 0.52178 | 2674568.2519 | 340047.7793 | 453.89 | 18973.5027 | 8.2525 | 344.9728 | 48628.5137 | 6182.6869
1483-40 | 48372.2423 | 5855.2944 | 1483 | 614 | 1483-40 | 0.19962 | 2660473.3289 | 322041.1932 | 453.89 | 49593.9279 | 8.2525 | 901.7078 | 48372.2423 | 5855.2944
149-129R | 68790.8679 | 5469.5416 | 149 | 618 | 149-129R | 0.15038 | 3783497.7323 | 300824.7859 | 453.89 | 65833.7531 | 8.2525 | 1196.9773 | 68790.8679 | 5469.5416
150-434AE | 31706.1193 | 5277.1636 | 150 | 622 | 150-434AE | 0.825 | 1743836.5592 | 290244 | 453.89 | 12000 | 8.2525 | 218.1818 | 31706.1193 | 5277.1636
150-506 | 31126.9699 | 4931.7176 | 150 | 623 | 150-506 | 0.56136 | 1711983.3429 | 271244.4664 | 453.89 | 17635.6275 | 8.2525 | 320.6478 | 31126.9699 | 4931.7176
151-1044F | 52607.2463 | 6743.8639 | 151 | 625 | 151-1044F | 0.70758 | 2893398.5462 | 370912.5143 | 453.89 | 13991.4347 | 8.2525 | 254.3897 | 52607.2463 | 6743.8639
151-97 | 54958.6714 | 13402.149 | 151 | 626 | 151-97 | 0.061932 | 3022726.9274 | 737118.1945 | 453.89 | 159853.211 | 8.2525 | 2906.422 | 54958.6714 | 13402.149
152-1713F | 42798.1024 | 5294.6478 | 152 | 628 | 152-1713F | 2.4902 | 2353895.6313 | 291205.6284 | 453.89 | 3975.6617 | 8.2525 | 72.2848 | 42798.1024 | 5294.6478
152-1716F | 37736.4327 | 5437.7454 | 152 | 630 | 152-1716F | 0.63504 | 2075503.799 | 299075.9969 | 453.89 | 15589.6212 | 8.2525 | 283.4477 | 37736.4327 | 5437.7454
152-513AE | 26519.5712 | 5210.6173 | 152 | 632 | 152-513AE | 4.1419 | 1458576.4174 | 286583.9516 | 453.89 | 2390.2327 | 8.2525 | 43.4588 | 26519.5712 | 5210.6173
1525-23R | 26280.1733 | 7368.6426 | 1525 | 633 | 1525-23R | 0.55284 | 1445409.5303 | 405275.3416 | 453.89 | 17907.5026 | 8.2525 | 325.591 | 26280.1733 | 7368.6426
153-1119R | 42439.2431 | 5229.1515 | 153 | 634 | 153-1119R | 1.3831 | 2334158.3707 | 287603.3304 | 453.89 | 7157.6065 | 8.2525 | 130.1383 | 42439.2431 | 5229.1515
153-581F | 35294.1936 | 5216.5604 | 153 | 635 | 153-581F | 3.9195 | 1941180.6459 | 286910.8227 | 453.89 | 2525.8275 | 8.2525 | 45.9241 | 35294.1936 | 5216.5604
154-13 | 29831.2004 | 4986.8449 | 154 | 637 | 154-13 | 0.33826 | 1640716.0231 | 274276.4685 | 453.89 | 29267.6372 | 8.2525 | 532.1389 | 29831.2004 | 4986.8449
154-876R | 40566.9546 | 5137.8879 | 154 | 638 | 154-876R | 3.3598 | 2231182.5017 | 282583.8331 | 453.89 | 2946.5614 | 8.2525 | 53.5738 | 40566.9546 | 5137.8879
154-878R | 39301.1416 | 5143.8448 | 154 | 639 | 154-878R | 5.247 | 2161562.7858 | 282911.4636 | 453.89 | 1886.8033 | 8.2525 | 34.3055 | 39301.1416 | 5143.8448
154-894R | 41217.479 | 5109.9482 | 154 | 640 | 154-894R | 4.4027 | 2266961.3435 | 281047.1513 | 453.89 | 2248.6449 | 8.2525 | 40.8845 | 41217.479 | 5109.9482
154-897F | 19107.4453 | 5070.9735 | 154 | 641 | 154-897F | 0.55265 | 1050909.4934 | 278903.5449 | 453.89 | 17913.6395 | 8.2525 | 325.7025 | 19107.4453 | 5070.9735
155-1236R | 34428.1359 | 5348.6591 | 155 | 642 | 155-1236R | 2.839 | 1893547.4731 | 294176.2485 | 453.89 | 3487.1247 | 8.2525 | 63.4023 | 34428.1359 | 5348.6591
155-40 | 38410.3674 | 5088.7713 | 155 | 643 | 155-40 | 2.283 | 2112570.2071 | 279882.4231 | 453.89 | 4336.4858 | 8.2525 | 78.8452 | 38410.3674 | 5088.7713
156-529AE | 34891.1639 | 5718.4035 | 156 | 644 | 156-529AE | 1.161 | 1919014.0143 | 314512.1952 | 453.89 | 8527.2431 | 8.2525 | 155.0408 | 34891.1639 | 5718.4035
156-538 | 36271.8111 | 5235.6557 | 156 | 645 | 156-538 | 3.9848 | 1994949.6113 | 287961.0649 | 453.89 | 2484.4106 | 8.2525 | 45.1711 | 36271.8111 | 5235.6557
157-165R | 30320.9437 | 7380.686 | 157 | 646 | 157-165R | 4.8606 | 1667651.9035 | 405937.7318 | 453.89 | 2036.783 | 8.2525 | 37.0324 | 30320.9437 | 7380.686
157-189R | 35334.8624 | 7439.0566 | 157 | 647 | 157-189R | 27.7678 | 1943417.4341 | 409148.1128 | 453.89 | 356.528 | 8.2525 | 6.4823 | 35334.8624 | 7439.0566
157-1928R | 31047.8762 | 7400.971 | 157 | 648 | 157-1928R | 3.1864 | 1707633.1932 | 407053.4043 | 453.89 | 3106.99 | 8.2525 | 56.4907 | 31047.8762 | 7400.971
157-204R | 26306.1562 | 7337.0268 | 157 | 649 | 157-204R | 13.2184 | 1446838.5921 | 403536.4761 | 453.89 | 748.9576 | 8.2525 | 13.6174 | 26306.1562 | 7337.0268
157-207R | 17667.9665 | 7131.7296 | 157 | 650 | 157-207R | 2.0208 | 971738.1552 | 392245.1307 | 453.89 | 4898.9691 | 8.2525 | 89.0722 | 17667.9665 | 7131.7296
157-232R | 37334.7037 | 7455.4662 | 157 | 651 | 157-232R | 10.9006 | 2053408.7037 | 410050.6436 | 453.89 | 908.2095 | 8.2525 | 16.5129 | 37334.7037 | 7455.4662
157-257R | 35027.1971 | 7423.3875 | 157 | 652 | 157-257R | 23.0074 | 1926495.8384 | 408286.3131 | 453.89 | 430.2966 | 8.2525 | 7.8236 | 35027.1971 | 7423.3875
157-273R | 34755.2835 | 7422.7877 | 157 | 653 | 157-273R | 8.4758 | 1911540.5936 | 408253.3262 | 453.89 | 1168.0372 | 8.2525 | 21.237 | 34755.2835 | 7422.7877
157-81R | 40958.957 | 7468.154 | 157 | 654 | 157-81R | 27.7907 | 2252742.6348 | 410748.4674 | 453.89 | 356.234 | 8.2525 | 6.477 | 40958.957 | 7468.154
158-29 | 44580.7479 | 5250.8889 | 158 | 655 | 158-29 | 7.7642 | 2451941.1334 | 288798.8907 | 453.89 | 1275.0823 | 8.2525 | 23.1833 | 44580.7479 | 5250.8889
159-1010F | 65895.6017 | 8355.8309 | 159 | 658 | 159-1010F | 0.059659 | 3624258.0908 | 459570.6971 | 453.89 | 165942.8571 | 8.2525 | 3017.1429 | 65895.6017 | 8355.8309
159-31R | 44277.3042 | 5273.1701 | 159 | 659 | 159-31R | 7.321 | 2435251.7293 | 290024.3558 | 453.89 | 1352.2701 | 8.2525 | 24.5867 | 44277.3042 | 5273.1701
159-37F | 42998.1808 | 5236.2436 | 159 | 660 | 159-37F | 3.5187 | 2364899.9415 | 287993.3954 | 453.89 | 2813.4991 | 8.2525 | 51.1545 | 42998.1808 | 5236.2436
159-38F | 46896.9195 | 5490.3952 | 159 | 661 | 159-38F | 1.2477 | 2579330.5714 | 301971.7355 | 453.89 | 7934.4262 | 8.2525 | 144.2623 | 46896.9195 | 5490.3952
160-20R | 45131.3345 | 5201.714 | 160 | 662 | 160-20R | 3.5038 | 2482223.3992 | 286094.2675 | 453.89 | 2825.5135 | 8.2525 | 51.373 | 45131.3345 | 5201.714
161-610R | 39750.7441 | 5138.717 | 161 | 663 | 161-610R | 7.4722 | 2186290.927 | 282629.4374 | 453.89 | 1324.9183 | 8.2525 | 24.0894 | 39750.7441 | 5138.717
161-974F | 38242.5048 | 5163.9055 | 161 | 665 | 161-974F | 0.75644 | 2103337.7626 | 284014.8002 | 453.89 | 13087.6314 | 8.2525 | 237.9569 | 38242.5048 | 5163.9055
161-975F | 43212.5012 | 5304.7846 | 161 | 666 | 161-975F | 1.4259 | 2376687.5655 | 291763.1549 | 453.89 | 6942.7547 | 8.2525 | 126.2319 | 43212.5012 | 5304.7846
161-989F | 71780.7016 | 6693.1063 | 161 | 667 | 161-989F | 0.13731 | 3947938.5901 | 368120.8474 | 453.89 | 72099.3103 | 8.2525 | 1310.8966 | 71780.7016 | 6693.1063
161-991F | 38682.3502 | 5181.1778 | 161 | 668 | 161-991F | 4.9402 | 2127529.2629 | 284964.7774 | 453.89 | 2003.9871 | 8.2525 | 36.4361 | 38682.3502 | 5181.1778
162-19F | 41142.4341 | 5247.1665 | 162 | 670 | 162-19F | 5.5828 | 2262833.8738 | 288594.1559 | 453.89 | 1773.3148 | 8.2525 | 32.2421 | 41142.4341 | 5247.1665
162-44R | 43661.9762 | 5294.8784 | 162 | 671 | 162-44R | 2.8515 | 2401408.6912 | 291218.3147 | 453.89 | 3471.8385 | 8.2525 | 63.1243 | 43661.9762 | 5294.8784
163-29R | 41095.3163 | 5155.9457 | 163 | 672 | 163-29R | 8.1536 | 2260242.3943 | 283577.0117 | 453.89 | 1214.1878 | 8.2525 | 22.0761 | 41095.3163 | 5155.9457
163-33R | 40956.7018 | 5157.1146 | 163 | 673 | 163-33R | 10.3481 | 2252618.5992 | 283641.303 | 453.89 | 956.6968 | 8.2525 | 17.3945 | 40956.7018 | 5157.1146
165-35R | 43975.1947 | 5344.2533 | 165 | 674 | 165-35R | 2.6392 | 2418635.7082 | 293933.9322 | 453.89 | 3751.1302 | 8.2525 | 68.2024 | 43975.1947 | 5344.2533
165-621F | 37490.6403 | 5196.5798 | 165 | 678 | 165-621F | 7.1606 | 2061985.2173 | 285811.8893 | 453.89 | 1382.5645 | 8.2525 | 25.1375 | 37490.6403 | 5196.5798
166-462F | 40183.2949 | 5256.3232 | 166 | 680 | 166-462F | 3.7028 | 2210081.2189 | 289097.7782 | 453.89 | 2673.6228 | 8.2525 | 48.6113 | 40183.2949 | 5256.3232
166-463F | 75388.7949 | 9972.1667 | 166 | 681 | 166-463F | 0.081818 | 4146383.7173 | 548469.1667 | 453.89 | 121000 | 8.2525 | 2200 | 75388.7949 | 9972.1667
166-465F | 48348.425 | 5654.5228 | 166 | 682 | 166-465F | 0.32822 | 2659163.3742 | 310998.7536 | 453.89 | 30162.7236 | 8.2525 | 548.4132 | 48348.425 | 5654.5228
166-982F | 47804.1821 | 5305.2409 | 166 | 683 | 166-982F | 1.242 | 2629230.0134 | 291788.2503 | 453.89 | 7970.7228 | 8.2525 | 144.9222 | 47804.1821 | 5305.2409
166-984F | 46916.761 | 5195.5846 | 166 | 685 | 166-984F | 2.2381 | 2580421.8563 | 285757.1522 | 453.89 | 4423.4577 | 8.2525 | 80.4265 | 46916.761 | 5195.5846
167-32F | 48748.3488 | 5322.7103 | 167 | 686 | 167-32F | 0.71477 | 2681159.186 | 292749.0684 | 453.89 | 13850.5564 | 8.2525 | 251.8283 | 48748.3488 | 5322.7103
168-702F | 42795.9554 | 5132.5975 | 168 | 687 | 168-702F | 3.4269 | 2353777.5477 | 282292.8607 | 453.89 | 2888.9135 | 8.2525 | 52.5257 | 42795.9554 | 5132.5975
168-703F | 55318.0787 | 5447.06 | 168 | 688 | 168-703F | 1.1 | 3042494.3267 | 299588.3 | 453.89 | 9000 | 8.2525 | 163.6364 | 55318.0787 | 5447.06
169-35F | 98003.2121 | 10508.6455 | 169 | 693 | 169-35F | 0.02197 | 5390176.6672 | 577975.5034 | 453.89 | 450620.6897 | 8.2525 | 8193.1034 | 98003.2121 | 10508.6455
170-3R | 27692.3896 | 4905.9601 | 170 | 694 | 170-3R | 6.5845 | 1523081.4273 | 269827.8067 | 453.89 | 1503.5379 | 8.2525 | 27.3371 | 27692.3896 | 4905.9601
170-410R | 23476.3014 | 4764.2652 | 170 | 695 | 170-410R | 12.0856 | 1291196.5762 | 262034.5882 | 453.89 | 819.1563 | 8.2525 | 14.8938 | 23476.3014 | 4764.2652
170-42 | 16494.1882 | 4723.3547 | 170 | 696 | 170-42 | 2.6307 | 907180.3496 | 259784.5111 | 453.89 | 3763.2829 | 8.2525 | 68.4233 | 16494.1882 | 4723.3547
170-46 | 20478.6688 | 4745.864 | 170 | 697 | 170-46 | 14.3119 | 1126326.7817 | 261022.518 | 453.89 | 691.7305 | 8.2525 | 12.5769 | 20478.6688 | 4745.864
171-34 | 23990.5029 | 4974.5019 | 171 | 703 | 171-34 | 3.8578 | 1319477.662 | 273597.6051 | 453.89 | 2566.2526 | 8.2525 | 46.6591 | 23990.5029 | 4974.5019
171-567 | 29111.4733 | 5013.748 | 171 | 705 | 171-567 | 3.0585 | 1601131.0297 | 275756.1396 | 453.89 | 3236.8568 | 8.2525 | 58.8519 | 29111.4733 | 5013.748
171-568 | 32161.923 | 5015.8958 | 171 | 706 | 171-568 | 1.4903 | 1768905.7654 | 275874.2698 | 453.89 | 6642.7754 | 8.2525 | 120.7777 | 32161.923 | 5015.8958
171-6R | 26532.8497 | 4971.4984 | 171 | 709 | 171-6R | 2.0913 | 1459306.7334 | 273432.4109 | 453.89 | 4733.925 | 8.2525 | 86.0714 | 26532.8497 | 4971.4984
171-704R | 24312.0508 | 4933.5259 | 171 | 710 | 171-704R | 4.6475 | 1337162.7937 | 271343.9222 | 453.89 | 2130.1602 | 8.2525 | 38.7302 | 24312.0508 | 4933.5259
171-708R | 21574.4319 | 4873.5876 | 171 | 711 | 171-708R | 11.5036 | 1186593.7569 | 268047.3173 | 453.89 | 860.6003 | 8.2525 | 15.6473 | 21574.4319 | 4873.5876
172-567R | 25376.6266 | 4904.8947 | 172 | 712 | 172-567R | 10.6972 | 1395714.4646 | 269769.2103 | 453.89 | 925.4794 | 8.2525 | 16.8269 | 25376.6266 | 4904.8947
172-569R | 23065.3862 | 4821.4073 | 172 | 713 | 172-569R | 17.4633 | 1268596.2396 | 265177.4031 | 453.89 | 566.9045 | 8.2525 | 10.3074 | 23065.3862 | 4821.4073
172-615R | 21198.3039 | 4822.0422 | 172 | 714 | 172-615R | 6.2258 | 1165906.7141 | 265212.3237 | 453.89 | 1590.1679 | 8.2525 | 28.9121 | 21198.3039 | 4822.0422
172-630R | 14738.1771 | 4883.3369 | 172 | 715 | 172-630R | 4.8347 | 810599.7396 | 268583.531 | 453.89 | 2047.7142 | 8.2525 | 37.2312 | 14738.1771 | 4883.3369
175-2024R | 34364.5673 | 7324.7746 | 175 | 717 | 175-2024R | 7.3674 | 1890051.1989 | 402862.6021 | 453.89 | 1343.7532 | 8.2525 | 24.4319 | 34364.5673 | 7324.7746
175-24R | 33728.6885 | 7262.1451 | 175 | 718 | 175-24R | 4.8509 | 1855077.87 | 399417.9813 | 453.89 | 2040.8386 | 8.2525 | 37.1062 | 33728.6885 | 7262.1451
175-64R | 44918.4136 | 7473.4229 | 175 | 719 | 175-64R | 10.35 | 2470512.75 | 411038.2617 | 453.89 | 956.5217 | 8.2525 | 17.3913 | 44918.4136 | 7473.4229
175-90R | 43461.6108 | 7487.2016 | 175 | 720 | 175-90R | 11.9254 | 2390388.5955 | 411796.0896 | 453.89 | 830.1623 | 8.2525 | 15.0939 | 43461.6108 | 7487.2016
175-94R | 49901.0854 | 7987.2345 | 175 | 721 | 175-94R | 2.029 | 2744559.699 | 439297.8963 | 453.89 | 4879.3055 | 8.2525 | 88.7146 | 49901.0854 | 7987.2345
176-161R | 39895.8508 | 7459.5205 | 176 | 722 | 176-161R | 9.7784 | 2194271.7915 | 410273.6288 | 453.89 | 1012.4346 | 8.2525 | 18.4079 | 39895.8508 | 7459.5205
176-164R | 40789.0201 | 7489.4021 | 176 | 723 | 176-164R | 6.0422 | 2243396.1045 | 411917.1171 | 453.89 | 1638.4666 | 8.2525 | 29.7903 | 40789.0201 | 7489.4021
176-1834R | 37662.9587 | 7517.485 | 176 | 724 | 176-1834R | 12.6396 | 2071462.7299 | 413461.6764 | 453.89 | 783.2537 | 8.2525 | 14.241 | 37662.9587 | 7517.485
176-1836R | 40101.2533 | 5995.1743 | 176 | 725 | 176-1836R | 1.0782 | 2205568.9306 | 329734.5854 | 453.89 | 9181.8022 | 8.2525 | 166.9419 | 40101.2533 | 5995.1743
176-1845R | 38711.5038 | 7474.7754 | 176 | 726 | 176-1845R | 6.8333 | 2129132.7106 | 411112.6449 | 453.89 | 1448.7805 | 8.2525 | 26.3415 | 38711.5038 | 7474.7754
176-194R | 37106.8918 | 7456.2558 | 176 | 727 | 176-194R | 8.461 | 2040879.0482 | 410094.0707 | 453.89 | 1170.0766 | 8.2525 | 21.2741 | 37106.8918 | 7456.2558
176-197F | 45450.8552 | 7566.6011 | 176 | 728 | 176-197F | 12.7636 | 2499797.0346 | 416163.0608 | 453.89 | 775.641 | 8.2525 | 14.1026 | 45450.8552 | 7566.6011
176-200F | 42727.6046 | 7678.0216 | 176 | 729 | 176-200F | 1.1462 | 2350018.2551 | 422291.1864 | 453.89 | 8637.1447 | 8.2525 | 157.039 | 42727.6046 | 7678.0216
177-941AE | 37113.0315 | 5027.0856 | 177 | 730 | 177-941AE | 5.0725 | 2041216.7343 | 276489.7099 | 453.89 | 1951.6858 | 8.2525 | 35.4852 | 37113.0315 | 5027.0856
177-955 | 48267.7546 | 5879.1061 | 177 | 731 | 177-955 | 3.8773 | 2654726.5007 | 323350.8378 | 453.89 | 2553.3411 | 8.2525 | 46.4244 | 48267.7546 | 5879.1061
178-48 | 53811.4436 | 6050.4762 | 178 | 733 | 178-48 | 0.28939 | 2959629.3959 | 332776.1927 | 453.89 | 34209.4241 | 8.2525 | 621.9895 | 53811.4436 | 6050.4762
178-968AE | 27591.5493 | 5034.2621 | 178 | 735 | 178-968AE | 6.1659 | 1517535.2116 | 276884.4137 | 453.89 | 1605.6027 | 8.2525 | 29.1928 | 27591.5493 | 5034.2621
178-982 | 30808.1996 | 5600.3627 | 178 | 736 | 178-982 | 1.1551 | 1694450.9764 | 308019.9483 | 453.89 | 8570.5853 | 8.2525 | 155.8288 | 30808.1996 | 5600.3627
178-983AE | 28332.5229 | 4928.0726 | 178 | 737 | 178-983AE | 0.24792 | 1558288.7613 | 271043.9933 | 453.89 | 39932.7731 | 8.2525 | 726.0504 | 28332.5229 | 4928.0726
180-1156 | 38951.0514 | 7651.4905 | 180 | 741 | 180-1156 | 0.56117 | 2142307.8291 | 420831.9784 | 453.89 | 17641.5795 | 8.2525 | 320.756 | 38951.0514 | 7651.4905
180-13 | 43878.3602 | 5464.0988 | 180 | 742 | 180-13 | 0.77633 | 2413309.8127 | 300525.4316 | 453.89 | 12752.3786 | 8.2525 | 231.8614 | 43878.3602 | 5464.0988
181-49 | 59039.6485 | 6141.977 | 181 | 745 | 181-49 | 0.13883 | 3247180.6685 | 337808.7334 | 453.89 | 71312.4147 | 8.2525 | 1296.5894 | 59039.6485 | 6141.977
181-53F | 39280.8064 | 5579.4285 | 181 | 746 | 181-53F | 0.96061 | 2160444.354 | 306868.5685 | 453.89 | 10305.9937 | 8.2525 | 187.3817 | 39280.8064 | 5579.4285
181-54F | 26368.2644 | 4774.0933 | 181 | 747 | 181-54F | 1.2006 | 1450254.5442 | 262575.133 | 453.89 | 8246.0956 | 8.2525 | 149.929 | 26368.2644 | 4774.0933
182-2240F | 39484.1788 | 6918.4129 | 182 | 749 | 182-2240F | 13.7413 | 2171629.8316 | 380512.7079 | 453.89 | 720.4565 | 8.2525 | 13.0992 | 39484.1788 | 6918.4129
182-2250 | 38590.664 | 7443.0967 | 182 | 752 | 182-2250 | 1.2528 | 2122486.5201 | 409370.3159 | 453.89 | 7902.0408 | 8.2525 | 143.6735 | 38590.664 | 7443.0967
182-2252R | 55323.6452 | 7504.9801 | 182 | 753 | 182-2252R | 3.4146 | 3042800.4854 | 412773.9034 | 453.89 | 2899.3289 | 8.2525 | 52.7151 | 55323.6452 | 7504.9801
182-2254R | 36877.3755 | 7447.3547 | 182 | 754 | 182-2254R | 0.87803 | 2028255.65 | 409604.5076 | 453.89 | 11275.2373 | 8.2525 | 205.0043 | 36877.3755 | 7447.3547
183-439 | 50196.2704 | 8856.7041 | 183 | 755 | 183-439 | 0.97955 | 2760794.8746 | 487118.7239 | 453.89 | 10106.7285 | 8.2525 | 183.7587 | 50196.2704 | 8856.7041
183-440 | 50691.5388 | 7502.023 | 183 | 756 | 183-440 | 2.2623 | 2788034.6322 | 412611.2671 | 453.89 | 4376.0569 | 8.2525 | 79.5647 | 50691.5388 | 7502.023
185-40AE | 30519.5123 | 5608.3676 | 185 | 758 | 185-40AE | 0.21023 | 1678573.1741 | 308460.2162 | 453.89 | 47091.8919 | 8.2525 | 856.2162 | 30519.5123 | 5608.3676
185-51F | 45165.5826 | 7135.1203 | 185 | 759 | 185-51F | 9.0737 | 2484107.0439 | 392431.6169 | 453.89 | 1091.0685 | 8.2525 | 19.8376 | 45165.5826 | 7135.1203
185-52F | 93407.6265 | 6014.616 | 185 | 760 | 185-52F | 0.068182 | 5137419.4576 | 330803.88 | 453.89 | 145200 | 8.2525 | 2640 | 93407.6265 | 6014.616
186-940R | 46914.9429 | 5550.4526 | 186 | 761 | 186-940R | 2.1856 | 2580321.861 | 305274.8932 | 453.89 | 4529.636 | 8.2525 | 82.357 | 46914.9429 | 5550.4526
188-11F | 35353.0011 | 5295.7931 | 188 | 764 | 188-11F | 3.7811 | 1944415.0611 | 291268.6178 | 453.89 | 2618.313 | 8.2525 | 47.6057 | 35353.0011 | 5295.7931
188-12F | 54130.1444 | 7080.7721 | 188 | 765 | 188-12F | 0.13674 | 2977157.9433 | 389442.4643 | 453.89 | 72398.892 | 8.2525 | 1316.3435 | 54130.1444 | 7080.7721
189-645 | 34198.4101 | 5041.0561 | 189 | 766 | 189-645 | 1.1693 | 1880912.5547 | 277258.0851 | 453.89 | 8466.4723 | 8.2525 | 153.9359 | 34198.4101 | 5041.0561
189-750 | 35232.5063 | 13527.4743 | 189 | 767 | 189-750 | 0.20417 | 1937787.8488 | 744011.0857 | 453.89 | 48489.7959 | 8.2525 | 881.6327 | 35232.5063 | 13527.4743
189-782F | 30654.814 | 5094.3498 | 189 | 768 | 189-782F | 1.7663 | 1686014.7703 | 280189.239 | 453.89 | 5604.9753 | 8.2525 | 101.9086 | 30654.814 | 5094.3498
189-783F | 29961.0363 | 4988.5526 | 189 | 769 | 189-783F | 0.31534 | 1647856.9949 | 274370.3957 | 453.89 | 31394.5946 | 8.2525 | 570.8108 | 29961.0363 | 4988.5526
190-1122F | 30424.0037 | 5885.1504 | 190 | 770 | 190-1122F | 0.35852 | 1673320.2026 | 323683.2735 | 453.89 | 27613.3122 | 8.2525 | 502.0602 | 30424.0037 | 5885.1504
190-1125F | 55285.7645 | 31045.9969 | 190 | 772 | 190-1125F | 0.044508 | 3040717.0481 | 1707529.8315 | 453.89 | 222434.0426 | 8.2525 | 4044.2553 | 55285.7645 | 31045.9969
190-1868R | 28185.086 | 8019.9214 | 190 | 773 | 190-1868R | 0.47008 | 1550179.7284 | 441095.6745 | 453.89 | 21060.4351 | 8.2525 | 382.917 | 28185.086 | 8019.9214
191-1050R | 34874.8507 | 5080.9076 | 191 | 774 | 191-1050R | 3.1347 | 1918116.7904 | 279449.9193 | 453.89 | 3158.2382 | 8.2525 | 57.4225 | 34874.8507 | 5080.9076
192-657AE | 36712.5213 | 5689.3771 | 192 | 776 | 192-657AE | 1.6275 | 2019188.6688 | 312915.7396 | 453.89 | 6083.0909 | 8.2525 | 110.6017 | 36712.5213 | 5689.3771
196-43F | 105566.0677 | 9267.0961 | 196 | 780 | 196-43F | 0.2589 | 5806133.7208 | 509690.2835 | 453.89 | 38238.4784 | 8.2525 | 695.2451 | 105566.0677 | 9267.0961
197-1150F | 35998.8129 | 7379.9418 | 197 | 782 | 197-1150F | 1.3604 | 1979934.7086 | 405896.8009 | 453.89 | 7277.1822 | 8.2525 | 132.3124 | 35998.8129 | 7379.9418
197-1155F | 79384.0396 | 9460.8694 | 197 | 785 | 197-1155F | 0.22216 | 4366122.1795 | 520347.8148 | 453.89 | 44562.6598 | 8.2525 | 810.2302 | 79384.0396 | 9460.8694
197-1157F | 75995.6086 | 7147.4763 | 197 | 787 | 197-1157F | 0.27064 | 4179758.4757 | 393111.1983 | 453.89 | 36579.4262 | 8.2525 | 665.0805 | 75995.6086 | 7147.4763
198-37R | 37149.3659 | 6635.6145 | 198 | 791 | 198-37R | 5.9282 | 2043215.1266 | 364958.7977 | 453.89 | 1669.9786 | 8.2525 | 30.3632 | 37149.3659 | 6635.6145
199-39AE | 44804.4733 | 5155.5459 | 199 | 792 | 199-39AE | 1.3697 | 2464246.0333 | 283555.0237 | 453.89 | 7227.8761 | 8.2525 | 131.4159 | 44804.4733 | 5155.5459
203-21R | 42272.6497 | 5405.0482 | 203 | 793 | 203-21R | 1.7203 | 2324995.7343 | 297277.6529 | 453.89 | 5754.9268 | 8.2525 | 104.635 | 42272.6497 | 5405.0482
204-32R | 29719.2062 | 7333.4754 | 204 | 794 | 204-32R | 17.7195 | 1634556.3413 | 403341.1452 | 453.89 | 558.7063 | 8.2525 | 10.1583 | 29719.2062 | 7333.4754
205-1550 | 40572.7107 | 5504.7928 | 205 | 795 | 205-1550 | 1.8659 | 2231499.0911 | 302763.6056 | 453.89 | 5305.7247 | 8.2525 | 96.4677 | 40572.7107 | 5504.7928
205-369R | 45258.3881 | 5091.9735 | 205 | 798 | 205-369R | 10.089 | 2489211.3446 | 280058.5443 | 453.89 | 981.2653 | 8.2525 | 17.8412 | 45258.3881 | 5091.9735
206-1105 | 42280.4869 | 5712.3008 | 206 | 799 | 206-1105 | 3.1705 | 2325426.7773 | 314176.5434 | 453.89 | 3122.5806 | 8.2525 | 56.7742 | 42280.4869 | 5712.3008
206-1817 | 45181.1451 | 6419.7869 | 206 | 800 | 206-1817 | 8.0133 | 2484962.9783 | 353088.2786 | 453.89 | 1235.4526 | 8.2525 | 22.4628 | 45181.1451 | 6419.7869
206-953R | 40842.8175 | 5044.6267 | 206 | 801 | 206-953R | 5.1252 | 2246354.9609 | 277454.4712 | 453.89 | 1931.6359 | 8.2525 | 35.1207 | 40842.8175 | 5044.6267
206-961F | 72098.4015 | 6828.2737 | 206 | 802 | 206-961F | 0.16686 | 3965412.0837 | 375555.0529 | 453.89 | 59332.5766 | 8.2525 | 1078.7741 | 72098.4015 | 6828.2737
206-963F | 41371.6748 | 5048.7573 | 206 | 803 | 206-963F | 3.5301 | 2275442.1117 | 277681.6502 | 453.89 | 2804.4423 | 8.2525 | 50.9899 | 41371.6748 | 5048.7573
206-974 | 42234.8668 | 5036.387 | 206 | 804 | 206-974 | 6.0623 | 2322917.6754 | 277001.2864 | 453.89 | 1633.0407 | 8.2525 | 29.6916 | 42234.8668 | 5036.387
207-101R | 30682.4754 | 5003.7041 | 207 | 805 | 207-101R | 11.3578 | 1687536.1488 | 275203.7258 | 453.89 | 871.6504 | 8.2525 | 15.8482 | 30682.4754 | 5003.7041
209-1769F | 46929.3974 | 6518.7693 | 209 | 806 | 209-1769F | 24.3042 | 2581116.856 | 358532.3131 | 453.89 | 407.3376 | 8.2525 | 7.4061 | 46929.3974 | 6518.7693
209-660R | 41008.9892 | 5616.9782 | 209 | 808 | 209-660R | 0.65133 | 2255494.4077 | 308933.8031 | 453.89 | 15199.7674 | 8.2525 | 276.3594 | 41008.9892 | 5616.9782
209-661 | 47146.5828 | 5780.5883 | 209 | 809 | 209-661 | 1.0172 | 2593062.0521 | 317932.3573 | 453.89 | 9732.2659 | 8.2525 | 176.9503 | 47146.5828 | 5780.5883
210-172R | 32109.5804 | 7359.2408 | 210 | 810 | 210-172R | 6.4924 | 1766026.9217 | 404758.2415 | 453.89 | 1524.8541 | 8.2525 | 27.7246 | 32109.5804 | 7359.2408
210-392R | 35151.7638 | 7420.0832 | 210 | 811 | 210-392R | 10.6015 | 1933347.0085 | 408104.5743 | 453.89 | 933.8288 | 8.2525 | 16.9787 | 35151.7638 | 7420.0832
210-394R | 41555.9877 | 7442.1557 | 210 | 812 | 210-394R | 3.6237 | 2285579.3257 | 409318.5609 | 453.89 | 2732.0337 | 8.2525 | 49.6733 | 41555.9877 | 7442.1557
210-9R | 54691.5985 | 7705.7365 | 210 | 813 | 210-9R | 2.7176 | 3008037.9202 | 423815.509 | 453.89 | 3642.9019 | 8.2525 | 66.2346 | 54691.5985 | 7705.7365
211-279R | 32609.3271 | 7379.3507 | 211 | 814 | 211-279R | 15.3767 | 1793512.9888 | 405864.286 | 453.89 | 643.8311 | 8.2525 | 11.706 | 32609.3271 | 7379.3507
211-312R | 37179.9385 | 7453.4813 | 211 | 815 | 211-312R | 18.1587 | 2044896.6151 | 409941.4707 | 453.89 | 545.1928 | 8.2525 | 9.9126 | 37179.9385 | 7453.4813
211-771R | 41785.8414 | 7408.2802 | 211 | 816 | 211-771R | 14.1159 | 2298221.2791 | 407455.4136 | 453.89 | 701.3363 | 8.2525 | 12.7516 | 41785.8414 | 7408.2802
212-1177R | 33282.2484 | 7431.1585 | 212 | 817 | 212-1177R | 12.4913 | 1830523.6614 | 408713.7168 | 453.89 | 792.5524 | 8.2525 | 14.41 | 33282.2484 | 7431.1585
212-1204R | 31955.3161 | 7415.4798 | 212 | 818 | 212-1204R | 10.0072 | 1757542.386 | 407851.3892 | 453.89 | 989.288 | 8.2525 | 17.9871 | 31955.3161 | 7415.4798
212-638R | 25700.2333 | 7355.4134 | 212 | 819 | 212-638R | 4.2816 | 1413512.8333 | 404547.7343 | 453.89 | 2312.2042 | 8.2525 | 42.0401 | 25700.2333 | 7355.4134
212-725R | 43873.4171 | 7348.6653 | 212 | 820 | 212-725R | 11.865 | 2413037.9396 | 404176.5911 | 453.89 | 834.3895 | 8.2525 | 15.1707 | 43873.4171 | 7348.6653
212-734R | 20890.4937 | 7310.728 | 212 | 821 | 212-734R | 17.882 | 1148977.1556 | 402090.0401 | 453.89 | 553.6291 | 8.2525 | 10.066 | 20890.4937 | 7310.728
212-739R | 38047.7315 | 7391.1133 | 212 | 822 | 212-739R | 9.5873 | 2092625.2308 | 406511.2325 | 453.89 | 1032.6149 | 8.2525 | 18.7748 | 38047.7315 | 7391.1133
212-743R | 28911.5931 | 7363.1992 | 212 | 823 | 212-743R | 3.6616 | 1590137.6191 | 404975.9562 | 453.89 | 2703.7708 | 8.2525 | 49.1595 | 28911.5931 | 7363.1992
212-758R | 30070.823 | 7402.6194 | 212 | 824 | 212-758R | 9.6756 | 1653895.2673 | 407144.0694 | 453.89 | 1023.1957 | 8.2525 | 18.6036 | 30070.823 | 7402.6194
212-773R | 35464.5596 | 7445.7276 | 212 | 825 | 212-773R | 11.8402 | 1950550.7791 | 409515.0166 | 453.89 | 836.1379 | 8.2525 | 15.2025 | 35464.5596 | 7445.7276
212-799R | 33056.6171 | 7429.097 | 212 | 826 | 212-799R | 5.2246 | 1818113.9404 | 408600.3353 | 453.89 | 1894.8742 | 8.2525 | 34.4523 | 33056.6171 | 7429.097
212-880R | 36503.0174 | 7362.3789 | 212 | 827 | 212-880R | 1.6392 | 2007665.9552 | 404930.8376 | 453.89 | 6039.5147 | 8.2525 | 109.8094 | 36503.0174 | 7362.3789
212-886R | 26053.0769 | 7352.5609 | 212 | 828 | 212-886R | 8.9136 | 1432919.231 | 404390.847 | 453.89 | 1110.6578 | 8.2525 | 20.1938 | 26053.0769 | 7352.5609
212-888R | 33549.2262 | 7418.1261 | 212 | 829 | 212-888R | 6.9867 | 1845207.4435 | 407996.9379 | 453.89 | 1416.9694 | 8.2525 | 25.7631 | 33549.2262 | 7418.1261
213-262F | 78163.7049 | 14603.3535 | 213 | 830 | 213-262F | 0.041856 | 4299003.7689 | 803184.4416 | 453.89 | 236524.8869 | 8.2525 | 4300.4525 | 78163.7049 | 14603.3535
213-263F | 42570.8226 | 6403.3548 | 213 | 831 | 213-263F | 0.75152 | 2341395.2454 | 352184.5117 | 453.89 | 13173.3871 | 8.2525 | 239.5161 | 42570.8226 | 6403.3548
214-1122R | 42041.8159 | 7438.1858 | 214 | 832 | 214-1122R | 19.9235 | 2312299.8747 | 409100.2201 | 453.89 | 496.901 | 8.2525 | 9.0346 | 42041.8159 | 7438.1858
214-1135R | 45667.9831 | 7465.4586 | 214 | 833 | 214-1135R | 11.6814 | 2511739.0723 | 410600.221 | 453.89 | 847.4983 | 8.2525 | 15.4091 | 45667.9831 | 7465.4586
214-17AE | 73163.1493 | 7420.6423 | 214 | 834 | 214-17AE | 6.825 | 4023973.2109 | 408135.3262 | 453.89 | 1450.5495 | 8.2525 | 26.3736 | 73163.1493 | 7420.6423
214-4R | 70466.7154 | 7448.2871 | 214 | 835 | 214-4R | 3.7494 | 3875669.3495 | 409655.7912 | 453.89 | 2640.4001 | 8.2525 | 48.0073 | 70466.7154 | 7448.2871
214-536R | 57177.6049 | 7443.5223 | 214 | 836 | 214-536R | 2.6684 | 3144768.2671 | 409393.7254 | 453.89 | 3710.1285 | 8.2525 | 67.4569 | 57177.6049 | 7443.5223
214-583R | 44875.9225 | 7484.261 | 214 | 837 | 214-583R | 6.1356 | 2468175.7383 | 411634.3533 | 453.89 | 1613.5325 | 8.2525 | 29.337 | 44875.9225 | 7484.261
214-613R | 80692.5931 | 7611.1712 | 214 | 838 | 214-613R | 5.4881 | 4438092.6184 | 418614.4149 | 453.89 | 1803.9134 | 8.2525 | 32.7984 | 80692.5931 | 7611.1712
214-647R | 36001.0569 | 7423.6622 | 214 | 839 | 214-647R | 11.3023 | 1980058.1278 | 408301.421 | 453.89 | 875.93 | 8.2525 | 15.926 | 36001.0569 | 7423.6622
215-1531R | 52332.3738 | 7563.0872 | 215 | 840 | 215-1531R | 8.4597 | 2878280.5566 | 415969.7965 | 453.89 | 1170.2599 | 8.2525 | 21.2775 | 52332.3738 | 7563.0872
215-1534R | 48234.8812 | 7572.1866 | 215 | 841 | 215-1534R | 7.8377 | 2652918.4678 | 416470.2641 | 453.89 | 1263.1274 | 8.2525 | 22.966 | 48234.8812 | 7572.1866
215-1544R | 36540.132 | 7448.118 | 215 | 842 | 215-1544R | 2.7396 | 2009707.262 | 409646.489 | 453.89 | 3613.6882 | 8.2525 | 65.7034 | 36540.132 | 7448.118
215-38R | 34556.2035 | 7441.4724 | 215 | 843 | 215-38R | 6.4307 | 1900591.1945 | 409280.9814 | 453.89 | 1539.4946 | 8.2525 | 27.9908 | 34556.2035 | 7441.4724
216-1859F | 46578.344 | 7495.1871 | 216 | 845 | 216-1859F | 8.4771 | 2561808.9205 | 412235.2905 | 453.89 | 1167.8545 | 8.2525 | 21.2337 | 46578.344 | 7495.1871
216-220R | 90647.4962 | 7692.6871 | 216 | 850 | 216-220R | 0.052462 | 4985612.289 | 423097.7892 | 453.89 | 188707.5812 | 8.2525 | 3431.0469 | 90647.4962 | 7692.6871
217-41AE | 46920.1297 | 7523.9034 | 217 | 855 | 217-41AE | 13.7784 | 2580607.1333 | 413814.689 | 453.89 | 718.5155 | 8.2525 | 13.0639 | 46920.1297 | 7523.9034
217-48AE | 38345.4098 | 7496.6489 | 217 | 856 | 217-48AE | 15.1559 | 2108997.5414 | 412315.6909 | 453.89 | 653.2122 | 8.2525 | 11.8766 | 38345.4098 | 7496.6489
217-835R | 32573.942 | 7376.3845 | 217 | 857 | 217-835R | 18.3176 | 1791566.8124 | 405701.1456 | 453.89 | 540.4634 | 8.2525 | 9.8266 | 32573.942 | 7376.3845
217-837R | 39999.6391 | 7473.6091 | 217 | 858 | 217-837R | 12.6807 | 2199980.1522 | 411048.5013 | 453.89 | 780.7151 | 8.2525 | 14.1948 | 39999.6391 | 7473.6091
217-972R | 51308.2798 | 7500.1532 | 217 | 859 | 217-972R | 9.7468 | 2821955.3867 | 412508.4282 | 453.89 | 1015.72 | 8.2525 | 18.4676 | 51308.2798 | 7500.1532
217-983R | 36186.7896 | 7459.1253 | 217 | 860 | 217-983R | 6.8811 | 1990273.4283 | 410251.8915 | 453.89 | 1438.7317 | 8.2525 | 26.1588 | 36186.7896 | 7459.1253
220-288R | 28202.8305 | 7382.0759 | 220 | 861 | 220-288R | 7.2415 | 1551155.6759 | 406014.1732 | 453.89 | 1367.1244 | 8.2525 | 24.8568 | 28202.8305 | 7382.0759
220-294R | 41055.24 | 7461.5175 | 220 | 862 | 220-294R | 13.4125 | 2258038.2015 | 410383.4652 | 453.89 | 738.1174 | 8.2525 | 13.4203 | 41055.24 | 7461.5175
220-298R | 41563.5985 | 7426.2199 | 220 | 863 | 220-298R | 33.211 | 2285997.9175 | 408442.0957 | 453.89 | 298.0941 | 8.2525 | 5.4199 | 41563.5985 | 7426.2199
221-1230F | 36784.8541 | 7291.3739 | 221 | 864 | 221-1230F | 3.8686 | 2023166.9731 | 401025.5656 | 453.89 | 2559.0914 | 8.2525 | 46.5289 | 36784.8541 | 7291.3739
221-1249R | 70444.9664 | 4713.0074 | 221 | 869 | 221-1249R | 23.6449 | 3874473.1508 | 259215.4086 | 453.89 | 418.6952 | 8.2525 | 7.6126 | 70444.9664 | 4713.0074
221-1251R | 114783.1509 | 4836.6759 | 221 | 870 | 221-1251R | 13.9134 | 6313073.3012 | 266017.1742 | 453.89 | 711.5419 | 8.2525 | 12.9371 | 114783.1509 | 4836.6759
221-23R | 58907.7625 | 7621.3666 | 221 | 871 | 221-23R | 5.8843 | 3239926.9393 | 419175.1637 | 453.89 | 1682.4487 | 8.2525 | 30.59 | 58907.7625 | 7621.3666
221-344R | 50937.427 | 7469.1799 | 221 | 872 | 221-344R | 10.397 | 2801558.4846 | 410804.8919 | 453.89 | 952.2005 | 8.2525 | 17.3127 | 50937.427 | 7469.1799
221-35 | 38652.952 | 7439.48 | 221 | 873 | 221-35 | 0.64962 | 2125912.3602 | 409171.4025 | 453.89 | 15239.6501 | 8.2525 | 277.0845 | 38652.952 | 7439.48
221-37AE | 56484.3216 | 7528.1988 | 221 | 874 | 221-37AE | 6.2108 | 3106637.6901 | 414050.9335 | 453.89 | 1593.9987 | 8.2525 | 28.9818 | 56484.3216 | 7528.1988
221-38AE | 70206.9059 | 8010.5033 | 221 | 875 | 221-38AE | 0.70208 | 3861379.8253 | 440577.6831 | 453.89 | 14100.8902 | 8.2525 | 256.3798 | 70206.9059 | 8010.5033
221-675R | 26532.9216 | 6959.9644 | 221 | 876 | 221-675R | 6.9098 | 1459310.6894 | 382798.0394 | 453.89 | 1432.7376 | 8.2525 | 26.0498 | 26532.9216 | 6959.9644
221-6R | 27729.1496 | 7126.36 | 221 | 877 | 221-6R | 6.0572 | 1525103.2266 | 391949.8012 | 453.89 | 1634.4194 | 8.2525 | 29.7167 | 27729.1496 | 7126.36
221-782R | 48712.7746 | 7690.0733 | 221 | 878 | 221-782R | 3.289 | 2679202.6008 | 422954.0326 | 453.89 | 3010.0196 | 8.2525 | 54.7276 | 48712.7746 | 7690.0733
221-788 | 39900.2061 | 7366.2821 | 221 | 879 | 221-788 | 3.417 | 2194511.3346 | 405145.5148 | 453.89 | 2897.2398 | 8.2525 | 52.6771 | 39900.2061 | 7366.2821
221-824 | 44463.1634 | 7554.466 | 221 | 881 | 221-824 | 2.7125 | 2445473.9865 | 415495.6323 | 453.89 | 3649.7696 | 8.2525 | 66.3594 | 44463.1634 | 7554.466
222-1433R | 30382.9677 | 7387.1908 | 222 | 882 | 222-1433R | 6.1127 | 1671063.2232 | 406295.4942 | 453.89 | 1619.5817 | 8.2525 | 29.4469 | 30382.9677 | 7387.1908
222-1503R | 62873.8919 | 7572.2051 | 222 | 883 | 222-1503R | 2.2977 | 3458064.0553 | 416471.2787 | 453.89 | 4308.6053 | 8.2525 | 78.3383 | 62873.8919 | 7572.2051
222-1523R | 64794.6494 | 7573.1735 | 222 | 884 | 222-1523R | 10.9907 | 3563705.7172 | 416524.5407 | 453.89 | 900.7599 | 8.2525 | 16.3775 | 64794.6494 | 7573.1735
222-1986R | 33708.8795 | 7496.8657 | 222 | 885 | 222-1986R | 20.2812 | 1853988.3748 | 412327.6151 | 453.89 | 488.1356 | 8.2525 | 8.8752 | 33708.8795 | 7496.8657
222-1988R | 32706.0556 | 7840.6973 | 222 | 886 | 222-1988R | 0.89186 | 1798833.0583 | 431238.3498 | 453.89 | 11100.446 | 8.2525 | 201.8263 | 32706.0556 | 7840.6973
222-1990R | 31724.4085 | 7441.2215 | 222 | 887 | 222-1990R | 13.1989 | 1744842.4698 | 409267.1808 | 453.89 | 750.0646 | 8.2525 | 13.6375 | 31724.4085 | 7441.2215
222-1992R | 59114.4913 | 7997.3018 | 222 | 888 | 222-1992R | 0.55227 | 3251297.0195 | 439851.5979 | 453.89 | 17925.9259 | 8.2525 | 325.9259 | 59114.4913 | 7997.3018
222-2013R | 49607.2527 | 7573.0559 | 222 | 889 | 222-2013R | 11.5523 | 2728398.8973 | 416518.0726 | 453.89 | 856.9742 | 8.2525 | 15.5813 | 49607.2527 | 7573.0559
222-2063 | 27527.7041 | 7526.8922 | 222 | 890 | 222-2063 | 4.7672 | 1514023.725 | 413979.072 | 453.89 | 2076.6755 | 8.2525 | 37.7577 | 27527.7041 | 7526.8922
222-2085 | 48729.1639 | 7529.2218 | 222 | 891 | 222-2085 | 26.5778 | 2680104.0155 | 414107.2013 | 453.89 | 372.4908 | 8.2525 | 6.7726 | 48729.1639 | 7529.2218
223-47AE | 18329.582 | 5022.2725 | 223 | 894 | 223-47AE | 1.211 | 1008127.0121 | 276224.9864 | 453.89 | 8175.1642 | 8.2525 | 148.6393 | 18329.582 | 5022.2725
223-526R | 24153.0502 | 4831.9049 | 223 | 897 | 223-526R | 2.4396 | 1328417.7604 | 265754.7696 | 453.89 | 4058.07 | 8.2525 | 73.7831 | 24153.0502 | 4831.9049
223-536R | 33310.9441 | 6616.6267 | 223 | 898 | 223-536R | 0.41023 | 1832101.9269 | 363914.4667 | 453.89 | 24132.964 | 8.2525 | 438.7812 | 33310.9441 | 6616.6267
230-1008R | 21018.0095 | 7348.7407 | 230 | 921 | 230-1008R | 0.76383 | 1155990.5241 | 404180.7412 | 453.89 | 12961.0712 | 8.2525 | 235.6558 | 21018.0095 | 7348.7407
230-127AE | 49199.715 | 7546.5093 | 230 | 922 | 230-127AE | 9.7917 | 2705984.3239 | 415058.0095 | 453.89 | 1011.0638 | 8.2525 | 18.383 | 49199.715 | 7546.5093
230-133AE | 52900.4627 | 7557.5712 | 230 | 923 | 230-133AE | 9.582 | 2909525.4512 | 415666.4139 | 453.89 | 1033.1864 | 8.2525 | 18.7852 | 52900.4627 | 7557.5712
230-1586R | 54550.0187 | 7699.8264 | 230 | 924 | 230-1586R | 7.1585 | 3000251.0309 | 423490.4516 | 453.89 | 1382.9669 | 8.2525 | 25.1449 | 54550.0187 | 7699.8264
230-1606R | 47276.0656 | 7803.4591 | 230 | 925 | 230-1606R | 2.4663 | 2600183.607 | 429190.251 | 453.89 | 4014.1299 | 8.2525 | 72.9842 | 47276.0656 | 7803.4591
230-181 | 36241.0705 | 7444.7374 | 230 | 926 | 230-181 | 2.422 | 1993258.8772 | 409460.556 | 453.89 | 4087.5821 | 8.2525 | 74.3197 | 36241.0705 | 7444.7374
230-2060R | 46085.0228 | 7547.6246 | 230 | 927 | 230-2060R | 8.228 | 2534676.2536 | 415119.3538 | 453.89 | 1203.2041 | 8.2525 | 21.8764 | 46085.0228 | 7547.6246
230-2067 | 72460.6421 | 8013.6748 | 230 | 928 | 230-2067 | 0.1678 | 3985335.3152 | 440752.1167 | 453.89 | 58997.7427 | 8.2525 | 1072.6862 | 72460.6421 | 8013.6748
230-371AE | 53352.6456 | 7768.6338 | 230 | 929 | 230-371AE | 1.2375 | 2934395.5093 | 427274.8607 | 453.89 | 8000 | 8.2525 | 145.4545 | 53352.6456 | 7768.6338
231-1136R | 46251.5106 | 7506.5356 | 231 | 930 | 231-1136R | 11.6807 | 2543833.0839 | 412859.4594 | 453.89 | 847.5533 | 8.2525 | 15.4101 | 46251.5106 | 7506.5356
231-1635R | 55114.789 | 7621.7542 | 231 | 931 | 231-1635R | 26.3958 | 3031313.3965 | 419196.4805 | 453.89 | 375.0592 | 8.2525 | 6.8193 | 55114.789 | 7621.7542
232-40AE | 108830.1093 | 10077.8865 | 232 | 932 | 232-40AE | 0.060038 | 5985656.0115 | 554283.7576 | 453.89 | 164895.8991 | 8.2525 | 2998.1073 | 108830.1093 | 10077.8865
233-123R | 50607.1509 | 7573.12 | 233 | 933 | 233-123R | 12.9883 | 2783393.2984 | 416521.6022 | 453.89 | 762.227 | 8.2525 | 13.8587 | 50607.1509 | 7573.12
233-41R | 45947.622 | 7528.2762 | 233 | 934 | 233-41R | 9.2371 | 2527119.2084 | 414055.1893 | 453.89 | 1071.7625 | 8.2525 | 19.4866 | 45947.622 | 7528.2762
233-81F | 49320.1486 | 7954.8295 | 233 | 935 | 233-81F | 4.0311 | 2712608.1745 | 437515.6205 | 453.89 | 2455.9293 | 8.2525 | 44.6533 | 49320.1486 | 7954.8295
233-86F | 40900.0684 | 7489.3702 | 233 | 937 | 233-86F | 16.3672 | 2249503.7626 | 411915.3615 | 453.89 | 604.867 | 8.2525 | 10.9976 | 40900.0684 | 7489.3702
234-48R | 57789.4398 | 7584.2654 | 234 | 938 | 234-48R | 9.2966 | 3178419.1876 | 417134.5973 | 453.89 | 1064.9065 | 8.2525 | 19.3619 | 57789.4398 | 7584.2654
235-897R | 51475.2557 | 7778.0647 | 235 | 939 | 235-897R | 4.3263 | 2831139.0629 | 427793.5578 | 453.89 | 2288.3159 | 8.2525 | 41.6057 | 51475.2557 | 7778.0647
235-899R | 51460.9529 | 7644.3094 | 235 | 940 | 235-899R | 9.9434 | 2830352.411 | 420437.016 | 453.89 | 995.6382 | 8.2525 | 18.1025 | 51460.9529 | 7644.3094
236-1535R | 55427.4186 | 7557.7262 | 236 | 942 | 236-1535R | 6.7146 | 3048508.0203 | 415674.9402 | 453.89 | 1474.4027 | 8.2525 | 26.8073 | 55427.4186 | 7557.7262
236-1561R | 40445.4385 | 7504.0999 | 236 | 943 | 236-1561R | 4.4405 | 2224499.1151 | 412725.4971 | 453.89 | 2229.4634 | 8.2525 | 40.5357 | 40445.4385 | 7504.0999
236-1563R | 39637.6761 | 7445.8 | 236 | 944 | 236-1563R | 3.6028 | 2180072.1833 | 409518.9978 | 453.89 | 2747.8316 | 8.2525 | 49.9606 | 39637.6761 | 7445.8
236-1567R | 50046.712 | 7557.339 | 236 | 945 | 236-1567R | 5.4419 | 2752569.1601 | 415653.6461 | 453.89 | 1819.2322 | 8.2525 | 33.0769 | 50046.712 | 7557.339
236-1569R | 47001.3712 | 7538.3506 | 236 | 946 | 236-1569R | 13.5648 | 2585075.4159 | 414609.2835 | 453.89 | 729.8316 | 8.2525 | 13.2697 | 47001.3712 | 7538.3506
236-1573R | 40048.7649 | 7511.7361 | 236 | 947 | 236-1573R | 6.2801 | 2202682.0719 | 413145.484 | 453.89 | 1576.4046 | 8.2525 | 28.6619 | 40048.7649 | 7511.7361
237-1761R | 24887.8763 | 7334.5344 | 237 | 948 | 237-1761R | 7.3464 | 1368833.1955 | 403399.3945 | 453.89 | 1347.5985 | 8.2525 | 24.5018 | 24887.8763 | 7334.5344
237-1765R | 39250.4227 | 7518.9167 | 237 | 949 | 237-1765R | 7.3027 | 2158773.2502 | 413540.4186 | 453.89 | 1355.672 | 8.2525 | 24.6486 | 39250.4227 | 7518.9167
237-17R | 53934.1322 | 7616.145 | 237 | 950 | 237-17R | 10.4949 | 2966377.2719 | 418887.9735 | 453.89 | 943.3166 | 8.2525 | 17.1512 | 53934.1322 | 7616.145
237-26F | 61157.2876 | 7852.6143 | 237 | 951 | 237-26F | 1.7693 | 3363650.8156 | 431893.7888 | 453.89 | 5595.3757 | 8.2525 | 101.7341 | 61157.2876 | 7852.6143
237-28F | 49913.4807 | 7670.4152 | 237 | 952 | 237-28F | 1.4282 | 2745241.4406 | 421872.8336 | 453.89 | 6931.7067 | 8.2525 | 126.031 | 49913.4807 | 7670.4152
237-2R | 44421.2843 | 7563.6108 | 237 | 953 | 237-2R | 14.6977 | 2443170.634 | 415998.5935 | 453.89 | 673.5735 | 8.2525 | 12.2468 | 44421.2843 | 7563.6108
237-30R | 32899.6234 | 7441.2483 | 237 | 954 | 237-30R | 31.7307 | 1809479.2845 | 409268.6541 | 453.89 | 312.0009 | 8.2525 | 5.6727 | 32899.6234 | 7441.2483
239-2207R | 42366.1894 | 7361.6778 | 239 | 955 | 239-2207R | 6.8148 | 2330140.4153 | 404892.2781 | 453.89 | 1452.7264 | 8.2525 | 26.4132 | 42366.1894 | 7361.6778
239-2211R | 37570.5249 | 7441.318 | 239 | 956 | 239-2211R | 2.7451 | 2066378.8708 | 409272.4888 | 453.89 | 3606.4578 | 8.2525 | 65.572 | 37570.5249 | 7441.318
239-2213R | 45222.5092 | 7459.1912 | 239 | 957 | 239-2213R | 5.4023 | 2487238.0076 | 410255.5149 | 453.89 | 1832.5621 | 8.2525 | 33.3193 | 45222.5092 | 7459.1912
239-2215R | 43753.0742 | 7462.9746 | 239 | 958 | 239-2215R | 12.0589 | 2406419.0784 | 410463.6034 | 453.89 | 820.9703 | 8.2525 | 14.9267 | 43753.0742 | 7462.9746
239-2217R | 50998.2169 | 7604.0555 | 239 | 959 | 239-2217R | 4.9148 | 2804901.9279 | 418223.0506 | 453.89 | 2014.3353 | 8.2525 | 36.6243 | 50998.2169 | 7604.0555
239-89R | 28839.021 | 7355.7407 | 239 | 960 | 239-89R | 2.8193 | 1586146.1575 | 404565.7376 | 453.89 | 3511.4873 | 8.2525 | 63.8452 | 28839.021 | 7355.7407
240-1028R | 40052.8883 | 7452.9468 | 240 | 961 | 240-1028R | 4.7506 | 2202908.8539 | 409912.0743 | 453.89 | 2083.9612 | 8.2525 | 37.8902 | 40052.8883 | 7452.9468
240-1044 | 32100.5956 | 7415.4953 | 240 | 962 | 240-1044 | 2.1725 | 1765532.7591 | 407852.2436 | 453.89 | 4556.8826 | 8.2525 | 82.8524 | 32100.5956 | 7415.4953
240-1148 | 36188.4651 | 7441.7574 | 240 | 963 | 240-1148 | 3.2212 | 1990365.5795 | 409296.6553 | 453.89 | 3073.3772 | 8.2525 | 55.8796 | 36188.4651 | 7441.7574
240-2004R | 47403.1372 | 7565.2785 | 240 | 964 | 240-2004R | 15.8669 | 2607172.5469 | 416090.3168 | 453.89 | 623.9421 | 8.2525 | 11.3444 | 47403.1372 | 7565.2785
240-2006R | 33403.288 | 7402.4344 | 240 | 965 | 240-2006R | 10.6277 | 1837180.8416 | 407133.8909 | 453.89 | 931.5322 | 8.2525 | 16.9369 | 33403.288 | 7402.4344
240-2032R | 36166.0294 | 7514.3054 | 240 | 966 | 240-2032R | 12.5852 | 1989131.6157 | 413286.7972 | 453.89 | 786.6366 | 8.2525 | 14.3025 | 36166.0294 | 7514.3054
241-570 | 39174.5911 | 5081.3165 | 241 | 967 | 241-570 | 11.6271 | 2154602.5098 | 279472.4088 | 453.89 | 851.4603 | 8.2525 | 15.4811 | 39174.5911 | 5081.3165
241-746 | 31671.085 | 6994.362 | 241 | 968 | 241-746 | 0.30152 | 1741909.6743 | 384689.9106 | 453.89 | 32834.1709 | 8.2525 | 596.9849 | 31671.085 | 6994.362
241-820AE | 34817.6371 | 5126.61 | 241 | 969 | 241-820AE | 1.8402 | 1914970.0428 | 281963.5516 | 453.89 | 5379.9918 | 8.2525 | 97.818 | 34817.6371 | 5126.61
242-1411F | 73442.936 | 9465.3834 | 242 | 970 | 242-1411F | 0.14943 | 4039361.4802 | 520596.0882 | 453.89 | 66250.9506 | 8.2525 | 1204.5627 | 73442.936 | 9465.3834
242-1413F | 46327.1843 | 5458.6445 | 242 | 972 | 242-1413F | 1.033 | 2547995.1376 | 300225.4469 | 453.89 | 9584.1584 | 8.2525 | 174.2574 | 46327.1843 | 5458.6445
242-1420F | 40110.7393 | 5199.1654 | 242 | 974 | 242-1420F | 0.72614 | 2206090.6637 | 285954.0995 | 453.89 | 13633.8028 | 8.2525 | 247.8873 | 40110.7393 | 5199.1654
242-1426F | 47311.9309 | 7510.4161 | 242 | 975 | 242-1426F | 2.5816 | 2602156.1984 | 413072.885 | 453.89 | 3834.7884 | 8.2525 | 69.7234 | 47311.9309 | 7510.4161
242-1427F | 61324.8565 | 8776.9535 | 242 | 976 | 242-1427F | 0.086932 | 3372867.1055 | 482732.4441 | 453.89 | 113882.3529 | 8.2525 | 2070.5882 | 61324.8565 | 8776.9535
242-776F | 47544.1344 | 5297.652 | 242 | 978 | 242-776F | 0.4053 | 2614927.3924 | 291370.8621 | 453.89 | 24426.1682 | 8.2525 | 444.1121 | 47544.1344 | 5297.652
243-14R | 37925.5984 | 5187.7111 | 243 | 979 | 243-14R | 8.0748 | 2085907.9134 | 285324.113 | 453.89 | 1226.0349 | 8.2525 | 22.2915 | 37925.5984 | 5187.7111
243-20R | 28806.2486 | 4939.4897 | 243 | 980 | 243-20R | 6.9239 | 1584343.6719 | 271671.9319 | 453.89 | 1429.8375 | 8.2525 | 25.997 | 28806.2486 | 4939.4897
244-29 | 39207.3971 | 5120.4409 | 244 | 981 | 244-29 | 10.8928 | 2156406.8389 | 281624.2509 | 453.89 | 908.857 | 8.2525 | 16.5247 | 39207.3971 | 5120.4409
244-32F | 48418.3932 | 5543.3392 | 244 | 983 | 244-32F | 0.36648 | 2663011.6256 | 304883.654 | 453.89 | 27013.9535 | 8.2525 | 491.1628 | 48418.3932 | 5543.3392
244-33F | 59228.4476 | 7828.701 | 244 | 984 | 244-33F | 0.10284 | 3257564.6202 | 430578.5547 | 453.89 | 96265.1934 | 8.2525 | 1750.2762 | 59228.4476 | 7828.701
245-486 | 42530.9377 | 5524.4633 | 245 | 985 | 245-486 | 2.6419 | 2339201.5752 | 303845.4815 | 453.89 | 3747.3654 | 8.2525 | 68.1339 | 42530.9377 | 5524.4633
246-34R | 52318.6455 | 7596.0152 | 246 | 987 | 246-34R | 12.821 | 2877525.5036 | 417780.8369 | 453.89 | 772.1693 | 8.2525 | 14.0394 | 52318.6455 | 7596.0152
247-46 | 49210.1484 | 7806.1121 | 247 | 988 | 247-46 | 6.4578 | 2706558.1605 | 429336.1646 | 453.89 | 1533.0381 | 8.2525 | 27.8734 | 49210.1484 | 7806.1121
247-48 | 37150.4477 | 7476.9752 | 247 | 989 | 247-48 | 0.44811 | 2043274.6246 | 411233.6374 | 453.89 | 22092.9839 | 8.2525 | 401.6906 | 37150.4477 | 7476.9752
249-24R | 44505.136 | 7558.0098 | 249 | 995 | 249-24R | 12.4773 | 2447782.4821 | 415690.5374 | 453.89 | 793.4426 | 8.2525 | 14.4262 | 44505.136 | 7558.0098
250-288F | 89656.1152 | 10236.4681 | 250 | 998 | 250-288F | 0.046023 | 4931086.3358 | 563005.7481 | 453.89 | 215111.1111 | 8.2525 | 3911.1111 | 89656.1152 | 10236.4681
250-47 | 40835.649 | 5122.8895 | 250 | 1000 | 250-47 | 0.076894 | 2245960.696 | 281758.9202 | 453.89 | 128748.7685 | 8.2525 | 2340.8867 | 40835.649 | 5122.8895
252-129 | 33153.6087 | 7201.0224 | 252 | 1001 | 252-129 | 4.6669 | 1823448.479 | 396056.2341 | 453.89 | 2121.3425 | 8.2525 | 38.5699 | 33153.6087 | 7201.0224
252-277F | 41320.0908 | 5483.9618 | 252 | 1008 | 252-277F | 0.9089 | 2272604.996 | 301617.9004 | 453.89 | 10892.2692 | 8.2525 | 198.0413 | 41320.0908 | 5483.9618
255-1080R | 42463.1334 | 5167.188 | 255 | 1012 | 255-1080R | 1.1384 | 2335472.3374 | 284195.3427 | 453.89 | 8696.0572 | 8.2525 | 158.1101 | 42463.1334 | 5167.188
255-43AE | 44304.7789 | 5280.2766 | 255 | 1013 | 255-43AE | 8.9937 | 2436762.8398 | 290415.215 | 453.89 | 1100.7644 | 8.2525 | 20.0139 | 44304.7789 | 5280.2766
256-39AE | 45284.0797 | 5254.2047 | 256 | 1014 | 256-39AE | 0.60985 | 2490624.3829 | 288981.2596 | 453.89 | 16233.5404 | 8.2525 | 295.1553 | 45284.0797 | 5254.2047
256-46AE | 44130.8509 | 5269.1235 | 256 | 1015 | 256-46AE | 2.711 | 2427196.8019 | 289801.7906 | 453.89 | 3651.8094 | 8.2525 | 66.3965 | 44130.8509 | 5269.1235
256-539R | 45323.4 | 5304.9727 | 256 | 1016 | 256-539R | 3.5464 | 2492787.0019 | 291773.4984 | 453.89 | 2791.5621 | 8.2525 | 50.7557 | 45323.4 | 5304.9727
257-29AE | 56014.9665 | 5742.2571 | 257 | 1017 | 257-29AE | 1.1517 | 3080823.1557 | 315824.1421 | 453.89 | 8595.9546 | 8.2525 | 156.2901 | 56014.9665 | 5742.2571
257-31AE | 53856.7219 | 5522.6045 | 257 | 1018 | 257-31AE | 2.1703 | 2962119.707 | 303743.2482 | 453.89 | 4561.6546 | 8.2525 | 82.9392 | 53856.7219 | 5522.6045
266-485F | 51408.5177 | 20023.7257 | 266 | 1026 | 266-485F | 0.14186 | 2827468.4752 | 1101304.9143 | 453.89 | 69789.0521 | 8.2525 | 1268.8919 | 51408.5177 | 20023.7257
274-23R | 42959.6703 | 5170.2991 | 274 | 1064 | 274-23R | 7.4955 | 2362781.8641 | 284366.4486 | 453.89 | 1320.8005 | 8.2525 | 24.0146 | 42959.6703 | 5170.2991
274-40 | 44782.8253 | 5192.3438 | 274 | 1066 | 274-40 | 4.1867 | 2463055.3929 | 285578.9073 | 453.89 | 2364.6069 | 8.2525 | 42.9929 | 44782.8253 | 5192.3438
275-45 | 35178.3961 | 6223.6575 | 275 | 1067 | 275-45 | 0.73258 | 1934811.7874 | 342301.1624 | 453.89 | 13513.9607 | 8.2525 | 245.7084 | 35178.3961 | 6223.6575
275-48F | 32834.7585 | 5399.3241 | 275 | 1068 | 275-48F | 1.6146 | 1805911.7167 | 296962.8243 | 453.89 | 6131.6129 | 8.2525 | 111.4839 | 32834.7585 | 5399.3241
276-158R | 42180.3623 | 5117.2893 | 276 | 1072 | 276-158R | 8.3737 | 2319919.9247 | 281450.9101 | 453.89 | 1182.2767 | 8.2525 | 21.4959 | 42180.3623 | 5117.2893
276-228 | 45976.2856 | 5178.8838 | 276 | 1073 | 276-228 | 8.8549 | 2528695.7053 | 284838.607 | 453.89 | 1118.022 | 8.2525 | 20.3277 | 45976.2856 | 5178.8838
277-459F | 41848.4367 | 5184.1221 | 277 | 1076 | 277-459F | 5.0021 | 2301664.0177 | 285126.7145 | 453.89 | 1979.1753 | 8.2525 | 35.985 | 41848.4367 | 5184.1221
277-48 | 40767.4884 | 5224.7804 | 277 | 1077 | 277-48 | 5.2545 | 2242211.8647 | 287362.9247 | 453.89 | 1884.083 | 8.2525 | 34.2561 | 40767.4884 | 5224.7804
278-22R | 39457.8297 | 5099.3632 | 278 | 1078 | 278-22R | 8.1903 | 2170180.6337 | 280464.974 | 453.89 | 1208.7409 | 8.2525 | 21.9771 | 39457.8297 | 5099.3632
278-630 | 36346.2946 | 5139.3285 | 278 | 1080 | 278-630 | 5.8665 | 1999046.2041 | 282663.0673 | 453.89 | 1687.5545 | 8.2525 | 30.6828 | 36346.2946 | 5139.3285
279-10AE | 44828.3746 | 5144.6611 | 279 | 1082 | 279-10AE | 6.8864 | 2465560.6046 | 282956.3588 | 453.89 | 1437.6238 | 8.2525 | 26.1386 | 44828.3746 | 5144.6611
279-11AE | 40209.441 | 5131.6066 | 279 | 1083 | 279-11AE | 7.1345 | 2211519.257 | 282238.3628 | 453.89 | 1387.6294 | 8.2525 | 25.2296 | 40209.441 | 5131.6066
280-24AE | 37619.883 | 5632.1031 | 280 | 1085 | 280-24AE | 1.6011 | 2069093.5648 | 309765.671 | 453.89 | 6183.1086 | 8.2525 | 112.4202 | 37619.883 | 5632.1031
280-382AE | 34894.0917 | 5079.7753 | 280 | 1086 | 280-382AE | 2.7218 | 1919175.0432 | 279387.6392 | 453.89 | 3637.3252 | 8.2525 | 66.1332 | 34894.0917 | 5079.7753
282-563F | 35130.3332 | 5656.8758 | 282 | 1090 | 282-563F | 0.27064 | 1932168.3257 | 311128.1691 | 453.89 | 36579.4262 | 8.2525 | 665.0805 | 35130.3332 | 5656.8758
282-565F | 71016.0162 | 6746.4173 | 282 | 1092 | 282-565F | 0.43788 | 3905880.8936 | 371052.9516 | 453.89 | 22608.9965 | 8.2525 | 411.0727 | 71016.0162 | 6746.4173
283-55R | 26702.5316 | 7356.9632 | 283 | 1096 | 283-55R | 7.2309 | 1468639.2383 | 404632.9785 | 453.89 | 1369.1296 | 8.2525 | 24.8933 | 26702.5316 | 7356.9632
283-71F | 44012.0866 | 7634.9625 | 283 | 1097 | 283-71F | 5.1858 | 2420664.7646 | 419922.9395 | 453.89 | 1909.061 | 8.2525 | 34.7102 | 44012.0866 | 7634.9625
283-80F | 102827.6416 | 9937.1373 | 283 | 1099 | 283-80F | 0.033523 | 5655520.2905 | 546542.5495 | 453.89 | 295322.0339 | 8.2525 | 5369.4915 | 102827.6416 | 9937.1373
284-660R | 57596.4578 | 9991.192 | 284 | 1103 | 284-660R | 0.21894 | 3167805.1778 | 549515.5585 | 453.89 | 45217.9931 | 8.2525 | 822.1453 | 57596.4578 | 9991.192
286-1053R | 54007.059 | 5246.9851 | 286 | 1104 | 286-1053R | 5.4248 | 2970388.245 | 288584.1812 | 453.89 | 1824.9485 | 8.2525 | 33.1809 | 54007.059 | 5246.9851
286-989AE | 53268.9453 | 5320.1913 | 286 | 1105 | 286-989AE | 6.1602 | 2929791.99 | 292610.524 | 453.89 | 1607.0836 | 8.2525 | 29.2197 | 53268.9453 | 5320.1913
286-990AE | 48058.5661 | 5301.5415 | 286 | 1106 | 286-990AE | 2.429 | 2643221.1369 | 291584.7826 | 453.89 | 4075.7895 | 8.2525 | 74.1053 | 48058.5661 | 5301.5415
287-1118 | 72055.665 | 6894.7773 | 287 | 1109 | 287-1118 | 0.3572 | 3963061.5745 | 379212.7542 | 453.89 | 27715.8006 | 8.2525 | 503.9236 | 72055.665 | 6894.7773
287-20 | 46424.1988 | 5966.6754 | 287 | 1111 | 287-20 | 0.66515 | 2553330.933 | 328167.1494 | 453.89 | 14883.8269 | 8.2525 | 270.615 | 46424.1988 | 5966.6754
288-149R | 48500.0014 | 5106.0312 | 288 | 1117 | 288-149R | 4.9129 | 2667500.0777 | 280831.7134 | 453.89 | 2015.1118 | 8.2525 | 36.6384 | 48500.0014 | 5106.0312
288-18 | 52148.1324 | 5276.6904 | 288 | 1118 | 288-18 | 5.6617 | 2868147.2836 | 290217.9724 | 453.89 | 1748.5783 | 8.2525 | 31.7923 | 52148.1324 | 5276.6904
288-2375R | 52911.2496 | 5658.8477 | 288 | 1119 | 288-2375R | 0.26856 | 2910118.7274 | 311236.6211 | 453.89 | 36863.1876 | 8.2525 | 670.2398 | 52911.2496 | 5658.8477
288-2380F | 55405.4452 | 7716.43 | 288 | 1122 | 288-2380F | 1.753 | 3047299.487 | 424403.6473 | 453.89 | 5647.3639 | 8.2525 | 102.6793 | 55405.4452 | 7716.43
289-1559 | 49745.649 | 5192.5308 | 289 | 1123 | 289-1559 | 0.30758 | 2736010.696 | 285589.1961 | 453.89 | 32187.1921 | 8.2525 | 585.2217 | 49745.649 | 5192.5308
289-905AE | 45461.5161 | 5249.1229 | 289 | 1124 | 289-905AE | 2.6644 | 2500383.3881 | 288701.7576 | 453.89 | 3715.6668 | 8.2525 | 67.5576 | 45461.5161 | 5249.1229
289-906AE | 48782.3314 | 5437.5718 | 289 | 1125 | 289-906AE | 2.2544 | 2683028.2274 | 299066.4467 | 453.89 | 4391.4979 | 8.2525 | 79.8454 | 48782.3314 | 5437.5718
289-907 | 50595.5885 | 5448.3535 | 289 | 1126 | 289-907 | 2.107 | 2782757.3668 | 299659.4415 | 453.89 | 4698.6067 | 8.2525 | 85.4292 | 50595.5885 | 5448.3535
295-1201F | 54386.0704 | 5278.7368 | 295 | 1145 | 295-1201F | 0.16193 | 2991233.8729 | 290330.5263 | 453.89 | 61136.8421 | 8.2525 | 1111.5789 | 54386.0704 | 5278.7368
295-1203F | 49896.5446 | 13358.04 | 295 | 1146 | 295-1203F | 0.27273 | 2744309.9531 | 734692.2 | 453.89 | 36300 | 8.2525 | 660 | 49896.5446 | 13358.04
296-66F | 68962.6862 | 7571.9079 | 296 | 1153 | 296-66F | 0.14451 | 3792947.7428 | 416454.9368 | 453.89 | 68508.519 | 8.2525 | 1245.6094 | 68962.6862 | 7571.9079
296-68F | 52096.7266 | 8241.7602 | 296 | 1154 | 296-68F | 1.0314 | 2865319.9631 | 453296.8089 | 453.89 | 9598.2372 | 8.2525 | 174.5134 | 52096.7266 | 8241.7602
297-828AE | 35311.0115 | 5347.1577 | 297 | 1158 | 297-828AE | 1.789 | 1942105.6332 | 294093.6728 | 453.89 | 5533.7709 | 8.2525 | 100.614 | 35311.0115 | 5347.1577
298-384 | 95961.9416 | 27658.9125 | 298 | 1160 | 298-384 | 0.022348 | 5277906.7897 | 1521240.1898 | 453.89 | 442983.0508 | 8.2525 | 8054.2373 | 95961.9416 | 27658.9125
298-42R | 30814.2193 | 5127.9763 | 298 | 1161 | 298-42R | 1.3672 | 1694782.0633 | 282038.6957 | 453.89 | 7240.8921 | 8.2525 | 131.6526 | 30814.2193 | 5127.9763
299-1010AE | 47387.3064 | 5314.3542 | 299 | 1163 | 299-1010AE | 0.23996 | 2606301.8526 | 292289.4788 | 453.89 | 41256.5114 | 8.2525 | 750.1184 | 47387.3064 | 5314.3542
299-1011 | 37543.7521 | 5347.9423 | 299 | 1164 | 299-1011 | 2.8142 | 2064906.3634 | 294136.8286 | 453.89 | 3517.868 | 8.2525 | 63.9612 | 37543.7521 | 5347.9423
299-1153F | 49958.1699 | 5469.0515 | 299 | 1165 | 299-1153F | 0.29905 | 2747699.3454 | 300797.8326 | 453.89 | 33104.4965 | 8.2525 | 601.8999 | 49958.1699 | 5469.0515
299-814AE | 44944.1105 | 5249.5586 | 299 | 1167 | 299-814AE | 2.1013 | 2471926.076 | 288725.7205 | 453.89 | 4711.3114 | 8.2525 | 85.6602 | 44944.1105 | 5249.5586
299-815 | 43631.2006 | 5368.2774 | 299 | 1168 | 299-815 | 2.2472 | 2399716.0356 | 295255.2548 | 453.89 | 4405.5626 | 8.2525 | 80.1011 | 43631.2006 | 5368.2774
300-483F | 19032.6314 | 7138.7161 | 300 | 1169 | 300-483F | 5.4324 | 1046794.7255 | 392629.386 | 453.89 | 1822.4035 | 8.2525 | 33.1346 | 19032.6314 | 7138.7161
300-484F | 33164.9161 | 7400.5434 | 300 | 1170 | 300-484F | 10.4775 | 1824070.3831 | 407029.8885 | 453.89 | 944.8853 | 8.2525 | 17.1797 | 33164.9161 | 7400.5434
303-189AE | 46169.2713 | 5391.245 | 303 | 1172 | 303-189AE | 4.6581 | 2539309.9205 | 296518.4742 | 453.89 | 2125.31 | 8.2525 | 38.642 | 46169.2713 | 5391.245
303-487AE | 40619.6515 | 6008.3717 | 303 | 1173 | 303-487AE | 1.1284 | 2234080.8321 | 330460.4447 | 453.89 | 8773.4139 | 8.2525 | 159.5166 | 40619.6515 | 6008.3717
305-32R | 60948.5594 | 5136.8992 | 305 | 1179 | 305-32R | 7.1309 | 3352170.7688 | 282529.4587 | 453.89 | 1388.3297 | 8.2525 | 25.2424 | 60948.5594 | 5136.8992
305-35R | 59050.7351 | 4989.1439 | 305 | 1180 | 305-35R | 5.5968 | 3247790.4291 | 274402.9139 | 453.89 | 1768.8741 | 8.2525 | 32.1613 | 59050.7351 | 4989.1439
306-961 | 39966.8671 | 7055.2121 | 306 | 1185 | 306-961 | 0.25947 | 2198177.6904 | 388036.668 | 453.89 | 38154.7445 | 8.2525 | 693.7226 | 39966.8671 | 7055.2121
307-1492R | 49334.347 | 5138.0537 | 307 | 1186 | 307-1492R | 1.5487 | 2713389.0828 | 282592.9525 | 453.89 | 6392.5645 | 8.2525 | 116.2284 | 49334.347 | 5138.0537
307-1538F | 65933.7154 | 8316.8128 | 307 | 1187 | 307-1538F | 2.2172 | 3626354.3479 | 457424.7051 | 453.89 | 4465.0209 | 8.2525 | 81.1822 | 65933.7154 | 8316.8128
307-1684R | 64901.3205 | 5132.4029 | 307 | 1188 | 307-1684R | 3.7589 | 3569572.6293 | 282282.1621 | 453.89 | 2633.7482 | 8.2525 | 47.8863 | 64901.3205 | 5132.4029
307-234R | 65229.0446 | 7574.8863 | 307 | 1189 | 307-234R | 4.6394 | 3587597.4515 | 416618.7442 | 453.89 | 2133.8994 | 8.2525 | 38.7982 | 65229.0446 | 7574.8863
308-464 | 28185.3986 | 4966.8278 | 308 | 1190 | 308-464 | 3.7121 | 1550196.9233 | 273175.531 | 453.89 | 2666.9388 | 8.2525 | 48.4898 | 28185.3986 | 4966.8278
308-484AE | 35711.1331 | 5034.8127 | 308 | 1191 | 308-484AE | 4.8674 | 1964112.3214 | 276914.6985 | 453.89 | 2033.93 | 8.2525 | 36.9805 | 35711.1331 | 5034.8127
308-485AE | 34426.4021 | 5135.1561 | 308 | 1192 | 308-485AE | 1.9049 | 1893452.1146 | 282433.587 | 453.89 | 5197.0571 | 8.2525 | 94.4919 | 34426.4021 | 5135.1561
308-486AE | 30634.2491 | 5056.0444 | 308 | 1193 | 308-486AE | 3.7148 | 1684883.6992 | 278082.4427 | 453.89 | 2665.0352 | 8.2525 | 48.4552 | 30634.2491 | 5056.0444
308-563AE | 44230.2909 | 6883.1959 | 308 | 1194 | 308-563AE | 0.99242 | 2432666.0004 | 378575.7722 | 453.89 | 9975.5725 | 8.2525 | 181.374 | 44230.2909 | 6883.1959
309-15F | 36471.1572 | 5211.7823 | 309 | 1196 | 309-15F | 4.058 | 2005913.6487 | 286648.026 | 453.89 | 2439.6528 | 8.2525 | 44.3573 | 36471.1572 | 5211.7823
310-1192F | 49010.1453 | 5308.596 | 310 | 1197 | 310-1192F | 4.6489 | 2695557.9938 | 291972.7801 | 453.89 | 2129.5527 | 8.2525 | 38.7191 | 49010.1453 | 5308.596
310-1194F | 56073.635 | 7833.8613 | 310 | 1199 | 310-1194F | 0.14867 | 3084049.9265 | 430862.3715 | 453.89 | 66588.535 | 8.2525 | 1210.7006 | 56073.635 | 7833.8613
310-718F | 78567.1292 | 5702.2423 | 310 | 1204 | 310-718F | 0.039962 | 4321192.1044 | 313623.3251 | 453.89 | 247734.5972 | 8.2525 | 4504.2654 | 78567.1292 | 5702.2423
310-719F | 46160.4507 | 5385.4534 | 310 | 1205 | 310-719F | 1.6458 | 2538824.7886 | 296199.9352 | 453.89 | 6015.1899 | 8.2525 | 109.3671 | 46160.4507 | 5385.4534
310-9R | 54552.702 | 5378.816 | 310 | 1206 | 310-9R | 0.82102 | 3000398.609 | 295834.88 | 453.89 | 12058.1315 | 8.2525 | 219.2388 | 54552.702 | 5378.816
311-1163F | 30131.0732 | 7482.8494 | 311 | 1209 | 311-1163F | 0.52064 | 1657209.0272 | 411556.7189 | 453.89 | 19014.9145 | 8.2525 | 345.7257 | 30131.0732 | 7482.8494
311-1199 | 54503.7387 | 7832.7477 | 311 | 1210 | 311-1199 | 0.4125 | 2997705.631 | 430801.123 | 453.89 | 24000 | 8.2525 | 436.3636 | 54503.7387 | 7832.7477
311-14R | 41972.0439 | 10641.9484 | 311 | 1211 | 311-14R | 0.57898 | 2308462.4144 | 585307.1647 | 453.89 | 17099.1168 | 8.2525 | 310.893 | 41972.0439 | 10641.9484
311-43 | 72251.0392 | 8005.0294 | 311 | 1212 | 311-43 | 2.0208 | 3973807.1558 | 440276.6176 | 453.89 | 4898.9691 | 8.2525 | 89.0722 | 72251.0392 | 8005.0294
312-14F | 76003.8034 | 13599.3475 | 312 | 1214 | 312-14F | 0.3303 | 4180209.1858 | 747964.1151 | 453.89 | 29972.4771 | 8.2525 | 544.9541 | 76003.8034 | 13599.3475
312-40F | 102765.0008 | 7608.2611 | 312 | 1218 | 312-40F | 0.040152 | 5652075.0425 | 418454.3623 | 453.89 | 246566.0377 | 8.2525 | 4483.0189 | 102765.0008 | 7608.2611
313-548AE | 66774.9879 | 6596.2635 | 313 | 1220 | 313-548AE | 0.069697 | 3672624.3365 | 362794.4913 | 453.89 | 142043.4783 | 8.2525 | 2582.6087 | 66774.9879 | 6596.2635
313-550AE | 50470.837 | 5426.01 | 313 | 1222 | 313-550AE | 0.86572 | 2775896.0325 | 298430.5516 | 453.89 | 11435.5721 | 8.2525 | 207.9195 | 50470.837 | 5426.01
313-920F | 54947.4047 | 5627.4592 | 313 | 1223 | 313-920F | 0.4197 | 3022107.2571 | 309510.2563 | 453.89 | 23588.4477 | 8.2525 | 428.8809 | 54947.4047 | 5627.4592
313-921F | 26040.739 | 5481.8706 | 313 | 1224 | 313-921F | 0.23902 | 1432240.6463 | 301502.8805 | 453.89 | 41419.9683 | 8.2525 | 753.0903 | 26040.739 | 5481.8706
313-923F | 52309.801 | 5311.403 | 313 | 1226 | 313-923F | 1.4034 | 2877039.0529 | 292127.1657 | 453.89 | 7054.251 | 8.2525 | 128.2591 | 52309.801 | 5311.403
314-13F | 26201.9916 | 5032.25 | 314 | 1229 | 314-13F | 0.47273 | 1441109.5354 | 276773.75 | 453.89 | 20942.3077 | 8.2525 | 380.7692 | 26201.9916 | 5032.25
315-1192F | 29658.0642 | 7315.6326 | 315 | 1234 | 315-1192F | 0.39659 | 1631193.5321 | 402359.7903 | 453.89 | 24962.7507 | 8.2525 | 453.8682 | 29658.0642 | 7315.6326
315-485AE | 61243.8048 | 7968.0522 | 315 | 1237 | 315-485AE | 1.5218 | 3368409.2665 | 438242.8733 | 453.89 | 6505.5383 | 8.2525 | 118.2825 | 61243.8048 | 7968.0522
320-1414 | 43540.6962 | 6543.5103 | 320 | 1240 | 320-1414 | 1.7297 | 2394738.2911 | 359893.0691 | 453.89 | 5723.4206 | 8.2525 | 104.0622 | 43540.6962 | 6543.5103
321-1332R | 33773.2647 | 5172.3297 | 321 | 1242 | 321-1332R | 2.8138 | 1857529.559 | 284478.1349 | 453.89 | 3518.3415 | 8.2525 | 63.9698 | 33773.2647 | 5172.3297
321-646 | 36706.3163 | 5199.0563 | 321 | 1243 | 321-646 | 1.2214 | 2018847.397 | 285948.0951 | 453.89 | 8105.4427 | 8.2525 | 147.3717 | 36706.3163 | 5199.0563
321-740AE | 45316.4828 | 5261.151 | 321 | 1244 | 321-740AE | 2.8839 | 2492406.5563 | 289363.3026 | 453.89 | 3432.8495 | 8.2525 | 62.4154 | 45316.4828 | 5261.151
321-741 | 41152.0929 | 5114.4449 | 321 | 1245 | 321-741 | 0.76212 | 2263365.1108 | 281294.4712 | 453.89 | 12990.0596 | 8.2525 | 236.1829 | 41152.0929 | 5114.4449
322-32R | 72273.425 | 5438.6664 | 322 | 1246 | 322-32R | 0.064394 | 3975038.3733 | 299126.6494 | 453.89 | 153741.1765 | 8.2525 | 2795.2941 | 72273.425 | 5438.6664
322-821F | 46829.4008 | 5347.4898 | 322 | 1247 | 322-821F | 5.6044 | 2575617.0446 | 294111.9388 | 453.89 | 1766.4831 | 8.2525 | 32.1179 | 46829.4008 | 5347.4898
322-822F | 49686.5521 | 5452.0034 | 322 | 1248 | 322-822F | 0.46686 | 2732760.3662 | 299860.1892 | 453.89 | 21205.6795 | 8.2525 | 385.5578 | 49686.5521 | 5452.0034
323-1134F | 46777.5211 | 5568.3578 | 323 | 1256 | 323-1134F | 0.7358 | 2572763.6619 | 306259.6794 | 453.89 | 13454.8263 | 8.2525 | 244.6332 | 46777.5211 | 5568.3578
323-471 | 44267.3875 | 5285.5743 | 323 | 1257 | 323-471 | 5.2117 | 2434706.312 | 290706.5878 | 453.89 | 1899.5567 | 8.2525 | 34.5374 | 44267.3875 | 5285.5743
323-472AE | 38893.3061 | 5127.4871 | 323 | 1258 | 323-472AE | 1.2835 | 2139131.8374 | 282011.7886 | 453.89 | 7713.1474 | 8.2525 | 140.239 | 38893.3061 | 5127.4871
325-1220R | 41837.8301 | 5237.1052 | 325 | 1261 | 325-1220R | 10.7873 | 2301080.6574 | 288040.7861 | 453.89 | 917.745 | 8.2525 | 16.6863 | 41837.8301 | 5237.1052
325-1227F | 32730.0691 | 4990.1882 | 325 | 1262 | 325-1227F | 0.24205 | 1800153.802 | 274460.3493 | 453.89 | 40901.4085 | 8.2525 | 743.662 | 32730.0691 | 4990.1882
325-1229F | 38085.907 | 5223.4493 | 325 | 1263 | 325-1229F | 0.75587 | 2094724.8868 | 287289.7127 | 453.89 | 13097.4693 | 8.2525 | 238.1358 | 38085.907 | 5223.4493
325-22R | 43534.8692 | 5384.7621 | 325 | 1264 | 325-22R | 4.4492 | 2394417.8043 | 296161.915 | 453.89 | 2225.0979 | 8.2525 | 40.4563 | 43534.8692 | 5384.7621
325-25 | 46151.5929 | 5237.5558 | 325 | 1265 | 325-25 | 0.65966 | 2538337.6081 | 288065.5669 | 453.89 | 15007.7519 | 8.2525 | 272.8682 | 46151.5929 | 5237.5558
326-26 | 57195.2928 | 10426.0668 | 326 | 1266 | 326-26 | 0.27121 | 3145741.102 | 573433.6749 | 453.89 | 36502.7933 | 8.2525 | 663.6872 | 57195.2928 | 10426.0668
326-35R | 35498.8456 | 5089.8608 | 326 | 1267 | 326-35R | 7.7561 | 1952436.5062 | 279942.3415 | 453.89 | 1276.4212 | 8.2525 | 23.2077 | 35498.8456 | 5089.8608
329-215F | 69706.4461 | 6288.7283 | 329 | 1269 | 329-215F | 0.7339 | 3833854.5328 | 345880.0553 | 453.89 | 13489.5484 | 8.2525 | 245.2645 | 69706.4461 | 6288.7283
329-793F | 42360.4865 | 5308.6082 | 329 | 1270 | 329-793F | 0.40644 | 2329826.7597 | 291973.4531 | 453.89 | 24357.8751 | 8.2525 | 442.8705 | 42360.4865 | 5308.6082
330-44R | 306969.789 | 8162.08 | 330 | 1271 | 330-44R | 0.010227 | 16883338.3944 | 448914.4 | 453.89 | 968000 | 8.2525 | 17600 | 306969.789 | 8162.08
330-810R | 49468.4852 | 5579.8068 | 330 | 1272 | 330-810R | 1.6044 | 2720766.6842 | 306889.3737 | 453.89 | 6170.7 | 8.2525 | 112.1945 | 49468.4852 | 5579.8068
330-8R | 49970.5593 | 5271.4508 | 330 | 1273 | 330-8R | 4.9453 | 2748380.7617 | 289929.796 | 453.89 | 2001.9149 | 8.2525 | 36.3985 | 49970.5593 | 5271.4508
334-21 | 27149.5406 | 4851.3696 | 334 | 1277 | 334-21 | 6.6265 | 1493224.7303 | 266825.3277 | 453.89 | 1493.9979 | 8.2525 | 27.1636 | 27149.5406 | 4851.3696
334-45F | 36239.2022 | 8153.4901 | 334 | 1279 | 334-45F | 0.34261 | 1993156.1194 | 448441.9582 | 453.89 | 28895.5224 | 8.2525 | 525.3731 | 36239.2022 | 8153.4901
340-376F | 41943.321 | 5372.8155 | 340 | 1291 | 340-376F | 1.8955 | 2306882.6556 | 295504.8547 | 453.89 | 5223.0216 | 8.2525 | 94.964 | 41943.321 | 5372.8155
340-378F | 47012.431 | 5081.6524 | 340 | 1292 | 340-378F | 5.6273 | 2585683.7024 | 279490.8842 | 453.89 | 1759.2892 | 8.2525 | 31.9871 | 47012.431 | 5081.6524
341-1155F | 48415.0598 | 5225.9031 | 341 | 1293 | 341-1155F | 2.8739 | 2662828.2894 | 287424.6709 | 453.89 | 3444.8399 | 8.2525 | 62.6335 | 48415.0598 | 5225.9031
341-1157F | 27916.7255 | 5043.8924 | 341 | 1295 | 341-1157F | 1.4369 | 1535419.905 | 277414.0811 | 453.89 | 6889.6797 | 8.2525 | 125.2669 | 27916.7255 | 5043.8924
341-1179 | 31337.3972 | 4977.1717 | 341 | 1296 | 341-1179 | 0.61591 | 1723556.8473 | 273744.4413 | 453.89 | 16073.8007 | 8.2525 | 292.2509 | 31337.3972 | 4977.1717
341-920 | 39954.2346 | 5114.512 | 341 | 1297 | 341-920 | 6.9937 | 2197482.904 | 281298.1576 | 453.89 | 1415.5496 | 8.2525 | 25.7373 | 39954.2346 | 5114.512
342-514F | 48703.5633 | 5255.3844 | 342 | 1298 | 342-514F | 2.1676 | 2678695.9819 | 289046.1425 | 453.89 | 4567.2346 | 8.2525 | 83.0406 | 48703.5633 | 5255.3844
342-521AE | 48181.5196 | 6266.8528 | 342 | 1300 | 342-521AE | 1.4687 | 2649983.5754 | 344676.9021 | 453.89 | 6740.4255 | 8.2525 | 122.5532 | 48181.5196 | 6266.8528
343-20 | 44772.6127 | 5304.5736 | 343 | 1303 | 343-20 | 2.3227 | 2462493.6959 | 291751.5491 | 453.89 | 4262.2309 | 8.2525 | 77.4951 | 44772.6127 | 5304.5736
35-2 | 39953.6591 | 7246.448 | 35 | 1305 | 35-2 | 0.36345 | 2197451.2507 | 398554.6414 | 453.89 | 27239.1871 | 8.2525 | 495.2579 | 39953.6591 | 7246.448
35-297AE | 44724.8723 | 5611.4343 | 35 | 1306 | 35-297AE | 0.30568 | 2459867.9742 | 308628.8892 | 453.89 | 32386.6171 | 8.2525 | 588.8476 | 44724.8723 | 5611.4343
350-2182R | 40880.4509 | 7491.8103 | 350 | 1308 | 350-2182R | 0.41231 | 2248424.8021 | 412049.5654 | 453.89 | 24011.0243 | 8.2525 | 436.5641 | 40880.4509 | 7491.8103
350-2188R | 48036.2075 | 7487.0965 | 350 | 1309 | 350-2188R | 22.0426 | 2641991.4126 | 411790.3071 | 453.89 | 449.13 | 8.2525 | 8.166 | 48036.2075 | 7487.0965
350-2192R | 46883.9734 | 7503.507 | 350 | 1310 | 350-2192R | 31.8587 | 2578618.5377 | 412692.8825 | 453.89 | 310.747 | 8.2525 | 5.6499 | 46883.9734 | 7503.507
350-2196R | 42548.9747 | 7451.7984 | 350 | 1311 | 350-2196R | 34.4453 | 2340193.6066 | 409848.9107 | 453.89 | 287.4125 | 8.2525 | 5.2257 | 42548.9747 | 7451.7984
350-2201R | 42546.4115 | 7453.0915 | 350 | 1312 | 350-2201R | 14.5687 | 2340052.6331 | 409920.0321 | 453.89 | 679.5367 | 8.2525 | 12.3552 | 42546.4115 | 7453.0915
350-41R | 53239.7754 | 7501.3025 | 350 | 1313 | 350-41R | 16.303 | 2928187.6448 | 412571.6389 | 453.89 | 607.2491 | 8.2525 | 11.0409 | 53239.7754 | 7501.3025
351-819R | 47260.266 | 7508.533 | 351 | 1314 | 351-819R | 10.4894 | 2599314.629 | 412969.3163 | 453.89 | 943.8105 | 8.2525 | 17.1602 | 47260.266 | 7508.533
351-871R | 40275.1454 | 7457.7917 | 351 | 1315 | 351-871R | 4.1407 | 2215132.9958 | 410178.5421 | 453.89 | 2390.8887 | 8.2525 | 43.4707 | 40275.1454 | 7457.7917
352-27R | 51779.9303 | 7496.2852 | 352 | 1316 | 352-27R | 13.0331 | 2847896.1677 | 412295.6834 | 453.89 | 759.6018 | 8.2525 | 13.8109 | 51779.9303 | 7496.2852
353-1429R | 68358.7362 | 7804.7425 | 353 | 1317 | 353-1429R | 5.9517 | 3759730.4928 | 429260.8375 | 453.89 | 1663.389 | 8.2525 | 30.2434 | 68358.7362 | 7804.7425
353-593F | 57815.9176 | 7509.0387 | 353 | 1318 | 353-593F | 2.0775 | 3179875.4674 | 412997.128 | 453.89 | 4765.4298 | 8.2525 | 86.6442 | 57815.9176 | 7509.0387
353-594F | 43392.3728 | 7387.1663 | 353 | 1319 | 353-594F | 1.221 | 2386580.5027 | 406294.1473 | 453.89 | 8107.9572 | 8.2525 | 147.4174 | 43392.3728 | 7387.1663
353-900F | 64464.9572 | 8229.0834 | 353 | 1320 | 353-900F | 1.0098 | 3545572.647 | 452599.5846 | 453.89 | 9803.4509 | 8.2525 | 178.2446 | 64464.9572 | 8229.0834
353-901F | 56545.0747 | 8013.265 | 353 | 1321 | 353-901F | 2.3892 | 3109979.1077 | 440729.577 | 453.89 | 4143.6385 | 8.2525 | 75.3389 | 56545.0747 | 8013.265
353-902F | 40933.5676 | 8275.6602 | 353 | 1322 | 353-902F | 0.57917 | 2251346.2187 | 455161.3112 | 453.89 | 17093.5252 | 8.2525 | 310.7914 | 40933.5676 | 8275.6602
353-904R | 47336.654 | 7516.9998 | 353 | 1323 | 353-904R | 7.0653 | 2603515.9692 | 413434.9889 | 453.89 | 1401.2063 | 8.2525 | 25.4765 | 47336.654 | 7516.9998
354-1706R | 43593.9022 | 7497.297 | 354 | 1324 | 354-1706R | 17.0706 | 2397664.6197 | 412351.3323 | 453.89 | 579.943 | 8.2525 | 10.5444 | 43593.9022 | 7497.297
354-24AE | 43387.8442 | 7816.4838 | 354 | 1325 | 354-24AE | 3.4697 | 2386331.4293 | 429906.6092 | 453.89 | 2853.2751 | 8.2525 | 51.8777 | 43387.8442 | 7816.4838
355-41R | 60870.7904 | 7670.0038 | 355 | 1326 | 355-41R | 4.728 | 3347893.4719 | 421850.2102 | 453.89 | 2093.8952 | 8.2525 | 38.0708 | 60870.7904 | 7670.0038
355-65R | 394422.4639 | 10277.472 | 355 | 1327 | 355-65R | 0.0075758 | 21693235.5154 | 565260.96 | 453.89 | 1306800 | 8.2525 | 23760 | 394422.4639 | 10277.472
355-6R | 71367.0425 | 7928.8379 | 355 | 1328 | 355-6R | 1.2307 | 3925187.3379 | 436086.0848 | 453.89 | 8044.3213 | 8.2525 | 146.2604 | 71367.0425 | 7928.8379
356-16R | 54531.6455 | 7698.2443 | 356 | 1329 | 356-16R | 4.3428 | 2999240.5017 | 423403.437 | 453.89 | 2279.6337 | 8.2525 | 41.4479 | 54531.6455 | 7698.2443
356-19R | 45032.8926 | 7559.8853 | 356 | 1330 | 356-19R | 18.8011 | 2476809.0925 | 415793.6924 | 453.89 | 526.5639 | 8.2525 | 9.5739 | 45032.8926 | 7559.8853
356-30AE | 50869.644 | 7671.2086 | 356 | 1331 | 356-30AE | 14.6992 | 2797830.4188 | 421916.4723 | 453.89 | 673.5041 | 8.2525 | 12.2455 | 50869.644 | 7671.2086
357-1147R | 58169.9173 | 7619.7882 | 357 | 1332 | 357-1147R | 0.74356 | 3199345.4497 | 419088.3488 | 453.89 | 13314.3148 | 8.2525 | 242.0785 | 58169.9173 | 7619.7882
357-1299R | 26792.6933 | 7386.1328 | 357 | 1333 | 357-1299R | 2.6642 | 1473598.13 | 406237.3038 | 453.89 | 3715.9309 | 8.2525 | 67.5624 | 26792.6933 | 7386.1328
357-2047F | 56374.3569 | 7932.9334 | 357 | 1334 | 357-2047F | 0.29792 | 3100589.6291 | 436311.3392 | 453.89 | 33230.7692 | 8.2525 | 604.1958 | 56374.3569 | 7932.9334
357-2049F | 53398.1933 | 7593.1192 | 357 | 1336 | 357-2049F | 5.6208 | 2936900.6328 | 417621.5556 | 453.89 | 1761.3047 | 8.2525 | 32.0237 | 53398.1933 | 7593.1192
357-45R | 54496.7637 | 7669.0671 | 357 | 1337 | 357-45R | 9.6792 | 2997322.0026 | 421798.6891 | 453.89 | 1022.8153 | 8.2525 | 18.5966 | 54496.7637 | 7669.0671
357-50R | 61064.2339 | 7692.0226 | 357 | 1338 | 357-50R | 8.6547 | 3358532.8621 | 423061.2419 | 453.89 | 1143.8825 | 8.2525 | 20.7979 | 61064.2339 | 7692.0226
357-750R | 54282.2125 | 7660.722 | 357 | 1339 | 357-750R | 7.1746 | 2985521.6896 | 421339.7109 | 453.89 | 1379.8638 | 8.2525 | 25.0884 | 54282.2125 | 7660.722
358-1175F | 62717.0735 | 7737.6594 | 358 | 1340 | 358-1175F | 0.28523 | 3449439.0449 | 425571.2685 | 453.89 | 34709.1633 | 8.2525 | 631.0757 | 62717.0735 | 7737.6594
358-33 | 66774.5912 | 7576.9791 | 358 | 1343 | 358-33 | 0.42405 | 3672602.5174 | 416733.8506 | 453.89 | 23346.1367 | 8.2525 | 424.4752 | 66774.5912 | 7576.9791
358-682F | 39782.6027 | 7527.9732 | 358 | 1349 | 358-682F | 10.4532 | 2188043.1465 | 414038.5279 | 453.89 | 947.0766 | 8.2525 | 17.2196 | 39782.6027 | 7527.9732
361-45R | 50896.9675 | 5422.8258 | 361 | 1361 | 361-45R | 1.5256 | 2799333.2144 | 298255.4208 | 453.89 | 6489.3855 | 8.2525 | 117.9888 | 50896.9675 | 5422.8258
361-684F | 40427.2317 | 4965.9295 | 361 | 1362 | 361-684F | 0.31534 | 2223497.741 | 273126.1232 | 453.89 | 31394.5946 | 8.2525 | 570.8108 | 40427.2317 | 4965.9295
361-686F | 54733.9726 | 5481.0231 | 361 | 1364 | 361-686F | 1.6004 | 3010368.4949 | 301456.2679 | 453.89 | 6186.0355 | 8.2525 | 112.4734 | 54733.9726 | 5481.0231
362-40F | 58893.3293 | 5548.7852 | 362 | 1365 | 362-40F | 0.40189 | 3239133.109 | 305183.1872 | 453.89 | 24633.3648 | 8.2525 | 447.8794 | 58893.3293 | 5548.7852
362-47F | 42842.3565 | 5091.8767 | 362 | 1367 | 362-47F | 7.757 | 2356329.6052 | 280053.218 | 453.89 | 1276.2654 | 8.2525 | 23.2048 | 42842.3565 | 5091.8767
363-25 | 81643.1781 | 7459.4402 | 363 | 1370 | 363-25 | 0.13674 | 4490374.7929 | 410269.2122 | 453.89 | 72398.892 | 8.2525 | 1316.3435 | 81643.1781 | 7459.4402
364-36 | 53136.9556 | 5541.6447 | 364 | 1372 | 364-36 | 3.6059 | 2922532.5598 | 304790.4566 | 453.89 | 2745.5223 | 8.2525 | 49.9186 | 53136.9556 | 5541.6447
364-49R | 44770.0881 | 5217.622 | 364 | 1373 | 364-49R | 4.9159 | 2462354.845 | 286969.2083 | 453.89 | 2013.8696 | 8.2525 | 36.6158 | 44770.0881 | 5217.622
365-28AE | 49849.3566 | 5093.3479 | 365 | 1374 | 365-28AE | 0.51705 | 2741714.6147 | 280134.1327 | 453.89 | 19147.2527 | 8.2525 | 348.1319 | 49849.3566 | 5093.3479
365-34R | 52227.8941 | 5370.5315 | 365 | 1375 | 365-34R | 2.1945 | 2872534.1752 | 295379.2325 | 453.89 | 4511.2626 | 8.2525 | 82.023 | 52227.8941 | 5370.5315
365-648R | 57469.0479 | 5328.9305 | 365 | 1376 | 365-648R | 1.5411 | 3160797.633 | 293091.1799 | 453.89 | 6423.9892 | 8.2525 | 116.7998 | 57469.0479 | 5328.9305
366-48 | 54538.4339 | 5550.9342 | 366 | 1378 | 366-48 | 1.4131 | 2999613.863 | 305301.3829 | 453.89 | 7006.0314 | 8.2525 | 127.3824 | 54538.4339 | 5550.9342
366-559 | 69889.5636 | 5866.0942 | 366 | 1379 | 366-559 | 0.45606 | 3843925.9974 | 322635.1821 | 453.89 | 21707.6412 | 8.2525 | 394.6844 | 69889.5636 | 5866.0942
368-1054F | 57275.8445 | 8834.3015 | 368 | 1380 | 368-1054F | 0.20985 | 3150171.4468 | 485886.5834 | 453.89 | 47176.8953 | 8.2525 | 857.7617 | 57275.8445 | 8834.3015
368-1057F | 40587.7309 | 4949.0437 | 368 | 1382 | 368-1057F | 0.94186 | 2232325.2013 | 272197.4062 | 453.89 | 10511.1603 | 8.2525 | 191.112 | 40587.7309 | 4949.0437
368-21AE | 53899.018 | 5378.3826 | 368 | 1384 | 368-21AE | 1.6206 | 2964445.9909 | 295811.0426 | 453.89 | 6108.6829 | 8.2525 | 111.067 | 53899.018 | 5378.3826
368-24 | 48338.8073 | 5257.1226 | 368 | 1385 | 368-24 | 3.3941 | 2658634.4024 | 289141.7409 | 453.89 | 2916.8015 | 8.2525 | 53.0328 | 48338.8073 | 5257.1226
368-403F | 62556.1467 | 5564.1455 | 368 | 1387 | 368-403F | 0.20057 | 3440588.0665 | 306028.0023 | 453.89 | 49359.7734 | 8.2525 | 897.4504 | 62556.1467 | 5564.1455
374-708R | 45739.6705 | 5119.7007 | 374 | 1394 | 374-708R | 1.0019 | 2515681.8763 | 281583.5412 | 453.89 | 9881.2854 | 8.2525 | 179.6597 | 45739.6705 | 5119.7007
376-491R | 26647.3453 | 5387.561 | 376 | 1395 | 376-491R | 2.8812 | 1465603.9899 | 296315.8525 | 453.89 | 3436.0087 | 8.2525 | 62.4729 | 26647.3453 | 5387.561
376-527AE | 79185.8826 | 6284.8794 | 376 | 1397 | 376-527AE | 0.051894 | 4355223.5408 | 345668.3679 | 453.89 | 190773.7226 | 8.2525 | 3468.6131 | 79185.8826 | 6284.8794
38-11 | 41995.6344 | 5252.3235 | 38 | 1399 | 38-11 | 4.7847 | 2309759.8932 | 288877.7912 | 453.89 | 2069.1129 | 8.2525 | 37.6202 | 41995.6344 | 5252.3235
380-27 | 41364.0768 | 5321.3806 | 380 | 1404 | 380-27 | 6.9646 | 2275024.2221 | 292675.9332 | 453.89 | 1421.4777 | 8.2525 | 25.845 | 41364.0768 | 5321.3806
381-450F | 32818.1282 | 4935.4585 | 381 | 1405 | 381-450F | 0.24375 | 1804997.0497 | 271450.2154 | 453.89 | 40615.3846 | 8.2525 | 738.4615 | 32818.1282 | 4935.4585
381-451F | 26544.2794 | 5081.7299 | 381 | 1406 | 381-451F | 3.2216 | 1459935.3671 | 279495.1424 | 453.89 | 3073.0159 | 8.2525 | 55.873 | 26544.2794 | 5081.7299
381-48 | 49387.3802 | 5860.209 | 381 | 1409 | 381-48 | 1.2981 | 2716305.9093 | 322311.4962 | 453.89 | 7626.4955 | 8.2525 | 138.6636 | 49387.3802 | 5860.209
381-49 | 258358.6005 | 17777.12 | 381 | 1410 | 381-49 | 0.0083333 | 14209723.03 | 977741.6 | 453.89 | 1188000 | 8.2525 | 21600 | 258358.6005 | 17777.12
386-25R | 42254.0288 | 5538.6008 | 386 | 1422 | 386-25R | 1.6061 | 2323971.585 | 304623.0415 | 453.89 | 6164.1509 | 8.2525 | 112.0755 | 42254.0288 | 5538.6008
387-11 | 36153.4501 | 5131.3574 | 387 | 1423 | 387-11 | 9.2555 | 1988439.7533 | 282224.6594 | 453.89 | 1069.6351 | 8.2525 | 19.4479 | 36153.4501 | 5131.3574
387-15 | 28774.6376 | 6117.275 | 387 | 1424 | 387-15 | 6.3288 | 1582605.0667 | 336450.1229 | 453.89 | 1564.2806 | 8.2525 | 28.4415 | 28774.6376 | 6117.275
390-15 | 38636.823 | 5413.3084 | 390 | 1429 | 390-15 | 0.85436 | 2125025.2652 | 297731.9626 | 453.89 | 11587.6746 | 8.2525 | 210.685 | 38636.823 | 5413.3084
390-18 | 33152.9372 | 5087.2053 | 390 | 1431 | 390-18 | 2.908 | 1823411.5458 | 279796.2889 | 453.89 | 3404.4549 | 8.2525 | 61.8992 | 33152.9372 | 5087.2053
390-346AE | 29810.9254 | 5125.528 | 390 | 1432 | 390-346AE | 1.1655 | 1639600.8961 | 281904.0419 | 453.89 | 8493.9877 | 8.2525 | 154.4361 | 29810.9254 | 5125.528
392-23F | 32221.0522 | 5278.8701 | 392 | 1435 | 392-23F | 2.0432 | 1772157.871 | 290337.8567 | 453.89 | 4845.3838 | 8.2525 | 88.0979 | 32221.0522 | 5278.8701
393-14R | 45893.2534 | 7266.9553 | 393 | 1436 | 393-14R | 2.068 | 2524128.9385 | 399682.5413 | 453.89 | 4787.2516 | 8.2525 | 87.0409 | 45893.2534 | 7266.9553
394-422F | 40151.9534 | 5572.2381 | 394 | 1440 | 394-422F | 0.87083 | 2208357.4384 | 306473.0947 | 453.89 | 11368.4211 | 8.2525 | 206.6986 | 40151.9534 | 5572.2381
395-33R | 38410.5105 | 6329.6917 | 395 | 1441 | 395-33R | 0.54905 | 2112578.0775 | 348133.0451 | 453.89 | 18031.0452 | 8.2525 | 327.8372 | 38410.5105 | 6329.6917
396-699R | 53209.9041 | 7322.284 | 396 | 1442 | 396-699R | 20.5477 | 2926544.7246 | 402725.6197 | 453.89 | 481.8051 | 8.2525 | 8.7601 | 53209.9041 | 7322.284
397-39R | 41476.4671 | 5389.3234 | 397 | 1443 | 397-39R | 0.77538 | 2281205.6903 | 296412.7859 | 453.89 | 12767.9531 | 8.2525 | 232.1446 | 41476.4671 | 5389.3234
397-550F | 46997.792 | 5322.5486 | 397 | 1446 | 397-550F | 2.3824 | 2584878.562 | 292740.1704 | 453.89 | 4155.4973 | 8.2525 | 75.5545 | 46997.792 | 5322.5486
400-1019 | 32053.1827 | 5045.2323 | 400 | 1456 | 400-1019 | 7.0894 | 1762925.0502 | 277487.7754 | 453.89 | 1396.4522 | 8.2525 | 25.39 | 32053.1827 | 5045.2323
401-39R | 34348.1163 | 6495.3577 | 401 | 1457 | 401-39R | 0.59015 | 1889146.3977 | 357244.6757 | 453.89 | 16775.353 | 8.2525 | 305.0064 | 34348.1163 | 6495.3577
401-684R | 93381.7186 | 7802.6933 | 401 | 1458 | 401-684R | 0.051326 | 5135994.5254 | 429148.1313 | 453.89 | 192885.6089 | 8.2525 | 3507.0111 | 93381.7186 | 7802.6933
402-30AE | 44746.9884 | 5571.3129 | 402 | 1463 | 402-30AE | 2.7824 | 2461084.3617 | 306422.2105 | 453.89 | 3558.0968 | 8.2525 | 64.6927 | 44746.9884 | 5571.3129
402-819F | 87894.677 | 6179.1886 | 402 | 1465 | 402-819F | 0.047727 | 4834207.2362 | 339855.3714 | 453.89 | 207428.5714 | 8.2525 | 3771.4286 | 87894.677 | 6179.1886
402-820F | 44448.2892 | 5055.3783 | 402 | 1466 | 402-820F | 1.2064 | 2444655.9065 | 278045.8057 | 453.89 | 8205.9655 | 8.2525 | 149.1994 | 44448.2892 | 5055.3783
403-11F | 55725.5266 | 6046.6849 | 403 | 1468 | 403-11F | 0.058712 | 3064903.965 | 332567.6697 | 453.89 | 168619.3548 | 8.2525 | 3065.8065 | 55725.5266 | 6046.6849
403-15F | 53888.9023 | 6449.7879 | 403 | 1470 | 403-15F | 0.21288 | 2963889.6243 | 354738.3345 | 453.89 | 46505.3381 | 8.2525 | 845.5516 | 53888.9023 | 6449.7879
403-9F | 28509.0499 | 4934.1893 | 403 | 1471 | 403-9F | 0.49299 | 1567997.7448 | 271380.4109 | 453.89 | 20081.4445 | 8.2525 | 365.1172 | 28509.0499 | 4934.1893
404-6AE | 52828.7284 | 6025.9472 | 404 | 1473 | 404-6AE | 1.357 | 2905580.0631 | 331427.0984 | 453.89 | 7295.4641 | 8.2525 | 132.6448 | 52828.7284 | 6025.9472
409-1155R | 41137.631 | 5231.9978 | 409 | 1481 | 409-1155R | 2.4814 | 2262569.7029 | 287759.8804 | 453.89 | 3989.6199 | 8.2525 | 72.5385 | 41137.631 | 5231.9978
409-38R | 45471.781 | 5549.502 | 409 | 1482 | 409-38R | 1.7318 | 2500947.9575 | 305222.6126 | 453.89 | 5716.5354 | 8.2525 | 103.937 | 45471.781 | 5549.502
41-43 | 42792.021 | 5223.1401 | 41 | 1483 | 41-43 | 6.6045 | 2353561.1566 | 287272.7068 | 453.89 | 1498.9677 | 8.2525 | 27.254 | 42792.021 | 5223.1401
41-44AE | 50017.0353 | 5799.8812 | 41 | 1484 | 41-44AE | 1.4348 | 2750936.9403 | 318993.4674 | 453.89 | 6899.6832 | 8.2525 | 125.4488 | 50017.0353 | 5799.8812
410-50R | 41021.2469 | 5258.3389 | 410 | 1485 | 410-50R | 8.3483 | 2256168.5808 | 289208.637 | 453.89 | 1185.8708 | 8.2525 | 21.5613 | 41021.2469 | 5258.3389
411-1873R | 56201.0568 | 7610.5332 | 411 | 1486 | 411-1873R | 6.7498 | 3091058.125 | 418579.325 | 453.89 | 1466.7078 | 8.2525 | 26.6674 | 56201.0568 | 7610.5332
411-30R | 53888.9981 | 7656.9306 | 411 | 1487 | 411-30R | 17.7117 | 2963894.8962 | 421131.184 | 453.89 | 558.9512 | 8.2525 | 10.1627 | 53888.9981 | 7656.9306
411-47R | 35757.176 | 5672.6192 | 411 | 1488 | 411-47R | 10.8545 | 1966644.6806 | 311994.055 | 453.89 | 912.0603 | 8.2525 | 16.5829 | 35757.176 | 5672.6192
412-23AE | 40238.741 | 5548.3347 | 412 | 1489 | 412-23AE | 0.67008 | 2213130.754 | 305158.4109 | 453.89 | 14774.4488 | 8.2525 | 268.6263 | 40238.741 | 5548.3347
415-1237R | 37933.1412 | 5141.9416 | 415 | 1490 | 415-1237R | 5.3424 | 2086322.7675 | 282806.7874 | 453.89 | 1853.0913 | 8.2525 | 33.6926 | 37933.1412 | 5141.9416
415-33 | 38166.0675 | 5176.2399 | 415 | 1491 | 415-33 | 5.6583 | 2099133.712 | 284693.1935 | 453.89 | 1749.6318 | 8.2525 | 31.8115 | 38166.0675 | 5176.2399
416-21 | 47190.1506 | 5498.2268 | 416 | 1492 | 416-21 | 1.3235 | 2595458.2838 | 302402.4746 | 453.89 | 7480.2519 | 8.2525 | 136.0046 | 47190.1506 | 5498.2268
416-29AE | 58821.5544 | 6672.2848 | 416 | 1493 | 416-29AE | 0.23788 | 3235185.4944 | 366975.6662 | 453.89 | 41617.8344 | 8.2525 | 756.6879 | 58821.5544 | 6672.2848
416-35F | 47925.5056 | 5479.2557 | 416 | 1494 | 416-35F | 0.56648 | 2635902.8054 | 301359.0628 | 453.89 | 17476.4293 | 8.2525 | 317.7533 | 47925.5056 | 5479.2557
416-37F | 47808.8372 | 5718.678 | 416 | 1495 | 416-37F | 0.64242 | 2629486.0445 | 314527.291 | 453.89 | 15410.3774 | 8.2525 | 280.1887 | 47808.8372 | 5718.678
417-21R | 39236.0576 | 5156.2351 | 417 | 1496 | 417-21R | 5.2485 | 2157983.1668 | 283592.9314 | 453.89 | 1886.2587 | 8.2525 | 34.2956 | 39236.0576 | 5156.2351
417-41 | 62460.8901 | 5185.7851 | 417 | 1497 | 417-41 | 0.054356 | 3435348.9536 | 285218.1798 | 453.89 | 182132.4042 | 8.2525 | 3311.4983 | 62460.8901 | 5185.7851
417-44AE | 44554.6909 | 6151.1892 | 417 | 1498 | 417-44AE | 0.41307 | 2450508.002 | 338315.4069 | 453.89 | 23966.9876 | 8.2525 | 435.7634 | 44554.6909 | 6151.1892
417-791AE | 43196.478 | 5526.2847 | 417 | 1499 | 417-791AE | 1.2926 | 2375806.2906 | 303945.6563 | 453.89 | 7658.9011 | 8.2525 | 139.2527 | 43196.478 | 5526.2847
418-1260 | 34563.8115 | 5098.2509 | 418 | 1500 | 418-1260 | 1.3962 | 1901009.6318 | 280403.7992 | 453.89 | 7090.6131 | 8.2525 | 128.9202 | 34563.8115 | 5098.2509
418-25R | 43664.4325 | 5459.186 | 418 | 1501 | 418-25R | 2.2112 | 2401543.7895 | 300255.2282 | 453.89 | 4477.2591 | 8.2525 | 81.4047 | 43664.4325 | 5459.186
42-46 | 32145.9839 | 5014.3635 | 42 | 1502 | 42-46 | 17.4892 | 1768029.1153 | 275789.9948 | 453.89 | 566.0635 | 8.2525 | 10.2921 | 32145.9839 | 5014.3635
43-443 | 86339.2068 | 6921.9406 | 43 | 1566 | 43-443 | 0.070644 | 4748656.3739 | 380706.7324 | 453.89 | 140139.4102 | 8.2525 | 2547.9893 | 86339.2068 | 6921.9406
43-445 | 43104.0681 | 5310.895 | 43 | 1568 | 43-445 | 6.5723 | 2370723.7453 | 292099.2257 | 453.89 | 1506.3109 | 8.2525 | 27.3875 | 43104.0681 | 5310.895
43-475F | 144704.0731 | 17468.1084 | 43 | 1570 | 43-475F | 0.017614 | 7958724.0208 | 960745.9613 | 453.89 | 562064.5161 | 8.2525 | 10219.3548 | 144704.0731 | 17468.1084
430-321AE | 85021.0071 | 9389.4158 | 430 | 1571 | 430-321AE | 0.1678 | 4676155.392 | 516417.8691 | 453.89 | 58997.7427 | 8.2525 | 1072.6862 | 85021.0071 | 9389.4158
430-42F | 45947.456 | 5409.2273 | 430 | 1572 | 430-42F | 2.2852 | 2527110.0823 | 297507.5031 | 453.89 | 4332.173 | 8.2525 | 78.7668 | 45947.456 | 5409.2273
430-639 | 44818.0218 | 5250.261 | 430 | 1573 | 430-639 | 1.4557 | 2464991.1978 | 288764.3541 | 453.89 | 6800.9368 | 8.2525 | 123.6534 | 44818.0218 | 5250.261
431-46AE | 50014.6342 | 5380.6048 | 431 | 1574 | 431-46AE | 2.1534 | 2750804.8799 | 295933.2635 | 453.89 | 4597.3615 | 8.2525 | 83.5884 | 50014.6342 | 5380.6048
431-474 | 48757.3479 | 5420.2145 | 431 | 1575 | 431-474 | 0.9697 | 2681654.1341 | 298111.7975 | 453.89 | 10209.375 | 8.2525 | 185.625 | 48757.3479 | 5420.2145
431-478 | 59939.0892 | 5872.4979 | 431 | 1576 | 431-478 | 0.77557 | 3296649.907 | 322987.3864 | 453.89 | 12764.8352 | 8.2525 | 232.0879 | 59939.0892 | 5872.4979
431-48AE | 59032.6267 | 5453.3986 | 431 | 1577 | 431-48AE | 0.62841 | 3246794.4667 | 299936.9244 | 453.89 | 15754.0687 | 8.2525 | 286.4376 | 59032.6267 | 5453.3986
431-550 | 51799.2375 | 5456.231 | 431 | 1579 | 431-550 | 2.0879 | 2848958.065 | 300092.7067 | 453.89 | 4741.6546 | 8.2525 | 86.2119 | 51799.2375 | 5456.231
434-301 | 67034.6781 | 6086.5586 | 434 | 1588 | 434-301 | 0.60379 | 3686907.2936 | 334760.7227 | 453.89 | 16396.4868 | 8.2525 | 298.1179 | 67034.6781 | 6086.5586
438-45 | 63944.2869 | 6325.8996 | 438 | 1606 | 438-45 | 0.46629 | 3516935.779 | 347924.4777 | 453.89 | 21231.5191 | 8.2525 | 386.0276 | 63944.2869 | 6325.8996
439-42F | 205214.479 | 7046.815 | 439 | 1610 | 439-42F | 0.057386 | 11286796.3465 | 387574.8277 | 453.89 | 172514.8515 | 8.2525 | 3136.6337 | 205214.479 | 7046.815
44-1101F | 47377.1617 | 5448.4942 | 44 | 1614 | 44-1101F | 1.3008 | 2605743.8933 | 299667.179 | 453.89 | 7610.9493 | 8.2525 | 138.3809 | 47377.1617 | 5448.4942
44-40AE | 41348.7028 | 5657.3352 | 44 | 1616 | 44-40AE | 0.79318 | 2274178.6542 | 311153.4384 | 453.89 | 12481.3754 | 8.2525 | 226.9341 | 41348.7028 | 5657.3352
44-41 | 56605.2771 | 5541.4849 | 44 | 1617 | 44-41 | 0.53447 | 3113290.2426 | 304781.6697 | 453.89 | 18523.0333 | 8.2525 | 336.7824 | 56605.2771 | 5541.4849
44-42 | 48662.1114 | 5780.2179 | 44 | 1618 | 44-42 | 0.72841 | 2676416.1247 | 317911.985 | 453.89 | 13591.2637 | 8.2525 | 247.1139 | 48662.1114 | 5780.2179
441-23R | 34260.2976 | 7389.9726 | 441 | 1619 | 441-23R | 5.1261 | 1884316.3668 | 406448.4906 | 453.89 | 1931.2791 | 8.2525 | 35.1142 | 34260.2976 | 7389.9726
441-279R | 33327.9404 | 7500.3593 | 441 | 1620 | 441-279R | 2.1595 | 1833036.7232 | 412519.7594 | 453.89 | 4584.4589 | 8.2525 | 83.3538 | 33327.9404 | 7500.3593
441-27R | 27976.3885 | 7399.8155 | 441 | 1621 | 441-27R | 7.3795 | 1538701.3661 | 406989.8513 | 453.89 | 1341.546 | 8.2525 | 24.3917 | 27976.3885 | 7399.8155
441-30R | 28438.914 | 7408.5373 | 441 | 1622 | 441-30R | 5.7333 | 1564140.2726 | 407469.5511 | 453.89 | 1726.7442 | 8.2525 | 31.3953 | 28438.914 | 7408.5373
442-16R | 37853.0875 | 7396.7245 | 442 | 1623 | 442-16R | 10.6841 | 2081919.8124 | 406819.8488 | 453.89 | 926.6114 | 8.2525 | 16.8475 | 37853.0875 | 7396.7245
442-46R | 154339.7749 | 9474.385 | 442 | 1628 | 442-46R | 0.055682 | 8488687.6176 | 521091.1768 | 453.89 | 177795.9184 | 8.2525 | 3232.6531 | 154339.7749 | 9474.385
442-509R | 52241.15 | 7513.1388 | 442 | 1629 | 442-509R | 3.7778 | 2873263.2518 | 413222.6349 | 453.89 | 2620.5444 | 8.2525 | 47.6463 | 52241.15 | 7513.1388
442-525 | 58199.7206 | 7572.9659 | 442 | 1630 | 442-525 | 2.8098 | 3200984.6352 | 416513.1257 | 453.89 | 3523.3217 | 8.2525 | 64.0604 | 58199.7206 | 7572.9659
442-728R | 48751.2839 | 7627.7217 | 442 | 1631 | 442-728R | 15.4341 | 2681320.6122 | 419524.6913 | 453.89 | 641.4372 | 8.2525 | 11.6625 | 48751.2839 | 7627.7217
442-729 | 27827.6016 | 7712.4773 | 442 | 1632 | 442-729 | 2.7652 | 1530518.0886 | 424186.2516 | 453.89 | 3580.274 | 8.2525 | 65.0959 | 27827.6016 | 7712.4773
442-758F | 34165.3145 | 7753.4069 | 442 | 1633 | 442-758F | 1.1019 | 1879092.2988 | 426437.3792 | 453.89 | 8984.5308 | 8.2525 | 163.3551 | 34165.3145 | 7753.4069
442-764R | 45811.7756 | 5016.6061 | 442 | 1634 | 442-764R | 2.0108 | 2519647.658 | 275913.3341 | 453.89 | 4923.4247 | 8.2525 | 89.5168 | 45811.7756 | 5016.6061
442-780 | 83400.135 | 8218.6944 | 442 | 1635 | 442-780 | 0.57235 | 4587007.4255 | 452028.1893 | 453.89 | 17297.1542 | 8.2525 | 314.4937 | 83400.135 | 8218.6944
443-218R | 21405.7662 | 4827.8477 | 443 | 1637 | 443-218R | 1.4956 | 1177317.1386 | 265531.6235 | 453.89 | 6619.2225 | 8.2525 | 120.3495 | 21405.7662 | 4827.8477
444-15R | 22601.0974 | 6849.2805 | 444 | 1638 | 444-15R | 8.3509 | 1243060.3578 | 376710.4268 | 453.89 | 1185.4943 | 8.2525 | 21.5544 | 22601.0974 | 6849.2805
444-43R | 27846.0825 | 7382.3372 | 444 | 1639 | 444-43R | 20.6062 | 1531534.5377 | 406028.5483 | 453.89 | 480.4368 | 8.2525 | 8.7352 | 27846.0825 | 7382.3372
444-9R | 47919.4182 | 7475.7508 | 444 | 1640 | 444-9R | 14.6246 | 2635568.0015 | 411166.2931 | 453.89 | 676.9406 | 8.2525 | 12.308 | 47919.4182 | 7475.7508
445-1311R | 38017.8646 | 7474.6378 | 445 | 1641 | 445-1311R | 13.2994 | 2090982.5539 | 411105.0799 | 453.89 | 744.3927 | 8.2525 | 13.5344 | 38017.8646 | 7474.6378
445-1315 | 68165.0598 | 7596.1681 | 445 | 1642 | 445-1315 | 0.080871 | 3749078.2905 | 417789.2431 | 453.89 | 122416.8618 | 8.2525 | 2225.7611 | 68165.0598 | 7596.1681
445-1323 | 52160.5725 | 7798.6069 | 445 | 1646 | 445-1323 | 0.19716 | 2868831.488 | 428923.3795 | 453.89 | 50213.2565 | 8.2525 | 912.9683 | 52160.5725 | 7798.6069
445-1325F | 27975.5421 | 7430.5149 | 445 | 1648 | 445-1325F | 11.7129 | 1538654.8163 | 408678.318 | 453.89 | 845.2235 | 8.2525 | 15.3677 | 27975.5421 | 7430.5149
445-17R | 37091.5326 | 7537.491 | 445 | 1651 | 445-17R | 3.4055 | 2040034.2929 | 414562.0034 | 453.89 | 2907.0686 | 8.2525 | 52.8558 | 37091.5326 | 7537.491
445-18R | 33089.8882 | 7429.2999 | 445 | 1652 | 445-18R | 24.8581 | 1819943.8502 | 408611.4928 | 453.89 | 398.2598 | 8.2525 | 7.2411 | 33089.8882 | 7429.2999
445-19R | 30302.1394 | 7465.8386 | 445 | 1653 | 445-19R | 11.3089 | 1666617.6659 | 410621.1244 | 453.89 | 875.4166 | 8.2525 | 15.9167 | 30302.1394 | 7465.8386
445-39R | 37624.7708 | 7580.081 | 445 | 1654 | 445-39R | 8.4979 | 2069362.3958 | 416904.4524 | 453.89 | 1164.9914 | 8.2525 | 21.1817 | 37624.7708 | 7580.081
445-894R | 29141.7362 | 7450.2472 | 445 | 1655 | 445-894R | 26.8623 | 1602795.4913 | 409763.5976 | 453.89 | 368.5461 | 8.2525 | 6.7008 | 29141.7362 | 7450.2472
445-897R | 35441.067 | 7528.5771 | 445 | 1656 | 445-897R | 1.0659 | 1949258.6849 | 414071.7432 | 453.89 | 9287.8465 | 8.2525 | 168.8699 | 35441.067 | 7528.5771
448-1196F | 144071.8923 | 8271.9106 | 448 | 1657 | 448-1196F | 0.038636 | 7923954.0764 | 454955.0824 | 453.89 | 256235.2941 | 8.2525 | 4658.8235 | 144071.8923 | 8271.9106
448-1234R | 24390.5939 | 7936.2831 | 448 | 1661 | 448-1234R | 2.9873 | 1341482.6661 | 436495.5708 | 453.89 | 3314.0176 | 8.2525 | 60.2549 | 24390.5939 | 7936.2831
448-47R | 28977.8026 | 7984.4036 | 448 | 1662 | 448-47R | 8.3023 | 1593779.1407 | 439142.2006 | 453.89 | 1192.4446 | 8.2525 | 21.6808 | 28977.8026 | 7984.4036
448-714R | 33270.9872 | 7401.8226 | 448 | 1663 | 448-714R | 10.2119 | 1829904.294 | 407100.241 | 453.89 | 969.4542 | 8.2525 | 17.6264 | 33270.9872 | 7401.8226
448-724R | 31193.1075 | 7446.1153 | 448 | 1664 | 448-724R | 7.9845 | 1715620.915 | 409536.3406 | 453.89 | 1239.907 | 8.2525 | 22.5438 | 31193.1075 | 7446.1153
448-735R | 30163.0986 | 7855.5973 | 448 | 1665 | 448-735R | 7.6566 | 1658970.4238 | 432057.8534 | 453.89 | 1292.9973 | 8.2525 | 23.509 | 30163.0986 | 7855.5973
448-744R | 31376.5204 | 7467.8085 | 448 | 1666 | 448-744R | 25.9697 | 1725708.6198 | 410729.4666 | 453.89 | 381.2135 | 8.2525 | 6.9312 | 31376.5204 | 7467.8085
448-9R | 29607.1904 | 7442.9648 | 448 | 1667 | 448-9R | 16.4426 | 1628395.4695 | 409363.0623 | 453.89 | 602.0941 | 8.2525 | 10.9472 | 29607.1904 | 7442.9648
449-13R | 53640.1681 | 7543.806 | 449 | 1668 | 449-13R | 16.5477 | 2950209.2444 | 414909.3316 | 453.89 | 598.2695 | 8.2525 | 10.8776 | 53640.1681 | 7543.806
449-16R | 40107.2418 | 7511.5381 | 449 | 1669 | 449-16R | 2.4038 | 2205898.301 | 413134.5952 | 453.89 | 4118.4998 | 8.2525 | 74.8818 | 40107.2418 | 7511.5381
449-683 | 30118.0464 | 7388.621 | 449 | 1670 | 449-683 | 1.6021 | 1656492.5543 | 406374.1531 | 453.89 | 6179.4538 | 8.2525 | 112.3537 | 30118.0464 | 7388.621
449-693R | 29849.6123 | 7362.4361 | 449 | 1671 | 449-693R | 8.4553 | 1641728.674 | 404933.9868 | 453.89 | 1170.8628 | 8.2525 | 21.2884 | 29849.6123 | 7362.4361
449-6R | 46377.1587 | 7509.8561 | 449 | 1672 | 449-6R | 5.3305 | 2550743.7305 | 413042.088 | 453.89 | 1857.2393 | 8.2525 | 33.768 | 46377.1587 | 7509.8561
45-15AE | 32579.1767 | 4972.2564 | 45 | 1673 | 45-15AE | 0.56231 | 1791854.7184 | 273474.0996 | 453.89 | 17605.9279 | 8.2525 | 320.1078 | 32579.1767 | 4972.2564
45-16 | 34427.0758 | 5043.5989 | 45 | 1674 | 45-16 | 1.5095 | 1893489.1681 | 277397.9415 | 453.89 | 6558.5947 | 8.2525 | 119.2472 | 34427.0758 | 5043.5989
450-113F | 54386.6834 | 8309.48 | 450 | 1675 | 450-113F | 0.057576 | 2991267.5849 | 457021.4 | 453.89 | 171947.3684 | 8.2525 | 3126.3158 | 54386.6834 | 8309.48
450-114F | 38277.9561 | 5115.6473 | 450 | 1676 | 450-114F | 0.46098 | 2105287.5865 | 281360.5995 | 453.89 | 21475.7601 | 8.2525 | 390.4684 | 38277.9561 | 5115.6473
450-1850 | 58645.7068 | 7602.3957 | 450 | 1679 | 450-1850 | 0.57784 | 3225513.8733 | 418131.7623 | 453.89 | 17132.7434 | 8.2525 | 311.5044 | 58645.7068 | 7602.3957
450-1851F | 47167.9378 | 7486.3056 | 450 | 1680 | 450-1851F | 5.91 | 2594236.5766 | 411746.807 | 453.89 | 1675.1162 | 8.2525 | 30.4567 | 47167.9378 | 7486.3056
450-1853F | 57275.4071 | 7983.3853 | 450 | 1681 | 450-1853F | 0.84318 | 3150147.3889 | 439086.1916 | 453.89 | 11741.2399 | 8.2525 | 213.4771 | 57275.4071 | 7983.3853
450-1854 | 57426.3615 | 7630.1189 | 450 | 1682 | 450-1854 | 1.4413 | 3158449.8819 | 419656.537 | 453.89 | 6868.8568 | 8.2525 | 124.8883 | 57426.3615 | 7630.1189
450-50R | 48419.2828 | 8908.4518 | 450 | 1683 | 450-50R | 0.35398 | 2663060.5516 | 489964.8468 | 453.89 | 27967.8973 | 8.2525 | 508.5072 | 48419.2828 | 8908.4518
450-88R | 44920.7263 | 5436.6452 | 450 | 1684 | 450-88R | 2.8638 | 2470639.9478 | 299015.4869 | 453.89 | 3456.9142 | 8.2525 | 62.853 | 44920.7263 | 5436.6452
451-38F | 43138.9875 | 5618.4785 | 451 | 1685 | 451-38F | 0.98125 | 2372644.3149 | 309016.3159 | 453.89 | 10089.172 | 8.2525 | 183.4395 | 43138.9875 | 5618.4785
452-1403 | 45997.6789 | 7429.7121 | 452 | 1687 | 452-1403 | 0.20947 | 2529872.339 | 408634.1664 | 453.89 | 47262.2061 | 8.2525 | 859.3128 | 45997.6789 | 7429.7121
452-1404F | 36619.361 | 7324.9279 | 452 | 1688 | 452-1404F | 0.80795 | 2014064.8557 | 402871.0363 | 453.89 | 12253.1646 | 8.2525 | 222.7848 | 36619.361 | 7324.9279
452-1405 | 38408.2062 | 7381.4732 | 452 | 1689 | 452-1405 | 0.38939 | 2112451.3399 | 405981.0233 | 453.89 | 25424.1245 | 8.2525 | 462.2568 | 38408.2062 | 7381.4732
452-37AE | 42408.1491 | 6374.0689 | 452 | 1690 | 452-37AE | 0.40966 | 2332448.1997 | 350573.7897 | 453.89 | 24166.4355 | 8.2525 | 439.3897 | 42408.1491 | 6374.0689
452-38AE | 47474.3577 | 7489.2932 | 452 | 1691 | 452-38AE | 2.7653 | 2611089.6723 | 411911.126 | 453.89 | 3580.0288 | 8.2525 | 65.0914 | 47474.3577 | 7489.2932
452-39AE | 47418.0849 | 5363.1519 | 452 | 1692 | 452-39AE | 1.3443 | 2607994.6683 | 294973.3518 | 453.89 | 7364.328 | 8.2525 | 133.8969 | 47418.0849 | 5363.1519
452-47 | 30222.1729 | 5103.8342 | 452 | 1693 | 452-47 | 1.9032 | 1662219.5083 | 280710.8804 | 453.89 | 5201.7116 | 8.2525 | 94.5766 | 30222.1729 | 5103.8342
452-717 | 57886.0317 | 7885.6809 | 452 | 1694 | 452-717 | 0.37917 | 3183731.7419 | 433712.4484 | 453.89 | 26109.8901 | 8.2525 | 474.7253 | 57886.0317 | 7885.6809
453-32R | 44227.6133 | 5611.3868 | 453 | 1695 | 453-32R | 1.3636 | 2432518.7314 | 308626.274 | 453.89 | 7260 | 8.2525 | 132 | 44227.6133 | 5611.3868
453-41 | 44552.5937 | 7603.7597 | 453 | 1696 | 453-41 | 0.29811 | 2450392.6509 | 418206.7832 | 453.89 | 33209.6569 | 8.2525 | 603.8119 | 44552.5937 | 7603.7597
454-1814 | 120000.8219 | 7616.1535 | 454 | 1697 | 454-1814 | 0.095455 | 6600045.206 | 418888.4417 | 453.89 | 103714.2857 | 8.2525 | 1885.7143 | 120000.8219 | 7616.1535
454-45AE | 34263.5863 | 5132.4353 | 454 | 1698 | 454-45AE | 4.446 | 1884497.2475 | 282283.9439 | 453.89 | 2226.7093 | 8.2525 | 40.4856 | 34263.5863 | 5132.4353
454-47R | 53764.1449 | 6393.3947 | 454 | 1699 | 454-47R | 0.29072 | 2957027.9722 | 351636.7062 | 453.89 | 34053.4202 | 8.2525 | 619.1531 | 53764.1449 | 6393.3947
454-48F | 35256.168 | 7026.9271 | 454 | 1700 | 454-48F | 3.4244 | 1939089.2377 | 386480.9923 | 453.89 | 2890.9905 | 8.2525 | 52.5635 | 35256.168 | 7026.9271
454-49F | 34987.6097 | 5077.9112 | 454 | 1701 | 454-49F | 1.5466 | 1924318.5321 | 279285.1144 | 453.89 | 6401.1756 | 8.2525 | 116.385 | 34987.6097 | 5077.9112
454-53F | 38727.5023 | 5992.0127 | 454 | 1702 | 454-53F | 0.73504 | 2130012.6284 | 329560.6984 | 453.89 | 13468.6936 | 8.2525 | 244.8853 | 38727.5023 | 5992.0127
456-5 | 37145.998 | 5385.3834 | 456 | 1703 | 456-5 | 5.0542 | 2043029.8896 | 296196.0877 | 453.89 | 1958.7799 | 8.2525 | 35.6142 | 37145.998 | 5385.3834
458-33F | 21437.2414 | 4857.9327 | 458 | 1705 | 458-33F | 1.322 | 1179048.2783 | 267186.2959 | 453.89 | 7488.8252 | 8.2525 | 136.1605 | 21437.2414 | 4857.9327
458-41F | 76339.5761 | 7143.0677 | 458 | 1707 | 458-41F | 0.072159 | 4198676.6863 | 392868.7244 | 453.89 | 137196.8504 | 8.2525 | 2494.4882 | 76339.5761 | 7143.0677
458-43F | 56627.0121 | 6473.5777 | 458 | 1708 | 458-43F | 0.82235 | 3114485.6644 | 356046.7718 | 453.89 | 12038.6918 | 8.2525 | 218.8853 | 56627.0121 | 6473.5777
458-44F | 45380.7528 | 5098.5405 | 458 | 1709 | 458-44F | 0.18371 | 2495941.4041 | 280419.7295 | 453.89 | 53888.6598 | 8.2525 | 979.7938 | 45380.7528 | 5098.5405
461-24F | 45131.7313 | 6650.224 | 461 | 1722 | 461-24F | 0.37538 | 2482245.2201 | 365762.3209 | 453.89 | 26373.3602 | 8.2525 | 479.5156 | 45131.7313 | 6650.224
461-644R | 59913.6858 | 7602.8693 | 461 | 1724 | 461-644R | 0.15341 | 3295252.7168 | 418157.8133 | 453.89 | 64533.3333 | 8.2525 | 1173.3333 | 59913.6858 | 7602.8693
462-1034F | 49033.821 | 5883.2856 | 462 | 1727 | 462-1034F | 0.67557 | 2696860.1555 | 323580.7071 | 453.89 | 14654.3314 | 8.2525 | 266.4424 | 49033.821 | 5883.2856
462-1035F | 159540.0386 | 33254.1292 | 462 | 1728 | 462-1035F | 0.022159 | 8774702.1228 | 1828977.1077 | 453.89 | 446769.2308 | 8.2525 | 8123.0769 | 159540.0386 | 33254.1292
462-1521F | 40558.4367 | 6065.3737 | 462 | 1729 | 462-1521F | 0.38561 | 2230714.0158 | 333595.5521 | 453.89 | 25673.8703 | 8.2525 | 466.7976 | 40558.4367 | 6065.3737
462-1523F | 50282.211 | 6163.2224 | 462 | 1730 | 462-1523F | 0.43258 | 2765521.6052 | 338977.2329 | 453.89 | 22886.1646 | 8.2525 | 416.1121 | 50282.211 | 6163.2224
462-868 | 41388.9314 | 5239.2411 | 462 | 1731 | 462-868 | 1.1962 | 2276391.2256 | 288158.2599 | 453.89 | 8276.1241 | 8.2525 | 150.475 | 41388.9314 | 5239.2411
463-1136F | 27481.1902 | 7488.4514 | 463 | 1733 | 463-1136F | 0.58561 | 1511465.4626 | 411864.8292 | 453.89 | 16905.5627 | 8.2525 | 307.3739 | 27481.1902 | 7488.4514
463-1137F | 41650.5292 | 5581.376 | 463 | 1734 | 463-1137F | 0.125 | 2290779.1087 | 306975.68 | 453.89 | 79200 | 8.2525 | 1440 | 41650.5292 | 5581.376
463-1229 | 30771.2659 | 7324.1932 | 463 | 1735 | 463-1229 | 11.4998 | 1692419.6271 | 402830.6259 | 453.89 | 860.8837 | 8.2525 | 15.6524 | 30771.2659 | 7324.1932
470-40AE | 43035.2007 | 7512.2157 | 470 | 1759 | 470-40AE | 6.1881 | 2366936.0359 | 413171.8647 | 453.89 | 1599.8531 | 8.2525 | 29.0882 | 43035.2007 | 7512.2157
470-47R | 36595.181 | 7413.0734 | 470 | 1760 | 470-47R | 24.3072 | 2012734.9543 | 407719.0395 | 453.89 | 407.2868 | 8.2525 | 7.4052 | 36595.181 | 7413.0734
471-36F | 47544.1863 | 6092.2549 | 471 | 1761 | 471-36F | 3.0515 | 2614930.2492 | 335074.0214 | 453.89 | 3244.29 | 8.2525 | 58.9871 | 47544.1863 | 6092.2549
473-36R | 39253.9384 | 5220.571 | 473 | 1764 | 473-36R | 7.6824 | 2158966.6127 | 287131.4024 | 453.89 | 1288.6621 | 8.2525 | 23.4302 | 39253.9384 | 5220.571
474-22AE | 43793.0838 | 5138.3402 | 474 | 1765 | 474-22AE | 7.8458 | 2408619.6079 | 282608.7099 | 453.89 | 1261.8163 | 8.2525 | 22.9421 | 43793.0838 | 5138.3402
474-29 | 48940.7824 | 5672.157 | 474 | 1766 | 474-29 | 1.6437 | 2691743.031 | 311968.6327 | 453.89 | 6022.8137 | 8.2525 | 109.5057 | 48940.7824 | 5672.157
475-763F | 44491.2161 | 5400.893 | 475 | 1767 | 475-763F | 1.4441 | 2447016.8878 | 297049.1138 | 453.89 | 6855.3443 | 8.2525 | 124.6426 | 44491.2161 | 5400.893
476-6F | 51307.6975 | 6159.3215 | 476 | 1769 | 476-6F | 0.074053 | 2821923.3612 | 338762.6844 | 453.89 | 133687.9795 | 8.2525 | 2430.6905 | 51307.6975 | 6159.3215
480-1163R | 46772.6136 | 5196.2823 | 480 | 1775 | 480-1163R | 1.703 | 2572493.7476 | 285795.5272 | 453.89 | 5813.1673 | 8.2525 | 105.694 | 46772.6136 | 5196.2823
480-32 | 48623.9338 | 5296.5057 | 480 | 1776 | 480-32 | 3.2985 | 2674316.3612 | 291307.8148 | 453.89 | 3001.378 | 8.2525 | 54.5705 | 48623.9338 | 5296.5057
480-35 | 47944.9531 | 5215.3382 | 480 | 1777 | 480-35 | 8.6667 | 2636972.4192 | 286843.5985 | 453.89 | 1142.3077 | 8.2525 | 20.7692 | 47944.9531 | 5215.3382
481-30 | 50916.2393 | 5614.7434 | 481 | 1778 | 481-30 | 1.3915 | 2800393.1614 | 308810.8864 | 453.89 | 7114.7407 | 8.2525 | 129.3589 | 50916.2393 | 5614.7434
482-381F | 52442.424 | 5735.9835 | 482 | 1783 | 482-381F | 0.72992 | 2884333.318 | 315479.0912 | 453.89 | 13563.0514 | 8.2525 | 246.6009 | 52442.424 | 5735.9835
482-382F | 42907.3813 | 5180.5574 | 482 | 1784 | 482-382F | 1.3275 | 2359905.9741 | 284930.6562 | 453.89 | 7457.8399 | 8.2525 | 135.5971 | 42907.3813 | 5180.5574
486-61R | 30898.218 | 4951.1788 | 486 | 1789 | 486-61R | 7.35 | 1699401.9876 | 272314.8327 | 453.89 | 1346.9388 | 8.2525 | 24.4898 | 30898.218 | 4951.1788
486-91 | 43697.5947 | 6043.6494 | 486 | 1790 | 486-91 | 1.2538 | 2403367.7097 | 332400.7144 | 453.89 | 7896.0725 | 8.2525 | 143.565 | 43697.5947 | 6043.6494
488-32R | 42088.4948 | 5531.8709 | 488 | 1791 | 488-32R | 1.7337 | 2314867.2163 | 304252.9016 | 453.89 | 5710.2906 | 8.2525 | 103.8235 | 42088.4948 | 5531.8709
489-19AE | 37790.2956 | 5267.2594 | 489 | 1793 | 489-19AE | 1.5763 | 2078466.2583 | 289699.265 | 453.89 | 6280.4277 | 8.2525 | 114.1896 | 37790.2956 | 5267.2594
489-33 | 52276.1327 | 5871.5874 | 489 | 1794 | 489-33 | 0.44773 | 2875187.3006 | 322937.3076 | 453.89 | 22111.6751 | 8.2525 | 402.0305 | 52276.1327 | 5871.5874
490-23 | 51999.5479 | 6389.0135 | 490 | 1796 | 490-23 | 0.13485 | 2859975.1335 | 351395.7416 | 453.89 | 73415.7303 | 8.2525 | 1334.8315 | 51999.5479 | 6389.0135
490-36 | 67291.8091 | 12224.4944 | 490 | 1797 | 490-36 | 0.037879 | 3701049.5008 | 672347.192 | 453.89 | 261360 | 8.2525 | 4752 | 67291.8091 | 12224.4944
492-1090F | 47737.2717 | 5242.0416 | 492 | 1798 | 492-1090F | 1.5292 | 2625549.9408 | 288312.2899 | 453.89 | 6474.1144 | 8.2525 | 117.7112 | 47737.2717 | 5242.0416
492-1091F | 43801.0769 | 5244.4774 | 492 | 1799 | 492-1091F | 2.8909 | 2409059.2287 | 288446.2547 | 453.89 | 3424.5283 | 8.2525 | 62.2642 | 43801.0769 | 5244.4774
492-14R | 46508.0958 | 5260.5679 | 492 | 1801 | 492-14R | 5.4803 | 2557945.2669 | 289331.2367 | 453.89 | 1806.4694 | 8.2525 | 32.8449 | 46508.0958 | 5260.5679
492-343R | 30206.9465 | 4997.0542 | 492 | 1802 | 492-343R | 2.5119 | 1661382.0592 | 274837.9813 | 453.89 | 3941.1898 | 8.2525 | 71.658 | 30206.9465 | 4997.0542
493-478R | 49856.5441 | 5320.6132 | 493 | 1807 | 493-478R | 2.3403 | 2742109.925 | 292633.7259 | 453.89 | 4230.1529 | 8.2525 | 76.9119 | 49856.5441 | 5320.6132
493-480R | 38048.079 | 5005.5557 | 493 | 1808 | 493-480R | 0.16818 | 2092644.3477 | 275305.5622 | 453.89 | 58864.8649 | 8.2525 | 1070.2703 | 38048.079 | 5005.5557
493-485F | 49349.1784 | 5113.484 | 493 | 1809 | 493-485F | 0.27178 | 2714204.8104 | 281241.6223 | 453.89 | 36426.4808 | 8.2525 | 662.2997 | 49349.1784 | 5113.484
496-21 | 42658.5692 | 4948.7577 | 496 | 1811 | 496-21 | 0.33125 | 2346221.3074 | 272181.6755 | 453.89 | 29886.7925 | 8.2525 | 543.3962 | 42658.5692 | 4948.7577
497-888F | 34924.2845 | 6354.2813 | 497 | 1814 | 497-888F | 0.96155 | 1920835.6466 | 349485.4706 | 453.89 | 10295.844 | 8.2525 | 187.1972 | 34924.2845 | 6354.2813
500-1531 | 42312.6096 | 9045.0495 | 500 | 1819 | 500-1531 | 0.97708 | 2327193.5266 | 497477.7224 | 453.89 | 10132.1962 | 8.2525 | 184.2217 | 42312.6096 | 9045.0495
501-786 | 57908.6824 | 8067.6352 | 501 | 1822 | 501-786 | 1.0485 | 3184977.5293 | 443719.9361 | 453.89 | 9442.1965 | 8.2525 | 171.6763 | 57908.6824 | 8067.6352
504-1563 | 44844.9842 | 5037.5791 | 504 | 1830 | 504-1563 | 5.515 | 2466474.1302 | 277066.8483 | 453.89 | 1795.1166 | 8.2525 | 32.6385 | 44844.9842 | 5037.5791
504-2501R | 34117.7719 | 5992.2675 | 504 | 1831 | 504-2501R | 4.6487 | 1876477.452 | 329574.7132 | 453.89 | 2129.6394 | 8.2525 | 38.7207 | 34117.7719 | 5992.2675
504-287R | 25682.9416 | 4882.4933 | 504 | 1832 | 504-287R | 7.1044 | 1412561.7859 | 268537.1314 | 453.89 | 1393.5112 | 8.2525 | 25.3366 | 25682.9416 | 4882.4933
504-40R | 43956.516 | 5127.7327 | 504 | 1833 | 504-40R | 5.5331 | 2417608.3818 | 282025.2989 | 453.89 | 1789.2179 | 8.2525 | 32.5312 | 43956.516 | 5127.7327
505-1676F | 35919.7253 | 5158.1751 | 505 | 1834 | 505-1676F | 3.6504 | 1975584.8907 | 283699.6314 | 453.89 | 2712.0473 | 8.2525 | 49.31 | 35919.7253 | 5158.1751
505-635R | 44768.0226 | 5083.5291 | 505 | 1836 | 505-635R | 14.8953 | 2462241.2456 | 279594.1015 | 453.89 | 664.6407 | 8.2525 | 12.0844 | 44768.0226 | 5083.5291
506-160AE | 50846.0187 | 8175.9286 | 506 | 1837 | 506-160AE | 0.047538 | 2796531.0301 | 449676.0733 | 453.89 | 208254.9801 | 8.2525 | 3786.4542 | 50846.0187 | 8175.9286
506-161 | 35945.2437 | 5467.8598 | 506 | 1838 | 506-161 | 1.3831 | 1976988.4049 | 300732.2893 | 453.89 | 7157.6065 | 8.2525 | 130.1383 | 35945.2437 | 5467.8598
506-844 | 31071.4848 | 5088.9576 | 506 | 1840 | 506-844 | 4.4078 | 1708931.6649 | 279892.6699 | 453.89 | 2246.0362 | 8.2525 | 40.837 | 31071.4848 | 5088.9576
507-1733 | 40711.7749 | 6043.9267 | 507 | 1843 | 507-1733 | 0.86723 | 2239147.6211 | 332415.9699 | 453.89 | 11415.5929 | 8.2525 | 207.5562 | 40711.7749 | 6043.9267
508-1027F | 57601.5221 | 5352.944 | 508 | 1847 | 508-1027F | 0.041667 | 3168083.718 | 294411.92 | 453.89 | 237600 | 8.2525 | 4320 | 57601.5221 | 5352.944
509-1227R | 37826.8978 | 5433.8558 | 509 | 1853 | 509-1227R | 1.3991 | 2080479.3792 | 298862.069 | 453.89 | 7076.215 | 8.2525 | 128.6585 | 37826.8978 | 5433.8558
51-861R | 52972.097 | 5364.5778 | 51 | 1857 | 51-861R | 1.5765 | 2913465.3368 | 295051.7768 | 453.89 | 6279.6732 | 8.2525 | 114.1759 | 52972.097 | 5364.5778
510-49R | 32367.7117 | 5602.9142 | 510 | 1858 | 510-49R | 1.9981 | 1780224.1461 | 308160.2818 | 453.89 | 4954.6919 | 8.2525 | 90.0853 | 32367.7117 | 5602.9142
511-831 | 114088.8201 | 7706.0104 | 511 | 1862 | 511-831 | 0.15682 | 6274885.1056 | 423830.5739 | 453.89 | 63130.4348 | 8.2525 | 1147.8261 | 114088.8201 | 7706.0104
512-50AE | 54339.8486 | 5697.3357 | 512 | 1866 | 512-50AE | 1.0134 | 2988691.6705 | 313353.4622 | 453.89 | 9768.6414 | 8.2525 | 177.6117 | 54339.8486 | 5697.3357
513-42F | 50492.4847 | 5499.0356 | 513 | 1867 | 513-42F | 0.5108 | 2777086.6591 | 302446.9553 | 453.89 | 19381.535 | 8.2525 | 352.3915 | 50492.4847 | 5499.0356
513-45F | 62803.9582 | 10761.8261 | 513 | 1868 | 513-45F | 0.067803 | 3454217.7009 | 591900.438 | 453.89 | 146011.1732 | 8.2525 | 2654.7486 | 62803.9582 | 10761.8261
515-49R | 54350.1437 | 7075.2443 | 515 | 1870 | 515-49R | 0.2803 | 2989257.9009 | 389138.4378 | 453.89 | 35318.9189 | 8.2525 | 642.1622 | 54350.1437 | 7075.2443
516-5F | 41979.2405 | 5455.0508 | 516 | 1872 | 516-5F | 0.75947 | 2308858.2273 | 300027.7925 | 453.89 | 13035.4115 | 8.2525 | 237.0075 | 41979.2405 | 5455.0508
516-7F | 68401.1761 | 7273.4124 | 516 | 1873 | 516-7F | 0.18125 | 3762064.6872 | 400037.6828 | 453.89 | 54620.6897 | 8.2525 | 993.1034 | 68401.1761 | 7273.4124
518-39 | 50135.368 | 7575.3306 | 518 | 1874 | 518-39 | 0.38144 | 2757445.2392 | 416643.1833 | 453.89 | 25954.3198 | 8.2525 | 471.8967 | 50135.368 | 7575.3306
518-41 | 80393.6054 | 11312.6943 | 518 | 1876 | 518-41 | 0.051326 | 4421648.2971 | 622198.1875 | 453.89 | 192885.6089 | 8.2525 | 3507.0111 | 80393.6054 | 11312.6943
518-42AE | 68508.7861 | 5935.039 | 518 | 1877 | 518-42AE | 0.17367 | 3767983.2342 | 326427.1424 | 453.89 | 57003.2715 | 8.2525 | 1036.4231 | 68508.7861 | 5935.039
519-46R | 45027.7912 | 5312.1843 | 519 | 1879 | 519-46R | 2.6335 | 2476528.5184 | 292170.1385 | 453.89 | 3759.2233 | 8.2525 | 68.3495 | 45027.7912 | 5312.1843
52-16F | 65814.8116 | 6301.5467 | 52 | 1880 | 52-16F | 0.30947 | 3619814.637 | 346585.0703 | 453.89 | 31990.2081 | 8.2525 | 581.6401 | 65814.8116 | 6301.5467
52-17F | 60645.5159 | 6062.2185 | 52 | 1881 | 52-17F | 0.69072 | 3335503.3769 | 333422.0201 | 453.89 | 14332.8763 | 8.2525 | 260.5978 | 60645.5159 | 6062.2185
52-18F | 47596.2002 | 5393.853 | 52 | 1882 | 52-18F | 2.2767 | 2617791.013 | 296661.9148 | 453.89 | 4348.3903 | 8.2525 | 79.0616 | 47596.2002 | 5393.853
52-20R | 45573.8919 | 5351.931 | 52 | 1883 | 52-20R | 1.9439 | 2506564.0549 | 294356.2053 | 453.89 | 5092.7514 | 8.2525 | 92.5955 | 45573.8919 | 5351.931
520-1045R | 43649.993 | 7430.1483 | 520 | 1884 | 520-1045R | 8.2123 | 2400749.6155 | 408658.1571 | 453.89 | 1205.5073 | 8.2525 | 21.9183 | 43649.993 | 7430.1483
520-10R | 54992.2736 | 7586.1378 | 520 | 1885 | 520-10R | 4.5294 | 3024575.0478 | 417237.5779 | 453.89 | 2185.7412 | 8.2525 | 39.7407 | 54992.2736 | 7586.1378
520-1489R | 39831.6589 | 7456.573 | 520 | 1886 | 520-1489R | 16.4032 | 2190741.2391 | 410111.5129 | 453.89 | 603.54 | 8.2525 | 10.9735 | 39831.6589 | 7456.573
520-1509R | 45891.4748 | 7495.2339 | 520 | 1887 | 520-1509R | 13.2937 | 2524031.1167 | 412237.8625 | 453.89 | 744.7109 | 8.2525 | 13.5402 | 45891.4748 | 7495.2339
520-1525R | 36317.6006 | 7392.7674 | 520 | 1888 | 520-1525R | 7.4684 | 1997468.031 | 406602.2063 | 453.89 | 1325.5902 | 8.2525 | 24.1016 | 36317.6006 | 7392.7674
520-1527R | 44370.1835 | 7504.5334 | 520 | 1889 | 520-1527R | 10.018 | 2440360.0934 | 412749.3393 | 453.89 | 988.2219 | 8.2525 | 17.9677 | 44370.1835 | 7504.5334
520-1902R | 56290.0587 | 7718.6436 | 520 | 1890 | 520-1902R | 6.5758 | 3095953.2291 | 424525.398 | 453.89 | 1505.53 | 8.2525 | 27.3733 | 56290.0587 | 7718.6436
520-1904 | 53627.2777 | 7670.7782 | 520 | 1891 | 520-1904 | 5.4665 | 2949500.2747 | 421892.8018 | 453.89 | 1811.0384 | 8.2525 | 32.928 | 53627.2777 | 7670.7782
520-1936 | 53980.518 | 7517.046 | 520 | 1892 | 520-1936 | 0.1358 | 2968928.4927 | 413437.5314 | 453.89 | 72903.7657 | 8.2525 | 1325.523 | 53980.518 | 7517.046
520-22R | 54818.9138 | 7721.9574 | 520 | 1893 | 520-22R | 1.9752 | 3015040.258 | 424707.6588 | 453.89 | 5012.1776 | 8.2525 | 91.1305 | 54818.9138 | 7721.9574
520-35R | 44519.8455 | 7467.9227 | 520 | 1894 | 520-35R | 13.971 | 2448591.5026 | 410735.7507 | 453.89 | 708.6095 | 8.2525 | 12.8838 | 44519.8455 | 7467.9227
520-45 | 38858.5623 | 7453.8728 | 520 | 1896 | 520-45 | 8.7233 | 2137220.9247 | 409963.002 | 453.89 | 1134.8922 | 8.2525 | 20.6344 | 38858.5623 | 7453.8728
521-14R | 44129.5334 | 7529.5606 | 521 | 1897 | 521-14R | 12.7723 | 2427124.3388 | 414125.8345 | 453.89 | 775.112 | 8.2525 | 14.0929 | 44129.5334 | 7529.5606
521-1819R | 53764.6781 | 7601.4177 | 521 | 1898 | 521-1819R | 5.3453 | 2957057.2942 | 418077.9751 | 453.89 | 1852.1064 | 8.2525 | 33.6747 | 53764.6781 | 7601.4177
521-1856R | 49032.0467 | 7507.4464 | 521 | 1899 | 521-1856R | 12.1964 | 2696762.5662 | 412909.5544 | 453.89 | 811.7148 | 8.2525 | 14.7585 | 49032.0467 | 7507.4464
521-18R | 42500.6656 | 7481.6286 | 521 | 1900 | 521-18R | 12.6528 | 2337536.6072 | 411489.5705 | 453.89 | 782.433 | 8.2525 | 14.2261 | 42500.6656 | 7481.6286
521-27R | 53343.5274 | 7548.9327 | 521 | 1901 | 521-27R | 10.1674 | 2933894.0043 | 415191.298 | 453.89 | 973.6979 | 8.2525 | 17.7036 | 53343.5274 | 7548.9327
521-32R | 43794.8102 | 7457.2535 | 521 | 1902 | 521-32R | 9.9972 | 2408714.5615 | 410148.9429 | 453.89 | 990.2813 | 8.2525 | 18.0051 | 43794.8102 | 7457.2535
521-700R | 56787.3637 | 7564.4102 | 521 | 1903 | 521-700R | 13.3788 | 3123305.0041 | 416042.56 | 453.89 | 739.9773 | 8.2525 | 13.4541 | 56787.3637 | 7564.4102
522-34 | 56891.2445 | 7808.691 | 522 | 1904 | 522-34 | 1.233 | 3129018.447 | 429478.0049 | 453.89 | 8029.4931 | 8.2525 | 145.9908 | 56891.2445 | 7808.691
522-36 | 55575.7361 | 7921.9125 | 522 | 1905 | 522-36 | 1.3595 | 3056665.488 | 435705.1899 | 453.89 | 7282.2513 | 8.2525 | 132.4046 | 55575.7361 | 7921.9125
522-38R | 58897.0467 | 7692.8035 | 522 | 1906 | 522-38R | 12.9818 | 3239337.5692 | 423104.1942 | 453.89 | 762.605 | 8.2525 | 13.8655 | 58897.0467 | 7692.8035
523-31AE | 61101.8456 | 8080.1774 | 523 | 1907 | 523-31AE | 2.7023 | 3360601.5073 | 444409.758 | 453.89 | 3663.5828 | 8.2525 | 66.6106 | 61101.8456 | 8080.1774
524-1782F | 46354.147 | 7514.3719 | 524 | 1908 | 524-1782F | 7.6273 | 2549478.0862 | 413290.4563 | 453.89 | 1297.9738 | 8.2525 | 23.5995 | 46354.147 | 7514.3719
524-27R | 51026.7302 | 7576.6206 | 524 | 1909 | 524-27R | 11.4695 | 2806470.1595 | 416714.1356 | 453.89 | 863.1582 | 8.2525 | 15.6938 | 51026.7302 | 7576.6206
524-46R | 41732.1818 | 7471.175 | 524 | 1910 | 524-46R | 11.0532 | 2295269.9979 | 410914.6257 | 453.89 | 895.6666 | 8.2525 | 16.2848 | 41732.1818 | 7471.175
524-50R | 44390.879 | 7501.186 | 524 | 1911 | 524-50R | 9.3718 | 2441498.344 | 412565.2282 | 453.89 | 1056.3628 | 8.2525 | 19.2066 | 44390.879 | 7501.186
524-69R | 42754.2734 | 7475.3421 | 524 | 1912 | 524-69R | 30.7532 | 2351485.0377 | 411143.8167 | 453.89 | 321.9175 | 8.2525 | 5.853 | 42754.2734 | 7475.3421
53-49 | 48012.8194 | 5285.5631 | 53 | 1916 | 53-49 | 0.99716 | 2640705.0673 | 290705.9692 | 453.89 | 9928.2051 | 8.2525 | 180.5128 | 48012.8194 | 5285.5631
531-36AE | 39877.7317 | 5265.1257 | 531 | 1918 | 531-36AE | 2.9687 | 2193275.2462 | 289581.9149 | 453.89 | 3334.7368 | 8.2525 | 60.6316 | 39877.7317 | 5265.1257
532-1293F | 41747.5966 | 5504.6876 | 532 | 1919 | 532-1293F | 0.46723 | 2296117.8136 | 302757.8182 | 453.89 | 21188.488 | 8.2525 | 385.2452 | 41747.5966 | 5504.6876
532-762 | 53331.108 | 6727.7991 | 532 | 1922 | 532-762 | 0.089583 | 2933210.9393 | 370028.9488 | 453.89 | 110511.6279 | 8.2525 | 2009.3023 | 53331.108 | 6727.7991
532-763 | 32217.8318 | 5087.942 | 532 | 1923 | 532-763 | 4.6807 | 1771980.7482 | 279836.8082 | 453.89 | 2115.0765 | 8.2525 | 38.4559 | 32217.8318 | 5087.942
533-7AE | 27674.824 | 5091.5865 | 533 | 1924 | 533-7AE | 1.9184 | 1522115.3192 | 280037.2576 | 453.89 | 5160.6279 | 8.2525 | 93.8296 | 27674.824 | 5091.5865
540-241R | 26751.8248 | 8055.1645 | 540 | 1946 | 540-241R | 1.2638 | 1471350.3663 | 443034.048 | 453.89 | 7833.3583 | 8.2525 | 142.4247 | 26751.8248 | 8055.1645
545-47F | 59853.9207 | 5613.6822 | 545 | 1965 | 545-47F | 1.3625 | 3291965.6394 | 308752.5211 | 453.89 | 7266.055 | 8.2525 | 132.1101 | 59853.9207 | 5613.6822
545-50F | 58082.4388 | 5673.7851 | 545 | 1967 | 545-50F | 1.3824 | 3194534.1317 | 312058.1781 | 453.89 | 7161.529 | 8.2525 | 130.2096 | 58082.4388 | 5673.7851
545-874R | 51052.3408 | 5428.0656 | 545 | 1968 | 545-874R | 1.7583 | 2807878.7425 | 298543.6076 | 453.89 | 5630.3318 | 8.2525 | 102.3697 | 51052.3408 | 5428.0656
545-885R | 69736.9282 | 6155.1859 | 545 | 1969 | 545-885R | 0.24962 | 3835531.0503 | 338535.2255 | 453.89 | 39660.091 | 8.2525 | 721.0926 | 69736.9282 | 6155.1859
546-12 | 60028.4565 | 5974.5553 | 546 | 1970 | 546-12 | 0.27045 | 3301565.1051 | 328600.5412 | 453.89 | 36605.042 | 8.2525 | 665.5462 | 60028.4565 | 5974.5553
546-14R | 47880.4601 | 5414.2791 | 546 | 1971 | 546-14R | 1.7828 | 2633425.3043 | 297785.3512 | 453.89 | 5553.1711 | 8.2525 | 100.9667 | 47880.4601 | 5414.2791
546-525R | 44905.5631 | 5245.1738 | 546 | 1972 | 546-525R | 1.2725 | 2469805.9689 | 288484.5573 | 453.89 | 7779.7291 | 8.2525 | 141.4496 | 44905.5631 | 5245.1738
547-22R | 36150.5908 | 5294.5679 | 547 | 1973 | 547-22R | 2.2199 | 1988282.4917 | 291201.2347 | 453.89 | 4459.6877 | 8.2525 | 81.0852 | 36150.5908 | 5294.5679
548-12F | 68564.4674 | 8209.5005 | 548 | 1976 | 548-12F | 0.1072 | 3771045.7055 | 451522.5272 | 453.89 | 92353.3569 | 8.2525 | 1679.1519 | 68564.4674 | 8209.5005
548-14F | 45429.1023 | 5715.463 | 548 | 1977 | 548-14F | 0.3733 | 2498600.6258 | 314350.4658 | 453.89 | 26520.5479 | 8.2525 | 482.1918 | 45429.1023 | 5715.463
548-15F | 48878.759 | 5447.7541 | 548 | 1978 | 548-15F | 0.91723 | 2688331.743 | 299626.4738 | 453.89 | 10793.3099 | 8.2525 | 196.242 | 48878.759 | 5447.7541
548-17F | 50905.7025 | 5204.6129 | 548 | 1979 | 548-17F | 1.625 | 2799813.6361 | 286253.7108 | 453.89 | 6092.3077 | 8.2525 | 110.7692 | 50905.7025 | 5204.6129
548-18F | 37687.1952 | 5254.5878 | 548 | 1980 | 548-18F | 0.49186 | 2072795.7377 | 289002.3282 | 453.89 | 20127.8398 | 8.2525 | 365.9607 | 37687.1952 | 5254.5878
549-33F | 45129.9897 | 7543.5964 | 549 | 1981 | 549-33F | 0.18333 | 2482149.435 | 414897.8 | 453.89 | 54000 | 8.2525 | 981.8182 | 45129.9897 | 7543.5964
549-36F | 40405.5619 | 5363.9328 | 549 | 1983 | 549-36F | 0.61705 | 2222305.9033 | 295016.305 | 453.89 | 16044.1989 | 8.2525 | 291.7127 | 40405.5619 | 5363.9328
55-479F | 66833.5041 | 6477.3085 | 55 | 1985 | 55-479F | 0.56402 | 3675842.7241 | 356251.9662 | 453.89 | 17552.7199 | 8.2525 | 319.1404 | 66833.5041 | 6477.3085
55-483F | 45066.1693 | 5313.3504 | 55 | 1986 | 55-483F | 2.0466 | 2478639.3134 | 292234.2747 | 453.89 | 4837.3126 | 8.2525 | 87.9511 | 45066.1693 | 5313.3504
55-484F | 60026.4683 | 6146.5013 | 55 | 1987 | 55-484F | 0.26932 | 3301455.7579 | 338057.5696 | 453.89 | 36759.4937 | 8.2525 | 668.3544 | 60026.4683 | 6146.5013
550-665R | 36390.6964 | 5507.0743 | 550 | 1988 | 550-665R | 2.4419 | 2001488.2999 | 302889.0886 | 453.89 | 4054.293 | 8.2525 | 73.7144 | 36390.6964 | 5507.0743
551-19 | 42645.8558 | 5390.6127 | 551 | 1989 | 551-19 | 3.7017 | 2345522.0706 | 296483.7 | 453.89 | 2674.4436 | 8.2525 | 48.6262 | 42645.8558 | 5390.6127
553-27R | 40119.3322 | 5130.2957 | 553 | 1990 | 553-27R | 9.9523 | 2206563.2714 | 282166.2646 | 453.89 | 994.7477 | 8.2525 | 18.0863 | 40119.3322 | 5130.2957
555-21F | 62264.0314 | 5827.9374 | 555 | 1997 | 555-21F | 0.052273 | 3424521.7278 | 320536.5565 | 453.89 | 189391.3043 | 8.2525 | 3443.4783 | 62264.0314 | 5827.9374
555-24F | 36019.6101 | 5216.119 | 555 | 1999 | 555-24F | 1.8519 | 1981078.5564 | 286886.5447 | 453.89 | 5345.8785 | 8.2525 | 97.1978 | 36019.6101 | 5216.119
555-2F | 53529.8191 | 5686.0394 | 555 | 2000 | 555-2F | 0.30303 | 2944140.0508 | 312732.167 | 453.89 | 32670 | 8.2525 | 594 | 53529.8191 | 5686.0394
558-301R | 29130.0982 | 5045.4585 | 558 | 2003 | 558-301R | 2.3458 | 1602155.403 | 277500.216 | 453.89 | 4220.2487 | 8.2525 | 76.7318 | 29130.0982 | 5045.4585
56-669F | 65595.1453 | 7142.1018 | 56 | 2013 | 56-669F | 0.26648 | 3607732.9933 | 392815.6009 | 453.89 | 37151.3859 | 8.2525 | 675.4797 | 65595.1453 | 7142.1018
56-670F | 59403.5683 | 5921.8473 | 56 | 2014 | 56-670F | 0.5822 | 3267196.2568 | 325701.6036 | 453.89 | 17004.5543 | 8.2525 | 309.1737 | 59403.5683 | 5921.8473
560-46F | 31864.036 | 5195.5514 | 560 | 2019 | 560-46F | 0.34962 | 1752521.9788 | 285755.3257 | 453.89 | 28316.3597 | 8.2525 | 514.8429 | 31864.036 | 5195.5514
57-1291F | 57542.3946 | 5520.0411 | 57 | 2042 | 57-1291F | 0.9536 | 3164831.7026 | 303602.2581 | 453.89 | 10381.7279 | 8.2525 | 188.7587 | 57542.3946 | 5520.0411
57-1292F | 54248.4634 | 5413.968 | 57 | 2043 | 57-1292F | 0.31117 | 2983665.4891 | 297768.2405 | 453.89 | 31814.9726 | 8.2525 | 578.454 | 54248.4634 | 5413.968
57-1295F | 43360.4825 | 5084.6995 | 57 | 2044 | 57-1295F | 0.70663 | 2384826.5384 | 279658.4714 | 453.89 | 14010.1849 | 8.2525 | 254.7306 | 43360.4825 | 5084.6995
57-1296F | 25371.2228 | 4717.7014 | 57 | 2045 | 57-1296F | 3.8896 | 1395417.2547 | 259473.576 | 453.89 | 2545.2598 | 8.2525 | 46.2775 | 25371.2228 | 4717.7014
57-463AE | 49089.5774 | 5252.8571 | 57 | 2046 | 57-463AE | 2.8589 | 2699926.7571 | 288907.1422 | 453.89 | 3462.8685 | 8.2525 | 62.9612 | 49089.5774 | 5252.8571
57-736 | 56939.4702 | 6084.6854 | 57 | 2047 | 57-736 | 0.78883 | 3131670.8613 | 334657.6995 | 453.89 | 12550.3001 | 8.2525 | 228.1873 | 56939.4702 | 6084.6854
570-489F | 99648.672 | 5604.9864 | 570 | 2048 | 570-489F | 0.032197 | 5480676.9615 | 308274.2494 | 453.89 | 307482.3529 | 8.2525 | 5590.5882 | 99648.672 | 5604.9864
570-490F | 64530.7403 | 6041.9134 | 570 | 2049 | 570-490F | 0.35682 | 3549190.7139 | 332305.2357 | 453.89 | 27745.2229 | 8.2525 | 504.4586 | 64530.7403 | 6041.9134
570-491F | 68245.7046 | 6237.1726 | 570 | 2050 | 570-491F | 0.33731 | 3753513.7543 | 343044.4955 | 453.89 | 29349.8035 | 8.2525 | 533.6328 | 68245.7046 | 6237.1726
571-33 | 38702.0104 | 5017.9826 | 571 | 2052 | 571-33 | 3.0269 | 2128610.5721 | 275989.0436 | 453.89 | 3270.6795 | 8.2525 | 59.4669 | 38702.0104 | 5017.9826
571-49F | 44262.0141 | 5404.8124 | 571 | 2056 | 571-49F | 2.483 | 2434410.7739 | 297264.6847 | 453.89 | 3987.1854 | 8.2525 | 72.4943 | 44262.0141 | 5404.8124
572-493F | 62795.9403 | 12424.9796 | 572 | 2058 | 572-493F | 0.083523 | 3453776.714 | 683373.8776 | 453.89 | 118530.6122 | 8.2525 | 2155.102 | 62795.9403 | 12424.9796
578-227AE | 35810.7367 | 5016.3069 | 578 | 2073 | 578-227AE | 7.3634 | 1969590.5198 | 275896.8775 | 453.89 | 1344.479 | 8.2525 | 24.4451 | 35810.7367 | 5016.3069
578-242F | 39559.6567 | 5215.9135 | 578 | 2074 | 578-242F | 2.7303 | 2175781.1172 | 286875.2423 | 453.89 | 3625.9711 | 8.2525 | 65.9267 | 39559.6567 | 5215.9135
579-350F | 51202.9276 | 7048.2664 | 579 | 2077 | 579-350F | 0.53295 | 2816161.0207 | 387654.6542 | 453.89 | 18575.693 | 8.2525 | 337.7399 | 51202.9276 | 7048.2664
58-110F | 46037.6815 | 5194.6186 | 58 | 2079 | 58-110F | 2.9337 | 2532072.4808 | 285704.0257 | 453.89 | 3374.5642 | 8.2525 | 61.3557 | 46037.6815 | 5194.6186
58-522 | 44279.9024 | 5322.4576 | 58 | 2084 | 58-522 | 0.46875 | 2435394.6336 | 292735.168 | 453.89 | 21120 | 8.2525 | 384 | 44279.9024 | 5322.4576
58-753F | 70682.0238 | 6360.455 | 58 | 2089 | 58-753F | 0.086174 | 3887511.3108 | 349825.0268 | 453.89 | 114883.5165 | 8.2525 | 2088.7912 | 70682.0238 | 6360.455
58-754F | 43879.0056 | 5277.87 | 58 | 2090 | 58-754F | 1.2604 | 2413345.3067 | 290282.8509 | 453.89 | 7854.5455 | 8.2525 | 142.8099 | 43879.0056 | 5277.87
58-756F | 54926.8661 | 5854.6201 | 58 | 2091 | 58-756F | 0.2536 | 3020977.6346 | 322004.1058 | 453.89 | 39038.0881 | 8.2525 | 709.7834 | 54926.8661 | 5854.6201
580-690AE | 50060.5839 | 7095.1719 | 580 | 2092 | 580-690AE | 0.067992 | 2753332.1163 | 390234.4557 | 453.89 | 145604.4568 | 8.2525 | 2647.3538 | 50060.5839 | 7095.1719
581-49 | 38690.1853 | 5166.7591 | 581 | 2095 | 581-49 | 1.9536 | 2127960.1928 | 284171.7516 | 453.89 | 5067.5715 | 8.2525 | 92.1377 | 38690.1853 | 5166.7591
583-318F | 54017.1623 | 4641.7339 | 583 | 2100 | 583-318F | 2.2297 | 2970943.9289 | 255295.3656 | 453.89 | 4439.9898 | 8.2525 | 80.7271 | 54017.1623 | 4641.7339
586-3 | 38612.7987 | 5006.6758 | 586 | 2112 | 586-3 | 4.2473 | 2123703.9287 | 275367.1679 | 453.89 | 2330.866 | 8.2525 | 42.3794 | 38612.7987 | 5006.6758
59-464AE | 56112.2817 | 4962.548 | 59 | 2126 | 59-464AE | 0.95284 | 3086175.4939 | 272940.1388 | 453.89 | 10389.9821 | 8.2525 | 188.9088 | 56112.2817 | 4962.548
59-465 | 23264.1844 | 4743.685 | 59 | 2127 | 59-465 | 7.5326 | 1279530.1401 | 260902.6748 | 453.89 | 1314.2915 | 8.2525 | 23.8962 | 23264.1844 | 4743.685
591-1594R | 33085.9389 | 5340.7805 | 591 | 2136 | 591-1594R | 2.5822 | 1819726.6396 | 293742.929 | 453.89 | 3833.9446 | 8.2525 | 69.7081 | 33085.9389 | 5340.7805
591-39AE | 42215.1449 | 5471.8657 | 591 | 2137 | 591-39AE | 5.3142 | 2321832.968 | 300952.6141 | 453.89 | 1862.9317 | 8.2525 | 33.8715 | 42215.1449 | 5471.8657
594-1379F | 32542.9929 | 6232.0878 | 594 | 2146 | 594-1379F | 0.51875 | 1789864.6075 | 342764.8305 | 453.89 | 19084.3373 | 8.2525 | 346.988 | 32542.9929 | 6232.0878
595-1454F | 45705.3492 | 5325.8495 | 595 | 2154 | 595-1454F | 0.82178 | 2513794.2058 | 292921.7243 | 453.89 | 12047.0154 | 8.2525 | 219.0366 | 45705.3492 | 5325.8495
595-500 | 39193.5851 | 5846.0852 | 595 | 2155 | 595-500 | 1.703 | 2155647.1792 | 321534.6858 | 453.89 | 5813.1673 | 8.2525 | 105.694 | 39193.5851 | 5846.0852
597-595 | 49876.5662 | 7558.7117 | 597 | 2157 | 597-595 | 17.4087 | 2743211.1429 | 415729.1443 | 453.89 | 568.6808 | 8.2525 | 10.3397 | 49876.5662 | 7558.7117
599-19R | 48828.0668 | 7492.0954 | 599 | 2162 | 599-19R | 27.9549 | 2685543.6713 | 412065.2451 | 453.89 | 354.1415 | 8.2525 | 6.4389 | 48828.0668 | 7492.0954
60-574 | 43768.9016 | 5411.4349 | 60 | 2164 | 60-574 | 1.8136 | 2407289.5873 | 297628.9188 | 453.89 | 5458.6466 | 8.2525 | 99.2481 | 43768.9016 | 5411.4349
60-576F | 31373.0959 | 5222.7774 | 60 | 2166 | 60-576F | 1.1275 | 1725520.276 | 287252.7575 | 453.89 | 8780.7828 | 8.2525 | 159.6506 | 31373.0959 | 5222.7774
60-603F | 44010.6673 | 5298.9091 | 60 | 2168 | 60-603F | 2.7038 | 2420586.7032 | 291440.0027 | 453.89 | 3661.5298 | 8.2525 | 66.5733 | 44010.6673 | 5298.9091
61-13F | 62549.1649 | 5457.1146 | 61 | 2170 | 61-13F | 1.0606 | 3440204.0697 | 300141.3046 | 453.89 | 9334.2857 | 8.2525 | 169.7143 | 62549.1649 | 5457.1146
61-21F | 39674.0911 | 5769.3741 | 61 | 2171 | 61-21F | 1.4159 | 2182075.0093 | 317315.5769 | 453.89 | 6991.9743 | 8.2525 | 127.1268 | 39674.0911 | 5769.3741
61-23F | 52124.1153 | 11350.5516 | 61 | 2172 | 61-23F | 0.079167 | 2866826.3405 | 624280.3368 | 453.89 | 125052.6316 | 8.2525 | 2273.6842 | 52124.1153 | 11350.5516
62-22AE | 47947.3328 | 5247.532 | 62 | 2174 | 62-22AE | 5.15 | 2637103.3025 | 288614.2621 | 453.89 | 1922.3301 | 8.2525 | 34.9515 | 47947.3328 | 5247.532
63-35AE | 20721.3908 | 5043.2918 | 63 | 2175 | 63-35AE | 1.9439 | 1139676.4947 | 277381.0465 | 453.89 | 5092.7514 | 8.2525 | 92.5955 | 20721.3908 | 5043.2918
63-797R | 60326.6376 | 5227.4944 | 63 | 2176 | 63-797R | 3.729 | 3317965.0693 | 287512.1921 | 453.89 | 2654.8834 | 8.2525 | 48.2706 | 60326.6376 | 5227.4944
64-13F | 87826.4077 | 5127.5835 | 64 | 2177 | 64-13F | 0.11307 | 4830452.4232 | 282017.0935 | 453.89 | 87557.7889 | 8.2525 | 1591.9598 | 87826.4077 | 5127.5835
64-14F | 22531.7221 | 4870.7294 | 64 | 2178 | 64-14F | 8.9328 | 1239244.7175 | 267890.1187 | 453.89 | 1108.2794 | 8.2525 | 20.1505 | 22531.7221 | 4870.7294
66-1213R | 68188.4147 | 5024.2831 | 66 | 2182 | 66-1213R | 15.3455 | 3750362.8086 | 276335.5694 | 453.89 | 645.1422 | 8.2525 | 11.7299 | 68188.4147 | 5024.2831
67-24R | 41059.4777 | 7465.1408 | 67 | 2183 | 67-24R | 13.6102 | 2258271.2745 | 410582.7454 | 453.89 | 727.3942 | 8.2525 | 13.2253 | 41059.4777 | 7465.1408
67-34R | 45618.0497 | 7491.676 | 67 | 2184 | 67-34R | 20.3064 | 2508992.7355 | 412042.1792 | 453.89 | 487.5301 | 8.2525 | 8.8642 | 45618.0497 | 7491.676
67-37R | 37134.5952 | 7437.821 | 67 | 2185 | 67-37R | 8.2782 | 2042402.7385 | 409080.1569 | 453.89 | 1195.9093 | 8.2525 | 21.7438 | 37134.5952 | 7437.821
67-45R | 37416.9732 | 7447.244 | 67 | 2186 | 67-45R | 10.2424 | 2057933.5276 | 409598.4221 | 453.89 | 966.568 | 8.2525 | 17.574 | 37416.9732 | 7447.244
68-27 | 53268.2503 | 4906.4283 | 68 | 2190 | 68-27 | 0.92652 | 2929753.7638 | 269853.5542 | 453.89 | 10685.2003 | 8.2525 | 194.2764 | 53268.2503 | 4906.4283
68-42 | 80817.7339 | 7161.7274 | 68 | 2191 | 68-42 | 1.2489 | 4444975.3637 | 393895.0064 | 453.89 | 7927.2066 | 8.2525 | 144.131 | 80817.7339 | 7161.7274
69-45F | 38790.6382 | 7000.4228 | 69 | 2194 | 69-45F | 0.62367 | 2133485.1031 | 385023.2547 | 453.89 | 15873.6714 | 8.2525 | 288.6122 | 38790.6382 | 7000.4228
700-255 | 27936.6971 | 4802.0024 | 700 | 2196 | 700-255 | 1.1786 | 1536518.3397 | 264110.1336 | 453.89 | 8399.8072 | 8.2525 | 152.7238 | 27936.6971 | 4802.0024
700-259F | 42667.0361 | 5227.2248 | 700 | 2199 | 700-259F | 0.47121 | 2346686.9851 | 287497.3653 | 453.89 | 21009.6463 | 8.2525 | 381.9936 | 42667.0361 | 5227.2248
701-48AE | 49094.0463 | 5800.3008 | 701 | 2205 | 701-48AE | 1.6547 | 2700172.548 | 319016.5444 | 453.89 | 5982.8316 | 8.2525 | 108.7788 | 49094.0463 | 5800.3008
702-25 | 22020.8083 | 5275.6319 | 702 | 2210 | 702-25 | 0.81742 | 1211144.4591 | 290159.7535 | 453.89 | 12111.2141 | 8.2525 | 220.2039 | 22020.8083 | 5275.6319
702-27R | 41401.8621 | 5232.1817 | 702 | 2211 | 702-27R | 6.3924 | 2277102.414 | 287769.9957 | 453.89 | 1548.7082 | 8.2525 | 28.1583 | 41401.8621 | 5232.1817
702-30 | 38053.8447 | 5066.5611 | 702 | 2212 | 702-30 | 4.7468 | 2092961.4595 | 278660.8583 | 453.89 | 2085.6242 | 8.2525 | 37.9204 | 38053.8447 | 5066.5611
702-448F | 81804.9148 | 5342.0185 | 702 | 2213 | 702-448F | 0.029545 | 4499270.3141 | 293811.0154 | 453.89 | 335076.9231 | 8.2525 | 6092.3077 | 81804.9148 | 5342.0185
703-279R | 52843.3598 | 5285.5876 | 703 | 2214 | 703-279R | 4.4023 | 2906384.7888 | 290707.3185 | 453.89 | 2248.8384 | 8.2525 | 40.888 | 52843.3598 | 5285.5876
712-26 | 63452.56 | 5971.9442 | 712 | 2224 | 712-26 | 0.12216 | 3489890.7976 | 328456.9302 | 453.89 | 81041.8605 | 8.2525 | 1473.4884 | 63452.56 | 5971.9442
712-311F | 56567.2706 | 5737.4327 | 712 | 2226 | 712-311F | 0.58958 | 3111199.8804 | 315558.7958 | 453.89 | 16791.5194 | 8.2525 | 305.3004 | 56567.2706 | 5737.4327
713-169 | 35914.1236 | 5033.6814 | 713 | 2228 | 713-169 | 0.36193 | 1975276.7964 | 276852.476 | 453.89 | 27353.2182 | 8.2525 | 497.3312 | 35914.1236 | 5033.6814
714-549F | 25224.2886 | 4842.4281 | 714 | 2236 | 714-549F | 1.6697 | 1387335.8719 | 266333.5472 | 453.89 | 5929.2196 | 8.2525 | 107.804 | 25224.2886 | 4842.4281
718-483R | 27961.0576 | 4972.1975 | 718 | 2246 | 718-483R | 3.2841 | 1537858.1667 | 273470.8645 | 453.89 | 3014.5329 | 8.2525 | 54.8097 | 27961.0576 | 4972.1975
719-20AE | 42669.3749 | 5364.0764 | 719 | 2247 | 719-20AE | 0.1892 | 2346815.6204 | 295024.2018 | 453.89 | 52324.3243 | 8.2525 | 951.3514 | 42669.3749 | 5364.0764
719-21AE | 41844.7915 | 5358.5183 | 719 | 2248 | 719-21AE | 1.217 | 2301463.5339 | 294718.5076 | 453.89 | 8134.4538 | 8.2525 | 147.8992 | 41844.7915 | 5358.5183
719-28 | 201072.3744 | 6695.648 | 719 | 2249 | 719-28 | 0.011364 | 11058980.5927 | 368260.64 | 453.89 | 871200 | 8.2525 | 15840 | 201072.3744 | 6695.648
719-33 | 44088.3236 | 5215.6972 | 719 | 2250 | 719-33 | 2.1061 | 2424857.7977 | 286863.3481 | 453.89 | 4700.7194 | 8.2525 | 85.4676 | 44088.3236 | 5215.6972
719-856F | 45596.8004 | 5902.1316 | 719 | 2257 | 719-856F | 0.39356 | 2507824.0234 | 324617.2373 | 453.89 | 25154.9567 | 8.2525 | 457.3628 | 45596.8004 | 5902.1316
719-857F | 71020.8022 | 5915.6075 | 719 | 2258 | 719-857F | 0.1572 | 3906144.1212 | 325358.4135 | 453.89 | 62978.3133 | 8.2525 | 1145.0602 | 71020.8022 | 5915.6075
72-12F | 65081.1514 | 6747.5764 | 72 | 2259 | 72-12F | 0.11496 | 3579463.3258 | 371116.7025 | 453.89 | 86115.3213 | 8.2525 | 1565.7331 | 65081.1514 | 6747.5764
72-16 | 43416.4039 | 5385.6535 | 72 | 2260 | 72-16 | 2.4542 | 2387902.2145 | 296210.9433 | 453.89 | 4033.9559 | 8.2525 | 73.3447 | 43416.4039 | 5385.6535
723-377 | 121068.7189 | 7816.9783 | 723 | 2261 | 723-377 | 0.056439 | 6658779.5385 | 429933.804 | 453.89 | 175409.396 | 8.2525 | 3189.2617 | 121068.7189 | 7816.9783
723-792F | 38757.4598 | 5126.2386 | 723 | 2263 | 723-792F | 0.1303 | 2131660.2916 | 281943.1233 | 453.89 | 75976.7442 | 8.2525 | 1381.3953 | 38757.4598 | 5126.2386
723-793F | 39081.364 | 4794.729 | 723 | 2264 | 723-793F | 0.16136 | 2149475.0206 | 263710.0958 | 453.89 | 61352.1127 | 8.2525 | 1115.493 | 39081.364 | 4794.729
728-1570F | 87337.0226 | 10059.9108 | 728 | 2274 | 728-1570F | 0.074432 | 4803536.242 | 553295.0962 | 453.89 | 133007.6336 | 8.2525 | 2418.3206 | 87337.0226 | 10059.9108
73-1130R | 32287.1196 | 7449.2681 | 73 | 2275 | 73-1130R | 12.0396 | 1775791.5799 | 409709.7441 | 453.89 | 822.2876 | 8.2525 | 14.9507 | 32287.1196 | 7449.2681
73-1163 | 42980.0555 | 7466.3999 | 73 | 2278 | 73-1163 | 11.278 | 2363903.0515 | 410651.9928 | 453.89 | 877.8129 | 8.2525 | 15.9602 | 42980.0555 | 7466.3999
73-1164 | 65339.2521 | 7597.3217 | 73 | 2279 | 73-1164 | 1.2322 | 3593658.8631 | 417852.6927 | 453.89 | 8034.4298 | 8.2525 | 146.0805 | 65339.2521 | 7597.3217
73-23R | 31831.7331 | 7435.5118 | 73 | 2283 | 73-23R | 8.2208 | 1750745.323 | 408953.1517 | 453.89 | 1204.2575 | 8.2525 | 21.8956 | 31831.7331 | 7435.5118
73-678R | 38127.678 | 7441.1408 | 73 | 2284 | 73-678R | 14.1729 | 2097022.2922 | 409262.7451 | 453.89 | 698.5154 | 8.2525 | 12.7003 | 38127.678 | 7441.1408
73-683R | 38911.0709 | 7467.6494 | 73 | 2285 | 73-683R | 10.907 | 2140108.8976 | 410720.7164 | 453.89 | 907.6733 | 8.2525 | 16.5032 | 38911.0709 | 7467.6494
730-1079 | 38319.8835 | 5153.458 | 730 | 2286 | 730-1079 | 7.2366 | 2107593.5925 | 283440.1924 | 453.89 | 1368.0546 | 8.2525 | 24.8737 | 38319.8835 | 5153.458
730-835 | 38004.5496 | 5201.2211 | 730 | 2287 | 730-835 | 2.6125 | 2090250.2259 | 286067.1579 | 453.89 | 3789.4737 | 8.2525 | 68.8995 | 38004.5496 | 5201.2211
730-971R | 40901.4504 | 5242.4219 | 730 | 2288 | 730-971R | 4.1975 | 2249579.7703 | 288333.2019 | 453.89 | 2358.5255 | 8.2525 | 42.8823 | 40901.4504 | 5242.4219
731-1245F | 53815.7504 | 5188.6072 | 731 | 2289 | 731-1245F | 0.25777 | 2959866.2712 | 285373.396 | 453.89 | 38407.0536 | 8.2525 | 698.3101 | 53815.7504 | 5188.6072
731-1247F | 39799.6987 | 5090.168 | 731 | 2290 | 731-1247F | 4.6873 | 2188983.4274 | 279959.2404 | 453.89 | 2112.0853 | 8.2525 | 38.4016 | 39799.6987 | 5090.168
731-49F | 41639.2495 | 5188.8573 | 731 | 2292 | 731-49F | 9.6521 | 2290158.7207 | 285387.1492 | 453.89 | 1025.6853 | 8.2525 | 18.6488 | 41639.2495 | 5188.8573
732-15R | 41027.2943 | 5543.4598 | 732 | 2293 | 732-15R | 3.5023 | 2256501.1858 | 304890.2907 | 453.89 | 2826.7359 | 8.2525 | 51.3952 | 41027.2943 | 5543.4598
733-20AE | 41949.0467 | 5143.9571 | 733 | 2294 | 733-20AE | 5.1165 | 2307197.5666 | 282917.6429 | 453.89 | 1934.925 | 8.2525 | 35.1805 | 41949.0467 | 5143.9571
733-23R | 49060.6413 | 5270.8767 | 733 | 2295 | 733-23R | 7.0133 | 2698335.2725 | 289898.2194 | 453.89 | 1411.6122 | 8.2525 | 25.6657 | 49060.6413 | 5270.8767
74-24R | 43346.3216 | 5307.0507 | 74 | 2314 | 74-24R | 3.9907 | 2384047.6905 | 291887.7884 | 453.89 | 2480.7555 | 8.2525 | 45.1046 | 43346.3216 | 5307.0507
74-35R | 36366.3285 | 5115.5402 | 74 | 2315 | 74-35R | 1.2218 | 2000148.0702 | 281354.7104 | 453.89 | 8102.9298 | 8.2525 | 147.326 | 36366.3285 | 5115.5402
740-856F | 49774.5872 | 5534.6141 | 740 | 2318 | 740-856F | 1.3888 | 2737602.2962 | 304403.7749 | 453.89 | 7128.324 | 8.2525 | 129.6059 | 49774.5872 | 5534.6141
740-857F | 56149.2384 | 5860.0429 | 740 | 2319 | 740-857F | 0.23295 | 3088208.1102 | 322302.361 | 453.89 | 42497.561 | 8.2525 | 772.6829 | 56149.2384 | 5860.0429
741-17 | 73144.2684 | 6194.2051 | 741 | 2322 | 741-17 | 0.22917 | 4022934.762 | 340681.28 | 453.89 | 43200 | 8.2525 | 785.4545 | 73144.2684 | 6194.2051
75-2257F | 86683.7154 | 9010.3486 | 75 | 2365 | 75-2257F | 0.050947 | 4767604.3474 | 495569.1703 | 453.89 | 194319.7026 | 8.2525 | 3533.0855 | 86683.7154 | 9010.3486
75-2258F | 269550.4876 | 27874.5727 | 75 | 2366 | 75-2258F | 0.020455 | 14825276.8191 | 1533101.5003 | 453.89 | 484000 | 8.2525 | 8800 | 269550.4876 | 27874.5727
75-2259F | 54305.6375 | 7523.2706 | 75 | 2367 | 75-2259F | 4.3316 | 2986810.0641 | 413779.881 | 453.89 | 2285.5144 | 8.2525 | 41.5548 | 54305.6375 | 7523.2706
75-32R | 57005.1536 | 7656.6384 | 75 | 2369 | 75-32R | 2.4445 | 3135283.4485 | 421115.1097 | 453.89 | 4049.8954 | 8.2525 | 73.6345 | 57005.1536 | 7656.6384
75-41 | 44075.071 | 7441.0915 | 75 | 2370 | 75-41 | 2.6098 | 2424128.9028 | 409260.0304 | 453.89 | 3793.3237 | 8.2525 | 68.9695 | 44075.071 | 7441.0915
75-996R | 48335.4418 | 7414.8078 | 75 | 2371 | 75-996R | 10.9093 | 2658449.2998 | 407814.4276 | 453.89 | 907.4842 | 8.2525 | 16.4997 | 48335.4418 | 7414.8078
759-13AE | 41004.4955 | 5130.5512 | 759 | 2401 | 759-13AE | 7.3235 | 2255247.254 | 282180.3153 | 453.89 | 1351.8155 | 8.2525 | 24.5785 | 41004.4955 | 5130.5512
76-266F | 45744.9418 | 5944.8136 | 76 | 2402 | 76-266F | 0.21686 | 2515971.8015 | 326964.7455 | 453.89 | 45652.4017 | 8.2525 | 830.0437 | 45744.9418 | 5944.8136
76-272 | 46297.1054 | 5575.6722 | 76 | 2403 | 76-272 | 0.79697 | 2546340.7994 | 306661.9692 | 453.89 | 12422.0532 | 8.2525 | 225.8555 | 46297.1054 | 5575.6722
76-49F | 49709.27 | 5217.644 | 76 | 2405 | 76-49F | 0.51458 | 2734009.8502 | 286970.4227 | 453.89 | 19238.8664 | 8.2525 | 349.7976 | 49709.27 | 5217.644
765-53 | 34595.2412 | 8095.2343 | 765 | 2421 | 765-53 | 0.22367 | 1902738.2656 | 445237.8852 | 453.89 | 44260.7959 | 8.2525 | 804.7417 | 34595.2412 | 8095.2343
768-20AE | 33927.2304 | 7096.7468 | 768 | 2422 | 768-20AE | 0.6589 | 1865997.6707 | 390321.0734 | 453.89 | 15025.0072 | 8.2525 | 273.1819 | 33927.2304 | 7096.7468
77-28R | 55680.8018 | 5445.5274 | 77 | 2423 | 77-28R | 0.72197 | 3062444.0979 | 299504.0063 | 453.89 | 13712.4869 | 8.2525 | 249.3179 | 55680.8018 | 5445.5274
770-250R | 40142.6412 | 4828.7823 | 770 | 2424 | 770-250R | 0.88523 | 2207845.2684 | 265583.0285 | 453.89 | 11183.5687 | 8.2525 | 203.3376 | 40142.6412 | 4828.7823
770-259R | 30035.5255 | 7129.5616 | 770 | 2425 | 770-259R | 1.5089 | 1651953.9002 | 392125.8862 | 453.89 | 6561.0644 | 8.2525 | 119.2921 | 30035.5255 | 7129.5616
771-274AE | 64040.3934 | 7855.36 | 771 | 2429 | 771-274AE | 0.13125 | 3522221.6354 | 432044.8 | 453.89 | 75428.5714 | 8.2525 | 1371.4286 | 64040.3934 | 7855.36
773-271F | 42301.9507 | 5121.9127 | 773 | 2435 | 773-271F | 0.61894 | 2326607.2867 | 281705.1961 | 453.89 | 15995.104 | 8.2525 | 290.8201 | 42301.9507 | 5121.9127
775-185 | 46006.9476 | 5422.2757 | 775 | 2442 | 775-185 | 1.2682 | 2530382.1182 | 298225.1634 | 453.89 | 7806.4516 | 8.2525 | 141.9355 | 46006.9476 | 5422.2757
775-187AE | 53334.42 | 5553.5037 | 775 | 2443 | 775-187AE | 0.35114 | 2933393.101 | 305442.7029 | 453.89 | 28194.1748 | 8.2525 | 512.6214 | 53334.42 | 5553.5037
777-10 | 50099.383 | 5625.3847 | 777 | 2444 | 777-10 | 0.082197 | 2755466.0659 | 309396.1585 | 453.89 | 120442.3963 | 8.2525 | 2189.8618 | 50099.383 | 5625.3847
777-101 | 39071.2388 | 5234.1045 | 777 | 2445 | 777-101 | 0.37973 | 2148918.1364 | 287875.7474 | 453.89 | 26070.8229 | 8.2525 | 474.015 | 39071.2388 | 5234.1045
777-263F | 59889.6359 | 5289.8913 | 777 | 2446 | 777-263F | 0.17765 | 3293929.9748 | 290944.0239 | 453.89 | 55727.0789 | 8.2525 | 1013.2196 | 59889.6359 | 5289.8913
777-268F | 100343.2209 | 7298.1816 | 777 | 2448 | 777-268F | 0.02803 | 5518877.1478 | 401399.9892 | 453.89 | 353189.1892 | 8.2525 | 6421.6216 | 100343.2209 | 7298.1816
779-25AE | 33541.3511 | 5117.3077 | 779 | 2450 | 779-25AE | 0.25284 | 1844774.3127 | 281451.9227 | 453.89 | 39155.0562 | 8.2525 | 711.9101 | 33541.3511 | 5117.3077
78-26R | 44390.4821 | 7517.7381 | 78 | 2451 | 78-26R | 6.3703 | 2441476.5158 | 413475.5938 | 453.89 | 1554.0954 | 8.2525 | 28.2563 | 44390.4821 | 7517.7381
78-35R | 25000.3145 | 7222.7377 | 78 | 2452 | 78-35R | 1.532 | 1375017.2994 | 397250.5731 | 453.89 | 6462.109 | 8.2525 | 117.4929 | 25000.3145 | 7222.7377
78-782R | 33279.9514 | 7478.2703 | 78 | 2453 | 78-782R | 1.7152 | 1830397.3288 | 411304.8647 | 453.89 | 5772.0848 | 8.2525 | 104.947 | 33279.9514 | 7478.2703
780-468R | 24285.3796 | 6057.684 | 780 | 2457 | 780-468R | 1.2642 | 1335695.8777 | 333172.6195 | 453.89 | 7831.0112 | 8.2525 | 142.382 | 24285.3796 | 6057.684
781-1356R | 55168.2748 | 5820.94 | 781 | 2458 | 781-1356R | 0.75587 | 3034255.1117 | 320151.6997 | 453.89 | 13097.4693 | 8.2525 | 238.1358 | 55168.2748 | 5820.94
781-1359 | 48528.9789 | 5685.2166 | 781 | 2459 | 781-1359 | 0.99375 | 2669093.8368 | 312686.9132 | 453.89 | 9962.2642 | 8.2525 | 181.1321 | 48528.9789 | 5685.2166
781-43AE | 57281.1407 | 5258.3195 | 781 | 2460 | 781-43AE | 0.096023 | 3150462.7369 | 289207.574 | 453.89 | 103100.5917 | 8.2525 | 1874.5562 | 57281.1407 | 5258.3195
781-44 | 43436.8022 | 5243.1125 | 781 | 2461 | 781-44 | 9.6799 | 2389024.1225 | 288371.1852 | 453.89 | 1022.7353 | 8.2525 | 18.5952 | 43436.8022 | 5243.1125
788-34R | 44184.952 | 6370.5546 | 788 | 2491 | 788-34R | 12.3557 | 2430172.3581 | 350380.5018 | 453.89 | 801.2508 | 8.2525 | 14.5682 | 44184.952 | 6370.5546
789-15 | 51836.6094 | 5842.1429 | 789 | 2492 | 789-15 | 0.75852 | 2851013.5159 | 321317.8607 | 453.89 | 13051.6854 | 8.2525 | 237.3034 | 51836.6094 | 5842.1429
789-4R | 49894.3398 | 5116.8894 | 789 | 2494 | 789-4R | 9.0888 | 2744188.6917 | 281428.9196 | 453.89 | 1089.2496 | 8.2525 | 19.8045 | 49894.3398 | 5116.8894
79-1215F | 61417.6012 | 7638.1841 | 79 | 2496 | 79-1215F | 0.1661 | 3377968.0643 | 420100.126 | 453.89 | 59603.1927 | 8.2525 | 1083.6944 | 61417.6012 | 7638.1841
79-658R | 34616.9297 | 7428.2713 | 79 | 2498 | 79-658R | 9.3078 | 1903931.1345 | 408554.923 | 453.89 | 1063.628 | 8.2525 | 19.3387 | 34616.9297 | 7428.2713
79-660R | 43213.3661 | 7442.9397 | 79 | 2499 | 79-660R | 7.2462 | 2376735.1351 | 409361.6836 | 453.89 | 1366.2311 | 8.2525 | 24.8406 | 43213.3661 | 7442.9397
79-668R | 44617.4958 | 7627.5038 | 79 | 2500 | 79-668R | 7.4994 | 2453962.2671 | 419512.7106 | 453.89 | 1320.1 | 8.2525 | 24.0018 | 44617.4958 | 7627.5038
79-676R | 46505.8297 | 7557.0056 | 79 | 2501 | 79-676R | 3.1771 | 2557820.6357 | 415635.3085 | 453.89 | 3116.0656 | 8.2525 | 56.6557 | 46505.8297 | 7557.0056
79-679R | 40102.9015 | 7504.3182 | 79 | 2502 | 79-679R | 6.085 | 2205659.5835 | 412737.5 | 453.89 | 1626.9414 | 8.2525 | 29.5808 | 40102.9015 | 7504.3182
79-685R | 25077.3528 | 7745.3229 | 79 | 2503 | 79-685R | 3.8049 | 1379254.4028 | 425992.7591 | 453.89 | 2601.8915 | 8.2525 | 47.3071 | 25077.3528 | 7745.3229
79-714R | 42836.1933 | 7529.602 | 79 | 2504 | 79-714R | 4.585 | 2355990.6328 | 414128.1125 | 453.89 | 2159.197 | 8.2525 | 39.2581 | 42836.1933 | 7529.602
79-785 | 43817.0012 | 7540.7291 | 79 | 2506 | 79-785 | 10.1106 | 2409935.0683 | 414740.1002 | 453.89 | 979.1698 | 8.2525 | 17.8031 | 43817.0012 | 7540.7291
79-799R | 23991.6466 | 7411.3751 | 79 | 2507 | 79-799R | 6.6937 | 1319540.563 | 407625.6331 | 453.89 | 1478.9916 | 8.2525 | 26.8908 | 23991.6466 | 7411.3751
79-808R | 34230.329 | 7436.0536 | 79 | 2508 | 79-808R | 10.2572 | 1882668.0944 | 408982.9506 | 453.89 | 965.176 | 8.2525 | 17.5487 | 34230.329 | 7436.0536
791-419F | 41077.9539 | 6402.7774 | 791 | 2509 | 791-419F | 4.9756 | 2259287.4669 | 352152.7593 | 453.89 | 1989.7225 | 8.2525 | 36.1768 | 41077.9539 | 6402.7774
792-1172F | 48066.5157 | 5214.5384 | 792 | 2513 | 792-1172F | 2.5915 | 2643658.3653 | 286799.6134 | 453.89 | 3820.2149 | 8.2525 | 69.4585 | 48066.5157 | 5214.5384
792-1173F | 45798.1202 | 5247.7725 | 792 | 2514 | 792-1173F | 0.36572 | 2518896.6126 | 288627.4859 | 453.89 | 27069.912 | 8.2525 | 492.1802 | 45798.1202 | 5247.7725
792-46 | 43468.6988 | 5092.1952 | 792 | 2516 | 792-46 | 3.3119 | 2390778.4354 | 280070.7384 | 453.89 | 2989.192 | 8.2525 | 54.3489 | 43468.6988 | 5092.1952
792-47R | 52350.3523 | 5541.8113 | 792 | 2517 | 792-47R | 4.0883 | 2879269.3783 | 304799.6219 | 453.89 | 2421.5695 | 8.2525 | 44.0285 | 52350.3523 | 5541.8113
793-27AE | 37749.0879 | 5751.0043 | 793 | 2520 | 793-27AE | 0.62727 | 2076199.8369 | 316305.2391 | 453.89 | 15782.6087 | 8.2525 | 286.9565 | 37749.0879 | 5751.0043
793-46F | 31470.4068 | 5057.0044 | 793 | 2521 | 793-46F | 0.56326 | 1730872.3756 | 278135.2441 | 453.89 | 17576.3282 | 8.2525 | 319.5696 | 31470.4068 | 5057.0044
794-1002 | 36710.9631 | 6134.6475 | 794 | 2526 | 794-1002 | 0.86496 | 2019102.9699 | 337405.6114 | 453.89 | 11445.5879 | 8.2525 | 208.1016 | 36710.9631 | 6134.6475
794-15 | 39426.2427 | 5226.5357 | 794 | 2527 | 794-15 | 2.2947 | 2168443.3459 | 287459.4621 | 453.89 | 4314.2951 | 8.2525 | 78.4417 | 39426.2427 | 5226.5357
795-816R | 44534.3439 | 5325.4505 | 795 | 2530 | 795-816R | 3.7816 | 2449388.9165 | 292899.7791 | 453.89 | 2617.9196 | 8.2525 | 47.5985 | 44534.3439 | 5325.4505
795-821F | 42830.4527 | 5320.1195 | 795 | 2532 | 795-821F | 1.5835 | 2355674.8999 | 292606.574 | 453.89 | 6251.8837 | 8.2525 | 113.6706 | 42830.4527 | 5320.1195
796-45 | 39445.6286 | 5924.5589 | 796 | 2534 | 796-45 | 1.2795 | 2169509.5714 | 325850.7375 | 453.89 | 7737.1226 | 8.2525 | 140.675 | 39445.6286 | 5924.5589
799-504R | 50904.9124 | 6969.9965 | 799 | 2543 | 799-504R | 1.1309 | 2799770.1804 | 383349.8069 | 453.89 | 8754.3125 | 8.2525 | 159.1693 | 50904.9124 | 6969.9965
80-564 | 35533.7978 | 5029.6592 | 80 | 2545 | 80-564 | 5.2657 | 1954358.8766 | 276631.2585 | 453.89 | 1880.0849 | 8.2525 | 34.1834 | 35533.7978 | 5029.6592
80-568F | 44990.4952 | 5427.7668 | 80 | 2546 | 80-568F | 4.265 | 2474477.2354 | 298527.1726 | 453.89 | 2321.2398 | 8.2525 | 42.2044 | 44990.4952 | 5427.7668
80-575R | 54802.736 | 5958.9168 | 80 | 2547 | 80-575R | 0.63333 | 3014150.4796 | 327740.4263 | 453.89 | 15631.5789 | 8.2525 | 284.2105 | 54802.736 | 5958.9168
81-177AE | 72936.847 | 6499.6282 | 81 | 2548 | 81-177AE | 0.10246 | 4011526.5842 | 357479.5534 | 453.89 | 96621.0721 | 8.2525 | 1756.7468 | 72936.847 | 6499.6282
81-193AE | 62016.3416 | 5526.2543 | 81 | 2549 | 81-193AE | 0.22008 | 3410898.7902 | 303943.9876 | 453.89 | 44984.5095 | 8.2525 | 817.9002 | 62016.3416 | 5526.2543
83-622F | 26623.6831 | 5224.7863 | 83 | 2551 | 83-622F | 1.4354 | 1464302.5715 | 287363.2464 | 453.89 | 6896.9521 | 8.2525 | 125.3991 | 26623.6831 | 5224.7863
834-887AE | 47972.4849 | 5314.6106 | 834 | 2570 | 834-887AE | 1.1492 | 2638486.6704 | 292303.5815 | 453.89 | 8614.3705 | 8.2525 | 156.6249 | 47972.4849 | 5314.6106
835-10F | 84722.3375 | 9200.7545 | 835 | 2572 | 835-10F | 0.2072 | 4659728.5637 | 506041.4984 | 453.89 | 47780.6216 | 8.2525 | 868.7386 | 84722.3375 | 9200.7545
835-11F | 44741.5845 | 8910.6048 | 835 | 2573 | 835-11F | 1.0576 | 2460787.1458 | 490083.2648 | 453.89 | 9361.0315 | 8.2525 | 170.2006 | 44741.5845 | 8910.6048
835-35F | 90841.2869 | 29121.5927 | 835 | 2574 | 835-35F | 0.074242 | 4996270.7816 | 1601687.5959 | 453.89 | 133346.9388 | 8.2525 | 2424.4898 | 90841.2869 | 29121.5927
840-308F | 29108.2362 | 7313.8373 | 840 | 2583 | 840-308F | 1.0854 | 1600952.9897 | 402261.0521 | 453.89 | 9120.9213 | 8.2525 | 165.8349 | 29108.2362 | 7313.8373
840-374 | 78572.1063 | 7592.8668 | 840 | 2586 | 840-374 | 1.2013 | 4321465.8443 | 417607.6733 | 453.89 | 8240.8955 | 8.2525 | 149.8345 | 78572.1063 | 7592.8668
85-498F | 36130.31 | 4917.3204 | 85 | 2607 | 85-498F | 0.73731 | 1987167.0519 | 270452.622 | 453.89 | 13427.177 | 8.2525 | 244.1305 | 36130.31 | 4917.3204
85-500F | 39242.4195 | 5634.6406 | 85 | 2608 | 85-500F | 1.5788 | 2158333.0723 | 309905.2338 | 453.89 | 6270.6334 | 8.2525 | 114.0115 | 39242.4195 | 5634.6406
854-607F | 659559.5745 | 14419.4554 | 854 | 2618 | 854-607F | 0.039394 | 36275776.5979 | 793070.0462 | 453.89 | 251307.6923 | 8.2525 | 4569.2308 | 659559.5745 | 14419.4554
855-45 | 19199.7581 | 9868.1888 | 855 | 2625 | 855-45 | 0.17045 | 1055986.6936 | 542750.384 | 453.89 | 58080 | 8.2525 | 1056 | 19199.7581 | 9868.1888
855-46AE | 46097.9292 | 13461.1602 | 855 | 2626 | 855-46AE | 0.25303 | 2535386.1052 | 740363.8132 | 453.89 | 39125.7485 | 8.2525 | 711.3772 | 46097.9292 | 13461.1602
856-1141R | 43656.0377 | 5631.8492 | 856 | 2627 | 856-1141R | 2.007 | 2401082.075 | 309751.7074 | 453.89 | 4932.7168 | 8.2525 | 89.6858 | 43656.0377 | 5631.8492
857-60 | 38414.2854 | 5997.065 | 857 | 2633 | 857-60 | 0.64337 | 2112785.6947 | 329838.5743 | 453.89 | 15387.695 | 8.2525 | 279.7763 | 38414.2854 | 5997.065
858-14 | 51389.3664 | 6277.4385 | 858 | 2634 | 858-14 | 1.9259 | 2826415.1514 | 345259.1152 | 453.89 | 5140.3284 | 8.2525 | 93.4605 | 51389.3664 | 6277.4385
859-1064 | 46267.468 | 5417.2108 | 859 | 2636 | 859-1064 | 2.3294 | 2544710.7379 | 297946.5949 | 453.89 | 4250.1016 | 8.2525 | 77.2746 | 46267.468 | 5417.2108
859-13F | 42447.7091 | 5116.7564 | 859 | 2637 | 859-13F | 7.7333 | 2334623.9996 | 281421.6009 | 453.89 | 1280.1724 | 8.2525 | 23.2759 | 42447.7091 | 5116.7564
859-42R | 47299.0349 | 6315.0947 | 859 | 2640 | 859-42R | 13.8547 | 2601446.9173 | 347330.207 | 453.89 | 714.5572 | 8.2525 | 12.9919 | 47299.0349 | 6315.0947
86-1055F | 55000.8887 | 5356.857 | 86 | 2641 | 86-1055F | 0.66364 | 3025048.877 | 294627.1342 | 453.89 | 14917.8082 | 8.2525 | 271.2329 | 55000.8887 | 5356.857
86-1058F | 53087.3945 | 6731.5968 | 86 | 2643 | 86-1058F | 0.25871 | 2919806.696 | 370237.8261 | 453.89 | 38266.4714 | 8.2525 | 695.754 | 53087.3945 | 6731.5968
86-552F | 49022.0465 | 5174.5991 | 86 | 2644 | 86-552F | 11.1994 | 2696212.5565 | 284602.9488 | 453.89 | 883.9734 | 8.2525 | 16.0722 | 49022.0465 | 5174.5991
87-41AE | 50175.2269 | 5198.7798 | 87 | 2651 | 87-41AE | 0.2464 | 2759637.4777 | 285932.8873 | 453.89 | 40178.3244 | 8.2525 | 730.515 | 50175.2269 | 5198.7798
88-27F | 46950.237 | 6539.1761 | 88 | 2653 | 88-27F | 0.14678 | 2582263.0338 | 359654.6828 | 453.89 | 67447.7419 | 8.2525 | 1226.3226 | 46950.237 | 6539.1761
90-24 | 67086.3283 | 6117.5973 | 90 | 2664 | 90-24 | 0.34678 | 3689748.0586 | 336467.851 | 453.89 | 28548.3342 | 8.2525 | 519.0606 | 67086.3283 | 6117.5973
90-32 | 51118.2257 | 5361.2711 | 90 | 2665 | 90-32 | 1.9663 | 2811502.414 | 294869.9084 | 453.89 | 5034.868 | 8.2525 | 91.5431 | 51118.2257 | 5361.2711
90-44AE | 46834.9824 | 5284.7162 | 90 | 2666 | 90-44AE | 1.7723 | 2575924.0333 | 290659.3922 | 453.89 | 5585.8089 | 8.2525 | 101.5602 | 46834.9824 | 5284.7162
90-49 | 62883.6311 | 5516.8406 | 90 | 2667 | 90-49 | 0.24659 | 3458599.7089 | 303426.2304 | 453.89 | 40147.4654 | 8.2525 | 729.9539 | 62883.6311 | 5516.8406
90-50F | 53668.566 | 5508.3688 | 90 | 2668 | 90-50F | 0.39678 | 2951771.1323 | 302960.2841 | 453.89 | 24950.8353 | 8.2525 | 453.6516 | 53668.566 | 5508.3688
900-1118F | 34497.992 | 5232.5379 | 900 | 2670 | 900-1118F | 0.2036 | 1897389.5611 | 287789.5844 | 453.89 | 48625.1163 | 8.2525 | 884.093 | 34497.992 | 5232.5379
900-1119F | 76595.3399 | 21121.6453 | 900 | 2671 | 900-1119F | 0.064205 | 4212743.6963 | 1161690.492 | 453.89 | 154194.6903 | 8.2525 | 2803.5398 | 76595.3399 | 21121.6453
900-1163F | 74372.8297 | 9620.0344 | 900 | 2672 | 900-1163F | 0.24072 | 4090505.6347 | 529101.8902 | 453.89 | 41126.6719 | 8.2525 | 747.7577 | 74372.8297 | 9620.0344
900-1166F | 55642.0728 | 6042.6808 | 900 | 2674 | 900-1166F | 0.88523 | 3060314.0066 | 332347.4424 | 453.89 | 11183.5687 | 8.2525 | 203.3376 | 55642.0728 | 6042.6808
901-1124 | 39228.7199 | 7017.3164 | 901 | 2676 | 901-1124 | 1.8981 | 2157579.5945 | 385952.4038 | 453.89 | 5215.7254 | 8.2525 | 94.8314 | 39228.7199 | 7017.3164
902-364F | 38768.3605 | 5048.5975 | 902 | 2680 | 902-364F | 0.10985 | 2132259.8285 | 277672.8634 | 453.89 | 90124.1379 | 8.2525 | 1638.6207 | 38768.3605 | 5048.5975
902-48 | 45301.8735 | 5643.5376 | 902 | 2681 | 902-48 | 1.8559 | 2491603.0423 | 310394.5681 | 453.89 | 5334.4219 | 8.2525 | 96.9895 | 45301.8735 | 5643.5376
907-1475 | 163822.2947 | 10986.9315 | 907 | 2684 | 907-1475 | 0.032197 | 9010226.2064 | 604281.2328 | 453.89 | 307482.3529 | 8.2525 | 5590.5882 | 163822.2947 | 10986.9315
907-1562AE | 62950.3262 | 7847.9972 | 907 | 2685 | 907-1562AE | 4.1759 | 3462267.9422 | 431639.8447 | 453.89 | 2370.7198 | 8.2525 | 43.104 | 62950.3262 | 7847.9972
907-1602 | 83260.9697 | 8015.7668 | 907 | 2686 | 907-1602 | 0.10398 | 4579353.3338 | 440867.1717 | 453.89 | 95213.1148 | 8.2525 | 1731.1475 | 83260.9697 | 8015.7668
907-1604 | 311248.0948 | 13199.2054 | 907 | 2687 | 907-1604 | 0.01875 | 17118645.2125 | 725956.297 | 453.89 | 528000 | 8.2525 | 9600 | 311248.0948 | 13199.2054
907-1702R | 54279.5845 | 7492.8506 | 907 | 2688 | 907-1702R | 5.2799 | 2985377.1461 | 412106.7807 | 453.89 | 1875.0269 | 8.2525 | 34.0914 | 54279.5845 | 7492.8506
907-1716R | 55508.6685 | 7656.2377 | 907 | 2689 | 907-1716R | 12.8004 | 3052976.7698 | 421093.0756 | 453.89 | 773.4146 | 8.2525 | 14.0621 | 55508.6685 | 7656.2377
907-2820R | 25269.6696 | 7281.8865 | 907 | 2690 | 907-2820R | 2.4583 | 1389831.8304 | 400503.7591 | 453.89 | 4027.1186 | 8.2525 | 73.2203 | 25269.6696 | 7281.8865
908-1172R | 55555.2665 | 7570.4054 | 908 | 2691 | 908-1172R | 10.1765 | 3055539.6551 | 416372.2985 | 453.89 | 972.8281 | 8.2525 | 17.6878 | 55555.2665 | 7570.4054
908-1236 | 58643.6006 | 7566.4148 | 908 | 2692 | 908-1236 | 5.4265 | 3225398.0303 | 416152.8166 | 453.89 | 1824.3753 | 8.2525 | 33.1705 | 58643.6006 | 7566.4148
908-1368R | 42261.361 | 7466.9644 | 908 | 2694 | 908-1368R | 18.6854 | 2324374.8562 | 410683.0408 | 453.89 | 529.825 | 8.2525 | 9.6332 | 42261.361 | 7466.9644
908-1370R | 51270.8382 | 7539.7815 | 908 | 2695 | 908-1370R | 5.8532 | 2819896.0999 | 414687.9806 | 453.89 | 1691.3768 | 8.2525 | 30.7523 | 51270.8382 | 7539.7815
908-1372R | 54024.8705 | 7623.1936 | 908 | 2696 | 908-1372R | 3.7273 | 2971367.8783 | 419275.648 | 453.89 | 2656.0976 | 8.2525 | 48.2927 | 54024.8705 | 7623.1936
908-2038R | 46354.5005 | 7550.6487 | 908 | 2697 | 908-2038R | 17.9265 | 2549497.5294 | 415285.6784 | 453.89 | 552.2546 | 8.2525 | 10.041 | 46354.5005 | 7550.6487
908-2040 | 56767.5011 | 7689.6535 | 908 | 2698 | 908-2040 | 5.3208 | 3122212.5625 | 422930.9423 | 453.89 | 1860.6108 | 8.2525 | 33.8293 | 56767.5011 | 7689.6535
908-2055F | 49010.3844 | 7527.4728 | 908 | 2699 | 908-2055F | 11.539 | 2695571.1436 | 414011.0022 | 453.89 | 857.9588 | 8.2525 | 15.5993 | 49010.3844 | 7527.4728
908-2062F | 73371.6135 | 7773.9801 | 908 | 2702 | 908-2062F | 0.11193 | 4035438.7434 | 427568.9079 | 453.89 | 88446.7005 | 8.2525 | 1608.1218 | 73371.6135 | 7773.9801
908-30 | 63916.6153 | 7564.9866 | 908 | 2703 | 908-30 | 1.5403 | 3515413.8425 | 416074.2631 | 453.89 | 6427.1487 | 8.2525 | 116.8572 | 63916.6153 | 7564.9866
909-451 | 44137.3061 | 7471.023 | 909 | 2704 | 909-451 | 20.5956 | 2427551.834 | 410906.2636 | 453.89 | 480.6842 | 8.2525 | 8.7397 | 44137.3061 | 7471.023
909-453R | 44855.6944 | 7276.3827 | 909 | 2705 | 909-453R | 2.2977 | 2467063.1943 | 400201.0469 | 453.89 | 4308.6053 | 8.2525 | 78.3383 | 44855.6944 | 7276.3827
909-805R | 47082.6688 | 7480.9044 | 909 | 2707 | 909-805R | 13.4722 | 2589546.7847 | 411449.7405 | 453.89 | 734.8488 | 8.2525 | 13.3609 | 47082.6688 | 7480.9044
909-812 | 166732.6903 | 8574.5187 | 909 | 2708 | 909-812 | 0.023485 | 9170297.9668 | 471598.529 | 453.89 | 421548.3871 | 8.2525 | 7664.5161 | 166732.6903 | 8574.5187
91-7F | 43445.6856 | 6741.1263 | 91 | 2710 | 91-7F | 7.0892 | 2389512.709 | 370761.9444 | 453.89 | 1396.4895 | 8.2525 | 25.3907 | 43445.6856 | 6741.1263
916-381 | 54306.8883 | 5630.1479 | 916 | 2731 | 916-381 | 1.2261 | 2986878.8572 | 309658.1353 | 453.89 | 8074.1427 | 8.2525 | 146.8026 | 54306.8883 | 5630.1479
92-619F | 39241.204 | 6138.6195 | 92 | 2736 | 92-619F | 1.8833 | 2158266.2221 | 337624.0708 | 453.89 | 5256.6372 | 8.2525 | 95.5752 | 39241.204 | 6138.6195
920-1342R | 37083.5095 | 7320.9141 | 920 | 2737 | 920-1342R | 6.1331 | 2039593.0244 | 402650.2731 | 453.89 | 1614.1803 | 8.2525 | 29.3487 | 37083.5095 | 7320.9141
920-735AE | 39284.1775 | 5963.9612 | 920 | 2738 | 920-735AE | 5.6727 | 2160629.7613 | 328017.8656 | 453.89 | 1745.1923 | 8.2525 | 31.7308 | 39284.1775 | 5963.9612
920-823 | 39851.7715 | 5338.3191 | 920 | 2740 | 920-823 | 2.4394 | 2191847.4301 | 293607.5481 | 453.89 | 4058.3851 | 8.2525 | 73.7888 | 39851.7715 | 5338.3191
921-800F | 44864.358 | 5907.2972 | 921 | 2741 | 921-800F | 4.6273 | 2467539.692 | 324901.3459 | 453.89 | 2139.4892 | 8.2525 | 38.8998 | 44864.358 | 5907.2972
922-1143F | 33283.7919 | 5371.2756 | 922 | 2746 | 922-1143F | 2.2068 | 1830608.5547 | 295420.1553 | 453.89 | 4486.0968 | 8.2525 | 81.5654 | 33283.7919 | 5371.2756
928-19 | 25227.8448 | 7312.6626 | 928 | 2763 | 928-19 | 2.1239 | 1387531.4647 | 402196.4445 | 453.89 | 4661.3162 | 8.2525 | 84.7512 | 25227.8448 | 7312.6626
928-20 | 88671.8879 | 5150.9912 | 928 | 2764 | 928-20 | 0.12538 | 4876953.8361 | 283304.5148 | 453.89 | 78960.7251 | 8.2525 | 1435.6495 | 88671.8879 | 5150.9912
93-10R | 39975.8064 | 5081.4251 | 93 | 2767 | 93-10R | 6.2576 | 2198669.3533 | 279478.3813 | 453.89 | 1582.0823 | 8.2525 | 28.7651 | 39975.8064 | 5081.4251
93-559R | 40805.0895 | 5026.9661 | 93 | 2768 | 93-559R | 4.7509 | 2244279.9239 | 276483.138 | 453.89 | 2083.7951 | 8.2525 | 37.8872 | 40805.0895 | 5026.9661
933-472F | 48022.7531 | 5387.5038 | 933 | 2782 | 933-472F | 1.4678 | 2641251.4194 | 296312.7098 | 453.89 | 6744.7742 | 8.2525 | 122.6323 | 48022.7531 | 5387.5038
936-188 | 52738.8766 | 5739.4001 | 936 | 2791 | 936-188 | 1.5807 | 2900638.2141 | 315667.0079 | 453.89 | 6263.1201 | 8.2525 | 113.8749 | 52738.8766 | 5739.4001
94-16F | 37408.9794 | 5359.5345 | 94 | 2798 | 94-16F | 1.4203 | 2057493.8653 | 294774.3991 | 453.89 | 6970.5294 | 8.2525 | 126.7369 | 37408.9794 | 5359.5345
94-24F | 35338.891 | 5223.1865 | 94 | 2799 | 94-24F | 3.5254 | 1943639.0047 | 287275.2597 | 453.89 | 2808.2089 | 8.2525 | 51.0583 | 35338.891 | 5223.1865
94-41 | 32893.1998 | 5033.1207 | 94 | 2800 | 94-41 | 6.0028 | 1809125.987 | 276821.6375 | 453.89 | 1649.2191 | 8.2525 | 29.9858 | 32893.1998 | 5033.1207
940-391 | 27384.1906 | 5028.5541 | 940 | 2801 | 940-391 | 0.90511 | 1506130.4805 | 276570.4768 | 453.89 | 10937.8531 | 8.2525 | 198.8701 | 27384.1906 | 5028.5541
941-33F | 41245.035 | 5181.8352 | 941 | 2808 | 941-33F | 5.3545 | 2268476.9224 | 285000.9385 | 453.89 | 1848.8964 | 8.2525 | 33.6163 | 41245.035 | 5181.8352
946-25F | 38311.2091 | 5391.4828 | 946 | 2827 | 946-25F | 0.30701 | 2107116.5 | 296531.5534 | 453.89 | 32246.7613 | 8.2525 | 586.3048 | 38311.2091 | 5391.4828
948-5R | 28026.9097 | 6771.5069 | 948 | 2828 | 948-5R | 0.50833 | 1541480.0349 | 372432.8787 | 453.89 | 19475.4098 | 8.2525 | 354.0984 | 28026.9097 | 6771.5069
949-22R | 50026.5136 | 5214.2172 | 949 | 2829 | 949-22R | 3.1345 | 2751458.248 | 286781.9451 | 453.89 | 3158.429 | 8.2525 | 57.426 | 50026.5136 | 5214.2172
95-1352F | 186641.8179 | 6495.68 | 95 | 2830 | 95-1352F | 0.00625 | 10265299.9833 | 357262.4 | 453.89 | 1584000 | 8.2525 | 28800 | 186641.8179 | 6495.68
95-1353F | 181152.5954 | 6436.8659 | 95 | 2831 | 95-1353F | 0.0064394 | 9963392.7453 | 354027.6235 | 453.89 | 1537411.7647 | 8.2525 | 27952.9412 | 181152.5954 | 6436.8659
95-29R | 37412.6379 | 5112.5686 | 95 | 2832 | 95-29R | 5.2727 | 2057695.0863 | 281191.2722 | 453.89 | 1877.5862 | 8.2525 | 34.1379 | 37412.6379 | 5112.5686
95-34 | 47959.2073 | 5524.6384 | 95 | 2833 | 95-34 | 0.81742 | 2637756.4006 | 303855.1144 | 453.89 | 12111.2141 | 8.2525 | 220.2039 | 47959.2073 | 5524.6384
95-35F | 46902.2908 | 5077.4456 | 95 | 2834 | 95-35F | 1.3756 | 2579625.9965 | 279259.5053 | 453.89 | 7197.026 | 8.2525 | 130.855 | 46902.2908 | 5077.4456
95-36F | 44239.3802 | 5108.5121 | 95 | 2835 | 95-36F | 2.2443 | 2433165.9102 | 280968.1645 | 453.89 | 4411.1392 | 8.2525 | 80.2025 | 44239.3802 | 5108.5121
95-37F | 100901.328 | 6177.4374 | 95 | 2836 | 95-37F | 0.035038 | 5549573.0426 | 339759.0573 | 453.89 | 282551.3514 | 8.2525 | 5137.2973 | 100901.328 | 6177.4374
957-493 | 101860.5211 | 5045.596 | 957 | 2880 | 957-493 | 0.38655 | 5602328.6631 | 277507.7801 | 453.89 | 25610.975 | 8.2525 | 465.6541 | 101860.5211 | 5045.596
96-1041F | 53196.5994 | 5238.0324 | 96 | 2889 | 96-1041F | 0.064962 | 2925812.9665 | 288091.7831 | 453.89 | 152396.5015 | 8.2525 | 2770.8455 | 53196.5994 | 5238.0324
96-47R | 40272.4139 | 5346.2497 | 96 | 2892 | 96-47R | 5.6227 | 2214982.7669 | 294043.7318 | 453.89 | 1760.7114 | 8.2525 | 32.0129 | 40272.4139 | 5346.2497
963-35 | 26010.8511 | 4715.5334 | 963 | 2917 | 963-35 | 3.1555 | 1430596.8092 | 259354.3373 | 453.89 | 3137.3867 | 8.2525 | 57.0434 | 26010.8511 | 4715.5334
968-476F | 28173.6671 | 6697.2555 | 968 | 2929 | 968-476F | 2.4922 | 1549551.6897 | 368349.0516 | 453.89 | 3972.3383 | 8.2525 | 72.2243 | 28173.6671 | 6697.2555
970-1341R | 32347.5359 | 7438.0297 | 970 | 2940 | 970-1341R | 4.1362 | 1779114.4736 | 409091.634 | 453.89 | 2393.5162 | 8.2525 | 43.5185 | 32347.5359 | 7438.0297
971-1973R | 49238.3175 | 7526.5833 | 971 | 2943 | 971-1973R | 10.9521 | 2708107.463 | 413962.0824 | 453.89 | 903.9376 | 8.2525 | 16.4352 | 49238.3175 | 7526.5833
971-2050R | 46614.6041 | 7531.7984 | 971 | 2944 | 971-2050R | 20.7013 | 2563803.2276 | 414248.9138 | 453.89 | 478.2302 | 8.2525 | 8.6951 | 46614.6041 | 7531.7984
971-29R | 45411.3565 | 7517.7244 | 971 | 2945 | 971-29R | 3.8006 | 2497624.6048 | 413474.842 | 453.89 | 2604.8737 | 8.2525 | 47.3613 | 45411.3565 | 7517.7244
971-371R | 34917.421 | 7437.325 | 971 | 2946 | 971-371R | 2.4735 | 1920458.153 | 409052.8723 | 453.89 | 4002.4502 | 8.2525 | 72.7718 | 34917.421 | 7437.325
971-381R | 83440.2664 | 7781.2746 | 971 | 2947 | 971-381R | 0.075568 | 4589214.6495 | 427970.1023 | 453.89 | 131007.5188 | 8.2525 | 2381.9549 | 83440.2664 | 7781.2746
971-383R | 42054.7519 | 7550.3375 | 971 | 2948 | 971-383R | 9.7428 | 2313011.3547 | 415268.5635 | 453.89 | 1016.1347 | 8.2525 | 18.4752 | 42054.7519 | 7550.3375
971-388R | 37449.2931 | 7423.8065 | 971 | 2949 | 971-388R | 17.9011 | 2059711.1227 | 408309.3587 | 453.89 | 553.0375 | 8.2525 | 10.0552 | 37449.2931 | 7423.8065
972-1582R | 29910.1862 | 7438.4992 | 972 | 2953 | 972-1582R | 11.1523 | 1645060.2432 | 409117.4575 | 453.89 | 887.7114 | 8.2525 | 16.1402 | 29910.1862 | 7438.4992
972-1590F | 50102.1067 | 7509.8886 | 972 | 2957 | 972-1590F | 20.6786 | 2755615.87 | 413043.8756 | 453.89 | 478.7559 | 8.2525 | 8.7047 | 50102.1067 | 7509.8886
972-1642 | 59573.2506 | 8308.4803 | 972 | 2960 | 972-1642 | 0.21989 | 3276528.7832 | 456966.4177 | 453.89 | 45023.2558 | 8.2525 | 818.6047 | 59573.2506 | 8308.4803
972-32R | 48921.6238 | 7551.0483 | 972 | 2962 | 972-32R | 15.7093 | 2690689.3109 | 415307.6563 | 453.89 | 630.2007 | 8.2525 | 11.4582 | 48921.6238 | 7551.0483
972-942R | 37994.4983 | 7448.6717 | 972 | 2963 | 972-942R | 7.8388 | 2089697.405 | 409676.9414 | 453.89 | 1262.9443 | 8.2525 | 22.9626 | 37994.4983 | 7448.6717
973-1226R | 34456.2895 | 7504.8005 | 973 | 2964 | 973-1226R | 8.4831 | 1895095.9221 | 412764.0281 | 453.89 | 1167.0202 | 8.2525 | 21.2185 | 34456.2895 | 7504.8005
973-1245R | 36165.035 | 7454.2507 | 973 | 2965 | 973-1245R | 3.3436 | 1989076.9271 | 409983.7872 | 453.89 | 2960.9154 | 8.2525 | 53.8348 | 36165.035 | 7454.2507
973-530AE | 87101.4539 | 32619.9319 | 973 | 2966 | 973-530AE | 0.03428 | 4790579.967 | 1794096.2559 | 453.89 | 288795.5801 | 8.2525 | 5250.8287 | 87101.4539 | 32619.9319
973-626R | 33599.3297 | 7443.6351 | 973 | 2969 | 973-626R | 10.9061 | 1847963.1362 | 409399.9304 | 453.89 | 907.7522 | 8.2525 | 16.5046 | 33599.3297 | 7443.6351
974-23R | 34676.9969 | 7472.8727 | 974 | 2973 | 974-23R | 16.1822 | 1907234.8307 | 411007.999 | 453.89 | 611.7834 | 8.2525 | 11.1233 | 34676.9969 | 7472.8727
974-715R | 23858.2365 | 7323.2602 | 974 | 2974 | 974-715R | 8.7187 | 1312203.0086 | 402779.3122 | 453.89 | 1135.4839 | 8.2525 | 20.6452 | 23858.2365 | 7323.2602
975-22R | 26650.1996 | 8667.1962 | 975 | 2975 | 975-22R | 1.6544 | 1465760.9771 | 476695.7907 | 453.89 | 5984.2015 | 8.2525 | 108.8037 | 26650.1996 | 8667.1962
990-713 | 99543.5254 | 15139.6607 | 990 | 3001 | 990-713 | 0.065909 | 5474893.8993 | 832681.3379 | 453.89 | 150206.8966 | 8.2525 | 2731.0345 | 99543.5254 | 15139.6607
991-1 | 60788.7014 | 7944.7077 | 991 | 3003 | 991-1 | 1.2636 | 3343378.5767 | 436958.9222 | 453.89 | 7834.5324 | 8.2525 | 142.446 | 60788.7014 | 7944.7077
991-1206R | 34223.8647 | 7344.8626 | 991 | 3004 | 991-1206R | 9.0301 | 1882312.5612 | 403967.4406 | 453.89 | 1096.3317 | 8.2525 | 19.9333 | 34223.8647 | 7344.8626
CB 100 | 35092.6002 | 5171.2149 | 100 | 3032 | CB 100 | 2.7708 | 1930093.0098 | 284416.8205 | 453.89 | 3572.9323 | 8.2525 | 64.9624 | 35092.6002 | 5171.2149
CB 1007 | 24641.0062 | 4748.3058 | 1007 | 3035 | CB 1007 | 0.54489 | 1355255.3401 | 261156.82 | 453.89 | 18168.926 | 8.2525 | 330.3441 | 24641.0062 | 4748.3058
CB 1023 | 36556.8738 | 7379.624 | 1023 | 3043 | CB 1023 | 3.8564 | 2010628.0566 | 405879.3219 | 453.89 | 2567.1349 | 8.2525 | 46.6752 | 36556.8738 | 7379.624
CB 103 | 46033.4501 | 5325.9604 | 103 | 3046 | CB 103 | 5.5669 | 2531839.7577 | 292927.8212 | 453.89 | 1778.3826 | 8.2525 | 32.3342 | 46033.4501 | 5325.9604
CB 1039 | 41002.5345 | 5156.2826 | 1039 | 3048 | CB 1039 | 0.67595 | 2255139.3996 | 283595.5412 | 453.89 | 14646.1194 | 8.2525 | 266.2931 | 41002.5345 | 5156.2826
CB 1049 | 45775.9486 | 5340.8091 | 1049 | 3052 | CB 1049 | 3.0663 | 2517677.1724 | 293744.5022 | 453.89 | 3228.6597 | 8.2525 | 58.7029 | 45775.9486 | 5340.8091
CB 107 | 61121.0038 | 5930.152 | 107 | 3056 | CB 107 | 1.0419 | 3361655.2077 | 326158.3625 | 453.89 | 9502.2723 | 8.2525 | 172.7686 | 61121.0038 | 5930.152
CB 1073 | 34891.4319 | 5160.4157 | 1073 | 3060 | CB 1073 | 3.3184 | 1919028.7538 | 283822.8646 | 453.89 | 2983.3914 | 8.2525 | 54.2435 | 34891.4319 | 5160.4157
CB 1076 | 47470.3828 | 5339.0597 | 1076 | 3061 | CB 1076 | 2.2468 | 2610871.0545 | 293648.2853 | 453.89 | 4406.3053 | 8.2525 | 80.1146 | 47470.3828 | 5339.0597
CB 1077 | 46346.7573 | 5364.41 | 1077 | 3062 | CB 1077 | 3.8731 | 2549071.6514 | 295042.5495 | 453.89 | 2556.088 | 8.2525 | 46.4743 | 46346.7573 | 5364.41
CB 1079 | 40217.6756 | 5217.7792 | 1079 | 3064 | CB 1079 | 1.4544 | 2211972.1569 | 286977.8577 | 453.89 | 6807.1363 | 8.2525 | 123.7661 | 40217.6756 | 5217.7792
CB 1081 | 31385.6142 | 4941.4195 | 1081 | 3066 | CB 1081 | 9.868 | 1726208.7836 | 271778.0711 | 453.89 | 1003.2436 | 8.2525 | 18.2408 | 31385.6142 | 4941.4195
CB 1082 | 26408.884 | 4821.0538 | 1082 | 3067 | CB 1082 | 1.0381 | 1452488.6177 | 265157.9586 | 453.89 | 9536.9458 | 8.2525 | 173.399 | 26408.884 | 4821.0538
CB 1085 | 40230.7216 | 6293.5047 | 1085 | 3068 | CB 1085 | 0.4608 | 2212689.6874 | 346142.7591 | 453.89 | 21484.5869 | 8.2525 | 390.6289 | 40230.7216 | 6293.5047
CB 1090 | 32963.4689 | 7414.8651 | 1090 | 3070 | CB 1090 | 4.5962 | 1812990.7879 | 407817.5826 | 453.89 | 2153.9476 | 8.2525 | 39.1627 | 32963.4689 | 7414.8651
CB 1094 | 29264.8576 | 5363.5434 | 1094 | 3071 | CB 1094 | 0.38068 | 1609567.1695 | 294994.8872 | 453.89 | 26005.9701 | 8.2525 | 472.8358 | 29264.8576 | 5363.5434
CB 1101 | 25024.003 | 7290.2872 | 1101 | 3074 | CB 1101 | 3.0366 | 1376320.165 | 400965.7943 | 453.89 | 3260.2757 | 8.2525 | 59.2777 | 25024.003 | 7290.2872
CB 1106 | 51005.3954 | 8997.2818 | 1106 | 3079 | CB 1106 | 1.2773 | 2805296.7462 | 494850.4979 | 453.89 | 7750.8897 | 8.2525 | 140.9253 | 51005.3954 | 8997.2818
CB 1116 | 226129.0352 | 21090.6218 | 1116 | 3081 | CB 1116 | 0.11477 | 12437096.9352 | 1159984.198 | 453.89 | 86257.4257 | 8.2525 | 1568.3168 | 226129.0352 | 21090.6218
CB 1138 | 50441.6116 | 6442.1635 | 1138 | 3091 | CB 1138 | 4.9684 | 2774288.636 | 354318.9903 | 453.89 | 1992.6047 | 8.2525 | 36.2292 | 50441.6116 | 6442.1635
CB 1139 | 40805.2625 | 4963.1819 | 1139 | 3092 | CB 1139 | 0.21402 | 2244289.4375 | 272975.0032 | 453.89 | 46258.4071 | 8.2525 | 841.0619 | 40805.2625 | 4963.1819
CB 114 | 32528.9165 | 4920.8722 | 114 | 3093 | CB 114 | 1.6892 | 1789090.4059 | 270647.9693 | 453.89 | 5860.7467 | 8.2525 | 106.559 | 32528.9165 | 4920.8722
CB 1140 | 82721.6588 | 9150.713 | 1140 | 3094 | CB 1140 | 0.21629 | 4549691.2337 | 503289.2147 | 453.89 | 45772.3292 | 8.2525 | 832.2242 | 82721.6588 | 9150.713
CB 1152 | 28193.5541 | 5202.1333 | 1152 | 3096 | CB 1152 | 0.225 | 1550645.477 | 286117.3333 | 453.89 | 44000 | 8.2525 | 800 | 28193.5541 | 5202.1333
CB 1153 | 67256.1391 | 5490.2075 | 1153 | 3097 | CB 1153 | 0.09697 | 3699087.6527 | 301961.4125 | 453.89 | 102093.75 | 8.2525 | 1856.25 | 67256.1391 | 5490.2075
CB 116 | 30612.7843 | 4951.6032 | 116 | 3098 | CB 116 | 5.2233 | 1683703.1349 | 272338.1747 | 453.89 | 1895.3552 | 8.2525 | 34.461 | 30612.7843 | 4951.6032
CB 1160 | 62670.1319 | 5634.8629 | 1160 | 3099 | CB 1160 | 0.16307 | 3446857.253 | 309917.4568 | 453.89 | 60710.8014 | 8.2525 | 1103.8328 | 62670.1319 | 5634.8629
CB 1161 | 32897.5795 | 5809.2183 | 1161 | 3100 | CB 1161 | 0.90625 | 1809366.8733 | 319507.0069 | 453.89 | 10924.1379 | 8.2525 | 198.6207 | 32897.5795 | 5809.2183
CB 1162 | 30262.8763 | 7379.9337 | 1162 | 3101 | CB 1162 | 1.5536 | 1664458.1941 | 405896.351 | 453.89 | 6372.3028 | 8.2525 | 115.8601 | 30262.8763 | 7379.9337
CB 1166 | 64406.8616 | 7559.4048 | 1166 | 3102 | CB 1166 | 0.085985 | 3542377.3879 | 415767.2617 | 453.89 | 115136.5639 | 8.2525 | 2093.3921 | 64406.8616 | 7559.4048
CB 1173 | 50682.4896 | 5290.5118 | 1173 | 3104 | CB 1173 | 0.79545 | 2787536.9278 | 290978.1474 | 453.89 | 12445.7143 | 8.2525 | 226.2857 | 50682.4896 | 5290.5118
CB 1174 | 45066.7142 | 5924.9833 | 1174 | 3105 | CB 1174 | 0.2536 | 2478669.2835 | 325874.0816 | 453.89 | 39038.0881 | 8.2525 | 709.7834 | 45066.7142 | 5924.9833
CB 1180 | 39282.018 | 5574.3131 | 1180 | 3107 | CB 1180 | 1.2019 | 2160510.9904 | 306587.2214 | 453.89 | 8236.9997 | 8.2525 | 149.7636 | 39282.018 | 5574.3131
CB 120 | 30816.6048 | 5329.1099 | 120 | 3110 | CB 120 | 0.83352 | 1694913.2625 | 293101.0421 | 453.89 | 11877.3006 | 8.2525 | 215.9509 | 30816.6048 | 5329.1099
CB 1215 | 91296.3978 | 7685.0297 | 1215 | 3114 | CB 1215 | 0.05303 | 5021301.8812 | 422676.6343 | 453.89 | 186685.7143 | 8.2525 | 3394.2857 | 91296.3978 | 7685.0297
CB 1219 | 62363.2899 | 5385.7473 | 1219 | 3115 | CB 1219 | 0.14848 | 3429980.9418 | 296216.1041 | 453.89 | 66673.4694 | 8.2525 | 1212.2449 | 62363.2899 | 5385.7473
CB 122 | 16702.632 | 4724.8882 | 122 | 3116 | CB 122 | 1.7239 | 918644.7614 | 259868.8496 | 453.89 | 5742.9136 | 8.2525 | 104.4166 | 16702.632 | 4724.8882
CB 123 | 27814.7996 | 4951.339 | 123 | 3123 | CB 123 | 0.55284 | 1529813.9778 | 272323.6423 | 453.89 | 17907.5026 | 8.2525 | 325.591 | 27814.7996 | 4951.339
CB 1233 | 367072.4639 | 10277.472 | 1233 | 3124 | CB 1233 | 0.011364 | 20188985.5154 | 565260.96 | 453.89 | 871200 | 8.2525 | 15840 | 367072.4639 | 10277.472
CB 1234 | 40764.2101 | 7599.1733 | 1234 | 3125 | CB 1234 | 17.9339 | 2242031.5563 | 417954.5289 | 453.89 | 552.0271 | 8.2525 | 10.0369 | 40764.2101 | 7599.1733
CB 1235 | 55437.9617 | 7694.1719 | 1235 | 3126 | CB 1235 | 17.4856 | 3049087.8933 | 423179.453 | 453.89 | 566.18 | 8.2525 | 10.2942 | 55437.9617 | 7694.1719
CB 124 | 30768.7865 | 4742.1958 | 124 | 3127 | CB 124 | 0.95 | 1692283.2557 | 260820.7684 | 453.89 | 10421.0526 | 8.2525 | 189.4737 | 30768.7865 | 4742.1958
CB 1243 | 39977.4807 | 7306.6054 | 1243 | 3129 | CB 1243 | 5.0473 | 2198761.4385 | 401863.2974 | 453.89 | 1961.4259 | 8.2525 | 35.6623 | 39977.4807 | 7306.6054
CB 1245 | 37421.7824 | 9383.6617 | 1245 | 3131 | CB 1245 | 0.4697 | 2058198.0322 | 516101.3923 | 453.89 | 21077.4194 | 8.2525 | 383.2258 | 37421.7824 | 9383.6617
CB 1250 | 24706.3723 | 7271.0338 | 1250 | 3135 | CB 1250 | 2.5689 | 1358850.479 | 399906.8588 | 453.89 | 3853.7305 | 8.2525 | 70.0678 | 24706.3723 | 7271.0338
CB 128 | 17513.1437 | 4735.5008 | 128 | 3148 | CB 128 | 2.5047 | 963222.9036 | 260452.544 | 453.89 | 3952.5142 | 8.2525 | 71.8639 | 17513.1437 | 4735.5008
CB 1283 | 17163.7365 | 4693.5732 | 1283 | 3149 | CB 1283 | 0.69583 | 944005.51 | 258146.5246 | 453.89 | 14227.5449 | 8.2525 | 258.6826 | 17163.7365 | 4693.5732
CB 1286 | 46517.5778 | 5268.0286 | 1286 | 3151 | CB 1286 | 1.0152 | 2558466.7781 | 289741.5728 | 453.89 | 9752.2388 | 8.2525 | 177.3134 | 46517.5778 | 5268.0286
CB 129 | 36614.0134 | 5081.5387 | 129 | 3154 | CB 129 | 2.0672 | 2013770.7345 | 279484.6283 | 453.89 | 4789.006 | 8.2525 | 87.0728 | 36614.0134 | 5081.5387
CB 1297 | 54923.3997 | 5492.1986 | 1297 | 3155 | CB 1297 | 0.18996 | 3020786.9815 | 302070.9232 | 453.89 | 52115.653 | 8.2525 | 947.5573 | 54923.3997 | 5492.1986
CB 1299 | 20371.1256 | 6247.628 | 1299 | 3156 | CB 1299 | 4.3905 | 1120411.9083 | 343619.5421 | 453.89 | 2254.8529 | 8.2525 | 40.9973 | 20371.1256 | 6247.628
CB 130 | 42849.9855 | 5197.3489 | 130 | 3157 | CB 130 | 1.3466 | 2356749.2007 | 285854.1873 | 453.89 | 7351.8987 | 8.2525 | 133.6709 | 42849.9855 | 5197.3489
CB 131 | 30782.1487 | 5092.2485 | 131 | 3158 | CB 131 | 1.2875 | 1693018.18 | 280073.6699 | 453.89 | 7689.3204 | 8.2525 | 139.8058 | 30782.1487 | 5092.2485
CB 133 | 44972.5046 | 5212.6214 | 133 | 3160 | CB 133 | 3.0892 | 2473487.7531 | 286694.1755 | 453.89 | 3204.7085 | 8.2525 | 58.2674 | 44972.5046 | 5212.6214
CB 135 | 35974.839 | 5530.4777 | 135 | 3162 | CB 135 | 0.41761 | 1978616.1463 | 304176.2743 | 453.89 | 23706.1224 | 8.2525 | 431.0204 | 35974.839 | 5530.4777
CB 136 | 38205.4712 | 5385.2169 | 136 | 3163 | CB 136 | 2.7424 | 2101300.914 | 296186.9298 | 453.89 | 3609.9448 | 8.2525 | 65.6354 | 38205.4712 | 5385.2169
CB 137 | 47804.3743 | 6197.2431 | 137 | 3164 | CB 137 | 0.3767 | 2629240.586 | 340848.3692 | 453.89 | 26280.543 | 8.2525 | 477.8281 | 47804.3743 | 6197.2431
CB 138 | 42227.4249 | 5597.5883 | 138 | 3165 | CB 138 | 0.18636 | 2322508.3692 | 307867.3561 | 453.89 | 53121.9512 | 8.2525 | 965.8537 | 42227.4249 | 5597.5883
CB 140 | 44287.6719 | 5222.5692 | 140 | 3167 | CB 140 | 1.6979 | 2435821.9568 | 287241.3075 | 453.89 | 5830.6748 | 8.2525 | 106.0123 | 44287.6719 | 5222.5692
CB 1406 | 171607.6905 | 18924.9336 | 1406 | 3168 | CB 1406 | 0.036742 | 9438422.9789 | 1040871.3485 | 453.89 | 269443.299 | 8.2525 | 4898.9691 | 171607.6905 | 18924.9336
CB 141 | 31287.6976 | 4814.1485 | 141 | 3172 | CB 141 | 0.62292 | 1720823.3689 | 264778.1672 | 453.89 | 15892.9766 | 8.2525 | 288.9632 | 31287.6976 | 4814.1485
CB 1418 | 35817.776 | 5153.6295 | 1418 | 3176 | CB 1418 | 4.1182 | 1969977.6824 | 283449.6245 | 453.89 | 2403.9735 | 8.2525 | 43.7086 | 35817.776 | 5153.6295
CB 142 | 39521.5501 | 5091.0562 | 142 | 3178 | CB 142 | 5.8655 | 2173685.2569 | 280008.0894 | 453.89 | 1687.8269 | 8.2525 | 30.6878 | 39521.5501 | 5091.0562
CB 143 | 25237.2776 | 4889.7812 | 143 | 3180 | CB 143 | 2.8381 | 1388050.2691 | 268937.968 | 453.89 | 3488.2883 | 8.2525 | 63.4234 | 25237.2776 | 4889.7812
CB 1434 | 56603.9823 | 5771.8383 | 1434 | 3181 | CB 1434 | 0.96269 | 3113219.024 | 317451.1065 | 453.89 | 10283.6907 | 8.2525 | 186.9762 | 56603.9823 | 5771.8383
CB 1436 | 38869.0975 | 5380.9641 | 1436 | 3183 | CB 1436 | 0.38731 | 2137800.3609 | 295953.0281 | 453.89 | 25560.8802 | 8.2525 | 464.7433 | 38869.0975 | 5380.9641
CB 1438 | 40636.2554 | 5119.4855 | 1438 | 3185 | CB 1438 | 6.6718 | 2234994.0443 | 281571.7002 | 453.89 | 1483.8618 | 8.2525 | 26.9793 | 40636.2554 | 5119.4855
CB 144 | 30778.843 | 4937.1404 | 144 | 3187 | CB 144 | 3.6585 | 1692836.3646 | 271542.7193 | 453.89 | 2706.0103 | 8.2525 | 49.2002 | 30778.843 | 4937.1404
CB 1446 | 54136.1189 | 4904.7945 | 1446 | 3193 | CB 1446 | 0.3625 | 2977486.5399 | 269763.6966 | 453.89 | 27310.3448 | 8.2525 | 496.5517 | 54136.1189 | 4904.7945
CB 1448 | 50757.4802 | 4875.9111 | 1448 | 3195 | CB 1448 | 0.55455 | 2791661.4096 | 268175.1131 | 453.89 | 17852.459 | 8.2525 | 324.5902 | 50757.4802 | 4875.9111
CB 145 | 41255.4574 | 5416.4851 | 145 | 3196 | CB 145 | 1.2373 | 2269050.1543 | 297906.6815 | 453.89 | 8001.2246 | 8.2525 | 145.4768 | 41255.4574 | 5416.4851
CB 146 | 25640.692 | 4823.0475 | 146 | 3199 | CB 146 | 0.18561 | 1410238.0577 | 265267.6131 | 453.89 | 53338.7755 | 8.2525 | 969.7959 | 25640.692 | 4823.0475
CB 147 | 35757.0944 | 5286.9048 | 147 | 3200 | CB 147 | 0.60265 | 1966640.193 | 290779.7662 | 453.89 | 16427.4041 | 8.2525 | 298.6801 | 35757.0944 | 5286.9048
CB 1479 | 37479.405 | 5116.6775 | 1479 | 3201 | CB 1479 | 2.9655 | 2061367.2754 | 281417.2637 | 453.89 | 3338.3574 | 8.2525 | 60.6974 | 37479.405 | 5116.6775
CB 1482 | 101526.823 | 20310.7634 | 1482 | 3204 | CB 1482 | 0.033523 | 5583975.2642 | 1117091.9864 | 453.89 | 295322.0339 | 8.2525 | 5369.4915 | 101526.823 | 20310.7634
CB 149 | 21720.6654 | 4736.476 | 149 | 3206 | CB 149 | 0.88352 | 1194636.5992 | 260506.1793 | 453.89 | 11205.1447 | 8.2525 | 203.7299 | 21720.6654 | 4736.476
CB 151 | 47574.7759 | 5709.8924 | 151 | 3208 | CB 151 | 1.6706 | 2616612.6747 | 314044.0826 | 453.89 | 5925.8587 | 8.2525 | 107.7429 | 47574.7759 | 5709.8924
CB 1525 | 35812.1515 | 5460.6752 | 1525 | 3210 | CB 1525 | 4.1097 | 1969668.3306 | 300337.134 | 453.89 | 2408.9589 | 8.2525 | 43.7993 | 35812.1515 | 5460.6752
CB 153 | 37286.1415 | 5129.3827 | 153 | 3211 | CB 153 | 8.2277 | 2050737.7826 | 282116.0476 | 453.89 | 1203.2595 | 8.2525 | 21.8774 | 37286.1415 | 5129.3827
CB 154 | 33288.0662 | 5115.8634 | 154 | 3212 | CB 154 | 4.9278 | 1830843.6422 | 281372.4845 | 453.89 | 2008.9934 | 8.2525 | 36.5272 | 33288.0662 | 5115.8634
CB 155 | 20506.6022 | 5154.1535 | 155 | 3213 | CB 155 | 3.5369 | 1127863.1234 | 283478.4416 | 453.89 | 2799.0361 | 8.2525 | 50.8916 | 20506.6022 | 5154.1535
CB 156 | 41519.2714 | 5360.5264 | 156 | 3214 | CB 156 | 2.6163 | 2283559.9282 | 294828.9532 | 453.89 | 3783.9873 | 8.2525 | 68.7998 | 41519.2714 | 5360.5264
CB 157 | 122289.4243 | 7875.8155 | 157 | 3215 | CB 157 | 0.027841 | 6725918.3391 | 433169.8531 | 453.89 | 355591.8367 | 8.2525 | 6465.3061 | 122289.4243 | 7875.8155
CB 158 | 44558.2269 | 5408.5885 | 158 | 3216 | CB 158 | 2.2184 | 2450702.4768 | 297472.3661 | 453.89 | 4462.7337 | 8.2525 | 81.1406 | 44558.2269 | 5408.5885
CB 159 | 31638.1907 | 5235.0651 | 159 | 3217 | CB 159 | 0.63769 | 1740100.4892 | 287928.5826 | 453.89 | 15524.7995 | 8.2525 | 282.2691 | 31638.1907 | 5235.0651
CB 160 | 39934.3748 | 5229.4808 | 160 | 3218 | CB 160 | 2.0129 | 2196390.6153 | 287621.4455 | 453.89 | 4918.3289 | 8.2525 | 89.4242 | 39934.3748 | 5229.4808
CB 161 | 29725.3402 | 4993.4397 | 161 | 3219 | CB 161 | 0.78239 | 1634893.7113 | 274639.1808 | 453.89 | 12653.5948 | 8.2525 | 230.0654 | 29725.3402 | 4993.4397
CB 162 | 49864.535 | 5571.6712 | 162 | 3220 | CB 162 | 0.90284 | 2742549.4225 | 306441.9182 | 453.89 | 10965.387 | 8.2525 | 199.3707 | 49864.535 | 5571.6712
CB 163 | 40304.9036 | 5204.9986 | 163 | 3221 | CB 163 | 5.0587 | 2216769.6953 | 286274.925 | 453.89 | 1957.0198 | 8.2525 | 35.5822 | 40304.9036 | 5204.9986
CB 164 | 33399.4627 | 5440.5076 | 164 | 3222 | CB 164 | 1.1038 | 1836970.4505 | 299227.916 | 453.89 | 8969.1146 | 8.2525 | 163.0748 | 33399.4627 | 5440.5076
CB 166 | 35639.8952 | 5015.0551 | 166 | 3224 | CB 166 | 3.0165 | 1960194.2365 | 275828.0321 | 453.89 | 3281.974 | 8.2525 | 59.6723 | 35639.8952 | 5015.0551
CB 168 | 46209.7653 | 5227.0699 | 168 | 3226 | CB 168 | 3.983 | 2541537.0899 | 287488.842 | 453.89 | 2485.592 | 8.2525 | 45.1926 | 46209.7653 | 5227.0699
CB 169 | 71477.2391 | 5382.6018 | 169 | 3227 | CB 169 | 0.13693 | 3931248.1481 | 296043.1004 | 453.89 | 72298.7552 | 8.2525 | 1314.5228 | 71477.2391 | 5382.6018
CB 171 | 29723.5151 | 4973.3038 | 171 | 3229 | CB 171 | 2.7379 | 1634793.33 | 273531.71 | 453.89 | 3615.938 | 8.2525 | 65.7443 | 29723.5151 | 4973.3038
CB 172 | 20354.0004 | 4789.5682 | 172 | 3230 | CB 172 | 4.7741 | 1119470.0245 | 263426.2492 | 453.89 | 2073.7097 | 8.2525 | 37.7038 | 20354.0004 | 4789.5682
CB 175 | 39995.6844 | 4940.5848 | 175 | 3232 | CB 175 | 2.8511 | 2199762.6398 | 271732.1661 | 453.89 | 3472.2997 | 8.2525 | 63.1327 | 39995.6844 | 4940.5848
CB 176 | 87461.8854 | 8256.1464 | 176 | 3233 | CB 176 | 0.035606 | 4810403.6945 | 454088.0511 | 453.89 | 278042.5532 | 8.2525 | 5055.3191 | 87461.8854 | 8256.1464
CB 178 | 16653.424 | 4657.3473 | 178 | 3235 | CB 178 | 3.4303 | 915938.3226 | 256154.0994 | 453.89 | 2886.0424 | 8.2525 | 52.4735 | 16653.424 | 4657.3473
CB 180 | 32333.9117 | 6122.8794 | 180 | 3237 | CB 180 | 0.77576 | 1778365.1461 | 336758.3656 | 453.89 | 12761.7188 | 8.2525 | 232.0312 | 32333.9117 | 6122.8794
CB 181 | 23185.1557 | 4888.0513 | 181 | 3238 | CB 181 | 0.7286 | 1275183.5644 | 268842.8228 | 453.89 | 13587.7307 | 8.2525 | 247.0496 | 23185.1557 | 4888.0513
CB 183 | 40536.4217 | 5697.8169 | 183 | 3240 | CB 183 | 1.7765 | 2229503.1935 | 313379.9316 | 453.89 | 5572.7079 | 8.2525 | 101.322 | 40536.4217 | 5697.8169
CB 184 | 31910.6417 | 7027.7279 | 184 | 3241 | CB 184 | 0.49848 | 1755085.2927 | 386525.0347 | 453.89 | 19860.1824 | 8.2525 | 361.0942 | 31910.6417 | 7027.7279
CB 185 | 45538.4063 | 5288.6118 | 185 | 3242 | CB 185 | 3.8089 | 2504612.3477 | 290873.6489 | 453.89 | 2599.1746 | 8.2525 | 47.2577 | 45538.4063 | 5288.6118
CB 186 | 33662.6538 | 5131.3292 | 186 | 3243 | CB 186 | 3.4871 | 1851445.9573 | 282223.1071 | 453.89 | 2839.018 | 8.2525 | 51.6185 | 33662.6538 | 5131.3292
CB 187 | 33822.7011 | 5115.8196 | 187 | 3244 | CB 187 | 4.1994 | 1860248.5578 | 281370.076 | 453.89 | 2357.4618 | 8.2525 | 42.8629 | 33822.7011 | 5115.8196
CB 188 | 36735.4169 | 5016.9211 | 188 | 3245 | CB 188 | 6.7824 | 2020447.9289 | 275930.6592 | 453.89 | 1459.6632 | 8.2525 | 26.5393 | 36735.4169 | 5016.9211
CB 189 | 37492.0564 | 5423.8113 | 189 | 3246 | CB 189 | 1.1602 | 2062063.1035 | 298309.6227 | 453.89 | 8532.811 | 8.2525 | 155.142 | 37492.0564 | 5423.8113
CB 190 | 28687.4072 | 4836.4915 | 190 | 3247 | CB 190 | 1.1379 | 1577807.3976 | 266007.0298 | 453.89 | 8700.3995 | 8.2525 | 158.1891 | 28687.4072 | 4836.4915
CB 191 | 34112.9131 | 5077.3138 | 191 | 3248 | CB 191 | 2.1098 | 1876210.2193 | 279252.258 | 453.89 | 4692.2801 | 8.2525 | 85.3142 | 34112.9131 | 5077.3138
CB 192 | 37074.0599 | 5222.0295 | 192 | 3249 | CB 192 | 3.5235 | 2039073.2928 | 287211.6234 | 453.89 | 2809.7183 | 8.2525 | 51.0858 | 37074.0599 | 5222.0295
CB 194 | 38313.2076 | 5529.5056 | 194 | 3251 | CB 194 | 3.667 | 2107226.416 | 304122.8078 | 453.89 | 2699.7211 | 8.2525 | 49.0858 | 38313.2076 | 5529.5056
CB 195 | 46629.9462 | 5733.1941 | 195 | 3252 | CB 195 | 2.3331 | 2564647.0416 | 315325.6775 | 453.89 | 4243.2016 | 8.2525 | 77.1491 | 46629.9462 | 5733.1941
CB 196 | 54551.1837 | 7899.6139 | 196 | 3253 | CB 196 | 0.39337 | 3000315.1008 | 434478.7657 | 453.89 | 25167.0679 | 8.2525 | 457.5831 | 54551.1837 | 7899.6139
CB 197 | 27138.4437 | 7896.6582 | 197 | 3254 | CB 197 | 0.097159 | 1492614.4058 | 434316.2035 | 453.89 | 101894.7368 | 8.2525 | 1852.6316 | 27138.4437 | 7896.6582
CB 198 | 31050.6672 | 5443.7979 | 198 | 3255 | CB 198 | 2.1491 | 1707786.6957 | 299408.8858 | 453.89 | 4606.6802 | 8.2525 | 83.7578 | 31050.6672 | 5443.7979
CB 199 | 28346.2083 | 5005.6873 | 199 | 3256 | CB 199 | 4.2767 | 1559041.4542 | 275312.8016 | 453.89 | 2314.8665 | 8.2525 | 42.0885 | 28346.2083 | 5005.6873
CB 200 | 41980.7265 | 6676.8423 | 200 | 3258 | CB 200 | 9.5201 | 2308939.9555 | 367226.3286 | 453.89 | 1039.9077 | 8.2525 | 18.9074 | 41980.7265 | 6676.8423
CB 202 | 29171.5194 | 7209.0626 | 202 | 3259 | CB 202 | 11.567 | 1604433.5658 | 396498.4449 | 453.89 | 855.8798 | 8.2525 | 15.5615 | 29171.5194 | 7209.0626
CB 203 | 63426.9188 | 7616.2679 | 203 | 3260 | CB 203 | 3.4659 | 3488480.5345 | 418894.7364 | 453.89 | 2856.3934 | 8.2525 | 51.9344 | 63426.9188 | 7616.2679
CB 204 | 31125.8129 | 7385.3695 | 204 | 3261 | CB 204 | 14.5576 | 1711919.7092 | 406195.324 | 453.89 | 680.0583 | 8.2525 | 12.3647 | 31125.8129 | 7385.3695
CB 205 | 43833.3203 | 5468.2544 | 205 | 3262 | CB 205 | 3.4777 | 2410832.6142 | 300753.9922 | 453.89 | 2846.7487 | 8.2525 | 51.7591 | 43833.3203 | 5468.2544
CB 206 | 45162.4297 | 5727.6389 | 206 | 3263 | CB 206 | 1.6248 | 2483933.6324 | 315020.1413 | 453.89 | 6093.0178 | 8.2525 | 110.7821 | 45162.4297 | 5727.6389
CB 207 | 28608.0442 | 5470.7783 | 207 | 3264 | CB 207 | 2.8917 | 1573442.4307 | 300892.8081 | 453.89 | 3423.6311 | 8.2525 | 62.2478 | 28608.0442 | 5470.7783
CB 208 | 37672.7717 | 5324.3609 | 208 | 3265 | CB 208 | 0.39223 | 2072002.4439 | 292839.8478 | 453.89 | 25239.9807 | 8.2525 | 458.9087 | 37672.7717 | 5324.3609
CB 209 | 37680.8652 | 5175.7192 | 209 | 3266 | CB 209 | 0.1392 | 2072447.5844 | 284664.5551 | 453.89 | 71118.3673 | 8.2525 | 1293.0612 | 37680.8652 | 5175.7192
CB 210 | 59823.8795 | 7442.7144 | 210 | 3267 | CB 210 | 0.053788 | 3290313.3725 | 409349.2901 | 453.89 | 184056.338 | 8.2525 | 3346.4789 | 59823.8795 | 7442.7144
CB 211 | 145607.6566 | 8156.3829 | 211 | 3268 | CB 211 | 0.010606 | 8008421.1134 | 448601.0571 | 453.89 | 933428.5714 | 8.2525 | 16971.4286 | 145607.6566 | 8156.3829
CB 212 | 34685.3272 | 7291.7374 | 212 | 3269 | CB 212 | 0.23902 | 1907692.9938 | 401045.5588 | 453.89 | 41419.9683 | 8.2525 | 753.0903 | 34685.3272 | 7291.7374
CB 214 | 65773.2843 | 7589.0133 | 214 | 3271 | CB 214 | 0.040909 | 3617530.6354 | 417395.7333 | 453.89 | 242000 | 8.2525 | 4400 | 65773.2843 | 7589.0133
CB 215 | 41353.3476 | 7314.6808 | 215 | 3272 | CB 215 | 0.14848 | 2274434.1171 | 402307.4449 | 453.89 | 66673.4694 | 8.2525 | 1212.2449 | 41353.3476 | 7314.6808
CB 217 | 77933.6106 | 7711.216 | 217 | 3274 | CB 217 | 0.034091 | 4286348.5845 | 424116.88 | 453.89 | 290400 | 8.2525 | 5280 | 77933.6106 | 7711.216
CB 220 | 129981.4339 | 8025.4514 | 220 | 3276 | CB 220 | 0.011932 | 7148978.8663 | 441399.8286 | 453.89 | 829714.2857 | 8.2525 | 15085.7143 | 129981.4339 | 8025.4514
CB 229 | 35041.9776 | 8277.1012 | 229 | 3285 | CB 229 | 0.16098 | 1927308.7669 | 455240.5647 | 453.89 | 61496.4706 | 8.2525 | 1118.1176 | 35041.9776 | 8277.1012
CB 230 | 44545.3531 | 7217.6711 | 230 | 3287 | CB 230 | 0.62576 | 2449994.4221 | 396971.9099 | 453.89 | 15820.8232 | 8.2525 | 287.6513 | 44545.3531 | 7217.6711
CB 231 | 50311.2014 | 7601.9574 | 231 | 3288 | CB 231 | 7.2144 | 2767116.0787 | 418107.6591 | 453.89 | 1372.2566 | 8.2525 | 24.9501 | 50311.2014 | 7601.9574
CB 232 | 62265.3093 | 7860.0694 | 232 | 3289 | CB 232 | 4.8062 | 3424592.0109 | 432303.8154 | 453.89 | 2059.8179 | 8.2525 | 37.4512 | 62265.3093 | 7860.0694
CB 233 | 55179.7804 | 7578.2128 | 233 | 3290 | CB 233 | 15.5687 | 3034887.9246 | 416801.7021 | 453.89 | 635.8892 | 8.2525 | 11.5616 | 55179.7804 | 7578.2128
CB 234 | 52651.0545 | 7679.1905 | 234 | 3291 | CB 234 | 7.9689 | 2895807.9964 | 422355.476 | 453.89 | 1242.3234 | 8.2525 | 22.5877 | 52651.0545 | 7679.1905
CB 235 | 62112.4104 | 7448.7927 | 235 | 3292 | CB 235 | 0.15928 | 3416182.5726 | 409683.5971 | 453.89 | 62154.5779 | 8.2525 | 1130.0832 | 62112.4104 | 7448.7927
CB 236 | 50072.1005 | 7633.293 | 236 | 3293 | CB 236 | 6.3229 | 2753965.5292 | 419831.1135 | 453.89 | 1565.7331 | 8.2525 | 28.4679 | 50072.1005 | 7633.293
CB 237 | 50814.2808 | 7604.165 | 237 | 3294 | CB 237 | 0.61629 | 2794785.4435 | 418229.0774 | 453.89 | 16063.9213 | 8.2525 | 292.0713 | 50814.2808 | 7604.165
CB 239 | 75451.8071 | 7606.4709 | 239 | 3295 | CB 239 | 0.039773 | 4149849.3901 | 418355.8971 | 453.89 | 248914.2857 | 8.2525 | 4525.7143 | 75451.8071 | 7606.4709
CB 240 | 43281.342 | 7543.7128 | 240 | 3297 | CB 240 | 5.2343 | 2380473.8096 | 414904.2035 | 453.89 | 1891.3775 | 8.2525 | 34.3887 | 43281.342 | 7543.7128
CB 241 | 36038.7075 | 5393.7869 | 241 | 3298 | CB 241 | 1.8731 | 1982128.9149 | 296658.277 | 453.89 | 5285.3387 | 8.2525 | 96.0971 | 36038.7075 | 5393.7869
CB 242 | 34959.6968 | 7027.8811 | 242 | 3299 | CB 242 | 2.8947 | 1922783.3263 | 386533.4601 | 453.89 | 3420.0471 | 8.2525 | 62.1827 | 34959.6968 | 7027.8811
CB 243 | 27848.2448 | 4911.9295 | 243 | 3300 | CB 243 | 2.5367 | 1531653.4646 | 270156.1223 | 453.89 | 3902.643 | 8.2525 | 70.9571 | 27848.2448 | 4911.9295
CB 244 | 37984.9926 | 5678.5391 | 244 | 3301 | CB 244 | 3.1987 | 2089174.5921 | 312319.6517 | 453.89 | 3095.0323 | 8.2525 | 56.2733 | 37984.9926 | 5678.5391
CB 245 | 38672.6243 | 5253.0144 | 245 | 3302 | CB 245 | 3.4831 | 2126994.335 | 288915.7901 | 453.89 | 2842.2598 | 8.2525 | 51.6775 | 38672.6243 | 5253.0144
CB 246 | 40223.1193 | 6922.2479 | 246 | 3303 | CB 246 | 11.0661 | 2212271.5599 | 380723.6366 | 453.89 | 894.6242 | 8.2525 | 16.2659 | 40223.1193 | 6922.2479
CB 247 | 34465.3786 | 6203.5409 | 247 | 3304 | CB 247 | 3.6366 | 1895595.8255 | 341194.749 | 453.89 | 2722.3582 | 8.2525 | 49.4974 | 34465.3786 | 6203.5409
CB 248 | 43783.4839 | 7357.3298 | 248 | 3305 | CB 248 | 4.4809 | 2408091.6166 | 404653.1392 | 453.89 | 2209.3918 | 8.2525 | 40.1708 | 43783.4839 | 7357.3298
CB 249 | 40960.9467 | 7474.6471 | 249 | 3306 | CB 249 | 3.2322 | 2252852.0675 | 411105.5925 | 453.89 | 3062.9321 | 8.2525 | 55.6897 | 40960.9467 | 7474.6471
CB 254 | 38909.8038 | 5411.0147 | 254 | 3310 | CB 254 | 0.16193 | 2140039.2063 | 297605.8105 | 453.89 | 61136.8421 | 8.2525 | 1111.5789 | 38909.8038 | 5411.0147
CB 255 | 40027.3645 | 5189.6846 | 255 | 3311 | CB 255 | 3.235 | 2201505.049 | 285432.6537 | 453.89 | 3060.2424 | 8.2525 | 55.6408 | 40027.3645 | 5189.6846
CB 256 | 29509.9095 | 4901.7471 | 256 | 3312 | CB 256 | 2.9612 | 1623045.0244 | 269596.0931 | 453.89 | 3343.2683 | 8.2525 | 60.7867 | 29509.9095 | 4901.7471
CB 257 | 31263.3146 | 5011.0435 | 257 | 3313 | CB 257 | 4.3606 | 1719482.3044 | 275607.3949 | 453.89 | 2270.3266 | 8.2525 | 41.2787 | 31263.3146 | 5011.0435
CB 258 | 84304.5838 | 5616.2783 | 258 | 3314 | CB 258 | 0.065341 | 4636752.1086 | 308895.3043 | 453.89 | 151513.0435 | 8.2525 | 2754.7826 | 84304.5838 | 5616.2783
CB 261 | 38780.5343 | 5188.9413 | 261 | 3315 | CB 261 | 1.2392 | 2132929.3844 | 285391.7711 | 453.89 | 7988.9959 | 8.2525 | 145.2545 | 38780.5343 | 5188.9413
CB 262 | 36304.1148 | 5423.5333 | 262 | 3316 | CB 262 | 1.2241 | 1996726.3134 | 298294.3339 | 453.89 | 8087.8849 | 8.2525 | 147.0525 | 36304.1148 | 5423.5333
CB 263 | 32009.0787 | 4821.3896 | 263 | 3317 | CB 263 | 1.1358 | 1760499.3309 | 265176.4266 | 453.89 | 8716.3582 | 8.2525 | 158.4792 | 32009.0787 | 4821.3896
CB 266 | 26450.7343 | 4739.8224 | 266 | 3320 | CB 266 | 1.4792 | 1454790.3855 | 260690.2332 | 453.89 | 6692.9577 | 8.2525 | 121.6901 | 26450.7343 | 4739.8224
CB 270 | 54184.851 | 5323.5618 | 270 | 3324 | CB 270 | 1.4669 | 2980166.8043 | 292795.8974 | 453.89 | 6749.1285 | 8.2525 | 122.7114 | 54184.851 | 5323.5618
CB 274 | 58672.1726 | 9508.0847 | 274 | 3328 | CB 274 | 0.089394 | 3226969.4947 | 522944.661 | 453.89 | 110745.7627 | 8.2525 | 2013.5593 | 58672.1726 | 9508.0847
CB 275 | 30959.0063 | 5065.1727 | 275 | 3329 | CB 275 | 2.5186 | 1702745.3482 | 278584.4998 | 453.89 | 3930.8167 | 8.2525 | 71.4694 | 30959.0063 | 5065.1727
CB 276 | 23897.2316 | 4816.6271 | 276 | 3330 | CB 276 | 1.2919 | 1314347.7399 | 264914.4878 | 453.89 | 7663.3925 | 8.2525 | 139.3344 | 23897.2316 | 4816.6271
CB 277 | 35925.3824 | 4793.9819 | 277 | 3331 | CB 277 | 0.46136 | 1975896.0295 | 263669.003 | 453.89 | 21458.1281 | 8.2525 | 390.1478 | 35925.3824 | 4793.9819
CB 279 | 46226.9973 | 5223.5273 | 279 | 3333 | CB 279 | 2.103 | 2542484.8497 | 287294.0026 | 453.89 | 4707.4928 | 8.2525 | 85.5908 | 46226.9973 | 5223.5273
CB 280 | 41541.6489 | 6529.3314 | 280 | 3334 | CB 280 | 2.8042 | 2284790.6903 | 359113.2293 | 453.89 | 3530.4606 | 8.2525 | 64.1902 | 41541.6489 | 6529.3314
CB 281 | 31426.2292 | 5019.9088 | 281 | 3335 | CB 281 | 3.1316 | 1728442.6084 | 276094.9861 | 453.89 | 3161.2942 | 8.2525 | 57.4781 | 31426.2292 | 5019.9088
CB 282 | 46127.419 | 5831.3469 | 282 | 3336 | CB 282 | 0.84356 | 2537008.0436 | 320724.0769 | 453.89 | 11735.9677 | 8.2525 | 213.3812 | 46127.419 | 5831.3469
CB 283 | 467497.6668 | 11102.34 | 283 | 3337 | CB 283 | 0.0060606 | 25712371.6718 | 610628.7 | 453.89 | 1633500 | 8.2525 | 29700 | 467497.6668 | 11102.34
CB 284 | 53662.2689 | 5387.115 | 284 | 3338 | CB 284 | 2.1335 | 2951424.79 | 296291.3223 | 453.89 | 4640.213 | 8.2525 | 84.3675 | 53662.2689 | 5387.115
CB 286 | 38848.4582 | 5084.8556 | 286 | 3339 | CB 286 | 9.571 | 2136665.2036 | 279667.0561 | 453.89 | 1034.3722 | 8.2525 | 18.8068 | 38848.4582 | 5084.8556
CB 287 | 44332.0801 | 5212.9631 | 287 | 3340 | CB 287 | 2.8436 | 2438264.4037 | 286712.97 | 453.89 | 3481.5506 | 8.2525 | 63.3009 | 44332.0801 | 5212.9631
CB 288 | 38499.1929 | 5056.2675 | 288 | 3341 | CB 288 | 9.5212 | 2117455.6068 | 278094.7142 | 453.89 | 1039.7836 | 8.2525 | 18.9052 | 38499.1929 | 5056.2675
CB 289 | 52207.6783 | 5321.9015 | 289 | 3342 | CB 289 | 2.6955 | 2871422.3064 | 292704.5835 | 453.89 | 3672.8499 | 8.2525 | 66.7791 | 52207.6783 | 5321.9015
CB 292 | 109231.9497 | 7661.3424 | 292 | 3345 | CB 292 | 0.81042 | 6007757.2348 | 421373.8306 | 453.89 | 12215.9383 | 8.2525 | 222.108 | 109231.9497 | 7661.3424
CB 295 | 32398.1945 | 5094.4811 | 295 | 3348 | CB 295 | 0.36989 | 1781900.6953 | 280196.4608 | 453.89 | 26764.977 | 8.2525 | 486.6359 | 32398.1945 | 5094.4811
CB 296 | 74021.2567 | 6925.0435 | 296 | 3349 | CB 296 | 0.46004 | 4071169.1206 | 380877.3902 | 453.89 | 21519.9671 | 8.2525 | 391.2721 | 74021.2567 | 6925.0435
CB 297 | 28707.2494 | 7367.215 | 297 | 3350 | CB 297 | 0.42898 | 1578898.7169 | 405196.8275 | 453.89 | 23078.1457 | 8.2525 | 419.6026 | 28707.2494 | 7367.215
CB 298 | 35723.8875 | 6551.1767 | 298 | 3351 | CB 298 | 0.71136 | 1964813.8108 | 360314.7208 | 453.89 | 13916.9329 | 8.2525 | 253.0351 | 35723.8875 | 6551.1767
CB 299 | 31095.0979 | 5505.9861 | 299 | 3352 | CB 299 | 0.64867 | 1710230.3865 | 302829.2382 | 453.89 | 15261.8978 | 8.2525 | 277.4891 | 31095.0979 | 5505.9861
CB 303 | 41878.3992 | 5254.8305 | 303 | 3356 | CB 303 | 7.9354 | 2303311.9587 | 289015.6761 | 453.89 | 1247.5715 | 8.2525 | 22.6831 | 41878.3992 | 5254.8305
CB 305 | 69135.1252 | 5040.1141 | 305 | 3358 | CB 305 | 5.7352 | 3802431.8861 | 277206.2753 | 453.89 | 1726.174 | 8.2525 | 31.385 | 69135.1252 | 5040.1141
CB 306 | 66974.2652 | 5153.6906 | 306 | 3359 | CB 306 | 1.2839 | 3683584.5874 | 283452.9848 | 453.89 | 7710.8718 | 8.2525 | 140.1977 | 66974.2652 | 5153.6906
CB 307 | 64402.6151 | 5119.7404 | 307 | 3360 | CB 307 | 1.2536 | 3542143.8299 | 281585.7211 | 453.89 | 7897.2654 | 8.2525 | 143.5866 | 64402.6151 | 5119.7404
CB 308 | 26730.9749 | 4908.6845 | 308 | 3361 | CB 308 | 2.3447 | 1470203.6197 | 269977.6452 | 453.89 | 4222.294 | 8.2525 | 76.769 | 26730.9749 | 4908.6845
CB 313 | 40555.7111 | 5962.6951 | 313 | 3367 | CB 313 | 1.3364 | 2230564.1109 | 327948.2306 | 453.89 | 7408.1633 | 8.2525 | 134.6939 | 40555.7111 | 5962.6951
CB 314 | 33007.1144 | 5642.4523 | 314 | 3368 | CB 314 | 0.85795 | 1815391.2906 | 310334.8789 | 453.89 | 11539.0728 | 8.2525 | 209.8013 | 33007.1144 | 5642.4523
CB 315 | 66477.0468 | 7822.3913 | 315 | 3369 | CB 315 | 0.36174 | 3656237.5729 | 430231.5231 | 453.89 | 27367.5393 | 8.2525 | 497.5916 | 66477.0468 | 7822.3913
CB 320 | 40475.1791 | 5108.6202 | 320 | 3371 | CB 320 | 0.41383 | 2226134.8499 | 280974.1086 | 453.89 | 23923.1121 | 8.2525 | 434.9657 | 40475.1791 | 5108.6202
CB 321 | 41029.4466 | 5884.2076 | 321 | 3372 | CB 321 | 2.7519 | 2256619.563 | 323631.4164 | 453.89 | 3597.5224 | 8.2525 | 65.4095 | 41029.4466 | 5884.2076
CB 322 | 40103.8672 | 5323.4014 | 322 | 3373 | CB 322 | 3.668 | 2205712.6985 | 292787.076 | 453.89 | 2699.0241 | 8.2525 | 49.0732 | 40103.8672 | 5323.4014
CB 323 | 36308.7524 | 6294.2927 | 323 | 3374 | CB 323 | 0.51023 | 1996981.3797 | 346186.1007 | 453.89 | 19403.118 | 8.2525 | 352.784 | 36308.7524 | 6294.2927
CB 324 | 40703.9668 | 5503.8006 | 324 | 3375 | CB 324 | 1.1407 | 2238718.1749 | 302709.0332 | 453.89 | 8678.7315 | 8.2525 | 157.7951 | 40703.9668 | 5503.8006
CB 325 | 41238.5631 | 5186.5169 | 325 | 3376 | CB 325 | 1.1091 | 2268120.9715 | 285258.4287 | 453.89 | 8926.2295 | 8.2525 | 162.2951 | 41238.5631 | 5186.5169
CB 326 | 39536.8314 | 5074.6268 | 326 | 3377 | CB 326 | 2.8695 | 2174525.7293 | 279104.4743 | 453.89 | 3450.0693 | 8.2525 | 62.7285 | 39536.8314 | 5074.6268
CB 327 | 44282.6559 | 7458.9531 | 327 | 3378 | CB 327 | 0.87727 | 2435546.0735 | 410242.4196 | 453.89 | 11284.9741 | 8.2525 | 205.1813 | 44282.6559 | 7458.9531
CB 329 | 26420.9298 | 7314.9088 | 329 | 3379 | CB 329 | 2.4417 | 1453151.1375 | 402319.9823 | 453.89 | 4054.6075 | 8.2525 | 73.7201 | 26420.9298 | 7314.9088
CB 330 | 64498.8759 | 7563.6081 | 330 | 3380 | CB 330 | 2.2765 | 3547438.1719 | 415998.4435 | 453.89 | 4348.7521 | 8.2525 | 79.0682 | 64498.8759 | 7563.6081
CB 331 | 29795.8872 | 7185.2289 | 331 | 3381 | CB 331 | 2.8949 | 1638773.7968 | 395187.5873 | 453.89 | 3419.8234 | 8.2525 | 62.1786 | 29795.8872 | 7185.2289
CB 334 | 37637.8843 | 5312.737 | 334 | 3382 | CB 334 | 2.7913 | 2070083.6382 | 292200.5333 | 453.89 | 3546.7499 | 8.2525 | 64.4864 | 37637.8843 | 5312.737
CB 34 | 93151.8037 | 8855.4791 | 34 | 3383 | CB 34 | 0.073295 | 5123349.2011 | 487051.3488 | 453.89 | 135069.7674 | 8.2525 | 2455.814 | 93151.8037 | 8855.4791
CB 340 | 45842.3028 | 5548.5632 | 340 | 3384 | CB 340 | 0.37652 | 2521326.6531 | 305170.9771 | 453.89 | 26293.7626 | 8.2525 | 478.0684 | 45842.3028 | 5548.5632
CB 344 | 42715.1395 | 5130.1045 | 344 | 3388 | CB 344 | 2.4973 | 2349332.6722 | 282155.7494 | 453.89 | 3964.2045 | 8.2525 | 72.0764 | 42715.1395 | 5130.1045
CB 350 | 32122.6066 | 7259.605 | 350 | 3391 | CB 350 | 0.13314 | 1766743.3616 | 399278.2754 | 453.89 | 74355.6188 | 8.2525 | 1351.9203 | 32122.6066 | 7259.605
CB 351 | 46596.9615 | 7459.5552 | 351 | 3392 | CB 351 | 6.4841 | 2562832.8798 | 410275.5357 | 453.89 | 1526.8139 | 8.2525 | 27.7603 | 46596.9615 | 7459.5552
CB 352 | 79934.2314 | 7596.2504 | 352 | 3393 | CB 352 | 0.125 | 4396382.7258 | 417793.772 | 453.89 | 79200 | 8.2525 | 1440 | 79934.2314 | 7596.2504
CB 353 | 130866.0003 | 7831.3117 | 353 | 3394 | CB 353 | 0.043939 | 7197630.0173 | 430722.1448 | 453.89 | 225310.3448 | 8.2525 | 4096.5517 | 130866.0003 | 7831.3117
CB 354 | 48603.3883 | 7416.468 | 354 | 3395 | CB 354 | 0.057008 | 2673186.3552 | 407905.7422 | 453.89 | 173661.1296 | 8.2525 | 3157.4751 | 48603.3883 | 7416.468
CB 355 | 57601.5925 | 7610.3649 | 355 | 3396 | CB 355 | 6.6542 | 3168087.5875 | 418570.0685 | 453.89 | 1487.7896 | 8.2525 | 27.0507 | 57601.5925 | 7610.3649
CB 356 | 176514.6689 | 8460.9088 | 356 | 3397 | CB 356 | 0.016856 | 9708306.7891 | 465349.982 | 453.89 | 587325.8427 | 8.2525 | 10678.6517 | 176514.6689 | 8460.9088
CB 357 | 57268.6823 | 7856.7985 | 357 | 3398 | CB 357 | 3.9343 | 3149777.5275 | 432123.9179 | 453.89 | 2516.3433 | 8.2525 | 45.7517 | 57268.6823 | 7856.7985
CB 358 | 99652.005 | 16893.1244 | 358 | 3399 | CB 358 | 0.10189 | 5480860.2748 | 929121.8402 | 453.89 | 97159.8513 | 8.2525 | 1766.5428 | 99652.005 | 16893.1244
CB 361 | 60319.8853 | 5875.885 | 361 | 3401 | CB 361 | 0.93409 | 3317593.6914 | 323173.673 | 453.89 | 10598.5401 | 8.2525 | 192.7007 | 60319.8853 | 5875.885
CB 362 | 44025.8224 | 5207.6333 | 362 | 3402 | CB 362 | 2.7822 | 2421420.2319 | 286419.8313 | 453.89 | 3558.339 | 8.2525 | 64.6971 | 44025.8224 | 5207.6333
CB 363 | 52086.6024 | 5593.5558 | 363 | 3403 | CB 363 | 1.6867 | 2864763.1298 | 307645.5713 | 453.89 | 5869.3016 | 8.2525 | 106.7146 | 52086.6024 | 5593.5558
CB 364 | 47150.4233 | 5275.0367 | 364 | 3404 | CB 364 | 2.5415 | 2593273.2806 | 290127.017 | 453.89 | 3895.3722 | 8.2525 | 70.8249 | 47150.4233 | 5275.0367
CB 365 | 48247.9922 | 5338.8326 | 365 | 3405 | CB 365 | 4.05 | 2653639.5708 | 293635.7926 | 453.89 | 2444.4444 | 8.2525 | 44.4444 | 48247.9922 | 5338.8326
CB 366 | 52321.2823 | 5448.4784 | 366 | 3406 | CB 366 | 2.0843 | 2877670.5254 | 299666.3128 | 453.89 | 4749.841 | 8.2525 | 86.3607 | 52321.2823 | 5448.4784
CB 368 | 64854.1555 | 5694.59 | 368 | 3408 | CB 368 | 2.1314 | 3566978.5514 | 313202.4515 | 453.89 | 4644.7485 | 8.2525 | 84.45 | 64854.1555 | 5694.59
CB 371 | 34716.0093 | 4994.0596 | 371 | 3412 | CB 371 | 0.63807 | 1909380.5103 | 274673.2794 | 453.89 | 15515.5833 | 8.2525 | 282.1015 | 34716.0093 | 4994.0596
CB 372 | 44887.0557 | 5112.6152 | 372 | 3413 | CB 372 | 1.0771 | 2468788.0636 | 281193.8383 | 453.89 | 9191.4894 | 8.2525 | 167.118 | 44887.0557 | 5112.6152
CB 373 | 56723.7174 | 5879.9571 | 373 | 3414 | CB 373 | 0.19091 | 3119804.4563 | 323397.6429 | 453.89 | 51857.1429 | 8.2525 | 942.8571 | 56723.7174 | 5879.9571
CB 374 | 50376.9133 | 5372.1037 | 374 | 3415 | CB 374 | 6.097 | 2770730.2291 | 295465.7061 | 453.89 | 1623.7575 | 8.2525 | 29.5229 | 50376.9133 | 5372.1037
CB 375 | 44543.6989 | 5012.0049 | 375 | 3416 | CB 375 | 0.5017 | 2449903.441 | 275660.2691 | 453.89 | 19732.7293 | 8.2525 | 358.7769 | 44543.6989 | 5012.0049
CB 376 | 44811.6875 | 5305.6604 | 376 | 3417 | CB 376 | 3.797 | 2464642.8133 | 291811.3219 | 453.89 | 2607.3424 | 8.2525 | 47.4062 | 44811.6875 | 5305.6604
CB 377 | 50512.166 | 5235.0438 | 377 | 3418 | CB 377 | 4.7371 | 2778169.1323 | 287927.4083 | 453.89 | 2089.8769 | 8.2525 | 37.9978 | 50512.166 | 5235.0438
CB 378 | 37568.0569 | 5085.7849 | 378 | 3419 | CB 378 | 0.71742 | 2066243.1268 | 279718.1706 | 453.89 | 13799.3664 | 8.2525 | 250.8976 | 37568.0569 | 5085.7849
CB 380 | 42530.9222 | 5122.4157 | 380 | 3421 | CB 380 | 3.4884 | 2339200.7219 | 281732.8643 | 453.89 | 2837.9391 | 8.2525 | 51.5989 | 42530.9222 | 5122.4157
CB 381 | 39464.0424 | 4863.4067 | 381 | 3422 | CB 381 | 0.78239 | 2170522.3346 | 267487.3691 | 453.89 | 12653.5948 | 8.2525 | 230.0654 | 39464.0424 | 4863.4067
CB 385 | 45692.1432 | 5492.7264 | 385 | 3426 | CB 385 | 2.2621 | 2513067.8764 | 302099.9537 | 453.89 | 4376.4233 | 8.2525 | 79.5713 | 45692.1432 | 5492.7264
CB 386 | 38784.235 | 5154.075 | 386 | 3427 | CB 386 | 5.1381 | 2133132.9272 | 283474.1227 | 453.89 | 1926.7942 | 8.2525 | 35.0326 | 38784.235 | 5154.075
CB 387 | 37452.8311 | 5120.4814 | 387 | 3428 | CB 387 | 4.6941 | 2059905.7098 | 281626.4756 | 453.89 | 2109.0176 | 8.2525 | 38.3458 | 37452.8311 | 5120.4814
CB 39 | 64749.299 | 11235.6988 | 39 | 3429 | CB 39 | 0.067803 | 3561211.444 | 617963.4324 | 453.89 | 146011.1732 | 8.2525 | 2654.7486 | 64749.299 | 11235.6988
CB 390 | 37941.5912 | 5505.0658 | 390 | 3430 | CB 390 | 1.3127 | 2086787.5162 | 302778.6201 | 453.89 | 7541.7689 | 8.2525 | 137.1231 | 37941.5912 | 5505.0658
CB 391 | 57893.9317 | 7397.2202 | 391 | 3431 | CB 391 | 0.36117 | 3184166.2436 | 406847.1098 | 453.89 | 27410.5926 | 8.2525 | 498.3744 | 57893.9317 | 7397.2202
CB 392 | 35110.1664 | 5162.6372 | 392 | 3432 | CB 392 | 2.8735 | 1931059.1534 | 283945.048 | 453.89 | 3445.294 | 8.2525 | 62.6417 | 35110.1664 | 5162.6372
CB 393 | 22113.619 | 6033.0196 | 393 | 3433 | CB 393 | 0.75606 | 1216249.0444 | 331816.0802 | 453.89 | 13094.1884 | 8.2525 | 238.0762 | 22113.619 | 6033.0196
CB 394 | 40484.5305 | 6206.2045 | 394 | 3434 | CB 394 | 0.46553 | 2226649.1769 | 341341.2452 | 453.89 | 21266.07 | 8.2525 | 386.6558 | 40484.5305 | 6206.2045
CB 395 | 24855.0363 | 6246.0259 | 395 | 3435 | CB 395 | 0.85682 | 1367026.9977 | 343531.4239 | 453.89 | 11554.3767 | 8.2525 | 210.0796 | 24855.0363 | 6246.0259
CB 396 | 35308.5298 | 5353.499 | 396 | 3436 | CB 396 | 3.6053 | 1941969.1378 | 294442.4458 | 453.89 | 2745.955 | 8.2525 | 49.9265 | 35308.5298 | 5353.499
CB 397 | 45649.9602 | 5175.8074 | 397 | 3437 | CB 397 | 3.0831 | 2510747.8127 | 284669.4058 | 453.89 | 3211.008 | 8.2525 | 58.382 | 45649.9602 | 5175.8074
CB 399 | 44408.6049 | 5320.7864 | 399 | 3438 | CB 399 | 3.5411 | 2442473.2675 | 292643.254 | 453.89 | 2795.7426 | 8.2525 | 50.8317 | 44408.6049 | 5320.7864
CB 40 | 31560.8186 | 5039.8165 | 40 | 3439 | CB 40 | 4.7142 | 1735845.0235 | 277189.905 | 453.89 | 2100.0362 | 8.2525 | 38.1825 | 31560.8186 | 5039.8165
CB 400 | 33024.1152 | 5049.6698 | 400 | 3440 | CB 400 | 6.1136 | 1816326.3351 | 277731.8406 | 453.89 | 1619.3309 | 8.2525 | 29.4424 | 33024.1152 | 5049.6698
CB 401 | 30822.4931 | 4974.6328 | 401 | 3441 | CB 401 | 4.0061 | 1695237.122 | 273604.8039 | 453.89 | 2471.2557 | 8.2525 | 44.9319 | 30822.4931 | 4974.6328
CB 403 | 31481.6589 | 5467.415 | 403 | 3443 | CB 403 | 0.72405 | 1731491.2386 | 300707.8269 | 453.89 | 13673.0317 | 8.2525 | 248.6006 | 31481.6589 | 5467.415
CB 404 | 41804.3566 | 5714.5138 | 404 | 3444 | CB 404 | 0.3267 | 2299239.6141 | 314298.2595 | 453.89 | 30302.6087 | 8.2525 | 550.9565 | 41804.3566 | 5714.5138
CB 406 | 44156.4505 | 5326.027 | 406 | 3446 | CB 406 | 2.7273 | 2428604.776 | 292931.485 | 453.89 | 3630 | 8.2525 | 66 | 44156.4505 | 5326.027
CB 407 | 40712.3987 | 5108.6598 | 407 | 3447 | CB 407 | 2.8587 | 2239181.9276 | 280976.2891 | 453.89 | 3463.0979 | 8.2525 | 62.9654 | 40712.3987 | 5108.6598
CB 409 | 37109.0411 | 5259.1584 | 409 | 3448 | CB 409 | 3.4879 | 2040997.2595 | 289253.7121 | 453.89 | 2838.4014 | 8.2525 | 51.6073 | 37109.0411 | 5259.1584
CB 41 | 29795.8955 | 4993.5468 | 41 | 3449 | CB 41 | 2.8383 | 1638774.2532 | 274645.0745 | 453.89 | 3488.0555 | 8.2525 | 63.4192 | 29795.8955 | 4993.5468
CB 410 | 37053.8523 | 5154.623 | 410 | 3450 | CB 410 | 4.0036 | 2037961.8738 | 283504.2644 | 453.89 | 2472.7754 | 8.2525 | 44.9596 | 37053.8523 | 5154.623
CB 411 | 80669.5445 | 5124.4709 | 411 | 3451 | CB 411 | 0.039773 | 4436824.9479 | 281845.8971 | 453.89 | 248914.2857 | 8.2525 | 4525.7143 | 80669.5445 | 5124.4709
CB 412 | 38356.346 | 5074.8148 | 412 | 3452 | CB 412 | 10.8415 | 2109599.0294 | 279114.8165 | 453.89 | 913.1597 | 8.2525 | 16.6029 | 38356.346 | 5074.8148
CB 413 | 39940.839 | 5423.3707 | 413 | 3453 | CB 413 | 1.9462 | 2196746.1439 | 298285.3858 | 453.89 | 5086.8042 | 8.2525 | 92.4873 | 39940.839 | 5423.3707
CB 414 | 36532.2332 | 5124.8338 | 414 | 3454 | CB 414 | 9.9337 | 2009272.8249 | 281865.8593 | 453.89 | 996.6063 | 8.2525 | 18.1201 | 36532.2332 | 5124.8338
CB 415 | 42200.0146 | 5274.1375 | 415 | 3455 | CB 415 | 3.1661 | 2321000.8045 | 290077.5632 | 453.89 | 3126.8768 | 8.2525 | 56.8523 | 42200.0146 | 5274.1375
CB 416 | 50224.5997 | 5347.1758 | 416 | 3456 | CB 416 | 0.28106 | 2762352.9837 | 294094.6717 | 453.89 | 35223.7197 | 8.2525 | 640.4313 | 50224.5997 | 5347.1758
CB 417 | 38119.016 | 5074.9545 | 417 | 3457 | CB 417 | 3.0528 | 2096545.8827 | 279122.4978 | 453.89 | 3242.8811 | 8.2525 | 58.9615 | 38119.016 | 5074.9545
CB 418 | 37620.5864 | 5110.6705 | 418 | 3458 | CB 418 | 4.6036 | 2069132.2497 | 281086.8753 | 453.89 | 2150.4916 | 8.2525 | 39.0998 | 37620.5864 | 5110.6705
CB 42 | 32592.9656 | 5101.2387 | 42 | 3459 | CB 42 | 2.3775 | 1792613.1061 | 280568.1266 | 453.89 | 4164.1042 | 8.2525 | 75.711 | 32592.9656 | 5101.2387
CB 426 | 96093.97 | 20858.72 | 426 | 3463 | CB 426 | 0.040909 | 5285168.3494 | 1147229.6 | 453.89 | 242000 | 8.2525 | 4400 | 96093.97 | 20858.72
CB 43 | 40149.3929 | 5248.5115 | 43 | 3467 | CB 43 | 1.7081 | 2208216.6122 | 288668.1339 | 453.89 | 5795.7645 | 8.2525 | 105.3775 | 40149.3929 | 5248.5115
CB 430 | 74259.4384 | 5314.0509 | 430 | 3468 | CB 430 | 0.045833 | 4084269.11 | 292272.8 | 453.89 | 216000 | 8.2525 | 3927.2727 | 74259.4384 | 5314.0509
CB 434 | 40846.1656 | 5478.5669 | 434 | 3472 | CB 434 | 0.56686 | 2246539.1087 | 301321.1793 | 453.89 | 17464.7511 | 8.2525 | 317.5409 | 40846.1656 | 5478.5669
CB 438 | 49751.0328 | 5200.3206 | 438 | 3476 | CB 438 | 0.50947 | 2736306.8031 | 286017.6327 | 453.89 | 19431.9703 | 8.2525 | 353.3086 | 49751.0328 | 5200.3206
CB 44 | 37195.8514 | 5181.9067 | 44 | 3478 | CB 44 | 3.5398 | 2045771.8294 | 285004.8711 | 453.89 | 2796.7897 | 8.2525 | 50.8507 | 37195.8514 | 5181.9067
CB 441 | 23921.4965 | 7355.8943 | 441 | 3479 | CB 441 | 6.0636 | 1315682.3093 | 404574.1883 | 453.89 | 1632.6837 | 8.2525 | 29.6852 | 23921.4965 | 7355.8943
CB 443 | 29215.5387 | 6824.4262 | 443 | 3481 | CB 443 | 1.7657 | 1606854.6266 | 375343.4432 | 453.89 | 5606.7789 | 8.2525 | 101.9414 | 29215.5387 | 6824.4262
CB 444 | 50177.9922 | 7620.8873 | 444 | 3482 | CB 444 | 0.43144 | 2759789.5733 | 419148.799 | 453.89 | 22946.4442 | 8.2525 | 417.2081 | 50177.9922 | 7620.8873
CB 449 | 110217.8717 | 7897.7134 | 449 | 3485 | CB 449 | 0.054356 | 6061982.9459 | 434374.2397 | 453.89 | 182132.4042 | 8.2525 | 3311.4983 | 110217.8717 | 7897.7134
CB 45 | 27035.9647 | 4901.5983 | 45 | 3486 | CB 45 | 1.7562 | 1486978.0572 | 269587.906 | 453.89 | 5637.0107 | 8.2525 | 102.4911 | 27035.9647 | 4901.5983
CB 450 | 34210.2559 | 5992.5672 | 450 | 3487 | CB 450 | 0.48428 | 1881564.0727 | 329591.1941 | 453.89 | 20442.7063 | 8.2525 | 371.6856 | 34210.2559 | 5992.5672
CB 451 | 40763.6052 | 5334.1321 | 451 | 3488 | CB 451 | 2.9203 | 2241998.2833 | 293377.2662 | 453.89 | 3390.1031 | 8.2525 | 61.6382 | 40763.6052 | 5334.1321
CB 452 | 27559.738 | 4882.1151 | 452 | 3489 | CB 452 | 7.2271 | 1515785.5924 | 268516.3305 | 453.89 | 1369.8472 | 8.2525 | 24.9063 | 27559.738 | 4882.1151
CB 453 | 35078.4702 | 5237.165 | 453 | 3490 | CB 453 | 3.1674 | 1929315.8627 | 288044.0752 | 453.89 | 3125.568 | 8.2525 | 56.8285 | 35078.4702 | 5237.165
CB 454 | 26584.4004 | 4921.7492 | 454 | 3491 | CB 454 | 5.0949 | 1462142.0225 | 270696.2082 | 453.89 | 1943.1248 | 8.2525 | 35.3295 | 26584.4004 | 4921.7492
CB 455 | 38062.7638 | 5060.183 | 455 | 3492 | CB 455 | 7.471 | 2093452.0108 | 278310.0649 | 453.89 | 1325.1198 | 8.2525 | 24.0931 | 38062.7638 | 5060.183
CB 456 | 36225.2386 | 5399.1108 | 456 | 3493 | CB 456 | 3.9119 | 1992388.1229 | 296951.0958 | 453.89 | 2530.719 | 8.2525 | 46.0131 | 36225.2386 | 5399.1108
CB 458 | 39637.8165 | 5325.3396 | 458 | 3495 | CB 458 | 0.35303 | 2180079.9067 | 292893.6764 | 453.89 | 28042.9185 | 8.2525 | 509.8712 | 39637.8165 | 5325.3396
CB 460 | 19536.5683 | 4705.0755 | 460 | 3497 | CB 460 | 0.95644 | 1074511.2558 | 258779.1499 | 453.89 | 10350.8911 | 8.2525 | 188.198 | 19536.5683 | 4705.0755
CB 461 | 25410.5268 | 7103.8883 | 461 | 3498 | CB 461 | 2.3676 | 1397578.9736 | 390713.8574 | 453.89 | 4181.4255 | 8.2525 | 76.0259 | 25410.5268 | 7103.8883
CB 462 | 26675.454 | 5135.5929 | 462 | 3499 | CB 462 | 1.658 | 1467149.9701 | 282457.611 | 453.89 | 5971.2132 | 8.2525 | 108.5675 | 26675.454 | 5135.5929
CB 463 | 34615.5997 | 5359.5445 | 463 | 3500 | CB 463 | 1.5028 | 1903857.9816 | 294774.9474 | 453.89 | 6587.5236 | 8.2525 | 119.7732 | 34615.5997 | 5359.5445
CB 465 | 30256.1777 | 4807.1192 | 465 | 3502 | CB 465 | 0.51648 | 1664089.773 | 264391.5564 | 453.89 | 19168.3168 | 8.2525 | 348.5149 | 30256.1777 | 4807.1192
CB 470 | 40846.4377 | 5429.032 | 470 | 3507 | CB 470 | 12.4714 | 2246554.0722 | 298596.7575 | 453.89 | 793.8162 | 8.2525 | 14.433 | 40846.4377 | 5429.032
CB 471 | 43744.6592 | 5155.4278 | 471 | 3508 | CB 471 | 6.6057 | 2405956.255 | 283548.5271 | 453.89 | 1498.7098 | 8.2525 | 27.2493 | 43744.6592 | 5155.4278
CB 472 | 40748.9745 | 5262.8937 | 472 | 3509 | CB 472 | 4.6394 | 2241193.5957 | 289459.1537 | 453.89 | 2133.8994 | 8.2525 | 38.7982 | 40748.9745 | 5262.8937
CB 473 | 36643.331 | 5113.294 | 473 | 3510 | CB 473 | 5.1508 | 2015383.2032 | 281231.1727 | 453.89 | 1922.0474 | 8.2525 | 34.9463 | 36643.331 | 5113.294
CB 474 | 40783.5737 | 5050.8335 | 474 | 3511 | CB 474 | 3.5362 | 2243096.5518 | 277795.8436 | 453.89 | 2799.6358 | 8.2525 | 50.9025 | 40783.5737 | 5050.8335
CB 475 | 40695.3741 | 5919.6078 | 475 | 3512 | CB 475 | 1.6866 | 2238245.5733 | 325578.4274 | 453.89 | 5869.9607 | 8.2525 | 106.7266 | 40695.3741 | 5919.6078
CB 476 | 44424.1558 | 5253.4632 | 476 | 3513 | CB 476 | 14.0466 | 2443328.5693 | 288940.4772 | 453.89 | 704.7973 | 8.2525 | 12.8145 | 44424.1558 | 5253.4632
CB 48 | 24503.2124 | 4820.7322 | 48 | 3515 | CB 48 | 1.1051 | 1347676.6816 | 265140.2719 | 453.89 | 8958.3548 | 8.2525 | 162.8792 | 24503.2124 | 4820.7322
CB 480 | 46795.0408 | 5209.7049 | 480 | 3516 | CB 480 | 2.7716 | 2573727.2448 | 286533.7692 | 453.89 | 3571.9557 | 8.2525 | 64.9446 | 46795.0408 | 5209.7049
CB 481 | 47245.7086 | 5493.872 | 481 | 3517 | CB 481 | 1.3758 | 2598513.9753 | 302162.9615 | 453.89 | 7196.0352 | 8.2525 | 130.837 | 47245.7086 | 5493.872
CB 483 | 14030.8241 | 4680.9549 | 483 | 3519 | CB 483 | 2.1237 | 771695.3232 | 257452.5206 | 453.89 | 4661.7319 | 8.2525 | 84.7588 | 14030.8241 | 4680.9549
CB 486 | 49443.8536 | 5602.3854 | 486 | 3520 | CB 486 | 0.12424 | 2719411.947 | 308131.1951 | 453.89 | 79682.9268 | 8.2525 | 1448.7805 | 49443.8536 | 5602.3854
CB 487 | 66575.6268 | 5036.897 | 487 | 3521 | CB 487 | 0.046212 | 3661659.4726 | 277029.3377 | 453.89 | 214229.5082 | 8.2525 | 3895.082 | 66575.6268 | 5036.897
CB 488 | 36587.8674 | 5689.6127 | 488 | 3522 | CB 488 | 0.95568 | 2012332.708 | 312928.7011 | 453.89 | 10359.0963 | 8.2525 | 188.3472 | 36587.8674 | 5689.6127
CB 489 | 37851.7679 | 5422.1069 | 489 | 3523 | CB 489 | 3.1093 | 2081847.2332 | 298215.8805 | 453.89 | 3184.0166 | 8.2525 | 57.8912 | 37851.7679 | 5422.1069
CB 490 | 144029.047 | 5182.3487 | 490 | 3525 | CB 490 | 0.11705 | 7921597.5846 | 285029.1806 | 453.89 | 84582.5243 | 8.2525 | 1537.8641 | 144029.047 | 5182.3487
CB 491 | 42551.3273 | 5276.5455 | 491 | 3526 | CB 491 | 1.7977 | 2340322.9999 | 290210.0046 | 453.89 | 5506.9532 | 8.2525 | 100.1264 | 42551.3273 | 5276.5455
CB 492 | 45894.9136 | 5053.322 | 492 | 3527 | CB 492 | 1.7074 | 2524220.2502 | 277932.7105 | 453.89 | 5798.3361 | 8.2525 | 105.4243 | 45894.9136 | 5053.322
CB 493 | 41237.3502 | 5543.3154 | 493 | 3528 | CB 493 | 0.20795 | 2268054.2622 | 304882.3475 | 453.89 | 47606.5574 | 8.2525 | 865.5738 | 41237.3502 | 5543.3154
CB 496 | 67569.2365 | 5415.1801 | 496 | 3530 | CB 496 | 0.091288 | 3716308.0091 | 297834.9046 | 453.89 | 108448.1328 | 8.2525 | 1971.7842 | 67569.2365 | 5415.1801
CB 497 | 24353.1326 | 4834.5048 | 497 | 3531 | CB 497 | 3.0748 | 1339422.2907 | 265897.7613 | 453.89 | 3219.7105 | 8.2525 | 58.5402 | 24353.1326 | 4834.5048
CB 498 | 25857.8812 | 8625.1509 | 498 | 3532 | CB 498 | 0.27235 | 1422183.4634 | 474383.3013 | 453.89 | 36350.4868 | 8.2525 | 660.9179 | 25857.8812 | 8625.1509
CB 499 | 23467.5822 | 6560.7213 | 499 | 3533 | CB 499 | 1.9464 | 1290717.022 | 360839.6715 | 453.89 | 5086.3092 | 8.2525 | 92.4783 | 23467.5822 | 6560.7213
CB 50 | 50428.8871 | 5753.6852 | 50 | 3534 | CB 50 | 1.9517 | 2773588.7888 | 316452.6882 | 453.89 | 5072.4891 | 8.2525 | 92.2271 | 50428.8871 | 5753.6852
CB 504 | 42976.6833 | 5432.1167 | 504 | 3539 | CB 504 | 2.5612 | 2363717.5822 | 298766.4189 | 453.89 | 3865.4145 | 8.2525 | 70.2803 | 42976.6833 | 5432.1167
CB 505 | 40781.3135 | 5060.2792 | 505 | 3540 | CB 505 | 1.7686 | 2242972.2422 | 278315.3571 | 453.89 | 5597.7725 | 8.2525 | 101.7777 | 40781.3135 | 5060.2792
CB 506 | 47544.0653 | 4847.1953 | 506 | 3541 | CB 506 | 1.454 | 2614923.5895 | 266595.7421 | 453.89 | 6808.9097 | 8.2525 | 123.7984 | 47544.0653 | 4847.1953
CB 508 | 45750.1688 | 5367.6937 | 508 | 3543 | CB 508 | 1.4705 | 2516259.2862 | 295223.1549 | 453.89 | 6732.6121 | 8.2525 | 122.4111 | 45750.1688 | 5367.6937
CB 509 | 37290.4474 | 5279.5675 | 509 | 3544 | CB 509 | 5.5614 | 2050974.6047 | 290376.2145 | 453.89 | 1780.1389 | 8.2525 | 32.3662 | 37290.4474 | 5279.5675
CB 51 | 48906.152 | 5286.8132 | 51 | 3545 | CB 51 | 2.533 | 2689838.3581 | 290774.7284 | 453.89 | 3908.4791 | 8.2525 | 71.0633 | 48906.152 | 5286.8132
CB 510 | 33581.4131 | 4971.834 | 510 | 3546 | CB 510 | 0.63409 | 1846977.7193 | 273450.8688 | 453.89 | 15612.9032 | 8.2525 | 283.871 | 33581.4131 | 4971.834
CB 511 | 20693.5024 | 4769.1775 | 511 | 3547 | CB 511 | 2.4116 | 1138142.6328 | 262304.7619 | 453.89 | 4105.2384 | 8.2525 | 74.6407 | 20693.5024 | 4769.1775
CB 512 | 33287.3211 | 5831.5202 | 512 | 3548 | CB 512 | 0.53466 | 1830802.6598 | 320733.6094 | 453.89 | 18516.4718 | 8.2525 | 336.6631 | 33287.3211 | 5831.5202
CB 513 | 36841.9601 | 5543.6369 | 513 | 3549 | CB 513 | 1.1689 | 2026307.8046 | 304900.0275 | 453.89 | 8469.2158 | 8.2525 | 153.9857 | 36841.9601 | 5543.6369
CB 514 | 43850.3666 | 5163.2706 | 514 | 3550 | CB 514 | 11.3602 | 2411770.1603 | 283979.8846 | 453.89 | 871.4614 | 8.2525 | 15.8448 | 43850.3666 | 5163.2706
CB 515 | 33830.842 | 5183.6282 | 515 | 3551 | CB 515 | 2.6689 | 1860696.3093 | 285099.5512 | 453.89 | 3709.3386 | 8.2525 | 67.4425 | 33830.842 | 5183.6282
CB 516 | 51800.2958 | 5453.9235 | 516 | 3552 | CB 516 | 1.3884 | 2849016.2679 | 299965.7933 | 453.89 | 7130.2687 | 8.2525 | 129.6412 | 51800.2958 | 5453.9235
CB 517 | 31416.3471 | 5191.4823 | 517 | 3553 | CB 517 | 2.6311 | 1727899.0903 | 285531.5248 | 453.89 | 3762.7411 | 8.2525 | 68.4135 | 31416.3471 | 5191.4823
CB 518 | 34017.476 | 5116.4032 | 518 | 3554 | CB 518 | 1.8705 | 1870961.1791 | 281402.1764 | 453.89 | 5292.8311 | 8.2525 | 96.2333 | 34017.476 | 5116.4032
CB 519 | 39557.4846 | 5372.2941 | 519 | 3555 | CB 519 | 2.3775 | 2175661.6534 | 295476.1748 | 453.89 | 4164.1042 | 8.2525 | 75.711 | 39557.4846 | 5372.2941
CB 52 | 78204.3753 | 5557.5083 | 52 | 3556 | CB 52 | 0.21023 | 4301240.6394 | 305662.9578 | 453.89 | 47091.8919 | 8.2525 | 856.2162 | 78204.3753 | 5557.5083
CB 520 | 453692.6995 | 11235.3832 | 520 | 3557 | CB 520 | 0.0058712 | 24953098.4712 | 617946.0774 | 453.89 | 1686193.5484 | 8.2525 | 30658.0645 | 453692.6995 | 11235.3832
CB 521 | 44362.0158 | 7606.7439 | 521 | 3558 | CB 521 | 0.47462 | 2439910.8714 | 418370.9119 | 453.89 | 20858.739 | 8.2525 | 379.2498 | 44362.0158 | 7606.7439
CB 522 | 56473.3934 | 7714.8391 | 522 | 3559 | CB 522 | 4.4515 | 3106036.6362 | 424316.1485 | 453.89 | 2223.9619 | 8.2525 | 40.4357 | 56473.3934 | 7714.8391
CB 523 | 61043.3659 | 7820.5646 | 523 | 3560 | CB 523 | 3.7699 | 3357385.1235 | 430131.0506 | 453.89 | 2626.0739 | 8.2525 | 47.7468 | 61043.3659 | 7820.5646
CB 524 | 35953.5602 | 5910.2185 | 524 | 3561 | CB 524 | 3.2093 | 1977445.8098 | 325062.019 | 453.89 | 3084.8038 | 8.2525 | 56.0873 | 35953.5602 | 5910.2185
CB 525 | 51920.4688 | 7469.3863 | 525 | 3562 | CB 525 | 0.53731 | 2855625.783 | 410816.247 | 453.89 | 18425.0969 | 8.2525 | 335.0018 | 51920.4688 | 7469.3863
CB 529 | 33240.449 | 5014.3952 | 529 | 3564 | CB 529 | 2.142 | 1828224.696 | 275791.7339 | 453.89 | 4621.7507 | 8.2525 | 84.0318 | 33240.449 | 5014.3952
CB 53 | 63718.0329 | 5557.9607 | 53 | 3565 | CB 53 | 0.4892 | 3504491.8107 | 305687.8383 | 453.89 | 20236.9338 | 8.2525 | 367.9443 | 63718.0329 | 5557.9607
CB 531 | 30838.2028 | 5054.4157 | 531 | 3566 | CB 531 | 5.0449 | 1696101.1532 | 277992.8662 | 453.89 | 1962.3832 | 8.2525 | 35.6797 | 30838.2028 | 5054.4157
CB 532 | 41485.1967 | 5704.8527 | 532 | 3567 | CB 532 | 3.0008 | 2281685.8193 | 313766.9004 | 453.89 | 3299.1669 | 8.2525 | 59.9849 | 41485.1967 | 5704.8527
CB 533 | 31995.9604 | 5298.4318 | 533 | 3568 | CB 533 | 0.37159 | 1759777.8231 | 291413.7488 | 453.89 | 26642.2018 | 8.2525 | 484.4037 | 31995.9604 | 5298.4318
CB 534 | 40390.1662 | 6645.381 | 534 | 3569 | CB 534 | 0.59621 | 2221459.1405 | 365495.9534 | 453.89 | 16604.8285 | 8.2525 | 301.906 | 40390.1662 | 6645.381
CB 535 | 50578.7766 | 9194.1589 | 535 | 3570 | CB 535 | 0.31174 | 2781832.7105 | 505678.7389 | 453.89 | 31756.9866 | 8.2525 | 577.3998 | 50578.7766 | 9194.1589
CB 536 | 35481.5012 | 7478.1868 | 536 | 3571 | CB 536 | 1.5705 | 1951482.5637 | 411300.2728 | 453.89 | 6303.9074 | 8.2525 | 114.6165 | 35481.5012 | 7478.1868
CB 54 | 52002.2681 | 5697.5959 | 54 | 3575 | CB 54 | 1.3475 | 2860124.7477 | 313367.7749 | 453.89 | 7346.7323 | 8.2525 | 133.577 | 52002.2681 | 5697.5959
CB 540 | 49290.528 | 7191.2131 | 540 | 3576 | CB 540 | 0.93788 | 2710979.038 | 395516.7179 | 453.89 | 10555.7351 | 8.2525 | 191.9225 | 49290.528 | 7191.2131
CB 542 | 28391.224 | 7419.2529 | 542 | 3578 | CB 542 | 2.1884 | 1561517.3211 | 408058.9114 | 453.89 | 4523.7559 | 8.2525 | 82.2501 | 28391.224 | 7419.2529
CB 545 | 46529.5771 | 5284.5775 | 545 | 3581 | CB 545 | 1.0256 | 2559126.7411 | 290651.7629 | 453.89 | 9653.1856 | 8.2525 | 175.5125 | 46529.5771 | 5284.5775
CB 546 | 48476.0087 | 5336.0154 | 546 | 3582 | CB 546 | 3.5004 | 2666180.4787 | 293480.8456 | 453.89 | 2828.2653 | 8.2525 | 51.423 | 48476.0087 | 5336.0154
CB 547 | 38421.789 | 5185.025 | 547 | 3583 | CB 547 | 2.2956 | 2113198.3969 | 285176.3734 | 453.89 | 4312.5155 | 8.2525 | 78.4094 | 38421.789 | 5185.025
CB 548 | 43283.2969 | 5180.8705 | 548 | 3584 | CB 548 | 2.4061 | 2380581.3288 | 284947.8791 | 453.89 | 4114.6096 | 8.2525 | 74.8111 | 43283.2969 | 5180.8705
CB 549 | 35078.4379 | 5032.6542 | 549 | 3585 | CB 549 | 2.2888 | 1929314.0838 | 276795.9821 | 453.89 | 4325.362 | 8.2525 | 78.6429 | 35078.4379 | 5032.6542
CB 550 | 41236.1554 | 5362.0614 | 550 | 3587 | CB 550 | 2.4468 | 2267988.5487 | 294913.3776 | 453.89 | 4046.1336 | 8.2525 | 73.5661 | 41236.1554 | 5362.0614
CB 551 | 74430.6466 | 6187.4788 | 551 | 3588 | CB 551 | 0.12348 | 4093685.5613 | 340311.3325 | 453.89 | 80171.7791 | 8.2525 | 1457.6687 | 74430.6466 | 6187.4788
CB 552 | 46270.1401 | 5706.6191 | 552 | 3589 | CB 552 | 1.7223 | 2544857.7081 | 313864.0514 | 453.89 | 5747.9657 | 8.2525 | 104.5085 | 46270.1401 | 5706.6191
CB 553 | 43883.1535 | 5158.0873 | 553 | 3590 | CB 553 | 2.0898 | 2413573.441 | 283694.802 | 453.89 | 4737.3573 | 8.2525 | 86.1338 | 43883.1535 | 5158.0873
CB 554 | 37293.11 | 5208.5381 | 554 | 3591 | CB 554 | 0.48106 | 2051121.0473 | 286469.5943 | 453.89 | 20579.5276 | 8.2525 | 374.1732 | 37293.11 | 5208.5381
CB 556 | 21984.7726 | 5496.3457 | 556 | 3593 | CB 556 | 1.5472 | 1209162.4952 | 302299.0155 | 453.89 | 6398.8248 | 8.2525 | 116.3423 | 21984.7726 | 5496.3457
CB 558 | 25552.322 | 5278.8071 | 558 | 3595 | CB 558 | 0.95095 | 1405377.7105 | 290334.3882 | 453.89 | 10410.6752 | 8.2525 | 189.285 | 25552.322 | 5278.8071
CB 56 | 50433.9392 | 5450.999 | 56 | 3597 | CB 56 | 2.4097 | 2773866.655 | 299804.9445 | 453.89 | 4108.465 | 8.2525 | 74.6994 | 50433.9392 | 5450.999
CB 560 | 31306.3084 | 4940.0971 | 560 | 3598 | CB 560 | 0.30152 | 1721846.9614 | 271705.3397 | 453.89 | 32834.1709 | 8.2525 | 596.9849 | 31306.3084 | 4940.0971
CB 562 | 21437.5368 | 5295.9533 | 562 | 3600 | CB 562 | 1.4884 | 1179064.5267 | 291277.4291 | 453.89 | 6651.2279 | 8.2525 | 120.9314 | 21437.5368 | 5295.9533
CB 563 | 48067.6873 | 6446.3965 | 563 | 3601 | CB 563 | 0.17481 | 2643722.8016 | 354551.8093 | 453.89 | 56632.7194 | 8.2525 | 1029.6858 | 48067.6873 | 6446.3965
CB 564 | 24922.8741 | 4882.2973 | 564 | 3602 | CB 564 | 0.61004 | 1370758.0729 | 268526.3528 | 453.89 | 16228.5005 | 8.2525 | 295.0636 | 24922.8741 | 4882.2973
CB 567 | 26393.887 | 5461.9739 | 567 | 3605 | CB 567 | 0.56364 | 1451663.7865 | 300408.5629 | 453.89 | 17564.5161 | 8.2525 | 319.3548 | 26393.887 | 5461.9739
CB 57 | 40139.2267 | 5145.4547 | 57 | 3606 | CB 57 | 4.5 | 2207657.47 | 283000.0067 | 453.89 | 2200 | 8.2525 | 40 | 40139.2267 | 5145.4547
CB 570 | 55410.7906 | 5779.8363 | 570 | 3607 | CB 570 | 1.3864 | 3047593.4855 | 317890.998 | 453.89 | 7140.9836 | 8.2525 | 129.8361 | 55410.7906 | 5779.8363
CB 572 | 69455.9316 | 6127.5983 | 572 | 3609 | CB 572 | 0.76591 | 3820076.2382 | 337017.9086 | 453.89 | 12925.816 | 8.2525 | 235.0148 | 69455.9316 | 6127.5983
CB 576 | 47859.4026 | 8156.9536 | 576 | 3612 | CB 576 | 0.64527 | 2632267.1449 | 448632.4482 | 453.89 | 15342.5301 | 8.2525 | 278.9551 | 47859.4026 | 8156.9536
CB 578 | 35477.9522 | 5042.9954 | 578 | 3614 | CB 578 | 5.0786 | 1951287.3736 | 277364.7469 | 453.89 | 1949.3567 | 8.2525 | 35.4428 | 35477.9522 | 5042.9954
CB 579 | 47520.4549 | 5245.758 | 579 | 3615 | CB 579 | 0.98106 | 2613625.0193 | 288516.6879 | 453.89 | 10091.1197 | 8.2525 | 183.4749 | 47520.4549 | 5245.758
CB 580 | 39866.6597 | 5371.587 | 580 | 3617 | CB 580 | 4.2062 | 2192666.2838 | 295437.2874 | 453.89 | 2353.6404 | 8.2525 | 42.7935 | 39866.6597 | 5371.587
CB 581 | 47066.5336 | 5460.6551 | 581 | 3618 | CB 581 | 2.3225 | 2588659.3486 | 300336.0303 | 453.89 | 4262.5785 | 8.2525 | 77.5014 | 47066.5336 | 5460.6551
CB 582 | 64401.3615 | 8278.9966 | 582 | 3619 | CB 582 | 0.1661 | 3542074.8829 | 455344.8119 | 453.89 | 59603.1927 | 8.2525 | 1083.6944 | 64401.3615 | 8278.9966
CB 588 | 71971.7684 | 4893.7721 | 588 | 3625 | CB 588 | 0.38598 | 3958447.2603 | 269157.465 | 453.89 | 25648.6752 | 8.2525 | 466.3395 | 71971.7684 | 4893.7721
CB 589 | 37242.7926 | 5769.7371 | 589 | 3626 | CB 589 | 1.6411 | 2048353.5915 | 317335.5397 | 453.89 | 6032.5447 | 8.2525 | 109.6826 | 37242.7926 | 5769.7371
CB 59 | 14859.8817 | 4694.4346 | 59 | 3627 | CB 59 | 0.80076 | 817293.4955 | 258193.9024 | 453.89 | 12363.2923 | 8.2525 | 224.7871 | 14859.8817 | 4694.4346
CB 590 | 35313.8712 | 5848.8456 | 590 | 3628 | CB 590 | 1.5992 | 1942262.914 | 321686.5054 | 453.89 | 6190.4311 | 8.2525 | 112.5533 | 35313.8712 | 5848.8456
CB 591 | 37382.9844 | 4957.597 | 591 | 3629 | CB 591 | 6.7027 | 2056064.1422 | 272667.8364 | 453.89 | 1477.0274 | 8.2525 | 26.855 | 37382.9844 | 4957.597
CB 595 | 42857.5785 | 5304.3886 | 595 | 3633 | CB 595 | 0.34451 | 2357166.8163 | 291741.3735 | 453.89 | 28736.6685 | 8.2525 | 522.4849 | 42857.5785 | 5304.3886
CB 596 | 31024.9194 | 6085.0719 | 596 | 3634 | CB 596 | 1.4705 | 1706370.5661 | 334678.9546 | 453.89 | 6732.6121 | 8.2525 | 122.4111 | 31024.9194 | 6085.0719
CB 597 | 32717.5974 | 5608.6421 | 597 | 3635 | CB 597 | 1.0557 | 1799467.8591 | 308475.3137 | 453.89 | 9377.8256 | 8.2525 | 170.5059 | 32717.5974 | 5608.6421
CB 598 | 37915.4915 | 5635.3357 | 598 | 3636 | CB 598 | 0.66591 | 2085352.0313 | 309943.4635 | 453.89 | 14866.8942 | 8.2525 | 270.3072 | 37915.4915 | 5635.3357
CB 599 | 49445.2064 | 7495.9695 | 599 | 3637 | CB 599 | 11.4604 | 2719486.3522 | 412278.322 | 453.89 | 863.8429 | 8.2525 | 15.7062 | 49445.2064 | 7495.9695
CB 60 | 38311.2578 | 5632.1426 | 60 | 3638 | CB 60 | 1.5383 | 2107119.1817 | 309767.8444 | 453.89 | 6435.8532 | 8.2525 | 117.0155 | 38311.2578 | 5632.1426
CB 61 | 51751.3806 | 5368.4776 | 61 | 3639 | CB 61 | 5.0275 | 2846325.9343 | 295266.2671 | 453.89 | 1969.1844 | 8.2525 | 35.8034 | 51751.3806 | 5368.4776
CB 62 | 38531.9227 | 5240.0593 | 62 | 3640 | CB 62 | 1.5475 | 2119255.7464 | 288203.2632 | 453.89 | 6397.2586 | 8.2525 | 116.3138 | 38531.9227 | 5240.0593
CB 63 | 35833.562 | 5425.6541 | 63 | 3641 | CB 63 | 2.4809 | 1970845.9113 | 298410.9734 | 453.89 | 3990.5336 | 8.2525 | 72.5552 | 35833.562 | 5425.6541
CB 64 | 35255.7557 | 5090.7531 | 64 | 3642 | CB 64 | 3.6049 | 1939066.5627 | 279991.4225 | 453.89 | 2746.2436 | 8.2525 | 49.9317 | 35255.7557 | 5090.7531
CB 65 | 36456.1098 | 5006.3649 | 65 | 3643 | CB 65 | 6.2998 | 2005086.0395 | 275350.0677 | 453.89 | 1571.4758 | 8.2525 | 28.5723 | 36456.1098 | 5006.3649
CB 66 | 49196.6046 | 5091.4979 | 66 | 3644 | CB 66 | 6.5773 | 2705813.2544 | 280032.3837 | 453.89 | 1505.1831 | 8.2525 | 27.367 | 49196.6046 | 5091.4979
CB 67 | 72118.3442 | 7546.8745 | 67 | 3645 | CB 67 | 0.043939 | 3966508.9289 | 415078.0966 | 453.89 | 225310.3448 | 8.2525 | 4096.5517 | 72118.3442 | 7546.8745
CB 68 | 21587.9689 | 4791.7944 | 68 | 3646 | CB 68 | 1.521 | 1187338.287 | 263548.6918 | 453.89 | 6508.7785 | 8.2525 | 118.3414 | 21587.9689 | 4791.7944
CB 69 | 36270.8575 | 4975.4424 | 69 | 3647 | CB 69 | 1.1767 | 1994897.16 | 273649.3296 | 453.89 | 8413.3269 | 8.2525 | 152.9696 | 36270.8575 | 4975.4424
CB 70 | 37730.4577 | 5486.1342 | 70 | 3648 | CB 70 | 2.8271 | 2075175.1731 | 301737.3831 | 453.89 | 3501.8423 | 8.2525 | 63.6699 | 37730.4577 | 5486.1342
CB 700 | 40210.2466 | 5018.71 | 700 | 3649 | CB 700 | 0.30057 | 2211563.5628 | 276029.051 | 453.89 | 32937.6181 | 8.2525 | 598.8658 | 40210.2466 | 5018.71
CB 701 | 41026.1336 | 5128.5722 | 701 | 3650 | CB 701 | 10.1519 | 2256437.3507 | 282071.4716 | 453.89 | 975.1875 | 8.2525 | 17.7307 | 41026.1336 | 5128.5722
CB 702 | 14942.2668 | 4662.62 | 702 | 3651 | CB 702 | 1.5752 | 821824.6755 | 256444.098 | 453.89 | 6284.9585 | 8.2525 | 114.272 | 14942.2668 | 4662.62
CB 703 | 55302.9409 | 5139.6493 | 703 | 3652 | CB 703 | 0.13314 | 3041661.7513 | 282680.7101 | 453.89 | 74355.6188 | 8.2525 | 1351.9203 | 55302.9409 | 5139.6493
CB 704 | 26435.4242 | 5399.8756 | 704 | 3653 | CB 704 | 1.7538 | 1453948.3312 | 296993.1558 | 453.89 | 5644.9244 | 8.2525 | 102.635 | 26435.4242 | 5399.8756
CB 706 | 18450.0865 | 4716.88 | 706 | 3654 | CB 706 | 1.7864 | 1014754.7585 | 259428.4 | 453.89 | 5541.9847 | 8.2525 | 100.7634 | 18450.0865 | 4716.88
CB 707 | 31610.8954 | 5158.0011 | 707 | 3655 | CB 707 | 0.76856 | 1738599.248 | 283690.0629 | 453.89 | 12881.2223 | 8.2525 | 234.204 | 31610.8954 | 5158.0011
CB 708 | 24160.3242 | 4790.1617 | 708 | 3656 | CB 708 | 0.78902 | 1328817.8308 | 263458.8908 | 453.89 | 12547.2876 | 8.2525 | 228.1325 | 24160.3242 | 4790.1617
CB 71 | 33912.1495 | 5186.4801 | 71 | 3657 | CB 71 | 2.6269 | 1865168.2211 | 285256.4057 | 453.89 | 3768.7094 | 8.2525 | 68.522 | 33912.1495 | 5186.4801
CB 712 | 47546.1909 | 5157.7101 | 712 | 3660 | CB 712 | 0.30758 | 2615040.499 | 283674.0581 | 453.89 | 32187.1921 | 8.2525 | 585.2217 | 47546.1909 | 5157.7101
CB 715 | 30140.9871 | 5475.9399 | 715 | 3663 | CB 715 | 2.2625 | 1657754.2928 | 301176.6939 | 453.89 | 4375.6906 | 8.2525 | 79.558 | 30140.9871 | 5475.9399
CB 716 | 56373.0295 | 6265.6637 | 716 | 3664 | CB 716 | 0.23504 | 3100516.6232 | 344611.503 | 453.89 | 42120.8703 | 8.2525 | 765.834 | 56373.0295 | 6265.6637
CB 718 | 35185.1849 | 5063.3904 | 718 | 3665 | CB 718 | 1.4002 | 1935185.1718 | 278486.4712 | 453.89 | 7070.4721 | 8.2525 | 128.554 | 35185.1849 | 5063.3904
CB 719 | 45979.3364 | 5450.113 | 719 | 3666 | CB 719 | 2.8085 | 2528863.5016 | 299756.2141 | 453.89 | 3524.9848 | 8.2525 | 64.0906 | 45979.3364 | 5450.113
CB 72 | 39247.5957 | 5204.617 | 72 | 3667 | CB 72 | 2.5597 | 2158617.7622 | 286253.9362 | 453.89 | 3867.7026 | 8.2525 | 70.3219 | 39247.5957 | 5204.617
CB 723 | 33857.1261 | 5474.8521 | 723 | 3668 | CB 723 | 3.2864 | 1862141.9367 | 301116.8664 | 453.89 | 3012.4481 | 8.2525 | 54.7718 | 33857.1261 | 5474.8521
CB 724 | 65851.1498 | 5411.3818 | 724 | 3669 | CB 724 | 0.091667 | 3621813.24 | 297626 | 453.89 | 108000 | 8.2525 | 1963.6364 | 65851.1498 | 5411.3818
CB 730 | 44210.4816 | 5234.6152 | 730 | 3675 | CB 730 | 3.1398 | 2431576.4894 | 287903.8384 | 453.89 | 3153.0945 | 8.2525 | 57.329 | 44210.4816 | 5234.6152
CB 731 | 42279.3857 | 5348.8208 | 731 | 3676 | CB 731 | 1.9447 | 2325366.2153 | 294185.1433 | 453.89 | 5090.7674 | 8.2525 | 92.5594 | 42279.3857 | 5348.8208
CB 732 | 37809.8254 | 5085.8358 | 732 | 3677 | CB 732 | 9.8097 | 2079540.3996 | 279720.9683 | 453.89 | 1009.2094 | 8.2525 | 18.3493 | 37809.8254 | 5085.8358
CB 733 | 42535.2076 | 5219.2271 | 733 | 3678 | CB 733 | 3.0017 | 2339436.4206 | 287057.4892 | 453.89 | 3298.1261 | 8.2525 | 59.9659 | 42535.2076 | 5219.2271
CB 738 | 37533.2124 | 5021.7113 | 738 | 3682 | CB 738 | 0.53655 | 2064326.6804 | 276194.1224 | 453.89 | 18451.1119 | 8.2525 | 335.4748 | 37533.2124 | 5021.7113
CB 74 | 38111.725 | 5237.8133 | 74 | 3684 | CB 74 | 3.6292 | 2096144.8773 | 288079.73 | 453.89 | 2727.899 | 8.2525 | 49.5982 | 38111.725 | 5237.8133
CB 740 | 48583.6517 | 5218.4992 | 740 | 3685 | CB 740 | 6.0491 | 2672100.843 | 287017.4562 | 453.89 | 1636.6198 | 8.2525 | 29.7567 | 48583.6517 | 5218.4992
CB 741 | 39595.2803 | 5158.3489 | 741 | 3686 | CB 741 | 0.75739 | 2177740.4178 | 283709.1877 | 453.89 | 13071.2678 | 8.2525 | 237.6594 | 39595.2803 | 5158.3489
CB 745 | 37505.7472 | 4724.918 | 745 | 3690 | CB 745 | 0.81894 | 2062816.0954 | 259870.4921 | 453.89 | 12088.8067 | 8.2525 | 219.7965 | 37505.7472 | 4724.918
CB 748 | 28963.5951 | 4796.5471 | 748 | 3693 | CB 748 | 2.085 | 1592997.7325 | 263810.0882 | 453.89 | 4748.1152 | 8.2525 | 86.3294 | 28963.5951 | 4796.5471
CB 75 | 30311.1049 | 4986.9575 | 75 | 3695 | CB 75 | 0.14545 | 1667110.7706 | 274282.6625 | 453.89 | 68062.5 | 8.2525 | 1237.5 | 30311.1049 | 4986.9575
CB 750 | 31316.1316 | 4764.2991 | 750 | 3696 | CB 750 | 1.0979 | 1722387.2376 | 262036.4478 | 453.89 | 9017.0778 | 8.2525 | 163.9469 | 31316.1316 | 4764.2991
CB 759 | 41135.7704 | 5299.035 | 759 | 3704 | CB 759 | 2.3076 | 2262467.3703 | 291446.9227 | 453.89 | 4290.2167 | 8.2525 | 78.0039 | 41135.7704 | 5299.035
CB 76 | 55247.851 | 5946.6376 | 76 | 3705 | CB 76 | 0.53655 | 3038631.804 | 327065.068 | 453.89 | 18451.1119 | 8.2525 | 335.4748 | 55247.851 | 5946.6376
CB 761 | 26880.274 | 4753.727 | 761 | 3707 | CB 761 | 2.3415 | 1478415.0683 | 261454.987 | 453.89 | 4228.1 | 8.2525 | 76.8745 | 26880.274 | 4753.727
CB 77 | 42550.9901 | 5179.3004 | 77 | 3715 | CB 77 | 9.6697 | 2340304.4535 | 284861.5231 | 453.89 | 1023.817 | 8.2525 | 18.6149 | 42550.9901 | 5179.3004
CB 770 | 27032.6898 | 4869.7035 | 770 | 3716 | CB 770 | 2.2405 | 1486797.9413 | 267833.6921 | 453.89 | 4418.5968 | 8.2525 | 80.3381 | 27032.6898 | 4869.7035
CB 771 | 29740.1998 | 4891.4284 | 771 | 3717 | CB 771 | 3.1017 | 1635710.9893 | 269028.5608 | 453.89 | 3191.7934 | 8.2525 | 58.0326 | 29740.1998 | 4891.4284
CB 772 | 57885.7273 | 7975.8041 | 772 | 3718 | CB 772 | 0.25341 | 3183715.0026 | 438669.2269 | 453.89 | 39067.2646 | 8.2525 | 710.3139 | 57885.7273 | 7975.8041
CB 775 | 48600.2678 | 6335.8643 | 775 | 3721 | CB 775 | 0.29205 | 2673014.7292 | 348472.5354 | 453.89 | 33898.8327 | 8.2525 | 616.3424 | 48600.2678 | 6335.8643
CB 776 | 36278.8554 | 7451.9495 | 776 | 3722 | CB 776 | 2.6153 | 1995337.0481 | 409857.2225 | 453.89 | 3785.3574 | 8.2525 | 68.8247 | 36278.8554 | 7451.9495
CB 78 | 101257.9807 | 8014.4834 | 78 | 3725 | CB 78 | 0.036174 | 5569188.9399 | 440796.5843 | 453.89 | 273675.3927 | 8.2525 | 4975.9162 | 101257.9807 | 8014.4834
CB 780 | 48790.944 | 5146.823 | 780 | 3726 | CB 780 | 3.3492 | 2683501.921 | 283075.265 | 453.89 | 2955.8923 | 8.2525 | 53.7435 | 48790.944 | 5146.823
CB 781 | 44093.354 | 5364.8567 | 781 | 3727 | CB 781 | 2.4184 | 2425134.471 | 295067.1178 | 453.89 | 4093.6643 | 8.2525 | 74.4303 | 44093.354 | 5364.8567
CB 783 | 72848.5677 | 5179.2401 | 783 | 3729 | CB 783 | 1.3273 | 4006671.2222 | 284858.2075 | 453.89 | 7458.9041 | 8.2525 | 135.6164 | 72848.5677 | 5179.2401
CB 788 | 43393.1358 | 5194.6523 | 788 | 3732 | CB 788 | 15.5189 | 2386622.4707 | 285705.8753 | 453.89 | 637.9302 | 8.2525 | 11.5987 | 43393.1358 | 5194.6523
CB 789 | 31202.8098 | 5060.2407 | 789 | 3733 | CB 789 | 1.7212 | 1716154.5381 | 278313.2407 | 453.89 | 5751.7606 | 8.2525 | 104.5775 | 31202.8098 | 5060.2407
CB 790 | 34775.6602 | 5538.5422 | 790 | 3735 | CB 790 | 1.2568 | 1912661.3093 | 304619.8213 | 453.89 | 7877.0344 | 8.2525 | 143.2188 | 34775.6602 | 5538.5422
CB 791 | 37984.71 | 4969.5614 | 791 | 3736 | CB 791 | 2.4241 | 2089159.0502 | 273325.8782 | 453.89 | 4084.0691 | 8.2525 | 74.2558 | 37984.71 | 4969.5614
CB 795 | 28375.244 | 4861.0216 | 795 | 3740 | CB 795 | 0.64564 | 1560638.419 | 267356.1894 | 453.89 | 15333.5289 | 8.2525 | 278.7914 | 28375.244 | 4861.0216
CB 797 | 26741.7863 | 4793.9819 | 797 | 3742 | CB 797 | 0.92273 | 1470798.2463 | 263669.003 | 453.89 | 10729.064 | 8.2525 | 195.0739 | 26741.7863 | 4793.9819
CB 799 | 44142.8872 | 6035.6236 | 799 | 3744 | CB 799 | 1.1328 | 2427858.7974 | 331959.2999 | 453.89 | 8739.6756 | 8.2525 | 158.9032 | 44142.8872 | 6035.6236
CB 80 | 31252.0069 | 5056.2524 | 80 | 3745 | CB 80 | 3.2981 | 1718860.3783 | 278093.8847 | 453.89 | 3001.7228 | 8.2525 | 54.5768 | 31252.0069 | 5056.2524
CB 81 | 53366.0405 | 5329.2636 | 81 | 3746 | CB 81 | 3.1667 | 2935132.2248 | 293109.4968 | 453.89 | 3126.3158 | 8.2525 | 56.8421 | 53366.0405 | 5329.2636
CB 821 | 32978.4814 | 5145.1273 | 821 | 3747 | CB 821 | 12.3456 | 1813816.4754 | 282981.9992 | 453.89 | 801.9023 | 8.2525 | 14.58 | 32978.4814 | 5145.1273
CB 83 | 30005.8381 | 4977.4224 | 83 | 3748 | CB 83 | 2.5254 | 1650321.0977 | 273758.2338 | 453.89 | 3920.204 | 8.2525 | 71.2764 | 30005.8381 | 4977.4224
CB 835 | 97036.8791 | 8620.9132 | 835 | 3754 | CB 835 | 0.41288 | 5337028.3487 | 474150.2246 | 453.89 | 23977.9817 | 8.2525 | 435.9633 | 97036.8791 | 8620.9132
CB 84 | 39677.9398 | 5114.2193 | 84 | 3756 | CB 84 | 3.8148 | 2182286.688 | 281282.0597 | 453.89 | 2595.1743 | 8.2525 | 47.185 | 39677.9398 | 5114.2193
CB 85 | 30873.7814 | 4912.6104 | 85 | 3763 | CB 85 | 4.4525 | 1698057.9785 | 270193.5717 | 453.89 | 2223.4889 | 8.2525 | 40.4271 | 30873.7814 | 4912.6104
CB 851 | 38878.105 | 5756.7119 | 851 | 3765 | CB 851 | 0.77311 | 2138295.7762 | 316619.1537 | 453.89 | 12805.4875 | 8.2525 | 232.827 | 38878.105 | 5756.7119
CB 852 | 245843.3056 | 18720.4552 | 852 | 3766 | CB 852 | 0.13314 | 13521381.8066 | 1029625.0356 | 453.89 | 74355.6188 | 8.2525 | 1351.9203 | 245843.3056 | 18720.4552
CB 854 | 49970.9114 | 4947.6731 | 854 | 3768 | CB 854 | 0.2767 | 2748400.126 | 272122.0205 | 453.89 | 35778.2341 | 8.2525 | 650.5133 | 49970.9114 | 4947.6731
CB 855 | 20222.2243 | 4986.44 | 855 | 3769 | CB 855 | 3.5598 | 1112222.3375 | 274254.1986 | 453.89 | 2781.0172 | 8.2525 | 50.5639 | 20222.2243 | 4986.44
CB 856 | 43015.3465 | 5997.7854 | 856 | 3770 | CB 856 | 0.72746 | 2365844.0556 | 329878.1976 | 453.89 | 13608.956 | 8.2525 | 247.4356 | 43015.3465 | 5997.7854
CB 857 | 47983.4646 | 5660.3425 | 857 | 3771 | CB 857 | 1.9165 | 2639090.5524 | 311318.8393 | 453.89 | 5165.7278 | 8.2525 | 93.9223 | 47983.4646 | 5660.3425
CB 859 | 34517.128 | 4969.2505 | 859 | 3773 | CB 859 | 0.2339 | 1898442.0427 | 273308.7754 | 453.89 | 42325.5061 | 8.2525 | 769.5547 | 34517.128 | 4969.2505
CB 86 | 54287.5674 | 5441.0009 | 86 | 3774 | CB 86 | 0.15114 | 2985816.2066 | 299255.0496 | 453.89 | 65503.7594 | 8.2525 | 1190.9774 | 54287.5674 | 5441.0009
CB 87 | 39113.0831 | 5145.2561 | 87 | 3775 | CB 87 | 3.3932 | 2151219.568 | 282989.0856 | 453.89 | 2917.6155 | 8.2525 | 53.0476 | 39113.0831 | 5145.2561
CB 88 | 27067.4803 | 4859.0078 | 88 | 3776 | CB 88 | 7.7116 | 1488711.4181 | 267245.4297 | 453.89 | 1283.7881 | 8.2525 | 23.3416 | 27067.4803 | 4859.0078
CB 90 | 113682.4057 | 13167.1328 | 90 | 3778 | CB 90 | 0.018939 | 6252532.3116 | 724192.304 | 453.89 | 522720 | 8.2525 | 9504 | 113682.4057 | 13167.1328
CB 900 | 650560.7097 | 29851.3543 | 900 | 3779 | CB 900 | 0.042803 | 35780839.0323 | 1641824.4885 | 453.89 | 231292.0354 | 8.2525 | 4205.3097 | 650560.7097 | 29851.3543
CB 902 | 30710.9533 | 5020.515 | 902 | 3781 | CB 902 | 5.3165 | 1689102.4335 | 276128.3242 | 453.89 | 1862.1353 | 8.2525 | 33.857 | 30710.9533 | 5020.515
CB 907 | 51841.5144 | 7577.1311 | 907 | 3785 | CB 907 | 1.375 | 2851283.2939 | 416742.21 | 453.89 | 7200 | 8.2525 | 130.9091 | 51841.5144 | 7577.1311
CB 91 | 37583.6183 | 7131.2975 | 91 | 3788 | CB 91 | 2.5282 | 2067099.0063 | 392221.3635 | 453.89 | 3915.7989 | 8.2525 | 71.1963 | 37583.6183 | 7131.2975
CB 911 | 49579.6592 | 6032.576 | 911 | 3790 | CB 911 | 0.9375 | 2726881.2549 | 331791.68 | 453.89 | 10560 | 8.2525 | 192 | 49579.6592 | 6032.576
CB 92 | 28808.1075 | 4872.5072 | 92 | 3796 | CB 92 | 2.0532 | 1584445.9104 | 267987.896 | 453.89 | 4821.6954 | 8.2525 | 87.6672 | 28808.1075 | 4872.5072
CB 920 | 27117.517 | 4904.8616 | 920 | 3797 | CB 920 | 0.96496 | 1491463.4324 | 269767.3905 | 453.89 | 10259.4701 | 8.2525 | 186.5358 | 27117.517 | 4904.8616
CB 927 | 40116.7938 | 8087.8936 | 927 | 3804 | CB 927 | 0.60928 | 2206423.6574 | 444834.1461 | 453.89 | 16248.6789 | 8.2525 | 295.4305 | 40116.7938 | 8087.8936
CB 928 | 27925.1929 | 7601.4699 | 928 | 3805 | CB 928 | 3.6036 | 1535885.6091 | 418080.8434 | 453.89 | 2747.2539 | 8.2525 | 49.9501 | 27925.1929 | 7601.4699
CB 93 | 41329.0877 | 5285.4894 | 93 | 3806 | CB 93 | 3.9074 | 2273099.8252 | 290701.9154 | 453.89 | 2533.6629 | 8.2525 | 46.0666 | 41329.0877 | 5285.4894
CB 94 | 38221.6567 | 5102.2271 | 94 | 3815 | CB 94 | 2.247 | 2102191.1185 | 280622.4924 | 453.89 | 4405.9339 | 8.2525 | 80.1079 | 38221.6567 | 5102.2271
CB 946 | 37488.2854 | 5051.9973 | 946 | 3822 | CB 946 | 5.5068 | 2061855.6956 | 277859.8511 | 453.89 | 1797.7714 | 8.2525 | 32.6868 | 37488.2854 | 5051.9973
CB 948 | 40850.393 | 5137.0158 | 948 | 3824 | CB 948 | 7.9403 | 2246771.6151 | 282535.8691 | 453.89 | 1246.7979 | 8.2525 | 22.6691 | 40850.393 | 5137.0158
CB 949 | 39492.4566 | 5091.8081 | 949 | 3825 | CB 949 | 8.1294 | 2172085.1157 | 280049.4442 | 453.89 | 1217.8086 | 8.2525 | 22.142 | 39492.4566 | 5091.8081
CB 95 | 47109.2639 | 5019.7013 | 95 | 3826 | CB 95 | 0.94773 | 2591009.5164 | 276083.5712 | 453.89 | 10446.0432 | 8.2525 | 189.9281 | 47109.2639 | 5019.7013
CB 955 | 27531.0203 | 5676.47 | 955 | 3832 | CB 955 | 1.1538 | 1514206.1192 | 312205.8511 | 453.89 | 8580.4334 | 8.2525 | 156.0079 | 27531.0203 | 5676.47
CB 96 | 37746.1203 | 5486.8593 | 96 | 3837 | CB 96 | 0.78731 | 2076036.6143 | 301777.259 | 453.89 | 12574.4527 | 8.2525 | 228.6264 | 37746.1203 | 5486.8593
CB 966 | 29414.1212 | 4826.0404 | 966 | 3842 | CB 966 | 0.25966 | 1617776.6664 | 265432.2241 | 453.89 | 38126.9147 | 8.2525 | 693.2166 | 29414.1212 | 4826.0404
CB 967 | 37259.5234 | 4874.6017 | 967 | 3843 | CB 967 | 0.4197 | 2049273.7871 | 268103.0953 | 453.89 | 23588.4477 | 8.2525 | 428.8809 | 37259.5234 | 4874.6017
CB 968 | 40683.0375 | 5089.9358 | 968 | 3844 | CB 968 | 0.3036 | 2237567.0602 | 279946.4674 | 453.89 | 32608.8584 | 8.2525 | 592.8883 | 40683.0375 | 5089.9358
CB 969 | 50862.9365 | 5136.4882 | 969 | 3845 | CB 969 | 0.40417 | 2797461.5067 | 282506.8536 | 453.89 | 24494.8454 | 8.2525 | 445.3608 | 50862.9365 | 5136.4882
CB 970 | 59872.5593 | 7385.3422 | 970 | 3846 | CB 970 | 0.092045 | 3292990.7615 | 406193.8222 | 453.89 | 107555.5556 | 8.2525 | 1955.5556 | 59872.5593 | 7385.3422
CB 971 | 46678.6582 | 7499.4193 | 971 | 3847 | CB 971 | 5.1074 | 2567326.2021 | 412468.0601 | 453.89 | 1938.3691 | 8.2525 | 35.2431 | 46678.6582 | 7499.4193
CB 973 | 76731.3477 | 7660.3133 | 973 | 3849 | CB 973 | 0.12822 | 4220224.1213 | 421317.2295 | 453.89 | 77211.226 | 8.2525 | 1403.8405 | 76731.3477 | 7660.3133
CB 974 | 83455.1963 | 7724.2457 | 974 | 3850 | CB 974 | 0.11723 | 4590035.7972 | 424833.5128 | 453.89 | 84445.8805 | 8.2525 | 1535.3796 | 83455.1963 | 7724.2457
CB 975 | 49274.645 | 7525.3692 | 975 | 3851 | CB 975 | 0.46496 | 2710105.4773 | 413895.3044 | 453.89 | 21292.057 | 8.2525 | 387.1283 | 49274.645 | 7525.3692
CB 980 | 68681.725 | 7562.7403 | 980 | 3853 | CB 980 | 1.8653 | 3777494.877 | 415950.7164 | 453.89 | 5307.3408 | 8.2525 | 96.4971 | 68681.725 | 7562.7403
CB 981 | 30197.9872 | 7523.0475 | 981 | 3854 | CB 981 | 0.87121 | 1660889.2933 | 413767.6132 | 453.89 | 11363.4783 | 8.2525 | 206.6087 | 30197.9872 | 7523.0475
CB AD1 | 51338.0404 | 5342.5712 | AD1 | 3871 | CB AD1 | 4.3337 | 2823592.2198 | 293841.4176 | 453.89 | 2284.4157 | 8.2525 | 41.5348 | 51338.0404 | 5342.5712
CB AD2 | 54054.3134 | 5429.3565 | AD2 | 3872 | CB AD2 | 1.0195 | 2972987.2389 | 298614.6063 | 453.89 | 9710.5703 | 8.2525 | 176.5558 | 54054.3134 | 5429.3565
CB AD3 | 50407.0979 | 5321.7217 | AD3 | 3873 | CB AD3 | 2.5362 | 2772390.3826 | 292694.6912 | 453.89 | 3903.5173 | 8.2525 | 70.973 | 50407.0979 | 5321.7217
CB AG1 | 50157.8179 | 5252.4879 | AG1 | 3874 | CB AG1 | 1.4655 | 2758679.9822 | 288886.8367 | 453.89 | 6755.2339 | 8.2525 | 122.8224 | 50157.8179 | 5252.4879
CB ALV1 | 41020.2336 | 5017.9537 | ALV1 | 3875 | CB ALV1 | 0.97481 | 2256112.8504 | 275987.4534 | 453.89 | 10155.8189 | 8.2525 | 184.6513 | 41020.2336 | 5017.9537
CB AM1 | 43873.3504 | 5232.6158 | AM1 | 3876 | CB AM1 | 1.6941 | 2413034.2717 | 287793.8679 | 453.89 | 5843.7116 | 8.2525 | 106.2493 | 43873.3504 | 5232.6158
CB AM2 | 45483.7296 | 5227.693 | AM2 | 3877 | CB AM2 | 3.5258 | 2501605.1277 | 287523.1128 | 453.89 | 2807.9072 | 8.2525 | 51.0529 | 45483.7296 | 5227.693
CB AM3 | 42901.3989 | 5181.196 | AM3 | 3878 | CB AM3 | 5.2059 | 2359576.9395 | 284965.7786 | 453.89 | 1901.699 | 8.2525 | 34.5763 | 42901.3989 | 5181.196
CB BA2 | 45789.6341 | 5218.1834 | BA2 | 3880 | CB BA2 | 2.4375 | 2518429.8739 | 287000.0862 | 453.89 | 4061.5385 | 8.2525 | 73.8462 | 45789.6341 | 5218.1834
CB BA3 | 40676.1742 | 5167.4984 | BA3 | 3881 | CB BA3 | 3.653 | 2237189.58 | 284212.4119 | 453.89 | 2710.0788 | 8.2525 | 49.2742 | 40676.1742 | 5167.4984
CB BF1 | 40944.3246 | 5168.5893 | BF1 | 3882 | CB BF1 | 1.2157 | 2251937.8554 | 284272.4088 | 453.89 | 8143.3245 | 8.2525 | 148.0604 | 40944.3246 | 5168.5893
CB BH1 | 48438.5797 | 5177.2101 | BH1 | 3883 | CB BH1 | 0.5661 | 2664121.8813 | 284746.555 | 453.89 | 17488.1231 | 8.2525 | 317.9659 | 48438.5797 | 5177.2101
CB BK1 | 37443.8894 | 5156.4476 | BK1 | 3884 | CB BK1 | 2.3814 | 2059413.9157 | 283604.6196 | 453.89 | 4157.1497 | 8.2525 | 75.5845 | 37443.8894 | 5156.4476
CB BK2 | 49620.5462 | 5310.2417 | BK2 | 3885 | CB BK2 | 0.83977 | 2729130.0389 | 292063.2953 | 453.89 | 11788.9039 | 8.2525 | 214.3437 | 49620.5462 | 5310.2417
CB BK4 | 47201.1442 | 5274.9111 | BK4 | 3886 | CB BK4 | 1.2148 | 2596062.9287 | 290120.1123 | 453.89 | 8149.6726 | 8.2525 | 148.1759 | 47201.1442 | 5274.9111
CB BN1 | 43693.0274 | 5120.5438 | BN1 | 3887 | CB BN1 | 5.5884 | 2403116.5084 | 281629.9099 | 453.89 | 1771.5118 | 8.2525 | 32.2093 | 43693.0274 | 5120.5438
CB BN2 | 40706.2229 | 5030.4741 | BN2 | 3888 | CB BN2 | 7.0045 | 2238842.2584 | 276676.0745 | 453.89 | 1413.3679 | 8.2525 | 25.6976 | 40706.2229 | 5030.4741
CB BO1 | 46034.4169 | 5177.8764 | BO1 | 3889 | CB BO1 | 0.93996 | 2531892.9318 | 284783.2027 | 453.89 | 10532.3393 | 8.2525 | 191.4971 | 46034.4169 | 5177.8764
CB BRM1 | 46211.8132 | 5180.8536 | BRM1 | 3891 | CB BRM1 | 4.4812 | 2541649.7266 | 284946.9456 | 453.89 | 2209.205 | 8.2525 | 40.1674 | 46211.8132 | 5180.8536
CB BS1 | 46259.6976 | 5776.7868 | BS1 | 3892 | CB BS1 | 0.089205 | 2544283.3684 | 317723.2713 | 453.89 | 110980.8917 | 8.2525 | 2017.8344 | 46259.6976 | 5776.7868
CB BT1 | 48627.7636 | 5178.9747 | BT1 | 3893 | CB BT1 | 0.61951 | 2674527 | 284843.6084 | 453.89 | 15980.4341 | 8.2525 | 290.5533 | 48627.7636 | 5178.9747
CB BW1 | 46447.1715 | 5204.5731 | BW1 | 3894 | CB BW1 | 0.75587 | 2554594.4343 | 286251.5199 | 453.89 | 13097.4693 | 8.2525 | 238.1358 | 46447.1715 | 5204.5731
CB BY2 | 39296.1458 | 5091.5913 | BY2 | 3895 | CB BY2 | 3.4652 | 2161288.0203 | 280037.52 | 453.89 | 2857.0179 | 8.2525 | 51.9458 | 39296.1458 | 5091.5913
CB BY3 | 39825.9363 | 5119.3869 | BY3 | 3896 | CB BY3 | 4.3703 | 2190426.4943 | 281566.2789 | 453.89 | 2265.3088 | 8.2525 | 41.1874 | 39825.9363 | 5119.3869
CB CA1 | 46906.7689 | 5168.7642 | CA1 | 3899 | CB CA1 | 2.5502 | 2579872.2892 | 284282.0283 | 453.89 | 3882.0646 | 8.2525 | 70.583 | 46906.7689 | 5168.7642
CB CA2 | 49558.5522 | 5261.1244 | CA2 | 3900 | CB CA2 | 0.53201 | 2725720.3713 | 289361.8444 | 453.89 | 18608.7576 | 8.2525 | 338.341 | 49558.5522 | 5261.1244
CB CCB1 | 49933.2012 | 9603.9569 | CCB1 | 3901 | CB CCB1 | 0.10833 | 2746326.0654 | 528217.6308 | 453.89 | 91384.6154 | 8.2525 | 1661.5385 | 49933.2012 | 9603.9569
CB CD1 | 54840.6922 | 5581.1294 | CD1 | 3902 | CB CD1 | 0.77159 | 3016238.0726 | 306962.1184 | 453.89 | 12830.6333 | 8.2525 | 233.2842 | 54840.6922 | 5581.1294
CB CD3 | 48730.4391 | 5386.9804 | CD3 | 3903 | CB CD3 | 0.80549 | 2680174.1531 | 296283.9246 | 453.89 | 12290.6184 | 8.2525 | 223.4658 | 48730.4391 | 5386.9804
CB CD4 | 44640.4134 | 5173.935 | CD4 | 3904 | CB CD4 | 2.3991 | 2455222.7363 | 284566.4246 | 453.89 | 4126.6282 | 8.2525 | 75.0296 | 44640.4134 | 5173.935
CB CG1 | 48825.0237 | 5073.2644 | CG1 | 3908 | CB CG1 | 5.1369 | 2685376.3047 | 279029.5435 | 453.89 | 1927.2204 | 8.2525 | 35.0404 | 48825.0237 | 5073.2644
CB CG2 | 47044.3917 | 5048.9577 | CG2 | 3909 | CB CG2 | 5.7534 | 2587441.5451 | 277692.6749 | 453.89 | 1720.7189 | 8.2525 | 31.2858 | 47044.3917 | 5048.9577
CB CHA1 | 46656.6008 | 5098.1092 | CHA1 | 3910 | CB CHA1 | 2.4106 | 2566113.0421 | 280396.004 | 453.89 | 4106.851 | 8.2525 | 74.67 | 46656.6008 | 5098.1092
CB CMP1 | 44285.271 | 5047.2593 | CMP1 | 3911 | CB CMP1 | 3.475 | 2435689.9068 | 277599.2604 | 453.89 | 2848.9209 | 8.2525 | 51.7986 | 44285.271 | 5047.2593
CB CS1 | 42284.721 | 5182.6324 | CS1 | 3912 | CB CS1 | 3.2267 | 2325659.6548 | 285044.7839 | 453.89 | 3068.1458 | 8.2525 | 55.7845 | 42284.721 | 5182.6324
CB CS2 | 44017.972 | 5206.1647 | CS2 | 3913 | CB CS2 | 3.8136 | 2420988.4593 | 286339.0596 | 453.89 | 2595.9476 | 8.2525 | 47.199 | 44017.972 | 5206.1647
CB CS3 | 42446.3573 | 5178.3765 | CS3 | 3914 | CB CS3 | 4.9684 | 2334549.6492 | 284810.7102 | 453.89 | 1992.6047 | 8.2525 | 36.2292 | 42446.3573 | 5178.3765
CB CS4 | 37826.4746 | 5086.2716 | CS4 | 3915 | CB CS4 | 3.8956 | 2080456.1024 | 279744.9383 | 453.89 | 2541.3 | 8.2525 | 46.2055 | 37826.4746 | 5086.2716
CB CTL1 | 131512.7594 | 8661.0523 | CTL1 | 3917 | CB CTL1 | 0.031818 | 7233201.7695 | 476357.8741 | 453.89 | 311142.8571 | 8.2525 | 5657.1429 | 131512.7594 | 8661.0523
CB DM1 | 44013.6696 | 5031.4113 | DM1 | 3920 | CB DM1 | 0.093371 | 2420751.8298 | 276727.6203 | 453.89 | 106028.3976 | 8.2525 | 1927.789 | 44013.6696 | 5031.4113
CB DM2 | 48780.6744 | 5176.7686 | DM2 | 3921 | CB DM2 | 2.903 | 2682937.0911 | 284722.2754 | 453.89 | 3410.2296 | 8.2525 | 62.0042 | 48780.6744 | 5176.7686
CB DR1 | 42946.2081 | 5054.3958 | DR1 | 3922 | CB DR1 | 2.7208 | 2362041.4451 | 277991.7709 | 453.89 | 3638.5911 | 8.2525 | 66.1562 | 42946.2081 | 5054.3958
CB DS1 | 36415.2681 | 5091.3923 | DS1 | 3923 | CB DS1 | 0.85758 | 2002839.7447 | 280026.5763 | 453.89 | 11544.1696 | 8.2525 | 209.894 | 36415.2681 | 5091.3923
CB DV1 | 77530.5059 | 7707.1651 | DV1 | 3925 | CB DV1 | 0.03428 | 4264177.8238 | 423894.0796 | 453.89 | 288795.5801 | 8.2525 | 5250.8287 | 77530.5059 | 7707.1651
CB ELE1 | 54895.3929 | 5373.9432 | ELE1 | 3927 | CB ELE1 | 1.5678 | 3019246.6122 | 295566.8757 | 453.89 | 6314.5687 | 8.2525 | 114.8103 | 54895.3929 | 5373.9432
CB EN1 | 51072.8662 | 5230.3762 | EN1 | 3929 | CB EN1 | 5.1975 | 2809007.6422 | 287670.6898 | 453.89 | 1904.748 | 8.2525 | 34.6318 | 51072.8662 | 5230.3762
CB EN2 | 46768.1771 | 5096.1603 | EN2 | 3930 | CB EN2 | 3.9415 | 2572249.7432 | 280288.814 | 453.89 | 2511.7486 | 8.2525 | 45.6682 | 46768.1771 | 5096.1603
CB EO1 | 43599.2533 | 5158.4433 | EO1 | 3931 | CB EO1 | 4.0102 | 2397958.9324 | 283714.3789 | 453.89 | 2468.688 | 8.2525 | 44.8852 | 43599.2533 | 5158.4433
CB EO2 | 44224.1501 | 5165.373 | EO2 | 3932 | CB EO2 | 3.486 | 2432328.2568 | 284095.5129 | 453.89 | 2839.9435 | 8.2525 | 51.6353 | 44224.1501 | 5165.373
CB EO3 | 43181.5243 | 5153.3151 | EO3 | 3933 | CB EO3 | 6.4453 | 2374983.8384 | 283432.3296 | 453.89 | 1536.0113 | 8.2525 | 27.9275 | 43181.5243 | 5153.3151
CB EOS1 | 43345.3661 | 5157.3134 | EOS1 | 3934 | CB EOS1 | 9.8562 | 2383995.1343 | 283652.2359 | 453.89 | 1004.4388 | 8.2525 | 18.2625 | 43345.3661 | 5157.3134
CB EOS2 | 40856.9611 | 5143.8615 | EOS2 | 3935 | CB EOS2 | 8.2864 | 2247132.8627 | 282912.3827 | 453.89 | 1194.734 | 8.2525 | 21.7224 | 40856.9611 | 5143.8615
CB EOS3 | 35655.4755 | 5013.5754 | EOS3 | 3936 | CB EOS3 | 1.6695 | 1961051.1511 | 275746.6453 | 453.89 | 5929.8922 | 8.2525 | 107.8162 | 35655.4755 | 5013.5754
CB ES4 | 42805.7525 | 5162.7945 | ES4 | 3938 | CB ES4 | 7.9788 | 2354316.3892 | 283953.6984 | 453.89 | 1240.79 | 8.2525 | 22.5598 | 42805.7525 | 5162.7945
CB EV1 | 47271.6451 | 5151.9036 | EV1 | 3939 | CB EV1 | 1.7066 | 2599940.4806 | 283354.6991 | 453.89 | 5800.91 | 8.2525 | 105.4711 | 47271.6451 | 5151.9036
CB FB1 | 67181.1329 | 7871.8403 | FB1 | 3940 | CB FB1 | 4.1775 | 3694962.3106 | 432951.2175 | 453.89 | 2369.8599 | 8.2525 | 43.0884 | 67181.1329 | 7871.8403
CB FB2 | 54688.292 | 7671.8496 | FB2 | 3941 | CB FB2 | 3.8712 | 3007856.061 | 421951.7283 | 453.89 | 2557.3386 | 8.2525 | 46.4971 | 54688.292 | 7671.8496
CB FL1 | 50945.3175 | 5307.1201 | FL1 | 3942 | CB FL1 | 0.47102 | 2801992.4601 | 291891.6053 | 453.89 | 21018.0941 | 8.2525 | 382.1472 | 50945.3175 | 5307.1201
CB FM1 | 49621.6998 | 5215.3011 | FM1 | 3943 | CB FM1 | 2.5763 | 2729193.4884 | 286841.5615 | 453.89 | 3842.6818 | 8.2525 | 69.8669 | 49621.6998 | 5215.3011
CB FM2 | 34018.0583 | 5444.9471 | FM2 | 3944 | CB FM2 | 0.69792 | 1870993.2057 | 299472.0907 | 453.89 | 14185.0746 | 8.2525 | 257.9104 | 34018.0583 | 5444.9471
CB FM3 | 51226.0698 | 5168.507 | FM3 | 3945 | CB FM3 | 5.0519 | 2817433.8393 | 284267.8846 | 453.89 | 1959.6611 | 8.2525 | 35.6302 | 51226.0698 | 5168.507
CB FRD1 | 42108.3766 | 5148.0159 | FRD1 | 3946 | CB FRD1 | 0.25739 | 2315960.7118 | 283140.8742 | 453.89 | 38463.5762 | 8.2525 | 699.3377 | 42108.3766 | 5148.0159
CB GA1 | 38933.1179 | 5092.4384 | GA1 | 3947 | CB GA1 | 4.1068 | 2141321.4864 | 280084.1111 | 453.89 | 2410.6253 | 8.2525 | 43.8296 | 38933.1179 | 5092.4384
CB GA3 | 37181.202 | 5072.0128 | GA3 | 3948 | CB GA3 | 4.832 | 2044966.1125 | 278960.7016 | 453.89 | 2048.8378 | 8.2525 | 37.2516 | 37181.202 | 5072.0128
CB GH1 | 49595.6736 | 5126.3417 | GH1 | 3949 | CB GH1 | 1.1896 | 2727762.0466 | 281948.7944 | 453.89 | 8322.2417 | 8.2525 | 151.3135 | 49595.6736 | 5126.3417
CB GH2 | 53179.8209 | 5382.989 | GH2 | 3950 | CB GH2 | 1.1775 | 2924890.1489 | 296064.3974 | 453.89 | 8407.9138 | 8.2525 | 152.8712 | 53179.8209 | 5382.989
CB GH3 | 51922.9025 | 5292.443 | GH3 | 3951 | CB GH3 | 2.1027 | 2855759.6396 | 291084.3629 | 453.89 | 4708.3408 | 8.2525 | 85.6062 | 51922.9025 | 5292.443
CB GM2 | 44384.9449 | 5056.157 | GM2 | 3952 | CB GM2 | 7.3591 | 2441171.9692 | 278088.6329 | 453.89 | 1345.2749 | 8.2525 | 24.4595 | 44384.9449 | 5056.157
CB GN1 | 50020.7443 | 5244.7164 | GN1 | 3953 | CB GN1 | 2.5777 | 2751140.9351 | 288459.4028 | 453.89 | 3840.7054 | 8.2525 | 69.831 | 50020.7443 | 5244.7164
CB GS1 | 26226.7905 | 4879.7215 | GS1 | 3954 | CB GS1 | 1.0934 | 1442473.4755 | 268384.6804 | 453.89 | 9054.5644 | 8.2525 | 164.6284 | 26226.7905 | 4879.7215
CB HC3 | 52113.386 | 5277.8246 | HC3 | 3956 | CB HC3 | 5.2521 | 2866236.228 | 290280.3535 | 453.89 | 1884.9663 | 8.2525 | 34.2721 | 52113.386 | 5277.8246
CB HC4 | 47923.8946 | 5175.1531 | HC4 | 3957 | CB HC4 | 3.4989 | 2635814.2015 | 284633.4192 | 453.89 | 2829.4901 | 8.2525 | 51.4453 | 47923.8946 | 5175.1531
CB HL1 | 48348.7042 | 5283.5992 | HL1 | 3959 | CB HL1 | 4.4678 | 2659178.7318 | 290597.9549 | 453.89 | 2215.8542 | 8.2525 | 40.2883 | 48348.7042 | 5283.5992
CB HL3 | 46031.654 | 5221.5471 | HL3 | 3960 | CB HL3 | 3.5384 | 2531740.9688 | 287185.0915 | 453.89 | 2797.8376 | 8.2525 | 50.8698 | 46031.654 | 5221.5471
CB HP1 | 43163.0946 | 5137.9147 | HP1 | 3961 | CB HP1 | 8.4328 | 2373970.2022 | 282585.3091 | 453.89 | 1173.9921 | 8.2525 | 21.3453 | 43163.0946 | 5137.9147
CB HV1 | 59014.3131 | 5181.7142 | HV1 | 3962 | CB HV1 | 0.60663 | 3245787.2228 | 284994.2834 | 453.89 | 16319.7003 | 8.2525 | 296.7218 | 59014.3131 | 5181.7142
CB HW1 | 56104.9911 | 5293.0286 | HW1 | 3963 | CB HW1 | 0.62045 | 3085774.5087 | 291116.5714 | 453.89 | 15956.044 | 8.2525 | 290.1099 | 56104.9911 | 5293.0286
CB IB1 | 40231.67 | 5161.1194 | IB1 | 3964 | CB IB1 | 1.3072 | 2212741.849 | 283861.5643 | 453.89 | 7573.457 | 8.2525 | 137.6992 | 40231.67 | 5161.1194
CB IB2 | 43876.9445 | 5198.8463 | IB2 | 3965 | CB IB2 | 2.2201 | 2413231.9502 | 285936.5457 | 453.89 | 4459.3073 | 8.2525 | 81.0783 | 43876.9445 | 5198.8463
CB JE1 | 58352.2017 | 5408.1007 | JE1 | 3966 | CB JE1 | 0.49129 | 3209371.0931 | 297445.5365 | 453.89 | 20151.118 | 8.2525 | 366.384 | 58352.2017 | 5408.1007
CB JU1 | 63767.2376 | 7531.127 | JU1 | 3967 | CB JU1 | 2.6672 | 3507198.0685 | 414211.9864 | 453.89 | 3711.7092 | 8.2525 | 67.4856 | 63767.2376 | 7531.127
CB KR1 | 50080.8813 | 5234.6813 | KR1 | 3968 | CB KR1 | 0.4858 | 2754448.4719 | 287907.4695 | 453.89 | 20378.9474 | 8.2525 | 370.5263 | 50080.8813 | 5234.6813
CB LA1 | 42256.3466 | 5133.0624 | LA1 | 3969 | CB LA1 | 5.3807 | 2324099.0624 | 282318.4313 | 453.89 | 1839.9155 | 8.2525 | 33.453 | 42256.3466 | 5133.0624
CB LA2 | 44345.7695 | 5194.2942 | LA2 | 3970 | CB LA2 | 3.6203 | 2439017.322 | 285686.1786 | 453.89 | 2734.6063 | 8.2525 | 49.7201 | 44345.7695 | 5194.2942
CB LA3 | 41407.5848 | 5128.6828 | LA3 | 3971 | CB LA3 | 6.2475 | 2277417.1646 | 282077.5561 | 453.89 | 1584.6242 | 8.2525 | 28.8113 | 41407.5848 | 5128.6828
CB LJ3 | 53654.7915 | 5303.7931 | LJ3 | 3974 | CB LJ3 | 2.493 | 2951013.5347 | 291708.6188 | 453.89 | 3971.1312 | 8.2525 | 72.2024 | 53654.7915 | 5303.7931
CB LJ4 | 49106.7087 | 5212.486 | LJ4 | 3975 | CB LJ4 | 1.7816 | 2700868.9772 | 286686.7274 | 453.89 | 5556.7131 | 8.2525 | 101.0311 | 49106.7087 | 5212.486
CB LM3 | 48541.6652 | 5300.4777 | LM3 | 3977 | CB LM3 | 1.5623 | 2669791.5835 | 291526.272 | 453.89 | 6336.7681 | 8.2525 | 115.214 | 48541.6652 | 5300.4777
CB LPS1 | 42948.6415 | 5158.5335 | LPS1 | 3978 | CB LPS1 | 0.98087 | 2362175.2808 | 283719.3404 | 453.89 | 10093.0682 | 8.2525 | 183.5103 | 42948.6415 | 5158.5335
CB LR1 | 39440.0917 | 5051.9923 | LR1 | 3979 | CB LR1 | 7.167 | 2169205.0409 | 277859.5758 | 453.89 | 1381.3223 | 8.2525 | 25.115 | 39440.0917 | 5051.9923
CB LV2 | 45619.9666 | 5242.0855 | LV2 | 3980 | CB LV2 | 4.4006 | 2509098.165 | 288314.7011 | 453.89 | 2249.7095 | 8.2525 | 40.9038 | 45619.9666 | 5242.0855
CB MA1 | 44566.677 | 5182.2634 | MA1 | 3981 | CB MA1 | 5.4163 | 2451167.2373 | 285024.4856 | 453.89 | 1827.8201 | 8.2525 | 33.2331 | 44566.677 | 5182.2634
CB MA2 | 45539.6814 | 5223.2003 | MA2 | 3982 | CB MA2 | 1.7087 | 2504682.4776 | 287276.0176 | 453.89 | 5793.8373 | 8.2525 | 105.3425 | 45539.6814 | 5223.2003
CB MAG1 | 40407.9084 | 5214.4359 | MAG1 | 3983 | CB MAG1 | 0.49451 | 2222434.9626 | 286793.975 | 453.89 | 20019.9157 | 8.2525 | 363.9985 | 40407.9084 | 5214.4359
CB MF1 | 47348.501 | 5253.2695 | MF1 | 3984 | CB MF1 | 1.721 | 2604167.5559 | 288929.8219 | 453.89 | 5752.3935 | 8.2525 | 104.589 | 47348.501 | 5253.2695
CB MK1 | 44676.2884 | 5165.1971 | MK1 | 3985 | CB MK1 | 2.9027 | 2457195.8639 | 284085.841 | 453.89 | 3410.6747 | 8.2525 | 62.0123 | 44676.2884 | 5165.1971
CB MK2 | 43026.8491 | 5185.1213 | MK2 | 3986 | CB MK2 | 3.3006 | 2366476.6997 | 285181.6742 | 453.89 | 2999.4836 | 8.2525 | 54.5361 | 43026.8491 | 5185.1213
CB MNR3 | 52339.178 | 5223.6692 | MNR3 | 3988 | CB MNR3 | 2.4167 | 2878654.789 | 287301.8083 | 453.89 | 4096.5517 | 8.2525 | 74.4828 | 52339.178 | 5223.6692
CB MOR1 | 53372.455 | 7581.499 | MOR1 | 3990 | CB MOR1 | 3.55 | 2935485.0235 | 416982.4444 | 453.89 | 2788.7324 | 8.2525 | 50.7042 | 53372.455 | 7581.499
CB MT1 | 46832.9631 | 5240.6377 | MT1 | 3991 | CB MT1 | 3.1576 | 2575812.9678 | 288235.0744 | 453.89 | 3135.3167 | 8.2525 | 57.0058 | 46832.9631 | 5240.6377
CB MT3 | 46080.6267 | 5236.2221 | MT3 | 3992 | CB MT3 | 1.8354 | 2534434.4661 | 287992.2161 | 453.89 | 5393.8706 | 8.2525 | 98.0704 | 46080.6267 | 5236.2221
CB MU1 | 59171.4507 | 5367.8183 | MU1 | 3993 | CB MU1 | 1.7856 | 3254429.7909 | 295230.0053 | 453.89 | 5544.336 | 8.2525 | 100.8061 | 59171.4507 | 5367.8183
CB MV1 | 47166.1976 | 5053.4947 | MV1 | 3994 | CB MV1 | 3.1447 | 2594140.8679 | 277942.2104 | 453.89 | 3148.1571 | 8.2525 | 57.2392 | 47166.1976 | 5053.4947
CB NC3 | 39925.245 | 5103.5177 | NC3 | 3996 | CB NC3 | 0.7964 | 2195888.4758 | 280693.4723 | 453.89 | 12430.9156 | 8.2525 | 226.0166 | 39925.245 | 5103.5177
CB NC4 | 50719.6705 | 5278.5565 | NC4 | 3997 | CB NC4 | 3.0434 | 2789581.88 | 290320.6089 | 453.89 | 3252.9716 | 8.2525 | 59.1449 | 50719.6705 | 5278.5565
CB NO1 | 58411.5518 | 5961.6884 | NO1 | 3998 | CB NO1 | 0.070644 | 3212635.3493 | 327892.8601 | 453.89 | 140139.4102 | 8.2525 | 2547.9893 | 58411.5518 | 5961.6884
CB NO2 | 43114.9314 | 5153.3358 | NO2 | 3999 | CB NO2 | 4.0278 | 2371321.2289 | 283433.4686 | 453.89 | 2457.8925 | 8.2525 | 44.689 | 43114.9314 | 5153.3358
CB NO3 | 43991.6822 | 5196.044 | NO3 | 4000 | CB NO3 | 1.5506 | 2419542.5216 | 285782.4217 | 453.89 | 6384.7563 | 8.2525 | 116.0865 | 43991.6822 | 5196.044
CB NTL1 | 50753.7701 | 5146.2347 | NTL1 | 4002 | CB NTL1 | 2.0235 | 2791457.3559 | 283042.9068 | 453.89 | 4892.5496 | 8.2525 | 88.9554 | 50753.7701 | 5146.2347
CB NVS1 | 44433.2123 | 5284.3841 | NVS1 | 4003 | CB NVS1 | 5.9949 | 2443826.6791 | 290641.1243 | 453.89 | 1651.4074 | 8.2525 | 30.0256 | 44433.2123 | 5284.3841
CB OCA1 | 68621.5276 | 5334.9317 | OCA1 | 4004 | CB OCA1 | 0.27027 | 3774184.019 | 293421.2429 | 453.89 | 36630.6938 | 8.2525 | 666.0126 | 68621.5276 | 5334.9317
CB OH1 | 40000.9321 | 5239.9977 | OH1 | 4005 | CB OH1 | 0.77746 | 2200051.267 | 288199.8714 | 453.89 | 12733.7393 | 8.2525 | 231.5225 | 40000.9321 | 5239.9977
CB OK1 | 50789.345 | 7472.2756 | OK1 | 4006 | CB OK1 | 6.786 | 2793413.9766 | 410975.1572 | 453.89 | 1458.8892 | 8.2525 | 26.5253 | 50789.345 | 7472.2756
CB OS1 | 45162.8532 | 5220.817 | OS1 | 4007 | CB OS1 | 3.3178 | 2483956.9238 | 287144.9344 | 453.89 | 2983.9023 | 8.2525 | 54.2528 | 45162.8532 | 5220.817
CB OS4 | 51008.2483 | 5305.7915 | OS4 | 4008 | CB OS4 | 1.239 | 2805453.655 | 291818.5352 | 453.89 | 7990.2171 | 8.2525 | 145.2767 | 51008.2483 | 5305.7915
CB OS5 | 48181.9894 | 5285.1998 | OS5 | 4009 | CB OS5 | 0.64924 | 2650009.4184 | 290685.9897 | 453.89 | 15248.5414 | 8.2525 | 277.2462 | 48181.9894 | 5285.1998
CB OT2 | 47029.5825 | 5281.2524 | OT2 | 4010 | CB OT2 | 1.5801 | 2586627.036 | 290468.8811 | 453.89 | 6265.3722 | 8.2525 | 113.9159 | 47029.5825 | 5281.2524
CB PB1 | 38906.3124 | 5138.5266 | PB1 | 4011 | CB PB1 | 3.9428 | 2139847.1804 | 282618.9654 | 453.89 | 2510.904 | 8.2525 | 45.6528 | 38906.3124 | 5138.5266
CB PB5 | 46228.3217 | 5173.1703 | PB5 | 4012 | CB PB5 | 3.1453 | 2542557.6953 | 284524.3639 | 453.89 | 3147.5884 | 8.2525 | 57.2289 | 46228.3217 | 5173.1703
CB PE1 | 71950.3638 | 7614.5804 | PE1 | 4013 | CB PE1 | 5.0331 | 3957270.011 | 418801.9194 | 453.89 | 1966.9614 | 8.2525 | 35.7629 | 71950.3638 | 7614.5804
CB PH1 | 45083.7899 | 5323.1825 | PH1 | 4014 | CB PH1 | 0.38201 | 2479608.4444 | 292775.0402 | 453.89 | 25915.7164 | 8.2525 | 471.1948 | 45083.7899 | 5323.1825
CB PL2 | 49858.2805 | 5278.5545 | PL2 | 4022 | CB PL2 | 4.4898 | 2742205.4255 | 290320.4993 | 453.89 | 2205.0114 | 8.2525 | 40.0911 | 49858.2805 | 5278.5545
CB PL4 | 45983.8192 | 5198.7505 | PL4 | 4023 | CB PL4 | 4.8752 | 2529110.0535 | 285931.2799 | 453.89 | 2030.6903 | 8.2525 | 36.9216 | 45983.8192 | 5198.7505
CB PL6 | 46824.1202 | 5156.8545 | PL6 | 4024 | CB PL6 | 5.4841 | 2575326.6096 | 283626.9959 | 453.89 | 1805.2217 | 8.2525 | 32.8222 | 46824.1202 | 5156.8545
CB QN1 | 44664.1723 | 5064.8826 | QN1 | 4029 | CB QN1 | 1.5691 | 2456529.4741 | 278568.5407 | 453.89 | 6309.2336 | 8.2525 | 114.7133 | 44664.1723 | 5064.8826
CB RA1 | 51990.0958 | 7605.205 | RA1 | 4030 | CB RA1 | 7.7369 | 2859455.2703 | 418286.2773 | 453.89 | 1279.577 | 8.2525 | 23.265 | 51990.0958 | 7605.205
CB RA2 | 57786.9207 | 7581.6378 | RA2 | 4031 | CB RA2 | 2.7417 | 3178280.6403 | 416990.0812 | 453.89 | 3610.9422 | 8.2525 | 65.6535 | 57786.9207 | 7581.6378
CB RA3 | 59232.7638 | 7811.2961 | RA3 | 4032 | CB RA3 | 2.986 | 3257802.0086 | 429621.2833 | 453.89 | 3315.489 | 8.2525 | 60.2816 | 59232.7638 | 7811.2961
CB RB1 | 134638.2657 | 7914.0204 | RB1 | 4033 | CB RB1 | 0.026705 | 7405104.6135 | 435271.1234 | 453.89 | 370723.4043 | 8.2525 | 6740.4255 | 134638.2657 | 7914.0204
CB RC1 | 55376.9928 | 7507.8574 | RC1 | 4034 | CB RC1 | 2.5881 | 3045734.6048 | 412932.1556 | 453.89 | 3825.247 | 8.2525 | 69.5499 | 55376.9928 | 7507.8574
CB RD1 | 55545.5594 | 5295.0759 | RD1 | 4035 | CB RD1 | 1.6153 | 3055005.7672 | 291229.1748 | 453.89 | 6128.7372 | 8.2525 | 111.4316 | 55545.5594 | 5295.0759
CB RD2 | 49522.9534 | 5265.3281 | RD2 | 4036 | CB RD2 | 4.5066 | 2723762.4363 | 289593.0435 | 453.89 | 2196.764 | 8.2525 | 39.9412 | 49522.9534 | 5265.3281
CB RE1 | 41222.5242 | 5179.4794 | RE1 | 4038 | CB RE1 | 0.57727 | 2267238.8325 | 284871.3654 | 453.89 | 17149.6063 | 8.2525 | 311.811 | 41222.5242 | 5179.4794
CB RI1 | 43539.9729 | 5209.4615 | RI1 | 4039 | CB RI1 | 1.8867 | 2394698.5078 | 286520.3802 | 453.89 | 5247.1391 | 8.2525 | 95.4025 | 43539.9729 | 5209.4615
CB RS1 | 56271.171 | 5535.4755 | RS1 | 4040 | CB RS1 | 0.70417 | 3094914.4067 | 304451.1527 | 453.89 | 14059.1716 | 8.2525 | 255.6213 | 56271.171 | 5535.4755
CB RV1 | 43630.8247 | 5088.0773 | RV1 | 4041 | CB RV1 | 3.8898 | 2399695.3576 | 279844.2496 | 453.89 | 2545.1358 | 8.2525 | 46.2752 | 43630.8247 | 5088.0773
CB RV2 | 62804.2639 | 5321.2383 | RV2 | 4042 | CB RV2 | 0.4197 | 3454234.5135 | 292668.1047 | 453.89 | 23588.4477 | 8.2525 | 428.8809 | 62804.2639 | 5321.2383
CB S1 | 45457.0346 | 5213.5161 | S1 | 4044 | CB S1 | 4.7525 | 2500136.9053 | 286743.3845 | 453.89 | 2083.1308 | 8.2525 | 37.8751 | 45457.0346 | 5213.5161
CB S2 | 43319.0668 | 5210.0459 | S2 | 4045 | CB S2 | 2.6053 | 2382548.6763 | 286552.5256 | 453.89 | 3799.9418 | 8.2525 | 69.0899 | 43319.0668 | 5210.0459
CB SC1 | 53214.3249 | 5269.1581 | SC1 | 4047 | CB SC1 | 3.8216 | 2926787.8709 | 289803.696 | 453.89 | 2590.5442 | 8.2525 | 47.1008 | 53214.3249 | 5269.1581
CB SC2 | 45083.4678 | 5237.8841 | SC2 | 4048 | CB SC2 | 3.2174 | 2479590.7294 | 288083.6274 | 453.89 | 3076.9955 | 8.2525 | 55.9454 | 45083.4678 | 5237.8841
CB SE4 | 40913.5182 | 5082.9153 | SE4 | 4049 | CB SE4 | 0.59621 | 2250243.5036 | 279560.34 | 453.89 | 16604.8285 | 8.2525 | 301.906 | 40913.5182 | 5082.9153
CB SK1 | 80628.2193 | 5833.0757 | SK1 | 4052 | CB SK1 | 0.026705 | 4434552.0613 | 320819.166 | 453.89 | 370723.4043 | 8.2525 | 6740.4255 | 80628.2193 | 5833.0757
CB SL1 | 63757.0314 | 7572.3602 | SL1 | 4053 | CB SL1 | 6.8343 | 3506636.7281 | 416479.8133 | 453.89 | 1448.5797 | 8.2525 | 26.3378 | 63757.0314 | 7572.3602
CB SLD1 | 111321.016 | 5986.6553 | SLD1 | 4054 | CB SLD1 | 0.23712 | 6122655.8812 | 329266.0435 | 453.89 | 41750.7987 | 8.2525 | 759.1054 | 111321.016 | 5986.6553
CB SO1 | 40999.4379 | 5216.5438 | SO1 | 4055 | CB SO1 | 0.99602 | 2254969.0828 | 286909.909 | 453.89 | 9939.5322 | 8.2525 | 180.7188 | 40999.4379 | 5216.5438
CB SR1 | 33108.317 | 4944.0214 | SR1 | 4056 | CB SR1 | 11.5445 | 1820957.4348 | 271921.1749 | 453.89 | 857.5507 | 8.2525 | 15.5918 | 33108.317 | 4944.0214
CB SR4 | 37985.064 | 5098.08 | SR4 | 4057 | CB SR4 | 2.6242 | 2089178.522 | 280394.4025 | 453.89 | 3772.5173 | 8.2525 | 68.5912 | 37985.064 | 5098.08
CB SSC1 | 53782.1349 | 6152.792 | SSC1 | 4058 | CB SSC1 | 2.3161 | 2958017.4216 | 338403.558 | 453.89 | 4274.4296 | 8.2525 | 77.7169 | 53782.1349 | 6152.792
CB SW1 | 35580.5965 | 5124.7456 | SW1 | 4059 | CB SW1 | 0.73542 | 1956932.805 | 281861.0085 | 453.89 | 13461.7564 | 8.2525 | 244.7592 | 35580.5965 | 5124.7456
CB SW2 | 47570.4554 | 5335.2073 | SW2 | 4060 | CB SW2 | 2.7826 | 2616375.0482 | 293436.4037 | 453.89 | 3557.8546 | 8.2525 | 64.6883 | 47570.4554 | 5335.2073
CB SW3 | 45205.3371 | 5153.601 | SW3 | 4061 | CB SW3 | 4.0153 | 2486293.5396 | 283448.0523 | 453.89 | 2465.5441 | 8.2525 | 44.8281 | 45205.3371 | 5153.601
CB SW4 | 43117.3969 | 5189.2188 | SW4 | 4062 | CB SW4 | 1.3263 | 2371456.8283 | 285407.0361 | 453.89 | 7464.2296 | 8.2525 | 135.7133 | 43117.3969 | 5189.2188
CB TM1 | 277928.4926 | 7001.9281 | TM1 | 4063 | CB TM1 | 0.014962 | 15286067.0956 | 385106.0456 | 453.89 | 661670.8861 | 8.2525 | 12030.3797 | 277928.4926 | 7001.9281
CB TR1 | 51702.3396 | 5142.1431 | TR1 | 4064 | CB TR1 | 0.53049 | 2843628.6774 | 282817.8685 | 453.89 | 18661.9065 | 8.2525 | 339.3074 | 51702.3396 | 5142.1431
CB TY1 | 49815.9427 | 5954.0517 | TY1 | 4065 | CB TY1 | 0.15549 | 2739876.8468 | 327472.8458 | 453.89 | 63668.6967 | 8.2525 | 1157.6127 | 49815.9427 | 5954.0517
CB UP2 | 45253.7992 | 5194.1733 | UP2 | 4067 | CB UP2 | 3.1402 | 2488958.9552 | 285679.5324 | 453.89 | 3152.7141 | 8.2525 | 57.3221 | 45253.7992 | 5194.1733
CB VDN1 | 46567.7647 | 5255.3825 | VDN1 | 4068 | CB VDN1 | 3.296 | 2561227.0563 | 289046.0379 | 453.89 | 3003.6201 | 8.2525 | 54.6113 | 46567.7647 | 5255.3825
CB VO1 | 47026.6848 | 5162.7405 | VO1 | 4069 | CB VO1 | 0.59981 | 2586467.6658 | 283950.7254 | 453.89 | 16505.21 | 8.2525 | 300.0947 | 47026.6848 | 5162.7405
CB VS1 | 45434.0402 | 5233.1803 | VS1 | 4070 | CB VS1 | 4.9888 | 2498872.2083 | 287824.9157 | 453.89 | 1984.4349 | 8.2525 | 36.0806 | 45434.0402 | 5233.1803
CB VS2 | 55047.2854 | 5319.2487 | VS2 | 4071 | CB VS2 | 3.9511 | 3027600.6956 | 292558.6802 | 453.89 | 2505.6083 | 8.2525 | 45.5565 | 55047.2854 | 5319.2487
CB VS3 | 50659.7925 | 5179.1171 | VS3 | 4072 | CB VS3 | 3.4445 | 2786288.5881 | 284851.4401 | 453.89 | 2874.1409 | 8.2525 | 52.2571 | 50659.7925 | 5179.1171
CB VS4 | 45286.7744 | 5183.1903 | VS4 | 4073 | CB VS4 | 3.5098 | 2490772.5897 | 285075.4691 | 453.89 | 2820.6346 | 8.2525 | 51.2843 | 45286.7744 | 5183.1903
CB WA1 | 40260.8111 | 5046.2609 | WA1 | 4076 | CB WA1 | 3.9161 | 2214344.6081 | 277544.3512 | 453.89 | 2528.0263 | 8.2525 | 45.9641 | 40260.8111 | 5046.2609
CB WA2 | 52383.6261 | 5260.2079 | WA2 | 4077 | CB WA2 | 2.4553 | 2881099.4344 | 289311.4351 | 453.89 | 4032.0889 | 8.2525 | 73.3107 | 52383.6261 | 5260.2079
CB WA3 | 43027.7465 | 5129.9682 | WA3 | 4078 | CB WA3 | 6.1278 | 2366526.0597 | 282148.2486 | 453.89 | 1615.5772 | 8.2525 | 29.3741 | 43027.7465 | 5129.9682
CB WA4 | 42154.2133 | 5123.5984 | WA4 | 4079 | CB WA4 | 3.9939 | 2318481.7315 | 281797.9124 | 453.89 | 2478.7557 | 8.2525 | 45.0683 | 42154.2133 | 5123.5984
CB WA5 | 42585.7466 | 5114.7405 | WA5 | 4080 | CB WA5 | 7.8051 | 2342216.0625 | 281310.7281 | 453.89 | 1268.3992 | 8.2525 | 23.0618 | 42585.7466 | 5114.7405
CB WA6 | 43912.8484 | 5167.6664 | WA6 | 4081 | CB WA6 | 6.7089 | 2415206.6633 | 284221.6542 | 453.89 | 1475.6514 | 8.2525 | 26.83 | 43912.8484 | 5167.6664
CB WT1 | 48576.8544 | 5232.7492 | WT1 | 4083 | CB WT1 | 0.55492 | 2671726.9914 | 287801.2068 | 453.89 | 17840.273 | 8.2525 | 324.3686 | 48576.8544 | 5232.7492
CB WY1 | 32570.9291 | 4975.083 | WY1 | 4084 | CB WY1 | 0.1267 | 1791401.1012 | 273629.5677 | 453.89 | 78134.5291 | 8.2525 | 1420.6278 | 32570.9291 | 4975.083
CB WY2 | 46063.5157 | 5220.4075 | WY2 | 4085 | CB WY2 | 3.3271 | 2533493.3657 | 287122.4105 | 453.89 | 2975.5792 | 8.2525 | 54.1014 | 46063.5157 | 5220.4075
CB WY3 | 38326.9257 | 5052.0382 | WY3 | 4086 | CB WY3 | 0.48163 | 2107980.913 | 277862.1005 | 453.89 | 20555.2497 | 8.2525 | 373.7318 | 38326.9257 | 5052.0382
CTL1-3R | 89585.2508 | 7756.8941 | CTL1 | 4088 | CTL1-3R | 3.9705 | 4927188.7928 | 426629.1744 | 453.89 | 2493.4173 | 8.2525 | 45.3349 | 89585.2508 | 7756.8941
DM1-9R | 41154.8533 | 5132.4278 | DM1 | 4089 | DM1-9R | 2.5695 | 2263516.9289 | 282283.5279 | 453.89 | 3852.8783 | 8.2525 | 70.0523 | 41154.8533 | 5132.4278
DV1-3R | 51711.6373 | 7547.0371 | DV1 | 4090 | DV1-3R | 7.4436 | 2844140.0512 | 415087.0402 | 453.89 | 1330.0087 | 8.2525 | 24.182 | 51711.6373 | 7547.0371
NO1-287F | 42938.1595 | 5137.2238 | NO1 | 4091 | NO1-287F | 0.92159 | 2361598.7729 | 282547.3075 | 453.89 | 10742.2935 | 8.2525 | 195.3144 | 42938.1595 | 5137.2238
NO1-288F | 45906.2943 | 5250.8675 | NO1 | 4092 | NO1-288F | 0.47538 | 2524846.1859 | 288797.7128 | 453.89 | 20825.498 | 8.2525 | 378.6454 | 45906.2943 | 5250.8675
NO1-289F | 43556.5085 | 5144.9818 | NO1 | 4093 | NO1-289F | 1.3617 | 2395607.9681 | 282973.997 | 453.89 | 7270.0974 | 8.2525 | 132.1836 | 43556.5085 | 5144.9818
RA1-402R | 51369.5796 | 7573.5943 | RA1 | 4094 | RA1-402R | 3.1917 | 2825326.8793 | 416547.6892 | 453.89 | 3101.8277 | 8.2525 | 56.3969 | 51369.5796 | 7573.5943
RB1-427R | 52539.6122 | 7518.296 | RB1 | 4095 | RB1-427R | 12.6949 | 2889678.6704 | 413506.2779 | 453.89 | 779.8416 | 8.2525 | 14.1789 | 52539.6122 | 7518.296
RB1-433R | 40147.713 | 7405.655 | RB1 | 4096 | RB1-433R | 6.3644 | 2208124.2147 | 407311.0267 | 453.89 | 1555.5291 | 8.2525 | 28.2823 | 40147.713 | 7405.655
RD4-48F | 49719.6697 | 5191.0285 | RD4 | 4100 | RD4-48F | 1.6619 | 2734581.8342 | 285506.5682 | 453.89 | 5956.9231 | 8.2525 | 108.3077 | 49719.6697 | 5191.0285
RD4-49F | 54832.1977 | 5255.1822 | RD4 | 4101 | RD4-49F | 1.7614 | 3015770.871 | 289035.0235 | 453.89 | 5620.6452 | 8.2525 | 102.1935 | 54832.1977 | 5255.1822
RD4-50F | 53028.2839 | 5192.5915 | RD4 | 4102 | RD4-50F | 2.2144 | 2916555.6163 | 285592.5326 | 453.89 | 4470.7492 | 8.2525 | 81.2863 | 53028.2839 | 5192.5915
SEA1-384F | 53229.6962 | 5220.1309 | SEA1 | 4103 | SEA1-384F | 3.3998 | 2927633.2907 | 287107.2009 | 453.89 | 2911.9269 | 8.2525 | 52.9441 | 53229.6962 | 5220.1309
TM1-10R | 58912.6216 | 7493.2557 | TM1 | 4104 | TM1-10R | 3.39 | 3240194.1854 | 412129.0616 | 453.89 | 2920.3866 | 8.2525 | 53.0979 | 58912.6216 | 7493.2557
UP1-10 | 49190.6799 | 5244.1797 | UP1 | 4105 | UP1-10 | 4.0422 | 2705487.3956 | 288429.8827 | 453.89 | 2449.1402 | 8.2525 | 44.5298 | 49190.6799 | 5244.1797

## Capital_Units&Cost
Co_Code | RAMP_Workpaper | C Number | Wildfire | Workpaper_Name | Cost_Element | Adj_Rec_2020 | Adj_Rec_2021 | Adj_Rec_2022 | Adj_Rec_2023 | Adj_Rec_2024 | FCST_2025 | FCST_2026 | FCST_2027 | FCST_2028 | FCST_2029 | FCST_2030 | FCST_2031 | Unit_Measure | back to index
2100 | 1CR04A520 | A520 | SDG&E-Risk-4 Wildfires and PSPS | SDG&E-Risk-4 Wildfires and PSPS Grid Hardening Alternative 1 | Total | 0 | 0 | 0 | 0 | 0 | 0 | 0 | 101164 | 472917 | 472917 | 472917 | 422334 | Miles UG (Capital)
2100 | 1CR04A522 | A522 | SDG&E-Risk-4 Wildfires and PSPS | SDG&E-Risk-4 Wildfires and PSPS Grid Hardening Alternative 2 | Total | 0 | 0 | 0 | 0 | 0 | 0 | 0 | 149240 | 276639 | 276639 | 276639 | 127399 | Miles hardened (Capital)
2100 | 1CR04C501 | C501 | SDG&E-Risk-4 Wildfires and PSPS | SDG&E-Risk-4 Wildfires and PSPS Wireless Fault Indicators | Total | 1367.6 | 1713.5 | 1150.5 | 5.6 | 2.9 | [7 empty] | Wireless fault indicators installed
2100 | 1CR04C502 | C502 | SDG&E-Risk-4 Wildfires and PSPS | SDG&E-Risk-4 Wildfires and PSPS Capacitor Maintenance and replacement program (SCADA) | Total | 1593.6 | 3078.5 | 4779 | 1691 | 189.4 | [7 empty] | Capacitors replaced
2100 | 1CR04C506 | C506 | SDG&E-Risk-4 Wildfires and PSPS | SDG&E-Risk-4 Wildfires and PSPS Microgrids | Total | 5864.7 | 20023.3 | 3669.3 | 4123.7 | 7095.8 | 0 | 0 | 0 | 910 | 0 | 0 | 0 | Microgrids (Capital)
2100 | 1CR04C507 | C507 | SDG&E-Risk-4 Wildfires and PSPS | SDG&E-Risk-4 Wildfires and PSPS CMP Repairs | Total | 16234.7 | 20321.7 | 17258.5 | 10808.1 | 10298.2 | 11655 | 12305 | 12305 | 12305 | 12305 | 12305 | 12305 | Poles
2100 | 1CR04C508 | C508 | SDG&E-Risk-4 Wildfires and PSPS | SDG&E-Risk-4 Wildfires and PSPS Advanced Protection | Total | 15043 | 12627.7 | 20589.8 | 16939.7 | 11048.1 | 8010 | 2759 | 1808 | 1226 | 1228 | 1302 | 0 | Nodes
2100 | 1CR04C510 | C510 | SDG&E-Risk-4 Wildfires and PSPS | SDG&E-Risk-4 Wildfires and PSPS Hotline Clamps | Total | 0 | 0 | 0 | 0 | 683.7 | 146 | 0 | 0 | 0 | 0 | 0 | 0 | Hotline clamps removed
2100 | 1CR04C518 | C518 | SDG&E-Risk-4 Wildfires and PSPS | SDG&E-Risk-4 Wildfires and PSPS Strategic Undergrounding | Total | 63165.9 | 105610.5 | 169775.3 | 193342.9 | 213171.1 | 85633 | 1494 | 75873 | 354688 | 354688 | 354688 | 329397 | Miles UG (Capital)
2100 | 1CR04C520 | C520 | SDG&E-Risk-4 Wildfires and PSPS | SDG&E-Risk-4 Wildfires and PSPS Distribution Overhead System Hardening | Total | 223086.8 | 143576.9 | 27701.3 | 7614.9 | 3564.2 | 2800 | 8299 | 280 | 280 | 280 | 0 | 0 | Miles hardened (Capital)
2100 | 1CR04C522 | C522 | SDG&E-Risk-4 Wildfires and PSPS | SDG&E-Risk-4 Wildfires and PSPS Transmission Overhead Hardening (Distribution Underbuild) | Total | 8997.9 | 8965 | 5112.8 | 16628.2 | 12459.9 | 2459 | 6505 | 4970 | 3536 | 503 | 0 | 0 | Miles hardened
2100 | 1CR04C524 | C524 | SDG&E-Risk-4 Wildfires and PSPS | SDG&E-Risk-4 Wildfires and PSPS Lightning Arrestor Removal/Replace Program | Total | 31.9 | 2746 | 4366.9 | 3035.8 | 2664.2 | 539 | 0 | 0 | 0 | 0 | 0 | 0 | Lightning Arrestors
2100 | 1CR04C534 | C534 | SDG&E-Risk-4 Wildfires and PSPS | SDG&E-Risk-4 Wildfires and PSPS Risk-Informed Drone Inspections | Total | 26338.5 | 20188.2 | 69767.8 | 83149.4 | 73111.2 | 32272 | 31000 | 12797 | 12797 | 12797 | 12797 | 12797 | Poles replaced
2100 | 1CR04C546 | C546 | SDG&E-Risk-4 Wildfires and PSPS | SDG&E-Risk-4 Wildfires and PSPS Aviation Firefighting Program | Total | 13320 | 23942.9 | 17406.8 | 4068 | 3008.8 | 1691 | 3648 | 0 | 0 | 0 | 0 | 0 | No feasible units
2100 | 1CR04C550 | C550 | SDG&E-Risk-4 Wildfires and PSPS | SDG&E-Risk-4 Wildfires and PSPS Combined Covered Conductor | Total | 3386 | 58940.3 | 120355.6 | 88046.3 | 75036.7 | 69580 | 69439 | 69439 | 69439 | 69439 | 69160 | 31850 | Miles hardened (Capital) |  | C550 | 69630
2100 | 1CR04C552 | C552 | SDG&E-Risk-4 Wildfires and PSPS | SDG&E-Risk-4 Wildfires and PSPS PSPS Sectionalizing Enhancements | Total | 8329.7 | 2979 | 3171.9 | 2258.5 | 2177.7 | 2205 | 2205 | 1890 | 1575 | 1575 | 945 | 630 | Switches installed
2100 | 1CR04C558 | C558 | SDG&E-Risk-4 Wildfires and PSPS | SDG&E-Risk-4 Wildfires and PSPS Risk Methodology and Assessment | Total | 0 | 1422.9 | 9649.8 | 6714.3 | 4745 | 3974 | 3974 | 3974 | 3974 | 3974 | 3974 | 3974 | No feasible units
2100 | 1CR04C561 | C561 | SDG&E-Risk-4 Wildfires and PSPS | SDG&E-Risk-4 Wildfires and PSPS Fire Potential Index | Total | 2236 | 2562.3 | 2540.1 | 1816.9 | 0 | 0 | 0 | 0 | 0 | 0 | 0 | 0 | No feasible units
2100 | 1CR04C562 | C562 | SDG&E-Risk-4 Wildfires and PSPS | SDG&E-Risk-4 Wildfires and PSPS Weather Station Maintenance and Calibration | Total | 1708.7 | 689.3 | 8454.3 | 290.1 | 116.1 | 88 | 88 | 88 | 88 | 88 | 7088 | 88 | Weather sensors
2100 | 1CR04C563 | C563 | SDG&E-Risk-4 Wildfires and PSPS | SDG&E-Risk-4 Wildfires and PSPS Wildfire Mitigation Strategy Development | Total | 1472.9 | 3442.2 | 4391 | 1597.8 | 678 | 0 | 0 | 0 | 0 | 0 | 0 | 0 | No feasible units
2100 | 1CR04C564 | C564 | SDG&E-Risk-4 Wildfires and PSPS | SDG&E-Risk-4 Wildfires and PSPS Distribution Communications Reliability Improvements (DCRI) | Total | 65278.8 | 84869.4 | 66980.3 | 93516.4 | 21335.7 | 10615 | 0 | 0 | 0 | 0 | 0 | 0 | Base stations
2100 | 1CR04C565 | C565 | SDG&E-Risk-4 Wildfires and PSPS | SDG&E-Risk-4 Wildfires and PSPS Transmission Overhead Detailed Inspections | Total | 1518.7 | 666 | 851.6 | 1725.2 | 1042.9 | 1202 | 1152 | 1127 | 1101 | 1076 | 1026 | 975 | Poles
2100 | 1CR04C566 | C566 | SDG&E-Risk-4 Wildfires and PSPS | SDG&E-Risk-4 Wildfires and PSPS Enterprise Data Foundation | Total | 16483.5 | 26913.1 | 19648.8 | 16130.2 | 7225.5 | 8504 | 7397 | 6731 | 6425 | 4806 | 4806 | 4806 | No feasible units
2100 | 1CR04C567 | C567 | SDG&E-Risk-4 Wildfires and PSPS | SDG&E-Risk-4 Wildfires and PSPS Public Emergency Communication Strategy | Total | 8434.8 | 9275.9 | 8900 | 14222.5 | 16886.9 | 9219 | 0 | 0 | 0 | 0 | 0 | 0 | No feasible units
2100 | 1CR04C568 | C568 | SDG&E-Risk-4 Wildfires and PSPS | SDG&E-Risk-4 Wildfires and PSPS Strategic Pole Replacement | Total | 0 | 0 | 0 | 76.4 | 2444.7 | 7928 | 7928 | 7928 | 7928 | 7928 | 7928 | 7928 | Poles
2100 | 1CR04C569 | C569 | SDG&E-Risk-4 Wildfires and PSPS | SDG&E-Risk-4 Wildfires and PSPS Cleveland National Forest Fire Hardening | Total | 135876 | 19123 | 2131.8 | 1530.5 | 1035.9 | 1182 | 429 | 293 | 181 | 148 | 25 | 0 | No feasible units
2100 | 1CR04C570 | C570 | SDG&E-Risk-4 Wildfires and PSPS | SDG&E-Risk-4 Wildfires and PSPS Expulsion Fuse Replacements | Total | 10154.8 | 9174.1 | 826 | 51.4 | 206.4 | 601 | 0 | 0 | 0 | 0 | 0 | 0 | Fuses replaced
2100 | 1CR04C571 | C571 | SDG&E-Risk-4 Wildfires and PSPS | SDG&E-Risk-4 Wildfires and PSPS Emergency Preparedness and Recovery Plan | Total | 6048.2 | 5699.7 | 5479.2 | 21303.3 | 3869.7 | 8578 | 17232 | 3782 | 0 | 0 | 0 | 0 | No feasible units
2100 | 1CR04C573 | C573 | SDG&E-Risk-4 Wildfires and PSPS | SDG&E-Risk-4 Wildfires and PSPS Early Fault Detection | Total | 69.1 | 2416.7 | 10338 | 7655.1 | 3760.9 | 4292 | 2968 | 2868 | 1768 | 1668 | 1567 | 1467 | Nodes
2100 | 1CR04C574 | C574 | SDG&E-Risk-4 Wildfires and PSPS | SDG&E-Risk-4 Wildfires and PSPS Air Quality Station Maintenance | Total | 0 | 0 | 528.6 | 111.8 | 0 | [7 empty] | Other
2100 | 1CR04C575 | C575 | SDG&E-Risk-4 Wildfires and PSPS | SDG&E-Risk-4 Wildfires and PSPS Vegetation Management Enterprise System | Total | 0 | 0 | 0 | 1223.4 | 622.2 | [7 empty] | No feasible units
2100 | 1CR04C576 | C576 | SDG&E-Risk-4 Wildfires and PSPS | SDG&E-Risk-4 Wildfires and PSPS Avian Protection | Total | 1.4 | 331.5 | 2449.5 | 1542.1 | 1065.8 | 599 | 0 | 0 | 0 | 0 | 0 | 0 | Poles protected
2100 | 1CR04M503 | M503 | SDG&E-Risk-4 Wildfires and PSPS | SDG&E-Risk-4 Wildfires and PSPS Grounding Banks | Total | 0 | 0 | 0 | 0 | 0 | 0 | 0 | 0 | 436 | 526 | 323 | 1125 | Feet
2100 | 1CR04A520 | A520 | SDG&E-Risk-4 Wildfires and PSPS | SDG&E-Risk-4 Wildfires and PSPS Grid Hardening Alternative 1 | Units | 0 | 0 | 0 | 0 | 0 | 0 | 0 | 0 | 200 | 200 | 200 | 200 | Miles UG (Capital)
2100 | 1CR04A522 | A522 | SDG&E-Risk-4 Wildfires and PSPS | SDG&E-Risk-4 Wildfires and PSPS Grid Hardening Alternative 2 | Units | 0 | 0 | 0 | 0 | 0 | 0 | 0 | 0 | 200 | 200 | 200 | 200 | Miles hardened (Capital)
2100 | 1CR04C501 | C501 | SDG&E-Risk-4 Wildfires and PSPS | SDG&E-Risk-4 Wildfires and PSPS Wireless Fault Indicators | Units | 502 | 544 | 595 | 0 | 0 | [7 empty] | Wireless fault indicators installed
2100 | 1CR04C502 | C502 | SDG&E-Risk-4 Wildfires and PSPS | SDG&E-Risk-4 Wildfires and PSPS Capacitor Maintenance and replacement program (SCADA) | Units | 30 | 35 | 58 | 20 | 1 | [7 empty] | Capacitors replaced
2100 | 1CR04C506 | C506 | SDG&E-Risk-4 Wildfires and PSPS | SDG&E-Risk-4 Wildfires and PSPS Microgrids | Units | 4 | 0 | 1 | 0 | 0 | 0 | 0 | 0 | 1 | 0 | 0 | 0 | Microgrids (Capital)
2100 | 1CR04C507 | C507 | SDG&E-Risk-4 Wildfires and PSPS | SDG&E-Risk-4 Wildfires and PSPS CMP Repairs | Units | 666 | 665 | 592 | 407 | 422 | 459 | 485 | 485 | 485 | 485 | 485 | 485 | Poles
2100 | 1CR04C508 | C508 | SDG&E-Risk-4 Wildfires and PSPS | SDG&E-Risk-4 Wildfires and PSPS Advanced Protection | Units | 72 | 46 | 7 | 110 | 18 | 56 | 33 | 39 | 30 | 30 | 30 | 0 | Nodes
2100 | 1CR04C510 | C510 | SDG&E-Risk-4 Wildfires and PSPS | SDG&E-Risk-4 Wildfires and PSPS Hotline Clamps | Units | 0 | 0 | 0 | 0 | 678 | 197 | 0 | 0 | 0 | 0 | 0 | 0 | Hotline clamps removed
2100 | 1CR04C518 | C518 | SDG&E-Risk-4 Wildfires and PSPS | SDG&E-Risk-4 Wildfires and PSPS Strategic Undergrounding | Units | 16 | 26 | 65 | 72 | 112 | 28 | 0 | 0 | 150 | 150 | 150 | 150 | Miles UG (Capital)
2100 | 1CR04C520 | C520 | SDG&E-Risk-4 Wildfires and PSPS | SDG&E-Risk-4 Wildfires and PSPS Distribution Overhead System Hardening | Units | 100 | 100 | 26 | 2 | 1 | 0 | 6 | 0 | 0 | 0 | 0 | 0 | Miles hardened (Capital)
2100 | 1CR04C522 | C522 | SDG&E-Risk-4 Wildfires and PSPS | SDG&E-Risk-4 Wildfires and PSPS Transmission Overhead Hardening (Distribution Underbuild) | Units | 9 | 3 | 1 | 17 | 7 | 3 | 5 | 7 | 6 | 0 | 0 | 0 | Miles hardened
2100 | 1CR04C524 | C524 | SDG&E-Risk-4 Wildfires and PSPS | SDG&E-Risk-4 Wildfires and PSPS Lightning Arrestor Removal/Replace Program | Units | 0 | 1789 | 2710 | 2202 | 1654 | 516 | 0 | 0 | 0 | 0 | 0 | 0 | Lightning Arrestors
2100 | 1CR04C534 | C534 | SDG&E-Risk-4 Wildfires and PSPS | SDG&E-Risk-4 Wildfires and PSPS Risk-Informed Drone Inspections | Units | 306 | 365 | 341 | 1464 | 1992 | 854 | 775 | 353 | 353 | 353 | 353 | 353 | Poles replaced
2100 | 1CR04C546 | C546 | SDG&E-Risk-4 Wildfires and PSPS | SDG&E-Risk-4 Wildfires and PSPS Aviation Firefighting Program | Units | 0 | 0 | 0 | 0 | 0 | 0 | 0 | 0 | 0 | 0 | 0 | 0 | No feasible units
2100 | 1CR04C550 | C550 | SDG&E-Risk-4 Wildfires and PSPS | SDG&E-Risk-4 Wildfires and PSPS Combined Covered Conductor | Units | 2 | 20 | 61 | 60 | 36 | 50 | 50 | 50 | 50 | 50 | 50 | 50 | Miles hardened (Capital)
2100 | 1CR04C552 | C552 | SDG&E-Risk-4 Wildfires and PSPS | SDG&E-Risk-4 Wildfires and PSPS PSPS Sectionalizing Enhancements | Units | 23 | 13 | 12 | 10 | 18 | 7 | 7 | 6 | 5 | 5 | 3 | 2 | Switches installed
2100 | 1CR04C558 | C558 | SDG&E-Risk-4 Wildfires and PSPS | SDG&E-Risk-4 Wildfires and PSPS Risk Methodology and Assessment | Units | 0 | 0 | 0 | 0 | 0 | 0 | 0 | 0 | 0 | 0 | 0 | 0 | No feasible units
2100 | 1CR04C561 | C561 | SDG&E-Risk-4 Wildfires and PSPS | SDG&E-Risk-4 Wildfires and PSPS Fire Potential Index | Units | 0 | 0 | 0 | 0 | 0 | 0 | 0 | 0 | 0 | 0 | 0 | 0 | No feasible units
2100 | 1CR04C562 | C562 | SDG&E-Risk-4 Wildfires and PSPS | SDG&E-Risk-4 Wildfires and PSPS Weather Station Maintenance and Calibration | Units | 0 | 0 | 0 | 0 | 0 | 2 | 2 | 2 | 2 | 2 | 2 | 2 | Weather sensors
2100 | 1CR04C563 | C563 | SDG&E-Risk-4 Wildfires and PSPS | SDG&E-Risk-4 Wildfires and PSPS Wildfire Mitigation Strategy Development | Units | 0 | 0 | 0 | 0 | 0 | 0 | 0 | 0 | 0 | 0 | 0 | 0 | No feasible units
2100 | 1CR04C564 | C564 | SDG&E-Risk-4 Wildfires and PSPS | SDG&E-Risk-4 Wildfires and PSPS Distribution Communications Reliability Improvements (DCRI) | Units | 15 | 10 | 21 | 10 | 3 | 5 | 0 | 0 | 0 | 0 | 0 | 0 | Base stations
2100 | 1CR04C565 | C565 | SDG&E-Risk-4 Wildfires and PSPS | SDG&E-Risk-4 Wildfires and PSPS Transmission Overhead Detailed Inspections | Units | 46 | 18 | 67 | 30 | 14 | 46 | 44 | 43 | 42 | 41 | 39 | 37 | Poles
2100 | 1CR04C566 | C566 | SDG&E-Risk-4 Wildfires and PSPS | SDG&E-Risk-4 Wildfires and PSPS Enterprise Data Foundation | Units | 0 | 0 | 0 | 0 | 0 | 0 | 0 | 0 | 0 | 0 | 0 | 0 | No feasible units
2100 | 1CR04C567 | C567 | SDG&E-Risk-4 Wildfires and PSPS | SDG&E-Risk-4 Wildfires and PSPS Public Emergency Communication Strategy | Units | 0 | 0 | 0 | 0 | 0 | 0 | 0 | 0 | 0 | 0 | 0 | 0 | No feasible units
2100 | 1CR04C568 | C568 | SDG&E-Risk-4 Wildfires and PSPS | SDG&E-Risk-4 Wildfires and PSPS Strategic Pole Replacement | Units | 0 | 0 | 0 | 1 | 40 | 200 | 200 | 200 | 200 | 200 | 200 | 200 | Poles
2100 | 1CR04C569 | C569 | SDG&E-Risk-4 Wildfires and PSPS | SDG&E-Risk-4 Wildfires and PSPS Cleveland National Forest Fire Hardening | Units | 0 | 0 | 0 | 0 | 0 | 0 | 0 | 0 | 0 | 0 | 0 | 0 | No feasible units
2100 | 1CR04C570 | C570 | SDG&E-Risk-4 Wildfires and PSPS | SDG&E-Risk-4 Wildfires and PSPS Expulsion Fuse Replacements | Units | 3179 | 3976 | 231 | 36 | 188 | 311 | 0 | 0 | 0 | 0 | 0 | 0 | Fuses replaced
2100 | 1CR04C571 | C571 | SDG&E-Risk-4 Wildfires and PSPS | SDG&E-Risk-4 Wildfires and PSPS Emergency Preparedness and Recovery Plan | Units | 0 | 0 | 0 | 0 | 0 | 0 | 0 | 0 | 0 | 0 | 0 | 0 | No feasible units
2100 | 1CR04C573 | C573 | SDG&E-Risk-4 Wildfires and PSPS | SDG&E-Risk-4 Wildfires and PSPS Early Fault Detection | Units | 0 | 0 | 0 | 32 | 62 | 60 | 60 | 60 | 60 | 60 | 60 | 60 | Nodes
2100 | 1CR04C574 | C574 | SDG&E-Risk-4 Wildfires and PSPS | SDG&E-Risk-4 Wildfires and PSPS Air Quality Station Maintenance | Units | 0 | 0 | 8 | 6 | 0 | [7 empty] | Other
2100 | 1CR04C575 | C575 | SDG&E-Risk-4 Wildfires and PSPS | SDG&E-Risk-4 Wildfires and PSPS Vegetation Management Enterprise System | Units | 0 | 0 | 0 | 0 | 0 | [7 empty] | No feasible units
2100 | 1CR04C576 | C576 | SDG&E-Risk-4 Wildfires and PSPS | SDG&E-Risk-4 Wildfires and PSPS Avian Protection | Units | 0 | 0 | 973 | 663 | 774 | 236 | 0 | 0 | 0 | 0 | 0 | 0 | Poles protected
2100 | 1CR04M503 | M503 | SDG&E-Risk-4 Wildfires and PSPS | SDG&E-Risk-4 Wildfires and PSPS Grounding Banks | Units | 0 | 0 | 0 | 0 | 0 | 0 | 0 | 0 | 14300 | 18500 | 10000 | 36000 | Feet

## O&M_Units&Cost
Co_Code | RAMP_Workpaper | C# | Wildfire | Workpaper_Name | Cost_Element | Adj_Rec_2020 | Adj_Rec_2021 | Adj_Rec_2022 | Adj_Rec_2023 | Adj_Rec_2024 | FCST_2025 | FCST_2026 | FCST_2027 | FCST_2028 | FCST_2029 | FCST_2030 | FCST_2031 | Unit_Measure | back to index
2100 | 1OR04A520 | A520 | SDG&E-Risk-4 Wildfires and PSPS | SDG&E-Risk-4 Wildfires and PSPS Grid Hardening Alternative 1 | Total | 0 | 0 | 0 | 0 | 0 | 0 | 0 | 1012 | 4729 | 4729 | 4729 | 4224 | Miles UG (Capital)
2100 | 1OR04A522 | A522 | SDG&E-Risk-4 Wildfires and PSPS | SDG&E-Risk-4 Wildfires and PSPS Grid Hardening Alternative 2 | Total | 0 | 0 | 0 | 0 | 0 | 0 | 0 | 1492 | 2767 | 2767 | 2767 | 1274 | Miles hardened (Capital)
2100 | 1OR04C504 | C504 | SDG&E-Risk-4 Wildfires and PSPS | SDG&E-Risk-4 Wildfires and PSPS Standby Power Program (Fixed Backup Power Commercial) | Total | 0 | 0 | 0 | 0 | 0 | 1000 | 1000 | 1000 | 1000 | 1000 | 1000 | 1000 | No feasible units
2100 | 1OR04C506 | C506 | SDG&E-Risk-4 Wildfires and PSPS | SDG&E-Risk-4 Wildfires and PSPS Microgrids | Total | 499.5 | 1825.7 | 1542.2 | 1258.6 | 1018.9 | 1272.9 | 1272.9 | 1272.9 | 1272.9 | 1272.9 | 1272.9 | 1272.9 | No feasible units
2100 | 1OR04C507 | C507 | SDG&E-Risk-4 Wildfires and PSPS | SDG&E-Risk-4 Wildfires and PSPS CMP Repairs | Total | 183.8 | 50.9 | 384 | 188.8 | 176.2 | 249.7 | 249.7 | 249.7 | 249.7 | 249.7 | 249.7 | 249.7 | No feasible units
2100 | 1OR04C508 | C508 | SDG&E-Risk-4 Wildfires and PSPS | SDG&E-Risk-4 Wildfires and PSPS Advanced Protection | Total | 2.7 | -2.5 | 151 | 212.6 | 187.6 | 187.6 | 187.6 | 187.6 | 187.6 | 187.6 | 187.6 | 187.6 | Nodes
2100 | 1OR04C510 | C510 | SDG&E-Risk-4 Wildfires and PSPS | SDG&E-Risk-4 Wildfires and PSPS Hotline Clamps | Total | 4310.3 | 4478.9 | 2020.2 | 1644.1 | 46.9 | 0 | 0 | 0 | 0 | 0 | 0 | 0 | Hotline clamps removed
2100 | 1OR04C512 | C512 | SDG&E-Risk-4 Wildfires and PSPS | SDG&E-Risk-4 Wildfires and PSPS Customized Resiliency Assessment | Total | 6789.1 | 9748.8 | 11430.8 | 15909.4 | 3792.1 | 3953.1 | 3953.1 | 3953.1 | 3953.1 | 3953.1 | 3953.1 | 3953.1 | Installations
2100 | 1OR04C516 | C516 | SDG&E-Risk-4 Wildfires and PSPS | SDG&E-Risk-4 Wildfires and PSPS Generator Assistance Program | Total | 1009.4 | 922.1 | 836.5 | 573.7 | 489.5 | 489.5 | 489.5 | 489.5 | 489.5 | 489.5 | 489.5 | 489.5 | Rebates Issued
2100 | 1OR04C518 | C518 | SDG&E-Risk-4 Wildfires and PSPS | SDG&E-Risk-4 Wildfires and PSPS Strategic Undergrounding | Total | 0 | 0.3 | 191.7 | 460.8 | 1069.4 | 1493.4 | 1634.4 | 1671.4 | 1709.4 | 1749.4 | 1790.4 | 871.4 | Miles UG (Capital)
2100 | 1OR04C520 | C520 | SDG&E-Risk-4 Wildfires and PSPS | SDG&E-Risk-4 Wildfires and PSPS Distribution Overhead System Hardening | Total | 2687.2 | 2191.4 | 3601.4 | 1196.9 | 1555 | 3150 | 1219 | 420 | 420 | 420 | 0 | 0 | Jobs completed
2100 | 1OR04C522 | C522 | SDG&E-Risk-4 Wildfires and PSPS | SDG&E-Risk-4 Wildfires and PSPS Transmission Overhead Hardening (Distribution Underbuild) | Total | 0 | 0 | 0 | 0.7 | 0.8 | 0.8 | 0.8 | 0.8 | 0.8 | 0.8 | 0.8 | 0.8 | No feasible units
2100 | 1OR04C526 | C526 | SDG&E-Risk-4 Wildfires and PSPS | SDG&E-Risk-4 Wildfires and PSPS Distribution Overhead Detailed Inspections | Total | 416.9 | 376.8 | 458 | 139.6 | 115.6 | 301.4 | 401.4 | 401.4 | 801.4 | 801.4 | 801.4 | 801.4 | HFTD inspections
2100 | 1OR04C528 | C528 | SDG&E-Risk-4 Wildfires and PSPS | SDG&E-Risk-4 Wildfires and PSPS Dist. System Inspection IR/Corona | Total | 228.4 | 188.7 | 189.8 | 317.6 | 138.7 | 0 | 0 | 0 | 0 | 0 | 0 | 0 | HFTD inspections
2100 | 1OR04C530 | C530 | SDG&E-Risk-4 Wildfires and PSPS | SDG&E-Risk-4 Wildfires and PSPS Distribution Wood Pole Intrusive Inspections | Total | 1172.3 | 984.3 | 45.2 | 111.6 | 72.9 | 72.9 | 72.9 | 1011.9 | 1450.9 | 1695.9 | 1683.9 | 1697.9 | HFTD inspections
2100 | 1OR04C534 | C534 | SDG&E-Risk-4 Wildfires and PSPS | SDG&E-Risk-4 Wildfires and PSPS Risk-Informed Drone Inspections | Total | 63333.7 | 39470.3 | 48369.6 | 53690.6 | 31210.3 | 16692.5 | 11810.5 | 10720.5 | 11053.5 | 11400.5 | 11760.5 | 12135.5 | HFTD inspections
2100 | 1OR04C536 | C536 | SDG&E-Risk-4 Wildfires and PSPS | SDG&E-Risk-4 Wildfires and PSPS Distribution Overhead Patrol Inspections | Total | 300.3 | 297.5 | 288.3 | 262 | 283.9 | 284 | 284 | 284 | 284 | 284 | 284 | 284 | HFTD patrols
2100 | 1OR04C537 | C537 | SDG&E-Risk-4 Wildfires and PSPS | SDG&E-Risk-4 Wildfires and PSPS Off-Cycle Patrol | Total | 924.3 | 1003.2 | 1158.1 | 1170 | 1351.6 | 1413.6 | 1439.6 | 1466.6 | 1494.6 | 1522.6 | 1552.6 | 1583.6 | VMA (Vegetation Management Area)
2100 | 1OR04C540 | C540 | SDG&E-Risk-4 Wildfires and PSPS | SDG&E-Risk-4 Wildfires and PSPS Fuels Management | Total | 7701.6 | 4217.3 | 8653.9 | 4143.4 | 3522.9 | 5444.5 | 5444.5 | 5444.5 | 5444.5 | 5444.5 | 5444.5 | 5444.5 | structures cleared
2100 | 1OR04C544 | C544 | SDG&E-Risk-4 Wildfires and PSPS | SDG&E-Risk-4 Wildfires and PSPS Pole Clearing (Brushing) | Total | 7193.7 | 6804.8 | 6550.1 | 8161.3 | 7120.6 | 8122.8 | 8403.8 | 8694.8 | 8997.8 | 9310.8 | 9635.8 | 9972.8 | Poles brushed
2100 | 1OR04C546 | C546 | SDG&E-Risk-4 Wildfires and PSPS | SDG&E-Risk-4 Wildfires and PSPS Aviation Firefighting Program | Total | 8997.2 | 8574.3 | 7916.1 | 8155.2 | 7665.1 | 4503.1 | 4503.1 | 4503.1 | 4503.1 | 4503.1 | 4503.1 | 4503.1 | N/A
2100 | 1OR04C548 | C548 | SDG&E-Risk-4 Wildfires and PSPS | SDG&E-Risk-4 Wildfires and PSPS Wildfire Infrastructure Protection Teams | Total | 3432.9 | 3758.3 | 3285.1 | 4723.3 | 4819.5 | 4819.5 | 4819.5 | 4819.5 | 4819.5 | 4819.5 | 4819.5 | 4819.5 | N/A
2100 | 1OR04C550 | C550 | SDG&E-Risk-4 Wildfires and PSPS | SDG&E-Risk-4 Wildfires and PSPS Combined Covered Conductor | Total | 0 | 17.2 | 2736.1 | 2440.2 | 1886.4 | 2042 | 1832 | 1832 | 1832 | 1832 | 1412 | 650 | Miles hardened (Capital)
2100 | 1OR04C551 | C551 | SDG&E-Risk-4 Wildfires and PSPS | SDG&E-Risk-4 Wildfires and PSPS Prune and Removal (Clearance) | Total | 39763.2 | 27151.5 | 25529.9 | 28527.9 | 30336.7 | 28249.7 | 29268.7 | 30326.7 | 31423.7 | 32562.7 | 33744.7 | 34970.7 | Trees trimmed
2100 | 1OR04C554 | C554 | SDG&E-Risk-4 Wildfires and PSPS | SDG&E-Risk-4 Wildfires and PSPS Detailed Inspections | Total | 3273 | 2864.3 | 4383.8 | 3672.5 | 3724 | 4334 | 4502 | 4677 | 4859 | 5048 | 5245 | 5449 | Trees inspected
2100 | 1OR04C555 | C555 | SDG&E-Risk-4 Wildfires and PSPS | SDG&E-Risk-4 Wildfires and PSPS Vegetation Restoration Initiative | Total | 0 | 481.1 | 937.9 | 1239.5 | 926.1 | 0 | 0 | 0 | 0 | 0 | 0 | 0 | Trees planted
2100 | 1OR04C556 | C556 | SDG&E-Risk-4 Wildfires and PSPS | SDG&E-Risk-4 Wildfires and PSPS Engagement with AFN Populations Total | Total | 0 | 1404.9 | 1405 | 1851.5 | 1495.5 | 1718.7 | 1718.7 | 1718.7 | 1718.7 | 1718.7 | 1718.7 | 1718.7 | No feasible units
2100 | 1OR04C557 | C557 | SDG&E-Risk-4 Wildfires and PSPS | SDG&E-Risk-4 Wildfires and PSPS Public Outreach and Education Awareness | Total | 594.5 | 787.2 | 576.1 | 574.7 | 529.8 | 605 | 605 | 605 | 605 | 605 | 605 | 605 | No feasible units
2100 | 1OR04C558 | C558 | SDG&E-Risk-4 Wildfires and PSPS | SDG&E-Risk-4 Wildfires and PSPS Risk Methodology and Assessment | Total | 0 | 6.6 | 2060.3 | 4099.1 | 5753.4 | 5753.4 | 5753.4 | 5753.4 | 5973.4 | 5973.4 | 5973.4 | 5973.4 | No feasible units
2100 | 1OR04C559 | C559 | SDG&E-Risk-4 Wildfires and PSPS | SDG&E-Risk-4 Wildfires and PSPS LiDAR Flights | Total | 0 | 1407.9 | 3206.3 | 888.9 | 31.4 | 150.4 | 0.4 | 0.4 | 2500.4 | 0.4 | 0.4 | 0.4 | Miles
2100 | 1OR04C560 | C560 | SDG&E-Risk-4 Wildfires and PSPS | SDG&E-Risk-4 Wildfires and PSPS Mylar Balloon Alternative | Total | 114 | 48 | 2 | 3.5 | 1.7 | 0 | 0 | 0 | 0 | 0 | 0 | 0 | No feasible units
2100 | 1OR04C563 | C563 | SDG&E-Risk-4 Wildfires and PSPS | SDG&E-Risk-4 Wildfires and PSPS Wildfire Mitigation Strategy Development | Total | 4864.1 | 6559.1 | 5840.1 | 5925.7 | 4120.2 | 5045.9 | 5045.9 | 5045.9 | 5305.9 | 5305.9 | 5305.9 | 5305.9 | No feasible units
2100 | 1OR04C564 | C564 | SDG&E-Risk-4 Wildfires and PSPS | SDG&E-Risk-4 Wildfires and PSPS Distribution Communications Reliability Improvements (DCRI) | Total | 0 | 0 | 763.5 | 926.6 | 796.4 | 2287 | 2318 | 1066 | 945 | 1005 | 914 | 914 | No feasible units
2100 | 1OR04C565 | C565 | SDG&E-Risk-4 Wildfires and PSPS | SDG&E-Risk-4 Wildfires and PSPS Transmission Overhead Detailed Inspections | Total | 0 | 0 | 1.9 | 36.1 | 5.6 | 14.5 | 14.5 | 14.5 | 14.5 | 14.5 | 14.5 | 14.5 | Inspections
2100 | 1OR04C566 | C566 | SDG&E-Risk-4 Wildfires and PSPS | SDG&E-Risk-4 Wildfires and PSPS Enterprise Data Foundation | Total | 0 | 0 | 0 | 0 | 0 | 2020 | 2169 | 2481 | 2481 | 2481 | 2481 | 2481 | No feasible units
2100 | 1OR04C567 | C567 | SDG&E-Risk-4 Wildfires and PSPS | SDG&E-Risk-4 Wildfires and PSPS Public Emergency Communication Strategy | Total | 10915.6 | 11033.5 | 8823.8 | 8578.2 | 6996.5 | 8705.5 | 9386.5 | 9527.5 | 9527.5 | 9527.5 | 9527.5 | 9527.5 | No feasible units
2100 | 1OR04C568 | C568 | SDG&E-Risk-4 Wildfires and PSPS | SDG&E-Risk-4 Wildfires and PSPS Strategic Pole Replacement | Total | 0 | 0 | 0 | 0.3 | 57.9 | 303 | 168 | 168 | 168 | 136 | 69 | 0 | Poles
2100 | 1OR04C569 | C569 | SDG&E-Risk-4 Wildfires and PSPS | SDG&E-Risk-4 Wildfires and PSPS Cleveland National Forest Fire Hardening | Total | 4.2 | 301 | 2373.8 | 668.7 | 231.7 | 231.7 | 231.7 | 0.7 | 0.7 | 0.7 | 0.7 | 0.7 | No feasible units
2100 | 1OR04C571 | C571 | SDG&E-Risk-4 Wildfires and PSPS | SDG&E-Risk-4 Wildfires and PSPS Emergency Preparedness and Recovery Plan | Total | 18319.8 | 26745.1 | 18858.3 | 22537.1 | 20970.2 | 21720.2 | 21533.2 | 21533.2 | 21383.2 | 21383.2 | 21383.2 | 21383.2 | No feasible units
2100 | 1OR04C572 | C572 | SDG&E-Risk-4 Wildfires and PSPS | SDG&E-Risk-4 Wildfires and PSPS Situational Awareness and Forecasting | Total | 4517 | 3571.5 | 4157.8 | 4462.8 | 4420.7 | 4495.8 | 4495.8 | 4495.8 | 4495.8 | 4495.8 | 4495.8 | 4495.8 | No feasible units
2100 | 1OR04C573 | C573 | SDG&E-Risk-4 Wildfires and PSPS | SDG&E-Risk-4 Wildfires and PSPS Early Fault Detection | Total | 0 | 0 | 0 | 0 | 2.9 | 2.9 | 2.9 | 2.9 | 2.9 | 2.9 | 2.9 | 2.9 | No feasible units
2100 | 1OR04C575 | C575 | SDG&E-Risk-4 Wildfires and PSPS | SDG&E-Risk-4 Wildfires and PSPS Vegetation Management Enterprise System | Total | 62.1 | 135.7 | 380.6 | 237 | 326.7 | 326.7 | 326.7 | 326.7 | 326.7 | 326.7 | 326.7 | 326.7 | No feasible units
2100 | 1OR04C576 | C576 | SDG&E-Risk-4 Wildfires and PSPS | SDG&E-Risk-4 Wildfires and PSPS Avian Protection | Total | 0 | 0 | 19 | 9 | 17.5 | 0 | 0 | 0 | 0 | 0 | 0 | 0 | Poles protected
2100 | 1OR04C578 | C578 | SDG&E-Risk-4 Wildfires and PSPS | SDG&E-Risk-4 Wildfires and PSPS QA/QC of Veg Mgmt | Total | 1597 | 1287.6 | 1357.7 | 1781.7 | 3206.2 | 3186.2 | 3263.2 | 3342.2 | 3424.2 | 3507.2 | 3592.2 | 3679.2 | No feasible units
2100 | 1OR04A520 | A520 | SDG&E-Risk-4 Wildfires and PSPS | SDG&E-Risk-4 Wildfires and PSPS Grid Hardening Alternative 1 | Units | 0 | 0 | 0 | 0 | 0 | 0 | 0 | 0 | 200 | 200 | 200 | 200 | Miles UG (Capital)
2100 | 1OR04A522 | A522 | SDG&E-Risk-4 Wildfires and PSPS | SDG&E-Risk-4 Wildfires and PSPS Grid Hardening Alternative 2 | Units | 0 | 0 | 0 | 0 | 0 | 0 | 0 | 0 | 200 | 200 | 200 | 200 | Miles hardened (Capital)
2100 | 1OR04C504 | C504 | SDG&E-Risk-4 Wildfires and PSPS | SDG&E-Risk-4 Wildfires and PSPS Standby Power Program (Fixed Backup Power Commercial) | Units | 0 | 0 | 0 | 0 | 0 | 0 | 0 | 0 | 0 | 0 | 0 | 0 | No feasible units
2100 | 1OR04C506 | C506 | SDG&E-Risk-4 Wildfires and PSPS | SDG&E-Risk-4 Wildfires and PSPS Microgrids | Units | 0 | 0 | 0 | 0 | 0 | 0 | 0 | 0 | 0 | 0 | 0 | 0 | No feasible units
2100 | 1OR04C507 | C507 | SDG&E-Risk-4 Wildfires and PSPS | SDG&E-Risk-4 Wildfires and PSPS CMP Repairs | Units | 0 | 0 | 0 | 0 | 0 | 0 | 0 | 0 | 0 | 0 | 0 | 0 | No feasible units
2100 | 1OR04C508 | C508 | SDG&E-Risk-4 Wildfires and PSPS | SDG&E-Risk-4 Wildfires and PSPS Advanced Protection | Units | 0 | 0 | 7 | 110 | 18 | 18 | 18 | 18 | 18 | 18 | 18 | 18 | Nodes
2100 | 1OR04C510 | C510 | SDG&E-Risk-4 Wildfires and PSPS | SDG&E-Risk-4 Wildfires and PSPS Hotline Clamps | Units | 2061 | 2743 | 1903 | 962 | 0 | 0 | 0 | 0 | 0 | 0 | 0 | 0 | Hotline clamps removed
2100 | 1OR04C512 | C512 | SDG&E-Risk-4 Wildfires and PSPS | SDG&E-Risk-4 Wildfires and PSPS Customized Resiliency Assessment | Units | 0 | 0 | 0 | 0 | 0 | 100 | 100 | 100 | 100 | 100 | 100 | 100 | Installations
2100 | 1OR04C516 | C516 | SDG&E-Risk-4 Wildfires and PSPS | SDG&E-Risk-4 Wildfires and PSPS Generator Assistance Program | Units | 0 | 0 | 0 | 0 | 0 | 250 | 250 | 250 | 250 | 250 | 250 | 250 | Rebates Issued
2100 | 1OR04C518 | C518 | SDG&E-Risk-4 Wildfires and PSPS | SDG&E-Risk-4 Wildfires and PSPS Strategic Undergrounding | Units | 0 | 0 | 65 | 72 | 112 | 25 | 0 | 0 | 150 | 150 | 150 | 150 | Miles UG (Capital)
2100 | 1OR04C520 | C520 | SDG&E-Risk-4 Wildfires and PSPS | SDG&E-Risk-4 Wildfires and PSPS Distribution Overhead System Hardening | Units | 0 | 0 | 0 | 0 | 0 | 150 | 50 | 20 | 20 | 20 | 0 | 0 | Jobs completed
2100 | 1OR04C522 | C522 | SDG&E-Risk-4 Wildfires and PSPS | SDG&E-Risk-4 Wildfires and PSPS Transmission Overhead Hardening (Distribution Underbuild) | Units | 0 | 0 | 0 | 0 | 0 | 0 | 0 | 0 | 0 | 0 | 0 | 0 | No feasible units
2100 | 1OR04C526 | C526 | SDG&E-Risk-4 Wildfires and PSPS | SDG&E-Risk-4 Wildfires and PSPS Distribution Overhead Detailed Inspections | Units | 17977 | 22354 | 17935 | 11755 | 16503 | 17697 | 21924 | 17779 | 11537 | 15741 | 0 | 0 | HFTD inspections
2100 | 1OR04C528 | C528 | SDG&E-Risk-4 Wildfires and PSPS | SDG&E-Risk-4 Wildfires and PSPS Dist. System Inspection IR/Corona | Units | 0 | 0 | 0 | 0 | 0 | 0 | 0 | 0 | 0 | 0 | 0 | 0 | HFTD inspections
2100 | 1OR04C530 | C530 | SDG&E-Risk-4 Wildfires and PSPS | SDG&E-Risk-4 Wildfires and PSPS Distribution Wood Pole Intrusive Inspections | Units | 14450 | 8721 | 0 | 0 | 0 | 0 | 0 | 12520 | 18373 | 21639 | 21473 | 21667 | HFTD inspections
2100 | 1OR04C534 | C534 | SDG&E-Risk-4 Wildfires and PSPS | SDG&E-Risk-4 Wildfires and PSPS Risk-Informed Drone Inspections | Units | 37310 | 21420 | 30044 | 15311 | 6529 | 6500 | 6500 | 6500 | 6500 | 6500 | 6500 | 6500 | HFTD inspections
2100 | 1OR04C536 | C536 | SDG&E-Risk-4 Wildfires and PSPS | SDG&E-Risk-4 Wildfires and PSPS Distribution Overhead Patrol Inspections | Units | 86075 | 86490 | 86821 | 85857 | 86140 | 84678 | 84678 | 84678 | 84678 | 84678 | 84678 | 84678 | HFTD patrols
2100 | 1OR04C537 | C537 | SDG&E-Risk-4 Wildfires and PSPS | SDG&E-Risk-4 Wildfires and PSPS Off-Cycle Patrol | Units | 106 | 106 | 105 | 106 | 106 | 106 | 106 | 106 | 106 | 106 | 106 | 106 | VMA (Vegetation Management Area)
2100 | 1OR04C540 | C540 | SDG&E-Risk-4 Wildfires and PSPS | SDG&E-Risk-4 Wildfires and PSPS Fuels Management | Units | 324 | 463 | 500 | 514 | 147 | 500 | 500 | 500 | 500 | 500 | 500 | 500 | structures cleared
2100 | 1OR04C544 | C544 | SDG&E-Risk-4 Wildfires and PSPS | SDG&E-Risk-4 Wildfires and PSPS Pole Clearing (Brushing) | Units | 23100 | 22906 | 23253 | 22641 | 22769 | 22000 | 22000 | 22000 | 22000 | 22000 | 22000 | 22000 | Poles brushed
2100 | 1OR04C546 | C546 | SDG&E-Risk-4 Wildfires and PSPS | SDG&E-Risk-4 Wildfires and PSPS Aviation Firefighting Program | Units | 0 | 0 | 0 | 0 | 0 | 0 | 0 | 0 | 0 | 0 | 0 | 0 | N/A
2100 | 1OR04C548 | C548 | SDG&E-Risk-4 Wildfires and PSPS | SDG&E-Risk-4 Wildfires and PSPS Wildfire Infrastructure Protection Teams | Units | 0 | 0 | 0 | 0 | 0 | 0 | 0 | 0 | 0 | 0 | 0 | 0 | N/A
2100 | 1OR04C550 | C550 | SDG&E-Risk-4 Wildfires and PSPS | SDG&E-Risk-4 Wildfires and PSPS Combined Covered Conductor | Units | 0 | 20 | 61 | 60 | 36 | 50 | 50 | 50 | 50 | 50 | 50 | 50 | Miles hardened (Capital)
2100 | 1OR04C551 | C551 | SDG&E-Risk-4 Wildfires and PSPS | SDG&E-Risk-4 Wildfires and PSPS Prune and Removal (Clearance) | Units | 104830 | 94400 | 95115 | 83245 | 90885 | 91336 | 91336 | 91336 | 91336 | 91336 | 91336 | 91336 | Trees trimmed
2100 | 1OR04C554 | C554 | SDG&E-Risk-4 Wildfires and PSPS | SDG&E-Risk-4 Wildfires and PSPS Detailed Inspections | Units | 225604 | 251066 | 254555 | 253713 | 261975 | 255000 | 255000 | 255000 | 255000 | 255000 | 255000 | 255000 | Trees inspected
2100 | 1OR04C555 | C555 | SDG&E-Risk-4 Wildfires and PSPS | SDG&E-Risk-4 Wildfires and PSPS Vegetation Restoration Initiative | Units | 0 | 0 | 0 | 0 | 0 | 0 | 0 | 0 | 0 | 0 | 0 | 0 | Trees planted
2100 | 1OR04C556 | C556 | SDG&E-Risk-4 Wildfires and PSPS | SDG&E-Risk-4 Wildfires and PSPS Engagement with AFN Populations Total | Units | 0 | 0 | 0 | 0 | 0 | 0 | 0 | 0 | 0 | 0 | 0 | 0 | No feasible units
2100 | 1OR04C557 | C557 | SDG&E-Risk-4 Wildfires and PSPS | SDG&E-Risk-4 Wildfires and PSPS Public Outreach and Education Awareness | Units | 0 | 0 | 0 | 0 | 0 | 0 | 0 | 0 | 0 | 0 | 0 | 0 | No feasible units
2100 | 1OR04C558 | C558 | SDG&E-Risk-4 Wildfires and PSPS | SDG&E-Risk-4 Wildfires and PSPS Risk Methodology and Assessment | Units | 0 | 0 | 0 | 0 | 0 | 0 | 0 | 0 | 0 | 0 | 0 | 0 | No feasible units
2100 | 1OR04C559 | C559 | SDG&E-Risk-4 Wildfires and PSPS | SDG&E-Risk-4 Wildfires and PSPS LiDAR Flights | Units | 0 | 0 | 0 | 0 | 0 | 0 | 0 | 0 | 0 | 0 | 0 | 0 | Miles
2100 | 1OR04C560 | C560 | SDG&E-Risk-4 Wildfires and PSPS | SDG&E-Risk-4 Wildfires and PSPS Mylar Balloon Alternative | Units | 0 | 0 | 0 | 0 | 0 | 0 | 0 | 0 | 0 | 0 | 0 | 0 | No feasible units
2100 | 1OR04C563 | C563 | SDG&E-Risk-4 Wildfires and PSPS | SDG&E-Risk-4 Wildfires and PSPS Wildfire Mitigation Strategy Development | Units | 0 | 0 | 0 | 0 | 0 | 0 | 0 | 0 | 0 | 0 | 0 | 0 | No feasible units
2100 | 1OR04C564 | C564 | SDG&E-Risk-4 Wildfires and PSPS | SDG&E-Risk-4 Wildfires and PSPS Distribution Communications Reliability Improvements (DCRI) | Units | 0 | 0 | 0 | 0 | 0 | 0 | 0 | 0 | 0 | 0 | 0 | 0 | No feasible units
2100 | 1OR04C565 | C565 | SDG&E-Risk-4 Wildfires and PSPS | SDG&E-Risk-4 Wildfires and PSPS Transmission Overhead Detailed Inspections | Units | 0 | 0 | 2323 | 1928 | 2940 | 0 | 2035 | 2036 | 2224 | 0 | 0 | 0 | Inspections
2100 | 1OR04C566 | C566 | SDG&E-Risk-4 Wildfires and PSPS | SDG&E-Risk-4 Wildfires and PSPS Enterprise Data Foundation | Units | 0 | 0 | 0 | 0 | 0 | 0 | 0 | 0 | 0 | 0 | 0 | 0 | No feasible units
2100 | 1OR04C567 | C567 | SDG&E-Risk-4 Wildfires and PSPS | SDG&E-Risk-4 Wildfires and PSPS Public Emergency Communication Strategy | Units | 0 | 0 | 0 | 0 | 0 | 0 | 0 | 0 | 0 | 0 | 0 | 0 | No feasible units
2100 | 1OR04C568 | C568 | SDG&E-Risk-4 Wildfires and PSPS | SDG&E-Risk-4 Wildfires and PSPS Strategic Pole Replacement | Units | 0 | 0 | 0 | 0 | 40 | 200 | 200 | 200 | 200 | 200 | 200 | 0 | Poles
2100 | 1OR04C569 | C569 | SDG&E-Risk-4 Wildfires and PSPS | SDG&E-Risk-4 Wildfires and PSPS Cleveland National Forest Fire Hardening | Units | 0 | 0 | 0 | 0 | 0 | 0 | 0 | 0 | 0 | 0 | 0 | 0 | No feasible units
2100 | 1OR04C571 | C571 | SDG&E-Risk-4 Wildfires and PSPS | SDG&E-Risk-4 Wildfires and PSPS Emergency Preparedness and Recovery Plan | Units | 0 | 0 | 0 | 0 | 0 | 0 | 0 | 0 | 0 | 0 | 0 | 0 | No feasible units
2100 | 1OR04C572 | C572 | SDG&E-Risk-4 Wildfires and PSPS | SDG&E-Risk-4 Wildfires and PSPS Situational Awareness and Forecasting | Units | 0 | 0 | 0 | 0 | 0 | 0 | 0 | 0 | 0 | 0 | 0 | 0 | No feasible units