900-1119F | 3064.5099 | 2960.9553 | 0 | 103.5546 | 96.62% | 0% | 3.379% | 1983.095 | 2932.8867 | 179.6336 | 881.7413 | 921.7201 | 251.1096 | 1392.9667 | 1288.8104 | 900 | 0.000334 | 0.0002206 | 0.000154 | 9175179.3541 | 251.1875 | 1430.4422 | 1382.8801 | 752058.4394 | 4282761.2171 | 4140359.6977 | 4902152.9762 | 444049.0316 | 2179638.7887 | 2278465.1559 | 854696.0199 | 73177.8599 | 405935.5881 | 375582.5719 |  | 3651 | 900-1119F | 3064.5099 | 1081.4149 | 131.6232 | 2960.9553 | 977.8603 | 28.0686 | 0 | 0 | 0 | 103.5546 | 251.1875 | 71.5539 | 0.077922 | 1288.8104 | 71.476 | 0 | 0 | 0 | 0 | 0.077922 | 1382.8801 | 461.1601 | 94.0697 | 1288.8104 | 367.0904 | 0 | 0 | 0 | 0 | 94.0697 | 1430.4422 | 548.701 | 37.4755 | 1421.0353 | 539.294 | 28.0686 | 0 | 0 | 0 | 9.407 | 0.0001838 | 7.04e-05 | 3.8e-06 | 0 | 0 | 0 | 0.0001502 | 5000000 | scaled
900-1163F | 288.1943 | 121.5237 | 0 | 166.6706 | 42.17% | 0% | 57.83% | 77.8373 | 120.8693 | 9.3163 | 20.9463 | 47.5746 | 14.3443 | 33.3021 | 73.2228 | 900 | 0.0008402 | 0.0004724 | 0.0002558 | 343006.7618 | 14.4698 | 49.097 | 224.6275 | 17221.8086 | 58434.9305 | 267350.0227 | 445294.2836 | 53297.0603 | 119830.4108 | 272166.8125 | 654124.4344 | 77629.2507 | 180225.5848 | 396269.599 |  | 3652 | 900-1163F | 288.1943 | 210.357 | 167.325 | 121.5237 | 43.6864 | 0.65444 | 0 | 0 | 0 | 166.6706 | 14.4698 | 5.1535 | 0.12541 | 73.2228 | 5.028 | 0 | 0 | 0 | 0 | 0.12541 | 224.6275 | 177.0528 | 151.4047 | 73.2228 | 25.6481 | 0 | 0 | 0 | 0 | 151.4047 | 49.097 | 28.1507 | 15.7949 | 33.9566 | 13.0103 | 0.65444 | 0 | 0 | 0 | 15.1405 | 0.0005962 | 0.0002284 | 1.18e-05 | 0 | 0 | 0 | 0.000244 | 5000000 | scaled
900-1164F | 0 | 0 | 0 | 0 | 0% | 0% | 0% | 0 | 0 | 0 | 0 | 0 | 0 | 0 | 0 | 900 | 0 | 0 | 0 | 0 | 0 | 0 | 0 | 0 | 0 | 0 | 0 | 0 | 0 | 0 | 0 | 0 | 0 | 0 |  | 3653 | 900-1164F | 0 | 0 | 0 | 0 | 0 | 0 | 0 | 0 | 0 | 0 | 0 | 0 | 0 | 0 | 0 | 0 | 0 | 0 | 0 | 0 | 0 | 0 | 0 | 0 | 0 | 0 | 0 | 0 | 0 | 0 | 0 | 0 | 0 | 0 | 0 | 0 | 0 | 0 | 0 | 0 | 0 | 0 | 0 | 0 | 0 | 0 | 0 | 5000000 | scaled
900-1165 | 0 | 0 | 0 | 0 | 0% | 0% | 0% | 0 | 0 | 0 | 0 | 0 | 0 | 0 | 0 | 900 | 0 | 0 | 0 | 0 | 0 | 0 | 0 | 0 | 0 | 0 | 0 | 0 | 0 | 0 | 0 | 0 | 0 | 0 |  | 3654 | 900-1165 | 0 | 0 | 0 | 0 | 0 | 0 | 0 | 0 | 0 | 0 | 0 | 0 | 0 | 0 | 0 | 0 | 0 | 0 | 0 | 0 | 0 | 0 | 0 | 0 | 0 | 0 | 0 | 0 | 0 | 0 | 0 | 0 | 0 | 0 | 0 | 0 | 0 | 0 | 0 | 0 | 0 | 0 | 0 | 0 | 0 | 0 | 0 | 5000000 | scaled
900-1166F | 30059.1077 | 29287.2172 | 0 | 771.8905 | 97.43% | 0% | 2.568% | 16055.47 | 28441.2615 | 2503.9294 | 742.6108 | 12808.9299 | 4457.0727 | 1183.2054 | 22800.9834 | 900 | 0.003966 | 0.0021974 | 0.0011568 | 7579200.1228 | 4592.0604 | 1277.6785 | 24189.3688 | 1157856.8743 | 322157.9637 | 6099185.2848 | 6372821.3815 | 993872.7812 | 294760.957 | 5084187.6433 | 1398553.0231 | 219169.3407 | 58182.2119 | 1121201.4705 |  | 3655 | 900-1166F | 30059.1077 | 14003.6377 | 1617.8461 | 29287.2172 | 13231.7472 | 845.9556 | 0 | 0 | 0 | 771.8905 | 4592.0604 | 2088.131 | 134.9876 | 23488.1782 | 2087.5502 | 134.4068 | 0 | 0 | 0 | 0.58082 | 24189.3688 | 11380.439 | 1388.3854 | 23488.1782 | 10679.2484 | 687.1948 | 0 | 0 | 0 | 701.1906 | 1277.6785 | 535.0677 | 94.4731 | 1207.5594 | 464.9487 | 24.354 | 0 | 0 | 0 | 70.1191 | 0.0028668 | 0.0010982 | 5.76e-05 | 0 | 0 | 0 | 0.0010992 | 5000000 | scaled
900-904F | 0 | 0 | 0 | 0 | 0% | 0% | 0% | 0 | 0 | 0 | 0 | 0 | 0 | 0 | 0 | 900 | 0 | 0 | 0 | 0 | 0 | 0 | 0 | 0 | 0 | 0 | 0 | 0 | 0 | 0 | 0 | 0 | 0 | 0 |  | 3656 | 900-904F | 0 | 0 | 0 | 0 | 0 | 0 | 0 | 0 | 0 | 0 | 0 | 0 | 0 | 0 | 0 | 0 | 0 | 0 | 0 | 0 | 0 | 0 | 0 | 0 | 0 | 0 | 0 | 0 | 0 | 0 | 0 | 0 | 0 | 0 | 0 | 0 | 0 | 0 | 0 | 0 | 0 | 0 | 0 | 0 | 0 | 0 | 0 | 5000000 | scaled
900-906 | 0 | 0 | 0 | 0 | 0% | 0% | 0% | 0 | 0 | 0 | 0 | 0 | 0 | 0 | 0 | 900 | 0 | 0 | 0 | 0 | 0 | 0 | 0 | 0 | 0 | 0 | 0 | 0 | 0 | 0 | 0 | 0 | 0 | 0 |  | 3657 | 900-906 | 0 | 0 | 0 | 0 | 0 | 0 | 0 | 0 | 0 | 0 | 0 | 0 | 0 | 0 | 0 | 0 | 0 | 0 | 0 | 0 | 0 | 0 | 0 | 0 | 0 | 0 | 0 | 0 | 0 | 0 | 0 | 0 | 0 | 0 | 0 | 0 | 0 | 0 | 0 | 0 | 0 | 0 | 0 | 0 | 0 | 0 | 0 | 5000000 | scaled
902-361F | 0 | 0 | 0 | 0 | 0% | 0% | 0% | 0 | 0 | 0 | 0 | 0 | 0 | 0 | 0 | 902 | 0 | 0 | 0 | 0 | 0 | 0 | 0 | 0 | 0 | 0 | 0 | 0 | 0 | 0 | 0 | 0 | 0 | 0 |  | 3658 | 902-361F | 0 | 0 | 0 | 0 | 0 | 0 | 0 | 0 | 0 | 0 | 0 | 0 | 0 | 0 | 0 | 0 | 0 | 0 | 0 | 0 | 0 | 0 | 0 | 0 | 0 | 0 | 0 | 0 | 0 | 0 | 0 | 0 | 0 | 0 | 0 | 0 | 0 | 0 | 0 | 0 | 0 | 0 | 0 | 0 | 0 | 0 | 0 | 5000000 | scaled
905-3 | 0 | 0 | 0 | 0 | 0% | 0% | 0% | 0 | 0 | 0 | 0 | 0 | 0 | 0 | 0 | 905 | 0 | 0 | 0 | 0 | 0 | 0 | 0 | 0 | 0 | 0 | 0 | 0 | 0 | 0 | 0 | 0 | 0 | 0 |  | 3659 | 905-3 | 0 | 0 | 0 | 0 | 0 | 0 | 0 | 0 | 0 | 0 | 0 | 0 | 0 | 0 | 0 | 0 | 0 | 0 | 0 | 0 | 0 | 0 | 0 | 0 | 0 | 0 | 0 | 0 | 0 | 0 | 0 | 0 | 0 | 0 | 0 | 0 | 0 | 0 | 0 | 0 | 0 | 0 | 0 | 0 | 0 | 0 | 0 | 5000000 | scaled
905-5 | 0 | 0 | 0 | 0 | 0% | 0% | 0% | 0 | 0 | 0 | 0 | 0 | 0 | 0 | 0 | 905 | 0 | 0 | 0 | 0 | 0 | 0 | 0 | 0 | 0 | 0 | 0 | 0 | 0 | 0 | 0 | 0 | 0 | 0 |  | 3660 | 905-5 | 0 | 0 | 0 | 0 | 0 | 0 | 0 | 0 | 0 | 0 | 0 | 0 | 0 | 0 | 0 | 0 | 0 | 0 | 0 | 0 | 0 | 0 | 0 | 0 | 0 | 0 | 0 | 0 | 0 | 0 | 0 | 0 | 0 | 0 | 0 | 0 | 0 | 0 | 0 | 0 | 0 | 0 | 0 | 0 | 0 | 0 | 0 | 5000000 | scaled
905-6 | 0 | 0 | 0 | 0 | 0% | 0% | 0% | 0 | 0 | 0 | 0 | 0 | 0 | 0 | 0 | 905 | 0 | 0 | 0 | 0 | 0 | 0 | 0 | 0 | 0 | 0 | 0 | 0 | 0 | 0 | 0 | 0 | 0 | 0 |  | 3661 | 905-6 | 0 | 0 | 0 | 0 | 0 | 0 | 0 | 0 | 0 | 0 | 0 | 0 | 0 | 0 | 0 | 0 | 0 | 0 | 0 | 0 | 0 | 0 | 0 | 0 | 0 | 0 | 0 | 0 | 0 | 0 | 0 | 0 | 0 | 0 | 0 | 0 | 0 | 0 | 0 | 0 | 0 | 0 | 0 | 0 | 0 | 0 | 0 | 5000000 | scaled
905-8 | 0 | 0 | 0 | 0 | 0% | 0% | 0% | 0 | 0 | 0 | 0 | 0 | 0 | 0 | 0 | 905 | 0 | 0 | 0 | 0 | 0 | 0 | 0 | 0 | 0 | 0 | 0 | 0 | 0 | 0 | 0 | 0 | 0 | 0 |  | 3662 | 905-8 | 0 | 0 | 0 | 0 | 0 | 0 | 0 | 0 | 0 | 0 | 0 | 0 | 0 | 0 | 0 | 0 | 0 | 0 | 0 | 0 | 0 | 0 | 0 | 0 | 0 | 0 | 0 | 0 | 0 | 0 | 0 | 0 | 0 | 0 | 0 | 0 | 0 | 0 | 0 | 0 | 0 | 0 | 0 | 0 | 0 | 0 | 0 | 5000000 | scaled
907-1475 | 4281.3573 | 0 | 4281.3573 | 0 | 0% | 100% | 0% | 1909.1124 | 3995.6034 | 2.1632 | 1566.8934 | 340.0558 | 4.5274 | 3279.3692 | 711.7067 | 907 | 0.017589 | 0.010025 | 0.0017588 | 243413.8378 | 4.8512 | 3513.9002 | 762.6059 | 275.8097 | 199780.5541 | 43357.4741 | 236632.9069 | 268.1263 | 194215.1427 | 42149.6379 | 162470.9763 | 184.0942 | 133347.1505 | 28939.7316 |  | 3663 | 907-1475 | 4281.3573 | 2372.2449 | 285.754 | 0 | 0 | 0 | 4281.3573 | 2372.2449 | 285.754 | 0 | 4.8512 | 2.688 | 0.32378 | 0 | 0 | 0 | 4.8512 | 2.688 | 0.32378 | 0 | 762.6059 | 422.5501 | 50.8992 | 0 | 0 | 0 | 762.6059 | 422.5501 | 50.8992 | 0 | 3513.9002 | 1947.0068 | 234.531 | 0 | 0 | 0 | 3513.9002 | 1947.0068 | 234.531 | 0 | 0 | 0 | 0 | 0.017589 | 0.010025 | 0.0017588 | 0 | 5000000 | scaled
907-1562AE | 8439769.2215 | 8238563.7109 | 198305.696 | 2899.8146 | 97.62% | 2.35% | 0.03436% | 4535770.9668 | 8234894.5338 | 836966.9184 | 79616.9342 | 3619187.1142 | 1515232.2764 | 165444.7599 | 6554217.4975 | 907 | 0.054867 | 0.031509 | 0.0083236 | 153823441.2469 | 1550295.3974 | 179973.2088 | 6709500.6153 | 28255722.0138 | 3280196.1269 | 122287523.1062 | 123902625.1463 | 22863235.1827 | 2174877.7054 | 98864512.2581 | 24613711.3415 | 4528957.8043 | 494506.5838 | 19590246.9534 |  | 3664 | 907-1562AE | 8439769.2215 | 3903998.2547 | 204874.6877 | 8238563.7109 | 3790625.2765 | 186224.7662 | 198305.696 | 110473.1636 | 15750.107 | 2899.8146 | 1550295.3974 | 713328.479 | 35063.1211 | 6688364.252 | 713195.6781 | 35042.3168 | 234.4685 | 130.6189 | 18.6223 | 2.182 | 6709500.6153 | 3090313.501 | 155283.1178 | 6688364.252 | 3077372.0151 | 151179.4031 | 18502.1519 | 10307.2745 | 1469.5033 | 2634.2114 | 179973.2088 | 100356.2746 | 14528.4489 | 140.712 | 57.5833 | 3.0463 | 179569.0756 | 100035.2701 | 14261.9814 | 263.4211 | 0.010825 | 0.0047804 | 0.00025 | 0.039964 | 0.022651 | 0.0039964 | 0.0040772 | 5000000 | scaled
907-1602 | 257241.9108 | 253809.0484 | 3328.7428 | 104.1196 | 98.67% | 1.294% | 0.04048% | 168456.2932 | 256915.3584 | 27002.773 | 1177.2857 | 140276.2345 | 41030.5619 | 2464.0541 | 213420.7424 | 907 | 0.018131 | 0.010336 | 0.0019238 | 14188116.9507 | 41030.9403 | 2649.7578 | 213561.2127 | 2263051.8376 | 146146.7685 | 11778918.3446 | 8590272.2295 | 1376981.334 | 60034.5895 | 7153256.306 | 169743.4363 | 27108.8058 | 1627.9954 | 141006.6351 |  | 3665 | 907-1602 | 257241.9108 | 88785.6177 | 326.5524 | 253809.0484 | 86836.3423 | 0.04738 | 3328.7428 | 1845.1557 | 222.3854 | 104.1196 | 41030.9403 | 14028.1672 | 0.37836 | 212779.7717 | 14025.5997 | 0 | 4.4907 | 2.4892 | 0.30001 | 0.078347 | 213561.2127 | 73284.9783 | 140.4703 | 212779.7717 | 72809.6629 | 0 | 686.8581 | 380.7324 | 45.8874 | 94.583 | 2649.7578 | 1472.4722 | 185.7037 | 2.9055 | 1.0797 | 0.04738 | 2637.394 | 1461.9341 | 176.1981 | 9.4583 | 0.0003734 | 0.0001432 | 7.6e-06 | 0.017601 | 0.010036 | 0.0017602 | 0.000156 | 5000000 | scaled
907-1603 | 0 | 0 | 0 | 0 | 0% | 0% | 0% | 0 | 0 | 0 | 0 | 0 | 0 | 0 | 0 | 907 | 0 | 0 | 0 | 0 | 0 | 0 | 0 | 0 | 0 | 0 | 0 | 0 | 0 | 0 | 0 | 0 | 0 | 0 |  | 3666 | 907-1603 | 0 | 0 | 0 | 0 | 0 | 0 | 0 | 0 | 0 | 0 | 0 | 0 | 0 | 0 | 0 | 0 | 0 | 0 | 0 | 0 | 0 | 0 | 0 | 0 | 0 | 0 | 0 | 0 | 0 | 0 | 0 | 0 | 0 | 0 | 0 | 0 | 0 | 0 | 0 | 0 | 0 | 0 | 0 | 0 | 0 | 0 | 0 | 5000000 | scaled
907-1604 | 17843.8974 | 14868.8055 | 2939.958 | 35.1338 | 83.33% | 16.48% | 0.1969% | 4492.522 | 17611.3456 | 506.809 | 1086.3915 | 2899.3215 | 2386.0941 | 2255.3732 | 12969.8783 | 907 | 0.017739 | 0.010111 | 0.0018134 | 1005913.3748 | 2386.2505 | 2416.6704 | 13040.9764 | 134520.015 | 136234.8704 | 735158.4893 | 1320454.0831 | 148962.6703 | 319315.0925 | 852176.3203 | 128240.759 | 17374.8515 | 16422.9799 | 94442.9276 |  | 3667 | 907-1604 | 17843.8974 | 13351.3753 | 232.5518 | 14868.8055 | 11689.4743 | 1.1119 | 2939.958 | 1626.7672 | 196.306 | 35.1338 | 2386.2505 | 1879.4415 | 0.15648 | 12422.2498 | 1878.3374 | 0 | 1.9476 | 1.0777 | 0.13004 | 0.026437 | 13040.9764 | 10141.655 | 71.0982 | 12422.2498 | 9785.0391 | 0 | 586.8108 | 324.7001 | 39.1824 | 31.9158 | 2416.6704 | 1330.2789 | 161.2971 | 62.2792 | 26.0978 | 1.1119 | 2351.1996 | 1300.9895 | 156.9936 | 3.1916 | 3.84e-05 | 1.48e-05 | 8e-07 | 0.017653 | 0.010049 | 0.0017654 | 4.72e-05 | 5000000 | scaled
907-1702R | 9100558.2495 | 9075653.9508 | 21331.0684 | 3573.2304 | 99.73% | 0.2344% | 0.03926% | 5174592.6923 | 8902877.7263 | 959241.5292 | 8868.2831 | 4206482.88 | 1649747.5125 | 18277.5563 | 7234852.6575 | 907 | 0.061079 | 0.034758 | 0.009464 | 148997492.5671 | 1685437.9023 | 20145.8164 | 7394974.5308 | 27594573.2597 | 329834.2861 | 121073085.0214 | 112952072.8358 | 20938521.2556 | 193578.7064 | 91819972.8738 | 20887629.2515 | 3870581.5646 | 42882.1816 | 16974165.5052 |  | 3668 | 907-1702R | 9100558.2495 | 3925965.5572 | 197680.5232 | 9075653.9508 | 3910508.9342 | 192412.0403 | 21331.0684 | 11883.3926 | 1695.2526 | 3573.2304 | 1685437.9023 | 726196.3731 | 35690.3898 | 7389710.1959 | 726176.0203 | 35685.1812 | 31.7075 | 17.664 | 2.5199 | 2.6887 | 7394974.5308 | 3188491.6508 | 160121.8733 | 7389710.1959 | 3184121.2738 | 156715.5182 | 2018.3879 | 1124.4301 | 160.4082 | 3245.9469 | 20145.8164 | 11277.5333 | 1868.2601 | 540.2487 | 211.6401 | 11.3409 | 19280.973 | 10741.2985 | 1532.3245 | 324.5947 | 0.015464 | 0.0067192 | 0.000357 | 0.040564 | 0.022988 | 0.0040564 | 0.0050506 | 5000000 | scaled
907-1716R | 27066455.1952 | 26848173.2279 | 210320.852 | 7961.1153 | 99.19% | 0.7771% | 0.02941% | 13813837.2075 | 26380148.0895 | 2962241.2775 | 88700.9863 | 10762894.9437 | 5652876.8167 | 186056.3052 | 20541214.9677 | 907 | 0.088049 | 0.051761 | 0.016146 | 307401489.1134 | 5795674.2391 | 202270.0123 | 21068510.9438 | 65823133.4202 | 2297238.5022 | 239281117.191 | 256033824.3273 | 54903930.8535 | 1644036.5119 | 199485856.9619 | 42507376.977 | 9108704.2057 | 299799.8903 | 33098872.881 |  | 3669 | 907-1716R | 27066455.1952 | 13252617.9878 | 686307.1057 | 26848173.2279 | 13127457.8188 | 661663.326 | 210320.852 | 117199.0536 | 16682.6644 | 7961.1153 | 5795674.2391 | 2833432.9616 | 142797.4225 | 21042222.6493 | 2833256.1137 | 142767.1113 | 306.6141 | 170.8575 | 24.3207 | 5.9905 | 21068510.9438 | 10305616.0001 | 527295.9761 | 21042222.6493 | 10287765.1133 | 518552.4924 | 19056.3628 | 10618.9551 | 1511.552 | 7231.9317 | 202270.0123 | 113569.0261 | 16213.7072 | 10588.9441 | 6436.5918 | 343.7223 | 190957.875 | 106409.2411 | 15146.7917 | 723.1932 | 0.03686 | 0.017881 | 0.0009342 | 0.039975 | 0.022666 | 0.0039974 | 0.011214 | 5000000 | scaled
907-2820R | 6348475.522 | 6346945.6016 | 509.5288 | 1020.3916 | 99.98% | 0.008026% | 0.01607% | 1815574.8849 | 6078698.0426 | 372304.4556 | 210.1934 | 1443060.2359 | 1247054.5993 | 440.8287 | 4831202.6145 | 907 | 0.082479 | 0.048281 | 0.0089782 | 76970997.662 | 1302207.2014 | 574.1019 | 5045694.2186 | 15788386.8515 | 6960.5998 | 61175650.2107 | 93886195.6942 | 19252441.3438 | 10869.4266 | 74622884.9238 | 30048058.5645 | 6164407.1428 | 2179.0929 | 23881472.3289 |  | 3670 | 907-2820R | 6348475.522 | 4532900.6371 | 269777.4794 | 6346945.6016 | 4531594.9987 | 268713.3829 | 509.5288 | 285.2468 | 43.7049 | 1020.3916 | 1302207.2014 | 929902.7458 | 55152.6022 | 5044726.7432 | 929900.8951 | 55151.6684 | 1.9344 | 1.0829 | 0.16592 | 0.76781 | 5045694.2186 | 3602633.9827 | 214491.6041 | 5044726.7432 | 3601684.3541 | 213561.1956 | 40.5447 | 22.6979 | 3.4777 | 926.9307 | 574.1019 | 363.9085 | 133.2732 | 14.3591 | 9.7495 | 0.51884 | 467.0498 | 261.4659 | 40.0613 | 92.6931 | 0.0088778 | 0.0059414 | 0.0003102 | 0.072148 | 0.040886 | 0.0072148 | 0.0014532 | 5000000 | scaled
908-1172R | 15766518.7901 | 15502577.8274 | 256475.2349 | 7465.7277 | 98.33% | 1.627% | 0.04735% | 7424126.7585 | 15293461.8961 | 1396053.8157 | 103337.0657 | 5924735.8771 | 2875312.2111 | 215699.0463 | 12202450.6387 | 908 | 0.20692 | 0.12058 | 0.027952 | 76195321.4834 | 2959636.2178 | 238189.9763 | 12568692.5961 | 14303121.4493 | 1151107.7403 | 60741092.2938 | 69184504.0597 | 13009650.0263 | 962985.1257 | 55211868.9077 | 16924143.6639 | 3181895.4577 | 238698.1883 | 13503550.018 |  | 3671 | 908-1172R | 15766518.7901 | 8342392.0316 | 473056.894 | 15502577.8274 | 8189823.0812 | 441621.4453 | 256475.2349 | 145103.2227 | 23969.721 | 7465.7277 | 2959636.2178 | 1563582.4021 | 84324.0067 | 12537512.2685 | 1563390.0749 | 84287.5463 | 330.0158 | 186.7095 | 30.8427 | 5.6177 | 12568692.5961 | 6643956.7189 | 366241.9573 | 12537512.2685 | 6623371.1763 | 357179.807 | 24398.4093 | 13803.6244 | 2280.2321 | 6781.9182 | 238189.9763 | 134852.9106 | 22490.93 | 5764.9747 | 3061.83 | 154.092 | 231746.8098 | 131112.8888 | 21658.6462 | 678.1918 | 0.030402 | 0.01564 | 0.000818 | 0.16599 | 0.094407 | 0.016599 | 0.010535 | 5000000 | scaled
908-1236 | 11763931.114 | 11622998.1269 | 137018.798 | 3914.1891 | 98.8% | 1.165% | 0.03327% | 7046573.5076 | 11515570.5739 | 1444731.2456 | 54404.8888 | 5547437.3731 | 2355212.3466 | 113423.5101 | 9046934.7173 | 908 | 0.1877 | 0.1068 | 0.022479 | 62673979.9916 | 2403099.6321 | 125424.6283 | 9235406.8537 | 12802847.6874 | 668217.1604 | 49202915.1438 | 44169353.3286 | 9055868.7546 | 341020.8883 | 34772463.6858 | 11048558.2141 | 2259697.0381 | 108823.6354 | 8680037.5406 |  | 3672 | 908-1236 | 11763931.114 | 4717357.6065 | 248360.5401 | 11622998.1269 | 4635914.4472 | 231641.4654 | 137018.798 | 77528.9701 | 12804.8856 | 3914.1891 | 2403099.6321 | 958368.3864 | 47887.2855 | 9219500.8776 | 958261.253 | 47867.1322 | 184.1341 | 104.1881 | 17.208 | 2.9453 | 9235406.8537 | 3687969.4806 | 188472.1364 | 9219500.8776 | 3677425.6681 | 183762.2815 | 12350.2999 | 6988.1363 | 1154.1787 | 3555.6762 | 125424.6283 | 71019.7395 | 12001.1182 | 584.6967 | 227.5261 | 12.0517 | 124484.364 | 70436.6457 | 11633.4989 | 355.5676 | 0.015917 | 0.0067134 | 0.0003498 | 0.16628 | 0.094587 | 0.016628 | 0.005501 | 5000000 | scaled
908-1269 | 1247.3865 | 0 | 1247.3865 | 0 | 0% | 100% | 0% | 38.9644 | 81.6746 | 0.02559 | 30.8932 | 8.0455 | 0.05364 | 64.7564 | 16.8646 | 908 | 0.16645 | 0.16645 | 0.16645 | 7493.9261 | 0.81923 | 989.0011 | 257.5661 | 4.9217 | 5941.6238 | 1547.3806 | 7259.8398 | 4.7679 | 5756.0264 | 1499.0454 | 7003.2493 | 4.5994 | 5552.5865 | 1446.0634 |  | 3673 | 908-1269 | 1247.3865 | 1208.4221 | 1165.7119 | 0 | 0 | 0 | 1247.3865 | 1208.4221 | 1165.7119 | 0 | 0.81923 | 0.79364 | 0.76559 | 0 | 0 | 0 | 0.81923 | 0.79364 | 0.76559 | 0 | 257.5661 | 249.5206 | 240.7016 | 0 | 0 | 0 | 257.5661 | 249.5206 | 240.7016 | 0 | 989.0011 | 958.1079 | 924.2447 | 0 | 0 | 0 | 989.0011 | 958.1079 | 924.2447 | 0 | 0 | 0 | 0 | 0.16645 | 0.16645 | 0.16645 | 0 | 5000000 | scaled
908-1368R | 5570792.9034 | 5361811.1093 | 196688.6844 | 12293.1097 | 96.25% | 3.531% | 0.2207% | 3001459.0844 | 5397222.1844 | 489902.4403 | 77134.7813 | 2434421.8628 | 876239.9448 | 160844.3322 | 4360137.9074 | 908 | 0.23644 | 0.13709 | 0.035144 | 23560748.4881 | 900309.0925 | 178410.3833 | 4492073.4276 | 3807708.6076 | 754557.2492 | 18998482.6313 | 18741757.8268 | 3059056.4911 | 481646.2099 | 15201055.1259 | 4938787.3723 | 801812.9747 | 147182.3708 | 3989792.0268 |  | 3674 | 908-1368R | 5570792.9034 | 2569333.8189 | 173570.7189 | 5361811.1093 | 2445809.0841 | 142912.2509 | 196688.6844 | 111231.6252 | 18365.3584 | 12293.1097 | 900309.0925 | 410406.6522 | 24069.1476 | 4460225.9155 | 410245.5599 | 24034.827 | 268.4994 | 151.8421 | 25.0705 | 9.2502 | 4492073.4276 | 2057651.5648 | 131935.5202 | 4460225.9155 | 2034789.2333 | 118837.393 | 20680.3671 | 11695.1865 | 1930.9822 | 11167.145 | 178410.3833 | 101275.602 | 17566.0511 | 1553.8509 | 774.2909 | 40.0309 | 175739.8179 | 99384.5966 | 16409.3057 | 1116.7145 | 0.054917 | 0.026399 | 0.0013842 | 0.16418 | 0.093351 | 0.016418 | 0.017342 | 5000000 | scaled
908-1370R | 1466276.1601 | 1346128.9144 | 115909.3001 | 4237.9456 | 91.81% | 7.905% | 0.289% | 827161.1659 | 1430730.7179 | 139560.4754 | 46043.7943 | 641556.8961 | 238036.9895 | 96004.2339 | 1096689.4945 | 908 | 0.1878 | 0.10696 | 0.022794 | 7807464.3623 | 241709.7516 | 106231.2701 | 1118335.1383 | 1287029.2262 | 565648.4626 | 5954786.6735 | 5975315.7674 | 1008168.5938 | 332614.9987 | 4634532.1749 | 1559393.63 | 259443.2066 | 104637.7133 | 1195312.7101 |  | 3675 | 908-1370R | 1466276.1601 | 639114.9942 | 35545.4422 | 1346128.9144 | 569292.2204 | 20485.5157 | 115909.3001 | 65584.8281 | 10821.9809 | 4237.9456 | 241709.7516 | 102149.2762 | 3672.7621 | 1103991.0968 | 102074.8058 | 3657.8112 | 125.9771 | 71.2815 | 11.762 | 3.1889 | 1118335.1383 | 476778.2422 | 21645.6438 | 1103991.0968 | 466990.5066 | 16816.0583 | 10494.2627 | 5937.9568 | 979.8067 | 3849.7788 | 106231.2701 | 60187.4758 | 10227.0363 | 557.2319 | 226.908 | 11.6462 | 105289.0603 | 59575.5899 | 9830.4122 | 384.9779 | 0.017878 | 0.0077034 | 0.000403 | 0.16393 | 0.093257 | 0.016393 | 0.0059986 | 5000000 | scaled
908-1372R | 7960290.3283 | 7828738.2327 | 129010.0921 | 2542.0035 | 98.35% | 1.621% | 0.03193% | 4917559.6171 | 7760700.1451 | 1028458.608 | 51709.4937 | 3837391.5154 | 1617202.5354 | 107551.0247 | 6035946.5851 | 908 | 0.17701 | 0.10048 | 0.020076 | 44971613.1469 | 1656341.3617 | 118743.7403 | 6185205.2263 | 9357490.7301 | 670842.0589 | 34943280.3579 | 30282556.4917 | 6333295.0329 | 318429.4217 | 23630832.0372 | 9941532.5038 | 2071652.2054 | 137773.9105 | 7732106.3879 |  | 3676 | 908-1372R | 7960290.3283 | 3042730.7112 | 199590.1832 | 7828738.2327 | 2967202.0685 | 185009.6177 | 129010.0921 | 72986.6391 | 12038.562 | 2542.0035 | 1656341.3617 | 627882.7536 | 39138.8262 | 6171211.5414 | 627791.8986 | 39122.2431 | 157.2131 | 88.9423 | 14.6703 | 1.9128 | 6185205.2263 | 2347813.711 | 149258.6413 | 6171211.5414 | 2338894.0995 | 145859.129 | 11684.5115 | 6610.4381 | 1090.3389 | 2309.1734 | 118743.7403 | 67034.2466 | 11192.7157 | 1344.4554 | 516.0705 | 28.2455 | 117168.3676 | 66287.2588 | 10933.5528 | 230.9173 | 0.010694 | 0.0043302 | 0.0002264 | 0.16274 | 0.092571 | 0.016274 | 0.0035764 | 5000000 | scaled
908-2038R | 41258574.2326 | 40800963.6338 | 444898.9658 | 12711.633 | 98.89% | 1.078% | 0.03081% | 19471566.8841 | 40050975.5652 | 3851825.9167 | 177302.9821 | 15442437.9853 | 7921406.8974 | 371413.9205 | 31758154.7472 | 908 | 0.23053 | 0.13769 | 0.035187 | 178970516.2675 | 8151835.8732 | 410350.1868 | 32696388.1725 | 35360850.4874 | 1780007.8203 | 141829657.9598 | 158236451.4467 | 31302014.2796 | 1440859.6332 | 125493577.5339 | 34319064.99 | 6787731.7416 | 318258.8763 | 27213074.3722 |  | 3677 | 908-2038R | 41258574.2326 | 21787007.3485 | 1207598.6674 | 40800963.6338 | 21522678.4093 | 1153425.3675 | 444898.9658 | 251617.3061 | 41461.6668 | 12711.633 | 8151835.8732 | 4300009.9565 | 230428.9758 | 32643741.6273 | 4299677.257 | 230366.1644 | 571.3525 | 323.1344 | 53.2463 | 9.5651 | 32696388.1725 | 17253950.1872 | 938233.4253 | 32643741.6273 | 17219158.7603 | 922855.9138 | 41099.2108 | 23244.0925 | 3830.177 | 11547.3345 | 410350.1868 | 233047.2047 | 38936.2663 | 5967.0508 | 3842.392 | 203.2893 | 403228.4026 | 228050.0792 | 37578.2435 | 1154.7334 | 0.053569 | 0.029399 | 0.0015358 | 0.15924 | 0.09056 | 0.015924 | 0.017728 | 5000000 | scaled
908-2040 | 3646804.7891 | 3351774.2424 | 291221.4671 | 3809.0796 | 91.91% | 7.986% | 0.1044% | 2072991.4622 | 3542024.2688 | 408349.3563 | 116283.7854 | 1548358.3206 | 687864.6315 | 242315.9168 | 2611843.7205 | 908 | 0.17929 | 0.10206 | 0.021583 | 20339849.2143 | 703392.1593 | 267349.838 | 2676062.7917 | 3923130.3255 | 1491128.7299 | 14925590.159 | 15420139.1589 | 3037544.5407 | 864987.7169 | 11517606.9013 | 4854815.8833 | 942810.0671 | 332126.2285 | 3579879.5876 |  | 3678 | 908-2040 | 3646804.7891 | 1573813.3269 | 104780.5202 | 3351774.2424 | 1405268.199 | 73830.3121 | 291221.4671 | 164736.0483 | 27141.1285 | 3809.0796 | 703392.1593 | 295042.8031 | 15527.5278 | 2646042.3665 | 294750.5416 | 15476.9822 | 511.5948 | 289.3952 | 47.6794 | 2.8662 | 2676062.7917 | 1127704.4711 | 64219.0712 | 2646042.3665 | 1109219.8781 | 58283.5286 | 26560.2312 | 15024.3991 | 2475.3486 | 3460.194 | 267349.838 | 151066.0527 | 25033.9212 | 2854.1775 | 1297.7793 | 69.8013 | 264149.6411 | 149422.254 | 24618.1005 | 346.0194 | 0.014493 | 0.0060182 | 0.000315 | 0.15948 | 0.090724 | 0.015948 | 0.0053198 | 5000000 | scaled
908-2055F | 22564078.3354 | 22357448.5426 | 198388.4941 | 8241.2987 | 99.08% | 0.8792% | 0.03652% | 11798786.0526 | 21974029.0971 | 2249157.1903 | 86066.8948 | 9463561.9675 | 4185413.9848 | 176962.4954 | 17611652.6169 | 908 | 0.20355 | 0.11832 | 0.028362 | 110854062.3197 | 4293634.3737 | 194506.0306 | 18075937.9311 | 21094006.3832 | 955580.0737 | 88804475.8628 | 90982399.6963 | 17343624.8067 | 663676.1266 | 72975098.7631 | 20804364.9682 | 3962626.9583 | 167542.89 | 16674195.1199 |  | 3679 | 908-2055F | 22564078.3354 | 10765292.2828 | 590049.2384 | 22357448.5426 | 10644806.7576 | 563321.9378 | 198388.4941 | 112244.2265 | 18486.0019 | 8241.2987 | 4293634.3737 | 2044477.1833 | 108220.3889 | 18046106.313 | 2044286.6932 | 108183.8363 | 325.7252 | 184.2888 | 30.3513 | 6.2013 | 18075937.9311 | 8612375.9636 | 464285.3143 | 18046106.313 | 8592247.0653 | 454716.7213 | 22345.1659 | 12642.4462 | 2082.1408 | 7486.4522 | 194506.0306 | 108439.1358 | 17543.5352 | 18039.7824 | 8272.9991 | 421.3802 | 175717.603 | 99417.4915 | 16373.5097 | 748.6452 | 0.032573 | 0.016051 | 0.0008402 | 0.15939 | 0.09069 | 0.015939 | 0.011582 | 5000000 | scaled
908-2056 | 0 | 0 | 0 | 0 | 0% | 0% | 0% | 0 | 0 | 0 | 0 | 0 | 0 | 0 | 0 | 908 | 0 | 0 | 0 | 0 | 0 | 0 | 0 | 0 | 0 | 0 | 0 | 0 | 0 | 0 | 0 | 0 | 0 | 0 |  | 3680 | 908-2056 | 0 | 0 | 0 | 0 | 0 | 0 | 0 | 0 | 0 | 0 | 0 | 0 | 0 | 0 | 0 | 0 | 0 | 0 | 0 | 0 | 0 | 0 | 0 | 0 | 0 | 0 | 0 | 0 | 0 | 0 | 0 | 0 | 0 | 0 | 0 | 0 | 0 | 0 | 0 | 0 | 0 | 0 | 0 | 0 | 0 | 0 | 0 | 5000000 | scaled
908-2057F | 0 | 0 | 0 | 0 | 0% | 0% | 0% | 0 | 0 | 0 | 0 | 0 | 0 | 0 | 0 | 908 | 0 | 0 | 0 | 0 | 0 | 0 | 0 | 0 | 0 | 0 | 0 | 0 | 0 | 0 | 0 | 0 | 0 | 0 |  | 3681 | 908-2057F | 0 | 0 | 0 | 0 | 0 | 0 | 0 | 0 | 0 | 0 | 0 | 0 | 0 | 0 | 0 | 0 | 0 | 0 | 0 | 0 | 0 | 0 | 0 | 0 | 0 | 0 | 0 | 0 | 0 | 0 | 0 | 0 | 0 | 0 | 0 | 0 | 0 | 0 | 0 | 0 | 0 | 0 | 0 | 0 | 0 | 0 | 0 | 5000000 | scaled
908-2058F | 0 | 0 | 0 | 0 | 0% | 0% | 0% | 0 | 0 | 0 | 0 | 0 | 0 | 0 | 0 | 908 | 0 | 0 | 0 | 0 | 0 | 0 | 0 | 0 | 0 | 0 | 0 | 0 | 0 | 0 | 0 | 0 | 0 | 0 |  | 3682 | 908-2058F | 0 | 0 | 0 | 0 | 0 | 0 | 0 | 0 | 0 | 0 | 0 | 0 | 0 | 0 | 0 | 0 | 0 | 0 | 0 | 0 | 0 | 0 | 0 | 0 | 0 | 0 | 0 | 0 | 0 | 0 | 0 | 0 | 0 | 0 | 0 | 0 | 0 | 0 | 0 | 0 | 0 | 0 | 0 | 0 | 0 | 0 | 0 | 5000000 | scaled
908-2061 | 0 | 0 | 0 | 0 | 0% | 0% | 0% | 0 | 0 | 0 | 0 | 0 | 0 | 0 | 0 | 908 | 0 | 0 | 0 | 0 | 0 | 0 | 0 | 0 | 0 | 0 | 0 | 0 | 0 | 0 | 0 | 0 | 0 | 0 |  | 3683 | 908-2061 | 0 | 0 | 0 | 0 | 0 | 0 | 0 | 0 | 0 | 0 | 0 | 0 | 0 | 0 | 0 | 0 | 0 | 0 | 0 | 0 | 0 | 0 | 0 | 0 | 0 | 0 | 0 | 0 | 0 | 0 | 0 | 0 | 0 | 0 | 0 | 0 | 0 | 0 | 0 | 0 | 0 | 0 | 0 | 0 | 0 | 0 | 0 | 5000000 | scaled
908-2062F | 153311.4846 | 151129.2584 | 2081.3926 | 100.8336 | 98.58% | 1.358% | 0.06577% | 22459.8485 | 152141.9259 | 3473.3351 | 914.2615 | 18072.2519 | 24228.489 | 2000.3945 | 125913.0424 | 908 | 0.16054 | 0.091503 | 0.016167 | 954949.9492 | 24369.7797 | 2196.3786 | 126745.3264 | 151795.0198 | 13680.8511 | 789474.0783 | 1430028.7662 | 221148.8239 | 58211.4473 | 1150668.495 | 72341.4561 | 11520.3233 | 951.1609 | 59869.9719 |  | 3684 | 908-2062F | 153311.4846 | 130851.6362 | 1169.5588 | 151129.2584 | 129572.3339 | 874.7522 | 2081.3926 | 1178.4686 | 193.973 | 100.8336 | 24369.7797 | 20896.4446 | 141.2907 | 126488.106 | 20891.8948 | 140.4784 | 7.9018 | 4.4739 | 0.7364 | 0.075874 | 126745.3264 | 108673.0746 | 832.2841 | 126488.106 | 108487.7025 | 725.2511 | 165.6224 | 93.7742 | 15.435 | 91.598 | 2196.3786 | 1282.117 | 195.9841 | 279.3504 | 192.7367 | 9.0227 | 1907.8683 | 1080.2205 | 177.8016 | 9.1598 | 0.000292 | 0.000196 | 1.02e-05 | 0.16011 | 0.09116 | 0.016011 | 0.0001464 | 5000000 | scaled
908-30 | 847523.9719 | 818047.126 | 28215.9668 | 1260.8791 | 96.52% | 3.329% | 0.1488% | 422775.711 | 824044.1374 | 65849.5594 | 11662.9139 | 345263.2377 | 128084.3991 | 24287.5222 | 671672.216 | 908 | 0.16572 | 0.094766 | 0.017822 | 5114069.0056 | 131233.6952 | 26813.862 | 689476.4147 | 791881.0503 | 161798.303 | 4160389.6523 | 4482093.3007 | 698109.8049 | 123645.391 | 3660338.1048 | 1317493.0718 | 204783.0945 | 38831.2237 | 1073878.7536 |  | 3685 | 908-30 | 847523.9719 | 424748.2609 | 23479.8345 | 818047.126 | 407510.8643 | 19590.4906 | 28215.9668 | 15976.5175 | 2628.4649 | 1260.8791 | 131233.6952 | 65384.1358 | 3149.2961 | 685778.5952 | 65352.0473 | 3143.2242 | 54.9954 | 31.1397 | 5.1231 | 0.94877 | 689476.4147 | 344213.177 | 17804.1987 | 685778.5952 | 341622.5433 | 16421.0355 | 2552.4283 | 1445.2425 | 237.772 | 1145.3912 | 26813.862 | 15150.9481 | 2526.3398 | 1090.7798 | 536.2737 | 26.2309 | 25608.543 | 14500.1353 | 2385.5697 | 114.5391 | 0.0048142 | 0.0023642 | 0.0001234 | 0.15912 | 0.090616 | 0.015912 | 0.0017858 | 5000000 | scaled
909-17R | 0 | 0 | 0 | 0 | 0% | 0% | 0% | 0 | 0 | 0 | 0 | 0 | 0 | 0 | 0 | 909 | 0 | 0 | 0 | 0 | 0 | 0 | 0 | 0 | 0 | 0 | 0 | 0 | 0 | 0 | 0 | 0 | 0 | 0 |  | 3686 | 909-17R | 0 | 0 | 0 | 0 | 0 | 0 | 0 | 0 | 0 | 0 | 0 | 0 | 0 | 0 | 0 | 0 | 0 | 0 | 0 | 0 | 0 | 0 | 0 | 0 | 0 | 0 | 0 | 0 | 0 | 0 | 0 | 0 | 0 | 0 | 0 | 0 | 0 | 0 | 0 | 0 | 0 | 0 | 0 | 0 | 0 | 0 | 0 | 5000000 | scaled
909-451 | 55252374.6886 | 54850768.6606 | 388366.8417 | 13239.1863 | 99.27% | 0.7029% | 0.02396% | 29267261.167 | 53905019.0845 | 5034549.8287 | 152083.3579 | 24080627.9804 | 9265121.2097 | 316602.4932 | 44323295.3816 | 909 | 0.31112 | 0.17757 | 0.042816 | 177590702.9673 | 9489627.7641 | 350685.7218 | 45412061.2027 | 30501307.4104 | 1127164.655 | 145962230.902 | 146333998.9051 | 25172352.3058 | 760404.8017 | 120401241.7976 | 31468360.2021 | 5408738.8614 | 184824.3719 | 25874796.9689 |  | 3687 | 909-451 | 55252374.6886 | 25985113.5216 | 1347355.6041 | 54850768.6606 | 25752044.4425 | 1297259.1174 | 388366.8417 | 219829.8928 | 36857.3004 | 13239.1863 | 9489627.7641 | 4455077.9354 | 224506.5544 | 45357813.5984 | 4454703.4838 | 224435.481 | 643.9326 | 364.4895 | 61.1113 | 9.9621 | 45412061.2027 | 21331433.2222 | 1088765.8211 | 45357813.5984 | 21295507.9976 | 1072732.3373 | 42221.0368 | 23898.6571 | 4006.9163 | 12026.5675 | 350685.7218 | 198602.3639 | 34083.2286 | 3981.1928 | 1832.961 | 91.2991 | 345501.8723 | 195566.7461 | 32789.2727 | 1202.6567 | 0.065456 | 0.02993 | 0.0015626 | 0.22712 | 0.1291 | 0.022712 | 0.018541 | 5000000 | scaled
909-453R | 5703040.2921 | 5701153.2251 | 0 | 1887.067 | 99.97% | 0% | 0.03309% | 2820355.3514 | 5584735.9541 | 455523.8543 | 3057.5367 | 2361773.9605 | 902036.3867 | 6166.415 | 4676533.1525 | 909 | 0.0097928 | 0.0064004 | 0.0028378 | 582370751.1727 | 920831.8115 | 6505.5164 | 4775702.9642 | 94031514.1226 | 664316.2743 | 487674920.7758 | 450391372.5169 | 72744029.874 | 488267.6005 | 377159075.0424 | 41688751.1477 | 6733491.2088 | 46030.8492 | 34909229.0898 |  | 3688 | 909-453R | 5703040.2921 | 2882684.9407 | 118304.338 | 5701153.2251 | 2880797.8737 | 116417.271 | 0 | 0 | 0 | 1887.067 | 920831.8115 | 465307.9572 | 18795.4248 | 4773988.7396 | 465306.5373 | 18794.0049 | 0 | 0 | 0 | 1.42 | 4775702.9642 | 2413929.0037 | 99169.8117 | 4773988.7396 | 2412214.7791 | 97455.5872 | 0 | 0 | 0 | 1714.2245 | 6505.5164 | 3447.9797 | 339.1015 | 6334.094 | 3276.5573 | 167.679 | 0 | 0 | 0 | 171.4225 | 0.0071514 | 0.003759 | 0.0001964 | 0 | 0 | 0 | 0.0026414 | 5000000 | scaled
909-458R | 1603.9455 | 0 | 1603.9455 | 0 | 0% | 100% | 0% | 76.0702 | 158.1586 | 0.049959 | 60.3129 | 15.7073 | 0.10387 | 125.3974 | 32.6573 | 909 | 0.10322 | 0.10322 | 0.10322 | 15538.6744 | 1.0534 | 1271.702 | 331.1901 | 10.2051 | 12319.9717 | 3208.4976 | 14801.7233 | 9.7211 | 11735.6737 | 3056.3285 | 14006.4679 | 9.1988 | 11105.1486 | 2892.1205 |  | 3689 | 909-458R | 1603.9455 | 1527.8753 | 1445.7868 | 0 | 0 | 0 | 1603.9455 | 1527.8753 | 1445.7868 | 0 | 1.0534 | 1.0034 | 0.94953 | 0 | 0 | 0 | 1.0534 | 1.0034 | 0.94953 | 0 | 331.1901 | 315.4828 | 298.5328 | 0 | 0 | 0 | 331.1901 | 315.4828 | 298.5328 | 0 | 1271.702 | 1211.3891 | 1146.3045 | 0 | 0 | 0 | 1271.702 | 1211.3891 | 1146.3045 | 0 | 0 | 0 | 0 | 0.10322 | 0.10322 | 0.10322 | 0 | 5000000 | scaled
909-805R | 32313161.0224 | 32075252.6475 | 228761.1805 | 9147.1943 | 99.26% | 0.708% | 0.02831% | 18335291.499 | 31519395.9027 | 3957106.5994 | 87971.571 | 14290213.3286 | 6794583.0405 | 183373.6834 | 24541439.1789 | 909 | 0.28921 | 0.16476 | 0.037498 | 111728904.0172 | 6960151.8722 | 203357.5745 | 25149651.5756 | 24066049.7418 | 703147.5165 | 86959706.7589 | 84837967.0951 | 18309655.9709 | 407047.2097 | 66121263.9145 | 21167973.0239 | 4563144.2606 | 123151.1287 | 16481677.6346 |  | 3690 | 909-805R | 32313161.0224 | 13977869.5234 | 793765.1196 | 32075252.6475 | 13839181.9755 | 762859.784 | 228761.1805 | 129540.3537 | 21758.1413 | 9147.1943 | 6960151.8722 | 3003045.2728 | 165568.8318 | 25113790.9036 | 3002895.3725 | 165537.927 | 252.5609 | 143.0174 | 24.0218 | 6.883 | 25149651.5756 | 10859438.2471 | 608212.3967 | 25113790.9036 | 10835527.4285 | 597282.5387 | 27551.2981 | 15601.4446 | 2620.4841 | 8309.3739 | 203357.5745 | 115386.0035 | 19983.8911 | 1569.3155 | 759.1745 | 39.3184 | 200957.3216 | 113795.8916 | 19113.6354 | 830.9374 | 0.038947 | 0.01692 | 0.0008904 | 0.2374 | 0.13497 | 0.02374 | 0.012868 | 5000000 | scaled
909-810 | 0 | 0 | 0 | 0 | 0% | 0% | 0% | 0 | 0 | 0 | 0 | 0 | 0 | 0 | 0 | 909 | 0 | 0 | 0 | 0 | 0 | 0 | 0 | 0 | 0 | 0 | 0 | 0 | 0 | 0 | 0 | 0 | 0 | 0 |  | 3691 | 909-810 | 0 | 0 | 0 | 0 | 0 | 0 | 0 | 0 | 0 | 0 | 0 | 0 | 0 | 0 | 0 | 0 | 0 | 0 | 0 | 0 | 0 | 0 | 0 | 0 | 0 | 0 | 0 | 0 | 0 | 0 | 0 | 0 | 0 | 0 | 0 | 0 | 0 | 0 | 0 | 0 | 0 | 0 | 0 | 0 | 0 | 0 | 0 | 5000000 | scaled
909-812 | 62983.815 | 62909.2092 | 0 | 74.6058 | 99.88% | 0% | 0.1185% | 14378.1141 | 62907.2508 | 2317.5771 | 22.782 | 12037.7549 | 10151.1458 | 70.3132 | 52685.7918 | 909 | 0.0001786 | 0.0001534 | 0.0001042 | 352652939.5519 | 10151.2019 | 79.0489 | 52753.5642 | 56837636.5756 | 442603.1508 | 295372699.8255 | 316855938.2245 | 51073322.8292 | 502056.5697 | 265280558.8255 | 734781.6879 | 118569.4164 | 821.286 | 615390.9855 |  | 3692 | 909-812 | 62983.815 | 48605.7009 | 76.5643 | 62909.2092 | 48531.0952 | 1.9585 | 0 | 0 | 0 | 74.6058 | 10151.2019 | 7833.6248 | 0.056138 | 52685.7918 | 7833.5687 | 0 | 0 | 0 | 0 | 0.056138 | 52753.5642 | 40715.8092 | 67.7724 | 52685.7918 | 40648.0369 | 0 | 0 | 0 | 0 | 67.7724 | 79.0489 | 56.2669 | 8.7357 | 72.2717 | 49.4896 | 1.9585 | 0 | 0 | 0 | 6.7772 | 7.7e-05 | 5.18e-05 | 2.6e-06 | 0 | 0 | 0 | 0.0001016 | 5000000 | scaled
909-847 | 0 | 0 | 0 | 0 | 0% | 0% | 0% | 0 | 0 | 0 | 0 | 0 | 0 | 0 | 0 | 909 | 0 | 0 | 0 | 0 | 0 | 0 | 0 | 0 | 0 | 0 | 0 | 0 | 0 | 0 | 0 | 0 | 0 | 0 |  | 3693 | 909-847 | 0 | 0 | 0 | 0 | 0 | 0 | 0 | 0 | 0 | 0 | 0 | 0 | 0 | 0 | 0 | 0 | 0 | 0 | 0 | 0 | 0 | 0 | 0 | 0 | 0 | 0 | 0 | 0 | 0 | 0 | 0 | 0 | 0 | 0 | 0 | 0 | 0 | 0 | 0 | 0 | 0 | 0 | 0 | 0 | 0 | 0 | 0 | 5000000 | scaled
915-17F | 0 | 0 | 0 | 0 | 0% | 0% | 0% | 0 | 0 | 0 | 0 | 0 | 0 | 0 | 0 | 915 | 0 | 0 | 0 | 0 | 0 | 0 | 0 | 0 | 0 | 0 | 0 | 0 | 0 | 0 | 0 | 0 | 0 | 0 |  | 3694 | 915-17F | 0 | 0 | 0 | 0 | 0 | 0 | 0 | 0 | 0 | 0 | 0 | 0 | 0 | 0 | 0 | 0 | 0 | 0 | 0 | 0 | 0 | 0 | 0 | 0 | 0 | 0 | 0 | 0 | 0 | 0 | 0 | 0 | 0 | 0 | 0 | 0 | 0 | 0 | 0 | 0 | 0 | 0 | 0 | 0 | 0 | 0 | 0 | 5000000 | scaled
917-15F | 0 | 0 | 0 | 0 | 0% | 0% | 0% | 0 | 0 | 0 | 0 | 0 | 0 | 0 | 0 | 917 | 0 | 0 | 0 | 0 | 0 | 0 | 0 | 0 | 0 | 0 | 0 | 0 | 0 | 0 | 0 | 0 | 0 | 0 |  | 3695 | 917-15F | 0 | 0 | 0 | 0 | 0 | 0 | 0 | 0 | 0 | 0 | 0 | 0 | 0 | 0 | 0 | 0 | 0 | 0 | 0 | 0 | 0 | 0 | 0 | 0 | 0 | 0 | 0 | 0 | 0 | 0 | 0 | 0 | 0 | 0 | 0 | 0 | 0 | 0 | 0 | 0 | 0 | 0 | 0 | 0 | 0 | 0 | 0 | 5000000 | scaled
91-6 | 0 | 0 | 0 | 0 | 0% | 0% | 0% | 0 | 0 | 0 | 0 | 0 | 0 | 0 | 0 | 91 | 0 | 0 | 0 | 0 | 0 | 0 | 0 | 0 | 0 | 0 | 0 | 0 | 0 | 0 | 0 | 0 | 0 | 0 |  | 3696 | 91-6 | 0 | 0 | 0 | 0 | 0 | 0 | 0 | 0 | 0 | 0 | 0 | 0 | 0 | 0 | 0 | 0 | 0 | 0 | 0 | 0 | 0 | 0 | 0 | 0 | 0 | 0 | 0 | 0 | 0 | 0 | 0 | 0 | 0 | 0 | 0 | 0 | 0 | 0 | 0 | 0 | 0 | 0 | 0 | 0 | 0 | 0 | 0 | 5000000 | scaled
91-7F | 1295990.6131 | 1243883.9508 | 46695.1161 | 5411.5462 | 95.98% | 3.603% | 0.4176% | 784271.0076 | 1265866.5071 | 167351.2624 | 20702.5444 | 596217.2007 | 267860.3393 | 42742.0959 | 955264.0719 | 91 | 0.034038 | 0.019399 | 0.0085542 | 38075040.4888 | 272589.8701 | 46147.5824 | 977253.1607 | 8008445.613 | 1355774.5327 | 28710820.3432 | 26378115.0756 | 5628680.4128 | 696307.9007 | 20053126.7621 | 3521557.3705 | 745169.8475 | 118905.6998 | 2657481.8231 |  | 3697 | 91-7F | 1295990.6131 | 511719.6056 | 30124.1061 | 1243883.9508 | 480352.4669 | 21584.1239 | 46695.1161 | 25955.5925 | 3128.436 | 5411.5462 | 272589.8701 | 105238.6077 | 4729.5308 | 968124.6641 | 105198.5843 | 4721.1256 | 64.6779 | 35.9513 | 4.3332 | 4.072 | 977253.1607 | 381035.96 | 21989.0888 | 968124.6641 | 373778.4844 | 16790.9706 | 4212.611 | 2341.5899 | 282.2326 | 4915.8856 | 46147.5824 | 25445.038 | 3405.4865 | 3238.1666 | 1375.3982 | 72.0278 | 42417.8273 | 23578.0512 | 2841.8702 | 491.5886 | 0.021299 | 0.0088736 | 0.000464 | 0.0051654 | 0.0029522 | 0.0005166 | 0.0075736 | 5000000 | scaled
910-950F | 0 | 0 | 0 | 0 | 0% | 0% | 0% | 0 | 0 | 0 | 0 | 0 | 0 | 0 | 0 | 910 | 0 | 0 | 0 | 0 | 0 | 0 | 0 | 0 | 0 | 0 | 0 | 0 | 0 | 0 | 0 | 0 | 0 | 0 |  | 3698 | 910-950F | 0 | 0 | 0 | 0 | 0 | 0 | 0 | 0 | 0 | 0 | 0 | 0 | 0 | 0 | 0 | 0 | 0 | 0 | 0 | 0 | 0 | 0 | 0 | 0 | 0 | 0 | 0 | 0 | 0 | 0 | 0 | 0 | 0 | 0 | 0 | 0 | 0 | 0 | 0 | 0 | 0 | 0 | 0 | 0 | 0 | 0 | 0 | 5000000 | scaled
910-951F | 0 | 0 | 0 | 0 | 0% | 0% | 0% | 0 | 0 | 0 | 0 | 0 | 0 | 0 | 0 | 910 | 0 | 0 | 0 | 0 | 0 | 0 | 0 | 0 | 0 | 0 | 0 | 0 | 0 | 0 | 0 | 0 | 0 | 0 |  | 3699 | 910-951F | 0 | 0 | 0 | 0 | 0 | 0 | 0 | 0 | 0 | 0 | 0 | 0 | 0 | 0 | 0 | 0 | 0 | 0 | 0 | 0 | 0 | 0 | 0 | 0 | 0 | 0 | 0 | 0 | 0 | 0 | 0 | 0 | 0 | 0 | 0 | 0 | 0 | 0 | 0 | 0 | 0 | 0 | 0 | 0 | 0 | 0 | 0 | 5000000 | scaled
910-952 | 0 | 0 | 0 | 0 | 0% | 0% | 0% | 0 | 0 | 0 | 0 | 0 | 0 | 0 | 0 | 910 | 0 | 0 | 0 | 0 | 0 | 0 | 0 | 0 | 0 | 0 | 0 | 0 | 0 | 0 | 0 | 0 | 0 | 0 |  | 3700 | 910-952 | 0 | 0 | 0 | 0 | 0 | 0 | 0 | 0 | 0 | 0 | 0 | 0 | 0 | 0 | 0 | 0 | 0 | 0 | 0 | 0 | 0 | 0 | 0 | 0 | 0 | 0 | 0 | 0 | 0 | 0 | 0 | 0 | 0 | 0 | 0 | 0 | 0 | 0 | 0 | 0 | 0 | 0 | 0 | 0 | 0 | 0 | 0 | 5000000 | scaled
911-550 | 0 | 0 | 0 | 0 | 0% | 0% | 0% | 0 | 0 | 0 | 0 | 0 | 0 | 0 | 0 | 911 | 0 | 0 | 0 | 0 | 0 | 0 | 0 | 0 | 0 | 0 | 0 | 0 | 0 | 0 | 0 | 0 | 0 | 0 |  | 3701 | 911-550 | 0 | 0 | 0 | 0 | 0 | 0 | 0 | 0 | 0 | 0 | 0 | 0 | 0 | 0 | 0 | 0 | 0 | 0 | 0 | 0 | 0 | 0 | 0 | 0 | 0 | 0 | 0 | 0 | 0 | 0 | 0 | 0 | 0 | 0 | 0 | 0 | 0 | 0 | 0 | 0 | 0 | 0 | 0 | 0 | 0 | 0 | 0 | 5000000 | scaled
911-551 | 0 | 0 | 0 | 0 | 0% | 0% | 0% | 0 | 0 | 0 | 0 | 0 | 0 | 0 | 0 | 911 | 0 | 0 | 0 | 0 | 0 | 0 | 0 | 0 | 0 | 0 | 0 | 0 | 0 | 0 | 0 | 0 | 0 | 0 |  | 3702 | 911-551 | 0 | 0 | 0 | 0 | 0 | 0 | 0 | 0 | 0 | 0 | 0 | 0 | 0 | 0 | 0 | 0 | 0 | 0 | 0 | 0 | 0 | 0 | 0 | 0 | 0 | 0 | 0 | 0 | 0 | 0 | 0 | 0 | 0 | 0 | 0 | 0 | 0 | 0 | 0 | 0 | 0 | 0 | 0 | 0 | 0 | 0 | 0 | 5000000 | scaled
911-552 | 0 | 0 | 0 | 0 | 0% | 0% | 0% | 0 | 0 | 0 | 0 | 0 | 0 | 0 | 0 | 911 | 0 | 0 | 0 | 0 | 0 | 0 | 0 | 0 | 0 | 0 | 0 | 0 | 0 | 0 | 0 | 0 | 0 | 0 |  | 3703 | 911-552 | 0 | 0 | 0 | 0 | 0 | 0 | 0 | 0 | 0 | 0 | 0 | 0 | 0 | 0 | 0 | 0 | 0 | 0 | 0 | 0 | 0 | 0 | 0 | 0 | 0 | 0 | 0 | 0 | 0 | 0 | 0 | 0 | 0 | 0 | 0 | 0 | 0 | 0 | 0 | 0 | 0 | 0 | 0 | 0 | 0 | 0 | 0 | 5000000 | scaled
911-554AE | 0 | 0 | 0 | 0 | 0% | 0% | 0% | 0 | 0 | 0 | 0 | 0 | 0 | 0 | 0 | 911 | 0 | 0 | 0 | 0 | 0 | 0 | 0 | 0 | 0 | 0 | 0 | 0 | 0 | 0 | 0 | 0 | 0 | 0 |  | 3704 | 911-554AE | 0 | 0 | 0 | 0 | 0 | 0 | 0 | 0 | 0 | 0 | 0 | 0 | 0 | 0 | 0 | 0 | 0 | 0 | 0 | 0 | 0 | 0 | 0 | 0 | 0 | 0 | 0 | 0 | 0 | 0 | 0 | 0 | 0 | 0 | 0 | 0 | 0 | 0 | 0 | 0 | 0 | 0 | 0 | 0 | 0 | 0 | 0 | 5000000 | scaled
911-555 | 0 | 0 | 0 | 0 | 0% | 0% | 0% | 0 | 0 | 0 | 0 | 0 | 0 | 0 | 0 | 911 | 0 | 0 | 0 | 0 | 0 | 0 | 0 | 0 | 0 | 0 | 0 | 0 | 0 | 0 | 0 | 0 | 0 | 0 |  | 3705 | 911-555 | 0 | 0 | 0 | 0 | 0 | 0 | 0 | 0 | 0 | 0 | 0 | 0 | 0 | 0 | 0 | 0 | 0 | 0 | 0 | 0 | 0 | 0 | 0 | 0 | 0 | 0 | 0 | 0 | 0 | 0 | 0 | 0 | 0 | 0 | 0 | 0 | 0 | 0 | 0 | 0 | 0 | 0 | 0 | 0 | 0 | 0 | 0 | 5000000 | scaled
911-556AE | 0 | 0 | 0 | 0 | 0% | 0% | 0% | 0 | 0 | 0 | 0 | 0 | 0 | 0 | 0 | 911 | 0 | 0 | 0 | 0 | 0 | 0 | 0 | 0 | 0 | 0 | 0 | 0 | 0 | 0 | 0 | 0 | 0 | 0 |  | 3706 | 911-556AE | 0 | 0 | 0 | 0 | 0 | 0 | 0 | 0 | 0 | 0 | 0 | 0 | 0 | 0 | 0 | 0 | 0 | 0 | 0 | 0 | 0 | 0 | 0 | 0 | 0 | 0 | 0 | 0 | 0 | 0 | 0 | 0 | 0 | 0 | 0 | 0 | 0 | 0 | 0 | 0 | 0 | 0 | 0 | 0 | 0 | 0 | 0 | 5000000 | scaled
912-408 | 0 | 0 | 0 | 0 | 0% | 0% | 0% | 0 | 0 | 0 | 0 | 0 | 0 | 0 | 0 | 912 | 0 | 0 | 0 | 0 | 0 | 0 | 0 | 0 | 0 | 0 | 0 | 0 | 0 | 0 | 0 | 0 | 0 | 0 |  | 3707 | 912-408 | 0 | 0 | 0 | 0 | 0 | 0 | 0 | 0 | 0 | 0 | 0 | 0 | 0 | 0 | 0 | 0 | 0 | 0 | 0 | 0 | 0 | 0 | 0 | 0 | 0 | 0 | 0 | 0 | 0 | 0 | 0 | 0 | 0 | 0 | 0 | 0 | 0 | 0 | 0 | 0 | 0 | 0 | 0 | 0 | 0 | 0 | 0 | 5000000 | scaled
912-409F | 0 | 0 | 0 | 0 | 0% | 0% | 0% | 0 | 0 | 0 | 0 | 0 | 0 | 0 | 0 | 912 | 0 | 0 | 0 | 0 | 0 | 0 | 0 | 0 | 0 | 0 | 0 | 0 | 0 | 0 | 0 | 0 | 0 | 0 |  | 3708 | 912-409F | 0 | 0 | 0 | 0 | 0 | 0 | 0 | 0 | 0 | 0 | 0 | 0 | 0 | 0 | 0 | 0 | 0 | 0 | 0 | 0 | 0 | 0 | 0 | 0 | 0 | 0 | 0 | 0 | 0 | 0 | 0 | 0 | 0 | 0 | 0 | 0 | 0 | 0 | 0 | 0 | 0 | 0 | 0 | 0 | 0 | 0 | 0 | 5000000 | scaled
913-11 | 0 | 0 | 0 | 0 | 0% | 0% | 0% | 0 | 0 | 0 | 0 | 0 | 0 | 0 | 0 | 913 | 0 | 0 | 0 | 0 | 0 | 0 | 0 | 0 | 0 | 0 | 0 | 0 | 0 | 0 | 0 | 0 | 0 | 0 |  | 3709 | 913-11 | 0 | 0 | 0 | 0 | 0 | 0 | 0 | 0 | 0 | 0 | 0 | 0 | 0 | 0 | 0 | 0 | 0 | 0 | 0 | 0 | 0 | 0 | 0 | 0 | 0 | 0 | 0 | 0 | 0 | 0 | 0 | 0 | 0 | 0 | 0 | 0 | 0 | 0 | 0 | 0 | 0 | 0 | 0 | 0 | 0 | 0 | 0 | 5000000 | scaled
913-12F | 0 | 0 | 0 | 0 | 0% | 0% | 0% | 0 | 0 | 0 | 0 | 0 | 0 | 0 | 0 | 913 | 0 | 0 | 0 | 0 | 0 | 0 | 0 | 0 | 0 | 0 | 0 | 0 | 0 | 0 | 0 | 0 | 0 | 0 |  | 3710 | 913-12F | 0 | 0 | 0 | 0 | 0 | 0 | 0 | 0 | 0 | 0 | 0 | 0 | 0 | 0 | 0 | 0 | 0 | 0 | 0 | 0 | 0 | 0 | 0 | 0 | 0 | 0 | 0 | 0 | 0 | 0 | 0 | 0 | 0 | 0 | 0 | 0 | 0 | 0 | 0 | 0 | 0 | 0 | 0 | 0 | 0 | 0 | 0 | 5000000 | scaled
913-14F | 0 | 0 | 0 | 0 | 0% | 0% | 0% | 0 | 0 | 0 | 0 | 0 | 0 | 0 | 0 | 913 | 0 | 0 | 0 | 0 | 0 | 0 | 0 | 0 | 0 | 0 | 0 | 0 | 0 | 0 | 0 | 0 | 0 | 0 |  | 3711 | 913-14F | 0 | 0 | 0 | 0 | 0 | 0 | 0 | 0 | 0 | 0 | 0 | 0 | 0 | 0 | 0 | 0 | 0 | 0 | 0 | 0 | 0 | 0 | 0 | 0 | 0 | 0 | 0 | 0 | 0 | 0 | 0 | 0 | 0 | 0 | 0 | 0 | 0 | 0 | 0 | 0 | 0 | 0 | 0 | 0 | 0 | 0 | 0 | 5000000 | scaled
913-15F | 0 | 0 | 0 | 0 | 0% | 0% | 0% | 0 | 0 | 0 | 0 | 0 | 0 | 0 | 0 | 913 | 0 | 0 | 0 | 0 | 0 | 0 | 0 | 0 | 0 | 0 | 0 | 0 | 0 | 0 | 0 | 0 | 0 | 0 |  | 3712 | 913-15F | 0 | 0 | 0 | 0 | 0 | 0 | 0 | 0 | 0 | 0 | 0 | 0 | 0 | 0 | 0 | 0 | 0 | 0 | 0 | 0 | 0 | 0 | 0 | 0 | 0 | 0 | 0 | 0 | 0 | 0 | 0 | 0 | 0 | 0 | 0 | 0 | 0 | 0 | 0 | 0 | 0 | 0 | 0 | 0 | 0 | 0 | 0 | 5000000 | scaled
913-16F | 0 | 0 | 0 | 0 | 0% | 0% | 0% | 0 | 0 | 0 | 0 | 0 | 0 | 0 | 0 | 913 | 0 | 0 | 0 | 0 | 0 | 0 | 0 | 0 | 0 | 0 | 0 | 0 | 0 | 0 | 0 | 0 | 0 | 0 |  | 3713 | 913-16F | 0 | 0 | 0 | 0 | 0 | 0 | 0 | 0 | 0 | 0 | 0 | 0 | 0 | 0 | 0 | 0 | 0 | 0 | 0 | 0 | 0 | 0 | 0 | 0 | 0 | 0 | 0 | 0 | 0 | 0 | 0 | 0 | 0 | 0 | 0 | 0 | 0 | 0 | 0 | 0 | 0 | 0 | 0 | 0 | 0 | 0 | 0 | 5000000 | scaled
913-17 | 0 | 0 | 0 | 0 | 0% | 0% | 0% | 0 | 0 | 0 | 0 | 0 | 0 | 0 | 0 | 913 | 0 | 0 | 0 | 0 | 0 | 0 | 0 | 0 | 0 | 0 | 0 | 0 | 0 | 0 | 0 | 0 | 0 | 0 |  | 3714 | 913-17 | 0 | 0 | 0 | 0 | 0 | 0 | 0 | 0 | 0 | 0 | 0 | 0 | 0 | 0 | 0 | 0 | 0 | 0 | 0 | 0 | 0 | 0 | 0 | 0 | 0 | 0 | 0 | 0 | 0 | 0 | 0 | 0 | 0 | 0 | 0 | 0 | 0 | 0 | 0 | 0 | 0 | 0 | 0 | 0 | 0 | 0 | 0 | 5000000 | scaled
913-451 | 0 | 0 | 0 | 0 | 0% | 0% | 0% | 0 | 0 | 0 | 0 | 0 | 0 | 0 | 0 | 913 | 0 | 0 | 0 | 0 | 0 | 0 | 0 | 0 | 0 | 0 | 0 | 0 | 0 | 0 | 0 | 0 | 0 | 0 |  | 3715 | 913-451 | 0 | 0 | 0 | 0 | 0 | 0 | 0 | 0 | 0 | 0 | 0 | 0 | 0 | 0 | 0 | 0 | 0 | 0 | 0 | 0 | 0 | 0 | 0 | 0 | 0 | 0 | 0 | 0 | 0 | 0 | 0 | 0 | 0 | 0 | 0 | 0 | 0 | 0 | 0 | 0 | 0 | 0 | 0 | 0 | 0 | 0 | 0 | 5000000 | scaled
913-452F | 0 | 0 | 0 | 0 | 0% | 0% | 0% | 0 | 0 | 0 | 0 | 0 | 0 | 0 | 0 | 913 | 0 | 0 | 0 | 0 | 0 | 0 | 0 | 0 | 0 | 0 | 0 | 0 | 0 | 0 | 0 | 0 | 0 | 0 |  | 3716 | 913-452F | 0 | 0 | 0 | 0 | 0 | 0 | 0 | 0 | 0 | 0 | 0 | 0 | 0 | 0 | 0 | 0 | 0 | 0 | 0 | 0 | 0 | 0 | 0 | 0 | 0 | 0 | 0 | 0 | 0 | 0 | 0 | 0 | 0 | 0 | 0 | 0 | 0 | 0 | 0 | 0 | 0 | 0 | 0 | 0 | 0 | 0 | 0 | 5000000 | scaled
913-454F | 0 | 0 | 0 | 0 | 0% | 0% | 0% | 0 | 0 | 0 | 0 | 0 | 0 | 0 | 0 | 913 | 0 | 0 | 0 | 0 | 0 | 0 | 0 | 0 | 0 | 0 | 0 | 0 | 0 | 0 | 0 | 0 | 0 | 0 |  | 3717 | 913-454F | 0 | 0 | 0 | 0 | 0 | 0 | 0 | 0 | 0 | 0 | 0 | 0 | 0 | 0 | 0 | 0 | 0 | 0 | 0 | 0 | 0 | 0 | 0 | 0 | 0 | 0 | 0 | 0 | 0 | 0 | 0 | 0 | 0 | 0 | 0 | 0 | 0 | 0 | 0 | 0 | 0 | 0 | 0 | 0 | 0 | 0 | 0 | 5000000 | scaled
915-10 | 0 | 0 | 0 | 0 | 0% | 0% | 0% | 0 | 0 | 0 | 0 | 0 | 0 | 0 | 0 | 915 | 0 | 0 | 0 | 0 | 0 | 0 | 0 | 0 | 0 | 0 | 0 | 0 | 0 | 0 | 0 | 0 | 0 | 0 |  | 3718 | 915-10 | 0 | 0 | 0 | 0 | 0 | 0 | 0 | 0 | 0 | 0 | 0 | 0 | 0 | 0 | 0 | 0 | 0 | 0 | 0 | 0 | 0 | 0 | 0 | 0 | 0 | 0 | 0 | 0 | 0 | 0 | 0 | 0 | 0 | 0 | 0 | 0 | 0 | 0 | 0 | 0 | 0 | 0 | 0 | 0 | 0 | 0 | 0 | 5000000 | scaled
915-11F | 0 | 0 | 0 | 0 | 0% | 0% | 0% | 0 | 0 | 0 | 0 | 0 | 0 | 0 | 0 | 915 | 0 | 0 | 0 | 0 | 0 | 0 | 0 | 0 | 0 | 0 | 0 | 0 | 0 | 0 | 0 | 0 | 0 | 0 |  | 3719 | 915-11F | 0 | 0 | 0 | 0 | 0 | 0 | 0 | 0 | 0 | 0 | 0 | 0 | 0 | 0 | 0 | 0 | 0 | 0 | 0 | 0 | 0 | 0 | 0 | 0 | 0 | 0 | 0 | 0 | 0 | 0 | 0 | 0 | 0 | 0 | 0 | 0 | 0 | 0 | 0 | 0 | 0 | 0 | 0 | 0 | 0 | 0 | 0 | 5000000 | scaled
915-12F | 0 | 0 | 0 | 0 | 0% | 0% | 0% | 0 | 0 | 0 | 0 | 0 | 0 | 0 | 0 | 915 | 0 | 0 | 0 | 0 | 0 | 0 | 0 | 0 | 0 | 0 | 0 | 0 | 0 | 0 | 0 | 0 | 0 | 0 |  | 3720 | 915-12F | 0 | 0 | 0 | 0 | 0 | 0 | 0 | 0 | 0 | 0 | 0 | 0 | 0 | 0 | 0 | 0 | 0 | 0 | 0 | 0 | 0 | 0 | 0 | 0 | 0 | 0 | 0 | 0 | 0 | 0 | 0 | 0 | 0 | 0 | 0 | 0 | 0 | 0 | 0 | 0 | 0 | 0 | 0 | 0 | 0 | 0 | 0 | 5000000 | scaled
915-131 | 0 | 0 | 0 | 0 | 0% | 0% | 0% | 0 | 0 | 0 | 0 | 0 | 0 | 0 | 0 | 915 | 0 | 0 | 0 | 0 | 0 | 0 | 0 | 0 | 0 | 0 | 0 | 0 | 0 | 0 | 0 | 0 | 0 | 0 |  | 3721 | 915-131 | 0 | 0 | 0 | 0 | 0 | 0 | 0 | 0 | 0 | 0 | 0 | 0 | 0 | 0 | 0 | 0 | 0 | 0 | 0 | 0 | 0 | 0 | 0 | 0 | 0 | 0 | 0 | 0 | 0 | 0 | 0 | 0 | 0 | 0 | 0 | 0 | 0 | 0 | 0 | 0 | 0 | 0 | 0 | 0 | 0 | 0 | 0 | 5000000 | scaled
915-132F | 0 | 0 | 0 | 0 | 0% | 0% | 0% | 0 | 0 | 0 | 0 | 0 | 0 | 0 | 0 | 915 | 0 | 0 | 0 | 0 | 0 | 0 | 0 | 0 | 0 | 0 | 0 | 0 | 0 | 0 | 0 | 0 | 0 | 0 |  | 3722 | 915-132F | 0 | 0 | 0 | 0 | 0 | 0 | 0 | 0 | 0 | 0 | 0 | 0 | 0 | 0 | 0 | 0 | 0 | 0 | 0 | 0 | 0 | 0 | 0 | 0 | 0 | 0 | 0 | 0 | 0 | 0 | 0 | 0 | 0 | 0 | 0 | 0 | 0 | 0 | 0 | 0 | 0 | 0 | 0 | 0 | 0 | 0 | 0 | 5000000 | scaled
915-9F | 0 | 0 | 0 | 0 | 0% | 0% | 0% | 0 | 0 | 0 | 0 | 0 | 0 | 0 | 0 | 915 | 0 | 0 | 0 | 0 | 0 | 0 | 0 | 0 | 0 | 0 | 0 | 0 | 0 | 0 | 0 | 0 | 0 | 0 |  | 3723 | 915-9F | 0 | 0 | 0 | 0 | 0 | 0 | 0 | 0 | 0 | 0 | 0 | 0 | 0 | 0 | 0 | 0 | 0 | 0 | 0 | 0 | 0 | 0 | 0 | 0 | 0 | 0 | 0 | 0 | 0 | 0 | 0 | 0 | 0 | 0 | 0 | 0 | 0 | 0 | 0 | 0 | 0 | 0 | 0 | 0 | 0 | 0 | 0 | 5000000 | scaled
916-378 | 0 | 0 | 0 | 0 | 0% | 0% | 0% | 0 | 0 | 0 | 0 | 0 | 0 | 0 | 0 | 916 | 0 | 0 | 0 | 0 | 0 | 0 | 0 | 0 | 0 | 0 | 0 | 0 | 0 | 0 | 0 | 0 | 0 | 0 |  | 3724 | 916-378 | 0 | 0 | 0 | 0 | 0 | 0 | 0 | 0 | 0 | 0 | 0 | 0 | 0 | 0 | 0 | 0 | 0 | 0 | 0 | 0 | 0 | 0 | 0 | 0 | 0 | 0 | 0 | 0 | 0 | 0 | 0 | 0 | 0 | 0 | 0 | 0 | 0 | 0 | 0 | 0 | 0 | 0 | 0 | 0 | 0 | 0 | 0 | 5000000 | scaled
916-379AE | 0 | 0 | 0 | 0 | 0% | 0% | 0% | 0 | 0 | 0 | 0 | 0 | 0 | 0 | 0 | 916 | 0 | 0 | 0 | 0 | 0 | 0 | 0 | 0 | 0 | 0 | 0 | 0 | 0 | 0 | 0 | 0 | 0 | 0 |  | 3725 | 916-379AE | 0 | 0 | 0 | 0 | 0 | 0 | 0 | 0 | 0 | 0 | 0 | 0 | 0 | 0 | 0 | 0 | 0 | 0 | 0 | 0 | 0 | 0 | 0 | 0 | 0 | 0 | 0 | 0 | 0 | 0 | 0 | 0 | 0 | 0 | 0 | 0 | 0 | 0 | 0 | 0 | 0 | 0 | 0 | 0 | 0 | 0 | 0 | 5000000 | scaled
916-381 | 590912.2199 | 419985.2503 | 169793.7042 | 1133.2654 | 71.07% | 28.73% | 0.1918% | 329360.9392 | 562514.9883 | 53754.3872 | 66026.7436 | 209579.8084 | 85896.8084 | 137585.2344 | 339032.9455 | 916 | 0.049834 | 0.028117 | 0.0060132 | 11857564.0807 | 88808.778 | 149601.4519 | 352501.99 | 1782084.9541 | 3001983.6158 | 7073495.5108 | 9302247.064 | 1518202.4677 | 1864814.5798 | 5919230.0165 | 4722482.4717 | 721129.5352 | 1155069.4136 | 2846283.5228 |  | 3726 | 916-381 | 590912.2199 | 261551.2807 | 28397.2316 | 419985.2503 | 165600.6163 | 13728.7508 | 169793.7042 | 94817.3989 | 13535.2154 | 1133.2654 | 88808.778 | 35054.3908 | 2911.9696 | 331320.0338 | 34935.4038 | 2894.2532 | 211.5483 | 118.1343 | 16.8637 | 0.85275 | 352501.99 | 142922.1816 | 13469.0445 | 331320.0338 | 130639.0197 | 10833.1096 | 20152.4901 | 11253.6958 | 1606.4688 | 1029.4661 | 149601.4519 | 83574.7083 | 12016.2175 | 68.8395 | 26.1929 | 1.3881 | 149429.6658 | 83445.5688 | 11911.8828 | 102.9466 | 0.0049452 | 0.0019182 | 0.0001002 | 0.043307 | 0.024616 | 0.0043306 | 0.0015824 | 5000000 | scaled
916-415 | 0 | 0 | 0 | 0 | 0% | 0% | 0% | 0 | 0 | 0 | 0 | 0 | 0 | 0 | 0 | 916 | 0 | 0 | 0 | 0 | 0 | 0 | 0 | 0 | 0 | 0 | 0 | 0 | 0 | 0 | 0 | 0 | 0 | 0 |  | 3727 | 916-415 | 0 | 0 | 0 | 0 | 0 | 0 | 0 | 0 | 0 | 0 | 0 | 0 | 0 | 0 | 0 | 0 | 0 | 0 | 0 | 0 | 0 | 0 | 0 | 0 | 0 | 0 | 0 | 0 | 0 | 0 | 0 | 0 | 0 | 0 | 0 | 0 | 0 | 0 | 0 | 0 | 0 | 0 | 0 | 0 | 0 | 0 | 0 | 5000000 | scaled
916-416F | 0 | 0 | 0 | 0 | 0% | 0% | 0% | 0 | 0 | 0 | 0 | 0 | 0 | 0 | 0 | 916 | 0 | 0 | 0 | 0 | 0 | 0 | 0 | 0 | 0 | 0 | 0 | 0 | 0 | 0 | 0 | 0 | 0 | 0 |  | 3728 | 916-416F | 0 | 0 | 0 | 0 | 0 | 0 | 0 | 0 | 0 | 0 | 0 | 0 | 0 | 0 | 0 | 0 | 0 | 0 | 0 | 0 | 0 | 0 | 0 | 0 | 0 | 0 | 0 | 0 | 0 | 0 | 0 | 0 | 0 | 0 | 0 | 0 | 0 | 0 | 0 | 0 | 0 | 0 | 0 | 0 | 0 | 0 | 0 | 5000000 | scaled
917-13 | 0 | 0 | 0 | 0 | 0% | 0% | 0% | 0 | 0 | 0 | 0 | 0 | 0 | 0 | 0 | 917 | 0 | 0 | 0 | 0 | 0 | 0 | 0 | 0 | 0 | 0 | 0 | 0 | 0 | 0 | 0 | 0 | 0 | 0 |  | 3729 | 917-13 | 0 | 0 | 0 | 0 | 0 | 0 | 0 | 0 | 0 | 0 | 0 | 0 | 0 | 0 | 0 | 0 | 0 | 0 | 0 | 0 | 0 | 0 | 0 | 0 | 0 | 0 | 0 | 0 | 0 | 0 | 0 | 0 | 0 | 0 | 0 | 0 | 0 | 0 | 0 | 0 | 0 | 0 | 0 | 0 | 0 | 0 | 0 | 5000000 | scaled
917-14 | 0 | 0 | 0 | 0 | 0% | 0% | 0% | 0 | 0 | 0 | 0 | 0 | 0 | 0 | 0 | 917 | 0 | 0 | 0 | 0 | 0 | 0 | 0 | 0 | 0 | 0 | 0 | 0 | 0 | 0 | 0 | 0 | 0 | 0 |  | 3730 | 917-14 | 0 | 0 | 0 | 0 | 0 | 0 | 0 | 0 | 0 | 0 | 0 | 0 | 0 | 0 | 0 | 0 | 0 | 0 | 0 | 0 | 0 | 0 | 0 | 0 | 0 | 0 | 0 | 0 | 0 | 0 | 0 | 0 | 0 | 0 | 0 | 0 | 0 | 0 | 0 | 0 | 0 | 0 | 0 | 0 | 0 | 0 | 0 | 5000000 | scaled
925-221 | 0 | 0 | 0 | 0 | 0% | 0% | 0% | 0 | 0 | 0 | 0 | 0 | 0 | 0 | 0 | 925 | 0 | 0 | 0 | 0 | 0 | 0 | 0 | 0 | 0 | 0 | 0 | 0 | 0 | 0 | 0 | 0 | 0 | 0 |  | 3731 | 925-221 | 0 | 0 | 0 | 0 | 0 | 0 | 0 | 0 | 0 | 0 | 0 | 0 | 0 | 0 | 0 | 0 | 0 | 0 | 0 | 0 | 0 | 0 | 0 | 0 | 0 | 0 | 0 | 0 | 0 | 0 | 0 | 0 | 0 | 0 | 0 | 0 | 0 | 0 | 0 | 0 | 0 | 0 | 0 | 0 | 0 | 0 | 0 | 5000000 | scaled
926-10 | 0 | 0 | 0 | 0 | 0% | 0% | 0% | 0 | 0 | 0 | 0 | 0 | 0 | 0 | 0 | 926 | 0 | 0 | 0 | 0 | 0 | 0 | 0 | 0 | 0 | 0 | 0 | 0 | 0 | 0 | 0 | 0 | 0 | 0 |  | 3732 | 926-10 | 0 | 0 | 0 | 0 | 0 | 0 | 0 | 0 | 0 | 0 | 0 | 0 | 0 | 0 | 0 | 0 | 0 | 0 | 0 | 0 | 0 | 0 | 0 | 0 | 0 | 0 | 0 | 0 | 0 | 0 | 0 | 0 | 0 | 0 | 0 | 0 | 0 | 0 | 0 | 0 | 0 | 0 | 0 | 0 | 0 | 0 | 0 | 5000000 | scaled
926-11 | 0 | 0 | 0 | 0 | 0% | 0% | 0% | 0 | 0 | 0 | 0 | 0 | 0 | 0 | 0 | 926 | 0 | 0 | 0 | 0 | 0 | 0 | 0 | 0 | 0 | 0 | 0 | 0 | 0 | 0 | 0 | 0 | 0 | 0 |  | 3733 | 926-11 | 0 | 0 | 0 | 0 | 0 | 0 | 0 | 0 | 0 | 0 | 0 | 0 | 0 | 0 | 0 | 0 | 0 | 0 | 0 | 0 | 0 | 0 | 0 | 0 | 0 | 0 | 0 | 0 | 0 | 0 | 0 | 0 | 0 | 0 | 0 | 0 | 0 | 0 | 0 | 0 | 0 | 0 | 0 | 0 | 0 | 0 | 0 | 5000000 | scaled
92-617 | 0 | 0 | 0 | 0 | 0% | 0% | 0% | 0 | 0 | 0 | 0 | 0 | 0 | 0 | 0 | 92 | 0 | 0 | 0 | 0 | 0 | 0 | 0 | 0 | 0 | 0 | 0 | 0 | 0 | 0 | 0 | 0 | 0 | 0 |  | 3734 | 92-617 | 0 | 0 | 0 | 0 | 0 | 0 | 0 | 0 | 0 | 0 | 0 | 0 | 0 | 0 | 0 | 0 | 0 | 0 | 0 | 0 | 0 | 0 | 0 | 0 | 0 | 0 | 0 | 0 | 0 | 0 | 0 | 0 | 0 | 0 | 0 | 0 | 0 | 0 | 0 | 0 | 0 | 0 | 0 | 0 | 0 | 0 | 0 | 5000000 | scaled
92-618F | 53106.1047 | 0 | 53106.1047 | 0 | 0% | 100% | 0% | 8410.5501 | 17665.5302 | 9.9124 | 7505.4224 | 895.2153 | 20.8201 | 15764.3988 | 1880.3113 | 92 | 0.0051402 | 0.0051402 | 0.0051402 | 10331524.9759 | 62.5893 | 47390.9249 | 5652.5906 | 12176.4244 | 9219665.5515 | 1099683 | 8695294.8489 | 10248.0128 | 7759523.4552 | 925523.3809 | 6894785.1268 | 8125.9862 | 6152781.2271 | 733877.9135 |  | 3735 | 92-618F | 53106.1047 | 44695.5546 | 35440.5745 | 0 | 0 | 0 | 53106.1047 | 44695.5546 | 35440.5745 | 0 | 62.5893 | 52.6768 | 41.7692 | 0 | 0 | 0 | 62.5893 | 52.6768 | 41.7692 | 0 | 5652.5906 | 4757.3753 | 3772.2793 | 0 | 0 | 0 | 5652.5906 | 4757.3753 | 3772.2793 | 0 | 47390.9249 | 39885.5025 | 31626.5261 | 0 | 0 | 0 | 47390.9249 | 39885.5025 | 31626.5261 | 0 | 0 | 0 | 0 | 0.0051402 | 0.0051402 | 0.0051402 | 0 | 5000000 | scaled
92-619F | 202868.905 | 95111.7094 | 105659.8808 | 2097.3149 | 46.88% | 52.08% | 1.034% | 103162.9608 | 191802.4437 | 11765.7045 | 43092.5545 | 48304.7018 | 19453.5291 | 90707.286 | 81641.6287 | 92 | 0.015617 | 0.0089932 | 0.0036466 | 12990593.6644 | 19979.4711 | 96827.2701 | 86062.1638 | 1279373.9433 | 6200278.5532 | 5510941.1679 | 11086814.9491 | 1264447.8898 | 4631111.5348 | 5191255.5245 | 3034734.0727 | 307797.3694 | 1435187.613 | 1291749.0903 |  | 3736 | 92-619F | 202868.905 | 99705.9442 | 11066.4613 | 95111.7094 | 38989.9893 | 2467.7493 | 105659.8808 | 58618.64 | 6501.397 | 2097.3149 | 19979.4711 | 8213.7667 | 525.942 | 74881.9547 | 8127.261 | 514.9445 | 153.0815 | 84.9275 | 9.4193 | 1.5782 | 86062.1638 | 37757.462 | 4420.5352 | 74881.9547 | 30706.6085 | 1944.6169 | 9274.994 | 5145.6383 | 570.7031 | 1905.2152 | 96827.2701 | 53734.7155 | 6119.9841 | 404.9433 | 156.1198 | 8.1879 | 96231.8053 | 53388.0742 | 5921.2746 | 190.5215 | 0.0075474 | 0.0030994 | 0.000163 | 0.0050952 | 0.0029198 | 0.0005096 | 0.002974 | 5000000 | scaled
920-1342R | 3406645.8369 | 3384146.9602 | 18401.7954 | 4097.0813 | 99.34% | 0.5402% | 0.1203% | 2017932.6017 | 3312956.5477 | 436632.0095 | 7472.4588 | 1573828.1335 | 715859.8779 | 15412.9293 | 2581683.7405 | 920 | 0.068604 | 0.038403 | 0.010549 | 49656375.3479 | 735085.0409 | 17083.2574 | 2654477.5386 | 10714838.1288 | 249011.1036 | 38692526.1154 | 36161770.3704 | 7824536.0865 | 133908.0099 | 28203326.274 | 8881343.1766 | 1919070.5192 | 41318.8379 | 6920953.8195 |  | 3737 | 920-1342R | 3406645.8369 | 1388713.2352 | 93689.2892 | 3384146.9602 | 1374339.6966 | 88124.5648 | 18401.7954 | 10276.4573 | 1467.6431 | 4097.0813 | 735085.0409 | 298453.0315 | 19225.163 | 2648510.9756 | 298431.0915 | 19219.387 | 33.7668 | 18.857 | 2.6931 | 3.0829 | 2654477.5386 | 1080649.4051 | 72793.7981 | 2648510.9756 | 1075674.013 | 68892.9507 | 2244.7463 | 1253.5755 | 179.0307 | 3721.8167 | 17083.2574 | 9610.7986 | 1670.3281 | 587.7934 | 234.5921 | 12.2271 | 16123.2823 | 9004.0248 | 1285.9193 | 372.1817 | 0.019161 | 0.007812 | 0.000408 | 0.043669 | 0.024817 | 0.0043668 | 0.0057742 | 5000000 | scaled
920-735AE | 1554327.9958 | 1072819.5036 | 475895.1821 | 5613.3101 | 69.02% | 30.62% | 0.3611% | 868314.3045 | 1490799.4587 | 144914.7058 | 192865.8245 | 530533.7742 | 231840.1994 | 402217.6924 | 856741.5669 | 920 | 0.068691 | 0.039224 | 0.012563 | 22627891.8834 | 236288.0316 | 437409.9858 | 880629.9784 | 3439878.8714 | 6367810.3291 | 12820202.6828 | 17489552.1464 | 2918866.2337 | 3884695.7576 | 10685990.1551 | 5056877.2156 | 786415.2453 | 1364345.4674 | 2906116.5029 |  | 3738 | 920-735AE | 1554327.9958 | 686013.6913 | 63528.5371 | 1072819.5036 | 414270.0707 | 20029.2856 | 475895.1821 | 266130.3105 | 37885.9414 | 5613.3101 | 236288.0316 | 91373.3258 | 4447.8322 | 835474.4548 | 91017.7857 | 4393.5955 | 628.2249 | 351.3162 | 50.0129 | 4.2238 | 880629.9784 | 350096.2043 | 23888.4115 | 835474.4548 | 322596.7031 | 15600.3621 | 40056.3543 | 22400.3319 | 3188.8801 | 5099.1693 | 437409.9858 | 244544.1613 | 35192.2934 | 1689.466 | 655.5819 | 35.328 | 435210.6028 | 243378.6624 | 34647.0484 | 509.9169 | 0.018109 | 0.0070158 | 0.000367 | 0.042651 | 0.024278 | 0.0042652 | 0.0079306 | 5000000 | scaled
920-820 | 0 | 0 | 0 | 0 | 0% | 0% | 0% | 0 | 0 | 0 | 0 | 0 | 0 | 0 | 0 | 920 | 0 | 0 | 0 | 0 | 0 | 0 | 0 | 0 | 0 | 0 | 0 | 0 | 0 | 0 | 0 | 0 | 0 | 0 |  | 3739 | 920-820 | 0 | 0 | 0 | 0 | 0 | 0 | 0 | 0 | 0 | 0 | 0 | 0 | 0 | 0 | 0 | 0 | 0 | 0 | 0 | 0 | 0 | 0 | 0 | 0 | 0 | 0 | 0 | 0 | 0 | 0 | 0 | 0 | 0 | 0 | 0 | 0 | 0 | 0 | 0 | 0 | 0 | 0 | 0 | 0 | 0 | 0 | 0 | 5000000 | scaled
920-821F | 0 | 0 | 0 | 0 | 0% | 0% | 0% | 0 | 0 | 0 | 0 | 0 | 0 | 0 | 0 | 920 | 0 | 0 | 0 | 0 | 0 | 0 | 0 | 0 | 0 | 0 | 0 | 0 | 0 | 0 | 0 | 0 | 0 | 0 |  | 3740 | 920-821F | 0 | 0 | 0 | 0 | 0 | 0 | 0 | 0 | 0 | 0 | 0 | 0 | 0 | 0 | 0 | 0 | 0 | 0 | 0 | 0 | 0 | 0 | 0 | 0 | 0 | 0 | 0 | 0 | 0 | 0 | 0 | 0 | 0 | 0 | 0 | 0 | 0 | 0 | 0 | 0 | 0 | 0 | 0 | 0 | 0 | 0 | 0 | 5000000 | scaled
920-823 | 458218.8554 | 313174.6394 | 142701.2251 | 2342.9909 | 68.35% | 31.14% | 0.5113% | 255699.3924 | 431067.4215 | 31470.6631 | 55650.6515 | 168578.0778 | 48981.5049 | 115939.6945 | 266146.2222 | 920 | 0.054577 | 0.031017 | 0.0078132 | 8395854.1987 | 51189.7451 | 126155.0714 | 280874.039 | 937939.6567 | 2311514.6246 | 5146399.9174 | 6529221.1168 | 803595.6437 | 1421025.7037 | 4304599.7695 | 3475072.1768 | 394866.9193 | 934653.8065 | 2145551.451 |  | 3741 | 920-823 | 458218.8554 | 202519.4631 | 27151.4339 | 313174.6394 | 120417.4722 | 13436.3525 | 142701.2251 | 79759 | 11372.0905 | 2342.9909 | 51189.7451 | 19719.082 | 2208.2402 | 261605.2201 | 19612.3056 | 2191.5043 | 187.8853 | 105.0134 | 14.9729 | 1.763 | 280874.039 | 112295.9612 | 14727.8168 | 261605.2201 | 100587.3913 | 11233.4794 | 17140.43 | 9580.1809 | 1365.9485 | 2128.389 | 126155.0714 | 70504.4199 | 10215.3769 | 569.3226 | 217.7753 | 11.3688 | 125372.9099 | 70073.8057 | 9991.1692 | 212.8389 | 0.0078276 | 0.0029982 | 0.0001564 | 0.043436 | 0.024706 | 0.0043436 | 0.0033132 | 5000000 | scaled
921-799 | 0 | 0 | 0 | 0 | 0% | 0% | 0% | 0 | 0 | 0 | 0 | 0 | 0 | 0 | 0 | 921 | 0 | 0 | 0 | 0 | 0 | 0 | 0 | 0 | 0 | 0 | 0 | 0 | 0 | 0 | 0 | 0 | 0 | 0 |  | 3742 | 921-799 | 0 | 0 | 0 | 0 | 0 | 0 | 0 | 0 | 0 | 0 | 0 | 0 | 0 | 0 | 0 | 0 | 0 | 0 | 0 | 0 | 0 | 0 | 0 | 0 | 0 | 0 | 0 | 0 | 0 | 0 | 0 | 0 | 0 | 0 | 0 | 0 | 0 | 0 | 0 | 0 | 0 | 0 | 0 | 0 | 0 | 0 | 0 | 5000000 | scaled
921-800F | 1991710.705 | 1525774.588 | 461353.2381 | 4582.8788 | 76.61% | 23.16% | 0.2301% | 1120613.92 | 1920888.1488 | 212679.7472 | 184119.0483 | 723815.1245 | 347097.3688 | 383735.3416 | 1190055.4384 | 921 | 0.065336 | 0.037208 | 0.011045 | 30484030.3686 | 353976.7761 | 417260.0186 | 1220473.9103 | 5417774.16 | 6386352.7207 | 18679903.4879 | 23411293.8203 | 4443196.6822 | 3846521.1438 | 15121575.9943 | 6412298.6561 | 1158678.6001 | 1280983.2872 | 3972636.7688 |  | 3743 | 921-800F | 1991710.705 | 871096.785 | 70822.5562 | 1525774.588 | 608676.4111 | 29504.8692 | 461353.2381 | 257837.495 | 36734.8082 | 4582.8788 | 353976.7761 | 141297.0289 | 6879.4073 | 1170962.4931 | 140988.1473 | 6832.443 | 546.517 | 305.4332 | 43.5159 | 3.4485 | 1220473.9103 | 496658.7858 | 30418.4718 | 1170962.4931 | 467151.7642 | 22644.5386 | 45348.2987 | 25343.903 | 3610.8147 | 4163.1185 | 417260.0186 | 233140.9704 | 33524.677 | 1385.2843 | 536.4996 | 27.8876 | 415458.4225 | 232188.1589 | 33080.4776 | 416.3119 | 0.016136 | 0.006451 | 0.0003376 | 0.04277 | 0.024327 | 0.004277 | 0.0064302 | 5000000 | scaled
921-801F | 0 | 0 | 0 | 0 | 0% | 0% | 0% | 0 | 0 | 0 | 0 | 0 | 0 | 0 | 0 | 921 | 0 | 0 | 0 | 0 | 0 | 0 | 0 | 0 | 0 | 0 | 0 | 0 | 0 | 0 | 0 | 0 | 0 | 0 |  | 3744 | 921-801F | 0 | 0 | 0 | 0 | 0 | 0 | 0 | 0 | 0 | 0 | 0 | 0 | 0 | 0 | 0 | 0 | 0 | 0 | 0 | 0 | 0 | 0 | 0 | 0 | 0 | 0 | 0 | 0 | 0 | 0 | 0 | 0 | 0 | 0 | 0 | 0 | 0 | 0 | 0 | 0 | 0 | 0 | 0 | 0 | 0 | 0 | 0 | 5000000 | scaled
921-802F | 0 | 0 | 0 | 0 | 0% | 0% | 0% | 0 | 0 | 0 | 0 | 0 | 0 | 0 | 0 | 921 | 0 | 0 | 0 | 0 | 0 | 0 | 0 | 0 | 0 | 0 | 0 | 0 | 0 | 0 | 0 | 0 | 0 | 0 |  | 3745 | 921-802F | 0 | 0 | 0 | 0 | 0 | 0 | 0 | 0 | 0 | 0 | 0 | 0 | 0 | 0 | 0 | 0 | 0 | 0 | 0 | 0 | 0 | 0 | 0 | 0 | 0 | 0 | 0 | 0 | 0 | 0 | 0 | 0 | 0 | 0 | 0 | 0 | 0 | 0 | 0 | 0 | 0 | 0 | 0 | 0 | 0 | 0 | 0 | 5000000 | scaled
921-827 | 0 | 0 | 0 | 0 | 0% | 0% | 0% | 0 | 0 | 0 | 0 | 0 | 0 | 0 | 0 | 921 | 0 | 0 | 0 | 0 | 0 | 0 | 0 | 0 | 0 | 0 | 0 | 0 | 0 | 0 | 0 | 0 | 0 | 0 |  | 3746 | 921-827 | 0 | 0 | 0 | 0 | 0 | 0 | 0 | 0 | 0 | 0 | 0 | 0 | 0 | 0 | 0 | 0 | 0 | 0 | 0 | 0 | 0 | 0 | 0 | 0 | 0 | 0 | 0 | 0 | 0 | 0 | 0 | 0 | 0 | 0 | 0 | 0 | 0 | 0 | 0 | 0 | 0 | 0 | 0 | 0 | 0 | 0 | 0 | 5000000 | scaled
922-1140 | 0 | 0 | 0 | 0 | 0% | 0% | 0% | 0 | 0 | 0 | 0 | 0 | 0 | 0 | 0 | 922 | 0 | 0 | 0 | 0 | 0 | 0 | 0 | 0 | 0 | 0 | 0 | 0 | 0 | 0 | 0 | 0 | 0 | 0 |  | 3747 | 922-1140 | 0 | 0 | 0 | 0 | 0 | 0 | 0 | 0 | 0 | 0 | 0 | 0 | 0 | 0 | 0 | 0 | 0 | 0 | 0 | 0 | 0 | 0 | 0 | 0 | 0 | 0 | 0 | 0 | 0 | 0 | 0 | 0 | 0 | 0 | 0 | 0 | 0 | 0 | 0 | 0 | 0 | 0 | 0 | 0 | 0 | 0 | 0 | 5000000 | scaled
922-1141F | 0 | 0 | 0 | 0 | 0% | 0% | 0% | 0 | 0 | 0 | 0 | 0 | 0 | 0 | 0 | 922 | 0 | 0 | 0 | 0 | 0 | 0 | 0 | 0 | 0 | 0 | 0 | 0 | 0 | 0 | 0 | 0 | 0 | 0 |  | 3748 | 922-1141F | 0 | 0 | 0 | 0 | 0 | 0 | 0 | 0 | 0 | 0 | 0 | 0 | 0 | 0 | 0 | 0 | 0 | 0 | 0 | 0 | 0 | 0 | 0 | 0 | 0 | 0 | 0 | 0 | 0 | 0 | 0 | 0 | 0 | 0 | 0 | 0 | 0 | 0 | 0 | 0 | 0 | 0 | 0 | 0 | 0 | 0 | 0 | 5000000 | scaled
922-1142F | 0 | 0 | 0 | 0 | 0% | 0% | 0% | 0 | 0 | 0 | 0 | 0 | 0 | 0 | 0 | 922 | 0 | 0 | 0 | 0 | 0 | 0 | 0 | 0 | 0 | 0 | 0 | 0 | 0 | 0 | 0 | 0 | 0 | 0 |  | 3749 | 922-1142F | 0 | 0 | 0 | 0 | 0 | 0 | 0 | 0 | 0 | 0 | 0 | 0 | 0 | 0 | 0 | 0 | 0 | 0 | 0 | 0 | 0 | 0 | 0 | 0 | 0 | 0 | 0 | 0 | 0 | 0 | 0 | 0 | 0 | 0 | 0 | 0 | 0 | 0 | 0 | 0 | 0 | 0 | 0 | 0 | 0 | 0 | 0 | 5000000 | scaled
922-1143F | 20704.9718 | 18349.4334 | 0 | 2355.5383 | 88.62% | 0% | 11.38% | 14502.6169 | 18118.1711 | 2245.3741 | 756.5206 | 11500.7222 | 2762.9362 | 1201.1017 | 14154.1331 | 922 | 0.0096708 | 0.0058114 | 0.0034192 | 2140978.1791 | 2798.5565 | 1439.4113 | 16467.0039 | 289382.1114 | 148840.9768 | 1702755.091 | 1067273.7852 | 165241.1402 | 55673.7185 | 846358.9265 | 756551.4446 | 115370.5525 | 50153.8056 | 591027.0865 |  | 3750 | 922-1143F | 20704.9718 | 6202.3549 | 2586.8007 | 18349.4334 | 3846.8165 | 231.2624 | 0 | 0 | 0 | 2355.5383 | 2798.5565 | 553.1824 | 35.6203 | 14327.2168 | 551.4099 | 33.8478 | 0 | 0 | 0 | 1.7725 | 16467.0039 | 4966.2818 | 2312.8708 | 14327.2168 | 2826.4946 | 173.0837 | 0 | 0 | 0 | 2139.7872 | 1439.4113 | 682.8907 | 238.3096 | 1225.4326 | 468.912 | 24.3309 | 0 | 0 | 0 | 213.9787 | 0.0063826 | 0.0025232 | 0.000131 | 0 | 0 | 0 | 0.0032882 | 5000000 | scaled
922-581 | 0 | 0 | 0 | 0 | 0% | 0% | 0% | 0 | 0 | 0 | 0 | 0 | 0 | 0 | 0 | 922 | 0 | 0 | 0 | 0 | 0 | 0 | 0 | 0 | 0 | 0 | 0 | 0 | 0 | 0 | 0 | 0 | 0 | 0 |  | 3751 | 922-581 | 0 | 0 | 0 | 0 | 0 | 0 | 0 | 0 | 0 | 0 | 0 | 0 | 0 | 0 | 0 | 0 | 0 | 0 | 0 | 0 | 0 | 0 | 0 | 0 | 0 | 0 | 0 | 0 | 0 | 0 | 0 | 0 | 0 | 0 | 0 | 0 | 0 | 0 | 0 | 0 | 0 | 0 | 0 | 0 | 0 | 0 | 0 | 5000000 | scaled
922-582 | 0 | 0 | 0 | 0 | 0% | 0% | 0% | 0 | 0 | 0 | 0 | 0 | 0 | 0 | 0 | 922 | 0 | 0 | 0 | 0 | 0 | 0 | 0 | 0 | 0 | 0 | 0 | 0 | 0 | 0 | 0 | 0 | 0 | 0 |  | 3752 | 922-582 | 0 | 0 | 0 | 0 | 0 | 0 | 0 | 0 | 0 | 0 | 0 | 0 | 0 | 0 | 0 | 0 | 0 | 0 | 0 | 0 | 0 | 0 | 0 | 0 | 0 | 0 | 0 | 0 | 0 | 0 | 0 | 0 | 0 | 0 | 0 | 0 | 0 | 0 | 0 | 0 | 0 | 0 | 0 | 0 | 0 | 0 | 0 | 5000000 | scaled
923-59 | 0 | 0 | 0 | 0 | 0% | 0% | 0% | 0 | 0 | 0 | 0 | 0 | 0 | 0 | 0 | 923 | 0 | 0 | 0 | 0 | 0 | 0 | 0 | 0 | 0 | 0 | 0 | 0 | 0 | 0 | 0 | 0 | 0 | 0 |  | 3753 | 923-59 | 0 | 0 | 0 | 0 | 0 | 0 | 0 | 0 | 0 | 0 | 0 | 0 | 0 | 0 | 0 | 0 | 0 | 0 | 0 | 0 | 0 | 0 | 0 | 0 | 0 | 0 | 0 | 0 | 0 | 0 | 0 | 0 | 0 | 0 | 0 | 0 | 0 | 0 | 0 | 0 | 0 | 0 | 0 | 0 | 0 | 0 | 0 | 5000000 | scaled
923-60F | 0 | 0 | 0 | 0 | 0% | 0% | 0% | 0 | 0 | 0 | 0 | 0 | 0 | 0 | 0 | 923 | 0 | 0 | 0 | 0 | 0 | 0 | 0 | 0 | 0 | 0 | 0 | 0 | 0 | 0 | 0 | 0 | 0 | 0 |  | 3754 | 923-60F | 0 | 0 | 0 | 0 | 0 | 0 | 0 | 0 | 0 | 0 | 0 | 0 | 0 | 0 | 0 | 0 | 0 | 0 | 0 | 0 | 0 | 0 | 0 | 0 | 0 | 0 | 0 | 0 | 0 | 0 | 0 | 0 | 0 | 0 | 0 | 0 | 0 | 0 | 0 | 0 | 0 | 0 | 0 | 0 | 0 | 0 | 0 | 5000000 | scaled
923-61F | 0 | 0 | 0 | 0 | 0% | 0% | 0% | 0 | 0 | 0 | 0 | 0 | 0 | 0 | 0 | 923 | 0 | 0 | 0 | 0 | 0 | 0 | 0 | 0 | 0 | 0 | 0 | 0 | 0 | 0 | 0 | 0 | 0 | 0 |  | 3755 | 923-61F | 0 | 0 | 0 | 0 | 0 | 0 | 0 | 0 | 0 | 0 | 0 | 0 | 0 | 0 | 0 | 0 | 0 | 0 | 0 | 0 | 0 | 0 | 0 | 0 | 0 | 0 | 0 | 0 | 0 | 0 | 0 | 0 | 0 | 0 | 0 | 0 | 0 | 0 | 0 | 0 | 0 | 0 | 0 | 0 | 0 | 0 | 0 | 5000000 | scaled
923-62 | 0 | 0 | 0 | 0 | 0% | 0% | 0% | 0 | 0 | 0 | 0 | 0 | 0 | 0 | 0 | 923 | 0 | 0 | 0 | 0 | 0 | 0 | 0 | 0 | 0 | 0 | 0 | 0 | 0 | 0 | 0 | 0 | 0 | 0 |  | 3756 | 923-62 | 0 | 0 | 0 | 0 | 0 | 0 | 0 | 0 | 0 | 0 | 0 | 0 | 0 | 0 | 0 | 0 | 0 | 0 | 0 | 0 | 0 | 0 | 0 | 0 | 0 | 0 | 0 | 0 | 0 | 0 | 0 | 0 | 0 | 0 | 0 | 0 | 0 | 0 | 0 | 0 | 0 | 0 | 0 | 0 | 0 | 0 | 0 | 5000000 | scaled
924-10 | 0 | 0 | 0 | 0 | 0% | 0% | 0% | 0 | 0 | 0 | 0 | 0 | 0 | 0 | 0 | 924 | 0 | 0 | 0 | 0 | 0 | 0 | 0 | 0 | 0 | 0 | 0 | 0 | 0 | 0 | 0 | 0 | 0 | 0 |  | 3757 | 924-10 | 0 | 0 | 0 | 0 | 0 | 0 | 0 | 0 | 0 | 0 | 0 | 0 | 0 | 0 | 0 | 0 | 0 | 0 | 0 | 0 | 0 | 0 | 0 | 0 | 0 | 0 | 0 | 0 | 0 | 0 | 0 | 0 | 0 | 0 | 0 | 0 | 0 | 0 | 0 | 0 | 0 | 0 | 0 | 0 | 0 | 0 | 0 | 5000000 | scaled
924-9 | 0 | 0 | 0 | 0 | 0% | 0% | 0% | 0 | 0 | 0 | 0 | 0 | 0 | 0 | 0 | 924 | 0 | 0 | 0 | 0 | 0 | 0 | 0 | 0 | 0 | 0 | 0 | 0 | 0 | 0 | 0 | 0 | 0 | 0 |  | 3758 | 924-9 | 0 | 0 | 0 | 0 | 0 | 0 | 0 | 0 | 0 | 0 | 0 | 0 | 0 | 0 | 0 | 0 | 0 | 0 | 0 | 0 | 0 | 0 | 0 | 0 | 0 | 0 | 0 | 0 | 0 | 0 | 0 | 0 | 0 | 0 | 0 | 0 | 0 | 0 | 0 | 0 | 0 | 0 | 0 | 0 | 0 | 0 | 0 | 5000000 | scaled
925-202F | 0 | 0 | 0 | 0 | 0% | 0% | 0% | 0 | 0 | 0 | 0 | 0 | 0 | 0 | 0 | 925 | 0 | 0 | 0 | 0 | 0 | 0 | 0 | 0 | 0 | 0 | 0 | 0 | 0 | 0 | 0 | 0 | 0 | 0 |  | 3759 | 925-202F | 0 | 0 | 0 | 0 | 0 | 0 | 0 | 0 | 0 | 0 | 0 | 0 | 0 | 0 | 0 | 0 | 0 | 0 | 0 | 0 | 0 | 0 | 0 | 0 | 0 | 0 | 0 | 0 | 0 | 0 | 0 | 0 | 0 | 0 | 0 | 0 | 0 | 0 | 0 | 0 | 0 | 0 | 0 | 0 | 0 | 0 | 0 | 5000000 | scaled
925-203F | 0 | 0 | 0 | 0 | 0% | 0% | 0% | 0 | 0 | 0 | 0 | 0 | 0 | 0 | 0 | 925 | 0 | 0 | 0 | 0 | 0 | 0 | 0 | 0 | 0 | 0 | 0 | 0 | 0 | 0 | 0 | 0 | 0 | 0 |  | 3760 | 925-203F | 0 | 0 | 0 | 0 | 0 | 0 | 0 | 0 | 0 | 0 | 0 | 0 | 0 | 0 | 0 | 0 | 0 | 0 | 0 | 0 | 0 | 0 | 0 | 0 | 0 | 0 | 0 | 0 | 0 | 0 | 0 | 0 | 0 | 0 | 0 | 0 | 0 | 0 | 0 | 0 | 0 | 0 | 0 | 0 | 0 | 0 | 0 | 5000000 | scaled
925-204F | 0 | 0 | 0 | 0 | 0% | 0% | 0% | 0 | 0 | 0 | 0 | 0 | 0 | 0 | 0 | 925 | 0 | 0 | 0 | 0 | 0 | 0 | 0 | 0 | 0 | 0 | 0 | 0 | 0 | 0 | 0 | 0 | 0 | 0 |  | 3761 | 925-204F | 0 | 0 | 0 | 0 | 0 | 0 | 0 | 0 | 0 | 0 | 0 | 0 | 0 | 0 | 0 | 0 | 0 | 0 | 0 | 0 | 0 | 0 | 0 | 0 | 0 | 0 | 0 | 0 | 0 | 0 | 0 | 0 | 0 | 0 | 0 | 0 | 0 | 0 | 0 | 0 | 0 | 0 | 0 | 0 | 0 | 0 | 0 | 5000000 | scaled
925-205F | 0 | 0 | 0 | 0 | 0% | 0% | 0% | 0 | 0 | 0 | 0 | 0 | 0 | 0 | 0 | 925 | 0 | 0 | 0 | 0 | 0 | 0 | 0 | 0 | 0 | 0 | 0 | 0 | 0 | 0 | 0 | 0 | 0 | 0 |  | 3762 | 925-205F | 0 | 0 | 0 | 0 | 0 | 0 | 0 | 0 | 0 | 0 | 0 | 0 | 0 | 0 | 0 | 0 | 0 | 0 | 0 | 0 | 0 | 0 | 0 | 0 | 0 | 0 | 0 | 0 | 0 | 0 | 0 | 0 | 0 | 0 | 0 | 0 | 0 | 0 | 0 | 0 | 0 | 0 | 0 | 0 | 0 | 0 | 0 | 5000000 | scaled
925-206 | 0 | 0 | 0 | 0 | 0% | 0% | 0% | 0 | 0 | 0 | 0 | 0 | 0 | 0 | 0 | 925 | 0 | 0 | 0 | 0 | 0 | 0 | 0 | 0 | 0 | 0 | 0 | 0 | 0 | 0 | 0 | 0 | 0 | 0 |  | 3763 | 925-206 | 0 | 0 | 0 | 0 | 0 | 0 | 0 | 0 | 0 | 0 | 0 | 0 | 0 | 0 | 0 | 0 | 0 | 0 | 0 | 0 | 0 | 0 | 0 | 0 | 0 | 0 | 0 | 0 | 0 | 0 | 0 | 0 | 0 | 0 | 0 | 0 | 0 | 0 | 0 | 0 | 0 | 0 | 0 | 0 | 0 | 0 | 0 | 5000000 | scaled
925-218 | 0 | 0 | 0 | 0 | 0% | 0% | 0% | 0 | 0 | 0 | 0 | 0 | 0 | 0 | 0 | 925 | 0 | 0 | 0 | 0 | 0 | 0 | 0 | 0 | 0 | 0 | 0 | 0 | 0 | 0 | 0 | 0 | 0 | 0 |  | 3764 | 925-218 | 0 | 0 | 0 | 0 | 0 | 0 | 0 | 0 | 0 | 0 | 0 | 0 | 0 | 0 | 0 | 0 | 0 | 0 | 0 | 0 | 0 | 0 | 0 | 0 | 0 | 0 | 0 | 0 | 0 | 0 | 0 | 0 | 0 | 0 | 0 | 0 | 0 | 0 | 0 | 0 | 0 | 0 | 0 | 0 | 0 | 0 | 0 | 5000000 | scaled
925-219 | 0 | 0 | 0 | 0 | 0% | 0% | 0% | 0 | 0 | 0 | 0 | 0 | 0 | 0 | 0 | 925 | 0 | 0 | 0 | 0 | 0 | 0 | 0 | 0 | 0 | 0 | 0 | 0 | 0 | 0 | 0 | 0 | 0 | 0 |  | 3765 | 925-219 | 0 | 0 | 0 | 0 | 0 | 0 | 0 | 0 | 0 | 0 | 0 | 0 | 0 | 0 | 0 | 0 | 0 | 0 | 0 | 0 | 0 | 0 | 0 | 0 | 0 | 0 | 0 | 0 | 0 | 0 | 0 | 0 | 0 | 0 | 0 | 0 | 0 | 0 | 0 | 0 | 0 | 0 | 0 | 0 | 0 | 0 | 0 | 5000000 | scaled
926-25 | 0 | 0 | 0 | 0 | 0% | 0% | 0% | 0 | 0 | 0 | 0 | 0 | 0 | 0 | 0 | 926 | 0 | 0 | 0 | 0 | 0 | 0 | 0 | 0 | 0 | 0 | 0 | 0 | 0 | 0 | 0 | 0 | 0 | 0 |  | 3766 | 926-25 | 0 | 0 | 0 | 0 | 0 | 0 | 0 | 0 | 0 | 0 | 0 | 0 | 0 | 0 | 0 | 0 | 0 | 0 | 0 | 0 | 0 | 0 | 0 | 0 | 0 | 0 | 0 | 0 | 0 | 0 | 0 | 0 | 0 | 0 | 0 | 0 | 0 | 0 | 0 | 0 | 0 | 0 | 0 | 0 | 0 | 0 | 0 | 5000000 | scaled
926-28AE | 0 | 0 | 0 | 0 | 0% | 0% | 0% | 0 | 0 | 0 | 0 | 0 | 0 | 0 | 0 | 926 | 0 | 0 | 0 | 0 | 0 | 0 | 0 | 0 | 0 | 0 | 0 | 0 | 0 | 0 | 0 | 0 | 0 | 0 |  | 3767 | 926-28AE | 0 | 0 | 0 | 0 | 0 | 0 | 0 | 0 | 0 | 0 | 0 | 0 | 0 | 0 | 0 | 0 | 0 | 0 | 0 | 0 | 0 | 0 | 0 | 0 | 0 | 0 | 0 | 0 | 0 | 0 | 0 | 0 | 0 | 0 | 0 | 0 | 0 | 0 | 0 | 0 | 0 | 0 | 0 | 0 | 0 | 0 | 0 | 5000000 | scaled
926-37 | 0 | 0 | 0 | 0 | 0% | 0% | 0% | 0 | 0 | 0 | 0 | 0 | 0 | 0 | 0 | 926 | 0 | 0 | 0 | 0 | 0 | 0 | 0 | 0 | 0 | 0 | 0 | 0 | 0 | 0 | 0 | 0 | 0 | 0 |  | 3768 | 926-37 | 0 | 0 | 0 | 0 | 0 | 0 | 0 | 0 | 0 | 0 | 0 | 0 | 0 | 0 | 0 | 0 | 0 | 0 | 0 | 0 | 0 | 0 | 0 | 0 | 0 | 0 | 0 | 0 | 0 | 0 | 0 | 0 | 0 | 0 | 0 | 0 | 0 | 0 | 0 | 0 | 0 | 0 | 0 | 0 | 0 | 0 | 0 | 5000000 | scaled
926-38 | 0 | 0 | 0 | 0 | 0% | 0% | 0% | 0 | 0 | 0 | 0 | 0 | 0 | 0 | 0 | 926 | 0 | 0 | 0 | 0 | 0 | 0 | 0 | 0 | 0 | 0 | 0 | 0 | 0 | 0 | 0 | 0 | 0 | 0 |  | 3769 | 926-38 | 0 | 0 | 0 | 0 | 0 | 0 | 0 | 0 | 0 | 0 | 0 | 0 | 0 | 0 | 0 | 0 | 0 | 0 | 0 | 0 | 0 | 0 | 0 | 0 | 0 | 0 | 0 | 0 | 0 | 0 | 0 | 0 | 0 | 0 | 0 | 0 | 0 | 0 | 0 | 0 | 0 | 0 | 0 | 0 | 0 | 0 | 0 | 5000000 | scaled
928-18 | 0 | 0 | 0 | 0 | 0% | 0% | 0% | 0 | 0 | 0 | 0 | 0 | 0 | 0 | 0 | 928 | 0 | 0 | 0 | 0 | 0 | 0 | 0 | 0 | 0 | 0 | 0 | 0 | 0 | 0 | 0 | 0 | 0 | 0 |  | 3770 | 928-18 | 0 | 0 | 0 | 0 | 0 | 0 | 0 | 0 | 0 | 0 | 0 | 0 | 0 | 0 | 0 | 0 | 0 | 0 | 0 | 0 | 0 | 0 | 0 | 0 | 0 | 0 | 0 | 0 | 0 | 0 | 0 | 0 | 0 | 0 | 0 | 0 | 0 | 0 | 0 | 0 | 0 | 0 | 0 | 0 | 0 | 0 | 0 | 5000000 | scaled
928-19 | 434883.4222 | 432579.0699 | 1170.2784 | 1134.074 | 99.47% | 0.2691% | 0.2608% | 271274.3752 | 431233.2717 | 57751.4574 | 423.7509 | 213099.1669 | 91742.4189 | 873.3462 | 338617.5065 | 928 | 0.051756 | 0.028918 | 0.0060932 | 8402537.7096 | 92257.4003 | 1050.0985 | 341575.9235 | 1782538.1356 | 20289.327 | 6599710.247 | 5657767.1392 | 1204479.0354 | 8837.8572 | 4444450.2466 | 599053.1323 | 127445.1371 | 1213.2199 | 470394.7753 |  | 3771 | 928-19 | 434883.4222 | 163609.047 | 3650.1505 | 432579.0699 | 161821.6221 | 2422.6863 | 1170.2784 | 653.351 | 93.3902 | 1134.074 | 92257.4003 | 34505.9429 | 514.9813 | 340307.0566 | 34496.6135 | 512.9164 | 15.1823 | 8.4761 | 1.2116 | 0.85335 | 341575.9235 | 128476.7566 | 2958.417 | 340307.0566 | 127313.3118 | 1909.1704 | 238.6663 | 133.2443 | 19.046 | 1030.2006 | 1050.0985 | 626.3475 | 176.7522 | 30.6487 | 11.6968 | 0.59951 | 916.4298 | 511.6306 | 73.1327 | 103.0201 | 0.0063088 | 0.0024166 | 0.0001268 | 0.043868 | 0.024921 | 0.0043868 | 0.0015796 | 5000000 | scaled
928-20 | 27174.8805 | 25293.1414 | 1772.3766 | 109.3625 | 93.08% | 6.522% | 0.4024% | 21509.9565 | 26924.0815 | 3388.6004 | 675.4688 | 17445.8874 | 4134.41 | 1407.2052 | 21382.4663 | 928 | 0.044362 | 0.02521 | 0.0045438 | 612565.6074 | 4134.9769 | 1539.047 | 21500.8566 | 93209.0448 | 34692.5995 | 484663.9631 | 224707.6173 | 35399.6213 | 7056.4059 | 182251.5901 | 55195.8724 | 8475.7717 | 2884.8493 | 43835.2514 |  | 3772 | 928-20 | 27174.8805 | 5664.924 | 250.799 | 25293.1414 | 4565.8032 | 0.027762 | 1772.3766 | 989.7583 | 141.4088 | 109.3625 | 4134.9769 | 746.3766 | 0.56689 | 21162.8104 | 742.9025 | 0 | 6.0738 | 3.3918 | 0.4846 | 0.082292 | 21500.8566 | 4054.9692 | 118.3903 | 21162.8104 | 3822.3247 | 0 | 238.7006 | 133.2989 | 19.0447 | 99.3456 | 1539.047 | 863.5782 | 131.8418 | 1.5102 | 0.57608 | 0.027762 | 1527.6022 | 853.0675 | 121.8795 | 9.9346 | 0.0003394 | 0.00013 | 6.6e-06 | 0.043873 | 0.02493 | 0.0043874 | 0.0001498 | 5000000 | scaled
928-37F | 256937.8507 | 0 | 256937.8507 | 0 | 0% | 100% | 0% | 25058.0383 | 52165.6413 | 30.4458 | 22938.876 | 2088.7164 | 63.3819 | 47753.9848 | 4348.2746 | 928 | 0.043424 | 0.043424 | 0.043424 | 5916900.422 | 312.1828 | 235208.5763 | 21417.0916 | 7189.1108 | 5416507.2231 | 493204.088 | 5339850.6928 | 6487.9879 | 4888258.6803 | 445104.0246 | 4715602.5045 | 5729.5183 | 4316803.2594 | 393069.7269 |  | 3773 | 928-37F | 256937.8507 | 231879.8124 | 204772.2094 | 0 | 0 | 0 | 256937.8507 | 231879.8124 | 204772.2094 | 0 | 312.1828 | 281.737 | 248.8009 | 0 | 0 | 0 | 312.1828 | 281.737 | 248.8009 | 0 | 21417.0916 | 19328.3752 | 17068.817 | 0 | 0 | 0 | 21417.0916 | 19328.3752 | 17068.817 | 0 | 235208.5763 | 212269.7002 | 187454.5915 | 0 | 0 | 0 | 235208.5763 | 212269.7002 | 187454.5915 | 0 | 0 | 0 | 0 | 0.043424 | 0.043424 | 0.043424 | 0 | 5000000 | scaled
928-39 | 0 | 0 | 0 | 0 | 0% | 0% | 0% | 0 | 0 | 0 | 0 | 0 | 0 | 0 | 0 | 928 | 0 | 0 | 0 | 0 | 0 | 0 | 0 | 0 | 0 | 0 | 0 | 0 | 0 | 0 | 0 | 0 | 0 | 0 |  | 3774 | 928-39 | 0 | 0 | 0 | 0 | 0 | 0 | 0 | 0 | 0 | 0 | 0 | 0 | 0 | 0 | 0 | 0 | 0 | 0 | 0 | 0 | 0 | 0 | 0 | 0 | 0 | 0 | 0 | 0 | 0 | 0 | 0 | 0 | 0 | 0 | 0 | 0 | 0 | 0 | 0 | 0 | 0 | 0 | 0 | 0 | 0 | 0 | 0 | 5000000 | scaled
928-6F | 120508.5256 | 0 | 120508.5256 | 0 | 0% | 100% | 0% | 11729.3049 | 24407.3566 | 13.4151 | 10737.1875 | 978.7023 | 27.9154 | 22342.8725 | 2036.5687 | 928 | 0.043987 | 0.043987 | 0.043987 | 2739639.5656 | 137.8291 | 110315.3721 | 10055.3244 | 3133.4051 | 2507908.5212 | 228597.6393 | 2472985.6697 | 2828.4253 | 2263809.4119 | 206347.8325 | 2184762.9747 | 2498.7766 | 1999965.8897 | 182298.3084 |  | 3775 | 928-6F | 120508.5256 | 108779.2207 | 96101.169 | 0 | 0 | 0 | 120508.5256 | 108779.2207 | 96101.169 | 0 | 137.8291 | 124.4139 | 109.9137 | 0 | 0 | 0 | 137.8291 | 124.4139 | 109.9137 | 0 | 10055.3244 | 9076.6221 | 8018.7557 | 0 | 0 | 0 | 10055.3244 | 9076.6221 | 8018.7557 | 0 | 110315.3721 | 99578.1846 | 87972.4996 | 0 | 0 | 0 | 110315.3721 | 99578.1846 | 87972.4996 | 0 | 0 | 0 | 0 | 0.043987 | 0.043987 | 0.043987 | 0 | 5000000 | scaled
928-7 | 0 | 0 | 0 | 0 | 0% | 0% | 0% | 0 | 0 | 0 | 0 | 0 | 0 | 0 | 0 | 928 | 0 | 0 | 0 | 0 | 0 | 0 | 0 | 0 | 0 | 0 | 0 | 0 | 0 | 0 | 0 | 0 | 0 | 0 |  | 3776 | 928-7 | 0 | 0 | 0 | 0 | 0 | 0 | 0 | 0 | 0 | 0 | 0 | 0 | 0 | 0 | 0 | 0 | 0 | 0 | 0 | 0 | 0 | 0 | 0 | 0 | 0 | 0 | 0 | 0 | 0 | 0 | 0 | 0 | 0 | 0 | 0 | 0 | 0 | 0 | 0 | 0 | 0 | 0 | 0 | 0 | 0 | 0 | 0 | 5000000 | scaled
930-14F | 0 | 0 | 0 | 0 | 0% | 0% | 0% | 0 | 0 | 0 | 0 | 0 | 0 | 0 | 0 | 930 | 0 | 0 | 0 | 0 | 0 | 0 | 0 | 0 | 0 | 0 | 0 | 0 | 0 | 0 | 0 | 0 | 0 | 0 |  | 3777 | 930-14F | 0 | 0 | 0 | 0 | 0 | 0 | 0 | 0 | 0 | 0 | 0 | 0 | 0 | 0 | 0 | 0 | 0 | 0 | 0 | 0 | 0 | 0 | 0 | 0 | 0 | 0 | 0 | 0 | 0 | 0 | 0 | 0 | 0 | 0 | 0 | 0 | 0 | 0 | 0 | 0 | 0 | 0 | 0 | 0 | 0 | 0 | 0 | 5000000 | scaled
935-462 | 0 | 0 | 0 | 0 | 0% | 0% | 0% | 0 | 0 | 0 | 0 | 0 | 0 | 0 | 0 | 935 | 0 | 0 | 0 | 0 | 0 | 0 | 0 | 0 | 0 | 0 | 0 | 0 | 0 | 0 | 0 | 0 | 0 | 0 |  | 3778 | 935-462 | 0 | 0 | 0 | 0 | 0 | 0 | 0 | 0 | 0 | 0 | 0 | 0 | 0 | 0 | 0 | 0 | 0 | 0 | 0 | 0 | 0 | 0 | 0 | 0 | 0 | 0 | 0 | 0 | 0 | 0 | 0 | 0 | 0 | 0 | 0 | 0 | 0 | 0 | 0 | 0 | 0 | 0 | 0 | 0 | 0 | 0 | 0 | 5000000 | scaled
93-10R | 302332.107 | 274241.4904 | 22080.6379 | 6009.9786 | 90.71% | 7.303% | 1.988% | 180566.9037 | 288116.9623 | 41305.2104 | 10263.2233 | 128998.4701 | 64706.5043 | 20918.9948 | 202491.4632 | 93 | 0.035815 | 0.019948 | 0.009382 | 8441493.9829 | 66342.803 | 22856.6968 | 213132.6072 | 1852374.7873 | 638187.8211 | 5950931.3744 | 6104192.1049 | 1396351.8994 | 346955.5342 | 4360884.6714 | 1515150.7847 | 340278.8575 | 110008.9046 | 1064863.0225 |  | 3779 | 93-10R | 302332.107 | 121765.2033 | 14215.1447 | 274241.4904 | 103473.9845 | 6731.3485 | 22080.6379 | 12281.2401 | 1473.8175 | 6009.9786 | 66342.803 | 25037.5926 | 1636.2987 | 205836.6459 | 25015.5701 | 1629.6763 | 31.464 | 17.5003 | 2.1001 | 4.5223 | 213132.6072 | 84134.1371 | 10641.144 | 205836.6459 | 77653.1957 | 5059.0602 | 1836.4556 | 1021.4357 | 122.578 | 5459.5057 | 22856.6968 | 12593.4735 | 1937.702 | 2098.0279 | 805.2188 | 42.612 | 20212.7184 | 11242.3042 | 1349.1394 | 545.9506 | 0.022255 | 0.008588 | 0.0004492 | 0.0051418 | 0.0029412 | 0.0005142 | 0.0084186 | 5000000 | scaled
93-559R | 194929.5535 | 174931.1644 | 15428.484 | 4569.9051 | 89.74% | 7.915% | 2.344% | 104747.1893 | 186636.8904 | 22460.7075 | 7156.523 | 75129.9589 | 39512.2068 | 14784.0793 | 132340.6043 | 93 | 0.02667 | 0.015438 | 0.0072322 | 7308889.8268 | 40131.0095 | 16182.5944 | 138615.9495 | 1504713.4817 | 606766.8945 | 5197409.4507 | 5841734.735 | 1252630.2219 | 399118.1926 | 4189986.3205 | 1146630.7742 | 242748.9669 | 90828.1327 | 813053.6746 |  | 3780 | 93-559R | 194929.5535 | 90182.3641 | 8292.6631 | 174931.1644 | 77040.5462 | 2693.3532 | 15428.484 | 8571.9128 | 1029.4048 | 4569.9051 | 40131.0095 | 17670.302 | 618.8027 | 133206.628 | 17654.5117 | 613.8806 | 22.2316 | 12.3517 | 1.4833 | 3.4387 | 138615.9495 | 63485.9907 | 6275.3453 | 133206.628 | 58635.7316 | 2040.0778 | 1257.9885 | 698.9259 | 83.9343 | 4151.3331 | 16182.5944 | 9026.0714 | 1398.5152 | 1619.1972 | 750.3029 | 39.3947 | 14148.2639 | 7860.6352 | 943.9871 | 415.1333 | 0.015124 | 0.0060974 | 0.0003188 | 0.0051478 | 0.0029416 | 0.0005148 | 0.0063986 | 5000000 | scaled
930-12 | 0 | 0 | 0 | 0 | 0% | 0% | 0% | 0 | 0 | 0 | 0 | 0 | 0 | 0 | 0 | 930 | 0 | 0 | 0 | 0 | 0 | 0 | 0 | 0 | 0 | 0 | 0 | 0 | 0 | 0 | 0 | 0 | 0 | 0 |  | 3781 | 930-12 | 0 | 0 | 0 | 0 | 0 | 0 | 0 | 0 | 0 | 0 | 0 | 0 | 0 | 0 | 0 | 0 | 0 | 0 | 0 | 0 | 0 | 0 | 0 | 0 | 0 | 0 | 0 | 0 | 0 | 0 | 0 | 0 | 0 | 0 | 0 | 0 | 0 | 0 | 0 | 0 | 0 | 0 | 0 | 0 | 0 | 0 | 0 | 5000000 | scaled
930-13 | 0 | 0 | 0 | 0 | 0% | 0% | 0% | 0 | 0 | 0 | 0 | 0 | 0 | 0 | 0 | 930 | 0 | 0 | 0 | 0 | 0 | 0 | 0 | 0 | 0 | 0 | 0 | 0 | 0 | 0 | 0 | 0 | 0 | 0 |  | 3782 | 930-13 | 0 | 0 | 0 | 0 | 0 | 0 | 0 | 0 | 0 | 0 | 0 | 0 | 0 | 0 | 0 | 0 | 0 | 0 | 0 | 0 | 0 | 0 | 0 | 0 | 0 | 0 | 0 | 0 | 0 | 0 | 0 | 0 | 0 | 0 | 0 | 0 | 0 | 0 | 0 | 0 | 0 | 0 | 0 | 0 | 0 | 0 | 0 | 5000000 | scaled
930-470 | 0 | 0 | 0 | 0 | 0% | 0% | 0% | 0 | 0 | 0 | 0 | 0 | 0 | 0 | 0 | 930 | 0 | 0 | 0 | 0 | 0 | 0 | 0 | 0 | 0 | 0 | 0 | 0 | 0 | 0 | 0 | 0 | 0 | 0 |  | 3783 | 930-470 | 0 | 0 | 0 | 0 | 0 | 0 | 0 | 0 | 0 | 0 | 0 | 0 | 0 | 0 | 0 | 0 | 0 | 0 | 0 | 0 | 0 | 0 | 0 | 0 | 0 | 0 | 0 | 0 | 0 | 0 | 0 | 0 | 0 | 0 | 0 | 0 | 0 | 0 | 0 | 0 | 0 | 0 | 0 | 0 | 0 | 0 | 0 | 5000000 | scaled
931-1054 | 0 | 0 | 0 | 0 | 0% | 0% | 0% | 0 | 0 | 0 | 0 | 0 | 0 | 0 | 0 | 931 | 0 | 0 | 0 | 0 | 0 | 0 | 0 | 0 | 0 | 0 | 0 | 0 | 0 | 0 | 0 | 0 | 0 | 0 |  | 3784 | 931-1054 | 0 | 0 | 0 | 0 | 0 | 0 | 0 | 0 | 0 | 0 | 0 | 0 | 0 | 0 | 0 | 0 | 0 | 0 | 0 | 0 | 0 | 0 | 0 | 0 | 0 | 0 | 0 | 0 | 0 | 0 | 0 | 0 | 0 | 0 | 0 | 0 | 0 | 0 | 0 | 0 | 0 | 0 | 0 | 0 | 0 | 0 | 0 | 5000000 | scaled
931-1055F | 0 | 0 | 0 | 0 | 0% | 0% | 0% | 0 | 0 | 0 | 0 | 0 | 0 | 0 | 0 | 931 | 0 | 0 | 0 | 0 | 0 | 0 | 0 | 0 | 0 | 0 | 0 | 0 | 0 | 0 | 0 | 0 | 0 | 0 |  | 3785 | 931-1055F | 0 | 0 | 0 | 0 | 0 | 0 | 0 | 0 | 0 | 0 | 0 | 0 | 0 | 0 | 0 | 0 | 0 | 0 | 0 | 0 | 0 | 0 | 0 | 0 | 0 | 0 | 0 | 0 | 0 | 0 | 0 | 0 | 0 | 0 | 0 | 0 | 0 | 0 | 0 | 0 | 0 | 0 | 0 | 0 | 0 | 0 | 0 | 5000000 | scaled
931-1056F | 0 | 0 | 0 | 0 | 0% | 0% | 0% | 0 | 0 | 0 | 0 | 0 | 0 | 0 | 0 | 931 | 0 | 0 | 0 | 0 | 0 | 0 | 0 | 0 | 0 | 0 | 0 | 0 | 0 | 0 | 0 | 0 | 0 | 0 |  | 3786 | 931-1056F | 0 | 0 | 0 | 0 | 0 | 0 | 0 | 0 | 0 | 0 | 0 | 0 | 0 | 0 | 0 | 0 | 0 | 0 | 0 | 0 | 0 | 0 | 0 | 0 | 0 | 0 | 0 | 0 | 0 | 0 | 0 | 0 | 0 | 0 | 0 | 0 | 0 | 0 | 0 | 0 | 0 | 0 | 0 | 0 | 0 | 0 | 0 | 5000000 | scaled
931-484 | 0 | 0 | 0 | 0 | 0% | 0% | 0% | 0 | 0 | 0 | 0 | 0 | 0 | 0 | 0 | 931 | 0 | 0 | 0 | 0 | 0 | 0 | 0 | 0 | 0 | 0 | 0 | 0 | 0 | 0 | 0 | 0 | 0 | 0 |  | 3787 | 931-484 | 0 | 0 | 0 | 0 | 0 | 0 | 0 | 0 | 0 | 0 | 0 | 0 | 0 | 0 | 0 | 0 | 0 | 0 | 0 | 0 | 0 | 0 | 0 | 0 | 0 | 0 | 0 | 0 | 0 | 0 | 0 | 0 | 0 | 0 | 0 | 0 | 0 | 0 | 0 | 0 | 0 | 0 | 0 | 0 | 0 | 0 | 0 | 5000000 | scaled
931-485 | 0 | 0 | 0 | 0 | 0% | 0% | 0% | 0 | 0 | 0 | 0 | 0 | 0 | 0 | 0 | 931 | 0 | 0 | 0 | 0 | 0 | 0 | 0 | 0 | 0 | 0 | 0 | 0 | 0 | 0 | 0 | 0 | 0 | 0 |  | 3788 | 931-485 | 0 | 0 | 0 | 0 | 0 | 0 | 0 | 0 | 0 | 0 | 0 | 0 | 0 | 0 | 0 | 0 | 0 | 0 | 0 | 0 | 0 | 0 | 0 | 0 | 0 | 0 | 0 | 0 | 0 | 0 | 0 | 0 | 0 | 0 | 0 | 0 | 0 | 0 | 0 | 0 | 0 | 0 | 0 | 0 | 0 | 0 | 0 | 5000000 | scaled
932-14AE | 0 | 0 | 0 | 0 | 0% | 0% | 0% | 0 | 0 | 0 | 0 | 0 | 0 | 0 | 0 | 932 | 0 | 0 | 0 | 0 | 0 | 0 | 0 | 0 | 0 | 0 | 0 | 0 | 0 | 0 | 0 | 0 | 0 | 0 |  | 3789 | 932-14AE | 0 | 0 | 0 | 0 | 0 | 0 | 0 | 0 | 0 | 0 | 0 | 0 | 0 | 0 | 0 | 0 | 0 | 0 | 0 | 0 | 0 | 0 | 0 | 0 | 0 | 0 | 0 | 0 | 0 | 0 | 0 | 0 | 0 | 0 | 0 | 0 | 0 | 0 | 0 | 0 | 0 | 0 | 0 | 0 | 0 | 0 | 0 | 5000000 | scaled
932-15AE | 0 | 0 | 0 | 0 | 0% | 0% | 0% | 0 | 0 | 0 | 0 | 0 | 0 | 0 | 0 | 932 | 0 | 0 | 0 | 0 | 0 | 0 | 0 | 0 | 0 | 0 | 0 | 0 | 0 | 0 | 0 | 0 | 0 | 0 |  | 3790 | 932-15AE | 0 | 0 | 0 | 0 | 0 | 0 | 0 | 0 | 0 | 0 | 0 | 0 | 0 | 0 | 0 | 0 | 0 | 0 | 0 | 0 | 0 | 0 | 0 | 0 | 0 | 0 | 0 | 0 | 0 | 0 | 0 | 0 | 0 | 0 | 0 | 0 | 0 | 0 | 0 | 0 | 0 | 0 | 0 | 0 | 0 | 0 | 0 | 5000000 | scaled
932-16 | 0 | 0 | 0 | 0 | 0% | 0% | 0% | 0 | 0 | 0 | 0 | 0 | 0 | 0 | 0 | 932 | 0 | 0 | 0 | 0 | 0 | 0 | 0 | 0 | 0 | 0 | 0 | 0 | 0 | 0 | 0 | 0 | 0 | 0 |  | 3791 | 932-16 | 0 | 0 | 0 | 0 | 0 | 0 | 0 | 0 | 0 | 0 | 0 | 0 | 0 | 0 | 0 | 0 | 0 | 0 | 0 | 0 | 0 | 0 | 0 | 0 | 0 | 0 | 0 | 0 | 0 | 0 | 0 | 0 | 0 | 0 | 0 | 0 | 0 | 0 | 0 | 0 | 0 | 0 | 0 | 0 | 0 | 0 | 0 | 5000000 | scaled
932-17AE | 0 | 0 | 0 | 0 | 0% | 0% | 0% | 0 | 0 | 0 | 0 | 0 | 0 | 0 | 0 | 932 | 0 | 0 | 0 | 0 | 0 | 0 | 0 | 0 | 0 | 0 | 0 | 0 | 0 | 0 | 0 | 0 | 0 | 0 |  | 3792 | 932-17AE | 0 | 0 | 0 | 0 | 0 | 0 | 0 | 0 | 0 | 0 | 0 | 0 | 0 | 0 | 0 | 0 | 0 | 0 | 0 | 0 | 0 | 0 | 0 | 0 | 0 | 0 | 0 | 0 | 0 | 0 | 0 | 0 | 0 | 0 | 0 | 0 | 0 | 0 | 0 | 0 | 0 | 0 | 0 | 0 | 0 | 0 | 0 | 5000000 | scaled
932-458 | 0 | 0 | 0 | 0 | 0% | 0% | 0% | 0 | 0 | 0 | 0 | 0 | 0 | 0 | 0 | 932 | 0 | 0 | 0 | 0 | 0 | 0 | 0 | 0 | 0 | 0 | 0 | 0 | 0 | 0 | 0 | 0 | 0 | 0 |  | 3793 | 932-458 | 0 | 0 | 0 | 0 | 0 | 0 | 0 | 0 | 0 | 0 | 0 | 0 | 0 | 0 | 0 | 0 | 0 | 0 | 0 | 0 | 0 | 0 | 0 | 0 | 0 | 0 | 0 | 0 | 0 | 0 | 0 | 0 | 0 | 0 | 0 | 0 | 0 | 0 | 0 | 0 | 0 | 0 | 0 | 0 | 0 | 0 | 0 | 5000000 | scaled
932-459F | 0 | 0 | 0 | 0 | 0% | 0% | 0% | 0 | 0 | 0 | 0 | 0 | 0 | 0 | 0 | 932 | 0 | 0 | 0 | 0 | 0 | 0 | 0 | 0 | 0 | 0 | 0 | 0 | 0 | 0 | 0 | 0 | 0 | 0 |  | 3794 | 932-459F | 0 | 0 | 0 | 0 | 0 | 0 | 0 | 0 | 0 | 0 | 0 | 0 | 0 | 0 | 0 | 0 | 0 | 0 | 0 | 0 | 0 | 0 | 0 | 0 | 0 | 0 | 0 | 0 | 0 | 0 | 0 | 0 | 0 | 0 | 0 | 0 | 0 | 0 | 0 | 0 | 0 | 0 | 0 | 0 | 0 | 0 | 0 | 5000000 | scaled
933-450F | 0 | 0 | 0 | 0 | 0% | 0% | 0% | 0 | 0 | 0 | 0 | 0 | 0 | 0 | 0 | 933 | 0 | 0 | 0 | 0 | 0 | 0 | 0 | 0 | 0 | 0 | 0 | 0 | 0 | 0 | 0 | 0 | 0 | 0 |  | 3795 | 933-450F | 0 | 0 | 0 | 0 | 0 | 0 | 0 | 0 | 0 | 0 | 0 | 0 | 0 | 0 | 0 | 0 | 0 | 0 | 0 | 0 | 0 | 0 | 0 | 0 | 0 | 0 | 0 | 0 | 0 | 0 | 0 | 0 | 0 | 0 | 0 | 0 | 0 | 0 | 0 | 0 | 0 | 0 | 0 | 0 | 0 | 0 | 0 | 5000000 | scaled
933-451F | 0 | 0 | 0 | 0 | 0% | 0% | 0% | 0 | 0 | 0 | 0 | 0 | 0 | 0 | 0 | 933 | 0 | 0 | 0 | 0 | 0 | 0 | 0 | 0 | 0 | 0 | 0 | 0 | 0 | 0 | 0 | 0 | 0 | 0 |  | 3796 | 933-451F | 0 | 0 | 0 | 0 | 0 | 0 | 0 | 0 | 0 | 0 | 0 | 0 | 0 | 0 | 0 | 0 | 0 | 0 | 0 | 0 | 0 | 0 | 0 | 0 | 0 | 0 | 0 | 0 | 0 | 0 | 0 | 0 | 0 | 0 | 0 | 0 | 0 | 0 | 0 | 0 | 0 | 0 | 0 | 0 | 0 | 0 | 0 | 5000000 | scaled
933-452 | 0 | 0 | 0 | 0 | 0% | 0% | 0% | 0 | 0 | 0 | 0 | 0 | 0 | 0 | 0 | 933 | 0 | 0 | 0 | 0 | 0 | 0 | 0 | 0 | 0 | 0 | 0 | 0 | 0 | 0 | 0 | 0 | 0 | 0 |  | 3797 | 933-452 | 0 | 0 | 0 | 0 | 0 | 0 | 0 | 0 | 0 | 0 | 0 | 0 | 0 | 0 | 0 | 0 | 0 | 0 | 0 | 0 | 0 | 0 | 0 | 0 | 0 | 0 | 0 | 0 | 0 | 0 | 0 | 0 | 0 | 0 | 0 | 0 | 0 | 0 | 0 | 0 | 0 | 0 | 0 | 0 | 0 | 0 | 0 | 5000000 | scaled
933-453F | 0 | 0 | 0 | 0 | 0% | 0% | 0% | 0 | 0 | 0 | 0 | 0 | 0 | 0 | 0 | 933 | 0 | 0 | 0 | 0 | 0 | 0 | 0 | 0 | 0 | 0 | 0 | 0 | 0 | 0 | 0 | 0 | 0 | 0 |  | 3798 | 933-453F | 0 | 0 | 0 | 0 | 0 | 0 | 0 | 0 | 0 | 0 | 0 | 0 | 0 | 0 | 0 | 0 | 0 | 0 | 0 | 0 | 0 | 0 | 0 | 0 | 0 | 0 | 0 | 0 | 0 | 0 | 0 | 0 | 0 | 0 | 0 | 0 | 0 | 0 | 0 | 0 | 0 | 0 | 0 | 0 | 0 | 0 | 0 | 5000000 | scaled
933-471 | 0 | 0 | 0 | 0 | 0% | 0% | 0% | 0 | 0 | 0 | 0 | 0 | 0 | 0 | 0 | 933 | 0 | 0 | 0 | 0 | 0 | 0 | 0 | 0 | 0 | 0 | 0 | 0 | 0 | 0 | 0 | 0 | 0 | 0 |  | 3799 | 933-471 | 0 | 0 | 0 | 0 | 0 | 0 | 0 | 0 | 0 | 0 | 0 | 0 | 0 | 0 | 0 | 0 | 0 | 0 | 0 | 0 | 0 | 0 | 0 | 0 | 0 | 0 | 0 | 0 | 0 | 0 | 0 | 0 | 0 | 0 | 0 | 0 | 0 | 0 | 0 | 0 | 0 | 0 | 0 | 0 | 0 | 0 | 0 | 5000000 | scaled
933-472F | 165868.0735 | 164254.131 | 0 | 1613.9425 | 99.03% | 0% | 0.973% | 99633.9838 | 162786.8011 | 20456.1118 | 233.4616 | 78944.4105 | 33426.7961 | 368.9347 | 128991.0703 | 933 | 0.0078904 | 0.0044172 | 0.0023734 | 21021503.7907 | 33728.4267 | 522.8412 | 131616.8056 | 4274615.571 | 66262.9502 | 16680625.2695 | 14994586.9936 | 3078577.5647 | 35135.1989 | 11880874.2299 | 1298252.4731 | 266584.3941 | 2942.3169 | 1028725.762 |  | 3800 | 933-472F | 165868.0735 | 66234.0897 | 3081.2724 | 164254.131 | 64620.1472 | 1467.3299 | 0 | 0 | 0 | 1613.9425 | 33728.4267 | 13272.3149 | 301.6306 | 130150.6892 | 13271.1005 | 300.4161 | 0 | 0 | 0 | 1.2144 | 131616.8056 | 52672.3951 | 2625.7353 | 130150.6892 | 51206.2787 | 1159.6189 | 0 | 0 | 0 | 1466.1164 | 522.8412 | 289.3796 | 153.9065 | 376.2295 | 142.768 | 7.2949 | 0 | 0 | 0 | 146.6116 | 0.0056296 | 0.0021564 | 0.0001126 | 0 | 0 | 0 | 0.0022608 | 5000000 | scaled
933-473F | 0 | 0 | 0 | 0 | 0% | 0% | 0% | 0 | 0 | 0 | 0 | 0 | 0 | 0 | 0 | 933 | 0 | 0 | 0 | 0 | 0 | 0 | 0 | 0 | 0 | 0 | 0 | 0 | 0 | 0 | 0 | 0 | 0 | 0 |  | 3801 | 933-473F | 0 | 0 | 0 | 0 | 0 | 0 | 0 | 0 | 0 | 0 | 0 | 0 | 0 | 0 | 0 | 0 | 0 | 0 | 0 | 0 | 0 | 0 | 0 | 0 | 0 | 0 | 0 | 0 | 0 | 0 | 0 | 0 | 0 | 0 | 0 | 0 | 0 | 0 | 0 | 0 | 0 | 0 | 0 | 0 | 0 | 0 | 0 | 5000000 | scaled
933-474F | 0 | 0 | 0 | 0 | 0% | 0% | 0% | 0 | 0 | 0 | 0 | 0 | 0 | 0 | 0 | 933 | 0 | 0 | 0 | 0 | 0 | 0 | 0 | 0 | 0 | 0 | 0 | 0 | 0 | 0 | 0 | 0 | 0 | 0 |  | 3802 | 933-474F | 0 | 0 | 0 | 0 | 0 | 0 | 0 | 0 | 0 | 0 | 0 | 0 | 0 | 0 | 0 | 0 | 0 | 0 | 0 | 0 | 0 | 0 | 0 | 0 | 0 | 0 | 0 | 0 | 0 | 0 | 0 | 0 | 0 | 0 | 0 | 0 | 0 | 0 | 0 | 0 | 0 | 0 | 0 | 0 | 0 | 0 | 0 | 5000000 | scaled
934-747F | 0 | 0 | 0 | 0 | 0% | 0% | 0% | 0 | 0 | 0 | 0 | 0 | 0 | 0 | 0 | 934 | 0 | 0 | 0 | 0 | 0 | 0 | 0 | 0 | 0 | 0 | 0 | 0 | 0 | 0 | 0 | 0 | 0 | 0 |  | 3803 | 934-747F | 0 | 0 | 0 | 0 | 0 | 0 | 0 | 0 | 0 | 0 | 0 | 0 | 0 | 0 | 0 | 0 | 0 | 0 | 0 | 0 | 0 | 0 | 0 | 0 | 0 | 0 | 0 | 0 | 0 | 0 | 0 | 0 | 0 | 0 | 0 | 0 | 0 | 0 | 0 | 0 | 0 | 0 | 0 | 0 | 0 | 0 | 0 | 5000000 | scaled
934-748F | 0 | 0 | 0 | 0 | 0% | 0% | 0% | 0 | 0 | 0 | 0 | 0 | 0 | 0 | 0 | 934 | 0 | 0 | 0 | 0 | 0 | 0 | 0 | 0 | 0 | 0 | 0 | 0 | 0 | 0 | 0 | 0 | 0 | 0 |  | 3804 | 934-748F | 0 | 0 | 0 | 0 | 0 | 0 | 0 | 0 | 0 | 0 | 0 | 0 | 0 | 0 | 0 | 0 | 0 | 0 | 0 | 0 | 0 | 0 | 0 | 0 | 0 | 0 | 0 | 0 | 0 | 0 | 0 | 0 | 0 | 0 | 0 | 0 | 0 | 0 | 0 | 0 | 0 | 0 | 0 | 0 | 0 | 0 | 0 | 5000000 | scaled
934-749 | 0 | 0 | 0 | 0 | 0% | 0% | 0% | 0 | 0 | 0 | 0 | 0 | 0 | 0 | 0 | 934 | 0 | 0 | 0 | 0 | 0 | 0 | 0 | 0 | 0 | 0 | 0 | 0 | 0 | 0 | 0 | 0 | 0 | 0 |  | 3805 | 934-749 | 0 | 0 | 0 | 0 | 0 | 0 | 0 | 0 | 0 | 0 | 0 | 0 | 0 | 0 | 0 | 0 | 0 | 0 | 0 | 0 | 0 | 0 | 0 | 0 | 0 | 0 | 0 | 0 | 0 | 0 | 0 | 0 | 0 | 0 | 0 | 0 | 0 | 0 | 0 | 0 | 0 | 0 | 0 | 0 | 0 | 0 | 0 | 5000000 | scaled
935-459 | 0 | 0 | 0 | 0 | 0% | 0% | 0% | 0 | 0 | 0 | 0 | 0 | 0 | 0 | 0 | 935 | 0 | 0 | 0 | 0 | 0 | 0 | 0 | 0 | 0 | 0 | 0 | 0 | 0 | 0 | 0 | 0 | 0 | 0 |  | 3806 | 935-459 | 0 | 0 | 0 | 0 | 0 | 0 | 0 | 0 | 0 | 0 | 0 | 0 | 0 | 0 | 0 | 0 | 0 | 0 | 0 | 0 | 0 | 0 | 0 | 0 | 0 | 0 | 0 | 0 | 0 | 0 | 0 | 0 | 0 | 0 | 0 | 0 | 0 | 0 | 0 | 0 | 0 | 0 | 0 | 0 | 0 | 0 | 0 | 5000000 | scaled
935-460F | 0 | 0 | 0 | 0 | 0% | 0% | 0% | 0 | 0 | 0 | 0 | 0 | 0 | 0 | 0 | 935 | 0 | 0 | 0 | 0 | 0 | 0 | 0 | 0 | 0 | 0 | 0 | 0 | 0 | 0 | 0 | 0 | 0 | 0 |  | 3807 | 935-460F | 0 | 0 | 0 | 0 | 0 | 0 | 0 | 0 | 0 | 0 | 0 | 0 | 0 | 0 | 0 | 0 | 0 | 0 | 0 | 0 | 0 | 0 | 0 | 0 | 0 | 0 | 0 | 0 | 0 | 0 | 0 | 0 | 0 | 0 | 0 | 0 | 0 | 0 | 0 | 0 | 0 | 0 | 0 | 0 | 0 | 0 | 0 | 5000000 | scaled
935-461F | 0 | 0 | 0 | 0 | 0% | 0% | 0% | 0 | 0 | 0 | 0 | 0 | 0 | 0 | 0 | 935 | 0 | 0 | 0 | 0 | 0 | 0 | 0 | 0 | 0 | 0 | 0 | 0 | 0 | 0 | 0 | 0 | 0 | 0 |  | 3808 | 935-461F | 0 | 0 | 0 | 0 | 0 | 0 | 0 | 0 | 0 | 0 | 0 | 0 | 0 | 0 | 0 | 0 | 0 | 0 | 0 | 0 | 0 | 0 | 0 | 0 | 0 | 0 | 0 | 0 | 0 | 0 | 0 | 0 | 0 | 0 | 0 | 0 | 0 | 0 | 0 | 0 | 0 | 0 | 0 | 0 | 0 | 0 | 0 | 5000000 | scaled
936-187 | 0 | 0 | 0 | 0 | 0% | 0% | 0% | 0 | 0 | 0 | 0 | 0 | 0 | 0 | 0 | 936 | 0 | 0 | 0 | 0 | 0 | 0 | 0 | 0 | 0 | 0 | 0 | 0 | 0 | 0 | 0 | 0 | 0 | 0 |  | 3809 | 936-187 | 0 | 0 | 0 | 0 | 0 | 0 | 0 | 0 | 0 | 0 | 0 | 0 | 0 | 0 | 0 | 0 | 0 | 0 | 0 | 0 | 0 | 0 | 0 | 0 | 0 | 0 | 0 | 0 | 0 | 0 | 0 | 0 | 0 | 0 | 0 | 0 | 0 | 0 | 0 | 0 | 0 | 0 | 0 | 0 | 0 | 0 | 0 | 5000000 | scaled
936-188 | 105840.3918 | 104307.2955 | 0 | 1533.0964 | 98.55% | 0% | 1.448% | 58202.4722 | 102373.6874 | 14806.1371 | 57.5779 | 43338.7572 | 26038.7458 | 116.4577 | 76218.4839 | 936 | 0.0071268 | 0.0043468 | 0.0022534 | 14851039.9948 | 26531.2605 | 259.0178 | 79050.1135 | 3722745.2061 | 36344.1987 | 11091950.59 | 10959307.9063 | 2787940.2545 | 10841.7042 | 8160525.9475 | 1538432.7652 | 391300.35 | 1750.0822 | 1145382.333 |  | 3810 | 936-188 | 105840.3918 | 47637.9196 | 3466.7044 | 104307.2955 | 46104.8232 | 1933.608 | 0 | 0 | 0 | 1533.0964 | 26531.2605 | 11725.1234 | 492.5147 | 77657.4382 | 11723.9698 | 491.3611 | 0 | 0 | 0 | 1.1536 | 79050.1135 | 35711.3562 | 2831.6296 | 77657.4382 | 34318.681 | 1438.9543 | 0 | 0 | 0 | 1392.6752 | 259.0178 | 201.4399 | 142.5601 | 119.7503 | 62.1724 | 3.2926 | 0 | 0 | 0 | 139.2675 | 0.004989 | 0.002209 | 0.0001156 | 0 | 0 | 0 | 0.0021378 | 5000000 | scaled
936-450F | 0 | 0 | 0 | 0 | 0% | 0% | 0% | 0 | 0 | 0 | 0 | 0 | 0 | 0 | 0 | 936 | 0 | 0 | 0 | 0 | 0 | 0 | 0 | 0 | 0 | 0 | 0 | 0 | 0 | 0 | 0 | 0 | 0 | 0 |  | 3811 | 936-450F | 0 | 0 | 0 | 0 | 0 | 0 | 0 | 0 | 0 | 0 | 0 | 0 | 0 | 0 | 0 | 0 | 0 | 0 | 0 | 0 | 0 | 0 | 0 | 0 | 0 | 0 | 0 | 0 | 0 | 0 | 0 | 0 | 0 | 0 | 0 | 0 | 0 | 0 | 0 | 0 | 0 | 0 | 0 | 0 | 0 | 0 | 0 | 5000000 | scaled
936-451F | 0 | 0 | 0 | 0 | 0% | 0% | 0% | 0 | 0 | 0 | 0 | 0 | 0 | 0 | 0 | 936 | 0 | 0 | 0 | 0 | 0 | 0 | 0 | 0 | 0 | 0 | 0 | 0 | 0 | 0 | 0 | 0 | 0 | 0 |  | 3812 | 936-451F | 0 | 0 | 0 | 0 | 0 | 0 | 0 | 0 | 0 | 0 | 0 | 0 | 0 | 0 | 0 | 0 | 0 | 0 | 0 | 0 | 0 | 0 | 0 | 0 | 0 | 0 | 0 | 0 | 0 | 0 | 0 | 0 | 0 | 0 | 0 | 0 | 0 | 0 | 0 | 0 | 0 | 0 | 0 | 0 | 0 | 0 | 0 | 5000000 | scaled
936-452 | 0 | 0 | 0 | 0 | 0% | 0% | 0% | 0 | 0 | 0 | 0 | 0 | 0 | 0 | 0 | 936 | 0 | 0 | 0 | 0 | 0 | 0 | 0 | 0 | 0 | 0 | 0 | 0 | 0 | 0 | 0 | 0 | 0 | 0 |  | 3813 | 936-452 | 0 | 0 | 0 | 0 | 0 | 0 | 0 | 0 | 0 | 0 | 0 | 0 | 0 | 0 | 0 | 0 | 0 | 0 | 0 | 0 | 0 | 0 | 0 | 0 | 0 | 0 | 0 | 0 | 0 | 0 | 0 | 0 | 0 | 0 | 0 | 0 | 0 | 0 | 0 | 0 | 0 | 0 | 0 | 0 | 0 | 0 | 0 | 5000000 | scaled
937-11 | 0 | 0 | 0 | 0 | 0% | 0% | 0% | 0 | 0 | 0 | 0 | 0 | 0 | 0 | 0 | 937 | 0 | 0 | 0 | 0 | 0 | 0 | 0 | 0 | 0 | 0 | 0 | 0 | 0 | 0 | 0 | 0 | 0 | 0 |  | 3814 | 937-11 | 0 | 0 | 0 | 0 | 0 | 0 | 0 | 0 | 0 | 0 | 0 | 0 | 0 | 0 | 0 | 0 | 0 | 0 | 0 | 0 | 0 | 0 | 0 | 0 | 0 | 0 | 0 | 0 | 0 | 0 | 0 | 0 | 0 | 0 | 0 | 0 | 0 | 0 | 0 | 0 | 0 | 0 | 0 | 0 | 0 | 0 | 0 | 5000000 | scaled
937-12AE | 0 | 0 | 0 | 0 | 0% | 0% | 0% | 0 | 0 | 0 | 0 | 0 | 0 | 0 | 0 | 937 | 0 | 0 | 0 | 0 | 0 | 0 | 0 | 0 | 0 | 0 | 0 | 0 | 0 | 0 | 0 | 0 | 0 | 0 |  | 3815 | 937-12AE | 0 | 0 | 0 | 0 | 0 | 0 | 0 | 0 | 0 | 0 | 0 | 0 | 0 | 0 | 0 | 0 | 0 | 0 | 0 | 0 | 0 | 0 | 0 | 0 | 0 | 0 | 0 | 0 | 0 | 0 | 0 | 0 | 0 | 0 | 0 | 0 | 0 | 0 | 0 | 0 | 0 | 0 | 0 | 0 | 0 | 0 | 0 | 5000000 | scaled
937-13AE | 0 | 0 | 0 | 0 | 0% | 0% | 0% | 0 | 0 | 0 | 0 | 0 | 0 | 0 | 0 | 937 | 0 | 0 | 0 | 0 | 0 | 0 | 0 | 0 | 0 | 0 | 0 | 0 | 0 | 0 | 0 | 0 | 0 | 0 |  | 3816 | 937-13AE | 0 | 0 | 0 | 0 | 0 | 0 | 0 | 0 | 0 | 0 | 0 | 0 | 0 | 0 | 0 | 0 | 0 | 0 | 0 | 0 | 0 | 0 | 0 | 0 | 0 | 0 | 0 | 0 | 0 | 0 | 0 | 0 | 0 | 0 | 0 | 0 | 0 | 0 | 0 | 0 | 0 | 0 | 0 | 0 | 0 | 0 | 0 | 5000000 | scaled
937-17 | 0 | 0 | 0 | 0 | 0% | 0% | 0% | 0 | 0 | 0 | 0 | 0 | 0 | 0 | 0 | 937 | 0 | 0 | 0 | 0 | 0 | 0 | 0 | 0 | 0 | 0 | 0 | 0 | 0 | 0 | 0 | 0 | 0 | 0 |  | 3817 | 937-17 | 0 | 0 | 0 | 0 | 0 | 0 | 0 | 0 | 0 | 0 | 0 | 0 | 0 | 0 | 0 | 0 | 0 | 0 | 0 | 0 | 0 | 0 | 0 | 0 | 0 | 0 | 0 | 0 | 0 | 0 | 0 | 0 | 0 | 0 | 0 | 0 | 0 | 0 | 0 | 0 | 0 | 0 | 0 | 0 | 0 | 0 | 0 | 5000000 | scaled
937-2572 | 0 | 0 | 0 | 0 | 0% | 0% | 0% | 0 | 0 | 0 | 0 | 0 | 0 | 0 | 0 | 937 | 0 | 0 | 0 | 0 | 0 | 0 | 0 | 0 | 0 | 0 | 0 | 0 | 0 | 0 | 0 | 0 | 0 | 0 |  | 3818 | 937-2572 | 0 | 0 | 0 | 0 | 0 | 0 | 0 | 0 | 0 | 0 | 0 | 0 | 0 | 0 | 0 | 0 | 0 | 0 | 0 | 0 | 0 | 0 | 0 | 0 | 0 | 0 | 0 | 0 | 0 | 0 | 0 | 0 | 0 | 0 | 0 | 0 | 0 | 0 | 0 | 0 | 0 | 0 | 0 | 0 | 0 | 0 | 0 | 5000000 | scaled
937-2573 | 0 | 0 | 0 | 0 | 0% | 0% | 0% | 0 | 0 | 0 | 0 | 0 | 0 | 0 | 0 | 937 | 0 | 0 | 0 | 0 | 0 | 0 | 0 | 0 | 0 | 0 | 0 | 0 | 0 | 0 | 0 | 0 | 0 | 0 |  | 3819 | 937-2573 | 0 | 0 | 0 | 0 | 0 | 0 | 0 | 0 | 0 | 0 | 0 | 0 | 0 | 0 | 0 | 0 | 0 | 0 | 0 | 0 | 0 | 0 | 0 | 0 | 0 | 0 | 0 | 0 | 0 | 0 | 0 | 0 | 0 | 0 | 0 | 0 | 0 | 0 | 0 | 0 | 0 | 0 | 0 | 0 | 0 | 0 | 0 | 5000000 | scaled
940-746 | 0 | 0 | 0 | 0 | 0% | 0% | 0% | 0 | 0 | 0 | 0 | 0 | 0 | 0 | 0 | 940 | 0 | 0 | 0 | 0 | 0 | 0 | 0 | 0 | 0 | 0 | 0 | 0 | 0 | 0 | 0 | 0 | 0 | 0 |  | 3820 | 940-746 | 0 | 0 | 0 | 0 | 0 | 0 | 0 | 0 | 0 | 0 | 0 | 0 | 0 | 0 | 0 | 0 | 0 | 0 | 0 | 0 | 0 | 0 | 0 | 0 | 0 | 0 | 0 | 0 | 0 | 0 | 0 | 0 | 0 | 0 | 0 | 0 | 0 | 0 | 0 | 0 | 0 | 0 | 0 | 0 | 0 | 0 | 0 | 5000000 | scaled
941-31 | 0 | 0 | 0 | 0 | 0% | 0% | 0% | 0 | 0 | 0 | 0 | 0 | 0 | 0 | 0 | 941 | 0 | 0 | 0 | 0 | 0 | 0 | 0 | 0 | 0 | 0 | 0 | 0 | 0 | 0 | 0 | 0 | 0 | 0 |  | 3821 | 941-31 | 0 | 0 | 0 | 0 | 0 | 0 | 0 | 0 | 0 | 0 | 0 | 0 | 0 | 0 | 0 | 0 | 0 | 0 | 0 | 0 | 0 | 0 | 0 | 0 | 0 | 0 | 0 | 0 | 0 | 0 | 0 | 0 | 0 | 0 | 0 | 0 | 0 | 0 | 0 | 0 | 0 | 0 | 0 | 0 | 0 | 0 | 0 | 5000000 | scaled
942-481F | 0 | 0 | 0 | 0 | 0% | 0% | 0% | 0 | 0 | 0 | 0 | 0 | 0 | 0 | 0 | 942 | 0 | 0 | 0 | 0 | 0 | 0 | 0 | 0 | 0 | 0 | 0 | 0 | 0 | 0 | 0 | 0 | 0 | 0 |  | 3822 | 942-481F | 0 | 0 | 0 | 0 | 0 | 0 | 0 | 0 | 0 | 0 | 0 | 0 | 0 | 0 | 0 | 0 | 0 | 0 | 0 | 0 | 0 | 0 | 0 | 0 | 0 | 0 | 0 | 0 | 0 | 0 | 0 | 0 | 0 | 0 | 0 | 0 | 0 | 0 | 0 | 0 | 0 | 0 | 0 | 0 | 0 | 0 | 0 | 5000000 | scaled
943-230F | 0 | 0 | 0 | 0 | 0% | 0% | 0% | 0 | 0 | 0 | 0 | 0 | 0 | 0 | 0 | 943 | 0 | 0 | 0 | 0 | 0 | 0 | 0 | 0 | 0 | 0 | 0 | 0 | 0 | 0 | 0 | 0 | 0 | 0 |  | 3823 | 943-230F | 0 | 0 | 0 | 0 | 0 | 0 | 0 | 0 | 0 | 0 | 0 | 0 | 0 | 0 | 0 | 0 | 0 | 0 | 0 | 0 | 0 | 0 | 0 | 0 | 0 | 0 | 0 | 0 | 0 | 0 | 0 | 0 | 0 | 0 | 0 | 0 | 0 | 0 | 0 | 0 | 0 | 0 | 0 | 0 | 0 | 0 | 0 | 5000000 | scaled
94-16F | 4481.6178 | 2736.7616 | 0 | 1744.8562 | 61.07% | 0% | 38.93% | 1575.0965 | 2662.8881 | 190.6852 | 499.56 | 884.8513 | 329.2231 | 804.877 | 1528.788 | 94 | 0.007584 | 0.0044878 | 0.0025752 | 590930.6204 | 340.614 | 980.2621 | 3160.7417 | 44912.186 | 129253.9699 | 416764.4645 | 647649.469 | 78406.0928 | 205409.4948 | 363833.8814 | 706247.9496 | 87316.1527 | 213468.4994 | 405463.2975 |  | 3824 | 94-16F | 4481.6178 | 2906.5213 | 1818.7297 | 2736.7616 | 1161.6651 | 73.8735 | 0 | 0 | 0 | 1744.8562 | 340.614 | 149.9288 | 11.3909 | 1575.7024 | 148.6159 | 10.078 | 0 | 0 | 0 | 1.3129 | 3160.7417 | 2275.8904 | 1631.9537 | 1575.7024 | 690.851 | 46.9144 | 0 | 0 | 0 | 1585.0393 | 980.2621 | 480.7021 | 175.3851 | 821.7582 | 322.1982 | 16.8812 | 0 | 0 | 0 | 158.5039 | 0.0051144 | 0.0020182 | 0.0001056 | 0 | 0 | 0 | 0.0024696 | 5000000 | scaled
94-20 | 0 | 0 | 0 | 0 | 0% | 0% | 0% | 0 | 0 | 0 | 0 | 0 | 0 | 0 | 0 | 94 | 0 | 0 | 0 | 0 | 0 | 0 | 0 | 0 | 0 | 0 | 0 | 0 | 0 | 0 | 0 | 0 | 0 | 0 |  | 3825 | 94-20 | 0 | 0 | 0 | 0 | 0 | 0 | 0 | 0 | 0 | 0 | 0 | 0 | 0 | 0 | 0 | 0 | 0 | 0 | 0 | 0 | 0 | 0 | 0 | 0 | 0 | 0 | 0 | 0 | 0 | 0 | 0 | 0 | 0 | 0 | 0 | 0 | 0 | 0 | 0 | 0 | 0 | 0 | 0 | 0 | 0 | 0 | 0 | 5000000 | scaled
94-24F | 46366.9888 | 42508.972 | 0 | 3858.0168 | 91.68% | 0% | 8.321% | 29604.1183 | 41946.0221 | 7475.86 | 937.4252 | 21190.8331 | 10550.0595 | 1488.6103 | 29907.3524 | 94 | 0.020922 | 0.011368 | 0.0057474 | 2216183.3863 | 10691.8196 | 1869.5611 | 33805.6081 | 511032.3857 | 89358.6243 | 1615792.3763 | 1474592.3171 | 372375.4105 | 46693.501 | 1055523.4056 | 769211.585 | 193468.357 | 27298.3279 | 548444.9001 |  | 3826 | 94-24F | 46366.9888 | 16762.8705 | 4420.9667 | 42508.972 | 12904.8537 | 562.9498 | 0 | 0 | 0 | 3858.0168 | 10691.8196 | 3215.9596 | 141.7601 | 30300.9592 | 3213.0566 | 138.857 | 0 | 0 | 0 | 2.903 | 33805.6081 | 12614.775 | 3898.2557 | 30300.9592 | 9110.126 | 393.6068 | 0 | 0 | 0 | 3504.6489 | 1869.5611 | 932.136 | 380.9509 | 1519.0962 | 581.6711 | 30.486 | 0 | 0 | 0 | 350.4649 | 0.015485 | 0.0059306 | 0.0003102 | 0 | 0 | 0 | 0.0054372 | 5000000 | scaled
94-41 | 189671.1123 | 183388.528 | 0 | 6282.5843 | 96.69% | 0% | 3.312% | 108748.8801 | 180153.7239 | 21262.9599 | 19342.4464 | 68143.4738 | 35521.5821 | 30796.5843 | 113835.5575 | 94 | 0.03601 | 0.019354 | 0.0094772 | 5267120.3954 | 36146.511 | 31994.1683 | 121530.433 | 1003779.7695 | 888470.2282 | 3374870.3977 | 4181163.1823 | 817515.5917 | 743675.9302 | 2619971.6604 | 1004240.5292 | 198009.853 | 171671.0456 | 634559.6306 |  | 3827 | 94-41 | 189671.1123 | 80922.2322 | 9517.3883 | 183388.528 | 74639.6479 | 3234.804 | 0 | 0 | 0 | 6282.5843 | 36146.511 | 14883.5511 | 624.9289 | 115823.2903 | 14878.8237 | 620.2015 | 0 | 0 | 0 | 4.7274 | 121530.433 | 53386.9591 | 7694.8755 | 115823.2903 | 47679.8165 | 1987.7328 | 0 | 0 | 0 | 5707.1426 | 31994.1683 | 12651.722 | 1197.584 | 31423.454 | 12081.0077 | 626.8697 | 0 | 0 | 0 | 570.7143 | 0.027077 | 0.01042 | 0.0005434 | 0 | 0 | 0 | 0.0089338 | 5000000 | scaled
940-391 | 1110.6279 | 307.1215 | 0 | 803.5064 | 27.65% | 0% | 72.35% | 189.5736 | 300.9765 | 0.040989 | 189.3238 | 0.2088 | 0.040989 | 300.7267 | 0.2088 | 940 | 0.004339 | 0.0023692 | 0.0012102 | 255964.0192 | 0.6456 | 379.8628 | 730.1195 | 148.7905 | 87546.157 | 168269.0717 | 388761.7337 | 84.0573 | 388249.4887 | 428.1876 | 669022.7641 | 91.1125 | 668467.5248 | 464.1268 |  | 3828 | 940-391 | 1110.6279 | 921.0543 | 809.6513 | 307.1215 | 117.5479 | 6.145 | 0 | 0 | 0 | 803.5064 | 0.6456 | 0.60461 | 0.60461 | 0.2088 | 0 | 0 | 0 | 0 | 0 | 0.60461 | 730.1195 | 729.9107 | 729.9107 | 0.2088 | 0 | 0 | 0 | 0 | 0 | 729.9107 | 379.8628 | 190.539 | 79.136 | 306.8717 | 117.5479 | 6.145 | 0 | 0 | 0 | 72.9911 | 0.0031928 | 0.001223 | 6.4e-05 | 0 | 0 | 0 | 0.0011462 | 5000000 | scaled
940-392 | 0 | 0 | 0 | 0 | 0% | 0% | 0% | 0 | 0 | 0 | 0 | 0 | 0 | 0 | 0 | 940 | 0 | 0 | 0 | 0 | 0 | 0 | 0 | 0 | 0 | 0 | 0 | 0 | 0 | 0 | 0 | 0 | 0 | 0 |  | 3829 | 940-392 | 0 | 0 | 0 | 0 | 0 | 0 | 0 | 0 | 0 | 0 | 0 | 0 | 0 | 0 | 0 | 0 | 0 | 0 | 0 | 0 | 0 | 0 | 0 | 0 | 0 | 0 | 0 | 0 | 0 | 0 | 0 | 0 | 0 | 0 | 0 | 0 | 0 | 0 | 0 | 0 | 0 | 0 | 0 | 0 | 0 | 0 | 0 | 5000000 | scaled
940-393 | 0 | 0 | 0 | 0 | 0% | 0% | 0% | 0 | 0 | 0 | 0 | 0 | 0 | 0 | 0 | 940 | 0 | 0 | 0 | 0 | 0 | 0 | 0 | 0 | 0 | 0 | 0 | 0 | 0 | 0 | 0 | 0 | 0 | 0 |  | 3830 | 940-393 | 0 | 0 | 0 | 0 | 0 | 0 | 0 | 0 | 0 | 0 | 0 | 0 | 0 | 0 | 0 | 0 | 0 | 0 | 0 | 0 | 0 | 0 | 0 | 0 | 0 | 0 | 0 | 0 | 0 | 0 | 0 | 0 | 0 | 0 | 0 | 0 | 0 | 0 | 0 | 0 | 0 | 0 | 0 | 0 | 0 | 0 | 0 | 5000000 | scaled
940-398AE | 0 | 0 | 0 | 0 | 0% | 0% | 0% | 0 | 0 | 0 | 0 | 0 | 0 | 0 | 0 | 940 | 0 | 0 | 0 | 0 | 0 | 0 | 0 | 0 | 0 | 0 | 0 | 0 | 0 | 0 | 0 | 0 | 0 | 0 |  | 3831 | 940-398AE | 0 | 0 | 0 | 0 | 0 | 0 | 0 | 0 | 0 | 0 | 0 | 0 | 0 | 0 | 0 | 0 | 0 | 0 | 0 | 0 | 0 | 0 | 0 | 0 | 0 | 0 | 0 | 0 | 0 | 0 | 0 | 0 | 0 | 0 | 0 | 0 | 0 | 0 | 0 | 0 | 0 | 0 | 0 | 0 | 0 | 0 | 0 | 5000000 | scaled
940-590 | 0 | 0 | 0 | 0 | 0% | 0% | 0% | 0 | 0 | 0 | 0 | 0 | 0 | 0 | 0 | 940 | 0 | 0 | 0 | 0 | 0 | 0 | 0 | 0 | 0 | 0 | 0 | 0 | 0 | 0 | 0 | 0 | 0 | 0 |  | 3832 | 940-590 | 0 | 0 | 0 | 0 | 0 | 0 | 0 | 0 | 0 | 0 | 0 | 0 | 0 | 0 | 0 | 0 | 0 | 0 | 0 | 0 | 0 | 0 | 0 | 0 | 0 | 0 | 0 | 0 | 0 | 0 | 0 | 0 | 0 | 0 | 0 | 0 | 0 | 0 | 0 | 0 | 0 | 0 | 0 | 0 | 0 | 0 | 0 | 5000000 | scaled
940-649AE | 0 | 0 | 0 | 0 | 0% | 0% | 0% | 0 | 0 | 0 | 0 | 0 | 0 | 0 | 0 | 940 | 0 | 0 | 0 | 0 | 0 | 0 | 0 | 0 | 0 | 0 | 0 | 0 | 0 | 0 | 0 | 0 | 0 | 0 |  | 3833 | 940-649AE | 0 | 0 | 0 | 0 | 0 | 0 | 0 | 0 | 0 | 0 | 0 | 0 | 0 | 0 | 0 | 0 | 0 | 0 | 0 | 0 | 0 | 0 | 0 | 0 | 0 | 0 | 0 | 0 | 0 | 0 | 0 | 0 | 0 | 0 | 0 | 0 | 0 | 0 | 0 | 0 | 0 | 0 | 0 | 0 | 0 | 0 | 0 | 5000000 | scaled
940-651 | 0 | 0 | 0 | 0 | 0% | 0% | 0% | 0 | 0 | 0 | 0 | 0 | 0 | 0 | 0 | 940 | 0 | 0 | 0 | 0 | 0 | 0 | 0 | 0 | 0 | 0 | 0 | 0 | 0 | 0 | 0 | 0 | 0 | 0 |  | 3834 | 940-651 | 0 | 0 | 0 | 0 | 0 | 0 | 0 | 0 | 0 | 0 | 0 | 0 | 0 | 0 | 0 | 0 | 0 | 0 | 0 | 0 | 0 | 0 | 0 | 0 | 0 | 0 | 0 | 0 | 0 | 0 | 0 | 0 | 0 | 0 | 0 | 0 | 0 | 0 | 0 | 0 | 0 | 0 | 0 | 0 | 0 | 0 | 0 | 5000000 | scaled
941-32F | 0 | 0 | 0 | 0 | 0% | 0% | 0% | 0 | 0 | 0 | 0 | 0 | 0 | 0 | 0 | 941 | 0 | 0 | 0 | 0 | 0 | 0 | 0 | 0 | 0 | 0 | 0 | 0 | 0 | 0 | 0 | 0 | 0 | 0 |  | 3835 | 941-32F | 0 | 0 | 0 | 0 | 0 | 0 | 0 | 0 | 0 | 0 | 0 | 0 | 0 | 0 | 0 | 0 | 0 | 0 | 0 | 0 | 0 | 0 | 0 | 0 | 0 | 0 | 0 | 0 | 0 | 0 | 0 | 0 | 0 | 0 | 0 | 0 | 0 | 0 | 0 | 0 | 0 | 0 | 0 | 0 | 0 | 0 | 0 | 5000000 | scaled
941-33F | 24789.0578 | 17875.3836 | 0 | 6913.6742 | 72.11% | 0% | 27.89% | 10370.5169 | 17514.7401 | 995.4643 | 6269.625 | 3105.4276 | 1830.7993 | 9974.3583 | 5709.5825 | 941 | 0.028474 | 0.016941 | 0.010085 | 870597.9497 | 1874.3497 | 10805.063 | 12109.645 | 65827.6337 | 379476.5344 | 425293.7816 | 851113.3403 | 81698.2343 | 514551.1607 | 254863.9452 | 721315.0199 | 75398.3799 | 410777.1183 | 235139.5216 |  | 3836 | 941-33F | 24789.0578 | 14418.5409 | 7274.3177 | 17875.3836 | 7504.8667 | 360.6435 | 0 | 0 | 0 | 6913.6742 | 1874.3497 | 878.8854 | 43.5504 | 5829.2161 | 873.6831 | 38.3481 | 0 | 0 | 0 | 5.2023 | 12109.645 | 9004.2174 | 6400.0625 | 5829.2161 | 2723.7885 | 119.6336 | 0 | 0 | 0 | 6280.429 | 10805.063 | 4535.438 | 830.7048 | 10177.0202 | 3907.3951 | 202.6619 | 0 | 0 | 0 | 628.0429 | 0.018767 | 0.007234 | 0.000378 | 0 | 0 | 0 | 0.0097068 | 5000000 | scaled
942-3 | 0 | 0 | 0 | 0 | 0% | 0% | 0% | 0 | 0 | 0 | 0 | 0 | 0 | 0 | 0 | 942 | 0 | 0 | 0 | 0 | 0 | 0 | 0 | 0 | 0 | 0 | 0 | 0 | 0 | 0 | 0 | 0 | 0 | 0 |  | 3837 | 942-3 | 0 | 0 | 0 | 0 | 0 | 0 | 0 | 0 | 0 | 0 | 0 | 0 | 0 | 0 | 0 | 0 | 0 | 0 | 0 | 0 | 0 | 0 | 0 | 0 | 0 | 0 | 0 | 0 | 0 | 0 | 0 | 0 | 0 | 0 | 0 | 0 | 0 | 0 | 0 | 0 | 0 | 0 | 0 | 0 | 0 | 0 | 0 | 5000000 | scaled
942-45 | 0 | 0 | 0 | 0 | 0% | 0% | 0% | 0 | 0 | 0 | 0 | 0 | 0 | 0 | 0 | 942 | 0 | 0 | 0 | 0 | 0 | 0 | 0 | 0 | 0 | 0 | 0 | 0 | 0 | 0 | 0 | 0 | 0 | 0 |  | 3838 | 942-45 | 0 | 0 | 0 | 0 | 0 | 0 | 0 | 0 | 0 | 0 | 0 | 0 | 0 | 0 | 0 | 0 | 0 | 0 | 0 | 0 | 0 | 0 | 0 | 0 | 0 | 0 | 0 | 0 | 0 | 0 | 0 | 0 | 0 | 0 | 0 | 0 | 0 | 0 | 0 | 0 | 0 | 0 | 0 | 0 | 0 | 0 | 0 | 5000000 | scaled
942-467 | 0 | 0 | 0 | 0 | 0% | 0% | 0% | 0 | 0 | 0 | 0 | 0 | 0 | 0 | 0 | 942 | 0 | 0 | 0 | 0 | 0 | 0 | 0 | 0 | 0 | 0 | 0 | 0 | 0 | 0 | 0 | 0 | 0 | 0 |  | 3839 | 942-467 | 0 | 0 | 0 | 0 | 0 | 0 | 0 | 0 | 0 | 0 | 0 | 0 | 0 | 0 | 0 | 0 | 0 | 0 | 0 | 0 | 0 | 0 | 0 | 0 | 0 | 0 | 0 | 0 | 0 | 0 | 0 | 0 | 0 | 0 | 0 | 0 | 0 | 0 | 0 | 0 | 0 | 0 | 0 | 0 | 0 | 0 | 0 | 5000000 | scaled
942-468 | 0 | 0 | 0 | 0 | 0% | 0% | 0% | 0 | 0 | 0 | 0 | 0 | 0 | 0 | 0 | 942 | 0 | 0 | 0 | 0 | 0 | 0 | 0 | 0 | 0 | 0 | 0 | 0 | 0 | 0 | 0 | 0 | 0 | 0 |  | 3840 | 942-468 | 0 | 0 | 0 | 0 | 0 | 0 | 0 | 0 | 0 | 0 | 0 | 0 | 0 | 0 | 0 | 0 | 0 | 0 | 0 | 0 | 0 | 0 | 0 | 0 | 0 | 0 | 0 | 0 | 0 | 0 | 0 | 0 | 0 | 0 | 0 | 0 | 0 | 0 | 0 | 0 | 0 | 0 | 0 | 0 | 0 | 0 | 0 | 5000000 | scaled
942-469 | 0 | 0 | 0 | 0 | 0% | 0% | 0% | 0 | 0 | 0 | 0 | 0 | 0 | 0 | 0 | 942 | 0 | 0 | 0 | 0 | 0 | 0 | 0 | 0 | 0 | 0 | 0 | 0 | 0 | 0 | 0 | 0 | 0 | 0 |  | 3841 | 942-469 | 0 | 0 | 0 | 0 | 0 | 0 | 0 | 0 | 0 | 0 | 0 | 0 | 0 | 0 | 0 | 0 | 0 | 0 | 0 | 0 | 0 | 0 | 0 | 0 | 0 | 0 | 0 | 0 | 0 | 0 | 0 | 0 | 0 | 0 | 0 | 0 | 0 | 0 | 0 | 0 | 0 | 0 | 0 | 0 | 0 | 0 | 0 | 5000000 | scaled
942-47 | 0 | 0 | 0 | 0 | 0% | 0% | 0% | 0 | 0 | 0 | 0 | 0 | 0 | 0 | 0 | 942 | 0 | 0 | 0 | 0 | 0 | 0 | 0 | 0 | 0 | 0 | 0 | 0 | 0 | 0 | 0 | 0 | 0 | 0 |  | 3842 | 942-47 | 0 | 0 | 0 | 0 | 0 | 0 | 0 | 0 | 0 | 0 | 0 | 0 | 0 | 0 | 0 | 0 | 0 | 0 | 0 | 0 | 0 | 0 | 0 | 0 | 0 | 0 | 0 | 0 | 0 | 0 | 0 | 0 | 0 | 0 | 0 | 0 | 0 | 0 | 0 | 0 | 0 | 0 | 0 | 0 | 0 | 0 | 0 | 5000000 | scaled
942-470 | 0 | 0 | 0 | 0 | 0% | 0% | 0% | 0 | 0 | 0 | 0 | 0 | 0 | 0 | 0 | 942 | 0 | 0 | 0 | 0 | 0 | 0 | 0 | 0 | 0 | 0 | 0 | 0 | 0 | 0 | 0 | 0 | 0 | 0 |  | 3843 | 942-470 | 0 | 0 | 0 | 0 | 0 | 0 | 0 | 0 | 0 | 0 | 0 | 0 | 0 | 0 | 0 | 0 | 0 | 0 | 0 | 0 | 0 | 0 | 0 | 0 | 0 | 0 | 0 | 0 | 0 | 0 | 0 | 0 | 0 | 0 | 0 | 0 | 0 | 0 | 0 | 0 | 0 | 0 | 0 | 0 | 0 | 0 | 0 | 5000000 | scaled
942-471 | 0 | 0 | 0 | 0 | 0% | 0% | 0% | 0 | 0 | 0 | 0 | 0 | 0 | 0 | 0 | 942 | 0 | 0 | 0 | 0 | 0 | 0 | 0 | 0 | 0 | 0 | 0 | 0 | 0 | 0 | 0 | 0 | 0 | 0 |  | 3844 | 942-471 | 0 | 0 | 0 | 0 | 0 | 0 | 0 | 0 | 0 | 0 | 0 | 0 | 0 | 0 | 0 | 0 | 0 | 0 | 0 | 0 | 0 | 0 | 0 | 0 | 0 | 0 | 0 | 0 | 0 | 0 | 0 | 0 | 0 | 0 | 0 | 0 | 0 | 0 | 0 | 0 | 0 | 0 | 0 | 0 | 0 | 0 | 0 | 5000000 | scaled
942-472 | 0 | 0 | 0 | 0 | 0% | 0% | 0% | 0 | 0 | 0 | 0 | 0 | 0 | 0 | 0 | 942 | 0 | 0 | 0 | 0 | 0 | 0 | 0 | 0 | 0 | 0 | 0 | 0 | 0 | 0 | 0 | 0 | 0 | 0 |  | 3845 | 942-472 | 0 | 0 | 0 | 0 | 0 | 0 | 0 | 0 | 0 | 0 | 0 | 0 | 0 | 0 | 0 | 0 | 0 | 0 | 0 | 0 | 0 | 0 | 0 | 0 | 0 | 0 | 0 | 0 | 0 | 0 | 0 | 0 | 0 | 0 | 0 | 0 | 0 | 0 | 0 | 0 | 0 | 0 | 0 | 0 | 0 | 0 | 0 | 5000000 | scaled
942-474F | 0 | 0 | 0 | 0 | 0% | 0% | 0% | 0 | 0 | 0 | 0 | 0 | 0 | 0 | 0 | 942 | 0 | 0 | 0 | 0 | 0 | 0 | 0 | 0 | 0 | 0 | 0 | 0 | 0 | 0 | 0 | 0 | 0 | 0 |  | 3846 | 942-474F | 0 | 0 | 0 | 0 | 0 | 0 | 0 | 0 | 0 | 0 | 0 | 0 | 0 | 0 | 0 | 0 | 0 | 0 | 0 | 0 | 0 | 0 | 0 | 0 | 0 | 0 | 0 | 0 | 0 | 0 | 0 | 0 | 0 | 0 | 0 | 0 | 0 | 0 | 0 | 0 | 0 | 0 | 0 | 0 | 0 | 0 | 0 | 5000000 | scaled
942-476 | 0 | 0 | 0 | 0 | 0% | 0% | 0% | 0 | 0 | 0 | 0 | 0 | 0 | 0 | 0 | 942 | 0 | 0 | 0 | 0 | 0 | 0 | 0 | 0 | 0 | 0 | 0 | 0 | 0 | 0 | 0 | 0 | 0 | 0 |  | 3847 | 942-476 | 0 | 0 | 0 | 0 | 0 | 0 | 0 | 0 | 0 | 0 | 0 | 0 | 0 | 0 | 0 | 0 | 0 | 0 | 0 | 0 | 0 | 0 | 0 | 0 | 0 | 0 | 0 | 0 | 0 | 0 | 0 | 0 | 0 | 0 | 0 | 0 | 0 | 0 | 0 | 0 | 0 | 0 | 0 | 0 | 0 | 0 | 0 | 5000000 | scaled
942-477F | 0 | 0 | 0 | 0 | 0% | 0% | 0% | 0 | 0 | 0 | 0 | 0 | 0 | 0 | 0 | 942 | 0 | 0 | 0 | 0 | 0 | 0 | 0 | 0 | 0 | 0 | 0 | 0 | 0 | 0 | 0 | 0 | 0 | 0 |  | 3848 | 942-477F | 0 | 0 | 0 | 0 | 0 | 0 | 0 | 0 | 0 | 0 | 0 | 0 | 0 | 0 | 0 | 0 | 0 | 0 | 0 | 0 | 0 | 0 | 0 | 0 | 0 | 0 | 0 | 0 | 0 | 0 | 0 | 0 | 0 | 0 | 0 | 0 | 0 | 0 | 0 | 0 | 0 | 0 | 0 | 0 | 0 | 0 | 0 | 5000000 | scaled
942-478 | 0 | 0 | 0 | 0 | 0% | 0% | 0% | 0 | 0 | 0 | 0 | 0 | 0 | 0 | 0 | 942 | 0 | 0 | 0 | 0 | 0 | 0 | 0 | 0 | 0 | 0 | 0 | 0 | 0 | 0 | 0 | 0 | 0 | 0 |  | 3849 | 942-478 | 0 | 0 | 0 | 0 | 0 | 0 | 0 | 0 | 0 | 0 | 0 | 0 | 0 | 0 | 0 | 0 | 0 | 0 | 0 | 0 | 0 | 0 | 0 | 0 | 0 | 0 | 0 | 0 | 0 | 0 | 0 | 0 | 0 | 0 | 0 | 0 | 0 | 0 | 0 | 0 | 0 | 0 | 0 | 0 | 0 | 0 | 0 | 5000000 | scaled
942-479 | 0 | 0 | 0 | 0 | 0% | 0% | 0% | 0 | 0 | 0 | 0 | 0 | 0 | 0 | 0 | 942 | 0 | 0 | 0 | 0 | 0 | 0 | 0 | 0 | 0 | 0 | 0 | 0 | 0 | 0 | 0 | 0 | 0 | 0 |  | 3850 | 942-479 | 0 | 0 | 0 | 0 | 0 | 0 | 0 | 0 | 0 | 0 | 0 | 0 | 0 | 0 | 0 | 0 | 0 | 0 | 0 | 0 | 0 | 0 | 0 | 0 | 0 | 0 | 0 | 0 | 0 | 0 | 0 | 0 | 0 | 0 | 0 | 0 | 0 | 0 | 0 | 0 | 0 | 0 | 0 | 0 | 0 | 0 | 0 | 5000000 | scaled
942-480F | 0 | 0 | 0 | 0 | 0% | 0% | 0% | 0 | 0 | 0 | 0 | 0 | 0 | 0 | 0 | 942 | 0 | 0 | 0 | 0 | 0 | 0 | 0 | 0 | 0 | 0 | 0 | 0 | 0 | 0 | 0 | 0 | 0 | 0 |  | 3851 | 942-480F | 0 | 0 | 0 | 0 | 0 | 0 | 0 | 0 | 0 | 0 | 0 | 0 | 0 | 0 | 0 | 0 | 0 | 0 | 0 | 0 | 0 | 0 | 0 | 0 | 0 | 0 | 0 | 0 | 0 | 0 | 0 | 0 | 0 | 0 | 0 | 0 | 0 | 0 | 0 | 0 | 0 | 0 | 0 | 0 | 0 | 0 | 0 | 5000000 | scaled
942-49F | 0 | 0 | 0 | 0 | 0% | 0% | 0% | 0 | 0 | 0 | 0 | 0 | 0 | 0 | 0 | 942 | 0 | 0 | 0 | 0 | 0 | 0 | 0 | 0 | 0 | 0 | 0 | 0 | 0 | 0 | 0 | 0 | 0 | 0 |  | 3852 | 942-49F | 0 | 0 | 0 | 0 | 0 | 0 | 0 | 0 | 0 | 0 | 0 | 0 | 0 | 0 | 0 | 0 | 0 | 0 | 0 | 0 | 0 | 0 | 0 | 0 | 0 | 0 | 0 | 0 | 0 | 0 | 0 | 0 | 0 | 0 | 0 | 0 | 0 | 0 | 0 | 0 | 0 | 0 | 0 | 0 | 0 | 0 | 0 | 5000000 | scaled
942-50 | 0 | 0 | 0 | 0 | 0% | 0% | 0% | 0 | 0 | 0 | 0 | 0 | 0 | 0 | 0 | 942 | 0 | 0 | 0 | 0 | 0 | 0 | 0 | 0 | 0 | 0 | 0 | 0 | 0 | 0 | 0 | 0 | 0 | 0 |  | 3853 | 942-50 | 0 | 0 | 0 | 0 | 0 | 0 | 0 | 0 | 0 | 0 | 0 | 0 | 0 | 0 | 0 | 0 | 0 | 0 | 0 | 0 | 0 | 0 | 0 | 0 | 0 | 0 | 0 | 0 | 0 | 0 | 0 | 0 | 0 | 0 | 0 | 0 | 0 | 0 | 0 | 0 | 0 | 0 | 0 | 0 | 0 | 0 | 0 | 5000000 | scaled
942-939F | 0 | 0 | 0 | 0 | 0% | 0% | 0% | 0 | 0 | 0 | 0 | 0 | 0 | 0 | 0 | 942 | 0 | 0 | 0 | 0 | 0 | 0 | 0 | 0 | 0 | 0 | 0 | 0 | 0 | 0 | 0 | 0 | 0 | 0 |  | 3854 | 942-939F | 0 | 0 | 0 | 0 | 0 | 0 | 0 | 0 | 0 | 0 | 0 | 0 | 0 | 0 | 0 | 0 | 0 | 0 | 0 | 0 | 0 | 0 | 0 | 0 | 0 | 0 | 0 | 0 | 0 | 0 | 0 | 0 | 0 | 0 | 0 | 0 | 0 | 0 | 0 | 0 | 0 | 0 | 0 | 0 | 0 | 0 | 0 | 5000000 | scaled
942-941 | 0 | 0 | 0 | 0 | 0% | 0% | 0% | 0 | 0 | 0 | 0 | 0 | 0 | 0 | 0 | 942 | 0 | 0 | 0 | 0 | 0 | 0 | 0 | 0 | 0 | 0 | 0 | 0 | 0 | 0 | 0 | 0 | 0 | 0 |  | 3855 | 942-941 | 0 | 0 | 0 | 0 | 0 | 0 | 0 | 0 | 0 | 0 | 0 | 0 | 0 | 0 | 0 | 0 | 0 | 0 | 0 | 0 | 0 | 0 | 0 | 0 | 0 | 0 | 0 | 0 | 0 | 0 | 0 | 0 | 0 | 0 | 0 | 0 | 0 | 0 | 0 | 0 | 0 | 0 | 0 | 0 | 0 | 0 | 0 | 5000000 | scaled
943-228F | 0 | 0 | 0 | 0 | 0% | 0% | 0% | 0 | 0 | 0 | 0 | 0 | 0 | 0 | 0 | 943 | 0 | 0 | 0 | 0 | 0 | 0 | 0 | 0 | 0 | 0 | 0 | 0 | 0 | 0 | 0 | 0 | 0 | 0 |  | 3856 | 943-228F | 0 | 0 | 0 | 0 | 0 | 0 | 0 | 0 | 0 | 0 | 0 | 0 | 0 | 0 | 0 | 0 | 0 | 0 | 0 | 0 | 0 | 0 | 0 | 0 | 0 | 0 | 0 | 0 | 0 | 0 | 0 | 0 | 0 | 0 | 0 | 0 | 0 | 0 | 0 | 0 | 0 | 0 | 0 | 0 | 0 | 0 | 0 | 5000000 | scaled
943-229 | 0 | 0 | 0 | 0 | 0% | 0% | 0% | 0 | 0 | 0 | 0 | 0 | 0 | 0 | 0 | 943 | 0 | 0 | 0 | 0 | 0 | 0 | 0 | 0 | 0 | 0 | 0 | 0 | 0 | 0 | 0 | 0 | 0 | 0 |  | 3857 | 943-229 | 0 | 0 | 0 | 0 | 0 | 0 | 0 | 0 | 0 | 0 | 0 | 0 | 0 | 0 | 0 | 0 | 0 | 0 | 0 | 0 | 0 | 0 | 0 | 0 | 0 | 0 | 0 | 0 | 0 | 0 | 0 | 0 | 0 | 0 | 0 | 0 | 0 | 0 | 0 | 0 | 0 | 0 | 0 | 0 | 0 | 0 | 0 | 5000000 | scaled
944-296F | 0 | 0 | 0 | 0 | 0% | 0% | 0% | 0 | 0 | 0 | 0 | 0 | 0 | 0 | 0 | 944 | 0 | 0 | 0 | 0 | 0 | 0 | 0 | 0 | 0 | 0 | 0 | 0 | 0 | 0 | 0 | 0 | 0 | 0 |  | 3858 | 944-296F | 0 | 0 | 0 | 0 | 0 | 0 | 0 | 0 | 0 | 0 | 0 | 0 | 0 | 0 | 0 | 0 | 0 | 0 | 0 | 0 | 0 | 0 | 0 | 0 | 0 | 0 | 0 | 0 | 0 | 0 | 0 | 0 | 0 | 0 | 0 | 0 | 0 | 0 | 0 | 0 | 0 | 0 | 0 | 0 | 0 | 0 | 0 | 5000000 | scaled
944-299 | 0 | 0 | 0 | 0 | 0% | 0% | 0% | 0 | 0 | 0 | 0 | 0 | 0 | 0 | 0 | 944 | 0 | 0 | 0 | 0 | 0 | 0 | 0 | 0 | 0 | 0 | 0 | 0 | 0 | 0 | 0 | 0 | 0 | 0 |  | 3859 | 944-299 | 0 | 0 | 0 | 0 | 0 | 0 | 0 | 0 | 0 | 0 | 0 | 0 | 0 | 0 | 0 | 0 | 0 | 0 | 0 | 0 | 0 | 0 | 0 | 0 | 0 | 0 | 0 | 0 | 0 | 0 | 0 | 0 | 0 | 0 | 0 | 0 | 0 | 0 | 0 | 0 | 0 | 0 | 0 | 0 | 0 | 0 | 0 | 5000000 | scaled
945-18 | 0 | 0 | 0 | 0 | 0% | 0% | 0% | 0 | 0 | 0 | 0 | 0 | 0 | 0 | 0 | 945 | 0 | 0 | 0 | 0 | 0 | 0 | 0 | 0 | 0 | 0 | 0 | 0 | 0 | 0 | 0 | 0 | 0 | 0 |  | 3860 | 945-18 | 0 | 0 | 0 | 0 | 0 | 0 | 0 | 0 | 0 | 0 | 0 | 0 | 0 | 0 | 0 | 0 | 0 | 0 | 0 | 0 | 0 | 0 | 0 | 0 | 0 | 0 | 0 | 0 | 0 | 0 | 0 | 0 | 0 | 0 | 0 | 0 | 0 | 0 | 0 | 0 | 0 | 0 | 0 | 0 | 0 | 0 | 0 | 5000000 | scaled
945-21AE | 0 | 0 | 0 | 0 | 0% | 0% | 0% | 0 | 0 | 0 | 0 | 0 | 0 | 0 | 0 | 945 | 0 | 0 | 0 | 0 | 0 | 0 | 0 | 0 | 0 | 0 | 0 | 0 | 0 | 0 | 0 | 0 | 0 | 0 |  | 3861 | 945-21AE | 0 | 0 | 0 | 0 | 0 | 0 | 0 | 0 | 0 | 0 | 0 | 0 | 0 | 0 | 0 | 0 | 0 | 0 | 0 | 0 | 0 | 0 | 0 | 0 | 0 | 0 | 0 | 0 | 0 | 0 | 0 | 0 | 0 | 0 | 0 | 0 | 0 | 0 | 0 | 0 | 0 | 0 | 0 | 0 | 0 | 0 | 0 | 5000000 | scaled
946-24F | 0 | 0 | 0 | 0 | 0% | 0% | 0% | 0 | 0 | 0 | 0 | 0 | 0 | 0 | 0 | 946 | 0 | 0 | 0 | 0 | 0 | 0 | 0 | 0 | 0 | 0 | 0 | 0 | 0 | 0 | 0 | 0 | 0 | 0 |  | 3862 | 946-24F | 0 | 0 | 0 | 0 | 0 | 0 | 0 | 0 | 0 | 0 | 0 | 0 | 0 | 0 | 0 | 0 | 0 | 0 | 0 | 0 | 0 | 0 | 0 | 0 | 0 | 0 | 0 | 0 | 0 | 0 | 0 | 0 | 0 | 0 | 0 | 0 | 0 | 0 | 0 | 0 | 0 | 0 | 0 | 0 | 0 | 0 | 0 | 5000000 | scaled
946-25F | 394.0743 | 74.0527 | 0 | 320.0216 | 18.79% | 0% | 81.21% | 45.7054 | 72.5862 | 0 | 45.7054 | 0 | 0 | 72.5862 | 0 | 946 | 0.0015836 | 0.0008816 | 0.0004688 | 248847.1136 | 0.24081 | 103.1237 | 290.7098 | 152.0623 | 65119.7831 | 183575.2681 | 395155.2655 | 0 | 395155.2655 | 0 | 685768.2142 | 0 | 685768.2142 | 0 |  | 3863 | 946-25F | 394.0743 | 348.3689 | 321.4881 | 74.0527 | 28.3473 | 1.4666 | 0 | 0 | 0 | 320.0216 | 0.24081 | 0.24081 | 0.24081 | 0 | 0 | 0 | 0 | 0 | 0 | 0.24081 | 290.7098 | 290.7098 | 290.7098 | 0 | 0 | 0 | 0 | 0 | 0 | 290.7098 | 103.1237 | 57.4183 | 30.5375 | 74.0527 | 28.3473 | 1.4666 | 0 | 0 | 0 | 29.071 | 0.0011374 | 0.0004354 | 2.26e-05 | 0 | 0 | 0 | 0.0004462 | 5000000 | scaled
946-26 | 0 | 0 | 0 | 0 | 0% | 0% | 0% | 0 | 0 | 0 | 0 | 0 | 0 | 0 | 0 | 946 | 0 | 0 | 0 | 0 | 0 | 0 | 0 | 0 | 0 | 0 | 0 | 0 | 0 | 0 | 0 | 0 | 0 | 0 |  | 3864 | 946-26 | 0 | 0 | 0 | 0 | 0 | 0 | 0 | 0 | 0 | 0 | 0 | 0 | 0 | 0 | 0 | 0 | 0 | 0 | 0 | 0 | 0 | 0 | 0 | 0 | 0 | 0 | 0 | 0 | 0 | 0 | 0 | 0 | 0 | 0 | 0 | 0 | 0 | 0 | 0 | 0 | 0 | 0 | 0 | 0 | 0 | 0 | 0 | 5000000 | scaled
948-5R | 3649.3933 | 3290.352 | 0 | 359.0413 | 90.16% | 0% | 9.838% | 1880.1042 | 3171.8502 | 286.3309 | 464.2149 | 1129.5584 | 465.7809 | 868.6301 | 1837.4393 | 948 | 0.0023872 | 0.0012886 | 0.0005458 | 1528733.8016 | 485.5712 | 923.207 | 2240.6151 | 203406.158 | 386732.1703 | 938595.4733 | 1373032.074 | 209106.2228 | 339014.1617 | 824911.6895 | 874941.5394 | 128483.6883 | 239607.9609 | 506849.8901 |  | 3865 | 948-5R | 3649.3933 | 1769.2891 | 477.5431 | 3290.352 | 1410.2478 | 118.5018 | 0 | 0 | 0 | 359.0413 | 485.5712 | 199.2403 | 19.7903 | 1914.4595 | 198.9701 | 19.5202 | 0 | 0 | 0 | 0.27017 | 2240.6151 | 1111.0567 | 403.1758 | 1914.4595 | 784.9011 | 77.0203 | 0 | 0 | 0 | 326.1556 | 923.207 | 458.9921 | 54.5769 | 890.5915 | 426.3766 | 21.9614 | 0 | 0 | 0 | 32.6156 | 0.001882 | 0.0007834 | 4.06e-05 | 0 | 0 | 0 | 0.0005052 | 5000000 | scaled
949-22R | 9231.6493 | 5175.5844 | 0 | 4056.0649 | 56.06% | 0% | 43.94% | 3234.1581 | 5088.1639 | 287.8425 | 1472.7645 | 1473.5511 | 449.2146 | 2339.3758 | 2299.5735 | 949 | 0.016401 | 0.0097752 | 0.0058766 | 562864.2587 | 458.7466 | 2755.5762 | 6017.3265 | 27970.3076 | 168010.6449 | 366883.3062 | 613541.5323 | 54605.6637 | 279393.3251 | 279542.5436 | 705082.0777 | 62249.0142 | 324174.2885 | 318658.7751 |  | 3866 | 949-22R | 9231.6493 | 5997.4912 | 4143.4853 | 5175.5844 | 1941.4263 | 87.4205 | 0 | 0 | 0 | 4056.0649 | 458.7466 | 170.9041 | 9.532 | 2332.7694 | 167.852 | 6.4799 | 0 | 0 | 0 | 3.0521 | 6017.3265 | 4543.7754 | 3717.7529 | 2332.7694 | 859.2183 | 33.1958 | 0 | 0 | 0 | 3684.5571 | 2755.5762 | 1282.8117 | 416.2004 | 2387.1205 | 914.356 | 47.7447 | 0 | 0 | 0 | 368.4557 | 0.01074 | 0.0041136 | 0.000215 | 0 | 0 | 0 | 0.0056616 | 5000000 | scaled
95-33 | 0 | 0 | 0 | 0 | 0% | 0% | 0% | 0 | 0 | 0 | 0 | 0 | 0 | 0 | 0 | 95 | 0 | 0 | 0 | 0 | 0 | 0 | 0 | 0 | 0 | 0 | 0 | 0 | 0 | 0 | 0 | 0 | 0 | 0 |  | 3867 | 95-33 | 0 | 0 | 0 | 0 | 0 | 0 | 0 | 0 | 0 | 0 | 0 | 0 | 0 | 0 | 0 | 0 | 0 | 0 | 0 | 0 | 0 | 0 | 0 | 0 | 0 | 0 | 0 | 0 | 0 | 0 | 0 | 0 | 0 | 0 | 0 | 0 | 0 | 0 | 0 | 0 | 0 | 0 | 0 | 0 | 0 | 0 | 0 | 5000000 | scaled
95-34 | 20435.3114 | 11514.7117 | 7991.4421 | 929.1576 | 56.35% | 39.11% | 4.547% | 10262.4174 | 18900.1039 | 1060.3585 | 3486.4402 | 5715.6187 | 1815.2216 | 7185.2947 | 9899.5876 | 95 | 0.0092856 | 0.0053244 | 0.001872 | 2200752.9269 | 1827.1774 | 7762.0467 | 10846.0872 | 196775.3766 | 835923.0131 | 1168054.5372 | 1910617.8982 | 197413.525 | 649092.1982 | 1064112.175 | 820089.4635 | 78763.8064 | 311775.2428 | 429550.4142 |  | 3868 | 95-34 | 20435.3114 | 10172.8939 | 1535.2075 | 11514.7117 | 4804.6354 | 72.996 | 7991.4421 | 4439.1009 | 533.0539 | 929.1576 | 1827.1774 | 766.8189 | 11.9558 | 9275.894 | 760.4447 | 10.5752 | 10.2164 | 5.675 | 0.68147 | 0.69916 | 10846.0872 | 5130.4685 | 946.4996 | 9275.894 | 3883.0578 | 54.0107 | 726.1401 | 403.3577 | 48.4358 | 844.0531 | 7762.0467 | 4275.6065 | 576.752 | 422.5558 | 161.133 | 8.41 | 7255.0856 | 4030.0682 | 483.9367 | 84.4053 | 0.0028594 | 0.0010948 | 5.76e-05 | 0.0051242 | 0.0029276 | 0.0005124 | 0.001302 | 5000000 | scaled
95-35F | 19054.7202 | 13174.4202 | 4277.0292 | 1603.2708 | 69.14% | 22.45% | 8.414% | 10746.5027 | 16957.4447 | 1437.8604 | 1823.9631 | 7484.6793 | 2106.0892 | 3800.0458 | 11051.3096 | 95 | 0.011941 | 0.0070556 | 0.0028802 | 1595685.6145 | 2141.3366 | 4211.0741 | 12702.3095 | 179320.4015 | 352644.9202 | 1063720.2927 | 1177535.2142 | 157551.8363 | 199858.5786 | 820124.7994 | 728170.1008 | 90437.6366 | 163177.8738 | 474554.5904 |  | 3869 | 95-35F | 19054.7202 | 8308.2175 | 2097.2755 | 13174.4202 | 4329.7458 | 208.5914 | 4277.0292 | 2375.2008 | 285.4132 | 1603.2708 | 2141.3366 | 703.4763 | 35.2474 | 10904.7267 | 698.9883 | 33.6467 | 5.9091 | 3.2816 | 0.39433 | 1.2064 | 12702.3095 | 5217.6302 | 1650.9999 | 10904.7267 | 3571.7483 | 171.8115 | 341.1606 | 189.4597 | 22.7662 | 1456.4222 | 4211.0741 | 2387.111 | 411.0282 | 135.4723 | 59.0093 | 3.1333 | 3929.9595 | 2182.4595 | 262.2527 | 145.6422 | 0.0045428 | 0.0018564 | 9.78e-05 | 0.005129 | 0.0029296 | 0.0005128 | 0.0022696 | 5000000 | scaled
952-927F | 0 | 0 | 0 | 0 | 0% | 0% | 0% | 0 | 0 | 0 | 0 | 0 | 0 | 0 | 0 | 952 | 0 | 0 | 0 | 0 | 0 | 0 | 0 | 0 | 0 | 0 | 0 | 0 | 0 | 0 | 0 | 0 | 0 | 0 |  | 3870 | 952-927F | 0 | 0 | 0 | 0 | 0 | 0 | 0 | 0 | 0 | 0 | 0 | 0 | 0 | 0 | 0 | 0 | 0 | 0 | 0 | 0 | 0 | 0 | 0 | 0 | 0 | 0 | 0 | 0 | 0 | 0 | 0 | 0 | 0 | 0 | 0 | 0 | 0 | 0 | 0 | 0 | 0 | 0 | 0 | 0 | 0 | 0 | 0 | 5000000 | scaled
952-939F | 0 | 0 | 0 | 0 | 0% | 0% | 0% | 0 | 0 | 0 | 0 | 0 | 0 | 0 | 0 | 952 | 0 | 0 | 0 | 0 | 0 | 0 | 0 | 0 | 0 | 0 | 0 | 0 | 0 | 0 | 0 | 0 | 0 | 0 |  | 3871 | 952-939F | 0 | 0 | 0 | 0 | 0 | 0 | 0 | 0 | 0 | 0 | 0 | 0 | 0 | 0 | 0 | 0 | 0 | 0 | 0 | 0 | 0 | 0 | 0 | 0 | 0 | 0 | 0 | 0 | 0 | 0 | 0 | 0 | 0 | 0 | 0 | 0 | 0 | 0 | 0 | 0 | 0 | 0 | 0 | 0 | 0 | 0 | 0 | 5000000 | scaled
952-941F | 0 | 0 | 0 | 0 | 0% | 0% | 0% | 0 | 0 | 0 | 0 | 0 | 0 | 0 | 0 | 952 | 0 | 0 | 0 | 0 | 0 | 0 | 0 | 0 | 0 | 0 | 0 | 0 | 0 | 0 | 0 | 0 | 0 | 0 |  | 3872 | 952-941F | 0 | 0 | 0 | 0 | 0 | 0 | 0 | 0 | 0 | 0 | 0 | 0 | 0 | 0 | 0 | 0 | 0 | 0 | 0 | 0 | 0 | 0 | 0 | 0 | 0 | 0 | 0 | 0 | 0 | 0 | 0 | 0 | 0 | 0 | 0 | 0 | 0 | 0 | 0 | 0 | 0 | 0 | 0 | 0 | 0 | 0 | 0 | 5000000 | scaled
953-527F | 0 | 0 | 0 | 0 | 0% | 0% | 0% | 0 | 0 | 0 | 0 | 0 | 0 | 0 | 0 | 953 | 0 | 0 | 0 | 0 | 0 | 0 | 0 | 0 | 0 | 0 | 0 | 0 | 0 | 0 | 0 | 0 | 0 | 0 |  | 3873 | 953-527F | 0 | 0 | 0 | 0 | 0 | 0 | 0 | 0 | 0 | 0 | 0 | 0 | 0 | 0 | 0 | 0 | 0 | 0 | 0 | 0 | 0 | 0 | 0 | 0 | 0 | 0 | 0 | 0 | 0 | 0 | 0 | 0 | 0 | 0 | 0 | 0 | 0 | 0 | 0 | 0 | 0 | 0 | 0 | 0 | 0 | 0 | 0 | 5000000 | scaled
953-528F | 0 | 0 | 0 | 0 | 0% | 0% | 0% | 0 | 0 | 0 | 0 | 0 | 0 | 0 | 0 | 953 | 0 | 0 | 0 | 0 | 0 | 0 | 0 | 0 | 0 | 0 | 0 | 0 | 0 | 0 | 0 | 0 | 0 | 0 |  | 3874 | 953-528F | 0 | 0 | 0 | 0 | 0 | 0 | 0 | 0 | 0 | 0 | 0 | 0 | 0 | 0 | 0 | 0 | 0 | 0 | 0 | 0 | 0 | 0 | 0 | 0 | 0 | 0 | 0 | 0 | 0 | 0 | 0 | 0 | 0 | 0 | 0 | 0 | 0 | 0 | 0 | 0 | 0 | 0 | 0 | 0 | 0 | 0 | 0 | 5000000 | scaled
953-529F | 0 | 0 | 0 | 0 | 0% | 0% | 0% | 0 | 0 | 0 | 0 | 0 | 0 | 0 | 0 | 953 | 0 | 0 | 0 | 0 | 0 | 0 | 0 | 0 | 0 | 0 | 0 | 0 | 0 | 0 | 0 | 0 | 0 | 0 |  | 3875 | 953-529F | 0 | 0 | 0 | 0 | 0 | 0 | 0 | 0 | 0 | 0 | 0 | 0 | 0 | 0 | 0 | 0 | 0 | 0 | 0 | 0 | 0 | 0 | 0 | 0 | 0 | 0 | 0 | 0 | 0 | 0 | 0 | 0 | 0 | 0 | 0 | 0 | 0 | 0 | 0 | 0 | 0 | 0 | 0 | 0 | 0 | 0 | 0 | 5000000 | scaled
95-1351 | 0 | 0 | 0 | 0 | 0% | 0% | 0% | 0 | 0 | 0 | 0 | 0 | 0 | 0 | 0 | 95 | 0 | 0 | 0 | 0 | 0 | 0 | 0 | 0 | 0 | 0 | 0 | 0 | 0 | 0 | 0 | 0 | 0 | 0 |  | 3876 | 95-1351 | 0 | 0 | 0 | 0 | 0 | 0 | 0 | 0 | 0 | 0 | 0 | 0 | 0 | 0 | 0 | 0 | 0 | 0 | 0 | 0 | 0 | 0 | 0 | 0 | 0 | 0 | 0 | 0 | 0 | 0 | 0 | 0 | 0 | 0 | 0 | 0 | 0 | 0 | 0 | 0 | 0 | 0 | 0 | 0 | 0 | 0 | 0 | 5000000 | scaled
95-1352F | 35.5662 | 0 | 0 | 35.5662 | 0% | 0% | 100% | 0 | 0 | 0 | 0 | 0 | 0 | 0 | 0 | 95 | 5.34e-05 | 5.34e-05 | 5.34e-05 | 666034.0727 | 0.026762 | 3.2309 | 32.3086 | 501.1692 | 60502.9912 | 605029.9123 | 666034.0727 | 0 | 0 | 0 | 666034.0727 | 0 | 0 | 0 |  | 3877 | 95-1352F | 35.5662 | 35.5662 | 35.5662 | 0 | 0 | 0 | 0 | 0 | 0 | 35.5662 | 0.026762 | 0.026762 | 0.026762 | 0 | 0 | 0 | 0 | 0 | 0 | 0.026762 | 32.3086 | 32.3086 | 32.3086 | 0 | 0 | 0 | 0 | 0 | 0 | 32.3086 | 3.2309 | 3.2309 | 3.2309 | 0 | 0 | 0 | 0 | 0 | 0 | 3.2309 | 0 | 0 | 0 | 0 | 0 | 0 | 5.34e-05 | 5000000 | scaled
95-1353F | 32.887 | 0 | 0 | 32.887 | 0% | 0% | 100% | 0 | 0 | 0 | 0 | 0 | 0 | 0 | 0 | 95 | 4.94e-05 | 4.94e-05 | 4.94e-05 | 665729.2168 | 0.024746 | 2.9875 | 29.8748 | 500.9398 | 60475.2979 | 604752.9791 | 665729.2168 | 0 | 0 | 0 | 665729.2168 | 0 | 0 | 0 |  | 3878 | 95-1353F | 32.887 | 32.887 | 32.887 | 0 | 0 | 0 | 0 | 0 | 0 | 32.887 | 0.024746 | 0.024746 | 0.024746 | 0 | 0 | 0 | 0 | 0 | 0 | 0.024746 | 29.8748 | 29.8748 | 29.8748 | 0 | 0 | 0 | 0 | 0 | 0 | 29.8748 | 2.9875 | 2.9875 | 2.9875 | 0 | 0 | 0 | 0 | 0 | 0 | 2.9875 | 0 | 0 | 0 | 0 | 0 | 0 | 4.94e-05 | 5000000 | scaled
95-29R | 60126.4502 | 15046.6937 | 39192.811 | 5886.9455 | 25.03% | 65.18% | 9.791% | 26729.3242 | 51338.2283 | 699.607 | 20877.7693 | 5151.9479 | 1112.7919 | 41237.9968 | 8987.4395 | 95 | 0.032867 | 0.018715 | 0.0092652 | 1829375.4935 | 1139.8465 | 44301.8273 | 14684.7764 | 34680.3644 | 1347903.9074 | 446791.2217 | 1784530.2113 | 46707.8691 | 1393862.779 | 343959.5632 | 948519.4026 | 20559.82 | 761908.6486 | 166050.9341 |  | 3879 | 95-29R | 60126.4502 | 33397.126 | 8788.222 | 15046.6937 | 5707.3467 | 284.7314 | 39192.811 | 21802.8338 | 2616.5451 | 5886.9455 | 1139.8465 | 440.2395 | 27.0545 | 5559.9238 | 404.7282 | 18.8947 | 55.8723 | 31.0816 | 3.7301 | 4.4297 | 14684.7764 | 9532.8285 | 5697.3369 | 5559.9238 | 2083.8923 | 97.4323 | 3777.1111 | 2101.1946 | 252.1631 | 5347.7416 | 44301.8273 | 23424.058 | 3063.8305 | 8407.2255 | 3218.7262 | 168.4044 | 35359.8277 | 19670.5576 | 2360.6519 | 534.7742 | 0.019403 | 0.0074314 | 0.0003882 | 0.0050968 | 0.002916 | 0.0005096 | 0.0083674 | 5000000 | scaled
95-36F | 25869.0446 | 14580.1865 | 8757.5911 | 2531.2669 | 56.36% | 33.85% | 9.785% | 13091.8697 | 22492.9613 | 1472.8505 | 3813.204 | 7805.8152 | 2293.8546 | 7883.636 | 12315.4708 | 95 | 0.016067 | 0.009363 | 0.0042936 | 1610053.0619 | 2338.0053 | 8656.8386 | 14874.2007 | 145514.1707 | 538789.4943 | 925749.3969 | 1364645.3931 | 153524.1836 | 397473.5026 | 813647.7069 | 786305.946 | 80188.2624 | 275595.0958 | 430522.5879 |  | 3880 | 95-36F | 25869.0446 | 12777.1748 | 3376.0832 | 14580.1865 | 5379.0609 | 260.7491 | 8757.5911 | 4866.847 | 584.0672 | 2531.2669 | 2338.0053 | 865.1548 | 44.1507 | 11855.7975 | 856.2931 | 41.4111 | 12.5186 | 6.957 | 0.8349 | 1.9047 | 14874.2007 | 7068.3855 | 2558.7299 | 11855.7975 | 4369.4056 | 211.3588 | 718.983 | 399.5597 | 47.9509 | 2299.4202 | 8656.8386 | 4843.6345 | 773.2026 | 400.8071 | 153.3621 | 7.9792 | 8026.0895 | 4460.3304 | 535.2814 | 229.942 | 0.0073062 | 0.002798 | 0.000146 | 0.005126 | 0.00293 | 0.0005126 | 0.003635 | 5000000 | scaled
95-37F | 464.3405 | 67.0946 | 325.7591 | 71.4868 | 14.45% | 70.16% | 15.4% | 181.646 | 370.4304 | 2.6116 | 155.0301 | 24.0043 | 5.5952 | 313.9153 | 50.9199 | 95 | 0.0053792 | 0.0030844 | 0.0006158 | 86321.4759 | 5.675 | 341.0719 | 117.5936 | 1054.9867 | 63405.691 | 21860.7983 | 91652.9913 | 1317.7351 | 78223.4302 | 12111.826 | 152500.9676 | 2303.4582 | 129234.505 | 20963.0044 |  | 3881 | 95-37F | 464.3405 | 282.6945 | 93.9101 | 67.0946 | 30.5278 | 0.68146 | 325.7591 | 180.6798 | 21.7418 | 71.4868 | 5.675 | 3.0634 | 0.079801 | 26.6652 | 2.7934 | 0 | 0.3897 | 0.21614 | 0.026009 | 0.053792 | 117.5936 | 93.5893 | 66.6737 | 26.6652 | 14.2354 | 0 | 25.9892 | 14.4147 | 1.7346 | 64.9391 | 341.0719 | 186.0418 | 27.1566 | 35.1979 | 13.4989 | 0.68146 | 299.3801 | 166.0489 | 19.9812 | 6.4939 | 0.0001446 | 5.54e-05 | 2.8e-06 | 0.0051352 | 0.0029296 | 0.0005136 | 9.94e-05 | 5000000 | scaled
950-272 | 0 | 0 | 0 | 0 | 0% | 0% | 0% | 0 | 0 | 0 | 0 | 0 | 0 | 0 | 0 | 950 | 0 | 0 | 0 | 0 | 0 | 0 | 0 | 0 | 0 | 0 | 0 | 0 | 0 | 0 | 0 | 0 | 0 | 0 |  | 3882 | 950-272 | 0 | 0 | 0 | 0 | 0 | 0 | 0 | 0 | 0 | 0 | 0 | 0 | 0 | 0 | 0 | 0 | 0 | 0 | 0 | 0 | 0 | 0 | 0 | 0 | 0 | 0 | 0 | 0 | 0 | 0 | 0 | 0 | 0 | 0 | 0 | 0 | 0 | 0 | 0 | 0 | 0 | 0 | 0 | 0 | 0 | 0 | 0 | 5000000 | scaled
950-273AE | 0 | 0 | 0 | 0 | 0% | 0% | 0% | 0 | 0 | 0 | 0 | 0 | 0 | 0 | 0 | 950 | 0 | 0 | 0 | 0 | 0 | 0 | 0 | 0 | 0 | 0 | 0 | 0 | 0 | 0 | 0 | 0 | 0 | 0 |  | 3883 | 950-273AE | 0 | 0 | 0 | 0 | 0 | 0 | 0 | 0 | 0 | 0 | 0 | 0 | 0 | 0 | 0 | 0 | 0 | 0 | 0 | 0 | 0 | 0 | 0 | 0 | 0 | 0 | 0 | 0 | 0 | 0 | 0 | 0 | 0 | 0 | 0 | 0 | 0 | 0 | 0 | 0 | 0 | 0 | 0 | 0 | 0 | 0 | 0 | 5000000 | scaled
950-274AE | 0 | 0 | 0 | 0 | 0% | 0% | 0% | 0 | 0 | 0 | 0 | 0 | 0 | 0 | 0 | 950 | 0 | 0 | 0 | 0 | 0 | 0 | 0 | 0 | 0 | 0 | 0 | 0 | 0 | 0 | 0 | 0 | 0 | 0 |  | 3884 | 950-274AE | 0 | 0 | 0 | 0 | 0 | 0 | 0 | 0 | 0 | 0 | 0 | 0 | 0 | 0 | 0 | 0 | 0 | 0 | 0 | 0 | 0 | 0 | 0 | 0 | 0 | 0 | 0 | 0 | 0 | 0 | 0 | 0 | 0 | 0 | 0 | 0 | 0 | 0 | 0 | 0 | 0 | 0 | 0 | 0 | 0 | 0 | 0 | 5000000 | scaled
950-275 | 0 | 0 | 0 | 0 | 0% | 0% | 0% | 0 | 0 | 0 | 0 | 0 | 0 | 0 | 0 | 950 | 0 | 0 | 0 | 0 | 0 | 0 | 0 | 0 | 0 | 0 | 0 | 0 | 0 | 0 | 0 | 0 | 0 | 0 |  | 3885 | 950-275 | 0 | 0 | 0 | 0 | 0 | 0 | 0 | 0 | 0 | 0 | 0 | 0 | 0 | 0 | 0 | 0 | 0 | 0 | 0 | 0 | 0 | 0 | 0 | 0 | 0 | 0 | 0 | 0 | 0 | 0 | 0 | 0 | 0 | 0 | 0 | 0 | 0 | 0 | 0 | 0 | 0 | 0 | 0 | 0 | 0 | 0 | 0 | 5000000 | scaled
951-390F | 0 | 0 | 0 | 0 | 0% | 0% | 0% | 0 | 0 | 0 | 0 | 0 | 0 | 0 | 0 | 951 | 0 | 0 | 0 | 0 | 0 | 0 | 0 | 0 | 0 | 0 | 0 | 0 | 0 | 0 | 0 | 0 | 0 | 0 |  | 3886 | 951-390F | 0 | 0 | 0 | 0 | 0 | 0 | 0 | 0 | 0 | 0 | 0 | 0 | 0 | 0 | 0 | 0 | 0 | 0 | 0 | 0 | 0 | 0 | 0 | 0 | 0 | 0 | 0 | 0 | 0 | 0 | 0 | 0 | 0 | 0 | 0 | 0 | 0 | 0 | 0 | 0 | 0 | 0 | 0 | 0 | 0 | 0 | 0 | 5000000 | scaled
951-391 | 0 | 0 | 0 | 0 | 0% | 0% | 0% | 0 | 0 | 0 | 0 | 0 | 0 | 0 | 0 | 951 | 0 | 0 | 0 | 0 | 0 | 0 | 0 | 0 | 0 | 0 | 0 | 0 | 0 | 0 | 0 | 0 | 0 | 0 |  | 3887 | 951-391 | 0 | 0 | 0 | 0 | 0 | 0 | 0 | 0 | 0 | 0 | 0 | 0 | 0 | 0 | 0 | 0 | 0 | 0 | 0 | 0 | 0 | 0 | 0 | 0 | 0 | 0 | 0 | 0 | 0 | 0 | 0 | 0 | 0 | 0 | 0 | 0 | 0 | 0 | 0 | 0 | 0 | 0 | 0 | 0 | 0 | 0 | 0 | 5000000 | scaled
951-392F | 0 | 0 | 0 | 0 | 0% | 0% | 0% | 0 | 0 | 0 | 0 | 0 | 0 | 0 | 0 | 951 | 0 | 0 | 0 | 0 | 0 | 0 | 0 | 0 | 0 | 0 | 0 | 0 | 0 | 0 | 0 | 0 | 0 | 0 |  | 3888 | 951-392F | 0 | 0 | 0 | 0 | 0 | 0 | 0 | 0 | 0 | 0 | 0 | 0 | 0 | 0 | 0 | 0 | 0 | 0 | 0 | 0 | 0 | 0 | 0 | 0 | 0 | 0 | 0 | 0 | 0 | 0 | 0 | 0 | 0 | 0 | 0 | 0 | 0 | 0 | 0 | 0 | 0 | 0 | 0 | 0 | 0 | 0 | 0 | 5000000 | scaled
951-393F | 0 | 0 | 0 | 0 | 0% | 0% | 0% | 0 | 0 | 0 | 0 | 0 | 0 | 0 | 0 | 951 | 0 | 0 | 0 | 0 | 0 | 0 | 0 | 0 | 0 | 0 | 0 | 0 | 0 | 0 | 0 | 0 | 0 | 0 |  | 3889 | 951-393F | 0 | 0 | 0 | 0 | 0 | 0 | 0 | 0 | 0 | 0 | 0 | 0 | 0 | 0 | 0 | 0 | 0 | 0 | 0 | 0 | 0 | 0 | 0 | 0 | 0 | 0 | 0 | 0 | 0 | 0 | 0 | 0 | 0 | 0 | 0 | 0 | 0 | 0 | 0 | 0 | 0 | 0 | 0 | 0 | 0 | 0 | 0 | 5000000 | scaled
951-794 | 0 | 0 | 0 | 0 | 0% | 0% | 0% | 0 | 0 | 0 | 0 | 0 | 0 | 0 | 0 | 951 | 0 | 0 | 0 | 0 | 0 | 0 | 0 | 0 | 0 | 0 | 0 | 0 | 0 | 0 | 0 | 0 | 0 | 0 |  | 3890 | 951-794 | 0 | 0 | 0 | 0 | 0 | 0 | 0 | 0 | 0 | 0 | 0 | 0 | 0 | 0 | 0 | 0 | 0 | 0 | 0 | 0 | 0 | 0 | 0 | 0 | 0 | 0 | 0 | 0 | 0 | 0 | 0 | 0 | 0 | 0 | 0 | 0 | 0 | 0 | 0 | 0 | 0 | 0 | 0 | 0 | 0 | 0 | 0 | 5000000 | scaled
951-795F | 0 | 0 | 0 | 0 | 0% | 0% | 0% | 0 | 0 | 0 | 0 | 0 | 0 | 0 | 0 | 951 | 0 | 0 | 0 | 0 | 0 | 0 | 0 | 0 | 0 | 0 | 0 | 0 | 0 | 0 | 0 | 0 | 0 | 0 |  | 3891 | 951-795F | 0 | 0 | 0 | 0 | 0 | 0 | 0 | 0 | 0 | 0 | 0 | 0 | 0 | 0 | 0 | 0 | 0 | 0 | 0 | 0 | 0 | 0 | 0 | 0 | 0 | 0 | 0 | 0 | 0 | 0 | 0 | 0 | 0 | 0 | 0 | 0 | 0 | 0 | 0 | 0 | 0 | 0 | 0 | 0 | 0 | 0 | 0 | 5000000 | scaled
951-796F | 0 | 0 | 0 | 0 | 0% | 0% | 0% | 0 | 0 | 0 | 0 | 0 | 0 | 0 | 0 | 951 | 0 | 0 | 0 | 0 | 0 | 0 | 0 | 0 | 0 | 0 | 0 | 0 | 0 | 0 | 0 | 0 | 0 | 0 |  | 3892 | 951-796F | 0 | 0 | 0 | 0 | 0 | 0 | 0 | 0 | 0 | 0 | 0 | 0 | 0 | 0 | 0 | 0 | 0 | 0 | 0 | 0 | 0 | 0 | 0 | 0 | 0 | 0 | 0 | 0 | 0 | 0 | 0 | 0 | 0 | 0 | 0 | 0 | 0 | 0 | 0 | 0 | 0 | 0 | 0 | 0 | 0 | 0 | 0 | 5000000 | scaled
951-797F | 0 | 0 | 0 | 0 | 0% | 0% | 0% | 0 | 0 | 0 | 0 | 0 | 0 | 0 | 0 | 951 | 0 | 0 | 0 | 0 | 0 | 0 | 0 | 0 | 0 | 0 | 0 | 0 | 0 | 0 | 0 | 0 | 0 | 0 |  | 3893 | 951-797F | 0 | 0 | 0 | 0 | 0 | 0 | 0 | 0 | 0 | 0 | 0 | 0 | 0 | 0 | 0 | 0 | 0 | 0 | 0 | 0 | 0 | 0 | 0 | 0 | 0 | 0 | 0 | 0 | 0 | 0 | 0 | 0 | 0 | 0 | 0 | 0 | 0 | 0 | 0 | 0 | 0 | 0 | 0 | 0 | 0 | 0 | 0 | 5000000 | scaled
952-1438 | 0 | 0 | 0 | 0 | 0% | 0% | 0% | 0 | 0 | 0 | 0 | 0 | 0 | 0 | 0 | 952 | 0 | 0 | 0 | 0 | 0 | 0 | 0 | 0 | 0 | 0 | 0 | 0 | 0 | 0 | 0 | 0 | 0 | 0 |  | 3894 | 952-1438 | 0 | 0 | 0 | 0 | 0 | 0 | 0 | 0 | 0 | 0 | 0 | 0 | 0 | 0 | 0 | 0 | 0 | 0 | 0 | 0 | 0 | 0 | 0 | 0 | 0 | 0 | 0 | 0 | 0 | 0 | 0 | 0 | 0 | 0 | 0 | 0 | 0 | 0 | 0 | 0 | 0 | 0 | 0 | 0 | 0 | 0 | 0 | 5000000 | scaled
952-1439F | 0 | 0 | 0 | 0 | 0% | 0% | 0% | 0 | 0 | 0 | 0 | 0 | 0 | 0 | 0 | 952 | 0 | 0 | 0 | 0 | 0 | 0 | 0 | 0 | 0 | 0 | 0 | 0 | 0 | 0 | 0 | 0 | 0 | 0 |  | 3895 | 952-1439F | 0 | 0 | 0 | 0 | 0 | 0 | 0 | 0 | 0 | 0 | 0 | 0 | 0 | 0 | 0 | 0 | 0 | 0 | 0 | 0 | 0 | 0 | 0 | 0 | 0 | 0 | 0 | 0 | 0 | 0 | 0 | 0 | 0 | 0 | 0 | 0 | 0 | 0 | 0 | 0 | 0 | 0 | 0 | 0 | 0 | 0 | 0 | 5000000 | scaled
952-1440F | 0 | 0 | 0 | 0 | 0% | 0% | 0% | 0 | 0 | 0 | 0 | 0 | 0 | 0 | 0 | 952 | 0 | 0 | 0 | 0 | 0 | 0 | 0 | 0 | 0 | 0 | 0 | 0 | 0 | 0 | 0 | 0 | 0 | 0 |  | 3896 | 952-1440F | 0 | 0 | 0 | 0 | 0 | 0 | 0 | 0 | 0 | 0 | 0 | 0 | 0 | 0 | 0 | 0 | 0 | 0 | 0 | 0 | 0 | 0 | 0 | 0 | 0 | 0 | 0 | 0 | 0 | 0 | 0 | 0 | 0 | 0 | 0 | 0 | 0 | 0 | 0 | 0 | 0 | 0 | 0 | 0 | 0 | 0 | 0 | 5000000 | scaled
952-776 | 0 | 0 | 0 | 0 | 0% | 0% | 0% | 0 | 0 | 0 | 0 | 0 | 0 | 0 | 0 | 952 | 0 | 0 | 0 | 0 | 0 | 0 | 0 | 0 | 0 | 0 | 0 | 0 | 0 | 0 | 0 | 0 | 0 | 0 |  | 3897 | 952-776 | 0 | 0 | 0 | 0 | 0 | 0 | 0 | 0 | 0 | 0 | 0 | 0 | 0 | 0 | 0 | 0 | 0 | 0 | 0 | 0 | 0 | 0 | 0 | 0 | 0 | 0 | 0 | 0 | 0 | 0 | 0 | 0 | 0 | 0 | 0 | 0 | 0 | 0 | 0 | 0 | 0 | 0 | 0 | 0 | 0 | 0 | 0 | 5000000 | scaled
952-777 | 0 | 0 | 0 | 0 | 0% | 0% | 0% | 0 | 0 | 0 | 0 | 0 | 0 | 0 | 0 | 952 | 0 | 0 | 0 | 0 | 0 | 0 | 0 | 0 | 0 | 0 | 0 | 0 | 0 | 0 | 0 | 0 | 0 | 0 |  | 3898 | 952-777 | 0 | 0 | 0 | 0 | 0 | 0 | 0 | 0 | 0 | 0 | 0 | 0 | 0 | 0 | 0 | 0 | 0 | 0 | 0 | 0 | 0 | 0 | 0 | 0 | 0 | 0 | 0 | 0 | 0 | 0 | 0 | 0 | 0 | 0 | 0 | 0 | 0 | 0 | 0 | 0 | 0 | 0 | 0 | 0 | 0 | 0 | 0 | 5000000 | scaled
952-926 | 0 | 0 | 0 | 0 | 0% | 0% | 0% | 0 | 0 | 0 | 0 | 0 | 0 | 0 | 0 | 952 | 0 | 0 | 0 | 0 | 0 | 0 | 0 | 0 | 0 | 0 | 0 | 0 | 0 | 0 | 0 | 0 | 0 | 0 |  | 3899 | 952-926 | 0 | 0 | 0 | 0 | 0 | 0 | 0 | 0 | 0 | 0 | 0 | 0 | 0 | 0 | 0 | 0 | 0 | 0 | 0 | 0 | 0 | 0 | 0 | 0 | 0 | 0 | 0 | 0 | 0 | 0 | 0 | 0 | 0 | 0 | 0 | 0 | 0 | 0 | 0 | 0 | 0 | 0 | 0 | 0 | 0 | 0 | 0 | 5000000 | scaled
952-928F | 0 | 0 | 0 | 0 | 0% | 0% | 0% | 0 | 0 | 0 | 0 | 0 | 0 | 0 | 0 | 952 | 0 | 0 | 0 | 0 | 0 | 0 | 0 | 0 | 0 | 0 | 0 | 0 | 0 | 0 | 0 | 0 | 0 | 0 |  | 3900 | 952-928F | 0 | 0 | 0 | 0 | 0 | 0 | 0 | 0 | 0 | 0 | 0 | 0 | 0 | 0 | 0 | 0 | 0 | 0 | 0 | 0 | 0 | 0 | 0 | 0 | 0 | 0 | 0 | 0 | 0 | 0 | 0 | 0 | 0 | 0 | 0 | 0 | 0 | 0 | 0 | 0 | 0 | 0 | 0 | 0 | 0 | 0 | 0 | 5000000 | scaled
952-929F | 0 | 0 | 0 | 0 | 0% | 0% | 0% | 0 | 0 | 0 | 0 | 0 | 0 | 0 | 0 | 952 | 0 | 0 | 0 | 0 | 0 | 0 | 0 | 0 | 0 | 0 | 0 | 0 | 0 | 0 | 0 | 0 | 0 | 0 |  | 3901 | 952-929F | 0 | 0 | 0 | 0 | 0 | 0 | 0 | 0 | 0 | 0 | 0 | 0 | 0 | 0 | 0 | 0 | 0 | 0 | 0 | 0 | 0 | 0 | 0 | 0 | 0 | 0 | 0 | 0 | 0 | 0 | 0 | 0 | 0 | 0 | 0 | 0 | 0 | 0 | 0 | 0 | 0 | 0 | 0 | 0 | 0 | 0 | 0 | 5000000 | scaled
952-938 | 0 | 0 | 0 | 0 | 0% | 0% | 0% | 0 | 0 | 0 | 0 | 0 | 0 | 0 | 0 | 952 | 0 | 0 | 0 | 0 | 0 | 0 | 0 | 0 | 0 | 0 | 0 | 0 | 0 | 0 | 0 | 0 | 0 | 0 |  | 3902 | 952-938 | 0 | 0 | 0 | 0 | 0 | 0 | 0 | 0 | 0 | 0 | 0 | 0 | 0 | 0 | 0 | 0 | 0 | 0 | 0 | 0 | 0 | 0 | 0 | 0 | 0 | 0 | 0 | 0 | 0 | 0 | 0 | 0 | 0 | 0 | 0 | 0 | 0 | 0 | 0 | 0 | 0 | 0 | 0 | 0 | 0 | 0 | 0 | 5000000 | scaled
953-208 | 0 | 0 | 0 | 0 | 0% | 0% | 0% | 0 | 0 | 0 | 0 | 0 | 0 | 0 | 0 | 953 | 0 | 0 | 0 | 0 | 0 | 0 | 0 | 0 | 0 | 0 | 0 | 0 | 0 | 0 | 0 | 0 | 0 | 0 |  | 3903 | 953-208 | 0 | 0 | 0 | 0 | 0 | 0 | 0 | 0 | 0 | 0 | 0 | 0 | 0 | 0 | 0 | 0 | 0 | 0 | 0 | 0 | 0 | 0 | 0 | 0 | 0 | 0 | 0 | 0 | 0 | 0 | 0 | 0 | 0 | 0 | 0 | 0 | 0 | 0 | 0 | 0 | 0 | 0 | 0 | 0 | 0 | 0 | 0 | 5000000 | scaled
953-209F | 0 | 0 | 0 | 0 | 0% | 0% | 0% | 0 | 0 | 0 | 0 | 0 | 0 | 0 | 0 | 953 | 0 | 0 | 0 | 0 | 0 | 0 | 0 | 0 | 0 | 0 | 0 | 0 | 0 | 0 | 0 | 0 | 0 | 0 |  | 3904 | 953-209F | 0 | 0 | 0 | 0 | 0 | 0 | 0 | 0 | 0 | 0 | 0 | 0 | 0 | 0 | 0 | 0 | 0 | 0 | 0 | 0 | 0 | 0 | 0 | 0 | 0 | 0 | 0 | 0 | 0 | 0 | 0 | 0 | 0 | 0 | 0 | 0 | 0 | 0 | 0 | 0 | 0 | 0 | 0 | 0 | 0 | 0 | 0 | 5000000 | scaled
953-218F | 0 | 0 | 0 | 0 | 0% | 0% | 0% | 0 | 0 | 0 | 0 | 0 | 0 | 0 | 0 | 953 | 0 | 0 | 0 | 0 | 0 | 0 | 0 | 0 | 0 | 0 | 0 | 0 | 0 | 0 | 0 | 0 | 0 | 0 |  | 3905 | 953-218F | 0 | 0 | 0 | 0 | 0 | 0 | 0 | 0 | 0 | 0 | 0 | 0 | 0 | 0 | 0 | 0 | 0 | 0 | 0 | 0 | 0 | 0 | 0 | 0 | 0 | 0 | 0 | 0 | 0 | 0 | 0 | 0 | 0 | 0 | 0 | 0 | 0 | 0 | 0 | 0 | 0 | 0 | 0 | 0 | 0 | 0 | 0 | 5000000 | scaled
953-525 | 0 | 0 | 0 | 0 | 0% | 0% | 0% | 0 | 0 | 0 | 0 | 0 | 0 | 0 | 0 | 953 | 0 | 0 | 0 | 0 | 0 | 0 | 0 | 0 | 0 | 0 | 0 | 0 | 0 | 0 | 0 | 0 | 0 | 0 |  | 3906 | 953-525 | 0 | 0 | 0 | 0 | 0 | 0 | 0 | 0 | 0 | 0 | 0 | 0 | 0 | 0 | 0 | 0 | 0 | 0 | 0 | 0 | 0 | 0 | 0 | 0 | 0 | 0 | 0 | 0 | 0 | 0 | 0 | 0 | 0 | 0 | 0 | 0 | 0 | 0 | 0 | 0 | 0 | 0 | 0 | 0 | 0 | 0 | 0 | 5000000 | scaled
953-526F | 0 | 0 | 0 | 0 | 0% | 0% | 0% | 0 | 0 | 0 | 0 | 0 | 0 | 0 | 0 | 953 | 0 | 0 | 0 | 0 | 0 | 0 | 0 | 0 | 0 | 0 | 0 | 0 | 0 | 0 | 0 | 0 | 0 | 0 |  | 3907 | 953-526F | 0 | 0 | 0 | 0 | 0 | 0 | 0 | 0 | 0 | 0 | 0 | 0 | 0 | 0 | 0 | 0 | 0 | 0 | 0 | 0 | 0 | 0 | 0 | 0 | 0 | 0 | 0 | 0 | 0 | 0 | 0 | 0 | 0 | 0 | 0 | 0 | 0 | 0 | 0 | 0 | 0 | 0 | 0 | 0 | 0 | 0 | 0 | 5000000 | scaled
954-100 | 0 | 0 | 0 | 0 | 0% | 0% | 0% | 0 | 0 | 0 | 0 | 0 | 0 | 0 | 0 | 954 | 0 | 0 | 0 | 0 | 0 | 0 | 0 | 0 | 0 | 0 | 0 | 0 | 0 | 0 | 0 | 0 | 0 | 0 |  | 3908 | 954-100 | 0 | 0 | 0 | 0 | 0 | 0 | 0 | 0 | 0 | 0 | 0 | 0 | 0 | 0 | 0 | 0 | 0 | 0 | 0 | 0 | 0 | 0 | 0 | 0 | 0 | 0 | 0 | 0 | 0 | 0 | 0 | 0 | 0 | 0 | 0 | 0 | 0 | 0 | 0 | 0 | 0 | 0 | 0 | 0 | 0 | 0 | 0 | 5000000 | scaled
954-101 | 0 | 0 | 0 | 0 | 0% | 0% | 0% | 0 | 0 | 0 | 0 | 0 | 0 | 0 | 0 | 954 | 0 | 0 | 0 | 0 | 0 | 0 | 0 | 0 | 0 | 0 | 0 | 0 | 0 | 0 | 0 | 0 | 0 | 0 |  | 3909 | 954-101 | 0 | 0 | 0 | 0 | 0 | 0 | 0 | 0 | 0 | 0 | 0 | 0 | 0 | 0 | 0 | 0 | 0 | 0 | 0 | 0 | 0 | 0 | 0 | 0 | 0 | 0 | 0 | 0 | 0 | 0 | 0 | 0 | 0 | 0 | 0 | 0 | 0 | 0 | 0 | 0 | 0 | 0 | 0 | 0 | 0 | 0 | 0 | 5000000 | scaled
954-102F | 0 | 0 | 0 | 0 | 0% | 0% | 0% | 0 | 0 | 0 | 0 | 0 | 0 | 0 | 0 | 954 | 0 | 0 | 0 | 0 | 0 | 0 | 0 | 0 | 0 | 0 | 0 | 0 | 0 | 0 | 0 | 0 | 0 | 0 |  | 3910 | 954-102F | 0 | 0 | 0 | 0 | 0 | 0 | 0 | 0 | 0 | 0 | 0 | 0 | 0 | 0 | 0 | 0 | 0 | 0 | 0 | 0 | 0 | 0 | 0 | 0 | 0 | 0 | 0 | 0 | 0 | 0 | 0 | 0 | 0 | 0 | 0 | 0 | 0 | 0 | 0 | 0 | 0 | 0 | 0 | 0 | 0 | 0 | 0 | 5000000 | scaled
954-103F | 0 | 0 | 0 | 0 | 0% | 0% | 0% | 0 | 0 | 0 | 0 | 0 | 0 | 0 | 0 | 954 | 0 | 0 | 0 | 0 | 0 | 0 | 0 | 0 | 0 | 0 | 0 | 0 | 0 | 0 | 0 | 0 | 0 | 0 |  | 3911 | 954-103F | 0 | 0 | 0 | 0 | 0 | 0 | 0 | 0 | 0 | 0 | 0 | 0 | 0 | 0 | 0 | 0 | 0 | 0 | 0 | 0 | 0 | 0 | 0 | 0 | 0 | 0 | 0 | 0 | 0 | 0 | 0 | 0 | 0 | 0 | 0 | 0 | 0 | 0 | 0 | 0 | 0 | 0 | 0 | 0 | 0 | 0 | 0 | 5000000 | scaled
954-204 | 0 | 0 | 0 | 0 | 0% | 0% | 0% | 0 | 0 | 0 | 0 | 0 | 0 | 0 | 0 | 954 | 0 | 0 | 0 | 0 | 0 | 0 | 0 | 0 | 0 | 0 | 0 | 0 | 0 | 0 | 0 | 0 | 0 | 0 |  | 3912 | 954-204 | 0 | 0 | 0 | 0 | 0 | 0 | 0 | 0 | 0 | 0 | 0 | 0 | 0 | 0 | 0 | 0 | 0 | 0 | 0 | 0 | 0 | 0 | 0 | 0 | 0 | 0 | 0 | 0 | 0 | 0 | 0 | 0 | 0 | 0 | 0 | 0 | 0 | 0 | 0 | 0 | 0 | 0 | 0 | 0 | 0 | 0 | 0 | 5000000 | scaled
954-205AE | 0 | 0 | 0 | 0 | 0% | 0% | 0% | 0 | 0 | 0 | 0 | 0 | 0 | 0 | 0 | 954 | 0 | 0 | 0 | 0 | 0 | 0 | 0 | 0 | 0 | 0 | 0 | 0 | 0 | 0 | 0 | 0 | 0 | 0 |  | 3913 | 954-205AE | 0 | 0 | 0 | 0 | 0 | 0 | 0 | 0 | 0 | 0 | 0 | 0 | 0 | 0 | 0 | 0 | 0 | 0 | 0 | 0 | 0 | 0 | 0 | 0 | 0 | 0 | 0 | 0 | 0 | 0 | 0 | 0 | 0 | 0 | 0 | 0 | 0 | 0 | 0 | 0 | 0 | 0 | 0 | 0 | 0 | 0 | 0 | 5000000 | scaled
954-421F | 0 | 0 | 0 | 0 | 0% | 0% | 0% | 0 | 0 | 0 | 0 | 0 | 0 | 0 | 0 | 954 | 0 | 0 | 0 | 0 | 0 | 0 | 0 | 0 | 0 | 0 | 0 | 0 | 0 | 0 | 0 | 0 | 0 | 0 |  | 3914 | 954-421F | 0 | 0 | 0 | 0 | 0 | 0 | 0 | 0 | 0 | 0 | 0 | 0 | 0 | 0 | 0 | 0 | 0 | 0 | 0 | 0 | 0 | 0 | 0 | 0 | 0 | 0 | 0 | 0 | 0 | 0 | 0 | 0 | 0 | 0 | 0 | 0 | 0 | 0 | 0 | 0 | 0 | 0 | 0 | 0 | 0 | 0 | 0 | 5000000 | scaled
954-422F | 0 | 0 | 0 | 0 | 0% | 0% | 0% | 0 | 0 | 0 | 0 | 0 | 0 | 0 | 0 | 954 | 0 | 0 | 0 | 0 | 0 | 0 | 0 | 0 | 0 | 0 | 0 | 0 | 0 | 0 | 0 | 0 | 0 | 0 |  | 3915 | 954-422F | 0 | 0 | 0 | 0 | 0 | 0 | 0 | 0 | 0 | 0 | 0 | 0 | 0 | 0 | 0 | 0 | 0 | 0 | 0 | 0 | 0 | 0 | 0 | 0 | 0 | 0 | 0 | 0 | 0 | 0 | 0 | 0 | 0 | 0 | 0 | 0 | 0 | 0 | 0 | 0 | 0 | 0 | 0 | 0 | 0 | 0 | 0 | 5000000 | scaled
954-423F | 0 | 0 | 0 | 0 | 0% | 0% | 0% | 0 | 0 | 0 | 0 | 0 | 0 | 0 | 0 | 954 | 0 | 0 | 0 | 0 | 0 | 0 | 0 | 0 | 0 | 0 | 0 | 0 | 0 | 0 | 0 | 0 | 0 | 0 |  | 3916 | 954-423F | 0 | 0 | 0 | 0 | 0 | 0 | 0 | 0 | 0 | 0 | 0 | 0 | 0 | 0 | 0 | 0 | 0 | 0 | 0 | 0 | 0 | 0 | 0 | 0 | 0 | 0 | 0 | 0 | 0 | 0 | 0 | 0 | 0 | 0 | 0 | 0 | 0 | 0 | 0 | 0 | 0 | 0 | 0 | 0 | 0 | 0 | 0 | 5000000 | scaled
954-424 | 0 | 0 | 0 | 0 | 0% | 0% | 0% | 0 | 0 | 0 | 0 | 0 | 0 | 0 | 0 | 954 | 0 | 0 | 0 | 0 | 0 | 0 | 0 | 0 | 0 | 0 | 0 | 0 | 0 | 0 | 0 | 0 | 0 | 0 |  | 3917 | 954-424 | 0 | 0 | 0 | 0 | 0 | 0 | 0 | 0 | 0 | 0 | 0 | 0 | 0 | 0 | 0 | 0 | 0 | 0 | 0 | 0 | 0 | 0 | 0 | 0 | 0 | 0 | 0 | 0 | 0 | 0 | 0 | 0 | 0 | 0 | 0 | 0 | 0 | 0 | 0 | 0 | 0 | 0 | 0 | 0 | 0 | 0 | 0 | 5000000 | scaled
954-425 | 0 | 0 | 0 | 0 | 0% | 0% | 0% | 0 | 0 | 0 | 0 | 0 | 0 | 0 | 0 | 954 | 0 | 0 | 0 | 0 | 0 | 0 | 0 | 0 | 0 | 0 | 0 | 0 | 0 | 0 | 0 | 0 | 0 | 0 |  | 3918 | 954-425 | 0 | 0 | 0 | 0 | 0 | 0 | 0 | 0 | 0 | 0 | 0 | 0 | 0 | 0 | 0 | 0 | 0 | 0 | 0 | 0 | 0 | 0 | 0 | 0 | 0 | 0 | 0 | 0 | 0 | 0 | 0 | 0 | 0 | 0 | 0 | 0 | 0 | 0 | 0 | 0 | 0 | 0 | 0 | 0 | 0 | 0 | 0 | 5000000 | scaled
954-427 | 0 | 0 | 0 | 0 | 0% | 0% | 0% | 0 | 0 | 0 | 0 | 0 | 0 | 0 | 0 | 954 | 0 | 0 | 0 | 0 | 0 | 0 | 0 | 0 | 0 | 0 | 0 | 0 | 0 | 0 | 0 | 0 | 0 | 0 |  | 3919 | 954-427 | 0 | 0 | 0 | 0 | 0 | 0 | 0 | 0 | 0 | 0 | 0 | 0 | 0 | 0 | 0 | 0 | 0 | 0 | 0 | 0 | 0 | 0 | 0 | 0 | 0 | 0 | 0 | 0 | 0 | 0 | 0 | 0 | 0 | 0 | 0 | 0 | 0 | 0 | 0 | 0 | 0 | 0 | 0 | 0 | 0 | 0 | 0 | 5000000 | scaled
955-12 | 0 | 0 | 0 | 0 | 0% | 0% | 0% | 0 | 0 | 0 | 0 | 0 | 0 | 0 | 0 | 955 | 0 | 0 | 0 | 0 | 0 | 0 | 0 | 0 | 0 | 0 | 0 | 0 | 0 | 0 | 0 | 0 | 0 | 0 |  | 3920 | 955-12 | 0 | 0 | 0 | 0 | 0 | 0 | 0 | 0 | 0 | 0 | 0 | 0 | 0 | 0 | 0 | 0 | 0 | 0 | 0 | 0 | 0 | 0 | 0 | 0 | 0 | 0 | 0 | 0 | 0 | 0 | 0 | 0 | 0 | 0 | 0 | 0 | 0 | 0 | 0 | 0 | 0 | 0 | 0 | 0 | 0 | 0 | 0 | 5000000 | scaled
955-13 | 0 | 0 | 0 | 0 | 0% | 0% | 0% | 0 | 0 | 0 | 0 | 0 | 0 | 0 | 0 | 955 | 0 | 0 | 0 | 0 | 0 | 0 | 0 | 0 | 0 | 0 | 0 | 0 | 0 | 0 | 0 | 0 | 0 | 0 |  | 3921 | 955-13 | 0 | 0 | 0 | 0 | 0 | 0 | 0 | 0 | 0 | 0 | 0 | 0 | 0 | 0 | 0 | 0 | 0 | 0 | 0 | 0 | 0 | 0 | 0 | 0 | 0 | 0 | 0 | 0 | 0 | 0 | 0 | 0 | 0 | 0 | 0 | 0 | 0 | 0 | 0 | 0 | 0 | 0 | 0 | 0 | 0 | 0 | 0 | 5000000 | scaled
955-2 | 0 | 0 | 0 | 0 | 0% | 0% | 0% | 0 | 0 | 0 | 0 | 0 | 0 | 0 | 0 | 955 | 0 | 0 | 0 | 0 | 0 | 0 | 0 | 0 | 0 | 0 | 0 | 0 | 0 | 0 | 0 | 0 | 0 | 0 |  | 3922 | 955-2 | 0 | 0 | 0 | 0 | 0 | 0 | 0 | 0 | 0 | 0 | 0 | 0 | 0 | 0 | 0 | 0 | 0 | 0 | 0 | 0 | 0 | 0 | 0 | 0 | 0 | 0 | 0 | 0 | 0 | 0 | 0 | 0 | 0 | 0 | 0 | 0 | 0 | 0 | 0 | 0 | 0 | 0 | 0 | 0 | 0 | 0 | 0 | 5000000 | scaled
955-3 | 0 | 0 | 0 | 0 | 0% | 0% | 0% | 0 | 0 | 0 | 0 | 0 | 0 | 0 | 0 | 955 | 0 | 0 | 0 | 0 | 0 | 0 | 0 | 0 | 0 | 0 | 0 | 0 | 0 | 0 | 0 | 0 | 0 | 0 |  | 3923 | 955-3 | 0 | 0 | 0 | 0 | 0 | 0 | 0 | 0 | 0 | 0 | 0 | 0 | 0 | 0 | 0 | 0 | 0 | 0 | 0 | 0 | 0 | 0 | 0 | 0 | 0 | 0 | 0 | 0 | 0 | 0 | 0 | 0 | 0 | 0 | 0 | 0 | 0 | 0 | 0 | 0 | 0 | 0 | 0 | 0 | 0 | 0 | 0 | 5000000 | scaled
956-394F | 0 | 0 | 0 | 0 | 0% | 0% | 0% | 0 | 0 | 0 | 0 | 0 | 0 | 0 | 0 | 956 | 0 | 0 | 0 | 0 | 0 | 0 | 0 | 0 | 0 | 0 | 0 | 0 | 0 | 0 | 0 | 0 | 0 | 0 |  | 3924 | 956-394F | 0 | 0 | 0 | 0 | 0 | 0 | 0 | 0 | 0 | 0 | 0 | 0 | 0 | 0 | 0 | 0 | 0 | 0 | 0 | 0 | 0 | 0 | 0 | 0 | 0 | 0 | 0 | 0 | 0 | 0 | 0 | 0 | 0 | 0 | 0 | 0 | 0 | 0 | 0 | 0 | 0 | 0 | 0 | 0 | 0 | 0 | 0 | 5000000 | scaled
956-395 | 0 | 0 | 0 | 0 | 0% | 0% | 0% | 0 | 0 | 0 | 0 | 0 | 0 | 0 | 0 | 956 | 0 | 0 | 0 | 0 | 0 | 0 | 0 | 0 | 0 | 0 | 0 | 0 | 0 | 0 | 0 | 0 | 0 | 0 |  | 3925 | 956-395 | 0 | 0 | 0 | 0 | 0 | 0 | 0 | 0 | 0 | 0 | 0 | 0 | 0 | 0 | 0 | 0 | 0 | 0 | 0 | 0 | 0 | 0 | 0 | 0 | 0 | 0 | 0 | 0 | 0 | 0 | 0 | 0 | 0 | 0 | 0 | 0 | 0 | 0 | 0 | 0 | 0 | 0 | 0 | 0 | 0 | 0 | 0 | 5000000 | scaled
956-396F | 0 | 0 | 0 | 0 | 0% | 0% | 0% | 0 | 0 | 0 | 0 | 0 | 0 | 0 | 0 | 956 | 0 | 0 | 0 | 0 | 0 | 0 | 0 | 0 | 0 | 0 | 0 | 0 | 0 | 0 | 0 | 0 | 0 | 0 |  | 3926 | 956-396F | 0 | 0 | 0 | 0 | 0 | 0 | 0 | 0 | 0 | 0 | 0 | 0 | 0 | 0 | 0 | 0 | 0 | 0 | 0 | 0 | 0 | 0 | 0 | 0 | 0 | 0 | 0 | 0 | 0 | 0 | 0 | 0 | 0 | 0 | 0 | 0 | 0 | 0 | 0 | 0 | 0 | 0 | 0 | 0 | 0 | 0 | 0 | 5000000 | scaled
956-397F | 0 | 0 | 0 | 0 | 0% | 0% | 0% | 0 | 0 | 0 | 0 | 0 | 0 | 0 | 0 | 956 | 0 | 0 | 0 | 0 | 0 | 0 | 0 | 0 | 0 | 0 | 0 | 0 | 0 | 0 | 0 | 0 | 0 | 0 |  | 3927 | 956-397F | 0 | 0 | 0 | 0 | 0 | 0 | 0 | 0 | 0 | 0 | 0 | 0 | 0 | 0 | 0 | 0 | 0 | 0 | 0 | 0 | 0 | 0 | 0 | 0 | 0 | 0 | 0 | 0 | 0 | 0 | 0 | 0 | 0 | 0 | 0 | 0 | 0 | 0 | 0 | 0 | 0 | 0 | 0 | 0 | 0 | 0 | 0 | 5000000 | scaled
956-401 | 0 | 0 | 0 | 0 | 0% | 0% | 0% | 0 | 0 | 0 | 0 | 0 | 0 | 0 | 0 | 956 | 0 | 0 | 0 | 0 | 0 | 0 | 0 | 0 | 0 | 0 | 0 | 0 | 0 | 0 | 0 | 0 | 0 | 0 |  | 3928 | 956-401 | 0 | 0 | 0 | 0 | 0 | 0 | 0 | 0 | 0 | 0 | 0 | 0 | 0 | 0 | 0 | 0 | 0 | 0 | 0 | 0 | 0 | 0 | 0 | 0 | 0 | 0 | 0 | 0 | 0 | 0 | 0 | 0 | 0 | 0 | 0 | 0 | 0 | 0 | 0 | 0 | 0 | 0 | 0 | 0 | 0 | 0 | 0 | 5000000 | scaled
956-402 | 0 | 0 | 0 | 0 | 0% | 0% | 0% | 0 | 0 | 0 | 0 | 0 | 0 | 0 | 0 | 956 | 0 | 0 | 0 | 0 | 0 | 0 | 0 | 0 | 0 | 0 | 0 | 0 | 0 | 0 | 0 | 0 | 0 | 0 |  | 3929 | 956-402 | 0 | 0 | 0 | 0 | 0 | 0 | 0 | 0 | 0 | 0 | 0 | 0 | 0 | 0 | 0 | 0 | 0 | 0 | 0 | 0 | 0 | 0 | 0 | 0 | 0 | 0 | 0 | 0 | 0 | 0 | 0 | 0 | 0 | 0 | 0 | 0 | 0 | 0 | 0 | 0 | 0 | 0 | 0 | 0 | 0 | 0 | 0 | 5000000 | scaled
957-178 | 0 | 0 | 0 | 0 | 0% | 0% | 0% | 0 | 0 | 0 | 0 | 0 | 0 | 0 | 0 | 957 | 0 | 0 | 0 | 0 | 0 | 0 | 0 | 0 | 0 | 0 | 0 | 0 | 0 | 0 | 0 | 0 | 0 | 0 |  | 3930 | 957-178 | 0 | 0 | 0 | 0 | 0 | 0 | 0 | 0 | 0 | 0 | 0 | 0 | 0 | 0 | 0 | 0 | 0 | 0 | 0 | 0 | 0 | 0 | 0 | 0 | 0 | 0 | 0 | 0 | 0 | 0 | 0 | 0 | 0 | 0 | 0 | 0 | 0 | 0 | 0 | 0 | 0 | 0 | 0 | 0 | 0 | 0 | 0 | 5000000 | scaled
957-189 | 0 | 0 | 0 | 0 | 0% | 0% | 0% | 0 | 0 | 0 | 0 | 0 | 0 | 0 | 0 | 957 | 0 | 0 | 0 | 0 | 0 | 0 | 0 | 0 | 0 | 0 | 0 | 0 | 0 | 0 | 0 | 0 | 0 | 0 |  | 3931 | 957-189 | 0 | 0 | 0 | 0 | 0 | 0 | 0 | 0 | 0 | 0 | 0 | 0 | 0 | 0 | 0 | 0 | 0 | 0 | 0 | 0 | 0 | 0 | 0 | 0 | 0 | 0 | 0 | 0 | 0 | 0 | 0 | 0 | 0 | 0 | 0 | 0 | 0 | 0 | 0 | 0 | 0 | 0 | 0 | 0 | 0 | 0 | 0 | 5000000 | scaled
957-190 | 0 | 0 | 0 | 0 | 0% | 0% | 0% | 0 | 0 | 0 | 0 | 0 | 0 | 0 | 0 | 957 | 0 | 0 | 0 | 0 | 0 | 0 | 0 | 0 | 0 | 0 | 0 | 0 | 0 | 0 | 0 | 0 | 0 | 0 |  | 3932 | 957-190 | 0 | 0 | 0 | 0 | 0 | 0 | 0 | 0 | 0 | 0 | 0 | 0 | 0 | 0 | 0 | 0 | 0 | 0 | 0 | 0 | 0 | 0 | 0 | 0 | 0 | 0 | 0 | 0 | 0 | 0 | 0 | 0 | 0 | 0 | 0 | 0 | 0 | 0 | 0 | 0 | 0 | 0 | 0 | 0 | 0 | 0 | 0 | 5000000 | scaled
957-491 | 0 | 0 | 0 | 0 | 0% | 0% | 0% | 0 | 0 | 0 | 0 | 0 | 0 | 0 | 0 | 957 | 0 | 0 | 0 | 0 | 0 | 0 | 0 | 0 | 0 | 0 | 0 | 0 | 0 | 0 | 0 | 0 | 0 | 0 |  | 3933 | 957-491 | 0 | 0 | 0 | 0 | 0 | 0 | 0 | 0 | 0 | 0 | 0 | 0 | 0 | 0 | 0 | 0 | 0 | 0 | 0 | 0 | 0 | 0 | 0 | 0 | 0 | 0 | 0 | 0 | 0 | 0 | 0 | 0 | 0 | 0 | 0 | 0 | 0 | 0 | 0 | 0 | 0 | 0 | 0 | 0 | 0 | 0 | 0 | 5000000 | scaled
957-492 | 0 | 0 | 0 | 0 | 0% | 0% | 0% | 0 | 0 | 0 | 0 | 0 | 0 | 0 | 0 | 957 | 0 | 0 | 0 | 0 | 0 | 0 | 0 | 0 | 0 | 0 | 0 | 0 | 0 | 0 | 0 | 0 | 0 | 0 |  | 3934 | 957-492 | 0 | 0 | 0 | 0 | 0 | 0 | 0 | 0 | 0 | 0 | 0 | 0 | 0 | 0 | 0 | 0 | 0 | 0 | 0 | 0 | 0 | 0 | 0 | 0 | 0 | 0 | 0 | 0 | 0 | 0 | 0 | 0 | 0 | 0 | 0 | 0 | 0 | 0 | 0 | 0 | 0 | 0 | 0 | 0 | 0 | 0 | 0 | 5000000 | scaled
957-493 | 2096.1638 | 1725.1551 | 0 | 371.0087 | 82.3% | 0% | 17.7% | 776.4455 | 1701.6315 | 106.7443 | 105.3839 | 564.3173 | 226.3663 | 279.0191 | 1196.2462 | 957 | 0.001752 | 0.0012526 | 0.0005668 | 1196440.5433 | 228.9039 | 322.1824 | 1545.0776 | 130652.8849 | 183894.062 | 881893.5965 | 1053583.1769 | 144844.7188 | 142998.7114 | 765739.7467 | 696069.6759 | 92597.4187 | 114135.5799 | 489336.6773 |  | 3935 | 957-493 | 2096.1638 | 1319.7183 | 394.5323 | 1725.1551 | 948.7096 | 23.5236 | 0 | 0 | 0 | 371.0087 | 228.9039 | 122.1595 | 2.5376 | 1208.0507 | 121.8803 | 2.2584 | 0 | 0 | 0 | 0.27917 | 1545.0776 | 980.7603 | 348.8314 | 1208.0507 | 643.7334 | 11.8045 | 0 | 0 | 0 | 337.0268 | 322.1824 | 216.7985 | 43.1633 | 288.4797 | 183.0958 | 9.4607 | 0 | 0 | 0 | 33.7027 | 0.0012228 | 0.0007234 | 3.76e-05 | 0 | 0 | 0 | 0.0005292 | 5000000 | scaled
958-17 | 0 | 0 | 0 | 0 | 0% | 0% | 0% | 0 | 0 | 0 | 0 | 0 | 0 | 0 | 0 | 958 | 0 | 0 | 0 | 0 | 0 | 0 | 0 | 0 | 0 | 0 | 0 | 0 | 0 | 0 | 0 | 0 | 0 | 0 |  | 3936 | 958-17 | 0 | 0 | 0 | 0 | 0 | 0 | 0 | 0 | 0 | 0 | 0 | 0 | 0 | 0 | 0 | 0 | 0 | 0 | 0 | 0 | 0 | 0 | 0 | 0 | 0 | 0 | 0 | 0 | 0 | 0 | 0 | 0 | 0 | 0 | 0 | 0 | 0 | 0 | 0 | 0 | 0 | 0 | 0 | 0 | 0 | 0 | 0 | 5000000 | scaled
958-19F | 0 | 0 | 0 | 0 | 0% | 0% | 0% | 0 | 0 | 0 | 0 | 0 | 0 | 0 | 0 | 958 | 0 | 0 | 0 | 0 | 0 | 0 | 0 | 0 | 0 | 0 | 0 | 0 | 0 | 0 | 0 | 0 | 0 | 0 |  | 3937 | 958-19F | 0 | 0 | 0 | 0 | 0 | 0 | 0 | 0 | 0 | 0 | 0 | 0 | 0 | 0 | 0 | 0 | 0 | 0 | 0 | 0 | 0 | 0 | 0 | 0 | 0 | 0 | 0 | 0 | 0 | 0 | 0 | 0 | 0 | 0 | 0 | 0 | 0 | 0 | 0 | 0 | 0 | 0 | 0 | 0 | 0 | 0 | 0 | 5000000 | scaled
958-20F | 0 | 0 | 0 | 0 | 0% | 0% | 0% | 0 | 0 | 0 | 0 | 0 | 0 | 0 | 0 | 958 | 0 | 0 | 0 | 0 | 0 | 0 | 0 | 0 | 0 | 0 | 0 | 0 | 0 | 0 | 0 | 0 | 0 | 0 |  | 3938 | 958-20F | 0 | 0 | 0 | 0 | 0 | 0 | 0 | 0 | 0 | 0 | 0 | 0 | 0 | 0 | 0 | 0 | 0 | 0 | 0 | 0 | 0 | 0 | 0 | 0 | 0 | 0 | 0 | 0 | 0 | 0 | 0 | 0 | 0 | 0 | 0 | 0 | 0 | 0 | 0 | 0 | 0 | 0 | 0 | 0 | 0 | 0 | 0 | 5000000 | scaled
958-21 | 0 | 0 | 0 | 0 | 0% | 0% | 0% | 0 | 0 | 0 | 0 | 0 | 0 | 0 | 0 | 958 | 0 | 0 | 0 | 0 | 0 | 0 | 0 | 0 | 0 | 0 | 0 | 0 | 0 | 0 | 0 | 0 | 0 | 0 |  | 3939 | 958-21 | 0 | 0 | 0 | 0 | 0 | 0 | 0 | 0 | 0 | 0 | 0 | 0 | 0 | 0 | 0 | 0 | 0 | 0 | 0 | 0 | 0 | 0 | 0 | 0 | 0 | 0 | 0 | 0 | 0 | 0 | 0 | 0 | 0 | 0 | 0 | 0 | 0 | 0 | 0 | 0 | 0 | 0 | 0 | 0 | 0 | 0 | 0 | 5000000 | scaled
958-22F | 0 | 0 | 0 | 0 | 0% | 0% | 0% | 0 | 0 | 0 | 0 | 0 | 0 | 0 | 0 | 958 | 0 | 0 | 0 | 0 | 0 | 0 | 0 | 0 | 0 | 0 | 0 | 0 | 0 | 0 | 0 | 0 | 0 | 0 |  | 3940 | 958-22F | 0 | 0 | 0 | 0 | 0 | 0 | 0 | 0 | 0 | 0 | 0 | 0 | 0 | 0 | 0 | 0 | 0 | 0 | 0 | 0 | 0 | 0 | 0 | 0 | 0 | 0 | 0 | 0 | 0 | 0 | 0 | 0 | 0 | 0 | 0 | 0 | 0 | 0 | 0 | 0 | 0 | 0 | 0 | 0 | 0 | 0 | 0 | 5000000 | scaled
958-23F | 0 | 0 | 0 | 0 | 0% | 0% | 0% | 0 | 0 | 0 | 0 | 0 | 0 | 0 | 0 | 958 | 0 | 0 | 0 | 0 | 0 | 0 | 0 | 0 | 0 | 0 | 0 | 0 | 0 | 0 | 0 | 0 | 0 | 0 |  | 3941 | 958-23F | 0 | 0 | 0 | 0 | 0 | 0 | 0 | 0 | 0 | 0 | 0 | 0 | 0 | 0 | 0 | 0 | 0 | 0 | 0 | 0 | 0 | 0 | 0 | 0 | 0 | 0 | 0 | 0 | 0 | 0 | 0 | 0 | 0 | 0 | 0 | 0 | 0 | 0 | 0 | 0 | 0 | 0 | 0 | 0 | 0 | 0 | 0 | 5000000 | scaled
959-10 | 0 | 0 | 0 | 0 | 0% | 0% | 0% | 0 | 0 | 0 | 0 | 0 | 0 | 0 | 0 | 959 | 0 | 0 | 0 | 0 | 0 | 0 | 0 | 0 | 0 | 0 | 0 | 0 | 0 | 0 | 0 | 0 | 0 | 0 |  | 3942 | 959-10 | 0 | 0 | 0 | 0 | 0 | 0 | 0 | 0 | 0 | 0 | 0 | 0 | 0 | 0 | 0 | 0 | 0 | 0 | 0 | 0 | 0 | 0 | 0 | 0 | 0 | 0 | 0 | 0 | 0 | 0 | 0 | 0 | 0 | 0 | 0 | 0 | 0 | 0 | 0 | 0 | 0 | 0 | 0 | 0 | 0 | 0 | 0 | 5000000 | scaled
959-12F | 0 | 0 | 0 | 0 | 0% | 0% | 0% | 0 | 0 | 0 | 0 | 0 | 0 | 0 | 0 | 959 | 0 | 0 | 0 | 0 | 0 | 0 | 0 | 0 | 0 | 0 | 0 | 0 | 0 | 0 | 0 | 0 | 0 | 0 |  | 3943 | 959-12F | 0 | 0 | 0 | 0 | 0 | 0 | 0 | 0 | 0 | 0 | 0 | 0 | 0 | 0 | 0 | 0 | 0 | 0 | 0 | 0 | 0 | 0 | 0 | 0 | 0 | 0 | 0 | 0 | 0 | 0 | 0 | 0 | 0 | 0 | 0 | 0 | 0 | 0 | 0 | 0 | 0 | 0 | 0 | 0 | 0 | 0 | 0 | 5000000 | scaled
959-21 | 0 | 0 | 0 | 0 | 0% | 0% | 0% | 0 | 0 | 0 | 0 | 0 | 0 | 0 | 0 | 959 | 0 | 0 | 0 | 0 | 0 | 0 | 0 | 0 | 0 | 0 | 0 | 0 | 0 | 0 | 0 | 0 | 0 | 0 |  | 3944 | 959-21 | 0 | 0 | 0 | 0 | 0 | 0 | 0 | 0 | 0 | 0 | 0 | 0 | 0 | 0 | 0 | 0 | 0 | 0 | 0 | 0 | 0 | 0 | 0 | 0 | 0 | 0 | 0 | 0 | 0 | 0 | 0 | 0 | 0 | 0 | 0 | 0 | 0 | 0 | 0 | 0 | 0 | 0 | 0 | 0 | 0 | 0 | 0 | 5000000 | scaled
959-9F | 0 | 0 | 0 | 0 | 0% | 0% | 0% | 0 | 0 | 0 | 0 | 0 | 0 | 0 | 0 | 959 | 0 | 0 | 0 | 0 | 0 | 0 | 0 | 0 | 0 | 0 | 0 | 0 | 0 | 0 | 0 | 0 | 0 | 0 |  | 3945 | 959-9F | 0 | 0 | 0 | 0 | 0 | 0 | 0 | 0 | 0 | 0 | 0 | 0 | 0 | 0 | 0 | 0 | 0 | 0 | 0 | 0 | 0 | 0 | 0 | 0 | 0 | 0 | 0 | 0 | 0 | 0 | 0 | 0 | 0 | 0 | 0 | 0 | 0 | 0 | 0 | 0 | 0 | 0 | 0 | 0 | 0 | 0 | 0 | 5000000 | scaled
96-14 | 160.4906 | 0 | 160.4906 | 0 | 0% | 100% | 0% | 25.5089 | 53.4149 | 0.016753 | 20.225 | 5.2672 | 0.035081 | 42.3505 | 11.0294 | 96 | 0.0050928 | 0.0050928 | 0.0050928 | 31513.24 | 0.1054 | 127.2464 | 33.1388 | 20.6965 | 24985.5435 | 6507 | 26504.4202 | 17.4069 | 21014.2576 | 5472.7557 | 21024.9149 | 13.8082 | 16669.7847 | 4341.322 |  | 3946 | 96-14 | 160.4906 | 134.9817 | 107.0757 | 0 | 0 | 0 | 160.4906 | 134.9817 | 107.0757 | 0 | 0.1054 | 0.08865 | 0.070322 | 0 | 0 | 0 | 0.1054 | 0.08865 | 0.070322 | 0 | 33.1388 | 27.8716 | 22.1095 | 0 | 0 | 0 | 33.1388 | 27.8716 | 22.1095 | 0 | 127.2464 | 107.0214 | 84.8959 | 0 | 0 | 0 | 127.2464 | 107.0214 | 84.8959 | 0 | 0 | 0 | 0 | 0.0050928 | 0.0050928 | 0.0050928 | 0 | 5000000 | scaled
96-47R | 553695.3131 | 488904.6047 | 59267.3526 | 5523.3559 | 88.3% | 10.7% | 0.9975% | 340854.8953 | 534747.0942 | 64391.3556 | 32703.3526 | 243760.1871 | 98090.5194 | 64111.788 | 372544.7868 | 96 | 0.034749 | 0.019065 | 0.0087098 | 15934228.3225 | 100035.5844 | 68503.8047 | 385155.924 | 2878821.2672 | 1971400.586 | 11084006.4692 | 11163817.7338 | 2108971.786 | 1071113.4633 | 7983732.4845 | 2175505.6304 | 399060.5644 | 260825.2709 | 1515619.7951 |  | 3947 | 96-47R | 553695.3131 | 212840.4179 | 18948.2189 | 488904.6047 | 174467.3461 | 9470.716 | 59267.3526 | 32849.7159 | 3954.147 | 5523.3559 | 100035.5844 | 35644.2289 | 1945.0651 | 375117.7266 | 35589.7306 | 1934.8492 | 90.8271 | 50.3421 | 6.0597 | 4.1561 | 385155.924 | 141395.7369 | 12611.1372 | 375117.7266 | 133595.4692 | 7258.7134 | 5020.7431 | 2782.8134 | 334.9695 | 5017.4543 | 68503.8047 | 35800.4521 | 4392.0167 | 13846.2768 | 5282.1463 | 277.1535 | 54155.7824 | 30016.5604 | 3613.1178 | 501.7454 | 0.02196 | 0.0084348 | 0.00044 | 0.0050212 | 0.0028628 | 0.0005022 | 0.0077676 | 5000000 | scaled
960-11F | 0 | 0 | 0 | 0 | 0% | 0% | 0% | 0 | 0 | 0 | 0 | 0 | 0 | 0 | 0 | 960 | 0 | 0 | 0 | 0 | 0 | 0 | 0 | 0 | 0 | 0 | 0 | 0 | 0 | 0 | 0 | 0 | 0 | 0 |  | 3948 | 960-11F | 0 | 0 | 0 | 0 | 0 | 0 | 0 | 0 | 0 | 0 | 0 | 0 | 0 | 0 | 0 | 0 | 0 | 0 | 0 | 0 | 0 | 0 | 0 | 0 | 0 | 0 | 0 | 0 | 0 | 0 | 0 | 0 | 0 | 0 | 0 | 0 | 0 | 0 | 0 | 0 | 0 | 0 | 0 | 0 | 0 | 0 | 0 | 5000000 | scaled
960-12 | 0 | 0 | 0 | 0 | 0% | 0% | 0% | 0 | 0 | 0 | 0 | 0 | 0 | 0 | 0 | 960 | 0 | 0 | 0 | 0 | 0 | 0 | 0 | 0 | 0 | 0 | 0 | 0 | 0 | 0 | 0 | 0 | 0 | 0 |  | 3949 | 960-12 | 0 | 0 | 0 | 0 | 0 | 0 | 0 | 0 | 0 | 0 | 0 | 0 | 0 | 0 | 0 | 0 | 0 | 0 | 0 | 0 | 0 | 0 | 0 | 0 | 0 | 0 | 0 | 0 | 0 | 0 | 0 | 0 | 0 | 0 | 0 | 0 | 0 | 0 | 0 | 0 | 0 | 0 | 0 | 0 | 0 | 0 | 0 | 5000000 | scaled
961-245 | 0 | 0 | 0 | 0 | 0% | 0% | 0% | 0 | 0 | 0 | 0 | 0 | 0 | 0 | 0 | 961 | 0 | 0 | 0 | 0 | 0 | 0 | 0 | 0 | 0 | 0 | 0 | 0 | 0 | 0 | 0 | 0 | 0 | 0 |  | 3950 | 961-245 | 0 | 0 | 0 | 0 | 0 | 0 | 0 | 0 | 0 | 0 | 0 | 0 | 0 | 0 | 0 | 0 | 0 | 0 | 0 | 0 | 0 | 0 | 0 | 0 | 0 | 0 | 0 | 0 | 0 | 0 | 0 | 0 | 0 | 0 | 0 | 0 | 0 | 0 | 0 | 0 | 0 | 0 | 0 | 0 | 0 | 0 | 0 | 5000000 | scaled
963-39 | 0 | 0 | 0 | 0 | 0% | 0% | 0% | 0 | 0 | 0 | 0 | 0 | 0 | 0 | 0 | 963 | 0 | 0 | 0 | 0 | 0 | 0 | 0 | 0 | 0 | 0 | 0 | 0 | 0 | 0 | 0 | 0 | 0 | 0 |  | 3951 | 963-39 | 0 | 0 | 0 | 0 | 0 | 0 | 0 | 0 | 0 | 0 | 0 | 0 | 0 | 0 | 0 | 0 | 0 | 0 | 0 | 0 | 0 | 0 | 0 | 0 | 0 | 0 | 0 | 0 | 0 | 0 | 0 | 0 | 0 | 0 | 0 | 0 | 0 | 0 | 0 | 0 | 0 | 0 | 0 | 0 | 0 | 0 | 0 | 5000000 | scaled
96-1039 | 0 | 0 | 0 | 0 | 0% | 0% | 0% | 0 | 0 | 0 | 0 | 0 | 0 | 0 | 0 | 96 | 0 | 0 | 0 | 0 | 0 | 0 | 0 | 0 | 0 | 0 | 0 | 0 | 0 | 0 | 0 | 0 | 0 | 0 |  | 3952 | 96-1039 | 0 | 0 | 0 | 0 | 0 | 0 | 0 | 0 | 0 | 0 | 0 | 0 | 0 | 0 | 0 | 0 | 0 | 0 | 0 | 0 | 0 | 0 | 0 | 0 | 0 | 0 | 0 | 0 | 0 | 0 | 0 | 0 | 0 | 0 | 0 | 0 | 0 | 0 | 0 | 0 | 0 | 0 | 0 | 0 | 0 | 0 | 0 | 5000000 | scaled
96-1040F | 0 | 0 | 0 | 0 | 0% | 0% | 0% | 0 | 0 | 0 | 0 | 0 | 0 | 0 | 0 | 96 | 0 | 0 | 0 | 0 | 0 | 0 | 0 | 0 | 0 | 0 | 0 | 0 | 0 | 0 | 0 | 0 | 0 | 0 |  | 3953 | 96-1040F | 0 | 0 | 0 | 0 | 0 | 0 | 0 | 0 | 0 | 0 | 0 | 0 | 0 | 0 | 0 | 0 | 0 | 0 | 0 | 0 | 0 | 0 | 0 | 0 | 0 | 0 | 0 | 0 | 0 | 0 | 0 | 0 | 0 | 0 | 0 | 0 | 0 | 0 | 0 | 0 | 0 | 0 | 0 | 0 | 0 | 0 | 0 | 5000000 | scaled
96-1041F | 5617.479 | 5456.8762 | 100.624 | 59.9787 | 97.14% | 1.791% | 1.068% | 3758.4088 | 4948.9295 | 498.9462 | 697.6416 | 2561.821 | 623.5065 | 1121.8334 | 3203.5896 | 96 | 0.005633 | 0.0031702 | 0.0006144 | 997244.6296 | 717.9992 | 1156.4517 | 3743.0281 | 127463.0279 | 205299.4275 | 664482.1743 | 586420.4675 | 77850.0437 | 108852.2604 | 399718.1635 | 1088133.9525 | 137091.999 | 246660.4091 | 704381.5444 |  | 3954 | 96-1041F | 5617.479 | 1859.0702 | 668.5495 | 5456.8762 | 1743.3642 | 601.8525 | 100.624 | 55.7272 | 6.7182 | 59.9787 | 717.9992 | 219.053 | 94.4927 | 3673.7666 | 218.5979 | 94.3981 | 0.74023 | 0.40995 | 0.049422 | 0.045132 | 3743.0281 | 1181.2071 | 539.4385 | 3673.7666 | 1118.5386 | 483.9668 | 14.7764 | 8.1834 | 0.98656 | 54.4851 | 1156.4517 | 458.8101 | 34.6183 | 1065.8957 | 406.2278 | 23.4875 | 85.1074 | 47.1338 | 5.6823 | 5.4485 | 0.0004288 | 0.0001644 | 8.6e-06 | 0.0051094 | 0.002911 | 0.000511 | 9.48e-05 | 5000000 | scaled
96-1042F | 26282.2943 | 0 | 26282.2943 | 0 | 0% | 100% | 0% | 4178.1315 | 8747.0062 | 5.0671 | 3837.5813 | 335.4831 | 10.6081 | 8034.0571 | 702.341 | 96 | 0.005094 | 0.005094 | 0.005094 | 5159460.9839 | 31.8743 | 24140.0827 | 2110.3372 | 6257.2334 | 4738924.7505 | 414279 | 4339254.5636 | 5262.5126 | 3985571.5383 | 348420.5127 | 3442341.5909 | 4174.7645 | 3161763.9547 | 276402.8716 |  | 3955 | 96-1042F | 26282.2943 | 22104.1627 | 17535.2881 | 0 | 0 | 0 | 26282.2943 | 22104.1627 | 17535.2881 | 0 | 31.8743 | 26.8072 | 21.2663 | 0 | 0 | 0 | 31.8743 | 26.8072 | 21.2663 | 0 | 2110.3372 | 1774.8541 | 1407.9962 | 0 | 0 | 0 | 2110.3372 | 1774.8541 | 1407.9962 | 0 | 24140.0827 | 20302.5014 | 16106.0256 | 0 | 0 | 0 | 24140.0827 | 20302.5014 | 16106.0256 | 0 | 0 | 0 | 0 | 0.005094 | 0.005094 | 0.005094 | 0 | 5000000 | scaled
960-13 | 0 | 0 | 0 | 0 | 0% | 0% | 0% | 0 | 0 | 0 | 0 | 0 | 0 | 0 | 0 | 960 | 0 | 0 | 0 | 0 | 0 | 0 | 0 | 0 | 0 | 0 | 0 | 0 | 0 | 0 | 0 | 0 | 0 | 0 |  | 3956 | 960-13 | 0 | 0 | 0 | 0 | 0 | 0 | 0 | 0 | 0 | 0 | 0 | 0 | 0 | 0 | 0 | 0 | 0 | 0 | 0 | 0 | 0 | 0 | 0 | 0 | 0 | 0 | 0 | 0 | 0 | 0 | 0 | 0 | 0 | 0 | 0 | 0 | 0 | 0 | 0 | 0 | 0 | 0 | 0 | 0 | 0 | 0 | 0 | 5000000 | scaled
960-35R | 0 | 0 | 0 | 0 | 0% | 0% | 0% | 0 | 0 | 0 | 0 | 0 | 0 | 0 | 0 | 960 | 0 | 0 | 0 | 0 | 0 | 0 | 0 | 0 | 0 | 0 | 0 | 0 | 0 | 0 | 0 | 0 | 0 | 0 |  | 3957 | 960-35R | 0 | 0 | 0 | 0 | 0 | 0 | 0 | 0 | 0 | 0 | 0 | 0 | 0 | 0 | 0 | 0 | 0 | 0 | 0 | 0 | 0 | 0 | 0 | 0 | 0 | 0 | 0 | 0 | 0 | 0 | 0 | 0 | 0 | 0 | 0 | 0 | 0 | 0 | 0 | 0 | 0 | 0 | 0 | 0 | 0 | 0 | 0 | 5000000 | scaled
961-242 | 0 | 0 | 0 | 0 | 0% | 0% | 0% | 0 | 0 | 0 | 0 | 0 | 0 | 0 | 0 | 961 | 0 | 0 | 0 | 0 | 0 | 0 | 0 | 0 | 0 | 0 | 0 | 0 | 0 | 0 | 0 | 0 | 0 | 0 |  | 3958 | 961-242 | 0 | 0 | 0 | 0 | 0 | 0 | 0 | 0 | 0 | 0 | 0 | 0 | 0 | 0 | 0 | 0 | 0 | 0 | 0 | 0 | 0 | 0 | 0 | 0 | 0 | 0 | 0 | 0 | 0 | 0 | 0 | 0 | 0 | 0 | 0 | 0 | 0 | 0 | 0 | 0 | 0 | 0 | 0 | 0 | 0 | 0 | 0 | 5000000 | scaled
961-244 | 0 | 0 | 0 | 0 | 0% | 0% | 0% | 0 | 0 | 0 | 0 | 0 | 0 | 0 | 0 | 961 | 0 | 0 | 0 | 0 | 0 | 0 | 0 | 0 | 0 | 0 | 0 | 0 | 0 | 0 | 0 | 0 | 0 | 0 |  | 3959 | 961-244 | 0 | 0 | 0 | 0 | 0 | 0 | 0 | 0 | 0 | 0 | 0 | 0 | 0 | 0 | 0 | 0 | 0 | 0 | 0 | 0 | 0 | 0 | 0 | 0 | 0 | 0 | 0 | 0 | 0 | 0 | 0 | 0 | 0 | 0 | 0 | 0 | 0 | 0 | 0 | 0 | 0 | 0 | 0 | 0 | 0 | 0 | 0 | 5000000 | scaled
961-246 | 0 | 0 | 0 | 0 | 0% | 0% | 0% | 0 | 0 | 0 | 0 | 0 | 0 | 0 | 0 | 961 | 0 | 0 | 0 | 0 | 0 | 0 | 0 | 0 | 0 | 0 | 0 | 0 | 0 | 0 | 0 | 0 | 0 | 0 |  | 3960 | 961-246 | 0 | 0 | 0 | 0 | 0 | 0 | 0 | 0 | 0 | 0 | 0 | 0 | 0 | 0 | 0 | 0 | 0 | 0 | 0 | 0 | 0 | 0 | 0 | 0 | 0 | 0 | 0 | 0 | 0 | 0 | 0 | 0 | 0 | 0 | 0 | 0 | 0 | 0 | 0 | 0 | 0 | 0 | 0 | 0 | 0 | 0 | 0 | 5000000 | scaled
961-70F | 0 | 0 | 0 | 0 | 0% | 0% | 0% | 0 | 0 | 0 | 0 | 0 | 0 | 0 | 0 | 961 | 0 | 0 | 0 | 0 | 0 | 0 | 0 | 0 | 0 | 0 | 0 | 0 | 0 | 0 | 0 | 0 | 0 | 0 |  | 3961 | 961-70F | 0 | 0 | 0 | 0 | 0 | 0 | 0 | 0 | 0 | 0 | 0 | 0 | 0 | 0 | 0 | 0 | 0 | 0 | 0 | 0 | 0 | 0 | 0 | 0 | 0 | 0 | 0 | 0 | 0 | 0 | 0 | 0 | 0 | 0 | 0 | 0 | 0 | 0 | 0 | 0 | 0 | 0 | 0 | 0 | 0 | 0 | 0 | 5000000 | scaled
961-71F | 0 | 0 | 0 | 0 | 0% | 0% | 0% | 0 | 0 | 0 | 0 | 0 | 0 | 0 | 0 | 961 | 0 | 0 | 0 | 0 | 0 | 0 | 0 | 0 | 0 | 0 | 0 | 0 | 0 | 0 | 0 | 0 | 0 | 0 |  | 3962 | 961-71F | 0 | 0 | 0 | 0 | 0 | 0 | 0 | 0 | 0 | 0 | 0 | 0 | 0 | 0 | 0 | 0 | 0 | 0 | 0 | 0 | 0 | 0 | 0 | 0 | 0 | 0 | 0 | 0 | 0 | 0 | 0 | 0 | 0 | 0 | 0 | 0 | 0 | 0 | 0 | 0 | 0 | 0 | 0 | 0 | 0 | 0 | 0 | 5000000 | scaled
961-73 | 0 | 0 | 0 | 0 | 0% | 0% | 0% | 0 | 0 | 0 | 0 | 0 | 0 | 0 | 0 | 961 | 0 | 0 | 0 | 0 | 0 | 0 | 0 | 0 | 0 | 0 | 0 | 0 | 0 | 0 | 0 | 0 | 0 | 0 |  | 3963 | 961-73 | 0 | 0 | 0 | 0 | 0 | 0 | 0 | 0 | 0 | 0 | 0 | 0 | 0 | 0 | 0 | 0 | 0 | 0 | 0 | 0 | 0 | 0 | 0 | 0 | 0 | 0 | 0 | 0 | 0 | 0 | 0 | 0 | 0 | 0 | 0 | 0 | 0 | 0 | 0 | 0 | 0 | 0 | 0 | 0 | 0 | 0 | 0 | 5000000 | scaled
962-106F | 0 | 0 | 0 | 0 | 0% | 0% | 0% | 0 | 0 | 0 | 0 | 0 | 0 | 0 | 0 | 962 | 0 | 0 | 0 | 0 | 0 | 0 | 0 | 0 | 0 | 0 | 0 | 0 | 0 | 0 | 0 | 0 | 0 | 0 |  | 3964 | 962-106F | 0 | 0 | 0 | 0 | 0 | 0 | 0 | 0 | 0 | 0 | 0 | 0 | 0 | 0 | 0 | 0 | 0 | 0 | 0 | 0 | 0 | 0 | 0 | 0 | 0 | 0 | 0 | 0 | 0 | 0 | 0 | 0 | 0 | 0 | 0 | 0 | 0 | 0 | 0 | 0 | 0 | 0 | 0 | 0 | 0 | 0 | 0 | 5000000 | scaled
962-107 | 0 | 0 | 0 | 0 | 0% | 0% | 0% | 0 | 0 | 0 | 0 | 0 | 0 | 0 | 0 | 962 | 0 | 0 | 0 | 0 | 0 | 0 | 0 | 0 | 0 | 0 | 0 | 0 | 0 | 0 | 0 | 0 | 0 | 0 |  | 3965 | 962-107 | 0 | 0 | 0 | 0 | 0 | 0 | 0 | 0 | 0 | 0 | 0 | 0 | 0 | 0 | 0 | 0 | 0 | 0 | 0 | 0 | 0 | 0 | 0 | 0 | 0 | 0 | 0 | 0 | 0 | 0 | 0 | 0 | 0 | 0 | 0 | 0 | 0 | 0 | 0 | 0 | 0 | 0 | 0 | 0 | 0 | 0 | 0 | 5000000 | scaled
962-108F | 0 | 0 | 0 | 0 | 0% | 0% | 0% | 0 | 0 | 0 | 0 | 0 | 0 | 0 | 0 | 962 | 0 | 0 | 0 | 0 | 0 | 0 | 0 | 0 | 0 | 0 | 0 | 0 | 0 | 0 | 0 | 0 | 0 | 0 |  | 3966 | 962-108F | 0 | 0 | 0 | 0 | 0 | 0 | 0 | 0 | 0 | 0 | 0 | 0 | 0 | 0 | 0 | 0 | 0 | 0 | 0 | 0 | 0 | 0 | 0 | 0 | 0 | 0 | 0 | 0 | 0 | 0 | 0 | 0 | 0 | 0 | 0 | 0 | 0 | 0 | 0 | 0 | 0 | 0 | 0 | 0 | 0 | 0 | 0 | 5000000 | scaled
962-109 | 0 | 0 | 0 | 0 | 0% | 0% | 0% | 0 | 0 | 0 | 0 | 0 | 0 | 0 | 0 | 962 | 0 | 0 | 0 | 0 | 0 | 0 | 0 | 0 | 0 | 0 | 0 | 0 | 0 | 0 | 0 | 0 | 0 | 0 |  | 3967 | 962-109 | 0 | 0 | 0 | 0 | 0 | 0 | 0 | 0 | 0 | 0 | 0 | 0 | 0 | 0 | 0 | 0 | 0 | 0 | 0 | 0 | 0 | 0 | 0 | 0 | 0 | 0 | 0 | 0 | 0 | 0 | 0 | 0 | 0 | 0 | 0 | 0 | 0 | 0 | 0 | 0 | 0 | 0 | 0 | 0 | 0 | 0 | 0 | 5000000 | scaled
962-110F | 0 | 0 | 0 | 0 | 0% | 0% | 0% | 0 | 0 | 0 | 0 | 0 | 0 | 0 | 0 | 962 | 0 | 0 | 0 | 0 | 0 | 0 | 0 | 0 | 0 | 0 | 0 | 0 | 0 | 0 | 0 | 0 | 0 | 0 |  | 3968 | 962-110F | 0 | 0 | 0 | 0 | 0 | 0 | 0 | 0 | 0 | 0 | 0 | 0 | 0 | 0 | 0 | 0 | 0 | 0 | 0 | 0 | 0 | 0 | 0 | 0 | 0 | 0 | 0 | 0 | 0 | 0 | 0 | 0 | 0 | 0 | 0 | 0 | 0 | 0 | 0 | 0 | 0 | 0 | 0 | 0 | 0 | 0 | 0 | 5000000 | scaled
962-111F | 0 | 0 | 0 | 0 | 0% | 0% | 0% | 0 | 0 | 0 | 0 | 0 | 0 | 0 | 0 | 962 | 0 | 0 | 0 | 0 | 0 | 0 | 0 | 0 | 0 | 0 | 0 | 0 | 0 | 0 | 0 | 0 | 0 | 0 |  | 3969 | 962-111F | 0 | 0 | 0 | 0 | 0 | 0 | 0 | 0 | 0 | 0 | 0 | 0 | 0 | 0 | 0 | 0 | 0 | 0 | 0 | 0 | 0 | 0 | 0 | 0 | 0 | 0 | 0 | 0 | 0 | 0 | 0 | 0 | 0 | 0 | 0 | 0 | 0 | 0 | 0 | 0 | 0 | 0 | 0 | 0 | 0 | 0 | 0 | 5000000 | scaled
962-253 | 0 | 0 | 0 | 0 | 0% | 0% | 0% | 0 | 0 | 0 | 0 | 0 | 0 | 0 | 0 | 962 | 0 | 0 | 0 | 0 | 0 | 0 | 0 | 0 | 0 | 0 | 0 | 0 | 0 | 0 | 0 | 0 | 0 | 0 |  | 3970 | 962-253 | 0 | 0 | 0 | 0 | 0 | 0 | 0 | 0 | 0 | 0 | 0 | 0 | 0 | 0 | 0 | 0 | 0 | 0 | 0 | 0 | 0 | 0 | 0 | 0 | 0 | 0 | 0 | 0 | 0 | 0 | 0 | 0 | 0 | 0 | 0 | 0 | 0 | 0 | 0 | 0 | 0 | 0 | 0 | 0 | 0 | 0 | 0 | 5000000 | scaled
962-254 | 0 | 0 | 0 | 0 | 0% | 0% | 0% | 0 | 0 | 0 | 0 | 0 | 0 | 0 | 0 | 962 | 0 | 0 | 0 | 0 | 0 | 0 | 0 | 0 | 0 | 0 | 0 | 0 | 0 | 0 | 0 | 0 | 0 | 0 |  | 3971 | 962-254 | 0 | 0 | 0 | 0 | 0 | 0 | 0 | 0 | 0 | 0 | 0 | 0 | 0 | 0 | 0 | 0 | 0 | 0 | 0 | 0 | 0 | 0 | 0 | 0 | 0 | 0 | 0 | 0 | 0 | 0 | 0 | 0 | 0 | 0 | 0 | 0 | 0 | 0 | 0 | 0 | 0 | 0 | 0 | 0 | 0 | 0 | 0 | 5000000 | scaled
962-264F | 0 | 0 | 0 | 0 | 0% | 0% | 0% | 0 | 0 | 0 | 0 | 0 | 0 | 0 | 0 | 962 | 0 | 0 | 0 | 0 | 0 | 0 | 0 | 0 | 0 | 0 | 0 | 0 | 0 | 0 | 0 | 0 | 0 | 0 |  | 3972 | 962-264F | 0 | 0 | 0 | 0 | 0 | 0 | 0 | 0 | 0 | 0 | 0 | 0 | 0 | 0 | 0 | 0 | 0 | 0 | 0 | 0 | 0 | 0 | 0 | 0 | 0 | 0 | 0 | 0 | 0 | 0 | 0 | 0 | 0 | 0 | 0 | 0 | 0 | 0 | 0 | 0 | 0 | 0 | 0 | 0 | 0 | 0 | 0 | 5000000 | scaled
962-276 | 0 | 0 | 0 | 0 | 0% | 0% | 0% | 0 | 0 | 0 | 0 | 0 | 0 | 0 | 0 | 962 | 0 | 0 | 0 | 0 | 0 | 0 | 0 | 0 | 0 | 0 | 0 | 0 | 0 | 0 | 0 | 0 | 0 | 0 |  | 3973 | 962-276 | 0 | 0 | 0 | 0 | 0 | 0 | 0 | 0 | 0 | 0 | 0 | 0 | 0 | 0 | 0 | 0 | 0 | 0 | 0 | 0 | 0 | 0 | 0 | 0 | 0 | 0 | 0 | 0 | 0 | 0 | 0 | 0 | 0 | 0 | 0 | 0 | 0 | 0 | 0 | 0 | 0 | 0 | 0 | 0 | 0 | 0 | 0 | 5000000 | scaled
962-277 | 0 | 0 | 0 | 0 | 0% | 0% | 0% | 0 | 0 | 0 | 0 | 0 | 0 | 0 | 0 | 962 | 0 | 0 | 0 | 0 | 0 | 0 | 0 | 0 | 0 | 0 | 0 | 0 | 0 | 0 | 0 | 0 | 0 | 0 |  | 3974 | 962-277 | 0 | 0 | 0 | 0 | 0 | 0 | 0 | 0 | 0 | 0 | 0 | 0 | 0 | 0 | 0 | 0 | 0 | 0 | 0 | 0 | 0 | 0 | 0 | 0 | 0 | 0 | 0 | 0 | 0 | 0 | 0 | 0 | 0 | 0 | 0 | 0 | 0 | 0 | 0 | 0 | 0 | 0 | 0 | 0 | 0 | 0 | 0 | 5000000 | scaled
962-278 | 0 | 0 | 0 | 0 | 0% | 0% | 0% | 0 | 0 | 0 | 0 | 0 | 0 | 0 | 0 | 962 | 0 | 0 | 0 | 0 | 0 | 0 | 0 | 0 | 0 | 0 | 0 | 0 | 0 | 0 | 0 | 0 | 0 | 0 |  | 3975 | 962-278 | 0 | 0 | 0 | 0 | 0 | 0 | 0 | 0 | 0 | 0 | 0 | 0 | 0 | 0 | 0 | 0 | 0 | 0 | 0 | 0 | 0 | 0 | 0 | 0 | 0 | 0 | 0 | 0 | 0 | 0 | 0 | 0 | 0 | 0 | 0 | 0 | 0 | 0 | 0 | 0 | 0 | 0 | 0 | 0 | 0 | 0 | 0 | 5000000 | scaled
962-279 | 0 | 0 | 0 | 0 | 0% | 0% | 0% | 0 | 0 | 0 | 0 | 0 | 0 | 0 | 0 | 962 | 0 | 0 | 0 | 0 | 0 | 0 | 0 | 0 | 0 | 0 | 0 | 0 | 0 | 0 | 0 | 0 | 0 | 0 |  | 3976 | 962-279 | 0 | 0 | 0 | 0 | 0 | 0 | 0 | 0 | 0 | 0 | 0 | 0 | 0 | 0 | 0 | 0 | 0 | 0 | 0 | 0 | 0 | 0 | 0 | 0 | 0 | 0 | 0 | 0 | 0 | 0 | 0 | 0 | 0 | 0 | 0 | 0 | 0 | 0 | 0 | 0 | 0 | 0 | 0 | 0 | 0 | 0 | 0 | 5000000 | scaled
962-280 | 0 | 0 | 0 | 0 | 0% | 0% | 0% | 0 | 0 | 0 | 0 | 0 | 0 | 0 | 0 | 962 | 0 | 0 | 0 | 0 | 0 | 0 | 0 | 0 | 0 | 0 | 0 | 0 | 0 | 0 | 0 | 0 | 0 | 0 |  | 3977 | 962-280 | 0 | 0 | 0 | 0 | 0 | 0 | 0 | 0 | 0 | 0 | 0 | 0 | 0 | 0 | 0 | 0 | 0 | 0 | 0 | 0 | 0 | 0 | 0 | 0 | 0 | 0 | 0 | 0 | 0 | 0 | 0 | 0 | 0 | 0 | 0 | 0 | 0 | 0 | 0 | 0 | 0 | 0 | 0 | 0 | 0 | 0 | 0 | 5000000 | scaled
962-41 | 0 | 0 | 0 | 0 | 0% | 0% | 0% | 0 | 0 | 0 | 0 | 0 | 0 | 0 | 0 | 962 | 0 | 0 | 0 | 0 | 0 | 0 | 0 | 0 | 0 | 0 | 0 | 0 | 0 | 0 | 0 | 0 | 0 | 0 |  | 3978 | 962-41 | 0 | 0 | 0 | 0 | 0 | 0 | 0 | 0 | 0 | 0 | 0 | 0 | 0 | 0 | 0 | 0 | 0 | 0 | 0 | 0 | 0 | 0 | 0 | 0 | 0 | 0 | 0 | 0 | 0 | 0 | 0 | 0 | 0 | 0 | 0 | 0 | 0 | 0 | 0 | 0 | 0 | 0 | 0 | 0 | 0 | 0 | 0 | 5000000 | scaled
962-42 | 0 | 0 | 0 | 0 | 0% | 0% | 0% | 0 | 0 | 0 | 0 | 0 | 0 | 0 | 0 | 962 | 0 | 0 | 0 | 0 | 0 | 0 | 0 | 0 | 0 | 0 | 0 | 0 | 0 | 0 | 0 | 0 | 0 | 0 |  | 3979 | 962-42 | 0 | 0 | 0 | 0 | 0 | 0 | 0 | 0 | 0 | 0 | 0 | 0 | 0 | 0 | 0 | 0 | 0 | 0 | 0 | 0 | 0 | 0 | 0 | 0 | 0 | 0 | 0 | 0 | 0 | 0 | 0 | 0 | 0 | 0 | 0 | 0 | 0 | 0 | 0 | 0 | 0 | 0 | 0 | 0 | 0 | 0 | 0 | 5000000 | scaled
963-26 | 0 | 0 | 0 | 0 | 0% | 0% | 0% | 0 | 0 | 0 | 0 | 0 | 0 | 0 | 0 | 963 | 0 | 0 | 0 | 0 | 0 | 0 | 0 | 0 | 0 | 0 | 0 | 0 | 0 | 0 | 0 | 0 | 0 | 0 |  | 3980 | 963-26 | 0 | 0 | 0 | 0 | 0 | 0 | 0 | 0 | 0 | 0 | 0 | 0 | 0 | 0 | 0 | 0 | 0 | 0 | 0 | 0 | 0 | 0 | 0 | 0 | 0 | 0 | 0 | 0 | 0 | 0 | 0 | 0 | 0 | 0 | 0 | 0 | 0 | 0 | 0 | 0 | 0 | 0 | 0 | 0 | 0 | 0 | 0 | 5000000 | scaled
963-28F | 0 | 0 | 0 | 0 | 0% | 0% | 0% | 0 | 0 | 0 | 0 | 0 | 0 | 0 | 0 | 963 | 0 | 0 | 0 | 0 | 0 | 0 | 0 | 0 | 0 | 0 | 0 | 0 | 0 | 0 | 0 | 0 | 0 | 0 |  | 3981 | 963-28F | 0 | 0 | 0 | 0 | 0 | 0 | 0 | 0 | 0 | 0 | 0 | 0 | 0 | 0 | 0 | 0 | 0 | 0 | 0 | 0 | 0 | 0 | 0 | 0 | 0 | 0 | 0 | 0 | 0 | 0 | 0 | 0 | 0 | 0 | 0 | 0 | 0 | 0 | 0 | 0 | 0 | 0 | 0 | 0 | 0 | 0 | 0 | 5000000 | scaled
963-29 | 0 | 0 | 0 | 0 | 0% | 0% | 0% | 0 | 0 | 0 | 0 | 0 | 0 | 0 | 0 | 963 | 0 | 0 | 0 | 0 | 0 | 0 | 0 | 0 | 0 | 0 | 0 | 0 | 0 | 0 | 0 | 0 | 0 | 0 |  | 3982 | 963-29 | 0 | 0 | 0 | 0 | 0 | 0 | 0 | 0 | 0 | 0 | 0 | 0 | 0 | 0 | 0 | 0 | 0 | 0 | 0 | 0 | 0 | 0 | 0 | 0 | 0 | 0 | 0 | 0 | 0 | 0 | 0 | 0 | 0 | 0 | 0 | 0 | 0 | 0 | 0 | 0 | 0 | 0 | 0 | 0 | 0 | 0 | 0 | 5000000 | scaled
963-34 | 0 | 0 | 0 | 0 | 0% | 0% | 0% | 0 | 0 | 0 | 0 | 0 | 0 | 0 | 0 | 963 | 0 | 0 | 0 | 0 | 0 | 0 | 0 | 0 | 0 | 0 | 0 | 0 | 0 | 0 | 0 | 0 | 0 | 0 |  | 3983 | 963-34 | 0 | 0 | 0 | 0 | 0 | 0 | 0 | 0 | 0 | 0 | 0 | 0 | 0 | 0 | 0 | 0 | 0 | 0 | 0 | 0 | 0 | 0 | 0 | 0 | 0 | 0 | 0 | 0 | 0 | 0 | 0 | 0 | 0 | 0 | 0 | 0 | 0 | 0 | 0 | 0 | 0 | 0 | 0 | 0 | 0 | 0 | 0 | 5000000 | scaled
963-35 | 30737.649 | 28949.201 | 0 | 1788.448 | 94.18% | 0% | 5.818% | 14749.1461 | 28129.9546 | 2162.3587 | 1144.7466 | 11442.0408 | 4076.6262 | 2512.0963 | 21541.2321 | 963 | 0.012897 | 0.0076434 | 0.0028022 | 2383280.7919 | 4196.4672 | 2750.509 | 23790.6729 | 325378.1582 | 213264.0384 | 1844638.5953 | 2091805.0813 | 306677.6136 | 162354.2586 | 1622773.2092 | 930588.2627 | 134861.9493 | 83104.5542 | 712621.7592 |  | 3984 | 963-35 | 30737.649 | 15988.503 | 2607.6944 | 28949.201 | 14200.0549 | 819.2464 | 0 | 0 | 0 | 1788.448 | 4196.4672 | 2034.1085 | 119.841 | 22166.0345 | 2032.7627 | 118.4952 | 0 | 0 | 0 | 1.3457 | 23790.6729 | 12348.6321 | 2249.4408 | 22166.0345 | 10723.9937 | 624.8024 | 0 | 0 | 0 | 1624.6384 | 2750.509 | 1605.7624 | 238.4126 | 2588.0451 | 1443.2986 | 75.9488 | 0 | 0 | 0 | 162.4638 | 0.010361 | 0.0051076 | 0.0002664 | 0 | 0 | 0 | 0.0025358 | 5000000 | scaled
963-36 | 0 | 0 | 0 | 0 | 0% | 0% | 0% | 0 | 0 | 0 | 0 | 0 | 0 | 0 | 0 | 963 | 0 | 0 | 0 | 0 | 0 | 0 | 0 | 0 | 0 | 0 | 0 | 0 | 0 | 0 | 0 | 0 | 0 | 0 |  | 3985 | 963-36 | 0 | 0 | 0 | 0 | 0 | 0 | 0 | 0 | 0 | 0 | 0 | 0 | 0 | 0 | 0 | 0 | 0 | 0 | 0 | 0 | 0 | 0 | 0 | 0 | 0 | 0 | 0 | 0 | 0 | 0 | 0 | 0 | 0 | 0 | 0 | 0 | 0 | 0 | 0 | 0 | 0 | 0 | 0 | 0 | 0 | 0 | 0 | 5000000 | scaled
967-79 | 0 | 0 | 0 | 0 | 0% | 0% | 0% | 0 | 0 | 0 | 0 | 0 | 0 | 0 | 0 | 967 | 0 | 0 | 0 | 0 | 0 | 0 | 0 | 0 | 0 | 0 | 0 | 0 | 0 | 0 | 0 | 0 | 0 | 0 |  | 3986 | 967-79 | 0 | 0 | 0 | 0 | 0 | 0 | 0 | 0 | 0 | 0 | 0 | 0 | 0 | 0 | 0 | 0 | 0 | 0 | 0 | 0 | 0 | 0 | 0 | 0 | 0 | 0 | 0 | 0 | 0 | 0 | 0 | 0 | 0 | 0 | 0 | 0 | 0 | 0 | 0 | 0 | 0 | 0 | 0 | 0 | 0 | 0 | 0 | 5000000 | scaled
967-80F | 0 | 0 | 0 | 0 | 0% | 0% | 0% | 0 | 0 | 0 | 0 | 0 | 0 | 0 | 0 | 967 | 0 | 0 | 0 | 0 | 0 | 0 | 0 | 0 | 0 | 0 | 0 | 0 | 0 | 0 | 0 | 0 | 0 | 0 |  | 3987 | 967-80F | 0 | 0 | 0 | 0 | 0 | 0 | 0 | 0 | 0 | 0 | 0 | 0 | 0 | 0 | 0 | 0 | 0 | 0 | 0 | 0 | 0 | 0 | 0 | 0 | 0 | 0 | 0 | 0 | 0 | 0 | 0 | 0 | 0 | 0 | 0 | 0 | 0 | 0 | 0 | 0 | 0 | 0 | 0 | 0 | 0 | 0 | 0 | 5000000 | scaled
967-81 | 0 | 0 | 0 | 0 | 0% | 0% | 0% | 0 | 0 | 0 | 0 | 0 | 0 | 0 | 0 | 967 | 0 | 0 | 0 | 0 | 0 | 0 | 0 | 0 | 0 | 0 | 0 | 0 | 0 | 0 | 0 | 0 | 0 | 0 |  | 3988 | 967-81 | 0 | 0 | 0 | 0 | 0 | 0 | 0 | 0 | 0 | 0 | 0 | 0 | 0 | 0 | 0 | 0 | 0 | 0 | 0 | 0 | 0 | 0 | 0 | 0 | 0 | 0 | 0 | 0 | 0 | 0 | 0 | 0 | 0 | 0 | 0 | 0 | 0 | 0 | 0 | 0 | 0 | 0 | 0 | 0 | 0 | 0 | 0 | 5000000 | scaled
968-125 | 0 | 0 | 0 | 0 | 0% | 0% | 0% | 0 | 0 | 0 | 0 | 0 | 0 | 0 | 0 | 968 | 0 | 0 | 0 | 0 | 0 | 0 | 0 | 0 | 0 | 0 | 0 | 0 | 0 | 0 | 0 | 0 | 0 | 0 |  | 3989 | 968-125 | 0 | 0 | 0 | 0 | 0 | 0 | 0 | 0 | 0 | 0 | 0 | 0 | 0 | 0 | 0 | 0 | 0 | 0 | 0 | 0 | 0 | 0 | 0 | 0 | 0 | 0 | 0 | 0 | 0 | 0 | 0 | 0 | 0 | 0 | 0 | 0 | 0 | 0 | 0 | 0 | 0 | 0 | 0 | 0 | 0 | 0 | 0 | 5000000 | scaled
968-126 | 0 | 0 | 0 | 0 | 0% | 0% | 0% | 0 | 0 | 0 | 0 | 0 | 0 | 0 | 0 | 968 | 0 | 0 | 0 | 0 | 0 | 0 | 0 | 0 | 0 | 0 | 0 | 0 | 0 | 0 | 0 | 0 | 0 | 0 |  | 3990 | 968-126 | 0 | 0 | 0 | 0 | 0 | 0 | 0 | 0 | 0 | 0 | 0 | 0 | 0 | 0 | 0 | 0 | 0 | 0 | 0 | 0 | 0 | 0 | 0 | 0 | 0 | 0 | 0 | 0 | 0 | 0 | 0 | 0 | 0 | 0 | 0 | 0 | 0 | 0 | 0 | 0 | 0 | 0 | 0 | 0 | 0 | 0 | 0 | 5000000 | scaled
968-128AE | 0 | 0 | 0 | 0 | 0% | 0% | 0% | 0 | 0 | 0 | 0 | 0 | 0 | 0 | 0 | 968 | 0 | 0 | 0 | 0 | 0 | 0 | 0 | 0 | 0 | 0 | 0 | 0 | 0 | 0 | 0 | 0 | 0 | 0 |  | 3991 | 968-128AE | 0 | 0 | 0 | 0 | 0 | 0 | 0 | 0 | 0 | 0 | 0 | 0 | 0 | 0 | 0 | 0 | 0 | 0 | 0 | 0 | 0 | 0 | 0 | 0 | 0 | 0 | 0 | 0 | 0 | 0 | 0 | 0 | 0 | 0 | 0 | 0 | 0 | 0 | 0 | 0 | 0 | 0 | 0 | 0 | 0 | 0 | 0 | 5000000 | scaled
968-133 | 0 | 0 | 0 | 0 | 0% | 0% | 0% | 0 | 0 | 0 | 0 | 0 | 0 | 0 | 0 | 968 | 0 | 0 | 0 | 0 | 0 | 0 | 0 | 0 | 0 | 0 | 0 | 0 | 0 | 0 | 0 | 0 | 0 | 0 |  | 3992 | 968-133 | 0 | 0 | 0 | 0 | 0 | 0 | 0 | 0 | 0 | 0 | 0 | 0 | 0 | 0 | 0 | 0 | 0 | 0 | 0 | 0 | 0 | 0 | 0 | 0 | 0 | 0 | 0 | 0 | 0 | 0 | 0 | 0 | 0 | 0 | 0 | 0 | 0 | 0 | 0 | 0 | 0 | 0 | 0 | 0 | 0 | 0 | 0 | 5000000 | scaled
968-134 | 0 | 0 | 0 | 0 | 0% | 0% | 0% | 0 | 0 | 0 | 0 | 0 | 0 | 0 | 0 | 968 | 0 | 0 | 0 | 0 | 0 | 0 | 0 | 0 | 0 | 0 | 0 | 0 | 0 | 0 | 0 | 0 | 0 | 0 |  | 3993 | 968-134 | 0 | 0 | 0 | 0 | 0 | 0 | 0 | 0 | 0 | 0 | 0 | 0 | 0 | 0 | 0 | 0 | 0 | 0 | 0 | 0 | 0 | 0 | 0 | 0 | 0 | 0 | 0 | 0 | 0 | 0 | 0 | 0 | 0 | 0 | 0 | 0 | 0 | 0 | 0 | 0 | 0 | 0 | 0 | 0 | 0 | 0 | 0 | 5000000 | scaled
968-158 | 0 | 0 | 0 | 0 | 0% | 0% | 0% | 0 | 0 | 0 | 0 | 0 | 0 | 0 | 0 | 968 | 0 | 0 | 0 | 0 | 0 | 0 | 0 | 0 | 0 | 0 | 0 | 0 | 0 | 0 | 0 | 0 | 0 | 0 |  | 3994 | 968-158 | 0 | 0 | 0 | 0 | 0 | 0 | 0 | 0 | 0 | 0 | 0 | 0 | 0 | 0 | 0 | 0 | 0 | 0 | 0 | 0 | 0 | 0 | 0 | 0 | 0 | 0 | 0 | 0 | 0 | 0 | 0 | 0 | 0 | 0 | 0 | 0 | 0 | 0 | 0 | 0 | 0 | 0 | 0 | 0 | 0 | 0 | 0 | 5000000 | scaled
968-159AE | 0 | 0 | 0 | 0 | 0% | 0% | 0% | 0 | 0 | 0 | 0 | 0 | 0 | 0 | 0 | 968 | 0 | 0 | 0 | 0 | 0 | 0 | 0 | 0 | 0 | 0 | 0 | 0 | 0 | 0 | 0 | 0 | 0 | 0 |  | 3995 | 968-159AE | 0 | 0 | 0 | 0 | 0 | 0 | 0 | 0 | 0 | 0 | 0 | 0 | 0 | 0 | 0 | 0 | 0 | 0 | 0 | 0 | 0 | 0 | 0 | 0 | 0 | 0 | 0 | 0 | 0 | 0 | 0 | 0 | 0 | 0 | 0 | 0 | 0 | 0 | 0 | 0 | 0 | 0 | 0 | 0 | 0 | 0 | 0 | 5000000 | scaled
968-464 | 0 | 0 | 0 | 0 | 0% | 0% | 0% | 0 | 0 | 0 | 0 | 0 | 0 | 0 | 0 | 968 | 0 | 0 | 0 | 0 | 0 | 0 | 0 | 0 | 0 | 0 | 0 | 0 | 0 | 0 | 0 | 0 | 0 | 0 |  | 3996 | 968-464 | 0 | 0 | 0 | 0 | 0 | 0 | 0 | 0 | 0 | 0 | 0 | 0 | 0 | 0 | 0 | 0 | 0 | 0 | 0 | 0 | 0 | 0 | 0 | 0 | 0 | 0 | 0 | 0 | 0 | 0 | 0 | 0 | 0 | 0 | 0 | 0 | 0 | 0 | 0 | 0 | 0 | 0 | 0 | 0 | 0 | 0 | 0 | 5000000 | scaled
968-465F | 0 | 0 | 0 | 0 | 0% | 0% | 0% | 0 | 0 | 0 | 0 | 0 | 0 | 0 | 0 | 968 | 0 | 0 | 0 | 0 | 0 | 0 | 0 | 0 | 0 | 0 | 0 | 0 | 0 | 0 | 0 | 0 | 0 | 0 |  | 3997 | 968-465F | 0 | 0 | 0 | 0 | 0 | 0 | 0 | 0 | 0 | 0 | 0 | 0 | 0 | 0 | 0 | 0 | 0 | 0 | 0 | 0 | 0 | 0 | 0 | 0 | 0 | 0 | 0 | 0 | 0 | 0 | 0 | 0 | 0 | 0 | 0 | 0 | 0 | 0 | 0 | 0 | 0 | 0 | 0 | 0 | 0 | 0 | 0 | 5000000 | scaled
968-466F | 0 | 0 | 0 | 0 | 0% | 0% | 0% | 0 | 0 | 0 | 0 | 0 | 0 | 0 | 0 | 968 | 0 | 0 | 0 | 0 | 0 | 0 | 0 | 0 | 0 | 0 | 0 | 0 | 0 | 0 | 0 | 0 | 0 | 0 |  | 3998 | 968-466F | 0 | 0 | 0 | 0 | 0 | 0 | 0 | 0 | 0 | 0 | 0 | 0 | 0 | 0 | 0 | 0 | 0 | 0 | 0 | 0 | 0 | 0 | 0 | 0 | 0 | 0 | 0 | 0 | 0 | 0 | 0 | 0 | 0 | 0 | 0 | 0 | 0 | 0 | 0 | 0 | 0 | 0 | 0 | 0 | 0 | 0 | 0 | 5000000 | scaled
968-467F | 0 | 0 | 0 | 0 | 0% | 0% | 0% | 0 | 0 | 0 | 0 | 0 | 0 | 0 | 0 | 968 | 0 | 0 | 0 | 0 | 0 | 0 | 0 | 0 | 0 | 0 | 0 | 0 | 0 | 0 | 0 | 0 | 0 | 0 |  | 3999 | 968-467F | 0 | 0 | 0 | 0 | 0 | 0 | 0 | 0 | 0 | 0 | 0 | 0 | 0 | 0 | 0 | 0 | 0 | 0 | 0 | 0 | 0 | 0 | 0 | 0 | 0 | 0 | 0 | 0 | 0 | 0 | 0 | 0 | 0 | 0 | 0 | 0 | 0 | 0 | 0 | 0 | 0 | 0 | 0 | 0 | 0 | 0 | 0 | 5000000 | scaled
968-475 | 0 | 0 | 0 | 0 | 0% | 0% | 0% | 0 | 0 | 0 | 0 | 0 | 0 | 0 | 0 | 968 | 0 | 0 | 0 | 0 | 0 | 0 | 0 | 0 | 0 | 0 | 0 | 0 | 0 | 0 | 0 | 0 | 0 | 0 |  | 4000 | 968-475 | 0 | 0 | 0 | 0 | 0 | 0 | 0 | 0 | 0 | 0 | 0 | 0 | 0 | 0 | 0 | 0 | 0 | 0 | 0 | 0 | 0 | 0 | 0 | 0 | 0 | 0 | 0 | 0 | 0 | 0 | 0 | 0 | 0 | 0 | 0 | 0 | 0 | 0 | 0 | 0 | 0 | 0 | 0 | 0 | 0 | 0 | 0 | 5000000 | scaled
968-476F | 62492.0214 | 60559.3536 | 483.0584 | 1449.6095 | 96.91% | 0.773% | 2.32% | 31844.7901 | 58335.0052 | 8398.9468 | 194.2345 | 23251.6088 | 15357.2996 | 401.658 | 42576.0476 | 968 | 0.015315 | 0.0095508 | 0.0027918 | 4080392.1224 | 16071.1263 | 559.9588 | 45860.9364 | 1049357.9118 | 36562.288 | 2994471.9226 | 3208865.3707 | 846326.4953 | 19572.1902 | 2342966.6853 | 1489009.3132 | 391997.2598 | 10252.3776 | 1086759.6757 |  | 4001 | 968-476F | 62492.0214 | 30647.2314 | 4157.0162 | 60559.3536 | 28929.8772 | 2675.1736 | 483.0584 | 267.7447 | 32.233 | 1449.6095 | 16071.1263 | 7672.1795 | 713.8266 | 44444.9072 | 7669.4371 | 712.537 | 2.9797 | 1.6516 | 0.19883 | 1.0908 | 45860.9364 | 22609.3276 | 3284.8888 | 44444.9072 | 21237.5122 | 1961.4347 | 99.194 | 54.9802 | 6.6189 | 1316.8352 | 559.9588 | 365.7243 | 158.3008 | 47.3906 | 22.9279 | 1.2019 | 380.8846 | 211.1129 | 25.4153 | 131.6835 | 0.008191 | 0.0046108 | 0.0002408 | 0.0050814 | 0.0028972 | 0.0005082 | 0.0020428 | 5000000 | scaled
968-477F | 0 | 0 | 0 | 0 | 0% | 0% | 0% | 0 | 0 | 0 | 0 | 0 | 0 | 0 | 0 | 968 | 0 | 0 | 0 | 0 | 0 | 0 | 0 | 0 | 0 | 0 | 0 | 0 | 0 | 0 | 0 | 0 | 0 | 0 |  | 4002 | 968-477F | 0 | 0 | 0 | 0 | 0 | 0 | 0 | 0 | 0 | 0 | 0 | 0 | 0 | 0 | 0 | 0 | 0 | 0 | 0 | 0 | 0 | 0 | 0 | 0 | 0 | 0 | 0 | 0 | 0 | 0 | 0 | 0 | 0 | 0 | 0 | 0 | 0 | 0 | 0 | 0 | 0 | 0 | 0 | 0 | 0 | 0 | 0 | 5000000 | scaled
968-478F | 0 | 0 | 0 | 0 | 0% | 0% | 0% | 0 | 0 | 0 | 0 | 0 | 0 | 0 | 0 | 968 | 0 | 0 | 0 | 0 | 0 | 0 | 0 | 0 | 0 | 0 | 0 | 0 | 0 | 0 | 0 | 0 | 0 | 0 |  | 4003 | 968-478F | 0 | 0 | 0 | 0 | 0 | 0 | 0 | 0 | 0 | 0 | 0 | 0 | 0 | 0 | 0 | 0 | 0 | 0 | 0 | 0 | 0 | 0 | 0 | 0 | 0 | 0 | 0 | 0 | 0 | 0 | 0 | 0 | 0 | 0 | 0 | 0 | 0 | 0 | 0 | 0 | 0 | 0 | 0 | 0 | 0 | 0 | 0 | 5000000 | scaled
968-499F | 0 | 0 | 0 | 0 | 0% | 0% | 0% | 0 | 0 | 0 | 0 | 0 | 0 | 0 | 0 | 968 | 0 | 0 | 0 | 0 | 0 | 0 | 0 | 0 | 0 | 0 | 0 | 0 | 0 | 0 | 0 | 0 | 0 | 0 |  | 4004 | 968-499F | 0 | 0 | 0 | 0 | 0 | 0 | 0 | 0 | 0 | 0 | 0 | 0 | 0 | 0 | 0 | 0 | 0 | 0 | 0 | 0 | 0 | 0 | 0 | 0 | 0 | 0 | 0 | 0 | 0 | 0 | 0 | 0 | 0 | 0 | 0 | 0 | 0 | 0 | 0 | 0 | 0 | 0 | 0 | 0 | 0 | 0 | 0 | 5000000 | scaled
968-500 | 0 | 0 | 0 | 0 | 0% | 0% | 0% | 0 | 0 | 0 | 0 | 0 | 0 | 0 | 0 | 968 | 0 | 0 | 0 | 0 | 0 | 0 | 0 | 0 | 0 | 0 | 0 | 0 | 0 | 0 | 0 | 0 | 0 | 0 |  | 4005 | 968-500 | 0 | 0 | 0 | 0 | 0 | 0 | 0 | 0 | 0 | 0 | 0 | 0 | 0 | 0 | 0 | 0 | 0 | 0 | 0 | 0 | 0 | 0 | 0 | 0 | 0 | 0 | 0 | 0 | 0 | 0 | 0 | 0 | 0 | 0 | 0 | 0 | 0 | 0 | 0 | 0 | 0 | 0 | 0 | 0 | 0 | 0 | 0 | 5000000 | scaled
968-501F | 0 | 0 | 0 | 0 | 0% | 0% | 0% | 0 | 0 | 0 | 0 | 0 | 0 | 0 | 0 | 968 | 0 | 0 | 0 | 0 | 0 | 0 | 0 | 0 | 0 | 0 | 0 | 0 | 0 | 0 | 0 | 0 | 0 | 0 |  | 4006 | 968-501F | 0 | 0 | 0 | 0 | 0 | 0 | 0 | 0 | 0 | 0 | 0 | 0 | 0 | 0 | 0 | 0 | 0 | 0 | 0 | 0 | 0 | 0 | 0 | 0 | 0 | 0 | 0 | 0 | 0 | 0 | 0 | 0 | 0 | 0 | 0 | 0 | 0 | 0 | 0 | 0 | 0 | 0 | 0 | 0 | 0 | 0 | 0 | 5000000 | scaled
969-221AE | 0 | 0 | 0 | 0 | 0% | 0% | 0% | 0 | 0 | 0 | 0 | 0 | 0 | 0 | 0 | 969 | 0 | 0 | 0 | 0 | 0 | 0 | 0 | 0 | 0 | 0 | 0 | 0 | 0 | 0 | 0 | 0 | 0 | 0 |  | 4007 | 969-221AE | 0 | 0 | 0 | 0 | 0 | 0 | 0 | 0 | 0 | 0 | 0 | 0 | 0 | 0 | 0 | 0 | 0 | 0 | 0 | 0 | 0 | 0 | 0 | 0 | 0 | 0 | 0 | 0 | 0 | 0 | 0 | 0 | 0 | 0 | 0 | 0 | 0 | 0 | 0 | 0 | 0 | 0 | 0 | 0 | 0 | 0 | 0 | 5000000 | scaled
969-222 | 0 | 0 | 0 | 0 | 0% | 0% | 0% | 0 | 0 | 0 | 0 | 0 | 0 | 0 | 0 | 969 | 0 | 0 | 0 | 0 | 0 | 0 | 0 | 0 | 0 | 0 | 0 | 0 | 0 | 0 | 0 | 0 | 0 | 0 |  | 4008 | 969-222 | 0 | 0 | 0 | 0 | 0 | 0 | 0 | 0 | 0 | 0 | 0 | 0 | 0 | 0 | 0 | 0 | 0 | 0 | 0 | 0 | 0 | 0 | 0 | 0 | 0 | 0 | 0 | 0 | 0 | 0 | 0 | 0 | 0 | 0 | 0 | 0 | 0 | 0 | 0 | 0 | 0 | 0 | 0 | 0 | 0 | 0 | 0 | 5000000 | scaled
969-223 | 0 | 0 | 0 | 0 | 0% | 0% | 0% | 0 | 0 | 0 | 0 | 0 | 0 | 0 | 0 | 969 | 0 | 0 | 0 | 0 | 0 | 0 | 0 | 0 | 0 | 0 | 0 | 0 | 0 | 0 | 0 | 0 | 0 | 0 |  | 4009 | 969-223 | 0 | 0 | 0 | 0 | 0 | 0 | 0 | 0 | 0 | 0 | 0 | 0 | 0 | 0 | 0 | 0 | 0 | 0 | 0 | 0 | 0 | 0 | 0 | 0 | 0 | 0 | 0 | 0 | 0 | 0 | 0 | 0 | 0 | 0 | 0 | 0 | 0 | 0 | 0 | 0 | 0 | 0 | 0 | 0 | 0 | 0 | 0 | 5000000 | scaled
969-224 | 0 | 0 | 0 | 0 | 0% | 0% | 0% | 0 | 0 | 0 | 0 | 0 | 0 | 0 | 0 | 969 | 0 | 0 | 0 | 0 | 0 | 0 | 0 | 0 | 0 | 0 | 0 | 0 | 0 | 0 | 0 | 0 | 0 | 0 |  | 4010 | 969-224 | 0 | 0 | 0 | 0 | 0 | 0 | 0 | 0 | 0 | 0 | 0 | 0 | 0 | 0 | 0 | 0 | 0 | 0 | 0 | 0 | 0 | 0 | 0 | 0 | 0 | 0 | 0 | 0 | 0 | 0 | 0 | 0 | 0 | 0 | 0 | 0 | 0 | 0 | 0 | 0 | 0 | 0 | 0 | 0 | 0 | 0 | 0 | 5000000 | scaled
969-230 | 0 | 0 | 0 | 0 | 0% | 0% | 0% | 0 | 0 | 0 | 0 | 0 | 0 | 0 | 0 | 969 | 0 | 0 | 0 | 0 | 0 | 0 | 0 | 0 | 0 | 0 | 0 | 0 | 0 | 0 | 0 | 0 | 0 | 0 |  | 4011 | 969-230 | 0 | 0 | 0 | 0 | 0 | 0 | 0 | 0 | 0 | 0 | 0 | 0 | 0 | 0 | 0 | 0 | 0 | 0 | 0 | 0 | 0 | 0 | 0 | 0 | 0 | 0 | 0 | 0 | 0 | 0 | 0 | 0 | 0 | 0 | 0 | 0 | 0 | 0 | 0 | 0 | 0 | 0 | 0 | 0 | 0 | 0 | 0 | 5000000 | scaled
969-232F | 0 | 0 | 0 | 0 | 0% | 0% | 0% | 0 | 0 | 0 | 0 | 0 | 0 | 0 | 0 | 969 | 0 | 0 | 0 | 0 | 0 | 0 | 0 | 0 | 0 | 0 | 0 | 0 | 0 | 0 | 0 | 0 | 0 | 0 |  | 4012 | 969-232F | 0 | 0 | 0 | 0 | 0 | 0 | 0 | 0 | 0 | 0 | 0 | 0 | 0 | 0 | 0 | 0 | 0 | 0 | 0 | 0 | 0 | 0 | 0 | 0 | 0 | 0 | 0 | 0 | 0 | 0 | 0 | 0 | 0 | 0 | 0 | 0 | 0 | 0 | 0 | 0 | 0 | 0 | 0 | 0 | 0 | 0 | 0 | 5000000 | scaled
969-233F | 0 | 0 | 0 | 0 | 0% | 0% | 0% | 0 | 0 | 0 | 0 | 0 | 0 | 0 | 0 | 969 | 0 | 0 | 0 | 0 | 0 | 0 | 0 | 0 | 0 | 0 | 0 | 0 | 0 | 0 | 0 | 0 | 0 | 0 |  | 4013 | 969-233F | 0 | 0 | 0 | 0 | 0 | 0 | 0 | 0 | 0 | 0 | 0 | 0 | 0 | 0 | 0 | 0 | 0 | 0 | 0 | 0 | 0 | 0 | 0 | 0 | 0 | 0 | 0 | 0 | 0 | 0 | 0 | 0 | 0 | 0 | 0 | 0 | 0 | 0 | 0 | 0 | 0 | 0 | 0 | 0 | 0 | 0 | 0 | 5000000 | scaled
970-1341R | 12961613.4298 | 12917271.9445 | 41466.4897 | 2874.9955 | 99.66% | 0.3199% | 0.02218% | 5975600.7093 | 12571110.9621 | 1374042.5101 | 23702.4063 | 4577855.7928 | 2889008.6183 | 55238.1539 | 9626864.1899 | 970 | 0.12497 | 0.072394 | 0.015223 | 103720123.5989 | 2977450.9715 | 59635.4777 | 9924526.9807 | 23825859.6776 | 477209.0409 | 79417054.8804 | 96500152.2306 | 22189453.0527 | 382770.8585 | 73927928.3194 | 25652136.0895 | 5895202.2987 | 112716.8988 | 19644216.892 |  | 4014 | 970-1341R | 12961613.4298 | 6986012.7206 | 390502.4677 | 12917271.9445 | 6959780.6438 | 383899.1871 | 41466.4897 | 23357.0812 | 3728.285 | 2874.9955 | 2977450.9715 | 1603408.4614 | 88442.3532 | 9918290.3404 | 1603371.9703 | 88434.7104 | 60.943 | 34.3278 | 5.4794 | 2.1633 | 9924526.9807 | 5346671.1878 | 297662.7908 | 9918290.3404 | 5342017.6607 | 294725.2008 | 3624.9747 | 2041.8615 | 325.9244 | 2611.6656 | 59635.4777 | 35933.0714 | 4397.3237 | 21593.7391 | 14391.0128 | 739.2759 | 37780.572 | 21280.892 | 3396.8812 | 261.1666 | 0.013534 | 0.0073122 | 0.000382 | 0.10732 | 0.060973 | 0.010732 | 0.0041086 | 5000000 | scaled
970-18AE | 588322.3354 | 0 | 588322.3354 | 0 | 0% | 100% | 0% | 28827.8281 | 60062.3716 | 40.532 | 26345.3817 | 2441.9144 | 84.4478 | 54890.2297 | 5087.6941 | 970 | 0.10513 | 0.10513 | 0.10513 | 5596375.5303 | 827.1821 | 537660.2233 | 49834.9301 | 7868.5126 | 5114455.6917 | 474051.3259 | 5322152.8091 | 7482.9551 | 4863847.0702 | 450822.7838 | 5025036.374 | 7065.2089 | 4592316.1777 | 425654.9874 |  | 4015 | 970-18AE | 588322.3354 | 559494.5073 | 528259.9638 | 0 | 0 | 0 | 588322.3354 | 559494.5073 | 528259.9638 | 0 | 827.1821 | 786.6501 | 742.7343 | 0 | 0 | 0 | 827.1821 | 786.6501 | 742.7343 | 0 | 49834.9301 | 47393.0156 | 44747.2359 | 0 | 0 | 0 | 49834.9301 | 47393.0156 | 44747.2359 | 0 | 537660.2233 | 511314.8416 | 482769.9936 | 0 | 0 | 0 | 537660.2233 | 511314.8416 | 482769.9936 | 0 | 0 | 0 | 0 | 0.10513 | 0.10513 | 0.10513 | 0 | 5000000 | scaled
970-3 | 0 | 0 | 0 | 0 | 0% | 0% | 0% | 0 | 0 | 0 | 0 | 0 | 0 | 0 | 0 | 970 | 0 | 0 | 0 | 0 | 0 | 0 | 0 | 0 | 0 | 0 | 0 | 0 | 0 | 0 | 0 | 0 | 0 | 0 |  | 4016 | 970-3 | 0 | 0 | 0 | 0 | 0 | 0 | 0 | 0 | 0 | 0 | 0 | 0 | 0 | 0 | 0 | 0 | 0 | 0 | 0 | 0 | 0 | 0 | 0 | 0 | 0 | 0 | 0 | 0 | 0 | 0 | 0 | 0 | 0 | 0 | 0 | 0 | 0 | 0 | 0 | 0 | 0 | 0 | 0 | 0 | 0 | 0 | 0 | 5000000 | scaled
970-4AE | 331307.3164 | 0 | 331307.3164 | 0 | 0% | 100% | 0% | 16172.9682 | 33694.9965 | 23.1382 | 14844.5444 | 1305.2857 | 48.2065 | 30927.3389 | 2719.4511 | 970 | 0.10579 | 0.10579 | 0.10579 | 3131715.5179 | 473.9918 | 304094.2194 | 26739.1052 | 4480.4544 | 2874480.9993 | 252754.0642 | 2978838.9193 | 4261.7383 | 2734161.4602 | 240415.7207 | 2813210.1958 | 4024.7781 | 2582137.2372 | 227048.1806 |  | 4017 | 970-4AE | 331307.3164 | 315134.3481 | 297612.3198 | 0 | 0 | 0 | 331307.3164 | 315134.3481 | 297612.3198 | 0 | 473.9918 | 450.8536 | 425.7853 | 0 | 0 | 0 | 473.9918 | 450.8536 | 425.7853 | 0 | 26739.1052 | 25433.8195 | 24019.6541 | 0 | 0 | 0 | 26739.1052 | 25433.8195 | 24019.6541 | 0 | 304094.2194 | 289249.675 | 273166.8805 | 0 | 0 | 0 | 304094.2194 | 289249.675 | 273166.8805 | 0 | 0 | 0 | 0 | 0.10579 | 0.10579 | 0.10579 | 0 | 5000000 | scaled
971-1973R | 15148796.1922 | 15005297.4007 | 135833.4004 | 7665.3911 | 99.05% | 0.8967% | 0.0506% | 6347627.4477 | 14672945.473 | 1216657.6185 | 54894.9358 | 5076074.8934 | 2815096.7472 | 114500.2254 | 11743348.5005 | 971 | 0.14704 | 0.088295 | 0.022203 | 103024861.1752 | 2903327.0527 | 126317.7202 | 12119151.4193 | 19745124.4806 | 859069.2902 | 82420667.4043 | 99678903.7742 | 19105579.0019 | 862033.4234 | 79711291.3488 | 21431820.8869 | 4111829.4466 | 167243.0615 | 17152748.3788 |  | 4018 | 971-1973R | 15148796.1922 | 8801168.7445 | 475850.7192 | 15005297.4007 | 8717134.0192 | 455939.0892 | 135833.4004 | 76369.3343 | 12246.2388 | 7665.3911 | 2903327.0527 | 1686669.4342 | 88230.3055 | 12098713.7887 | 1686538.9426 | 88204.5374 | 221.8383 | 124.7237 | 20.0001 | 5.768 | 12119151.4193 | 7043076.5258 | 375802.9188 | 12098713.7887 | 7028537.5833 | 367624.8285 | 13474.3368 | 7575.6488 | 1214.7966 | 6963.2937 | 126317.7202 | 71422.7845 | 11817.4949 | 3484.1655 | 2057.4933 | 109.7233 | 122137.2254 | 68668.9618 | 11011.4422 | 696.3294 | 0.032871 | 0.01885 | 0.0009914 | 0.10329 | 0.058563 | 0.010329 | 0.010883 | 5000000 | scaled
971-2050R | 28484583.8082 | 28174790.2275 | 294674.2035 | 15119.3772 | 98.91% | 1.035% | 0.05308% | 11398065.5193 | 27744895.4954 | 2140013.7905 | 120167.8917 | 9137883.8372 | 5218346.925 | 252120.901 | 22274427.6695 | 971 | 0.18464 | 0.11496 | 0.033401 | 154268753.8425 | 5350964.1105 | 277824.7778 | 22855794.9199 | 28980116.7797 | 1504662.4008 | 123783974.662 | 148632185.9814 | 27906044.8607 | 1567004.1901 | 119159136.9307 | 22145958.8394 | 4165281.366 | 201242.751 | 17779434.7224 |  | 4019 | 971-2050R | 28484583.8082 | 17086518.2889 | 739688.3128 | 28174790.2275 | 16905719.3208 | 698001.3739 | 294674.2035 | 165679.5909 | 26567.5616 | 15119.3772 | 5350964.1105 | 3210950.32 | 132617.1856 | 22813790.6996 | 3210699.4726 | 132567.4084 | 425.9173 | 239.4706 | 38.4003 | 11.3768 | 22855794.9199 | 13717911.0828 | 581367.2505 | 22813790.6996 | 13688282.0065 | 565083.9362 | 28269.6745 | 15894.5305 | 2548.7685 | 13734.5458 | 277824.7778 | 157656.8861 | 25703.8768 | 10472.7115 | 6737.8417 | 350.0294 | 265978.6118 | 149545.5898 | 23980.3929 | 1373.4546 | 0.060319 | 0.035264 | 0.001842 | 0.10307 | 0.058443 | 0.010307 | 0.021251 | 5000000 | scaled
971-29R | 8015406.5198 | 7972516.2609 | 40413.2039 | 2477.055 | 99.46% | 0.5042% | 0.0309% | 4098984.4957 | 7781971.3386 | 689873.3373 | 15890.7918 | 3393220.3666 | 1309349.2074 | 33127.6186 | 6439494.5125 | 971 | 0.12171 | 0.069868 | 0.014485 | 65856814.2514 | 1347843.1846 | 36617.5703 | 6630945.765 | 11074255.3142 | 300860.1643 | 54481698.773 | 56054428.54 | 9434155.15 | 217309.7393 | 46402963.6507 | 16115649.3776 | 2711525.3734 | 68603.8361 | 13335520.1681 |  | 4020 | 971-29R | 8015406.5198 | 3916422.0241 | 233435.1812 | 7972516.2609 | 3891177.971 | 227325.0338 | 40413.2039 | 22766.9981 | 3633.0924 | 2477.055 | 1347843.1846 | 657969.8472 | 38493.9772 | 6624629.5454 | 657931.9654 | 38486.3656 | 63.9347 | 36.018 | 5.7476 | 1.8639 | 6630945.765 | 3237725.3984 | 191451.2524 | 6624629.5454 | 3233184.5956 | 188835.5467 | 4066.0459 | 2290.629 | 365.532 | 2250.1737 | 36617.5703 | 20726.7785 | 3489.9516 | 109.3295 | 61.41 | 3.1215 | 36283.2234 | 20440.3511 | 3261.8127 | 225.0174 | 0.011408 | 0.0056762 | 0.0002972 | 0.10679 | 0.060684 | 0.010679 | 0.0035084 | 5000000 | scaled
971-371R | 4351506.2421 | 4330446.0988 | 19464.057 | 1596.0863 | 99.52% | 0.4473% | 0.03668% | 1527330.2246 | 4190945.9405 | 253241.202 | 7546.5957 | 1266542.4269 | 695882.5361 | 15750.1331 | 3479313.2713 | 971 | 0.11668 | 0.067956 | 0.013186 | 37295577.3511 | 722126.9015 | 17442.6748 | 3611936.6659 | 6189153.4131 | 149496.4251 | 30956927.5129 | 41558646.684 | 6890691.6589 | 205342.826 | 34462612.1991 | 12176943.1557 | 2021911.5697 | 45762.5743 | 10109269.0117 |  | 4021 | 971-371R | 4351506.2421 | 2824176.0175 | 160560.3017 | 4330446.0988 | 2811625.0558 | 157214.2707 | 19464.057 | 10954.8754 | 1749.9447 | 1596.0863 | 722126.9015 | 468885.6995 | 26244.3654 | 3608195.4675 | 468875.2695 | 26241.6901 | 16.3976 | 9.229 | 1.4743 | 1.201 | 3611936.6659 | 2345394.239 | 132623.3946 | 3608195.4675 | 2342654.7388 | 130967.4959 | 2291.3027 | 1289.6045 | 206.0029 | 1449.8957 | 17442.6748 | 9896.0791 | 1692.5417 | 141.3285 | 95.0476 | 5.0846 | 17156.3568 | 9656.042 | 1542.4675 | 144.9896 | 0.0076008 | 0.0050702 | 0.0002646 | 0.10684 | 0.060649 | 0.010684 | 0.0022372 | 5000000 | scaled
971-381R | 191895.4071 | 191774.6514 | 0 | 120.7557 | 99.94% | 0% | 0.06293% | 48592.6001 | 191020.3374 | 7852.736 | 0 | 40739.8641 | 30875.8025 | 0 | 160144.5349 | 971 | 0.0003802 | 0.0003076 | 0.0001668 | 504722270.1366 | 30999.3269 | 10.9695 | 160885.1106 | 81534263.3927 | 28852.002 | 423159154.7418 | 465873884.982 | 75286866.6984 | 0 | 390587018.2836 | 5246221.534 | 847979.3409 | 0 | 4398242.1931 |  | 4022 | 971-381R | 191895.4071 | 143302.807 | 875.0698 | 191774.6514 | 143182.0513 | 754.314 | 0 | 0 | 0 | 120.7557 | 30999.3269 | 23146.591 | 123.5245 | 160775.4153 | 23146.5001 | 123.4336 | 0 | 0 | 0 | 0.090865 | 160885.1106 | 120145.2465 | 740.5757 | 160775.4153 | 120035.5512 | 630.8804 | 0 | 0 | 0 | 109.6953 | 10.9695 | 10.9695 | 10.9695 | 0 | 0 | 0 | 0 | 0 | 0 | 10.9695 | 0.0002212 | 0.0001486 | 7.8e-06 | 0 | 0 | 0 | 0.000159 | 5000000 | scaled
971-383R | 14770596.2279 | 14538988.9378 | 225764.1919 | 5843.0982 | 98.43% | 1.528% | 0.03956% | 7156273.8068 | 14424208.5286 | 1226014.0921 | 93637.1587 | 5836622.556 | 2469695.3678 | 195629.0825 | 11758884.0784 | 971 | 0.13837 | 0.080368 | 0.019363 | 106747871.4734 | 2525304.3929 | 214921.344 | 12030370.4909 | 18250506.9267 | 1553247.7943 | 86944116.7524 | 94743211.4909 | 16231423.7205 | 1239679.3877 | 77272108.3828 | 17889339.3155 | 3062990.8291 | 242625.1 | 14583723.3865 |  | 4023 | 971-383R | 14770596.2279 | 7614322.4211 | 346387.6993 | 14538988.9378 | 7481597.5467 | 320172.7133 | 225764.1919 | 126881.7762 | 20371.8878 | 5843.0982 | 2525304.3929 | 1299290.3009 | 55609.0252 | 12004597.6116 | 1299114.7229 | 55577.1439 | 304.5874 | 171.1812 | 27.4845 | 4.3967 | 12030370.4909 | 6193747.9349 | 271486.4125 | 12004597.6116 | 6176938.5035 | 264331.8406 | 20464.9689 | 11501.521 | 1846.6615 | 5307.9104 | 214921.344 | 121284.1853 | 19292.2616 | 9395.9173 | 5544.3203 | 263.7288 | 204994.6357 | 115209.074 | 18497.7418 | 530.791 | 0.026 | 0.013108 | 0.0006852 | 0.1041 | 0.058992 | 0.01041 | 0.0082674 | 5000000 | scaled
971-388R | 11267961.0269 | 11152745.4958 | 104058.5439 | 11156.9873 | 98.98% | 0.9235% | 0.09902% | 4469817.8595 | 10871835.7332 | 768744.4585 | 41599.0803 | 3659474.3207 | 1872641.6338 | 87164.6522 | 8912029.4472 | 971 | 0.17642 | 0.10865 | 0.028122 | 63870088.5781 | 1938004.0479 | 96645.8631 | 9233311.116 | 10985172.0206 | 547816.9317 | 52337099.6258 | 62566662.4405 | 10760567.1085 | 582286.7272 | 51223808.6047 | 14085957.3926 | 2426264.6082 | 112933.7866 | 11546758.9979 |  | 4024 | 971-388R | 11267961.0269 | 6798143.1675 | 396125.2938 | 11152745.4958 | 6728510.2001 | 375569.1416 | 104058.5439 | 58475.98 | 9399.1649 | 11156.9873 | 1938004.0479 | 1169259.5893 | 65362.4141 | 9211876.675 | 1169163.1749 | 65339.871 | 156.6309 | 88.0191 | 14.1478 | 8.3953 | 9233311.116 | 5573836.7953 | 321281.6688 | 9211876.675 | 5557352.0072 | 310125.9623 | 11299.3573 | 6349.7044 | 1020.6228 | 10135.0836 | 96645.8631 | 55046.7828 | 9481.2109 | 3029.7991 | 1995.018 | 103.3083 | 92602.5557 | 52038.2565 | 8364.3943 | 1013.5084 | 0.05522 | 0.033112 | 0.00173 | 0.10534 | 0.059685 | 0.010534 | 0.015858 | 5000000 | scaled
972-1565F | 2476.1864 | 0 | 2476.1864 | 0 | 0% | 100% | 0% | 114.2103 | 237.5069 | 0.075008 | 90.5526 | 23.5827 | 0.15598 | 188.3094 | 49.0415 | 972 | 0.10655 | 0.10655 | 0.10655 | 23238.7503 | 1.6262 | 1963.2657 | 511.2945 | 15.2622 | 18425.0431 | 4798.445 | 22166.8987 | 14.5582 | 17575.2164 | 4577.1241 | 21009.773 | 13.7983 | 16657.7794 | 4338.1954 |  | 4025 | 972-1565F | 2476.1864 | 2361.9762 | 2238.6796 | 0 | 0 | 0 | 2476.1864 | 2361.9762 | 2238.6796 | 0 | 1.6262 | 1.5512 | 1.4703 | 0 | 0 | 0 | 1.6262 | 1.5512 | 1.4703 | 0 | 511.2945 | 487.7118 | 462.2529 | 0 | 0 | 0 | 511.2945 | 487.7118 | 462.2529 | 0 | 1963.2657 | 1872.7131 | 1774.9564 | 0 | 0 | 0 | 1963.2657 | 1872.7131 | 1774.9564 | 0 | 0 | 0 | 0 | 0.10655 | 0.10655 | 0.10655 | 0 | 5000000 | scaled
972-1566F | 1670.5006 | 0 | 1670.5006 | 0 | 0% | 100% | 0% | 76.6519 | 159.2948 | 0.52531 | 60.3973 | 15.7293 | 1.0917 | 125.5152 | 32.688 | 972 | 0.10722 | 0.10722 | 0.10722 | 15579.5401 | 11.4482 | 1316.2584 | 342.794 | 106.7692 | 12275.7817 | 3196.9892 | 14864.6639 | 101.87 | 11712.5004 | 3050.2935 | 14093.9136 | 96.5879 | 11105.1935 | 2892.1322 |  | 4026 | 972-1566F | 1670.5006 | 1593.8487 | 1511.2058 | 0 | 0 | 0 | 1670.5006 | 1593.8487 | 1511.2058 | 0 | 11.4482 | 10.9229 | 10.3565 | 0 | 0 | 0 | 11.4482 | 10.9229 | 10.3565 | 0 | 342.794 | 327.0647 | 310.106 | 0 | 0 | 0 | 342.794 | 327.0647 | 310.106 | 0 | 1316.2584 | 1255.8611 | 1190.7433 | 0 | 0 | 0 | 1316.2584 | 1255.8611 | 1190.7433 | 0 | 0 | 0 | 0 | 0.10722 | 0.10722 | 0.10722 | 0 | 5000000 | scaled
972-1567 | 0 | 0 | 0 | 0 | 0% | 0% | 0% | 0 | 0 | 0 | 0 | 0 | 0 | 0 | 0 | 972 | 0 | 0 | 0 | 0 | 0 | 0 | 0 | 0 | 0 | 0 | 0 | 0 | 0 | 0 | 0 | 0 | 0 | 0 |  | 4027 | 972-1567 | 0 | 0 | 0 | 0 | 0 | 0 | 0 | 0 | 0 | 0 | 0 | 0 | 0 | 0 | 0 | 0 | 0 | 0 | 0 | 0 | 0 | 0 | 0 | 0 | 0 | 0 | 0 | 0 | 0 | 0 | 0 | 0 | 0 | 0 | 0 | 0 | 0 | 0 | 0 | 0 | 0 | 0 | 0 | 0 | 0 | 0 | 0 | 5000000 | scaled
972-1571 | 0 | 0 | 0 | 0 | 0% | 0% | 0% | 0 | 0 | 0 | 0 | 0 | 0 | 0 | 0 | 972 | 0 | 0 | 0 | 0 | 0 | 0 | 0 | 0 | 0 | 0 | 0 | 0 | 0 | 0 | 0 | 0 | 0 | 0 |  | 4028 | 972-1571 | 0 | 0 | 0 | 0 | 0 | 0 | 0 | 0 | 0 | 0 | 0 | 0 | 0 | 0 | 0 | 0 | 0 | 0 | 0 | 0 | 0 | 0 | 0 | 0 | 0 | 0 | 0 | 0 | 0 | 0 | 0 | 0 | 0 | 0 | 0 | 0 | 0 | 0 | 0 | 0 | 0 | 0 | 0 | 0 | 0 | 0 | 0 | 5000000 | scaled
972-1582R | 8019179.1907 | 7901674.2084 | 111015.7019 | 6489.2804 | 98.53% | 1.384% | 0.08092% | 1881964.4943 | 7724617.6844 | 304608.8752 | 43938.4339 | 1533417.1852 | 1266140.9032 | 92265.8347 | 6366210.9465 | 972 | 0.15062 | 0.096941 | 0.021231 | 53239646.6885 | 1312291.2159 | 101812.2386 | 6605075.7363 | 8712353.1004 | 675935.4645 | 43851358.1236 | 63308500.7686 | 10246915.5327 | 1478070.5929 | 51583514.6431 | 13874123.0427 | 2274105.386 | 165717.9158 | 11434299.7409 |  | 4029 | 972-1582R | 8019179.1907 | 6137214.6964 | 294561.5063 | 7901674.2084 | 6068396.5316 | 278019.6629 | 111015.7019 | 62328.8844 | 10052.563 | 6489.2804 | 1312291.2159 | 1007682.3407 | 46150.3126 | 6585770.0893 | 1007598.2127 | 46132.6488 | 141.1454 | 79.245 | 12.7808 | 4.883 | 6605075.7363 | 5071658.551 | 238864.7898 | 6585770.0893 | 5058234.2907 | 231755.5295 | 13410.7402 | 7529.3536 | 1214.3535 | 5894.9067 | 101812.2386 | 57873.8047 | 9546.4039 | 3758.9316 | 2564.0282 | 131.4846 | 97463.8163 | 54720.2858 | 8825.4287 | 589.4907 | 0.033479 | 0.026722 | 0.0013946 | 0.10812 | 0.061195 | 0.010812 | 0.0090242 | 5000000 | scaled
972-1585 | 0 | 0 | 0 | 0 | 0% | 0% | 0% | 0 | 0 | 0 | 0 | 0 | 0 | 0 | 0 | 972 | 0 | 0 | 0 | 0 | 0 | 0 | 0 | 0 | 0 | 0 | 0 | 0 | 0 | 0 | 0 | 0 | 0 | 0 |  | 4030 | 972-1585 | 0 | 0 | 0 | 0 | 0 | 0 | 0 | 0 | 0 | 0 | 0 | 0 | 0 | 0 | 0 | 0 | 0 | 0 | 0 | 0 | 0 | 0 | 0 | 0 | 0 | 0 | 0 | 0 | 0 | 0 | 0 | 0 | 0 | 0 | 0 | 0 | 0 | 0 | 0 | 0 | 0 | 0 | 0 | 0 | 0 | 0 | 0 | 5000000 | scaled
972-1586F | 0 | 0 | 0 | 0 | 0% | 0% | 0% | 0 | 0 | 0 | 0 | 0 | 0 | 0 | 0 | 972 | 0 | 0 | 0 | 0 | 0 | 0 | 0 | 0 | 0 | 0 | 0 | 0 | 0 | 0 | 0 | 0 | 0 | 0 |  | 4031 | 972-1586F | 0 | 0 | 0 | 0 | 0 | 0 | 0 | 0 | 0 | 0 | 0 | 0 | 0 | 0 | 0 | 0 | 0 | 0 | 0 | 0 | 0 | 0 | 0 | 0 | 0 | 0 | 0 | 0 | 0 | 0 | 0 | 0 | 0 | 0 | 0 | 0 | 0 | 0 | 0 | 0 | 0 | 0 | 0 | 0 | 0 | 0 | 0 | 5000000 | scaled
972-1587F | 0 | 0 | 0 | 0 | 0% | 0% | 0% | 0 | 0 | 0 | 0 | 0 | 0 | 0 | 0 | 972 | 0 | 0 | 0 | 0 | 0 | 0 | 0 | 0 | 0 | 0 | 0 | 0 | 0 | 0 | 0 | 0 | 0 | 0 |  | 4032 | 972-1587F | 0 | 0 | 0 | 0 | 0 | 0 | 0 | 0 | 0 | 0 | 0 | 0 | 0 | 0 | 0 | 0 | 0 | 0 | 0 | 0 | 0 | 0 | 0 | 0 | 0 | 0 | 0 | 0 | 0 | 0 | 0 | 0 | 0 | 0 | 0 | 0 | 0 | 0 | 0 | 0 | 0 | 0 | 0 | 0 | 0 | 0 | 0 | 5000000 | scaled
972-1588 | 0 | 0 | 0 | 0 | 0% | 0% | 0% | 0 | 0 | 0 | 0 | 0 | 0 | 0 | 0 | 972 | 0 | 0 | 0 | 0 | 0 | 0 | 0 | 0 | 0 | 0 | 0 | 0 | 0 | 0 | 0 | 0 | 0 | 0 |  | 4033 | 972-1588 | 0 | 0 | 0 | 0 | 0 | 0 | 0 | 0 | 0 | 0 | 0 | 0 | 0 | 0 | 0 | 0 | 0 | 0 | 0 | 0 | 0 | 0 | 0 | 0 | 0 | 0 | 0 | 0 | 0 | 0 | 0 | 0 | 0 | 0 | 0 | 0 | 0 | 0 | 0 | 0 | 0 | 0 | 0 | 0 | 0 | 0 | 0 | 5000000 | scaled
972-1589F | 0 | 0 | 0 | 0 | 0% | 0% | 0% | 0 | 0 | 0 | 0 | 0 | 0 | 0 | 0 | 972 | 0 | 0 | 0 | 0 | 0 | 0 | 0 | 0 | 0 | 0 | 0 | 0 | 0 | 0 | 0 | 0 | 0 | 0 |  | 4034 | 972-1589F | 0 | 0 | 0 | 0 | 0 | 0 | 0 | 0 | 0 | 0 | 0 | 0 | 0 | 0 | 0 | 0 | 0 | 0 | 0 | 0 | 0 | 0 | 0 | 0 | 0 | 0 | 0 | 0 | 0 | 0 | 0 | 0 | 0 | 0 | 0 | 0 | 0 | 0 | 0 | 0 | 0 | 0 | 0 | 0 | 0 | 0 | 0 | 5000000 | scaled
972-1590F | 23409153.8603 | 23032887.7606 | 362302.0188 | 13964.0809 | 98.39% | 1.548% | 0.05965% | 13849745.3051 | 22893924.6019 | 2801699.3825 | 151038.6731 | 10897007.2495 | 4617369.5725 | 309508.6489 | 17967046.3805 | 972 | 0.17603 | 0.10059 | 0.031503 | 132982679.5887 | 4713222.6002 | 340275.2272 | 18355656.0329 | 26774866.5592 | 1933034.9049 | 104274778.1246 | 95036411.8871 | 19225151.8446 | 1036421.4814 | 74774838.5611 | 16354822.9522 | 3298528.4601 | 221104.9107 | 12835189.5814 |  | 4035 | 972-1590F | 23409153.8603 | 9559408.5552 | 515229.2584 | 23032887.7606 | 9342014.6347 | 468477.0269 | 362302.0188 | 203429.8396 | 32788.1507 | 13964.0809 | 4713222.6002 | 1911523.2177 | 95853.0277 | 18303039.0742 | 1911190.4165 | 95790.574 | 573.9947 | 322.2937 | 51.9462 | 10.5075 | 18355656.0329 | 7458648.7834 | 388609.6524 | 18303039.0742 | 7423542.2618 | 372310.7696 | 39931.892 | 22421.4549 | 3613.8162 | 12685.0667 | 340275.2272 | 189236.5541 | 30766.5783 | 17210.5883 | 7281.9564 | 375.6833 | 321796.1322 | 180686.091 | 29122.3883 | 1268.5067 | 0.04905 | 0.020146 | 0.0010528 | 0.10726 | 0.060716 | 0.010726 | 0.019725 | 5000000 | scaled
972-1639 | 0 | 0 | 0 | 0 | 0% | 0% | 0% | 0 | 0 | 0 | 0 | 0 | 0 | 0 | 0 | 972 | 0 | 0 | 0 | 0 | 0 | 0 | 0 | 0 | 0 | 0 | 0 | 0 | 0 | 0 | 0 | 0 | 0 | 0 |  | 4036 | 972-1639 | 0 | 0 | 0 | 0 | 0 | 0 | 0 | 0 | 0 | 0 | 0 | 0 | 0 | 0 | 0 | 0 | 0 | 0 | 0 | 0 | 0 | 0 | 0 | 0 | 0 | 0 | 0 | 0 | 0 | 0 | 0 | 0 | 0 | 0 | 0 | 0 | 0 | 0 | 0 | 0 | 0 | 0 | 0 | 0 | 0 | 0 | 0 | 5000000 | scaled
972-1640 | 12296.0513 | 0 | 12296.0513 | 0 | 0% | 100% | 0% | 553.0553 | 1147.8087 | 1.4301 | 454.3371 | 97.288 | 2.968 | 942.9294 | 201.9112 | 972 | 0.10996 | 0.10996 | 0.10996 | 111824.7778 | 31.7956 | 10101.2555 | 2163.0003 | 289.1604 | 91864.5037 | 19671.1137 | 106795.0914 | 276.1545 | 87732.5961 | 18786.3408 | 101386.1869 | 262.1679 | 83289.1594 | 17834.8596 |  | 4037 | 972-1640 | 12296.0513 | 11742.996 | 11148.2426 | 0 | 0 | 0 | 12296.0513 | 11742.996 | 11148.2426 | 0 | 31.7956 | 30.3654 | 28.8275 | 0 | 0 | 0 | 31.7956 | 30.3654 | 28.8275 | 0 | 2163.0003 | 2065.7122 | 1961.0891 | 0 | 0 | 0 | 2163.0003 | 2065.7122 | 1961.0891 | 0 | 10101.2555 | 9646.9183 | 9158.326 | 0 | 0 | 0 | 10101.2555 | 9646.9183 | 9158.326 | 0 | 0 | 0 | 0 | 0.10996 | 0.10996 | 0.10996 | 0 | 5000000 | scaled
972-1641 | 295083.8705 | 0 | 295083.8705 | 0 | 0% | 100% | 0% | 13321.8346 | 27633.0717 | 16.7829 | 12126.3526 | 1178.699 | 34.8123 | 25153.3203 | 2444.9391 | 972 | 0.10934 | 0.10934 | 0.10934 | 2698842.3931 | 371.7488 | 268603.4758 | 26108.6459 | 3400.0212 | 2456652.2265 | 238790.1453 | 2577000.6541 | 3246.5241 | 2345744.3868 | 228009.7431 | 2446109.8214 | 3081.6269 | 2226599.506 | 216428.6886 |  | 4038 | 972-1641 | 295083.8705 | 281762.0359 | 267450.7988 | 0 | 0 | 0 | 295083.8705 | 281762.0359 | 267450.7988 | 0 | 371.7488 | 354.9659 | 336.9365 | 0 | 0 | 0 | 371.7488 | 354.9659 | 336.9365 | 0 | 26108.6459 | 24929.9469 | 23663.7068 | 0 | 0 | 0 | 26108.6459 | 24929.9469 | 23663.7068 | 0 | 268603.4758 | 256477.1232 | 243450.1555 | 0 | 0 | 0 | 268603.4758 | 256477.1232 | 243450.1555 | 0 | 0 | 0 | 0 | 0.10934 | 0.10934 | 0.10934 | 0 | 5000000 | scaled
972-1642 | 185301.0758 | 0 | 185223.7811 | 77.2947 | 0% | 99.96% | 0.04171% | 81091.7522 | 168424.1533 | 94.8233 | 73062.3165 | 7934.6124 | 196.944 | 151747.3537 | 16479.8557 | 972 | 0.11047 | 0.062653 | 0.011143 | 1677342.6613 | 216.6465 | 166890.5597 | 18193.8696 | 1961.0808 | 1510690.9354 | 164690.6451 | 1663272.1653 | 1944.9194 | 1498580.4863 | 162746.7597 | 1514630.5636 | 1771.1078 | 1364656.8816 | 148202.5741 |  | 4039 | 972-1642 | 185301.0758 | 104209.3236 | 16876.9225 | 0 | 0 | 0 | 185223.7811 | 104132.0289 | 16799.6278 | 77.2947 | 216.6465 | 121.8232 | 19.7025 | 0 | 0 | 0 | 216.5883 | 121.765 | 19.6444 | 0.058162 | 18193.8696 | 10259.2573 | 1714.014 | 0 | 0 | 0 | 18123.6546 | 10189.0422 | 1643.7989 | 70.2151 | 166890.5597 | 93828.2432 | 15143.206 | 0 | 0 | 0 | 166883.5382 | 93821.2217 | 15136.1845 | 7.0215 | 0 | 0 | 0 | 0.11037 | 0.062547 | 0.011037 | 0.000106 | 5000000 | scaled
972-1643 | 0 | 0 | 0 | 0 | 0% | 0% | 0% | 0 | 0 | 0 | 0 | 0 | 0 | 0 | 0 | 972 | 0 | 0 | 0 | 0 | 0 | 0 | 0 | 0 | 0 | 0 | 0 | 0 | 0 | 0 | 0 | 0 | 0 | 0 |  | 4040 | 972-1643 | 0 | 0 | 0 | 0 | 0 | 0 | 0 | 0 | 0 | 0 | 0 | 0 | 0 | 0 | 0 | 0 | 0 | 0 | 0 | 0 | 0 | 0 | 0 | 0 | 0 | 0 | 0 | 0 | 0 | 0 | 0 | 0 | 0 | 0 | 0 | 0 | 0 | 0 | 0 | 0 | 0 | 0 | 0 | 0 | 0 | 0 | 0 | 5000000 | scaled
972-1644 | 200447.1376 | 0 | 200447.1376 | 0 | 0% | 100% | 0% | 8920.2258 | 18517.4979 | 10.1552 | 8082.3086 | 827.762 | 21.0811 | 16778.0656 | 1718.3512 | 972 | 0.11119 | 0.11119 | 0.11119 | 1802796.1734 | 228.1974 | 181618.2317 | 18600.7085 | 2052.3787 | 1633451.378 | 167292.4168 | 1722568.7925 | 1961.0445 | 1560760.1177 | 159847.6303 | 1636252.1418 | 1862.778 | 1482551.5802 | 151837.7836 |  | 4041 | 972-1644 | 200447.1376 | 191526.9118 | 181929.6396 | 0 | 0 | 0 | 200447.1376 | 191526.9118 | 181929.6396 | 0 | 228.1974 | 218.0423 | 207.1163 | 0 | 0 | 0 | 228.1974 | 218.0423 | 207.1163 | 0 | 18600.7085 | 17772.9465 | 16882.3573 | 0 | 0 | 0 | 18600.7085 | 17772.9465 | 16882.3573 | 0 | 181618.2317 | 173535.9231 | 164840.166 | 0 | 0 | 0 | 181618.2317 | 173535.9231 | 164840.166 | 0 | 0 | 0 | 0 | 0.11119 | 0.11119 | 0.11119 | 0 | 5000000 | scaled
972-32R | 22914328.3826 | 22336491.2466 | 567712.7582 | 10124.3777 | 97.48% | 2.478% | 0.04418% | 12446097.8059 | 22366611.3605 | 2118558.438 | 225636.394 | 10101902.9739 | 3795226.2687 | 467764.4221 | 18103620.6697 | 972 | 0.16607 | 0.094842 | 0.026103 | 137978775.2893 | 3879755.1748 | 515019.3647 | 18519553.8431 | 23361970.6631 | 3101192.4071 | 111515612.2192 | 110375705.4024 | 18788007.7499 | 2001010.8024 | 89586686.8501 | 20982753.9182 | 3560409.6471 | 438823.1012 | 16983521.1699 |  | 4042 | 972-32R | 22914328.3826 | 10468230.5766 | 547717.0221 | 22336491.2466 | 10138871.0114 | 486103.0375 | 567712.7582 | 319235.1874 | 51489.6068 | 10124.3777 | 3879755.1748 | 1761196.7367 | 84528.906 | 18453247.1165 | 1760783.3676 | 84455.844 | 721.5681 | 405.7509 | 65.4438 | 7.6183 | 18519553.8431 | 8417650.8692 | 415933.1734 | 18453247.1165 | 8376340.0098 | 401556.4672 | 57109.6725 | 32113.8054 | 5179.6521 | 9197.0541 | 515019.3647 | 289382.9707 | 47254.9426 | 4218.1418 | 1747.634 | 90.7263 | 509881.5175 | 286715.6312 | 46244.511 | 919.7054 | 0.042044 | 0.018405 | 0.0009616 | 0.10987 | 0.062282 | 0.010987 | 0.014154 | 5000000 | scaled
972-942R | 9149683.626 | 9068839.1214 | 75954.7616 | 4889.7431 | 99.12% | 0.8301% | 0.05344% | 3351499.1017 | 8772106.3728 | 612045.6951 | 29865.5859 | 2709587.8207 | 1604246.5481 | 62675.0147 | 7105184.8099 | 972 | 0.14194 | 0.085292 | 0.01889 | 64459358.3856 | 1671743.7847 | 69290.5612 | 7408649.2802 | 11777405.2252 | 488150.7709 | 52193802.3895 | 67980721.7168 | 12414536.5441 | 605783.8656 | 54960401.307 | 19988631.4831 | 3655529.4357 | 142814.9316 | 16190287.1157 |  | 4043 | 972-942R | 9149683.626 | 5798184.5244 | 377577.2533 | 9068839.1214 | 5750538.2186 | 365788.5742 | 75954.7616 | 42756.5627 | 6898.936 | 4889.7431 | 1671743.7847 | 1059698.0896 | 67497.2365 | 7395736.672 | 1059614.6261 | 67480.6837 | 141.7323 | 79.7841 | 12.8735 | 3.6794 | 7408649.2802 | 4699061.4594 | 303464.4702 | 7395736.672 | 4689851.2267 | 298253.2014 | 8470.7321 | 4768.3566 | 769.3927 | 4441.8761 | 69290.5612 | 39424.9753 | 6615.5465 | 1504.0763 | 1072.3658 | 54.6891 | 67342.2972 | 37908.4219 | 6116.6698 | 444.1876 | 0.022654 | 0.014624 | 0.0007638 | 0.11241 | 0.063783 | 0.011241 | 0.0068852 | 5000000 | scaled
973-1226R | 5177869.5988 | 5039261.7504 | 133846.6295 | 4761.219 | 97.32% | 2.585% | 0.09195% | 2607798.8655 | 5030443.0457 | 409521.5064 | 53828.7517 | 2144448.6074 | 790004.9339 | 111758.2113 | 4128679.9005 | 973 | 0.13989 | 0.079405 | 0.017936 | 37012595.1703 | 811057.0898 | 123093.4511 | 4243719.0579 | 5797621.4256 | 879900.1188 | 30335073.6259 | 32366773.8814 | 5082788.4662 | 668097.1671 | 26615888.2481 | 8219405.9651 | 1290814.9853 | 182605.4088 | 6745985.571 |  | 4044 | 973-1226R | 5177869.5988 | 2570070.7333 | 147426.5532 | 5039261.7504 | 2489935.3157 | 130633.0435 | 133846.6295 | 75374.1987 | 12032.2906 | 4761.219 | 811057.0898 | 401535.5835 | 21052.1559 | 4226624.2131 | 401393.8473 | 21026.5192 | 245.3278 | 138.1535 | 22.054 | 3.5827 | 4243719.0579 | 2099270.4504 | 115039.1574 | 4226624.2131 | 2087754.2043 | 109566.0853 | 12769.7209 | 7191.1223 | 1147.9482 | 4325.1239 | 123093.4511 | 69264.6994 | 11335.2398 | 1829.3579 | 787.2641 | 40.439 | 120831.5808 | 68044.9229 | 10862.2885 | 432.5124 | 0.026938 | 0.012359 | 0.0006454 | 0.1063 | 0.060384 | 0.01063 | 0.0066614 | 5000000 | scaled
973-1245R | 8620110.617 | 8579827.5741 | 38325.9745 | 1957.0683 | 99.53% | 0.4446% | 0.0227% | 3422215.745 | 8345868.4356 | 586540.6435 | 18875.7185 | 2816799.383 | 1430943.94 | 43034.0808 | 6871890.4148 | 973 | 0.12039 | 0.069838 | 0.013736 | 71603691.2556 | 1477226.3633 | 46704.8294 | 7096179.4243 | 12270708.0144 | 387957.6875 | 58945025.5536 | 74427888.4275 | 12756349.9282 | 410517.6215 | 61261020.8778 | 19964923.4394 | 3423093.2861 | 102945.803 | 16438884.3503 |  | 4045 | 973-1245R | 8620110.617 | 5197894.872 | 274242.1813 | 8579827.5741 | 5174363.8912 | 268839.7385 | 38325.9745 | 21573.9125 | 3445.3745 | 1957.0683 | 1477226.3633 | 890685.7198 | 46282.4233 | 7089771.2445 | 890621.3028 | 46270.8984 | 111.8204 | 62.9443 | 10.0523 | 1.4726 | 7096179.4243 | 4279380.0413 | 224289.0095 | 7089771.2445 | 4274995.7675 | 222094.9412 | 4630.3656 | 2606.4595 | 416.2541 | 1777.8142 | 46704.8294 | 27829.1109 | 3670.7486 | 12943.2593 | 8746.8208 | 473.899 | 33583.7886 | 18904.5086 | 3019.0682 | 177.7814 | 0.011048 | 0.006574 | 0.0003432 | 0.10661 | 0.060532 | 0.010661 | 0.0027324 | 5000000 | scaled
973-530AE | 388006.194 | 25127.9255 | 362848.2118 | 30.0568 | 6.476% | 93.52% | 0.007746% | 22678.086 | 61834.9867 | 809.9365 | 16253.1181 | 5615.0314 | 4013.7738 | 33803.1593 | 24018.0536 | 973 | 0.10542 | 0.10538 | 0.1053 | 3680721.4293 | 4516.7666 | 331869.3451 | 51620.0823 | 42847.1505 | 3148193.5825 | 489680.6962 | 3466867.6095 | 123817.4359 | 2484663.3406 | 858386.833 | 3097489.3812 | 201061.2818 | 1693295.8597 | 1203132.2397 |  | 4046 | 973-530AE | 388006.194 | 365328.1081 | 326171.2073 | 25127.9255 | 20208.8035 | 213.2406 | 362848.2118 | 345089.2478 | 325927.9099 | 30.0568 | 4516.7666 | 3706.8302 | 502.9929 | 21092.4654 | 3210.1266 | 33.8678 | 522.2411 | 496.681 | 469.1024 | 0.022617 | 51620.0823 | 46005.051 | 27602.0287 | 21092.4654 | 16970.2179 | 177.8604 | 30500.3132 | 29007.5293 | 27396.8646 | 27.3038 | 331869.3451 | 315616.2269 | 298066.1858 | 40.9572 | 28.459 | 1.5124 | 331825.6575 | 315585.0375 | 298061.943 | 2.7304 | 0.0001182 | 7.94e-05 | 4.2e-06 | 0.10525 | 0.10525 | 0.10525 | 5.12e-05 | 5000000 | scaled
973-531 | 0 | 0 | 0 | 0 | 0% | 0% | 0% | 0 | 0 | 0 | 0 | 0 | 0 | 0 | 0 | 973 | 0 | 0 | 0 | 0 | 0 | 0 | 0 | 0 | 0 | 0 | 0 | 0 | 0 | 0 | 0 | 0 | 0 | 0 |  | 4047 | 973-531 | 0 | 0 | 0 | 0 | 0 | 0 | 0 | 0 | 0 | 0 | 0 | 0 | 0 | 0 | 0 | 0 | 0 | 0 | 0 | 0 | 0 | 0 | 0 | 0 | 0 | 0 | 0 | 0 | 0 | 0 | 0 | 0 | 0 | 0 | 0 | 0 | 0 | 0 | 0 | 0 | 0 | 0 | 0 | 0 | 0 | 0 | 0 | 5000000 | scaled
973-533AE | 153488.9701 | 0 | 153488.9701 | 0 | 0% | 100% | 0% | 7468.9467 | 15535.1749 | 10.1875 | 6786.6316 | 672.1276 | 21.1898 | 14115.9809 | 1398.0042 | 973 | 0.10598 | 0.10598 | 0.10598 | 1448293.3455 | 209.3569 | 139467.2017 | 13812.4115 | 1975.4529 | 1315986.5492 | 130331.3433 | 1377817.7548 | 1879.3251 | 1251949.1568 | 123989.2729 | 1301706.3274 | 1775.5101 | 1182790.7816 | 117140.0358 |  | 4048 | 973-533AE | 153488.9701 | 146020.0234 | 137953.7952 | 0 | 0 | 0 | 153488.9701 | 146020.0234 | 137953.7952 | 0 | 209.3569 | 199.1694 | 188.1671 | 0 | 0 | 0 | 209.3569 | 199.1694 | 188.1671 | 0 | 13812.4115 | 13140.284 | 12414.4073 | 0 | 0 | 0 | 13812.4115 | 13140.284 | 12414.4073 | 0 | 139467.2017 | 132680.5701 | 125351.2208 | 0 | 0 | 0 | 139467.2017 | 132680.5701 | 125351.2208 | 0 | 0 | 0 | 0 | 0.10598 | 0.10598 | 0.10598 | 0 | 5000000 | scaled
973-534AE | 146186.472 | 0 | 146186.472 | 0 | 0% | 100% | 0% | 7116.6862 | 14801.4773 | 10.6652 | 6533.3282 | 572.6928 | 22.1818 | 13588.1935 | 1191.102 | 973 | 0.10595 | 0.10595 | 0.10595 | 1379708.5923 | 219.0781 | 134203.5006 | 11763.8934 | 2067.6596 | 1266613.2531 | 111027.6796 | 1312541.2755 | 1967.0013 | 1204951.6717 | 105622.6025 | 1240012.1816 | 1858.3077 | 1138367.8206 | 99786.0533 |  | 4049 | 973-534AE | 146186.472 | 139069.7858 | 131384.9947 | 0 | 0 | 0 | 146186.472 | 139069.7858 | 131384.9947 | 0 | 219.0781 | 208.4128 | 196.8963 | 0 | 0 | 0 | 219.0781 | 208.4128 | 196.8963 | 0 | 11763.8934 | 11191.2006 | 10572.7914 | 0 | 0 | 0 | 11763.8934 | 11191.2006 | 10572.7914 | 0 | 134203.5006 | 127670.1724 | 120615.3071 | 0 | 0 | 0 | 134203.5006 | 127670.1724 | 120615.3071 | 0 | 0 | 0 | 0 | 0.10595 | 0.10595 | 0.10595 | 0 | 5000000 | scaled
973-626R | 6521723.6165 | 6393285.8327 | 121568.7084 | 6869.0753 | 98.03% | 1.864% | 0.1053% | 3292840.2806 | 6346896.8403 | 574322.4529 | 47792.14 | 2670725.6878 | 1106157.6826 | 99624.8505 | 5141114.3072 | 973 | 0.1523 | 0.087516 | 0.021295 | 42821616.4201 | 1134040.9711 | 109959.3127 | 5277723.3327 | 7446109.3915 | 721992.4955 | 34653514.5332 | 36894693.0496 | 6435007.1077 | 535487.963 | 29924197.9789 | 8209834.1463 | 1430836.4138 | 128866.6761 | 6650131.0564 |  | 4050 | 973-626R | 6521723.6165 | 3228883.3359 | 174826.7762 | 6393285.8327 | 3153545.92 | 157029.6578 | 121568.7084 | 68468.3406 | 10928.0431 | 6869.0753 | 1134040.9711 | 559718.5182 | 27883.2885 | 5257495.1468 | 559625.3407 | 27864.0729 | 156.2637 | 88.0088 | 14.0468 | 5.1688 | 5277723.3327 | 2606997.6449 | 136609.0255 | 5257495.1468 | 2592879.4386 | 129111.6781 | 13988.2708 | 7878.2913 | 1257.4323 | 6239.915 | 109959.3127 | 62167.1727 | 10334.4622 | 1911.1473 | 1041.1407 | 53.9068 | 107424.1738 | 60502.0405 | 9656.5639 | 623.9915 | 0.036492 | 0.0175 | 0.0009146 | 0.10603 | 0.060239 | 0.010603 | 0.0097772 | 5000000 | scaled
974-16 | 1678.4492 | 0 | 1678.4492 | 0 | 0% | 100% | 0% | 81.3459 | 169.3298 | 1.0553 | 63.7009 | 16.5897 | 2.1968 | 132.5999 | 34.5331 | 974 | 0.10641 | 0.10641 | 0.10641 | 15773.6238 | 21.7749 | 1314.3717 | 342.3026 | 204.6346 | 12352.1194 | 3216.8698 | 15009.1564 | 194.717 | 11753.4749 | 3060.9645 | 14182.3071 | 183.9901 | 11105.9801 | 2892.337 |  | 4051 | 974-16 | 1678.4492 | 1597.1033 | 1509.1194 | 0 | 0 | 0 | 1678.4492 | 1597.1033 | 1509.1194 | 0 | 21.7749 | 20.7196 | 19.5781 | 0 | 0 | 0 | 21.7749 | 20.7196 | 19.5781 | 0 | 342.3026 | 325.7129 | 307.7695 | 0 | 0 | 0 | 342.3026 | 325.7129 | 307.7695 | 0 | 1314.3717 | 1250.6708 | 1181.7718 | 0 | 0 | 0 | 1314.3717 | 1250.6708 | 1181.7718 | 0 | 0 | 0 | 0 | 0.10641 | 0.10641 | 0.10641 | 0 | 5000000 | scaled
974-17AE | 0 | 0 | 0 | 0 | 0% | 0% | 0% | 0 | 0 | 0 | 0 | 0 | 0 | 0 | 0 | 974 | 0 | 0 | 0 | 0 | 0 | 0 | 0 | 0 | 0 | 0 | 0 | 0 | 0 | 0 | 0 | 0 | 0 | 0 |  | 4052 | 974-17AE | 0 | 0 | 0 | 0 | 0 | 0 | 0 | 0 | 0 | 0 | 0 | 0 | 0 | 0 | 0 | 0 | 0 | 0 | 0 | 0 | 0 | 0 | 0 | 0 | 0 | 0 | 0 | 0 | 0 | 0 | 0 | 0 | 0 | 0 | 0 | 0 | 0 | 0 | 0 | 0 | 0 | 0 | 0 | 0 | 0 | 0 | 0 | 5000000 | scaled
974-18 | 2513.543 | 0 | 2513.543 | 0 | 0% | 100% | 0% | 121.887 | 253.6862 | 1.5813 | 95.4481 | 24.8576 | 3.2911 | 198.6584 | 51.7367 | 974 | 0.10623 | 0.10623 | 0.10623 | 23661.5075 | 32.6087 | 1968.3228 | 512.6115 | 306.9658 | 18529.0184 | 4825.5233 | 22514.1113 | 292.0803 | 17630.5074 | 4591.5236 | 21273.4048 | 275.9844 | 16658.9263 | 4338.4941 |  | 4053 | 974-18 | 2513.543 | 2391.656 | 2259.8568 | 0 | 0 | 0 | 2513.543 | 2391.656 | 2259.8568 | 0 | 32.6087 | 31.0275 | 29.3176 | 0 | 0 | 0 | 32.6087 | 31.0275 | 29.3176 | 0 | 512.6115 | 487.7539 | 460.8748 | 0 | 0 | 0 | 512.6115 | 487.7539 | 460.8748 | 0 | 1968.3228 | 1872.8747 | 1769.6644 | 0 | 0 | 0 | 1968.3228 | 1872.8747 | 1769.6644 | 0 | 0 | 0 | 0 | 0.10623 | 0.10623 | 0.10623 | 0 | 5000000 | scaled
974-23R | 3492862.6133 | 3272567.438 | 210871.8591 | 9423.3161 | 93.69% | 6.037% | 0.2698% | 1596338.804 | 3361497.5763 | 240442.6674 | 82909.5145 | 1272986.6221 | 506768.0072 | 173246.4193 | 2681483.1498 | 974 | 0.16472 | 0.097843 | 0.025097 | 21204822.5614 | 523262.728 | 191046.1862 | 2778553.6991 | 3176676.133 | 1159822.4517 | 16868323.9767 | 19383336.6645 | 2919543.8708 | 1006718.0157 | 15457074.778 | 5234250.7118 | 789097.9369 | 269765.238 | 4175387.537 |  | 4054 | 974-23R | 3492862.6133 | 1896523.8093 | 131365.037 | 3272567.438 | 1768350.5637 | 102994.6675 | 210871.8591 | 118749.9294 | 18947.0534 | 9423.3161 | 523262.728 | 282820.0606 | 16494.7208 | 2747373.3885 | 282451.6698 | 16429.9831 | 641.5836 | 361.3 | 57.6469 | 7.0907 | 2778553.6991 | 1505567.0771 | 97070.5493 | 2747373.3885 | 1484268.634 | 86477.9047 | 22620.1058 | 12738.2382 | 2032.4398 | 8560.2049 | 191046.1862 | 108136.6717 | 17799.7669 | 2579.9959 | 1630.2599 | 86.7797 | 187610.1698 | 105650.3913 | 16856.9667 | 856.0205 | 0.046051 | 0.024702 | 0.0012912 | 0.1054 | 0.059876 | 0.01054 | 0.013266 | 5000000 | scaled
974-715R | 7107169.6783 | 7075029.5845 | 28293.2944 | 3846.7994 | 99.55% | 0.3981% | 0.05413% | 2450977.5528 | 6809893.4954 | 393531.2107 | 15130.4584 | 2042315.8837 | 1094689.6993 | 35153.87 | 5680049.926 | 974 | 0.14069 | 0.084357 | 0.017016 | 50517241.5435 | 1141666.7383 | 38153.4767 | 5927349.4633 | 8114883.56 | 271192.1178 | 42131165.8656 | 55196536.1983 | 8862406.6316 | 340741.1445 | 45993388.4222 | 17470802.2586 | 2808429.7184 | 90187.3594 | 14572185.1808 |  | 4055 | 974-715R | 7107169.6783 | 4656192.1255 | 297276.1829 | 7075029.5845 | 4636403.0449 | 290886.4933 | 28293.2944 | 15942.2812 | 2542.8902 | 3846.7994 | 1141666.7383 | 748135.5276 | 46977.039 | 5919932.7721 | 748051.9482 | 46961.2747 | 143.194 | 80.6848 | 12.8697 | 2.8946 | 5927349.4633 | 3885033.5796 | 247299.5373 | 5919932.7721 | 3879329.0801 | 243452.5636 | 3922.2323 | 2210.0407 | 352.5148 | 3494.4589 | 38153.4767 | 23023.0182 | 2999.6066 | 13576.1628 | 9022.0166 | 472.6551 | 24227.868 | 13651.5557 | 2177.5057 | 349.4459 | 0.029264 | 0.01868 | 0.0009754 | 0.10598 | 0.060235 | 0.010598 | 0.005442 | 5000000 | scaled
975-22R | 6417038.1128 | 5152704.553 | 1263248.1771 | 1085.3827 | 80.3% | 19.69% | 0.01691% | 1504360.026 | 5049748.3623 | 337450.4984 | 39519.5913 | 1127389.9362 | 1143855.5523 | 88190.3283 | 3817702.4817 | 975 | 0.19669 | 0.19487 | 0.19132 | 32624340.4136 | 1186601.9921 | 1177625.0581 | 4052811.0626 | 6032706.4674 | 5987067.5694 | 20604566.3768 | 25210364.0056 | 5655062.4535 | 662277.1581 | 18893024.3941 | 7146626.6419 | 1618834.8365 | 124810.8429 | 5402980.9624 |  | 4056 | 975-22R | 6417038.1128 | 4912678.0868 | 1367289.7505 | 5152704.553 | 3684617.9243 | 178572.5328 | 1263248.1771 | 1226974.7798 | 1187631.835 | 1085.3827 | 1186601.9921 | 849151.4936 | 42746.4398 | 3948385.293 | 847361.2704 | 41013.5939 | 1842.3072 | 1789.4065 | 1732.0292 | 0.81672 | 4052811.0626 | 2925421.1264 | 235108.5808 | 3948385.293 | 2823965.5673 | 136874.579 | 103439.8005 | 100469.59 | 97248.0327 | 985.9691 | 1177625.0581 | 1138105.4668 | 1089434.7299 | 19560.3919 | 13291.0866 | 684.3599 | 1157966.0693 | 1124715.7833 | 1088651.7731 | 98.5969 | 0.0055708 | 0.0037434 | 0.0001956 | 0.18961 | 0.18961 | 0.18961 | 0.0015124 | 5000000 | scaled
975-7 | 645751.2826 | 0 | 645751.2826 | 0 | 0% | 100% | 0% | 17106.5234 | 35713.114 | 25.8966 | 15680.1387 | 1400.4882 | 54.064 | 32735.2651 | 2923.7849 | 975 | 0.20764 | 0.20764 | 0.20764 | 3110021.9932 | 977.5651 | 591906.9231 | 52866.7944 | 4708.0803 | 2850700.5691 | 254613.3439 | 3027634.7559 | 4583.359 | 2775182.986 | 247868.4109 | 2938023.0007 | 4447.701 | 2693043.2834 | 240532.0162 |  | 4057 | 975-7 | 645751.2826 | 628644.7591 | 610038.1686 | 0 | 0 | 0 | 645751.2826 | 628644.7591 | 610038.1686 | 0 | 977.5651 | 951.6685 | 923.5011 | 0 | 0 | 0 | 977.5651 | 951.6685 | 923.5011 | 0 | 52866.7944 | 51466.3062 | 49943.0095 | 0 | 0 | 0 | 52866.7944 | 51466.3062 | 49943.0095 | 0 | 591906.9231 | 576226.7844 | 559171.658 | 0 | 0 | 0 | 591906.9231 | 576226.7844 | 559171.658 | 0 | 0 | 0 | 0 | 0.20764 | 0.20764 | 0.20764 | 0 | 5000000 | scaled
980-348 | 0 | 0 | 0 | 0 | 0% | 0% | 0% | 0 | 0 | 0 | 0 | 0 | 0 | 0 | 0 | 980 | 0 | 0 | 0 | 0 | 0 | 0 | 0 | 0 | 0 | 0 | 0 | 0 | 0 | 0 | 0 | 0 | 0 | 0 |  | 4058 | 980-348 | 0 | 0 | 0 | 0 | 0 | 0 | 0 | 0 | 0 | 0 | 0 | 0 | 0 | 0 | 0 | 0 | 0 | 0 | 0 | 0 | 0 | 0 | 0 | 0 | 0 | 0 | 0 | 0 | 0 | 0 | 0 | 0 | 0 | 0 | 0 | 0 | 0 | 0 | 0 | 0 | 0 | 0 | 0 | 0 | 0 | 0 | 0 | 5000000 | scaled
980-349 | 0 | 0 | 0 | 0 | 0% | 0% | 0% | 0 | 0 | 0 | 0 | 0 | 0 | 0 | 0 | 980 | 0 | 0 | 0 | 0 | 0 | 0 | 0 | 0 | 0 | 0 | 0 | 0 | 0 | 0 | 0 | 0 | 0 | 0 |  | 4059 | 980-349 | 0 | 0 | 0 | 0 | 0 | 0 | 0 | 0 | 0 | 0 | 0 | 0 | 0 | 0 | 0 | 0 | 0 | 0 | 0 | 0 | 0 | 0 | 0 | 0 | 0 | 0 | 0 | 0 | 0 | 0 | 0 | 0 | 0 | 0 | 0 | 0 | 0 | 0 | 0 | 0 | 0 | 0 | 0 | 0 | 0 | 0 | 0 | 5000000 | scaled
980-878F | 0 | 0 | 0 | 0 | 0% | 0% | 0% | 0 | 0 | 0 | 0 | 0 | 0 | 0 | 0 | 980 | 0 | 0 | 0 | 0 | 0 | 0 | 0 | 0 | 0 | 0 | 0 | 0 | 0 | 0 | 0 | 0 | 0 | 0 |  | 4060 | 980-878F | 0 | 0 | 0 | 0 | 0 | 0 | 0 | 0 | 0 | 0 | 0 | 0 | 0 | 0 | 0 | 0 | 0 | 0 | 0 | 0 | 0 | 0 | 0 | 0 | 0 | 0 | 0 | 0 | 0 | 0 | 0 | 0 | 0 | 0 | 0 | 0 | 0 | 0 | 0 | 0 | 0 | 0 | 0 | 0 | 0 | 0 | 0 | 5000000 | scaled
980-879 | 0 | 0 | 0 | 0 | 0% | 0% | 0% | 0 | 0 | 0 | 0 | 0 | 0 | 0 | 0 | 980 | 0 | 0 | 0 | 0 | 0 | 0 | 0 | 0 | 0 | 0 | 0 | 0 | 0 | 0 | 0 | 0 | 0 | 0 |  | 4061 | 980-879 | 0 | 0 | 0 | 0 | 0 | 0 | 0 | 0 | 0 | 0 | 0 | 0 | 0 | 0 | 0 | 0 | 0 | 0 | 0 | 0 | 0 | 0 | 0 | 0 | 0 | 0 | 0 | 0 | 0 | 0 | 0 | 0 | 0 | 0 | 0 | 0 | 0 | 0 | 0 | 0 | 0 | 0 | 0 | 0 | 0 | 0 | 0 | 5000000 | scaled
980-880F | 0 | 0 | 0 | 0 | 0% | 0% | 0% | 0 | 0 | 0 | 0 | 0 | 0 | 0 | 0 | 980 | 0 | 0 | 0 | 0 | 0 | 0 | 0 | 0 | 0 | 0 | 0 | 0 | 0 | 0 | 0 | 0 | 0 | 0 |  | 4062 | 980-880F | 0 | 0 | 0 | 0 | 0 | 0 | 0 | 0 | 0 | 0 | 0 | 0 | 0 | 0 | 0 | 0 | 0 | 0 | 0 | 0 | 0 | 0 | 0 | 0 | 0 | 0 | 0 | 0 | 0 | 0 | 0 | 0 | 0 | 0 | 0 | 0 | 0 | 0 | 0 | 0 | 0 | 0 | 0 | 0 | 0 | 0 | 0 | 5000000 | scaled
980-881F | 0 | 0 | 0 | 0 | 0% | 0% | 0% | 0 | 0 | 0 | 0 | 0 | 0 | 0 | 0 | 980 | 0 | 0 | 0 | 0 | 0 | 0 | 0 | 0 | 0 | 0 | 0 | 0 | 0 | 0 | 0 | 0 | 0 | 0 |  | 4063 | 980-881F | 0 | 0 | 0 | 0 | 0 | 0 | 0 | 0 | 0 | 0 | 0 | 0 | 0 | 0 | 0 | 0 | 0 | 0 | 0 | 0 | 0 | 0 | 0 | 0 | 0 | 0 | 0 | 0 | 0 | 0 | 0 | 0 | 0 | 0 | 0 | 0 | 0 | 0 | 0 | 0 | 0 | 0 | 0 | 0 | 0 | 0 | 0 | 5000000 | scaled
981-1184 | 0 | 0 | 0 | 0 | 0% | 0% | 0% | 0 | 0 | 0 | 0 | 0 | 0 | 0 | 0 | 981 | 0 | 0 | 0 | 0 | 0 | 0 | 0 | 0 | 0 | 0 | 0 | 0 | 0 | 0 | 0 | 0 | 0 | 0 |  | 4064 | 981-1184 | 0 | 0 | 0 | 0 | 0 | 0 | 0 | 0 | 0 | 0 | 0 | 0 | 0 | 0 | 0 | 0 | 0 | 0 | 0 | 0 | 0 | 0 | 0 | 0 | 0 | 0 | 0 | 0 | 0 | 0 | 0 | 0 | 0 | 0 | 0 | 0 | 0 | 0 | 0 | 0 | 0 | 0 | 0 | 0 | 0 | 0 | 0 | 5000000 | scaled
981-1262 | 0 | 0 | 0 | 0 | 0% | 0% | 0% | 0 | 0 | 0 | 0 | 0 | 0 | 0 | 0 | 981 | 0 | 0 | 0 | 0 | 0 | 0 | 0 | 0 | 0 | 0 | 0 | 0 | 0 | 0 | 0 | 0 | 0 | 0 |  | 4065 | 981-1262 | 0 | 0 | 0 | 0 | 0 | 0 | 0 | 0 | 0 | 0 | 0 | 0 | 0 | 0 | 0 | 0 | 0 | 0 | 0 | 0 | 0 | 0 | 0 | 0 | 0 | 0 | 0 | 0 | 0 | 0 | 0 | 0 | 0 | 0 | 0 | 0 | 0 | 0 | 0 | 0 | 0 | 0 | 0 | 0 | 0 | 0 | 0 | 5000000 | scaled
981-24F | 0 | 0 | 0 | 0 | 0% | 0% | 0% | 0 | 0 | 0 | 0 | 0 | 0 | 0 | 0 | 981 | 0 | 0 | 0 | 0 | 0 | 0 | 0 | 0 | 0 | 0 | 0 | 0 | 0 | 0 | 0 | 0 | 0 | 0 |  | 4066 | 981-24F | 0 | 0 | 0 | 0 | 0 | 0 | 0 | 0 | 0 | 0 | 0 | 0 | 0 | 0 | 0 | 0 | 0 | 0 | 0 | 0 | 0 | 0 | 0 | 0 | 0 | 0 | 0 | 0 | 0 | 0 | 0 | 0 | 0 | 0 | 0 | 0 | 0 | 0 | 0 | 0 | 0 | 0 | 0 | 0 | 0 | 0 | 0 | 5000000 | scaled
981-25 | 0 | 0 | 0 | 0 | 0% | 0% | 0% | 0 | 0 | 0 | 0 | 0 | 0 | 0 | 0 | 981 | 0 | 0 | 0 | 0 | 0 | 0 | 0 | 0 | 0 | 0 | 0 | 0 | 0 | 0 | 0 | 0 | 0 | 0 |  | 4067 | 981-25 | 0 | 0 | 0 | 0 | 0 | 0 | 0 | 0 | 0 | 0 | 0 | 0 | 0 | 0 | 0 | 0 | 0 | 0 | 0 | 0 | 0 | 0 | 0 | 0 | 0 | 0 | 0 | 0 | 0 | 0 | 0 | 0 | 0 | 0 | 0 | 0 | 0 | 0 | 0 | 0 | 0 | 0 | 0 | 0 | 0 | 0 | 0 | 5000000 | scaled
981-28F | 0 | 0 | 0 | 0 | 0% | 0% | 0% | 0 | 0 | 0 | 0 | 0 | 0 | 0 | 0 | 981 | 0 | 0 | 0 | 0 | 0 | 0 | 0 | 0 | 0 | 0 | 0 | 0 | 0 | 0 | 0 | 0 | 0 | 0 |  | 4068 | 981-28F | 0 | 0 | 0 | 0 | 0 | 0 | 0 | 0 | 0 | 0 | 0 | 0 | 0 | 0 | 0 | 0 | 0 | 0 | 0 | 0 | 0 | 0 | 0 | 0 | 0 | 0 | 0 | 0 | 0 | 0 | 0 | 0 | 0 | 0 | 0 | 0 | 0 | 0 | 0 | 0 | 0 | 0 | 0 | 0 | 0 | 0 | 0 | 5000000 | scaled
982-753 | 0 | 0 | 0 | 0 | 0% | 0% | 0% | 0 | 0 | 0 | 0 | 0 | 0 | 0 | 0 | 982 | 0 | 0 | 0 | 0 | 0 | 0 | 0 | 0 | 0 | 0 | 0 | 0 | 0 | 0 | 0 | 0 | 0 | 0 |  | 4069 | 982-753 | 0 | 0 | 0 | 0 | 0 | 0 | 0 | 0 | 0 | 0 | 0 | 0 | 0 | 0 | 0 | 0 | 0 | 0 | 0 | 0 | 0 | 0 | 0 | 0 | 0 | 0 | 0 | 0 | 0 | 0 | 0 | 0 | 0 | 0 | 0 | 0 | 0 | 0 | 0 | 0 | 0 | 0 | 0 | 0 | 0 | 0 | 0 | 5000000 | scaled
982-909AE | 0 | 0 | 0 | 0 | 0% | 0% | 0% | 0 | 0 | 0 | 0 | 0 | 0 | 0 | 0 | 982 | 0 | 0 | 0 | 0 | 0 | 0 | 0 | 0 | 0 | 0 | 0 | 0 | 0 | 0 | 0 | 0 | 0 | 0 |  | 4070 | 982-909AE | 0 | 0 | 0 | 0 | 0 | 0 | 0 | 0 | 0 | 0 | 0 | 0 | 0 | 0 | 0 | 0 | 0 | 0 | 0 | 0 | 0 | 0 | 0 | 0 | 0 | 0 | 0 | 0 | 0 | 0 | 0 | 0 | 0 | 0 | 0 | 0 | 0 | 0 | 0 | 0 | 0 | 0 | 0 | 0 | 0 | 0 | 0 | 5000000 | scaled
982-912 | 0 | 0 | 0 | 0 | 0% | 0% | 0% | 0 | 0 | 0 | 0 | 0 | 0 | 0 | 0 | 982 | 0 | 0 | 0 | 0 | 0 | 0 | 0 | 0 | 0 | 0 | 0 | 0 | 0 | 0 | 0 | 0 | 0 | 0 |  | 4071 | 982-912 | 0 | 0 | 0 | 0 | 0 | 0 | 0 | 0 | 0 | 0 | 0 | 0 | 0 | 0 | 0 | 0 | 0 | 0 | 0 | 0 | 0 | 0 | 0 | 0 | 0 | 0 | 0 | 0 | 0 | 0 | 0 | 0 | 0 | 0 | 0 | 0 | 0 | 0 | 0 | 0 | 0 | 0 | 0 | 0 | 0 | 0 | 0 | 5000000 | scaled
983-28 | 0 | 0 | 0 | 0 | 0% | 0% | 0% | 0 | 0 | 0 | 0 | 0 | 0 | 0 | 0 | 983 | 0 | 0 | 0 | 0 | 0 | 0 | 0 | 0 | 0 | 0 | 0 | 0 | 0 | 0 | 0 | 0 | 0 | 0 |  | 4072 | 983-28 | 0 | 0 | 0 | 0 | 0 | 0 | 0 | 0 | 0 | 0 | 0 | 0 | 0 | 0 | 0 | 0 | 0 | 0 | 0 | 0 | 0 | 0 | 0 | 0 | 0 | 0 | 0 | 0 | 0 | 0 | 0 | 0 | 0 | 0 | 0 | 0 | 0 | 0 | 0 | 0 | 0 | 0 | 0 | 0 | 0 | 0 | 0 | 5000000 | scaled
983-29 | 0 | 0 | 0 | 0 | 0% | 0% | 0% | 0 | 0 | 0 | 0 | 0 | 0 | 0 | 0 | 983 | 0 | 0 | 0 | 0 | 0 | 0 | 0 | 0 | 0 | 0 | 0 | 0 | 0 | 0 | 0 | 0 | 0 | 0 |  | 4073 | 983-29 | 0 | 0 | 0 | 0 | 0 | 0 | 0 | 0 | 0 | 0 | 0 | 0 | 0 | 0 | 0 | 0 | 0 | 0 | 0 | 0 | 0 | 0 | 0 | 0 | 0 | 0 | 0 | 0 | 0 | 0 | 0 | 0 | 0 | 0 | 0 | 0 | 0 | 0 | 0 | 0 | 0 | 0 | 0 | 0 | 0 | 0 | 0 | 5000000 | scaled
985-36 | 0 | 0 | 0 | 0 | 0% | 0% | 0% | 0 | 0 | 0 | 0 | 0 | 0 | 0 | 0 | 985 | 0 | 0 | 0 | 0 | 0 | 0 | 0 | 0 | 0 | 0 | 0 | 0 | 0 | 0 | 0 | 0 | 0 | 0 |  | 4074 | 985-36 | 0 | 0 | 0 | 0 | 0 | 0 | 0 | 0 | 0 | 0 | 0 | 0 | 0 | 0 | 0 | 0 | 0 | 0 | 0 | 0 | 0 | 0 | 0 | 0 | 0 | 0 | 0 | 0 | 0 | 0 | 0 | 0 | 0 | 0 | 0 | 0 | 0 | 0 | 0 | 0 | 0 | 0 | 0 | 0 | 0 | 0 | 0 | 5000000 | scaled
985-37F | 0 | 0 | 0 | 0 | 0% | 0% | 0% | 0 | 0 | 0 | 0 | 0 | 0 | 0 | 0 | 985 | 0 | 0 | 0 | 0 | 0 | 0 | 0 | 0 | 0 | 0 | 0 | 0 | 0 | 0 | 0 | 0 | 0 | 0 |  | 4075 | 985-37F | 0 | 0 | 0 | 0 | 0 | 0 | 0 | 0 | 0 | 0 | 0 | 0 | 0 | 0 | 0 | 0 | 0 | 0 | 0 | 0 | 0 | 0 | 0 | 0 | 0 | 0 | 0 | 0 | 0 | 0 | 0 | 0 | 0 | 0 | 0 | 0 | 0 | 0 | 0 | 0 | 0 | 0 | 0 | 0 | 0 | 0 | 0 | 5000000 | scaled
985-38F | 0 | 0 | 0 | 0 | 0% | 0% | 0% | 0 | 0 | 0 | 0 | 0 | 0 | 0 | 0 | 985 | 0 | 0 | 0 | 0 | 0 | 0 | 0 | 0 | 0 | 0 | 0 | 0 | 0 | 0 | 0 | 0 | 0 | 0 |  | 4076 | 985-38F | 0 | 0 | 0 | 0 | 0 | 0 | 0 | 0 | 0 | 0 | 0 | 0 | 0 | 0 | 0 | 0 | 0 | 0 | 0 | 0 | 0 | 0 | 0 | 0 | 0 | 0 | 0 | 0 | 0 | 0 | 0 | 0 | 0 | 0 | 0 | 0 | 0 | 0 | 0 | 0 | 0 | 0 | 0 | 0 | 0 | 0 | 0 | 5000000 | scaled
985-45 | 0 | 0 | 0 | 0 | 0% | 0% | 0% | 0 | 0 | 0 | 0 | 0 | 0 | 0 | 0 | 985 | 0 | 0 | 0 | 0 | 0 | 0 | 0 | 0 | 0 | 0 | 0 | 0 | 0 | 0 | 0 | 0 | 0 | 0 |  | 4077 | 985-45 | 0 | 0 | 0 | 0 | 0 | 0 | 0 | 0 | 0 | 0 | 0 | 0 | 0 | 0 | 0 | 0 | 0 | 0 | 0 | 0 | 0 | 0 | 0 | 0 | 0 | 0 | 0 | 0 | 0 | 0 | 0 | 0 | 0 | 0 | 0 | 0 | 0 | 0 | 0 | 0 | 0 | 0 | 0 | 0 | 0 | 0 | 0 | 5000000 | scaled
985-46F | 0 | 0 | 0 | 0 | 0% | 0% | 0% | 0 | 0 | 0 | 0 | 0 | 0 | 0 | 0 | 985 | 0 | 0 | 0 | 0 | 0 | 0 | 0 | 0 | 0 | 0 | 0 | 0 | 0 | 0 | 0 | 0 | 0 | 0 |  | 4078 | 985-46F | 0 | 0 | 0 | 0 | 0 | 0 | 0 | 0 | 0 | 0 | 0 | 0 | 0 | 0 | 0 | 0 | 0 | 0 | 0 | 0 | 0 | 0 | 0 | 0 | 0 | 0 | 0 | 0 | 0 | 0 | 0 | 0 | 0 | 0 | 0 | 0 | 0 | 0 | 0 | 0 | 0 | 0 | 0 | 0 | 0 | 0 | 0 | 5000000 | scaled
985-47F | 0 | 0 | 0 | 0 | 0% | 0% | 0% | 0 | 0 | 0 | 0 | 0 | 0 | 0 | 0 | 985 | 0 | 0 | 0 | 0 | 0 | 0 | 0 | 0 | 0 | 0 | 0 | 0 | 0 | 0 | 0 | 0 | 0 | 0 |  | 4079 | 985-47F | 0 | 0 | 0 | 0 | 0 | 0 | 0 | 0 | 0 | 0 | 0 | 0 | 0 | 0 | 0 | 0 | 0 | 0 | 0 | 0 | 0 | 0 | 0 | 0 | 0 | 0 | 0 | 0 | 0 | 0 | 0 | 0 | 0 | 0 | 0 | 0 | 0 | 0 | 0 | 0 | 0 | 0 | 0 | 0 | 0 | 0 | 0 | 5000000 | scaled
986-197F | 0 | 0 | 0 | 0 | 0% | 0% | 0% | 0 | 0 | 0 | 0 | 0 | 0 | 0 | 0 | 986 | 0 | 0 | 0 | 0 | 0 | 0 | 0 | 0 | 0 | 0 | 0 | 0 | 0 | 0 | 0 | 0 | 0 | 0 |  | 4080 | 986-197F | 0 | 0 | 0 | 0 | 0 | 0 | 0 | 0 | 0 | 0 | 0 | 0 | 0 | 0 | 0 | 0 | 0 | 0 | 0 | 0 | 0 | 0 | 0 | 0 | 0 | 0 | 0 | 0 | 0 | 0 | 0 | 0 | 0 | 0 | 0 | 0 | 0 | 0 | 0 | 0 | 0 | 0 | 0 | 0 | 0 | 0 | 0 | 5000000 | scaled
986-198F | 0 | 0 | 0 | 0 | 0% | 0% | 0% | 0 | 0 | 0 | 0 | 0 | 0 | 0 | 0 | 986 | 0 | 0 | 0 | 0 | 0 | 0 | 0 | 0 | 0 | 0 | 0 | 0 | 0 | 0 | 0 | 0 | 0 | 0 |  | 4081 | 986-198F | 0 | 0 | 0 | 0 | 0 | 0 | 0 | 0 | 0 | 0 | 0 | 0 | 0 | 0 | 0 | 0 | 0 | 0 | 0 | 0 | 0 | 0 | 0 | 0 | 0 | 0 | 0 | 0 | 0 | 0 | 0 | 0 | 0 | 0 | 0 | 0 | 0 | 0 | 0 | 0 | 0 | 0 | 0 | 0 | 0 | 0 | 0 | 5000000 | scaled
986-199 | 0 | 0 | 0 | 0 | 0% | 0% | 0% | 0 | 0 | 0 | 0 | 0 | 0 | 0 | 0 | 986 | 0 | 0 | 0 | 0 | 0 | 0 | 0 | 0 | 0 | 0 | 0 | 0 | 0 | 0 | 0 | 0 | 0 | 0 |  | 4082 | 986-199 | 0 | 0 | 0 | 0 | 0 | 0 | 0 | 0 | 0 | 0 | 0 | 0 | 0 | 0 | 0 | 0 | 0 | 0 | 0 | 0 | 0 | 0 | 0 | 0 | 0 | 0 | 0 | 0 | 0 | 0 | 0 | 0 | 0 | 0 | 0 | 0 | 0 | 0 | 0 | 0 | 0 | 0 | 0 | 0 | 0 | 0 | 0 | 5000000 | scaled
986-402F | 0 | 0 | 0 | 0 | 0% | 0% | 0% | 0 | 0 | 0 | 0 | 0 | 0 | 0 | 0 | 986 | 0 | 0 | 0 | 0 | 0 | 0 | 0 | 0 | 0 | 0 | 0 | 0 | 0 | 0 | 0 | 0 | 0 | 0 |  | 4083 | 986-402F | 0 | 0 | 0 | 0 | 0 | 0 | 0 | 0 | 0 | 0 | 0 | 0 | 0 | 0 | 0 | 0 | 0 | 0 | 0 | 0 | 0 | 0 | 0 | 0 | 0 | 0 | 0 | 0 | 0 | 0 | 0 | 0 | 0 | 0 | 0 | 0 | 0 | 0 | 0 | 0 | 0 | 0 | 0 | 0 | 0 | 0 | 0 | 5000000 | scaled
988-34 | 0 | 0 | 0 | 0 | 0% | 0% | 0% | 0 | 0 | 0 | 0 | 0 | 0 | 0 | 0 | 988 | 0 | 0 | 0 | 0 | 0 | 0 | 0 | 0 | 0 | 0 | 0 | 0 | 0 | 0 | 0 | 0 | 0 | 0 |  | 4084 | 988-34 | 0 | 0 | 0 | 0 | 0 | 0 | 0 | 0 | 0 | 0 | 0 | 0 | 0 | 0 | 0 | 0 | 0 | 0 | 0 | 0 | 0 | 0 | 0 | 0 | 0 | 0 | 0 | 0 | 0 | 0 | 0 | 0 | 0 | 0 | 0 | 0 | 0 | 0 | 0 | 0 | 0 | 0 | 0 | 0 | 0 | 0 | 0 | 5000000 | scaled
988-35 | 0 | 0 | 0 | 0 | 0% | 0% | 0% | 0 | 0 | 0 | 0 | 0 | 0 | 0 | 0 | 988 | 0 | 0 | 0 | 0 | 0 | 0 | 0 | 0 | 0 | 0 | 0 | 0 | 0 | 0 | 0 | 0 | 0 | 0 |  | 4085 | 988-35 | 0 | 0 | 0 | 0 | 0 | 0 | 0 | 0 | 0 | 0 | 0 | 0 | 0 | 0 | 0 | 0 | 0 | 0 | 0 | 0 | 0 | 0 | 0 | 0 | 0 | 0 | 0 | 0 | 0 | 0 | 0 | 0 | 0 | 0 | 0 | 0 | 0 | 0 | 0 | 0 | 0 | 0 | 0 | 0 | 0 | 0 | 0 | 5000000 | scaled
988-37 | 0 | 0 | 0 | 0 | 0% | 0% | 0% | 0 | 0 | 0 | 0 | 0 | 0 | 0 | 0 | 988 | 0 | 0 | 0 | 0 | 0 | 0 | 0 | 0 | 0 | 0 | 0 | 0 | 0 | 0 | 0 | 0 | 0 | 0 |  | 4086 | 988-37 | 0 | 0 | 0 | 0 | 0 | 0 | 0 | 0 | 0 | 0 | 0 | 0 | 0 | 0 | 0 | 0 | 0 | 0 | 0 | 0 | 0 | 0 | 0 | 0 | 0 | 0 | 0 | 0 | 0 | 0 | 0 | 0 | 0 | 0 | 0 | 0 | 0 | 0 | 0 | 0 | 0 | 0 | 0 | 0 | 0 | 0 | 0 | 5000000 | scaled
989-1AE | 0 | 0 | 0 | 0 | 0% | 0% | 0% | 0 | 0 | 0 | 0 | 0 | 0 | 0 | 0 | 989 | 0 | 0 | 0 | 0 | 0 | 0 | 0 | 0 | 0 | 0 | 0 | 0 | 0 | 0 | 0 | 0 | 0 | 0 |  | 4087 | 989-1AE | 0 | 0 | 0 | 0 | 0 | 0 | 0 | 0 | 0 | 0 | 0 | 0 | 0 | 0 | 0 | 0 | 0 | 0 | 0 | 0 | 0 | 0 | 0 | 0 | 0 | 0 | 0 | 0 | 0 | 0 | 0 | 0 | 0 | 0 | 0 | 0 | 0 | 0 | 0 | 0 | 0 | 0 | 0 | 0 | 0 | 0 | 0 | 5000000 | scaled
991-383 | 72257.1589 | 0 | 72257.1589 | 0 | 0% | 100% | 0% | 8772.1534 | 18148.2627 | 11.3838 | 7991.9803 | 768.7892 | 23.5514 | 16534.2023 | 1590.509 | 991 | 0.029978 | 0.029978 | 0.029978 | 2410371.7078 | 93.7697 | 65830.7907 | 6332.5985 | 3127.9932 | 2195999.3682 | 211244.3464 | 2117748.103 | 2748.249 | 1929400.9638 | 185598.8902 | 1804977.5905 | 2342.3597 | 1644447.4665 | 158187.7642 |  | 4088 | 991-383 | 72257.1589 | 63485.0055 | 54108.8962 | 0 | 0 | 0 | 72257.1589 | 63485.0055 | 54108.8962 | 0 | 93.7697 | 82.3859 | 70.2183 | 0 | 0 | 0 | 93.7697 | 82.3859 | 70.2183 | 0 | 6332.5985 | 5563.8093 | 4742.0895 | 0 | 0 | 0 | 6332.5985 | 5563.8093 | 4742.0895 | 0 | 65830.7907 | 57838.8103 | 49296.5884 | 0 | 0 | 0 | 65830.7907 | 57838.8103 | 49296.5884 | 0 | 0 | 0 | 0 | 0.029978 | 0.029978 | 0.029978 | 0 | 5000000 | scaled
991-384AE | 98033.3581 | 0 | 98033.3581 | 0 | 0% | 100% | 0% | 11919.3902 | 24660.0638 | 13.9392 | 10885.4484 | 1020.0026 | 28.8388 | 22520.9384 | 2110.2866 | 991 | 0.029928 | 0.029928 | 0.029928 | 3275640.1401 | 114.6454 | 89529.5015 | 8389.2112 | 3830.7075 | 2991496.3076 | 280313.125 | 2877371.2885 | 3364.9508 | 2627775.0965 | 246231.2413 | 2451660.4622 | 2867.1019 | 2238992.3516 | 209801.0087 |  | 4089 | 991-384AE | 98033.3581 | 86113.9679 | 73373.2943 | 0 | 0 | 0 | 98033.3581 | 86113.9679 | 73373.2943 | 0 | 114.6454 | 100.7062 | 85.8066 | 0 | 0 | 0 | 114.6454 | 100.7062 | 85.8066 | 0 | 8389.2112 | 7369.2086 | 6278.9246 | 0 | 0 | 0 | 8389.2112 | 7369.2086 | 6278.9246 | 0 | 89529.5015 | 78644.0531 | 67008.5631 | 0 | 0 | 0 | 89529.5015 | 78644.0531 | 67008.5631 | 0 | 0 | 0 | 0 | 0.029928 | 0.029928 | 0.029928 | 0 | 5000000 | scaled
991-385 | 12343.0108 | 0 | 12343.0108 | 0 | 0% | 100% | 0% | 1497.2022 | 3099.9993 | 1.6381 | 1354.4663 | 141.0978 | 3.3916 | 2804.4607 | 292.1469 | 991 | 0.0301 | 0.0301 | 0.0301 | 410061.3549 | 13.5042 | 11166.2892 | 1163.2173 | 448.639 | 370968.1348 | 38644.5811 | 360321.0804 | 394.2192 | 325969.852 | 33957.0092 | 307072.7143 | 335.9614 | 277797.9216 | 28938.8314 |  | 4090 | 991-385 | 12343.0108 | 10845.8086 | 9243.0115 | 0 | 0 | 0 | 12343.0108 | 10845.8086 | 9243.0115 | 0 | 13.5042 | 11.8662 | 10.1126 | 0 | 0 | 0 | 13.5042 | 11.8662 | 10.1126 | 0 | 1163.2173 | 1022.1196 | 871.0704 | 0 | 0 | 0 | 1163.2173 | 1022.1196 | 871.0704 | 0 | 11166.2892 | 9811.8229 | 8361.8286 | 0 | 0 | 0 | 11166.2892 | 9811.8229 | 8361.8286 | 0 | 0 | 0 | 0 | 0.0301 | 0.0301 | 0.0301 | 0 | 5000000 | scaled
991-4AE | 0 | 0 | 0 | 0 | 0% | 0% | 0% | 0 | 0 | 0 | 0 | 0 | 0 | 0 | 0 | 991 | 0 | 0 | 0 | 0 | 0 | 0 | 0 | 0 | 0 | 0 | 0 | 0 | 0 | 0 | 0 | 0 | 0 | 0 |  | 4091 | 991-4AE | 0 | 0 | 0 | 0 | 0 | 0 | 0 | 0 | 0 | 0 | 0 | 0 | 0 | 0 | 0 | 0 | 0 | 0 | 0 | 0 | 0 | 0 | 0 | 0 | 0 | 0 | 0 | 0 | 0 | 0 | 0 | 0 | 0 | 0 | 0 | 0 | 0 | 0 | 0 | 0 | 0 | 0 | 0 | 0 | 0 | 0 | 0 | 5000000 | scaled
99-181 | 0 | 0 | 0 | 0 | 0% | 0% | 0% | 0 | 0 | 0 | 0 | 0 | 0 | 0 | 0 | 99 | 0 | 0 | 0 | 0 | 0 | 0 | 0 | 0 | 0 | 0 | 0 | 0 | 0 | 0 | 0 | 0 | 0 | 0 |  | 4092 | 99-181 | 0 | 0 | 0 | 0 | 0 | 0 | 0 | 0 | 0 | 0 | 0 | 0 | 0 | 0 | 0 | 0 | 0 | 0 | 0 | 0 | 0 | 0 | 0 | 0 | 0 | 0 | 0 | 0 | 0 | 0 | 0 | 0 | 0 | 0 | 0 | 0 | 0 | 0 | 0 | 0 | 0 | 0 | 0 | 0 | 0 | 0 | 0 | 5000000 | scaled
99-182 | 0 | 0 | 0 | 0 | 0% | 0% | 0% | 0 | 0 | 0 | 0 | 0 | 0 | 0 | 0 | 99 | 0 | 0 | 0 | 0 | 0 | 0 | 0 | 0 | 0 | 0 | 0 | 0 | 0 | 0 | 0 | 0 | 0 | 0 |  | 4093 | 99-182 | 0 | 0 | 0 | 0 | 0 | 0 | 0 | 0 | 0 | 0 | 0 | 0 | 0 | 0 | 0 | 0 | 0 | 0 | 0 | 0 | 0 | 0 | 0 | 0 | 0 | 0 | 0 | 0 | 0 | 0 | 0 | 0 | 0 | 0 | 0 | 0 | 0 | 0 | 0 | 0 | 0 | 0 | 0 | 0 | 0 | 0 | 0 | 5000000 | scaled
99-184F | 0 | 0 | 0 | 0 | 0% | 0% | 0% | 0 | 0 | 0 | 0 | 0 | 0 | 0 | 0 | 99 | 0 | 0 | 0 | 0 | 0 | 0 | 0 | 0 | 0 | 0 | 0 | 0 | 0 | 0 | 0 | 0 | 0 | 0 |  | 4094 | 99-184F | 0 | 0 | 0 | 0 | 0 | 0 | 0 | 0 | 0 | 0 | 0 | 0 | 0 | 0 | 0 | 0 | 0 | 0 | 0 | 0 | 0 | 0 | 0 | 0 | 0 | 0 | 0 | 0 | 0 | 0 | 0 | 0 | 0 | 0 | 0 | 0 | 0 | 0 | 0 | 0 | 0 | 0 | 0 | 0 | 0 | 0 | 0 | 5000000 | scaled
99-185F | 0 | 0 | 0 | 0 | 0% | 0% | 0% | 0 | 0 | 0 | 0 | 0 | 0 | 0 | 0 | 99 | 0 | 0 | 0 | 0 | 0 | 0 | 0 | 0 | 0 | 0 | 0 | 0 | 0 | 0 | 0 | 0 | 0 | 0 |  | 4095 | 99-185F | 0 | 0 | 0 | 0 | 0 | 0 | 0 | 0 | 0 | 0 | 0 | 0 | 0 | 0 | 0 | 0 | 0 | 0 | 0 | 0 | 0 | 0 | 0 | 0 | 0 | 0 | 0 | 0 | 0 | 0 | 0 | 0 | 0 | 0 | 0 | 0 | 0 | 0 | 0 | 0 | 0 | 0 | 0 | 0 | 0 | 0 | 0 | 5000000 | scaled
990-10 | 0 | 0 | 0 | 0 | 0% | 0% | 0% | 0 | 0 | 0 | 0 | 0 | 0 | 0 | 0 | 990 | 0 | 0 | 0 | 0 | 0 | 0 | 0 | 0 | 0 | 0 | 0 | 0 | 0 | 0 | 0 | 0 | 0 | 0 |  | 4096 | 990-10 | 0 | 0 | 0 | 0 | 0 | 0 | 0 | 0 | 0 | 0 | 0 | 0 | 0 | 0 | 0 | 0 | 0 | 0 | 0 | 0 | 0 | 0 | 0 | 0 | 0 | 0 | 0 | 0 | 0 | 0 | 0 | 0 | 0 | 0 | 0 | 0 | 0 | 0 | 0 | 0 | 0 | 0 | 0 | 0 | 0 | 0 | 0 | 5000000 | scaled
990-7 | 0 | 0 | 0 | 0 | 0% | 0% | 0% | 0 | 0 | 0 | 0 | 0 | 0 | 0 | 0 | 990 | 0 | 0 | 0 | 0 | 0 | 0 | 0 | 0 | 0 | 0 | 0 | 0 | 0 | 0 | 0 | 0 | 0 | 0 |  | 4097 | 990-7 | 0 | 0 | 0 | 0 | 0 | 0 | 0 | 0 | 0 | 0 | 0 | 0 | 0 | 0 | 0 | 0 | 0 | 0 | 0 | 0 | 0 | 0 | 0 | 0 | 0 | 0 | 0 | 0 | 0 | 0 | 0 | 0 | 0 | 0 | 0 | 0 | 0 | 0 | 0 | 0 | 0 | 0 | 0 | 0 | 0 | 0 | 0 | 5000000 | scaled
990-713 | 85922.3865 | 388.6829 | 85493.9786 | 39.725 | 0.4524% | 99.5% | 0.04623% | 38504.6191 | 80175.2848 | 104.052 | 33458.8538 | 4941.7133 | 181.1681 | 69861.3273 | 10132.7894 | 990 | 0.017823 | 0.010124 | 0.0018116 | 4820979.3472 | 189.6387 | 74862.3011 | 10870.4467 | 10640.3499 | 4200414.1454 | 609924.8518 | 4683698.8723 | 12656.8789 | 4069932.3737 | 601109.6197 | 3172390.0195 | 7168.4922 | 2764285.5041 | 400936.0233 |  | 4098 | 990-713 | 85922.3865 | 47417.7674 | 5747.1018 | 388.6829 | 96.3911 | 0.0077733 | 85493.9786 | 47281.6513 | 5707.369 | 39.725 | 189.6387 | 85.5867 | 8.4706 | 325.1249 | 15.6314 | 0 | 126.4381 | 69.9254 | 8.4407 | 0.029892 | 10870.4467 | 5928.7334 | 737.6573 | 325.1249 | 80.6119 | 0 | 10509.2353 | 5812.035 | 701.5709 | 36.0864 | 74862.3011 | 41403.4473 | 5000.9739 | 0.38734 | 0.14787 | 0.0077733 | 74858.3052 | 41399.6908 | 4997.3574 | 3.6086 | 0.0002068 | 7.92e-05 | 4.2e-06 | 0.017565 | 0.0099938 | 0.0017564 | 5.1e-05 | 5000000 | scaled
990-714 | 0 | 0 | 0 | 0 | 0% | 0% | 0% | 0 | 0 | 0 | 0 | 0 | 0 | 0 | 0 | 990 | 0 | 0 | 0 | 0 | 0 | 0 | 0 | 0 | 0 | 0 | 0 | 0 | 0 | 0 | 0 | 0 | 0 | 0 |  | 4099 | 990-714 | 0 | 0 | 0 | 0 | 0 | 0 | 0 | 0 | 0 | 0 | 0 | 0 | 0 | 0 | 0 | 0 | 0 | 0 | 0 | 0 | 0 | 0 | 0 | 0 | 0 | 0 | 0 | 0 | 0 | 0 | 0 | 0 | 0 | 0 | 0 | 0 | 0 | 0 | 0 | 0 | 0 | 0 | 0 | 0 | 0 | 0 | 0 | 5000000 | scaled
990-716 | 0 | 0 | 0 | 0 | 0% | 0% | 0% | 0 | 0 | 0 | 0 | 0 | 0 | 0 | 0 | 990 | 0 | 0 | 0 | 0 | 0 | 0 | 0 | 0 | 0 | 0 | 0 | 0 | 0 | 0 | 0 | 0 | 0 | 0 |  | 4100 | 990-716 | 0 | 0 | 0 | 0 | 0 | 0 | 0 | 0 | 0 | 0 | 0 | 0 | 0 | 0 | 0 | 0 | 0 | 0 | 0 | 0 | 0 | 0 | 0 | 0 | 0 | 0 | 0 | 0 | 0 | 0 | 0 | 0 | 0 | 0 | 0 | 0 | 0 | 0 | 0 | 0 | 0 | 0 | 0 | 0 | 0 | 0 | 0 | 5000000 | scaled
991-1 | 626861.7505 | 412906.0205 | 212996.3684 | 959.3616 | 65.87% | 33.98% | 0.153% | 330653.6019 | 601654.6766 | 72460.033 | 86032.8619 | 172160.7071 | 124352.8454 | 178834.3735 | 298467.4576 | 991 | 0.034773 | 0.019945 | 0.0044378 | 18027462.7291 | 126912.1142 | 193392.1288 | 306557.5075 | 3649773.5049 | 5561624.0596 | 8816065.1647 | 14851546.211 | 3254594.9051 | 3864228.3532 | 7732722.9527 | 5680083.3548 | 1173986.5988 | 1688334.1691 | 2817762.587 |  | 4101 | 991-1 | 626861.7505 | 296208.1486 | 25207.0739 | 412906.0205 | 177042.9924 | 8298.5328 | 212996.3684 | 118205.7945 | 15949.1796 | 959.3616 | 126912.1142 | 54452.0812 | 2559.2688 | 286155.0279 | 54316.5006 | 2540.3508 | 243.0035 | 134.8587 | 18.1961 | 0.72189 | 306557.5075 | 134396.8005 | 8090.0499 | 286155.0279 | 122686.2702 | 5756.0778 | 19530.989 | 10839.0396 | 1462.4815 | 871.4906 | 193392.1288 | 107359.2669 | 14557.7552 | 82.6038 | 40.2216 | 2.1042 | 193222.3759 | 107231.8962 | 14468.5019 | 87.1491 | 0.0036662 | 0.0016958 | 8.88e-05 | 0.02973 | 0.016873 | 0.002973 | 0.001376 | 5000000 | scaled
991-1206R | 4576791.095 | 4566681.8556 | 4519.9221 | 5589.3174 | 99.78% | 0.09876% | 0.1221% | 2039218.2898 | 4449478.8032 | 494405.078 | 1712.3457 | 1543100.8661 | 1079009.6123 | 3614.2294 | 3366854.9614 | 991 | 0.063785 | 0.039669 | 0.011642 | 71752957.4956 | 1108444.7004 | 4399.7959 | 3463946.5987 | 17377718.1045 | 68978.1038 | 54306261.2873 | 63969305.8294 | 15509251.6567 | 53715.4673 | 48406338.7055 | 10935603.1508 | 2651910.8054 | 8882.7883 | 8274809.5571 |  | 4102 | 991-1206R | 4576791.095 | 2537572.8052 | 127312.2919 | 4566681.8556 | 2529474.3073 | 121384.1615 | 4519.9221 | 2509.1806 | 338.8131 | 5589.3174 | 1108444.7004 | 614039.6224 | 29435.088 | 3457939.5553 | 614024.0286 | 29429.3445 | 20.5138 | 11.388 | 1.5377 | 4.2058 | 3463946.5987 | 1920845.7326 | 97091.6373 | 3457939.5553 | 1915252.2637 | 91944.5752 | 929.6693 | 516.0948 | 69.6879 | 5077.3742 | 4399.7959 | 2687.4503 | 785.5665 | 322.3195 | 198.015 | 10.2417 | 3569.739 | 1981.6978 | 267.5874 | 507.7374 | 0.025819 | 0.01472 | 0.0007698 | 0.030104 | 0.017087 | 0.0030104 | 0.0078618 | 5000000 | scaled
991-2 | 0 | 0 | 0 | 0 | 0% | 0% | 0% | 0 | 0 | 0 | 0 | 0 | 0 | 0 | 0 | 991 | 0 | 0 | 0 | 0 | 0 | 0 | 0 | 0 | 0 | 0 | 0 | 0 | 0 | 0 | 0 | 0 | 0 | 0 |  | 4103 | 991-2 | 0 | 0 | 0 | 0 | 0 | 0 | 0 | 0 | 0 | 0 | 0 | 0 | 0 | 0 | 0 | 0 | 0 | 0 | 0 | 0 | 0 | 0 | 0 | 0 | 0 | 0 | 0 | 0 | 0 | 0 | 0 | 0 | 0 | 0 | 0 | 0 | 0 | 0 | 0 | 0 | 0 | 0 | 0 | 0 | 0 | 0 | 0 | 5000000 | scaled
991-379AE | 22905.7004 | 0 | 22905.7004 | 0 | 0% | 100% | 0% | 2770.1047 | 5739.8586 | 2.7025 | 2507.5858 | 259.8164 | 5.5998 | 5195.9003 | 538.3585 | 991 | 0.030077 | 0.030077 | 0.030077 | 761568.6547 | 22.3467 | 20734.9595 | 2148.3942 | 742.9826 | 689395.8683 | 71429.8039 | 669468.2224 | 653.1298 | 606023.6639 | 62791.4286 | 570729.8527 | 556.8012 | 516642.5902 | 53530.4613 |  | 4104 | 991-379AE | 22905.7004 | 20135.5957 | 17165.8418 | 0 | 0 | 0 | 22905.7004 | 20135.5957 | 17165.8418 | 0 | 22.3467 | 19.6442 | 16.7469 | 0 | 0 | 0 | 22.3467 | 19.6442 | 16.7469 | 0 | 2148.3942 | 1888.5778 | 1610.0357 | 0 | 0 | 0 | 2148.3942 | 1888.5778 | 1610.0357 | 0 | 20734.9595 | 18227.3737 | 15539.0592 | 0 | 0 | 0 | 20734.9595 | 18227.3737 | 15539.0592 | 0 | 0 | 0 | 0 | 0.030077 | 0.030077 | 0.030077 | 0 | 5000000 | scaled
991-380 | 22544.1756 | 0 | 22544.1756 | 0 | 0% | 100% | 0% | 2730.1099 | 5653.7794 | 3.6438 | 2482.819 | 243.6471 | 7.5459 | 5141.6651 | 504.5684 | 991 | 0.030054 | 0.030054 | 0.030054 | 750132.2829 | 30.0889 | 20502.1442 | 2011.9424 | 1001.1752 | 682185.969 | 66945.1387 | 659290.9216 | 879.9324 | 599572.9373 | 58838.0519 | 562009.0844 | 750.0938 | 511102.8022 | 50156.1884 |  | 4105 | 991-380 | 22544.1756 | 19814.0656 | 16890.3962 | 0 | 0 | 0 | 22544.1756 | 19814.0656 | 16890.3962 | 0 | 30.0889 | 26.4451 | 22.543 | 0 | 0 | 0 | 30.0889 | 26.4451 | 22.543 | 0 | 2011.9424 | 1768.2953 | 1507.374 | 0 | 0 | 0 | 2011.9424 | 1768.2953 | 1507.374 | 0 | 20502.1442 | 18019.3252 | 15360.4792 | 0 | 0 | 0 | 20502.1442 | 18019.3252 | 15360.4792 | 0 | 0 | 0 | 0 | 0.030054 | 0.030054 | 0.030054 | 0 | 5000000 | scaled
992-1 | 0 | 0 | 0 | 0 | 0% | 0% | 0% | 0 | 0 | 0 | 0 | 0 | 0 | 0 | 0 | 992 | 0 | 0 | 0 | 0 | 0 | 0 | 0 | 0 | 0 | 0 | 0 | 0 | 0 | 0 | 0 | 0 | 0 | 0 |  | 4106 | 992-1 | 0 | 0 | 0 | 0 | 0 | 0 | 0 | 0 | 0 | 0 | 0 | 0 | 0 | 0 | 0 | 0 | 0 | 0 | 0 | 0 | 0 | 0 | 0 | 0 | 0 | 0 | 0 | 0 | 0 | 0 | 0 | 0 | 0 | 0 | 0 | 0 | 0 | 0 | 0 | 0 | 0 | 0 | 0 | 0 | 0 | 0 | 0 | 5000000 | scaled
992-10AE | 0 | 0 | 0 | 0 | 0% | 0% | 0% | 0 | 0 | 0 | 0 | 0 | 0 | 0 | 0 | 992 | 0 | 0 | 0 | 0 | 0 | 0 | 0 | 0 | 0 | 0 | 0 | 0 | 0 | 0 | 0 | 0 | 0 | 0 |  | 4107 | 992-10AE | 0 | 0 | 0 | 0 | 0 | 0 | 0 | 0 | 0 | 0 | 0 | 0 | 0 | 0 | 0 | 0 | 0 | 0 | 0 | 0 | 0 | 0 | 0 | 0 | 0 | 0 | 0 | 0 | 0 | 0 | 0 | 0 | 0 | 0 | 0 | 0 | 0 | 0 | 0 | 0 | 0 | 0 | 0 | 0 | 0 | 0 | 0 | 5000000 | scaled
992-3 | 0 | 0 | 0 | 0 | 0% | 0% | 0% | 0 | 0 | 0 | 0 | 0 | 0 | 0 | 0 | 992 | 0 | 0 | 0 | 0 | 0 | 0 | 0 | 0 | 0 | 0 | 0 | 0 | 0 | 0 | 0 | 0 | 0 | 0 |  | 4108 | 992-3 | 0 | 0 | 0 | 0 | 0 | 0 | 0 | 0 | 0 | 0 | 0 | 0 | 0 | 0 | 0 | 0 | 0 | 0 | 0 | 0 | 0 | 0 | 0 | 0 | 0 | 0 | 0 | 0 | 0 | 0 | 0 | 0 | 0 | 0 | 0 | 0 | 0 | 0 | 0 | 0 | 0 | 0 | 0 | 0 | 0 | 0 | 0 | 5000000 | scaled
992-573 | 0 | 0 | 0 | 0 | 0% | 0% | 0% | 0 | 0 | 0 | 0 | 0 | 0 | 0 | 0 | 992 | 0 | 0 | 0 | 0 | 0 | 0 | 0 | 0 | 0 | 0 | 0 | 0 | 0 | 0 | 0 | 0 | 0 | 0 |  | 4109 | 992-573 | 0 | 0 | 0 | 0 | 0 | 0 | 0 | 0 | 0 | 0 | 0 | 0 | 0 | 0 | 0 | 0 | 0 | 0 | 0 | 0 | 0 | 0 | 0 | 0 | 0 | 0 | 0 | 0 | 0 | 0 | 0 | 0 | 0 | 0 | 0 | 0 | 0 | 0 | 0 | 0 | 0 | 0 | 0 | 0 | 0 | 0 | 0 | 5000000 | scaled
992-574F | 0 | 0 | 0 | 0 | 0% | 0% | 0% | 0 | 0 | 0 | 0 | 0 | 0 | 0 | 0 | 992 | 0 | 0 | 0 | 0 | 0 | 0 | 0 | 0 | 0 | 0 | 0 | 0 | 0 | 0 | 0 | 0 | 0 | 0 |  | 4110 | 992-574F | 0 | 0 | 0 | 0 | 0 | 0 | 0 | 0 | 0 | 0 | 0 | 0 | 0 | 0 | 0 | 0 | 0 | 0 | 0 | 0 | 0 | 0 | 0 | 0 | 0 | 0 | 0 | 0 | 0 | 0 | 0 | 0 | 0 | 0 | 0 | 0 | 0 | 0 | 0 | 0 | 0 | 0 | 0 | 0 | 0 | 0 | 0 | 5000000 | scaled
992-575F | 0 | 0 | 0 | 0 | 0% | 0% | 0% | 0 | 0 | 0 | 0 | 0 | 0 | 0 | 0 | 992 | 0 | 0 | 0 | 0 | 0 | 0 | 0 | 0 | 0 | 0 | 0 | 0 | 0 | 0 | 0 | 0 | 0 | 0 |  | 4111 | 992-575F | 0 | 0 | 0 | 0 | 0 | 0 | 0 | 0 | 0 | 0 | 0 | 0 | 0 | 0 | 0 | 0 | 0 | 0 | 0 | 0 | 0 | 0 | 0 | 0 | 0 | 0 | 0 | 0 | 0 | 0 | 0 | 0 | 0 | 0 | 0 | 0 | 0 | 0 | 0 | 0 | 0 | 0 | 0 | 0 | 0 | 0 | 0 | 5000000 | scaled
992-577 | 0 | 0 | 0 | 0 | 0% | 0% | 0% | 0 | 0 | 0 | 0 | 0 | 0 | 0 | 0 | 992 | 0 | 0 | 0 | 0 | 0 | 0 | 0 | 0 | 0 | 0 | 0 | 0 | 0 | 0 | 0 | 0 | 0 | 0 |  | 4112 | 992-577 | 0 | 0 | 0 | 0 | 0 | 0 | 0 | 0 | 0 | 0 | 0 | 0 | 0 | 0 | 0 | 0 | 0 | 0 | 0 | 0 | 0 | 0 | 0 | 0 | 0 | 0 | 0 | 0 | 0 | 0 | 0 | 0 | 0 | 0 | 0 | 0 | 0 | 0 | 0 | 0 | 0 | 0 | 0 | 0 | 0 | 0 | 0 | 5000000 | scaled
993-1 | 0 | 0 | 0 | 0 | 0% | 0% | 0% | 0 | 0 | 0 | 0 | 0 | 0 | 0 | 0 | 993 | 0 | 0 | 0 | 0 | 0 | 0 | 0 | 0 | 0 | 0 | 0 | 0 | 0 | 0 | 0 | 0 | 0 | 0 |  | 4113 | 993-1 | 0 | 0 | 0 | 0 | 0 | 0 | 0 | 0 | 0 | 0 | 0 | 0 | 0 | 0 | 0 | 0 | 0 | 0 | 0 | 0 | 0 | 0 | 0 | 0 | 0 | 0 | 0 | 0 | 0 | 0 | 0 | 0 | 0 | 0 | 0 | 0 | 0 | 0 | 0 | 0 | 0 | 0 | 0 | 0 | 0 | 0 | 0 | 5000000 | scaled
993-1029F | 0 | 0 | 0 | 0 | 0% | 0% | 0% | 0 | 0 | 0 | 0 | 0 | 0 | 0 | 0 | 993 | 0 | 0 | 0 | 0 | 0 | 0 | 0 | 0 | 0 | 0 | 0 | 0 | 0 | 0 | 0 | 0 | 0 | 0 |  | 4114 | 993-1029F | 0 | 0 | 0 | 0 | 0 | 0 | 0 | 0 | 0 | 0 | 0 | 0 | 0 | 0 | 0 | 0 | 0 | 0 | 0 | 0 | 0 | 0 | 0 | 0 | 0 | 0 | 0 | 0 | 0 | 0 | 0 | 0 | 0 | 0 | 0 | 0 | 0 | 0 | 0 | 0 | 0 | 0 | 0 | 0 | 0 | 0 | 0 | 5000000 | scaled
993-1154 | 0 | 0 | 0 | 0 | 0% | 0% | 0% | 0 | 0 | 0 | 0 | 0 | 0 | 0 | 0 | 993 | 0 | 0 | 0 | 0 | 0 | 0 | 0 | 0 | 0 | 0 | 0 | 0 | 0 | 0 | 0 | 0 | 0 | 0 |  | 4115 | 993-1154 | 0 | 0 | 0 | 0 | 0 | 0 | 0 | 0 | 0 | 0 | 0 | 0 | 0 | 0 | 0 | 0 | 0 | 0 | 0 | 0 | 0 | 0 | 0 | 0 | 0 | 0 | 0 | 0 | 0 | 0 | 0 | 0 | 0 | 0 | 0 | 0 | 0 | 0 | 0 | 0 | 0 | 0 | 0 | 0 | 0 | 0 | 0 | 5000000 | scaled
993-1155F | 0 | 0 | 0 | 0 | 0% | 0% | 0% | 0 | 0 | 0 | 0 | 0 | 0 | 0 | 0 | 993 | 0 | 0 | 0 | 0 | 0 | 0 | 0 | 0 | 0 | 0 | 0 | 0 | 0 | 0 | 0 | 0 | 0 | 0 |  | 4116 | 993-1155F | 0 | 0 | 0 | 0 | 0 | 0 | 0 | 0 | 0 | 0 | 0 | 0 | 0 | 0 | 0 | 0 | 0 | 0 | 0 | 0 | 0 | 0 | 0 | 0 | 0 | 0 | 0 | 0 | 0 | 0 | 0 | 0 | 0 | 0 | 0 | 0 | 0 | 0 | 0 | 0 | 0 | 0 | 0 | 0 | 0 | 0 | 0 | 5000000 | scaled
993-1156F | 0 | 0 | 0 | 0 | 0% | 0% | 0% | 0 | 0 | 0 | 0 | 0 | 0 | 0 | 0 | 993 | 0 | 0 | 0 | 0 | 0 | 0 | 0 | 0 | 0 | 0 | 0 | 0 | 0 | 0 | 0 | 0 | 0 | 0 |  | 4117 | 993-1156F | 0 | 0 | 0 | 0 | 0 | 0 | 0 | 0 | 0 | 0 | 0 | 0 | 0 | 0 | 0 | 0 | 0 | 0 | 0 | 0 | 0 | 0 | 0 | 0 | 0 | 0 | 0 | 0 | 0 | 0 | 0 | 0 | 0 | 0 | 0 | 0 | 0 | 0 | 0 | 0 | 0 | 0 | 0 | 0 | 0 | 0 | 0 | 5000000 | scaled
993-3 | 0 | 0 | 0 | 0 | 0% | 0% | 0% | 0 | 0 | 0 | 0 | 0 | 0 | 0 | 0 | 993 | 0 | 0 | 0 | 0 | 0 | 0 | 0 | 0 | 0 | 0 | 0 | 0 | 0 | 0 | 0 | 0 | 0 | 0 |  | 4118 | 993-3 | 0 | 0 | 0 | 0 | 0 | 0 | 0 | 0 | 0 | 0 | 0 | 0 | 0 | 0 | 0 | 0 | 0 | 0 | 0 | 0 | 0 | 0 | 0 | 0 | 0 | 0 | 0 | 0 | 0 | 0 | 0 | 0 | 0 | 0 | 0 | 0 | 0 | 0 | 0 | 0 | 0 | 0 | 0 | 0 | 0 | 0 | 0 | 5000000 | scaled
993-4 | 0 | 0 | 0 | 0 | 0% | 0% | 0% | 0 | 0 | 0 | 0 | 0 | 0 | 0 | 0 | 993 | 0 | 0 | 0 | 0 | 0 | 0 | 0 | 0 | 0 | 0 | 0 | 0 | 0 | 0 | 0 | 0 | 0 | 0 |  | 4119 | 993-4 | 0 | 0 | 0 | 0 | 0 | 0 | 0 | 0 | 0 | 0 | 0 | 0 | 0 | 0 | 0 | 0 | 0 | 0 | 0 | 0 | 0 | 0 | 0 | 0 | 0 | 0 | 0 | 0 | 0 | 0 | 0 | 0 | 0 | 0 | 0 | 0 | 0 | 0 | 0 | 0 | 0 | 0 | 0 | 0 | 0 | 0 | 0 | 5000000 | scaled
993-40 | 0 | 0 | 0 | 0 | 0% | 0% | 0% | 0 | 0 | 0 | 0 | 0 | 0 | 0 | 0 | 993 | 0 | 0 | 0 | 0 | 0 | 0 | 0 | 0 | 0 | 0 | 0 | 0 | 0 | 0 | 0 | 0 | 0 | 0 |  | 4120 | 993-40 | 0 | 0 | 0 | 0 | 0 | 0 | 0 | 0 | 0 | 0 | 0 | 0 | 0 | 0 | 0 | 0 | 0 | 0 | 0 | 0 | 0 | 0 | 0 | 0 | 0 | 0 | 0 | 0 | 0 | 0 | 0 | 0 | 0 | 0 | 0 | 0 | 0 | 0 | 0 | 0 | 0 | 0 | 0 | 0 | 0 | 0 | 0 | 5000000 | scaled
993-41 | 0 | 0 | 0 | 0 | 0% | 0% | 0% | 0 | 0 | 0 | 0 | 0 | 0 | 0 | 0 | 993 | 0 | 0 | 0 | 0 | 0 | 0 | 0 | 0 | 0 | 0 | 0 | 0 | 0 | 0 | 0 | 0 | 0 | 0 |  | 4121 | 993-41 | 0 | 0 | 0 | 0 | 0 | 0 | 0 | 0 | 0 | 0 | 0 | 0 | 0 | 0 | 0 | 0 | 0 | 0 | 0 | 0 | 0 | 0 | 0 | 0 | 0 | 0 | 0 | 0 | 0 | 0 | 0 | 0 | 0 | 0 | 0 | 0 | 0 | 0 | 0 | 0 | 0 | 0 | 0 | 0 | 0 | 0 | 0 | 5000000 | scaled
993-42 | 0 | 0 | 0 | 0 | 0% | 0% | 0% | 0 | 0 | 0 | 0 | 0 | 0 | 0 | 0 | 993 | 0 | 0 | 0 | 0 | 0 | 0 | 0 | 0 | 0 | 0 | 0 | 0 | 0 | 0 | 0 | 0 | 0 | 0 |  | 4122 | 993-42 | 0 | 0 | 0 | 0 | 0 | 0 | 0 | 0 | 0 | 0 | 0 | 0 | 0 | 0 | 0 | 0 | 0 | 0 | 0 | 0 | 0 | 0 | 0 | 0 | 0 | 0 | 0 | 0 | 0 | 0 | 0 | 0 | 0 | 0 | 0 | 0 | 0 | 0 | 0 | 0 | 0 | 0 | 0 | 0 | 0 | 0 | 0 | 5000000 | scaled
993-48 | 0 | 0 | 0 | 0 | 0% | 0% | 0% | 0 | 0 | 0 | 0 | 0 | 0 | 0 | 0 | 993 | 0 | 0 | 0 | 0 | 0 | 0 | 0 | 0 | 0 | 0 | 0 | 0 | 0 | 0 | 0 | 0 | 0 | 0 |  | 4123 | 993-48 | 0 | 0 | 0 | 0 | 0 | 0 | 0 | 0 | 0 | 0 | 0 | 0 | 0 | 0 | 0 | 0 | 0 | 0 | 0 | 0 | 0 | 0 | 0 | 0 | 0 | 0 | 0 | 0 | 0 | 0 | 0 | 0 | 0 | 0 | 0 | 0 | 0 | 0 | 0 | 0 | 0 | 0 | 0 | 0 | 0 | 0 | 0 | 5000000 | scaled
993-49F | 0 | 0 | 0 | 0 | 0% | 0% | 0% | 0 | 0 | 0 | 0 | 0 | 0 | 0 | 0 | 993 | 0 | 0 | 0 | 0 | 0 | 0 | 0 | 0 | 0 | 0 | 0 | 0 | 0 | 0 | 0 | 0 | 0 | 0 |  | 4124 | 993-49F | 0 | 0 | 0 | 0 | 0 | 0 | 0 | 0 | 0 | 0 | 0 | 0 | 0 | 0 | 0 | 0 | 0 | 0 | 0 | 0 | 0 | 0 | 0 | 0 | 0 | 0 | 0 | 0 | 0 | 0 | 0 | 0 | 0 | 0 | 0 | 0 | 0 | 0 | 0 | 0 | 0 | 0 | 0 | 0 | 0 | 0 | 0 | 5000000 | scaled
995-10 | 0 | 0 | 0 | 0 | 0% | 0% | 0% | 0 | 0 | 0 | 0 | 0 | 0 | 0 | 0 | 995 | 0 | 0 | 0 | 0 | 0 | 0 | 0 | 0 | 0 | 0 | 0 | 0 | 0 | 0 | 0 | 0 | 0 | 0 |  | 4125 | 995-10 | 0 | 0 | 0 | 0 | 0 | 0 | 0 | 0 | 0 | 0 | 0 | 0 | 0 | 0 | 0 | 0 | 0 | 0 | 0 | 0 | 0 | 0 | 0 | 0 | 0 | 0 | 0 | 0 | 0 | 0 | 0 | 0 | 0 | 0 | 0 | 0 | 0 | 0 | 0 | 0 | 0 | 0 | 0 | 0 | 0 | 0 | 0 | 5000000 | scaled
995-11AE | 0 | 0 | 0 | 0 | 0% | 0% | 0% | 0 | 0 | 0 | 0 | 0 | 0 | 0 | 0 | 995 | 0 | 0 | 0 | 0 | 0 | 0 | 0 | 0 | 0 | 0 | 0 | 0 | 0 | 0 | 0 | 0 | 0 | 0 |  | 4126 | 995-11AE | 0 | 0 | 0 | 0 | 0 | 0 | 0 | 0 | 0 | 0 | 0 | 0 | 0 | 0 | 0 | 0 | 0 | 0 | 0 | 0 | 0 | 0 | 0 | 0 | 0 | 0 | 0 | 0 | 0 | 0 | 0 | 0 | 0 | 0 | 0 | 0 | 0 | 0 | 0 | 0 | 0 | 0 | 0 | 0 | 0 | 0 | 0 | 5000000 | scaled
995-12AE | 0 | 0 | 0 | 0 | 0% | 0% | 0% | 0 | 0 | 0 | 0 | 0 | 0 | 0 | 0 | 995 | 0 | 0 | 0 | 0 | 0 | 0 | 0 | 0 | 0 | 0 | 0 | 0 | 0 | 0 | 0 | 0 | 0 | 0 |  | 4127 | 995-12AE | 0 | 0 | 0 | 0 | 0 | 0 | 0 | 0 | 0 | 0 | 0 | 0 | 0 | 0 | 0 | 0 | 0 | 0 | 0 | 0 | 0 | 0 | 0 | 0 | 0 | 0 | 0 | 0 | 0 | 0 | 0 | 0 | 0 | 0 | 0 | 0 | 0 | 0 | 0 | 0 | 0 | 0 | 0 | 0 | 0 | 0 | 0 | 5000000 | scaled
995-13AE | 0 | 0 | 0 | 0 | 0% | 0% | 0% | 0 | 0 | 0 | 0 | 0 | 0 | 0 | 0 | 995 | 0 | 0 | 0 | 0 | 0 | 0 | 0 | 0 | 0 | 0 | 0 | 0 | 0 | 0 | 0 | 0 | 0 | 0 |  | 4128 | 995-13AE | 0 | 0 | 0 | 0 | 0 | 0 | 0 | 0 | 0 | 0 | 0 | 0 | 0 | 0 | 0 | 0 | 0 | 0 | 0 | 0 | 0 | 0 | 0 | 0 | 0 | 0 | 0 | 0 | 0 | 0 | 0 | 0 | 0 | 0 | 0 | 0 | 0 | 0 | 0 | 0 | 0 | 0 | 0 | 0 | 0 | 0 | 0 | 5000000 | scaled
995-5 | 0 | 0 | 0 | 0 | 0% | 0% | 0% | 0 | 0 | 0 | 0 | 0 | 0 | 0 | 0 | 995 | 0 | 0 | 0 | 0 | 0 | 0 | 0 | 0 | 0 | 0 | 0 | 0 | 0 | 0 | 0 | 0 | 0 | 0 |  | 4129 | 995-5 | 0 | 0 | 0 | 0 | 0 | 0 | 0 | 0 | 0 | 0 | 0 | 0 | 0 | 0 | 0 | 0 | 0 | 0 | 0 | 0 | 0 | 0 | 0 | 0 | 0 | 0 | 0 | 0 | 0 | 0 | 0 | 0 | 0 | 0 | 0 | 0 | 0 | 0 | 0 | 0 | 0 | 0 | 0 | 0 | 0 | 0 | 0 | 5000000 | scaled
995-555F | 0 | 0 | 0 | 0 | 0% | 0% | 0% | 0 | 0 | 0 | 0 | 0 | 0 | 0 | 0 | 995 | 0 | 0 | 0 | 0 | 0 | 0 | 0 | 0 | 0 | 0 | 0 | 0 | 0 | 0 | 0 | 0 | 0 | 0 |  | 4130 | 995-555F | 0 | 0 | 0 | 0 | 0 | 0 | 0 | 0 | 0 | 0 | 0 | 0 | 0 | 0 | 0 | 0 | 0 | 0 | 0 | 0 | 0 | 0 | 0 | 0 | 0 | 0 | 0 | 0 | 0 | 0 | 0 | 0 | 0 | 0 | 0 | 0 | 0 | 0 | 0 | 0 | 0 | 0 | 0 | 0 | 0 | 0 | 0 | 5000000 | scaled
995-556F | 0 | 0 | 0 | 0 | 0% | 0% | 0% | 0 | 0 | 0 | 0 | 0 | 0 | 0 | 0 | 995 | 0 | 0 | 0 | 0 | 0 | 0 | 0 | 0 | 0 | 0 | 0 | 0 | 0 | 0 | 0 | 0 | 0 | 0 |  | 4131 | 995-556F | 0 | 0 | 0 | 0 | 0 | 0 | 0 | 0 | 0 | 0 | 0 | 0 | 0 | 0 | 0 | 0 | 0 | 0 | 0 | 0 | 0 | 0 | 0 | 0 | 0 | 0 | 0 | 0 | 0 | 0 | 0 | 0 | 0 | 0 | 0 | 0 | 0 | 0 | 0 | 0 | 0 | 0 | 0 | 0 | 0 | 0 | 0 | 5000000 | scaled
995-557 | 0 | 0 | 0 | 0 | 0% | 0% | 0% | 0 | 0 | 0 | 0 | 0 | 0 | 0 | 0 | 995 | 0 | 0 | 0 | 0 | 0 | 0 | 0 | 0 | 0 | 0 | 0 | 0 | 0 | 0 | 0 | 0 | 0 | 0 |  | 4132 | 995-557 | 0 | 0 | 0 | 0 | 0 | 0 | 0 | 0 | 0 | 0 | 0 | 0 | 0 | 0 | 0 | 0 | 0 | 0 | 0 | 0 | 0 | 0 | 0 | 0 | 0 | 0 | 0 | 0 | 0 | 0 | 0 | 0 | 0 | 0 | 0 | 0 | 0 | 0 | 0 | 0 | 0 | 0 | 0 | 0 | 0 | 0 | 0 | 5000000 | scaled
995-558F | 0 | 0 | 0 | 0 | 0% | 0% | 0% | 0 | 0 | 0 | 0 | 0 | 0 | 0 | 0 | 995 | 0 | 0 | 0 | 0 | 0 | 0 | 0 | 0 | 0 | 0 | 0 | 0 | 0 | 0 | 0 | 0 | 0 | 0 |  | 4133 | 995-558F | 0 | 0 | 0 | 0 | 0 | 0 | 0 | 0 | 0 | 0 | 0 | 0 | 0 | 0 | 0 | 0 | 0 | 0 | 0 | 0 | 0 | 0 | 0 | 0 | 0 | 0 | 0 | 0 | 0 | 0 | 0 | 0 | 0 | 0 | 0 | 0 | 0 | 0 | 0 | 0 | 0 | 0 | 0 | 0 | 0 | 0 | 0 | 5000000 | scaled
995-7AE | 0 | 0 | 0 | 0 | 0% | 0% | 0% | 0 | 0 | 0 | 0 | 0 | 0 | 0 | 0 | 995 | 0 | 0 | 0 | 0 | 0 | 0 | 0 | 0 | 0 | 0 | 0 | 0 | 0 | 0 | 0 | 0 | 0 | 0 |  | 4134 | 995-7AE | 0 | 0 | 0 | 0 | 0 | 0 | 0 | 0 | 0 | 0 | 0 | 0 | 0 | 0 | 0 | 0 | 0 | 0 | 0 | 0 | 0 | 0 | 0 | 0 | 0 | 0 | 0 | 0 | 0 | 0 | 0 | 0 | 0 | 0 | 0 | 0 | 0 | 0 | 0 | 0 | 0 | 0 | 0 | 0 | 0 | 0 | 0 | 5000000 | scaled
995-8AE | 0 | 0 | 0 | 0 | 0% | 0% | 0% | 0 | 0 | 0 | 0 | 0 | 0 | 0 | 0 | 995 | 0 | 0 | 0 | 0 | 0 | 0 | 0 | 0 | 0 | 0 | 0 | 0 | 0 | 0 | 0 | 0 | 0 | 0 |  | 4135 | 995-8AE | 0 | 0 | 0 | 0 | 0 | 0 | 0 | 0 | 0 | 0 | 0 | 0 | 0 | 0 | 0 | 0 | 0 | 0 | 0 | 0 | 0 | 0 | 0 | 0 | 0 | 0 | 0 | 0 | 0 | 0 | 0 | 0 | 0 | 0 | 0 | 0 | 0 | 0 | 0 | 0 | 0 | 0 | 0 | 0 | 0 | 0 | 0 | 5000000 | scaled
CB 100 | 5517.2567 | 2920.5837 | 0 | 2596.673 | 52.94% | 0% | 47.06% | 1225.6208 | 2803.2921 | 138.5372 | 365.1108 | 721.9728 | 318.9013 | 823.0378 | 1661.353 | 100 | 0.011123 | 0.0077052 | 0.0039006 | 496022.3573 | 335.6752 | 1084.192 | 4097.3895 | 30178.4756 | 97472.9857 | 368370.896 | 556979.164 | 62957.7718 | 165923.3423 | 328098.0499 | 695781.3083 | 79151.7877 | 204279.2157 | 412350.3049 |  | 4136 | CB 100 | 5517.2567 | 4291.6359 | 2713.9646 | 2920.5837 | 1694.9629 | 117.2916 | 0 | 0 | 0 | 2596.673 | 335.6752 | 197.1379 | 16.7739 | 1738.554 | 195.184 | 14.8199 | 0 | 0 | 0 | 1.9539 | 4097.3895 | 3375.4167 | 2436.0365 | 1738.554 | 1016.5812 | 77.201 | 0 | 0 | 0 | 2358.8355 | 1084.192 | 719.0812 | 261.1542 | 848.3085 | 483.1977 | 25.2707 | 0 | 0 | 0 | 235.8836 | 0.007432 | 0.0040142 | 0.0002096 | 0 | 0 | 0 | 0.003691 | 5000000 | scaled
CB 1001 | 0 | 0 | 0 | 0 | 0% | 0% | 0% | 0 | 0 | 0 | 0 | 0 | 0 | 0 | 0 | 1001 | 0 | 0 | 0 | 0 | 0 | 0 | 0 | 0 | 0 | 0 | 0 | 0 | 0 | 0 | 0 | 0 | 0 | 0 |  | 4137 | CB 1001 | 0 | 0 | 0 | 0 | 0 | 0 | 0 | 0 | 0 | 0 | 0 | 0 | 0 | 0 | 0 | 0 | 0 | 0 | 0 | 0 | 0 | 0 | 0 | 0 | 0 | 0 | 0 | 0 | 0 | 0 | 0 | 0 | 0 | 0 | 0 | 0 | 0 | 0 | 0 | 0 | 0 | 0 | 0 | 0 | 0 | 0 | 0 | 5000000 | scaled
CB 1006 | 0 | 0 | 0 | 0 | 0% | 0% | 0% | 0 | 0 | 0 | 0 | 0 | 0 | 0 | 0 | 1006 | 0 | 0 | 0 | 0 | 0 | 0 | 0 | 0 | 0 | 0 | 0 | 0 | 0 | 0 | 0 | 0 | 0 | 0 |  | 4138 | CB 1006 | 0 | 0 | 0 | 0 | 0 | 0 | 0 | 0 | 0 | 0 | 0 | 0 | 0 | 0 | 0 | 0 | 0 | 0 | 0 | 0 | 0 | 0 | 0 | 0 | 0 | 0 | 0 | 0 | 0 | 0 | 0 | 0 | 0 | 0 | 0 | 0 | 0 | 0 | 0 | 0 | 0 | 0 | 0 | 0 | 0 | 0 | 0 | 5000000 | scaled
CB 1007 | 183251.9699 | 182883.0134 | 0 | 368.9566 | 99.8% | 0% | 0.2013% | 52782.9714 | 181563.3681 | 8323.0295 | 1897.0463 | 42562.8956 | 28823.9836 | 5399.8007 | 147339.5838 | 1007 | 0.0023706 | 0.0017366 | 0.0005702 | 77301936.1967 | 29009.3717 | 5618.0984 | 148624.4999 | 12237143.1924 | 2369905.6801 | 62694887.3242 | 75128986.8199 | 11846638.3442 | 2700173.2763 | 60582175.1994 | 2961420.2735 | 470138.4987 | 88074.3708 | 2403207.404 |  | 4139 | CB 1007 | 183251.9699 | 130468.9985 | 1688.6018 | 182883.0134 | 130100.0419 | 1319.6453 | 0 | 0 | 0 | 368.9566 | 29009.3717 | 20686.3422 | 185.3881 | 148289.3372 | 20686.0645 | 185.1105 | 0 | 0 | 0 | 0.27763 | 148624.4999 | 106061.6043 | 1284.9161 | 148289.3372 | 105726.4416 | 949.7534 | 0 | 0 | 0 | 335.1627 | 5618.0984 | 3721.0521 | 218.2977 | 5584.5821 | 3687.5358 | 184.7814 | 0 | 0 | 0 | 33.5163 | 0.0018646 | 0.0012306 | 6.42e-05 | 0 | 0 | 0 | 0.000506 | 5000000 | scaled
CB 1010 | 0 | 0 | 0 | 0 | 0% | 0% | 0% | 0 | 0 | 0 | 0 | 0 | 0 | 0 | 0 | 1010 | 0 | 0 | 0 | 0 | 0 | 0 | 0 | 0 | 0 | 0 | 0 | 0 | 0 | 0 | 0 | 0 | 0 | 0 |  | 4140 | CB 1010 | 0 | 0 | 0 | 0 | 0 | 0 | 0 | 0 | 0 | 0 | 0 | 0 | 0 | 0 | 0 | 0 | 0 | 0 | 0 | 0 | 0 | 0 | 0 | 0 | 0 | 0 | 0 | 0 | 0 | 0 | 0 | 0 | 0 | 0 | 0 | 0 | 0 | 0 | 0 | 0 | 0 | 0 | 0 | 0 | 0 | 0 | 0 | 5000000 | scaled
CB 1011 | 0 | 0 | 0 | 0 | 0% | 0% | 0% | 0 | 0 | 0 | 0 | 0 | 0 | 0 | 0 | 1011 | 0 | 0 | 0 | 0 | 0 | 0 | 0 | 0 | 0 | 0 | 0 | 0 | 0 | 0 | 0 | 0 | 0 | 0 |  | 4141 | CB 1011 | 0 | 0 | 0 | 0 | 0 | 0 | 0 | 0 | 0 | 0 | 0 | 0 | 0 | 0 | 0 | 0 | 0 | 0 | 0 | 0 | 0 | 0 | 0 | 0 | 0 | 0 | 0 | 0 | 0 | 0 | 0 | 0 | 0 | 0 | 0 | 0 | 0 | 0 | 0 | 0 | 0 | 0 | 0 | 0 | 0 | 0 | 0 | 5000000 | scaled
CB 1012 | 0 | 0 | 0 | 0 | 0% | 0% | 0% | 0 | 0 | 0 | 0 | 0 | 0 | 0 | 0 | 1012 | 0 | 0 | 0 | 0 | 0 | 0 | 0 | 0 | 0 | 0 | 0 | 0 | 0 | 0 | 0 | 0 | 0 | 0 |  | 4142 | CB 1012 | 0 | 0 | 0 | 0 | 0 | 0 | 0 | 0 | 0 | 0 | 0 | 0 | 0 | 0 | 0 | 0 | 0 | 0 | 0 | 0 | 0 | 0 | 0 | 0 | 0 | 0 | 0 | 0 | 0 | 0 | 0 | 0 | 0 | 0 | 0 | 0 | 0 | 0 | 0 | 0 | 0 | 0 | 0 | 0 | 0 | 0 | 0 | 5000000 | scaled
CB 1013 | 0 | 0 | 0 | 0 | 0% | 0% | 0% | 0 | 0 | 0 | 0 | 0 | 0 | 0 | 0 | 1013 | 0 | 0 | 0 | 0 | 0 | 0 | 0 | 0 | 0 | 0 | 0 | 0 | 0 | 0 | 0 | 0 | 0 | 0 |  | 4143 | CB 1013 | 0 | 0 | 0 | 0 | 0 | 0 | 0 | 0 | 0 | 0 | 0 | 0 | 0 | 0 | 0 | 0 | 0 | 0 | 0 | 0 | 0 | 0 | 0 | 0 | 0 | 0 | 0 | 0 | 0 | 0 | 0 | 0 | 0 | 0 | 0 | 0 | 0 | 0 | 0 | 0 | 0 | 0 | 0 | 0 | 0 | 0 | 0 | 5000000 | scaled
CB 102 | 0 | 0 | 0 | 0 | 0% | 0% | 0% | 0 | 0 | 0 | 0 | 0 | 0 | 0 | 0 | 102 | 0 | 0 | 0 | 0 | 0 | 0 | 0 | 0 | 0 | 0 | 0 | 0 | 0 | 0 | 0 | 0 | 0 | 0 |  | 4144 | CB 102 | 0 | 0 | 0 | 0 | 0 | 0 | 0 | 0 | 0 | 0 | 0 | 0 | 0 | 0 | 0 | 0 | 0 | 0 | 0 | 0 | 0 | 0 | 0 | 0 | 0 | 0 | 0 | 0 | 0 | 0 | 0 | 0 | 0 | 0 | 0 | 0 | 0 | 0 | 0 | 0 | 0 | 0 | 0 | 0 | 0 | 0 | 0 | 5000000 | scaled
CB 1021 | 0 | 0 | 0 | 0 | 0% | 0% | 0% | 0 | 0 | 0 | 0 | 0 | 0 | 0 | 0 | 1021 | 0 | 0 | 0 | 0 | 0 | 0 | 0 | 0 | 0 | 0 | 0 | 0 | 0 | 0 | 0 | 0 | 0 | 0 |  | 4145 | CB 1021 | 0 | 0 | 0 | 0 | 0 | 0 | 0 | 0 | 0 | 0 | 0 | 0 | 0 | 0 | 0 | 0 | 0 | 0 | 0 | 0 | 0 | 0 | 0 | 0 | 0 | 0 | 0 | 0 | 0 | 0 | 0 | 0 | 0 | 0 | 0 | 0 | 0 | 0 | 0 | 0 | 0 | 0 | 0 | 0 | 0 | 0 | 0 | 5000000 | scaled
CB 1022 | 0 | 0 | 0 | 0 | 0% | 0% | 0% | 0 | 0 | 0 | 0 | 0 | 0 | 0 | 0 | 1022 | 0 | 0 | 0 | 0 | 0 | 0 | 0 | 0 | 0 | 0 | 0 | 0 | 0 | 0 | 0 | 0 | 0 | 0 |  | 4146 | CB 1022 | 0 | 0 | 0 | 0 | 0 | 0 | 0 | 0 | 0 | 0 | 0 | 0 | 0 | 0 | 0 | 0 | 0 | 0 | 0 | 0 | 0 | 0 | 0 | 0 | 0 | 0 | 0 | 0 | 0 | 0 | 0 | 0 | 0 | 0 | 0 | 0 | 0 | 0 | 0 | 0 | 0 | 0 | 0 | 0 | 0 | 0 | 0 | 5000000 | scaled
CB 1023 | 3332738.6224 | 3326464.9375 | 3614.8923 | 2658.7926 | 99.81% | 0.1085% | 0.07978% | 1241131.1705 | 3203561.7854 | 198770.7941 | 10038.0815 | 1032322.2949 | 512749.0367 | 27137.5302 | 2663675.2185 | 1023 | 0.082267 | 0.049126 | 0.010825 | 40511343.8524 | 532985.0277 | 28518.6122 | 2771234.9826 | 6478737.8102 | 346660.0397 | 33685946.0025 | 42576037.5676 | 6818677.1847 | 344348.5641 | 35413011.8187 | 11933636.0758 | 1910049.1305 | 101090.4208 | 9922496.5245 |  | 4147 | CB 1023 | 3332738.6224 | 2091607.452 | 129176.8371 | 3326464.9375 | 2086925.5337 | 126211.5223 | 3614.8923 | 2023.1257 | 306.5222 | 2658.7926 | 532985.0277 | 334214.2336 | 20235.991 | 2768253.3602 | 334210.015 | 20233.6543 | 3.963 | 2.218 | 0.33604 | 2.0007 | 2771234.9826 | 1738912.6877 | 107559.7641 | 2768253.3602 | 1736180.4526 | 105096.4749 | 566.357 | 316.9697 | 48.0238 | 2415.2654 | 28518.6122 | 18480.5306 | 1381.082 | 25232.5133 | 16535.0661 | 881.3932 | 3044.5723 | 1703.938 | 258.1623 | 241.5265 | 0.012075 | 0.0076858 | 0.0004024 | 0.066411 | 0.03766 | 0.0066412 | 0.003781 | 5000000 | scaled
CB 1025 | 0 | 0 | 0 | 0 | 0% | 0% | 0% | 0 | 0 | 0 | 0 | 0 | 0 | 0 | 0 | 1025 | 0 | 0 | 0 | 0 | 0 | 0 | 0 | 0 | 0 | 0 | 0 | 0 | 0 | 0 | 0 | 0 | 0 | 0 |  | 4148 | CB 1025 | 0 | 0 | 0 | 0 | 0 | 0 | 0 | 0 | 0 | 0 | 0 | 0 | 0 | 0 | 0 | 0 | 0 | 0 | 0 | 0 | 0 | 0 | 0 | 0 | 0 | 0 | 0 | 0 | 0 | 0 | 0 | 0 | 0 | 0 | 0 | 0 | 0 | 0 | 0 | 0 | 0 | 0 | 0 | 0 | 0 | 0 | 0 | 5000000 | scaled
CB 1026 | 0 | 0 | 0 | 0 | 0% | 0% | 0% | 0 | 0 | 0 | 0 | 0 | 0 | 0 | 0 | 1026 | 0 | 0 | 0 | 0 | 0 | 0 | 0 | 0 | 0 | 0 | 0 | 0 | 0 | 0 | 0 | 0 | 0 | 0 |  | 4149 | CB 1026 | 0 | 0 | 0 | 0 | 0 | 0 | 0 | 0 | 0 | 0 | 0 | 0 | 0 | 0 | 0 | 0 | 0 | 0 | 0 | 0 | 0 | 0 | 0 | 0 | 0 | 0 | 0 | 0 | 0 | 0 | 0 | 0 | 0 | 0 | 0 | 0 | 0 | 0 | 0 | 0 | 0 | 0 | 0 | 0 | 0 | 0 | 0 | 5000000 | scaled
CB 103 | 251307.8778 | 10163.2996 | 233490.8504 | 7653.7279 | 4.044% | 92.91% | 3.046% | 110594.7861 | 227957.2501 | 323.0689 | 98204.951 | 12066.7662 | 558.2272 | 202707.7708 | 24691.2521 | 103 | 0.044854 | 0.026576 | 0.012704 | 5602747.5084 | 591.9093 | 217372.0412 | 33343.9273 | 13196.2368 | 4846169.8571 | 743381.4145 | 5294663.3763 | 15466.7401 | 4701506.969 | 577689.6672 | 1837995.3161 | 4500.9273 | 1634411.4219 | 199082.9669 |  | 4150 | CB 103 | 251307.8778 | 140713.0918 | 23350.6277 | 10163.2996 | 3745.0524 | 195.9056 | 233490.8504 | 129314.3115 | 15500.9942 | 7653.7279 | 591.9093 | 268.8404 | 33.6821 | 999.3603 | 55.0897 | 2.9908 | 375.551 | 207.9915 | 24.9321 | 5.7592 | 33343.9273 | 21277.1611 | 8652.6752 | 999.3603 | 261.6759 | 14.2607 | 25391.8682 | 14062.7864 | 1685.7157 | 6952.6988 | 217372.0412 | 119167.0902 | 14664.2704 | 8953.3401 | 3428.2868 | 178.6541 | 207723.4313 | 115043.5336 | 13790.3464 | 695.2699 | 0.019596 | 0.0075046 | 0.000391 | 0.014383 | 0.0081966 | 0.0014382 | 0.010875 | 5000000 | scaled
CB 1030 | 0 | 0 | 0 | 0 | 0% | 0% | 0% | 0 | 0 | 0 | 0 | 0 | 0 | 0 | 0 | 1030 | 0 | 0 | 0 | 0 | 0 | 0 | 0 | 0 | 0 | 0 | 0 | 0 | 0 | 0 | 0 | 0 | 0 | 0 |  | 4151 | CB 1030 | 0 | 0 | 0 | 0 | 0 | 0 | 0 | 0 | 0 | 0 | 0 | 0 | 0 | 0 | 0 | 0 | 0 | 0 | 0 | 0 | 0 | 0 | 0 | 0 | 0 | 0 | 0 | 0 | 0 | 0 | 0 | 0 | 0 | 0 | 0 | 0 | 0 | 0 | 0 | 0 | 0 | 0 | 0 | 0 | 0 | 0 | 0 | 5000000 | scaled
CB 1039 | 89253.9647 | 59286.2897 | 29209.2377 | 758.4373 | 66.42% | 32.73% | 0.8498% | 49446.3435 | 85418.8573 | 5334.0927 | 15808.8525 | 28303.3983 | 8567.2943 | 30887.8078 | 45963.7553 | 1039 | 0.047241 | 0.026916 | 0.005523 | 1889316.674 | 8672.2144 | 33206.5056 | 47375.2447 | 183572.3409 | 702911.1248 | 1002833.2083 | 1478946.5543 | 159543.4039 | 472844.8316 | 846558.3188 | 694388.4485 | 69645.3963 | 251093.6999 | 373649.3524 |  | 4152 | CB 1039 | 89253.9647 | 39807.6212 | 3835.1074 | 59286.2897 | 22760.2487 | 745.7972 | 29209.2377 | 16288.9353 | 2330.8729 | 758.4373 | 8672.2144 | 3338.1217 | 104.9201 | 44061.3942 | 3309.7585 | 100.3725 | 49.8373 | 27.7925 | 3.977 | 0.5707 | 47375.2447 | 19071.8464 | 1411.4894 | 44061.3942 | 16919.0757 | 513.0565 | 2624.8809 | 1463.8011 | 209.4633 | 688.9696 | 33206.5056 | 17397.6531 | 2318.6978 | 6603.0892 | 2531.4145 | 132.3682 | 26534.5195 | 14797.3417 | 2117.4326 | 68.897 | 0.0018782 | 0.000719 | 3.74e-05 | 0.044308 | 0.025142 | 0.0044308 | 0.0010548 | 5000000 | scaled
CB 104 | 0 | 0 | 0 | 0 | 0% | 0% | 0% | 0 | 0 | 0 | 0 | 0 | 0 | 0 | 0 | 104 | 0 | 0 | 0 | 0 | 0 | 0 | 0 | 0 | 0 | 0 | 0 | 0 | 0 | 0 | 0 | 0 | 0 | 0 |  | 4153 | CB 104 | 0 | 0 | 0 | 0 | 0 | 0 | 0 | 0 | 0 | 0 | 0 | 0 | 0 | 0 | 0 | 0 | 0 | 0 | 0 | 0 | 0 | 0 | 0 | 0 | 0 | 0 | 0 | 0 | 0 | 0 | 0 | 0 | 0 | 0 | 0 | 0 | 0 | 0 | 0 | 0 | 0 | 0 | 0 | 0 | 0 | 0 | 0 | 5000000 | scaled
CB 1047 | 0 | 0 | 0 | 0 | 0% | 0% | 0% | 0 | 0 | 0 | 0 | 0 | 0 | 0 | 0 | 1047 | 0 | 0 | 0 | 0 | 0 | 0 | 0 | 0 | 0 | 0 | 0 | 0 | 0 | 0 | 0 | 0 | 0 | 0 |  | 4154 | CB 1047 | 0 | 0 | 0 | 0 | 0 | 0 | 0 | 0 | 0 | 0 | 0 | 0 | 0 | 0 | 0 | 0 | 0 | 0 | 0 | 0 | 0 | 0 | 0 | 0 | 0 | 0 | 0 | 0 | 0 | 0 | 0 | 0 | 0 | 0 | 0 | 0 | 0 | 0 | 0 | 0 | 0 | 0 | 0 | 0 | 0 | 0 | 0 | 5000000 | scaled
CB 1048 | 0 | 0 | 0 | 0 | 0% | 0% | 0% | 0 | 0 | 0 | 0 | 0 | 0 | 0 | 0 | 1048 | 0 | 0 | 0 | 0 | 0 | 0 | 0 | 0 | 0 | 0 | 0 | 0 | 0 | 0 | 0 | 0 | 0 | 0 |  | 4155 | CB 1048 | 0 | 0 | 0 | 0 | 0 | 0 | 0 | 0 | 0 | 0 | 0 | 0 | 0 | 0 | 0 | 0 | 0 | 0 | 0 | 0 | 0 | 0 | 0 | 0 | 0 | 0 | 0 | 0 | 0 | 0 | 0 | 0 | 0 | 0 | 0 | 0 | 0 | 0 | 0 | 0 | 0 | 0 | 0 | 0 | 0 | 0 | 0 | 5000000 | scaled
CB 1049 | 5615.9508 | 1375.915 | 0 | 4240.0358 | 24.5% | 0% | 75.5% | 838.9974 | 1346.2546 | 8.4827 | 787.1489 | 43.3658 | 15.6599 | 1250.5924 | 80.0023 | 1049 | 0.016475 | 0.010054 | 0.0062328 | 340881.2754 | 19.5457 | 1661.1843 | 3935.2209 | 1186.3971 | 100831.8358 | 238863.0425 | 475139.0912 | 4803.8938 | 445776.3628 | 24558.8346 | 685036.613 | 7968.4937 | 636359.2406 | 40708.8787 |  | 4156 | CB 1049 | 5615.9508 | 4776.9534 | 4269.6962 | 1375.915 | 536.9176 | 29.6604 | 0 | 0 | 0 | 4240.0358 | 19.5457 | 11.063 | 3.8857 | 83.5433 | 7.8725 | 0.69524 | 0 | 0 | 0 | 3.1905 | 3935.2209 | 3891.855 | 3855.2185 | 83.5433 | 40.1775 | 3.541 | 0 | 0 | 0 | 3851.6776 | 1661.1843 | 874.0354 | 410.5919 | 1276.0166 | 488.8676 | 25.4242 | 0 | 0 | 0 | 385.1678 | 0.010452 | 0.0040306 | 0.0002096 | 0 | 0 | 0 | 0.0060232 | 5000000 | scaled
CB 105 | 0 | 0 | 0 | 0 | 0% | 0% | 0% | 0 | 0 | 0 | 0 | 0 | 0 | 0 | 0 | 105 | 0 | 0 | 0 | 0 | 0 | 0 | 0 | 0 | 0 | 0 | 0 | 0 | 0 | 0 | 0 | 0 | 0 | 0 |  | 4157 | CB 105 | 0 | 0 | 0 | 0 | 0 | 0 | 0 | 0 | 0 | 0 | 0 | 0 | 0 | 0 | 0 | 0 | 0 | 0 | 0 | 0 | 0 | 0 | 0 | 0 | 0 | 0 | 0 | 0 | 0 | 0 | 0 | 0 | 0 | 0 | 0 | 0 | 0 | 0 | 0 | 0 | 0 | 0 | 0 | 0 | 0 | 0 | 0 | 5000000 | scaled
CB 106 | 0 | 0 | 0 | 0 | 0% | 0% | 0% | 0 | 0 | 0 | 0 | 0 | 0 | 0 | 0 | 106 | 0 | 0 | 0 | 0 | 0 | 0 | 0 | 0 | 0 | 0 | 0 | 0 | 0 | 0 | 0 | 0 | 0 | 0 |  | 4158 | CB 106 | 0 | 0 | 0 | 0 | 0 | 0 | 0 | 0 | 0 | 0 | 0 | 0 | 0 | 0 | 0 | 0 | 0 | 0 | 0 | 0 | 0 | 0 | 0 | 0 | 0 | 0 | 0 | 0 | 0 | 0 | 0 | 0 | 0 | 0 | 0 | 0 | 0 | 0 | 0 | 0 | 0 | 0 | 0 | 0 | 0 | 0 | 0 | 5000000 | scaled
CB 1060 | 0 | 0 | 0 | 0 | 0% | 0% | 0% | 0 | 0 | 0 | 0 | 0 | 0 | 0 | 0 | 1060 | 0 | 0 | 0 | 0 | 0 | 0 | 0 | 0 | 0 | 0 | 0 | 0 | 0 | 0 | 0 | 0 | 0 | 0 |  | 4159 | CB 1060 | 0 | 0 | 0 | 0 | 0 | 0 | 0 | 0 | 0 | 0 | 0 | 0 | 0 | 0 | 0 | 0 | 0 | 0 | 0 | 0 | 0 | 0 | 0 | 0 | 0 | 0 | 0 | 0 | 0 | 0 | 0 | 0 | 0 | 0 | 0 | 0 | 0 | 0 | 0 | 0 | 0 | 0 | 0 | 0 | 0 | 0 | 0 | 5000000 | scaled
CB 107 | 5641.2766 | 4171.6485 | 0 | 1469.6281 | 73.95% | 0% | 26.05% | 2457.1697 | 4082.9583 | 10.1997 | 2408.3014 | 38.6686 | 17.6249 | 3998.3606 | 66.9728 | 107 | 0.005587 | 0.0035062 | 0.0021618 | 1009714.7968 | 18.9625 | 4219.4561 | 1402.858 | 3394.0366 | 755227.5031 | 251093.2571 | 908136.1305 | 3769.666 | 890075.0846 | 14291.38 | 720842.9373 | 3111.6529 | 705907.2893 | 11823.9951 |  | 4160 | CB 107 | 5641.2766 | 3184.1069 | 1558.3183 | 4171.6485 | 1714.4788 | 88.6902 | 0 | 0 | 0 | 1469.6281 | 18.9625 | 8.7628 | 1.3376 | 67.8378 | 7.6569 | 0.23178 | 0 | 0 | 0 | 1.1058 | 1402.858 | 1364.1894 | 1335.8852 | 67.8378 | 29.1692 | 0.86499 | 0 | 0 | 0 | 1335.0202 | 4219.4561 | 1811.1547 | 221.0954 | 4085.954 | 1677.6527 | 87.5934 | 0 | 0 | 0 | 133.502 | 0.0034994 | 0.0014186 | 7.42e-05 | 0 | 0 | 0 | 0.0020876 | 5000000 | scaled
CB 1070 | 0 | 0 | 0 | 0 | 0% | 0% | 0% | 0 | 0 | 0 | 0 | 0 | 0 | 0 | 0 | 1070 | 0 | 0 | 0 | 0 | 0 | 0 | 0 | 0 | 0 | 0 | 0 | 0 | 0 | 0 | 0 | 0 | 0 | 0 |  | 4161 | CB 1070 | 0 | 0 | 0 | 0 | 0 | 0 | 0 | 0 | 0 | 0 | 0 | 0 | 0 | 0 | 0 | 0 | 0 | 0 | 0 | 0 | 0 | 0 | 0 | 0 | 0 | 0 | 0 | 0 | 0 | 0 | 0 | 0 | 0 | 0 | 0 | 0 | 0 | 0 | 0 | 0 | 0 | 0 | 0 | 0 | 0 | 0 | 0 | 5000000 | scaled
CB 1071 | 0 | 0 | 0 | 0 | 0% | 0% | 0% | 0 | 0 | 0 | 0 | 0 | 0 | 0 | 0 | 1071 | 0 | 0 | 0 | 0 | 0 | 0 | 0 | 0 | 0 | 0 | 0 | 0 | 0 | 0 | 0 | 0 | 0 | 0 |  | 4162 | CB 1071 | 0 | 0 | 0 | 0 | 0 | 0 | 0 | 0 | 0 | 0 | 0 | 0 | 0 | 0 | 0 | 0 | 0 | 0 | 0 | 0 | 0 | 0 | 0 | 0 | 0 | 0 | 0 | 0 | 0 | 0 | 0 | 0 | 0 | 0 | 0 | 0 | 0 | 0 | 0 | 0 | 0 | 0 | 0 | 0 | 0 | 0 | 0 | 5000000 | scaled
CB 1072 | 0 | 0 | 0 | 0 | 0% | 0% | 0% | 0 | 0 | 0 | 0 | 0 | 0 | 0 | 0 | 1072 | 0 | 0 | 0 | 0 | 0 | 0 | 0 | 0 | 0 | 0 | 0 | 0 | 0 | 0 | 0 | 0 | 0 | 0 |  | 4163 | CB 1072 | 0 | 0 | 0 | 0 | 0 | 0 | 0 | 0 | 0 | 0 | 0 | 0 | 0 | 0 | 0 | 0 | 0 | 0 | 0 | 0 | 0 | 0 | 0 | 0 | 0 | 0 | 0 | 0 | 0 | 0 | 0 | 0 | 0 | 0 | 0 | 0 | 0 | 0 | 0 | 0 | 0 | 0 | 0 | 0 | 0 | 0 | 0 | 5000000 | scaled
CB 1073 | 166060.2067 | 10150.6084 | 152344.3473 | 3565.251 | 6.113% | 91.74% | 2.147% | 73789.0919 | 152120.3205 | 410.3014 | 65164.7122 | 8214.0782 | 725.5605 | 134901.5119 | 16493.2481 | 1073 | 0.033742 | 0.01937 | 0.006976 | 4921468.9925 | 746.8693 | 144570.6478 | 20742.6896 | 22134.7085 | 4284590.3565 | 614743.9275 | 4763707.8148 | 26488.4142 | 4206931.4195 | 530287.981 | 1998263.5038 | 9531.0153 | 1772075.9911 | 216656.4973 |  | 4164 | CB 1073 | 166060.2067 | 92271.1149 | 13939.8862 | 10150.6084 | 4382.5763 | 194.8769 | 152344.3473 | 84323.2875 | 10179.7582 | 3565.251 | 746.8693 | 336.5679 | 21.3088 | 2879.8875 | 233.9782 | 6.565 | 180.4989 | 99.907 | 12.0611 | 2.6827 | 20742.6896 | 12528.6114 | 4249.4415 | 2879.8875 | 1195.4052 | 33.5499 | 14624.1036 | 8094.5077 | 977.1931 | 3238.6985 | 144570.6478 | 79405.9356 | 9669.1359 | 6707.0333 | 2953.1929 | 154.762 | 137539.7447 | 76128.8728 | 9190.5041 | 323.8698 | 0.011226 | 0.0043986 | 0.00023 | 0.017522 | 0.0099772 | 0.0017522 | 0.0049938 | 5000000 | scaled
CB 1076 | 20778.7215 | 17779.1252 | 0 | 2999.5963 | 85.56% | 0% | 14.44% | 10166.006 | 17380.0738 | 8.7625 | 10111.3154 | 45.9281 | 14.8051 | 17287.7227 | 77.546 | 1076 | 0.011545 | 0.0071708 | 0.00438 | 1799740.2872 | 17.443 | 17956.8885 | 2804.39 | 1510.8151 | 1555328.4009 | 242901.0712 | 1479990.4438 | 1275.6705 | 1472028.4524 | 6686.3209 | 775946.9664 | 660.987 | 771823.8774 | 3462.102 |  | 4165 | CB 1076 | 20778.7215 | 10612.7155 | 3398.6477 | 17779.1252 | 7613.1192 | 399.0514 | 0 | 0 | 0 | 2999.5963 | 17.443 | 8.6804 | 2.6378 | 79.5362 | 6.4233 | 0.38073 | 0 | 0 | 0 | 2.2571 | 2804.39 | 2758.4619 | 2726.844 | 79.5362 | 33.6081 | 1.9902 | 0 | 0 | 0 | 2724.8538 | 17956.8885 | 7845.5731 | 669.1659 | 17684.4031 | 7573.0878 | 396.6805 | 0 | 0 | 0 | 272.4854 | 0.0073198 | 0.0029452 | 0.0001544 | 0 | 0 | 0 | 0.0042256 | 5000000 | scaled
CB 1077 | 27170.962 | 21372.8943 | 0 | 5798.0677 | 78.66% | 0% | 21.34% | 14361.7775 | 20957.1715 | 2833.9884 | 1683.3447 | 9844.4444 | 4087.4847 | 2673.2011 | 14196.4857 | 1077 | 0.023107 | 0.013913 | 0.008505 | 1175865.6171 | 4172.5154 | 3254.9127 | 19743.534 | 180572.0883 | 140861.4058 | 854432.123 | 920649.7755 | 181670.4636 | 107909.4118 | 631069.9001 | 730604.4059 | 142497.0131 | 93192.5606 | 494914.8322 |  | 4166 | CB 1077 | 27170.962 | 12809.1845 | 6213.7905 | 21372.8943 | 7011.1167 | 415.7227 | 0 | 0 | 0 | 5798.0677 | 4172.5154 | 1338.527 | 85.0306 | 14476.5295 | 1334.1641 | 80.6678 | 0 | 0 | 0 | 4.3629 | 19743.534 | 9899.0896 | 5547.0482 | 14476.5295 | 4632.0851 | 280.0438 | 0 | 0 | 0 | 5267.0044 | 3254.9127 | 1571.5679 | 581.7116 | 2728.2122 | 1044.8675 | 55.0112 | 0 | 0 | 0 | 526.7004 | 0.014901 | 0.005707 | 0.0002988 | 0 | 0 | 0 | 0.0082062 | 5000000 | scaled
CB 1078 | 0 | 0 | 0 | 0 | 0% | 0% | 0% | 0 | 0 | 0 | 0 | 0 | 0 | 0 | 0 | 1078 | 0 | 0 | 0 | 0 | 0 | 0 | 0 | 0 | 0 | 0 | 0 | 0 | 0 | 0 | 0 | 0 | 0 | 0 |  | 4167 | CB 1078 | 0 | 0 | 0 | 0 | 0 | 0 | 0 | 0 | 0 | 0 | 0 | 0 | 0 | 0 | 0 | 0 | 0 | 0 | 0 | 0 | 0 | 0 | 0 | 0 | 0 | 0 | 0 | 0 | 0 | 0 | 0 | 0 | 0 | 0 | 0 | 0 | 0 | 0 | 0 | 0 | 0 | 0 | 0 | 0 | 0 | 0 | 0 | 5000000 | scaled
CB 1079 | 15973.6482 | 14386.2163 | 0 | 1587.432 | 90.06% | 0% | 9.938% | 5751.2037 | 13827.3615 | 627.2113 | 3363.3113 | 1760.6811 | 1821.3779 | 6891.4181 | 5114.5656 | 1079 | 0.0072148 | 0.0044756 | 0.0023698 | 2214011.2335 | 1918.0936 | 7231.1419 | 6824.4128 | 265855.4059 | 1002265.0487 | 945890.7789 | 2284038.9122 | 249091.3206 | 1335708.8875 | 699238.704 | 905682.6394 | 119298.9945 | 451383.1298 | 335000.5151 |  | 4168 | CB 1079 | 15973.6482 | 10222.4446 | 2146.2867 | 14386.2163 | 8635.0126 | 558.8547 | 0 | 0 | 0 | 1587.432 | 1918.0936 | 1290.8823 | 96.7157 | 5382.3787 | 1289.6878 | 95.5212 | 0 | 0 | 0 | 1.1945 | 6824.4128 | 5063.7317 | 1709.8472 | 5382.3787 | 3621.6976 | 267.8131 | 0 | 0 | 0 | 1442.0341 | 7231.1419 | 3867.8306 | 339.7238 | 7086.9385 | 3723.6272 | 195.5204 | 0 | 0 | 0 | 144.2034 | 0.004961 | 0.0022218 | 0.000116 | 0 | 0 | 0 | 0.0022538 | 5000000 | scaled
CB 108 | 0 | 0 | 0 | 0 | 0% | 0% | 0% | 0 | 0 | 0 | 0 | 0 | 0 | 0 | 0 | 108 | 0 | 0 | 0 | 0 | 0 | 0 | 0 | 0 | 0 | 0 | 0 | 0 | 0 | 0 | 0 | 0 | 0 | 0 |  | 4169 | CB 108 | 0 | 0 | 0 | 0 | 0 | 0 | 0 | 0 | 0 | 0 | 0 | 0 | 0 | 0 | 0 | 0 | 0 | 0 | 0 | 0 | 0 | 0 | 0 | 0 | 0 | 0 | 0 | 0 | 0 | 0 | 0 | 0 | 0 | 0 | 0 | 0 | 0 | 0 | 0 | 0 | 0 | 0 | 0 | 0 | 0 | 0 | 0 | 5000000 | scaled
CB 1081 | 237950.4647 | 71179.2619 | 160695.6239 | 6075.5789 | 29.91% | 67.53% | 2.553% | 112882.1847 | 219641.6447 | 4626.7023 | 93950.605 | 14304.8773 | 7224.8455 | 186590.2071 | 25826.5921 | 1081 | 0.036958 | 0.021789 | 0.010002 | 6438436.9379 | 7343.4956 | 198072.3741 | 32534.595 | 198699.4793 | 5359420.0428 | 880317.4158 | 5739920.6948 | 235262.1396 | 4777273.0808 | 727385.4745 | 1830552.4923 | 60213.8042 | 1555092.9288 | 215245.7593 |  | 4170 | CB 1081 | 237950.4647 | 125068.28 | 18308.8199 | 71179.2619 | 30366.6869 | 1489.3587 | 160695.6239 | 88626.0141 | 10743.8823 | 6075.5789 | 7343.4956 | 2716.7933 | 118.6501 | 11709.0671 | 2602.4896 | 100.7759 | 198.9647 | 109.732 | 13.3025 | 4.5717 | 32534.595 | 18229.7177 | 6708.0029 | 11709.0671 | 4268.8973 | 165.539 | 15306.4304 | 8441.7228 | 1023.3663 | 5519.0975 | 198072.3741 | 104121.769 | 11482.167 | 52330.2356 | 23495.3 | 1223.0438 | 145190.2287 | 80074.5593 | 9707.2135 | 551.9098 | 0.018152 | 0.0074008 | 0.0003872 | 0.010213 | 0.005795 | 0.0010212 | 0.0085934 | 5000000 | scaled
CB 1082 | 15792.6851 | 9713.8953 | 5331.4002 | 747.3896 | 61.51% | 33.76% | 4.733% | 6351.1805 | 14212.8856 | 633.4602 | 1965.6811 | 3752.0392 | 1477.4515 | 4104.3311 | 8631.103 | 1082 | 0.014222 | 0.008602 | 0.002178 | 1110440.5183 | 1555.0878 | 4459.2144 | 9778.3828 | 109343.8215 | 313543.4138 | 687553.283 | 1097594.1079 | 109472.9046 | 339703.7722 | 648417.4311 | 725344.1036 | 75400.644 | 209461.5034 | 440481.9562 |  | 4171 | CB 1082 | 15792.6851 | 9441.5045 | 1579.7995 | 9713.8953 | 5754.9423 | 476.3786 | 5331.4002 | 2939.1726 | 356.0312 | 747.3896 | 1555.0878 | 921.6276 | 77.6363 | 7999.717 | 916.146 | 76.4781 | 8.9231 | 4.9193 | 0.59589 | 0.56239 | 9778.3828 | 6026.3435 | 1147.2798 | 7999.717 | 4741.1333 | 394.9058 | 1099.732 | 606.2764 | 73.4402 | 678.9338 | 4459.2144 | 2493.5333 | 354.8833 | 168.576 | 97.663 | 4.9947 | 4222.7451 | 2327.9769 | 281.9952 | 67.8934 | 0.0028188 | 0.0016764 | 8.74e-05 | 0.010347 | 0.0058698 | 0.0010348 | 0.0010558 | 5000000 | scaled
CB 1085 | 121815.0932 | 35728.2937 | 85612.6935 | 474.106 | 29.33% | 70.28% | 0.3892% | 60217.5366 | 114532.5161 | 2319.0787 | 43070.4247 | 14828.0333 | 3506.4784 | 86930.7443 | 24095.2935 | 1085 | 0.009242 | 0.0053734 | 0.0014224 | 13180598.7035 | 3628.6648 | 92595.8456 | 25590.5829 | 392627.6542 | 10019026.7882 | 2768944.2611 | 11463422.8942 | 441475.7079 | 8199181.1698 | 2822766.0166 | 5119922.0161 | 156749.3361 | 3886046.0451 | 1077126.635 |  | 4172 | CB 1085 | 121815.0932 | 61597.5566 | 7282.5771 | 35728.2937 | 13812.9298 | 1037.9106 | 85612.6935 | 47310.5208 | 5770.5605 | 474.106 | 3628.6648 | 1309.5861 | 122.1864 | 18133.9629 | 1253.3496 | 115.0139 | 101.1195 | 55.8797 | 6.8158 | 0.35675 | 25590.5829 | 10762.5496 | 1495.2894 | 18133.9629 | 6449.257 | 591.0382 | 7025.9387 | 3882.6114 | 473.57 | 430.6812 | 92595.8456 | 49525.4209 | 5665.1013 | 14067.1422 | 6110.3231 | 331.8585 | 78485.6353 | 43372.0296 | 5290.1747 | 43.0681 | 0.0012322 | 0.0005372 | 2.84e-05 | 0.0073508 | 0.0041772 | 0.000735 | 0.000659 | 5000000 | scaled
CB 109 | 0 | 0 | 0 | 0 | 0% | 0% | 0% | 0 | 0 | 0 | 0 | 0 | 0 | 0 | 0 | 109 | 0 | 0 | 0 | 0 | 0 | 0 | 0 | 0 | 0 | 0 | 0 | 0 | 0 | 0 | 0 | 0 | 0 | 0 |  | 4173 | CB 109 | 0 | 0 | 0 | 0 | 0 | 0 | 0 | 0 | 0 | 0 | 0 | 0 | 0 | 0 | 0 | 0 | 0 | 0 | 0 | 0 | 0 | 0 | 0 | 0 | 0 | 0 | 0 | 0 | 0 | 0 | 0 | 0 | 0 | 0 | 0 | 0 | 0 | 0 | 0 | 0 | 0 | 0 | 0 | 0 | 0 | 0 | 0 | 5000000 | scaled
CB 1090 | 1414511.4007 | 1409149.397 | 2373.7606 | 2988.243 | 99.62% | 0.1678% | 0.2113% | 805247.4346 | 1374141.198 | 130285.6921 | 1239.8975 | 673721.845 | 222293.3313 | 2497.2975 | 1149350.5692 | 1090 | 0.025114 | 0.013658 | 0.0050478 | 56324068.8662 | 228343.804 | 2919.0983 | 1183248.4983 | 9092363.7215 | 116234.833 | 47115470.3117 | 44607925.3535 | 7217377.141 | 68686.0377 | 37321862.1747 | 7997583.6428 | 1293760.4322 | 14534.4205 | 6689288.7902 |  | 4174 | CB 1090 | 1414511.4007 | 609263.9661 | 40370.2027 | 1409149.397 | 604958.7967 | 37223.6591 | 2373.7606 | 1316.9263 | 158.3006 | 2988.243 | 228343.804 | 98058.1119 | 6050.4727 | 1180203.7667 | 98047.5509 | 6047.225 | 14.9832 | 8.3124 | 0.99919 | 2.2486 | 1183248.4983 | 509526.6533 | 33897.9292 | 1180203.7667 | 506628.9278 | 31161.369 | 330.1912 | 183.1851 | 22.0197 | 2714.5404 | 2919.0983 | 1679.2008 | 421.8008 | 619.058 | 282.318 | 15.065 | 2028.5863 | 1125.4288 | 135.2817 | 271.454 | 0.015841 | 0.0065644 | 0.0003424 | 0.0050744 | 0.0028958 | 0.0005074 | 0.004198 | 5000000 | scaled
CB 1094 | 25268.9149 | 24948.6992 | 0 | 320.2157 | 98.73% | 0% | 1.267% | 11427.1263 | 24170.1268 | 1624.1769 | 1493.1277 | 8309.8217 | 3409.0679 | 3318.6901 | 17442.3688 | 1094 | 0.001448 | 0.0009654 | 0.0004692 | 17450908.0795 | 3520.1154 | 3447.7618 | 18301.0376 | 2431018.9395 | 2381050.9912 | 12638838.1488 | 14337879.2141 | 2037892.2297 | 1873461.8419 | 10426525.1425 | 2341833.1691 | 330303.1152 | 321546.4541 | 1689983.5997 |  | 4175 | CB 1094 | 25268.9149 | 13841.7886 | 1098.7881 | 24948.6992 | 13521.5729 | 778.5724 | 0 | 0 | 0 | 320.2157 | 3520.1154 | 1895.9385 | 111.0476 | 18010.1515 | 1895.6976 | 110.8066 | 0 | 0 | 0 | 0.24095 | 18301.0376 | 9991.2159 | 858.6688 | 18010.1515 | 9700.3298 | 567.7827 | 0 | 0 | 0 | 290.8861 | 3447.7618 | 1954.6341 | 129.0717 | 3418.6732 | 1925.5455 | 99.9831 | 0 | 0 | 0 | 29.0886 | 0.001006 | 0.0005234 | 2.72e-05 | 0 | 0 | 0 | 0.000442 | 5000000 | scaled
CB 110 | 0 | 0 | 0 | 0 | 0% | 0% | 0% | 0 | 0 | 0 | 0 | 0 | 0 | 0 | 0 | 110 | 0 | 0 | 0 | 0 | 0 | 0 | 0 | 0 | 0 | 0 | 0 | 0 | 0 | 0 | 0 | 0 | 0 | 0 |  | 4176 | CB 110 | 0 | 0 | 0 | 0 | 0 | 0 | 0 | 0 | 0 | 0 | 0 | 0 | 0 | 0 | 0 | 0 | 0 | 0 | 0 | 0 | 0 | 0 | 0 | 0 | 0 | 0 | 0 | 0 | 0 | 0 | 0 | 0 | 0 | 0 | 0 | 0 | 0 | 0 | 0 | 0 | 0 | 0 | 0 | 0 | 0 | 0 | 0 | 5000000 | scaled
CB 1100 | 0 | 0 | 0 | 0 | 0% | 0% | 0% | 0 | 0 | 0 | 0 | 0 | 0 | 0 | 0 | 1100 | 0 | 0 | 0 | 0 | 0 | 0 | 0 | 0 | 0 | 0 | 0 | 0 | 0 | 0 | 0 | 0 | 0 | 0 |  | 4177 | CB 1100 | 0 | 0 | 0 | 0 | 0 | 0 | 0 | 0 | 0 | 0 | 0 | 0 | 0 | 0 | 0 | 0 | 0 | 0 | 0 | 0 | 0 | 0 | 0 | 0 | 0 | 0 | 0 | 0 | 0 | 0 | 0 | 0 | 0 | 0 | 0 | 0 | 0 | 0 | 0 | 0 | 0 | 0 | 0 | 0 | 0 | 0 | 0 | 5000000 | scaled
CB 1101 | 1133279.0417 | 1130104.6303 | 1733.1702 | 1441.2411 | 99.72% | 0.1529% | 0.1272% | 478336.5907 | 1099730.8324 | 76098.9344 | 8868.2748 | 393369.3815 | 174802.8738 | 21105.5463 | 903822.4123 | 1101 | 0.091579 | 0.053399 | 0.0095868 | 12374933.0266 | 179881.6011 | 21988.193 | 931409.2476 | 1964231.8307 | 240101.8685 | 10170599.3274 | 12265069.5892 | 1951259.3096 | 227392.1945 | 10086418.085 | 3499416.8349 | 556234.3996 | 67159.2557 | 2876023.1796 |  | 4178 | CB 1101 | 1133279.0417 | 654942.451 | 33548.2093 | 1130104.6303 | 652531.0617 | 31958.9924 | 1733.1702 | 970.1482 | 147.9758 | 1441.2411 | 179881.6011 | 103782.6668 | 5078.7274 | 929746.5519 | 103768.9963 | 5075.7232 | 22.4848 | 12.5859 | 1.9197 | 1.0845 | 931409.2476 | 538039.866 | 27586.8353 | 929746.5519 | 536532.7809 | 26247.4239 | 353.4624 | 197.8518 | 30.1782 | 1309.2333 | 21988.193 | 13119.9182 | 882.6466 | 20500.0466 | 12229.2844 | 635.8454 | 1357.2231 | 759.7104 | 115.878 | 130.9233 | 0.020012 | 0.011978 | 0.0006256 | 0.069561 | 0.039416 | 0.0069562 | 0.002005 | 5000000 | scaled
CB 1102 | 0 | 0 | 0 | 0 | 0% | 0% | 0% | 0 | 0 | 0 | 0 | 0 | 0 | 0 | 0 | 1102 | 0 | 0 | 0 | 0 | 0 | 0 | 0 | 0 | 0 | 0 | 0 | 0 | 0 | 0 | 0 | 0 | 0 | 0 |  | 4179 | CB 1102 | 0 | 0 | 0 | 0 | 0 | 0 | 0 | 0 | 0 | 0 | 0 | 0 | 0 | 0 | 0 | 0 | 0 | 0 | 0 | 0 | 0 | 0 | 0 | 0 | 0 | 0 | 0 | 0 | 0 | 0 | 0 | 0 | 0 | 0 | 0 | 0 | 0 | 0 | 0 | 0 | 0 | 0 | 0 | 0 | 0 | 0 | 0 | 5000000 | scaled
CB 1103 | 0 | 0 | 0 | 0 | 0% | 0% | 0% | 0 | 0 | 0 | 0 | 0 | 0 | 0 | 0 | 1103 | 0 | 0 | 0 | 0 | 0 | 0 | 0 | 0 | 0 | 0 | 0 | 0 | 0 | 0 | 0 | 0 | 0 | 0 |  | 4180 | CB 1103 | 0 | 0 | 0 | 0 | 0 | 0 | 0 | 0 | 0 | 0 | 0 | 0 | 0 | 0 | 0 | 0 | 0 | 0 | 0 | 0 | 0 | 0 | 0 | 0 | 0 | 0 | 0 | 0 | 0 | 0 | 0 | 0 | 0 | 0 | 0 | 0 | 0 | 0 | 0 | 0 | 0 | 0 | 0 | 0 | 0 | 0 | 0 | 5000000 | scaled
CB 1104 | 0 | 0 | 0 | 0 | 0% | 0% | 0% | 0 | 0 | 0 | 0 | 0 | 0 | 0 | 0 | 1104 | 0 | 0 | 0 | 0 | 0 | 0 | 0 | 0 | 0 | 0 | 0 | 0 | 0 | 0 | 0 | 0 | 0 | 0 |  | 4181 | CB 1104 | 0 | 0 | 0 | 0 | 0 | 0 | 0 | 0 | 0 | 0 | 0 | 0 | 0 | 0 | 0 | 0 | 0 | 0 | 0 | 0 | 0 | 0 | 0 | 0 | 0 | 0 | 0 | 0 | 0 | 0 | 0 | 0 | 0 | 0 | 0 | 0 | 0 | 0 | 0 | 0 | 0 | 0 | 0 | 0 | 0 | 0 | 0 | 5000000 | scaled
CB 1105 | 0 | 0 | 0 | 0 | 0% | 0% | 0% | 0 | 0 | 0 | 0 | 0 | 0 | 0 | 0 | 1105 | 0 | 0 | 0 | 0 | 0 | 0 | 0 | 0 | 0 | 0 | 0 | 0 | 0 | 0 | 0 | 0 | 0 | 0 |  | 4182 | CB 1105 | 0 | 0 | 0 | 0 | 0 | 0 | 0 | 0 | 0 | 0 | 0 | 0 | 0 | 0 | 0 | 0 | 0 | 0 | 0 | 0 | 0 | 0 | 0 | 0 | 0 | 0 | 0 | 0 | 0 | 0 | 0 | 0 | 0 | 0 | 0 | 0 | 0 | 0 | 0 | 0 | 0 | 0 | 0 | 0 | 0 | 0 | 0 | 5000000 | scaled
CB 1106 | 1646983.7054 | 568815.0503 | 1077373.3445 | 795.3106 | 34.54% | 65.41% | 0.04829% | 822745.8821 | 1547555.5683 | 56761.1346 | 433141.3371 | 332843.4104 | 91595.0366 | 900590.4215 | 555370.1102 | 1106 | 0.070774 | 0.039963 | 0.007779 | 23270961.8109 | 93545.3741 | 980034.6204 | 573403.7109 | 1321743.9986 | 13847342.964 | 8101874.8483 | 20624920.5095 | 1422910.6634 | 10858159.0529 | 8343850.7932 | 12781609.0838 | 756503.9836 | 7438178.6007 | 4586926.4996 |  | 4183 | CB 1106 | 1646983.7054 | 824237.8233 | 99428.1371 | 568815.0503 | 222261.1282 | 11369.3061 | 1077373.3445 | 601181.3845 | 87263.5203 | 795.3106 | 93545.3741 | 36784.2395 | 1950.3375 | 476552.7545 | 36053.1672 | 1843.7083 | 1309.0776 | 730.4739 | 106.0308 | 0.59845 | 573403.7109 | 240560.3005 | 18033.6006 | 476552.7545 | 186197.5073 | 9525.0593 | 96128.4908 | 53640.3276 | 7786.0758 | 722.4656 | 980034.6204 | 546893.2833 | 79444.1989 | 26.5977 | 10.4537 | 0.53861 | 979935.7762 | 546810.583 | 79371.4138 | 72.2466 | 0.003777 | 0.0015028 | 7.84e-05 | 0.065885 | 0.037348 | 0.0065884 | 0.0011122 | 5000000 | scaled
CB 111 | 0 | 0 | 0 | 0 | 0% | 0% | 0% | 0 | 0 | 0 | 0 | 0 | 0 | 0 | 0 | 111 | 0 | 0 | 0 | 0 | 0 | 0 | 0 | 0 | 0 | 0 | 0 | 0 | 0 | 0 | 0 | 0 | 0 | 0 |  | 4184 | CB 111 | 0 | 0 | 0 | 0 | 0 | 0 | 0 | 0 | 0 | 0 | 0 | 0 | 0 | 0 | 0 | 0 | 0 | 0 | 0 | 0 | 0 | 0 | 0 | 0 | 0 | 0 | 0 | 0 | 0 | 0 | 0 | 0 | 0 | 0 | 0 | 0 | 0 | 0 | 0 | 0 | 0 | 0 | 0 | 0 | 0 | 0 | 0 | 5000000 | scaled
CB 1116 | 9336.3944 | 9205.221 | 0 | 131.1735 | 98.6% | 0% | 1.405% | 7872.0238 | 9198.8519 | 1287.1544 | 0.12139 | 6584.7479 | 1504.0045 | 0.18875 | 7694.6586 | 1116 | 0.0007112 | 0.0003956 | 0.0002098 | 13127663.6993 | 1505.136 | 12.1083 | 7819.1501 | 2116332.9437 | 17025.2219 | 10994305.5337 | 3701644.7018 | 605255.8487 | 57.0794 | 3096331.7737 | 655588.9941 | 107188.243 | 13.4518 | 548387.2992 |  | 4185 | CB 1116 | 9336.3944 | 1464.3706 | 137.5426 | 9205.221 | 1333.1972 | 6.3691 | 0 | 0 | 0 | 131.1735 | 1505.136 | 217.9815 | 1.1315 | 7699.9912 | 217.8828 | 1.0328 | 0 | 0 | 0 | 0.098704 | 7819.1501 | 1234.4021 | 124.4914 | 7699.9912 | 1115.2433 | 5.3326 | 0 | 0 | 0 | 119.1589 | 12.1083 | 11.987 | 11.9196 | 0.19245 | 0.071063 | 0.0037016 | 0 | 0 | 0 | 11.9159 | 0.0005116 | 0.000196 | 1.02e-05 | 0 | 0 | 0 | 0.0001996 | 5000000 | scaled
CB 1117 | 0 | 0 | 0 | 0 | 0% | 0% | 0% | 0 | 0 | 0 | 0 | 0 | 0 | 0 | 0 | 1117 | 0 | 0 | 0 | 0 | 0 | 0 | 0 | 0 | 0 | 0 | 0 | 0 | 0 | 0 | 0 | 0 | 0 | 0 |  | 4186 | CB 1117 | 0 | 0 | 0 | 0 | 0 | 0 | 0 | 0 | 0 | 0 | 0 | 0 | 0 | 0 | 0 | 0 | 0 | 0 | 0 | 0 | 0 | 0 | 0 | 0 | 0 | 0 | 0 | 0 | 0 | 0 | 0 | 0 | 0 | 0 | 0 | 0 | 0 | 0 | 0 | 0 | 0 | 0 | 0 | 0 | 0 | 0 | 0 | 5000000 | scaled
CB 1118 | 0 | 0 | 0 | 0 | 0% | 0% | 0% | 0 | 0 | 0 | 0 | 0 | 0 | 0 | 0 | 1118 | 0 | 0 | 0 | 0 | 0 | 0 | 0 | 0 | 0 | 0 | 0 | 0 | 0 | 0 | 0 | 0 | 0 | 0 |  | 4187 | CB 1118 | 0 | 0 | 0 | 0 | 0 | 0 | 0 | 0 | 0 | 0 | 0 | 0 | 0 | 0 | 0 | 0 | 0 | 0 | 0 | 0 | 0 | 0 | 0 | 0 | 0 | 0 | 0 | 0 | 0 | 0 | 0 | 0 | 0 | 0 | 0 | 0 | 0 | 0 | 0 | 0 | 0 | 0 | 0 | 0 | 0 | 0 | 0 | 5000000 | scaled
CB 1119 | 0 | 0 | 0 | 0 | 0% | 0% | 0% | 0 | 0 | 0 | 0 | 0 | 0 | 0 | 0 | 1119 | 0 | 0 | 0 | 0 | 0 | 0 | 0 | 0 | 0 | 0 | 0 | 0 | 0 | 0 | 0 | 0 | 0 | 0 |  | 4188 | CB 1119 | 0 | 0 | 0 | 0 | 0 | 0 | 0 | 0 | 0 | 0 | 0 | 0 | 0 | 0 | 0 | 0 | 0 | 0 | 0 | 0 | 0 | 0 | 0 | 0 | 0 | 0 | 0 | 0 | 0 | 0 | 0 | 0 | 0 | 0 | 0 | 0 | 0 | 0 | 0 | 0 | 0 | 0 | 0 | 0 | 0 | 0 | 0 | 5000000 | scaled
CB 112 | 0 | 0 | 0 | 0 | 0% | 0% | 0% | 0 | 0 | 0 | 0 | 0 | 0 | 0 | 0 | 112 | 0 | 0 | 0 | 0 | 0 | 0 | 0 | 0 | 0 | 0 | 0 | 0 | 0 | 0 | 0 | 0 | 0 | 0 |  | 4189 | CB 112 | 0 | 0 | 0 | 0 | 0 | 0 | 0 | 0 | 0 | 0 | 0 | 0 | 0 | 0 | 0 | 0 | 0 | 0 | 0 | 0 | 0 | 0 | 0 | 0 | 0 | 0 | 0 | 0 | 0 | 0 | 0 | 0 | 0 | 0 | 0 | 0 | 0 | 0 | 0 | 0 | 0 | 0 | 0 | 0 | 0 | 0 | 0 | 5000000 | scaled
CB 113 | 0 | 0 | 0 | 0 | 0% | 0% | 0% | 0 | 0 | 0 | 0 | 0 | 0 | 0 | 0 | 113 | 0 | 0 | 0 | 0 | 0 | 0 | 0 | 0 | 0 | 0 | 0 | 0 | 0 | 0 | 0 | 0 | 0 | 0 |  | 4190 | CB 113 | 0 | 0 | 0 | 0 | 0 | 0 | 0 | 0 | 0 | 0 | 0 | 0 | 0 | 0 | 0 | 0 | 0 | 0 | 0 | 0 | 0 | 0 | 0 | 0 | 0 | 0 | 0 | 0 | 0 | 0 | 0 | 0 | 0 | 0 | 0 | 0 | 0 | 0 | 0 | 0 | 0 | 0 | 0 | 0 | 0 | 0 | 0 | 5000000 | scaled
CB 1130 | 0 | 0 | 0 | 0 | 0% | 0% | 0% | 0 | 0 | 0 | 0 | 0 | 0 | 0 | 0 | 1130 | 0 | 0 | 0 | 0 | 0 | 0 | 0 | 0 | 0 | 0 | 0 | 0 | 0 | 0 | 0 | 0 | 0 | 0 |  | 4191 | CB 1130 | 0 | 0 | 0 | 0 | 0 | 0 | 0 | 0 | 0 | 0 | 0 | 0 | 0 | 0 | 0 | 0 | 0 | 0 | 0 | 0 | 0 | 0 | 0 | 0 | 0 | 0 | 0 | 0 | 0 | 0 | 0 | 0 | 0 | 0 | 0 | 0 | 0 | 0 | 0 | 0 | 0 | 0 | 0 | 0 | 0 | 0 | 0 | 5000000 | scaled
CB 1131 | 0 | 0 | 0 | 0 | 0% | 0% | 0% | 0 | 0 | 0 | 0 | 0 | 0 | 0 | 0 | 1131 | 0 | 0 | 0 | 0 | 0 | 0 | 0 | 0 | 0 | 0 | 0 | 0 | 0 | 0 | 0 | 0 | 0 | 0 |  | 4192 | CB 1131 | 0 | 0 | 0 | 0 | 0 | 0 | 0 | 0 | 0 | 0 | 0 | 0 | 0 | 0 | 0 | 0 | 0 | 0 | 0 | 0 | 0 | 0 | 0 | 0 | 0 | 0 | 0 | 0 | 0 | 0 | 0 | 0 | 0 | 0 | 0 | 0 | 0 | 0 | 0 | 0 | 0 | 0 | 0 | 0 | 0 | 0 | 0 | 5000000 | scaled
CB 1132 | 0 | 0 | 0 | 0 | 0% | 0% | 0% | 0 | 0 | 0 | 0 | 0 | 0 | 0 | 0 | 1132 | 0 | 0 | 0 | 0 | 0 | 0 | 0 | 0 | 0 | 0 | 0 | 0 | 0 | 0 | 0 | 0 | 0 | 0 |  | 4193 | CB 1132 | 0 | 0 | 0 | 0 | 0 | 0 | 0 | 0 | 0 | 0 | 0 | 0 | 0 | 0 | 0 | 0 | 0 | 0 | 0 | 0 | 0 | 0 | 0 | 0 | 0 | 0 | 0 | 0 | 0 | 0 | 0 | 0 | 0 | 0 | 0 | 0 | 0 | 0 | 0 | 0 | 0 | 0 | 0 | 0 | 0 | 0 | 0 | 5000000 | scaled
CB 1133 | 0 | 0 | 0 | 0 | 0% | 0% | 0% | 0 | 0 | 0 | 0 | 0 | 0 | 0 | 0 | 1133 | 0 | 0 | 0 | 0 | 0 | 0 | 0 | 0 | 0 | 0 | 0 | 0 | 0 | 0 | 0 | 0 | 0 | 0 |  | 4194 | CB 1133 | 0 | 0 | 0 | 0 | 0 | 0 | 0 | 0 | 0 | 0 | 0 | 0 | 0 | 0 | 0 | 0 | 0 | 0 | 0 | 0 | 0 | 0 | 0 | 0 | 0 | 0 | 0 | 0 | 0 | 0 | 0 | 0 | 0 | 0 | 0 | 0 | 0 | 0 | 0 | 0 | 0 | 0 | 0 | 0 | 0 | 0 | 0 | 5000000 | scaled
CB 1138 | 765496.0507 | 574088.3659 | 185839.2915 | 5568.3932 | 75% | 24.28% | 0.7274% | 419990.9841 | 732031.358 | 69422.7738 | 77592.9632 | 272975.2472 | 115406.0992 | 160007.9607 | 456617.2981 | 1138 | 0.11418 | 0.065277 | 0.017099 | 6704421.0929 | 117771.2271 | 175629.177 | 472095.6466 | 1031472.2048 | 1538207.7511 | 4134741.137 | 5292890.4207 | 874892.9099 | 977856.828 | 3440140.6829 | 1957068.24 | 308535.4322 | 427777.4369 | 1220755.3709 |  | 4195 | CB 1138 | 765496.0507 | 345505.0666 | 33464.6927 | 574088.3659 | 235368.2881 | 11408.8925 | 185839.2915 | 104568.3853 | 16487.4069 | 5568.3932 | 117771.2271 | 48348.4534 | 2365.1279 | 450431.8516 | 48163.0841 | 2332.3712 | 321.9923 | 181.1792 | 28.5667 | 4.19 | 472095.6466 | 199120.3994 | 15478.3485 | 450431.8516 | 184718.4607 | 8946.7712 | 16605.4285 | 9343.5722 | 1473.2108 | 5058.3665 | 175629.177 | 98036.2138 | 15621.2163 | 6211.4696 | 2486.7433 | 129.7502 | 168911.8707 | 95043.6338 | 14985.6294 | 505.8367 | 0.017 | 0.0067048 | 0.0003504 | 0.089365 | 0.05076 | 0.0089366 | 0.0078124 | 5000000 | scaled
CB 1139 | 1980.9302 | 1753.6082 | 0 | 227.322 | 88.52% | 0% | 11.48% | 919.3994 | 1725.9688 | 31.3417 | 725.7778 | 162.2799 | 92.2264 | 1157.3504 | 476.3921 | 1139 | 0.0008862 | 0.000549 | 0.00035 | 2235308.317 | 93.1783 | 1200.8144 | 686.9375 | 105143.6991 | 1355015.1322 | 775149.4857 | 1933571.7003 | 65914.2003 | 1526369.7601 | 341287.7399 | 728461.1034 | 38925.0042 | 488470.4294 | 201065.6697 |  | 4196 | CB 1139 | 1980.9302 | 1061.5309 | 254.9614 | 1753.6082 | 834.2088 | 27.6394 | 0 | 0 | 0 | 227.322 | 93.1783 | 61.8366 | 0.95195 | 480.4366 | 61.6656 | 0.78089 | 0 | 0 | 0 | 0.17105 | 686.9375 | 524.6576 | 210.5454 | 480.4366 | 318.1567 | 4.0445 | 0 | 0 | 0 | 206.5009 | 1200.8144 | 475.0366 | 43.464 | 1180.1643 | 454.3865 | 22.8139 | 0 | 0 | 0 | 20.6501 | 0.0005468 | 0.0002096 | 1.06e-05 | 0 | 0 | 0 | 0.0003394 | 5000000 | scaled
CB 114 | 43248.0725 | 38417.8853 | 3505.8733 | 1324.3139 | 88.83% | 8.106% | 3.062% | 17463.96 | 40391.0301 | 1917.2805 | 5464.7621 | 10081.9174 | 4531.5119 | 12102.8529 | 23756.6653 | 114 | 0.013188 | 0.0082152 | 0.0027378 | 3279449.821 | 4697.2499 | 12710.1186 | 25840.704 | 356186.8632 | 963793.1517 | 1959469.8061 | 3138586.0962 | 344569.6084 | 982115.5353 | 1811900.9525 | 1043554.0622 | 117077.4221 | 312692.7256 | 613783.9145 |  | 4197 | CB 114 | 43248.0725 | 25784.1125 | 2857.0423 | 38417.8853 | 22521.9015 | 1297.5966 | 3505.8733 | 1937.8971 | 235.1318 | 1324.3139 | 4697.2499 | 2779.9694 | 165.7379 | 24101.9885 | 2774.4804 | 164.1963 | 8.1275 | 4.4925 | 0.54509 | 0.9965 | 25840.704 | 15758.7866 | 2084.0387 | 24101.9885 | 14259.6589 | 845.0946 | 535.6996 | 296.1119 | 35.9283 | 1203.0159 | 12710.1186 | 7245.3565 | 607.2657 | 9627.7708 | 5487.7622 | 288.3057 | 2962.0462 | 1637.2927 | 198.6584 | 120.3016 | 0.0038922 | 0.0021164 | 0.0001108 | 0.0074094 | 0.0042128 | 0.000741 | 0.001886 | 5000000 | scaled
CB 1140 | 668098.3836 | 195.0348 | 667726.7357 | 176.6131 | 0.02919% | 99.94% | 0.02644% | 292464.9317 | 608849.724 | 415.6605 | 268063.7225 | 23985.5486 | 862.6014 | 558063.4651 | 49923.6574 | 1140 | 0.087146 | 0.049463 | 0.0088918 | 7666443.8629 | 945.9461 | 612225.9995 | 54926.438 | 10854.753 | 7025307.0084 | 630282.1015 | 7594200.3725 | 10793.1212 | 6960593.9063 | 622813.345 | 6663291.9811 | 9440.3678 | 6107483.7772 | 546367.8361 |  | 4198 | CB 1140 | 668098.3836 | 375633.4519 | 59248.6596 | 195.0348 | 72.4399 | 3.9728 | 667726.7357 | 375384.3988 | 59068.0738 | 176.6131 | 945.9461 | 530.2856 | 83.3447 | 34.5908 | 2.2339 | 0.14189 | 939.052 | 527.9188 | 83.0699 | 0.1329 | 54926.438 | 30940.8893 | 5002.7805 | 34.5908 | 11.4023 | 0.72418 | 54731.4106 | 30769.0505 | 4841.6198 | 160.4365 | 612225.9995 | 344162.277 | 54162.5344 | 153.6827 | 58.8038 | 3.1067 | 612056.2731 | 344087.4295 | 54143.384 | 16.0437 | 0.0006006 | 0.00023 | 1.22e-05 | 0.086295 | 0.048983 | 0.0086294 | 0.0002502 | 5000000 | scaled
CB 115 | 0 | 0 | 0 | 0 | 0% | 0% | 0% | 0 | 0 | 0 | 0 | 0 | 0 | 0 | 0 | 115 | 0 | 0 | 0 | 0 | 0 | 0 | 0 | 0 | 0 | 0 | 0 | 0 | 0 | 0 | 0 | 0 | 0 | 0 |  | 4199 | CB 115 | 0 | 0 | 0 | 0 | 0 | 0 | 0 | 0 | 0 | 0 | 0 | 0 | 0 | 0 | 0 | 0 | 0 | 0 | 0 | 0 | 0 | 0 | 0 | 0 | 0 | 0 | 0 | 0 | 0 | 0 | 0 | 0 | 0 | 0 | 0 | 0 | 0 | 0 | 0 | 0 | 0 | 0 | 0 | 0 | 0 | 0 | 0 | 5000000 | scaled
CB 1152 | 1260.1284 | 1109.8128 | 0 | 150.3156 | 88.07% | 0% | 11.93% | 375.9775 | 1094.8124 | 54.6224 | 26.1868 | 295.1683 | 158.0369 | 77.0849 | 859.6907 | 1152 | 0.0009632 | 0.000717 | 0.0002394 | 1308272.8329 | 160.0346 | 93.5134 | 1006.5804 | 166148.8363 | 97086.1735 | 1045037.8231 | 1233125.4381 | 179149.7966 | 85887.0356 | 968088.6059 | 690542.8059 | 99680.2851 | 48620.5744 | 542241.9464 |  | 4200 | CB 1152 | 1260.1284 | 884.1509 | 165.3159 | 1109.8128 | 733.8353 | 15.0003 | 0 | 0 | 0 | 150.3156 | 160.0346 | 105.4121 | 1.9977 | 870.0327 | 105.299 | 1.8846 | 0 | 0 | 0 | 0.11311 | 1006.5804 | 711.4122 | 146.8897 | 870.0327 | 574.8644 | 10.342 | 0 | 0 | 0 | 136.5478 | 93.5134 | 67.3266 | 16.4285 | 79.8586 | 53.6718 | 2.7737 | 0 | 0 | 0 | 13.6548 | 0.00075 | 0.0005038 | 2.62e-05 | 0 | 0 | 0 | 0.0002132 | 5000000 | scaled
CB 1153 | 544.4236 | 371.3913 | 0 | 173.0323 | 68.22% | 0% | 31.78% | 183.1272 | 363.4643 | 28.2793 | 0 | 154.8479 | 56.184 | 0 | 307.2803 | 1153 | 0.0005088 | 0.0004186 | 0.0002522 | 1070015.0347 | 57.5497 | 15.7184 | 471.1556 | 113108.6288 | 30893.0359 | 926013.37 | 863106.7369 | 133284.6321 | 0 | 729822.1049 | 717523.1806 | 110914.1913 | 0 | 606608.9893 |  | 4201 | CB 1153 | 544.4236 | 361.2965 | 180.9593 | 371.3913 | 188.2641 | 7.927 | 0 | 0 | 0 | 173.0323 | 57.5497 | 29.2704 | 1.3656 | 313.9718 | 29.1402 | 1.2354 | 0 | 0 | 0 | 0.1302 | 471.1556 | 316.3077 | 163.8753 | 313.9718 | 159.1239 | 6.6916 | 0 | 0 | 0 | 157.1838 | 15.7184 | 15.7184 | 15.7184 | 0 | 0 | 0 | 0 | 0 | 0 | 15.7184 | 0.000266 | 0.0001758 | 9.4e-06 | 0 | 0 | 0 | 0.0002428 | 5000000 | scaled
CB 116 | 265469.7034 | 125281.5056 | 136188.4478 | 3999.7501 | 47.19% | 51.3% | 1.507% | 119901.3463 | 248166.9971 | 9347.9165 | 71698.4216 | 38855.0081 | 19936.9807 | 145578.9152 | 82651.1012 | 116 | 0.037029 | 0.021634 | 0.0074998 | 7169198.9946 | 20701.721 | 155002.0274 | 89765.955 | 559064.7663 | 4185940.4839 | 2424193.7444 | 6728746.5503 | 524595.9523 | 4023645.4573 | 2180505.1407 | 2307089.0303 | 185344.5063 | 1353377.049 | 768367.475 |  | 4202 | CB 116 | 265469.7034 | 145568.3571 | 17302.7063 | 125281.5056 | 66277.219 | 4219.971 | 136188.4478 | 75291.3881 | 9082.9852 | 3999.7501 | 20701.721 | 11353.8045 | 764.7403 | 75036.4221 | 11256.1324 | 750.3108 | 171.2272 | 94.6625 | 11.4199 | 3.0097 | 89765.955 | 50910.9469 | 7114.8538 | 75036.4221 | 41143.0818 | 2741.4053 | 11096.1326 | 6134.4647 | 740.0481 | 3633.4003 | 155002.0274 | 83303.6057 | 9423.1122 | 29717.5993 | 13878.0047 | 728.255 | 124921.088 | 69062.261 | 8331.5172 | 363.34 | 0.016879 | 0.0077386 | 0.000405 | 0.014506 | 0.008251 | 0.0014506 | 0.0056442 | 5000000 | scaled
CB 1160 | 2382.5618 | 215.4308 | 1991.0267 | 176.1044 | 9.042% | 83.57% | 7.391% | 1008.6102 | 2036.7944 | 11.5734 | 788.2369 | 208.7999 | 20.4422 | 1600.4173 | 415.9349 | 1160 | 0.059368 | 0.033763 | 0.0061274 | 40131.8176 | 21.801 | 1750.4095 | 610.3513 | 367.2155 | 29483.858 | 10280.7441 | 40694.0034 | 466.9475 | 31802.6885 | 8424.3674 | 56429.712 | 566.3539 | 44339.8167 | 11523.5413 |  | 4203 | CB 1160 | 2382.5618 | 1373.9516 | 345.7674 | 215.4308 | 83.1401 | 4.2391 | 1991.0267 | 1114.7072 | 165.424 | 176.1044 | 21.801 | 10.2276 | 1.3588 | 41.8096 | 2.4558 | 0.09262 | 13.6448 | 7.6393 | 1.1337 | 0.13251 | 610.3513 | 401.5515 | 194.4165 | 41.8096 | 12.8343 | 0.49632 | 408.5673 | 228.7427 | 33.9457 | 159.9744 | 1750.4095 | 962.1726 | 149.9921 | 165.5975 | 67.85 | 3.6501 | 1568.8145 | 878.3251 | 130.3446 | 15.9974 | 0.0004422 | 0.0001788 | 9.6e-06 | 0.058676 | 0.033334 | 0.0058676 | 0.0002502 | 5000000 | scaled
CB 1161 | 18246.5091 | 3077.2862 | 14370.6681 | 798.5549 | 16.87% | 78.76% | 4.376% | 7197.0139 | 15321.6112 | 104.5571 | 5259.3015 | 1833.1554 | 272.2648 | 10946.9496 | 4102.3968 | 1161 | 0.061771 | 0.035581 | 0.0070706 | 295388.6139 | 422.3941 | 11979.8154 | 5844.2997 | 6838.0428 | 193938.5243 | 94612.0468 | 310548.31 | 4511.5962 | 226936.7828 | 79099.931 | 413670.4011 | 7350.9174 | 295558.2789 | 110761.2048 |  | 4204 | CB 1161 | 18246.5091 | 11049.4952 | 2924.8979 | 3077.2862 | 2209.2185 | 932.49 | 14370.6681 | 8041.7218 | 1193.8531 | 798.5549 | 422.3941 | 317.837 | 150.1293 | 2155.3902 | 301.5941 | 147.2062 | 27.9525 | 15.642 | 2.3222 | 0.60089 | 5844.2997 | 4011.1443 | 1741.9029 | 2155.3902 | 1627.3802 | 770.2956 | 2963.4967 | 1658.3513 | 246.1945 | 725.4128 | 11979.8154 | 6720.5139 | 1032.8658 | 528.0553 | 280.2442 | 14.9881 | 11379.2188 | 6367.7284 | 945.3364 | 72.5413 | 0.0019282 | 0.0011088 | 5.82e-05 | 0.058701 | 0.033329 | 0.00587 | 0.0011424 | 5000000 | scaled
CB 1162 | 75200.8278 | 72679.151 | 1485.0404 | 1036.6364 | 96.65% | 1.975% | 1.378% | 36154.862 | 71652.9493 | 5596.3535 | 658.9685 | 29899.54 | 11055.4274 | 1480.6317 | 59116.8902 | 1162 | 0.064214 | 0.03692 | 0.0074578 | 1171104.3738 | 11436.0451 | 1686.9655 | 62077.8172 | 178093.8172 | 26271.1562 | 966739.4004 | 1057571.5811 | 163699.8192 | 19275.5927 | 874596.1692 | 475727.2323 | 73400.578 | 9830.3952 | 392496.259 |  | 4205 | CB 1162 | 75200.8278 | 39045.9658 | 3547.8786 | 72679.151 | 37178.4513 | 2387.8699 | 1485.0404 | 830.8781 | 123.3722 | 1036.6364 | 11436.0451 | 5839.6917 | 380.6177 | 60829.4915 | 5838.366 | 379.7566 | 0.97531 | 0.54568 | 0.081025 | 0.78004 | 62077.8172 | 32178.2771 | 2960.927 | 60829.4915 | 31065.026 | 1993.7649 | 306.638 | 171.5636 | 25.4745 | 941.6876 | 1686.9655 | 1027.997 | 206.3338 | 415.3697 | 275.0594 | 14.3483 | 1177.4271 | 658.7688 | 97.8167 | 94.1688 | 0.004021 | 0.0021066 | 0.0001096 | 0.058716 | 0.033337 | 0.0058716 | 0.0014766 | 5000000 | scaled
CB 1166 | 70820.1283 | 70676.1193 | 0 | 144.009 | 99.8% | 0% | 0.2033% | 31208.6859 | 70553.5861 | 4999.6387 | 19.2723 | 26189.7749 | 11245.9056 | 55.3695 | 59252.311 | 1166 | 0.0005142 | 0.0004116 | 0.0002128 | 137728759.7814 | 11264.4096 | 70.3135 | 59485.4051 | 21906669.8686 | 136743.454 | 115685346.4587 | 96237712.2584 | 15417303.8656 | 59429.7361 | 80760978.6567 | 1252547.6848 | 199650.1347 | 982.9831 | 1051914.567 |  | 4206 | CB 1166 | 70820.1283 | 39611.4424 | 266.5421 | 70676.1193 | 39467.4333 | 122.5331 | 0 | 0 | 0 | 144.009 | 11264.4096 | 6264.7709 | 18.5041 | 59354.5864 | 6264.6625 | 18.3957 | 0 | 0 | 0 | 0.10836 | 59485.4051 | 33295.6303 | 233.0941 | 59354.5864 | 33164.8115 | 102.2753 | 0 | 0 | 0 | 130.8188 | 70.3135 | 51.0412 | 14.9439 | 57.2316 | 37.9593 | 1.8621 | 0 | 0 | 0 | 13.0819 | 0.0003126 | 0.00021 | 1.12e-05 | 0 | 0 | 0 | 0.0002016 | 5000000 | scaled
CB 117 | 0 | 0 | 0 | 0 | 0% | 0% | 0% | 0 | 0 | 0 | 0 | 0 | 0 | 0 | 0 | 117 | 0 | 0 | 0 | 0 | 0 | 0 | 0 | 0 | 0 | 0 | 0 | 0 | 0 | 0 | 0 | 0 | 0 | 0 |  | 4207 | CB 117 | 0 | 0 | 0 | 0 | 0 | 0 | 0 | 0 | 0 | 0 | 0 | 0 | 0 | 0 | 0 | 0 | 0 | 0 | 0 | 0 | 0 | 0 | 0 | 0 | 0 | 0 | 0 | 0 | 0 | 0 | 0 | 0 | 0 | 0 | 0 | 0 | 0 | 0 | 0 | 0 | 0 | 0 | 0 | 0 | 0 | 0 | 0 | 5000000 | scaled
CB 1173 | 2968.1638 | 1758.5407 | 0 | 1209.6231 | 59.25% | 0% | 40.75% | 1085.0614 | 1723.4173 | 0 | 1085.0614 | 0 | 0 | 1723.4173 | 0 | 1173 | 0.0040836 | 0.0026212 | 0.0017612 | 726849.787 | 0.9102 | 1868.4237 | 1098.8299 | 222.8922 | 457543.2606 | 269083.6343 | 718412.308 | 0 | 718412.308 | 0 | 706760.4507 | 0 | 706760.4507 | 0 |  | 4208 | CB 1173 | 2968.1638 | 1883.1023 | 1244.7465 | 1758.5407 | 673.4792 | 35.1234 | 0 | 0 | 0 | 1209.6231 | 0.9102 | 0.9102 | 0.9102 | 0 | 0 | 0 | 0 | 0 | 0 | 0.9102 | 1098.8299 | 1098.8299 | 1098.8299 | 0 | 0 | 0 | 0 | 0 | 0 | 1098.8299 | 1868.4237 | 783.3622 | 145.0064 | 1758.5407 | 673.4792 | 35.1234 | 0 | 0 | 0 | 109.883 | 0.00237 | 0.0009076 | 4.76e-05 | 0 | 0 | 0 | 0.0017136 | 5000000 | scaled
CB 1174 | 340.5002 | 0 | 0 | 340.5002 | 0% | 0% | 100% | 0 | 0 | 0 | 0 | 0 | 0 | 0 | 0 | 1174 | 0.0011044 | 0.0007274 | 0.000506 | 308312.3905 | 0.25622 | 30.9313 | 309.3127 | 231.9951 | 28007.3087 | 280073.0867 | 468105.8621 | 0 | 0 | 0 | 672925.3046 | 0 | 0 | 0 |  | 4209 | CB 1174 | 340.5002 | 340.5002 | 340.5002 | 0 | 0 | 0 | 0 | 0 | 0 | 340.5002 | 0.25622 | 0.25622 | 0.25622 | 0 | 0 | 0 | 0 | 0 | 0 | 0.25622 | 309.3127 | 309.3127 | 309.3127 | 0 | 0 | 0 | 0 | 0 | 0 | 309.3127 | 30.9313 | 30.9313 | 30.9313 | 0 | 0 | 0 | 0 | 0 | 0 | 30.9313 | 0.0006108 | 0.0002338 | 1.24e-05 | 0 | 0 | 0 | 0.0004936 | 5000000 | scaled
CB 118 | 0 | 0 | 0 | 0 | 0% | 0% | 0% | 0 | 0 | 0 | 0 | 0 | 0 | 0 | 0 | 118 | 0 | 0 | 0 | 0 | 0 | 0 | 0 | 0 | 0 | 0 | 0 | 0 | 0 | 0 | 0 | 0 | 0 | 0 |  | 4210 | CB 118 | 0 | 0 | 0 | 0 | 0 | 0 | 0 | 0 | 0 | 0 | 0 | 0 | 0 | 0 | 0 | 0 | 0 | 0 | 0 | 0 | 0 | 0 | 0 | 0 | 0 | 0 | 0 | 0 | 0 | 0 | 0 | 0 | 0 | 0 | 0 | 0 | 0 | 0 | 0 | 0 | 0 | 0 | 0 | 0 | 0 | 0 | 0 | 5000000 | scaled
CB 1180 | 35233.2979 | 34439.8324 | 0 | 793.4656 | 97.75% | 0% | 2.252% | 19383.5938 | 33560.6217 | 2030.9061 | 10156.9723 | 7195.7155 | 3490.8424 | 17700.2691 | 12369.5102 | 1180 | 0.0039062 | 0.0023294 | 0.001156 | 9019839.7267 | 3593.1489 | 18189.5906 | 13450.5585 | 919857.8852 | 4656594.7916 | 3443387.0499 | 6804200.2635 | 712906.5743 | 3565390.0835 | 2525903.6057 | 1446951.787 | 150506.1688 | 763139.4978 | 533306.1204 |  | 4211 | CB 1180 | 35233.2979 | 15849.7041 | 1672.6763 | 34439.8324 | 15056.2385 | 879.2107 | 0 | 0 | 0 | 793.4656 | 3593.1489 | 1562.2428 | 102.3065 | 12729.769 | 1561.6458 | 101.7095 | 0 | 0 | 0 | 0.59706 | 13450.5585 | 6254.843 | 1081.0483 | 12729.769 | 5534.0534 | 360.2587 | 0 | 0 | 0 | 720.7895 | 18189.5906 | 8032.6183 | 489.3215 | 18117.5116 | 7960.5394 | 417.2425 | 0 | 0 | 0 | 72.079 | 0.0028144 | 0.0012376 | 6.42e-05 | 0 | 0 | 0 | 0.0010918 | 5000000 | scaled
CB 1181 | 0 | 0 | 0 | 0 | 0% | 0% | 0% | 0 | 0 | 0 | 0 | 0 | 0 | 0 | 0 | 1181 | 0 | 0 | 0 | 0 | 0 | 0 | 0 | 0 | 0 | 0 | 0 | 0 | 0 | 0 | 0 | 0 | 0 | 0 |  | 4212 | CB 1181 | 0 | 0 | 0 | 0 | 0 | 0 | 0 | 0 | 0 | 0 | 0 | 0 | 0 | 0 | 0 | 0 | 0 | 0 | 0 | 0 | 0 | 0 | 0 | 0 | 0 | 0 | 0 | 0 | 0 | 0 | 0 | 0 | 0 | 0 | 0 | 0 | 0 | 0 | 0 | 0 | 0 | 0 | 0 | 0 | 0 | 0 | 0 | 5000000 | scaled
CB 119 | 0 | 0 | 0 | 0 | 0% | 0% | 0% | 0 | 0 | 0 | 0 | 0 | 0 | 0 | 0 | 119 | 0 | 0 | 0 | 0 | 0 | 0 | 0 | 0 | 0 | 0 | 0 | 0 | 0 | 0 | 0 | 0 | 0 | 0 |  | 4213 | CB 119 | 0 | 0 | 0 | 0 | 0 | 0 | 0 | 0 | 0 | 0 | 0 | 0 | 0 | 0 | 0 | 0 | 0 | 0 | 0 | 0 | 0 | 0 | 0 | 0 | 0 | 0 | 0 | 0 | 0 | 0 | 0 | 0 | 0 | 0 | 0 | 0 | 0 | 0 | 0 | 0 | 0 | 0 | 0 | 0 | 0 | 0 | 0 | 5000000 | scaled
CB 120 | 72890.1441 | 34143.679 | 37939.8424 | 806.6228 | 46.84% | 52.05% | 1.107% | 38254.1046 | 68637.1793 | 3975.6629 | 16690.762 | 17587.6797 | 6212.5184 | 34231.552 | 28193.1089 | 120 | 0.010618 | 0.0061352 | 0.0019112 | 6864642.2311 | 6384.9163 | 36672.5589 | 29832.6689 | 601318.1463 | 3453745.3551 | 2809578.7297 | 5645462.1725 | 586720.1696 | 2463188.3698 | 2595553.6331 | 2225285.0757 | 201415.9759 | 1109820.6906 | 914048.4092 |  | 4214 | CB 120 | 72890.1441 | 34636.0395 | 4252.9648 | 34143.679 | 12843.7614 | 897.2632 | 37939.8424 | 20985.6554 | 2549.0789 | 806.6228 | 6384.9163 | 2409.2534 | 172.398 | 25847.5956 | 2382.1664 | 168.5745 | 47.8731 | 26.48 | 3.2165 | 0.60696 | 29832.6689 | 12244.9892 | 1639.5599 | 25847.5956 | 9713.2862 | 688.3026 | 3252.3316 | 1798.9614 | 218.5157 | 732.7416 | 36672.5589 | 19981.7969 | 2441.007 | 1959.6471 | 748.3087 | 40.386 | 34639.6377 | 19160.214 | 2327.3467 | 73.2742 | 0.0021122 | 0.000809 | 4.22e-05 | 0.0073744 | 0.0041946 | 0.0007374 | 0.0011316 | 5000000 | scaled
CB 1201 | 0 | 0 | 0 | 0 | 0% | 0% | 0% | 0 | 0 | 0 | 0 | 0 | 0 | 0 | 0 | 1201 | 0 | 0 | 0 | 0 | 0 | 0 | 0 | 0 | 0 | 0 | 0 | 0 | 0 | 0 | 0 | 0 | 0 | 0 |  | 4215 | CB 1201 | 0 | 0 | 0 | 0 | 0 | 0 | 0 | 0 | 0 | 0 | 0 | 0 | 0 | 0 | 0 | 0 | 0 | 0 | 0 | 0 | 0 | 0 | 0 | 0 | 0 | 0 | 0 | 0 | 0 | 0 | 0 | 0 | 0 | 0 | 0 | 0 | 0 | 0 | 0 | 0 | 0 | 0 | 0 | 0 | 0 | 0 | 0 | 5000000 | scaled
CB 1202 | 0 | 0 | 0 | 0 | 0% | 0% | 0% | 0 | 0 | 0 | 0 | 0 | 0 | 0 | 0 | 1202 | 0 | 0 | 0 | 0 | 0 | 0 | 0 | 0 | 0 | 0 | 0 | 0 | 0 | 0 | 0 | 0 | 0 | 0 |  | 4216 | CB 1202 | 0 | 0 | 0 | 0 | 0 | 0 | 0 | 0 | 0 | 0 | 0 | 0 | 0 | 0 | 0 | 0 | 0 | 0 | 0 | 0 | 0 | 0 | 0 | 0 | 0 | 0 | 0 | 0 | 0 | 0 | 0 | 0 | 0 | 0 | 0 | 0 | 0 | 0 | 0 | 0 | 0 | 0 | 0 | 0 | 0 | 0 | 0 | 5000000 | scaled
CB 121 | 0 | 0 | 0 | 0 | 0% | 0% | 0% | 0 | 0 | 0 | 0 | 0 | 0 | 0 | 0 | 121 | 0 | 0 | 0 | 0 | 0 | 0 | 0 | 0 | 0 | 0 | 0 | 0 | 0 | 0 | 0 | 0 | 0 | 0 |  | 4217 | CB 121 | 0 | 0 | 0 | 0 | 0 | 0 | 0 | 0 | 0 | 0 | 0 | 0 | 0 | 0 | 0 | 0 | 0 | 0 | 0 | 0 | 0 | 0 | 0 | 0 | 0 | 0 | 0 | 0 | 0 | 0 | 0 | 0 | 0 | 0 | 0 | 0 | 0 | 0 | 0 | 0 | 0 | 0 | 0 | 0 | 0 | 0 | 0 | 5000000 | scaled
CB 1215 | 21822.314 | 21747.2499 | 0 | 75.0641 | 99.66% | 0% | 0.344% | 7591.9209 | 21746.37 | 1104.6557 | 9.6669 | 6477.5983 | 3154.1344 | 28.9606 | 18563.275 | 1215 | 0.0002576 | 0.000207 | 0.0001088 | 84713951.8775 | 3154.1909 | 36.6593 | 18631.4638 | 12244529.951 | 142310.9123 | 72327111.0142 | 68745860.2662 | 10002804.8751 | 87535.329 | 58655520.062 | 698014.6379 | 101241.3567 | 929.5754 | 595843.7058 |  | 4218 | CB 1215 | 21822.314 | 14230.3931 | 75.944 | 21747.2499 | 14155.3289 | 0.87986 | 0 | 0 | 0 | 75.0641 | 3154.1909 | 2049.5353 | 0.056483 | 18563.275 | 2049.4788 | 0 | 0 | 0 | 0 | 0.056483 | 18631.4638 | 12153.8655 | 68.1888 | 18563.275 | 12085.6767 | 0 | 0 | 0 | 0 | 68.1888 | 36.6593 | 26.9924 | 7.6987 | 29.8404 | 20.1735 | 0.87986 | 0 | 0 | 0 | 6.8189 | 0.0001544 | 0.0001038 | 5.6e-06 | 0 | 0 | 0 | 0.0001032 | 5000000 | scaled
CB 1219 | 344.0997 | 92.5809 | 0 | 251.5187 | 26.91% | 0% | 73.09% | 60.4219 | 90.0495 | 9.2925 | 3.0108 | 48.1186 | 13.7983 | 4.7791 | 71.4721 | 1219 | 0.0008074 | 0.0005256 | 0.00036 | 426182.3812 | 14.3813 | 27.722 | 301.9963 | 17811.8952 | 34334.8848 | 374035.6013 | 539721.7845 | 83005.4018 | 26894.0792 | 429822.3034 | 705694.7945 | 108133.9426 | 37452.494 | 560108.3579 |  | 4219 | CB 1219 | 344.0997 | 283.6778 | 254.0501 | 92.5809 | 32.159 | 2.5314 | 0 | 0 | 0 | 251.5187 | 14.3813 | 5.0889 | 0.58299 | 73.515 | 4.8996 | 0.39373 | 0 | 0 | 0 | 0.18926 | 301.9963 | 253.8777 | 230.5242 | 73.515 | 25.3964 | 2.0429 | 0 | 0 | 0 | 228.4814 | 27.722 | 24.7112 | 22.9429 | 4.8739 | 1.8631 | 0.09476 | 0 | 0 | 0 | 22.8481 | 0.0004564 | 0.0001746 | 9e-06 | 0 | 0 | 0 | 0.000351 | 5000000 | scaled
CB 122 | 8109.9916 | 6303.807 | 0 | 1806.1846 | 77.73% | 0% | 22.27% | 3766.1168 | 6182.4892 | 183.1921 | 2636.7219 | 946.2028 | 312.0417 | 4258.5798 | 1611.8678 | 122 | 0.0070694 | 0.0044016 | 0.0026722 | 1147196.5977 | 318.5727 | 4512.0879 | 3279.331 | 45063.6087 | 638256.1374 | 463876.8516 | 986885.4158 | 48004.2404 | 690935.1273 | 247946.0481 | 721316.6642 | 36406.1887 | 496852.3921 | 188058.0834 |  | 4220 | CB 122 | 8109.9916 | 4343.8748 | 1927.5024 | 6303.807 | 2537.6902 | 121.3177 | 0 | 0 | 0 | 1806.1846 | 318.5727 | 135.3806 | 6.531 | 1638.5805 | 134.0215 | 5.1719 | 0 | 0 | 0 | 1.3591 | 3279.331 | 2333.1282 | 1667.4633 | 1638.5805 | 692.3777 | 26.7128 | 0 | 0 | 0 | 1640.7505 | 4512.0879 | 1875.366 | 253.5082 | 4348.0129 | 1711.291 | 89.4331 | 0 | 0 | 0 | 164.075 | 0.0044932 | 0.0018254 | 9.6e-05 | 0 | 0 | 0 | 0.0025762 | 5000000 | scaled
CB 1221 | 0 | 0 | 0 | 0 | 0% | 0% | 0% | 0 | 0 | 0 | 0 | 0 | 0 | 0 | 0 | 1221 | 0 | 0 | 0 | 0 | 0 | 0 | 0 | 0 | 0 | 0 | 0 | 0 | 0 | 0 | 0 | 0 | 0 | 0 |  | 4221 | CB 1221 | 0 | 0 | 0 | 0 | 0 | 0 | 0 | 0 | 0 | 0 | 0 | 0 | 0 | 0 | 0 | 0 | 0 | 0 | 0 | 0 | 0 | 0 | 0 | 0 | 0 | 0 | 0 | 0 | 0 | 0 | 0 | 0 | 0 | 0 | 0 | 0 | 0 | 0 | 0 | 0 | 0 | 0 | 0 | 0 | 0 | 0 | 0 | 5000000 | scaled
CB 1222 | 0 | 0 | 0 | 0 | 0% | 0% | 0% | 0 | 0 | 0 | 0 | 0 | 0 | 0 | 0 | 1222 | 0 | 0 | 0 | 0 | 0 | 0 | 0 | 0 | 0 | 0 | 0 | 0 | 0 | 0 | 0 | 0 | 0 | 0 |  | 4222 | CB 1222 | 0 | 0 | 0 | 0 | 0 | 0 | 0 | 0 | 0 | 0 | 0 | 0 | 0 | 0 | 0 | 0 | 0 | 0 | 0 | 0 | 0 | 0 | 0 | 0 | 0 | 0 | 0 | 0 | 0 | 0 | 0 | 0 | 0 | 0 | 0 | 0 | 0 | 0 | 0 | 0 | 0 | 0 | 0 | 0 | 0 | 0 | 0 | 5000000 | scaled
CB 1223 | 0 | 0 | 0 | 0 | 0% | 0% | 0% | 0 | 0 | 0 | 0 | 0 | 0 | 0 | 0 | 1223 | 0 | 0 | 0 | 0 | 0 | 0 | 0 | 0 | 0 | 0 | 0 | 0 | 0 | 0 | 0 | 0 | 0 | 0 |  | 4223 | CB 1223 | 0 | 0 | 0 | 0 | 0 | 0 | 0 | 0 | 0 | 0 | 0 | 0 | 0 | 0 | 0 | 0 | 0 | 0 | 0 | 0 | 0 | 0 | 0 | 0 | 0 | 0 | 0 | 0 | 0 | 0 | 0 | 0 | 0 | 0 | 0 | 0 | 0 | 0 | 0 | 0 | 0 | 0 | 0 | 0 | 0 | 0 | 0 | 5000000 | scaled
CB 1224 | 0 | 0 | 0 | 0 | 0% | 0% | 0% | 0 | 0 | 0 | 0 | 0 | 0 | 0 | 0 | 1224 | 0 | 0 | 0 | 0 | 0 | 0 | 0 | 0 | 0 | 0 | 0 | 0 | 0 | 0 | 0 | 0 | 0 | 0 |  | 4224 | CB 1224 | 0 | 0 | 0 | 0 | 0 | 0 | 0 | 0 | 0 | 0 | 0 | 0 | 0 | 0 | 0 | 0 | 0 | 0 | 0 | 0 | 0 | 0 | 0 | 0 | 0 | 0 | 0 | 0 | 0 | 0 | 0 | 0 | 0 | 0 | 0 | 0 | 0 | 0 | 0 | 0 | 0 | 0 | 0 | 0 | 0 | 0 | 0 | 5000000 | scaled
CB 1225 | 0 | 0 | 0 | 0 | 0% | 0% | 0% | 0 | 0 | 0 | 0 | 0 | 0 | 0 | 0 | 1225 | 0 | 0 | 0 | 0 | 0 | 0 | 0 | 0 | 0 | 0 | 0 | 0 | 0 | 0 | 0 | 0 | 0 | 0 |  | 4225 | CB 1225 | 0 | 0 | 0 | 0 | 0 | 0 | 0 | 0 | 0 | 0 | 0 | 0 | 0 | 0 | 0 | 0 | 0 | 0 | 0 | 0 | 0 | 0 | 0 | 0 | 0 | 0 | 0 | 0 | 0 | 0 | 0 | 0 | 0 | 0 | 0 | 0 | 0 | 0 | 0 | 0 | 0 | 0 | 0 | 0 | 0 | 0 | 0 | 5000000 | scaled
CB 1226 | 0 | 0 | 0 | 0 | 0% | 0% | 0% | 0 | 0 | 0 | 0 | 0 | 0 | 0 | 0 | 1226 | 0 | 0 | 0 | 0 | 0 | 0 | 0 | 0 | 0 | 0 | 0 | 0 | 0 | 0 | 0 | 0 | 0 | 0 |  | 4226 | CB 1226 | 0 | 0 | 0 | 0 | 0 | 0 | 0 | 0 | 0 | 0 | 0 | 0 | 0 | 0 | 0 | 0 | 0 | 0 | 0 | 0 | 0 | 0 | 0 | 0 | 0 | 0 | 0 | 0 | 0 | 0 | 0 | 0 | 0 | 0 | 0 | 0 | 0 | 0 | 0 | 0 | 0 | 0 | 0 | 0 | 0 | 0 | 0 | 5000000 | scaled
CB 123 | 5385.573 | 4431.1482 | 0 | 954.4249 | 82.28% | 0% | 17.72% | 2732.6334 | 4342.7941 | 0.78195 | 2727.4704 | 4.381 | 1.6002 | 4332.2482 | 8.9457 | 123 | 0.002683 | 0.0018632 | 0.0013808 | 2007295.197 | 2.3183 | 4507.3029 | 875.9518 | 864.0815 | 1679948.8895 | 326482.2261 | 1423861.9886 | 407.4409 | 1421171.7959 | 2282.7518 | 755199.0979 | 278.2625 | 753365.197 | 1555.6383 |  | 4227 | CB 123 | 5385.573 | 2652.9397 | 1042.7789 | 4431.1482 | 1698.5148 | 88.3541 | 0 | 0 | 0 | 954.4249 | 2.3183 | 1.5364 | 0.71817 | 8.9457 | 0.81821 | 0 | 0 | 0 | 0 | 0.71817 | 875.9518 | 871.5708 | 867.0061 | 8.9457 | 4.5648 | 0 | 0 | 0 | 0 | 867.0061 | 4507.3029 | 1779.8325 | 175.0547 | 4420.6023 | 1693.1318 | 88.3541 | 0 | 0 | 0 | 86.7006 | 0.001329 | 0.0005092 | 2.68e-05 | 0 | 0 | 0 | 0.001354 | 5000000 | scaled
CB 1233 | 761.5476 | 692.3736 | 0 | 69.174 | 90.92% | 0% | 9.083% | 2.1906 | 692.1744 | 0 | 2.1906 | 0 | 103.601 | 6.5326 | 582.0409 | 1233 | 0.0001248 | 0.000116 | 9.88e-05 | 6102144.4026 | 103.653 | 13.0155 | 644.879 | 830553.1183 | 104291.2537 | 5167300.0306 | 6546181.3539 | 0 | 6546181.3539 | 0 | 702157.6375 | 105095.2086 | 6626.8073 | 590435.6216 |  | 4228 | CB 1233 | 761.5476 | 759.357 | 69.3732 | 692.3736 | 690.183 | 0.19914 | 0 | 0 | 0 | 69.174 | 103.653 | 103.653 | 0.052051 | 582.0409 | 103.601 | 0 | 0 | 0 | 0 | 0.052051 | 644.879 | 644.879 | 62.8382 | 582.0409 | 582.0409 | 0 | 0 | 0 | 0 | 62.8382 | 13.0155 | 10.825 | 6.483 | 6.7317 | 4.5411 | 0.19914 | 0 | 0 | 0 | 6.2838 | 2.68e-05 | 1.8e-05 | 8e-07 | 0 | 0 | 0 | 9.8e-05 | 5000000 | scaled
CB 1234 | 6311491.8914 | 5319836.9588 | 980490.8067 | 11164.1258 | 84.29% | 15.54% | 0.1769% | 3379917.6972 | 6072044.9824 | 481898.922 | 408522.3692 | 2489496.406 | 842303.8072 | 862311.0415 | 4367430.1337 | 1234 | 0.11961 | 0.070989 | 0.022368 | 52765494.7699 | 867375.5254 | 932713.3659 | 4511403.0002 | 7251454.8913 | 7797693.9645 | 37716345.9141 | 41296408.0747 | 5887922.8179 | 4991395.6423 | 30417089.6145 | 10704695.4184 | 1484937.2381 | 1520208.9382 | 7699549.242 |  | 4229 | CB 1234 | 6311491.8914 | 2931574.1942 | 239446.909 | 5319836.9588 | 2373661.0328 | 153617.4617 | 980490.8067 | 546749.0356 | 74665.3215 | 11164.1258 | 867375.5254 | 385476.6034 | 25071.7181 | 4416353.1852 | 384751.822 | 24965.4869 | 1284.6931 | 716.3807 | 97.8306 | 8.4006 | 4511403.0002 | 2021906.5941 | 143972.8665 | 4416353.1852 | 1964417.818 | 127365.4532 | 84908.2467 | 47347.2078 | 6465.845 | 10141.5684 | 932713.3659 | 524190.9967 | 70402.3243 | 37401.3421 | 24491.3928 | 1286.5216 | 894297.867 | 498685.447 | 68101.6459 | 1014.1568 | 0.051619 | 0.025463 | 0.00133 | 0.052174 | 0.029705 | 0.0052174 | 0.015821 | 5000000 | scaled
CB 1235 | 6645571.9566 | 6585223.8253 | 45643.4051 | 14704.7262 | 99.09% | 0.6868% | 0.2213% | 3659326.2317 | 6476018.1468 | 668123.2197 | 23411.9527 | 2967791.0593 | 1180907.6878 | 49348.6282 | 5245761.8308 | 1235 | 0.082825 | 0.048592 | 0.022541 | 80236498.6883 | 1208767.6291 | 53799.6515 | 5383004.676 | 14594271.6322 | 649559.6908 | 64992667.3652 | 61456007.3119 | 11220695.5251 | 393188.5387 | 49842123.2481 | 7522018.0898 | 1371646.7108 | 57319.369 | 6093052.0099 |  | 4230 | CB 1235 | 6645571.9566 | 2986245.7249 | 169553.8098 | 6585223.8253 | 2946190.0202 | 151775.8947 | 45643.4051 | 25350.9786 | 3073.1889 | 14704.7262 | 1208767.6291 | 540644.4094 | 27859.9413 | 5365765.59 | 540598.9974 | 27844.7127 | 61.8407 | 34.3472 | 4.1638 | 11.0648 | 5383004.676 | 2415213.6166 | 137242.8452 | 5365765.59 | 2399700.0638 | 123623.6477 | 3881.2121 | 2155.6789 | 261.3236 | 13357.8739 | 53799.6515 | 30387.6988 | 4451.0233 | 10763.5117 | 5890.9589 | 307.5343 | 41700.3524 | 23160.9525 | 2807.7016 | 1335.7874 | 0.056493 | 0.024682 | 0.0012896 | 0.0056448 | 0.0032228 | 0.0005644 | 0.020687 | 5000000 | scaled
CB 124 | 3292.5047 | 2180.937 | 0 | 1111.5677 | 66.24% | 0% | 33.76% | 790.8159 | 2082.6352 | 61.7957 | 451.5724 | 277.4478 | 204.3063 | 962.1991 | 916.1297 | 124 | 0.0040986 | 0.0030228 | 0.0016362 | 803324.2345 | 217.9559 | 1091.3999 | 1983.1489 | 53178.1451 | 266286.0132 | 483860.0762 | 827606.4458 | 64670.6042 | 472580.5728 | 290355.2688 | 739438.6719 | 72538.8694 | 341628.3716 | 325271.4308 |  | 4231 | CB 124 | 3292.5047 | 2501.6888 | 1209.8696 | 2180.937 | 1390.1211 | 98.3019 | 0 | 0 | 0 | 1111.5677 | 217.9559 | 156.1602 | 13.6496 | 973.3932 | 155.3238 | 12.8132 | 0 | 0 | 0 | 0.83642 | 1983.1489 | 1705.7011 | 1067.0192 | 973.3932 | 695.9454 | 57.2635 | 0 | 0 | 0 | 1009.7557 | 1091.3999 | 639.8274 | 129.2007 | 990.4243 | 538.8519 | 28.2251 | 0 | 0 | 0 | 100.9756 | 0.0025388 | 0.001463 | 7.64e-05 | 0 | 0 | 0 | 0.0015598 | 5000000 | scaled
CB 1242 | 0 | 0 | 0 | 0 | 0% | 0% | 0% | 0 | 0 | 0 | 0 | 0 | 0 | 0 | 0 | 1242 | 0 | 0 | 0 | 0 | 0 | 0 | 0 | 0 | 0 | 0 | 0 | 0 | 0 | 0 | 0 | 0 | 0 | 0 |  | 4232 | CB 1242 | 0 | 0 | 0 | 0 | 0 | 0 | 0 | 0 | 0 | 0 | 0 | 0 | 0 | 0 | 0 | 0 | 0 | 0 | 0 | 0 | 0 | 0 | 0 | 0 | 0 | 0 | 0 | 0 | 0 | 0 | 0 | 0 | 0 | 0 | 0 | 0 | 0 | 0 | 0 | 0 | 0 | 0 | 0 | 0 | 0 | 0 | 0 | 5000000 | scaled
CB 1243 | 1438362.8614 | 1434753.7306 | 0 | 3609.1308 | 99.75% | 0% | 0.2509% | 678463.2524 | 1395803.4986 | 113886.4211 | 416.781 | 564160.0503 | 234396.6779 | 944.087 | 1160462.7337 | 1243 | 0.019586 | 0.012643 | 0.005466 | 73438316.2168 | 240933.4528 | 1300.788 | 1196128.6206 | 12301309.7539 | 66414.1746 | 61070592.2882 | 60102473.1534 | 10088763.8975 | 36921.0367 | 49976788.2192 | 7786198.8281 | 1307533.0019 | 5266.3927 | 6473399.4335 |  | 4233 | CB 1243 | 1438362.8614 | 759899.6091 | 42559.3628 | 1434753.7306 | 756290.4782 | 38950.232 | 0 | 0 | 0 | 3609.1308 | 240933.4528 | 127047.0318 | 6536.775 | 1192850.0614 | 127044.316 | 6534.0592 | 0 | 0 | 0 | 2.7158 | 1196128.6206 | 631968.5703 | 35665.8868 | 1192850.0614 | 628690.0111 | 32387.3277 | 0 | 0 | 0 | 3278.5592 | 1300.788 | 884.0071 | 356.701 | 972.9321 | 556.1511 | 28.8451 | 0 | 0 | 0 | 327.8559 | 0.014516 | 0.0075738 | 0.0003964 | 0 | 0 | 0 | 0.0050696 | 5000000 | scaled
CB 1244 | 0 | 0 | 0 | 0 | 0% | 0% | 0% | 0 | 0 | 0 | 0 | 0 | 0 | 0 | 0 | 1244 | 0 | 0 | 0 | 0 | 0 | 0 | 0 | 0 | 0 | 0 | 0 | 0 | 0 | 0 | 0 | 0 | 0 | 0 |  | 4234 | CB 1244 | 0 | 0 | 0 | 0 | 0 | 0 | 0 | 0 | 0 | 0 | 0 | 0 | 0 | 0 | 0 | 0 | 0 | 0 | 0 | 0 | 0 | 0 | 0 | 0 | 0 | 0 | 0 | 0 | 0 | 0 | 0 | 0 | 0 | 0 | 0 | 0 | 0 | 0 | 0 | 0 | 0 | 0 | 0 | 0 | 0 | 0 | 0 | 5000000 | scaled
CB 1245 | 108099.7267 | 107829.7759 | 0 | 269.9507 | 99.75% | 0% | 0.2497% | 41535.4928 | 102392.1254 | 10863.4813 | 5.2658 | 30666.7458 | 26801.1615 | 10.3437 | 75580.6202 | 1245 | 0.001637 | 0.0009998 | 0.0004214 | 66035263.6964 | 28229.7753 | 35.1522 | 79834.7992 | 17244823.0124 | 21473.5527 | 48768967.1312 | 66577549.3431 | 17413154.6279 | 8440.5939 | 49155954.1213 | 13544378.8028 | 3545244.1502 | 1368.259 | 9997766.3936 |  | 4235 | CB 1245 | 108099.7267 | 66564.2338 | 5707.6012 | 107829.7759 | 66294.2831 | 5437.6505 | 0 | 0 | 0 | 269.9507 | 28229.7753 | 17366.294 | 1428.6138 | 79589.5741 | 17366.0909 | 1428.4106 | 0 | 0 | 0 | 0.20313 | 79834.7992 | 49168.0534 | 4254.179 | 79589.5741 | 48922.8283 | 4008.9539 | 0 | 0 | 0 | 245.2251 | 35.1522 | 29.8864 | 24.8085 | 10.6297 | 5.3639 | 0.286 | 0 | 0 | 0 | 24.5225 | 0.0012474 | 0.0006102 | 3.18e-05 | 0 | 0 | 0 | 0.0003896 | 5000000 | scaled
CB 1246 | 0 | 0 | 0 | 0 | 0% | 0% | 0% | 0 | 0 | 0 | 0 | 0 | 0 | 0 | 0 | 1246 | 0 | 0 | 0 | 0 | 0 | 0 | 0 | 0 | 0 | 0 | 0 | 0 | 0 | 0 | 0 | 0 | 0 | 0 |  | 4236 | CB 1246 | 0 | 0 | 0 | 0 | 0 | 0 | 0 | 0 | 0 | 0 | 0 | 0 | 0 | 0 | 0 | 0 | 0 | 0 | 0 | 0 | 0 | 0 | 0 | 0 | 0 | 0 | 0 | 0 | 0 | 0 | 0 | 0 | 0 | 0 | 0 | 0 | 0 | 0 | 0 | 0 | 0 | 0 | 0 | 0 | 0 | 0 | 0 | 5000000 | scaled
CB 1247 | 0 | 0 | 0 | 0 | 0% | 0% | 0% | 0 | 0 | 0 | 0 | 0 | 0 | 0 | 0 | 1247 | 0 | 0 | 0 | 0 | 0 | 0 | 0 | 0 | 0 | 0 | 0 | 0 | 0 | 0 | 0 | 0 | 0 | 0 |  | 4237 | CB 1247 | 0 | 0 | 0 | 0 | 0 | 0 | 0 | 0 | 0 | 0 | 0 | 0 | 0 | 0 | 0 | 0 | 0 | 0 | 0 | 0 | 0 | 0 | 0 | 0 | 0 | 0 | 0 | 0 | 0 | 0 | 0 | 0 | 0 | 0 | 0 | 0 | 0 | 0 | 0 | 0 | 0 | 0 | 0 | 0 | 0 | 0 | 0 | 5000000 | scaled
CB 1248 | 0 | 0 | 0 | 0 | 0% | 0% | 0% | 0 | 0 | 0 | 0 | 0 | 0 | 0 | 0 | 1248 | 0 | 0 | 0 | 0 | 0 | 0 | 0 | 0 | 0 | 0 | 0 | 0 | 0 | 0 | 0 | 0 | 0 | 0 |  | 4238 | CB 1248 | 0 | 0 | 0 | 0 | 0 | 0 | 0 | 0 | 0 | 0 | 0 | 0 | 0 | 0 | 0 | 0 | 0 | 0 | 0 | 0 | 0 | 0 | 0 | 0 | 0 | 0 | 0 | 0 | 0 | 0 | 0 | 0 | 0 | 0 | 0 | 0 | 0 | 0 | 0 | 0 | 0 | 0 | 0 | 0 | 0 | 0 | 0 | 5000000 | scaled
CB 125 | 0 | 0 | 0 | 0 | 0% | 0% | 0% | 0 | 0 | 0 | 0 | 0 | 0 | 0 | 0 | 125 | 0 | 0 | 0 | 0 | 0 | 0 | 0 | 0 | 0 | 0 | 0 | 0 | 0 | 0 | 0 | 0 | 0 | 0 |  | 4239 | CB 125 | 0 | 0 | 0 | 0 | 0 | 0 | 0 | 0 | 0 | 0 | 0 | 0 | 0 | 0 | 0 | 0 | 0 | 0 | 0 | 0 | 0 | 0 | 0 | 0 | 0 | 0 | 0 | 0 | 0 | 0 | 0 | 0 | 0 | 0 | 0 | 0 | 0 | 0 | 0 | 0 | 0 | 0 | 0 | 0 | 0 | 0 | 0 | 5000000 | scaled
CB 1250 | 4075235.8936 | 4072563.6693 | 1647.3021 | 1024.9222 | 99.93% | 0.04042% | 0.02515% | 1436813.8629 | 3956907.45 | 232987.9378 | 9363.0313 | 1194462.8939 | 641321.959 | 27008.5711 | 3288576.9199 | 1250 | 0.088703 | 0.051826 | 0.0096378 | 45942584.6043 | 660270.8314 | 28145.1953 | 3386819.867 | 7443630.0924 | 317297.7094 | 38181656.8025 | 50909038.8779 | 8255204.3016 | 331749.9484 | 42322084.628 | 12277536.743 | 1989900.9555 | 83802.4968 | 10203833.2907 |  | 4240 | CB 1250 | 4075235.8936 | 2638422.0307 | 118328.4436 | 4072563.6693 | 2636473.4707 | 117160.6195 | 1647.3021 | 923.6378 | 142.9019 | 1024.9222 | 660270.8314 | 427282.8936 | 18948.8724 | 3385757.4742 | 427280.4827 | 18947.8475 | 2.9244 | 1.6397 | 0.25369 | 0.77122 | 3386819.867 | 2192356.9732 | 98242.9471 | 3385757.4742 | 2191352.2812 | 97300.5066 | 131.3465 | 73.6456 | 11.3942 | 931.0463 | 28145.1953 | 18782.1639 | 1136.6242 | 26539.0594 | 17840.7068 | 912.2655 | 1513.0312 | 848.3525 | 131.2541 | 93.1046 | 0.0084468 | 0.0056756 | 0.000297 | 0.078795 | 0.044689 | 0.0078794 | 0.0014614 | 5000000 | scaled
CB 1251 | 0 | 0 | 0 | 0 | 0% | 0% | 0% | 0 | 0 | 0 | 0 | 0 | 0 | 0 | 0 | 1251 | 0 | 0 | 0 | 0 | 0 | 0 | 0 | 0 | 0 | 0 | 0 | 0 | 0 | 0 | 0 | 0 | 0 | 0 |  | 4241 | CB 1251 | 0 | 0 | 0 | 0 | 0 | 0 | 0 | 0 | 0 | 0 | 0 | 0 | 0 | 0 | 0 | 0 | 0 | 0 | 0 | 0 | 0 | 0 | 0 | 0 | 0 | 0 | 0 | 0 | 0 | 0 | 0 | 0 | 0 | 0 | 0 | 0 | 0 | 0 | 0 | 0 | 0 | 0 | 0 | 0 | 0 | 0 | 0 | 5000000 | scaled
CB 1252 | 0 | 0 | 0 | 0 | 0% | 0% | 0% | 0 | 0 | 0 | 0 | 0 | 0 | 0 | 0 | 1252 | 0 | 0 | 0 | 0 | 0 | 0 | 0 | 0 | 0 | 0 | 0 | 0 | 0 | 0 | 0 | 0 | 0 | 0 |  | 4242 | CB 1252 | 0 | 0 | 0 | 0 | 0 | 0 | 0 | 0 | 0 | 0 | 0 | 0 | 0 | 0 | 0 | 0 | 0 | 0 | 0 | 0 | 0 | 0 | 0 | 0 | 0 | 0 | 0 | 0 | 0 | 0 | 0 | 0 | 0 | 0 | 0 | 0 | 0 | 0 | 0 | 0 | 0 | 0 | 0 | 0 | 0 | 0 | 0 | 5000000 | scaled
CB 1253 | 0 | 0 | 0 | 0 | 0% | 0% | 0% | 0 | 0 | 0 | 0 | 0 | 0 | 0 | 0 | 1253 | 0 | 0 | 0 | 0 | 0 | 0 | 0 | 0 | 0 | 0 | 0 | 0 | 0 | 0 | 0 | 0 | 0 | 0 |  | 4243 | CB 1253 | 0 | 0 | 0 | 0 | 0 | 0 | 0 | 0 | 0 | 0 | 0 | 0 | 0 | 0 | 0 | 0 | 0 | 0 | 0 | 0 | 0 | 0 | 0 | 0 | 0 | 0 | 0 | 0 | 0 | 0 | 0 | 0 | 0 | 0 | 0 | 0 | 0 | 0 | 0 | 0 | 0 | 0 | 0 | 0 | 0 | 0 | 0 | 5000000 | scaled
CB 1256 | 0 | 0 | 0 | 0 | 0% | 0% | 0% | 0 | 0 | 0 | 0 | 0 | 0 | 0 | 0 | 1256 | 0 | 0 | 0 | 0 | 0 | 0 | 0 | 0 | 0 | 0 | 0 | 0 | 0 | 0 | 0 | 0 | 0 | 0 |  | 4244 | CB 1256 | 0 | 0 | 0 | 0 | 0 | 0 | 0 | 0 | 0 | 0 | 0 | 0 | 0 | 0 | 0 | 0 | 0 | 0 | 0 | 0 | 0 | 0 | 0 | 0 | 0 | 0 | 0 | 0 | 0 | 0 | 0 | 0 | 0 | 0 | 0 | 0 | 0 | 0 | 0 | 0 | 0 | 0 | 0 | 0 | 0 | 0 | 0 | 5000000 | scaled
CB 1257 | 0 | 0 | 0 | 0 | 0% | 0% | 0% | 0 | 0 | 0 | 0 | 0 | 0 | 0 | 0 | 1257 | 0 | 0 | 0 | 0 | 0 | 0 | 0 | 0 | 0 | 0 | 0 | 0 | 0 | 0 | 0 | 0 | 0 | 0 |  | 4245 | CB 1257 | 0 | 0 | 0 | 0 | 0 | 0 | 0 | 0 | 0 | 0 | 0 | 0 | 0 | 0 | 0 | 0 | 0 | 0 | 0 | 0 | 0 | 0 | 0 | 0 | 0 | 0 | 0 | 0 | 0 | 0 | 0 | 0 | 0 | 0 | 0 | 0 | 0 | 0 | 0 | 0 | 0 | 0 | 0 | 0 | 0 | 0 | 0 | 5000000 | scaled
CB 1258 | 0 | 0 | 0 | 0 | 0% | 0% | 0% | 0 | 0 | 0 | 0 | 0 | 0 | 0 | 0 | 1258 | 0 | 0 | 0 | 0 | 0 | 0 | 0 | 0 | 0 | 0 | 0 | 0 | 0 | 0 | 0 | 0 | 0 | 0 |  | 4246 | CB 1258 | 0 | 0 | 0 | 0 | 0 | 0 | 0 | 0 | 0 | 0 | 0 | 0 | 0 | 0 | 0 | 0 | 0 | 0 | 0 | 0 | 0 | 0 | 0 | 0 | 0 | 0 | 0 | 0 | 0 | 0 | 0 | 0 | 0 | 0 | 0 | 0 | 0 | 0 | 0 | 0 | 0 | 0 | 0 | 0 | 0 | 0 | 0 | 5000000 | scaled
CB 1259 | 0 | 0 | 0 | 0 | 0% | 0% | 0% | 0 | 0 | 0 | 0 | 0 | 0 | 0 | 0 | 1259 | 0 | 0 | 0 | 0 | 0 | 0 | 0 | 0 | 0 | 0 | 0 | 0 | 0 | 0 | 0 | 0 | 0 | 0 |  | 4247 | CB 1259 | 0 | 0 | 0 | 0 | 0 | 0 | 0 | 0 | 0 | 0 | 0 | 0 | 0 | 0 | 0 | 0 | 0 | 0 | 0 | 0 | 0 | 0 | 0 | 0 | 0 | 0 | 0 | 0 | 0 | 0 | 0 | 0 | 0 | 0 | 0 | 0 | 0 | 0 | 0 | 0 | 0 | 0 | 0 | 0 | 0 | 0 | 0 | 5000000 | scaled
CB 126 | 0 | 0 | 0 | 0 | 0% | 0% | 0% | 0 | 0 | 0 | 0 | 0 | 0 | 0 | 0 | 126 | 0 | 0 | 0 | 0 | 0 | 0 | 0 | 0 | 0 | 0 | 0 | 0 | 0 | 0 | 0 | 0 | 0 | 0 |  | 4248 | CB 126 | 0 | 0 | 0 | 0 | 0 | 0 | 0 | 0 | 0 | 0 | 0 | 0 | 0 | 0 | 0 | 0 | 0 | 0 | 0 | 0 | 0 | 0 | 0 | 0 | 0 | 0 | 0 | 0 | 0 | 0 | 0 | 0 | 0 | 0 | 0 | 0 | 0 | 0 | 0 | 0 | 0 | 0 | 0 | 0 | 0 | 0 | 0 | 5000000 | scaled
CB 1260 | 0 | 0 | 0 | 0 | 0% | 0% | 0% | 0 | 0 | 0 | 0 | 0 | 0 | 0 | 0 | 1260 | 0 | 0 | 0 | 0 | 0 | 0 | 0 | 0 | 0 | 0 | 0 | 0 | 0 | 0 | 0 | 0 | 0 | 0 |  | 4249 | CB 1260 | 0 | 0 | 0 | 0 | 0 | 0 | 0 | 0 | 0 | 0 | 0 | 0 | 0 | 0 | 0 | 0 | 0 | 0 | 0 | 0 | 0 | 0 | 0 | 0 | 0 | 0 | 0 | 0 | 0 | 0 | 0 | 0 | 0 | 0 | 0 | 0 | 0 | 0 | 0 | 0 | 0 | 0 | 0 | 0 | 0 | 0 | 0 | 5000000 | scaled
CB 1266 | 0 | 0 | 0 | 0 | 0% | 0% | 0% | 0 | 0 | 0 | 0 | 0 | 0 | 0 | 0 | 1266 | 0 | 0 | 0 | 0 | 0 | 0 | 0 | 0 | 0 | 0 | 0 | 0 | 0 | 0 | 0 | 0 | 0 | 0 |  | 4250 | CB 1266 | 0 | 0 | 0 | 0 | 0 | 0 | 0 | 0 | 0 | 0 | 0 | 0 | 0 | 0 | 0 | 0 | 0 | 0 | 0 | 0 | 0 | 0 | 0 | 0 | 0 | 0 | 0 | 0 | 0 | 0 | 0 | 0 | 0 | 0 | 0 | 0 | 0 | 0 | 0 | 0 | 0 | 0 | 0 | 0 | 0 | 0 | 0 | 5000000 | scaled
CB 1269 | 0 | 0 | 0 | 0 | 0% | 0% | 0% | 0 | 0 | 0 | 0 | 0 | 0 | 0 | 0 | 1269 | 0 | 0 | 0 | 0 | 0 | 0 | 0 | 0 | 0 | 0 | 0 | 0 | 0 | 0 | 0 | 0 | 0 | 0 |  | 4251 | CB 1269 | 0 | 0 | 0 | 0 | 0 | 0 | 0 | 0 | 0 | 0 | 0 | 0 | 0 | 0 | 0 | 0 | 0 | 0 | 0 | 0 | 0 | 0 | 0 | 0 | 0 | 0 | 0 | 0 | 0 | 0 | 0 | 0 | 0 | 0 | 0 | 0 | 0 | 0 | 0 | 0 | 0 | 0 | 0 | 0 | 0 | 0 | 0 | 5000000 | scaled
CB 127 | 0 | 0 | 0 | 0 | 0% | 0% | 0% | 0 | 0 | 0 | 0 | 0 | 0 | 0 | 0 | 127 | 0 | 0 | 0 | 0 | 0 | 0 | 0 | 0 | 0 | 0 | 0 | 0 | 0 | 0 | 0 | 0 | 0 | 0 |  | 4252 | CB 127 | 0 | 0 | 0 | 0 | 0 | 0 | 0 | 0 | 0 | 0 | 0 | 0 | 0 | 0 | 0 | 0 | 0 | 0 | 0 | 0 | 0 | 0 | 0 | 0 | 0 | 0 | 0 | 0 | 0 | 0 | 0 | 0 | 0 | 0 | 0 | 0 | 0 | 0 | 0 | 0 | 0 | 0 | 0 | 0 | 0 | 0 | 0 | 5000000 | scaled
CB 128 | 2822.1674 | 146.0504 | 0 | 2676.1169 | 5.175% | 0% | 94.82% | 84.461 | 143.5606 | 9.3396 | 25.4009 | 49.7205 | 16.2751 | 40.7142 | 86.5713 | 128 | 0.010647 | 0.0065154 | 0.0038822 | 265056.9483 | 18.545 | 284.6625 | 2518.9598 | 1741.7365 | 26735.4044 | 236579.8074 | 420190.0664 | 46464.3048 | 126368.2585 | 247357.5031 | 689971.3537 | 78220.275 | 195678.0166 | 416073.0621 |  | 4253 | CB 128 | 2822.1674 | 2737.7064 | 2678.6068 | 146.0504 | 61.5894 | 2.4898 | 0 | 0 | 0 | 2676.1169 | 18.545 | 9.2053 | 2.2699 | 87.9569 | 7.1916 | 0.25618 | 0 | 0 | 0 | 2.0137 | 2518.9598 | 2469.2393 | 2432.3886 | 87.9569 | 38.2364 | 1.3856 | 0 | 0 | 0 | 2431.003 | 284.6625 | 259.2617 | 243.9483 | 41.5622 | 16.1614 | 0.84803 | 0 | 0 | 0 | 243.1003 | 0.0069108 | 0.0027788 | 0.0001456 | 0 | 0 | 0 | 0.0037366 | 5000000 | scaled
CB 1283 | 4601.5198 | 4027.8142 | 0 | 573.7055 | 87.53% | 0% | 12.47% | 2677.5611 | 3761.9617 | 420.9769 | 81.5233 | 2175.0609 | 584.0953 | 158.5853 | 3019.2811 | 1283 | 0.002425 | 0.0016102 | 0.0008356 | 1897533.9196 | 626.8909 | 215.0581 | 3759.5708 | 258511.697 | 88683.7602 | 1550338.4624 | 1194856.9695 | 187860.1948 | 36379.6515 | 970617.1232 | 1004736.7611 | 155998.9277 | 42354.6268 | 806383.2065 |  | 4254 | CB 1283 | 4601.5198 | 1923.9587 | 839.558 | 4027.8142 | 1350.2532 | 265.8525 | 0 | 0 | 0 | 573.7055 | 626.8909 | 205.914 | 42.7956 | 3238.4128 | 205.4823 | 42.3639 | 0 | 0 | 0 | 0.43169 | 3759.5708 | 1584.5099 | 740.2896 | 3238.4128 | 1063.3519 | 219.1316 | 0 | 0 | 0 | 521.158 | 215.0581 | 133.5348 | 56.4728 | 162.9423 | 81.419 | 4.357 | 0 | 0 | 0 | 52.1158 | 0.0016324 | 0.0008176 | 4.3e-05 | 0 | 0 | 0 | 0.0007926 | 5000000 | scaled
CB 1284 | 0 | 0 | 0 | 0 | 0% | 0% | 0% | 0 | 0 | 0 | 0 | 0 | 0 | 0 | 0 | 1284 | 0 | 0 | 0 | 0 | 0 | 0 | 0 | 0 | 0 | 0 | 0 | 0 | 0 | 0 | 0 | 0 | 0 | 0 |  | 4255 | CB 1284 | 0 | 0 | 0 | 0 | 0 | 0 | 0 | 0 | 0 | 0 | 0 | 0 | 0 | 0 | 0 | 0 | 0 | 0 | 0 | 0 | 0 | 0 | 0 | 0 | 0 | 0 | 0 | 0 | 0 | 0 | 0 | 0 | 0 | 0 | 0 | 0 | 0 | 0 | 0 | 0 | 0 | 0 | 0 | 0 | 0 | 0 | 0 | 5000000 | scaled
CB 1286 | 2694.6955 | 1548.0016 | 0 | 1146.6938 | 57.45% | 0% | 42.55% | 913.4453 | 1526.0499 | 83.6486 | 397.6059 | 432.1908 | 132.391 | 709.7755 | 683.8835 | 1286 | 0.0043234 | 0.0027528 | 0.001697 | 623281.5526 | 134.0339 | 831.0486 | 1729.613 | 31001.9546 | 192221.0789 | 400058.5191 | 647068.5008 | 59255.1562 | 281657.0061 | 306156.3385 | 688653.8156 | 59743.4796 | 320297.2375 | 308613.0985 |  | 4256 | CB 1286 | 2694.6955 | 1781.2502 | 1168.6455 | 1548.0016 | 634.5564 | 21.9517 | 0 | 0 | 0 | 1146.6938 | 134.0339 | 50.3853 | 1.6429 | 687.9485 | 49.5224 | 0.78005 | 0 | 0 | 0 | 0.86285 | 1729.613 | 1297.4222 | 1045.7295 | 687.9485 | 255.7577 | 4.065 | 0 | 0 | 0 | 1041.6645 | 831.0486 | 433.4427 | 121.2732 | 726.8822 | 329.2762 | 17.1067 | 0 | 0 | 0 | 104.1665 | 0.0026846 | 0.001114 | 5.82e-05 | 0 | 0 | 0 | 0.0016388 | 5000000 | scaled
CB 1287 | 0 | 0 | 0 | 0 | 0% | 0% | 0% | 0 | 0 | 0 | 0 | 0 | 0 | 0 | 0 | 1287 | 0 | 0 | 0 | 0 | 0 | 0 | 0 | 0 | 0 | 0 | 0 | 0 | 0 | 0 | 0 | 0 | 0 | 0 |  | 4257 | CB 1287 | 0 | 0 | 0 | 0 | 0 | 0 | 0 | 0 | 0 | 0 | 0 | 0 | 0 | 0 | 0 | 0 | 0 | 0 | 0 | 0 | 0 | 0 | 0 | 0 | 0 | 0 | 0 | 0 | 0 | 0 | 0 | 0 | 0 | 0 | 0 | 0 | 0 | 0 | 0 | 0 | 0 | 0 | 0 | 0 | 0 | 0 | 0 | 5000000 | scaled
CB 1288 | 0 | 0 | 0 | 0 | 0% | 0% | 0% | 0 | 0 | 0 | 0 | 0 | 0 | 0 | 0 | 1288 | 0 | 0 | 0 | 0 | 0 | 0 | 0 | 0 | 0 | 0 | 0 | 0 | 0 | 0 | 0 | 0 | 0 | 0 |  | 4258 | CB 1288 | 0 | 0 | 0 | 0 | 0 | 0 | 0 | 0 | 0 | 0 | 0 | 0 | 0 | 0 | 0 | 0 | 0 | 0 | 0 | 0 | 0 | 0 | 0 | 0 | 0 | 0 | 0 | 0 | 0 | 0 | 0 | 0 | 0 | 0 | 0 | 0 | 0 | 0 | 0 | 0 | 0 | 0 | 0 | 0 | 0 | 0 | 0 | 5000000 | scaled
CB 129 | 3182.1226 | 752.3356 | 0 | 2429.787 | 23.64% | 0% | 76.36% | 448.383 | 736.3655 | 43.9719 | 172.7015 | 231.7095 | 69.0699 | 303.1761 | 364.1194 | 129 | 0.009111 | 0.0057296 | 0.0035744 | 349261.614 | 72.3033 | 531.145 | 2578.6742 | 7935.8254 | 58297.1177 | 283028.6709 | 477125.7291 | 46790.6684 | 183772.2144 | 246562.8463 | 684242.6977 | 64180.8547 | 281716.1723 | 338345.6707 |  | 4259 | CB 129 | 3182.1226 | 2733.7396 | 2445.7571 | 752.3356 | 303.9526 | 15.9701 | 0 | 0 | 0 | 2429.787 | 72.3033 | 28.3314 | 3.2334 | 371.4391 | 26.503 | 1.4051 | 0 | 0 | 0 | 1.8283 | 2578.6742 | 2346.9647 | 2214.5548 | 371.4391 | 139.7295 | 7.3196 | 0 | 0 | 0 | 2207.2351 | 531.145 | 358.4435 | 227.9689 | 310.4215 | 137.72 | 7.2454 | 0 | 0 | 0 | 220.7235 | 0.0056558 | 0.0022744 | 0.0001192 | 0 | 0 | 0 | 0.0034552 | 5000000 | scaled
CB 1297 | 8400.9398 | 3347.9477 | 4734.0588 | 318.9332 | 39.85% | 56.35% | 3.796% | 3915.8393 | 7686.4007 | 2.1575 | 3685.9503 | 227.7315 | 4.5312 | 7203.578 | 478.2915 | 1297 | 0.0061708 | 0.0036434 | 0.000975 | 1361402.0556 | 5.0951 | 7593.6467 | 802.198 | 825.6762 | 1230577.3508 | 129999.0286 | 1231020.6207 | 678.2458 | 1158750.5251 | 71591.8498 | 732860.6229 | 432.0306 | 686825.8434 | 45602.7489 |  | 4260 | CB 1297 | 8400.9398 | 4485.1005 | 714.5391 | 3347.9477 | 1535.8021 | 79.8149 | 4734.0588 | 2630.3651 | 315.7909 | 318.9332 | 5.0951 | 2.9376 | 0.56385 | 0 | 0 | 0 | 4.8551 | 2.6976 | 0.32386 | 0.23999 | 802.198 | 574.4665 | 323.9065 | 0 | 0 | 0 | 512.4769 | 284.7454 | 34.1854 | 289.7211 | 7593.6467 | 3907.6964 | 390.0687 | 3347.9477 | 1535.8021 | 79.8149 | 4216.7269 | 2342.9222 | 281.2817 | 28.9721 | 0.0006544 | 0.0002966 | 1.54e-05 | 0.005063 | 0.0028934 | 0.0005062 | 0.0004534 | 5000000 | scaled
CB 1299 | 41775.6269 | 39301.0331 | 0 | 2474.5938 | 94.08% | 0% | 5.924% | 16416.142 | 38562.1605 | 2951.8853 | 154.3128 | 13309.9438 | 6880.9703 | 432.1288 | 31249.0614 | 1299 | 0.014997 | 0.0098442 | 0.003809 | 2785524.6195 | 7011.6365 | 672.1374 | 34091.853 | 467523.4737 | 44816.927 | 2273184.2188 | 2576083.8825 | 463221.1517 | 24215.3606 | 2088647.3702 | 843650.9315 | 150539.7248 | 9453.9785 | 683657.2281 |  | 4261 | CB 1299 | 41775.6269 | 25359.485 | 3213.4664 | 39301.0331 | 22884.8912 | 738.8726 | 0 | 0 | 0 | 2474.5938 | 7011.6365 | 4059.7512 | 130.6662 | 31843.915 | 4057.8892 | 128.8042 | 0 | 0 | 0 | 1.8621 | 34091.853 | 20781.9092 | 2842.7916 | 31843.915 | 18533.9712 | 594.8536 | 0 | 0 | 0 | 2247.938 | 672.1374 | 517.8245 | 240.0086 | 447.3436 | 293.0308 | 15.2148 | 0 | 0 | 0 | 224.7938 | 0.011521 | 0.0063678 | 0.0003326 | 0 | 0 | 0 | 0.0034764 | 5000000 | scaled
CB 130 | 14256.1662 | 12388.7003 | 0 | 1867.4659 | 86.9% | 0% | 13.1% | 6546.2724 | 12084.9629 | 4.298 | 6518.0761 | 23.8984 | 8.6852 | 12028.3926 | 47.8851 | 130 | 0.0066204 | 0.0043424 | 0.0027686 | 2153369.3145 | 10.2788 | 12500.5457 | 1745.3416 | 1552.6019 | 1888185.8724 | 263630.8401 | 1775491.3803 | 1165.6996 | 1767843.9157 | 6481.765 | 784224.2686 | 563.6079 | 780553.2768 | 3107.384 |  | 4262 | CB 130 | 14256.1662 | 7709.8938 | 2171.2033 | 12388.7003 | 5842.4279 | 303.7374 | 0 | 0 | 0 | 1867.4659 | 10.2788 | 5.9809 | 1.5936 | 48.9228 | 4.5757 | 0.18839 | 0 | 0 | 0 | 1.4052 | 1745.3416 | 1721.4432 | 1697.4566 | 48.9228 | 25.0244 | 1.0377 | 0 | 0 | 0 | 1696.4188 | 12500.5457 | 5982.4697 | 472.1531 | 12330.9039 | 5812.8278 | 302.5113 | 0 | 0 | 0 | 169.6419 | 0.0039392 | 0.0016612 | 8.74e-05 | 0 | 0 | 0 | 0.0026812 | 5000000 | scaled
CB 131 | 3958.5934 | 2587.7807 | 0 | 1370.8127 | 65.37% | 0% | 34.63% | 1543.5075 | 2548.0613 | 180.8058 | 428.5609 | 934.1408 | 297.1244 | 715.9733 | 1534.9636 | 131 | 0.0054554 | 0.0033388 | 0.0020112 | 725628.4337 | 302.0264 | 856.3755 | 2800.1914 | 55362.8418 | 156977.5816 | 513288.0102 | 723339.4797 | 84731.6826 | 200838.0219 | 437769.7752 | 701338.5108 | 81781.692 | 197067.342 | 422489.4768 |  | 4263 | CB 131 | 3958.5934 | 2415.0859 | 1410.532 | 2587.7807 | 1044.2732 | 39.7193 | 0 | 0 | 0 | 1370.8127 | 302.0264 | 121.2206 | 4.9021 | 1554.9358 | 120.1891 | 3.8706 | 0 | 0 | 0 | 1.0315 | 2800.1914 | 1866.0506 | 1265.2278 | 1554.9358 | 620.795 | 19.9722 | 0 | 0 | 0 | 1245.2556 | 856.3755 | 427.8146 | 140.4022 | 731.8499 | 303.2891 | 15.8766 | 0 | 0 | 0 | 124.5256 | 0.0035178 | 0.0014012 | 7.36e-05 | 0 | 0 | 0 | 0.0019376 | 5000000 | scaled
CB 132 | 0 | 0 | 0 | 0 | 0% | 0% | 0% | 0 | 0 | 0 | 0 | 0 | 0 | 0 | 0 | 132 | 0 | 0 | 0 | 0 | 0 | 0 | 0 | 0 | 0 | 0 | 0 | 0 | 0 | 0 | 0 | 0 | 0 | 0 |  | 4264 | CB 132 | 0 | 0 | 0 | 0 | 0 | 0 | 0 | 0 | 0 | 0 | 0 | 0 | 0 | 0 | 0 | 0 | 0 | 0 | 0 | 0 | 0 | 0 | 0 | 0 | 0 | 0 | 0 | 0 | 0 | 0 | 0 | 0 | 0 | 0 | 0 | 0 | 0 | 0 | 0 | 0 | 0 | 0 | 0 | 0 | 0 | 0 | 0 | 5000000 | scaled
CB 133 | 8718.3598 | 4339.9106 | 0 | 4378.4492 | 49.78% | 0% | 50.22% | 1941.095 | 4214.397 | 17.406 | 1876.9425 | 46.7465 | 28.4518 | 4109.4049 | 76.5403 | 133 | 0.017124 | 0.010851 | 0.00632 | 509131.035 | 32.3972 | 4630.2595 | 4055.7032 | 1891.915 | 270395.9035 | 236843.2165 | 624575.1367 | 5600.6265 | 603933.1486 | 15041.3616 | 712652.3547 | 4811.1809 | 694898.2533 | 12942.9206 |  | 4265 | CB 133 | 8718.3598 | 6777.2648 | 4503.9629 | 4339.9106 | 2398.8156 | 125.5136 | 0 | 0 | 0 | 4378.4492 | 32.3972 | 14.9912 | 3.9454 | 78.29 | 11.6965 | 0.65073 | 0 | 0 | 0 | 3.2946 | 4055.7032 | 4008.9567 | 3979.163 | 78.29 | 31.5435 | 1.7497 | 0 | 0 | 0 | 3977.4133 | 4630.2595 | 2753.3169 | 520.8545 | 4232.5181 | 2355.5756 | 123.1132 | 0 | 0 | 0 | 397.7413 | 0.011054 | 0.0047808 | 0.0002498 | 0 | 0 | 0 | 0.0060702 | 5000000 | scaled
CB 134 | 0 | 0 | 0 | 0 | 0% | 0% | 0% | 0 | 0 | 0 | 0 | 0 | 0 | 0 | 0 | 134 | 0 | 0 | 0 | 0 | 0 | 0 | 0 | 0 | 0 | 0 | 0 | 0 | 0 | 0 | 0 | 0 | 0 | 0 |  | 4266 | CB 134 | 0 | 0 | 0 | 0 | 0 | 0 | 0 | 0 | 0 | 0 | 0 | 0 | 0 | 0 | 0 | 0 | 0 | 0 | 0 | 0 | 0 | 0 | 0 | 0 | 0 | 0 | 0 | 0 | 0 | 0 | 0 | 0 | 0 | 0 | 0 | 0 | 0 | 0 | 0 | 0 | 0 | 0 | 0 | 0 | 0 | 0 | 0 | 5000000 | scaled
CB 135 | 563.1686 | 11.2416 | 0 | 551.9269 | 1.996% | 0% | 98% | 5.485 | 10.9355 | 0 | 5.485 | 0 | 0 | 10.9355 | 0 | 135 | 0.0020306 | 0.0013688 | 0.0008124 | 277340.9624 | 0.41531 | 61.3791 | 501.3742 | 204.5244 | 30227.0573 | 246909.3807 | 407425.1781 | 0 | 407425.1781 | 0 | 679755.0883 | 0 | 679755.0883 | 0 |  | 4267 | CB 135 | 563.1686 | 557.6836 | 552.233 | 11.2416 | 5.7567 | 0.30612 | 0 | 0 | 0 | 551.9269 | 0.41531 | 0.41531 | 0.41531 | 0 | 0 | 0 | 0 | 0 | 0 | 0.41531 | 501.3742 | 501.3742 | 501.3742 | 0 | 0 | 0 | 0 | 0 | 0 | 501.3742 | 61.3791 | 55.8941 | 50.4435 | 11.2416 | 5.7567 | 0.30612 | 0 | 0 | 0 | 50.1374 | 0.0012492 | 0.0005874 | 3.1e-05 | 0 | 0 | 0 | 0.0007814 | 5000000 | scaled
CB 136 | 14746.4878 | 11205.4209 | 0 | 3541.0669 | 75.99% | 0% | 24.01% | 6459.1984 | 10948.2874 | 480.7805 | 3501.5473 | 2476.8707 | 848.3782 | 5730.9136 | 4368.9956 | 136 | 0.012814 | 0.0080642 | 0.0051542 | 1150846.5835 | 872.8351 | 6175.5762 | 7698.0765 | 68117.8684 | 481954.8122 | 600773.9029 | 1027664.1661 | 76492.5995 | 557099.2566 | 394072.31 | 736913.6516 | 57103.1305 | 385739.6431 | 294070.878 |  | 4268 | CB 136 | 14746.4878 | 8287.2894 | 3798.2003 | 11205.4209 | 4746.2224 | 257.1334 | 0 | 0 | 0 | 3541.0669 | 872.8351 | 392.0546 | 24.4569 | 4481.347 | 389.3901 | 21.7924 | 0 | 0 | 0 | 2.6645 | 7698.0765 | 5221.2058 | 3329.0809 | 4481.347 | 2004.4764 | 112.3514 | 0 | 0 | 0 | 3216.7294 | 6175.5762 | 2674.0289 | 444.6626 | 5853.9032 | 2352.356 | 122.9896 | 0 | 0 | 0 | 321.6729 | 0.0078198 | 0.0030704 | 0.0001604 | 0 | 0 | 0 | 0.0049938 | 5000000 | scaled
CB 137 | 707.6134 | 158.6575 | 0 | 548.956 | 22.42% | 0% | 77.58% | 97.89 | 155.4586 | 0 | 97.89 | 0 | 0 | 155.4586 | 0 | 137 | 0.0024496 | 0.0014012 | 0.0007846 | 288868.9652 | 0.41307 | 208.525 | 498.6753 | 168.6282 | 85126.1414 | 203574.1956 | 435143.7261 | 0 | 435143.7261 | 0 | 703740.5634 | 0 | 703740.5634 | 0 |  | 4269 | CB 137 | 707.6134 | 609.7234 | 552.1548 | 158.6575 | 60.7674 | 3.1989 | 0 | 0 | 0 | 548.956 | 0.41307 | 0.41307 | 0.41307 | 0 | 0 | 0 | 0 | 0 | 0 | 0.41307 | 498.6753 | 498.6753 | 498.6753 | 0 | 0 | 0 | 0 | 0 | 0 | 498.6753 | 208.525 | 110.635 | 53.0664 | 158.6575 | 60.7674 | 3.1989 | 0 | 0 | 0 | 49.8675 | 0.0016992 | 0.0006508 | 3.42e-05 | 0 | 0 | 0 | 0.0007504 | 5000000 | scaled
CB 138 | 720.2045 | 305.8656 | 0 | 414.3388 | 42.47% | 0% | 57.53% | 187.8965 | 299.7388 | 0 | 187.8965 | 0 | 0 | 299.7388 | 0 | 138 | 0.0010424 | 0.0007974 | 0.0005988 | 690909.8772 | 0.31178 | 343.5044 | 376.3882 | 299.095 | 329532.2755 | 361078.5067 | 667554.5355 | 0 | 667554.5355 | 0 | 702180.4625 | 0 | 702180.4625 | 0 |  | 4270 | CB 138 | 720.2045 | 532.308 | 420.4657 | 305.8656 | 117.9692 | 6.1268 | 0 | 0 | 0 | 414.3388 | 0.31178 | 0.31178 | 0.31178 | 0 | 0 | 0 | 0 | 0 | 0 | 0.31178 | 376.3882 | 376.3882 | 376.3882 | 0 | 0 | 0 | 0 | 0 | 0 | 376.3882 | 343.5044 | 155.608 | 43.7656 | 305.8656 | 117.9692 | 6.1268 | 0 | 0 | 0 | 37.6388 | 0.0004544 | 0.0002094 | 1.08e-05 | 0 | 0 | 0 | 0.000588 | 5000000 | scaled
CB 139 | 0 | 0 | 0 | 0 | 0% | 0% | 0% | 0 | 0 | 0 | 0 | 0 | 0 | 0 | 0 | 139 | 0 | 0 | 0 | 0 | 0 | 0 | 0 | 0 | 0 | 0 | 0 | 0 | 0 | 0 | 0 | 0 | 0 | 0 |  | 4271 | CB 139 | 0 | 0 | 0 | 0 | 0 | 0 | 0 | 0 | 0 | 0 | 0 | 0 | 0 | 0 | 0 | 0 | 0 | 0 | 0 | 0 | 0 | 0 | 0 | 0 | 0 | 0 | 0 | 0 | 0 | 0 | 0 | 0 | 0 | 0 | 0 | 0 | 0 | 0 | 0 | 0 | 0 | 0 | 0 | 0 | 0 | 0 | 0 | 5000000 | scaled
CB 140 | 74831.2879 | 12781.0461 | 59505.8621 | 2544.3797 | 17.08% | 79.52% | 3.4% | 33295.1254 | 67997.6176 | 28.1551 | 31100.8856 | 2166.0848 | 58.8881 | 63408.2292 | 4530.5003 | 140 | 0.014532 | 0.0088798 | 0.004194 | 5149555.9919 | 65.0181 | 67600.125 | 7166.1448 | 4474.2543 | 4651939.5644 | 493142.1732 | 4677601.1236 | 3955.4783 | 4369334.4159 | 304311.2294 | 1629392.0517 | 1411.1042 | 1519418.8904 | 108562.0571 |  | 4272 | CB 140 | 74831.2879 | 41536.1625 | 6833.6703 | 12781.0461 | 6035.8096 | 314.1642 | 59505.8621 | 32955.9732 | 3975.1264 | 2544.3797 | 65.0181 | 36.863 | 6.13 | 0 | 0 | 0 | 63.1035 | 34.9484 | 4.2155 | 1.9146 | 7166.1448 | 5000.06 | 2635.6445 | 0 | 0 | 0 | 4854.8128 | 2688.7281 | 324.3125 | 2311.332 | 67600.125 | 36499.2394 | 4191.8958 | 12781.0461 | 6035.8096 | 314.1642 | 54587.9457 | 30232.2966 | 3646.5984 | 231.1332 | 0.0059528 | 0.0024586 | 0.0001286 | 0.0050148 | 0.0028572 | 0.0005014 | 0.003564 | 5000000 | scaled
CB 1406 | 717.8709 | 650.759 | 0 | 67.1119 | 90.65% | 0% | 9.349% | 402.2624 | 637.0299 | 0 | 402.2624 | 0 | 0 | 637.0299 | 0 | 1406 | 0.0001864 | 0.0001278 | 9.36e-05 | 3851238.8498 | 0.0505 | 656.8555 | 60.9649 | 270.9203 | 3523903.0049 | 327064.9247 | 2469549.9475 | 0 | 2469549.9475 | 0 | 863685.7388 | 0 | 863685.7388 | 0 |  | 4273 | CB 1406 | 717.8709 | 315.6085 | 80.841 | 650.759 | 248.4966 | 13.7291 | 0 | 0 | 0 | 67.1119 | 0.0505 | 0.0505 | 0.0505 | 0 | 0 | 0 | 0 | 0 | 0 | 0.0505 | 60.9649 | 60.9649 | 60.9649 | 0 | 0 | 0 | 0 | 0 | 0 | 60.9649 | 656.8555 | 254.5931 | 19.8256 | 650.759 | 248.4966 | 13.7291 | 0 | 0 | 0 | 6.0965 | 9.48e-05 | 3.62e-05 | 2e-06 | 0 | 0 | 0 | 9.16e-05 | 5000000 | scaled
CB 1407 | 0 | 0 | 0 | 0 | 0% | 0% | 0% | 0 | 0 | 0 | 0 | 0 | 0 | 0 | 0 | 1407 | 0 | 0 | 0 | 0 | 0 | 0 | 0 | 0 | 0 | 0 | 0 | 0 | 0 | 0 | 0 | 0 | 0 | 0 |  | 4274 | CB 1407 | 0 | 0 | 0 | 0 | 0 | 0 | 0 | 0 | 0 | 0 | 0 | 0 | 0 | 0 | 0 | 0 | 0 | 0 | 0 | 0 | 0 | 0 | 0 | 0 | 0 | 0 | 0 | 0 | 0 | 0 | 0 | 0 | 0 | 0 | 0 | 0 | 0 | 0 | 0 | 0 | 0 | 0 | 0 | 0 | 0 | 0 | 0 | 5000000 | scaled
CB 1408 | 0 | 0 | 0 | 0 | 0% | 0% | 0% | 0 | 0 | 0 | 0 | 0 | 0 | 0 | 0 | 1408 | 0 | 0 | 0 | 0 | 0 | 0 | 0 | 0 | 0 | 0 | 0 | 0 | 0 | 0 | 0 | 0 | 0 | 0 |  | 4275 | CB 1408 | 0 | 0 | 0 | 0 | 0 | 0 | 0 | 0 | 0 | 0 | 0 | 0 | 0 | 0 | 0 | 0 | 0 | 0 | 0 | 0 | 0 | 0 | 0 | 0 | 0 | 0 | 0 | 0 | 0 | 0 | 0 | 0 | 0 | 0 | 0 | 0 | 0 | 0 | 0 | 0 | 0 | 0 | 0 | 0 | 0 | 0 | 0 | 5000000 | scaled
CB 1409 | 0 | 0 | 0 | 0 | 0% | 0% | 0% | 0 | 0 | 0 | 0 | 0 | 0 | 0 | 0 | 1409 | 0 | 0 | 0 | 0 | 0 | 0 | 0 | 0 | 0 | 0 | 0 | 0 | 0 | 0 | 0 | 0 | 0 | 0 |  | 4276 | CB 1409 | 0 | 0 | 0 | 0 | 0 | 0 | 0 | 0 | 0 | 0 | 0 | 0 | 0 | 0 | 0 | 0 | 0 | 0 | 0 | 0 | 0 | 0 | 0 | 0 | 0 | 0 | 0 | 0 | 0 | 0 | 0 | 0 | 0 | 0 | 0 | 0 | 0 | 0 | 0 | 0 | 0 | 0 | 0 | 0 | 0 | 0 | 0 | 5000000 | scaled
CB 141 | 7741.3029 | 7180.2874 | 53.6837 | 507.3317 | 92.75% | 0.6935% | 6.554% | 3195.8463 | 7063.3986 | 398.461 | 731.2372 | 2066.1481 | 897.2024 | 1513.7709 | 4652.4253 | 141 | 0.0076852 | 0.0045886 | 0.0012514 | 1007300.1175 | 917.8161 | 1604.6377 | 5218.849 | 119426.4494 | 208795.8237 | 679077.8444 | 990597.6867 | 123508.6239 | 226657.2951 | 640431.7677 | 541716.6519 | 68809.5794 | 116096.3641 | 356810.7083 |  | 4277 | CB 141 | 7741.3029 | 4545.4565 | 677.9042 | 7180.2874 | 4008.3582 | 166.9905 | 53.6837 | 29.7666 | 3.582 | 507.3317 | 917.8161 | 519.3551 | 20.6137 | 4747.0372 | 518.5872 | 20.1855 | 0.69645 | 0.38617 | 0.04647 | 0.38175 | 5218.849 | 3152.701 | 566.4237 | 4747.0372 | 2685.7668 | 104.8296 | 10.9482 | 6.0706 | 0.73052 | 460.8636 | 1604.6377 | 873.4005 | 90.8668 | 1516.5123 | 804.0043 | 41.9754 | 42.039 | 23.3098 | 2.805 | 46.0864 | 0.001944 | 0.001016 | 5.3e-05 | 0.0050476 | 0.002879 | 0.0005048 | 0.0006936 | 5000000 | scaled
CB 1410 | 0 | 0 | 0 | 0 | 0% | 0% | 0% | 0 | 0 | 0 | 0 | 0 | 0 | 0 | 0 | 1410 | 0 | 0 | 0 | 0 | 0 | 0 | 0 | 0 | 0 | 0 | 0 | 0 | 0 | 0 | 0 | 0 | 0 | 0 |  | 4278 | CB 1410 | 0 | 0 | 0 | 0 | 0 | 0 | 0 | 0 | 0 | 0 | 0 | 0 | 0 | 0 | 0 | 0 | 0 | 0 | 0 | 0 | 0 | 0 | 0 | 0 | 0 | 0 | 0 | 0 | 0 | 0 | 0 | 0 | 0 | 0 | 0 | 0 | 0 | 0 | 0 | 0 | 0 | 0 | 0 | 0 | 0 | 0 | 0 | 5000000 | scaled
CB 1414 | 0 | 0 | 0 | 0 | 0% | 0% | 0% | 0 | 0 | 0 | 0 | 0 | 0 | 0 | 0 | 1414 | 0 | 0 | 0 | 0 | 0 | 0 | 0 | 0 | 0 | 0 | 0 | 0 | 0 | 0 | 0 | 0 | 0 | 0 |  | 4279 | CB 1414 | 0 | 0 | 0 | 0 | 0 | 0 | 0 | 0 | 0 | 0 | 0 | 0 | 0 | 0 | 0 | 0 | 0 | 0 | 0 | 0 | 0 | 0 | 0 | 0 | 0 | 0 | 0 | 0 | 0 | 0 | 0 | 0 | 0 | 0 | 0 | 0 | 0 | 0 | 0 | 0 | 0 | 0 | 0 | 0 | 0 | 0 | 0 | 5000000 | scaled
CB 1415 | 0 | 0 | 0 | 0 | 0% | 0% | 0% | 0 | 0 | 0 | 0 | 0 | 0 | 0 | 0 | 1415 | 0 | 0 | 0 | 0 | 0 | 0 | 0 | 0 | 0 | 0 | 0 | 0 | 0 | 0 | 0 | 0 | 0 | 0 |  | 4280 | CB 1415 | 0 | 0 | 0 | 0 | 0 | 0 | 0 | 0 | 0 | 0 | 0 | 0 | 0 | 0 | 0 | 0 | 0 | 0 | 0 | 0 | 0 | 0 | 0 | 0 | 0 | 0 | 0 | 0 | 0 | 0 | 0 | 0 | 0 | 0 | 0 | 0 | 0 | 0 | 0 | 0 | 0 | 0 | 0 | 0 | 0 | 0 | 0 | 5000000 | scaled
CB 1418 | 37453.8898 | 32967.1842 | 0 | 4486.7056 | 88.02% | 0% | 11.98% | 16480.8081 | 32133.1472 | 1472.7655 | 7460.3734 | 7547.6692 | 2637.1563 | 15984.5284 | 13511.4624 | 1418 | 0.021901 | 0.013117 | 0.0066612 | 1710113.9562 | 2700.4263 | 16859.6133 | 17893.8502 | 123299.2571 | 769796.1446 | 817018.5545 | 1598972.4224 | 142888.1056 | 723807.4296 | 732276.8872 | 798766.3841 | 65554.4821 | 397343.7117 | 335868.1902 |  | 4281 | CB 1418 | 37453.8898 | 20973.0817 | 5320.7426 | 32967.1842 | 16486.3761 | 834.037 | 0 | 0 | 0 | 4486.7056 | 2700.4263 | 1227.6608 | 63.27 | 13818.0961 | 1224.2847 | 59.8939 | 0 | 0 | 0 | 3.3761 | 17893.8502 | 10346.181 | 4382.3877 | 13818.0961 | 6270.4269 | 306.6336 | 0 | 0 | 0 | 4075.7541 | 16859.6133 | 9399.2399 | 875.0849 | 16452.0379 | 8991.6644 | 467.5095 | 0 | 0 | 0 | 407.5754 | 0.015596 | 0.0068108 | 0.0003554 | 0 | 0 | 0 | 0.0063058 | 5000000 | scaled
CB 1419 | 0 | 0 | 0 | 0 | 0% | 0% | 0% | 0 | 0 | 0 | 0 | 0 | 0 | 0 | 0 | 1419 | 0 | 0 | 0 | 0 | 0 | 0 | 0 | 0 | 0 | 0 | 0 | 0 | 0 | 0 | 0 | 0 | 0 | 0 |  | 4282 | CB 1419 | 0 | 0 | 0 | 0 | 0 | 0 | 0 | 0 | 0 | 0 | 0 | 0 | 0 | 0 | 0 | 0 | 0 | 0 | 0 | 0 | 0 | 0 | 0 | 0 | 0 | 0 | 0 | 0 | 0 | 0 | 0 | 0 | 0 | 0 | 0 | 0 | 0 | 0 | 0 | 0 | 0 | 0 | 0 | 0 | 0 | 0 | 0 | 5000000 | scaled
CB 142 | 108633.1926 | 61940.3161 | 39157.2236 | 7535.6529 | 57.02% | 36.05% | 6.937% | 43060.5492 | 96088.6916 | 4154.6626 | 24789.2628 | 14116.6238 | 9166.1534 | 55930.9795 | 30991.5587 | 142 | 0.039142 | 0.023497 | 0.011533 | 2775332.9545 | 9573.8385 | 59781.9805 | 39277.3737 | 244589.9713 | 1527294.7103 | 1003448.2729 | 2790657.755 | 269254.3781 | 1606536.6045 | 914866.7725 | 1087742.6671 | 103762.6383 | 633149.5601 | 350830.4687 |  | 4283 | CB 142 | 108633.1926 | 65572.6434 | 12544.5011 | 61940.3161 | 36386.5803 | 2397.9501 | 39157.2236 | 21650.4102 | 2610.8981 | 7535.6529 | 9573.8385 | 5419.1759 | 407.6851 | 29201.8224 | 5383.3434 | 398.3774 | 54.5517 | 30.1622 | 3.6374 | 5.6703 | 39277.3737 | 25160.7499 | 8285.815 | 29201.8224 | 16529.3505 | 1225.0011 | 3230.1125 | 1785.9607 | 215.3752 | 6845.4387 | 59781.9805 | 34992.7176 | 3851.001 | 23224.8773 | 14473.8864 | 774.5716 | 35872.5593 | 19834.2873 | 2391.8855 | 684.5439 | 0.023628 | 0.010144 | 0.0005306 | 0.0050142 | 0.0028524 | 0.0005014 | 0.010501 | 5000000 | scaled
CB 1420 | 0 | 0 | 0 | 0 | 0% | 0% | 0% | 0 | 0 | 0 | 0 | 0 | 0 | 0 | 0 | 1420 | 0 | 0 | 0 | 0 | 0 | 0 | 0 | 0 | 0 | 0 | 0 | 0 | 0 | 0 | 0 | 0 | 0 | 0 |  | 4284 | CB 1420 | 0 | 0 | 0 | 0 | 0 | 0 | 0 | 0 | 0 | 0 | 0 | 0 | 0 | 0 | 0 | 0 | 0 | 0 | 0 | 0 | 0 | 0 | 0 | 0 | 0 | 0 | 0 | 0 | 0 | 0 | 0 | 0 | 0 | 0 | 0 | 0 | 0 | 0 | 0 | 0 | 0 | 0 | 0 | 0 | 0 | 0 | 0 | 5000000 | scaled
CB 143 | 145603.874 | 79517.8783 | 64227.4792 | 1858.5165 | 54.61% | 44.11% | 1.276% | 66901.5482 | 137184.9558 | 6694.4037 | 39855.4154 | 20351.729 | 13571.4283 | 82211.5244 | 41402.0031 | 143 | 0.016042 | 0.0096506 | 0.0033232 | 9076190.2222 | 13987.5959 | 87027.7049 | 44588.5732 | 871914.1728 | 5424855.689 | 2779420.3605 | 8155174.3787 | 816035.3733 | 4858301.0672 | 2480837.9382 | 2533376.9358 | 250621.8208 | 1518189.649 | 764565.4661 |  | 4285 | CB 143 | 145603.874 | 78702.3259 | 8418.9182 | 79517.8783 | 41415.9384 | 2274.6126 | 64227.4792 | 35427.871 | 4285.7891 | 1858.5165 | 13987.5959 | 7293.1922 | 416.1676 | 36545.0502 | 7244.9717 | 409.105 | 84.884 | 46.822 | 5.6642 | 1.3985 | 44588.5732 | 24236.8442 | 3186.5701 | 36545.0502 | 19043.0087 | 1074.2072 | 6355.2339 | 3505.5464 | 424.0738 | 1688.2891 | 87027.7049 | 47172.2895 | 4816.1805 | 29071.5148 | 15127.958 | 791.3004 | 57787.3612 | 31875.5026 | 3856.0511 | 168.8289 | 0.00846 | 0.0042206 | 0.0002204 | 0.0049774 | 0.002825 | 0.0004978 | 0.002605 | 5000000 | scaled
CB 1434 | 5988.159 | 4428.4678 | 0 | 1559.6912 | 73.95% | 0% | 26.05% | 2701.8974 | 4340.738 | 3.7444 | 2678.9067 | 19.2463 | 6.9258 | 4298.1909 | 35.6213 | 1434 | 0.0060046 | 0.0037564 | 0.0022376 | 997261.9282 | 8.1065 | 4527.5602 | 1452.4922 | 1350.0547 | 754015.2909 | 241896.5825 | 874843.3413 | 1212.404 | 867399.1907 | 6231.7467 | 736244.6456 | 1174.7088 | 729028.1158 | 6041.8211 |  | 4286 | CB 1434 | 5988.159 | 3286.2615 | 1647.421 | 4428.4678 | 1726.5703 | 87.7298 | 0 | 0 | 0 | 1559.6912 | 8.1065 | 4.3621 | 1.1807 | 35.6581 | 3.1885 | 0.0070943 | 0 | 0 | 0 | 1.1736 | 1452.4922 | 1433.2459 | 1416.871 | 35.6581 | 16.4117 | 0.036799 | 0 | 0 | 0 | 1416.8342 | 4527.5602 | 1848.6536 | 229.3693 | 4385.8768 | 1706.9701 | 87.6859 | 0 | 0 | 0 | 141.6834 | 0.0038506 | 0.0016024 | 8.36e-05 | 0 | 0 | 0 | 0.002154 | 5000000 | scaled
CB 1435 | 0 | 0 | 0 | 0 | 0% | 0% | 0% | 0 | 0 | 0 | 0 | 0 | 0 | 0 | 0 | 1435 | 0 | 0 | 0 | 0 | 0 | 0 | 0 | 0 | 0 | 0 | 0 | 0 | 0 | 0 | 0 | 0 | 0 | 0 |  | 4287 | CB 1435 | 0 | 0 | 0 | 0 | 0 | 0 | 0 | 0 | 0 | 0 | 0 | 0 | 0 | 0 | 0 | 0 | 0 | 0 | 0 | 0 | 0 | 0 | 0 | 0 | 0 | 0 | 0 | 0 | 0 | 0 | 0 | 0 | 0 | 0 | 0 | 0 | 0 | 0 | 0 | 0 | 0 | 0 | 0 | 0 | 0 | 0 | 0 | 5000000 | scaled
CB 1436 | 5422.7513 | 5039.1573 | 0 | 383.594 | 92.93% | 0% | 7.074% | 3099.9427 | 4937.4817 | 14.2524 | 3010.9531 | 74.7372 | 25.0838 | 4781.2945 | 131.1034 | 1436 | 0.0017518 | 0.0010024 | 0.000562 | 3095531.0681 | 25.8304 | 4914.9525 | 481.9684 | 14745.0742 | 2805658.4818 | 275127.5121 | 2317247.2132 | 10653.8686 | 2250726.3368 | 55867.0077 | 863469.0659 | 4386.667 | 836154.9748 | 22927.4241 |  | 4288 | CB 1436 | 5422.7513 | 2322.8086 | 485.2696 | 5039.1573 | 1939.2146 | 101.6756 | 0 | 0 | 0 | 383.594 | 25.8304 | 11.578 | 0.74662 | 133.509 | 11.2894 | 0.45798 | 0 | 0 | 0 | 0.28864 | 481.9684 | 407.2312 | 350.865 | 133.509 | 58.7718 | 2.4055 | 0 | 0 | 0 | 348.4594 | 4914.9525 | 1903.9994 | 133.658 | 4880.1066 | 1869.1535 | 98.8121 | 0 | 0 | 0 | 34.8459 | 0.0012144 | 0.000465 | 2.46e-05 | 0 | 0 | 0 | 0.0005374 | 5000000 | scaled
CB 1437 | 0 | 0 | 0 | 0 | 0% | 0% | 0% | 0 | 0 | 0 | 0 | 0 | 0 | 0 | 0 | 1437 | 0 | 0 | 0 | 0 | 0 | 0 | 0 | 0 | 0 | 0 | 0 | 0 | 0 | 0 | 0 | 0 | 0 | 0 |  | 4289 | CB 1437 | 0 | 0 | 0 | 0 | 0 | 0 | 0 | 0 | 0 | 0 | 0 | 0 | 0 | 0 | 0 | 0 | 0 | 0 | 0 | 0 | 0 | 0 | 0 | 0 | 0 | 0 | 0 | 0 | 0 | 0 | 0 | 0 | 0 | 0 | 0 | 0 | 0 | 0 | 0 | 0 | 0 | 0 | 0 | 0 | 0 | 0 | 0 | 5000000 | scaled
CB 1438 | 23516.5256 | 14541.2159 | 0 | 8975.3097 | 61.83% | 0% | 38.17% | 8826.2911 | 14332.655 | 1141.6096 | 3578.9652 | 4105.7163 | 1845.9842 | 5848.0435 | 6638.6272 | 1438 | 0.042229 | 0.024325 | 0.0132 | 556886.2243 | 1870.9185 | 6788.4609 | 14857.1462 | 44304.5361 | 160755.055 | 351826.6332 | 603910.123 | 78110.9031 | 244878.9972 | 280920.2226 | 695768.8604 | 89612.0323 | 283889.2434 | 322267.5846 |  | 4290 | CB 1438 | 23516.5256 | 14690.2345 | 9183.8706 | 14541.2159 | 5714.9248 | 208.5609 | 0 | 0 | 0 | 8975.3097 | 1870.9185 | 729.309 | 24.9343 | 6703.9133 | 722.5553 | 18.1807 | 0 | 0 | 0 | 6.7536 | 14857.1462 | 10751.4298 | 8218.5189 | 6703.9133 | 2598.197 | 65.2861 | 0 | 0 | 0 | 8153.2328 | 6788.4609 | 3209.4957 | 940.4174 | 5973.1376 | 2394.1724 | 125.0941 | 0 | 0 | 0 | 815.3233 | 0.029643 | 0.011739 | 0.0006136 | 0 | 0 | 0 | 0.012586 | 5000000 | scaled
CB 1439 | 0 | 0 | 0 | 0 | 0% | 0% | 0% | 0 | 0 | 0 | 0 | 0 | 0 | 0 | 0 | 1439 | 0 | 0 | 0 | 0 | 0 | 0 | 0 | 0 | 0 | 0 | 0 | 0 | 0 | 0 | 0 | 0 | 0 | 0 |  | 4291 | CB 1439 | 0 | 0 | 0 | 0 | 0 | 0 | 0 | 0 | 0 | 0 | 0 | 0 | 0 | 0 | 0 | 0 | 0 | 0 | 0 | 0 | 0 | 0 | 0 | 0 | 0 | 0 | 0 | 0 | 0 | 0 | 0 | 0 | 0 | 0 | 0 | 0 | 0 | 0 | 0 | 0 | 0 | 0 | 0 | 0 | 0 | 0 | 0 | 5000000 | scaled
CB 144 | 116349.2706 | 82256.9702 | 30780.9895 | 3311.3109 | 70.7% | 26.46% | 2.846% | 42035.3234 | 108661.2244 | 1987.6013 | 28657.0841 | 11390.638 | 5612.1264 | 71761.4827 | 31287.6154 | 144 | 0.021258 | 0.014281 | 0.0055484 | 5473250.7892 | 5733.8161 | 75530.2666 | 35085.1879 | 269727.6338 | 3553061.3048 | 1650461.8506 | 5203839.2823 | 246058.7155 | 3547655.8282 | 1410124.7386 | 1385633.0106 | 71565.0646 | 915092.5713 | 398975.3747 |  | 4292 | CB 144 | 116349.2706 | 74313.9473 | 7688.0462 | 82256.9702 | 53976.1926 | 2323.6831 | 30780.9895 | 17026.4437 | 2053.0522 | 3311.3109 | 5733.8161 | 3746.2148 | 121.6897 | 29098.6129 | 3709.2129 | 115.0368 | 62.3889 | 34.5103 | 4.1613 | 2.4917 | 35085.1879 | 23694.5499 | 3797.5725 | 29098.6129 | 19038.9492 | 590.8891 | 2978.5576 | 1647.5832 | 198.6659 | 3008.0175 | 75530.2666 | 46873.1825 | 3768.7839 | 47489.4218 | 31228.0306 | 1617.7572 | 27740.0431 | 15344.3502 | 1850.225 | 300.8018 | 0.011567 | 0.006742 | 0.0003522 | 0.0049936 | 0.0028418 | 0.0004994 | 0.0046968 | 5000000 | scaled
CB 1440 | 0 | 0 | 0 | 0 | 0% | 0% | 0% | 0 | 0 | 0 | 0 | 0 | 0 | 0 | 0 | 1440 | 0 | 0 | 0 | 0 | 0 | 0 | 0 | 0 | 0 | 0 | 0 | 0 | 0 | 0 | 0 | 0 | 0 | 0 |  | 4293 | CB 1440 | 0 | 0 | 0 | 0 | 0 | 0 | 0 | 0 | 0 | 0 | 0 | 0 | 0 | 0 | 0 | 0 | 0 | 0 | 0 | 0 | 0 | 0 | 0 | 0 | 0 | 0 | 0 | 0 | 0 | 0 | 0 | 0 | 0 | 0 | 0 | 0 | 0 | 0 | 0 | 0 | 0 | 0 | 0 | 0 | 0 | 0 | 0 | 5000000 | scaled
CB 1442 | 0 | 0 | 0 | 0 | 0% | 0% | 0% | 0 | 0 | 0 | 0 | 0 | 0 | 0 | 0 | 1442 | 0 | 0 | 0 | 0 | 0 | 0 | 0 | 0 | 0 | 0 | 0 | 0 | 0 | 0 | 0 | 0 | 0 | 0 |  | 4294 | CB 1442 | 0 | 0 | 0 | 0 | 0 | 0 | 0 | 0 | 0 | 0 | 0 | 0 | 0 | 0 | 0 | 0 | 0 | 0 | 0 | 0 | 0 | 0 | 0 | 0 | 0 | 0 | 0 | 0 | 0 | 0 | 0 | 0 | 0 | 0 | 0 | 0 | 0 | 0 | 0 | 0 | 0 | 0 | 0 | 0 | 0 | 0 | 0 | 5000000 | scaled
CB 1443 | 0 | 0 | 0 | 0 | 0% | 0% | 0% | 0 | 0 | 0 | 0 | 0 | 0 | 0 | 0 | 1443 | 0 | 0 | 0 | 0 | 0 | 0 | 0 | 0 | 0 | 0 | 0 | 0 | 0 | 0 | 0 | 0 | 0 | 0 |  | 4295 | CB 1443 | 0 | 0 | 0 | 0 | 0 | 0 | 0 | 0 | 0 | 0 | 0 | 0 | 0 | 0 | 0 | 0 | 0 | 0 | 0 | 0 | 0 | 0 | 0 | 0 | 0 | 0 | 0 | 0 | 0 | 0 | 0 | 0 | 0 | 0 | 0 | 0 | 0 | 0 | 0 | 0 | 0 | 0 | 0 | 0 | 0 | 0 | 0 | 5000000 | scaled
CB 1444 | 0 | 0 | 0 | 0 | 0% | 0% | 0% | 0 | 0 | 0 | 0 | 0 | 0 | 0 | 0 | 1444 | 0 | 0 | 0 | 0 | 0 | 0 | 0 | 0 | 0 | 0 | 0 | 0 | 0 | 0 | 0 | 0 | 0 | 0 |  | 4296 | CB 1444 | 0 | 0 | 0 | 0 | 0 | 0 | 0 | 0 | 0 | 0 | 0 | 0 | 0 | 0 | 0 | 0 | 0 | 0 | 0 | 0 | 0 | 0 | 0 | 0 | 0 | 0 | 0 | 0 | 0 | 0 | 0 | 0 | 0 | 0 | 0 | 0 | 0 | 0 | 0 | 0 | 0 | 0 | 0 | 0 | 0 | 0 | 0 | 5000000 | scaled
CB 1445 | 0 | 0 | 0 | 0 | 0% | 0% | 0% | 0 | 0 | 0 | 0 | 0 | 0 | 0 | 0 | 1445 | 0 | 0 | 0 | 0 | 0 | 0 | 0 | 0 | 0 | 0 | 0 | 0 | 0 | 0 | 0 | 0 | 0 | 0 |  | 4297 | CB 1445 | 0 | 0 | 0 | 0 | 0 | 0 | 0 | 0 | 0 | 0 | 0 | 0 | 0 | 0 | 0 | 0 | 0 | 0 | 0 | 0 | 0 | 0 | 0 | 0 | 0 | 0 | 0 | 0 | 0 | 0 | 0 | 0 | 0 | 0 | 0 | 0 | 0 | 0 | 0 | 0 | 0 | 0 | 0 | 0 | 0 | 0 | 0 | 5000000 | scaled
CB 1446 | 1778.2382 | 1415.9183 | 0 | 362.3199 | 79.62% | 0% | 20.38% | 656.8237 | 1395.1486 | 98.7906 | 32.7449 | 525.2882 | 210.1688 | 65.765 | 1119.2149 | 1446 | 0.0015656 | 0.0011056 | 0.0005278 | 1135818.9643 | 213.438 | 100.4949 | 1464.3052 | 136329.8589 | 64189.3855 | 935299.7199 | 1014303.9657 | 152557.934 | 50566.49 | 811179.5418 | 725823.2714 | 109339.8991 | 34214.0915 | 582269.2808 |  | 4298 | CB 1446 | 1778.2382 | 1121.4145 | 383.0895 | 1415.9183 | 759.0946 | 20.7696 | 0 | 0 | 0 | 362.3199 | 213.438 | 114.6475 | 3.2692 | 1135.1714 | 114.3748 | 2.9966 | 0 | 0 | 0 | 0.27263 | 1464.3052 | 939.017 | 345.0904 | 1135.1714 | 609.8831 | 15.9565 | 0 | 0 | 0 | 329.1339 | 100.4949 | 67.75 | 34.7299 | 67.5815 | 34.8366 | 1.8165 | 0 | 0 | 0 | 32.9134 | 0.0010696 | 0.0006096 | 3.18e-05 | 0 | 0 | 0 | 0.000496 | 5000000 | scaled
CB 1447 | 0 | 0 | 0 | 0 | 0% | 0% | 0% | 0 | 0 | 0 | 0 | 0 | 0 | 0 | 0 | 1447 | 0 | 0 | 0 | 0 | 0 | 0 | 0 | 0 | 0 | 0 | 0 | 0 | 0 | 0 | 0 | 0 | 0 | 0 |  | 4299 | CB 1447 | 0 | 0 | 0 | 0 | 0 | 0 | 0 | 0 | 0 | 0 | 0 | 0 | 0 | 0 | 0 | 0 | 0 | 0 | 0 | 0 | 0 | 0 | 0 | 0 | 0 | 0 | 0 | 0 | 0 | 0 | 0 | 0 | 0 | 0 | 0 | 0 | 0 | 0 | 0 | 0 | 0 | 0 | 0 | 0 | 0 | 0 | 0 | 5000000 | scaled
CB 1448 | 4201.159 | 3729.5698 | 0 | 471.5892 | 88.77% | 0% | 11.23% | 2153.4405 | 3631.2036 | 261.8031 | 510.4038 | 1381.2336 | 388.7647 | 1184.1179 | 2058.3209 | 1448 | 0.002261 | 0.0014306 | 0.0007156 | 1858097.754 | 398.8703 | 1263.7214 | 2538.5673 | 176413.2372 | 558921.4291 | 1122763.0877 | 1431370.392 | 174017.9179 | 339260.3102 | 918092.1638 | 796472.0813 | 85272.07 | 259725.6967 | 451474.3147 |  | 4300 | CB 1448 | 4201.159 | 2047.7185 | 569.9554 | 3729.5698 | 1576.1293 | 98.3662 | 0 | 0 | 0 | 471.5892 | 398.8703 | 137.0672 | 10.1056 | 2110.1725 | 136.7124 | 9.7508 | 0 | 0 | 0 | 0.35486 | 2538.5673 | 1157.3337 | 480.2464 | 2110.1725 | 728.9389 | 51.8515 | 0 | 0 | 0 | 428.3949 | 1263.7214 | 753.3175 | 79.6034 | 1220.8819 | 710.4781 | 36.7639 | 0 | 0 | 0 | 42.8395 | 0.0015846 | 0.0007542 | 3.92e-05 | 0 | 0 | 0 | 0.0006764 | 5000000 | scaled
CB 145 | 50157.9138 | 32328.3845 | 16798.5507 | 1030.9786 | 64.45% | 33.49% | 2.055% | 25097.289 | 47182.6788 | 2138.015 | 14959.8588 | 7999.4152 | 4000.5827 | 27977.9427 | 15204.1533 | 145 | 0.0096286 | 0.005644 | 0.0020268 | 5209263.4209 | 4120.4119 | 29350.1019 | 16687.4 | 427934.6812 | 3048221.1177 | 1733107.622 | 4440224.0928 | 378258.6114 | 2646705.2124 | 1415260.269 | 1467947.0216 | 124466.0889 | 870449.4691 | 473031.4636 |  | 4301 | CB 145 | 50157.9138 | 25060.6248 | 2975.235 | 32328.3845 | 14743.3962 | 823.0543 | 16798.5507 | 9286.2499 | 1121.2022 | 1030.9786 | 4120.4119 | 1982.3969 | 119.8292 | 13161.8908 | 1955.2432 | 115.8686 | 47.7168 | 26.3779 | 3.1848 | 0.77578 | 16687.4 | 8687.9849 | 1483.2467 | 13161.8908 | 6320.2574 | 373.9011 | 2588.9612 | 1431.1795 | 172.7976 | 936.548 | 29350.1019 | 14390.243 | 1372.1591 | 15094.5744 | 6467.8956 | 333.2846 | 14161.8727 | 7828.6926 | 945.2198 | 93.6548 | 0.00317 | 0.0013422 | 6.92e-05 | 0.0050012 | 0.0028444 | 0.0005002 | 0.0014574 | 5000000 | scaled
CB 1450 | 0 | 0 | 0 | 0 | 0% | 0% | 0% | 0 | 0 | 0 | 0 | 0 | 0 | 0 | 0 | 1450 | 0 | 0 | 0 | 0 | 0 | 0 | 0 | 0 | 0 | 0 | 0 | 0 | 0 | 0 | 0 | 0 | 0 | 0 |  | 4302 | CB 1450 | 0 | 0 | 0 | 0 | 0 | 0 | 0 | 0 | 0 | 0 | 0 | 0 | 0 | 0 | 0 | 0 | 0 | 0 | 0 | 0 | 0 | 0 | 0 | 0 | 0 | 0 | 0 | 0 | 0 | 0 | 0 | 0 | 0 | 0 | 0 | 0 | 0 | 0 | 0 | 0 | 0 | 0 | 0 | 0 | 0 | 0 | 0 | 5000000 | scaled
CB 1458 | 0 | 0 | 0 | 0 | 0% | 0% | 0% | 0 | 0 | 0 | 0 | 0 | 0 | 0 | 0 | 1458 | 0 | 0 | 0 | 0 | 0 | 0 | 0 | 0 | 0 | 0 | 0 | 0 | 0 | 0 | 0 | 0 | 0 | 0 |  | 4303 | CB 1458 | 0 | 0 | 0 | 0 | 0 | 0 | 0 | 0 | 0 | 0 | 0 | 0 | 0 | 0 | 0 | 0 | 0 | 0 | 0 | 0 | 0 | 0 | 0 | 0 | 0 | 0 | 0 | 0 | 0 | 0 | 0 | 0 | 0 | 0 | 0 | 0 | 0 | 0 | 0 | 0 | 0 | 0 | 0 | 0 | 0 | 0 | 0 | 5000000 | scaled
CB 146 | 2774.8171 | 2569.5917 | 53.0775 | 152.1479 | 92.6% | 1.913% | 5.483% | 1567.3071 | 2598.0607 | 192.5816 | 680.2981 | 694.4274 | 328.0288 | 1087.5169 | 1182.5149 | 146 | 0.0054076 | 0.0031264 | 0.0007124 | 513132.8284 | 328.1892 | 1125.1788 | 1321.449 | 60690.3701 | 208073.6038 | 244368.8545 | 386230.1531 | 47457.7209 | 167645.2735 | 171127.1588 | 248113.9109 | 31326.642 | 103857.4963 | 112929.7727 |  | 4304 | CB 146 | 2774.8171 | 1207.51 | 176.7564 | 2569.5917 | 1026.0286 | 21.0689 | 53.0775 | 29.3334 | 3.5395 | 152.1479 | 328.1892 | 135.6076 | 0.1604 | 1172.4122 | 135.1126 | 0 | 0.68859 | 0.38055 | 0.045919 | 0.11449 | 1321.449 | 627.0216 | 138.9341 | 1172.4122 | 482.8271 | 0 | 10.8246 | 5.9822 | 0.72184 | 138.2122 | 1125.1788 | 444.8807 | 37.6619 | 1069.7933 | 408.0889 | 21.0689 | 41.5643 | 22.9706 | 2.7717 | 13.8212 | 0.0002078 | 7.94e-05 | 4.2e-06 | 0.0049906 | 0.0028378 | 0.000499 | 0.0002092 | 5000000 | scaled
CB 147 | 56225.7692 | 7470.4175 | 48193.0685 | 562.2831 | 13.29% | 85.71% | 1% | 26061.686 | 52288.3008 | 465.5753 | 21539.705 | 4056.4057 | 759.2446 | 44157.1917 | 7371.8645 | 147 | 0.0071956 | 0.004161 | 0.0012984 | 7813909.779 | 779.6608 | 47213.9364 | 8232.1719 | 108352.4442 | 6561500.9766 | 1144056.3582 | 7249238.9302 | 129502.9925 | 5991418.5175 | 1128317.4203 | 3032554.196 | 44033.7593 | 2560975.8746 | 427544.5621 |  | 4305 | CB 147 | 56225.7692 | 30164.0832 | 3937.4684 | 7470.4175 | 2892.2169 | 161.6663 | 48193.0685 | 26709.5832 | 3213.519 | 562.2831 | 779.6608 | 314.0856 | 20.4162 | 3744.4274 | 282.4471 | 16.2375 | 56.3231 | 31.2154 | 3.7556 | 0.4231 | 8232.1719 | 4175.7662 | 860.3074 | 3744.4274 | 1460.8704 | 84.3413 | 3976.9627 | 2204.114 | 265.1843 | 510.7818 | 47213.9364 | 25674.2314 | 3056.7447 | 3003.0755 | 1148.8994 | 61.0875 | 44159.7827 | 24474.2538 | 2944.5791 | 51.0782 | 0.0014628 | 0.0005604 | 2.96e-05 | 0.00496 | 0.0028278 | 0.000496 | 0.0007728 | 5000000 | scaled
CB 1479 | 5382.7979 | 1145.7365 | 0 | 4237.0614 | 21.29% | 0% | 78.71% | 706.9432 | 1123.0208 | 0.98689 | 700.8763 | 5.08 | 1.5355 | 1113.5842 | 7.901 | 1479 | 0.016809 | 0.010309 | 0.0062182 | 320229.2709 | 4.7238 | 1521.1975 | 3856.8766 | 281.023 | 90497.9121 | 229450.3358 | 453552.5475 | 633.1606 | 449660.2161 | 3259.1708 | 685049.8691 | 936.6769 | 679293.5071 | 4819.6851 |  | 4306 | CB 1479 | 5382.7979 | 4675.8546 | 4259.7771 | 1145.7365 | 438.7933 | 22.7157 | 0 | 0 | 0 | 4237.0614 | 4.7238 | 3.7369 | 3.1883 | 7.901 | 0.54863 | 0 | 0 | 0 | 0 | 3.1883 | 3856.8766 | 3851.7966 | 3848.9755 | 7.901 | 2.821 | 0 | 0 | 0 | 0 | 3848.9755 | 1521.1975 | 820.3212 | 407.6133 | 1136.3 | 435.4236 | 22.7157 | 0 | 0 | 0 | 384.8976 | 0.010816 | 0.0043162 | 0.000225 | 0 | 0 | 0 | 0.0059932 | 5000000 | scaled
CB 1480 | 0 | 0 | 0 | 0 | 0% | 0% | 0% | 0 | 0 | 0 | 0 | 0 | 0 | 0 | 0 | 1480 | 0 | 0 | 0 | 0 | 0 | 0 | 0 | 0 | 0 | 0 | 0 | 0 | 0 | 0 | 0 | 0 | 0 | 0 |  | 4307 | CB 1480 | 0 | 0 | 0 | 0 | 0 | 0 | 0 | 0 | 0 | 0 | 0 | 0 | 0 | 0 | 0 | 0 | 0 | 0 | 0 | 0 | 0 | 0 | 0 | 0 | 0 | 0 | 0 | 0 | 0 | 0 | 0 | 0 | 0 | 0 | 0 | 0 | 0 | 0 | 0 | 0 | 0 | 0 | 0 | 0 | 0 | 0 | 0 | 5000000 | scaled
CB 1481 | 0 | 0 | 0 | 0 | 0% | 0% | 0% | 0 | 0 | 0 | 0 | 0 | 0 | 0 | 0 | 1481 | 0 | 0 | 0 | 0 | 0 | 0 | 0 | 0 | 0 | 0 | 0 | 0 | 0 | 0 | 0 | 0 | 0 | 0 |  | 4308 | CB 1481 | 0 | 0 | 0 | 0 | 0 | 0 | 0 | 0 | 0 | 0 | 0 | 0 | 0 | 0 | 0 | 0 | 0 | 0 | 0 | 0 | 0 | 0 | 0 | 0 | 0 | 0 | 0 | 0 | 0 | 0 | 0 | 0 | 0 | 0 | 0 | 0 | 0 | 0 | 0 | 0 | 0 | 0 | 0 | 0 | 0 | 0 | 0 | 5000000 | scaled
CB 1482 | 352.3822 | 287.8472 | 0 | 64.535 | 81.69% | 0% | 18.31% | 177.652 | 281.8362 | 0 | 177.652 | 0 | 0 | 281.8362 | 0 | 1482 | 0.0001796 | 0.0001264 | 9.52e-05 | 1962038.7437 | 0.048561 | 293.7096 | 58.624 | 270.3815 | 1635353.901 | 326414.4612 | 1382358.6397 | 0 | 1382358.6397 | 0 | 741029.0757 | 0 | 741029.0757 | 0 |  | 4309 | CB 1482 | 352.3822 | 174.7301 | 70.546 | 287.8472 | 110.1951 | 6.011 | 0 | 0 | 0 | 64.535 | 0.048561 | 0.048561 | 0.048561 | 0 | 0 | 0 | 0 | 0 | 0 | 0.048561 | 58.624 | 58.624 | 58.624 | 0 | 0 | 0 | 0 | 0 | 0 | 58.624 | 293.7096 | 116.0575 | 11.8734 | 287.8472 | 110.1951 | 6.011 | 0 | 0 | 0 | 5.8624 | 8.62e-05 | 3.3e-05 | 1.8e-06 | 0 | 0 | 0 | 9.34e-05 | 5000000 | scaled
CB 1483 | 0 | 0 | 0 | 0 | 0% | 0% | 0% | 0 | 0 | 0 | 0 | 0 | 0 | 0 | 0 | 1483 | 0 | 0 | 0 | 0 | 0 | 0 | 0 | 0 | 0 | 0 | 0 | 0 | 0 | 0 | 0 | 0 | 0 | 0 |  | 4310 | CB 1483 | 0 | 0 | 0 | 0 | 0 | 0 | 0 | 0 | 0 | 0 | 0 | 0 | 0 | 0 | 0 | 0 | 0 | 0 | 0 | 0 | 0 | 0 | 0 | 0 | 0 | 0 | 0 | 0 | 0 | 0 | 0 | 0 | 0 | 0 | 0 | 0 | 0 | 0 | 0 | 0 | 0 | 0 | 0 | 0 | 0 | 0 | 0 | 5000000 | scaled
CB 149 | 21250.0187 | 20712.3529 | 0 | 537.6658 | 97.47% | 0% | 2.53% | 7010.5513 | 20036.7012 | 1461.7301 | 0.21811 | 5548.6032 | 4178.0539 | 0.48613 | 15858.1612 | 149 | 0.0036132 | 0.002647 | 0.0008532 | 5881218.4936 | 4319.1151 | 49.3425 | 16881.5611 | 1195371.1557 | 13656.1758 | 4672191.1621 | 5379473.8634 | 1121643.4006 | 167.3623 | 4257663.1005 | 1422078.5808 | 296531.8911 | 34.5025 | 1125512.1873 |  | 4311 | CB 149 | 21250.0187 | 14239.4673 | 1213.3174 | 20712.3529 | 13701.8015 | 675.6517 | 0 | 0 | 0 | 537.6658 | 4319.1151 | 2857.385 | 141.0612 | 16393.1418 | 2856.9804 | 140.6566 | 0 | 0 | 0 | 0.40458 | 16881.5611 | 11332.9579 | 1023.3999 | 16393.1418 | 10844.5386 | 534.9806 | 0 | 0 | 0 | 488.4193 | 49.3425 | 49.1244 | 48.8564 | 0.50057 | 0.28246 | 0.014436 | 0 | 0 | 0 | 48.8419 | 0.0028586 | 0.0018924 | 9.86e-05 | 0 | 0 | 0 | 0.0007546 | 5000000 | scaled
CB 150 | 0 | 0 | 0 | 0 | 0% | 0% | 0% | 0 | 0 | 0 | 0 | 0 | 0 | 0 | 0 | 150 | 0 | 0 | 0 | 0 | 0 | 0 | 0 | 0 | 0 | 0 | 0 | 0 | 0 | 0 | 0 | 0 | 0 | 0 |  | 4312 | CB 150 | 0 | 0 | 0 | 0 | 0 | 0 | 0 | 0 | 0 | 0 | 0 | 0 | 0 | 0 | 0 | 0 | 0 | 0 | 0 | 0 | 0 | 0 | 0 | 0 | 0 | 0 | 0 | 0 | 0 | 0 | 0 | 0 | 0 | 0 | 0 | 0 | 0 | 0 | 0 | 0 | 0 | 0 | 0 | 0 | 0 | 0 | 0 | 5000000 | scaled
CB 151 | 3608.8012 | 1353.6894 | 0 | 2255.1118 | 37.51% | 0% | 62.49% | 701.737 | 1215.442 | 87.5466 | 162.1559 | 452.0344 | 154.3476 | 264.0903 | 797.0041 | 151 | 0.0086214 | 0.0053084 | 0.0032962 | 418586.4488 | 177.5947 | 474.6235 | 2956.583 | 20599.2829 | 55051.7907 | 342935.3752 | 547634.7387 | 68321.2951 | 126546.2907 | 352767.1529 | 726096.4789 | 92206.1654 | 157765.6972 | 476124.6163 |  | 4313 | CB 151 | 3608.8012 | 2907.0642 | 2393.3592 | 1353.6894 | 651.9525 | 138.2474 | 0 | 0 | 0 | 2255.1118 | 177.5947 | 90.048 | 23.2471 | 908.024 | 88.3511 | 21.5502 | 0 | 0 | 0 | 1.6969 | 2956.583 | 2504.5486 | 2159.579 | 908.024 | 455.9896 | 111.02 | 0 | 0 | 0 | 2048.559 | 474.6235 | 312.4676 | 210.5332 | 269.7676 | 107.6117 | 5.6773 | 0 | 0 | 0 | 204.8559 | 0.0054368 | 0.0021238 | 0.0001116 | 0 | 0 | 0 | 0.0031846 | 5000000 | scaled
CB 152 | 0 | 0 | 0 | 0 | 0% | 0% | 0% | 0 | 0 | 0 | 0 | 0 | 0 | 0 | 0 | 152 | 0 | 0 | 0 | 0 | 0 | 0 | 0 | 0 | 0 | 0 | 0 | 0 | 0 | 0 | 0 | 0 | 0 | 0 |  | 4314 | CB 152 | 0 | 0 | 0 | 0 | 0 | 0 | 0 | 0 | 0 | 0 | 0 | 0 | 0 | 0 | 0 | 0 | 0 | 0 | 0 | 0 | 0 | 0 | 0 | 0 | 0 | 0 | 0 | 0 | 0 | 0 | 0 | 0 | 0 | 0 | 0 | 0 | 0 | 0 | 0 | 0 | 0 | 0 | 0 | 0 | 0 | 0 | 0 | 5000000 | scaled
CB 1525 | 259690.3062 | 92170.6478 | 163916.871 | 3602.7874 | 35.49% | 63.12% | 1.387% | 122674.5197 | 242084.5969 | 9897.8215 | 69267.9542 | 43508.744 | 18189.5445 | 142448.8387 | 81446.2137 | 1525 | 0.050512 | 0.028561 | 0.0084146 | 5141180.9951 | 18551.8184 | 154071.503 | 87066.9848 | 367276.9209 | 3050208.1292 | 1723695.9449 | 4797236.3558 | 387058.2835 | 2708751.1662 | 1701426.906 | 2092281.1905 | 157208.0273 | 1231152.3722 | 703920.791 |  | 4315 | CB 1525 | 259690.3062 | 137015.7865 | 17605.7093 | 92170.6478 | 42740.1715 | 1741.9511 | 163916.871 | 90672.8275 | 12260.9708 | 3602.7874 | 18551.8184 | 8653.9969 | 362.2738 | 70086.5885 | 8497.0428 | 338.7058 | 278.8382 | 154.2431 | 20.8571 | 2.711 | 87066.9848 | 43558.2408 | 5620.7712 | 70086.5885 | 32702.9005 | 1322.6469 | 13707.5995 | 7582.5435 | 1025.3275 | 3272.7968 | 154071.503 | 84803.5487 | 11622.6643 | 3813.79 | 1540.2282 | 80.5985 | 149930.4333 | 82936.0409 | 11214.7862 | 327.2797 | 0.015611 | 0.0066108 | 0.000346 | 0.029814 | 0.016863 | 0.0029814 | 0.0050872 | 5000000 | scaled
CB 153 | 50615.9463 | 40693.3398 | 0 | 9922.6065 | 80.4% | 0% | 19.6% | 23433.4636 | 39785.1113 | 51.5293 | 23229.3933 | 152.541 | 88.4719 | 39434.8091 | 261.8303 | 153 | 0.04186 | 0.025015 | 0.01458 | 1209177.9307 | 99.9592 | 41228.4838 | 9287.5033 | 2387.9528 | 984918.3185 | 221871.6594 | 1086629.9439 | 2389.459 | 1077167.0269 | 7073.4579 | 742876.0085 | 1651.9652 | 736335.0927 | 4888.9506 |  | 4316 | CB 153 | 50615.9463 | 27182.4827 | 10830.8351 | 40693.3398 | 17259.8762 | 908.2285 | 0 | 0 | 0 | 9922.6065 | 99.9592 | 48.4299 | 11.4874 | 273.7396 | 40.9635 | 4.0209 | 0 | 0 | 0 | 7.4664 | 9287.5033 | 9134.9623 | 9025.673 | 273.7396 | 121.1986 | 11.9093 | 0 | 0 | 0 | 9013.7637 | 41228.4838 | 17999.0905 | 1793.6747 | 40327.1075 | 17097.7141 | 892.2983 | 0 | 0 | 0 | 901.3764 | 0.027855 | 0.01101 | 0.0005746 | 0 | 0 | 0 | 0.014005 | 5000000 | scaled
CB 154 | 34128.8417 | 28824.0192 | 0 | 5304.8224 | 84.46% | 0% | 15.54% | 17186.3546 | 28216.5766 | 0 | 17186.3546 | 0 | 0 | 28216.5766 | 0 | 154 | 0.024087 | 0.013903 | 0.0078002 | 1416875.2824 | 3.9917 | 29305.9129 | 4818.937 | 165.7177 | 1216649.0758 | 200060.4889 | 1218620.9515 | 0 | 1218620.9515 | 0 | 757963.2627 | 0 | 757963.2627 | 0 |  | 4317 | CB 154 | 34128.8417 | 16942.4871 | 5912.265 | 28824.0192 | 11637.6647 | 607.4426 | 0 | 0 | 0 | 5304.8224 | 3.9917 | 3.9917 | 3.9917 | 0 | 0 | 0 | 0 | 0 | 0 | 3.9917 | 4818.937 | 4818.937 | 4818.937 | 0 | 0 | 0 | 0 | 0 | 0 | 4818.937 | 29305.9129 | 12119.5584 | 1089.3363 | 28824.0192 | 11637.6647 | 607.4426 | 0 | 0 | 0 | 481.8937 | 0.016623 | 0.0064388 | 0.000336 | 0 | 0 | 0 | 0.0074642 | 5000000 | scaled
CB 155 | 44496.3062 | 42017.2654 | 0 | 2479.0409 | 94.43% | 0% | 5.571% | 24441.6281 | 40959.4322 | 232.5038 | 23018.9836 | 1190.1407 | 356.4663 | 38778.0608 | 1824.9051 | 155 | 0.013451 | 0.0075962 | 0.003727 | 3307931.2371 | 381.0997 | 39921.9808 | 4193.2258 | 28331.6006 | 2967868.0873 | 311731.5493 | 2640093.4866 | 25114.1928 | 2486424.74 | 128554.5537 | 948986.8744 | 8258.9477 | 898446.7987 | 42281.1279 |  | 4318 | CB 155 | 44496.3062 | 20054.6781 | 3536.8741 | 42017.2654 | 17575.6373 | 1057.8332 | 0 | 0 | 0 | 2479.0409 | 381.0997 | 148.5959 | 24.6334 | 1941.2481 | 146.7305 | 22.768 | 0 | 0 | 0 | 1.8654 | 4193.2258 | 3003.0851 | 2368.3207 | 1941.2481 | 751.1074 | 116.343 | 0 | 0 | 0 | 2251.9777 | 39921.9808 | 16902.9971 | 1143.92 | 39696.783 | 16677.7994 | 918.7222 | 0 | 0 | 0 | 225.1978 | 0.0099568 | 0.0041016 | 0.0002324 | 0 | 0 | 0 | 0.0034946 | 5000000 | scaled
CB 156 | 34440.578 | 31833.7746 | 0 | 2606.8034 | 92.43% | 0% | 7.569% | 21071.4273 | 31172.012 | 4909.5409 | 5283.876 | 10878.0104 | 7085.6024 | 8386.832 | 15699.5777 | 156 | 0.012401 | 0.0070426 | 0.0038882 | 2777152.4194 | 7239.6058 | 8796.5871 | 18404.3852 | 583773.2642 | 709322.0992 | 1484057.0559 | 1898325.9997 | 442300.7974 | 476024.6682 | 980000.5341 | 840637.3099 | 191082.3625 | 226173.5264 | 423381.4209 |  | 4319 | CB 156 | 34440.578 | 13369.1507 | 3268.566 | 31833.7746 | 10762.3473 | 661.7626 | 0 | 0 | 0 | 2606.8034 | 7239.6058 | 2330.0649 | 154.0034 | 16036.3471 | 2328.1033 | 152.0419 | 0 | 0 | 0 | 1.9615 | 18404.3852 | 7526.3747 | 2704.8075 | 16036.3471 | 5158.3367 | 336.7694 | 0 | 0 | 0 | 2368.0381 | 8796.5871 | 3512.7111 | 409.7551 | 8559.7833 | 3275.9073 | 172.9513 | 0 | 0 | 0 | 236.8038 | 0.0086866 | 0.0033278 | 0.0001734 | 0 | 0 | 0 | 0.0037148 | 5000000 | scaled
CB 157 | 6077.4581 | 6042.9545 | 0 | 34.5036 | 99.43% | 0% | 0.5677% | 4915.9397 | 6040.1798 | 724.3224 | 99.986 | 4091.6313 | 879.7999 | 154.5575 | 5005.8224 | 157 | 0.0001334 | 8.28e-05 | 5.3e-05 | 45558156.7005 | 879.8258 | 160.4665 | 5037.1657 | 6595396.1253 | 1202897.4734 | 37759863.1017 | 14028000.2408 | 2066908.0043 | 285317.4076 | 11675774.8288 | 703364.6471 | 102450.6149 | 17997.8551 | 582916.1772 |  | 4320 | CB 157 | 6077.4581 | 1161.5184 | 37.2783 | 6042.9545 | 1127.0148 | 2.7747 | 0 | 0 | 0 | 34.5036 | 879.8258 | 155.5034 | 0.025963 | 5005.8224 | 155.4775 | 0 | 0 | 0 | 0 | 0.025963 | 5037.1657 | 945.5344 | 31.3433 | 5005.8224 | 914.1911 | 0 | 0 | 0 | 0 | 31.3433 | 160.4665 | 60.4806 | 5.909 | 157.3322 | 57.3462 | 2.7747 | 0 | 0 | 0 | 3.1343 | 8.2e-05 | 3.14e-05 | 1.6e-06 | 0 | 0 | 0 | 5.14e-05 | 5000000 | scaled
CB 158 | 4505.8 | 1544.5846 | 0 | 2961.2155 | 34.28% | 0% | 65.72% | 955.708 | 1515.0631 | 7.9801 | 906.576 | 41.1519 | 12.2558 | 1439.6751 | 63.1322 | 158 | 0.012279 | 0.0072516 | 0.0042958 | 366939.7551 | 14.484 | 1738.1954 | 2753.1206 | 1179.5386 | 141553.7749 | 224206.4416 | 489559.8263 | 4087.7764 | 464392.0422 | 21080.0078 | 696200.2165 | 5631.7754 | 661558.0057 | 29010.4353 |  | 4321 | CB 158 | 4505.8 | 3550.092 | 2990.7369 | 1544.5846 | 588.8766 | 29.5214 | 0 | 0 | 0 | 2961.2155 | 14.484 | 6.504 | 2.2282 | 63.1322 | 4.2757 | 0 | 0 | 0 | 0 | 2.2282 | 2753.1206 | 2711.9686 | 2689.9884 | 63.1322 | 21.9803 | 0 | 0 | 0 | 0 | 2689.9884 | 1738.1954 | 831.6194 | 298.5203 | 1469.1966 | 562.6206 | 29.5214 | 0 | 0 | 0 | 268.9988 | 0.008147 | 0.0031192 | 0.0001634 | 0 | 0 | 0 | 0.0041324 | 5000000 | scaled
CB 159 | 13602.7132 | 13039.7822 | 0 | 562.931 | 95.86% | 0% | 4.138% | 8049.1881 | 12777.1905 | 0.53798 | 8045.9102 | 2.7399 | 0.63257 | 12773.3353 | 3.2225 | 159 | 0.002652 | 0.0014988 | 0.0008206 | 5129228.2019 | 1.0562 | 13087.0641 | 514.5929 | 398.251 | 4934790.4021 | 194039.5488 | 3705314.3197 | 247.6522 | 3703805.4124 | 1261.2551 | 1005998.9336 | 49.8051 | 1005695.4045 | 253.7241 |  | 4322 | CB 159 | 13602.7132 | 5553.5251 | 825.5227 | 13039.7822 | 4990.5941 | 262.5918 | 0 | 0 | 0 | 562.931 | 1.0562 | 0.51818 | 0.42359 | 3.2225 | 0.094591 | 0 | 0 | 0 | 0 | 0.42359 | 514.5929 | 511.853 | 511.3703 | 3.2225 | 0.48268 | 0 | 0 | 0 | 0 | 511.3703 | 13087.0641 | 5041.1539 | 313.7288 | 13035.9271 | 4990.0169 | 262.5918 | 0 | 0 | 0 | 51.137 | 0.0018688 | 0.0007156 | 3.74e-05 | 0 | 0 | 0 | 0.0007832 | 5000000 | scaled
CB 160 | 31549.8952 | 29117.4956 | 0 | 2432.3996 | 92.29% | 0% | 7.71% | 17528.8699 | 28508.4585 | 2.617 | 17512.7557 | 13.4971 | 4.1604 | 28482.8374 | 21.4607 | 160 | 0.01025 | 0.006109 | 0.0035614 | 3078038.5579 | 5.9978 | 29312.7911 | 2231.1063 | 585.1516 | 2859784.4942 | 217668.9121 | 2295142.4685 | 342.6575 | 2293032.5631 | 1767.2479 | 854000.3029 | 124.6293 | 853232.795 | 642.8786 |  | 4323 | CB 160 | 31549.8952 | 14021.0253 | 3041.4367 | 29117.4956 | 11588.6257 | 609.037 | 0 | 0 | 0 | 2432.3996 | 5.9978 | 3.3808 | 1.8374 | 21.4979 | 1.5505 | 0.0070943 | 0 | 0 | 0 | 1.8303 | 2231.1063 | 2217.6092 | 2209.6456 | 21.4979 | 8.0007 | 0.037128 | 0 | 0 | 0 | 2209.6085 | 29312.7911 | 11800.0353 | 829.9537 | 29091.8302 | 11579.0745 | 608.9928 | 0 | 0 | 0 | 220.9608 | 0.0068296 | 0.0026886 | 0.000141 | 0 | 0 | 0 | 0.0034204 | 5000000 | scaled
CB 161 | 13272.8247 | 12607.9591 | 0 | 664.8655 | 94.99% | 0% | 5.009% | 7495.2755 | 12339.5164 | 5.3329 | 7462.3209 | 27.6217 | 8.5045 | 12286.9723 | 44.0396 | 161 | 0.002891 | 0.0017266 | 0.0009738 | 4591084.285 | 9.0927 | 12615.2638 | 648.4682 | 3145.1603 | 4363633.2663 | 224305.8585 | 3346200.1598 | 2380.8426 | 3331487.8616 | 12331.4556 | 958418.8099 | 660.5487 | 954337.6712 | 3420.59 |  | 4324 | CB 161 | 13272.8247 | 5777.5492 | 933.3082 | 12607.9591 | 5112.6837 | 268.4427 | 0 | 0 | 0 | 664.8655 | 9.0927 | 3.7597 | 0.58818 | 44.4998 | 3.2594 | 0.08789 | 0 | 0 | 0 | 0.50029 | 648.4682 | 620.8466 | 604.4286 | 44.4998 | 16.8782 | 0.46019 | 0 | 0 | 0 | 603.9684 | 12615.2638 | 5152.9429 | 328.2915 | 12554.8669 | 5092.5461 | 267.8946 | 0 | 0 | 0 | 60.3968 | 0.001959 | 0.0007946 | 4.18e-05 | 0 | 0 | 0 | 0.000932 | 5000000 | scaled
CB 162 | 8443.2809 | 7089.2291 | 0 | 1354.0518 | 83.96% | 0% | 16.04% | 3956.0225 | 6925.7432 | 4.3319 | 3929.3709 | 22.3197 | 6.7739 | 6884.0802 | 34.8891 | 162 | 0.0047568 | 0.003105 | 0.0019286 | 1774991.7777 | 7.8527 | 7170.1948 | 1265.2334 | 1650.8268 | 1507356.7916 | 265984.1593 | 1445171.7902 | 1582.4661 | 1435435.7321 | 8153.5921 | 786859.7227 | 769.6043 | 782126.2343 | 3963.8841 |  | 4325 | CB 162 | 8443.2809 | 4487.2584 | 1517.5377 | 7089.2291 | 3133.2066 | 163.4858 | 0 | 0 | 0 | 1354.0518 | 7.8527 | 3.5208 | 1.0788 | 35.2035 | 2.5019 | 0.059907 | 0 | 0 | 0 | 1.0189 | 1265.2334 | 1242.9138 | 1230.3443 | 35.2035 | 12.8838 | 0.31439 | 0 | 0 | 0 | 1230.0299 | 7170.1948 | 3240.8239 | 286.1145 | 7047.1918 | 3117.8209 | 163.1116 | 0 | 0 | 0 | 123.003 | 0.0028932 | 0.0012414 | 6.5e-05 | 0 | 0 | 0 | 0.0018636 | 5000000 | scaled
CB 163 | 56872.3751 | 50429.155 | 0 | 6443.2201 | 88.67% | 0% | 11.33% | 28790.7443 | 49275.9269 | 392.6512 | 26389.6961 | 2008.397 | 667.3784 | 45195.0803 | 3413.4683 | 163 | 0.038275 | 0.020573 | 0.0097042 | 1485896.0744 | 690.7615 | 46820.5062 | 9361.1074 | 18047.4219 | 1223272.3943 | 244576.2583 | 1364988.2767 | 18615.8517 | 1251152.9893 | 95219.4356 | 782800.0384 | 10602.0088 | 717971.4877 | 54226.5419 |  | 4326 | CB 163 | 56872.3751 | 28081.6308 | 7596.4481 | 50429.155 | 21638.4108 | 1153.2281 | 0 | 0 | 0 | 6443.2201 | 690.7615 | 298.1103 | 23.3831 | 3508.0421 | 293.262 | 18.5348 | 0 | 0 | 0 | 4.8483 | 9361.1074 | 7352.7103 | 5947.6391 | 3508.0421 | 1499.6451 | 94.5738 | 0 | 0 | 0 | 5853.0652 | 46820.5062 | 20430.8102 | 1625.426 | 46235.1997 | 19845.5037 | 1040.1194 | 0 | 0 | 0 | 585.3065 | 0.029172 | 0.01147 | 0.0006012 | 0 | 0 | 0 | 0.009103 | 5000000 | scaled
CB 164 | 5356.2394 | 4257.8089 | 0 | 1098.4305 | 79.49% | 0% | 20.51% | 2517.5073 | 4170.991 | 26.0929 | 2356.3793 | 135.035 | 37.8196 | 3937.0822 | 196.0891 | 164 | 0.0047404 | 0.0028612 | 0.0016346 | 1129912.9604 | 38.6462 | 4123.6823 | 1193.911 | 8152.5111 | 869901.7558 | 251858.6935 | 992147.3965 | 10283.2045 | 928646.9987 | 53217.1934 | 725099.987 | 6574.6997 | 684436.4493 | 34088.8379 |  | 4327 | CB 164 | 5356.2394 | 2838.7321 | 1185.2484 | 4257.8089 | 1740.3016 | 86.8179 | 0 | 0 | 0 | 1098.4305 | 38.6462 | 12.5532 | 0.82653 | 196.0891 | 11.7267 | 0 | 0 | 0 | 0 | 0.82653 | 1193.911 | 1058.8759 | 997.8218 | 196.0891 | 61.0541 | 0 | 0 | 0 | 0 | 997.8218 | 4123.6823 | 1767.303 | 186.6001 | 4023.9001 | 1667.5208 | 86.8179 | 0 | 0 | 0 | 99.7822 | 0.003173 | 0.0012938 | 6.72e-05 | 0 | 0 | 0 | 0.0015674 | 5000000 | scaled
CB 165 | 0 | 0 | 0 | 0 | 0% | 0% | 0% | 0 | 0 | 0 | 0 | 0 | 0 | 0 | 0 | 165 | 0 | 0 | 0 | 0 | 0 | 0 | 0 | 0 | 0 | 0 | 0 | 0 | 0 | 0 | 0 | 0 | 0 | 0 |  | 4328 | CB 165 | 0 | 0 | 0 | 0 | 0 | 0 | 0 | 0 | 0 | 0 | 0 | 0 | 0 | 0 | 0 | 0 | 0 | 0 | 0 | 0 | 0 | 0 | 0 | 0 | 0 | 0 | 0 | 0 | 0 | 0 | 0 | 0 | 0 | 0 | 0 | 0 | 0 | 0 | 0 | 0 | 0 | 0 | 0 | 0 | 0 | 0 | 0 | 5000000 | scaled
CB 166 | 21656.615 | 17851.3809 | 0 | 3805.2341 | 82.43% | 0% | 17.57% | 11016.557 | 17495.8167 | 6.2523 | 10978.1648 | 32.1398 | 9.78 | 17435.7904 | 50.2463 | 166 | 0.015112 | 0.009096 | 0.005556 | 1433036.117 | 12.7809 | 18136.1715 | 3507.6626 | 845.7222 | 1200085.4591 | 232104.9357 | 1169751.3261 | 663.8798 | 1165674.8022 | 3412.6441 | 748883.7811 | 418.6202 | 746314.4368 | 2150.7241 |  | 4329 | CB 166 | 21656.615 | 10640.0581 | 4160.7983 | 17851.3809 | 6834.8239 | 355.5641 | 0 | 0 | 0 | 3805.2341 | 12.7809 | 6.5286 | 3.0009 | 50.9619 | 3.6652 | 0.13755 | 0 | 0 | 0 | 2.8633 | 3507.6626 | 3475.5228 | 3457.4163 | 50.9619 | 18.8221 | 0.71553 | 0 | 0 | 0 | 3456.7008 | 18136.1715 | 7158.0067 | 700.3811 | 17790.5014 | 6812.3366 | 354.7111 | 0 | 0 | 0 | 345.6701 | 0.0097508 | 0.0037344 | 0.0001944 | 0 | 0 | 0 | 0.0053616 | 5000000 | scaled
CB 167 | 0 | 0 | 0 | 0 | 0% | 0% | 0% | 0 | 0 | 0 | 0 | 0 | 0 | 0 | 0 | 167 | 0 | 0 | 0 | 0 | 0 | 0 | 0 | 0 | 0 | 0 | 0 | 0 | 0 | 0 | 0 | 0 | 0 | 0 |  | 4330 | CB 167 | 0 | 0 | 0 | 0 | 0 | 0 | 0 | 0 | 0 | 0 | 0 | 0 | 0 | 0 | 0 | 0 | 0 | 0 | 0 | 0 | 0 | 0 | 0 | 0 | 0 | 0 | 0 | 0 | 0 | 0 | 0 | 0 | 0 | 0 | 0 | 0 | 0 | 0 | 0 | 0 | 0 | 0 | 0 | 0 | 0 | 0 | 0 | 5000000 | scaled
CB 168 | 32748.5843 | 27172.0315 | 0 | 5576.5528 | 82.97% | 0% | 17.03% | 16019.5129 | 26567.7588 | 166.792 | 15000.2373 | 852.4836 | 263.0714 | 24960.0675 | 1344.6199 | 168 | 0.023992 | 0.01409 | 0.008101 | 1364979.3397 | 275.6657 | 26019.6134 | 6453.3052 | 11489.9002 | 1084512.063 | 268977.3765 | 1187334.7307 | 12362.2919 | 1111788.0347 | 63184.4041 | 762970.6904 | 7554.8622 | 716801.1457 | 38614.6825 |  | 4331 | CB 168 | 32748.5843 | 16729.0714 | 6180.8256 | 27172.0315 | 11152.5186 | 604.2728 | 0 | 0 | 0 | 5576.5528 | 275.6657 | 108.8737 | 12.5943 | 1387.5265 | 104.6775 | 8.3981 | 0 | 0 | 0 | 4.1962 | 6453.3052 | 5600.8216 | 5108.6853 | 1387.5265 | 535.0429 | 42.9066 | 0 | 0 | 0 | 5065.7787 | 26019.6134 | 11019.3761 | 1059.5459 | 25513.0355 | 10512.7982 | 552.9681 | 0 | 0 | 0 | 506.5779 | 0.01622 | 0.0063176 | 0.000329 | 0 | 0 | 0 | 0.007772 | 5000000 | scaled
CB 169 | 473.3045 | 177.92 | 0 | 295.3845 | 37.59% | 0% | 62.41% | 103.7117 | 170.0905 | 5.396 | 70.6384 | 27.6773 | 9.5061 | 111.8455 | 48.7389 | 169 | 0.0007436 | 0.0005366 | 0.0004152 | 636504.1156 | 10.5641 | 141.3826 | 321.3577 | 14206.7032 | 190132.6221 | 432164.7903 | 688767.6335 | 35835.9075 | 469122.1113 | 183809.6147 | 730284.1554 | 40814.6309 | 480208.9867 | 209260.5378 |  | 4332 | CB 169 | 473.3045 | 369.5927 | 303.214 | 177.92 | 74.2082 | 7.8295 | 0 | 0 | 0 | 295.3845 | 10.5641 | 5.1681 | 1.058 | 53.0284 | 4.9458 | 0.8357 | 0 | 0 | 0 | 0.22227 | 321.3577 | 293.6805 | 272.6189 | 53.0284 | 25.3512 | 4.2896 | 0 | 0 | 0 | 268.3293 | 141.3826 | 70.7442 | 29.5371 | 114.5497 | 43.9112 | 2.7042 | 0 | 0 | 0 | 26.8329 | 0.0003354 | 0.0001284 | 7e-06 | 0 | 0 | 0 | 0.0004082 | 5000000 | scaled
CB 170 | 0 | 0 | 0 | 0 | 0% | 0% | 0% | 0 | 0 | 0 | 0 | 0 | 0 | 0 | 0 | 170 | 0 | 0 | 0 | 0 | 0 | 0 | 0 | 0 | 0 | 0 | 0 | 0 | 0 | 0 | 0 | 0 | 0 | 0 |  | 4333 | CB 170 | 0 | 0 | 0 | 0 | 0 | 0 | 0 | 0 | 0 | 0 | 0 | 0 | 0 | 0 | 0 | 0 | 0 | 0 | 0 | 0 | 0 | 0 | 0 | 0 | 0 | 0 | 0 | 0 | 0 | 0 | 0 | 0 | 0 | 0 | 0 | 0 | 0 | 0 | 0 | 0 | 0 | 0 | 0 | 0 | 0 | 0 | 0 | 5000000 | scaled
CB 171 | 113919.2177 | 38508.568 | 73239.22 | 2171.4297 | 33.8% | 64.29% | 1.906% | 51978.2793 | 105355.9972 | 1649.0094 | 38995.7136 | 11333.5562 | 3024.8058 | 80936.8568 | 21394.3346 | 171 | 0.040057 | 0.023096 | 0.005785 | 2843899.4457 | 3130.4277 | 86463.5478 | 24325.2421 | 78148.5505 | 2158491.2603 | 607259.6348 | 2681867.0766 | 85082.1556 | 2012019.6741 | 584765.2469 | 1480245.545 | 42498.3426 | 1137158.063 | 300589.1394 |  | 4334 | CB 171 | 113919.2177 | 61940.9384 | 8563.2205 | 38508.568 | 19156.9636 | 1141.4941 | 73239.22 | 40612.5451 | 5250.2967 | 2171.4297 | 3130.4277 | 1481.4183 | 105.622 | 16147.5056 | 1428.5374 | 97.3629 | 92.4171 | 51.2471 | 6.6251 | 1.6339 | 24325.2421 | 12991.6859 | 2930.9075 | 16147.5056 | 7578.2453 | 513.5343 | 6205.1949 | 3440.899 | 444.8315 | 1972.5416 | 86463.5478 | 47467.8342 | 5526.691 | 19324.6857 | 10150.181 | 530.5968 | 66941.6079 | 37120.399 | 4798.8401 | 197.2542 | 0.012629 | 0.0062078 | 0.0003236 | 0.024408 | 0.013868 | 0.0024408 | 0.0030206 | 5000000 | scaled
CB 172 | 28309.7511 | 19944.7392 | 5320.4521 | 3044.5597 | 70.45% | 18.79% | 10.75% | 14460.808 | 24498.982 | 911.5043 | 8142.1564 | 5407.1473 | 1414.504 | 14485.7313 | 8598.7467 | 172 | 0.048261 | 0.025883 | 0.0071282 | 586596.8614 | 1441.4386 | 15308.5227 | 11559.7898 | 29867.5651 | 317202.7667 | 239526.5296 | 535063.5606 | 33726.5203 | 301267.4799 | 200069.5603 | 534604.6798 | 30866.608 | 316100.4706 | 187637.6012 |  | 4335 | CB 172 | 28309.7511 | 13848.9431 | 3810.7691 | 19944.7392 | 7855.1901 | 384.7539 | 5320.4521 | 2949.1933 | 381.4554 | 3044.5597 | 1441.4386 | 529.9343 | 26.9345 | 7854.9802 | 518.6676 | 23.4826 | 16.1926 | 8.9757 | 1.1609 | 2.2909 | 11559.7898 | 6152.6425 | 2961.0432 | 7854.9802 | 2866.3827 | 128.0137 | 939.1108 | 520.5609 | 67.3305 | 2765.6989 | 15308.5227 | 7166.3663 | 822.7914 | 10666.804 | 4470.1398 | 233.2576 | 4365.1488 | 2419.6567 | 312.9639 | 276.5699 | 0.019483 | 0.0076868 | 0.0004016 | 0.024501 | 0.01392 | 0.0024502 | 0.0042764 | 5000000 | scaled
CB 173 | 0 | 0 | 0 | 0 | 0% | 0% | 0% | 0 | 0 | 0 | 0 | 0 | 0 | 0 | 0 | 173 | 0 | 0 | 0 | 0 | 0 | 0 | 0 | 0 | 0 | 0 | 0 | 0 | 0 | 0 | 0 | 0 | 0 | 0 |  | 4336 | CB 173 | 0 | 0 | 0 | 0 | 0 | 0 | 0 | 0 | 0 | 0 | 0 | 0 | 0 | 0 | 0 | 0 | 0 | 0 | 0 | 0 | 0 | 0 | 0 | 0 | 0 | 0 | 0 | 0 | 0 | 0 | 0 | 0 | 0 | 0 | 0 | 0 | 0 | 0 | 0 | 0 | 0 | 0 | 0 | 0 | 0 | 0 | 0 | 5000000 | scaled
CB 175 | 1236507.4611 | 1040412.879 | 193584.9974 | 2509.5847 | 84.14% | 15.66% | 0.203% | 594958.6906 | 1176429.8842 | 93044.7524 | 87410.1505 | 414503.7876 | 182316.2423 | 181092.2764 | 813021.3656 | 175 | 0.16723 | 0.096106 | 0.01931 | 7393964.4395 | 189586.9416 | 198318.962 | 848601.5575 | 1133676.2199 | 1185891.2291 | 5074396.9904 | 6675442.7987 | 1043963.106 | 980742.8132 | 4650736.8794 | 3111280.24 | 482168.066 | 478931.0682 | 2150181.1058 |  | 4337 | CB 175 | 1236507.4611 | 641548.7705 | 60077.5769 | 1040412.879 | 529657.4175 | 39559.4044 | 193584.9974 | 109381.7683 | 18008.5878 | 2509.5847 | 189586.9416 | 96542.1892 | 7270.6993 | 829246.7186 | 96357.4886 | 7238.7128 | 323.543 | 182.8122 | 30.0982 | 1.8884 | 848601.5575 | 434097.7699 | 35580.1919 | 829246.7186 | 422170.0552 | 31712.0251 | 17075.1149 | 9647.9907 | 1588.4429 | 2279.7239 | 198318.962 | 110908.8115 | 17226.6857 | 21904.6501 | 11129.8737 | 608.6665 | 176186.3395 | 99550.9654 | 16390.0468 | 227.9724 | 0.0075652 | 0.0038502 | 0.0002004 | 0.15618 | 0.088764 | 0.015618 | 0.0034916 | 5000000 | scaled
CB 176 | 15554.4177 | 720.3462 | 14757.9596 | 76.1119 | 4.631% | 94.88% | 0.4893% | 2278.5134 | 4267.4165 | 87.0986 | 1608.041 | 583.3738 | 102.0149 | 3358.5275 | 806.8742 | 176 | 0.032585 | 0.032569 | 0.032451 | 477354.8772 | 112.9396 | 13613.7647 | 1827.7134 | 3466.043 | 417797.5092 | 56091.325 | 407628.9537 | 15582.0459 | 287680.5919 | 104366.316 | 347812.4579 | 8314.6418 | 273734.1662 | 65763.65 |  | 4338 | CB 176 | 15554.4177 | 13275.9043 | 11287.0012 | 720.3462 | 158.2249 | 4.2253 | 14757.9596 | 13041.5676 | 11206.6639 | 76.1119 | 112.9396 | 25.8411 | 10.9248 | 505.289 | 13.1369 | 0 | 14.3113 | 12.6469 | 10.8675 | 0.057272 | 1827.7134 | 1244.3396 | 1020.8392 | 505.289 | 67.6757 | 0 | 1253.2838 | 1107.5234 | 951.6986 | 69.1406 | 13613.7647 | 12005.7237 | 10255.2372 | 116.4861 | 77.4123 | 4.2253 | 13490.3645 | 11921.3973 | 10244.0978 | 6.9141 | 0.0001398 | 0.0001238 | 6.6e-06 | 0.032346 | 0.032346 | 0.032346 | 9.9e-05 | 5000000 | scaled
CB 177 | 0 | 0 | 0 | 0 | 0% | 0% | 0% | 0 | 0 | 0 | 0 | 0 | 0 | 0 | 0 | 177 | 0 | 0 | 0 | 0 | 0 | 0 | 0 | 0 | 0 | 0 | 0 | 0 | 0 | 0 | 0 | 0 | 0 | 0 |  | 4339 | CB 177 | 0 | 0 | 0 | 0 | 0 | 0 | 0 | 0 | 0 | 0 | 0 | 0 | 0 | 0 | 0 | 0 | 0 | 0 | 0 | 0 | 0 | 0 | 0 | 0 | 0 | 0 | 0 | 0 | 0 | 0 | 0 | 0 | 0 | 0 | 0 | 0 | 0 | 0 | 0 | 0 | 0 | 0 | 0 | 0 | 0 | 0 | 0 | 5000000 | scaled
CB 178 | 644514.0314 | 642158.1693 | 0 | 2355.8621 | 99.63% | 0% | 0.3655% | 212734.8436 | 626825.0111 | 49782.5867 | 7251.8331 | 155700.4238 | 146936.4939 | 20287.6087 | 459600.9085 | 178 | 0.013511 | 0.010062 | 0.0037124 | 47701498.8353 | 150480.8402 | 21200.6108 | 472832.5804 | 11137324.0494 | 1569090.6077 | 34995084.1782 | 42911012.2833 | 10041708.042 | 1462776.3543 | 31406527.8871 | 4764847.618 | 1116946.5011 | 154217.4644 | 3493683.6525 |  | 4340 | CB 178 | 644514.0314 | 431779.1878 | 17689.0203 | 642158.1693 | 429423.3257 | 15333.1582 | 0 | 0 | 0 | 2355.8621 | 150480.8402 | 100698.2535 | 3544.3463 | 470692.4991 | 100696.4807 | 3542.5736 | 0 | 0 | 0 | 1.7727 | 472832.5804 | 317132.1566 | 13231.6719 | 470692.4991 | 314992.0753 | 11091.5906 | 0 | 0 | 0 | 2140.0813 | 21200.6108 | 13948.7777 | 913.0022 | 20986.6027 | 13734.7696 | 698.994 | 0 | 0 | 0 | 214.0081 | 0.010148 | 0.006699 | 0.0003492 | 0 | 0 | 0 | 0.0033632 | 5000000 | scaled
CB 179 | 0 | 0 | 0 | 0 | 0% | 0% | 0% | 0 | 0 | 0 | 0 | 0 | 0 | 0 | 0 | 179 | 0 | 0 | 0 | 0 | 0 | 0 | 0 | 0 | 0 | 0 | 0 | 0 | 0 | 0 | 0 | 0 | 0 | 0 |  | 4341 | CB 179 | 0 | 0 | 0 | 0 | 0 | 0 | 0 | 0 | 0 | 0 | 0 | 0 | 0 | 0 | 0 | 0 | 0 | 0 | 0 | 0 | 0 | 0 | 0 | 0 | 0 | 0 | 0 | 0 | 0 | 0 | 0 | 0 | 0 | 0 | 0 | 0 | 0 | 0 | 0 | 0 | 0 | 0 | 0 | 0 | 0 | 0 | 0 | 5000000 | scaled
CB 180 | 7712.1587 | 7002.464 | 0 | 709.6947 | 90.8% | 0% | 9.202% | 3648.5029 | 6812.1098 | 41.5264 | 3393.5062 | 213.4702 | 70.3985 | 6379.4495 | 362.2618 | 180 | 0.0030172 | 0.001916 | 0.0010446 | 2556064.7979 | 75.1605 | 6608.252 | 1028.7461 | 24910.6892 | 2190193.5705 | 340960.5382 | 2120905.9493 | 24139.6708 | 1972674.2067 | 124092.0718 | 861620.6293 | 8904.2627 | 806896.1652 | 45820.2014 |  | 4342 | CB 180 | 7712.1587 | 4063.6558 | 900.0489 | 7002.464 | 3353.9611 | 190.3542 | 0 | 0 | 0 | 709.6947 | 75.1605 | 33.6341 | 4.762 | 384.0546 | 33.1001 | 4.228 | 0 | 0 | 0 | 0.53402 | 1028.7461 | 815.2759 | 666.4843 | 384.0546 | 170.5844 | 21.7928 | 0 | 0 | 0 | 644.6915 | 6608.252 | 3214.7458 | 228.8026 | 6543.7829 | 3150.2766 | 164.3334 | 0 | 0 | 0 | 64.4691 | 0.0020204 | 0.0009192 | 4.78e-05 | 0 | 0 | 0 | 0.0009968 | 5000000 | scaled
CB 181 | 2833.5148 | 2332.6121 | 0 | 500.9027 | 82.32% | 0% | 17.68% | 1492.0783 | 2291.0907 | 37.4594 | 1261.4491 | 193.1697 | 46.8187 | 2002.8474 | 241.4246 | 181 | 0.0024946 | 0.001405 | 0.0007644 | 1135859.3601 | 47.3194 | 2089.1058 | 697.0896 | 18968.7399 | 837451.2091 | 279439.4112 | 954759.0775 | 23969.7359 | 807182.8525 | 123606.4891 | 709607.5628 | 14500.9266 | 620331.4581 | 74775.178 |  | 4343 | CB 181 | 2833.5148 | 1341.4365 | 542.424 | 2332.6121 | 840.5338 | 41.5213 | 0 | 0 | 0 | 500.9027 | 47.3194 | 9.86 | 0.50067 | 242.0661 | 9.4831 | 0.12376 | 0 | 0 | 0 | 0.37691 | 697.0896 | 503.9198 | 455.665 | 242.0661 | 48.8964 | 0.64154 | 0 | 0 | 0 | 455.0234 | 2089.1058 | 827.6567 | 86.2584 | 2043.6034 | 782.1543 | 40.756 | 0 | 0 | 0 | 45.5023 | 0.0017656 | 0.000676 | 3.54e-05 | 0 | 0 | 0 | 0.000729 | 5000000 | scaled
CB 182 | 0 | 0 | 0 | 0 | 0% | 0% | 0% | 0 | 0 | 0 | 0 | 0 | 0 | 0 | 0 | 182 | 0 | 0 | 0 | 0 | 0 | 0 | 0 | 0 | 0 | 0 | 0 | 0 | 0 | 0 | 0 | 0 | 0 | 0 |  | 4344 | CB 182 | 0 | 0 | 0 | 0 | 0 | 0 | 0 | 0 | 0 | 0 | 0 | 0 | 0 | 0 | 0 | 0 | 0 | 0 | 0 | 0 | 0 | 0 | 0 | 0 | 0 | 0 | 0 | 0 | 0 | 0 | 0 | 0 | 0 | 0 | 0 | 0 | 0 | 0 | 0 | 0 | 0 | 0 | 0 | 0 | 0 | 0 | 0 | 5000000 | scaled
CB 183 | 128802.1053 | 29181.678 | 97598.2373 | 2022.1901 | 22.66% | 75.77% | 1.57% | 63004.6112 | 119940.3131 | 2061.1987 | 45697.7813 | 15245.6312 | 2875.3503 | 92557.8568 | 24507.106 | 183 | 0.022326 | 0.013053 | 0.0043946 | 5769204.476 | 2897.1047 | 98759.8338 | 27145.1668 | 129764.8772 | 4423574.2407 | 1215865.358 | 5040640.2991 | 164904.7746 | 3656019.3526 | 1219716.1719 | 2016518.4865 | 48342.3541 | 1556145.9237 | 412030.2087 |  | 4345 | CB 183 | 128802.1053 | 65797.4941 | 8861.7921 | 29181.678 | 9795.8989 | 331.7557 | 97598.2373 | 53979.4051 | 6507.8464 | 2022.1901 | 2897.1047 | 835.906 | 21.7544 | 14067.7656 | 749.8243 | 10.038 | 152.89 | 84.56 | 10.1947 | 1.5216 | 27145.1668 | 11899.5356 | 2638.0608 | 14067.7656 | 3845.7335 | 51.5781 | 11240.43 | 6216.8307 | 749.5114 | 1836.9713 | 98759.8338 | 53062.0525 | 6201.9769 | 12371.2194 | 5200.3411 | 270.1395 | 86204.9173 | 47678.0143 | 5748.1403 | 183.6971 | 0.0054056 | 0.0021858 | 0.0001142 | 0.014044 | 0.0079916 | 0.0014044 | 0.002876 | 5000000 | scaled
CB 184 | 52486.6198 | 379.5662 | 51756.426 | 350.6275 | 0.7232% | 98.61% | 0.668% | 23349.7392 | 48676.5626 | 38.3564 | 18548.2696 | 4763.1133 | 80.5193 | 38641.5537 | 9954.4896 | 184 | 0.015821 | 0.0090812 | 0.0019426 | 3317528.5867 | 86.495 | 41416.0009 | 10984.1239 | 5467.1021 | 2617786.5406 | 694274.944 | 3208483.5237 | 5270.5421 | 2548714.4314 | 654498.5503 | 1961318.422 | 3244.3552 | 1556979.1096 | 401094.9572 |  | 4346 | CB 184 | 52486.6198 | 29136.8806 | 3810.0572 | 379.5662 | 147.4577 | 7.6318 | 51756.426 | 28638.7954 | 3451.7979 | 350.6275 | 86.495 | 48.1387 | 5.9757 | 5.4659 | 0.74648 | 0.03153 | 85.171 | 47.1283 | 5.6803 | 0.26384 | 10984.1239 | 6221.0106 | 1029.6343 | 5.4659 | 3.835 | 0.16343 | 10660.1455 | 5898.6632 | 710.9584 | 318.5124 | 41416.0009 | 22867.7313 | 2774.4472 | 373.0401 | 142.8762 | 7.4368 | 41011.1095 | 22693.0038 | 2735.1591 | 31.8512 | 0.0012086 | 0.000546 | 2.86e-05 | 0.014109 | 0.0080322 | 0.001411 | 0.000503 | 5000000 | scaled
CB 185 | 396850.6102 | 317222.1204 | 76572.0643 | 3056.4256 | 79.93% | 19.29% | 0.7702% | 165345.8219 | 380220.3229 | 22350.9958 | 31002.2971 | 111992.529 | 52763.4143 | 64256.7422 | 263200.1664 | 185 | 0.027797 | 0.017011 | 0.005941 | 14276845.1831 | 54217.5549 | 69030.6153 | 273602.4401 | 1950496.2756 | 2483401.5158 | 9842947.3916 | 13609442.833 | 1839687.2422 | 2551766.87 | 9217988.7208 | 2799240.4036 | 388452.3583 | 473068.0035 | 1937720.0417 |  | 4347 | CB 185 | 396850.6102 | 231504.7883 | 16630.2872 | 317222.1204 | 186091.5592 | 8467.8221 | 76572.0643 | 42356.8035 | 5106.0396 | 3056.4256 | 54217.5549 | 31866.5591 | 1454.1406 | 261165.149 | 31813.1062 | 1445.6743 | 92.4737 | 51.153 | 6.1664 | 2.2999 | 273602.4401 | 161609.911 | 10402.2736 | 261165.149 | 153489.4324 | 6981.5857 | 9660.8132 | 5344.0007 | 644.2101 | 2776.4779 | 69030.6153 | 38028.3181 | 4773.873 | 1934.1901 | 789.0206 | 40.5621 | 66818.7774 | 36961.6497 | 4455.6631 | 277.6478 | 0.0094568 | 0.004725 | 0.0002466 | 0.014051 | 0.0079962 | 0.001405 | 0.0042894 | 5000000 | scaled
CB 186 | 92389.4366 | 89279.1193 | 0 | 3110.3173 | 96.63% | 0% | 3.367% | 48181.2769 | 87244.9575 | 7630.7573 | 15744.5923 | 24805.9273 | 13370.8242 | 30405.388 | 43468.7453 | 186 | 0.015082 | 0.0093158 | 0.0046272 | 6125645.5589 | 13661.4098 | 31496.5846 | 47231.4421 | 905784.8744 | 2088300.5788 | 3131560.1057 | 4745503.3074 | 751573.7682 | 1550727.1668 | 2443202.3724 | 1111790.9463 | 170388.7734 | 387465.7755 | 553936.3975 |  | 4348 | CB 186 | 92389.4366 | 44208.1597 | 5144.4791 | 89279.1193 | 41097.8424 | 2034.1617 | 0 | 0 | 0 | 3110.3173 | 13661.4098 | 6030.6525 | 290.5856 | 44406.0086 | 6028.3121 | 288.2452 | 0 | 0 | 0 | 2.3404 | 47231.4421 | 22425.5149 | 3762.6968 | 44406.0086 | 19600.0813 | 937.2633 | 0 | 0 | 0 | 2825.4336 | 31496.5846 | 15751.9923 | 1091.1966 | 31214.0413 | 15469.449 | 808.6533 | 0 | 0 | 0 | 282.5434 | 0.010714 | 0.0049472 | 0.0002586 | 0 | 0 | 0 | 0.0043686 | 5000000 | scaled
CB 187 | 43460.5328 | 39336.1542 | 0 | 4124.3786 | 90.51% | 0% | 9.49% | 22542.8979 | 38496.5418 | 2291.8396 | 9262.0244 | 10989.0339 | 3729.534 | 16889.71 | 17877.2979 | 187 | 0.017469 | 0.010855 | 0.0061252 | 2487809.1289 | 3804.7922 | 17686.2223 | 21969.5183 | 217797.5319 | 1012411.5467 | 1257600.0503 | 1927075.6051 | 195917.5014 | 791762.504 | 939395.5997 | 810421.0455 | 78513.3599 | 355558.5972 | 376349.0884 |  | 4349 | CB 187 | 43460.5328 | 20917.6349 | 4963.991 | 39336.1542 | 16793.2563 | 839.6124 | 0 | 0 | 0 | 4124.3786 | 3804.7922 | 1512.9526 | 75.2582 | 18222.9046 | 1509.8491 | 72.1547 | 0 | 0 | 0 | 3.1035 | 21969.5183 | 10980.4844 | 4092.2205 | 18222.9046 | 7233.8707 | 345.6067 | 0 | 0 | 0 | 3746.6137 | 17686.2223 | 8424.1979 | 796.5123 | 17311.5609 | 8049.5365 | 421.8509 | 0 | 0 | 0 | 374.6614 | 0.011605 | 0.00499 | 0.0002606 | 0 | 0 | 0 | 0.0058646 | 5000000 | scaled
CB 188 | 378367.0116 | 371687.2126 | 0 | 6679.799 | 98.23% | 0% | 1.765% | 213905.3291 | 361332.2913 | 41753.8484 | 13493.0443 | 158658.4364 | 70171.9565 | 24511.2912 | 266649.0436 | 188 | 0.035993 | 0.020789 | 0.010048 | 10512238.8136 | 72208.9586 | 25721.574 | 280436.479 | 2006194.4992 | 714627.1209 | 7791417.1934 | 7911071.4668 | 1544223.7005 | 499026.5477 | 5867821.2185 | 1695334.4251 | 329239.6955 | 115004.4896 | 1251090.24 |  | 4350 | CB 188 | 378367.0116 | 164461.6825 | 17034.7203 | 371687.2126 | 157781.8835 | 10354.9213 | 0 | 0 | 0 | 6679.799 | 72208.9586 | 30455.1102 | 2037.0021 | 274368.5039 | 30450.0839 | 2031.9758 | 0 | 0 | 0 | 5.0263 | 280436.479 | 121778.0427 | 13787.4354 | 274368.5039 | 115710.0675 | 7719.4603 | 0 | 0 | 0 | 6067.9751 | 25721.574 | 12228.5296 | 1210.2828 | 25114.7764 | 11621.7321 | 603.4853 | 0 | 0 | 0 | 606.7975 | 0.026561 | 0.011357 | 0.000616 | 0 | 0 | 0 | 0.009432 | 5000000 | scaled
CB 189 | 36550.2685 | 35325.0943 | 0 | 1225.1742 | 96.65% | 0% | 3.352% | 19096.5251 | 34438.2511 | 2350.7114 | 4738.254 | 12007.5597 | 4171.3114 | 8956.6632 | 21310.2766 | 189 | 0.0052996 | 0.0033264 | 0.001819 | 6896797.5912 | 4279.4823 | 9300.0223 | 22970.7639 | 807510.4386 | 1754853.6291 | 4334433.5235 | 5247036.8561 | 645890.7637 | 1301901.4321 | 3299244.6602 | 1161087.0629 | 140635.9373 | 301974.2692 | 718476.8564 |  | 4351 | CB 189 | 36550.2685 | 17453.7434 | 2112.0174 | 35325.0943 | 16228.5692 | 886.8432 | 0 | 0 | 0 | 1225.1742 | 4279.4823 | 1928.771 | 108.1709 | 21857.8073 | 1927.849 | 107.249 | 0 | 0 | 0 | 0.9219 | 22970.7639 | 10963.2042 | 1660.4873 | 21857.8073 | 9850.2475 | 547.5307 | 0 | 0 | 0 | 1112.9566 | 9300.0223 | 4561.7683 | 343.3591 | 9188.7266 | 4450.4726 | 232.0635 | 0 | 0 | 0 | 111.2957 | 0.003564 | 0.0015908 | 8.34e-05 | 0 | 0 | 0 | 0.0017356 | 5000000 | scaled
CB 190 | 50749.6999 | 49708.4733 | 0 | 1041.2266 | 97.95% | 0% | 2.052% | 29148.3526 | 48705.1091 | 3823.9631 | 13979.5249 | 11344.8646 | 6454.4551 | 23103.7482 | 19146.9058 | 190 | 0.0045876 | 0.0027332 | 0.0015216 | 11062363.7348 | 6581.6998 | 23700.2449 | 20467.7552 | 1434671.6803 | 5166153.3064 | 4461538.748 | 7903317.4503 | 1036833.692 | 3790424.2759 | 3076059.4824 | 1343711.0612 | 178070.0804 | 637402.5772 | 528238.4035 |  | 4352 | CB 190 | 50749.6999 | 21601.3473 | 2044.5908 | 49708.4733 | 20560.1207 | 1003.3642 | 0 | 0 | 0 | 1041.2266 | 6581.6998 | 2757.7367 | 127.2447 | 19521.8978 | 2756.9532 | 126.4612 | 0 | 0 | 0 | 0.78349 | 20467.7552 | 9122.8905 | 1320.8494 | 19521.8978 | 8177.0332 | 374.992 | 0 | 0 | 0 | 945.8573 | 23700.2449 | 9720.72 | 596.4967 | 23605.6592 | 9626.1342 | 501.9109 | 0 | 0 | 0 | 94.5857 | 0.0031326 | 0.0012782 | 6.66e-05 | 0 | 0 | 0 | 0.001455 | 5000000 | scaled
CB 191 | 11195.0038 | 8965.4141 | 0 | 2229.5897 | 80.08% | 0% | 19.92% | 5516.8015 | 8860.8786 | 561.6367 | 2766.0561 | 2189.1087 | 911.936 | 4394.096 | 3554.8466 | 191 | 0.009482 | 0.0055662 | 0.0032622 | 1180658.4901 | 917.0867 | 4684.1462 | 5593.7709 | 96718.6971 | 494004.0274 | 589935.7656 | 1020121.864 | 103853.2652 | 511476.5057 | 404792.0932 | 715506.4776 | 73637.8592 | 354818.5549 | 287050.0635 |  | 4353 | CB 191 | 11195.0038 | 5678.2023 | 2334.1252 | 8965.4141 | 3448.6126 | 104.5355 | 0 | 0 | 0 | 2229.5897 | 917.0867 | 355.45 | 5.1507 | 3568.3963 | 353.7723 | 3.473 | 0 | 0 | 0 | 1.6777 | 5593.7709 | 3404.6623 | 2038.9243 | 3568.3963 | 1379.2877 | 13.5498 | 0 | 0 | 0 | 2025.3746 | 4684.1462 | 1918.09 | 290.0502 | 4481.6087 | 1715.5526 | 87.5128 | 0 | 0 | 0 | 202.5375 | 0.0063464 | 0.0024306 | 0.0001266 | 0 | 0 | 0 | 0.0031356 | 5000000 | scaled
CB 192 | 109581.6433 | 106715.6914 | 0 | 2865.9519 | 97.38% | 0% | 2.615% | 49867.8745 | 103447.6785 | 6951.3942 | 15106.0745 | 27810.4058 | 13948.8622 | 33665.2791 | 55833.5373 | 192 | 0.015026 | 0.0092728 | 0.0042268 | 7292704.9622 | 14400.1783 | 34946.7841 | 60234.6809 | 958337.987 | 2325723.3464 | 4008643.6287 | 6439669.6556 | 897665.742 | 1950717.3825 | 3591286.5311 | 1451207.7211 | 195680.5293 | 472270.7521 | 783256.4397 |  | 4354 | CB 192 | 109581.6433 | 59713.7688 | 6133.9648 | 106715.6914 | 56847.8168 | 3268.0128 | 0 | 0 | 0 | 2865.9519 | 14400.1783 | 7448.784 | 451.3161 | 57631.2305 | 7446.6275 | 449.1596 | 0 | 0 | 0 | 2.1565 | 60234.6809 | 32424.2751 | 4401.1436 | 57631.2305 | 29820.8248 | 1797.6933 | 0 | 0 | 0 | 2603.4504 | 34946.7841 | 19840.7096 | 1281.5051 | 34686.4391 | 19580.3646 | 1021.16 | 0 | 0 | 0 | 260.345 | 0.011077 | 0.0053236 | 0.0002776 | 0 | 0 | 0 | 0.0039492 | 5000000 | scaled
CB 193 | 0 | 0 | 0 | 0 | 0% | 0% | 0% | 0 | 0 | 0 | 0 | 0 | 0 | 0 | 0 | 193 | 0 | 0 | 0 | 0 | 0 | 0 | 0 | 0 | 0 | 0 | 0 | 0 | 0 | 0 | 0 | 0 | 0 | 0 |  | 4355 | CB 193 | 0 | 0 | 0 | 0 | 0 | 0 | 0 | 0 | 0 | 0 | 0 | 0 | 0 | 0 | 0 | 0 | 0 | 0 | 0 | 0 | 0 | 0 | 0 | 0 | 0 | 0 | 0 | 0 | 0 | 0 | 0 | 0 | 0 | 0 | 0 | 0 | 0 | 0 | 0 | 0 | 0 | 0 | 0 | 0 | 0 | 0 | 0 | 5000000 | scaled
CB 194 | 41364.7637 | 37335.206 | 0 | 4029.5577 | 90.26% | 0% | 9.742% | 21831.1628 | 37029.2373 | 2574.2642 | 6027.8724 | 13229.0262 | 4473.3441 | 9569.3627 | 22986.5306 | 194 | 0.018044 | 0.010409 | 0.0059176 | 2292438.6882 | 4494.8323 | 10127.8994 | 26742.0319 | 249103.9866 | 561289.0398 | 1482045.6619 | 1876606.8718 | 221283.7614 | 518155.9477 | 1137167.1627 | 732649.443 | 88508.251 | 189336.5555 | 454804.6365 |  | 4356 | CB 194 | 41364.7637 | 19533.6009 | 4335.5263 | 37335.206 | 15504.0433 | 305.9687 | 0 | 0 | 0 | 4029.5577 | 4494.8323 | 1920.5682 | 21.4883 | 23081.5542 | 1917.5361 | 18.4562 | 0 | 0 | 0 | 3.0321 | 26742.0319 | 13513.0058 | 3755.5013 | 23081.5542 | 9852.528 | 95.0236 | 0 | 0 | 0 | 3660.4778 | 10127.8994 | 4100.027 | 558.5367 | 9761.8517 | 3733.9792 | 192.489 | 0 | 0 | 0 | 366.0478 | 0.012374 | 0.0047392 | 0.0002478 | 0 | 0 | 0 | 0.0056698 | 5000000 | scaled
CB 195 | 363249.5827 | 215997.1207 | 145060.2166 | 2192.2454 | 59.46% | 39.93% | 0.6035% | 184826.0021 | 346750.0557 | 19097.2338 | 62542.162 | 103186.6063 | 33519.0321 | 130320.5806 | 182910.443 | 195 | 0.029402 | 0.016923 | 0.0050234 | 12354419.4586 | 34254.7489 | 139533.7664 | 189461.0673 | 1165032.41 | 4745659.0767 | 6443727.972 | 10543259.5032 | 1089387.2596 | 3567670.332 | 5886201.9116 | 3284533.7746 | 317503.6058 | 1234440.6047 | 1732589.5641 |  | 4357 | CB 195 | 363249.5827 | 178423.5806 | 16499.527 | 215997.1207 | 95880.2072 | 4616.8097 | 145060.2166 | 80351.128 | 9690.4718 | 2192.2454 | 34254.7489 | 15157.5151 | 735.7168 | 174684.1797 | 15058.9545 | 722.3796 | 174.9563 | 96.9111 | 11.6876 | 1.6496 | 189461.0673 | 86274.4611 | 6550.6243 | 174684.1797 | 77200.9564 | 3705.0668 | 12785.4369 | 7082.054 | 854.1068 | 1991.4507 | 139533.7664 | 76991.6044 | 9213.1858 | 7234.7981 | 3620.2963 | 189.3634 | 132099.8233 | 73172.163 | 8824.6774 | 199.1451 | 0.0087992 | 0.0038634 | 0.0002024 | 0.017536 | 0.0099922 | 0.0017536 | 0.0030674 | 5000000 | scaled
CB 196 | 134469.9059 | 4225.1868 | 129822.9262 | 421.7929 | 3.142% | 96.54% | 0.3137% | 59372.454 | 125295.6436 | 210.7477 | 51443.6679 | 7718.0385 | 584.917 | 107837.4441 | 16873.2825 | 196 | 0.019464 | 0.011277 | 0.0023876 | 6908505.0615 | 602.0566 | 115532.2671 | 18335.5822 | 30931.1665 | 5935567.8611 | 942006.0339 | 6659346.6262 | 23637.9259 | 5770036.3225 | 865672.3778 | 3842462.0185 | 17937.7458 | 3307068.5556 | 517455.7171 |  | 4358 | CB 196 | 134469.9059 | 75097.4519 | 9174.2623 | 4225.1868 | 2813.3891 | 82.307 | 129822.9262 | 71862.2699 | 8670.1624 | 421.7929 | 602.0566 | 391.3089 | 17.1396 | 2172.526 | 292.6125 | 4.9528 | 177.727 | 98.3791 | 11.8694 | 0.31739 | 18335.5822 | 10617.5438 | 1462.2998 | 2172.526 | 1499.5696 | 25.2873 | 15779.8967 | 8734.8146 | 1053.8529 | 383.1596 | 115532.2671 | 64088.5992 | 7694.823 | 1628.6485 | 1021.2071 | 52.0669 | 113865.3026 | 63029.0762 | 7604.4401 | 38.316 | 0.0012872 | 0.000671 | 3.5e-05 | 0.017583 | 0.010012 | 0.0017582 | 0.0005944 | 5000000 | scaled
CB 197 | 1919.8274 | 1884.9509 | 0 | 34.8765 | 98.18% | 0% | 1.817% | 645.4947 | 1822.1366 | 51.8582 | 327.2481 | 266.3883 | 140.2432 | 962.3155 | 719.578 | 197 | 0.000314 | 0.0002276 | 5.98e-05 | 6114100.01 | 144.836 | 1000.3604 | 774.631 | 461261.1819 | 3185861.0977 | 2466977.7304 | 5599001.4764 | 449816.5402 | 2838540.4507 | 2310644.4855 | 1633624.9665 | 125734.1376 | 862757.7944 | 645133.0346 |  | 4359 | CB 197 | 1919.8274 | 1274.3327 | 97.6908 | 1884.9509 | 1239.4562 | 62.8142 | 0 | 0 | 0 | 34.8765 | 144.836 | 92.9778 | 4.5928 | 742.9489 | 92.9516 | 4.5666 | 0 | 0 | 0 | 0.026243 | 774.631 | 508.2427 | 55.053 | 742.9489 | 476.5606 | 23.371 | 0 | 0 | 0 | 31.6821 | 1000.3604 | 673.1123 | 38.0449 | 997.1922 | 669.9441 | 34.8767 | 0 | 0 | 0 | 3.1682 | 0.0002634 | 0.000177 | 9.2e-06 | 0 | 0 | 0 | 5.06e-05 | 5000000 | scaled
CB 198 | 42398.8576 | 40401.1171 | 0 | 1997.7404 | 95.29% | 0% | 4.712% | 23350.4255 | 39549.1109 | 4577.8354 | 5184.3469 | 13588.2432 | 7846.2411 | 8416.1647 | 23286.7051 | 198 | 0.0090942 | 0.0053718 | 0.0030044 | 4662186.6201 | 8017.6462 | 8775.662 | 25605.5493 | 881621.9309 | 964973.505 | 2815591.1843 | 3546005.44 | 695192.0096 | 787297.1067 | 2063516.3236 | 948524.3873 | 188179.9824 | 201848.7219 | 558495.6831 |  | 4360 | CB 198 | 42398.8576 | 19048.432 | 2849.7467 | 40401.1171 | 17050.6916 | 852.0063 | 0 | 0 | 0 | 1997.7404 | 8017.6462 | 3439.8108 | 171.4051 | 23790.7883 | 3438.3075 | 169.9019 | 0 | 0 | 0 | 1.5032 | 25605.5493 | 12017.3062 | 2318.8442 | 23790.7883 | 10202.5451 | 504.0832 | 0 | 0 | 0 | 1814.7611 | 8775.662 | 3591.3151 | 359.4973 | 8594.1859 | 3409.839 | 178.0212 | 0 | 0 | 0 | 181.4761 | 0.0062204 | 0.002498 | 0.0001306 | 0 | 0 | 0 | 0.0028738 | 5000000 | scaled
CB 199 | 86249.1877 | 82181.7891 | 0 | 4067.3986 | 95.28% | 0% | 4.716% | 48423.9275 | 80243.4795 | 11397.3489 | 1238.925 | 35787.6536 | 18893.9696 | 2018.0212 | 59331.4887 | 199 | 0.019491 | 0.011188 | 0.0059892 | 4425032.2029 | 19355.3784 | 2429.9548 | 64463.8545 | 993031.6463 | 124669.3265 | 3307331.2301 | 3380877.738 | 795743.8632 | 86499.6752 | 2498634.1997 | 1002756.3256 | 236107.0039 | 25218.0435 | 741431.2782 |  | 4361 | CB 199 | 86249.1877 | 37825.2601 | 6005.7082 | 82181.7891 | 33757.8615 | 1938.3096 | 0 | 0 | 0 | 4067.3986 | 19355.3784 | 7958.0295 | 461.4088 | 60769.0017 | 7954.9689 | 458.3482 | 0 | 0 | 0 | 3.0606 | 64463.8545 | 28676.2008 | 5132.3658 | 60769.0017 | 24981.3481 | 1437.5131 | 0 | 0 | 0 | 3694.8527 | 2429.9548 | 1191.0298 | 411.9335 | 2060.4695 | 821.5445 | 42.4483 | 0 | 0 | 0 | 369.4853 | 0.013788 | 0.005485 | 0.0002862 | 0 | 0 | 0 | 0.005703 | 5000000 | scaled
CB 20 | 0 | 0 | 0 | 0 | 0% | 0% | 0% | 0 | 0 | 0 | 0 | 0 | 0 | 0 | 0 | 20 | 0 | 0 | 0 | 0 | 0 | 0 | 0 | 0 | 0 | 0 | 0 | 0 | 0 | 0 | 0 | 0 | 0 | 0 |  | 4362 | CB 20 | 0 | 0 | 0 | 0 | 0 | 0 | 0 | 0 | 0 | 0 | 0 | 0 | 0 | 0 | 0 | 0 | 0 | 0 | 0 | 0 | 0 | 0 | 0 | 0 | 0 | 0 | 0 | 0 | 0 | 0 | 0 | 0 | 0 | 0 | 0 | 0 | 0 | 0 | 0 | 0 | 0 | 0 | 0 | 0 | 0 | 0 | 0 | 5000000 | scaled
CB 200 | 1342655.8504 | 401401.4798 | 931360.3809 | 9893.9897 | 29.9% | 69.37% | 0.7369% | 652135.3791 | 1272524.7965 | 33518.4404 | 410143.332 | 208473.6067 | 57095.3458 | 846725.2574 | 368704.1933 | 200 | 0.060261 | 0.03532 | 0.01623 | 22280676.5631 | 58377.4262 | 895698.4495 | 388579.9747 | 968743.0709 | 14863650.6108 | 6448282.8815 | 19550188.3128 | 1004840.1647 | 12295574.8648 | 6249773.2832 | 4321128.6549 | 193879.3928 | 2875235.7382 | 1252013.524 |  | 4363 | CB 200 | 1342655.8504 | 690520.4713 | 70131.0538 | 401401.4798 | 169896.7959 | 8547.4494 | 931360.3809 | 510729.6857 | 51689.6147 | 9893.9897 | 58377.4262 | 24858.9858 | 1282.0804 | 296485.4522 | 24225.0067 | 1211.2256 | 1142.5401 | 626.5342 | 63.4099 | 7.4449 | 388579.9747 | 180106.368 | 19875.7814 | 296485.4522 | 125545.3853 | 6275.6676 | 83106.7545 | 45573.2147 | 4612.3458 | 8987.768 | 895698.4495 | 485555.1175 | 48973.192 | 47688.5863 | 20126.4039 | 1060.5562 | 847111.0863 | 464529.9368 | 47013.859 | 898.7768 | 0.029303 | 0.011698 | 0.0006114 | 0.017044 | 0.0097086 | 0.0017044 | 0.013914 | 5000000 | scaled
CB 202 | 133986.1187 | 127451.4982 | 0 | 6534.6205 | 95.12% | 0% | 4.877% | 77077.2786 | 124450.5922 | 10521.831 | 455.5248 | 66099.9228 | 16975.4659 | 735.8452 | 106739.281 | 202 | 0.040966 | 0.021739 | 0.0099454 | 3270634.4405 | 17395.3231 | 1344.9132 | 115245.8824 | 424624.157 | 32829.6663 | 2813180.6172 | 2617846.4368 | 357362.6152 | 15471.4074 | 2245012.4142 | 958787.6378 | 130781.7552 | 5669.0715 | 822336.8112 |  | 4364 | CB 202 | 133986.1187 | 56908.8401 | 9535.5266 | 127451.4982 | 50374.2196 | 3000.906 | 0 | 0 | 0 | 6534.6205 | 17395.3231 | 6873.492 | 419.8571 | 109309.7884 | 6868.5749 | 414.9401 | 0 | 0 | 0 | 4.9171 | 115245.8824 | 49145.9596 | 8506.6014 | 109309.7884 | 43209.8656 | 2570.5074 | 0 | 0 | 0 | 5936.094 | 1344.9132 | 889.3884 | 609.068 | 751.3038 | 295.779 | 15.4586 | 0 | 0 | 0 | 593.6094 | 0.031671 | 0.012443 | 0.00065 | 0 | 0 | 0 | 0.0092954 | 5000000 | scaled
CB 203 | 195751.9979 | 18759.6424 | 172711.1656 | 4281.1899 | 9.583% | 88.23% | 2.187% | 88431.8468 | 179546.991 | 719.6929 | 77647.1183 | 10065.0356 | 1175.9352 | 159072.5172 | 19298.5386 | 203 | 0.03541 | 0.020631 | 0.0080302 | 5528124.6052 | 1212.3296 | 170241.9206 | 24297.7477 | 34236.7337 | 4807708.5294 | 686179.3422 | 5201988.8483 | 42335.8157 | 4567578.9675 | 592074.0651 | 2018007.8818 | 13216.8551 | 1787886.233 | 216904.7937 |  | 4365 | CB 203 | 195751.9979 | 107320.1511 | 16205.0069 | 18759.6424 | 7359.8238 | 384.8582 | 172711.1656 | 95679.1375 | 11538.9589 | 4281.1899 | 1212.3296 | 492.6367 | 36.3944 | 5342.6489 | 376.4403 | 19.5481 | 203.9319 | 112.9749 | 13.6248 | 3.2215 | 24297.7477 | 14232.7121 | 4999.2091 | 5342.6489 | 1997.3141 | 103.574 | 15066.0367 | 8346.3359 | 1006.5729 | 3889.0622 | 170241.9206 | 92594.8023 | 11169.4034 | 12411.8173 | 4986.0693 | 261.7361 | 157441.197 | 87219.8267 | 10518.7611 | 388.9062 | 0.011784 | 0.0045728 | 0.0002398 | 0.017595 | 0.010027 | 0.0017596 | 0.0060308 | 5000000 | scaled
CB 204 | 1059531.3911 | 856339.2182 | 195075.178 | 8116.995 | 80.82% | 18.41% | 0.7661% | 545960.5832 | 1015159.0082 | 71779.7868 | 89829.6975 | 384351.0989 | 130156.0842 | 186443.0527 | 698559.8713 | 204 | 0.068524 | 0.039177 | 0.014137 | 15462194.1381 | 133808.4022 | 199609.9399 | 726113.049 | 1952723.1654 | 2912993.1107 | 10596477.862 | 13109121.4635 | 1723512.5997 | 2156911.0506 | 9228697.8132 | 3138741.101 | 402425.8738 | 576457.942 | 2159857.2852 |  | 4366 | CB 204 | 1059531.3911 | 513570.8079 | 44372.3829 | 856339.2182 | 397371.8398 | 23227.5774 | 195075.178 | 108081.9731 | 13027.8105 | 8116.995 | 133808.4022 | 62028.6154 | 3652.318 | 701845.1482 | 61884.4369 | 3629.5677 | 249.2012 | 138.0707 | 16.6425 | 6.1078 | 726113.049 | 341761.9501 | 27553.1777 | 701845.1482 | 325028.0428 | 19051.3783 | 16894.367 | 9360.3735 | 1128.2656 | 7373.5338 | 199609.9399 | 109780.2425 | 13166.8872 | 20940.9768 | 10459.3601 | 546.6314 | 177931.6097 | 98583.529 | 11882.9024 | 737.3534 | 0.03949 | 0.017703 | 0.000925 | 0.01758 | 0.01002 | 0.001758 | 0.011454 | 5000000 | scaled
CB 205 | 38779.159 | 34831.8038 | 0 | 3947.3552 | 89.82% | 0% | 10.18% | 21556.0618 | 34176.6267 | 1593.6994 | 11814.4128 | 8147.9496 | 2393.5509 | 19544.6192 | 12238.4566 | 205 | 0.016219 | 0.0096976 | 0.0057492 | 2391000.5056 | 2434.5865 | 20325.7891 | 16018.7834 | 150108.9151 | 1253223.9812 | 987667.6092 | 1776016.4589 | 131305.8216 | 973396.3357 | 671314.3016 | 800551.7836 | 56066.4297 | 457812.2901 | 286673.0639 |  | 4367 | CB 205 | 38779.159 | 17223.0972 | 4602.5323 | 34831.8038 | 13275.742 | 655.1771 | 0 | 0 | 0 | 3947.3552 | 2434.5865 | 840.8871 | 41.0356 | 12432.9789 | 837.9168 | 38.0653 | 0 | 0 | 0 | 2.9703 | 16018.7834 | 7870.8338 | 3780.3268 | 12432.9789 | 4285.0293 | 194.5223 | 0 | 0 | 0 | 3585.8045 | 20325.7891 | 8511.3763 | 781.1699 | 19967.2087 | 8152.7959 | 422.5895 | 0 | 0 | 0 | 358.5805 | 0.010687 | 0.0041654 | 0.000217 | 0 | 0 | 0 | 0.0055322 | 5000000 | scaled
CB 206 | 15008.3863 | 12960.2699 | 0 | 2048.1163 | 86.35% | 0% | 13.65% | 7387.8851 | 12670.9044 | 112.3475 | 6699.9092 | 575.6284 | 176.7305 | 11588.1246 | 906.0493 | 206 | 0.0084374 | 0.0051818 | 0.0030136 | 1778792.7875 | 181.6742 | 12042.6329 | 2784.0792 | 21532.013 | 1427291.9246 | 329968.8499 | 1470628.1948 | 22363.8312 | 1333680.1038 | 114584.2598 | 775644.3805 | 10818.4852 | 709362.4456 | 55463.4497 |  | 4368 | CB 206 | 15008.3863 | 7620.5012 | 2337.4819 | 12960.2699 | 5572.3848 | 289.3656 | 0 | 0 | 0 | 2048.1163 | 181.6742 | 69.3267 | 4.9437 | 923.5563 | 67.7856 | 3.4026 | 0 | 0 | 0 | 1.5411 | 2784.0792 | 2208.4508 | 1878.0299 | 923.5563 | 347.9279 | 17.5069 | 0 | 0 | 0 | 1860.5229 | 12042.6329 | 5342.7237 | 454.5083 | 11856.5806 | 5156.6714 | 268.456 | 0 | 0 | 0 | 186.0523 | 0.0055436 | 0.002288 | 0.0001198 | 0 | 0 | 0 | 0.0028938 | 5000000 | scaled
CB 207 | 36129.9667 | 34171.1952 | 0 | 1958.7715 | 94.58% | 0% | 5.421% | 18239.0298 | 33246.0407 | 705.9171 | 13914.0548 | 3619.0579 | 1270.947 | 25459.4288 | 6515.6649 | 207 | 0.0090126 | 0.0055124 | 0.0028918 | 4008828.3883 | 1319.7989 | 26272.2497 | 8537.9181 | 146439.3095 | 2915057.7782 | 947331.3006 | 3245580.3117 | 125615.8252 | 2475964.0565 | 644000.43 | 997277.1376 | 38124.4304 | 763703.158 | 195449.5491 |  | 4369 | CB 207 | 36129.9667 | 17890.9369 | 2883.926 | 34171.1952 | 15932.1654 | 925.1545 | 0 | 0 | 0 | 1958.7715 | 1319.7989 | 613.8818 | 48.8519 | 6758.5566 | 612.4079 | 47.378 | 0 | 0 | 0 | 1.4739 | 8537.9181 | 4918.8602 | 2022.2532 | 6758.5566 | 3139.4987 | 242.8917 | 0 | 0 | 0 | 1779.3615 | 26272.2497 | 12358.1949 | 812.8209 | 26094.3136 | 12180.2588 | 634.8848 | 0 | 0 | 0 | 177.9361 | 0.006265 | 0.0027648 | 0.0001442 | 0 | 0 | 0 | 0.0027476 | 5000000 | scaled
CB 208 | 7991.1701 | 7493.7351 | 0 | 497.4349 | 93.78% | 0% | 6.225% | 4236.1381 | 7301.8164 | 66.3483 | 3830.0219 | 339.7679 | 110.5224 | 6625.126 | 566.168 | 208 | 0.0017112 | 0.0011374 | 0.0007212 | 4669921.7339 | 116.5873 | 6827.4243 | 1047.1584 | 68131.9112 | 3989845.8986 | 611943.9241 | 3301417.2211 | 51708.2843 | 2984912.2086 | 264796.7283 | 955842.644 | 14467.9068 | 867260.6462 | 74114.0909 |  | 4370 | CB 208 | 7991.1701 | 3755.0319 | 689.3537 | 7493.7351 | 3257.597 | 191.9188 | 0 | 0 | 0 | 497.4349 | 116.5873 | 50.239 | 6.065 | 595.2851 | 49.8647 | 5.6906 | 0 | 0 | 0 | 0.3743 | 1047.1584 | 707.3906 | 480.9905 | 595.2851 | 255.5173 | 29.1172 | 0 | 0 | 0 | 451.8733 | 6827.4243 | 2997.4024 | 202.2983 | 6782.237 | 2952.215 | 157.111 | 0 | 0 | 0 | 45.1873 | 0.0010132 | 0.0004394 | 2.32e-05 | 0 | 0 | 0 | 0.000698 | 5000000 | scaled
CB 209 | 2997.7049 | 2851.3112 | 0 | 146.3937 | 95.12% | 0% | 4.884% | 1752.6092 | 2796.7577 | 7.5666 | 1706.3437 | 38.6989 | 13.7751 | 2712.5275 | 70.4551 | 209 | 0.000675 | 0.0003876 | 0.0002182 | 4441044.3329 | 13.8853 | 2780.3782 | 203.4415 | 20570.7758 | 4119078.7813 | 301394.7758 | 3212321.2222 | 13868.739 | 3127522.1005 | 70930.3827 | 920931.1722 | 4535.9434 | 893195.4042 | 23199.8246 |  | 4371 | CB 209 | 2997.7049 | 1245.0957 | 200.9472 | 2851.3112 | 1098.702 | 54.5535 | 0 | 0 | 0 | 146.3937 | 13.8853 | 6.3186 | 0.11016 | 70.4565 | 6.2085 | 0 | 0 | 0 | 0 | 0.11016 | 203.4415 | 164.7426 | 132.9864 | 70.4565 | 31.7576 | 0.001363 | 0 | 0 | 0 | 132.985 | 2780.3782 | 1074.0345 | 67.8506 | 2767.0797 | 1060.736 | 54.5521 | 0 | 0 | 0 | 13.2985 | 0.000466 | 0.0001786 | 9.2e-06 | 0 | 0 | 0 | 0.000209 | 5000000 | scaled
CB 210 | 1953.1606 | 1879.1531 | 0 | 74.0074 | 96.21% | 0% | 3.789% | 886.5508 | 1878.4202 | 86.2434 | 23.5455 | 776.7619 | 181.3081 | 38.1196 | 1658.9925 | 210 | 0.0002002 | 0.0001384 | 0.000102 | 9756046.8316 | 181.3638 | 45.5754 | 1726.2214 | 905913.0698 | 227649.3414 | 8622484.4203 | 7706718.1479 | 749707.3945 | 204678.8497 | 6752331.9038 | 732748.6179 | 70726.0626 | 14869.9876 | 647152.5677 |  | 4372 | CB 210 | 1953.1606 | 1066.6098 | 74.7404 | 1879.1531 | 992.6023 | 0.73291 | 0 | 0 | 0 | 74.0074 | 181.3638 | 95.1204 | 0.055688 | 1658.9925 | 95.0647 | 0 | 0 | 0 | 0 | 0.055688 | 1726.2214 | 949.4595 | 67.2289 | 1658.9925 | 882.2306 | 0 | 0 | 0 | 0 | 67.2289 | 45.5754 | 22.0299 | 7.4558 | 38.8525 | 15.3071 | 0.73291 | 0 | 0 | 0 | 6.7229 | 0.0001002 | 3.84e-05 | 2e-06 | 0 | 0 | 0 | 0.0001 | 5000000 | scaled
CB 211 | 37.2735 | 0 | 0 | 37.2735 | 0% | 0% | 100% | 0 | 0 | 0 | 0 | 0 | 0 | 0 | 0 | 211 | 5.02e-05 | 5.02e-05 | 5.02e-05 | 742499.8437 | 0.028047 | 3.3859 | 33.8595 | 558.7072 | 67449.1942 | 674491.9422 | 742499.8437 | 0 | 0 | 0 | 742499.8437 | 0 | 0 | 0 |  | 4373 | CB 211 | 37.2735 | 37.2735 | 37.2735 | 0 | 0 | 0 | 0 | 0 | 0 | 37.2735 | 0.028047 | 0.028047 | 0.028047 | 0 | 0 | 0 | 0 | 0 | 0 | 0.028047 | 33.8595 | 33.8595 | 33.8595 | 0 | 0 | 0 | 0 | 0 | 0 | 33.8595 | 3.3859 | 3.3859 | 3.3859 | 0 | 0 | 0 | 0 | 0 | 0 | 3.3859 | 0 | 0 | 0 | 0 | 0 | 0 | 5.02e-05 | 5000000 | scaled
CB 212 | 22980.8656 | 22772.4589 | 0 | 208.4067 | 99.09% | 0% | 0.9069% | 7287.7134 | 22395.8902 | 666.4018 | 206.7053 | 6414.6063 | 2082.0023 | 613.7106 | 19700.1774 | 212 | 0.0011646 | 0.0008766 | 0.000318 | 19732840.1274 | 2111.1731 | 653.8054 | 20215.8872 | 1812788.1291 | 561399.106 | 17358652.8923 | 17902295.4952 | 1637018.53 | 507772.3664 | 15757504.5988 | 1839545.2914 | 171010.7263 | 50408.731 | 1618125.834 |  | 4374 | CB 212 | 22980.8656 | 15693.1522 | 584.9754 | 22772.4589 | 15484.7455 | 376.5687 | 0 | 0 | 0 | 208.4067 | 2111.1731 | 1444.7713 | 29.1708 | 20026.5691 | 1444.6144 | 29.014 | 0 | 0 | 0 | 0.15682 | 20215.8872 | 13801.2809 | 515.7098 | 20026.5691 | 13611.9628 | 326.3917 | 0 | 0 | 0 | 189.3181 | 653.8054 | 447.1001 | 40.0948 | 634.8736 | 428.1683 | 21.163 | 0 | 0 | 0 | 18.9318 | 0.0008774 | 0.0005894 | 3.08e-05 | 0 | 0 | 0 | 0.0002872 | 5000000 | scaled
CB 213 | 0 | 0 | 0 | 0 | 0% | 0% | 0% | 0 | 0 | 0 | 0 | 0 | 0 | 0 | 0 | 213 | 0 | 0 | 0 | 0 | 0 | 0 | 0 | 0 | 0 | 0 | 0 | 0 | 0 | 0 | 0 | 0 | 0 | 0 |  | 4375 | CB 213 | 0 | 0 | 0 | 0 | 0 | 0 | 0 | 0 | 0 | 0 | 0 | 0 | 0 | 0 | 0 | 0 | 0 | 0 | 0 | 0 | 0 | 0 | 0 | 0 | 0 | 0 | 0 | 0 | 0 | 0 | 0 | 0 | 0 | 0 | 0 | 0 | 0 | 0 | 0 | 0 | 0 | 0 | 0 | 0 | 0 | 0 | 0 | 5000000 | scaled
CB 214 | 59199.6485 | 59129.2953 | 0 | 70.3532 | 99.88% | 0% | 0.1188% | 23502.6671 | 59111.7055 | 3778.2365 | 63.0959 | 19661.3347 | 9491.7453 | 182.9685 | 49436.9917 | 214 | 0.0002016 | 0.0001688 | 0.000105 | 293649050.1153 | 9493.7065 | 194.859 | 49511.0829 | 47091798.34 | 966562.7153 | 245590689.0601 | 211475008.3281 | 33996251.7691 | 567731.4972 | 176911025.0618 | 837552.0311 | 134488.2628 | 2592.4747 | 700471.2935 |  | 4376 | CB 214 | 59199.6485 | 35696.9814 | 87.943 | 59129.2953 | 35626.6282 | 17.5897 | 0 | 0 | 0 | 70.3532 | 9493.7065 | 5715.4701 | 1.9612 | 49447.1735 | 5715.4171 | 1.9083 | 0 | 0 | 0 | 0.052939 | 49511.0829 | 29849.7482 | 74.0912 | 49447.1735 | 29785.8388 | 10.1818 | 0 | 0 | 0 | 63.9094 | 194.859 | 131.7632 | 11.8906 | 188.4681 | 125.3722 | 5.4996 | 0 | 0 | 0 | 6.3909 | 0.0001002 | 6.74e-05 | 3.6e-06 | 0 | 0 | 0 | 0.0001014 | 5000000 | scaled
CB 215 | 133913.2875 | 133771.9109 | 0 | 141.3766 | 99.89% | 0% | 0.1056% | 14406.2132 | 133716.0968 | 2293.3863 | 120.9777 | 11991.8491 | 21484.5339 | 377.5016 | 111854.0613 | 215 | 0.0005546 | 0.0004366 | 0.0002072 | 241459227.3542 | 21491.5316 | 402.1171 | 112019.6388 | 38751409.3182 | 725057.8707 | 201982760.1652 | 273722112.5351 | 43574986.3667 | 2298610.8104 | 227848515.358 | 951692.439 | 152911.0479 | 2686.7774 | 796094.6136 |  | 4377 | CB 215 | 133913.2875 | 119507.0743 | 197.1907 | 133771.9109 | 119365.6978 | 55.8141 | 0 | 0 | 0 | 141.3766 | 21491.5316 | 19198.1453 | 6.9977 | 111891.2113 | 19198.0389 | 6.8913 | 0 | 0 | 0 | 0.10638 | 112019.6388 | 100027.7896 | 165.5775 | 111891.2113 | 99899.3622 | 37.15 | 0 | 0 | 0 | 128.4275 | 402.1171 | 281.1394 | 24.6155 | 389.2743 | 268.2966 | 11.7728 | 0 | 0 | 0 | 12.8427 | 0.00036 | 0.000242 | 1.26e-05 | 0 | 0 | 0 | 0.0001946 | 5000000 | scaled
CB 216 | 0 | 0 | 0 | 0 | 0% | 0% | 0% | 0 | 0 | 0 | 0 | 0 | 0 | 0 | 0 | 216 | 0 | 0 | 0 | 0 | 0 | 0 | 0 | 0 | 0 | 0 | 0 | 0 | 0 | 0 | 0 | 0 | 0 | 0 |  | 4378 | CB 216 | 0 | 0 | 0 | 0 | 0 | 0 | 0 | 0 | 0 | 0 | 0 | 0 | 0 | 0 | 0 | 0 | 0 | 0 | 0 | 0 | 0 | 0 | 0 | 0 | 0 | 0 | 0 | 0 | 0 | 0 | 0 | 0 | 0 | 0 | 0 | 0 | 0 | 0 | 0 | 0 | 0 | 0 | 0 | 0 | 0 | 0 | 0 | 5000000 | scaled
CB 217 | 26667.8484 | 26590.6344 | 0 | 77.214 | 99.71% | 0% | 0.2895% | 851.5497 | 17467.7302 | 132.6127 | 25.0798 | 693.8571 | 2802.6593 | 81.5373 | 14583.5336 | 217 | 0.000134 | 0.0001234 | 0.0001026 | 199013794.0893 | 4266.7206 | 96.047 | 22305.0808 | 31841198.5516 | 716768.8967 | 166455826.6411 | 209208255.5595 | 32580216.3732 | 6161601.7362 | 170466437.4501 | 89669767.8329 | 14387319.1281 | 418568.0269 | 74863880.6778 |  | 4379 | CB 217 | 26667.8484 | 25816.2987 | 9200.1182 | 26590.6344 | 25739.0847 | 9122.9041 | 0 | 0 | 0 | 77.214 | 4266.7206 | 4134.1079 | 1464.0613 | 22234.939 | 4134.0498 | 1464.0032 | 0 | 0 | 0 | 0.058101 | 22305.0808 | 21611.2236 | 7721.5472 | 22234.939 | 21541.0819 | 7651.4054 | 0 | 0 | 0 | 70.1418 | 96.047 | 70.9672 | 14.5097 | 89.0329 | 63.953 | 7.4955 | 0 | 0 | 0 | 7.0142 | 3.26e-05 | 2.2e-05 | 1.2e-06 | 0 | 0 | 0 | 0.0001014 | 5000000 | scaled
CB 22 | 0 | 0 | 0 | 0 | 0% | 0% | 0% | 0 | 0 | 0 | 0 | 0 | 0 | 0 | 0 | 22 | 0 | 0 | 0 | 0 | 0 | 0 | 0 | 0 | 0 | 0 | 0 | 0 | 0 | 0 | 0 | 0 | 0 | 0 |  | 4380 | CB 22 | 0 | 0 | 0 | 0 | 0 | 0 | 0 | 0 | 0 | 0 | 0 | 0 | 0 | 0 | 0 | 0 | 0 | 0 | 0 | 0 | 0 | 0 | 0 | 0 | 0 | 0 | 0 | 0 | 0 | 0 | 0 | 0 | 0 | 0 | 0 | 0 | 0 | 0 | 0 | 0 | 0 | 0 | 0 | 0 | 0 | 0 | 0 | 5000000 | scaled
CB 220 | 33.5352 | 0 | 0 | 33.5352 | 0% | 0% | 100% | 0 | 0 | 0 | 0 | 0 | 0 | 0 | 0 | 220 | 4.74e-05 | 4.74e-05 | 4.74e-05 | 707493.3328 | 0.025234 | 3.0464 | 30.4636 | 532.3659 | 64269.1788 | 642691.788 | 707493.3328 | 0 | 0 | 0 | 707493.3328 | 0 | 0 | 0 |  | 4381 | CB 220 | 33.5352 | 33.5352 | 33.5352 | 0 | 0 | 0 | 0 | 0 | 0 | 33.5352 | 0.025234 | 0.025234 | 0.025234 | 0 | 0 | 0 | 0 | 0 | 0 | 0.025234 | 30.4636 | 30.4636 | 30.4636 | 0 | 0 | 0 | 0 | 0 | 0 | 30.4636 | 3.0464 | 3.0464 | 3.0464 | 0 | 0 | 0 | 0 | 0 | 0 | 3.0464 | 0 | 0 | 0 | 0 | 0 | 0 | 4.74e-05 | 5000000 | scaled
CB 221 | 0 | 0 | 0 | 0 | 0% | 0% | 0% | 0 | 0 | 0 | 0 | 0 | 0 | 0 | 0 | 221 | 0 | 0 | 0 | 0 | 0 | 0 | 0 | 0 | 0 | 0 | 0 | 0 | 0 | 0 | 0 | 0 | 0 | 0 |  | 4382 | CB 221 | 0 | 0 | 0 | 0 | 0 | 0 | 0 | 0 | 0 | 0 | 0 | 0 | 0 | 0 | 0 | 0 | 0 | 0 | 0 | 0 | 0 | 0 | 0 | 0 | 0 | 0 | 0 | 0 | 0 | 0 | 0 | 0 | 0 | 0 | 0 | 0 | 0 | 0 | 0 | 0 | 0 | 0 | 0 | 0 | 0 | 0 | 0 | 5000000 | scaled
CB 222 | 0 | 0 | 0 | 0 | 0% | 0% | 0% | 0 | 0 | 0 | 0 | 0 | 0 | 0 | 0 | 222 | 0 | 0 | 0 | 0 | 0 | 0 | 0 | 0 | 0 | 0 | 0 | 0 | 0 | 0 | 0 | 0 | 0 | 0 |  | 4383 | CB 222 | 0 | 0 | 0 | 0 | 0 | 0 | 0 | 0 | 0 | 0 | 0 | 0 | 0 | 0 | 0 | 0 | 0 | 0 | 0 | 0 | 0 | 0 | 0 | 0 | 0 | 0 | 0 | 0 | 0 | 0 | 0 | 0 | 0 | 0 | 0 | 0 | 0 | 0 | 0 | 0 | 0 | 0 | 0 | 0 | 0 | 0 | 0 | 5000000 | scaled
CB 223 | 0 | 0 | 0 | 0 | 0% | 0% | 0% | 0 | 0 | 0 | 0 | 0 | 0 | 0 | 0 | 223 | 0 | 0 | 0 | 0 | 0 | 0 | 0 | 0 | 0 | 0 | 0 | 0 | 0 | 0 | 0 | 0 | 0 | 0 |  | 4384 | CB 223 | 0 | 0 | 0 | 0 | 0 | 0 | 0 | 0 | 0 | 0 | 0 | 0 | 0 | 0 | 0 | 0 | 0 | 0 | 0 | 0 | 0 | 0 | 0 | 0 | 0 | 0 | 0 | 0 | 0 | 0 | 0 | 0 | 0 | 0 | 0 | 0 | 0 | 0 | 0 | 0 | 0 | 0 | 0 | 0 | 0 | 0 | 0 | 5000000 | scaled
CB 224 | 0 | 0 | 0 | 0 | 0% | 0% | 0% | 0 | 0 | 0 | 0 | 0 | 0 | 0 | 0 | 224 | 0 | 0 | 0 | 0 | 0 | 0 | 0 | 0 | 0 | 0 | 0 | 0 | 0 | 0 | 0 | 0 | 0 | 0 |  | 4385 | CB 224 | 0 | 0 | 0 | 0 | 0 | 0 | 0 | 0 | 0 | 0 | 0 | 0 | 0 | 0 | 0 | 0 | 0 | 0 | 0 | 0 | 0 | 0 | 0 | 0 | 0 | 0 | 0 | 0 | 0 | 0 | 0 | 0 | 0 | 0 | 0 | 0 | 0 | 0 | 0 | 0 | 0 | 0 | 0 | 0 | 0 | 0 | 0 | 5000000 | scaled
CB 225 | 0 | 0 | 0 | 0 | 0% | 0% | 0% | 0 | 0 | 0 | 0 | 0 | 0 | 0 | 0 | 225 | 0 | 0 | 0 | 0 | 0 | 0 | 0 | 0 | 0 | 0 | 0 | 0 | 0 | 0 | 0 | 0 | 0 | 0 |  | 4386 | CB 225 | 0 | 0 | 0 | 0 | 0 | 0 | 0 | 0 | 0 | 0 | 0 | 0 | 0 | 0 | 0 | 0 | 0 | 0 | 0 | 0 | 0 | 0 | 0 | 0 | 0 | 0 | 0 | 0 | 0 | 0 | 0 | 0 | 0 | 0 | 0 | 0 | 0 | 0 | 0 | 0 | 0 | 0 | 0 | 0 | 0 | 0 | 0 | 5000000 | scaled
CB 226 | 0 | 0 | 0 | 0 | 0% | 0% | 0% | 0 | 0 | 0 | 0 | 0 | 0 | 0 | 0 | 226 | 0 | 0 | 0 | 0 | 0 | 0 | 0 | 0 | 0 | 0 | 0 | 0 | 0 | 0 | 0 | 0 | 0 | 0 |  | 4387 | CB 226 | 0 | 0 | 0 | 0 | 0 | 0 | 0 | 0 | 0 | 0 | 0 | 0 | 0 | 0 | 0 | 0 | 0 | 0 | 0 | 0 | 0 | 0 | 0 | 0 | 0 | 0 | 0 | 0 | 0 | 0 | 0 | 0 | 0 | 0 | 0 | 0 | 0 | 0 | 0 | 0 | 0 | 0 | 0 | 0 | 0 | 0 | 0 | 5000000 | scaled
CB 227 | 0 | 0 | 0 | 0 | 0% | 0% | 0% | 0 | 0 | 0 | 0 | 0 | 0 | 0 | 0 | 227 | 0 | 0 | 0 | 0 | 0 | 0 | 0 | 0 | 0 | 0 | 0 | 0 | 0 | 0 | 0 | 0 | 0 | 0 |  | 4388 | CB 227 | 0 | 0 | 0 | 0 | 0 | 0 | 0 | 0 | 0 | 0 | 0 | 0 | 0 | 0 | 0 | 0 | 0 | 0 | 0 | 0 | 0 | 0 | 0 | 0 | 0 | 0 | 0 | 0 | 0 | 0 | 0 | 0 | 0 | 0 | 0 | 0 | 0 | 0 | 0 | 0 | 0 | 0 | 0 | 0 | 0 | 0 | 0 | 5000000 | scaled
CB 228 | 0 | 0 | 0 | 0 | 0% | 0% | 0% | 0 | 0 | 0 | 0 | 0 | 0 | 0 | 0 | 228 | 0 | 0 | 0 | 0 | 0 | 0 | 0 | 0 | 0 | 0 | 0 | 0 | 0 | 0 | 0 | 0 | 0 | 0 |  | 4389 | CB 228 | 0 | 0 | 0 | 0 | 0 | 0 | 0 | 0 | 0 | 0 | 0 | 0 | 0 | 0 | 0 | 0 | 0 | 0 | 0 | 0 | 0 | 0 | 0 | 0 | 0 | 0 | 0 | 0 | 0 | 0 | 0 | 0 | 0 | 0 | 0 | 0 | 0 | 0 | 0 | 0 | 0 | 0 | 0 | 0 | 0 | 0 | 0 | 5000000 | scaled
CB 229 | 2744.0458 | 2598.977 | 0 | 145.0688 | 94.71% | 0% | 5.287% | 1220.3617 | 2572.2702 | 72.4756 | 819.1208 | 328.7653 | 228.2504 | 1305.3804 | 1038.6394 | 229 | 0.0005864 | 0.0003496 | 0.0002106 | 4679477.7887 | 228.3596 | 1345.2653 | 1170.4209 | 389426.2988 | 2294108.6046 | 1995942.8853 | 4358363.9358 | 258837.3331 | 2925383.9448 | 1174142.6579 | 815648.3742 | 72376.5659 | 413926.7189 | 329345.0894 |  | 4390 | CB 229 | 2744.0458 | 1523.684 | 171.7755 | 2598.977 | 1378.6153 | 26.7068 | 0 | 0 | 0 | 145.0688 | 228.3596 | 155.884 | 0.10916 | 1038.6394 | 155.7748 | 0 | 0 | 0 | 0 | 0.10916 | 1170.4209 | 841.6556 | 131.7815 | 1038.6394 | 709.8741 | 0 | 0 | 0 | 0 | 131.7815 | 1345.2653 | 526.1445 | 39.8849 | 1332.0871 | 512.9663 | 26.7068 | 0 | 0 | 0 | 13.1781 | 0.0003836 | 0.0001468 | 7.8e-06 | 0 | 0 | 0 | 0.0002028 | 5000000 | scaled
CB 23 | 0 | 0 | 0 | 0 | 0% | 0% | 0% | 0 | 0 | 0 | 0 | 0 | 0 | 0 | 0 | 23 | 0 | 0 | 0 | 0 | 0 | 0 | 0 | 0 | 0 | 0 | 0 | 0 | 0 | 0 | 0 | 0 | 0 | 0 |  | 4391 | CB 23 | 0 | 0 | 0 | 0 | 0 | 0 | 0 | 0 | 0 | 0 | 0 | 0 | 0 | 0 | 0 | 0 | 0 | 0 | 0 | 0 | 0 | 0 | 0 | 0 | 0 | 0 | 0 | 0 | 0 | 0 | 0 | 0 | 0 | 0 | 0 | 0 | 0 | 0 | 0 | 0 | 0 | 0 | 0 | 0 | 0 | 0 | 0 | 5000000 | scaled
CB 230 | 212827.4514 | 212430.4059 | 0 | 397.0455 | 99.81% | 0% | 0.1866% | 59174.7816 | 196153.2382 | 9281.2229 | 2095.0983 | 47798.4603 | 30876.0834 | 6217.474 | 159059.6808 | 230 | 0.0025822 | 0.001916 | 0.000623 | 82420978.7747 | 33486.2092 | 6500.9777 | 172840.2645 | 12968092.7818 | 2517611.9975 | 66935273.9953 | 80194504.083 | 12578045.0798 | 2839307.0226 | 64777151.9806 | 26764387.1756 | 4212927.9062 | 848351.434 | 21703107.8354 |  | 4392 | CB 230 | 212827.4514 | 153652.6698 | 16674.2132 | 212430.4059 | 153255.6243 | 16277.1677 | 0 | 0 | 0 | 397.0455 | 33486.2092 | 24204.9863 | 2610.1258 | 172479.5856 | 24204.6875 | 2609.827 | 0 | 0 | 0 | 0.29876 | 172840.2645 | 125041.8042 | 13780.5837 | 172479.5856 | 124681.1253 | 13419.9049 | 0 | 0 | 0 | 360.6789 | 6500.9777 | 4405.8794 | 283.5037 | 6464.9098 | 4369.8115 | 247.4358 | 0 | 0 | 0 | 36.0679 | 0.0020306 | 0.0013644 | 7.14e-05 | 0 | 0 | 0 | 0.0005516 | 5000000 | scaled
CB 231 | 2499973.9976 | 2482126.7106 | 12017.5592 | 5829.7277 | 99.29% | 0.4807% | 0.2332% | 1436420.9035 | 2405873.6767 | 254474.0546 | 10580.3512 | 1171366.4978 | 425126.4553 | 24105.077 | 1956642.1443 | 231 | 0.037573 | 0.021347 | 0.0094982 | 66537157.3325 | 440590.7724 | 26116.8049 | 2033266.4203 | 11726384.9824 | 695102.4118 | 54115669.9383 | 49823067.5644 | 8826575.8208 | 366985.4351 | 40629506.3084 | 9907174.0885 | 1750632.9793 | 99262.566 | 8057278.5432 |  | 4393 | CB 231 | 2499973.9976 | 1063553.0941 | 94100.3209 | 2482126.7106 | 1051050.101 | 87463.7126 | 12017.5592 | 6673.2653 | 806.8805 | 5829.7277 | 440590.7724 | 186116.7178 | 15464.3171 | 2026831.3011 | 186101.4081 | 15458.6097 | 19.6707 | 10.923 | 1.3207 | 4.3867 | 2033266.4203 | 861899.9226 | 76624.276 | 2026831.3011 | 855971.4824 | 71252.0131 | 1139.3546 | 632.6755 | 76.4983 | 5295.7646 | 26116.8049 | 15536.4537 | 2011.7278 | 14728.6944 | 8977.2104 | 753.0899 | 10858.534 | 6029.6668 | 729.0615 | 529.5765 | 0.023621 | 0.009827 | 0.0006484 | 0.0056686 | 0.0032366 | 0.0005668 | 0.008283 | 5000000 | scaled
CB 232 | 1642597.0694 | 1599467.3918 | 38156.7715 | 4972.9061 | 97.37% | 2.323% | 0.3027% | 830844.2512 | 1582959.5118 | 131296.3067 | 18839.3768 | 680708.5678 | 249294.8506 | 40226.0128 | 1293438.6484 | 232 | 0.029023 | 0.017889 | 0.0079256 | 56595611.4498 | 257691.1442 | 43256.9479 | 1341648.9773 | 8878737.3011 | 1490416.2806 | 46226457.8681 | 45377204.8805 | 7170849.8911 | 1028927.2117 | 37177427.7777 | 7524674.165 | 1185035.0613 | 191216.2862 | 6148422.8175 |  | 4394 | CB 232 | 1642597.0694 | 811752.8181 | 59637.5576 | 1599467.3918 | 785580.9561 | 52096.4029 | 38156.7715 | 21198.9559 | 2568.2486 | 4972.9061 | 257691.1442 | 126394.8375 | 8396.2935 | 1333328.1141 | 126359.7236 | 8388.7509 | 56.4676 | 31.372 | 3.8007 | 3.742 | 1341648.9773 | 660940.4095 | 48210.3289 | 1333328.1141 | 654309.8899 | 43436.9057 | 3803.4413 | 2113.0976 | 256.0013 | 4517.4219 | 43256.9479 | 24417.5711 | 3030.9351 | 8508.343 | 4911.3426 | 270.7464 | 34296.8627 | 19054.4863 | 2308.4466 | 451.7422 | 0.01641 | 0.007701 | 0.000403 | 0.0056566 | 0.003231 | 0.0005656 | 0.006957 | 5000000 | scaled
CB 233 | 4127695.5357 | 4075589.0906 | 38305.5831 | 13800.862 | 98.74% | 0.928% | 0.3343% | 2303244.7631 | 4025350.2538 | 402816.0427 | 37451.7696 | 1862976.9508 | 701195.9545 | 80615.7785 | 3243538.5208 | 233 | 0.075451 | 0.04505 | 0.021274 | 54706824.2216 | 716257.8115 | 85629.2206 | 3325808.5037 | 9492994.2993 | 1134895.4099 | 44078934.5123 | 40498172.5411 | 7082752.9324 | 658518.0393 | 32756901.5693 | 4810769.9421 | 838012.1502 | 96345.396 | 3876412.3959 |  | 4395 | CB 233 | 4127695.5357 | 1824450.7726 | 102345.2819 | 4075589.0906 | 1789371.8894 | 85967.4266 | 38305.5831 | 21278.0212 | 2576.9933 | 13800.862 | 716257.8115 | 313441.7688 | 15061.8569 | 3309139.7727 | 313401.1784 | 15047.814 | 54.3776 | 30.2057 | 3.6582 | 10.3847 | 3325808.5037 | 1462831.5528 | 82269.9829 | 3309139.7727 | 1447999.545 | 69455.2111 | 4131.9334 | 2295.2103 | 277.9742 | 12536.7976 | 85629.2206 | 48177.451 | 5013.4421 | 50256.2687 | 27971.166 | 1464.4015 | 34119.2721 | 18952.6052 | 2295.3608 | 1253.6798 | 0.050248 | 0.022274 | 0.0011632 | 0.0056584 | 0.0032312 | 0.0005658 | 0.019545 | 5000000 | scaled
CB 234 | 3294852.9726 | 3257846.8436 | 29794.9831 | 7211.1458 | 98.88% | 0.9043% | 0.2189% | 1598533.6723 | 3203819.9007 | 294246.0768 | 16081.9957 | 1288205.5997 | 588865.7338 | 36490.7494 | 2578463.4175 | 234 | 0.044658 | 0.027529 | 0.011398 | 73779680.5175 | 604039.0166 | 39365.3497 | 2651448.6062 | 13525885.9916 | 881484.8344 | 59372309.6915 | 61618462.4537 | 11342263.9449 | 619910.5261 | 49656287.9826 | 7986758.3625 | 1467975.2513 | 90967.2851 | 6427815.8262 |  | 4396 | CB 234 | 3294852.9726 | 1696319.3003 | 91033.0718 | 3257846.8436 | 1672543.3396 | 81812.1559 | 29794.9831 | 16564.8149 | 2009.7702 | 7211.1458 | 604039.0166 | 309792.9398 | 15173.2828 | 2642266.1224 | 309758.4612 | 15164.3318 | 52.2564 | 29.0525 | 3.5249 | 5.4262 | 2651448.6062 | 1363243.0065 | 72985.1887 | 2642266.1224 | 1355229.1606 | 66257.0089 | 2631.8296 | 1463.1916 | 177.5256 | 6550.6542 | 39365.3497 | 23283.354 | 2874.6003 | 11599.3872 | 7555.7178 | 390.8152 | 27110.8971 | 15072.5708 | 1828.7197 | 655.0654 | 0.028907 | 0.014205 | 0.0007424 | 0.0056612 | 0.0032354 | 0.0005662 | 0.010089 | 5000000 | scaled
CB 235 | 443542.7134 | 443368.0057 | 0 | 174.7077 | 99.96% | 0% | 0.03939% | 242176.4272 | 429305.9014 | 38966.6002 | 1327.2571 | 201882.57 | 69078.5163 | 2219.3889 | 358007.9961 | 235 | 0.0007134 | 0.0004416 | 0.000259 | 621730744.8632 | 71342.4996 | 2289.4784 | 369910.7354 | 100003503.8192 | 3209249.2424 | 518517991.8016 | 455992495.957 | 73369970.2827 | 2499084.087 | 380123441.5873 | 54968386.0893 | 8844822.639 | 284170.8599 | 45839392.5904 |  | 4397 | CB 235 | 443542.7134 | 201366.2862 | 14236.812 | 443368.0057 | 201191.5785 | 14062.1043 | 0 | 0 | 0 | 174.7077 | 71342.4996 | 32375.8995 | 2263.9833 | 369752.0297 | 32375.768 | 2263.8518 | 0 | 0 | 0 | 0.13146 | 369910.7354 | 168028.1654 | 11902.7392 | 369752.0297 | 167869.4597 | 11744.0335 | 0 | 0 | 0 | 158.7057 | 2289.4784 | 962.2214 | 70.0895 | 2273.6078 | 946.3508 | 54.2189 | 0 | 0 | 0 | 15.8706 | 0.0004644 | 0.0001926 | 1e-05 | 0 | 0 | 0 | 0.000249 | 5000000 | scaled
CB 236 | 12711187.7649 | 12408602.1726 | 296581.1054 | 6004.487 | 97.62% | 2.333% | 0.04724% | 6268553.3885 | 12340015.9255 | 1088228.9335 | 124911.3068 | 5055413.1483 | 2139516.4376 | 261103.6202 | 9939395.8677 | 236 | 0.1419 | 0.082405 | 0.020161 | 89580636.639 | 2199495.7793 | 285988.5982 | 10225703.3874 | 15500694.0217 | 2015471.8167 | 72064470.8007 | 78182186.8029 | 13572528.22 | 1557909.5388 | 63051749.0441 | 18410023.083 | 3191936.4805 | 389539.5034 | 14828547.0992 |  | 4398 | CB 236 | 12711187.7649 | 6442634.3764 | 371171.8394 | 12408602.1726 | 6269766.7902 | 338234.8472 | 296581.1054 | 166863.0992 | 26932.5053 | 6004.487 | 2199495.7793 | 1111266.8458 | 59979.3417 | 10183815.7183 | 1111033.6064 | 59937.9069 | 406.5272 | 228.7212 | 36.9167 | 4.5182 | 10225703.3874 | 5170290.2391 | 286307.5197 | 10183815.7183 | 5144337.6237 | 277544.5111 | 36433.1521 | 20498.0984 | 3308.4915 | 5454.5171 | 285988.5982 | 161077.2914 | 24884.978 | 25701.7203 | 14395.5601 | 752.4292 | 259741.4261 | 146136.2797 | 23587.0971 | 545.4517 | 0.02168 | 0.010582 | 0.0005526 | 0.11179 | 0.063393 | 0.011179 | 0.0084302 | 5000000 | scaled
CB 237 | 2111574.6356 | 2101904.2649 | 8993.1901 | 677.1806 | 99.54% | 0.4259% | 0.03207% | 920655.1604 | 1993445.911 | 170311.98 | 4679.3179 | 745663.8625 | 368651.3511 | 10761.3361 | 1614033.2238 | 237 | 0.10923 | 0.062342 | 0.011606 | 19331913.3803 | 390306.7974 | 11667.2263 | 1709600.6118 | 3573341.4642 | 106815.93 | 15651755.9861 | 19102881.4283 | 3533841.6587 | 97092.2217 | 15471947.5479 | 10178421.5267 | 1882312.847 | 54946.7704 | 8241161.9093 |  | 4399 | CB 237 | 2111574.6356 | 1190919.4752 | 118128.7246 | 2101904.2649 | 1185179.4961 | 116643.3831 | 8993.1901 | 5062.7986 | 808.1609 | 677.1806 | 390306.7974 | 219994.8175 | 21655.4463 | 1707849.847 | 219989.4278 | 21654.1578 | 8.6687 | 4.8801 | 0.779 | 0.50956 | 1709600.6118 | 963936.7493 | 95567.388 | 1707849.847 | 962682.2921 | 94850.1825 | 1135.6094 | 639.3017 | 102.05 | 615.1555 | 11667.2263 | 6987.9084 | 905.8902 | 3756.7988 | 2507.7761 | 139.0428 | 7848.912 | 4418.6167 | 705.3319 | 61.5155 | 0.0024198 | 0.0012792 | 6.66e-05 | 0.10585 | 0.060109 | 0.010585 | 0.0009538 | 5000000 | scaled
CB 239 | 10677.6391 | 10638.8448 | 0 | 38.7943 | 99.64% | 0% | 0.3633% | 6358.3144 | 10627.8538 | 988.5417 | 115.0026 | 5254.7701 | 1614.5678 | 333.5379 | 8679.7481 | 239 | 0.0001826 | 0.0001394 | 5.56e-05 | 58475569.8883 | 1614.597 | 348.053 | 8714.9891 | 8842261.824 | 1906095.2675 | 47727212.7968 | 30985112.4412 | 4817326.3132 | 560426.5068 | 25607359.6212 | 895419.2444 | 136030.7668 | 28101.2721 | 731287.2055 |  | 4400 | CB 239 | 10677.6391 | 4319.3247 | 49.7853 | 10638.8448 | 4280.5304 | 10.991 | 0 | 0 | 0 | 38.7943 | 1614.597 | 626.0553 | 0.029191 | 8679.7481 | 626.0261 | 0 | 0 | 0 | 0 | 0.029191 | 8714.9891 | 3460.2189 | 35.241 | 8679.7481 | 3424.978 | 0 | 0 | 0 | 0 | 35.241 | 348.053 | 233.0504 | 14.5151 | 344.5289 | 229.5263 | 10.991 | 0 | 0 | 0 | 3.5241 | 0.0001316 | 8.84e-05 | 4.6e-06 | 0 | 0 | 0 | 5.1e-05 | 5000000 | scaled
CB 24 | 0 | 0 | 0 | 0 | 0% | 0% | 0% | 0 | 0 | 0 | 0 | 0 | 0 | 0 | 0 | 24 | 0 | 0 | 0 | 0 | 0 | 0 | 0 | 0 | 0 | 0 | 0 | 0 | 0 | 0 | 0 | 0 | 0 | 0 |  | 4401 | CB 24 | 0 | 0 | 0 | 0 | 0 | 0 | 0 | 0 | 0 | 0 | 0 | 0 | 0 | 0 | 0 | 0 | 0 | 0 | 0 | 0 | 0 | 0 | 0 | 0 | 0 | 0 | 0 | 0 | 0 | 0 | 0 | 0 | 0 | 0 | 0 | 0 | 0 | 0 | 0 | 0 | 0 | 0 | 0 | 0 | 0 | 0 | 0 | 5000000 | scaled
CB 240 | 1263031.5721 | 1233691.1972 | 24617.434 | 4722.9408 | 97.68% | 1.949% | 0.3739% | 690662.6573 | 1230794.1122 | 145086.9592 | 15953.4639 | 529622.2341 | 257854.9501 | 31406.9909 | 941532.1712 | 240 | 0.048511 | 0.028044 | 0.0094746 | 26036197.6986 | 263354.2832 | 33669.3248 | 966007.964 | 5428798.7202 | 694061.1917 | 19913337.7866 | 20409383.5057 | 4287383.0831 | 471431.8338 | 15650568.5888 | 3402514.0738 | 712836.6053 | 86824.2116 | 2602853.2569 |  | 4402 | CB 240 | 1263031.5721 | 572368.9148 | 32237.4598 | 1233691.1972 | 553998.9799 | 25750.8165 | 24617.434 | 13646.994 | 1763.7025 | 4722.9408 | 263354.2832 | 118267.3239 | 5499.3331 | 959150.0761 | 118232.0799 | 5491.6836 | 57.165 | 31.6902 | 4.0956 | 3.5539 | 966007.964 | 436385.7299 | 24475.7928 | 959150.0761 | 430672.0311 | 20001.4913 | 2567.5361 | 1423.347 | 183.9497 | 4290.3518 | 33669.3248 | 17715.8609 | 2262.334 | 11247.5568 | 5094.8689 | 257.6416 | 21992.7329 | 12191.9569 | 1575.6572 | 429.0352 | 0.017414 | 0.0075104 | 0.0003914 | 0.024459 | 0.013897 | 0.0024458 | 0.0066374 | 5000000 | scaled
CB 241 | 614484.3396 | 32156.9844 | 580381.6411 | 1945.7141 | 5.233% | 94.45% | 0.3166% | 273111.7848 | 560705.5556 | 1724.1325 | 242312.2329 | 29075.4194 | 2992.134 | 500269.858 | 57443.5636 | 241 | 0.096356 | 0.054747 | 0.011562 | 6377229.6442 | 3073.5178 | 547699.2419 | 63711.5799 | 31897.5242 | 5684121.8176 | 661210.3024 | 6235411.2674 | 39363.6436 | 5532227.1376 | 663820.4862 | 4651419.6781 | 24821.7106 | 4150065.9992 | 476531.9683 |  | 4403 | CB 241 | 614484.3396 | 341372.5548 | 53778.784 | 32156.9844 | 13355.9869 | 465.9224 | 580381.6411 | 326070.8538 | 51367.1476 | 1945.7141 | 3073.5178 | 1349.3854 | 81.3838 | 11655.347 | 902.3118 | 9.7212 | 793.1515 | 445.6095 | 70.1985 | 1.4641 | 63711.5799 | 34636.1605 | 6268.0163 | 11655.347 | 4615.3718 | 49.6713 | 50288.7329 | 28253.2887 | 4450.8451 | 1767.5 | 547699.2419 | 305387.0089 | 47429.3839 | 18222.7352 | 7838.3034 | 406.5299 | 529299.7567 | 297371.9555 | 46846.104 | 176.75 | 0.006987 | 0.0028612 | 0.0001494 | 0.086618 | 0.049136 | 0.0086618 | 0.0027506 | 5000000 | scaled
CB 242 | 406818.4113 | 261841.2817 | 142457.8125 | 2519.317 | 64.36% | 35.02% | 0.6193% | 228943.5775 | 383669.8708 | 25365.9193 | 67681.4066 | 135896.2516 | 38430.88 | 136232.4085 | 209006.5822 | 242 | 0.1014 | 0.057791 | 0.012669 | 4011825.9811 | 39684.6277 | 148294.3284 | 218839.4551 | 391348.6119 | 1462399.4961 | 2158077.8731 | 3077887.8751 | 341016.1418 | 909900.0854 | 1826971.648 | 1827208.6119 | 183025.1482 | 648800.0467 | 995383.417 |  | 4404 | CB 242 | 406818.4113 | 177874.8338 | 23148.5405 | 261841.2817 | 95309.6025 | 7988.97 | 142457.8125 | 80045.9143 | 12640.2535 | 2519.317 | 39684.6277 | 14318.7084 | 1253.7477 | 202696.2129 | 14173.1827 | 1229.171 | 255.6185 | 143.63 | 22.681 | 1.8957 | 218839.4551 | 82943.2035 | 9832.8729 | 202696.2129 | 72869.8054 | 6314.9853 | 13854.6774 | 7784.8333 | 1229.3228 | 2288.5648 | 148294.3284 | 80612.9218 | 12061.9199 | 19717.9553 | 8266.6143 | 444.8137 | 128347.5166 | 72117.451 | 11388.2497 | 228.8565 | 0.008669 | 0.0036446 | 0.0001906 | 0.089175 | 0.050586 | 0.0089174 | 0.0035608 | 5000000 | scaled
CB 243 | 284280.8232 | 261821.2333 | 20261.2733 | 2198.3166 | 92.1% | 7.127% | 0.7733% | 125614.5518 | 273056.1521 | 22793.7136 | 14170.5595 | 88650.2787 | 49502.584 | 31073.9018 | 192479.6663 | 243 | 0.039288 | 0.022908 | 0.0058626 | 7235781.3086 | 50975.0249 | 33038.2949 | 200267.5034 | 1297463.9941 | 840921.571 | 5097395.7435 | 6926359.4341 | 1256840.4766 | 781361.6097 | 4888157.3478 | 1914623.3944 | 347103.7173 | 217884.9253 | 1349634.7518 |  | 4405 | CB 243 | 284280.8232 | 158666.2714 | 11224.6711 | 261821.2333 | 145244.4623 | 7575.2543 | 20261.2733 | 11223.4925 | 1451.1003 | 2198.3166 | 50975.0249 | 28181.3113 | 1472.4409 | 196473.1391 | 28158.3902 | 1468.0371 | 38.3923 | 21.267 | 2.7496 | 1.6542 | 200267.5034 | 111617.2247 | 7787.8371 | 196473.1391 | 108624.6113 | 5662.1427 | 1797.3985 | 995.6476 | 128.7286 | 1996.9658 | 33038.2949 | 18867.7354 | 1964.3931 | 14413.1158 | 8461.4609 | 445.0745 | 18425.4824 | 10206.5779 | 1319.622 | 199.6966 | 0.011686 | 0.005892 | 0.0003078 | 0.024497 | 0.01391 | 0.0024496 | 0.0031052 | 5000000 | scaled
CB 244 | 295550.8103 | 110842.2141 | 181440.687 | 3267.9092 | 37.5% | 61.39% | 1.106% | 150223.8354 | 277968.4356 | 9309.8277 | 86932.9091 | 53981.0986 | 14660.0244 | 175197.7526 | 88110.6586 | 244 | 0.040668 | 0.023179 | 0.007374 | 7267333.1214 | 14822.6112 | 187829.593 | 92898.6061 | 364474.9054 | 4618563.6269 | 2284294.5891 | 6269877.1658 | 388563.3445 | 3628310.1167 | 2253003.7046 | 2384374.1151 | 125751.6256 | 1502821.6618 | 755800.8277 |  | 4406 | CB 244 | 295550.8103 | 145326.9749 | 17582.3747 | 110842.2141 | 41658.7885 | 1333.7587 | 181440.687 | 100400.2772 | 12980.7068 | 3267.9092 | 14822.6112 | 5512.7836 | 162.5869 | 74764.8351 | 5371.601 | 142.1924 | 250.6976 | 138.7236 | 17.9355 | 2.459 | 92898.6061 | 38917.5074 | 4787.9474 | 74764.8351 | 27557.2579 | 734.4026 | 15165.1799 | 8391.6584 | 1084.9538 | 2968.5911 | 187829.593 | 100896.6839 | 12631.8404 | 21507.9244 | 8729.9296 | 457.1637 | 166024.8095 | 91869.8951 | 11877.8176 | 296.8591 | 0.011693 | 0.004706 | 0.0002458 | 0.024275 | 0.013772 | 0.0024276 | 0.0047006 | 5000000 | scaled
CB 245 | 248324.7054 | 75144.5628 | 169218.9876 | 3961.1549 | 30.26% | 68.14% | 1.595% | 117737.4496 | 230982.73 | 8194.9935 | 75166.3215 | 34376.1346 | 14531.0113 | 153696.3076 | 62755.4111 | 245 | 0.044637 | 0.025083 | 0.0082992 | 5563153.4408 | 14791.2771 | 165344.026 | 68189.4023 | 331365.1124 | 3704158.9785 | 1527629.3499 | 5206122.6061 | 362366.7836 | 3323709.5503 | 1520046.2722 | 2089596.0346 | 131455.4713 | 1390420.8114 | 567719.7519 |  | 4407 | CB 245 | 248324.7054 | 130587.2558 | 17341.9754 | 75144.5628 | 32896.9866 | 1277.3154 | 169218.9876 | 93729.1142 | 12103.5051 | 3961.1549 | 14791.2771 | 6596.2836 | 260.2657 | 50492.1987 | 6442.2769 | 237.7827 | 272.6632 | 151.0261 | 19.5024 | 2.9806 | 68189.4023 | 33813.2678 | 5433.9913 | 50492.1987 | 22405.674 | 827.22 | 14098.8634 | 7809.2535 | 1008.431 | 3598.3403 | 165344.026 | 90177.7045 | 11647.7184 | 10136.7309 | 4049.0358 | 212.3126 | 154847.4611 | 85768.8346 | 11075.5717 | 359.834 | 0.014722 | 0.0056918 | 0.0002984 | 0.024349 | 0.013826 | 0.002435 | 0.0055658 | 5000000 | scaled
CB 246 | 1438441.8634 | 1294643.4277 | 136220.2784 | 7578.1573 | 90% | 9.47% | 0.5268% | 688288.4156 | 1382885.5777 | 151207.9541 | 63102.5907 | 473977.8708 | 301342.4262 | 136450.6651 | 945092.4865 | 246 | 0.066431 | 0.040808 | 0.013881 | 21653041.5341 | 310512.3479 | 146747.2708 | 981182.2446 | 4674180.4018 | 2209004.6393 | 14769856.493 | 18382689.6896 | 4038436.266 | 1685333.2364 | 12658920.1872 | 4002210.5571 | 872115.4221 | 394902.0086 | 2735193.1264 |  | 4408 | CB 246 | 1438441.8634 | 750153.4478 | 55556.2856 | 1294643.4277 | 667111.9219 | 38233.4752 | 136220.2784 | 75463.3686 | 9744.6531 | 7578.1573 | 310512.3479 | 159304.3938 | 9169.9218 | 962009.0305 | 159184.966 | 9149.534 | 205.288 | 113.7255 | 14.6855 | 5.7023 | 981182.2446 | 507204.3738 | 36089.7581 | 962009.0305 | 493512.3673 | 28326.5905 | 12289.1642 | 6807.9565 | 879.1176 | 6884.05 | 146747.2708 | 83644.6801 | 10296.6057 | 22333.0396 | 14414.5885 | 757.3507 | 123725.8262 | 68541.6866 | 8850.8501 | 688.405 | 0.031403 | 0.016341 | 0.0008536 | 0.024445 | 0.013884 | 0.0024444 | 0.010583 | 5000000 | scaled
CB 247 | 379742.3425 | 266881.3984 | 110164.8695 | 2696.0746 | 70.28% | 29.01% | 0.71% | 163276.0461 | 352627.187 | 23906.1933 | 49078.0513 | 90291.8015 | 52130.5897 | 104008.1469 | 196488.4504 | 247 | 0.038566 | 0.023364 | 0.0065374 | 9846506.5922 | 55657.1359 | 111806.5333 | 212278.6733 | 1443158.4116 | 2899080.8874 | 5504267.2933 | 9265108.8192 | 1356558.3417 | 2784936.9015 | 5123613.576 | 4147697.1773 | 613174.2179 | 1223372.1999 | 2311150.7595 |  | 4409 | CB 247 | 379742.3425 | 216466.2964 | 27115.1555 | 266881.3984 | 152795.7144 | 16535.9606 | 110164.8695 | 60974.5074 | 7883.1203 | 2696.0746 | 55657.1359 | 31750.9426 | 3526.5463 | 200256.3439 | 31637.5097 | 3510.1146 | 201.2781 | 111.4043 | 14.403 | 2.0287 | 212278.6733 | 121986.8718 | 15790.2229 | 200256.3439 | 114239.1266 | 12656.0565 | 9573.1967 | 5298.6125 | 685.0338 | 2449.1326 | 111806.5333 | 62728.482 | 7798.3864 | 11171.2254 | 6919.0781 | 369.7896 | 100390.3947 | 55564.4907 | 7183.6836 | 244.9133 | 0.010281 | 0.0056728 | 0.0002962 | 0.024494 | 0.013899 | 0.0024494 | 0.0037918 | 5000000 | scaled
CB 248 | 962152.7105 | 957350.6463 | 0 | 4802.0642 | 99.5% | 0% | 0.4991% | 394349.468 | 935992.4338 | 66780.6603 | 10.4945 | 327558.3133 | 158433.8333 | 23.305 | 777535.2955 | 248 | 0.01881 | 0.013535 | 0.0070958 | 51150583.7501 | 162052.4846 | 460.2233 | 799640.0025 | 8615138.8418 | 24466.6874 | 42510978.221 | 41949498.5305 | 7103889.9192 | 1116.3675 | 34844492.2437 | 3686726.8851 | 624045.9343 | 91.7947 | 3062589.1561 |  | 4410 | CB 248 | 962152.7105 | 567803.2424 | 26160.2766 | 957350.6463 | 563001.1782 | 21358.2125 | 0 | 0 | 0 | 4802.0642 | 162052.4846 | 95271.8244 | 3618.6513 | 795277.7745 | 95268.211 | 3615.0379 | 0 | 0 | 0 | 3.6134 | 799640.0025 | 472081.6893 | 22104.707 | 795277.7745 | 467719.4613 | 17742.479 | 0 | 0 | 0 | 4362.228 | 460.2233 | 449.7288 | 436.9183 | 24.0005 | 13.506 | 0.69549 | 0 | 0 | 0 | 436.2228 | 0.012069 | 0.0067938 | 0.0003542 | 0 | 0 | 0 | 0.0067416 | 5000000 | scaled
CB 249 | 826920.825 | 802439.1199 | 22096.7151 | 2384.99 | 97.04% | 2.672% | 0.2884% | 401302.9162 | 803786.2375 | 61297.4864 | 11434.2079 | 328571.2219 | 122513.645 | 24364.2061 | 656908.3863 | 249 | 0.05906 | 0.034514 | 0.008121 | 14001321.1092 | 125464.1805 | 26320.4536 | 675136.1909 | 2124343.9827 | 445654.6647 | 11431322.4618 | 12331746.7914 | 1883627.1822 | 351364.8943 | 10096754.7149 | 2848736.3038 | 434206.3251 | 86350.3195 | 2328179.6593 |  | 4411 | CB 249 | 826920.825 | 425617.9088 | 23134.5875 | 802439.1199 | 410913.7825 | 18986.2146 | 22096.7151 | 12319.1362 | 1763.3829 | 2384.99 | 125464.1805 | 64166.6941 | 2950.5355 | 670126.9775 | 64108.6904 | 2940.695 | 100.8217 | 56.2091 | 8.0459 | 1.7946 | 675136.1909 | 346564.969 | 18227.8045 | 670126.9775 | 342813.61 | 15834.4097 | 2842.672 | 1584.8176 | 226.8536 | 2166.5413 | 26320.4536 | 14886.2457 | 1956.2475 | 6950.5781 | 3991.4821 | 211.11 | 19153.2214 | 10678.1095 | 1528.4834 | 216.6541 | 0.011314 | 0.005972 | 0.000312 | 0.044374 | 0.02517 | 0.0044374 | 0.0033716 | 5000000 | scaled
CB 250 | 0 | 0 | 0 | 0 | 0% | 0% | 0% | 0 | 0 | 0 | 0 | 0 | 0 | 0 | 0 | 250 | 0 | 0 | 0 | 0 | 0 | 0 | 0 | 0 | 0 | 0 | 0 | 0 | 0 | 0 | 0 | 0 | 0 | 0 |  | 4412 | CB 250 | 0 | 0 | 0 | 0 | 0 | 0 | 0 | 0 | 0 | 0 | 0 | 0 | 0 | 0 | 0 | 0 | 0 | 0 | 0 | 0 | 0 | 0 | 0 | 0 | 0 | 0 | 0 | 0 | 0 | 0 | 0 | 0 | 0 | 0 | 0 | 0 | 0 | 0 | 0 | 0 | 0 | 0 | 0 | 0 | 0 | 0 | 0 | 5000000 | scaled
CB 252 | 0 | 0 | 0 | 0 | 0% | 0% | 0% | 0 | 0 | 0 | 0 | 0 | 0 | 0 | 0 | 252 | 0 | 0 | 0 | 0 | 0 | 0 | 0 | 0 | 0 | 0 | 0 | 0 | 0 | 0 | 0 | 0 | 0 | 0 |  | 4413 | CB 252 | 0 | 0 | 0 | 0 | 0 | 0 | 0 | 0 | 0 | 0 | 0 | 0 | 0 | 0 | 0 | 0 | 0 | 0 | 0 | 0 | 0 | 0 | 0 | 0 | 0 | 0 | 0 | 0 | 0 | 0 | 0 | 0 | 0 | 0 | 0 | 0 | 0 | 0 | 0 | 0 | 0 | 0 | 0 | 0 | 0 | 0 | 0 | 5000000 | scaled
CB 253 | 0 | 0 | 0 | 0 | 0% | 0% | 0% | 0 | 0 | 0 | 0 | 0 | 0 | 0 | 0 | 253 | 0 | 0 | 0 | 0 | 0 | 0 | 0 | 0 | 0 | 0 | 0 | 0 | 0 | 0 | 0 | 0 | 0 | 0 |  | 4414 | CB 253 | 0 | 0 | 0 | 0 | 0 | 0 | 0 | 0 | 0 | 0 | 0 | 0 | 0 | 0 | 0 | 0 | 0 | 0 | 0 | 0 | 0 | 0 | 0 | 0 | 0 | 0 | 0 | 0 | 0 | 0 | 0 | 0 | 0 | 0 | 0 | 0 | 0 | 0 | 0 | 0 | 0 | 0 | 0 | 0 | 0 | 0 | 0 | 5000000 | scaled
CB 254 | 875.5669 | 748.9444 | 0 | 126.6226 | 85.54% | 0% | 14.46% | 543.8767 | 739.9421 | 85.8636 | 14.2776 | 443.7354 | 116.3003 | 22.6827 | 600.959 | 254 | 0.0005892 | 0.0003408 | 0.0001946 | 1486026.7291 | 117.7822 | 34.6542 | 723.1306 | 199901.8441 | 58815.6427 | 1227309.2423 | 973269.6475 | 153653.3153 | 25549.9003 | 794066.432 | 696941.5939 | 109541.7163 | 21364.5759 | 566035.3017 |  | 4415 | CB 254 | 875.5669 | 331.6903 | 135.6248 | 748.9444 | 205.0677 | 9.0023 | 0 | 0 | 0 | 126.6226 | 117.7822 | 31.9186 | 1.4818 | 608.1058 | 31.8233 | 1.3866 | 0 | 0 | 0 | 0.095279 | 723.1306 | 279.3952 | 122.1716 | 608.1058 | 164.3704 | 7.1467 | 0 | 0 | 0 | 115.0248 | 34.6542 | 20.3765 | 11.9714 | 23.1517 | 8.8741 | 0.46895 | 0 | 0 | 0 | 11.5025 | 0.0004028 | 0.0001544 | 8.2e-06 | 0 | 0 | 0 | 0.0001864 | 5000000 | scaled
CB 255 | 32280.1469 | 28172.8076 | 0 | 4107.3393 | 87.28% | 0% | 12.72% | 15936.1621 | 27533.6687 | 45.2084 | 15661.6615 | 229.2923 | 70.0366 | 27108.3382 | 355.2939 | 255 | 0.016748 | 0.010164 | 0.005987 | 1927449.1189 | 74.4153 | 28112.6534 | 4093.0781 | 4443.342 | 1678607.8848 | 244397.8922 | 1608090.1172 | 4561.9029 | 1580390.7349 | 23137.4794 | 792797.4299 | 2016.6163 | 780550.572 | 10230.2416 |  | 4416 | CB 255 | 32280.1469 | 16343.9847 | 4746.4782 | 28172.8076 | 12236.6454 | 639.1389 | 0 | 0 | 0 | 4107.3393 | 74.4153 | 29.2069 | 4.3787 | 361.943 | 26.1162 | 1.2881 | 0 | 0 | 0 | 3.0906 | 4093.0781 | 3863.7859 | 3737.7843 | 361.943 | 132.6507 | 6.6491 | 0 | 0 | 0 | 3731.1352 | 28112.6534 | 12450.992 | 1004.3153 | 27739.5399 | 12077.8784 | 631.2017 | 0 | 0 | 0 | 373.1135 | 0.010991 | 0.0044072 | 0.0002306 | 0 | 0 | 0 | 0.0057564 | 5000000 | scaled
CB 256 | 11439.3068 | 8907.9222 | 0 | 2531.3846 | 77.87% | 0% | 22.13% | 4697.3647 | 8702.7644 | 150.8526 | 3855.4012 | 691.1109 | 253.472 | 7285.5972 | 1163.6952 | 256 | 0.011638 | 0.007052 | 0.0037552 | 982944.097 | 258.1878 | 7704.6508 | 3476.4682 | 22185.2777 | 662036.7064 | 298722.1129 | 956032.6237 | 30702.3316 | 784671.7316 | 140658.5605 | 728734.1418 | 21224.7196 | 610066.3161 | 97443.1061 |  | 4417 | CB 256 | 11439.3068 | 6741.9421 | 2736.5424 | 8907.9222 | 4210.5574 | 205.1578 | 0 | 0 | 0 | 2531.3846 | 258.1878 | 107.3352 | 4.7158 | 1176.9411 | 105.4304 | 2.811 | 0 | 0 | 0 | 1.9048 | 3476.4682 | 2785.3573 | 2312.773 | 1176.9411 | 485.8302 | 13.2459 | 0 | 0 | 0 | 2299.5271 | 7704.6508 | 3849.2496 | 419.0536 | 7474.6981 | 3619.2969 | 189.1009 | 0 | 0 | 0 | 229.9527 | 0.0080652 | 0.0034794 | 0.0001826 | 0 | 0 | 0 | 0.0035726 | 5000000 | scaled
CB 257 | 24507.9173 | 18853.7915 | 0 | 5654.1258 | 76.93% | 0% | 23.07% | 10101.1231 | 18400.1425 | 20.123 | 9974.8217 | 106.1785 | 28.9876 | 18217.9716 | 153.1832 | 257 | 0.021535 | 0.013681 | 0.0082434 | 1138039.9207 | 33.2422 | 19185.2453 | 5289.4298 | 1543.6209 | 890878.4356 | 245617.8642 | 1053082.0418 | 2097.8975 | 1039914.6146 | 11069.5297 | 740929.0837 | 1167.2618 | 733593.5049 | 6168.317 |  | 4418 | CB 257 | 24507.9173 | 14406.7942 | 6107.7748 | 18853.7915 | 8752.6684 | 453.649 | 0 | 0 | 0 | 5654.1258 | 33.2422 | 13.1192 | 4.2545 | 153.1832 | 8.8647 | 0 | 0 | 0 | 0 | 4.2545 | 5289.4298 | 5183.2513 | 5136.2466 | 153.1832 | 47.0047 | 0 | 0 | 0 | 0 | 5136.2466 | 19185.2453 | 9210.4236 | 967.2737 | 18671.6206 | 8696.799 | 453.649 | 0 | 0 | 0 | 513.6247 | 0.013591 | 0.0057366 | 0.0002994 | 0 | 0 | 0 | 0.007944 | 5000000 | scaled
CB 258 | 175.3575 | 0.84879 | 0 | 174.5087 | 0.484% | 0% | 99.52% | 0.60977 | 0.84472 | 0.080008 | 0.12141 | 0.40835 | 0.10681 | 0.19248 | 0.54543 | 258 | 0.0003514 | 0.0002858 | 0.0002474 | 499025.192 | 0.23812 | 16.049 | 159.0703 | 677.6341 | 45671.7106 | 452675.8472 | 611433.4618 | 80226.2191 | 121742.6315 | 409464.6113 | 705386.9513 | 89190.7968 | 160732.1117 | 455464.0427 |  | 4419 | CB 258 | 175.3575 | 174.7477 | 174.5127 | 0.84879 | 0.23902 | 0.0040717 | 0 | 0 | 0 | 174.5087 | 0.23812 | 0.15811 | 0.13131 | 0.54543 | 0.026801 | 0 | 0 | 0 | 0 | 0.13131 | 159.0703 | 158.6619 | 158.5249 | 0.54543 | 0.13708 | 0 | 0 | 0 | 0 | 158.5249 | 16.049 | 15.9276 | 15.8566 | 0.19655 | 0.075142 | 0.0040717 | 0 | 0 | 0 | 15.8525 | 0.0001062 | 4.06e-05 | 2.2e-06 | 0 | 0 | 0 | 0.0002452 | 5000000 | scaled
CB 261 | 8776.6631 | 7522.9355 | 0 | 1253.7276 | 85.72% | 0% | 14.28% | 4297.2293 | 7056.4985 | 597.445 | 529.3217 | 3170.4625 | 980.4831 | 878.9254 | 5197.0899 | 261 | 0.0054352 | 0.00325 | 0.0018378 | 1614781.9948 | 1053.0312 | 1012.5067 | 6711.1252 | 193742.8527 | 186286.9253 | 1234752.2168 | 1378287.3356 | 191623.6731 | 169773.9194 | 1016889.743 | 935991.1951 | 130053.6762 | 116582.8163 | 689354.7027 |  | 4420 | CB 261 | 8776.6631 | 4479.4338 | 1720.1646 | 7522.9355 | 3225.7063 | 466.4371 | 0 | 0 | 0 | 1253.7276 | 1053.0312 | 455.5862 | 72.548 | 5572.2305 | 454.6428 | 71.6046 | 0 | 0 | 0 | 0.94339 | 6711.1252 | 3540.6627 | 1514.0353 | 5572.2305 | 2401.768 | 375.1406 | 0 | 0 | 0 | 1138.8947 | 1012.5067 | 483.185 | 133.5813 | 898.6172 | 369.2955 | 19.6918 | 0 | 0 | 0 | 113.8895 | 0.003675 | 0.0014898 | 7.76e-05 | 0 | 0 | 0 | 0.0017602 | 5000000 | scaled
CB 262 | 8112.5271 | 7147.1215 | 0 | 965.4057 | 88.1% | 0% | 11.9% | 3130.398 | 6995.755 | 371.4644 | 784.8194 | 1974.1142 | 843.1216 | 1669.4338 | 4483.1997 | 262 | 0.004918 | 0.0033656 | 0.001462 | 1649558.1839 | 860.1443 | 1805.5184 | 5446.8645 | 174897.1728 | 367124.5123 | 1107536.4989 | 1480309.3495 | 175658.8802 | 371127.0973 | 933523.372 | 763866.024 | 92060.3892 | 182285.3606 | 489520.2743 |  | 4421 | CB 262 | 8112.5271 | 4982.1291 | 1116.7721 | 7147.1215 | 4016.7235 | 151.3665 | 0 | 0 | 0 | 965.4057 | 860.1443 | 488.6799 | 17.0227 | 4569.8834 | 487.9535 | 16.2963 | 0 | 0 | 0 | 0.72644 | 5446.8645 | 3472.7503 | 963.6648 | 4569.8834 | 2595.7692 | 86.6837 | 0 | 0 | 0 | 876.9811 | 1805.5184 | 1020.6989 | 136.0846 | 1717.8202 | 933.0008 | 48.3865 | 0 | 0 | 0 | 87.6981 | 0.0035606 | 0.0020082 | 0.0001046 | 0 | 0 | 0 | 0.0013574 | 5000000 | scaled
CB 263 | 5064.1935 | 4140.3274 | 0 | 923.8661 | 81.76% | 0% | 18.24% | 2097.0543 | 4012.1974 | 332.2269 | 6.7594 | 1758.0681 | 635.4426 | 11.6252 | 3365.1296 | 263 | 0.0045504 | 0.0027606 | 0.0013524 | 1112911.7231 | 656.4584 | 95.8184 | 4311.9166 | 144263.8926 | 21057.1467 | 947590.6838 | 1074816.7649 | 170278.373 | 3464.4199 | 901073.9719 | 777873.4593 | 123197.8044 | 2253.8637 | 652421.7912 |  | 4422 | CB 263 | 5064.1935 | 2967.1392 | 1051.9961 | 4140.3274 | 2043.2731 | 128.13 | 0 | 0 | 0 | 923.8661 | 656.4584 | 324.2316 | 21.0158 | 3472.6704 | 323.5364 | 20.3207 | 0 | 0 | 0 | 0.69518 | 4311.9166 | 2553.8485 | 946.787 | 3472.6704 | 1714.6023 | 107.5407 | 0 | 0 | 0 | 839.2463 | 95.8184 | 89.0591 | 84.1932 | 11.8938 | 5.1345 | 0.2686 | 0 | 0 | 0 | 83.9246 | 0.0032754 | 0.0014856 | 7.74e-05 | 0 | 0 | 0 | 0.001275 | 5000000 | scaled
CB 264 | 0 | 0 | 0 | 0 | 0% | 0% | 0% | 0 | 0 | 0 | 0 | 0 | 0 | 0 | 0 | 264 | 0 | 0 | 0 | 0 | 0 | 0 | 0 | 0 | 0 | 0 | 0 | 0 | 0 | 0 | 0 | 0 | 0 | 0 |  | 4423 | CB 264 | 0 | 0 | 0 | 0 | 0 | 0 | 0 | 0 | 0 | 0 | 0 | 0 | 0 | 0 | 0 | 0 | 0 | 0 | 0 | 0 | 0 | 0 | 0 | 0 | 0 | 0 | 0 | 0 | 0 | 0 | 0 | 0 | 0 | 0 | 0 | 0 | 0 | 0 | 0 | 0 | 0 | 0 | 0 | 0 | 0 | 0 | 0 | 5000000 | scaled
CB 265 | 0 | 0 | 0 | 0 | 0% | 0% | 0% | 0 | 0 | 0 | 0 | 0 | 0 | 0 | 0 | 265 | 0 | 0 | 0 | 0 | 0 | 0 | 0 | 0 | 0 | 0 | 0 | 0 | 0 | 0 | 0 | 0 | 0 | 0 |  | 4424 | CB 265 | 0 | 0 | 0 | 0 | 0 | 0 | 0 | 0 | 0 | 0 | 0 | 0 | 0 | 0 | 0 | 0 | 0 | 0 | 0 | 0 | 0 | 0 | 0 | 0 | 0 | 0 | 0 | 0 | 0 | 0 | 0 | 0 | 0 | 0 | 0 | 0 | 0 | 0 | 0 | 0 | 0 | 0 | 0 | 0 | 0 | 0 | 0 | 5000000 | scaled
CB 266 | 30627.2919 | 29687.3658 | 0 | 939.9261 | 96.93% | 0% | 3.069% | 14031.1536 | 28915.3334 | 473.1964 | 11049.6524 | 2508.3048 | 864.9176 | 23461.1171 | 4589.2987 | 266 | 0.005299 | 0.0034648 | 0.0014278 | 5779824.8557 | 879.8424 | 24228.3189 | 5519.1306 | 166039.32 | 4572243.6166 | 1041541.919 | 4789926.7922 | 161538.8199 | 3772107.965 | 856280.0073 | 1199018.4607 | 35865.1303 | 972851.0518 | 190302.2786 |  | 4425 | CB 266 | 30627.2919 | 16596.1383 | 1711.9586 | 29687.3658 | 15656.2123 | 772.0325 | 0 | 0 | 0 | 939.9261 | 879.8424 | 406.646 | 14.9247 | 4665.2953 | 405.9387 | 14.2175 | 0 | 0 | 0 | 0.70726 | 5519.1306 | 3010.8258 | 929.832 | 4665.2953 | 2156.9906 | 75.9967 | 0 | 0 | 0 | 853.8353 | 24228.3189 | 13178.6665 | 767.2019 | 24142.9354 | 13093.283 | 681.8183 | 0 | 0 | 0 | 85.3835 | 0.0039834 | 0.0021492 | 0.0001122 | 0 | 0 | 0 | 0.0013156 | 5000000 | scaled
CB 267 | 0 | 0 | 0 | 0 | 0% | 0% | 0% | 0 | 0 | 0 | 0 | 0 | 0 | 0 | 0 | 267 | 0 | 0 | 0 | 0 | 0 | 0 | 0 | 0 | 0 | 0 | 0 | 0 | 0 | 0 | 0 | 0 | 0 | 0 |  | 4426 | CB 267 | 0 | 0 | 0 | 0 | 0 | 0 | 0 | 0 | 0 | 0 | 0 | 0 | 0 | 0 | 0 | 0 | 0 | 0 | 0 | 0 | 0 | 0 | 0 | 0 | 0 | 0 | 0 | 0 | 0 | 0 | 0 | 0 | 0 | 0 | 0 | 0 | 0 | 0 | 0 | 0 | 0 | 0 | 0 | 0 | 0 | 0 | 0 | 5000000 | scaled
CB 268 | 0 | 0 | 0 | 0 | 0% | 0% | 0% | 0 | 0 | 0 | 0 | 0 | 0 | 0 | 0 | 268 | 0 | 0 | 0 | 0 | 0 | 0 | 0 | 0 | 0 | 0 | 0 | 0 | 0 | 0 | 0 | 0 | 0 | 0 |  | 4427 | CB 268 | 0 | 0 | 0 | 0 | 0 | 0 | 0 | 0 | 0 | 0 | 0 | 0 | 0 | 0 | 0 | 0 | 0 | 0 | 0 | 0 | 0 | 0 | 0 | 0 | 0 | 0 | 0 | 0 | 0 | 0 | 0 | 0 | 0 | 0 | 0 | 0 | 0 | 0 | 0 | 0 | 0 | 0 | 0 | 0 | 0 | 0 | 0 | 5000000 | scaled
CB 269 | 0 | 0 | 0 | 0 | 0% | 0% | 0% | 0 | 0 | 0 | 0 | 0 | 0 | 0 | 0 | 269 | 0 | 0 | 0 | 0 | 0 | 0 | 0 | 0 | 0 | 0 | 0 | 0 | 0 | 0 | 0 | 0 | 0 | 0 |  | 4428 | CB 269 | 0 | 0 | 0 | 0 | 0 | 0 | 0 | 0 | 0 | 0 | 0 | 0 | 0 | 0 | 0 | 0 | 0 | 0 | 0 | 0 | 0 | 0 | 0 | 0 | 0 | 0 | 0 | 0 | 0 | 0 | 0 | 0 | 0 | 0 | 0 | 0 | 0 | 0 | 0 | 0 | 0 | 0 | 0 | 0 | 0 | 0 | 0 | 5000000 | scaled
CB 270 | 71458.8354 | 11377.2296 | 58823.6324 | 1257.9734 | 15.92% | 82.32% | 1.76% | 33432.9422 | 65986.8257 | 1133.7363 | 24397.0816 | 7902.1244 | 1790.6638 | 50670.7027 | 13525.4592 | 270 | 0.0142 | 0.007948 | 0.0026068 | 5032312.3533 | 1835.436 | 54417.3644 | 15206.035 | 129256.057 | 3832208.7628 | 1070847.5335 | 4784334.8225 | 162240.4068 | 3491281.3251 | 1130813.0906 | 2099129.1102 | 56963.4083 | 1611902.7705 | 430262.9314 |  | 4429 | CB 270 | 71458.8354 | 38025.8932 | 5472.0098 | 11377.2296 | 4299.2312 | 250.1682 | 58823.6324 | 32468.6885 | 3963.8681 | 1257.9734 | 1835.436 | 701.6997 | 44.7722 | 9019.1943 | 657.4359 | 38.5374 | 78.4779 | 43.3172 | 5.2883 | 0.94658 | 15206.035 | 7303.9106 | 1680.5758 | 9019.1943 | 3376.9896 | 197.925 | 5044.089 | 2784.1694 | 339.8992 | 1142.7517 | 54417.3644 | 30020.2829 | 3746.6617 | 602.0237 | 264.8057 | 13.7059 | 53701.0655 | 29641.202 | 3618.6807 | 114.2752 | 0.005089 | 0.0020116 | 0.0001052 | 0.0073438 | 0.0041692 | 0.0007344 | 0.0017672 | 5000000 | scaled
CB 271 | 0 | 0 | 0 | 0 | 0% | 0% | 0% | 0 | 0 | 0 | 0 | 0 | 0 | 0 | 0 | 271 | 0 | 0 | 0 | 0 | 0 | 0 | 0 | 0 | 0 | 0 | 0 | 0 | 0 | 0 | 0 | 0 | 0 | 0 |  | 4430 | CB 271 | 0 | 0 | 0 | 0 | 0 | 0 | 0 | 0 | 0 | 0 | 0 | 0 | 0 | 0 | 0 | 0 | 0 | 0 | 0 | 0 | 0 | 0 | 0 | 0 | 0 | 0 | 0 | 0 | 0 | 0 | 0 | 0 | 0 | 0 | 0 | 0 | 0 | 0 | 0 | 0 | 0 | 0 | 0 | 0 | 0 | 0 | 0 | 5000000 | scaled
CB 272 | 0 | 0 | 0 | 0 | 0% | 0% | 0% | 0 | 0 | 0 | 0 | 0 | 0 | 0 | 0 | 272 | 0 | 0 | 0 | 0 | 0 | 0 | 0 | 0 | 0 | 0 | 0 | 0 | 0 | 0 | 0 | 0 | 0 | 0 |  | 4431 | CB 272 | 0 | 0 | 0 | 0 | 0 | 0 | 0 | 0 | 0 | 0 | 0 | 0 | 0 | 0 | 0 | 0 | 0 | 0 | 0 | 0 | 0 | 0 | 0 | 0 | 0 | 0 | 0 | 0 | 0 | 0 | 0 | 0 | 0 | 0 | 0 | 0 | 0 | 0 | 0 | 0 | 0 | 0 | 0 | 0 | 0 | 0 | 0 | 5000000 | scaled
CB 273 | 0 | 0 | 0 | 0 | 0% | 0% | 0% | 0 | 0 | 0 | 0 | 0 | 0 | 0 | 0 | 273 | 0 | 0 | 0 | 0 | 0 | 0 | 0 | 0 | 0 | 0 | 0 | 0 | 0 | 0 | 0 | 0 | 0 | 0 |  | 4432 | CB 273 | 0 | 0 | 0 | 0 | 0 | 0 | 0 | 0 | 0 | 0 | 0 | 0 | 0 | 0 | 0 | 0 | 0 | 0 | 0 | 0 | 0 | 0 | 0 | 0 | 0 | 0 | 0 | 0 | 0 | 0 | 0 | 0 | 0 | 0 | 0 | 0 | 0 | 0 | 0 | 0 | 0 | 0 | 0 | 0 | 0 | 0 | 0 | 5000000 | scaled
CB 274 | 104808.8717 | 292.7475 | 104407.8676 | 108.2566 | 0.2793% | 99.62% | 0.1033% | 46821.381 | 97732.0641 | 66.9566 | 42639.9599 | 4114.4645 | 134.9494 | 89026.0474 | 8571.0672 | 274 | 0.014981 | 0.0085428 | 0.0016136 | 6996213.265 | 143.6455 | 95388.5594 | 9276.6668 | 9588.6393 | 6367387.5494 | 619237.0763 | 6787878.7573 | 9706.9638 | 6181681.774 | 596490.0196 | 4385726.0948 | 6055.855 | 3995043.6226 | 384626.6172 |  | 4433 | CB 274 | 104808.8717 | 57987.4906 | 7076.8076 | 292.7475 | 109.4722 | 4.3926 | 104407.8676 | 57769.7619 | 6964.1584 | 108.2566 | 143.6455 | 76.6889 | 8.6961 | 74.2006 | 5.1467 | 0 | 129.1516 | 71.4607 | 8.6146 | 0.08146 | 9276.6668 | 5162.2022 | 705.5996 | 74.2006 | 26.4713 | 0 | 9104.1252 | 5037.39 | 607.2585 | 98.341 | 95388.5594 | 52748.5995 | 6362.512 | 204.1345 | 77.8542 | 4.3926 | 95174.5908 | 52660.9112 | 6348.2852 | 9.8341 | 0.0002712 | 0.0001038 | 5.6e-06 | 0.014557 | 0.0082868 | 0.0014558 | 0.0001522 | 5000000 | scaled
CB 275 | 206623.495 | 94736.6978 | 110211.7033 | 1675.0939 | 45.85% | 53.34% | 0.8107% | 88233.767 | 195096.9033 | 3465.7949 | 61384.2007 | 23383.7714 | 8749.8923 | 129747.9259 | 56599.0851 | 275 | 0.025053 | 0.014884 | 0.004012 | 8247389.3561 | 8981.6245 | 137503.5319 | 60138.3386 | 358502.0879 | 5488461.8291 | 2400425.4392 | 7954374.4823 | 312445.3497 | 5533855.5372 | 2108073.5954 | 2873028.8547 | 128852.3423 | 1910689.1437 | 833487.3686 |  | 4434 | CB 275 | 206623.495 | 118389.728 | 11526.5918 | 94736.6978 | 55810.2473 | 2502.0365 | 110211.7033 | 60904.3868 | 7349.4614 | 1675.0939 | 8981.6245 | 5515.8297 | 231.7322 | 44883.375 | 5378.2476 | 214.0216 | 246.6857 | 136.3216 | 16.4502 | 1.2605 | 60138.3386 | 36754.5672 | 3539.2536 | 44883.375 | 27643.7063 | 1101.7826 | 13733.2968 | 7589.1942 | 915.8041 | 1521.6668 | 137503.5319 | 76119.3312 | 7755.606 | 41119.6444 | 22788.2935 | 1186.2323 | 96231.7208 | 53178.871 | 6417.207 | 152.1667 | 0.0081454 | 0.0042698 | 0.0002344 | 0.014589 | 0.008295 | 0.0014588 | 0.0023188 | 5000000 | scaled
CB 276 | 26079.268 | 14068.1278 | 11056.8005 | 954.3397 | 53.94% | 42.4% | 3.659% | 12519.1256 | 24087.3041 | 190.307 | 10984.307 | 1344.5116 | 377.1507 | 21005.4315 | 2704.722 | 276 | 0.01954 | 0.011294 | 0.0029012 | 1334646.933 | 382.0018 | 22049.0091 | 3648.2572 | 19549.532 | 1128392.1905 | 186705.2105 | 1200650.1123 | 18251.445 | 1053452.9228 | 128945.7445 | 686599.983 | 10750.545 | 598752.3055 | 77097.1325 |  | 4435 | CB 276 | 26079.268 | 13560.1424 | 1991.9639 | 14068.1278 | 6485.3102 | 300.1532 | 11056.8005 | 6120.4925 | 737.4709 | 954.3397 | 382.0018 | 191.6948 | 4.8511 | 1898.9561 | 185.4176 | 3.4632 | 10.0426 | 5.5591 | 0.66982 | 0.71811 | 3648.2572 | 2303.7456 | 943.5352 | 1898.9561 | 948.3796 | 17.7536 | 882.3723 | 488.4373 | 58.8528 | 866.9287 | 22049.0091 | 11064.702 | 1043.5776 | 11797.9306 | 5351.513 | 278.9365 | 10164.3856 | 5626.4962 | 677.9483 | 86.6929 | 0.0034876 | 0.0015716 | 8.22e-05 | 0.014704 | 0.0083738 | 0.0014704 | 0.0013486 | 5000000 | scaled
CB 277 | 9242.0774 | 8892.4168 | 0 | 349.6606 | 96.22% | 0% | 3.783% | 5462.1688 | 8721.11 | 27.7863 | 5291.8387 | 142.5438 | 50.9819 | 8408.6083 | 261.5198 | 277 | 0.0016702 | 0.0009422 | 0.0005138 | 5533515.3719 | 51.245 | 8611.6785 | 579.1539 | 30681.9817 | 5156076.2035 | 346757.1867 | 4011790.084 | 20408.147 | 3886688.0216 | 104693.9154 | 1013949.7226 | 5927.3557 | 977617.0702 | 30405.2966 |  | 4436 | CB 277 | 9242.0774 | 3779.9086 | 520.9674 | 8892.4168 | 3430.2481 | 171.3068 | 0 | 0 | 0 | 349.6606 | 51.245 | 23.4588 | 0.26311 | 261.5198 | 23.1957 | 0 | 0 | 0 | 0 | 0.26311 | 579.1539 | 436.61 | 317.634 | 261.5198 | 118.976 | 0 | 0 | 0 | 0 | 317.634 | 8611.6785 | 3319.8398 | 203.0702 | 8579.9151 | 3288.0764 | 171.3068 | 0 | 0 | 0 | 31.7634 | 0.00118 | 0.000452 | 2.36e-05 | 0 | 0 | 0 | 0.0004902 | 5000000 | scaled
CB 278 | 0 | 0 | 0 | 0 | 0% | 0% | 0% | 0 | 0 | 0 | 0 | 0 | 0 | 0 | 0 | 278 | 0 | 0 | 0 | 0 | 0 | 0 | 0 | 0 | 0 | 0 | 0 | 0 | 0 | 0 | 0 | 0 | 0 | 0 |  | 4437 | CB 278 | 0 | 0 | 0 | 0 | 0 | 0 | 0 | 0 | 0 | 0 | 0 | 0 | 0 | 0 | 0 | 0 | 0 | 0 | 0 | 0 | 0 | 0 | 0 | 0 | 0 | 0 | 0 | 0 | 0 | 0 | 0 | 0 | 0 | 0 | 0 | 0 | 0 | 0 | 0 | 0 | 0 | 0 | 0 | 0 | 0 | 0 | 0 | 5000000 | scaled
CB 279 | 90028.008 | 17657.2647 | 69494.9128 | 2875.8305 | 19.61% | 77.19% | 3.194% | 41419.6292 | 82183.0761 | 265.4674 | 37469.1711 | 3684.9908 | 483.6232 | 74367.7168 | 7331.7361 | 279 | 0.028282 | 0.016181 | 0.0057806 | 3183181.3426 | 493.4692 | 79203.8068 | 10330.732 | 17447.926 | 2800462.7197 | 365270.6968 | 3004114.7272 | 19254.0206 | 2717592.8597 | 267267.8469 | 1357113.7836 | 7986.2152 | 1228056.4116 | 121071.1568 |  | 4438 | CB 279 | 90028.008 | 48608.3788 | 7844.9319 | 17657.2647 | 7306.7498 | 333.9653 | 69494.9128 | 38425.7984 | 4635.1361 | 2875.8305 | 493.4692 | 228.0019 | 9.846 | 2018.4685 | 172.5378 | 1.2527 | 96.3958 | 53.3001 | 6.4294 | 2.164 | 10330.732 | 6645.7412 | 2998.9959 | 2018.4685 | 881.7068 | 6.4068 | 5699.8393 | 3151.6102 | 380.165 | 2612.4242 | 79203.8068 | 41734.6357 | 4836.09 | 15243.8868 | 6252.5053 | 326.3058 | 63698.6776 | 35220.8881 | 4248.5418 | 261.2424 | 0.0094576 | 0.0036968 | 0.0001932 | 0.014708 | 0.0083672 | 0.0014708 | 0.0041166 | 5000000 | scaled
CB 280 | 310796.8025 | 50007.0136 | 258225.3736 | 2564.4153 | 16.09% | 83.08% | 0.8251% | 137751.3586 | 286381.1382 | 2983.4986 | 111565.6774 | 23202.1826 | 6785.4614 | 228735.5609 | 50860.1159 | 280 | 0.042409 | 0.024283 | 0.0067682 | 7328488.5549 | 7220.9175 | 246845.3484 | 56730.5366 | 170266.9107 | 5820533.8535 | 1337687.7908 | 7126079.7035 | 154340.7582 | 5771456.0291 | 1200282.9162 | 3607408.8173 | 85473.2727 | 2881274.5297 | 640661.0149 |  | 4439 | CB 280 | 310796.8025 | 173045.4439 | 24415.6644 | 50007.0136 | 27654.1061 | 2544.7945 | 258225.3736 | 142826.9224 | 19306.4545 | 2564.4153 | 7220.9175 | 4237.4189 | 435.4562 | 32468.1901 | 4016.806 | 403.9663 | 395.3706 | 218.6833 | 29.5602 | 1.9296 | 56730.5366 | 33528.354 | 5870.4207 | 32468.1901 | 19067.5725 | 1901.0615 | 21932.8141 | 12131.2491 | 1639.8268 | 2329.5324 | 246845.3484 | 135279.671 | 18109.7875 | 10715.2062 | 4569.7277 | 239.7668 | 235897.1889 | 130476.9901 | 17637.0675 | 232.9532 | 0.0091484 | 0.0039074 | 0.0002034 | 0.029662 | 0.016777 | 0.0029662 | 0.0035986 | 5000000 | scaled
CB 281 | 131322.8593 | 1504.0306 | 126538.5243 | 3280.3044 | 1.145% | 96.36% | 2.498% | 57390.0911 | 118546.3004 | 80.3387 | 52735.2169 | 4574.5355 | 166.177 | 108897.1906 | 9482.9329 | 281 | 0.046838 | 0.02629 | 0.007875 | 2803755.4664 | 181.9457 | 117912.0803 | 13228.8334 | 3884.5573 | 2517434.0656 | 282436.8435 | 2812158.3597 | 3936.6582 | 2584065.9639 | 224155.7377 | 1622420.1721 | 2274.2923 | 1490362.8203 | 129783.0595 |  | 4440 | CB 281 | 131322.8593 | 73932.7681 | 12776.5589 | 1504.0306 | 577.2267 | 30.3338 | 126538.5243 | 70075.2371 | 9465.9207 | 3280.3044 | 181.9457 | 101.607 | 15.7687 | 13.2731 | 1.1882 | 0.068972 | 176.8742 | 97.9504 | 13.2314 | 2.4683 | 13228.8334 | 8654.2979 | 3745.9005 | 13.2731 | 6.0565 | 0.35061 | 10235.7093 | 5668.3904 | 765.6989 | 2979.851 | 117912.0803 | 65176.8633 | 9014.8897 | 1488.1544 | 569.982 | 29.9142 | 116125.9407 | 64308.8962 | 8686.9904 | 297.9851 | 0.012207 | 0.0046752 | 0.0002454 | 0.030002 | 0.016986 | 0.0030002 | 0.0046294 | 5000000 | scaled
CB 282 | 152506.8923 | 7242.3735 | 144094.4419 | 1170.077 | 4.749% | 94.48% | 0.7672% | 68622.4844 | 140434.7399 | 220.234 | 60238.8428 | 8163.4076 | 398.5351 | 123423.1719 | 16613.0329 | 282 | 0.035573 | 0.020245 | 0.0047284 | 4287152.9627 | 412.5343 | 133173.7576 | 18920.6004 | 11596.8385 | 3743675.1909 | 531880.9332 | 4143544.8445 | 13298.1114 | 3637325.9974 | 492920.7357 | 2553115.7435 | 7245.4019 | 2243843.9639 | 302026.3778 |  | 4441 | CB 282 | 152506.8923 | 83884.408 | 12072.1525 | 7242.3735 | 2980.6042 | 126.3858 | 144094.4419 | 79733.7267 | 10775.6897 | 1170.077 | 412.5343 | 192.3003 | 13.9993 | 1224.679 | 95.5119 | 0.15726 | 173.3245 | 95.908 | 12.9616 | 0.88045 | 18920.6004 | 10757.1928 | 2307.5676 | 1224.679 | 490.5154 | 0.80923 | 16633.0155 | 9203.7715 | 1243.8524 | 1062.9059 | 133173.7576 | 72934.9148 | 9750.5856 | 5779.3652 | 2394.5769 | 125.4193 | 127288.1018 | 70434.0472 | 9518.8758 | 106.2906 | 0.0038878 | 0.0016064 | 8.44e-05 | 0.030046 | 0.016999 | 0.0030046 | 0.0016394 | 5000000 | scaled
CB 283 | 6045.1476 | 6009.7428 | 0 | 35.4048 | 99.41% | 0% | 0.5857% | 924.6717 | 6008.9044 | 143.7387 | 8.9051 | 772.0279 | 949.178 | 27.2386 | 5032.4878 | 283 | 7.6e-05 | 6.64e-05 | 4.76e-05 | 79541415.1428 | 949.2047 | 31.2932 | 5064.6497 | 12489534.9085 | 411752.4836 | 66640127.7507 | 77115600.4003 | 11987491.6168 | 742668.6253 | 64385440.1582 | 761411.4404 | 120274.0056 | 3451.5068 | 637685.928 |  | 4442 | CB 283 | 6045.1476 | 5120.4759 | 36.2432 | 6009.7428 | 5085.0711 | 0.8384 | 0 | 0 | 0 | 35.4048 | 949.2047 | 805.466 | 0.026641 | 5032.4878 | 805.4393 | 0 | 0 | 0 | 0 | 0.026641 | 5064.6497 | 4292.6218 | 32.1619 | 5032.4878 | 4260.4599 | 0 | 0 | 0 | 0 | 32.1619 | 31.2932 | 22.3881 | 4.0546 | 28.077 | 19.1719 | 0.8384 | 0 | 0 | 0 | 3.2162 | 2.94e-05 | 1.98e-05 | 1e-06 | 0 | 0 | 0 | 4.66e-05 | 5000000 | scaled
CB 284 | 126880.6737 | 60797.6641 | 63880.6967 | 2202.3129 | 47.92% | 50.35% | 1.736% | 61805.5277 | 119069.8089 | 4544.8315 | 31449.4809 | 25811.2153 | 8015.3133 | 64664.9089 | 46389.5867 | 284 | 0.01321 | 0.0082908 | 0.0037082 | 9604895.814 | 8196.7304 | 68987.0001 | 49696.9432 | 620494.3558 | 5222331.5718 | 3762069.8865 | 7849079.2219 | 577177.2188 | 3993970.7085 | 3277931.2946 | 2106376.3573 | 141793.0085 | 1143939.3126 | 820644.0362 |  | 4443 | CB 284 | 126880.6737 | 65075.146 | 7810.8648 | 60797.6641 | 27404.81 | 1346.3452 | 63880.6967 | 35468.0231 | 4262.2067 | 2202.3129 | 8196.7304 | 3651.8989 | 181.4171 | 41477.6332 | 3607.3595 | 174.6068 | 77.2344 | 42.8823 | 5.1532 | 1.6572 | 49696.9432 | 23885.7279 | 3307.3565 | 41477.6332 | 18432.3597 | 891.8394 | 6218.7139 | 3452.7721 | 414.921 | 2000.5961 | 68987.0001 | 37537.5191 | 4322.0911 | 11202.192 | 5365.0908 | 279.899 | 57584.7484 | 31972.3687 | 3842.1325 | 200.0596 | 0.0052396 | 0.0024118 | 0.0001262 | 0.004876 | 0.0027846 | 0.0004876 | 0.0030944 | 5000000 | scaled
CB 286 | 207241.2445 | 136058.0537 | 61220.7604 | 9962.4303 | 65.65% | 29.54% | 4.807% | 113108.6255 | 190617.2391 | 14622.0271 | 40791.4988 | 57695.0996 | 22539.9569 | 77841.0197 | 90236.2626 | 286 | 0.045864 | 0.027313 | 0.015048 | 4518643.2057 | 22976.1113 | 83006.9872 | 101258.146 | 500966.1538 | 1809866.3694 | 2207810.6825 | 3446389.6475 | 445529.2665 | 1242906.0862 | 1757954.2948 | 1104746.5678 | 130633.2005 | 451137.5766 | 522975.7907 |  | 4444 | CB 286 | 207241.2445 | 94132.619 | 16624.0054 | 136058.0537 | 50123.4967 | 2576.5078 | 61220.7604 | 34046.6919 | 4085.0673 | 9962.4303 | 22976.1113 | 8354.0841 | 436.1544 | 86695.0141 | 8303.9569 | 423.543 | 76.6562 | 42.6308 | 5.115 | 7.4964 | 101258.146 | 43563.0464 | 11021.8835 | 86695.0141 | 31447.0559 | 1604.0657 | 5513.192 | 3066.0506 | 367.8778 | 9049.9399 | 83006.9872 | 42215.4884 | 5165.9675 | 26471.081 | 10372.4839 | 548.8991 | 55630.9123 | 30938.0105 | 3712.0744 | 904.994 | 0.02699 | 0.010526 | 0.0005618 | 0.0048756 | 0.0027886 | 0.0004876 | 0.013998 | 5000000 | scaled
CB 287 | 114667.6367 | 82479.405 | 29217.7449 | 2970.4868 | 71.93% | 25.48% | 2.591% | 56942.1676 | 108002.0903 | 3332.3875 | 34970.6585 | 18639.1217 | 6342.3653 | 65868.8888 | 35790.8361 | 287 | 0.015966 | 0.009935 | 0.004788 | 7182078.9865 | 6465.5293 | 68853.0198 | 39349.0876 | 404961.1828 | 4312531.7764 | 2464586.0273 | 5810313.9521 | 340033.0229 | 3568366.1757 | 1901914.7535 | 1392135.8349 | 81752.4367 | 849043.2017 | 461340.1965 |  | 4445 | CB 287 | 114667.6367 | 57725.4691 | 6665.5464 | 82479.405 | 38521.0413 | 1745.8544 | 29217.7449 | 16233.9411 | 1949.2052 | 2970.4868 | 6465.5293 | 3133.1418 | 123.1639 | 32856.9989 | 3112.217 | 118.6847 | 33.6375 | 18.6896 | 2.2441 | 2.2352 | 39349.0876 | 20709.9659 | 3558.2514 | 32856.9989 | 15903.7148 | 606.753 | 3793.6782 | 2107.8406 | 253.0879 | 2698.4105 | 68853.0198 | 33882.3614 | 2984.131 | 43192.7495 | 19505.1095 | 1020.4167 | 25390.4292 | 14107.4109 | 1693.8733 | 269.8411 | 0.0069378 | 0.0030006 | 0.000157 | 0.0048856 | 0.002792 | 0.0004886 | 0.0041424 | 5000000 | scaled
CB 288 | 139689.0353 | 70803.6621 | 62844.0173 | 6041.356 | 50.69% | 44.99% | 4.325% | 67519.0243 | 128311.2976 | 5311.2292 | 36843.6279 | 25364.1673 | 9546.6004 | 72479.9758 | 46284.7213 | 288 | 0.031221 | 0.018366 | 0.0094768 | 4474143.866 | 9692.1748 | 77267.2519 | 52729.6085 | 310433.7038 | 2474817.0147 | 1688893.1475 | 3929458.7375 | 309101.8604 | 2144218.1202 | 1476138.7569 | 1200588.5673 | 89326.0338 | 678183.6985 | 433078.835 |  | 4446 | CB 288 | 139689.0353 | 72170.011 | 11377.7377 | 70803.6621 | 31215.8885 | 1144.3595 | 62844.0173 | 34912.7665 | 4192.0223 | 6041.356 | 9692.1748 | 4380.9456 | 145.5744 | 41738.2613 | 4332.3336 | 135.7374 | 79.3203 | 44.0661 | 5.2911 | 4.5459 | 52729.6085 | 27365.4413 | 6444.8872 | 41738.2613 | 18820.0726 | 589.7768 | 5503.3381 | 3057.3595 | 367.1012 | 5488.0091 | 77267.2519 | 40423.6241 | 4787.2761 | 19457.0921 | 8063.4824 | 418.8452 | 57261.3589 | 31811.3408 | 3819.63 | 548.8009 | 0.017749 | 0.0069702 | 0.0003646 | 0.0048452 | 0.0027686 | 0.0004846 | 0.0086276 | 5000000 | scaled
CB 289 | 64738.907 | 25424.3679 | 36010.176 | 3304.3632 | 39.27% | 55.62% | 5.104% | 30508.4739 | 58610.9958 | 1145.8477 | 22526.1214 | 6836.5048 | 2058.2808 | 43724.9305 | 12827.7845 | 289 | 0.018234 | 0.010843 | 0.0053146 | 3550411.153 | 2083.598 | 46449.5185 | 16205.7906 | 114268.6827 | 2547384.5006 | 888757.9697 | 3156857.1218 | 118566.3185 | 2330885.0856 | 707405.7177 | 1153033.3794 | 40491.8302 | 860185.0841 | 252356.4651 |  | 4447 | CB 289 | 64738.907 | 34230.4331 | 6127.9112 | 25424.3679 | 10985.1976 | 421.8831 | 36010.176 | 19940.8723 | 2401.6649 | 3304.3632 | 2083.598 | 937.7503 | 25.3172 | 8823.1274 | 906.1655 | 19.3262 | 52.5473 | 29.0984 | 3.5046 | 2.4864 | 16205.7906 | 9369.2858 | 3378.0061 | 8823.1274 | 3941.5958 | 84.1161 | 4380.957 | 2425.9838 | 292.1838 | 3001.7061 | 46449.5185 | 23923.397 | 2724.588 | 14572.6763 | 6137.4364 | 318.4408 | 31576.6716 | 17485.79 | 2105.9765 | 300.1706 | 0.0087182 | 0.0034216 | 0.000179 | 0.004867 | 0.0027726 | 0.0004866 | 0.004649 | 5000000 | scaled
CB 290 | 0 | 0 | 0 | 0 | 0% | 0% | 0% | 0 | 0 | 0 | 0 | 0 | 0 | 0 | 0 | 290 | 0 | 0 | 0 | 0 | 0 | 0 | 0 | 0 | 0 | 0 | 0 | 0 | 0 | 0 | 0 | 0 | 0 | 0 |  | 4448 | CB 290 | 0 | 0 | 0 | 0 | 0 | 0 | 0 | 0 | 0 | 0 | 0 | 0 | 0 | 0 | 0 | 0 | 0 | 0 | 0 | 0 | 0 | 0 | 0 | 0 | 0 | 0 | 0 | 0 | 0 | 0 | 0 | 0 | 0 | 0 | 0 | 0 | 0 | 0 | 0 | 0 | 0 | 0 | 0 | 0 | 0 | 0 | 0 | 5000000 | scaled
CB 291 | 0 | 0 | 0 | 0 | 0% | 0% | 0% | 0 | 0 | 0 | 0 | 0 | 0 | 0 | 0 | 291 | 0 | 0 | 0 | 0 | 0 | 0 | 0 | 0 | 0 | 0 | 0 | 0 | 0 | 0 | 0 | 0 | 0 | 0 |  | 4449 | CB 291 | 0 | 0 | 0 | 0 | 0 | 0 | 0 | 0 | 0 | 0 | 0 | 0 | 0 | 0 | 0 | 0 | 0 | 0 | 0 | 0 | 0 | 0 | 0 | 0 | 0 | 0 | 0 | 0 | 0 | 0 | 0 | 0 | 0 | 0 | 0 | 0 | 0 | 0 | 0 | 0 | 0 | 0 | 0 | 0 | 0 | 0 | 0 | 5000000 | scaled
CB 292 | 94668.5575 | 62928.3165 | 31170.2759 | 569.9651 | 66.47% | 32.93% | 0.6021% | 43534.3526 | 89792.3481 | 4676.7276 | 11936.0681 | 26921.557 | 9612.3279 | 24798.867 | 55381.1532 | 292 | 0.048129 | 0.027453 | 0.0053222 | 1966975.3688 | 9902.1941 | 26880.0528 | 57886.3106 | 205742.7766 | 558500.1313 | 1202732.4609 | 1862636.1401 | 200095.8151 | 510689.845 | 1151850.4799 | 916201.832 | 98079.9878 | 253036.7886 | 565085.0556 |  | 4450 | CB 292 | 94668.5575 | 51134.2049 | 4876.2094 | 62928.3165 | 33196.1103 | 1818.0414 | 31170.2759 | 17368.1294 | 2488.2029 | 569.9651 | 9902.1941 | 5225.4665 | 289.8662 | 50938.385 | 5197.4025 | 285.4783 | 49.5963 | 27.6351 | 3.9591 | 0.42888 | 57886.3106 | 30964.7536 | 2505.1574 | 50938.385 | 26864.0946 | 1474.1019 | 6430.1653 | 3582.8988 | 513.2953 | 517.7602 | 26880.0528 | 14943.9847 | 2081.1858 | 2137.7626 | 1134.6132 | 58.4612 | 24690.5142 | 13757.5955 | 1970.9485 | 51.776 | 0.0029764 | 0.0015004 | 7.82e-05 | 0.044343 | 0.025142 | 0.0044342 | 0.0008098 | 5000000 | scaled
CB 293 | 0 | 0 | 0 | 0 | 0% | 0% | 0% | 0 | 0 | 0 | 0 | 0 | 0 | 0 | 0 | 293 | 0 | 0 | 0 | 0 | 0 | 0 | 0 | 0 | 0 | 0 | 0 | 0 | 0 | 0 | 0 | 0 | 0 | 0 |  | 4451 | CB 293 | 0 | 0 | 0 | 0 | 0 | 0 | 0 | 0 | 0 | 0 | 0 | 0 | 0 | 0 | 0 | 0 | 0 | 0 | 0 | 0 | 0 | 0 | 0 | 0 | 0 | 0 | 0 | 0 | 0 | 0 | 0 | 0 | 0 | 0 | 0 | 0 | 0 | 0 | 0 | 0 | 0 | 0 | 0 | 0 | 0 | 0 | 0 | 5000000 | scaled
CB 294 | 0 | 0 | 0 | 0 | 0% | 0% | 0% | 0 | 0 | 0 | 0 | 0 | 0 | 0 | 0 | 294 | 0 | 0 | 0 | 0 | 0 | 0 | 0 | 0 | 0 | 0 | 0 | 0 | 0 | 0 | 0 | 0 | 0 | 0 |  | 4452 | CB 294 | 0 | 0 | 0 | 0 | 0 | 0 | 0 | 0 | 0 | 0 | 0 | 0 | 0 | 0 | 0 | 0 | 0 | 0 | 0 | 0 | 0 | 0 | 0 | 0 | 0 | 0 | 0 | 0 | 0 | 0 | 0 | 0 | 0 | 0 | 0 | 0 | 0 | 0 | 0 | 0 | 0 | 0 | 0 | 0 | 0 | 0 | 0 | 5000000 | scaled
CB 295 | 6290.7521 | 6045.4445 | 0 | 245.3076 | 96.1% | 0% | 3.899% | 2035.6755 | 5938.0092 | 166.2169 | 1016.987 | 852.4715 | 478.8607 | 3003.5479 | 2455.6006 | 295 | 0.0015178 | 0.0010066 | 0.0003718 | 4144651.5098 | 479.0453 | 3133.267 | 2678.4397 | 315618.2051 | 2064347.7585 | 1764685.5462 | 4227177.2011 | 345157.3709 | 2111822.0341 | 1770197.7961 | 948743.4951 | 76509.8168 | 479890.8854 | 392342.7929 |  | 4453 | CB 295 | 6290.7521 | 4255.0766 | 352.7428 | 6045.4445 | 4009.769 | 107.4352 | 0 | 0 | 0 | 245.3076 | 479.0453 | 312.8284 | 0.18459 | 2455.6006 | 312.6438 | 0 | 0 | 0 | 0 | 0.18459 | 2678.4397 | 1825.9682 | 222.8391 | 2455.6006 | 1603.1291 | 0 | 0 | 0 | 0 | 222.8391 | 3133.267 | 2116.28 | 129.7192 | 3110.9831 | 2093.9961 | 107.4352 | 0 | 0 | 0 | 22.2839 | 0.0011808 | 0.0006696 | 3.48e-05 | 0 | 0 | 0 | 0.000337 | 5000000 | scaled
CB 296 | 39569.8911 | 39259.7779 | 0 | 310.1131 | 99.22% | 0% | 0.7837% | 10711.045 | 37278.2432 | 1457.9996 | 1787.4471 | 7465.5984 | 5218.0241 | 5345.1466 | 26715.0725 | 296 | 0.0016582 | 0.0012146 | 0.000485 | 23863159.4964 | 5508.9265 | 5577.2601 | 28483.7045 | 3322232.8606 | 3363442.3452 | 17177484.2906 | 23759958.8618 | 3234232.4555 | 3965035.0313 | 16560691.375 | 4725047.2048 | 661388.7401 | 677501.6112 | 3386156.8535 |  | 4454 | CB 296 | 39569.8911 | 28858.846 | 2291.6479 | 39259.7779 | 28548.7329 | 1981.5347 | 0 | 0 | 0 | 310.1131 | 5508.9265 | 4050.927 | 290.9024 | 28201.9955 | 4050.6936 | 290.6691 | 0 | 0 | 0 | 0.23335 | 28483.7045 | 21018.106 | 1768.632 | 28201.9955 | 20736.3971 | 1486.923 | 0 | 0 | 0 | 281.7089 | 5577.2601 | 3789.813 | 232.1135 | 5549.0892 | 3761.6421 | 203.9426 | 0 | 0 | 0 | 28.1709 | 0.0012138 | 0.0007702 | 4.06e-05 | 0 | 0 | 0 | 0.0004444 | 5000000 | scaled
CB 297 | 7428.6087 | 7042.1258 | 0 | 386.4829 | 94.8% | 0% | 5.203% | 2830.9625 | 6825.0199 | 309.3515 | 933.3108 | 1588.3002 | 667.1078 | 2734.1093 | 3423.8028 | 297 | 0.0019588 | 0.0014972 | 0.0006014 | 3792428.3585 | 686.6716 | 2868.2893 | 3873.6478 | 350557.2689 | 1464309.4293 | 1977561.6604 | 3070829.6641 | 335562.8398 | 1012390.1586 | 1722876.6657 | 1003639.4178 | 98100.1796 | 402058.887 | 503480.3513 |  | 4455 | CB 297 | 7428.6087 | 4597.6462 | 603.5887 | 7042.1258 | 4211.1633 | 217.1059 | 0 | 0 | 0 | 386.4829 | 686.6716 | 377.3201 | 19.5638 | 3522.5641 | 377.0292 | 19.273 | 0 | 0 | 0 | 0.29082 | 3873.6478 | 2285.3476 | 449.845 | 3522.5641 | 1934.264 | 98.7613 | 0 | 0 | 0 | 351.0837 | 2868.2893 | 1934.9785 | 134.18 | 2833.1809 | 1899.8701 | 99.0716 | 0 | 0 | 0 | 35.1084 | 0.0014066 | 0.000945 | 4.92e-05 | 0 | 0 | 0 | 0.0005522 | 5000000 | scaled
CB 298 | 17686.8448 | 17060.8351 | 0 | 626.0098 | 96.46% | 0% | 3.539% | 8901.407 | 16344.5228 | 1188.8939 | 1622.35 | 6090.1631 | 2159.621 | 3123.0979 | 11061.8038 | 298 | 0.0035214 | 0.0019996 | 0.000952 | 5022674.1777 | 2263.2491 | 3265.3321 | 12158.2637 | 642712.8611 | 927282.3548 | 3452678.9619 | 4393597.6281 | 586819.7643 | 800766.991 | 3006010.8728 | 1410002.146 | 186305.2438 | 269422.048 | 954274.8543 |  | 4456 | CB 298 | 17686.8448 | 8785.4378 | 1342.322 | 17060.8351 | 8159.428 | 716.3123 | 0 | 0 | 0 | 626.0098 | 2263.2491 | 1074.3551 | 103.628 | 11589.5921 | 1073.8841 | 103.157 | 0 | 0 | 0 | 0.47105 | 12158.2637 | 6068.1006 | 1096.4599 | 11589.5921 | 5499.429 | 527.7883 | 0 | 0 | 0 | 568.6716 | 3265.3321 | 1642.9821 | 142.2341 | 3208.4649 | 1586.115 | 85.367 | 0 | 0 | 0 | 56.8672 | 0.0026274 | 0.0011056 | 5.8e-05 | 0 | 0 | 0 | 0.000894 | 5000000 | scaled
CB 299 | 9115.6373 | 8467.9702 | 0 | 647.6671 | 92.89% | 0% | 7.105% | 2256.3546 | 8172.817 | 79.4575 | 1769.173 | 407.724 | 486.4486 | 5188.7009 | 2497.6675 | 299 | 0.0028978 | 0.0020166 | 0.0009674 | 3145709.6078 | 504.0998 | 5437.4537 | 3174.0839 | 173959.4802 | 1876407.5021 | 1095342.6256 | 3401409.6712 | 119780.6515 | 2666993.208 | 614635.8118 | 974592.042 | 58008.0175 | 618742.1805 | 297841.8441 |  | 4457 | CB 299 | 9115.6373 | 6859.2827 | 942.8203 | 8467.9702 | 6211.6156 | 295.1532 | 0 | 0 | 0 | 647.6671 | 504.0998 | 424.6422 | 17.6512 | 2585.7386 | 424.1549 | 17.1639 | 0 | 0 | 0 | 0.48735 | 3174.0839 | 2766.3599 | 676.4164 | 2585.7386 | 2178.0146 | 88.0711 | 0 | 0 | 0 | 588.3453 | 5437.4537 | 3668.2806 | 248.7528 | 5378.6191 | 3609.4461 | 189.9183 | 0 | 0 | 0 | 58.8345 | 0.0019886 | 0.0011074 | 5.82e-05 | 0 | 0 | 0 | 0.0009092 | 5000000 | scaled
CB 30 | 0 | 0 | 0 | 0 | 0% | 0% | 0% | 0 | 0 | 0 | 0 | 0 | 0 | 0 | 0 | 30 | 0 | 0 | 0 | 0 | 0 | 0 | 0 | 0 | 0 | 0 | 0 | 0 | 0 | 0 | 0 | 0 | 0 | 0 |  | 4458 | CB 30 | 0 | 0 | 0 | 0 | 0 | 0 | 0 | 0 | 0 | 0 | 0 | 0 | 0 | 0 | 0 | 0 | 0 | 0 | 0 | 0 | 0 | 0 | 0 | 0 | 0 | 0 | 0 | 0 | 0 | 0 | 0 | 0 | 0 | 0 | 0 | 0 | 0 | 0 | 0 | 0 | 0 | 0 | 0 | 0 | 0 | 0 | 0 | 5000000 | scaled
CB 300 | 0 | 0 | 0 | 0 | 0% | 0% | 0% | 0 | 0 | 0 | 0 | 0 | 0 | 0 | 0 | 300 | 0 | 0 | 0 | 0 | 0 | 0 | 0 | 0 | 0 | 0 | 0 | 0 | 0 | 0 | 0 | 0 | 0 | 0 |  | 4459 | CB 300 | 0 | 0 | 0 | 0 | 0 | 0 | 0 | 0 | 0 | 0 | 0 | 0 | 0 | 0 | 0 | 0 | 0 | 0 | 0 | 0 | 0 | 0 | 0 | 0 | 0 | 0 | 0 | 0 | 0 | 0 | 0 | 0 | 0 | 0 | 0 | 0 | 0 | 0 | 0 | 0 | 0 | 0 | 0 | 0 | 0 | 0 | 0 | 5000000 | scaled
CB 302 | 0 | 0 | 0 | 0 | 0% | 0% | 0% | 0 | 0 | 0 | 0 | 0 | 0 | 0 | 0 | 302 | 0 | 0 | 0 | 0 | 0 | 0 | 0 | 0 | 0 | 0 | 0 | 0 | 0 | 0 | 0 | 0 | 0 | 0 |  | 4460 | CB 302 | 0 | 0 | 0 | 0 | 0 | 0 | 0 | 0 | 0 | 0 | 0 | 0 | 0 | 0 | 0 | 0 | 0 | 0 | 0 | 0 | 0 | 0 | 0 | 0 | 0 | 0 | 0 | 0 | 0 | 0 | 0 | 0 | 0 | 0 | 0 | 0 | 0 | 0 | 0 | 0 | 0 | 0 | 0 | 0 | 0 | 0 | 0 | 5000000 | scaled
CB 303 | 349914.9822 | 65448.9576 | 274967.2981 | 9498.7266 | 18.7% | 78.58% | 2.715% | 159272.5433 | 323227.1162 | 351.0009 | 147095.4642 | 11826.0782 | 659.9638 | 298334.0049 | 24233.1475 | 303 | 0.047695 | 0.028994 | 0.014896 | 7336512.8887 | 698.3396 | 314945.5833 | 34271.0593 | 14641.7787 | 6603324.9465 | 718546.1636 | 6575146.8878 | 14490.145 | 6072448.2945 | 488208.4483 | 1791636.9709 | 3658.1571 | 1653655.2972 | 134323.5167 |  | 4461 | CB 303 | 349914.9822 | 190642.4389 | 26687.866 | 65448.9576 | 30935.7424 | 1646.8536 | 274967.2981 | 150207.97 | 15542.2859 | 9498.7266 | 698.3396 | 347.3388 | 38.3758 | 1717.0812 | 145.3441 | 11.0671 | 356.6828 | 194.8472 | 20.1612 | 7.1475 | 34271.0593 | 22444.9811 | 10037.9118 | 1717.0812 | 746.4779 | 56.8486 | 23925.2698 | 13069.795 | 1352.3549 | 8628.7083 | 314945.5833 | 167850.1191 | 16611.5784 | 63397.3671 | 30043.9204 | 1578.9378 | 250685.3454 | 136943.3278 | 14169.7698 | 862.8708 | 0.02424 | 0.0099054 | 0.0005194 | 0.010087 | 0.0057214 | 0.0010088 | 0.013368 | 5000000 | scaled
CB 304 | 0 | 0 | 0 | 0 | 0% | 0% | 0% | 0 | 0 | 0 | 0 | 0 | 0 | 0 | 0 | 304 | 0 | 0 | 0 | 0 | 0 | 0 | 0 | 0 | 0 | 0 | 0 | 0 | 0 | 0 | 0 | 0 | 0 | 0 |  | 4462 | CB 304 | 0 | 0 | 0 | 0 | 0 | 0 | 0 | 0 | 0 | 0 | 0 | 0 | 0 | 0 | 0 | 0 | 0 | 0 | 0 | 0 | 0 | 0 | 0 | 0 | 0 | 0 | 0 | 0 | 0 | 0 | 0 | 0 | 0 | 0 | 0 | 0 | 0 | 0 | 0 | 0 | 0 | 0 | 0 | 0 | 0 | 0 | 0 | 5000000 | scaled
CB 305 | 2786773.8569 | 2706155.2356 | 76146.1924 | 4472.4289 | 97.11% | 2.732% | 0.1605% | 1536171.2475 | 2742151.6487 | 244753.4384 | 30584.1752 | 1260833.6339 | 435134.7553 | 64063.0822 | 2242953.8112 | 305 | 0.073949 | 0.043121 | 0.011901 | 37685180.2456 | 440655.95 | 70026.8225 | 2276091.0844 | 5958933.0723 | 946963.6092 | 30779283.5642 | 29002036.341 | 4620805.2166 | 577411.7713 | 23803819.3532 | 3749324.3016 | 594956.6331 | 87592.9933 | 3066774.6752 |  | 4463 | CB 305 | 2786773.8569 | 1250602.6095 | 44622.2082 | 2706155.2356 | 1203456.9298 | 33893.8188 | 76146.1924 | 42673.2508 | 6255.9606 | 4472.4289 | 440655.95 | 195902.5116 | 5521.1947 | 2262579.0471 | 195832.4282 | 5508.0484 | 119.0518 | 66.7181 | 9.781 | 3.3654 | 2276091.0844 | 1015257.4505 | 33137.2732 | 2262579.0471 | 1005899.1898 | 28298.1638 | 9449.2523 | 5295.4757 | 776.3244 | 4062.785 | 70026.8225 | 39442.6473 | 5963.7403 | 3042.6556 | 1725.3118 | 87.6067 | 66577.8884 | 37311.057 | 5469.8552 | 406.2785 | 0.015532 | 0.0071516 | 0.0003726 | 0.052098 | 0.029651 | 0.0052098 | 0.006319 | 5000000 | scaled
CB 306 | 737499.7239 | 716008.6697 | 20665.7969 | 825.2574 | 97.09% | 2.802% | 0.1119% | 445112.2684 | 721638.7029 | 71056.8988 | 8107.505 | 365947.8647 | 114514.6372 | 16906.6574 | 590217.4083 | 306 | 0.057753 | 0.032541 | 0.006455 | 12769938.8418 | 116691.555 | 18492.2065 | 602315.9625 | 2020535.0208 | 320195.8426 | 10429207.9784 | 8985257.1386 | 1434389.8209 | 163662.1183 | 7387205.1994 | 2457168.2491 | 389920.5093 | 57566.8981 | 2009680.8416 |  | 4464 | CB 306 | 737499.7239 | 292387.4555 | 15861.021 | 716008.6697 | 279984.9796 | 13337.669 | 20665.7969 | 11577.2186 | 1698.0947 | 825.2574 | 116691.555 | 45634.6562 | 2176.9177 | 599296.4493 | 45621.5738 | 2174.469 | 22.2441 | 12.4614 | 1.8278 | 0.62098 | 602315.9625 | 236368.0978 | 12098.5542 | 599296.4493 | 234346.8356 | 11162.3732 | 2269.8438 | 1271.5927 | 186.5115 | 749.6695 | 18492.2065 | 10384.7015 | 1585.5491 | 43.5304 | 16.5701 | 0.82678 | 18373.7091 | 10293.1644 | 1509.7554 | 74.9669 | 0.004338 | 0.0016612 | 8.76e-05 | 0.052275 | 0.02974 | 0.0052274 | 0.00114 | 5000000 | scaled
CB 307 | 601867.3528 | 540077.2307 | 61069.8734 | 720.2486 | 89.73% | 10.15% | 0.1197% | 328062.2069 | 579328.6313 | 48908.5222 | 24482.8537 | 254670.831 | 84948.3429 | 50840.9751 | 443539.3134 | 307 | 0.056404 | 0.032099 | 0.0063208 | 10670688.0172 | 87683.2685 | 55299.0357 | 458885.0485 | 1554563.1415 | 980413.3005 | 8135711.5752 | 8530127.3533 | 1271697.6067 | 636592.2552 | 6621837.4914 | 3565802.0322 | 522862.0808 | 312929.2123 | 2730010.7392 |  | 4465 | CB 307 | 601867.3528 | 273805.1459 | 22538.7215 | 540077.2307 | 238856.8601 | 16800.4887 | 61069.8734 | 34228.0371 | 5017.9841 | 720.2486 | 87683.2685 | 38774.7463 | 2734.9257 | 449862.3475 | 38724.8598 | 2727.1496 | 88.0408 | 49.3445 | 7.2341 | 0.54196 | 458885.0485 | 204214.2176 | 15345.7352 | 449862.3475 | 198869.6611 | 14003.8406 | 8368.4222 | 4690.2777 | 687.6158 | 654.2788 | 55299.0357 | 30816.182 | 4458.0606 | 2620.1974 | 1262.3393 | 69.4985 | 52613.4104 | 29488.4148 | 4323.1342 | 65.4279 | 0.0031426 | 0.0013434 | 7e-05 | 0.052234 | 0.029728 | 0.0052234 | 0.0010274 | 5000000 | scaled
CB 308 | 77794.8083 | 14284.3841 | 62070.1711 | 1440.253 | 18.36% | 79.79% | 1.851% | 36228.1397 | 71423.7081 | 286.3046 | 32434.8293 | 3507.0058 | 447.2292 | 64347.9894 | 6628.4894 | 308 | 0.037941 | 0.021379 | 0.005164 | 2050436.9529 | 460.0204 | 68968.7305 | 8366.0574 | 12124.7522 | 1817808.1132 | 220504.0875 | 1944293.8118 | 15365.4094 | 1740714.2192 | 188214.1833 | 1233752.9443 | 7725.3116 | 1111528.9803 | 114498.6524 |  | 4466 | CB 308 | 77794.8083 | 41566.6685 | 6371.1002 | 14284.3841 | 5782.1244 | 289.4159 | 62070.1711 | 34344.2911 | 4641.4313 | 1440.253 | 460.0204 | 173.7158 | 12.7911 | 1498.7836 | 108.9901 | 3.1065 | 115.0197 | 63.642 | 8.6008 | 1.0837 | 8366.0574 | 4859.0516 | 1737.568 | 1498.7836 | 474.8779 | 13.5507 | 5558.9381 | 3075.8379 | 415.6816 | 1308.3357 | 68968.7305 | 36533.9012 | 4620.7411 | 12441.6836 | 5198.2564 | 272.7587 | 56396.2133 | 31204.8112 | 4217.1489 | 130.8336 | 0.0056844 | 0.002255 | 0.0001178 | 0.030233 | 0.017101 | 0.0030234 | 0.0020228 | 5000000 | scaled
CB 309 | 0 | 0 | 0 | 0 | 0% | 0% | 0% | 0 | 0 | 0 | 0 | 0 | 0 | 0 | 0 | 309 | 0 | 0 | 0 | 0 | 0 | 0 | 0 | 0 | 0 | 0 | 0 | 0 | 0 | 0 | 0 | 0 | 0 | 0 |  | 4467 | CB 309 | 0 | 0 | 0 | 0 | 0 | 0 | 0 | 0 | 0 | 0 | 0 | 0 | 0 | 0 | 0 | 0 | 0 | 0 | 0 | 0 | 0 | 0 | 0 | 0 | 0 | 0 | 0 | 0 | 0 | 0 | 0 | 0 | 0 | 0 | 0 | 0 | 0 | 0 | 0 | 0 | 0 | 0 | 0 | 0 | 0 | 0 | 0 | 5000000 | scaled
CB 31 | 0 | 0 | 0 | 0 | 0% | 0% | 0% | 0 | 0 | 0 | 0 | 0 | 0 | 0 | 0 | 31 | 0 | 0 | 0 | 0 | 0 | 0 | 0 | 0 | 0 | 0 | 0 | 0 | 0 | 0 | 0 | 0 | 0 | 0 |  | 4468 | CB 31 | 0 | 0 | 0 | 0 | 0 | 0 | 0 | 0 | 0 | 0 | 0 | 0 | 0 | 0 | 0 | 0 | 0 | 0 | 0 | 0 | 0 | 0 | 0 | 0 | 0 | 0 | 0 | 0 | 0 | 0 | 0 | 0 | 0 | 0 | 0 | 0 | 0 | 0 | 0 | 0 | 0 | 0 | 0 | 0 | 0 | 0 | 0 | 5000000 | scaled
CB 310 | 0 | 0 | 0 | 0 | 0% | 0% | 0% | 0 | 0 | 0 | 0 | 0 | 0 | 0 | 0 | 310 | 0 | 0 | 0 | 0 | 0 | 0 | 0 | 0 | 0 | 0 | 0 | 0 | 0 | 0 | 0 | 0 | 0 | 0 |  | 4469 | CB 310 | 0 | 0 | 0 | 0 | 0 | 0 | 0 | 0 | 0 | 0 | 0 | 0 | 0 | 0 | 0 | 0 | 0 | 0 | 0 | 0 | 0 | 0 | 0 | 0 | 0 | 0 | 0 | 0 | 0 | 0 | 0 | 0 | 0 | 0 | 0 | 0 | 0 | 0 | 0 | 0 | 0 | 0 | 0 | 0 | 0 | 0 | 0 | 5000000 | scaled
CB 311 | 0 | 0 | 0 | 0 | 0% | 0% | 0% | 0 | 0 | 0 | 0 | 0 | 0 | 0 | 0 | 311 | 0 | 0 | 0 | 0 | 0 | 0 | 0 | 0 | 0 | 0 | 0 | 0 | 0 | 0 | 0 | 0 | 0 | 0 |  | 4470 | CB 311 | 0 | 0 | 0 | 0 | 0 | 0 | 0 | 0 | 0 | 0 | 0 | 0 | 0 | 0 | 0 | 0 | 0 | 0 | 0 | 0 | 0 | 0 | 0 | 0 | 0 | 0 | 0 | 0 | 0 | 0 | 0 | 0 | 0 | 0 | 0 | 0 | 0 | 0 | 0 | 0 | 0 | 0 | 0 | 0 | 0 | 0 | 0 | 5000000 | scaled
CB 312 | 0 | 0 | 0 | 0 | 0% | 0% | 0% | 0 | 0 | 0 | 0 | 0 | 0 | 0 | 0 | 312 | 0 | 0 | 0 | 0 | 0 | 0 | 0 | 0 | 0 | 0 | 0 | 0 | 0 | 0 | 0 | 0 | 0 | 0 |  | 4471 | CB 312 | 0 | 0 | 0 | 0 | 0 | 0 | 0 | 0 | 0 | 0 | 0 | 0 | 0 | 0 | 0 | 0 | 0 | 0 | 0 | 0 | 0 | 0 | 0 | 0 | 0 | 0 | 0 | 0 | 0 | 0 | 0 | 0 | 0 | 0 | 0 | 0 | 0 | 0 | 0 | 0 | 0 | 0 | 0 | 0 | 0 | 0 | 0 | 5000000 | scaled
CB 313 | 413097.8091 | 130440.6966 | 281505.6203 | 1151.4922 | 31.58% | 68.15% | 0.2787% | 186113.3426 | 391674.214 | 8816.4801 | 122210.9464 | 55085.9161 | 18846.573 | 255457.2173 | 117370.4237 | 313 | 0.023731 | 0.013904 | 0.0034642 | 17407517.9785 | 19048.0152 | 273122.0402 | 120927.7538 | 802663.8218 | 11509082.6427 | 5095771.514 | 16325119.8642 | 773346.456 | 10719856.6267 | 4831916.7815 | 6184283.5649 | 297575.2489 | 4033504.9237 | 1853203.3923 |  | 4472 | CB 313 | 413097.8091 | 226984.4666 | 21423.5951 | 130440.6966 | 69594.9153 | 1507.4758 | 281505.6203 | 156238.0591 | 18764.6271 | 1151.4922 | 19048.0152 | 10231.5351 | 201.4421 | 95976.1488 | 10048.6886 | 178.7194 | 327.8868 | 181.98 | 21.8563 | 0.86646 | 120927.7538 | 65841.8377 | 3557.3301 | 95976.1488 | 51528.0093 | 917.8063 | 23905.5816 | 13267.805 | 1593.5004 | 1046.0234 | 273122.0402 | 150911.0938 | 17664.8229 | 15745.286 | 8018.2174 | 410.9501 | 257272.1519 | 142788.2741 | 17149.2704 | 104.6023 | 0.0046412 | 0.0023218 | 0.0001216 | 0.017497 | 0.0099892 | 0.0017496 | 0.001593 | 5000000 | scaled
CB 314 | 255579.5297 | 135298.0526 | 119559.664 | 721.8132 | 52.94% | 46.78% | 0.2824% | 138293.2892 | 244309.8722 | 12894.9218 | 55217.2721 | 70181.0953 | 20031.213 | 113040.3411 | 111238.318 | 314 | 0.021433 | 0.012251 | 0.0028714 | 11924691.5783 | 20418.978 | 120668.7623 | 114491.7894 | 952697.6403 | 5630097.9023 | 5341896.0356 | 9573292.8821 | 892645.3603 | 3822391.679 | 4858255.8428 | 3924795.391 | 321797.9353 | 1815973.3208 | 1787024.1349 |  | 4473 | CB 314 | 255579.5297 | 117286.2404 | 11269.6575 | 135298.0526 | 50319.3147 | 2563.3108 | 119559.664 | 66245.1125 | 7984.5335 | 721.8132 | 20418.978 | 7524.0562 | 387.765 | 103945.0121 | 7442.7753 | 377.4905 | 145.716 | 80.7377 | 9.7313 | 0.54314 | 114491.7894 | 44310.694 | 3253.4713 | 103945.0121 | 38174.5878 | 1937.2171 | 9891.0773 | 5480.4062 | 660.5542 | 655.7 | 120668.7623 | 65451.4902 | 7628.4212 | 11080.3217 | 4701.9516 | 248.6032 | 109522.8707 | 60683.9686 | 7314.248 | 65.57 | 0.002703 | 0.001127 | 5.86e-05 | 0.017686 | 0.01008 | 0.0017686 | 0.0010442 | 5000000 | scaled
CB 315 | 10771.2619 | 10475.9923 | 0 | 295.2696 | 97.26% | 0% | 2.741% | 5983.3034 | 10260.7378 | 804.6169 | 1047.3829 | 4131.3036 | 1338.4923 | 2050.784 | 6871.4615 | 315 | 0.0017586 | 0.001021 | 0.0004362 | 6124907.2446 | 1364.6769 | 2133.7676 | 7272.8174 | 776001.8972 | 1213333.1018 | 4135572.2456 | 4689479.4404 | 630627.2859 | 820897.7659 | 3237954.3886 | 1170389.9996 | 152674.9875 | 233922.4609 | 783792.5512 |  | 4474 | CB 315 | 10771.2619 | 4787.9585 | 510.5241 | 10475.9923 | 4492.6889 | 215.2545 | 0 | 0 | 0 | 295.2696 | 1364.6769 | 560.06 | 26.1846 | 7004.5924 | 559.8379 | 25.9624 | 0 | 0 | 0 | 0.22218 | 7272.8174 | 3141.5137 | 401.3558 | 7004.5924 | 2873.2888 | 133.1309 | 0 | 0 | 0 | 268.2249 | 2133.7676 | 1086.3847 | 82.9836 | 2106.9451 | 1059.5622 | 56.1611 | 0 | 0 | 0 | 26.8225 | 0.0013548 | 0.0006172 | 3.24e-05 | 0 | 0 | 0 | 0.0004038 | 5000000 | scaled
CB 319 | 0 | 0 | 0 | 0 | 0% | 0% | 0% | 0 | 0 | 0 | 0 | 0 | 0 | 0 | 0 | 319 | 0 | 0 | 0 | 0 | 0 | 0 | 0 | 0 | 0 | 0 | 0 | 0 | 0 | 0 | 0 | 0 | 0 | 0 |  | 4475 | CB 319 | 0 | 0 | 0 | 0 | 0 | 0 | 0 | 0 | 0 | 0 | 0 | 0 | 0 | 0 | 0 | 0 | 0 | 0 | 0 | 0 | 0 | 0 | 0 | 0 | 0 | 0 | 0 | 0 | 0 | 0 | 0 | 0 | 0 | 0 | 0 | 0 | 0 | 0 | 0 | 0 | 0 | 0 | 0 | 0 | 0 | 0 | 0 | 5000000 | scaled
CB 320 | 4930.2844 | 4353.7985 | 0 | 576.4858 | 88.31% | 0% | 11.69% | 2744.7256 | 4282.7274 | 87.3222 | 2211.4249 | 445.9784 | 126.662 | 3509.132 | 646.9334 | 320 | 0.002136 | 0.0013342 | 0.0008318 | 2308185.5576 | 127.0958 | 3632.5715 | 1170.6171 | 59501.7773 | 1700642.0678 | 548041.7125 | 1638104.3001 | 52115.5709 | 1319820.3524 | 266168.3767 | 778500.741 | 23024.2222 | 637878.9909 | 117597.5279 |  | 4476 | CB 320 | 4930.2844 | 2185.5588 | 647.5569 | 4353.7985 | 1609.0729 | 71.0711 | 0 | 0 | 0 | 576.4858 | 127.0958 | 39.7736 | 0.43379 | 646.9334 | 39.3398 | 0 | 0 | 0 | 0 | 0.43379 | 1170.6171 | 724.6387 | 523.6837 | 646.9334 | 200.955 | 0 | 0 | 0 | 0 | 523.6837 | 3632.5715 | 1421.1465 | 123.4395 | 3580.2031 | 1368.7782 | 71.0711 | 0 | 0 | 0 | 52.3684 | 0.0013318 | 0.00053 | 2.76e-05 | 0 | 0 | 0 | 0.0008042 | 5000000 | scaled
CB 321 | 22082.4248 | 18806.0142 | 0 | 3276.4107 | 85.16% | 0% | 14.84% | 11647.6093 | 18529.5845 | 556.5362 | 8246.6171 | 2844.4561 | 887.7917 | 13104.1527 | 4537.6401 | 321 | 0.014142 | 0.0082496 | 0.0047808 | 1561434.0458 | 891.9295 | 13667.9898 | 7522.5056 | 63067.7581 | 966454.7587 | 531911.5289 | 1264887.4492 | 60437.7799 | 895552.2211 | 308897.4482 | 743147.6612 | 35605.779 | 525555.252 | 181986.6302 |  | 4477 | CB 321 | 22082.4248 | 10434.8155 | 3552.8403 | 18806.0142 | 7158.4048 | 276.4297 | 0 | 0 | 0 | 3276.4107 | 891.9295 | 335.3933 | 4.1378 | 4546.1917 | 332.9279 | 1.6724 | 0 | 0 | 0 | 2.4654 | 7522.5056 | 4678.0495 | 2984.8655 | 4546.1917 | 1701.7356 | 8.5516 | 0 | 0 | 0 | 2976.3139 | 13667.9898 | 5421.3727 | 563.837 | 13370.3584 | 5123.7413 | 266.2057 | 0 | 0 | 0 | 297.6314 | 0.0095524 | 0.0036596 | 0.0001908 | 0 | 0 | 0 | 0.00459 | 5000000 | scaled
CB 322 | 42077.6382 | 37654.9838 | 0 | 4422.6545 | 89.49% | 0% | 10.51% | 22539.6812 | 36700.1913 | 1703.2232 | 12135.0415 | 8701.4165 | 2782.3685 | 19702.8962 | 14214.9266 | 322 | 0.018945 | 0.011221 | 0.006536 | 2221041.8707 | 2872.4587 | 20529.3976 | 18675.782 | 151620.9388 | 1083631.4373 | 985789.4946 | 1741226.7437 | 131576.7414 | 937451.5374 | 672198.4648 | 822742.7951 | 62374.9791 | 441698.4036 | 318669.4124 |  | 4478 | CB 322 | 42077.6382 | 19537.957 | 5377.4469 | 37654.9838 | 15115.3026 | 954.7924 | 0 | 0 | 0 | 4422.6545 | 2872.4587 | 1169.2355 | 90.0901 | 14658.2124 | 1165.9076 | 86.7622 | 0 | 0 | 0 | 3.3279 | 18675.782 | 9974.3655 | 4460.8554 | 14658.2124 | 5956.7959 | 443.2858 | 0 | 0 | 0 | 4017.5696 | 20529.3976 | 8394.3561 | 826.5013 | 20127.6406 | 7992.5991 | 424.7444 | 0 | 0 | 0 | 401.757 | 0.012667 | 0.004943 | 0.0002582 | 0 | 0 | 0 | 0.0062778 | 5000000 | scaled
CB 323 | 12916.1631 | 12385.8833 | 0 | 530.2798 | 95.89% | 0% | 4.106% | 7635.5731 | 12169.4889 | 154.0804 | 6694.0588 | 787.4338 | 252.0481 | 10629.49 | 1287.9508 | 323 | 0.0019678 | 0.0012198 | 0.00078 | 6563758.0399 | 252.4471 | 10894.0554 | 1769.6605 | 128289.0023 | 5536159.8856 | 899309.152 | 4329062.1377 | 87357.4028 | 3795261.5005 | 446443.2344 | 957274.6335 | 19826.5709 | 836135.4599 | 101312.6027 |  | 4479 | CB 323 | 12916.1631 | 5280.59 | 746.6742 | 12385.8833 | 4750.3102 | 216.3944 | 0 | 0 | 0 | 530.2798 | 252.4471 | 98.3667 | 0.39902 | 1287.9508 | 97.9676 | 0 | 0 | 0 | 0 | 0.39902 | 1769.6605 | 982.2267 | 481.7098 | 1287.9508 | 500.5169 | 0 | 0 | 0 | 0 | 481.7098 | 10894.0554 | 4199.9966 | 264.5654 | 10845.8844 | 4151.8256 | 216.3944 | 0 | 0 | 0 | 48.171 | 0.0012122 | 0.0004642 | 2.44e-05 | 0 | 0 | 0 | 0.0007556 | 5000000 | scaled
CB 324 | 29994.0693 | 29112.3658 | 0 | 881.7035 | 97.06% | 0% | 2.94% | 15508.6336 | 27998.6887 | 2334.6005 | 6891.5871 | 6282.446 | 4287.7004 | 12173.0377 | 11537.9506 | 324 | 0.0044058 | 0.0026464 | 0.001308 | 6807859.9307 | 4509.6167 | 12550.3583 | 12934.0943 | 1023563.6334 | 2848599.1969 | 2935697.1004 | 5473638.0391 | 823977.0483 | 2432326.0404 | 2217334.9503 | 1525520.313 | 233617.1585 | 663253.0731 | 628650.0814 |  | 4480 | CB 324 | 29994.0693 | 14485.4357 | 1995.3806 | 29112.3658 | 13603.7322 | 1113.6771 | 0 | 0 | 0 | 881.7035 | 4509.6167 | 2175.0162 | 221.9162 | 12133.1488 | 2174.3527 | 221.2528 | 0 | 0 | 0 | 0.66345 | 12934.0943 | 6651.6483 | 1396.1437 | 12133.1488 | 5850.7028 | 595.1982 | 0 | 0 | 0 | 800.9455 | 12550.3583 | 5658.7712 | 377.3206 | 12470.2638 | 5578.6767 | 297.2261 | 0 | 0 | 0 | 80.0945 | 0.0031716 | 0.0014122 | 7.38e-05 | 0 | 0 | 0 | 0.0012342 | 5000000 | scaled
CB 325 | 43927.965 | 42998.3271 | 0 | 929.6379 | 97.88% | 0% | 2.116% | 26875.4224 | 42207.6525 | 1090.6119 | 20211.2026 | 5573.6078 | 1657.6895 | 32078.2571 | 8471.7059 | 325 | 0.0043742 | 0.0024792 | 0.0013638 | 10042514.0594 | 1681.1675 | 32813.9951 | 9432.8024 | 384337.1332 | 7501713.4718 | 2156463.4544 | 6878244.0295 | 279121.0107 | 5172666.0074 | 1426457.0114 | 1261411.1546 | 49541.4422 | 958685.6652 | 253184.0471 |  | 4481 | CB 325 | 43927.965 | 17052.5426 | 1720.3125 | 42998.3271 | 16122.9047 | 790.6746 | 0 | 0 | 0 | 929.6379 | 1681.1675 | 590.5555 | 23.478 | 8588.313 | 589.856 | 22.7785 | 0 | 0 | 0 | 0.69952 | 9432.8024 | 3859.1946 | 961.0966 | 8588.313 | 3014.7052 | 116.6071 | 0 | 0 | 0 | 844.4894 | 32813.9951 | 12602.7924 | 735.7379 | 32729.5461 | 12518.3435 | 651.289 | 0 | 0 | 0 | 84.4489 | 0.0030716 | 0.0011766 | 6.12e-05 | 0 | 0 | 0 | 0.0013026 | 5000000 | scaled
CB 326 | 30571.4257 | 26893.284 | 0 | 3678.1418 | 87.97% | 0% | 12.03% | 16224.5438 | 26368.7251 | 125.5256 | 15457.7039 | 641.3143 | 216.7923 | 25044.3879 | 1107.5449 | 326 | 0.015429 | 0.0091612 | 0.005402 | 1981374.8884 | 219.6884 | 25902.289 | 4449.4482 | 14238.3015 | 1678761.9098 | 288374.6771 | 1566048.3256 | 12116.1566 | 1492030.3264 | 61901.8425 | 777989.7539 | 6396.2961 | 738916.1643 | 32677.2936 |  | 4482 | CB 326 | 30571.4257 | 14346.8819 | 4202.7007 | 26893.284 | 10668.7402 | 524.5589 | 0 | 0 | 0 | 3678.1418 | 219.6884 | 94.1629 | 2.8962 | 1108.1991 | 91.3952 | 0.12849 | 0 | 0 | 0 | 2.7677 | 4449.4482 | 3808.134 | 3341.9034 | 1108.1991 | 466.8848 | 0.65421 | 0 | 0 | 0 | 3341.2492 | 25902.289 | 10444.5851 | 857.9011 | 25568.1641 | 10110.4602 | 523.7762 | 0 | 0 | 0 | 334.1249 | 0.010234 | 0.0039658 | 0.0002066 | 0 | 0 | 0 | 0.0051954 | 5000000 | scaled
CB 327 | 1456709.4839 | 1453689.2618 | 2300.5729 | 719.6493 | 99.79% | 0.1579% | 0.0494% | 830117.2663 | 1420801.7133 | 142293.2883 | 816.1188 | 687007.8592 | 243490.8786 | 1689.3382 | 1175621.4965 | 327 | 0.076966 | 0.043282 | 0.0081386 | 18926563.8505 | 249504.6937 | 1909.8159 | 1205294.9744 | 3241735.2722 | 24813.6318 | 15660014.9465 | 14477036.9456 | 2481559.2629 | 14232.9067 | 11981244.776 | 4412032.8585 | 756115.1899 | 5245.9225 | 3650671.7461 |  | 4483 | CB 327 | 1456709.4839 | 626592.2177 | 35907.7706 | 1453689.2618 | 624584.2869 | 34991.7505 | 2300.5729 | 1288.2816 | 196.3709 | 719.6493 | 249504.6937 | 107211.4054 | 6013.815 | 1204170.6116 | 107198.0807 | 6011.325 | 22.8278 | 12.7832 | 1.9485 | 0.54151 | 1205294.9744 | 518287.1151 | 29673.4779 | 1204170.6116 | 517369.8369 | 28979.572 | 470.6285 | 263.5439 | 40.1716 | 653.7343 | 1909.8159 | 1093.6971 | 220.4777 | 37.3258 | 16.3692 | 0.85352 | 1807.1166 | 1011.9545 | 154.2508 | 65.3734 | 0.0064724 | 0.0028734 | 0.0001502 | 0.069451 | 0.039365 | 0.006945 | 0.0010434 | 5000000 | scaled
CB 329 | 215285.1593 | 208457.4337 | 5627.0631 | 1200.6625 | 96.83% | 2.614% | 0.5577% | 119224.7205 | 208587.3841 | 17484.905 | 10469.7477 | 91270.0678 | 30458.4787 | 19046.7273 | 159082.1782 | 329 | 0.026212 | 0.014789 | 0.0036002 | 8213103.6938 | 31233.4257 | 19805.1131 | 164246.6204 | 1191551.5461 | 755562.7517 | 6265989.396 | 6495310.0046 | 952569.885 | 570387.2227 | 4972352.8969 | 1860389.7451 | 271659.0057 | 169877.6569 | 1418853.0826 |  | 4484 | CB 329 | 215285.1593 | 96060.4387 | 6697.7752 | 208457.4337 | 91744.0237 | 5121.574 | 5627.0631 | 3115.7525 | 375.5386 | 1200.6625 | 31233.4257 | 13748.5208 | 774.9471 | 161995.4764 | 13741.6905 | 773.3293 | 10.7039 | 5.9268 | 0.71436 | 0.90346 | 164246.6204 | 72976.5526 | 5164.4423 | 161995.4764 | 71243.3094 | 3996.3059 | 1160.454 | 642.5532 | 77.4463 | 1090.69 | 19805.1131 | 9335.3653 | 758.3858 | 15240.1389 | 6759.0239 | 351.9389 | 4455.9052 | 2467.2724 | 297.3779 | 109.069 | 0.0067072 | 0.002964 | 0.0001546 | 0.017844 | 0.010164 | 0.0017844 | 0.0016612 | 5000000 | scaled
CB 330 | 124250.1368 | 41442.3963 | 79558.5098 | 3249.2307 | 33.35% | 64.03% | 2.615% | 59783.0743 | 114810.6723 | 194.318 | 55148.8251 | 4439.9312 | 314.061 | 105696.5275 | 8800.0838 | 330 | 0.029702 | 0.017741 | 0.0065338 | 4183224.5906 | 324.5335 | 111620.2928 | 12305.3105 | 10926.3178 | 3758005.953 | 414292.3198 | 3633789.6685 | 11811.2131 | 3352106.486 | 269871.9694 | 1444712.7954 | 3951.9664 | 1330025.5337 | 110735.2952 |  | 4485 | CB 330 | 124250.1368 | 64467.0625 | 9439.4645 | 41442.3963 | 17155.9862 | 877.3965 | 79558.5098 | 44061.8456 | 5312.8373 | 3249.2307 | 324.5335 | 130.2155 | 10.4725 | 1089.2115 | 63.9595 | 0.33343 | 115.2179 | 63.8111 | 7.6941 | 2.4449 | 12305.3105 | 7865.3793 | 3505.2267 | 1089.2115 | 336.646 | 1.7099 | 8264.4756 | 4577.11 | 551.8934 | 2951.6234 | 111620.2928 | 56471.4677 | 5923.7653 | 40146.3142 | 16755.3807 | 875.3532 | 71178.8163 | 39420.9246 | 4753.2498 | 295.1623 | 0.0072908 | 0.0029956 | 0.0001568 | 0.017816 | 0.01015 | 0.0017816 | 0.0045954 | 5000000 | scaled
CB 331 | 261210.476 | 259592.1132 | 0 | 1618.3627 | 99.38% | 0% | 0.6196% | 147185.7416 | 253646.9134 | 20813.4854 | 18479.537 | 107892.7192 | 35769.7746 | 32411.2036 | 185465.9352 | 331 | 0.010352 | 0.0057848 | 0.0024654 | 25232851.2331 | 36609.2143 | 33325.9291 | 191275.3326 | 3536438.7821 | 3219274.4454 | 18477138.0057 | 19711093.6212 | 2787339.0071 | 2474776.9748 | 14448977.6393 | 3067884.533 | 432638.9656 | 392016.7166 | 2243228.8508 |  | 4486 | CB 331 | 261210.476 | 114024.7344 | 7563.5625 | 259592.1132 | 112406.3716 | 5945.1998 | 0 | 0 | 0 | 1618.3627 | 36609.2143 | 15795.7289 | 839.4397 | 189805.2008 | 15794.5111 | 838.2219 | 0 | 0 | 0 | 1.2178 | 191275.3326 | 83382.6134 | 5809.3974 | 189805.2008 | 81912.4816 | 4339.2656 | 0 | 0 | 0 | 1470.1318 | 33325.9291 | 14846.392 | 914.7255 | 33178.9159 | 14699.3789 | 767.7123 | 0 | 0 | 0 | 147.0132 | 0.0080694 | 0.0035022 | 0.0001828 | 0 | 0 | 0 | 0.0022826 | 5000000 | scaled
CB 334 | 70516.2421 | 67048.811 | 0 | 3467.4311 | 95.08% | 0% | 4.917% | 40142.1997 | 65420.8791 | 2836.159 | 22691.2809 | 14614.7599 | 4639.8009 | 36860.8065 | 23920.2717 | 334 | 0.014478 | 0.0086994 | 0.0050978 | 4870444.3917 | 4778.933 | 37963.7527 | 27773.5564 | 330073.2808 | 2622095.8588 | 1918275.252 | 3491510.0276 | 246684.9721 | 1973654.5374 | 1271170.518 | 999521.9517 | 70888.4208 | 563171.6627 | 365461.8682 |  | 4487 | CB 334 | 70516.2421 | 30374.0423 | 5095.363 | 67048.811 | 26906.6112 | 1627.9319 | 0 | 0 | 0 | 3467.4311 | 4778.933 | 1942.774 | 139.1321 | 24623.7183 | 1940.1649 | 136.523 | 0 | 0 | 0 | 2.6091 | 27773.5564 | 13158.7965 | 3853.2847 | 24623.7183 | 10008.9583 | 703.4465 | 0 | 0 | 0 | 3149.8382 | 37963.7527 | 15272.4718 | 1102.9462 | 37648.7689 | 14957.488 | 787.9624 | 0 | 0 | 0 | 314.9838 | 0.0095794 | 0.0038004 | 0.0001988 | 0 | 0 | 0 | 0.004899 | 5000000 | scaled
CB 338 | 0 | 0 | 0 | 0 | 0% | 0% | 0% | 0 | 0 | 0 | 0 | 0 | 0 | 0 | 0 | 338 | 0 | 0 | 0 | 0 | 0 | 0 | 0 | 0 | 0 | 0 | 0 | 0 | 0 | 0 | 0 | 0 | 0 | 0 |  | 4488 | CB 338 | 0 | 0 | 0 | 0 | 0 | 0 | 0 | 0 | 0 | 0 | 0 | 0 | 0 | 0 | 0 | 0 | 0 | 0 | 0 | 0 | 0 | 0 | 0 | 0 | 0 | 0 | 0 | 0 | 0 | 0 | 0 | 0 | 0 | 0 | 0 | 0 | 0 | 0 | 0 | 0 | 0 | 0 | 0 | 0 | 0 | 0 | 0 | 5000000 | scaled
CB 339 | 0 | 0 | 0 | 0 | 0% | 0% | 0% | 0 | 0 | 0 | 0 | 0 | 0 | 0 | 0 | 339 | 0 | 0 | 0 | 0 | 0 | 0 | 0 | 0 | 0 | 0 | 0 | 0 | 0 | 0 | 0 | 0 | 0 | 0 |  | 4489 | CB 339 | 0 | 0 | 0 | 0 | 0 | 0 | 0 | 0 | 0 | 0 | 0 | 0 | 0 | 0 | 0 | 0 | 0 | 0 | 0 | 0 | 0 | 0 | 0 | 0 | 0 | 0 | 0 | 0 | 0 | 0 | 0 | 0 | 0 | 0 | 0 | 0 | 0 | 0 | 0 | 0 | 0 | 0 | 0 | 0 | 0 | 0 | 0 | 5000000 | scaled
CB 34 | 132.3241 | 3.225 | 0 | 129.099 | 2.437% | 0% | 97.56% | 2.0059 | 3.1186 | 0.033501 | 1.8012 | 0.17127 | 0.041777 | 2.8632 | 0.21365 | 34 | 0.0003968 | 0.0002702 | 0.0001956 | 333477.9552 | 0.1472 | 14.6465 | 117.5304 | 370.9602 | 36911.5301 | 296195.4649 | 482302.3787 | 8054.7993 | 433068.3622 | 41179.2172 | 660559.6724 | 8849.0655 | 606457.5623 | 45253.0446 |  | 4490 | CB 34 | 132.3241 | 130.3181 | 129.2055 | 3.225 | 1.2191 | 0.10645 | 0 | 0 | 0 | 129.099 | 0.1472 | 0.1137 | 0.10542 | 0.25593 | 0.016553 | 0.0082767 | 0 | 0 | 0 | 0.097143 | 117.5304 | 117.3591 | 117.3167 | 0.25593 | 0.084658 | 0.042282 | 0 | 0 | 0 | 117.2744 | 14.6465 | 12.8453 | 11.7833 | 2.9191 | 1.1179 | 0.055894 | 0 | 0 | 0 | 11.7274 | 0.0002052 | 7.86e-05 | 4e-06 | 0 | 0 | 0 | 0.0001916 | 5000000 | scaled
CB 340 | 29314.3502 | 28973.1133 | 0 | 341.2369 | 98.84% | 0% | 1.164% | 18147.661 | 28034.6669 | 2645.0764 | 1983.009 | 13519.5756 | 3885.6002 | 4290.0886 | 19858.9781 | 340 | 0.0015836 | 0.0009962 | 0.000488 | 18511208.7589 | 4018.3604 | 4449.7919 | 20846.198 | 2537484.4395 | 2809921.6067 | 13163802.7126 | 11209284.4956 | 1633787.0614 | 1224847.1976 | 8350650.2366 | 2622301.7257 | 363450.589 | 401285.5462 | 1857565.5905 |  | 4491 | CB 340 | 29314.3502 | 11166.6892 | 1279.6832 | 28973.1133 | 10825.4523 | 938.4464 | 0 | 0 | 0 | 341.2369 | 4018.3604 | 1373.284 | 132.7601 | 20536.2161 | 1373.0272 | 132.5033 | 0 | 0 | 0 | 0.25677 | 20846.198 | 7326.6224 | 987.2198 | 20536.2161 | 7016.6404 | 677.2379 | 0 | 0 | 0 | 309.9819 | 4449.7919 | 2466.7829 | 159.7033 | 4418.7937 | 2435.7847 | 128.7051 | 0 | 0 | 0 | 30.9982 | 0.0011236 | 0.0005362 | 2.8e-05 | 0 | 0 | 0 | 0.00046 | 5000000 | scaled
CB 341 | 0 | 0 | 0 | 0 | 0% | 0% | 0% | 0 | 0 | 0 | 0 | 0 | 0 | 0 | 0 | 341 | 0 | 0 | 0 | 0 | 0 | 0 | 0 | 0 | 0 | 0 | 0 | 0 | 0 | 0 | 0 | 0 | 0 | 0 |  | 4492 | CB 341 | 0 | 0 | 0 | 0 | 0 | 0 | 0 | 0 | 0 | 0 | 0 | 0 | 0 | 0 | 0 | 0 | 0 | 0 | 0 | 0 | 0 | 0 | 0 | 0 | 0 | 0 | 0 | 0 | 0 | 0 | 0 | 0 | 0 | 0 | 0 | 0 | 0 | 0 | 0 | 0 | 0 | 0 | 0 | 0 | 0 | 0 | 0 | 5000000 | scaled
CB 342 | 0 | 0 | 0 | 0 | 0% | 0% | 0% | 0 | 0 | 0 | 0 | 0 | 0 | 0 | 0 | 342 | 0 | 0 | 0 | 0 | 0 | 0 | 0 | 0 | 0 | 0 | 0 | 0 | 0 | 0 | 0 | 0 | 0 | 0 |  | 4493 | CB 342 | 0 | 0 | 0 | 0 | 0 | 0 | 0 | 0 | 0 | 0 | 0 | 0 | 0 | 0 | 0 | 0 | 0 | 0 | 0 | 0 | 0 | 0 | 0 | 0 | 0 | 0 | 0 | 0 | 0 | 0 | 0 | 0 | 0 | 0 | 0 | 0 | 0 | 0 | 0 | 0 | 0 | 0 | 0 | 0 | 0 | 0 | 0 | 5000000 | scaled
CB 343 | 0 | 0 | 0 | 0 | 0% | 0% | 0% | 0 | 0 | 0 | 0 | 0 | 0 | 0 | 0 | 343 | 0 | 0 | 0 | 0 | 0 | 0 | 0 | 0 | 0 | 0 | 0 | 0 | 0 | 0 | 0 | 0 | 0 | 0 |  | 4494 | CB 343 | 0 | 0 | 0 | 0 | 0 | 0 | 0 | 0 | 0 | 0 | 0 | 0 | 0 | 0 | 0 | 0 | 0 | 0 | 0 | 0 | 0 | 0 | 0 | 0 | 0 | 0 | 0 | 0 | 0 | 0 | 0 | 0 | 0 | 0 | 0 | 0 | 0 | 0 | 0 | 0 | 0 | 0 | 0 | 0 | 0 | 0 | 0 | 5000000 | scaled
CB 344 | 6171.6889 | 2882.2134 | 0 | 3289.4755 | 46.7% | 0% | 53.3% | 1718.7142 | 2819.7095 | 49.5722 | 1416.0702 | 253.0718 | 72.731 | 2375.6768 | 371.3016 | 344 | 0.013899 | 0.0083522 | 0.0048454 | 444038.3389 | 76.7857 | 2727.3506 | 3367.5526 | 5524.5513 | 196226.3872 | 242287.4005 | 533149.9103 | 15377.4345 | 439268.8986 | 78503.5772 | 691785.8963 | 17843.7879 | 582847.182 | 91094.9264 |  | 4495 | CB 344 | 6171.6889 | 4452.9747 | 3351.9794 | 2882.2134 | 1163.4992 | 62.5039 | 0 | 0 | 0 | 3289.4755 | 76.7857 | 27.2135 | 4.0547 | 379.3705 | 24.7383 | 1.5795 | 0 | 0 | 0 | 2.4752 | 3367.5526 | 3114.4808 | 2996.251 | 379.3705 | 126.2987 | 8.0689 | 0 | 0 | 0 | 2988.182 | 2727.3506 | 1311.2804 | 351.6737 | 2428.5324 | 1012.4622 | 52.8555 | 0 | 0 | 0 | 298.8182 | 0.0092472 | 0.0037004 | 0.0001936 | 0 | 0 | 0 | 0.0046518 | 5000000 | scaled
CB 348 | 0 | 0 | 0 | 0 | 0% | 0% | 0% | 0 | 0 | 0 | 0 | 0 | 0 | 0 | 0 | 348 | 0 | 0 | 0 | 0 | 0 | 0 | 0 | 0 | 0 | 0 | 0 | 0 | 0 | 0 | 0 | 0 | 0 | 0 |  | 4496 | CB 348 | 0 | 0 | 0 | 0 | 0 | 0 | 0 | 0 | 0 | 0 | 0 | 0 | 0 | 0 | 0 | 0 | 0 | 0 | 0 | 0 | 0 | 0 | 0 | 0 | 0 | 0 | 0 | 0 | 0 | 0 | 0 | 0 | 0 | 0 | 0 | 0 | 0 | 0 | 0 | 0 | 0 | 0 | 0 | 0 | 0 | 0 | 0 | 5000000 | scaled
CB 35 | 0 | 0 | 0 | 0 | 0% | 0% | 0% | 0 | 0 | 0 | 0 | 0 | 0 | 0 | 0 | 35 | 0 | 0 | 0 | 0 | 0 | 0 | 0 | 0 | 0 | 0 | 0 | 0 | 0 | 0 | 0 | 0 | 0 | 0 |  | 4497 | CB 35 | 0 | 0 | 0 | 0 | 0 | 0 | 0 | 0 | 0 | 0 | 0 | 0 | 0 | 0 | 0 | 0 | 0 | 0 | 0 | 0 | 0 | 0 | 0 | 0 | 0 | 0 | 0 | 0 | 0 | 0 | 0 | 0 | 0 | 0 | 0 | 0 | 0 | 0 | 0 | 0 | 0 | 0 | 0 | 0 | 0 | 0 | 0 | 5000000 | scaled
CB 350 | 133573.5708 | 133469.1046 | 0 | 104.4662 | 99.92% | 0% | 0.07821% | 75845.9101 | 127519.1521 | 12218.8392 | 344.9687 | 63282.1023 | 20460.6183 | 969.4166 | 106089.1172 | 350 | 0.0004644 | 0.0003622 | 0.0001634 | 287626121.5407 | 21409.1978 | 1018.1892 | 111146.1838 | 46100770.5211 | 2192483.2273 | 239332867.7922 | 159380620.4701 | 25676350.459 | 724908.1904 | 132979361.8207 | 37052746.3921 | 5945162.6517 | 281679.6244 | 30825904.116 |  | 4498 | CB 350 | 133573.5708 | 57727.6607 | 6054.4188 | 133469.1046 | 57623.1945 | 5949.9526 | 0 | 0 | 0 | 104.4662 | 21409.1978 | 9190.3587 | 948.5795 | 111051.286 | 9190.28 | 948.5009 | 0 | 0 | 0 | 0.078607 | 111146.1838 | 47864.0815 | 5057.0666 | 111051.286 | 47769.1837 | 4962.1688 | 0 | 0 | 0 | 94.8978 | 1018.1892 | 673.2205 | 48.7726 | 1008.6994 | 663.7308 | 39.2828 | 0 | 0 | 0 | 9.4898 | 0.0003118 | 0.0002096 | 1.08e-05 | 0 | 0 | 0 | 0.0001526 | 5000000 | scaled
CB 351 | 14599735.2229 | 14550361.9113 | 44586.1651 | 4787.1465 | 99.66% | 0.3054% | 0.03279% | 6789130.5811 | 14142119.7858 | 1549981.8869 | 20266.687 | 5218882.0072 | 3228698.5463 | 42823.1328 | 10870598.1068 | 351 | 0.12463 | 0.072855 | 0.016993 | 117140118.3529 | 3331491.4597 | 47027.8407 | 11221215.9224 | 26730026.1219 | 377325.119 | 90032767.112 | 107207824.9032 | 24475915.5458 | 320033.2366 | 82411876.1209 | 26930277.7115 | 6148282.5641 | 81546.393 | 20700448.7543 |  | 4499 | CB 351 | 14599735.2229 | 7810604.6418 | 457615.437 | 14550361.9113 | 7780728.6059 | 448861.5857 | 44586.1651 | 25088.8894 | 3966.7048 | 4787.1465 | 3331491.4597 | 1781509.5728 | 102792.9134 | 11212438.6359 | 1781464.0751 | 102782.6872 | 74.4538 | 41.8956 | 6.6239 | 3.6022 | 11221215.9224 | 6002333.9152 | 350617.8157 | 11212438.6359 | 5995493.2345 | 345875.1381 | 4428.6098 | 2492.004 | 394.0009 | 4348.6767 | 47027.8407 | 26761.1537 | 4204.708 | 6509.8716 | 3771.2963 | 203.7603 | 40083.1015 | 22554.9898 | 3566.08 | 434.8677 | 0.02064 | 0.010886 | 0.0005688 | 0.097301 | 0.055275 | 0.00973 | 0.0066938 | 5000000 | scaled
CB 352 | 87874.1322 | 87190.6496 | 548.0874 | 135.3951 | 99.22% | 0.6237% | 0.1541% | 40853.5267 | 86678.3815 | 6543.5382 | 224.178 | 34085.8105 | 13904.9317 | 496.9419 | 72276.5079 | 352 | 0.066856 | 0.03801 | 0.006839 | 1314383.0775 | 14068.0901 | 549.8961 | 73256.1459 | 210424.3781 | 8225.1071 | 1095733.5923 | 1237045.7934 | 198138.4987 | 6788.1141 | 1032119.1806 | 174842.9077 | 28048.2704 | 1002.4042 | 145792.2331 |  | 4500 | CB 352 | 87874.1322 | 47020.6054 | 1195.7506 | 87190.6496 | 46578.3967 | 1013.8903 | 548.0874 | 306.8136 | 46.4652 | 135.3951 | 14068.0901 | 7524.5519 | 163.1585 | 73019.9804 | 7524.2485 | 163.0261 | 0.35996 | 0.2015 | 0.030516 | 0.10188 | 73256.1459 | 39170.3354 | 979.638 | 73019.9804 | 38983.9892 | 847.0498 | 113.1716 | 63.3523 | 9.5944 | 122.9939 | 549.8961 | 325.7182 | 52.9542 | 103.0409 | 70.159 | 3.8144 | 434.5558 | 243.2598 | 36.8404 | 12.2994 | 0.0003166 | 0.0001832 | 9.4e-06 | 0.066344 | 0.037632 | 0.0066344 | 0.0001952 | 5000000 | scaled
CB 353 | 7589.6612 | 7483.5687 | 0 | 106.0925 | 98.6% | 0% | 1.398% | 6582.8263 | 7481.3936 | 1045.2206 | 84.3193 | 5453.2863 | 1182.3902 | 130.2007 | 6168.8027 | 353 | 0.0001926 | 0.0001662 | 0.0001508 | 39406340.6141 | 1182.47 | 142.0133 | 6265.1779 | 6139512.0372 | 737348.278 | 32529480.2989 | 6057972.0182 | 961884.3244 | 77596.4379 | 5018491.256 | 717954.7053 | 113468.5114 | 12494.7604 | 591991.4335 |  | 4501 | CB 353 | 7589.6612 | 1006.8349 | 108.2676 | 7483.5687 | 900.7424 | 2.175 | 0 | 0 | 0 | 106.0925 | 1182.47 | 137.2494 | 0.079831 | 6168.8027 | 137.1695 | 0 | 0 | 0 | 0 | 0.079831 | 6265.1779 | 811.8916 | 96.3752 | 6168.8027 | 715.5164 | 0 | 0 | 0 | 0 | 96.3752 | 142.0133 | 57.694 | 11.8126 | 132.3758 | 48.0565 | 2.175 | 0 | 0 | 0 | 9.6375 | 4.26e-05 | 1.62e-05 | 8e-07 | 0 | 0 | 0 | 0.00015 | 5000000 | scaled
CB 354 | 12069.4859 | 12004.5581 | 0 | 64.9279 | 99.46% | 0% | 0.538% | 526.5774 | 11995.2612 | 69.959 | 88.9085 | 367.7099 | 1883.0652 | 275.008 | 9837.188 | 354 | 0.0002126 | 0.0001732 | 9.66e-05 | 56770865.166 | 1883.114 | 290.203 | 9896.1689 | 8857544.7931 | 1365018.6515 | 46548301.7214 | 66644968.6558 | 8854190.9486 | 11252482.3346 | 46538295.3725 | 768371.9044 | 120622.1643 | 17615.9934 | 630133.7466 |  | 4502 | CB 354 | 12069.4859 | 11542.9086 | 74.2247 | 12004.5581 | 11477.9807 | 9.2968 | 0 | 0 | 0 | 64.9279 | 1883.114 | 1813.155 | 0.048856 | 9837.188 | 1813.1061 | 0 | 0 | 0 | 0 | 0.048856 | 9896.1689 | 9528.4591 | 58.9809 | 9837.188 | 9469.4781 | 0 | 0 | 0 | 0 | 58.9809 | 290.203 | 201.2945 | 15.1949 | 284.3049 | 195.3964 | 9.2968 | 0 | 0 | 0 | 5.8981 | 0.0001202 | 8.08e-05 | 4.2e-06 | 0 | 0 | 0 | 9.24e-05 | 5000000 | scaled
CB 355 | 11288352.5173 | 11157038.9975 | 125214.8711 | 6098.6487 | 98.84% | 1.109% | 0.05403% | 6646324.9155 | 11043092.9479 | 1387326.1535 | 55414.2717 | 5203584.4904 | 2299867.1492 | 115087.881 | 8628137.9177 | 355 | 0.1048 | 0.059278 | 0.015979 | 107709792.9775 | 2347964.7875 | 125649.9779 | 8814737.752 | 22403517.3235 | 1198911.2749 | 84107364.3792 | 78309186.207 | 16345933.0475 | 652909.1755 | 61310343.9839 | 15349252.7179 | 3196680.6996 | 159965.4171 | 11992606.6012 |  | 4503 | CB 355 | 11288352.5173 | 4642027.6018 | 245259.5695 | 11157038.9975 | 4565870.4791 | 228510.1599 | 125214.8711 | 70058.474 | 10650.7609 | 6098.6487 | 2347964.7875 | 960638.634 | 48097.6383 | 8798290.333 | 960519.4329 | 48075.6252 | 204.845 | 114.612 | 17.4241 | 4.589 | 8814737.752 | 3611153.2616 | 186599.8343 | 8798290.333 | 3599510.4711 | 180132.001 | 10907.3648 | 6102.7362 | 927.779 | 5540.0542 | 125649.9779 | 70235.7062 | 10562.0969 | 10993.3111 | 5840.575 | 302.5338 | 114102.6614 | 63841.1258 | 9705.5578 | 554.0054 | 0.028263 | 0.012216 | 0.0006504 | 0.068013 | 0.038535 | 0.0068012 | 0.008527 | 5000000 | scaled
CB 356 | 6806.1625 | 6744.9283 | 0 | 61.2342 | 99.1% | 0% | 0.8997% | 2864.9189 | 5280.3728 | 457.4963 | 36.5882 | 2370.8345 | 839.3277 | 104.513 | 4336.5321 | 356 | 0.0001262 | 0.0001158 | 9.58e-05 | 53931556.8957 | 1075.9043 | 117.4773 | 5612.7809 | 8525390.7441 | 930881.9152 | 44475284.2364 | 34034918.5101 | 5435004.7709 | 434663.1922 | 28165250.5471 | 15926823.6709 | 2531606.284 | 315235.2245 | 13079982.1624 |  | 4504 | CB 356 | 6806.1625 | 3941.2436 | 1525.7897 | 6744.9283 | 3880.0094 | 1464.5555 | 0 | 0 | 0 | 61.2342 | 1075.9043 | 618.4081 | 236.5766 | 5557.1553 | 618.362 | 236.5305 | 0 | 0 | 0 | 0.046077 | 5612.7809 | 3241.9464 | 1276.2488 | 5557.1553 | 3186.3208 | 1220.6233 | 0 | 0 | 0 | 55.6255 | 117.4773 | 80.8891 | 12.9643 | 111.9147 | 75.3266 | 7.4018 | 0 | 0 | 0 | 5.5626 | 3.16e-05 | 2.12e-05 | 1.2e-06 | 0 | 0 | 0 | 9.46e-05 | 5000000 | scaled
CB 357 | 6110854.5999 | 5866848.8393 | 240348.0184 | 3657.7422 | 96.01% | 3.933% | 0.05986% | 3253971.2603 | 5986025.7518 | 527805.6955 | 104182.8779 | 2621982.687 | 966356.6755 | 217832.1636 | 4801836.9127 | 357 | 0.12773 | 0.073308 | 0.01612 | 47841069.2973 | 983018.4431 | 238437.7422 | 4889398.4146 | 7695920.8709 | 1866697.4255 | 38278451.0009 | 38970856.4604 | 6321211.3301 | 1247735.6602 | 31401909.4701 | 7743725.0685 | 1250111.6306 | 281795.0433 | 6211818.3946 |  | 4505 | CB 357 | 6110854.5999 | 2856883.3396 | 124828.8481 | 5866848.8393 | 2717882.7609 | 99557.9475 | 240348.0184 | 135342.8365 | 21613.1585 | 3657.7422 | 983018.4431 | 455212.7475 | 16661.7675 | 4865670.7257 | 454991.3184 | 16624.0943 | 388.3363 | 218.6768 | 34.9209 | 2.7523 | 4889398.4146 | 2267415.7277 | 87561.5019 | 4865670.7257 | 2252602.7271 | 82403.8785 | 20404.9708 | 11490.2825 | 1834.9054 | 3322.718 | 238437.7422 | 134254.8644 | 20605.5787 | 18550.7591 | 10288.7153 | 529.9747 | 219554.7113 | 123633.8772 | 19743.3322 | 332.2718 | 0.017951 | 0.0087182 | 0.000456 | 0.10457 | 0.059383 | 0.010457 | 0.0052066 | 5000000 | scaled
CB 358 | 861433.39 | 162617.5354 | 698677.1332 | 138.7213 | 18.88% | 81.11% | 0.0161% | 406976.8071 | 790563.5093 | 17103.7743 | 273517.7351 | 116355.2977 | 26353.9259 | 569744.686 | 194464.8974 | 358 | 0.1387 | 0.078738 | 0.013994 | 6210605.853 | 27452.5541 | 627773.3592 | 206207.4768 | 197922.4336 | 4526006.2404 | 1486677.1789 | 5771756.7494 | 242566.2179 | 3879036.3631 | 1650154.1684 | 5064159.9971 | 168816.9209 | 3649647.6415 | 1245695.4347 |  | 4506 | CB 358 | 861433.39 | 454456.5829 | 70869.8807 | 162617.5354 | 60054.0545 | 6160.0409 | 698677.1332 | 394263.8071 | 64571.1185 | 138.7213 | 27452.5541 | 10348.7797 | 1098.6281 | 136201.6067 | 9755.6249 | 1001.3961 | 1050.9481 | 593.0505 | 97.1277 | 0.10438 | 206207.4768 | 89852.1791 | 11742.5793 | 136201.6067 | 50292.9316 | 5158.33 | 69879.8547 | 39433.2321 | 6458.2339 | 126.0154 | 627773.3592 | 354255.6241 | 58028.6732 | 14.4271 | 5.498 | 0.31481 | 627746.3305 | 354237.5245 | 58015.7568 | 12.6015 | 0.0006722 | 0.0002574 | 1.34e-05 | 0.13783 | 0.078283 | 0.013783 | 0.0001976 | 5000000 | scaled
CB 36 | 0 | 0 | 0 | 0 | 0% | 0% | 0% | 0 | 0 | 0 | 0 | 0 | 0 | 0 | 0 | 36 | 0 | 0 | 0 | 0 | 0 | 0 | 0 | 0 | 0 | 0 | 0 | 0 | 0 | 0 | 0 | 0 | 0 | 0 |  | 4507 | CB 36 | 0 | 0 | 0 | 0 | 0 | 0 | 0 | 0 | 0 | 0 | 0 | 0 | 0 | 0 | 0 | 0 | 0 | 0 | 0 | 0 | 0 | 0 | 0 | 0 | 0 | 0 | 0 | 0 | 0 | 0 | 0 | 0 | 0 | 0 | 0 | 0 | 0 | 0 | 0 | 0 | 0 | 0 | 0 | 0 | 0 | 0 | 0 | 5000000 | scaled
CB 361 | 72052.7989 | 2632.6819 | 67666.8476 | 1753.2694 | 3.654% | 93.91% | 2.433% | 31755.1456 | 65733.6129 | 32.3879 | 28945.0614 | 2777.6962 | 67.8549 | 59846.294 | 5819.464 | 361 | 0.010387 | 0.0064448 | 0.0030064 | 6937091.9208 | 74.0229 | 64150.7882 | 7827.9878 | 7126.7712 | 6176302.9511 | 753662.1984 | 6252739.166 | 6377.3369 | 5699420.2374 | 546941.5917 | 2101911.2554 | 2169.7429 | 1913657.1583 | 186084.3543 |  | 4508 | CB 361 | 72052.7989 | 40297.6534 | 6319.186 | 2632.6819 | 1021.6785 | 53.1137 | 67666.8476 | 37522.7055 | 4512.8029 | 1753.2694 | 74.0229 | 41.635 | 6.168 | 0 | 0 | 0 | 72.7036 | 40.3157 | 4.8487 | 1.3193 | 7827.9878 | 5050.2916 | 2008.5238 | 0 | 0 | 0 | 6235.3059 | 3457.6096 | 415.8418 | 1592.6819 | 64150.7882 | 35205.7268 | 4304.4942 | 2632.6819 | 1021.6785 | 53.1137 | 61358.8381 | 34024.7801 | 4092.1123 | 159.2682 | 0.003093 | 0.0012278 | 6.36e-05 | 0.0048342 | 0.0027576 | 0.0004834 | 0.0024594 | 5000000 | scaled
CB 362 | 90594.4829 | 18984.9232 | 67608.5344 | 4001.0252 | 20.96% | 74.63% | 4.416% | 39756.7784 | 81599.7028 | 34.2779 | 36975.2367 | 2747.2639 | 71.8174 | 75771.948 | 5755.9374 | 362 | 0.019673 | 0.012242 | 0.006338 | 4605016.1574 | 79.9578 | 80712.8906 | 9801.6345 | 4064.3424 | 4102724.067 | 498227.7481 | 4152660.8307 | 3580.3789 | 3862124.2253 | 286956.2265 | 1419182.7246 | 1249.048 | 1317826.3647 | 100107.3119 |  | 4509 | CB 362 | 90594.4829 | 50837.7044 | 8994.7801 | 18984.9232 | 9345.901 | 486.5192 | 67608.5344 | 37490.7782 | 4507.2356 | 4001.0252 | 79.9578 | 45.6799 | 8.1405 | 0 | 0 | 0 | 76.9472 | 42.6693 | 5.1298 | 3.0106 | 9801.6345 | 7054.3706 | 4045.6971 | 0 | 0 | 0 | 6167.0758 | 3419.8119 | 411.1384 | 3634.5587 | 80712.8906 | 43737.6539 | 4940.9425 | 18984.9232 | 9345.901 | 486.5192 | 61364.5115 | 34028.297 | 4090.9674 | 363.4559 | 0.0091782 | 0.003827 | 0.0002002 | 0.004841 | 0.0027614 | 0.000484 | 0.0056538 | 5000000 | scaled
CB 363 | 93313.5859 | 5438.0673 | 85073.1154 | 2802.4032 | 5.828% | 91.17% | 3.003% | 41201.2393 | 84891.2843 | 43.2871 | 37470.2311 | 3687.7211 | 90.8386 | 77061.7075 | 7738.7382 | 363 | 0.014683 | 0.0090202 | 0.0045316 | 6355385.6866 | 99.2351 | 82394.2231 | 10820.1277 | 6758.6864 | 5611691.6007 | 736935.3994 | 5777293.9197 | 6069.7753 | 5254126.8702 | 517097.2742 | 1858571.2831 | 1988.7795 | 1687154.0791 | 169428.4245 |  | 4510 | CB 363 | 93313.5859 | 52112.3466 | 8422.3016 | 5438.0673 | 2152.05 | 112.4472 | 85073.1154 | 47157.8934 | 5507.4513 | 2802.4032 | 99.2351 | 55.948 | 8.3965 | 0 | 0 | 0 | 97.1264 | 53.8393 | 6.2878 | 2.1087 | 10820.1277 | 7132.4066 | 3081.3895 | 0 | 0 | 0 | 8274.4055 | 4586.6844 | 535.6673 | 2545.7222 | 82394.2231 | 44923.992 | 5332.5156 | 5438.0673 | 2152.05 | 112.4472 | 76701.5836 | 42517.3698 | 4965.4963 | 254.5722 | 0.0059192 | 0.0023314 | 0.0001218 | 0.0048374 | 0.0027628 | 0.0004838 | 0.003926 | 5000000 | scaled
CB 364 | 99512.8693 | 18329.9534 | 77148.2274 | 4034.6885 | 18.42% | 77.53% | 4.054% | 45180.1072 | 89945.5165 | 42.8415 | 42233.1253 | 2904.1404 | 89.1104 | 83774.919 | 6081.4871 | 364 | 0.019381 | 0.011871 | 0.0063162 | 5134505.0489 | 98.3519 | 89234.0145 | 10180.5028 | 5074.6052 | 4604153.2256 | 525277.2181 | 4576777.9729 | 4339.8798 | 4278246.5394 | 294191.5538 | 1514732.4003 | 1500.6682 | 1410816.1158 | 102415.6162 |  | 4511 | CB 364 | 99512.8693 | 54332.762 | 9567.3528 | 18329.9534 | 7513.2987 | 385.4163 | 77148.2274 | 42784.7748 | 5147.2481 | 4034.6885 | 98.3519 | 55.5104 | 9.2416 | 12.3066 | 0.89258 | 0 | 93.0108 | 51.5818 | 6.2056 | 3.036 | 10180.5028 | 7276.3624 | 4099.0158 | 12.3066 | 4.7656 | 0 | 6503.0576 | 3606.4582 | 433.8771 | 3665.1386 | 89234.0145 | 47000.8892 | 5459.0955 | 18315.3417 | 7507.6406 | 385.4163 | 70552.1589 | 39126.7348 | 4707.1653 | 366.5139 | 0.0088826 | 0.0034544 | 0.0001792 | 0.0048462 | 0.0027646 | 0.0004846 | 0.0056524 | 5000000 | scaled
CB 365 | 153829.4288 | 25898.9598 | 121700.433 | 6230.036 | 16.84% | 79.11% | 4.05% | 70232.5296 | 140052.3142 | 61.4211 | 65362.3404 | 4808.7681 | 129.0917 | 129816.4021 | 10106.8204 | 365 | 0.031529 | 0.018727 | 0.0096098 | 4879013.1167 | 141.6755 | 137303.3415 | 16384.4117 | 4493.5277 | 4354854.6567 | 519664.9324 | 4464072.4506 | 3904.0075 | 4154516.787 | 305651.6562 | 1433652.5789 | 1321.454 | 1328872.1479 | 103458.9769 |  | 4512 | CB 365 | 153829.4288 | 83596.8992 | 13777.1146 | 25898.9598 | 10233.2287 | 532.3253 | 121700.433 | 67133.6345 | 7014.7533 | 6230.036 | 141.6755 | 80.2544 | 12.5838 | 0 | 0 | 0 | 136.9876 | 75.5665 | 7.8959 | 4.6879 | 16384.4117 | 11575.6437 | 6277.5913 | 0 | 0 | 0 | 10725.0044 | 5916.2363 | 618.184 | 5659.4073 | 137303.3415 | 71941.0011 | 7486.9394 | 25898.9598 | 10233.2287 | 532.3253 | 110838.441 | 61141.8316 | 6388.6734 | 565.9407 | 0.017972 | 0.0072276 | 0.0003778 | 0.0048048 | 0.0027474 | 0.0004804 | 0.0087516 | 5000000 | scaled
CB 366 | 92420.9817 | 13650.2387 | 75435.3398 | 3335.4032 | 14.77% | 81.62% | 3.609% | 39698.7307 | 83660.3444 | 43.6248 | 36578.7004 | 3076.4054 | 91.5432 | 77113.2099 | 6455.5913 | 366 | 0.016207 | 0.010384 | 0.0054022 | 5702675.5554 | 100.5996 | 82373.2216 | 9947.1604 | 6207.3245 | 5082696.0363 | 613772.1946 | 5077258.3785 | 5579.3848 | 4678222.9553 | 393456.0385 | 1621679.5443 | 1774.4817 | 1494769.3081 | 125135.7545 |  | 4513 | CB 366 | 92420.9817 | 52722.251 | 8760.6372 | 13650.2387 | 7500.8871 | 390.5885 | 75435.3398 | 41885.9608 | 5034.6456 | 3335.4032 | 100.5996 | 56.9748 | 9.0564 | 0 | 0 | 0 | 98.0898 | 54.465 | 6.5466 | 2.5098 | 9947.1604 | 6870.755 | 3491.5692 | 0 | 0 | 0 | 6917.2574 | 3840.8519 | 461.6661 | 3029.9031 | 82373.2216 | 45794.5212 | 5260.0116 | 13650.2387 | 7500.8871 | 390.5885 | 68419.9926 | 37990.6438 | 4566.4329 | 302.9903 | 0.0066064 | 0.002855 | 0.0001486 | 0.0048296 | 0.0027584 | 0.000483 | 0.0047706 | 5000000 | scaled
CB 367 | 0 | 0 | 0 | 0 | 0% | 0% | 0% | 0 | 0 | 0 | 0 | 0 | 0 | 0 | 0 | 367 | 0 | 0 | 0 | 0 | 0 | 0 | 0 | 0 | 0 | 0 | 0 | 0 | 0 | 0 | 0 | 0 | 0 | 0 |  | 4514 | CB 367 | 0 | 0 | 0 | 0 | 0 | 0 | 0 | 0 | 0 | 0 | 0 | 0 | 0 | 0 | 0 | 0 | 0 | 0 | 0 | 0 | 0 | 0 | 0 | 0 | 0 | 0 | 0 | 0 | 0 | 0 | 0 | 0 | 0 | 0 | 0 | 0 | 0 | 0 | 0 | 0 | 0 | 0 | 0 | 0 | 0 | 0 | 0 | 5000000 | scaled
CB 368 | 110284.3757 | 14619.2991 | 92184.9018 | 3480.1748 | 13.26% | 83.59% | 3.156% | 47457.7104 | 100558.8855 | 53.4915 | 43582.8912 | 3821.3277 | 112.2092 | 92430.6717 | 8016.0046 | 368 | 0.016985 | 0.010671 | 0.0055578 | 6492968.922 | 122.3798 | 98445.0783 | 11716.9175 | 7205.0872 | 5795932.8327 | 689831.0022 | 5887608.0354 | 6636.158 | 5406897.6052 | 474074.2723 | 1749881.2982 | 1952.6141 | 1608437.7135 | 139490.9706 |  | 4515 | CB 368 | 110284.3757 | 62826.6653 | 9725.4903 | 14619.2991 | 8336.1075 | 432.2614 | 92184.9018 | 51010.3831 | 5813.0541 | 3480.1748 | 122.3798 | 68.8884 | 10.1707 | 0 | 0 | 0 | 119.7611 | 66.2696 | 7.552 | 2.6187 | 11716.9175 | 7895.5899 | 3700.9129 | 0 | 0 | 0 | 8555.5029 | 4734.1753 | 539.4983 | 3161.4146 | 98445.0783 | 54862.1871 | 6014.4066 | 14619.2991 | 8336.1075 | 432.2614 | 83509.6378 | 46209.9381 | 5266.0038 | 316.1415 | 0.0072498 | 0.0030014 | 0.0001562 | 0.0048154 | 0.0027496 | 0.0004816 | 0.00492 | 5000000 | scaled
CB 369 | 0 | 0 | 0 | 0 | 0% | 0% | 0% | 0 | 0 | 0 | 0 | 0 | 0 | 0 | 0 | 369 | 0 | 0 | 0 | 0 | 0 | 0 | 0 | 0 | 0 | 0 | 0 | 0 | 0 | 0 | 0 | 0 | 0 | 0 |  | 4516 | CB 369 | 0 | 0 | 0 | 0 | 0 | 0 | 0 | 0 | 0 | 0 | 0 | 0 | 0 | 0 | 0 | 0 | 0 | 0 | 0 | 0 | 0 | 0 | 0 | 0 | 0 | 0 | 0 | 0 | 0 | 0 | 0 | 0 | 0 | 0 | 0 | 0 | 0 | 0 | 0 | 0 | 0 | 0 | 0 | 0 | 0 | 0 | 0 | 5000000 | scaled
CB 37 | 0 | 0 | 0 | 0 | 0% | 0% | 0% | 0 | 0 | 0 | 0 | 0 | 0 | 0 | 0 | 37 | 0 | 0 | 0 | 0 | 0 | 0 | 0 | 0 | 0 | 0 | 0 | 0 | 0 | 0 | 0 | 0 | 0 | 0 |  | 4517 | CB 37 | 0 | 0 | 0 | 0 | 0 | 0 | 0 | 0 | 0 | 0 | 0 | 0 | 0 | 0 | 0 | 0 | 0 | 0 | 0 | 0 | 0 | 0 | 0 | 0 | 0 | 0 | 0 | 0 | 0 | 0 | 0 | 0 | 0 | 0 | 0 | 0 | 0 | 0 | 0 | 0 | 0 | 0 | 0 | 0 | 0 | 0 | 0 | 5000000 | scaled
CB 370 | 0 | 0 | 0 | 0 | 0% | 0% | 0% | 0 | 0 | 0 | 0 | 0 | 0 | 0 | 0 | 370 | 0 | 0 | 0 | 0 | 0 | 0 | 0 | 0 | 0 | 0 | 0 | 0 | 0 | 0 | 0 | 0 | 0 | 0 |  | 4518 | CB 370 | 0 | 0 | 0 | 0 | 0 | 0 | 0 | 0 | 0 | 0 | 0 | 0 | 0 | 0 | 0 | 0 | 0 | 0 | 0 | 0 | 0 | 0 | 0 | 0 | 0 | 0 | 0 | 0 | 0 | 0 | 0 | 0 | 0 | 0 | 0 | 0 | 0 | 0 | 0 | 0 | 0 | 0 | 0 | 0 | 0 | 0 | 0 | 5000000 | scaled
CB 371 | 791.7949 | 40.5914 | 0 | 751.2035 | 5.127% | 0% | 94.87% | 27.6258 | 39.4482 | 4.0784 | 2.4156 | 21.1317 | 5.755 | 3.8359 | 29.8573 | 371 | 0.0026386 | 0.0016644 | 0.0010912 | 300081.4279 | 6.4945 | 72.1539 | 713.1465 | 2461.3458 | 27345.5121 | 270274.5701 | 459125.8414 | 67781.2675 | 40146.6109 | 351197.963 | 689467.2175 | 100585.3984 | 67043.4954 | 521838.3237 |  | 4519 | CB 371 | 791.7949 | 764.1691 | 752.3466 | 40.5914 | 12.9656 | 1.1432 | 0 | 0 | 0 | 751.2035 | 6.4945 | 2.4161 | 0.73946 | 30.7481 | 1.8508 | 0.1742 | 0 | 0 | 0 | 0.56526 | 713.1465 | 692.0147 | 683.2892 | 30.7481 | 9.6164 | 0.89086 | 0 | 0 | 0 | 682.3984 | 72.1539 | 69.7382 | 68.3179 | 3.914 | 1.4984 | 0.078103 | 0 | 0 | 0 | 68.2398 | 0.0015788 | 0.0006046 | 3.14e-05 | 0 | 0 | 0 | 0.0010598 | 5000000 | scaled
CB 372 | 2025.5603 | 547.7273 | 0 | 1477.833 | 27.04% | 0% | 72.96% | 337.4079 | 536.8262 | 0.24791 | 335.8309 | 1.3291 | 0.51237 | 533.5676 | 2.7462 | 372 | 0.0057966 | 0.0034974 | 0.0021434 | 349439.3785 | 1.6244 | 678.716 | 1345.2199 | 280.231 | 117088.6455 | 232070.502 | 482687.8279 | 354.6486 | 480431.7842 | 1901.3951 | 694566.6428 | 662.9184 | 690350.5616 | 3553.1628 |  | 4520 | CB 372 | 2025.5603 | 1688.1524 | 1488.7341 | 547.7273 | 210.3194 | 10.9011 | 0 | 0 | 0 | 1477.833 | 1.6244 | 1.3765 | 1.112 | 2.7462 | 0.26446 | 0 | 0 | 0 | 0 | 1.112 | 1345.2199 | 1343.8908 | 1342.4737 | 2.7462 | 1.4171 | 0 | 0 | 0 | 0 | 1342.4737 | 678.716 | 342.8852 | 145.1485 | 544.4687 | 208.6378 | 10.9011 | 0 | 0 | 0 | 134.2474 | 0.0037276 | 0.0014284 | 7.44e-05 | 0 | 0 | 0 | 0.002069 | 5000000 | scaled
CB 373 | 397.4756 | 93.5185 | 0 | 303.9571 | 23.53% | 0% | 76.47% | 50.178 | 91.2117 | 0 | 50.178 | 0 | 0 | 91.2117 | 0 | 373 | 0.0010574 | 0.000723 | 0.000454 | 375898.965 | 0.22872 | 121.1302 | 276.1167 | 216.3022 | 114554.7123 | 261127.9505 | 480356.2396 | 0 | 480356.2396 | 0 | 674590.0786 | 0 | 674590.0786 | 0 |  | 4521 | CB 373 | 397.4756 | 347.2976 | 306.2639 | 93.5185 | 43.3405 | 2.3068 | 0 | 0 | 0 | 303.9571 | 0.22872 | 0.22872 | 0.22872 | 0 | 0 | 0 | 0 | 0 | 0 | 0.22872 | 276.1167 | 276.1167 | 276.1167 | 0 | 0 | 0 | 0 | 0 | 0 | 276.1167 | 121.1302 | 70.9521 | 29.9185 | 93.5185 | 43.3405 | 2.3068 | 0 | 0 | 0 | 27.6117 | 0.0006184 | 0.000284 | 1.5e-05 | 0 | 0 | 0 | 0.000439 | 5000000 | scaled
CB 374 | 28090.9682 | 18137.711 | 0 | 9953.2572 | 64.57% | 0% | 35.43% | 11191.3496 | 17774.0536 | 0.37087 | 11189.0183 | 1.9604 | 0.53798 | 17770.6735 | 2.8421 | 374 | 0.037158 | 0.022913 | 0.014532 | 755995.2252 | 8.0275 | 19038.4916 | 9044.4491 | 216.039 | 512371.402 | 243407.7843 | 737555.9113 | 24.4421 | 737402.271 | 129.1981 | 709925.0339 | 21.488 | 709790.028 | 113.518 |  | 4522 | CB 374 | 28090.9682 | 16899.6186 | 10316.9146 | 18137.711 | 6946.3614 | 363.6574 | 0 | 0 | 0 | 9953.2572 | 8.0275 | 7.6566 | 7.4895 | 2.8421 | 0.16711 | 0 | 0 | 0 | 0 | 7.4895 | 9044.4491 | 9042.4887 | 9041.607 | 2.8421 | 0.8817 | 0 | 0 | 0 | 0 | 9041.607 | 19038.4916 | 7849.4733 | 1267.8181 | 18134.3309 | 6945.3126 | 363.6574 | 0 | 0 | 0 | 904.1607 | 0.023089 | 0.008844 | 0.0004634 | 0 | 0 | 0 | 0.014069 | 5000000 | scaled
CB 375 | 681.3422 | 36.7351 | 0 | 644.6071 | 5.392% | 0% | 94.61% | 21.4835 | 35.9459 | 0.025618 | 21.3225 | 0.13545 | 0.050054 | 35.6327 | 0.26316 | 375 | 0.0021338 | 0.0014032 | 0.0009138 | 319309.313 | 0.5351 | 94.9784 | 585.8287 | 250.7734 | 44511.4069 | 274547.1327 | 470252.7537 | 560.7576 | 466727.0913 | 2964.9049 | 706277.3873 | 983.4804 | 700123.1557 | 5170.7512 |  | 4523 | CB 375 | 681.3422 | 659.8587 | 645.3963 | 36.7351 | 15.2516 | 0.78917 | 0 | 0 | 0 | 644.6071 | 0.5351 | 0.50948 | 0.48505 | 0.26316 | 0.024436 | 0 | 0 | 0 | 0 | 0.48505 | 585.8287 | 585.6932 | 585.5655 | 0.26316 | 0.12771 | 0 | 0 | 0 | 0 | 585.5655 | 94.9784 | 73.656 | 59.3457 | 36.4219 | 15.0994 | 0.78917 | 0 | 0 | 0 | 58.5566 | 0.001247 | 0.0005164 | 2.7e-05 | 0 | 0 | 0 | 0.0008868 | 5000000 | scaled
CB 376 | 26247.1152 | 20067.818 | 0 | 6179.2972 | 76.46% | 0% | 23.54% | 12379.5932 | 19664.8234 | 0.048478 | 12379.2889 | 0.25582 | 0.10168 | 19664.1865 | 0.53527 | 376 | 0.022473 | 0.014023 | 0.0090516 | 1167929.5875 | 4.7514 | 20628.5116 | 5613.8522 | 211.4255 | 917916.0766 | 249802.0855 | 988898.5405 | 3.8725 | 988874.2326 | 20.4355 | 727196.4922 | 3.7603 | 727172.9379 | 19.794 |  | 4524 | CB 376 | 26247.1152 | 13867.522 | 6582.2918 | 20067.818 | 7688.2248 | 402.9945 | 0 | 0 | 0 | 6179.2972 | 4.7514 | 4.7029 | 4.6497 | 0.5363 | 0.053207 | 0 | 0 | 0 | 0 | 4.6497 | 5613.8522 | 5613.5964 | 5613.317 | 0.5363 | 0.28048 | 0.001034 | 0 | 0 | 0 | 5613.3159 | 20628.5116 | 8249.2227 | 964.3251 | 20067.18 | 7687.8911 | 402.9935 | 0 | 0 | 0 | 561.3316 | 0.013695 | 0.0052452 | 0.0002736 | 0 | 0 | 0 | 0.008778 | 5000000 | scaled
CB 377 | 10204.2888 | 3933.7056 | 0 | 6270.5832 | 38.55% | 0% | 61.45% | 2424.1257 | 3853.8876 | 6.8838 | 2381.8426 | 35.3993 | 11.5452 | 3783.0504 | 59.292 | 377 | 0.025969 | 0.015428 | 0.0091808 | 392935.1008 | 16.6234 | 4430.2748 | 5757.3906 | 640.1157 | 170595.9614 | 221699.0237 | 504288.507 | 1432.0358 | 495492.3948 | 7364.0764 | 691704.5619 | 2072.1535 | 678990.5469 | 10641.8616 |  | 4525 | CB 377 | 10204.2888 | 7780.1631 | 6350.4012 | 3933.7056 | 1509.5799 | 79.8181 | 0 | 0 | 0 | 6270.5832 | 16.6234 | 9.7396 | 5.0783 | 61.1499 | 5.0212 | 0.35984 | 0 | 0 | 0 | 4.7184 | 5757.3906 | 5721.9914 | 5698.0986 | 61.1499 | 25.7507 | 1.858 | 0 | 0 | 0 | 5696.2407 | 4430.2748 | 2048.4321 | 647.2244 | 3860.6507 | 1478.8081 | 77.6003 | 0 | 0 | 0 | 569.6241 | 0.017133 | 0.0065914 | 0.0003442 | 0 | 0 | 0 | 0.0088366 | 5000000 | scaled
CB 378 | 1119.596 | 121.1006 | 0 | 998.4954 | 10.82% | 0% | 89.18% | 83.8947 | 119.0414 | 12.5204 | 6.0456 | 65.3288 | 17.6079 | 9.6031 | 91.8304 | 378 | 0.0033556 | 0.0021522 | 0.001444 | 333650.0149 | 18.6596 | 100.5044 | 1000.432 | 5560.7212 | 29951.2552 | 298138.0386 | 481229.0899 | 71818.4211 | 34677.9663 | 374732.7025 | 692904.845 | 102490.3653 | 55896.9914 | 534517.4884 |  | 4526 | CB 378 | 1119.596 | 1035.7012 | 1000.5546 | 121.1006 | 37.2058 | 2.0592 | 0 | 0 | 0 | 998.4954 | 18.6596 | 6.1391 | 1.0517 | 93.3919 | 5.3878 | 0.30032 | 0 | 0 | 0 | 0.75134 | 1000.432 | 935.1032 | 908.6016 | 93.3919 | 28.0632 | 1.5616 | 0 | 0 | 0 | 907.0401 | 100.5044 | 94.4589 | 90.9013 | 9.8004 | 3.7549 | 0.19729 | 0 | 0 | 0 | 90.704 | 0.0019508 | 0.0007474 | 3.92e-05 | 0 | 0 | 0 | 0.0014048 | 5000000 | scaled
CB 38 | 0 | 0 | 0 | 0 | 0% | 0% | 0% | 0 | 0 | 0 | 0 | 0 | 0 | 0 | 0 | 38 | 0 | 0 | 0 | 0 | 0 | 0 | 0 | 0 | 0 | 0 | 0 | 0 | 0 | 0 | 0 | 0 | 0 | 0 |  | 4527 | CB 38 | 0 | 0 | 0 | 0 | 0 | 0 | 0 | 0 | 0 | 0 | 0 | 0 | 0 | 0 | 0 | 0 | 0 | 0 | 0 | 0 | 0 | 0 | 0 | 0 | 0 | 0 | 0 | 0 | 0 | 0 | 0 | 0 | 0 | 0 | 0 | 0 | 0 | 0 | 0 | 0 | 0 | 0 | 0 | 0 | 0 | 0 | 0 | 5000000 | scaled
CB 380 | 65141.245 | 60862.081 | 0 | 4279.164 | 93.43% | 0% | 6.569% | 33901.977 | 57821.4104 | 4400.7097 | 13599.652 | 15901.6153 | 7384.8608 | 23751.7971 | 26684.7525 | 380 | 0.019847 | 0.01159 | 0.0063064 | 3282237.0054 | 7923.8515 | 24710.3907 | 32507.0027 | 399254.8606 | 1245069.2162 | 1637912.9286 | 2695410.4413 | 349882.806 | 1081253.8742 | 1264273.7611 | 1160699.3737 | 148242.7231 | 476790.445 | 535666.2056 |  | 4528 | CB 380 | 65141.245 | 31239.2679 | 7319.8345 | 60862.081 | 26960.1039 | 3040.6705 | 0 | 0 | 0 | 4279.164 | 7923.8515 | 3523.1418 | 538.9907 | 28619.7809 | 3519.9219 | 535.7708 | 0 | 0 | 0 | 3.2199 | 32507.0027 | 16605.3874 | 5822.2502 | 28619.7809 | 12718.1655 | 1935.0283 | 0 | 0 | 0 | 3887.2219 | 24710.3907 | 11110.7387 | 958.5936 | 24321.6685 | 10722.0165 | 569.8714 | 0 | 0 | 0 | 388.7222 | 0.013831 | 0.005574 | 0.0002906 | 0 | 0 | 0 | 0.0060158 | 5000000 | scaled
CB 381 | 47716.4979 | 46951.3402 | 0 | 765.1578 | 98.4% | 0% | 1.604% | 26391.2808 | 46167.7945 | 2925.8247 | 12216.9151 | 11248.541 | 5131.8965 | 21307.33 | 19728.568 | 381 | 0.0039148 | 0.002336 | 0.0011616 | 12188744.7441 | 5190.892 | 21877.1591 | 20648.4468 | 1325966.078 | 5588321.009 | 5274457.6571 | 9128945.6942 | 1012065.1326 | 4225924.2753 | 3890956.2863 | 1333250.1534 | 148200.7516 | 615320.7283 | 569728.6734 |  | 4529 | CB 381 | 47716.4979 | 21325.2171 | 1548.7034 | 46951.3402 | 20560.0594 | 783.5456 | 0 | 0 | 0 | 765.1578 | 5190.892 | 2265.0673 | 58.9955 | 19953.3723 | 2264.4915 | 58.4197 | 0 | 0 | 0 | 0.57576 | 20648.4468 | 9399.9058 | 919.8788 | 19953.3723 | 8704.8313 | 224.8043 | 0 | 0 | 0 | 695.0746 | 21877.1591 | 9660.244 | 569.8291 | 21807.6516 | 9590.7366 | 500.3216 | 0 | 0 | 0 | 69.5075 | 0.0028184 | 0.0012396 | 6.52e-05 | 0 | 0 | 0 | 0.0010964 | 5000000 | scaled
CB 382 | 0 | 0 | 0 | 0 | 0% | 0% | 0% | 0 | 0 | 0 | 0 | 0 | 0 | 0 | 0 | 382 | 0 | 0 | 0 | 0 | 0 | 0 | 0 | 0 | 0 | 0 | 0 | 0 | 0 | 0 | 0 | 0 | 0 | 0 |  | 4530 | CB 382 | 0 | 0 | 0 | 0 | 0 | 0 | 0 | 0 | 0 | 0 | 0 | 0 | 0 | 0 | 0 | 0 | 0 | 0 | 0 | 0 | 0 | 0 | 0 | 0 | 0 | 0 | 0 | 0 | 0 | 0 | 0 | 0 | 0 | 0 | 0 | 0 | 0 | 0 | 0 | 0 | 0 | 0 | 0 | 0 | 0 | 0 | 0 | 5000000 | scaled
CB 383 | 0 | 0 | 0 | 0 | 0% | 0% | 0% | 0 | 0 | 0 | 0 | 0 | 0 | 0 | 0 | 383 | 0 | 0 | 0 | 0 | 0 | 0 | 0 | 0 | 0 | 0 | 0 | 0 | 0 | 0 | 0 | 0 | 0 | 0 |  | 4531 | CB 383 | 0 | 0 | 0 | 0 | 0 | 0 | 0 | 0 | 0 | 0 | 0 | 0 | 0 | 0 | 0 | 0 | 0 | 0 | 0 | 0 | 0 | 0 | 0 | 0 | 0 | 0 | 0 | 0 | 0 | 0 | 0 | 0 | 0 | 0 | 0 | 0 | 0 | 0 | 0 | 0 | 0 | 0 | 0 | 0 | 0 | 0 | 0 | 5000000 | scaled
CB 384 | 0 | 0 | 0 | 0 | 0% | 0% | 0% | 0 | 0 | 0 | 0 | 0 | 0 | 0 | 0 | 384 | 0 | 0 | 0 | 0 | 0 | 0 | 0 | 0 | 0 | 0 | 0 | 0 | 0 | 0 | 0 | 0 | 0 | 0 |  | 4532 | CB 384 | 0 | 0 | 0 | 0 | 0 | 0 | 0 | 0 | 0 | 0 | 0 | 0 | 0 | 0 | 0 | 0 | 0 | 0 | 0 | 0 | 0 | 0 | 0 | 0 | 0 | 0 | 0 | 0 | 0 | 0 | 0 | 0 | 0 | 0 | 0 | 0 | 0 | 0 | 0 | 0 | 0 | 0 | 0 | 0 | 0 | 0 | 0 | 5000000 | scaled
CB 385 | 37152.8783 | 34429.7576 | 0 | 2723.1208 | 92.67% | 0% | 7.33% | 19894.1377 | 33547.9713 | 4071.48 | 2833.768 | 12988.8898 | 6841.3271 | 4881.3984 | 21825.2458 | 385 | 0.011539 | 0.006978 | 0.0039314 | 3219710.0617 | 7026.5068 | 5242.5056 | 24883.8659 | 608924.9515 | 454321.411 | 2156463.6992 | 2473307.6262 | 506180.3932 | 352303.7781 | 1614823.4549 | 916952.4943 | 186991.0961 | 133421.1954 | 596540.2027 |  | 4533 | CB 385 | 37152.8783 | 17258.7406 | 3604.907 | 34429.7576 | 14535.6198 | 881.7863 | 0 | 0 | 0 | 2723.1208 | 7026.5068 | 2955.0268 | 185.1797 | 22410.1644 | 2952.9778 | 183.1307 | 0 | 0 | 0 | 2.0491 | 24883.8659 | 11894.9761 | 3058.6201 | 22410.1644 | 9421.2745 | 584.9185 | 0 | 0 | 0 | 2473.7016 | 5242.5056 | 2408.7377 | 361.1072 | 4995.1355 | 2161.3675 | 113.7371 | 0 | 0 | 0 | 247.3702 | 0.007776 | 0.0032148 | 0.0001682 | 0 | 0 | 0 | 0.0037632 | 5000000 | scaled
CB 386 | 266448.203 | 156900.7017 | 104413.0471 | 5134.4542 | 58.89% | 39.19% | 1.927% | 143083.9494 | 250318.0166 | 12888.1824 | 60281.1152 | 69914.6517 | 20433.4955 | 117136.1004 | 112748.4207 | 386 | 0.037437 | 0.020878 | 0.0086686 | 7117242.3817 | 21006.0187 | 124541.0626 | 120901.1218 | 561103.1518 | 3326683.8314 | 3229455.3985 | 5908702.4706 | 532222.067 | 2489330.0474 | 2887150.3562 | 1860760.2639 | 151894.1262 | 870741.164 | 838124.9736 |  | 4534 | CB 386 | 266448.203 | 123364.2537 | 16130.1864 | 156900.7017 | 60693.16 | 4029.8132 | 104413.0471 | 57536.6394 | 6965.919 | 5134.4542 | 21006.0187 | 8117.8363 | 572.5232 | 106821.9518 | 8028.0447 | 558.2565 | 155.9357 | 85.9281 | 10.4033 | 3.8635 | 120901.1218 | 50986.47 | 8152.701 | 106821.9518 | 41134.1781 | 2860.4059 | 9414.9965 | 5188.1185 | 628.1217 | 4664.1734 | 124541.0626 | 64259.9474 | 7404.9622 | 29232.5304 | 11530.9372 | 611.1508 | 94842.1149 | 52262.5928 | 6327.394 | 466.4173 | 0.019487 | 0.0075844 | 0.0003968 | 0.010753 | 0.0060976 | 0.0010754 | 0.0071964 | 5000000 | scaled
CB 387 | 522650.0055 | 366600.3388 | 151274.2667 | 4775.4 | 70.14% | 28.94% | 0.9137% | 274159.4658 | 496116.4342 | 36233.0908 | 66617.2221 | 171309.1529 | 62394.3456 | 136730.9199 | 296991.1687 | 387 | 0.067633 | 0.038924 | 0.011572 | 7727690.8376 | 64110.1703 | 148375.2343 | 310164.6008 | 947906.9564 | 2193815.989 | 4585967.8922 | 6383927.2983 | 843703.9243 | 1551212.1801 | 3989011.1939 | 2292911.4457 | 288369.2201 | 631932.082 | 1372610.1436 |  | 4535 | CB 387 | 522650.0055 | 248490.5397 | 26533.5713 | 366600.3388 | 159177.656 | 9669.0345 | 151274.2667 | 84537.4837 | 12089.1368 | 4775.4 | 64110.1703 | 27877.0796 | 1715.8247 | 292115.4068 | 27727.6941 | 1691.3826 | 260.8855 | 145.7922 | 20.8488 | 3.5933 | 310164.6008 | 138855.4479 | 13173.4321 | 292115.4068 | 126855.1384 | 7739.6916 | 13711.1879 | 7662.3034 | 1095.7345 | 4338.0061 | 148375.2343 | 81758.0122 | 11644.3144 | 10639.2405 | 4594.8235 | 237.9602 | 137302.1933 | 76729.3881 | 10972.5536 | 433.8006 | 0.015916 | 0.0066126 | 0.000346 | 0.044991 | 0.025585 | 0.004499 | 0.006727 | 5000000 | scaled
CB 39 | 120.8564 | 17.587 | 0 | 103.2694 | 14.55% | 0% | 85.45% | 16.731 | 17.5663 | 2.5617 | 0.60485 | 13.5644 | 2.6377 | 0.95872 | 13.9698 | 39 | 0.000339 | 0.0002162 | 0.0001442 | 356508.5744 | 2.7155 | 10.3605 | 107.7804 | 8010.1891 | 30561.9731 | 317936.4122 | 481616.3099 | 73740.3671 | 17411.062 | 390464.8808 | 716297.8247 | 107559.1804 | 39093.4568 | 569645.1875 |  | 4536 | CB 39 | 120.8564 | 104.1254 | 103.2901 | 17.587 | 0.85603 | 0.020729 | 0 | 0 | 0 | 103.2694 | 2.7155 | 0.15377 | 0.077707 | 13.9698 | 0.076067 | 0 | 0 | 0 | 0 | 0.077707 | 107.7804 | 94.216 | 93.8106 | 13.9698 | 0.40536 | 0 | 0 | 0 | 0 | 93.8106 | 10.3605 | 9.7557 | 9.4018 | 0.97944 | 0.3746 | 0.020729 | 0 | 0 | 0 | 9.3811 | 0.000199 | 7.62e-05 | 4.2e-06 | 0 | 0 | 0 | 0.00014 | 5000000 | scaled
CB 390 | 555195.7577 | 22866.1917 | 531083.3491 | 1246.2168 | 4.119% | 95.66% | 0.2245% | 247053.131 | 506381.6849 | 1468.5951 | 217795.3549 | 27789.181 | 2433.3864 | 448623.4177 | 55324.8808 | 390 | 0.093583 | 0.052949 | 0.010544 | 5932630.7625 | 2545.6505 | 491310.1484 | 61339.9589 | 27201.9446 | 5249971.1315 | 655457.6864 | 5819567.864 | 34594.1339 | 5130373.5484 | 654600.1818 | 4629647.0693 | 22247.4878 | 4101586.1212 | 505813.4604 |  | 4537 | CB 390 | 555195.7577 | 308142.6267 | 48814.0728 | 22866.1917 | 8655.6423 | 526.6011 | 531083.3491 | 298240.7675 | 47041.2548 | 1246.2168 | 2545.6505 | 1077.0553 | 112.264 | 7366.0288 | 696.8875 | 51.5107 | 675.3027 | 379.2301 | 59.8156 | 0.93774 | 61339.9589 | 33550.7779 | 6015.078 | 7366.0288 | 2744.2748 | 202.4841 | 52841.8581 | 29674.4312 | 4680.522 | 1132.0719 | 491310.1484 | 273514.7934 | 42686.7307 | 13630.7528 | 5214.4801 | 272.6064 | 477566.1883 | 268187.1062 | 42300.9171 | 113.2072 | 0.0046866 | 0.0017948 | 9.34e-05 | 0.087163 | 0.04942 | 0.0087162 | 0.0017342 | 5000000 | scaled
CB 391 | 550204.1376 | 2886.0827 | 546849.4021 | 468.6528 | 0.5245% | 99.39% | 0.08518% | 241443.9226 | 501247.695 | 489.3238 | 219600.7413 | 21353.8575 | 943.1002 | 456279.0372 | 44025.5576 | 391 | 0.089115 | 0.050597 | 0.00939 | 6174091.2034 | 1015.0877 | 500561.7769 | 48627.2731 | 11390.7608 | 5617031.6653 | 545668.7772 | 6102390.5754 | 12367.4473 | 5550313.6284 | 539709.4996 | 5213678.6574 | 9809.5641 | 4745941.5815 | 457927.5119 |  | 4538 | CB 391 | 550204.1376 | 308760.215 | 48956.4426 | 2886.0827 | 1080.6051 | 41.4916 | 546849.4021 | 307210.9571 | 48446.2982 | 468.6528 | 1015.0877 | 525.7638 | 71.9875 | 1178.6833 | 83.5957 | 1.9618 | 786.4516 | 441.8155 | 69.6731 | 0.35265 | 48627.2731 | 27273.4156 | 4601.7155 | 1178.6833 | 431.0212 | 10.1546 | 47022.8624 | 26416.667 | 4165.8336 | 425.7274 | 500561.7769 | 280961.0355 | 44282.7396 | 1479.116 | 565.9882 | 29.3753 | 499040.0881 | 280352.4746 | 44210.7915 | 42.5727 | 0.0012636 | 0.0004844 | 2.52e-05 | 0.087207 | 0.049468 | 0.0087208 | 0.000644 | 5000000 | scaled
CB 392 | 632789.042 | 37713.4213 | 592110.4066 | 2965.214 | 5.96% | 93.57% | 0.4686% | 282481.2539 | 576477.133 | 3553.6147 | 240352.0237 | 38575.6156 | 5825.8347 | 495920.2162 | 74731.0821 | 392 | 0.10236 | 0.05786 | 0.013096 | 6182152.3602 | 6020.3058 | 543395.3487 | 83373.3875 | 58816.5175 | 5308803.7472 | 814532.0955 | 6054424.4548 | 76164.6703 | 5151468.1048 | 826791.6796 | 4300063.3016 | 43456.1178 | 3699172.4391 | 557434.7448 |  | 4539 | CB 392 | 632789.042 | 350307.7881 | 56311.909 | 37713.4213 | 14625.9522 | 875.2068 | 592110.4066 | 332716.6218 | 52471.4881 | 2965.214 | 6020.3058 | 2466.6911 | 194.4711 | 18841.6812 | 2087.8239 | 132.842 | 670.2703 | 376.636 | 59.3978 | 2.2312 | 83373.3875 | 44797.7719 | 8642.3054 | 18841.6812 | 7356.309 | 468.7331 | 61838.0856 | 34747.8421 | 5479.9516 | 2693.6207 | 543395.3487 | 303043.325 | 47475.1325 | 13523.9359 | 5181.8193 | 273.6317 | 529602.0507 | 297592.1437 | 46932.1387 | 269.3621 | 0.010896 | 0.0041732 | 0.0002186 | 0.087316 | 0.049541 | 0.0087316 | 0.0041454 | 5000000 | scaled
CB 393 | 8376.615 | 7859.703 | 0 | 516.9121 | 93.83% | 0% | 6.171% | 2586.5863 | 7584.7035 | 13.0124 | 2506.7156 | 66.8584 | 34.6934 | 7371.7495 | 178.2606 | 393 | 0.0030912 | 0.0023124 | 0.000801 | 2709826.2956 | 36.137 | 7687.2093 | 653.2687 | 11690.2931 | 2486804.2626 | 211331.7399 | 2503904.4724 | 12596.4288 | 2426586.8092 | 64721.2344 | 988653.6532 | 4522.2265 | 960895.4563 | 23235.9704 |  | 4540 | CB 393 | 8376.615 | 5790.0287 | 791.9116 | 7859.703 | 5273.1167 | 274.9995 | 0 | 0 | 0 | 516.9121 | 36.137 | 23.1247 | 1.4436 | 183.7022 | 22.7357 | 1.0547 | 0 | 0 | 0 | 0.38896 | 653.2687 | 586.4103 | 475.0081 | 183.7022 | 116.8438 | 5.4417 | 0 | 0 | 0 | 469.5664 | 7687.2093 | 5180.4938 | 315.4598 | 7640.2527 | 5133.5371 | 268.5032 | 0 | 0 | 0 | 46.9566 | 0.0023736 | 0.0015948 | 8.34e-05 | 0 | 0 | 0 | 0.0007176 | 5000000 | scaled
CB 394 | 400009.6287 | 10424.4336 | 389176.3444 | 408.8506 | 2.606% | 97.29% | 0.1022% | 176801.9721 | 364787.2377 | 1468.7324 | 153923.4846 | 21409.755 | 2451.7806 | 319940.7721 | 42394.6849 | 394 | 0.091335 | 0.051755 | 0.0095196 | 4379606.7284 | 2553.2997 | 351051.8951 | 46404.4339 | 27955.4479 | 3843580.583 | 508070.6974 | 4312758.0733 | 35827.0188 | 3754679.5623 | 522251.4923 | 3699986.4517 | 24868.0717 | 3245114.96 | 430003.42 |  | 4541 | CB 394 | 400009.6287 | 223207.6566 | 35222.391 | 10424.4336 | 4036.1108 | 267.072 | 389176.3444 | 218762.6953 | 34546.4685 | 408.8506 | 2553.2997 | 1084.5672 | 101.519 | 7173.0925 | 778.731 | 52.963 | 543.5319 | 305.5286 | 48.2483 | 0.30765 | 46404.4339 | 24994.6789 | 4009.749 | 7173.0925 | 2779.4385 | 188.821 | 38859.9387 | 21843.8378 | 3449.5253 | 371.4027 | 351051.8951 | 197128.4105 | 31111.123 | 1241.881 | 477.9413 | 25.2879 | 349772.8739 | 196613.3289 | 31048.6948 | 37.1403 | 0.001845 | 0.0007066 | 3.68e-05 | 0.088896 | 0.050455 | 0.0088896 | 0.0005932 | 5000000 | scaled
CB 395 | 731695.3693 | 5615.1866 | 725471.5949 | 608.5877 | 0.7674% | 99.15% | 0.08318% | 319721.7095 | 666595.6111 | 474.3861 | 293475.7613 | 25771.5621 | 985.0811 | 611980.3779 | 53630.1521 | 395 | 0.090668 | 0.051873 | 0.0096576 | 8070086.4396 | 1079.5201 | 671225.8246 | 59390.0246 | 11906.3493 | 7403149.7972 | 655030.2932 | 7941967.1076 | 11783.8682 | 7290011.1999 | 640172.0395 | 6740780.1335 | 9961.3847 | 6188497.351 | 542321.3978 |  | 4542 | CB 395 | 731695.3693 | 411973.6598 | 65099.7582 | 5615.1866 | 3538.9026 | 181.68 | 725471.5949 | 407826.1694 | 64309.4904 | 608.5877 | 1079.5201 | 605.1341 | 94.439 | 99.4279 | 8.9468 | 0.041383 | 1059.7278 | 595.7294 | 93.9397 | 0.45794 | 59390.0246 | 33618.4625 | 5759.8726 | 99.4279 | 46.003 | 0.21437 | 58737.7514 | 33019.6142 | 5206.8129 | 552.8453 | 671225.8246 | 377750.0633 | 59245.4467 | 5496.4243 | 3483.9529 | 181.4243 | 665674.1157 | 374210.8259 | 59008.7379 | 55.2845 | 0.0024298 | 0.0014146 | 7.36e-05 | 0.087393 | 0.049614 | 0.0087392 | 0.0008448 | 5000000 | scaled
CB 396 | 669814.7814 | 96069.4141 | 571043.5428 | 2701.8245 | 14.34% | 85.25% | 0.4034% | 307799.1098 | 613376.3115 | 11631.4637 | 229978.9411 | 66188.705 | 18784.6125 | 477085.7062 | 117505.9928 | 396 | 0.10036 | 0.057388 | 0.012829 | 6674120.9786 | 19459.0683 | 523265.4298 | 127090.2833 | 193892.6696 | 5213884.3142 | 1266343.9948 | 6308212.0232 | 238381.9089 | 4713320.7185 | 1356509.3957 | 4399151.1622 | 134723.7384 | 3421671.3292 | 842756.0945 |  | 4543 | CB 396 | 669814.7814 | 362015.6716 | 56438.4699 | 96069.4141 | 38246.2207 | 3017.1007 | 571043.5428 | 321067.6263 | 50719.5447 | 2701.8245 | 19459.0683 | 7827.6046 | 674.4559 | 69579.0754 | 7363.852 | 599.4843 | 821.2039 | 461.7196 | 72.9385 | 2.033 | 127090.2833 | 60901.5784 | 9584.2905 | 69579.0754 | 27491.6622 | 2239.8374 | 55056.852 | 30955.5602 | 4890.0973 | 2454.3559 | 523265.4298 | 293286.4886 | 46179.7235 | 7854.5072 | 3390.7065 | 177.7791 | 515165.4869 | 289650.3465 | 45756.5089 | 245.4356 | 0.007603 | 0.0031016 | 0.0001616 | 0.088988 | 0.050517 | 0.0088988 | 0.003769 | 5000000 | scaled
CB 397 | 18340.322 | 14293.3571 | 0 | 4046.9649 | 77.93% | 0% | 22.07% | 8822.9878 | 14007.2776 | 11.9238 | 8749.6222 | 61.4418 | 17.9545 | 13896.8349 | 92.4883 | 397 | 0.016356 | 0.0097536 | 0.0058684 | 1121320.7373 | 21.406 | 14548.0484 | 3770.8676 | 1308.7567 | 889462.4839 | 230549.4967 | 975776.547 | 1318.7132 | 967662.6882 | 6795.1457 | 738368.9486 | 946.4382 | 732547.1534 | 4875.357 |  | 4544 | CB 397 | 18340.322 | 9517.3341 | 4333.0443 | 14293.3571 | 5470.3692 | 286.0794 | 0 | 0 | 0 | 4046.9649 | 21.406 | 9.4822 | 3.4516 | 94.5769 | 6.437 | 0.40635 | 0 | 0 | 0 | 3.0452 | 3770.8676 | 3709.4257 | 3678.3793 | 94.5769 | 33.1351 | 2.0886 | 0 | 0 | 0 | 3676.2906 | 14548.0484 | 5798.4262 | 651.2135 | 14180.4193 | 5430.7971 | 283.5844 | 0 | 0 | 0 | 367.6291 | 0.010702 | 0.0040998 | 0.0002146 | 0 | 0 | 0 | 0.0056538 | 5000000 | scaled
CB 399 | 19196.3731 | 14744.4757 | 0 | 4451.8974 | 76.81% | 0% | 23.19% | 9032.4542 | 14446.6222 | 253.1411 | 7483.9846 | 1295.3285 | 418.6528 | 11885.3183 | 2142.6511 | 399 | 0.017948 | 0.010749 | 0.0065144 | 1069578.8358 | 430.957 | 12532.7802 | 6232.6359 | 24011.958 | 698298.3923 | 347268.4854 | 945586.384 | 26500.7439 | 783480.7456 | 135604.8945 | 729115.6306 | 21129.2494 | 599847.5783 | 108138.8029 |  | 4545 | CB 399 | 19196.3731 | 10163.9189 | 4749.7509 | 14744.4757 | 5712.0215 | 297.8535 | 0 | 0 | 0 | 4451.8974 | 430.957 | 177.8159 | 12.3042 | 2188.5018 | 174.466 | 8.9543 | 0 | 0 | 0 | 3.3499 | 6232.6359 | 4937.3074 | 4089.9847 | 2188.5018 | 893.1733 | 45.8506 | 0 | 0 | 0 | 4044.1341 | 12532.7802 | 5048.7956 | 647.4619 | 12128.3668 | 4644.3822 | 243.0485 | 0 | 0 | 0 | 404.4134 | 0.011667 | 0.0044682 | 0.0002338 | 0 | 0 | 0 | 0.0062806 | 5000000 | scaled
CB 40 | 69517.2217 | 64813.8564 | 0 | 4703.3653 | 93.23% | 0% | 6.766% | 36734.1841 | 63016.8905 | 7308.8489 | 4132.561 | 25292.7741 | 12402.6995 | 7693.5595 | 42920.6314 | 40 | 0.021321 | 0.012862 | 0.0069524 | 3260504.7452 | 12764.5892 | 8319.2561 | 48433.3764 | 598686.2326 | 390190.7098 | 2271627.8028 | 2548908.192 | 507145.7385 | 286749.763 | 1755012.6905 | 934976.5854 | 184017.8652 | 114148.7299 | 636809.9904 |  | 4546 | CB 40 | 69517.2217 | 32783.0376 | 6500.3312 | 64813.8564 | 28079.6723 | 1796.9659 | 0 | 0 | 0 | 4703.3653 | 12764.5892 | 5455.7402 | 361.8896 | 44160.8072 | 5452.2011 | 358.3505 | 0 | 0 | 0 | 3.5391 | 48433.3764 | 23140.6022 | 5512.745 | 44160.8072 | 18868.033 | 1240.1757 | 0 | 0 | 0 | 4272.5692 | 8319.2561 | 4186.6951 | 625.6966 | 7891.9992 | 3759.4382 | 198.4397 | 0 | 0 | 0 | 427.2569 | 0.014695 | 0.0062358 | 0.0003266 | 0 | 0 | 0 | 0.0066258 | 5000000 | scaled
CB 400 | 19397.7136 | 12722.1684 | 0 | 6675.5453 | 65.59% | 0% | 34.41% | 7850.2013 | 12471.0917 | 32.5501 | 7713.7085 | 103.9426 | 52.0928 | 12252.6783 | 166.3205 | 400 | 0.031276 | 0.017777 | 0.0098336 | 620214.7873 | 57.8453 | 13107.1033 | 6232.765 | 1849.5238 | 419081.3116 | 199283.9519 | 649575.989 | 2693.4058 | 638281.7022 | 8600.881 | 704383.1344 | 2942.2699 | 692046.8685 | 9393.996 |  | 4547 | CB 400 | 19397.7136 | 11547.5124 | 6926.622 | 12722.1684 | 4871.9671 | 251.0767 | 0 | 0 | 0 | 6675.5453 | 57.8453 | 25.2952 | 5.7525 | 168.654 | 20.2721 | 0.72937 | 0 | 0 | 0 | 5.0231 | 6232.765 | 6128.8224 | 6066.4445 | 168.654 | 64.7113 | 2.3334 | 0 | 0 | 0 | 6064.111 | 13107.1033 | 5393.3948 | 854.425 | 12500.6922 | 4786.9837 | 248.0139 | 0 | 0 | 0 | 606.4111 | 0.021878 | 0.0083794 | 0.000436 | 0 | 0 | 0 | 0.0093976 | 5000000 | scaled
CB 401 | 15752.1993 | 11717.1359 | 0 | 4035.0634 | 74.38% | 0% | 25.62% | 7100.6455 | 11480.5283 | 45.3683 | 6894.8445 | 160.4327 | 68.4102 | 11170.352 | 241.7661 | 401 | 0.020185 | 0.011302 | 0.0060084 | 780406.8094 | 71.6442 | 11772.6117 | 3907.9434 | 3549.4461 | 583247.2136 | 193610.1497 | 765502.2907 | 4891.0383 | 743315.4194 | 17295.8331 | 710949.8355 | 4236.411 | 691741.6802 | 14971.7444 |  | 4548 | CB 401 | 15752.1993 | 8651.5538 | 4271.671 | 11717.1359 | 4616.4904 | 236.6076 | 0 | 0 | 0 | 4035.0634 | 71.6442 | 26.2759 | 3.2339 | 242.4642 | 23.2396 | 0.19767 | 0 | 0 | 0 | 3.0363 | 3907.9434 | 3747.5108 | 3666.1774 | 242.4642 | 82.0316 | 0.69818 | 0 | 0 | 0 | 3665.4792 | 11772.6117 | 4877.7672 | 602.2597 | 11406.0638 | 4511.2193 | 235.7118 | 0 | 0 | 0 | 366.5479 | 0.014469 | 0.0055858 | 0.0002924 | 0 | 0 | 0 | 0.005716 | 5000000 | scaled
CB 402 | 0 | 0 | 0 | 0 | 0% | 0% | 0% | 0 | 0 | 0 | 0 | 0 | 0 | 0 | 0 | 402 | 0 | 0 | 0 | 0 | 0 | 0 | 0 | 0 | 0 | 0 | 0 | 0 | 0 | 0 | 0 | 0 | 0 | 0 |  | 4549 | CB 402 | 0 | 0 | 0 | 0 | 0 | 0 | 0 | 0 | 0 | 0 | 0 | 0 | 0 | 0 | 0 | 0 | 0 | 0 | 0 | 0 | 0 | 0 | 0 | 0 | 0 | 0 | 0 | 0 | 0 | 0 | 0 | 0 | 0 | 0 | 0 | 0 | 0 | 0 | 0 | 0 | 0 | 0 | 0 | 0 | 0 | 0 | 0 | 5000000 | scaled
CB 403 | 10621.8033 | 9870.9087 | 0 | 750.8946 | 92.93% | 0% | 7.069% | 5453.7182 | 9641.2157 | 0 | 5453.7182 | 0 | 0 | 9641.2157 | 0 | 403 | 0.0034798 | 0.0020982 | 0.0010892 | 3052417.7536 | 0.56502 | 9939.1205 | 682.1178 | 162.3725 | 2856233.2666 | 196022.1145 | 2463104.1308 | 0 | 2463104.1308 | 0 | 900282.3909 | 0 | 900282.3909 | 0 |  | 4550 | CB 403 | 10621.8033 | 5168.0851 | 980.5876 | 9870.9087 | 4417.1905 | 229.693 | 0 | 0 | 0 | 750.8946 | 0.56502 | 0.56502 | 0.56502 | 0 | 0 | 0 | 0 | 0 | 0 | 0.56502 | 682.1178 | 682.1178 | 682.1178 | 0 | 0 | 0 | 0 | 0 | 0 | 682.1178 | 9939.1205 | 4485.4023 | 297.9048 | 9870.9087 | 4417.1905 | 229.693 | 0 | 0 | 0 | 68.2118 | 0.002446 | 0.0010644 | 5.54e-05 | 0 | 0 | 0 | 0.0010338 | 5000000 | scaled
CB 404 | 3432.1507 | 3019.4666 | 0 | 412.6841 | 87.98% | 0% | 12.02% | 1774.7484 | 2954.4219 | 0.12336 | 1773.9906 | 0.63446 | 1.022 | 2948.1479 | 5.252 | 404 | 0.0014236 | 0.0009368 | 0.0006146 | 2410895.4135 | 1.4807 | 3049.7741 | 380.8959 | 1040.1063 | 2142297.0878 | 267558.2194 | 1769216.7732 | 122.9773 | 1768461.3134 | 632.4825 | 777300.3292 | 268.878 | 775649.6552 | 1381.796 |  | 4551 | CB 404 | 3432.1507 | 1657.4023 | 477.7288 | 3019.4666 | 1244.7182 | 65.0447 | 0 | 0 | 0 | 412.6841 | 1.4807 | 1.3573 | 0.45872 | 6.0108 | 1.0468 | 0.14819 | 0 | 0 | 0 | 0.31053 | 380.8959 | 380.2614 | 375.6438 | 6.0108 | 5.3763 | 0.75877 | 0 | 0 | 0 | 374.8851 | 3049.7741 | 1275.7835 | 101.6262 | 3012.2856 | 1238.295 | 64.1377 | 0 | 0 | 0 | 37.4885 | 0.0008266 | 0.0003398 | 1.76e-05 | 0 | 0 | 0 | 0.000597 | 5000000 | scaled
CB 405 | 0 | 0 | 0 | 0 | 0% | 0% | 0% | 0 | 0 | 0 | 0 | 0 | 0 | 0 | 0 | 405 | 0 | 0 | 0 | 0 | 0 | 0 | 0 | 0 | 0 | 0 | 0 | 0 | 0 | 0 | 0 | 0 | 0 | 0 |  | 4552 | CB 405 | 0 | 0 | 0 | 0 | 0 | 0 | 0 | 0 | 0 | 0 | 0 | 0 | 0 | 0 | 0 | 0 | 0 | 0 | 0 | 0 | 0 | 0 | 0 | 0 | 0 | 0 | 0 | 0 | 0 | 0 | 0 | 0 | 0 | 0 | 0 | 0 | 0 | 0 | 0 | 0 | 0 | 0 | 0 | 0 | 0 | 0 | 0 | 5000000 | scaled
CB 406 | 8813.8413 | 5172.6702 | 0 | 3641.1711 | 58.69% | 0% | 41.31% | 3083.904 | 5063.9871 | 4.0406 | 3059.2659 | 20.5976 | 7.0564 | 5020.9668 | 35.9639 | 406 | 0.014645 | 0.0088528 | 0.0053604 | 601816.3572 | 9.7963 | 5460.4163 | 3343.6287 | 668.8986 | 372841.7317 | 228305.7269 | 647245.7591 | 848.0343 | 642074.7322 | 4322.9926 | 699547.4461 | 974.7858 | 693604.5422 | 4968.118 |  | 4553 | CB 406 | 8813.8413 | 5729.9373 | 3749.8541 | 5172.6702 | 2088.7662 | 108.683 | 0 | 0 | 0 | 3641.1711 | 9.7963 | 5.7557 | 2.7399 | 35.9639 | 3.0158 | 0 | 0 | 0 | 0 | 2.7399 | 3343.6287 | 3323.0311 | 3307.6647 | 35.9639 | 15.3664 | 0 | 0 | 0 | 0 | 3307.6647 | 5460.4163 | 2401.1504 | 439.4495 | 5129.6498 | 2070.384 | 108.683 | 0 | 0 | 0 | 330.7665 | 0.0094774 | 0.0036848 | 0.0001924 | 0 | 0 | 0 | 0.005168 | 5000000 | scaled
CB 407 | 5641.8154 | 1814.2605 | 0 | 3827.5548 | 32.16% | 0% | 67.84% | 1048.7171 | 1772.9799 | 5.5777 | 1014.4678 | 28.6715 | 9.2801 | 1716.0171 | 47.6827 | 407 | 0.014713 | 0.0092536 | 0.0056004 | 383468.2766 | 12.5894 | 2102.3617 | 3526.8642 | 855.6908 | 142895.3224 | 239717.2634 | 496357.9892 | 2639.9212 | 480147.8227 | 13570.2452 | 690814.1255 | 3615.855 | 668619.4479 | 18578.8227 |  | 4554 | CB 407 | 5641.8154 | 4593.0983 | 3868.8354 | 1814.2605 | 765.5435 | 41.2806 | 0 | 0 | 0 | 3827.5548 | 12.5894 | 7.0117 | 3.3093 | 49.8872 | 4.1316 | 0.4292 | 0 | 0 | 0 | 2.8801 | 3526.8642 | 3498.1927 | 3479.1815 | 49.8872 | 21.2157 | 2.2045 | 0 | 0 | 0 | 3476.977 | 2102.3617 | 1087.8939 | 386.3446 | 1754.664 | 740.1962 | 38.6469 | 0 | 0 | 0 | 347.6977 | 0.0093132 | 0.0038542 | 0.000201 | 0 | 0 | 0 | 0.0053994 | 5000000 | scaled
CB 409 | 29029.4682 | 24785.8368 | 0 | 4243.6314 | 85.38% | 0% | 14.62% | 14670.0011 | 24256.5225 | 82.0549 | 14167.8654 | 420.0808 | 131.1654 | 23453.8356 | 671.5215 | 409 | 0.017884 | 0.010692 | 0.0062256 | 1623190.76 | 136.6396 | 24354.6636 | 4538.165 | 7640.2391 | 1361797.7649 | 253752.7559 | 1342960.1512 | 7511.6845 | 1296992.3188 | 38456.1479 | 766664.3667 | 4145.6822 | 741294.2239 | 21224.4606 |  | 4555 | CB 409 | 29029.4682 | 14359.4671 | 4772.9457 | 24785.8368 | 10115.8357 | 529.3143 | 0 | 0 | 0 | 4243.6314 | 136.6396 | 54.5847 | 5.4742 | 683.2212 | 51.3915 | 2.281 | 0 | 0 | 0 | 3.1932 | 4538.165 | 4118.0843 | 3866.6435 | 683.2212 | 263.1404 | 11.6997 | 0 | 0 | 0 | 3854.9438 | 24354.6636 | 10186.7982 | 900.828 | 23969.1692 | 9801.3038 | 515.3336 | 0 | 0 | 0 | 385.4944 | 0.011905 | 0.004713 | 0.0002462 | 0 | 0 | 0 | 0.0059794 | 5000000 | scaled
CB 41 | 23874.1372 | 20516.9686 | 0 | 3357.1686 | 85.94% | 0% | 14.06% | 11793.5697 | 20061.4896 | 6.8617 | 11751.5431 | 35.1649 | 10.8187 | 19995.0312 | 55.6397 | 41 | 0.013957 | 0.008504 | 0.0048948 | 1710524.833 | 13.6085 | 20753.8594 | 3106.6692 | 975.0187 | 1486964.3944 | 222585.4199 | 1420574.7312 | 826.5098 | 1415512.4867 | 4235.7347 | 778917.9599 | 420.0525 | 776337.6131 | 2160.2944 |  | 4556 | CB 41 | 23874.1372 | 12080.5675 | 3812.6476 | 20516.9686 | 8723.3989 | 455.479 | 0 | 0 | 0 | 3357.1686 | 13.6085 | 6.7469 | 2.7898 | 56.9943 | 4.2207 | 0.26367 | 0 | 0 | 0 | 2.5262 | 3106.6692 | 3071.5043 | 3051.0296 | 56.9943 | 21.8293 | 1.3546 | 0 | 0 | 0 | 3049.6749 | 20753.8594 | 9002.3164 | 758.8282 | 20448.892 | 8697.3489 | 453.8607 | 0 | 0 | 0 | 304.9675 | 0.0092614 | 0.0038082 | 0.000199 | 0 | 0 | 0 | 0.0046958 | 5000000 | scaled
CB 410 | 46541.5798 | 41826.0869 | 0 | 4715.4929 | 89.87% | 0% | 10.13% | 24833.9527 | 41417.8455 | 2454.4187 | 9847.3003 | 12532.2337 | 4062.9223 | 16608.8558 | 20746.0673 | 410 | 0.019659 | 0.01183 | 0.006934 | 2367419.8261 | 4072.7237 | 17407.2105 | 25061.6456 | 207166.2998 | 885448.568 | 1274804.9582 | 1834933.2306 | 181352.3023 | 727598.1727 | 925982.7555 | 738929.0894 | 72485.9411 | 296315.9133 | 370127.235 |  | 4557 | CB 410 | 46541.5798 | 21707.6271 | 5123.7343 | 41826.0869 | 16992.1342 | 408.2414 | 0 | 0 | 0 | 4715.4929 | 4072.7237 | 1618.305 | 9.8014 | 20778.0596 | 1614.7567 | 6.2531 | 0 | 0 | 0 | 3.5483 | 25061.6456 | 12529.412 | 4315.5783 | 20778.0596 | 8245.8259 | 31.9922 | 0 | 0 | 0 | 4283.5861 | 17407.2105 | 7559.9101 | 798.3546 | 16978.8519 | 7131.5515 | 369.996 | 0 | 0 | 0 | 428.3586 | 0.012995 | 0.005166 | 0.0002698 | 0 | 0 | 0 | 0.0066642 | 5000000 | scaled
CB 411 | 736.8509 | 703.703 | 0 | 33.1479 | 95.5% | 0% | 4.499% | 465.8907 | 697.7176 | 45.9562 | 185.4171 | 234.5174 | 66.1808 | 293.8621 | 337.6747 | 411 | 0.000145 | 8.44e-05 | 4.88e-05 | 5081730.6502 | 66.2058 | 302.8587 | 367.7865 | 456591.5788 | 2088680.6412 | 2536458.4302 | 3210429.9855 | 316681.7679 | 1277700.0581 | 1616048.1595 | 801912.3852 | 76064.0561 | 337746.4497 | 388101.8793 |  | 4558 | CB 411 | 736.8509 | 270.9603 | 39.1333 | 703.703 | 237.8124 | 5.9854 | 0 | 0 | 0 | 33.1479 | 66.2058 | 20.2496 | 0.024943 | 337.6747 | 20.2247 | 0 | 0 | 0 | 0 | 0.024943 | 367.7865 | 133.2691 | 30.1118 | 337.6747 | 103.1573 | 0 | 0 | 0 | 0 | 30.1118 | 302.8587 | 117.4416 | 8.9966 | 299.8475 | 114.4304 | 5.9854 | 0 | 0 | 0 | 3.0112 | 9.82e-05 | 3.76e-05 | 2e-06 | 0 | 0 | 0 | 4.68e-05 | 5000000 | scaled
CB 412 | 1311992.1371 | 1159435.0104 | 141778.936 | 10778.1906 | 88.37% | 10.81% | 0.8215% | 767323.729 | 1265545.5797 | 113401.3018 | 69708.9789 | 584213.4482 | 182588.7481 | 140020.4771 | 942936.3545 | 412 | 0.071433 | 0.03908 | 0.017234 | 18366648.3333 | 186833.533 | 150053.7817 | 975104.8224 | 2615492.6543 | 2100610.9426 | 13650544.7364 | 13937124.699 | 2059740.9213 | 1266144.5169 | 10611239.2608 | 2694991.2596 | 388824.4629 | 298174.9278 | 2007991.8689 |  | 4559 | CB 412 | 1311992.1371 | 544668.4081 | 46446.5574 | 1159435.0104 | 455751.3067 | 26210.6159 | 141778.936 | 78138.9108 | 9457.7509 | 10778.1906 | 186833.533 | 73432.2312 | 4244.7848 | 953150.6825 | 73306.7848 | 4222.4725 | 212.9001 | 117.3361 | 14.2021 | 8.1102 | 975104.8224 | 390891.3742 | 32168.4679 | 953150.6825 | 374396.8864 | 21566.1091 | 12163.1577 | 6703.5056 | 811.3766 | 9790.9821 | 150053.7817 | 80344.8028 | 10033.3047 | 19671.8053 | 8047.6355 | 422.0343 | 129402.8782 | 71318.0691 | 8632.1721 | 979.0982 | 0.045486 | 0.017771 | 0.000931 | 0.010715 | 0.0060772 | 0.0010716 | 0.015232 | 5000000 | scaled
CB 413 | 5218.9571 | 2674.3298 | 0 | 2544.6273 | 51.24% | 0% | 48.76% | 1649.9082 | 2625.0304 | 183.7086 | 943.7691 | 522.4305 | 292.8321 | 1499.4466 | 832.7517 | 413 | 0.0095502 | 0.005911 | 0.0037104 | 546476.2094 | 299.5516 | 1761.4291 | 3157.9764 | 31366.0025 | 184438.9767 | 330671.2303 | 603797.8105 | 67229.7214 | 345380.2463 | 191187.8428 | 699096.2294 | 77986.8432 | 399331.5399 | 221777.8464 |  | 4560 | CB 413 | 5218.9571 | 3569.0489 | 2593.9266 | 2674.3298 | 1024.4216 | 49.2994 | 0 | 0 | 0 | 2544.6273 | 299.5516 | 115.843 | 6.7195 | 846.4195 | 113.9282 | 4.8047 | 0 | 0 | 0 | 1.9148 | 3157.9764 | 2635.5459 | 2325.2246 | 846.4195 | 323.989 | 13.6678 | 0 | 0 | 0 | 2311.5568 | 1761.4291 | 817.66 | 261.9825 | 1530.2734 | 586.5043 | 30.8269 | 0 | 0 | 0 | 231.1557 | 0.0059612 | 0.002322 | 0.0001214 | 0 | 0 | 0 | 0.003589 | 5000000 | scaled
CB 414 | 223668.9796 | 89730.4754 | 122974.7347 | 10963.7695 | 40.12% | 54.98% | 4.902% | 111504.7297 | 203500.3542 | 11193.6551 | 56680.6451 | 43630.4296 | 17704.7839 | 114363.436 | 71432.1343 | 414 | 0.060264 | 0.034709 | 0.017167 | 3711485.7884 | 17900.6305 | 122991.906 | 82776.4431 | 297036.8793 | 2040885.2044 | 1373563.7047 | 3231523.7319 | 324403.8351 | 1642664.3971 | 1264455.4997 | 1174834.8814 | 102212.0955 | 660235.479 | 412387.3069 |  | 4561 | CB 414 | 223668.9796 | 112164.2498 | 20168.6254 | 89730.4754 | 33628.2288 | 1003.6396 | 122974.7347 | 67572.2515 | 8201.2163 | 10963.7695 | 17900.6305 | 6706.9754 | 195.8466 | 61122.5419 | 6597.8372 | 175.352 | 183.6068 | 100.8884 | 12.2448 | 8.2499 | 82776.4431 | 39146.0135 | 11344.3088 | 61122.5419 | 22760.6364 | 604.8472 | 11694.3379 | 6425.8138 | 779.8984 | 9959.5633 | 122991.906 | 66311.2609 | 8628.4699 | 10899.1596 | 4269.7552 | 223.4404 | 111096.79 | 61045.5494 | 7409.0732 | 995.9563 | 0.034122 | 0.013234 | 0.0006916 | 0.01074 | 0.0060742 | 0.001074 | 0.015402 | 5000000 | scaled
CB 415 | 126420.6704 | 34895.7993 | 87421.5289 | 4103.3422 | 27.6% | 69.15% | 3.246% | 62153.309 | 115937.1351 | 1548.2816 | 49299.9045 | 11305.1229 | 2130.4882 | 95870.3921 | 17936.2547 | 415 | 0.027526 | 0.016177 | 0.007091 | 4592806.4 | 2157.8179 | 101971.4878 | 22291.3647 | 78392.5582 | 3704578.5353 | 809835.3065 | 3972712.2973 | 98962.9913 | 3151148.9892 | 722600.3169 | 1478428.3356 | 27167.9489 | 1222537.5777 | 228722.809 |  | 4562 | CB 415 | 126420.6704 | 64267.3614 | 10483.5353 | 34895.7993 | 12020.8471 | 550.3643 | 87421.5289 | 48143.172 | 5829.8288 | 4103.3422 | 2157.8179 | 609.5363 | 27.3297 | 10412.0419 | 542.0307 | 16.4414 | 116.9743 | 64.4179 | 7.8006 | 3.0876 | 22291.3647 | 10986.2418 | 4355.11 | 10412.0419 | 2769.5184 | 83.9902 | 8151.8186 | 4489.2192 | 543.6156 | 3727.5042 | 101971.4878 | 52671.5833 | 6101.0957 | 22446.0014 | 8709.298 | 449.9327 | 79152.736 | 43589.5349 | 5278.4126 | 372.7504 | 0.010937 | 0.0042678 | 0.0002222 | 0.0108 | 0.0061206 | 0.00108 | 0.0057888 | 5000000 | scaled
CB 416 | 7441.9389 | 7013.7159 | 0 | 428.223 | 94.25% | 0% | 5.754% | 3836.0023 | 6859.6236 | 24.6918 | 3684.8129 | 126.4975 | 58.7275 | 6500.279 | 300.6171 | 416 | 0.0015346 | 0.001019 | 0.0006262 | 4849432.3542 | 59.0497 | 6693.2714 | 689.6178 | 38478.8798 | 4361573.959 | 449379.5154 | 3538701.2926 | 22778.1608 | 3399229.5297 | 116693.6022 | 929919.0464 | 7961.3389 | 881204.8036 | 40752.9039 |  | 4563 | CB 416 | 7441.9389 | 3605.9366 | 582.3153 | 7013.7159 | 3177.7136 | 154.0923 | 0 | 0 | 0 | 428.223 | 59.0497 | 34.3578 | 0.32222 | 300.6171 | 34.0356 | 0 | 0 | 0 | 0 | 0.32222 | 689.6178 | 563.1203 | 389.0007 | 300.6171 | 174.1196 | 0 | 0 | 0 | 0 | 389.0007 | 6693.2714 | 3008.4585 | 192.9924 | 6654.3713 | 2969.5584 | 154.0923 | 0 | 0 | 0 | 38.9001 | 0.00093 | 0.0004144 | 2.16e-05 | 0 | 0 | 0 | 0.0006046 | 5000000 | scaled
CB 417 | 116539.7024 | 48437.5373 | 64493.326 | 3608.8391 | 41.56% | 55.34% | 3.097% | 58961.5631 | 107757.2026 | 1952.6536 | 44861.2944 | 12147.6151 | 2898.0188 | 85535.6567 | 19323.5271 | 417 | 0.025451 | 0.014977 | 0.0063044 | 4579055.2068 | 2940.5446 | 90471.0989 | 23128.059 | 115539.3041 | 3554772.7312 | 908743.1715 | 3844386.0877 | 127316.0682 | 2925026.5245 | 792043.4951 | 1393074.6594 | 37465.3059 | 1105796.6701 | 249812.6833 |  | 4564 | CB 417 | 116539.7024 | 57578.1393 | 8782.4999 | 48437.5373 | 18412.2612 | 872.6753 | 64493.326 | 35557.0391 | 4300.9856 | 3608.8391 | 2940.5446 | 987.891 | 42.5258 | 14561.316 | 936.8999 | 33.9709 | 87.5621 | 48.2755 | 5.8394 | 2.7155 | 23128.059 | 10980.4438 | 3804.5319 | 14561.316 | 4786.4747 | 173.5572 | 5288.4489 | 2915.6751 | 352.6806 | 3278.2941 | 90471.0989 | 45609.8045 | 4935.4422 | 31025.9544 | 12688.8866 | 665.1472 | 59117.315 | 32593.0885 | 3942.4656 | 327.8294 | 0.0096076 | 0.0038158 | 0.0001998 | 0.01082 | 0.0061388 | 0.001082 | 0.0050226 | 5000000 | scaled
CB 418 | 32478.5826 | 27006.9333 | 0 | 5471.6493 | 83.15% | 0% | 16.85% | 15275.7518 | 26382.2829 | 91.9078 | 14713.0559 | 470.7881 | 210.4226 | 25094.1401 | 1077.7202 | 418 | 0.022349 | 0.013758 | 0.0080396 | 1453219.4409 | 222.7617 | 26165.4614 | 6090.3594 | 9967.2358 | 1170745.5856 | 272506.6195 | 1250387.4649 | 7523.0549 | 1204328.3306 | 38536.0794 | 758283.9516 | 6048.0007 | 721259.9375 | 30976.0133 |  | 4565 | CB 418 | 32478.5826 | 17202.8307 | 6096.2997 | 27006.9333 | 11731.1814 | 624.6503 | 0 | 0 | 0 | 5471.6493 | 222.7617 | 130.854 | 12.3392 | 1119.8757 | 126.7367 | 8.2219 | 0 | 0 | 0 | 4.1172 | 6090.3594 | 5619.5713 | 5012.6392 | 1119.8757 | 649.0876 | 42.1555 | 0 | 0 | 0 | 4970.4837 | 26165.4614 | 11452.4055 | 1071.3213 | 25668.413 | 10955.3571 | 574.2729 | 0 | 0 | 0 | 497.0484 | 0.014625 | 0.0060336 | 0.0003152 | 0 | 0 | 0 | 0.0077244 | 5000000 | scaled
CB 42 | 5986.5741 | 4231.8597 | 0 | 1754.7144 | 70.69% | 0% | 29.31% | 2367.1801 | 4132.4189 | 106.1802 | 1714.1919 | 546.808 | 161.4674 | 3138.7464 | 832.2051 | 42 | 0.00755 | 0.0046572 | 0.0026056 | 792923.7227 | 166.1197 | 3377.0391 | 2443.4154 | 22002.6029 | 447289.9455 | 323631.1743 | 777160.9513 | 34859.6723 | 562780.5877 | 179520.6913 | 711603.9193 | 27804.7465 | 540493.1772 | 143305.9957 |  | 4566 | CB 42 | 5986.5741 | 3619.394 | 1854.1552 | 4231.8597 | 1864.6796 | 99.4408 | 0 | 0 | 0 | 1754.7144 | 166.1197 | 59.9394 | 4.6522 | 849.4208 | 58.6191 | 3.3318 | 0 | 0 | 0 | 1.3204 | 2443.4154 | 1896.6074 | 1611.2103 | 849.4208 | 302.6128 | 17.2157 | 0 | 0 | 0 | 1593.9946 | 3377.0391 | 1662.8472 | 238.2927 | 3217.6396 | 1503.4477 | 78.8932 | 0 | 0 | 0 | 159.3995 | 0.0050574 | 0.0021646 | 0.000113 | 0 | 0 | 0 | 0.0024926 | 5000000 | scaled
CB 423 | 0 | 0 | 0 | 0 | 0% | 0% | 0% | 0 | 0 | 0 | 0 | 0 | 0 | 0 | 0 | 423 | 0 | 0 | 0 | 0 | 0 | 0 | 0 | 0 | 0 | 0 | 0 | 0 | 0 | 0 | 0 | 0 | 0 | 0 |  | 4567 | CB 423 | 0 | 0 | 0 | 0 | 0 | 0 | 0 | 0 | 0 | 0 | 0 | 0 | 0 | 0 | 0 | 0 | 0 | 0 | 0 | 0 | 0 | 0 | 0 | 0 | 0 | 0 | 0 | 0 | 0 | 0 | 0 | 0 | 0 | 0 | 0 | 0 | 0 | 0 | 0 | 0 | 0 | 0 | 0 | 0 | 0 | 0 | 0 | 5000000 | scaled
CB 424 | 0 | 0 | 0 | 0 | 0% | 0% | 0% | 0 | 0 | 0 | 0 | 0 | 0 | 0 | 0 | 424 | 0 | 0 | 0 | 0 | 0 | 0 | 0 | 0 | 0 | 0 | 0 | 0 | 0 | 0 | 0 | 0 | 0 | 0 |  | 4568 | CB 424 | 0 | 0 | 0 | 0 | 0 | 0 | 0 | 0 | 0 | 0 | 0 | 0 | 0 | 0 | 0 | 0 | 0 | 0 | 0 | 0 | 0 | 0 | 0 | 0 | 0 | 0 | 0 | 0 | 0 | 0 | 0 | 0 | 0 | 0 | 0 | 0 | 0 | 0 | 0 | 0 | 0 | 0 | 0 | 0 | 0 | 0 | 0 | 5000000 | scaled
CB 425 | 0 | 0 | 0 | 0 | 0% | 0% | 0% | 0 | 0 | 0 | 0 | 0 | 0 | 0 | 0 | 425 | 0 | 0 | 0 | 0 | 0 | 0 | 0 | 0 | 0 | 0 | 0 | 0 | 0 | 0 | 0 | 0 | 0 | 0 |  | 4569 | CB 425 | 0 | 0 | 0 | 0 | 0 | 0 | 0 | 0 | 0 | 0 | 0 | 0 | 0 | 0 | 0 | 0 | 0 | 0 | 0 | 0 | 0 | 0 | 0 | 0 | 0 | 0 | 0 | 0 | 0 | 0 | 0 | 0 | 0 | 0 | 0 | 0 | 0 | 0 | 0 | 0 | 0 | 0 | 0 | 0 | 0 | 0 | 0 | 5000000 | scaled
CB 426 | 70.1749 | 2.4378 | 0 | 67.7372 | 3.474% | 0% | 96.53% | 1.4634 | 1.9599 | 0.19903 | 0.23024 | 1.0342 | 0.25658 | 0.36571 | 1.3376 | 426 | 0.0001956 | 0.0001334 | 9.68e-05 | 358767.6263 | 0.38322 | 6.5264 | 63.2653 | 1959.1991 | 33366.1061 | 323442.3211 | 515078.8477 | 70053.4914 | 81035.8787 | 363989.4775 | 704700.7286 | 92253.8427 | 131494.92 | 480951.9659 |  | 4570 | CB 426 | 70.1749 | 68.7115 | 68.215 | 2.4378 | 0.97433 | 0.47784 | 0 | 0 | 0 | 67.7372 | 0.38322 | 0.18419 | 0.12664 | 1.7324 | 0.13322 | 0.075672 | 0 | 0 | 0 | 0.05097 | 63.2653 | 62.2312 | 61.9277 | 1.7324 | 0.69823 | 0.39476 | 0 | 0 | 0 | 61.5329 | 6.5264 | 6.2962 | 6.1607 | 0.37312 | 0.14288 | 0.0074031 | 0 | 0 | 0 | 6.1533 | 0.0001008 | 3.86e-05 | 2e-06 | 0 | 0 | 0 | 9.48e-05 | 5000000 | scaled
CB 427 | 0 | 0 | 0 | 0 | 0% | 0% | 0% | 0 | 0 | 0 | 0 | 0 | 0 | 0 | 0 | 427 | 0 | 0 | 0 | 0 | 0 | 0 | 0 | 0 | 0 | 0 | 0 | 0 | 0 | 0 | 0 | 0 | 0 | 0 |  | 4571 | CB 427 | 0 | 0 | 0 | 0 | 0 | 0 | 0 | 0 | 0 | 0 | 0 | 0 | 0 | 0 | 0 | 0 | 0 | 0 | 0 | 0 | 0 | 0 | 0 | 0 | 0 | 0 | 0 | 0 | 0 | 0 | 0 | 0 | 0 | 0 | 0 | 0 | 0 | 0 | 0 | 0 | 0 | 0 | 0 | 0 | 0 | 0 | 0 | 5000000 | scaled
CB 428 | 0 | 0 | 0 | 0 | 0% | 0% | 0% | 0 | 0 | 0 | 0 | 0 | 0 | 0 | 0 | 428 | 0 | 0 | 0 | 0 | 0 | 0 | 0 | 0 | 0 | 0 | 0 | 0 | 0 | 0 | 0 | 0 | 0 | 0 |  | 4572 | CB 428 | 0 | 0 | 0 | 0 | 0 | 0 | 0 | 0 | 0 | 0 | 0 | 0 | 0 | 0 | 0 | 0 | 0 | 0 | 0 | 0 | 0 | 0 | 0 | 0 | 0 | 0 | 0 | 0 | 0 | 0 | 0 | 0 | 0 | 0 | 0 | 0 | 0 | 0 | 0 | 0 | 0 | 0 | 0 | 0 | 0 | 0 | 0 | 5000000 | scaled
CB 429 | 0 | 0 | 0 | 0 | 0% | 0% | 0% | 0 | 0 | 0 | 0 | 0 | 0 | 0 | 0 | 429 | 0 | 0 | 0 | 0 | 0 | 0 | 0 | 0 | 0 | 0 | 0 | 0 | 0 | 0 | 0 | 0 | 0 | 0 |  | 4573 | CB 429 | 0 | 0 | 0 | 0 | 0 | 0 | 0 | 0 | 0 | 0 | 0 | 0 | 0 | 0 | 0 | 0 | 0 | 0 | 0 | 0 | 0 | 0 | 0 | 0 | 0 | 0 | 0 | 0 | 0 | 0 | 0 | 0 | 0 | 0 | 0 | 0 | 0 | 0 | 0 | 0 | 0 | 0 | 0 | 0 | 0 | 0 | 0 | 5000000 | scaled
CB 43 | 8344.0632 | 6106.9989 | 0 | 2237.0643 | 73.19% | 0% | 26.81% | 3774.0348 | 5982.2313 | 16.1482 | 3674.7503 | 83.1362 | 23.7505 | 5836.3363 | 122.1444 | 43 | 0.0092432 | 0.0054726 | 0.0032546 | 902724.5132 | 26.3664 | 6158.6137 | 2159.0831 | 2852.5146 | 666285.8911 | 233586.1075 | 835074.4562 | 3573.094 | 813105.9445 | 18395.4177 | 725690.394 | 2881.1155 | 707992.2246 | 14817.0539 |  | 4574 | CB 43 | 8344.0632 | 4570.0285 | 2361.832 | 6106.9989 | 2332.9642 | 124.7677 | 0 | 0 | 0 | 2237.0643 | 26.3664 | 10.2181 | 2.6159 | 126.9186 | 8.5348 | 0.93256 | 0 | 0 | 0 | 1.6833 | 2159.0831 | 2075.9469 | 2036.9387 | 126.9186 | 43.7824 | 4.7742 | 0 | 0 | 0 | 2032.1645 | 6158.6137 | 2483.8635 | 322.2774 | 5955.3973 | 2280.647 | 119.061 | 0 | 0 | 0 | 203.2165 | 0.0061108 | 0.0023402 | 0.0001222 | 0 | 0 | 0 | 0.0031324 | 5000000 | scaled
CB 430 | 278.0573 | 168.2393 | 0 | 109.818 | 60.51% | 0% | 39.49% | 95.3937 | 164.8324 | 0 | 95.3937 | 0 | 2.1319 | 151.8045 | 10.896 | 430 | 0.0002042 | 0.0001718 | 0.000153 | 1361690.7763 | 2.2145 | 165.1873 | 110.6554 | 10844.7709 | 808948.7972 | 541897.2083 | 1063233.7713 | 0 | 1063233.7713 | 0 | 740031.9979 | 9571.2415 | 681542.003 | 48918.7535 |  | 4575 | CB 430 | 278.0573 | 182.6636 | 113.2249 | 168.2393 | 72.8456 | 3.4069 | 0 | 0 | 0 | 109.818 | 2.2145 | 2.2145 | 0.082634 | 10.896 | 2.1319 | 0 | 0 | 0 | 0 | 0.082634 | 110.6554 | 110.6554 | 99.7594 | 10.896 | 10.896 | 0 | 0 | 0 | 0 | 99.7594 | 165.1873 | 69.7936 | 13.3829 | 155.2114 | 59.8177 | 3.4069 | 0 | 0 | 0 | 9.9759 | 5.24e-05 | 2e-05 | 1.2e-06 | 0 | 0 | 0 | 0.0001518 | 5000000 | scaled
CB 431 | 0 | 0 | 0 | 0 | 0% | 0% | 0% | 0 | 0 | 0 | 0 | 0 | 0 | 0 | 0 | 431 | 0 | 0 | 0 | 0 | 0 | 0 | 0 | 0 | 0 | 0 | 0 | 0 | 0 | 0 | 0 | 0 | 0 | 0 |  | 4576 | CB 431 | 0 | 0 | 0 | 0 | 0 | 0 | 0 | 0 | 0 | 0 | 0 | 0 | 0 | 0 | 0 | 0 | 0 | 0 | 0 | 0 | 0 | 0 | 0 | 0 | 0 | 0 | 0 | 0 | 0 | 0 | 0 | 0 | 0 | 0 | 0 | 0 | 0 | 0 | 0 | 0 | 0 | 0 | 0 | 0 | 0 | 0 | 0 | 5000000 | scaled
CB 432 | 0 | 0 | 0 | 0 | 0% | 0% | 0% | 0 | 0 | 0 | 0 | 0 | 0 | 0 | 0 | 432 | 0 | 0 | 0 | 0 | 0 | 0 | 0 | 0 | 0 | 0 | 0 | 0 | 0 | 0 | 0 | 0 | 0 | 0 |  | 4577 | CB 432 | 0 | 0 | 0 | 0 | 0 | 0 | 0 | 0 | 0 | 0 | 0 | 0 | 0 | 0 | 0 | 0 | 0 | 0 | 0 | 0 | 0 | 0 | 0 | 0 | 0 | 0 | 0 | 0 | 0 | 0 | 0 | 0 | 0 | 0 | 0 | 0 | 0 | 0 | 0 | 0 | 0 | 0 | 0 | 0 | 0 | 0 | 0 | 5000000 | scaled
CB 433 | 0 | 0 | 0 | 0 | 0% | 0% | 0% | 0 | 0 | 0 | 0 | 0 | 0 | 0 | 0 | 433 | 0 | 0 | 0 | 0 | 0 | 0 | 0 | 0 | 0 | 0 | 0 | 0 | 0 | 0 | 0 | 0 | 0 | 0 |  | 4578 | CB 433 | 0 | 0 | 0 | 0 | 0 | 0 | 0 | 0 | 0 | 0 | 0 | 0 | 0 | 0 | 0 | 0 | 0 | 0 | 0 | 0 | 0 | 0 | 0 | 0 | 0 | 0 | 0 | 0 | 0 | 0 | 0 | 0 | 0 | 0 | 0 | 0 | 0 | 0 | 0 | 0 | 0 | 0 | 0 | 0 | 0 | 0 | 0 | 5000000 | scaled
CB 434 | 12916.4379 | 12321.6716 | 0 | 594.7662 | 95.4% | 0% | 4.605% | 5616.4949 | 11963.5628 | 414.6966 | 3063.965 | 2137.8333 | 806.025 | 7002.2409 | 4155.2969 | 434 | 0.0024398 | 0.0017674 | 0.000905 | 5294056.0259 | 829.0581 | 7275.2162 | 4812.1636 | 339805.7579 | 2981890.3986 | 1972359.8694 | 4130328.7179 | 304964.8091 | 2253217.1253 | 1572146.7836 | 1052900.6863 | 70937.4166 | 616259.9214 | 365703.3483 |  | 4579 | CB 434 | 12916.4379 | 7299.943 | 952.8751 | 12321.6716 | 6705.1767 | 358.1089 | 0 | 0 | 0 | 594.7662 | 829.0581 | 414.3615 | 23.0331 | 4271.8739 | 413.9139 | 22.5856 | 0 | 0 | 0 | 0.44754 | 4812.1636 | 2674.3303 | 656.8667 | 4271.8739 | 2134.0405 | 116.577 | 0 | 0 | 0 | 540.2897 | 7275.2162 | 4211.2512 | 272.9753 | 7221.1872 | 4157.2222 | 218.9463 | 0 | 0 | 0 | 54.029 | 0.0015826 | 0.0009102 | 4.78e-05 | 0 | 0 | 0 | 0.0008572 | 5000000 | scaled
CB 435 | 0 | 0 | 0 | 0 | 0% | 0% | 0% | 0 | 0 | 0 | 0 | 0 | 0 | 0 | 0 | 435 | 0 | 0 | 0 | 0 | 0 | 0 | 0 | 0 | 0 | 0 | 0 | 0 | 0 | 0 | 0 | 0 | 0 | 0 |  | 4580 | CB 435 | 0 | 0 | 0 | 0 | 0 | 0 | 0 | 0 | 0 | 0 | 0 | 0 | 0 | 0 | 0 | 0 | 0 | 0 | 0 | 0 | 0 | 0 | 0 | 0 | 0 | 0 | 0 | 0 | 0 | 0 | 0 | 0 | 0 | 0 | 0 | 0 | 0 | 0 | 0 | 0 | 0 | 0 | 0 | 0 | 0 | 0 | 0 | 5000000 | scaled
CB 436 | 0 | 0 | 0 | 0 | 0% | 0% | 0% | 0 | 0 | 0 | 0 | 0 | 0 | 0 | 0 | 436 | 0 | 0 | 0 | 0 | 0 | 0 | 0 | 0 | 0 | 0 | 0 | 0 | 0 | 0 | 0 | 0 | 0 | 0 |  | 4581 | CB 436 | 0 | 0 | 0 | 0 | 0 | 0 | 0 | 0 | 0 | 0 | 0 | 0 | 0 | 0 | 0 | 0 | 0 | 0 | 0 | 0 | 0 | 0 | 0 | 0 | 0 | 0 | 0 | 0 | 0 | 0 | 0 | 0 | 0 | 0 | 0 | 0 | 0 | 0 | 0 | 0 | 0 | 0 | 0 | 0 | 0 | 0 | 0 | 5000000 | scaled
CB 437 | 0 | 0 | 0 | 0 | 0% | 0% | 0% | 0 | 0 | 0 | 0 | 0 | 0 | 0 | 0 | 437 | 0 | 0 | 0 | 0 | 0 | 0 | 0 | 0 | 0 | 0 | 0 | 0 | 0 | 0 | 0 | 0 | 0 | 0 |  | 4582 | CB 437 | 0 | 0 | 0 | 0 | 0 | 0 | 0 | 0 | 0 | 0 | 0 | 0 | 0 | 0 | 0 | 0 | 0 | 0 | 0 | 0 | 0 | 0 | 0 | 0 | 0 | 0 | 0 | 0 | 0 | 0 | 0 | 0 | 0 | 0 | 0 | 0 | 0 | 0 | 0 | 0 | 0 | 0 | 0 | 0 | 0 | 0 | 0 | 5000000 | scaled
CB 438 | 16682.947 | 16190.7433 | 0 | 492.2037 | 97.05% | 0% | 2.95% | 6416.7156 | 15654.4903 | 231.7786 | 4988.8866 | 1196.0504 | 613.9214 | 11874.0709 | 3166.498 | 438 | 0.0021344 | 0.0015466 | 0.000738 | 7816223.3086 | 639.1707 | 12301.9092 | 3741.8671 | 299461.5338 | 5763638.1337 | 1753123.6411 | 6637935.7454 | 239769.356 | 5160881.4247 | 1237284.9647 | 1393572.7581 | 54651.6797 | 1057037.3994 | 281883.679 |  | 4583 | CB 438 | 16682.947 | 10266.2314 | 1028.4567 | 16190.7433 | 9774.0277 | 536.253 | 0 | 0 | 0 | 492.2037 | 639.1707 | 407.3921 | 25.2493 | 3294.7459 | 407.0217 | 24.8789 | 0 | 0 | 0 | 0.37037 | 3741.8671 | 2545.8167 | 575.3691 | 3294.7459 | 2098.6955 | 128.2479 | 0 | 0 | 0 | 447.1212 | 12301.9092 | 7313.0227 | 427.8383 | 12257.1971 | 7268.3106 | 383.1262 | 0 | 0 | 0 | 44.7121 | 0.0014412 | 0.0008534 | 4.48e-05 | 0 | 0 | 0 | 0.0006932 | 5000000 | scaled
CB 439 | 0 | 0 | 0 | 0 | 0% | 0% | 0% | 0 | 0 | 0 | 0 | 0 | 0 | 0 | 0 | 439 | 0 | 0 | 0 | 0 | 0 | 0 | 0 | 0 | 0 | 0 | 0 | 0 | 0 | 0 | 0 | 0 | 0 | 0 |  | 4584 | CB 439 | 0 | 0 | 0 | 0 | 0 | 0 | 0 | 0 | 0 | 0 | 0 | 0 | 0 | 0 | 0 | 0 | 0 | 0 | 0 | 0 | 0 | 0 | 0 | 0 | 0 | 0 | 0 | 0 | 0 | 0 | 0 | 0 | 0 | 0 | 0 | 0 | 0 | 0 | 0 | 0 | 0 | 0 | 0 | 0 | 0 | 0 | 0 | 5000000 | scaled
CB 44 | 25865.7599 | 21830.4832 | 0 | 4035.2767 | 84.4% | 0% | 15.6% | 11149.649 | 21275.8631 | 106.3491 | 10493.7572 | 549.5427 | 175.7873 | 20191.8912 | 908.1846 | 44 | 0.016291 | 0.010069 | 0.0059168 | 1587713.6072 | 182.5704 | 21089.994 | 4593.1955 | 11206.6864 | 1294563.57 | 281943.3508 | 1461468.4975 | 13939.9742 | 1375495.8173 | 72032.7059 | 775739.7293 | 6409.3847 | 736217.0046 | 33113.34 |  | 4585 | CB 44 | 25865.7599 | 14716.1109 | 4589.8968 | 21830.4832 | 10680.8341 | 554.6201 | 0 | 0 | 0 | 4035.2767 | 182.5704 | 76.2213 | 6.7831 | 927.5225 | 73.1849 | 3.7467 | 0 | 0 | 0 | 3.0364 | 4593.1955 | 4043.6528 | 3685.0109 | 927.5225 | 377.9798 | 19.3379 | 0 | 0 | 0 | 3665.673 | 21089.994 | 10596.2368 | 898.1029 | 20723.4267 | 10229.6695 | 531.5356 | 0 | 0 | 0 | 366.5673 | 0.010603 | 0.004381 | 0.0002284 | 0 | 0 | 0 | 0.0056884 | 5000000 | scaled
CB 441 | 1133080.7859 | 1065956.3404 | 64204.3889 | 2920.0566 | 94.08% | 5.666% | 0.2577% | 374273.2105 | 1091306.7095 | 37338.677 | 24342.8266 | 312591.7069 | 111152.708 | 52058.1362 | 928095.8654 | 441 | 0.54555 | 0.31445 | 0.056442 | 2076965.7746 | 114584.3013 | 57624.7625 | 960871.722 | 210035.9261 | 105627.649 | 1761302.1995 | 2413100.2411 | 240738.4975 | 156948.6652 | 2015413.0783 | 740118.7118 | 75383.2065 | 35305.5656 | 629429.9396 |  | 4586 | CB 441 | 1133080.7859 | 758807.5753 | 41774.0764 | 1065956.3404 | 719494.9322 | 32584.5031 | 64204.3889 | 36392.5866 | 6269.5167 | 2920.0566 | 114584.3013 | 77245.6244 | 3431.5934 | 947059.8611 | 76984.1707 | 3384.7328 | 457.3844 | 259.2564 | 44.6633 | 2.1972 | 960871.722 | 648280.0151 | 32775.8567 | 947059.8611 | 639302.0788 | 29033.5627 | 11159.2615 | 6325.3369 | 1089.6946 | 2652.5994 | 57624.7625 | 33281.9359 | 5566.6264 | 4771.7596 | 3208.6827 | 166.2076 | 52587.743 | 29807.9933 | 5135.1588 | 265.2599 | 0.027653 | 0.018581 | 0.0009702 | 0.5138 | 0.29178 | 0.05138 | 0.0040922 | 5000000 | scaled
CB 442 | 0 | 0 | 0 | 0 | 0% | 0% | 0% | 0 | 0 | 0 | 0 | 0 | 0 | 0 | 0 | 442 | 0 | 0 | 0 | 0 | 0 | 0 | 0 | 0 | 0 | 0 | 0 | 0 | 0 | 0 | 0 | 0 | 0 | 0 |  | 4587 | CB 442 | 0 | 0 | 0 | 0 | 0 | 0 | 0 | 0 | 0 | 0 | 0 | 0 | 0 | 0 | 0 | 0 | 0 | 0 | 0 | 0 | 0 | 0 | 0 | 0 | 0 | 0 | 0 | 0 | 0 | 0 | 0 | 0 | 0 | 0 | 0 | 0 | 0 | 0 | 0 | 0 | 0 | 0 | 0 | 0 | 0 | 0 | 0 | 5000000 | scaled
CB 443 | 67147.2986 | 65998.8133 | 0 | 1148.4853 | 98.29% | 0% | 1.71% | 37840.9413 | 64897.9877 | 7907.9227 | 24.9992 | 29908.0194 | 13570.3191 | 43.0517 | 51284.6169 | 443 | 0.007405 | 0.0041452 | 0.0017856 | 9067832.3498 | 13800.5151 | 148.3747 | 53198.4088 | 1863675.2302 | 20037.0973 | 7184120.0223 | 7069950.117 | 1477463.7418 | 4670.6895 | 5587815.6857 | 1259694.6802 | 263405.0666 | 835.6503 | 995453.9634 |  | 4588 | CB 443 | 67147.2986 | 29306.3572 | 2249.3108 | 65998.8133 | 28157.872 | 1100.8256 | 0 | 0 | 0 | 1148.4853 | 13800.5151 | 5892.5924 | 230.196 | 52155.1169 | 5891.7282 | 229.3318 | 0 | 0 | 0 | 0.8642 | 53198.4088 | 23290.3893 | 1913.7919 | 52155.1169 | 22247.0975 | 870.5 | 0 | 0 | 0 | 1043.2919 | 148.3747 | 123.3755 | 105.323 | 44.0455 | 19.0463 | 0.9938 | 0 | 0 | 0 | 104.3292 | 0.0057496 | 0.0024898 | 0.0001302 | 0 | 0 | 0 | 0.0016554 | 5000000 | scaled
CB 444 | 117443.366 | 114721.1604 | 2287.0753 | 435.1303 | 97.68% | 1.947% | 0.3705% | 40560.3008 | 112570.4345 | 5447.3618 | 1163.1853 | 33949.7536 | 15184.4135 | 2659.6736 | 94726.3474 | 444 | 0.081621 | 0.046734 | 0.0085854 | 1438893.6859 | 15777.8345 | 2905.4668 | 98760.0647 | 193307.0148 | 35597.2242 | 1209989.447 | 1645120.5804 | 220944.2956 | 47178.6469 | 1376997.6379 | 567583.5102 | 76560.2688 | 13410.1539 | 477613.0875 |  | 4589 | CB 444 | 117443.366 | 76883.0652 | 4872.9315 | 114721.1604 | 75165.5391 | 4239.3605 | 2287.0753 | 1282.3959 | 198.4407 | 435.1303 | 15777.8345 | 10330.4727 | 593.421 | 98101.6746 | 10328.2683 | 592.8031 | 3.3475 | 1.877 | 0.29045 | 0.32742 | 98760.0647 | 64810.311 | 4033.7172 | 98101.6746 | 64267.5035 | 3615.6125 | 263.1147 | 147.5322 | 22.8294 | 395.2753 | 2905.4668 | 1742.2815 | 245.7932 | 845.3262 | 569.7673 | 30.9449 | 2020.6131 | 1132.9867 | 175.3208 | 39.5275 | 0.0020652 | 0.0013436 | 7e-05 | 0.078933 | 0.044768 | 0.0078934 | 0.000622 | 5000000 | scaled
CB 445 | 0 | 0 | 0 | 0 | 0% | 0% | 0% | 0 | 0 | 0 | 0 | 0 | 0 | 0 | 0 | 445 | 0 | 0 | 0 | 0 | 0 | 0 | 0 | 0 | 0 | 0 | 0 | 0 | 0 | 0 | 0 | 0 | 0 | 0 |  | 4590 | CB 445 | 0 | 0 | 0 | 0 | 0 | 0 | 0 | 0 | 0 | 0 | 0 | 0 | 0 | 0 | 0 | 0 | 0 | 0 | 0 | 0 | 0 | 0 | 0 | 0 | 0 | 0 | 0 | 0 | 0 | 0 | 0 | 0 | 0 | 0 | 0 | 0 | 0 | 0 | 0 | 0 | 0 | 0 | 0 | 0 | 0 | 0 | 0 | 5000000 | scaled
CB 448 | 0 | 0 | 0 | 0 | 0% | 0% | 0% | 0 | 0 | 0 | 0 | 0 | 0 | 0 | 0 | 448 | 0 | 0 | 0 | 0 | 0 | 0 | 0 | 0 | 0 | 0 | 0 | 0 | 0 | 0 | 0 | 0 | 0 | 0 |  | 4591 | CB 448 | 0 | 0 | 0 | 0 | 0 | 0 | 0 | 0 | 0 | 0 | 0 | 0 | 0 | 0 | 0 | 0 | 0 | 0 | 0 | 0 | 0 | 0 | 0 | 0 | 0 | 0 | 0 | 0 | 0 | 0 | 0 | 0 | 0 | 0 | 0 | 0 | 0 | 0 | 0 | 0 | 0 | 0 | 0 | 0 | 0 | 0 | 0 | 5000000 | scaled
CB 449 | 7812.7222 | 7673.3446 | 0 | 139.3776 | 98.22% | 0% | 1.784% | 2372.0548 | 6994.535 | 332.4682 | 20.6546 | 2018.9321 | 982.5329 | 43.0444 | 5968.9578 | 449 | 0.0002642 | 0.0002366 | 0.0002006 | 29571242.2216 | 1078.6398 | 57.8079 | 6676.2744 | 4082663.9279 | 218803.6949 | 25269774.5988 | 22995212.916 | 3223018.7207 | 200229.706 | 19571964.4892 | 4078699.6813 | 572941.0977 | 25100.3294 | 3480658.2541 |  | 4592 | CB 449 | 7812.7222 | 5440.6674 | 818.1872 | 7673.3446 | 5301.2898 | 678.8096 | 0 | 0 | 0 | 139.3776 | 1078.6398 | 746.1716 | 96.1069 | 6549.6629 | 746.0667 | 96.002 | 0 | 0 | 0 | 0.10488 | 6676.2744 | 4657.3424 | 707.3167 | 6549.6629 | 4530.7308 | 580.7051 | 0 | 0 | 0 | 126.6116 | 57.8079 | 37.1534 | 14.7635 | 45.1468 | 24.4922 | 2.1024 | 0 | 0 | 0 | 12.6612 | 6.56e-05 | 3.8e-05 | 2e-06 | 0 | 0 | 0 | 0.0001986 | 5000000 | scaled
CB 45 | 25727.5839 | 24153.0277 | 0 | 1574.5562 | 93.88% | 0% | 6.12% | 12515.2103 | 23535.9274 | 447.5531 | 9769.8282 | 2297.8289 | 907.1921 | 17974.327 | 4654.4082 | 45 | 0.0069006 | 0.004349 | 0.002372 | 3728311.1415 | 935.5571 | 18568.2888 | 6223.738 | 135576.1943 | 2690822.3621 | 901912.5851 | 3038025.6618 | 108642.0335 | 2371593.2959 | 557790.3324 | 923969.853 | 35614.4111 | 705633.3933 | 182722.0487 |  | 4593 | CB 45 | 25727.5839 | 13212.3736 | 2191.6565 | 24153.0277 | 11637.8174 | 617.1003 | 0 | 0 | 0 | 1574.5562 | 935.5571 | 488.004 | 28.3649 | 4793.4004 | 486.8192 | 27.1801 | 0 | 0 | 0 | 1.1848 | 6223.738 | 3925.909 | 1569.3298 | 4793.4004 | 2495.5714 | 138.9921 | 0 | 0 | 0 | 1430.3376 | 18568.2888 | 8798.4606 | 593.9618 | 18425.255 | 8655.4268 | 450.928 | 0 | 0 | 0 | 143.0338 | 0.0046374 | 0.0020858 | 0.0001088 | 0 | 0 | 0 | 0.0022632 | 5000000 | scaled
CB 450 | 5274.8728 | 4764.3275 | 0 | 510.5454 | 90.32% | 0% | 9.679% | 2076.0843 | 4623.416 | 0 | 2076.0843 | 0 | 0 | 4623.416 | 0 | 450 | 0.0022246 | 0.0015486 | 0.000728 | 2371155.6293 | 0.38417 | 4810.7057 | 463.7829 | 172.6912 | 2162503.7083 | 208479.2298 | 2065600.1993 | 0 | 2065600.1993 | 0 | 894858.2217 | 0 | 894858.2217 | 0 |  | 4594 | CB 450 | 5274.8728 | 3198.7885 | 651.4568 | 4764.3275 | 2688.2431 | 140.9114 | 0 | 0 | 0 | 510.5454 | 0.38417 | 0.38417 | 0.38417 | 0 | 0 | 0 | 0 | 0 | 0 | 0.38417 | 463.7829 | 463.7829 | 463.7829 | 0 | 0 | 0 | 0 | 0 | 0 | 463.7829 | 4810.7057 | 2734.6214 | 187.2897 | 4764.3275 | 2688.2431 | 140.9114 | 0 | 0 | 0 | 46.3783 | 0.0015418 | 0.0008658 | 4.52e-05 | 0 | 0 | 0 | 0.0006828 | 5000000 | scaled
CB 451 | 9954.8189 | 6179.1218 | 0 | 3775.697 | 62.07% | 0% | 37.93% | 3607.311 | 6043.4363 | 0 | 3607.311 | 0 | 0 | 6043.4363 | 0 | 451 | 0.01523 | 0.0091772 | 0.0054462 | 653649.3977 | 2.8411 | 6522.1087 | 3429.869 | 186.5506 | 428252.1363 | 225210.7108 | 691660.6252 | 0 | 691660.6252 | 0 | 718185.6347 | 0 | 718185.6347 | 0 |  | 4595 | CB 451 | 9954.8189 | 6347.5079 | 3911.3826 | 6179.1218 | 2571.8109 | 135.6856 | 0 | 0 | 0 | 3775.697 | 2.8411 | 2.8411 | 2.8411 | 0 | 0 | 0 | 0 | 0 | 0 | 2.8411 | 3429.869 | 3429.869 | 3429.869 | 0 | 0 | 0 | 0 | 0 | 0 | 3429.869 | 6522.1087 | 2914.7978 | 478.6725 | 6179.1218 | 2571.8109 | 135.6856 | 0 | 0 | 0 | 342.9869 | 0.0099892 | 0.0039368 | 0.0002058 | 0 | 0 | 0 | 0.0052404 | 5000000 | scaled
CB 452 | 25887.4045 | 20839.8429 | 0 | 5047.5616 | 80.5% | 0% | 19.5% | 11901.0678 | 20371.5283 | 0 | 11901.0678 | 0 | 0 | 20371.5283 | 0 | 452 | 0.020795 | 0.012565 | 0.0074472 | 1244886.0051 | 3.7981 | 21298.3669 | 4585.2395 | 182.6462 | 1024206.149 | 220497.2099 | 1113136.434 | 0 | 1113136.434 | 0 | 740664.4306 | 0 | 740664.4306 | 0 |  | 4596 | CB 452 | 25887.4045 | 13986.3367 | 5515.8761 | 20839.8429 | 8938.7751 | 468.3146 | 0 | 0 | 0 | 5047.5616 | 3.7981 | 3.7981 | 3.7981 | 0 | 0 | 0 | 0 | 0 | 0 | 3.7981 | 4585.2395 | 4585.2395 | 4585.2395 | 0 | 0 | 0 | 0 | 0 | 0 | 4585.2395 | 21298.3669 | 9397.2991 | 926.8385 | 20839.8429 | 8938.7751 | 468.3146 | 0 | 0 | 0 | 458.5239 | 0.01363 | 0.0054002 | 0.0002826 | 0 | 0 | 0 | 0.0071646 | 5000000 | scaled
CB 453 | 31005.9273 | 27385.938 | 0 | 3619.9894 | 88.32% | 0% | 11.68% | 15504.0591 | 26767.6909 | 0 | 15504.0591 | 0 | 0 | 26767.6909 | 0 | 453 | 0.01456 | 0.0092302 | 0.0053288 | 2129557.2286 | 2.7239 | 27714.7803 | 3288.4231 | 187.0854 | 1903513.8045 | 225856.3388 | 1679472.6303 | 0 | 1679472.6303 | 0 | 795345.3798 | 0 | 795345.3798 | 0 |  | 4597 | CB 453 | 31005.9273 | 15501.8683 | 4238.2365 | 27385.938 | 11881.8789 | 618.2471 | 0 | 0 | 0 | 3619.9894 | 2.7239 | 2.7239 | 2.7239 | 0 | 0 | 0 | 0 | 0 | 0 | 2.7239 | 3288.4231 | 3288.4231 | 3288.4231 | 0 | 0 | 0 | 0 | 0 | 0 | 3288.4231 | 27714.7803 | 12210.7212 | 947.0894 | 27385.938 | 11881.8789 | 618.2471 | 0 | 0 | 0 | 328.8423 | 0.009446 | 0.0041164 | 0.000215 | 0 | 0 | 0 | 0.0051138 | 5000000 | scaled
CB 454 | 14470.333 | 11252.5764 | 0 | 3217.7567 | 77.76% | 0% | 22.24% | 5726.4629 | 10963.6202 | 0.25579 | 5724.8983 | 1.3088 | 0.39492 | 10961.2049 | 2.0204 | 454 | 0.014027 | 0.0085136 | 0.0047274 | 1031635.11 | 2.8162 | 11542.4643 | 2925.0526 | 200.7738 | 822898.2296 | 208536.1066 | 1027047.3231 | 45.876 | 1026766.7106 | 234.7365 | 741784.6637 | 26.7195 | 741621.2494 | 136.6947 |  | 4598 | CB 454 | 14470.333 | 8743.8701 | 3506.7128 | 11252.5764 | 5526.1134 | 288.9561 | 0 | 0 | 0 | 3217.7567 | 2.8162 | 2.5604 | 2.4213 | 2.0204 | 0.13913 | 0 | 0 | 0 | 0 | 2.4213 | 2925.0526 | 2923.7437 | 2923.0322 | 2.0204 | 0.71155 | 0 | 0 | 0 | 0 | 2923.0322 | 11542.4643 | 5817.566 | 581.2594 | 11250.1611 | 5525.2627 | 288.9561 | 0 | 0 | 0 | 292.3032 | 0.009508 | 0.003995 | 0.0002088 | 0 | 0 | 0 | 0.0045186 | 5000000 | scaled
CB 455 | 628650.7766 | 623226.8126 | 0 | 5423.9639 | 99.14% | 0% | 0.8628% | 373430.0912 | 608302.1958 | 69463.6977 | 2214.1432 | 301752.2504 | 113088.368 | 3976.0394 | 491237.7884 | 455 | 0.025428 | 0.014898 | 0.0081026 | 24722971.5729 | 115867.4536 | 4566.0082 | 508217.3147 | 4556723.4927 | 179567.5695 | 19986680.5107 | 17130744.5983 | 3186580.0115 | 101571.6781 | 13842592.9087 | 2511364.3431 | 466883.2315 | 16415.0051 | 2028066.1065 |  | 4599 | CB 455 | 628650.7766 | 255220.6853 | 20348.5807 | 623226.8126 | 249796.7214 | 14924.6168 | 0 | 0 | 0 | 5423.9639 | 115867.4536 | 46403.7559 | 2779.0857 | 503290.1487 | 46399.6746 | 2775.0043 | 0 | 0 | 0 | 4.0814 | 508217.3147 | 206465.0643 | 16979.5263 | 503290.1487 | 201537.8984 | 12052.3603 | 0 | 0 | 0 | 4927.166 | 4566.0082 | 2351.8651 | 589.9688 | 4073.2916 | 1859.1485 | 97.2522 | 0 | 0 | 0 | 492.7166 | 0.017699 | 0.0071698 | 0.000374 | 0 | 0 | 0 | 0.0077286 | 5000000 | scaled
CB 456 | 54233.5156 | 49709.5473 | 0 | 4523.9683 | 91.66% | 0% | 8.342% | 24962.539 | 48396.6102 | 476.3945 | 22048.5286 | 2437.6159 | 752.1394 | 43793.9936 | 3850.4772 | 456 | 0.018506 | 0.011998 | 0.006679 | 2930654.2677 | 773.9422 | 45405.4577 | 8054.1157 | 41822.0514 | 2453606.3525 | 435225.8639 | 2439654.6621 | 46559.29 | 2154860.7516 | 238234.6205 | 873919.0669 | 13581.7153 | 790807.5768 | 69529.7747 |  | 4600 | CB 456 | 54233.5156 | 29270.9766 | 5836.9054 | 49709.5473 | 24747.0084 | 1312.9372 | 0 | 0 | 0 | 4523.9683 | 773.9422 | 297.5476 | 21.8027 | 3944.512 | 294.1435 | 18.3986 | 0 | 0 | 0 | 3.4041 | 8054.1157 | 5616.4998 | 4203.6386 | 3944.512 | 1506.8961 | 94.0348 | 0 | 0 | 0 | 4109.6038 | 45405.4577 | 23356.9291 | 1611.4641 | 44994.4973 | 22945.9688 | 1200.5037 | 0 | 0 | 0 | 410.9604 | 0.01212 | 0.0056126 | 0.0002936 | 0 | 0 | 0 | 0.0063854 | 5000000 | scaled
CB 457 | 0 | 0 | 0 | 0 | 0% | 0% | 0% | 0 | 0 | 0 | 0 | 0 | 0 | 0 | 0 | 457 | 0 | 0 | 0 | 0 | 0 | 0 | 0 | 0 | 0 | 0 | 0 | 0 | 0 | 0 | 0 | 0 | 0 | 0 |  | 4601 | CB 457 | 0 | 0 | 0 | 0 | 0 | 0 | 0 | 0 | 0 | 0 | 0 | 0 | 0 | 0 | 0 | 0 | 0 | 0 | 0 | 0 | 0 | 0 | 0 | 0 | 0 | 0 | 0 | 0 | 0 | 0 | 0 | 0 | 0 | 0 | 0 | 0 | 0 | 0 | 0 | 0 | 0 | 0 | 0 | 0 | 0 | 0 | 0 | 5000000 | scaled
CB 458 | 492.3026 | 50.6337 | 0 | 441.6689 | 10.29% | 0% | 89.71% | 32.629 | 50.3298 | 3.7344 | 9.5204 | 19.3743 | 5.6817 | 15.1227 | 29.5253 | 458 | 0.0016434 | 0.0010178 | 0.0006494 | 299563.4692 | 6.0141 | 55.5481 | 430.7404 | 3659.5352 | 33800.739 | 262103.195 | 451634.4695 | 51689.0377 | 131776.7361 | 268168.6957 | 680586.3738 | 76831.475 | 204497.5768 | 399257.3221 |  | 4602 | CB 458 | 492.3026 | 459.6736 | 441.9728 | 50.6337 | 18.0047 | 0.3039 | 0 | 0 | 0 | 441.6689 | 6.0141 | 2.2797 | 0.33234 | 29.5253 | 1.9474 | 0 | 0 | 0 | 0 | 0.33234 | 430.7404 | 411.3661 | 401.215 | 29.5253 | 10.1511 | 0 | 0 | 0 | 0 | 401.215 | 55.5481 | 46.0277 | 40.4254 | 15.4266 | 5.9062 | 0.3039 | 0 | 0 | 0 | 40.1215 | 0.001014 | 0.0003884 | 2e-05 | 0 | 0 | 0 | 0.0006294 | 5000000 | scaled
CB 46 | 0 | 0 | 0 | 0 | 0% | 0% | 0% | 0 | 0 | 0 | 0 | 0 | 0 | 0 | 0 | 46 | 0 | 0 | 0 | 0 | 0 | 0 | 0 | 0 | 0 | 0 | 0 | 0 | 0 | 0 | 0 | 0 | 0 | 0 |  | 4603 | CB 46 | 0 | 0 | 0 | 0 | 0 | 0 | 0 | 0 | 0 | 0 | 0 | 0 | 0 | 0 | 0 | 0 | 0 | 0 | 0 | 0 | 0 | 0 | 0 | 0 | 0 | 0 | 0 | 0 | 0 | 0 | 0 | 0 | 0 | 0 | 0 | 0 | 0 | 0 | 0 | 0 | 0 | 0 | 0 | 0 | 0 | 0 | 0 | 5000000 | scaled
CB 460 | 58917.2888 | 58391.8256 | 0 | 525.4632 | 99.11% | 0% | 0.8919% | 35309.0217 | 57265.4475 | 5128.8248 | 12766.5249 | 17413.672 | 8414.8457 | 20275.4008 | 28575.2009 | 460 | 0.0037362 | 0.0018922 | 0.0008074 | 15769308.0613 | 8576.807 | 20738.6194 | 29601.8624 | 2295596.3167 | 5550725.1763 | 7922986.5683 | 12476623.5444 | 1812296.484 | 4511116.9144 | 6153210.146 | 2045877.2801 | 300630.5281 | 724363.1848 | 1020883.5672 |  | 4604 | CB 460 | 58917.2888 | 23608.2671 | 1651.8413 | 58391.8256 | 23082.8039 | 1126.3781 | 0 | 0 | 0 | 525.4632 | 8576.807 | 3447.9822 | 161.9612 | 29124.5281 | 3447.5868 | 161.5658 | 0 | 0 | 0 | 0.39539 | 29601.8624 | 12188.1904 | 1026.6615 | 29124.5281 | 11710.856 | 549.3272 | 0 | 0 | 0 | 477.3344 | 20738.6194 | 7972.0945 | 463.2186 | 20690.886 | 7924.3611 | 415.4851 | 0 | 0 | 0 | 47.7334 | 0.0029888 | 0.0011448 | 6e-05 | 0 | 0 | 0 | 0.0007474 | 5000000 | scaled
CB 461 | 101870.8539 | 100498.6409 | 0 | 1372.213 | 98.65% | 0% | 1.347% | 53711.4676 | 97799.0304 | 11794.706 | 8070.2946 | 33846.467 | 21577.9002 | 14313.814 | 61907.3162 | 461 | 0.0097562 | 0.0053108 | 0.0021064 | 10441652.8841 | 22188.5161 | 14782.2751 | 64900.0627 | 2274299.0245 | 1515167.2851 | 6652186.5745 | 9068198.0544 | 1991320.1959 | 1362521.5013 | 5714356.3571 | 1933072.2906 | 426503.6246 | 282923.4314 | 1223645.2346 |  | 4605 | CB 461 | 101870.8539 | 48159.3862 | 4071.8235 | 100498.6409 | 46787.1732 | 2699.6105 | 0 | 0 | 0 | 1372.213 | 22188.5161 | 10393.8101 | 610.616 | 63653.535 | 10392.7776 | 609.5834 | 0 | 0 | 0 | 1.0325 | 64900.0627 | 31053.5956 | 2992.7465 | 63653.535 | 29807.0679 | 1746.2188 | 0 | 0 | 0 | 1246.5277 | 14782.2751 | 6711.9805 | 468.461 | 14657.6223 | 6587.3277 | 343.8083 | 0 | 0 | 0 | 124.6528 | 0.0078256 | 0.0033802 | 0.0001758 | 0 | 0 | 0 | 0.0019306 | 5000000 | scaled
CB 462 | 42423.8248 | 41018.3505 | 0 | 1405.4744 | 96.69% | 0% | 3.313% | 24616.016 | 40194.8208 | 4630.3908 | 7527.3948 | 12458.2304 | 7591.451 | 12181.0159 | 20422.354 | 462 | 0.0069768 | 0.0039596 | 0.0020948 | 6080699.5798 | 7746.9339 | 12563.8104 | 22113.0806 | 1110384.9731 | 1800798.4138 | 3169516.1929 | 4497375.7097 | 845977.9595 | 1375264.0768 | 2276133.6734 | 1064065.3127 | 200966.1816 | 322464.3426 | 540634.7885 |  | 4606 | CB 462 | 42423.8248 | 17807.8089 | 2229.004 | 41018.3505 | 16402.3345 | 823.5297 | 0 | 0 | 0 | 1405.4744 | 7746.9339 | 3116.5431 | 155.4829 | 20836.338 | 3115.4855 | 154.4253 | 0 | 0 | 0 | 1.0576 | 22113.0806 | 9654.8502 | 1690.7266 | 20836.338 | 8378.1076 | 413.9841 | 0 | 0 | 0 | 1276.7425 | 12563.8104 | 5036.4156 | 382.7945 | 12436.1361 | 4908.7413 | 255.1202 | 0 | 0 | 0 | 127.6743 | 0.004985 | 0.0019678 | 0.000103 | 0 | 0 | 0 | 0.0019918 | 5000000 | scaled
CB 463 | 99972.9293 | 99154.6134 | 0 | 818.3159 | 99.18% | 0% | 0.8185% | 60915.3112 | 97725.5606 | 15449.2654 | 14320.8934 | 31145.1524 | 24858.2628 | 22752.071 | 50115.2268 | 463 | 0.0053474 | 0.0027572 | 0.0012334 | 18695614.5619 | 25181.0964 | 23282.8969 | 51508.936 | 4709035.4935 | 4354059.3328 | 9632519.7355 | 14165681.885 | 3592682.6139 | 3330282.905 | 7242716.3661 | 1822092.3645 | 463482.1279 | 424212.198 | 934398.0386 |  | 4607 | CB 463 | 99972.9293 | 39057.6181 | 2247.3687 | 99154.6134 | 38239.3022 | 1429.0528 | 0 | 0 | 0 | 818.3159 | 25181.0964 | 9731.831 | 322.8336 | 50765.5722 | 9731.2152 | 322.2179 | 0 | 0 | 0 | 0.61576 | 51508.936 | 20363.7836 | 1393.7092 | 50765.5722 | 19620.4198 | 650.3454 | 0 | 0 | 0 | 743.3638 | 23282.8969 | 8962.0035 | 530.8259 | 23208.5605 | 8887.6671 | 456.4895 | 0 | 0 | 0 | 74.3364 | 0.004198 | 0.0016078 | 8.4e-05 | 0 | 0 | 0 | 0.0011494 | 5000000 | scaled
CB 464 | 0 | 0 | 0 | 0 | 0% | 0% | 0% | 0 | 0 | 0 | 0 | 0 | 0 | 0 | 0 | 464 | 0 | 0 | 0 | 0 | 0 | 0 | 0 | 0 | 0 | 0 | 0 | 0 | 0 | 0 | 0 | 0 | 0 | 0 |  | 4608 | CB 464 | 0 | 0 | 0 | 0 | 0 | 0 | 0 | 0 | 0 | 0 | 0 | 0 | 0 | 0 | 0 | 0 | 0 | 0 | 0 | 0 | 0 | 0 | 0 | 0 | 0 | 0 | 0 | 0 | 0 | 0 | 0 | 0 | 0 | 0 | 0 | 0 | 0 | 0 | 0 | 0 | 0 | 0 | 0 | 0 | 0 | 0 | 0 | 5000000 | scaled
CB 465 | 9911.6942 | 9518.4686 | 0 | 393.2257 | 96.03% | 0% | 3.967% | 5643.4211 | 9342.9348 | 1298.9528 | 0 | 4344.4683 | 2150.5181 | 0 | 7192.4167 | 465 | 0.0023928 | 0.0013058 | 0.0005822 | 4142299.5019 | 2191.1207 | 35.7209 | 7684.8527 | 915714.1039 | 14928.4897 | 3211656.9083 | 3268703.6069 | 752361.3007 | 0 | 2516342.3063 | 976914.1705 | 224862.0612 | 0 | 752052.1092 |  | 4609 | CB 465 | 9911.6942 | 4268.2732 | 568.7594 | 9518.4686 | 3875.0475 | 175.5337 | 0 | 0 | 0 | 393.2257 | 2191.1207 | 892.1679 | 40.6026 | 7327.6437 | 891.872 | 40.3067 | 0 | 0 | 0 | 0.29589 | 7684.8527 | 3340.3843 | 492.4359 | 7327.6437 | 2983.1754 | 135.227 | 0 | 0 | 0 | 357.2089 | 35.7209 | 35.7209 | 35.7209 | 0 | 0 | 0 | 0 | 0 | 0 | 35.7209 | 0.0018508 | 0.0007638 | 4.02e-05 | 0 | 0 | 0 | 0.000542 | 5000000 | scaled
CB 466 | 0 | 0 | 0 | 0 | 0% | 0% | 0% | 0 | 0 | 0 | 0 | 0 | 0 | 0 | 0 | 466 | 0 | 0 | 0 | 0 | 0 | 0 | 0 | 0 | 0 | 0 | 0 | 0 | 0 | 0 | 0 | 0 | 0 | 0 |  | 4610 | CB 466 | 0 | 0 | 0 | 0 | 0 | 0 | 0 | 0 | 0 | 0 | 0 | 0 | 0 | 0 | 0 | 0 | 0 | 0 | 0 | 0 | 0 | 0 | 0 | 0 | 0 | 0 | 0 | 0 | 0 | 0 | 0 | 0 | 0 | 0 | 0 | 0 | 0 | 0 | 0 | 0 | 0 | 0 | 0 | 0 | 0 | 0 | 0 | 5000000 | scaled
CB 467 | 0 | 0 | 0 | 0 | 0% | 0% | 0% | 0 | 0 | 0 | 0 | 0 | 0 | 0 | 0 | 467 | 0 | 0 | 0 | 0 | 0 | 0 | 0 | 0 | 0 | 0 | 0 | 0 | 0 | 0 | 0 | 0 | 0 | 0 |  | 4611 | CB 467 | 0 | 0 | 0 | 0 | 0 | 0 | 0 | 0 | 0 | 0 | 0 | 0 | 0 | 0 | 0 | 0 | 0 | 0 | 0 | 0 | 0 | 0 | 0 | 0 | 0 | 0 | 0 | 0 | 0 | 0 | 0 | 0 | 0 | 0 | 0 | 0 | 0 | 0 | 0 | 0 | 0 | 0 | 0 | 0 | 0 | 0 | 0 | 5000000 | scaled
CB 468 | 0 | 0 | 0 | 0 | 0% | 0% | 0% | 0 | 0 | 0 | 0 | 0 | 0 | 0 | 0 | 468 | 0 | 0 | 0 | 0 | 0 | 0 | 0 | 0 | 0 | 0 | 0 | 0 | 0 | 0 | 0 | 0 | 0 | 0 |  | 4612 | CB 468 | 0 | 0 | 0 | 0 | 0 | 0 | 0 | 0 | 0 | 0 | 0 | 0 | 0 | 0 | 0 | 0 | 0 | 0 | 0 | 0 | 0 | 0 | 0 | 0 | 0 | 0 | 0 | 0 | 0 | 0 | 0 | 0 | 0 | 0 | 0 | 0 | 0 | 0 | 0 | 0 | 0 | 0 | 0 | 0 | 0 | 0 | 0 | 5000000 | scaled
CB 469 | 0 | 0 | 0 | 0 | 0% | 0% | 0% | 0 | 0 | 0 | 0 | 0 | 0 | 0 | 0 | 469 | 0 | 0 | 0 | 0 | 0 | 0 | 0 | 0 | 0 | 0 | 0 | 0 | 0 | 0 | 0 | 0 | 0 | 0 |  | 4613 | CB 469 | 0 | 0 | 0 | 0 | 0 | 0 | 0 | 0 | 0 | 0 | 0 | 0 | 0 | 0 | 0 | 0 | 0 | 0 | 0 | 0 | 0 | 0 | 0 | 0 | 0 | 0 | 0 | 0 | 0 | 0 | 0 | 0 | 0 | 0 | 0 | 0 | 0 | 0 | 0 | 0 | 0 | 0 | 0 | 0 | 0 | 0 | 0 | 5000000 | scaled
CB 47 | 0 | 0 | 0 | 0 | 0% | 0% | 0% | 0 | 0 | 0 | 0 | 0 | 0 | 0 | 0 | 47 | 0 | 0 | 0 | 0 | 0 | 0 | 0 | 0 | 0 | 0 | 0 | 0 | 0 | 0 | 0 | 0 | 0 | 0 |  | 4614 | CB 47 | 0 | 0 | 0 | 0 | 0 | 0 | 0 | 0 | 0 | 0 | 0 | 0 | 0 | 0 | 0 | 0 | 0 | 0 | 0 | 0 | 0 | 0 | 0 | 0 | 0 | 0 | 0 | 0 | 0 | 0 | 0 | 0 | 0 | 0 | 0 | 0 | 0 | 0 | 0 | 0 | 0 | 0 | 0 | 0 | 0 | 0 | 0 | 5000000 | scaled
CB 470 | 6922049.3159 | 6609552.2304 | 303721.2285 | 8775.857 | 95.49% | 4.388% | 0.1268% | 3827733.1356 | 6735819.8925 | 861282.6272 | 129233.7319 | 2837216.7765 | 1505184.1325 | 268677.1589 | 4961958.6011 | 470 | 0.114 | 0.065443 | 0.019803 | 60721648.3666 | 1540570.8698 | 293369.3351 | 5088109.111 | 13514206.3239 | 2573496.4884 | 44633945.5543 | 47282615.1045 | 10639115.5071 | 1596377.9569 | 35047121.6405 | 9404006.5945 | 2101416.2692 | 375105.3048 | 6927485.0206 |  | 4615 | CB 470 | 6922049.3159 | 3094316.1803 | 186229.4234 | 6609552.2304 | 2915671.892 | 151737.0578 | 303721.2285 | 169868.4313 | 25716.5086 | 8775.857 | 1540570.8698 | 679288.2425 | 35386.7373 | 5053927.1433 | 679042.1651 | 35343.8796 | 428.1743 | 239.4739 | 36.2541 | 6.6035 | 5088109.111 | 2250892.3345 | 126150.5099 | 5053927.1433 | 2228261.3243 | 115959.2302 | 26209.9191 | 14658.9616 | 2219.2311 | 7972.0486 | 293369.3351 | 164135.6032 | 24692.1762 | 15488.9951 | 8368.4026 | 433.948 | 277083.1351 | 154969.9958 | 23461.0234 | 797.2049 | 0.036263 | 0.015998 | 0.0008376 | 0.065298 | 0.037009 | 0.0065298 | 0.012436 | 5000000 | scaled
CB 471 | 3808732.8423 | 3802288.9453 | 0 | 6443.897 | 99.83% | 0% | 0.1692% | 2284977.6586 | 3731424.9608 | 370060.5073 | 4991.0174 | 1909926.1339 | 604320.4892 | 8322.1979 | 3118782.2737 | 471 | 0.030567 | 0.017536 | 0.0095954 | 124601138.5425 | 615807.6152 | 9088.0082 | 3183837.2189 | 20145894.4882 | 297310.4757 | 104157933.5785 | 86890991.518 | 14072314.573 | 189793.7384 | 72628883.2066 | 8056764.851 | 1304828.0824 | 17969.0043 | 6733967.7642 |  | 4616 | CB 471 | 3808732.8423 | 1523755.1837 | 77307.8815 | 3802288.9453 | 1517311.2867 | 70863.9845 | 0 | 0 | 0 | 6443.897 | 615807.6152 | 245747.1078 | 11487.1259 | 3177983.5387 | 245742.259 | 11482.2771 | 0 | 0 | 0 | 4.8488 | 3183837.2189 | 1273911.085 | 65054.9451 | 3177983.5387 | 1268057.4049 | 59201.265 | 0 | 0 | 0 | 5853.6801 | 9088.0082 | 4096.9908 | 765.8104 | 8502.6402 | 3511.6228 | 180.4424 | 0 | 0 | 0 | 585.368 | 0.02141 | 0.0083794 | 0.0004384 | 0 | 0 | 0 | 0.009157 | 5000000 | scaled
CB 472 | 66092.0777 | 61406.0093 | 0 | 4686.0683 | 92.91% | 0% | 7.09% | 32883.9804 | 59186.2344 | 4801.8366 | 3532.4918 | 24549.6519 | 8729.752 | 5817.4448 | 44639.0376 | 472 | 0.020578 | 0.012063 | 0.0068726 | 3211814.561 | 9076.0114 | 6368.6893 | 50647.3769 | 441058.3946 | 309493.2073 | 2461262.9591 | 2752843.1337 | 401980.0166 | 295718.3341 | 2055144.783 | 1004837.0718 | 148209.7742 | 98765.9415 | 757861.3561 |  | 4617 | CB 472 | 66092.0777 | 33208.0973 | 6905.8433 | 61406.0093 | 28522.029 | 2219.7749 | 0 | 0 | 0 | 4686.0683 | 9076.0114 | 4274.1748 | 346.2594 | 46390.5204 | 4270.6487 | 342.7333 | 0 | 0 | 0 | 3.5261 | 50647.3769 | 26097.725 | 6008.3393 | 46390.5204 | 21840.8684 | 1751.4827 | 0 | 0 | 0 | 4256.8566 | 6368.6893 | 2836.1975 | 551.2446 | 5943.0037 | 2410.5118 | 125.5589 | 0 | 0 | 0 | 425.6857 | 0.013992 | 0.0054772 | 0.0002866 | 0 | 0 | 0 | 0.006586 | 5000000 | scaled
CB 473 | 543889.9886 | 104236.2998 | 434500.6708 | 5153.018 | 19.16% | 79.89% | 0.9474% | 256077.8496 | 500195.9977 | 10338.8246 | 184597.3129 | 61141.7121 | 16409.5946 | 378503.3397 | 105283.0633 | 473 | 0.10114 | 0.05771 | 0.015341 | 5377691.0065 | 16552.6646 | 413460.096 | 113877.228 | 163663.8247 | 4088070.5407 | 1125956.6411 | 4987231.6126 | 201353.2723 | 3595115.922 | 1190762.4183 | 2848146.8781 | 93437.2445 | 2155221.3742 | 599488.2594 |  | 4618 | CB 473 | 543889.9886 | 287812.1389 | 43693.9909 | 104236.2998 | 39044.9152 | 891.0251 | 434500.6708 | 243614.2057 | 37649.9478 | 5153.018 | 16552.6646 | 6213.84 | 143.07 | 68484.466 | 5891.24 | 89.9348 | 568.4609 | 318.7225 | 49.2577 | 3.8775 | 113877.228 | 52735.5158 | 8594.1647 | 68484.466 | 25228.3817 | 385.4133 | 40711.7251 | 22826.0973 | 3527.7145 | 4681.0368 | 413460.096 | 228862.7831 | 34956.7562 | 19771.5075 | 7925.2934 | 415.677 | 393220.4848 | 220469.3859 | 34072.9756 | 468.1037 | 0.016137 | 0.0063714 | 0.000335 | 0.077772 | 0.044109 | 0.0077772 | 0.007229 | 5000000 | scaled
CB 474 | 794879.7505 | 791734.306 | 0 | 3145.4444 | 99.6% | 0% | 0.3957% | 516380.2807 | 783146.5741 | 83418.4284 | 3983.6719 | 428978.1804 | 126315.7444 | 7284.989 | 649545.8407 | 474 | 0.016088 | 0.009181 | 0.0046594 | 49409467.5686 | 127691.3986 | 7750.7976 | 659437.5543 | 7937255.9334 | 481787.064 | 40990424.5712 | 30334328.4734 | 4900345.9327 | 234017.4793 | 25199965.0614 | 2518173.2341 | 406162.6995 | 23424.5604 | 2088585.9742 |  | 4619 | CB 474 | 794879.7505 | 278499.4697 | 11733.1764 | 791734.306 | 275354.0253 | 8587.7319 | 0 | 0 | 0 | 3145.4444 | 127691.3986 | 44272.9701 | 1375.6541 | 656580.2111 | 44270.6033 | 1373.2873 | 0 | 0 | 0 | 2.3668 | 659437.5543 | 230459.3739 | 9891.7136 | 656580.2111 | 227602.0306 | 7034.3704 | 0 | 0 | 0 | 2857.3433 | 7750.7976 | 3767.1257 | 465.8086 | 7465.0632 | 3481.3914 | 180.0743 | 0 | 0 | 0 | 285.7343 | 0.011677 | 0.0047704 | 0.0002488 | 0 | 0 | 0 | 0.0044106 | 5000000 | scaled
CB 475 | 67585.1666 | 65692.0768 | 0 | 1893.0897 | 97.2% | 0% | 2.801% | 36904.1288 | 63887.9761 | 5687.3307 | 2132.4458 | 29084.3524 | 9787.0822 | 4045.4692 | 50055.4247 | 475 | 0.0082144 | 0.0049978 | 0.0027996 | 8227644.935 | 10066.1799 | 4323.4523 | 53195.5343 | 1225430.944 | 526326.0063 | 6475887.9847 | 6138908.6661 | 946073.0964 | 354726.9686 | 4838108.6011 | 1320613.8387 | 202306.5524 | 83622.9744 | 1034684.3118 |  | 4620 | CB 475 | 67585.1666 | 30681.0377 | 3697.1905 | 65692.0768 | 28787.948 | 1804.1008 | 0 | 0 | 0 | 1893.0897 | 10066.1799 | 4378.8493 | 279.0978 | 51475.8386 | 4377.4248 | 277.6733 | 0 | 0 | 0 | 1.4245 | 53195.5343 | 24111.1818 | 3140.1096 | 51475.8386 | 22391.4862 | 1420.4139 | 0 | 0 | 0 | 1719.6957 | 4323.4523 | 2191.0066 | 277.9832 | 4151.4828 | 2019.037 | 106.0136 | 0 | 0 | 0 | 171.9696 | 0.0055354 | 0.0023188 | 0.0001206 | 0 | 0 | 0 | 0.002679 | 5000000 | scaled
CB 476 | 7260321.7275 | 5346744.7833 | 1899954.8903 | 13622.0538 | 73.64% | 26.17% | 0.1876% | 3924839.5592 | 6955945.513 | 776848.235 | 772808.8374 | 2375182.4868 | 1311167.7022 | 1609077.9486 | 4035699.8622 | 476 | 0.20125 | 0.11586 | 0.033905 | 36075415.7806 | 1341000.0011 | 1768593.0394 | 4150728.687 | 6663221.6062 | 8787865.2818 | 20624328.8927 | 28789895.8042 | 5698418.8539 | 5668788.6394 | 17422688.3109 | 8977219.3958 | 1692169.685 | 2076647.3433 | 5208402.3675 |  | 4621 | CB 476 | 7260321.7275 | 3335482.1683 | 304376.2145 | 5346744.7833 | 2250466.1773 | 118329.7322 | 1899954.8903 | 1071393.9372 | 172424.4285 | 13622.0538 | 1341000.0011 | 564151.7661 | 29832.2989 | 3975685.0885 | 562701.2033 | 29590.2525 | 2554.1764 | 1440.3127 | 231.7962 | 10.2502 | 4150728.687 | 1775546.2002 | 115028.8248 | 3975685.0885 | 1671441.8509 | 87891.9235 | 162669.2315 | 91729.9823 | 14762.5343 | 12374.367 | 1768593.0394 | 995784.202 | 159515.0908 | 32624.1202 | 16323.1231 | 847.5562 | 1734731.4825 | 978223.6422 | 157430.098 | 1237.4367 | 0.043529 | 0.01797 | 0.0009384 | 0.13862 | 0.078781 | 0.013862 | 0.019105 | 5000000 | scaled
CB 477 | 0 | 0 | 0 | 0 | 0% | 0% | 0% | 0 | 0 | 0 | 0 | 0 | 0 | 0 | 0 | 477 | 0 | 0 | 0 | 0 | 0 | 0 | 0 | 0 | 0 | 0 | 0 | 0 | 0 | 0 | 0 | 0 | 0 | 0 |  | 4622 | CB 477 | 0 | 0 | 0 | 0 | 0 | 0 | 0 | 0 | 0 | 0 | 0 | 0 | 0 | 0 | 0 | 0 | 0 | 0 | 0 | 0 | 0 | 0 | 0 | 0 | 0 | 0 | 0 | 0 | 0 | 0 | 0 | 0 | 0 | 0 | 0 | 0 | 0 | 0 | 0 | 0 | 0 | 0 | 0 | 0 | 0 | 0 | 0 | 5000000 | scaled
CB 48 | 1520.7573 | 170.7832 | 0 | 1349.9742 | 11.23% | 0% | 88.77% | 92.8627 | 168.0455 | 14.9081 | 0 | 77.9545 | 26.968 | 0 | 141.0775 | 48 | 0.0049642 | 0.0032324 | 0.0020048 | 306344.8972 | 28.4253 | 122.6326 | 1369.6995 | 5726.0531 | 24703.3917 | 275915.4525 | 441744.4227 | 70917.4851 | 0 | 370826.9376 | 674736.5522 | 108282.1087 | 0 | 566454.4436 |  | 4623 | CB 48 | 1520.7573 | 1427.8947 | 1352.7118 | 170.7832 | 77.9205 | 2.7377 | 0 | 0 | 0 | 1349.9742 | 28.4253 | 13.5171 | 1.4572 | 143.3737 | 12.5013 | 0.44142 | 0 | 0 | 0 | 1.0158 | 1369.6995 | 1291.745 | 1228.622 | 143.3737 | 65.4192 | 2.2963 | 0 | 0 | 0 | 1226.3258 | 122.6326 | 122.6326 | 122.6326 | 0 | 0 | 0 | 0 | 0 | 0 | 122.6326 | 0.0030274 | 0.0012956 | 6.8e-05 | 0 | 0 | 0 | 0.0019368 | 5000000 | scaled
CB 480 | 25820.1723 | 22162.2666 | 0 | 3657.9057 | 85.83% | 0% | 14.17% | 13594.6051 | 21742.459 | 110.1213 | 12915.3828 | 569.101 | 198.4033 | 20518.2182 | 1025.8375 | 480 | 0.015407 | 0.009079 | 0.005355 | 1675894.5576 | 201.3363 | 21269.2118 | 4349.6242 | 13068.0133 | 1380508.0775 | 282318.4669 | 1346576.4067 | 10907.7688 | 1279297.8993 | 56370.7386 | 761477.7407 | 6948.6022 | 718601.6289 | 35927.5096 |  | 4624 | CB 480 | 25820.1723 | 12225.5672 | 4077.7133 | 22162.2666 | 8567.6615 | 419.8076 | 0 | 0 | 0 | 3657.9057 | 201.3363 | 91.2149 | 2.933 | 1026.7576 | 88.4625 | 0.18051 | 0 | 0 | 0 | 2.7525 | 4349.6242 | 3780.5232 | 3323.7867 | 1026.7576 | 457.6566 | 0.92009 | 0 | 0 | 0 | 3322.8666 | 21269.2118 | 8353.8291 | 750.9937 | 20936.9252 | 8021.5424 | 418.707 | 0 | 0 | 0 | 332.2867 | 0.010257 | 0.0039294 | 0.0002054 | 0 | 0 | 0 | 0.0051496 | 5000000 | scaled
CB 481 | 2659.2595 | 863.3869 | 0 | 1795.8726 | 32.47% | 0% | 67.53% | 490.8283 | 853.9449 | 33.41 | 284.6091 | 172.8092 | 65.1295 | 452.0988 | 336.7165 | 481 | 0.0074788 | 0.0044116 | 0.0026062 | 355573.0244 | 66.5104 | 624.4984 | 1968.2507 | 8893.1955 | 83502.4922 | 263177.3367 | 491529.4296 | 33457.7292 | 285015.6475 | 173056.0529 | 692699.9735 | 52831.5455 | 366731.9302 | 273136.4978 |  | 4625 | CB 481 | 2659.2595 | 2168.4312 | 1805.3147 | 863.3869 | 372.5586 | 9.442 | 0 | 0 | 0 | 1795.8726 | 66.5104 | 33.1004 | 1.3809 | 336.8677 | 31.7491 | 0.02956 | 0 | 0 | 0 | 1.3513 | 1968.2507 | 1795.4415 | 1631.5342 | 336.8677 | 164.0585 | 0.15118 | 0 | 0 | 0 | 1631.383 | 624.4984 | 339.8893 | 172.3996 | 461.3601 | 176.751 | 9.2613 | 0 | 0 | 0 | 163.1383 | 0.004972 | 0.0019048 | 9.94e-05 | 0 | 0 | 0 | 0.0025068 | 5000000 | scaled
CB 482 | 0 | 0 | 0 | 0 | 0% | 0% | 0% | 0 | 0 | 0 | 0 | 0 | 0 | 0 | 0 | 482 | 0 | 0 | 0 | 0 | 0 | 0 | 0 | 0 | 0 | 0 | 0 | 0 | 0 | 0 | 0 | 0 | 0 | 0 |  | 4626 | CB 482 | 0 | 0 | 0 | 0 | 0 | 0 | 0 | 0 | 0 | 0 | 0 | 0 | 0 | 0 | 0 | 0 | 0 | 0 | 0 | 0 | 0 | 0 | 0 | 0 | 0 | 0 | 0 | 0 | 0 | 0 | 0 | 0 | 0 | 0 | 0 | 0 | 0 | 0 | 0 | 0 | 0 | 0 | 0 | 0 | 0 | 0 | 0 | 5000000 | scaled
CB 483 | 10360.4142 | 9420.8625 | 0 | 939.5517 | 90.93% | 0% | 9.069% | 5813.254 | 9207.6645 | 934.2449 | 25.7927 | 4853.2163 | 1479.8113 | 40.9519 | 7686.9012 | 483 | 0.006517 | 0.0033308 | 0.0014566 | 1589752.066 | 1514.802 | 127.1378 | 8718.4745 | 232438.538 | 19508.6376 | 1337804.8904 | 1365185.6168 | 219398.2528 | 6057.1615 | 1139730.2025 | 791397.5895 | 127189.5965 | 3519.8146 | 660688.1784 |  | 4627 | CB 483 | 10360.4142 | 4547.1603 | 1152.7497 | 9420.8625 | 3607.6085 | 213.198 | 0 | 0 | 0 | 939.5517 | 1514.802 | 580.557 | 34.9906 | 7864.9793 | 579.85 | 34.2836 | 0 | 0 | 0 | 0.70698 | 8718.4745 | 3865.2582 | 1031.5733 | 7864.9793 | 3011.7629 | 178.0781 | 0 | 0 | 0 | 853.4952 | 127.1378 | 101.3451 | 86.1858 | 41.7883 | 15.9956 | 0.83632 | 0 | 0 | 0 | 85.3495 | 0.0051636 | 0.0019774 | 0.0001032 | 0 | 0 | 0 | 0.0013534 | 5000000 | scaled
CB 486 | 2894.9652 | 2704.2022 | 0 | 190.763 | 93.41% | 0% | 6.589% | 958.3107 | 2470.6135 | 36.1514 | 736.0904 | 186.0688 | 51.1318 | 2156.1135 | 263.3682 | 486 | 0.0005584 | 0.0004622 | 0.0002746 | 5184393.2976 | 76.2038 | 2254.1643 | 564.5972 | 136468.0519 | 4036827.1518 | 1011098.0939 | 4190079.1006 | 158067.0004 | 3218452.1437 | 813559.9565 | 1545344.7749 | 31982.4637 | 1348628.0499 | 164734.2613 |  | 4628 | CB 486 | 2894.9652 | 1936.6546 | 424.3517 | 2704.2022 | 1745.8916 | 233.5887 | 0 | 0 | 0 | 190.763 | 76.2038 | 40.0523 | 25.0719 | 391.3068 | 39.9088 | 24.9284 | 0 | 0 | 0 | 0.14354 | 564.5972 | 378.5283 | 301.229 | 391.3068 | 205.2379 | 127.9386 | 0 | 0 | 0 | 173.2904 | 2254.1643 | 1518.0739 | 98.0508 | 2236.8352 | 1500.7448 | 80.7217 | 0 | 0 | 0 | 17.329 | 0.000294 | 0.0001978 | 1.02e-05 | 0 | 0 | 0 | 0.0002644 | 5000000 | scaled
CB 487 | 466.8231 | 390.1033 | 0 | 76.7198 | 83.57% | 0% | 16.43% | 325.6722 | 390.1033 | 53.0457 | 0 | 272.6265 | 63.5185 | 0 | 326.5848 | 487 | 0.0001976 | 0.0001388 | 0.0001042 | 2362464.9566 | 63.5762 | 6.9693 | 396.2776 | 321741.8671 | 35269.635 | 2005453.4545 | 1016937.1708 | 165639.514 | 0 | 851297.6568 | 736274.5477 | 119883.713 | 0 | 616390.8347 |  | 4629 | CB 487 | 466.8231 | 141.1509 | 76.7198 | 390.1033 | 64.4311 | 0 | 0 | 0 | 0 | 76.7198 | 63.5762 | 10.5305 | 0.057729 | 326.5848 | 10.4727 | 0 | 0 | 0 | 0 | 0.057729 | 396.2776 | 123.6511 | 69.6928 | 326.5848 | 53.9583 | 0 | 0 | 0 | 0 | 69.6928 | 6.9693 | 6.9693 | 6.9693 | 0 | 0 | 0 | 0 | 0 | 0 | 6.9693 | 9.54e-05 | 3.66e-05 | 2e-06 | 0 | 0 | 0 | 0.0001022 | 5000000 | scaled
CB 488 | 3995.1414 | 2869.801 | 0 | 1125.3404 | 71.83% | 0% | 28.17% | 1642.3742 | 2805.3513 | 0 | 1642.3742 | 0 | 0 | 2805.3513 | 0 | 488 | 0.0047686 | 0.002903 | 0.001666 | 837801.7488 | 0.84678 | 2972.0277 | 1022.2669 | 177.5746 | 623249.5327 | 214374.6415 | 810460.6421 | 0 | 810460.6421 | 0 | 714159.7456 | 0 | 714159.7456 | 0 |  | 4630 | CB 488 | 3995.1414 | 2352.7672 | 1189.7901 | 2869.801 | 1227.4269 | 64.4497 | 0 | 0 | 0 | 1125.3404 | 0.84678 | 0.84678 | 0.84678 | 0 | 0 | 0 | 0 | 0 | 0 | 0.84678 | 1022.2669 | 1022.2669 | 1022.2669 | 0 | 0 | 0 | 0 | 0 | 0 | 1022.2669 | 2972.0277 | 1329.6535 | 166.6764 | 2869.801 | 1227.4269 | 64.4497 | 0 | 0 | 0 | 102.2267 | 0.003171 | 0.0013054 | 6.84e-05 | 0 | 0 | 0 | 0.0015976 | 5000000 | scaled
CB 489 | 14127.5107 | 10450.9235 | 0 | 3676.5872 | 73.98% | 0% | 26.02% | 5451.4951 | 10189.3286 | 0 | 5451.4951 | 0 | 0 | 10189.3286 | 0 | 489 | 0.016022 | 0.0096668 | 0.0053522 | 881768.0109 | 2.7665 | 10784.9072 | 3339.837 | 172.6718 | 673139.5487 | 208455.7904 | 897506.4823 | 0 | 897506.4823 | 0 | 735806.2354 | 0 | 735806.2354 | 0 |  | 4631 | CB 489 | 14127.5107 | 8676.0157 | 3938.1821 | 10450.9235 | 4999.4285 | 261.5949 | 0 | 0 | 0 | 3676.5872 | 2.7665 | 2.7665 | 2.7665 | 0 | 0 | 0 | 0 | 0 | 0 | 2.7665 | 3339.837 | 3339.837 | 3339.837 | 0 | 0 | 0 | 0 | 0 | 0 | 3339.837 | 10784.9072 | 5333.4122 | 595.5786 | 10450.9235 | 4999.4285 | 261.5949 | 0 | 0 | 0 | 333.9837 | 0.010907 | 0.004552 | 0.0002374 | 0 | 0 | 0 | 0.0051148 | 5000000 | scaled
CB 49 | 0 | 0 | 0 | 0 | 0% | 0% | 0% | 0 | 0 | 0 | 0 | 0 | 0 | 0 | 0 | 49 | 0 | 0 | 0 | 0 | 0 | 0 | 0 | 0 | 0 | 0 | 0 | 0 | 0 | 0 | 0 | 0 | 0 | 0 |  | 4632 | CB 49 | 0 | 0 | 0 | 0 | 0 | 0 | 0 | 0 | 0 | 0 | 0 | 0 | 0 | 0 | 0 | 0 | 0 | 0 | 0 | 0 | 0 | 0 | 0 | 0 | 0 | 0 | 0 | 0 | 0 | 0 | 0 | 0 | 0 | 0 | 0 | 0 | 0 | 0 | 0 | 0 | 0 | 0 | 0 | 0 | 0 | 0 | 0 | 5000000 | scaled
CB 490 | 1725.2714 | 1662.7856 | 0 | 62.4858 | 96.38% | 0% | 3.622% | 1080.9445 | 1629.0515 | 125.6921 | 307.6873 | 647.565 | 185.5474 | 487.6286 | 955.8755 | 490 | 0.0004622 | 0.0002354 | 0.0001022 | 3732737.725 | 189.4394 | 503.3803 | 1032.4517 | 409864.5254 | 1089096.1896 | 2233777.0101 | 2737157.5082 | 318276.4326 | 779122.9578 | 1639758.1178 | 941485.6695 | 107234.31 | 281817.5761 | 552433.7834 |  | 4633 | CB 490 | 1725.2714 | 644.3269 | 96.2198 | 1662.7856 | 581.8411 | 33.7341 | 0 | 0 | 0 | 62.4858 | 189.4394 | 63.7473 | 3.892 | 975.6892 | 63.7002 | 3.845 | 0 | 0 | 0 | 0.047019 | 1032.4517 | 384.8867 | 76.5762 | 975.6892 | 328.1242 | 19.8137 | 0 | 0 | 0 | 56.7625 | 503.3803 | 195.6929 | 15.7516 | 497.704 | 190.0167 | 10.0754 | 0 | 0 | 0 | 5.6763 | 0.0003674 | 0.0001406 | 7.4e-06 | 0 | 0 | 0 | 9.48e-05 | 5000000 | scaled
CB 491 | 5162.1409 | 2999.8439 | 0 | 2162.297 | 58.11% | 0% | 41.89% | 1710.0037 | 2961.2937 | 234.9161 | 263.4512 | 1211.6364 | 406.4395 | 460.6829 | 2094.1713 | 491 | 0.0082426 | 0.0051458 | 0.0031604 | 626275.7994 | 412.5775 | 667.9646 | 4081.5988 | 50054.2885 | 81038.0963 | 495183.4146 | 670865.0202 | 92161.7971 | 103356.6012 | 475346.6219 | 696382.4826 | 95578.9615 | 108334.9167 | 492468.6043 |  | 4634 | CB 491 | 5162.1409 | 3452.1372 | 2200.8472 | 2999.8439 | 1289.8402 | 38.5502 | 0 | 0 | 0 | 2162.297 | 412.5775 | 177.6614 | 6.1379 | 2117.3534 | 176.0343 | 4.5109 | 0 | 0 | 0 | 1.6271 | 4081.5988 | 2869.9624 | 1987.4276 | 2117.3534 | 905.717 | 23.1821 | 0 | 0 | 0 | 1964.2454 | 667.9646 | 404.5135 | 207.2817 | 471.5401 | 208.0889 | 10.8572 | 0 | 0 | 0 | 196.4245 | 0.0051918 | 0.002095 | 0.0001096 | 0 | 0 | 0 | 0.0030508 | 5000000 | scaled
CB 492 | 147697.3647 | 74149.8298 | 71785.6877 | 1761.8472 | 50.2% | 48.6% | 1.193% | 77803.956 | 140034.6942 | 7340.7194 | 44346.0191 | 26117.2175 | 11710.5548 | 85331.8172 | 42992.3222 | 492 | 0.022696 | 0.012996 | 0.0040832 | 6507581.2115 | 11866.5909 | 90343.079 | 45487.6948 | 522844.833 | 3980537.6663 | 2004198.7122 | 5378236.3832 | 507430.8047 | 3065440.1892 | 1805365.3892 | 1876633.6461 | 156935.5454 | 1143549.1772 | 576148.9235 |  | 4635 | CB 492 | 147697.3647 | 69893.4087 | 7662.6705 | 74149.8298 | 28399.8291 | 1113.0288 | 71785.6877 | 39731.7324 | 4787.7944 | 1761.8472 | 11866.5909 | 4525.8715 | 156.0361 | 37611.6935 | 4479.4943 | 149.2815 | 81.3972 | 45.0515 | 5.4288 | 1.3257 | 45487.6948 | 19370.4773 | 2495.3726 | 37611.6935 | 14296.6428 | 476.3481 | 6275.5272 | 3473.3604 | 418.5505 | 1600.4741 | 90343.079 | 45997.0599 | 5011.2617 | 24754.2683 | 9623.692 | 487.3992 | 65428.7633 | 36213.3205 | 4363.8151 | 160.0474 | 0.0054826 | 0.0021166 | 0.00011 | 0.014712 | 0.008377 | 0.0014712 | 0.002502 | 5000000 | scaled
CB 493 | 1050.5339 | 856.4567 | 0 | 194.0772 | 81.53% | 0% | 18.47% | 381.8916 | 834.244 | 0.98098 | 375.763 | 5.1476 | 8.3401 | 782.6074 | 43.2965 | 493 | 0.0008612 | 0.000591 | 0.0002982 | 1219848.9044 | 8.4861 | 822.4502 | 219.5975 | 9853.864 | 955004.8832 | 254990.1571 | 1131374.475 | 2906.2146 | 1113218.1479 | 15250.1125 | 725318.2022 | 7251.1571 | 680423.7112 | 37643.3339 |  | 4636 | CB 493 | 1050.5339 | 668.6423 | 216.2899 | 856.4567 | 474.5651 | 22.2127 | 0 | 0 | 0 | 194.0772 | 8.4861 | 7.5052 | 0.14604 | 43.2965 | 7.3591 | 0 | 0 | 0 | 0 | 0.14604 | 219.5975 | 214.4499 | 176.301 | 43.2965 | 38.1489 | 0 | 0 | 0 | 0 | 176.301 | 822.4502 | 446.6872 | 39.8428 | 804.8201 | 429.0571 | 22.2127 | 0 | 0 | 0 | 17.6301 | 0.000579 | 0.0003088 | 1.6e-05 | 0 | 0 | 0 | 0.0002822 | 5000000 | scaled
CB 494 | 0 | 0 | 0 | 0 | 0% | 0% | 0% | 0 | 0 | 0 | 0 | 0 | 0 | 0 | 0 | 494 | 0 | 0 | 0 | 0 | 0 | 0 | 0 | 0 | 0 | 0 | 0 | 0 | 0 | 0 | 0 | 0 | 0 | 0 |  | 4637 | CB 494 | 0 | 0 | 0 | 0 | 0 | 0 | 0 | 0 | 0 | 0 | 0 | 0 | 0 | 0 | 0 | 0 | 0 | 0 | 0 | 0 | 0 | 0 | 0 | 0 | 0 | 0 | 0 | 0 | 0 | 0 | 0 | 0 | 0 | 0 | 0 | 0 | 0 | 0 | 0 | 0 | 0 | 0 | 0 | 0 | 0 | 0 | 0 | 5000000 | scaled
CB 496 | 162.5977 | 17.0638 | 0 | 145.5339 | 10.49% | 0% | 89.51% | 10.5265 | 16.7318 | 0 | 10.5265 | 0 | 0 | 16.7318 | 0 | 496 | 0.0006016 | 0.0003544 | 0.0002086 | 270275.5043 | 0.10951 | 30.2842 | 132.204 | 182.0306 | 50339.4796 | 219753.9941 | 429094.9249 | 0 | 429094.9249 | 0 | 699261.4709 | 0 | 699261.4709 | 0 |  | 4638 | CB 496 | 162.5977 | 152.0712 | 145.8659 | 17.0638 | 6.5373 | 0.33203 | 0 | 0 | 0 | 145.5339 | 0.10951 | 0.10951 | 0.10951 | 0 | 0 | 0 | 0 | 0 | 0 | 0.10951 | 132.204 | 132.204 | 132.204 | 0 | 0 | 0 | 0 | 0 | 0 | 132.204 | 30.2842 | 19.7577 | 13.5524 | 17.0638 | 6.5373 | 0.33203 | 0 | 0 | 0 | 13.2204 | 0.0004008 | 0.0001536 | 7.8e-06 | 0 | 0 | 0 | 0.0002008 | 5000000 | scaled
CB 497 | 116265.4087 | 114207.8154 | 0 | 2057.5933 | 98.23% | 0% | 1.77% | 40685.0523 | 110183.4518 | 5593.0911 | 15536.3462 | 19555.6151 | 14348.651 | 45689.2925 | 50145.5083 | 497 | 0.012543 | 0.008645 | 0.0032238 | 9269493.9522 | 14877.5339 | 47531.4718 | 53856.403 | 1186141.3662 | 3789542.3511 | 4293810.2348 | 8742667.0225 | 1201879.5588 | 3338550.4966 | 4202236.9671 | 1886580.119 | 245680.0835 | 782299.9685 | 858600.067 |  | 4639 | CB 497 | 116265.4087 | 75580.3564 | 6081.957 | 114207.8154 | 73522.7631 | 4024.3637 | 0 | 0 | 0 | 2057.5933 | 14877.5339 | 9284.4429 | 528.883 | 51987.2712 | 9282.8946 | 527.3347 | 0 | 0 | 0 | 1.5483 | 53856.403 | 34300.7879 | 3710.8947 | 51987.2712 | 32431.6561 | 1841.7628 | 0 | 0 | 0 | 1869.1318 | 47531.4718 | 31995.1256 | 1842.1793 | 47344.5586 | 31808.2124 | 1655.2661 | 0 | 0 | 0 | 186.9132 | 0.0096174 | 0.0057196 | 0.0002984 | 0 | 0 | 0 | 0.0029254 | 5000000 | scaled
CB 498 | 11985.566 | 11773.7827 | 0 | 211.7833 | 98.23% | 0% | 1.767% | 3956.7855 | 11131.6585 | 539.2705 | 650.4499 | 2767.0651 | 1505.6503 | 1902.2877 | 7723.7205 | 498 | 0.001257 | 0.000943 | 0.0003338 | 9535056.4607 | 1599.1062 | 1991.6517 | 8394.808 | 1272160.8839 | 1584448.4817 | 6678447.0951 | 8514083.194 | 1160384.8004 | 1399617.0436 | 5954081.35 | 2558141.0856 | 346010.0597 | 437160.4027 | 1774970.6232 |  | 4640 | CB 498 | 11985.566 | 8028.7805 | 853.9075 | 11773.7827 | 7816.9971 | 642.1242 | 0 | 0 | 0 | 211.7833 | 1599.1062 | 1059.8357 | 93.456 | 8202.4226 | 1059.6764 | 93.2966 | 0 | 0 | 0 | 0.15936 | 8394.808 | 5627.7429 | 671.0875 | 8202.4226 | 5435.3574 | 478.7021 | 0 | 0 | 0 | 192.3854 | 1991.6517 | 1341.2019 | 89.364 | 1972.4132 | 1321.9633 | 70.1255 | 0 | 0 | 0 | 19.2385 | 0.0009568 | 0.0006428 | 3.36e-05 | 0 | 0 | 0 | 0.0003002 | 5000000 | scaled
CB 499 | 19419.3282 | 18378.3377 | 0 | 1040.9905 | 94.64% | 0% | 5.361% | 8165.4255 | 17858.7394 | 981.916 | 1677.124 | 5506.3855 | 1962.9 | 4934.3264 | 10961.513 | 499 | 0.00687 | 0.0043778 | 0.0016404 | 2826685.3264 | 2015.3103 | 5210.7308 | 12193.2871 | 293349.3906 | 758476.0944 | 1774859.8415 | 2570675.3907 | 309131.1334 | 527999.5929 | 1733544.6644 | 951346.5082 | 104564.9443 | 262854.7339 | 583926.83 |  | 4641 | CB 499 | 19419.3282 | 11253.9027 | 1560.5888 | 18378.3377 | 10212.9123 | 519.5983 | 0 | 0 | 0 | 1040.9905 | 2015.3103 | 1033.3943 | 52.4103 | 11247.6442 | 1032.611 | 51.627 | 0 | 0 | 0 | 0.78331 | 12193.2871 | 6686.9016 | 1231.7742 | 11247.6442 | 5741.2587 | 286.1313 | 0 | 0 | 0 | 945.6429 | 5210.7308 | 3533.6068 | 276.4044 | 5116.1665 | 3439.0425 | 181.8401 | 0 | 0 | 0 | 94.5643 | 0.0053798 | 0.0028876 | 0.0001502 | 0 | 0 | 0 | 0.0014902 | 5000000 | scaled
CB 50 | 4817.8885 | 1898.0388 | 0 | 2919.8497 | 39.4% | 0% | 60.6% | 1171.4352 | 1859.9364 | 0 | 1171.4352 | 0 | 0 | 1859.9364 | 0 | 50 | 0.010946 | 0.006743 | 0.004271 | 440142.5642 | 2.1971 | 2163.28 | 2652.4115 | 200.7174 | 197628.3996 | 242313.4472 | 540776.1173 | 0 | 540776.1173 | 0 | 692566.6337 | 0 | 692566.6337 | 0 |  | 4642 | CB 50 | 4817.8885 | 3646.4534 | 2957.9521 | 1898.0388 | 726.6037 | 38.1024 | 0 | 0 | 0 | 2919.8497 | 2.1971 | 2.1971 | 2.1971 | 0 | 0 | 0 | 0 | 0 | 0 | 2.1971 | 2652.4115 | 2652.4115 | 2652.4115 | 0 | 0 | 0 | 0 | 0 | 0 | 2652.4115 | 2163.28 | 991.8448 | 303.3435 | 1898.0388 | 726.6037 | 38.1024 | 0 | 0 | 0 | 265.2411 | 0.0068118 | 0.0026086 | 0.0001366 | 0 | 0 | 0 | 0.0041344 | 5000000 | scaled
CB 500 | 0 | 0 | 0 | 0 | 0% | 0% | 0% | 0 | 0 | 0 | 0 | 0 | 0 | 0 | 0 | 500 | 0 | 0 | 0 | 0 | 0 | 0 | 0 | 0 | 0 | 0 | 0 | 0 | 0 | 0 | 0 | 0 | 0 | 0 |  | 4643 | CB 500 | 0 | 0 | 0 | 0 | 0 | 0 | 0 | 0 | 0 | 0 | 0 | 0 | 0 | 0 | 0 | 0 | 0 | 0 | 0 | 0 | 0 | 0 | 0 | 0 | 0 | 0 | 0 | 0 | 0 | 0 | 0 | 0 | 0 | 0 | 0 | 0 | 0 | 0 | 0 | 0 | 0 | 0 | 0 | 0 | 0 | 0 | 0 | 5000000 | scaled
CB 501 | 0 | 0 | 0 | 0 | 0% | 0% | 0% | 0 | 0 | 0 | 0 | 0 | 0 | 0 | 0 | 501 | 0 | 0 | 0 | 0 | 0 | 0 | 0 | 0 | 0 | 0 | 0 | 0 | 0 | 0 | 0 | 0 | 0 | 0 |  | 4644 | CB 501 | 0 | 0 | 0 | 0 | 0 | 0 | 0 | 0 | 0 | 0 | 0 | 0 | 0 | 0 | 0 | 0 | 0 | 0 | 0 | 0 | 0 | 0 | 0 | 0 | 0 | 0 | 0 | 0 | 0 | 0 | 0 | 0 | 0 | 0 | 0 | 0 | 0 | 0 | 0 | 0 | 0 | 0 | 0 | 0 | 0 | 0 | 0 | 5000000 | scaled
CB 502 | 0 | 0 | 0 | 0 | 0% | 0% | 0% | 0 | 0 | 0 | 0 | 0 | 0 | 0 | 0 | 502 | 0 | 0 | 0 | 0 | 0 | 0 | 0 | 0 | 0 | 0 | 0 | 0 | 0 | 0 | 0 | 0 | 0 | 0 |  | 4645 | CB 502 | 0 | 0 | 0 | 0 | 0 | 0 | 0 | 0 | 0 | 0 | 0 | 0 | 0 | 0 | 0 | 0 | 0 | 0 | 0 | 0 | 0 | 0 | 0 | 0 | 0 | 0 | 0 | 0 | 0 | 0 | 0 | 0 | 0 | 0 | 0 | 0 | 0 | 0 | 0 | 0 | 0 | 0 | 0 | 0 | 0 | 0 | 0 | 5000000 | scaled
CB 503 | 0 | 0 | 0 | 0 | 0% | 0% | 0% | 0 | 0 | 0 | 0 | 0 | 0 | 0 | 0 | 503 | 0 | 0 | 0 | 0 | 0 | 0 | 0 | 0 | 0 | 0 | 0 | 0 | 0 | 0 | 0 | 0 | 0 | 0 |  | 4646 | CB 503 | 0 | 0 | 0 | 0 | 0 | 0 | 0 | 0 | 0 | 0 | 0 | 0 | 0 | 0 | 0 | 0 | 0 | 0 | 0 | 0 | 0 | 0 | 0 | 0 | 0 | 0 | 0 | 0 | 0 | 0 | 0 | 0 | 0 | 0 | 0 | 0 | 0 | 0 | 0 | 0 | 0 | 0 | 0 | 0 | 0 | 0 | 0 | 5000000 | scaled
CB 504 | 34497.5419 | 31074.1852 | 0 | 3423.3568 | 90.08% | 0% | 9.923% | 21108.8945 | 30571.1924 | 2108.8396 | 8225.7756 | 10774.2794 | 2693.9351 | 14113.166 | 13764.0913 | 504 | 0.013226 | 0.0081974 | 0.005009 | 2608352.0049 | 2726.2978 | 14744.8652 | 17026.3789 | 206134.816 | 1114856.2021 | 1287360.9868 | 1633279.7476 | 163169.3683 | 636461.2146 | 833649.1647 | 783858.9559 | 69073.6936 | 361867.8456 | 352917.4167 |  | 4647 | CB 504 | 34497.5419 | 13388.6474 | 3926.3495 | 31074.1852 | 9965.2907 | 502.9928 | 0 | 0 | 0 | 3423.3568 | 2726.2978 | 617.4583 | 32.3627 | 13916.5782 | 614.8823 | 29.7868 | 0 | 0 | 0 | 2.576 | 17026.3789 | 6252.0996 | 3262.2876 | 13916.5782 | 3142.2988 | 152.4869 | 0 | 0 | 0 | 3109.8007 | 14744.8652 | 6519.0896 | 631.6992 | 14433.8851 | 6208.1095 | 320.7191 | 0 | 0 | 0 | 310.9801 | 0.0083924 | 0.003364 | 0.0001756 | 0 | 0 | 0 | 0.0048334 | 5000000 | scaled
CB 505 | 21017.5776 | 19332.097 | 0 | 1685.4806 | 91.98% | 0% | 8.019% | 10615.1424 | 18900.0207 | 1135.2936 | 3674.3192 | 5805.5296 | 1968.6092 | 6864.982 | 10066.4295 | 505 | 0.0074238 | 0.004445 | 0.0024576 | 2831107.7326 | 2012.0086 | 7192.4271 | 11813.1419 | 271021.3882 | 968833.6328 | 1591252.7117 | 2340255.3758 | 250291.2295 | 810054.6242 | 1279909.5221 | 861636.1163 | 89747.2432 | 312968.7795 | 458920.0936 |  | 4648 | CB 505 | 21017.5776 | 10402.4351 | 2117.5569 | 19332.097 | 8716.9545 | 432.0763 | 0 | 0 | 0 | 1685.4806 | 2012.0086 | 876.7149 | 43.3994 | 10282.0398 | 875.4467 | 42.1312 | 0 | 0 | 0 | 1.2683 | 11813.1419 | 6007.6123 | 1746.7123 | 10282.0398 | 4476.5102 | 215.6102 | 0 | 0 | 0 | 1531.1021 | 7192.4271 | 3518.1079 | 327.4452 | 7039.3169 | 3364.9977 | 174.3349 | 0 | 0 | 0 | 153.1102 | 0.0050756 | 0.0020968 | 0.0001094 | 0 | 0 | 0 | 0.0023482 | 5000000 | scaled
CB 506 | 16124.1936 | 14778.6295 | 0 | 1345.5641 | 91.65% | 0% | 8.345% | 8023.1304 | 14407.2906 | 68.7782 | 7603.5073 | 350.8449 | 127.3124 | 13630.6551 | 649.3231 | 506 | 0.005379 | 0.0034824 | 0.0019788 | 2997619.1834 | 134.5351 | 14086.385 | 1903.2734 | 25011.1808 | 2618773.9419 | 353834.0608 | 2326287.3854 | 19942.0807 | 2204618.676 | 101726.6287 | 867648.5787 | 7667.1168 | 820877.3511 | 39104.1108 |  | 4649 | CB 506 | 16124.1936 | 8101.0632 | 1716.903 | 14778.6295 | 6755.4991 | 371.3389 | 0 | 0 | 0 | 1345.5641 | 134.5351 | 65.7569 | 7.2228 | 680.9538 | 64.7444 | 6.2103 | 0 | 0 | 0 | 1.0125 | 1903.2734 | 1552.4285 | 1253.9503 | 680.9538 | 330.1089 | 31.6306 | 0 | 0 | 0 | 1222.3196 | 14086.385 | 6482.8777 | 455.7299 | 13964.1531 | 6360.6458 | 333.498 | 0 | 0 | 0 | 122.232 | 0.0034832 | 0.0015866 | 8.3e-05 | 0 | 0 | 0 | 0.0018958 | 5000000 | scaled
CB 507 | 0 | 0 | 0 | 0 | 0% | 0% | 0% | 0 | 0 | 0 | 0 | 0 | 0 | 0 | 0 | 507 | 0 | 0 | 0 | 0 | 0 | 0 | 0 | 0 | 0 | 0 | 0 | 0 | 0 | 0 | 0 | 0 | 0 | 0 |  | 4650 | CB 507 | 0 | 0 | 0 | 0 | 0 | 0 | 0 | 0 | 0 | 0 | 0 | 0 | 0 | 0 | 0 | 0 | 0 | 0 | 0 | 0 | 0 | 0 | 0 | 0 | 0 | 0 | 0 | 0 | 0 | 0 | 0 | 0 | 0 | 0 | 0 | 0 | 0 | 0 | 0 | 0 | 0 | 0 | 0 | 0 | 0 | 0 | 0 | 5000000 | scaled
CB 508 | 20263.8765 | 18533.0362 | 0 | 1730.8403 | 91.46% | 0% | 8.542% | 9111.5194 | 17822.5226 | 350.8077 | 6960.8745 | 1799.8372 | 638.0227 | 13911.1401 | 3273.3598 | 508 | 0.0068532 | 0.0044088 | 0.0025204 | 2956848.8453 | 692.0447 | 14455.7078 | 5116.1241 | 100981.2455 | 2109336.9169 | 746530.6828 | 2529567.4847 | 97392.2994 | 1932498.9556 | 499676.2297 | 968637.4763 | 34675.9406 | 756057.4847 | 177904.051 |  | 4651 | CB 508 | 20263.8765 | 11152.3571 | 2441.3539 | 18533.0362 | 9421.5168 | 710.5135 | 0 | 0 | 0 | 1730.8403 | 692.0447 | 341.2369 | 54.0219 | 3543.8169 | 339.9345 | 52.7195 | 0 | 0 | 0 | 1.3024 | 5116.1241 | 3316.2869 | 1842.7643 | 3543.8169 | 1743.9797 | 270.4571 | 0 | 0 | 0 | 1572.3072 | 14455.7078 | 7494.8333 | 544.5677 | 14298.477 | 7337.6026 | 387.337 | 0 | 0 | 0 | 157.2307 | 0.0044374 | 0.001993 | 0.0001046 | 0 | 0 | 0 | 0.0024158 | 5000000 | scaled
CB 509 | 23311.7783 | 17432.7172 | 0 | 5879.061 | 74.78% | 0% | 25.22% | 10183.5291 | 17017.2452 | 172.0498 | 9132.8931 | 878.5862 | 321.4456 | 15054.4573 | 1641.3424 | 509 | 0.027199 | 0.015875 | 0.008967 | 857075.8796 | 339.3874 | 15921.5625 | 7050.8284 | 12477.8458 | 585368.7785 | 259229.2552 | 826955.4866 | 13971.3363 | 741638.3849 | 71345.7654 | 701966.437 | 13259.725 | 621000.8495 | 67705.8625 |  | 4652 | CB 509 | 23311.7783 | 13128.2491 | 6294.533 | 17432.7172 | 7249.1881 | 415.472 | 0 | 0 | 0 | 5879.061 | 339.3874 | 167.3376 | 17.9419 | 1710.2491 | 162.9138 | 13.5181 | 0 | 0 | 0 | 4.4238 | 7050.8284 | 6172.2422 | 5409.486 | 1710.2491 | 831.6629 | 68.9067 | 0 | 0 | 0 | 5340.5793 | 15921.5625 | 6788.6693 | 867.1052 | 15387.5046 | 6254.6114 | 333.0473 | 0 | 0 | 0 | 534.0579 | 0.018856 | 0.0075324 | 0.000624 | 0 | 0 | 0 | 0.008343 | 5000000 | scaled
CB 51 | 6408.5693 | 2880.6577 | 0 | 3527.9116 | 44.95% | 0% | 55.05% | 1777.0011 | 2822.7194 | 0 | 1777.0011 | 0 | 0 | 2822.7194 | 0 | 51 | 0.014079 | 0.0084886 | 0.0051998 | 455186.3958 | 2.6546 | 3201.1356 | 3204.779 | 188.5532 | 227369.53 | 227628.3127 | 545622.1486 | 0 | 545622.1486 | 0 | 689613.0398 | 0 | 689613.0398 | 0 |  | 4653 | CB 51 | 6408.5693 | 4631.5682 | 3585.8499 | 2880.6577 | 1103.6566 | 57.9383 | 0 | 0 | 0 | 3527.9116 | 2.6546 | 2.6546 | 2.6546 | 0 | 0 | 0 | 0 | 0 | 0 | 2.6546 | 3204.779 | 3204.779 | 3204.779 | 0 | 0 | 0 | 0 | 0 | 0 | 3204.779 | 3201.1356 | 1424.1345 | 378.4162 | 2880.6577 | 1103.6566 | 57.9383 | 0 | 0 | 0 | 320.4779 | 0.00906 | 0.0034696 | 0.0001808 | 0 | 0 | 0 | 0.005019 | 5000000 | scaled
CB 510 | 12294.1271 | 10405.5995 | 1270.6477 | 617.8799 | 84.64% | 10.34% | 5.026% | 6426.6986 | 11384.9841 | 435.536 | 3641.4942 | 2349.6684 | 755.064 | 6522.1807 | 4107.7393 | 510 | 0.012771 | 0.0074218 | 0.0019598 | 962644.6299 | 767.7413 | 6779.0825 | 4747.3032 | 60115.0517 | 530810.1451 | 371719.4331 | 790566.7739 | 53576.5399 | 447950.7318 | 289039.5022 | 463895.8213 | 30766.0556 | 265754.6444 | 167375.1212 |  | 4654 | CB 510 | 12294.1271 | 5867.4285 | 909.143 | 10405.5995 | 4547.2278 | 206.3971 | 1270.6477 | 702.3208 | 84.866 | 617.8799 | 767.7413 | 332.2054 | 12.6773 | 3947.5773 | 330.5222 | 12.0652 | 2.2041 | 1.2183 | 0.14721 | 0.46493 | 4747.3032 | 2397.6348 | 639.5639 | 3947.5773 | 1704.5566 | 62.3524 | 238.4396 | 131.7919 | 15.9253 | 561.2863 | 6779.0825 | 3137.5883 | 256.9018 | 5692.9498 | 2512.1491 | 131.9796 | 1030.004 | 569.3106 | 68.7935 | 56.1286 | 0.0015708 | 0.000667 | 3.48e-05 | 0.010306 | 0.0058604 | 0.0010306 | 0.0008944 | 5000000 | scaled
CB 511 | 163941.1946 | 157304.4027 | 5234.1009 | 1402.691 | 95.95% | 3.193% | 0.8556% | 70743.4028 | 158554.1374 | 8346.4312 | 19114.6703 | 43282.3013 | 18976.3495 | 41176.5328 | 98401.2551 | 511 | 0.019336 | 0.011698 | 0.0031824 | 8478459.8129 | 19391.9931 | 42697.2621 | 101851.9394 | 1002885.4238 | 2208151.6583 | 5267422.7308 | 7967121.3279 | 939974.9951 | 2152693.9827 | 4874452.35 | 1692765.6063 | 202596.4899 | 439611.477 | 1050557.6394 |  | 4655 | CB 511 | 163941.1946 | 93197.7919 | 5387.0573 | 157304.4027 | 88903.7137 | 3635.121 | 5234.1009 | 2891.3872 | 349.2453 | 1402.691 | 19391.9931 | 11045.562 | 415.6437 | 100064.388 | 11040.5065 | 414.105 | 7.2409 | 4 | 0.48315 | 1.0555 | 101851.9394 | 58569.6381 | 3450.6843 | 100064.388 | 57011.8496 | 2142.2178 | 513.3372 | 283.5743 | 34.2524 | 1274.2141 | 42697.2621 | 23582.5918 | 1520.7293 | 37856.3179 | 20851.3575 | 1078.7982 | 4713.5228 | 2603.8129 | 314.5097 | 127.4214 | 0.007096 | 0.0038992 | 0.0002032 | 0.01029 | 0.0058484 | 0.001029 | 0.0019502 | 5000000 | scaled
CB 512 | 72992.2975 | 7274.2297 | 65180.5061 | 537.5616 | 9.966% | 89.3% | 0.7365% | 33082.2455 | 67977.7456 | 237.3263 | 29123.8221 | 3721.0971 | 451.8804 | 59985.5938 | 7540.2713 | 512 | 0.012277 | 0.007168 | 0.0018158 | 5945256.9316 | 458.712 | 64099.796 | 8433.7895 | 37362.3068 | 5220958.5082 | 686936.1165 | 5567808.5873 | 39942.4888 | 4901597.9584 | 626268.1401 | 2761621.2595 | 18357.8109 | 2436937.1145 | 306326.3341 |  | 4656 | CB 512 | 72992.2975 | 39910.052 | 5014.5519 | 7274.2297 | 3333.8099 | 126.1826 | 65180.5061 | 36038.6805 | 4350.8077 | 537.5616 | 458.712 | 221.3857 | 6.8316 | 2010.1918 | 182.2198 | 1.7475 | 70.1049 | 38.7614 | 4.6795 | 0.4045 | 8433.7895 | 4712.6924 | 893.5182 | 2010.1918 | 942.7208 | 9.0132 | 5935.273 | 3281.6469 | 396.1803 | 488.3246 | 64099.796 | 34975.9739 | 4114.2022 | 4875.8353 | 2208.8692 | 115.4218 | 59175.1283 | 32718.2722 | 3949.9479 | 48.8325 | 0.001292 | 0.0005904 | 3.12e-05 | 0.010223 | 0.0058154 | 0.0010224 | 0.0007622 | 5000000 | scaled
CB 513 | 4858.4447 | 3655.9269 | 0 | 1202.5178 | 75.25% | 0% | 24.75% | 2064.3276 | 3569.8401 | 11.65 | 1992.8025 | 59.875 | 18.2469 | 3457.8767 | 93.7165 | 513 | 0.005369 | 0.0031828 | 0.0017766 | 904906.8122 | 20.0279 | 3647.8335 | 1190.5833 | 3730.2869 | 679425.1185 | 221751.4069 | 877880.2022 | 4954.3063 | 847463.3174 | 25462.5784 | 725320.593 | 3707.4096 | 702571.8521 | 19041.3313 |  | 4657 | CB 513 | 4858.4447 | 2794.1171 | 1288.6046 | 3655.9269 | 1591.5993 | 86.0868 | 0 | 0 | 0 | 1202.5178 | 20.0279 | 8.3779 | 1.781 | 98.2079 | 7.473 | 0.87614 | 0 | 0 | 0 | 0.90486 | 1190.5833 | 1130.7083 | 1096.8668 | 98.2079 | 38.3329 | 4.4914 | 0 | 0 | 0 | 1092.3754 | 3647.8335 | 1655.0309 | 189.9568 | 3538.5959 | 1545.7934 | 80.7192 | 0 | 0 | 0 | 109.2375 | 0.0036698 | 0.0014836 | 7.74e-05 | 0 | 0 | 0 | 0.0016992 | 5000000 | scaled
CB 514 | 180275.1709 | 165898.8635 | 0 | 14376.3074 | 92.03% | 0% | 7.975% | 98365.38 | 162141.8267 | 22019.426 | 12566.7545 | 63779.1996 | 36051.165 | 21670.7454 | 104419.9163 | 514 | 0.058723 | 0.035747 | 0.021033 | 3069945.3173 | 36898.1703 | 23475.8574 | 119901.1432 | 628347.0122 | 399775.5112 | 2041822.7939 | 2291388.0646 | 512935.0367 | 292738.2711 | 1485714.7568 | 862121.3975 | 191687.0026 | 115225.1314 | 555209.2635 |  | 4658 | CB 514 | 180275.1709 | 81909.7909 | 18133.3442 | 165898.8635 | 67533.4835 | 3757.0368 | 0 | 0 | 0 | 14376.3074 | 36898.1703 | 14878.7443 | 847.0053 | 106841.6071 | 14867.9266 | 836.1875 | 0 | 0 | 0 | 10.8177 | 119901.1432 | 56121.9436 | 15481.2269 | 106841.6071 | 43062.4076 | 2421.6908 | 0 | 0 | 0 | 13059.5361 | 23475.8574 | 10909.1029 | 1805.1121 | 22169.9038 | 9603.1493 | 499.1585 | 0 | 0 | 0 | 1305.9536 | 0.038501 | 0.015525 | 0.000812 | 0 | 0 | 0 | 0.020221 | 5000000 | scaled
CB 515 | 7210.9956 | 4262.4872 | 0 | 2948.5084 | 59.11% | 0% | 40.89% | 2213.7169 | 4156.6176 | 173.864 | 1283.2346 | 756.6183 | 280.8494 | 2653.8965 | 1221.8717 | 515 | 0.011304 | 0.0074166 | 0.0043068 | 637904.1026 | 288.752 | 2997.1615 | 3925.082 | 25543.7824 | 265136.9859 | 347223.3343 | 673796.4384 | 52919.5632 | 390582.4279 | 230294.4473 | 709198.9211 | 47918.3148 | 452805.7969 | 208474.8094 |  | 4659 | CB 515 | 7210.9956 | 4997.2787 | 3054.3779 | 4262.4872 | 2048.7703 | 105.8695 | 0 | 0 | 0 | 2948.5084 | 288.752 | 114.888 | 7.9026 | 1246.6368 | 112.6694 | 5.6839 | 0 | 0 | 0 | 2.2187 | 3925.082 | 3168.4637 | 2703.2103 | 1246.6368 | 490.0185 | 24.7651 | 0 | 0 | 0 | 2678.4452 | 2997.1615 | 1713.9269 | 343.265 | 2729.317 | 1446.0824 | 75.4205 | 0 | 0 | 0 | 267.8445 | 0.0071684 | 0.0032808 | 0.000171 | 0 | 0 | 0 | 0.0041358 | 5000000 | scaled
CB 516 | 4977.7477 | 2742.639 | 0 | 2235.1087 | 55.1% | 0% | 44.9% | 1631.8591 | 2684.6785 | 0 | 1631.8591 | 0 | 0 | 2684.6785 | 0 | 516 | 0.0070882 | 0.0047276 | 0.0031786 | 702258.364 | 1.6818 | 2945.6779 | 2030.388 | 237.2742 | 415574.8784 | 286446.2113 | 707735.1271 | 0 | 707735.1271 | 0 | 721408.5522 | 0 | 721408.5522 | 0 |  | 4660 | CB 516 | 4977.7477 | 3345.8886 | 2293.0692 | 2742.639 | 1110.7799 | 57.9605 | 0 | 0 | 0 | 2235.1087 | 1.6818 | 1.6818 | 1.6818 | 0 | 0 | 0 | 0 | 0 | 0 | 1.6818 | 2030.388 | 2030.388 | 2030.388 | 0 | 0 | 0 | 0 | 0 | 0 | 2030.388 | 2945.6779 | 1313.8187 | 260.9993 | 2742.639 | 1110.7799 | 57.9605 | 0 | 0 | 0 | 203.0388 | 0.0039948 | 0.0016342 | 8.52e-05 | 0 | 0 | 0 | 0.0030934 | 5000000 | scaled
CB 517 | 8439.1125 | 5755.1804 | 0 | 2683.9321 | 68.2% | 0% | 31.8% | 4421.4989 | 5704.3417 | 521.1724 | 1192.0692 | 2708.2574 | 585.4723 | 2079.263 | 3039.6064 | 517 | 0.010508 | 0.0065802 | 0.0039148 | 803113.103 | 587.808 | 2371.9686 | 5479.3359 | 55939.0948 | 225729.7867 | 521444.2214 | 610561.0153 | 71968.246 | 164611.8148 | 373980.9545 | 698572.2743 | 71698.8509 | 254633.316 | 372240.1075 |  | 4661 | CB 517 | 8439.1125 | 4017.6136 | 2734.7707 | 5755.1804 | 1333.6815 | 50.8387 | 0 | 0 | 0 | 2683.9321 | 587.808 | 66.6357 | 2.3357 | 3041.2336 | 64.6161 | 0.31609 | 0 | 0 | 0 | 2.0196 | 5479.3359 | 2771.0785 | 2439.7294 | 3041.2336 | 332.9762 | 1.6272 | 0 | 0 | 0 | 2438.1023 | 2371.9686 | 1179.8994 | 292.7056 | 2128.1584 | 936.0892 | 48.8954 | 0 | 0 | 0 | 243.8102 | 0.0067394 | 0.0028116 | 0.0001462 | 0 | 0 | 0 | 0.0037686 | 5000000 | scaled
CB 518 | 15061.7765 | 12925.3694 | 0 | 2136.4071 | 85.82% | 0% | 14.18% | 6730.3342 | 12612.6719 | 67.8982 | 6312.4522 | 349.9838 | 141.1993 | 11743.902 | 727.5705 | 518 | 0.008289 | 0.0055134 | 0.0031298 | 1817080.0428 | 144.9156 | 12237.6703 | 2679.1905 | 17482.8819 | 1476374.7529 | 323222.4081 | 1511126.0309 | 15244.8131 | 1417301.2195 | 78579.9984 | 782511.5379 | 8760.2467 | 728611.5859 | 45139.7052 |  | 4662 | CB 518 | 15061.7765 | 8331.4423 | 2449.1046 | 12925.3694 | 6195.0351 | 312.6975 | 0 | 0 | 0 | 2136.4071 | 144.9156 | 77.0174 | 3.7163 | 738.4637 | 75.4099 | 2.1087 | 0 | 0 | 0 | 1.6076 | 2679.1905 | 2329.2067 | 1951.6201 | 738.4637 | 388.4799 | 10.8932 | 0 | 0 | 0 | 1940.7268 | 12237.6703 | 5925.2181 | 493.7683 | 12043.5976 | 5731.1454 | 299.6956 | 0 | 0 | 0 | 194.0727 | 0.0052906 | 0.002515 | 0.0001314 | 0 | 0 | 0 | 0.0029984 | 5000000 | scaled
CB 519 | 14298.0854 | 11431.275 | 0 | 2866.8105 | 79.95% | 0% | 20.05% | 5775.3547 | 11143.0652 | 36.759 | 5549.4152 | 189.1804 | 58.9962 | 10780.4518 | 303.6172 | 519 | 0.011118 | 0.0071936 | 0.0042128 | 1286007.2177 | 61.5459 | 11326.6735 | 2909.866 | 5535.5984 | 1018750.6554 | 261720.9639 | 1184765.7349 | 7540.8069 | 1138416.1451 | 38808.7829 | 748912.899 | 3965.0655 | 724542.0601 | 20405.7733 |  | 4663 | CB 519 | 14298.0854 | 8522.7308 | 3155.0203 | 11431.275 | 5655.9203 | 288.2098 | 0 | 0 | 0 | 2866.8105 | 61.5459 | 24.7869 | 2.5497 | 305.6357 | 22.6297 | 0.39255 | 0 | 0 | 0 | 2.1572 | 2909.866 | 2720.6856 | 2606.2488 | 305.6357 | 116.4553 | 2.0185 | 0 | 0 | 0 | 2604.2303 | 11326.6735 | 5777.2583 | 546.2217 | 11066.2505 | 5516.8353 | 285.7987 | 0 | 0 | 0 | 260.423 | 0.0070694 | 0.0031448 | 0.000164 | 0 | 0 | 0 | 0.0040488 | 5000000 | scaled
CB 52 | 481.6125 | 134.1553 | 0 | 347.4571 | 27.86% | 0% | 72.14% | 82.8136 | 131.5021 | 0 | 82.8136 | 0 | 0 | 131.5021 | 0 | 52 | 0.0013064 | 0.0008048 | 0.00051 | 368656.2123 | 0.26145 | 165.7186 | 315.6324 | 200.1304 | 126851.336 | 241604.7459 | 495525.4843 | 0 | 495525.4843 | 0 | 686491.0079 | 0 | 686491.0079 | 0 |  | 4664 | CB 52 | 481.6125 | 398.7989 | 350.1104 | 134.1553 | 51.3418 | 2.6533 | 0 | 0 | 0 | 347.4571 | 0.26145 | 0.26145 | 0.26145 | 0 | 0 | 0 | 0 | 0 | 0 | 0.26145 | 315.6324 | 315.6324 | 315.6324 | 0 | 0 | 0 | 0 | 0 | 0 | 315.6324 | 165.7186 | 82.905 | 34.2165 | 134.1553 | 51.3418 | 2.6533 | 0 | 0 | 0 | 31.5632 | 0.0008126 | 0.000311 | 1.62e-05 | 0 | 0 | 0 | 0.0004938 | 5000000 | scaled
CB 520 | 1766.8013 | 1729.0005 | 0 | 37.8008 | 97.86% | 0% | 2.14% | 813.2704 | 1724.8251 | 191.6834 | 41.786 | 579.801 | 399.5825 | 118.051 | 1207.1916 | 520 | 7.36e-05 | 6.5e-05 | 4.86e-05 | 24005452.1737 | 399.6109 | 125.6602 | 1241.5301 | 5429496.5665 | 1707340.009 | 16868615.5982 | 14669705.9359 | 3457569.0348 | 753732.6799 | 10458404.2213 | 863707.0317 | 200091.1364 | 59114.1028 | 604501.7926 |  | 4665 | CB 520 | 1766.8013 | 953.5309 | 41.9762 | 1729.0005 | 915.7301 | 4.1754 | 0 | 0 | 0 | 37.8008 | 399.6109 | 207.9276 | 0.028444 | 1207.1916 | 207.8991 | 0 | 0 | 0 | 0 | 0.028444 | 1241.5301 | 661.7291 | 34.3385 | 1207.1916 | 627.3906 | 0 | 0 | 0 | 0 | 34.3385 | 125.6602 | 83.8742 | 7.6092 | 122.2264 | 80.4404 | 4.1754 | 0 | 0 | 0 | 3.4339 | 2.6e-05 | 1.74e-05 | 1e-06 | 0 | 0 | 0 | 4.76e-05 | 5000000 | scaled
CB 521 | 12283.2234 | 2062.7225 | 9986.4583 | 234.0426 | 16.79% | 81.3% | 1.905% | 5431.7257 | 11306.6815 | 97.4537 | 4509.726 | 824.546 | 191.651 | 9455.1325 | 1659.898 | 521 | 0.025917 | 0.014763 | 0.0028158 | 473951.9598 | 192.6881 | 10161.0451 | 1929.4902 | 7434.9294 | 392067.0561 | 74449.9742 | 464105.5634 | 8326.7837 | 385326.6966 | 70452.0831 | 346807.9532 | 5878.48 | 290015.6983 | 50913.7749 |  | 4666 | CB 521 | 12283.2234 | 6851.4976 | 976.5418 | 2062.7225 | 1081.8281 | 28.2052 | 9986.4583 | 5535.6269 | 714.2941 | 234.0426 | 192.6881 | 95.2344 | 1.0371 | 920.1661 | 88.3861 | 0 | 12.0369 | 6.6722 | 0.86095 | 0.17611 | 1929.4902 | 1104.9442 | 269.5922 | 920.1661 | 450.7068 | 0 | 796.7182 | 441.6315 | 56.9863 | 212.6059 | 10161.0451 | 5651.319 | 705.9126 | 962.0813 | 542.7353 | 28.2052 | 9177.7032 | 5087.3232 | 656.4469 | 21.2606 | 0.0009578 | 0.0004376 | 2.28e-05 | 0.024629 | 0.013995 | 0.0024628 | 0.0003302 | 5000000 | scaled
CB 522 | 1074325.7411 | 961463.9422 | 108287.1871 | 4574.6118 | 89.49% | 10.08% | 0.4258% | 592250.7104 | 1038939.9833 | 87613.5233 | 51194.3315 | 453442.8556 | 150777.0058 | 106538.7431 | 781624.2344 | 522 | 0.049006 | 0.028402 | 0.0093134 | 21922420.2266 | 154482.8648 | 114427.2534 | 805415.623 | 3152338.3917 | 2334973.6842 | 16435108.1508 | 16973516.6584 | 2510946.0754 | 1467195.9411 | 12995374.6419 | 3799445.7256 | 551397.6355 | 389616.5115 | 2858431.5786 |  | 4667 | CB 522 | 1074325.7411 | 482075.0307 | 35385.7578 | 961463.9422 | 417455.5556 | 23066.9029 | 108287.1871 | 60044.8633 | 7744.2431 | 4574.6118 | 154482.8648 | 66869.3415 | 3705.8589 | 791649.841 | 66772.6065 | 3690.3843 | 168.2477 | 93.2927 | 12.0324 | 3.4422 | 805415.623 | 351972.7674 | 23791.3886 | 791649.841 | 342488.3515 | 18948.5008 | 9610.1733 | 5328.8072 | 687.2791 | 4155.6087 | 114427.2534 | 63232.9219 | 7888.5103 | 15502.9264 | 8194.5977 | 428.0178 | 98508.7661 | 54622.7633 | 7044.9316 | 415.5609 | 0.01803 | 0.0080096 | 0.0004186 | 0.024535 | 0.013951 | 0.0024534 | 0.0064414 | 5000000 | scaled
CB 523 | 305569.155 | 113664.3711 | 187371.4513 | 4533.3326 | 37.2% | 61.32% | 1.484% | 149650.3043 | 284049.9722 | 16616.8986 | 80489.6258 | 52543.78 | 27499.1069 | 166336.9841 | 90213.8813 | 523 | 0.044603 | 0.026 | 0.0091746 | 6850865.5253 | 28434.6035 | 179063.5599 | 98070.9917 | 637504.2812 | 4014607.9836 | 2198753.2605 | 5996925.004 | 665887.6835 | 3225454.5136 | 2105582.8069 | 2345517.2793 | 227071.4191 | 1373512.792 | 744933.0683 |  | 4668 | CB 523 | 305569.155 | 155918.8507 | 21519.1828 | 113664.3711 | 47441.7699 | 3592.9892 | 187371.4513 | 103943.7482 | 13392.861 | 4533.3326 | 28434.6035 | 11817.7049 | 935.4966 | 75860.2337 | 11683.1197 | 915.184 | 236.4574 | 131.174 | 16.9014 | 3.4112 | 98070.9917 | 45527.2117 | 7857.1104 | 75860.2337 | 31372.2596 | 2445.7811 | 18092.6476 | 10036.8417 | 1293.219 | 4118.1104 | 179063.5599 | 98573.9341 | 12726.5758 | 9609.4025 | 4386.3906 | 232.0241 | 169042.3463 | 93775.7324 | 12082.7407 | 411.811 | 0.013798 | 0.0057008 | 0.0002972 | 0.024364 | 0.013858 | 0.0024364 | 0.006441 | 5000000 | scaled
CB 524 | 481330.8528 | 453656.0999 | 25502.2385 | 2172.5143 | 94.25% | 5.298% | 0.4514% | 278879.5359 | 460476.5326 | 52766.5645 | 19162.8365 | 206950.1348 | 85508.2914 | 38941.6759 | 336026.5653 | 524 | 0.018139 | 0.010484 | 0.00381 | 26536273.6246 | 88891.5119 | 41140.3824 | 351298.9584 | 4900682.0762 | 2268112.3371 | 19367479.2113 | 19310871.7145 | 3653793.9386 | 1326920.8766 | 14330156.8993 | 5473574.846 | 1016416.6894 | 462890.4251 | 3994267.7315 |  | 4669 | CB 524 | 481330.8528 | 202451.3169 | 20854.3202 | 453656.0999 | 186075.1524 | 16971.5231 | 25502.2385 | 14203.6502 | 1710.2828 | 2172.5143 | 88891.5119 | 36124.9474 | 3383.2205 | 346779.6929 | 36099.9113 | 3378.768 | 42.0164 | 23.4013 | 2.8178 | 1.6347 | 351298.9584 | 144348.8236 | 15272.3931 | 346779.6929 | 140957.4298 | 13128.1388 | 2545.7387 | 1417.867 | 170.7275 | 1973.5268 | 41140.3824 | 21977.5459 | 2198.7065 | 18028.5463 | 9017.8113 | 464.6163 | 22914.4835 | 12762.3819 | 1536.7375 | 197.3527 | 0.0098804 | 0.0044482 | 0.0002328 | 0.005201 | 0.0029784 | 0.00052 | 0.0030572 | 5000000 | scaled
CB 525 | 72157.0996 | 12714.2759 | 58828.3224 | 614.5014 | 17.62% | 81.53% | 0.8516% | 31136.0355 | 66732.2375 | 607.7312 | 25995.5659 | 4532.7384 | 1346.4483 | 55583.494 | 9802.2951 | 525 | 0.0072554 | 0.004571 | 0.0013928 | 9945295.8665 | 1495.376 | 59401.6585 | 11260.0651 | 206105.2509 | 8187234.13 | 1551956.4856 | 8974199.1162 | 175163.6166 | 7492584.7573 | 1306450.7423 | 3894932.6146 | 78587.5875 | 3244218.565 | 572126.462 |  | 4670 | CB 525 | 72157.0996 | 41021.0642 | 5424.8621 | 12714.2759 | 7718.2212 | 885.7185 | 58828.3224 | 32688.3416 | 3924.6423 | 614.5014 | 1495.376 | 887.6449 | 148.9277 | 5500.1393 | 844.2725 | 143.3134 | 77.2239 | 42.91 | 5.1519 | 0.46239 | 11260.0651 | 6727.3267 | 1457.77 | 5500.1393 | 3278.7461 | 552.5286 | 5201.7085 | 2890.3633 | 347.0241 | 558.2173 | 59401.6585 | 33406.0926 | 3818.1645 | 5796.4468 | 3595.2025 | 189.8764 | 53549.3899 | 29755.0683 | 3572.4663 | 55.8217 | 0.0015544 | 0.0009446 | 4.92e-05 | 0.0048416 | 0.002767 | 0.0004842 | 0.0008594 | 5000000 | scaled
CB 528 | 0 | 0 | 0 | 0 | 0% | 0% | 0% | 0 | 0 | 0 | 0 | 0 | 0 | 0 | 0 | 528 | 0 | 0 | 0 | 0 | 0 | 0 | 0 | 0 | 0 | 0 | 0 | 0 | 0 | 0 | 0 | 0 | 0 | 0 |  | 4671 | CB 528 | 0 | 0 | 0 | 0 | 0 | 0 | 0 | 0 | 0 | 0 | 0 | 0 | 0 | 0 | 0 | 0 | 0 | 0 | 0 | 0 | 0 | 0 | 0 | 0 | 0 | 0 | 0 | 0 | 0 | 0 | 0 | 0 | 0 | 0 | 0 | 0 | 0 | 0 | 0 | 0 | 0 | 0 | 0 | 0 | 0 | 0 | 0 | 5000000 | scaled
CB 529 | 27298.8427 | 25489.5921 | 0 | 1809.2507 | 93.37% | 0% | 6.628% | 15373.6568 | 25068.0385 | 2329.524 | 868.2684 | 12175.8644 | 3773.7342 | 1564.268 | 19730.0364 | 529 | 0.0089244 | 0.005313 | 0.0027064 | 3058899.5053 | 3836.4003 | 1767.3256 | 21695.1168 | 429877.676 | 198032.9889 | 2430988.8404 | 2244529.6398 | 340106.8251 | 126765.811 | 1777657.0037 | 824269.9608 | 124085.3263 | 51435.181 | 648749.4536 |  | 4672 | CB 529 | 27298.8427 | 11925.186 | 2230.8042 | 25489.5921 | 10115.9353 | 421.5536 | 0 | 0 | 0 | 1809.2507 | 3836.4003 | 1506.8764 | 62.6661 | 20051.5811 | 1505.515 | 61.3047 | 0 | 0 | 0 | 1.3614 | 21695.1168 | 9519.2524 | 1965.0805 | 20051.5811 | 7875.7167 | 321.5448 | 0 | 0 | 0 | 1643.5357 | 1767.3256 | 899.0572 | 203.0576 | 1602.972 | 734.7037 | 38.7041 | 0 | 0 | 0 | 164.3536 | 0.0063622 | 0.0027508 | 0.0001442 | 0 | 0 | 0 | 0.0025622 | 5000000 | scaled
CB 53 | 889.5105 | 90.4469 | 0 | 799.0636 | 10.17% | 0% | 89.83% | 55.794 | 88.6302 | 0 | 55.794 | 0 | 0 | 88.6302 | 0 | 53 | 0.0032354 | 0.0019394 | 0.0011762 | 274930.6262 | 0.60127 | 163.0344 | 725.8749 | 185.8409 | 50390.806 | 224353.9793 | 429883.7443 | 0 | 429883.7443 | 0 | 680904.9034 | 0 | 680904.9034 | 0 |  | 4673 | CB 53 | 889.5105 | 833.7165 | 800.8803 | 90.4469 | 34.6529 | 1.8167 | 0 | 0 | 0 | 799.0636 | 0.60127 | 0.60127 | 0.60127 | 0 | 0 | 0 | 0 | 0 | 0 | 0.60127 | 725.8749 | 725.8749 | 725.8749 | 0 | 0 | 0 | 0 | 0 | 0 | 725.8749 | 163.0344 | 107.2404 | 74.4042 | 90.4469 | 34.6529 | 1.8167 | 0 | 0 | 0 | 72.5875 | 0.002101 | 0.000805 | 4.18e-05 | 0 | 0 | 0 | 0.0011344 | 5000000 | scaled
CB 531 | 47683.5067 | 43028.7055 | 0 | 4654.8013 | 90.24% | 0% | 9.762% | 26234.3858 | 42186.4061 | 1526.6513 | 19517.3121 | 5190.4225 | 2519.8859 | 31098.1933 | 8568.3268 | 531 | 0.021006 | 0.012244 | 0.00692 | 2269951.3837 | 2569.6711 | 32159.1783 | 12954.6573 | 122328.0115 | 1530922.8777 | 616700.4945 | 1751778.0594 | 101940.7972 | 1303251.3628 | 346585.8994 | 794378.7111 | 47449.9706 | 585585.3827 | 161343.3578 |  | 4674 | CB 531 | 47683.5067 | 21449.1209 | 5497.1007 | 43028.7055 | 16794.3196 | 842.2994 | 0 | 0 | 0 | 4654.8013 | 2569.6711 | 1043.0199 | 49.7852 | 8726.2039 | 1039.5173 | 46.2826 | 0 | 0 | 0 | 3.5026 | 12954.6573 | 7764.2348 | 4386.3305 | 8726.2039 | 3535.7814 | 157.8771 | 0 | 0 | 0 | 4228.4534 | 32159.1783 | 12641.8663 | 1060.985 | 31736.333 | 12219.0209 | 638.1397 | 0 | 0 | 0 | 422.8453 | 0.01438 | 0.0056178 | 0.0002936 | 0 | 0 | 0 | 0.0066264 | 5000000 | scaled
CB 532 | 16397.0169 | 12440.2444 | 0 | 3956.7726 | 75.87% | 0% | 24.13% | 7308.8656 | 12172.4266 | 4.5847 | 7280.4779 | 23.803 | 7.7149 | 12124.6822 | 40.0296 | 532 | 0.016027 | 0.0096476 | 0.0058348 | 1023074.3328 | 10.8408 | 12750.9863 | 3635.1898 | 676.4025 | 795584.1491 | 226813.7813 | 942011.6259 | 590.8993 | 938352.8515 | 3067.8751 | 724033.4384 | 458.8939 | 721193.528 | 2381.0166 |  | 4675 | CB 532 | 16397.0169 | 9088.1514 | 4224.5903 | 12440.2444 | 5131.3788 | 267.8177 | 0 | 0 | 0 | 3956.7726 | 10.8408 | 6.2562 | 3.1259 | 40.8305 | 3.2788 | 0.14859 | 0 | 0 | 0 | 2.9773 | 3635.1898 | 3611.3869 | 3595.1603 | 40.8305 | 17.0275 | 0.80095 | 0 | 0 | 0 | 3594.3593 | 12750.9863 | 5470.5083 | 626.3041 | 12391.5503 | 5111.0724 | 266.8682 | 0 | 0 | 0 | 359.4359 | 0.010403 | 0.0040234 | 0.0002106 | 0 | 0 | 0 | 0.0056242 | 5000000 | scaled
CB 533 | 10605.3022 | 356.769 | 9938.9057 | 309.6275 | 3.364% | 93.72% | 2.92% | 4597.2717 | 9433.5181 | 39.3898 | 3548.1015 | 1009.7805 | 66.745 | 7347.0187 | 2019.7544 | 533 | 0.06013 | 0.034191 | 0.0063512 | 176372.3084 | 75.732 | 8030.672 | 2498.8982 | 1259.4666 | 133554.7203 | 41558.1215 | 175720.6743 | 1505.5888 | 135618.4313 | 38596.6542 | 184498.0603 | 1305.3793 | 143690.8999 | 39501.7811 |  | 4676 | CB 533 | 10605.3022 | 6008.0304 | 1171.7841 | 356.769 | 135.1198 | 36.3009 | 9938.9057 | 5563.2831 | 825.8557 | 309.6275 | 75.732 | 36.3422 | 8.987 | 173.0529 | 11.7206 | 5.1336 | 43.5706 | 24.3886 | 3.6204 | 0.23298 | 2498.8982 | 1489.1177 | 479.1438 | 173.0529 | 63.4017 | 27.9855 | 2044.5775 | 1144.4483 | 169.8905 | 281.2677 | 8030.672 | 4482.5706 | 683.6533 | 151.7877 | 59.9975 | 3.1818 | 7850.7576 | 4394.4463 | 652.3448 | 28.1268 | 0.000941 | 0.0003706 | 1.94e-05 | 0.05873 | 0.033361 | 0.005873 | 0.0004588 | 5000000 | scaled
CB 534 | 6305.1008 | 2269.322 | 3462.6776 | 573.1012 | 35.99% | 54.92% | 9.089% | 2777.2169 | 5226.9704 | 168.0406 | 1363.561 | 1245.6153 | 275.2804 | 2782.4743 | 2169.2158 | 534 | 0.060541 | 0.03461 | 0.0067066 | 104145.6193 | 309.0541 | 3068.9496 | 2927.0971 | 5104.8558 | 50691.9188 | 48348.8447 | 101931.3225 | 6167.541 | 50046.3522 | 45717.4293 | 160756.6199 | 8466.3079 | 85575.605 | 66714.707 |  | 4677 | CB 534 | 6305.1008 | 3527.8838 | 1078.1303 | 2269.322 | 1016.7534 | 217.293 | 3462.6776 | 1938.0292 | 287.7362 | 573.1012 | 309.0541 | 141.0135 | 33.7737 | 1691.4983 | 139.3095 | 33.1535 | 2.2741 | 1.2728 | 0.18897 | 0.43124 | 2927.0971 | 1681.4817 | 757.8813 | 1691.4983 | 760.6994 | 177.8591 | 714.9897 | 400.1733 | 59.4131 | 520.609 | 3068.9496 | 1705.3886 | 286.4753 | 271.475 | 116.7445 | 6.2803 | 2745.4137 | 1536.5832 | 228.1341 | 52.0609 | 0.0010428 | 0.0004624 | 2.44e-05 | 0.058685 | 0.033334 | 0.0058684 | 0.0008138 | 5000000 | scaled
CB 535 | 111498.2665 | 5112.6535 | 106057.899 | 327.714 | 4.585% | 95.12% | 0.2939% | 48508.9851 | 100866.4887 | 311.6854 | 37535.8262 | 10661.4735 | 635.067 | 78095.7347 | 22135.687 | 535 | 0.059698 | 0.03405 | 0.0063166 | 1867705.2255 | 892.4118 | 85133.0855 | 25472.7693 | 14948.7719 | 1426062.607 | 426693.8466 | 1849905.4755 | 11886.2216 | 1431440.5912 | 406578.6627 | 1683148.8147 | 10597.2989 | 1303175.5635 | 369375.9522 |  | 4678 | CB 535 | 111498.2665 | 62989.2814 | 10631.7778 | 5112.6535 | 3328.5603 | 1495.3283 | 106057.899 | 59333.007 | 8808.7355 | 327.714 | 892.4118 | 580.7264 | 257.3447 | 3371.7155 | 427.3453 | 234.3634 | 273.7282 | 153.1344 | 22.7347 | 0.24659 | 25472.7693 | 14811.2957 | 3337.0823 | 3371.7155 | 2315.9334 | 1228.487 | 21803.3561 | 12197.6646 | 1810.8976 | 297.6977 | 85133.0855 | 47597.2594 | 7037.3508 | 1122.501 | 585.2816 | 32.4779 | 83980.8147 | 46982.208 | 6975.1031 | 29.7698 | 0.0008256 | 0.0004292 | 2.26e-05 | 0.05842 | 0.033169 | 0.005842 | 0.000452 | 5000000 | scaled
CB 536 | 54109.9242 | 41227.6234 | 11897.504 | 984.7969 | 76.19% | 21.99% | 1.82% | 20971.6723 | 50894.9868 | 2500.1274 | 4186.6106 | 14284.9344 | 6318.531 | 8739.9542 | 35836.5016 | 536 | 0.063476 | 0.036904 | 0.0073714 | 852449.6617 | 6517.1817 | 9614.1723 | 37978.5702 | 102671.9116 | 151462.0104 | 598315.7397 | 897948.5346 | 107048.4821 | 179258.9935 | 611641.059 | 436136.6112 | 54145.6609 | 74895.6672 | 307095.2831 |  | 4679 | CB 536 | 54109.9242 | 33138.2519 | 3214.9374 | 41227.6234 | 25497.5834 | 1241.724 | 11897.504 | 6655.8717 | 988.4166 | 984.7969 | 6517.1817 | 4017.0544 | 198.6507 | 34637.4982 | 3984.3901 | 193.169 | 57.0634 | 31.9232 | 4.7407 | 0.74103 | 37978.5702 | 23693.6359 | 2142.0686 | 34637.4982 | 21430.3972 | 1044.2249 | 2446.4758 | 1368.6425 | 203.2474 | 894.5962 | 9614.1723 | 5427.5617 | 874.2181 | 130.748 | 82.7961 | 4.33 | 9393.9647 | 5255.306 | 780.4284 | 89.4596 | 0.0035264 | 0.0022606 | 0.000118 | 0.058551 | 0.033246 | 0.0058552 | 0.0013982 | 5000000 | scaled
CB 537 | 0 | 0 | 0 | 0 | 0% | 0% | 0% | 0 | 0 | 0 | 0 | 0 | 0 | 0 | 0 | 537 | 0 | 0 | 0 | 0 | 0 | 0 | 0 | 0 | 0 | 0 | 0 | 0 | 0 | 0 | 0 | 0 | 0 | 0 |  | 4680 | CB 537 | 0 | 0 | 0 | 0 | 0 | 0 | 0 | 0 | 0 | 0 | 0 | 0 | 0 | 0 | 0 | 0 | 0 | 0 | 0 | 0 | 0 | 0 | 0 | 0 | 0 | 0 | 0 | 0 | 0 | 0 | 0 | 0 | 0 | 0 | 0 | 0 | 0 | 0 | 0 | 0 | 0 | 0 | 0 | 0 | 0 | 0 | 0 | 5000000 | scaled
CB 538 | 0 | 0 | 0 | 0 | 0% | 0% | 0% | 0 | 0 | 0 | 0 | 0 | 0 | 0 | 0 | 538 | 0 | 0 | 0 | 0 | 0 | 0 | 0 | 0 | 0 | 0 | 0 | 0 | 0 | 0 | 0 | 0 | 0 | 0 |  | 4681 | CB 538 | 0 | 0 | 0 | 0 | 0 | 0 | 0 | 0 | 0 | 0 | 0 | 0 | 0 | 0 | 0 | 0 | 0 | 0 | 0 | 0 | 0 | 0 | 0 | 0 | 0 | 0 | 0 | 0 | 0 | 0 | 0 | 0 | 0 | 0 | 0 | 0 | 0 | 0 | 0 | 0 | 0 | 0 | 0 | 0 | 0 | 0 | 0 | 5000000 | scaled
CB 539 | 0 | 0 | 0 | 0 | 0% | 0% | 0% | 0 | 0 | 0 | 0 | 0 | 0 | 0 | 0 | 539 | 0 | 0 | 0 | 0 | 0 | 0 | 0 | 0 | 0 | 0 | 0 | 0 | 0 | 0 | 0 | 0 | 0 | 0 |  | 4682 | CB 539 | 0 | 0 | 0 | 0 | 0 | 0 | 0 | 0 | 0 | 0 | 0 | 0 | 0 | 0 | 0 | 0 | 0 | 0 | 0 | 0 | 0 | 0 | 0 | 0 | 0 | 0 | 0 | 0 | 0 | 0 | 0 | 0 | 0 | 0 | 0 | 0 | 0 | 0 | 0 | 0 | 0 | 0 | 0 | 0 | 0 | 0 | 0 | 5000000 | scaled
CB 54 | 9051.7588 | 6708.4283 | 0 | 2343.3305 | 74.11% | 0% | 25.89% | 3737.6375 | 6550.4255 | 1.7728 | 3726.5279 | 9.3368 | 2.3589 | 6535.6015 | 12.4651 | 54 | 0.0079966 | 0.0051896 | 0.0033762 | 1131950.9256 | 4.3673 | 6904.9537 | 2142.4378 | 546.142 | 863486.1898 | 267918.5937 | 1023994.3858 | 485.6868 | 1020950.7121 | 2557.9869 | 740872.364 | 266.7931 | 739195.7264 | 1409.8445 |  | 4683 | CB 54 | 9051.7588 | 5314.1213 | 2501.3333 | 6708.4283 | 2970.7908 | 158.0028 | 0 | 0 | 0 | 2343.3305 | 4.3673 | 2.5945 | 2.0084 | 13.7404 | 0.83121 | 0.24515 | 0 | 0 | 0 | 1.7633 | 2142.4378 | 2133.101 | 2129.9727 | 13.7404 | 4.4036 | 1.2753 | 0 | 0 | 0 | 2128.6974 | 6904.9537 | 3178.4257 | 369.3522 | 6692.0839 | 2965.556 | 156.4824 | 0 | 0 | 0 | 212.8697 | 0.004721 | 0.001914 | 0.0001006 | 0 | 0 | 0 | 0.0032756 | 5000000 | scaled
CB 540 | 67245.0147 | 66735.5996 | 0 | 509.4151 | 99.24% | 0% | 0.7576% | 30906.5497 | 65483.0723 | 4634.601 | 2307.4294 | 23964.5193 | 9907.9759 | 4353.1911 | 51221.9054 | 540 | 0.0036022 | 0.002106 | 0.0008054 | 18667762.6715 | 10093.4381 | 4512.1872 | 52639.3894 | 2802020.4518 | 1252619.8477 | 14613122.372 | 17254731.7122 | 2587438.5145 | 1288208.3346 | 13379084.863 | 2187661.29 | 331006.0826 | 145431.5935 | 1711223.6139 |  | 4684 | CB 540 | 67245.0147 | 36338.465 | 1761.9424 | 66735.5996 | 35829.0499 | 1252.5273 | 0 | 0 | 0 | 509.4151 | 10093.4381 | 5458.8371 | 185.4622 | 52176.6332 | 5458.4537 | 185.0789 | 0 | 0 | 0 | 0.38332 | 52639.3894 | 28674.8701 | 1417.484 | 52176.6332 | 28212.1139 | 954.7278 | 0 | 0 | 0 | 462.7562 | 4512.1872 | 2204.7578 | 158.9962 | 4465.9116 | 2158.4822 | 112.7205 | 0 | 0 | 0 | 46.2756 | 0.0028686 | 0.0013724 | 7.18e-05 | 0 | 0 | 0 | 0.0007336 | 5000000 | scaled
CB 541 | 0 | 0 | 0 | 0 | 0% | 0% | 0% | 0 | 0 | 0 | 0 | 0 | 0 | 0 | 0 | 541 | 0 | 0 | 0 | 0 | 0 | 0 | 0 | 0 | 0 | 0 | 0 | 0 | 0 | 0 | 0 | 0 | 0 | 0 |  | 4685 | CB 541 | 0 | 0 | 0 | 0 | 0 | 0 | 0 | 0 | 0 | 0 | 0 | 0 | 0 | 0 | 0 | 0 | 0 | 0 | 0 | 0 | 0 | 0 | 0 | 0 | 0 | 0 | 0 | 0 | 0 | 0 | 0 | 0 | 0 | 0 | 0 | 0 | 0 | 0 | 0 | 0 | 0 | 0 | 0 | 0 | 0 | 0 | 0 | 5000000 | scaled
CB 542 | 949477.5173 | 906320.1136 | 41912.7894 | 1244.6143 | 95.45% | 4.414% | 0.1311% | 365581.0907 | 898951.909 | 54179.6935 | 28952.4097 | 282448.9876 | 134343.7262 | 65045.4125 | 699562.7703 | 542 | 0.053515 | 0.031448 | 0.0064658 | 17742401.463 | 141633.2368 | 69206.3772 | 738637.9034 | 2646627.9624 | 1293224.2266 | 13802549.274 | 18566926.7763 | 2751647.7923 | 1470418.6954 | 14344860.2886 | 7814285.6788 | 1167804.6906 | 565417.8273 | 6081063.1608 |  | 4686 | CB 542 | 949477.5173 | 583896.4266 | 50525.6083 | 906320.1136 | 559286.0081 | 45935.3283 | 41912.7894 | 23365.8042 | 3345.6657 | 1244.6143 | 141633.2368 | 87453.5433 | 7289.5105 | 733966.9552 | 87418.2226 | 7283.6506 | 61.6771 | 34.3841 | 4.9233 | 0.93653 | 738637.9034 | 456188.9158 | 39075.1331 | 733966.9552 | 453084.6132 | 37661.9119 | 3540.332 | 1973.6865 | 282.6051 | 1130.6162 | 69206.3772 | 40253.9675 | 4160.9647 | 30782.5353 | 18783.1723 | 989.7658 | 38310.7803 | 21357.7336 | 3058.1372 | 113.0616 | 0.0073392 | 0.004473 | 0.000233 | 0.044381 | 0.02518 | 0.004438 | 0.0017948 | 5000000 | scaled
CB 543 | 0 | 0 | 0 | 0 | 0% | 0% | 0% | 0 | 0 | 0 | 0 | 0 | 0 | 0 | 0 | 543 | 0 | 0 | 0 | 0 | 0 | 0 | 0 | 0 | 0 | 0 | 0 | 0 | 0 | 0 | 0 | 0 | 0 | 0 |  | 4687 | CB 543 | 0 | 0 | 0 | 0 | 0 | 0 | 0 | 0 | 0 | 0 | 0 | 0 | 0 | 0 | 0 | 0 | 0 | 0 | 0 | 0 | 0 | 0 | 0 | 0 | 0 | 0 | 0 | 0 | 0 | 0 | 0 | 0 | 0 | 0 | 0 | 0 | 0 | 0 | 0 | 0 | 0 | 0 | 0 | 0 | 0 | 0 | 0 | 5000000 | scaled
CB 544 | 0 | 0 | 0 | 0 | 0% | 0% | 0% | 0 | 0 | 0 | 0 | 0 | 0 | 0 | 0 | 544 | 0 | 0 | 0 | 0 | 0 | 0 | 0 | 0 | 0 | 0 | 0 | 0 | 0 | 0 | 0 | 0 | 0 | 0 |  | 4688 | CB 544 | 0 | 0 | 0 | 0 | 0 | 0 | 0 | 0 | 0 | 0 | 0 | 0 | 0 | 0 | 0 | 0 | 0 | 0 | 0 | 0 | 0 | 0 | 0 | 0 | 0 | 0 | 0 | 0 | 0 | 0 | 0 | 0 | 0 | 0 | 0 | 0 | 0 | 0 | 0 | 0 | 0 | 0 | 0 | 0 | 0 | 0 | 0 | 5000000 | scaled
CB 545 | 70979.6116 | 14177.832 | 55256.2135 | 1545.5661 | 19.97% | 77.85% | 2.177% | 33204.1972 | 65451.7827 | 26.6109 | 31173.3177 | 2004.2686 | 55.6396 | 61205.5009 | 4190.6422 | 545 | 0.015929 | 0.0094176 | 0.0032712 | 4456055.1698 | 60.783 | 65024.3873 | 5894.4413 | 3815.9205 | 4082189.95 | 370049.2993 | 4011150.863 | 3214.6632 | 3765815.4928 | 242120.707 | 1689847.4198 | 1436.5149 | 1580216.0537 | 108194.8512 |  | 4689 | CB 545 | 70979.6116 | 37775.4144 | 5527.8289 | 14177.832 | 5636.7704 | 293.1781 | 55256.2135 | 30593.0778 | 3689.0847 | 1545.5661 | 60.783 | 34.1721 | 5.1434 | 0 | 0 | 0 | 59.62 | 33.0092 | 3.9804 | 1.163 | 5894.4413 | 3890.1727 | 1703.7991 | 0 | 0 | 0 | 4490.4385 | 2486.1699 | 299.7963 | 1404.0028 | 65024.3873 | 33851.0695 | 3818.8864 | 14177.832 | 5636.7704 | 293.1781 | 50706.155 | 28073.8988 | 3385.3079 | 140.4003 | 0.0035382 | 0.001424 | 7.42e-05 | 0.010215 | 0.0058182 | 0.0010216 | 0.0021754 | 5000000 | scaled
CB 546 | 334160.532 | 19682.2785 | 309117.977 | 5360.2765 | 5.89% | 92.51% | 1.604% | 151325.8934 | 311284.3782 | 154.9555 | 139778.0547 | 11392.8833 | 324.2242 | 287116.0615 | 23844.0925 | 546 | 0.030456 | 0.018223 | 0.0087252 | 10971911.3479 | 347.2323 | 303703.092 | 30110.2077 | 11401.1132 | 9971864.0671 | 988646.1676 | 10032959.7421 | 10273.602 | 9267333.99 | 755352.1502 | 2621848.644 | 2730.8364 | 2418286.6513 | 200831.1564 |  | 4690 | CB 546 | 334160.532 | 182834.6386 | 22876.1538 | 19682.2785 | 7878.5097 | 408.4252 | 309117.977 | 169595.8524 | 17107.4521 | 5360.2765 | 347.2323 | 192.2768 | 23.0081 | 1.8971 | 0.14819 | 0.0011824 | 342.8363 | 188.0952 | 18.9735 | 4.0334 | 30110.2077 | 18717.3244 | 6266.1152 | 1.8971 | 0.77682 | 0.006611 | 25238.9987 | 13847.2357 | 1396.7967 | 4869.3119 | 303703.092 | 163925.0373 | 16587.0305 | 19680.0188 | 7877.5847 | 408.4174 | 283536.142 | 155560.5214 | 15691.6819 | 486.9312 | 0.012995 | 0.0050632 | 0.0002656 | 0.010002 | 0.0057008 | 0.0010002 | 0.0074594 | 5000000 | scaled
CB 547 | 19482.6913 | 16644.3321 | 0 | 2838.3592 | 85.43% | 0% | 14.57% | 10246.9026 | 16317.6808 | 61.4104 | 9870.8059 | 314.6863 | 97.9129 | 15717.9063 | 501.8615 | 547 | 0.011393 | 0.006895 | 0.0041216 | 1710118.0849 | 100.8129 | 16297.7193 | 3084.1591 | 8848.9803 | 1430553.103 | 270716.0017 | 1339490.7415 | 8027.662 | 1290326.8078 | 41136.2716 | 767908.2244 | 4607.7704 | 739682.9077 | 23617.5463 |  | 4691 | CB 547 | 19482.6913 | 9235.7887 | 3165.0105 | 16644.3321 | 6397.4295 | 326.6513 | 0 | 0 | 0 | 2838.3592 | 100.8129 | 39.4025 | 2.9 | 505.7742 | 37.2667 | 0.76421 | 0 | 0 | 0 | 2.1358 | 3084.1591 | 2769.4728 | 2582.2976 | 505.7742 | 191.0879 | 3.9127 | 0 | 0 | 0 | 2578.3849 | 16297.7193 | 6426.9133 | 579.8129 | 16039.8808 | 6169.0749 | 321.9744 | 0 | 0 | 0 | 257.8385 | 0.0074238 | 0.0029262 | 0.0001528 | 0 | 0 | 0 | 0.0039688 | 5000000 | scaled
CB 548 | 15612.1399 | 12369.0704 | 0 | 3243.0694 | 79.23% | 0% | 20.77% | 6254.6366 | 12047.0078 | 13.6076 | 6171.3324 | 69.6967 | 27.3157 | 11879.815 | 139.877 | 548 | 0.012194 | 0.0078248 | 0.0047122 | 1280292.2608 | 30.9349 | 12489.2711 | 3091.9339 | 2536.8511 | 1024197.6579 | 253557.7518 | 1195877.6254 | 2601.7517 | 1179949.9707 | 13325.903 | 756574.8722 | 1715.4795 | 746074.8528 | 8784.5399 |  | 4692 | CB 548 | 15612.1399 | 9357.5032 | 3565.1321 | 12369.0704 | 6114.4338 | 322.0627 | 0 | 0 | 0 | 3243.0694 | 30.9349 | 17.3273 | 3.6191 | 145.9075 | 14.887 | 1.1788 | 0 | 0 | 0 | 2.4403 | 3091.9339 | 3022.2373 | 2952.0569 | 145.9075 | 76.2108 | 6.0305 | 0 | 0 | 0 | 2946.0265 | 12489.2711 | 6317.9387 | 609.456 | 12194.6684 | 6023.336 | 314.8534 | 0 | 0 | 0 | 294.6026 | 0.0076536 | 0.0032842 | 0.0001716 | 0 | 0 | 0 | 0.0045406 | 5000000 | scaled
CB 549 | 10139.9759 | 7555.3698 | 0 | 2584.6061 | 74.51% | 0% | 25.49% | 4436.9775 | 7341.8927 | 199.3267 | 3216.8141 | 1020.8367 | 318.1629 | 5394.1346 | 1629.5952 | 549 | 0.010939 | 0.0066276 | 0.00382 | 926939.4413 | 335.2898 | 5749.3856 | 4055.3005 | 30650.3031 | 525576.4221 | 370712.7161 | 860492.2521 | 38656.7403 | 623857.9276 | 197977.5842 | 732482.5135 | 31742.3239 | 538159.4952 | 162580.6945 |  | 4693 | CB 549 | 10139.9759 | 5702.9984 | 2798.0832 | 7555.3698 | 3118.3923 | 213.4771 | 0 | 0 | 0 | 2584.6061 | 335.2898 | 135.9631 | 17.1269 | 1707.4267 | 134.0183 | 15.1821 | 0 | 0 | 0 | 1.9448 | 4055.3005 | 3034.4638 | 2425.7053 | 1707.4267 | 686.5899 | 77.8314 | 0 | 0 | 0 | 2347.8739 | 5749.3856 | 2532.5715 | 355.251 | 5514.5982 | 2297.7841 | 120.4636 | 0 | 0 | 0 | 234.7874 | 0.0072744 | 0.0029628 | 0.0001552 | 0 | 0 | 0 | 0.0036648 | 5000000 | scaled
CB 55 | 0 | 0 | 0 | 0 | 0% | 0% | 0% | 0 | 0 | 0 | 0 | 0 | 0 | 0 | 0 | 55 | 0 | 0 | 0 | 0 | 0 | 0 | 0 | 0 | 0 | 0 | 0 | 0 | 0 | 0 | 0 | 0 | 0 | 0 |  | 4694 | CB 55 | 0 | 0 | 0 | 0 | 0 | 0 | 0 | 0 | 0 | 0 | 0 | 0 | 0 | 0 | 0 | 0 | 0 | 0 | 0 | 0 | 0 | 0 | 0 | 0 | 0 | 0 | 0 | 0 | 0 | 0 | 0 | 0 | 0 | 0 | 0 | 0 | 0 | 0 | 0 | 0 | 0 | 0 | 0 | 0 | 0 | 0 | 0 | 5000000 | scaled
CB 550 | 21174.7638 | 18109.8729 | 0 | 3064.8909 | 85.53% | 0% | 14.47% | 10471.7448 | 17723.0884 | 250.7052 | 8935.5448 | 1285.4948 | 419.1601 | 15154.2156 | 2149.7126 | 550 | 0.011507 | 0.007262 | 0.0044816 | 1840131.7243 | 429.1487 | 15772.2303 | 4973.3849 | 37293.926 | 1370640.1435 | 432197.6547 | 1473839.0203 | 35285.3419 | 1257627.5305 | 180926.1479 | 770188.1943 | 18215.3446 | 658553.2804 | 93419.5693 |  | 4695 | CB 550 | 21174.7638 | 10703.019 | 3451.6754 | 18109.8729 | 7638.1281 | 386.7845 | 0 | 0 | 0 | 3064.8909 | 429.1487 | 178.4435 | 9.9886 | 2189.217 | 176.1372 | 7.6823 | 0 | 0 | 0 | 2.3062 | 4973.3849 | 3687.89 | 2823.6722 | 2189.217 | 903.7222 | 39.5044 | 0 | 0 | 0 | 2784.1679 | 15772.2303 | 6836.6855 | 618.0146 | 15493.8135 | 6558.2687 | 339.5978 | 0 | 0 | 0 | 278.4168 | 0.0071784 | 0.0029332 | 0.0001528 | 0 | 0 | 0 | 0.0043288 | 5000000 | scaled
CB 551 | 2211.5431 | 1953.8462 | 0 | 257.6969 | 88.35% | 0% | 11.65% | 1204.5406 | 1915.1308 | 1.193 | 1197.2228 | 6.1247 | 2.1314 | 1902.0462 | 10.9532 | 551 | 0.000778 | 0.000512 | 0.0003554 | 2842600.3362 | 2.3253 | 1964.1709 | 245.0468 | 2988.8802 | 2524641.2452 | 314970.2109 | 1966801.7607 | 1947.996 | 1954853.2321 | 10000.5326 | 834024.2777 | 928.2253 | 828326.0033 | 4770.0491 |  | 4696 | CB 551 | 2211.5431 | 1007.0025 | 296.4122 | 1953.8462 | 749.3057 | 38.7154 | 0 | 0 | 0 | 257.6969 | 2.3253 | 1.1323 | 0.19391 | 10.9532 | 0.93842 | 0 | 0 | 0 | 0 | 0.19391 | 245.0468 | 238.9221 | 234.0936 | 10.9532 | 4.8286 | 0 | 0 | 0 | 0 | 234.0936 | 1964.1709 | 766.948 | 62.1247 | 1940.7615 | 743.5387 | 38.7154 | 0 | 0 | 0 | 23.4094 | 0.0004312 | 0.0001652 | 8.6e-06 | 0 | 0 | 0 | 0.0003468 | 5000000 | scaled
CB 552 | 6545.5973 | 4170.9758 | 0 | 2374.6216 | 63.72% | 0% | 36.28% | 2500.5382 | 4102.8709 | 250.9007 | 960.7304 | 1288.9071 | 419.8523 | 1526.0104 | 2157.0082 | 552 | 0.0083556 | 0.005264 | 0.00342 | 783378.4935 | 427.6501 | 1772.8917 | 4345.0556 | 51181.2516 | 212180.0563 | 520017.1856 | 768438.2861 | 77104.0873 | 295241.2431 | 396092.9557 | 714247.4919 | 73089.9068 | 265655.2261 | 375502.359 |  | 4697 | CB 552 | 6545.5973 | 4045.0591 | 2442.7264 | 4170.9758 | 1670.4376 | 68.1048 | 0 | 0 | 0 | 2374.6216 | 427.6501 | 176.7494 | 7.7978 | 2187.9331 | 174.9625 | 6.0109 | 0 | 0 | 0 | 1.7868 | 4345.0556 | 3056.1485 | 2188.0474 | 2187.9331 | 899.026 | 30.9249 | 0 | 0 | 0 | 2157.1225 | 1772.8917 | 812.1613 | 246.8813 | 1557.1794 | 596.449 | 31.169 | 0 | 0 | 0 | 215.7123 | 0.0050372 | 0.0019456 | 0.0001016 | 0 | 0 | 0 | 0.0033184 | 5000000 | scaled
CB 553 | 49063.8353 | 46440.5037 | 0 | 2623.3316 | 94.65% | 0% | 5.347% | 29041.6889 | 45452.1463 | 3728.0719 | 6268.9517 | 19044.6653 | 5477.5718 | 11990.6843 | 27983.8903 | 553 | 0.011308 | 0.0069424 | 0.0038374 | 4338707.0922 | 5590.0058 | 12542.3733 | 30931.4562 | 494323.3136 | 1109120.0591 | 2735263.7195 | 2884038.1392 | 370223.0131 | 622549.7363 | 1891265.3898 | 941181.2634 | 113424.5209 | 248292.0676 | 579464.6749 |  | 4698 | CB 553 | 49063.8353 | 20022.1464 | 3611.689 | 46440.5037 | 17398.8148 | 988.3574 | 0 | 0 | 0 | 2623.3316 | 5590.0058 | 1861.9339 | 112.434 | 28548.4038 | 1859.9599 | 110.46 | 0 | 0 | 0 | 1.974 | 30931.4562 | 11886.7909 | 2947.566 | 28548.4038 | 9503.7385 | 564.5136 | 0 | 0 | 0 | 2383.0524 | 12542.3733 | 6273.4216 | 551.689 | 12304.068 | 6035.1163 | 313.3838 | 0 | 0 | 0 | 238.3052 | 0.0076414 | 0.0032754 | 0.0001704 | 0 | 0 | 0 | 0.003667 | 5000000 | scaled
CB 554 | 2887.7754 | 2260.2161 | 0 | 627.5593 | 78.27% | 0% | 21.73% | 1331.9271 | 2203.1392 | 146.4743 | 433.9808 | 751.472 | 246.9324 | 689.2738 | 1266.933 | 554 | 0.0020388 | 0.001315 | 0.0008894 | 1416409.3798 | 254.3982 | 760.4906 | 1872.8866 | 124778.4204 | 373008.9256 | 918622.0337 | 1183154.6422 | 130113.5557 | 385506.3678 | 667534.7187 | 769773.1766 | 86277.7597 | 240831.1386 | 442664.2784 |  | 4699 | CB 554 | 2887.7754 | 1555.8484 | 684.6363 | 2260.2161 | 928.2891 | 57.077 | 0 | 0 | 0 | 627.5593 | 254.3982 | 107.9239 | 7.4659 | 1302.8074 | 107.4517 | 6.9937 | 0 | 0 | 0 | 0.47222 | 1872.8866 | 1121.4146 | 605.9536 | 1302.8074 | 551.3354 | 35.8745 | 0 | 0 | 0 | 570.0792 | 760.4906 | 326.5098 | 71.2168 | 703.4827 | 269.5019 | 14.2088 | 0 | 0 | 0 | 57.0079 | 0.001173 | 0.0004492 | 2.36e-05 | 0 | 0 | 0 | 0.0008658 | 5000000 | scaled
CB 555 | 0 | 0 | 0 | 0 | 0% | 0% | 0% | 0 | 0 | 0 | 0 | 0 | 0 | 0 | 0 | 555 | 0 | 0 | 0 | 0 | 0 | 0 | 0 | 0 | 0 | 0 | 0 | 0 | 0 | 0 | 0 | 0 | 0 | 0 |  | 4700 | CB 555 | 0 | 0 | 0 | 0 | 0 | 0 | 0 | 0 | 0 | 0 | 0 | 0 | 0 | 0 | 0 | 0 | 0 | 0 | 0 | 0 | 0 | 0 | 0 | 0 | 0 | 0 | 0 | 0 | 0 | 0 | 0 | 0 | 0 | 0 | 0 | 0 | 0 | 0 | 0 | 0 | 0 | 0 | 0 | 0 | 0 | 0 | 0 | 5000000 | scaled
CB 556 | 422664.007 | 421587.7599 | 0 | 1076.2472 | 99.75% | 0% | 0.2546% | 223085.0013 | 411626.4837 | 144925.2552 | 3910.3679 | 74249.3783 | 267538.7977 | 7048.8828 | 137038.8032 | 556 | 0.0069694 | 0.0040034 | 0.0016282 | 60645680.6938 | 274014.3272 | 7318.0685 | 141331.6114 | 39316774.3527 | 1050028.475 | 20278877.8662 | 49852376.9094 | 32386168.5113 | 873842.3982 | 16592365.9999 | 6778972.6877 | 4406028.9469 | 116086.2726 | 2256857.4681 |  | 4701 | CB 556 | 422664.007 | 199579.0057 | 11037.5233 | 421587.7599 | 198502.7585 | 9961.2762 | 0 | 0 | 0 | 1076.2472 | 274014.3272 | 129089.072 | 6475.5295 | 140353.9411 | 129088.2622 | 6474.7196 | 0 | 0 | 0 | 0.80984 | 141331.6114 | 67082.2331 | 4292.8082 | 140353.9411 | 66104.5628 | 3315.1379 | 0 | 0 | 0 | 977.6703 | 7318.0685 | 3407.7006 | 269.1856 | 7220.3014 | 3309.9336 | 171.4186 | 0 | 0 | 0 | 97.767 | 0.0054722 | 0.0025062 | 0.000131 | 0 | 0 | 0 | 0.0014972 | 5000000 | scaled
CB 557 | 0 | 0 | 0 | 0 | 0% | 0% | 0% | 0 | 0 | 0 | 0 | 0 | 0 | 0 | 0 | 557 | 0 | 0 | 0 | 0 | 0 | 0 | 0 | 0 | 0 | 0 | 0 | 0 | 0 | 0 | 0 | 0 | 0 | 0 |  | 4702 | CB 557 | 0 | 0 | 0 | 0 | 0 | 0 | 0 | 0 | 0 | 0 | 0 | 0 | 0 | 0 | 0 | 0 | 0 | 0 | 0 | 0 | 0 | 0 | 0 | 0 | 0 | 0 | 0 | 0 | 0 | 0 | 0 | 0 | 0 | 0 | 0 | 0 | 0 | 0 | 0 | 0 | 0 | 0 | 0 | 0 | 0 | 0 | 0 | 5000000 | scaled
CB 558 | 60272.4279 | 59574.1492 | 0 | 698.2787 | 98.84% | 0% | 1.159% | 32176.1795 | 58624.3402 | 4659.8557 | 3621.4815 | 23894.8423 | 8519.0887 | 6426.6735 | 43678.578 | 558 | 0.0040546 | 0.0024046 | 0.0010722 | 14865197.038 | 8649.3161 | 6644.5655 | 44978.5463 | 2133210.7054 | 1638772.1247 | 11093214.2079 | 11684375.1097 | 1692168.0346 | 1315095.4781 | 8677111.597 | 1537108.4334 | 223367.3434 | 168504.9922 | 1145236.0978 |  | 4703 | CB 558 | 60272.4279 | 28096.2484 | 1648.0877 | 59574.1492 | 27397.9697 | 949.809 | 0 | 0 | 0 | 698.2787 | 8649.3161 | 3989.4604 | 130.2274 | 44344.2252 | 3988.935 | 129.702 | 0 | 0 | 0 | 0.52543 | 44978.5463 | 21083.704 | 1299.9683 | 44344.2252 | 20449.3829 | 665.6472 | 0 | 0 | 0 | 634.3211 | 6644.5655 | 3023.084 | 217.892 | 6581.1333 | 2959.6519 | 154.4599 | 0 | 0 | 0 | 63.4321 | 0.0030564 | 0.0014064 | 7.4e-05 | 0 | 0 | 0 | 0.0009982 | 5000000 | scaled
CB 559 | 0 | 0 | 0 | 0 | 0% | 0% | 0% | 0 | 0 | 0 | 0 | 0 | 0 | 0 | 0 | 559 | 0 | 0 | 0 | 0 | 0 | 0 | 0 | 0 | 0 | 0 | 0 | 0 | 0 | 0 | 0 | 0 | 0 | 0 |  | 4704 | CB 559 | 0 | 0 | 0 | 0 | 0 | 0 | 0 | 0 | 0 | 0 | 0 | 0 | 0 | 0 | 0 | 0 | 0 | 0 | 0 | 0 | 0 | 0 | 0 | 0 | 0 | 0 | 0 | 0 | 0 | 0 | 0 | 0 | 0 | 0 | 0 | 0 | 0 | 0 | 0 | 0 | 0 | 0 | 0 | 0 | 0 | 0 | 0 | 5000000 | scaled
CB 56 | 122212.1886 | 11814.4257 | 106257.7897 | 4139.9732 | 9.667% | 86.95% | 3.388% | 54662.2096 | 110738.019 | 50.9284 | 48979.3486 | 5631.9326 | 106.2362 | 98871.4306 | 11760.3522 | 56 | 0.023301 | 0.014478 | 0.0070168 | 5245023.2425 | 116.9258 | 105733.2885 | 16361.9742 | 5018.1475 | 4537792.5253 | 702212.5697 | 4665762.68 | 4347.0603 | 4180694.8215 | 480720.7983 | 1635242.5013 | 1568.7658 | 1460011.3575 | 173662.378 |  | 4705 | CB 56 | 122212.1886 | 67549.9789 | 11474.1696 | 11814.4257 | 4639.7124 | 242.9498 | 106257.7897 | 58770.2933 | 7091.2466 | 4139.9732 | 116.9258 | 65.9974 | 10.6896 | 1.7144 | 0.1076 | 0 | 113.4977 | 62.7746 | 7.5744 | 3.1152 | 16361.9742 | 10730.0416 | 4601.622 | 1.7144 | 0.59488 | 0 | 12599.4798 | 6968.6667 | 840.8421 | 3760.78 | 105733.2885 | 56753.9399 | 6861.858 | 11812.3984 | 4639.01 | 242.9498 | 93544.8121 | 51738.852 | 6242.8302 | 376.078 | 0.0072922 | 0.0028462 | 0.0001482 | 0.010155 | 0.0057786 | 0.0010156 | 0.005853 | 5000000 | scaled
CB 560 | 8225.094 | 7951.3639 | 0 | 273.7301 | 96.67% | 0% | 3.328% | 4501.8122 | 7416.3332 | 734.304 | 0.39003 | 3767.1182 | 1209.6098 | 0.87014 | 6205.8533 | 560 | 0.0011202 | 0.0007546 | 0.0004104 | 7342522.7589 | 1297.2145 | 25.7637 | 6902.1158 | 1158020.4623 | 22999.1882 | 6161503.1084 | 4934113.1535 | 804817.86 | 427.4872 | 4128867.8063 | 1970664.6473 | 321416.9536 | 231.2141 | 1649016.4796 |  | 4706 | CB 560 | 8225.094 | 3723.2818 | 808.7608 | 7951.3639 | 3449.5517 | 535.0307 | 0 | 0 | 0 | 273.7301 | 1297.2145 | 562.9106 | 87.6047 | 6653.4575 | 562.7046 | 87.3988 | 0 | 0 | 0 | 0.20597 | 6902.1158 | 3134.9976 | 696.2625 | 6653.4575 | 2886.3393 | 447.6042 | 0 | 0 | 0 | 248.6583 | 25.7637 | 25.3737 | 24.8935 | 0.89786 | 0.50783 | 0.027721 | 0 | 0 | 0 | 24.8658 | 0.0007286 | 0.000363 | 1.88e-05 | 0 | 0 | 0 | 0.0003916 | 5000000 | scaled
CB 561 | 0 | 0 | 0 | 0 | 0% | 0% | 0% | 0 | 0 | 0 | 0 | 0 | 0 | 0 | 0 | 561 | 0 | 0 | 0 | 0 | 0 | 0 | 0 | 0 | 0 | 0 | 0 | 0 | 0 | 0 | 0 | 0 | 0 | 0 |  | 4707 | CB 561 | 0 | 0 | 0 | 0 | 0 | 0 | 0 | 0 | 0 | 0 | 0 | 0 | 0 | 0 | 0 | 0 | 0 | 0 | 0 | 0 | 0 | 0 | 0 | 0 | 0 | 0 | 0 | 0 | 0 | 0 | 0 | 0 | 0 | 0 | 0 | 0 | 0 | 0 | 0 | 0 | 0 | 0 | 0 | 0 | 0 | 0 | 0 | 5000000 | scaled
CB 562 | 385059.7996 | 384066.6282 | 0 | 993.1713 | 99.74% | 0% | 0.2579% | 223986.9943 | 379093.6506 | 142909.6212 | 7888.4796 | 73188.8935 | 241428.0583 | 14015.7991 | 123649.7931 | 562 | 0.0064962 | 0.0037122 | 0.0015346 | 59274622.0213 | 244495.6633 | 14438.2925 | 126125.8438 | 37636720.4428 | 2222575.1171 | 19415326.4614 | 43390120.4981 | 27684043.4707 | 1528133.7194 | 14177943.308 | 3887755.1305 | 2475940.1038 | 143737.5563 | 1268077.4705 |  | 4708 | CB 562 | 385059.7996 | 161072.8053 | 5966.149 | 384066.6282 | 160079.634 | 4972.9777 | 0 | 0 | 0 | 993.1713 | 244495.6633 | 101586.0421 | 3067.605 | 125223.6401 | 101585.2948 | 3066.8577 | 0 | 0 | 0 | 0.74733 | 126125.8438 | 52936.9503 | 2476.0507 | 125223.6401 | 52034.7467 | 1573.847 | 0 | 0 | 0 | 902.2036 | 14438.2925 | 6549.8129 | 422.4934 | 14348.0721 | 6459.5926 | 332.273 | 0 | 0 | 0 | 90.2204 | 0.0050812 | 0.0022972 | 0.0001196 | 0 | 0 | 0 | 0.001415 | 5000000 | scaled
CB 563 | 10230.9852 | 10102.8703 | 0 | 128.1149 | 98.75% | 0% | 1.252% | 4197.6347 | 9859.1676 | 623.3606 | 1124.0753 | 2450.1988 | 1472.0232 | 2604.4932 | 5782.6512 | 563 | 0.0006932 | 0.0004808 | 0.000202 | 14759066.9116 | 1505.0432 | 2697.3992 | 6028.5429 | 2171152.8648 | 3891227.8782 | 8696686.1686 | 12548565.8082 | 1863497.5393 | 3360352.523 | 7324715.7459 | 1840681.1606 | 274822.9423 | 486252.157 | 1079606.0613 |  | 4709 | CB 563 | 10230.9852 | 6033.3504 | 371.8176 | 10102.8703 | 5905.2356 | 243.7027 | 0 | 0 | 0 | 128.1149 | 1505.0432 | 881.6825 | 33.0199 | 5912.1624 | 881.5861 | 32.9235 | 0 | 0 | 0 | 0.096402 | 6028.5429 | 3578.344 | 245.8917 | 5912.1624 | 3461.9636 | 129.5112 | 0 | 0 | 0 | 116.3804 | 2697.3992 | 1573.3239 | 92.906 | 2685.7611 | 1561.6859 | 81.268 | 0 | 0 | 0 | 11.638 | 0.0005066 | 0.0002942 | 1.54e-05 | 0 | 0 | 0 | 0.0001866 | 5000000 | scaled
CB 564 | 57572.2315 | 57173.1963 | 0 | 399.0352 | 99.31% | 0% | 0.6931% | 25280.0575 | 55490.1307 | 3666.0138 | 2814.254 | 18799.7897 | 8203.6542 | 5235.781 | 42050.6955 | 564 | 0.002902 | 0.001652 | 0.0006084 | 19838811.6842 | 8457.2665 | 5404.8929 | 43710.072 | 2914288.9513 | 1862471.7175 | 15062051.0153 | 19547320.8419 | 2834675.0153 | 2176068.0594 | 14536577.7671 | 3422256.4614 | 505945.9798 | 322907.6084 | 2593402.8732 |  | 4710 | CB 564 | 57572.2315 | 32292.174 | 2082.1008 | 57173.1963 | 31893.1388 | 1683.0656 | 0 | 0 | 0 | 399.0352 | 8457.2665 | 4791.2528 | 253.6124 | 43347.5858 | 4790.9525 | 253.3121 | 0 | 0 | 0 | 0.30026 | 43710.072 | 24910.2823 | 1659.3766 | 43347.5858 | 24547.796 | 1296.8903 | 0 | 0 | 0 | 362.4863 | 5404.8929 | 2590.6389 | 169.1119 | 5368.6443 | 2554.3903 | 132.8633 | 0 | 0 | 0 | 36.2486 | 0.002351 | 0.001101 | 5.74e-05 | 0 | 0 | 0 | 0.000551 | 5000000 | scaled
CB 565 | 0 | 0 | 0 | 0 | 0% | 0% | 0% | 0 | 0 | 0 | 0 | 0 | 0 | 0 | 0 | 565 | 0 | 0 | 0 | 0 | 0 | 0 | 0 | 0 | 0 | 0 | 0 | 0 | 0 | 0 | 0 | 0 | 0 | 0 |  | 4711 | CB 565 | 0 | 0 | 0 | 0 | 0 | 0 | 0 | 0 | 0 | 0 | 0 | 0 | 0 | 0 | 0 | 0 | 0 | 0 | 0 | 0 | 0 | 0 | 0 | 0 | 0 | 0 | 0 | 0 | 0 | 0 | 0 | 0 | 0 | 0 | 0 | 0 | 0 | 0 | 0 | 0 | 0 | 0 | 0 | 0 | 0 | 0 | 0 | 5000000 | scaled
CB 566 | 0 | 0 | 0 | 0 | 0% | 0% | 0% | 0 | 0 | 0 | 0 | 0 | 0 | 0 | 0 | 566 | 0 | 0 | 0 | 0 | 0 | 0 | 0 | 0 | 0 | 0 | 0 | 0 | 0 | 0 | 0 | 0 | 0 | 0 |  | 4712 | CB 566 | 0 | 0 | 0 | 0 | 0 | 0 | 0 | 0 | 0 | 0 | 0 | 0 | 0 | 0 | 0 | 0 | 0 | 0 | 0 | 0 | 0 | 0 | 0 | 0 | 0 | 0 | 0 | 0 | 0 | 0 | 0 | 0 | 0 | 0 | 0 | 0 | 0 | 0 | 0 | 0 | 0 | 0 | 0 | 0 | 0 | 0 | 0 | 5000000 | scaled
CB 567 | 37304.9438 | 36938.3744 | 0 | 366.5693 | 99.02% | 0% | 0.9826% | 18288.2868 | 35614.7363 | 2720.5793 | 1610.966 | 13956.7415 | 5327.2441 | 2966.7361 | 27320.7562 | 567 | 0.0023798 | 0.0013902 | 0.0005574 | 15675663.4085 | 5531.3067 | 3075.9486 | 28697.6885 | 2324273.7715 | 1292523.973 | 12058865.6641 | 13679079.9925 | 2034910.2037 | 1204953.3416 | 10439216.4471 | 3032306.1269 | 453571.6522 | 252593.5294 | 2326140.9453 |  | 4713 | CB 567 | 37304.9438 | 19016.657 | 1690.2074 | 36938.3744 | 18650.0877 | 1323.6381 | 0 | 0 | 0 | 366.5693 | 5531.3067 | 2810.7275 | 204.0627 | 28364.6944 | 2810.4516 | 203.7868 | 0 | 0 | 0 | 0.27583 | 28697.6885 | 14740.947 | 1376.9323 | 28364.6944 | 14407.9529 | 1043.9382 | 0 | 0 | 0 | 332.9941 | 3075.9486 | 1464.9826 | 109.2125 | 3042.6491 | 1431.6832 | 75.9131 | 0 | 0 | 0 | 33.2994 | 0.0018682 | 0.0008786 | 4.58e-05 | 0 | 0 | 0 | 0.0005116 | 5000000 | scaled
CB 57 | 246572.4961 | 33081.5692 | 206797.9798 | 6692.9471 | 13.42% | 83.87% | 2.714% | 113156.7869 | 226483.6791 | 108.925 | 104914.5619 | 8133.3 | 227.8472 | 209237.3125 | 17018.5194 | 57 | 0.034392 | 0.020886 | 0.010767 | 7169389.0535 | 247.8216 | 222109.5887 | 24215.0858 | 7205.709 | 6458100.879 | 704082.4655 | 6387744.502 | 6148.8568 | 5922467.7053 | 459127.9398 | 1865707.3195 | 1876.9393 | 1723636.7187 | 140193.6615 |  | 4714 | CB 57 | 246572.4961 | 133415.7092 | 20088.817 | 33081.5692 | 12667.4942 | 661.8441 | 206797.9798 | 114055.2679 | 12734.0258 | 6692.9471 | 247.8216 | 138.8967 | 19.9745 | 1.041 | 0.062666 | 0 | 242.5939 | 133.7978 | 14.9382 | 5.0362 | 24215.0858 | 16081.7858 | 7196.5664 | 1.041 | 0.35433 | 0 | 18134.1258 | 10001.5125 | 1116.6474 | 6079.919 | 222109.5887 | 117195.0268 | 12872.2762 | 33080.3366 | 12667.0772 | 661.8441 | 188421.2602 | 103919.9577 | 11602.4402 | 607.9919 | 0.014905 | 0.0057084 | 0.0002986 | 0.010021 | 0.005711 | 0.001002 | 0.0094668 | 5000000 | scaled
CB 570 | 7101.6877 | 4772.8303 | 0 | 2328.8574 | 67.21% | 0% | 32.79% | 2945.1399 | 4677.7405 | 0.033895 | 2944.9327 | 0.17322 | 0.10681 | 4677.0883 | 0.54543 | 570 | 0.0078126 | 0.0050466 | 0.0034208 | 909004.3898 | 1.8592 | 4983.7331 | 2116.0954 | 237.9744 | 637909.6715 | 270856.7439 | 823633.3045 | 9.479 | 823575.3825 | 48.443 | 708590.7243 | 16.1795 | 708491.9222 | 82.6227 |  | 4715 | CB 570 | 7101.6877 | 4156.5478 | 2423.9471 | 4772.8303 | 1827.6905 | 95.0898 | 0 | 0 | 0 | 2328.8574 | 1.8592 | 1.8253 | 1.7524 | 0.54543 | 0.072914 | 0 | 0 | 0 | 0 | 1.7524 | 2116.0954 | 2115.9222 | 2115.55 | 0.54543 | 0.37221 | 0 | 0 | 0 | 0 | 2115.55 | 4983.7331 | 2038.8004 | 306.6448 | 4772.1781 | 1827.2454 | 95.0898 | 0 | 0 | 0 | 211.555 | 0.0044818 | 0.0017158 | 9e-05 | 0 | 0 | 0 | 0.0033308 | 5000000 | scaled
CB 571 | 0 | 0 | 0 | 0 | 0% | 0% | 0% | 0 | 0 | 0 | 0 | 0 | 0 | 0 | 0 | 571 | 0 | 0 | 0 | 0 | 0 | 0 | 0 | 0 | 0 | 0 | 0 | 0 | 0 | 0 | 0 | 0 | 0 | 0 |  | 4716 | CB 571 | 0 | 0 | 0 | 0 | 0 | 0 | 0 | 0 | 0 | 0 | 0 | 0 | 0 | 0 | 0 | 0 | 0 | 0 | 0 | 0 | 0 | 0 | 0 | 0 | 0 | 0 | 0 | 0 | 0 | 0 | 0 | 0 | 0 | 0 | 0 | 0 | 0 | 0 | 0 | 0 | 0 | 0 | 0 | 0 | 0 | 0 | 0 | 5000000 | scaled
CB 572 | 3329.9948 | 1738.3119 | 0 | 1591.6829 | 52.2% | 0% | 47.8% | 1072.5771 | 1703.2425 | 0.016553 | 1072.475 | 0.085551 | 0.023648 | 1703.0968 | 0.12207 | 572 | 0.0045428 | 0.0031134 | 0.0022724 | 733026.942 | 1.2213 | 1882.7557 | 1446.0177 | 268.8513 | 414448.2972 | 318309.7935 | 725065.093 | 11.1901 | 724996.0702 | 57.8327 | 715874.0789 | 9.9391 | 715812.8345 | 51.3053 |  | 4717 | CB 572 | 3329.9948 | 2257.4177 | 1626.7523 | 1738.3119 | 665.7347 | 35.0693 | 0 | 0 | 0 | 1591.6829 | 1.2213 | 1.2048 | 1.1977 | 0.12207 | 0.0070943 | 0 | 0 | 0 | 0 | 1.1977 | 1446.0177 | 1445.9322 | 1445.8957 | 0.12207 | 0.036517 | 0 | 0 | 0 | 0 | 1445.8957 | 1882.7557 | 810.2807 | 179.6589 | 1738.1662 | 665.6911 | 35.0693 | 0 | 0 | 0 | 144.5896 | 0.0023168 | 0.0008874 | 4.64e-05 | 0 | 0 | 0 | 0.002226 | 5000000 | scaled
CB 574 | 0 | 0 | 0 | 0 | 0% | 0% | 0% | 0 | 0 | 0 | 0 | 0 | 0 | 0 | 0 | 574 | 0 | 0 | 0 | 0 | 0 | 0 | 0 | 0 | 0 | 0 | 0 | 0 | 0 | 0 | 0 | 0 | 0 | 0 |  | 4718 | CB 574 | 0 | 0 | 0 | 0 | 0 | 0 | 0 | 0 | 0 | 0 | 0 | 0 | 0 | 0 | 0 | 0 | 0 | 0 | 0 | 0 | 0 | 0 | 0 | 0 | 0 | 0 | 0 | 0 | 0 | 0 | 0 | 0 | 0 | 0 | 0 | 0 | 0 | 0 | 0 | 0 | 0 | 0 | 0 | 0 | 0 | 0 | 0 | 5000000 | scaled
CB 575 | 0 | 0 | 0 | 0 | 0% | 0% | 0% | 0 | 0 | 0 | 0 | 0 | 0 | 0 | 0 | 575 | 0 | 0 | 0 | 0 | 0 | 0 | 0 | 0 | 0 | 0 | 0 | 0 | 0 | 0 | 0 | 0 | 0 | 0 |  | 4719 | CB 575 | 0 | 0 | 0 | 0 | 0 | 0 | 0 | 0 | 0 | 0 | 0 | 0 | 0 | 0 | 0 | 0 | 0 | 0 | 0 | 0 | 0 | 0 | 0 | 0 | 0 | 0 | 0 | 0 | 0 | 0 | 0 | 0 | 0 | 0 | 0 | 0 | 0 | 0 | 0 | 0 | 0 | 0 | 0 | 0 | 0 | 0 | 0 | 5000000 | scaled
CB 576 | 417702.4735 | 327340.8289 | 89750.4157 | 611.2289 | 78.37% | 21.49% | 0.1463% | 255093.407 | 408915.75 | 34403.7402 | 39184.6489 | 181505.0179 | 51968.0183 | 81023.6362 | 275924.0955 | 576 | 0.047237 | 0.026968 | 0.0053438 | 8842622.021 | 52120.1738 | 87734.0314 | 277848.2683 | 1103366.6923 | 1857300.1764 | 5881955.1523 | 6029659.6175 | 813203.4678 | 926210.1191 | 4290246.0305 | 1644283.745 | 208967.6607 | 325802.682 | 1109513.4024 |  | 4720 | CB 576 | 417702.4735 | 162609.0665 | 8786.7235 | 327340.8289 | 111956.4812 | 1014.7202 | 89750.4157 | 50041.3564 | 7160.7744 | 611.2289 | 52120.1738 | 17716.4336 | 152.1555 | 269249.7644 | 17619.9772 | 137.9588 | 172.172 | 95.9965 | 13.7368 | 0.45993 | 277848.2683 | 96343.2504 | 1924.1728 | 269249.7644 | 91303.396 | 727.1935 | 8043.2593 | 4484.6099 | 641.7348 | 555.2445 | 87734.0314 | 48549.3825 | 6710.3951 | 6143.5226 | 3033.1081 | 149.5679 | 81534.9843 | 45460.75 | 6505.3027 | 55.5245 | 0.0020202 | 0.000939 | 4.94e-05 | 0.044359 | 0.025171 | 0.0044358 | 0.0008586 | 5000000 | scaled
CB 577 | 0 | 0 | 0 | 0 | 0% | 0% | 0% | 0 | 0 | 0 | 0 | 0 | 0 | 0 | 0 | 577 | 0 | 0 | 0 | 0 | 0 | 0 | 0 | 0 | 0 | 0 | 0 | 0 | 0 | 0 | 0 | 0 | 0 | 0 |  | 4721 | CB 577 | 0 | 0 | 0 | 0 | 0 | 0 | 0 | 0 | 0 | 0 | 0 | 0 | 0 | 0 | 0 | 0 | 0 | 0 | 0 | 0 | 0 | 0 | 0 | 0 | 0 | 0 | 0 | 0 | 0 | 0 | 0 | 0 | 0 | 0 | 0 | 0 | 0 | 0 | 0 | 0 | 0 | 0 | 0 | 0 | 0 | 0 | 0 | 5000000 | scaled
CB 578 | 140491.5616 | 16926.5716 | 119301.2367 | 4263.7533 | 12.05% | 84.92% | 3.035% | 63682.7304 | 127926.4462 | 58.6939 | 58605.4723 | 5018.5642 | 122.5023 | 117309.6653 | 10494.2786 | 578 | 0.025495 | 0.015319 | 0.0071472 | 5510596.7344 | 134.4218 | 125239.4109 | 15117.7289 | 5272.519 | 4912351.1828 | 592973.0327 | 5013827.6471 | 4621.0507 | 4614088.2403 | 395118.3561 | 1758047.2701 | 1683.5048 | 1612144.6577 | 144219.1076 |  | 4722 | CB 578 | 140491.5616 | 76808.8313 | 12565.1154 | 16926.5716 | 6481.837 | 339.1274 | 119301.2367 | 66063.2409 | 7962.2347 | 4263.7533 | 134.4218 | 75.7279 | 11.9195 | 5.3763 | 0.43827 | 0.023648 | 130.169 | 72.0813 | 8.6876 | 3.2083 | 15117.7289 | 10099.1647 | 4623.4502 | 5.3763 | 2.2568 | 0.12141 | 11239.1299 | 6223.6852 | 750.1061 | 3873.2227 | 125239.4109 | 66633.9386 | 7929.7457 | 16920.1508 | 6479.1419 | 338.9824 | 107931.9378 | 59767.4744 | 7203.441 | 387.3223 | 0.009446 | 0.0036174 | 0.0001892 | 0.010101 | 0.005754 | 0.00101 | 0.005948 | 5000000 | scaled
CB 579 | 49662.1291 | 10758.3576 | 37315.4309 | 1588.3406 | 21.66% | 75.14% | 3.198% | 23258.4975 | 45370.5925 | 20.3978 | 21525.766 | 1712.3336 | 42.7191 | 41739.9006 | 3587.9728 | 579 | 0.015297 | 0.0091326 | 0.0032868 | 3246527.3654 | 46.9664 | 44327.8453 | 5287.3174 | 3070.3024 | 2897812.9887 | 345644.0743 | 2891140.7082 | 2535.548 | 2675754.0364 | 212851.1239 | 1305688.4031 | 1229.382 | 1201203.2738 | 103255.7474 |  | 4723 | CB 579 | 49662.1291 | 26403.6316 | 4291.5366 | 10758.3576 | 4119.664 | 213.5957 | 37315.4309 | 20695.6269 | 2489.6003 | 1588.3406 | 46.9664 | 26.5686 | 4.2474 | 0.12489 | 0.0011824 | 0 | 45.7476 | 25.3722 | 3.0522 | 1.1952 | 5287.3174 | 3574.9838 | 1699.3446 | 0.12489 | 0.006846 | 0 | 3844.333 | 2132.1175 | 256.4851 | 1442.8595 | 44327.8453 | 22802.0792 | 2587.9447 | 10758.2091 | 4119.656 | 213.5957 | 33425.3503 | 18538.1373 | 2230.063 | 144.286 | 0.0029002 | 0.0011108 | 5.76e-05 | 0.010186 | 0.0058112 | 0.0010186 | 0.0022106 | 5000000 | scaled
CB 58 | 0 | 0 | 0 | 0 | 0% | 0% | 0% | 0 | 0 | 0 | 0 | 0 | 0 | 0 | 0 | 58 | 0 | 0 | 0 | 0 | 0 | 0 | 0 | 0 | 0 | 0 | 0 | 0 | 0 | 0 | 0 | 0 | 0 | 0 |  | 4724 | CB 58 | 0 | 0 | 0 | 0 | 0 | 0 | 0 | 0 | 0 | 0 | 0 | 0 | 0 | 0 | 0 | 0 | 0 | 0 | 0 | 0 | 0 | 0 | 0 | 0 | 0 | 0 | 0 | 0 | 0 | 0 | 0 | 0 | 0 | 0 | 0 | 0 | 0 | 0 | 0 | 0 | 0 | 0 | 0 | 0 | 0 | 0 | 0 | 5000000 | scaled
CB 580 | 16685.3683 | 10957.3083 | 0 | 5728.0599 | 65.67% | 0% | 34.33% | 6776.0483 | 10778.267 | 302.0433 | 4924.794 | 1549.2109 | 434.6989 | 8113.6101 | 2229.958 | 580 | 0.021036 | 0.013183 | 0.0083024 | 793196.6887 | 439.6247 | 8809.1548 | 7436.5888 | 20899.0816 | 418773.6392 | 353523.9679 | 751696.9348 | 33506.9992 | 546329.1296 | 171860.806 | 711493.2192 | 28695.2746 | 535594.3182 | 147203.6264 |  | 4725 | CB 580 | 16685.3683 | 9909.32 | 5907.1013 | 10957.3083 | 4181.2601 | 179.0414 | 0 | 0 | 0 | 5728.0599 | 439.6247 | 137.5814 | 4.9258 | 2233.1799 | 133.2712 | 0.61563 | 0 | 0 | 0 | 4.3102 | 7436.5888 | 5887.3778 | 5206.6308 | 2233.1799 | 683.969 | 3.2219 | 0 | 0 | 0 | 5203.4088 | 8809.1548 | 3884.3608 | 695.5447 | 8288.8139 | 3364.0199 | 175.2038 | 0 | 0 | 0 | 520.3409 | 0.013002 | 0.005149 | 0.0002688 | 0 | 0 | 0 | 0.0080336 | 5000000 | scaled
CB 581 | 6692.9176 | 3766.2904 | 0 | 2926.6272 | 56.27% | 0% | 43.73% | 2352.5689 | 3703.0204 | 283.0579 | 617.9442 | 1451.5668 | 444.2092 | 981.942 | 2276.8693 | 581 | 0.012283 | 0.007275 | 0.004306 | 544875.0044 | 453.4574 | 1267.7226 | 4971.7376 | 36916.2751 | 103206.1663 | 404752.563 | 596611.5119 | 71783.4818 | 156710.6655 | 368117.3647 | 694356.0614 | 83293.9858 | 184124.6566 | 426937.419 |  | 4726 | CB 581 | 6692.9176 | 4340.3487 | 2989.8972 | 3766.2904 | 1413.7215 | 63.27 | 0 | 0 | 0 | 2926.6272 | 453.4574 | 170.3995 | 9.2482 | 2313.1694 | 168.1973 | 7.046 | 0 | 0 | 0 | 2.2022 | 4971.7376 | 3520.1708 | 2694.8684 | 2313.1694 | 861.6026 | 36.3001 | 0 | 0 | 0 | 2658.5682 | 1267.7226 | 649.7784 | 285.7806 | 1001.8658 | 383.9216 | 19.9238 | 0 | 0 | 0 | 265.8568 | 0.0081412 | 0.0031328 | 0.0001638 | 0 | 0 | 0 | 0.0041422 | 5000000 | scaled
CB 582 | 1245.572 | 1027.3756 | 0 | 218.1964 | 82.48% | 0% | 17.52% | 634.1583 | 1006.1823 | 0 | 634.1583 | 0 | 0.046901 | 1005.8965 | 0.23889 | 582 | 0.0009004 | 0.0005338 | 0.0003186 | 1383354.0994 | 0.21109 | 1046.9109 | 198.45 | 234.4368 | 1162717.5908 | 220402.0718 | 1145398.5884 | 0 | 1145398.5884 | 0 | 751380.1781 | 35.0241 | 751166.7575 | 178.3966 |  | 4727 | CB 582 | 1245.572 | 611.4138 | 239.3897 | 1027.3756 | 393.2173 | 21.1933 | 0 | 0 | 0 | 218.1964 | 0.21109 | 0.21109 | 0.16419 | 0.23889 | 0.046901 | 0 | 0 | 0 | 0 | 0.16419 | 198.45 | 198.45 | 198.2111 | 0.23889 | 0.23889 | 0 | 0 | 0 | 0 | 198.2111 | 1046.9109 | 412.7527 | 41.0144 | 1027.0898 | 392.9315 | 21.1933 | 0 | 0 | 0 | 19.8211 | 0.0005938 | 0.0002272 | 1.2e-05 | 0 | 0 | 0 | 0.0003066 | 5000000 | scaled
CB 583 | 0 | 0 | 0 | 0 | 0% | 0% | 0% | 0 | 0 | 0 | 0 | 0 | 0 | 0 | 0 | 583 | 0 | 0 | 0 | 0 | 0 | 0 | 0 | 0 | 0 | 0 | 0 | 0 | 0 | 0 | 0 | 0 | 0 | 0 |  | 4728 | CB 583 | 0 | 0 | 0 | 0 | 0 | 0 | 0 | 0 | 0 | 0 | 0 | 0 | 0 | 0 | 0 | 0 | 0 | 0 | 0 | 0 | 0 | 0 | 0 | 0 | 0 | 0 | 0 | 0 | 0 | 0 | 0 | 0 | 0 | 0 | 0 | 0 | 0 | 0 | 0 | 0 | 0 | 0 | 0 | 0 | 0 | 0 | 0 | 5000000 | scaled
CB 584 | 0 | 0 | 0 | 0 | 0% | 0% | 0% | 0 | 0 | 0 | 0 | 0 | 0 | 0 | 0 | 584 | 0 | 0 | 0 | 0 | 0 | 0 | 0 | 0 | 0 | 0 | 0 | 0 | 0 | 0 | 0 | 0 | 0 | 0 |  | 4729 | CB 584 | 0 | 0 | 0 | 0 | 0 | 0 | 0 | 0 | 0 | 0 | 0 | 0 | 0 | 0 | 0 | 0 | 0 | 0 | 0 | 0 | 0 | 0 | 0 | 0 | 0 | 0 | 0 | 0 | 0 | 0 | 0 | 0 | 0 | 0 | 0 | 0 | 0 | 0 | 0 | 0 | 0 | 0 | 0 | 0 | 0 | 0 | 0 | 5000000 | scaled
CB 585 | 0 | 0 | 0 | 0 | 0% | 0% | 0% | 0 | 0 | 0 | 0 | 0 | 0 | 0 | 0 | 585 | 0 | 0 | 0 | 0 | 0 | 0 | 0 | 0 | 0 | 0 | 0 | 0 | 0 | 0 | 0 | 0 | 0 | 0 |  | 4730 | CB 585 | 0 | 0 | 0 | 0 | 0 | 0 | 0 | 0 | 0 | 0 | 0 | 0 | 0 | 0 | 0 | 0 | 0 | 0 | 0 | 0 | 0 | 0 | 0 | 0 | 0 | 0 | 0 | 0 | 0 | 0 | 0 | 0 | 0 | 0 | 0 | 0 | 0 | 0 | 0 | 0 | 0 | 0 | 0 | 0 | 0 | 0 | 0 | 5000000 | scaled
CB 586 | 0 | 0 | 0 | 0 | 0% | 0% | 0% | 0 | 0 | 0 | 0 | 0 | 0 | 0 | 0 | 586 | 0 | 0 | 0 | 0 | 0 | 0 | 0 | 0 | 0 | 0 | 0 | 0 | 0 | 0 | 0 | 0 | 0 | 0 |  | 4731 | CB 586 | 0 | 0 | 0 | 0 | 0 | 0 | 0 | 0 | 0 | 0 | 0 | 0 | 0 | 0 | 0 | 0 | 0 | 0 | 0 | 0 | 0 | 0 | 0 | 0 | 0 | 0 | 0 | 0 | 0 | 0 | 0 | 0 | 0 | 0 | 0 | 0 | 0 | 0 | 0 | 0 | 0 | 0 | 0 | 0 | 0 | 0 | 0 | 5000000 | scaled
CB 587 | 0 | 0 | 0 | 0 | 0% | 0% | 0% | 0 | 0 | 0 | 0 | 0 | 0 | 0 | 0 | 587 | 0 | 0 | 0 | 0 | 0 | 0 | 0 | 0 | 0 | 0 | 0 | 0 | 0 | 0 | 0 | 0 | 0 | 0 |  | 4732 | CB 587 | 0 | 0 | 0 | 0 | 0 | 0 | 0 | 0 | 0 | 0 | 0 | 0 | 0 | 0 | 0 | 0 | 0 | 0 | 0 | 0 | 0 | 0 | 0 | 0 | 0 | 0 | 0 | 0 | 0 | 0 | 0 | 0 | 0 | 0 | 0 | 0 | 0 | 0 | 0 | 0 | 0 | 0 | 0 | 0 | 0 | 0 | 0 | 5000000 | scaled
CB 588 | 21538.0482 | 21291.2333 | 0 | 246.815 | 98.85% | 0% | 1.146% | 13970.5489 | 21177.4402 | 2638.883 | 156.0324 | 11175.6335 | 3999.2523 | 247.1342 | 16931.0537 | 588 | 0.0014694 | 0.0007784 | 0.000372 | 14657716.2443 | 4020.0344 | 274.5175 | 17243.4964 | 2735833.9222 | 186822.8562 | 11735059.466 | 9721864.4822 | 1836353.2571 | 108580.2703 | 7776930.9548 | 969376.5303 | 183061.8457 | 11312.3248 | 775002.3597 |  | 4733 | CB 588 | 21538.0482 | 7567.4993 | 360.6081 | 21291.2333 | 7320.6843 | 113.7931 | 0 | 0 | 0 | 246.815 | 4020.0344 | 1381.1514 | 20.7821 | 17019.288 | 1380.9656 | 20.5964 | 0 | 0 | 0 | 0.18572 | 17243.4964 | 6067.8629 | 312.4427 | 17019.288 | 5843.6545 | 88.2342 | 0 | 0 | 0 | 224.2084 | 274.5175 | 118.4851 | 27.3833 | 252.0967 | 96.0643 | 4.9625 | 0 | 0 | 0 | 22.4208 | 0.00112 | 0.000429 | 2.26e-05 | 0 | 0 | 0 | 0.0003494 | 5000000 | scaled
CB 589 | 115513.0497 | 114580.6883 | 0 | 932.3615 | 99.19% | 0% | 0.8071% | 52546.8701 | 110823.2198 | 10953.2232 | 3440.6709 | 38152.976 | 22857.4457 | 8345.7328 | 79620.0413 | 589 | 0.0061356 | 0.0038356 | 0.001483 | 18826691.7246 | 23637.6948 | 8696.0244 | 83179.3305 | 3852548.2146 | 1417306.2762 | 13556837.2338 | 16416252.9068 | 3421914.2278 | 1074905.5725 | 11919433.1064 | 3162393.7728 | 652248.1847 | 238149.4918 | 2271996.0962 |  | 4734 | CB 589 | 115513.0497 | 62966.1796 | 4689.83 | 114580.6883 | 62033.8182 | 3757.4685 | 0 | 0 | 0 | 932.3615 | 23637.6948 | 12684.4716 | 780.2491 | 82332.367 | 12683.77 | 779.5476 | 0 | 0 | 0 | 0.70157 | 83179.3305 | 45026.3545 | 3559.2893 | 82332.367 | 44179.391 | 2712.3257 | 0 | 0 | 0 | 846.9636 | 8696.0244 | 5255.3535 | 350.2916 | 8611.328 | 5170.6571 | 265.5952 | 0 | 0 | 0 | 84.6964 | 0.0047822 | 0.0024822 | 0.0001296 | 0 | 0 | 0 | 0.0013534 | 5000000 | scaled
CB 59 | 54425.4359 | 53923.8339 | 154.9569 | 346.6451 | 99.08% | 0.2847% | 0.6369% | 18129.5761 | 52554.1382 | 2774.3857 | 3876.7234 | 11478.467 | 8202.7769 | 10431.3073 | 33920.0539 | 59 | 0.0099342 | 0.0060066 | 0.0013038 | 5478592.7329 | 8428.5561 | 10826.8858 | 35169.9941 | 848438.3314 | 1089859.8583 | 3540294.5432 | 6042663.0361 | 924714.2636 | 1292128.0282 | 3825820.7443 | 1435264.4351 | 224019.5419 | 284881.1713 | 926363.7219 |  | 4735 | CB 59 | 54425.4359 | 36295.8598 | 1871.2978 | 53923.8339 | 35863.6597 | 1514.2785 | 154.9569 | 85.5549 | 10.3742 | 346.6451 | 8428.5561 | 5654.1704 | 225.7792 | 34823.103 | 5653.8534 | 225.5115 | 0.10177 | 0.056189 | 0.0068133 | 0.26084 | 35169.9941 | 23691.527 | 1249.9401 | 34823.103 | 23358.9664 | 932.9032 | 31.9962 | 17.6658 | 2.1421 | 314.8948 | 10826.8858 | 6950.1624 | 395.5785 | 10672.5374 | 6850.8399 | 355.8637 | 122.8589 | 67.833 | 8.2252 | 31.4895 | 0.0020612 | 0.0013204 | 6.9e-05 | 0.0073758 | 0.004189 | 0.0007376 | 0.0004972 | 5000000 | scaled
CB 590 | 1201404.4374 | 758282.0166 | 441895.7069 | 1226.7139 | 63.12% | 36.78% | 0.1021% | 543632.5833 | 1146832.8035 | 70042.0602 | 187602.0477 | 285988.4754 | 148560.7673 | 392298.9088 | 605973.1274 | 590 | 0.042337 | 0.02474 | 0.0054222 | 28377308.5694 | 152411.727 | 424208.3644 | 624784.3461 | 3599982.2138 | 10019849.5017 | 14757476.8539 | 26587382.9474 | 3425539.8506 | 9175034.0882 | 13986809.0085 | 10064481.9268 | 1303753.3919 | 3442773.2319 | 5317955.3029 |  | 4736 | CB 590 | 1201404.4374 | 657771.8541 | 54571.6339 | 758282.0166 | 410803.9459 | 19122.2344 | 441895.7069 | 245741.1943 | 34222.6856 | 1226.7139 | 152411.727 | 82369.6667 | 3850.9597 | 584154.2676 | 82025.5403 | 3802.241 | 617.1538 | 343.2034 | 47.7956 | 0.92306 | 624784.3461 | 338795.8707 | 18811.2186 | 584154.2676 | 315706.5542 | 14636.5616 | 39515.7232 | 21974.9612 | 3060.3017 | 1114.3553 | 424208.3644 | 236606.3167 | 31909.4556 | 22334.0989 | 13071.8514 | 683.4317 | 401762.83 | 223423.0298 | 31114.5884 | 111.4355 | 0.0054792 | 0.00309 | 0.000162 | 0.035108 | 0.019901 | 0.0035108 | 0.0017494 | 5000000 | scaled
CB 591 | 1060547.179 | 957018.3839 | 97442.0433 | 6086.7517 | 90.24% | 9.188% | 0.5739% | 589593.0488 | 1023699.6093 | 143192.9442 | 58440.3595 | 387959.7451 | 244627.2486 | 114885.5319 | 664186.8288 | 591 | 0.066615 | 0.038656 | 0.012669 | 15920641.7056 | 250728.6947 | 123071.4419 | 686747.0424 | 3763870.0024 | 1847514.5371 | 10309257.166 | 12183083.0128 | 2958873.9712 | 1207585.0505 | 8016623.991 | 2908528.8029 | 695033.379 | 326412.0407 | 1887083.3832 |  | 4737 | CB 591 | 1060547.179 | 470954.1302 | 36847.5697 | 957018.3839 | 410656.4715 | 23204.7789 | 97442.0433 | 54210.907 | 7556.0391 | 6086.7517 | 250728.6947 | 107535.7505 | 6101.4461 | 672137.1756 | 107416.0468 | 6080.8198 | 206.9303 | 115.1236 | 16.0462 | 4.5801 | 686747.0424 | 298787.2973 | 22560.2136 | 672137.1756 | 288206.1383 | 16326.8197 | 9080.6198 | 5051.9121 | 704.147 | 5529.2469 | 123071.4419 | 64631.0823 | 8185.91 | 34364.024 | 15034.2864 | 797.1394 | 88154.4932 | 49043.8713 | 6835.8459 | 552.9247 | 0.02218 | 0.0097504 | 0.0005094 | 0.035861 | 0.020333 | 0.003586 | 0.0085734 | 5000000 | scaled
CB 592 | 0 | 0 | 0 | 0 | 0% | 0% | 0% | 0 | 0 | 0 | 0 | 0 | 0 | 0 | 0 | 592 | 0 | 0 | 0 | 0 | 0 | 0 | 0 | 0 | 0 | 0 | 0 | 0 | 0 | 0 | 0 | 0 | 0 | 0 |  | 4738 | CB 592 | 0 | 0 | 0 | 0 | 0 | 0 | 0 | 0 | 0 | 0 | 0 | 0 | 0 | 0 | 0 | 0 | 0 | 0 | 0 | 0 | 0 | 0 | 0 | 0 | 0 | 0 | 0 | 0 | 0 | 0 | 0 | 0 | 0 | 0 | 0 | 0 | 0 | 0 | 0 | 0 | 0 | 0 | 0 | 0 | 0 | 0 | 0 | 5000000 | scaled
CB 593 | 0 | 0 | 0 | 0 | 0% | 0% | 0% | 0 | 0 | 0 | 0 | 0 | 0 | 0 | 0 | 593 | 0 | 0 | 0 | 0 | 0 | 0 | 0 | 0 | 0 | 0 | 0 | 0 | 0 | 0 | 0 | 0 | 0 | 0 |  | 4739 | CB 593 | 0 | 0 | 0 | 0 | 0 | 0 | 0 | 0 | 0 | 0 | 0 | 0 | 0 | 0 | 0 | 0 | 0 | 0 | 0 | 0 | 0 | 0 | 0 | 0 | 0 | 0 | 0 | 0 | 0 | 0 | 0 | 0 | 0 | 0 | 0 | 0 | 0 | 0 | 0 | 0 | 0 | 0 | 0 | 0 | 0 | 0 | 0 | 5000000 | scaled
CB 594 | 0 | 0 | 0 | 0 | 0% | 0% | 0% | 0 | 0 | 0 | 0 | 0 | 0 | 0 | 0 | 594 | 0 | 0 | 0 | 0 | 0 | 0 | 0 | 0 | 0 | 0 | 0 | 0 | 0 | 0 | 0 | 0 | 0 | 0 |  | 4740 | CB 594 | 0 | 0 | 0 | 0 | 0 | 0 | 0 | 0 | 0 | 0 | 0 | 0 | 0 | 0 | 0 | 0 | 0 | 0 | 0 | 0 | 0 | 0 | 0 | 0 | 0 | 0 | 0 | 0 | 0 | 0 | 0 | 0 | 0 | 0 | 0 | 0 | 0 | 0 | 0 | 0 | 0 | 0 | 0 | 0 | 0 | 0 | 0 | 5000000 | scaled
CB 595 | 1007.1828 | 623.6697 | 0 | 383.5131 | 61.92% | 0% | 38.08% | 383.4028 | 610.8979 | 0.43039 | 380.7749 | 2.1976 | 0.62036 | 607.1084 | 3.1692 | 595 | 0.0014016 | 0.0009244 | 0.0005452 | 718595.0487 | 0.90894 | 654.7188 | 351.5551 | 648.5 | 467122.4463 | 250824.1024 | 674794.4389 | 757.4872 | 670169.1745 | 3867.7773 | 726861.6175 | 738.1155 | 722352.7678 | 3770.7342 |  | 4741 | CB 595 | 1007.1828 | 623.78 | 396.285 | 623.6697 | 240.2669 | 12.7719 | 0 | 0 | 0 | 383.5131 | 0.90894 | 0.47855 | 0.28858 | 3.1692 | 0.18997 | 0 | 0 | 0 | 0 | 0.28858 | 351.5551 | 349.3575 | 348.3859 | 3.1692 | 0.97157 | 0 | 0 | 0 | 0 | 348.3859 | 654.7188 | 273.9439 | 47.6105 | 619.8802 | 239.1054 | 12.7719 | 0 | 0 | 0 | 34.8386 | 0.0008772 | 0.0004 | 2.08e-05 | 0 | 0 | 0 | 0.0005244 | 5000000 | scaled
CB 596 | 273329.6551 | 272280.7074 | 0 | 1048.9477 | 99.62% | 0% | 0.3838% | 77987.1179 | 261666.6301 | 11914.3101 | 4861.3554 | 61211.4524 | 40333.9675 | 14176.4238 | 207156.2389 | 596 | 0.0060594 | 0.0045404 | 0.0016516 | 45108369.6566 | 41981.3786 | 14786.29 | 216561.9865 | 6928306.1984 | 2440223.453 | 35739840.0052 | 43023199.9885 | 6572774.565 | 2681866.836 | 33768558.5875 | 7061652.3143 | 1088501.2532 | 382582.1269 | 5590568.9343 |  | 4742 | CB 596 | 273329.6551 | 195342.5372 | 11663.025 | 272280.7074 | 194293.5895 | 10614.0772 | 0 | 0 | 0 | 1048.9477 | 41981.3786 | 30067.0685 | 1647.4111 | 215609.1152 | 30066.2792 | 1646.6218 | 0 | 0 | 0 | 0.7893 | 216561.9865 | 155350.5341 | 9405.7477 | 215609.1152 | 154397.6628 | 8452.8764 | 0 | 0 | 0 | 952.8713 | 14786.29 | 9924.9346 | 609.8662 | 14691.0029 | 9829.6475 | 514.5791 | 0 | 0 | 0 | 95.2871 | 0.0045672 | 0.0030482 | 0.0001594 | 0 | 0 | 0 | 0.0014922 | 5000000 | scaled
CB 597 | 218048.8508 | 217312.3758 | 0 | 736.475 | 99.66% | 0% | 0.3378% | 74638.1375 | 207420.4942 | 11283.7107 | 5422.3002 | 57932.1266 | 31216.7386 | 15869.8542 | 160333.9014 | 597 | 0.0040332 | 0.003047 | 0.001134 | 54063485.7673 | 32731.7676 | 16529.9642 | 168787.119 | 8115582.5564 | 4098473.7173 | 41849429.4936 | 47066200.6318 | 7115415.8985 | 3419258.2782 | 36531526.4551 | 9372448.5332 | 1410551.4339 | 717091.1075 | 7244805.9918 |  | 4743 | CB 597 | 218048.8508 | 143410.7133 | 10628.3566 | 217312.3758 | 142674.2383 | 9891.8816 | 0 | 0 | 0 | 736.475 | 32731.7676 | 21448.0569 | 1515.029 | 168118.1001 | 21447.5027 | 1514.4748 | 0 | 0 | 0 | 0.55417 | 168787.119 | 110854.9924 | 8453.2176 | 168118.1001 | 110185.9735 | 7784.1987 | 0 | 0 | 0 | 669.0189 | 16529.9642 | 11107.664 | 660.11 | 16463.0623 | 11040.7621 | 593.2081 | 0 | 0 | 0 | 66.9019 | 0.0030048 | 0.0020186 | 0.0001056 | 0 | 0 | 0 | 0.0010284 | 5000000 | scaled
CB 598 | 17219.7158 | 16436.0202 | 0 | 783.6955 | 95.45% | 0% | 4.551% | 10983.824 | 16350.6094 | 1726.3916 | 374.8145 | 8882.6179 | 2565.4728 | 594.8293 | 13190.3073 | 598 | 0.0027812 | 0.0017428 | 0.0011318 | 6191469.7934 | 2578.1026 | 677.8941 | 13963.7191 | 926974.9102 | 243741.5899 | 5020753.2933 | 3578088.0001 | 562388.9399 | 122099.501 | 2893599.5593 | 767897.4668 | 120486.0333 | 27935.8348 | 619475.5987 |  | 4744 | CB 598 | 17219.7158 | 6235.8918 | 869.1064 | 16436.0202 | 5452.1962 | 85.4108 | 0 | 0 | 0 | 783.6955 | 2578.1026 | 851.711 | 12.6298 | 13251.8047 | 851.1213 | 12.0401 | 0 | 0 | 0 | 0.58971 | 13963.7191 | 5081.1012 | 773.4117 | 13251.8047 | 4369.1868 | 61.4973 | 0 | 0 | 0 | 711.9144 | 677.8941 | 303.0796 | 83.0648 | 606.7027 | 231.8881 | 11.8734 | 0 | 0 | 0 | 71.1914 | 0.001683 | 0.0006446 | 3.36e-05 | 0 | 0 | 0 | 0.0010982 | 5000000 | scaled
CB 599 | 4323244.1936 | 4315016.6286 | 0 | 8227.565 | 99.81% | 0% | 0.1903% | 2574851.989 | 4216874.7027 | 558861.443 | 8923.3723 | 2007067.1738 | 914511.5574 | 18194.044 | 3284169.1012 | 599 | 0.043095 | 0.02477 | 0.01241 | 100319858.952 | 935641.6375 | 20080.8927 | 3367521.6633 | 21711342.8956 | 465972.3659 | 78142543.6906 | 70585070.8359 | 15320210.5239 | 244618.668 | 55020241.644 | 8571134.2982 | 1858817.7095 | 36980.8462 | 6675335.7425 |  | 4745 | CB 599 | 4323244.1936 | 1748392.2046 | 106369.4909 | 4315016.6286 | 1740164.6396 | 98141.9258 | 0 | 0 | 0 | 8227.565 | 935641.6375 | 376780.1946 | 21130.0801 | 3360047.6869 | 376774.0036 | 21123.8891 | 0 | 0 | 0 | 6.191 | 3367521.6633 | 1360454.4896 | 83352.5621 | 3360047.6869 | 1352980.5132 | 75878.5857 | 0 | 0 | 0 | 7473.9764 | 20080.8927 | 11157.5204 | 1886.8487 | 19333.4951 | 10410.1228 | 1139.451 | 0 | 0 | 0 | 747.3976 | 0.031497 | 0.013173 | 0.0008128 | 0 | 0 | 0 | 0.011597 | 5000000 | scaled
CB 60 | 10231.2073 | 8424.1194 | 0 | 1807.0878 | 82.34% | 0% | 17.66% | 5395.997 | 8192.4367 | 244.2366 | 3900.8312 | 1250.9292 | 325.7105 | 6197.9439 | 1668.7823 | 60 | 0.0090716 | 0.0050486 | 0.002681 | 1127828.3065 | 344.4434 | 6487.3857 | 3399.3782 | 37969.4191 | 715131.3682 | 374727.5191 | 957732.8866 | 43349.4351 | 692356.6403 | 222026.8112 | 760451.5394 | 30233.6246 | 575315.5199 | 154902.3949 |  | 4746 | CB 60 | 10231.2073 | 4835.2103 | 2038.7706 | 8424.1194 | 3028.1224 | 231.6827 | 0 | 0 | 0 | 1807.0878 | 344.4434 | 100.2068 | 18.7329 | 1757.8072 | 98.847 | 17.3731 | 0 | 0 | 0 | 1.3598 | 3399.3782 | 2148.449 | 1730.5959 | 1757.8072 | 506.878 | 89.0249 | 0 | 0 | 0 | 1641.571 | 6487.3857 | 2586.5545 | 289.4418 | 6323.2286 | 2422.3974 | 125.2847 | 0 | 0 | 0 | 164.1571 | 0.0065212 | 0.0024982 | 0.0001306 | 0 | 0 | 0 | 0.0025504 | 5000000 | scaled
CB 61 | 184259.5046 | 32426.6795 | 145143.4051 | 6689.4199 | 17.6% | 78.77% | 3.63% | 82369.0176 | 166966.9182 | 1096.8197 | 69896.5295 | 11375.6684 | 2074.459 | 141981.946 | 22910.5132 | 61 | 0.035306 | 0.021369 | 0.010746 | 5218899.3591 | 2169.5653 | 151705.9761 | 30383.9632 | 61449.9801 | 4296865.0295 | 860584.3495 | 4768189.4631 | 63492.8565 | 4046180.2896 | 658516.317 | 1609181.5146 | 19993.0683 | 1368383.1824 | 220805.2638 |  | 4747 | CB 61 | 184259.5046 | 101890.487 | 17292.5864 | 32426.6795 | 14707.127 | 918.077 | 145143.4051 | 80493.94 | 9685.0894 | 6689.4199 | 2169.5653 | 1072.7456 | 95.1063 | 8250.1031 | 974.0555 | 78.8039 | 168.8775 | 93.6565 | 11.2688 | 5.0336 | 30383.9632 | 19008.2948 | 7473.4499 | 8250.1031 | 4026.574 | 325.2783 | 16057.1452 | 8905.0059 | 1071.4568 | 6076.7149 | 151705.9761 | 81809.4466 | 9724.0301 | 22180.9222 | 9706.4975 | 513.9948 | 128917.3824 | 71495.2777 | 8602.3638 | 607.6715 | 0.015844 | 0.0062212 | 0.0003244 | 0.010045 | 0.0057302 | 0.0010044 | 0.0094174 | 5000000 | scaled
CB 62 | 88591.2636 | 15819.901 | 71214.3643 | 1556.9983 | 17.86% | 80.39% | 1.758% | 40054.5051 | 81548.0835 | 562.2762 | 33427.5828 | 6064.6461 | 982.837 | 68849.8664 | 11715.3801 | 62 | 0.016405 | 0.0098158 | 0.0032956 | 5400259.8936 | 1069.3119 | 73478.14 | 14043.8117 | 65182.0732 | 4479008.8383 | 856068.9821 | 4944758.2958 | 69413.4106 | 4126659.832 | 748685.0531 | 2137146.5294 | 25757.3998 | 1804361.8783 | 307027.2513 |  | 4748 | CB 62 | 88591.2636 | 48536.7585 | 7043.1801 | 15819.901 | 7469.3362 | 733.3088 | 71214.3643 | 39510.424 | 4752.873 | 1556.9983 | 1069.3119 | 507.0357 | 86.475 | 5033.8463 | 458.8289 | 79.6453 | 84.7773 | 47.0353 | 5.6581 | 1.1716 | 14043.8117 | 7979.1655 | 2328.4316 | 5033.8463 | 2350.6772 | 407.112 | 7595.5774 | 4214.1005 | 506.9316 | 1414.3879 | 73478.14 | 40050.5572 | 4628.2736 | 9802.6916 | 4659.8301 | 246.5515 | 63534.0096 | 35249.2883 | 4240.2833 | 141.4388 | 0.0040876 | 0.0018478 | 9.6e-05 | 0.010131 | 0.0057814 | 0.001013 | 0.0021866 | 5000000 | scaled
CB 63 | 198804.9862 | 71917.8983 | 125056.9319 | 1830.156 | 36.18% | 62.9% | 0.9206% | 100413.472 | 187425.3843 | 6708.4248 | 59354.3528 | 34350.6944 | 10657.8558 | 119713.1502 | 57054.3782 | 63 | 0.019218 | 0.010832 | 0.0037158 | 10344620.526 | 10840.0124 | 127716.8772 | 60248.0966 | 564049.3061 | 6645621.1919 | 3134950.0281 | 9083243.8675 | 606833.5012 | 5369100.8804 | 3107309.4859 | 3062490.4297 | 174147.0691 | 1956087.1028 | 932256.2579 |  | 4749 | CB 63 | 198804.9862 | 98391.5142 | 11379.6019 | 71917.8983 | 27295.7349 | 1207.0214 | 125056.9319 | 69265.6233 | 8342.4245 | 1830.156 | 10840.0124 | 4131.5875 | 182.1566 | 46879.1237 | 4047.4363 | 170.8101 | 149.4461 | 82.7741 | 9.9694 | 1.3771 | 60248.0966 | 25897.4023 | 3193.7184 | 46879.1237 | 17750.9945 | 750.2666 | 11706.4467 | 6483.8815 | 780.9255 | 1662.5263 | 127716.8772 | 68362.5244 | 8003.727 | 14349.5854 | 5497.3041 | 285.9447 | 113201.0392 | 62698.9677 | 7551.5296 | 166.2526 | 0.0065658 | 0.0025146 | 0.0001314 | 0.010076 | 0.0057408 | 0.0010076 | 0.0025768 | 5000000 | scaled
CB 64 | 105415.7493 | 33785.7483 | 69305.367 | 2324.634 | 32.05% | 65.74% | 2.205% | 47560.9349 | 97252.5751 | 2246.2393 | 31440.2879 | 13874.4077 | 4191.2584 | 66644.562 | 26416.7546 | 64 | 0.017938 | 0.010831 | 0.0041292 | 5876606.8654 | 4350.8875 | 71373.3429 | 29691.5189 | 242548.7229 | 3978846.4208 | 1655211.7217 | 5341397.6368 | 252267.0619 | 3530945.7137 | 1558184.8613 | 1976938.4419 | 85199.388 | 1354742.4994 | 536996.5545 |  | 4750 | CB 64 | 105415.7493 | 57854.8144 | 8163.1742 | 33785.7483 | 17200.0332 | 1175.7938 | 69305.367 | 38330.1472 | 4662.7464 | 2324.634 | 4350.8875 | 2104.6482 | 159.6291 | 21923.8586 | 2057.2606 | 152.3281 | 82.5196 | 45.6384 | 5.5518 | 1.7492 | 29691.5189 | 15817.1112 | 3274.7643 | 21923.8586 | 10577.3099 | 782.5284 | 5655.9469 | 3128.0878 | 380.5224 | 2111.7134 | 71373.3429 | 39933.055 | 4728.7808 | 7595.271 | 4565.4628 | 240.9373 | 63566.9005 | 35156.4209 | 4276.6722 | 211.1713 | 0.0073962 | 0.0034482 | 0.0001796 | 0.0073248 | 0.004166 | 0.0007324 | 0.0032172 | 5000000 | scaled
CB 65 | 189265.5769 | 117454.4384 | 67313.6529 | 4497.4856 | 62.06% | 35.57% | 2.376% | 105611.5858 | 177524.9816 | 11468.1028 | 39092.9283 | 55050.5547 | 17135.9539 | 76681.5524 | 83707.4753 | 65 | 0.027671 | 0.015997 | 0.0074298 | 6839754.2909 | 17556.0295 | 81645.261 | 90064.2863 | 634446.7401 | 2950528.7425 | 3254778.8084 | 5229485.7074 | 567857.0126 | 1935733.7384 | 2725894.9565 | 1580203.4124 | 152532.2952 | 682565.629 | 745105.4882 |  | 4751 | CB 65 | 189265.5769 | 83653.9911 | 11740.5953 | 117454.4384 | 41857.5548 | 2714.4017 | 67313.6529 | 37298.9506 | 4528.708 | 4497.4856 | 17556.0295 | 6087.9267 | 420.0756 | 80190.1662 | 6031.5151 | 410.253 | 95.6989 | 53.0274 | 6.4384 | 3.3842 | 90064.2863 | 35013.7316 | 6356.8111 | 80190.1662 | 27720.6972 | 1881.8224 | 5788.5734 | 3207.4877 | 389.4419 | 4085.5467 | 81645.261 | 42552.3327 | 4963.7087 | 19807.3257 | 8105.3425 | 422.3264 | 61429.3806 | 34038.4355 | 4132.8277 | 408.5547 | 0.013926 | 0.0054054 | 0.0002826 | 0.0073318 | 0.0041772 | 0.0007332 | 0.006414 | 5000000 | scaled
CB 66 | 917867.3763 | 857861.2586 | 54683.6972 | 5322.4204 | 93.46% | 5.958% | 0.5799% | 559341.058 | 892467.001 | 102234.8651 | 28957.7652 | 428148.4277 | 160800.4282 | 56629.3818 | 675037.1909 | 66 | 0.036366 | 0.020392 | 0.0087878 | 25239712.2664 | 163945.1223 | 60520.4316 | 693401.8224 | 4508197.8314 | 1664203.6949 | 19067310.7401 | 17581369.4435 | 3213475.7641 | 910208.8257 | 13457684.8537 | 2890413.4509 | 520780.8469 | 183404.3464 | 2186228.2575 |  | 4752 | CB 66 | 917867.3763 | 358526.3182 | 25400.3753 | 857861.2586 | 322908.6286 | 16428.8636 | 54683.6972 | 30295.2692 | 3649.0913 | 5322.4204 | 163945.1223 | 61710.2572 | 3144.6941 | 681321.2918 | 61667.0941 | 3135.9725 | 70.6813 | 39.1581 | 4.7166 | 4.0049 | 693401.8224 | 265253.3946 | 18364.6315 | 681321.2918 | 256404.3386 | 13046.2026 | 7245.6074 | 4014.1329 | 483.5058 | 4834.9232 | 60520.4316 | 31562.6664 | 3891.0497 | 12669.5308 | 4837.1959 | 246.6885 | 47367.4085 | 26241.9782 | 3160.8689 | 483.4923 | 0.018797 | 0.0071994 | 0.000376 | 0.010174 | 0.0057986 | 0.0010174 | 0.0073944 | 5000000 | scaled
CB 67 | 10876.0791 | 10799.6753 | 0 | 76.4038 | 99.3% | 0% | 0.7025% | 3325.6362 | 10795.1205 | 499.5869 | 48.7381 | 2777.3113 | 1602.5052 | 144.7406 | 9047.8747 | 67 | 0.0002312 | 0.0001878 | 0.0001036 | 47041864.4613 | 1602.5627 | 156.2359 | 9117.2804 | 6931499.6534 | 675760.8029 | 39434604.0051 | 40204700.8261 | 6039668.7715 | 589210.7325 | 33575821.322 | 781453.2984 | 116004.5408 | 10477.6952 | 654971.0624 |  | 4753 | CB 67 | 10876.0791 | 7550.4428 | 80.9586 | 10799.6753 | 7474.039 | 4.5548 | 0 | 0 | 0 | 76.4038 | 1602.5627 | 1102.9758 | 0.057491 | 9047.8747 | 1102.9183 | 0 | 0 | 0 | 0 | 0.057491 | 9117.2804 | 6339.9692 | 69.4057 | 9047.8747 | 6270.5635 | 0 | 0 | 0 | 0 | 69.4057 | 156.2359 | 107.4978 | 11.4953 | 149.2953 | 100.5572 | 4.5548 | 0 | 0 | 0 | 6.9406 | 0.0001322 | 8.88e-05 | 4.6e-06 | 0 | 0 | 0 | 9.9e-05 | 5000000 | scaled
CB 68 | 125602.8057 | 122631.0156 | 1977.3163 | 994.4738 | 97.63% | 1.574% | 0.7918% | 76438.2025 | 122491.7752 | 13469.3742 | 10578.549 | 52390.2792 | 21391.2752 | 17857.6295 | 83242.8705 | 68 | 0.015716 | 0.0089032 | 0.0025276 | 7992033.9604 | 21726.6487 | 18414.9785 | 85461.1785 | 1382454.1049 | 1171734.4408 | 5437845.4146 | 5522127.2371 | 973068.3865 | 764226.4179 | 3784832.4327 | 1230823.9124 | 214944.1702 | 179437.3328 | 836442.4093 |  | 4754 | CB 68 | 125602.8057 | 49164.6032 | 3111.0305 | 122631.0156 | 47074.9151 | 1984.7099 | 1977.3163 | 1095.2143 | 131.8469 | 994.4738 | 21726.6487 | 8257.2745 | 335.3736 | 84372.9026 | 8254.65 | 334.3994 | 3.3873 | 1.8762 | 0.22586 | 0.74831 | 85461.1785 | 33070.8993 | 2218.308 | 84372.9026 | 32065.1044 | 1302.5929 | 184.8892 | 102.4081 | 12.3284 | 903.3868 | 18414.9785 | 7836.4294 | 557.3489 | 16535.5999 | 6755.1608 | 347.7176 | 1789.0399 | 990.93 | 119.2926 | 90.3387 | 0.0040686 | 0.0016562 | 8.64e-05 | 0.010229 | 0.0058286 | 0.0010228 | 0.0014184 | 5000000 | scaled
CB 69 | 50796.2268 | 46834.1542 | 2937.687 | 1024.3856 | 92.2% | 5.783% | 2.017% | 14654.6749 | 48697.6154 | 2350.3877 | 2532.7952 | 9771.492 | 8301.5205 | 6260.1769 | 34135.9181 | 69 | 0.011719 | 0.0072728 | 0.0022644 | 4334444.9139 | 8448.0671 | 6651.3796 | 35696.7802 | 720874.0405 | 567562.5976 | 3046008.2758 | 4969413.6991 | 797018.6125 | 858873.1727 | 3313521.9139 | 926784.7512 | 157989.7194 | 119140.0532 | 649654.9786 |  | 4755 | CB 69 | 50796.2268 | 36141.552 | 2098.6114 | 46834.1542 | 33491.4954 | 877.2157 | 2937.687 | 1625.671 | 197.0101 | 1024.3856 | 8448.0671 | 6097.6794 | 146.5466 | 34177.6198 | 6093.1507 | 145.3203 | 6.7907 | 3.7579 | 0.45541 | 0.77082 | 35696.7802 | 25925.2882 | 1560.8621 | 34177.6198 | 24669.0062 | 590.8299 | 588.6015 | 325.7231 | 39.4734 | 930.5589 | 6651.3796 | 4118.5844 | 391.2027 | 4216.0289 | 2729.3385 | 141.0655 | 2342.2948 | 1296.19 | 157.0813 | 93.0559 | 0.0028786 | 0.0016208 | 8.48e-05 | 0.007401 | 0.0042124 | 0.00074 | 0.0014396 | 5000000 | scaled
CB 70 | 14350.5269 | 10390.1039 | 0 | 3960.423 | 72.4% | 0% | 27.6% | 4809.3018 | 10091.4173 | 17.68 | 4700.4359 | 91.1859 | 27.0399 | 9924.9419 | 139.4355 | 70 | 0.016758 | 0.010593 | 0.0058676 | 856338.8757 | 31.697 | 10573.0893 | 3745.7406 | 1891.4577 | 630927.8719 | 223519.5461 | 900744.3953 | 3311.3243 | 880354.6708 | 17078.4001 | 725869.1042 | 1944.9611 | 713894.6369 | 10029.5062 |  | 4756 | CB 70 | 14350.5269 | 9541.2251 | 4259.1096 | 10390.1039 | 5580.8021 | 298.6865 | 0 | 0 | 0 | 3960.423 | 31.697 | 14.0171 | 4.6572 | 148.0652 | 11.037 | 1.6771 | 0 | 0 | 0 | 2.9801 | 3745.7406 | 3654.5547 | 3606.305 | 148.0652 | 56.8793 | 8.6296 | 0 | 0 | 0 | 3597.6754 | 10573.0893 | 5872.6534 | 648.1474 | 10213.3217 | 5512.8858 | 288.3798 | 0 | 0 | 0 | 359.7675 | 0.011151 | 0.004986 | 0.000261 | 0 | 0 | 0 | 0.0056066 | 5000000 | scaled
CB 700 | 6790.0717 | 6497.196 | 0 | 292.8757 | 95.69% | 0% | 4.313% | 1585.3311 | 6382.2648 | 254.5248 | 17.6537 | 1313.1526 | 1029.0018 | 52.1299 | 5301.1331 | 700 | 0.0015946 | 0.0012148 | 0.0004774 | 4258166.1138 | 1047.5915 | 80.6079 | 5661.8723 | 656961.9334 | 50550.5246 | 3550653.6558 | 4284442.3784 | 687866.818 | 47710.0559 | 3548865.5044 | 854224.782 | 137725.2176 | 6977.2557 | 709522.3086 |  | 4757 | CB 700 | 6790.0717 | 5204.7406 | 407.8069 | 6497.196 | 4911.8649 | 114.9312 | 0 | 0 | 0 | 292.8757 | 1047.5915 | 793.0667 | 18.5897 | 5395.8221 | 792.8464 | 18.3694 | 0 | 0 | 0 | 0.22038 | 5661.8723 | 4348.7197 | 360.7393 | 5395.8221 | 4082.6694 | 94.689 | 0 | 0 | 0 | 266.0503 | 80.6079 | 62.9542 | 28.4779 | 54.0028 | 36.3491 | 1.8729 | 0 | 0 | 0 | 26.605 | 0.0011578 | 0.000778 | 4.06e-05 | 0 | 0 | 0 | 0.0004368 | 5000000 | scaled
CB 701 | 193601.8371 | 88708.9124 | 91445.4313 | 13447.4935 | 45.82% | 47.23% | 6.946% | 81417.4127 | 170900.3251 | 4701.0901 | 55724.5087 | 20991.814 | 9180.2529 | 120274.6955 | 41445.3767 | 701 | 0.065404 | 0.038566 | 0.020226 | 2960109.7972 | 9651.6939 | 128094.3761 | 55855.7672 | 147571.2938 | 1958521.7954 | 854016.708 | 2908909.5626 | 167962.177 | 1990944.5742 | 750002.8114 | 1122403.6619 | 60292.1584 | 789915.166 | 272196.3375 |  | 4758 | CB 701 | 193601.8371 | 112184.4244 | 22701.512 | 88708.9124 | 48259.3132 | 3487.4663 | 91445.4313 | 50477.6178 | 5766.5522 | 13447.4935 | 9651.6939 | 4950.6038 | 471.441 | 36115.2828 | 4877.1217 | 454.0835 | 114.7892 | 63.3633 | 7.2386 | 10.1188 | 55855.7672 | 34863.9532 | 14410.3905 | 36115.2828 | 18494.551 | 1720.0881 | 7524.6892 | 4153.607 | 474.5072 | 12215.7952 | 128094.3761 | 72369.8674 | 7819.6806 | 43066.8437 | 24887.6405 | 1313.2947 | 83805.9529 | 46260.6474 | 5284.8064 | 1221.5795 | 0.041751 | 0.016977 | 0.0008882 | 0.0047942 | 0.002731 | 0.0004794 | 0.018858 | 5000000 | scaled
CB 702 | 63753.9388 | 63026.4207 | 0 | 727.5182 | 98.86% | 0% | 1.141% | 29424.642 | 61297.7456 | 1950.6049 | 17420.5169 | 10053.5203 | 4229.469 | 35280.0213 | 21788.2553 | 702 | 0.005363 | 0.003262 | 0.0011178 | 11887737.9883 | 4350.3679 | 36334.1639 | 23069.407 | 811181.7798 | 6774969.9664 | 4301586.2421 | 10524002.6997 | 697652.3665 | 6230613.3227 | 3595737.0105 | 2197345.8533 | 151614.1605 | 1264686.1273 | 781045.5656 |  | 4759 | CB 702 | 63753.9388 | 34329.2968 | 2456.1932 | 63026.4207 | 33601.7786 | 1728.675 | 0 | 0 | 0 | 727.5182 | 4350.3679 | 2399.763 | 120.8989 | 22408.5245 | 2399.2156 | 120.3514 | 0 | 0 | 0 | 0.54743 | 23069.407 | 13015.8868 | 1281.1517 | 22408.5245 | 12355.0043 | 620.2692 | 0 | 0 | 0 | 660.8825 | 36334.1639 | 18913.6471 | 1054.1426 | 36268.0757 | 18847.5588 | 988.0544 | 0 | 0 | 0 | 66.0882 | 0.0043634 | 0.0022624 | 0.0001182 | 0 | 0 | 0 | 0.0009996 | 5000000 | scaled
CB 703 | 6873.3915 | 6528.5261 | 154.8103 | 190.055 | 94.98% | 2.252% | 2.765% | 4069.8046 | 6556.3994 | 93.0913 | 3480.6486 | 496.0648 | 157.5807 | 5554.9304 | 843.8884 | 703 | 0.0055408 | 0.003192 | 0.0007518 | 1240505.2448 | 158.5937 | 5691.8895 | 1022.9083 | 28622.8889 | 1027268.5362 | 184613.8196 | 878316.6749 | 20090.3054 | 751169.1563 | 107057.2132 | 421644.0864 | 10134.0608 | 357239.3001 | 54270.7255 |  | 4760 | CB 703 | 6873.3915 | 2803.5868 | 316.992 | 6528.5261 | 2527.8179 | 116.6167 | 154.8103 | 85.7139 | 10.3203 | 190.055 | 158.5937 | 65.5024 | 1.013 | 818.4274 | 64.9483 | 0.82054 | 0.74251 | 0.41111 | 0.049499 | 0.14301 | 1022.9083 | 526.8435 | 179.0198 | 818.4274 | 336.5709 | 4.2504 | 31.8335 | 17.6253 | 2.1221 | 172.6473 | 5691.8895 | 2211.2409 | 136.9591 | 5552.3905 | 2126.2987 | 111.5458 | 122.2343 | 67.6775 | 8.1486 | 17.2647 | 0.000394 | 0.0001508 | 8e-06 | 0.0048922 | 0.0027866 | 0.0004892 | 0.0002546 | 5000000 | scaled
CB 704 | 194568.8733 | 66328.3942 | 126849.3306 | 1391.1485 | 34.09% | 65.2% | 0.715% | 96545.0788 | 184671.3127 | 4091.8533 | 66934.9074 | 25518.3182 | 6671.7734 | 134287.8986 | 43711.6406 | 704 | 0.012532 | 0.0070802 | 0.0025496 | 15525516.1339 | 6802.507 | 141558.3392 | 46208.0271 | 542802.301 | 11295569.7477 | 3687144.0851 | 13844777.6133 | 586780.8006 | 9598613.6042 | 3659383.2085 | 3882005.2703 | 140248.4191 | 2822887.4469 | 918869.4043 |  | 4761 | CB 704 | 194568.8733 | 98023.7945 | 9897.5606 | 66328.3942 | 26699.0542 | 1289.0313 | 126849.3306 | 69933.5918 | 7217.3808 | 1391.1485 | 6802.507 | 2710.6537 | 130.7336 | 34178.7907 | 2621.0818 | 120.5507 | 160.5717 | 88.5252 | 9.1361 | 1.0468 | 46208.0271 | 20689.7089 | 2496.3865 | 34178.7907 | 13490.8237 | 620.1297 | 10765.5076 | 5935.1564 | 612.528 | 1263.7288 | 141558.3392 | 74623.4318 | 7270.4405 | 25508.715 | 10587.1487 | 548.351 | 115923.2513 | 63909.9102 | 6595.7167 | 126.3729 | 0.0057776 | 0.002385 | 0.0001238 | 0.0048098 | 0.0027504 | 0.000481 | 0.0019448 | 5000000 | scaled
CB 706 | 32941.0963 | 31821.0133 | 104.2108 | 1015.8722 | 96.6% | 0.3164% | 3.084% | 16523.0161 | 31089.761 | 2979.0749 | 40.3235 | 13503.6177 | 5601.5781 | 85.6827 | 25402.5001 | 706 | 0.010907 | 0.0068 | 0.002052 | 3020123.9792 | 5752.3452 | 183.7089 | 27005.0422 | 527389.7267 | 16842.8975 | 2475891.355 | 2414423.5565 | 435316.9268 | 5892.2715 | 1973214.3582 | 902210.155 | 162555.1474 | 2486.4728 | 737168.5348 |  | 4762 | CB 706 | 32941.0963 | 16418.0802 | 1851.3352 | 31821.0133 | 15344.2758 | 828.5089 | 104.2108 | 57.9322 | 6.9542 | 1015.8722 | 5752.3452 | 2773.2703 | 150.7671 | 26060.9642 | 2771.7544 | 149.9125 | 1.3519 | 0.75157 | 0.090218 | 0.76441 | 27005.0422 | 13501.4245 | 1602.5421 | 26060.9642 | 12566.7846 | 678.2986 | 21.2527 | 11.8147 | 1.4182 | 922.8252 | 183.7089 | 143.3853 | 98.0261 | 9.8202 | 5.7368 | 0.29784 | 81.6061 | 45.366 | 5.4457 | 92.2825 | 0.0045802 | 0.002571 | 0.0001342 | 0.0048992 | 0.0028012 | 0.00049 | 0.0014278 | 5000000 | scaled
CB 707 | 24272.2451 | 8495.2162 | 15063.4163 | 713.6125 | 35% | 62.06% | 2.94% | 10517.1806 | 22433.3056 | 536.1414 | 6629.4083 | 3351.631 | 1169.9417 | 14002.2534 | 7261.1105 | 707 | 0.0080484 | 0.0050296 | 0.0015842 | 3015785.1327 | 1185.0636 | 15015.039 | 8072.1425 | 147242.1303 | 1865593.0333 | 1002949.9692 | 2734822.7352 | 139414.9004 | 1723870.409 | 871537.4258 | 1160800.0633 | 60538.0415 | 724539.5288 | 375722.493 |  | 4763 | CB 707 | 24272.2451 | 13755.0644 | 1838.9395 | 8495.2162 | 4668.9234 | 120.2791 | 15063.4163 | 8372.5285 | 1005.0479 | 713.6125 | 1185.0636 | 648.9222 | 15.1219 | 6007.3905 | 636.1397 | 13.1149 | 22.0314 | 12.2454 | 1.47 | 0.53697 | 8072.1425 | 4720.5116 | 811.0321 | 6007.3905 | 3284.943 | 68.271 | 1416.5016 | 787.3181 | 94.5106 | 648.2505 | 15015.039 | 8385.6307 | 1012.7855 | 1325.3305 | 747.8407 | 38.8931 | 13624.8834 | 7572.965 | 909.0674 | 64.825 | 0.0021186 | 0.0011978 | 6.26e-05 | 0.004898 | 0.0028 | 0.0004898 | 0.0010318 | 5000000 | scaled
CB 708 | 12360.2076 | 11731.7984 | 103.6785 | 524.7306 | 94.92% | 0.8388% | 4.245% | 6194.8265 | 11460.7125 | 550.3883 | 2779.8892 | 2864.549 | 993.2444 | 5298.9544 | 5168.5137 | 708 | 0.0077752 | 0.0045848 | 0.0012858 | 1589696.4152 | 1031.0357 | 5489.184 | 5839.9879 | 132605.6815 | 705986.2106 | 751104.5232 | 1344743.7316 | 119475.6994 | 603445.2327 | 621822.7995 | 699560.6722 | 60627.5311 | 323447.6127 | 315485.5284 |  | 4764 | CB 708 | 12360.2076 | 6165.3811 | 899.4951 | 11731.7984 | 5582.9301 | 367.8475 | 103.6785 | 57.7204 | 6.917 | 524.7306 | 1031.0357 | 480.6474 | 37.7913 | 5342.0437 | 479.857 | 37.3491 | 0.71053 | 0.39557 | 0.047403 | 0.39484 | 5839.9879 | 2975.4389 | 671.4742 | 5342.0437 | 2486.9255 | 193.3859 | 21.2753 | 11.8445 | 1.4194 | 476.6689 | 5489.184 | 2709.2948 | 190.2296 | 5359.8244 | 2616.1476 | 137.1125 | 81.6927 | 45.4804 | 5.4502 | 47.6669 | 0.0021292 | 0.0010352 | 5.38e-05 | 0.0049044 | 0.002808 | 0.0004904 | 0.0007416 | 5000000 | scaled
CB 71 | 7932.357 | 4909.7808 | 0 | 3022.5762 | 61.9% | 0% | 38.1% | 2796.2697 | 4822.6978 | 291.019 | 1010.1608 | 1495.0899 | 477.475 | 1891.9425 | 2453.2803 | 71 | 0.012179 | 0.007628 | 0.004347 | 651303.6191 | 486.0535 | 2214.8239 | 5231.4797 | 39908.4883 | 181852.987 | 429542.1438 | 673320.3115 | 70075.1461 | 243238.9687 | 360006.1967 | 715357.5355 | 70824.5332 | 280634.4912 | 363898.5111 |  | 4765 | CB 71 | 7932.357 | 5136.0873 | 3109.6592 | 4909.7808 | 2113.5111 | 87.083 | 0 | 0 | 0 | 3022.5762 | 486.0535 | 195.0345 | 8.5785 | 2485.7507 | 192.7601 | 6.3041 | 0 | 0 | 0 | 2.2744 | 5231.4797 | 3736.3897 | 2778.1994 | 2485.7507 | 990.6608 | 32.4704 | 0 | 0 | 0 | 2745.7289 | 2214.8239 | 1204.6631 | 322.8814 | 1940.251 | 930.0902 | 48.3085 | 0 | 0 | 0 | 274.5729 | 0.008012 | 0.0034608 | 0.0001798 | 0 | 0 | 0 | 0.0041672 | 5000000 | scaled
CB 710 | 0 | 0 | 0 | 0 | 0% | 0% | 0% | 0 | 0 | 0 | 0 | 0 | 0 | 0 | 0 | 710 | 0 | 0 | 0 | 0 | 0 | 0 | 0 | 0 | 0 | 0 | 0 | 0 | 0 | 0 | 0 | 0 | 0 | 0 |  | 4766 | CB 710 | 0 | 0 | 0 | 0 | 0 | 0 | 0 | 0 | 0 | 0 | 0 | 0 | 0 | 0 | 0 | 0 | 0 | 0 | 0 | 0 | 0 | 0 | 0 | 0 | 0 | 0 | 0 | 0 | 0 | 0 | 0 | 0 | 0 | 0 | 0 | 0 | 0 | 0 | 0 | 0 | 0 | 0 | 0 | 0 | 0 | 0 | 0 | 5000000 | scaled
CB 711 | 0 | 0 | 0 | 0 | 0% | 0% | 0% | 0 | 0 | 0 | 0 | 0 | 0 | 0 | 0 | 711 | 0 | 0 | 0 | 0 | 0 | 0 | 0 | 0 | 0 | 0 | 0 | 0 | 0 | 0 | 0 | 0 | 0 | 0 |  | 4767 | CB 711 | 0 | 0 | 0 | 0 | 0 | 0 | 0 | 0 | 0 | 0 | 0 | 0 | 0 | 0 | 0 | 0 | 0 | 0 | 0 | 0 | 0 | 0 | 0 | 0 | 0 | 0 | 0 | 0 | 0 | 0 | 0 | 0 | 0 | 0 | 0 | 0 | 0 | 0 | 0 | 0 | 0 | 0 | 0 | 0 | 0 | 0 | 0 | 5000000 | scaled
CB 712 | 1827.3179 | 1449.3748 | 0 | 377.9432 | 79.32% | 0% | 20.68% | 437.6011 | 1372.866 | 51.778 | 118.1007 | 267.7224 | 182.7219 | 246.3519 | 943.7922 | 712 | 0.0012852 | 0.0009328 | 0.0005562 | 1421816.0165 | 194.2235 | 287.8374 | 1345.257 | 151123.2013 | 223963.1104 | 1046729.7047 | 1489833.6636 | 176280.5912 | 402079.5912 | 911473.4813 | 817065.7851 | 108747.5655 | 146617.1507 | 561701.0689 |  | 4768 | CB 712 | 1827.3179 | 1389.7168 | 454.452 | 1449.3748 | 1011.7737 | 76.5088 | 0 | 0 | 0 | 377.9432 | 194.2235 | 142.4456 | 11.5016 | 1001.9309 | 142.1612 | 11.2172 | 0 | 0 | 0 | 0.28439 | 1345.257 | 1077.5346 | 401.4649 | 1001.9309 | 734.2085 | 58.1387 | 0 | 0 | 0 | 343.3262 | 287.8374 | 169.7366 | 41.4855 | 253.5048 | 135.404 | 7.1529 | 0 | 0 | 0 | 34.3326 | 0.0007498 | 0.0003974 | 2.08e-05 | 0 | 0 | 0 | 0.0005354 | 5000000 | scaled
CB 713 | 0 | 0 | 0 | 0 | 0% | 0% | 0% | 0 | 0 | 0 | 0 | 0 | 0 | 0 | 0 | 713 | 0 | 0 | 0 | 0 | 0 | 0 | 0 | 0 | 0 | 0 | 0 | 0 | 0 | 0 | 0 | 0 | 0 | 0 |  | 4769 | CB 713 | 0 | 0 | 0 | 0 | 0 | 0 | 0 | 0 | 0 | 0 | 0 | 0 | 0 | 0 | 0 | 0 | 0 | 0 | 0 | 0 | 0 | 0 | 0 | 0 | 0 | 0 | 0 | 0 | 0 | 0 | 0 | 0 | 0 | 0 | 0 | 0 | 0 | 0 | 0 | 0 | 0 | 0 | 0 | 0 | 0 | 0 | 0 | 5000000 | scaled
CB 714 | 0 | 0 | 0 | 0 | 0% | 0% | 0% | 0 | 0 | 0 | 0 | 0 | 0 | 0 | 0 | 714 | 0 | 0 | 0 | 0 | 0 | 0 | 0 | 0 | 0 | 0 | 0 | 0 | 0 | 0 | 0 | 0 | 0 | 0 |  | 4770 | CB 714 | 0 | 0 | 0 | 0 | 0 | 0 | 0 | 0 | 0 | 0 | 0 | 0 | 0 | 0 | 0 | 0 | 0 | 0 | 0 | 0 | 0 | 0 | 0 | 0 | 0 | 0 | 0 | 0 | 0 | 0 | 0 | 0 | 0 | 0 | 0 | 0 | 0 | 0 | 0 | 0 | 0 | 0 | 0 | 0 | 0 | 0 | 0 | 5000000 | scaled
CB 715 | 64215.153 | 62668.8799 | 0 | 1546.2731 | 97.59% | 0% | 2.408% | 37912.9157 | 61075.4131 | 8034.7095 | 7246.0392 | 22632.167 | 12602.8553 | 12969.8853 | 35502.6725 | 715 | 0.0088918 | 0.0051002 | 0.0023732 | 7221839.5608 | 12938.43 | 13428.0586 | 37848.6644 | 1455096.8354 | 1510162.012 | 4256580.7134 | 5157099.1843 | 1092920.2574 | 985641.4984 | 3078537.4285 | 1322998.4231 | 272999.5075 | 280950.008 | 769048.9076 |  | 4771 | CB 715 | 64215.153 | 26302.2373 | 3139.7399 | 62668.8799 | 24755.9642 | 1593.4668 | 0 | 0 | 0 | 1546.2731 | 12938.43 | 4903.7206 | 335.5747 | 36444.0193 | 4902.5571 | 334.4112 | 0 | 0 | 0 | 1.1635 | 37848.6644 | 15216.4974 | 2345.9919 | 36444.0193 | 13811.8523 | 941.3468 | 0 | 0 | 0 | 1404.645 | 13428.0586 | 6182.0193 | 458.1733 | 13287.5941 | 6041.5548 | 317.7088 | 0 | 0 | 0 | 140.4645 | 0.0066694 | 0.0028778 | 0.0001508 | 0 | 0 | 0 | 0.0022224 | 5000000 | scaled
CB 716 | 1616.0479 | 1283.1447 | 0 | 332.9033 | 79.4% | 0% | 20.6% | 704.7793 | 1277.1367 | 102.7373 | 68.4693 | 533.5727 | 177.3217 | 178.1364 | 921.6786 | 716 | 0.0010432 | 0.0008024 | 0.0004776 | 1549125.6902 | 177.5722 | 214.3856 | 1224.0902 | 170218.7172 | 205507.6267 | 1173399.3463 | 1135678.7754 | 165550.4377 | 110331.1962 | 859797.1414 | 709613.1901 | 98524.925 | 98977.6089 | 512110.6562 |  | 4772 | CB 716 | 1616.0479 | 911.2686 | 338.9113 | 1283.1447 | 578.3654 | 6.008 | 0 | 0 | 0 | 332.9033 | 177.5722 | 74.8349 | 0.2505 | 921.6786 | 74.5844 | 0 | 0 | 0 | 0 | 0.2505 | 1224.0902 | 690.5175 | 302.4116 | 921.6786 | 388.1059 | 0 | 0 | 0 | 0 | 302.4116 | 214.3856 | 145.9162 | 36.2492 | 184.1444 | 115.6751 | 6.008 | 0 | 0 | 0 | 30.2412 | 0.0005834 | 0.0003426 | 1.78e-05 | 0 | 0 | 0 | 0.0004598 | 5000000 | scaled
CB 718 | 2231.1791 | 694.5883 | 0 | 1536.5908 | 31.13% | 0% | 68.87% | 350.1939 | 678.5945 | 27.524 | 182.1208 | 140.5491 | 56.5752 | 334.3188 | 287.7005 | 718 | 0.0057306 | 0.0037472 | 0.0022616 | 389344.757 | 58.9553 | 482.3263 | 1689.8975 | 10287.8062 | 84166.8014 | 294890.1494 | 501970.8417 | 39453.1266 | 261053.5174 | 201464.1977 | 686498.2842 | 57234.1654 | 338212.6602 | 291051.4586 |  | 4773 | CB 718 | 2231.1791 | 1880.9851 | 1552.5845 | 694.5883 | 344.3943 | 15.9937 | 0 | 0 | 0 | 1536.5908 | 58.9553 | 31.4313 | 2.3801 | 294.0479 | 30.2751 | 1.2238 | 0 | 0 | 0 | 1.1562 | 1689.8975 | 1549.3484 | 1402.1969 | 294.0479 | 153.4988 | 6.3473 | 0 | 0 | 0 | 1395.8496 | 482.3263 | 300.2054 | 148.0075 | 342.7413 | 160.6205 | 8.4225 | 0 | 0 | 0 | 139.585 | 0.0035516 | 0.0015682 | 8.26e-05 | 0 | 0 | 0 | 0.002179 | 5000000 | scaled
CB 719 | 28376.7086 | 24237.7529 | 0 | 4138.9556 | 85.41% | 0% | 14.59% | 13476.2298 | 23675.72 | 3.9929 | 13451.232 | 21.0049 | 5.9763 | 23638.1246 | 31.619 | 719 | 0.015223 | 0.0096298 | 0.0060598 | 1864019.1133 | 9.0908 | 24576.1431 | 3791.4747 | 597.1583 | 1614366.248 | 249055.7071 | 1547330.0358 | 458.4605 | 1544459.8086 | 2411.7668 | 775766.2951 | 195.823 | 774534.4334 | 1036.0387 |  | 4774 | CB 719 | 28376.7086 | 14900.4788 | 4700.9886 | 24237.7529 | 10761.5231 | 562.033 | 0 | 0 | 0 | 4138.9556 | 9.0908 | 5.0979 | 3.1144 | 31.619 | 1.9835 | 0 | 0 | 0 | 0 | 3.1144 | 3791.4747 | 3770.4697 | 3759.8556 | 31.619 | 10.6141 | 0 | 0 | 0 | 0 | 3759.8556 | 24576.1431 | 11124.9111 | 938.0185 | 24200.1576 | 10748.9256 | 562.033 | 0 | 0 | 0 | 375.9856 | 0.0093602 | 0.0037666 | 0.0001966 | 0 | 0 | 0 | 0.0058632 | 5000000 | scaled
CB 72 | 12136.0423 | 9156.1532 | 0 | 2979.8891 | 75.45% | 0% | 24.55% | 5469.2087 | 8948.2412 | 118.8441 | 4741.9162 | 608.4484 | 181.4103 | 7838.1243 | 928.7065 | 72 | 0.012052 | 0.0072672 | 0.004355 | 1006990.0155 | 189.818 | 8278.9798 | 3667.2445 | 15750.1805 | 686949.6488 | 304290.1862 | 917386.833 | 19934.5068 | 795393.2188 | 102059.1074 | 731986.4778 | 14839.7767 | 641176.3946 | 75970.3064 |  | 4775 | CB 72 | 12136.0423 | 6666.8336 | 3187.8011 | 9156.1532 | 3686.9445 | 207.912 | 0 | 0 | 0 | 2979.8891 | 189.818 | 70.974 | 8.4077 | 960.2928 | 68.7317 | 6.1654 | 0 | 0 | 0 | 2.2423 | 3667.2445 | 3058.7961 | 2738.5379 | 960.2928 | 351.8444 | 31.5863 | 0 | 0 | 0 | 2706.9517 | 8278.9798 | 3537.0636 | 440.8555 | 8008.2846 | 3266.3684 | 170.1603 | 0 | 0 | 0 | 270.6952 | 0.0078576 | 0.003073 | 0.0001608 | 0 | 0 | 0 | 0.0041942 | 5000000 | scaled
CB 723 | 19876.1757 | 16738.9953 | 0 | 3137.1804 | 84.22% | 0% | 15.78% | 9728.6303 | 16358.4757 | 109.3154 | 9060.6286 | 558.6863 | 162.6516 | 15364.4857 | 831.3383 | 723 | 0.01527 | 0.008743 | 0.00466 | 1301682.8015 | 170.7876 | 15994.7193 | 3710.6688 | 11184.8103 | 1047487.7758 | 243010.2154 | 1160647.9899 | 13041.5795 | 1080953.8484 | 66652.562 | 754871.2537 | 7505.6509 | 709003.0182 | 38362.5846 |  | 4776 | CB 723 | 19876.1757 | 10147.5454 | 3517.7 | 16738.9953 | 7010.3649 | 380.5196 | 0 | 0 | 0 | 3137.1804 | 170.7876 | 61.4722 | 8.136 | 860.8326 | 59.1115 | 5.7754 | 0 | 0 | 0 | 2.3606 | 3710.6688 | 3151.9825 | 2879.3305 | 860.8326 | 302.1463 | 29.4943 | 0 | 0 | 0 | 2849.8362 | 15994.7193 | 6934.0907 | 630.2336 | 15709.7357 | 6649.1071 | 345.25 | 0 | 0 | 0 | 284.9836 | 0.010835 | 0.0043082 | 0.0002252 | 0 | 0 | 0 | 0.0044348 | 5000000 | scaled
CB 724 | 160.8477 | 14.264 | 0 | 146.5837 | 8.868% | 0% | 91.13% | 8.8005 | 13.9808 | 0 | 8.8005 | 0 | 0 | 13.9808 | 0 | 724 | 0.000606 | 0.0003522 | 0.0002028 | 265425.2279 | 0.1103 | 27.5797 | 133.1577 | 182.0124 | 45511.1131 | 219732.1023 | 431707.0541 | 0 | 431707.0541 | 0 | 724195.7023 | 0 | 724195.7023 | 0 |  | 4777 | CB 724 | 160.8477 | 152.0472 | 146.8669 | 14.264 | 5.4635 | 0.28317 | 0 | 0 | 0 | 146.5837 | 0.1103 | 0.1103 | 0.1103 | 0 | 0 | 0 | 0 | 0 | 0 | 0.1103 | 133.1577 | 133.1577 | 133.1577 | 0 | 0 | 0 | 0 | 0 | 0 | 133.1577 | 27.5797 | 18.7793 | 13.5989 | 14.264 | 5.4635 | 0.28317 | 0 | 0 | 0 | 13.3158 | 0.0004114 | 0.0001576 | 8.2e-06 | 0 | 0 | 0 | 0.0001946 | 5000000 | scaled
CB 726 | 0 | 0 | 0 | 0 | 0% | 0% | 0% | 0 | 0 | 0 | 0 | 0 | 0 | 0 | 0 | 726 | 0 | 0 | 0 | 0 | 0 | 0 | 0 | 0 | 0 | 0 | 0 | 0 | 0 | 0 | 0 | 0 | 0 | 0 |  | 4778 | CB 726 | 0 | 0 | 0 | 0 | 0 | 0 | 0 | 0 | 0 | 0 | 0 | 0 | 0 | 0 | 0 | 0 | 0 | 0 | 0 | 0 | 0 | 0 | 0 | 0 | 0 | 0 | 0 | 0 | 0 | 0 | 0 | 0 | 0 | 0 | 0 | 0 | 0 | 0 | 0 | 0 | 0 | 0 | 0 | 0 | 0 | 0 | 0 | 5000000 | scaled
CB 727 | 0 | 0 | 0 | 0 | 0% | 0% | 0% | 0 | 0 | 0 | 0 | 0 | 0 | 0 | 0 | 727 | 0 | 0 | 0 | 0 | 0 | 0 | 0 | 0 | 0 | 0 | 0 | 0 | 0 | 0 | 0 | 0 | 0 | 0 |  | 4779 | CB 727 | 0 | 0 | 0 | 0 | 0 | 0 | 0 | 0 | 0 | 0 | 0 | 0 | 0 | 0 | 0 | 0 | 0 | 0 | 0 | 0 | 0 | 0 | 0 | 0 | 0 | 0 | 0 | 0 | 0 | 0 | 0 | 0 | 0 | 0 | 0 | 0 | 0 | 0 | 0 | 0 | 0 | 0 | 0 | 0 | 0 | 0 | 0 | 5000000 | scaled
CB 728 | 0 | 0 | 0 | 0 | 0% | 0% | 0% | 0 | 0 | 0 | 0 | 0 | 0 | 0 | 0 | 728 | 0 | 0 | 0 | 0 | 0 | 0 | 0 | 0 | 0 | 0 | 0 | 0 | 0 | 0 | 0 | 0 | 0 | 0 |  | 4780 | CB 728 | 0 | 0 | 0 | 0 | 0 | 0 | 0 | 0 | 0 | 0 | 0 | 0 | 0 | 0 | 0 | 0 | 0 | 0 | 0 | 0 | 0 | 0 | 0 | 0 | 0 | 0 | 0 | 0 | 0 | 0 | 0 | 0 | 0 | 0 | 0 | 0 | 0 | 0 | 0 | 0 | 0 | 0 | 0 | 0 | 0 | 0 | 0 | 5000000 | scaled
CB 729 | 0 | 0 | 0 | 0 | 0% | 0% | 0% | 0 | 0 | 0 | 0 | 0 | 0 | 0 | 0 | 729 | 0 | 0 | 0 | 0 | 0 | 0 | 0 | 0 | 0 | 0 | 0 | 0 | 0 | 0 | 0 | 0 | 0 | 0 |  | 4781 | CB 729 | 0 | 0 | 0 | 0 | 0 | 0 | 0 | 0 | 0 | 0 | 0 | 0 | 0 | 0 | 0 | 0 | 0 | 0 | 0 | 0 | 0 | 0 | 0 | 0 | 0 | 0 | 0 | 0 | 0 | 0 | 0 | 0 | 0 | 0 | 0 | 0 | 0 | 0 | 0 | 0 | 0 | 0 | 0 | 0 | 0 | 0 | 0 | 5000000 | scaled
CB 73 | 0 | 0 | 0 | 0 | 0% | 0% | 0% | 0 | 0 | 0 | 0 | 0 | 0 | 0 | 0 | 73 | 0 | 0 | 0 | 0 | 0 | 0 | 0 | 0 | 0 | 0 | 0 | 0 | 0 | 0 | 0 | 0 | 0 | 0 |  | 4782 | CB 73 | 0 | 0 | 0 | 0 | 0 | 0 | 0 | 0 | 0 | 0 | 0 | 0 | 0 | 0 | 0 | 0 | 0 | 0 | 0 | 0 | 0 | 0 | 0 | 0 | 0 | 0 | 0 | 0 | 0 | 0 | 0 | 0 | 0 | 0 | 0 | 0 | 0 | 0 | 0 | 0 | 0 | 0 | 0 | 0 | 0 | 0 | 0 | 5000000 | scaled
CB 730 | 39217.1722 | 34987.2165 | 0 | 4229.9557 | 89.21% | 0% | 10.79% | 21085.5127 | 34260.3808 | 26.4657 | 20923.8295 | 135.2175 | 38.626 | 34024.3421 | 197.4127 | 730 | 0.017589 | 0.010418 | 0.0061154 | 2229692.6518 | 42.6752 | 35130.15 | 4044.347 | 2426.2993 | 1997324.9729 | 229941.3797 | 1740383.1236 | 2184.4578 | 1727037.9079 | 11160.758 | 810542.4667 | 913.8258 | 804958.1923 | 4670.4486 |  | 4783 | CB 730 | 39217.1722 | 18131.6595 | 4956.7914 | 34987.2165 | 13901.7038 | 726.8357 | 0 | 0 | 0 | 4229.9557 | 42.6752 | 16.2095 | 4.0492 | 201.8262 | 13.0266 | 0.86629 | 0 | 0 | 0 | 3.1829 | 4044.347 | 3909.1294 | 3846.9343 | 201.8262 | 66.6087 | 4.4136 | 0 | 0 | 0 | 3842.5207 | 35130.15 | 14206.3205 | 1105.8079 | 34745.8979 | 13822.0684 | 721.5558 | 0 | 0 | 0 | 384.2521 | 0.011711 | 0.0045404 | 0.0002376 | 0 | 0 | 0 | 0.0058778 | 5000000 | scaled
CB 731 | 19077.1278 | 16690.0282 | 0 | 2387.0996 | 87.49% | 0% | 12.51% | 10784.0348 | 16407.4444 | 697.3888 | 6524.2825 | 3562.3635 | 990.216 | 10359.081 | 5058.1474 | 731 | 0.010127 | 0.0060284 | 0.003524 | 1883863.0724 | 1004.3099 | 10783.4125 | 7289.4054 | 99175.4254 | 1064860.1255 | 719827.5215 | 1375670.6539 | 88962.7386 | 832273.2743 | 454434.6409 | 757571.9053 | 45720.699 | 478304.1491 | 233547.0572 |  | 4784 | CB 731 | 19077.1278 | 8293.093 | 2669.6834 | 16690.0282 | 5905.9934 | 282.5838 | 0 | 0 | 0 | 2387.0996 | 1004.3099 | 306.9211 | 14.0939 | 5120.9478 | 305.1249 | 12.2976 | 0 | 0 | 0 | 1.7962 | 7289.4054 | 3727.0418 | 2231.258 | 5120.9478 | 1558.5842 | 62.8004 | 0 | 0 | 0 | 2168.4576 | 10783.4125 | 4259.13 | 424.3315 | 10566.5668 | 4042.2843 | 207.4858 | 0 | 0 | 0 | 216.8458 | 0.0067408 | 0.0026426 | 0.0001382 | 0 | 0 | 0 | 0.0033858 | 5000000 | scaled
CB 732 | 213157.1837 | 202439.5876 | 0 | 10717.5961 | 94.97% | 0% | 5.028% | 120839.5257 | 199602.1219 | 15950.81 | 23366.8614 | 81521.8543 | 25936.4242 | 41105.8926 | 132559.8051 | 732 | 0.049818 | 0.029018 | 0.015815 | 4278701.0318 | 26249.482 | 43052.0246 | 143855.6771 | 526905.4686 | 864182.6601 | 2887612.9031 | 3181349.009 | 419937.8738 | 615180.6774 | 2146230.4577 | 857112.4408 | 111373.7249 | 176513.0132 | 569225.7027 |  | 4785 | CB 732 | 213157.1837 | 92317.6581 | 13555.0618 | 202439.5876 | 81600.0619 | 2837.4657 | 0 | 0 | 0 | 10717.5961 | 26249.482 | 10298.6721 | 313.0579 | 134119.7394 | 10290.6074 | 304.9932 | 0 | 0 | 0 | 8.0646 | 143855.6771 | 62333.8228 | 11295.872 | 134119.7394 | 52597.8851 | 1559.9343 | 0 | 0 | 0 | 9735.9377 | 43052.0246 | 19685.1632 | 1946.1319 | 42078.4308 | 18711.5695 | 972.5382 | 0 | 0 | 0 | 973.5938 | 0.03473 | 0.01393 | 0.0007264 | 0 | 0 | 0 | 0.015088 | 5000000 | scaled
CB 733 | 28350.66 | 24268.2677 | 0 | 4082.3923 | 85.6% | 0% | 14.4% | 14355.9752 | 23765.7164 | 88.3498 | 13816.1079 | 451.5175 | 168.646 | 22735.3881 | 861.6822 | 733 | 0.016335 | 0.00989 | 0.0059708 | 1735620.0925 | 173.8077 | 23596.0115 | 4580.8408 | 10640.4608 | 1444541.7389 | 280437.8927 | 1415033.8476 | 8708.4298 | 1361820.4273 | 44504.9905 | 767894.3501 | 5449.1241 | 734603.4016 | 27841.8244 |  | 4786 | CB 733 | 28350.66 | 13994.6848 | 4584.9436 | 24268.2677 | 9912.2925 | 502.5513 | 0 | 0 | 0 | 4082.3923 | 173.8077 | 85.4578 | 5.1616 | 872.3677 | 82.386 | 2.0898 | 0 | 0 | 0 | 3.0719 | 4580.8408 | 4129.3233 | 3719.1586 | 872.3677 | 420.8502 | 10.6855 | 0 | 0 | 0 | 3708.4731 | 23596.0115 | 9779.9036 | 860.6234 | 23225.1642 | 9409.0563 | 489.776 | 0 | 0 | 0 | 370.8473 | 0.010579 | 0.0041342 | 0.000215 | 0 | 0 | 0 | 0.0057558 | 5000000 | scaled
CB 735 | 0 | 0 | 0 | 0 | 0% | 0% | 0% | 0 | 0 | 0 | 0 | 0 | 0 | 0 | 0 | 735 | 0 | 0 | 0 | 0 | 0 | 0 | 0 | 0 | 0 | 0 | 0 | 0 | 0 | 0 | 0 | 0 | 0 | 0 |  | 4787 | CB 735 | 0 | 0 | 0 | 0 | 0 | 0 | 0 | 0 | 0 | 0 | 0 | 0 | 0 | 0 | 0 | 0 | 0 | 0 | 0 | 0 | 0 | 0 | 0 | 0 | 0 | 0 | 0 | 0 | 0 | 0 | 0 | 0 | 0 | 0 | 0 | 0 | 0 | 0 | 0 | 0 | 0 | 0 | 0 | 0 | 0 | 0 | 0 | 5000000 | scaled
CB 736 | 0 | 0 | 0 | 0 | 0% | 0% | 0% | 0 | 0 | 0 | 0 | 0 | 0 | 0 | 0 | 736 | 0 | 0 | 0 | 0 | 0 | 0 | 0 | 0 | 0 | 0 | 0 | 0 | 0 | 0 | 0 | 0 | 0 | 0 |  | 4788 | CB 736 | 0 | 0 | 0 | 0 | 0 | 0 | 0 | 0 | 0 | 0 | 0 | 0 | 0 | 0 | 0 | 0 | 0 | 0 | 0 | 0 | 0 | 0 | 0 | 0 | 0 | 0 | 0 | 0 | 0 | 0 | 0 | 0 | 0 | 0 | 0 | 0 | 0 | 0 | 0 | 0 | 0 | 0 | 0 | 0 | 0 | 0 | 0 | 5000000 | scaled
CB 737 | 0 | 0 | 0 | 0 | 0% | 0% | 0% | 0 | 0 | 0 | 0 | 0 | 0 | 0 | 0 | 737 | 0 | 0 | 0 | 0 | 0 | 0 | 0 | 0 | 0 | 0 | 0 | 0 | 0 | 0 | 0 | 0 | 0 | 0 |  | 4789 | CB 737 | 0 | 0 | 0 | 0 | 0 | 0 | 0 | 0 | 0 | 0 | 0 | 0 | 0 | 0 | 0 | 0 | 0 | 0 | 0 | 0 | 0 | 0 | 0 | 0 | 0 | 0 | 0 | 0 | 0 | 0 | 0 | 0 | 0 | 0 | 0 | 0 | 0 | 0 | 0 | 0 | 0 | 0 | 0 | 0 | 0 | 0 | 0 | 5000000 | scaled
CB 738 | 2031.0298 | 1575.034 | 0 | 455.9958 | 77.55% | 0% | 22.45% | 912.1001 | 1539.397 | 139.0935 | 3.7439 | 769.2627 | 234.6583 | 5.9494 | 1298.7892 | 738 | 0.0021108 | 0.0012068 | 0.0006748 | 962208.5372 | 240.376 | 47.4945 | 1743.1592 | 113879.1016 | 22500.7243 | 825828.7113 | 927187.3127 | 141394.2865 | 3805.8649 | 781987.1613 | 728560.7391 | 111058.3233 | 2815.7197 | 614686.6961 |  | 4790 | CB 738 | 2031.0298 | 1118.9296 | 491.6328 | 1575.034 | 662.9338 | 35.637 | 0 | 0 | 0 | 455.9958 | 240.376 | 101.2825 | 5.7177 | 1328.9295 | 100.9394 | 5.3746 | 0 | 0 | 0 | 0.34312 | 1743.1592 | 973.8966 | 444.37 | 1328.9295 | 559.6668 | 30.1403 | 0 | 0 | 0 | 414.2297 | 47.4945 | 43.7506 | 41.5451 | 6.0716 | 2.3276 | 0.12214 | 0 | 0 | 0 | 41.423 | 0.0014654 | 0.0005614 | 2.94e-05 | 0 | 0 | 0 | 0.0006454 | 5000000 | scaled
CB 739 | 0 | 0 | 0 | 0 | 0% | 0% | 0% | 0 | 0 | 0 | 0 | 0 | 0 | 0 | 0 | 739 | 0 | 0 | 0 | 0 | 0 | 0 | 0 | 0 | 0 | 0 | 0 | 0 | 0 | 0 | 0 | 0 | 0 | 0 |  | 4791 | CB 739 | 0 | 0 | 0 | 0 | 0 | 0 | 0 | 0 | 0 | 0 | 0 | 0 | 0 | 0 | 0 | 0 | 0 | 0 | 0 | 0 | 0 | 0 | 0 | 0 | 0 | 0 | 0 | 0 | 0 | 0 | 0 | 0 | 0 | 0 | 0 | 0 | 0 | 0 | 0 | 0 | 0 | 0 | 0 | 0 | 0 | 0 | 0 | 5000000 | scaled
CB 74 | 19991.0858 | 15310.0673 | 0 | 4681.0185 | 76.58% | 0% | 23.42% | 9117.7369 | 14985.5037 | 18.2834 | 9005.7872 | 93.6663 | 30.4506 | 14799.0674 | 155.9858 | 74 | 0.019147 | 0.011462 | 0.0068058 | 1044073.5856 | 34.8551 | 15543.4723 | 4412.7583 | 1820.3739 | 811788.2691 | 230464.9426 | 948676.3536 | 1902.342 | 937028.2865 | 9745.725 | 735487.6811 | 1494.5122 | 726337.3965 | 7655.7724 |  | 4792 | CB 74 | 19991.0858 | 10873.3489 | 5005.5821 | 15310.0673 | 6192.3304 | 324.5636 | 0 | 0 | 0 | 4681.0185 | 34.8551 | 16.5716 | 4.4045 | 160.4891 | 13.0493 | 0.88218 | 0 | 0 | 0 | 3.5223 | 4412.7583 | 4319.0921 | 4256.7726 | 160.4891 | 66.8229 | 4.5034 | 0 | 0 | 0 | 4252.2692 | 15543.4723 | 6537.6852 | 744.405 | 15118.2454 | 6112.4582 | 319.1781 | 0 | 0 | 0 | 425.2269 | 0.012598 | 0.0049122 | 0.0002564 | 0 | 0 | 0 | 0.0065494 | 5000000 | scaled
CB 740 | 25672.062 | 16949.4466 | 0 | 8722.6154 | 66.02% | 0% | 33.98% | 10217.5774 | 16597.4229 | 0.7583 | 10212.9568 | 3.8624 | 1.1268 | 16590.5541 | 5.742 | 740 | 0.034483 | 0.020859 | 0.012739 | 744475.9509 | 7.6903 | 17734.9462 | 7929.4255 | 223.0145 | 514303.874 | 229949.0624 | 740916.675 | 54.9874 | 740581.6112 | 280.0765 | 712339.7935 | 48.3612 | 712044.9944 | 246.4379 |  | 4793 | CB 740 | 25672.062 | 15454.4846 | 9074.6391 | 16949.4466 | 6731.8692 | 352.0237 | 0 | 0 | 0 | 8722.6154 | 7.6903 | 6.932 | 6.5635 | 5.742 | 0.36851 | 0 | 0 | 0 | 0 | 6.5635 | 7929.4255 | 7925.5631 | 7923.6835 | 5.742 | 1.8796 | 0 | 0 | 0 | 0 | 7923.6835 | 17734.9462 | 7521.9894 | 1144.3921 | 16942.5779 | 6729.6211 | 352.0237 | 0 | 0 | 0 | 792.3684 | 0.022192 | 0.0085676 | 0.0004482 | 0 | 0 | 0 | 0.012291 | 5000000 | scaled
CB 741 | 3375.1935 | 2586.5903 | 0 | 788.6032 | 76.64% | 0% | 23.36% | 1555.7911 | 2532.14 | 7.5676 | 1508.3641 | 39.8594 | 13.3214 | 2448.8405 | 69.9781 | 741 | 0.0030248 | 0.0018774 | 0.0011404 | 1115840.2088 | 14.2778 | 2572.6295 | 788.2863 | 4720.2303 | 850512.249 | 260607.7295 | 969107.479 | 4713.8576 | 939565.0457 | 24828.5757 | 739261.2261 | 3889.1875 | 714941.8573 | 20430.1813 |  | 4794 | CB 741 | 3375.1935 | 1819.4024 | 843.0535 | 2586.5903 | 1030.7992 | 54.4503 | 0 | 0 | 0 | 788.6032 | 14.2778 | 6.7102 | 0.95639 | 71.9137 | 6.1168 | 0.36299 | 0 | 0 | 0 | 0.5934 | 788.2863 | 748.4268 | 718.3082 | 71.9137 | 32.0543 | 1.9357 | 0 | 0 | 0 | 716.3725 | 2572.6295 | 1064.2654 | 123.7889 | 2500.9922 | 992.6281 | 52.1517 | 0 | 0 | 0 | 71.6373 | 0.0019252 | 0.0007778 | 4.08e-05 | 0 | 0 | 0 | 0.0010996 | 5000000 | scaled
CB 742 | 0 | 0 | 0 | 0 | 0% | 0% | 0% | 0 | 0 | 0 | 0 | 0 | 0 | 0 | 0 | 742 | 0 | 0 | 0 | 0 | 0 | 0 | 0 | 0 | 0 | 0 | 0 | 0 | 0 | 0 | 0 | 0 | 0 | 0 |  | 4795 | CB 742 | 0 | 0 | 0 | 0 | 0 | 0 | 0 | 0 | 0 | 0 | 0 | 0 | 0 | 0 | 0 | 0 | 0 | 0 | 0 | 0 | 0 | 0 | 0 | 0 | 0 | 0 | 0 | 0 | 0 | 0 | 0 | 0 | 0 | 0 | 0 | 0 | 0 | 0 | 0 | 0 | 0 | 0 | 0 | 0 | 0 | 0 | 0 | 5000000 | scaled
CB 743 | 0 | 0 | 0 | 0 | 0% | 0% | 0% | 0 | 0 | 0 | 0 | 0 | 0 | 0 | 0 | 743 | 0 | 0 | 0 | 0 | 0 | 0 | 0 | 0 | 0 | 0 | 0 | 0 | 0 | 0 | 0 | 0 | 0 | 0 |  | 4796 | CB 743 | 0 | 0 | 0 | 0 | 0 | 0 | 0 | 0 | 0 | 0 | 0 | 0 | 0 | 0 | 0 | 0 | 0 | 0 | 0 | 0 | 0 | 0 | 0 | 0 | 0 | 0 | 0 | 0 | 0 | 0 | 0 | 0 | 0 | 0 | 0 | 0 | 0 | 0 | 0 | 0 | 0 | 0 | 0 | 0 | 0 | 0 | 0 | 5000000 | scaled
CB 744 | 0 | 0 | 0 | 0 | 0% | 0% | 0% | 0 | 0 | 0 | 0 | 0 | 0 | 0 | 0 | 744 | 0 | 0 | 0 | 0 | 0 | 0 | 0 | 0 | 0 | 0 | 0 | 0 | 0 | 0 | 0 | 0 | 0 | 0 |  | 4797 | CB 744 | 0 | 0 | 0 | 0 | 0 | 0 | 0 | 0 | 0 | 0 | 0 | 0 | 0 | 0 | 0 | 0 | 0 | 0 | 0 | 0 | 0 | 0 | 0 | 0 | 0 | 0 | 0 | 0 | 0 | 0 | 0 | 0 | 0 | 0 | 0 | 0 | 0 | 0 | 0 | 0 | 0 | 0 | 0 | 0 | 0 | 0 | 0 | 5000000 | scaled
CB 745 | 9401.1518 | 8902.7279 | 0 | 498.4239 | 94.7% | 0% | 5.302% | 4501.3358 | 8597.3536 | 712.0522 | 72.8824 | 3716.4012 | 1360.4184 | 142.5938 | 7094.3415 | 745 | 0.003239 | 0.0019804 | 0.000779 | 2902485.8921 | 1409.095 | 191.772 | 7800.2848 | 435040.1324 | 59207.1573 | 2408238.6023 | 2474154.7029 | 391378.798 | 40059.7468 | 2042716.1581 | 1031833.3546 | 163274.085 | 17113.7552 | 851445.5145 |  | 4798 | CB 745 | 9401.1518 | 4899.816 | 803.7982 | 8902.7279 | 4401.3921 | 305.3743 | 0 | 0 | 0 | 498.4239 | 1409.095 | 697.0427 | 48.6766 | 7347.5131 | 696.6677 | 48.3016 | 0 | 0 | 0 | 0.37505 | 7800.2848 | 4083.8837 | 705.9433 | 7347.5131 | 3631.112 | 253.1716 | 0 | 0 | 0 | 452.7717 | 191.772 | 118.8896 | 49.1782 | 146.4948 | 73.6124 | 3.901 | 0 | 0 | 0 | 45.2772 | 0.0025266 | 0.001268 | 6.66e-05 | 0 | 0 | 0 | 0.0007124 | 5000000 | scaled
CB 746 | 0 | 0 | 0 | 0 | 0% | 0% | 0% | 0 | 0 | 0 | 0 | 0 | 0 | 0 | 0 | 746 | 0 | 0 | 0 | 0 | 0 | 0 | 0 | 0 | 0 | 0 | 0 | 0 | 0 | 0 | 0 | 0 | 0 | 0 |  | 4799 | CB 746 | 0 | 0 | 0 | 0 | 0 | 0 | 0 | 0 | 0 | 0 | 0 | 0 | 0 | 0 | 0 | 0 | 0 | 0 | 0 | 0 | 0 | 0 | 0 | 0 | 0 | 0 | 0 | 0 | 0 | 0 | 0 | 0 | 0 | 0 | 0 | 0 | 0 | 0 | 0 | 0 | 0 | 0 | 0 | 0 | 0 | 0 | 0 | 5000000 | scaled
CB 747 | 0 | 0 | 0 | 0 | 0% | 0% | 0% | 0 | 0 | 0 | 0 | 0 | 0 | 0 | 0 | 747 | 0 | 0 | 0 | 0 | 0 | 0 | 0 | 0 | 0 | 0 | 0 | 0 | 0 | 0 | 0 | 0 | 0 | 0 |  | 4800 | CB 747 | 0 | 0 | 0 | 0 | 0 | 0 | 0 | 0 | 0 | 0 | 0 | 0 | 0 | 0 | 0 | 0 | 0 | 0 | 0 | 0 | 0 | 0 | 0 | 0 | 0 | 0 | 0 | 0 | 0 | 0 | 0 | 0 | 0 | 0 | 0 | 0 | 0 | 0 | 0 | 0 | 0 | 0 | 0 | 0 | 0 | 0 | 0 | 5000000 | scaled
CB 748 | 22342.4487 | 20992.7874 | 0 | 1349.6613 | 93.96% | 0% | 6.041% | 9129.9979 | 20319.4631 | 1448.8242 | 110.5702 | 7570.6035 | 3219.8541 | 273.8219 | 16825.787 | 748 | 0.0077366 | 0.0052148 | 0.0020644 | 2887889.8663 | 3327.9139 | 405.4188 | 18609.116 | 430151.9926 | 52402.7083 | 2405335.1653 | 2533644.7878 | 402059.884 | 30684.086 | 2100900.8178 | 979938.8117 | 155282.6475 | 13205.5034 | 811450.6608 |  | 4801 | CB 748 | 22342.4487 | 13212.4508 | 2022.9857 | 20992.7874 | 11862.7895 | 673.3244 | 0 | 0 | 0 | 1349.6613 | 3327.9139 | 1879.0897 | 108.0598 | 17383.0745 | 1878.0741 | 107.0442 | 0 | 0 | 0 | 1.0156 | 18609.116 | 11038.5126 | 1783.329 | 17383.0745 | 9812.471 | 557.2875 | 0 | 0 | 0 | 1226.0416 | 405.4188 | 294.8486 | 131.5969 | 282.8146 | 172.2444 | 8.9927 | 0 | 0 | 0 | 122.6042 | 0.0058464 | 0.0033246 | 0.0001742 | 0 | 0 | 0 | 0.0018902 | 5000000 | scaled
CB 749 | 0 | 0 | 0 | 0 | 0% | 0% | 0% | 0 | 0 | 0 | 0 | 0 | 0 | 0 | 0 | 749 | 0 | 0 | 0 | 0 | 0 | 0 | 0 | 0 | 0 | 0 | 0 | 0 | 0 | 0 | 0 | 0 | 0 | 0 |  | 4802 | CB 749 | 0 | 0 | 0 | 0 | 0 | 0 | 0 | 0 | 0 | 0 | 0 | 0 | 0 | 0 | 0 | 0 | 0 | 0 | 0 | 0 | 0 | 0 | 0 | 0 | 0 | 0 | 0 | 0 | 0 | 0 | 0 | 0 | 0 | 0 | 0 | 0 | 0 | 0 | 0 | 0 | 0 | 0 | 0 | 0 | 0 | 0 | 0 | 5000000 | scaled
CB 75 | 4173.4241 | 4074.4854 | 0 | 98.9387 | 97.63% | 0% | 2.371% | 916.7018 | 3980.9322 | 131.4763 | 99.8359 | 685.3896 | 596.5319 | 296.2354 | 3088.1649 | 75 | 0.0006394 | 0.0004774 | 0.0001628 | 6527094.306 | 609.9055 | 315.9954 | 3247.5232 | 953871.6082 | 494206.0804 | 5079016.6174 | 6821789.5485 | 978402.9055 | 742945.4879 | 5100441.1551 | 1182382.8635 | 177176.8593 | 87985.3299 | 917220.6743 |  | 4803 | CB 75 | 4173.4241 | 3256.7223 | 192.4919 | 4074.4854 | 3157.7836 | 93.5532 | 0 | 0 | 0 | 98.9387 | 609.9055 | 478.4292 | 13.3736 | 3157.6466 | 478.3548 | 13.2992 | 0 | 0 | 0 | 0.074448 | 3247.5232 | 2562.1337 | 159.3583 | 3157.6466 | 2472.257 | 69.4817 | 0 | 0 | 0 | 89.8766 | 315.9954 | 216.1595 | 19.76 | 307.0077 | 207.1718 | 10.7723 | 0 | 0 | 0 | 8.9877 | 0.000494 | 0.000332 | 1.74e-05 | 0 | 0 | 0 | 0.0001454 | 5000000 | scaled
CB 750 | 147170.1711 | 146695.8264 | 0 | 474.3448 | 99.68% | 0% | 0.3223% | 81510.7421 | 142179.9317 | 19226.5341 | 3749.8741 | 58534.3339 | 33618.702 | 6205.4265 | 102355.8032 | 750 | 0.0040188 | 0.0020658 | 0.0007666 | 36620426.7741 | 34701.6645 | 6386.0783 | 106082.4283 | 8634832.4108 | 1589051.0428 | 26396543.3205 | 31784020.2258 | 7497128.986 | 1462213.1095 | 22824678.1303 | 6509573.9752 | 1539200.5409 | 284109.5958 | 4686263.8386 |  | 4804 | CB 750 | 147170.1711 | 65659.429 | 4990.2394 | 146695.8264 | 65185.0842 | 4515.8946 | 0 | 0 | 0 | 474.3448 | 34701.6645 | 15475.1304 | 1082.9625 | 105651.5303 | 15474.7735 | 1082.6055 | 0 | 0 | 0 | 0.35693 | 106082.4283 | 47548.0944 | 3726.6251 | 105651.5303 | 47117.1963 | 3295.7271 | 0 | 0 | 0 | 430.898 | 6386.0783 | 2636.2042 | 180.6518 | 6342.9885 | 2593.1144 | 137.562 | 0 | 0 | 0 | 43.0898 | 0.0033238 | 0.0013708 | 7.16e-05 | 0 | 0 | 0 | 0.000695 | 5000000 | scaled
CB 751 | 0 | 0 | 0 | 0 | 0% | 0% | 0% | 0 | 0 | 0 | 0 | 0 | 0 | 0 | 0 | 751 | 0 | 0 | 0 | 0 | 0 | 0 | 0 | 0 | 0 | 0 | 0 | 0 | 0 | 0 | 0 | 0 | 0 | 0 |  | 4805 | CB 751 | 0 | 0 | 0 | 0 | 0 | 0 | 0 | 0 | 0 | 0 | 0 | 0 | 0 | 0 | 0 | 0 | 0 | 0 | 0 | 0 | 0 | 0 | 0 | 0 | 0 | 0 | 0 | 0 | 0 | 0 | 0 | 0 | 0 | 0 | 0 | 0 | 0 | 0 | 0 | 0 | 0 | 0 | 0 | 0 | 0 | 0 | 0 | 5000000 | scaled
CB 752 | 0 | 0 | 0 | 0 | 0% | 0% | 0% | 0 | 0 | 0 | 0 | 0 | 0 | 0 | 0 | 752 | 0 | 0 | 0 | 0 | 0 | 0 | 0 | 0 | 0 | 0 | 0 | 0 | 0 | 0 | 0 | 0 | 0 | 0 |  | 4806 | CB 752 | 0 | 0 | 0 | 0 | 0 | 0 | 0 | 0 | 0 | 0 | 0 | 0 | 0 | 0 | 0 | 0 | 0 | 0 | 0 | 0 | 0 | 0 | 0 | 0 | 0 | 0 | 0 | 0 | 0 | 0 | 0 | 0 | 0 | 0 | 0 | 0 | 0 | 0 | 0 | 0 | 0 | 0 | 0 | 0 | 0 | 0 | 0 | 5000000 | scaled
CB 753 | 0 | 0 | 0 | 0 | 0% | 0% | 0% | 0 | 0 | 0 | 0 | 0 | 0 | 0 | 0 | 753 | 0 | 0 | 0 | 0 | 0 | 0 | 0 | 0 | 0 | 0 | 0 | 0 | 0 | 0 | 0 | 0 | 0 | 0 |  | 4807 | CB 753 | 0 | 0 | 0 | 0 | 0 | 0 | 0 | 0 | 0 | 0 | 0 | 0 | 0 | 0 | 0 | 0 | 0 | 0 | 0 | 0 | 0 | 0 | 0 | 0 | 0 | 0 | 0 | 0 | 0 | 0 | 0 | 0 | 0 | 0 | 0 | 0 | 0 | 0 | 0 | 0 | 0 | 0 | 0 | 0 | 0 | 0 | 0 | 5000000 | scaled
CB 754 | 0 | 0 | 0 | 0 | 0% | 0% | 0% | 0 | 0 | 0 | 0 | 0 | 0 | 0 | 0 | 754 | 0 | 0 | 0 | 0 | 0 | 0 | 0 | 0 | 0 | 0 | 0 | 0 | 0 | 0 | 0 | 0 | 0 | 0 |  | 4808 | CB 754 | 0 | 0 | 0 | 0 | 0 | 0 | 0 | 0 | 0 | 0 | 0 | 0 | 0 | 0 | 0 | 0 | 0 | 0 | 0 | 0 | 0 | 0 | 0 | 0 | 0 | 0 | 0 | 0 | 0 | 0 | 0 | 0 | 0 | 0 | 0 | 0 | 0 | 0 | 0 | 0 | 0 | 0 | 0 | 0 | 0 | 0 | 0 | 5000000 | scaled
CB 755 | 0 | 0 | 0 | 0 | 0% | 0% | 0% | 0 | 0 | 0 | 0 | 0 | 0 | 0 | 0 | 755 | 0 | 0 | 0 | 0 | 0 | 0 | 0 | 0 | 0 | 0 | 0 | 0 | 0 | 0 | 0 | 0 | 0 | 0 |  | 4809 | CB 755 | 0 | 0 | 0 | 0 | 0 | 0 | 0 | 0 | 0 | 0 | 0 | 0 | 0 | 0 | 0 | 0 | 0 | 0 | 0 | 0 | 0 | 0 | 0 | 0 | 0 | 0 | 0 | 0 | 0 | 0 | 0 | 0 | 0 | 0 | 0 | 0 | 0 | 0 | 0 | 0 | 0 | 0 | 0 | 0 | 0 | 0 | 0 | 5000000 | scaled
CB 756 | 0 | 0 | 0 | 0 | 0% | 0% | 0% | 0 | 0 | 0 | 0 | 0 | 0 | 0 | 0 | 756 | 0 | 0 | 0 | 0 | 0 | 0 | 0 | 0 | 0 | 0 | 0 | 0 | 0 | 0 | 0 | 0 | 0 | 0 |  | 4810 | CB 756 | 0 | 0 | 0 | 0 | 0 | 0 | 0 | 0 | 0 | 0 | 0 | 0 | 0 | 0 | 0 | 0 | 0 | 0 | 0 | 0 | 0 | 0 | 0 | 0 | 0 | 0 | 0 | 0 | 0 | 0 | 0 | 0 | 0 | 0 | 0 | 0 | 0 | 0 | 0 | 0 | 0 | 0 | 0 | 0 | 0 | 0 | 0 | 5000000 | scaled
CB 757 | 0 | 0 | 0 | 0 | 0% | 0% | 0% | 0 | 0 | 0 | 0 | 0 | 0 | 0 | 0 | 757 | 0 | 0 | 0 | 0 | 0 | 0 | 0 | 0 | 0 | 0 | 0 | 0 | 0 | 0 | 0 | 0 | 0 | 0 |  | 4811 | CB 757 | 0 | 0 | 0 | 0 | 0 | 0 | 0 | 0 | 0 | 0 | 0 | 0 | 0 | 0 | 0 | 0 | 0 | 0 | 0 | 0 | 0 | 0 | 0 | 0 | 0 | 0 | 0 | 0 | 0 | 0 | 0 | 0 | 0 | 0 | 0 | 0 | 0 | 0 | 0 | 0 | 0 | 0 | 0 | 0 | 0 | 0 | 0 | 5000000 | scaled
CB 759 | 13676.8342 | 11074.6836 | 0 | 2602.1505 | 80.97% | 0% | 19.03% | 6686.7504 | 10865.0348 | 94.1561 | 6109.1712 | 483.4231 | 167.0017 | 9840.7311 | 857.302 | 759 | 0.010883 | 0.0065834 | 0.003844 | 1256715.4423 | 169.7176 | 10282.1199 | 3224.9966 | 15594.7472 | 944787.2732 | 296333.4219 | 1061774.1253 | 14950.8315 | 970061.6186 | 76761.6752 | 731477.4708 | 11243.22 | 662517.2618 | 57716.989 |  | 4812 | CB 759 | 13676.8342 | 6990.0838 | 2811.7994 | 11074.6836 | 4387.9332 | 209.6489 | 0 | 0 | 0 | 2602.1505 | 169.7176 | 75.5616 | 2.7159 | 861.1853 | 73.6035 | 0.75791 | 0 | 0 | 0 | 1.958 | 3224.9966 | 2741.5735 | 2367.6946 | 861.1853 | 377.7621 | 3.8833 | 0 | 0 | 0 | 2363.8114 | 10282.1199 | 4172.9487 | 441.3888 | 10045.7388 | 3936.5676 | 205.0077 | 0 | 0 | 0 | 236.3811 | 0.0071898 | 0.0028902 | 0.0001508 | 0 | 0 | 0 | 0.0036932 | 5000000 | scaled
CB 76 | 2065.421 | 1170.5496 | 0 | 894.8714 | 56.67% | 0% | 43.33% | 719.2081 | 1147.2416 | 2.6032 | 703.2357 | 13.3692 | 4.709 | 1118.3762 | 24.1563 | 76 | 0.0027636 | 0.0018728 | 0.001325 | 747366.1113 | 5.5404 | 1222.0052 | 837.8754 | 2004.7906 | 442178.7382 | 303182.5824 | 718823.6231 | 2601.8189 | 702859.7622 | 13362.042 | 692965.5998 | 2844.3857 | 675530.15 | 14591.0641 |  | 4813 | CB 76 | 2065.421 | 1346.2129 | 918.1794 | 1170.5496 | 451.3415 | 23.3081 | 0 | 0 | 0 | 894.8714 | 5.5404 | 2.9372 | 0.83141 | 24.9681 | 2.2639 | 0.15805 | 0 | 0 | 0 | 0.67336 | 837.8754 | 824.5062 | 813.7191 | 24.9681 | 11.5989 | 0.81182 | 0 | 0 | 0 | 812.9073 | 1222.0052 | 518.7695 | 103.6289 | 1140.7144 | 437.4787 | 22.3382 | 0 | 0 | 0 | 81.2907 | 0.0014688 | 0.000578 | 3.02e-05 | 0 | 0 | 0 | 0.0012948 | 5000000 | scaled
CB 760 | 0 | 0 | 0 | 0 | 0% | 0% | 0% | 0 | 0 | 0 | 0 | 0 | 0 | 0 | 0 | 760 | 0 | 0 | 0 | 0 | 0 | 0 | 0 | 0 | 0 | 0 | 0 | 0 | 0 | 0 | 0 | 0 | 0 | 0 |  | 4814 | CB 760 | 0 | 0 | 0 | 0 | 0 | 0 | 0 | 0 | 0 | 0 | 0 | 0 | 0 | 0 | 0 | 0 | 0 | 0 | 0 | 0 | 0 | 0 | 0 | 0 | 0 | 0 | 0 | 0 | 0 | 0 | 0 | 0 | 0 | 0 | 0 | 0 | 0 | 0 | 0 | 0 | 0 | 0 | 0 | 0 | 0 | 0 | 0 | 5000000 | scaled
CB 761 | 36381.9114 | 34879.0568 | 0 | 1502.8546 | 95.87% | 0% | 4.131% | 20179.523 | 34362.3517 | 2761.4839 | 3116.5031 | 14301.5359 | 4738.2771 | 5080.2995 | 24543.7751 | 761 | 0.0090226 | 0.0049106 | 0.0022598 | 4032309.0189 | 4805.5853 | 5324.5185 | 26251.8075 | 532616.4661 | 590131.2797 | 2909561.2732 | 3299472.2419 | 451519.068 | 509566.8321 | 2338386.3418 | 893689.5411 | 123232.2144 | 132127.4686 | 638329.8581 |  | 4815 | CB 761 | 36381.9114 | 16202.3884 | 2019.5596 | 34879.0568 | 14699.5338 | 516.7051 | 0 | 0 | 0 | 1502.8546 | 4805.5853 | 2044.1014 | 67.3082 | 24886.6042 | 2042.9706 | 66.1774 | 0 | 0 | 0 | 1.1308 | 26251.8075 | 11950.2716 | 1708.0324 | 24886.6042 | 10585.0682 | 342.8291 | 0 | 0 | 0 | 1365.2034 | 5324.5185 | 2208.0153 | 244.219 | 5187.9981 | 2071.495 | 107.6986 | 0 | 0 | 0 | 136.5203 | 0.006909 | 0.002797 | 0.0001462 | 0 | 0 | 0 | 0.0021136 | 5000000 | scaled
CB 762 | 0 | 0 | 0 | 0 | 0% | 0% | 0% | 0 | 0 | 0 | 0 | 0 | 0 | 0 | 0 | 762 | 0 | 0 | 0 | 0 | 0 | 0 | 0 | 0 | 0 | 0 | 0 | 0 | 0 | 0 | 0 | 0 | 0 | 0 |  | 4816 | CB 762 | 0 | 0 | 0 | 0 | 0 | 0 | 0 | 0 | 0 | 0 | 0 | 0 | 0 | 0 | 0 | 0 | 0 | 0 | 0 | 0 | 0 | 0 | 0 | 0 | 0 | 0 | 0 | 0 | 0 | 0 | 0 | 0 | 0 | 0 | 0 | 0 | 0 | 0 | 0 | 0 | 0 | 0 | 0 | 0 | 0 | 0 | 0 | 5000000 | scaled
CB 763 | 0 | 0 | 0 | 0 | 0% | 0% | 0% | 0 | 0 | 0 | 0 | 0 | 0 | 0 | 0 | 763 | 0 | 0 | 0 | 0 | 0 | 0 | 0 | 0 | 0 | 0 | 0 | 0 | 0 | 0 | 0 | 0 | 0 | 0 |  | 4817 | CB 763 | 0 | 0 | 0 | 0 | 0 | 0 | 0 | 0 | 0 | 0 | 0 | 0 | 0 | 0 | 0 | 0 | 0 | 0 | 0 | 0 | 0 | 0 | 0 | 0 | 0 | 0 | 0 | 0 | 0 | 0 | 0 | 0 | 0 | 0 | 0 | 0 | 0 | 0 | 0 | 0 | 0 | 0 | 0 | 0 | 0 | 0 | 0 | 5000000 | scaled
CB 764 | 0 | 0 | 0 | 0 | 0% | 0% | 0% | 0 | 0 | 0 | 0 | 0 | 0 | 0 | 0 | 764 | 0 | 0 | 0 | 0 | 0 | 0 | 0 | 0 | 0 | 0 | 0 | 0 | 0 | 0 | 0 | 0 | 0 | 0 |  | 4818 | CB 764 | 0 | 0 | 0 | 0 | 0 | 0 | 0 | 0 | 0 | 0 | 0 | 0 | 0 | 0 | 0 | 0 | 0 | 0 | 0 | 0 | 0 | 0 | 0 | 0 | 0 | 0 | 0 | 0 | 0 | 0 | 0 | 0 | 0 | 0 | 0 | 0 | 0 | 0 | 0 | 0 | 0 | 0 | 0 | 0 | 0 | 0 | 0 | 5000000 | scaled
CB 765 | 0 | 0 | 0 | 0 | 0% | 0% | 0% | 0 | 0 | 0 | 0 | 0 | 0 | 0 | 0 | 765 | 0 | 0 | 0 | 0 | 0 | 0 | 0 | 0 | 0 | 0 | 0 | 0 | 0 | 0 | 0 | 0 | 0 | 0 |  | 4819 | CB 765 | 0 | 0 | 0 | 0 | 0 | 0 | 0 | 0 | 0 | 0 | 0 | 0 | 0 | 0 | 0 | 0 | 0 | 0 | 0 | 0 | 0 | 0 | 0 | 0 | 0 | 0 | 0 | 0 | 0 | 0 | 0 | 0 | 0 | 0 | 0 | 0 | 0 | 0 | 0 | 0 | 0 | 0 | 0 | 0 | 0 | 0 | 0 | 5000000 | scaled
CB 766 | 0 | 0 | 0 | 0 | 0% | 0% | 0% | 0 | 0 | 0 | 0 | 0 | 0 | 0 | 0 | 766 | 0 | 0 | 0 | 0 | 0 | 0 | 0 | 0 | 0 | 0 | 0 | 0 | 0 | 0 | 0 | 0 | 0 | 0 |  | 4820 | CB 766 | 0 | 0 | 0 | 0 | 0 | 0 | 0 | 0 | 0 | 0 | 0 | 0 | 0 | 0 | 0 | 0 | 0 | 0 | 0 | 0 | 0 | 0 | 0 | 0 | 0 | 0 | 0 | 0 | 0 | 0 | 0 | 0 | 0 | 0 | 0 | 0 | 0 | 0 | 0 | 0 | 0 | 0 | 0 | 0 | 0 | 0 | 0 | 5000000 | scaled
CB 767 | 0 | 0 | 0 | 0 | 0% | 0% | 0% | 0 | 0 | 0 | 0 | 0 | 0 | 0 | 0 | 767 | 0 | 0 | 0 | 0 | 0 | 0 | 0 | 0 | 0 | 0 | 0 | 0 | 0 | 0 | 0 | 0 | 0 | 0 |  | 4821 | CB 767 | 0 | 0 | 0 | 0 | 0 | 0 | 0 | 0 | 0 | 0 | 0 | 0 | 0 | 0 | 0 | 0 | 0 | 0 | 0 | 0 | 0 | 0 | 0 | 0 | 0 | 0 | 0 | 0 | 0 | 0 | 0 | 0 | 0 | 0 | 0 | 0 | 0 | 0 | 0 | 0 | 0 | 0 | 0 | 0 | 0 | 0 | 0 | 5000000 | scaled
CB 768 | 0 | 0 | 0 | 0 | 0% | 0% | 0% | 0 | 0 | 0 | 0 | 0 | 0 | 0 | 0 | 768 | 0 | 0 | 0 | 0 | 0 | 0 | 0 | 0 | 0 | 0 | 0 | 0 | 0 | 0 | 0 | 0 | 0 | 0 |  | 4822 | CB 768 | 0 | 0 | 0 | 0 | 0 | 0 | 0 | 0 | 0 | 0 | 0 | 0 | 0 | 0 | 0 | 0 | 0 | 0 | 0 | 0 | 0 | 0 | 0 | 0 | 0 | 0 | 0 | 0 | 0 | 0 | 0 | 0 | 0 | 0 | 0 | 0 | 0 | 0 | 0 | 0 | 0 | 0 | 0 | 0 | 0 | 0 | 0 | 5000000 | scaled
CB 77 | 119749.4887 | 107940.5842 | 0 | 11808.9044 | 90.14% | 0% | 9.861% | 66858.3218 | 106503.9297 | 11345.2975 | 10114.8373 | 45398.187 | 18035.6579 | 16296.6239 | 72171.6479 | 77 | 0.052353 | 0.030438 | 0.017395 | 2287329.7371 | 18263.4845 | 17710.1855 | 83775.8186 | 348850.0179 | 338281.4773 | 1600198.242 | 1737680.3465 | 294869.8074 | 262889.5473 | 1179920.9917 | 761475.3428 | 128950.254 | 116516.6138 | 516008.4749 |  | 4823 | CB 77 | 119749.4887 | 52891.1668 | 13245.559 | 107940.5842 | 41082.2624 | 1436.6546 | 0 | 0 | 0 | 11808.9044 | 18263.4845 | 6918.187 | 227.8266 | 73048.529 | 6909.3012 | 218.9408 | 0 | 0 | 0 | 8.8858 | 83775.8186 | 38377.6316 | 11604.1707 | 73048.529 | 27650.342 | 876.8811 | 0 | 0 | 0 | 10727.2896 | 17710.1855 | 7595.3482 | 1413.5616 | 16637.4565 | 6522.6192 | 340.8327 | 0 | 0 | 0 | 1072.729 | 0.035679 | 0.013763 | 0.00072 | 0 | 0 | 0 | 0.016675 | 5000000 | scaled
CB 770 | 5459.9143 | 3720.0136 | 0 | 1739.9007 | 68.13% | 0% | 31.87% | 1808.3547 | 3675.8974 | 236.9187 | 351.5399 | 1219.8961 | 480.9435 | 720.7142 | 2474.2398 | 770 | 0.008087 | 0.0052122 | 0.0026246 | 675147.063 | 486.118 | 899.1041 | 4074.6922 | 60111.0435 | 111178.9411 | 503857.0784 | 700579.3243 | 91785.2942 | 136190.9729 | 472603.0572 | 679729.0526 | 88933.7225 | 133270.9586 | 457524.3715 |  | 4824 | CB 770 | 5459.9143 | 3651.5596 | 1784.0169 | 3720.0136 | 1911.6589 | 44.1162 | 0 | 0 | 0 | 1739.9007 | 486.118 | 249.1993 | 5.1745 | 2494.1545 | 247.89 | 3.8653 | 0 | 0 | 0 | 1.3092 | 4074.6922 | 2854.7961 | 1600.4524 | 2494.1545 | 1274.2584 | 19.9147 | 0 | 0 | 0 | 1580.5377 | 899.1041 | 547.5642 | 178.3899 | 741.0503 | 389.5104 | 20.3361 | 0 | 0 | 0 | 158.0538 | 0.0056052 | 0.0027304 | 0.0001428 | 0 | 0 | 0 | 0.0024818 | 5000000 | scaled
CB 771 | 24059.4557 | 21639.9967 | 0 | 2419.459 | 89.94% | 0% | 10.06% | 6467.3426 | 21135.5459 | 1052.6913 | 1804.6456 | 3610.0056 | 3613.66 | 5133.6054 | 12388.2805 | 771 | 0.012612 | 0.009478 | 0.0037216 | 1907724.2943 | 3688.0061 | 5536.2018 | 14835.2478 | 292429.6784 | 438976.9588 | 1176317.6571 | 1856099.7145 | 302117.9179 | 517925.5927 | 1036056.2039 | 785659.354 | 134328.481 | 190828.5279 | 460502.3451 |  | 4825 | CB 771 | 24059.4557 | 17592.1131 | 2923.9099 | 21639.9967 | 15172.6541 | 504.4508 | 0 | 0 | 0 | 2419.459 | 3688.0061 | 2635.3148 | 74.3461 | 12637.3946 | 2633.4942 | 72.5256 | 0 | 0 | 0 | 1.8206 | 14835.2478 | 11225.2421 | 2446.9673 | 12637.3946 | 9027.389 | 249.1141 | 0 | 0 | 0 | 2197.8532 | 5536.2018 | 3731.5562 | 402.5964 | 5316.4165 | 3511.7709 | 182.8111 | 0 | 0 | 0 | 219.7853 | 0.009207 | 0.0060734 | 0.000317 | 0 | 0 | 0 | 0.0034046 | 5000000 | scaled
CB 772 | 927.5216 | 723.6742 | 0 | 203.8473 | 78.02% | 0% | 21.98% | 413.3568 | 713.8602 | 19.5969 | 293.0887 | 100.6712 | 40.5137 | 465.2745 | 208.0719 | 772 | 0.0009252 | 0.0005334 | 0.0003036 | 1002509.282 | 40.6849 | 493.4969 | 393.3398 | 43974.1147 | 533394.822 | 425140.3452 | 963938.4097 | 45699.4367 | 683475.9909 | 234762.982 | 703759.6668 | 39940.4935 | 458691.2813 | 205127.892 |  | 4826 | CB 772 | 927.5216 | 514.1647 | 213.6614 | 723.6742 | 310.3174 | 9.8141 | 0 | 0 | 0 | 203.8473 | 40.6849 | 21.088 | 0.17112 | 208.1635 | 20.9346 | 0.017736 | 0 | 0 | 0 | 0.15339 | 393.3398 | 292.6686 | 185.2679 | 208.1635 | 107.4923 | 0.091598 | 0 | 0 | 0 | 185.1763 | 493.4969 | 200.4082 | 28.2224 | 474.9793 | 181.8905 | 9.7048 | 0 | 0 | 0 | 18.5176 | 0.0006346 | 0.0002428 | 1.3e-05 | 0 | 0 | 0 | 0.0002906 | 5000000 | scaled
CB 773 | 0 | 0 | 0 | 0 | 0% | 0% | 0% | 0 | 0 | 0 | 0 | 0 | 0 | 0 | 0 | 773 | 0 | 0 | 0 | 0 | 0 | 0 | 0 | 0 | 0 | 0 | 0 | 0 | 0 | 0 | 0 | 0 | 0 | 0 |  | 4827 | CB 773 | 0 | 0 | 0 | 0 | 0 | 0 | 0 | 0 | 0 | 0 | 0 | 0 | 0 | 0 | 0 | 0 | 0 | 0 | 0 | 0 | 0 | 0 | 0 | 0 | 0 | 0 | 0 | 0 | 0 | 0 | 0 | 0 | 0 | 0 | 0 | 0 | 0 | 0 | 0 | 0 | 0 | 0 | 0 | 0 | 0 | 0 | 0 | 5000000 | scaled
CB 774 | 0 | 0 | 0 | 0 | 0% | 0% | 0% | 0 | 0 | 0 | 0 | 0 | 0 | 0 | 0 | 774 | 0 | 0 | 0 | 0 | 0 | 0 | 0 | 0 | 0 | 0 | 0 | 0 | 0 | 0 | 0 | 0 | 0 | 0 |  | 4828 | CB 774 | 0 | 0 | 0 | 0 | 0 | 0 | 0 | 0 | 0 | 0 | 0 | 0 | 0 | 0 | 0 | 0 | 0 | 0 | 0 | 0 | 0 | 0 | 0 | 0 | 0 | 0 | 0 | 0 | 0 | 0 | 0 | 0 | 0 | 0 | 0 | 0 | 0 | 0 | 0 | 0 | 0 | 0 | 0 | 0 | 0 | 0 | 0 | 5000000 | scaled
CB 775 | 1240.9141 | 792.391 | 0 | 448.5231 | 63.86% | 0% | 36.14% | 525.8783 | 780.8248 | 26.6909 | 361.5267 | 137.6606 | 33.5996 | 573.7243 | 173.5008 | 775 | 0.0013874 | 0.0009124 | 0.000633 | 894416.981 | 33.9371 | 626.0347 | 580.9423 | 24460.9173 | 451228.737 | 418727.3267 | 783686.7623 | 39775.9961 | 538762.8775 | 205147.8887 | 726839.4302 | 31276.5412 | 534057.6908 | 161505.1982 |  | 4829 | CB 775 | 1240.9141 | 715.0358 | 460.0894 | 792.391 | 266.5127 | 11.5663 | 0 | 0 | 0 | 448.5231 | 33.9371 | 7.2461 | 0.3375 | 173.5008 | 6.9086 | 0 | 0 | 0 | 0 | 0.3375 | 580.9423 | 443.2816 | 407.4414 | 173.5008 | 35.8402 | 0 | 0 | 0 | 0 | 407.4414 | 626.0347 | 264.508 | 52.3104 | 585.2906 | 223.7639 | 11.5663 | 0 | 0 | 0 | 40.7441 | 0.0007696 | 0.0002946 | 1.52e-05 | 0 | 0 | 0 | 0.0006178 | 5000000 | scaled
CB 776 | 55067.6539 | 51025.7476 | 2218.1197 | 1823.7867 | 92.66% | 4.028% | 3.312% | 33518.2234 | 52685.6783 | 6256.9422 | 786.0289 | 26475.2522 | 9723.7056 | 1653.8434 | 41308.1294 | 776 | 0.014982 | 0.0082572 | 0.003208 | 3675636.7022 | 9801.6564 | 1937.0223 | 43328.9752 | 654237.5715 | 129291.6939 | 2892107.4368 | 2609774.5689 | 487174.053 | 61201.2835 | 2061399.2325 | 742511.0974 | 137038.3669 | 23307.9861 | 582164.7444 |  | 4830 | CB 776 | 55067.6539 | 21549.4306 | 2381.9756 | 51025.7476 | 18488.4799 | 410.1515 | 2218.1197 | 1237.164 | 148.0375 | 1823.7867 | 9801.6564 | 3544.7142 | 77.9508 | 41214.8908 | 3540.738 | 76.2669 | 4.6684 | 2.6038 | 0.31157 | 1.3723 | 43328.9752 | 16853.723 | 2020.8458 | 41214.8908 | 14941.8974 | 333.5824 | 457.3441 | 255.0852 | 30.5232 | 1656.7403 | 1937.0223 | 1150.9934 | 283.1789 | 15.241 | 5.8444 | 0.30215 | 1756.1073 | 979.4749 | 117.2027 | 165.674 | 0.0075104 | 0.002877 | 0.0001498 | 0.0049036 | 0.0028124 | 0.0004904 | 0.0025678 | 5000000 | scaled
CB 777 | 0 | 0 | 0 | 0 | 0% | 0% | 0% | 0 | 0 | 0 | 0 | 0 | 0 | 0 | 0 | 777 | 0 | 0 | 0 | 0 | 0 | 0 | 0 | 0 | 0 | 0 | 0 | 0 | 0 | 0 | 0 | 0 | 0 | 0 |  | 4831 | CB 777 | 0 | 0 | 0 | 0 | 0 | 0 | 0 | 0 | 0 | 0 | 0 | 0 | 0 | 0 | 0 | 0 | 0 | 0 | 0 | 0 | 0 | 0 | 0 | 0 | 0 | 0 | 0 | 0 | 0 | 0 | 0 | 0 | 0 | 0 | 0 | 0 | 0 | 0 | 0 | 0 | 0 | 0 | 0 | 0 | 0 | 0 | 0 | 5000000 | scaled
CB 779 | 0 | 0 | 0 | 0 | 0% | 0% | 0% | 0 | 0 | 0 | 0 | 0 | 0 | 0 | 0 | 779 | 0 | 0 | 0 | 0 | 0 | 0 | 0 | 0 | 0 | 0 | 0 | 0 | 0 | 0 | 0 | 0 | 0 | 0 |  | 4832 | CB 779 | 0 | 0 | 0 | 0 | 0 | 0 | 0 | 0 | 0 | 0 | 0 | 0 | 0 | 0 | 0 | 0 | 0 | 0 | 0 | 0 | 0 | 0 | 0 | 0 | 0 | 0 | 0 | 0 | 0 | 0 | 0 | 0 | 0 | 0 | 0 | 0 | 0 | 0 | 0 | 0 | 0 | 0 | 0 | 0 | 0 | 0 | 0 | 5000000 | scaled
CB 78 | 25280.9553 | 25169.1487 | 0 | 111.8066 | 99.56% | 0% | 0.4423% | 12161.0346 | 25168.5424 | 1924.706 | 3.25 | 10233.0786 | 3968.5427 | 15.826 | 21184.1737 | 78 | 0.0002122 | 0.0002012 | 0.0001526 | 119137395.5159 | 3968.6268 | 26.5889 | 21285.7396 | 18702294.1357 | 125301.0966 | 100309800.2836 | 65208353.5963 | 10320413.8368 | 17426.8462 | 54870512.9133 | 736650.9312 | 116154.1506 | 463.2063 | 620033.5743 |  | 4833 | CB 78 | 25280.9553 | 13119.9207 | 112.4129 | 25169.1487 | 13008.1141 | 0.60632 | 0 | 0 | 0 | 111.8066 | 3968.6268 | 2043.9208 | 0.084131 | 21184.1737 | 2043.8367 | 0 | 0 | 0 | 0 | 0.084131 | 21285.7396 | 11052.6611 | 101.5659 | 21184.1737 | 10951.0952 | 0 | 0 | 0 | 0 | 101.5659 | 26.5889 | 23.3389 | 10.7629 | 16.4323 | 13.1823 | 0.60632 | 0 | 0 | 0 | 10.1566 | 6.24e-05 | 5.14e-05 | 2.8e-06 | 0 | 0 | 0 | 0.0001498 | 5000000 | scaled
CB 780 | 78995.2949 | 20637.789 | 55173.369 | 3184.1369 | 26.13% | 69.84% | 4.031% | 37236.217 | 71657.3653 | 897.6353 | 28917.2442 | 7421.3375 | 1363.8792 | 57414.553 | 12878.9331 | 780 | 0.024043 | 0.014063 | 0.0056808 | 3285638.6128 | 1405.0855 | 61200.6813 | 16389.5281 | 58441.4961 | 2545510.1082 | 681687.0085 | 2969513.3134 | 71584.6056 | 2306091.9875 | 591836.7203 | 1291707.0858 | 24585.5041 | 1034963.8814 | 232157.7003 |  | 4834 | CB 780 | 78995.2949 | 41759.0779 | 7337.9296 | 20637.789 | 8019.2901 | 472.9014 | 55173.369 | 30555.651 | 3680.8914 | 3184.1369 | 1405.0855 | 507.4502 | 41.2063 | 6708.0143 | 449.0953 | 32.0692 | 101.0434 | 55.959 | 6.7411 | 2.396 | 16389.5281 | 8968.1906 | 3510.595 | 6708.0143 | 2315.8598 | 165.1736 | 6789.0221 | 3759.8391 | 452.9296 | 2892.4917 | 61200.6813 | 32283.4371 | 3786.1283 | 12628.1286 | 5254.335 | 275.6585 | 48283.3035 | 26739.8529 | 3221.2207 | 289.2492 | 0.0093736 | 0.0037852 | 0.0001978 | 0.010207 | 0.005815 | 0.0010206 | 0.0044624 | 5000000 | scaled
CB 781 | 155425.1821 | 39055.9149 | 113368.0669 | 3001.2003 | 25.13% | 72.94% | 1.931% | 71605.7095 | 143918.226 | 123.4547 | 66691.176 | 4791.0789 | 230.4829 | 133819.0311 | 9868.7121 | 781 | 0.021159 | 0.012904 | 0.0053954 | 7345721.4626 | 243.1109 | 141912.8589 | 13269.2123 | 11489.9334 | 6707100.6077 | 627130.9214 | 6495720.0664 | 11199.2111 | 6049897.5937 | 434623.2616 | 2132734.5704 | 3415.5422 | 1983073.8719 | 146245.1563 |  | 4835 | CB 781 | 155425.1821 | 83819.4726 | 11506.9561 | 39055.9149 | 18085.3294 | 939.6737 | 113368.0669 | 62732.943 | 7566.0821 | 3001.2003 | 243.1109 | 119.6562 | 12.628 | 528.6284 | 40.7504 | 1.1255 | 138.5137 | 76.6475 | 9.2443 | 2.2583 | 13269.2123 | 8478.1335 | 3400.5002 | 528.6284 | 210.3607 | 5.8458 | 10014.273 | 5541.4618 | 668.3435 | 2726.3109 | 141912.8589 | 75221.683 | 8093.8278 | 38424.9476 | 17834.2182 | 932.7024 | 103215.2802 | 57114.8337 | 6888.4944 | 272.6311 | 0.0068028 | 0.002909 | 0.0001522 | 0.010125 | 0.005764 | 0.0010124 | 0.0042308 | 5000000 | scaled
CB 782 | 0 | 0 | 0 | 0 | 0% | 0% | 0% | 0 | 0 | 0 | 0 | 0 | 0 | 0 | 0 | 782 | 0 | 0 | 0 | 0 | 0 | 0 | 0 | 0 | 0 | 0 | 0 | 0 | 0 | 0 | 0 | 0 | 0 | 0 |  | 4836 | CB 782 | 0 | 0 | 0 | 0 | 0 | 0 | 0 | 0 | 0 | 0 | 0 | 0 | 0 | 0 | 0 | 0 | 0 | 0 | 0 | 0 | 0 | 0 | 0 | 0 | 0 | 0 | 0 | 0 | 0 | 0 | 0 | 0 | 0 | 0 | 0 | 0 | 0 | 0 | 0 | 0 | 0 | 0 | 0 | 0 | 0 | 0 | 0 | 5000000 | scaled
CB 783 | 129217.0431 | 53785.2787 | 74665.879 | 765.8853 | 41.62% | 57.78% | 0.5927% | 61038.3548 | 122453.1642 | 1685.5382 | 49413.6334 | 9939.1833 | 3564.6138 | 97953.7522 | 20934.7982 | 783 | 0.014816 | 0.0085098 | 0.002183 | 8721334.9639 | 3605.5598 | 103394.9999 | 22216.4834 | 243352.5346 | 6978510.0035 | 1499472.4259 | 8011785.0322 | 221240.7168 | 6485944.9351 | 1304599.3804 | 3098432.8583 | 90195.4364 | 2478524.1476 | 529713.2744 |  | 4837 | CB 783 | 129217.0431 | 68178.6883 | 6763.8789 | 53785.2787 | 26107.4331 | 1018.1212 | 74665.879 | 41305.3698 | 4979.8724 | 765.8853 | 3605.5598 | 1920.0217 | 40.946 | 14912.7176 | 1867.902 | 34.1555 | 93.1727 | 51.5434 | 6.2142 | 0.5763 | 22216.4834 | 12277.3001 | 1281.6852 | 14912.7176 | 7925.984 | 145.2243 | 6608.0303 | 3655.5805 | 440.7254 | 695.7355 | 103394.9999 | 53981.3665 | 5441.2477 | 35360.7504 | 16313.5471 | 838.7414 | 67964.676 | 37598.2459 | 4532.9328 | 69.5735 | 0.0035376 | 0.0016262 | 8.5e-05 | 0.010201 | 0.0058056 | 0.00102 | 0.001078 | 5000000 | scaled
CB 785 | 0 | 0 | 0 | 0 | 0% | 0% | 0% | 0 | 0 | 0 | 0 | 0 | 0 | 0 | 0 | 785 | 0 | 0 | 0 | 0 | 0 | 0 | 0 | 0 | 0 | 0 | 0 | 0 | 0 | 0 | 0 | 0 | 0 | 0 |  | 4838 | CB 785 | 0 | 0 | 0 | 0 | 0 | 0 | 0 | 0 | 0 | 0 | 0 | 0 | 0 | 0 | 0 | 0 | 0 | 0 | 0 | 0 | 0 | 0 | 0 | 0 | 0 | 0 | 0 | 0 | 0 | 0 | 0 | 0 | 0 | 0 | 0 | 0 | 0 | 0 | 0 | 0 | 0 | 0 | 0 | 0 | 0 | 0 | 0 | 5000000 | scaled
CB 786 | 0 | 0 | 0 | 0 | 0% | 0% | 0% | 0 | 0 | 0 | 0 | 0 | 0 | 0 | 0 | 786 | 0 | 0 | 0 | 0 | 0 | 0 | 0 | 0 | 0 | 0 | 0 | 0 | 0 | 0 | 0 | 0 | 0 | 0 |  | 4839 | CB 786 | 0 | 0 | 0 | 0 | 0 | 0 | 0 | 0 | 0 | 0 | 0 | 0 | 0 | 0 | 0 | 0 | 0 | 0 | 0 | 0 | 0 | 0 | 0 | 0 | 0 | 0 | 0 | 0 | 0 | 0 | 0 | 0 | 0 | 0 | 0 | 0 | 0 | 0 | 0 | 0 | 0 | 0 | 0 | 0 | 0 | 0 | 0 | 5000000 | scaled
CB 788 | 8569068.0585 | 8146827.0651 | 407466.3884 | 14774.6049 | 95.07% | 4.755% | 0.1724% | 5185747.7718 | 8343155.9911 | 1148951.579 | 178157.0005 | 3858639.1924 | 1829171.6346 | 364050.4615 | 6149933.895 | 788 | 0.14181 | 0.079892 | 0.028428 | 60426146.2715 | 1869741.0888 | 397340.4188 | 6301986.5508 | 13184776.6587 | 2801909.1578 | 44439460.455 | 42348780.3087 | 9382773.7376 | 1454897.5393 | 31511109.0318 | 7946759.4622 | 1742264.7989 | 346753.8486 | 5857740.8147 |  | 4840 | CB 788 | 8569068.0585 | 3383320.2867 | 225912.0673 | 8146827.0651 | 3140840.5331 | 176664.465 | 407466.3884 | 227705.1487 | 34472.9974 | 14774.6049 | 1869741.0888 | 720789.5099 | 40569.4542 | 6253070.5951 | 720456.4375 | 40509.595 | 576.1215 | 321.955 | 48.7418 | 11.1174 | 6301986.5508 | 2443347.3584 | 152052.6558 | 6253070.5951 | 2410090.4954 | 135628.3432 | 35494.6034 | 19835.5108 | 3002.9603 | 13421.3523 | 397340.4188 | 219183.4184 | 33289.9573 | 24602.62 | 10293.6002 | 526.5267 | 371395.6636 | 207547.6829 | 31421.2954 | 1342.1352 | 0.05615 | 0.022382 | 0.001167 | 0.064889 | 0.036737 | 0.0064888 | 0.020772 | 5000000 | scaled
CB 789 | 122362.0114 | 120731.2885 | 0 | 1630.723 | 98.67% | 0% | 1.333% | 78248.1958 | 118261.7405 | 12343.0387 | 2618.0627 | 63287.0944 | 18589.392 | 4428.125 | 95244.2234 | 789 | 0.0078294 | 0.0045294 | 0.0023546 | 15628529.8297 | 18978.43 | 4674.8585 | 98708.7229 | 2423995.4492 | 597090.2667 | 12607444.1139 | 9739439.1385 | 1536320.0731 | 325866.4615 | 7877252.6039 | 1741387.4755 | 273726.1797 | 65203.5177 | 1402457.7781 |  | 4841 | CB 789 | 122362.0114 | 44113.8156 | 4100.2709 | 120731.2885 | 42483.0927 | 2469.548 | 0 | 0 | 0 | 1630.723 | 18978.43 | 6635.3913 | 389.038 | 97227.363 | 6634.1642 | 387.8109 | 0 | 0 | 0 | 1.2271 | 98708.7229 | 35421.6285 | 3464.4995 | 97227.363 | 33940.2686 | 1983.1396 | 0 | 0 | 0 | 1481.3599 | 4674.8585 | 2056.7958 | 246.7335 | 4526.7225 | 1908.6598 | 98.5975 | 0 | 0 | 0 | 148.136 | 0.0055948 | 0.0022948 | 0.00012 | 0 | 0 | 0 | 0.0022346 | 5000000 | scaled
CB 79 | 0 | 0 | 0 | 0 | 0% | 0% | 0% | 0 | 0 | 0 | 0 | 0 | 0 | 0 | 0 | 79 | 0 | 0 | 0 | 0 | 0 | 0 | 0 | 0 | 0 | 0 | 0 | 0 | 0 | 0 | 0 | 0 | 0 | 0 |  | 4842 | CB 79 | 0 | 0 | 0 | 0 | 0 | 0 | 0 | 0 | 0 | 0 | 0 | 0 | 0 | 0 | 0 | 0 | 0 | 0 | 0 | 0 | 0 | 0 | 0 | 0 | 0 | 0 | 0 | 0 | 0 | 0 | 0 | 0 | 0 | 0 | 0 | 0 | 0 | 0 | 0 | 0 | 0 | 0 | 0 | 0 | 0 | 0 | 0 | 5000000 | scaled
CB 790 | 864252.9944 | 541656.6534 | 321571.933 | 1024.408 | 62.67% | 37.21% | 0.1185% | 443910.2482 | 827058.6759 | 53499.7341 | 126308.8477 | 264101.6664 | 94312.6819 | 262322.5146 | 470423.4793 | 790 | 0.092624 | 0.052684 | 0.010209 | 9330807.6387 | 95750.3622 | 287403.426 | 481099.2062 | 1033757.727 | 3102917.8957 | 5194132.016 | 7978535.2384 | 961567.154 | 2270187.7153 | 4746780.3692 | 3643144.4093 | 415441.7697 | 1155515.1168 | 2072187.5228 |  | 4843 | CB 790 | 864252.9944 | 420342.7462 | 37194.3185 | 541656.6534 | 238737.4377 | 7940.0654 | 321571.933 | 180580.9005 | 28229.8451 | 1024.408 | 95750.3622 | 42250.6281 | 1437.6803 | 442759.0753 | 41948.4104 | 1389.7849 | 536.8056 | 301.4468 | 47.1246 | 0.77083 | 481099.2062 | 216997.5398 | 10675.7269 | 442759.0753 | 195059.373 | 6461.0741 | 37409.5516 | 21007.5875 | 3284.0735 | 930.5793 | 287403.426 | 161094.5783 | 25080.9114 | 3684.7923 | 1729.6542 | 89.2064 | 283625.5758 | 159271.8662 | 24898.6471 | 93.0579 | 0.0043058 | 0.0019558 | 0.0001026 | 0.086901 | 0.049312 | 0.00869 | 0.0014168 | 5000000 | scaled
CB 791 | 969888.6642 | 967787.3996 | 0 | 2101.2646 | 99.78% | 0% | 0.2167% | 545391.532 | 950039.1111 | 92421.4004 | 2706.9706 | 450263.161 | 160960.8139 | 4935.9463 | 784142.3508 | 791 | 0.010706 | 0.0063818 | 0.003114 | 90594692.9902 | 163966.2154 | 5248.8031 | 800673.6458 | 15315643.4229 | 490276.589 | 74788772.9784 | 66516834.1583 | 11271863.6071 | 330146.5132 | 54914824.038 | 6374294.5237 | 1079967.7852 | 33117.7689 | 5261208.9695 |  | 4844 | CB 791 | 969888.6642 | 424497.1322 | 19849.5531 | 967787.3996 | 422395.8677 | 17748.2886 | 0 | 0 | 0 | 2101.2646 | 163966.2154 | 71544.815 | 3005.4014 | 798764.8426 | 71543.2339 | 3003.8203 | 0 | 0 | 0 | 1.5811 | 800673.6458 | 350410.4847 | 16531.2949 | 798764.8426 | 348501.6816 | 14622.4918 | 0 | 0 | 0 | 1908.8031 | 5248.8031 | 2541.8325 | 312.8568 | 5057.9228 | 2350.9522 | 121.9764 | 0 | 0 | 0 | 190.8803 | 0.007772 | 0.003448 | 0.0001802 | 0 | 0 | 0 | 0.0029338 | 5000000 | scaled
CB 792 | 0 | 0 | 0 | 0 | 0% | 0% | 0% | 0 | 0 | 0 | 0 | 0 | 0 | 0 | 0 | 792 | 0 | 0 | 0 | 0 | 0 | 0 | 0 | 0 | 0 | 0 | 0 | 0 | 0 | 0 | 0 | 0 | 0 | 0 |  | 4845 | CB 792 | 0 | 0 | 0 | 0 | 0 | 0 | 0 | 0 | 0 | 0 | 0 | 0 | 0 | 0 | 0 | 0 | 0 | 0 | 0 | 0 | 0 | 0 | 0 | 0 | 0 | 0 | 0 | 0 | 0 | 0 | 0 | 0 | 0 | 0 | 0 | 0 | 0 | 0 | 0 | 0 | 0 | 0 | 0 | 0 | 0 | 0 | 0 | 5000000 | scaled
CB 793 | 0 | 0 | 0 | 0 | 0% | 0% | 0% | 0 | 0 | 0 | 0 | 0 | 0 | 0 | 0 | 793 | 0 | 0 | 0 | 0 | 0 | 0 | 0 | 0 | 0 | 0 | 0 | 0 | 0 | 0 | 0 | 0 | 0 | 0 |  | 4846 | CB 793 | 0 | 0 | 0 | 0 | 0 | 0 | 0 | 0 | 0 | 0 | 0 | 0 | 0 | 0 | 0 | 0 | 0 | 0 | 0 | 0 | 0 | 0 | 0 | 0 | 0 | 0 | 0 | 0 | 0 | 0 | 0 | 0 | 0 | 0 | 0 | 0 | 0 | 0 | 0 | 0 | 0 | 0 | 0 | 0 | 0 | 0 | 0 | 5000000 | scaled
CB 794 | 0 | 0 | 0 | 0 | 0% | 0% | 0% | 0 | 0 | 0 | 0 | 0 | 0 | 0 | 0 | 794 | 0 | 0 | 0 | 0 | 0 | 0 | 0 | 0 | 0 | 0 | 0 | 0 | 0 | 0 | 0 | 0 | 0 | 0 |  | 4847 | CB 794 | 0 | 0 | 0 | 0 | 0 | 0 | 0 | 0 | 0 | 0 | 0 | 0 | 0 | 0 | 0 | 0 | 0 | 0 | 0 | 0 | 0 | 0 | 0 | 0 | 0 | 0 | 0 | 0 | 0 | 0 | 0 | 0 | 0 | 0 | 0 | 0 | 0 | 0 | 0 | 0 | 0 | 0 | 0 | 0 | 0 | 0 | 0 | 5000000 | scaled
CB 795 | 12754.4007 | 11980.9662 | 188.3889 | 585.0455 | 93.94% | 1.477% | 4.587% | 7223.0786 | 11871.59 | 395.8797 | 4786.1911 | 2041.0078 | 579.2989 | 8294.8239 | 2997.4672 | 795 | 0.020541 | 0.011818 | 0.002662 | 620930.0859 | 595.5038 | 8546.8515 | 3612.0454 | 28991.2663 | 416091.4622 | 175847.3573 | 468034.2253 | 25651.8415 | 310131.087 | 132251.2968 | 331634.3668 | 16182.7887 | 231716.953 | 83734.6252 |  | 4848 | CB 795 | 12754.4007 | 5531.3221 | 882.8107 | 11980.9662 | 4841.9839 | 285.1914 | 188.3889 | 104.2927 | 12.5738 | 585.0455 | 595.5038 | 199.6241 | 16.2049 | 3041.6866 | 199.1153 | 15.7564 | 0.12373 | 0.068495 | 0.0082579 | 0.44023 | 3612.0454 | 1571.0376 | 614.5782 | 3041.6866 | 1018.0434 | 80.5225 | 38.8994 | 21.5348 | 2.5963 | 531.4593 | 8546.8515 | 3760.6604 | 252.0276 | 8344.3398 | 3624.8251 | 188.9125 | 149.3658 | 82.6894 | 9.9692 | 53.1459 | 0.001769 | 0.0007712 | 4e-05 | 0.017944 | 0.010219 | 0.0017944 | 0.0008276 | 5000000 | scaled
CB 796 | 0 | 0 | 0 | 0 | 0% | 0% | 0% | 0 | 0 | 0 | 0 | 0 | 0 | 0 | 0 | 796 | 0 | 0 | 0 | 0 | 0 | 0 | 0 | 0 | 0 | 0 | 0 | 0 | 0 | 0 | 0 | 0 | 0 | 0 |  | 4849 | CB 796 | 0 | 0 | 0 | 0 | 0 | 0 | 0 | 0 | 0 | 0 | 0 | 0 | 0 | 0 | 0 | 0 | 0 | 0 | 0 | 0 | 0 | 0 | 0 | 0 | 0 | 0 | 0 | 0 | 0 | 0 | 0 | 0 | 0 | 0 | 0 | 0 | 0 | 0 | 0 | 0 | 0 | 0 | 0 | 0 | 0 | 0 | 0 | 5000000 | scaled
CB 797 | 65018.887 | 64270.533 | 0 | 748.354 | 98.85% | 0% | 1.151% | 39145.4625 | 62849.3037 | 5052.726 | 8180.6056 | 25912.1308 | 8057.9024 | 13467.4777 | 41323.9236 | 797 | 0.0039484 | 0.0022218 | 0.0011038 | 16467147.9589 | 8241.6256 | 13832.6141 | 42944.6473 | 2087333.0054 | 3503346.6854 | 10876468.2681 | 11645253.6439 | 1503118.6786 | 2433621.2085 | 7708513.7568 | 1965558.3249 | 252004.0203 | 421183.8698 | 1292370.4347 |  | 4850 | CB 797 | 65018.887 | 25873.4245 | 2169.5833 | 64270.533 | 25125.0705 | 1421.2292 | 0 | 0 | 0 | 748.354 | 8241.6256 | 3188.8996 | 183.7232 | 42264.8374 | 3188.3365 | 183.1601 | 0 | 0 | 0 | 0.56311 | 42944.6473 | 17032.5165 | 1620.7237 | 42264.8374 | 16352.7066 | 940.9138 | 0 | 0 | 0 | 679.8099 | 13832.6141 | 5652.0084 | 365.1363 | 13764.6331 | 5584.0274 | 297.1553 | 0 | 0 | 0 | 67.981 | 0.0029062 | 0.0011796 | 6.16e-05 | 0 | 0 | 0 | 0.0010422 | 5000000 | scaled
CB 798 | 0 | 0 | 0 | 0 | 0% | 0% | 0% | 0 | 0 | 0 | 0 | 0 | 0 | 0 | 0 | 798 | 0 | 0 | 0 | 0 | 0 | 0 | 0 | 0 | 0 | 0 | 0 | 0 | 0 | 0 | 0 | 0 | 0 | 0 |  | 4851 | CB 798 | 0 | 0 | 0 | 0 | 0 | 0 | 0 | 0 | 0 | 0 | 0 | 0 | 0 | 0 | 0 | 0 | 0 | 0 | 0 | 0 | 0 | 0 | 0 | 0 | 0 | 0 | 0 | 0 | 0 | 0 | 0 | 0 | 0 | 0 | 0 | 0 | 0 | 0 | 0 | 0 | 0 | 0 | 0 | 0 | 0 | 0 | 0 | 5000000 | scaled
CB 799 | 176616.545 | 175676.8024 | 0 | 939.7426 | 99.47% | 0% | 0.5321% | 108321.4452 | 173893.7371 | 17093.8576 | 3475.599 | 87751.9886 | 27360.6742 | 6063.6657 | 140469.3973 | 799 | 0.0045468 | 0.0027256 | 0.0014212 | 38844142.0295 | 27629.373 | 6287.137 | 142700.035 | 6076663.3623 | 1382760.8538 | 31384717.8134 | 25056904.8061 | 3954149.2692 | 803975.185 | 20298780.3519 | 1915851.2943 | 301442.616 | 66805.636 | 1547603.0422 |  | 4852 | CB 799 | 176616.545 | 68295.0997 | 2722.8079 | 175676.8024 | 67355.3571 | 1783.0652 | 0 | 0 | 0 | 939.7426 | 27629.373 | 10535.5153 | 268.6988 | 141846.3663 | 10534.8082 | 267.9917 | 0 | 0 | 0 | 0.70713 | 142700.035 | 54948.0464 | 2230.6377 | 141846.3663 | 54094.3777 | 1376.969 | 0 | 0 | 0 | 853.6686 | 6287.137 | 2811.538 | 223.4714 | 6201.7702 | 2726.1712 | 138.1045 | 0 | 0 | 0 | 85.3669 | 0.0031976 | 0.0013764 | 7.2e-05 | 0 | 0 | 0 | 0.0013492 | 5000000 | scaled
CB 80 | 44453.5038 | 39613.1606 | 0 | 4840.3432 | 89.11% | 0% | 10.89% | 23451.35 | 38775.0763 | 70.4957 | 23016.8724 | 363.9819 | 102.6178 | 38142.5872 | 529.8713 | 80 | 0.017052 | 0.010963 | 0.0069972 | 2606968.3996 | 107.204 | 39414.5532 | 4931.7466 | 6286.9614 | 2311459.9739 | 289221.4644 | 1915660.6274 | 5758.555 | 1880169.6315 | 29732.441 | 811528.5362 | 2147.7016 | 798291.0904 | 11089.7442 |  | 4853 | CB 80 | 44453.5038 | 21002.1537 | 5678.4275 | 39613.1606 | 16161.8106 | 838.0843 | 0 | 0 | 0 | 4840.3432 | 107.204 | 36.7083 | 4.5862 | 534.7457 | 33.0661 | 0.94398 | 0 | 0 | 0 | 3.6422 | 4931.7466 | 4567.7646 | 4401.8753 | 534.7457 | 170.7637 | 4.8744 | 0 | 0 | 0 | 4397.0009 | 39414.5532 | 16397.6808 | 1271.966 | 38974.8531 | 15957.9807 | 832.2659 | 0 | 0 | 0 | 439.7001 | 0.010274 | 0.0041852 | 0.000219 | 0 | 0 | 0 | 0.0067782 | 5000000 | scaled
CB 81 | 21924.701 | 17045.8033 | 0 | 4878.8977 | 77.75% | 0% | 22.25% | 10129.9657 | 16683.5189 | 0.56518 | 10126.4975 | 2.903 | 0.87733 | 16678.1294 | 4.5122 | 81 | 0.01895 | 0.011595 | 0.007113 | 1156988.5183 | 4.5485 | 17483.6162 | 4436.5362 | 240.0311 | 922628.0092 | 234120.478 | 1017225.9894 | 56.7538 | 1016877.7267 | 291.5088 | 736845.5155 | 38.7481 | 736607.4831 | 199.2844 |  | 4854 | CB 81 | 21924.701 | 11794.7353 | 5241.1822 | 17045.8033 | 6915.8377 | 362.2845 | 0 | 0 | 0 | 4878.8977 | 4.5485 | 3.9834 | 3.6712 | 4.5122 | 0.31215 | 0 | 0 | 0 | 0 | 3.6712 | 4436.5362 | 4433.6333 | 4432.0241 | 4.5122 | 1.6092 | 0 | 0 | 0 | 0 | 4432.0241 | 17483.6162 | 7357.1187 | 805.4869 | 17040.4138 | 6913.9163 | 362.2845 | 0 | 0 | 0 | 443.2024 | 0.012085 | 0.0047304 | 0.0002484 | 0 | 0 | 0 | 0.0068646 | 5000000 | scaled
CB 821 | 39876.3716 | 32477.1947 | 0 | 7399.1769 | 81.44% | 0% | 18.56% | 17618.1154 | 31783.3634 | 539.0775 | 14320.934 | 2758.1039 | 935.7223 | 26057.7921 | 4789.849 | 821 | 0.03208 | 0.019025 | 0.010899 | 1243013.5396 | 949.0815 | 27376.0542 | 11551.2358 | 29584.4674 | 853357.6325 | 360071.4397 | 1169935.4605 | 35797.5812 | 950985.283 | 183152.5963 | 742545.9317 | 21861.0219 | 608780.9922 | 111903.9176 |  | 4855 | CB 821 | 39876.3716 | 22258.2561 | 8093.0081 | 32477.1947 | 14859.0792 | 693.8312 | 0 | 0 | 0 | 7399.1769 | 949.0815 | 410.004 | 13.3592 | 4829.7728 | 404.4364 | 7.7916 | 0 | 0 | 0 | 5.5676 | 11551.2358 | 8793.1319 | 6761.3868 | 4829.7728 | 2071.6689 | 39.9239 | 0 | 0 | 0 | 6721.463 | 27376.0542 | 13055.1202 | 1318.2621 | 26703.9079 | 12382.9739 | 646.1158 | 0 | 0 | 0 | 672.1463 | 0.021628 | 0.0085728 | 0.0004466 | 0 | 0 | 0 | 0.010452 | 5000000 | scaled
CB 83 | 14282.3219 | 12069.904 | 0 | 2212.4179 | 84.51% | 0% | 15.49% | 6845.9203 | 11792.466 | 32.5187 | 6647.3298 | 166.0718 | 53.2575 | 11467.1959 | 272.0126 | 83 | 0.012231 | 0.0068028 | 0.00329 | 1167676.7919 | 56.8389 | 11933.9257 | 2291.5574 | 4646.9656 | 975679.4524 | 187350.3739 | 1093138.3554 | 5192.5008 | 1061427.9448 | 26517.9099 | 756795.1078 | 3417.8603 | 735920.5256 | 17456.7219 |  | 4856 | CB 83 | 14282.3219 | 7436.4016 | 2489.8559 | 12069.904 | 5223.9837 | 277.438 | 0 | 0 | 0 | 2212.4179 | 56.8389 | 24.3202 | 3.5814 | 281.7818 | 22.6554 | 1.9166 | 0 | 0 | 0 | 1.6648 | 2291.5574 | 2125.4855 | 2019.5448 | 281.7818 | 115.7099 | 9.7692 | 0 | 0 | 0 | 2009.7756 | 11933.9257 | 5286.5959 | 466.7297 | 11732.9481 | 5085.6183 | 265.7522 | 0 | 0 | 0 | 200.9776 | 0.0091352 | 0.0037066 | 0.0001938 | 0 | 0 | 0 | 0.0030962 | 5000000 | scaled
CB 830 | 0 | 0 | 0 | 0 | 0% | 0% | 0% | 0 | 0 | 0 | 0 | 0 | 0 | 0 | 0 | 830 | 0 | 0 | 0 | 0 | 0 | 0 | 0 | 0 | 0 | 0 | 0 | 0 | 0 | 0 | 0 | 0 | 0 | 0 |  | 4857 | CB 830 | 0 | 0 | 0 | 0 | 0 | 0 | 0 | 0 | 0 | 0 | 0 | 0 | 0 | 0 | 0 | 0 | 0 | 0 | 0 | 0 | 0 | 0 | 0 | 0 | 0 | 0 | 0 | 0 | 0 | 0 | 0 | 0 | 0 | 0 | 0 | 0 | 0 | 0 | 0 | 0 | 0 | 0 | 0 | 0 | 0 | 0 | 0 | 5000000 | scaled
CB 831 | 0 | 0 | 0 | 0 | 0% | 0% | 0% | 0 | 0 | 0 | 0 | 0 | 0 | 0 | 0 | 831 | 0 | 0 | 0 | 0 | 0 | 0 | 0 | 0 | 0 | 0 | 0 | 0 | 0 | 0 | 0 | 0 | 0 | 0 |  | 4858 | CB 831 | 0 | 0 | 0 | 0 | 0 | 0 | 0 | 0 | 0 | 0 | 0 | 0 | 0 | 0 | 0 | 0 | 0 | 0 | 0 | 0 | 0 | 0 | 0 | 0 | 0 | 0 | 0 | 0 | 0 | 0 | 0 | 0 | 0 | 0 | 0 | 0 | 0 | 0 | 0 | 0 | 0 | 0 | 0 | 0 | 0 | 0 | 0 | 5000000 | scaled
CB 832 | 0 | 0 | 0 | 0 | 0% | 0% | 0% | 0 | 0 | 0 | 0 | 0 | 0 | 0 | 0 | 832 | 0 | 0 | 0 | 0 | 0 | 0 | 0 | 0 | 0 | 0 | 0 | 0 | 0 | 0 | 0 | 0 | 0 | 0 |  | 4859 | CB 832 | 0 | 0 | 0 | 0 | 0 | 0 | 0 | 0 | 0 | 0 | 0 | 0 | 0 | 0 | 0 | 0 | 0 | 0 | 0 | 0 | 0 | 0 | 0 | 0 | 0 | 0 | 0 | 0 | 0 | 0 | 0 | 0 | 0 | 0 | 0 | 0 | 0 | 0 | 0 | 0 | 0 | 0 | 0 | 0 | 0 | 0 | 0 | 5000000 | scaled
CB 833 | 0 | 0 | 0 | 0 | 0% | 0% | 0% | 0 | 0 | 0 | 0 | 0 | 0 | 0 | 0 | 833 | 0 | 0 | 0 | 0 | 0 | 0 | 0 | 0 | 0 | 0 | 0 | 0 | 0 | 0 | 0 | 0 | 0 | 0 |  | 4860 | CB 833 | 0 | 0 | 0 | 0 | 0 | 0 | 0 | 0 | 0 | 0 | 0 | 0 | 0 | 0 | 0 | 0 | 0 | 0 | 0 | 0 | 0 | 0 | 0 | 0 | 0 | 0 | 0 | 0 | 0 | 0 | 0 | 0 | 0 | 0 | 0 | 0 | 0 | 0 | 0 | 0 | 0 | 0 | 0 | 0 | 0 | 0 | 0 | 5000000 | scaled
CB 834 | 0 | 0 | 0 | 0 | 0% | 0% | 0% | 0 | 0 | 0 | 0 | 0 | 0 | 0 | 0 | 834 | 0 | 0 | 0 | 0 | 0 | 0 | 0 | 0 | 0 | 0 | 0 | 0 | 0 | 0 | 0 | 0 | 0 | 0 |  | 4861 | CB 834 | 0 | 0 | 0 | 0 | 0 | 0 | 0 | 0 | 0 | 0 | 0 | 0 | 0 | 0 | 0 | 0 | 0 | 0 | 0 | 0 | 0 | 0 | 0 | 0 | 0 | 0 | 0 | 0 | 0 | 0 | 0 | 0 | 0 | 0 | 0 | 0 | 0 | 0 | 0 | 0 | 0 | 0 | 0 | 0 | 0 | 0 | 0 | 5000000 | scaled
CB 835 | 42647.5086 | 42402.3932 | 0 | 245.1154 | 99.43% | 0% | 0.5747% | 28324.9895 | 41193.3223 | 5971.0032 | 4.9181 | 22349.0682 | 8683.3843 | 7.7553 | 32502.1827 | 835 | 0.0017112 | 0.0008716 | 0.0003776 | 24922573.971 | 8938.9457 | 30.1787 | 33678.3842 | 5223787.8145 | 17635.9667 | 19681150.1898 | 16432445.0695 | 3464014.7689 | 2853.1938 | 12965577.1068 | 3851128.8406 | 811802.2513 | 725.0392 | 3038601.5501 |  | 4862 | CB 835 | 42647.5086 | 14322.5191 | 1454.1863 | 42402.3932 | 14077.4037 | 1209.0708 | 0 | 0 | 0 | 245.1154 | 8938.9457 | 2967.9425 | 255.5614 | 33455.7197 | 2967.7581 | 255.3769 | 0 | 0 | 0 | 0.18444 | 33678.3842 | 11329.316 | 1176.2015 | 33455.7197 | 11106.6515 | 953.537 | 0 | 0 | 0 | 222.6645 | 30.1787 | 25.2605 | 22.4233 | 7.9122 | 2.9941 | 0.15689 | 0 | 0 | 0 | 22.2665 | 0.0013608 | 0.0005212 | 2.72e-05 | 0 | 0 | 0 | 0.0003504 | 5000000 | scaled
CB 836 | 0 | 0 | 0 | 0 | 0% | 0% | 0% | 0 | 0 | 0 | 0 | 0 | 0 | 0 | 0 | 836 | 0 | 0 | 0 | 0 | 0 | 0 | 0 | 0 | 0 | 0 | 0 | 0 | 0 | 0 | 0 | 0 | 0 | 0 |  | 4863 | CB 836 | 0 | 0 | 0 | 0 | 0 | 0 | 0 | 0 | 0 | 0 | 0 | 0 | 0 | 0 | 0 | 0 | 0 | 0 | 0 | 0 | 0 | 0 | 0 | 0 | 0 | 0 | 0 | 0 | 0 | 0 | 0 | 0 | 0 | 0 | 0 | 0 | 0 | 0 | 0 | 0 | 0 | 0 | 0 | 0 | 0 | 0 | 0 | 5000000 | scaled
CB 84 | 11156.897 | 6698.1216 | 0 | 4458.7754 | 60.04% | 0% | 39.96% | 3699.2565 | 6537.8659 | 95.6973 | 3108.1736 | 495.3855 | 162.9771 | 5532.1316 | 842.7571 | 84 | 0.018717 | 0.011282 | 0.006489 | 596096.3549 | 170.6588 | 6070.6841 | 4915.5541 | 9118.0474 | 324347.5872 | 262630.7203 | 661009.4282 | 17099.8822 | 555390.5399 | 88519.0062 | 711824.8082 | 17744.5006 | 602323.2362 | 91757.0714 |  | 4864 | CB 84 | 11156.897 | 7457.6406 | 4619.0312 | 6698.1216 | 2998.8651 | 160.2557 | 0 | 0 | 0 | 4458.7754 | 170.6588 | 74.9615 | 7.6817 | 865.172 | 71.6064 | 4.3266 | 0 | 0 | 0 | 3.3551 | 4915.5541 | 4420.1686 | 4072.797 | 865.172 | 369.7865 | 22.4149 | 0 | 0 | 0 | 4050.3821 | 6070.6841 | 2962.5105 | 538.5524 | 5665.6458 | 2557.4723 | 133.5142 | 0 | 0 | 0 | 405.0382 | 0.012492 | 0.0050576 | 0.0002644 | 0 | 0 | 0 | 0.0062246 | 5000000 | scaled
CB 840 | 0 | 0 | 0 | 0 | 0% | 0% | 0% | 0 | 0 | 0 | 0 | 0 | 0 | 0 | 0 | 840 | 0 | 0 | 0 | 0 | 0 | 0 | 0 | 0 | 0 | 0 | 0 | 0 | 0 | 0 | 0 | 0 | 0 | 0 |  | 4865 | CB 840 | 0 | 0 | 0 | 0 | 0 | 0 | 0 | 0 | 0 | 0 | 0 | 0 | 0 | 0 | 0 | 0 | 0 | 0 | 0 | 0 | 0 | 0 | 0 | 0 | 0 | 0 | 0 | 0 | 0 | 0 | 0 | 0 | 0 | 0 | 0 | 0 | 0 | 0 | 0 | 0 | 0 | 0 | 0 | 0 | 0 | 0 | 0 | 5000000 | scaled
CB 841 | 0 | 0 | 0 | 0 | 0% | 0% | 0% | 0 | 0 | 0 | 0 | 0 | 0 | 0 | 0 | 841 | 0 | 0 | 0 | 0 | 0 | 0 | 0 | 0 | 0 | 0 | 0 | 0 | 0 | 0 | 0 | 0 | 0 | 0 |  | 4866 | CB 841 | 0 | 0 | 0 | 0 | 0 | 0 | 0 | 0 | 0 | 0 | 0 | 0 | 0 | 0 | 0 | 0 | 0 | 0 | 0 | 0 | 0 | 0 | 0 | 0 | 0 | 0 | 0 | 0 | 0 | 0 | 0 | 0 | 0 | 0 | 0 | 0 | 0 | 0 | 0 | 0 | 0 | 0 | 0 | 0 | 0 | 0 | 0 | 5000000 | scaled
CB 842 | 0 | 0 | 0 | 0 | 0% | 0% | 0% | 0 | 0 | 0 | 0 | 0 | 0 | 0 | 0 | 842 | 0 | 0 | 0 | 0 | 0 | 0 | 0 | 0 | 0 | 0 | 0 | 0 | 0 | 0 | 0 | 0 | 0 | 0 |  | 4867 | CB 842 | 0 | 0 | 0 | 0 | 0 | 0 | 0 | 0 | 0 | 0 | 0 | 0 | 0 | 0 | 0 | 0 | 0 | 0 | 0 | 0 | 0 | 0 | 0 | 0 | 0 | 0 | 0 | 0 | 0 | 0 | 0 | 0 | 0 | 0 | 0 | 0 | 0 | 0 | 0 | 0 | 0 | 0 | 0 | 0 | 0 | 0 | 0 | 5000000 | scaled
CB 843 | 0 | 0 | 0 | 0 | 0% | 0% | 0% | 0 | 0 | 0 | 0 | 0 | 0 | 0 | 0 | 843 | 0 | 0 | 0 | 0 | 0 | 0 | 0 | 0 | 0 | 0 | 0 | 0 | 0 | 0 | 0 | 0 | 0 | 0 |  | 4868 | CB 843 | 0 | 0 | 0 | 0 | 0 | 0 | 0 | 0 | 0 | 0 | 0 | 0 | 0 | 0 | 0 | 0 | 0 | 0 | 0 | 0 | 0 | 0 | 0 | 0 | 0 | 0 | 0 | 0 | 0 | 0 | 0 | 0 | 0 | 0 | 0 | 0 | 0 | 0 | 0 | 0 | 0 | 0 | 0 | 0 | 0 | 0 | 0 | 5000000 | scaled
CB 846 | 0 | 0 | 0 | 0 | 0% | 0% | 0% | 0 | 0 | 0 | 0 | 0 | 0 | 0 | 0 | 846 | 0 | 0 | 0 | 0 | 0 | 0 | 0 | 0 | 0 | 0 | 0 | 0 | 0 | 0 | 0 | 0 | 0 | 0 |  | 4869 | CB 846 | 0 | 0 | 0 | 0 | 0 | 0 | 0 | 0 | 0 | 0 | 0 | 0 | 0 | 0 | 0 | 0 | 0 | 0 | 0 | 0 | 0 | 0 | 0 | 0 | 0 | 0 | 0 | 0 | 0 | 0 | 0 | 0 | 0 | 0 | 0 | 0 | 0 | 0 | 0 | 0 | 0 | 0 | 0 | 0 | 0 | 0 | 0 | 5000000 | scaled
CB 847 | 0 | 0 | 0 | 0 | 0% | 0% | 0% | 0 | 0 | 0 | 0 | 0 | 0 | 0 | 0 | 847 | 0 | 0 | 0 | 0 | 0 | 0 | 0 | 0 | 0 | 0 | 0 | 0 | 0 | 0 | 0 | 0 | 0 | 0 |  | 4870 | CB 847 | 0 | 0 | 0 | 0 | 0 | 0 | 0 | 0 | 0 | 0 | 0 | 0 | 0 | 0 | 0 | 0 | 0 | 0 | 0 | 0 | 0 | 0 | 0 | 0 | 0 | 0 | 0 | 0 | 0 | 0 | 0 | 0 | 0 | 0 | 0 | 0 | 0 | 0 | 0 | 0 | 0 | 0 | 0 | 0 | 0 | 0 | 0 | 5000000 | scaled
CB 85 | 49322.4809 | 45426.9031 | 0 | 3895.5778 | 92.1% | 0% | 7.898% | 27036.0238 | 44302.8446 | 3341.7494 | 11394.9144 | 12299.3601 | 5222.223 | 19859.4111 | 19221.2105 | 85 | 0.02128 | 0.012067 | 0.0058468 | 2317785.7561 | 5365.6061 | 20680.6065 | 23276.2683 | 252143.1432 | 971833.0141 | 1093809.5989 | 1846892.9354 | 228282.5818 | 778412.7944 | 840197.5592 | 858527.1067 | 101199.3716 | 384847.5851 | 372480.15 |  | 4871 | CB 85 | 49322.4809 | 22286.4571 | 5019.6363 | 45426.9031 | 18390.8792 | 1124.0584 | 0 | 0 | 0 | 3895.5778 | 5365.6061 | 2023.8567 | 143.383 | 19737.4987 | 2020.9254 | 140.4518 | 0 | 0 | 0 | 2.9313 | 23276.2683 | 10976.9082 | 4055.0578 | 19737.4987 | 7438.1386 | 516.2882 | 0 | 0 | 0 | 3538.7696 | 20680.6065 | 9285.6922 | 821.1954 | 20326.7296 | 8931.8152 | 467.3185 | 0 | 0 | 0 | 353.877 | 0.015775 | 0.0065624 | 0.0003422 | 0 | 0 | 0 | 0.0055046 | 5000000 | scaled
CB 850 | 0 | 0 | 0 | 0 | 0% | 0% | 0% | 0 | 0 | 0 | 0 | 0 | 0 | 0 | 0 | 850 | 0 | 0 | 0 | 0 | 0 | 0 | 0 | 0 | 0 | 0 | 0 | 0 | 0 | 0 | 0 | 0 | 0 | 0 |  | 4872 | CB 850 | 0 | 0 | 0 | 0 | 0 | 0 | 0 | 0 | 0 | 0 | 0 | 0 | 0 | 0 | 0 | 0 | 0 | 0 | 0 | 0 | 0 | 0 | 0 | 0 | 0 | 0 | 0 | 0 | 0 | 0 | 0 | 0 | 0 | 0 | 0 | 0 | 0 | 0 | 0 | 0 | 0 | 0 | 0 | 0 | 0 | 0 | 0 | 5000000 | scaled
CB 851 | 102552.213 | 101981.941 | 0 | 570.272 | 99.44% | 0% | 0.5561% | 59119.9683 | 101577.723 | 12706.1982 | 6991.6812 | 39422.0889 | 22023.9753 | 11219.5764 | 68334.1714 | 851 | 0.0031694 | 0.0017504 | 0.0008354 | 32356980.1832 | 22068.5935 | 11494.1148 | 68989.5047 | 6963019.346 | 3626590.1426 | 21767370.6945 | 24812754.0468 | 5332813.5829 | 2934420.8333 | 16545519.6306 | 1166495.0774 | 252918.2384 | 128843.0199 | 784733.8191 |  | 4873 | CB 851 | 102552.213 | 43432.2447 | 974.49 | 101981.941 | 42861.9727 | 404.218 | 0 | 0 | 0 | 570.272 | 22068.5935 | 9362.3953 | 44.6182 | 68471.4657 | 9361.9662 | 44.1891 | 0 | 0 | 0 | 0.42911 | 68989.5047 | 29567.4158 | 655.3333 | 68471.4657 | 29049.3768 | 137.2944 | 0 | 0 | 0 | 518.039 | 11494.1148 | 4502.4336 | 274.5384 | 11442.3109 | 4450.6297 | 222.7345 | 0 | 0 | 0 | 51.8039 | 0.0023848 | 0.0009658 | 5.08e-05 | 0 | 0 | 0 | 0.0007846 | 5000000 | scaled
CB 852 | 34455.927 | 34314.1782 | 0 | 141.7488 | 99.59% | 0% | 0.4114% | 23433.248 | 34221.2138 | 4604.0574 | 0.69447 | 18828.4961 | 6726.5344 | 1.0927 | 27493.5867 | 852 | 0.0007638 | 0.0004178 | 0.0002142 | 45111190.1527 | 6744.6683 | 13.9911 | 27697.2677 | 8830411.4484 | 18317.707 | 36262460.9972 | 26382668.7403 | 5183546.1273 | 781.88 | 21198340.7331 | 1095766.9368 | 215384.3534 | 34.9879 | 880347.5955 |  | 4874 | CB 852 | 34455.927 | 11022.679 | 234.7133 | 34314.1782 | 10880.9302 | 92.9644 | 0 | 0 | 0 | 141.7488 | 6744.6683 | 2140.6108 | 18.1339 | 27568.5021 | 2140.5042 | 18.0272 | 0 | 0 | 0 | 0.10666 | 27697.2677 | 8868.7716 | 203.681 | 27568.5021 | 8740.006 | 74.9154 | 0 | 0 | 0 | 128.7656 | 13.9911 | 13.2966 | 12.8984 | 1.1145 | 0.42003 | 0.021816 | 0 | 0 | 0 | 12.8766 | 0.000561 | 0.000215 | 1.14e-05 | 0 | 0 | 0 | 0.0002028 | 5000000 | scaled
CB 853 | 0 | 0 | 0 | 0 | 0% | 0% | 0% | 0 | 0 | 0 | 0 | 0 | 0 | 0 | 0 | 853 | 0 | 0 | 0 | 0 | 0 | 0 | 0 | 0 | 0 | 0 | 0 | 0 | 0 | 0 | 0 | 0 | 0 | 0 |  | 4875 | CB 853 | 0 | 0 | 0 | 0 | 0 | 0 | 0 | 0 | 0 | 0 | 0 | 0 | 0 | 0 | 0 | 0 | 0 | 0 | 0 | 0 | 0 | 0 | 0 | 0 | 0 | 0 | 0 | 0 | 0 | 0 | 0 | 0 | 0 | 0 | 0 | 0 | 0 | 0 | 0 | 0 | 0 | 0 | 0 | 0 | 0 | 0 | 0 | 5000000 | scaled
CB 854 | 4084.6254 | 3770.4369 | 0 | 314.1884 | 92.31% | 0% | 7.692% | 2498.0334 | 3707.4145 | 113.351 | 1797.612 | 587.0704 | 121.8239 | 2953.9 | 631.6907 | 854 | 0.0011248 | 0.0007574 | 0.0004632 | 3631423.7002 | 122.0603 | 3045.4635 | 917.1016 | 108517.3076 | 2707560.0045 | 815346.3881 | 2094787.396 | 95053.2622 | 1507431.8248 | 492302.309 | 814358.5093 | 26759.4274 | 648843.9774 | 138755.1044 |  | 4876 | CB 854 | 4084.6254 | 1586.592 | 377.2109 | 3770.4369 | 1272.4035 | 63.0224 | 0 | 0 | 0 | 314.1884 | 122.0603 | 8.7093 | 0.23642 | 631.6907 | 8.4729 | 0 | 0 | 0 | 0 | 0.23642 | 917.1016 | 330.0312 | 285.4109 | 631.6907 | 44.6203 | 0 | 0 | 0 | 0 | 285.4109 | 3045.4635 | 1247.8514 | 91.5635 | 3016.9224 | 1219.3104 | 63.0224 | 0 | 0 | 0 | 28.5411 | 0.0006776 | 0.0003102 | 1.6e-05 | 0 | 0 | 0 | 0.0004472 | 5000000 | scaled
CB 855 | 270561.7871 | 268850.7683 | 0 | 1711.0189 | 99.37% | 0% | 0.6324% | 103404.3228 | 262734.1404 | 14576.0922 | 13808.015 | 75020.2156 | 36522.3963 | 38177.2875 | 188034.4566 | 855 | 0.01085 | 0.0075042 | 0.0027206 | 24937489.5952 | 37299.4673 | 39675.593 | 193586.7268 | 3437865.6612 | 3656871.4978 | 17842752.4363 | 22275187.8033 | 3139957.6176 | 2974499.6957 | 16160730.49 | 2877176.616 | 399953.2932 | 418075.8487 | 2059147.4741 |  | 4877 | CB 855 | 270561.7871 | 167157.4643 | 7827.6467 | 268850.7683 | 165446.4455 | 6116.6278 | 0 | 0 | 0 | 1711.0189 | 37299.4673 | 22723.3751 | 777.0709 | 192032.4256 | 22722.0876 | 775.7835 | 0 | 0 | 0 | 1.2875 | 193586.7268 | 118566.5112 | 5552.2702 | 192032.4256 | 117012.21 | 3997.969 | 0 | 0 | 0 | 1554.3012 | 39675.593 | 25867.578 | 1498.3055 | 39520.1629 | 25712.1479 | 1342.8754 | 0 | 0 | 0 | 155.4301 | 0.0083924 | 0.005047 | 0.0002634 | 0 | 0 | 0 | 0.0024572 | 5000000 | scaled
CB 856 | 37851.362 | 37081.1819 | 0 | 770.1801 | 97.97% | 0% | 2.035% | 14428.4124 | 34328.4231 | 2634.5065 | 1297.0377 | 10496.8682 | 6345.7604 | 2686.7756 | 25295.8871 | 856 | 0.0032934 | 0.002132 | 0.0011648 | 11493095.8929 | 6881.7253 | 2836.924 | 28132.7127 | 2089550.4107 | 861396.726 | 8542148.7562 | 10986374.116 | 2006019.3172 | 987616.7196 | 7992738.0792 | 3024501.147 | 559092.3722 | 236718.006 | 2228690.7688 |  | 4878 | CB 856 | 37851.362 | 23422.9496 | 3522.9389 | 37081.1819 | 22652.7695 | 2752.7588 | 0 | 0 | 0 | 770.1801 | 6881.7253 | 4247.2188 | 535.965 | 27433.0758 | 4246.6393 | 535.3854 | 0 | 0 | 0 | 0.57954 | 28132.7127 | 17635.8445 | 2836.8256 | 27433.0758 | 16936.2076 | 2137.1887 | 0 | 0 | 0 | 699.6369 | 2836.924 | 1539.8863 | 150.1484 | 2766.9603 | 1469.9226 | 80.1847 | 0 | 0 | 0 | 69.9637 | 0.002182 | 0.0010206 | 5.34e-05 | 0 | 0 | 0 | 0.0011114 | 5000000 | scaled
CB 857 | 134820.5635 | 132842.2212 | 0 | 1978.3423 | 98.53% | 0% | 1.467% | 61745.2644 | 127502.6394 | 9720.3606 | 2168.3985 | 49856.5053 | 20238.7721 | 3450.5606 | 103813.3066 | 857 | 0.0091096 | 0.0058498 | 0.0029756 | 14799833.527 | 21099.5309 | 3702.9093 | 110018.1234 | 2316186.3192 | 406484.2859 | 12077162.9219 | 12491931.19 | 1966564.9931 | 438697.3749 | 10086668.8219 | 2459310.427 | 390371.7096 | 66555.4831 | 2002383.2344 |  | 4879 | CB 857 | 134820.5635 | 73075.2991 | 7317.9241 | 132842.2212 | 71096.9568 | 5339.5818 | 0 | 0 | 0 | 1978.3423 | 21099.5309 | 11379.1703 | 860.7588 | 108220.9837 | 11377.6817 | 859.2701 | 0 | 0 | 0 | 1.4886 | 110018.1234 | 60161.6181 | 6204.8167 | 108220.9837 | 58364.4784 | 4407.677 | 0 | 0 | 0 | 1797.1397 | 3702.9093 | 1534.5107 | 252.3486 | 3523.1953 | 1354.7967 | 72.6346 | 0 | 0 | 0 | 179.714 | 0.0062926 | 0.0030328 | 0.0001586 | 0 | 0 | 0 | 0.002817 | 5000000 | scaled
CB 858 | 0 | 0 | 0 | 0 | 0% | 0% | 0% | 0 | 0 | 0 | 0 | 0 | 0 | 0 | 0 | 858 | 0 | 0 | 0 | 0 | 0 | 0 | 0 | 0 | 0 | 0 | 0 | 0 | 0 | 0 | 0 | 0 | 0 | 0 |  | 4880 | CB 858 | 0 | 0 | 0 | 0 | 0 | 0 | 0 | 0 | 0 | 0 | 0 | 0 | 0 | 0 | 0 | 0 | 0 | 0 | 0 | 0 | 0 | 0 | 0 | 0 | 0 | 0 | 0 | 0 | 0 | 0 | 0 | 0 | 0 | 0 | 0 | 0 | 0 | 0 | 0 | 0 | 0 | 0 | 0 | 0 | 0 | 0 | 0 | 5000000 | scaled
CB 859 | 6353.6441 | 6108.8397 | 0 | 244.8043 | 96.15% | 0% | 3.853% | 3984.0592 | 6026.1509 | 228.461 | 2584.713 | 1170.8852 | 313.9586 | 4103.7352 | 1608.4571 | 859 | 0.0009722 | 0.0005824 | 0.000353 | 6535326.1425 | 314.1428 | 4208.6622 | 1830.8391 | 323125.7121 | 4329008.6432 | 1883191.7872 | 4068655.3086 | 233312.0596 | 2639595.8743 | 1195747.3748 | 927742.6998 | 48334.8016 | 631781.4507 | 247626.4475 |  | 4881 | CB 859 | 6353.6441 | 2369.5849 | 327.4932 | 6108.8397 | 2124.7805 | 82.6888 | 0 | 0 | 0 | 244.8043 | 314.1428 | 85.6818 | 0.18421 | 1608.4571 | 85.4976 | 0 | 0 | 0 | 0 | 0.18421 | 1830.8391 | 659.9538 | 222.3819 | 1608.4571 | 437.5719 | 0 | 0 | 0 | 0 | 222.3819 | 4208.6622 | 1623.9492 | 104.927 | 4186.424 | 1601.711 | 82.6888 | 0 | 0 | 0 | 22.2382 | 0.0006318 | 0.000242 | 1.26e-05 | 0 | 0 | 0 | 0.0003404 | 5000000 | scaled
CB 86 | 2029.2134 | 1849.158 | 0 | 180.0554 | 91.13% | 0% | 8.873% | 1138.7248 | 1811.6409 | 2.6588 | 1122.3469 | 13.7191 | 4.8608 | 1781.7106 | 25.0695 | 86 | 0.0007966 | 0.000457 | 0.0002572 | 2547342.9564 | 4.9963 | 1835.5841 | 188.633 | 6271.9776 | 2304273.3204 | 236797.6584 | 1948552.7354 | 4549.6312 | 1920527.3727 | 23475.7315 | 845927.4461 | 2269.6883 | 831951.8098 | 11705.9481 |  | 4882 | CB 86 | 2029.2134 | 890.4886 | 217.5725 | 1849.158 | 710.4332 | 37.5172 | 0 | 0 | 0 | 180.0554 | 4.9963 | 2.3375 | 0.13549 | 25.0695 | 2.202 | 0 | 0 | 0 | 0 | 0.13549 | 188.633 | 174.9139 | 163.5635 | 25.0695 | 11.3504 | 0 | 0 | 0 | 0 | 163.5635 | 1835.5841 | 713.2372 | 53.8735 | 1819.2278 | 696.8809 | 37.5172 | 0 | 0 | 0 | 16.3564 | 0.0005506 | 0.000211 | 1.12e-05 | 0 | 0 | 0 | 0.000246 | 5000000 | scaled
CB 87 | 8254.444 | 3527.894 | 0 | 4726.55 | 42.74% | 0% | 57.26% | 2188.1012 | 3460.0429 | 30.414 | 2001.1925 | 156.4947 | 45.9403 | 3177.754 | 236.3487 | 87 | 0.018391 | 0.011194 | 0.0069616 | 448830.6225 | 49.9233 | 3672.3441 | 4532.1766 | 2714.5497 | 199681.5872 | 246434.4855 | 541918.3832 | 7532.5183 | 495627.4383 | 38758.4266 | 688692.4038 | 9144.0221 | 632505.1603 | 47043.2214 |  | 4883 | CB 87 | 8254.444 | 6066.3428 | 4794.401 | 3527.894 | 1339.7928 | 67.8511 | 0 | 0 | 0 | 4726.55 | 49.9233 | 19.5093 | 3.983 | 238.5463 | 15.9527 | 0.42645 | 0 | 0 | 0 | 3.5566 | 4532.1766 | 4375.6819 | 4295.8279 | 238.5463 | 82.0516 | 2.1976 | 0 | 0 | 0 | 4293.6303 | 3672.3441 | 1671.1516 | 494.5901 | 3242.981 | 1241.7885 | 65.2271 | 0 | 0 | 0 | 429.363 | 0.011664 | 0.0044672 | 0.0002346 | 0 | 0 | 0 | 0.006727 | 5000000 | scaled
CB 88 | 58866.7602 | 52619.2444 | 0 | 6247.5159 | 89.39% | 0% | 10.61% | 28157.0832 | 51422.911 | 3838.704 | 12589.7149 | 11728.6642 | 6964.5744 | 23181.7932 | 21276.5434 | 88 | 0.033053 | 0.019751 | 0.0094598 | 1780991.6329 | 7119.8788 | 24334.9259 | 27411.9556 | 215409.2472 | 736244.0061 | 829338.3796 | 1554873.1213 | 211978.5504 | 695221.4907 | 647673.0803 | 786892.8766 | 106574.5579 | 354736.5862 | 325581.7325 |  | 4884 | CB 88 | 58866.7602 | 30709.6771 | 7443.8492 | 52619.2444 | 24462.1612 | 1196.3334 | 0 | 0 | 0 | 6247.5159 | 7119.8788 | 3281.1748 | 155.3043 | 21736.6694 | 3276.4737 | 150.6033 | 0 | 0 | 0 | 4.7011 | 27411.9556 | 15683.2913 | 6135.4122 | 21736.6694 | 10008.0051 | 460.126 | 0 | 0 | 0 | 5675.2862 | 24334.9259 | 11745.211 | 1153.1327 | 23767.3973 | 11177.6823 | 585.6041 | 0 | 0 | 0 | 567.5286 | 0.024163 | 0.01086 | 0.0005696 | 0 | 0 | 0 | 0.0088902 | 5000000 | scaled
CB 89 | 0 | 0 | 0 | 0 | 0% | 0% | 0% | 0 | 0 | 0 | 0 | 0 | 0 | 0 | 0 | 89 | 0 | 0 | 0 | 0 | 0 | 0 | 0 | 0 | 0 | 0 | 0 | 0 | 0 | 0 | 0 | 0 | 0 | 0 |  | 4885 | CB 89 | 0 | 0 | 0 | 0 | 0 | 0 | 0 | 0 | 0 | 0 | 0 | 0 | 0 | 0 | 0 | 0 | 0 | 0 | 0 | 0 | 0 | 0 | 0 | 0 | 0 | 0 | 0 | 0 | 0 | 0 | 0 | 0 | 0 | 0 | 0 | 0 | 0 | 0 | 0 | 0 | 0 | 0 | 0 | 0 | 0 | 0 | 0 | 5000000 | scaled
CB 90 | 16674.0709 | 389.334 | 16254.0784 | 30.6585 | 2.335% | 97.48% | 0.1839% | 7439.0419 | 15551.6009 | 9.5946 | 6817.6664 | 611.7809 | 20.2178 | 14242.2351 | 1289.148 | 90 | 0.0049876 | 0.002869 | 0.0005366 | 3343105.0778 | 21.6863 | 15243.2196 | 1409.165 | 4348.039 | 3056223.3533 | 282533.6855 | 3218901.6893 | 4151.6126 | 2950030.1543 | 264719.9224 | 2091818.8797 | 2719.4555 | 1915698.3554 | 173401.0688 |  | 4886 | CB 90 | 16674.0709 | 9235.0289 | 1122.47 | 389.334 | 149.1841 | 7.2773 | 16254.0784 | 9055.1864 | 1084.5343 | 30.6585 | 21.6863 | 12.0917 | 1.4685 | 0 | 0 | 0 | 21.6632 | 12.0686 | 1.4455 | 0.02307 | 1409.165 | 797.3841 | 120.017 | 0 | 0 | 0 | 1381.3146 | 769.5337 | 92.1666 | 27.8504 | 15243.2196 | 8425.5532 | 1000.9845 | 389.334 | 149.1841 | 7.2773 | 14851.1006 | 8273.5841 | 990.9222 | 2.785 | 4.28e-05 | 1.64e-05 | 8e-07 | 0.0048988 | 0.0028066 | 0.0004898 | 4.6e-05 | 5000000 | scaled
CB 900 | 533.5569 | 499.8526 | 0 | 33.7043 | 93.68% | 0% | 6.317% | 210.948 | 499.8526 | 34.1244 | 0 | 176.8236 | 80.8734 | 0 | 418.9792 | 900 | 0.0001684 | 9.44e-05 | 5.08e-05 | 3168390.318 | 80.8988 | 3.0617 | 449.5964 | 480396.5615 | 18181.2572 | 2669812.4993 | 3417467.4409 | 552833.4184 | 0 | 2864634.0226 | 663470.912 | 107345.9669 | 0 | 556124.9451 |  | 4887 | CB 900 | 533.5569 | 322.6089 | 33.7043 | 499.8526 | 288.9046 | 0 | 0 | 0 | 0 | 33.7043 | 80.8988 | 46.7744 | 0.025361 | 418.9792 | 46.749 | 0 | 0 | 0 | 0 | 0.025361 | 449.5964 | 272.7728 | 30.6172 | 418.9792 | 242.1556 | 0 | 0 | 0 | 0 | 30.6172 | 3.0617 | 3.0617 | 3.0617 | 0 | 0 | 0 | 0 | 0 | 0 | 3.0617 | 0.00012 | 4.6e-05 | 2.4e-06 | 0 | 0 | 0 | 4.84e-05 | 5000000 | scaled
CB 901 | 0 | 0 | 0 | 0 | 0% | 0% | 0% | 0 | 0 | 0 | 0 | 0 | 0 | 0 | 0 | 901 | 0 | 0 | 0 | 0 | 0 | 0 | 0 | 0 | 0 | 0 | 0 | 0 | 0 | 0 | 0 | 0 | 0 | 0 |  | 4888 | CB 901 | 0 | 0 | 0 | 0 | 0 | 0 | 0 | 0 | 0 | 0 | 0 | 0 | 0 | 0 | 0 | 0 | 0 | 0 | 0 | 0 | 0 | 0 | 0 | 0 | 0 | 0 | 0 | 0 | 0 | 0 | 0 | 0 | 0 | 0 | 0 | 0 | 0 | 0 | 0 | 0 | 0 | 0 | 0 | 0 | 0 | 0 | 0 | 5000000 | scaled
CB 902 | 88957.808 | 83736.756 | 0 | 5221.0519 | 94.13% | 0% | 5.869% | 51822.5021 | 82314.637 | 9385.514 | 10098.8464 | 32338.1417 | 14910.1438 | 16033.1787 | 51371.3145 | 902 | 0.02472 | 0.014015 | 0.0077196 | 3598587.7118 | 15160.8097 | 16832.7857 | 56964.2126 | 613296.4014 | 680932.4217 | 2304358.8887 | 2649607.2778 | 479867.3404 | 516338.9615 | 1653400.9759 | 860558.9608 | 155878.205 | 167618.9815 | 537061.7743 |  | 4889 | CB 902 | 88957.808 | 37135.3058 | 6643.171 | 83736.756 | 31914.2539 | 1422.119 | 0 | 0 | 0 | 5221.0519 | 15160.8097 | 5775.2957 | 250.6659 | 52221.3733 | 5771.367 | 246.7372 | 0 | 0 | 0 | 3.9287 | 56964.2126 | 24626.0709 | 5592.8981 | 52221.3733 | 19883.2316 | 850.0588 | 0 | 0 | 0 | 4742.8393 | 16832.7857 | 6733.9392 | 799.6069 | 16358.5017 | 6259.6553 | 325.323 | 0 | 0 | 0 | 474.2839 | 0.017348 | 0.0066436 | 0.0003478 | 0 | 0 | 0 | 0.0073718 | 5000000 | scaled
CB 903 | 0 | 0 | 0 | 0 | 0% | 0% | 0% | 0 | 0 | 0 | 0 | 0 | 0 | 0 | 0 | 903 | 0 | 0 | 0 | 0 | 0 | 0 | 0 | 0 | 0 | 0 | 0 | 0 | 0 | 0 | 0 | 0 | 0 | 0 |  | 4890 | CB 903 | 0 | 0 | 0 | 0 | 0 | 0 | 0 | 0 | 0 | 0 | 0 | 0 | 0 | 0 | 0 | 0 | 0 | 0 | 0 | 0 | 0 | 0 | 0 | 0 | 0 | 0 | 0 | 0 | 0 | 0 | 0 | 0 | 0 | 0 | 0 | 0 | 0 | 0 | 0 | 0 | 0 | 0 | 0 | 0 | 0 | 0 | 0 | 5000000 | scaled
CB 904 | 0 | 0 | 0 | 0 | 0% | 0% | 0% | 0 | 0 | 0 | 0 | 0 | 0 | 0 | 0 | 904 | 0 | 0 | 0 | 0 | 0 | 0 | 0 | 0 | 0 | 0 | 0 | 0 | 0 | 0 | 0 | 0 | 0 | 0 |  | 4891 | CB 904 | 0 | 0 | 0 | 0 | 0 | 0 | 0 | 0 | 0 | 0 | 0 | 0 | 0 | 0 | 0 | 0 | 0 | 0 | 0 | 0 | 0 | 0 | 0 | 0 | 0 | 0 | 0 | 0 | 0 | 0 | 0 | 0 | 0 | 0 | 0 | 0 | 0 | 0 | 0 | 0 | 0 | 0 | 0 | 0 | 0 | 0 | 0 | 5000000 | scaled
CB 905 | 0 | 0 | 0 | 0 | 0% | 0% | 0% | 0 | 0 | 0 | 0 | 0 | 0 | 0 | 0 | 905 | 0 | 0 | 0 | 0 | 0 | 0 | 0 | 0 | 0 | 0 | 0 | 0 | 0 | 0 | 0 | 0 | 0 | 0 |  | 4892 | CB 905 | 0 | 0 | 0 | 0 | 0 | 0 | 0 | 0 | 0 | 0 | 0 | 0 | 0 | 0 | 0 | 0 | 0 | 0 | 0 | 0 | 0 | 0 | 0 | 0 | 0 | 0 | 0 | 0 | 0 | 0 | 0 | 0 | 0 | 0 | 0 | 0 | 0 | 0 | 0 | 0 | 0 | 0 | 0 | 0 | 0 | 0 | 0 | 5000000 | scaled
CB 907 | 2742283.7877 | 2737736.2405 | 3493.5447 | 1054.0025 | 99.83% | 0.1274% | 0.03844% | 1469306.105 | 2672658.5447 | 297627.8569 | 1363.0522 | 1170315.1959 | 541292.1501 | 2843.3718 | 2128523.0229 | 907 | 0.023668 | 0.013609 | 0.0033606 | 115862660.2438 | 555147.4844 | 3140.7332 | 2183995.5701 | 23455218.1153 | 132697.3169 | 92274744.8116 | 93542148.5464 | 18948229.4444 | 86777.5846 | 74507141.5174 | 20718098.8464 | 4196025.8232 | 22041.4454 | 16500031.5778 |  | 4893 | CB 907 | 2742283.7877 | 1272977.6827 | 69625.243 | 2737736.2405 | 1269990.835 | 68338.0511 | 3493.5447 | 1932.8452 | 233.1894 | 1054.0025 | 555147.4844 | 257519.6275 | 13855.3344 | 2182568.3068 | 257509.3271 | 13853.3942 | 17.1841 | 9.5073 | 1.147 | 0.7931 | 2183995.5701 | 1013680.3742 | 55472.5472 | 2182568.3068 | 1012462.9886 | 54483.7256 | 469.8002 | 259.9225 | 31.3585 | 957.4631 | 3140.7332 | 1777.6809 | 297.3614 | 38.4264 | 18.5193 | 0.93121 | 3006.5604 | 1663.4153 | 200.6839 | 95.7463 | 0.0041516 | 0.0018724 | 9.78e-05 | 0.01806 | 0.010279 | 0.001806 | 0.0014568 | 5000000 | scaled
CB 908 | 0 | 0 | 0 | 0 | 0% | 0% | 0% | 0 | 0 | 0 | 0 | 0 | 0 | 0 | 0 | 908 | 0 | 0 | 0 | 0 | 0 | 0 | 0 | 0 | 0 | 0 | 0 | 0 | 0 | 0 | 0 | 0 | 0 | 0 |  | 4894 | CB 908 | 0 | 0 | 0 | 0 | 0 | 0 | 0 | 0 | 0 | 0 | 0 | 0 | 0 | 0 | 0 | 0 | 0 | 0 | 0 | 0 | 0 | 0 | 0 | 0 | 0 | 0 | 0 | 0 | 0 | 0 | 0 | 0 | 0 | 0 | 0 | 0 | 0 | 0 | 0 | 0 | 0 | 0 | 0 | 0 | 0 | 0 | 0 | 5000000 | scaled
CB 909 | 0 | 0 | 0 | 0 | 0% | 0% | 0% | 0 | 0 | 0 | 0 | 0 | 0 | 0 | 0 | 909 | 0 | 0 | 0 | 0 | 0 | 0 | 0 | 0 | 0 | 0 | 0 | 0 | 0 | 0 | 0 | 0 | 0 | 0 |  | 4895 | CB 909 | 0 | 0 | 0 | 0 | 0 | 0 | 0 | 0 | 0 | 0 | 0 | 0 | 0 | 0 | 0 | 0 | 0 | 0 | 0 | 0 | 0 | 0 | 0 | 0 | 0 | 0 | 0 | 0 | 0 | 0 | 0 | 0 | 0 | 0 | 0 | 0 | 0 | 0 | 0 | 0 | 0 | 0 | 0 | 0 | 0 | 0 | 0 | 5000000 | scaled
CB 91 | 337735.0551 | 315531.0882 | 20528.8717 | 1675.0952 | 93.43% | 6.078% | 0.496% | 141937.7731 | 322173.6312 | 25901.0965 | 12294.2948 | 103742.3818 | 59192.8056 | 26399.8947 | 236580.9309 | 91 | 0.015476 | 0.009416 | 0.003066 | 21823431.1085 | 61662.2936 | 28037.5953 | 248035.1663 | 3984433.348 | 1811705.7119 | 16027292.0486 | 20794103.8738 | 3794550.8075 | 1801133.2525 | 15198419.8138 | 5075480.7245 | 932515.6215 | 415900.4451 | 3727064.658 |  | 4896 | CB 91 | 337735.0551 | 195797.2821 | 15561.4239 | 315531.0882 | 182674.9969 | 12517.1775 | 20528.8717 | 11447.1899 | 1369.1512 | 1675.0952 | 61662.2936 | 35761.1971 | 2469.488 | 243777.0445 | 35740.0343 | 2465.8471 | 35.6919 | 19.9023 | 2.3804 | 1.2605 | 248035.1663 | 144292.7845 | 11454.2353 | 243777.0445 | 141245.2311 | 9750.0625 | 2736.4538 | 1525.8854 | 182.5049 | 1521.668 | 28037.5953 | 15743.3005 | 1637.7006 | 10128.7024 | 5689.7315 | 301.2679 | 17756.7261 | 9901.4022 | 1184.2659 | 152.1668 | 0.0082314 | 0.0042576 | 0.0002226 | 0.00489 | 0.002804 | 0.000489 | 0.0023544 | 5000000 | scaled
CB 910 | 0 | 0 | 0 | 0 | 0% | 0% | 0% | 0 | 0 | 0 | 0 | 0 | 0 | 0 | 0 | 910 | 0 | 0 | 0 | 0 | 0 | 0 | 0 | 0 | 0 | 0 | 0 | 0 | 0 | 0 | 0 | 0 | 0 | 0 |  | 4897 | CB 910 | 0 | 0 | 0 | 0 | 0 | 0 | 0 | 0 | 0 | 0 | 0 | 0 | 0 | 0 | 0 | 0 | 0 | 0 | 0 | 0 | 0 | 0 | 0 | 0 | 0 | 0 | 0 | 0 | 0 | 0 | 0 | 0 | 0 | 0 | 0 | 0 | 0 | 0 | 0 | 0 | 0 | 0 | 0 | 0 | 0 | 0 | 0 | 5000000 | scaled
CB 911 | 193603.295 | 193113.4361 | 0 | 489.8589 | 99.75% | 0% | 0.253% | 122752.1363 | 188041.3177 | 19290.8109 | 4252.18 | 99209.1453 | 29512.5821 | 6748.7679 | 151779.9678 | 911 | 0.0040632 | 0.0019782 | 0.0007514 | 47647985.5727 | 30316.6402 | 6934.6869 | 156351.9679 | 7461271.9495 | 1706705.7803 | 38480007.843 | 35815973.4741 | 5628571.4599 | 1240678.7531 | 28946723.2611 | 7402152.3389 | 1161748.0186 | 265661.8687 | 5974742.4515 |  | 4898 | CB 911 | 193603.295 | 70851.1587 | 5561.9773 | 193113.4361 | 70361.2998 | 5072.1183 | 0 | 0 | 0 | 489.8589 | 30316.6402 | 11025.8293 | 804.0581 | 155906.9767 | 11025.4607 | 803.6895 | 0 | 0 | 0 | 0.3686 | 156351.9679 | 57142.8225 | 4572.0001 | 155906.9767 | 56697.8313 | 4127.0089 | 0 | 0 | 0 | 444.9912 | 6934.6869 | 2682.5069 | 185.9191 | 6890.1878 | 2638.0078 | 141.4199 | 0 | 0 | 0 | 44.4991 | 0.0033794 | 0.0012944 | 6.76e-05 | 0 | 0 | 0 | 0.0006838 | 5000000 | scaled
CB 912 | 0 | 0 | 0 | 0 | 0% | 0% | 0% | 0 | 0 | 0 | 0 | 0 | 0 | 0 | 0 | 912 | 0 | 0 | 0 | 0 | 0 | 0 | 0 | 0 | 0 | 0 | 0 | 0 | 0 | 0 | 0 | 0 | 0 | 0 |  | 4899 | CB 912 | 0 | 0 | 0 | 0 | 0 | 0 | 0 | 0 | 0 | 0 | 0 | 0 | 0 | 0 | 0 | 0 | 0 | 0 | 0 | 0 | 0 | 0 | 0 | 0 | 0 | 0 | 0 | 0 | 0 | 0 | 0 | 0 | 0 | 0 | 0 | 0 | 0 | 0 | 0 | 0 | 0 | 0 | 0 | 0 | 0 | 0 | 0 | 5000000 | scaled
CB 913 | 0 | 0 | 0 | 0 | 0% | 0% | 0% | 0 | 0 | 0 | 0 | 0 | 0 | 0 | 0 | 913 | 0 | 0 | 0 | 0 | 0 | 0 | 0 | 0 | 0 | 0 | 0 | 0 | 0 | 0 | 0 | 0 | 0 | 0 |  | 4900 | CB 913 | 0 | 0 | 0 | 0 | 0 | 0 | 0 | 0 | 0 | 0 | 0 | 0 | 0 | 0 | 0 | 0 | 0 | 0 | 0 | 0 | 0 | 0 | 0 | 0 | 0 | 0 | 0 | 0 | 0 | 0 | 0 | 0 | 0 | 0 | 0 | 0 | 0 | 0 | 0 | 0 | 0 | 0 | 0 | 0 | 0 | 0 | 0 | 5000000 | scaled
CB 915 | 0 | 0 | 0 | 0 | 0% | 0% | 0% | 0 | 0 | 0 | 0 | 0 | 0 | 0 | 0 | 915 | 0 | 0 | 0 | 0 | 0 | 0 | 0 | 0 | 0 | 0 | 0 | 0 | 0 | 0 | 0 | 0 | 0 | 0 |  | 4901 | CB 915 | 0 | 0 | 0 | 0 | 0 | 0 | 0 | 0 | 0 | 0 | 0 | 0 | 0 | 0 | 0 | 0 | 0 | 0 | 0 | 0 | 0 | 0 | 0 | 0 | 0 | 0 | 0 | 0 | 0 | 0 | 0 | 0 | 0 | 0 | 0 | 0 | 0 | 0 | 0 | 0 | 0 | 0 | 0 | 0 | 0 | 0 | 0 | 5000000 | scaled
CB 916 | 0 | 0 | 0 | 0 | 0% | 0% | 0% | 0 | 0 | 0 | 0 | 0 | 0 | 0 | 0 | 916 | 0 | 0 | 0 | 0 | 0 | 0 | 0 | 0 | 0 | 0 | 0 | 0 | 0 | 0 | 0 | 0 | 0 | 0 |  | 4902 | CB 916 | 0 | 0 | 0 | 0 | 0 | 0 | 0 | 0 | 0 | 0 | 0 | 0 | 0 | 0 | 0 | 0 | 0 | 0 | 0 | 0 | 0 | 0 | 0 | 0 | 0 | 0 | 0 | 0 | 0 | 0 | 0 | 0 | 0 | 0 | 0 | 0 | 0 | 0 | 0 | 0 | 0 | 0 | 0 | 0 | 0 | 0 | 0 | 5000000 | scaled
CB 917 | 0 | 0 | 0 | 0 | 0% | 0% | 0% | 0 | 0 | 0 | 0 | 0 | 0 | 0 | 0 | 917 | 0 | 0 | 0 | 0 | 0 | 0 | 0 | 0 | 0 | 0 | 0 | 0 | 0 | 0 | 0 | 0 | 0 | 0 |  | 4903 | CB 917 | 0 | 0 | 0 | 0 | 0 | 0 | 0 | 0 | 0 | 0 | 0 | 0 | 0 | 0 | 0 | 0 | 0 | 0 | 0 | 0 | 0 | 0 | 0 | 0 | 0 | 0 | 0 | 0 | 0 | 0 | 0 | 0 | 0 | 0 | 0 | 0 | 0 | 0 | 0 | 0 | 0 | 0 | 0 | 0 | 0 | 0 | 0 | 5000000 | scaled
CB 92 | 46332.1664 | 40565.548 | 4016.0605 | 1750.558 | 87.55% | 8.668% | 3.778% | 23020.2078 | 43494.8097 | 1836.3588 | 14152.1832 | 7031.6658 | 3453.7571 | 26749.1606 | 13291.892 | 92 | 0.013793 | 0.0080936 | 0.0030902 | 3359009.8486 | 3502.8963 | 27745.9214 | 15083.3487 | 253954.5209 | 2011536.0566 | 1093519.271 | 2880295.3801 | 229765.7675 | 1770725.4596 | 879804.153 | 918179.0047 | 72909.0962 | 564676.9777 | 280592.9308 |  | 4904 | CB 92 | 46332.1664 | 23311.9587 | 2837.3568 | 40565.548 | 19318.1176 | 818.8431 | 4016.0605 | 2243.2832 | 267.9557 | 1750.558 | 3502.8963 | 1666.5375 | 49.1392 | 13159.8442 | 1661.3651 | 47.3615 | 6.9017 | 3.8551 | 0.46049 | 1.3172 | 15083.3487 | 8051.683 | 1791.4568 | 13159.8442 | 6275.2981 | 179.0008 | 333.2856 | 186.166 | 22.2372 | 1590.2188 | 27745.9214 | 13593.7382 | 996.7608 | 23911.0264 | 11381.4543 | 592.4808 | 3675.8732 | 2053.262 | 245.2581 | 159.0219 | 0.006438 | 0.0028258 | 0.0001484 | 0.004904 | 0.0028164 | 0.0004904 | 0.0024514 | 5000000 | scaled
CB 920 | 251903.6972 | 251341.6284 | 0 | 562.0688 | 99.78% | 0% | 0.2231% | 79718.6216 | 247595.7821 | 14038.7734 | 3597.5221 | 62082.326 | 43687.6333 | 10671.0369 | 193237.1119 | 920 | 0.0036978 | 0.0027196 | 0.0008904 | 68122585.6325 | 44310.0146 | 11094.4489 | 196499.2337 | 11982804.5207 | 3000283.6564 | 53139497.4554 | 63312647.2893 | 11149614.6436 | 2857157.3917 | 49305875.254 | 4838179.5071 | 853684.2199 | 208518.8677 | 3775976.4195 |  | 4905 | CB 920 | 251903.6972 | 172185.0756 | 4307.915 | 251341.6284 | 171623.0068 | 3745.8462 | 0 | 0 | 0 | 562.0688 | 44310.0146 | 30271.2411 | 622.3813 | 195988.6466 | 30270.8182 | 621.9583 | 0 | 0 | 0 | 0.42294 | 196499.2337 | 134416.9077 | 3262.1218 | 195988.6466 | 133906.3205 | 2751.5346 | 0 | 0 | 0 | 510.5871 | 11094.4489 | 7496.9268 | 423.412 | 11043.3902 | 7445.8681 | 372.3533 | 0 | 0 | 0 | 51.0587 | 0.002908 | 0.0019298 | 0.0001006 | 0 | 0 | 0 | 0.0007898 | 5000000 | scaled
CB 921 | 0 | 0 | 0 | 0 | 0% | 0% | 0% | 0 | 0 | 0 | 0 | 0 | 0 | 0 | 0 | 921 | 0 | 0 | 0 | 0 | 0 | 0 | 0 | 0 | 0 | 0 | 0 | 0 | 0 | 0 | 0 | 0 | 0 | 0 |  | 4906 | CB 921 | 0 | 0 | 0 | 0 | 0 | 0 | 0 | 0 | 0 | 0 | 0 | 0 | 0 | 0 | 0 | 0 | 0 | 0 | 0 | 0 | 0 | 0 | 0 | 0 | 0 | 0 | 0 | 0 | 0 | 0 | 0 | 0 | 0 | 0 | 0 | 0 | 0 | 0 | 0 | 0 | 0 | 0 | 0 | 0 | 0 | 0 | 0 | 5000000 | scaled
CB 922 | 0 | 0 | 0 | 0 | 0% | 0% | 0% | 0 | 0 | 0 | 0 | 0 | 0 | 0 | 0 | 922 | 0 | 0 | 0 | 0 | 0 | 0 | 0 | 0 | 0 | 0 | 0 | 0 | 0 | 0 | 0 | 0 | 0 | 0 |  | 4907 | CB 922 | 0 | 0 | 0 | 0 | 0 | 0 | 0 | 0 | 0 | 0 | 0 | 0 | 0 | 0 | 0 | 0 | 0 | 0 | 0 | 0 | 0 | 0 | 0 | 0 | 0 | 0 | 0 | 0 | 0 | 0 | 0 | 0 | 0 | 0 | 0 | 0 | 0 | 0 | 0 | 0 | 0 | 0 | 0 | 0 | 0 | 0 | 0 | 5000000 | scaled
CB 923 | 0 | 0 | 0 | 0 | 0% | 0% | 0% | 0 | 0 | 0 | 0 | 0 | 0 | 0 | 0 | 923 | 0 | 0 | 0 | 0 | 0 | 0 | 0 | 0 | 0 | 0 | 0 | 0 | 0 | 0 | 0 | 0 | 0 | 0 |  | 4908 | CB 923 | 0 | 0 | 0 | 0 | 0 | 0 | 0 | 0 | 0 | 0 | 0 | 0 | 0 | 0 | 0 | 0 | 0 | 0 | 0 | 0 | 0 | 0 | 0 | 0 | 0 | 0 | 0 | 0 | 0 | 0 | 0 | 0 | 0 | 0 | 0 | 0 | 0 | 0 | 0 | 0 | 0 | 0 | 0 | 0 | 0 | 0 | 0 | 5000000 | scaled
CB 924 | 0 | 0 | 0 | 0 | 0% | 0% | 0% | 0 | 0 | 0 | 0 | 0 | 0 | 0 | 0 | 924 | 0 | 0 | 0 | 0 | 0 | 0 | 0 | 0 | 0 | 0 | 0 | 0 | 0 | 0 | 0 | 0 | 0 | 0 |  | 4909 | CB 924 | 0 | 0 | 0 | 0 | 0 | 0 | 0 | 0 | 0 | 0 | 0 | 0 | 0 | 0 | 0 | 0 | 0 | 0 | 0 | 0 | 0 | 0 | 0 | 0 | 0 | 0 | 0 | 0 | 0 | 0 | 0 | 0 | 0 | 0 | 0 | 0 | 0 | 0 | 0 | 0 | 0 | 0 | 0 | 0 | 0 | 0 | 0 | 5000000 | scaled
CB 925 | 0 | 0 | 0 | 0 | 0% | 0% | 0% | 0 | 0 | 0 | 0 | 0 | 0 | 0 | 0 | 925 | 0 | 0 | 0 | 0 | 0 | 0 | 0 | 0 | 0 | 0 | 0 | 0 | 0 | 0 | 0 | 0 | 0 | 0 |  | 4910 | CB 925 | 0 | 0 | 0 | 0 | 0 | 0 | 0 | 0 | 0 | 0 | 0 | 0 | 0 | 0 | 0 | 0 | 0 | 0 | 0 | 0 | 0 | 0 | 0 | 0 | 0 | 0 | 0 | 0 | 0 | 0 | 0 | 0 | 0 | 0 | 0 | 0 | 0 | 0 | 0 | 0 | 0 | 0 | 0 | 0 | 0 | 0 | 0 | 5000000 | scaled
CB 926 | 0 | 0 | 0 | 0 | 0% | 0% | 0% | 0 | 0 | 0 | 0 | 0 | 0 | 0 | 0 | 926 | 0 | 0 | 0 | 0 | 0 | 0 | 0 | 0 | 0 | 0 | 0 | 0 | 0 | 0 | 0 | 0 | 0 | 0 |  | 4911 | CB 926 | 0 | 0 | 0 | 0 | 0 | 0 | 0 | 0 | 0 | 0 | 0 | 0 | 0 | 0 | 0 | 0 | 0 | 0 | 0 | 0 | 0 | 0 | 0 | 0 | 0 | 0 | 0 | 0 | 0 | 0 | 0 | 0 | 0 | 0 | 0 | 0 | 0 | 0 | 0 | 0 | 0 | 0 | 0 | 0 | 0 | 0 | 0 | 5000000 | scaled
CB 927 | 165399.2304 | 164834.7631 | 0 | 564.4673 | 99.66% | 0% | 0.3413% | 102524.5496 | 159330.3064 | 27169.4716 | 12.2724 | 75342.8056 | 42224.0603 | 19.5662 | 117086.68 | 927 | 0.0030976 | 0.0016776 | 0.0008426 | 53395929.2318 | 43684.2845 | 71.2506 | 121643.6953 | 14102622.8371 | 23001.8609 | 39270304.5338 | 37478946.5784 | 9932091.1951 | 4486.2993 | 27542369.0839 | 7202615.7086 | 1908762.285 | 884.5002 | 5292968.9233 |  | 4912 | CB 927 | 165399.2304 | 62874.6808 | 6068.924 | 164834.7631 | 62310.2135 | 5504.4567 | 0 | 0 | 0 | 564.4673 | 43684.2845 | 16514.8129 | 1460.2242 | 121130.9294 | 16514.3881 | 1459.7995 | 0 | 0 | 0 | 0.42474 | 121643.6953 | 46300.8897 | 4557.0154 | 121130.9294 | 45788.1238 | 4044.2494 | 0 | 0 | 0 | 512.7659 | 71.2506 | 58.9782 | 51.6844 | 19.974 | 7.7016 | 0.40779 | 0 | 0 | 0 | 51.2766 | 0.0023014 | 0.0008814 | 4.64e-05 | 0 | 0 | 0 | 0.0007962 | 5000000 | scaled
CB 928 | 1655010.6196 | 1319990.0271 | 332960.639 | 2059.9535 | 79.76% | 20.12% | 0.1245% | 744068.462 | 1580030.0618 | 119227.2746 | 138316.3123 | 486524.8751 | 253695.7431 | 291209.6116 | 1035124.7072 | 928 | 0.057199 | 0.033581 | 0.0076226 | 28934460.2774 | 262968.1892 | 316002.2403 | 1076040.1901 | 4597458.491 | 5524649.9094 | 18812351.877 | 27126713.2494 | 4346702.2932 | 5042636.7097 | 17737374.2465 | 9836611.8973 | 1579404.484 | 1812950.2716 | 6444257.1417 |  | 4913 | CB 928 | 1655010.6196 | 910942.1576 | 74980.5578 | 1319990.0271 | 723088.8748 | 46380.1672 | 332960.639 | 185793.3293 | 26540.4371 | 2059.9535 | 262968.1892 | 143740.9146 | 9272.4462 | 1044334.8537 | 143480.226 | 9233.8784 | 464.4028 | 259.1386 | 37.0178 | 1.55 | 1076040.1901 | 589515.315 | 40915.4829 | 1044334.8537 | 570996.5175 | 36666.1211 | 29834.0605 | 16647.5216 | 2378.0859 | 1871.2759 | 316002.2403 | 177685.928 | 24792.6288 | 13152.937 | 8612.1312 | 480.1677 | 302662.1758 | 168886.6692 | 24125.3334 | 187.1276 | 0.01037 | 0.0057248 | 0.0002978 | 0.043894 | 0.024921 | 0.0043894 | 0.0029354 | 5000000 | scaled
CB 93 | 117852.2354 | 58642.1293 | 55130.1978 | 4079.9082 | 49.76% | 46.78% | 3.462% | 60935.718 | 108916.2996 | 4994.4883 | 28202.4443 | 27738.7854 | 7787.8222 | 56705.9752 | 44422.5022 | 93 | 0.023557 | 0.013621 | 0.0065092 | 5002769.2114 | 7951.7256 | 60628.9114 | 49271.5984 | 337546.8272 | 2573667.3571 | 2091555.0271 | 4178463.1102 | 342480.3346 | 1933888.3145 | 1902094.4611 | 1372816.2962 | 98160.2321 | 714740.4666 | 559915.5975 |  | 4914 | CB 93 | 117852.2354 | 56916.5174 | 8935.9358 | 58642.1293 | 22110.5375 | 1175.2571 | 55130.1978 | 30726.0717 | 3680.7705 | 4079.9082 | 7951.7256 | 2957.2373 | 163.9034 | 40408.3634 | 2911.9975 | 155.7818 | 75.6631 | 42.1698 | 5.0517 | 3.07 | 49271.5984 | 21532.8129 | 4849.0962 | 40408.3634 | 14952.4017 | 798.571 | 5157.0184 | 2874.1946 | 344.3086 | 3706.2166 | 60628.9114 | 32426.4671 | 3922.9362 | 10360.7735 | 4246.1382 | 220.9043 | 49897.5162 | 27809.7072 | 3331.4102 | 370.6217 | 0.012922 | 0.0050688 | 0.0002648 | 0.0048788 | 0.002796 | 0.0004878 | 0.0057566 | 5000000 | scaled
CB 930 | 0 | 0 | 0 | 0 | 0% | 0% | 0% | 0 | 0 | 0 | 0 | 0 | 0 | 0 | 0 | 930 | 0 | 0 | 0 | 0 | 0 | 0 | 0 | 0 | 0 | 0 | 0 | 0 | 0 | 0 | 0 | 0 | 0 | 0 |  | 4915 | CB 930 | 0 | 0 | 0 | 0 | 0 | 0 | 0 | 0 | 0 | 0 | 0 | 0 | 0 | 0 | 0 | 0 | 0 | 0 | 0 | 0 | 0 | 0 | 0 | 0 | 0 | 0 | 0 | 0 | 0 | 0 | 0 | 0 | 0 | 0 | 0 | 0 | 0 | 0 | 0 | 0 | 0 | 0 | 0 | 0 | 0 | 0 | 0 | 5000000 | scaled
CB 931 | 0 | 0 | 0 | 0 | 0% | 0% | 0% | 0 | 0 | 0 | 0 | 0 | 0 | 0 | 0 | 931 | 0 | 0 | 0 | 0 | 0 | 0 | 0 | 0 | 0 | 0 | 0 | 0 | 0 | 0 | 0 | 0 | 0 | 0 |  | 4916 | CB 931 | 0 | 0 | 0 | 0 | 0 | 0 | 0 | 0 | 0 | 0 | 0 | 0 | 0 | 0 | 0 | 0 | 0 | 0 | 0 | 0 | 0 | 0 | 0 | 0 | 0 | 0 | 0 | 0 | 0 | 0 | 0 | 0 | 0 | 0 | 0 | 0 | 0 | 0 | 0 | 0 | 0 | 0 | 0 | 0 | 0 | 0 | 0 | 5000000 | scaled
CB 932 | 0 | 0 | 0 | 0 | 0% | 0% | 0% | 0 | 0 | 0 | 0 | 0 | 0 | 0 | 0 | 932 | 0 | 0 | 0 | 0 | 0 | 0 | 0 | 0 | 0 | 0 | 0 | 0 | 0 | 0 | 0 | 0 | 0 | 0 |  | 4917 | CB 932 | 0 | 0 | 0 | 0 | 0 | 0 | 0 | 0 | 0 | 0 | 0 | 0 | 0 | 0 | 0 | 0 | 0 | 0 | 0 | 0 | 0 | 0 | 0 | 0 | 0 | 0 | 0 | 0 | 0 | 0 | 0 | 0 | 0 | 0 | 0 | 0 | 0 | 0 | 0 | 0 | 0 | 0 | 0 | 0 | 0 | 0 | 0 | 5000000 | scaled
CB 933 | 0 | 0 | 0 | 0 | 0% | 0% | 0% | 0 | 0 | 0 | 0 | 0 | 0 | 0 | 0 | 933 | 0 | 0 | 0 | 0 | 0 | 0 | 0 | 0 | 0 | 0 | 0 | 0 | 0 | 0 | 0 | 0 | 0 | 0 |  | 4918 | CB 933 | 0 | 0 | 0 | 0 | 0 | 0 | 0 | 0 | 0 | 0 | 0 | 0 | 0 | 0 | 0 | 0 | 0 | 0 | 0 | 0 | 0 | 0 | 0 | 0 | 0 | 0 | 0 | 0 | 0 | 0 | 0 | 0 | 0 | 0 | 0 | 0 | 0 | 0 | 0 | 0 | 0 | 0 | 0 | 0 | 0 | 0 | 0 | 5000000 | scaled
CB 934 | 0 | 0 | 0 | 0 | 0% | 0% | 0% | 0 | 0 | 0 | 0 | 0 | 0 | 0 | 0 | 934 | 0 | 0 | 0 | 0 | 0 | 0 | 0 | 0 | 0 | 0 | 0 | 0 | 0 | 0 | 0 | 0 | 0 | 0 |  | 4919 | CB 934 | 0 | 0 | 0 | 0 | 0 | 0 | 0 | 0 | 0 | 0 | 0 | 0 | 0 | 0 | 0 | 0 | 0 | 0 | 0 | 0 | 0 | 0 | 0 | 0 | 0 | 0 | 0 | 0 | 0 | 0 | 0 | 0 | 0 | 0 | 0 | 0 | 0 | 0 | 0 | 0 | 0 | 0 | 0 | 0 | 0 | 0 | 0 | 5000000 | scaled
CB 935 | 0 | 0 | 0 | 0 | 0% | 0% | 0% | 0 | 0 | 0 | 0 | 0 | 0 | 0 | 0 | 935 | 0 | 0 | 0 | 0 | 0 | 0 | 0 | 0 | 0 | 0 | 0 | 0 | 0 | 0 | 0 | 0 | 0 | 0 |  | 4920 | CB 935 | 0 | 0 | 0 | 0 | 0 | 0 | 0 | 0 | 0 | 0 | 0 | 0 | 0 | 0 | 0 | 0 | 0 | 0 | 0 | 0 | 0 | 0 | 0 | 0 | 0 | 0 | 0 | 0 | 0 | 0 | 0 | 0 | 0 | 0 | 0 | 0 | 0 | 0 | 0 | 0 | 0 | 0 | 0 | 0 | 0 | 0 | 0 | 5000000 | scaled
CB 936 | 0 | 0 | 0 | 0 | 0% | 0% | 0% | 0 | 0 | 0 | 0 | 0 | 0 | 0 | 0 | 936 | 0 | 0 | 0 | 0 | 0 | 0 | 0 | 0 | 0 | 0 | 0 | 0 | 0 | 0 | 0 | 0 | 0 | 0 |  | 4921 | CB 936 | 0 | 0 | 0 | 0 | 0 | 0 | 0 | 0 | 0 | 0 | 0 | 0 | 0 | 0 | 0 | 0 | 0 | 0 | 0 | 0 | 0 | 0 | 0 | 0 | 0 | 0 | 0 | 0 | 0 | 0 | 0 | 0 | 0 | 0 | 0 | 0 | 0 | 0 | 0 | 0 | 0 | 0 | 0 | 0 | 0 | 0 | 0 | 5000000 | scaled
CB 937 | 0 | 0 | 0 | 0 | 0% | 0% | 0% | 0 | 0 | 0 | 0 | 0 | 0 | 0 | 0 | 937 | 0 | 0 | 0 | 0 | 0 | 0 | 0 | 0 | 0 | 0 | 0 | 0 | 0 | 0 | 0 | 0 | 0 | 0 |  | 4922 | CB 937 | 0 | 0 | 0 | 0 | 0 | 0 | 0 | 0 | 0 | 0 | 0 | 0 | 0 | 0 | 0 | 0 | 0 | 0 | 0 | 0 | 0 | 0 | 0 | 0 | 0 | 0 | 0 | 0 | 0 | 0 | 0 | 0 | 0 | 0 | 0 | 0 | 0 | 0 | 0 | 0 | 0 | 0 | 0 | 0 | 0 | 0 | 0 | 5000000 | scaled
CB 94 | 70259.928 | 67744.6617 | 0 | 2515.2662 | 96.42% | 0% | 3.58% | 38727.3872 | 65924.8074 | 4737.7475 | 9734.9492 | 24254.6906 | 8050.2713 | 16661.1261 | 41213.41 | 94 | 0.011842 | 0.0069014 | 0.0036806 | 5932912.9194 | 8287.0434 | 17272.6239 | 44700.2606 | 699777.3611 | 1458540.828 | 3774594.7303 | 4569006.3934 | 558953.2404 | 1148516.5461 | 2861536.6069 | 1177829.8594 | 143828.2534 | 297672.0392 | 736329.5669 |  | 4923 | CB 94 | 70259.928 | 31532.5407 | 4335.1206 | 67744.6617 | 29017.2745 | 1819.8543 | 0 | 0 | 0 | 2515.2662 | 8287.0434 | 3549.2959 | 236.7721 | 42415.3756 | 3547.4033 | 234.8795 | 0 | 0 | 0 | 1.8927 | 44700.2606 | 20445.5701 | 3486.8507 | 42415.3756 | 18160.685 | 1201.9656 | 0 | 0 | 0 | 2284.8851 | 17272.6239 | 7537.6747 | 611.4978 | 17044.1354 | 7309.1862 | 383.0093 | 0 | 0 | 0 | 228.4885 | 0.008339 | 0.003398 | 0.0001772 | 0 | 0 | 0 | 0.0035034 | 5000000 | scaled
CB 940 | 0 | 0 | 0 | 0 | 0% | 0% | 0% | 0 | 0 | 0 | 0 | 0 | 0 | 0 | 0 | 940 | 0 | 0 | 0 | 0 | 0 | 0 | 0 | 0 | 0 | 0 | 0 | 0 | 0 | 0 | 0 | 0 | 0 | 0 |  | 4924 | CB 940 | 0 | 0 | 0 | 0 | 0 | 0 | 0 | 0 | 0 | 0 | 0 | 0 | 0 | 0 | 0 | 0 | 0 | 0 | 0 | 0 | 0 | 0 | 0 | 0 | 0 | 0 | 0 | 0 | 0 | 0 | 0 | 0 | 0 | 0 | 0 | 0 | 0 | 0 | 0 | 0 | 0 | 0 | 0 | 0 | 0 | 0 | 0 | 5000000 | scaled
CB 941 | 0 | 0 | 0 | 0 | 0% | 0% | 0% | 0 | 0 | 0 | 0 | 0 | 0 | 0 | 0 | 941 | 0 | 0 | 0 | 0 | 0 | 0 | 0 | 0 | 0 | 0 | 0 | 0 | 0 | 0 | 0 | 0 | 0 | 0 |  | 4925 | CB 941 | 0 | 0 | 0 | 0 | 0 | 0 | 0 | 0 | 0 | 0 | 0 | 0 | 0 | 0 | 0 | 0 | 0 | 0 | 0 | 0 | 0 | 0 | 0 | 0 | 0 | 0 | 0 | 0 | 0 | 0 | 0 | 0 | 0 | 0 | 0 | 0 | 0 | 0 | 0 | 0 | 0 | 0 | 0 | 0 | 0 | 0 | 0 | 5000000 | scaled
CB 942 | 0 | 0 | 0 | 0 | 0% | 0% | 0% | 0 | 0 | 0 | 0 | 0 | 0 | 0 | 0 | 942 | 0 | 0 | 0 | 0 | 0 | 0 | 0 | 0 | 0 | 0 | 0 | 0 | 0 | 0 | 0 | 0 | 0 | 0 |  | 4926 | CB 942 | 0 | 0 | 0 | 0 | 0 | 0 | 0 | 0 | 0 | 0 | 0 | 0 | 0 | 0 | 0 | 0 | 0 | 0 | 0 | 0 | 0 | 0 | 0 | 0 | 0 | 0 | 0 | 0 | 0 | 0 | 0 | 0 | 0 | 0 | 0 | 0 | 0 | 0 | 0 | 0 | 0 | 0 | 0 | 0 | 0 | 0 | 0 | 5000000 | scaled
CB 943 | 0 | 0 | 0 | 0 | 0% | 0% | 0% | 0 | 0 | 0 | 0 | 0 | 0 | 0 | 0 | 943 | 0 | 0 | 0 | 0 | 0 | 0 | 0 | 0 | 0 | 0 | 0 | 0 | 0 | 0 | 0 | 0 | 0 | 0 |  | 4927 | CB 943 | 0 | 0 | 0 | 0 | 0 | 0 | 0 | 0 | 0 | 0 | 0 | 0 | 0 | 0 | 0 | 0 | 0 | 0 | 0 | 0 | 0 | 0 | 0 | 0 | 0 | 0 | 0 | 0 | 0 | 0 | 0 | 0 | 0 | 0 | 0 | 0 | 0 | 0 | 0 | 0 | 0 | 0 | 0 | 0 | 0 | 0 | 0 | 5000000 | scaled
CB 944 | 0 | 0 | 0 | 0 | 0% | 0% | 0% | 0 | 0 | 0 | 0 | 0 | 0 | 0 | 0 | 944 | 0 | 0 | 0 | 0 | 0 | 0 | 0 | 0 | 0 | 0 | 0 | 0 | 0 | 0 | 0 | 0 | 0 | 0 |  | 4928 | CB 944 | 0 | 0 | 0 | 0 | 0 | 0 | 0 | 0 | 0 | 0 | 0 | 0 | 0 | 0 | 0 | 0 | 0 | 0 | 0 | 0 | 0 | 0 | 0 | 0 | 0 | 0 | 0 | 0 | 0 | 0 | 0 | 0 | 0 | 0 | 0 | 0 | 0 | 0 | 0 | 0 | 0 | 0 | 0 | 0 | 0 | 0 | 0 | 5000000 | scaled
CB 945 | 0 | 0 | 0 | 0 | 0% | 0% | 0% | 0 | 0 | 0 | 0 | 0 | 0 | 0 | 0 | 945 | 0 | 0 | 0 | 0 | 0 | 0 | 0 | 0 | 0 | 0 | 0 | 0 | 0 | 0 | 0 | 0 | 0 | 0 |  | 4929 | CB 945 | 0 | 0 | 0 | 0 | 0 | 0 | 0 | 0 | 0 | 0 | 0 | 0 | 0 | 0 | 0 | 0 | 0 | 0 | 0 | 0 | 0 | 0 | 0 | 0 | 0 | 0 | 0 | 0 | 0 | 0 | 0 | 0 | 0 | 0 | 0 | 0 | 0 | 0 | 0 | 0 | 0 | 0 | 0 | 0 | 0 | 0 | 0 | 5000000 | scaled
CB 946 | 21717.1601 | 15972.0991 | 0 | 5745.061 | 73.55% | 0% | 26.45% | 8853.5816 | 15605.1484 | 46.2663 | 8568.4567 | 238.8586 | 92.2337 | 15036.1061 | 476.8086 | 946 | 0.025949 | 0.015391 | 0.0084388 | 836910.5815 | 98.5697 | 15912.5026 | 5706.0877 | 3798.5652 | 613217.4633 | 219894.553 | 835785.7502 | 4367.5811 | 808869.7127 | 22548.4564 | 724274.9754 | 4280.8027 | 697864.2626 | 22129.9101 |  | 4930 | CB 946 | 21717.1601 | 12863.5785 | 6112.0117 | 15972.0991 | 7118.5175 | 366.9507 | 0 | 0 | 0 | 5745.061 | 98.5697 | 52.3034 | 6.336 | 487.235 | 47.9804 | 2.0131 | 0 | 0 | 0 | 4.323 | 5706.0877 | 5467.2292 | 5229.2791 | 487.235 | 248.3764 | 10.4264 | 0 | 0 | 0 | 5218.8528 | 15912.5026 | 7344.0459 | 876.3965 | 15390.6173 | 6822.1606 | 354.5112 | 0 | 0 | 0 | 521.8853 | 0.017894 | 0.0073356 | 0.0003834 | 0 | 0 | 0 | 0.0080554 | 5000000 | scaled
CB 947 | 0 | 0 | 0 | 0 | 0% | 0% | 0% | 0 | 0 | 0 | 0 | 0 | 0 | 0 | 0 | 947 | 0 | 0 | 0 | 0 | 0 | 0 | 0 | 0 | 0 | 0 | 0 | 0 | 0 | 0 | 0 | 0 | 0 | 0 |  | 4931 | CB 947 | 0 | 0 | 0 | 0 | 0 | 0 | 0 | 0 | 0 | 0 | 0 | 0 | 0 | 0 | 0 | 0 | 0 | 0 | 0 | 0 | 0 | 0 | 0 | 0 | 0 | 0 | 0 | 0 | 0 | 0 | 0 | 0 | 0 | 0 | 0 | 0 | 0 | 0 | 0 | 0 | 0 | 0 | 0 | 0 | 0 | 0 | 0 | 5000000 | scaled
CB 948 | 22207.9518 | 12273.2316 | 0 | 9934.7202 | 55.27% | 0% | 44.73% | 7515.2843 | 12039.0918 | 459.9599 | 5339.254 | 1716.0705 | 736.4481 | 8555.208 | 2747.4357 | 948 | 0.044785 | 0.025814 | 0.014617 | 495874.8127 | 755.9463 | 9634.9505 | 11817.0551 | 16879.3012 | 215135.9705 | 263859.5409 | 569174.3828 | 34835.324 | 404371.471 | 129967.5878 | 695668.1806 | 42554.9979 | 494355.0627 | 158758.1199 |  | 4932 | CB 948 | 22207.9518 | 14692.6675 | 10168.8601 | 12273.2316 | 4757.9473 | 234.1399 | 0 | 0 | 0 | 9934.7202 | 755.9463 | 295.9864 | 19.4981 | 2792.2872 | 288.5109 | 12.0226 | 0 | 0 | 0 | 7.4756 | 11817.0551 | 10100.9846 | 9069.6194 | 2792.2872 | 1076.2167 | 44.8515 | 0 | 0 | 0 | 9024.7679 | 9634.9505 | 4295.6965 | 1079.7425 | 8732.4737 | 3393.2198 | 177.2657 | 0 | 0 | 0 | 902.4768 | 0.030786 | 0.011814 | 0.0006178 | 0 | 0 | 0 | 0.014 | 5000000 | scaled
CB 949 | 45640.8237 | 35996.8451 | 0 | 9643.9786 | 78.87% | 0% | 21.13% | 21042.0025 | 35256.6248 | 1296.5689 | 14752.2177 | 4993.216 | 2179.8574 | 24681.8048 | 8394.9627 | 949 | 0.046257 | 0.026306 | 0.014328 | 986687.8177 | 2227.3399 | 26102.9639 | 17310.5199 | 48151.829 | 564307.8809 | 374228.1077 | 935110.1723 | 57619.7408 | 655591.0626 | 221899.369 | 724748.6643 | 44809.9815 | 507368.6181 | 172570.0647 |  | 4933 | CB 949 | 45640.8237 | 24598.8212 | 10384.1989 | 35996.8451 | 14954.8425 | 740.2202 | 0 | 0 | 0 | 9643.9786 | 2227.3399 | 930.771 | 47.4825 | 8549.8637 | 923.5143 | 40.2258 | 0 | 0 | 0 | 7.2568 | 17310.5199 | 12317.3039 | 8915.5572 | 8549.8637 | 3556.6477 | 154.9009 | 0 | 0 | 0 | 8760.6562 | 26102.9639 | 11350.7463 | 1421.1592 | 25226.8983 | 10474.6806 | 545.0935 | 0 | 0 | 0 | 876.0656 | 0.032587 | 0.012636 | 0.0006582 | 0 | 0 | 0 | 0.01367 | 5000000 | scaled
CB 95 | 22430.2698 | 19327.9584 | 2058.2759 | 1044.0354 | 86.17% | 9.176% | 4.655% | 12210.1944 | 20747.1206 | 1224.131 | 4592.9012 | 6393.1622 | 2023.8951 | 8122.9914 | 10600.2341 | 95 | 0.0095064 | 0.0055536 | 0.0020496 | 2359491.4761 | 2082.4114 | 8490.0013 | 11857.8571 | 219053.6249 | 893082.6893 | 1247355.1618 | 1840261.3426 | 184495.0969 | 692219.8113 | 963546.4343 | 821208.6162 | 80109.4345 | 321522.7152 | 419576.4665 |  | 4934 | CB 95 | 22430.2698 | 10220.0754 | 1683.1492 | 19327.9584 | 8028.4987 | 501.7949 | 2058.2759 | 1147.5413 | 137.3188 | 1044.0354 | 2082.4114 | 858.2804 | 58.5163 | 10738.76 | 855.6598 | 57.5111 | 3.2913 | 1.835 | 0.21958 | 0.7856 | 11857.8571 | 5464.6949 | 1257.623 | 10738.76 | 4421.123 | 297.8266 | 170.6882 | 95.163 | 11.3875 | 948.4089 | 8490.0013 | 3897.1001 | 367.0099 | 6510.864 | 2751.716 | 146.4573 | 1884.2964 | 1050.5433 | 125.7117 | 94.8409 | 0.0030954 | 0.0012412 | 6.52e-05 | 0.0049184 | 0.0028198 | 0.0004918 | 0.0014926 | 5000000 | scaled
CB 950 | 0 | 0 | 0 | 0 | 0% | 0% | 0% | 0 | 0 | 0 | 0 | 0 | 0 | 0 | 0 | 950 | 0 | 0 | 0 | 0 | 0 | 0 | 0 | 0 | 0 | 0 | 0 | 0 | 0 | 0 | 0 | 0 | 0 | 0 |  | 4935 | CB 950 | 0 | 0 | 0 | 0 | 0 | 0 | 0 | 0 | 0 | 0 | 0 | 0 | 0 | 0 | 0 | 0 | 0 | 0 | 0 | 0 | 0 | 0 | 0 | 0 | 0 | 0 | 0 | 0 | 0 | 0 | 0 | 0 | 0 | 0 | 0 | 0 | 0 | 0 | 0 | 0 | 0 | 0 | 0 | 0 | 0 | 0 | 0 | 5000000 | scaled
CB 951 | 0 | 0 | 0 | 0 | 0% | 0% | 0% | 0 | 0 | 0 | 0 | 0 | 0 | 0 | 0 | 951 | 0 | 0 | 0 | 0 | 0 | 0 | 0 | 0 | 0 | 0 | 0 | 0 | 0 | 0 | 0 | 0 | 0 | 0 |  | 4936 | CB 951 | 0 | 0 | 0 | 0 | 0 | 0 | 0 | 0 | 0 | 0 | 0 | 0 | 0 | 0 | 0 | 0 | 0 | 0 | 0 | 0 | 0 | 0 | 0 | 0 | 0 | 0 | 0 | 0 | 0 | 0 | 0 | 0 | 0 | 0 | 0 | 0 | 0 | 0 | 0 | 0 | 0 | 0 | 0 | 0 | 0 | 0 | 0 | 5000000 | scaled
CB 952 | 0 | 0 | 0 | 0 | 0% | 0% | 0% | 0 | 0 | 0 | 0 | 0 | 0 | 0 | 0 | 952 | 0 | 0 | 0 | 0 | 0 | 0 | 0 | 0 | 0 | 0 | 0 | 0 | 0 | 0 | 0 | 0 | 0 | 0 |  | 4937 | CB 952 | 0 | 0 | 0 | 0 | 0 | 0 | 0 | 0 | 0 | 0 | 0 | 0 | 0 | 0 | 0 | 0 | 0 | 0 | 0 | 0 | 0 | 0 | 0 | 0 | 0 | 0 | 0 | 0 | 0 | 0 | 0 | 0 | 0 | 0 | 0 | 0 | 0 | 0 | 0 | 0 | 0 | 0 | 0 | 0 | 0 | 0 | 0 | 5000000 | scaled
CB 953 | 0 | 0 | 0 | 0 | 0% | 0% | 0% | 0 | 0 | 0 | 0 | 0 | 0 | 0 | 0 | 953 | 0 | 0 | 0 | 0 | 0 | 0 | 0 | 0 | 0 | 0 | 0 | 0 | 0 | 0 | 0 | 0 | 0 | 0 |  | 4938 | CB 953 | 0 | 0 | 0 | 0 | 0 | 0 | 0 | 0 | 0 | 0 | 0 | 0 | 0 | 0 | 0 | 0 | 0 | 0 | 0 | 0 | 0 | 0 | 0 | 0 | 0 | 0 | 0 | 0 | 0 | 0 | 0 | 0 | 0 | 0 | 0 | 0 | 0 | 0 | 0 | 0 | 0 | 0 | 0 | 0 | 0 | 0 | 0 | 5000000 | scaled
CB 954 | 0 | 0 | 0 | 0 | 0% | 0% | 0% | 0 | 0 | 0 | 0 | 0 | 0 | 0 | 0 | 954 | 0 | 0 | 0 | 0 | 0 | 0 | 0 | 0 | 0 | 0 | 0 | 0 | 0 | 0 | 0 | 0 | 0 | 0 |  | 4939 | CB 954 | 0 | 0 | 0 | 0 | 0 | 0 | 0 | 0 | 0 | 0 | 0 | 0 | 0 | 0 | 0 | 0 | 0 | 0 | 0 | 0 | 0 | 0 | 0 | 0 | 0 | 0 | 0 | 0 | 0 | 0 | 0 | 0 | 0 | 0 | 0 | 0 | 0 | 0 | 0 | 0 | 0 | 0 | 0 | 0 | 0 | 0 | 0 | 5000000 | scaled
CB 955 | 15215.984 | 14557.4981 | 0 | 658.4859 | 95.67% | 0% | 4.328% | 5113.9019 | 14196.7365 | 450.6283 | 2301.0361 | 2362.2374 | 1237.6007 | 6478.1503 | 6480.9855 | 955 | 0.0047456 | 0.0033708 | 0.0010392 | 3206335.128 | 1259.3179 | 6766.858 | 7189.808 | 265365.3706 | 1425922.5457 | 1515047.2117 | 2996939.0417 | 264085.1754 | 1348493.7978 | 1384360.0685 | 980800.101 | 85501.2653 | 447551.4808 | 447747.3548 |  | 4940 | CB 955 | 15215.984 | 10102.0821 | 1019.2475 | 14557.4981 | 9443.5962 | 360.7616 | 0 | 0 | 0 | 658.4859 | 1259.3179 | 808.6896 | 21.7172 | 6591.635 | 808.1941 | 21.2217 | 0 | 0 | 0 | 0.49549 | 7189.808 | 4827.5706 | 708.8226 | 6591.635 | 4229.3975 | 110.6495 | 0 | 0 | 0 | 598.1731 | 6766.858 | 4465.8219 | 288.7078 | 6707.0407 | 4406.0046 | 228.8904 | 0 | 0 | 0 | 59.8173 | 0.003835 | 0.0024602 | 0.0001286 | 0 | 0 | 0 | 0.0009106 | 5000000 | scaled
CB 956 | 0 | 0 | 0 | 0 | 0% | 0% | 0% | 0 | 0 | 0 | 0 | 0 | 0 | 0 | 0 | 956 | 0 | 0 | 0 | 0 | 0 | 0 | 0 | 0 | 0 | 0 | 0 | 0 | 0 | 0 | 0 | 0 | 0 | 0 |  | 4941 | CB 956 | 0 | 0 | 0 | 0 | 0 | 0 | 0 | 0 | 0 | 0 | 0 | 0 | 0 | 0 | 0 | 0 | 0 | 0 | 0 | 0 | 0 | 0 | 0 | 0 | 0 | 0 | 0 | 0 | 0 | 0 | 0 | 0 | 0 | 0 | 0 | 0 | 0 | 0 | 0 | 0 | 0 | 0 | 0 | 0 | 0 | 0 | 0 | 5000000 | scaled
CB 957 | 0 | 0 | 0 | 0 | 0% | 0% | 0% | 0 | 0 | 0 | 0 | 0 | 0 | 0 | 0 | 957 | 0 | 0 | 0 | 0 | 0 | 0 | 0 | 0 | 0 | 0 | 0 | 0 | 0 | 0 | 0 | 0 | 0 | 0 |  | 4942 | CB 957 | 0 | 0 | 0 | 0 | 0 | 0 | 0 | 0 | 0 | 0 | 0 | 0 | 0 | 0 | 0 | 0 | 0 | 0 | 0 | 0 | 0 | 0 | 0 | 0 | 0 | 0 | 0 | 0 | 0 | 0 | 0 | 0 | 0 | 0 | 0 | 0 | 0 | 0 | 0 | 0 | 0 | 0 | 0 | 0 | 0 | 0 | 0 | 5000000 | scaled
CB 958 | 0 | 0 | 0 | 0 | 0% | 0% | 0% | 0 | 0 | 0 | 0 | 0 | 0 | 0 | 0 | 958 | 0 | 0 | 0 | 0 | 0 | 0 | 0 | 0 | 0 | 0 | 0 | 0 | 0 | 0 | 0 | 0 | 0 | 0 |  | 4943 | CB 958 | 0 | 0 | 0 | 0 | 0 | 0 | 0 | 0 | 0 | 0 | 0 | 0 | 0 | 0 | 0 | 0 | 0 | 0 | 0 | 0 | 0 | 0 | 0 | 0 | 0 | 0 | 0 | 0 | 0 | 0 | 0 | 0 | 0 | 0 | 0 | 0 | 0 | 0 | 0 | 0 | 0 | 0 | 0 | 0 | 0 | 0 | 0 | 5000000 | scaled
CB 959 | 0 | 0 | 0 | 0 | 0% | 0% | 0% | 0 | 0 | 0 | 0 | 0 | 0 | 0 | 0 | 959 | 0 | 0 | 0 | 0 | 0 | 0 | 0 | 0 | 0 | 0 | 0 | 0 | 0 | 0 | 0 | 0 | 0 | 0 |  | 4944 | CB 959 | 0 | 0 | 0 | 0 | 0 | 0 | 0 | 0 | 0 | 0 | 0 | 0 | 0 | 0 | 0 | 0 | 0 | 0 | 0 | 0 | 0 | 0 | 0 | 0 | 0 | 0 | 0 | 0 | 0 | 0 | 0 | 0 | 0 | 0 | 0 | 0 | 0 | 0 | 0 | 0 | 0 | 0 | 0 | 0 | 0 | 0 | 0 | 5000000 | scaled
CB 96 | 37339.3498 | 16374.3521 | 20183.715 | 781.2826 | 43.85% | 54.05% | 2.092% | 14675.7979 | 34531.7219 | 643.5261 | 10851.3682 | 3180.9036 | 1836.1034 | 24122.1467 | 8573.4718 | 96 | 0.0084764 | 0.005322 | 0.0016576 | 4405095.2964 | 1930.1199 | 25659.1093 | 9750.1206 | 227705.1407 | 3027123.4655 | 1150266.6902 | 4258465.2205 | 186731.4983 | 3148733.3322 | 923000.3901 | 1693790.9426 | 90061.4043 | 1183198.2695 | 420531.2687 |  | 4945 | CB 96 | 37339.3498 | 22663.5519 | 2807.6279 | 16374.3521 | 10630.2858 | 679.6083 | 20183.715 | 11251.9835 | 1346.737 | 781.2826 | 1930.1199 | 1286.5937 | 94.0164 | 7372.0658 | 1269.2156 | 91.4189 | 30.1182 | 16.7902 | 2.0096 | 0.58789 | 9750.1206 | 6569.217 | 1176.6488 | 7372.0658 | 4929.4354 | 355.6086 | 1668.3323 | 930.0591 | 111.3177 | 709.7225 | 25659.1093 | 14807.7412 | 1536.9626 | 7102.8726 | 4431.6348 | 232.5807 | 18485.2645 | 10305.1342 | 1233.4097 | 70.9722 | 0.0024928 | 0.0014248 | 7.4e-05 | 0.0048888 | 0.0028024 | 0.0004888 | 0.0010948 | 5000000 | scaled
CB 960 | 0 | 0 | 0 | 0 | 0% | 0% | 0% | 0 | 0 | 0 | 0 | 0 | 0 | 0 | 0 | 960 | 0 | 0 | 0 | 0 | 0 | 0 | 0 | 0 | 0 | 0 | 0 | 0 | 0 | 0 | 0 | 0 | 0 | 0 |  | 4946 | CB 960 | 0 | 0 | 0 | 0 | 0 | 0 | 0 | 0 | 0 | 0 | 0 | 0 | 0 | 0 | 0 | 0 | 0 | 0 | 0 | 0 | 0 | 0 | 0 | 0 | 0 | 0 | 0 | 0 | 0 | 0 | 0 | 0 | 0 | 0 | 0 | 0 | 0 | 0 | 0 | 0 | 0 | 0 | 0 | 0 | 0 | 0 | 0 | 5000000 | scaled
CB 961 | 0 | 0 | 0 | 0 | 0% | 0% | 0% | 0 | 0 | 0 | 0 | 0 | 0 | 0 | 0 | 961 | 0 | 0 | 0 | 0 | 0 | 0 | 0 | 0 | 0 | 0 | 0 | 0 | 0 | 0 | 0 | 0 | 0 | 0 |  | 4947 | CB 961 | 0 | 0 | 0 | 0 | 0 | 0 | 0 | 0 | 0 | 0 | 0 | 0 | 0 | 0 | 0 | 0 | 0 | 0 | 0 | 0 | 0 | 0 | 0 | 0 | 0 | 0 | 0 | 0 | 0 | 0 | 0 | 0 | 0 | 0 | 0 | 0 | 0 | 0 | 0 | 0 | 0 | 0 | 0 | 0 | 0 | 0 | 0 | 5000000 | scaled
CB 962 | 0 | 0 | 0 | 0 | 0% | 0% | 0% | 0 | 0 | 0 | 0 | 0 | 0 | 0 | 0 | 962 | 0 | 0 | 0 | 0 | 0 | 0 | 0 | 0 | 0 | 0 | 0 | 0 | 0 | 0 | 0 | 0 | 0 | 0 |  | 4948 | CB 962 | 0 | 0 | 0 | 0 | 0 | 0 | 0 | 0 | 0 | 0 | 0 | 0 | 0 | 0 | 0 | 0 | 0 | 0 | 0 | 0 | 0 | 0 | 0 | 0 | 0 | 0 | 0 | 0 | 0 | 0 | 0 | 0 | 0 | 0 | 0 | 0 | 0 | 0 | 0 | 0 | 0 | 0 | 0 | 0 | 0 | 0 | 0 | 5000000 | scaled
CB 963 | 0 | 0 | 0 | 0 | 0% | 0% | 0% | 0 | 0 | 0 | 0 | 0 | 0 | 0 | 0 | 963 | 0 | 0 | 0 | 0 | 0 | 0 | 0 | 0 | 0 | 0 | 0 | 0 | 0 | 0 | 0 | 0 | 0 | 0 |  | 4949 | CB 963 | 0 | 0 | 0 | 0 | 0 | 0 | 0 | 0 | 0 | 0 | 0 | 0 | 0 | 0 | 0 | 0 | 0 | 0 | 0 | 0 | 0 | 0 | 0 | 0 | 0 | 0 | 0 | 0 | 0 | 0 | 0 | 0 | 0 | 0 | 0 | 0 | 0 | 0 | 0 | 0 | 0 | 0 | 0 | 0 | 0 | 0 | 0 | 5000000 | scaled
CB 966 | 1247.9876 | 1072.1614 | 0 | 175.8262 | 85.91% | 0% | 14.09% | 417.7134 | 1052.2889 | 64.3042 | 2.4602 | 350.949 | 162.3563 | 7.2148 | 882.7178 | 966 | 0.001115 | 0.000831 | 0.0002798 | 1119271.3844 | 165.5082 | 23.4472 | 1059.0321 | 148437.8682 | 21028.9069 | 949804.6093 | 999126.543 | 153808.9017 | 5884.6514 | 839432.9899 | 699423.3316 | 107913.1366 | 4795.4448 | 586714.7502 |  | 4950 | CB 966 | 1247.9876 | 830.2742 | 195.6986 | 1072.1614 | 654.448 | 19.8725 | 0 | 0 | 0 | 175.8262 | 165.5082 | 101.204 | 3.1519 | 899.3104 | 101.0717 | 3.0196 | 0 | 0 | 0 | 0.1323 | 1059.0321 | 708.0832 | 176.3143 | 899.3104 | 548.3615 | 16.5926 | 0 | 0 | 0 | 159.7217 | 23.4472 | 20.987 | 16.2324 | 7.4751 | 5.0148 | 0.26027 | 0 | 0 | 0 | 15.9722 | 0.0008654 | 0.0005814 | 3.02e-05 | 0 | 0 | 0 | 0.0002496 | 5000000 | scaled
CB 967 | 2353.3135 | 2043.1376 | 0 | 310.1759 | 86.82% | 0% | 13.18% | 956.2606 | 2019.2924 | 133.9441 | 104.726 | 717.5904 | 278.0986 | 249.2783 | 1491.9155 | 967 | 0.0017284 | 0.0012068 | 0.0004952 | 1361556.0838 | 280.7996 | 285.4031 | 1787.1109 | 162462.1341 | 165125.5819 | 1033968.3677 | 1157650.777 | 162152.9908 | 126781.5189 | 868716.2673 | 674517.6423 | 92895.1296 | 83268.0839 | 498354.4288 |  | 4951 | CB 967 | 2353.3135 | 1397.053 | 334.0211 | 2043.1376 | 1086.8771 | 23.8452 | 0 | 0 | 0 | 310.1759 | 280.7996 | 146.8554 | 2.7009 | 1505.345 | 146.622 | 2.4675 | 0 | 0 | 0 | 0.2334 | 1787.1109 | 1069.5205 | 295.1954 | 1505.345 | 787.7546 | 13.4295 | 0 | 0 | 0 | 281.7659 | 285.4031 | 180.677 | 36.1248 | 257.2265 | 152.5004 | 7.9482 | 0 | 0 | 0 | 28.1766 | 0.0012726 | 0.000751 | 3.94e-05 | 0 | 0 | 0 | 0.0004558 | 5000000 | scaled
CB 968 | 2404.5855 | 2032.9726 | 0 | 371.6129 | 84.55% | 0% | 15.45% | 1083.074 | 1967.4447 | 95.9844 | 466.3852 | 520.7043 | 172.1172 | 860.9096 | 934.418 | 968 | 0.0014058 | 0.000931 | 0.000532 | 1710474.8149 | 179.0927 | 916.4822 | 1309.0106 | 127395.599 | 651929.2664 | 931149.9495 | 1419453.8315 | 125795.1637 | 611234.5776 | 682424.0902 | 821693.1616 | 71883.8563 | 359554.4519 | 390254.8533 |  | 4952 | CB 968 | 2404.5855 | 1321.5115 | 437.1408 | 2032.9726 | 949.8986 | 65.5279 | 0 | 0 | 0 | 371.6129 | 179.0927 | 83.1083 | 6.9755 | 971.4349 | 82.8287 | 6.6959 | 0 | 0 | 0 | 0.27963 | 1309.0106 | 788.3063 | 374.5926 | 971.4349 | 450.7305 | 37.0169 | 0 | 0 | 0 | 337.5757 | 916.4822 | 450.097 | 55.5726 | 882.7246 | 416.3394 | 21.815 | 0 | 0 | 0 | 33.7576 | 0.0008958 | 0.000421 | 2.2e-05 | 0 | 0 | 0 | 0.00051 | 5000000 | scaled
CB 969 | 3352.6196 | 2965.8472 | 0 | 386.7723 | 88.46% | 0% | 11.54% | 1071.6651 | 2817.0196 | 153.7768 | 94.4454 | 823.443 | 411.6743 | 203.3196 | 2202.0257 | 969 | 0.0018268 | 0.00125 | 0.0005896 | 1835241.7144 | 434.8074 | 244.4539 | 2673.3582 | 238015.8862 | 133815.3724 | 1463410.4558 | 1824763.5749 | 261841.3704 | 160815.5907 | 1402106.6138 | 908412.4696 | 132753.7956 | 65565.0733 | 710093.6007 |  | 4953 | CB 969 | 3352.6196 | 2280.9545 | 535.6 | 2965.8472 | 1894.1821 | 148.8277 | 0 | 0 | 0 | 386.7723 | 434.8074 | 281.0306 | 23.1332 | 2322.0116 | 280.7396 | 22.8421 | 0 | 0 | 0 | 0.29103 | 2673.3582 | 1849.9153 | 471.3326 | 2322.0116 | 1498.5686 | 119.9859 | 0 | 0 | 0 | 351.3466 | 244.4539 | 150.0086 | 41.1343 | 209.3193 | 114.8739 | 5.9996 | 0 | 0 | 0 | 35.1347 | 0.0012734 | 0.0006966 | 3.62e-05 | 0 | 0 | 0 | 0.0005534 | 5000000 | scaled
CB 970 | 251006.5606 | 250921.9155 | 0 | 84.6451 | 99.97% | 0% | 0.03372% | 48917.7472 | 234180.1497 | 7884.2254 | 237.8688 | 40795.653 | 37759.6938 | 740.6483 | 195679.8076 | 970 | 0.00034 | 0.000265 | 0.0001196 | 738254590.0186 | 40470.83 | 782.8498 | 209752.8808 | 119031853.0871 | 2302499.3031 | 616920237.6283 | 762599295.7432 | 122910499.5305 | 3708236.1884 | 635980560.0243 | 140689054.0284 | 22684995.3331 | 444961.3295 | 117559097.3658 |  | 4954 | CB 970 | 251006.5606 | 202088.8134 | 16826.4109 | 250921.9155 | 202004.1683 | 16741.7658 | 0 | 0 | 0 | 84.6451 | 40470.83 | 32586.6046 | 2711.1362 | 209675.9886 | 32586.5409 | 2711.0725 | 0 | 0 | 0 | 0.063693 | 209752.8808 | 168957.2277 | 14073.0732 | 209675.9886 | 168880.3356 | 13996.181 | 0 | 0 | 0 | 76.8922 | 782.8498 | 544.981 | 42.2014 | 775.1605 | 537.2918 | 34.5122 | 0 | 0 | 0 | 7.6892 | 0.0002284 | 0.0001534 | 8e-06 | 0 | 0 | 0 | 0.0001116 | 5000000 | scaled
CB 971 | 11456698.0576 | 11400370.6961 | 52343.6236 | 3983.7379 | 99.51% | 0.4569% | 0.03477% | 5569958.52 | 11115077.8181 | 951158.7379 | 30248.538 | 4588551.2442 | 1897178.1754 | 65713.773 | 9152185.8697 | 971 | 0.12528 | 0.072799 | 0.016506 | 91451367.1975 | 1954197.1573 | 71037.3052 | 9431463.5951 | 15599084.5625 | 567044.5922 | 75285238.0428 | 80862473.2835 | 13808549.5171 | 439136.4107 | 66614787.3556 | 20697232.4244 | 3532709.1981 | 122364.7064 | 17042158.5199 |  | 4955 | CB 971 | 11456698.0576 | 5886739.5376 | 341620.2395 | 11400370.6961 | 5853279.0002 | 332933.7958 | 52343.6236 | 29476.7995 | 4702.7058 | 3983.7379 | 1954197.1573 | 1003038.4194 | 57018.9819 | 9422523.2931 | 1002996.4845 | 57009.7723 | 69.1431 | 38.9372 | 6.212 | 2.9976 | 9431463.5951 | 4842912.351 | 279277.7255 | 9422523.2931 | 4836296.7752 | 275180.7761 | 5321.4473 | 2996.721 | 478.0945 | 3618.8548 | 71037.3052 | 40788.7672 | 5323.5321 | 23722.3864 | 13985.7404 | 743.2474 | 46953.0332 | 26441.1413 | 4218.3993 | 361.8855 | 0.014194 | 0.007294 | 0.0003806 | 0.10551 | 0.059931 | 0.010551 | 0.0055742 | 5000000 | scaled
CB 972 | 0 | 0 | 0 | 0 | 0% | 0% | 0% | 0 | 0 | 0 | 0 | 0 | 0 | 0 | 0 | 972 | 0 | 0 | 0 | 0 | 0 | 0 | 0 | 0 | 0 | 0 | 0 | 0 | 0 | 0 | 0 | 0 | 0 | 0 |  | 4956 | CB 972 | 0 | 0 | 0 | 0 | 0 | 0 | 0 | 0 | 0 | 0 | 0 | 0 | 0 | 0 | 0 | 0 | 0 | 0 | 0 | 0 | 0 | 0 | 0 | 0 | 0 | 0 | 0 | 0 | 0 | 0 | 0 | 0 | 0 | 0 | 0 | 0 | 0 | 0 | 0 | 0 | 0 | 0 | 0 | 0 | 0 | 0 | 0 | 5000000 | scaled
CB 973 | 310401.4629 | 310188.5188 | 0 | 212.9442 | 99.93% | 0% | 0.0686% | 134539.1207 | 287149.7104 | 21701.4409 | 366.3206 | 112471.3592 | 46292.1028 | 890.2539 | 239967.3536 | 973 | 0.000676 | 0.0005394 | 0.0003182 | 459173761.7559 | 50012.2626 | 949.2106 | 259439.9898 | 73982636.935 | 1404157.6469 | 383786967.174 | 326033263.3397 | 52589845.7118 | 887717.1647 | 272555700.4632 | 73072761.1355 | 11780237.4523 | 226548.4058 | 61065975.2774 |  | 4957 | CB 973 | 310401.4629 | 175862.3422 | 23251.7526 | 310188.5188 | 175649.3981 | 23038.8084 | 0 | 0 | 0 | 212.9442 | 50012.2626 | 28310.8217 | 3720.1597 | 259246.5499 | 28310.6614 | 3719.9995 | 0 | 0 | 0 | 0.16023 | 259439.9898 | 146968.6306 | 19472.6362 | 259246.5499 | 146775.1906 | 19279.1962 | 0 | 0 | 0 | 193.4399 | 949.2106 | 582.89 | 58.9567 | 929.8666 | 563.546 | 39.6127 | 0 | 0 | 0 | 19.344 | 0.0003702 | 0.0002336 | 1.24e-05 | 0 | 0 | 0 | 0.0003058 | 5000000 | scaled
CB 974 | 334303.9375 | 334086.523 | 0 | 217.4145 | 99.93% | 0% | 0.06503% | 123954.3342 | 324931.3892 | 20036.4071 | 76.2243 | 103841.7028 | 52500.1984 | 192.8242 | 272238.3665 | 974 | 0.0006326 | 0.0005114 | 0.0003174 | 528460223.686 | 53977.5101 | 218.895 | 280107.5324 | 85326446.5773 | 346024.4032 | 442787752.7054 | 411321085.7728 | 66487362.3765 | 252937.3288 | 344580786.0675 | 29529137.7561 | 4771116.745 | 17523.4944 | 24740497.5167 |  | 4958 | CB 974 | 334303.9375 | 210349.6033 | 9372.5483 | 334086.523 | 210132.1888 | 9155.1338 | 0 | 0 | 0 | 217.4145 | 53977.5101 | 33941.103 | 1477.3117 | 279910.0315 | 33940.9394 | 1477.1481 | 0 | 0 | 0 | 0.1636 | 280107.5324 | 176265.8296 | 7869.1659 | 279910.0315 | 176068.3288 | 7671.665 | 0 | 0 | 0 | 197.5008 | 218.895 | 142.6707 | 26.0708 | 199.145 | 122.9206 | 6.3207 | 0 | 0 | 0 | 19.7501 | 0.0003258 | 0.0002046 | 1.06e-05 | 0 | 0 | 0 | 0.0003068 | 5000000 | scaled
CB 975 | 1304374.2152 | 1298019.9357 | 6000.8321 | 353.4474 | 99.51% | 0.4601% | 0.0271% | 533816.2788 | 1237812.9133 | 85821.2501 | 3381.1314 | 444613.8973 | 198900.2952 | 7926.7314 | 1030985.8867 | 975 | 0.10726 | 0.061247 | 0.011086 | 12161044.8712 | 209522.0038 | 8543.3086 | 1086308.9028 | 1953432.1213 | 79651.6506 | 10127961.0993 | 12581195.0414 | 2022669.4641 | 79687.8529 | 10478837.7244 | 6003869.7796 | 964743.1035 | 38447.7029 | 5000678.9732 |  | 4959 | CB 975 | 1304374.2152 | 770557.9365 | 66561.3019 | 1298019.9357 | 766823.2369 | 65668.632 | 6000.8321 | 3381.2521 | 539.2225 | 353.4474 | 209522.0038 | 123700.7537 | 10621.7086 | 1085197.5603 | 123695.6319 | 10620.6683 | 8.6179 | 4.8559 | 0.77439 | 0.26596 | 1086308.9028 | 641695.0055 | 55323.0161 | 1085197.5603 | 640928.6437 | 54930.9301 | 790.2684 | 445.2877 | 71.0119 | 321.0741 | 8543.3086 | 5162.1772 | 616.5772 | 3309.2555 | 2198.9613 | 117.0336 | 5201.9457 | 2931.1085 | 467.4362 | 32.1074 | 0.0015152 | 0.0009218 | 4.8e-05 | 0.10523 | 0.059809 | 0.010523 | 0.0005156 | 5000000 | scaled
CB 98 | 0 | 0 | 0 | 0 | 0% | 0% | 0% | 0 | 0 | 0 | 0 | 0 | 0 | 0 | 0 | 98 | 0 | 0 | 0 | 0 | 0 | 0 | 0 | 0 | 0 | 0 | 0 | 0 | 0 | 0 | 0 | 0 | 0 | 0 |  | 4960 | CB 98 | 0 | 0 | 0 | 0 | 0 | 0 | 0 | 0 | 0 | 0 | 0 | 0 | 0 | 0 | 0 | 0 | 0 | 0 | 0 | 0 | 0 | 0 | 0 | 0 | 0 | 0 | 0 | 0 | 0 | 0 | 0 | 0 | 0 | 0 | 0 | 0 | 0 | 0 | 0 | 0 | 0 | 0 | 0 | 0 | 0 | 0 | 0 | 5000000 | scaled
CB 980 | 387849.4359 | 386670.0108 | 0 | 1179.425 | 99.7% | 0% | 0.3041% | 190945.4773 | 379855.708 | 85059.5944 | 1962.9916 | 103922.8913 | 168895.6283 | 4606.3089 | 206353.7708 | 980 | 0.0069124 | 0.0043496 | 0.0018106 | 56109229.19 | 171897.2515 | 4853.2599 | 211098.9245 | 24867954.9015 | 702109.2345 | 30539165.054 | 45269440.5323 | 20165967.2971 | 465386.9311 | 24638086.3041 | 4414960.7275 | 1963028.4611 | 53537.8889 | 2398394.3775 |  | 4961 | CB 980 | 387849.4359 | 196903.9585 | 7993.7279 | 386670.0108 | 195724.5335 | 6814.3029 | 0 | 0 | 0 | 1179.425 | 171897.2515 | 86837.657 | 3001.6232 | 210027.5267 | 86836.7696 | 3000.7357 | 0 | 0 | 0 | 0.88748 | 211098.9245 | 107176.0332 | 4745.1537 | 210027.5267 | 106104.6354 | 3673.7559 | 0 | 0 | 0 | 1071.3978 | 4853.2599 | 2890.2683 | 246.951 | 4746.1201 | 2783.1285 | 139.8112 | 0 | 0 | 0 | 107.1398 | 0.0052422 | 0.0026794 | 0.0001404 | 0 | 0 | 0 | 0.0016702 | 5000000 | scaled
CB 981 | 132757.0924 | 132287.1549 | 0 | 469.9375 | 99.65% | 0% | 0.354% | 45459.5421 | 129741.3706 | 6759.0945 | 3851.9707 | 34848.477 | 19635.9543 | 8973.9255 | 101131.4908 | 981 | 0.0030076 | 0.001971 | 0.0007248 | 44140541.4422 | 20007.0832 | 9285.0884 | 103464.9208 | 6652175.5627 | 3087208.5441 | 34401157.3353 | 44290994.586 | 6585350.4687 | 3752954.9251 | 33952689.1922 | 4160764.1697 | 629718.7608 | 287790.9137 | 3243254.4951 |  | 4962 | CB 981 | 132757.0924 | 87297.5503 | 3015.7219 | 132287.1549 | 86827.6128 | 2545.7843 | 0 | 0 | 0 | 469.9375 | 20007.0832 | 13247.9887 | 371.1289 | 103038.0263 | 13247.6351 | 370.7753 | 0 | 0 | 0 | 0.35361 | 103464.9208 | 68616.4438 | 2333.43 | 103038.0263 | 68189.5494 | 1906.5355 | 0 | 0 | 0 | 426.8945 | 9285.0884 | 5433.1177 | 311.1629 | 9242.399 | 5390.4283 | 268.4735 | 0 | 0 | 0 | 42.6894 | 0.0023516 | 0.001315 | 6.88e-05 | 0 | 0 | 0 | 0.000656 | 5000000 | scaled
CB 982 | 0 | 0 | 0 | 0 | 0% | 0% | 0% | 0 | 0 | 0 | 0 | 0 | 0 | 0 | 0 | 982 | 0 | 0 | 0 | 0 | 0 | 0 | 0 | 0 | 0 | 0 | 0 | 0 | 0 | 0 | 0 | 0 | 0 | 0 |  | 4963 | CB 982 | 0 | 0 | 0 | 0 | 0 | 0 | 0 | 0 | 0 | 0 | 0 | 0 | 0 | 0 | 0 | 0 | 0 | 0 | 0 | 0 | 0 | 0 | 0 | 0 | 0 | 0 | 0 | 0 | 0 | 0 | 0 | 0 | 0 | 0 | 0 | 0 | 0 | 0 | 0 | 0 | 0 | 0 | 0 | 0 | 0 | 0 | 0 | 5000000 | scaled
CB 983 | 0 | 0 | 0 | 0 | 0% | 0% | 0% | 0 | 0 | 0 | 0 | 0 | 0 | 0 | 0 | 983 | 0 | 0 | 0 | 0 | 0 | 0 | 0 | 0 | 0 | 0 | 0 | 0 | 0 | 0 | 0 | 0 | 0 | 0 |  | 4964 | CB 983 | 0 | 0 | 0 | 0 | 0 | 0 | 0 | 0 | 0 | 0 | 0 | 0 | 0 | 0 | 0 | 0 | 0 | 0 | 0 | 0 | 0 | 0 | 0 | 0 | 0 | 0 | 0 | 0 | 0 | 0 | 0 | 0 | 0 | 0 | 0 | 0 | 0 | 0 | 0 | 0 | 0 | 0 | 0 | 0 | 0 | 0 | 0 | 5000000 | scaled
CB 984 | 0 | 0 | 0 | 0 | 0% | 0% | 0% | 0 | 0 | 0 | 0 | 0 | 0 | 0 | 0 | 984 | 0 | 0 | 0 | 0 | 0 | 0 | 0 | 0 | 0 | 0 | 0 | 0 | 0 | 0 | 0 | 0 | 0 | 0 |  | 4965 | CB 984 | 0 | 0 | 0 | 0 | 0 | 0 | 0 | 0 | 0 | 0 | 0 | 0 | 0 | 0 | 0 | 0 | 0 | 0 | 0 | 0 | 0 | 0 | 0 | 0 | 0 | 0 | 0 | 0 | 0 | 0 | 0 | 0 | 0 | 0 | 0 | 0 | 0 | 0 | 0 | 0 | 0 | 0 | 0 | 0 | 0 | 0 | 0 | 5000000 | scaled
CB 985 | 0 | 0 | 0 | 0 | 0% | 0% | 0% | 0 | 0 | 0 | 0 | 0 | 0 | 0 | 0 | 985 | 0 | 0 | 0 | 0 | 0 | 0 | 0 | 0 | 0 | 0 | 0 | 0 | 0 | 0 | 0 | 0 | 0 | 0 |  | 4966 | CB 985 | 0 | 0 | 0 | 0 | 0 | 0 | 0 | 0 | 0 | 0 | 0 | 0 | 0 | 0 | 0 | 0 | 0 | 0 | 0 | 0 | 0 | 0 | 0 | 0 | 0 | 0 | 0 | 0 | 0 | 0 | 0 | 0 | 0 | 0 | 0 | 0 | 0 | 0 | 0 | 0 | 0 | 0 | 0 | 0 | 0 | 0 | 0 | 5000000 | scaled
CB 986 | 0 | 0 | 0 | 0 | 0% | 0% | 0% | 0 | 0 | 0 | 0 | 0 | 0 | 0 | 0 | 986 | 0 | 0 | 0 | 0 | 0 | 0 | 0 | 0 | 0 | 0 | 0 | 0 | 0 | 0 | 0 | 0 | 0 | 0 |  | 4967 | CB 986 | 0 | 0 | 0 | 0 | 0 | 0 | 0 | 0 | 0 | 0 | 0 | 0 | 0 | 0 | 0 | 0 | 0 | 0 | 0 | 0 | 0 | 0 | 0 | 0 | 0 | 0 | 0 | 0 | 0 | 0 | 0 | 0 | 0 | 0 | 0 | 0 | 0 | 0 | 0 | 0 | 0 | 0 | 0 | 0 | 0 | 0 | 0 | 5000000 | scaled
CB 987 | 0 | 0 | 0 | 0 | 0% | 0% | 0% | 0 | 0 | 0 | 0 | 0 | 0 | 0 | 0 | 987 | 0 | 0 | 0 | 0 | 0 | 0 | 0 | 0 | 0 | 0 | 0 | 0 | 0 | 0 | 0 | 0 | 0 | 0 |  | 4968 | CB 987 | 0 | 0 | 0 | 0 | 0 | 0 | 0 | 0 | 0 | 0 | 0 | 0 | 0 | 0 | 0 | 0 | 0 | 0 | 0 | 0 | 0 | 0 | 0 | 0 | 0 | 0 | 0 | 0 | 0 | 0 | 0 | 0 | 0 | 0 | 0 | 0 | 0 | 0 | 0 | 0 | 0 | 0 | 0 | 0 | 0 | 0 | 0 | 5000000 | scaled
CB 988 | 0 | 0 | 0 | 0 | 0% | 0% | 0% | 0 | 0 | 0 | 0 | 0 | 0 | 0 | 0 | 988 | 0 | 0 | 0 | 0 | 0 | 0 | 0 | 0 | 0 | 0 | 0 | 0 | 0 | 0 | 0 | 0 | 0 | 0 |  | 4969 | CB 988 | 0 | 0 | 0 | 0 | 0 | 0 | 0 | 0 | 0 | 0 | 0 | 0 | 0 | 0 | 0 | 0 | 0 | 0 | 0 | 0 | 0 | 0 | 0 | 0 | 0 | 0 | 0 | 0 | 0 | 0 | 0 | 0 | 0 | 0 | 0 | 0 | 0 | 0 | 0 | 0 | 0 | 0 | 0 | 0 | 0 | 0 | 0 | 5000000 | scaled
CB 989 | 0 | 0 | 0 | 0 | 0% | 0% | 0% | 0 | 0 | 0 | 0 | 0 | 0 | 0 | 0 | 989 | 0 | 0 | 0 | 0 | 0 | 0 | 0 | 0 | 0 | 0 | 0 | 0 | 0 | 0 | 0 | 0 | 0 | 0 |  | 4970 | CB 989 | 0 | 0 | 0 | 0 | 0 | 0 | 0 | 0 | 0 | 0 | 0 | 0 | 0 | 0 | 0 | 0 | 0 | 0 | 0 | 0 | 0 | 0 | 0 | 0 | 0 | 0 | 0 | 0 | 0 | 0 | 0 | 0 | 0 | 0 | 0 | 0 | 0 | 0 | 0 | 0 | 0 | 0 | 0 | 0 | 0 | 0 | 0 | 5000000 | scaled
CB 99 | 0 | 0 | 0 | 0 | 0% | 0% | 0% | 0 | 0 | 0 | 0 | 0 | 0 | 0 | 0 | 99 | 0 | 0 | 0 | 0 | 0 | 0 | 0 | 0 | 0 | 0 | 0 | 0 | 0 | 0 | 0 | 0 | 0 | 0 |  | 4971 | CB 99 | 0 | 0 | 0 | 0 | 0 | 0 | 0 | 0 | 0 | 0 | 0 | 0 | 0 | 0 | 0 | 0 | 0 | 0 | 0 | 0 | 0 | 0 | 0 | 0 | 0 | 0 | 0 | 0 | 0 | 0 | 0 | 0 | 0 | 0 | 0 | 0 | 0 | 0 | 0 | 0 | 0 | 0 | 0 | 0 | 0 | 0 | 0 | 5000000 | scaled
CB 990 | 0 | 0 | 0 | 0 | 0% | 0% | 0% | 0 | 0 | 0 | 0 | 0 | 0 | 0 | 0 | 990 | 0 | 0 | 0 | 0 | 0 | 0 | 0 | 0 | 0 | 0 | 0 | 0 | 0 | 0 | 0 | 0 | 0 | 0 |  | 4972 | CB 990 | 0 | 0 | 0 | 0 | 0 | 0 | 0 | 0 | 0 | 0 | 0 | 0 | 0 | 0 | 0 | 0 | 0 | 0 | 0 | 0 | 0 | 0 | 0 | 0 | 0 | 0 | 0 | 0 | 0 | 0 | 0 | 0 | 0 | 0 | 0 | 0 | 0 | 0 | 0 | 0 | 0 | 0 | 0 | 0 | 0 | 0 | 0 | 5000000 | scaled
CB 991 | 0 | 0 | 0 | 0 | 0% | 0% | 0% | 0 | 0 | 0 | 0 | 0 | 0 | 0 | 0 | 991 | 0 | 0 | 0 | 0 | 0 | 0 | 0 | 0 | 0 | 0 | 0 | 0 | 0 | 0 | 0 | 0 | 0 | 0 |  | 4973 | CB 991 | 0 | 0 | 0 | 0 | 0 | 0 | 0 | 0 | 0 | 0 | 0 | 0 | 0 | 0 | 0 | 0 | 0 | 0 | 0 | 0 | 0 | 0 | 0 | 0 | 0 | 0 | 0 | 0 | 0 | 0 | 0 | 0 | 0 | 0 | 0 | 0 | 0 | 0 | 0 | 0 | 0 | 0 | 0 | 0 | 0 | 0 | 0 | 5000000 | scaled
CB 992 | 0 | 0 | 0 | 0 | 0% | 0% | 0% | 0 | 0 | 0 | 0 | 0 | 0 | 0 | 0 | 992 | 0 | 0 | 0 | 0 | 0 | 0 | 0 | 0 | 0 | 0 | 0 | 0 | 0 | 0 | 0 | 0 | 0 | 0 |  | 4974 | CB 992 | 0 | 0 | 0 | 0 | 0 | 0 | 0 | 0 | 0 | 0 | 0 | 0 | 0 | 0 | 0 | 0 | 0 | 0 | 0 | 0 | 0 | 0 | 0 | 0 | 0 | 0 | 0 | 0 | 0 | 0 | 0 | 0 | 0 | 0 | 0 | 0 | 0 | 0 | 0 | 0 | 0 | 0 | 0 | 0 | 0 | 0 | 0 | 5000000 | scaled
CB 993 | 0 | 0 | 0 | 0 | 0% | 0% | 0% | 0 | 0 | 0 | 0 | 0 | 0 | 0 | 0 | 993 | 0 | 0 | 0 | 0 | 0 | 0 | 0 | 0 | 0 | 0 | 0 | 0 | 0 | 0 | 0 | 0 | 0 | 0 |  | 4975 | CB 993 | 0 | 0 | 0 | 0 | 0 | 0 | 0 | 0 | 0 | 0 | 0 | 0 | 0 | 0 | 0 | 0 | 0 | 0 | 0 | 0 | 0 | 0 | 0 | 0 | 0 | 0 | 0 | 0 | 0 | 0 | 0 | 0 | 0 | 0 | 0 | 0 | 0 | 0 | 0 | 0 | 0 | 0 | 0 | 0 | 0 | 0 | 0 | 5000000 | scaled
CB 994 | 0 | 0 | 0 | 0 | 0% | 0% | 0% | 0 | 0 | 0 | 0 | 0 | 0 | 0 | 0 | 994 | 0 | 0 | 0 | 0 | 0 | 0 | 0 | 0 | 0 | 0 | 0 | 0 | 0 | 0 | 0 | 0 | 0 | 0 |  | 4976 | CB 994 | 0 | 0 | 0 | 0 | 0 | 0 | 0 | 0 | 0 | 0 | 0 | 0 | 0 | 0 | 0 | 0 | 0 | 0 | 0 | 0 | 0 | 0 | 0 | 0 | 0 | 0 | 0 | 0 | 0 | 0 | 0 | 0 | 0 | 0 | 0 | 0 | 0 | 0 | 0 | 0 | 0 | 0 | 0 | 0 | 0 | 0 | 0 | 5000000 | scaled
CB 995 | 0 | 0 | 0 | 0 | 0% | 0% | 0% | 0 | 0 | 0 | 0 | 0 | 0 | 0 | 0 | 995 | 0 | 0 | 0 | 0 | 0 | 0 | 0 | 0 | 0 | 0 | 0 | 0 | 0 | 0 | 0 | 0 | 0 | 0 |  | 4977 | CB 995 | 0 | 0 | 0 | 0 | 0 | 0 | 0 | 0 | 0 | 0 | 0 | 0 | 0 | 0 | 0 | 0 | 0 | 0 | 0 | 0 | 0 | 0 | 0 | 0 | 0 | 0 | 0 | 0 | 0 | 0 | 0 | 0 | 0 | 0 | 0 | 0 | 0 | 0 | 0 | 0 | 0 | 0 | 0 | 0 | 0 | 0 | 0 | 5000000 | scaled
CB AB1 | 0 | 0 | 0 | 0 | 0% | 0% | 0% | 0 | 0 | 0 | 0 | 0 | 0 | 0 | 0 | AB1 | 0 | 0 | 0 | 0 | 0 | 0 | 0 | 0 | 0 | 0 | 0 | 0 | 0 | 0 | 0 | 0 | 0 | 0 |  | 4978 | CB AB1 | 0 | 0 | 0 | 0 | 0 | 0 | 0 | 0 | 0 | 0 | 0 | 0 | 0 | 0 | 0 | 0 | 0 | 0 | 0 | 0 | 0 | 0 | 0 | 0 | 0 | 0 | 0 | 0 | 0 | 0 | 0 | 0 | 0 | 0 | 0 | 0 | 0 | 0 | 0 | 0 | 0 | 0 | 0 | 0 | 0 | 0 | 0 | 5000000 | scaled
CB AD1 | 147894.4298 | 14484.333 | 126133.725 | 7276.3718 | 9.794% | 85.29% | 4.92% | 65566.2938 | 132921.3461 | 1654.2097 | 53837.6723 | 10074.4117 | 2467.2479 | 112616.6767 | 17837.4215 | AD1 | 0.031636 | 0.019455 | 0.010971 | 4674818.5568 | 2573.8687 | 119954.0956 | 25366.4655 | 81357.8264 | 3791648.0875 | 801812.6429 | 4231721.2016 | 106764.528 | 3474742.9857 | 650213.6879 | 1364812.3814 | 25333.2564 | 1156327.7023 | 183151.4227 |  | 4979 | CB AD1 | 147894.4298 | 82328.136 | 14973.0837 | 14484.333 | 5246.9751 | 489.1471 | 126133.725 | 69804.7891 | 7207.5647 | 7276.3718 | 2573.8687 | 919.659 | 106.6208 | 8129.2659 | 836.0952 | 93.0827 | 141.1022 | 78.0886 | 8.0629 | 5.4752 | 25366.4655 | 15292.0538 | 7529.044 | 8129.2659 | 2800.8025 | 311.8706 | 10627.2936 | 5881.3453 | 607.2675 | 6609.906 | 119954.0956 | 66116.4232 | 7337.4188 | 3927.7758 | 1610.0774 | 84.1939 | 115365.3291 | 63845.3552 | 6592.2343 | 660.9906 | 0.016667 | 0.0065414 | 0.0003418 | 0.004823 | 0.0027668 | 0.0004822 | 0.010147 | 5000000 | scaled
CB AD2 | 40372.1958 | 1165.7953 | 37419.1878 | 1787.2127 | 2.888% | 92.69% | 4.427% | 17288.6912 | 36028.8017 | 42.2222 | 15685.2411 | 1561.2279 | 68.8404 | 32771.225 | 3188.7363 | AD2 | 0.011539 | 0.0068916 | 0.003072 | 3498699.723 | 79.3764 | 35230.5019 | 5062.3176 | 6878.8447 | 3053114.764 | 438706.1142 | 3349513.1186 | 8180.132 | 3038860.5015 | 302472.4852 | 1413865.2877 | 2701.479 | 1286029.3793 | 125134.4295 |  | 4980 | CB AD2 | 40372.1958 | 23083.5046 | 4343.3942 | 1165.7953 | 436.7506 | 58.2009 | 37419.1878 | 20859.5413 | 2497.9806 | 1787.2127 | 79.3764 | 37.1542 | 10.536 | 180.1645 | 11.8585 | 6.323 | 42.9646 | 23.9509 | 2.8682 | 1.3448 | 5062.3176 | 3501.0897 | 1873.5813 | 180.1645 | 61.0276 | 32.5293 | 3258.6368 | 1816.5458 | 217.5358 | 1623.5163 | 35230.5019 | 19545.2608 | 2459.2769 | 950.5638 | 363.8646 | 19.3486 | 34117.5864 | 19019.0446 | 2277.5767 | 162.3516 | 0.0041512 | 0.0015898 | 8.36e-05 | 0.0048884 | 0.0028022 | 0.0004888 | 0.0024996 | 5000000 | scaled
CB AD3 | 83374.0977 | 8632.4007 | 70513.9834 | 4227.7136 | 10.35% | 84.58% | 5.071% | 36507.0091 | 74310.1888 | 279.4909 | 32239.7889 | 3987.7293 | 451.9158 | 66135.1848 | 7723.0882 | AD3 | 0.020729 | 0.012558 | 0.0066558 | 4022176.9779 | 460.9004 | 70932.7728 | 11980.4245 | 22234.9989 | 3421976.0542 | 577965.9248 | 3732050.3743 | 28571.8865 | 3295819.6054 | 407658.8823 | 1361806.0811 | 8281.7946 | 1211991.2255 | 141533.0611 |  | 4981 | CB AD3 | 83374.0977 | 46867.0886 | 9063.9089 | 8632.4007 | 3239.3715 | 129.1025 | 70513.9834 | 39400.0035 | 4707.0928 | 4227.7136 | 460.9004 | 181.4095 | 8.9846 | 1929.188 | 133.3305 | 0.43945 | 80.3533 | 44.8977 | 5.3639 | 3.1812 | 11980.4245 | 7992.6952 | 4257.3363 | 1929.188 | 681.9255 | 2.2595 | 6210.7525 | 3470.2857 | 414.5928 | 3840.484 | 70932.7728 | 38692.9839 | 4797.5881 | 6325.8468 | 2424.1155 | 126.4035 | 64222.8777 | 35884.82 | 4287.1362 | 384.0484 | 0.009875 | 0.0037826 | 0.0001974 | 0.0048836 | 0.0028054 | 0.0004884 | 0.00597 | 5000000 | scaled
CB AG1 | 54269.2216 | 1228.8249 | 51123.2785 | 1917.1181 | 2.264% | 94.2% | 3.533% | 23603.6911 | 48916.3067 | 25.8001 | 21681.1985 | 1896.6924 | 53.8656 | 44902.5195 | 3959.9217 | AG1 | 0.01771 | 0.010433 | 0.0038976 | 3064257.2484 | 59.159 | 48225.5243 | 5984.5382 | 3340.355 | 2723005.9354 | 337910.958 | 2939394.8297 | 3212.9205 | 2699984.6189 | 236197.2903 | 1373387.4266 | 1512.3457 | 1260695.2519 | 111179.8289 |  | 4982 | CB AG1 | 54269.2216 | 30665.5305 | 5352.9148 | 1228.8249 | 478.019 | 24.859 | 51123.2785 | 28270.3934 | 3410.9378 | 1917.1181 | 59.159 | 33.3589 | 5.2934 | 0 | 0 | 0 | 57.7165 | 31.9163 | 3.8508 | 1.4426 | 5984.5382 | 4087.8458 | 2024.6166 | 0 | 0 | 0 | 4243.015 | 2346.3226 | 283.0933 | 1741.5232 | 48225.5243 | 26544.3258 | 3323.0049 | 1228.8249 | 478.019 | 24.859 | 46822.5471 | 25892.1545 | 3123.9936 | 174.1523 | 0.0046574 | 0.00181 | 9.46e-05 | 0.010278 | 0.0058474 | 0.0010278 | 0.0027752 | 5000000 | scaled
CB ALV1 | 23113.529 | 22225.6414 | 0 | 887.8877 | 96.16% | 0% | 3.841% | 14699.9626 | 21848.2718 | 2399.967 | 53.696 | 12246.2996 | 3566.1361 | 85.306 | 18196.8298 | ALV1 | 0.0050056 | 0.0026978 | 0.0013388 | 4617534.1653 | 3628.3356 | 167.7109 | 19317.4825 | 724855.2807 | 33504.6585 | 3859174.2261 | 3118676.8368 | 509166.0303 | 11391.9059 | 2598118.9006 | 945068.1149 | 154256.6636 | 3689.9925 | 787121.4587 |  | 4983 | CB ALV1 | 23113.529 | 8413.5664 | 1265.2572 | 22225.6414 | 7525.6787 | 377.3695 | 0 | 0 | 0 | 887.8877 | 3628.3356 | 1228.3686 | 62.1995 | 18510.9193 | 1227.7004 | 61.5314 | 0 | 0 | 0 | 0.66811 | 19317.4825 | 7071.1829 | 1120.6528 | 18510.9193 | 6264.6197 | 314.0895 | 0 | 0 | 0 | 806.5632 | 167.7109 | 114.0149 | 82.4049 | 87.0546 | 33.3586 | 1.7486 | 0 | 0 | 0 | 80.6563 | 0.0037414 | 0.0014336 | 7.46e-05 | 0 | 0 | 0 | 0.0012642 | 5000000 | scaled
CB AM1 | 3357.7877 | 990.9211 | 0 | 2366.8666 | 29.51% | 0% | 70.49% | 608.5353 | 969.9953 | 2.0794 | 595.8097 | 10.6462 | 3.8479 | 946.4461 | 19.7013 | AM1 | 0.0096132 | 0.0057546 | 0.0034838 | 349289.2768 | 5.874 | 1180.8815 | 2171.0321 | 611.0351 | 122839.5877 | 225838.654 | 477748.6463 | 1632.5066 | 467758.035 | 8358.1047 | 685398.8192 | 2718.9017 | 668758.9686 | 13920.9489 |  | 4984 | CB AM1 | 3357.7877 | 2749.2524 | 2387.7924 | 990.9211 | 382.3858 | 20.9258 | 0 | 0 | 0 | 2366.8666 | 5.874 | 3.7946 | 2.0261 | 20.9543 | 2.0136 | 0.24515 | 0 | 0 | 0 | 1.781 | 2171.0321 | 2160.386 | 2151.3308 | 20.9543 | 10.3081 | 1.253 | 0 | 0 | 0 | 2150.0778 | 1180.8815 | 585.0718 | 234.4354 | 965.8737 | 370.064 | 19.4276 | 0 | 0 | 0 | 215.0078 | 0.0062548 | 0.0023962 | 0.0001254 | 0 | 0 | 0 | 0.0033584 | 5000000 | scaled
CB AM2 | 11168.2408 | 5867.7321 | 0 | 5300.5088 | 52.54% | 0% | 47.46% | 3554.0136 | 5744.0067 | 29.6917 | 3372.0434 | 152.2785 | 40.5702 | 5495.3182 | 208.1183 | AM2 | 0.02008 | 0.012322 | 0.0076648 | 556181.7525 | 45.5038 | 6094.747 | 5027.99 | 2266.1031 | 303520.2346 | 250395.4147 | 617927.5812 | 5162.4171 | 586288.8733 | 26476.2907 | 707681.0985 | 4998.3892 | 677041.8292 | 25640.88 |  | 4985 | CB AM2 | 11168.2408 | 7614.2272 | 5424.2341 | 5867.7321 | 2313.7185 | 123.7253 | 0 | 0 | 0 | 5300.5088 | 45.5038 | 15.8121 | 4.9336 | 212.9715 | 11.8237 | 0.94512 | 0 | 0 | 0 | 3.9885 | 5027.99 | 4875.7115 | 4819.8717 | 212.9715 | 60.693 | 4.8532 | 0 | 0 | 0 | 4815.0185 | 6094.747 | 2722.7036 | 599.4288 | 5613.2452 | 2241.2018 | 117.927 | 0 | 0 | 0 | 481.5018 | 0.012673 | 0.0049146 | 0.0002572 | 0 | 0 | 0 | 0.0074076 | 5000000 | scaled
CB AM3 | 10677.2399 | 3460.8987 | 0 | 7216.3412 | 32.41% | 0% | 67.59% | 2136.7156 | 3391.1364 | 3.371 | 2115.9864 | 17.3582 | 5.087 | 3359.8549 | 26.1945 | AM3 | 0.029862 | 0.017697 | 0.010544 | 357550.3448 | 10.6412 | 4084.3909 | 6582.2078 | 356.344 | 136774.6135 | 220419.3873 | 482586.3877 | 761.3482 | 477904.6257 | 3920.4139 | 691032.0281 | 1036.6083 | 684657.6083 | 5337.8115 |  | 4986 | CB AM3 | 10677.2399 | 8540.5243 | 7286.1035 | 3460.8987 | 1324.1832 | 69.7623 | 0 | 0 | 0 | 7216.3412 | 10.6412 | 7.2702 | 5.5542 | 26.8341 | 1.8402 | 0.12415 | 0 | 0 | 0 | 5.4301 | 6582.2078 | 6564.8497 | 6556.0133 | 26.8341 | 9.4759 | 0.63959 | 0 | 0 | 0 | 6555.3737 | 4084.3909 | 1968.4044 | 724.536 | 3428.8535 | 1312.867 | 68.9986 | 0 | 0 | 0 | 655.5374 | 0.019714 | 0.0075488 | 0.0003952 | 0 | 0 | 0 | 0.010149 | 5000000 | scaled
CB AZ1 | 3550.1889 | 0 | 3550.1889 | 0 | 0% | 100% | 0% | 560.241 | 1169.4687 | 0.61967 | 514.921 | 44.7004 | 1.2935 | 1074.8659 | 93.3093 | AZ1 | 0.0073922 | 0.0073922 | 0.0073922 | 480261.4779 | 3.9268 | 3263.0004 | 283.2617 | 531.2094 | 441411.2685 | 38319 | 404473.3468 | 447.3814 | 371753.9326 | 32272.0328 | 322058.4104 | 356.2236 | 296005.8593 | 25696.3275 |  | 4987 | CB AZ1 | 3550.1889 | 2989.9479 | 2380.7202 | 0 | 0 | 0 | 3550.1889 | 2989.9479 | 2380.7202 | 0 | 3.9268 | 3.3071 | 2.6333 | 0 | 0 | 0 | 3.9268 | 3.3071 | 2.6333 | 0 | 283.2617 | 238.5613 | 189.9524 | 0 | 0 | 0 | 283.2617 | 238.5613 | 189.9524 | 0 | 3263.0004 | 2748.0794 | 2188.1345 | 0 | 0 | 0 | 3263.0004 | 2748.0794 | 2188.1345 | 0 | 0 | 0 | 0 | 0.0073922 | 0.0073922 | 0.0073922 | 0 | 5000000 | scaled
CB BA2 | 5276.9265 | 1707.5743 | 0 | 3569.3523 | 32.36% | 0% | 67.64% | 1080.5772 | 1682.8525 | 73.9392 | 628.6405 | 377.9975 | 110.0753 | 1010.0593 | 562.7179 | BA2 | 0.013379 | 0.008244 | 0.005176 | 394418.6066 | 113.3476 | 1355.4302 | 3808.1488 | 8472.0532 | 101310.2758 | 284636.2776 | 509018.5991 | 34829.9358 | 296128.4846 | 178060.1787 | 694372.8818 | 45418.9027 | 416767.22 | 232186.7592 |  | 4988 | CB BA2 | 5276.9265 | 4196.3493 | 3594.074 | 1707.5743 | 626.9971 | 24.7218 | 0 | 0 | 0 | 3569.3523 | 113.3476 | 39.4084 | 3.2723 | 565.7247 | 36.7226 | 0.58646 | 0 | 0 | 0 | 2.6858 | 3808.1488 | 3430.1512 | 3245.4308 | 565.7247 | 187.7272 | 3.0068 | 0 | 0 | 0 | 3242.424 | 1355.4302 | 726.7897 | 345.3709 | 1031.1878 | 402.5473 | 21.1285 | 0 | 0 | 0 | 324.2424 | 0.0083724 | 0.0032374 | 0.0001694 | 0 | 0 | 0 | 0.0050066 | 5000000 | scaled
CB BA3 | 7380.4256 | 2617.2089 | 0 | 4763.2167 | 35.46% | 0% | 64.54% | 1603.4706 | 2563.8933 | 13.8067 | 1518.6754 | 70.9886 | 24.1249 | 2415.7093 | 124.0591 | BA3 | 0.019996 | 0.011898 | 0.0070312 | 369087.7154 | 28.2735 | 2898.2547 | 4453.8974 | 1413.9286 | 144938.8245 | 222734.9624 | 485556.3294 | 4180.8793 | 459878.989 | 21496.4612 | 685022.797 | 6445.7139 | 645430.8979 | 33146.1852 |  | 4989 | CB BA3 | 7380.4256 | 5776.955 | 4816.5323 | 2617.2089 | 1013.7383 | 53.3156 | 0 | 0 | 0 | 4763.2167 | 28.2735 | 14.4668 | 4.1486 | 126.9588 | 10.8826 | 0.56439 | 0 | 0 | 0 | 3.5842 | 4453.8974 | 4382.9088 | 4329.8383 | 126.9588 | 55.9702 | 2.8997 | 0 | 0 | 0 | 4326.9386 | 2898.2547 | 1379.5793 | 482.5454 | 2465.5608 | 946.8855 | 49.8515 | 0 | 0 | 0 | 432.6939 | 0.013235 | 0.0051358 | 0.0002694 | 0 | 0 | 0 | 0.0067618 | 5000000 | scaled
CB BF1 | 20894.6099 | 19131.2602 | 0 | 1763.3497 | 91.56% | 0% | 8.439% | 10353.6679 | 18786.2651 | 1805.8079 | 81.0606 | 8466.7993 | 3279.4582 | 129.4957 | 15377.3112 | BF1 | 0.0060496 | 0.0038336 | 0.0025296 | 3453882.8886 | 3340.8413 | 292.3447 | 17261.4239 | 552241.6796 | 48324.6389 | 2853316.5701 | 2749619.6878 | 479567.7273 | 21527.2456 | 2248524.7149 | 833469.6544 | 145496.1316 | 5745.193 | 682228.3297 |  | 4990 | CB BF1 | 20894.6099 | 10540.942 | 2108.3448 | 19131.2602 | 8777.5923 | 344.9951 | 0 | 0 | 0 | 1763.3497 | 3340.8413 | 1535.0334 | 61.3831 | 15659.585 | 1533.7065 | 60.0562 | 0 | 0 | 0 | 1.3269 | 17261.4239 | 8794.6246 | 1884.1127 | 15659.585 | 7192.7856 | 282.2738 | 0 | 0 | 0 | 1601.839 | 292.3447 | 211.2841 | 162.8491 | 132.1608 | 51.1002 | 2.6652 | 0 | 0 | 0 | 160.1839 | 0.0035912 | 0.0013752 | 7.12e-05 | 0 | 0 | 0 | 0.0024584 | 5000000 | scaled
CB BH1 | 1046.5295 | 235.3688 | 0 | 811.1606 | 22.49% | 0% | 77.51% | 145.1858 | 230.8353 | 0.80993 | 140.1408 | 4.2351 | 1.3065 | 222.7093 | 6.8195 | BH1 | 0.0030896 | 0.0018894 | 0.001183 | 338726.5199 | 1.922 | 300.8934 | 743.714 | 622.096 | 97389.1264 | 240715.2974 | 477052.8438 | 2661.2802 | 460475.788 | 13915.7755 | 689513.2123 | 3902.6565 | 665240.4582 | 20370.0976 |  | 4991 | CB BH1 | 1046.5295 | 901.3436 | 815.6941 | 235.3688 | 90.183 | 4.5335 | 0 | 0 | 0 | 811.1606 | 1.922 | 1.1121 | 0.6155 | 6.8501 | 0.50172 | 0.0051237 | 0 | 0 | 0 | 0.61037 | 743.714 | 739.4789 | 736.8945 | 6.8501 | 2.615 | 0.030606 | 0 | 0 | 0 | 736.8639 | 300.8934 | 160.7527 | 78.1842 | 227.2071 | 87.0663 | 4.4978 | 0 | 0 | 0 | 73.6864 | 0.0019454 | 0.0007452 | 3.88e-05 | 0 | 0 | 0 | 0.0011442 | 5000000 | scaled
CB BK1 | 44201.8023 | 3148.2923 | 38340.1578 | 2713.3522 | 7.123% | 86.74% | 6.139% | 19186.8122 | 38835.9886 | 202.5403 | 16640.6732 | 2343.5987 | 284.892 | 34364.2975 | 4186.7991 | BK1 | 0.021968 | 0.012847 | 0.005046 | 2012117.8408 | 299.4801 | 36991.434 | 6910.8883 | 13632.6841 | 1683893.424 | 314591.7326 | 1947176.7402 | 20554.8309 | 1688781.4184 | 237840.4909 | 1063379.6516 | 7800.7105 | 940938.9612 | 114639.9799 |  | 4992 | CB BK1 | 44201.8023 | 25014.9901 | 5365.8137 | 3148.2923 | 1107.1576 | 94.92 | 38340.1578 | 21194.4803 | 2557.5415 | 2713.3522 | 299.4801 | 96.9398 | 14.5881 | 1317.9039 | 72.9897 | 9.9027 | 39.6316 | 21.9084 | 2.6437 | 2.0417 | 6910.8883 | 4567.2896 | 2724.0892 | 1317.9039 | 373.2135 | 50.5928 | 3128.1567 | 1729.2484 | 208.6687 | 2464.8277 | 36991.434 | 20350.7607 | 2627.1364 | 1572.5817 | 660.9544 | 34.4245 | 35172.3695 | 19443.3235 | 2346.2292 | 246.4828 | 0.0077686 | 0.0031112 | 0.0001626 | 0.010351 | 0.0058872 | 0.001035 | 0.0038484 | 5000000 | scaled
CB BK2 | 25856.0268 | 443.271 | 24071.7717 | 1340.9841 | 1.714% | 93.1% | 5.186% | 11001.6072 | 22901.1697 | 12.7009 | 10101.2062 | 887.7001 | 26.4875 | 21016.2594 | 1858.4229 | BK2 | 0.015094 | 0.0088902 | 0.0029832 | 1712977.6186 | 29.3754 | 22617.3716 | 3209.2798 | 1946.1358 | 1498414.7281 | 212616.7547 | 1670875.7431 | 1928.96 | 1534126.7972 | 134819.9859 | 990499.137 | 1145.6127 | 908974.8252 | 80378.6992 |  | 4993 | CB BK2 | 25856.0268 | 14854.4195 | 2954.857 | 443.271 | 169.6942 | 8.8409 | 24071.7717 | 13343.7412 | 1605.032 | 1340.9841 | 29.3754 | 16.6744 | 2.8878 | 1.5216 | 0.098138 | 0.006306 | 28.0829 | 15.5673 | 1.8725 | 1.009 | 3209.2798 | 2321.5797 | 1350.857 | 1.5216 | 0.52314 | 0.037452 | 1989.5991 | 1102.8975 | 132.6604 | 1218.1591 | 22617.3716 | 12516.1654 | 1601.1122 | 441.4661 | 169.0729 | 8.7971 | 22054.0896 | 12225.2765 | 1470.4992 | 121.8159 | 0.0028212 | 0.00108 | 5.62e-05 | 0.010384 | 0.0059216 | 0.0010384 | 0.0018886 | 5000000 | scaled
CB BK4 | 27955.1935 | 648.0912 | 25603.7254 | 1703.3769 | 2.318% | 91.59% | 6.093% | 11811.621 | 24529.6513 | 18.4996 | 10790.366 | 1002.7553 | 38.282 | 22395.2393 | 2096.13 | BK4 | 0.017152 | 0.010049 | 0.0035378 | 1629831.3644 | 42.1828 | 24120.334 | 3792.6767 | 2459.3235 | 1406253.0758 | 221118.9651 | 1606549.4272 | 2516.2127 | 1467644.1448 | 136389.0697 | 968269.0391 | 1511.1227 | 884016.5124 | 82741.404 |  | 4994 | CB BK4 | 27955.1935 | 16143.5726 | 3425.5422 | 648.0912 | 255.993 | 14.593 | 25603.7254 | 14184.2027 | 1707.5722 | 1703.3769 | 42.1828 | 23.6832 | 3.9008 | 37.0108 | 3.7399 | 0.37245 | 33.6858 | 18.6616 | 2.2466 | 1.2817 | 3792.6767 | 2789.9214 | 1696.5467 | 37.0108 | 19.1828 | 1.9103 | 2208.3066 | 1223.3793 | 147.2771 | 1547.3593 | 24120.334 | 13329.968 | 1725.0947 | 603.8651 | 233.0703 | 12.3103 | 23361.733 | 12942.1617 | 1558.0485 | 154.7359 | 0.0043548 | 0.0017196 | 9.06e-05 | 0.010389 | 0.0059206 | 0.0010388 | 0.0024084 | 5000000 | scaled
CB BN1 | 173803.1009 | 167495.3262 | 0 | 6307.7747 | 96.37% | 0% | 3.629% | 108308.6598 | 165137.6776 | 17532.4011 | 1256.0221 | 89520.2367 | 26718.2069 | 1997.1609 | 136422.3098 | BN1 | 0.028851 | 0.01662 | 0.0092564 | 6024162.1047 | 27102.53 | 2611.1327 | 144089.4382 | 939396.5554 | 90504.062 | 4994261.4873 | 3940747.8451 | 637906.2558 | 45699.6371 | 3257141.9522 | 936154.8038 | 151463.7852 | 11321.7756 | 773369.2429 |  | 4995 | CB BN1 | 173803.1009 | 65494.441 | 8665.4233 | 167495.3262 | 59186.6664 | 2357.6487 | 0 | 0 | 0 | 6307.7747 | 27102.53 | 9570.129 | 384.3231 | 138359.4125 | 9565.3826 | 379.5767 | 0 | 0 | 0 | 4.7464 | 144089.4382 | 54569.2015 | 7667.1284 | 138359.4125 | 48839.1758 | 1937.1027 | 0 | 0 | 0 | 5730.0257 | 2611.1327 | 1355.1106 | 613.9718 | 2038.1301 | 782.108 | 40.9693 | 0 | 0 | 0 | 573.0026 | 0.020001 | 0.0077702 | 0.0004068 | 0 | 0 | 0 | 0.0088496 | 5000000 | scaled
CB BN2 | 1098831.1846 | 1091744.4214 | 0 | 7086.7632 | 99.36% | 0% | 0.6449% | 654162.3879 | 1067051.1261 | 153647.7887 | 1375.1194 | 499139.4799 | 250597.7676 | 2385.92 | 814067.4385 | BN2 | 0.034221 | 0.019503 | 0.010517 | 32110037.8899 | 256405.9708 | 3085.561 | 839339.6529 | 7492693.6476 | 90166.2431 | 24527177.9992 | 22799786.5326 | 5355148.5812 | 47927.5916 | 17396710.3598 | 3021664.9082 | 709640.2994 | 6756.4248 | 2305268.184 |  | 4996 | CB BN2 | 1098831.1846 | 444668.7967 | 31780.0585 | 1091744.4214 | 437582.0335 | 24693.2953 | 0 | 0 | 0 | 7086.7632 | 256405.9708 | 102758.1821 | 5808.2031 | 832901.9886 | 102752.8495 | 5802.8706 | 0 | 0 | 0 | 5.3326 | 839339.6529 | 340200.173 | 25272.2144 | 832901.9886 | 333762.5088 | 18834.5501 | 0 | 0 | 0 | 6437.6643 | 3085.561 | 1710.4416 | 699.641 | 2441.7945 | 1066.6752 | 55.8746 | 0 | 0 | 0 | 643.7664 | 0.024315 | 0.009597 | 0.0006112 | 0 | 0 | 0 | 0.0099062 | 5000000 | scaled
CB BO1 | 1910.0924 | 549.4649 | 0 | 1360.6275 | 28.77% | 0% | 71.23% | 338.5891 | 538.4594 | 0.8115 | 335.7783 | 1.9993 | 1.5551 | 533.0716 | 3.8327 | BO1 | 0.0052326 | 0.0031946 | 0.001996 | 365036.966 | 2.5789 | 667.6774 | 1239.8361 | 492.8583 | 127599.546 | 236944.5616 | 491924.9171 | 1179.0014 | 487841.235 | 2904.6807 | 687190.9156 | 1984.6475 | 680314.9232 | 4891.3449 |  | 4997 | CB BO1 | 1910.0924 | 1571.5033 | 1371.6331 | 549.4649 | 210.8759 | 11.0056 | 0 | 0 | 0 | 1360.6275 | 2.5789 | 1.7674 | 1.0238 | 3.8328 | 0.7436 | 0 | 0 | 0 | 0 | 1.0238 | 1239.8361 | 1237.8368 | 1236.0034 | 3.8328 | 1.8335 | 9.4e-05 | 0 | 0 | 0 | 1236.0033 | 667.6774 | 331.8991 | 134.6058 | 544.0771 | 208.2987 | 11.0055 | 0 | 0 | 0 | 123.6003 | 0.0033032 | 0.0012652 | 6.66e-05 | 0 | 0 | 0 | 0.0019294 | 5000000 | scaled
CB BP1 | 660.708 | 0 | 660.708 | 0 | 0% | 100% | 0% | 105.1309 | 220.0293 | 0.50423 | 83.0086 | 21.618 | 1.0553 | 173.7295 | 45.2445 | BP1 | 0.01044 | 0.01044 | 0.01044 | 63288.6353 | 3.1689 | 521.6782 | 135.861 | 303.5483 | 49971.087 | 13014 | 53218.2435 | 255.2481 | 42019.7634 | 10943.232 | 42212.2272 | 202.4605 | 33329.6945 | 8680.0722 |  | 4998 | CB BP1 | 660.708 | 555.5772 | 440.6788 | 0 | 0 | 0 | 660.708 | 555.5772 | 440.6788 | 0 | 3.1689 | 2.6647 | 2.1136 | 0 | 0 | 0 | 3.1689 | 2.6647 | 2.1136 | 0 | 135.861 | 114.243 | 90.6165 | 0 | 0 | 0 | 135.861 | 114.243 | 90.6165 | 0 | 521.6782 | 438.6695 | 347.9487 | 0 | 0 | 0 | 521.6782 | 438.6695 | 347.9487 | 0 | 0 | 0 | 0 | 0.01044 | 0.01044 | 0.01044 | 0 | 5000000 | scaled
CB BRM1 | 119568.0684 | 5473.1636 | 107179.7386 | 6915.1661 | 4.577% | 89.64% | 5.783% | 51110.4957 | 106077.1613 | 58.2707 | 47128.4061 | 3923.8188 | 122.9204 | 97677.0585 | 8277.1823 | BRM1 | 0.029242 | 0.018294 | 0.010443 | 4088887.5789 | 136.0146 | 104341.747 | 15090.3068 | 4651.3105 | 3568190.7299 | 516045.5385 | 3741996.0586 | 4266.2249 | 3450451.9597 | 287277.874 | 1291910.7359 | 1497.0445 | 1189606.1226 | 100807.5688 |  | 4999 | CB BRM1 | 119568.0684 | 68457.5727 | 13490.9071 | 5473.1636 | 2106.6422 | 110.5357 | 107179.7386 | 59435.7643 | 6465.2052 | 6915.1661 | 136.0146 | 77.7438 | 13.0941 | 0 | 0 | 0 | 130.8111 | 72.5404 | 7.8907 | 5.2034 | 15090.3068 | 11166.488 | 6813.1245 | 0 | 0 | 0 | 8808.5226 | 4884.7038 | 531.3402 | 6281.7843 | 104341.747 | 57213.3408 | 6664.6884 | 5473.1636 | 2106.6422 | 110.5357 | 98240.4049 | 54478.5202 | 5925.9743 | 628.1784 | 0.014738 | 0.0058614 | 0.0003072 | 0.0048538 | 0.002783 | 0.0004854 | 0.00965 | 5000000 | scaled
CB BS1 | 212.295 | 109.1941 | 0 | 103.1009 | 51.44% | 0% | 48.56% | 81.2822 | 109.1941 | 13.2601 | 0 | 68.0222 | 17.8174 | 0 | 91.3767 | BS1 | 0.0005254 | 0.0002966 | 0.0001618 | 404063.5449 | 17.8949 | 9.3658 | 185.0343 | 34059.6644 | 17825.9529 | 352177.9276 | 441715.2617 | 72059.7403 | 0 | 369655.5214 | 637211.9415 | 103974.8483 | 0 | 533237.0931 |  | 5000 | CB BS1 | 212.295 | 131.0127 | 103.1009 | 109.1941 | 27.9119 | 0 | 0 | 0 | 0 | 103.1009 | 17.8949 | 4.6349 | 0.07758 | 91.3767 | 4.5573 | 0 | 0 | 0 | 0 | 0.07758 | 185.0343 | 117.0121 | 93.6576 | 91.3767 | 23.3546 | 0 | 0 | 0 | 0 | 93.6576 | 9.3658 | 9.3658 | 9.3658 | 0 | 0 | 0 | 0 | 0 | 0 | 9.3658 | 0.000371 | 0.0001422 | 7.4e-06 | 0 | 0 | 0 | 0.0001544 | 5000000 | scaled
CB BT1 | 1503.0439 | 798.5932 | 0 | 704.4507 | 53.13% | 0% | 46.87% | 517.9296 | 797.426 | 79.828 | 30.7307 | 407.371 | 122.1465 | 52.0397 | 623.2398 | BT1 | 0.0030182 | 0.0017852 | 0.0010346 | 497993.4723 | 122.6766 | 117.1995 | 1263.1678 | 40645.6125 | 38830.9421 | 418516.9177 | 551822.9071 | 85051.8845 | 32741.7136 | 434029.309 | 682020.0404 | 104469.0947 | 44508.3245 | 533042.6212 |  | 5001 | CB BT1 | 1503.0439 | 985.1143 | 705.6179 | 798.5932 | 280.6636 | 1.1672 | 0 | 0 | 0 | 704.4507 | 122.6766 | 42.8486 | 0.53008 | 623.2399 | 42.3186 | 0 | 0 | 0 | 0 | 0.53008 | 1263.1678 | 855.7968 | 639.928 | 623.2399 | 215.8689 | 0.000141 | 0 | 0 | 0 | 639.9278 | 117.1995 | 86.4688 | 65.1599 | 53.2068 | 22.4761 | 1.1671 | 0 | 0 | 0 | 63.9928 | 0.002025 | 0.000792 | 4.14e-05 | 0 | 0 | 0 | 0.0009932 | 5000000 | scaled
CB BW1 | 8711.9895 | 7682.9047 | 0 | 1029.0848 | 88.19% | 0% | 11.81% | 4314.8613 | 7519.767 | 695.9888 | 62.7511 | 3556.1213 | 1214.5173 | 99.6271 | 6205.6226 | BW1 | 0.0039232 | 0.0023728 | 0.0014612 | 2220633.5309 | 1241.6726 | 195.1353 | 7275.1816 | 316494.8491 | 49738.8048 | 1854399.877 | 1853138.9876 | 298912.0404 | 26950.2463 | 1527276.701 | 815920.1101 | 131779.2227 | 10809.8781 | 673331.0093 |  | 5002 | CB BW1 | 8711.9895 | 4397.1282 | 1192.2225 | 7682.9047 | 3368.0434 | 163.1377 | 0 | 0 | 0 | 1029.0848 | 1241.6726 | 545.6838 | 27.1553 | 6340.3539 | 544.9094 | 26.381 | 0 | 0 | 0 | 0.77435 | 7275.1816 | 3719.0603 | 1069.559 | 6340.3539 | 2784.2326 | 134.7313 | 0 | 0 | 0 | 934.8276 | 195.1353 | 132.3841 | 95.5082 | 101.6525 | 38.9014 | 2.0254 | 0 | 0 | 0 | 93.4828 | 0.0025122 | 0.0009618 | 5.02e-05 | 0 | 0 | 0 | 0.001411 | 5000000 | scaled
CB BY2 | 6849.7443 | 2691.0337 | 0 | 4158.7106 | 39.29% | 0% | 60.71% | 1686.5492 | 2646.7551 | 58.6359 | 1327.0647 | 300.8487 | 87.622 | 2109.652 | 449.4811 | BY2 | 0.017488 | 0.010383 | 0.0061106 | 391691.503 | 90.9235 | 2530.6542 | 4228.1666 | 5199.3127 | 144711.3488 | 241780.8415 | 497254.7615 | 17287.94 | 391265.9176 | 88700.9038 | 687819.4018 | 22770.5586 | 548240.9789 | 116807.8643 |  | 5003 | CB BY2 | 6849.7443 | 5163.1951 | 4202.9892 | 2691.0337 | 1004.4845 | 44.2786 | 0 | 0 | 0 | 4158.7106 | 90.9235 | 32.2876 | 3.3015 | 450.3655 | 29.1583 | 0.17223 | 0 | 0 | 0 | 3.1293 | 4228.1666 | 3927.318 | 3778.6856 | 450.3655 | 149.5168 | 0.88439 | 0 | 0 | 0 | 3777.8012 | 2530.6542 | 1203.5895 | 421.0021 | 2152.8741 | 825.8094 | 43.222 | 0 | 0 | 0 | 377.7801 | 0.011612 | 0.0045074 | 0.0002346 | 0 | 0 | 0 | 0.005876 | 5000000 | scaled
CB BY3 | 10301.0683 | 4907.4362 | 0 | 5393.6321 | 47.64% | 0% | 52.36% | 2935.6595 | 4785.0331 | 228.6445 | 1533.6042 | 1173.4108 | 373.4031 | 2495.0006 | 1916.6294 | BY3 | 0.023075 | 0.013639 | 0.0078454 | 446412.9596 | 388.7527 | 3038.2581 | 6874.0575 | 16847.209 | 131667.6807 | 297898.07 | 540033.4978 | 42060.632 | 282116.3822 | 215856.4836 | 703091.6505 | 54866.2001 | 366604.387 | 281621.0635 |  | 5004 | CB BY3 | 10301.0683 | 7365.4089 | 5516.0352 | 4907.4362 | 1971.7768 | 122.4031 | 0 | 0 | 0 | 5393.6321 | 388.7527 | 160.1082 | 15.3496 | 1974.4452 | 156.0497 | 11.2911 | 0 | 0 | 0 | 4.0585 | 6874.0575 | 5700.6468 | 4957.4282 | 1974.4452 | 801.0344 | 57.8158 | 0 | 0 | 0 | 4899.6123 | 3038.2581 | 1504.6539 | 543.2574 | 2548.2968 | 1014.6927 | 53.2962 | 0 | 0 | 0 | 489.9612 | 0.015549 | 0.0061126 | 0.0003192 | 0 | 0 | 0 | 0.0075262 | 5000000 | scaled
CB C14 | 0 | 0 | 0 | 0 | 0% | 0% | 0% | 0 | 0 | 0 | 0 | 0 | 0 | 0 | 0 | C14 | 0 | 0 | 0 | 0 | 0 | 0 | 0 | 0 | 0 | 0 | 0 | 0 | 0 | 0 | 0 | 0 | 0 | 0 |  | 5005 | CB C14 | 0 | 0 | 0 | 0 | 0 | 0 | 0 | 0 | 0 | 0 | 0 | 0 | 0 | 0 | 0 | 0 | 0 | 0 | 0 | 0 | 0 | 0 | 0 | 0 | 0 | 0 | 0 | 0 | 0 | 0 | 0 | 0 | 0 | 0 | 0 | 0 | 0 | 0 | 0 | 0 | 0 | 0 | 0 | 0 | 0 | 0 | 0 | 5000000 | scaled
CB C17 | 0 | 0 | 0 | 0 | 0% | 0% | 0% | 0 | 0 | 0 | 0 | 0 | 0 | 0 | 0 | C17 | 0 | 0 | 0 | 0 | 0 | 0 | 0 | 0 | 0 | 0 | 0 | 0 | 0 | 0 | 0 | 0 | 0 | 0 |  | 5006 | CB C17 | 0 | 0 | 0 | 0 | 0 | 0 | 0 | 0 | 0 | 0 | 0 | 0 | 0 | 0 | 0 | 0 | 0 | 0 | 0 | 0 | 0 | 0 | 0 | 0 | 0 | 0 | 0 | 0 | 0 | 0 | 0 | 0 | 0 | 0 | 0 | 0 | 0 | 0 | 0 | 0 | 0 | 0 | 0 | 0 | 0 | 0 | 0 | 5000000 | scaled
CB CA1 | 26900.3599 | 1352.385 | 22175.2319 | 3372.743 | 5.027% | 82.43% | 12.54% | 10655.3832 | 22025.0283 | 66.5621 | 9499.8031 | 1089.018 | 103.4055 | 19809.7786 | 2111.8442 | CA1 | 0.01864 | 0.011027 | 0.0054462 | 1443136.8734 | 108.6465 | 21489.0832 | 5302.6303 | 5828.611 | 1152835.4411 | 284472.8213 | 1473226.749 | 9202.9643 | 1313454.7736 | 150569.011 | 895180.4225 | 4202.7907 | 805144.2981 | 85833.3336 |  | 5007 | CB CA1 | 26900.3599 | 16244.9767 | 4875.3316 | 1352.385 | 482.1111 | 22.8569 | 22175.2319 | 12390.1226 | 1479.7317 | 3372.743 | 108.6465 | 42.0843 | 5.241 | 404.2828 | 24.3448 | 0.88757 | 27.2073 | 15.2017 | 1.8155 | 2.5379 | 5302.6303 | 4213.6122 | 3190.7861 | 404.2828 | 124.7726 | 4.5471 | 1834.5246 | 1025.0168 | 122.416 | 3063.8229 | 21489.0832 | 11989.2801 | 1679.3046 | 869.2008 | 332.9937 | 17.4221 | 20313.5001 | 11349.9041 | 1355.5002 | 306.3823 | 0.0089484 | 0.0034276 | 0.00018 | 0.0049174 | 0.0028248 | 0.0004918 | 0.0047744 | 5000000 | scaled
CB CA2 | 20463.7386 | 287.7864 | 19381.2711 | 794.6812 | 1.406% | 94.71% | 3.883% | 8812.0308 | 18366.487 | 11.9771 | 7977.1143 | 822.9394 | 23.8329 | 16625.4188 | 1717.2353 | CA2 | 0.013315 | 0.0077598 | 0.0022252 | 1536870.541 | 26.6825 | 17872.384 | 2564.6721 | 2003.9133 | 1342254.2666 | 192612.361 | 1501547.44 | 2040.8674 | 1359279.8116 | 140226.7611 | 942500.2926 | 1223.0147 | 853155.104 | 88122.1739 |  | 5008 | CB CA2 | 20463.7386 | 11651.7078 | 2097.2517 | 287.7864 | 111.7609 | 9.8659 | 19381.2711 | 10745.2658 | 1292.7046 | 794.6812 | 26.6825 | 14.7054 | 2.8496 | 19.1076 | 1.7091 | 0.76009 | 22.3629 | 12.3983 | 1.4916 | 0.59797 | 2564.6721 | 1741.7327 | 847.4368 | 19.1076 | 8.7687 | 3.9066 | 1823.6706 | 1011.0702 | 121.6364 | 721.8939 | 17872.384 | 9895.2697 | 1246.9652 | 264.9571 | 101.2831 | 5.1992 | 17535.2375 | 9721.7972 | 1169.5766 | 72.1894 | 0.0017436 | 0.0006668 | 3.44e-05 | 0.010423 | 0.0059444 | 0.0010422 | 0.0011486 | 5000000 | scaled
CB CCB1 | 2096.7899 | 1997.2412 | 0 | 99.5487 | 95.25% | 0% | 4.748% | 1074.7602 | 1870.2639 | 173.2111 | 12.5827 | 888.9664 | 301.6778 | 20.0504 | 1548.5357 | CCB1 | 0.0004866 | 0.0002798 | 0.0001582 | 4309062.6275 | 322.4032 | 29.5109 | 1744.8758 | 662562.9957 | 60647.2406 | 3585852.3912 | 3652715.0892 | 588680.876 | 42763.8568 | 3021270.3564 | 1431896.3457 | 230968.1208 | 15350.8439 | 1185577.3809 |  | 5009 | CB CCB1 | 2096.7899 | 1022.0297 | 226.526 | 1997.2412 | 922.481 | 126.9773 | 0 | 0 | 0 | 99.5487 | 322.4032 | 149.1921 | 20.7254 | 1654.4451 | 149.1172 | 20.6505 | 0 | 0 | 0 | 0.074907 | 1744.8758 | 855.9093 | 196.3401 | 1654.4451 | 765.4786 | 105.9094 | 0 | 0 | 0 | 90.4307 | 29.5109 | 16.9283 | 9.4605 | 20.4679 | 7.8852 | 0.41745 | 0 | 0 | 0 | 9.0431 | 0.000335 | 0.0001282 | 6.6e-06 | 0 | 0 | 0 | 0.0001516 | 5000000 | scaled
CB CD1 | 43600.8558 | 673.8593 | 41760.1108 | 1166.8857 | 1.546% | 95.78% | 2.676% | 18974.1357 | 39632.239 | 25.1653 | 16936.7089 | 2012.2615 | 49.7622 | 35381.4813 | 4200.9955 | CD1 | 0.014488 | 0.0086226 | 0.0027252 | 3009529.2416 | 53.7168 | 37988.2475 | 5558.8916 | 3707.7764 | 2622121.5026 | 383699.9627 | 2856066.6278 | 3787.9927 | 2549384.581 | 302894.0541 | 1456266.2719 | 1828.4871 | 1300074.3631 | 154363.4217 |  | 5010 | CB CD1 | 43600.8558 | 24626.7201 | 3968.6168 | 673.8593 | 299.9256 | 15.0946 | 41760.1108 | 23159.9088 | 2786.6365 | 1166.8857 | 53.7168 | 28.5514 | 3.9546 | 34.7688 | 2.1042 | 0 | 46.1043 | 25.5692 | 3.0765 | 0.87804 | 5558.8916 | 3546.6301 | 1357.8961 | 34.7688 | 10.8511 | 0.000329 | 4464.1158 | 2475.772 | 297.8888 | 1060.007 | 37988.2475 | 21051.5386 | 2606.7662 | 632.356 | 286.9703 | 15.0942 | 37249.8907 | 20658.5676 | 2485.6712 | 106.0007 | 0.002479 | 0.0010714 | 5.6e-05 | 0.010377 | 0.0059198 | 0.0010378 | 0.0016314 | 5000000 | scaled
CB CD3 | 1566.8264 | 410.2483 | 0 | 1156.5782 | 26.18% | 0% | 73.82% | 247.4884 | 401.7096 | 1.4189 | 238.7852 | 7.2844 | 3.6216 | 379.5052 | 18.5827 | CD3 | 0.0045772 | 0.0027624 | 0.001694 | 342311.1179 | 4.6291 | 492.2651 | 1069.9322 | 1011.3343 | 107547.2202 | 233752.5634 | 477605.724 | 2738.1274 | 460810.152 | 14057.4446 | 687790.346 | 6200.8123 | 649772.9588 | 31816.5749 |  | 5011 | CB CD3 | 1566.8264 | 1319.3381 | 1165.1168 | 410.2483 | 162.7599 | 8.5387 | 0 | 0 | 0 | 1156.5782 | 4.6291 | 3.2102 | 1.0074 | 19.2887 | 2.3399 | 0.13716 | 0 | 0 | 0 | 0.87029 | 1069.9322 | 1062.6479 | 1051.3495 | 19.2887 | 12.0043 | 0.70596 | 0 | 0 | 0 | 1050.6435 | 492.2651 | 253.48 | 112.7599 | 387.2008 | 148.4156 | 7.6955 | 0 | 0 | 0 | 105.0644 | 0.0029418 | 0.001127 | 5.86e-05 | 0 | 0 | 0 | 0.0016354 | 5000000 | scaled
CB CD4 | 39512.4779 | 2421.7897 | 33998.7965 | 3091.8917 | 6.129% | 86.05% | 7.825% | 16702.0743 | 34065.4355 | 143.6741 | 14570.7926 | 1987.6076 | 217.1692 | 30112.9197 | 3735.3466 | CD4 | 0.022929 | 0.013415 | 0.0055632 | 1723223.3672 | 232.4744 | 32481.9048 | 6798.0988 | 10138.7024 | 1416605.0902 | 296479.5746 | 1700365.5311 | 14626.8353 | 1483389.0153 | 202349.6805 | 979120.364 | 6241.9506 | 865515.8086 | 107362.6047 |  | 5012 | CB CD4 | 39512.4779 | 22810.4036 | 5447.0424 | 2421.7897 | 870.5925 | 87.0776 | 33998.7965 | 18847.9194 | 2268.0731 | 3091.8917 | 232.4744 | 88.8003 | 15.3052 | 946.236 | 61.6928 | 9.9966 | 44.7009 | 24.7809 | 2.982 | 2.3265 | 6798.0988 | 4810.4912 | 3062.7522 | 946.236 | 314.7545 | 51.0457 | 3043.1672 | 1687.0412 | 203.0109 | 2808.6956 | 32481.9048 | 17911.1121 | 2368.985 | 1290.1068 | 494.1452 | 26.0352 | 30910.9284 | 17136.0974 | 2062.0802 | 280.8696 | 0.0082004 | 0.003141 | 0.0001646 | 0.010367 | 0.0059122 | 0.0010368 | 0.0043618 | 5000000 | scaled
CB CE1 | 0 | 0 | 0 | 0 | 0% | 0% | 0% | 0 | 0 | 0 | 0 | 0 | 0 | 0 | 0 | CE1 | 0 | 0 | 0 | 0 | 0 | 0 | 0 | 0 | 0 | 0 | 0 | 0 | 0 | 0 | 0 | 0 | 0 | 0 |  | 5013 | CB CE1 | 0 | 0 | 0 | 0 | 0 | 0 | 0 | 0 | 0 | 0 | 0 | 0 | 0 | 0 | 0 | 0 | 0 | 0 | 0 | 0 | 0 | 0 | 0 | 0 | 0 | 0 | 0 | 0 | 0 | 0 | 0 | 0 | 0 | 0 | 0 | 0 | 0 | 0 | 0 | 0 | 0 | 0 | 0 | 0 | 0 | 0 | 0 | 5000000 | scaled
CB CE2 | 0 | 0 | 0 | 0 | 0% | 0% | 0% | 0 | 0 | 0 | 0 | 0 | 0 | 0 | 0 | CE2 | 0 | 0 | 0 | 0 | 0 | 0 | 0 | 0 | 0 | 0 | 0 | 0 | 0 | 0 | 0 | 0 | 0 | 0 |  | 5014 | CB CE2 | 0 | 0 | 0 | 0 | 0 | 0 | 0 | 0 | 0 | 0 | 0 | 0 | 0 | 0 | 0 | 0 | 0 | 0 | 0 | 0 | 0 | 0 | 0 | 0 | 0 | 0 | 0 | 0 | 0 | 0 | 0 | 0 | 0 | 0 | 0 | 0 | 0 | 0 | 0 | 0 | 0 | 0 | 0 | 0 | 0 | 0 | 0 | 5000000 | scaled
CB CE3 | 0 | 0 | 0 | 0 | 0% | 0% | 0% | 0 | 0 | 0 | 0 | 0 | 0 | 0 | 0 | CE3 | 0 | 0 | 0 | 0 | 0 | 0 | 0 | 0 | 0 | 0 | 0 | 0 | 0 | 0 | 0 | 0 | 0 | 0 |  | 5015 | CB CE3 | 0 | 0 | 0 | 0 | 0 | 0 | 0 | 0 | 0 | 0 | 0 | 0 | 0 | 0 | 0 | 0 | 0 | 0 | 0 | 0 | 0 | 0 | 0 | 0 | 0 | 0 | 0 | 0 | 0 | 0 | 0 | 0 | 0 | 0 | 0 | 0 | 0 | 0 | 0 | 0 | 0 | 0 | 0 | 0 | 0 | 0 | 0 | 5000000 | scaled
CB CG1 | 278521.3008 | 262149.0993 | 10724.8462 | 5647.3552 | 94.12% | 3.851% | 2.028% | 161827.393 | 267649.567 | 27569.4139 | 5046.9047 | 129211.0744 | 45216.2936 | 10341.1726 | 212092.1008 | CG1 | 0.029972 | 0.017485 | 0.008839 | 9292840.5811 | 46011.4626 | 11535.1161 | 220974.722 | 1535168.7127 | 384868.2128 | 7372803.6556 | 6674096.5041 | 1137019.6697 | 208144.7925 | 5328932.0419 | 1229973.2706 | 207789.7345 | 47522.4603 | 974661.0758 |  | 5016 | CB CG1 | 278521.3008 | 116693.9077 | 10871.7337 | 262149.0993 | 105061.6626 | 4508.0856 | 10724.8462 | 5984.8899 | 716.2929 | 5647.3552 | 46011.4626 | 18442.0487 | 795.169 | 214923.521 | 18429.0354 | 789.8707 | 15.7046 | 8.7638 | 1.0489 | 4.2495 | 220974.722 | 91763.6476 | 8882.6212 | 214923.521 | 86119.5384 | 3691.0061 | 921.1049 | 514.0131 | 61.5189 | 5130.0962 | 11535.1161 | 6488.2114 | 1193.9435 | 1234.0698 | 513.0888 | 27.2088 | 9788.0367 | 5462.113 | 653.7251 | 513.0096 | 0.017037 | 0.0066548 | 0.0003488 | 0.004938 | 0.0028334 | 0.0004938 | 0.0079964 | 5000000 | scaled
CB CG2 | 237573.6494 | 219947.3131 | 11520.121 | 6106.2153 | 92.58% | 4.849% | 2.57% | 146314.5333 | 226137.5155 | 27083.9739 | 6092.4812 | 113138.0783 | 41265.7868 | 12253.0181 | 172618.7107 | CG2 | 0.033669 | 0.019422 | 0.0095396 | 7056237.8407 | 42144.2157 | 13564.3703 | 181865.0634 | 1251736.504 | 402878.9522 | 5401622.3846 | 4698701.2849 | 869766.6588 | 195652.1232 | 3633282.5029 | 1198806.4308 | 218759.3262 | 64956.0371 | 915091.0675 |  | 5017 | CB CG2 | 237573.6494 | 91259.1161 | 11436.1338 | 219947.3131 | 78724.5177 | 4560.7302 | 11520.121 | 6428.3831 | 769.1883 | 6106.2153 | 42144.2157 | 15060.2418 | 878.4289 | 175320.5644 | 15044.6812 | 872.5221 | 19.6516 | 10.9659 | 1.3121 | 4.5947 | 181865.0634 | 68726.9852 | 9246.3527 | 175320.5644 | 62623.3991 | 3632.8179 | 997.5713 | 556.6582 | 66.607 | 5546.9278 | 13564.3703 | 7471.8891 | 1311.3522 | 2506.7794 | 1056.4373 | 55.3902 | 10502.8981 | 5860.759 | 701.2692 | 554.6928 | 0.020095 | 0.0079562 | 0.0004164 | 0.0049454 | 0.0028374 | 0.0004946 | 0.0086286 | 5000000 | scaled
CB CHA1 | 19214.6164 | 8504.483 | 7857.4232 | 2852.7103 | 44.26% | 40.89% | 14.85% | 9290.4572 | 15677.5866 | 914.0753 | 3452.2626 | 4924.1193 | 1306.3914 | 7156.3707 | 7214.8246 | CHA1 | 0.016682 | 0.0098046 | 0.0046506 | 1151803.5052 | 1333.9748 | 7905.4731 | 9975.1685 | 79963.9612 | 473886.7247 | 597952.8193 | 1012194.1991 | 99588.3976 | 376123.596 | 536482.2055 | 760553.4377 | 63375.8537 | 347170.9298 | 350006.6542 |  | 5018 | CB CHA1 | 19214.6164 | 9924.1592 | 3537.0298 | 8504.483 | 2683.6734 | 160.0681 | 7857.4232 | 4387.7756 | 524.2515 | 2852.7103 | 1333.9748 | 419.8995 | 27.5834 | 6750.2905 | 412.5087 | 24.8103 | 9.391 | 5.2442 | 0.62657 | 2.1466 | 9975.1685 | 5051.0492 | 2760.3439 | 6750.2905 | 2105.8903 | 126.6579 | 633.4565 | 353.7374 | 42.2646 | 2591.4215 | 7905.4731 | 4453.2105 | 749.1024 | 431.7553 | 165.2744 | 8.5999 | 7214.5757 | 4028.794 | 481.3604 | 259.1422 | 0.007731 | 0.0029612 | 0.0001544 | 0.00495 | 0.0028422 | 0.000495 | 0.0040012 | 5000000 | scaled
CB CMP1 | 37118.2767 | 33356.143 | 0 | 3762.1337 | 89.86% | 0% | 10.14% | 19699.7818 | 32520.3043 | 3130.0097 | 576.0702 | 15993.7019 | 5173.1411 | 913.9805 | 26433.1826 | CMP1 | 0.016556 | 0.00964 | 0.005494 | 2241983.3741 | 5309.6862 | 1274.8464 | 30533.7442 | 320710.6888 | 77002.0772 | 1844270.6081 | 1806897.8169 | 287089.8604 | 52838.1498 | 1466969.8066 | 836907.9821 | 133130.4615 | 23521.2304 | 680256.2901 |  | 5019 | CB CMP1 | 37118.2767 | 17418.495 | 4597.9725 | 33356.143 | 13656.3612 | 835.8387 | 0 | 0 | 0 | 3762.1337 | 5309.6862 | 2179.6765 | 136.545 | 27116.1962 | 2176.8456 | 133.7141 | 0 | 0 | 0 | 2.8309 | 30533.7442 | 14540.0423 | 4100.5615 | 27116.1962 | 11122.4942 | 683.0135 | 0 | 0 | 0 | 3417.548 | 1274.8464 | 698.7762 | 360.8659 | 933.0916 | 357.0214 | 19.1111 | 0 | 0 | 0 | 341.7548 | 0.011291 | 0.0043754 | 0.0002294 | 0 | 0 | 0 | 0.0052646 | 5000000 | scaled
CB CS1 | 6892.2155 | 2621.0884 | 0 | 4271.127 | 38.03% | 0% | 61.97% | 1612.2871 | 2568.433 | 9.0177 | 1556.8406 | 46.4288 | 15.604 | 2472.5519 | 80.2771 | CS1 | 0.017311 | 0.010303 | 0.0061798 | 398150.0041 | 19.1777 | 2910.9903 | 3962.0474 | 1107.8616 | 168162.301 | 228879.8415 | 512445.2474 | 2866.1675 | 494822.2673 | 14756.8126 | 699663.8221 | 4250.6742 | 673544.9593 | 21868.1886 |  | 5020 | CB CS1 | 6892.2155 | 5279.9284 | 4323.7825 | 2621.0884 | 1008.8013 | 52.6555 | 0 | 0 | 0 | 4271.127 | 19.1777 | 10.16 | 3.5737 | 82.1264 | 6.9461 | 0.35984 | 0 | 0 | 0 | 3.2139 | 3962.0474 | 3915.6186 | 3881.7703 | 82.1264 | 35.6976 | 1.8493 | 0 | 0 | 0 | 3879.921 | 2910.9903 | 1354.1497 | 438.4385 | 2522.9982 | 966.1576 | 50.4464 | 0 | 0 | 0 | 387.9921 | 0.011358 | 0.0043512 | 0.0002276 | 0 | 0 | 0 | 0.0059522 | 5000000 | scaled
CB CS2 | 10821.7351 | 5396.7305 | 0 | 5425.0046 | 49.87% | 0% | 50.13% | 3190.2779 | 5281.2451 | 11.3907 | 3120.0403 | 58.847 | 17.2517 | 5174.8755 | 89.1179 | CS2 | 0.02081 | 0.01282 | 0.0079112 | 520035.7108 | 21.6736 | 5781.0784 | 5018.9831 | 1041.5201 | 277808.2427 | 241185.948 | 595268.1852 | 2125.3649 | 582162.6743 | 10980.1461 | 700334.9714 | 2287.7173 | 686229.5155 | 11817.7386 |  | 5021 | CB CS2 | 10821.7351 | 7631.4572 | 5540.49 | 5396.7305 | 2206.4526 | 115.4854 | 0 | 0 | 0 | 5425.0046 | 21.6736 | 10.2829 | 4.4219 | 90.8718 | 6.2008 | 0.33974 | 0 | 0 | 0 | 4.0821 | 5018.9831 | 4960.1362 | 4929.8652 | 90.8718 | 32.0248 | 1.7539 | 0 | 0 | 0 | 4928.1113 | 5781.0784 | 2661.0381 | 606.2029 | 5288.2673 | 2168.227 | 113.3918 | 0 | 0 | 0 | 492.8111 | 0.013169 | 0.00518 | 0.000271 | 0 | 0 | 0 | 0.0076402 | 5000000 | scaled
CB CS3 | 11962.0287 | 5168.9001 | 0 | 6793.1286 | 43.21% | 0% | 56.79% | 3168.3948 | 5101.0395 | 223.0092 | 1798.5699 | 1146.8158 | 349.7236 | 2953.427 | 1797.8889 | CS3 | 0.027808 | 0.016718 | 0.01003 | 430158.8244 | 355.5091 | 3634.2241 | 7972.2954 | 12784.2359 | 130687.9967 | 286686.5919 | 526010.5427 | 37023.5374 | 298594.9558 | 190392.0495 | 684060.4155 | 46898.687 | 396060.9422 | 241100.7863 |  | 5022 | CB CS3 | 11962.0287 | 8793.6338 | 6860.9892 | 5168.9001 | 2000.5053 | 67.8606 | 0 | 0 | 0 | 6793.1286 | 355.5091 | 132.5 | 5.7856 | 1801.3709 | 127.3883 | 0.67396 | 0 | 0 | 0 | 5.1116 | 7972.2954 | 6825.4797 | 6174.4065 | 1801.3709 | 654.5551 | 3.482 | 0 | 0 | 0 | 6170.9245 | 3634.2241 | 1835.6542 | 680.7971 | 3017.1316 | 1218.5618 | 63.7046 | 0 | 0 | 0 | 617.0925 | 0.018148 | 0.007057 | 0.0003692 | 0 | 0 | 0 | 0.0096606 | 5000000 | scaled
CB CS4 | 7723.236 | 2992.0936 | 0 | 4731.1424 | 38.74% | 0% | 61.26% | 1728.2804 | 2916.795 | 35.7876 | 1507.5388 | 184.954 | 58.3452 | 2556.275 | 302.1748 | CS4 | 0.019993 | 0.012031 | 0.0069632 | 386293.1387 | 64.6616 | 3044.1843 | 4614.3901 | 3234.1801 | 152260.9838 | 230797.9747 | 498284.092 | 10317.9912 | 434641.6309 | 53324.4699 | 690263.2401 | 13807.4661 | 604945.7241 | 71510.0499 |  | 5023 | CB CS4 | 7723.236 | 5994.9556 | 4806.441 | 2992.0936 | 1263.8132 | 75.2986 | 0 | 0 | 0 | 4731.1424 | 64.6616 | 28.874 | 6.3164 | 316.588 | 25.314 | 2.7564 | 0 | 0 | 0 | 3.56 | 4614.3901 | 4429.4361 | 4312.2153 | 316.588 | 131.634 | 14.4132 | 0 | 0 | 0 | 4297.8021 | 3044.1843 | 1536.6455 | 487.9093 | 2614.4041 | 1106.8653 | 58.1291 | 0 | 0 | 0 | 429.7802 | 0.01331 | 0.0053478 | 0.0002798 | 0 | 0 | 0 | 0.0066834 | 5000000 | scaled
CB CSS1 | 0 | 0 | 0 | 0 | 0% | 0% | 0% | 0 | 0 | 0 | 0 | 0 | 0 | 0 | 0 | CSS1 | 0 | 0 | 0 | 0 | 0 | 0 | 0 | 0 | 0 | 0 | 0 | 0 | 0 | 0 | 0 | 0 | 0 | 0 |  | 5024 | CB CSS1 | 0 | 0 | 0 | 0 | 0 | 0 | 0 | 0 | 0 | 0 | 0 | 0 | 0 | 0 | 0 | 0 | 0 | 0 | 0 | 0 | 0 | 0 | 0 | 0 | 0 | 0 | 0 | 0 | 0 | 0 | 0 | 0 | 0 | 0 | 0 | 0 | 0 | 0 | 0 | 0 | 0 | 0 | 0 | 0 | 0 | 0 | 0 | 5000000 | scaled
CB CTL1 | 27480.6552 | 24789.1776 | 2614.5467 | 76.9309 | 90.21% | 9.514% | 0.2799% | 15449.9701 | 27147.6443 | 2217.6341 | 1107.6971 | 12124.6389 | 3856.6412 | 2276.2212 | 21014.782 | CTL1 | 0.42111 | 0.23923 | 0.042183 | 65257.2309 | 3856.8925 | 2518.8181 | 21104.9446 | 9158.811 | 5981.3383 | 50117.0816 | 50288.4423 | 7218.2252 | 3605.4674 | 39464.7498 | 7894.5079 | 1121.5074 | 661.9228 | 6111.0776 |  | 5025 | CB CTL1 | 27480.6552 | 12030.6851 | 333.0109 | 24789.1776 | 10471.7284 | 2.0181 | 2614.5467 | 1482.0259 | 254.0619 | 76.9309 | 3856.8925 | 1639.2585 | 0.25138 | 20826.3792 | 1638.0719 | 0 | 1.9912 | 1.1287 | 0.19349 | 0.057888 | 21104.9446 | 8980.3056 | 90.1625 | 20826.3792 | 8792.1328 | 0 | 208.6808 | 118.2883 | 20.278 | 69.8845 | 2518.8181 | 1411.121 | 242.5969 | 107.955 | 41.5237 | 2.0181 | 2403.8747 | 1362.6088 | 233.5904 | 6.9885 | 0.0003116 | 0.0001192 | 6.4e-06 | 0.42069 | 0.23901 | 0.042069 | 0.0001068 | 5000000 | scaled
CB DEA1 | 768.1365 | 0 | 768.1365 | 0 | 0% | 100% | 0% | 122.188 | 255.8286 | 0.77511 | 96.3265 | 25.0864 | 1.6229 | 201.6816 | 52.5241 | DEA1 | 0.010387 | 0.010387 | 0.010387 | 73951.7215 | 4.8727 | 605.558 | 157.7058 | 469.12 | 58299.6015 | 15183 | 62188.1744 | 394.4968 | 49025.847 | 12767.8306 | 49322.032 | 312.8792 | 38882.8651 | 10126.2877 |  | 5026 | CB DEA1 | 768.1365 | 645.9486 | 512.3079 | 0 | 0 | 0 | 768.1365 | 645.9486 | 512.3079 | 0 | 4.8727 | 4.0976 | 3.2499 | 0 | 0 | 0 | 4.8727 | 4.0976 | 3.2499 | 0 | 157.7058 | 132.6195 | 105.1818 | 0 | 0 | 0 | 157.7058 | 132.6195 | 105.1818 | 0 | 605.558 | 509.2315 | 403.8763 | 0 | 0 | 0 | 605.558 | 509.2315 | 403.8763 | 0 | 0 | 0 | 0 | 0.010387 | 0.010387 | 0.010387 | 0 | 5000000 | scaled
CB DH1 | 0 | 0 | 0 | 0 | 0% | 0% | 0% | 0 | 0 | 0 | 0 | 0 | 0 | 0 | 0 | DH1 | 0 | 0 | 0 | 0 | 0 | 0 | 0 | 0 | 0 | 0 | 0 | 0 | 0 | 0 | 0 | 0 | 0 | 0 |  | 5027 | CB DH1 | 0 | 0 | 0 | 0 | 0 | 0 | 0 | 0 | 0 | 0 | 0 | 0 | 0 | 0 | 0 | 0 | 0 | 0 | 0 | 0 | 0 | 0 | 0 | 0 | 0 | 0 | 0 | 0 | 0 | 0 | 0 | 0 | 0 | 0 | 0 | 0 | 0 | 0 | 0 | 0 | 0 | 0 | 0 | 0 | 0 | 0 | 0 | 5000000 | scaled
CB DM1 | 1796.7053 | 1692.9687 | 0 | 103.7366 | 94.23% | 0% | 5.774% | 690.0907 | 1685.4723 | 127.2293 | 71.2931 | 491.5683 | 303.4 | 208.7489 | 1173.3235 | DM1 | 0.000494 | 0.000381 | 0.000162 | 3637055.3182 | 303.478 | 225.6688 | 1267.5585 | 614327.9775 | 456819.4618 | 2565907.879 | 2904500.3689 | 535491.1368 | 300063.2289 | 2068946.0032 | 686623.4152 | 123598.3019 | 85039.597 | 477985.5163 |  | 5028 | CB DM1 | 1796.7053 | 1106.6146 | 111.233 | 1692.9687 | 1002.8781 | 7.4964 | 0 | 0 | 0 | 103.7366 | 303.478 | 176.2488 | 0.078058 | 1173.3235 | 176.1707 | 0 | 0 | 0 | 0 | 0.078058 | 1267.5585 | 775.9902 | 94.235 | 1173.3235 | 681.7551 | 0 | 0 | 0 | 0 | 94.235 | 225.6688 | 154.3757 | 16.9199 | 216.2453 | 144.9522 | 7.4964 | 0 | 0 | 0 | 9.4235 | 0.0003442 | 0.0002312 | 1.22e-05 | 0 | 0 | 0 | 0.0001498 | 5000000 | scaled
CB DM2 | 93215.6205 | 52686.2499 | 37102.5127 | 3426.8579 | 56.52% | 39.8% | 3.676% | 48391.6086 | 86010.0387 | 5084.388 | 15906.1517 | 27401.0689 | 8186.39 | 33031.9804 | 44791.6683 | DM2 | 0.024472 | 0.014492 | 0.0060498 | 3809041.2986 | 8398.7464 | 35632.1654 | 49184.7087 | 343195.3967 | 1456026.2415 | 2009819.6605 | 3092932.2896 | 324966.8314 | 1016635.974 | 1751329.4842 | 1191044.6165 | 113362.9964 | 457418.2623 | 620263.3578 |  | 5029 | CB DM2 | 93215.6205 | 44824.0119 | 7205.5817 | 52686.2499 | 20830.4765 | 1304.1672 | 37102.5127 | 20566.6775 | 2474.5566 | 3426.8579 | 8398.7464 | 3314.3584 | 212.3564 | 42755.0901 | 3286.9836 | 206.7944 | 44.7327 | 24.7963 | 2.9835 | 2.5786 | 49184.7087 | 21783.6398 | 4393.0404 | 42755.0901 | 16832.179 | 1058.8556 | 3316.6374 | 1838.4796 | 221.2035 | 3112.9812 | 35632.1654 | 19726.0137 | 2600.185 | 1579.7247 | 711.314 | 38.5172 | 33741.1426 | 18703.4016 | 2250.3696 | 311.2981 | 0.009363 | 0.0038136 | 0.0002184 | 0.010309 | 0.0058782 | 0.0010308 | 0.0048006 | 5000000 | scaled
CB DR1 | 21326.4153 | 5510.6708 | 12717.8121 | 3097.9324 | 25.84% | 59.63% | 14.53% | 8780.7422 | 17283.5606 | 448.0606 | 5627.5236 | 2705.1581 | 777.5656 | 11653.6765 | 4852.3185 | DR1 | 0.019541 | 0.011121 | 0.005058 | 1091367.6514 | 794.2115 | 12729.3987 | 7802.8051 | 40643.3406 | 651420.0247 | 399304.286 | 1128086.2708 | 57563.588 | 722983.536 | 347539.1468 | 799299.0717 | 35959.4574 | 538938.3036 | 224401.3107 |  | 5030 | CB DR1 | 21326.4153 | 12545.673 | 4042.8547 | 5510.6708 | 2338.5515 | 95.9718 | 12717.8121 | 7109.1891 | 848.9504 | 3097.9324 | 794.2115 | 346.1509 | 16.6459 | 3954.418 | 334.0087 | 13.1432 | 17.5513 | 9.8111 | 1.1716 | 2.3311 | 7802.8051 | 5097.647 | 2950.4866 | 3954.418 | 1705.3494 | 67.2675 | 1034.2041 | 578.1146 | 69.0361 | 2814.183 | 12729.3987 | 7101.8751 | 1075.7222 | 781.9237 | 299.1933 | 15.5611 | 11666.0567 | 6521.2635 | 778.7428 | 281.4183 | 0.010233 | 0.0039178 | 0.0002042 | 0.0049496 | 0.0028446 | 0.000495 | 0.0043588 | 5000000 | scaled
CB DS1 | 13035.1407 | 1081.3471 | 11003.5157 | 950.2778 | 8.296% | 84.41% | 7.29% | 5517.0847 | 11331.9196 | 77.0775 | 4660.2858 | 779.7214 | 142.7617 | 9653.229 | 1535.929 | DS1 | 0.014723 | 0.0083888 | 0.0024342 | 885346.98 | 146.5821 | 10415.8749 | 2472.6837 | 9955.8579 | 707446.4013 | 167944.7208 | 896201.6019 | 12520.5603 | 757022.1984 | 126658.8431 | 699704.6497 | 8815.0122 | 596051.6339 | 94838.0035 |  | 5031 | CB DS1 | 13035.1407 | 7518.056 | 1703.2211 | 1081.3471 | 479.3054 | 18.9633 | 11003.5157 | 6088.4727 | 733.9799 | 950.2778 | 146.5821 | 69.5046 | 3.8204 | 676.6664 | 61.3826 | 2.2124 | 13.3864 | 7.407 | 0.89293 | 0.71505 | 2472.6837 | 1692.9623 | 936.7548 | 676.6664 | 313.5978 | 11.2957 | 932.7785 | 516.1256 | 62.2202 | 863.2389 | 10415.8749 | 5755.5891 | 762.6459 | 272.2001 | 104.3251 | 5.4552 | 10057.3509 | 5564.9402 | 670.8668 | 86.3239 | 0.0030616 | 0.0011728 | 6.16e-05 | 0.010321 | 0.0058756 | 0.0010322 | 0.0013404 | 5000000 | scaled
CB DT1 | 0 | 0 | 0 | 0 | 0% | 0% | 0% | 0 | 0 | 0 | 0 | 0 | 0 | 0 | 0 | DT1 | 0 | 0 | 0 | 0 | 0 | 0 | 0 | 0 | 0 | 0 | 0 | 0 | 0 | 0 | 0 | 0 | 0 | 0 |  | 5032 | CB DT1 | 0 | 0 | 0 | 0 | 0 | 0 | 0 | 0 | 0 | 0 | 0 | 0 | 0 | 0 | 0 | 0 | 0 | 0 | 0 | 0 | 0 | 0 | 0 | 0 | 0 | 0 | 0 | 0 | 0 | 0 | 0 | 0 | 0 | 0 | 0 | 0 | 0 | 0 | 0 | 0 | 0 | 0 | 0 | 0 | 0 | 0 | 0 | 5000000 | scaled
CB DV1 | 15491.1027 | 15462.1699 | 0 | 28.9328 | 99.81% | 0% | 0.1868% | 11121.0013 | 14938.4295 | 1800.5972 | 11.4758 | 9308.9282 | 2406.04 | 32.3486 | 12500.0409 | DV1 | 0.000145 | 0.0001118 | 4.72e-05 | 106835191.0439 | 2487.5722 | 36.2859 | 12967.2445 | 17155670.4293 | 250247.8729 | 89429272.7418 | 39088563.8137 | 6328814.8835 | 40335.7448 | 32719413.1854 | 11709177.8927 | 1885924.5126 | 25355.7684 | 9797897.6118 |  | 5033 | CB DV1 | 15491.1027 | 4370.1014 | 552.6732 | 15462.1699 | 4341.1686 | 523.7404 | 0 | 0 | 0 | 28.9328 | 2487.5722 | 686.975 | 81.5322 | 12940.9618 | 686.9532 | 81.5104 | 0 | 0 | 0 | 0.021771 | 12967.2445 | 3658.3163 | 467.2036 | 12940.9618 | 3632.0335 | 440.9209 | 0 | 0 | 0 | 26.2828 | 36.2859 | 24.8101 | 3.9374 | 33.6577 | 22.1818 | 1.3091 | 0 | 0 | 0 | 2.6283 | 0.0001014 | 6.82e-05 | 3.6e-06 | 0 | 0 | 0 | 4.36e-05 | 5000000 | scaled
CB EH1 | 0 | 0 | 0 | 0 | 0% | 0% | 0% | 0 | 0 | 0 | 0 | 0 | 0 | 0 | 0 | EH1 | 0 | 0 | 0 | 0 | 0 | 0 | 0 | 0 | 0 | 0 | 0 | 0 | 0 | 0 | 0 | 0 | 0 | 0 |  | 5034 | CB EH1 | 0 | 0 | 0 | 0 | 0 | 0 | 0 | 0 | 0 | 0 | 0 | 0 | 0 | 0 | 0 | 0 | 0 | 0 | 0 | 0 | 0 | 0 | 0 | 0 | 0 | 0 | 0 | 0 | 0 | 0 | 0 | 0 | 0 | 0 | 0 | 0 | 0 | 0 | 0 | 0 | 0 | 0 | 0 | 0 | 0 | 0 | 0 | 5000000 | scaled
CB ELE1 | 2921.4409 | 679.1198 | 0 | 2242.3211 | 23.25% | 0% | 76.75% | 419.1787 | 665.538 | 0.13913 | 418.3009 | 0.73866 | 0.19312 | 664.3234 | 1.0215 | ELE1 | 0.0086982 | 0.0053006 | 0.0033016 | 335867.2967 | 1.8804 | 881.5992 | 2037.9614 | 216.1823 | 101354.2068 | 234296.9077 | 472071.4998 | 156.6822 | 471082.9465 | 831.8712 | 683275.6521 | 198.2694 | 682028.6572 | 1048.7256 |  | 5035 | CB ELE1 | 2921.4409 | 2502.2622 | 2255.9029 | 679.1198 | 259.9411 | 13.5818 | 0 | 0 | 0 | 2242.3211 | 1.8804 | 1.7413 | 1.6873 | 1.0215 | 0.053995 | 0 | 0 | 0 | 0 | 1.6873 | 2037.9614 | 2037.2227 | 2036.9399 | 1.0215 | 0.28284 | 0 | 0 | 0 | 0 | 2036.9399 | 881.5992 | 463.2982 | 217.2758 | 677.9052 | 259.6042 | 13.5818 | 0 | 0 | 0 | 203.694 | 0.005507 | 0.0021094 | 0.0001104 | 0 | 0 | 0 | 0.0031912 | 5000000 | scaled
CB ELS1 | 26266.6921 | 0 | 26266.6921 | 0 | 0% | 100% | 0% | 2244.4997 | 4681.3815 | 3.0829 | 2057.5473 | 183.8695 | 6.43 | 4291.4525 | 383.499 | ELS1 | 0.052389 | 0.052389 | 0.052389 | 501378.0017 | 36.0777 | 24078.8459 | 2151.7685 | 688.6511 | 459616.4441 | 41072.9065 | 458535.0451 | 629.8056 | 420342.0297 | 37563.2098 | 412019.9025 | 565.9163 | 377701.2988 | 33752.6874 |  | 5036 | CB ELS1 | 26266.6921 | 24022.1925 | 21585.3107 | 0 | 0 | 0 | 26266.6921 | 24022.1925 | 21585.3107 | 0 | 36.0777 | 32.9949 | 29.6478 | 0 | 0 | 0 | 36.0777 | 32.9949 | 29.6478 | 0 | 2151.7685 | 1967.899 | 1768.2695 | 0 | 0 | 0 | 2151.7685 | 1967.899 | 1768.2695 | 0 | 24078.8459 | 22021.2986 | 19787.3933 | 0 | 0 | 0 | 24078.8459 | 22021.2986 | 19787.3933 | 0 | 0 | 0 | 0 | 0.052389 | 0.052389 | 0.052389 | 0 | 5000000 | scaled
CB EN1 | 70862.1068 | 11651.1152 | 52204.3848 | 7006.6068 | 16.44% | 73.67% | 9.888% | 29950.3295 | 59963.7351 | 634.7419 | 23867.5575 | 5448.0301 | 1040.6079 | 48939.863 | 9983.2643 | EN1 | 0.03227 | 0.019503 | 0.010719 | 2195912.8236 | 1097.6644 | 52818.0525 | 16946.39 | 34015.0101 | 1636754.027 | 525143.7865 | 2097717.1361 | 44457.2374 | 1671680.5861 | 381579.3127 | 1016771.9392 | 17645.0132 | 829846.2276 | 169280.6985 |  | 5037 | CB EN1 | 70862.1068 | 40911.7773 | 10898.3717 | 11651.1152 | 4697.2927 | 405.3872 | 52204.3848 | 29207.8778 | 3486.3777 | 7006.6068 | 1097.6644 | 462.9225 | 57.0565 | 5297.3197 | 424.9025 | 47.8753 | 58.5313 | 32.7477 | 3.9089 | 5.2722 | 16946.39 | 11498.3599 | 6963.1257 | 5297.3197 | 2177.0369 | 245.3788 | 5284.2208 | 2956.4734 | 352.8974 | 6364.8496 | 52818.0525 | 28950.4949 | 3878.1895 | 5319.9347 | 2095.3533 | 112.1331 | 46861.6328 | 26218.6567 | 3129.5715 | 636.485 | 0.017481 | 0.0068036 | 0.0003562 | 0.0049184 | 0.0028288 | 0.0004918 | 0.0098706 | 5000000 | scaled
CB EN2 | 45216.4552 | 24242.3459 | 16655.7127 | 4318.3966 | 53.61% | 36.84% | 9.55% | 22350.2381 | 39541.3766 | 2193.3834 | 8327.1746 | 11829.6801 | 3499.0793 | 16860.9051 | 19181.3922 | EN2 | 0.022788 | 0.013552 | 0.0068128 | 1984222.1874 | 3534.1971 | 18324.2223 | 23358.0359 | 155090.2697 | 804117.1796 | 1025014.7382 | 1687294.6487 | 165585.8922 | 628646.4191 | 893062.3375 | 833002.3812 | 73713.7055 | 355201.9508 | 404086.7249 |  | 5038 | CB EN2 | 45216.4552 | 22866.2171 | 5675.0786 | 24242.3459 | 9257.2398 | 244.778 | 16655.7127 | 9290.5806 | 1111.904 | 4318.3966 | 3534.1971 | 1340.8136 | 35.1178 | 17954.9598 | 1324.4589 | 30.2999 | 23.4946 | 13.1053 | 1.5685 | 3.2495 | 23358.0359 | 11528.3558 | 4176.6437 | 17954.9598 | 6779.8287 | 154.9663 | 1480.215 | 825.666 | 98.8164 | 3922.861 | 18324.2223 | 9997.0477 | 1463.3172 | 2779.933 | 1152.9523 | 59.5119 | 15152.0031 | 8451.8093 | 1011.5192 | 392.2861 | 0.011755 | 0.0046334 | 0.0002416 | 0.0049572 | 0.0028432 | 0.0004958 | 0.0060754 | 5000000 | scaled
CB EO1 | 23879.6596 | 18471.8735 | 0 | 5407.7861 | 77.35% | 0% | 22.65% | 11757.7421 | 18236.0229 | 1695.5287 | 1402.2119 | 8660.0015 | 2621.1349 | 2226.8651 | 13388.0229 | EO1 | 0.022403 | 0.013295 | 0.0079354 | 1065903.9605 | 2656.3725 | 2763.4876 | 18459.7995 | 118571.1181 | 123352.3607 | 823980.4816 | 911751.4217 | 131479.3879 | 108734.1979 | 671537.8359 | 711197.5132 | 102223.2007 | 86846.8371 | 522127.4754 |  | 5039 | CB EO1 | 23879.6596 | 12121.9175 | 5643.6367 | 18471.8735 | 6714.1314 | 235.8507 | 0 | 0 | 0 | 5407.7861 | 2656.3725 | 960.8437 | 35.2376 | 13547.3296 | 956.7746 | 31.1684 | 0 | 0 | 0 | 4.0692 | 18459.7995 | 9799.798 | 5071.7766 | 13547.3296 | 4887.3281 | 159.3067 | 0 | 0 | 0 | 4912.4699 | 2763.4876 | 1361.2757 | 536.6225 | 2272.2406 | 870.0288 | 45.3755 | 0 | 0 | 0 | 491.247 | 0.014763 | 0.0056554 | 0.0002956 | 0 | 0 | 0 | 0.0076398 | 5000000 | scaled
CB EO2 | 6965.1419 | 1916.3773 | 0 | 5048.7646 | 27.51% | 0% | 72.49% | 1117.2382 | 1873.0928 | 11.4667 | 1046.9548 | 58.8167 | 20.9782 | 1744.5334 | 107.5813 | EO2 | 0.021169 | 0.012652 | 0.007472 | 329019.3324 | 25.2411 | 2243.6133 | 4696.2875 | 1192.3382 | 105983.7907 | 221843.2036 | 462211.7999 | 4743.868 | 433134.9024 | 24333.0295 | 681484.0759 | 7632.4483 | 634710.5302 | 39141.0974 |  | 5040 | CB EO2 | 6965.1419 | 5847.9037 | 5092.049 | 1916.3773 | 799.1391 | 43.2844 | 0 | 0 | 0 | 5048.7646 | 25.2411 | 13.7744 | 4.2629 | 109.9552 | 9.9754 | 0.46389 | 0 | 0 | 0 | 3.799 | 4696.2875 | 4637.4708 | 4588.7063 | 109.9552 | 51.1384 | 2.3739 | 0 | 0 | 0 | 4586.3323 | 2243.6133 | 1196.6585 | 499.0798 | 1784.98 | 738.0253 | 40.4466 | 0 | 0 | 0 | 458.6332 | 0.014023 | 0.0055058 | 0.0003258 | 0 | 0 | 0 | 0.0071462 | 5000000 | scaled
CB EO3 | 120883.1028 | 111839.994 | 0 | 9043.1087 | 92.52% | 0% | 7.481% | 70798.1759 | 109981.2937 | 16353.7183 | 3739.7799 | 50704.6777 | 25349.1409 | 6036.8698 | 78595.283 | EO3 | 0.038956 | 0.02287 | 0.013327 | 3103051.7032 | 25777.0296 | 6990.081 | 88115.9922 | 661692.6091 | 179434.3643 | 2261924.7298 | 2189945.3828 | 505856.9566 | 115679.7279 | 1568408.6983 | 818011.9687 | 188540.2504 | 44900.6516 | 584571.0667 |  | 5041 | CB EO3 | 120883.1028 | 50084.9269 | 10901.8091 | 111839.994 | 41041.8182 | 1858.7004 | 0 | 0 | 0 | 9043.1087 | 25777.0296 | 9423.3114 | 427.8887 | 79901.1703 | 9416.5067 | 421.0841 | 0 | 0 | 0 | 6.8046 | 88115.9922 | 37411.3144 | 9520.7092 | 79901.1703 | 29196.4926 | 1305.8873 | 0 | 0 | 0 | 8214.8219 | 6990.081 | 3250.3011 | 953.2112 | 6168.5988 | 2428.8189 | 131.729 | 0 | 0 | 0 | 821.4822 | 0.026195 | 0.01011 | 0.0005664 | 0 | 0 | 0 | 0.012761 | 5000000 | scaled
CB EOS1 | 70923.641 | 58758.6655 | 0 | 12164.9755 | 82.85% | 0% | 17.15% | 36054.6082 | 57501.012 | 6539.6178 | 6503.157 | 23011.8334 | 10436.3587 | 10338.6933 | 36725.96 | EOS1 | 0.050825 | 0.030013 | 0.017769 | 1395453.4194 | 10676.7535 | 11656.1541 | 48590.7334 | 210069.7592 | 229339.891 | 956043.7692 | 1161797.6473 | 210727.9181 | 209553.0325 | 741516.6966 | 755387.3551 | 137101.8203 | 135818.795 | 482466.7398 |  | 5042 | CB EOS1 | 70923.641 | 34869.0328 | 13422.629 | 58758.6655 | 22704.0573 | 1257.6535 | 0 | 0 | 0 | 12164.9755 | 10676.7535 | 4137.1357 | 240.3948 | 37539.9863 | 4127.982 | 231.241 | 0 | 0 | 0 | 9.1538 | 48590.7334 | 25578.8999 | 11864.7734 | 37539.9863 | 14528.1529 | 814.0264 | 0 | 0 | 0 | 11050.747 | 11656.1541 | 5152.9971 | 1317.4608 | 10551.0794 | 4047.9224 | 212.3861 | 0 | 0 | 0 | 1105.0747 | 0.033731 | 0.012919 | 0.0006756 | 0 | 0 | 0 | 0.017094 | 5000000 | scaled
CB EOS2 | 23228.2249 | 11536.4744 | 0 | 11691.7505 | 49.67% | 0% | 50.33% | 7153.7541 | 11299.5069 | 258.0564 | 5571.347 | 1324.3507 | 400.0968 | 8846.2201 | 2053.19 | EOS2 | 0.044799 | 0.027371 | 0.017121 | 518498.7366 | 417.9846 | 10089.5449 | 12720.6954 | 9330.2226 | 225218.083 | 283950.431 | 587276.8013 | 21184.7564 | 457371.4448 | 108720.6001 | 696713.9394 | 24669.4838 | 545447.2412 | 126597.2144 |  | 5043 | CB EOS2 | 23228.2249 | 16074.4708 | 11928.718 | 11536.4744 | 4382.7202 | 236.9675 | 0 | 0 | 0 | 11691.7505 | 417.9846 | 159.9282 | 17.8879 | 2099.8291 | 151.1306 | 9.0902 | 0 | 0 | 0 | 8.7977 | 12720.6954 | 11396.3447 | 10667.5054 | 2099.8291 | 775.4784 | 46.6391 | 0 | 0 | 0 | 10620.8663 | 10089.5449 | 4518.1979 | 1243.3248 | 9027.4583 | 3456.1113 | 181.2382 | 0 | 0 | 0 | 1062.0866 | 0.028243 | 0.010815 | 0.0005656 | 0 | 0 | 0 | 0.016556 | 5000000 | scaled
CB EOS3 | 14182.5904 | 12392.8555 | 0 | 1789.735 | 87.38% | 0% | 12.62% | 7164.0805 | 12004.6453 | 1048.5099 | 734.9867 | 5380.5838 | 1767.5045 | 1168.2261 | 9068.9147 | EOS3 | 0.0075404 | 0.0044346 | 0.002606 | 1880880.3842 | 1828.2582 | 1354.6355 | 10999.6967 | 242461.7056 | 179650.3459 | 1458768.3327 | 1582670.36 | 231634.1385 | 162371.3837 | 1188664.8378 | 835742.5921 | 123050.6003 | 81329.8748 | 631362.117 |  | 5044 | CB EOS3 | 14182.5904 | 7018.51 | 2177.9452 | 12392.8555 | 5228.775 | 388.2102 | 0 | 0 | 0 | 1789.735 | 1828.2582 | 779.7483 | 60.7537 | 9373.8892 | 778.4016 | 59.407 | 0 | 0 | 0 | 1.3467 | 10999.6967 | 5619.1129 | 1930.7821 | 9373.8892 | 3993.3054 | 304.9746 | 0 | 0 | 0 | 1625.8075 | 1354.6355 | 619.6488 | 186.4094 | 1192.0547 | 457.068 | 23.8286 | 0 | 0 | 0 | 162.5808 | 0.0050348 | 0.001929 | 0.0001004 | 0 | 0 | 0 | 0.0025056 | 5000000 | scaled
CB ER1 | 20068.9125 | 0 | 20068.9125 | 0 | 0% | 100% | 0% | 3198.2572 | 6684.0197 | 3.3442 | 2939.7158 | 255.1973 | 6.989 | 6143.6953 | 533.3354 | ER1 | 0.014766 | 0.014766 | 0.014766 | 1359148.3327 | 20.9845 | 18446.5769 | 1601.351 | 1421.1577 | 1249277.175 | 108450 | 1142549.3509 | 1194.6767 | 1050187.6734 | 91167.0008 | 906479.3496 | 947.8363 | 833201.1553 | 72330.358 |  | 5045 | CB ER1 | 20068.9125 | 16870.6552 | 13384.8928 | 0 | 0 | 0 | 20068.9125 | 16870.6552 | 13384.8928 | 0 | 20.9845 | 17.6404 | 13.9956 | 0 | 0 | 0 | 20.9845 | 17.6404 | 13.9956 | 0 | 1601.351 | 1346.1537 | 1068.0156 | 0 | 0 | 0 | 1601.351 | 1346.1537 | 1068.0156 | 0 | 18446.5769 | 15506.8611 | 12302.8816 | 0 | 0 | 0 | 18446.5769 | 15506.8611 | 12302.8816 | 0 | 0 | 0 | 0 | 0.014766 | 0.014766 | 0.014766 | 0 | 5000000 | scaled
CB ES4 | 17810.2069 | 7131.794 | 0 | 10678.4129 | 40.04% | 0% | 59.96% | 3832.2689 | 6975.6432 | 61.7248 | 3454.8873 | 315.6568 | 139.3185 | 6123.7513 | 712.5734 | ES4 | 0.043584 | 0.026597 | 0.015623 | 408644.6935 | 148.8144 | 7241.0172 | 10420.3753 | 3414.4585 | 166140.8696 | 239089.3654 | 525545.6615 | 8464.7467 | 473792.7047 | 43288.2101 | 693518.5979 | 13851.0515 | 608823.4855 | 70844.0608 |  | 5046 | CB ES4 | 17810.2069 | 13977.938 | 10834.5636 | 7131.794 | 3299.5251 | 156.1508 | 0 | 0 | 0 | 10678.4129 | 148.8144 | 87.0896 | 9.4959 | 720.0319 | 79.0545 | 1.4607 | 0 | 0 | 0 | 8.0352 | 10420.3753 | 10104.7185 | 9707.8019 | 720.0319 | 404.3751 | 7.4585 | 0 | 0 | 0 | 9700.3434 | 7241.0172 | 3786.1299 | 1117.2659 | 6270.9829 | 2816.0955 | 147.2316 | 0 | 0 | 0 | 970.0343 | 0.028567 | 0.01158 | 0.000606 | 0 | 0 | 0 | 0.015017 | 5000000 | scaled
CB EV1 | 2646.105 | 467.1749 | 0 | 2178.9302 | 17.66% | 0% | 82.34% | 288.1266 | 457.7625 | 0 | 288.1266 | 0 | 0 | 457.7625 | 0 | EV1 | 0.0091594 | 0.0054096 | 0.0032022 | 288895.0201 | 1.6396 | 665.1104 | 1979.3551 | 179.0046 | 72615.0609 | 216100.9546 | 435887.7593 | 0 | 435887.7593 | 0 | 683387.2022 | 0 | 683387.2022 | 0 |  | 5047 | CB EV1 | 2646.105 | 2357.9784 | 2188.3425 | 467.1749 | 179.0483 | 9.4123 | 0 | 0 | 0 | 2178.9302 | 1.6396 | 1.6396 | 1.6396 | 0 | 0 | 0 | 0 | 0 | 0 | 1.6396 | 1979.3551 | 1979.3551 | 1979.3551 | 0 | 0 | 0 | 0 | 0 | 0 | 1979.3551 | 665.1104 | 376.9838 | 207.3478 | 467.1749 | 179.0483 | 9.4123 | 0 | 0 | 0 | 197.9355 | 0.0060796 | 0.0023298 | 0.0001224 | 0 | 0 | 0 | 0.0030798 | 5000000 | scaled
CB FB1 | 346587.1333 | 127989.7395 | 212978.1112 | 5619.2826 | 36.93% | 61.45% | 1.621% | 163148.4124 | 322626.3684 | 21168.0533 | 85147.4517 | 56832.9073 | 38762.9129 | 177059.9621 | 106803.4934 | FB1 | 0.04664 | 0.027583 | 0.010614 | 7431113.4927 | 39746.943 | 191099.7922 | 115740.398 | 852207.1835 | 4097336.8834 | 2481569.4258 | 6650523.1903 | 862886.9105 | 3470920.0906 | 2316716.1892 | 2257467.959 | 271230.2604 | 1238916.6861 | 747321.0126 |  | 5048 | CB FB1 | 346587.1333 | 183438.7209 | 23960.7649 | 127989.7395 | 59725.3383 | 3114.5011 | 212978.1112 | 118094.1 | 15226.9811 | 5619.2826 | 39746.943 | 18578.8897 | 984.0301 | 86561.0128 | 18413.4153 | 959.0108 | 290.801 | 161.2461 | 20.791 | 4.2283 | 115740.398 | 58907.4907 | 8936.9046 | 86561.0128 | 40453.6804 | 2111.0701 | 24074.7903 | 13349.2155 | 1721.2397 | 5104.5948 | 191099.7922 | 105952.3405 | 14039.8302 | 1976.8129 | 858.2426 | 44.4202 | 188612.5198 | 104583.6385 | 13484.9505 | 510.4595 | 0.014369 | 0.005841 | 0.0003044 | 0.024401 | 0.013872 | 0.0024402 | 0.0078694 | 5000000 | scaled
CB FB2 | 1029584.4519 | 971191.8506 | 54731.473 | 3661.1283 | 94.33% | 5.316% | 0.3556% | 617779.1437 | 1004849.4451 | 138790.5173 | 22794.1597 | 456194.4668 | 223129.999 | 47124.5002 | 734594.9458 | FB2 | 0.045688 | 0.025454 | 0.0079968 | 22535018.9314 | 227153.3184 | 51021.5464 | 751409.5872 | 4971815.8822 | 1116733.5632 | 16446469.486 | 16178285.2436 | 3634620.2362 | 596929.2111 | 11946735.7962 | 3093113.1006 | 686835.5519 | 145057.9584 | 2261219.5903 |  | 5049 | CB FB2 | 1029584.4519 | 411805.3082 | 24735.0068 | 971191.8506 | 377824.9964 | 17159.3766 | 54731.473 | 30319.1836 | 3914.502 | 3661.1283 | 227153.3184 | 88362.8011 | 4023.3194 | 742924.1363 | 88319.2678 | 4015.2996 | 73.6123 | 40.7784 | 5.2649 | 2.7549 | 751409.5872 | 295215.1204 | 16814.6413 | 742924.1363 | 289031.07 | 13119.8186 | 5159.6568 | 2858.2564 | 369.0287 | 3325.794 | 51021.5464 | 28227.3867 | 3897.0461 | 1190.763 | 474.6586 | 24.2584 | 49498.2039 | 27420.1487 | 3540.2083 | 332.5794 | 0.015872 | 0.0062686 | 0.0003272 | 0.024607 | 0.013977 | 0.0024608 | 0.0052088 | 5000000 | scaled
CB FL1 | 951.745 | 202.89 | 0 | 748.8549 | 21.32% | 0% | 78.68% | 125.2072 | 198.8461 | 0 | 125.2072 | 0 | 0 | 198.8461 | 0 | FL1 | 0.0027542 | 0.0017022 | 0.0010832 | 345561.3122 | 0.56349 | 270.9165 | 680.265 | 204.5927 | 98364.8656 | 246991.8539 | 485570.3094 | 0 | 485570.3094 | 0 | 695069.1527 | 0 | 695069.1527 | 0 |  | 5050 | CB FL1 | 951.745 | 826.5378 | 752.8989 | 202.89 | 77.6828 | 4.044 | 0 | 0 | 0 | 748.8549 | 0.56349 | 0.56349 | 0.56349 | 0 | 0 | 0 | 0 | 0 | 0 | 0.56349 | 680.265 | 680.265 | 680.265 | 0 | 0 | 0 | 0 | 0 | 0 | 680.265 | 270.9165 | 145.7093 | 72.0705 | 202.89 | 77.6828 | 4.044 | 0 | 0 | 0 | 68.0265 | 0.0017048 | 0.0006528 | 3.38e-05 | 0 | 0 | 0 | 0.0010494 | 5000000 | scaled
CB FM1 | 36234.5949 | 7126.55 | 25346.482 | 3761.5629 | 19.67% | 69.95% | 10.38% | 15413.5343 | 30658.8567 | 471.5718 | 11652.2123 | 3289.7502 | 783.8884 | 24022.4166 | 5852.5517 | FM1 | 0.019823 | 0.012001 | 0.0060052 | 1827925.1602 | 799.5395 | 25969.5603 | 9465.4951 | 40334.3356 | 1310085.3692 | 477505.4554 | 1734914.888 | 53079.1291 | 1311548.4245 | 370287.3344 | 928484.9998 | 23739.589 | 727504.4105 | 177241.0003 |  | 5051 | CB FM1 | 36234.5949 | 20821.0606 | 5575.7381 | 7126.55 | 2934.9997 | 120.587 | 25346.482 | 14124.4979 | 1693.5882 | 3761.5629 | 799.5395 | 327.9676 | 15.651 | 3947.3412 | 307.703 | 10.7301 | 31.2857 | 17.4342 | 2.0904 | 2.8305 | 9465.4951 | 6175.745 | 3612.9435 | 3947.3412 | 1587.8497 | 55.5221 | 2101.1245 | 1170.8658 | 140.3919 | 3417.0295 | 25969.5603 | 14317.3479 | 1947.1436 | 2413.7855 | 1039.447 | 54.3348 | 23214.0718 | 12936.198 | 1551.1059 | 341.703 | 0.0095636 | 0.003856 | 0.0002018 | 0.0049508 | 0.0028368 | 0.000495 | 0.0053084 | 5000000 | scaled
CB FM2 | 52722.2666 | 6903.3093 | 45251.1309 | 567.8264 | 13.09% | 85.83% | 1.077% | 23998.7136 | 49009.3997 | 353.8075 | 20314.9397 | 3329.9664 | 607.6174 | 42094.4728 | 6307.3096 | FM2 | 0.0078724 | 0.0045366 | 0.0013268 | 6697102.0988 | 618.7475 | 44997.4423 | 7106.0767 | 78597.0657 | 5715848.0617 | 902656.9714 | 6331515.4498 | 93344.0706 | 5359635.379 | 878536.0002 | 2798362.0894 | 34694.0285 | 2403530.289 | 360137.7719 |  | 5052 | CB FM2 | 52722.2666 | 28723.553 | 3712.8668 | 6903.3093 | 2944.321 | 121.4363 | 45251.1309 | 25211.4056 | 3023.6041 | 567.8264 | 618.7475 | 264.94 | 11.1301 | 2895.0755 | 233.3617 | 6.9669 | 55.912 | 31.1511 | 3.7359 | 0.42727 | 7106.0767 | 3776.1103 | 798.7672 | 2895.0755 | 1201.5426 | 36.0438 | 3695.1839 | 2058.7503 | 246.9059 | 515.8174 | 44997.4423 | 24682.5026 | 2902.9695 | 3445.8256 | 1509.4166 | 78.4255 | 41500.035 | 23121.5042 | 2772.9622 | 51.5817 | 0.0021626 | 0.0009298 | 4.84e-05 | 0.0049238 | 0.0028208 | 0.0004924 | 0.000786 | 5000000 | scaled
CB FM3 | 121112.2592 | 82076.0008 | 32243.6562 | 6792.6022 | 67.77% | 26.62% | 5.609% | 64240.4984 | 109938.3629 | 13142.7998 | 16255.8809 | 34841.8177 | 20946.7245 | 32879.978 | 56111.6604 | FM3 | 0.035117 | 0.020349 | 0.01045 | 3448821.3469 | 21547.4799 | 35586.7296 | 63978.0498 | 613591.1353 | 1013376.1304 | 1821854.0812 | 2794845.9286 | 571790.405 | 707228.0511 | 1515827.4725 | 1069313.3092 | 203737.9007 | 319806.4549 | 545768.9536 |  | 5053 | CB FM3 | 121112.2592 | 56871.7608 | 11173.8964 | 82076.0008 | 32015.5333 | 2228.3988 | 32243.6562 | 18063.6253 | 2152.8953 | 6792.6022 | 21547.4799 | 8404.6801 | 600.7554 | 55209.0821 | 8377.2676 | 592.9863 | 39.8078 | 22.3012 | 2.6579 | 5.1112 | 63978.0498 | 29136.2321 | 7866.3894 | 55209.0821 | 21510.0353 | 1522.4408 | 2598.5213 | 1455.7504 | 173.5022 | 6170.4464 | 35586.7296 | 19330.8487 | 2706.7516 | 5364.3577 | 2128.2304 | 112.9718 | 29605.3272 | 16585.5737 | 1976.7352 | 617.0446 | 0.020653 | 0.007973 | 0.0004168 | 0.0049234 | 0.0028354 | 0.0004924 | 0.0095404 | 5000000 | scaled
CB FRD1 | 373.6058 | 62.2525 | 0 | 311.3533 | 16.66% | 0% | 83.34% | 39.3563 | 61.1339 | 0.8927 | 33.8734 | 4.5903 | 1.1981 | 53.7722 | 6.1636 | FRD1 | 0.001599 | 0.0008848 | 0.0004648 | 233649.6718 | 1.4324 | 83.1744 | 288.999 | 895.8288 | 52016.4967 | 180737.3464 | 377768.4324 | 8568.719 | 325139.3637 | 44060.3497 | 672271.7112 | 13175.6652 | 591317.1416 | 67778.9044 |  | 5054 | CB FRD1 | 373.6058 | 334.2495 | 312.4719 | 62.2525 | 22.8962 | 1.1186 | 0 | 0 | 0 | 311.3533 | 1.4324 | 0.53973 | 0.23428 | 6.1636 | 0.30545 | 0 | 0 | 0 | 0 | 0.23428 | 288.999 | 284.4088 | 282.8355 | 6.1636 | 1.5733 | 0 | 0 | 0 | 0 | 282.8355 | 83.1744 | 49.301 | 29.4022 | 54.8908 | 21.0175 | 1.1186 | 0 | 0 | 0 | 28.2835 | 0.0011576 | 0.0004434 | 2.34e-05 | 0 | 0 | 0 | 0.0004414 | 5000000 | scaled
CB GA1 | 7257.5852 | 2010.9251 | 0 | 5246.6601 | 27.71% | 0% | 72.29% | 1207.1563 | 1967.6842 | 28.5984 | 1032.7154 | 145.8425 | 51.7939 | 1651.7319 | 264.1584 | GA1 | 0.021919 | 0.01308 | 0.0076502 | 331103.2762 | 57.2514 | 2162.3787 | 5037.9551 | 2611.9048 | 98651.3643 | 229840.0071 | 462578.083 | 10958.8198 | 395732.9324 | 55886.3309 | 691472.2379 | 18201.1111 | 580442.1039 | 92829.023 |  | 5055 | CB GA1 | 7257.5852 | 6050.4288 | 5289.9009 | 2010.9251 | 803.7688 | 43.2409 | 0 | 0 | 0 | 5246.6601 | 57.2514 | 28.653 | 5.4575 | 271.8531 | 24.705 | 1.5096 | 0 | 0 | 0 | 3.9479 | 5037.9551 | 4892.1126 | 4773.7966 | 271.8531 | 126.0106 | 7.6947 | 0 | 0 | 0 | 4766.1019 | 2162.3787 | 1129.6633 | 510.6468 | 1685.7685 | 653.0531 | 34.0366 | 0 | 0 | 0 | 476.6102 | 0.014569 | 0.005729 | 0.0002994 | 0 | 0 | 0 | 0.0073508 | 5000000 | scaled
CB GA3 | 14707.5718 | 9074.5681 | 0 | 5633.0036 | 61.7% | 0% | 38.3% | 5702.0877 | 8937.1051 | 924.5259 | 1147.1055 | 3630.4563 | 1441.1684 | 1836.9862 | 5658.9504 | GA3 | 0.024925 | 0.014471 | 0.0082582 | 590082.5592 | 1465.5958 | 2386.6983 | 10855.2776 | 58801.1779 | 95756.7335 | 435524.6478 | 622295.2869 | 100897.7993 | 125188.9495 | 396208.5381 | 698755.9831 | 112679.1128 | 143626.4987 | 442450.3716 |  | 5056 | CB GA3 | 14707.5718 | 9005.484 | 5770.4667 | 9074.5681 | 3372.4804 | 137.463 | 0 | 0 | 0 | 5633.0036 | 1465.5958 | 541.0699 | 24.4274 | 5738.2186 | 536.8313 | 20.1887 | 0 | 0 | 0 | 4.2387 | 10855.2776 | 7224.8213 | 5196.3272 | 5738.2186 | 2107.7623 | 79.2681 | 0 | 0 | 0 | 5117.0591 | 2386.6983 | 1239.5927 | 549.7121 | 1874.9924 | 727.8868 | 38.0061 | 0 | 0 | 0 | 511.7059 | 0.017009 | 0.0065558 | 0.0003426 | 0 | 0 | 0 | 0.0079156 | 5000000 | scaled
CB GH1 | 2740.5529 | 1146.4791 | 0 | 1594.0738 | 41.83% | 0% | 58.17% | 694.411 | 1119.7246 | 18.7662 | 577.4286 | 98.2162 | 32.5618 | 916.9612 | 170.2016 | GH1 | 0.0067936 | 0.0039892 | 0.002341 | 403402.1593 | 35.0352 | 1080.6345 | 1624.8832 | 5157.0938 | 159066.5465 | 239178.5191 | 512920.3704 | 13861.497 | 426512.3924 | 72546.481 | 692365.7903 | 20134.134 | 566989.9254 | 105241.7309 |  | 5057 | CB GH1 | 2740.5529 | 2046.1419 | 1620.8283 | 1146.4791 | 452.0681 | 26.7545 | 0 | 0 | 0 | 1594.0738 | 35.0352 | 16.269 | 2.4734 | 176.8156 | 15.0695 | 1.2739 | 0 | 0 | 0 | 1.1995 | 1624.8832 | 1526.667 | 1454.6816 | 176.8156 | 78.5995 | 6.614 | 0 | 0 | 0 | 1448.0676 | 1080.6345 | 503.2059 | 163.6733 | 935.8277 | 358.3991 | 18.8665 | 0 | 0 | 0 | 144.8068 | 0.0045444 | 0.00174 | 9.18e-05 | 0 | 0 | 0 | 0.0022492 | 5000000 | scaled
CB GH2 | 2439.1014 | 544.403 | 0 | 1894.6984 | 22.32% | 0% | 77.68% | 327.073 | 538.0268 | 26.8021 | 161.2387 | 139.0322 | 45.5872 | 255.9986 | 236.441 | GH2 | 0.0074138 | 0.0044656 | 0.0027312 | 328994.7657 | 47.1918 | 433.3827 | 1958.5268 | 6365.4055 | 58456.2192 | 264173.141 | 472955.1253 | 38756.4195 | 233154.9083 | 201043.7975 | 696058.3741 | 58977.2881 | 331191.6213 | 305889.4647 |  | 5058 | CB GH2 | 2439.1014 | 2112.0284 | 1901.0746 | 544.403 | 217.33 | 6.3762 | 0 | 0 | 0 | 1894.6984 | 47.1918 | 20.3898 | 1.6046 | 237.3698 | 18.9641 | 0.17893 | 0 | 0 | 0 | 1.4257 | 1958.5268 | 1819.4946 | 1722.0859 | 237.3698 | 98.3376 | 0.92882 | 0 | 0 | 0 | 1721.157 | 433.3827 | 272.144 | 177.3841 | 261.267 | 100.0283 | 5.2684 | 0 | 0 | 0 | 172.1157 | 0.0047786 | 0.0018304 | 9.6e-05 | 0 | 0 | 0 | 0.0026352 | 5000000 | scaled
CB GH3 | 4974.0401 | 1575.3911 | 0 | 3398.649 | 31.67% | 0% | 68.33% | 906.0108 | 1548.0747 | 29.7736 | 722.8485 | 153.3887 | 53.2025 | 1220.8401 | 274.032 | GH3 | 0.013217 | 0.0081272 | 0.0049918 | 376347.9365 | 55.7599 | 1556.8922 | 3361.3881 | 4218.9277 | 117798.2357 | 254330.7731 | 500545.0078 | 16449.0363 | 399353.1077 | 84742.8637 | 686318.6513 | 23586.6346 | 541243.4951 | 121488.5216 |  | 5059 | CB GH3 | 4974.0401 | 4068.0294 | 3425.9654 | 1575.3911 | 669.3804 | 27.3164 | 0 | 0 | 0 | 3398.649 | 55.7599 | 25.9863 | 2.5574 | 274.032 | 23.429 | 0 | 0 | 0 | 0 | 2.5574 | 3361.3881 | 3207.9994 | 3087.356 | 274.032 | 120.6434 | 0 | 0 | 0 | 0 | 3087.356 | 1556.8922 | 834.0437 | 336.052 | 1248.1566 | 525.3081 | 27.3164 | 0 | 0 | 0 | 308.7356 | 0.0083964 | 0.003307 | 0.0001716 | 0 | 0 | 0 | 0.0048202 | 5000000 | scaled
CB GM2 | 185866.5197 | 177938.3157 | 0 | 7928.204 | 95.73% | 0% | 4.266% | 110965.1788 | 174037.3423 | 17944.4185 | 1392.3399 | 91628.4203 | 28139.7939 | 2210.7781 | 143686.7703 | GM2 | 0.042423 | 0.02318 | 0.01186 | 4381288.3573 | 28777.169 | 2976.6182 | 154112.7325 | 678342.0473 | 70165.5292 | 3632780.7808 | 3231347.432 | 522548.1671 | 40545.4587 | 2668253.8062 | 997384.3118 | 161265.3272 | 12669.6686 | 823449.316 |  | 5060 | CB GM2 | 185866.5197 | 74901.3409 | 11829.1774 | 177938.3157 | 66973.1369 | 3900.9734 | 0 | 0 | 0 | 7928.204 | 28777.169 | 10832.7505 | 637.3751 | 146910.6977 | 10826.7847 | 631.4094 | 0 | 0 | 0 | 5.9657 | 154112.7325 | 62484.3122 | 10425.9622 | 146910.6977 | 55282.2774 | 3223.9274 | 0 | 0 | 0 | 7202.0348 | 2976.6182 | 1584.2783 | 765.8401 | 2256.4147 | 864.0748 | 45.6366 | 0 | 0 | 0 | 720.2035 | 0.031188 | 0.011944 | 0.000625 | 0 | 0 | 0 | 0.011235 | 5000000 | scaled
CB GN1 | 90345.9344 | 3991.8819 | 82611.7277 | 3742.3249 | 4.418% | 91.44% | 4.142% | 39428.4789 | 81015.4638 | 184.4261 | 35430.5605 | 3813.4923 | 287.2192 | 73054.4393 | 7673.8052 | GN1 | 0.024571 | 0.014582 | 0.006491 | 3676933.5566 | 300.0155 | 78455.8873 | 11590.0315 | 12210.148 | 3193027.8518 | 471695.5568 | 3491897.6982 | 16333.3012 | 3137830.7258 | 337733.6712 | 1437447.3356 | 5096.0949 | 1296195.8654 | 136155.3753 |  | 5061 | CB GN1 | 90345.9344 | 50917.4555 | 9330.4707 | 3991.8819 | 1458.7071 | 78.4398 | 82611.7277 | 45716.4235 | 5509.7059 | 3742.3249 | 300.0155 | 115.5894 | 12.7963 | 604.2391 | 59.4144 | 3.5496 | 96.4223 | 53.3591 | 6.4308 | 2.816 | 11590.0315 | 7776.5392 | 3916.2263 | 604.2391 | 178.8443 | 10.7162 | 7586.2389 | 4198.1413 | 505.9566 | 3399.5536 | 78455.8873 | 43025.3268 | 5401.448 | 3186.8655 | 1220.4484 | 64.1741 | 74929.0664 | 41464.9231 | 4997.3186 | 339.9554 | 0.0090384 | 0.0034622 | 0.0001806 | 0.010247 | 0.0058336 | 0.0010246 | 0.0052858 | 5000000 | scaled
CB GS1 | 15431.1066 | 149.5427 | 13929.0977 | 1352.4661 | 0.9691% | 90.27% | 8.765% | 6316.2063 | 13146.3134 | 8.1415 | 5802.8007 | 505.2641 | 17.0049 | 12073.9726 | 1055.3359 | GS1 | 0.019954 | 0.01159 | 0.0034892 | 773318.4939 | 19.2382 | 13052.5005 | 2359.3678 | 964.1099 | 654116.4112 | 118237.9728 | 786418.0959 | 1013.677 | 722495.0034 | 62909.4155 | 654818.6215 | 847.0162 | 601405.2632 | 52566.3421 |  | 5062 | CB GS1 | 15431.1066 | 9114.9003 | 2284.7931 | 149.5427 | 57.2558 | 3.0157 | 13929.0977 | 7705.1785 | 929.3114 | 1352.4661 | 19.2382 | 11.0968 | 2.2333 | 0 | 0 | 0 | 18.2205 | 10.0791 | 1.2156 | 1.0177 | 2359.3678 | 1854.1037 | 1304.0319 | 0 | 0 | 0 | 1130.7784 | 625.5142 | 75.4424 | 1228.5894 | 13052.5005 | 7249.6998 | 978.5279 | 149.5427 | 57.2558 | 3.0157 | 12780.0988 | 7069.5851 | 852.6533 | 122.8589 | 0.0032512 | 0.001245 | 6.54e-05 | 0.014755 | 0.008397 | 0.0014754 | 0.0019484 | 5000000 | scaled
CB HB5 | 0 | 0 | 0 | 0 | 0% | 0% | 0% | 0 | 0 | 0 | 0 | 0 | 0 | 0 | 0 | HB5 | 0 | 0 | 0 | 0 | 0 | 0 | 0 | 0 | 0 | 0 | 0 | 0 | 0 | 0 | 0 | 0 | 0 | 0 |  | 5063 | CB HB5 | 0 | 0 | 0 | 0 | 0 | 0 | 0 | 0 | 0 | 0 | 0 | 0 | 0 | 0 | 0 | 0 | 0 | 0 | 0 | 0 | 0 | 0 | 0 | 0 | 0 | 0 | 0 | 0 | 0 | 0 | 0 | 0 | 0 | 0 | 0 | 0 | 0 | 0 | 0 | 0 | 0 | 0 | 0 | 0 | 0 | 0 | 0 | 5000000 | scaled
CB HC3 | 24390.2009 | 16106.1232 | 0 | 8284.0776 | 66.04% | 0% | 33.96% | 9683.4858 | 15919.7191 | 1455.1287 | 3012.3074 | 5216.0497 | 2429.0913 | 4783.5922 | 8707.0355 | HC3 | 0.035828 | 0.020917 | 0.012143 | 680765.6917 | 2454.1016 | 5636.3152 | 16299.7841 | 68497.5155 | 157317.6884 | 454950.4878 | 703105.4045 | 105655.019 | 218719.752 | 378730.6335 | 697537.9082 | 106432.9895 | 209597.7259 | 381507.1928 |  | 5064 | CB HC3 | 24390.2009 | 14706.7151 | 8470.4818 | 16106.1232 | 6422.6375 | 186.4042 | 0 | 0 | 0 | 8284.0776 | 2454.1016 | 998.9729 | 25.0102 | 8774.4712 | 992.7394 | 18.7767 | 0 | 0 | 0 | 6.2335 | 16299.7841 | 11083.7344 | 7592.7486 | 8774.4712 | 3558.4216 | 67.4357 | 0 | 0 | 0 | 7525.3129 | 5636.3152 | 2624.0078 | 852.723 | 4883.7839 | 1871.4765 | 100.1917 | 0 | 0 | 0 | 752.5313 | 0.024205 | 0.0092942 | 0.0005208 | 0 | 0 | 0 | 0.011623 | 5000000 | scaled
CB HC4 | 33100.6378 | 27568.3688 | 0 | 5532.269 | 83.29% | 0% | 16.71% | 18018.2929 | 27124.7924 | 3894.9099 | 2026.3545 | 12097.0285 | 5791.6157 | 3344.9388 | 17988.2379 | HC4 | 0.021599 | 0.013263 | 0.0081486 | 1532522.076 | 5886.1632 | 3920.2243 | 23294.2504 | 272522.6952 | 181501.9475 | 1078497.4333 | 1137157.3162 | 245812.7041 | 127885.8041 | 763458.808 | 733358.5431 | 156584.8243 | 90435.3269 | 486338.3919 |  | 5065 | CB HC4 | 33100.6378 | 15082.3449 | 5975.8454 | 27568.3688 | 9550.0759 | 443.5764 | 0 | 0 | 0 | 5532.269 | 5886.1632 | 1991.2533 | 94.5475 | 18268.6993 | 1987.0904 | 90.3846 | 0 | 0 | 0 | 4.1629 | 23294.2504 | 11197.2219 | 5306.0125 | 18268.6993 | 6171.6708 | 280.4614 | 0 | 0 | 0 | 5025.5511 | 3920.2243 | 1893.8697 | 575.2854 | 3417.6692 | 1391.3146 | 72.7303 | 0 | 0 | 0 | 502.5551 | 0.013732 | 0.0053962 | 0.0002816 | 0 | 0 | 0 | 0.007867 | 5000000 | scaled
CB HK1 | 0 | 0 | 0 | 0 | 0% | 0% | 0% | 0 | 0 | 0 | 0 | 0 | 0 | 0 | 0 | HK1 | 0 | 0 | 0 | 0 | 0 | 0 | 0 | 0 | 0 | 0 | 0 | 0 | 0 | 0 | 0 | 0 | 0 | 0 |  | 5066 | CB HK1 | 0 | 0 | 0 | 0 | 0 | 0 | 0 | 0 | 0 | 0 | 0 | 0 | 0 | 0 | 0 | 0 | 0 | 0 | 0 | 0 | 0 | 0 | 0 | 0 | 0 | 0 | 0 | 0 | 0 | 0 | 0 | 0 | 0 | 0 | 0 | 0 | 0 | 0 | 0 | 0 | 0 | 0 | 0 | 0 | 0 | 0 | 0 | 5000000 | scaled
CB HL1 | 10825.2887 | 4014.2765 | 0 | 6811.0123 | 37.08% | 0% | 62.92% | 2480.1748 | 3942.7482 | 93.9824 | 2136.5091 | 249.6834 | 150.5817 | 3392.1407 | 400.0258 | HL1 | 0.02785 | 0.01653 | 0.00987 | 388694.1915 | 156.2953 | 4080.2387 | 6588.7547 | 5611.9595 | 146505.5685 | 236576.6635 | 504852.6828 | 19130.6145 | 434897.7009 | 50824.3674 | 697319.2033 | 26632.0579 | 599938.1003 | 70749.0451 |  | 5067 | CB HL1 | 10825.2887 | 8345.1139 | 6882.5405 | 4014.2765 | 1534.1016 | 71.5283 | 0 | 0 | 0 | 6811.0123 | 156.2953 | 62.3129 | 5.7136 | 401.5845 | 57.1878 | 0.58857 | 0 | 0 | 0 | 5.1251 | 6588.7547 | 6339.0713 | 6188.7289 | 401.5845 | 151.9012 | 1.5587 | 0 | 0 | 0 | 6187.1702 | 4080.2387 | 1943.7296 | 688.098 | 3461.5217 | 1325.0126 | 69.381 | 0 | 0 | 0 | 618.717 | 0.018347 | 0.0070266 | 0.0003668 | 0 | 0 | 0 | 0.0095032 | 5000000 | scaled
CB HL3 | 9425.115 | 3856.9557 | 0 | 5568.1593 | 40.92% | 0% | 59.08% | 2309.1538 | 3782.5485 | 19.4084 | 2189.5084 | 100.2371 | 42.0613 | 3523.4045 | 217.0826 | HL3 | 0.021995 | 0.013368 | 0.0081732 | 428503.9164 | 46.3332 | 4103.1276 | 5275.6543 | 2106.4928 | 186544.8028 | 239852.6207 | 532297.149 | 4473.9544 | 504716.9389 | 23106.2557 | 690374.2163 | 7676.8471 | 643076.3946 | 39620.9746 |  | 5068 | CB HL3 | 9425.115 | 7115.9612 | 5642.5665 | 3856.9557 | 1547.8019 | 74.4072 | 0 | 0 | 0 | 5568.1593 | 46.3332 | 26.9247 | 4.2718 | 217.5003 | 22.7349 | 0.081978 | 0 | 0 | 0 | 4.1899 | 5275.6543 | 5175.4173 | 5058.5717 | 217.5003 | 117.2632 | 0.41764 | 0 | 0 | 0 | 5058.154 | 4103.1276 | 1913.6192 | 579.723 | 3597.3122 | 1407.8038 | 73.9076 | 0 | 0 | 0 | 505.8154 | 0.014109 | 0.0054822 | 0.000287 | 0 | 0 | 0 | 0.0078862 | 5000000 | scaled
CB HP1 | 16675.5477 | 5144.1333 | 0 | 11531.4144 | 30.85% | 0% | 69.15% | 3169.4271 | 5044.2747 | 23.7235 | 3024.0155 | 121.6881 | 35.4761 | 4826.7525 | 182.046 | HP1 | 0.048206 | 0.028673 | 0.016959 | 345922.6591 | 44.254 | 5973.5186 | 10657.7751 | 918.0195 | 123916.495 | 221088.1446 | 471036.39 | 3525.7528 | 449425.4937 | 18085.1435 | 685830.4558 | 4823.4114 | 656255.6791 | 24751.3654 |  | 5069 | CB HP1 | 16675.5477 | 13506.1206 | 11631.273 | 5144.1333 | 1974.7062 | 99.8586 | 0 | 0 | 0 | 11531.4144 | 44.254 | 20.5306 | 8.7779 | 182.5593 | 11.8536 | 0.1009 | 0 | 0 | 0 | 8.677 | 10657.7751 | 10536.087 | 10475.7291 | 182.5593 | 60.8712 | 0.51332 | 0 | 0 | 0 | 10475.2158 | 5973.5186 | 2949.5031 | 1146.766 | 4925.997 | 1901.9815 | 99.2444 | 0 | 0 | 0 | 1047.5216 | 0.031892 | 0.012359 | 0.000645 | 0 | 0 | 0 | 0.016314 | 5000000 | scaled
CB HV1 | 1372.9775 | 589.9527 | 0 | 783.0247 | 42.97% | 0% | 57.03% | 411.1777 | 588.484 | 73.5242 | 45.3431 | 292.3104 | 103.7785 | 72.0069 | 412.6985 | HV1 | 0.0035008 | 0.0020146 | 0.0011404 | 392189.6373 | 104.3677 | 144.6062 | 1124.0036 | 29812.5391 | 41306.6061 | 321070.4921 | 477414.7562 | 85368.256 | 52647.4958 | 339399.0044 | 687910.8335 | 121312.3603 | 84172.7526 | 482425.7206 |  | 5070 | CB HV1 | 1372.9775 | 961.7998 | 784.4935 | 589.9527 | 178.775 | 1.4688 | 0 | 0 | 0 | 783.0247 | 104.3677 | 30.8436 | 0.5892 | 412.6985 | 30.2544 | 0 | 0 | 0 | 0 | 0.5892 | 1124.0036 | 831.6932 | 711.305 | 412.6985 | 120.3881 | 0 | 0 | 0 | 0 | 711.305 | 144.6062 | 99.263 | 72.5993 | 73.4757 | 28.1325 | 1.4688 | 0 | 0 | 0 | 71.1305 | 0.0024084 | 0.0009222 | 4.8e-05 | 0 | 0 | 0 | 0.0010924 | 5000000 | scaled
CB HW1 | 122438.2319 | 121648.2837 | 0 | 789.9482 | 99.35% | 0% | 0.6452% | 73096.6319 | 118509.5728 | 11960.7409 | 24.4209 | 61111.4701 | 19392.5541 | 39.7032 | 99077.3155 | HW1 | 0.0031138 | 0.0018858 | 0.001144 | 39321161.251 | 19907.0076 | 112.27 | 102418.9543 | 6393155.4944 | 36055.6155 | 32891950.1412 | 26164810.6923 | 4281326.1578 | 8741.4005 | 21874743.134 | 3434142.5456 | 561952.8751 | 1150.5092 | 2871039.1613 |  | 5071 | CB HW1 | 122438.2319 | 49341.6 | 3928.6591 | 121648.2837 | 48551.6518 | 3138.7109 | 0 | 0 | 0 | 789.9482 | 19907.0076 | 7946.2666 | 514.4535 | 101701.36 | 7945.6722 | 513.859 | 0 | 0 | 0 | 0.59441 | 102418.9543 | 41307.4842 | 3341.6388 | 101701.36 | 40589.8899 | 2624.0445 | 0 | 0 | 0 | 717.5943 | 112.27 | 87.8491 | 72.5668 | 40.5105 | 16.0897 | 0.80737 | 0 | 0 | 0 | 71.7594 | 0.0020108 | 0.0007828 | 4.1e-05 | 0 | 0 | 0 | 0.001103 | 5000000 | scaled
CB IB1 | 2897.3951 | 1195.0167 | 0 | 1702.3784 | 41.24% | 0% | 58.76% | 736.6674 | 1171.1957 | 0.66292 | 732.6061 | 3.3984 | 1.2431 | 1163.5823 | 6.3703 | IB1 | 0.0077878 | 0.0044682 | 0.0025154 | 372042.8265 | 2.5241 | 1342.0486 | 1552.8225 | 324.1047 | 172327.0458 | 199391.676 | 483579.0088 | 435.1695 | 480913.0169 | 2230.8224 | 686252.4682 | 728.371 | 681791.487 | 3732.6102 |  | 5072 | CB IB1 | 2897.3951 | 2160.7277 | 1726.1995 | 1195.0167 | 458.3493 | 23.821 | 0 | 0 | 0 | 1702.3784 | 2.5241 | 1.8611 | 1.281 | 6.3703 | 0.58016 | 0 | 0 | 0 | 0 | 1.281 | 1552.8225 | 1549.4241 | 1546.4522 | 6.3703 | 2.9719 | 0 | 0 | 0 | 0 | 1546.4522 | 1342.0486 | 609.4424 | 178.4663 | 1187.4033 | 454.7972 | 23.821 | 0 | 0 | 0 | 154.6452 | 0.0053802 | 0.0020606 | 0.0001078 | 0 | 0 | 0 | 0.0024076 | 5000000 | scaled
CB IB2 | 4568.4717 | 1318.3011 | 0 | 3250.1705 | 28.86% | 0% | 71.14% | 812.5382 | 1292.0667 | 1.869 | 801.0621 | 9.6071 | 3.3603 | 1271.4499 | 17.2564 | IB2 | 0.013384 | 0.0079802 | 0.0048036 | 341343.3894 | 5.806 | 1592.9321 | 2969.7336 | 433.8064 | 119019.4166 | 221890.1664 | 470656.5623 | 1082.576 | 464009.1234 | 5564.863 | 682072.8151 | 1773.8938 | 671189.364 | 9109.5573 |  | 5073 | CB IB2 | 4568.4717 | 3755.9335 | 3276.405 | 1318.3011 | 505.763 | 26.2345 | 0 | 0 | 0 | 3250.1705 | 5.806 | 3.937 | 2.4456 | 17.2565 | 1.4914 | 0 | 0 | 0 | 0 | 2.4456 | 2969.7336 | 2960.1265 | 2952.4772 | 17.2565 | 7.6493 | 0 | 0 | 0 | 0 | 2952.4772 | 1592.9321 | 791.87 | 321.4822 | 1297.6844 | 496.6223 | 26.2345 | 0 | 0 | 0 | 295.2477 | 0.008756 | 0.0033524 | 0.0001758 | 0 | 0 | 0 | 0.0046278 | 5000000 | scaled
CB JE1 | 754.5421 | 56.6591 | 0 | 697.883 | 7.509% | 0% | 92.49% | 34.9476 | 55.5253 | 0 | 34.9476 | 0 | 0 | 55.5253 | 0 | JE1 | 0.0027018 | 0.0016472 | 0.0010266 | 279273.852 | 0.52513 | 120.0552 | 633.9617 | 194.3647 | 44435.2806 | 234644.2068 | 436859.2375 | 0 | 436859.2375 | 0 | 680904.7464 | 0 | 680904.7464 | 0 |  | 5074 | CB JE1 | 754.5421 | 719.5945 | 699.0168 | 56.6591 | 21.7115 | 1.1338 | 0 | 0 | 0 | 697.883 | 0.52513 | 0.52513 | 0.52513 | 0 | 0 | 0 | 0 | 0 | 0 | 0.52513 | 633.9617 | 633.9617 | 633.9617 | 0 | 0 | 0 | 0 | 0 | 0 | 633.9617 | 120.0552 | 85.1077 | 64.53 | 56.6591 | 21.7115 | 1.1338 | 0 | 0 | 0 | 63.3962 | 0.0017092 | 0.0006546 | 3.4e-05 | 0 | 0 | 0 | 0.0009926 | 5000000 | scaled
CB JU1 | 1531748.6954 | 1498742.3946 | 30928.2518 | 2078.0489 | 97.85% | 2.019% | 0.1357% | 892134.4076 | 1490318.467 | 133271.7872 | 12217.2096 | 746645.4109 | 221739.3129 | 25430.3207 | 1243148.8333 | JU1 | 0.1808 | 0.10248 | 0.019943 | 8471845.8235 | 227273.3234 | 28235.5484 | 1276239.8236 | 1257010.7363 | 156166.0954 | 7058668.9918 | 6241113.6154 | 932330.777 | 85468.0555 | 5223314.7829 | 2077452.9364 | 309097.0131 | 35448.9968 | 1732906.9266 |  | 5075 | CB JU1 | 1531748.6954 | 639614.2878 | 41430.2284 | 1498742.3946 | 620056.0661 | 36456.7561 | 30928.2518 | 17480.1728 | 2895.4233 | 2078.0489 | 227273.3234 | 94001.5362 | 5534.0105 | 1271408.9282 | 93963.5592 | 5526.4153 | 64.4272 | 36.4133 | 6.0315 | 1.5637 | 1276239.8236 | 529594.4127 | 33090.9903 | 1271408.9282 | 526043.2579 | 30927.7433 | 2943.1816 | 1663.441 | 275.5331 | 1887.7139 | 28235.5484 | 16018.3388 | 2805.2277 | 126.134 | 49.249 | 2.5975 | 27920.643 | 15780.3185 | 2613.8587 | 188.7714 | 0.0097614 | 0.0040264 | 0.0002104 | 0.16812 | 0.095537 | 0.016812 | 0.0029202 | 5000000 | scaled
CB KR1 | 827.6871 | 121.6515 | 0 | 706.0356 | 14.7% | 0% | 85.3% | 75.0503 | 119.2417 | 0 | 75.0503 | 0 | 0 | 119.2417 | 0 | KR1 | 0.0031394 | 0.0018162 | 0.001038 | 263644.9833 | 0.53127 | 185.7882 | 641.3676 | 169.2263 | 59179.5317 | 204296.2252 | 414401.9273 | 0 | 414401.9273 | 0 | 682509.9348 | 0 | 682509.9348 | 0 |  | 5076 | CB KR1 | 827.6871 | 752.6368 | 708.4453 | 121.6515 | 46.6012 | 2.4097 | 0 | 0 | 0 | 706.0356 | 0.53127 | 0.53127 | 0.53127 | 0 | 0 | 0 | 0 | 0 | 0 | 0.53127 | 641.3676 | 641.3676 | 641.3676 | 0 | 0 | 0 | 0 | 0 | 0 | 641.3676 | 185.7882 | 110.7379 | 66.5465 | 121.6515 | 46.6012 | 2.4097 | 0 | 0 | 0 | 64.1368 | 0.0021444 | 0.0008212 | 4.3e-05 | 0 | 0 | 0 | 0.000995 | 5000000 | scaled
CB LA1 | 14214.4205 | 6809.9502 | 0 | 7404.4703 | 47.91% | 0% | 52.09% | 4139.0316 | 6675.1102 | 64.844 | 3741.2563 | 332.9312 | 101.2889 | 6053.7058 | 520.1155 | LA1 | 0.029769 | 0.017942 | 0.010821 | 477490.694 | 107.9444 | 6854.5147 | 7251.9613 | 3626.0674 | 230256.8019 | 243607.8247 | 561547.0164 | 8797.464 | 507580.404 | 45169.1484 | 696729.5291 | 10572.2578 | 631869.0569 | 54288.2145 |  | 5077 | CB LA1 | 14214.4205 | 10075.3889 | 7539.3102 | 6809.9502 | 2670.9186 | 134.84 | 0 | 0 | 0 | 7404.4703 | 107.9444 | 43.1004 | 6.6555 | 525.6898 | 37.5287 | 1.0838 | 0 | 0 | 0 | 5.5716 | 7251.9613 | 6919.0301 | 6731.8458 | 525.6898 | 192.7586 | 5.5744 | 0 | 0 | 0 | 6726.2715 | 6854.5147 | 3113.2584 | 800.8089 | 6181.8876 | 2440.6313 | 128.1818 | 0 | 0 | 0 | 672.6271 | 0.019342 | 0.0075148 | 0.0003936 | 0 | 0 | 0 | 0.010427 | 5000000 | scaled
CB LA2 | 12221.3924 | 6992.6554 | 0 | 5228.737 | 57.22% | 0% | 42.78% | 4533.5684 | 6896.1485 | 339.566 | 2457.7126 | 1736.2898 | 479.5333 | 3964.4259 | 2452.1893 | LA2 | 0.020909 | 0.012707 | 0.0077022 | 584503.9146 | 485.6277 | 4522.6679 | 7213.0967 | 23225.7736 | 216302.4509 | 344975.6901 | 604987.9546 | 45313.8298 | 327972.6624 | 231701.4624 | 691392.5671 | 48076.9489 | 397464.5575 | 245851.0607 |  | 5078 | CB LA2 | 12221.3924 | 7687.8239 | 5325.2438 | 6992.6554 | 2459.087 | 96.5069 | 0 | 0 | 0 | 5228.737 | 485.6277 | 146.0617 | 6.0944 | 2463.2762 | 142.1272 | 2.1599 | 0 | 0 | 0 | 3.9345 | 7213.0967 | 5476.8069 | 4760.9074 | 2463.2762 | 726.9864 | 11.087 | 0 | 0 | 0 | 4749.8205 | 4522.6679 | 2064.9554 | 558.242 | 4047.6859 | 1589.9733 | 83.26 | 0 | 0 | 0 | 474.982 | 0.013484 | 0.0052822 | 0.000277 | 0 | 0 | 0 | 0.0074252 | 5000000 | scaled
CB LA3 | 17554.7377 | 9085.9511 | 0 | 8468.7866 | 51.76% | 0% | 48.24% | 5102.7619 | 8879.3031 | 279.9816 | 3392.1245 | 1430.6558 | 450.7839 | 6125.0374 | 2303.4818 | LA3 | 0.035693 | 0.02161 | 0.012422 | 491820.2713 | 466.3916 | 7044.5812 | 10043.7649 | 13066.6057 | 197363.692 | 281389.9736 | 576208.2626 | 31615.7631 | 383041.6201 | 161550.8793 | 698415.2289 | 35457.0979 | 481774.2268 | 181183.9042 |  | 5079 | CB LA3 | 17554.7377 | 12451.9758 | 8675.4346 | 9085.9511 | 3983.1892 | 206.648 | 0 | 0 | 0 | 8468.7866 | 466.3916 | 186.41 | 15.6077 | 2350.6612 | 180.0375 | 9.2352 | 0 | 0 | 0 | 6.3725 | 10043.7649 | 8613.1091 | 7740.283 | 2350.6612 | 920.0054 | 47.1793 | 0 | 0 | 0 | 7693.1037 | 7044.5812 | 3652.4567 | 919.5438 | 6275.2708 | 2883.1463 | 150.2335 | 0 | 0 | 0 | 769.3104 | 0.023779 | 0.0096954 | 0.0005068 | 0 | 0 | 0 | 0.011915 | 5000000 | scaled
CB LD2 | 0 | 0 | 0 | 0 | 0% | 0% | 0% | 0 | 0 | 0 | 0 | 0 | 0 | 0 | 0 | LD2 | 0 | 0 | 0 | 0 | 0 | 0 | 0 | 0 | 0 | 0 | 0 | 0 | 0 | 0 | 0 | 0 | 0 | 0 |  | 5080 | CB LD2 | 0 | 0 | 0 | 0 | 0 | 0 | 0 | 0 | 0 | 0 | 0 | 0 | 0 | 0 | 0 | 0 | 0 | 0 | 0 | 0 | 0 | 0 | 0 | 0 | 0 | 0 | 0 | 0 | 0 | 0 | 0 | 0 | 0 | 0 | 0 | 0 | 0 | 0 | 0 | 0 | 0 | 0 | 0 | 0 | 0 | 0 | 0 | 5000000 | scaled
CB LF1 | 6248.9256 | 0 | 6248.9256 | 0 | 0% | 100% | 0% | 985.1124 | 2058.0764 | 1.3321 | 891.271 | 92.5093 | 2.783 | 1862.0249 | 193.2685 | LF1 | 0.0073786 | 0.0073786 | 0.0073786 | 846898.5388 | 8.45 | 5653.6555 | 586.8201 | 1145.2048 | 766223.334 | 79530 | 713389.1494 | 964.6689 | 645431.9939 | 66992.4867 | 567973.4894 | 768.0329 | 513868.5696 | 53336.8869 |  | 5081 | CB LF1 | 6248.9256 | 5263.8132 | 4190.8492 | 0 | 0 | 0 | 6248.9256 | 5263.8132 | 4190.8492 | 0 | 8.45 | 7.1179 | 5.667 | 0 | 0 | 0 | 8.45 | 7.1179 | 5.667 | 0 | 586.8201 | 494.3108 | 393.5516 | 0 | 0 | 0 | 586.8201 | 494.3108 | 393.5516 | 0 | 5653.6555 | 4762.3845 | 3791.6306 | 0 | 0 | 0 | 5653.6555 | 4762.3845 | 3791.6306 | 0 | 0 | 0 | 0 | 0.0073786 | 0.0073786 | 0.0073786 | 0 | 5000000 | scaled
CB LJ3 | 6309.5661 | 2491.4313 | 0 | 3818.1348 | 39.49% | 0% | 60.51% | 1538.4648 | 2441.7876 | 3.2058 | 1518.7975 | 16.4615 | 4.7838 | 2412.4106 | 24.5932 | LJ3 | 0.014718 | 0.0090064 | 0.0056466 | 428703.0733 | 7.6663 | 2808.8384 | 3493.0615 | 520.8843 | 190846.3465 | 237335.8426 | 529745.6557 | 1103.8533 | 522973.5341 | 5668.2682 | 684974.7672 | 1341.957 | 676733.8916 | 6898.9185 |  | 5082 | CB LJ3 | 6309.5661 | 4771.1013 | 3867.7785 | 2491.4313 | 952.9665 | 49.6437 | 0 | 0 | 0 | 3818.1348 | 7.6663 | 4.4605 | 2.8825 | 24.6417 | 1.5875 | 0.0094591 | 0 | 0 | 0 | 2.873 | 3493.0615 | 3476.5999 | 3468.4683 | 24.6417 | 8.1801 | 0.048517 | 0 | 0 | 0 | 3468.4198 | 2808.8384 | 1290.0408 | 396.4277 | 2461.9964 | 943.1989 | 49.5858 | 0 | 0 | 0 | 346.842 | 0.0092572 | 0.0035458 | 0.000186 | 0 | 0 | 0 | 0.0054606 | 5000000 | scaled
CB LJ4 | 3328.9907 | 389.4542 | 0 | 2939.5365 | 11.7% | 0% | 88.3% | 238.9695 | 381.7627 | 0.49818 | 235.9202 | 2.5512 | 1.143 | 374.7672 | 5.8525 | LJ4 | 0.0094594 | 0.0061944 | 0.004273 | 351924.0847 | 3.3549 | 649.4882 | 2676.1476 | 354.6605 | 68660.6149 | 282908.8093 | 498841.0781 | 1039.928 | 492475.6637 | 5325.4864 | 689732.7364 | 2065.0084 | 677093.9865 | 10573.7415 |  | 5083 | CB LJ4 | 3328.9907 | 3090.0212 | 2947.228 | 389.4542 | 150.4847 | 7.6915 | 0 | 0 | 0 | 2939.5365 | 3.3549 | 2.8567 | 2.2119 | 5.8525 | 0.64479 | 0 | 0 | 0 | 0 | 2.2119 | 2676.1476 | 2673.5964 | 2670.2951 | 5.8525 | 3.3013 | 0 | 0 | 0 | 0 | 2670.2951 | 649.4882 | 413.5681 | 274.721 | 382.4587 | 146.5385 | 7.6915 | 0 | 0 | 0 | 267.0295 | 0.0052926 | 0.0020276 | 0.0001062 | 0 | 0 | 0 | 0.0041668 | 5000000 | scaled
CB LJS1 | 5818.892 | 0 | 5818.892 | 0 | 0% | 100% | 0% | 917.1844 | 1916.0929 | 1.0815 | 841.3832 | 74.7197 | 2.2593 | 1757.7363 | 156.0972 | LJS1 | 0.007367 | 0.007367 | 0.007367 | 789859.1027 | 6.8612 | 5337.9865 | 474.0443 | 931.3412 | 724580.7615 | 64347 | 665360.0678 | 784.5415 | 610371.018 | 54204.5083 | 529767.7672 | 624.6615 | 485984.8179 | 43158.2879 |  | 5084 | CB LJS1 | 5818.892 | 4901.7076 | 3902.7991 | 0 | 0 | 0 | 5818.892 | 4901.7076 | 3902.7991 | 0 | 6.8612 | 5.7797 | 4.6019 | 0 | 0 | 0 | 6.8612 | 5.7797 | 4.6019 | 0 | 474.0443 | 399.3246 | 317.9471 | 0 | 0 | 0 | 474.0443 | 399.3246 | 317.9471 | 0 | 5337.9865 | 4496.6033 | 3580.2502 | 0 | 0 | 0 | 5337.9865 | 4496.6033 | 3580.2502 | 0 | 0 | 0 | 0 | 0.007367 | 0.007367 | 0.007367 | 0 | 5000000 | scaled
CB LM3 | 2843.7403 | 510.5422 | 0 | 2333.1982 | 17.95% | 0% | 82.05% | 313.6717 | 499.7512 | 5.1788 | 282.0653 | 26.4276 | 8.4674 | 448.0674 | 43.2163 | LM3 | 0.0089108 | 0.0054462 | 0.0034082 | 319134.1195 | 10.4879 | 669.1922 | 2164.0602 | 1176.992 | 75098.9998 | 242858.1278 | 464556.6786 | 7669.9966 | 417746.6906 | 39139.9914 | 687749.8729 | 11652.7464 | 616623.4562 | 59473.6703 |  | 5085 | CB LM3 | 2843.7403 | 2530.0686 | 2343.9891 | 510.5422 | 196.8704 | 10.791 | 0 | 0 | 0 | 2333.1982 | 10.4879 | 5.3091 | 2.0205 | 44.567 | 3.5535 | 0.26485 | 0 | 0 | 0 | 1.7557 | 2164.0602 | 2137.6326 | 2120.8439 | 44.567 | 18.1394 | 1.3507 | 0 | 0 | 0 | 2119.4932 | 669.1922 | 387.1269 | 221.1248 | 457.2428 | 175.1775 | 9.1754 | 0 | 0 | 0 | 211.9493 | 0.0056152 | 0.0021506 | 0.0001126 | 0 | 0 | 0 | 0.0032956 | 5000000 | scaled
CB LPS1 | 1854.4951 | 513.3255 | 0 | 1341.1696 | 27.68% | 0% | 72.32% | 333.3447 | 503.0675 | 18.0371 | 223.0276 | 92.28 | 24.3563 | 354.1397 | 124.5715 | LPS1 | 0.006253 | 0.003587 | 0.0020198 | 296576.857 | 25.8625 | 483.1935 | 1345.4391 | 4136.0135 | 77273.868 | 215166.9755 | 424073.1507 | 22946.3077 | 283730.3743 | 117396.4686 | 669089.8006 | 32394.3787 | 471012.8871 | 165682.5348 |  | 5086 | CB LPS1 | 1854.4951 | 1521.1504 | 1351.4276 | 513.3255 | 179.9808 | 10.258 | 0 | 0 | 0 | 1341.1696 | 25.8625 | 7.8254 | 1.5062 | 127.1115 | 6.8163 | 0.49699 | 0 | 0 | 0 | 1.0092 | 1345.4391 | 1253.1591 | 1220.8676 | 127.1115 | 34.8314 | 2.54 | 0 | 0 | 0 | 1218.3276 | 483.1935 | 260.1659 | 129.0538 | 361.3607 | 138.3331 | 7.221 | 0 | 0 | 0 | 121.8328 | 0.0043198 | 0.0016538 | 8.66e-05 | 0 | 0 | 0 | 0.0019332 | 5000000 | scaled
CB LR1 | 104991.1522 | 96719.4301 | 0 | 8271.7221 | 92.12% | 0% | 7.878% | 55707.7939 | 94728.3518 | 8782.4343 | 2028.4241 | 44896.9355 | 14955.1631 | 3318.1778 | 76455.011 | LR1 | 0.036685 | 0.021645 | 0.012107 | 2861979.6799 | 15275.7268 | 4140.3285 | 85575.0969 | 416404.7987 | 112862.2348 | 2332712.6464 | 2276872.3898 | 358953.044 | 82905.1485 | 1835014.1973 | 847674.9287 | 133826.0039 | 29692.6532 | 684156.2716 |  | 5087 | CB LR1 | 104991.1522 | 49283.3583 | 10262.8004 | 96719.4301 | 41011.6362 | 1991.0783 | 0 | 0 | 0 | 8271.7221 | 15275.7268 | 6493.2924 | 320.5637 | 78061.0079 | 6487.0682 | 314.3395 | 0 | 0 | 0 | 6.2242 | 85575.0969 | 40678.1614 | 9120.0859 | 78061.0079 | 33164.0725 | 1605.9969 | 0 | 0 | 0 | 7514.089 | 4140.3285 | 2111.9044 | 822.1507 | 3388.9196 | 1360.4955 | 70.7419 | 0 | 0 | 0 | 751.4089 | 0.025102 | 0.010063 | 0.0005244 | 0 | 0 | 0 | 0.011583 | 5000000 | scaled
CB LV2 | 15986.6603 | 9181.7927 | 0 | 6804.8676 | 57.43% | 0% | 42.57% | 6226.8952 | 9041.4722 | 775.8122 | 3074.822 | 2376.261 | 1023.3739 | 4884.0125 | 3134.0857 | LV2 | 0.026716 | 0.016176 | 0.0099764 | 598388.2546 | 1038.6273 | 5601.2406 | 9346.7924 | 38876.3119 | 209657.0849 | 349854.8579 | 603341.0268 | 75170.5837 | 297927.9708 | 230242.4724 | 696161.7489 | 78796.216 | 376051.89 | 241313.6429 |  | 5088 | CB LV2 | 15986.6603 | 9759.7651 | 6945.1881 | 9181.7927 | 2954.8975 | 140.3205 | 0 | 0 | 0 | 6804.8676 | 1038.6273 | 262.8151 | 15.2534 | 3165.204 | 257.6947 | 10.1329 | 0 | 0 | 0 | 5.1204 | 9346.7924 | 6970.5314 | 6212.7066 | 3165.204 | 788.9431 | 31.1183 | 0 | 0 | 0 | 6181.5883 | 5601.2406 | 2526.4186 | 717.2281 | 4983.0818 | 1908.2598 | 99.0692 | 0 | 0 | 0 | 618.1588 | 0.017082 | 0.0065418 | 0.000342 | 0 | 0 | 0 | 0.0096344 | 5000000 | scaled
CB MA1 | 187688.6818 | 5888.4399 | 174524.6233 | 7275.6186 | 3.137% | 92.99% | 3.876% | 81475.8276 | 168645.3884 | 121.3977 | 74478.9386 | 6875.4913 | 246.7428 | 154065.9054 | 14332.7402 | MA1 | 0.044813 | 0.026277 | 0.012089 | 4188226.7749 | 268.2422 | 165462.2151 | 21958.2244 | 5985.759 | 3692248.6378 | 489992.3781 | 4041984.9056 | 6022.493 | 3694871.8958 | 341090.5167 | 1575257.9503 | 2304.7383 | 1439076.0678 | 133877.1441 |  | 5089 | CB MA1 | 187688.6818 | 106212.8542 | 19043.2934 | 5888.4399 | 2353.7479 | 124.3924 | 174524.6233 | 96583.4877 | 11643.2824 | 7275.6186 | 268.2422 | 146.8445 | 21.4995 | 205.5271 | 18.139 | 1.1691 | 222.6759 | 123.2308 | 14.8557 | 5.4747 | 21958.2244 | 15082.7331 | 7625.4842 | 205.5271 | 92.9765 | 5.9766 | 15143.4756 | 8380.5349 | 1010.2859 | 6609.2217 | 165462.2151 | 90983.2765 | 11396.3097 | 5642.8212 | 2242.6323 | 117.2467 | 159158.4718 | 88079.722 | 10618.1408 | 660.9222 | 0.02002 | 0.0077566 | 0.0004044 | 0.014566 | 0.0082928 | 0.0014566 | 0.010228 | 5000000 | scaled
CB MA2 | 40251.7993 | 883.5037 | 36934.5969 | 2433.6987 | 2.195% | 91.76% | 6.046% | 17066.3861 | 35342.3907 | 62.6638 | 15525.201 | 1478.5213 | 106.9272 | 32231.9857 | 3003.4778 | MA2 | 0.025041 | 0.01445 | 0.0050428 | 1607435.7779 | 111.9754 | 34726.4107 | 5413.4133 | 4471.6814 | 1386782.1035 | 216181.993 | 1604526.8632 | 5891.4527 | 1459629.5822 | 139005.8282 | 973548.1546 | 2945.438 | 887868.3518 | 82734.3648 |  | 5090 | CB MA2 | 40251.7993 | 23185.4132 | 4909.4086 | 883.5037 | 325.323 | 12.0678 | 36934.5969 | 20426.3915 | 2463.6421 | 2433.6987 | 111.9754 | 49.3115 | 5.0481 | 217.0396 | 20.8089 | 0 | 48.2266 | 26.6713 | 3.2168 | 1.8313 | 5413.4133 | 3934.892 | 2409.9355 | 217.0396 | 72.9488 | 0 | 2985.5851 | 1651.1546 | 199.147 | 2210.7885 | 34726.4107 | 19201.2096 | 2494.425 | 604.5466 | 231.5653 | 12.0678 | 33900.7852 | 18748.5655 | 2261.2783 | 221.0789 | 0.006862 | 0.0026278 | 0.000137 | 0.014748 | 0.0083912 | 0.0014748 | 0.003431 | 5000000 | scaled
CB MAG1 | 27434.0739 | 501.0469 | 26316.3761 | 616.6509 | 1.826% | 95.93% | 2.248% | 11834.7676 | 24453.962 | 63.8381 | 10365.9624 | 1404.9671 | 105.0726 | 21566.1212 | 2782.7682 | MAG1 | 0.095165 | 0.054057 | 0.010125 | 288277.8182 | 111.5755 | 23728.9367 | 3593.5617 | 1172.4376 | 249344.1595 | 37761.2211 | 288573.5736 | 1556.5988 | 252758.8972 | 34258.0776 | 294326.2269 | 1264.6466 | 259568.3711 | 33493.2092 |  | 5091 | CB MAG1 | 27434.0739 | 15599.3062 | 2980.1119 | 501.0469 | 180.9219 | 17.9983 | 26316.3761 | 14801.7335 | 2345.4627 | 616.6509 | 111.5755 | 47.7374 | 6.5029 | 381.8422 | 26.8673 | 2.8054 | 36.2806 | 20.4061 | 3.2335 | 0.46401 | 3593.5617 | 2188.5946 | 810.7935 | 381.8422 | 137.0517 | 14.3026 | 2651.5496 | 1491.3729 | 236.3209 | 560.1699 | 23728.9367 | 13362.9743 | 2162.8155 | 44.3738 | 17.0029 | 0.89031 | 23628.5459 | 13289.9544 | 2105.9082 | 56.017 | 0.0018218 | 0.0006978 | 3.68e-05 | 0.092506 | 0.052521 | 0.0092506 | 0.0008378 | 5000000 | scaled
CB MF1 | 37126.9186 | 1737.1959 | 32732.9678 | 2656.7549 | 4.679% | 88.17% | 7.156% | 15479.2629 | 32249.4943 | 37.7225 | 14118.0317 | 1323.5087 | 68.6728 | 29433.1534 | 2747.6681 | MF1 | 0.015706 | 0.0092864 | 0.0043616 | 2363928.698 | 73.0572 | 31708.8107 | 5345.0506 | 4651.6647 | 2018949.3383 | 340327.6951 | 2331113.8539 | 5680.8515 | 2126117.9852 | 199315.0171 | 1118264.9253 | 2381.2582 | 1020607.1076 | 95276.5595 |  | 5092 | CB MF1 | 37126.9186 | 21647.6557 | 4877.4243 | 1737.1959 | 665.1879 | 30.4087 | 32732.9678 | 18325.7129 | 2190.2607 | 2656.7549 | 73.0572 | 35.3347 | 4.3844 | 182.2715 | 13.3782 | 0 | 35.6474 | 19.9573 | 2.3853 | 1.9991 | 5345.0506 | 4021.5419 | 2597.3826 | 182.2715 | 68.8822 | 0 | 2749.3648 | 1539.2454 | 183.9682 | 2413.4143 | 31708.8107 | 17590.7791 | 2275.6574 | 1519.5137 | 582.9275 | 30.4087 | 29947.9556 | 16766.5101 | 2003.9072 | 241.3414 | 0.0070526 | 0.0027242 | 0.0001418 | 0.0049258 | 0.002835 | 0.0004926 | 0.0037272 | 5000000 | scaled
CB MK1 | 7447.2659 | 3287.1425 | 0 | 4160.1233 | 44.14% | 0% | 55.86% | 1954.9097 | 3183.6004 | 357.9756 | 575.7518 | 1021.1823 | 587.0695 | 921.9546 | 1674.5763 | MK1 | 0.016865 | 0.010093 | 0.006042 | 441575.8996 | 612.0322 | 1319.2675 | 5515.9662 | 36289.6499 | 78224.2428 | 327062.0069 | 544185.5781 | 99649.1878 | 160271.2531 | 284265.1372 | 705671.2125 | 130128.7856 | 204358.818 | 371183.6088 |  | 5093 | CB MK1 | 7447.2659 | 5492.3562 | 4263.6655 | 3287.1425 | 1332.2329 | 103.5421 | 0 | 0 | 0 | 4160.1233 | 612.0322 | 254.0566 | 24.9627 | 1736.8816 | 250.9262 | 21.8323 | 0 | 0 | 0 | 3.1304 | 5515.9662 | 4494.7839 | 3841.3899 | 1736.8816 | 715.6994 | 62.3054 | 0 | 0 | 0 | 3779.0845 | 1319.2675 | 743.5157 | 397.3129 | 941.359 | 365.6073 | 19.4045 | 0 | 0 | 0 | 377.9085 | 0.011047 | 0.004275 | 0.0002242 | 0 | 0 | 0 | 0.0058178 | 5000000 | scaled
CB MK2 | 8345.1083 | 3687.1812 | 0 | 4657.9271 | 44.18% | 0% | 55.82% | 2334.7863 | 3604.6157 | 377.394 | 849.8776 | 1107.5147 | 573.0461 | 1349.5609 | 1682.0087 | MK2 | 0.019822 | 0.011605 | 0.0067708 | 421010.8327 | 590.4536 | 1800.541 | 5954.1137 | 29788.3927 | 90837.3191 | 300385.1209 | 517916.9006 | 83715.8915 | 188525.1725 | 245675.8365 | 700137.7426 | 111304.8442 | 262130.1733 | 326702.7251 |  | 5094 | CB MK2 | 8345.1083 | 6010.322 | 4740.4926 | 3687.1812 | 1352.395 | 82.5655 | 0 | 0 | 0 | 4657.9271 | 590.4536 | 213.0596 | 17.4075 | 1722.8209 | 209.5547 | 13.9026 | 0 | 0 | 0 | 3.5049 | 5954.1137 | 4846.599 | 4272.105 | 1722.8209 | 615.3062 | 40.8122 | 0 | 0 | 0 | 4231.2929 | 1800.541 | 950.6634 | 450.9801 | 1377.4117 | 527.5341 | 27.8508 | 0 | 0 | 0 | 423.1293 | 0.013319 | 0.005102 | 0.000268 | 0 | 0 | 0 | 0.0065028 | 5000000 | scaled
CB MM1 | 12555.5895 | 0 | 12555.5895 | 0 | 0% | 100% | 0% | 1724.7778 | 3575.8732 | 2.7707 | 1580.2523 | 141.7548 | 5.7443 | 3276.2377 | 293.8912 | MM1 | 0.024689 | 0.024689 | 0.024689 | 508549.9429 | 20.1693 | 11503.5108 | 1031.9095 | 816.9339 | 465936.6843 | 41796.3248 | 438689.7713 | 704.7106 | 401930.3518 | 36054.7089 | 363713.2461 | 584.2684 | 333236.3837 | 29892.594 |  | 5095 | CB MM1 | 12555.5895 | 10830.8118 | 8979.7163 | 0 | 0 | 0 | 12555.5895 | 10830.8118 | 8979.7163 | 0 | 20.1693 | 17.3986 | 14.425 | 0 | 0 | 0 | 20.1693 | 17.3986 | 14.425 | 0 | 1031.9095 | 890.1547 | 738.0183 | 0 | 0 | 0 | 1031.9095 | 890.1547 | 738.0183 | 0 | 11503.5108 | 9923.2585 | 8227.2731 | 0 | 0 | 0 | 11503.5108 | 9923.2585 | 8227.2731 | 0 | 0 | 0 | 0 | 0.024689 | 0.024689 | 0.024689 | 0 | 5000000 | scaled
CB MNR3 | 32251.2261 | 7837.3822 | 20862.8727 | 3550.9711 | 24.3% | 64.69% | 11.01% | 14357.4615 | 27181.2506 | 1015.918 | 9038.6034 | 4302.94 | 1518.4466 | 18753.5265 | 6909.2776 | MNR3 | 0.019891 | 0.011687 | 0.0057556 | 1621397.923 | 1546.3468 | 20365.2551 | 10339.6242 | 77741.0279 | 1023842.6997 | 519814.1955 | 1531030.3944 | 108334.0097 | 963845.6323 | 458850.7524 | 880876.9634 | 49209.0903 | 607755.312 | 223912.5611 |  | 5096 | CB MNR3 | 32251.2261 | 17893.7646 | 5069.9755 | 7837.3822 | 2695.2403 | 125.5079 | 20862.8727 | 11647.5532 | 1393.4964 | 3550.9711 | 1546.3468 | 530.4288 | 27.9002 | 5265.1219 | 511.7812 | 23.3169 | 28.6152 | 15.9756 | 1.9113 | 2.672 | 10339.6242 | 6036.6841 | 3430.3466 | 5265.1219 | 1778.8028 | 81.1346 | 1848.7758 | 1032.1548 | 123.4855 | 3225.7265 | 20365.2551 | 11326.6517 | 1611.7287 | 1057.2007 | 404.6563 | 21.0564 | 18985.4818 | 10599.4228 | 1268.0996 | 322.5726 | 0.0098738 | 0.0037812 | 0.0001984 | 0.0049556 | 0.0028446 | 0.0004956 | 0.0050616 | 5000000 | scaled
CB MO1 | 27204.184 | 0 | 27204.184 | 0 | 0% | 100% | 0% | 4332.0684 | 9044.1534 | 4.9982 | 3950.8391 | 376.2311 | 10.4348 | 8248.2526 | 785.4659 | MO1 | 0.018064 | 0.018064 | 0.018064 | 1505955.5832 | 31.3873 | 24810.17 | 2362.6268 | 1737.522 | 1373428.9525 | 130789.1087 | 1266143.1129 | 1460.8343 | 1154720.384 | 109961.8946 | 1005293.8756 | 1159.875 | 916826.3194 | 87307.6812 |  | 5097 | CB MO1 | 27204.184 | 22872.1156 | 18160.0307 | 0 | 0 | 0 | 27204.184 | 22872.1156 | 18160.0307 | 0 | 31.3873 | 26.3891 | 20.9524 | 0 | 0 | 0 | 31.3873 | 26.3891 | 20.9524 | 0 | 2362.6268 | 1986.3956 | 1577.1609 | 0 | 0 | 0 | 2362.6268 | 1986.3956 | 1577.1609 | 0 | 24810.17 | 20859.3309 | 16561.9174 | 0 | 0 | 0 | 24810.17 | 20859.3309 | 16561.9174 | 0 | 0 | 0 | 0 | 0.018064 | 0.018064 | 0.018064 | 0 | 5000000 | scaled
CB MOR1 | 5119714.0569 | 5045788.0578 | 71304.005 | 2621.9941 | 98.56% | 1.393% | 0.05121% | 3173405.5841 | 4941865.7702 | 553279.6489 | 28712.9704 | 2591412.9648 | 858832.9129 | 59571.1258 | 4023461.7314 | MOR1 | 0.12647 | 0.071892 | 0.01523 | 40481776.3072 | 888587.71 | 65727.0192 | 4165399.3276 | 7026097.2601 | 519706.0731 | 32935972.974 | 27072746.4437 | 4720102.5054 | 244954.1812 | 22107689.7571 | 11677497.4853 | 2029399.3499 | 140764.9872 | 9507333.1482 |  | 5098 | CB MOR1 | 5119714.0569 | 1946308.4728 | 177848.2867 | 5045788.0578 | 1903555.4623 | 168745.3444 | 71304.005 | 40131.0164 | 6480.9482 | 2621.9941 | 888587.71 | 335308.0611 | 29754.7971 | 4156777.1207 | 335255.1742 | 29744.6018 | 90.463 | 50.914 | 8.2223 | 1.973 | 4165399.3276 | 1573986.3629 | 141937.5962 | 4156777.1207 | 1568092.3472 | 138988.5605 | 6240.3696 | 3512.1782 | 567.1983 | 2381.8374 | 65727.0192 | 37014.0488 | 6155.8934 | 515.663 | 207.9409 | 12.1821 | 64973.1724 | 36567.9242 | 5905.5275 | 238.1837 | 0.009621 | 0.0040042 | 0.000209 | 0.11314 | 0.064181 | 0.011314 | 0.0037068 | 5000000 | scaled
CB MT1 | 10659.2678 | 5894.03 | 0 | 4765.2378 | 55.29% | 0% | 44.71% | 3610.4731 | 5774.0512 | 7.8603 | 3571.5537 | 31.059 | 13.114 | 5709.1563 | 51.7809 | MT1 | 0.019313 | 0.011513 | 0.0069016 | 551921.9101 | 17.2649 | 6259.2122 | 4382.7907 | 893.9521 | 324093.2139 | 226934.7441 | 612246.5668 | 1332.9197 | 605646.8046 | 5266.8425 | 707838.2737 | 1607.64 | 699882.8323 | 6347.8014 |  | 5099 | CB MT1 | 10659.2678 | 7048.7947 | 4885.2166 | 5894.03 | 2283.5569 | 119.9788 | 0 | 0 | 0 | 4765.2378 | 17.2649 | 9.4045 | 4.1509 | 54.016 | 5.8189 | 0.5652 | 0 | 0 | 0 | 3.5857 | 4382.7907 | 4351.7317 | 4331.0098 | 54.016 | 22.957 | 2.2351 | 0 | 0 | 0 | 4328.7747 | 6259.2122 | 2687.6585 | 550.056 | 5826.3348 | 2254.781 | 117.1785 | 0 | 0 | 0 | 432.8775 | 0.012665 | 0.0048654 | 0.000254 | 0 | 0 | 0 | 0.0066476 | 5000000 | scaled
CB MT3 | 4547.5247 | 1890.7988 | 0 | 2656.7259 | 41.58% | 0% | 58.42% | 1154.3399 | 1852.2833 | 0 | 1154.3399 | 0 | 1.4754 | 1845.9723 | 4.8356 | MT3 | 0.011697 | 0.0068636 | 0.0039174 | 388790.3045 | 3.4745 | 2125.8266 | 2418.2236 | 297.0497 | 181747.3963 | 206745.8585 | 494373.9136 | 0 | 494373.9136 | 0 | 688017.9237 | 548.0165 | 685673.7605 | 1796.1468 |  | 5100 | CB MT3 | 4547.5247 | 3393.1848 | 2695.2414 | 1890.7988 | 736.4589 | 38.5155 | 0 | 0 | 0 | 2656.7259 | 3.4745 | 3.4745 | 1.9991 | 4.8356 | 1.4754 | 0 | 0 | 0 | 0 | 1.9991 | 2418.2236 | 2418.2236 | 2413.388 | 4.8356 | 4.8356 | 0 | 0 | 0 | 0 | 2413.388 | 2125.8266 | 971.4867 | 279.8543 | 1884.4878 | 730.1479 | 38.5155 | 0 | 0 | 0 | 241.3388 | 0.0079424 | 0.0031094 | 0.0001632 | 0 | 0 | 0 | 0.0037542 | 5000000 | scaled
CB MU1 | 27924.9504 | 1230.5734 | 24557.9445 | 2136.4325 | 4.407% | 87.94% | 7.651% | 11788.5763 | 24142.5369 | 142.1083 | 10310.7783 | 1335.6896 | 219.4036 | 21403.8143 | 2519.319 | MU1 | 0.018888 | 0.011023 | 0.0041828 | 1478480.6112 | 223.2553 | 23108.3085 | 4593.3866 | 11820.2036 | 1223464.521 | 243195.8866 | 1463829.1388 | 17646.093 | 1280325.7521 | 165857.2938 | 904277.8799 | 8217.9367 | 801696.8509 | 94363.0924 |  | 5101 | CB MU1 | 27924.9504 | 16136.3741 | 3782.4135 | 1230.5734 | 424.6236 | 8.4665 | 24557.9445 | 13575.318 | 1637.5145 | 2136.4325 | 223.2553 | 81.1469 | 3.8517 | 666.0518 | 62.9777 | 0.24633 | 29.9602 | 16.5616 | 1.9977 | 1.6076 | 4593.3866 | 3257.697 | 2074.0676 | 666.0518 | 218.7883 | 0.85296 | 1986.5849 | 1098.1588 | 132.4647 | 1940.7499 | 23108.3085 | 12797.5302 | 1704.4942 | 372.8342 | 142.8576 | 7.3672 | 22541.3993 | 12460.5976 | 1503.052 | 194.075 | 0.0055532 | 0.002127 | 0.0001104 | 0.010291 | 0.005853 | 0.001029 | 0.0030434 | 5000000 | scaled
CB MV1 | 150338.4238 | 147015.3461 | 0 | 3323.0778 | 97.79% | 0% | 2.21% | 87850.1712 | 143168.5775 | 14274.9935 | 702.5479 | 72872.6298 | 23268.4058 | 1114.0618 | 118786.11 | MV1 | 0.014765 | 0.0085122 | 0.004832 | 10182356.7059 | 23897.0127 | 1439.244 | 125002.1671 | 1618534.3804 | 97479.3765 | 8466342.949 | 7341022.6003 | 1192861.0776 | 58707.0039 | 6089454.5188 | 1483825.8134 | 241158.0929 | 11546.3438 | 1231121.3768 |  | 5102 | CB MV1 | 150338.4238 | 62488.2526 | 7169.8463 | 147015.3461 | 59165.1748 | 3846.7686 | 0 | 0 | 0 | 3323.0778 | 23897.0127 | 9622.0192 | 628.607 | 121983.4605 | 9619.5187 | 626.1064 | 0 | 0 | 0 | 2.5005 | 125002.1671 | 52129.5373 | 6216.0572 | 121983.4605 | 49110.8307 | 3197.3506 | 0 | 0 | 0 | 3018.7066 | 1439.244 | 736.6961 | 325.1822 | 1137.3733 | 434.8254 | 23.3116 | 0 | 0 | 0 | 301.8707 | 0.010135 | 0.0038824 | 0.0002022 | 0 | 0 | 0 | 0.0046298 | 5000000 | scaled
CB MZ1 | 0 | 0 | 0 | 0 | 0% | 0% | 0% | 0 | 0 | 0 | 0 | 0 | 0 | 0 | 0 | MZ1 | 0 | 0 | 0 | 0 | 0 | 0 | 0 | 0 | 0 | 0 | 0 | 0 | 0 | 0 | 0 | 0 | 0 | 0 |  | 5103 | CB MZ1 | 0 | 0 | 0 | 0 | 0 | 0 | 0 | 0 | 0 | 0 | 0 | 0 | 0 | 0 | 0 | 0 | 0 | 0 | 0 | 0 | 0 | 0 | 0 | 0 | 0 | 0 | 0 | 0 | 0 | 0 | 0 | 0 | 0 | 0 | 0 | 0 | 0 | 0 | 0 | 0 | 0 | 0 | 0 | 0 | 0 | 0 | 0 | 5000000 | scaled
CB NC3 | 1314.0503 | 254.0678 | 0 | 1059.9825 | 19.33% | 0% | 80.67% | 149.9605 | 248.3971 | 28.5516 | 28.8914 | 92.5175 | 47.5816 | 46.5564 | 154.259 | NC3 | 0.004054 | 0.0026476 | 0.00157 | 324136.7298 | 49.4882 | 143.8228 | 1120.7393 | 12207.2546 | 35476.7681 | 276452.7071 | 439677.3541 | 83712.1145 | 84708.3263 | 271256.9133 | 678760.0183 | 130019.665 | 127218.288 | 421522.0653 |  | 5104 | CB NC3 | 1314.0503 | 1164.0898 | 1065.6532 | 254.0678 | 104.1073 | 5.6707 | 0 | 0 | 0 | 1059.9825 | 49.4882 | 20.9366 | 1.9066 | 157.8439 | 20.139 | 1.109 | 0 | 0 | 0 | 0.7976 | 1120.7393 | 1028.2218 | 966.4803 | 157.8439 | 65.3265 | 3.5849 | 0 | 0 | 0 | 962.8954 | 143.8228 | 114.9314 | 97.2664 | 47.5333 | 18.6419 | 0.97684 | 0 | 0 | 0 | 96.2895 | 0.0025436 | 0.0011372 | 5.96e-05 | 0 | 0 | 0 | 0.0015104 | 5000000 | scaled
CB NC4 | 6449.1729 | 1662.3485 | 0 | 4786.8244 | 25.78% | 0% | 74.22% | 987.1666 | 1627.0342 | 14.4562 | 898.2124 | 74.4981 | 20.2996 | 1502.1411 | 104.5935 | NC4 | 0.017682 | 0.011042 | 0.0070108 | 364739.2166 | 24.2345 | 1970.2455 | 4454.6929 | 1370.608 | 111429.1405 | 251939.4681 | 494648.3758 | 7243.6737 | 450075.27 | 37329.432 | 687815.7619 | 8581.4832 | 635018.2222 | 44216.0564 |  | 5105 | CB NC4 | 6449.1729 | 5462.0063 | 4822.1387 | 1662.3485 | 675.1819 | 35.3144 | 0 | 0 | 0 | 4786.8244 | 24.2345 | 9.7784 | 3.935 | 106.3088 | 6.1765 | 0.33304 | 0 | 0 | 0 | 3.6019 | 4454.6929 | 4380.1948 | 4350.0994 | 106.3088 | 31.8107 | 1.7154 | 0 | 0 | 0 | 4348.3841 | 1970.2455 | 1072.0331 | 468.1043 | 1535.4071 | 637.1947 | 33.2659 | 0 | 0 | 0 | 434.8384 | 0.010893 | 0.0042536 | 0.0002222 | 0 | 0 | 0 | 0.0067886 | 5000000 | scaled
CB NO1 | 111.8596 | 7.027 | 0 | 104.8326 | 6.282% | 0% | 93.72% | 4.3342 | 6.8831 | 0 | 4.3342 | 0 | 0 | 6.8831 | 0 | NO1 | 0.0004254 | 0.0002548 | 0.0001544 | 262951.5755 | 0.078883 | 16.5501 | 95.2306 | 185.4328 | 38904.8105 | 223861.3322 | 421999.3771 | 0 | 421999.3771 | 0 | 679899.9073 | 0 | 679899.9073 | 0 |  | 5106 | CB NO1 | 111.8596 | 107.5254 | 104.9765 | 7.027 | 2.6929 | 0.14399 | 0 | 0 | 0 | 104.8326 | 0.078883 | 0.078883 | 0.078883 | 0 | 0 | 0 | 0 | 0 | 0 | 0.078883 | 95.2306 | 95.2306 | 95.2306 | 0 | 0 | 0 | 0 | 0 | 0 | 95.2306 | 16.5501 | 12.2159 | 9.6671 | 7.027 | 2.6929 | 0.14399 | 0 | 0 | 0 | 9.5231 | 0.0002766 | 0.000106 | 5.6e-06 | 0 | 0 | 0 | 0.0001488 | 5000000 | scaled
CB NO2 | 8947.5676 | 3291.3049 | 0 | 5656.2626 | 36.78% | 0% | 63.22% | 1991.6732 | 3222.9778 | 0 | 1991.6732 | 0 | 0 | 3222.9778 | 0 | NO2 | 0.022313 | 0.01356 | 0.0083192 | 401002.446 | 4.2562 | 3805.1237 | 5138.1877 | 190.7478 | 170533.9354 | 230277.7628 | 512956.4314 | 0 | 512956.4314 | 0 | 688117.8217 | 0 | 688117.8217 | 0 |  | 5107 | CB NO2 | 8947.5676 | 6955.8944 | 5724.5898 | 3291.3049 | 1299.6317 | 68.3271 | 0 | 0 | 0 | 5656.2626 | 4.2562 | 4.2562 | 4.2562 | 0 | 0 | 0 | 0 | 0 | 0 | 4.2562 | 5138.1877 | 5138.1877 | 5138.1877 | 0 | 0 | 0 | 0 | 0 | 0 | 5138.1877 | 3805.1237 | 1813.4505 | 582.1459 | 3291.3049 | 1299.6317 | 68.3271 | 0 | 0 | 0 | 513.8188 | 0.014283 | 0.0055306 | 0.0002894 | 0 | 0 | 0 | 0.0080298 | 5000000 | scaled
CB NO3 | 3268.0875 | 1089.6714 | 0 | 2178.4161 | 33.34% | 0% | 66.66% | 672.485 | 1067.9121 | 0 | 672.485 | 0 | 0 | 1067.9121 | 0 | NO3 | 0.008886 | 0.005287 | 0.0031698 | 367779.3735 | 1.6392 | 1287.5602 | 1978.8881 | 184.4686 | 144897.6128 | 222697.2921 | 490940.5211 | 0 | 490940.5211 | 0 | 694105.4328 | 0 | 694105.4328 | 0 |  | 5108 | CB NO3 | 3268.0875 | 2595.6025 | 2200.1754 | 1089.6714 | 417.1864 | 21.7593 | 0 | 0 | 0 | 2178.4161 | 1.6392 | 1.6392 | 1.6392 | 0 | 0 | 0 | 0 | 0 | 0 | 1.6392 | 1978.8881 | 1978.8881 | 1978.8881 | 0 | 0 | 0 | 0 | 0 | 0 | 1978.8881 | 1287.5602 | 615.0752 | 219.6481 | 1089.6714 | 417.1864 | 21.7593 | 0 | 0 | 0 | 197.8888 | 0.0058328 | 0.0022338 | 0.0001166 | 0 | 0 | 0 | 0.0030532 | 5000000 | scaled
CB NT1 | 0 | 0 | 0 | 0 | 0% | 0% | 0% | 0 | 0 | 0 | 0 | 0 | 0 | 0 | 0 | NT1 | 0 | 0 | 0 | 0 | 0 | 0 | 0 | 0 | 0 | 0 | 0 | 0 | 0 | 0 | 0 | 0 | 0 | 0 |  | 5109 | CB NT1 | 0 | 0 | 0 | 0 | 0 | 0 | 0 | 0 | 0 | 0 | 0 | 0 | 0 | 0 | 0 | 0 | 0 | 0 | 0 | 0 | 0 | 0 | 0 | 0 | 0 | 0 | 0 | 0 | 0 | 0 | 0 | 0 | 0 | 0 | 0 | 0 | 0 | 0 | 0 | 0 | 0 | 0 | 0 | 0 | 0 | 0 | 0 | 5000000 | scaled
CB NTL1 | 2841.8454 | 679.4866 | 0 | 2162.3588 | 23.91% | 0% | 76.09% | 435.9332 | 660.8643 | 29.8071 | 254.0586 | 152.0675 | 42.2036 | 403.4112 | 215.2495 | NTL1 | 0.0099992 | 0.0057164 | 0.0031982 | 284207.2775 | 45.522 | 608.1515 | 2188.1719 | 4552.5647 | 60820.0134 | 218834.6994 | 420878.9044 | 28777.7854 | 245285.023 | 146816.0961 | 681940.1889 | 43549.5453 | 416276.5804 | 222114.0633 |  | 5110 | CB NTL1 | 2841.8454 | 2405.9122 | 2180.9811 | 679.4866 | 243.5533 | 18.6223 | 0 | 0 | 0 | 2162.3588 | 45.522 | 15.7149 | 3.3184 | 223.8704 | 14.0878 | 1.6913 | 0 | 0 | 0 | 1.6271 | 2188.1719 | 2036.1044 | 1972.9225 | 223.8704 | 71.8028 | 8.6209 | 0 | 0 | 0 | 1964.3016 | 608.1515 | 354.0929 | 204.7402 | 411.7213 | 157.6627 | 8.3101 | 0 | 0 | 0 | 196.4302 | 0.0069406 | 0.0026578 | 0.0001396 | 0 | 0 | 0 | 0.0030586 | 5000000 | scaled
CB NVS1 | 638078.8372 | 631801.4668 | 0 | 6277.3704 | 99.02% | 0% | 0.9838% | 357148.9509 | 618180.9364 | 58051.5244 | 1064.8373 | 298032.5893 | 100514.8856 | 1733.7453 | 515932.3056 | NVS1 | 0.029239 | 0.017002 | 0.0094732 | 21822718.7184 | 102726.4112 | 2390.5036 | 532961.9224 | 3513311.2796 | 81756.8058 | 18227650.6331 | 16523149.1338 | 2685697.3596 | 49263.6625 | 13788188.1118 | 2100441.3212 | 341527.224 | 5890.8808 | 1753023.2164 |  | 5111 | CB NVS1 | 638078.8372 | 280929.8862 | 19897.9007 | 631801.4668 | 274652.5158 | 13620.5304 | 0 | 0 | 0 | 6277.3704 | 102726.4112 | 44674.8868 | 2211.5256 | 527259.5162 | 44670.1633 | 2206.802 | 0 | 0 | 0 | 4.7235 | 532961.9224 | 234929.3331 | 17029.6168 | 527259.5162 | 229226.9269 | 11327.2106 | 0 | 0 | 0 | 5702.4062 | 2390.5036 | 1325.6663 | 656.7583 | 1820.263 | 755.4257 | 86.5177 | 0 | 0 | 0 | 570.2406 | 0.020296 | 0.0080592 | 0.0005302 | 0 | 0 | 0 | 0.008943 | 5000000 | scaled
CB OCA1 | 5934.4728 | 39.3968 | 5470.7084 | 424.3675 | 0.6639% | 92.19% | 7.151% | 2470.6556 | 5142.797 | 2.9524 | 2272.5336 | 195.1695 | 6.1601 | 4729.4251 | 407.2118 | OCA1 | 0.0090824 | 0.0052176 | 0.001362 | 653403.596 | 6.9217 | 5105.601 | 821.9501 | 762.1039 | 562142.2788 | 90499.2134 | 663871.7504 | 793.3233 | 610635.8581 | 52442.569 | 581259.8054 | 696.2377 | 534538.8336 | 46024.7341 |  | 5112 | CB OCA1 | 5934.4728 | 3463.8172 | 791.6759 | 39.3968 | 15.0957 | 0.80102 | 5470.7084 | 3024.354 | 366.5073 | 424.3675 | 6.9217 | 3.9693 | 0.76165 | 0 | 0 | 0 | 6.6024 | 3.65 | 0.44232 | 0.31932 | 821.9501 | 626.7805 | 414.7382 | 0 | 0 | 0 | 436.4517 | 241.2822 | 29.2399 | 385.4984 | 5105.601 | 2833.0674 | 376.176 | 39.3968 | 15.0957 | 0.80102 | 5027.6544 | 2779.4218 | 336.8251 | 38.5498 | 0.0011172 | 0.000428 | 2.24e-05 | 0.0073618 | 0.0041862 | 0.0007362 | 0.0006034 | 5000000 | scaled
CB OH1 | 1384.5232 | 279.0137 | 0 | 1105.5094 | 20.15% | 0% | 79.85% | 172.136 | 273.3792 | 0 | 172.136 | 0 | 0 | 273.3792 | 0 | OH1 | 0.003942 | 0.00246 | 0.0015888 | 351223.5353 | 0.83186 | 379.439 | 1004.2523 | 211.0249 | 96255.4497 | 254757.0607 | 492840.3323 | 0 | 492840.3323 | 0 | 699360.4887 | 0 | 699360.4887 | 0 |  | 5113 | CB OH1 | 1384.5232 | 1212.3872 | 1111.1439 | 279.0137 | 106.8778 | 5.6345 | 0 | 0 | 0 | 1105.5094 | 0.83186 | 0.83186 | 0.83186 | 0 | 0 | 0 | 0 | 0 | 0 | 0.83186 | 1004.2523 | 1004.2523 | 1004.2523 | 0 | 0 | 0 | 0 | 0 | 0 | 1004.2523 | 379.439 | 207.303 | 106.0598 | 279.0137 | 106.8778 | 5.6345 | 0 | 0 | 0 | 100.4252 | 0.0024018 | 0.0009198 | 4.86e-05 | 0 | 0 | 0 | 0.0015402 | 5000000 | scaled
CB OK1 | 6915681.9377 | 6846548.5064 | 63662.4475 | 5470.9838 | 99% | 0.9206% | 0.07911% | 4061794.4253 | 6762535.7571 | 698253.3962 | 25024.7947 | 3338516.2344 | 1160445.524 | 51978.5544 | 5550111.6787 | OK1 | 0.20255 | 0.11435 | 0.025064 | 34143152.7771 | 1184955.8584 | 57798.2094 | 5672927.8699 | 5850200.9306 | 285353.3626 | 28007598.484 | 24958306.5504 | 4290522.9775 | 153768.6139 | 20514014.959 | 6110107.5901 | 1048489.3919 | 46963.8271 | 5014654.3711 |  | 5114 | CB OK1 | 6915681.9377 | 2853887.5125 | 153146.1807 | 6846548.5064 | 2812446.5519 | 141716.2077 | 63662.4475 | 35969.9768 | 5958.9892 | 5470.9838 | 1184955.8584 | 486702.4622 | 24510.3344 | 5661130.1979 | 486649.8859 | 24498.1896 | 85.7676 | 48.4596 | 8.0281 | 4.1167 | 5672927.8699 | 2334411.6355 | 122816.1912 | 5661130.1979 | 2325583.979 | 117207.2109 | 6827.7928 | 3857.7774 | 639.1012 | 4969.8791 | 57798.2094 | 32773.4147 | 5819.655 | 552.3345 | 212.687 | 10.8072 | 56748.8871 | 32063.7398 | 5311.8599 | 496.9879 | 0.027029 | 0.011312 | 0.0005914 | 0.16783 | 0.095344 | 0.016783 | 0.0076898 | 5000000 | scaled
CB OS1 | 10064.3918 | 5435.7168 | 0 | 4628.675 | 54.01% | 0% | 45.99% | 3191.5569 | 5302.3985 | 62.755 | 2807.4261 | 321.3757 | 120.336 | 4565.4549 | 616.6076 | OS1 | 0.018753 | 0.011247 | 0.0067872 | 536687.419 | 129.6977 | 5083.2514 | 4851.4427 | 6916.1778 | 271066.2611 | 258704.98 | 611059.8871 | 12015.1661 | 537513.6888 | 61531.0321 | 701613.8145 | 15922.8754 | 604101.3678 | 81589.5714 |  | 5115 | CB OS1 | 10064.3918 | 6872.835 | 4761.9933 | 5435.7168 | 2244.1599 | 133.3182 | 0 | 0 | 0 | 4628.675 | 129.6977 | 66.9427 | 9.3617 | 646.7226 | 63.4597 | 5.8787 | 0 | 0 | 0 | 3.4829 | 4851.4427 | 4530.0671 | 4234.8351 | 646.7226 | 325.347 | 30.115 | 0 | 0 | 0 | 4204.7201 | 5083.2514 | 2275.8252 | 517.7965 | 4662.7794 | 1855.3532 | 97.3245 | 0 | 0 | 0 | 420.472 | 0.012211 | 0.004706 | 0.0002458 | 0 | 0 | 0 | 0.0065414 | 5000000 | scaled
CB OS4 | 3011.7198 | 1018.7345 | 0 | 1992.9853 | 33.83% | 0% | 66.17% | 626.8275 | 999.2395 | 5.4414 | 593.3525 | 28.0337 | 9.3676 | 941.6367 | 48.2352 | OS4 | 0.0070618 | 0.0044238 | 0.0028734 | 426480.4785 | 10.8673 | 1142.1759 | 1858.6767 | 1538.8827 | 161740.0505 | 263201.5453 | 539104.9175 | 4679.8611 | 510314.6057 | 24110.4507 | 700382.9427 | 6565.9177 | 660008.2363 | 33808.7887 |  | 5116 | CB OS4 | 3011.7198 | 2384.8923 | 2012.4803 | 1018.7345 | 391.907 | 19.495 | 0 | 0 | 0 | 1992.9853 | 10.8673 | 5.4259 | 1.4997 | 48.2352 | 3.9263 | 0 | 0 | 0 | 0 | 1.4997 | 1858.6767 | 1830.643 | 1810.4415 | 48.2352 | 20.2015 | 0 | 0 | 0 | 0 | 1810.4415 | 1142.1759 | 548.8234 | 200.5392 | 961.1317 | 367.7793 | 19.495 | 0 | 0 | 0 | 181.0442 | 0.0042742 | 0.0016362 | 8.58e-05 | 0 | 0 | 0 | 0.0027876 | 5000000 | scaled
CB OS5 | 1438.2443 | 457.609 | 0 | 980.6353 | 31.82% | 0% | 68.18% | 282.215 | 447.5203 | 0.72519 | 277.7489 | 3.7409 | 1.0212 | 441.2273 | 5.2718 | OS5 | 0.0036598 | 0.002244 | 0.0014112 | 392984.4056 | 1.9179 | 539.4218 | 896.9047 | 524.0487 | 147391.0488 | 245069.3081 | 515164.5703 | 1323.7932 | 507011.9937 | 6828.7834 | 702043.7025 | 1601.9735 | 692171.6833 | 8270.0456 |  | 5117 | CB OS5 | 1438.2443 | 1156.0293 | 990.7241 | 457.609 | 175.394 | 10.0888 | 0 | 0 | 0 | 980.6353 | 1.9179 | 1.1927 | 0.89673 | 6.0888 | 0.45482 | 0.15883 | 0 | 0 | 0 | 0.7379 | 896.9047 | 893.1637 | 891.6329 | 6.0888 | 2.3479 | 0.81705 | 0 | 0 | 0 | 890.8158 | 539.4218 | 261.6728 | 98.1945 | 450.3402 | 172.5913 | 9.1129 | 0 | 0 | 0 | 89.0816 | 0.0022952 | 0.0008794 | 4.66e-05 | 0 | 0 | 0 | 0.0013646 | 5000000 | scaled
CB OT2 | 45421.3427 | 1465.3753 | 41484.7333 | 2471.2341 | 3.226% | 91.33% | 5.441% | 19442.1633 | 40157.5307 | 96.6814 | 17297.5341 | 2047.9478 | 176.9511 | 35839.3756 | 4141.204 | OT2 | 0.024647 | 0.014312 | 0.0050762 | 1842890.0595 | 184.4049 | 38591.1561 | 6645.7818 | 7481.8986 | 1565767.4052 | 269640.7557 | 1815253.3169 | 9026.837 | 1615016.0694 | 191210.4105 | 1036959.1436 | 4569.2819 | 925454.5192 | 106935.3425 |  | 5118 | CB OT2 | 45421.3427 | 25979.1794 | 5263.812 | 1465.3753 | 602.7754 | 25.5406 | 41484.7333 | 22905.1699 | 2767.0373 | 2471.2341 | 184.4049 | 87.7235 | 7.4537 | 660.1295 | 55.8247 | 1.9654 | 54.4057 | 30.0393 | 3.6289 | 1.8595 | 6645.7818 | 4597.834 | 2504.5778 | 660.1295 | 287.5403 | 10.1822 | 3740.7663 | 2065.4077 | 249.5096 | 2244.886 | 38591.1561 | 21293.6219 | 2751.7804 | 677.1061 | 259.4104 | 13.393 | 37689.5614 | 20809.7229 | 2513.8988 | 224.4886 | 0.0064326 | 0.0024638 | 0.0001286 | 0.014741 | 0.0083742 | 0.001474 | 0.0034736 | 5000000 | scaled
CB PB1 | 137603.701 | 4517.0737 | 127106.6413 | 5979.9861 | 3.283% | 92.37% | 4.346% | 59538.5984 | 123052.2664 | 65.4081 | 54027.705 | 5445.4852 | 136.3896 | 111534.9465 | 11380.9304 | PB1 | 0.031616 | 0.019182 | 0.0096596 | 4352371.315 | 150.6163 | 119826.2969 | 17626.7878 | 4763.9582 | 3790076.3826 | 557530.9742 | 4069790.9784 | 4471.0065 | 3693091.0794 | 372228.8925 | 1506422.0674 | 1669.6991 | 1365425.5184 | 139326.8498 |  | 5119 | CB PB1 | 137603.701 | 78065.1026 | 14551.4346 | 4517.0737 | 1728.7673 | 89.8691 | 127106.6413 | 70356.3493 | 8481.5794 | 5979.9861 | 150.6163 | 85.2082 | 14.2268 | 2.6109 | 0.09932 | 0.0094591 | 145.6295 | 80.6091 | 9.7176 | 4.4997 | 17626.7878 | 12181.3026 | 6245.8574 | 2.6109 | 0.54564 | 0.054204 | 12191.9166 | 6748.4967 | 813.5429 | 5432.2603 | 119826.2969 | 65798.5918 | 8291.3504 | 4513.9756 | 1728.1223 | 89.8054 | 114769.0952 | 63527.2435 | 7658.3189 | 543.226 | 0.01303 | 0.0049902 | 0.0002602 | 0.010208 | 0.0058128 | 0.0010208 | 0.0083786 | 5000000 | scaled
CB PB5 | 65930.6318 | 3849.3978 | 57731.3231 | 4349.9108 | 5.839% | 87.56% | 6.598% | 28096.6894 | 57651.8396 | 37.4612 | 25889.8484 | 2169.3799 | 74.2961 | 53054.8823 | 4522.6612 | PB5 | 0.027149 | 0.016164 | 0.0073898 | 2428455.786 | 82.1836 | 57053.3937 | 8795.0546 | 3027.1079 | 2101476.0545 | 323952.6236 | 2340658.9074 | 3120.7872 | 2156812.9737 | 180725.1465 | 1120299.9033 | 1443.7331 | 1030971.083 | 87885.0873 |  | 5120 | CB PB5 | 65930.6318 | 37833.9424 | 8278.7922 | 3849.3978 | 1522.7693 | 78.7772 | 57731.3231 | 31961.2623 | 3850.1042 | 4349.9108 | 82.1836 | 44.7224 | 7.8875 | 32.7793 | 3.3289 | 0.022296 | 68.8564 | 38.1203 | 4.592 | 3.2732 | 8795.0546 | 6625.6747 | 4272.3933 | 32.7793 | 10.8344 | 0.072987 | 4810.7865 | 2663.3515 | 320.8315 | 3951.4888 | 57053.3937 | 31163.5453 | 3998.5114 | 3806.5645 | 1508.606 | 78.6819 | 52851.6803 | 29259.7904 | 3524.6806 | 395.1489 | 0.010736 | 0.0041708 | 0.0002184 | 0.010268 | 0.0058484 | 0.0010268 | 0.0061446 | 5000000 | scaled
CB PE1 | 3027547.9213 | 2867898.2114 | 154685.5626 | 4964.1473 | 94.73% | 5.109% | 0.164% | 1114047.275 | 2909643.2334 | 157720.1246 | 60855.5488 | 895471.6015 | 416666.775 | 127022.8283 | 2365953.6301 | PE1 | 0.24168 | 0.14204 | 0.029149 | 12527062.2522 | 431493.3557 | 140709.3407 | 2455345.2249 | 1785386.811 | 582211.9803 | 10159463.4609 | 13471258.3662 | 1907179.8805 | 735876.1509 | 10828202.3348 | 4044952.0014 | 579245.2787 | 176585.6507 | 3289121.0721 |  | 5121 | CB PE1 | 3027547.9213 | 1913500.6464 | 117904.6879 | 2867898.2114 | 1821049.9821 | 98294.3696 | 154685.5626 | 87486.5169 | 14646.171 | 4964.1473 | 431493.3557 | 273773.2311 | 14826.5807 | 2435887.0882 | 273646.4245 | 14802.2419 | 217.6031 | 123.0712 | 20.6034 | 3.7354 | 2455345.2249 | 1559873.6234 | 89391.5948 | 2435887.0882 | 1546909.541 | 83466.7368 | 14948.6713 | 8454.617 | 1415.3926 | 4509.4654 | 140709.3407 | 79853.7919 | 13686.5124 | 739.1059 | 494.0166 | 25.3908 | 139519.2882 | 78908.8288 | 13210.175 | 450.9465 | 0.020318 | 0.013246 | 0.0006914 | 0.21434 | 0.12177 | 0.021434 | 0.0070232 | 5000000 | scaled
CB PH1 | 704.2865 | 199.8949 | 0 | 504.3916 | 28.38% | 0% | 71.62% | 142.445 | 198.9081 | 18.3553 | 30.3839 | 93.7057 | 24.6965 | 48.2128 | 125.9988 | PH1 | 0.0018738 | 0.0011528 | 0.000729 | 375860.0205 | 25.076 | 95.0189 | 584.1915 | 13382.4535 | 50709.2109 | 311768.3561 | 487371.2279 | 62802.0951 | 103957.7164 | 320611.4164 | 693248.8469 | 86074.0335 | 168034.753 | 439140.0604 |  | 5122 | CB PH1 | 704.2865 | 561.8416 | 505.3784 | 199.8949 | 57.45 | 0.98684 | 0 | 0 | 0 | 504.3916 | 25.076 | 6.7207 | 0.37954 | 125.9988 | 6.3412 | 0 | 0 | 0 | 0 | 0.37954 | 584.1915 | 490.4858 | 458.1928 | 125.9988 | 32.2931 | 0 | 0 | 0 | 0 | 458.1928 | 95.0189 | 64.635 | 46.8061 | 49.1996 | 18.8157 | 0.98684 | 0 | 0 | 0 | 45.8193 | 0.0011684 | 0.0004474 | 2.36e-05 | 0 | 0 | 0 | 0.0007054 | 5000000 | scaled
CB PK1 | 0 | 0 | 0 | 0 | 0% | 0% | 0% | 0 | 0 | 0 | 0 | 0 | 0 | 0 | 0 | PK1 | 0 | 0 | 0 | 0 | 0 | 0 | 0 | 0 | 0 | 0 | 0 | 0 | 0 | 0 | 0 | 0 | 0 | 0 |  | 5123 | CB PK1 | 0 | 0 | 0 | 0 | 0 | 0 | 0 | 0 | 0 | 0 | 0 | 0 | 0 | 0 | 0 | 0 | 0 | 0 | 0 | 0 | 0 | 0 | 0 | 0 | 0 | 0 | 0 | 0 | 0 | 0 | 0 | 0 | 0 | 0 | 0 | 0 | 0 | 0 | 0 | 0 | 0 | 0 | 0 | 0 | 0 | 0 | 0 | 5000000 | scaled
CB PK2 | 0 | 0 | 0 | 0 | 0% | 0% | 0% | 0 | 0 | 0 | 0 | 0 | 0 | 0 | 0 | PK2 | 0 | 0 | 0 | 0 | 0 | 0 | 0 | 0 | 0 | 0 | 0 | 0 | 0 | 0 | 0 | 0 | 0 | 0 |  | 5124 | CB PK2 | 0 | 0 | 0 | 0 | 0 | 0 | 0 | 0 | 0 | 0 | 0 | 0 | 0 | 0 | 0 | 0 | 0 | 0 | 0 | 0 | 0 | 0 | 0 | 0 | 0 | 0 | 0 | 0 | 0 | 0 | 0 | 0 | 0 | 0 | 0 | 0 | 0 | 0 | 0 | 0 | 0 | 0 | 0 | 0 | 0 | 0 | 0 | 5000000 | scaled
CB PK3 | 0 | 0 | 0 | 0 | 0% | 0% | 0% | 0 | 0 | 0 | 0 | 0 | 0 | 0 | 0 | PK3 | 0 | 0 | 0 | 0 | 0 | 0 | 0 | 0 | 0 | 0 | 0 | 0 | 0 | 0 | 0 | 0 | 0 | 0 |  | 5125 | CB PK3 | 0 | 0 | 0 | 0 | 0 | 0 | 0 | 0 | 0 | 0 | 0 | 0 | 0 | 0 | 0 | 0 | 0 | 0 | 0 | 0 | 0 | 0 | 0 | 0 | 0 | 0 | 0 | 0 | 0 | 0 | 0 | 0 | 0 | 0 | 0 | 0 | 0 | 0 | 0 | 0 | 0 | 0 | 0 | 0 | 0 | 0 | 0 | 5000000 | scaled
CB PK4 | 0 | 0 | 0 | 0 | 0% | 0% | 0% | 0 | 0 | 0 | 0 | 0 | 0 | 0 | 0 | PK4 | 0 | 0 | 0 | 0 | 0 | 0 | 0 | 0 | 0 | 0 | 0 | 0 | 0 | 0 | 0 | 0 | 0 | 0 |  | 5126 | CB PK4 | 0 | 0 | 0 | 0 | 0 | 0 | 0 | 0 | 0 | 0 | 0 | 0 | 0 | 0 | 0 | 0 | 0 | 0 | 0 | 0 | 0 | 0 | 0 | 0 | 0 | 0 | 0 | 0 | 0 | 0 | 0 | 0 | 0 | 0 | 0 | 0 | 0 | 0 | 0 | 0 | 0 | 0 | 0 | 0 | 0 | 0 | 0 | 5000000 | scaled
CB PK5 | 0 | 0 | 0 | 0 | 0% | 0% | 0% | 0 | 0 | 0 | 0 | 0 | 0 | 0 | 0 | PK5 | 0 | 0 | 0 | 0 | 0 | 0 | 0 | 0 | 0 | 0 | 0 | 0 | 0 | 0 | 0 | 0 | 0 | 0 |  | 5127 | CB PK5 | 0 | 0 | 0 | 0 | 0 | 0 | 0 | 0 | 0 | 0 | 0 | 0 | 0 | 0 | 0 | 0 | 0 | 0 | 0 | 0 | 0 | 0 | 0 | 0 | 0 | 0 | 0 | 0 | 0 | 0 | 0 | 0 | 0 | 0 | 0 | 0 | 0 | 0 | 0 | 0 | 0 | 0 | 0 | 0 | 0 | 0 | 0 | 5000000 | scaled
CB PK6 | 0 | 0 | 0 | 0 | 0% | 0% | 0% | 0 | 0 | 0 | 0 | 0 | 0 | 0 | 0 | PK6 | 0 | 0 | 0 | 0 | 0 | 0 | 0 | 0 | 0 | 0 | 0 | 0 | 0 | 0 | 0 | 0 | 0 | 0 |  | 5128 | CB PK6 | 0 | 0 | 0 | 0 | 0 | 0 | 0 | 0 | 0 | 0 | 0 | 0 | 0 | 0 | 0 | 0 | 0 | 0 | 0 | 0 | 0 | 0 | 0 | 0 | 0 | 0 | 0 | 0 | 0 | 0 | 0 | 0 | 0 | 0 | 0 | 0 | 0 | 0 | 0 | 0 | 0 | 0 | 0 | 0 | 0 | 0 | 0 | 5000000 | scaled
CB PK7 | 0 | 0 | 0 | 0 | 0% | 0% | 0% | 0 | 0 | 0 | 0 | 0 | 0 | 0 | 0 | PK7 | 0 | 0 | 0 | 0 | 0 | 0 | 0 | 0 | 0 | 0 | 0 | 0 | 0 | 0 | 0 | 0 | 0 | 0 |  | 5129 | CB PK7 | 0 | 0 | 0 | 0 | 0 | 0 | 0 | 0 | 0 | 0 | 0 | 0 | 0 | 0 | 0 | 0 | 0 | 0 | 0 | 0 | 0 | 0 | 0 | 0 | 0 | 0 | 0 | 0 | 0 | 0 | 0 | 0 | 0 | 0 | 0 | 0 | 0 | 0 | 0 | 0 | 0 | 0 | 0 | 0 | 0 | 0 | 0 | 5000000 | scaled
CB PL2 | 14445.6899 | 7408.8944 | 0 | 7036.7955 | 51.29% | 0% | 48.71% | 4375.5117 | 7250.0193 | 0 | 4375.5117 | 0 | 0 | 7250.0193 | 0 | PL2 | 0.027084 | 0.016623 | 0.010231 | 533374.0671 | 5.295 | 8048.1217 | 6392.2732 | 195.5044 | 297158.4903 | 236020.0724 | 605805.1711 | 0 | 605805.1711 | 0 | 703292.8663 | 0 | 703292.8663 | 0 |  | 5130 | CB PL2 | 14445.6899 | 10070.1782 | 7195.6706 | 7408.8944 | 3033.3827 | 158.8751 | 0 | 0 | 0 | 7036.7955 | 5.295 | 5.295 | 5.295 | 0 | 0 | 0 | 0 | 0 | 0 | 5.295 | 6392.2732 | 6392.2732 | 6392.2732 | 0 | 0 | 0 | 0 | 0 | 0 | 6392.2732 | 8048.1217 | 3672.61 | 798.1024 | 7408.8944 | 3033.3827 | 158.8751 | 0 | 0 | 0 | 639.2273 | 0.017204 | 0.0067432 | 0.0003518 | 0 | 0 | 0 | 0.0098796 | 5000000 | scaled
CB PL4 | 13826.6111 | 6628.3797 | 0 | 7198.2315 | 47.94% | 0% | 52.06% | 3944.9593 | 6488.5347 | 0 | 3944.9593 | 0 | 0 | 6488.5347 | 0 | PL4 | 0.027903 | 0.017049 | 0.01041 | 495524.1775 | 5.4164 | 7282.2719 | 6538.9227 | 194.1167 | 260985.2684 | 234344.7924 | 579616.614 | 0 | 579616.614 | 0 | 704933.5678 | 0 | 704933.5678 | 0 |  | 5131 | CB PL4 | 13826.6111 | 9881.6518 | 7338.0765 | 6628.3797 | 2683.4204 | 139.845 | 0 | 0 | 0 | 7198.2315 | 5.4164 | 5.4164 | 5.4164 | 0 | 0 | 0 | 0 | 0 | 0 | 5.4164 | 6538.9227 | 6538.9227 | 6538.9227 | 0 | 0 | 0 | 0 | 0 | 0 | 6538.9227 | 7282.2719 | 3337.3126 | 793.7373 | 6628.3797 | 2683.4204 | 139.845 | 0 | 0 | 0 | 653.8923 | 0.017859 | 0.0070044 | 0.0003654 | 0 | 0 | 0 | 0.010044 | 5000000 | scaled
CB PL6 | 11639.9091 | 4124.7665 | 0 | 7515.1426 | 35.44% | 0% | 64.56% | 2301.2637 | 4028.4915 | 10.969 | 2234.2448 | 56.05 | 21.0906 | 3899.5931 | 107.8079 | PL6 | 0.029655 | 0.01806 | 0.010915 | 392508.1981 | 27.4458 | 4674.2576 | 6938.2057 | 925.4977 | 157620.1672 | 233962.5333 | 517090.0004 | 2464.7086 | 502030.9618 | 12594.33 | 697322.7799 | 3650.7268 | 675010.7509 | 18661.3021 |  | 5132 | CB PL6 | 11639.9091 | 9338.6454 | 7611.4176 | 4124.7665 | 1823.5028 | 96.275 | 0 | 0 | 0 | 7515.1426 | 27.4458 | 16.4768 | 6.3553 | 111.3987 | 10.8219 | 0.70036 | 0 | 0 | 0 | 5.6549 | 6938.2057 | 6882.1558 | 6830.3978 | 111.3987 | 55.3488 | 3.5908 | 0 | 0 | 0 | 6826.807 | 4674.2576 | 2440.0128 | 774.6645 | 3991.5769 | 1757.3321 | 91.9838 | 0 | 0 | 0 | 682.6807 | 0.019134 | 0.0075386 | 0.0003938 | 0 | 0 | 0 | 0.010521 | 5000000 | scaled
CB PLS1 | 0 | 0 | 0 | 0 | 0% | 0% | 0% | 0 | 0 | 0 | 0 | 0 | 0 | 0 | 0 | PLS1 | 0 | 0 | 0 | 0 | 0 | 0 | 0 | 0 | 0 | 0 | 0 | 0 | 0 | 0 | 0 | 0 | 0 | 0 |  | 5133 | CB PLS1 | 0 | 0 | 0 | 0 | 0 | 0 | 0 | 0 | 0 | 0 | 0 | 0 | 0 | 0 | 0 | 0 | 0 | 0 | 0 | 0 | 0 | 0 | 0 | 0 | 0 | 0 | 0 | 0 | 0 | 0 | 0 | 0 | 0 | 0 | 0 | 0 | 0 | 0 | 0 | 0 | 0 | 0 | 0 | 0 | 0 | 0 | 0 | 5000000 | scaled
CB PLZ1 | 0 | 0 | 0 | 0 | 0% | 0% | 0% | 0 | 0 | 0 | 0 | 0 | 0 | 0 | 0 | PLZ1 | 0 | 0 | 0 | 0 | 0 | 0 | 0 | 0 | 0 | 0 | 0 | 0 | 0 | 0 | 0 | 0 | 0 | 0 |  | 5134 | CB PLZ1 | 0 | 0 | 0 | 0 | 0 | 0 | 0 | 0 | 0 | 0 | 0 | 0 | 0 | 0 | 0 | 0 | 0 | 0 | 0 | 0 | 0 | 0 | 0 | 0 | 0 | 0 | 0 | 0 | 0 | 0 | 0 | 0 | 0 | 0 | 0 | 0 | 0 | 0 | 0 | 0 | 0 | 0 | 0 | 0 | 0 | 0 | 0 | 5000000 | scaled
CB PY1 | 25401.7678 | 0 | 25401.7678 | 0 | 0% | 100% | 0% | 1298.5402 | 2700.2825 | 1.6707 | 1174.044 | 122.8255 | 3.4742 | 2441.3958 | 255.4125 | PY1 | 0.094781 | 0.094781 | 0.094781 | 268004.2852 | 32.6822 | 22966.4001 | 2402.6855 | 344.8168 | 242309.6574 | 25349.811 | 254303.8867 | 327.1898 | 229922.7701 | 24053.9268 | 239514.6429 | 308.1618 | 216551.4294 | 22655.0517 |  | 5135 | CB PY1 | 25401.7678 | 24103.2275 | 22701.4853 | 0 | 0 | 0 | 25401.7678 | 24103.2275 | 22701.4853 | 0 | 32.6822 | 31.0114 | 29.2079 | 0 | 0 | 0 | 32.6822 | 31.0114 | 29.2079 | 0 | 2402.6855 | 2279.86 | 2147.273 | 0 | 0 | 0 | 2402.6855 | 2279.86 | 2147.273 | 0 | 22966.4001 | 21792.3561 | 20525.0043 | 0 | 0 | 0 | 22966.4001 | 21792.3561 | 20525.0043 | 0 | 0 | 0 | 0 | 0.094781 | 0.094781 | 0.094781 | 0 | 5000000 | scaled
CB QB1 | 0 | 0 | 0 | 0 | 0% | 0% | 0% | 0 | 0 | 0 | 0 | 0 | 0 | 0 | 0 | QB1 | 0 | 0 | 0 | 0 | 0 | 0 | 0 | 0 | 0 | 0 | 0 | 0 | 0 | 0 | 0 | 0 | 0 | 0 |  | 5136 | CB QB1 | 0 | 0 | 0 | 0 | 0 | 0 | 0 | 0 | 0 | 0 | 0 | 0 | 0 | 0 | 0 | 0 | 0 | 0 | 0 | 0 | 0 | 0 | 0 | 0 | 0 | 0 | 0 | 0 | 0 | 0 | 0 | 0 | 0 | 0 | 0 | 0 | 0 | 0 | 0 | 0 | 0 | 0 | 0 | 0 | 0 | 0 | 0 | 5000000 | scaled
CB QN1 | 9477.1252 | 1950.0697 | 5756.4205 | 1770.6351 | 20.58% | 60.74% | 18.68% | 3612.5274 | 7300.66 | 140.1252 | 2572.8543 | 899.548 | 261.6813 | 5313.5474 | 1725.4313 | QN1 | 0.01229 | 0.0071732 | 0.0030528 | 771150.0136 | 265.7289 | 5835.6831 | 3375.7133 | 21622.257 | 474847.2734 | 274680.4832 | 817570.6474 | 31712.49 | 582276.5894 | 203581.568 | 712940.6598 | 25554.296 | 518890.6247 | 168495.7391 |  | 5137 | CB QN1 | 9477.1252 | 5864.5978 | 2176.4652 | 1950.0697 | 878.6773 | 21.0324 | 5756.4205 | 3215.2854 | 384.7978 | 1770.6351 | 265.7289 | 125.6037 | 4.0476 | 1308.0899 | 119.8358 | 2.1844 | 7.9412 | 4.4356 | 0.53084 | 1.3323 | 3375.7133 | 2476.1653 | 1650.282 | 1308.0899 | 611.238 | 11.1312 | 459.1663 | 256.4703 | 30.6938 | 1608.457 | 5835.6831 | 3262.8288 | 522.1356 | 385.5244 | 147.6035 | 7.7167 | 5289.313 | 2954.3795 | 353.5732 | 160.8457 | 0.0048686 | 0.0018646 | 9.72e-05 | 0.0049616 | 0.0028492 | 0.0004962 | 0.0024594 | 5000000 | scaled
CB RA1 | 10517062.3511 | 10338977.3236 | 170320.8051 | 7764.2223 | 98.31% | 1.619% | 0.07383% | 5789196.0626 | 10234609.2357 | 919979.0259 | 68172.1479 | 4801044.8888 | 1623197.2589 | 141266.9397 | 8470145.0372 | RA1 | 0.14726 | 0.085024 | 0.022759 | 71417547.759 | 1664982.3754 | 155915.3923 | 8696164.5834 | 11306290.1354 | 1058764.7579 | 59052492.8657 | 55606255.7452 | 8836561.8371 | 654805.5811 | 46114888.327 | 12410720.9246 | 1968326.071 | 171303.5177 | 10271091.3359 |  | 5138 | CB RA1 | 10517062.3511 | 4727866.2885 | 282453.1154 | 10338977.3236 | 4624212.101 | 259208.1799 | 170320.8051 | 95889.9652 | 15480.7132 | 7764.2223 | 1664982.3754 | 745003.3495 | 41785.1165 | 8671884.0445 | 744839.8221 | 41753.8171 | 280.082 | 157.6851 | 25.4571 | 5.8423 | 8696164.5834 | 3895119.6946 | 226019.5462 | 8671884.0445 | 3878367.624 | 217400.6433 | 17227.4662 | 9698.9979 | 1565.8302 | 7053.0727 | 155915.3923 | 87743.2444 | 14648.4526 | 2396.828 | 1004.6549 | 53.7195 | 152813.257 | 86033.2822 | 13889.4259 | 705.3073 | 0.023161 | 0.0098788 | 0.0005254 | 0.11319 | 0.06423 | 0.011319 | 0.010915 | 5000000 | scaled
CB RA2 | 5229902.0724 | 5131211.4171 | 95774.9443 | 2915.711 | 98.11% | 1.831% | 0.05575% | 3190423.9374 | 5138836.9089 | 744421.3092 | 38054.7727 | 2407947.8554 | 1194382.896 | 79005.7016 | 3865448.3113 | RA2 | 0.12706 | 0.072465 | 0.015648 | 41161468.3063 | 1213191.635 | 87124.9259 | 3929585.5114 | 9548314.3554 | 685708.8007 | 30927445.1502 | 28144164.4564 | 6566875.1749 | 335698.2657 | 21241591.0159 | 5819604.001 | 1352608.6941 | 89471.9768 | 4377523.33 |  | 5139 | CB RA2 | 5229902.0724 | 2039478.135 | 91065.1634 | 5131211.4171 | 1982641.273 | 79439.4621 | 95774.9443 | 53921.151 | 8709.9903 | 2915.711 | 1213191.635 | 468770.3258 | 18808.739 | 3917520.1518 | 468692.2506 | 18794.2878 | 134.7805 | 75.8812 | 12.2572 | 2.194 | 3929585.5114 | 1521637.656 | 64137.2 | 3917520.1518 | 1513687.4118 | 60632.1715 | 9416.7077 | 5301.5924 | 856.3767 | 2648.6518 | 87124.9259 | 49070.1532 | 8119.2244 | 636.6047 | 261.6107 | 13.0028 | 86223.456 | 48543.6773 | 7841.3564 | 264.8652 | 0.0091102 | 0.0037814 | 0.0001974 | 0.11389 | 0.064622 | 0.011389 | 0.004062 | 5000000 | scaled
CB RA3 | 916197.1637 | 636736.5976 | 275534.1466 | 3926.4194 | 69.5% | 30.07% | 0.4286% | 455953.3411 | 870677.0713 | 54505.3451 | 106431.4119 | 295016.5841 | 100665.7462 | 221356.2065 | 548655.1186 | RA3 | 0.12911 | 0.074583 | 0.017185 | 7096362.4537 | 103386.9811 | 243747.6831 | 569062.4995 | 800779.0464 | 1887936.3253 | 4407647.082 | 6170927.5696 | 737681.9215 | 1440455.5789 | 3992790.0692 | 2648827.0237 | 306251.4882 | 673423.3862 | 1669152.1493 |  | 5140 | CB RA3 | 916197.1637 | 460243.8226 | 45520.0924 | 636736.5976 | 301168.3249 | 16540.8809 | 275534.1466 | 155149.0782 | 25052.7921 | 3926.4194 | 103386.9811 | 48881.636 | 2721.235 | 532217.7916 | 48693.7386 | 2688.4167 | 328.4459 | 184.9429 | 29.8638 | 2.9545 | 569062.4995 | 274045.9153 | 20407.3809 | 532217.7916 | 251740.8386 | 13814.8177 | 33277.9216 | 18738.2904 | 3025.7769 | 3566.7863 | 243747.6831 | 137316.2712 | 22391.4766 | 1463.2253 | 733.7476 | 37.6465 | 241927.7791 | 136225.8449 | 21997.1515 | 356.6786 | 0.010002 | 0.0045604 | 0.0002376 | 0.11351 | 0.064426 | 0.011351 | 0.0055966 | 5000000 | scaled
CB RB1 | 29753.378 | 29717.3294 | 0 | 36.0486 | 99.88% | 0% | 0.1212% | 13504.8169 | 29715.7436 | 2185.7819 | 17.2662 | 11301.7688 | 4789.9877 | 50.5246 | 24875.2313 | RB1 | 0.0001458 | 0.0001144 | 5.36e-05 | 204069808.1869 | 4790.0148 | 55.3851 | 24907.9782 | 32853325.2571 | 379870.0763 | 170836612.8535 | 142032877.0536 | 22988308.6186 | 181591.6229 | 118862976.8121 | 702134.0943 | 113179.5224 | 1193.8137 | 587760.7582 |  | 5141 | CB RB1 | 29753.378 | 16248.5611 | 37.6344 | 29717.3294 | 16212.5125 | 1.5857 | 0 | 0 | 0 | 36.0486 | 4790.0148 | 2604.2329 | 0.027125 | 24875.2313 | 2604.2057 | 0 | 0 | 0 | 0 | 0.027125 | 24907.9782 | 13606.2094 | 32.7468 | 24875.2313 | 13573.4625 | 0 | 0 | 0 | 0 | 32.7468 | 55.3851 | 38.1189 | 4.8604 | 52.1104 | 34.8442 | 1.5857 | 0 | 0 | 0 | 3.2747 | 9.56e-05 | 6.42e-05 | 3.4e-06 | 0 | 0 | 0 | 5.02e-05 | 5000000 | scaled
CB RC1 | 3739874.8305 | 3707620.4941 | 30205.8517 | 2048.4848 | 99.14% | 0.8077% | 0.05477% | 2477282.296 | 3660581.7744 | 501866.6733 | 12298.0977 | 1963117.525 | 739847.6781 | 25454.9922 | 2895279.1041 | RC1 | 0.084253 | 0.047284 | 0.010259 | 44388414.3607 | 755052.2412 | 28008.5489 | 2956814.0404 | 8961682.7479 | 332432.2684 | 35094299.3444 | 26702433.6978 | 5409581.9404 | 132560.2411 | 21160291.5163 | 7728970.6875 | 1562118.0921 | 53745.798 | 6113106.7973 |  | 5142 | CB RC1 | 3739874.8305 | 1262592.5345 | 79293.0561 | 3707620.4941 | 1243632.6456 | 74653.3194 | 30205.8517 | 16911.4041 | 2591.2519 | 2048.4848 | 755052.2412 | 253185.5679 | 15204.5631 | 2952319.9872 | 253161.7353 | 15199.6061 | 39.8147 | 22.2911 | 3.4156 | 1.5414 | 2956814.0404 | 993696.5154 | 61534.9363 | 2952319.9872 | 990361.4059 | 59448.1863 | 2633.1956 | 1474.2519 | 225.8924 | 1860.8576 | 28008.5489 | 15710.4512 | 2553.5567 | 289.6218 | 109.5044 | 5.527 | 27532.8413 | 15414.861 | 2361.9439 | 186.0858 | 0.0092964 | 0.0035596 | 0.000186 | 0.072093 | 0.04086 | 0.0072094 | 0.0028638 | 5000000 | scaled
CB RD1 | 3806.4865 | 1212.6095 | 0 | 2593.877 | 31.86% | 0% | 68.14% | 761.8696 | 1192.0343 | 24.5734 | 611.3571 | 125.9391 | 36.0842 | 971.0181 | 184.932 | RD1 | 0.009563 | 0.0059488 | 0.0038242 | 398043.1347 | 38.1357 | 1226.6024 | 2541.7484 | 3987.8374 | 128265.4408 | 265789.8565 | 511803.5363 | 16507.7762 | 410693.2747 | 84602.4853 | 683659.9019 | 20695.1236 | 556901.8763 | 106062.9019 |  | 5143 | CB RD1 | 3806.4865 | 3044.6169 | 2614.4522 | 1212.6095 | 450.7399 | 20.5752 | 0 | 0 | 0 | 2593.877 | 38.1357 | 13.5622 | 2.0515 | 185.4528 | 11.6104 | 0.099714 | 0 | 0 | 0 | 1.9518 | 2541.7484 | 2415.8093 | 2356.8164 | 185.4528 | 59.5137 | 0.52076 | 0 | 0 | 0 | 2356.2956 | 1226.6024 | 615.2453 | 255.5843 | 990.9728 | 379.6157 | 19.9548 | 0 | 0 | 0 | 235.6296 | 0.0058558 | 0.0022416 | 0.000117 | 0 | 0 | 0 | 0.0037072 | 5000000 | scaled
CB RD2 | 9344.0577 | 2575.6288 | 0 | 6768.4289 | 27.56% | 0% | 72.44% | 1548.6987 | 2533.3632 | 41.7817 | 1293.1515 | 213.7655 | 77.7662 | 2057.7962 | 397.8008 | RD2 | 0.026759 | 0.016203 | 0.0099642 | 349193.0811 | 82.8592 | 2714.9104 | 6546.288 | 3096.4997 | 101457.844 | 244638.7374 | 481099.9677 | 12979.4088 | 401714.7726 | 66405.7864 | 683516.4338 | 20981.7851 | 555205.6279 | 107329.0207 |  | 5144 | CB RD2 | 9344.0577 | 7795.359 | 6810.6944 | 2575.6288 | 1026.9301 | 42.2655 | 0 | 0 | 0 | 6768.4289 | 82.8592 | 41.0775 | 5.093 | 397.8008 | 35.9845 | 0 | 0 | 0 | 0 | 5.093 | 6546.288 | 6332.5225 | 6148.4872 | 397.8008 | 184.0354 | 0 | 0 | 0 | 0 | 6148.4872 | 2714.9104 | 1421.759 | 657.1143 | 2100.0617 | 806.9103 | 42.2655 | 0 | 0 | 0 | 614.8487 | 0.01714 | 0.0065838 | 0.0003448 | 0 | 0 | 0 | 0.0096194 | 5000000 | scaled
CB RD4 | 0 | 0 | 0 | 0 | 0% | 0% | 0% | 0 | 0 | 0 | 0 | 0 | 0 | 0 | 0 | RD4 | 0 | 0 | 0 | 0 | 0 | 0 | 0 | 0 | 0 | 0 | 0 | 0 | 0 | 0 | 0 | 0 | 0 | 0 |  | 5145 | CB RD4 | 0 | 0 | 0 | 0 | 0 | 0 | 0 | 0 | 0 | 0 | 0 | 0 | 0 | 0 | 0 | 0 | 0 | 0 | 0 | 0 | 0 | 0 | 0 | 0 | 0 | 0 | 0 | 0 | 0 | 0 | 0 | 0 | 0 | 0 | 0 | 0 | 0 | 0 | 0 | 0 | 0 | 0 | 0 | 0 | 0 | 0 | 0 | 5000000 | scaled
CB RE1 | 1103.4743 | 317.4227 | 0 | 786.0516 | 28.77% | 0% | 71.23% | 195.4945 | 311.0894 | 0.10957 | 194.8251 | 0.5599 | 0.25382 | 309.5368 | 1.2987 | RE1 | 0.0036542 | 0.0020798 | 0.0011532 | 301974.2468 | 0.8453 | 387.2757 | 715.3533 | 231.3219 | 105980.9709 | 195761.9541 | 436570.7142 | 244.6816 | 435075.6836 | 1250.349 | 687118.3916 | 560.6202 | 683689.2335 | 2868.538 |  | 5146 | CB RE1 | 1103.4743 | 907.9798 | 792.3849 | 317.4227 | 121.9282 | 6.3334 | 0 | 0 | 0 | 786.0516 | 0.8453 | 0.73573 | 0.59148 | 1.2987 | 0.14425 | 0 | 0 | 0 | 0 | 0.59148 | 715.3533 | 714.7934 | 714.0546 | 1.2987 | 0.73881 | 0 | 0 | 0 | 0 | 714.0546 | 387.2757 | 192.4506 | 77.7388 | 315.8702 | 121.0451 | 6.3334 | 0 | 0 | 0 | 71.4055 | 0.002552 | 0.0009776 | 5.1e-05 | 0 | 0 | 0 | 0.0011022 | 5000000 | scaled
CB RI1 | 4758.6288 | 2155.8331 | 0 | 2602.7956 | 45.3% | 0% | 54.7% | 1223.1501 | 2106.9551 | 47.6657 | 931.0321 | 244.4523 | 101.5433 | 1485.0749 | 520.3368 | RI1 | 0.010279 | 0.0062194 | 0.0037794 | 462937.6564 | 106.4616 | 1752.2655 | 2899.9017 | 10356.9907 | 170467.1053 | 282113.5604 | 568459.769 | 22152.6825 | 432697.7457 | 113609.3409 | 701612.3409 | 33813.7441 | 494527.3452 | 173271.2516 |  | 5147 | CB RI1 | 4758.6288 | 3535.4787 | 2651.6737 | 2155.8331 | 932.683 | 48.878 | 0 | 0 | 0 | 2602.7956 | 106.4616 | 58.7958 | 4.9183 | 535.5043 | 56.8373 | 2.9597 | 0 | 0 | 0 | 1.9585 | 2899.9017 | 2655.4495 | 2379.5649 | 535.5043 | 291.0521 | 15.1675 | 0 | 0 | 0 | 2364.3974 | 1752.2655 | 821.2334 | 267.1905 | 1515.8257 | 584.7937 | 30.7508 | 0 | 0 | 0 | 236.4397 | 0.0066346 | 0.0025748 | 0.0001348 | 0 | 0 | 0 | 0.0036446 | 5000000 | scaled
CB RS1 | 1443.9261 | 370.4077 | 0 | 1073.5184 | 25.65% | 0% | 74.35% | 224.8544 | 359.8101 | 23.3052 | 82.4943 | 119.0549 | 37.4716 | 131.0116 | 191.3269 | RS1 | 0.0049182 | 0.0028 | 0.0015542 | 293588.3224 | 39.5776 | 231.2147 | 1173.1338 | 8047.1727 | 47012.0619 | 238529.0877 | 435382.7593 | 45125.5098 | 159732.7431 | 230524.5063 | 697539.5924 | 72643.6237 | 253983.4419 | 370912.5267 |  | 5148 | CB RS1 | 1443.9261 | 1219.0717 | 1084.116 | 370.4077 | 145.5534 | 10.5977 | 0 | 0 | 0 | 1073.5184 | 39.5776 | 16.2724 | 2.106 | 197.9423 | 15.4647 | 1.2982 | 0 | 0 | 0 | 0.80779 | 1173.1338 | 1054.0789 | 981.8069 | 197.9423 | 78.8875 | 6.6155 | 0 | 0 | 0 | 975.1914 | 231.2147 | 148.7204 | 100.2031 | 133.6956 | 51.2013 | 2.684 | 0 | 0 | 0 | 97.5191 | 0.0034328 | 0.0013146 | 6.88e-05 | 0 | 0 | 0 | 0.0014854 | 5000000 | scaled
CB RV1 | 5601.0792 | 1201.4404 | 0 | 4399.6388 | 21.45% | 0% | 78.55% | 741.24 | 1177.4065 | 0 | 741.24 | 0 | 0 | 1177.4065 | 0 | RV1 | 0.019991 | 0.011545 | 0.0065766 | 280180.043 | 3.3106 | 1601.1066 | 3996.662 | 165.6038 | 80091.3717 | 199923.0674 | 420932.9454 | 0 | 420932.9454 | 0 | 672638.2481 | 0 | 672638.2481 | 0 |  | 5149 | CB RV1 | 5601.0792 | 4859.8392 | 4423.6727 | 1201.4404 | 460.2004 | 24.0339 | 0 | 0 | 0 | 4399.6388 | 3.3106 | 3.3106 | 3.3106 | 0 | 0 | 0 | 0 | 0 | 0 | 3.3106 | 3996.662 | 3996.662 | 3996.662 | 0 | 0 | 0 | 0 | 0 | 0 | 3996.662 | 1601.1066 | 859.8666 | 423.7001 | 1201.4404 | 460.2004 | 24.0339 | 0 | 0 | 0 | 399.6662 | 0.013688 | 0.0052422 | 0.0002734 | 0 | 0 | 0 | 0.0063032 | 5000000 | scaled
CB RV2 | 722.9192 | 62.7189 | 0 | 660.2003 | 8.676% | 0% | 91.32% | 38.7143 | 61.4581 | 0 | 38.7143 | 0 | 0 | 61.4581 | 0 | RV2 | 0.0024738 | 0.001537 | 0.0009864 | 292230.2525 | 0.49678 | 122.6919 | 599.7305 | 200.8163 | 49596.5494 | 242432.8868 | 445156.104 | 0 | 445156.104 | 0 | 670580.9553 | 0 | 670580.9553 | 0 |  | 5150 | CB RV2 | 722.9192 | 684.2049 | 661.4611 | 62.7189 | 24.0046 | 1.2608 | 0 | 0 | 0 | 660.2003 | 0.49678 | 0.49678 | 0.49678 | 0 | 0 | 0 | 0 | 0 | 0 | 0.49678 | 599.7305 | 599.7305 | 599.7305 | 0 | 0 | 0 | 0 | 0 | 0 | 599.7305 | 122.6919 | 83.9777 | 61.2338 | 62.7189 | 24.0046 | 1.2608 | 0 | 0 | 0 | 59.973 | 0.0015178 | 0.000581 | 3.04e-05 | 0 | 0 | 0 | 0.000956 | 5000000 | scaled
CB RV3 | 0 | 0 | 0 | 0 | 0% | 0% | 0% | 0 | 0 | 0 | 0 | 0 | 0 | 0 | 0 | RV3 | 0 | 0 | 0 | 0 | 0 | 0 | 0 | 0 | 0 | 0 | 0 | 0 | 0 | 0 | 0 | 0 | 0 | 0 |  | 5151 | CB RV3 | 0 | 0 | 0 | 0 | 0 | 0 | 0 | 0 | 0 | 0 | 0 | 0 | 0 | 0 | 0 | 0 | 0 | 0 | 0 | 0 | 0 | 0 | 0 | 0 | 0 | 0 | 0 | 0 | 0 | 0 | 0 | 0 | 0 | 0 | 0 | 0 | 0 | 0 | 0 | 0 | 0 | 0 | 0 | 0 | 0 | 0 | 0 | 5000000 | scaled
CB S1 | 10789.0485 | 3834.2099 | 0 | 6954.8386 | 35.54% | 0% | 64.46% | 2241.5859 | 3755.6835 | 51.6722 | 1919.0693 | 270.8445 | 87.1437 | 3211.6537 | 456.8861 | S1 | 0.026358 | 0.016509 | 0.010101 | 409330.3875 | 93.5192 | 3914.8602 | 6780.6691 | 3548.065 | 148527.5792 | 257254.7433 | 517733.0842 | 11934.5829 | 443242.279 | 62556.2223 | 696331.404 | 16157.0871 | 595464.2662 | 84710.0507 |  | 5152 | CB S1 | 10789.0485 | 8547.4626 | 7033.365 | 3834.2099 | 1592.6239 | 78.5263 | 0 | 0 | 0 | 6954.8386 | 93.5192 | 41.847 | 6.3755 | 462.846 | 36.6137 | 1.1422 | 0 | 0 | 0 | 5.2333 | 6780.6691 | 6509.8246 | 6323.783 | 462.846 | 192.0016 | 5.9599 | 0 | 0 | 0 | 6317.823 | 3914.8602 | 1995.791 | 703.2065 | 3283.0779 | 1364.0087 | 71.4242 | 0 | 0 | 0 | 631.7823 | 0.01661 | 0.0067614 | 0.0003526 | 0 | 0 | 0 | 0.009748 | 5000000 | scaled
CB S2 | 5756.4245 | 1831.0504 | 0 | 3925.374 | 31.81% | 0% | 68.19% | 1108.5329 | 1793.2863 | 2.3585 | 1093.9704 | 12.2041 | 3.637 | 1770.8028 | 18.8464 | S2 | 0.015094 | 0.0094254 | 0.0057554 | 381381.8081 | 6.6238 | 2164.944 | 3584.8566 | 438.8503 | 143434.5698 | 237508.388 | 493124.0639 | 1049.1454 | 486646.0079 | 5428.9106 | 688594.7444 | 1396.5553 | 679961.4461 | 7236.7431 |  | 5153 | CB S2 | 5756.4245 | 4647.8916 | 3963.1382 | 1831.0504 | 722.5175 | 37.7642 | 0 | 0 | 0 | 3925.374 | 6.6238 | 4.2654 | 2.9868 | 19.02 | 1.3117 | 0.033107 | 0 | 0 | 0 | 2.9537 | 3584.8566 | 3572.6525 | 3566.0102 | 19.02 | 6.8159 | 0.17355 | 0 | 0 | 0 | 3565.8366 | 2164.944 | 1070.9737 | 394.1412 | 1808.3604 | 714.39 | 37.5575 | 0 | 0 | 0 | 356.5837 | 0.0095414 | 0.0038732 | 0.0002032 | 0 | 0 | 0 | 0.0055522 | 5000000 | scaled
CB SB1 | 0 | 0 | 0 | 0 | 0% | 0% | 0% | 0 | 0 | 0 | 0 | 0 | 0 | 0 | 0 | SB1 | 0 | 0 | 0 | 0 | 0 | 0 | 0 | 0 | 0 | 0 | 0 | 0 | 0 | 0 | 0 | 0 | 0 | 0 |  | 5154 | CB SB1 | 0 | 0 | 0 | 0 | 0 | 0 | 0 | 0 | 0 | 0 | 0 | 0 | 0 | 0 | 0 | 0 | 0 | 0 | 0 | 0 | 0 | 0 | 0 | 0 | 0 | 0 | 0 | 0 | 0 | 0 | 0 | 0 | 0 | 0 | 0 | 0 | 0 | 0 | 0 | 0 | 0 | 0 | 0 | 0 | 0 | 0 | 0 | 5000000 | scaled
CB SC1 | 245130.7477 | 4372.3086 | 234779.6874 | 5978.7516 | 1.784% | 95.78% | 2.439% | 107513.2178 | 223369.0712 | 129.5891 | 98005.8635 | 9377.7652 | 258.9073 | 203594.323 | 19515.8409 | SC1 | 0.040226 | 0.024047 | 0.010505 | 6093808.206 | 281.52 | 218507.4808 | 26341.7469 | 6998.4228 | 5431969.2348 | 654840.5484 | 5722808.888 | 6897.8834 | 5216743.0025 | 499168.002 | 2071554.1564 | 2401.1408 | 1888160.5398 | 180992.4759 |  | 5155 | CB SC1 | 245130.7477 | 137617.5299 | 21761.6764 | 4372.3086 | 1819.6383 | 100.1522 | 234779.6874 | 129819.14 | 15682.7727 | 5978.7516 | 281.52 | 151.9309 | 22.6126 | 110.6042 | 6.2166 | 1.0543 | 255.39 | 141.2154 | 17.0595 | 4.4988 | 26341.7469 | 16963.9817 | 6825.906 | 110.6042 | 31.6834 | 5.3721 | 20800.0038 | 11501.1594 | 1389.395 | 5431.1389 | 218507.4808 | 120501.6174 | 14913.1578 | 4240.0733 | 1781.7383 | 93.7258 | 213724.2936 | 118176.7652 | 14276.3181 | 543.1139 | 0.013926 | 0.00545 | 0.0002854 | 0.017868 | 0.010164 | 0.0017868 | 0.0084328 | 5000000 | scaled
CB SC2 | 261451.6261 | 5773.1431 | 250821.0427 | 4857.4404 | 2.208% | 95.93% | 1.858% | 115540.0555 | 239722.2333 | 119.9796 | 104844.3915 | 10575.6844 | 249.8176 | 217404.2986 | 22068.1171 | SC2 | 0.037006 | 0.021804 | 0.008847 | 7065076.2882 | 271.3038 | 233121.0724 | 28059.2499 | 7331.3066 | 6299513.9304 | 758231.0512 | 6692024.8134 | 6949.1596 | 6072537.0636 | 612538.5901 | 2456131.2067 | 2559.566 | 2227467.494 | 226104.1467 |  | 5156 | CB SC2 | 261451.6261 | 145911.5706 | 21729.3928 | 5773.1431 | 2393.5436 | 125.5949 | 250821.0427 | 138660.5866 | 16746.3575 | 4857.4404 | 271.3038 | 151.3242 | 21.4862 | 10.6103 | 0.8525 | 0.099714 | 265.5744 | 146.8167 | 17.7314 | 3.6551 | 28059.2499 | 17483.5655 | 5991.1329 | 10.6103 | 4.3604 | 0.50863 | 23636.1075 | 13066.673 | 1578.0921 | 4412.5321 | 233121.0724 | 128276.6809 | 15716.7738 | 5760.4585 | 2388.3307 | 124.9866 | 226919.3607 | 125447.097 | 15150.534 | 441.2532 | 0.012279 | 0.0048064 | 0.0002508 | 0.017923 | 0.010193 | 0.0017922 | 0.006804 | 5000000 | scaled
CB SCE | 0 | 0 | 0 | 0 | 0% | 0% | 0% | 0 | 0 | 0 | 0 | 0 | 0 | 0 | 0 | SCE | 0 | 0 | 0 | 0 | 0 | 0 | 0 | 0 | 0 | 0 | 0 | 0 | 0 | 0 | 0 | 0 | 0 | 0 |  | 5157 | CB SCE | 0 | 0 | 0 | 0 | 0 | 0 | 0 | 0 | 0 | 0 | 0 | 0 | 0 | 0 | 0 | 0 | 0 | 0 | 0 | 0 | 0 | 0 | 0 | 0 | 0 | 0 | 0 | 0 | 0 | 0 | 0 | 0 | 0 | 0 | 0 | 0 | 0 | 0 | 0 | 0 | 0 | 0 | 0 | 0 | 0 | 0 | 0 | 5000000 | scaled
CB SE4 | 13071.0724 | 250.5965 | 12101.0284 | 719.4475 | 1.917% | 92.58% | 5.504% | 5568.4825 | 11539.9701 | 14.1351 | 5060.0767 | 494.2707 | 24.3793 | 10509.7167 | 1005.874 | SE4 | 0.021339 | 0.01221 | 0.0029156 | 612549.5548 | 25.8989 | 11317.7062 | 1727.4673 | 1213.7017 | 530381.5688 | 80954.2843 | 614462.7296 | 1559.7647 | 558361.913 | 54541.0519 | 525141.431 | 1109.414 | 478258.4045 | 45773.6124 |  | 5158 | CB SE4 | 13071.0724 | 7502.5899 | 1531.1024 | 250.5965 | 91.108 | 4.0131 | 12101.0284 | 6692.0344 | 807.6418 | 719.4475 | 25.8989 | 11.7638 | 1.5196 | 59.9506 | 3.7178 | 0.072519 | 13.5704 | 7.5046 | 0.90571 | 0.54136 | 1727.4673 | 1233.1966 | 721.5933 | 59.9506 | 18.9087 | 0.36856 | 1013.9656 | 560.7369 | 67.6737 | 653.551 | 11317.7062 | 6257.6295 | 807.9895 | 178.8587 | 68.4815 | 3.572 | 11073.4924 | 6123.7929 | 739.0624 | 65.3551 | 0.002064 | 0.0007904 | 4.14e-05 | 0.018223 | 0.010368 | 0.0018222 | 0.001052 | 5000000 | scaled
CB SEA1 | 0 | 0 | 0 | 0 | 0% | 0% | 0% | 0 | 0 | 0 | 0 | 0 | 0 | 0 | 0 | SEA1 | 0 | 0 | 0 | 0 | 0 | 0 | 0 | 0 | 0 | 0 | 0 | 0 | 0 | 0 | 0 | 0 | 0 | 0 |  | 5159 | CB SEA1 | 0 | 0 | 0 | 0 | 0 | 0 | 0 | 0 | 0 | 0 | 0 | 0 | 0 | 0 | 0 | 0 | 0 | 0 | 0 | 0 | 0 | 0 | 0 | 0 | 0 | 0 | 0 | 0 | 0 | 0 | 0 | 0 | 0 | 0 | 0 | 0 | 0 | 0 | 0 | 0 | 0 | 0 | 0 | 0 | 0 | 0 | 0 | 5000000 | scaled
CB SHC1 | 128745.0016 | 0 | 128745.0016 | 0 | 0% | 100% | 0% | 20505.9445 | 42810.2986 | 26.3168 | 18624.9598 | 1854.6679 | 54.9416 | 38883.3634 | 3871.9936 | SHC1 | 0.018125 | 0.018125 | 0.018125 | 7103015.7472 | 165.2278 | 116935.3835 | 11644.3903 | 9115.8174 | 6451464.9877 | 642434.9421 | 5971678.2608 | 7663.8896 | 5423903.6754 | 540110.6959 | 4741120.3623 | 6084.625 | 4306223.3153 | 428812.4219 |  | 5160 | CB SHC1 | 128745.0016 | 108239.0571 | 85934.703 | 0 | 0 | 0 | 128745.0016 | 108239.0571 | 85934.703 | 0 | 165.2278 | 138.9111 | 110.2863 | 0 | 0 | 0 | 165.2278 | 138.9111 | 110.2863 | 0 | 11644.3903 | 9789.7224 | 7772.3967 | 0 | 0 | 0 | 11644.3903 | 9789.7224 | 7772.3967 | 0 | 116935.3835 | 98310.4237 | 78052.0201 | 0 | 0 | 0 | 116935.3835 | 98310.4237 | 78052.0201 | 0 | 0 | 0 | 0 | 0.018125 | 0.018125 | 0.018125 | 0 | 5000000 | scaled
CB SK1 | 41.248 | 4.6264 | 0 | 36.6216 | 11.22% | 0% | 88.78% | 2.3475 | 2.3887 | 0.3689 | 0.069589 | 1.909 | 0.3689 | 0.11068 | 1.9091 | SK1 | 0.0001128 | 7.52e-05 | 5.3e-05 | 365673.7248 | 0.76103 | 3.4396 | 37.0473 | 6746.6967 | 30493.1497 | 328433.8783 | 517293.4531 | 81290.2454 | 15334.4777 | 420668.7299 | 733194.0818 | 113231.6612 | 33971.2692 | 585991.1515 |  | 5161 | CB SK1 | 41.248 | 38.9005 | 38.8593 | 4.6264 | 2.2789 | 2.2377 | 0 | 0 | 0 | 36.6216 | 0.76103 | 0.39212 | 0.39212 | 3.78 | 0.36457 | 0.36457 | 0 | 0 | 0 | 0.027557 | 37.0473 | 35.1383 | 35.1382 | 3.78 | 1.871 | 1.8709 | 0 | 0 | 0 | 33.2673 | 3.4396 | 3.37 | 3.329 | 0.1129 | 0.043308 | 0.0022209 | 0 | 0 | 0 | 3.3267 | 6.1e-05 | 2.34e-05 | 1.2e-06 | 0 | 0 | 0 | 5.18e-05 | 5000000 | scaled
CB SL1 | 3361570.4894 | 3150269.9344 | 206030.4113 | 5270.1437 | 93.71% | 6.129% | 0.1568% | 1898502.3215 | 3283422.425 | 337779.4545 | 82994.3194 | 1477728.5475 | 578162.142 | 172764.843 | 2532495.44 | SL1 | 0.19527 | 0.1111 | 0.024461 | 17214669.5169 | 588231.946 | 190972.7145 | 2582365.8289 | 3012347.5266 | 977975.0797 | 13224346.9107 | 13169096.3511 | 2343031.2052 | 575695.9982 | 10250369.1477 | 3194854.7618 | 562566.686 | 168104.6512 | 2464183.4246 |  | 5162 | CB SL1 | 3361570.4894 | 1463068.1679 | 78148.0644 | 3150269.9344 | 1341317.8384 | 53599.8507 | 206030.4113 | 116480.1858 | 19278.0701 | 5270.1437 | 588231.946 | 250452.4914 | 10069.804 | 2560982.5745 | 250311.6833 | 10043.1902 | 242.0473 | 136.8425 | 22.6481 | 3.9656 | 2582365.8289 | 1104637.2814 | 49870.3889 | 2560982.5745 | 1090467.3281 | 43530.0992 | 16595.8198 | 9382.5186 | 1552.8551 | 4787.4346 | 190972.7145 | 107978.3951 | 18207.8715 | 1301.4268 | 538.8269 | 26.5612 | 189192.5442 | 106960.8247 | 17702.5668 | 478.7435 | 0.021049 | 0.0089098 | 0.0004664 | 0.16692 | 0.094887 | 0.016692 | 0.007302 | 5000000 | scaled
CB SLD1 | 560.2197 | 194.5719 | 0 | 365.6478 | 34.73% | 0% | 65.27% | 163.7691 | 193.026 | 20.5661 | 47.5143 | 95.6887 | 20.7908 | 75.5063 | 96.7289 | SLD1 | 0.001298 | 0.0008146 | 0.0005298 | 431602.1986 | 21.0659 | 110.2678 | 428.886 | 16229.539 | 84952.0505 | 330420.6091 | 486681.2383 | 61117.2319 | 141200.85 | 284363.1564 | 693079.6719 | 74651.4977 | 271113.0385 | 347315.1357 |  | 5163 | CB SLD1 | 560.2197 | 396.4505 | 367.1936 | 194.5719 | 30.8027 | 1.5458 | 0 | 0 | 0 | 365.6478 | 21.0659 | 0.49988 | 0.27514 | 96.729 | 0.22474 | 0 | 0 | 0 | 0 | 0.27514 | 428.886 | 333.1972 | 332.157 | 96.729 | 1.0403 | 4.7e-05 | 0 | 0 | 0 | 332.157 | 110.2678 | 62.7534 | 34.7615 | 77.0521 | 29.5377 | 1.5458 | 0 | 0 | 0 | 33.2157 | 0.000784 | 0.0003006 | 1.58e-05 | 0 | 0 | 0 | 0.000514 | 5000000 | scaled
CB SO1 | 6638.4927 | 5391.6154 | 0 | 1246.8773 | 81.22% | 0% | 18.78% | 3263.376 | 5294.5278 | 490.1476 | 261.7542 | 2511.4742 | 790.4605 | 454.086 | 4049.9812 | SO1 | 0.0053988 | 0.0032236 | 0.0018646 | 1229623.7469 | 805.5292 | 577.8887 | 5255.0748 | 149205.2303 | 107040.2051 | 973378.3115 | 1047002.3263 | 157256.0634 | 83979.6892 | 805766.5736 | 720779.1857 | 107610.6353 | 61817.7452 | 551350.8052 |  | 5164 | CB SO1 | 6638.4927 | 3375.1167 | 1343.9649 | 5391.6154 | 2128.2394 | 97.0876 | 0 | 0 | 0 | 1246.8773 | 805.5292 | 315.3816 | 15.0687 | 4122.403 | 314.4434 | 14.1304 | 0 | 0 | 0 | 0.93823 | 5255.0748 | 2743.6007 | 1205.0936 | 4122.403 | 1610.9288 | 72.4218 | 0 | 0 | 0 | 1132.6718 | 577.8887 | 316.1344 | 123.8026 | 464.6215 | 202.8672 | 10.5354 | 0 | 0 | 0 | 113.2672 | 0.0036092 | 0.001434 | 7.5e-05 | 0 | 0 | 0 | 0.0017896 | 5000000 | scaled
CB SR1 | 12598.7637 | 5135.1687 | 0 | 7463.595 | 40.76% | 0% | 59.24% | 3205.92 | 5064.4174 | 632.5959 | 1259.0496 | 1314.2745 | 995.789 | 1999.7243 | 2068.9041 | SR1 | 0.032342 | 0.018854 | 0.010921 | 389550.4788 | 1011.1249 | 2718.5324 | 8869.1063 | 31263.7183 | 84056.3122 | 274230.4483 | 498177.81 | 98301.024 | 195647.6133 | 204229.1728 | 689870.0025 | 135645.4047 | 272400.4959 | 281824.1019 |  | 5165 | CB SR1 | 12598.7637 | 9392.8437 | 7534.3462 | 5135.1687 | 1929.2487 | 70.7512 | 0 | 0 | 0 | 7463.595 | 1011.1249 | 378.5291 | 15.3359 | 2089.1255 | 372.913 | 9.7198 | 0 | 0 | 0 | 5.6161 | 8869.1063 | 7554.8318 | 6800.2022 | 2089.1255 | 774.851 | 20.2214 | 0 | 0 | 0 | 6779.9808 | 2718.5324 | 1459.4828 | 718.8081 | 2040.5344 | 781.4847 | 40.81 | 0 | 0 | 0 | 677.9981 | 0.021858 | 0.0083708 | 0.0004378 | 0 | 0 | 0 | 0.010484 | 5000000 | scaled
CB SR4 | 4898.3279 | 1659.3471 | 0 | 3238.9808 | 33.88% | 0% | 66.12% | 986.1863 | 1625.513 | 11.8002 | 913.9667 | 60.4194 | 15.2622 | 1532.1099 | 78.1408 | SR4 | 0.013512 | 0.008079 | 0.0047434 | 362506.1349 | 17.744 | 1859.904 | 3020.6799 | 1313.1651 | 137644.2357 | 223548.7342 | 484235.8651 | 5794.1328 | 448774.6941 | 29667.0382 | 689972.356 | 6478.2801 | 650326.0711 | 33168.0048 |  | 5166 | CB SR4 | 4898.3279 | 3912.1416 | 3272.8149 | 1659.3471 | 673.1607 | 33.834 | 0 | 0 | 0 | 3238.9808 | 17.744 | 5.9438 | 2.4818 | 78.3676 | 3.5066 | 0.044536 | 0 | 0 | 0 | 2.4372 | 3020.6799 | 2960.2605 | 2942.5391 | 78.3676 | 17.9482 | 0.2267 | 0 | 0 | 0 | 2942.3124 | 1859.904 | 945.9372 | 327.794 | 1565.6727 | 651.706 | 33.5628 | 0 | 0 | 0 | 294.2312 | 0.008952 | 0.0035186 | 0.000183 | 0 | 0 | 0 | 0.0045604 | 5000000 | scaled
CB SSC1 | 94186.0059 | 1886.62 | 89131.826 | 3167.5599 | 2.003% | 94.63% | 3.363% | 41003.6882 | 85036.619 | 113.7093 | 37107.3705 | 3782.6083 | 219.4468 | 77020.2991 | 7796.873 | SSC1 | 0.031528 | 0.018266 | 0.0064318 | 2987395.4382 | 230.3567 | 82760.3759 | 11195.2733 | 7306.4614 | 2624996.8569 | 355092.1199 | 2911578.8929 | 8074.2412 | 2634910.2142 | 268594.4375 | 1422523.5457 | 3670.9863 | 1288423.6265 | 130428.9329 |  | 5167 | CB SSC1 | 94186.0059 | 53182.3177 | 9149.3869 | 1886.62 | 777.668 | 31.6822 | 89131.826 | 49237.0898 | 5950.1448 | 3167.5599 | 230.3567 | 116.6473 | 10.9098 | 625.0265 | 55.662 | 1.4445 | 106.0844 | 58.6018 | 7.0818 | 2.3835 | 11195.2733 | 7412.665 | 3398.4003 | 625.0265 | 285.6638 | 7.4205 | 7692.8137 | 4249.568 | 513.5467 | 2877.4331 | 82760.3759 | 45653.0054 | 5740.0768 | 1139.7047 | 436.3422 | 22.8172 | 81332.9279 | 44928.9199 | 5429.5163 | 287.7433 | 0.0088722 | 0.0034778 | 0.0001816 | 0.018228 | 0.010361 | 0.0018228 | 0.0044274 | 5000000 | scaled
CB SW1 | 1645.5387 | 790.3993 | 0 | 855.1394 | 48.03% | 0% | 51.97% | 468.0716 | 770.5721 | 44.5092 | 194.9186 | 228.6438 | 75.1584 | 309.619 | 385.7948 | SW1 | 0.0038896 | 0.0022374 | 0.0012652 | 423061.164 | 78.018 | 393.5704 | 1173.9504 | 20058.0945 | 101185.3118 | 301817.7576 | 526265.8133 | 50042.8822 | 219152.3415 | 257070.5896 | 691563.8399 | 67452.2155 | 277873.1381 | 346238.4863 |  | 5168 | CB SW1 | 1645.5387 | 1177.4671 | 874.9666 | 790.3993 | 322.3278 | 19.8272 | 0 | 0 | 0 | 855.1394 | 78.018 | 33.5088 | 2.8596 | 397.1359 | 32.8653 | 2.2161 | 0 | 0 | 0 | 0.64346 | 1173.9504 | 945.3065 | 788.1556 | 397.1359 | 168.4921 | 11.3411 | 0 | 0 | 0 | 776.8144 | 393.5704 | 198.6518 | 83.9514 | 315.8889 | 120.9704 | 6.27 | 0 | 0 | 0 | 77.6814 | 0.0026774 | 0.0010252 | 5.3e-05 | 0 | 0 | 0 | 0.0012122 | 5000000 | scaled
CB SW2 | 6162.0577 | 1865.347 | 0 | 4296.7107 | 30.27% | 0% | 69.73% | 1150.753 | 1828.3636 | 1.9013 | 1139.0809 | 9.7708 | 2.6024 | 1812.3947 | 13.3665 | SW2 | 0.016864 | 0.010246 | 0.0062804 | 365405.8283 | 5.8356 | 2239.6942 | 3916.5279 | 346.0447 | 132812.3443 | 232247.4394 | 489098.6445 | 808.087 | 484137.7199 | 4152.8376 | 690034.7283 | 982.1688 | 684007.9652 | 5044.5943 |  | 5169 | CB SW2 | 6162.0577 | 5011.3047 | 4333.6941 | 1865.347 | 714.594 | 36.9834 | 0 | 0 | 0 | 4296.7107 | 5.8356 | 3.9343 | 3.2331 | 13.3665 | 0.70115 | 0 | 0 | 0 | 0 | 3.2331 | 3916.5279 | 3906.7571 | 3903.1614 | 13.3665 | 3.5957 | 0 | 0 | 0 | 0 | 3903.1614 | 2239.6942 | 1100.6133 | 427.2996 | 1849.3781 | 710.2972 | 36.9834 | 0 | 0 | 0 | 390.3161 | 0.010801 | 0.0041832 | 0.0002176 | 0 | 0 | 0 | 0.0060628 | 5000000 | scaled
CB SW3 | 18283.372 | 12865.557 | 0 | 5417.815 | 70.37% | 0% | 29.63% | 6962.4457 | 12635.3213 | 760.3275 | 2298.8089 | 3903.3092 | 1363.2455 | 4274.373 | 6997.7028 | SW3 | 0.021128 | 0.013122 | 0.0079776 | 865362.174 | 1386.9337 | 4876.6597 | 12019.7786 | 65644.345 | 230815.0159 | 568902.8131 | 862770.2652 | 94218.0391 | 284863.1181 | 483689.108 | 707988.7104 | 76386.0594 | 239503.8319 | 392098.8191 |  | 5170 | CB SW3 | 18283.372 | 11320.9263 | 5648.0507 | 12865.557 | 5903.1113 | 230.2357 | 0 | 0 | 0 | 5417.815 | 1386.9337 | 626.6062 | 23.6883 | 7098.1984 | 622.5295 | 19.6115 | 0 | 0 | 0 | 4.0767 | 12019.7786 | 8116.4694 | 5022.0759 | 7098.1984 | 3194.8891 | 100.4956 | 0 | 0 | 0 | 4921.5803 | 4876.6597 | 2577.8507 | 602.2866 | 4384.5016 | 2085.6927 | 110.1286 | 0 | 0 | 0 | 492.158 | 0.013456 | 0.00545 | 0.000306 | 0 | 0 | 0 | 0.0076716 | 5000000 | scaled
CB SW4 | 2780.6214 | 956.6979 | 0 | 1823.9235 | 34.41% | 0% | 65.59% | 605.1457 | 928.9364 | 47.6563 | 313.0375 | 244.4518 | 56.8358 | 580.4525 | 291.6481 | SW4 | 0.0083328 | 0.0049756 | 0.0027362 | 333695.926 | 60.3241 | 760.9731 | 1959.3242 | 7239.3576 | 91322.6211 | 235133.9472 | 437228.8279 | 34432.5702 | 226175.3326 | 176620.9251 | 676735.9824 | 41405.2624 | 422863.291 | 212467.429 |  | 5171 | CB SW4 | 2780.6214 | 2175.4758 | 1851.685 | 956.6979 | 351.5523 | 27.7615 | 0 | 0 | 0 | 1823.9235 | 60.3241 | 12.6678 | 3.4883 | 302.4596 | 11.2953 | 2.1158 | 0 | 0 | 0 | 1.3724 | 1959.3242 | 1714.8723 | 1667.6761 | 302.4596 | 58.0077 | 10.8115 | 0 | 0 | 0 | 1656.8646 | 760.9731 | 447.9356 | 180.5206 | 595.2867 | 282.2492 | 14.8342 | 0 | 0 | 0 | 165.6865 | 0.0057204 | 0.0023632 | 0.0001238 | 0 | 0 | 0 | 0.0026124 | 5000000 | scaled
CB TM1 | 38739.6155 | 38663.7683 | 0 | 75.8472 | 99.8% | 0% | 0.1958% | 30493.7095 | 38663.7349 | 4865.5603 | 1.804 | 25626.3451 | 6168.6467 | 2.6752 | 32492.4131 | TM1 | 0.0001408 | 0.0001188 | 0.0001056 | 275139314.6128 | 6168.7038 | 9.5985 | 32561.3132 | 43811816.4502 | 68171.2055 | 231259326.9571 | 69409983.5586 | 11075020.7063 | 4106.2537 | 58330856.5986 | 718565.7998 | 114644.3442 | 49.7182 | 603871.7374 |  | 5172 | CB TM1 | 38739.6155 | 8245.906 | 75.8805 | 38663.7683 | 8170.0588 | 0.033314 | 0 | 0 | 0 | 75.8472 | 6168.7038 | 1303.1434 | 0.057073 | 32492.4131 | 1303.0863 | 0 | 0 | 0 | 0 | 0.057073 | 32561.3132 | 6934.9681 | 68.9001 | 32492.4131 | 6866.068 | 0 | 0 | 0 | 0 | 68.9001 | 9.5985 | 7.7945 | 6.9233 | 2.7085 | 0.9045 | 0.033314 | 0 | 0 | 0 | 6.89 | 3.58e-05 | 1.38e-05 | 6e-07 | 0 | 0 | 0 | 0.000105 | 5000000 | scaled
CB TR1 | 65580.7503 | 65008.8352 | 0 | 571.9152 | 99.13% | 0% | 0.8721% | 43782.083 | 64431.4393 | 7160.6718 | 20.837 | 36600.5742 | 10537.6558 | 33.1423 | 53860.6412 | TR1 | 0.0027118 | 0.0015352 | 0.0008426 | 24183476.0475 | 10632.4186 | 85.7467 | 54862.5851 | 3920797.4618 | 31619.8577 | 20231058.7279 | 14199236.1772 | 2322321.4455 | 6757.7695 | 11870156.9622 | 1364005.4924 | 223080.8518 | 701.6192 | 1140223.0213 |  | 5173 | CB TR1 | 65580.7503 | 21798.6674 | 1149.311 | 65008.8352 | 21226.7522 | 577.3958 | 0 | 0 | 0 | 571.9152 | 10632.4186 | 3471.7467 | 94.7628 | 54343.0534 | 3471.3164 | 94.3324 | 0 | 0 | 0 | 0.43035 | 54862.5851 | 18262.0109 | 1001.9439 | 54343.0534 | 17742.4792 | 482.4122 | 0 | 0 | 0 | 519.5317 | 85.7467 | 64.9097 | 52.6044 | 33.7936 | 12.9566 | 0.65122 | 0 | 0 | 0 | 51.9532 | 0.0019072 | 0.0007306 | 3.8e-05 | 0 | 0 | 0 | 0.0008046 | 5000000 | scaled
CB TY1 | 350.4325 | 127.0486 | 0 | 223.3839 | 36.25% | 0% | 63.75% | 77.5754 | 125.2629 | 4.9219 | 47.5473 | 25.1063 | 8.1592 | 75.4819 | 41.6218 | TY1 | 0.0008392 | 0.0005026 | 0.0003048 | 417579.2327 | 8.3687 | 97.3059 | 244.7579 | 9972.2296 | 115950.8297 | 291656.1734 | 542891.0518 | 34444.3305 | 332747.1021 | 175699.6193 | 738745.2178 | 48119.469 | 445158.6012 | 245467.1475 |  | 5174 | CB TY1 | 350.4325 | 272.857 | 225.1695 | 127.0486 | 49.4731 | 1.7856 | 0 | 0 | 0 | 223.3839 | 8.3687 | 3.4468 | 0.20947 | 41.8344 | 3.2787 | 0.041383 | 0 | 0 | 0 | 0.16809 | 244.7579 | 219.6516 | 203.136 | 41.8344 | 16.7281 | 0.21254 | 0 | 0 | 0 | 202.9235 | 97.3059 | 49.7586 | 21.8241 | 77.0136 | 29.4663 | 1.5317 | 0 | 0 | 0 | 20.2923 | 0.0005452 | 0.0002086 | 1.08e-05 | 0 | 0 | 0 | 0.000294 | 5000000 | scaled
CB UP1 | 0 | 0 | 0 | 0 | 0% | 0% | 0% | 0 | 0 | 0 | 0 | 0 | 0 | 0 | 0 | UP1 | 0 | 0 | 0 | 0 | 0 | 0 | 0 | 0 | 0 | 0 | 0 | 0 | 0 | 0 | 0 | 0 | 0 | 0 |  | 5175 | CB UP1 | 0 | 0 | 0 | 0 | 0 | 0 | 0 | 0 | 0 | 0 | 0 | 0 | 0 | 0 | 0 | 0 | 0 | 0 | 0 | 0 | 0 | 0 | 0 | 0 | 0 | 0 | 0 | 0 | 0 | 0 | 0 | 0 | 0 | 0 | 0 | 0 | 0 | 0 | 0 | 0 | 0 | 0 | 0 | 0 | 0 | 0 | 0 | 5000000 | scaled
CB UP2 | 9673.2698 | 5015.1919 | 0 | 4658.0778 | 51.85% | 0% | 48.15% | 2939.9412 | 4906.8439 | 0 | 2939.9412 | 0 | 0 | 4906.8439 | 0 | UP2 | 0.018016 | 0.011123 | 0.006852 | 536914.6871 | 3.5051 | 5438.3349 | 4231.4298 | 194.5479 | 301854.6946 | 234865.4445 | 605373.6159 | 0 | 605373.6159 | 0 | 695625.493 | 0 | 695625.493 | 0 |  | 5176 | CB UP2 | 9673.2698 | 6733.3286 | 4766.4259 | 5015.1919 | 2075.2508 | 108.3481 | 0 | 0 | 0 | 4658.0778 | 3.5051 | 3.5051 | 3.5051 | 0 | 0 | 0 | 0 | 0 | 0 | 3.5051 | 4231.4298 | 4231.4298 | 4231.4298 | 0 | 0 | 0 | 0 | 0 | 0 | 4231.4298 | 5438.3349 | 2498.3937 | 531.491 | 5015.1919 | 2075.2508 | 108.3481 | 0 | 0 | 0 | 423.143 | 0.0114 | 0.0045062 | 0.0002356 | 0 | 0 | 0 | 0.0066164 | 5000000 | scaled
CB VDN1 | 85522.6418 | 3716.229 | 77553.0275 | 4253.3853 | 4.345% | 90.68% | 4.973% | 36836.6064 | 76003.749 | 207.1283 | 32784.8316 | 3844.6465 | 360.4418 | 67800.6393 | 7842.6679 | VDN1 | 0.027823 | 0.016285 | 0.0072708 | 3073766.7493 | 380.1006 | 72901.5995 | 12240.9416 | 13661.1841 | 2620154.242 | 439951.3232 | 2989587.8064 | 16810.1315 | 2660753.5934 | 312024.0815 | 1309194.693 | 6208.7535 | 1167892.8779 | 135093.0616 |  | 5177 | CB VDN1 | 85522.6418 | 48686.0353 | 9518.8928 | 3716.229 | 1459.2301 | 92.1844 | 77553.0275 | 42973.42 | 5173.3231 | 4253.3853 | 380.1006 | 172.9723 | 19.6588 | 796.1456 | 118.6567 | 10.3048 | 92.2461 | 51.1151 | 6.1535 | 3.2005 | 12240.9416 | 8396.2951 | 4398.2738 | 796.1456 | 331.7375 | 28.7649 | 7580.9918 | 4200.7534 | 505.7046 | 3863.8043 | 72901.5995 | 40116.7679 | 5100.9602 | 2635.4295 | 1008.836 | 53.1147 | 69879.7896 | 38721.5515 | 4661.4651 | 386.3804 | 0.011542 | 0.0044196 | 0.0002322 | 0.01027 | 0.005854 | 0.001027 | 0.0060116 | 5000000 | scaled
CB VO1 | 1107.1597 | 245.0612 | 0 | 862.0985 | 22.13% | 0% | 77.87% | 151.1936 | 240.1673 | 0 | 151.1936 | 0 | 0 | 240.1673 | 0 | VO1 | 0.003819 | 0.0022132 | 0.0012684 | 289908.2627 | 0.6487 | 323.3748 | 783.1362 | 169.8616 | 84675.2523 | 205063.1489 | 431938.3807 | 0 | 431938.3807 | 0 | 683532.26 | 0 | 683532.26 | 0 |  | 5178 | CB VO1 | 1107.1597 | 955.966 | 866.9923 | 245.0612 | 93.8675 | 4.8938 | 0 | 0 | 0 | 862.0985 | 0.6487 | 0.6487 | 0.6487 | 0 | 0 | 0 | 0 | 0 | 0 | 0.6487 | 783.1362 | 783.1362 | 783.1362 | 0 | 0 | 0 | 0 | 0 | 0 | 783.1362 | 323.3748 | 172.1812 | 83.2075 | 245.0612 | 93.8675 | 4.8938 | 0 | 0 | 0 | 78.3136 | 0.0026026 | 0.0009968 | 5.2e-05 | 0 | 0 | 0 | 0.0012164 | 5000000 | scaled
CB VS1 | 11759.7128 | 5295.6973 | 0 | 6464.0155 | 45.03% | 0% | 54.97% | 3312.0751 | 5198.036 | 78.0059 | 2834.8429 | 399.2263 | 113.7326 | 4502.3786 | 581.9248 | VS1 | 0.026595 | 0.015832 | 0.0095008 | 442184.2339 | 119.4975 | 5181.7309 | 6458.4844 | 4493.2992 | 194841.4683 | 242849.4664 | 533579.9474 | 12566.8622 | 456697.169 | 64315.9162 | 690644.6635 | 15111.2426 | 598215.1285 | 77318.2924 |  | 5179 | CB VS1 | 11759.7128 | 8447.6377 | 6561.6768 | 5295.6973 | 1983.6222 | 97.6613 | 0 | 0 | 0 | 6464.0155 | 119.4975 | 41.4916 | 5.7649 | 586.5284 | 36.6276 | 0.90097 | 0 | 0 | 0 | 4.864 | 6458.4844 | 6059.2581 | 5876.5596 | 586.5284 | 187.3022 | 4.6036 | 0 | 0 | 0 | 5871.956 | 5181.7309 | 2346.888 | 679.3523 | 4594.5353 | 1759.6924 | 92.1567 | 0 | 0 | 0 | 587.1956 | 0.017444 | 0.0066814 | 0.0003502 | 0 | 0 | 0 | 0.0091506 | 5000000 | scaled
CB VS2 | 11362.4845 | 5902.8384 | 0 | 5459.6461 | 51.95% | 0% | 48.05% | 3702.0879 | 5746.0779 | 390.6099 | 1318.9469 | 1992.531 | 598.3996 | 2095.6656 | 3052.0128 | VS2 | 0.020771 | 0.012749 | 0.0079978 | 547030.7195 | 621.119 | 2634.8817 | 8106.4838 | 29902.8947 | 126852.6474 | 390275.1774 | 600881.3982 | 63399.4232 | 214076.6807 | 323405.2943 | 702243.9429 | 73132.0527 | 256117.038 | 372994.8522 |  | 5180 | CB VS2 | 11362.4845 | 7660.3966 | 5616.4066 | 5902.8384 | 2200.7505 | 156.7606 | 0 | 0 | 0 | 5459.6461 | 621.119 | 230.5091 | 22.7194 | 3146.9039 | 226.4009 | 18.6112 | 0 | 0 | 0 | 4.1082 | 8106.4838 | 6113.9527 | 5054.471 | 3146.9039 | 1154.3729 | 94.8912 | 0 | 0 | 0 | 4959.5799 | 2634.8817 | 1315.9348 | 539.2162 | 2138.9237 | 819.9768 | 43.2582 | 0 | 0 | 0 | 495.958 | 0.013036 | 0.0050138 | 0.000263 | 0 | 0 | 0 | 0.0077348 | 5000000 | scaled
CB VS3 | 22657.9841 | 18445.4172 | 0 | 4212.5669 | 81.41% | 0% | 18.59% | 10286.3084 | 18140.235 | 1631.032 | 324.5852 | 8330.6912 | 2885.6546 | 515.701 | 14738.8795 | VS3 | 0.016726 | 0.010026 | 0.0060818 | 1354640.2727 | 2937.0656 | 908.8621 | 18812.0564 | 175596.707 | 54337.632 | 1124705.9337 | 1234008.5154 | 195668.5859 | 38939.2241 | 999400.7053 | 742830.9211 | 118165.6933 | 21117.6221 | 603547.6058 |  | 5181 | CB VS3 | 22657.9841 | 12371.6758 | 4517.7491 | 18445.4172 | 8159.1088 | 305.1822 | 0 | 0 | 0 | 4212.5669 | 2937.0656 | 1306.0336 | 51.4111 | 14985.3317 | 1302.8638 | 48.2412 | 0 | 0 | 0 | 3.1698 | 18812.0564 | 10481.3652 | 4073.1769 | 14985.3317 | 6654.6406 | 246.4523 | 0 | 0 | 0 | 3826.7246 | 908.8621 | 584.2769 | 393.1611 | 526.1896 | 201.6045 | 10.4887 | 0 | 0 | 0 | 382.6725 | 0.010861 | 0.0041606 | 0.0002168 | 0 | 0 | 0 | 0.005865 | 5000000 | scaled
CB VS4 | 8974.0409 | 4672.8618 | 0 | 4301.1792 | 52.07% | 0% | 47.93% | 2512.4366 | 4526.2337 | 290.0478 | 736.0122 | 1486.3767 | 547.5117 | 1173.3232 | 2805.3988 | VS4 | 0.018085 | 0.010742 | 0.0063278 | 496225.5691 | 570.7192 | 1588.3495 | 6814.9722 | 31558.2992 | 87828.8425 | 376838.4274 | 601527.1198 | 69443.184 | 176215.9045 | 355868.0313 | 702899.47 | 85025.586 | 182210.7072 | 435663.1767 |  | 5182 | CB VS4 | 8974.0409 | 6461.6043 | 4447.8073 | 4672.8618 | 2160.4252 | 146.6281 | 0 | 0 | 0 | 4301.1792 | 570.7192 | 280.6715 | 23.2075 | 2907.7516 | 277.435 | 19.971 | 0 | 0 | 0 | 3.2365 | 6814.9722 | 5328.5956 | 4009.5734 | 2907.7516 | 1421.375 | 102.3528 | 0 | 0 | 0 | 3907.2206 | 1588.3495 | 852.3373 | 415.0263 | 1197.6274 | 461.6152 | 24.3043 | 0 | 0 | 0 | 390.7221 | 0.012 | 0.0046572 | 0.000243 | 0 | 0 | 0 | 0.0060848 | 5000000 | scaled
CB VT1 | 0 | 0 | 0 | 0 | 0% | 0% | 0% | 0 | 0 | 0 | 0 | 0 | 0 | 0 | 0 | VT1 | 0 | 0 | 0 | 0 | 0 | 0 | 0 | 0 | 0 | 0 | 0 | 0 | 0 | 0 | 0 | 0 | 0 | 0 |  | 5183 | CB VT1 | 0 | 0 | 0 | 0 | 0 | 0 | 0 | 0 | 0 | 0 | 0 | 0 | 0 | 0 | 0 | 0 | 0 | 0 | 0 | 0 | 0 | 0 | 0 | 0 | 0 | 0 | 0 | 0 | 0 | 0 | 0 | 0 | 0 | 0 | 0 | 0 | 0 | 0 | 0 | 0 | 0 | 0 | 0 | 0 | 0 | 0 | 0 | 5000000 | scaled
CB VW1 | 0 | 0 | 0 | 0 | 0% | 0% | 0% | 0 | 0 | 0 | 0 | 0 | 0 | 0 | 0 | VW1 | 0 | 0 | 0 | 0 | 0 | 0 | 0 | 0 | 0 | 0 | 0 | 0 | 0 | 0 | 0 | 0 | 0 | 0 |  | 5184 | CB VW1 | 0 | 0 | 0 | 0 | 0 | 0 | 0 | 0 | 0 | 0 | 0 | 0 | 0 | 0 | 0 | 0 | 0 | 0 | 0 | 0 | 0 | 0 | 0 | 0 | 0 | 0 | 0 | 0 | 0 | 0 | 0 | 0 | 0 | 0 | 0 | 0 | 0 | 0 | 0 | 0 | 0 | 0 | 0 | 0 | 0 | 0 | 0 | 5000000 | scaled
CB WA1 | 35575.9551 | 31139.1078 | 0 | 4436.8473 | 87.53% | 0% | 12.47% | 17412.1393 | 30477.2137 | 2120.8571 | 4397.9451 | 10893.3371 | 3646.3381 | 8105.8302 | 18725.0454 | WA1 | 0.024123 | 0.013545 | 0.0065486 | 1474761.0225 | 3724.1097 | 8713.9443 | 23137.9011 | 154378.7598 | 361226.7158 | 959155.547 | 1340958.2455 | 163333.2203 | 338698.2269 | 838926.7983 | 778600.2177 | 93152.8612 | 207079.3348 | 478368.0217 |  | 5185 | CB WA1 | 35575.9551 | 18163.8158 | 5098.7414 | 31139.1078 | 13726.9686 | 661.8941 | 0 | 0 | 0 | 4436.8473 | 3724.1097 | 1603.2526 | 77.7716 | 19107.4387 | 1599.914 | 74.433 | 0 | 0 | 0 | 3.3386 | 23137.9011 | 12244.564 | 4412.8557 | 19107.4387 | 8214.1015 | 382.3933 | 0 | 0 | 0 | 4030.4624 | 8713.9443 | 4315.9992 | 608.1141 | 8310.8981 | 3912.953 | 205.0679 | 0 | 0 | 0 | 403.0462 | 0.017961 | 0.0073836 | 0.0003868 | 0 | 0 | 0 | 0.0061618 | 5000000 | scaled
CB WA2 | 10820.0434 | 7124.3629 | 0 | 3695.6805 | 65.84% | 0% | 34.16% | 4436.3107 | 6996.4986 | 611.9886 | 668.3734 | 3155.9487 | 946.2374 | 1170.1745 | 4880.0867 | WA2 | 0.016911 | 0.009855 | 0.0054054 | 639807.668 | 965.2899 | 1533.5943 | 8321.1592 | 57079.2412 | 90684.0554 | 492044.3714 | 647765.8759 | 89359.2334 | 97592.2434 | 460814.3991 | 707356.4999 | 95666.0201 | 118306.393 | 493384.0868 |  | 5186 | CB WA2 | 10820.0434 | 6383.7327 | 3823.5448 | 7124.3629 | 2688.0522 | 127.8643 | 0 | 0 | 0 | 3695.6805 | 965.2899 | 353.3013 | 19.0525 | 4963.9777 | 350.5204 | 16.2716 | 0 | 0 | 0 | 2.7809 | 8321.1592 | 5165.2105 | 3441.0725 | 4963.9777 | 1808.029 | 83.891 | 0 | 0 | 0 | 3357.1815 | 1533.5943 | 865.2209 | 363.4199 | 1197.8762 | 529.5027 | 27.7017 | 0 | 0 | 0 | 335.7182 | 0.011751 | 0.0046946 | 0.000245 | 0 | 0 | 0 | 0.0051604 | 5000000 | scaled
CB WA3 | 27563.0064 | 19365.0946 | 0 | 8197.9118 | 70.26% | 0% | 29.74% | 8872.8513 | 18835.9361 | 366.6782 | 7300.6726 | 1205.5004 | 777.1148 | 15505.6496 | 2553.1717 | WA3 | 0.039294 | 0.023338 | 0.012086 | 701462.9963 | 801.2316 | 16702.57 | 10059.2047 | 20390.8943 | 425071.004 | 256001.098 | 800832.7534 | 33095.0987 | 658933.3696 | 108804.2851 | 722057.0495 | 29789.9289 | 594393.7984 | 97873.3223 |  | 5187 | CB WA3 | 27563.0064 | 18690.1551 | 8727.0703 | 19365.0946 | 10492.2434 | 529.1586 | 0 | 0 | 0 | 8197.9118 | 801.2316 | 434.5535 | 24.1169 | 2612.1656 | 428.3848 | 17.9482 | 0 | 0 | 0 | 6.1687 | 10059.2047 | 8853.7043 | 7506.033 | 2612.1656 | 1406.6651 | 58.9938 | 0 | 0 | 0 | 7447.0392 | 16702.57 | 9401.8974 | 1196.9204 | 15957.8661 | 8657.1934 | 452.2165 | 0 | 0 | 0 | 744.7039 | 0.027828 | 0.011873 | 0.0006208 | 0 | 0 | 0 | 0.011466 | 5000000 | scaled
CB WA4 | 23983.2436 | 18716.2457 | 0 | 5266.998 | 78.04% | 0% | 21.96% | 10521.1786 | 18263.2155 | 648.4855 | 6533.6434 | 3339.0497 | 1154.1826 | 11166.152 | 5942.8809 | WA4 | 0.022554 | 0.013428 | 0.0076972 | 1063369.8517 | 1190.3314 | 11900.0103 | 10892.9019 | 52776.9547 | 527623.0534 | 482969.8435 | 1002566.7305 | 61794.4058 | 622593.1258 | 318179.1989 | 743131.0245 | 46963.7393 | 454351.2055 | 241816.0797 |  | 5188 | CB WA4 | 23983.2436 | 13462.065 | 5720.0281 | 18716.2457 | 8195.0671 | 453.0301 | 0 | 0 | 0 | 5266.998 | 1190.3314 | 541.8459 | 36.1488 | 6108.3248 | 537.8827 | 32.1856 | 0 | 0 | 0 | 3.9632 | 10892.9019 | 7553.8521 | 4950.0209 | 6108.3248 | 2769.2751 | 165.4439 | 0 | 0 | 0 | 4784.577 | 11900.0103 | 5366.367 | 733.8583 | 11421.5526 | 4887.9093 | 255.4006 | 0 | 0 | 0 | 478.4577 | 0.015173 | 0.0060464 | 0.000316 | 0 | 0 | 0 | 0.0073812 | 5000000 | scaled
CB WA5 | 31796.6106 | 21098.9406 | 0 | 10697.6701 | 66.36% | 0% | 33.64% | 10117.1626 | 20374.4598 | 2111.3936 | 3258.0482 | 4747.7209 | 4235.9868 | 6614.0717 | 9524.4012 | WA5 | 0.046317 | 0.028145 | 0.015762 | 686502.7517 | 4409.7605 | 7771.9718 | 19614.8783 | 95208.6618 | 167800.2748 | 423493.8151 | 770288.0129 | 160754.6728 | 248057.2418 | 361476.0983 | 724672.9991 | 150664.3766 | 235247.4239 | 338761.1986 |  | 5189 | CB WA5 | 31796.6106 | 21679.448 | 11422.1509 | 21098.9406 | 10981.7779 | 724.4808 | 0 | 0 | 0 | 10697.6701 | 4409.7605 | 2298.367 | 173.7737 | 9897.0416 | 2290.3173 | 165.7241 | 0 | 0 | 0 | 8.0497 | 19614.8783 | 14867.1575 | 10090.4771 | 9897.0416 | 5149.3207 | 372.6403 | 0 | 0 | 0 | 9717.8368 | 7771.9718 | 4513.9236 | 1157.9001 | 6800.1881 | 3542.1399 | 186.1164 | 0 | 0 | 0 | 971.7837 | 0.031238 | 0.013066 | 0.000683 | 0 | 0 | 0 | 0.015079 | 5000000 | scaled
CB WA6 | 38839.1749 | 29271.3019 | 0 | 9567.873 | 75.37% | 0% | 24.63% | 15804.1176 | 28372.9487 | 2205.0614 | 8325.9457 | 5273.1105 | 3898.3054 | 15153.5623 | 9321.081 | WA6 | 0.043551 | 0.02557 | 0.014015 | 891813.1226 | 4059.4731 | 16399.0559 | 18380.6459 | 93212.3659 | 376550.0507 | 422050.706 | 900876.7181 | 125694.3633 | 474601.0398 | 300581.3149 | 746808.7721 | 102607.8999 | 398859.2573 | 245341.6149 |  | 5190 | CB WA6 | 38839.1749 | 23035.0573 | 10466.2262 | 29271.3019 | 13467.1843 | 898.3532 | 0 | 0 | 0 | 9567.873 | 4059.4731 | 1854.4117 | 161.1677 | 9689.1245 | 1847.2122 | 153.9682 | 0 | 0 | 0 | 7.1995 | 18380.6459 | 13107.5354 | 9059.5649 | 9689.1245 | 4416.014 | 368.0435 | 0 | 0 | 0 | 8691.5214 | 16399.0559 | 8073.1102 | 1245.4936 | 15529.9038 | 7203.9581 | 376.3415 | 0 | 0 | 0 | 869.1521 | 0.030174 | 0.012193 | 0.0006378 | 0 | 0 | 0 | 0.013377 | 5000000 | scaled
CB WC2 | 0 | 0 | 0 | 0 | 0% | 0% | 0% | 0 | 0 | 0 | 0 | 0 | 0 | 0 | 0 | WC2 | 0 | 0 | 0 | 0 | 0 | 0 | 0 | 0 | 0 | 0 | 0 | 0 | 0 | 0 | 0 | 0 | 0 | 0 |  | 5191 | CB WC2 | 0 | 0 | 0 | 0 | 0 | 0 | 0 | 0 | 0 | 0 | 0 | 0 | 0 | 0 | 0 | 0 | 0 | 0 | 0 | 0 | 0 | 0 | 0 | 0 | 0 | 0 | 0 | 0 | 0 | 0 | 0 | 0 | 0 | 0 | 0 | 0 | 0 | 0 | 0 | 0 | 0 | 0 | 0 | 0 | 0 | 0 | 0 | 5000000 | scaled
CB WT1 | 985.083 | 159.7842 | 0 | 825.2988 | 16.22% | 0% | 83.78% | 98.6144 | 156.5613 | 0 | 98.6144 | 0 | 0 | 156.5613 | 0 | WT1 | 0.0033416 | 0.0020162 | 0.0012372 | 294793.8098 | 0.62101 | 234.7549 | 749.7071 | 185.8423 | 70252.2512 | 224355.7163 | 439672.9348 | 0 | 439672.9348 | 0 | 669674.8533 | 0 | 669674.8533 | 0 |  | 5192 | CB WT1 | 985.083 | 886.4686 | 828.5217 | 159.7842 | 61.1698 | 3.223 | 0 | 0 | 0 | 825.2988 | 0.62101 | 0.62101 | 0.62101 | 0 | 0 | 0 | 0 | 0 | 0 | 0.62101 | 749.7071 | 749.7071 | 749.7071 | 0 | 0 | 0 | 0 | 0 | 0 | 749.7071 | 234.7549 | 136.1405 | 78.1937 | 159.7842 | 61.1698 | 3.223 | 0 | 0 | 0 | 74.9707 | 0.0021478 | 0.0008224 | 4.34e-05 | 0 | 0 | 0 | 0.0011938 | 5000000 | scaled
CB WY1 | 144.5349 | 2.2611 | 0 | 142.2738 | 1.564% | 0% | 98.44% | 1.5754 | 2.2507 | 0.19785 | 0.31463 | 1.0629 | 0.27116 | 0.49971 | 1.4798 | WY1 | 0.0005 | 0.0003092 | 0.0001968 | 289069.7852 | 0.37822 | 13.4343 | 130.7223 | 756.4321 | 26868.6556 | 261444.6975 | 462352.7489 | 58065.2833 | 92337.9676 | 311949.498 | 722988.817 | 87104.4113 | 160521.8049 | 475362.6008 |  | 5193 | CB WY1 | 144.5349 | 142.9595 | 142.2842 | 2.2611 | 0.68564 | 0.010364 | 0 | 0 | 0 | 142.2738 | 0.37822 | 0.18036 | 0.10706 | 1.4798 | 0.073308 | 0 | 0 | 0 | 0 | 0.10706 | 130.7223 | 129.6594 | 129.2425 | 1.4798 | 0.41689 | 0 | 0 | 0 | 0 | 129.2425 | 13.4343 | 13.1197 | 12.9346 | 0.51008 | 0.19544 | 0.010364 | 0 | 0 | 0 | 12.9243 | 0.0003094 | 0.0001186 | 6.2e-06 | 0 | 0 | 0 | 0.0001906 | 5000000 | scaled
CB WY2 | 9410.396 | 4470.3381 | 0 | 4940.058 | 47.5% | 0% | 52.5% | 2763.5934 | 4355.062 | 74.8823 | 2380.0807 | 308.6303 | 112.2323 | 3780.2171 | 462.6127 | WY2 | 0.019962 | 0.011926 | 0.0072006 | 471424.9382 | 123.4028 | 4306.0697 | 4980.9236 | 6182.0088 | 215717.6611 | 249525.2683 | 557318.4369 | 15101.1048 | 479977.5769 | 62239.7552 | 702071.2161 | 18092.7578 | 609401.5559 | 74576.9024 |  | 5194 | CB WY2 | 9410.396 | 6646.8026 | 5055.334 | 4470.3381 | 1706.7446 | 115.276 | 0 | 0 | 0 | 4940.058 | 123.4028 | 48.5204 | 11.1705 | 493.3411 | 44.8032 | 7.4532 | 0 | 0 | 0 | 3.7172 | 4980.9236 | 4672.2933 | 4518.3109 | 493.3411 | 184.7107 | 30.7284 | 0 | 0 | 0 | 4487.5825 | 4306.0697 | 1925.9889 | 525.8526 | 3857.3114 | 1477.2307 | 77.0944 | 0 | 0 | 0 | 448.7583 | 0.013021 | 0.004986 | 0.0002602 | 0 | 0 | 0 | 0.0069404 | 5000000 | scaled
CB WY3 | 643.4162 | 14.2696 | 0 | 629.1465 | 2.218% | 0% | 97.78% | 8.6758 | 13.9181 | 0.73465 | 4.0958 | 3.8454 | 1.1891 | 6.5055 | 6.2236 | WY3 | 0.002013 | 0.0013172 | 0.0009074 | 319630.4795 | 1.6956 | 63.7909 | 577.9297 | 842.3254 | 31689.4442 | 287098.7099 | 481886.0953 | 40805.4073 | 227494.9611 | 213585.7268 | 693738.1828 | 59268.8569 | 324261.3071 | 310208.0188 |  | 5195 | CB WY3 | 643.4162 | 634.7404 | 629.498 | 14.2696 | 5.5939 | 0.35152 | 0 | 0 | 0 | 629.1465 | 1.6956 | 0.96095 | 0.50652 | 6.4087 | 0.48754 | 0.033107 | 0 | 0 | 0 | 0.47341 | 577.9297 | 574.0843 | 571.7062 | 6.4087 | 2.5633 | 0.18515 | 0 | 0 | 0 | 571.521 | 63.7909 | 59.6951 | 57.2854 | 6.6388 | 2.543 | 0.13326 | 0 | 0 | 0 | 57.1521 | 0.001128 | 0.0004322 | 2.24e-05 | 0 | 0 | 0 | 0.000885 | 5000000 | scaled
CB YS1 | 0 | 0 | 0 | 0 | 0% | 0% | 0% | 0 | 0 | 0 | 0 | 0 | 0 | 0 | 0 | YS1 | 0 | 0 | 0 | 0 | 0 | 0 | 0 | 0 | 0 | 0 | 0 | 0 | 0 | 0 | 0 | 0 | 0 | 0 |  | 5196 | CB YS1 | 0 | 0 | 0 | 0 | 0 | 0 | 0 | 0 | 0 | 0 | 0 | 0 | 0 | 0 | 0 | 0 | 0 | 0 | 0 | 0 | 0 | 0 | 0 | 0 | 0 | 0 | 0 | 0 | 0 | 0 | 0 | 0 | 0 | 0 | 0 | 0 | 0 | 0 | 0 | 0 | 0 | 0 | 0 | 0 | 0 | 0 | 0 | 5000000 | scaled
CTL1-3R | 2064033.3994 | 1628524.9723 | 430640.6435 | 4867.7836 | 78.9% | 20.86% | 0.2358% | 1019077.1454 | 1983183.443 | 130093.5054 | 169331.7747 | 719651.8654 | 249379.6744 | 352689.2758 | 1381114.4928 | CTL1 | 0.42513 | 0.24268 | 0.047279 | 4855054.9606 | 254780.3143 | 390935.2434 | 1418317.8417 | 599298.6494 | 919564.6221 | 3336191.6891 | 4305848.5926 | 549676.6752 | 715467.8985 | 3040704.0189 | 1710067.8617 | 215036.1672 | 304118.4102 | 1190913.2843 |  | 5197 | CTL1-3R | 2064033.3994 | 1044956.254 | 80849.9564 | 1628524.9723 | 795968.6553 | 34194.3819 | 430640.6435 | 244119.8151 | 41787.7909 | 4867.7836 | 254780.3143 | 124686.8089 | 5400.6399 | 1373337.6295 | 124261.5852 | 5324.8153 | 743.6563 | 421.5608 | 72.1617 | 3.6629 | 1418317.8417 | 698665.9764 | 37203.3489 | 1373337.6295 | 671252.5333 | 28845.7936 | 40558.2843 | 22991.5151 | 3935.6274 | 4421.928 | 390935.2434 | 221603.4688 | 38245.9676 | 1154.3477 | 454.5368 | 23.773 | 389338.703 | 220706.7392 | 37780.0018 | 442.1928 | 0.018074 | 0.008439 | 0.0004398 | 0.40024 | 0.22743 | 0.040024 | 0.0068148 | 5000000 | scaled
DM1-9R | 39712.7994 | 5610.3478 | 31296.6441 | 2805.8076 | 14.13% | 78.81% | 7.065% | 17467.6822 | 34764.1266 | 520.0929 | 13794.544 | 3153.0453 | 816.6775 | 28398.6123 | 5548.8368 | DM1 | 0.022154 | 0.012904 | 0.005128 | 1792579.1922 | 825.2509 | 30594.1163 | 8293.4322 | 37250.6522 | 1380974.8241 | 374353.7158 | 1723893.1488 | 51328.1978 | 1361389.5382 | 311175.4127 | 965029.8095 | 22670.4425 | 788327.2236 | 154032.1435 |  | 5198 | DM1-9R | 39712.7994 | 22245.1172 | 4948.6729 | 5610.3478 | 2091.7704 | 55.9372 | 31296.6441 | 17347.5391 | 2086.9281 | 2805.8076 | 825.2509 | 305.158 | 8.5734 | 3028.2613 | 280.6675 | 3.7699 | 40.3743 | 22.3792 | 2.6922 | 2.1113 | 8293.4322 | 5140.3869 | 2744.5954 | 3028.2613 | 1085.9124 | 14.648 | 2716.3561 | 1505.6596 | 181.1325 | 2548.8148 | 30594.1163 | 16799.5723 | 2195.504 | 1799.3211 | 725.1905 | 37.5192 | 28539.9136 | 15819.5003 | 1903.1033 | 254.8815 | 0.0078978 | 0.003084 | 0.0001612 | 0.010322 | 0.0058854 | 0.0010322 | 0.0039346 | 5000000 | scaled
DV1-3R | 3719400.3806 | 3539616.4462 | 174475.2336 | 5308.7008 | 95.17% | 4.691% | 0.1427% | 2190297.1524 | 3625276.948 | 345922.8111 | 69159.2542 | 1775215.0871 | 567268.6909 | 144021.6423 | 2913986.6149 | DV1 | 0.19421 | 0.11042 | 0.024484 | 19151238.7523 | 579138.6224 | 159267.655 | 2980994.1031 | 2981991.9592 | 820071.1338 | 15349175.6593 | 13848640.9338 | 2187173.917 | 437274.7677 | 11224192.2492 | 3844314.7114 | 601542.8352 | 152723.3715 | 3090048.5047 |  | 5199 | DV1-3R | 3719400.3806 | 1529103.2282 | 94123.4325 | 3539616.4462 | 1425117.3406 | 72508.0897 | 174475.2336 | 98677.1868 | 16306.6421 | 5308.7008 | 579138.6224 | 233215.8113 | 11869.9315 | 2959740.2707 | 233035.8553 | 11836.8589 | 311.1246 | 175.9614 | 29.078 | 3.9946 | 2980994.1031 | 1205779.0161 | 67007.4882 | 2959740.2707 | 1191663.5373 | 60649.3345 | 16431.3723 | 9293.0186 | 1535.6936 | 4822.4601 | 159267.655 | 90108.4009 | 15246.0128 | 1052.6723 | 417.948 | 21.8963 | 157732.7367 | 89208.2068 | 14741.8704 | 482.246 | 0.020835 | 0.0086146 | 0.0004496 | 0.16594 | 0.09436 | 0.016594 | 0.0074406 | 5000000 | scaled
NO1-286 | 0 | 0 | 0 | 0 | 0% | 0% | 0% | 0 | 0 | 0 | 0 | 0 | 0 | 0 | 0 | NO1 | 0 | 0 | 0 | 0 | 0 | 0 | 0 | 0 | 0 | 0 | 0 | 0 | 0 | 0 | 0 | 0 | 0 | 0 |  | 5200 | NO1-286 | 0 | 0 | 0 | 0 | 0 | 0 | 0 | 0 | 0 | 0 | 0 | 0 | 0 | 0 | 0 | 0 | 0 | 0 | 0 | 0 | 0 | 0 | 0 | 0 | 0 | 0 | 0 | 0 | 0 | 0 | 0 | 0 | 0 | 0 | 0 | 0 | 0 | 0 | 0 | 0 | 0 | 0 | 0 | 0 | 0 | 0 | 0 | 5000000 | scaled
NO1-287F | 1627.4715 | 337.1146 | 0 | 1290.357 | 20.71% | 0% | 79.29% | 191.1361 | 329.5515 | 0 | 191.1361 | 0 | 0 | 329.5515 | 0 | NO1 | 0.0051894 | 0.003213 | 0.0018798 | 313614.5871 | 0.97095 | 454.3315 | 1172.1691 | 187.103 | 87549.9069 | 225877.5773 | 447038.737 | 0 | 447038.737 | 0 | 690456.4278 | 0 | 690456.4278 | 0 |  | 5201 | NO1-287F | 1627.4715 | 1436.3355 | 1297.92 | 337.1146 | 145.9785 | 7.563 | 0 | 0 | 0 | 1290.357 | 0.97095 | 0.97095 | 0.97095 | 0 | 0 | 0 | 0 | 0 | 0 | 0.97095 | 1172.1691 | 1172.1691 | 1172.1691 | 0 | 0 | 0 | 0 | 0 | 0 | 1172.1691 | 454.3315 | 263.1954 | 124.7799 | 337.1146 | 145.9785 | 7.563 | 0 | 0 | 0 | 117.2169 | 0.0033822 | 0.0014058 | 7.26e-05 | 0 | 0 | 0 | 0.0018072 | 5000000 | scaled
NO1-288F | 810.3149 | 93.6092 | 0 | 716.7057 | 11.55% | 0% | 88.45% | 57.7407 | 91.7321 | 0 | 57.7407 | 0 | 0 | 91.7321 | 0 | NO1 | 0.002839 | 0.0017068 | 0.0010402 | 285422.6511 | 0.5393 | 158.7152 | 651.0604 | 189.9605 | 55905.3228 | 229327.3678 | 440927.0218 | 0 | 440927.0218 | 0 | 690812.1486 | 0 | 690812.1486 | 0 |  | 5202 | NO1-288F | 810.3149 | 752.5742 | 718.5828 | 93.6092 | 35.8685 | 1.8771 | 0 | 0 | 0 | 716.7057 | 0.5393 | 0.5393 | 0.5393 | 0 | 0 | 0 | 0 | 0 | 0 | 0.5393 | 651.0604 | 651.0604 | 651.0604 | 0 | 0 | 0 | 0 | 0 | 0 | 651.0604 | 158.7152 | 100.9745 | 66.9831 | 93.6092 | 35.8685 | 1.8771 | 0 | 0 | 0 | 65.106 | 0.0018354 | 0.0007032 | 3.66e-05 | 0 | 0 | 0 | 0.0010036 | 5000000 | scaled
NO1-289F | 2475.5211 | 543.447 | 0 | 1932.0741 | 21.95% | 0% | 78.05% | 335.2545 | 532.5426 | 0 | 335.2545 | 0 | 0 | 532.5426 | 0 | NO1 | 0.0073078 | 0.0044712 | 0.0028018 | 338750.527 | 1.4538 | 718.958 | 1755.1093 | 198.9413 | 98382.2732 | 240169.3125 | 478678.3323 | 0 | 478678.3323 | 0 | 693475.0828 | 0 | 693475.0828 | 0 |  | 5203 | NO1-289F | 2475.5211 | 2140.2666 | 1942.9785 | 543.447 | 208.1925 | 10.9044 | 0 | 0 | 0 | 1932.0741 | 1.4538 | 1.4538 | 1.4538 | 0 | 0 | 0 | 0 | 0 | 0 | 1.4538 | 1755.1093 | 1755.1093 | 1755.1093 | 0 | 0 | 0 | 0 | 0 | 0 | 1755.1093 | 718.958 | 383.7034 | 186.4154 | 543.447 | 208.1925 | 10.9044 | 0 | 0 | 0 | 175.5109 | 0.0045976 | 0.001761 | 9.16e-05 | 0 | 0 | 0 | 0.0027102 | 5000000 | scaled
RA1-402R | 9339337.8204 | 9276378.8281 | 60319.6363 | 2639.356 | 99.33% | 0.6459% | 0.02826% | 4408136.9103 | 9137752.6794 | 784248.1939 | 24024.5856 | 3599864.1308 | 1625027.525 | 50026.4405 | 7462698.7139 | RA1 | 0.12948 | 0.074403 | 0.015479 | 72130915.4662 | 1659610.2919 | 55249.5921 | 7624477.9364 | 12817740.6121 | 426711.5864 | 58886463.2677 | 66276553.3572 | 11791209.8292 | 361210.816 | 54124132.712 | 13022968.948 | 2315961.4558 | 71296.8281 | 10635710.6642 |  | 5204 | RA1-402R | 9339337.8204 | 4931200.9101 | 201585.1409 | 9276378.8281 | 4894585.2827 | 193456.3889 | 60319.6363 | 33976.2714 | 5489.3961 | 2639.356 | 1659610.2919 | 875362.098 | 34582.7669 | 7616484.7708 | 875317.6156 | 34573.9149 | 75.4459 | 42.4964 | 6.866 | 1.986 | 7624477.9364 | 4024613.8055 | 161779.2225 | 7616484.7708 | 4019064.3846 | 158872.3891 | 5595.5565 | 3151.8119 | 509.2243 | 2397.609 | 55249.5921 | 31225.0065 | 5223.1516 | 361.1973 | 203.2825 | 10.0849 | 54648.6339 | 30781.9631 | 4973.3058 | 239.7609 | 0.010942 | 0.0055066 | 0.0002872 | 0.11483 | 0.065187 | 0.011483 | 0.0037094 | 5000000 | scaled
RB1-427R | 6920123.9655 | 6752264.4955 | 159587.4198 | 8272.0502 | 97.57% | 2.306% | 0.1195% | 3764715.862 | 6696329.726 | 628174.7663 | 61410.5591 | 3075130.5366 | 1113878.2419 | 128015.8547 | 5454435.6293 | RB1 | 0.15381 | 0.088002 | 0.023125 | 44992782.8545 | 1148181.6309 | 141277.2082 | 5630665.1265 | 7465167.8283 | 918546.3701 | 36609068.6561 | 35856258.3345 | 5982920.7639 | 584892.1811 | 29288445.3896 | 9677756.1337 | 1609813.4992 | 185012.727 | 7882929.9076 |  | 5205 | RB1-427R | 6920123.9655 | 3155408.1035 | 223794.2395 | 6752264.4955 | 3057231.1322 | 201178.0283 | 159587.4198 | 89904.921 | 14344.1609 | 8272.0502 | 1148181.6309 | 520006.8645 | 34303.3889 | 5602418.6901 | 519824.2355 | 34269.0195 | 313.1303 | 176.4046 | 28.145 | 6.2245 | 5630665.1265 | 2555534.5899 | 176229.4971 | 5602418.6901 | 2536340.6277 | 166851.6558 | 20732.0493 | 11679.5751 | 1863.4542 | 7514.3871 | 141277.2082 | 79866.6491 | 13261.3534 | 1983.5292 | 1066.269 | 57.353 | 138542.2402 | 78048.9413 | 12452.5617 | 751.4387 | 0.035391 | 0.015696 | 0.0008194 | 0.10679 | 0.06068 | 0.010679 | 0.011626 | 5000000 | scaled
RB1-433R | 5946507.5048 | 5905824.7081 | 36655.7897 | 4027.0069 | 99.32% | 0.6164% | 0.06772% | 2913756.8653 | 5760027.2136 | 492797.5253 | 14316.3333 | 2406643.0067 | 973711.8531 | 29712.2895 | 4756603.071 | RB1 | 0.15284 | 0.08794 | 0.018903 | 38906087.0777 | 1004092.3509 | 33053.3083 | 4909361.8456 | 6569453.4831 | 216257.1708 | 32120376.4237 | 34486432.1687 | 5832617.2067 | 169444.2188 | 28484370.7432 | 9865220.5603 | 1667680.0016 | 50888.3515 | 8146652.2072 |  | 5206 | RB1-433R | 5946507.5048 | 3032750.6395 | 186480.2912 | 5905824.7081 | 3008073.8539 | 179088.3055 | 36655.7897 | 20649.7787 | 3364.9788 | 4027.0069 | 1004092.3509 | 511294.8257 | 30380.4978 | 4901429.5279 | 511251.9478 | 30370.9743 | 70.7343 | 39.8477 | 6.4934 | 3.0302 | 4909361.8456 | 2502718.8388 | 152758.7746 | 4901429.5279 | 2496652.8622 | 148708.249 | 4274.157 | 2407.816 | 392.365 | 3658.1607 | 33053.3083 | 18736.975 | 3341.0188 | 376.5938 | 169.0439 | 9.0822 | 32310.8984 | 18202.115 | 2966.1205 | 365.8161 | 0.02 | 0.010122 | 0.0005302 | 0.12719 | 0.072164 | 0.012719 | 0.0056538 | 5000000 | scaled
RD4-126F | 0 | 0 | 0 | 0 | 0% | 0% | 0% | 0 | 0 | 0 | 0 | 0 | 0 | 0 | 0 | RD4 | 0 | 0 | 0 | 0 | 0 | 0 | 0 | 0 | 0 | 0 | 0 | 0 | 0 | 0 | 0 | 0 | 0 | 0 |  | 5207 | RD4-126F | 0 | 0 | 0 | 0 | 0 | 0 | 0 | 0 | 0 | 0 | 0 | 0 | 0 | 0 | 0 | 0 | 0 | 0 | 0 | 0 | 0 | 0 | 0 | 0 | 0 | 0 | 0 | 0 | 0 | 0 | 0 | 0 | 0 | 0 | 0 | 0 | 0 | 0 | 0 | 0 | 0 | 0 | 0 | 0 | 0 | 0 | 0 | 5000000 | scaled
RD4-131 | 0 | 0 | 0 | 0 | 0% | 0% | 0% | 0 | 0 | 0 | 0 | 0 | 0 | 0 | 0 | RD4 | 0 | 0 | 0 | 0 | 0 | 0 | 0 | 0 | 0 | 0 | 0 | 0 | 0 | 0 | 0 | 0 | 0 | 0 |  | 5208 | RD4-131 | 0 | 0 | 0 | 0 | 0 | 0 | 0 | 0 | 0 | 0 | 0 | 0 | 0 | 0 | 0 | 0 | 0 | 0 | 0 | 0 | 0 | 0 | 0 | 0 | 0 | 0 | 0 | 0 | 0 | 0 | 0 | 0 | 0 | 0 | 0 | 0 | 0 | 0 | 0 | 0 | 0 | 0 | 0 | 0 | 0 | 0 | 0 | 5000000 | scaled
RD4-25 | 0 | 0 | 0 | 0 | 0% | 0% | 0% | 0 | 0 | 0 | 0 | 0 | 0 | 0 | 0 | RD4 | 0 | 0 | 0 | 0 | 0 | 0 | 0 | 0 | 0 | 0 | 0 | 0 | 0 | 0 | 0 | 0 | 0 | 0 |  | 5209 | RD4-25 | 0 | 0 | 0 | 0 | 0 | 0 | 0 | 0 | 0 | 0 | 0 | 0 | 0 | 0 | 0 | 0 | 0 | 0 | 0 | 0 | 0 | 0 | 0 | 0 | 0 | 0 | 0 | 0 | 0 | 0 | 0 | 0 | 0 | 0 | 0 | 0 | 0 | 0 | 0 | 0 | 0 | 0 | 0 | 0 | 0 | 0 | 0 | 5000000 | scaled
RD4-26F | 0 | 0 | 0 | 0 | 0% | 0% | 0% | 0 | 0 | 0 | 0 | 0 | 0 | 0 | 0 | RD4 | 0 | 0 | 0 | 0 | 0 | 0 | 0 | 0 | 0 | 0 | 0 | 0 | 0 | 0 | 0 | 0 | 0 | 0 |  | 5210 | RD4-26F | 0 | 0 | 0 | 0 | 0 | 0 | 0 | 0 | 0 | 0 | 0 | 0 | 0 | 0 | 0 | 0 | 0 | 0 | 0 | 0 | 0 | 0 | 0 | 0 | 0 | 0 | 0 | 0 | 0 | 0 | 0 | 0 | 0 | 0 | 0 | 0 | 0 | 0 | 0 | 0 | 0 | 0 | 0 | 0 | 0 | 0 | 0 | 5000000 | scaled
RD4-27F | 0 | 0 | 0 | 0 | 0% | 0% | 0% | 0 | 0 | 0 | 0 | 0 | 0 | 0 | 0 | RD4 | 0 | 0 | 0 | 0 | 0 | 0 | 0 | 0 | 0 | 0 | 0 | 0 | 0 | 0 | 0 | 0 | 0 | 0 |  | 5211 | RD4-27F | 0 | 0 | 0 | 0 | 0 | 0 | 0 | 0 | 0 | 0 | 0 | 0 | 0 | 0 | 0 | 0 | 0 | 0 | 0 | 0 | 0 | 0 | 0 | 0 | 0 | 0 | 0 | 0 | 0 | 0 | 0 | 0 | 0 | 0 | 0 | 0 | 0 | 0 | 0 | 0 | 0 | 0 | 0 | 0 | 0 | 0 | 0 | 5000000 | scaled
RD4-48F | 3403.154 | 1155.4728 | 0 | 2247.6812 | 33.95% | 0% | 66.05% | 712.2452 | 1132.0065 | 7.1124 | 668.5647 | 36.5682 | 11.4419 | 1061.7338 | 58.8308 | RD4 | 0.0093526 | 0.0055594 | 0.0033286 | 363872.506 | 13.3926 | 1287.7895 | 2101.972 | 1431.9603 | 137693.2069 | 224747.3388 | 484028.6305 | 4833.4689 | 454344.1213 | 24851.0403 | 682313.1279 | 6896.5719 | 639956.5016 | 35460.0544 |  | 5212 | RD4-48F | 3403.154 | 2690.9088 | 2271.1475 | 1155.4728 | 443.2275 | 23.4663 | 0 | 0 | 0 | 2247.6812 | 13.3926 | 6.2801 | 1.9506 | 60.1629 | 4.5888 | 0.25934 | 0 | 0 | 0 | 1.6913 | 2101.972 | 2065.4038 | 2043.1412 | 60.1629 | 23.5948 | 1.3322 | 0 | 0 | 0 | 2041.809 | 1287.7895 | 619.2248 | 226.0557 | 1083.6086 | 415.0439 | 21.8748 | 0 | 0 | 0 | 204.1809 | 0.0061474 | 0.0023542 | 0.0001234 | 0 | 0 | 0 | 0.0032052 | 5000000 | scaled
RD4-49F | 3635.3547 | 936.4904 | 0 | 2698.8643 | 25.76% | 0% | 74.24% | 581.2138 | 919.1894 | 12.8202 | 502.5526 | 65.841 | 19.648 | 798.6124 | 100.929 | RD4 | 0.010063 | 0.0061826 | 0.0038998 | 361266.7171 | 21.8605 | 1059.9671 | 2553.5271 | 2172.4106 | 105335.2044 | 253759.1021 | 493989.7372 | 10896.2201 | 427133.3866 | 55960.1306 | 696488.3728 | 14887.7114 | 605124.7463 | 76475.9151 |  | 5213 | RD4-49F | 3635.3547 | 3054.1409 | 2716.1654 | 936.4904 | 355.2766 | 17.301 | 0 | 0 | 0 | 2698.8643 | 21.8605 | 9.0404 | 2.2125 | 101.8603 | 7.0096 | 0.18169 | 0 | 0 | 0 | 2.0308 | 2553.5271 | 2487.6861 | 2452.5981 | 101.8603 | 36.0192 | 0.93131 | 0 | 0 | 0 | 2451.6668 | 1059.9671 | 557.4145 | 261.3547 | 814.8004 | 312.2479 | 16.188 | 0 | 0 | 0 | 245.1667 | 0.0062886 | 0.0024084 | 0.0001256 | 0 | 0 | 0 | 0.0037742 | 5000000 | scaled
RD4-50F | 5284.241 | 1980.47 | 0 | 3303.771 | 37.48% | 0% | 62.52% | 1289.6601 | 1942.1109 | 104.6968 | 650.3197 | 534.6436 | 148.9185 | 1032.7168 | 760.4756 | RD4 | 0.012567 | 0.0076752 | 0.0047992 | 420478.7886 | 154.221 | 1353.9974 | 3776.0226 | 12271.7053 | 107740.5808 | 300466.5026 | 520453.0132 | 42251.2483 | 262441.9064 | 215759.8585 | 696393.1778 | 53398.5164 | 370306.826 | 272687.8354 |  | 5214 | RD4-50F | 5284.241 | 3994.581 | 3342.1301 | 1980.47 | 690.8099 | 38.3591 | 0 | 0 | 0 | 3303.771 | 154.221 | 49.5242 | 5.3025 | 774.8544 | 47.0382 | 2.8165 | 0 | 0 | 0 | 2.486 | 3776.0226 | 3241.379 | 3015.547 | 774.8544 | 240.2108 | 14.3788 | 0 | 0 | 0 | 3001.1682 | 1353.9974 | 703.6777 | 321.2806 | 1053.8806 | 403.5609 | 21.1638 | 0 | 0 | 0 | 300.1168 | 0.0079276 | 0.0030356 | 0.0001596 | 0 | 0 | 0 | 0.0046396 | 5000000 | scaled
SEA1-384F | 54324.7657 | 10780.9192 | 39040.9089 | 4502.9375 | 19.85% | 71.87% | 8.289% | 24524.9026 | 46881.8968 | 1232.8934 | 16325.2275 | 6966.7817 | 1811.0569 | 33924.1491 | 11146.6908 | SEA1 | 0.028231 | 0.016681 | 0.0076404 | 1924322.0353 | 1875.6443 | 36719.87 | 15729.2513 | 66440.1157 | 1300711.6402 | 557170.2794 | 1786412.5933 | 89804.8968 | 1189142.0084 | 507465.688 | 974146.4906 | 37631.4712 | 704900.8892 | 231614.1302 |  | 5215 | SEA1-384F | 54324.7657 | 29799.863 | 7442.8688 | 10780.9192 | 3662.6166 | 336.6004 | 39040.9089 | 21634.3089 | 2603.3309 | 4502.9375 | 1875.6443 | 642.7509 | 64.5874 | 8152.4593 | 612.542 | 57.9717 | 48.3999 | 26.8205 | 3.2274 | 3.3883 | 15729.2513 | 8762.4696 | 4582.5605 | 8152.4593 | 2740.06 | 259.5877 | 3486.2927 | 1931.9103 | 232.4734 | 4090.4993 | 36719.87 | 20394.6426 | 2795.721 | 804.6038 | 310.0146 | 19.0409 | 35506.2163 | 19675.578 | 2367.6301 | 409.0499 | 0.011533 | 0.0044328 | 0.0002558 | 0.010348 | 0.0058988 | 0.0010348 | 0.0063498 | 5000000 | scaled
TM1-10R | 3782856.7785 | 3763197.4906 | 17162.436 | 2496.8519 | 99.48% | 0.4537% | 0.066% | 2006384.9009 | 3671993.8379 | 316224.4259 | 6802.534 | 1683357.941 | 578311.6891 | 14114.5644 | 3079567.5844 | TM1 | 0.093421 | 0.053413 | 0.011688 | 40492660.9334 | 595259.5135 | 15671.0416 | 3171926.2234 | 6371809.2062 | 167746.8149 | 33953104.9122 | 33259291.3615 | 5241965.4442 | 112763.7368 | 27904562.1805 | 9485193.4178 | 1493847.3399 | 36459.5855 | 7954886.4924 |  | 5216 | TM1-10R | 3782856.7785 | 1776471.8776 | 110862.9407 | 3763197.4906 | 1764347.1579 | 106875.7597 | 17162.436 | 9627.8679 | 1490.329 | 2496.8519 | 595259.5135 | 279035.0875 | 16947.8244 | 3167802.7925 | 279009.7998 | 16942.322 | 41.7283 | 23.4089 | 3.6235 | 1.8788 | 3171926.2234 | 1488568.2824 | 92358.639 | 3167802.7925 | 1485259.3446 | 89929.3758 | 1855.2735 | 1040.7805 | 161.1058 | 2268.1574 | 15671.0416 | 8868.5077 | 1556.4773 | 178.7917 | 78.0135 | 4.0619 | 15265.4342 | 8563.6784 | 1325.5997 | 226.8157 | 0.010364 | 0.0047816 | 0.00025 | 0.079576 | 0.045151 | 0.0079576 | 0.0034804 | 5000000 | scaled
UP1-10 | 10829.4446 | 4787.3162 | 0 | 6042.1284 | 44.21% | 0% | 55.79% | 2905.236 | 4575.8769 | 320.1461 | 1429.3913 | 1155.6985 | 500.1222 | 2269.5767 | 1806.178 | UP1 | 0.026285 | 0.015313 | 0.0088568 | 412000.935 | 540.4476 | 2864.8042 | 7424.1929 | 20561.0635 | 108990.0765 | 282449.795 | 517495.956 | 57026.1193 | 254610.7201 | 205859.1167 | 706075.2916 | 77170.7703 | 350204.3521 | 278700.1692 |  | 5217 | UP1-10 | 10829.4446 | 7924.2086 | 6253.5676 | 4787.3162 | 1882.0802 | 211.4392 | 0 | 0 | 0 | 6042.1284 | 540.4476 | 220.3014 | 40.3253 | 1935.4821 | 215.7549 | 35.7788 | 0 | 0 | 0 | 4.5465 | 7424.1929 | 6268.4943 | 5618.0148 | 1935.4821 | 779.7835 | 129.304 | 0 | 0 | 0 | 5488.7108 | 2864.8042 | 1435.4128 | 595.2275 | 2315.9331 | 886.5418 | 46.3564 | 0 | 0 | 0 | 548.8711 | 0.017784 | 0.0068118 | 0.000356 | 0 | 0 | 0 | 0.0085008 | 5000000 | scaled
UP1-9 | 0 | 0 | 0 | 0 | 0% | 0% | 0% | 0 | 0 | 0 | 0 | 0 | 0 | 0 | 0 | UP1 | 0 | 0 | 0 | 0 | 0 | 0 | 0 | 0 | 0 | 0 | 0 | 0 | 0 | 0 | 0 | 0 | 0 | 0 |  | 5218 | UP1-9 | 0 | 0 | 0 | 0 | 0 | 0 | 0 | 0 | 0 | 0 | 0 | 0 | 0 | 0 | 0 | 0 | 0 | 0 | 0 | 0 | 0 | 0 | 0 | 0 | 0 | 0 | 0 | 0 | 0 | 0 | 0 | 0 | 0 | 0 | 0 | 0 | 0 | 0 | 0 | 0 | 0 | 0 | 0 | 0 | 0 | 0 | 0 | 5000000 | scaled

## Baseline 2025
| Amount | Units
SDG&E Service Territory Baseline 2025 | 3032480.966 | K$ / Year

## Inflation_and_Discount
back to index |  |  | Discount Rate |  | WACC | Hybrid Discount Rate | Societal Discount Rate |  |  |  | WACC | Hybrid Discount Rate | Societal Discount Rate | Last Updated: | 2025-04-17
|  |  |  | Year | 7.45% | 6.1% | 2% |  |  | 2025 | 1 | 1 | 1
|  |  |  | 55 | 20.085 | 25.0577 | 62.9521 |  |  | 2026 | 0.95393 | 0.96607 | 1.0049
|  |  |  | 40 | 18.4163 | 22.0633 | 44.0721 |  |  | 2027 | 0.90999 | 0.93329 | 1.0098
|  |  |  | 1 | 1 | 1 | 1 |  |  | 2028 | 0.86807 | 0.90162 | 1.0148
|  |  |  | 20 | 13.2553 | 14.6954 | 20.9593 |  |  | 2029 | 0.82808 | 0.87103 | 1.0198
Years | 100 |  |  | 10 | 8.1622 | 8.6034 | 10.2235 |  |  | 2030 | 0.78993 | 0.84148 | 1.0248
Inflation | 2.5% | Assumption |  |  | (*) Calculated based on RDF parameters |  |  |  |  | 2031 | 0.75354 | 0.81293 | 1.0298
[10 empty] | 2032 | 0.71882 | 0.78534 | 1.0348
55 yrs
|  |  |  | discounts | discounts | discounts | inflation x | inflation x | inflation x
| Year | ON_OFF | inflation | WACC | Hybrid Discount Rate | Societal Discount Rate | WACC | Hybrid Discount Rate | Societal Discount Rate
2025 | 0 | 1 | 1 | 1 | 1 | 1 | 1 | 1 | 1
2026 | 1 | 1 | 1.025 | 0.93067 | 0.94251 | 0.98039 | 0.95393 | 0.96607 | 1.0049
2027 | 2 | 1 | 1.0506 | 0.86614 | 0.88832 | 0.96117 | 0.90999 | 0.93329 | 1.0098
2028 | 3 | 1 | 1.0769 | 0.80608 | 0.83725 | 0.94232 | 0.86807 | 0.90162 | 1.0148
2029 | 4 | 1 | 1.1038 | 0.7502 | 0.78911 | 0.92385 | 0.82808 | 0.87103 | 1.0198
2030 | 5 | 1 | 1.1314 | 0.69818 | 0.74374 | 0.90573 | 0.78993 | 0.84148 | 1.0248
2031 | 6 | 1 | 1.1597 | 0.64977 | 0.70098 | 0.88797 | 0.75354 | 0.81293 | 1.0298
2032 | 7 | 1 | 1.1887 | 0.60472 | 0.66068 | 0.87056 | 0.71882 | 0.78534 | 1.0348
2033 | 8 | 1 | 1.2184 | 0.56279 | 0.6227 | 0.85349 | 0.68571 | 0.7587 | 1.0399
2034 | 9 | 1 | 1.2489 | 0.52377 | 0.5869 | 0.83676 | 0.65412 | 0.73295 | 1.045
2035 | 10 | 1 | 1.2801 | 0.48746 | 0.55315 | 0.82035 | 0.62399 | 0.70808 | 1.0501
2036 | 11 | 1 | 1.3121 | 0.45366 | 0.52135 | 0.80426 | 0.59524 | 0.68406 | 1.0553
2037 | 12 | 1 | 1.3449 | 0.4222 | 0.49138 | 0.78849 | 0.56782 | 0.66085 | 1.0604
2038 | 13 | 1 | 1.3785 | 0.39293 | 0.46313 | 0.77303 | 0.54166 | 0.63843 | 1.0656
2039 | 14 | 1 | 1.413 | 0.36569 | 0.4365 | 0.75788 | 0.51671 | 0.61676 | 1.0709
2040 | 15 | 1 | 1.4483 | 0.34033 | 0.4114 | 0.74301 | 0.4929 | 0.59584 | 1.0761
2041 | 16 | 1 | 1.4845 | 0.31674 | 0.38775 | 0.72845 | 0.4702 | 0.57562 | 1.0814
2042 | 17 | 1 | 1.5216 | 0.29478 | 0.36546 | 0.71416 | 0.44854 | 0.55609 | 1.0867
2043 | 18 | 1 | 1.5597 | 0.27434 | 0.34445 | 0.70016 | 0.42787 | 0.53722 | 1.092
2044 | 19 | 1 | 1.5987 | 0.25532 | 0.32464 | 0.68643 | 0.40816 | 0.51899 | 1.0974
2045 | 20 | 1 | 1.6386 | 0.23761 | 0.30598 | 0.67297 | 0.38936 | 0.50138 | 1.1027
2046 | 21 | 1 | 1.6796 | 0.22114 | 0.28839 | 0.65978 | 0.37142 | 0.48437 | 1.1081
2047 | 22 | 1 | 1.7216 | 0.20581 | 0.27181 | 0.64684 | 0.35431 | 0.46794 | 1.1136
2048 | 23 | 1 | 1.7646 | 0.19154 | 0.25618 | 0.63416 | 0.33799 | 0.45206 | 1.119
2049 | 24 | 1 | 1.8087 | 0.17826 | 0.24145 | 0.62172 | 0.32242 | 0.43672 | 1.1245
2050 | 25 | 1 | 1.8539 | 0.1659 | 0.22757 | 0.60953 | 0.30756 | 0.4219 | 1.13
2051 | 26 | 1 | 1.9003 | 0.15439 | 0.21449 | 0.59758 | 0.2934 | 0.40759 | 1.1356
2052 | 27 | 1 | 1.9478 | 0.14369 | 0.20216 | 0.58586 | 0.27988 | 0.39376 | 1.1411
2053 | 28 | 1 | 1.9965 | 0.13373 | 0.19053 | 0.57437 | 0.26699 | 0.3804 | 1.1467
2054 | 29 | 1 | 2.0464 | 0.12446 | 0.17958 | 0.56311 | 0.25469 | 0.36749 | 1.1524
2055 | 30 | 1 | 2.0976 | 0.11583 | 0.16925 | 0.55207 | 0.24295 | 0.35502 | 1.158
2056 | 31 | 1 | 2.15 | 0.1078 | 0.15952 | 0.54125 | 0.23176 | 0.34298 | 1.1637
2057 | 32 | 1 | 2.2038 | 0.10032 | 0.15035 | 0.53063 | 0.22108 | 0.33134 | 1.1694
2058 | 33 | 1 | 2.2589 | 0.093366 | 0.14171 | 0.52023 | 0.2109 | 0.3201 | 1.1751
2059 | 34 | 1 | 2.3153 | 0.086892 | 0.13356 | 0.51003 | 0.20118 | 0.30923 | 1.1809
2060 | 35 | 1 | 2.3732 | 0.080868 | 0.12588 | 0.50003 | 0.19192 | 0.29874 | 1.1867
2061 | 36 | 1 | 2.4325 | 0.075261 | 0.11864 | 0.49022 | 0.18307 | 0.28861 | 1.1925
2062 | 37 | 1 | 2.4933 | 0.070043 | 0.11182 | 0.48061 | 0.17464 | 0.27881 | 1.1983
2063 | 38 | 1 | 2.5557 | 0.065186 | 0.10539 | 0.47119 | 0.1666 | 0.26935 | 1.2042
2064 | 39 | 1 | 2.6196 | 0.060667 | 0.099334 | 0.46195 | 0.15892 | 0.26021 | 1.2101
2065 | 40 | 1 | 2.6851 | 0.05646 | 0.093623 | 0.45289 | 0.1516 | 0.25138 | 1.216
2066 | 41 | 1 | 2.7522 | 0.052546 | 0.088241 | 0.44401 | 0.14462 | 0.24286 | 1.222
2067 | 42 | 1 | 2.821 | 0.048902 | 0.083168 | 0.4353 | 0.13795 | 0.23462 | 1.228
2068 | 43 | 1 | 2.8915 | 0.045512 | 0.078386 | 0.42677 | 0.1316 | 0.22665 | 1.234
2069 | 44 | 1 | 2.9638 | 0.042356 | 0.073879 | 0.4184 | 0.12554 | 0.21896 | 1.2401
2070 | 45 | 1 | 3.0379 | 0.039419 | 0.069632 | 0.4102 | 0.11975 | 0.21153 | 1.2461
2071 | 46 | 1 | 3.1139 | 0.036686 | 0.065628 | 0.40215 | 0.11424 | 0.20436 | 1.2522
2072 | 47 | 1 | 3.1917 | 0.034143 | 0.061855 | 0.39427 | 0.10897 | 0.19742 | 1.2584
2073 | 48 | 1 | 3.2715 | 0.031775 | 0.058299 | 0.38654 | 0.10395 | 0.19072 | 1.2646
2074 | 49 | 1 | 3.3533 | 0.029572 | 0.054947 | 0.37896 | 0.099164 | 0.18425 | 1.2708
2075 | 50 | 1 | 3.4371 | 0.027522 | 0.051788 | 0.37153 | 0.094596 | 0.178 | 1.277
2076 | 51 | 1 | 3.523 | 0.025614 | 0.048811 | 0.36424 | 0.090238 | 0.17196 | 1.2832
2077 | 52 | 1 | 3.6111 | 0.023838 | 0.046004 | 0.3571 | 0.086081 | 0.16613 | 1.2895
2078 | 53 | 1 | 3.7014 | 0.022185 | 0.04336 | 0.3501 | 0.082115 | 0.16049 | 1.2959
2079 | 54 | 1 | 3.7939 | 0.020647 | 0.040867 | 0.34323 | 0.078333 | 0.15505 | 1.3022
2080 | 55 | 1 | 3.8888 | 0.019215 | 0.038517 | 0.3365 | 0.074724 | 0.14978 | 1.3086
2081 | 56 | 1 | 3.986 | 0.017883 | 0.036303 | 0.32991 | 0.071282 | 0.1447 | 1.315
2082 | 57 | 1 | 4.0856 | 0.016643 | 0.034216 | 0.32344 | 0.067998 | 0.13979 | 1.3214
2083 | 58 | 1 | 4.1878 | 0.015489 | 0.032248 | 0.3171 | 0.064865 | 0.13505 | 1.3279
2084 | 59 | 1 | 4.2925 | 0.014415 | 0.030394 | 0.31088 | 0.061877 | 0.13047 | 1.3344
2085 | 60 | 1 | 4.3998 | 0.013416 | 0.028647 | 0.30478 | 0.059026 | 0.12604 | 1.341
2086 | 61 | 1 | 4.5098 | 0.012486 | 0.027 | 0.29881 | 0.056307 | 0.12176 | 1.3476
2087 | 62 | 1 | 4.6225 | 0.01162 | 0.025448 | 0.29295 | 0.053713 | 0.11763 | 1.3542
2088 | 63 | 1 | 4.7381 | 0.010814 | 0.023985 | 0.2872 | 0.051239 | 0.11364 | 1.3608
2089 | 64 | 1 | 4.8565 | 0.010064 | 0.022606 | 0.28157 | 0.048878 | 0.10978 | 1.3675
2090 | 65 | 1 | 4.978 | 0.0093666 | 0.021306 | 0.27605 | 0.046627 | 0.10606 | 1.3742
2091 | 66 | 1 | 5.1024 | 0.0087172 | 0.020081 | 0.27064 | 0.044479 | 0.10246 | 1.3809
2092 | 67 | 1 | 5.23 | 0.0081128 | 0.018926 | 0.26533 | 0.04243 | 0.098985 | 1.3877
2093 | 68 | 1 | 5.3607 | 0.0075503 | 0.017838 | 0.26013 | 0.040475 | 0.095626 | 1.3945
2094 | 69 | 1 | 5.4947 | 0.0070268 | 0.016813 | 0.25503 | 0.03861 | 0.092382 | 1.4013
2095 | 70 | 1 | 5.6321 | 0.0065396 | 0.015846 | 0.25003 | 0.036832 | 0.089247 | 1.4082
2096 | 71 | 1 | 5.7729 | 0.0060862 | 0.014935 | 0.24513 | 0.035135 | 0.086219 | 1.4151
2097 | 72 | 1 | 5.9172 | 0.0056642 | 0.014076 | 0.24032 | 0.033516 | 0.083293 | 1.422
2098 | 73 | 1 | 6.0652 | 0.0052715 | 0.013267 | 0.23561 | 0.031972 | 0.080467 | 1.429
2099 | 74 | 1 | 6.2168 | 0.004906 | 0.012504 | 0.23099 | 0.030499 | 0.077737 | 1.436
2100 | 75 | 1 | 6.3722 | 0.0045658 | 0.011785 | 0.22646 | 0.029094 | 0.075099 | 1.443
2101 | 76 | 1 | 6.5315 | 0.0042492 | 0.011108 | 0.22202 | 0.027754 | 0.072551 | 1.4501
2102 | 77 | 1 | 6.6948 | 0.0039546 | 0.010469 | 0.21766 | 0.026475 | 0.07009 | 1.4572
2103 | 78 | 1 | 6.8622 | 0.0036804 | 0.0098673 | 0.2134 | 0.025256 | 0.067711 | 1.4644
2104 | 79 | 1 | 7.0337 | 0.0034253 | 0.0093 | 0.20921 | 0.024092 | 0.065414 | 1.4715
2105 | 80 | 1 | 7.2096 | 0.0031878 | 0.0087654 | 0.20511 | 0.022982 | 0.063194 | 1.4788
2106 | 81 | 1 | 7.3898 | 0.0029667 | 0.0082614 | 0.20109 | 0.021924 | 0.06105 | 1.486
2107 | 82 | 1 | 7.5746 | 0.002761 | 0.0077864 | 0.19715 | 0.020914 | 0.058979 | 1.4933
2108 | 83 | 1 | 7.7639 | 0.0025696 | 0.0073388 | 0.19328 | 0.01995 | 0.056978 | 1.5006
2109 | 84 | 1 | 7.958 | 0.0023914 | 0.0069168 | 0.18949 | 0.019031 | 0.055044 | 1.508
2110 | 85 | 1 | 8.157 | 0.0022256 | 0.0065192 | 0.18577 | 0.018154 | 0.053177 | 1.5154
2111 | 86 | 1 | 8.3609 | 0.0020713 | 0.0061444 | 0.18213 | 0.017318 | 0.051372 | 1.5228
2112 | 87 | 1 | 8.5699 | 0.0019277 | 0.0057911 | 0.17856 | 0.01652 | 0.049629 | 1.5302
2113 | 88 | 1 | 8.7842 | 0.0017941 | 0.0054582 | 0.17506 | 0.015759 | 0.047945 | 1.5377
2114 | 89 | 1 | 9.0038 | 0.0016697 | 0.0051444 | 0.17163 | 0.015033 | 0.046319 | 1.5453
2115 | 90 | 1 | 9.2289 | 0.0015539 | 0.0048486 | 0.16826 | 0.014341 | 0.044747 | 1.5529
2116 | 91 | 1 | 9.4596 | 0.0014462 | 0.0045698 | 0.16496 | 0.01368 | 0.043229 | 1.5605
2117 | 92 | 1 | 9.6961 | 0.0013459 | 0.0043071 | 0.16173 | 0.01305 | 0.041762 | 1.5681
2118 | 93 | 1 | 9.9385 | 0.0012526 | 0.0040595 | 0.15856 | 0.012449 | 0.040345 | 1.5758
2119 | 94 | 1 | 10.1869 | 0.0011657 | 0.0038261 | 0.15545 | 0.011875 | 0.038976 | 1.5835
2120 | 95 | 1 | 10.4416 | 0.0010849 | 0.0036061 | 0.1524 | 0.011328 | 0.037654 | 1.5913
2121 | 96 | 1 | 10.7026 | 0.0010097 | 0.0033988 | 0.14941 | 0.010806 | 0.036376 | 1.5991
2122 | 97 | 1 | 10.9702 | 0.00093967 | 0.0032034 | 0.14648 | 0.010308 | 0.035142 | 1.6069
2123 | 98 | 1 | 11.2445 | 0.00087452 | 0.0030192 | 0.14361 | 0.0098335 | 0.033949 | 1.6148
2124 | 99 | 1 | 11.5256 | 0.00081389 | 0.0028456 | 0.14079 | 0.0093805 | 0.032797 | 1.6227
2125 | 100 | 0 | 0 | 0 | 0 | 0 | 0 | 0 | 0

## FCP Cost
Feeder | FCP Cost per feeder/mile/year | Max Feeder Baseline ($/year) | Baseline Wildfire (%) | Baseline PSPS (%) | Baseline PEDS (%) | back to index
79 | 1386.9197 | 19978325.502 | 99.23% | 0.7353% | 0.0338%
175 | 245.8706 | 5741494.8572 | 96.86% | 2.992% | 0.1472%
214 | 4644.3428 | 26281150.1655 | 98.91% | 1.048% | 0.04591%
221 | 906.9582 | 4481914.2591 | 99.45% | 0.5095% | 0.04337%
234 | 41.9496 | 4939379.2504 | 99.46% | 0.3916% | 0.1518%
249 | 70.1159 | 3753230.0343 | 95.85% | 3.876% | 0.273%
283 | 35129.095 | 5299634.3657 | 98.55% | 1.37% | 0.07601%
353 | 4950.708 | 13534406.6532 | 99.43% | 0.528% | 0.03951%
356 | 10741.919 | 16012786.3517 | 97.76% | 2.145% | 0.09187%
522 | 332.6966 | 5639841.4319 | 96.44% | 3.339% | 0.2198%
536 | 114.6165 | 54109.9242 | 76.19% | 21.99% | 1.82%
974 | 1567.1481 | 7107169.6783 | 99.55% | 0.3981% | 0.05413%
1021 | 806.5277 | 35156122.4002 | 99.02% | 0.9436% | 0.03662%
75 | 13771.244 | 3135457.623 | 99.77% | 0.1421% | 0.08717%
240 | 253.5947 | 4437658.7596 | 97.91% | 1.769% | 0.321%
444 | 459.8057 | 3413813.7465 | 97.67% | 1.995% | 0.3352%
470 | 50.9265 | 16740391.1537 | 99.37% | 0.5365% | 0.09319%
524 | 136.7251 | 40375330.9497 | 99.03% | 0.9107% | 0.05596%
920 | 321.4041 | 3406645.8369 | 99.34% | 0.5402% | 0.1203%
928 | 1570.3508 | 1655010.6196 | 79.76% | 20.12% | 0.1245%
1022 | 536.7445 | 9800679.2209 | 99.62% | 0.3456% | 0.03348%
1162 | 346.2644 | 247999.3526 | 97.75% | 1.792% | 0.4608%
1166 | 2168.1155 | 10322641.9923 | 99.08% | 0.8619% | 0.05733%
91 | 96.5871 | 1295990.6131 | 95.98% | 3.603% | 0.4176%
231 | 47.1794 | 5142094.9811 | 98.68% | 0.901% | 0.4182%
233 | 100.5577 | 4127695.5357 | 98.74% | 0.928% | 0.3343%
351 | 88.3911 | 23517427.5477 | 99.25% | 0.716% | 0.03401%
352 | 1453.8109 | 18614182.3412 | 99.36% | 0.5928% | 0.04664%
442 | 4005.3312 | 11572220.9733 | 88.48% | 11.4% | 0.1243%
788 | 26.1669 | 9132236.5922 | 94.33% | 5.547% | 0.1209%
791 | 110.4326 | 3349759.3853 | 92.58% | 7.304% | 0.116%
1023 | 167.4098 | 9469914.9237 | 95.98% | 3.884% | 0.1387%
1090 | 652.9752 | 5899045.3617 | 99.62% | 0.2521% | 0.1275%
182 | 414.4921 | 11917198.9064 | 94.29% | 5.651% | 0.05821%
204 | 22.523 | 1059531.3911 | 80.82% | 18.41% | 0.7661%
246 | 30.3053 | 3387005.7991 | 94.54% | 5.197% | 0.2577%
300 | 50.3143 | 754132.3013 | 92.41% | 6.882% | 0.7076%
354 | 3219.8972 | 20510259.2469 | 99.17% | 0.7728% | 0.06052%
411 | 4579.1274 | 6370041.441 | 98.47% | 1.262% | 0.272%
597 | 180.8456 | 18774393.9857 | 95.55% | 4.388% | 0.06321%
599 | 22.1452 | 25743456.0826 | 99.4% | 0.5253% | 0.0786%
1235 | 10.2942 | 6645571.9566 | 99.09% | 0.6868% | 0.2213%

## Microgrid Assumptions
back to index
| O&M Cost scalation | 2.5%
| Inflation | 2.5%
| VSL | 15.3 | M$
| Fatality | 15.3 | M$
| SI | 3.825 | M$
| Safety | 1e-10 | fatalities/CMI
| Reliaility | 3.67 | $/CMI
| Financial | 482 | per Residential customer
|  | 1446 | per C&I customer
| duration | 24 | hours
| PSPS events per year | 1 | SME Assumption
| ME | 100% | SME Assumption. Microgrid is 100% effective during the PSPS de-energization
| Switch O&M | 140.93 | $/year
Customer Weights for Safety
|  | PSPS Critical | 20
|  | Urgent | 10
|  | Essential | 10
|  | Sensitive | 10
|  | AFN | 5
|  | Residential | 1
|  | Commercial | 1
|  | Industrial | 1

## TrancheID
upstreamardfacilityid | Quintile_RA | HFTD | max | upstreamardfacilityid | HTM_RA | HFTD | max | HFTD | total feeders | Number of Resulting Tranches HTM | Number of Resulting Tranches Quintile | back to index | Last Updated: | 2025-04-17 | back to index
100-1122R | 1--2 | Tier-1 | -2 | 1072-6 | Non-HFTD---1 | Tier-1 | -1 | Tier-1 | 1362 | 20 | 25
1001-1130R | 5--5 | Tier-2 | -5 | 1081-38AE | Non-HFTD---1 | Tier-1 | -1 | Tier-2 | 472 | 22 | 25
1001-1140R | 5--4 | Tier-2 | -4 | 1085-109F | Non-HFTD---1 | Tier-1 | -1 | Tier-3 | 308 | 22 | 25
1001-1231F | 3--3 | Tier-2 | -3 | 177-941AE | Non-HFTD---1 | Tier-1 | -1 | Total HFTD | 780
1001-1232F | 1--4 | Tier-1 | -4 | 186-940R | Non-HFTD---1 | Tier-1 | -1
1001-1814AE | 5--3 | Tier-2 | -3 | 206-953R | Non-HFTD---1 | Tier-1 | -1
1001-1820F | 5--5 | Tier-2 | -5 | 206-963F | Non-HFTD---1 | Tier-1 | -1
1001-1821F | 4--1 | Tier-1 | -1 | 206-974 | Non-HFTD---1 | Tier-1 | -1
1006-829F | 1--5 | Tier-2 | -5 | 242-1411F | Non-HFTD---1 | Tier-1 | -1
1021-14F | 5--1 | Tier-2 | -1 | 288-18 | Non-HFTD---1 | Tier-1 | -1
1021-16F | 5--1 | Tier-2 | -1 | 305-32R | Non-HFTD---1 | Tier-1 | -1
1021-1748F | 5--5 | Tier-3 | -5 | 305-35R | Non-HFTD---1 | Tier-1 | -1
1021-1760R | 5--5 | Tier-3 | -5 | 307-1684R | Non-HFTD---1 | Tier-1 | -1
1021-25R | 5--5 | Tier-3 | -5 | 340-378F | Non-HFTD---1 | Tier-1 | -1
1021-855 | 5--5 | Tier-3 | -5 | 341-1155F | Non-HFTD---1 | Tier-1 | -1
1021-883R | 5--4 | Tier-3 | -4 | 410-50R | Non-HFTD---1 | Tier-1 | -1
1021-92 | 5--4 | Tier-3 | -4 | 452-39AE | Non-HFTD---1 | Tier-1 | -1
1022-17F | 5--5 | Tier-3 | -5 | 456-5 | Non-HFTD---1 | Tier-1 | -1
1022-26R | 4--4 | Tier-3 | -4 | 473-36R | Non-HFTD---1 | Tier-1 | -1
1022-322R | 5--5 | Tier-3 | -5 | 474-22AE | Non-HFTD---1 | Tier-1 | -1
1023-200R | 4--5 | Tier-2 | -5 | 474-29 | Non-HFTD---1 | Tier-1 | -1
1023-46AE | 5--5 | Tier-2 | -5 | 486-61R | Non-HFTD---1 | Tier-1 | -1
1023-48R | 5--5 | Tier-2 | -5 | 492-343R | Non-HFTD---1 | Tier-1 | -1
1023-89R | 4--4 | Tier-2 | -4 | 504-1563 | Non-HFTD---1 | Tier-1 | -1
1030-1728R | 5--5 | Tier-3 | -5 | 504-40R | Non-HFTD---1 | Tier-1 | -1
1030-1777 | 5--5 | Tier-3 | -5 | 510-49R | Non-HFTD---1 | Tier-1 | -1
1030-1823F | 5--5 | Tier-3 | -5 | 546-14R | Non-HFTD---1 | Tier-1 | -1
1030-18R | 5--5 | Tier-3 | -5 | 553-27R | Non-HFTD---1 | Tier-1 | -1
1030-20R | 5--5 | Tier-3 | -5 | 558-301R | Non-HFTD---1 | Tier-1 | -1
1030-42R | 5--5 | Tier-3 | -5 | 586-3 | Non-HFTD---1 | Tier-1 | -1
1030-989R | 5--5 | Tier-3 | -5 | 591-39AE | Non-HFTD---1 | Tier-1 | -1
1039-13 | 5--5 | Tier-2 | -5 | 595-500 | Non-HFTD---1 | Tier-1 | -1
1039-14AE | 4--4 | Tier-2 | -4 | 63-35AE | Non-HFTD---1 | Tier-1 | -1
1047-35F | 1--2 | Tier-1 | -2 | 63-797R | Non-HFTD---1 | Tier-1 | -1
1047-36F | 3--1 | Tier-1 | -1 | 66-1213R | Non-HFTD---1 | Tier-1 | -1
1049-3F | 3--1 | Tier-1 | -1 | 68-42 | Non-HFTD---1 | Tier-1 | -1
1049-4F | 2--2 | Tier-1 | -2 | 732-15R | Non-HFTD---1 | Tier-1 | -1
1049-7F | 2--1 | Tier-1 | -1 | 789-15 | Non-HFTD---1 | Tier-1 | -1
105-239F | 1--3 | Tier-1 | -3 | 792-47R | Non-HFTD---1 | Tier-1 | -1
1071-226F | 1--4 | Tier-1 | -4 | 797-32F | Non-HFTD---1 | Tier-1 | -1
1072-6 | 3--4 | Tier-1 | -4 | 859-13F | Non-HFTD---1 | Tier-1 | -1
1073-3F | 3--1 | Tier-1 | -1 | 901-1124 | Non-HFTD---1 | Tier-1 | -1
1073-480 | 3--4 | Tier-1 | -4 | CB 178 | Non-HFTD---1 | Tier-1 | -1
1073-872F | 3--2 | Tier-2 | -2 | CB 188 | Non-HFTD---1 | Tier-1 | -1
1073-874F | 3--3 | Tier-2 | -3 | CB 195 | Non-HFTD---1 | Tier-1 | -1
1073-886F | 3--2 | Tier-2 | -2 | CB 305 | Non-HFTD---1 | Tier-1 | -1
1073-887F | 3--1 | Tier-2 | -1 | CB 306 | Non-HFTD---1 | Tier-1 | -1
1073-888F | 3--3 | Tier-2 | -3 | CB 307 | Non-HFTD---1 | Tier-1 | -1
1076-37F | 4--2 | Tier-1 | -2 | CB 313 | Non-HFTD---1 | Tier-1 | -1
1077-8R | 2--3 | Tier-1 | -3 | CB 314 | Non-HFTD---1 | Tier-1 | -1
1079-9 | 3--3 | Tier-2 | -3 | CB 412 | Non-HFTD---1 | Tier-1 | -1
1081-11 | 4--4 | Tier-1 | -4 | CB 455 | Non-HFTD---1 | Tier-1 | -1
1081-38AE | 3--4 | Tier-1 | -4 | CB 471 | Non-HFTD---1 | Tier-1 | -1
1081-666F | 3--4 | Tier-1 | -4 | CB 474 | Non-HFTD---1 | Tier-1 | -1
1081-668F | 2--3 | Tier-1 | -3 | CB 546 | Non-HFTD---1 | Tier-1 | -1
1085-109F | 2--5 | Tier-1 | -5 | CB 556 | Non-HFTD---1 | Tier-1 | -1
1085-412F | 2--1 | Tier-1 | -1 | CB 562 | Non-HFTD---1 | Tier-1 | -1
1085-8F | 2--4 | Tier-1 | -4 | CB 590 | Non-HFTD---1 | Tier-1 | -1
1090-1734 | 2--5 | Tier-3 | -5 | CB 591 | Non-HFTD---1 | Tier-1 | -1
1090-636R | 5--3 | Tier-3 | -3 | CB 63 | Non-HFTD---1 | Tier-1 | -1
1090-639R | 5--2 | Tier-3 | -2 | CB 66 | Non-HFTD---1 | Tier-1 | -1
1090-69F | 2--1 | Tier-2 | -1 | CB 704 | Non-HFTD---1 | Tier-1 | -1
1090-70F | 2--5 | Tier-2 | -5 | CB 791 | Non-HFTD---1 | Tier-1 | -1
1090-73F | 4--5 | Tier-3 | -5 | CB 855 | Non-HFTD---1 | Tier-1 | -1
1090-74F | 4--5 | Tier-3 | -5 | CB 920 | Non-HFTD---1 | Tier-1 | -1
1094-35F | 3--5 | Tier-2 | -5 | CB BN2 | Non-HFTD---1 | Tier-1 | -1
1094-7 | 2--4 | Tier-2 | -4 | CB CG1 | Non-HFTD---1 | Tier-1 | -1
1094-8AE | 1--2 | Tier-1 | -2 | 1007-9F | Non-HFTD---1 | Tier-1 | -1
1100-1168F | 4--2 | Tier-2 | -2 | 1139-5 | Non-HFTD---2 | Tier-1 | -2
1100-1172R | 4--5 | Tier-2 | -5 | 181-53F | Non-HFTD---2 | Tier-1 | -2
1103-13AE | 1--5 | Tier-2 | -5 | 189-782F | Non-HFTD---2 | Tier-1 | -2
1105-1479 | 5--5 | Tier-2 | -5 | 205-369R | Non-HFTD---2 | Tier-1 | -2
1105-1483 | 4--4 | Tier-2 | -4 | 221-1249R | Non-HFTD---2 | Tier-1 | -2
1117-1121F | 2--4 | Tier-1 | -4 | 221-1251R | Non-HFTD---2 | Tier-1 | -2
1118-1718F | 5--4 | Tier-2 | -4 | 241-570 | Non-HFTD---2 | Tier-1 | -2
1119-6F | 1--4 | Tier-1 | -4 | 241-746 | Non-HFTD---2 | Tier-1 | -2
1119-9F | 2--3 | Tier-1 | -3 | 241-820AE | Non-HFTD---2 | Tier-1 | -2
1138-6R | 5--5 | Tier-2 | -5 | 242-1413F | Non-HFTD---2 | Tier-1 | -2
1139-4F | 5--3 | Tier-2 | -3 | 243-20R | Non-HFTD---2 | Tier-1 | -2
1139-5 | 5--3 | Tier-1 | -3 | 244-29 | Non-HFTD---2 | Tier-1 | -2
114-18AE | 3--3 | Tier-1 | -3 | 245-486 | Non-HFTD---2 | Tier-1 | -2
114-48 | 3--3 | Tier-1 | -3 | 274-23R | Non-HFTD---2 | Tier-1 | -2
1140-8F | 5--2 | Tier-1 | -2 | 276-228 | Non-HFTD---2 | Tier-1 | -2
116-12R | 3--3 | Tier-1 | -3 | 277-459F | Non-HFTD---2 | Tier-1 | -2
116-31F | 3--4 | Tier-1 | -4 | 277-48 | Non-HFTD---2 | Tier-1 | -2
116-32F | 3--4 | Tier-1 | -4 | 278-22R | Non-HFTD---2 | Tier-1 | -2
1161-53AE | 4--2 | Tier-1 | -2 | 278-630 | Non-HFTD---2 | Tier-1 | -2
1161-54 | 4--1 | Tier-1 | -1 | 279-11AE | Non-HFTD---2 | Tier-1 | -2
1161-55 | 4--1 | Tier-2 | -1 | 310-1192F | Non-HFTD---2 | Tier-1 | -2
1161-61 | 4--1 | Tier-1 | -1 | 326-35R | Non-HFTD---2 | Tier-1 | -2
1161-62 | 4--1 | Tier-2 | -1 | 330-810R | Non-HFTD---2 | Tier-1 | -2
1161-74 | 1--4 | Tier-1 | -4 | 330-8R | Non-HFTD---2 | Tier-1 | -2
1162-324R | 4--3 | Tier-2 | -3 | 334-21 | Non-HFTD---2 | Tier-1 | -2
1162-329R | 4--3 | Tier-2 | -3 | 334-46F | Non-HFTD---2 | Tier-1 | -2
1162-363 | 4--3 | Tier-2 | -3 | 390-15 | Non-HFTD---2 | Tier-1 | -2
1162-385F | 4--1 | Tier-2 | -1 | 390-18 | Non-HFTD---2 | Tier-1 | -2
1162-387F | 4--1 | Tier-2 | -1 | 392-23F | Non-HFTD---2 | Tier-1 | -2
1166-15R | 5--5 | Tier-3 | -5 | 394-422F | Non-HFTD---2 | Tier-1 | -2
1166-18R | 5--5 | Tier-3 | -5 | 454-45AE | Non-HFTD---2 | Tier-1 | -2
1166-342R | 5--5 | Tier-3 | -5 | 492-14R | Non-HFTD---2 | Tier-1 | -2
1173-68 | 1--3 | Tier-1 | -3 | 505-635R | Non-HFTD---2 | Tier-1 | -2
1173-69 | 1--1 | Tier-1 | -1 | 532-763 | Non-HFTD---2 | Tier-1 | -2
1173-70 | 2--3 | Tier-1 | -3 | 578-227AE | Non-HFTD---2 | Tier-1 | -2
1180-9 | 2--2 | Tier-1 | -2 | 703-279R | Non-HFTD---2 | Tier-1 | -2
120-360F | 2--3 | Tier-1 | -3 | 781-44 | Non-HFTD---2 | Tier-1 | -2
120-367F | 2--2 | Tier-1 | -2 | 86-552F | Non-HFTD---2 | Tier-1 | -2
120-368F | 2--3 | Tier-1 | -3 | 93-10R | Non-HFTD---2 | Tier-1 | -2
1201-282F | 2--4 | Tier-2 | -4 | 93-559R | Non-HFTD---2 | Tier-1 | -2
1202-9 | 2--4 | Tier-2 | -4 | 94-41 | Non-HFTD---2 | Tier-1 | -2
1215-10R | 5--1 | Tier-3 | -1 | CB 103 | Non-HFTD---2 | Tier-1 | -2
1215-12R | 5--4 | Tier-3 | -4 | CB 1081 | Non-HFTD---2 | Tier-1 | -2
1215-28R | 5--3 | Tier-3 | -3 | CB 1140 | Non-HFTD---2 | Tier-1 | -2
1215-3 | 5--1 | Tier-3 | -1 | CB 116 | Non-HFTD---2 | Tier-1 | -2
1215-32R | 5--4 | Tier-3 | -4 | CB 245 | Non-HFTD---2 | Tier-1 | -2
122-196 | 1--3 | Tier-1 | -3 | CB 275 | Non-HFTD---2 | Tier-1 | -2
1221-2095F | 1--4 | Tier-1 | -4 | CB 286 | Non-HFTD---2 | Tier-1 | -2
123-437 | 1--2 | Tier-1 | -2 | CB 303 | Non-HFTD---2 | Tier-1 | -2
123-557 | 1--2 | Tier-1 | -2 | CB 387 | Non-HFTD---2 | Tier-1 | -2
1233-259R | 5--4 | Tier-3 | -4 | CB 390 | Non-HFTD---2 | Tier-1 | -2
1233-264F | 5--1 | Tier-3 | -1 | CB 391 | Non-HFTD---2 | Tier-1 | -2
1233-585R | 5--5 | Tier-3 | -5 | CB 392 | Non-HFTD---2 | Tier-1 | -2
1233-587R | 5--5 | Tier-3 | -5 | CB 394 | Non-HFTD---2 | Tier-1 | -2
1233-589R | 5--4 | Tier-3 | -4 | CB 395 | Non-HFTD---2 | Tier-1 | -2
1233-591R | 5--5 | Tier-3 | -5 | CB 414 | Non-HFTD---2 | Tier-1 | -2
1233-617F | 5--1 | Tier-3 | -1 | CB 473 | Non-HFTD---2 | Tier-1 | -2
124-206R | 2--2 | Tier-1 | -2 | CB 57 | Non-HFTD---2 | Tier-1 | -2
124-258R | 1--2 | Tier-1 | -2 | CB 65 | Non-HFTD---2 | Tier-1 | -2
1242-1079R | 2--5 | Tier-2 | -5 | CB 701 | Non-HFTD---2 | Tier-1 | -2
1242-1084 | 2--5 | Tier-2 | -5 | CB 732 | Non-HFTD---2 | Tier-1 | -2
1242-127AE | 1--4 | Tier-2 | -4 | CB CG2 | Non-HFTD---2 | Tier-1 | -2
1243-156F | 4--1 | Tier-2 | -1 | CB GM2 | Non-HFTD---2 | Tier-1 | -2
1243-158F | 4--1 | Tier-2 | -1 | CB SC1 | Non-HFTD---2 | Tier-1 | -2
1243-319R | 4--4 | Tier-2 | -4 | CB SC2 | Non-HFTD---2 | Tier-1 | -2
1243-38R | 4--3 | Tier-2 | -3 | 576-205F | Non-HFTD---2 | Tier-1 | -2
1243-45R | 4--5 | Tier-2 | -5 | 590-6 | Non-HFTD---2 | Tier-1 | -2
1250-27R | 5--5 | Tier-2 | -5 | 394-419 | Non-HFTD---2 | Tier-1 | -2
1250-671R | 4--5 | Tier-2 | -5 | 1081-11 | Non-HFTD---3 | Tier-1 | -3
1250-677R | 5--5 | Tier-2 | -5 | 1140-8F | Non-HFTD---3 | Tier-1 | -3
1250-8R | 4--5 | Tier-2 | -5 | 142-33 | Non-HFTD---3 | Tier-1 | -3
1297-34F | 2--4 | Tier-1 | -4 | 165-621F | Non-HFTD---3 | Tier-1 | -3
1297-35F | 2--3 | Tier-1 | -3 | 170-3R | Non-HFTD---3 | Tier-1 | -3
1297-36F | 2--3 | Tier-1 | -3 | 171-708R | Non-HFTD---3 | Tier-1 | -3
130-13F | 3--1 | Tier-1 | -1 | 172-567R | Non-HFTD---3 | Tier-1 | -3
130-14F | 1--1 | Tier-1 | -1 | 172-569R | Non-HFTD---3 | Tier-1 | -3
130-692R | 4--2 | Tier-1 | -2 | 274-40 | Non-HFTD---3 | Tier-1 | -3
137-34AE | 2--1 | Tier-1 | -1 | 275-48F | Non-HFTD---3 | Tier-1 | -3
137-767F | 2--2 | Tier-1 | -2 | 276-158R | Non-HFTD---3 | Tier-1 | -3
138-358R | 3--3 | Tier-1 | -3 | 279-10AE | Non-HFTD---3 | Tier-1 | -3
138-360F | 1--2 | Tier-1 | -2 | 280-382AE | Non-HFTD---3 | Tier-1 | -3
138-366 | 1--1 | Tier-1 | -1 | 286-989AE | Non-HFTD---3 | Tier-1 | -3
139-243AE | 1--1 | Tier-1 | -1 | 303-189AE | Non-HFTD---3 | Tier-1 | -3
139-245AE | 2--2 | Tier-1 | -2 | 308-464 | Non-HFTD---3 | Tier-1 | -3
139-426F | 1--2 | Tier-1 | -2 | 308-484AE | Non-HFTD---3 | Tier-1 | -3
139-48 | 3--2 | Tier-1 | -2 | 310-719F | Non-HFTD---3 | Tier-1 | -3
140-481R | 3--3 | Tier-1 | -3 | 341-920 | Non-HFTD---3 | Tier-1 | -3
140-496 | 3--4 | Tier-1 | -4 | 362-47F | Non-HFTD---3 | Tier-1 | -3
1406-19F | 3--2 | Tier-1 | -2 | 364-49R | Non-HFTD---3 | Tier-1 | -3
1406-436 | 1--2 | Tier-1 | -2 | 368-24 | Non-HFTD---3 | Tier-1 | -3
141-194F | 2--3 | Tier-1 | -3 | 390-346AE | Non-HFTD---3 | Tier-1 | -3
141-195F | 2--1 | Tier-1 | -1 | 415-1237R | Non-HFTD---3 | Tier-1 | -3
1418-31R | 1--2 | Tier-1 | -2 | 415-33 | Non-HFTD---3 | Tier-1 | -3
1418-581R | 2--2 | Tier-1 | -2 | 417-21R | Non-HFTD---3 | Tier-1 | -3
142-33 | 4--3 | Tier-1 | -3 | 443-218R | Non-HFTD---3 | Tier-1 | -3
142-8R | 3--2 | Tier-1 | -2 | 492-1091F | Non-HFTD---3 | Tier-1 | -3
143-147F | 2--3 | Tier-1 | -3 | 578-242F | Non-HFTD---3 | Tier-1 | -3
143-178F | 2--2 | Tier-1 | -2 | 58-110F | Non-HFTD---3 | Tier-1 | -3
143-179F | 2--1 | Tier-1 | -1 | 60-603F | Non-HFTD---3 | Tier-1 | -3
143-33 | 2--2 | Tier-1 | -2 | 62-22AE | Non-HFTD---3 | Tier-1 | -3
1434-10AE | 3--2 | Tier-1 | -2 | 64-14F | Non-HFTD---3 | Tier-1 | -3
1434-11 | 1--3 | Tier-1 | -3 | 702-27R | Non-HFTD---3 | Tier-1 | -3
1434-2 | 3--1 | Tier-1 | -1 | 702-30 | Non-HFTD---3 | Tier-1 | -3
1434-37R | 3--2 | Tier-1 | -2 | 731-49F | Non-HFTD---3 | Tier-1 | -3
1435-1075F | 2--2 | Tier-1 | -2 | 792-46 | Non-HFTD---3 | Tier-1 | -3
1435-49F | 2--1 | Tier-1 | -1 | CB 1073 | Non-HFTD---3 | Tier-1 | -3
1435-50 | 3--2 | Tier-1 | -2 | CB 142 | Non-HFTD---3 | Tier-1 | -3
1438-331F | 1--1 | Tier-1 | -1 | CB 144 | Non-HFTD---3 | Tier-1 | -3
1438-333F | 1--1 | Tier-1 | -1 | CB 171 | Non-HFTD---3 | Tier-1 | -3
1439-29 | 1--2 | Tier-1 | -2 | CB 288 | Non-HFTD---3 | Tier-1 | -3
144-29 | 2--3 | Tier-1 | -3 | CB 364 | Non-HFTD---3 | Tier-1 | -3
144-442F | 3--4 | Tier-1 | -4 | CB 365 | Non-HFTD---3 | Tier-1 | -3
144-445F | 3--3 | Tier-1 | -3 | CB 415 | Non-HFTD---3 | Tier-1 | -3
1448-368 | 2--3 | Tier-1 | -3 | CB 417 | Non-HFTD---3 | Tier-1 | -3
145-633 | 2--2 | Tier-1 | -2 | CB 514 | Non-HFTD---3 | Tier-1 | -3
1458-1056 | 5--3 | Tier-2 | -3 | CB 56 | Non-HFTD---3 | Tier-1 | -3
1458-1057F | 5--2 | Tier-3 | -2 | CB 578 | Non-HFTD---3 | Tier-1 | -3
1458-1058F | 5--5 | Tier-3 | -5 | CB 61 | Non-HFTD---3 | Tier-1 | -3
1458-1061 | 5--5 | Tier-2 | -5 | CB 77 | Non-HFTD---3 | Tier-1 | -3
1458-1062F | 5--2 | Tier-3 | -2 | CB 93 | Non-HFTD---3 | Tier-1 | -3
1458-1075F | 1--5 | Tier-3 | -5 | CB AD1 | Non-HFTD---3 | Tier-1 | -3
1458-1115F | 4--2 | Tier-2 | -2 | CB BRM1 | Non-HFTD---3 | Tier-1 | -3
1458-1117F | 4--2 | Tier-2 | -2 | CB DM2 | Non-HFTD---3 | Tier-1 | -3
1458-1131R | 5--5 | Tier-3 | -5 | CB EO3 | Non-HFTD---3 | Tier-1 | -3
1458-454F | 5--2 | Tier-2 | -2 | CB FM3 | Non-HFTD---3 | Tier-1 | -3
1458-456F | 4--3 | Tier-2 | -3 | CB LR1 | Non-HFTD---3 | Tier-1 | -3
1458-519 | 1--5 | Tier-2 | -5 | CB MA1 | Non-HFTD---3 | Tier-1 | -3
1458-565R | 5--5 | Tier-3 | -5 | CB PB1 | Non-HFTD---3 | Tier-1 | -3
1458-601R | 5--5 | Tier-3 | -5 | 242-1419F | Non-HFTD---3 | Tier-1 | -3
1458-8 | 5--1 | Tier-3 | -1 | 1140-11F | Non-HFTD---3 | Tier-1 | -3
1458-9 | 5--1 | Tier-3 | -1 | 1140-13F | Non-HFTD---3 | Tier-1 | -3
146-275R | 2--4 | Tier-1 | -4 | 1007-10F | Non-HFTD---3 | Tier-1 | -3
1480-26F | 1--1 | Tier-1 | -1 | 390-16F | Non-HFTD---3 | Tier-1 | -3
1481-5AE | 1--1 | Tier-1 | -1 | 391-437 | Non-HFTD---3 | Tier-1 | -3
1482-28 | 2--2 | Tier-1 | -2 | 306-2258F | Non-HFTD---3 | Tier-1 | -3
1483-39 | 1--1 | Tier-1 | -1 | 1073-480 | Non-HFTD---4 | Tier-1 | -4
1483-40 | 1--1 | Tier-1 | -1 | 1081-666F | Non-HFTD---4 | Tier-1 | -4
149-129R | 2--2 | Tier-1 | -2 | 1085-8F | Non-HFTD---4 | Tier-1 | -4
149-154R | 2--1 | Tier-1 | -1 | 1117-1121F | Non-HFTD---4 | Tier-1 | -4
150-434AE | 1--4 | Tier-1 | -4 | 116-31F | Non-HFTD---4 | Tier-1 | -4
150-506 | 1--4 | Tier-1 | -4 | 1297-34F | Non-HFTD---4 | Tier-1 | -4
151-1044F | 1--1 | Tier-1 | -1 | 192-657AE | Non-HFTD---4 | Tier-1 | -4
151-97 | 1--1 | Tier-1 | -1 | 203-21R | Non-HFTD---4 | Tier-1 | -4
152-1713F | 3--2 | Tier-1 | -2 | 209-661 | Non-HFTD---4 | Tier-1 | -4
152-1716F | 1--2 | Tier-1 | -2 | 275-45 | Non-HFTD---4 | Tier-1 | -4
152-513AE | 3--2 | Tier-1 | -2 | 277-456F | Non-HFTD---4 | Tier-1 | -4
1525-23R | 4--1 | Tier-2 | -1 | 299-814AE | Non-HFTD---4 | Tier-1 | -4
153-1119R | 2--2 | Tier-1 | -2 | 303-487AE | Non-HFTD---4 | Tier-1 | -4
153-581F | 3--1 | Tier-1 | -1 | 364-36 | Non-HFTD---4 | Tier-1 | -4
154-13 | 1--1 | Tier-1 | -1 | 365-34R | Non-HFTD---4 | Tier-1 | -4
154-876R | 3--2 | Tier-1 | -2 | 417-791AE | Non-HFTD---4 | Tier-1 | -4
154-878R | 3--1 | Tier-1 | -1 | 505-1676F | Non-HFTD---4 | Tier-1 | -4
154-894R | 3--1 | Tier-1 | -1 | 545-47F | Non-HFTD---4 | Tier-1 | -4
154-897F | 1--1 | Tier-1 | -1 | 545-50F | Non-HFTD---4 | Tier-1 | -4
155-1236R | 2--3 | Tier-1 | -3 | 545-874R | Non-HFTD---4 | Tier-1 | -4
155-40 | 2--1 | Tier-1 | -1 | 548-17F | Non-HFTD---4 | Tier-1 | -4
156-529AE | 2--1 | Tier-1 | -1 | 56-669F | Non-HFTD---4 | Tier-1 | -4
156-538 | 3--3 | Tier-1 | -3 | 57-736 | Non-HFTD---4 | Tier-1 | -4
157-165R | 5--2 | Tier-3 | -2 | 579-350F | Non-HFTD---4 | Tier-1 | -4
157-189R | 5--4 | Tier-3 | -4 | 58-754F | Non-HFTD---4 | Tier-1 | -4
157-1928R | 5--4 | Tier-3 | -4 | 583-318F | Non-HFTD---4 | Tier-1 | -4
157-204R | 5--4 | Tier-3 | -4 | 61-21F | Non-HFTD---4 | Tier-1 | -4
157-207R | 2--5 | Tier-3 | -5 | 65-38AE | Non-HFTD---4 | Tier-1 | -4
157-232R | 5--4 | Tier-3 | -4 | 69-45F | Non-HFTD---4 | Tier-1 | -4
157-257R | 5--4 | Tier-3 | -4 | 701-48AE | Non-HFTD---4 | Tier-1 | -4
157-273R | 5--4 | Tier-3 | -4 | 702-25 | Non-HFTD---4 | Tier-1 | -4
157-81R | 5--5 | Tier-3 | -5 | 780-468R | Non-HFTD---4 | Tier-1 | -4
158-29 | 4--1 | Tier-1 | -1 | 783-1451F | Non-HFTD---4 | Tier-1 | -4
159-1010F | 1--1 | Tier-1 | -1 | 783-848F | Non-HFTD---4 | Tier-1 | -4
159-31R | 4--1 | Tier-1 | -1 | 794-1002 | Non-HFTD---4 | Tier-1 | -4
159-37F | 3--1 | Tier-1 | -1 | 90-44AE | Non-HFTD---4 | Tier-1 | -4
159-38F | 2--1 | Tier-1 | -1 | 933-472F | Non-HFTD---4 | Tier-1 | -4
160-20R | 3--2 | Tier-1 | -2 | 936-188 | Non-HFTD---4 | Tier-1 | -4
161-610R | 4--2 | Tier-1 | -2 | CB 1007 | Non-HFTD---4 | Tier-1 | -4
161-974F | 1--2 | Tier-1 | -2 | CB 1085 | Non-HFTD---4 | Tier-1 | -4
161-975F | 2--2 | Tier-1 | -2 | CB 143 | Non-HFTD---4 | Tier-1 | -4
161-989F | 1--2 | Tier-1 | -2 | CB 183 | Non-HFTD---4 | Tier-1 | -4
161-991F | 3--1 | Tier-1 | -1 | CB 192 | Non-HFTD---4 | Tier-1 | -4
162-19F | 4--2 | Tier-1 | -2 | CB 274 | Non-HFTD---4 | Tier-1 | -4
162-44R | 3--1 | Tier-1 | -1 | CB 284 | Non-HFTD---4 | Tier-1 | -4
163-29R | 4--2 | Tier-1 | -2 | CB 287 | Non-HFTD---4 | Tier-1 | -4
163-33R | 4--2 | Tier-1 | -2 | CB 368 | Non-HFTD---4 | Tier-1 | -4
165-35R | 3--1 | Tier-1 | -1 | CB 492 | Non-HFTD---4 | Tier-1 | -4
165-621F | 4--3 | Tier-1 | -3 | CB 497 | Non-HFTD---4 | Tier-1 | -4
166-462F | 3--1 | Tier-1 | -1 | CB 511 | Non-HFTD---4 | Tier-1 | -4
166-463F | 1--1 | Tier-1 | -1 | CB 589 | Non-HFTD---4 | Tier-1 | -4
166-465F | 1--1 | Tier-1 | -1 | CB 64 | Non-HFTD---4 | Tier-1 | -4
166-982F | 2--1 | Tier-1 | -1 | CB 68 | Non-HFTD---4 | Tier-1 | -4
166-984F | 2--1 | Tier-1 | -1 | CB 750 | Non-HFTD---4 | Tier-1 | -4
167-32F | 1--2 | Tier-1 | -2 | CB 781 | Non-HFTD---4 | Tier-1 | -4
168-702F | 3--3 | Tier-1 | -3 | CB 783 | Non-HFTD---4 | Tier-1 | -4
168-703F | 2--1 | Tier-1 | -1 | CB 789 | Non-HFTD---4 | Tier-1 | -4
169-35F | 1--1 | Tier-1 | -1 | CB 851 | Non-HFTD---4 | Tier-1 | -4
170-3R | 4--3 | Tier-1 | -3 | CB 857 | Non-HFTD---4 | Tier-1 | -4
170-410R | 5--1 | Tier-1 | -1 | CB 927 | Non-HFTD---4 | Tier-1 | -4
170-42 | 4--2 | Tier-1 | -2 | CB BN1 | Non-HFTD---4 | Tier-1 | -4
170-46 | 5--2 | Tier-1 | -2 | CB HW1 | Non-HFTD---4 | Tier-1 | -4
170-463F | 3--1 | Tier-1 | -1 | CB MV1 | Non-HFTD---4 | Tier-1 | -4
170-464F | 3--1 | Tier-1 | -1 | CB SHC1 | Non-HFTD---4 | Tier-1 | -4
170-465F | 3--2 | Tier-1 | -2 | 797-30F | Non-HFTD---4 | Tier-1 | -4
170-879 | 3--1 | Tier-1 | -1 | 545-43AE | Non-HFTD---4 | Tier-1 | -4
171-34 | 4--3 | Tier-1 | -3 | 511-1337 | Non-HFTD---4 | Tier-1 | -4
171-566 | 3--1 | Tier-1 | -1 | 314-43F | Non-HFTD---4 | Tier-1 | -4
171-567 | 4--3 | Tier-1 | -3 | 314-44F | Non-HFTD---4 | Tier-1 | -4
171-568 | 4--2 | Tier-1 | -2 | 116-32F | Non-HFTD---5 | Tier-1 | -5
171-667F | 3--1 | Tier-1 | -1 | 1297-35F | Non-HFTD---5 | Tier-1 | -5
171-6R | 4--2 | Tier-1 | -2 | 140-496 | Non-HFTD---5 | Tier-1 | -5
171-704R | 4--2 | Tier-1 | -2 | 144-442F | Non-HFTD---5 | Tier-1 | -5
171-708R | 4--3 | Tier-1 | -3 | 146-275R | Non-HFTD---5 | Tier-1 | -5
172-567R | 4--3 | Tier-1 | -3 | 168-702F | Non-HFTD---5 | Tier-1 | -5
172-569R | 5--2 | Tier-1 | -2 | 197-969F | Non-HFTD---5 | Tier-1 | -5
172-615R | 4--2 | Tier-1 | -2 | 223-526R | Non-HFTD---5 | Tier-1 | -5
172-630R | 4--2 | Tier-1 | -2 | 284-660R | Non-HFTD---5 | Tier-1 | -5
175-2024R | 5--5 | Tier-2 | -5 | 287-27AE | Non-HFTD---5 | Tier-1 | -5
175-24R | 5--4 | Tier-2 | -4 | 297-828AE | Non-HFTD---5 | Tier-1 | -5
175-64R | 5--5 | Tier-3 | -5 | 299-1011 | Non-HFTD---5 | Tier-1 | -5
175-90R | 5--5 | Tier-3 | -5 | 35-2 | Non-HFTD---5 | Tier-1 | -5
175-94R | 5--4 | Tier-2 | -4 | 361-45R | Non-HFTD---5 | Tier-1 | -5
176-161R | 5--5 | Tier-3 | -5 | 361-686F | Non-HFTD---5 | Tier-1 | -5
176-164R | 5--5 | Tier-3 | -5 | 366-48 | Non-HFTD---5 | Tier-1 | -5
176-1834R | 5--5 | Tier-3 | -5 | 368-1054F | Non-HFTD---5 | Tier-1 | -5
176-1836R | 5--3 | Tier-2 | -3 | 417-44AE | Non-HFTD---5 | Tier-1 | -5
176-1845R | 5--5 | Tier-3 | -5 | 452-37AE | Non-HFTD---5 | Tier-1 | -5
176-194R | 5--5 | Tier-3 | -5 | 511-831 | Non-HFTD---5 | Tier-1 | -5
176-197F | 5--5 | Tier-3 | -5 | 512-300F | Non-HFTD---5 | Tier-1 | -5
176-200F | 5--4 | Tier-3 | -4 | 512-50AE | Non-HFTD---5 | Tier-1 | -5
177-941AE | 3--5 | Tier-1 | -5 | 59-816F | Non-HFTD---5 | Tier-1 | -5
177-955 | 5--5 | Tier-2 | -5 | 61-13F | Non-HFTD---5 | Tier-1 | -5
178-48 | 1--3 | Tier-1 | -3 | 65-1086 | Non-HFTD---5 | Tier-1 | -5
178-968AE | 3--3 | Tier-2 | -3 | 68-27 | Non-HFTD---5 | Tier-1 | -5
178-982 | 1--1 | Tier-2 | -1 | 68-775 | Non-HFTD---5 | Tier-1 | -5
178-983AE | 1--5 | Tier-1 | -5 | 714-549F | Non-HFTD---5 | Tier-1 | -5
180-1156 | 1--1 | Tier-1 | -1 | 74-35R | Non-HFTD---5 | Tier-1 | -5
180-13 | 1--2 | Tier-1 | -2 | 768-20AE | Non-HFTD---5 | Tier-1 | -5
181-49 | 4--2 | Tier-1 | -2 | 783-847F | Non-HFTD---5 | Tier-1 | -5
181-53F | 4--3 | Tier-1 | -3 | 783-854F | Non-HFTD---5 | Tier-1 | -5
181-54F | 3--1 | Tier-1 | -1 | 90-32 | Non-HFTD---5 | Tier-1 | -5
182-2240F | 5--5 | Tier-2 | -5 | CB 120 | Non-HFTD---5 | Tier-1 | -5
182-2250 | 5--5 | Tier-2 | -5 | CB 140 | Non-HFTD---5 | Tier-1 | -5
182-2252R | 5--5 | Tier-2 | -5 | CB 145 | Non-HFTD---5 | Tier-1 | -5
182-2254R | 5--4 | Tier-2 | -4 | CB 147 | Non-HFTD---5 | Tier-1 | -5
183-439 | 3--5 | Tier-2 | -5 | CB 186 | Non-HFTD---5 | Tier-1 | -5
183-440 | 3--5 | Tier-2 | -5 | CB 190 | Non-HFTD---5 | Tier-1 | -5
185-40AE | 3--2 | Tier-1 | -2 | CB 199 | Non-HFTD---5 | Tier-1 | -5
185-51F | 4--5 | Tier-2 | -5 | CB 270 | Non-HFTD---5 | Tier-1 | -5
185-52F | 3--1 | Tier-1 | -1 | CB 361 | Non-HFTD---5 | Tier-1 | -5
186-940R | 4--4 | Tier-1 | -4 | CB 362 | Non-HFTD---5 | Tier-1 | -5
188-11F | 3--5 | Tier-2 | -5 | CB 363 | Non-HFTD---5 | Tier-1 | -5
188-12F | 1--2 | Tier-1 | -2 | CB 366 | Non-HFTD---5 | Tier-1 | -5
189-645 | 2--3 | Tier-1 | -3 | CB 381 | Non-HFTD---5 | Tier-1 | -5
189-750 | 1--2 | Tier-2 | -2 | CB 475 | Non-HFTD---5 | Tier-1 | -5
189-782F | 4--4 | Tier-1 | -4 | CB 512 | Non-HFTD---5 | Tier-1 | -5
189-783F | 1--2 | Tier-1 | -2 | CB 525 | Non-HFTD---5 | Tier-1 | -5
190-1122F | 1--4 | Tier-1 | -4 | CB 545 | Non-HFTD---5 | Tier-1 | -5
190-1125F | 1--4 | Tier-1 | -4 | CB 553 | Non-HFTD---5 | Tier-1 | -5
190-1868R | 1--4 | Tier-1 | -4 | CB 558 | Non-HFTD---5 | Tier-1 | -5
191-1050R | 3--3 | Tier-1 | -3 | CB 564 | Non-HFTD---5 | Tier-1 | -5
192-657AE | 2--4 | Tier-1 | -4 | CB 59 | Non-HFTD---5 | Tier-1 | -5
192-757 | 2--3 | Tier-1 | -3 | CB 62 | Non-HFTD---5 | Tier-1 | -5
196-38F | 3--4 | Tier-2 | -4 | CB 69 | Non-HFTD---5 | Tier-1 | -5
196-43F | 3--4 | Tier-2 | -4 | CB 702 | Non-HFTD---5 | Tier-1 | -5
197-1150F | 3--4 | Tier-2 | -4 | CB 715 | Non-HFTD---5 | Tier-1 | -5
197-1151F | 3--3 | Tier-2 | -3 | CB 797 | Non-HFTD---5 | Tier-1 | -5
197-1152F | 3--3 | Tier-2 | -3 | CB 94 | Non-HFTD---5 | Tier-1 | -5
197-1155F | 1--4 | Tier-2 | -4 | CB FM2 | Non-HFTD---5 | Tier-1 | -5
197-1157F | 3--3 | Tier-2 | -3 | CB TR1 | Non-HFTD---5 | Tier-1 | -5
197-969F | 3--3 | Tier-1 | -3 | 92-618F | Non-HFTD---5 | Tier-1 | -5
198-37R | 4--5 | Tier-2 | -5 | 146-566 | Non-HFTD---5 | Tier-1 | -5
199-39AE | 2--2 | Tier-1 | -2 | 510-798 | Non-HFTD---5 | Tier-1 | -5
203-21R | 3--4 | Tier-1 | -4 | 511-1338AE | Non-HFTD---5 | Tier-1 | -5
204-32R | 4--4 | Tier-2 | -4 | 708-47 | Non-HFTD---5 | Tier-1 | -5
205-1550 | 2--4 | Tier-2 | -4 | 58-737F | Non-HFTD---5 | Tier-1 | -5
205-369R | 4--4 | Tier-1 | -4 | 314-814F | Non-HFTD---5 | Tier-1 | -5
206-1105 | 3--5 | Tier-2 | -5 | 114-18AE | Non-HFTD---6 | Tier-1 | -6
206-1817 | 4--5 | Tier-2 | -5 | 114-48 | Non-HFTD---6 | Tier-1 | -6
206-953R | 3--5 | Tier-1 | -5 | 116-12R | Non-HFTD---6 | Tier-1 | -6
206-961F | 1--2 | Tier-1 | -2 | 140-481R | Non-HFTD---6 | Tier-1 | -6
206-963F | 3--5 | Tier-1 | -5 | 170-46 | Non-HFTD---6 | Tier-1 | -6
206-974 | 4--5 | Tier-1 | -5 | 171-34 | Non-HFTD---6 | Tier-1 | -6
207-101R | 4--2 | Tier-1 | -2 | 171-567 | Non-HFTD---6 | Tier-1 | -6
209-1769F | 5--5 | Tier-2 | -5 | 171-704R | Non-HFTD---6 | Tier-1 | -6
209-660R | 1--3 | Tier-1 | -3 | 172-615R | Non-HFTD---6 | Tier-1 | -6
209-661 | 1--5 | Tier-1 | -5 | 172-630R | Non-HFTD---6 | Tier-1 | -6
210-172R | 5--2 | Tier-2 | -2 | 181-49 | Non-HFTD---6 | Tier-1 | -6
210-392R | 5--3 | Tier-2 | -3 | 242-1420F | Non-HFTD---6 | Tier-1 | -6
210-394R | 5--2 | Tier-2 | -2 | 242-776F | Non-HFTD---6 | Tier-1 | -6
210-9R | 5--2 | Tier-2 | -2 | 244-32F | Non-HFTD---6 | Tier-1 | -6
211-279R | 5--3 | Tier-2 | -3 | 244-33F | Non-HFTD---6 | Tier-1 | -6
211-312R | 5--3 | Tier-2 | -3 | 255-43AE | Non-HFTD---6 | Tier-1 | -6
211-771R | 5--4 | Tier-3 | -4 | 282-565F | Non-HFTD---6 | Tier-1 | -6
212-1177R | 5--4 | Tier-2 | -4 | 286-1053R | Non-HFTD---6 | Tier-1 | -6
212-1204R | 5--4 | Tier-2 | -4 | 286-990AE | Non-HFTD---6 | Tier-1 | -6
212-638R | 5--4 | Tier-2 | -4 | 289-906AE | Non-HFTD---6 | Tier-1 | -6
212-725R | 5--5 | Tier-3 | -5 | 313-550AE | Non-HFTD---6 | Tier-1 | -6
212-734R | 5--4 | Tier-2 | -4 | 314-13F | Non-HFTD---6 | Tier-1 | -6
212-739R | 5--4 | Tier-3 | -4 | 329-215F | Non-HFTD---6 | Tier-1 | -6
212-743R | 5--3 | Tier-2 | -3 | 368-21AE | Non-HFTD---6 | Tier-1 | -6
212-758R | 5--4 | Tier-2 | -4 | 513-42F | Non-HFTD---6 | Tier-1 | -6
212-773R | 5--4 | Tier-2 | -4 | 533-7AE | Non-HFTD---6 | Tier-1 | -6
212-799R | 5--4 | Tier-2 | -4 | 546-525R | Non-HFTD---6 | Tier-1 | -6
212-880R | 5--2 | Tier-2 | -2 | 56-670F | Non-HFTD---6 | Tier-1 | -6
212-886R | 5--4 | Tier-2 | -4 | 57-1296F | Non-HFTD---6 | Tier-1 | -6
212-888R | 5--4 | Tier-2 | -4 | 57-463AE | Non-HFTD---6 | Tier-1 | -6
213-262F | 1--2 | Tier-1 | -2 | 59-465 | Non-HFTD---6 | Tier-1 | -6
213-263F | 1--4 | Tier-1 | -4 | 730-835 | Non-HFTD---6 | Tier-1 | -6
214-1122R | 5--5 | Tier-3 | -5 | 781-1356R | Non-HFTD---6 | Tier-1 | -6
214-1135R | 4--5 | Tier-3 | -5 | 781-1359 | Non-HFTD---6 | Tier-1 | -6
214-17AE | 4--4 | Tier-3 | -4 | 793-27AE | Non-HFTD---6 | Tier-1 | -6
214-4R | 4--4 | Tier-3 | -4 | 794-15 | Non-HFTD---6 | Tier-1 | -6
214-536R | 4--4 | Tier-3 | -4 | 795-821F | Non-HFTD---6 | Tier-1 | -6
214-583R | 4--5 | Tier-3 | -5 | 95-29R | Non-HFTD---6 | Tier-1 | -6
214-613R | 5--3 | Tier-3 | -3 | CB 1039 | Non-HFTD---6 | Tier-1 | -6
214-647R | 5--5 | Tier-3 | -5 | CB 153 | Non-HFTD---6 | Tier-1 | -6
215-1531R | 5--5 | Tier-2 | -5 | CB 163 | Non-HFTD---6 | Tier-1 | -6
215-1534R | 5--5 | Tier-2 | -5 | CB 184 | Non-HFTD---6 | Tier-1 | -6
215-1544R | 5--4 | Tier-2 | -4 | CB 279 | Non-HFTD---6 | Tier-1 | -6
215-38R | 5--5 | Tier-3 | -5 | CB 289 | Non-HFTD---6 | Tier-1 | -6
216-1859F | 5--5 | Tier-3 | -5 | CB 380 | Non-HFTD---6 | Tier-1 | -6
216-220R | 1--5 | Tier-3 | -5 | CB 40 | Non-HFTD---6 | Tier-1 | -6
217-41AE | 5--4 | Tier-2 | -4 | CB 410 | Non-HFTD---6 | Tier-1 | -6
217-48AE | 5--4 | Tier-2 | -4 | CB 456 | Non-HFTD---6 | Tier-1 | -6
217-835R | 5--5 | Tier-3 | -5 | CB 472 | Non-HFTD---6 | Tier-1 | -6
217-837R | 5--5 | Tier-3 | -5 | CB 531 | Non-HFTD---6 | Tier-1 | -6
217-972R | 5--4 | Tier-2 | -4 | CB 579 | Non-HFTD---6 | Tier-1 | -6
217-983R | 5--5 | Tier-3 | -5 | CB 780 | Non-HFTD---6 | Tier-1 | -6
220-288R | 5--4 | Tier-3 | -4 | CB 85 | Non-HFTD---6 | Tier-1 | -6
220-294R | 5--3 | Tier-3 | -3 | CB 88 | Non-HFTD---6 | Tier-1 | -6
220-298R | 5--4 | Tier-3 | -4 | CB 902 | Non-HFTD---6 | Tier-1 | -6
221-1230F | 4--5 | Tier-3 | -5 | CB 92 | Non-HFTD---6 | Tier-1 | -6
221-1235F | 5--2 | Tier-3 | -2 | CB 949 | Non-HFTD---6 | Tier-1 | -6
221-1237F | 5--1 | Tier-3 | -1 | CB AD3 | Non-HFTD---6 | Tier-1 | -6
221-1249R | 5--2 | Tier-1 | -2 | CB AG1 | Non-HFTD---6 | Tier-1 | -6
221-1251R | 5--4 | Tier-1 | -4 | CB EN1 | Non-HFTD---6 | Tier-1 | -6
221-23R | 5--5 | Tier-3 | -5 | CB EOS1 | Non-HFTD---6 | Tier-1 | -6
221-344R | 5--4 | Tier-3 | -4 | CB GN1 | Non-HFTD---6 | Tier-1 | -6
221-35 | 5--3 | Tier-2 | -3 | CB PB5 | Non-HFTD---6 | Tier-1 | -6
221-37AE | 5--5 | Tier-3 | -5 | CB VDN1 | Non-HFTD---6 | Tier-1 | -6
221-38AE | 5--3 | Tier-3 | -3 | SEA1-384F | Non-HFTD---6 | Tier-1 | -6
221-675R | 5--4 | Tier-2 | -4 | 1160-1 | Non-HFTD---6 | Tier-1 | -6
221-6R | 5--5 | Tier-2 | -5 | 535-11F | Non-HFTD---6 | Tier-1 | -6
221-782R | 5--3 | Tier-3 | -3 | 394-418F | Non-HFTD---6 | Tier-1 | -6
221-788 | 5--5 | Tier-3 | -5 | 1081-668F | Non-HFTD---7 | Tier-1 | -7
221-823 | 5--1 | Tier-3 | -1 | 1119-9F | Non-HFTD---7 | Tier-1 | -7
221-824 | 5--4 | Tier-3 | -4 | 120-368F | Non-HFTD---7 | Tier-1 | -7
222-1433R | 5--5 | Tier-3 | -5 | 1297-36F | Non-HFTD---7 | Tier-1 | -7
222-1503R | 5--4 | Tier-3 | -4 | 144-445F | Non-HFTD---7 | Tier-1 | -7
222-1523R | 5--5 | Tier-3 | -5 | 191-1050R | Non-HFTD---7 | Tier-1 | -7
222-1986R | 5--5 | Tier-3 | -5 | 192-757 | Non-HFTD---7 | Tier-1 | -7
222-1988R | 5--4 | Tier-3 | -4 | 213-263F | Non-HFTD---7 | Tier-1 | -7
222-1990R | 5--5 | Tier-3 | -5 | 270-177 | Non-HFTD---7 | Tier-1 | -7
222-1992R | 5--2 | Tier-3 | -2 | 275-680F | Non-HFTD---7 | Tier-1 | -7
222-2013R | 5--5 | Tier-3 | -5 | 287-20 | Non-HFTD---7 | Tier-1 | -7
222-2063 | 5--5 | Tier-3 | -5 | 287-23AE | Non-HFTD---7 | Tier-1 | -7
222-2085 | 5--5 | Tier-3 | -5 | 287-24AE | Non-HFTD---7 | Tier-1 | -7
222-2108 | 5--1 | Tier-3 | -1 | 289-907 | Non-HFTD---7 | Tier-1 | -7
223-47AE | 1--3 | Tier-2 | -3 | 299-815 | Non-HFTD---7 | Tier-1 | -7
223-526R | 2--4 | Tier-1 | -4 | 340-376F | Non-HFTD---7 | Tier-1 | -7
223-536R | 1--4 | Tier-2 | -4 | 341-1157F | Non-HFTD---7 | Tier-1 | -7
230-1008R | 4--3 | Tier-2 | -3 | 365-648R | Non-HFTD---7 | Tier-1 | -7
230-127AE | 5--5 | Tier-2 | -5 | 366-559 | Non-HFTD---7 | Tier-1 | -7
230-133AE | 5--5 | Tier-2 | -5 | 412-23AE | Non-HFTD---7 | Tier-1 | -7
230-1586R | 4--5 | Tier-2 | -5 | 450-114F | Non-HFTD---7 | Tier-1 | -7
230-1606R | 4--4 | Tier-2 | -4 | 525-41F | Non-HFTD---7 | Tier-1 | -7
230-181 | 4--4 | Tier-2 | -4 | 545-885R | Non-HFTD---7 | Tier-1 | -7
230-2060R | 4--5 | Tier-2 | -5 | 59-24R | Non-HFTD---7 | Tier-1 | -7
230-2067 | 4--3 | Tier-2 | -3 | 61-23F | Non-HFTD---7 | Tier-1 | -7
230-371AE | 4--3 | Tier-2 | -3 | 783-1452F | Non-HFTD---7 | Tier-1 | -7
231-1136R | 4--5 | Tier-2 | -5 | 796-45 | Non-HFTD---7 | Tier-1 | -7
231-1635R | 5--5 | Tier-2 | -5 | 856-1141R | Non-HFTD---7 | Tier-1 | -7
232-40AE | 2--3 | Tier-2 | -3 | 859-1064 | Non-HFTD---7 | Tier-1 | -7
233-123R | 4--5 | Tier-2 | -5 | 90-24 | Non-HFTD---7 | Tier-1 | -7
233-41R | 4--5 | Tier-2 | -5 | 900-1166F | Non-HFTD---7 | Tier-1 | -7
233-81F | 3--5 | Tier-2 | -5 | 963-35 | Non-HFTD---7 | Tier-1 | -7
233-86F | 5--5 | Tier-2 | -5 | CB 114 | Non-HFTD---7 | Tier-1 | -7
234-48R | 4--5 | Tier-2 | -5 | CB 1180 | Non-HFTD---7 | Tier-1 | -7
235-897R | 5--5 | Tier-2 | -5 | CB 155 | Non-HFTD---7 | Tier-1 | -7
235-899R | 5--5 | Tier-2 | -5 | CB 156 | Non-HFTD---7 | Tier-1 | -7
235-911 | 5--1 | Tier-2 | -1 | CB 160 | Non-HFTD---7 | Tier-1 | -7
236-1535R | 5--5 | Tier-3 | -5 | CB 187 | Non-HFTD---7 | Tier-1 | -7
236-1561R | 5--4 | Tier-3 | -4 | CB 189 | Non-HFTD---7 | Tier-1 | -7
236-1563R | 5--4 | Tier-3 | -4 | CB 194 | Non-HFTD---7 | Tier-1 | -7
236-1567R | 5--5 | Tier-3 | -5 | CB 198 | Non-HFTD---7 | Tier-1 | -7
236-1569R | 5--5 | Tier-3 | -5 | CB 205 | Non-HFTD---7 | Tier-1 | -7
236-1573R | 5--5 | Tier-3 | -5 | CB 207 | Non-HFTD---7 | Tier-1 | -7
237-1761R | 5--5 | Tier-3 | -5 | CB 266 | Non-HFTD---7 | Tier-1 | -7
237-1765R | 5--5 | Tier-3 | -5 | CB 324 | Non-HFTD---7 | Tier-1 | -7
237-17R | 5--5 | Tier-2 | -5 | CB 325 | Non-HFTD---7 | Tier-1 | -7
237-26F | 5--4 | Tier-2 | -4 | CB 340 | Non-HFTD---7 | Tier-1 | -7
237-28F | 5--5 | Tier-2 | -5 | CB 385 | Non-HFTD---7 | Tier-1 | -7
237-2R | 5--5 | Tier-3 | -5 | CB 504 | Non-HFTD---7 | Tier-1 | -7
237-30R | 5--5 | Tier-3 | -5 | CB 529 | Non-HFTD---7 | Tier-1 | -7
239-2207R | 4--4 | Tier-3 | -4 | CB 567 | Non-HFTD---7 | Tier-1 | -7
239-2211R | 5--4 | Tier-3 | -4 | CB 706 | Non-HFTD---7 | Tier-1 | -7
239-2213R | 5--4 | Tier-3 | -4 | CB 761 | Non-HFTD---7 | Tier-1 | -7
239-2215R | 5--5 | Tier-3 | -5 | CB 80 | Non-HFTD---7 | Tier-1 | -7
239-2217R | 4--4 | Tier-3 | -4 | CB 852 | Non-HFTD---7 | Tier-1 | -7
239-89R | 4--4 | Tier-3 | -4 | CB 856 | Non-HFTD---7 | Tier-1 | -7
240-1028R | 4--5 | Tier-2 | -5 | CB 96 | Non-HFTD---7 | Tier-1 | -7
240-1044 | 4--4 | Tier-3 | -4 | CB AD2 | Non-HFTD---7 | Tier-1 | -7
240-1148 | 4--4 | Tier-3 | -4 | CB CD1 | Non-HFTD---7 | Tier-1 | -7
240-2004R | 5--5 | Tier-3 | -5 | CB CMP1 | Non-HFTD---7 | Tier-1 | -7
240-2006R | 4--5 | Tier-3 | -5 | CB MF1 | Non-HFTD---7 | Tier-1 | -7
240-2032R | 5--5 | Tier-3 | -5 | CB TM1 | Non-HFTD---7 | Tier-1 | -7
241-570 | 5--4 | Tier-1 | -4 | 96-1042F | Non-HFTD---7 | Tier-1 | -7
241-746 | 5--3 | Tier-1 | -3 | 146-565 | Non-HFTD---7 | Tier-1 | -7
241-820AE | 5--3 | Tier-1 | -3 | 287-1119 | Non-HFTD---7 | Tier-1 | -7
242-1411F | 5--4 | Tier-1 | -4 | 275-50F | Non-HFTD---7 | Tier-1 | -7
242-1413F | 5--3 | Tier-1 | -3 | 595-1451F | Non-HFTD---7 | Tier-1 | -7
242-1420F | 5--2 | Tier-1 | -2 | 58-382R | Non-HFTD---7 | Tier-1 | -7
242-1426F | 5--4 | Tier-2 | -4 | 1161-53AE | Non-HFTD---8 | Tier-1 | -8
242-1427F | 5--1 | Tier-2 | -1 | 130-692R | Non-HFTD---8 | Tier-1 | -8
242-776F | 5--2 | Tier-1 | -2 | 138-358R | Non-HFTD---8 | Tier-1 | -8
243-14R | 4--4 | Tier-2 | -4 | 142-8R | Non-HFTD---8 | Tier-1 | -8
243-20R | 4--4 | Tier-1 | -4 | 1434-37R | Non-HFTD---8 | Tier-1 | -8
244-29 | 4--4 | Tier-1 | -4 | 155-1236R | Non-HFTD---8 | Tier-1 | -8
244-32F | 3--3 | Tier-1 | -3 | 156-538 | Non-HFTD---8 | Tier-1 | -8
244-33F | 3--3 | Tier-1 | -3 | 161-610R | Non-HFTD---8 | Tier-1 | -8
245-486 | 4--4 | Tier-1 | -4 | 163-29R | Non-HFTD---8 | Tier-1 | -8
246-34R | 4--5 | Tier-3 | -5 | 170-410R | Non-HFTD---8 | Tier-1 | -8
247-46 | 4--5 | Tier-3 | -5 | 171-568 | Non-HFTD---8 | Tier-1 | -8
247-48 | 3--3 | Tier-2 | -3 | 171-6R | Non-HFTD---8 | Tier-1 | -8
248-30AE | 3--1 | Tier-2 | -1 | 207-101R | Non-HFTD---8 | Tier-1 | -8
249-11 | 4--1 | Tier-3 | -1 | 280-23AE | Non-HFTD---8 | Tier-1 | -8
249-12 | 4--1 | Tier-3 | -1 | 282-563F | Non-HFTD---8 | Tier-1 | -8
249-13 | 4--1 | Tier-3 | -1 | 289-905AE | Non-HFTD---8 | Tier-1 | -8
249-24R | 5--5 | Tier-3 | -5 | 306-961 | Non-HFTD---8 | Tier-1 | -8
250-288F | 1--2 | Tier-1 | -2 | 313-923F | Non-HFTD---8 | Tier-1 | -8
250-47 | 1--2 | Tier-1 | -2 | 323-471 | Non-HFTD---8 | Tier-1 | -8
252-129 | 3--3 | Tier-2 | -3 | 325-1220R | Non-HFTD---8 | Tier-1 | -8
252-132 | 2--2 | Tier-1 | -2 | 42-46 | Non-HFTD---8 | Tier-1 | -8
252-277F | 1--2 | Tier-1 | -2 | 492-1090F | Non-HFTD---8 | Tier-1 | -8
255-1080R | 2--1 | Tier-1 | -1 | 493-478R | Non-HFTD---8 | Tier-1 | -8
255-43AE | 4--2 | Tier-1 | -2 | 57-1291F | Non-HFTD---8 | Tier-1 | -8
256-39AE | 1--1 | Tier-1 | -1 | 571-33 | Non-HFTD---8 | Tier-1 | -8
256-46AE | 3--1 | Tier-1 | -1 | 58-522 | Non-HFTD---8 | Tier-1 | -8
256-539R | 3--2 | Tier-1 | -2 | 730-971R | Non-HFTD---8 | Tier-1 | -8
257-29AE | 2--1 | Tier-1 | -1 | 731-1247F | Non-HFTD---8 | Tier-1 | -8
257-31AE | 2--1 | Tier-1 | -1 | 733-20AE | Non-HFTD---8 | Tier-1 | -8
266-485F | 1--4 | Tier-2 | -4 | 80-564 | Non-HFTD---8 | Tier-1 | -8
270-177 | 2--4 | Tier-1 | -4 | CB 1077 | Non-HFTD---8 | Tier-1 | -8
274-23R | 4--3 | Tier-1 | -3 | CB 1418 | Non-HFTD---8 | Tier-1 | -8
274-38AE | 3--3 | Tier-1 | -3 | CB 154 | Non-HFTD---8 | Tier-1 | -8
274-40 | 4--3 | Tier-1 | -3 | CB 168 | Non-HFTD---8 | Tier-1 | -8
275-45 | 3--4 | Tier-1 | -4 | CB 172 | Non-HFTD---8 | Tier-1 | -8
275-48F | 3--4 | Tier-1 | -4 | CB 255 | Non-HFTD---8 | Tier-1 | -8
275-680F | 3--3 | Tier-1 | -3 | CB 322 | Non-HFTD---8 | Tier-1 | -8
275-681F | 3--2 | Tier-1 | -2 | CB 326 | Non-HFTD---8 | Tier-1 | -8
276-158R | 4--3 | Tier-1 | -3 | CB 374 | Non-HFTD---8 | Tier-1 | -8
276-228 | 4--3 | Tier-1 | -3 | CB 409 | Non-HFTD---8 | Tier-1 | -8
277-456F | 3--4 | Tier-1 | -4 | CB 418 | Non-HFTD---8 | Tier-1 | -8
277-458F | 3--1 | Tier-1 | -1 | CB 453 | Non-HFTD---8 | Tier-1 | -8
277-459F | 4--3 | Tier-1 | -3 | CB 719 | Non-HFTD---8 | Tier-1 | -8
277-48 | 4--4 | Tier-1 | -4 | CB 730 | Non-HFTD---8 | Tier-1 | -8
278-22R | 4--3 | Tier-1 | -3 | CB 733 | Non-HFTD---8 | Tier-1 | -8
278-630 | 4--4 | Tier-1 | -4 | CB 821 | Non-HFTD---8 | Tier-1 | -8
279-10AE | 4--3 | Tier-1 | -3 | CB BK1 | Non-HFTD---8 | Tier-1 | -8
279-11AE | 4--3 | Tier-1 | -3 | CB BK4 | Non-HFTD---8 | Tier-1 | -8
280-23AE | 4--2 | Tier-1 | -2 | CB CA1 | Non-HFTD---8 | Tier-1 | -8
280-24AE | 4--4 | Tier-2 | -4 | CB CD4 | Non-HFTD---8 | Tier-1 | -8
280-382AE | 4--3 | Tier-1 | -3 | CB EN2 | Non-HFTD---8 | Tier-1 | -8
282-563F | 4--2 | Tier-1 | -2 | CB FM1 | Non-HFTD---8 | Tier-1 | -8
282-565F | 4--3 | Tier-1 | -3 | CB HC4 | Non-HFTD---8 | Tier-1 | -8
283-1357AE | 5--1 | Tier-3 | -1 | CB MA2 | Non-HFTD---8 | Tier-1 | -8
283-1358AE | 5--1 | Tier-3 | -1 | CB MAG1 | Non-HFTD---8 | Tier-1 | -8
283-55R | 5--5 | Tier-3 | -5 | CB MNR3 | Non-HFTD---8 | Tier-1 | -8
283-71F | 5--4 | Tier-3 | -4 | CB MU1 | Non-HFTD---8 | Tier-1 | -8
283-78F | 5--1 | Tier-3 | -1 | CB OT2 | Non-HFTD---8 | Tier-1 | -8
283-80F | 5--1 | Tier-3 | -1 | CB WA1 | Non-HFTD---8 | Tier-1 | -8
283-81 | 5--1 | Tier-3 | -1 | CB WA3 | Non-HFTD---8 | Tier-1 | -8
283-83F | 5--1 | Tier-3 | -1 | CB WA5 | Non-HFTD---8 | Tier-1 | -8
283-85F | 5--1 | Tier-3 | -1 | CB WA6 | Non-HFTD---8 | Tier-1 | -8
284-660R | 2--4 | Tier-1 | -4 | DM1-9R | Non-HFTD---8 | Tier-1 | -8
286-1053R | 4--3 | Tier-1 | -3 | CB MO1 | Non-HFTD---8 | Tier-1 | -8
286-989AE | 4--3 | Tier-1 | -3 | 794-17 | Non-HFTD---8 | Tier-1 | -8
286-990AE | 3--3 | Tier-1 | -3 | 1161-9F | Non-HFTD---8 | Tier-1 | -8
286-991 | 2--2 | Tier-1 | -2 | 535-8F | Non-HFTD---8 | Tier-1 | -8
287-1118 | 2--4 | Tier-2 | -4 | 394-420F | Non-HFTD---8 | Tier-1 | -8
287-20 | 2--4 | Tier-1 | -4 | 1071-226F | Non-HFTD---9 | Tier-1 | -9
287-23AE | 2--4 | Tier-1 | -4 | 1077-8R | Non-HFTD---9 | Tier-1 | -9
287-24AE | 2--4 | Tier-1 | -4 | 1173-70 | Non-HFTD---9 | Tier-1 | -9
287-27AE | 2--4 | Tier-1 | -4 | 120-360F | Non-HFTD---9 | Tier-1 | -9
287-28 | 2--1 | Tier-1 | -1 | 1221-2095F | Non-HFTD---9 | Tier-1 | -9
287-30 | 2--1 | Tier-1 | -1 | 141-194F | Non-HFTD---9 | Tier-1 | -9
288-149R | 3--5 | Tier-2 | -5 | 143-147F | Non-HFTD---9 | Tier-1 | -9
288-18 | 3--5 | Tier-1 | -5 | 150-434AE | Non-HFTD---9 | Tier-1 | -9
288-2375R | 2--4 | Tier-2 | -4 | 150-506 | Non-HFTD---9 | Tier-1 | -9
288-2378F | 2--3 | Tier-2 | -3 | 178-983AE | Non-HFTD---9 | Tier-1 | -9
288-2379F | 2--1 | Tier-2 | -1 | 185-40AE | Non-HFTD---9 | Tier-1 | -9
288-2380F | 4--5 | Tier-2 | -5 | 190-1122F | Non-HFTD---9 | Tier-1 | -9
289-1559 | 2--2 | Tier-1 | -2 | 274-38AE | Non-HFTD---9 | Tier-1 | -9
289-905AE | 3--3 | Tier-1 | -3 | 275-681F | Non-HFTD---9 | Tier-1 | -9
289-906AE | 3--3 | Tier-1 | -3 | 341-1179 | Non-HFTD---9 | Tier-1 | -9
289-907 | 3--3 | Tier-1 | -3 | 363-25 | Non-HFTD---9 | Tier-1 | -9
292-317F | 4--3 | Tier-2 | -3 | 416-21 | Non-HFTD---9 | Tier-1 | -9
295-1201F | 1--2 | Tier-1 | -2 | 475-763F | Non-HFTD---9 | Tier-1 | -9
295-1203F | 1--2 | Tier-2 | -2 | 492-1092F | Non-HFTD---9 | Tier-1 | -9
296-66F | 1--3 | Tier-2 | -3 | 512-302F | Non-HFTD---9 | Tier-1 | -9
296-68F | 1--2 | Tier-2 | -2 | 560-46F | Non-HFTD---9 | Tier-1 | -9
297-828AE | 2--4 | Tier-1 | -4 | 57-1292F | Non-HFTD---9 | Tier-1 | -9
298-384 | 1--2 | Tier-1 | -2 | 570-490F | Non-HFTD---9 | Tier-1 | -9
298-42R | 2--2 | Tier-1 | -2 | 58-753F | Non-HFTD---9 | Tier-1 | -9
299-1010AE | 1--1 | Tier-1 | -1 | 581-49 | Non-HFTD---9 | Tier-1 | -9
299-1011 | 2--3 | Tier-1 | -3 | 59-1190F | Non-HFTD---9 | Tier-1 | -9
299-1153F | 1--4 | Tier-1 | -4 | 59-467 | Non-HFTD---9 | Tier-1 | -9
299-814AE | 2--4 | Tier-1 | -4 | 59-814F | Non-HFTD---9 | Tier-1 | -9
299-815 | 2--3 | Tier-1 | -3 | 700-255 | Non-HFTD---9 | Tier-1 | -9
300-483F | 3--5 | Tier-2 | -5 | 783-849F | Non-HFTD---9 | Tier-1 | -9
300-484F | 4--5 | Tier-2 | -5 | 90-50F | Non-HFTD---9 | Tier-1 | -9
303-188 | 2--1 | Tier-1 | -1 | 922-1143F | Non-HFTD---9 | Tier-1 | -9
303-189AE | 4--4 | Tier-1 | -4 | 95-34 | Non-HFTD---9 | Tier-1 | -9
303-487AE | 3--4 | Tier-1 | -4 | 95-35F | Non-HFTD---9 | Tier-1 | -9
305-32R | 4--5 | Tier-1 | -5 | 95-36F | Non-HFTD---9 | Tier-1 | -9
305-35R | 4--5 | Tier-1 | -5 | CB 1076 | Non-HFTD---9 | Tier-1 | -9
306-961 | 4--2 | Tier-1 | -2 | CB 1079 | Non-HFTD---9 | Tier-1 | -9
307-1492R | 4--4 | Tier-2 | -4 | CB 1094 | Non-HFTD---9 | Tier-1 | -9
307-1538F | 5--5 | Tier-2 | -5 | CB 149 | Non-HFTD---9 | Tier-1 | -9
307-1684R | 4--5 | Tier-1 | -5 | CB 298 | Non-HFTD---9 | Tier-1 | -9
307-234R | 5--5 | Tier-2 | -5 | CB 321 | Non-HFTD---9 | Tier-1 | -9
308-464 | 4--3 | Tier-1 | -3 | CB 41 | Non-HFTD---9 | Tier-1 | -9
308-484AE | 4--3 | Tier-1 | -3 | CB 438 | Non-HFTD---9 | Tier-1 | -9
308-485AE | 4--3 | Tier-2 | -3 | CB 44 | Non-HFTD---9 | Tier-1 | -9
308-486AE | 4--3 | Tier-2 | -3 | CB 45 | Non-HFTD---9 | Tier-1 | -9
308-563AE | 4--3 | Tier-2 | -3 | CB 480 | Non-HFTD---9 | Tier-1 | -9
309-15F | 3--1 | Tier-1 | -1 | CB 505 | Non-HFTD---9 | Tier-1 | -9
310-1192F | 4--4 | Tier-1 | -4 | CB 506 | Non-HFTD---9 | Tier-1 | -9
310-1194F | 1--1 | Tier-1 | -1 | CB 508 | Non-HFTD---9 | Tier-1 | -9
310-718F | 1--3 | Tier-1 | -3 | CB 547 | Non-HFTD---9 | Tier-1 | -9
310-719F | 3--4 | Tier-1 | -4 | CB 550 | Non-HFTD---9 | Tier-1 | -9
310-9R | 1--3 | Tier-1 | -3 | CB 588 | Non-HFTD---9 | Tier-1 | -9
311-1163F | 3--3 | Tier-2 | -3 | CB 598 | Non-HFTD---9 | Tier-1 | -9
311-1199 | 3--2 | Tier-2 | -2 | CB 707 | Non-HFTD---9 | Tier-1 | -9
311-14R | 3--4 | Tier-2 | -4 | CB 731 | Non-HFTD---9 | Tier-1 | -9
311-43 | 3--4 | Tier-2 | -4 | CB 748 | Non-HFTD---9 | Tier-1 | -9
312-14F | 3--4 | Tier-2 | -4 | CB 771 | Non-HFTD---9 | Tier-1 | -9
312-40F | 3--2 | Tier-2 | -2 | CB 90 | Non-HFTD---9 | Tier-1 | -9
312-41F | 3--1 | Tier-2 | -1 | CB 95 | Non-HFTD---9 | Tier-1 | -9
313-548AE | 3--2 | Tier-1 | -2 | CB 955 | Non-HFTD---9 | Tier-1 | -9
313-549AE | 3--1 | Tier-1 | -1 | CB ALV1 | Non-HFTD---9 | Tier-1 | -9
313-550AE | 3--3 | Tier-1 | -3 | CB BF1 | Non-HFTD---9 | Tier-1 | -9
313-920F | 3--2 | Tier-1 | -2 | CB BK2 | Non-HFTD---9 | Tier-1 | -9
313-921F | 3--2 | Tier-1 | -2 | CB CA2 | Non-HFTD---9 | Tier-1 | -9
313-922F | 3--1 | Tier-1 | -1 | 143-35 | Non-HFTD---9 | Tier-1 | -9
313-923F | 3--2 | Tier-1 | -2 | 492-611F | Non-HFTD---9 | Tier-1 | -9
314-13F | 3--3 | Tier-1 | -3 | 492-8AE | Non-HFTD---9 | Tier-1 | -9
315-1192F | 1--4 | Tier-2 | -4 | 701-19AE | Non-HFTD---9 | Tier-1 | -9
315-485AE | 2--5 | Tier-2 | -5 | 1076-37F | Non-HFTD---10 | Tier-1 | 10
320-1414 | 2--1 | Tier-1 | -1 | 139-48 | Non-HFTD---10 | Tier-1 | 10
321-1332R | 2--2 | Tier-1 | -2 | 1434-10AE | Non-HFTD---10 | Tier-1 | 10
321-646 | 2--1 | Tier-1 | -1 | 1435-50 | Non-HFTD---10 | Tier-1 | 10
321-740AE | 3--1 | Tier-1 | -1 | 159-31R | Non-HFTD---10 | Tier-1 | 10
321-741 | 1--1 | Tier-1 | -1 | 160-20R | Non-HFTD---10 | Tier-1 | 10
322-32R | 1--2 | Tier-1 | -2 | 163-33R | Non-HFTD---10 | Tier-1 | 10
322-821F | 4--2 | Tier-1 | -2 | 170-42 | Non-HFTD---10 | Tier-1 | 10
322-822F | 1--1 | Tier-1 | -1 | 170-465F | Non-HFTD---10 | Tier-1 | 10
323-1134F | 1--1 | Tier-1 | -1 | 313-920F | Non-HFTD---10 | Tier-1 | 10
323-471 | 4--2 | Tier-1 | -2 | 313-921F | Non-HFTD---10 | Tier-1 | 10
323-472AE | 2--2 | Tier-1 | -2 | 322-821F | Non-HFTD---10 | Tier-1 | 10
325-1220R | 4--2 | Tier-1 | -2 | 376-491R | Non-HFTD---10 | Tier-1 | 10
325-1227F | 1--4 | Tier-1 | -4 | 38-11 | Non-HFTD---10 | Tier-1 | 10
325-1229F | 1--3 | Tier-1 | -3 | 380-27 | Non-HFTD---10 | Tier-1 | 10
325-22R | 3--2 | Tier-1 | -2 | 381-451F | Non-HFTD---10 | Tier-1 | 10
325-25 | 1--3 | Tier-1 | -3 | 409-1155R | Non-HFTD---10 | Tier-1 | 10
326-26 | 1--3 | Tier-1 | -3 | 41-43 | Non-HFTD---10 | Tier-1 | 10
326-35R | 4--4 | Tier-1 | -4 | 43-445 | Non-HFTD---10 | Tier-1 | 10
329-13F | 3--1 | Tier-1 | -1 | 476-6F | Non-HFTD---10 | Tier-1 | 10
329-215F | 3--3 | Tier-1 | -3 | 480-32 | Non-HFTD---10 | Tier-1 | 10
329-793F | 3--1 | Tier-1 | -1 | 480-35 | Non-HFTD---10 | Tier-1 | 10
330-44R | 1--2 | Tier-1 | -2 | 506-844 | Non-HFTD---10 | Tier-1 | 10
330-810R | 3--4 | Tier-1 | -4 | 68-43AE | Non-HFTD---10 | Tier-1 | 10
330-8R | 4--4 | Tier-1 | -4 | 730-1079 | Non-HFTD---10 | Tier-1 | 10
331-246R | 3--2 | Tier-2 | -2 | 733-23R | Non-HFTD---10 | Tier-1 | 10
331-40AE | 3--4 | Tier-2 | -4 | 759-13AE | Non-HFTD---10 | Tier-1 | 10
331-42AE | 3--4 | Tier-2 | -4 | 793-46F | Non-HFTD---10 | Tier-1 | 10
334-21 | 5--3 | Tier-1 | -3 | 941-33F | Non-HFTD---10 | Tier-1 | 10
334-44F | 4--1 | Tier-1 | -1 | CB 1082 | Non-HFTD---10 | Tier-1 | 10
334-45F | 1--2 | Tier-1 | -2 | CB 1438 | Non-HFTD---10 | Tier-1 | 10
334-46F | 4--4 | Tier-1 | -4 | CB 166 | Non-HFTD---10 | Tier-1 | 10
340-376F | 2--3 | Tier-1 | -3 | CB 176 | Non-HFTD---10 | Tier-1 | 10
340-378F | 3--4 | Tier-1 | -4 | CB 257 | Non-HFTD---10 | Tier-1 | 10
341-1155F | 3--5 | Tier-1 | -5 | CB 276 | Non-HFTD---10 | Tier-1 | 10
341-1157F | 2--4 | Tier-1 | -4 | CB 376 | Non-HFTD---10 | Tier-1 | 10
341-1179 | 1--4 | Tier-1 | -4 | CB 397 | Non-HFTD---10 | Tier-1 | 10
341-920 | 4--3 | Tier-1 | -3 | CB 399 | Non-HFTD---10 | Tier-1 | 10
342-514F | 2--1 | Tier-1 | -1 | CB 400 | Non-HFTD---10 | Tier-1 | 10
342-521AE | 2--1 | Tier-1 | -1 | CB 401 | Non-HFTD---10 | Tier-1 | 10
343-20 | 2--1 | Tier-1 | -1 | CB 452 | Non-HFTD---10 | Tier-1 | 10
35-2 | 2--4 | Tier-1 | -4 | CB 509 | Non-HFTD---10 | Tier-1 | 10
35-297AE | 2--2 | Tier-1 | -2 | CB 532 | Non-HFTD---10 | Tier-1 | 10
350-2073 | 4--1 | Tier-2 | -1 | CB 548 | Non-HFTD---10 | Tier-1 | 10
350-2182R | 4--3 | Tier-2 | -3 | CB 580 | Non-HFTD---10 | Tier-1 | 10
350-2188R | 5--5 | Tier-2 | -5 | CB 723 | Non-HFTD---10 | Tier-1 | 10
350-2192R | 5--5 | Tier-2 | -5 | CB 74 | Non-HFTD---10 | Tier-1 | 10
350-2196R | 5--5 | Tier-2 | -5 | CB 740 | Non-HFTD---10 | Tier-1 | 10
350-2201R | 5--5 | Tier-3 | -5 | CB 81 | Non-HFTD---10 | Tier-1 | 10
350-41R | 5--5 | Tier-2 | -5 | CB 946 | Non-HFTD---10 | Tier-1 | 10
351-819R | 5--5 | Tier-2 | -5 | CB 948 | Non-HFTD---10 | Tier-1 | 10
351-871R | 5--5 | Tier-3 | -5 | CB CHA1 | Non-HFTD---10 | Tier-1 | 10
352-27R | 5--5 | Tier-3 | -5 | CB DR1 | Non-HFTD---10 | Tier-1 | 10
353-1429R | 5--5 | Tier-2 | -5 | CB ELS1 | Non-HFTD---10 | Tier-1 | 10
353-593F | 5--5 | Tier-2 | -5 | CB EO1 | Non-HFTD---10 | Tier-1 | 10
353-594F | 5--5 | Tier-2 | -5 | CB EOS2 | Non-HFTD---10 | Tier-1 | 10
353-900F | 5--5 | Tier-2 | -5 | CB ES4 | Non-HFTD---10 | Tier-1 | 10
353-901F | 5--5 | Tier-2 | -5 | CB GS1 | Non-HFTD---10 | Tier-1 | 10
353-902F | 5--3 | Tier-2 | -3 | CB HC3 | Non-HFTD---10 | Tier-1 | 10
353-904R | 5--5 | Tier-2 | -5 | CB HP1 | Non-HFTD---10 | Tier-1 | 10
354-1706R | 5--5 | Tier-2 | -5 | CB LA3 | Non-HFTD---10 | Tier-1 | 10
354-24AE | 4--5 | Tier-2 | -5 | CB LV2 | Non-HFTD---10 | Tier-1 | 10
355-41R | 4--5 | Tier-2 | -5 | CB SW3 | Non-HFTD---10 | Tier-1 | 10
355-65R | 1--2 | Tier-2 | -2 | CB VS3 | Non-HFTD---10 | Tier-1 | 10
355-6R | 4--5 | Tier-2 | -5 | CB WA4 | Non-HFTD---10 | Tier-1 | 10
356-16R | 4--5 | Tier-2 | -5 | CB ER1 | Non-HFTD---10 | Tier-1 | 10
356-19R | 5--5 | Tier-3 | -5 | 197-50F | Non-HFTD---10 | Tier-1 | 10
356-30AE | 5--5 | Tier-3 | -5 | 595-1453F | Non-HFTD---10 | Tier-1 | 10
357-1147R | 5--4 | Tier-2 | -4 | 1119-6F | Non-HFTD---11 | Tier-1 | 11
357-1299R | 5--5 | Tier-3 | -5 | 137-767F | Non-HFTD---11 | Tier-1 | 11
357-2047F | 5--4 | Tier-2 | -4 | 1406-19F | Non-HFTD---11 | Tier-1 | 11
357-2048F | 5--1 | Tier-2 | -1 | 144-29 | Non-HFTD---11 | Tier-1 | 11
357-2049F | 5--5 | Tier-3 | -5 | 1448-368 | Non-HFTD---11 | Tier-1 | 11
357-45R | 5--5 | Tier-3 | -5 | 145-633 | Non-HFTD---11 | Tier-1 | 11
357-50R | 5--5 | Tier-3 | -5 | 189-645 | Non-HFTD---11 | Tier-1 | 11
357-750R | 5--5 | Tier-2 | -5 | 190-1868R | Non-HFTD---11 | Tier-1 | 11
358-1175F | 5--3 | Tier-2 | -3 | 299-1153F | Non-HFTD---11 | Tier-1 | 11
358-1240F | 5--1 | Tier-3 | -1 | 325-1229F | Non-HFTD---11 | Tier-1 | 11
358-33 | 5--4 | Tier-3 | -4 | 35-297AE | Non-HFTD---11 | Tier-1 | 11
358-663F | 5--1 | Tier-3 | -1 | 362-40F | Non-HFTD---11 | Tier-1 | 11
358-665F | 5--1 | Tier-3 | -1 | 368-403F | Non-HFTD---11 | Tier-1 | 11
358-666F | 5--1 | Tier-3 | -1 | 402-820F | Non-HFTD---11 | Tier-1 | 11
358-681F | 5--1 | Tier-3 | -1 | 431-550 | Non-HFTD---11 | Tier-1 | 11
358-682F | 5--5 | Tier-3 | -5 | 45-15AE | Non-HFTD---11 | Tier-1 | 11
361-45R | 3--4 | Tier-1 | -4 | 45-16 | Non-HFTD---11 | Tier-1 | 11
361-684F | 2--1 | Tier-1 | -1 | 452-47 | Non-HFTD---11 | Tier-1 | 11
361-686F | 3--4 | Tier-1 | -4 | 486-91 | Non-HFTD---11 | Tier-1 | 11
362-40F | 2--2 | Tier-1 | -2 | 489-19AE | Non-HFTD---11 | Tier-1 | 11
362-45F | 2--2 | Tier-1 | -2 | 493-485F | Non-HFTD---11 | Tier-1 | 11
362-47F | 4--3 | Tier-1 | -3 | 497-888F | Non-HFTD---11 | Tier-1 | 11
362-48F | 2--1 | Tier-1 | -1 | 546-12 | Non-HFTD---11 | Tier-1 | 11
363-25 | 2--3 | Tier-1 | -3 | 548-15F | Non-HFTD---11 | Tier-1 | 11
364-36 | 3--4 | Tier-1 | -4 | 55-483F | Non-HFTD---11 | Tier-1 | 11
364-49R | 4--3 | Tier-1 | -3 | 571-49F | Non-HFTD---11 | Tier-1 | 11
365-28AE | 2--2 | Tier-1 | -2 | 58-756F | Non-HFTD---11 | Tier-1 | 11
365-34R | 3--4 | Tier-1 | -4 | 765-53 | Non-HFTD---11 | Tier-1 | 11
365-648R | 3--3 | Tier-1 | -3 | 857-60 | Non-HFTD---11 | Tier-1 | 11
366-48 | 3--4 | Tier-1 | -4 | 90-49 | Non-HFTD---11 | Tier-1 | 11
366-559 | 2--3 | Tier-1 | -3 | 902-48 | Non-HFTD---11 | Tier-1 | 11
368-1054F | 2--4 | Tier-1 | -4 | CB 1116 | Non-HFTD---11 | Tier-1 | 11
368-1057F | 2--2 | Tier-1 | -2 | CB 130 | Non-HFTD---11 | Tier-1 | 11
368-21AE | 3--3 | Tier-1 | -3 | CB 136 | Non-HFTD---11 | Tier-1 | 11
368-24 | 3--4 | Tier-1 | -4 | CB 159 | Non-HFTD---11 | Tier-1 | 11
368-403F | 2--2 | Tier-1 | -2 | CB 161 | Non-HFTD---11 | Tier-1 | 11
374-708R | 2--1 | Tier-1 | -1 | CB 191 | Non-HFTD---11 | Tier-1 | 11
376-491R | 2--2 | Tier-1 | -2 | CB 206 | Non-HFTD---11 | Tier-1 | 11
376-527AE | 1--3 | Tier-1 | -3 | CB 256 | Non-HFTD---11 | Tier-1 | 11
38-11 | 4--2 | Tier-1 | -2 | CB 261 | Non-HFTD---11 | Tier-1 | 11
380-27 | 4--2 | Tier-1 | -2 | CB 277 | Non-HFTD---11 | Tier-1 | 11
381-450F | 1--2 | Tier-1 | -2 | CB 299 | Non-HFTD---11 | Tier-1 | 11
381-451F | 3--2 | Tier-1 | -2 | CB 323 | Non-HFTD---11 | Tier-1 | 11
381-48 | 2--2 | Tier-1 | -2 | CB 403 | Non-HFTD---11 | Tier-1 | 11
381-49 | 1--1 | Tier-1 | -1 | CB 434 | Non-HFTD---11 | Tier-1 | 11
386-25R | 3--4 | Tier-2 | -4 | CB 454 | Non-HFTD---11 | Tier-1 | 11
387-11 | 4--5 | Tier-2 | -5 | CB 465 | Non-HFTD---11 | Tier-1 | 11
387-15 | 4--5 | Tier-3 | -5 | CB 483 | Non-HFTD---11 | Tier-1 | 11
390-15 | 5--3 | Tier-1 | -3 | CB 498 | Non-HFTD---11 | Tier-1 | 11
390-18 | 5--3 | Tier-1 | -3 | CB 510 | Non-HFTD---11 | Tier-1 | 11
390-346AE | 5--2 | Tier-1 | -2 | CB 518 | Non-HFTD---11 | Tier-1 | 11
392-23F | 5--3 | Tier-1 | -3 | CB 519 | Non-HFTD---11 | Tier-1 | 11
393-14R | 5--4 | Tier-2 | -4 | CB 54 | Non-HFTD---11 | Tier-1 | 11
394-422F | 5--3 | Tier-1 | -3 | CB 549 | Non-HFTD---11 | Tier-1 | 11
395-33R | 4--3 | Tier-2 | -3 | CB 563 | Non-HFTD---11 | Tier-1 | 11
396-699R | 5--5 | Tier-2 | -5 | CB 60 | Non-HFTD---11 | Tier-1 | 11
397-39R | 1--2 | Tier-1 | -2 | CB 708 | Non-HFTD---11 | Tier-1 | 11
397-550F | 3--1 | Tier-1 | -1 | CB 72 | Non-HFTD---11 | Tier-1 | 11
400-1019 | 4--1 | Tier-1 | -1 | CB 745 | Non-HFTD---11 | Tier-1 | 11
401-39R | 4--4 | Tier-2 | -4 | CB 759 | Non-HFTD---11 | Tier-1 | 11
401-684R | 4--1 | Tier-2 | -1 | CB 83 | Non-HFTD---11 | Tier-1 | 11
402-30AE | 2--2 | Tier-1 | -2 | CB BW1 | Non-HFTD---11 | Tier-1 | 11
402-819F | 1--1 | Tier-1 | -1 | CB EOS3 | Non-HFTD---11 | Tier-1 | 11
402-820F | 2--3 | Tier-1 | -3 | 144-30AE | Non-HFTD---11 | Tier-1 | 11
403-11F | 1--1 | Tier-1 | -1 | 512-49 | Non-HFTD---11 | Tier-1 | 11
403-15F | 1--2 | Tier-1 | -2 | 701-21 | Non-HFTD---11 | Tier-1 | 11
403-9F | 1--1 | Tier-1 | -1 | 703-289F | Non-HFTD---11 | Tier-1 | 11
404-6AE | 2--1 | Tier-1 | -1 | 61-24F | Non-HFTD---11 | Tier-1 | 11
409-1155R | 2--2 | Tier-1 | -2 | 1049-3F | Non-HFTD---12 | Tier-1 | 12
409-38R | 2--2 | Tier-1 | -2 | 152-1713F | Non-HFTD---12 | Tier-1 | 12
41-43 | 4--2 | Tier-1 | -2 | 152-513AE | Non-HFTD---12 | Tier-1 | 12
41-44AE | 2--2 | Tier-1 | -2 | 153-581F | Non-HFTD---12 | Tier-1 | 12
410-50R | 4--5 | Tier-1 | -5 | 154-876R | Non-HFTD---12 | Tier-1 | 12
411-1873R | 4--5 | Tier-2 | -5 | 154-878R | Non-HFTD---12 | Tier-1 | 12
411-30R | 5--5 | Tier-3 | -5 | 158-29 | Non-HFTD---12 | Tier-1 | 12
411-47R | 4--5 | Tier-2 | -5 | 161-991F | Non-HFTD---12 | Tier-1 | 12
412-23AE | 3--3 | Tier-1 | -3 | 162-19F | Non-HFTD---12 | Tier-1 | 12
415-1237R | 4--3 | Tier-1 | -3 | 170-879 | Non-HFTD---12 | Tier-1 | 12
415-33 | 4--3 | Tier-1 | -3 | 256-539R | Non-HFTD---12 | Tier-1 | 12
416-21 | 2--3 | Tier-1 | -3 | 309-15F | Non-HFTD---12 | Tier-1 | 12
416-29AE | 1--1 | Tier-1 | -1 | 313-548AE | Non-HFTD---12 | Tier-1 | 12
416-35F | 1--1 | Tier-1 | -1 | 321-1332R | Non-HFTD---12 | Tier-1 | 12
416-37F | 1--1 | Tier-1 | -1 | 325-22R | Non-HFTD---12 | Tier-1 | 12
417-21R | 4--3 | Tier-1 | -3 | 368-1057F | Non-HFTD---12 | Tier-1 | 12
417-41 | 1--3 | Tier-1 | -3 | 400-1019 | Non-HFTD---12 | Tier-1 | 12
417-44AE | 2--4 | Tier-1 | -4 | 52-18F | Non-HFTD---12 | Tier-1 | 12
417-791AE | 3--4 | Tier-1 | -4 | 531-36AE | Non-HFTD---12 | Tier-1 | 12
418-1260 | 2--1 | Tier-1 | -1 | 534-1081F | Non-HFTD---12 | Tier-1 | 12
418-25R | 2--2 | Tier-1 | -2 | 551-19 | Non-HFTD---12 | Tier-1 | 12
42-46 | 4--2 | Tier-1 | -2 | 579-32AE | Non-HFTD---12 | Tier-1 | 12
43-443 | 1--1 | Tier-1 | -1 | 59-1189F | Non-HFTD---12 | Tier-1 | 12
43-445 | 4--2 | Tier-1 | -2 | 74-24R | Non-HFTD---12 | Tier-1 | 12
43-475F | 1--1 | Tier-1 | -1 | 792-1173F | Non-HFTD---12 | Tier-1 | 12
430-321AE | 1--1 | Tier-1 | -1 | 949-22R | Non-HFTD---12 | Tier-1 | 12
430-42F | 2--1 | Tier-1 | -1 | CB 377 | Non-HFTD---12 | Tier-1 | 12
430-639 | 2--1 | Tier-1 | -1 | CB 406 | Non-HFTD---12 | Tier-1 | 12
431-46AE | 2--1 | Tier-1 | -1 | CB 451 | Non-HFTD---12 | Tier-1 | 12
431-474 | 2--1 | Tier-1 | -1 | CB 489 | Non-HFTD---12 | Tier-1 | 12
431-478 | 1--1 | Tier-1 | -1 | CB 70 | Non-HFTD---12 | Tier-1 | 12
431-48AE | 1--1 | Tier-1 | -1 | CB 795 | Non-HFTD---12 | Tier-1 | 12
431-550 | 2--2 | Tier-1 | -2 | CB 84 | Non-HFTD---12 | Tier-1 | 12
434-301 | 1--5 | Tier-2 | -5 | CB AM2 | Non-HFTD---12 | Tier-1 | 12
438-45 | 1--3 | Tier-1 | -3 | CB AM3 | Non-HFTD---12 | Tier-1 | 12
439-42F | 1--5 | Tier-1 | -5 | CB BY3 | Non-HFTD---12 | Tier-1 | 12
44-1101F | 2--1 | Tier-1 | -1 | CB CS2 | Non-HFTD---12 | Tier-1 | 12
44-40AE | 1--2 | Tier-1 | -2 | CB CS3 | Non-HFTD---12 | Tier-1 | 12
44-41 | 1--1 | Tier-1 | -1 | CB DS1 | Non-HFTD---12 | Tier-1 | 12
44-42 | 1--2 | Tier-1 | -2 | CB GA3 | Non-HFTD---12 | Tier-1 | 12
441-23R | 5--4 | Tier-3 | -4 | CB HL1 | Non-HFTD---12 | Tier-1 | 12
441-279R | 5--2 | Tier-3 | -2 | CB HL3 | Non-HFTD---12 | Tier-1 | 12
441-27R | 5--4 | Tier-3 | -4 | CB LA1 | Non-HFTD---12 | Tier-1 | 12
441-30R | 5--4 | Tier-3 | -4 | CB LA2 | Non-HFTD---12 | Tier-1 | 12
442-16R | 5--3 | Tier-3 | -3 | CB MM1 | Non-HFTD---12 | Tier-1 | 12
442-28R | 5--1 | Tier-3 | -1 | CB MT1 | Non-HFTD---12 | Tier-1 | 12
442-46R | 5--1 | Tier-3 | -1 | CB NO2 | Non-HFTD---12 | Tier-1 | 12
442-509R | 5--3 | Tier-3 | -3 | CB OS1 | Non-HFTD---12 | Tier-1 | 12
442-525 | 5--2 | Tier-3 | -2 | CB PL2 | Non-HFTD---12 | Tier-1 | 12
442-728R | 5--5 | Tier-3 | -5 | CB PL4 | Non-HFTD---12 | Tier-1 | 12
442-729 | 5--3 | Tier-3 | -3 | CB PL6 | Non-HFTD---12 | Tier-1 | 12
442-758F | 5--2 | Tier-3 | -2 | CB QN1 | Non-HFTD---12 | Tier-1 | 12
442-764R | 5--2 | Tier-3 | -2 | CB RD2 | Non-HFTD---12 | Tier-1 | 12
442-780 | 5--1 | Tier-3 | -1 | CB S1 | Non-HFTD---12 | Tier-1 | 12
442-784 | 5--1 | Tier-3 | -1 | CB SE4 | Non-HFTD---12 | Tier-1 | 12
443-218R | 5--2 | Tier-1 | -2 | CB SR1 | Non-HFTD---12 | Tier-1 | 12
444-15R | 5--3 | Tier-2 | -3 | CB UP2 | Non-HFTD---12 | Tier-1 | 12
444-43R | 5--5 | Tier-2 | -5 | CB VS1 | Non-HFTD---12 | Tier-1 | 12
444-9R | 5--3 | Tier-2 | -3 | CB VS2 | Non-HFTD---12 | Tier-1 | 12
445-1311R | 5--5 | Tier-3 | -5 | CB VS4 | Non-HFTD---12 | Tier-1 | 12
445-1315 | 1--5 | Tier-2 | -5 | CB WA2 | Non-HFTD---12 | Tier-1 | 12
445-1323 | 3--3 | Tier-2 | -3 | CB WY2 | Non-HFTD---12 | Tier-1 | 12
445-1325F | 5--4 | Tier-2 | -4 | UP1-10 | Non-HFTD---12 | Tier-1 | 12
445-17R | 5--3 | Tier-2 | -3 | 244-30F | Non-HFTD---12 | Tier-1 | 12
445-18R | 5--5 | Tier-2 | -5 | 1160-8AE | Non-HFTD---12 | Tier-1 | 12
445-19R | 5--3 | Tier-2 | -3 | 545-48F | Non-HFTD---12 | Tier-1 | 12
445-39R | 5--4 | Tier-2 | -4 | 492-614F | Non-HFTD---12 | Tier-1 | 12
445-894R | 5--4 | Tier-2 | -4 | 595-1440F | Non-HFTD---12 | Tier-1 | 12
445-897R | 5--3 | Tier-2 | -3 | 1173-68 | Non-HFTD---13 | Tier-1 | 13
448-1196F | 1--5 | Tier-3 | -5 | 120-367F | Non-HFTD---13 | Tier-1 | 13
448-1202 | 5--1 | Tier-3 | -1 | 139-426F | Non-HFTD---13 | Tier-1 | 13
448-1203F | 5--1 | Tier-3 | -1 | 1418-581R | Non-HFTD---13 | Tier-1 | 13
448-1234R | 5--3 | Tier-3 | -3 | 143-178F | Non-HFTD---13 | Tier-1 | 13
448-47R | 5--3 | Tier-3 | -3 | 143-33 | Non-HFTD---13 | Tier-1 | 13
448-714R | 5--3 | Tier-3 | -3 | 149-129R | Non-HFTD---13 | Tier-1 | 13
448-724R | 5--2 | Tier-3 | -2 | 153-1119R | Non-HFTD---13 | Tier-1 | 13
448-735R | 5--2 | Tier-3 | -2 | 161-975F | Non-HFTD---13 | Tier-1 | 13
448-744R | 5--5 | Tier-3 | -5 | 199-39AE | Non-HFTD---13 | Tier-1 | 13
448-9R | 5--4 | Tier-3 | -4 | 209-660R | Non-HFTD---13 | Tier-1 | 13
449-13R | 5--5 | Tier-3 | -5 | 252-132 | Non-HFTD---13 | Tier-1 | 13
449-16R | 5--4 | Tier-3 | -4 | 310-9R | Non-HFTD---13 | Tier-1 | 13
449-683 | 5--3 | Tier-3 | -3 | 323-472AE | Non-HFTD---13 | Tier-1 | 13
449-693R | 5--5 | Tier-3 | -5 | 325-1227F | Non-HFTD---13 | Tier-1 | 13
449-6R | 5--4 | Tier-3 | -4 | 325-25 | Non-HFTD---13 | Tier-1 | 13
45-15AE | 1--3 | Tier-1 | -3 | 365-28AE | Non-HFTD---13 | Tier-1 | 13
45-16 | 2--2 | Tier-1 | -2 | 381-48 | Non-HFTD---13 | Tier-1 | 13
450-113F | 1--4 | Tier-1 | -4 | 439-42F | Non-HFTD---13 | Tier-1 | 13
450-114F | 1--4 | Tier-1 | -4 | 458-33F | Non-HFTD---13 | Tier-1 | 13
450-17 | 4--1 | Tier-2 | -1 | 462-1034F | Non-HFTD---13 | Tier-1 | 13
450-18 | 4--1 | Tier-2 | -1 | 462-1521F | Non-HFTD---13 | Tier-1 | 13
450-1850 | 4--3 | Tier-2 | -3 | 462-1523F | Non-HFTD---13 | Tier-1 | 13
450-1851F | 5--5 | Tier-2 | -5 | 462-868 | Non-HFTD---13 | Tier-1 | 13
450-1853F | 4--4 | Tier-2 | -4 | 493-480R | Non-HFTD---13 | Tier-1 | 13
450-1854 | 4--4 | Tier-2 | -4 | 507-1733 | Non-HFTD---13 | Tier-1 | 13
450-50R | 4--4 | Tier-2 | -4 | 509-1227R | Non-HFTD---13 | Tier-1 | 13
450-88R | 4--4 | Tier-2 | -4 | 547-22R | Non-HFTD---13 | Tier-1 | 13
451-38F | 1--1 | Tier-1 | -1 | 59-803F | Non-HFTD---13 | Tier-1 | 13
452-1403 | 1--5 | Tier-2 | -5 | 60-574 | Non-HFTD---13 | Tier-1 | 13
452-1404F | 1--5 | Tier-2 | -5 | 64-13F | Non-HFTD---13 | Tier-1 | 13
452-1405 | 1--5 | Tier-2 | -5 | 64-15F | Non-HFTD---13 | Tier-1 | 13
452-37AE | 1--5 | Tier-1 | -5 | 770-250R | Non-HFTD---13 | Tier-1 | 13
452-38AE | 2--5 | Tier-2 | -5 | 85-498F | Non-HFTD---13 | Tier-1 | 13
452-39AE | 2--5 | Tier-1 | -5 | 854-607F | Non-HFTD---13 | Tier-1 | 13
452-47 | 2--3 | Tier-1 | -3 | 96-1041F | Non-HFTD---13 | Tier-1 | 13
452-717 | 1--5 | Tier-2 | -5 | CB 107 | Non-HFTD---13 | Tier-1 | 13
453-32R | 2--1 | Tier-1 | -1 | CB 122 | Non-HFTD---13 | Tier-1 | 13
453-41 | 1--3 | Tier-1 | -3 | CB 123 | Non-HFTD---13 | Tier-1 | 13
454-1814 | 4--2 | Tier-2 | -2 | CB 1297 | Non-HFTD---13 | Tier-1 | 13
454-45AE | 4--4 | Tier-1 | -4 | CB 141 | Non-HFTD---13 | Tier-1 | 13
454-47R | 1--2 | Tier-1 | -2 | CB 1434 | Non-HFTD---13 | Tier-1 | 13
454-48F | 4--5 | Tier-2 | -5 | CB 1436 | Non-HFTD---13 | Tier-1 | 13
454-49F | 4--3 | Tier-2 | -3 | CB 162 | Non-HFTD---13 | Tier-1 | 13
454-53F | 4--3 | Tier-2 | -3 | CB 164 | Non-HFTD---13 | Tier-1 | 13
456-5 | 3--5 | Tier-1 | -5 | CB 180 | Non-HFTD---13 | Tier-1 | 13
458-33F | 2--2 | Tier-1 | -2 | CB 208 | Non-HFTD---13 | Tier-1 | 13
458-41F | 1--1 | Tier-1 | -1 | CB 262 | Non-HFTD---13 | Tier-1 | 13
458-43F | 2--1 | Tier-1 | -1 | CB 263 | Non-HFTD---13 | Tier-1 | 13
458-44F | 1--2 | Tier-1 | -2 | CB 295 | Non-HFTD---13 | Tier-1 | 13
461-24F | 1--3 | Tier-1 | -3 | CB 320 | Non-HFTD---13 | Tier-1 | 13
461-644R | 1--3 | Tier-1 | -3 | CB 416 | Non-HFTD---13 | Tier-1 | 13
462-1034F | 1--3 | Tier-1 | -3 | CB 42 | Non-HFTD---13 | Tier-1 | 13
462-1035F | 1--2 | Tier-1 | -2 | CB 43 | Non-HFTD---13 | Tier-1 | 13
462-1521F | 1--3 | Tier-1 | -3 | CB 450 | Non-HFTD---13 | Tier-1 | 13
462-1523F | 1--3 | Tier-1 | -3 | CB 516 | Non-HFTD---13 | Tier-1 | 13
462-868 | 2--2 | Tier-1 | -2 | CB 517 | Non-HFTD---13 | Tier-1 | 13
463-1136F | 4--2 | Tier-2 | -2 | CB 552 | Non-HFTD---13 | Tier-1 | 13
463-1137F | 1--5 | Tier-2 | -5 | CB 560 | Non-HFTD---13 | Tier-1 | 13
463-1229 | 5--4 | Tier-2 | -4 | CB 570 | Non-HFTD---13 | Tier-1 | 13
470-40AE | 4--5 | Tier-2 | -5 | CB 700 | Non-HFTD---13 | Tier-1 | 13
470-47R | 5--5 | Tier-3 | -5 | CB 703 | Non-HFTD---13 | Tier-1 | 13
471-36F | 4--5 | Tier-2 | -5 | CB 770 | Non-HFTD---13 | Tier-1 | 13
473-36R | 5--4 | Tier-1 | -4 | CB 859 | Non-HFTD---13 | Tier-1 | 13
474-22AE | 4--5 | Tier-1 | -5 | CB SO1 | Non-HFTD---13 | Tier-1 | 13
474-29 | 2--5 | Tier-1 | -5 | CB LF1 | Non-HFTD---13 | Tier-1 | 13
475-763F | 2--3 | Tier-1 | -3 | CB LJS1 | Non-HFTD---13 | Tier-1 | 13
476-6F | 5--1 | Tier-1 | -1 | 701-50AE | Non-HFTD---13 | Tier-1 | 13
480-1163R | 2--1 | Tier-1 | -1 | 364-35 | Non-HFTD---13 | Tier-1 | 13
480-32 | 3--2 | Tier-1 | -2 | 1047-36F | Non-HFTD---14 | Tier-1 | 14
480-35 | 4--1 | Tier-1 | -1 | 124-206R | Non-HFTD---14 | Tier-1 | 14
481-30 | 2--1 | Tier-1 | -1 | 130-13F | Non-HFTD---14 | Tier-1 | 14
482-381F | 1--1 | Tier-1 | -1 | 139-245AE | Non-HFTD---14 | Tier-1 | 14
482-382F | 2--2 | Tier-1 | -2 | 1434-2 | Non-HFTD---14 | Tier-1 | 14
486-61R | 4--4 | Tier-1 | -4 | 1482-28 | Non-HFTD---14 | Tier-1 | 14
486-91 | 2--3 | Tier-1 | -3 | 154-894R | Non-HFTD---14 | Tier-1 | 14
488-32R | 2--1 | Tier-1 | -1 | 159-37F | Non-HFTD---14 | Tier-1 | 14
489-19AE | 2--2 | Tier-1 | -2 | 162-44R | Non-HFTD---14 | Tier-1 | 14
489-33 | 1--1 | Tier-1 | -1 | 165-35R | Non-HFTD---14 | Tier-1 | 14
490-23 | 1--4 | Tier-1 | -4 | 166-462F | Non-HFTD---14 | Tier-1 | 14
490-36 | 1--3 | Tier-1 | -3 | 256-46AE | Non-HFTD---14 | Tier-1 | 14
492-1090F | 3--2 | Tier-1 | -2 | 257-31AE | Non-HFTD---14 | Tier-1 | 14
492-1091F | 4--3 | Tier-1 | -3 | 313-922F | Non-HFTD---14 | Tier-1 | 14
492-1092F | 3--2 | Tier-1 | -2 | 321-740AE | Non-HFTD---14 | Tier-1 | 14
492-14R | 4--3 | Tier-1 | -3 | 329-793F | Non-HFTD---14 | Tier-1 | 14
492-343R | 3--4 | Tier-1 | -4 | 343-20 | Non-HFTD---14 | Tier-1 | 14
493-478R | 3--3 | Tier-1 | -3 | 402-30AE | Non-HFTD---14 | Tier-1 | 14
493-480R | 1--4 | Tier-1 | -4 | 409-38R | Non-HFTD---14 | Tier-1 | 14
493-485F | 1--4 | Tier-1 | -4 | 418-25R | Non-HFTD---14 | Tier-1 | 14
496-21 | 1--1 | Tier-1 | -1 | 431-46AE | Non-HFTD---14 | Tier-1 | 14
497-888F | 1--3 | Tier-1 | -3 | 519-46R | Non-HFTD---14 | Tier-1 | 14
500-1531 | 4--4 | Tier-2 | -4 | 52-20R | Non-HFTD---14 | Tier-1 | 14
501-786 | 2--5 | Tier-2 | -5 | 550-665R | Non-HFTD---14 | Tier-1 | 14
504-1563 | 3--5 | Tier-1 | -5 | 57-1295F | Non-HFTD---14 | Tier-1 | 14
504-2501R | 3--5 | Tier-2 | -5 | 59-464AE | Non-HFTD---14 | Tier-1 | 14
504-287R | 4--4 | Tier-2 | -4 | 68-18 | Non-HFTD---14 | Tier-1 | 14
504-40R | 3--5 | Tier-1 | -5 | 718-483R | Non-HFTD---14 | Tier-1 | 14
505-1676F | 3--4 | Tier-1 | -4 | 72-16 | Non-HFTD---14 | Tier-1 | 14
505-635R | 4--4 | Tier-1 | -4 | 792-1172F | Non-HFTD---14 | Tier-1 | 14
506-160AE | 1--2 | Tier-1 | -2 | 797-40F | Non-HFTD---14 | Tier-1 | 14
506-161 | 2--2 | Tier-1 | -2 | 80-568F | Non-HFTD---14 | Tier-1 | 14
506-844 | 3--2 | Tier-1 | -2 | 85-500F | Non-HFTD---14 | Tier-1 | 14
507-1733 | 1--3 | Tier-1 | -3 | CB 100 | Non-HFTD---14 | Tier-1 | 14
508-1027F | 1--2 | Tier-1 | -2 | CB 1049 | Non-HFTD---14 | Tier-1 | 14
509-1227R | 2--2 | Tier-1 | -2 | CB 133 | Non-HFTD---14 | Tier-1 | 14
51-861R | 2--1 | Tier-1 | -1 | CB 1479 | Non-HFTD---14 | Tier-1 | 14
510-49R | 3--4 | Tier-1 | -4 | CB 344 | Non-HFTD---14 | Tier-1 | 14
511-831 | 2--3 | Tier-1 | -3 | CB 407 | Non-HFTD---14 | Tier-1 | 14
512-300F | 2--4 | Tier-1 | -4 | CB 413 | Non-HFTD---14 | Tier-1 | 14
512-302F | 2--3 | Tier-1 | -3 | CB 491 | Non-HFTD---14 | Tier-1 | 14
512-50AE | 3--3 | Tier-1 | -3 | CB 51 | Non-HFTD---14 | Tier-1 | 14
513-42F | 4--2 | Tier-1 | -2 | CB 515 | Non-HFTD---14 | Tier-1 | 14
513-45F | 1--4 | Tier-1 | -4 | CB 581 | Non-HFTD---14 | Tier-1 | 14
515-49R | 1--2 | Tier-1 | -2 | CB 71 | Non-HFTD---14 | Tier-1 | 14
516-5F | 1--1 | Tier-1 | -1 | CB 87 | Non-HFTD---14 | Tier-1 | 14
516-7F | 1--1 | Tier-1 | -1 | CB BA2 | Non-HFTD---14 | Tier-1 | 14
518-39 | 1--2 | Tier-1 | -2 | CB BA3 | Non-HFTD---14 | Tier-1 | 14
518-41 | 1--2 | Tier-1 | -2 | CB BY2 | Non-HFTD---14 | Tier-1 | 14
518-42AE | 1--1 | Tier-1 | -1 | CB CS1 | Non-HFTD---14 | Tier-1 | 14
519-46R | 3--2 | Tier-1 | -2 | CB CS4 | Non-HFTD---14 | Tier-1 | 14
52-16F | 1--1 | Tier-1 | -1 | CB EO2 | Non-HFTD---14 | Tier-1 | 14
52-17F | 1--1 | Tier-1 | -1 | CB GA1 | Non-HFTD---14 | Tier-1 | 14
52-18F | 2--2 | Tier-1 | -2 | CB GH3 | Non-HFTD---14 | Tier-1 | 14
52-20R | 2--2 | Tier-1 | -2 | CB LJ3 | Non-HFTD---14 | Tier-1 | 14
520-1045R | 5--4 | Tier-2 | -4 | CB MK1 | Non-HFTD---14 | Tier-1 | 14
520-10R | 4--5 | Tier-2 | -5 | CB MK2 | Non-HFTD---14 | Tier-1 | 14
520-1489R | 5--5 | Tier-2 | -5 | CB NC4 | Non-HFTD---14 | Tier-1 | 14
520-1509R | 5--4 | Tier-2 | -4 | CB OCA1 | Non-HFTD---14 | Tier-1 | 14
520-1525R | 5--5 | Tier-2 | -5 | CB RV1 | Non-HFTD---14 | Tier-1 | 14
520-1527R | 5--5 | Tier-3 | -5 | CB S2 | Non-HFTD---14 | Tier-1 | 14
520-1902R | 4--4 | Tier-2 | -4 | CB SW2 | Non-HFTD---14 | Tier-1 | 14
520-1904 | 4--5 | Tier-3 | -5 | RD4-50F | Non-HFTD---14 | Tier-1 | 14
520-1936 | 1--5 | Tier-3 | -5 | 282-564F | Non-HFTD---14 | Tier-1 | 14
520-22R | 4--4 | Tier-2 | -4 | 1160-3AE | Non-HFTD---14 | Tier-1 | 14
520-35R | 5--5 | Tier-3 | -5 | 1160-9AE | Non-HFTD---14 | Tier-1 | 14
520-45 | 5--5 | Tier-2 | -5 | 314-1328 | Non-HFTD---14 | Tier-1 | 14
521-14R | 5--5 | Tier-3 | -5 | 1001-1232F | Non-HFTD---15 | Tier-1 | 15
521-1819R | 4--5 | Tier-2 | -5 | 1047-35F | Non-HFTD---15 | Tier-1 | 15
521-1856R | 5--5 | Tier-3 | -5 | 1049-4F | Non-HFTD---15 | Tier-1 | 15
521-18R | 4--5 | Tier-3 | -5 | 105-239F | Non-HFTD---15 | Tier-1 | 15
521-27R | 4--5 | Tier-2 | -5 | 1180-9 | Non-HFTD---15 | Tier-1 | 15
521-32R | 5--5 | Tier-3 | -5 | 1418-31R | Non-HFTD---15 | Tier-1 | 15
521-700R | 4--5 | Tier-2 | -5 | 1435-1075F | Non-HFTD---15 | Tier-1 | 15
522-34 | 4--3 | Tier-2 | -3 | 152-1716F | Non-HFTD---15 | Tier-1 | 15
522-36 | 4--3 | Tier-2 | -3 | 161-974F | Non-HFTD---15 | Tier-1 | 15
522-38R | 4--5 | Tier-2 | -5 | 166-982F | Non-HFTD---15 | Tier-1 | 15
523-31AE | 4--4 | Tier-2 | -4 | 168-703F | Non-HFTD---15 | Tier-1 | 15
524-1782F | 4--5 | Tier-3 | -5 | 178-48 | Non-HFTD---15 | Tier-1 | 15
524-27R | 4--5 | Tier-3 | -5 | 180-13 | Non-HFTD---15 | Tier-1 | 15
524-46R | 5--5 | Tier-3 | -5 | 252-277F | Non-HFTD---15 | Tier-1 | 15
524-50R | 5--5 | Tier-3 | -5 | 286-991 | Non-HFTD---15 | Tier-1 | 15
524-69R | 5--5 | Tier-3 | -5 | 289-1559 | Non-HFTD---15 | Tier-1 | 15
525-41F | 2--4 | Tier-1 | -4 | 298-42R | Non-HFTD---15 | Tier-1 | 15
53-49 | 2--1 | Tier-1 | -1 | 362-45F | Non-HFTD---15 | Tier-1 | 15
531-36AE | 3--2 | Tier-1 | -2 | 397-39R | Non-HFTD---15 | Tier-1 | 15
532-1293F | 1--2 | Tier-1 | -2 | 41-44AE | Non-HFTD---15 | Tier-1 | 15
532-762 | 1--3 | Tier-1 | -3 | 431-474 | Non-HFTD---15 | Tier-1 | 15
532-763 | 5--4 | Tier-1 | -4 | 438-45 | Non-HFTD---15 | Tier-1 | 15
533-7AE | 4--2 | Tier-1 | -2 | 44-42 | Non-HFTD---15 | Tier-1 | 15
534-1079F | 4--1 | Tier-1 | -1 | 453-41 | Non-HFTD---15 | Tier-1 | 15
534-1080F | 4--2 | Tier-2 | -2 | 461-24F | Non-HFTD---15 | Tier-1 | 15
534-1081F | 4--1 | Tier-1 | -1 | 482-382F | Non-HFTD---15 | Tier-1 | 15
534-346 | 4--1 | Tier-2 | -1 | 488-32R | Non-HFTD---15 | Tier-1 | 15
535-1118 | 4--1 | Tier-1 | -1 | 490-23 | Non-HFTD---15 | Tier-1 | 15
535-1119 | 4--1 | Tier-1 | -1 | 506-161 | Non-HFTD---15 | Tier-1 | 15
535-1120AE | 4--1 | Tier-2 | -1 | 513-45F | Non-HFTD---15 | Tier-1 | 15
536-363F | 4--1 | Tier-2 | -1 | 549-33F | Non-HFTD---15 | Tier-1 | 15
536-377F | 4--1 | Tier-2 | -1 | 555-24F | Non-HFTD---15 | Tier-1 | 15
536-378F | 4--1 | Tier-2 | -1 | 712-311F | Non-HFTD---15 | Tier-1 | 15
536-379F | 4--1 | Tier-2 | -1 | 76-272 | Non-HFTD---15 | Tier-1 | 15
540-241R | 4--5 | Tier-2 | -5 | 76-49F | Non-HFTD---15 | Tier-1 | 15
540-39AE | 4--1 | Tier-2 | -1 | 77-28R | Non-HFTD---15 | Tier-1 | 15
545-47F | 3--4 | Tier-1 | -4 | 773-271F | Non-HFTD---15 | Tier-1 | 15
545-50F | 3--4 | Tier-1 | -4 | 777-101 | Non-HFTD---15 | Tier-1 | 15
545-874R | 3--4 | Tier-1 | -4 | 779-25AE | Non-HFTD---15 | Tier-1 | 15
545-885R | 2--3 | Tier-1 | -3 | 80-575R | Non-HFTD---15 | Tier-1 | 15
546-12 | 2--2 | Tier-1 | -2 | 88-27F | Non-HFTD---15 | Tier-1 | 15
546-14R | 3--4 | Tier-1 | -4 | 900-1118F | Non-HFTD---15 | Tier-1 | 15
546-525R | 3--3 | Tier-1 | -3 | 900-1119F | Non-HFTD---15 | Tier-1 | 15
547-22R | 2--2 | Tier-1 | -2 | 902-364F | Non-HFTD---15 | Tier-1 | 15
548-12F | 1--1 | Tier-1 | -1 | 94-16F | Non-HFTD---15 | Tier-1 | 15
548-14F | 1--1 | Tier-1 | -1 | CB 1173 | Non-HFTD---15 | Tier-1 | 15
548-15F | 2--3 | Tier-1 | -3 | CB 124 | Non-HFTD---15 | Tier-1 | 15
548-17F | 2--4 | Tier-1 | -4 | CB 1283 | Non-HFTD---15 | Tier-1 | 15
548-18F | 1--1 | Tier-1 | -1 | CB 1286 | Non-HFTD---15 | Tier-1 | 15
549-33F | 1--3 | Tier-1 | -3 | CB 131 | Non-HFTD---15 | Tier-1 | 15
549-36F | 1--1 | Tier-1 | -1 | CB 1448 | Non-HFTD---15 | Tier-1 | 15
55-479F | 1--1 | Tier-1 | -1 | CB 146 | Non-HFTD---15 | Tier-1 | 15
55-483F | 2--2 | Tier-1 | -2 | CB 181 | Non-HFTD---15 | Tier-1 | 15
55-484F | 1--1 | Tier-1 | -1 | CB 209 | Non-HFTD---15 | Tier-1 | 15
550-665R | 2--2 | Tier-1 | -2 | CB 229 | Non-HFTD---15 | Tier-1 | 15
551-19 | 3--2 | Tier-1 | -2 | CB 404 | Non-HFTD---15 | Tier-1 | 15
553-27R | 4--4 | Tier-1 | -4 | CB 486 | Non-HFTD---15 | Tier-1 | 15
555-21F | 1--3 | Tier-1 | -3 | CB 488 | Non-HFTD---15 | Tier-1 | 15
555-24F | 2--2 | Tier-1 | -2 | CB 513 | Non-HFTD---15 | Tier-1 | 15
555-2F | 1--2 | Tier-1 | -2 | CB 554 | Non-HFTD---15 | Tier-1 | 15
558-301R | 2--5 | Tier-1 | -5 | CB 572 | Non-HFTD---15 | Tier-1 | 15
56-669F | 2--4 | Tier-1 | -4 | CB 741 | Non-HFTD---15 | Tier-1 | 15
56-670F | 3--3 | Tier-1 | -3 | CB 854 | Non-HFTD---15 | Tier-1 | 15
560-46F | 1--4 | Tier-1 | -4 | CB 967 | Non-HFTD---15 | Tier-1 | 15
57-1291F | 3--3 | Tier-1 | -3 | CB 968 | Non-HFTD---15 | Tier-1 | 15
57-1292F | 2--2 | Tier-1 | -2 | CB 969 | Non-HFTD---15 | Tier-1 | 15
57-1295F | 3--1 | Tier-1 | -1 | CB AZ1 | Non-HFTD---15 | Tier-1 | 15
57-1296F | 3--3 | Tier-1 | -3 | CB RI1 | Non-HFTD---15 | Tier-1 | 15
57-463AE | 3--3 | Tier-1 | -3 | 287-1116F | Non-HFTD---15 | Tier-1 | 15
57-736 | 3--4 | Tier-1 | -4 | 368-1056F | Non-HFTD---15 | Tier-1 | 15
570-489F | 1--1 | Tier-1 | -1 | 1001-1821F | Non-HFTD---16 | Tier-1 | 16
570-490F | 2--2 | Tier-1 | -2 | 1049-7F | Non-HFTD---16 | Tier-1 | 16
570-491F | 1--1 | Tier-1 | -1 | 1161-61 | Non-HFTD---16 | Tier-1 | 16
571-33 | 3--2 | Tier-1 | -2 | 137-34AE | Non-HFTD---16 | Tier-1 | 16
571-49F | 2--2 | Tier-1 | -2 | 155-40 | Non-HFTD---16 | Tier-1 | 16
572-493F | 1--1 | Tier-1 | -1 | 159-38F | Non-HFTD---16 | Tier-1 | 16
576-201F | 5--4 | Tier-2 | -4 | 166-984F | Non-HFTD---16 | Tier-1 | 16
578-227AE | 4--4 | Tier-1 | -4 | 170-463F | Non-HFTD---16 | Tier-1 | 16
578-242F | 3--4 | Tier-1 | -4 | 170-464F | Non-HFTD---16 | Tier-1 | 16
579-32AE | 3--2 | Tier-1 | -2 | 171-566 | Non-HFTD---16 | Tier-1 | 16
579-350F | 3--4 | Tier-1 | -4 | 181-54F | Non-HFTD---16 | Tier-1 | 16
58-110F | 4--3 | Tier-1 | -3 | 257-29AE | Non-HFTD---16 | Tier-1 | 16
58-522 | 2--3 | Tier-1 | -3 | 277-458F | Non-HFTD---16 | Tier-1 | 16
58-729F | 3--1 | Tier-1 | -1 | 320-1414 | Non-HFTD---16 | Tier-1 | 16
58-753F | 2--2 | Tier-1 | -2 | 342-514F | Non-HFTD---16 | Tier-1 | 16
58-754F | 3--4 | Tier-1 | -4 | 342-521AE | Non-HFTD---16 | Tier-1 | 16
58-756F | 2--2 | Tier-1 | -2 | 397-550F | Non-HFTD---16 | Tier-1 | 16
580-690AE | 1--3 | Tier-1 | -3 | 404-6AE | Non-HFTD---16 | Tier-1 | 16
581-49 | 2--3 | Tier-1 | -3 | 430-42F | Non-HFTD---16 | Tier-1 | 16
583-318F | 2--5 | Tier-1 | -5 | 430-639 | Non-HFTD---16 | Tier-1 | 16
586-3 | 3--5 | Tier-1 | -5 | 44-1101F | Non-HFTD---16 | Tier-1 | 16
59-1189F | 2--2 | Tier-1 | -2 | 453-32R | Non-HFTD---16 | Tier-1 | 16
59-1190F | 2--3 | Tier-1 | -3 | 458-43F | Non-HFTD---16 | Tier-1 | 16
59-1196 | 2--1 | Tier-1 | -1 | 480-1163R | Non-HFTD---16 | Tier-1 | 16
59-24R | 2--4 | Tier-1 | -4 | 481-30 | Non-HFTD---16 | Tier-1 | 16
59-464AE | 3--2 | Tier-1 | -2 | 51-861R | Non-HFTD---16 | Tier-1 | 16
59-465 | 4--3 | Tier-1 | -3 | 534-1079F | Non-HFTD---16 | Tier-1 | 16
59-467 | 2--3 | Tier-1 | -3 | 535-1118 | Non-HFTD---16 | Tier-1 | 16
59-803F | 2--2 | Tier-1 | -2 | 535-1119 | Non-HFTD---16 | Tier-1 | 16
59-814F | 2--3 | Tier-1 | -3 | 59-1196 | Non-HFTD---16 | Tier-1 | 16
59-816F | 2--3 | Tier-1 | -3 | 60-576F | Non-HFTD---16 | Tier-1 | 16
591-1116F | 4--1 | Tier-2 | -1 | 719-21AE | Non-HFTD---16 | Tier-1 | 16
591-1594R | 4--4 | Tier-2 | -4 | 719-33 | Non-HFTD---16 | Tier-1 | 16
591-39AE | 4--4 | Tier-1 | -4 | 740-856F | Non-HFTD---16 | Tier-1 | 16
594-1379F | 1--5 | Tier-2 | -5 | 775-185 | Non-HFTD---16 | Tier-1 | 16
595-1454F | 3--4 | Tier-2 | -4 | CB 128 | Non-HFTD---16 | Tier-1 | 16
595-500 | 3--4 | Tier-1 | -4 | CB 129 | Non-HFTD---16 | Tier-1 | 16
597-595 | 5--5 | Tier-2 | -5 | CB 151 | Non-HFTD---16 | Tier-1 | 16
599-19R | 5--5 | Tier-2 | -5 | CB 158 | Non-HFTD---16 | Tier-1 | 16
60-574 | 2--2 | Tier-1 | -2 | CB 481 | Non-HFTD---16 | Tier-1 | 16
60-576F | 2--1 | Tier-1 | -1 | CB 50 | Non-HFTD---16 | Tier-1 | 16
60-603F | 4--4 | Tier-1 | -4 | CB AM1 | Non-HFTD---16 | Tier-1 | 16
61-13F | 3--3 | Tier-1 | -3 | CB ELE1 | Non-HFTD---16 | Tier-1 | 16
61-21F | 3--4 | Tier-1 | -4 | CB EV1 | Non-HFTD---16 | Tier-1 | 16
61-23F | 2--3 | Tier-1 | -3 | CB GH1 | Non-HFTD---16 | Tier-1 | 16
62-22AE | 4--3 | Tier-1 | -3 | CB GH2 | Non-HFTD---16 | Tier-1 | 16
63-35AE | 3--4 | Tier-1 | -4 | CB IB1 | Non-HFTD---16 | Tier-1 | 16
63-797R | 3--5 | Tier-1 | -5 | CB IB2 | Non-HFTD---16 | Tier-1 | 16
64-13F | 2--2 | Tier-1 | -2 | CB LJ4 | Non-HFTD---16 | Tier-1 | 16
64-14F | 4--3 | Tier-1 | -3 | CB LM3 | Non-HFTD---16 | Tier-1 | 16
64-15F | 2--2 | Tier-1 | -2 | CB MT3 | Non-HFTD---16 | Tier-1 | 16
65-1086 | 2--4 | Tier-1 | -4 | CB NO3 | Non-HFTD---16 | Tier-1 | 16
65-38AE | 2--4 | Tier-1 | -4 | CB NTL1 | Non-HFTD---16 | Tier-1 | 16
66-1213R | 4--5 | Tier-1 | -5 | CB OS4 | Non-HFTD---16 | Tier-1 | 16
67-24R | 5--4 | Tier-3 | -4 | CB RD1 | Non-HFTD---16 | Tier-1 | 16
67-34R | 5--5 | Tier-3 | -5 | CB SR4 | Non-HFTD---16 | Tier-1 | 16
67-37R | 5--3 | Tier-3 | -3 | CB SW4 | Non-HFTD---16 | Tier-1 | 16
67-45R | 5--4 | Tier-3 | -4 | NO1-289F | Non-HFTD---16 | Tier-1 | 16
68-1356AE | 2--4 | Tier-2 | -4 | RD4-48F | Non-HFTD---16 | Tier-1 | 16
68-1358 | 2--1 | Tier-2 | -1 | RD4-49F | Non-HFTD---16 | Tier-1 | 16
68-18 | 2--2 | Tier-1 | -2 | 146-564AE | Non-HFTD---16 | Tier-1 | 16
68-27 | 3--3 | Tier-1 | -3 | 282-47F | Non-HFTD---16 | Tier-1 | 16
68-42 | 3--5 | Tier-1 | -5 | 196-915AE | Non-HFTD---16 | Tier-1 | 16
68-43AE | 2--2 | Tier-1 | -2 | 1161-35 | Non-HFTD---16 | Tier-1 | 16
68-775 | 2--4 | Tier-1 | -4 | 476-4 | Non-HFTD---16 | Tier-1 | 16
69-45F | 2--4 | Tier-1 | -4 | 58-728F | Non-HFTD---16 | Tier-1 | 16
700-255 | 2--2 | Tier-1 | -2 | 306-960 | Non-HFTD---16 | Tier-1 | 16
700-259F | 2--1 | Tier-1 | -1 | 100-1122R | Non-HFTD---17 | Tier-1 | 17
701-48AE | 3--4 | Tier-1 | -4 | 1094-8AE | Non-HFTD---17 | Tier-1 | 17
701-738 | 2--1 | Tier-1 | -1 | 1161-74 | Non-HFTD---17 | Tier-1 | 17
702-25 | 2--4 | Tier-1 | -4 | 122-196 | Non-HFTD---17 | Tier-1 | 17
702-27R | 4--3 | Tier-1 | -3 | 123-437 | Non-HFTD---17 | Tier-1 | 17
702-30 | 4--3 | Tier-1 | -3 | 124-258R | Non-HFTD---17 | Tier-1 | 17
702-448F | 1--3 | Tier-1 | -3 | 130-14F | Non-HFTD---17 | Tier-1 | 17
703-279R | 4--4 | Tier-1 | -4 | 138-360F | Non-HFTD---17 | Tier-1 | 17
712-26 | 1--2 | Tier-1 | -2 | 1406-436 | Non-HFTD---17 | Tier-1 | 17
712-311F | 1--2 | Tier-1 | -2 | 1434-11 | Non-HFTD---17 | Tier-1 | 17
713-169 | 1--1 | Tier-1 | -1 | 1439-29 | Non-HFTD---17 | Tier-1 | 17
714-549F | 2--4 | Tier-1 | -4 | 161-989F | Non-HFTD---17 | Tier-1 | 17
718-483R | 2--2 | Tier-1 | -2 | 167-32F | Non-HFTD---17 | Tier-1 | 17
719-20AE | 1--1 | Tier-1 | -1 | 180-1156 | Non-HFTD---17 | Tier-1 | 17
719-21AE | 2--1 | Tier-1 | -1 | 189-783F | Non-HFTD---17 | Tier-1 | 17
719-28 | 1--3 | Tier-1 | -3 | 190-1125F | Non-HFTD---17 | Tier-1 | 17
719-33 | 2--1 | Tier-1 | -1 | 206-961F | Non-HFTD---17 | Tier-1 | 17
719-856F | 1--1 | Tier-1 | -1 | 310-718F | Non-HFTD---17 | Tier-1 | 17
719-857F | 1--1 | Tier-1 | -1 | 323-1134F | Non-HFTD---17 | Tier-1 | 17
72-12F | 1--1 | Tier-1 | -1 | 326-26 | Non-HFTD---17 | Tier-1 | 17
72-16 | 2--1 | Tier-1 | -1 | 334-45F | Non-HFTD---17 | Tier-1 | 17
723-377 | 1--1 | Tier-1 | -1 | 403-15F | Non-HFTD---17 | Tier-1 | 17
723-792F | 1--1 | Tier-1 | -1 | 416-35F | Non-HFTD---17 | Tier-1 | 17
723-793F | 1--1 | Tier-1 | -1 | 416-37F | Non-HFTD---17 | Tier-1 | 17
728-1570F | 1--5 | Tier-2 | -5 | 44-40AE | Non-HFTD---17 | Tier-1 | 17
73-1130R | 5--5 | Tier-3 | -5 | 450-113F | Non-HFTD---17 | Tier-1 | 17
73-1163 | 5--5 | Tier-3 | -5 | 451-38F | Non-HFTD---17 | Tier-1 | 17
73-1164 | 5--4 | Tier-3 | -4 | 454-47R | Non-HFTD---17 | Tier-1 | 17
73-1165 | 5--1 | Tier-3 | -1 | 458-44F | Non-HFTD---17 | Tier-1 | 17
73-1218 | 5--1 | Tier-3 | -1 | 461-644R | Non-HFTD---17 | Tier-1 | 17
73-23R | 5--5 | Tier-3 | -5 | 515-49R | Non-HFTD---17 | Tier-1 | 17
73-678R | 5--5 | Tier-3 | -5 | 518-39 | Non-HFTD---17 | Tier-1 | 17
73-683R | 5--5 | Tier-3 | -5 | 52-17F | Non-HFTD---17 | Tier-1 | 17
730-1079 | 4--2 | Tier-1 | -2 | 532-1293F | Non-HFTD---17 | Tier-1 | 17
730-835 | 3--3 | Tier-1 | -3 | 532-762 | Non-HFTD---17 | Tier-1 | 17
730-971R | 3--2 | Tier-1 | -2 | 548-14F | Non-HFTD---17 | Tier-1 | 17
731-1245F | 1--2 | Tier-1 | -2 | 548-18F | Non-HFTD---17 | Tier-1 | 17
731-1247F | 3--2 | Tier-1 | -2 | 549-36F | Non-HFTD---17 | Tier-1 | 17
731-49F | 4--3 | Tier-1 | -3 | 55-479F | Non-HFTD---17 | Tier-1 | 17
732-15R | 3--5 | Tier-1 | -5 | 555-2F | Non-HFTD---17 | Tier-1 | 17
733-20AE | 3--2 | Tier-1 | -2 | 731-1245F | Non-HFTD---17 | Tier-1 | 17
733-23R | 4--1 | Tier-1 | -1 | 741-17 | Non-HFTD---17 | Tier-1 | 17
74-24R | 3--2 | Tier-1 | -2 | 777-263F | Non-HFTD---17 | Tier-1 | 17
74-35R | 2--4 | Tier-1 | -4 | 957-493 | Non-HFTD---17 | Tier-1 | 17
740-856F | 2--1 | Tier-1 | -1 | CB 1139 | Non-HFTD---17 | Tier-1 | 17
740-857F | 1--1 | Tier-1 | -1 | CB 1152 | Non-HFTD---17 | Tier-1 | 17
741-17 | 1--2 | Tier-1 | -2 | CB 138 | Non-HFTD---17 | Tier-1 | 17
75-2257F | 1--5 | Tier-3 | -5 | CB 1406 | Non-HFTD---17 | Tier-1 | 17
75-2258F | 2--2 | Tier-3 | -2 | CB 1446 | Non-HFTD---17 | Tier-1 | 17
75-2259F | 3--5 | Tier-3 | -5 | CB 254 | Non-HFTD---17 | Tier-1 | 17
75-32R | 3--5 | Tier-3 | -5 | CB 411 | Non-HFTD---17 | Tier-1 | 17
75-41 | 3--5 | Tier-3 | -5 | CB 490 | Non-HFTD---17 | Tier-1 | 17
75-996R | 4--5 | Tier-2 | -5 | CB 493 | Non-HFTD---17 | Tier-1 | 17
759-13AE | 4--2 | Tier-1 | -2 | CB 551 | Non-HFTD---17 | Tier-1 | 17
76-266F | 1--1 | Tier-1 | -1 | CB 582 | Non-HFTD---17 | Tier-1 | 17
76-272 | 1--2 | Tier-1 | -2 | CB 595 | Non-HFTD---17 | Tier-1 | 17
76-49F | 1--2 | Tier-1 | -2 | CB 712 | Non-HFTD---17 | Tier-1 | 17
765-53 | 1--4 | Tier-1 | -4 | CB 716 | Non-HFTD---17 | Tier-1 | 17
768-20AE | 1--5 | Tier-1 | -5 | CB 738 | Non-HFTD---17 | Tier-1 | 17
77-28R | 1--2 | Tier-1 | -2 | CB 76 | Non-HFTD---17 | Tier-1 | 17
770-250R | 1--3 | Tier-1 | -3 | CB 772 | Non-HFTD---17 | Tier-1 | 17
770-259R | 2--3 | Tier-2 | -3 | CB 775 | Non-HFTD---17 | Tier-1 | 17
771-274AE | 1--2 | Tier-1 | -2 | CB 86 | Non-HFTD---17 | Tier-1 | 17
773-271F | 1--2 | Tier-1 | -2 | CB 966 | Non-HFTD---17 | Tier-1 | 17
775-185 | 2--1 | Tier-1 | -1 | CB BT1 | Non-HFTD---17 | Tier-1 | 17
775-187AE | 1--1 | Tier-1 | -1 | CB CCB1 | Non-HFTD---17 | Tier-1 | 17
777-10 | 1--2 | Tier-1 | -2 | CB DM1 | Non-HFTD---17 | Tier-1 | 17
777-101 | 1--2 | Tier-1 | -2 | CB SW1 | Non-HFTD---17 | Tier-1 | 17
777-263F | 1--2 | Tier-1 | -2 | 1073-3F | Non-HFTD---18 | Tier-1 | 18
777-268F | 1--3 | Tier-1 | -3 | 1161-54 | Non-HFTD---18 | Tier-1 | 18
779-25AE | 1--3 | Tier-1 | -3 | 141-195F | Non-HFTD---18 | Tier-1 | 18
78-26R | 5--5 | Tier-3 | -5 | 143-179F | Non-HFTD---18 | Tier-1 | 18
78-35R | 2--5 | Tier-3 | -5 | 1435-49F | Non-HFTD---18 | Tier-1 | 18
78-782R | 5--5 | Tier-3 | -5 | 1480-26F | Non-HFTD---18 | Tier-1 | 18
780-468R | 3--4 | Tier-1 | -4 | 1483-39 | Non-HFTD---18 | Tier-1 | 18
781-1356R | 3--3 | Tier-1 | -3 | 151-1044F | Non-HFTD---18 | Tier-1 | 18
781-1359 | 3--3 | Tier-1 | -3 | 156-529AE | Non-HFTD---18 | Tier-1 | 18
781-43AE | 2--1 | Tier-1 | -1 | 185-52F | Non-HFTD---18 | Tier-1 | 18
781-44 | 4--4 | Tier-1 | -4 | 255-1080R | Non-HFTD---18 | Tier-1 | 18
783-1451F | 2--4 | Tier-1 | -4 | 256-39AE | Non-HFTD---18 | Tier-1 | 18
783-1452F | 2--3 | Tier-1 | -3 | 303-188 | Non-HFTD---18 | Tier-1 | 18
783-847F | 2--4 | Tier-1 | -4 | 313-549AE | Non-HFTD---18 | Tier-1 | 18
783-848F | 2--4 | Tier-1 | -4 | 321-646 | Non-HFTD---18 | Tier-1 | 18
783-849F | 2--3 | Tier-1 | -3 | 321-741 | Non-HFTD---18 | Tier-1 | 18
783-854F | 2--4 | Tier-1 | -4 | 322-822F | Non-HFTD---18 | Tier-1 | 18
788-34R | 5--5 | Tier-2 | -5 | 334-44F | Non-HFTD---18 | Tier-1 | 18
789-15 | 1--5 | Tier-1 | -5 | 361-684F | Non-HFTD---18 | Tier-1 | 18
789-4R | 4--5 | Tier-2 | -5 | 374-708R | Non-HFTD---18 | Tier-1 | 18
79-1215F | 5--3 | Tier-3 | -3 | 418-1260 | Non-HFTD---18 | Tier-1 | 18
79-658R | 5--5 | Tier-3 | -5 | 431-478 | Non-HFTD---18 | Tier-1 | 18
79-660R | 5--3 | Tier-3 | -3 | 431-48AE | Non-HFTD---18 | Tier-1 | 18
79-668R | 5--3 | Tier-3 | -3 | 44-41 | Non-HFTD---18 | Tier-1 | 18
79-676R | 5--5 | Tier-3 | -5 | 482-381F | Non-HFTD---18 | Tier-1 | 18
79-679R | 5--5 | Tier-3 | -5 | 516-5F | Non-HFTD---18 | Tier-1 | 18
79-685R | 5--4 | Tier-3 | -4 | 53-49 | Non-HFTD---18 | Tier-1 | 18
79-714R | 5--4 | Tier-3 | -4 | 700-259F | Non-HFTD---18 | Tier-1 | 18
79-782R | 5--1 | Tier-3 | -1 | 701-738 | Non-HFTD---18 | Tier-1 | 18
79-785 | 5--5 | Tier-3 | -5 | 781-43AE | Non-HFTD---18 | Tier-1 | 18
79-799R | 5--3 | Tier-3 | -3 | 83-622F | Non-HFTD---18 | Tier-1 | 18
79-808R | 5--5 | Tier-3 | -5 | 86-1055F | Non-HFTD---18 | Tier-1 | 18
791-419F | 5--5 | Tier-2 | -5 | 940-391 | Non-HFTD---18 | Tier-1 | 18
791-424F | 4--2 | Tier-2 | -2 | CB 137 | Non-HFTD---18 | Tier-1 | 18
791-425F | 4--1 | Tier-2 | -1 | CB 371 | Non-HFTD---18 | Tier-1 | 18
792-1172F | 3--1 | Tier-1 | -1 | CB 372 | Non-HFTD---18 | Tier-1 | 18
792-1173F | 3--2 | Tier-1 | -2 | CB 378 | Non-HFTD---18 | Tier-1 | 18
792-46 | 4--3 | Tier-1 | -3 | CB 48 | Non-HFTD---18 | Tier-1 | 18
792-47R | 4--4 | Tier-1 | -4 | CB 53 | Non-HFTD---18 | Tier-1 | 18
793-27AE | 3--3 | Tier-1 | -3 | CB 718 | Non-HFTD---18 | Tier-1 | 18
793-46F | 3--2 | Tier-1 | -2 | CB BH1 | Non-HFTD---18 | Tier-1 | 18
794-1002 | 3--4 | Tier-1 | -4 | CB BO1 | Non-HFTD---18 | Tier-1 | 18
794-15 | 4--3 | Tier-1 | -3 | CB CD3 | Non-HFTD---18 | Tier-1 | 18
795-725AE | 3--4 | Tier-2 | -4 | CB FL1 | Non-HFTD---18 | Tier-1 | 18
795-816R | 4--4 | Tier-2 | -4 | CB HV1 | Non-HFTD---18 | Tier-1 | 18
795-817AE | 3--3 | Tier-2 | -3 | CB JE1 | Non-HFTD---18 | Tier-1 | 18
795-821F | 3--3 | Tier-1 | -3 | CB KR1 | Non-HFTD---18 | Tier-1 | 18
796-45 | 2--4 | Tier-1 | -4 | CB LPS1 | Non-HFTD---18 | Tier-1 | 18
797-32F | 3--4 | Tier-1 | -4 | CB NC3 | Non-HFTD---18 | Tier-1 | 18
797-40F | 3--1 | Tier-1 | -1 | CB OH1 | Non-HFTD---18 | Tier-1 | 18
799-504R | 1--5 | Tier-2 | -5 | CB OS5 | Non-HFTD---18 | Tier-1 | 18
80-564 | 3--2 | Tier-1 | -2 | CB PH1 | Non-HFTD---18 | Tier-1 | 18
80-568F | 3--1 | Tier-1 | -1 | CB RE1 | Non-HFTD---18 | Tier-1 | 18
80-575R | 1--2 | Tier-1 | -2 | CB RS1 | Non-HFTD---18 | Tier-1 | 18
81-177AE | 1--1 | Tier-1 | -1 | CB RV2 | Non-HFTD---18 | Tier-1 | 18
81-193AE | 1--1 | Tier-1 | -1 | CB VO1 | Non-HFTD---18 | Tier-1 | 18
83-622F | 2--1 | Tier-1 | -1 | CB WT1 | Non-HFTD---18 | Tier-1 | 18
834-887AE | 2--4 | Tier-2 | -4 | NO1-287F | Non-HFTD---18 | Tier-1 | 18
835-10F | 1--4 | Tier-2 | -4 | NO1-288F | Non-HFTD---18 | Tier-1 | 18
835-11F | 1--5 | Tier-2 | -5 | CB DEA1 | Non-HFTD---18 | Tier-1 | 18
835-35F | 1--5 | Tier-2 | -5 | 242-1412 | Non-HFTD---18 | Tier-1 | 18
840-308F | 4--4 | Tier-2 | -4 | 1161-34 | Non-HFTD---18 | Tier-1 | 18
840-374 | 4--3 | Tier-2 | -3 | 1140-7F | Non-HFTD---18 | Tier-1 | 18
85-498F | 1--3 | Tier-1 | -3 | 540-27AE | Non-HFTD---18 | Tier-1 | 18
85-500F | 2--2 | Tier-1 | -2 | 540-28AE | Non-HFTD---18 | Tier-1 | 18
854-607F | 1--5 | Tier-1 | -5 | 595-1442F | Non-HFTD---18 | Tier-1 | 18
855-45 | 1--1 | Tier-1 | -1 | 368-402F | Non-HFTD---18 | Tier-1 | 18
855-46AE | 1--5 | Tier-2 | -5 | 401-692R | Non-HFTD---18 | Tier-1 | 18
856-1141R | 2--3 | Tier-1 | -3 | 123-557 | Non-HFTD---19 | Tier-1 | 19
857-60 | 1--4 | Tier-1 | -4 | 138-366 | Non-HFTD---19 | Tier-1 | 19
858-14 | 2--5 | Tier-2 | -5 | 139-243AE | Non-HFTD---19 | Tier-1 | 19
859-1064 | 2--3 | Tier-1 | -3 | 1438-331F | Non-HFTD---19 | Tier-1 | 19
859-13F | 4--5 | Tier-1 | -5 | 166-463F | Non-HFTD---19 | Tier-1 | 19
859-42R | 4--5 | Tier-2 | -5 | 188-12F | Non-HFTD---19 | Tier-1 | 19
86-1055F | 1--1 | Tier-1 | -1 | 213-262F | Non-HFTD---19 | Tier-1 | 19
86-1058F | 1--1 | Tier-1 | -1 | 250-288F | Non-HFTD---19 | Tier-1 | 19
86-552F | 4--3 | Tier-1 | -3 | 250-47 | Non-HFTD---19 | Tier-1 | 19
87-41AE | 1--1 | Tier-1 | -1 | 295-1201F | Non-HFTD---19 | Tier-1 | 19
88-27F | 1--3 | Tier-1 | -3 | 298-384 | Non-HFTD---19 | Tier-1 | 19
90-24 | 2--3 | Tier-1 | -3 | 310-1194F | Non-HFTD---19 | Tier-1 | 19
90-32 | 3--3 | Tier-1 | -3 | 322-32R | Non-HFTD---19 | Tier-1 | 19
90-44AE | 3--4 | Tier-1 | -4 | 330-44R | Non-HFTD---19 | Tier-1 | 19
90-49 | 2--3 | Tier-1 | -3 | 376-527AE | Non-HFTD---19 | Tier-1 | 19
90-50F | 2--3 | Tier-1 | -3 | 381-450F | Non-HFTD---19 | Tier-1 | 19
900-1118F | 1--3 | Tier-1 | -3 | 381-49 | Non-HFTD---19 | Tier-1 | 19
900-1119F | 1--4 | Tier-1 | -4 | 403-11F | Non-HFTD---19 | Tier-1 | 19
900-1163F | 1--1 | Tier-1 | -1 | 416-29AE | Non-HFTD---19 | Tier-1 | 19
900-1166F | 1--4 | Tier-1 | -4 | 417-41 | Non-HFTD---19 | Tier-1 | 19
901-1124 | 2--5 | Tier-1 | -5 | 43-443 | Non-HFTD---19 | Tier-1 | 19
902-364F | 1--4 | Tier-1 | -4 | 458-41F | Non-HFTD---19 | Tier-1 | 19
902-48 | 2--2 | Tier-1 | -2 | 462-1035F | Non-HFTD---19 | Tier-1 | 19
907-1475 | 3--1 | Tier-3 | -1 | 490-36 | Non-HFTD---19 | Tier-1 | 19
907-1562AE | 4--5 | Tier-3 | -5 | 506-160AE | Non-HFTD---19 | Tier-1 | 19
907-1602 | 3--4 | Tier-3 | -4 | 508-1027F | Non-HFTD---19 | Tier-1 | 19
907-1604 | 3--2 | Tier-3 | -2 | 516-7F | Non-HFTD---19 | Tier-1 | 19
907-1702R | 4--5 | Tier-3 | -5 | 518-41 | Non-HFTD---19 | Tier-1 | 19
907-1716R | 4--5 | Tier-3 | -5 | 518-42AE | Non-HFTD---19 | Tier-1 | 19
907-2820R | 4--5 | Tier-3 | -5 | 52-16F | Non-HFTD---19 | Tier-1 | 19
908-1172R | 5--5 | Tier-2 | -5 | 555-21F | Non-HFTD---19 | Tier-1 | 19
908-1236 | 5--5 | Tier-2 | -5 | 580-690AE | Non-HFTD---19 | Tier-1 | 19
908-1269 | 5--1 | Tier-2 | -1 | 702-448F | Non-HFTD---19 | Tier-1 | 19
908-1368R | 5--5 | Tier-2 | -5 | 712-26 | Non-HFTD---19 | Tier-1 | 19
908-1370R | 5--4 | Tier-2 | -4 | 713-169 | Non-HFTD---19 | Tier-1 | 19
908-1372R | 5--5 | Tier-2 | -5 | 719-28 | Non-HFTD---19 | Tier-1 | 19
908-2038R | 5--5 | Tier-2 | -5 | 72-12F | Non-HFTD---19 | Tier-1 | 19
908-2040 | 5--5 | Tier-2 | -5 | 723-377 | Non-HFTD---19 | Tier-1 | 19
908-2055F | 5--5 | Tier-3 | -5 | 723-792F | Non-HFTD---19 | Tier-1 | 19
908-2062F | 5--2 | Tier-2 | -2 | 740-857F | Non-HFTD---19 | Tier-1 | 19
908-30 | 5--4 | Tier-2 | -4 | 76-266F | Non-HFTD---19 | Tier-1 | 19
909-451 | 5--5 | Tier-3 | -5 | 771-274AE | Non-HFTD---19 | Tier-1 | 19
909-453R | 2--5 | Tier-2 | -5 | 777-10 | Non-HFTD---19 | Tier-1 | 19
909-458R | 5--1 | Tier-2 | -1 | 777-268F | Non-HFTD---19 | Tier-1 | 19
909-805R | 5--5 | Tier-2 | -5 | 81-177AE | Non-HFTD---19 | Tier-1 | 19
909-812 | 1--5 | Tier-2 | -5 | 81-193AE | Non-HFTD---19 | Tier-1 | 19
91-7F | 4--5 | Tier-2 | -5 | 86-1058F | Non-HFTD---19 | Tier-1 | 19
916-381 | 4--4 | Tier-2 | -4 | 900-1163F | Non-HFTD---19 | Tier-1 | 19
92-619F | 3--4 | Tier-2 | -4 | 95-1352F | Non-HFTD---19 | Tier-1 | 19
920-1342R | 4--5 | Tier-3 | -5 | 95-1353F | Non-HFTD---19 | Tier-1 | 19
920-735AE | 4--5 | Tier-2 | -5 | CB 1153 | Non-HFTD---19 | Tier-1 | 19
920-823 | 4--4 | Tier-2 | -4 | CB 1219 | Non-HFTD---19 | Tier-1 | 19
921-800F | 4--5 | Tier-2 | -5 | CB 1482 | Non-HFTD---19 | Tier-1 | 19
922-1143F | 2--3 | Tier-1 | -3 | CB 169 | Non-HFTD---19 | Tier-1 | 19
928-19 | 4--4 | Tier-2 | -4 | CB 258 | Non-HFTD---19 | Tier-1 | 19
928-20 | 4--2 | Tier-2 | -2 | CB 34 | Non-HFTD---19 | Tier-1 | 19
93-10R | 4--4 | Tier-1 | -4 | CB 373 | Non-HFTD---19 | Tier-1 | 19
93-559R | 3--4 | Tier-1 | -4 | CB 39 | Non-HFTD---19 | Tier-1 | 19
933-472F | 2--5 | Tier-1 | -5 | CB 426 | Non-HFTD---19 | Tier-1 | 19
936-188 | 2--4 | Tier-1 | -4 | CB 430 | Non-HFTD---19 | Tier-1 | 19
94-16F | 2--2 | Tier-1 | -2 | CB 487 | Non-HFTD---19 | Tier-1 | 19
94-24F | 3--3 | Tier-2 | -3 | CB 52 | Non-HFTD---19 | Tier-1 | 19
94-41 | 4--4 | Tier-1 | -4 | CB 900 | Non-HFTD---19 | Tier-1 | 19
940-391 | 1--1 | Tier-1 | -1 | CB BS1 | Non-HFTD---19 | Tier-1 | 19
941-33F | 3--2 | Tier-1 | -2 | CB SK1 | Non-HFTD---19 | Tier-1 | 19
946-25F | 1--1 | Tier-1 | -1 | CB SLD1 | Non-HFTD---19 | Tier-1 | 19
948-5R | 1--2 | Tier-2 | -2 | CB TY1 | Non-HFTD---19 | Tier-1 | 19
949-22R | 3--2 | Tier-1 | -2 | 1085-412F | Non-HFTD---20 | Tier-1 | 20
95-1352F | 1--2 | Tier-1 | -2 | 1173-69 | Non-HFTD---20 | Tier-1 | 20
95-1353F | 1--2 | Tier-1 | -2 | 1438-333F | Non-HFTD---20 | Tier-1 | 20
95-29R | 4--3 | Tier-1 | -3 | 1481-5AE | Non-HFTD---20 | Tier-1 | 20
95-34 | 2--3 | Tier-1 | -3 | 1483-40 | Non-HFTD---20 | Tier-1 | 20
95-35F | 2--2 | Tier-1 | -2 | 149-154R | Non-HFTD---20 | Tier-1 | 20
95-36F | 3--2 | Tier-1 | -2 | 151-97 | Non-HFTD---20 | Tier-1 | 20
95-37F | 2--1 | Tier-1 | -1 | 154-13 | Non-HFTD---20 | Tier-1 | 20
957-493 | 1--2 | Tier-1 | -2 | 154-897F | Non-HFTD---20 | Tier-1 | 20
96-1041F | 2--2 | Tier-1 | -2 | 159-1010F | Non-HFTD---20 | Tier-1 | 20
96-14 | 2--1 | Tier-1 | -1 | 166-465F | Non-HFTD---20 | Tier-1 | 20
96-47R | 4--4 | Tier-2 | -4 | 169-35F | Non-HFTD---20 | Tier-1 | 20
963-35 | 2--3 | Tier-1 | -3 | 171-667F | Non-HFTD---20 | Tier-1 | 20
968-476F | 3--3 | Tier-2 | -3 | 287-28 | Non-HFTD---20 | Tier-1 | 20
970-1341R | 5--5 | Tier-3 | -5 | 287-30 | Non-HFTD---20 | Tier-1 | 20
970-18AE | 5--4 | Tier-3 | -4 | 299-1010AE | Non-HFTD---20 | Tier-1 | 20
970-4AE | 5--3 | Tier-3 | -3 | 329-13F | Non-HFTD---20 | Tier-1 | 20
971-1973R | 5--5 | Tier-3 | -5 | 362-48F | Non-HFTD---20 | Tier-1 | 20
971-2050R | 5--5 | Tier-3 | -5 | 402-819F | Non-HFTD---20 | Tier-1 | 20
971-29R | 5--5 | Tier-3 | -5 | 403-9F | Non-HFTD---20 | Tier-1 | 20
971-371R | 5--5 | Tier-3 | -5 | 43-475F | Non-HFTD---20 | Tier-1 | 20
971-381R | 1--5 | Tier-2 | -5 | 430-321AE | Non-HFTD---20 | Tier-1 | 20
971-383R | 5--5 | Tier-3 | -5 | 489-33 | Non-HFTD---20 | Tier-1 | 20
971-388R | 5--5 | Tier-3 | -5 | 496-21 | Non-HFTD---20 | Tier-1 | 20
972-1565F | 5--1 | Tier-2 | -1 | 548-12F | Non-HFTD---20 | Tier-1 | 20
972-1566F | 5--1 | Tier-2 | -1 | 55-484F | Non-HFTD---20 | Tier-1 | 20
972-1582R | 5--5 | Tier-3 | -5 | 570-489F | Non-HFTD---20 | Tier-1 | 20
972-1590F | 5--5 | Tier-3 | -5 | 570-491F | Non-HFTD---20 | Tier-1 | 20
972-1640 | 5--1 | Tier-2 | -1 | 572-493F | Non-HFTD---20 | Tier-1 | 20
972-1641 | 5--3 | Tier-2 | -3 | 58-729F | Non-HFTD---20 | Tier-1 | 20
972-1642 | 5--2 | Tier-2 | -2 | 719-20AE | Non-HFTD---20 | Tier-1 | 20
972-1644 | 5--3 | Tier-2 | -3 | 719-856F | Non-HFTD---20 | Tier-1 | 20
972-32R | 5--5 | Tier-2 | -5 | 719-857F | Non-HFTD---20 | Tier-1 | 20
972-942R | 5--5 | Tier-3 | -5 | 723-793F | Non-HFTD---20 | Tier-1 | 20
973-1226R | 5--5 | Tier-3 | -5 | 775-187AE | Non-HFTD---20 | Tier-1 | 20
973-1245R | 5--5 | Tier-3 | -5 | 855-45 | Non-HFTD---20 | Tier-1 | 20
973-530AE | 5--3 | Tier-3 | -3 | 87-41AE | Non-HFTD---20 | Tier-1 | 20
973-533AE | 5--2 | Tier-3 | -2 | 946-25F | Non-HFTD---20 | Tier-1 | 20
973-534AE | 5--2 | Tier-3 | -2 | 95-37F | Non-HFTD---20 | Tier-1 | 20
973-626R | 5--5 | Tier-3 | -5 | 96-14 | Non-HFTD---20 | Tier-1 | 20
974-16 | 5--1 | Tier-3 | -1 | CB 1174 | Non-HFTD---20 | Tier-1 | 20
974-18 | 5--1 | Tier-3 | -1 | CB 135 | Non-HFTD---20 | Tier-1 | 20
974-23R | 5--5 | Tier-3 | -5 | CB 375 | Non-HFTD---20 | Tier-1 | 20
974-715R | 5--5 | Tier-3 | -5 | CB 458 | Non-HFTD---20 | Tier-1 | 20
975-22R | 5--5 | Tier-3 | -5 | CB 496 | Non-HFTD---20 | Tier-1 | 20
975-7 | 5--3 | Tier-3 | -3 | CB 724 | Non-HFTD---20 | Tier-1 | 20
990-713 | 3--3 | Tier-2 | -3 | CB FRD1 | Non-HFTD---20 | Tier-1 | 20
991-1 | 4--5 | Tier-2 | -5 | CB NO1 | Non-HFTD---20 | Tier-1 | 20
991-1206R | 4--5 | Tier-2 | -5 | CB WY1 | Non-HFTD---20 | Tier-1 | 20
CB 100 | 2--1 | Tier-1 | -1 | CB WY3 | Non-HFTD---20 | Tier-1 | 20
CB 1007 | 1--5 | Tier-1 | -5 | 780-443F | Non-HFTD---20 | Tier-1 | 20
CB 1023 | 4--5 | Tier-2 | -5 | CB BP1 | Non-HFTD---20 | Tier-1 | 20
CB 103 | 4--4 | Tier-1 | -4 | 780-444F | Non-HFTD---20 | Tier-1 | 20
CB 1039 | 4--3 | Tier-1 | -3 | 147-801F | Non-HFTD---20 | Tier-1 | 20
CB 1049 | 3--1 | Tier-1 | -1 | 147-811F | Non-HFTD---20 | Tier-1 | 20
CB 107 | 2--2 | Tier-1 | -2 | 147-812F | Non-HFTD---20 | Tier-1 | 20
CB 1073 | 4--4 | Tier-1 | -4 | 147-818 | Non-HFTD---20 | Tier-1 | 20
CB 1076 | 2--3 | Tier-1 | -3 | 140-1155F | Non-HFTD---20 | Tier-1 | 20
CB 1077 | 3--2 | Tier-1 | -2 | 140-510 | Non-HFTD---20 | Tier-1 | 20
CB 1079 | 2--3 | Tier-1 | -3 | 144-443F | Non-HFTD---20 | Tier-1 | 20
CB 1081 | 4--4 | Tier-1 | -4 | 292-157F | Non-HFTD---20 | Tier-1 | 20
CB 1082 | 3--2 | Tier-1 | -2 | 282-1090F | Non-HFTD---20 | Tier-1 | 20
CB 1085 | 2--4 | Tier-1 | -4 | 545-44 | Non-HFTD---20 | Tier-1 | 20
CB 1090 | 3--5 | Tier-2 | -5 | 56-27AE | Non-HFTD---20 | Tier-1 | 20
CB 1094 | 1--5 | Tier-1 | -5 | 492-612F | Non-HFTD---20 | Tier-1 | 20
CB 1101 | 4--4 | Tier-2 | -4 | 700-224AE | Non-HFTD---20 | Tier-1 | 20
CB 1106 | 4--5 | Tier-2 | -5 | 595-1441F | Non-HFTD---20 | Tier-1 | 20
CB 1116 | 1--4 | Tier-1 | -4 | 58-740F | Non-HFTD---20 | Tier-1 | 20
CB 1138 | 5--4 | Tier-2 | -4 | 361-685F | Non-HFTD---20 | Tier-1 | 20
CB 1139 | 1--3 | Tier-1 | -3 | 215-1534R | Tier-2---1 | Tier-2 | -1
CB 114 | 2--3 | Tier-1 | -3 | 235-899R | Tier-2---1 | Tier-2 | -1
CB 1140 | 4--4 | Tier-1 | -4 | 237-17R | Tier-2---1 | Tier-2 | -1
CB 1152 | 1--2 | Tier-1 | -2 | 351-819R | Tier-2---1 | Tier-2 | -1
CB 1153 | 1--2 | Tier-1 | -2 | 354-1706R | Tier-2---1 | Tier-2 | -1
CB 116 | 4--4 | Tier-1 | -4 | 597-595 | Tier-2---1 | Tier-2 | -1
CB 1160 | 4--1 | Tier-2 | -1 | 599-19R | Tier-2---1 | Tier-2 | -1
CB 1161 | 4--1 | Tier-2 | -1 | 908-2038R | Tier-2---1 | Tier-2 | -1
CB 1162 | 4--2 | Tier-2 | -2 | 909-805R | Tier-2---1 | Tier-2 | -1
CB 1166 | 1--5 | Tier-3 | -5 | 972-32R | Tier-2---1 | Tier-2 | -1
CB 1173 | 1--2 | Tier-1 | -2 | CB 236 | Tier-2---1 | Tier-2 | -1
CB 1174 | 1--1 | Tier-1 | -1 | 1023-46AE | Tier-2---2 | Tier-2 | -2
CB 1180 | 1--4 | Tier-1 | -4 | 182-2240F | Tier-2---2 | Tier-2 | -2
CB 120 | 2--4 | Tier-1 | -4 | 215-1531R | Tier-2---2 | Tier-2 | -2
CB 1215 | 1--5 | Tier-3 | -5 | 350-2192R | Tier-2---2 | Tier-2 | -2
CB 1219 | 1--1 | Tier-1 | -1 | 357-750R | Tier-2---2 | Tier-2 | -2
CB 122 | 2--2 | Tier-1 | -2 | 445-1325F | Tier-2---2 | Tier-2 | -2
CB 123 | 1--3 | Tier-1 | -3 | 445-18R | Tier-2---2 | Tier-2 | -2
CB 1233 | 1--4 | Tier-3 | -4 | 908-1172R | Tier-2---2 | Tier-2 | -2
CB 1234 | 5--5 | Tier-3 | -5 | 908-1236 | Tier-2---2 | Tier-2 | -2
CB 1235 | 4--5 | Tier-2 | -5 | 908-1372R | Tier-2---2 | Tier-2 | -2
CB 124 | 1--2 | Tier-1 | -2 | CB 476 | Tier-2---2 | Tier-2 | -2
CB 1243 | 3--5 | Tier-2 | -5 | CB 788 | Tier-2---2 | Tier-2 | -2
CB 1245 | 1--5 | Tier-2 | -5 | CB RA1 | Tier-2---2 | Tier-2 | -2
CB 1250 | 4--5 | Tier-2 | -5 | 1039-13 | Tier-2---3 | Tier-2 | -3
CB 128 | 2--1 | Tier-1 | -1 | 1250-677R | Tier-2---3 | Tier-2 | -3
CB 1283 | 1--3 | Tier-1 | -3 | 350-41R | Tier-2---3 | Tier-2 | -3
CB 1286 | 1--2 | Tier-1 | -2 | 353-904R | Tier-2---3 | Tier-2 | -3
CB 129 | 2--1 | Tier-1 | -1 | 450-1851F | Tier-2---3 | Tier-2 | -3
CB 1297 | 2--2 | Tier-1 | -2 | 521-27R | Tier-2---3 | Tier-2 | -3
CB 1299 | 3--3 | Tier-2 | -3 | 521-700R | Tier-2---3 | Tier-2 | -3
CB 130 | 2--3 | Tier-1 | -3 | 789-4R | Tier-2---3 | Tier-2 | -3
CB 131 | 2--2 | Tier-1 | -2 | 859-42R | Tier-2---3 | Tier-2 | -3
CB 133 | 3--2 | Tier-1 | -2 | 909-453R | Tier-2---3 | Tier-2 | -3
CB 135 | 1--1 | Tier-1 | -1 | CB 351 | Tier-2---3 | Tier-2 | -3
CB 136 | 2--2 | Tier-1 | -2 | CB 355 | Tier-2---3 | Tier-2 | -3
CB 137 | 1--1 | Tier-1 | -1 | CB 971 | Tier-2---3 | Tier-2 | -3
CB 138 | 1--2 | Tier-1 | -2 | 1105-1479 | Tier-2---4 | Tier-2 | -4
CB 140 | 3--4 | Tier-1 | -4 | 1250-8R | Tier-2---4 | Tier-2 | -4
CB 1406 | 1--3 | Tier-1 | -3 | 206-1817 | Tier-2---4 | Tier-2 | -4
CB 141 | 2--2 | Tier-1 | -2 | 230-2060R | Tier-2---4 | Tier-2 | -4
CB 1418 | 3--3 | Tier-1 | -3 | 231-1635R | Tier-2---4 | Tier-2 | -4
CB 142 | 4--3 | Tier-1 | -3 | 233-123R | Tier-2---4 | Tier-2 | -4
CB 143 | 3--4 | Tier-1 | -4 | 234-48R | Tier-2---4 | Tier-2 | -4
CB 1434 | 2--2 | Tier-1 | -2 | 307-234R | Tier-2---4 | Tier-2 | -4
CB 1436 | 1--3 | Tier-1 | -3 | 353-901F | Tier-2---4 | Tier-2 | -4
CB 1438 | 4--2 | Tier-1 | -2 | 354-24AE | Tier-2---4 | Tier-2 | -4
CB 144 | 3--4 | Tier-1 | -4 | 356-16R | Tier-2---4 | Tier-2 | -4
CB 1446 | 1--2 | Tier-1 | -2 | 452-38AE | Tier-2---4 | Tier-2 | -4
CB 1448 | 1--3 | Tier-1 | -3 | 454-48F | Tier-2---4 | Tier-2 | -4
CB 145 | 2--4 | Tier-1 | -4 | 470-40AE | Tier-2---4 | Tier-2 | -4
CB 146 | 2--2 | Tier-1 | -2 | 471-36F | Tier-2---4 | Tier-2 | -4
CB 147 | 2--4 | Tier-1 | -4 | 991-1206R | Tier-2---4 | Tier-2 | -4
CB 1479 | 3--1 | Tier-1 | -1 | CB 1023 | Tier-2---4 | Tier-2 | -4
CB 1482 | 1--3 | Tier-1 | -3 | CB 1250 | Tier-2---4 | Tier-2 | -4
CB 149 | 1--4 | Tier-1 | -4 | CB 233 | Tier-2---4 | Tier-2 | -4
CB 151 | 2--1 | Tier-1 | -1 | CB 234 | Tier-2---4 | Tier-2 | -4
CB 1525 | 4--4 | Tier-2 | -4 | CB 599 | Tier-2---4 | Tier-2 | -4
CB 153 | 4--2 | Tier-1 | -2 | CB MOR1 | Tier-2---4 | Tier-2 | -4
CB 154 | 3--2 | Tier-1 | -2 | CB RA2 | Tier-2---4 | Tier-2 | -4
CB 155 | 2--3 | Tier-1 | -3 | CB RC1 | Tier-2---4 | Tier-2 | -4
CB 156 | 2--3 | Tier-1 | -3 | 1001-1130R | Tier-2---5 | Tier-2 | -5
CB 157 | 1--5 | Tier-3 | -5 | 1001-1820F | Tier-2---5 | Tier-2 | -5
CB 158 | 2--1 | Tier-1 | -1 | 1023-200R | Tier-2---5 | Tier-2 | -5
CB 159 | 1--4 | Tier-1 | -4 | 1023-48R | Tier-2---5 | Tier-2 | -5
CB 160 | 2--3 | Tier-1 | -3 | 1138-6R | Tier-2---5 | Tier-2 | -5
CB 161 | 1--3 | Tier-1 | -3 | 1458-1061 | Tier-2---5 | Tier-2 | -5
CB 162 | 1--3 | Tier-1 | -3 | 175-2024R | Tier-2---5 | Tier-2 | -5
CB 163 | 4--2 | Tier-1 | -2 | 177-955 | Tier-2---5 | Tier-2 | -5
CB 164 | 1--2 | Tier-1 | -2 | 182-2252R | Tier-2---5 | Tier-2 | -5
CB 166 | 3--2 | Tier-1 | -2 | 212-773R | Tier-2---5 | Tier-2 | -5
CB 168 | 3--2 | Tier-1 | -2 | 221-6R | Tier-2---5 | Tier-2 | -5
CB 169 | 1--2 | Tier-1 | -2 | 235-897R | Tier-2---5 | Tier-2 | -5
CB 171 | 4--3 | Tier-1 | -3 | 350-2188R | Tier-2---5 | Tier-2 | -5
CB 172 | 4--2 | Tier-1 | -2 | 350-2196R | Tier-2---5 | Tier-2 | -5
CB 175 | 5--4 | Tier-2 | -4 | 396-699R | Tier-2---5 | Tier-2 | -5
CB 176 | 4--1 | Tier-1 | -1 | 444-43R | Tier-2---5 | Tier-2 | -5
CB 178 | 2--5 | Tier-1 | -5 | 445-39R | Tier-2---5 | Tier-2 | -5
CB 180 | 1--3 | Tier-1 | -3 | 445-894R | Tier-2---5 | Tier-2 | -5
CB 181 | 1--2 | Tier-1 | -2 | 520-1045R | Tier-2---5 | Tier-2 | -5
CB 183 | 3--4 | Tier-1 | -4 | 520-1509R | Tier-2---5 | Tier-2 | -5
CB 184 | 3--3 | Tier-1 | -3 | 791-419F | Tier-2---5 | Tier-2 | -5
CB 185 | 3--4 | Tier-2 | -4 | 908-1368R | Tier-2---5 | Tier-2 | -5
CB 186 | 3--4 | Tier-1 | -4 | 908-2040 | Tier-2---5 | Tier-2 | -5
CB 187 | 3--3 | Tier-1 | -3 | 1250-27R | Tier-2---6 | Tier-2 | -6
CB 188 | 4--4 | Tier-1 | -4 | 1250-671R | Tier-2---6 | Tier-2 | -6
CB 189 | 2--4 | Tier-1 | -4 | 209-1769F | Tier-2---6 | Tier-2 | -6
CB 190 | 1--4 | Tier-1 | -4 | 230-133AE | Tier-2---6 | Tier-2 | -6
CB 191 | 2--2 | Tier-1 | -2 | 353-1429R | Tier-2---6 | Tier-2 | -6
CB 192 | 3--4 | Tier-1 | -4 | 355-41R | Tier-2---6 | Tier-2 | -6
CB 194 | 3--3 | Tier-1 | -3 | 522-38R | Tier-2---6 | Tier-2 | -6
CB 195 | 4--4 | Tier-1 | -4 | 788-34R | Tier-2---6 | Tier-2 | -6
CB 196 | 3--4 | Tier-2 | -4 | CB 1235 | Tier-2---6 | Tier-2 | -6
CB 197 | 1--4 | Tier-2 | -4 | CB 470 | Tier-2---6 | Tier-2 | -6
CB 198 | 2--3 | Tier-1 | -3 | 1094-35F | Tier-2---7 | Tier-2 | -7
CB 199 | 3--3 | Tier-1 | -3 | 1100-1172R | Tier-2---7 | Tier-2 | -7
CB 200 | 4--5 | Tier-2 | -5 | 1243-45R | Tier-2---7 | Tier-2 | -7
CB 202 | 4--3 | Tier-2 | -3 | 185-51F | Tier-2---7 | Tier-2 | -7
CB 203 | 4--4 | Tier-2 | -4 | 188-11F | Tier-2---7 | Tier-2 | -7
CB 204 | 4--4 | Tier-2 | -4 | 230-127AE | Tier-2---7 | Tier-2 | -7
CB 205 | 3--3 | Tier-1 | -3 | 230-1586R | Tier-2---7 | Tier-2 | -7
CB 206 | 2--3 | Tier-1 | -3 | 231-1136R | Tier-2---7 | Tier-2 | -7
CB 207 | 2--3 | Tier-1 | -3 | 237-28F | Tier-2---7 | Tier-2 | -7
CB 208 | 1--3 | Tier-1 | -3 | 307-1538F | Tier-2---7 | Tier-2 | -7
CB 209 | 1--3 | Tier-1 | -3 | 353-593F | Tier-2---7 | Tier-2 | -7
CB 210 | 1--4 | Tier-2 | -4 | 353-594F | Tier-2---7 | Tier-2 | -7
CB 211 | 1--2 | Tier-2 | -2 | 355-6R | Tier-2---7 | Tier-2 | -7
CB 212 | 1--5 | Tier-2 | -5 | 387-11 | Tier-2---7 | Tier-2 | -7
CB 214 | 1--5 | Tier-3 | -5 | 411-1873R | Tier-2---7 | Tier-2 | -7
CB 215 | 1--5 | Tier-3 | -5 | 520-10R | Tier-2---7 | Tier-2 | -7
CB 217 | 1--5 | Tier-3 | -5 | 75-996R | Tier-2---7 | Tier-2 | -7
CB 220 | 1--2 | Tier-3 | -2 | 920-735AE | Tier-2---7 | Tier-2 | -7
CB 229 | 1--3 | Tier-1 | -3 | 921-800F | Tier-2---7 | Tier-2 | -7
CB 230 | 1--5 | Tier-2 | -5 | CB 1090 | Tier-2---7 | Tier-2 | -7
CB 231 | 4--5 | Tier-2 | -5 | CB 1106 | Tier-2---7 | Tier-2 | -7
CB 232 | 4--5 | Tier-2 | -5 | CB 1243 | Tier-2---7 | Tier-2 | -7
CB 233 | 4--5 | Tier-2 | -5 | CB 231 | Tier-2---7 | Tier-2 | -7
CB 234 | 4--5 | Tier-2 | -5 | CB 232 | Tier-2---7 | Tier-2 | -7
CB 235 | 1--5 | Tier-2 | -5 | CB 246 | Tier-2---7 | Tier-2 | -7
CB 236 | 5--5 | Tier-2 | -5 | CB 928 | Tier-2---7 | Tier-2 | -7
CB 237 | 5--5 | Tier-2 | -5 | 175-24R | Tier-2---8 | Tier-2 | -8
CB 239 | 1--5 | Tier-3 | -5 | 182-2250 | Tier-2---8 | Tier-2 | -8
CB 240 | 4--5 | Tier-2 | -5 | 211-312R | Tier-2---8 | Tier-2 | -8
CB 241 | 5--4 | Tier-2 | -4 | 212-1177R | Tier-2---8 | Tier-2 | -8
CB 242 | 5--3 | Tier-2 | -3 | 212-1204R | Tier-2---8 | Tier-2 | -8
CB 243 | 4--4 | Tier-2 | -4 | 212-758R | Tier-2---8 | Tier-2 | -8
CB 244 | 4--4 | Tier-2 | -4 | 212-886R | Tier-2---8 | Tier-2 | -8
CB 245 | 4--4 | Tier-1 | -4 | 212-888R | Tier-2---8 | Tier-2 | -8
CB 246 | 4--5 | Tier-2 | -5 | 215-1544R | Tier-2---8 | Tier-2 | -8
CB 247 | 4--4 | Tier-2 | -4 | 217-41AE | Tier-2---8 | Tier-2 | -8
CB 248 | 3--5 | Tier-2 | -5 | 217-48AE | Tier-2---8 | Tier-2 | -8
CB 249 | 4--4 | Tier-3 | -4 | 217-972R | Tier-2---8 | Tier-2 | -8
CB 254 | 1--2 | Tier-1 | -2 | 221-675R | Tier-2---8 | Tier-2 | -8
CB 255 | 3--3 | Tier-1 | -3 | 233-86F | Tier-2---8 | Tier-2 | -8
CB 256 | 2--2 | Tier-1 | -2 | 353-900F | Tier-2---8 | Tier-2 | -8
CB 257 | 3--2 | Tier-1 | -2 | 445-17R | Tier-2---8 | Tier-2 | -8
CB 258 | 1--1 | Tier-1 | -1 | 445-19R | Tier-2---8 | Tier-2 | -8
CB 261 | 2--2 | Tier-1 | -2 | 520-1489R | Tier-2---8 | Tier-2 | -8
CB 262 | 1--2 | Tier-1 | -2 | 520-1525R | Tier-2---8 | Tier-2 | -8
CB 263 | 1--2 | Tier-1 | -2 | 520-45 | Tier-2---8 | Tier-2 | -8
CB 266 | 2--4 | Tier-1 | -4 | 908-1370R | Tier-2---8 | Tier-2 | -8
CB 270 | 3--4 | Tier-1 | -4 | CB 237 | Tier-2---8 | Tier-2 | -8
CB 274 | 3--4 | Tier-1 | -4 | 1243-319R | Tier-2---9 | Tier-2 | -9
CB 275 | 3--4 | Tier-1 | -4 | 198-37R | Tier-2---9 | Tier-2 | -9
CB 276 | 3--2 | Tier-1 | -2 | 206-1105 | Tier-2---9 | Tier-2 | -9
CB 277 | 1--4 | Tier-1 | -4 | 230-181 | Tier-2---9 | Tier-2 | -9
CB 279 | 3--3 | Tier-1 | -3 | 233-41R | Tier-2---9 | Tier-2 | -9
CB 280 | 4--4 | Tier-2 | -4 | 240-1028R | Tier-2---9 | Tier-2 | -9
CB 281 | 4--3 | Tier-2 | -3 | 300-484F | Tier-2---9 | Tier-2 | -9
CB 282 | 4--3 | Tier-2 | -3 | 307-1492R | Tier-2---9 | Tier-2 | -9
CB 283 | 1--5 | Tier-3 | -5 | 411-47R | Tier-2---9 | Tier-2 | -9
CB 284 | 2--4 | Tier-1 | -4 | 450-1854 | Tier-2---9 | Tier-2 | -9
CB 286 | 4--3 | Tier-1 | -3 | 463-1229 | Tier-2---9 | Tier-2 | -9
CB 287 | 3--4 | Tier-1 | -4 | 504-2501R | Tier-2---9 | Tier-2 | -9
CB 288 | 4--3 | Tier-1 | -3 | 520-1902R | Tier-2---9 | Tier-2 | -9
CB 289 | 3--3 | Tier-1 | -3 | 521-1819R | Tier-2---9 | Tier-2 | -9
CB 292 | 4--3 | Tier-2 | -3 | 540-241R | Tier-2---9 | Tier-2 | -9
CB 295 | 1--3 | Tier-1 | -3 | 91-7F | Tier-2---9 | Tier-2 | -9
CB 296 | 1--5 | Tier-2 | -5 | CB 1101 | Tier-2---9 | Tier-2 | -9
CB 297 | 1--3 | Tier-2 | -3 | CB 200 | Tier-2---9 | Tier-2 | -9
CB 298 | 1--4 | Tier-1 | -4 | CB 204 | Tier-2---9 | Tier-2 | -9
CB 299 | 1--3 | Tier-1 | -3 | CB 240 | Tier-2---9 | Tier-2 | -9
CB 303 | 4--4 | Tier-1 | -4 | CB 248 | Tier-2---9 | Tier-2 | -9
CB 305 | 4--5 | Tier-1 | -5 | CB 522 | Tier-2---9 | Tier-2 | -9
CB 306 | 4--4 | Tier-1 | -4 | CB 542 | Tier-2---9 | Tier-2 | -9
CB 307 | 4--4 | Tier-1 | -4 | CB FB2 | Tier-2---9 | Tier-2 | -9
CB 308 | 4--3 | Tier-2 | -3 | 1001-1140R | Tier-2---10 | Tier-2 | 10
CB 313 | 3--5 | Tier-1 | -5 | 1118-1718F | Tier-2---10 | Tier-2 | 10
CB 314 | 3--4 | Tier-1 | -4 | 175-94R | Tier-2---10 | Tier-2 | 10
CB 315 | 1--4 | Tier-2 | -4 | 210-392R | Tier-2---10 | Tier-2 | 10
CB 320 | 1--3 | Tier-1 | -3 | 211-279R | Tier-2---10 | Tier-2 | 10
CB 321 | 3--2 | Tier-1 | -2 | 212-734R | Tier-2---10 | Tier-2 | 10
CB 322 | 3--3 | Tier-1 | -3 | 212-799R | Tier-2---10 | Tier-2 | 10
CB 323 | 1--4 | Tier-1 | -4 | 221-35 | Tier-2---10 | Tier-2 | 10
CB 324 | 1--4 | Tier-1 | -4 | 237-26F | Tier-2---10 | Tier-2 | 10
CB 325 | 1--4 | Tier-1 | -4 | 242-1426F | Tier-2---10 | Tier-2 | 10
CB 326 | 3--3 | Tier-1 | -3 | 357-1147R | Tier-2---10 | Tier-2 | 10
CB 327 | 4--5 | Tier-3 | -5 | 357-2047F | Tier-2---10 | Tier-2 | 10
CB 329 | 3--4 | Tier-2 | -4 | 393-14R | Tier-2---10 | Tier-2 | 10
CB 330 | 4--3 | Tier-2 | -3 | 445-897R | Tier-2---10 | Tier-2 | 10
CB 331 | 2--5 | Tier-2 | -5 | 450-1853F | Tier-2---10 | Tier-2 | 10
CB 334 | 3--4 | Tier-2 | -4 | 450-88R | Tier-2---10 | Tier-2 | 10
CB 34 | 1--1 | Tier-1 | -1 | 500-1531 | Tier-2---10 | Tier-2 | 10
CB 340 | 1--5 | Tier-1 | -5 | 576-201F | Tier-2---10 | Tier-2 | 10
CB 344 | 3--1 | Tier-1 | -1 | 908-30 | Tier-2---10 | Tier-2 | 10
CB 350 | 1--5 | Tier-2 | -5 | CB 1138 | Tier-2---10 | Tier-2 | 10
CB 351 | 5--5 | Tier-2 | -5 | CB 175 | Tier-2---10 | Tier-2 | 10
CB 352 | 4--2 | Tier-2 | -2 | CB 790 | Tier-2---10 | Tier-2 | 10
CB 353 | 1--5 | Tier-2 | -5 | CB RA3 | Tier-2---10 | Tier-2 | 10
CB 354 | 1--5 | Tier-2 | -5 | 1001-1814AE | Tier-2---11 | Tier-2 | 11
CB 355 | 5--5 | Tier-2 | -5 | 1023-89R | Tier-2---11 | Tier-2 | 11
CB 356 | 1--5 | Tier-2 | -5 | 1105-1483 | Tier-2---11 | Tier-2 | 11
CB 357 | 5--5 | Tier-3 | -5 | 1139-4F | Tier-2---11 | Tier-2 | 11
CB 358 | 5--4 | Tier-3 | -4 | 1458-1056 | Tier-2---11 | Tier-2 | 11
CB 361 | 2--4 | Tier-1 | -4 | 176-1836R | Tier-2---11 | Tier-2 | 11
CB 362 | 3--3 | Tier-1 | -3 | 182-2254R | Tier-2---11 | Tier-2 | 11
CB 363 | 3--4 | Tier-1 | -4 | 204-32R | Tier-2---11 | Tier-2 | 11
CB 364 | 3--4 | Tier-1 | -4 | 210-172R | Tier-2---11 | Tier-2 | 11
CB 365 | 4--3 | Tier-1 | -3 | 212-638R | Tier-2---11 | Tier-2 | 11
CB 366 | 3--4 | Tier-1 | -4 | 230-1606R | Tier-2---11 | Tier-2 | 11
CB 368 | 3--4 | Tier-1 | -4 | 243-14R | Tier-2---11 | Tier-2 | 11
CB 371 | 1--1 | Tier-1 | -1 | 353-902F | Tier-2---11 | Tier-2 | 11
CB 372 | 2--1 | Tier-1 | -1 | 358-1175F | Tier-2---11 | Tier-2 | 11
CB 373 | 1--1 | Tier-1 | -1 | 395-33R | Tier-2---11 | Tier-2 | 11
CB 374 | 4--2 | Tier-1 | -2 | 444-9R | Tier-2---11 | Tier-2 | 11
CB 375 | 1--1 | Tier-1 | -1 | 450-50R | Tier-2---11 | Tier-2 | 11
CB 376 | 3--2 | Tier-1 | -2 | 920-823 | Tier-2---11 | Tier-2 | 11
CB 377 | 3--1 | Tier-1 | -1 | 928-19 | Tier-2---11 | Tier-2 | 11
CB 378 | 1--1 | Tier-1 | -1 | CB 241 | Tier-2---11 | Tier-2 | 11
CB 380 | 3--3 | Tier-1 | -3 | CB 242 | Tier-2---11 | Tier-2 | 11
CB 381 | 1--4 | Tier-1 | -4 | CB 396 | Tier-2---11 | Tier-2 | 11
CB 385 | 2--3 | Tier-1 | -3 | CB FB1 | Tier-2---11 | Tier-2 | 11
CB 386 | 4--4 | Tier-2 | -4 | 182-2242F | Tier-2---11 | Tier-2 | 11
CB 387 | 4--4 | Tier-1 | -4 | 1242-1079R | Tier-2---12 | Tier-2 | 12
CB 39 | 1--1 | Tier-1 | -1 | 1242-1084 | Tier-2---12 | Tier-2 | 12
CB 390 | 5--4 | Tier-1 | -4 | 183-440 | Tier-2---12 | Tier-2 | 12
CB 391 | 4--4 | Tier-1 | -4 | 233-81F | Tier-2---12 | Tier-2 | 12
CB 392 | 5--4 | Tier-1 | -4 | 280-24AE | Tier-2---12 | Tier-2 | 12
CB 393 | 1--3 | Tier-2 | -3 | 288-149R | Tier-2---12 | Tier-2 | 12
CB 394 | 4--3 | Tier-1 | -3 | 288-2380F | Tier-2---12 | Tier-2 | 12
CB 395 | 4--4 | Tier-1 | -4 | 300-483F | Tier-2---12 | Tier-2 | 12
CB 396 | 5--4 | Tier-2 | -4 | 452-1404F | Tier-2---12 | Tier-2 | 12
CB 397 | 3--2 | Tier-1 | -2 | 504-287R | Tier-2---12 | Tier-2 | 12
CB 399 | 3--2 | Tier-1 | -2 | 591-1594R | Tier-2---12 | Tier-2 | 12
CB 40 | 3--3 | Tier-1 | -3 | 858-14 | Tier-2---12 | Tier-2 | 12
CB 400 | 4--2 | Tier-1 | -2 | 916-381 | Tier-2---12 | Tier-2 | 12
CB 401 | 3--2 | Tier-1 | -2 | 96-47R | Tier-2---12 | Tier-2 | 12
CB 403 | 1--3 | Tier-1 | -3 | 991-1 | Tier-2---12 | Tier-2 | 12
CB 404 | 1--3 | Tier-1 | -3 | CB 185 | Tier-2---12 | Tier-2 | 12
CB 406 | 3--2 | Tier-1 | -2 | CB 235 | Tier-2---12 | Tier-2 | 12
CB 407 | 3--1 | Tier-1 | -1 | CB 247 | Tier-2---12 | Tier-2 | 12
CB 409 | 3--2 | Tier-1 | -2 | CB 576 | Tier-2---12 | Tier-2 | 12
CB 41 | 3--2 | Tier-1 | -2 | CB 91 | Tier-2---12 | Tier-2 | 12
CB 410 | 3--3 | Tier-1 | -3 | CB 974 | Tier-2---12 | Tier-2 | 12
CB 411 | 1--4 | Tier-1 | -4 | CB 980 | Tier-2---12 | Tier-2 | 12
CB 412 | 4--5 | Tier-1 | -5 | CB NVS1 | Tier-2---12 | Tier-2 | 12
CB 413 | 2--2 | Tier-1 | -2 | 1039-14AE | Tier-2---13 | Tier-2 | 13
CB 414 | 4--3 | Tier-1 | -3 | 1162-324R | Tier-2---13 | Tier-2 | 13
CB 415 | 3--3 | Tier-1 | -3 | 1162-329R | Tier-2---13 | Tier-2 | 13
CB 416 | 1--4 | Tier-1 | -4 | 1162-363 | Tier-2---13 | Tier-2 | 13
CB 417 | 3--3 | Tier-1 | -3 | 210-9R | Tier-2---13 | Tier-2 | 13
CB 418 | 3--2 | Tier-1 | -2 | 212-743R | Tier-2---13 | Tier-2 | 13
CB 42 | 2--2 | Tier-1 | -2 | 230-371AE | Tier-2---13 | Tier-2 | 13
CB 426 | 1--1 | Tier-1 | -1 | 350-2182R | Tier-2---13 | Tier-2 | 13
CB 43 | 2--2 | Tier-1 | -2 | 444-15R | Tier-2---13 | Tier-2 | 13
CB 430 | 1--2 | Tier-1 | -2 | 450-1850 | Tier-2---13 | Tier-2 | 13
CB 434 | 1--4 | Tier-1 | -4 | 454-49F | Tier-2---13 | Tier-2 | 13
CB 438 | 1--4 | Tier-1 | -4 | 454-53F | Tier-2---13 | Tier-2 | 13
CB 44 | 3--2 | Tier-1 | -2 | 795-816R | Tier-2---13 | Tier-2 | 13
CB 441 | 5--3 | Tier-3 | -3 | 840-308F | Tier-2---13 | Tier-2 | 13
CB 443 | 2--4 | Tier-2 | -4 | 840-374 | Tier-2---13 | Tier-2 | 13
CB 444 | 4--2 | Tier-2 | -2 | 972-1641 | Tier-2---13 | Tier-2 | 13
CB 449 | 1--5 | Tier-3 | -5 | 972-1644 | Tier-2---13 | Tier-2 | 13
CB 45 | 2--3 | Tier-1 | -3 | CB 1525 | Tier-2---13 | Tier-2 | 13
CB 450 | 1--3 | Tier-1 | -3 | CB 203 | Tier-2---13 | Tier-2 | 13
CB 451 | 3--2 | Tier-1 | -2 | CB 523 | Tier-2---13 | Tier-2 | 13
CB 452 | 3--2 | Tier-1 | -2 | 928-37F | Tier-2---13 | Tier-2 | 13
CB 453 | 3--3 | Tier-1 | -3 | 182-2243F | Tier-2---13 | Tier-2 | 13
CB 454 | 3--2 | Tier-1 | -2 | 1101-593F | Tier-2---13 | Tier-2 | 13
CB 455 | 3--5 | Tier-1 | -5 | 542-43F | Tier-2---13 | Tier-2 | 13
CB 456 | 3--3 | Tier-1 | -3 | 542-45F | Tier-2---13 | Tier-2 | 13
CB 458 | 1--1 | Tier-1 | -1 | 183-439 | Tier-2---14 | Tier-2 | 14
CB 460 | 1--4 | Tier-2 | -4 | 311-14R | Tier-2---14 | Tier-2 | 14
CB 461 | 2--4 | Tier-2 | -4 | 312-14F | Tier-2---14 | Tier-2 | 14
CB 462 | 2--4 | Tier-2 | -4 | 315-485AE | Tier-2---14 | Tier-2 | 14
CB 463 | 2--5 | Tier-2 | -5 | 331-40AE | Tier-2---14 | Tier-2 | 14
CB 465 | 1--3 | Tier-1 | -3 | 401-39R | Tier-2---14 | Tier-2 | 14
CB 470 | 5--5 | Tier-2 | -5 | 501-786 | Tier-2---14 | Tier-2 | 14
CB 471 | 4--5 | Tier-1 | -5 | 520-22R | Tier-2---14 | Tier-2 | 14
CB 472 | 3--3 | Tier-1 | -3 | 523-31AE | Tier-2---14 | Tier-2 | 14
CB 473 | 5--4 | Tier-1 | -4 | 92-619F | Tier-2---14 | Tier-2 | 14
CB 474 | 3--5 | Tier-1 | -5 | CB 230 | Tier-2---14 | Tier-2 | 14
CB 475 | 2--4 | Tier-1 | -4 | CB 243 | Tier-2---14 | Tier-2 | 14
CB 476 | 5--5 | Tier-2 | -5 | CB 244 | Tier-2---14 | Tier-2 | 14
CB 48 | 2--1 | Tier-1 | -1 | CB 280 | Tier-2---14 | Tier-2 | 14
CB 480 | 3--2 | Tier-1 | -2 | CB 329 | Tier-2---14 | Tier-2 | 14
CB 481 | 2--1 | Tier-1 | -1 | CB 331 | Tier-2---14 | Tier-2 | 14
CB 483 | 2--2 | Tier-1 | -2 | CB 386 | Tier-2---14 | Tier-2 | 14
CB 486 | 1--4 | Tier-1 | -4 | CB 596 | Tier-2---14 | Tier-2 | 14
CB 487 | 1--3 | Tier-1 | -3 | CB 597 | Tier-2---14 | Tier-2 | 14
CB 488 | 1--2 | Tier-1 | -2 | CB 911 | Tier-2---14 | Tier-2 | 14
CB 489 | 3--2 | Tier-1 | -2 | CB 970 | Tier-2---14 | Tier-2 | 14
CB 490 | 1--3 | Tier-1 | -3 | CB 973 | Tier-2---14 | Tier-2 | 14
CB 491 | 2--2 | Tier-1 | -2 | 1001-1231F | Tier-2---15 | Tier-2 | 15
CB 492 | 3--4 | Tier-1 | -4 | 1006-829F | Tier-2---15 | Tier-2 | 15
CB 493 | 1--2 | Tier-1 | -2 | 1079-9 | Tier-2---15 | Tier-2 | 15
CB 496 | 1--1 | Tier-1 | -1 | 1090-70F | Tier-2---15 | Tier-2 | 15
CB 497 | 2--4 | Tier-1 | -4 | 197-1150F | Tier-2---15 | Tier-2 | 15
CB 498 | 1--4 | Tier-1 | -4 | 205-1550 | Tier-2---15 | Tier-2 | 15
CB 499 | 2--3 | Tier-2 | -3 | 308-485AE | Tier-2---15 | Tier-2 | 15
CB 50 | 2--1 | Tier-1 | -1 | 311-43 | Tier-2---15 | Tier-2 | 15
CB 504 | 2--3 | Tier-1 | -3 | 331-42AE | Tier-2---15 | Tier-2 | 15
CB 505 | 2--3 | Tier-1 | -3 | 386-25R | Tier-2---15 | Tier-2 | 15
CB 506 | 2--3 | Tier-1 | -3 | 452-1403 | Tier-2---15 | Tier-2 | 15
CB 508 | 2--3 | Tier-1 | -3 | 452-1405 | Tier-2---15 | Tier-2 | 15
CB 509 | 3--2 | Tier-1 | -2 | 595-1454F | Tier-2---15 | Tier-2 | 15
CB 51 | 3--1 | Tier-1 | -1 | 799-504R | Tier-2---15 | Tier-2 | 15
CB 510 | 2--2 | Tier-1 | -2 | 835-11F | Tier-2---15 | Tier-2 | 15
CB 511 | 3--4 | Tier-1 | -4 | 855-46AE | Tier-2---15 | Tier-2 | 15
CB 512 | 2--4 | Tier-1 | -4 | 971-381R | Tier-2---15 | Tier-2 | 15
CB 513 | 2--2 | Tier-1 | -2 | CB 1245 | Tier-2---15 | Tier-2 | 15
CB 514 | 4--3 | Tier-1 | -3 | CB 196 | Tier-2---15 | Tier-2 | 15
CB 515 | 2--2 | Tier-1 | -2 | CB 282 | Tier-2---15 | Tier-2 | 15
CB 516 | 2--2 | Tier-1 | -2 | CB 350 | Tier-2---15 | Tier-2 | 15
CB 517 | 2--2 | Tier-1 | -2 | CB 461 | Tier-2---15 | Tier-2 | 15
CB 518 | 2--3 | Tier-1 | -3 | CB 799 | Tier-2---15 | Tier-2 | 15
CB 519 | 2--2 | Tier-1 | -2 | CB 981 | Tier-2---15 | Tier-2 | 15
CB 52 | 1--1 | Tier-1 | -1 | 1243-38R | Tier-2---16 | Tier-2 | 16
CB 520 | 1--5 | Tier-2 | -5 | 1458-1117F | Tier-2---16 | Tier-2 | 16
CB 521 | 3--1 | Tier-2 | -1 | 1458-456F | Tier-2---16 | Tier-2 | 16
CB 522 | 4--5 | Tier-2 | -5 | 210-394R | Tier-2---16 | Tier-2 | 16
CB 523 | 4--4 | Tier-2 | -4 | 212-880R | Tier-2---16 | Tier-2 | 16
CB 524 | 3--5 | Tier-3 | -5 | 230-1008R | Tier-2---16 | Tier-2 | 16
CB 525 | 2--4 | Tier-1 | -4 | 230-2067 | Tier-2---16 | Tier-2 | 16
CB 529 | 2--3 | Tier-1 | -3 | 247-48 | Tier-2---16 | Tier-2 | 16
CB 53 | 1--1 | Tier-1 | -1 | 292-317F | Tier-2---16 | Tier-2 | 16
CB 531 | 3--3 | Tier-1 | -3 | 308-486AE | Tier-2---16 | Tier-2 | 16
CB 532 | 3--2 | Tier-1 | -2 | 522-34 | Tier-2---16 | Tier-2 | 16
CB 533 | 4--1 | Tier-2 | -1 | 522-36 | Tier-2---16 | Tier-2 | 16
CB 534 | 4--1 | Tier-2 | -1 | 908-2062F | Tier-2---16 | Tier-2 | 16
CB 535 | 4--3 | Tier-2 | -3 | 972-1642 | Tier-2---16 | Tier-2 | 16
CB 536 | 4--2 | Tier-2 | -2 | CB 202 | Tier-2---16 | Tier-2 | 16
CB 54 | 2--2 | Tier-1 | -2 | CB 281 | Tier-2---16 | Tier-2 | 16
CB 540 | 1--5 | Tier-2 | -5 | CB 330 | Tier-2---16 | Tier-2 | 16
CB 542 | 4--5 | Tier-2 | -5 | CB 444 | Tier-2---16 | Tier-2 | 16
CB 545 | 3--3 | Tier-1 | -3 | CB 535 | Tier-2---16 | Tier-2 | 16
CB 546 | 4--4 | Tier-1 | -4 | 928-6F | Tier-2---16 | Tier-2 | 16
CB 547 | 2--3 | Tier-1 | -3 | 535-10F | Tier-2---16 | Tier-2 | 16
CB 548 | 2--2 | Tier-1 | -2 | 542-44F | Tier-2---16 | Tier-2 | 16
CB 549 | 2--2 | Tier-1 | -2 | 306-2246 | Tier-2---16 | Tier-2 | 16
CB 550 | 2--3 | Tier-1 | -3 | 1073-888F | Tier-2---17 | Tier-2 | 17
CB 551 | 1--3 | Tier-1 | -3 | 1094-7 | Tier-2---17 | Tier-2 | 17
CB 552 | 2--2 | Tier-1 | -2 | 1103-13AE | Tier-2---17 | Tier-2 | 17
CB 553 | 2--3 | Tier-1 | -3 | 1201-282F | Tier-2---17 | Tier-2 | 17
CB 554 | 1--2 | Tier-1 | -2 | 1202-9 | Tier-2---17 | Tier-2 | 17
CB 556 | 2--5 | Tier-1 | -5 | 1458-519 | Tier-2---17 | Tier-2 | 17
CB 558 | 1--4 | Tier-1 | -4 | 196-38F | Tier-2---17 | Tier-2 | 17
CB 56 | 3--4 | Tier-1 | -4 | 196-43F | Tier-2---17 | Tier-2 | 17
CB 560 | 1--4 | Tier-1 | -4 | 287-1118 | Tier-2---17 | Tier-2 | 17
CB 562 | 2--5 | Tier-1 | -5 | 434-301 | Tier-2---17 | Tier-2 | 17
CB 563 | 1--4 | Tier-1 | -4 | 594-1379F | Tier-2---17 | Tier-2 | 17
CB 564 | 1--5 | Tier-1 | -5 | 68-1356AE | Tier-2---17 | Tier-2 | 17
CB 567 | 1--4 | Tier-1 | -4 | 770-259R | Tier-2---17 | Tier-2 | 17
CB 57 | 4--4 | Tier-1 | -4 | 795-725AE | Tier-2---17 | Tier-2 | 17
CB 570 | 2--2 | Tier-1 | -2 | 834-887AE | Tier-2---17 | Tier-2 | 17
CB 572 | 1--2 | Tier-1 | -2 | 909-812 | Tier-2---17 | Tier-2 | 17
CB 576 | 4--4 | Tier-2 | -4 | 968-476F | Tier-2---17 | Tier-2 | 17
CB 578 | 3--4 | Tier-1 | -4 | 990-713 | Tier-2---17 | Tier-2 | 17
CB 579 | 3--3 | Tier-1 | -3 | CB 334 | Tier-2---17 | Tier-2 | 17
CB 580 | 3--2 | Tier-1 | -2 | CB 443 | Tier-2---17 | Tier-2 | 17
CB 581 | 2--2 | Tier-1 | -2 | CB 460 | Tier-2---17 | Tier-2 | 17
CB 582 | 1--2 | Tier-1 | -2 | CB 463 | Tier-2---17 | Tier-2 | 17
CB 588 | 1--4 | Tier-1 | -4 | CB 540 | Tier-2---17 | Tier-2 | 17
CB 589 | 2--5 | Tier-1 | -5 | CB 835 | Tier-2---17 | Tier-2 | 17
CB 59 | 2--4 | Tier-1 | -4 | 1100-1168F | Tier-2---18 | Tier-2 | 18
CB 590 | 4--5 | Tier-1 | -5 | 1458-1115F | Tier-2---18 | Tier-2 | 18
CB 591 | 4--4 | Tier-1 | -4 | 1458-454F | Tier-2---18 | Tier-2 | 18
CB 595 | 1--2 | Tier-1 | -2 | 178-968AE | Tier-2---18 | Tier-2 | 18
CB 596 | 2--5 | Tier-2 | -5 | 197-1152F | Tier-2---18 | Tier-2 | 18
CB 597 | 1--5 | Tier-2 | -5 | 197-1157F | Tier-2---18 | Tier-2 | 18
CB 598 | 1--4 | Tier-1 | -4 | 252-129 | Tier-2---18 | Tier-2 | 18
CB 599 | 4--5 | Tier-2 | -5 | 308-563AE | Tier-2---18 | Tier-2 | 18
CB 60 | 2--2 | Tier-1 | -2 | 311-1163F | Tier-2---18 | Tier-2 | 18
CB 61 | 4--4 | Tier-1 | -4 | 445-1323 | Tier-2---18 | Tier-2 | 18
CB 62 | 3--4 | Tier-1 | -4 | 463-1136F | Tier-2---18 | Tier-2 | 18
CB 63 | 3--4 | Tier-1 | -4 | 534-1080F | Tier-2---18 | Tier-2 | 18
CB 64 | 3--4 | Tier-1 | -4 | 791-424F | Tier-2---18 | Tier-2 | 18
CB 65 | 3--4 | Tier-1 | -4 | 795-817AE | Tier-2---18 | Tier-2 | 18
CB 66 | 4--5 | Tier-1 | -5 | 94-24F | Tier-2---18 | Tier-2 | 18
CB 67 | 1--5 | Tier-3 | -5 | CB 1162 | Tier-2---18 | Tier-2 | 18
CB 68 | 3--4 | Tier-1 | -4 | CB 292 | Tier-2---18 | Tier-2 | 18
CB 69 | 2--3 | Tier-1 | -3 | CB 308 | Tier-2---18 | Tier-2 | 18
CB 70 | 3--2 | Tier-1 | -2 | CB 352 | Tier-2---18 | Tier-2 | 18
CB 700 | 1--3 | Tier-1 | -3 | CB 536 | Tier-2---18 | Tier-2 | 18
CB 701 | 4--3 | Tier-1 | -3 | CB 776 | Tier-2---18 | Tier-2 | 18
CB 702 | 2--4 | Tier-1 | -4 | CB SSC1 | Tier-2---18 | Tier-2 | 18
CB 703 | 2--2 | Tier-1 | -2 | 991-383 | Tier-2---18 | Tier-2 | 18
CB 704 | 2--4 | Tier-1 | -4 | 991-384AE | Tier-2---18 | Tier-2 | 18
CB 706 | 2--3 | Tier-1 | -3 | 197-1151F | Tier-2---19 | Tier-2 | 19
CB 707 | 2--3 | Tier-1 | -3 | 223-47AE | Tier-2---19 | Tier-2 | 19
CB 708 | 2--2 | Tier-1 | -2 | 223-536R | Tier-2---19 | Tier-2 | 19
CB 71 | 2--2 | Tier-1 | -2 | 232-40AE | Tier-2---19 | Tier-2 | 19
CB 712 | 1--2 | Tier-1 | -2 | 288-2375R | Tier-2---19 | Tier-2 | 19
CB 715 | 2--4 | Tier-1 | -4 | 315-1192F | Tier-2---19 | Tier-2 | 19
CB 716 | 1--2 | Tier-1 | -2 | 445-1315 | Tier-2---19 | Tier-2 | 19
CB 718 | 2--1 | Tier-1 | -1 | 452-717 | Tier-2---19 | Tier-2 | 19
CB 719 | 3--3 | Tier-1 | -3 | 463-1137F | Tier-2---19 | Tier-2 | 19
CB 72 | 2--2 | Tier-1 | -2 | 728-1570F | Tier-2---19 | Tier-2 | 19
CB 723 | 3--2 | Tier-1 | -2 | 835-10F | Tier-2---19 | Tier-2 | 19
CB 724 | 1--1 | Tier-1 | -1 | 835-35F | Tier-2---19 | Tier-2 | 19
CB 730 | 3--3 | Tier-1 | -3 | CB 1299 | Tier-2---19 | Tier-2 | 19
CB 731 | 2--3 | Tier-1 | -3 | CB 212 | Tier-2---19 | Tier-2 | 19
CB 732 | 4--3 | Tier-1 | -3 | CB 296 | Tier-2---19 | Tier-2 | 19
CB 733 | 3--3 | Tier-1 | -3 | CB 297 | Tier-2---19 | Tier-2 | 19
CB 738 | 1--2 | Tier-1 | -2 | CB 315 | Tier-2---19 | Tier-2 | 19
CB 74 | 3--2 | Tier-1 | -2 | CB 353 | Tier-2---19 | Tier-2 | 19
CB 740 | 4--2 | Tier-1 | -2 | CB 354 | Tier-2---19 | Tier-2 | 19
CB 741 | 1--2 | Tier-1 | -2 | CB 356 | Tier-2---19 | Tier-2 | 19
CB 745 | 1--3 | Tier-1 | -3 | CB 393 | Tier-2---19 | Tier-2 | 19
CB 748 | 2--3 | Tier-1 | -3 | CB 462 | Tier-2---19 | Tier-2 | 19
CB 75 | 1--4 | Tier-3 | -4 | CB 499 | Tier-2---19 | Tier-2 | 19
CB 750 | 1--5 | Tier-1 | -5 | 183-571F | Tier-2---19 | Tier-2 | 19
CB 759 | 2--2 | Tier-1 | -2 | 1073-872F | Tier-2---20 | Tier-2 | 20
CB 76 | 1--2 | Tier-1 | -2 | 1073-874F | Tier-2---20 | Tier-2 | 20
CB 761 | 2--3 | Tier-1 | -3 | 1073-886F | Tier-2---20 | Tier-2 | 20
CB 77 | 4--3 | Tier-1 | -3 | 1162-387F | Tier-2---20 | Tier-2 | 20
CB 770 | 2--2 | Tier-1 | -2 | 1525-23R | Tier-2---20 | Tier-2 | 20
CB 771 | 2--3 | Tier-1 | -3 | 242-1427F | Tier-2---20 | Tier-2 | 20
CB 772 | 1--2 | Tier-1 | -2 | 288-2378F | Tier-2---20 | Tier-2 | 20
CB 775 | 1--2 | Tier-1 | -2 | 311-1199 | Tier-2---20 | Tier-2 | 20
CB 776 | 3--3 | Tier-2 | -3 | 312-40F | Tier-2---20 | Tier-2 | 20
CB 78 | 1--5 | Tier-3 | -5 | 331-246R | Tier-2---20 | Tier-2 | 20
CB 780 | 3--3 | Tier-1 | -3 | 357-2048F | Tier-2---20 | Tier-2 | 20
CB 781 | 3--4 | Tier-1 | -4 | 450-17 | Tier-2---20 | Tier-2 | 20
CB 783 | 3--4 | Tier-1 | -4 | 454-1814 | Tier-2---20 | Tier-2 | 20
CB 788 | 5--5 | Tier-2 | -5 | 534-346 | Tier-2---20 | Tier-2 | 20
CB 789 | 2--4 | Tier-1 | -4 | 791-425F | Tier-2---20 | Tier-2 | 20
CB 790 | 4--4 | Tier-2 | -4 | 928-20 | Tier-2---20 | Tier-2 | 20
CB 791 | 2--5 | Tier-1 | -5 | 972-1640 | Tier-2---20 | Tier-2 | 20
CB 795 | 3--2 | Tier-1 | -2 | CB 1161 | Tier-2---20 | Tier-2 | 20
CB 797 | 1--5 | Tier-1 | -5 | CB 521 | Tier-2---20 | Tier-2 | 20
CB 799 | 1--5 | Tier-2 | -5 | CB 533 | Tier-2---20 | Tier-2 | 20
CB 80 | 3--3 | Tier-1 | -3 | 991-379AE | Tier-2---20 | Tier-2 | 20
CB 81 | 3--2 | Tier-1 | -2 | 991-380 | Tier-2---20 | Tier-2 | 20
CB 821 | 4--2 | Tier-1 | -2 | 991-385 | Tier-2---20 | Tier-2 | 20
CB 83 | 2--2 | Tier-1 | -2 | 1073-887F | Tier-2---21 | Tier-2 | 21
CB 835 | 1--5 | Tier-2 | -5 | 1090-69F | Tier-2---21 | Tier-2 | 21
CB 84 | 3--2 | Tier-1 | -2 | 1161-62 | Tier-2---21 | Tier-2 | 21
CB 85 | 3--3 | Tier-1 | -3 | 1162-385F | Tier-2---21 | Tier-2 | 21
CB 851 | 1--5 | Tier-1 | -5 | 1242-127AE | Tier-2---21 | Tier-2 | 21
CB 852 | 1--5 | Tier-1 | -5 | 178-982 | Tier-2---21 | Tier-2 | 21
CB 854 | 1--3 | Tier-1 | -3 | 189-750 | Tier-2---21 | Tier-2 | 21
CB 855 | 2--5 | Tier-1 | -5 | 197-1155F | Tier-2---21 | Tier-2 | 21
CB 856 | 1--4 | Tier-1 | -4 | 266-485F | Tier-2---21 | Tier-2 | 21
CB 857 | 2--4 | Tier-1 | -4 | 288-2379F | Tier-2---21 | Tier-2 | 21
CB 859 | 1--4 | Tier-1 | -4 | 295-1203F | Tier-2---21 | Tier-2 | 21
CB 86 | 1--3 | Tier-1 | -3 | 296-66F | Tier-2---21 | Tier-2 | 21
CB 87 | 3--1 | Tier-1 | -1 | 296-68F | Tier-2---21 | Tier-2 | 21
CB 88 | 4--3 | Tier-1 | -3 | 355-65R | Tier-2---21 | Tier-2 | 21
CB 90 | 2--3 | Tier-1 | -3 | 401-684R | Tier-2---21 | Tier-2 | 21
CB 900 | 1--3 | Tier-1 | -3 | 68-1358 | Tier-2---21 | Tier-2 | 21
CB 902 | 3--3 | Tier-1 | -3 | 948-5R | Tier-2---21 | Tier-2 | 21
CB 907 | 3--5 | Tier-3 | -5 | CB 197 | Tier-2---21 | Tier-2 | 21
CB 91 | 3--5 | Tier-2 | -5 | CB 210 | Tier-2---21 | Tier-2 | 21
CB 911 | 1--5 | Tier-2 | -5 | CB 211 | Tier-2---21 | Tier-2 | 21
CB 92 | 3--3 | Tier-1 | -3 | CB 520 | Tier-2---21 | Tier-2 | 21
CB 920 | 1--5 | Tier-1 | -5 | CB 534 | Tier-2---21 | Tier-2 | 21
CB 927 | 1--5 | Tier-1 | -5 | 233-85F | Tier-2---21 | Tier-2 | 21
CB 928 | 4--5 | Tier-2 | -5 | 1021-14F | Tier-2---22 | Tier-2 | 22
CB 93 | 3--4 | Tier-1 | -4 | 1021-16F | Tier-2---22 | Tier-2 | 22
CB 94 | 2--4 | Tier-1 | -4 | 1161-55 | Tier-2---22 | Tier-2 | 22
CB 946 | 3--2 | Tier-1 | -2 | 1243-156F | Tier-2---22 | Tier-2 | 22
CB 948 | 4--1 | Tier-1 | -1 | 1243-158F | Tier-2---22 | Tier-2 | 22
CB 949 | 4--2 | Tier-1 | -2 | 235-911 | Tier-2---22 | Tier-2 | 22
CB 95 | 2--3 | Tier-1 | -3 | 248-30AE | Tier-2---22 | Tier-2 | 22
CB 955 | 1--3 | Tier-1 | -3 | 312-41F | Tier-2---22 | Tier-2 | 22
CB 96 | 2--3 | Tier-1 | -3 | 350-2073 | Tier-2---22 | Tier-2 | 22
CB 966 | 1--2 | Tier-1 | -2 | 450-18 | Tier-2---22 | Tier-2 | 22
CB 967 | 1--2 | Tier-1 | -2 | 535-1120AE | Tier-2---22 | Tier-2 | 22
CB 968 | 1--3 | Tier-1 | -3 | 536-363F | Tier-2---22 | Tier-2 | 22
CB 969 | 1--3 | Tier-1 | -3 | 536-377F | Tier-2---22 | Tier-2 | 22
CB 970 | 1--5 | Tier-2 | -5 | 536-378F | Tier-2---22 | Tier-2 | 22
CB 971 | 5--5 | Tier-2 | -5 | 536-379F | Tier-2---22 | Tier-2 | 22
CB 973 | 1--5 | Tier-2 | -5 | 540-39AE | Tier-2---22 | Tier-2 | 22
CB 974 | 1--5 | Tier-2 | -5 | 591-1116F | Tier-2---22 | Tier-2 | 22
CB 975 | 5--4 | Tier-3 | -4 | 908-1269 | Tier-2---22 | Tier-2 | 22
CB 980 | 2--5 | Tier-2 | -5 | 909-458R | Tier-2---22 | Tier-2 | 22
CB 981 | 1--5 | Tier-2 | -5 | 972-1565F | Tier-2---22 | Tier-2 | 22
CB AD1 | 4--3 | Tier-1 | -3 | 972-1566F | Tier-2---22 | Tier-2 | 22
CB AD2 | 2--3 | Tier-1 | -3 | CB 1160 | Tier-2---22 | Tier-2 | 22
CB AD3 | 3--3 | Tier-1 | -3 | 599-1125 | Tier-2---22 | Tier-2 | 22
CB AG1 | 3--3 | Tier-1 | -3 | 599-1126 | Tier-2---22 | Tier-2 | 22
CB ALV1 | 2--3 | Tier-1 | -3 | 222-1986R | Tier-3---1 | Tier-3 | -1
CB AM1 | 2--1 | Tier-1 | -1 | 222-1990R | Tier-3---1 | Tier-3 | -1
CB AM2 | 3--2 | Tier-1 | -2 | 237-1765R | Tier-3---1 | Tier-3 | -1
CB AM3 | 4--1 | Tier-1 | -1 | 237-30R | Tier-3---1 | Tier-3 | -1
CB AZ1 | 2--1 | Tier-1 | -1 | 524-69R | Tier-3---1 | Tier-3 | -1
CB BA2 | 2--1 | Tier-1 | -1 | 909-451 | Tier-3---1 | Tier-3 | -1
CB BA3 | 3--1 | Tier-1 | -1 | 1021-1748F | Tier-3---2 | Tier-3 | -2
CB BF1 | 2--3 | Tier-1 | -3 | 1021-25R | Tier-3---2 | Tier-3 | -2
CB BH1 | 1--1 | Tier-1 | -1 | 1458-601R | Tier-3---2 | Tier-3 | -2
CB BK1 | 3--3 | Tier-1 | -3 | 237-2R | Tier-3---2 | Tier-3 | -2
CB BK2 | 3--3 | Tier-1 | -3 | 352-27R | Tier-3---2 | Tier-3 | -2
CB BK4 | 3--2 | Tier-1 | -2 | 470-47R | Tier-3---2 | Tier-3 | -2
CB BN1 | 4--4 | Tier-1 | -4 | 907-1716R | Tier-3---2 | Tier-3 | -2
CB BN2 | 4--5 | Tier-1 | -5 | 908-2055F | Tier-3---2 | Tier-3 | -2
CB BO1 | 2--1 | Tier-1 | -1 | 971-2050R | Tier-3---2 | Tier-3 | -2
CB BRM1 | 4--3 | Tier-1 | -3 | 972-1590F | Tier-3---2 | Tier-3 | -2
CB BS1 | 1--1 | Tier-1 | -1 | 1030-20R | Tier-3---3 | Tier-3 | -3
CB BT1 | 1--1 | Tier-1 | -1 | 1030-42R | Tier-3---3 | Tier-3 | -3
CB BW1 | 1--3 | Tier-1 | -3 | 1030-989R | Tier-3---3 | Tier-3 | -3
CB BY2 | 3--1 | Tier-1 | -1 | 157-81R | Tier-3---3 | Tier-3 | -3
CB BY3 | 3--1 | Tier-1 | -1 | 214-1122R | Tier-3---3 | Tier-3 | -3
CB CA1 | 3--2 | Tier-1 | -2 | 222-2085 | Tier-3---3 | Tier-3 | -3
CB CA2 | 2--2 | Tier-1 | -2 | 358-682F | Tier-3---3 | Tier-3 | -3
CB CCB1 | 1--3 | Tier-1 | -3 | 79-679R | Tier-3---3 | Tier-3 | -3
CB CD1 | 3--3 | Tier-1 | -3 | 79-785 | Tier-3---3 | Tier-3 | -3
CB CD3 | 1--1 | Tier-1 | -1 | 79-808R | Tier-3---3 | Tier-3 | -3
CB CD4 | 3--3 | Tier-1 | -3 | 1022-17F | Tier-3---4 | Tier-3 | -4
CB CG1 | 4--4 | Tier-1 | -4 | 1458-1131R | Tier-3---4 | Tier-3 | -4
CB CG2 | 4--4 | Tier-1 | -4 | 216-1859F | Tier-3---4 | Tier-3 | -4
CB CHA1 | 3--2 | Tier-1 | -2 | 236-1535R | Tier-3---4 | Tier-3 | -4
CB CMP1 | 3--3 | Tier-1 | -3 | 350-2201R | Tier-3---4 | Tier-3 | -4
CB CS1 | 3--1 | Tier-1 | -1 | 357-50R | Tier-3---4 | Tier-3 | -4
CB CS2 | 3--2 | Tier-1 | -2 | 521-32R | Tier-3---4 | Tier-3 | -4
CB CS3 | 3--1 | Tier-1 | -1 | 524-27R | Tier-3---4 | Tier-3 | -4
CB CS4 | 3--1 | Tier-1 | -1 | 524-46R | Tier-3---4 | Tier-3 | -4
CB CTL1 | 5--1 | Tier-3 | -1 | 73-1163 | Tier-3---4 | Tier-3 | -4
CB DM1 | 1--3 | Tier-1 | -3 | 970-1341R | Tier-3---4 | Tier-3 | -4
CB DM2 | 3--3 | Tier-1 | -3 | 971-1973R | Tier-3---4 | Tier-3 | -4
CB DR1 | 3--2 | Tier-1 | -2 | 971-383R | Tier-3---4 | Tier-3 | -4
CB DS1 | 3--2 | Tier-1 | -2 | 971-388R | Tier-3---4 | Tier-3 | -4
CB DV1 | 1--5 | Tier-3 | -5 | RA1-402R | Tier-3---4 | Tier-3 | -4
CB ELE1 | 2--1 | Tier-1 | -1 | 1030-1777 | Tier-3---5 | Tier-3 | -5
CB ELS1 | 4--1 | Tier-1 | -1 | 1166-18R | Tier-3---5 | Tier-3 | -5
CB EN1 | 4--3 | Tier-1 | -3 | 1166-342R | Tier-3---5 | Tier-3 | -5
CB EN2 | 3--3 | Tier-1 | -3 | 176-161R | Tier-3---5 | Tier-3 | -5
CB EO1 | 3--2 | Tier-1 | -2 | 176-1834R | Tier-3---5 | Tier-3 | -5
CB EO2 | 3--1 | Tier-1 | -1 | 176-197F | Tier-3---5 | Tier-3 | -5
CB EO3 | 4--3 | Tier-1 | -3 | 217-835R | Tier-3---5 | Tier-3 | -5
CB EOS1 | 4--2 | Tier-1 | -2 | 217-983R | Tier-3---5 | Tier-3 | -5
CB EOS2 | 4--2 | Tier-1 | -2 | 222-1433R | Tier-3---5 | Tier-3 | -5
CB EOS3 | 2--3 | Tier-1 | -3 | 442-728R | Tier-3---5 | Tier-3 | -5
CB ES4 | 4--1 | Tier-1 | -1 | 445-1311R | Tier-3---5 | Tier-3 | -5
CB EV1 | 2--1 | Tier-1 | -1 | 521-14R | Tier-3---5 | Tier-3 | -5
CB FB1 | 4--4 | Tier-2 | -4 | 73-678R | Tier-3---5 | Tier-3 | -5
CB FB2 | 4--5 | Tier-2 | -5 | 78-26R | Tier-3---5 | Tier-3 | -5
CB FL1 | 1--1 | Tier-1 | -1 | 79-658R | Tier-3---5 | Tier-3 | -5
CB FM1 | 3--3 | Tier-1 | -3 | 79-676R | Tier-3---5 | Tier-3 | -5
CB FM2 | 2--4 | Tier-1 | -4 | 1021-1760R | Tier-3---6 | Tier-3 | -6
CB FM3 | 4--3 | Tier-1 | -3 | 1458-565R | Tier-3---6 | Tier-3 | -6
CB FRD1 | 1--1 | Tier-1 | -1 | 214-1135R | Tier-3---6 | Tier-3 | -6
CB GA1 | 3--1 | Tier-1 | -1 | 351-871R | Tier-3---6 | Tier-3 | -6
CB GA3 | 3--2 | Tier-1 | -2 | 356-30AE | Tier-3---6 | Tier-3 | -6
CB GH1 | 2--1 | Tier-1 | -1 | 411-30R | Tier-3---6 | Tier-3 | -6
CB GH2 | 2--1 | Tier-1 | -1 | 521-1856R | Tier-3---6 | Tier-3 | -6
CB GH3 | 2--1 | Tier-1 | -1 | 521-18R | Tier-3---6 | Tier-3 | -6
CB GM2 | 4--3 | Tier-1 | -3 | 907-1562AE | Tier-3---6 | Tier-3 | -6
CB GN1 | 3--3 | Tier-1 | -3 | 907-1702R | Tier-3---6 | Tier-3 | -6
CB GS1 | 3--2 | Tier-1 | -2 | 971-29R | Tier-3---6 | Tier-3 | -6
CB HC3 | 4--2 | Tier-1 | -2 | 972-1582R | Tier-3---6 | Tier-3 | -6
CB HC4 | 3--2 | Tier-1 | -2 | 972-942R | Tier-3---6 | Tier-3 | -6
CB HL1 | 3--1 | Tier-1 | -1 | 973-1245R | Tier-3---6 | Tier-3 | -6
CB HL3 | 3--1 | Tier-1 | -1 | 974-715R | Tier-3---6 | Tier-3 | -6
CB HP1 | 4--1 | Tier-1 | -1 | 1030-18R | Tier-3---7 | Tier-3 | -7
CB HV1 | 1--1 | Tier-1 | -1 | 1215-32R | Tier-3---7 | Tier-3 | -7
CB HW1 | 1--5 | Tier-1 | -5 | 222-1523R | Tier-3---7 | Tier-3 | -7
CB IB1 | 2--1 | Tier-1 | -1 | 222-2013R | Tier-3---7 | Tier-3 | -7
CB IB2 | 2--1 | Tier-1 | -1 | 236-1573R | Tier-3---7 | Tier-3 | -7
CB JE1 | 1--1 | Tier-1 | -1 | 448-744R | Tier-3---7 | Tier-3 | -7
CB JU1 | 5--4 | Tier-3 | -4 | 449-13R | Tier-3---7 | Tier-3 | -7
CB KR1 | 1--1 | Tier-1 | -1 | 520-1527R | Tier-3---7 | Tier-3 | -7
CB LA1 | 4--1 | Tier-1 | -1 | 524-50R | Tier-3---7 | Tier-3 | -7
CB LA2 | 3--2 | Tier-1 | -2 | 73-683R | Tier-3---7 | Tier-3 | -7
CB LA3 | 4--1 | Tier-1 | -1 | 78-782R | Tier-3---7 | Tier-3 | -7
CB LJ3 | 3--1 | Tier-1 | -1 | 973-626R | Tier-3---7 | Tier-3 | -7
CB LJ4 | 2--1 | Tier-1 | -1 | 975-22R | Tier-3---7 | Tier-3 | -7
CB LM3 | 2--1 | Tier-1 | -1 | CB OK1 | Tier-3---7 | Tier-3 | -7
CB LPS1 | 2--1 | Tier-1 | -1 | RB1-427R | Tier-3---7 | Tier-3 | -7
CB LR1 | 4--3 | Tier-1 | -3 | 214-647R | Tier-3---8 | Tier-3 | -8
CB LV2 | 3--2 | Tier-1 | -2 | 236-1569R | Tier-3---8 | Tier-3 | -8
CB MA1 | 4--3 | Tier-1 | -3 | 356-19R | Tier-3---8 | Tier-3 | -8
CB MA2 | 3--2 | Tier-1 | -2 | 357-2049F | Tier-3---8 | Tier-3 | -8
CB MAG1 | 5--1 | Tier-1 | -1 | 357-45R | Tier-3---8 | Tier-3 | -8
CB MF1 | 3--3 | Tier-1 | -3 | 1030-1728R | Tier-3---9 | Tier-3 | -9
CB MK1 | 3--1 | Tier-1 | -1 | 1215-12R | Tier-3---9 | Tier-3 | -9
CB MK2 | 3--1 | Tier-1 | -1 | 157-189R | Tier-3---9 | Tier-3 | -9
CB MM1 | 3--2 | Tier-1 | -2 | 175-90R | Tier-3---9 | Tier-3 | -9
CB MNR3 | 3--2 | Tier-1 | -2 | 176-194R | Tier-3---9 | Tier-3 | -9
CB MOR1 | 5--5 | Tier-2 | -5 | 222-2063 | Tier-3---9 | Tier-3 | -9
CB MT1 | 3--2 | Tier-1 | -2 | 283-55R | Tier-3---9 | Tier-3 | -9
CB MT3 | 2--1 | Tier-1 | -1 | 357-1299R | Tier-3---9 | Tier-3 | -9
CB MU1 | 3--2 | Tier-1 | -2 | 441-27R | Tier-3---9 | Tier-3 | -9
CB MV1 | 3--4 | Tier-1 | -4 | 441-30R | Tier-3---9 | Tier-3 | -9
CB NC3 | 1--1 | Tier-1 | -1 | 448-9R | Tier-3---9 | Tier-3 | -9
CB NC4 | 3--1 | Tier-1 | -1 | 449-693R | Tier-3---9 | Tier-3 | -9
CB NO1 | 1--1 | Tier-1 | -1 | 520-35R | Tier-3---9 | Tier-3 | -9
CB NO2 | 3--1 | Tier-1 | -1 | 73-1130R | Tier-3---9 | Tier-3 | -9
CB NO3 | 2--1 | Tier-1 | -1 | 73-23R | Tier-3---9 | Tier-3 | -9
CB NTL1 | 2--1 | Tier-1 | -1 | 79-714R | Tier-3---9 | Tier-3 | -9
CB NVS1 | 4--5 | Tier-2 | -5 | 1021-855 | Tier-3---10 | Tier-3 | 10
CB OCA1 | 2--2 | Tier-1 | -2 | 1022-322R | Tier-3---10 | Tier-3 | 10
CB OH1 | 1--1 | Tier-1 | -1 | 1090-73F | Tier-3---10 | Tier-3 | 10
CB OK1 | 5--5 | Tier-3 | -5 | 1090-74F | Tier-3---10 | Tier-3 | 10
CB OS1 | 3--2 | Tier-1 | -2 | 212-725R | Tier-3---10 | Tier-3 | 10
CB OS4 | 2--1 | Tier-1 | -1 | 215-38R | Tier-3---10 | Tier-3 | 10
CB OS5 | 1--1 | Tier-1 | -1 | 236-1567R | Tier-3---10 | Tier-3 | 10
CB OT2 | 3--3 | Tier-1 | -3 | 239-2215R | Tier-3---10 | Tier-3 | 10
CB PB1 | 4--3 | Tier-1 | -3 | 524-1782F | Tier-3---10 | Tier-3 | 10
CB PB5 | 3--3 | Tier-1 | -3 | 78-35R | Tier-3---10 | Tier-3 | 10
CB PE1 | 5--4 | Tier-3 | -4 | 907-2820R | Tier-3---10 | Tier-3 | 10
CB PH1 | 1--1 | Tier-1 | -1 | 973-1226R | Tier-3---10 | Tier-3 | 10
CB PL2 | 3--2 | Tier-1 | -2 | CB 1234 | Tier-3---10 | Tier-3 | 10
CB PL4 | 3--1 | Tier-1 | -1 | CB 357 | Tier-3---10 | Tier-3 | 10
CB PL6 | 4--1 | Tier-1 | -1 | RB1-433R | Tier-3---10 | Tier-3 | 10
CB PY1 | 5--1 | Tier-3 | -1 | 1166-15R | Tier-3---11 | Tier-3 | 11
CB QN1 | 2--2 | Tier-1 | -2 | 157-1928R | Tier-3---11 | Tier-3 | 11
CB RA1 | 5--5 | Tier-2 | -5 | 157-204R | Tier-3---11 | Tier-3 | 11
CB RA2 | 5--5 | Tier-2 | -5 | 157-232R | Tier-3---11 | Tier-3 | 11
CB RA3 | 5--4 | Tier-2 | -4 | 175-64R | Tier-3---11 | Tier-3 | 11
CB RB1 | 1--5 | Tier-3 | -5 | 176-164R | Tier-3---11 | Tier-3 | 11
CB RC1 | 4--5 | Tier-2 | -5 | 176-1845R | Tier-3---11 | Tier-3 | 11
CB RD1 | 2--1 | Tier-1 | -1 | 220-298R | Tier-3---11 | Tier-3 | 11
CB RD2 | 3--1 | Tier-1 | -1 | 221-23R | Tier-3---11 | Tier-3 | 11
CB RE1 | 1--1 | Tier-1 | -1 | 221-37AE | Tier-3---11 | Tier-3 | 11
CB RI1 | 2--1 | Tier-1 | -1 | 222-1988R | Tier-3---11 | Tier-3 | 11
CB RS1 | 1--1 | Tier-1 | -1 | 441-23R | Tier-3---11 | Tier-3 | 11
CB RV1 | 3--1 | Tier-1 | -1 | 67-34R | Tier-3---11 | Tier-3 | 11
CB RV2 | 1--1 | Tier-1 | -1 | 974-23R | Tier-3---11 | Tier-3 | 11
CB S1 | 3--1 | Tier-1 | -1 | CB SL1 | Tier-3---11 | Tier-3 | 11
CB S2 | 3--1 | Tier-1 | -1 | DV1-3R | Tier-3---11 | Tier-3 | 11
CB SC1 | 4--4 | Tier-1 | -4 | 1233-585R | Tier-3---12 | Tier-3 | 12
CB SC2 | 4--4 | Tier-1 | -4 | 1233-591R | Tier-3---12 | Tier-3 | 12
CB SE4 | 3--2 | Tier-1 | -2 | 217-837R | Tier-3---12 | Tier-3 | 12
CB SHC1 | 3--4 | Tier-1 | -4 | 221-1230F | Tier-3---12 | Tier-3 | 12
CB SK1 | 1--1 | Tier-1 | -1 | 221-788 | Tier-3---12 | Tier-3 | 12
CB SL1 | 5--5 | Tier-3 | -5 | 237-1761R | Tier-3---12 | Tier-3 | 12
CB SLD1 | 1--1 | Tier-1 | -1 | 240-2004R | Tier-3---12 | Tier-3 | 12
CB SO1 | 2--2 | Tier-1 | -2 | 240-2006R | Tier-3---12 | Tier-3 | 12
CB SR1 | 4--1 | Tier-1 | -1 | 240-2032R | Tier-3---12 | Tier-3 | 12
CB SR4 | 3--1 | Tier-1 | -1 | 246-34R | Tier-3---12 | Tier-3 | 12
CB SSC1 | 4--3 | Tier-2 | -3 | 249-24R | Tier-3---12 | Tier-3 | 12
CB SW1 | 1--1 | Tier-1 | -1 | 75-2259F | Tier-3---12 | Tier-3 | 12
CB SW2 | 3--1 | Tier-1 | -1 | 920-1342R | Tier-3---12 | Tier-3 | 12
CB SW3 | 3--2 | Tier-1 | -2 | 971-371R | Tier-3---12 | Tier-3 | 12
CB SW4 | 2--1 | Tier-1 | -1 | TM1-10R | Tier-3---12 | Tier-3 | 12
CB TM1 | 1--5 | Tier-1 | -5 | 1030-1823F | Tier-3---13 | Tier-3 | 13
CB TR1 | 1--5 | Tier-1 | -5 | 1233-587R | Tier-3---13 | Tier-3 | 13
CB TY1 | 1--1 | Tier-1 | -1 | 1458-1058F | Tier-3---13 | Tier-3 | 13
CB UP2 | 3--2 | Tier-1 | -2 | 214-583R | Tier-3---13 | Tier-3 | 13
CB VDN1 | 3--3 | Tier-1 | -3 | 221-344R | Tier-3---13 | Tier-3 | 13
CB VO1 | 1--1 | Tier-1 | -1 | 221-824 | Tier-3---13 | Tier-3 | 13
CB VS1 | 3--1 | Tier-1 | -1 | 236-1561R | Tier-3---13 | Tier-3 | 13
CB VS2 | 3--2 | Tier-1 | -2 | 236-1563R | Tier-3---13 | Tier-3 | 13
CB VS3 | 3--2 | Tier-1 | -2 | 283-71F | Tier-3---13 | Tier-3 | 13
CB VS4 | 3--1 | Tier-1 | -1 | 520-1904 | Tier-3---13 | Tier-3 | 13
CB WA1 | 3--2 | Tier-1 | -2 | 67-24R | Tier-3---13 | Tier-3 | 13
CB WA2 | 3--2 | Tier-1 | -2 | 73-1164 | Tier-3---13 | Tier-3 | 13
CB WA3 | 4--2 | Tier-1 | -2 | 75-32R | Tier-3---13 | Tier-3 | 13
CB WA4 | 3--2 | Tier-1 | -2 | 75-41 | Tier-3---13 | Tier-3 | 13
CB WA5 | 4--2 | Tier-1 | -2 | CB 907 | Tier-3---13 | Tier-3 | 13
CB WA6 | 4--2 | Tier-1 | -2 | CB PE1 | Tier-3---13 | Tier-3 | 13
CB WT1 | 1--1 | Tier-1 | -1 | 1215-28R | Tier-3---14 | Tier-3 | 14
CB WY1 | 1--1 | Tier-1 | -1 | 157-257R | Tier-3---14 | Tier-3 | 14
CB WY2 | 3--1 | Tier-1 | -1 | 157-273R | Tier-3---14 | Tier-3 | 14
CB WY3 | 1--1 | Tier-1 | -1 | 211-771R | Tier-3---14 | Tier-3 | 14
CTL1-3R | 5--4 | Tier-3 | -4 | 214-613R | Tier-3---14 | Tier-3 | 14
DM1-9R | 3--3 | Tier-1 | -3 | 220-288R | Tier-3---14 | Tier-3 | 14
DV1-3R | 5--5 | Tier-3 | -5 | 220-294R | Tier-3---14 | Tier-3 | 14
NO1-287F | 2--1 | Tier-1 | -1 | 442-16R | Tier-3---14 | Tier-3 | 14
NO1-288F | 1--1 | Tier-1 | -1 | 448-47R | Tier-3---14 | Tier-3 | 14
NO1-289F | 2--1 | Tier-1 | -1 | 448-714R | Tier-3---14 | Tier-3 | 14
RA1-402R | 5--5 | Tier-3 | -5 | 449-6R | Tier-3---14 | Tier-3 | 14
RB1-427R | 5--5 | Tier-3 | -5 | 79-660R | Tier-3---14 | Tier-3 | 14
RB1-433R | 5--5 | Tier-3 | -5 | 79-685R | Tier-3---14 | Tier-3 | 14
RD4-48F | 2--1 | Tier-1 | -1 | 79-799R | Tier-3---14 | Tier-3 | 14
RD4-49F | 2--1 | Tier-1 | -1 | CTL1-3R | Tier-3---14 | Tier-3 | 14
RD4-50F | 2--1 | Tier-1 | -1 | 1021-92 | Tier-3---15 | Tier-3 | 15
SEA1-384F | 3--3 | Tier-1 | -3 | 1022-26R | Tier-3---15 | Tier-3 | 15
TM1-10R | 5--5 | Tier-3 | -5 | 1090-636R | Tier-3---15 | Tier-3 | 15
UP1-10 | 3--1 | Tier-1 | -1 | 176-200F | Tier-3---15 | Tier-3 | 15
CB DEA1 | 2--1 | Tier-1 | -1 | 212-739R | Tier-3---15 | Tier-3 | 15
CB ER1 | 3--2 | Tier-1 | -2 | 222-1503R | Tier-3---15 | Tier-3 | 15
780-443F | 2--1 | Tier-1 | -1 | 239-2213R | Tier-3---15 | Tier-3 | 15
CB BP1 | 2--1 | Tier-1 | -1 | 358-33 | Tier-3---15 | Tier-3 | 15
780-444F | 2--1 | Tier-1 | -1 | 442-509R | Tier-3---15 | Tier-3 | 15
CB LF1 | 2--2 | Tier-1 | -2 | 442-729 | Tier-3---15 | Tier-3 | 15
CB LJS1 | 2--2 | Tier-1 | -2 | 448-1234R | Tier-3---15 | Tier-3 | 15
CB MO1 | 3--2 | Tier-1 | -2 | 449-16R | Tier-3---15 | Tier-3 | 15
797-30F | 3--4 | Tier-1 | -4 | 67-45R | Tier-3---15 | Tier-3 | 15
794-17 | 3--2 | Tier-1 | -2 | 79-668R | Tier-3---15 | Tier-3 | 15
96-1042F | 2--4 | Tier-1 | -4 | CB 358 | Tier-3---15 | Tier-3 | 15
991-379AE | 4--2 | Tier-2 | -2 | CB 441 | Tier-3---15 | Tier-3 | 15
991-380 | 4--2 | Tier-2 | -2 | CB JU1 | Tier-3---15 | Tier-3 | 15
991-383 | 4--3 | Tier-2 | -3 | 1021-883R | Tier-3---16 | Tier-3 | 16
991-384AE | 4--3 | Tier-2 | -3 | 1090-1734 | Tier-3---16 | Tier-3 | 16
991-385 | 4--1 | Tier-2 | -1 | 1233-259R | Tier-3---16 | Tier-3 | 16
92-618F | 2--4 | Tier-1 | -4 | 1233-589R | Tier-3---16 | Tier-3 | 16
928-6F | 4--3 | Tier-2 | -3 | 157-207R | Tier-3---16 | Tier-3 | 16
928-37F | 4--4 | Tier-2 | -4 | 239-2207R | Tier-3---16 | Tier-3 | 16
535-10F | 4--3 | Tier-2 | -3 | 239-2211R | Tier-3---16 | Tier-3 | 16
182-2242F | 5--3 | Tier-2 | -3 | 239-2217R | Tier-3---16 | Tier-3 | 16
146-564AE | 2--1 | Tier-1 | -1 | 240-1044 | Tier-3---16 | Tier-3 | 16
146-565 | 2--4 | Tier-1 | -4 | 247-46 | Tier-3---16 | Tier-3 | 16
146-566 | 2--4 | Tier-1 | -4 | 387-15 | Tier-3---16 | Tier-3 | 16
147-801F | 2--1 | Tier-1 | -1 | CB 249 | Tier-3---16 | Tier-3 | 16
147-811F | 2--1 | Tier-1 | -1 | CB 327 | Tier-3---16 | Tier-3 | 16
147-812F | 2--1 | Tier-1 | -1 | CB 975 | Tier-3---16 | Tier-3 | 16
147-818 | 2--1 | Tier-1 | -1 | 214-17AE | Tier-3---17 | Tier-3 | 17
143-35 | 2--3 | Tier-1 | -3 | 214-4R | Tier-3---17 | Tier-3 | 17
140-1155F | 2--1 | Tier-1 | -1 | 214-536R | Tier-3---17 | Tier-3 | 17
140-510 | 2--1 | Tier-1 | -1 | 221-38AE | Tier-3---17 | Tier-3 | 17
144-30AE | 2--3 | Tier-1 | -3 | 221-782R | Tier-3---17 | Tier-3 | 17
144-443F | 2--1 | Tier-1 | -1 | 239-89R | Tier-3---17 | Tier-3 | 17
182-2243F | 5--3 | Tier-2 | -3 | 240-1148 | Tier-3---17 | Tier-3 | 17
287-1116F | 2--2 | Tier-1 | -2 | 67-37R | Tier-3---17 | Tier-3 | 17
287-1119 | 2--4 | Tier-1 | -4 | 907-1602 | Tier-3---17 | Tier-3 | 17
292-157F | 4--1 | Tier-1 | -1 | 970-18AE | Tier-3---17 | Tier-3 | 17
275-50F | 3--3 | Tier-1 | -3 | 970-4AE | Tier-3---17 | Tier-3 | 17
282-1090F | 4--1 | Tier-1 | -1 | 973-530AE | Tier-3---17 | Tier-3 | 17
282-47F | 4--1 | Tier-1 | -1 | 975-7 | Tier-3---17 | Tier-3 | 17
282-564F | 4--1 | Tier-1 | -1 | CB 524 | Tier-3---17 | Tier-3 | 17
183-571F | 3--3 | Tier-2 | -3 | 1090-639R | Tier-3---18 | Tier-3 | 18
196-915AE | 3--1 | Tier-1 | -1 | 1215-10R | Tier-3---18 | Tier-3 | 18
197-50F | 3--2 | Tier-1 | -2 | 1458-1057F | Tier-3---18 | Tier-3 | 18
242-1412 | 5--1 | Tier-1 | -1 | 157-165R | Tier-3---18 | Tier-3 | 18
242-1419F | 5--3 | Tier-1 | -3 | 221-1235F | Tier-3---18 | Tier-3 | 18
244-30F | 3--2 | Tier-1 | -2 | 222-1992R | Tier-3---18 | Tier-3 | 18
233-85F | 2--2 | Tier-2 | -2 | 441-279R | Tier-3---18 | Tier-3 | 18
1101-593F | 4--3 | Tier-2 | -3 | 442-525 | Tier-3---18 | Tier-3 | 18
1160-1 | 4--2 | Tier-1 | -2 | 442-758F | Tier-3---18 | Tier-3 | 18
1160-3AE | 4--1 | Tier-1 | -1 | 442-764R | Tier-3---18 | Tier-3 | 18
1160-8AE | 4--1 | Tier-1 | -1 | 448-724R | Tier-3---18 | Tier-3 | 18
1160-9AE | 4--1 | Tier-1 | -1 | 448-735R | Tier-3---18 | Tier-3 | 18
1161-34 | 4--1 | Tier-1 | -1 | 449-683 | Tier-3---18 | Tier-3 | 18
1161-35 | 4--1 | Tier-1 | -1 | 79-1215F | Tier-3---18 | Tier-3 | 18
1140-7F | 5--1 | Tier-1 | -1 | 973-533AE | Tier-3---18 | Tier-3 | 18
1140-11F | 5--2 | Tier-1 | -2 | 973-534AE | Tier-3---18 | Tier-3 | 18
1140-13F | 5--2 | Tier-1 | -2 | 1215-3 | Tier-3---19 | Tier-3 | 19
1007-10F | 4--3 | Tier-1 | -3 | 1458-1062F | Tier-3---19 | Tier-3 | 19
1007-9F | 4--4 | Tier-1 | -4 | 1458-8 | Tier-3---19 | Tier-3 | 19
1161-9F | 4--2 | Tier-1 | -2 | 221-823 | Tier-3---19 | Tier-3 | 19
540-27AE | 4--1 | Tier-1 | -1 | 222-2108 | Tier-3---19 | Tier-3 | 19
540-28AE | 4--1 | Tier-1 | -1 | 283-80F | Tier-3---19 | Tier-3 | 19
542-43F | 4--4 | Tier-2 | -4 | 358-681F | Tier-3---19 | Tier-3 | 19
542-44F | 4--3 | Tier-2 | -3 | 442-46R | Tier-3---19 | Tier-3 | 19
542-45F | 4--4 | Tier-2 | -4 | 442-780 | Tier-3---19 | Tier-3 | 19
545-43AE | 2--4 | Tier-1 | -4 | 448-1202 | Tier-3---19 | Tier-3 | 19
535-11F | 4--2 | Tier-1 | -2 | 448-1203F | Tier-3---19 | Tier-3 | 19
535-8F | 4--2 | Tier-1 | -2 | 73-1165 | Tier-3---19 | Tier-3 | 19
545-44 | 2--1 | Tier-1 | -1 | 907-1604 | Tier-3---19 | Tier-3 | 19
56-27AE | 2--1 | Tier-1 | -1 | CB CTL1 | Tier-3---19 | Tier-3 | 19
545-48F | 2--2 | Tier-1 | -2 | CB PY1 | Tier-3---19 | Tier-3 | 19
476-4 | 5--1 | Tier-1 | -1 | 1458-1075F | Tier-3---20 | Tier-3 | 20
492-611F | 3--3 | Tier-1 | -3 | 216-220R | Tier-3---20 | Tier-3 | 20
492-612F | 3--1 | Tier-1 | -1 | 448-1196F | Tier-3---20 | Tier-3 | 20
492-8AE | 3--2 | Tier-1 | -2 | 520-1936 | Tier-3---20 | Tier-3 | 20
492-614F | 3--2 | Tier-1 | -2 | 75-2257F | Tier-3---20 | Tier-3 | 20
510-798 | 2--4 | Tier-1 | -4 | CB 1166 | Tier-3---20 | Tier-3 | 20
511-1337 | 2--4 | Tier-1 | -4 | CB 1215 | Tier-3---20 | Tier-3 | 20
511-1338AE | 2--4 | Tier-1 | -4 | CB 214 | Tier-3---20 | Tier-3 | 20
512-49 | 2--2 | Tier-1 | -2 | CB 215 | Tier-3---20 | Tier-3 | 20
700-224AE | 2--1 | Tier-1 | -1 | CB 217 | Tier-3---20 | Tier-3 | 20
701-19AE | 2--3 | Tier-1 | -3 | CB 239 | Tier-3---20 | Tier-3 | 20
701-21 | 2--3 | Tier-1 | -3 | CB 449 | Tier-3---20 | Tier-3 | 20
701-50AE | 2--2 | Tier-1 | -2 | CB 67 | Tier-3---20 | Tier-3 | 20
703-289F | 2--3 | Tier-1 | -3 | CB 78 | Tier-3---20 | Tier-3 | 20
708-47 | 2--4 | Tier-1 | -4 | CB DV1 | Tier-3---20 | Tier-3 | 20
595-1441F | 3--1 | Tier-1 | -1 | CB RB1 | Tier-3---20 | Tier-3 | 20
595-1442F | 3--1 | Tier-1 | -1 | 1233-617F | Tier-3---21 | Tier-3 | 21
595-1451F | 3--3 | Tier-1 | -3 | 221-1237F | Tier-3---21 | Tier-3 | 21
595-1453F | 3--2 | Tier-1 | -2 | 249-11 | Tier-3---21 | Tier-3 | 21
599-1125 | 4--1 | Tier-2 | -1 | 249-12 | Tier-3---21 | Tier-3 | 21
599-1126 | 4--1 | Tier-2 | -1 | 249-13 | Tier-3---21 | Tier-3 | 21
61-24F | 2--2 | Tier-1 | -2 | 283-78F | Tier-3---21 | Tier-3 | 21
595-1440F | 3--2 | Tier-1 | -2 | 75-2258F | Tier-3---21 | Tier-3 | 21
576-205F | 4--4 | Tier-1 | -4 | 907-1475 | Tier-3---21 | Tier-3 | 21
58-382R | 2--3 | Tier-1 | -3 | 974-16 | Tier-3---21 | Tier-3 | 21
58-728F | 2--1 | Tier-1 | -1 | 974-18 | Tier-3---21 | Tier-3 | 21
58-737F | 2--4 | Tier-1 | -4 | CB 1233 | Tier-3---21 | Tier-3 | 21
58-740F | 2--1 | Tier-1 | -1 | CB 157 | Tier-3---21 | Tier-3 | 21
590-6 | 4--4 | Tier-1 | -4 | CB 220 | Tier-3---21 | Tier-3 | 21
361-685F | 2--1 | Tier-1 | -1 | CB 283 | Tier-3---21 | Tier-3 | 21
364-35 | 2--2 | Tier-1 | -2 | CB 75 | Tier-3---21 | Tier-3 | 21
368-1056F | 2--2 | Tier-1 | -2 | 442-32R | Tier-3---21 | Tier-3 | 21
368-402F | 2--1 | Tier-1 | -1 | 1233-264F | Tier-3---22 | Tier-3 | 22
390-16F | 5--2 | Tier-1 | -2 | 1458-9 | Tier-3---22 | Tier-3 | 22
391-437 | 5--2 | Tier-1 | -2 | 283-1357AE | Tier-3---22 | Tier-3 | 22
394-418F | 5--2 | Tier-1 | -2 | 283-1358AE | Tier-3---22 | Tier-3 | 22
394-419 | 4--3 | Tier-1 | -3 | 283-81 | Tier-3---22 | Tier-3 | 22
394-420F | 4--1 | Tier-1 | -1 | 283-83F | Tier-3---22 | Tier-3 | 22
306-2246 | 4--3 | Tier-2 | -3 | 283-85F | Tier-3---22 | Tier-3 | 22
306-2258F | 4--3 | Tier-1 | -3 | 358-1240F | Tier-3---22 | Tier-3 | 22
306-960 | 4--1 | Tier-1 | -1 | 358-663F | Tier-3---22 | Tier-3 | 22
314-1328 | 3--1 | Tier-1 | -1 | 358-665F | Tier-3---22 | Tier-3 | 22
314-43F | 3--4 | Tier-1 | -4 | 358-666F | Tier-3---22 | Tier-3 | 22
314-44F | 3--4 | Tier-1 | -4 | 442-28R | Tier-3---22 | Tier-3 | 22
314-814F | 3--4 | Tier-1 | -4 | 442-784 | Tier-3---22 | Tier-3 | 22
442-32R | 5--1 | Tier-3 | -1 | 73-1218 | Tier-3---22 | Tier-3 | 22
401-692R | 4--1 | Tier-1 | -1 | 79-782R | Tier-3---22 | Tier-3 | 22

## FeederSegment miles
upstreamardfacilityid | FeederID | HFTD Tier | Total Primary OH Miles | Total Secondary OH Miles | Total OH Miles | Total OH HFTD Miles | upstreamardfacilityid | feederid | HFTD | upstreamardfacilityid | prioh_miles | priug_miles | secug_miles | secoh_miles | prioh_hftd_miles | secoh_hftd_miles | Last Updated: | 2025-04-25 | back to index
100-1122R | 100 | Tier-1 | 0.48712 | 0.1265 | 0.61362 | 0 | 1001-1130R | 1001 | Tier-2 | 100-1122R | 0.48712 | 0.25739 | 0 | 0.1265 | 0 | 0
100-517 | 100 | Tier-1 | 0 | 0 | 0 | 0 | 1001-1819 | 1001 | Tier-1 | 100-517 | 0 | 2.5348 | 0 | 0 | 0 | 0
100-519 | 100 | Tier-1 | 0 | 0 | 0 | 0 | 1001-1820F | 1001 | Tier-2 | 100-519 | 0 | 0 | 0 | 0 | 0 | 0
100-523AE | 100 | Tier-1 | 0 | 0 | 0 | 0 | 1006-829F | 1006 | Tier-2 | 100-523AE | 0 | 0.029545 | 0 | 0 | 0 | 0
100-524 | 100 | Tier-1 | 0 | 0 | 0 | 0 | 1012-2 | 1012 | Tier-1 | 100-524 | 0 | 2.9983 | 0 | 0 | 0 | 0
100-525 | 100 | Tier-1 | 0 | 0 | 0 | 0 | 1013-12F | 1013 | Tier-1 | 100-525 | 0 | 0 | 0 | 0 | 0 | 0
1001-1130R | 1001 | Tier-2 | 3.4023 | 0.3025 | 3.7048 | 0.3025 | 102-373 | 102 | Tier-1 | 1001-1130R | 3.4023 | 7.9097 | 0.96723 | 0.3025 | 0 | 0.3025
1001-1140R | 1001 | Tier-2 | 1.3333 | 0 | 1.3333 | 0 | 102-376 | 102 | Tier-1 | 1001-1140R | 1.3333 | 6.314 | 0.69735 | 0 | 0 | 0
1001-1230 | 1001 | Tier-1 | 0 | 0 | 0 | 0 | 102-377 | 102 | Tier-1 | 1001-1230 | 0 | 0 | 0 | 0 | 0 | 0
1001-1231F | 1001 | Tier-2 | 0.094697 | 0 | 0.094697 | 0.030114 | 102-759F | 102 | Tier-1 | 1001-1231F | 0.094697 | 0.41004 | 0 | 0 | 0.030114 | 0
1001-1232F | 1001 | Tier-1 | 0.060606 | 0 | 0.060606 | 0 | 102-760F | 102 | Tier-1 | 1001-1232F | 0.060606 | 0.15208 | 0 | 0 | 0 | 0
1001-1814AE | 1001 | Tier-2 | 0.43788 | 0 | 0.43788 | 0.43788 | 1021-13 | 1021 | Tier-2 | 1001-1814AE | 0.43788 | 0.16875 | 0.0087121 | 0 | 0.43788 | 0
1001-1819 | 1001 | Tier-1 | 0 | 0 | 0 | 0 | 1021-1748F | 1021 | Tier-3 | 1001-1819 | 0 | 0 | 0 | 0 | 0 | 0
1001-1820F | 1001 | Tier-2 | 5.9845 | 0.4945 | 6.479 | 6.1051 | 1022-26R | 1022 | Tier-3 | 1001-1820F | 5.9845 | 21.3098 | 3.4519 | 0.4945 | 5.6106 | 0.4945
1001-1821F | 1001 | Tier-1 | 0 | 0 | 0 | 0 | 1022-322R | 1022 | Tier-3 | 1001-1821F | 0 | 0.71345 | 0.067614 | 0 | 0 | 0
1006-1 | 1006 | Tier-1 | 0 | 0 | 0 | 0 | 1026-3F | 1026 | Tier-2 | 1006-1 | 0 | 0 | 0 | 0 | 0 | 0
1006-2F | 1006 | Tier-2 | 0 | 0 | 0 | 0 | 1030-1728R | 1030 | Tier-3 | 1006-2F | 0 | 2.7309 | 0 | 0 | 0 | 0
1006-3F | 1006 | Tier-2 | 0 | 0 | 0 | 0 | 1030-1732 | 1030 | Tier-3 | 1006-3F | 0 | 21.6557 | 0 | 0 | 0 | 0
1006-829F | 1006 | Tier-2 | 0.47178 | 0 | 0.47178 | 0.47178 | 1030-1777 | 1030 | Tier-3 | 1006-829F | 0.47178 | 0.20436 | 0 | 0 | 0.47178 | 0
1006-830F | 1006 | Tier-2 | 0 | 0 | 0 | 0 | 1030-1831 | 1030 | Tier-3 | 1006-830F | 0 | 0.91155 | 0 | 0 | 0 | 0
1006-831 | 1006 | Tier-2 | 0 | 0 | 0 | 0 | 1030-1832F | 1030 | Tier-3 | 1006-831 | 0 | 0 | 0 | 0 | 0 | 0
1007-10F | 1007 | Tier-1 | 0 | 0 | 0 | 0 | 1030-1834F | 1030 | Tier-3 | 1007-10F | 0 | 6.3396 | 0 | 0 | 0 | 0
1007-7 | 1007 | Tier-1 | 0 | 0 | 0 | 0 | 1030-18R | 1030 | Tier-3 | 1007-7 | 0 | 0 | 0 | 0 | 0 | 0
1007-9F | 1007 | Tier-1 | 0 | 0 | 0 | 0 | 1030-42R | 1030 | Tier-3 | 1007-9F | 0 | 7.3142 | 0 | 0 | 0 | 0
1011-31 | 1011 | Tier-1 | 0 | 0 | 0 | 0 | 1030-989R | 1030 | Tier-3 | 1011-31 | 0 | 0.044697 | 0 | 0 | 0 | 0
1011-32 | 1011 | Tier-1 | 0 | 0 | 0 | 0 | 1047-181 | 1047 | Tier-1 | 1011-32 | 0 | 0 | 0 | 0 | 0 | 0
1012-2 | 1012 | Tier-1 | 0 | 0 | 0 | 0 | 1047-34 | 1047 | Tier-1 | 1012-2 | 0 | 0.04697 | 0 | 0 | 0 | 0
1012-3 | 1012 | Tier-1 | 0 | 0 | 0 | 0 | 1047-36F | 1047 | Tier-1 | 1012-3 | 0 | 0 | 0 | 0 | 0 | 0
1013-10 | 1013 | Tier-1 | 0 | 0 | 0 | 0 | 1048-3F | 1048 | Tier-1 | 1013-10 | 0 | 0.063068 | 0 | 0 | 0 | 0
1013-11 | 1013 | Tier-1 | 0 | 0 | 0 | 0 | 1048-4F | 1048 | Tier-1 | 1013-11 | 0 | 0 | 0 | 0 | 0 | 0
1013-12F | 1013 | Tier-1 | 0 | 0 | 0 | 0 | 1049-5F | 1049 | Tier-1 | 1013-12F | 0 | 0.060038 | 0 | 0 | 0 | 0
102-373 | 102 | Tier-1 | 0 | 0 | 0 | 0 | 105-237F | 105 | Tier-1 | 102-373 | 0 | 0 | 0 | 0 | 0 | 0
102-375 | 102 | Tier-1 | 0 | 0 | 0 | 0 | 106-30 | 106 | Tier-1 | 102-375 | 0 | 0.39867 | 0 | 0 | 0 | 0
102-376 | 102 | Tier-1 | 0 | 0 | 0 | 0 | 106-32 | 106 | Tier-1 | 102-376 | 0 | 0.014394 | 0 | 0 | 0 | 0
102-376F | 102 | Tier-1 | 0 | 0 | 0 | 0 | 1060-132 | 1060 | Tier-1 | 102-376F | 0 | 0 | 0 | 0 | 0 | 0
102-377F | 102 | Tier-1 | 0 | 0 | 0 | 0 | 1060-19 | 1060 | Tier-1 | 102-377F | 0 | 0 | 0 | 0 | 0 | 0
102-377 | 102 | Tier-1 | 0 | 0 | 0 | 0 | 107-500F | 107 | Tier-1 | 102-377 | 0 | 0.026515 | 0 | 0 | 0 | 0
102-756 | 102 | Tier-1 | 0 | 0 | 0 | 0 | 107-501 | 107 | Tier-1 | 102-756 | 0 | 0 | 0 | 0 | 0 | 0
102-757F | 102 | Tier-1 | 0 | 0 | 0 | 0 | 107-502F | 107 | Tier-1 | 102-757F | 0 | 0.015152 | 0 | 0 | 0 | 0
102-759F | 102 | Tier-1 | 0 | 0 | 0 | 0 | 107-503F | 107 | Tier-1 | 102-759F | 0 | 0.015152 | 0 | 0 | 0 | 0
102-760F | 102 | Tier-1 | 0 | 0 | 0 | 0 | 1071-228F | 1071 | Tier-1 | 102-760F | 0 | 0.011364 | 0 | 0 | 0 | 0
1021-13 | 1021 | Tier-2 | 0 | 0 | 0 | 0 | 1071-4 | 1071 | Tier-1 | 1021-13 | 0 | 0 | 0 | 0 | 0 | 0
1021-15F | 1021 | Tier-2 | 0 | 0 | 0 | 0 | 1072-4 | 1072 | Tier-1 | 1021-15F | 0 | 0.047727 | 0 | 0 | 0 | 0
1021-1749 | 1021 | Tier-3 | 0 | 0 | 0 | 0 | 1073-2 | 1073 | Tier-1 | 1021-1749 | 0 | 0 | 0 | 0 | 0 | 0
1021-855 | 1021 | Tier-3 | 2.8114 | 0.1021 | 2.9135 | 2.9135 | 1073-874F | 1073 | Tier-2 | 1021-855 | 2.8114 | 0.65398 | 0.13731 | 0.1021 | 2.8114 | 0.1021
1021-883R | 1021 | Tier-3 | 0.68239 | 0 | 0.68239 | 0.68239 | 1076-32F | 1076 | Tier-1 | 1021-883R | 0.68239 | 0.043561 | 0.065341 | 0 | 0.68239 | 0
1021-14F | 1021 | Tier-2 | 0 | 0 | 0 | 0 | 1079-9 | 1079 | Tier-2 | 1021-14F | 0 | 0.053788 | 0 | 0 | 0 | 0
1021-92 | 1021 | Tier-3 | 0.39394 | 0.0744 | 0.46834 | 0.46834 | 1081-666F | 1081 | Tier-1 | 1021-92 | 0.39394 | 0 | 0 | 0.0744 | 0.39394 | 0.0744
1021-16F | 1021 | Tier-2 | 0 | 0 | 0 | 0 | 1085-109F | 1085 | Tier-1 | 1021-16F | 0 | 0.047727 | 0 | 0 | 0 | 0
1021-1748F | 1021 | Tier-3 | 15.4795 | 2.2475 | 17.727 | 17.727 | 1085-8F | 1085 | Tier-1 | 1021-1748F | 15.4795 | 5.7352 | 2.6136 | 2.2475 | 15.4795 | 2.2475
1022-18 | 1022 | Tier-3 | 0 | 0 | 0 | 0 | 109-22 | 109 | Tier-1 | 1022-18 | 0 | 0 | 0 | 0 | 0 | 0
1021-1750F | 1021 | Tier-3 | 0 | 0 | 0 | 0 | 109-24F | 109 | Tier-1 | 1021-1750F | 0 | 0.22841 | 0 | 0 | 0 | 0
1021-1760R | 1021 | Tier-3 | 2.5712 | 0.397 | 2.9682 | 2.9682 | 109-25F | 109 | Tier-1 | 1021-1760R | 2.5712 | 1.6585 | 0.75303 | 0.397 | 2.5712 | 0.397
1021-25R | 1021 | Tier-3 | 6.4205 | 0.5536 | 6.9741 | 6.9741 | 1090-68 | 1090 | Tier-3 | 1021-25R | 6.4205 | 0.44981 | 0.32254 | 0.5536 | 6.4205 | 0.5536
1022-26R | 1022 | Tier-3 | 0.32083 | 0.0682 | 0.38903 | 0.38903 | 110-49 | 110 | Tier-1 | 1022-26R | 0.32083 | 0 | 0 | 0.0682 | 0.32083 | 0.0682
1023-200R | 1023 | Tier-2 | 3.7112 | 0.0729 | 3.7841 | 3.7841 | 1100-1172R | 1100 | Tier-2 | 1023-200R | 3.7112 | 0.91723 | 0 | 0.0729 | 3.7112 | 0.0729
1023-89R | 1023 | Tier-2 | 3.6216 | 0.7036 | 4.3252 | 4.0623 | 1100-598 | 1100 | Tier-2 | 1023-89R | 3.6216 | 6.1983 | 0 | 0.7036 | 3.3587 | 0.7036
1022-17F | 1022 | Tier-3 | 4.0561 | 0.5072 | 4.5633 | 4.5633 | 1100-603F | 1100 | Tier-2 | 1022-17F | 4.0561 | 0.1553 | 0.047538 | 0.5072 | 4.0561 | 0.5072
1025-11 | 1025 | Tier-1 | 0 | 0 | 0 | 0 | 1100-7F | 1100 | Tier-2 | 1025-11 | 0 | 0 | 0 | 0 | 0 | 0
1026-1 | 1026 | Tier-2 | 0 | 0 | 0 | 0 | 1103-13AE | 1103 | Tier-2 | 1026-1 | 0 | 0 | 0 | 0 | 0 | 0
1022-322R | 1022 | Tier-3 | 3.3911 | 0.275 | 3.6661 | 3.6661 | 1105-1479 | 1105 | Tier-2 | 1022-322R | 3.3911 | 0.042992 | 0.41288 | 0.275 | 3.3911 | 0.275
1026-3F | 1026 | Tier-2 | 0 | 0 | 0 | 0 | 1105-8 | 1105 | Tier-2 | 1026-3F | 0 | 0.15455 | 0 | 0 | 0 | 0
1023-46AE | 1023 | Tier-2 | 17.1742 | 1.9936 | 19.1678 | 19.1678 | 1116-5 | 1116 | Tier-1 | 1023-46AE | 17.1742 | 11.9203 | 0 | 1.9936 | 17.1742 | 1.9936
1023-48R | 1023 | Tier-2 | 14.9381 | 1.5886 | 16.5267 | 16.5267 | 1117-11 | 1117 | Tier-1 | 1023-48R | 14.9381 | 1.7112 | 0 | 1.5886 | 14.9381 | 1.5886
1030-1728R | 1030 | Tier-3 | 2.0987 | 0.579 | 2.6777 | 2.6777 | 1119-514F | 1119 | Tier-1 | 1030-1728R | 2.0987 | 0 | 0 | 0.579 | 2.0987 | 0.579
1030-1733 | 1030 | Tier-3 | 0 | 0 | 0 | 0 | 1119-515F | 1119 | Tier-1 | 1030-1733 | 0 | 0 | 0 | 0 | 0 | 0
1025-12F | 1025 | Tier-1 | 0 | 0 | 0 | 0 | 113-194 | 113 | Tier-1 | 1025-12F | 0 | 1.2557 | 0 | 0 | 0 | 0
1025-13F | 1025 | Tier-1 | 0 | 0 | 0 | 0 | 114-48 | 114 | Tier-1 | 1025-13F | 0 | 0.49716 | 0 | 0 | 0 | 0
1030-1766 | 1030 | Tier-2 | 0 | 0 | 0 | 0 | 1140-13F | 1140 | Tier-1 | 1030-1766 | 0 | 0 | 0 | 0 | 0 | 0
1030-1769F | 1030 | Tier-2 | 0 | 0 | 0 | 0 | 1140-6F | 1140 | Tier-1 | 1030-1769F | 0 | 4.6686 | 0.20303 | 0 | 0 | 0
1030-1774 | 1030 | Tier-2 | 0 | 0 | 0 | 0 | 1140-7F | 1140 | Tier-1 | 1030-1774 | 0 | 0 | 0 | 0 | 0 | 0
1030-1776F | 1030 | Tier-3 | 0 | 0 | 0 | 0 | 1140-8F | 1140 | Tier-1 | 1030-1776F | 0 | 0.59015 | 0.012689 | 0 | 0 | 0
1030-1831 | 1030 | Tier-3 | 0 | 0 | 0 | 0 | 115-22 | 115 | Tier-1 | 1030-1831 | 0 | 0 | 0 | 0 | 0 | 0
1030-1735F | 1030 | Tier-3 | 0 | 0 | 0 | 0 | 115-25F | 115 | Tier-1 | 1030-1735F | 0 | 35.7964 | 5.7494 | 0 | 0 | 0
1030-1897 | 1030 | Tier-3 | 0 | 0 | 0 | 0 | 115-28 | 115 | Tier-1 | 1030-1897 | 0 | 0 | 0 | 0 | 0 | 0
1030-1899F | 1030 | Tier-3 | 0 | 0 | 0 | 0 | 115-29F | 115 | Tier-1 | 1030-1899F | 0 | 0.026705 | 0 | 0 | 0 | 0
1039-12 | 1039 | Tier-1 | 0 | 0 | 0 | 0 | 115-30F | 115 | Tier-1 | 1039-12 | 0 | 0 | 0 | 0 | 0 | 0
1030-1775F | 1030 | Tier-3 | 0 | 0 | 0 | 0 | 115-31 | 115 | Tier-1 | 1030-1775F | 0 | 0.88106 | 0.050189 | 0 | 0 | 0
1047-28 | 1047 | Tier-1 | 0 | 0 | 0 | 0 | 116-31F | 116 | Tier-1 | 1047-28 | 0 | 0 | 0 | 0 | 0 | 0
1030-1777 | 1030 | Tier-3 | 4.6761 | 1.1 | 5.7761 | 5.7761 | 116-32F | 116 | Tier-1 | 1030-1777 | 4.6761 | 0.24034 | 0.2964 | 1.1 | 4.6761 | 1.1
1030-1823F | 1030 | Tier-3 | 0.84583 | 0.0701 | 0.91593 | 0.91593 | 1160-10 | 1160 | Tier-1 | 1030-1823F | 0.84583 | 0.11629 | 0 | 0.0701 | 0.84583 | 0.0701
1047-31F | 1047 | Tier-1 | 0 | 0 | 0 | 0 | 1161-35 | 1161 | Tier-1 | 1047-31F | 0 | 1.5227 | 0 | 0 | 0 | 0
1030-1832F | 1030 | Tier-3 | 0 | 0 | 0 | 0 | 1161-54 | 1161 | Tier-1 | 1030-1832F | 0 | 2.0911 | 0.020265 | 0 | 0 | 0
1030-1834F | 1030 | Tier-3 | 0 | 0 | 0 | 0 | 1161-55 | 1161 | Tier-2 | 1030-1834F | 0 | 0.018561 | 0 | 0 | 0 | 0
1047-34 | 1047 | Tier-1 | 0 | 0 | 0 | 0 | 1161-61 | 1161 | Tier-1 | 1047-34 | 0 | 0 | 0 | 0 | 0 | 0
1048-1 | 1048 | Tier-1 | 0 | 0 | 0 | 0 | 1161-9F | 1161 | Tier-1 | 1048-1 | 0 | 0 | 0 | 0 | 0 | 0
1030-18R | 1030 | Tier-3 | 2.9989 | 0.5286 | 3.5275 | 3.5275 | 1162-363 | 1162 | Tier-2 | 1030-18R | 2.9989 | 0 | 0.026515 | 0.5286 | 2.9989 | 0.5286
1048-2F | 1048 | Tier-1 | 0 | 0 | 0 | 0 | 117-14 | 117 | Tier-1 | 1048-2F | 0 | 0.0060606 | 0 | 0 | 0 | 0
1030-20R | 1030 | Tier-3 | 14.3998 | 1.317 | 15.7168 | 15.7168 | 117-14F | 117 | Tier-1 | 1030-20R | 14.3998 | 0.1464 | 0.36231 | 1.317 | 14.3998 | 1.317
1030-42R | 1030 | Tier-3 | 14.3574 | 2.364 | 16.7214 | 16.7214 | 117-29 | 117 | Tier-1 | 1030-42R | 14.3574 | 1.089 | 0.67917 | 2.364 | 14.3574 | 2.364
1030-989R | 1030 | Tier-3 | 18.3199 | 1.2621 | 19.582 | 19.582 | 117-44 | 117 | Tier-1 | 1030-989R | 18.3199 | 0.54754 | 0.27405 | 1.2621 | 18.3199 | 1.2621
1048-3F | 1048 | Tier-1 | 0 | 0 | 0 | 0 | 1173-71 | 1173 | Tier-1 | 1048-3F | 0 | 0.0081439 | 0 | 0 | 0 | 0
1039-13 | 1039 | Tier-2 | 13.3375 | 3.2523 | 16.5898 | 16.5898 | 1174-13 | 1174 | Tier-1 | 1039-13 | 13.3375 | 13.3591 | 0 | 3.2523 | 13.3375 | 3.2523
1039-14AE | 1039 | Tier-2 | 0 | 0 | 0 | 0 | 118-13 | 118 | Tier-1 | 1039-14AE | 0 | 5.3998 | 0 | 0 | 0 | 0
104-38 | 104 | Tier-1 | 0 | 0 | 0 | 0 | 118-17 | 118 | Tier-1 | 104-38 | 0 | 1.0714 | 0 | 0 | 0 | 0
104-41 | 104 | Tier-1 | 0 | 0 | 0 | 0 | 118-18F | 118 | Tier-1 | 104-41 | 0 | 2.2015 | 0 | 0 | 0 | 0
1047-179AE | 1047 | Tier-1 | 0 | 0 | 0 | 0 | 1180-9 | 1180 | Tier-1 | 1047-179AE | 0 | 5.1659 | 0 | 0 | 0 | 0
1048-4F | 1048 | Tier-1 | 0 | 0 | 0 | 0 | 1181-301 | 1181 | Tier-1 | 1048-4F | 0 | 0.0075758 | 0 | 0 | 0 | 0
1047-181 | 1047 | Tier-1 | 0 | 0 | 0 | 0 | 1181-303F | 1181 | Tier-1 | 1047-181 | 0 | 0.49602 | 0 | 0 | 0 | 0
1048-5F | 1048 | Tier-1 | 0 | 0 | 0 | 0 | 119-41F | 119 | Tier-1 | 1048-5F | 0 | 0.011742 | 0 | 0 | 0 | 0
1049-1 | 1049 | Tier-1 | 0 | 0 | 0 | 0 | 120-367F | 120 | Tier-1 | 1049-1 | 0 | 0 | 0 | 0 | 0 | 0
1049-5F | 1049 | Tier-1 | 0 | 0 | 0 | 0 | 120-846F | 120 | Tier-1 | 1049-5F | 0 | 0.18636 | 0 | 0 | 0 | 0
1047-35F | 1047 | Tier-1 | 0.87538 | 0.8116 | 1.687 | 0 | 1201-279 | 1201 | Tier-2 | 1047-35F | 0.87538 | 4.9892 | 0 | 0.8116 | 0 | 0
1047-36F | 1047 | Tier-1 | 3.5644 | 4.1006 | 7.665 | 0 | 1201-282F | 1201 | Tier-2 | 1047-36F | 3.5644 | 0.16269 | 0 | 4.1006 | 0 | 0
1049-6 | 1049 | Tier-1 | 0 | 0 | 0 | 0 | 1202-25 | 1202 | Tier-1 | 1049-6 | 0 | 0 | 0 | 0 | 0 | 0
105-236 | 105 | Tier-1 | 0 | 0 | 0 | 0 | 121-172 | 121 | Tier-1 | 105-236 | 0 | 0 | 0 | 0 | 0 | 0
105-448F | 105 | Tier-1 | 0 | 0 | 0 | 0 | 121-189 | 121 | Tier-1 | 105-448F | 0 | 0.029167 | 0 | 0 | 0 | 0
105-449 | 105 | Tier-1 | 0 | 0 | 0 | 0 | 121-194 | 121 | Tier-1 | 105-449 | 0 | 0 | 0 | 0 | 0 | 0
106-30 | 106 | Tier-1 | 0 | 0 | 0 | 0 | 121-195F | 121 | Tier-1 | 106-30 | 0 | 0.82197 | 0 | 0 | 0 | 0
106-32 | 106 | Tier-1 | 0 | 0 | 0 | 0 | 1215-10R | 1215 | Tier-3 | 106-32 | 0 | 0 | 0 | 0 | 0 | 0
1049-36 | 1049 | Tier-1 | 0 | 0 | 0 | 0 | 1215-12R | 1215 | Tier-3 | 1049-36 | 0 | 0.67784 | 0 | 0 | 0 | 0
1049-3F | 1049 | Tier-1 | 3.5225 | 3.6157 | 7.1382 | 0 | 1215-3 | 1215 | Tier-3 | 1049-3F | 3.5225 | 6.16 | 0 | 3.6157 | 0 | 0
1049-4F | 1049 | Tier-1 | 1.2631 | 0.6903 | 1.9534 | 0 | 1221-2097 | 1221 | Tier-1 | 1049-4F | 1.2631 | 1.6004 | 0 | 0.6903 | 0 | 0
106-72 | 106 | Tier-1 | 0 | 0 | 0 | 0 | 1221-5F | 1221 | Tier-2 | 106-72 | 0 | 0.0085227 | 0 | 0 | 0 | 0
106-72F | 106 | Tier-1 | 0 | 0 | 0 | 0 | 1222-17AE | 1222 | Tier-1 | 106-72F | 0 | 0 | 0 | 0 | 0 | 0
1049-7F | 1049 | Tier-1 | 1.8814 | 1.9347 | 3.8161 | 0 | 1223-4 | 1223 | Tier-1 | 1049-7F | 1.8814 | 0.23466 | 0 | 1.9347 | 0 | 0
1060-13 | 1060 | Tier-1 | 0 | 0 | 0 | 0 | 1224-790F | 1224 | Tier-1 | 1060-13 | 0 | 0.29848 | 0 | 0 | 0 | 0
1060-132 | 1060 | Tier-1 | 0 | 0 | 0 | 0 | 1224-791 | 1224 | Tier-1 | 1060-132 | 0 | 0 | 0 | 0 | 0 | 0
1060-133F | 1060 | Tier-1 | 0 | 0 | 0 | 0 | 1224-792F | 1224 | Tier-1 | 1060-133F | 0 | 0.11742 | 0 | 0 | 0 | 0
1060-135F | 1060 | Tier-1 | 0 | 0 | 0 | 0 | 1225-918F | 1225 | Tier-1 | 1060-135F | 0 | 0.25417 | 0 | 0 | 0 | 0
1060-14 | 1060 | Tier-1 | 0 | 0 | 0 | 0 | 123-427 | 123 | Tier-1 | 1060-14 | 0 | 0 | 0 | 0 | 0 | 0
105-238F | 105 | Tier-1 | 0 | 0 | 0 | 0 | 123-431 | 123 | Tier-1 | 105-238F | 0 | 0.67576 | 0 | 0 | 0 | 0
105-239F | 105 | Tier-1 | 0.26155 | 0 | 0.26155 | 0 | 123-437 | 123 | Tier-1 | 105-239F | 0.26155 | 2.4305 | 0 | 0 | 0 | 0
1060-15 | 1060 | Tier-1 | 0 | 0 | 0 | 0 | 123-448F | 123 | Tier-1 | 1060-15 | 0 | 0.017045 | 0 | 0 | 0 | 0
1060-15F | 1060 | Tier-1 | 0 | 0 | 0 | 0 | 1233-585R | 1233 | Tier-3 | 1060-15F | 0 | 0 | 0 | 0 | 0 | 0
1060-16 | 1060 | Tier-1 | 0 | 0 | 0 | 0 | 1233-589R | 1233 | Tier-3 | 1060-16 | 0 | 0.017045 | 0 | 0 | 0 | 0
1060-16F | 1060 | Tier-1 | 0 | 0 | 0 | 0 | 124-504F | 124 | Tier-1 | 1060-16F | 0 | 0 | 0 | 0 | 0 | 0
1060-17F | 1060 | Tier-1 | 0 | 0 | 0 | 0 | 124-506F | 124 | Tier-1 | 1060-17F | 0 | 0 | 0 | 0 | 0 | 0
1060-19 | 1060 | Tier-1 | 0 | 0 | 0 | 0 | 1242-1025F | 1242 | Tier-2 | 1060-19 | 0 | 0.30322 | 0 | 0 | 0 | 0
1060-21 | 1060 | Tier-1 | 0 | 0 | 0 | 0 | 1242-1026 | 1242 | Tier-2 | 1060-21 | 0 | 0 | 0 | 0 | 0 | 0
107-500F | 107 | Tier-1 | 0 | 0 | 0 | 0 | 1242-125 | 1242 | Tier-2 | 107-500F | 0 | 0.037879 | 0 | 0 | 0 | 0
107-501 | 107 | Tier-1 | 0 | 0 | 0 | 0 | 1242-127AE | 1242 | Tier-2 | 107-501 | 0 | 0 | 0 | 0 | 0 | 0
107-502F | 107 | Tier-1 | 0 | 0 | 0 | 0 | 1242-155 | 1242 | Tier-2 | 107-502F | 0 | 0.175 | 0 | 0 | 0 | 0
107-503F | 107 | Tier-1 | 0 | 0 | 0 | 0 | 1242-156AE | 1242 | Tier-2 | 107-503F | 0 | 0.21383 | 0 | 0 | 0 | 0
1070-333 | 1070 | Tier-1 | 0 | 0 | 0 | 0 | 1242-157 | 1242 | Tier-2 | 1070-333 | 0 | 0 | 0 | 0 | 0 | 0
1071-225 | 1071 | Tier-1 | 0 | 0 | 0 | 0 | 1244-11 | 1244 | Tier-2 | 1071-225 | 0 | 0 | 0 | 0 | 0 | 0
1060-136F | 1060 | Tier-1 | 0 | 0 | 0 | 0 | 1256-35 | 1256 | Tier-2 | 1060-136F | 0 | 0.35739 | 0 | 0 | 0 | 0
1071-4 | 1071 | Tier-1 | 0 | 0 | 0 | 0 | 1256-37 | 1256 | Tier-2 | 1071-4 | 0 | 0 | 0 | 0 | 0 | 0
1072-3 | 1072 | Tier-1 | 0 | 0 | 0 | 0 | 1257-6 | 1257 | Tier-2 | 1072-3 | 0 | 0.25928 | 0 | 0 | 0 | 0
1073-2 | 1073 | Tier-1 | 0 | 0 | 0 | 0 | 1257-8AE | 1257 | Tier-2 | 1073-2 | 0 | 0 | 0 | 0 | 0 | 0
1073-871 | 1073 | Tier-1 | 0 | 0 | 0 | 0 | 1258-7 | 1258 | Tier-2 | 1073-871 | 0 | 0 | 0 | 0 | 0 | 0
1073-872F | 1073 | Tier-2 | 0.60246 | 0.0169 | 0.61936 | 0.61936 | 126-11 | 126 | Tier-1 | 1073-872F | 0.60246 | 0.64754 | 0 | 0.0169 | 0.60246 | 0.0169
1060-17 | 1060 | Tier-1 | 0 | 0 | 0 | 0 | 126-6 | 126 | Tier-1 | 1060-17 | 0 | 0.038447 | 0 | 0 | 0 | 0
1073-885 | 1073 | Tier-1 | 0 | 0 | 0 | 0 | 1260-219 | 1260 | Tier-1 | 1073-885 | 0 | 0 | 0 | 0 | 0 | 0
1076-30 | 1076 | Tier-1 | 0 | 0 | 0 | 0 | 1266-14 | 1266 | Tier-1 | 1076-30 | 0 | 0 | 0 | 0 | 0 | 0
1060-20 | 1060 | Tier-1 | 0 | 0 | 0 | 0 | 1266-302F | 1266 | Tier-1 | 1060-20 | 0 | 3.1057 | 0 | 0 | 0 | 0
1076-31F | 1076 | Tier-1 | 0 | 0 | 0 | 0 | 127-40 | 127 | Tier-1 | 1076-31F | 0 | 0.011364 | 0 | 0 | 0 | 0
1060-22 | 1060 | Tier-1 | 0 | 0 | 0 | 0 | 1283-1 | 1283 | Tier-1 | 1060-22 | 0 | 3.5574 | 0 | 0 | 0 | 0
1076-32F | 1076 | Tier-1 | 0 | 0 | 0 | 0 | 1284-402F | 1284 | Tier-1 | 1076-32F | 0 | 0.007197 | 0 | 0 | 0 | 0
1076-34 | 1076 | Tier-1 | 0 | 0 | 0 | 0 | 1284-403 | 1284 | Tier-1 | 1076-34 | 0 | 0 | 0 | 0 | 0 | 0
1076-36F | 1076 | Tier-1 | 0 | 0 | 0 | 0 | 1284-411 | 1284 | Tier-1 | 1076-36F | 0 | 1.4102 | 0 | 0 | 0 | 0
1079-23 | 1079 | Tier-1 | 0 | 0 | 0 | 0 | 1286-347F | 1286 | Tier-1 | 1079-23 | 0 | 0 | 0 | 0 | 0 | 0
108-389 | 108 | Tier-1 | 0 | 0 | 0 | 0 | 1297-34F | 1297 | Tier-1 | 108-389 | 0 | 0 | 0 | 0 | 0 | 0
1070-334AE | 1070 | Tier-1 | 0 | 0 | 0 | 0 | 1297-35F | 1297 | Tier-1 | 1070-334AE | 0 | 3.4617 | 0 | 0 | 0 | 0
1070-335AE | 1070 | Tier-1 | 0 | 0 | 0 | 0 | 130-12 | 130 | Tier-1 | 1070-335AE | 0 | 3.2492 | 0 | 0 | 0 | 0
108-390F | 108 | Tier-1 | 0 | 0 | 0 | 0 | 130-13F | 130 | Tier-1 | 108-390F | 0 | 0.0047348 | 0 | 0 | 0 | 0
108-391F | 108 | Tier-1 | 0 | 0 | 0 | 0 | 131-180AE | 131 | Tier-1 | 108-391F | 0 | 0.010417 | 0 | 0 | 0 | 0
1071-226F | 1071 | Tier-1 | 0.36818 | 0 | 0.36818 | 0 | 131-227 | 131 | Tier-1 | 1071-226F | 0.36818 | 8.1962 | 0 | 0 | 0 | 0
1071-228F | 1071 | Tier-1 | 0 | 0 | 0 | 0 | 132-157F | 132 | Tier-1 | 1071-228F | 0 | 4.1523 | 0 | 0 | 0 | 0
1071-3F | 1071 | Tier-1 | 0 | 0 | 0 | 0 | 132-158 | 132 | Tier-1 | 1071-3F | 0 | 4.8869 | 0 | 0 | 0 | 0
1081-665 | 1081 | Tier-1 | 0 | 0 | 0 | 0 | 132-158F | 132 | Tier-1 | 1081-665 | 0 | 0 | 0 | 0 | 0 | 0
1085-412F | 1085 | Tier-1 | 0 | 0 | 0 | 0 | 132-288 | 132 | Tier-1 | 1085-412F | 0 | 0.0066288 | 0 | 0 | 0 | 0
1085-414 | 1085 | Tier-1 | 0 | 0 | 0 | 0 | 132-289F | 132 | Tier-1 | 1085-414 | 0 | 0 | 0 | 0 | 0 | 0
1085-433 | 1085 | Tier-1 | 0 | 0 | 0 | 0 | 132-39 | 132 | Tier-1 | 1085-433 | 0 | 0.44167 | 0 | 0 | 0 | 0
1072-4 | 1072 | Tier-1 | 0 | 0 | 0 | 0 | 132-41F | 132 | Tier-1 | 1072-4 | 0 | 0.49659 | 0 | 0 | 0 | 0
1072-5 | 1072 | Tier-1 | 0 | 0 | 0 | 0 | 132-42 | 132 | Tier-1 | 1072-5 | 0 | 0.022159 | 0 | 0 | 0 | 0
1072-6 | 1072 | Tier-1 | 0.23504 | 0 | 0.23504 | 0 | 132-43F | 132 | Tier-1 | 1072-6 | 0.23504 | 12.9176 | 0 | 0 | 0 | 0
1085-9 | 1085 | Tier-1 | 0 | 0 | 0 | 0 | 135-268 | 135 | Tier-1 | 1085-9 | 0 | 0 | 0 | 0 | 0 | 0
1073-3F | 1073 | Tier-1 | 0 | 0 | 0 | 0 | 135-269F | 135 | Tier-1 | 1073-3F | 0 | 1.7669 | 0 | 0 | 0 | 0
1073-480 | 1073 | Tier-1 | 0.27083 | 0 | 0.27083 | 0 | 137-34AE | 137 | Tier-1 | 1073-480 | 0.27083 | 5.4896 | 0 | 0 | 0 | 0
109-17 | 109 | Tier-1 | 0 | 0 | 0 | 0 | 137-767F | 137 | Tier-1 | 109-17 | 0 | 0 | 0 | 0 | 0 | 0
109-20F | 109 | Tier-1 | 0 | 0 | 0 | 0 | 137-768F | 137 | Tier-1 | 109-20F | 0 | 0.15246 | 0 | 0 | 0 | 0
1073-874F | 1073 | Tier-2 | 1.3129 | 0.2127 | 1.5256 | 0.27065 | 138-41 | 138 | Tier-1 | 1073-874F | 1.3129 | 3.9636 | 0 | 0.2127 | 0.057955 | 0.2127
109-22 | 109 | Tier-1 | 0 | 0 | 0 | 0 | 139-402F | 139 | Tier-1 | 109-22 | 0 | 0.20189 | 0 | 0 | 0 | 0
1073-886F | 1073 | Tier-2 | 0.11231 | 0 | 0.11231 | 0.11231 | 140-1155F | 140 | Tier-1 | 1073-886F | 0.11231 | 1.6098 | 0 | 0 | 0.11231 | 0
1073-887F | 1073 | Tier-2 | 0.049053 | 0 | 0.049053 | 0.049053 | 140-1157 | 140 | Tier-1 | 1073-887F | 0.049053 | 1.283 | 0 | 0 | 0.049053 | 0
1073-888F | 1073 | Tier-2 | 0 | 0 | 0 | 0 | 140-481R | 140 | Tier-1 | 1073-888F | 0 | 6.4813 | 0 | 0 | 0 | 0
109-23 | 109 | Tier-1 | 0 | 0 | 0 | 0 | 1406-19F | 1406 | Tier-1 | 109-23 | 0 | 0 | 0 | 0 | 0 | 0
109-24 | 109 | Tier-1 | 0 | 0 | 0 | 0 | 1406-21F | 1406 | Tier-1 | 109-24 | 0 | 0.0068182 | 0 | 0 | 0 | 0
109-24F | 109 | Tier-1 | 0 | 0 | 0 | 0 | 1409-4F | 1409 | Tier-1 | 109-24F | 0 | 0 | 0 | 0 | 0 | 0
109-25 | 109 | Tier-1 | 0 | 0 | 0 | 0 | 1409-660AE | 1409 | Tier-1 | 109-25 | 0 | 0.0087121 | 0 | 0 | 0 | 0
1076-35F | 1076 | Tier-1 | 0 | 0 | 0 | 0 | 1409-7AE | 1409 | Tier-1 | 1076-35F | 0 | 1.4161 | 0 | 0 | 0 | 0
109-25F | 109 | Tier-1 | 0 | 0 | 0 | 0 | 141-194F | 141 | Tier-1 | 109-25F | 0 | 0 | 0 | 0 | 0 | 0
1076-37F | 1076 | Tier-1 | 5.8316 | 5.836 | 11.6676 | 0 | 1419-13F | 1419 | Tier-1 | 1076-37F | 5.8316 | 2.186 | 0 | 5.836 | 0 | 0
1077-8R | 1077 | Tier-1 | 2.1443 | 0.6598 | 2.8041 | 0 | 1420-7F | 1420 | Tier-1 | 1077-8R | 2.1443 | 3.3468 | 0 | 0.6598 | 0 | 0
1079-21F | 1079 | Tier-1 | 0 | 0 | 0 | 0 | 1420-8F | 1420 | Tier-1 | 1079-21F | 0 | 0.059659 | 0 | 0 | 0 | 0
109-26 | 109 | Tier-1 | 0 | 0 | 0 | 0 | 143-147F | 143 | Tier-1 | 109-26 | 0 | 0.029924 | 0 | 0 | 0 | 0
1079-9 | 1079 | Tier-2 | 6.0597 | 1.9822 | 8.0419 | 2.0388 | 1434-10AE | 1434 | Tier-1 | 1079-9 | 6.0597 | 11.7205 | 0 | 1.9822 | 0.056629 | 1.9822
109-26F | 109 | Tier-1 | 0 | 0 | 0 | 0 | 1436-38 | 1436 | Tier-1 | 109-26F | 0 | 0 | 0 | 0 | 0 | 0
1090-50 | 1090 | Tier-2 | 0 | 0 | 0 | 0 | 1436-39F | 1436 | Tier-1 | 1090-50 | 0 | 0 | 0 | 0 | 0 | 0
1090-68 | 1090 | Tier-3 | 0 | 0 | 0 | 0 | 144-29 | 144 | Tier-1 | 1090-68 | 0 | 1.6839 | 0 | 0 | 0 | 0
1081-11 | 1081 | Tier-1 | 4.3795 | 3.3019 | 7.6814 | 0 | 144-444 | 144 | Tier-1 | 1081-11 | 4.3795 | 7.5339 | 5.9331 | 3.3019 | 0 | 0
1081-38AE | 1081 | Tier-1 | 1.0741 | 0.1011 | 1.1752 | 0 | 1442-3AE | 1442 | Tier-1 | 1081-38AE | 1.0741 | 6.2311 | 1.2333 | 0.1011 | 0 | 0
1090-69F | 1090 | Tier-2 | 0 | 0 | 0 | 0 | 1444-1 | 1444 | Tier-1 | 1090-69F | 0 | 0.080303 | 0 | 0 | 0 | 0
1081-666F | 1081 | Tier-1 | 3.4962 | 2.3331 | 5.8293 | 0 | 1444-310F | 1444 | Tier-1 | 1081-666F | 3.4962 | 1.85 | 0.69886 | 2.3331 | 0 | 0
1081-668F | 1081 | Tier-1 | 0.51098 | 0.389 | 0.89998 | 0 | 1444-313 | 1444 | Tier-1 | 1081-668F | 0.51098 | 3.3064 | 1.8225 | 0.389 | 0 | 0
1085-109F | 1085 | Tier-1 | 0 | 0 | 0 | 0 | 1445-309 | 1445 | Tier-1 | 1085-109F | 0 | 7.64 | 0.57803 | 0 | 0 | 0
1090-72 | 1090 | Tier-3 | 0 | 0 | 0 | 0 | 1446-13F | 1446 | Tier-1 | 1090-72 | 0 | 0 | 0 | 0 | 0 | 0
1094-26 | 1094 | Tier-2 | 0 | 0 | 0 | 0 | 1448-319R | 1448 | Tier-1 | 1094-26 | 0 | 0 | 0 | 0 | 0 | 0
1094-5 | 1094 | Tier-1 | 0 | 0 | 0 | 0 | 1448-339F | 1448 | Tier-1 | 1094-5 | 0 | 0 | 0 | 0 | 0 | 0
1085-8F | 1085 | Tier-1 | 0 | 0 | 0 | 0 | 145-631F | 145 | Tier-1 | 1085-8F | 0 | 2.5663 | 0.10606 | 0 | 0 | 0
1094-8AE | 1094 | Tier-1 | 0.24489 | 0.0625 | 0.30739 | 0 | 1450-17 | 1450 | Tier-2 | 1094-8AE | 0.24489 | 0.11894 | 0.011364 | 0.0625 | 0 | 0
1100-10 | 1100 | Tier-2 | 0 | 0 | 0 | 0 | 1450-21 | 1450 | Tier-2 | 1100-10 | 0 | 0 | 0 | 0 | 0 | 0
1100-1167 | 1100 | Tier-2 | 0 | 0 | 0 | 0 | 1450-303 | 1450 | Tier-1 | 1100-1167 | 0 | 0 | 0 | 0 | 0 | 0
109-19F | 109 | Tier-1 | 0 | 0 | 0 | 0 | 1450-304F | 1450 | Tier-2 | 109-19F | 0 | 0.26439 | 0 | 0 | 0 | 0
1101-590 | 1101 | Tier-2 | 0 | 0 | 0 | 0 | 1458-1055 | 1458 | Tier-2 | 1101-590 | 0 | 0 | 0 | 0 | 0 | 0
1102-320 | 1102 | Tier-2 | 0 | 0 | 0 | 0 | 1458-1060 | 1458 | Tier-2 | 1102-320 | 0 | 0 | 0 | 0 | 0 | 0
1103-15 | 1103 | Tier-2 | 0 | 0 | 0 | 0 | 1458-1131R | 1458 | Tier-3 | 1103-15 | 0 | 0 | 0 | 0 | 0 | 0
1105-1481 | 1105 | Tier-2 | 0 | 0 | 0 | 0 | 1458-518 | 1458 | Tier-2 | 1105-1481 | 0 | 0 | 0 | 0 | 0 | 0
1105-9AE | 1105 | Tier-2 | 0 | 0 | 0 | 0 | 1458-565R | 1458 | Tier-3 | 1105-9AE | 0 | 0.28788 | 0 | 0 | 0 | 0
111-420 | 111 | Tier-1 | 0 | 0 | 0 | 0 | 1480-25 | 1480 | Tier-1 | 111-420 | 0 | 0 | 0 | 0 | 0 | 0
111-421F | 111 | Tier-1 | 0 | 0 | 0 | 0 | 1481-11 | 1481 | Tier-1 | 111-421F | 0 | 0.010417 | 0 | 0 | 0 | 0
111-422F | 111 | Tier-1 | 0 | 0 | 0 | 0 | 1481-3 | 1481 | Tier-1 | 111-422F | 0 | 0.0075758 | 0 | 0 | 0 | 0
1116-5 | 1116 | Tier-1 | 0 | 0 | 0 | 0 | 1481-4 | 1481 | Tier-1 | 1116-5 | 0 | 0 | 0 | 0 | 0 | 0
1090-1734 | 1090 | Tier-3 | 2.0241 | 0.1102 | 2.1343 | 2.1343 | 1482-17 | 1482 | Tier-1 | 1090-1734 | 2.0241 | 5.9697 | 0 | 0.1102 | 2.0241 | 0.1102
1117-11 | 1117 | Tier-1 | 0 | 0 | 0 | 0 | 1483-14F | 1483 | Tier-1 | 1117-11 | 0 | 0.48333 | 0 | 0 | 0 | 0
1090-636R | 1090 | Tier-3 | 8.0809 | 0.1057 | 8.1866 | 8.1866 | 1483-15 | 1483 | Tier-1 | 1090-636R | 8.0809 | 0.30795 | 0 | 0.1057 | 8.0809 | 0.1057
1090-639R | 1090 | Tier-3 | 4.261 | 0.093 | 4.354 | 4.354 | 1483-16 | 1483 | Tier-1 | 1090-639R | 4.261 | 0.064394 | 0 | 0.093 | 4.261 | 0.093
1117-1118 | 1117 | Tier-1 | 0 | 0 | 0 | 0 | 1483-16F | 1483 | Tier-1 | 1117-1118 | 0 | 0 | 0 | 0 | 0 | 0
1118-2 | 1118 | Tier-2 | 0 | 0 | 0 | 0 | 1483-24AE | 1483 | Tier-1 | 1118-2 | 0 | 0 | 0 | 0 | 0 | 0
1090-70F | 1090 | Tier-2 | 0.42936 | 0.2159 | 0.64526 | 0.64526 | 1483-305F | 1483 | Tier-1 | 1090-70F | 0.42936 | 4.0491 | 0 | 0.2159 | 0.42936 | 0.2159
1119-512 | 1119 | Tier-1 | 0 | 0 | 0 | 0 | 1483-306F | 1483 | Tier-1 | 1119-512 | 0 | 0 | 0 | 0 | 0 | 0
1090-73F | 1090 | Tier-3 | 8.9759 | 1.6301 | 10.606 | 10.606 | 1483-38 | 1483 | Tier-1 | 1090-73F | 8.9759 | 5.6197 | 0 | 1.6301 | 8.9759 | 1.6301
1090-74F | 1090 | Tier-3 | 8.54 | 1.3527 | 9.8927 | 9.8927 | 1483-39 | 1483 | Tier-1 | 1090-74F | 8.54 | 1.8667 | 0 | 1.3527 | 8.54 | 1.3527
1094-24F | 1094 | Tier-2 | 0 | 0 | 0 | 0 | 1483-41 | 1483 | Tier-1 | 1094-24F | 0 | 2.4608 | 1.1309 | 0 | 0 | 0
1094-25F | 1094 | Tier-2 | 0 | 0 | 0 | 0 | 1483-43 | 1483 | Tier-1 | 1094-25F | 0 | 3.5032 | 1.6663 | 0 | 0 | 0
1119-7 | 1119 | Tier-1 | 0 | 0 | 0 | 0 | 149-129R | 149 | Tier-1 | 1119-7 | 0 | 0 | 0 | 0 | 0 | 0
1094-35F | 1094 | Tier-2 | 4.5509 | 0.5856 | 5.1365 | 5.1365 | 150-1032F | 150 | Tier-1 | 1094-35F | 4.5509 | 8.3102 | 1.8284 | 0.5856 | 4.5509 | 0.5856
113-192 | 113 | Tier-1 | 0 | 0 | 0 | 0 | 153-581F | 153 | Tier-1 | 113-192 | 0 | 0 | 0 | 0 | 0 | 0
1094-7 | 1094 | Tier-2 | 1.3294 | 0.3737 | 1.7031 | 1.2536 | 153-583F | 153 | Tier-1 | 1094-7 | 1.3294 | 13.9487 | 6.6813 | 0.3737 | 0.87992 | 0.3737
113-194 | 113 | Tier-1 | 0 | 0 | 0 | 0 | 154-13 | 154 | Tier-1 | 113-194 | 0 | 0.0079545 | 0 | 0 | 0 | 0
113-194F | 113 | Tier-1 | 0 | 0 | 0 | 0 | 154-898 | 154 | Tier-1 | 113-194F | 0 | 0 | 0 | 0 | 0 | 0
113-598 | 113 | Tier-1 | 0 | 0 | 0 | 0 | 155-40 | 155 | Tier-1 | 113-598 | 0 | 0 | 0 | 0 | 0 | 0
113-599F | 113 | Tier-1 | 0 | 0 | 0 | 0 | 156-529AE | 156 | Tier-1 | 113-599F | 0 | 0.18561 | 0 | 0 | 0 | 0
113-600F | 113 | Tier-1 | 0 | 0 | 0 | 0 | 157-204R | 157 | Tier-3 | 113-600F | 0 | 0.0087121 | 0 | 0 | 0 | 0
113-601F | 113 | Tier-1 | 0 | 0 | 0 | 0 | 157-232R | 157 | Tier-3 | 113-601F | 0 | 0.010795 | 0 | 0 | 0 | 0
113-602F | 113 | Tier-1 | 0 | 0 | 0 | 0 | 157-81R | 157 | Tier-3 | 113-602F | 0 | 0.0375 | 0 | 0 | 0 | 0
1139-3F | 1139 | Tier-1 | 0 | 0 | 0 | 0 | 159-1010F | 159 | Tier-1 | 1139-3F | 0 | 0 | 0 | 0 | 0 | 0
114-16 | 114 | Tier-1 | 0 | 0 | 0 | 0 | 161-974F | 161 | Tier-1 | 114-16 | 0 | 0 | 0 | 0 | 0 | 0
1100-1168F | 1100 | Tier-2 | 0.18447 | 0 | 0.18447 | 0.18447 | 162-15 | 162 | Tier-1 | 1100-1168F | 0.18447 | 0.014394 | 0 | 0 | 0.18447 | 0
1100-1170F | 1100 | Tier-2 | 0 | 0 | 0 | 0 | 162-44R | 162 | Tier-1 | 1100-1170F | 0 | 3.3396 | 0.24659 | 0 | 0 | 0
1100-1172R | 1100 | Tier-2 | 2.2191 | 0.0163 | 2.2354 | 2.2354 | 163-33R | 163 | Tier-1 | 1100-1172R | 2.2191 | 0.31686 | 0 | 0.0163 | 2.2191 | 0.0163
1100-598 | 1100 | Tier-2 | 0 | 0 | 0 | 0 | 165-457AE | 165 | Tier-1 | 1100-598 | 0 | 1.4744 | 1.2125 | 0 | 0 | 0
1100-599AE | 1100 | Tier-2 | 0 | 0 | 0 | 0 | 167-32F | 167 | Tier-1 | 1100-599AE | 0 | 4.8973 | 2.0036 | 0 | 0 | 0
1100-603F | 1100 | Tier-2 | 0 | 0 | 0 | 0 | 167-33 | 167 | Tier-1 | 1100-603F | 0 | 2.3369 | 0.49792 | 0 | 0 | 0
1100-7F | 1100 | Tier-2 | 0 | 0 | 0 | 0 | 168-701 | 168 | Tier-1 | 1100-7F | 0 | 3.1642 | 0.9447 | 0 | 0 | 0
1100-8F | 1100 | Tier-2 | 0 | 0 | 0 | 0 | 169-29AE | 169 | Tier-1 | 1100-8F | 0 | 0.72197 | 0.24583 | 0 | 0 | 0
114-47 | 114 | Tier-1 | 0 | 0 | 0 | 0 | 170-46 | 170 | Tier-1 | 114-47 | 0 | 0 | 0 | 0 | 0 | 0
1101-593F | 1101 | Tier-2 | 0 | 0 | 0 | 0 | 170-464F | 170 | Tier-1 | 1101-593F | 0 | 8.8045 | 1.8754 | 0 | 0 | 0
1102-319AE | 1102 | Tier-2 | 0 | 0 | 0 | 0 | 171-666F | 171 | Tier-1 | 1102-319AE | 0 | 16.1403 | 0 | 0 | 0 | 0
1140-10 | 1140 | Tier-1 | 0 | 0 | 0 | 0 | 172-569R | 172 | Tier-1 | 1140-10 | 0 | 0 | 0 | 0 | 0 | 0
1103-13AE | 1103 | Tier-2 | 0.27027 | 0 | 0.27027 | 0 | 172-615R | 172 | Tier-1 | 1103-13AE | 0.27027 | 11.7955 | 0 | 0 | 0 | 0
1103-14AE | 1103 | Tier-2 | 0 | 0 | 0 | 0 | 173-301F | 173 | Tier-1 | 1103-14AE | 0 | 21.7663 | 0 | 0 | 0 | 0
1140-11F | 1140 | Tier-1 | 0 | 0 | 0 | 0 | 175-64R | 175 | Tier-3 | 1140-11F | 0 | 0.7286 | 0 | 0 | 0 | 0
1105-1479 | 1105 | Tier-2 | 3.4199 | 0.014 | 3.4339 | 3.4339 | 175-94R | 175 | Tier-2 | 1105-1479 | 3.4199 | 0.050379 | 0 | 0.014 | 3.4199 | 0.014
1105-1480F | 1105 | Tier-2 | 0 | 0 | 0 | 0 | 176-164R | 176 | Tier-3 | 1105-1480F | 0 | 23.3366 | 1.3487 | 0 | 0 | 0
1140-5 | 1140 | Tier-1 | 0 | 0 | 0 | 0 | 176-1836R | 176 | Tier-2 | 1140-5 | 0 | 0 | 0 | 0 | 0 | 0
1105-1482F | 1105 | Tier-2 | 0 | 0 | 0 | 0 | 178-968AE | 178 | Tier-2 | 1105-1482F | 0 | 0.30246 | 0 | 0 | 0 | 0
1105-1483 | 1105 | Tier-2 | 0.32386 | 0 | 0.32386 | 0.32386 | 178-982 | 178 | Tier-2 | 1105-1483 | 0.32386 | 1.1494 | 0.077652 | 0 | 0.32386 | 0
1105-8 | 1105 | Tier-2 | 0 | 0 | 0 | 0 | 179-9 | 179 | Tier-1 | 1105-8 | 0 | 0.26193 | 0.039394 | 0 | 0 | 0
1140-6F | 1140 | Tier-1 | 0 | 0 | 0 | 0 | 181-54F | 181 | Tier-1 | 1140-6F | 0 | 0.16477 | 0 | 0 | 0 | 0
1140-8F | 1140 | Tier-1 | 0.45455 | 0.6057 | 1.0602 | 0 | 182-2242F | 182 | Tier-2 | 1140-8F | 0.45455 | 0.89337 | 0 | 0.6057 | 0 | 0
115-22 | 115 | Tier-1 | 0 | 0 | 0 | 0 | 182-2250 | 182 | Tier-2 | 115-22 | 0 | 0 | 0 | 0 | 0 | 0
115-24 | 115 | Tier-1 | 0 | 0 | 0 | 0 | 182-2254R | 182 | Tier-2 | 115-24 | 0 | 0.011364 | 0 | 0 | 0 | 0
115-24F | 115 | Tier-1 | 0 | 0 | 0 | 0 | 183-571F | 183 | Tier-2 | 115-24F | 0 | 0 | 0 | 0 | 0 | 0
1116-6F | 1116 | Tier-1 | 0 | 0 | 0 | 0 | 186-940R | 186 | Tier-1 | 1116-6F | 0 | 0.33447 | 0 | 0 | 0 | 0
1117-10 | 1117 | Tier-1 | 0 | 0 | 0 | 0 | 187-38 | 187 | Tier-1 | 1117-10 | 0 | 2.6809 | 0 | 0 | 0 | 0
115-25 | 115 | Tier-1 | 0 | 0 | 0 | 0 | 189-783F | 189 | Tier-1 | 115-25 | 0 | 0.0075758 | 0 | 0 | 0 | 0
115-25F | 115 | Tier-1 | 0 | 0 | 0 | 0 | 189-784 | 189 | Tier-1 | 115-25F | 0 | 0 | 0 | 0 | 0 | 0
1117-1119F | 1117 | Tier-1 | 0 | 0 | 0 | 0 | 190-1125F | 190 | Tier-1 | 1117-1119F | 0 | 5.0542 | 0 | 0 | 0 | 0
1117-1121F | 1117 | Tier-1 | 0.1697 | 0.1066 | 0.2763 | 0 | 191-1050R | 191 | Tier-1 | 1117-1121F | 0.1697 | 16.4167 | 0 | 0.1066 | 0 | 0
1118-1718F | 1118 | Tier-2 | 0.73826 | 0.033 | 0.77126 | 0.77126 | 192-1617 | 192 | Tier-1 | 1118-1718F | 0.73826 | 0.027652 | 0 | 0.033 | 0.73826 | 0.033
1118-1F | 1118 | Tier-2 | 0 | 0 | 0 | 0 | 192-657AE | 192 | Tier-1 | 1118-1F | 0 | 28.6773 | 10.1045 | 0 | 0 | 0
115-26 | 115 | Tier-1 | 0 | 0 | 0 | 0 | 192-757 | 192 | Tier-1 | 115-26 | 0 | 0.011364 | 0 | 0 | 0 | 0
115-26F | 115 | Tier-1 | 0 | 0 | 0 | 0 | 197-1151F | 197 | Tier-2 | 115-26F | 0 | 0 | 0 | 0 | 0 | 0
1119-514F | 1119 | Tier-1 | 0 | 0 | 0 | 0 | 197-1153 | 197 | Tier-1 | 1119-514F | 0 | 1.8693 | 0 | 0 | 0 | 0
1119-515F | 1119 | Tier-1 | 0 | 0 | 0 | 0 | 197-1155F | 197 | Tier-2 | 1119-515F | 0 | 4.3473 | 0 | 0 | 0 | 0
1119-6F | 1119 | Tier-1 | 0.61648 | 0.0386 | 0.65508 | 0 | 197-1156F | 197 | Tier-2 | 1119-6F | 0.61648 | 11.8324 | 0 | 0.0386 | 0 | 0
115-27 | 115 | Tier-1 | 0 | 0 | 0 | 0 | 197-1157F | 197 | Tier-2 | 115-27 | 0 | 0.63542 | 0 | 0 | 0 | 0
1119-9F | 1119 | Tier-1 | 1.1527 | 0.5718 | 1.7245 | 0 | 197-50F | 197 | Tier-1 | 1119-9F | 1.1527 | 11.7496 | 0 | 0.5718 | 0 | 0
115-28 | 115 | Tier-1 | 0 | 0 | 0 | 0 | 204-32R | 204 | Tier-2 | 115-28 | 0 | 0 | 0 | 0 | 0 | 0
115-29F | 115 | Tier-1 | 0 | 0 | 0 | 0 | 205-1675R | 205 | Tier-1 | 115-29F | 0 | 0 | 0 | 0 | 0 | 0
115-30 | 115 | Tier-1 | 0 | 0 | 0 | 0 | 206-960 | 206 | Tier-1 | 115-30 | 0 | 0.0079545 | 0 | 0 | 0 | 0
115-30F | 115 | Tier-1 | 0 | 0 | 0 | 0 | 206-963F | 206 | Tier-1 | 115-30F | 0 | 0 | 0 | 0 | 0 | 0
115-31 | 115 | Tier-1 | 0 | 0 | 0 | 0 | 209-1770F | 209 | Tier-1 | 115-31 | 0 | 0.0079545 | 0 | 0 | 0 | 0
115-31F | 115 | Tier-1 | 0 | 0 | 0 | 0 | 210-394R | 210 | Tier-2 | 115-31F | 0 | 0 | 0 | 0 | 0 | 0
1152-31F | 1152 | Tier-1 | 0 | 0 | 0 | 0 | 211-771R | 211 | Tier-3 | 1152-31F | 0 | 2.0167 | 0 | 0 | 0 | 0
1152-32 | 1152 | Tier-1 | 0 | 0 | 0 | 0 | 212-1204R | 212 | Tier-2 | 1152-32 | 0 | 0 | 0 | 0 | 0 | 0
1152-33F | 1152 | Tier-1 | 0 | 0 | 0 | 0 | 212-638R | 212 | Tier-2 | 1152-33F | 0 | 0.22841 | 0 | 0 | 0 | 0
1138-6R | 1138 | Tier-2 | 13.7655 | 5.6617 | 19.4272 | 19.0867 | 212-725R | 212 | Tier-3 | 1138-6R | 13.7655 | 1.3176 | 0 | 5.6617 | 13.425 | 5.6617
1152-34F | 1152 | Tier-1 | 0 | 0 | 0 | 0 | 212-734R | 212 | Tier-2 | 1152-34F | 0 | 0.084848 | 0 | 0 | 0 | 0
1139-4F | 1139 | Tier-2 | 1.9451 | 2.2023 | 4.1474 | 2.2023 | 213-257 | 213 | Tier-1 | 1139-4F | 1.9451 | 6.6485 | 0 | 2.2023 | 0 | 2.2023
1139-5 | 1139 | Tier-1 | 0.39034 | 0.3648 | 0.75514 | 0 | 214-4R | 214 | Tier-3 | 1139-5 | 0.39034 | 3.2439 | 0 | 0.3648 | 0 | 0
116-30 | 116 | Tier-1 | 0 | 0 | 0 | 0 | 214-536R | 214 | Tier-3 | 116-30 | 0 | 0 | 0 | 0 | 0 | 0
114-18AE | 114 | Tier-1 | 2.3163 | 1.6917 | 4.008 | 0 | 214-613R | 214 | Tier-3 | 114-18AE | 2.3163 | 7.8684 | 5.8261 | 1.6917 | 0 | 0
1160-10 | 1160 | Tier-1 | 0 | 0 | 0 | 0 | 214-647R | 214 | Tier-3 | 1160-10 | 0 | 0 | 0 | 0 | 0 | 0
114-48 | 114 | Tier-1 | 3.4237 | 2.6424 | 6.0661 | 0 | 215-1531R | 215 | Tier-2 | 114-48 | 3.4237 | 5.1928 | 2.5619 | 2.6424 | 0 | 0
1160-2 | 1160 | Tier-1 | 0 | 0 | 0 | 0 | 215-38R | 215 | Tier-3 | 1160-2 | 0 | 0 | 0 | 0 | 0 | 0
1161-33 | 1161 | Tier-1 | 0 | 0 | 0 | 0 | 216-1856 | 216 | Tier-3 | 1161-33 | 0 | 0 | 0 | 0 | 0 | 0
1140-13F | 1140 | Tier-1 | 0 | 0 | 0 | 0 | 216-1857F | 216 | Tier-3 | 1140-13F | 0 | 1.7169 | 0 | 0 | 0 | 0
1161-34 | 1161 | Tier-1 | 0 | 0 | 0 | 0 | 216-1914 | 216 | Tier-3 | 1161-34 | 0 | 1.3176 | 0 | 0 | 0 | 0
1161-35 | 1161 | Tier-1 | 0 | 0 | 0 | 0 | 216-1915F | 216 | Tier-3 | 1161-35 | 0 | 0.54337 | 0 | 0 | 0 | 0
1140-7F | 1140 | Tier-1 | 0 | 0 | 0 | 0 | 216-1916F | 216 | Tier-3 | 1140-7F | 0 | 0.29508 | 0 | 0 | 0 | 0
1161-53AE | 1161 | Tier-1 | 0 | 0 | 0 | 0 | 216-1917F | 216 | Tier-3 | 1161-53AE | 0 | 1.129 | 0 | 0 | 0 | 0
1161-55 | 1161 | Tier-2 | 0 | 0 | 0 | 0 | 217-48AE | 217 | Tier-2 | 1161-55 | 0 | 0.40739 | 0 | 0 | 0 | 0
115-23 | 115 | Tier-1 | 0 | 0 | 0 | 0 | 220-288R | 220 | Tier-3 | 115-23 | 0 | 0.91004 | 0 | 0 | 0 | 0
1161-61 | 1161 | Tier-1 | 0 | 0 | 0 | 0 | 220-294R | 220 | Tier-3 | 1161-61 | 0 | 0.4017 | 0 | 0 | 0 | 0
1161-62 | 1161 | Tier-2 | 0 | 0 | 0 | 0 | 221-1229 | 221 | Tier-3 | 1161-62 | 0 | 1.6008 | 0 | 0 | 0 | 0
1161-8 | 1161 | Tier-1 | 0 | 0 | 0 | 0 | 221-1236F | 221 | Tier-3 | 1161-8 | 0 | 0 | 0 | 0 | 0 | 0
1162-386 | 1162 | Tier-2 | 0 | 0 | 0 | 0 | 221-1249R | 221 | Tier-1 | 1162-386 | 0 | 0 | 0 | 0 | 0 | 0
1162-387F | 1162 | Tier-2 | 0 | 0 | 0 | 0 | 221-344R | 221 | Tier-3 | 1162-387F | 0 | 2.2023 | 0 | 0 | 0 | 0
1166-15R | 1166 | Tier-3 | 4.3913 | 0.6835 | 5.0748 | 5.0748 | 221-37AE | 221 | Tier-3 | 1166-15R | 4.3913 | 1.0042 | 0.21477 | 0.6835 | 4.3913 | 0.6835
117-11 | 117 | Tier-1 | 0 | 0 | 0 | 0 | 221-38AE | 221 | Tier-3 | 117-11 | 0 | 0 | 0 | 0 | 0 | 0
117-13 | 117 | Tier-1 | 0 | 0 | 0 | 0 | 221-788 | 221 | Tier-3 | 117-13 | 0 | 0.025568 | 0 | 0 | 0 | 0
115-29 | 115 | Tier-1 | 0 | 0 | 0 | 0 | 222-1503R | 222 | Tier-3 | 115-29 | 0 | 0.039394 | 0 | 0 | 0 | 0
117-13F | 117 | Tier-1 | 0 | 0 | 0 | 0 | 222-1988R | 222 | Tier-3 | 117-13F | 0 | 0 | 0 | 0 | 0 | 0
117-14 | 117 | Tier-1 | 0 | 0 | 0 | 0 | 222-1992R | 222 | Tier-3 | 117-14 | 0 | 0.0094697 | 0 | 0 | 0 | 0
117-14F | 117 | Tier-1 | 0 | 0 | 0 | 0 | 222-2084 | 222 | Tier-3 | 117-14F | 0 | 0 | 0 | 0 | 0 | 0
117-15 | 117 | Tier-1 | 0 | 0 | 0 | 0 | 222-2086 | 222 | Tier-3 | 117-15 | 0 | 0.0094697 | 0 | 0 | 0 | 0
117-15F | 117 | Tier-1 | 0 | 0 | 0 | 0 | 222-2108 | 222 | Tier-3 | 117-15F | 0 | 0 | 0 | 0 | 0 | 0
117-28 | 117 | Tier-1 | 0 | 0 | 0 | 0 | 223-547 | 223 | Tier-1 | 117-28 | 0 | 0.21686 | 0 | 0 | 0 | 0
117-29 | 117 | Tier-1 | 0 | 0 | 0 | 0 | 224-251F | 224 | Tier-1 | 117-29 | 0 | 0 | 0 | 0 | 0 | 0
117-31 | 117 | Tier-1 | 0 | 0 | 0 | 0 | 224-253 | 224 | Tier-1 | 117-31 | 0 | 0.0028409 | 0 | 0 | 0 | 0
117-31F | 117 | Tier-1 | 0 | 0 | 0 | 0 | 224-537F | 224 | Tier-1 | 117-31F | 0 | 0 | 0 | 0 | 0 | 0
116-12R | 116 | Tier-1 | 1.6347 | 1.6477 | 3.2824 | 0 | 228-178F | 228 | Tier-2 | 116-12R | 1.6347 | 0.090909 | 0 | 1.6477 | 0 | 0
117-32F | 117 | Tier-1 | 0 | 0 | 0 | 0 | 228-179 | 228 | Tier-1 | 117-32F | 0 | 0 | 0 | 0 | 0 | 0
116-31F | 116 | Tier-1 | 1.0309 | 0.9718 | 2.0027 | 0 | 229-503AE | 229 | Tier-1 | 116-31F | 1.0309 | 6.9087 | 0 | 0.9718 | 0 | 0
116-32F | 116 | Tier-1 | 0 | 0 | 0 | 0 | 23-213F | 23 | Tier-1 | 116-32F | 0 | 4.8295 | 0 | 0 | 0 | 0
1160-1 | 1160 | Tier-1 | 0 | 0 | 0 | 0 | 230-2067 | 230 | Tier-2 | 1160-1 | 0 | 6.1335 | 0 | 0 | 0 | 0
117-33 | 117 | Tier-1 | 0 | 0 | 0 | 0 | 230-371AE | 230 | Tier-2 | 117-33 | 0 | 0.0028409 | 0 | 0 | 0 | 0
117-33F | 117 | Tier-1 | 0 | 0 | 0 | 0 | 231-1136R | 231 | Tier-2 | 117-33F | 0 | 0 | 0 | 0 | 0 | 0
1160-3AE | 1160 | Tier-1 | 0 | 0 | 0 | 0 | 233-123R | 233 | Tier-2 | 1160-3AE | 0 | 0.5625 | 0 | 0 | 0 | 0
1160-8AE | 1160 | Tier-1 | 0 | 0 | 0 | 0 | 233-81F | 233 | Tier-2 | 1160-8AE | 0 | 1.2502 | 0 | 0 | 0 | 0
1160-9AE | 1160 | Tier-1 | 0 | 0 | 0 | 0 | 235-897R | 235 | Tier-2 | 1160-9AE | 0 | 0.85511 | 0 | 0 | 0 | 0
117-34 | 117 | Tier-1 | 0 | 0 | 0 | 0 | 236-1535R | 236 | Tier-3 | 117-34 | 0 | 0 | 0 | 0 | 0 | 0
117-35 | 117 | Tier-1 | 0 | 0 | 0 | 0 | 236-1567R | 236 | Tier-3 | 117-35 | 0 | 0.34527 | 0 | 0 | 0 | 0
117-37 | 117 | Tier-1 | 0 | 0 | 0 | 0 | 236-1573R | 236 | Tier-3 | 117-37 | 0 | 0.028409 | 0 | 0 | 0 | 0
117-44 | 117 | Tier-1 | 0 | 0 | 0 | 0 | 237-1761R | 237 | Tier-3 | 117-44 | 0 | 0 | 0 | 0 | 0 | 0
1161-54 | 1161 | Tier-1 | 0 | 0 | 0 | 0 | 237-25 | 237 | Tier-2 | 1161-54 | 0 | 0.0070076 | 0 | 0 | 0 | 0
117-45F | 117 | Tier-1 | 0 | 0 | 0 | 0 | 237-28F | 237 | Tier-2 | 117-45F | 0 | 0.2303 | 0 | 0 | 0 | 0
117-46F | 117 | Tier-1 | 0 | 0 | 0 | 0 | 237-2R | 237 | Tier-3 | 117-46F | 0 | 0.051326 | 0 | 0 | 0 | 0
1173-70 | 1173 | Tier-1 | 0.18523 | 0.2634 | 0.44863 | 0 | 239-2211R | 239 | Tier-3 | 1173-70 | 0.18523 | 2.3426 | 0 | 0.2634 | 0 | 0
1173-71 | 1173 | Tier-1 | 0 | 0 | 0 | 0 | 239-2215R | 239 | Tier-3 | 1173-71 | 0 | 0 | 0 | 0 | 0 | 0
1174-13 | 1174 | Tier-1 | 0 | 0 | 0 | 0 | 239-89R | 239 | Tier-3 | 1174-13 | 0 | 0 | 0 | 0 | 0 | 0
1161-9F | 1161 | Tier-1 | 0 | 0 | 0 | 0 | 240-1028R | 240 | Tier-2 | 1161-9F | 0 | 4.715 | 0 | 0 | 0 | 0
1162-324R | 1162 | Tier-2 | 2.7439 | 0.5816 | 3.3255 | 3.3255 | 240-1044 | 240 | Tier-3 | 1162-324R | 2.7439 | 2.4312 | 0 | 0.5816 | 2.7439 | 0.5816
1162-329R | 1162 | Tier-2 | 3.3758 | 0.0563 | 3.4321 | 3.4321 | 240-2032R | 240 | Tier-3 | 1162-329R | 3.3758 | 0.14091 | 0 | 0.0563 | 3.3758 | 0.0563
1162-363 | 1162 | Tier-2 | 1.6146 | 0.0182 | 1.6328 | 1.6328 | 241-570 | 241 | Tier-1 | 1162-363 | 1.6146 | 0.40265 | 0 | 0.0182 | 1.6146 | 0.0182
1162-385F | 1162 | Tier-2 | 0 | 0 | 0 | 0 | 241-746 | 241 | Tier-1 | 1162-385F | 0 | 0.92064 | 0 | 0 | 0 | 0
118-11 | 118 | Tier-1 | 0 | 0 | 0 | 0 | 242-1410 | 242 | Tier-1 | 118-11 | 0 | 0 | 0 | 0 | 0 | 0
118-12F | 118 | Tier-1 | 0 | 0 | 0 | 0 | 242-1420F | 242 | Tier-1 | 118-12F | 0 | 0.48201 | 0 | 0 | 0 | 0
118-13 | 118 | Tier-1 | 0 | 0 | 0 | 0 | 242-1426F | 242 | Tier-2 | 118-13 | 0 | 0.00625 | 0 | 0 | 0 | 0
1166-18R | 1166 | Tier-3 | 7.5038 | 0.0879 | 7.5917 | 7.5917 | 242-1427F | 242 | Tier-2 | 1166-18R | 7.5038 | 0.069318 | 0 | 0.0879 | 7.5038 | 0.0879
1166-342R | 1166 | Tier-3 | 10.7625 | 0.8176 | 11.5801 | 11.5801 | 242-775 | 242 | Tier-1 | 1166-342R | 10.7625 | 0.4339 | 0.31496 | 0.8176 | 10.7625 | 0.8176
118-14F | 118 | Tier-1 | 0 | 0 | 0 | 0 | 242-776F | 242 | Tier-1 | 118-14F | 0 | 0.014773 | 0 | 0 | 0 | 0
118-16F | 118 | Tier-1 | 0 | 0 | 0 | 0 | 247-46 | 247 | Tier-3 | 118-16F | 0 | 0.010417 | 0 | 0 | 0 | 0
118-17 | 118 | Tier-1 | 0 | 0 | 0 | 0 | 247-47 | 247 | Tier-2 | 118-17 | 0 | 0 | 0 | 0 | 0 | 0
1180-1107 | 1180 | Tier-1 | 0 | 0 | 0 | 0 | 248-30AE | 248 | Tier-2 | 1180-1107 | 0 | 0 | 0 | 0 | 0 | 0
1181-301 | 1181 | Tier-1 | 0 | 0 | 0 | 0 | 252-271F | 252 | Tier-1 | 1181-301 | 0 | 0 | 0 | 0 | 0 | 0
1181-303F | 1181 | Tier-1 | 0 | 0 | 0 | 0 | 252-276F | 252 | Tier-1 | 1181-303F | 0 | 0.011553 | 0 | 0 | 0 | 0
119-30 | 119 | Tier-1 | 0 | 0 | 0 | 0 | 254-273F | 254 | Tier-1 | 119-30 | 0 | 0 | 0 | 0 | 0 | 0
119-36 | 119 | Tier-1 | 0 | 0 | 0 | 0 | 255-43AE | 255 | Tier-1 | 119-36 | 0 | 0.28864 | 0 | 0 | 0 | 0
119-37 | 119 | Tier-1 | 0 | 0 | 0 | 0 | 255-44 | 255 | Tier-1 | 119-37 | 0 | 0.14697 | 0 | 0 | 0 | 0
119-38 | 119 | Tier-1 | 0 | 0 | 0 | 0 | 256-46AE | 256 | Tier-1 | 119-38 | 0 | 0 | 0 | 0 | 0 | 0
119-40 | 119 | Tier-1 | 0 | 0 | 0 | 0 | 257-31AE | 257 | Tier-1 | 119-40 | 0 | 0.020644 | 0 | 0 | 0 | 0
117-32 | 117 | Tier-1 | 0 | 0 | 0 | 0 | 264-12 | 264 | Tier-1 | 117-32 | 0 | 1.09 | 0 | 0 | 0 | 0
119-40F | 119 | Tier-1 | 0 | 0 | 0 | 0 | 264-9 | 264 | Tier-1 | 119-40F | 0 | 0 | 0 | 0 | 0 | 0
119-41F | 119 | Tier-1 | 0 | 0 | 0 | 0 | 265-151 | 265 | Tier-1 | 119-41F | 0 | 0 | 0 | 0 | 0 | 0
120-270 | 120 | Tier-1 | 0 | 0 | 0 | 0 | 266-487 | 266 | Tier-1 | 120-270 | 0 | 0 | 0 | 0 | 0 | 0
120-844 | 120 | Tier-1 | 0 | 0 | 0 | 0 | 267-1216F | 267 | Tier-1 | 120-844 | 0 | 0 | 0 | 0 | 0 | 0
120-846F | 120 | Tier-1 | 0 | 0 | 0 | 0 | 267-1221 | 267 | Tier-1 | 120-846F | 0 | 0.21799 | 0 | 0 | 0 | 0
1201-279 | 1201 | Tier-2 | 0 | 0 | 0 | 0 | 268-12 | 268 | Tier-1 | 1201-279 | 0 | 0 | 0 | 0 | 0 | 0
1202-22 | 1202 | Tier-1 | 0 | 0 | 0 | 0 | 268-14F | 268 | Tier-1 | 1202-22 | 0 | 0 | 0 | 0 | 0 | 0
1202-23 | 1202 | Tier-2 | 0 | 0 | 0 | 0 | 269-18F | 269 | Tier-1 | 1202-23 | 0 | 0.4892 | 0 | 0 | 0 | 0
1202-8 | 1202 | Tier-2 | 0 | 0 | 0 | 0 | 269-831 | 269 | Tier-1 | 1202-8 | 0 | 0 | 0 | 0 | 0 | 0
121-171 | 121 | Tier-1 | 0 | 0 | 0 | 0 | 271-47 | 271 | Tier-1 | 121-171 | 0 | 0 | 0 | 0 | 0 | 0
1173-68 | 1173 | Tier-1 | 0.74867 | 0.44 | 1.1887 | 0 | 271-48F | 271 | Tier-1 | 1173-68 | 0.74867 | 2.7383 | 0 | 0.44 | 0 | 0
1173-69 | 1173 | Tier-1 | 0.11837 | 0.3235 | 0.44187 | 0 | 271-50F | 271 | Tier-1 | 1173-69 | 0.11837 | 0.26591 | 0 | 0.3235 | 0 | 0
121-172 | 121 | Tier-1 | 0 | 0 | 0 | 0 | 271-70 | 271 | Tier-1 | 121-172 | 0 | 0.13996 | 0 | 0 | 0 | 0
121-173 | 121 | Tier-1 | 0 | 0 | 0 | 0 | 271-71F | 271 | Tier-1 | 121-173 | 0 | 0.29205 | 0 | 0 | 0 | 0
121-187F | 121 | Tier-1 | 0 | 0 | 0 | 0 | 272-169F | 272 | Tier-1 | 121-187F | 0 | 0.07197 | 0 | 0 | 0 | 0
1174-15F | 1174 | Tier-1 | 0 | 0 | 0 | 0 | 272-170F | 272 | Tier-1 | 1174-15F | 0 | 0.33485 | 0 | 0 | 0 | 0
121-188F | 121 | Tier-1 | 0 | 0 | 0 | 0 | 273-194AE | 273 | Tier-1 | 121-188F | 0 | 0.037879 | 0 | 0 | 0 | 0
121-189 | 121 | Tier-1 | 0 | 0 | 0 | 0 | 273-249F | 273 | Tier-1 | 121-189 | 0 | 0 | 0 | 0 | 0 | 0
121-194 | 121 | Tier-1 | 0 | 0 | 0 | 0 | 273-254F | 273 | Tier-1 | 121-194 | 0 | 0 | 0 | 0 | 0 | 0
121-195F | 121 | Tier-1 | 0 | 0 | 0 | 0 | 275-50F | 275 | Tier-1 | 121-195F | 0 | 0.0085227 | 0 | 0 | 0 | 0
1215-12R | 1215 | Tier-3 | 7.9612 | 0.3566 | 8.3178 | 8.3178 | 277-458F | 277 | Tier-1 | 1215-12R | 7.9612 | 0.16212 | 0.30322 | 0.3566 | 7.9612 | 0.3566
1219-1 | 1219 | Tier-1 | 0 | 0 | 0 | 0 | 277-459F | 277 | Tier-1 | 1219-1 | 0 | 0 | 0 | 0 | 0 | 0
118-18F | 118 | Tier-1 | 0 | 0 | 0 | 0 | 278-631 | 278 | Tier-1 | 118-18F | 0 | 0.32784 | 0 | 0 | 0 | 0
1219-5 | 1219 | Tier-1 | 0 | 0 | 0 | 0 | 279-10AE | 279 | Tier-1 | 1219-5 | 0 | 0.0125 | 0 | 0 | 0 | 0
1180-375 | 1180 | Tier-2 | 0 | 0 | 0 | 0 | 280-24AE | 280 | Tier-2 | 1180-375 | 0 | 21.6922 | 6.4284 | 0 | 0 | 0
1180-9 | 1180 | Tier-1 | 1.3708 | 1.3273 | 2.6981 | 0 | 280-382AE | 280 | Tier-1 | 1180-9 | 1.3708 | 6.4583 | 5.8208 | 1.3273 | 0 | 0
1221-2097 | 1221 | Tier-1 | 0 | 0 | 0 | 0 | 282-1089 | 282 | Tier-1 | 1221-2097 | 0 | 0 | 0 | 0 | 0 | 0
1221-7 | 1221 | Tier-1 | 0 | 0 | 0 | 0 | 282-47F | 282 | Tier-1 | 1221-7 | 0 | 0 | 0 | 0 | 0 | 0
1222-18 | 1222 | Tier-1 | 0 | 0 | 0 | 0 | 283-1357AE | 283 | Tier-3 | 1222-18 | 0 | 0 | 0 | 0 | 0 | 0
1223-4 | 1223 | Tier-1 | 0 | 0 | 0 | 0 | 283-1358AE | 283 | Tier-3 | 1223-4 | 0 | 0 | 0 | 0 | 0 | 0
119-31 | 119 | Tier-1 | 0 | 0 | 0 | 0 | 283-67 | 283 | Tier-3 | 119-31 | 0 | 0.005303 | 0 | 0 | 0 | 0
119-32 | 119 | Tier-1 | 0 | 0 | 0 | 0 | 283-83F | 283 | Tier-3 | 119-32 | 0 | 0.041477 | 0 | 0 | 0 | 0
1224-788 | 1224 | Tier-1 | 0 | 0 | 0 | 0 | 286-990AE | 286 | Tier-1 | 1224-788 | 0 | 0 | 0 | 0 | 0 | 0
1225-288 | 1225 | Tier-1 | 0 | 0 | 0 | 0 | 287-1118 | 287 | Tier-2 | 1225-288 | 0 | 0 | 0 | 0 | 0 | 0
1225-3 | 1225 | Tier-1 | 0 | 0 | 0 | 0 | 287-20 | 287 | Tier-1 | 1225-3 | 0 | 0 | 0 | 0 | 0 | 0
1225-774 | 1225 | Tier-2 | 0 | 0 | 0 | 0 | 287-28 | 287 | Tier-1 | 1225-774 | 0 | 0 | 0 | 0 | 0 | 0
1225-775F | 1225 | Tier-2 | 0 | 0 | 0 | 0 | 288-2375R | 288 | Tier-2 | 1225-775F | 0 | 4.8606 | 0 | 0 | 0 | 0
119-41 | 119 | Tier-1 | 0 | 0 | 0 | 0 | 288-2380F | 288 | Tier-2 | 119-41 | 0 | 0.067235 | 0 | 0 | 0 | 0
1225-917 | 1225 | Tier-1 | 0 | 0 | 0 | 0 | 289-907 | 289 | Tier-1 | 1225-917 | 0 | 0 | 0 | 0 | 0 | 0
1225-918F | 1225 | Tier-1 | 0 | 0 | 0 | 0 | 289-908 | 289 | Tier-1 | 1225-918F | 0 | 1.4502 | 0 | 0 | 0 | 0
120-360F | 120 | Tier-1 | 0.57367 | 0.3322 | 0.90587 | 0 | 290-29F | 290 | Tier-2 | 120-360F | 0.57367 | 0.93636 | 0.37822 | 0.3322 | 0 | 0
120-367F | 120 | Tier-1 | 0.019508 | 0 | 0.019508 | 0 | 293-21 | 293 | Tier-1 | 120-367F | 0.019508 | 1.6358 | 1.2723 | 0 | 0 | 0
120-368F | 120 | Tier-1 | 0.7839 | 0.6027 | 1.3866 | 0 | 293-25F | 293 | Tier-1 | 120-368F | 0.7839 | 5.8352 | 2.5019 | 0.6027 | 0 | 0
1226-53 | 1226 | Tier-1 | 0 | 0 | 0 | 0 | 296-10AE | 296 | Tier-1 | 1226-53 | 0 | 0 | 0 | 0 | 0 | 0
123-301 | 123 | Tier-1 | 0 | 0 | 0 | 0 | 296-2651 | 296 | Tier-1 | 123-301 | 0 | 0.018182 | 0 | 0 | 0 | 0
123-427 | 123 | Tier-1 | 0 | 0 | 0 | 0 | 296-2653F | 296 | Tier-1 | 123-427 | 0 | 0 | 0 | 0 | 0 | 0
1201-281F | 1201 | Tier-2 | 0 | 0 | 0 | 0 | 296-88 | 296 | Tier-1 | 1201-281F | 0 | 1.6731 | 0 | 0 | 0 | 0
1201-282F | 1201 | Tier-2 | 1.7013 | 0 | 1.7013 | 1.5301 | 297-826 | 297 | Tier-1 | 1201-282F | 1.7013 | 6.2405 | 0 | 0 | 1.5301 | 0
123-429 | 123 | Tier-1 | 0 | 0 | 0 | 0 | 298-385 | 298 | Tier-1 | 123-429 | 0 | 0.0090909 | 0 | 0 | 0 | 0
123-429F | 123 | Tier-1 | 0 | 0 | 0 | 0 | 299-1153F | 299 | Tier-1 | 123-429F | 0 | 0 | 0 | 0 | 0 | 0
123-430F | 123 | Tier-1 | 0 | 0 | 0 | 0 | 303-189AE | 303 | Tier-1 | 123-430F | 0 | 0 | 0 | 0 | 0 | 0
1202-25 | 1202 | Tier-1 | 0 | 0 | 0 | 0 | 304-920 | 304 | Tier-1 | 1202-25 | 0 | 1.1324 | 0 | 0 | 0 | 0
1202-7AE | 1202 | Tier-2 | 0 | 0 | 0 | 0 | 304-998F | 304 | Tier-1 | 1202-7AE | 0 | 0.83655 | 0 | 0 | 0 | 0
123-445 | 123 | Tier-1 | 0 | 0 | 0 | 0 | 305-35R | 305 | Tier-1 | 123-445 | 0 | 0 | 0 | 0 | 0 | 0
1202-9 | 1202 | Tier-2 | 2.6991 | 0.7689 | 3.468 | 0.7689 | 306-960 | 306 | Tier-1 | 1202-9 | 2.6991 | 14.6411 | 0 | 0.7689 | 0 | 0.7689
123-446F | 123 | Tier-1 | 0 | 0 | 0 | 0 | 308-464 | 308 | Tier-1 | 123-446F | 0 | 0.029545 | 0 | 0 | 0 | 0
123-447 | 123 | Tier-1 | 0 | 0 | 0 | 0 | 308-483 | 308 | Tier-1 | 123-447 | 0 | 0.29792 | 0 | 0 | 0 | 0
123-448F | 123 | Tier-1 | 0 | 0 | 0 | 0 | 309-13 | 309 | Tier-1 | 123-448F | 0 | 0.023106 | 0 | 0 | 0 | 0
121-174F | 121 | Tier-1 | 0 | 0 | 0 | 0 | 309-15F | 309 | Tier-1 | 121-174F | 0 | 0.34053 | 0 | 0 | 0 | 0
123-557 | 123 | Tier-1 | 0.005303 | 0 | 0.005303 | 0 | 310-1191 | 310 | Tier-1 | 123-557 | 0.005303 | 0.64527 | 0 | 0 | 0 | 0
1233-265 | 1233 | Tier-3 | 0 | 0 | 0 | 0 | 310-32F | 310 | Tier-1 | 1233-265 | 0 | 0 | 0 | 0 | 0 | 0
1233-617F | 1233 | Tier-3 | 0 | 0 | 0 | 0 | 310-34 | 310 | Tier-1 | 1233-617F | 0 | 0.020833 | 0 | 0 | 0 | 0
124-219 | 124 | Tier-1 | 0 | 0 | 0 | 0 | 310-719F | 310 | Tier-1 | 124-219 | 0 | 0 | 0 | 0 | 0 | 0
124-503 | 124 | Tier-1 | 0 | 0 | 0 | 0 | 310-9R | 310 | Tier-1 | 124-503 | 0 | 0 | 0 | 0 | 0 | 0
121-196F | 121 | Tier-1 | 0 | 0 | 0 | 0 | 312-1178 | 312 | Tier-1 | 121-196F | 0 | 0.069318 | 0 | 0 | 0 | 0
1215-10R | 1215 | Tier-3 | 0.51534 | 0.0472 | 0.56254 | 0.56254 | 312-16 | 312 | Tier-1 | 1215-10R | 0.51534 | 0.097538 | 0 | 0.0472 | 0.51534 | 0.0472
124-506F | 124 | Tier-1 | 0 | 0 | 0 | 0 | 312-41F | 312 | Tier-2 | 124-506F | 0 | 0.5125 | 0 | 0 | 0 | 0
1215-28R | 1215 | Tier-3 | 2.9803 | 0.0797 | 3.06 | 3.06 | 312-42 | 312 | Tier-2 | 1215-28R | 2.9803 | 0.33826 | 0.041477 | 0.0797 | 2.9803 | 0.0797
1215-3 | 1215 | Tier-3 | 0 | 0 | 0 | 0 | 313-920F | 313 | Tier-1 | 1215-3 | 0 | 0.032576 | 0 | 0 | 0 | 0
1215-32R | 1215 | Tier-3 | 11.565 | 0.6261 | 12.1911 | 12.1911 | 314-13F | 314 | Tier-1 | 1215-32R | 11.565 | 0.04072 | 0.056818 | 0.6261 | 11.565 | 0.6261
1242-1024F | 1242 | Tier-2 | 0 | 0 | 0 | 0 | 314-43F | 314 | Tier-1 | 1242-1024F | 0 | 1.1491 | 0 | 0 | 0 | 0
1242-1026 | 1242 | Tier-2 | 0 | 0 | 0 | 0 | 314-44F | 314 | Tier-1 | 1242-1026 | 0 | 0 | 0 | 0 | 0 | 0
1219-2F | 1219 | Tier-1 | 0 | 0 | 0 | 0 | 315-1150 | 315 | Tier-2 | 1219-2F | 0 | 0.015152 | 0 | 0 | 0 | 0
1242-125 | 1242 | Tier-2 | 0 | 0 | 0 | 0 | 315-1151 | 315 | Tier-2 | 1242-125 | 0 | 0 | 0 | 0 | 0 | 0
1242-147 | 1242 | Tier-2 | 0 | 0 | 0 | 0 | 322-32R | 322 | Tier-1 | 1242-147 | 0 | 0 | 0 | 0 | 0 | 0
122-196 | 122 | Tier-1 | 0.094697 | 0 | 0.094697 | 0 | 322-821F | 322 | Tier-1 | 122-196 | 0.094697 | 6.7561 | 0 | 0 | 0 | 0
122-203 | 122 | Tier-1 | 0 | 0 | 0 | 0 | 322-823 | 322 | Tier-1 | 122-203 | 0 | 0.052083 | 0 | 0 | 0 | 0
122-204 | 122 | Tier-1 | 0 | 0 | 0 | 0 | 322-824 | 322 | Tier-1 | 122-204 | 0 | 1.7208 | 0 | 0 | 0 | 0
1221-1192 | 1221 | Tier-1 | 0 | 0 | 0 | 0 | 323-1117F | 323 | Tier-1 | 1221-1192 | 0 | 4.7597 | 0 | 0 | 0 | 0
1221-1193 | 1221 | Tier-1 | 0 | 0 | 0 | 0 | 323-1119F | 323 | Tier-1 | 1221-1193 | 0 | 1.4741 | 0 | 0 | 0 | 0
1221-1197 | 1221 | Tier-1 | 0 | 0 | 0 | 0 | 323-1134F | 323 | Tier-1 | 1221-1197 | 0 | 2.4966 | 0 | 0 | 0 | 0
1221-2094F | 1221 | Tier-1 | 0 | 0 | 0 | 0 | 324-41 | 324 | Tier-1 | 1221-2094F | 0 | 3.3089 | 0 | 0 | 0 | 0
1221-2095F | 1221 | Tier-1 | 0.27254 | 0.1714 | 0.44394 | 0 | 324-42F | 324 | Tier-1 | 1221-2095F | 0.27254 | 0.27235 | 0 | 0.1714 | 0 | 0
1221-2096F | 1221 | Tier-1 | 0 | 0 | 0 | 0 | 325-1227F | 325 | Tier-1 | 1221-2096F | 0 | 1.9553 | 0 | 0 | 0 | 0
1242-151 | 1242 | Tier-2 | 0 | 0 | 0 | 0 | 325-1228 | 325 | Tier-1 | 1242-151 | 0 | 0 | 0 | 0 | 0 | 0
1221-5F | 1221 | Tier-2 | 0 | 0 | 0 | 0 | 326-26 | 326 | Tier-1 | 1221-5F | 0 | 1.4617 | 0 | 0 | 0 | 0
1221-6F | 1221 | Tier-1 | 0 | 0 | 0 | 0 | 329-13F | 329 | Tier-1 | 1221-6F | 0 | 0.027462 | 0 | 0 | 0 | 0
1242-154 | 1242 | Tier-2 | 0 | 0 | 0 | 0 | 329-215F | 329 | Tier-1 | 1242-154 | 0 | 0 | 0 | 0 | 0 | 0
1222-16AE | 1222 | Tier-2 | 0 | 0 | 0 | 0 | 329-793F | 329 | Tier-1 | 1222-16AE | 0 | 6.1032 | 0 | 0 | 0 | 0
1222-17AE | 1222 | Tier-1 | 0 | 0 | 0 | 0 | 334-21 | 334 | Tier-1 | 1222-17AE | 0 | 4.0475 | 0 | 0 | 0 | 0
1242-156AE | 1242 | Tier-2 | 0 | 0 | 0 | 0 | 334-45F | 334 | Tier-1 | 1242-156AE | 0 | 4.0799 | 0 | 0 | 0 | 0
1243-156F | 1243 | Tier-2 | 0 | 0 | 0 | 0 | 34-238 | 34 | Tier-1 | 1243-156F | 0 | 0.11174 | 0 | 0 | 0 | 0
1223-3 | 1223 | Tier-1 | 0 | 0 | 0 | 0 | 341-1154 | 341 | Tier-1 | 1223-3 | 0 | 6.0527 | 0 | 0 | 0 | 0
1243-157 | 1243 | Tier-2 | 0 | 0 | 0 | 0 | 341-1157F | 341 | Tier-1 | 1243-157 | 0 | 0 | 0 | 0 | 0 | 0
1223-5AE | 1223 | Tier-1 | 0 | 0 | 0 | 0 | 342-514F | 342 | Tier-1 | 1223-5AE | 0 | 4.4898 | 0 | 0 | 0 | 0
1243-158F | 1243 | Tier-2 | 0 | 0 | 0 | 0 | 343-17 | 343 | Tier-1 | 1243-158F | 0 | 0.16572 | 0 | 0 | 0 | 0
1224-789F | 1224 | Tier-1 | 0 | 0 | 0 | 0 | 343-18F | 343 | Tier-1 | 1224-789F | 0 | 1.0451 | 0 | 0 | 0 | 0
1224-790F | 1224 | Tier-1 | 0 | 0 | 0 | 0 | 35-296 | 35 | Tier-1 | 1224-790F | 0 | 16.1932 | 0 | 0 | 0 | 0
1224-791 | 1224 | Tier-1 | 0 | 0 | 0 | 0 | 35-297AE | 35 | Tier-1 | 1224-791 | 0 | 0.0056818 | 0 | 0 | 0 | 0
1224-792F | 1224 | Tier-1 | 0 | 0 | 0 | 0 | 350-2192R | 350 | Tier-2 | 1224-792F | 0 | 1.2985 | 0 | 0 | 0 | 0
1243-38R | 1243 | Tier-2 | 0.34621 | 0 | 0.34621 | 0.34621 | 353-1429R | 353 | Tier-2 | 1243-38R | 0.34621 | 0 | 0 | 0 | 0.34621 | 0
1225-291F | 1225 | Tier-2 | 0 | 0 | 0 | 0 | 353-594F | 353 | Tier-2 | 1225-291F | 0 | 10.9153 | 0 | 0 | 0 | 0
1243-50F | 1243 | Tier-2 | 0 | 0 | 0 | 0 | 353-595 | 353 | Tier-2 | 1243-50F | 0 | 0.44773 | 0 | 0 | 0 | 0
1225-5 | 1225 | Tier-1 | 0 | 0 | 0 | 0 | 353-900F | 353 | Tier-2 | 1225-5 | 0 | 10.3527 | 0 | 0 | 0 | 0
1244-11 | 1244 | Tier-2 | 0 | 0 | 0 | 0 | 353-901F | 353 | Tier-2 | 1244-11 | 0 | 0 | 0 | 0 | 0 | 0
1244-31 | 1244 | Tier-2 | 0 | 0 | 0 | 0 | 354-1706R | 354 | Tier-2 | 1244-31 | 0 | 1.0803 | 0 | 0 | 0 | 0
1256-35 | 1256 | Tier-2 | 0 | 0 | 0 | 0 | 354-24AE | 354 | Tier-2 | 1256-35 | 0 | 0 | 0 | 0 | 0 | 0
1256-37 | 1256 | Tier-2 | 0 | 0 | 0 | 0 | 357-1147R | 357 | Tier-2 | 1256-37 | 0 | 0 | 0 | 0 | 0 | 0
1225-919F | 1225 | Tier-2 | 0 | 0 | 0 | 0 | 357-2046 | 357 | Tier-2 | 1225-919F | 0 | 4.0981 | 0 | 0 | 0 | 0
1225-920F | 1225 | Tier-1 | 0 | 0 | 0 | 0 | 357-2048F | 357 | Tier-2 | 1225-920F | 0 | 2.6845 | 0 | 0 | 0 | 0
1226-51F | 1226 | Tier-1 | 0 | 0 | 0 | 0 | 358-1240F | 358 | Tier-3 | 1226-51F | 0 | 2.0042 | 0 | 0 | 0 | 0
1226-52F | 1226 | Tier-1 | 0 | 0 | 0 | 0 | 358-33 | 358 | Tier-3 | 1226-52F | 0 | 3.2557 | 0 | 0 | 0 | 0
1257-5 | 1257 | Tier-2 | 0 | 0 | 0 | 0 | 358-35 | 358 | Tier-3 | 1257-5 | 0 | 0 | 0 | 0 | 0 | 0
1258-427 | 1258 | Tier-2 | 0 | 0 | 0 | 0 | 36-235 | 36 | Tier-1 | 1258-427 | 0 | 0 | 0 | 0 | 0 | 0
1258-428F | 1258 | Tier-2 | 0 | 0 | 0 | 0 | 36-237F | 36 | Tier-1 | 1258-428F | 0 | 0.36553 | 0 | 0 | 0 | 0
123-428AE | 123 | Tier-1 | 0 | 0 | 0 | 0 | 36-79 | 36 | Tier-1 | 123-428AE | 0 | 1.4303 | 0 | 0 | 0 | 0
1258-7 | 1258 | Tier-2 | 0 | 0 | 0 | 0 | 36-81F | 36 | Tier-1 | 1258-7 | 0 | 0 | 0 | 0 | 0 | 0
1259-1 | 1259 | Tier-2 | 0 | 0 | 0 | 0 | 36-84F | 36 | Tier-1 | 1259-1 | 0 | 0 | 0 | 0 | 0 | 0
123-430 | 123 | Tier-1 | 0 | 0 | 0 | 0 | 362-37 | 362 | Tier-1 | 123-430 | 0 | 0.0090909 | 0 | 0 | 0 | 0
126-11 | 126 | Tier-1 | 0 | 0 | 0 | 0 | 362-45F | 362 | Tier-1 | 126-11 | 0 | 0.032765 | 0 | 0 | 0 | 0
126-12 | 126 | Tier-1 | 0 | 0 | 0 | 0 | 362-46 | 362 | Tier-1 | 126-12 | 0 | 0.012311 | 0 | 0 | 0 | 0
126-6 | 126 | Tier-1 | 0 | 0 | 0 | 0 | 362-977 | 362 | Tier-1 | 126-6 | 0 | 0.012311 | 0 | 0 | 0 | 0
123-437 | 123 | Tier-1 | 0.24337 | 0.0455 | 0.28887 | 0 | 362-978F | 362 | Tier-1 | 123-437 | 0.24337 | 7.085 | 0 | 0.0455 | 0 | 0
1260-17 | 1260 | Tier-1 | 0 | 0 | 0 | 0 | 364-49R | 364 | Tier-1 | 1260-17 | 0 | 0.090909 | 0 | 0 | 0 | 0
1260-219 | 1260 | Tier-1 | 0 | 0 | 0 | 0 | 365-648R | 365 | Tier-1 | 1260-219 | 0 | 0 | 0 | 0 | 0 | 0
1266-302F | 1266 | Tier-1 | 0 | 0 | 0 | 0 | 368-21AE | 368 | Tier-1 | 1266-302F | 0 | 0.0087121 | 0 | 0 | 0 | 0
1266-304 | 1266 | Tier-1 | 0 | 0 | 0 | 0 | 369-207 | 369 | Tier-1 | 1266-304 | 0 | 0 | 0 | 0 | 0 | 0
1266-305F | 1266 | Tier-1 | 0 | 0 | 0 | 0 | 37-22F | 37 | Tier-1 | 1266-305F | 0 | 0.0096591 | 0 | 0 | 0 | 0
127-36 | 127 | Tier-1 | 0 | 0 | 0 | 0 | 376-527AE | 376 | Tier-1 | 127-36 | 0 | 0 | 0 | 0 | 0 | 0
1233-259R | 1233 | Tier-3 | 4.8341 | 0.0634 | 4.8975 | 4.8975 | 38-434F | 38 | Tier-1 | 1233-259R | 4.8341 | 0.21572 | 0 | 0.0634 | 4.8341 | 0.0634
1233-264F | 1233 | Tier-3 | 0 | 0 | 0 | 0 | 38-9 | 38 | Tier-1 | 1233-264F | 0 | 0.022348 | 0 | 0 | 0 | 0
127-37F | 127 | Tier-1 | 0 | 0 | 0 | 0 | 381-451F | 381 | Tier-1 | 127-37F | 0 | 0 | 0 | 0 | 0 | 0
1233-585R | 1233 | Tier-3 | 5.7703 | 0.465 | 6.2353 | 6.2353 | 381-47 | 381 | Tier-1 | 1233-585R | 5.7703 | 0 | 0.10701 | 0.465 | 5.7703 | 0.465
1233-587R | 1233 | Tier-3 | 6.9854 | 0.6231 | 7.6085 | 7.6085 | 383-1174 | 383 | Tier-1 | 1233-587R | 6.9854 | 0.84299 | 0.28598 | 0.6231 | 6.9854 | 0.6231
1233-589R | 1233 | Tier-3 | 3.1436 | 0.0598 | 3.2034 | 3.2034 | 383-1175F | 383 | Tier-1 | 1233-589R | 3.1436 | 0 | 0.0079545 | 0.0598 | 3.1436 | 0.0598
1233-591R | 1233 | Tier-3 | 6.0479 | 0.4242 | 6.4721 | 6.4721 | 383-679F | 383 | Tier-1 | 1233-591R | 6.0479 | 0.20511 | 0.16383 | 0.4242 | 6.0479 | 0.4242
127-38 | 127 | Tier-1 | 0 | 0 | 0 | 0 | 384-14 | 384 | Tier-1 | 127-38 | 0 | 0.014962 | 0 | 0 | 0 | 0
124-206R | 124 | Tier-1 | 2.2803 | 0.5261 | 2.8064 | 0 | 386-25R | 386 | Tier-2 | 124-206R | 2.2803 | 2.9436 | 0 | 0.5261 | 0 | 0
124-218F | 124 | Tier-1 | 0 | 0 | 0 | 0 | 39-16 | 39 | Tier-1 | 124-218F | 0 | 0.022538 | 0 | 0 | 0 | 0
127-38F | 127 | Tier-1 | 0 | 0 | 0 | 0 | 39-18 | 39 | Tier-1 | 127-38F | 0 | 0 | 0 | 0 | 0 | 0
124-258R | 124 | Tier-1 | 0.39356 | 0 | 0.39356 | 0 | 39-19F | 39 | Tier-1 | 124-258R | 0.39356 | 0.24659 | 0 | 0 | 0 | 0
127-39 | 127 | Tier-1 | 0 | 0 | 0 | 0 | 390-18 | 390 | Tier-1 | 127-39 | 0 | 0 | 0 | 0 | 0 | 0
124-504F | 124 | Tier-1 | 0 | 0 | 0 | 0 | 392-23F | 392 | Tier-1 | 124-504F | 0 | 0.26023 | 0 | 0 | 0 | 0
127-40 | 127 | Tier-1 | 0 | 0 | 0 | 0 | 394-422F | 394 | Tier-1 | 127-40 | 0 | 0.0075758 | 0 | 0 | 0 | 0
1283-1 | 1283 | Tier-1 | 0 | 0 | 0 | 0 | 395-33R | 395 | Tier-2 | 1283-1 | 0 | 0 | 0 | 0 | 0 | 0
1283-2F | 1283 | Tier-1 | 0 | 0 | 0 | 0 | 100-519 | 100 | Tier-1 | 1283-2F | 0 | 0.12973 | 0 | 0 | 0 | 0
1284-403 | 1284 | Tier-1 | 0 | 0 | 0 | 0 | 1001-1231F | 1001 | Tier-2 | 1284-403 | 0 | 0 | 0 | 0 | 0 | 0
1242-1025F | 1242 | Tier-2 | 0 | 0 | 0 | 0 | 1001-1232F | 1001 | Tier-1 | 1242-1025F | 0 | 2.118 | 0 | 0 | 0 | 0
1284-408F | 1284 | Tier-1 | 0 | 0 | 0 | 0 | 1007-9F | 1007 | Tier-1 | 1284-408F | 0 | 0.011742 | 0 | 0 | 0 | 0
1242-1027F | 1242 | Tier-2 | 0 | 0 | 0 | 0 | 1013-11 | 1013 | Tier-1 | 1242-1027F | 0 | 0.49943 | 0 | 0 | 0 | 0
1242-1079R | 1242 | Tier-2 | 1.6259 | 0 | 1.6259 | 1.6259 | 102-374 | 102 | Tier-1 | 1242-1079R | 1.6259 | 1.4116 | 0 | 0 | 1.6259 | 0
1242-1084 | 1242 | Tier-2 | 1.557 | 0.0142 | 1.5712 | 1.5712 | 102-375 | 102 | Tier-1 | 1242-1084 | 1.557 | 0.26799 | 0 | 0.0142 | 1.557 | 0.0142
1284-409 | 1284 | Tier-1 | 0 | 0 | 0 | 0 | 102-756 | 102 | Tier-1 | 1284-409 | 0 | 0 | 0 | 0 | 0 | 0
1242-127AE | 1242 | Tier-2 | 0.052273 | 0 | 0.052273 | 0.052273 | 102-758F | 102 | Tier-1 | 1242-127AE | 0.052273 | 3.2659 | 0 | 0 | 0.052273 | 0
1284-411 | 1284 | Tier-1 | 0 | 0 | 0 | 0 | 1021-14F | 1021 | Tier-2 | 1284-411 | 0 | 0.28371 | 0 | 0 | 0 | 0
1242-148 | 1242 | Tier-2 | 0 | 0 | 0 | 0 | 1021-1750F | 1021 | Tier-3 | 1242-148 | 0 | 7.1511 | 0 | 0 | 0 | 0
1242-149AE | 1242 | Tier-2 | 0 | 0 | 0 | 0 | 1021-883R | 1021 | Tier-3 | 1242-149AE | 0 | 0.87917 | 0 | 0 | 0 | 0
1286-349 | 1286 | Tier-1 | 0 | 0 | 0 | 0 | 1022-18 | 1022 | Tier-3 | 1286-349 | 0 | 0 | 0 | 0 | 0 | 0
1242-152AE | 1242 | Tier-2 | 0 | 0 | 0 | 0 | 1023-200R | 1023 | Tier-2 | 1242-152AE | 0 | 0.7714 | 0 | 0 | 0 | 0
1286-357 | 1286 | Tier-1 | 0 | 0 | 0 | 0 | 1030-1735F | 1030 | Tier-3 | 1286-357 | 0 | 0 | 0 | 0 | 0 | 0
1242-155 | 1242 | Tier-2 | 0 | 0 | 0 | 0 | 1030-1769F | 1030 | Tier-2 | 1242-155 | 0 | 1.6716 | 0 | 0 | 0 | 0
1286-358F | 1286 | Tier-1 | 0 | 0 | 0 | 0 | 1030-1899F | 1030 | Tier-3 | 1286-358F | 0 | 0.071212 | 0 | 0 | 0 | 0
1286-359F | 1286 | Tier-1 | 0 | 0 | 0 | 0 | 1030-1900F | 1030 | Tier-3 | 1286-359F | 0 | 0.24072 | 0 | 0 | 0 | 0
1287-39 | 1287 | Tier-1 | 0 | 0 | 0 | 0 | 1039-14AE | 1039 | Tier-2 | 1287-39 | 0 | 0 | 0 | 0 | 0 | 0
1297-33 | 1297 | Tier-1 | 0 | 0 | 0 | 0 | 1047-180 | 1047 | Tier-1 | 1297-33 | 0 | 0 | 0 | 0 | 0 | 0
1299-1 | 1299 | Tier-1 | 0 | 0 | 0 | 0 | 1047-28 | 1047 | Tier-1 | 1299-1 | 0 | 0 | 0 | 0 | 0 | 0
1243-319R | 1243 | Tier-2 | 3.0193 | 0.3017 | 3.321 | 3.321 | 1047-31F | 1047 | Tier-1 | 1243-319R | 3.0193 | 0 | 0 | 0.3017 | 3.0193 | 0.3017
130-12 | 130 | Tier-1 | 0 | 0 | 0 | 0 | 1047-35F | 1047 | Tier-1 | 130-12 | 0 | 0 | 0 | 0 | 0 | 0
1243-45R | 1243 | Tier-2 | 4.1028 | 0.1229 | 4.2257 | 4.2257 | 1048-5F | 1048 | Tier-1 | 1243-45R | 4.1028 | 2.2515 | 0.061553 | 0.1229 | 4.1028 | 0.1229
130-14F | 130 | Tier-1 | 0.41875 | 0.4225 | 0.84125 | 0 | 1049-4F | 1049 | Tier-1 | 130-14F | 0.41875 | 0.56856 | 0 | 0.4225 | 0 | 0
131-179 | 131 | Tier-1 | 0 | 0 | 0 | 0 | 105-236 | 105 | Tier-1 | 131-179 | 0 | 0 | 0 | 0 | 0 | 0
131-228 | 131 | Tier-1 | 0 | 0 | 0 | 0 | 105-239F | 105 | Tier-1 | 131-228 | 0 | 0 | 0 | 0 | 0 | 0
131-230 | 131 | Tier-1 | 0 | 0 | 0 | 0 | 105-447F | 105 | Tier-1 | 131-230 | 0 | 0.028977 | 0 | 0 | 0 | 0
131-230F | 131 | Tier-1 | 0 | 0 | 0 | 0 | 105-449 | 105 | Tier-1 | 131-230F | 0 | 0 | 0 | 0 | 0 | 0
1245-16 | 1245 | Tier-2 | 0 | 0 | 0 | 0 | 106-70 | 106 | Tier-1 | 1245-16 | 0 | 3.5606 | 0 | 0 | 0 | 0
1245-18AE | 1245 | Tier-2 | 0 | 0 | 0 | 0 | 106-72 | 106 | Tier-1 | 1245-18AE | 0 | 9.4136 | 0 | 0 | 0 | 0
1250-27R | 1250 | Tier-2 | 3.5134 | 1.1055 | 4.6189 | 2.4665 | 1060-13 | 1060 | Tier-1 | 1250-27R | 3.5134 | 8.6958 | 4.6686 | 1.1055 | 1.361 | 1.1055
1250-671R | 1250 | Tier-2 | 1.9667 | 0.0343 | 2.001 | 1.3334 | 1060-135F | 1060 | Tier-1 | 1250-671R | 1.9667 | 10.4598 | 4.6445 | 0.0343 | 1.2991 | 0.0343
1250-677R | 1250 | Tier-2 | 7.8386 | 1.6466 | 9.4852 | 9.4852 | 1060-136F | 1060 | Tier-1 | 1250-677R | 7.8386 | 1.6837 | 0.41667 | 1.6466 | 7.8386 | 1.6466
1250-8R | 1250 | Tier-2 | 2.8593 | 1.3462 | 4.2055 | 4.2055 | 1060-14 | 1060 | Tier-1 | 1250-8R | 2.8593 | 0.063636 | 0.0079545 | 1.3462 | 2.8593 | 1.3462
1256-1172AE | 1256 | Tier-2 | 0 | 0 | 0 | 0 | 1060-15 | 1060 | Tier-1 | 1256-1172AE | 0 | 3.4795 | 0 | 0 | 0 | 0
1256-17AE | 1256 | Tier-2 | 0 | 0 | 0 | 0 | 1060-15F | 1060 | Tier-1 | 1256-17AE | 0 | 4.4968 | 0 | 0 | 0 | 0
1256-19AE | 1256 | Tier-2 | 0 | 0 | 0 | 0 | 1060-20 | 1060 | Tier-1 | 1256-19AE | 0 | 4.2402 | 0 | 0 | 0 | 0
131-231 | 131 | Tier-1 | 0 | 0 | 0 | 0 | 1070-334AE | 1070 | Tier-1 | 131-231 | 0 | 0.012689 | 0 | 0 | 0 | 0
131-231F | 131 | Tier-1 | 0 | 0 | 0 | 0 | 1071-181 | 1071 | Tier-1 | 131-231F | 0 | 0 | 0 | 0 | 0 | 0
1256-38 | 1256 | Tier-2 | 0 | 0 | 0 | 0 | 1071-226F | 1071 | Tier-1 | 1256-38 | 0 | 9.7013 | 0 | 0 | 0 | 0
131-232 | 131 | Tier-1 | 0 | 0 | 0 | 0 | 1071-457 | 1071 | Tier-1 | 131-232 | 0 | 0.011932 | 0 | 0 | 0 | 0
1257-6 | 1257 | Tier-2 | 0 | 0 | 0 | 0 | 1072-5 | 1072 | Tier-1 | 1257-6 | 0 | 2.0688 | 0 | 0 | 0 | 0
1257-7AE | 1257 | Tier-2 | 0 | 0 | 0 | 0 | 1073-3F | 1073 | Tier-1 | 1257-7AE | 0 | 6.2322 | 0 | 0 | 0 | 0
1257-8AE | 1257 | Tier-2 | 0 | 0 | 0 | 0 | 1073-871 | 1073 | Tier-1 | 1257-8AE | 0 | 5.582 | 0 | 0 | 0 | 0
131-232F | 131 | Tier-1 | 0 | 0 | 0 | 0 | 1073-886F | 1073 | Tier-2 | 131-232F | 0 | 0 | 0 | 0 | 0 | 0
132-157 | 132 | Tier-1 | 0 | 0 | 0 | 0 | 1081-38AE | 1081 | Tier-1 | 132-157 | 0 | 0.010417 | 0 | 0 | 0 | 0
1258-6F | 1258 | Tier-2 | 0 | 0 | 0 | 0 | 1081-665 | 1081 | Tier-1 | 1258-6F | 0 | 11.2941 | 0 | 0 | 0 | 0
132-157F | 132 | Tier-1 | 0 | 0 | 0 | 0 | 1085-414 | 1085 | Tier-1 | 132-157F | 0 | 0 | 0 | 0 | 0 | 0
132-28 | 132 | Tier-1 | 0 | 0 | 0 | 0 | 109-17 | 109 | Tier-1 | 132-28 | 0 | 0 | 0 | 0 | 0 | 0
1259-2F | 1259 | Tier-2 | 0 | 0 | 0 | 0 | 109-19F | 109 | Tier-1 | 1259-2F | 0 | 1.9521 | 0 | 0 | 0 | 0
1259-3F | 1259 | Tier-2 | 0 | 0 | 0 | 0 | 109-20F | 109 | Tier-1 | 1259-3F | 0 | 4.2782 | 0 | 0 | 0 | 0
132-288 | 132 | Tier-1 | 0 | 0 | 0 | 0 | 109-25 | 109 | Tier-1 | 132-288 | 0 | 0 | 0 | 0 | 0 | 0
132-29 | 132 | Tier-1 | 0 | 0 | 0 | 0 | 1090-1734 | 1090 | Tier-3 | 132-29 | 0 | 1.0081 | 0 | 0 | 0 | 0
126-5 | 126 | Tier-1 | 0 | 0 | 0 | 0 | 1090-50 | 1090 | Tier-2 | 126-5 | 0 | 0.063447 | 0 | 0 | 0 | 0
132-38 | 132 | Tier-1 | 0 | 0 | 0 | 0 | 1090-636R | 1090 | Tier-3 | 132-38 | 0 | 0.15436 | 0 | 0 | 0 | 0
132-39 | 132 | Tier-1 | 0 | 0 | 0 | 0 | 1094-24F | 1094 | Tier-2 | 132-39 | 0 | 0 | 0 | 0 | 0 | 0
132-41F | 132 | Tier-1 | 0 | 0 | 0 | 0 | 110-41 | 110 | Tier-1 | 132-41F | 0 | 0 | 0 | 0 | 0 | 0
1260-217F | 1260 | Tier-1 | 0 | 0 | 0 | 0 | 110-45 | 110 | Tier-1 | 1260-217F | 0 | 0.62273 | 0 | 0 | 0 | 0
1260-218F | 1260 | Tier-1 | 0 | 0 | 0 | 0 | 1101-590 | 1101 | Tier-2 | 1260-218F | 0 | 0.068182 | 0 | 0 | 0 | 0
132-42F | 132 | Tier-1 | 0 | 0 | 0 | 0 | 1101-593F | 1101 | Tier-2 | 132-42F | 0 | 0 | 0 | 0 | 0 | 0
1266-14 | 1266 | Tier-1 | 0 | 0 | 0 | 0 | 1102-319AE | 1102 | Tier-2 | 1266-14 | 0 | 2.508 | 0 | 0 | 0 | 0
132-43 | 132 | Tier-1 | 0 | 0 | 0 | 0 | 1102-320 | 1102 | Tier-2 | 132-43 | 0 | 0.0085227 | 0 | 0 | 0 | 0
1266-303F | 1266 | Tier-1 | 0 | 0 | 0 | 0 | 1105-1481 | 1105 | Tier-2 | 1266-303F | 0 | 13.7492 | 0 | 0 | 0 | 0
132-43F | 132 | Tier-1 | 0 | 0 | 0 | 0 | 1105-1483 | 1105 | Tier-2 | 132-43F | 0 | 0 | 0 | 0 | 0 | 0
132-77 | 132 | Tier-1 | 0 | 0 | 0 | 0 | 1105-9AE | 1105 | Tier-2 | 132-77 | 0 | 0 | 0 | 0 | 0 | 0
132-99 | 132 | Tier-1 | 0 | 0 | 0 | 0 | 1116-6F | 1116 | Tier-1 | 132-99 | 0 | 0.0066288 | 0 | 0 | 0 | 0
127-37 | 127 | Tier-1 | 0 | 0 | 0 | 0 | 1117-10 | 1117 | Tier-1 | 127-37 | 0 | 0.014962 | 0 | 0 | 0 | 0
132-99F | 132 | Tier-1 | 0 | 0 | 0 | 0 | 1117-1118 | 1117 | Tier-1 | 132-99F | 0 | 0 | 0 | 0 | 0 | 0
135-268 | 135 | Tier-1 | 0 | 0 | 0 | 0 | 1118-1718F | 1118 | Tier-2 | 135-268 | 0 | 0 | 0 | 0 | 0 | 0
135-270F | 135 | Tier-1 | 0 | 0 | 0 | 0 | 1119-9F | 1119 | Tier-1 | 135-270F | 0 | 0.036932 | 0 | 0 | 0 | 0
137-35 | 137 | Tier-1 | 0 | 0 | 0 | 0 | 113-192 | 113 | Tier-1 | 137-35 | 0 | 0 | 0 | 0 | 0 | 0
137-766 | 137 | Tier-1 | 0 | 0 | 0 | 0 | 113-599F | 113 | Tier-1 | 137-766 | 0 | 0 | 0 | 0 | 0 | 0
137-768F | 137 | Tier-1 | 0 | 0 | 0 | 0 | 1139-4F | 1139 | Tier-2 | 137-768F | 0 | 0.05303 | 0 | 0 | 0 | 0
138-33 | 138 | Tier-1 | 0 | 0 | 0 | 0 | 114-18AE | 114 | Tier-1 | 138-33 | 0 | 0.048864 | 0 | 0 | 0 | 0
127-42 | 127 | Tier-1 | 0 | 0 | 0 | 0 | 115-25 | 115 | Tier-1 | 127-42 | 0 | 0.29735 | 0 | 0 | 0 | 0
138-359 | 138 | Tier-1 | 0 | 0 | 0 | 0 | 115-26 | 115 | Tier-1 | 138-359 | 0 | 0 | 0 | 0 | 0 | 0
138-361F | 138 | Tier-1 | 0 | 0 | 0 | 0 | 115-26F | 115 | Tier-1 | 138-361F | 0 | 0.037311 | 0 | 0 | 0 | 0
1283-4F | 1283 | Tier-1 | 0 | 0 | 0 | 0 | 115-29 | 115 | Tier-1 | 1283-4F | 0 | 3.811 | 0 | 0 | 0 | 0
1284-401F | 1284 | Tier-1 | 0 | 0 | 0 | 0 | 115-30 | 115 | Tier-1 | 1284-401F | 0 | 0.16136 | 0 | 0 | 0 | 0
1284-402F | 1284 | Tier-1 | 0 | 0 | 0 | 0 | 1152-32 | 1152 | Tier-1 | 1284-402F | 0 | 0.17273 | 0 | 0 | 0 | 0
138-41 | 138 | Tier-1 | 0 | 0 | 0 | 0 | 1160-3AE | 1160 | Tier-1 | 138-41 | 0 | 0 | 0 | 0 | 0 | 0
138-42F | 138 | Tier-1 | 0 | 0 | 0 | 0 | 1160-8AE | 1160 | Tier-1 | 138-42F | 0 | 0.010417 | 0 | 0 | 0 | 0
138-43F | 138 | Tier-1 | 0 | 0 | 0 | 0 | 1161-34 | 1161 | Tier-1 | 138-43F | 0 | 0.0056818 | 0 | 0 | 0 | 0
139-425 | 139 | Tier-1 | 0 | 0 | 0 | 0 | 1162-324R | 1162 | Tier-2 | 139-425 | 0 | 0 | 0 | 0 | 0 | 0
1286-26 | 1286 | Tier-1 | 0 | 0 | 0 | 0 | 1162-386 | 1162 | Tier-2 | 1286-26 | 0 | 1.8417 | 0 | 0 | 0 | 0
1286-27 | 1286 | Tier-1 | 0 | 0 | 0 | 0 | 1162-387F | 1162 | Tier-2 | 1286-27 | 0 | 1.4441 | 0 | 0 | 0 | 0
1286-346F | 1286 | Tier-1 | 0 | 0 | 0 | 0 | 1166-18R | 1166 | Tier-3 | 1286-346F | 0 | 2.1513 | 0 | 0 | 0 | 0
1286-347F | 1286 | Tier-1 | 0 | 0 | 0 | 0 | 117-15 | 117 | Tier-1 | 1286-347F | 0 | 0.47386 | 0 | 0 | 0 | 0
1286-348F | 1286 | Tier-1 | 0 | 0 | 0 | 0 | 117-32 | 117 | Tier-1 | 1286-348F | 0 | 0.53504 | 0 | 0 | 0 | 0
139-426F | 139 | Tier-1 | 0.92576 | 0.0864 | 1.0122 | 0 | 117-34 | 117 | Tier-1 | 139-426F | 0.92576 | 0.047727 | 0 | 0.0864 | 0 | 0
140-1155F | 140 | Tier-1 | 0 | 0 | 0 | 0 | 117-35 | 117 | Tier-1 | 140-1155F | 0 | 0.12462 | 0 | 0 | 0 | 0
140-1157 | 140 | Tier-1 | 0 | 0 | 0 | 0 | 117-46F | 117 | Tier-1 | 140-1157 | 0 | 0 | 0 | 0 | 0 | 0
1406-18 | 1406 | Tier-1 | 0 | 0 | 0 | 0 | 1174-15F | 1174 | Tier-1 | 1406-18 | 0 | 0 | 0 | 0 | 0 | 0
1407-11 | 1407 | Tier-1 | 0 | 0 | 0 | 0 | 118-11 | 118 | Tier-1 | 1407-11 | 0 | 0 | 0 | 0 | 0 | 0
1287-40F | 1287 | Tier-1 | 0 | 0 | 0 | 0 | 1180-375 | 1180 | Tier-2 | 1287-40F | 0 | 0.019318 | 0 | 0 | 0 | 0
1407-9 | 1407 | Tier-1 | 0 | 0 | 0 | 0 | 119-32 | 119 | Tier-1 | 1407-9 | 0 | 0 | 0 | 0 | 0 | 0
1297-34F | 1297 | Tier-1 | 0.99186 | 1.0795 | 2.0714 | 0 | 119-37 | 119 | Tier-1 | 1297-34F | 0.99186 | 2.378 | 0 | 1.0795 | 0 | 0
1297-35F | 1297 | Tier-1 | 1.0538 | 0.7508 | 1.8046 | 0 | 119-38 | 119 | Tier-1 | 1297-35F | 1.0538 | 0.29356 | 0 | 0.7508 | 0 | 0
1297-36F | 1297 | Tier-1 | 0 | 0 | 0 | 0 | 119-41 | 119 | Tier-1 | 1297-36F | 0 | 2.3915 | 0 | 0 | 0 | 0
1408-1 | 1408 | Tier-1 | 0 | 0 | 0 | 0 | 120-270 | 120 | Tier-1 | 1408-1 | 0 | 0 | 0 | 0 | 0 | 0
1299-2F | 1299 | Tier-1 | 0 | 0 | 0 | 0 | 1201-281F | 1201 | Tier-2 | 1299-2F | 0 | 0.052273 | 0 | 0 | 0 | 0
1408-4AE | 1408 | Tier-1 | 0 | 0 | 0 | 0 | 1202-8 | 1202 | Tier-2 | 1408-4AE | 0 | 0.2233 | 0 | 0 | 0 | 0
1408-5 | 1408 | Tier-1 | 0 | 0 | 0 | 0 | 1202-9 | 1202 | Tier-2 | 1408-5 | 0 | 0 | 0 | 0 | 0 | 0
130-13F | 130 | Tier-1 | 2.317 | 3.1076 | 5.4246 | 0 | 1215-28R | 1215 | Tier-3 | 130-13F | 2.317 | 2.6367 | 0 | 3.1076 | 0 | 0
1408-6 | 1408 | Tier-1 | 0 | 0 | 0 | 0 | 1215-32R | 1215 | Tier-3 | 1408-6 | 0 | 1.3303 | 0 | 0 | 0 | 0
130-692R | 130 | Tier-1 | 6.2409 | 2.8983 | 9.1392 | 0 | 1219-1 | 1219 | Tier-1 | 130-692R | 6.2409 | 1.4424 | 0 | 2.8983 | 0 | 0
131-178AE | 131 | Tier-1 | 0 | 0 | 0 | 0 | 1221-2096F | 1221 | Tier-1 | 131-178AE | 0 | 0.026136 | 0 | 0 | 0 | 0
1409-6 | 1409 | Tier-1 | 0 | 0 | 0 | 0 | 1221-7 | 1221 | Tier-1 | 1409-6 | 0 | 0 | 0 | 0 | 0 | 0
1409-660AE | 1409 | Tier-1 | 0 | 0 | 0 | 0 | 1223-3 | 1223 | Tier-1 | 1409-660AE | 0 | 1.2432 | 0 | 0 | 0 | 0
1409-9 | 1409 | Tier-1 | 0 | 0 | 0 | 0 | 1225-5 | 1225 | Tier-1 | 1409-9 | 0 | 0 | 0 | 0 | 0 | 0
131-227 | 131 | Tier-1 | 0 | 0 | 0 | 0 | 1225-774 | 1225 | Tier-2 | 131-227 | 0 | 1.135 | 0 | 0 | 0 | 0
141-196 | 141 | Tier-1 | 0 | 0 | 0 | 0 | 1225-775F | 1225 | Tier-2 | 141-196 | 0 | 0 | 0 | 0 | 0 | 0
1419-10 | 1419 | Tier-1 | 0 | 0 | 0 | 0 | 1225-917 | 1225 | Tier-1 | 1419-10 | 0 | 0 | 0 | 0 | 0 | 0
1419-11F | 1419 | Tier-1 | 0 | 0 | 0 | 0 | 1225-919F | 1225 | Tier-2 | 1419-11F | 0 | 0.019318 | 0 | 0 | 0 | 0
1419-12F | 1419 | Tier-1 | 0 | 0 | 0 | 0 | 1225-920F | 1225 | Tier-1 | 1419-12F | 0 | 0.016667 | 0 | 0 | 0 | 0
1419-13F | 1419 | Tier-1 | 0 | 0 | 0 | 0 | 1226-52F | 1226 | Tier-1 | 1419-13F | 0 | 0.026894 | 0 | 0 | 0 | 0
1420-5 | 1420 | Tier-1 | 0 | 0 | 0 | 0 | 1226-53 | 1226 | Tier-1 | 1420-5 | 0 | 0 | 0 | 0 | 0 | 0
1420-7F | 1420 | Tier-1 | 0 | 0 | 0 | 0 | 123-428AE | 123 | Tier-1 | 1420-7F | 0 | 0.018939 | 0 | 0 | 0 | 0
1420-8F | 1420 | Tier-1 | 0 | 0 | 0 | 0 | 123-445 | 123 | Tier-1 | 1420-8F | 0 | 0.011742 | 0 | 0 | 0 | 0
143-130 | 143 | Tier-1 | 0 | 0 | 0 | 0 | 123-557 | 123 | Tier-1 | 143-130 | 0 | 0 | 0 | 0 | 0 | 0
1434-1 | 1434 | Tier-1 | 0 | 0 | 0 | 0 | 1233-259R | 1233 | Tier-3 | 1434-1 | 0 | 0 | 0 | 0 | 0 | 0
1434-11 | 1434 | Tier-1 | 0.11742 | 0.1862 | 0.30362 | 0 | 1233-591R | 1233 | Tier-3 | 1434-11 | 0.11742 | 0.094318 | 0 | 0.1862 | 0 | 0
1434-8 | 1434 | Tier-1 | 0 | 0 | 0 | 0 | 124-219 | 124 | Tier-1 | 1434-8 | 0 | 0 | 0 | 0 | 0 | 0
1435-1074 | 1435 | Tier-1 | 0 | 0 | 0 | 0 | 124-505F | 124 | Tier-1 | 1435-1074 | 0 | 0 | 0 | 0 | 0 | 0
132-289F | 132 | Tier-1 | 0 | 0 | 0 | 0 | 1242-1084 | 1242 | Tier-2 | 132-289F | 0 | 2.4587 | 0 | 0 | 0 | 0
1435-459 | 1435 | Tier-1 | 0 | 0 | 0 | 0 | 1242-147 | 1242 | Tier-2 | 1435-459 | 0 | 0 | 0 | 0 | 0 | 0
132-290F | 132 | Tier-1 | 0 | 0 | 0 | 0 | 1242-149AE | 1242 | Tier-2 | 132-290F | 0 | 0.77159 | 0 | 0 | 0 | 0
132-291F | 132 | Tier-1 | 0 | 0 | 0 | 0 | 1242-152AE | 1242 | Tier-2 | 132-291F | 0 | 0.056818 | 0 | 0 | 0 | 0
132-30 | 132 | Tier-1 | 0 | 0 | 0 | 0 | 1242-154 | 1242 | Tier-2 | 132-30 | 0 | 0.30114 | 0 | 0 | 0 | 0
1436-38 | 1436 | Tier-1 | 0 | 0 | 0 | 0 | 1243-156F | 1243 | Tier-2 | 1436-38 | 0 | 0 | 0 | 0 | 0 | 0
1437-3F | 1437 | Tier-1 | 0 | 0 | 0 | 0 | 1243-319R | 1243 | Tier-2 | 1437-3F | 0 | 0.0058712 | 0 | 0 | 0 | 0
132-41 | 132 | Tier-1 | 0 | 0 | 0 | 0 | 1243-38R | 1243 | Tier-2 | 132-41 | 0 | 0.21345 | 0 | 0 | 0 | 0
1437-4 | 1437 | Tier-1 | 0 | 0 | 0 | 0 | 1244-13 | 1244 | Tier-2 | 1437-4 | 0 | 0 | 0 | 0 | 0 | 0
132-42 | 132 | Tier-1 | 0 | 0 | 0 | 0 | 1256-1172AE | 1256 | Tier-2 | 132-42 | 0 | 0.011364 | 0 | 0 | 0 | 0
1437-5F | 1437 | Tier-1 | 0 | 0 | 0 | 0 | 1256-17AE | 1256 | Tier-2 | 1437-5F | 0 | 0.0079545 | 0 | 0 | 0 | 0
1437-6F | 1437 | Tier-1 | 0 | 0 | 0 | 0 | 1256-38 | 1256 | Tier-2 | 1437-6F | 0 | 0.010417 | 0 | 0 | 0 | 0
1438-318 | 1438 | Tier-1 | 0 | 0 | 0 | 0 | 1257-5 | 1257 | Tier-2 | 1438-318 | 0 | 0.019318 | 0 | 0 | 0 | 0
1438-330 | 1438 | Tier-1 | 0 | 0 | 0 | 0 | 1257-7AE | 1257 | Tier-2 | 1438-330 | 0 | 0 | 0 | 0 | 0 | 0
1438-331F | 1438 | Tier-1 | 0.057955 | 0.0593 | 0.11725 | 0 | 1258-427 | 1258 | Tier-2 | 1438-331F | 0.057955 | 0.067803 | 0 | 0.0593 | 0 | 0
1438-332F | 1438 | Tier-1 | 0 | 0 | 0 | 0 | 126-12 | 126 | Tier-1 | 1438-332F | 0 | 0.12367 | 0 | 0 | 0 | 0
1439-18F | 1439 | Tier-1 | 0 | 0 | 0 | 0 | 1260-17 | 1260 | Tier-1 | 1439-18F | 0 | 0.029356 | 0 | 0 | 0 | 0
1439-19 | 1439 | Tier-1 | 0 | 0 | 0 | 0 | 1266-303F | 1266 | Tier-1 | 1439-19 | 0 | 0 | 0 | 0 | 0 | 0
1439-20F | 1439 | Tier-1 | 0 | 0 | 0 | 0 | 1266-304 | 1266 | Tier-1 | 1439-20F | 0 | 1.1669 | 0 | 0 | 0 | 0
1439-30 | 1439 | Tier-1 | 0 | 0 | 0 | 0 | 1266-305F | 1266 | Tier-1 | 1439-30 | 0 | 0 | 0 | 0 | 0 | 0
144-36 | 144 | Tier-1 | 0 | 0 | 0 | 0 | 127-38 | 127 | Tier-1 | 144-36 | 0 | 0.10795 | 0 | 0 | 0 | 0
144-444 | 144 | Tier-1 | 0 | 0 | 0 | 0 | 127-38F | 127 | Tier-1 | 144-444 | 0 | 0 | 0 | 0 | 0 | 0
1442-1 | 1442 | Tier-1 | 0 | 0 | 0 | 0 | 127-39 | 127 | Tier-1 | 1442-1 | 0 | 0 | 0 | 0 | 0 | 0
1442-3AE | 1442 | Tier-1 | 0 | 0 | 0 | 0 | 127-41F | 127 | Tier-1 | 1442-3AE | 0 | 0.21061 | 0 | 0 | 0 | 0
1444-1 | 1444 | Tier-1 | 0 | 0 | 0 | 0 | 127-42 | 127 | Tier-1 | 1444-1 | 0 | 0.43939 | 0 | 0 | 0 | 0
1444-310F | 1444 | Tier-1 | 0 | 0 | 0 | 0 | 1283-2F | 1283 | Tier-1 | 1444-310F | 0 | 0.12784 | 0 | 0 | 0 | 0
137-34AE | 137 | Tier-1 | 1.5487 | 1.6778 | 3.2265 | 0 | 1284-401F | 1284 | Tier-1 | 137-34AE | 1.5487 | 8.0991 | 0 | 1.6778 | 0 | 0
1444-311F | 1444 | Tier-1 | 0 | 0 | 0 | 0 | 1284-409 | 1284 | Tier-1 | 1444-311F | 0 | 0.021402 | 0 | 0 | 0 | 0
137-36AE | 137 | Tier-1 | 0 | 0 | 0 | 0 | 1286-27 | 1286 | Tier-1 | 137-36AE | 0 | 0.85436 | 0 | 0 | 0 | 0
1444-313 | 1444 | Tier-1 | 0 | 0 | 0 | 0 | 1286-346F | 1286 | Tier-1 | 1444-313 | 0 | 0 | 0 | 0 | 0 | 0
137-767F | 137 | Tier-1 | 1.1775 | 1.1047 | 2.2822 | 0 | 1286-357 | 1286 | Tier-1 | 137-767F | 1.1775 | 2.4506 | 0 | 1.1047 | 0 | 0
1445-1 | 1445 | Tier-1 | 0 | 0 | 0 | 0 | 1297-36F | 1297 | Tier-1 | 1445-1 | 0 | 0 | 0 | 0 | 0 | 0
1445-309 | 1445 | Tier-1 | 0 | 0 | 0 | 0 | 1299-1 | 1299 | Tier-1 | 1445-309 | 0 | 0 | 0 | 0 | 0 | 0
138-358R | 138 | Tier-1 | 3.9848 | 2.0036 | 5.9884 | 0 | 130-14F | 130 | Tier-1 | 138-358R | 3.9848 | 1.6466 | 0 | 2.0036 | 0 | 0
1445-310F | 1445 | Tier-2 | 0 | 0 | 0 | 0 | 131-228 | 131 | Tier-1 | 1445-310F | 0 | 0.52348 | 0 | 0 | 0 | 0
138-360F | 138 | Tier-1 | 0.42822 | 0.1699 | 0.59812 | 0 | 131-230F | 131 | Tier-1 | 138-360F | 0.42822 | 0.37595 | 0 | 0.1699 | 0 | 0
1445-3F | 1445 | Tier-1 | 0 | 0 | 0 | 0 | 131-231F | 131 | Tier-1 | 1445-3F | 0 | 0.072348 | 0 | 0 | 0 | 0
138-366 | 138 | Tier-1 | 0.08428 | 0 | 0.08428 | 0 | 131-232 | 131 | Tier-1 | 138-366 | 0.08428 | 0.86402 | 0 | 0 | 0 | 0
1445-4F | 1445 | Tier-1 | 0 | 0 | 0 | 0 | 131-232F | 131 | Tier-1 | 1445-4F | 0 | 0.072348 | 0 | 0 | 0 | 0
1446-11 | 1446 | Tier-1 | 0 | 0 | 0 | 0 | 132-28 | 132 | Tier-1 | 1446-11 | 0 | 0 | 0 | 0 | 0 | 0
1446-13F | 1446 | Tier-1 | 0 | 0 | 0 | 0 | 132-29 | 132 | Tier-1 | 1446-13F | 0 | 0.59072 | 0 | 0 | 0 | 0
139-243AE | 139 | Tier-1 | 0.12121 | 0.1267 | 0.24791 | 0 | 132-41 | 132 | Tier-1 | 139-243AE | 0.12121 | 0.2392 | 0 | 0.1267 | 0 | 0
139-244 | 139 | Tier-1 | 0 | 0 | 0 | 0 | 132-99 | 132 | Tier-1 | 139-244 | 0 | 0.15208 | 0 | 0 | 0 | 0
139-245AE | 139 | Tier-1 | 1.6862 | 1.7265 | 3.4127 | 0 | 132-99F | 132 | Tier-1 | 139-245AE | 1.6862 | 5.6049 | 0 | 1.7265 | 0 | 0
1447-305 | 1447 | Tier-1 | 0 | 0 | 0 | 0 | 134-262F | 134 | Tier-1 | 1447-305 | 0 | 0 | 0 | 0 | 0 | 0
1447-306F | 1447 | Tier-1 | 0 | 0 | 0 | 0 | 134-263 | 134 | Tier-1 | 1447-306F | 0 | 1.1352 | 0 | 0 | 0 | 0
1447-307F | 1447 | Tier-1 | 0 | 0 | 0 | 0 | 137-33 | 137 | Tier-1 | 1447-307F | 0 | 0.05303 | 0 | 0 | 0 | 0
139-48 | 139 | Tier-1 | 3.2564 | 2.4634 | 5.7198 | 0 | 137-766 | 137 | Tier-1 | 139-48 | 3.2564 | 0.55208 | 0 | 2.4634 | 0 | 0
1447-311F | 1447 | Tier-1 | 0 | 0 | 0 | 0 | 138-361F | 138 | Tier-1 | 1447-311F | 0 | 0.054924 | 0 | 0 | 0 | 0
1447-324F | 1447 | Tier-1 | 0 | 0 | 0 | 0 | 140-496 | 140 | Tier-1 | 1447-324F | 0 | 0.047348 | 0 | 0 | 0 | 0
140-481R | 140 | Tier-1 | 2.5326 | 2.5729 | 5.1055 | 0 | 1406-436 | 1406 | Tier-1 | 140-481R | 2.5326 | 0.65076 | 0 | 2.5729 | 0 | 0
140-496 | 140 | Tier-1 | 1.596 | 0.7134 | 2.3094 | 0 | 1407-24 | 1407 | Tier-1 | 140-496 | 1.596 | 1.3 | 0 | 0.7134 | 0 | 0
140-510 | 140 | Tier-1 | 0 | 0 | 0 | 0 | 1407-7AE | 1407 | Tier-1 | 140-510 | 0 | 0.012311 | 0 | 0 | 0 | 0
1447-325F | 1447 | Tier-1 | 0 | 0 | 0 | 0 | 1408-1 | 1408 | Tier-1 | 1447-325F | 0 | 0.095644 | 0 | 0 | 0 | 0
1406-19F | 1406 | Tier-1 | 2.7415 | 2.9144 | 5.6559 | 0 | 1410-1 | 1410 | Tier-1 | 1406-19F | 2.7415 | 7.5267 | 0 | 2.9144 | 0 | 0
1406-21F | 1406 | Tier-1 | 0 | 0 | 0 | 0 | 1419-12F | 1419 | Tier-1 | 1406-21F | 0 | 10.4337 | 0 | 0 | 0 | 0
1406-436 | 1406 | Tier-1 | 0.32216 | 0.1638 | 0.48596 | 0 | 142-8R | 142 | Tier-1 | 1406-436 | 0.32216 | 8.3142 | 0 | 0.1638 | 0 | 0
1447-327F | 1447 | Tier-2 | 0 | 0 | 0 | 0 | 143-178F | 143 | Tier-1 | 1447-327F | 0 | 0.85038 | 0 | 0 | 0 | 0
1407-13F | 1407 | Tier-1 | 0 | 0 | 0 | 0 | 143-179F | 143 | Tier-1 | 1407-13F | 0 | 8.7047 | 0 | 0 | 0 | 0
1447-328 | 1447 | Tier-1 | 0 | 0 | 0 | 0 | 1434-37R | 1434 | Tier-1 | 1447-328 | 0 | 0 | 0 | 0 | 0 | 0
1407-7AE | 1407 | Tier-1 | 0 | 0 | 0 | 0 | 1435-459 | 1435 | Tier-1 | 1407-7AE | 0 | 14.9303 | 0 | 0 | 0 | 0
1448-335F | 1448 | Tier-1 | 0 | 0 | 0 | 0 | 1437-4 | 1437 | Tier-1 | 1448-335F | 0 | 0.27367 | 0 | 0 | 0 | 0
1448-336 | 1448 | Tier-1 | 0 | 0 | 0 | 0 | 1437-6F | 1437 | Tier-1 | 1448-336 | 0 | 0 | 0 | 0 | 0 | 0
1408-2 | 1408 | Tier-1 | 0 | 0 | 0 | 0 | 1438-333F | 1438 | Tier-1 | 1408-2 | 0 | 0.60057 | 0 | 0 | 0 | 0
1448-337F | 1448 | Tier-1 | 0 | 0 | 0 | 0 | 1439-19 | 1439 | Tier-1 | 1448-337F | 0 | 0.25758 | 0 | 0 | 0 | 0
1448-338F | 1448 | Tier-1 | 0 | 0 | 0 | 0 | 1439-21F | 1439 | Tier-1 | 1448-338F | 0 | 0.1089 | 0 | 0 | 0 | 0
1448-339F | 1448 | Tier-1 | 0 | 0 | 0 | 0 | 144-36 | 144 | Tier-1 | 1448-339F | 0 | 0.057765 | 0 | 0 | 0 | 0
1408-7 | 1408 | Tier-1 | 0 | 0 | 0 | 0 | 1445-311F | 1445 | Tier-1 | 1408-7 | 0 | 5.983 | 0 | 0 | 0 | 0
1409-4F | 1409 | Tier-1 | 0 | 0 | 0 | 0 | 1447-305 | 1447 | Tier-1 | 1409-4F | 0 | 1.5748 | 0 | 0 | 0 | 0
1409-5F | 1409 | Tier-1 | 0 | 0 | 0 | 0 | 1447-307F | 1447 | Tier-1 | 1409-5F | 0 | 15.9348 | 0 | 0 | 0 | 0
1448-367 | 1448 | Tier-1 | 0 | 0 | 0 | 0 | 1447-324F | 1447 | Tier-1 | 1448-367 | 0 | 0 | 0 | 0 | 0 | 0
145-627 | 145 | Tier-1 | 0 | 0 | 0 | 0 | 1447-325F | 1447 | Tier-1 | 145-627 | 0 | 0 | 0 | 0 | 0 | 0
1409-7AE | 1409 | Tier-1 | 0 | 0 | 0 | 0 | 1447-327F | 1447 | Tier-2 | 1409-7AE | 0 | 3.0794 | 0 | 0 | 0 | 0
145-628F | 145 | Tier-1 | 0 | 0 | 0 | 0 | 1448-368 | 1448 | Tier-1 | 145-628F | 0 | 0.010417 | 0 | 0 | 0 | 0
141-194F | 141 | Tier-1 | 0 | 0 | 0 | 0 | 145-630F | 145 | Tier-1 | 141-194F | 0 | 1.9085 | 0 | 0 | 0 | 0
141-195F | 141 | Tier-1 | 0 | 0 | 0 | 0 | 145-632 | 145 | Tier-1 | 141-195F | 0 | 0.48333 | 0 | 0 | 0 | 0
145-630F | 145 | Tier-1 | 0 | 0 | 0 | 0 | 145-633 | 145 | Tier-1 | 145-630F | 0 | 0.0075758 | 0 | 0 | 0 | 0
145-631F | 145 | Tier-1 | 0 | 0 | 0 | 0 | 1450-18 | 1450 | Tier-2 | 145-631F | 0 | 0.0066288 | 0 | 0 | 0 | 0
1418-31R | 1418 | Tier-1 | 0.66439 | 0 | 0.66439 | 0 | 1450-2F | 1450 | Tier-1 | 1418-31R | 0.66439 | 1.39 | 0 | 0 | 0 | 0
1418-581R | 1418 | Tier-1 | 1.1097 | 0.4686 | 1.5783 | 0 | 1450-305F | 1450 | Tier-1 | 1418-581R | 1.1097 | 3.2545 | 0 | 0.4686 | 0 | 0
145-632 | 145 | Tier-1 | 0 | 0 | 0 | 0 | 1450-311F | 1450 | Tier-2 | 145-632 | 0 | 0 | 0 | 0 | 0 | 0
145-634 | 145 | Tier-1 | 0 | 0 | 0 | 0 | 1458-1056 | 1458 | Tier-2 | 145-634 | 0 | 0.0079545 | 0.018939 | 0 | 0 | 0
1450-1 | 1450 | Tier-1 | 0 | 0 | 0 | 0 | 1458-1058F | 1458 | Tier-3 | 1450-1 | 0 | 0 | 0 | 0 | 0 | 0
1450-18 | 1450 | Tier-2 | 0 | 0 | 0 | 0 | 1458-1061 | 1458 | Tier-2 | 1450-18 | 0 | 0 | 0 | 0 | 0 | 0
142-33 | 142 | Tier-1 | 5.4206 | 4.2716 | 9.6922 | 0 | 1458-1062F | 1458 | Tier-3 | 142-33 | 5.4206 | 2.0716 | 0 | 4.2716 | 0 | 0
142-8R | 142 | Tier-1 | 3.5297 | 3.2184 | 6.7481 | 0 | 1458-1075F | 1458 | Tier-3 | 142-8R | 3.5297 | 0.078598 | 0 | 3.2184 | 0 | 0
1450-20F | 1450 | Tier-2 | 0 | 0 | 0 | 0 | 1458-1119F | 1458 | Tier-2 | 1450-20F | 0 | 0.085606 | 0 | 0 | 0 | 0
1450-21 | 1450 | Tier-2 | 0 | 0 | 0 | 0 | 1458-453 | 1458 | Tier-2 | 1450-21 | 0 | 0 | 0 | 0 | 0 | 0
1450-2F | 1450 | Tier-1 | 0 | 0 | 0 | 0 | 1458-456F | 1458 | Tier-2 | 1450-2F | 0 | 1.2746 | 0 | 0 | 0 | 0
1450-303 | 1450 | Tier-1 | 0 | 0 | 0 | 0 | 146-566 | 146 | Tier-1 | 1450-303 | 0 | 0 | 0 | 0 | 0 | 0
1450-304F | 1450 | Tier-2 | 0 | 0 | 0 | 0 | 147-799 | 147 | Tier-1 | 1450-304F | 0 | 0.57538 | 0 | 0 | 0 | 0
143-147F | 143 | Tier-1 | 0.2142 | 0.1087 | 0.3229 | 0 | 147-803F | 147 | Tier-1 | 143-147F | 0.2142 | 2.2225 | 0 | 0.1087 | 0 | 0
143-178F | 143 | Tier-1 | 0.099242 | 0 | 0.099242 | 0 | 147-812F | 147 | Tier-1 | 143-178F | 0.099242 | 0.96383 | 0 | 0 | 0 | 0
143-179F | 143 | Tier-1 | 0.022348 | 0 | 0.022348 | 0 | 1481-6 | 1481 | Tier-1 | 143-179F | 0.022348 | 0.52708 | 0 | 0 | 0 | 0
143-33 | 143 | Tier-1 | 0.071023 | 0.0443 | 0.11532 | 0 | 1481-8F | 1481 | Tier-1 | 143-33 | 0.071023 | 1.3335 | 0 | 0.0443 | 0 | 0
143-35 | 143 | Tier-1 | 0 | 0 | 0 | 0 | 1483-14 | 1483 | Tier-1 | 143-35 | 0 | 0.42008 | 0 | 0 | 0 | 0
1450-309 | 1450 | Tier-2 | 0 | 0 | 0 | 0 | 1483-25 | 1483 | Tier-1 | 1450-309 | 0 | 0 | 0 | 0 | 0 | 0
1434-10AE | 1434 | Tier-1 | 2.6936 | 3.96 | 6.6536 | 0 | 1483-304 | 1483 | Tier-1 | 1434-10AE | 2.6936 | 4.7438 | 0 | 3.96 | 0 | 0
1450-311F | 1450 | Tier-2 | 0 | 0 | 0 | 0 | 1483-42 | 1483 | Tier-1 | 1450-311F | 0 | 0.093182 | 0 | 0 | 0 | 0
1434-2 | 1434 | Tier-1 | 2.2275 | 3.7417 | 5.9692 | 0 | 150-1034F | 150 | Tier-1 | 1434-2 | 2.2275 | 2.4991 | 0 | 3.7417 | 0 | 0
1434-37R | 1434 | Tier-1 | 5.1034 | 4.3508 | 9.4542 | 0 | 150-434AE | 150 | Tier-1 | 1434-37R | 5.1034 | 3.3852 | 0 | 4.3508 | 0 | 0
1458-1055 | 1458 | Tier-2 | 0 | 0 | 0 | 0 | 150-435 | 150 | Tier-1 | 1458-1055 | 0 | 0 | 0 | 0 | 0 | 0
1458-1056 | 1458 | Tier-2 | 0.41061 | 0.09 | 0.50061 | 0.50061 | 151-97 | 151 | Tier-1 | 1458-1056 | 0.41061 | 0.43314 | 0 | 0.09 | 0.41061 | 0.09
1435-1075F | 1435 | Tier-1 | 0.97443 | 1.7487 | 2.7231 | 0 | 152-1710 | 152 | Tier-1 | 1435-1075F | 0.97443 | 1.5979 | 0 | 1.7487 | 0 | 0
1458-1060 | 1458 | Tier-2 | 0 | 0 | 0 | 0 | 152-1711F | 152 | Tier-1 | 1458-1060 | 0 | 0 | 0 | 0 | 0 | 0
1458-1075F | 1458 | Tier-3 | 0.03428 | 0 | 0.03428 | 0.03428 | 152-1713F | 152 | Tier-1 | 1458-1075F | 0.03428 | 0.064205 | 0 | 0 | 0.03428 | 0
1435-49F | 1435 | Tier-1 | 0.99242 | 1.3896 | 2.382 | 0 | 152-1714 | 152 | Tier-1 | 1435-49F | 0.99242 | 0.69015 | 0 | 1.3896 | 0 | 0
1435-50 | 1435 | Tier-1 | 4.0466 | 4.7782 | 8.8248 | 0 | 152-1715F | 152 | Tier-1 | 1435-50 | 4.0466 | 10.4837 | 0 | 4.7782 | 0 | 0
1458-1116 | 1458 | Tier-2 | 0 | 0 | 0 | 0 | 152-1716F | 152 | Tier-1 | 1458-1116 | 0 | 0 | 0 | 0 | 0 | 0
1436-39F | 1436 | Tier-1 | 0 | 0 | 0 | 0 | 1525-23R | 1525 | Tier-2 | 1436-39F | 0 | 8.3951 | 0 | 0 | 0 | 0
1458-453 | 1458 | Tier-2 | 0 | 0 | 0 | 0 | 153-580 | 153 | Tier-1 | 1458-453 | 0 | 0 | 0 | 0 | 0 | 0
1458-518 | 1458 | Tier-2 | 0 | 0 | 0 | 0 | 154-876R | 154 | Tier-1 | 1458-518 | 0 | 0 | 0 | 0 | 0 | 0
1458-519 | 1458 | Tier-2 | 0.057008 | 0 | 0.057008 | 0.057008 | 154-894R | 154 | Tier-1 | 1458-519 | 0.057008 | 0.19148 | 0 | 0 | 0.057008 | 0
1458-565R | 1458 | Tier-3 | 5.3782 | 0.3229 | 5.7011 | 5.7011 | 156-531 | 156 | Tier-1 | 1458-565R | 5.3782 | 0.25985 | 0.11553 | 0.3229 | 5.3782 | 0.3229
1458-9 | 1458 | Tier-3 | 0 | 0 | 0 | 0 | 156-538 | 156 | Tier-1 | 1458-9 | 0 | 0.12027 | 0 | 0 | 0 | 0
147-799 | 147 | Tier-1 | 0 | 0 | 0 | 0 | 159-1008 | 159 | Tier-1 | 147-799 | 0 | 0 | 0 | 0 | 0 | 0
147-803F | 147 | Tier-1 | 0 | 0 | 0 | 0 | 159-38F | 159 | Tier-1 | 147-803F | 0 | 0.42311 | 0 | 0 | 0 | 0
147-810 | 147 | Tier-1 | 0 | 0 | 0 | 0 | 161-610R | 161 | Tier-1 | 147-810 | 0 | 0 | 0 | 0 | 0 | 0
1438-333F | 1438 | Tier-1 | 0.16515 | 0.2816 | 0.44675 | 0 | 161-973 | 161 | Tier-1 | 1438-333F | 0.16515 | 1.2731 | 0 | 0.2816 | 0 | 0
147-811F | 147 | Tier-1 | 0 | 0 | 0 | 0 | 161-989F | 161 | Tier-1 | 147-811F | 0 | 0.4858 | 0 | 0 | 0 | 0
147-815 | 147 | Tier-1 | 0 | 0 | 0 | 0 | 162-17 | 162 | Tier-1 | 147-815 | 0 | 0 | 0 | 0 | 0 | 0
147-818 | 147 | Tier-1 | 0 | 0 | 0 | 0 | 165-622 | 165 | Tier-1 | 147-818 | 0 | 0.57557 | 0 | 0 | 0 | 0
1439-21F | 1439 | Tier-1 | 0 | 0 | 0 | 0 | 166-296 | 166 | Tier-1 | 1439-21F | 0 | 2.429 | 0 | 0 | 0 | 0
1439-29 | 1439 | Tier-1 | 0.24129 | 0.0199 | 0.26119 | 0 | 166-463F | 166 | Tier-1 | 1439-29 | 0.24129 | 1.2746 | 0 | 0.0199 | 0 | 0
1480-25 | 1480 | Tier-1 | 0 | 0 | 0 | 0 | 166-464 | 166 | Tier-1 | 1480-25 | 0 | 0 | 0 | 0 | 0 | 0
144-29 | 144 | Tier-1 | 0.13239 | 0.0438 | 0.17619 | 0 | 166-465F | 166 | Tier-1 | 144-29 | 0.13239 | 0.61269 | 0 | 0.0438 | 0 | 0
144-30AE | 144 | Tier-1 | 0 | 0 | 0 | 0 | 166-981 | 166 | Tier-1 | 144-30AE | 0 | 2.8926 | 0 | 0 | 0 | 0
1481-11 | 1481 | Tier-1 | 0 | 0 | 0 | 0 | 166-982F | 166 | Tier-1 | 1481-11 | 0 | 0.55682 | 0 | 0 | 0 | 0
144-442F | 144 | Tier-1 | 1.6301 | 1.9547 | 3.5848 | 0 | 168-702F | 168 | Tier-1 | 144-442F | 1.6301 | 3.4364 | 0 | 1.9547 | 0 | 0
144-443F | 144 | Tier-1 | 0 | 0 | 0 | 0 | 168-703F | 168 | Tier-1 | 144-443F | 0 | 0.17273 | 0 | 0 | 0 | 0
1481-3 | 1481 | Tier-1 | 0 | 0 | 0 | 0 | 169-30F | 169 | Tier-1 | 1481-3 | 0 | 0 | 0 | 0 | 0 | 0
144-445F | 144 | Tier-1 | 1.9903 | 1.6169 | 3.6072 | 0 | 169-36 | 169 | Tier-1 | 144-445F | 1.9903 | 1.1521 | 0 | 1.6169 | 0 | 0
1481-6 | 1481 | Tier-1 | 0 | 0 | 0 | 0 | 170-410R | 170 | Tier-1 | 1481-6 | 0 | 0.96837 | 0 | 0 | 0 | 0
1481-7 | 1481 | Tier-1 | 0 | 0 | 0 | 0 | 170-47F | 170 | Tier-1 | 1481-7 | 0 | 0 | 0 | 0 | 0 | 0
1482-17 | 1482 | Tier-1 | 0 | 0 | 0 | 0 | 170-879 | 170 | Tier-1 | 1482-17 | 0 | 0 | 0 | 0 | 0 | 0
1482-20F | 1482 | Tier-1 | 0 | 0 | 0 | 0 | 171-34 | 171 | Tier-1 | 1482-20F | 0 | 0 | 0 | 0 | 0 | 0
1482-21 | 1482 | Tier-1 | 0 | 0 | 0 | 0 | 171-568 | 171 | Tier-1 | 1482-21 | 0 | 0.011364 | 0 | 0 | 0 | 0
1482-21F | 1482 | Tier-1 | 0 | 0 | 0 | 0 | 171-708R | 171 | Tier-1 | 1482-21F | 0 | 0 | 0 | 0 | 0 | 0
1482-27 | 1482 | Tier-1 | 0 | 0 | 0 | 0 | 172-567R | 172 | Tier-1 | 1482-27 | 0 | 0 | 0 | 0 | 0 | 0
1483-12 | 1483 | Tier-1 | 0 | 0 | 0 | 0 | 172-630R | 172 | Tier-1 | 1483-12 | 0 | 0 | 0 | 0 | 0 | 0
1445-2F | 1445 | Tier-1 | 0 | 0 | 0 | 0 | 175-90R | 175 | Tier-3 | 1445-2F | 0 | 1.9515 | 0 | 0 | 0 | 0
1483-14F | 1483 | Tier-1 | 0 | 0 | 0 | 0 | 176-194R | 176 | Tier-3 | 1483-14F | 0 | 0 | 0 | 0 | 0 | 0
1483-15 | 1483 | Tier-1 | 0 | 0 | 0 | 0 | 177-955 | 177 | Tier-2 | 1483-15 | 0 | 0.040152 | 0 | 0 | 0 | 0
1445-311F | 1445 | Tier-1 | 0 | 0 | 0 | 0 | 178-48 | 178 | Tier-1 | 1445-311F | 0 | 1.2606 | 0 | 0 | 0 | 0
1483-15F | 1483 | Tier-1 | 0 | 0 | 0 | 0 | 178-50 | 178 | Tier-1 | 1483-15F | 0 | 0 | 0 | 0 | 0 | 0
1483-16 | 1483 | Tier-1 | 0 | 0 | 0 | 0 | 179-10F | 179 | Tier-1 | 1483-16 | 0 | 0.0075758 | 0 | 0 | 0 | 0
1483-16F | 1483 | Tier-1 | 0 | 0 | 0 | 0 | 179-6 | 179 | Tier-1 | 1483-16F | 0 | 0 | 0 | 0 | 0 | 0
1483-25 | 1483 | Tier-1 | 0 | 0 | 0 | 0 | 181-47 | 181 | Tier-1 | 1483-25 | 0 | 0 | 0 | 0 | 0 | 0
1483-304 | 1483 | Tier-1 | 0 | 0 | 0 | 0 | 182-2240F | 182 | Tier-2 | 1483-304 | 0 | 0 | 0 | 0 | 0 | 0
1483-306F | 1483 | Tier-1 | 0 | 0 | 0 | 0 | 182-2243F | 182 | Tier-2 | 1483-306F | 0 | 0.0056818 | 0 | 0 | 0 | 0
1483-307F | 1483 | Tier-1 | 0 | 0 | 0 | 0 | 182-2252R | 182 | Tier-2 | 1483-307F | 0 | 0.026515 | 0 | 0 | 0 | 0
1483-38 | 1483 | Tier-1 | 0 | 0 | 0 | 0 | 183-572 | 183 | Tier-1 | 1483-38 | 0 | 0 | 0 | 0 | 0 | 0
1483-41 | 1483 | Tier-1 | 0 | 0 | 0 | 0 | 185-41 | 185 | Tier-1 | 1483-41 | 0 | 0.013258 | 0 | 0 | 0 | 0
1483-42 | 1483 | Tier-1 | 0 | 0 | 0 | 0 | 185-55 | 185 | Tier-1 | 1483-42 | 0 | 0.0094697 | 0 | 0 | 0 | 0
1483-43 | 1483 | Tier-1 | 0 | 0 | 0 | 0 | 187-40F | 187 | Tier-1 | 1483-43 | 0 | 0.017045 | 0 | 0 | 0 | 0
149-129R | 149 | Tier-1 | 0.15038 | 0 | 0.15038 | 0 | 188-10 | 188 | Tier-1 | 149-129R | 0.15038 | 0.036742 | 0 | 0 | 0 | 0
1448-319R | 1448 | Tier-1 | 0 | 0 | 0 | 0 | 189-782F | 189 | Tier-1 | 1448-319R | 0 | 0.39015 | 0 | 0 | 0 | 0
149-154R | 149 | Tier-1 | 0 | 0 | 0 | 0 | 190-1124 | 190 | Tier-1 | 149-154R | 0 | 0.011742 | 0 | 0 | 0 | 0
150-1031 | 150 | Tier-1 | 0 | 0 | 0 | 0 | 192-756 | 192 | Tier-1 | 150-1031 | 0 | 0 | 0 | 0 | 0 | 0
150-1032F | 150 | Tier-1 | 0 | 0 | 0 | 0 | 196-43F | 196 | Tier-2 | 150-1032F | 0 | 0.0094697 | 0 | 0 | 0 | 0
150-1034F | 150 | Tier-1 | 0 | 0 | 0 | 0 | 197-1150F | 197 | Tier-2 | 150-1034F | 0 | 1.432 | 0 | 0 | 0 | 0
150-435 | 150 | Tier-1 | 0 | 0 | 0 | 0 | 197-1152F | 197 | Tier-2 | 150-435 | 0 | 0 | 0 | 0 | 0 | 0
150-506 | 150 | Tier-1 | 0.56136 | 0 | 0.56136 | 0 | 197-1154 | 197 | Tier-2 | 150-506 | 0.56136 | 0.085795 | 0 | 0 | 0 | 0
1448-368 | 1448 | Tier-1 | 2.0004 | 0.0282 | 2.0286 | 0 | 197-47 | 197 | Tier-1 | 1448-368 | 2.0004 | 5.682 | 0 | 0.0282 | 0 | 0
151-1042 | 151 | Tier-1 | 0 | 0 | 0 | 0 | 197-48F | 197 | Tier-1 | 151-1042 | 0 | 0 | 0 | 0 | 0 | 0
151-1043F | 151 | Tier-1 | 0 | 0 | 0 | 0 | 197-969F | 197 | Tier-1 | 151-1043F | 0 | 0.23958 | 0 | 0 | 0 | 0
152-1710 | 152 | Tier-1 | 0 | 0 | 0 | 0 | 205-1550 | 205 | Tier-2 | 152-1710 | 0 | 0 | 0 | 0 | 0 | 0
152-1711F | 152 | Tier-1 | 0 | 0 | 0 | 0 | 205-369R | 205 | Tier-1 | 152-1711F | 0 | 0.0094697 | 0 | 0 | 0 | 0
152-1714 | 152 | Tier-1 | 0 | 0 | 0 | 0 | 206-1105 | 206 | Tier-2 | 152-1714 | 0 | 0 | 0 | 0 | 0 | 0
145-633 | 145 | Tier-1 | 0.17216 | 0 | 0.17216 | 0 | 209-1767 | 209 | Tier-1 | 145-633 | 0.17216 | 0.86856 | 0.60133 | 0 | 0 | 0
152-516 | 152 | Tier-1 | 0 | 0 | 0 | 0 | 209-661 | 209 | Tier-1 | 152-516 | 0 | 0 | 0 | 0 | 0 | 0
153-580 | 153 | Tier-1 | 0 | 0 | 0 | 0 | 210-172R | 210 | Tier-2 | 153-580 | 0 | 0 | 0 | 0 | 0 | 0
1450-17 | 1450 | Tier-2 | 0 | 0 | 0 | 0 | 211-279R | 211 | Tier-2 | 1450-17 | 0 | 0.3447 | 0 | 0 | 0 | 0
154-898 | 154 | Tier-1 | 0 | 0 | 0 | 0 | 212-1177R | 212 | Tier-2 | 154-898 | 0 | 0 | 0 | 0 | 0 | 0
156-531 | 156 | Tier-1 | 0 | 0 | 0 | 0 | 212-743R | 212 | Tier-2 | 156-531 | 0 | 0 | 0 | 0 | 0 | 0
157-1928R | 157 | Tier-3 | 3.0542 | 0.1322 | 3.1864 | 3.1864 | 212-758R | 212 | Tier-2 | 157-1928R | 3.0542 | 0.15 | 0.10644 | 0.1322 | 3.0542 | 0.1322
157-207R | 157 | Tier-3 | 2.0208 | 0 | 2.0208 | 2.0208 | 212-886R | 212 | Tier-2 | 157-207R | 2.0208 | 0 | 0 | 0 | 2.0208 | 0
157-232R | 157 | Tier-3 | 10.3784 | 0.5222 | 10.9006 | 10.9006 | 214-1122R | 214 | Tier-3 | 157-232R | 10.3784 | 0 | 0.14583 | 0.5222 | 10.3784 | 0.5222
159-1007 | 159 | Tier-1 | 0 | 0 | 0 | 0 | 214-583R | 214 | Tier-3 | 159-1007 | 0 | 0 | 0 | 0 | 0 | 0
1450-305F | 1450 | Tier-1 | 0 | 0 | 0 | 0 | 216-1859F | 216 | Tier-3 | 1450-305F | 0 | 0.069886 | 0 | 0 | 0 | 0
159-1008 | 159 | Tier-1 | 0 | 0 | 0 | 0 | 216-40 | 216 | Tier-3 | 159-1008 | 0 | 0.91117 | 0 | 0 | 0 | 0
1450-310F | 1450 | Tier-2 | 0 | 0 | 0 | 0 | 216-41 | 216 | Tier-3 | 1450-310F | 0 | 0.58826 | 0 | 0 | 0 | 0
159-36 | 159 | Tier-1 | 0 | 0 | 0 | 0 | 217-983R | 217 | Tier-3 | 159-36 | 0 | 0 | 0 | 0 | 0 | 0
161-617 | 161 | Tier-1 | 0 | 0 | 0 | 0 | 221-1232F | 221 | Tier-3 | 161-617 | 0 | 0.06875 | 0 | 0 | 0 | 0
161-973 | 161 | Tier-1 | 0 | 0 | 0 | 0 | 221-1234 | 221 | Tier-3 | 161-973 | 0 | 0 | 0 | 0 | 0 | 0
1458-1057F | 1458 | Tier-3 | 0 | 0 | 0 | 0 | 221-1237F | 221 | Tier-3 | 1458-1057F | 0 | 7.9445 | 1.6439 | 0 | 0 | 0
1458-1058F | 1458 | Tier-3 | 1.3252 | 0.1441 | 1.4693 | 1.4693 | 221-36 | 221 | Tier-3 | 1458-1058F | 1.3252 | 5.0987 | 2.8983 | 0.1441 | 1.3252 | 0.1441
161-988 | 161 | Tier-1 | 0 | 0 | 0 | 0 | 222-2013R | 222 | Tier-3 | 161-988 | 0 | 0 | 0 | 0 | 0 | 0
1458-1061 | 1458 | Tier-2 | 1.6858 | 0.6597 | 2.3455 | 2.3455 | 223-48 | 223 | Tier-1 | 1458-1061 | 1.6858 | 0.76477 | 0.19545 | 0.6597 | 1.6858 | 0.6597
1458-1062F | 1458 | Tier-3 | 0 | 0 | 0 | 0 | 223-526R | 223 | Tier-1 | 1458-1062F | 0 | 3.4951 | 0.48011 | 0 | 0 | 0
162-15 | 162 | Tier-1 | 0 | 0 | 0 | 0 | 223-536R | 223 | Tier-2 | 162-15 | 0 | 0 | 0 | 0 | 0 | 0
1458-1115F | 1458 | Tier-2 | 0 | 0 | 0 | 0 | 223-550 | 223 | Tier-1 | 1458-1115F | 0 | 1.9106 | 0.38277 | 0 | 0 | 0
162-17 | 162 | Tier-1 | 0 | 0 | 0 | 0 | 224-539F | 224 | Tier-1 | 162-17 | 0 | 0.088636 | 0 | 0 | 0 | 0
1458-1117F | 1458 | Tier-2 | 0 | 0 | 0 | 0 | 227-14F | 227 | Tier-1 | 1458-1117F | 0 | 1.6002 | 0.26686 | 0 | 0 | 0
1458-1119F | 1458 | Tier-2 | 0 | 0 | 0 | 0 | 228-12 | 228 | Tier-1 | 1458-1119F | 0 | 1.1174 | 0.2786 | 0 | 0 | 0
1458-1131R | 1458 | Tier-3 | 4.0415 | 2.1252 | 6.1667 | 6.1667 | 228-13F | 228 | Tier-1 | 1458-1131R | 4.0415 | 2.86 | 0.58655 | 2.1252 | 4.0415 | 2.1252
165-622 | 165 | Tier-1 | 0 | 0 | 0 | 0 | 229-426 | 229 | Tier-1 | 165-622 | 0 | 0 | 0 | 0 | 0 | 0
1458-454F | 1458 | Tier-2 | 0 | 0 | 0 | 0 | 229-505 | 229 | Tier-1 | 1458-454F | 0 | 1.4023 | 0.11572 | 0 | 0 | 0
1458-456F | 1458 | Tier-2 | 0.025947 | 0.1182 | 0.14415 | 0.14415 | 23-212F | 23 | Tier-1 | 1458-456F | 0.025947 | 3.0691 | 0.57462 | 0.1182 | 0.025947 | 0.1182
166-296 | 166 | Tier-1 | 0 | 0 | 0 | 0 | 230-127AE | 230 | Tier-2 | 166-296 | 0 | 0 | 0 | 0 | 0 | 0
166-298 | 166 | Tier-1 | 0 | 0 | 0 | 0 | 230-181 | 230 | Tier-2 | 166-298 | 0 | 0.33902 | 0 | 0 | 0 | 0
166-464 | 166 | Tier-1 | 0 | 0 | 0 | 0 | 231-1635R | 231 | Tier-2 | 166-464 | 0 | 0 | 0 | 0 | 0 | 0
1458-601R | 1458 | Tier-3 | 13.1473 | 2.3004 | 15.4477 | 15.4477 | 232-39 | 232 | Tier-2 | 1458-601R | 13.1473 | 1.6606 | 0.24167 | 2.3004 | 13.1473 | 2.3004
1458-8 | 1458 | Tier-3 | 0 | 0 | 0 | 0 | 232-40AE | 232 | Tier-2 | 1458-8 | 0 | 0.2517 | 0 | 0 | 0 | 0
166-981 | 166 | Tier-1 | 0 | 0 | 0 | 0 | 233-41R | 233 | Tier-2 | 166-981 | 0 | 0 | 0 | 0 | 0 | 0
146-275R | 146 | Tier-1 | 0.74015 | 0 | 0.74015 | 0 | 233-80 | 233 | Tier-2 | 146-275R | 0.74015 | 2.9578 | 0 | 0 | 0 | 0
146-564AE | 146 | Tier-1 | 0 | 0 | 0 | 0 | 233-85F | 233 | Tier-2 | 146-564AE | 0 | 0.90663 | 0.04072 | 0 | 0 | 0
146-565 | 146 | Tier-1 | 0 | 0 | 0 | 0 | 234-48R | 234 | Tier-2 | 146-565 | 0 | 1.2165 | 0.62197 | 0 | 0 | 0
146-566 | 146 | Tier-1 | 0 | 0 | 0 | 0 | 235-911 | 235 | Tier-2 | 146-566 | 0 | 4.2259 | 1.7244 | 0 | 0 | 0
167-33 | 167 | Tier-1 | 0 | 0 | 0 | 0 | 237-30R | 237 | Tier-3 | 167-33 | 0 | 0 | 0 | 0 | 0 | 0
147-801F | 147 | Tier-1 | 0 | 0 | 0 | 0 | 240-1147 | 240 | Tier-2 | 147-801F | 0 | 0.95739 | 0 | 0 | 0 | 0
168-701 | 168 | Tier-1 | 0 | 0 | 0 | 0 | 240-1148 | 240 | Tier-3 | 168-701 | 0 | 0 | 0 | 0 | 0 | 0
169-36 | 169 | Tier-1 | 0 | 0 | 0 | 0 | 242-1419F | 242 | Tier-1 | 169-36 | 0 | 0 | 0 | 0 | 0 | 0
170-410R | 170 | Tier-1 | 12.0856 | 0.2263 | 12.3119 | 0 | 245-584 | 245 | Tier-1 | 170-410R | 12.0856 | 5.9924 | 0 | 0.2263 | 0 | 0
147-812F | 147 | Tier-1 | 0 | 0 | 0 | 0 | 249-11 | 249 | Tier-3 | 147-812F | 0 | 0.023864 | 0 | 0 | 0 | 0
170-42 | 170 | Tier-1 | 2.6307 | 0 | 2.6307 | 0 | 249-14AE | 249 | Tier-3 | 170-42 | 2.6307 | 0.62727 | 0 | 0 | 0 | 0
170-462 | 170 | Tier-1 | 0 | 0 | 0 | 0 | 249-24R | 249 | Tier-3 | 170-462 | 0 | 0 | 0 | 0 | 0 | 0
170-463F | 170 | Tier-1 | 0 | 0 | 0 | 0 | 252-267 | 252 | Tier-1 | 170-463F | 0 | 0.33295 | 0 | 0 | 0 | 0
170-464F | 170 | Tier-1 | 0 | 0 | 0 | 0 | 252-278 | 252 | Tier-1 | 170-464F | 0 | 1.0095 | 0 | 0 | 0 | 0
1480-26F | 1480 | Tier-1 | 0.84053 | 0.3491 | 1.1896 | 0 | 255-1080R | 255 | Tier-1 | 1480-26F | 0.84053 | 6.0337 | 0 | 0.3491 | 0 | 0
1480-27F | 1480 | Tier-1 | 0 | 0 | 0 | 0 | 257-29AE | 257 | Tier-1 | 1480-27F | 0 | 1.5436 | 0 | 0 | 0 | 0
170-465F | 170 | Tier-1 | 0 | 0 | 0 | 0 | 266-486F | 266 | Tier-1 | 170-465F | 0 | 3.4027 | 0 | 0 | 0 | 0
170-47F | 170 | Tier-1 | 0 | 0 | 0 | 0 | 267-1217F | 267 | Tier-1 | 170-47F | 0 | 0.17633 | 0 | 0 | 0 | 0
170-48 | 170 | Tier-1 | 0 | 0 | 0 | 0 | 267-1218 | 267 | Tier-1 | 170-48 | 0 | 0 | 0 | 0 | 0 | 0
1481-5AE | 1481 | Tier-1 | 0.016477 | 0.0165 | 0.032977 | 0 | 267-1222 | 267 | Tier-1 | 1481-5AE | 0.016477 | 0.04053 | 0 | 0.0165 | 0 | 0
170-879 | 170 | Tier-1 | 0 | 0 | 0 | 0 | 267-1239 | 267 | Tier-1 | 170-879 | 0 | 1.3725 | 0 | 0 | 0 | 0
171-567 | 171 | Tier-1 | 3.0585 | 0.9511 | 4.0096 | 0 | 267-1240 | 267 | Tier-1 | 171-567 | 3.0585 | 0.43504 | 0 | 0.9511 | 0 | 0
1481-8F | 1481 | Tier-1 | 0 | 0 | 0 | 0 | 267-1242 | 267 | Tier-1 | 1481-8F | 0 | 0.65492 | 0 | 0 | 0 | 0
171-664 | 171 | Tier-1 | 0 | 0 | 0 | 0 | 269-19 | 269 | Tier-1 | 171-664 | 0 | 0 | 0 | 0 | 0 | 0
1482-20 | 1482 | Tier-1 | 0 | 0 | 0 | 0 | 269-829F | 269 | Tier-1 | 1482-20 | 0 | 0.013258 | 0 | 0 | 0 | 0
171-666F | 171 | Tier-1 | 0 | 0 | 0 | 0 | 271-49F | 271 | Tier-1 | 171-666F | 0 | 0.085227 | 0 | 0 | 0 | 0
171-667F | 171 | Tier-1 | 0 | 0 | 0 | 0 | 271-93F | 271 | Tier-1 | 171-667F | 0 | 1.3384 | 0 | 0 | 0 | 0
171-6R | 171 | Tier-1 | 2.0913 | 0.3616 | 2.4529 | 0 | 273-198 | 273 | Tier-1 | 171-6R | 2.0913 | 0 | 0 | 0.3616 | 0 | 0
173-301F | 173 | Tier-1 | 0 | 0 | 0 | 0 | 273-250 | 273 | Tier-1 | 173-301F | 0 | 0.10133 | 0 | 0 | 0 | 0
1482-28 | 1482 | Tier-1 | 1.5068 | 1.7714 | 3.2782 | 0 | 275-45 | 275 | Tier-1 | 1482-28 | 1.5068 | 3.7441 | 0 | 1.7714 | 0 | 0
1483-11 | 1483 | Tier-1 | 0 | 0 | 0 | 0 | 275-681F | 275 | Tier-1 | 1483-11 | 0 | 0.96534 | 0 | 0 | 0 | 0
173-302 | 173 | Tier-1 | 0 | 0 | 0 | 0 | 277-455 | 277 | Tier-1 | 173-302 | 0 | 0 | 0 | 0 | 0 | 0
1483-14 | 1483 | Tier-1 | 0 | 0 | 0 | 0 | 277-48 | 277 | Tier-1 | 1483-14 | 0 | 0.14432 | 0 | 0 | 0 | 0
176-164R | 176 | Tier-3 | 6.0422 | 0.2104 | 6.2526 | 6.2526 | 278-22R | 278 | Tier-1 | 176-164R | 6.0422 | 1.0172 | 0 | 0.2104 | 6.0422 | 0.2104
176-199 | 176 | Tier-3 | 0 | 0 | 0 | 0 | 280-22 | 280 | Tier-1 | 176-199 | 0 | 0 | 0 | 0 | 0 | 0
177-940 | 177 | Tier-1 | 0 | 0 | 0 | 0 | 280-23AE | 280 | Tier-1 | 177-940 | 0 | 0 | 0 | 0 | 0 | 0
178-46 | 178 | Tier-1 | 0 | 0 | 0 | 0 | 282-1090F | 282 | Tier-1 | 178-46 | 0 | 0.0079545 | 0 | 0 | 0 | 0
178-50 | 178 | Tier-1 | 0 | 0 | 0 | 0 | 282-563F | 282 | Tier-1 | 178-50 | 0 | 0 | 0 | 0 | 0 | 0
1483-24AE | 1483 | Tier-1 | 0 | 0 | 0 | 0 | 283-1359AE | 283 | Tier-3 | 1483-24AE | 0 | 0.74299 | 0 | 0 | 0 | 0
178-983AE | 178 | Tier-1 | 0.19678 | 0.0511 | 0.24788 | 0 | 286-1053R | 286 | Tier-1 | 178-983AE | 0.19678 | 0.1517 | 0.04697 | 0.0511 | 0 | 0
179-10F | 179 | Tier-1 | 0 | 0 | 0 | 0 | 286-991 | 286 | Tier-1 | 179-10F | 0 | 0 | 0 | 0 | 0 | 0
179-6 | 179 | Tier-1 | 0 | 0 | 0 | 0 | 287-19 | 287 | Tier-1 | 179-6 | 0 | 0 | 0 | 0 | 0 | 0
179-9F | 179 | Tier-1 | 0 | 0 | 0 | 0 | 287-22 | 287 | Tier-1 | 179-9F | 0 | 0 | 0 | 0 | 0 | 0
181-1770 | 181 | Tier-1 | 0 | 0 | 0 | 0 | 287-23AE | 287 | Tier-1 | 181-1770 | 0 | 0 | 0 | 0 | 0 | 0
181-1771 | 181 | Tier-1 | 0 | 0 | 0 | 0 | 287-24AE | 287 | Tier-1 | 181-1771 | 0 | 1.8822 | 0 | 0 | 0 | 0
1483-39 | 1483 | Tier-1 | 0.52178 | 0.7983 | 1.3201 | 0 | 287-30 | 287 | Tier-1 | 1483-39 | 0.52178 | 2.7091 | 0 | 0.7983 | 0 | 0
1483-40 | 1483 | Tier-1 | 0.19962 | 0.2468 | 0.44642 | 0 | 288-18 | 288 | Tier-1 | 1483-40 | 0.19962 | 1.3201 | 0 | 0.2468 | 0 | 0
181-47 | 181 | Tier-1 | 0 | 0 | 0 | 0 | 288-2379F | 288 | Tier-2 | 181-47 | 0 | 0 | 0 | 0 | 0 | 0
181-56F | 181 | Tier-1 | 0 | 0 | 0 | 0 | 288-2381 | 288 | Tier-2 | 181-56F | 0 | 2.3763 | 0 | 0 | 0 | 0
181-57 | 181 | Tier-1 | 0 | 0 | 0 | 0 | 291-25 | 291 | Tier-2 | 181-57 | 0 | 0 | 0 | 0 | 0 | 0
182-2239 | 182 | Tier-1 | 0 | 0 | 0 | 0 | 292-156F | 292 | Tier-1 | 182-2239 | 0 | 0 | 0 | 0 | 0 | 0
182-2244 | 182 | Tier-2 | 0 | 0 | 0 | 0 | 292-316F | 292 | Tier-2 | 182-2244 | 0 | 0 | 0 | 0 | 0 | 0
182-2250 | 182 | Tier-2 | 1.2528 | 0 | 1.2528 | 1.2528 | 293-20AE | 293 | Tier-1 | 182-2250 | 1.2528 | 0.29167 | 0 | 0 | 1.2528 | 0
182-2254R | 182 | Tier-2 | 0.87803 | 0 | 0.87803 | 0.87803 | 293-27F | 293 | Tier-1 | 182-2254R | 0.87803 | 0 | 0.036932 | 0 | 0.87803 | 0
183-438 | 183 | Tier-2 | 0 | 0 | 0 | 0 | 295-1201F | 295 | Tier-1 | 183-438 | 0 | 0 | 0 | 0 | 0 | 0
150-434AE | 150 | Tier-1 | 0.825 | 0.2911 | 1.1161 | 0 | 295-1203F | 295 | Tier-2 | 150-434AE | 0.825 | 3.415 | 0 | 0.2911 | 0 | 0
183-571F | 183 | Tier-2 | 0 | 0 | 0 | 0 | 295-519 | 295 | Tier-1 | 183-571F | 0 | 1.1205 | 0 | 0 | 0 | 0
183-572 | 183 | Tier-1 | 0 | 0 | 0 | 0 | 296-2654F | 296 | Tier-1 | 183-572 | 0 | 0 | 0 | 0 | 0 | 0
185-41 | 185 | Tier-1 | 0 | 0 | 0 | 0 | 296-68F | 296 | Tier-2 | 185-41 | 0 | 0 | 0 | 0 | 0 | 0
185-55 | 185 | Tier-1 | 0 | 0 | 0 | 0 | 296-69 | 296 | Tier-1 | 185-55 | 0 | 0 | 0 | 0 | 0 | 0
151-1044F | 151 | Tier-1 | 0.70758 | 1.06 | 1.7676 | 0 | 297-827AE | 297 | Tier-1 | 151-1044F | 0.70758 | 10.8419 | 0 | 1.06 | 0 | 0
151-97 | 151 | Tier-1 | 0.061932 | 0.1411 | 0.20303 | 0 | 297-828AE | 297 | Tier-1 | 151-97 | 0.061932 | 3.7436 | 0 | 0.1411 | 0 | 0
187-38 | 187 | Tier-1 | 0 | 0 | 0 | 0 | 299-1011 | 299 | Tier-1 | 187-38 | 0 | 0 | 0 | 0 | 0 | 0
188-10 | 188 | Tier-1 | 0 | 0 | 0 | 0 | 299-1152 | 299 | Tier-1 | 188-10 | 0 | 0 | 0 | 0 | 0 | 0
152-1713F | 152 | Tier-1 | 2.4902 | 2.7718 | 5.262 | 0 | 299-1154F | 299 | Tier-1 | 152-1713F | 2.4902 | 4.0566 | 0 | 2.7718 | 0 | 0
189-645 | 189 | Tier-1 | 1.1693 | 0.6483 | 1.8176 | 0 | 300-483F | 300 | Tier-2 | 189-645 | 1.1693 | 0.63144 | 0 | 0.6483 | 0 | 0
152-1715F | 152 | Tier-1 | 0 | 0 | 0 | 0 | 300-484F | 300 | Tier-2 | 152-1715F | 0 | 0.26951 | 0 | 0 | 0 | 0
152-1716F | 152 | Tier-1 | 0.63504 | 0.7206 | 1.3556 | 0 | 304-922AE | 304 | Tier-1 | 152-1716F | 0.63504 | 1.736 | 0 | 0.7206 | 0 | 0
152-512AE | 152 | Tier-1 | 0 | 0 | 0 | 0 | 304-997 | 304 | Tier-1 | 152-512AE | 0 | 2.7989 | 0 | 0 | 0 | 0
152-513AE | 152 | Tier-1 | 4.1419 | 3.6938 | 7.8357 | 0 | 304-999F | 304 | Tier-1 | 152-513AE | 4.1419 | 8.9917 | 0 | 3.6938 | 0 | 0
189-784 | 189 | Tier-1 | 0 | 0 | 0 | 0 | 306-2246 | 306 | Tier-2 | 189-784 | 0 | 0 | 0 | 0 | 0 | 0
1525-23R | 1525 | Tier-2 | 0.55284 | 0.082 | 0.63484 | 0.63484 | 306-2257F | 306 | Tier-1 | 1525-23R | 0.55284 | 0.034091 | 0 | 0.082 | 0.55284 | 0.082
153-1119R | 153 | Tier-1 | 1.3831 | 1.0472 | 2.4303 | 0 | 307-1684R | 307 | Tier-1 | 153-1119R | 1.3831 | 1.2409 | 0 | 1.0472 | 0 | 0
190-1123 | 190 | Tier-1 | 0 | 0 | 0 | 0 | 307-234R | 307 | Tier-2 | 190-1123 | 0 | 0 | 0 | 0 | 0 | 0
153-581F | 153 | Tier-1 | 3.9195 | 3.9508 | 7.8703 | 0 | 309-12 | 309 | Tier-1 | 153-581F | 3.9195 | 6.2059 | 0 | 3.9508 | 0 | 0
153-583F | 153 | Tier-1 | 0 | 0 | 0 | 0 | 310-1192F | 310 | Tier-1 | 153-583F | 0 | 0.79602 | 0 | 0 | 0 | 0
154-13 | 154 | Tier-1 | 0.33826 | 0.1699 | 0.50816 | 0 | 310-1193F | 310 | Tier-1 | 154-13 | 0.33826 | 0.060606 | 0 | 0.1699 | 0 | 0
154-876R | 154 | Tier-1 | 3.3598 | 3.8989 | 7.2587 | 0 | 310-1194F | 310 | Tier-1 | 154-876R | 3.3598 | 1.2038 | 0 | 3.8989 | 0 | 0
154-878R | 154 | Tier-1 | 5.247 | 5.2152 | 10.4622 | 0 | 310-35F | 310 | Tier-1 | 154-878R | 5.247 | 2.1072 | 0 | 5.2152 | 0 | 0
154-894R | 154 | Tier-1 | 4.4027 | 3.7383 | 8.141 | 0 | 310-456AE | 310 | Tier-1 | 154-894R | 4.4027 | 0.21269 | 0 | 3.7383 | 0 | 0
154-897F | 154 | Tier-1 | 0.55265 | 0.1689 | 0.72155 | 0 | 311-1160 | 311 | Tier-1 | 154-897F | 0.55265 | 1.2748 | 0 | 0.1689 | 0 | 0
192-1617 | 192 | Tier-1 | 0 | 0 | 0 | 0 | 311-1163F | 311 | Tier-2 | 192-1617 | 0 | 0 | 0 | 0 | 0 | 0
155-1236R | 155 | Tier-1 | 2.839 | 1.3432 | 4.1822 | 0 | 311-14R | 311 | Tier-2 | 155-1236R | 2.839 | 8.8153 | 0 | 1.3432 | 0 | 0
155-40 | 155 | Tier-1 | 2.283 | 2.128 | 4.411 | 0 | 312-14F | 312 | Tier-2 | 155-40 | 2.283 | 0.65436 | 0 | 2.128 | 0 | 0
156-529AE | 156 | Tier-1 | 1.161 | 0.7438 | 1.9048 | 0 | 313-919 | 313 | Tier-1 | 156-529AE | 1.161 | 5.5373 | 0 | 0.7438 | 0 | 0
196-37 | 196 | Tier-1 | 0 | 0 | 0 | 0 | 313-921F | 313 | Tier-1 | 196-37 | 0 | 0 | 0 | 0 | 0 | 0
156-538 | 156 | Tier-1 | 3.9848 | 1.9227 | 5.9075 | 0 | 314-11F | 314 | Tier-1 | 156-538 | 3.9848 | 6.3794 | 0 | 1.9227 | 0 | 0
157-165R | 157 | Tier-3 | 4.5731 | 0.2875 | 4.8606 | 4.8606 | 314-46 | 314 | Tier-1 | 157-165R | 4.5731 | 0 | 0.25852 | 0.2875 | 4.5731 | 0.2875
157-189R | 157 | Tier-3 | 24.157 | 3.5597 | 27.7167 | 27.7167 | 314-814F | 314 | Tier-1 | 157-189R | 24.157 | 1.9212 | 0.48125 | 3.5597 | 24.157 | 3.5597
197-1153 | 197 | Tier-1 | 0 | 0 | 0 | 0 | 314-816 | 314 | Tier-1 | 197-1153 | 0 | 0 | 0 | 0 | 0 | 0
157-204R | 157 | Tier-3 | 12.9229 | 0.2955 | 13.2184 | 13.2184 | 315-1191 | 315 | Tier-2 | 157-204R | 12.9229 | 0.23428 | 0.062879 | 0.2955 | 12.9229 | 0.2955
197-1154 | 197 | Tier-2 | 0 | 0 | 0 | 0 | 315-1194F | 315 | Tier-2 | 197-1154 | 0 | 0 | 0 | 0 | 0 | 0
197-47 | 197 | Tier-1 | 0 | 0 | 0 | 0 | 315-485AE | 315 | Tier-2 | 197-47 | 0 | 0 | 0 | 0 | 0 | 0
157-257R | 157 | Tier-3 | 20.775 | 2.2324 | 23.0074 | 22.8015 | 321-646 | 321 | Tier-1 | 157-257R | 20.775 | 0.67746 | 0.19564 | 2.2324 | 20.5691 | 2.2324
157-273R | 157 | Tier-3 | 7.9843 | 0.4915 | 8.4758 | 8.4758 | 321-740AE | 321 | Tier-1 | 157-273R | 7.9843 | 0.060227 | 0.041288 | 0.4915 | 7.9843 | 0.4915
157-81R | 157 | Tier-3 | 25.3665 | 2.4242 | 27.7907 | 27.7907 | 323-1118 | 323 | Tier-1 | 157-81R | 25.3665 | 0.92538 | 0.93902 | 2.4242 | 25.3665 | 2.4242
158-29 | 158 | Tier-1 | 7.7642 | 8.3036 | 16.0678 | 0 | 323-1135 | 323 | Tier-1 | 158-29 | 7.7642 | 6.0473 | 0 | 8.3036 | 0 | 0
158-30 | 158 | Tier-1 | 0 | 0 | 0 | 0 | 323-474 | 323 | Tier-1 | 158-30 | 0 | 3.0235 | 0 | 0 | 0 | 0
197-48F | 197 | Tier-1 | 0 | 0 | 0 | 0 | 325-1229F | 325 | Tier-1 | 197-48F | 0 | 0.14697 | 0 | 0 | 0 | 0
205-1551 | 205 | Tier-1 | 0 | 0 | 0 | 0 | 326-25 | 326 | Tier-1 | 205-1551 | 0 | 0.79451 | 0 | 0 | 0 | 0
159-1010F | 159 | Tier-1 | 0.059659 | 0.1295 | 0.18916 | 0 | 330-44R | 330 | Tier-1 | 159-1010F | 0.059659 | 1.4646 | 0 | 0.1295 | 0 | 0
159-31R | 159 | Tier-1 | 7.321 | 7.7432 | 15.0642 | 0 | 330-8R | 330 | Tier-1 | 159-31R | 7.321 | 5.8028 | 0 | 7.7432 | 0 | 0
205-1675R | 205 | Tier-1 | 0 | 0 | 0 | 0 | 331-42AE | 331 | Tier-2 | 205-1675R | 0 | 0.0094697 | 0 | 0 | 0 | 0
159-37F | 159 | Tier-1 | 3.5187 | 3.8513 | 7.37 | 0 | 334-43 | 334 | Tier-1 | 159-37F | 3.5187 | 2.9303 | 0 | 3.8513 | 0 | 0
159-38F | 159 | Tier-1 | 1.2477 | 1.4646 | 2.7123 | 0 | 334-44F | 334 | Tier-1 | 159-38F | 1.2477 | 3.1331 | 0 | 1.4646 | 0 | 0
160-20R | 160 | Tier-1 | 3.5038 | 2.4595 | 5.9633 | 0 | 340-375F | 340 | Tier-1 | 160-20R | 3.5038 | 0.55909 | 0 | 2.4595 | 0 | 0
161-610R | 161 | Tier-1 | 7.4722 | 7.8364 | 15.3086 | 0 | 340-378F | 340 | Tier-1 | 161-610R | 7.4722 | 1.4227 | 0 | 7.8364 | 0 | 0
206-960 | 206 | Tier-1 | 0 | 0 | 0 | 0 | 341-920 | 341 | Tier-1 | 206-960 | 0 | 0 | 0 | 0 | 0 | 0
209-1767 | 209 | Tier-1 | 0 | 0 | 0 | 0 | 342-513 | 342 | Tier-1 | 209-1767 | 0 | 0 | 0 | 0 | 0 | 0
161-974F | 161 | Tier-1 | 0.75644 | 0.5061 | 1.2625 | 0 | 342-521AE | 342 | Tier-1 | 161-974F | 0.75644 | 0.7678 | 0 | 0.5061 | 0 | 0
161-975F | 161 | Tier-1 | 1.4259 | 1.7875 | 3.2134 | 0 | 343-19F | 343 | Tier-1 | 161-975F | 1.4259 | 1.6485 | 0 | 1.7875 | 0 | 0
212-638R | 212 | Tier-2 | 4.2729 | 0.0087 | 4.2816 | 4.2816 | 343-20 | 343 | Tier-1 | 212-638R | 4.2729 | 0 | 0.011364 | 0.0087 | 4.2729 | 0.0087
161-989F | 161 | Tier-1 | 0.13731 | 0.0595 | 0.19681 | 0 | 35-1 | 35 | Tier-1 | 161-989F | 0.13731 | 1.8858 | 0 | 0.0595 | 0 | 0
161-991F | 161 | Tier-1 | 4.9402 | 4.1114 | 9.0516 | 0 | 35-2 | 35 | Tier-1 | 161-991F | 4.9402 | 3.7019 | 0 | 4.1114 | 0 | 0
212-743R | 212 | Tier-2 | 3.59 | 0.0716 | 3.6616 | 3.6616 | 350-2196R | 350 | Tier-2 | 212-743R | 3.59 | 0.010795 | 0.035038 | 0.0716 | 3.59 | 0.0716
212-773R | 212 | Tier-2 | 10.6424 | 1.1977 | 11.8401 | 11.8401 | 351-871R | 351 | Tier-3 | 212-773R | 10.6424 | 0.39773 | 0.65795 | 1.1977 | 10.6424 | 1.1977
162-19F | 162 | Tier-1 | 5.5828 | 4.5754 | 10.1582 | 0 | 355-41R | 355 | Tier-2 | 162-19F | 5.5828 | 6.078 | 0 | 4.5754 | 0 | 0
162-44R | 162 | Tier-1 | 2.8515 | 3.0456 | 5.8971 | 0 | 355-65R | 355 | Tier-2 | 162-44R | 2.8515 | 1.7955 | 0 | 3.0456 | 0 | 0
163-29R | 163 | Tier-1 | 8.1536 | 7.5763 | 15.7299 | 0 | 356-16R | 356 | Tier-2 | 163-29R | 8.1536 | 1.0424 | 0 | 7.5763 | 0 | 0
163-33R | 163 | Tier-1 | 10.3481 | 0 | 10.3481 | 0 | 356-19R | 356 | Tier-3 | 163-33R | 10.3481 | 2.6557 | 0 | 0 | 0 | 0
165-35R | 165 | Tier-1 | 2.6392 | 2.5254 | 5.1646 | 0 | 357-1299R | 357 | Tier-3 | 165-35R | 2.6392 | 5.9943 | 0 | 2.5254 | 0 | 0
165-457AE | 165 | Tier-1 | 0 | 0 | 0 | 0 | 357-2047F | 357 | Tier-2 | 165-457AE | 0 | 0.6608 | 0 | 0 | 0 | 0
165-49 | 165 | Tier-1 | 0 | 0 | 0 | 0 | 357-2049F | 357 | Tier-3 | 165-49 | 0 | 0.32992 | 0 | 0 | 0 | 0
165-620F | 165 | Tier-1 | 0 | 0 | 0 | 0 | 357-50R | 357 | Tier-3 | 165-620F | 0 | 0.0049242 | 0 | 0 | 0 | 0
165-621F | 165 | Tier-1 | 7.1606 | 4.922 | 12.0826 | 0 | 358-662 | 358 | Tier-3 | 165-621F | 7.1606 | 7.4261 | 0 | 4.922 | 0 | 0
212-880R | 212 | Tier-2 | 1.6146 | 0.0246 | 1.6392 | 1.6392 | 36-231 | 36 | Tier-1 | 212-880R | 1.6146 | 0.22765 | 0 | 0.0246 | 1.6146 | 0.0246
212-888R | 212 | Tier-2 | 6.6481 | 0.3386 | 6.9867 | 6.9867 | 36-232F | 36 | Tier-1 | 212-888R | 6.6481 | 0.31534 | 0.16269 | 0.3386 | 6.6481 | 0.3386
213-257 | 213 | Tier-1 | 0 | 0 | 0 | 0 | 36-236 | 36 | Tier-1 | 213-257 | 0 | 0 | 0 | 0 | 0 | 0
166-462F | 166 | Tier-1 | 3.7028 | 3.1116 | 6.8144 | 0 | 361-45R | 361 | Tier-1 | 166-462F | 3.7028 | 3.3687 | 0 | 3.1116 | 0 | 0
166-463F | 166 | Tier-1 | 0.081818 | 0 | 0.081818 | 0 | 361-684F | 361 | Tier-1 | 166-463F | 0.081818 | 2.7926 | 0 | 0 | 0 | 0
214-536R | 214 | Tier-3 | 2.485 | 0.1833 | 2.6683 | 2.6683 | 361-686F | 361 | Tier-1 | 214-536R | 2.485 | 0.37443 | 0 | 0.1833 | 2.485 | 0.1833
166-465F | 166 | Tier-1 | 0.32822 | 0.3748 | 0.70302 | 0 | 361-687 | 361 | Tier-1 | 166-465F | 0.32822 | 0.80436 | 0 | 0.3748 | 0 | 0
215-1531R | 215 | Tier-2 | 7.4502 | 1.0095 | 8.4597 | 8.4597 | 362-40F | 362 | Tier-1 | 215-1531R | 7.4502 | 1.9822 | 1.2472 | 1.0095 | 7.4502 | 1.0095
166-982F | 166 | Tier-1 | 1.242 | 1.0432 | 2.2852 | 0 | 362-47F | 362 | Tier-1 | 166-982F | 1.242 | 1.3121 | 0 | 1.0432 | 0 | 0
166-983F | 166 | Tier-1 | 0 | 0 | 0 | 0 | 364-35 | 364 | Tier-1 | 166-983F | 0 | 0.9 | 0 | 0 | 0 | 0
166-984F | 166 | Tier-1 | 2.2381 | 2.8081 | 5.0462 | 0 | 364-36 | 364 | Tier-1 | 166-984F | 2.2381 | 0.18712 | 0 | 2.8081 | 0 | 0
167-32F | 167 | Tier-1 | 0.42822 | 0.2718 | 0.70002 | 0 | 366-34 | 366 | Tier-1 | 167-32F | 0.42822 | 2.2604 | 0.43883 | 0.2718 | 0 | 0
216-1856 | 216 | Tier-3 | 0 | 0 | 0 | 0 | 366-36F | 366 | Tier-1 | 216-1856 | 0 | 0 | 0 | 0 | 0 | 0
216-1894 | 216 | Tier-3 | 0 | 0 | 0 | 0 | 368-1054F | 368 | Tier-1 | 216-1894 | 0 | 0 | 0 | 0 | 0 | 0
168-702F | 168 | Tier-1 | 3.4269 | 1.5663 | 4.9932 | 0 | 368-1056F | 368 | Tier-1 | 168-702F | 3.4269 | 5.5691 | 0 | 1.5663 | 0 | 0
168-703F | 168 | Tier-1 | 1.1 | 0.868 | 1.968 | 0 | 368-24 | 368 | Tier-1 | 168-703F | 1.1 | 1.5697 | 0 | 0.868 | 0 | 0
168-704F | 168 | Tier-1 | 0 | 0 | 0 | 0 | 369-209F | 369 | Tier-1 | 168-704F | 0 | 0.095265 | 0 | 0 | 0 | 0
169-29AE | 169 | Tier-1 | 0 | 0 | 0 | 0 | 37-8 | 37 | Tier-1 | 169-29AE | 0 | 3.593 | 0 | 0 | 0 | 0
169-30F | 169 | Tier-1 | 0 | 0 | 0 | 0 | 374-8 | 374 | Tier-1 | 169-30F | 0 | 2.514 | 0 | 0 | 0 | 0
216-1914 | 216 | Tier-3 | 0 | 0 | 0 | 0 | 38-10 | 38 | Tier-1 | 216-1914 | 0 | 0 | 0 | 0 | 0 | 0
169-35F | 169 | Tier-1 | 0.02197 | 0.0619 | 0.08387 | 0 | 38-437F | 38 | Tier-1 | 169-35F | 0.02197 | 0.79697 | 0 | 0.0619 | 0 | 0
216-41 | 216 | Tier-3 | 0 | 0 | 0 | 0 | 380-27 | 380 | Tier-1 | 216-41 | 0 | 0.26989 | 0 | 0 | 0 | 0
170-3R | 170 | Tier-1 | 6.5845 | 1.3811 | 7.9656 | 0 | 381-450F | 381 | Tier-1 | 170-3R | 6.5845 | 0.26117 | 0 | 1.3811 | 0 | 0
216-50 | 216 | Tier-3 | 0 | 0 | 0 | 0 | 381-49 | 381 | Tier-1 | 216-50 | 0 | 0.0094697 | 0 | 0 | 0 | 0
221-1229 | 221 | Tier-3 | 0 | 0 | 0 | 0 | 382-20F | 382 | Tier-1 | 221-1229 | 0 | 0 | 0 | 0 | 0 | 0
170-46 | 170 | Tier-1 | 14.3119 | 0.1174 | 14.4293 | 0 | 382-392 | 382 | Tier-1 | 170-46 | 14.3119 | 3.203 | 0 | 0.1174 | 0 | 0
221-1234 | 221 | Tier-3 | 0 | 0 | 0 | 0 | 387-11 | 387 | Tier-2 | 221-1234 | 0 | 0 | 0 | 0 | 0 | 0
221-1236F | 221 | Tier-3 | 0 | 0 | 0 | 0 | 39-15 | 39 | Tier-1 | 221-1236F | 0 | 0.23807 | 0 | 0 | 0 | 0
221-1237F | 221 | Tier-3 | 0 | 0 | 0 | 0 | 39-17 | 39 | Tier-1 | 221-1237F | 0 | 0.71496 | 0 | 0 | 0 | 0
221-35 | 221 | Tier-2 | 0.64962 | 0 | 0.64962 | 0.64962 | 396-699R | 396 | Tier-2 | 221-35 | 0.64962 | 0 | 0 | 0 | 0.64962 | 0
221-36 | 221 | Tier-3 | 0 | 0 | 0 | 0 | 397-39R | 397 | Tier-1 | 221-36 | 0 | 0 | 0 | 0 | 0 | 0
221-6R | 221 | Tier-2 | 6.0572 | 0 | 6.0572 | 5.5852 | 397-547 | 397 | Tier-1 | 221-6R | 6.0572 | 0 | 0 | 0 | 5.5852 | 0
222-1433R | 222 | Tier-3 | 6.1127 | 0.1648 | 6.2775 | 6.2775 | 397-548F | 397 | Tier-1 | 222-1433R | 6.1127 | 0.067235 | 0 | 0.1648 | 6.1127 | 0.1648
171-34 | 171 | Tier-1 | 3.8578 | 0.5235 | 4.3813 | 0 | 40-1024 | 40 | Tier-1 | 171-34 | 3.8578 | 2.59 | 0 | 0.5235 | 0 | 0
171-566 | 171 | Tier-1 | 0 | 0 | 0 | 0 | 40-1030F | 40 | Tier-1 | 171-566 | 0 | 0.50568 | 0 | 0 | 0 | 0
222-1503R | 222 | Tier-3 | 2.2977 | 0.3044 | 2.6021 | 2.6021 | 402-30AE | 402 | Tier-1 | 222-1503R | 2.2977 | 0.84129 | 0 | 0.3044 | 2.2977 | 0.3044
171-568 | 171 | Tier-1 | 1.4903 | 0.2333 | 1.7236 | 0 | 402-819F | 402 | Tier-1 | 171-568 | 1.4903 | 0.21951 | 0 | 0.2333 | 0 | 0
222-1988R | 222 | Tier-3 | 0.89186 | 0.0534 | 0.94526 | 0.94526 | 403-13F | 403 | Tier-1 | 222-1988R | 0.89186 | 1.8712 | 0 | 0.0534 | 0.89186 | 0.0534
222-2063 | 222 | Tier-3 | 4.7672 | 0.1473 | 4.9145 | 4.9145 | 403-9F | 403 | Tier-1 | 222-2063 | 4.7672 | 0 | 0 | 0.1473 | 4.7672 | 0.1473
222-2084 | 222 | Tier-3 | 0 | 0 | 0 | 0 | 404-6AE | 404 | Tier-1 | 222-2084 | 0 | 0 | 0 | 0 | 0 | 0
223-48 | 223 | Tier-1 | 0 | 0 | 0 | 0 | 405-157 | 405 | Tier-1 | 223-48 | 0 | 0 | 0 | 0 | 0 | 0
171-704R | 171 | Tier-1 | 4.6475 | 0.3386 | 4.9861 | 0 | 405-158F | 405 | Tier-1 | 171-704R | 4.6475 | 5.3337 | 0 | 0.3386 | 0 | 0
171-708R | 171 | Tier-1 | 11.5036 | 1.1136 | 12.6172 | 0 | 406-34 | 406 | Tier-1 | 171-708R | 11.5036 | 1.314 | 0 | 1.1136 | 0 | 0
172-567R | 172 | Tier-1 | 8.5441 | 2.153 | 10.6971 | 0 | 406-36F | 406 | Tier-1 | 172-567R | 8.5441 | 0.28807 | 0.2214 | 2.153 | 0 | 0
172-569R | 172 | Tier-1 | 15.6098 | 1.8367 | 17.4465 | 0 | 406-475F | 406 | Tier-1 | 172-569R | 15.6098 | 1.8553 | 0.33258 | 1.8367 | 0 | 0
172-615R | 172 | Tier-1 | 6.0265 | 0.1992 | 6.2257 | 0 | 409-1155R | 409 | Tier-1 | 172-615R | 6.0265 | 4.9843 | 1.7856 | 0.1992 | 0 | 0
172-630R | 172 | Tier-1 | 4.7994 | 0.0352 | 4.8346 | 0 | 41-42 | 41 | Tier-1 | 172-630R | 4.7994 | 11.8877 | 2.4585 | 0.0352 | 0 | 0
223-49 | 223 | Tier-1 | 0 | 0 | 0 | 0 | 412-22 | 412 | Tier-1 | 223-49 | 0 | 1.3879 | 0 | 0 | 0 | 0
223-50 | 223 | Tier-1 | 0 | 0 | 0 | 0 | 416-29AE | 416 | Tier-1 | 223-50 | 0 | 0.22765 | 0 | 0 | 0 | 0
175-2024R | 175 | Tier-2 | 7.1572 | 0.2102 | 7.3674 | 7.3674 | 417-41 | 417 | Tier-1 | 175-2024R | 7.1572 | 0.28182 | 0 | 0.2102 | 7.1572 | 0.2102
175-24R | 175 | Tier-2 | 4.76 | 0.0909 | 4.8509 | 3.9667 | 417-43 | 417 | Tier-1 | 175-24R | 4.76 | 15.0678 | 5.0862 | 0.0909 | 3.8758 | 0.0909
175-64R | 175 | Tier-3 | 10.0371 | 0.3129 | 10.35 | 10.35 | 417-791AE | 417 | Tier-1 | 175-64R | 10.0371 | 1.4473 | 0.34299 | 0.3129 | 10.0371 | 0.3129
175-90R | 175 | Tier-3 | 10.8652 | 1.0602 | 11.9254 | 11.9253 | 424-271 | 424 | Tier-1 | 175-90R | 10.8652 | 2.2568 | 0.65966 | 1.0602 | 10.8651 | 1.0602
175-94R | 175 | Tier-2 | 1.8939 | 0.135 | 2.0289 | 2.0289 | 424-32F | 424 | Tier-1 | 175-94R | 1.8939 | 14.1758 | 1.3852 | 0.135 | 1.8939 | 0.135
176-161R | 176 | Tier-3 | 9.7784 | 0.8284 | 10.6068 | 10.6068 | 424-33F | 424 | Tier-1 | 176-161R | 9.7784 | 1.2981 | 0 | 0.8284 | 9.7784 | 0.8284
224-253 | 224 | Tier-1 | 0 | 0 | 0 | 0 | 424-34F | 424 | Tier-1 | 224-253 | 0 | 0 | 0 | 0 | 0 | 0
176-1834R | 176 | Tier-3 | 12.6396 | 0.9019 | 13.5415 | 13.5415 | 100-1122R | 100 | Tier-1 | 176-1834R | 12.6396 | 8.9538 | 0 | 0.9019 | 12.6396 | 0.9019
176-1836R | 176 | Tier-2 | 1.0782 | 0.446 | 1.5242 | 0.7443 | 100-517 | 100 | Tier-1 | 176-1836R | 1.0782 | 3.1708 | 0 | 0.446 | 0.29829 | 0.446
176-1845R | 176 | Tier-3 | 6.8333 | 0.5189 | 7.3522 | 7.3522 | 100-523AE | 100 | Tier-1 | 176-1845R | 6.8333 | 1.4583 | 0 | 0.5189 | 6.8333 | 0.5189
176-194R | 176 | Tier-3 | 8.461 | 0.6136 | 9.0746 | 9.0746 | 100-525 | 100 | Tier-1 | 176-194R | 8.461 | 0.53182 | 0 | 0.6136 | 8.461 | 0.6136
176-197F | 176 | Tier-3 | 12.7636 | 1.0034 | 13.767 | 13.767 | 1001-1140R | 1001 | Tier-2 | 176-197F | 12.7636 | 8.6375 | 0 | 1.0034 | 12.7636 | 1.0034
224-538 | 224 | Tier-1 | 0 | 0 | 0 | 0 | 1001-1814AE | 1001 | Tier-2 | 224-538 | 0 | 0 | 0 | 0 | 0 | 0
176-200F | 176 | Tier-3 | 1.1462 | 0.0188 | 1.165 | 1.165 | 1006-1 | 1006 | Tier-1 | 176-200F | 1.1462 | 2.7852 | 0 | 0.0188 | 1.1462 | 0.0188
226-151 | 226 | Tier-1 | 0 | 0 | 0 | 0 | 1006-3F | 1006 | Tier-2 | 226-151 | 0 | 0 | 0 | 0 | 0 | 0
177-941AE | 177 | Tier-1 | 5.0725 | 2.1559 | 7.2284 | 0 | 1006-831 | 1006 | Tier-2 | 177-941AE | 5.0725 | 2.5231 | 0 | 2.1559 | 0 | 0
177-955 | 177 | Tier-2 | 3.8773 | 0.9206 | 4.7979 | 1.3053 | 1007-10F | 1007 | Tier-1 | 177-955 | 3.8773 | 25.8081 | 0 | 0.9206 | 0.38466 | 0.9206
227-13 | 227 | Tier-1 | 0 | 0 | 0 | 0 | 1012-3 | 1012 | Tier-1 | 227-13 | 0 | 0 | 0 | 0 | 0 | 0
178-48 | 178 | Tier-1 | 0.1875 | 0.0555 | 0.243 | 0 | 102-376F | 102 | Tier-1 | 178-48 | 0.1875 | 3.0521 | 1.1769 | 0.0555 | 0 | 0
178-49F | 178 | Tier-1 | 0 | 0 | 0 | 0 | 102-377F | 102 | Tier-1 | 178-49F | 0 | 13.0021 | 3.3843 | 0 | 0 | 0
227-14F | 227 | Tier-1 | 0 | 0 | 0 | 0 | 102-378F | 102 | Tier-1 | 227-14F | 0 | 0.47519 | 0 | 0 | 0 | 0
178-968AE | 178 | Tier-2 | 3.586 | 2.7049 | 6.2909 | 2.911 | 1021-15F | 1021 | Tier-2 | 178-968AE | 3.586 | 4.2485 | 1.3636 | 2.7049 | 0.20606 | 2.7049
178-982 | 178 | Tier-2 | 0.6197 | 0.5354 | 1.1551 | 0.68407 | 1021-1760R | 1021 | Tier-3 | 178-982 | 0.6197 | 0.66174 | 0.14602 | 0.5354 | 0.14867 | 0.5354
228-12 | 228 | Tier-1 | 0 | 0 | 0 | 0 | 1021-25R | 1021 | Tier-3 | 228-12 | 0 | 0 | 0 | 0 | 0 | 0
179-10 | 179 | Tier-1 | 0 | 0 | 0 | 0 | 1021-855 | 1021 | Tier-3 | 179-10 | 0 | 0.018939 | 0 | 0 | 0 | 0
228-179 | 228 | Tier-1 | 0 | 0 | 0 | 0 | 1023-46AE | 1023 | Tier-2 | 228-179 | 0 | 0 | 0 | 0 | 0 | 0
229-426 | 229 | Tier-1 | 0 | 0 | 0 | 0 | 1023-48R | 1023 | Tier-2 | 229-426 | 0 | 0 | 0 | 0 | 0 | 0
179-7 | 179 | Tier-1 | 0 | 0 | 0 | 0 | 1025-12F | 1025 | Tier-1 | 179-7 | 0 | 2.1866 | 0 | 0 | 0 | 0
179-9 | 179 | Tier-1 | 0 | 0 | 0 | 0 | 1025-13F | 1025 | Tier-1 | 179-9 | 0 | 0.038826 | 0 | 0 | 0 | 0
229-505 | 229 | Tier-1 | 0 | 0 | 0 | 0 | 1026-1 | 1026 | Tier-2 | 229-505 | 0 | 0 | 0 | 0 | 0 | 0
180-1156 | 180 | Tier-1 | 0.56117 | 0.3489 | 0.91007 | 0 | 1030-1774 | 1030 | Tier-2 | 180-1156 | 0.56117 | 12.447 | 0 | 0.3489 | 0 | 0
180-13 | 180 | Tier-1 | 0.77633 | 0.3422 | 1.1185 | 0 | 1030-20R | 1030 | Tier-3 | 180-13 | 0.77633 | 3.7068 | 0 | 0.3422 | 0 | 0
23-211 | 23 | Tier-1 | 0 | 0 | 0 | 0 | 1039-13 | 1039 | Tier-2 | 23-211 | 0 | 0 | 0 | 0 | 0 | 0
230-1008R | 230 | Tier-2 | 0.76383 | 0 | 0.76383 | 0.76383 | 104-38 | 104 | Tier-1 | 230-1008R | 0.76383 | 0 | 0 | 0 | 0.76383 | 0
181-1773 | 181 | Tier-1 | 0 | 0 | 0 | 0 | 104-41 | 104 | Tier-1 | 181-1773 | 0 | 3.1763 | 0 | 0 | 0 | 0
230-2067 | 230 | Tier-2 | 0.1678 | 0 | 0.1678 | 0.1678 | 1047-179AE | 1047 | Tier-1 | 230-2067 | 0.1678 | 0.38144 | 0 | 0 | 0.1678 | 0
181-49 | 181 | Tier-1 | 0.13883 | 0 | 0.13883 | 0 | 1048-2F | 1048 | Tier-1 | 181-49 | 0.13883 | 0.60189 | 0 | 0 | 0 | 0
181-53F | 181 | Tier-1 | 0.96061 | 0.2813 | 1.2419 | 0 | 1049-1 | 1049 | Tier-1 | 181-53F | 0.96061 | 3.8964 | 0 | 0.2813 | 0 | 0
181-54F | 181 | Tier-1 | 1.2006 | 0 | 1.2006 | 0 | 1049-36 | 1049 | Tier-1 | 181-54F | 1.2006 | 0.40758 | 0 | 0 | 0 | 0
232-39 | 232 | Tier-2 | 0 | 0 | 0 | 0 | 1049-3F | 1049 | Tier-1 | 232-39 | 0 | 0 | 0 | 0 | 0 | 0
233-80 | 233 | Tier-2 | 0 | 0 | 0 | 0 | 1049-7F | 1049 | Tier-1 | 233-80 | 0 | 0 | 0 | 0 | 0 | 0
237-25 | 237 | Tier-2 | 0 | 0 | 0 | 0 | 105-235 | 105 | Tier-1 | 237-25 | 0 | 0 | 0 | 0 | 0 | 0
182-2240F | 182 | Tier-2 | 12.4157 | 1.3981 | 13.8138 | 11.503 | 105-448F | 105 | Tier-1 | 182-2240F | 12.4157 | 17.2483 | 4.0392 | 1.3981 | 10.1049 | 1.3981
182-2242F | 182 | Tier-2 | 0 | 0 | 0 | 0 | 106-72F | 106 | Tier-1 | 182-2242F | 0 | 6.1652 | 2.7525 | 0 | 0 | 0
182-2243F | 182 | Tier-2 | 0 | 0 | 0 | 0 | 1060-16 | 1060 | Tier-1 | 182-2243F | 0 | 1.2883 | 0.34981 | 0 | 0 | 0
239-2211R | 239 | Tier-3 | 2.6902 | 0.0805 | 2.7707 | 2.7707 | 1060-16F | 1060 | Tier-1 | 239-2211R | 2.6902 | 0 | 0 | 0.0805 | 2.6902 | 0.0805
240-1147 | 240 | Tier-2 | 0 | 0 | 0 | 0 | 1060-17 | 1060 | Tier-1 | 240-1147 | 0 | 0 | 0 | 0 | 0 | 0
182-2252R | 182 | Tier-2 | 3.0292 | 0.3934 | 3.4226 | 3.4226 | 1060-17F | 1060 | Tier-1 | 182-2252R | 3.0292 | 0 | 0.1375 | 0.3934 | 3.0292 | 0.3934
241-565 | 241 | Tier-1 | 0 | 0 | 0 | 0 | 1060-21 | 1060 | Tier-1 | 241-565 | 0 | 0 | 0 | 0 | 0 | 0
242-1410 | 242 | Tier-1 | 0 | 0 | 0 | 0 | 1060-22 | 1060 | Tier-1 | 242-1410 | 0 | 0 | 0 | 0 | 0 | 0
183-439 | 183 | Tier-2 | 0.97955 | 0.1691 | 1.1486 | 1.1486 | 1070-333 | 1070 | Tier-1 | 183-439 | 0.97955 | 12.8208 | 0 | 0.1691 | 0.97954 | 0.1691
183-440 | 183 | Tier-2 | 2.2623 | 0.9027 | 3.165 | 2.5449 | 1071-225 | 1071 | Tier-1 | 183-440 | 2.2623 | 12.2951 | 0 | 0.9027 | 1.6422 | 0.9027
242-1412 | 242 | Tier-1 | 0 | 0 | 0 | 0 | 1072-3 | 1072 | Tier-1 | 242-1412 | 0 | 0.052462 | 0 | 0 | 0 | 0
242-1418 | 242 | Tier-1 | 0 | 0 | 0 | 0 | 1072-6 | 1072 | Tier-1 | 242-1418 | 0 | 0 | 0 | 0 | 0 | 0
185-40AE | 185 | Tier-1 | 0.21023 | 0 | 0.21023 | 0 | 1073-872F | 1073 | Tier-2 | 185-40AE | 0.21023 | 1.9705 | 0.12689 | 0 | 0 | 0
242-1428 | 242 | Tier-1 | 0 | 0 | 0 | 0 | 1073-885 | 1073 | Tier-1 | 242-1428 | 0 | 0 | 0 | 0 | 0 | 0
185-51F | 185 | Tier-2 | 7.8214 | 1.1659 | 8.9873 | 7.3388 | 1073-888F | 1073 | Tier-2 | 185-51F | 7.8214 | 12.4697 | 4.9799 | 1.1659 | 6.1729 | 1.1659
185-52F | 185 | Tier-1 | 0.068182 | 0 | 0.068182 | 0 | 1077-8R | 1077 | Tier-1 | 185-52F | 0.068182 | 0.54261 | 0.16155 | 0 | 0 | 0
242-773F | 242 | Tier-1 | 0 | 0 | 0 | 0 | 108-391F | 108 | Tier-1 | 242-773F | 0 | 0.34356 | 0 | 0 | 0 | 0
186-940R | 186 | Tier-1 | 2.1856 | 0.632 | 2.8176 | 0 | 1081-11 | 1081 | Tier-1 | 186-940R | 2.1856 | 9.5466 | 0 | 0.632 | 0 | 0
242-775 | 242 | Tier-1 | 0 | 0 | 0 | 0 | 1081-668F | 1081 | Tier-1 | 242-775 | 0 | 0 | 0 | 0 | 0 | 0
187-39F | 187 | Tier-1 | 0 | 0 | 0 | 0 | 1085-412F | 1085 | Tier-1 | 187-39F | 0 | 0.55947 | 0 | 0 | 0 | 0
187-40F | 187 | Tier-1 | 0 | 0 | 0 | 0 | 1085-9 | 1085 | Tier-1 | 187-40F | 0 | 2.8239 | 0 | 0 | 0 | 0
242-776F | 242 | Tier-1 | 0.4053 | 0.2688 | 0.6741 | 0 | 109-18F | 109 | Tier-1 | 242-776F | 0.4053 | 0.65455 | 0 | 0.2688 | 0 | 0
188-11F | 188 | Tier-2 | 3.7811 | 1.2193 | 5.0004 | 1.2193 | 109-26 | 109 | Tier-1 | 188-11F | 3.7811 | 11.0036 | 0 | 1.2193 | 0 | 1.2193
188-12F | 188 | Tier-1 | 0.13674 | 0.1057 | 0.24244 | 0 | 1090-639R | 1090 | Tier-3 | 188-12F | 0.13674 | 2.1845 | 0 | 0.1057 | 0 | 0
244-28 | 244 | Tier-1 | 0 | 0 | 0 | 0 | 1090-69F | 1090 | Tier-2 | 244-28 | 0 | 0 | 0 | 0 | 0 | 0
189-750 | 189 | Tier-2 | 0.20417 | 0.1718 | 0.37597 | 0.1718 | 1090-70F | 1090 | Tier-2 | 189-750 | 0.20417 | 14.2144 | 0 | 0.1718 | 0 | 0.1718
189-782F | 189 | Tier-1 | 1.7663 | 0.6216 | 2.3879 | 0 | 1090-72 | 1090 | Tier-3 | 189-782F | 1.7663 | 2.4756 | 0 | 0.6216 | 0 | 0
189-783F | 189 | Tier-1 | 0.31534 | 0.1337 | 0.44904 | 0 | 1090-73F | 1090 | Tier-3 | 189-783F | 0.31534 | 0.064773 | 0 | 0.1337 | 0 | 0
244-35 | 244 | Tier-1 | 0 | 0 | 0 | 0 | 1094-25F | 1094 | Tier-2 | 244-35 | 0 | 0 | 0 | 0 | 0 | 0
190-1122F | 190 | Tier-1 | 0.35852 | 0.0884 | 0.44692 | 0 | 1094-26 | 1094 | Tier-2 | 190-1122F | 0.35852 | 4.008 | 0 | 0.0884 | 0 | 0
245-485 | 245 | Tier-1 | 0 | 0 | 0 | 0 | 1094-7 | 1094 | Tier-2 | 245-485 | 0 | 0 | 0 | 0 | 0 | 0
190-1124 | 190 | Tier-1 | 0 | 0 | 0 | 0 | 110-44F | 110 | Tier-1 | 190-1124 | 0 | 4.3301 | 0 | 0 | 0 | 0
190-1125F | 190 | Tier-1 | 0.044508 | 0 | 0.044508 | 0 | 1100-10 | 1100 | Tier-2 | 190-1125F | 0.044508 | 10.8045 | 0 | 0 | 0 | 0
190-1868R | 190 | Tier-1 | 0.47008 | 0.011 | 0.48108 | 0 | 1100-1167 | 1100 | Tier-2 | 190-1868R | 0.47008 | 13.7585 | 0 | 0.011 | 0 | 0
191-1050R | 191 | Tier-1 | 3.1347 | 1.6375 | 4.7722 | 0 | 1100-1170F | 1100 | Tier-2 | 191-1050R | 3.1347 | 2.6487 | 0 | 1.6375 | 0 | 0
192-1616F | 192 | Tier-1 | 0 | 0 | 0 | 0 | 1100-8F | 1100 | Tier-2 | 192-1616F | 0 | 0.28731 | 0 | 0 | 0 | 0
247-47 | 247 | Tier-2 | 0 | 0 | 0 | 0 | 1103-14AE | 1103 | Tier-2 | 247-47 | 0 | 0 | 0 | 0 | 0 | 0
192-657AE | 192 | Tier-1 | 1.6275 | 0.1769 | 1.8044 | 0 | 1103-15 | 1103 | Tier-2 | 192-657AE | 1.6275 | 13.033 | 0 | 0.1769 | 0 | 0
192-756 | 192 | Tier-1 | 0 | 0 | 0 | 0 | 1105-1482F | 1105 | Tier-2 | 192-756 | 0 | 0.61667 | 0 | 0 | 0 | 0
192-757 | 192 | Tier-1 | 0 | 0 | 0 | 0 | 111-421F | 111 | Tier-1 | 192-757 | 0 | 3.4727 | 0 | 0 | 0 | 0
248-29 | 248 | Tier-2 | 0 | 0 | 0 | 0 | 1118-1F | 1118 | Tier-2 | 248-29 | 0 | 0 | 0 | 0 | 0 | 0
196-38F | 196 | Tier-2 | 0 | 0 | 0 | 0 | 1118-2 | 1118 | Tier-2 | 196-38F | 0 | 8.0153 | 0 | 0 | 0 | 0
196-43F | 196 | Tier-2 | 0.2589 | 0 | 0.2589 | 0 | 1119-7 | 1119 | Tier-1 | 196-43F | 0.2589 | 10.9741 | 0 | 0 | 0 | 0
196-915AE | 196 | Tier-1 | 0 | 0 | 0 | 0 | 113-198 | 113 | Tier-1 | 196-915AE | 0 | 0.94886 | 0 | 0 | 0 | 0
197-1150F | 197 | Tier-2 | 1.3604 | 0 | 1.3604 | 1.3604 | 113-598 | 113 | Tier-1 | 197-1150F | 1.3604 | 0.23314 | 0 | 0 | 1.3604 | 0
197-1151F | 197 | Tier-2 | 0 | 0 | 0 | 0 | 113-600F | 113 | Tier-1 | 197-1151F | 0 | 3.9013 | 0 | 0 | 0 | 0
197-1152F | 197 | Tier-2 | 0 | 0 | 0 | 0 | 113-602F | 113 | Tier-1 | 197-1152F | 0 | 2.4436 | 0 | 0 | 0 | 0
249-14AE | 249 | Tier-3 | 0 | 0 | 0 | 0 | 1139-3F | 1139 | Tier-1 | 249-14AE | 0 | 0.0081439 | 0 | 0 | 0 | 0
250-285 | 250 | Tier-1 | 0 | 0 | 0 | 0 | 114-16 | 114 | Tier-1 | 250-285 | 0 | 0 | 0 | 0 | 0 | 0
197-1155F | 197 | Tier-2 | 0.22216 | 0 | 0.22216 | 0.22216 | 1140-10 | 1140 | Tier-1 | 197-1155F | 0.22216 | 3.5112 | 0 | 0 | 0.22216 | 0
197-1156F | 197 | Tier-2 | 0 | 0 | 0 | 0 | 1140-5 | 1140 | Tier-1 | 197-1156F | 0 | 2.1941 | 0 | 0 | 0 | 0
197-1157F | 197 | Tier-2 | 0.27064 | 0.1773 | 0.44794 | 0.1773 | 115-24F | 115 | Tier-1 | 197-1157F | 0.27064 | 6.4924 | 0 | 0.1773 | 0 | 0.1773
250-286 | 250 | Tier-1 | 0 | 0 | 0 | 0 | 115-31F | 115 | Tier-1 | 250-286 | 0 | 0.26004 | 0 | 0 | 0 | 0
250-45 | 250 | Tier-1 | 0 | 0 | 0 | 0 | 1152-31F | 1152 | Tier-1 | 250-45 | 0 | 0 | 0 | 0 | 0 | 0
197-50F | 197 | Tier-1 | 0 | 0 | 0 | 0 | 1160-2 | 1160 | Tier-1 | 197-50F | 0 | 1.4133 | 0 | 0 | 0 | 0
197-969F | 197 | Tier-1 | 0 | 0 | 0 | 0 | 1161-33 | 1161 | Tier-1 | 197-969F | 0 | 6.4932 | 0 | 0 | 0 | 0
198-37R | 198 | Tier-2 | 5.9282 | 1.4566 | 7.3848 | 5.4369 | 1161-74 | 1161 | Tier-1 | 198-37R | 5.9282 | 4.1534 | 0 | 1.4566 | 3.9803 | 1.4566
199-39AE | 199 | Tier-1 | 1.3697 | 1.1235 | 2.4932 | 0 | 1161-8 | 1161 | Tier-1 | 199-39AE | 1.3697 | 0.075758 | 0 | 1.1235 | 0 | 0
203-21R | 203 | Tier-1 | 1.7203 | 0.429 | 2.1493 | 0 | 1162-329R | 1162 | Tier-2 | 203-21R | 1.7203 | 5.2013 | 0 | 0.429 | 0 | 0
204-32R | 204 | Tier-2 | 17.5312 | 0.0987 | 17.63 | 17.3898 | 1166-15R | 1166 | Tier-3 | 204-32R | 17.5312 | 3.5074 | 0.24015 | 0.0987 | 17.2911 | 0.0987
205-1550 | 205 | Tier-2 | 1.8659 | 0.9193 | 2.7852 | 0.97858 | 1166-342R | 1166 | Tier-3 | 205-1550 | 1.8659 | 5.3159 | 0 | 0.9193 | 0.05928 | 0.9193
252-128 | 252 | Tier-1 | 0 | 0 | 0 | 0 | 117-11 | 117 | Tier-1 | 252-128 | 0 | 0 | 0 | 0 | 0 | 0
252-267 | 252 | Tier-1 | 0 | 0 | 0 | 0 | 117-15F | 117 | Tier-1 | 252-267 | 0 | 0 | 0 | 0 | 0 | 0
205-369R | 205 | Tier-1 | 10.089 | 5.8381 | 15.9271 | 0 | 117-28 | 117 | Tier-1 | 205-369R | 10.089 | 5.0553 | 0 | 5.8381 | 0 | 0
206-1105 | 206 | Tier-2 | 3.1705 | 1.0972 | 4.2677 | 1.8381 | 117-31 | 117 | Tier-1 | 206-1105 | 3.1705 | 4.3282 | 0 | 1.0972 | 0.74091 | 1.0972
206-1817 | 206 | Tier-2 | 8.0133 | 3.7163 | 11.7296 | 8.1708 | 117-31F | 117 | Tier-1 | 206-1817 | 8.0133 | 5.254 | 0 | 3.7163 | 4.4545 | 3.7163
206-953R | 206 | Tier-1 | 5.1252 | 3.2972 | 8.4224 | 0 | 117-32F | 117 | Tier-1 | 206-953R | 5.1252 | 1.0303 | 0 | 3.2972 | 0 | 0
252-268F | 252 | Tier-1 | 0 | 0 | 0 | 0 | 117-33 | 117 | Tier-1 | 252-268F | 0 | 0.036932 | 0 | 0 | 0 | 0
206-961F | 206 | Tier-1 | 0.16686 | 0.15 | 0.31686 | 0 | 117-33F | 117 | Tier-1 | 206-961F | 0.16686 | 1.8184 | 0 | 0.15 | 0 | 0
206-963F | 206 | Tier-1 | 3.5301 | 1.0373 | 4.5674 | 0 | 117-37 | 117 | Tier-1 | 206-963F | 3.5301 | 1.6078 | 0 | 1.0373 | 0 | 0
206-974 | 206 | Tier-1 | 6.0623 | 2.6852 | 8.7475 | 0 | 117-45F | 117 | Tier-1 | 206-974 | 6.0623 | 0.74451 | 0 | 2.6852 | 0 | 0
207-101R | 207 | Tier-1 | 6.6403 | 4.7174 | 11.3577 | 0 | 118-16F | 118 | Tier-1 | 207-101R | 6.6403 | 11.022 | 5.3818 | 4.7174 | 0 | 0
252-269F | 252 | Tier-1 | 0 | 0 | 0 | 0 | 1181-304F | 1181 | Tier-1 | 252-269F | 0 | 0.29242 | 0 | 0 | 0 | 0
209-1769F | 209 | Tier-2 | 24.3042 | 7.5975 | 31.9017 | 22.4647 | 119-30 | 119 | Tier-1 | 209-1769F | 24.3042 | 11.378 | 0 | 7.5975 | 14.8672 | 7.5975
252-270F | 252 | Tier-1 | 0 | 0 | 0 | 0 | 119-31 | 119 | Tier-1 | 252-270F | 0 | 0.0045455 | 0 | 0 | 0 | 0
209-660R | 209 | Tier-1 | 0.65133 | 0.0848 | 0.73613 | 0 | 119-36 | 119 | Tier-1 | 209-660R | 0.65133 | 2.9883 | 0 | 0.0848 | 0 | 0
209-661 | 209 | Tier-1 | 1.0172 | 0.3705 | 1.3877 | 0 | 120-360F | 120 | Tier-1 | 209-661 | 1.0172 | 5.8807 | 0 | 0.3705 | 0 | 0
210-172R | 210 | Tier-2 | 6.3144 | 0.178 | 6.4924 | 6.4924 | 120-844 | 120 | Tier-1 | 210-172R | 6.3144 | 0.10758 | 0.076705 | 0.178 | 6.3144 | 0.178
210-392R | 210 | Tier-2 | 10.1527 | 0.4489 | 10.6016 | 10.6015 | 1202-22 | 1202 | Tier-1 | 210-392R | 10.1527 | 0.082386 | 0.23674 | 0.4489 | 10.1526 | 0.4489
210-394R | 210 | Tier-2 | 3.5367 | 0.0869 | 3.6236 | 3.6236 | 1202-23 | 1202 | Tier-2 | 210-394R | 3.5367 | 0.26932 | 0.026515 | 0.0869 | 3.5367 | 0.0869
210-9R | 210 | Tier-2 | 2.2697 | 0.4479 | 2.7176 | 2.7176 | 1202-7AE | 1202 | Tier-2 | 210-9R | 2.2697 | 2.8411 | 1.6373 | 0.4479 | 2.2697 | 0.4479
211-279R | 211 | Tier-2 | 14.7873 | 0.5894 | 15.3767 | 15.3767 | 121-173 | 121 | Tier-1 | 211-279R | 14.7873 | 0.53977 | 0.073295 | 0.5894 | 14.7873 | 0.5894
211-312R | 211 | Tier-2 | 16.8913 | 1.2674 | 18.1587 | 18.1587 | 1219-2F | 1219 | Tier-1 | 211-312R | 16.8913 | 1.3867 | 0.33845 | 1.2674 | 16.8913 | 1.2674
211-771R | 211 | Tier-3 | 13.4693 | 0.6466 | 14.1159 | 14.1159 | 1219-4F | 1219 | Tier-1 | 211-771R | 13.4693 | 5.8371 | 0.21989 | 0.6466 | 13.4693 | 0.6466
212-1177R | 212 | Tier-2 | 11.6038 | 0.8875 | 12.4913 | 12.4913 | 1219-5 | 1219 | Tier-1 | 212-1177R | 11.6038 | 0.75284 | 0.17746 | 0.8875 | 11.6038 | 0.8875
212-1204R | 212 | Tier-2 | 9.2767 | 0.7305 | 10.0072 | 10.0072 | 122-196 | 122 | Tier-1 | 212-1204R | 9.2767 | 0.17576 | 0.28352 | 0.7305 | 9.2767 | 0.7305
252-271F | 252 | Tier-1 | 0 | 0 | 0 | 0 | 1221-1192 | 1221 | Tier-1 | 252-271F | 0 | 0.0066288 | 0 | 0 | 0 | 0
212-725R | 212 | Tier-3 | 10.9282 | 0.9367 | 11.8649 | 11.8649 | 1221-2095F | 1221 | Tier-1 | 212-725R | 10.9282 | 0.10682 | 0.0075758 | 0.9367 | 10.9282 | 0.9367
212-734R | 212 | Tier-2 | 17.733 | 0.1491 | 17.8821 | 17.882 | 1222-16AE | 1222 | Tier-2 | 212-734R | 17.733 | 0.02197 | 0 | 0.1491 | 17.7329 | 0.1491
212-739R | 212 | Tier-3 | 9.1258 | 0.4616 | 9.5874 | 9.5874 | 1222-18 | 1222 | Tier-1 | 212-739R | 9.1258 | 0.17538 | 0.12311 | 0.4616 | 9.1258 | 0.4616
252-276F | 252 | Tier-1 | 0 | 0 | 0 | 0 | 1223-2 | 1223 | Tier-1 | 252-276F | 0 | 0.05 | 0 | 0 | 0 | 0
212-758R | 212 | Tier-2 | 9.2341 | 0.4415 | 9.6756 | 9.6756 | 1223-5AE | 1223 | Tier-1 | 212-758R | 9.2341 | 0.013068 | 0.10133 | 0.4415 | 9.2341 | 0.4415
252-278 | 252 | Tier-1 | 0 | 0 | 0 | 0 | 1225-291F | 1225 | Tier-2 | 252-278 | 0 | 0 | 0 | 0 | 0 | 0
212-799R | 212 | Tier-2 | 4.9786 | 0.246 | 5.2246 | 5.2246 | 1226-51F | 1226 | Tier-1 | 212-799R | 4.9786 | 0.045455 | 0.069697 | 0.246 | 4.9786 | 0.246
254-201 | 254 | Tier-1 | 0 | 0 | 0 | 0 | 123-301 | 123 | Tier-1 | 254-201 | 0 | 0 | 0 | 0 | 0 | 0
212-886R | 212 | Tier-2 | 8.8506 | 0.0631 | 8.9137 | 8.9137 | 123-429F | 123 | Tier-1 | 212-886R | 8.8506 | 2.0438 | 0.1053 | 0.0631 | 8.8506 | 0.0631
254-272 | 254 | Tier-1 | 0 | 0 | 0 | 0 | 123-431F | 123 | Tier-1 | 254-272 | 0 | 0 | 0 | 0 | 0 | 0
255-44 | 255 | Tier-1 | 0 | 0 | 0 | 0 | 1233-264F | 1233 | Tier-3 | 255-44 | 0 | 0 | 0 | 0 | 0 | 0
213-262F | 213 | Tier-1 | 0.041856 | 0.0419 | 0.083756 | 0 | 1233-265 | 1233 | Tier-3 | 213-262F | 0.041856 | 4.4884 | 0 | 0.0419 | 0 | 0
213-263F | 213 | Tier-1 | 0.75152 | 0.0956 | 0.84712 | 0 | 1233-587R | 1233 | Tier-3 | 213-263F | 0.75152 | 10.1153 | 0 | 0.0956 | 0 | 0
214-1122R | 214 | Tier-3 | 18.0222 | 1.8852 | 19.9074 | 19.9074 | 1233-617F | 1233 | Tier-3 | 214-1122R | 18.0222 | 1.0343 | 0.39735 | 1.8852 | 18.0222 | 1.8852
214-1135R | 214 | Tier-3 | 10.8756 | 0.8059 | 11.6815 | 11.6815 | 124-507F | 124 | Tier-1 | 214-1135R | 10.8756 | 0.44754 | 0.13769 | 0.8059 | 10.8756 | 0.8059
214-17AE | 214 | Tier-3 | 6.7369 | 0.0881 | 6.825 | 6.825 | 1242-1024F | 1242 | Tier-2 | 214-17AE | 6.7369 | 0.62784 | 0.013447 | 0.0881 | 6.7369 | 0.0881
214-4R | 214 | Tier-3 | 3.6227 | 0.1267 | 3.7494 | 3.7494 | 1242-1079R | 1242 | Tier-2 | 214-4R | 3.6227 | 0.23409 | 0.036174 | 0.1267 | 3.6227 | 0.1267
256-38 | 256 | Tier-1 | 0 | 0 | 0 | 0 | 1242-148 | 1242 | Tier-2 | 256-38 | 0 | 0 | 0 | 0 | 0 | 0
214-583R | 214 | Tier-3 | 5.682 | 0.4536 | 6.1356 | 6.1356 | 1242-151 | 1242 | Tier-2 | 214-583R | 5.682 | 0 | 0.13201 | 0.4536 | 5.682 | 0.4536
214-613R | 214 | Tier-3 | 4.3165 | 1.1716 | 5.4881 | 5.4881 | 1243-157 | 1243 | Tier-2 | 214-613R | 4.3165 | 1.1898 | 0.22879 | 1.1716 | 4.3165 | 1.1716
214-647R | 214 | Tier-3 | 9.6098 | 1.6924 | 11.3022 | 11.3022 | 1243-50F | 1243 | Tier-2 | 214-647R | 9.6098 | 0.10417 | 0.082386 | 1.6924 | 9.6098 | 1.6924
257-30 | 257 | Tier-1 | 0 | 0 | 0 | 0 | 1244-12F | 1244 | Tier-2 | 257-30 | 0 | 0 | 0 | 0 | 0 | 0
215-1534R | 215 | Tier-2 | 6.8364 | 0.9763 | 7.8127 | 7.8127 | 1245-16 | 1245 | Tier-2 | 215-1534R | 6.8364 | 1.7212 | 0.89981 | 0.9763 | 6.8364 | 0.9763
215-1544R | 215 | Tier-2 | 2.6568 | 0.0828 | 2.7396 | 2.7396 | 1256-19AE | 1256 | Tier-2 | 215-1544R | 2.6568 | 1.225 | 0.4 | 0.0828 | 2.6568 | 0.0828
215-38R | 215 | Tier-3 | 6.2763 | 0.1544 | 6.4307 | 6.4307 | 1258-428F | 1258 | Tier-2 | 215-38R | 6.2763 | 2.3646 | 0.6267 | 0.1544 | 6.2763 | 0.1544
264-9 | 264 | Tier-1 | 0 | 0 | 0 | 0 | 1259-2F | 1259 | Tier-2 | 264-9 | 0 | 0 | 0 | 0 | 0 | 0
216-1857F | 216 | Tier-3 | 0 | 0 | 0 | 0 | 127-36 | 127 | Tier-1 | 216-1857F | 0 | 3.3619 | 0.059659 | 0 | 0 | 0
216-1859F | 216 | Tier-3 | 6.5299 | 1.9472 | 8.4771 | 8.4771 | 127-37 | 127 | Tier-1 | 216-1859F | 6.5299 | 0.53617 | 0.11667 | 1.9472 | 6.5299 | 1.9472
216-1893F | 216 | Tier-3 | 0 | 0 | 0 | 0 | 127-37F | 127 | Tier-1 | 216-1893F | 0 | 2.6184 | 0.52216 | 0 | 0 | 0
265-166 | 265 | Tier-1 | 0 | 0 | 0 | 0 | 1283-4F | 1283 | Tier-1 | 265-166 | 0 | 0 | 0 | 0 | 0 | 0
266-487 | 266 | Tier-1 | 0 | 0 | 0 | 0 | 1286-358F | 1286 | Tier-1 | 266-487 | 0 | 0 | 0 | 0 | 0 | 0
216-1915F | 216 | Tier-3 | 0 | 0 | 0 | 0 | 1287-39 | 1287 | Tier-1 | 216-1915F | 0 | 0.37443 | 0 | 0 | 0 | 0
216-1916F | 216 | Tier-3 | 0 | 0 | 0 | 0 | 1287-40F | 1287 | Tier-1 | 216-1916F | 0 | 0.0073864 | 0 | 0 | 0 | 0
216-1917F | 216 | Tier-3 | 0 | 0 | 0 | 0 | 1297-33 | 1297 | Tier-1 | 216-1917F | 0 | 0.19678 | 0 | 0 | 0 | 0
266-488 | 266 | Tier-1 | 0 | 0 | 0 | 0 | 1299-3 | 1299 | Tier-1 | 266-488 | 0 | 0.016667 | 0 | 0 | 0 | 0
216-40 | 216 | Tier-3 | 0 | 0 | 0 | 0 | 130-692R | 130 | Tier-1 | 216-40 | 0 | 0.05303 | 0 | 0 | 0 | 0
267-1215 | 267 | Tier-1 | 0 | 0 | 0 | 0 | 131-178AE | 131 | Tier-1 | 267-1215 | 0 | 0 | 0 | 0 | 0 | 0
216-48 | 216 | Tier-3 | 0 | 0 | 0 | 0 | 131-179 | 131 | Tier-1 | 216-48 | 0 | 0.61383 | 0 | 0 | 0 | 0
267-1217F | 267 | Tier-1 | 0 | 0 | 0 | 0 | 131-230 | 131 | Tier-1 | 267-1217F | 0 | 0.26705 | 0 | 0 | 0 | 0
217-41AE | 217 | Tier-2 | 11.2513 | 2.5271 | 13.7784 | 13.7784 | 132-30 | 132 | Tier-1 | 217-41AE | 11.2513 | 0.74943 | 0.19337 | 2.5271 | 11.2513 | 2.5271
217-48AE | 217 | Tier-2 | 13.9809 | 1.175 | 15.1559 | 15.1559 | 132-38 | 132 | Tier-1 | 217-48AE | 13.9809 | 7.4616 | 1.5627 | 1.175 | 13.9809 | 1.175
217-835R | 217 | Tier-3 | 17.7608 | 0.5568 | 18.3176 | 18.3176 | 132-42F | 132 | Tier-1 | 217-835R | 17.7608 | 0.17386 | 0.15492 | 0.5568 | 17.7608 | 0.5568
217-837R | 217 | Tier-3 | 11.5799 | 1.1008 | 12.6807 | 12.6807 | 132-43 | 132 | Tier-1 | 217-837R | 11.5799 | 4.4062 | 2.1614 | 1.1008 | 11.5799 | 1.1008
217-972R | 217 | Tier-2 | 8.4886 | 1.0943 | 9.5829 | 9.5829 | 132-77 | 132 | Tier-1 | 217-972R | 8.4886 | 0.47576 | 0.23617 | 1.0943 | 8.4886 | 1.0943
217-983R | 217 | Tier-3 | 6.8811 | 0 | 6.8811 | 6.8811 | 137-35 | 137 | Tier-1 | 217-983R | 6.8811 | 6.514 | 1.0009 | 0 | 6.8811 | 0
220-288R | 220 | Tier-3 | 7.0057 | 0.2358 | 7.2415 | 7.2415 | 137-36AE | 137 | Tier-1 | 220-288R | 7.0057 | 0 | 0 | 0.2358 | 7.0057 | 0.2358
220-294R | 220 | Tier-3 | 11.4979 | 1.9146 | 13.4125 | 13.4125 | 138-358R | 138 | Tier-1 | 220-294R | 11.4979 | 0.66572 | 0.14167 | 1.9146 | 11.4979 | 1.9146
220-298R | 220 | Tier-3 | 31.4962 | 1.6356 | 33.1318 | 33.1318 | 138-360F | 138 | Tier-1 | 220-298R | 31.4962 | 11.5337 | 0.54867 | 1.6356 | 31.4962 | 1.6356
267-1218 | 267 | Tier-1 | 0 | 0 | 0 | 0 | 138-42F | 138 | Tier-1 | 267-1218 | 0 | 0 | 0 | 0 | 0 | 0
267-1219 | 267 | Tier-1 | 0 | 0 | 0 | 0 | 138-43F | 138 | Tier-1 | 267-1219 | 0 | 0.033144 | 0 | 0 | 0 | 0
221-1232F | 221 | Tier-3 | 0 | 0 | 0 | 0 | 139-243AE | 139 | Tier-1 | 221-1232F | 0 | 7.36 | 0 | 0 | 0 | 0
267-1221 | 267 | Tier-1 | 0 | 0 | 0 | 0 | 139-245AE | 139 | Tier-1 | 267-1221 | 0 | 0.033144 | 0 | 0 | 0 | 0
221-1235F | 221 | Tier-3 | 0 | 0.0489 | 0.0489 | 0.0489 | 139-425 | 139 | Tier-1 | 221-1235F | 0 | 15.4472 | 0 | 0.0489 | 0 | 0.0489
267-1222 | 267 | Tier-1 | 0 | 0 | 0 | 0 | 139-426F | 139 | Tier-1 | 267-1222 | 0 | 0.15436 | 0 | 0 | 0 | 0
267-1223F | 267 | Tier-1 | 0 | 0 | 0 | 0 | 140-510 | 140 | Tier-1 | 267-1223F | 0 | 0.072917 | 0 | 0 | 0 | 0
221-1249R | 221 | Tier-1 | 23.6449 | 1.5527 | 25.1976 | 0 | 1407-11 | 1407 | Tier-1 | 221-1249R | 23.6449 | 0.53371 | 0 | 1.5527 | 0 | 0
221-1251R | 221 | Tier-1 | 13.9134 | 2.4284 | 16.3418 | 0 | 1407-13F | 1407 | Tier-1 | 221-1251R | 13.9134 | 0.51458 | 0 | 2.4284 | 0 | 0
221-23R | 221 | Tier-3 | 5.8843 | 2.104 | 7.9883 | 7.9883 | 1408-4AE | 1408 | Tier-1 | 221-23R | 5.8843 | 0.31818 | 0 | 2.104 | 5.8843 | 2.104
221-344R | 221 | Tier-3 | 10.397 | 1.1754 | 11.5724 | 11.5724 | 1408-5 | 1408 | Tier-1 | 221-344R | 10.397 | 0.26231 | 0 | 1.1754 | 10.397 | 1.1754
267-1224F | 267 | Tier-1 | 0 | 0 | 0 | 0 | 1408-7 | 1408 | Tier-1 | 267-1224F | 0 | 0.072917 | 0 | 0 | 0 | 0
267-1226 | 267 | Tier-1 | 0 | 0 | 0 | 0 | 1409-5F | 1409 | Tier-1 | 267-1226 | 0 | 0 | 0 | 0 | 0 | 0
221-37AE | 221 | Tier-3 | 6.2108 | 1.5087 | 7.7195 | 7.7195 | 1409-6 | 1409 | Tier-1 | 221-37AE | 6.2108 | 0.24924 | 0 | 1.5087 | 6.2108 | 1.5087
221-38AE | 221 | Tier-3 | 0.70208 | 0 | 0.70208 | 0.70208 | 1409-9 | 1409 | Tier-1 | 221-38AE | 0.70208 | 2.1797 | 0 | 0 | 0.70208 | 0
221-675R | 221 | Tier-2 | 6.9098 | 0.0975 | 7.0073 | 6.121 | 1418-31R | 1418 | Tier-1 | 221-675R | 6.9098 | 0 | 0 | 0.0975 | 6.0235 | 0.0975
267-1239 | 267 | Tier-1 | 0 | 0 | 0 | 0 | 1418-581R | 1418 | Tier-1 | 267-1239 | 0 | 0 | 0 | 0 | 0 | 0
221-782R | 221 | Tier-3 | 3.289 | 0 | 3.289 | 3.289 | 1419-10 | 1419 | Tier-1 | 221-782R | 3.289 | 0.37348 | 0 | 0 | 3.289 | 0
221-788 | 221 | Tier-3 | 3.417 | 0.2004 | 3.6174 | 3.6174 | 1419-11F | 1419 | Tier-1 | 221-788 | 3.417 | 0.094697 | 0 | 0.2004 | 3.417 | 0.2004
221-823 | 221 | Tier-3 | 0 | 0 | 0 | 0 | 1420-5 | 1420 | Tier-1 | 221-823 | 0 | 0.53731 | 0 | 0 | 0 | 0
221-824 | 221 | Tier-3 | 2.7125 | 0.7038 | 3.4163 | 3.4163 | 143-130 | 143 | Tier-1 | 221-824 | 2.7125 | 0.13371 | 0 | 0.7038 | 2.7125 | 0.7038
267-1240 | 267 | Tier-1 | 0 | 0 | 0 | 0 | 1434-1 | 1434 | Tier-1 | 267-1240 | 0 | 0.067235 | 0 | 0 | 0 | 0
267-1241 | 267 | Tier-1 | 0 | 0 | 0 | 0 | 1434-11 | 1434 | Tier-1 | 267-1241 | 0 | 0.049242 | 0 | 0 | 0 | 0
222-1523R | 222 | Tier-3 | 10.9907 | 1.4445 | 12.4352 | 12.4352 | 1435-1076F | 1435 | Tier-1 | 222-1523R | 10.9907 | 9.1911 | 0 | 1.4445 | 10.9907 | 1.4445
222-1986R | 222 | Tier-3 | 20.2812 | 0.9744 | 21.2556 | 21.2556 | 1435-50 | 1435 | Tier-1 | 222-1986R | 20.2812 | 20.8909 | 0 | 0.9744 | 20.2812 | 0.9744
267-1242 | 267 | Tier-1 | 0 | 0 | 0 | 0 | 1437-5F | 1437 | Tier-1 | 267-1242 | 0 | 0.059659 | 0 | 0 | 0 | 0
222-1990R | 222 | Tier-3 | 13.1989 | 1.0386 | 14.2375 | 14.2375 | 1438-318 | 1438 | Tier-1 | 222-1990R | 13.1989 | 1.9527 | 0 | 1.0386 | 13.1989 | 1.0386
222-1992R | 222 | Tier-3 | 0.55227 | 0.2337 | 0.78597 | 0.78597 | 1438-330 | 1438 | Tier-1 | 222-1992R | 0.55227 | 0.026894 | 0 | 0.2337 | 0.55227 | 0.2337
222-2013R | 222 | Tier-3 | 11.5523 | 2.1521 | 13.7044 | 13.7044 | 1438-331F | 1438 | Tier-1 | 222-2013R | 11.5523 | 6.7271 | 0 | 2.1521 | 11.5523 | 2.1521
268-12 | 268 | Tier-1 | 0 | 0 | 0 | 0 | 1439-20F | 1439 | Tier-1 | 268-12 | 0 | 0 | 0 | 0 | 0 | 0
269-19 | 269 | Tier-1 | 0 | 0 | 0 | 0 | 1439-29 | 1439 | Tier-1 | 269-19 | 0 | 0 | 0 | 0 | 0 | 0
222-2085 | 222 | Tier-3 | 26.5778 | 4.6977 | 31.2755 | 31.2755 | 144-30AE | 144 | Tier-1 | 222-2085 | 26.5778 | 18.7693 | 0 | 4.6977 | 26.5778 | 4.6977
269-829F | 269 | Tier-1 | 0 | 0 | 0 | 0 | 144-442F | 144 | Tier-1 | 269-829F | 0 | 0.89508 | 0 | 0 | 0 | 0
222-2108 | 222 | Tier-3 | 0 | 0 | 0 | 0 | 1442-1 | 1442 | Tier-1 | 222-2108 | 0 | 5.297 | 0 | 0 | 0 | 0
223-47AE | 223 | Tier-2 | 1.211 | 0 | 1.211 | 0 | 1444-2 | 1444 | Tier-1 | 223-47AE | 1.211 | 4.0559 | 0 | 0 | 0 | 0
269-831 | 269 | Tier-1 | 0 | 0 | 0 | 0 | 1444-311F | 1444 | Tier-1 | 269-831 | 0 | 0 | 0 | 0 | 0 | 0
271-47 | 271 | Tier-1 | 0 | 0 | 0 | 0 | 1445-1 | 1445 | Tier-1 | 271-47 | 0 | 0 | 0 | 0 | 0 | 0
271-48F | 271 | Tier-1 | 0 | 0 | 0 | 0 | 1445-2F | 1445 | Tier-1 | 271-48F | 0 | 0.8464 | 0 | 0 | 0 | 0
223-526R | 223 | Tier-1 | 2.4396 | 0 | 2.4396 | 0 | 1445-310F | 1445 | Tier-2 | 223-526R | 2.4396 | 1.1206 | 0 | 0 | 0 | 0
223-536R | 223 | Tier-2 | 0.41023 | 0 | 0.41023 | 0.29224 | 1445-3F | 1445 | Tier-1 | 223-536R | 0.41023 | 0 | 0 | 0 | 0.29224 | 0
223-547 | 223 | Tier-1 | 0 | 0 | 0 | 0 | 1447-306F | 1447 | Tier-1 | 223-547 | 0 | 4.586 | 0 | 0 | 0 | 0
271-49F | 271 | Tier-1 | 0 | 0 | 0 | 0 | 1448-337F | 1448 | Tier-1 | 271-49F | 0 | 0.042045 | 0 | 0 | 0 | 0
224-251F | 224 | Tier-1 | 0 | 0 | 0 | 0 | 1448-367 | 1448 | Tier-1 | 224-251F | 0 | 1.7106 | 0 | 0 | 0 | 0
224-252F | 224 | Tier-2 | 0 | 0 | 0 | 0 | 145-634 | 145 | Tier-1 | 224-252F | 0 | 2.6682 | 0 | 0 | 0 | 0
271-50F | 271 | Tier-1 | 0 | 0 | 0 | 0 | 1458-454F | 1458 | Tier-2 | 271-50F | 0 | 0.074242 | 0 | 0 | 0 | 0
271-70 | 271 | Tier-1 | 0 | 0 | 0 | 0 | 1458-519 | 1458 | Tier-2 | 271-70 | 0 | 0 | 0 | 0 | 0 | 0
271-71F | 271 | Tier-1 | 0 | 0 | 0 | 0 | 1458-601R | 1458 | Tier-3 | 271-71F | 0 | 0.16061 | 0 | 0 | 0 | 0
272-168 | 272 | Tier-1 | 0 | 0 | 0 | 0 | 1458-9 | 1458 | Tier-3 | 272-168 | 0 | 0 | 0 | 0 | 0 | 0
224-540F | 224 | Tier-1 | 0 | 0 | 0 | 0 | 146-275R | 146 | Tier-1 | 224-540F | 0 | 0.57254 | 0 | 0 | 0 | 0
272-170F | 272 | Tier-1 | 0 | 0 | 0 | 0 | 147-815 | 147 | Tier-1 | 272-170F | 0 | 0.59867 | 0 | 0 | 0 | 0
226-152F | 226 | Tier-2 | 0 | 0 | 0 | 0 | 147-816F | 147 | Tier-1 | 226-152F | 0 | 2.761 | 0 | 0 | 0 | 0
226-44 | 226 | Tier-1 | 0 | 0 | 0 | 0 | 147-818 | 147 | Tier-1 | 226-44 | 0 | 0.033712 | 0 | 0 | 0 | 0
226-46 | 226 | Tier-1 | 0 | 0 | 0 | 0 | 1480-26F | 1480 | Tier-1 | 226-46 | 0 | 0.27576 | 0 | 0 | 0 | 0
227-12F | 227 | Tier-1 | 0 | 0 | 0 | 0 | 1480-27F | 1480 | Tier-1 | 227-12F | 0 | 0.55303 | 0 | 0 | 0 | 0
273-190 | 273 | Tier-1 | 0 | 0 | 0 | 0 | 1482-20 | 1482 | Tier-1 | 273-190 | 0 | 0 | 0 | 0 | 0 | 0
273-198 | 273 | Tier-1 | 0 | 0 | 0 | 0 | 1482-20F | 1482 | Tier-1 | 273-198 | 0 | 0 | 0 | 0 | 0 | 0
227-15F | 227 | Tier-1 | 0 | 0 | 0 | 0 | 1482-21 | 1482 | Tier-1 | 227-15F | 0 | 3.9136 | 0 | 0 | 0 | 0
228-11F | 228 | Tier-1 | 0 | 0 | 0 | 0 | 1482-21F | 1482 | Tier-1 | 228-11F | 0 | 4.7549 | 0 | 0 | 0 | 0
273-250 | 273 | Tier-1 | 0 | 0 | 0 | 0 | 1483-12 | 1483 | Tier-1 | 273-250 | 0 | 0 | 0 | 0 | 0 | 0
228-13F | 228 | Tier-1 | 0 | 0 | 0 | 0 | 150-1031 | 150 | Tier-1 | 228-13F | 0 | 4.5998 | 0 | 0 | 0 | 0
228-178F | 228 | Tier-2 | 0 | 0 | 0 | 0 | 150-506 | 150 | Tier-1 | 228-178F | 0 | 7.0468 | 0 | 0 | 0 | 0
273-254F | 273 | Tier-1 | 0 | 0 | 0 | 0 | 151-1042 | 151 | Tier-1 | 273-254F | 0 | 0.087879 | 0 | 0 | 0 | 0
228-41AE | 228 | Tier-1 | 0 | 0 | 0 | 0 | 151-1044F | 151 | Tier-1 | 228-41AE | 0 | 0.65379 | 0 | 0 | 0 | 0
229-425 | 229 | Tier-2 | 0 | 0 | 0 | 0 | 152-513AE | 152 | Tier-1 | 229-425 | 0 | 3.9744 | 0 | 0 | 0 | 0
274-39 | 274 | Tier-1 | 0 | 0 | 0 | 0 | 152-516 | 152 | Tier-1 | 274-39 | 0 | 0 | 0 | 0 | 0 | 0
229-450AE | 229 | Tier-1 | 0 | 0 | 0 | 0 | 154-878R | 154 | Tier-1 | 229-450AE | 0 | 5.3297 | 0 | 0 | 0 | 0
229-503AE | 229 | Tier-1 | 0 | 0 | 0 | 0 | 155-1236R | 155 | Tier-1 | 229-503AE | 0 | 3.0239 | 0 | 0 | 0 | 0
229-504AE | 229 | Tier-1 | 0 | 0 | 0 | 0 | 157-165R | 157 | Tier-3 | 229-504AE | 0 | 2.2367 | 0 | 0 | 0 | 0
275-47 | 275 | Tier-1 | 0 | 0 | 0 | 0 | 157-1928R | 157 | Tier-3 | 275-47 | 0 | 0 | 0 | 0 | 0 | 0
275-679 | 275 | Tier-1 | 0 | 0 | 0 | 0 | 157-257R | 157 | Tier-3 | 275-679 | 0 | 0 | 0 | 0 | 0 | 0
23-212F | 23 | Tier-1 | 0 | 0 | 0 | 0 | 157-273R | 157 | Tier-3 | 23-212F | 0 | 0.82633 | 0 | 0 | 0 | 0
23-213F | 23 | Tier-1 | 0 | 0 | 0 | 0 | 158-29 | 158 | Tier-1 | 23-213F | 0 | 0.0092803 | 0 | 0 | 0 | 0
277-455 | 277 | Tier-1 | 0 | 0 | 0 | 0 | 158-30 | 158 | Tier-1 | 277-455 | 0 | 0 | 0 | 0 | 0 | 0
230-127AE | 230 | Tier-2 | 9.7917 | 0.7195 | 10.5112 | 10.5112 | 159-1007 | 159 | Tier-1 | 230-127AE | 9.7917 | 3.8843 | 0 | 0.7195 | 9.7917 | 0.7195
230-133AE | 230 | Tier-2 | 9.582 | 1.7686 | 11.3506 | 11.3506 | 159-31R | 159 | Tier-1 | 230-133AE | 9.582 | 2.8769 | 0 | 1.7686 | 9.582 | 1.7686
230-1586R | 230 | Tier-2 | 7.1585 | 1.4555 | 8.614 | 8.614 | 161-991F | 161 | Tier-1 | 230-1586R | 7.1585 | 9.2125 | 0 | 1.4555 | 7.1585 | 1.4555
230-1606R | 230 | Tier-2 | 2.4663 | 0.2206 | 2.6869 | 2.6869 | 162-19F | 162 | Tier-1 | 230-1606R | 2.4663 | 8.2403 | 0 | 0.2206 | 2.4663 | 0.2206
230-181 | 230 | Tier-2 | 2.422 | 0.0436 | 2.4656 | 2.4656 | 165-35R | 165 | Tier-1 | 230-181 | 2.422 | 1.3975 | 0 | 0.0436 | 2.422 | 0.0436
230-2060R | 230 | Tier-2 | 8.228 | 0.9129 | 9.1409 | 9.1409 | 165-621F | 165 | Tier-1 | 230-2060R | 8.228 | 2.628 | 0 | 0.9129 | 8.228 | 0.9129
278-629F | 278 | Tier-1 | 0 | 0 | 0 | 0 | 166-298 | 166 | Tier-1 | 278-629F | 0 | 0.012689 | 0 | 0 | 0 | 0
230-371AE | 230 | Tier-2 | 1.2375 | 0.1862 | 1.4237 | 1.4237 | 169-31 | 169 | Tier-1 | 230-371AE | 1.2375 | 3.1297 | 0 | 0.1862 | 1.2375 | 0.1862
231-1136R | 231 | Tier-2 | 11.6807 | 1.575 | 13.2557 | 13.2557 | 169-35F | 169 | Tier-1 | 231-1136R | 11.6807 | 4.4447 | 0 | 1.575 | 11.6807 | 1.575
231-1635R | 231 | Tier-2 | 26.3958 | 3.3492 | 29.745 | 29.745 | 170-3R | 170 | Tier-1 | 231-1635R | 26.3958 | 24.0216 | 0 | 3.3492 | 26.3958 | 3.3492
278-631 | 278 | Tier-1 | 0 | 0 | 0 | 0 | 170-462 | 170 | Tier-1 | 278-631 | 0 | 0 | 0 | 0 | 0 | 0
232-40AE | 232 | Tier-2 | 0.060038 | 0.0214 | 0.081438 | 0.081438 | 170-463F | 170 | Tier-1 | 232-40AE | 0.060038 | 0.69659 | 0 | 0.0214 | 0.060038 | 0.0214
233-123R | 233 | Tier-2 | 12.9883 | 2.0777 | 15.066 | 15.005 | 171-667F | 171 | Tier-1 | 233-123R | 12.9883 | 14.1769 | 0 | 2.0777 | 12.9273 | 2.0777
233-41R | 233 | Tier-2 | 9.2371 | 0.871 | 10.1081 | 10.0146 | 173-302 | 173 | Tier-1 | 233-41R | 9.2371 | 4.1275 | 0 | 0.871 | 9.1436 | 0.871
278-632F | 278 | Tier-1 | 0 | 0 | 0 | 0 | 175-2024R | 175 | Tier-2 | 278-632F | 0 | 0.0054924 | 0 | 0 | 0 | 0
233-81F | 233 | Tier-2 | 4.0311 | 0.0513 | 4.0824 | 4.0824 | 175-24R | 175 | Tier-2 | 233-81F | 4.0311 | 17.629 | 0 | 0.0513 | 4.0311 | 0.0513
233-85F | 233 | Tier-2 | 0 | 0 | 0 | 0 | 176-161R | 176 | Tier-3 | 233-85F | 0 | 0.63883 | 0 | 0 | 0 | 0
233-86F | 233 | Tier-2 | 16.3672 | 1.085 | 17.4522 | 17.4388 | 176-1845R | 176 | Tier-3 | 233-86F | 16.3672 | 6.7275 | 0 | 1.085 | 16.3538 | 1.085
234-48R | 234 | Tier-2 | 9.2966 | 2.283 | 11.5796 | 11.5796 | 176-199 | 176 | Tier-3 | 234-48R | 9.2966 | 5.5667 | 0 | 2.283 | 9.2966 | 2.283
235-897R | 235 | Tier-2 | 4.3263 | 2.279 | 6.6053 | 6.6053 | 177-940 | 177 | Tier-1 | 235-897R | 4.3263 | 3.6699 | 0 | 2.279 | 4.3263 | 2.279
235-899R | 235 | Tier-2 | 9.9434 | 4.6424 | 14.5858 | 14.5858 | 178-49F | 178 | Tier-1 | 235-899R | 9.9434 | 3.0087 | 0 | 4.6424 | 9.9434 | 4.6424
235-911 | 235 | Tier-2 | 0 | 0 | 0 | 0 | 179-7 | 179 | Tier-1 | 235-911 | 0 | 0.029167 | 0 | 0 | 0 | 0
236-1535R | 236 | Tier-3 | 6.7146 | 1.1547 | 7.8693 | 7.8693 | 180-13 | 180 | Tier-1 | 236-1535R | 6.7146 | 0.91193 | 0 | 1.1547 | 6.7146 | 1.1547
236-1561R | 236 | Tier-3 | 4.4405 | 0.736 | 5.1765 | 5.1765 | 181-1770 | 181 | Tier-1 | 236-1561R | 4.4405 | 0 | 0 | 0.736 | 4.4405 | 0.736
236-1563R | 236 | Tier-3 | 3.6028 | 0.111 | 3.7138 | 3.7138 | 181-53F | 181 | Tier-1 | 236-1563R | 3.6028 | 0.023295 | 0 | 0.111 | 3.6028 | 0.111
236-1567R | 236 | Tier-3 | 5.4419 | 0.4134 | 5.8553 | 5.8553 | 181-56F | 181 | Tier-1 | 236-1567R | 5.4419 | 1.8373 | 0 | 0.4134 | 5.4419 | 0.4134
236-1569R | 236 | Tier-3 | 13.5648 | 2.4428 | 16.0076 | 16.0076 | 181-57 | 181 | Tier-1 | 236-1569R | 13.5648 | 1.9712 | 0 | 2.4428 | 13.5648 | 2.4428
236-1573R | 236 | Tier-3 | 6.2801 | 0.8716 | 7.1517 | 7.1517 | 183-440 | 183 | Tier-2 | 236-1573R | 6.2801 | 1.8814 | 0 | 0.8716 | 6.2801 | 0.8716
237-1761R | 237 | Tier-3 | 7.3464 | 0.1451 | 7.4915 | 7.4915 | 185-40AE | 185 | Tier-1 | 237-1761R | 7.3464 | 0.089015 | 0 | 0.1451 | 7.3464 | 0.1451
237-1765R | 237 | Tier-3 | 7.3027 | 1.0394 | 8.3421 | 8.3421 | 185-51F | 185 | Tier-2 | 237-1765R | 7.3027 | 0.9053 | 0 | 1.0394 | 7.3027 | 1.0394
237-17R | 237 | Tier-2 | 10.4949 | 4.142 | 14.6369 | 14.6369 | 188-11F | 188 | Tier-2 | 237-17R | 10.4949 | 1.793 | 0 | 4.142 | 10.4949 | 4.142
279-9 | 279 | Tier-1 | 0 | 0 | 0 | 0 | 190-1122F | 190 | Tier-1 | 279-9 | 0 | 0 | 0 | 0 | 0 | 0
237-26F | 237 | Tier-2 | 1.7693 | 0.6951 | 2.4644 | 2.4644 | 190-1868R | 190 | Tier-1 | 237-26F | 1.7693 | 1.5371 | 0 | 0.6951 | 1.7693 | 0.6951
237-28F | 237 | Tier-2 | 1.4282 | 0.1597 | 1.5879 | 1.5879 | 192-1616F | 192 | Tier-1 | 237-28F | 1.4282 | 1.4521 | 0 | 0.1597 | 1.4282 | 0.1597
237-2R | 237 | Tier-3 | 14.6977 | 2.0265 | 16.7242 | 16.7242 | 196-38F | 196 | Tier-2 | 237-2R | 14.6977 | 6.3508 | 0 | 2.0265 | 14.6977 | 2.0265
237-30R | 237 | Tier-3 | 31.7307 | 1.7405 | 33.4712 | 33.4712 | 198-37R | 198 | Tier-2 | 237-30R | 31.7307 | 8.1388 | 0 | 1.7405 | 31.7307 | 1.7405
239-2207R | 239 | Tier-3 | 6.0509 | 0.8443 | 6.8952 | 6.8952 | 203-21R | 203 | Tier-1 | 239-2207R | 6.0509 | 0.14413 | 0 | 0.8443 | 6.0509 | 0.8443
280-22 | 280 | Tier-1 | 0 | 0 | 0 | 0 | 206-1817 | 206 | Tier-2 | 280-22 | 0 | 0 | 0 | 0 | 0 | 0
239-2213R | 239 | Tier-3 | 4.9402 | 0.4621 | 5.4023 | 5.4023 | 206-953R | 206 | Tier-1 | 239-2213R | 4.9402 | 0.53598 | 0.12008 | 0.4621 | 4.9402 | 0.4621
239-2215R | 239 | Tier-3 | 10.6913 | 1.3676 | 12.0589 | 12.0589 | 206-961F | 206 | Tier-1 | 239-2215R | 10.6913 | 0.24811 | 0.26818 | 1.3676 | 10.6913 | 1.3676
239-2217R | 239 | Tier-3 | 4.5981 | 0.3167 | 4.9148 | 4.9148 | 209-1769F | 209 | Tier-2 | 239-2217R | 4.5981 | 8.1369 | 2.7905 | 0.3167 | 4.5981 | 0.3167
239-89R | 239 | Tier-3 | 2.682 | 0.1373 | 2.8193 | 2.8193 | 209-660R | 209 | Tier-1 | 239-89R | 2.682 | 0.085227 | 0.017045 | 0.1373 | 2.682 | 0.1373
240-1028R | 240 | Tier-2 | 4.7506 | 0.7915 | 5.5421 | 5.5421 | 210-9R | 210 | Tier-2 | 240-1028R | 4.7506 | 0.018561 | 0 | 0.7915 | 4.7506 | 0.7915
240-1044 | 240 | Tier-3 | 2.1725 | 0.5848 | 2.7573 | 2.7573 | 211-312R | 211 | Tier-2 | 240-1044 | 2.1725 | 0 | 0 | 0.5848 | 2.1725 | 0.5848
280-23AE | 280 | Tier-1 | 0 | 0 | 0 | 0 | 212-773R | 212 | Tier-2 | 280-23AE | 0 | 0.80038 | 0 | 0 | 0 | 0
240-1148 | 240 | Tier-3 | 3.2212 | 0.2121 | 3.4333 | 3.4333 | 214-17AE | 214 | Tier-3 | 240-1148 | 3.2212 | 0.68996 | 0 | 0.2121 | 3.2212 | 0.2121
240-2004R | 240 | Tier-3 | 15.8669 | 3.9314 | 19.7983 | 19.7983 | 215-1534R | 215 | Tier-2 | 240-2004R | 15.8669 | 3.0472 | 0 | 3.9314 | 15.8669 | 3.9314
240-2006R | 240 | Tier-3 | 10.6277 | 1.5235 | 12.1512 | 12.1511 | 216-220R | 216 | Tier-3 | 240-2006R | 10.6277 | 0.012879 | 0 | 1.5235 | 10.6276 | 1.5235
240-2032R | 240 | Tier-3 | 12.5852 | 1.2244 | 13.8096 | 13.8096 | 216-48 | 216 | Tier-3 | 240-2032R | 12.5852 | 13.279 | 0 | 1.2244 | 12.5852 | 1.2244
282-1089 | 282 | Tier-1 | 0 | 0 | 0 | 0 | 216-50 | 216 | Tier-3 | 282-1089 | 0 | 0 | 0 | 0 | 0 | 0
241-570 | 241 | Tier-1 | 11.6271 | 7.233 | 18.8601 | 0 | 217-41AE | 217 | Tier-2 | 241-570 | 11.6271 | 3.2932 | 0 | 7.233 | 0 | 0
241-746 | 241 | Tier-1 | 0.30152 | 0.0858 | 0.38732 | 0 | 217-835R | 217 | Tier-3 | 241-746 | 0.30152 | 6.9973 | 0 | 0.0858 | 0 | 0
241-820AE | 241 | Tier-1 | 1.8402 | 1.1998 | 3.04 | 0 | 217-837R | 217 | Tier-3 | 241-820AE | 1.8402 | 2.0661 | 0 | 1.1998 | 0 | 0
282-1090F | 282 | Tier-1 | 0 | 0 | 0 | 0 | 220-298R | 220 | Tier-3 | 282-1090F | 0 | 0.053977 | 0 | 0 | 0 | 0
242-1411F | 242 | Tier-1 | 0.14943 | 0.1227 | 0.27213 | 0 | 221-675R | 221 | Tier-2 | 242-1411F | 0.14943 | 4.4144 | 0 | 0.1227 | 0 | 0
282-1095 | 282 | Tier-1 | 0 | 0 | 0 | 0 | 222-1433R | 222 | Tier-3 | 282-1095 | 0 | 0.26572 | 0 | 0 | 0 | 0
242-1413F | 242 | Tier-1 | 1.033 | 0.8464 | 1.8794 | 0 | 222-1523R | 222 | Tier-3 | 242-1413F | 1.033 | 2.6269 | 0 | 0.8464 | 0 | 0
282-48 | 282 | Tier-1 | 0 | 0 | 0 | 0 | 222-1986R | 222 | Tier-3 | 282-48 | 0 | 0 | 0 | 0 | 0 | 0
242-1419F | 242 | Tier-1 | 0 | 0 | 0 | 0 | 222-1990R | 222 | Tier-3 | 242-1419F | 0 | 1.885 | 0 | 0 | 0 | 0
242-1420F | 242 | Tier-1 | 0.72614 | 0.5182 | 1.2443 | 0 | 222-2063 | 222 | Tier-3 | 242-1420F | 0.72614 | 0.48106 | 0 | 0.5182 | 0 | 0
242-1426F | 242 | Tier-2 | 2.5816 | 0.8384 | 3.42 | 3.259 | 223-49 | 223 | Tier-1 | 242-1426F | 2.5816 | 2.6835 | 0 | 0.8384 | 2.4206 | 0.8384
242-1427F | 242 | Tier-2 | 0.086932 | 0.0869 | 0.17383 | 0.17383 | 223-50 | 223 | Tier-1 | 242-1427F | 0.086932 | 0.92765 | 0 | 0.0869 | 0.086932 | 0.0869
282-562 | 282 | Tier-1 | 0 | 0 | 0 | 0 | 224-538 | 224 | Tier-1 | 282-562 | 0 | 0 | 0 | 0 | 0 | 0
283-1356 | 283 | Tier-3 | 0 | 0 | 0 | 0 | 226-152F | 226 | Tier-2 | 283-1356 | 0 | 0 | 0 | 0 | 0 | 0
283-67 | 283 | Tier-3 | 0 | 0 | 0 | 0 | 227-12F | 227 | Tier-1 | 283-67 | 0 | 0 | 0 | 0 | 0 | 0
283-82 | 283 | Tier-3 | 0 | 0 | 0 | 0 | 229-425 | 229 | Tier-2 | 283-82 | 0 | 0 | 0 | 0 | 0 | 0
243-14R | 243 | Tier-2 | 8.0748 | 4.9752 | 13.05 | 4.9975 | 230-133AE | 230 | Tier-2 | 243-14R | 8.0748 | 9.8616 | 0 | 4.9752 | 0.022348 | 4.9752
243-20R | 243 | Tier-1 | 6.9239 | 3.4631 | 10.387 | 0 | 233-86F | 233 | Tier-2 | 243-20R | 6.9239 | 2.2824 | 0 | 3.4631 | 0 | 0
287-1117 | 287 | Tier-1 | 0 | 0 | 0 | 0 | 236-1561R | 236 | Tier-3 | 287-1117 | 0 | 0 | 0 | 0 | 0 | 0
244-29 | 244 | Tier-1 | 10.8928 | 9.9375 | 20.8303 | 0 | 236-1563R | 236 | Tier-3 | 244-29 | 10.8928 | 4.122 | 0 | 9.9375 | 0 | 0
244-30F | 244 | Tier-1 | 0 | 0 | 0 | 0 | 236-1569R | 236 | Tier-3 | 244-30F | 0 | 0.46439 | 0 | 0 | 0 | 0
244-32F | 244 | Tier-1 | 0.36648 | 0.4411 | 0.80758 | 0 | 237-26F | 237 | Tier-2 | 244-32F | 0.36648 | 1.0078 | 0 | 0.4411 | 0 | 0
244-33F | 244 | Tier-1 | 0.10284 | 0.0684 | 0.17124 | 0 | 239-2213R | 239 | Tier-3 | 244-33F | 0.10284 | 1.5998 | 0 | 0.0684 | 0 | 0
287-19 | 287 | Tier-1 | 0 | 0 | 0 | 0 | 239-2217R | 239 | Tier-3 | 287-19 | 0 | 0 | 0 | 0 | 0 | 0
287-22 | 287 | Tier-1 | 0 | 0 | 0 | 0 | 242-1411F | 242 | Tier-1 | 287-22 | 0 | 0 | 0 | 0 | 0 | 0
245-486 | 245 | Tier-1 | 2.6419 | 1.7055 | 4.3474 | 0 | 242-1412 | 242 | Tier-1 | 245-486 | 2.6419 | 10.7127 | 0 | 1.7055 | 0 | 0
287-29 | 287 | Tier-1 | 0 | 0 | 0 | 0 | 242-1413F | 242 | Tier-1 | 287-29 | 0 | 0 | 0 | 0 | 0 | 0
246-34R | 246 | Tier-3 | 9.282 | 3.539 | 12.821 | 12.821 | 242-1418 | 242 | Tier-1 | 246-34R | 9.282 | 8.8229 | 3.9652 | 3.539 | 9.282 | 3.539
247-46 | 247 | Tier-3 | 4.4879 | 1.9699 | 6.4578 | 6.4578 | 242-1428 | 242 | Tier-1 | 247-46 | 4.4879 | 17.5 | 4.2375 | 1.9699 | 4.4879 | 1.9699
288-2375R | 288 | Tier-2 | 0.25303 | 0.0155 | 0.26853 | 0.089364 | 242-773F | 242 | Tier-1 | 288-2375R | 0.25303 | 0.069697 | 0.053598 | 0.0155 | 0.073864 | 0.0155
247-48 | 247 | Tier-2 | 0.44811 | 0 | 0.44811 | 0.44811 | 243-14R | 243 | Tier-2 | 247-48 | 0.44811 | 0.12045 | 0.092045 | 0 | 0.44811 | 0
288-2381 | 288 | Tier-2 | 0 | 0 | 0 | 0 | 244-28 | 244 | Tier-1 | 288-2381 | 0 | 0 | 0 | 0 | 0 | 0
248-30AE | 248 | Tier-2 | 0 | 0 | 0 | 0 | 244-29 | 244 | Tier-1 | 248-30AE | 0 | 0.09053 | 0 | 0 | 0 | 0
249-11 | 249 | Tier-3 | 0 | 0 | 0 | 0 | 245-486 | 245 | Tier-1 | 249-11 | 0 | 0.36629 | 0 | 0 | 0 | 0
249-12 | 249 | Tier-3 | 0 | 0 | 0 | 0 | 247-48 | 247 | Tier-2 | 249-12 | 0 | 0.57614 | 0 | 0 | 0 | 0
249-13 | 249 | Tier-3 | 0 | 0 | 0 | 0 | 248-29 | 248 | Tier-2 | 249-13 | 0 | 0.024242 | 0 | 0 | 0 | 0
289-908 | 289 | Tier-1 | 0 | 0 | 0 | 0 | 249-12 | 249 | Tier-3 | 289-908 | 0 | 0 | 0 | 0 | 0 | 0
249-24R | 249 | Tier-3 | 12.4773 | 3.092 | 15.5693 | 15.5693 | 249-13 | 249 | Tier-3 | 249-24R | 12.4773 | 4.4627 | 0 | 3.092 | 12.4773 | 3.092
290-31 | 290 | Tier-1 | 0 | 0 | 0 | 0 | 250-288F | 250 | Tier-1 | 290-31 | 0 | 0 | 0 | 0 | 0 | 0
291-1062 | 291 | Tier-2 | 0 | 0 | 0 | 0 | 250-46 | 250 | Tier-1 | 291-1062 | 0 | 0 | 0 | 0 | 0 | 0
250-287F | 250 | Tier-1 | 0 | 0 | 0 | 0 | 250-47 | 250 | Tier-1 | 250-287F | 0 | 0.45739 | 0 | 0 | 0 | 0
250-288F | 250 | Tier-1 | 0.046023 | 0 | 0.046023 | 0 | 252-268F | 252 | Tier-1 | 250-288F | 0.046023 | 2.0235 | 0 | 0 | 0 | 0
291-25 | 291 | Tier-2 | 0 | 0 | 0 | 0 | 252-269F | 252 | Tier-1 | 291-25 | 0 | 0 | 0 | 0 | 0 | 0
250-46 | 250 | Tier-1 | 0 | 0 | 0 | 0 | 252-270F | 252 | Tier-1 | 250-46 | 0 | 1.3737 | 0 | 0 | 0 | 0
250-47 | 250 | Tier-1 | 0.076894 | 0 | 0.076894 | 0 | 254-202 | 254 | Tier-1 | 250-47 | 0.076894 | 0.4161 | 0 | 0 | 0 | 0
292-156F | 292 | Tier-1 | 0 | 0 | 0 | 0 | 254-272 | 254 | Tier-1 | 292-156F | 0 | 0.11458 | 0 | 0 | 0 | 0
252-129 | 252 | Tier-2 | 4.5962 | 0.0706 | 4.6668 | 4.2973 | 256-38 | 256 | Tier-1 | 252-129 | 4.5962 | 0.97898 | 0.024621 | 0.0706 | 4.2267 | 0.0706
252-132 | 252 | Tier-1 | 0 | 0 | 0 | 0 | 256-539R | 256 | Tier-1 | 252-132 | 0 | 1.0714 | 0 | 0 | 0 | 0
292-157F | 292 | Tier-1 | 0 | 0 | 0 | 0 | 257-30 | 257 | Tier-1 | 292-157F | 0 | 0.17197 | 0 | 0 | 0 | 0
292-158 | 292 | Tier-1 | 0 | 0 | 0 | 0 | 257-43AE | 257 | Tier-1 | 292-158 | 0 | 0 | 0 | 0 | 0 | 0
292-314 | 292 | Tier-2 | 0 | 0 | 0 | 0 | 265-166 | 265 | Tier-1 | 292-314 | 0 | 0 | 0 | 0 | 0 | 0
293-15AE | 293 | Tier-1 | 0 | 0 | 0 | 0 | 267-1224F | 267 | Tier-1 | 293-15AE | 0 | 0.6017 | 0 | 0 | 0 | 0
293-21 | 293 | Tier-1 | 0 | 0 | 0 | 0 | 267-1226 | 267 | Tier-1 | 293-21 | 0 | 0 | 0 | 0 | 0 | 0
294-36 | 294 | Tier-1 | 0 | 0 | 0 | 0 | 268-7F | 268 | Tier-1 | 294-36 | 0 | 0 | 0 | 0 | 0 | 0
252-277F | 252 | Tier-1 | 0.78769 | 0.1212 | 0.90889 | 0 | 269-391F | 269 | Tier-1 | 252-277F | 0.78769 | 2.2341 | 0.13258 | 0.1212 | 0 | 0
294-41F | 294 | Tier-1 | 0 | 0 | 0 | 0 | 269-41F | 269 | Tier-1 | 294-41F | 0 | 0.51004 | 0 | 0 | 0 | 0
294-591 | 294 | Tier-1 | 0 | 0 | 0 | 0 | 273-196F | 273 | Tier-1 | 294-591 | 0 | 0 | 0 | 0 | 0 | 0
254-202 | 254 | Tier-1 | 0 | 0 | 0 | 0 | 273-252F | 273 | Tier-1 | 254-202 | 0 | 0.9392 | 0 | 0 | 0 | 0
295-1202 | 295 | Tier-1 | 0 | 0 | 0 | 0 | 274-38AE | 274 | Tier-1 | 295-1202 | 0 | 0 | 0 | 0 | 0 | 0
254-273F | 254 | Tier-1 | 0 | 0 | 0 | 0 | 274-39 | 274 | Tier-1 | 254-273F | 0 | 0.019318 | 0 | 0 | 0 | 0
295-519 | 295 | Tier-1 | 0 | 0 | 0 | 0 | 275-47 | 275 | Tier-1 | 295-519 | 0 | 0.3017 | 0 | 0 | 0 | 0
255-1080R | 255 | Tier-1 | 1.1384 | 1.4555 | 2.5939 | 0 | 275-680F | 275 | Tier-1 | 255-1080R | 1.1384 | 0 | 0 | 1.4555 | 0 | 0
255-43AE | 255 | Tier-1 | 8.9938 | 8.4407 | 17.4344 | 0 | 276-158R | 276 | Tier-1 | 255-43AE | 8.9938 | 10.0759 | 0 | 8.4407 | 0 | 0
295-520 | 295 | Tier-1 | 0 | 0 | 0 | 0 | 277-456F | 277 | Tier-1 | 295-520 | 0 | 0 | 0 | 0 | 0 | 0
296-2651 | 296 | Tier-1 | 0 | 0 | 0 | 0 | 278-629F | 278 | Tier-1 | 296-2651 | 0 | 0 | 0 | 0 | 0 | 0
256-39AE | 256 | Tier-1 | 0.60985 | 0.66 | 1.2698 | 0 | 279-11AE | 279 | Tier-1 | 256-39AE | 0.60985 | 0.27538 | 0 | 0.66 | 0 | 0
256-46AE | 256 | Tier-1 | 2.711 | 2.1561 | 4.8671 | 0 | 282-1095 | 282 | Tier-1 | 256-46AE | 2.711 | 2.8301 | 0 | 2.1561 | 0 | 0
256-539R | 256 | Tier-1 | 3.5464 | 3.3477 | 6.8941 | 0 | 282-562 | 282 | Tier-1 | 256-539R | 3.5464 | 3.69 | 0 | 3.3477 | 0 | 0
257-29AE | 257 | Tier-1 | 1.1517 | 1.3337 | 2.4854 | 0 | 282-564F | 282 | Tier-1 | 257-29AE | 1.1517 | 4.3186 | 0 | 1.3337 | 0 | 0
296-2654F | 296 | Tier-1 | 0 | 0 | 0 | 0 | 283-55R | 283 | Tier-3 | 296-2654F | 0 | 0.31648 | 0 | 0 | 0 | 0
257-31AE | 257 | Tier-1 | 2.1703 | 2.0646 | 4.2349 | 0 | 283-71F | 283 | Tier-3 | 257-31AE | 2.1703 | 2.6727 | 0 | 2.0646 | 0 | 0
257-42 | 257 | Tier-1 | 0 | 0 | 0 | 0 | 283-78F | 283 | Tier-3 | 257-42 | 0 | 0.79375 | 0 | 0 | 0 | 0
257-43AE | 257 | Tier-1 | 0 | 0 | 0 | 0 | 283-81 | 283 | Tier-3 | 257-43AE | 0 | 1.7725 | 0 | 0 | 0 | 0
257-44AE | 257 | Tier-1 | 0 | 0 | 0 | 0 | 284-660R | 284 | Tier-1 | 257-44AE | 0 | 0.20492 | 0 | 0 | 0 | 0
264-10 | 264 | Tier-1 | 0 | 0 | 0 | 0 | 287-1116F | 287 | Tier-1 | 264-10 | 0 | 0.13939 | 0 | 0 | 0 | 0
296-67 | 296 | Tier-1 | 0 | 0 | 0 | 0 | 287-1117 | 287 | Tier-1 | 296-67 | 0 | 0 | 0 | 0 | 0 | 0
296-69 | 296 | Tier-1 | 0 | 0 | 0 | 0 | 287-1119 | 287 | Tier-1 | 296-69 | 0 | 0.10492 | 0 | 0 | 0 | 0
296-8 | 296 | Tier-1 | 0 | 0 | 0 | 0 | 287-27AE | 287 | Tier-1 | 296-8 | 0 | 0 | 0 | 0 | 0 | 0
265-161 | 265 | Tier-1 | 0 | 0 | 0 | 0 | 287-29 | 287 | Tier-1 | 265-161 | 0 | 1.4184 | 0 | 0 | 0 | 0
296-88 | 296 | Tier-1 | 0 | 0 | 0 | 0 | 288-2378F | 288 | Tier-2 | 296-88 | 0 | 0.48939 | 0 | 0 | 0 | 0
266-485F | 266 | Tier-2 | 0.14186 | 0.047 | 0.18886 | 0.047 | 289-1559 | 289 | Tier-1 | 266-485F | 0.14186 | 18.2712 | 0 | 0.047 | 0 | 0.047
266-486F | 266 | Tier-1 | 0 | 0 | 0 | 0 | 289-905AE | 289 | Tier-1 | 266-486F | 0 | 1.2485 | 0 | 0 | 0 | 0
296-89 | 296 | Tier-1 | 0 | 0 | 0 | 0 | 290-31 | 290 | Tier-1 | 296-89 | 0 | 0 | 0 | 0 | 0 | 0
297-826 | 297 | Tier-1 | 0 | 0 | 0 | 0 | 292-157F | 292 | Tier-1 | 297-826 | 0 | 0 | 0 | 0 | 0 | 0
266-489 | 266 | Tier-1 | 0 | 0 | 0 | 0 | 292-314 | 292 | Tier-2 | 266-489 | 0 | 5.8741 | 0 | 0 | 0 | 0
298-385 | 298 | Tier-1 | 0 | 0 | 0 | 0 | 292-317F | 292 | Tier-2 | 298-385 | 0 | 0 | 0 | 0 | 0 | 0
299-1010AE | 299 | Tier-1 | 0.23996 | 0.2059 | 0.44586 | 0 | 293-14 | 293 | Tier-1 | 299-1010AE | 0.23996 | 0.64242 | 0 | 0.2059 | 0 | 0
267-1216F | 267 | Tier-1 | 0 | 0 | 0 | 0 | 293-15AE | 293 | Tier-1 | 267-1216F | 0 | 0.059848 | 0 | 0 | 0 | 0
299-1152 | 299 | Tier-1 | 0 | 0 | 0 | 0 | 293-26F | 293 | Tier-1 | 299-1152 | 0 | 0 | 0 | 0 | 0 | 0
299-1153F | 299 | Tier-1 | 0.29905 | 0.0354 | 0.33445 | 0 | 294-41F | 294 | Tier-1 | 299-1153F | 0.29905 | 1.1415 | 0 | 0.0354 | 0 | 0
299-816 | 299 | Tier-1 | 0 | 0 | 0 | 0 | 294-590F | 294 | Tier-1 | 299-816 | 0 | 0 | 0 | 0 | 0 | 0
300-483F | 300 | Tier-2 | 5.4324 | 0 | 5.4324 | 5.4324 | 296-66F | 296 | Tier-2 | 300-483F | 5.4324 | 0.066477 | 0 | 0 | 5.4324 | 0
300-486 | 300 | Tier-2 | 0 | 0 | 0 | 0 | 296-67 | 296 | Tier-1 | 300-486 | 0 | 0 | 0 | 0 | 0 | 0
304-920 | 304 | Tier-1 | 0 | 0 | 0 | 0 | 296-89 | 296 | Tier-1 | 304-920 | 0 | 0 | 0 | 0 | 0 | 0
304-997 | 304 | Tier-1 | 0 | 0 | 0 | 0 | 298-42R | 298 | Tier-1 | 304-997 | 0 | 0 | 0 | 0 | 0 | 0
306-2255 | 306 | Tier-1 | 0 | 0 | 0 | 0 | 299-1010AE | 299 | Tier-1 | 306-2255 | 0 | 0 | 0 | 0 | 0 | 0
306-960 | 306 | Tier-1 | 0 | 0 | 0 | 0 | 299-814AE | 299 | Tier-1 | 306-960 | 0 | 0.34413 | 0.034848 | 0 | 0 | 0
307-1539 | 307 | Tier-1 | 0 | 0 | 0 | 0 | 300-486 | 300 | Tier-2 | 307-1539 | 0 | 0 | 0 | 0 | 0 | 0
307-1684R | 307 | Tier-1 | 3.6379 | 0.1049 | 3.7428 | 0 | 303-188 | 303 | Tier-1 | 307-1684R | 3.6379 | 5.6636 | 0.61515 | 0.1049 | 0 | 0
308-483 | 308 | Tier-1 | 0 | 0 | 0 | 0 | 303-487AE | 303 | Tier-1 | 308-483 | 0 | 0 | 0 | 0 | 0 | 0
309-13 | 309 | Tier-1 | 0 | 0 | 0 | 0 | 306-2255 | 306 | Tier-1 | 309-13 | 0 | 0 | 0 | 0 | 0 | 0
268-13F | 268 | Tier-1 | 0 | 0 | 0 | 0 | 307-1538F | 307 | Tier-2 | 268-13F | 0 | 0.50114 | 0 | 0 | 0 | 0
268-14F | 268 | Tier-1 | 0 | 0 | 0 | 0 | 307-1539 | 307 | Tier-1 | 268-14F | 0 | 1.3854 | 0 | 0 | 0 | 0
268-7F | 268 | Tier-1 | 0 | 0 | 0 | 0 | 308-484AE | 308 | Tier-1 | 268-7F | 0 | 1.1017 | 0 | 0 | 0 | 0
269-18F | 269 | Tier-1 | 0 | 0 | 0 | 0 | 308-485AE | 308 | Tier-2 | 269-18F | 0 | 1.4731 | 0 | 0 | 0 | 0
310-1191 | 310 | Tier-1 | 0 | 0 | 0 | 0 | 308-486AE | 308 | Tier-2 | 310-1191 | 0 | 0 | 0 | 0 | 0 | 0
269-391F | 269 | Tier-1 | 0 | 0 | 0 | 0 | 308-563AE | 308 | Tier-2 | 269-391F | 0 | 3.771 | 0 | 0 | 0 | 0
269-41F | 269 | Tier-1 | 0 | 0 | 0 | 0 | 310-717 | 310 | Tier-1 | 269-41F | 0 | 1.0167 | 0 | 0 | 0 | 0
310-34 | 310 | Tier-1 | 0 | 0 | 0 | 0 | 310-718F | 310 | Tier-1 | 310-34 | 0 | 0 | 0 | 0 | 0 | 0
310-717 | 310 | Tier-1 | 0 | 0 | 0 | 0 | 311-1161F | 311 | Tier-1 | 310-717 | 0 | 0 | 0 | 0 | 0 | 0
270-177 | 270 | Tier-1 | 0 | 0 | 0 | 0 | 311-1162F | 311 | Tier-1 | 270-177 | 0 | 2.2515 | 0 | 0 | 0 | 0
310-718F | 310 | Tier-1 | 0.039962 | 0.0475 | 0.087462 | 0 | 313-547 | 313 | Tier-1 | 310-718F | 0.039962 | 0.097348 | 0 | 0.0475 | 0 | 0
311-1160 | 311 | Tier-1 | 0 | 0 | 0 | 0 | 313-548AE | 313 | Tier-1 | 311-1160 | 0 | 0 | 0 | 0 | 0 | 0
312-1178 | 312 | Tier-1 | 0 | 0 | 0 | 0 | 313-549AE | 313 | Tier-1 | 312-1178 | 0 | 0 | 0 | 0 | 0 | 0
312-1179 | 312 | Tier-1 | 0 | 0 | 0 | 0 | 313-550AE | 313 | Tier-1 | 312-1179 | 0 | 0.89527 | 0 | 0 | 0 | 0
312-15F | 312 | Tier-1 | 0 | 0 | 0 | 0 | 313-923F | 313 | Tier-1 | 312-15F | 0 | 0.016098 | 0 | 0 | 0 | 0
312-16 | 312 | Tier-1 | 0 | 0 | 0 | 0 | 314-12 | 314 | Tier-1 | 312-16 | 0 | 0 | 0 | 0 | 0 | 0
271-72 | 271 | Tier-1 | 0 | 0 | 0 | 0 | 314-1328 | 314 | Tier-1 | 271-72 | 0 | 0.46458 | 0 | 0 | 0 | 0
271-93F | 271 | Tier-1 | 0 | 0 | 0 | 0 | 315-1193F | 315 | Tier-2 | 271-93F | 0 | 2.0343 | 0 | 0 | 0 | 0
312-25 | 312 | Tier-1 | 0 | 0 | 0 | 0 | 315-484 | 315 | Tier-2 | 312-25 | 0 | 0 | 0 | 0 | 0 | 0
272-169F | 272 | Tier-1 | 0 | 0 | 0 | 0 | 320-1416F | 320 | Tier-1 | 272-169F | 0 | 5.7576 | 0 | 0 | 0 | 0
312-27F | 312 | Tier-1 | 0 | 0 | 0 | 0 | 321-739 | 321 | Tier-1 | 312-27F | 0 | 0.43693 | 0 | 0 | 0 | 0
312-42 | 312 | Tier-2 | 0 | 0 | 0 | 0 | 321-741 | 321 | Tier-1 | 312-42 | 0 | 0 | 0 | 0 | 0 | 0
273-194AE | 273 | Tier-1 | 0 | 0 | 0 | 0 | 322-828F | 322 | Tier-1 | 273-194AE | 0 | 0.40227 | 0 | 0 | 0 | 0
273-195F | 273 | Tier-1 | 0 | 0 | 0 | 0 | 322-829F | 322 | Tier-1 | 273-195F | 0 | 0.88523 | 0 | 0 | 0 | 0
273-196F | 273 | Tier-1 | 0 | 0 | 0 | 0 | 322-830F | 322 | Tier-1 | 273-196F | 0 | 2.5883 | 0 | 0 | 0 | 0
273-197 | 273 | Tier-1 | 0 | 0 | 0 | 0 | 323-1116F | 323 | Tier-1 | 273-197 | 0 | 0.3786 | 0 | 0 | 0 | 0
313-547 | 313 | Tier-1 | 0 | 0 | 0 | 0 | 323-1133F | 323 | Tier-1 | 313-547 | 0 | 0 | 0 | 0 | 0 | 0
273-249F | 273 | Tier-1 | 0 | 0 | 0 | 0 | 323-471 | 323 | Tier-1 | 273-249F | 0 | 0.3714 | 0 | 0 | 0 | 0
313-919 | 313 | Tier-1 | 0 | 0 | 0 | 0 | 324-44F | 324 | Tier-1 | 313-919 | 0 | 0 | 0 | 0 | 0 | 0
273-252F | 273 | Tier-1 | 0 | 0 | 0 | 0 | 325-22R | 325 | Tier-1 | 273-252F | 0 | 0.75322 | 0 | 0 | 0 | 0
314-11F | 314 | Tier-1 | 0 | 0 | 0 | 0 | 331-246R | 331 | Tier-2 | 314-11F | 0 | 1.3589 | 0 | 0 | 0 | 0
274-23R | 274 | Tier-1 | 7.4955 | 6.6299 | 14.1254 | 0 | 331-40AE | 331 | Tier-2 | 274-23R | 7.4955 | 4.5777 | 0 | 6.6299 | 0 | 0
274-38AE | 274 | Tier-1 | 0 | 0 | 0 | 0 | 334-46F | 334 | Tier-1 | 274-38AE | 0 | 2.1513 | 0 | 0 | 0 | 0
314-12 | 314 | Tier-1 | 0 | 0 | 0 | 0 | 34-239 | 34 | Tier-1 | 314-12 | 0 | 0 | 0 | 0 | 0 | 0
274-40 | 274 | Tier-1 | 4.1867 | 3.6519 | 7.8386 | 0 | 34-240 | 34 | Tier-1 | 274-40 | 4.1867 | 1.6767 | 0 | 3.6519 | 0 | 0
275-45 | 275 | Tier-1 | 0.73258 | 0.4301 | 1.1627 | 0 | 34-242 | 34 | Tier-1 | 275-45 | 0.73258 | 6.6606 | 0 | 0.4301 | 0 | 0
314-1328 | 314 | Tier-1 | 0 | 0 | 0 | 0 | 34-76F | 34 | Tier-1 | 314-1328 | 0 | 0.98352 | 0 | 0 | 0 | 0
275-48F | 275 | Tier-1 | 1.6146 | 1.8608 | 3.4754 | 0 | 34-82F | 34 | Tier-1 | 275-48F | 1.6146 | 4.7146 | 0 | 1.8608 | 0 | 0
275-50F | 275 | Tier-1 | 0 | 0 | 0 | 0 | 340-1070 | 340 | Tier-1 | 275-50F | 0 | 1.5777 | 0 | 0 | 0 | 0
314-46 | 314 | Tier-1 | 0 | 0 | 0 | 0 | 340-376F | 340 | Tier-1 | 314-46 | 0 | 0 | 0 | 0 | 0 | 0
275-680F | 275 | Tier-1 | 0 | 0 | 0 | 0 | 340-380 | 340 | Tier-1 | 275-680F | 0 | 0.83352 | 0 | 0 | 0 | 0
275-681F | 275 | Tier-1 | 0 | 0 | 0 | 0 | 341-1179 | 341 | Tier-1 | 275-681F | 0 | 0.94129 | 0 | 0 | 0 | 0
276-158R | 276 | Tier-1 | 8.3737 | 6.8847 | 15.2584 | 0 | 350-2073 | 350 | Tier-2 | 276-158R | 8.3737 | 0.24697 | 0 | 6.8847 | 0 | 0
276-228 | 276 | Tier-1 | 8.8549 | 8.8888 | 17.7437 | 0 | 350-2182R | 350 | Tier-2 | 276-228 | 8.8549 | 3.068 | 0 | 8.8888 | 0 | 0
314-816 | 314 | Tier-1 | 0 | 0 | 0 | 0 | 350-2188R | 350 | Tier-2 | 314-816 | 0 | 0 | 0 | 0 | 0 | 0
277-456F | 277 | Tier-1 | 0 | 0 | 0 | 0 | 351-819R | 351 | Tier-2 | 277-456F | 0 | 3.4869 | 0 | 0 | 0 | 0
277-458F | 277 | Tier-1 | 0 | 0 | 0 | 0 | 353-899 | 353 | Tier-2 | 277-458F | 0 | 0.22973 | 0 | 0 | 0 | 0
277-459F | 277 | Tier-1 | 5.0021 | 4.8903 | 9.8924 | 0 | 356-30AE | 356 | Tier-3 | 277-459F | 5.0021 | 3.0182 | 0 | 4.8903 | 0 | 0
277-48 | 277 | Tier-1 | 5.2545 | 4.793 | 10.0475 | 0 | 357-45R | 357 | Tier-3 | 277-48 | 5.2545 | 6.0475 | 0 | 4.793 | 0 | 0
278-22R | 278 | Tier-1 | 8.1903 | 7.3875 | 15.5778 | 0 | 357-750R | 357 | Tier-2 | 278-22R | 8.1903 | 1.271 | 0 | 7.3875 | 0 | 0
315-1150 | 315 | Tier-2 | 0 | 0 | 0 | 0 | 358-1193F | 358 | Tier-3 | 315-1150 | 0 | 0 | 0 | 0 | 0 | 0
278-630 | 278 | Tier-1 | 5.8665 | 4.9604 | 10.8269 | 0 | 358-1241 | 358 | Tier-3 | 278-630 | 5.8665 | 4.7348 | 0 | 4.9604 | 0 | 0
315-1151 | 315 | Tier-2 | 0 | 0 | 0 | 0 | 358-36 | 358 | Tier-3 | 315-1151 | 0 | 1.8455 | 0 | 0 | 0 | 0
315-1191 | 315 | Tier-2 | 0 | 0 | 0 | 0 | 358-665F | 358 | Tier-3 | 315-1191 | 0 | 0 | 0 | 0 | 0 | 0
279-10AE | 279 | Tier-1 | 6.8864 | 6.2322 | 13.1186 | 0 | 358-666F | 358 | Tier-3 | 279-10AE | 6.8864 | 0.33523 | 0 | 6.2322 | 0 | 0
279-11AE | 279 | Tier-1 | 7.1345 | 6.8432 | 13.9777 | 0 | 358-681F | 358 | Tier-3 | 279-11AE | 7.1345 | 0.86742 | 0 | 6.8432 | 0 | 0
315-1193F | 315 | Tier-2 | 0 | 0 | 0 | 0 | 36-239F | 36 | Tier-1 | 315-1193F | 0 | 1.0436 | 0 | 0 | 0 | 0
315-1194F | 315 | Tier-2 | 0 | 0 | 0 | 0 | 36-83F | 36 | Tier-1 | 315-1194F | 0 | 0.70341 | 0 | 0 | 0 | 0
315-484 | 315 | Tier-2 | 0 | 0 | 0 | 0 | 361-685F | 361 | Tier-1 | 315-484 | 0 | 0 | 0 | 0 | 0 | 0
280-24AE | 280 | Tier-2 | 1.6011 | 0.5631 | 2.1642 | 0.5631 | 362-48F | 362 | Tier-1 | 280-24AE | 1.6011 | 6.7777 | 0 | 0.5631 | 0 | 0.5631
280-382AE | 280 | Tier-1 | 2.7218 | 1.8652 | 4.587 | 0 | 363-25 | 363 | Tier-1 | 280-382AE | 2.7218 | 1.2278 | 0 | 1.8652 | 0 | 0
320-1413F | 320 | Tier-1 | 0 | 0 | 0 | 0 | 365-28AE | 365 | Tier-1 | 320-1413F | 0 | 0.014583 | 0 | 0 | 0 | 0
320-1415 | 320 | Tier-1 | 0 | 0 | 0 | 0 | 368-1055 | 368 | Tier-1 | 320-1415 | 0 | 0 | 0 | 0 | 0 | 0
320-1416F | 320 | Tier-1 | 0 | 0 | 0 | 0 | 368-1057F | 368 | Tier-1 | 320-1416F | 0 | 0.0045455 | 0 | 0 | 0 | 0
282-47F | 282 | Tier-1 | 0 | 0 | 0 | 0 | 368-1070 | 368 | Tier-1 | 282-47F | 0 | 0.70663 | 0 | 0 | 0 | 0
321-739 | 321 | Tier-1 | 0 | 0 | 0 | 0 | 368-403F | 368 | Tier-1 | 321-739 | 0 | 0 | 0 | 0 | 0 | 0
321-741 | 321 | Tier-1 | 0.76212 | 0.9023 | 1.6644 | 0 | 368-405 | 368 | Tier-1 | 321-741 | 0.76212 | 0.36534 | 0 | 0.9023 | 0 | 0
282-563F | 282 | Tier-1 | 0.27064 | 0.0373 | 0.30794 | 0 | 369-6F | 369 | Tier-1 | 282-563F | 0.27064 | 1.3742 | 0 | 0.0373 | 0 | 0
282-564F | 282 | Tier-1 | 0 | 0 | 0 | 0 | 374-10F | 374 | Tier-1 | 282-564F | 0 | 0.50739 | 0 | 0 | 0 | 0
282-565F | 282 | Tier-1 | 0.43788 | 0.4131 | 0.85098 | 0 | 376-526 | 376 | Tier-1 | 282-565F | 0.43788 | 5.1261 | 0 | 0.4131 | 0 | 0
322-32R | 322 | Tier-1 | 0.064394 | 0 | 0.064394 | 0 | 38-11 | 38 | Tier-1 | 322-32R | 0.064394 | 0.095076 | 0 | 0 | 0 | 0
283-1357AE | 283 | Tier-3 | 0 | 0 | 0 | 0 | 381-452F | 381 | Tier-1 | 283-1357AE | 0 | 0.094129 | 0 | 0 | 0 | 0
283-1358AE | 283 | Tier-3 | 0 | 0 | 0 | 0 | 381-48 | 381 | Tier-1 | 283-1358AE | 0 | 0.066667 | 0 | 0 | 0 | 0
322-823 | 322 | Tier-1 | 0 | 0 | 0 | 0 | 382-19F | 382 | Tier-1 | 322-823 | 0 | 0 | 0 | 0 | 0 | 0
283-55R | 283 | Tier-3 | 7.0025 | 0.2284 | 7.2309 | 7.2309 | 382-21F | 382 | Tier-1 | 283-55R | 7.0025 | 1.404 | 0.1786 | 0.2284 | 7.0025 | 0.2284
322-824 | 322 | Tier-1 | 0 | 0 | 0 | 0 | 382-28 | 382 | Tier-1 | 322-824 | 0 | 0 | 0 | 0 | 0 | 0
322-828F | 322 | Tier-1 | 0 | 0 | 0 | 0 | 382-32F | 382 | Tier-1 | 322-828F | 0 | 0.0075758 | 0 | 0 | 0 | 0
283-71F | 283 | Tier-3 | 4.5782 | 0.5771 | 5.1553 | 5.1553 | 382-34F | 382 | Tier-1 | 283-71F | 4.5782 | 6.4998 | 1.2411 | 0.5771 | 4.5782 | 0.5771
283-78F | 283 | Tier-3 | 0 | 0 | 0 | 0 | 383-680F | 383 | Tier-2 | 283-78F | 0 | 0.48485 | 0 | 0 | 0 | 0
283-80F | 283 | Tier-3 | 0.033523 | 0 | 0.033523 | 0.033523 | 39-17F | 39 | Tier-1 | 283-80F | 0.033523 | 0.71231 | 0 | 0 | 0.033523 | 0
283-81 | 283 | Tier-3 | 0 | 0 | 0 | 0 | 39-18F | 39 | Tier-1 | 283-81 | 0 | 0.042803 | 0 | 0 | 0 | 0
322-829F | 322 | Tier-1 | 0 | 0 | 0 | 0 | 390-15 | 390 | Tier-1 | 322-829F | 0 | 0.0066288 | 0 | 0 | 0 | 0
283-83F | 283 | Tier-3 | 0 | 0 | 0 | 0 | 390-16F | 390 | Tier-1 | 283-83F | 0 | 0.011932 | 0 | 0 | 0 | 0
283-85F | 283 | Tier-3 | 0 | 0 | 0 | 0 | 390-346AE | 390 | Tier-1 | 283-85F | 0 | 0.0079545 | 0 | 0 | 0 | 0
284-660R | 284 | Tier-1 | 0.21894 | 0 | 0.21894 | 0 | 391-435 | 391 | Tier-1 | 284-660R | 0.21894 | 11.335 | 0 | 0 | 0 | 0
286-1053R | 286 | Tier-1 | 5.4248 | 4.5559 | 9.9807 | 0 | 391-437 | 391 | Tier-1 | 286-1053R | 5.4248 | 5.918 | 0 | 4.5559 | 0 | 0
286-989AE | 286 | Tier-1 | 6.1602 | 4.7223 | 10.8825 | 0 | 394-420F | 394 | Tier-1 | 286-989AE | 6.1602 | 9.3044 | 0 | 4.7223 | 0 | 0
286-990AE | 286 | Tier-1 | 2.429 | 2.1644 | 4.5934 | 0 | 40-1005 | 40 | Tier-1 | 286-990AE | 2.429 | 1.1102 | 0 | 2.1644 | 0 | 0
286-991 | 286 | Tier-1 | 0 | 0 | 0 | 0 | 40-1007F | 40 | Tier-1 | 286-991 | 0 | 0.23485 | 0 | 0 | 0 | 0
287-1116F | 287 | Tier-1 | 0 | 0 | 0 | 0 | 40-1008F | 40 | Tier-1 | 287-1116F | 0 | 1.0087 | 0 | 0 | 0 | 0
322-830F | 322 | Tier-1 | 0 | 0 | 0 | 0 | 40-1031F | 40 | Tier-1 | 322-830F | 0 | 0.0068182 | 0 | 0 | 0 | 0
287-1118 | 287 | Tier-2 | 0.3572 | 0 | 0.3572 | 0 | 401-39R | 401 | Tier-2 | 287-1118 | 0.3572 | 5.3186 | 0 | 0 | 0 | 0
287-1119 | 287 | Tier-1 | 0 | 0 | 0 | 0 | 402-26 | 402 | Tier-1 | 287-1119 | 0 | 7.8441 | 0 | 0 | 0 | 0
323-1117F | 323 | Tier-1 | 0 | 0 | 0 | 0 | 402-28 | 402 | Tier-1 | 323-1117F | 0 | 0.023864 | 0 | 0 | 0 | 0
287-20 | 287 | Tier-1 | 0.66515 | 0 | 0.66515 | 0 | 402-817 | 402 | Tier-1 | 287-20 | 0.66515 | 8.1614 | 0 | 0 | 0 | 0
323-1118 | 323 | Tier-1 | 0 | 0 | 0 | 0 | 403-15F | 403 | Tier-1 | 323-1118 | 0 | 0 | 0 | 0 | 0 | 0
287-23AE | 287 | Tier-1 | 0 | 0 | 0 | 0 | 405-25 | 405 | Tier-1 | 287-23AE | 0 | 3.0407 | 0 | 0 | 0 | 0
287-24AE | 287 | Tier-1 | 0 | 0 | 0 | 0 | 409-38R | 409 | Tier-1 | 287-24AE | 0 | 7.9498 | 0 | 0 | 0 | 0
287-27AE | 287 | Tier-1 | 0 | 0 | 0 | 0 | 410-50R | 410 | Tier-1 | 287-27AE | 0 | 10.1136 | 0 | 0 | 0 | 0
287-28 | 287 | Tier-1 | 0 | 0 | 0 | 0 | 412-23AE | 412 | Tier-1 | 287-28 | 0 | 0.40492 | 0 | 0 | 0 | 0
323-1135 | 323 | Tier-1 | 0 | 0 | 0 | 0 | 415-1237R | 415 | Tier-1 | 323-1135 | 0 | 0 | 0 | 0 | 0 | 0
287-30 | 287 | Tier-1 | 0 | 0 | 0 | 0 | 416-21 | 416 | Tier-1 | 287-30 | 0 | 0.011364 | 0 | 0 | 0 | 0
288-149R | 288 | Tier-2 | 3.6009 | 1.2636 | 4.8645 | 1.2636 | 416-37F | 416 | Tier-1 | 288-149R | 3.6009 | 5.5777 | 2.6095 | 1.2636 | 0 | 1.2636
288-18 | 288 | Tier-1 | 4.7852 | 0.671 | 5.4562 | 0 | 418-1260 | 418 | Tier-1 | 288-18 | 4.7852 | 21.5116 | 2.6335 | 0.671 | 0 | 0
323-473 | 323 | Tier-1 | 0 | 0 | 0 | 0 | 418-25R | 418 | Tier-1 | 323-473 | 0 | 0 | 0 | 0 | 0 | 0
288-2378F | 288 | Tier-2 | 0 | 0 | 0 | 0 | 42-46 | 42 | Tier-1 | 288-2378F | 0 | 4.4062 | 1.1979 | 0 | 0 | 0
288-2379F | 288 | Tier-2 | 0 | 0 | 0 | 0 | 423-33F | 423 | Tier-1 | 288-2379F | 0 | 0.23958 | 0.068561 | 0 | 0 | 0
288-2380F | 288 | Tier-2 | 1.5197 | 0.2235 | 1.7432 | 1.7432 | 423-35F | 423 | Tier-1 | 288-2380F | 1.5197 | 3.9629 | 1.6926 | 0.2235 | 1.5197 | 0.2235
324-41 | 324 | Tier-1 | 0 | 0 | 0 | 0 | 424-32 | 424 | Tier-1 | 324-41 | 0 | 0 | 0 | 0 | 0 | 0
289-1559 | 289 | Tier-1 | 0.30758 | 0.2153 | 0.52288 | 0 | 424-34 | 424 | Tier-1 | 289-1559 | 0.30758 | 0.28788 | 0 | 0.2153 | 0 | 0
289-905AE | 289 | Tier-1 | 2.6644 | 1.9879 | 4.6523 | 0 | 424-77F | 424 | Tier-1 | 289-905AE | 2.6644 | 2.8254 | 0 | 1.9879 | 0 | 0
289-906AE | 289 | Tier-1 | 2.2544 | 1.4794 | 3.7338 | 0 | 425-284F | 425 | Tier-1 | 289-906AE | 2.2544 | 4.3314 | 0 | 1.4794 | 0 | 0
289-907 | 289 | Tier-1 | 2.107 | 2.161 | 4.268 | 0 | 427-102 | 427 | Tier-1 | 289-907 | 2.107 | 4.5919 | 0 | 2.161 | 0 | 0
325-1228 | 325 | Tier-1 | 0 | 0 | 0 | 0 | 427-126F | 427 | Tier-1 | 325-1228 | 0 | 0 | 0 | 0 | 0 | 0
290-29F | 290 | Tier-2 | 0 | 0 | 0 | 0 | 427-140 | 427 | Tier-1 | 290-29F | 0 | 10.2155 | 0 | 0 | 0 | 0
290-30F | 290 | Tier-2 | 0 | 0 | 0 | 0 | 427-141 | 427 | Tier-1 | 290-30F | 0 | 1.5246 | 0 | 0 | 0 | 0
326-25 | 326 | Tier-1 | 0 | 0 | 0 | 0 | 427-141F | 427 | Tier-1 | 326-25 | 0 | 0 | 0 | 0 | 0 | 0
291-1061AE | 291 | Tier-2 | 0 | 0 | 0 | 0 | 40-1006F | 40 | Tier-1 | 291-1061AE | 0 | 7.6699 | 0 | 0 | 0 | 0
329-11 | 329 | Tier-1 | 0 | 0 | 0 | 0 | 40-1026F | 40 | Tier-1 | 329-11 | 0 | 0 | 0 | 0 | 0 | 0
291-23 | 291 | Tier-2 | 0 | 0 | 0 | 0 | 401-684R | 401 | Tier-2 | 291-23 | 0 | 8.8557 | 0 | 0 | 0 | 0
329-217 | 329 | Tier-1 | 0 | 0 | 0 | 0 | 401-692R | 401 | Tier-1 | 329-217 | 0 | 0 | 0 | 0 | 0 | 0
330-44R | 330 | Tier-1 | 0.010227 | 0 | 0.010227 | 0 | 402-25 | 402 | Tier-1 | 330-44R | 0.010227 | 0 | 0 | 0 | 0 | 0
331-43 | 331 | Tier-2 | 0 | 0 | 0 | 0 | 402-27 | 402 | Tier-1 | 331-43 | 0 | 0 | 0 | 0 | 0 | 0
334-43 | 334 | Tier-1 | 0 | 0 | 0 | 0 | 403-10F | 403 | Tier-1 | 334-43 | 0 | 0 | 0 | 0 | 0 | 0
34-238 | 34 | Tier-1 | 0 | 0 | 0 | 0 | 403-12 | 403 | Tier-1 | 34-238 | 0 | 0 | 0 | 0 | 0 | 0
34-239 | 34 | Tier-1 | 0 | 0 | 0 | 0 | 403-8 | 403 | Tier-1 | 34-239 | 0 | 0.0037879 | 0 | 0 | 0 | 0
292-317F | 292 | Tier-2 | 0 | 0 | 0 | 0 | 405-159F | 405 | Tier-1 | 292-317F | 0 | 3.8413 | 0 | 0 | 0 | 0
293-14 | 293 | Tier-1 | 0 | 0 | 0 | 0 | 405-160F | 405 | Tier-1 | 293-14 | 0 | 0.26098 | 0 | 0 | 0 | 0
34-240 | 34 | Tier-1 | 0 | 0 | 0 | 0 | 41-43 | 41 | Tier-1 | 34-240 | 0 | 0.0037879 | 0 | 0 | 0 | 0
293-20AE | 293 | Tier-1 | 0 | 0 | 0 | 0 | 411-1873R | 411 | Tier-2 | 293-20AE | 0 | 7.0379 | 0 | 0 | 0 | 0
34-242 | 34 | Tier-1 | 0 | 0 | 0 | 0 | 411-30R | 411 | Tier-3 | 34-242 | 0 | 0.12405 | 0 | 0 | 0 | 0
293-25F | 293 | Tier-1 | 0 | 0 | 0 | 0 | 411-47R | 411 | Tier-2 | 293-25F | 0 | 2.8597 | 0 | 0 | 0 | 0
293-26F | 293 | Tier-1 | 0 | 0 | 0 | 0 | 416-38 | 416 | Tier-1 | 293-26F | 0 | 1.0854 | 0 | 0 | 0 | 0
293-27F | 293 | Tier-1 | 0 | 0 | 0 | 0 | 417-21R | 417 | Tier-1 | 293-27F | 0 | 1.6379 | 0 | 0 | 0 | 0
34-75F | 34 | Tier-1 | 0 | 0 | 0 | 0 | 423-32 | 423 | Tier-1 | 34-75F | 0 | 0.61326 | 0 | 0 | 0 | 0
34-77 | 34 | Tier-1 | 0 | 0 | 0 | 0 | 423-34F | 423 | Tier-1 | 34-77 | 0 | 0 | 0 | 0 | 0 | 0
294-43F | 294 | Tier-1 | 0 | 0 | 0 | 0 | 424-33 | 424 | Tier-1 | 294-43F | 0 | 2.7186 | 0.13258 | 0 | 0 | 0
294-590F | 294 | Tier-1 | 0 | 0 | 0 | 0 | 425-283 | 425 | Tier-1 | 294-590F | 0 | 1.7087 | 0.92159 | 0 | 0 | 0
34-80 | 34 | Tier-1 | 0 | 0 | 0 | 0 | 427-101AE | 427 | Tier-1 | 34-80 | 0 | 0 | 0 | 0 | 0 | 0
294-592F | 294 | Tier-1 | 0 | 0 | 0 | 0 | 427-127 | 427 | Tier-1 | 294-592F | 0 | 4.1913 | 2.1241 | 0 | 0 | 0
295-1201F | 295 | Tier-1 | 0.16193 | 0 | 0.16193 | 0 | 427-140F | 427 | Tier-1 | 295-1201F | 0.16193 | 0.70322 | 0 | 0 | 0 | 0
34-81F | 34 | Tier-1 | 0 | 0 | 0 | 0 | 427-214F | 427 | Tier-1 | 34-81F | 0 | 0.2464 | 0 | 0 | 0 | 0
295-1203F | 295 | Tier-2 | 0.27273 | 0.2153 | 0.48803 | 0.2153 | 427-215F | 427 | Tier-1 | 295-1203F | 0.27273 | 20.5938 | 0 | 0.2153 | 0 | 0.2153
340-1070 | 340 | Tier-1 | 0 | 0 | 0 | 0 | 427-216F | 427 | Tier-1 | 340-1070 | 0 | 0 | 0 | 0 | 0 | 0
340-380 | 340 | Tier-1 | 0 | 0 | 0 | 0 | 427-228 | 427 | Tier-1 | 340-380 | 0 | 0 | 0 | 0 | 0 | 0
295-521AE | 295 | Tier-1 | 0 | 0 | 0 | 0 | 427-230F | 427 | Tier-1 | 295-521AE | 0 | 1.333 | 0 | 0 | 0 | 0
296-10AE | 296 | Tier-1 | 0 | 0 | 0 | 0 | 427-234 | 427 | Tier-1 | 296-10AE | 0 | 0.0056818 | 0.10133 | 0 | 0 | 0
341-1154 | 341 | Tier-1 | 0 | 0 | 0 | 0 | 428-121 | 428 | Tier-1 | 341-1154 | 0 | 0 | 0 | 0 | 0 | 0
296-2652F | 296 | Tier-2 | 0 | 0 | 0 | 0 | 428-131 | 428 | Tier-1 | 296-2652F | 0 | 5.889 | 0.62822 | 0 | 0 | 0
296-2653F | 296 | Tier-1 | 0 | 0 | 0 | 0 | 428-131F | 428 | Tier-1 | 296-2653F | 0 | 0.49072 | 0.018939 | 0 | 0 | 0
341-1177 | 341 | Tier-1 | 0 | 0 | 0 | 0 | 428-135 | 428 | Tier-1 | 341-1177 | 0 | 0 | 0 | 0 | 0 | 0
296-66F | 296 | Tier-2 | 0.12311 | 0.0214 | 0.14451 | 0.0214 | 428-139 | 428 | Tier-1 | 296-66F | 0.12311 | 2.5714 | 0.47027 | 0.0214 | 0 | 0.0214
342-513 | 342 | Tier-1 | 0 | 0 | 0 | 0 | 428-80 | 428 | Tier-1 | 342-513 | 0 | 0 | 0 | 0 | 0 | 0
296-68F | 296 | Tier-2 | 0.53958 | 0.3875 | 0.92708 | 0.91212 | 429-93F | 429 | Tier-1 | 296-68F | 0.53958 | 7.6167 | 1.4934 | 0.3875 | 0.52462 | 0.3875
343-17 | 343 | Tier-1 | 0 | 0 | 0 | 0 | 429-94 | 429 | Tier-1 | 343-17 | 0 | 0 | 0 | 0 | 0 | 0
343-18F | 343 | Tier-1 | 0 | 0 | 0 | 0 | 43-442 | 43 | Tier-1 | 343-18F | 0 | 0.09053 | 0 | 0 | 0 | 0
35-1 | 35 | Tier-1 | 0 | 0 | 0 | 0 | 432-23 | 432 | Tier-1 | 35-1 | 0 | 0 | 0 | 0 | 0 | 0
35-296 | 35 | Tier-1 | 0 | 0 | 0 | 0 | 433-295 | 433 | Tier-1 | 35-296 | 0 | 0 | 0 | 0 | 0 | 0
350-2073 | 350 | Tier-2 | 0 | 0 | 0 | 0 | 435-1342F | 435 | Tier-1 | 350-2073 | 0 | 0.057197 | 0 | 0 | 0 | 0
297-827AE | 297 | Tier-1 | 0 | 0 | 0 | 0 | 436-1040 | 436 | Tier-2 | 297-827AE | 0 | 2.9411 | 2.025 | 0 | 0 | 0
297-828AE | 297 | Tier-1 | 1.4936 | 0.2777 | 1.7713 | 0 | 436-112 | 436 | Tier-1 | 297-828AE | 1.4936 | 6.014 | 3.3208 | 0.2777 | 0 | 0
298-383AE | 298 | Tier-1 | 0 | 0 | 0 | 0 | 436-316F | 436 | Tier-1 | 298-383AE | 0 | 3.9182 | 0 | 0 | 0 | 0
298-384 | 298 | Tier-1 | 0.022348 | 0 | 0.022348 | 0 | 438-562 | 438 | Tier-1 | 298-384 | 0.022348 | 4.2489 | 0 | 0 | 0 | 0
350-2182R | 350 | Tier-2 | 0.34848 | 0.0638 | 0.41228 | 0.41229 | 439-43F | 439 | Tier-1 | 350-2182R | 0.34848 | 0 | 0 | 0.0638 | 0.34848 | 0.0638
298-42R | 298 | Tier-1 | 1.3672 | 0.885 | 2.2522 | 0 | 44-1099F | 44 | Tier-1 | 298-42R | 1.3672 | 1.6515 | 0 | 0.885 | 0 | 0
299-1009 | 299 | Tier-1 | 0 | 0 | 0 | 0 | 44-1102 | 44 | Tier-1 | 299-1009 | 0 | 0.2392 | 0 | 0 | 0 | 0
353-594F | 353 | Tier-2 | 1.221 | 0 | 1.221 | 1.221 | 44-1103F | 44 | Tier-1 | 353-594F | 1.221 | 0.065909 | 0 | 0 | 1.221 | 0
299-1011 | 299 | Tier-1 | 2.8142 | 1.3888 | 4.203 | 0 | 442-46R | 442 | Tier-3 | 299-1011 | 2.8142 | 7.4229 | 0 | 1.3888 | 0 | 0
353-595 | 353 | Tier-2 | 0 | 0 | 0 | 0 | 442-784 | 442 | Tier-3 | 353-595 | 0 | 0 | 0 | 0 | 0 | 0
353-899 | 353 | Tier-2 | 0 | 0 | 0 | 0 | 444-15R | 444 | Tier-2 | 353-899 | 0 | 0 | 0 | 0 | 0 | 0
299-1154F | 299 | Tier-1 | 0 | 0 | 0 | 0 | 445-1315 | 445 | Tier-2 | 299-1154F | 0 | 0.19905 | 0 | 0 | 0 | 0
299-814AE | 299 | Tier-1 | 2.1013 | 0.7955 | 2.8968 | 0 | 445-1317 | 445 | Tier-2 | 299-814AE | 2.1013 | 3.9174 | 0 | 0.7955 | 0 | 0
299-815 | 299 | Tier-1 | 2.2472 | 1.0121 | 3.2593 | 0 | 445-1325F | 445 | Tier-2 | 299-815 | 2.2472 | 4.8174 | 0 | 1.0121 | 0 | 0
355-6R | 355 | Tier-2 | 1.2307 | 0.493 | 1.7237 | 1.7237 | 445-1376F | 445 | Tier-2 | 355-6R | 1.2307 | 2.2172 | 0 | 0.493 | 1.2307 | 0.493
357-1147R | 357 | Tier-2 | 0.74356 | 0.2131 | 0.95666 | 0.95666 | 445-17R | 445 | Tier-2 | 357-1147R | 0.74356 | 0 | 0 | 0.2131 | 0.74356 | 0.2131
300-484F | 300 | Tier-2 | 8.7379 | 1.7182 | 10.4561 | 10.4561 | 445-894R | 445 | Tier-2 | 300-484F | 8.7379 | 3.5458 | 2.0652 | 1.7182 | 8.7379 | 1.7182
357-1299R | 357 | Tier-3 | 2.6642 | 0.089 | 2.7532 | 2.7532 | 445-897R | 445 | Tier-2 | 357-1299R | 2.6642 | 0.10985 | 0 | 0.089 | 2.6642 | 0.089
303-188 | 303 | Tier-1 | 0 | 0 | 0 | 0 | 448-1234R | 448 | Tier-3 | 303-188 | 0 | 0.30644 | 0 | 0 | 0 | 0
303-189AE | 303 | Tier-1 | 4.6581 | 3.3894 | 8.0475 | 0 | 448-735R | 448 | Tier-3 | 303-189AE | 4.6581 | 14.9225 | 0 | 3.3894 | 0 | 0
303-487AE | 303 | Tier-1 | 1.1284 | 0.6972 | 1.8256 | 0 | 449-13R | 449 | Tier-3 | 303-487AE | 1.1284 | 9.9481 | 0 | 0.6972 | 0 | 0
304-1551 | 304 | Tier-1 | 0 | 0 | 0 | 0 | 45-16 | 45 | Tier-1 | 304-1551 | 0 | 15.9509 | 0 | 0 | 0 | 0
357-2046 | 357 | Tier-2 | 0 | 0 | 0 | 0 | 450-1852 | 450 | Tier-2 | 357-2046 | 0 | 0 | 0 | 0 | 0 | 0
304-921AE | 304 | Tier-1 | 0 | 0 | 0 | 0 | 450-1854 | 450 | Tier-2 | 304-921AE | 0 | 16.5564 | 0 | 0 | 0 | 0
304-922AE | 304 | Tier-1 | 0 | 0 | 0 | 0 | 452-1404F | 452 | Tier-2 | 304-922AE | 0 | 2.5394 | 0 | 0 | 0 | 0
357-2047F | 357 | Tier-2 | 0.29792 | 0.1977 | 0.49562 | 0.49562 | 452-1405 | 452 | Tier-2 | 357-2047F | 0.29792 | 1.403 | 0 | 0.1977 | 0.29792 | 0.1977
304-998F | 304 | Tier-1 | 0 | 0 | 0 | 0 | 452-37AE | 452 | Tier-1 | 304-998F | 0 | 2.5561 | 0 | 0 | 0 | 0
304-999F | 304 | Tier-1 | 0 | 0 | 0 | 0 | 452-38AE | 452 | Tier-2 | 304-999F | 0 | 4.5027 | 0 | 0 | 0 | 0
305-32R | 305 | Tier-1 | 6.4379 | 0.6269 | 7.0648 | 0 | 454-1814 | 454 | Tier-2 | 305-32R | 6.4379 | 12.5456 | 1.4057 | 0.6269 | 0 | 0
305-35R | 305 | Tier-1 | 5.246 | 0.2788 | 5.5248 | 0 | 454-53F | 454 | Tier-2 | 305-35R | 5.246 | 3.5765 | 0.5339 | 0.2788 | 0 | 0
306-2246 | 306 | Tier-2 | 0 | 0 | 0 | 0 | 458-34 | 458 | Tier-1 | 306-2246 | 0 | 14.0932 | 1.9059 | 0 | 0 | 0
358-1175F | 358 | Tier-2 | 0.28523 | 0.1903 | 0.47553 | 0.47553 | 46-1 | 46 | Tier-1 | 358-1175F | 0.28523 | 0.17102 | 0 | 0.1903 | 0.28523 | 0.1903
358-1193F | 358 | Tier-3 | 0 | 0 | 0 | 0 | 46-6F | 46 | Tier-1 | 358-1193F | 0 | 1.0748 | 0 | 0 | 0 | 0
306-2258F | 306 | Tier-1 | 0 | 0 | 0 | 0 | 460-330 | 460 | Tier-1 | 306-2258F | 0 | 11.9246 | 2.1545 | 0 | 0 | 0
358-1240F | 358 | Tier-3 | 0 | 0 | 0 | 0 | 461-24F | 461 | Tier-1 | 358-1240F | 0 | 0.078598 | 0 | 0 | 0 | 0
306-961 | 306 | Tier-1 | 0.17841 | 0.0811 | 0.25951 | 0 | 462-1025F | 462 | Tier-1 | 306-961 | 0.17841 | 5.6167 | 0.27008 | 0.0811 | 0 | 0
307-1492R | 307 | Tier-2 | 0.99792 | 0.5464 | 1.5443 | 0.5464 | 462-1036 | 462 | Tier-1 | 307-1492R | 0.99792 | 5.0248 | 0.67443 | 0.5464 | 0 | 0.5464
307-1538F | 307 | Tier-2 | 2.1735 | 0.0438 | 2.2173 | 2.2173 | 462-1520 | 462 | Tier-1 | 307-1538F | 2.1735 | 15.1597 | 2.3583 | 0.0438 | 2.1735 | 0.0438
358-1241 | 358 | Tier-3 | 0 | 0 | 0 | 0 | 463-1136F | 463 | Tier-2 | 358-1241 | 0 | 0 | 0 | 0 | 0 | 0
358-36 | 358 | Tier-3 | 0 | 0 | 0 | 0 | 463-1137F | 463 | Tier-2 | 358-36 | 0 | 0 | 0 | 0 | 0 | 0
307-234R | 307 | Tier-2 | 4.5011 | 0.1383 | 4.6394 | 4.1559 | 463-227F | 463 | Tier-1 | 307-234R | 4.5011 | 16.6392 | 1.3797 | 0.1383 | 4.0176 | 0.1383
308-464 | 308 | Tier-1 | 2.0881 | 1.6379 | 3.726 | 0 | 467-7 | 467 | Tier-1 | 308-464 | 2.0881 | 4.1129 | 0.52273 | 1.6379 | 0 | 0
358-662 | 358 | Tier-3 | 0 | 0 | 0 | 0 | 467-8 | 467 | Tier-1 | 358-662 | 0 | 0 | 0 | 0 | 0 | 0
308-484AE | 308 | Tier-1 | 2.3366 | 2.5381 | 4.8747 | 0 | 467-8F | 467 | Tier-1 | 308-484AE | 2.3366 | 1.8555 | 1.2665 | 2.5381 | 0 | 0
308-485AE | 308 | Tier-2 | 0.93239 | 0.7398 | 1.6722 | 0.7398 | 467-9F | 467 | Tier-1 | 308-485AE | 0.93239 | 2.1337 | 0.79602 | 0.7398 | 0 | 0.7398
308-486AE | 308 | Tier-2 | 1.8949 | 1.7369 | 3.6318 | 1.7369 | 468-17F | 468 | Tier-1 | 308-486AE | 1.8949 | 3.8144 | 2.6697 | 1.7369 | 0 | 1.7369
308-563AE | 308 | Tier-2 | 0.71288 | 0.2795 | 0.99238 | 0.78689 | 468-18 | 468 | Tier-1 | 308-563AE | 0.71288 | 2.593 | 1.6051 | 0.2795 | 0.50739 | 0.2795
358-679 | 358 | Tier-3 | 0 | 0 | 0 | 0 | 468-5 | 468 | Tier-1 | 358-679 | 0 | 0 | 0 | 0 | 0 | 0
36-231 | 36 | Tier-1 | 0 | 0 | 0 | 0 | 471-37F | 471 | Tier-1 | 36-231 | 0 | 0 | 0 | 0 | 0 | 0
309-15F | 309 | Tier-1 | 4.058 | 4.6672 | 8.7252 | 0 | 471-38F | 471 | Tier-1 | 309-15F | 4.058 | 4.2644 | 0 | 4.6672 | 0 | 0
36-234 | 36 | Tier-1 | 0 | 0 | 0 | 0 | 475-761 | 475 | Tier-1 | 36-234 | 0 | 0.084091 | 0 | 0 | 0 | 0
310-1192F | 310 | Tier-1 | 4.6489 | 4.5159 | 9.1648 | 0 | 477-10 | 477 | Tier-1 | 310-1192F | 4.6489 | 3.4763 | 0 | 4.5159 | 0 | 0
310-1193F | 310 | Tier-1 | 0 | 0 | 0 | 0 | 477-36 | 477 | Tier-1 | 310-1193F | 0 | 1.4515 | 0 | 0 | 0 | 0
310-1194F | 310 | Tier-1 | 0.14867 | 0.0544 | 0.20307 | 0 | 481-43F | 481 | Tier-1 | 310-1194F | 0.14867 | 2.4481 | 0 | 0.0544 | 0 | 0
36-235 | 36 | Tier-1 | 0 | 0 | 0 | 0 | 482-939F | 482 | Tier-1 | 36-235 | 0 | 0.099242 | 0 | 0 | 0 | 0
310-33F | 310 | Tier-1 | 0 | 0 | 0 | 0 | 486-55AE | 486 | Tier-2 | 310-33F | 0 | 2.5246 | 0 | 0 | 0 | 0
36-236 | 36 | Tier-1 | 0 | 0 | 0 | 0 | 486-61R | 486 | Tier-1 | 36-236 | 0 | 0 | 0 | 0 | 0 | 0
310-35F | 310 | Tier-1 | 0 | 0 | 0 | 0 | 486-91 | 486 | Tier-1 | 310-35F | 0 | 6.7981 | 0 | 0 | 0 | 0
310-456AE | 310 | Tier-1 | 0 | 0 | 0 | 0 | 489-33 | 489 | Tier-1 | 310-456AE | 0 | 2.9004 | 0 | 0 | 0 | 0
36-237F | 36 | Tier-1 | 0 | 0 | 0 | 0 | 490-22 | 490 | Tier-1 | 36-237F | 0 | 0.24962 | 0 | 0 | 0 | 0
36-238 | 36 | Tier-1 | 0 | 0 | 0 | 0 | 490-23 | 490 | Tier-1 | 36-238 | 0 | 0 | 0 | 0 | 0 | 0
310-719F | 310 | Tier-1 | 1.6458 | 1.5663 | 3.2121 | 0 | 492-14R | 492 | Tier-1 | 310-719F | 1.6458 | 2.5831 | 0 | 1.5663 | 0 | 0
310-9R | 310 | Tier-1 | 0.82102 | 0.7108 | 1.5318 | 0 | 492-343R | 492 | Tier-1 | 310-9R | 0.82102 | 0.84735 | 0 | 0.7108 | 0 | 0
36-239F | 36 | Tier-1 | 0 | 0 | 0 | 0 | 493-478R | 493 | Tier-1 | 36-239F | 0 | 0.094129 | 0 | 0 | 0 | 0
311-1161F | 311 | Tier-1 | 0 | 0 | 0 | 0 | 496-21 | 496 | Tier-1 | 311-1161F | 0 | 1.0655 | 0 | 0 | 0 | 0
36-79 | 36 | Tier-1 | 0 | 0 | 0 | 0 | 502-10 | 502 | Tier-1 | 36-79 | 0 | 0 | 0 | 0 | 0 | 0
311-1163F | 311 | Tier-2 | 0.52064 | 0.1356 | 0.65624 | 0.65624 | 502-717 | 502 | Tier-1 | 311-1163F | 0.52064 | 0.38939 | 0 | 0.1356 | 0.52064 | 0.1356
311-1199 | 311 | Tier-2 | 0.4125 | 0.0256 | 0.4381 | 0.4381 | 504-287R | 504 | Tier-2 | 311-1199 | 0.4125 | 0.94943 | 0 | 0.0256 | 0.4125 | 0.0256
311-14R | 311 | Tier-2 | 0.57898 | 0.1744 | 0.75338 | 0.75338 | 506-159 | 506 | Tier-1 | 311-14R | 0.57898 | 16.6491 | 0 | 0.1744 | 0.57898 | 0.1744
311-43 | 311 | Tier-2 | 2.0208 | 2.1313 | 4.1521 | 4.0256 | 506-160AE | 506 | Tier-1 | 311-43 | 2.0208 | 6.3004 | 0 | 2.1313 | 1.8943 | 2.1313
36-81F | 36 | Tier-1 | 0 | 0 | 0 | 0 | 507-1606 | 507 | Tier-1 | 36-81F | 0 | 0.18598 | 0 | 0 | 0 | 0
36-82F | 36 | Tier-1 | 0 | 0 | 0 | 0 | 508-1023 | 508 | Tier-1 | 36-82F | 0 | 0.014583 | 0 | 0 | 0 | 0
312-14F | 312 | Tier-2 | 0.3303 | 0.5352 | 0.8655 | 0.85906 | 508-1024F | 508 | Tier-1 | 312-14F | 0.3303 | 16.9295 | 0 | 0.5352 | 0.32386 | 0.5352
36-83F | 36 | Tier-1 | 0 | 0 | 0 | 0 | 509-1227R | 509 | Tier-1 | 36-83F | 0 | 0.021402 | 0 | 0 | 0 | 0
36-84F | 36 | Tier-1 | 0 | 0 | 0 | 0 | 51-41 | 51 | Tier-1 | 36-84F | 0 | 0.082008 | 0 | 0 | 0 | 0
361-684F | 361 | Tier-1 | 0.31534 | 0 | 0.31534 | 0 | 51-42F | 51 | Tier-1 | 361-684F | 0.31534 | 0.18958 | 0 | 0 | 0 | 0
312-26F | 312 | Tier-1 | 0 | 0 | 0 | 0 | 51-43F | 51 | Tier-1 | 312-26F | 0 | 2.1693 | 0 | 0 | 0 | 0
361-687 | 361 | Tier-1 | 0 | 0 | 0 | 0 | 51-44F | 51 | Tier-1 | 361-687 | 0 | 0 | 0 | 0 | 0 | 0
312-40F | 312 | Tier-2 | 0.040152 | 0.0492 | 0.089352 | 0.0492 | 511-1339 | 511 | Tier-1 | 312-40F | 0.040152 | 0.52992 | 0 | 0.0492 | 0 | 0.0492
312-41F | 312 | Tier-2 | 0 | 0 | 0 | 0 | 512-300F | 512 | Tier-1 | 312-41F | 0 | 0.32027 | 0 | 0 | 0 | 0
362-37 | 362 | Tier-1 | 0 | 0 | 0 | 0 | 512-49 | 512 | Tier-1 | 362-37 | 0 | 0 | 0 | 0 | 0 | 0
362-46 | 362 | Tier-1 | 0 | 0 | 0 | 0 | 513-45F | 513 | Tier-1 | 362-46 | 0 | 0 | 0 | 0 | 0 | 0
313-548AE | 313 | Tier-1 | 0.069697 | 0.0528 | 0.1225 | 0 | 515-423 | 515 | Tier-1 | 313-548AE | 0.069697 | 0.99053 | 0 | 0.0528 | 0 | 0
313-549AE | 313 | Tier-1 | 0 | 0 | 0 | 0 | 515-50 | 515 | Tier-1 | 313-549AE | 0 | 0.53826 | 0 | 0 | 0 | 0
313-550AE | 313 | Tier-1 | 0.86572 | 0.4676 | 1.3333 | 0 | 518-40 | 518 | Tier-1 | 313-550AE | 0.86572 | 1.5409 | 0 | 0.4676 | 0 | 0
366-34 | 366 | Tier-1 | 0 | 0 | 0 | 0 | 52-15 | 52 | Tier-1 | 366-34 | 0 | 0 | 0 | 0 | 0 | 0
313-920F | 313 | Tier-1 | 0.4197 | 0.3314 | 0.7511 | 0 | 520-1527R | 520 | Tier-3 | 313-920F | 0.4197 | 0.81648 | 0 | 0.3314 | 0 | 0
313-921F | 313 | Tier-1 | 0.23902 | 0.0822 | 0.32122 | 0 | 520-1904 | 520 | Tier-3 | 313-921F | 0.23902 | 1.4987 | 0 | 0.0822 | 0 | 0
313-922F | 313 | Tier-1 | 0 | 0 | 0 | 0 | 520-22R | 520 | Tier-2 | 313-922F | 0 | 0.8483 | 0 | 0 | 0 | 0
313-923F | 313 | Tier-1 | 1.4034 | 1.1356 | 2.539 | 0 | 520-46 | 520 | Tier-2 | 313-923F | 1.4034 | 2.435 | 0 | 1.1356 | 0 | 0
366-36F | 366 | Tier-1 | 0 | 0 | 0 | 0 | 521-1835 | 521 | Tier-3 | 366-36F | 0 | 0.0051136 | 0 | 0 | 0 | 0
368-1055 | 368 | Tier-1 | 0 | 0 | 0 | 0 | 522-34 | 522 | Tier-2 | 368-1055 | 0 | 0 | 0 | 0 | 0 | 0
368-1057F | 368 | Tier-1 | 0.94186 | 0.3072 | 1.2491 | 0 | 523-31AE | 523 | Tier-2 | 368-1057F | 0.94186 | 0.091667 | 0 | 0.3072 | 0 | 0
314-13F | 314 | Tier-1 | 0.47273 | 0 | 0.47273 | 0 | 524-69R | 524 | Tier-3 | 314-13F | 0.47273 | 1.9398 | 0 | 0 | 0 | 0
314-43F | 314 | Tier-1 | 0 | 0 | 0 | 0 | 528-210 | 528 | Tier-1 | 314-43F | 0 | 7.3013 | 0 | 0 | 0 | 0
314-44F | 314 | Tier-1 | 0 | 0 | 0 | 0 | 528-212F | 528 | Tier-1 | 314-44F | 0 | 1.696 | 0 | 0 | 0 | 0
368-403F | 368 | Tier-1 | 0.20057 | 0.2233 | 0.42387 | 0 | 53-49 | 53 | Tier-1 | 368-403F | 0.20057 | 0.080492 | 0 | 0.2233 | 0 | 0
314-814F | 314 | Tier-1 | 0 | 0 | 0 | 0 | 532-1294F | 532 | Tier-1 | 314-814F | 0 | 5.4356 | 0 | 0 | 0 | 0
368-405 | 368 | Tier-1 | 0 | 0 | 0 | 0 | 534-1078 | 534 | Tier-1 | 368-405 | 0 | 0 | 0 | 0 | 0 | 0
369-207 | 369 | Tier-1 | 0 | 0 | 0 | 0 | 534-1079F | 534 | Tier-1 | 369-207 | 0 | 0 | 0 | 0 | 0 | 0
369-209F | 369 | Tier-1 | 0 | 0 | 0 | 0 | 534-346 | 534 | Tier-2 | 369-209F | 0 | 0.11572 | 0 | 0 | 0 | 0
369-6F | 369 | Tier-1 | 0 | 0 | 0 | 0 | 535-1119 | 535 | Tier-1 | 369-6F | 0 | 0.11686 | 0 | 0 | 0 | 0
315-1192F | 315 | Tier-2 | 0.39659 | 0 | 0.39659 | 0.39659 | 540-38 | 540 | Tier-2 | 315-1192F | 0.39659 | 0.10227 | 0 | 0 | 0.39659 | 0
369-7 | 369 | Tier-1 | 0 | 0 | 0 | 0 | 543-354F | 543 | Tier-2 | 369-7 | 0 | 0 | 0 | 0 | 0 | 0
37-20 | 37 | Tier-1 | 0 | 0 | 0 | 0 | 543-359 | 543 | Tier-1 | 37-20 | 0 | 0 | 0 | 0 | 0 | 0
37-8 | 37 | Tier-1 | 0 | 0 | 0 | 0 | 545-43AE | 545 | Tier-1 | 37-8 | 0 | 0.020833 | 0 | 0 | 0 | 0
315-485AE | 315 | Tier-2 | 1.5218 | 0.1227 | 1.6445 | 1.6445 | 545-45AE | 545 | Tier-1 | 315-485AE | 1.5218 | 9.2831 | 0 | 0.1227 | 1.5218 | 0.1227
315-486 | 315 | Tier-2 | 0 | 0 | 0 | 0 | 545-47F | 545 | Tier-1 | 315-486 | 0 | 4.8714 | 0 | 0 | 0 | 0
374-708R | 374 | Tier-1 | 1.0019 | 0.5316 | 1.5335 | 0 | 546-14R | 546 | Tier-1 | 374-708R | 1.0019 | 1.104 | 0 | 0.5316 | 0 | 0
320-1414 | 320 | Tier-1 | 1.7297 | 1.9909 | 3.7206 | 0 | 548-18F | 548 | Tier-1 | 320-1414 | 1.7297 | 23.3642 | 0 | 1.9909 | 0 | 0
374-8 | 374 | Tier-1 | 0 | 0 | 0 | 0 | 551-19 | 551 | Tier-1 | 374-8 | 0 | 0 | 0 | 0 | 0 | 0
38-434F | 38 | Tier-1 | 0 | 0 | 0 | 0 | 555-22F | 555 | Tier-1 | 38-434F | 0 | 0.12595 | 0 | 0 | 0 | 0
321-1332R | 321 | Tier-1 | 2.8138 | 1.8939 | 4.7077 | 0 | 555-24F | 555 | Tier-1 | 321-1332R | 2.8138 | 3.5987 | 0 | 1.8939 | 0 | 0
321-646 | 321 | Tier-1 | 1.2214 | 0.7032 | 1.9246 | 0 | 557-824 | 557 | Tier-1 | 321-646 | 1.2214 | 1.1756 | 0 | 0.7032 | 0 | 0
38-435F | 38 | Tier-1 | 0 | 0 | 0 | 0 | 558-301R | 558 | Tier-1 | 38-435F | 0 | 0.056061 | 0 | 0 | 0 | 0
321-740AE | 321 | Tier-1 | 2.8839 | 2.7741 | 5.658 | 0 | 56-28 | 56 | Tier-1 | 321-740AE | 2.8839 | 1.9854 | 0 | 2.7741 | 0 | 0
38-436 | 38 | Tier-1 | 0 | 0 | 0 | 0 | 56-670F | 56 | Tier-1 | 38-436 | 0 | 0 | 0 | 0 | 0 | 0
381-445 | 381 | Tier-1 | 0 | 0 | 0 | 0 | 560-29F | 560 | Tier-1 | 381-445 | 0 | 0 | 0 | 0 | 0 | 0
322-821F | 322 | Tier-1 | 5.6044 | 6.9597 | 12.5641 | 0 | 560-46F | 560 | Tier-1 | 322-821F | 5.6044 | 9.1449 | 0 | 6.9597 | 0 | 0
322-822F | 322 | Tier-1 | 0.46686 | 0.6691 | 1.136 | 0 | 560-48F | 560 | Tier-1 | 322-822F | 0.46686 | 1.4777 | 0 | 0.6691 | 0 | 0
381-450F | 381 | Tier-1 | 0.24375 | 0 | 0.24375 | 0 | 561-14 | 561 | Tier-1 | 381-450F | 0.24375 | 0.21951 | 0 | 0 | 0 | 0
381-452F | 381 | Tier-1 | 0 | 0 | 0 | 0 | 563-37F | 563 | Tier-1 | 381-452F | 0 | 0.32311 | 0 | 0 | 0 | 0
381-47 | 381 | Tier-1 | 0 | 0 | 0 | 0 | 563-675F | 563 | Tier-1 | 381-47 | 0 | 0 | 0 | 0 | 0 | 0
382-22 | 382 | Tier-1 | 0 | 0 | 0 | 0 | 564-1923 | 564 | Tier-1 | 382-22 | 0 | 0 | 0 | 0 | 0 | 0
382-28 | 382 | Tier-1 | 0 | 0 | 0 | 0 | 565-248 | 565 | Tier-1 | 382-28 | 0 | 0 | 0 | 0 | 0 | 0
323-1116F | 323 | Tier-1 | 0 | 0 | 0 | 0 | 565-78 | 565 | Tier-1 | 323-1116F | 0 | 4.9538 | 0 | 0 | 0 | 0
382-32F | 382 | Tier-1 | 0 | 0 | 0 | 0 | 565-79AE | 565 | Tier-1 | 382-32F | 0 | 0.022348 | 0 | 0 | 0 | 0
382-34F | 382 | Tier-1 | 0 | 0 | 0 | 0 | 566-44AE | 566 | Tier-1 | 382-34F | 0 | 0.022348 | 0 | 0 | 0 | 0
323-1119F | 323 | Tier-1 | 0 | 0 | 0 | 0 | 57-1294 | 57 | Tier-1 | 323-1119F | 0 | 1.0705 | 0 | 0 | 0 | 0
323-1133F | 323 | Tier-1 | 0 | 0 | 0 | 0 | 57-1296F | 57 | Tier-1 | 323-1133F | 0 | 1.4689 | 0 | 0 | 0 | 0
323-1134F | 323 | Tier-1 | 0.7358 | 0.3807 | 1.1165 | 0 | 571-42F | 571 | Tier-1 | 323-1134F | 0.7358 | 4.5085 | 0 | 0.3807 | 0 | 0
382-390 | 382 | Tier-1 | 0 | 0 | 0 | 0 | 575-22F | 575 | Tier-1 | 382-390 | 0 | 0 | 0 | 0 | 0 | 0
323-471 | 323 | Tier-1 | 5.2117 | 4.3059 | 9.5176 | 0 | 575-24F | 575 | Tier-1 | 323-471 | 5.2117 | 7.9754 | 0 | 4.3059 | 0 | 0
323-472AE | 323 | Tier-1 | 1.2835 | 0.9625 | 2.246 | 0 | 575-25F | 575 | Tier-1 | 323-472AE | 1.2835 | 0.77784 | 0 | 0.9625 | 0 | 0
383-1174 | 383 | Tier-1 | 0 | 0 | 0 | 0 | 576-201F | 576 | Tier-2 | 383-1174 | 0 | 0 | 0 | 0 | 0 | 0
383-678 | 383 | Tier-1 | 0 | 0 | 0 | 0 | 577-194F | 577 | Tier-2 | 383-678 | 0 | 0 | 0 | 0 | 0 | 0
384-14 | 384 | Tier-1 | 0 | 0 | 0 | 0 | 577-199 | 577 | Tier-2 | 384-14 | 0 | 0 | 0 | 0 | 0 | 0
324-42F | 324 | Tier-1 | 0 | 0 | 0 | 0 | 578-227AE | 578 | Tier-1 | 324-42F | 0 | 3.4519 | 0 | 0 | 0 | 0
324-44F | 324 | Tier-1 | 0 | 0 | 0 | 0 | 579-32AE | 579 | Tier-1 | 324-44F | 0 | 2.1294 | 0 | 0 | 0 | 0
325-1220R | 325 | Tier-1 | 10.7873 | 10.9025 | 21.6898 | 0 | 579-350F | 579 | Tier-1 | 325-1220R | 10.7873 | 7.71 | 0 | 10.9025 | 0 | 0
325-1227F | 325 | Tier-1 | 0.24205 | 0 | 0.24205 | 0 | 58-1165F | 58 | Tier-1 | 325-1227F | 0.24205 | 0.27348 | 0 | 0 | 0 | 0
39-15 | 39 | Tier-1 | 0 | 0 | 0 | 0 | 58-522 | 58 | Tier-1 | 39-15 | 0 | 0 | 0 | 0 | 0 | 0
325-1229F | 325 | Tier-1 | 0.75587 | 0.6733 | 1.4292 | 0 | 58-728F | 58 | Tier-1 | 325-1229F | 0.75587 | 1.1314 | 0 | 0.6733 | 0 | 0
325-22R | 325 | Tier-1 | 4.4492 | 3.9214 | 8.3706 | 0 | 58-738 | 58 | Tier-1 | 325-22R | 4.4492 | 9.5409 | 0 | 3.9214 | 0 | 0
325-25 | 325 | Tier-1 | 0.65966 | 0.625 | 1.2847 | 0 | 58-740F | 58 | Tier-1 | 325-25 | 0.65966 | 0.19299 | 0 | 0.625 | 0 | 0
39-17 | 39 | Tier-1 | 0 | 0 | 0 | 0 | 58-752 | 58 | Tier-1 | 39-17 | 0 | 0.026515 | 0 | 0 | 0 | 0
326-26 | 326 | Tier-1 | 0.27121 | 0 | 0.27121 | 0 | 58-753F | 58 | Tier-1 | 326-26 | 0.27121 | 11.9366 | 0 | 0 | 0 | 0
326-35R | 326 | Tier-1 | 7.7561 | 6.1987 | 13.9548 | 0 | 58-756F | 58 | Tier-1 | 326-35R | 7.7561 | 5.5292 | 0 | 6.1987 | 0 | 0
39-17F | 39 | Tier-1 | 0 | 0 | 0 | 0 | 58-757 | 58 | Tier-1 | 39-17F | 0 | 0 | 0 | 0 | 0 | 0
329-13F | 329 | Tier-1 | 0 | 0 | 0 | 0 | 582-1019AE | 582 | Tier-1 | 329-13F | 0 | 0.29527 | 0 | 0 | 0 | 0
329-215F | 329 | Tier-1 | 0.7339 | 0.5693 | 1.3032 | 0 | 583-316F | 583 | Tier-1 | 329-215F | 0.7339 | 5.133 | 0 | 0.5693 | 0 | 0
39-18 | 39 | Tier-1 | 0 | 0 | 0 | 0 | 583-319F | 583 | Tier-1 | 39-18 | 0 | 0.019886 | 0 | 0 | 0 | 0
329-793F | 329 | Tier-1 | 0.40644 | 0.139 | 0.54544 | 0 | 583-320 | 583 | Tier-1 | 329-793F | 0.40644 | 1.8098 | 0 | 0.139 | 0 | 0
39-18F | 39 | Tier-1 | 0 | 0 | 0 | 0 | 583-659F | 583 | Tier-1 | 39-18F | 0 | 0 | 0 | 0 | 0 | 0
330-810R | 330 | Tier-1 | 1.6044 | 1.1367 | 2.7411 | 0 | 584-24F | 584 | Tier-1 | 330-810R | 1.6044 | 2.4225 | 0 | 1.1367 | 0 | 0
330-8R | 330 | Tier-1 | 4.9453 | 4.8858 | 9.8311 | 0 | 585-20F | 585 | Tier-1 | 330-8R | 4.9453 | 3.161 | 0 | 4.8858 | 0 | 0
331-246R | 331 | Tier-2 | 0 | 0 | 0 | 0 | 587-2 | 587 | Tier-1 | 331-246R | 0 | 8.9053 | 0.14678 | 0 | 0 | 0
331-40AE | 331 | Tier-2 | 0 | 0 | 0 | 0 | 587-3 | 587 | Tier-1 | 331-40AE | 0 | 12.0742 | 5.3104 | 0 | 0 | 0
331-42AE | 331 | Tier-2 | 0 | 0 | 0 | 0 | 588-17 | 588 | Tier-1 | 331-42AE | 0 | 6.7657 | 1.5273 | 0 | 0 | 0
39-19F | 39 | Tier-1 | 0 | 0 | 0 | 0 | 588-18AE | 588 | Tier-1 | 39-19F | 0 | 0 | 0 | 0 | 0 | 0
334-21 | 334 | Tier-1 | 6.6265 | 0.6686 | 7.2951 | 0 | 589-58 | 589 | Tier-1 | 334-21 | 6.6265 | 2.9095 | 0 | 0.6686 | 0 | 0
390-17 | 390 | Tier-1 | 0 | 0 | 0 | 0 | 59-464AE | 59 | Tier-1 | 390-17 | 0 | 0 | 0 | 0 | 0 | 0
334-44F | 334 | Tier-1 | 0 | 0 | 0 | 0 | 592-101F | 592 | Tier-1 | 334-44F | 0 | 0.2822 | 0 | 0 | 0 | 0
334-45F | 334 | Tier-1 | 0.34261 | 0.1134 | 0.45601 | 0 | 592-102 | 592 | Tier-1 | 334-45F | 0.34261 | 9.3318 | 0 | 0.1134 | 0 | 0
334-46F | 334 | Tier-1 | 0 | 0 | 0 | 0 | 592-99F | 592 | Tier-1 | 334-46F | 0 | 5.7782 | 0 | 0 | 0 | 0
391-433 | 391 | Tier-1 | 0 | 0 | 0 | 0 | 593-24 | 593 | Tier-1 | 391-433 | 0 | 0 | 0 | 0 | 0 | 0
391-435 | 391 | Tier-1 | 0 | 0 | 0 | 0 | 593-8 | 593 | Tier-1 | 391-435 | 0 | 0.0056818 | 0 | 0 | 0 | 0
391-437 | 391 | Tier-1 | 0 | 0 | 0 | 0 | 594-1378 | 594 | Tier-2 | 391-437 | 0 | 0.60303 | 0 | 0 | 0 | 0
392-25 | 392 | Tier-1 | 0 | 0 | 0 | 0 | 595-1450 | 595 | Tier-1 | 392-25 | 0 | 0 | 0 | 0 | 0 | 0
394-420F | 394 | Tier-1 | 0 | 0 | 0 | 0 | 595-478 | 595 | Tier-1 | 394-420F | 0 | 0.82045 | 0 | 0 | 0 | 0
34-76F | 34 | Tier-1 | 0 | 0 | 0 | 0 | 595-500 | 595 | Tier-1 | 34-76F | 0 | 0.39773 | 0 | 0 | 0 | 0
394-421 | 394 | Tier-1 | 0 | 0 | 0 | 0 | 596-1996F | 596 | Tier-1 | 394-421 | 0 | 0 | 0 | 0 | 0 | 0
397-547 | 397 | Tier-1 | 0 | 0 | 0 | 0 | 598-658 | 598 | Tier-1 | 397-547 | 0 | 0 | 0 | 0 | 0 | 0
40-1005 | 40 | Tier-1 | 0 | 0 | 0 | 0 | 599-1125 | 599 | Tier-2 | 40-1005 | 0 | 0 | 0 | 0 | 0 | 0
34-82F | 34 | Tier-1 | 0 | 0 | 0 | 0 | 60-363R | 60 | Tier-1 | 34-82F | 0 | 0.6822 | 0 | 0 | 0 | 0
40-1024 | 40 | Tier-1 | 0 | 0 | 0 | 0 | 60-576F | 60 | Tier-1 | 40-1024 | 0 | 0 | 0 | 0 | 0 | 0
340-1071F | 340 | Tier-1 | 0 | 0 | 0 | 0 | 60-602F | 60 | Tier-1 | 340-1071F | 0 | 2.8481 | 0 | 0 | 0 | 0
340-1072F | 340 | Tier-1 | 0 | 0 | 0 | 0 | 60-603F | 60 | Tier-1 | 340-1072F | 0 | 7.7955 | 0 | 0 | 0 | 0
340-375F | 340 | Tier-1 | 0 | 0 | 0 | 0 | 60-604F | 60 | Tier-1 | 340-375F | 0 | 5.182 | 0 | 0 | 0 | 0
340-376F | 340 | Tier-1 | 1.8955 | 0.5191 | 2.4146 | 0 | 61-23F | 61 | Tier-1 | 340-376F | 1.8955 | 8.6023 | 0 | 0.5191 | 0 | 0
340-378F | 340 | Tier-1 | 5.6273 | 2.7479 | 8.3752 | 0 | 67-37R | 67 | Tier-3 | 340-378F | 5.6273 | 5.2604 | 0 | 2.7479 | 0 | 0
40-1025F | 40 | Tier-1 | 0 | 0 | 0 | 0 | 68-1356AE | 68 | Tier-2 | 40-1025F | 0 | 0.15985 | 0 | 0 | 0 | 0
40-1028 | 40 | Tier-1 | 0 | 0 | 0 | 0 | 68-44 | 68 | Tier-1 | 40-1028 | 0 | 0 | 0 | 0 | 0 | 0
341-1155F | 341 | Tier-1 | 2.8739 | 1.6388 | 4.5127 | 0 | 700-256F | 700 | Tier-1 | 341-1155F | 2.8739 | 6.1871 | 0 | 1.6388 | 0 | 0
341-1156F | 341 | Tier-1 | 0 | 0 | 0 | 0 | 700-259F | 700 | Tier-1 | 341-1156F | 0 | 3.243 | 0 | 0 | 0 | 0
341-1157F | 341 | Tier-1 | 1.4369 | 1.2252 | 2.6621 | 0 | 701-15R | 701 | Tier-1 | 341-1157F | 1.4369 | 2.7235 | 0 | 1.2252 | 0 | 0
402-25 | 402 | Tier-1 | 0 | 0 | 0 | 0 | 701-31 | 701 | Tier-1 | 402-25 | 0 | 0 | 0 | 0 | 0 | 0
341-1179 | 341 | Tier-1 | 0.61591 | 0.4216 | 1.0375 | 0 | 701-50AE | 701 | Tier-1 | 341-1179 | 0.61591 | 0.27917 | 0 | 0.4216 | 0 | 0
341-920 | 341 | Tier-1 | 6.9938 | 5.9771 | 12.9709 | 0 | 701-750 | 701 | Tier-1 | 341-920 | 6.9938 | 3.9919 | 0 | 5.9771 | 0 | 0
402-27 | 402 | Tier-1 | 0 | 0 | 0 | 0 | 708-47 | 708 | Tier-1 | 402-27 | 0 | 0.0075758 | 0 | 0 | 0 | 0
342-514F | 342 | Tier-1 | 2.1676 | 2.4021 | 4.5697 | 0 | 708-48 | 708 | Tier-1 | 342-514F | 2.1676 | 0.30568 | 0 | 2.4021 | 0 | 0
342-515F | 342 | Tier-1 | 0 | 0 | 0 | 0 | 710-423 | 710 | Tier-1 | 342-515F | 0 | 0.43049 | 0 | 0 | 0 | 0
342-521AE | 342 | Tier-1 | 1.4688 | 0.7951 | 2.2639 | 0 | 710-424 | 710 | Tier-1 | 342-521AE | 1.4688 | 13.232 | 0 | 0.7951 | 0 | 0
402-817 | 402 | Tier-1 | 0 | 0 | 0 | 0 | 710-97F | 710 | Tier-1 | 402-817 | 0 | 0 | 0 | 0 | 0 | 0
403-12 | 403 | Tier-1 | 0 | 0 | 0 | 0 | 710-98F | 710 | Tier-1 | 403-12 | 0 | 0 | 0 | 0 | 0 | 0
343-19F | 343 | Tier-1 | 0 | 0 | 0 | 0 | 712-310 | 712 | Tier-1 | 343-19F | 0 | 0.37519 | 0 | 0 | 0 | 0
343-20 | 343 | Tier-1 | 2.3227 | 2.0492 | 4.3719 | 0 | 712-311F | 712 | Tier-1 | 343-20 | 2.3227 | 3.5097 | 0 | 2.0492 | 0 | 0
344-271R | 344 | Tier-1 | 0 | 0 | 0 | 0 | 713-168 | 713 | Tier-1 | 344-271R | 0 | 0.25 | 0 | 0 | 0 | 0
403-8 | 403 | Tier-1 | 0 | 0 | 0 | 0 | 713-169 | 713 | Tier-1 | 403-8 | 0 | 0 | 0 | 0 | 0 | 0
35-2 | 35 | Tier-1 | 0.36345 | 0.1172 | 0.48065 | 0 | 713-172F | 713 | Tier-1 | 35-2 | 0.36345 | 9.4826 | 0 | 0.1172 | 0 | 0
404-7 | 404 | Tier-1 | 0 | 0 | 0 | 0 | 714-549F | 714 | Tier-1 | 404-7 | 0 | 0 | 0 | 0 | 0 | 0
35-297AE | 35 | Tier-1 | 0.30568 | 0 | 0.30568 | 0 | 714-567F | 714 | Tier-1 | 35-297AE | 0.30568 | 1.0494 | 0 | 0 | 0 | 0
405-157 | 405 | Tier-1 | 0 | 0 | 0 | 0 | 714-570F | 714 | Tier-1 | 405-157 | 0 | 0 | 0 | 0 | 0 | 0
405-24F | 405 | Tier-1 | 0 | 0 | 0 | 0 | 716-42F | 716 | Tier-1 | 405-24F | 0 | 0.057197 | 0 | 0 | 0 | 0
350-2188R | 350 | Tier-2 | 20.2665 | 1.7911 | 22.0576 | 22.0576 | 719-28 | 719 | Tier-1 | 350-2188R | 20.2665 | 3.6534 | 1.4669 | 1.7911 | 20.2665 | 1.7911
350-2192R | 350 | Tier-2 | 29.4777 | 2.4034 | 31.8811 | 31.881 | 719-390F | 719 | Tier-1 | 350-2192R | 29.4777 | 5.5116 | 3.4142 | 2.4034 | 29.4777 | 2.4034
350-2196R | 350 | Tier-2 | 32.7625 | 1.6828 | 34.4453 | 34.4453 | 719-391F | 719 | Tier-1 | 350-2196R | 32.7625 | 1.265 | 0.82311 | 1.6828 | 32.7625 | 1.6828
350-2201R | 350 | Tier-3 | 13.3602 | 1.2085 | 14.5687 | 14.5687 | 719-855F | 719 | Tier-1 | 350-2201R | 13.3602 | 1.7485 | 1.1083 | 1.2085 | 13.3602 | 1.2085
350-41R | 350 | Tier-2 | 14.1648 | 2.2572 | 16.422 | 16.422 | 723-792F | 723 | Tier-1 | 350-41R | 14.1648 | 1.8485 | 0.9214 | 2.2572 | 14.1648 | 2.2572
351-819R | 351 | Tier-2 | 10.4894 | 2.1326 | 12.622 | 12.622 | 723-794 | 723 | Tier-1 | 351-819R | 10.4894 | 1.7996 | 0 | 2.1326 | 10.4894 | 2.1326
351-871R | 351 | Tier-3 | 4.1407 | 0.3534 | 4.4941 | 4.4941 | 724-6 | 724 | Tier-1 | 351-871R | 4.1407 | 0.029167 | 0 | 0.3534 | 4.1407 | 0.3534
352-27R | 352 | Tier-3 | 11.4138 | 1.6193 | 13.0331 | 13.0331 | 726-31F | 726 | Tier-1 | 352-27R | 11.4138 | 1.0593 | 0.92311 | 1.6193 | 11.4138 | 1.6193
353-1429R | 353 | Tier-2 | 5.183 | 0.7688 | 5.9518 | 5.9518 | 726-41F | 726 | Tier-1 | 353-1429R | 5.183 | 11.9797 | 3.6689 | 0.7688 | 5.183 | 0.7688
353-593F | 353 | Tier-2 | 1.9585 | 0.1189 | 2.0774 | 2.0774 | 726-42 | 726 | Tier-1 | 353-593F | 1.9585 | 0.34545 | 0.2358 | 0.1189 | 1.9585 | 0.1189
405-25 | 405 | Tier-1 | 0 | 0 | 0 | 0 | 728-1570F | 728 | Tier-2 | 405-25 | 0 | 0 | 0 | 0 | 0 | 0
406-34 | 406 | Tier-1 | 0 | 0 | 0 | 0 | 73-1130R | 73 | Tier-3 | 406-34 | 0 | 0 | 0 | 0 | 0 | 0
41-42 | 41 | Tier-1 | 0 | 0 | 0 | 0 | 73-1160F | 73 | Tier-3 | 41-42 | 0 | 0 | 0 | 0 | 0 | 0
353-900F | 353 | Tier-2 | 0.91932 | 0.0722 | 0.99152 | 0.99152 | 73-1164 | 73 | Tier-3 | 353-900F | 0.91932 | 4.9716 | 2.7422 | 0.0722 | 0.91932 | 0.0722
353-901F | 353 | Tier-2 | 2.1602 | 0.229 | 2.3892 | 2.3892 | 73-1166 | 73 | Tier-3 | 353-901F | 2.1602 | 11.0227 | 2.6214 | 0.229 | 2.1602 | 0.229
353-902F | 353 | Tier-2 | 0.57917 | 0 | 0.57917 | 0.57917 | 73-1220 | 73 | Tier-3 | 353-902F | 0.57917 | 5.2839 | 2.4591 | 0 | 0.57917 | 0
353-904R | 353 | Tier-2 | 6.6816 | 0.3837 | 7.0653 | 7.0653 | 730-1079 | 730 | Tier-1 | 353-904R | 6.6816 | 1.7335 | 0.54015 | 0.3837 | 6.6816 | 0.3837
354-1706R | 354 | Tier-2 | 17.0706 | 1.8621 | 18.9327 | 18.9327 | 731-49F | 731 | Tier-1 | 354-1706R | 17.0706 | 4.8697 | 0 | 1.8621 | 17.0706 | 1.8621
354-24AE | 354 | Tier-2 | 3.4697 | 0.2167 | 3.6864 | 3.6864 | 735-276F | 735 | Tier-1 | 354-24AE | 3.4697 | 10.4907 | 0 | 0.2167 | 3.4697 | 0.2167
355-41R | 355 | Tier-2 | 4.728 | 1.5682 | 6.2962 | 6.2962 | 736-127 | 736 | Tier-1 | 355-41R | 4.728 | 2.4867 | 0 | 1.5682 | 4.728 | 1.5682
412-22 | 412 | Tier-1 | 0 | 0 | 0 | 0 | 738-1373F | 738 | Tier-1 | 412-22 | 0 | 0 | 0 | 0 | 0 | 0
416-35F | 416 | Tier-1 | 0.56648 | 0.4191 | 0.98558 | 0 | 738-1374F | 738 | Tier-1 | 416-35F | 0.56648 | 0.55739 | 0 | 0.4191 | 0 | 0
356-16R | 356 | Tier-2 | 4.3428 | 1.65 | 5.9928 | 5.9928 | 739-112F | 739 | Tier-1 | 356-16R | 4.3428 | 3.6555 | 0 | 1.65 | 4.3428 | 1.65
356-19R | 356 | Tier-3 | 18.8011 | 5.3027 | 24.1038 | 24.1038 | 739-48 | 739 | Tier-1 | 356-19R | 18.8011 | 7.9608 | 0 | 5.3027 | 18.8011 | 5.3027
356-30AE | 356 | Tier-3 | 14.6992 | 6.114 | 20.8132 | 20.8132 | 74-35R | 74 | Tier-1 | 356-30AE | 14.6992 | 10.4748 | 0 | 6.114 | 14.6992 | 6.114
416-38 | 416 | Tier-1 | 0 | 0 | 0 | 0 | 740-365AE | 740 | Tier-1 | 416-38 | 0 | 0 | 0 | 0 | 0 | 0
417-41 | 417 | Tier-1 | 0.054356 | 0.0127 | 0.067056 | 0 | 740-856F | 740 | Tier-1 | 417-41 | 0.054356 | 0.15587 | 0 | 0.0127 | 0 | 0
417-43 | 417 | Tier-1 | 0 | 0 | 0 | 0 | 740-858 | 740 | Tier-1 | 417-43 | 0 | 0 | 0 | 0 | 0 | 0
423-32 | 423 | Tier-1 | 0 | 0 | 0 | 0 | 741-19F | 741 | Tier-1 | 423-32 | 0 | 0 | 0 | 0 | 0 | 0
357-2048F | 357 | Tier-2 | 0 | 0 | 0 | 0 | 741-46 | 741 | Tier-1 | 357-2048F | 0 | 2.2358 | 0 | 0 | 0 | 0
357-2049F | 357 | Tier-3 | 5.6208 | 2.1852 | 7.806 | 7.806 | 741-50F | 741 | Tier-1 | 357-2049F | 5.6208 | 0.84583 | 0 | 2.1852 | 5.6208 | 2.1852
357-45R | 357 | Tier-3 | 9.6792 | 2.1358 | 11.815 | 11.815 | 743-364 | 743 | Tier-1 | 357-45R | 9.6792 | 8.3477 | 0 | 2.1358 | 9.6792 | 2.1358
357-50R | 357 | Tier-3 | 8.6547 | 2.2085 | 10.8632 | 10.8632 | 744-362F | 744 | Tier-1 | 357-50R | 8.6547 | 7.1004 | 0 | 2.2085 | 8.6547 | 2.2085
357-750R | 357 | Tier-2 | 7.1746 | 1.2419 | 8.4165 | 8.4165 | 745-273F | 745 | Tier-1 | 357-750R | 7.1746 | 5.7292 | 0 | 1.2419 | 7.1746 | 1.2419
423-35F | 423 | Tier-1 | 0 | 0 | 0 | 0 | 745-33 | 745 | Tier-1 | 423-35F | 0 | 0.0028409 | 0 | 0 | 0 | 0
424-31 | 424 | Tier-1 | 0 | 0 | 0 | 0 | 745-41 | 745 | Tier-1 | 424-31 | 0 | 0 | 0 | 0 | 0 | 0
424-32F | 424 | Tier-1 | 0 | 0 | 0 | 0 | 746-739F | 746 | Tier-1 | 424-32F | 0 | 0 | 0 | 0 | 0 | 0
424-33 | 424 | Tier-1 | 0 | 0 | 0 | 0 | 746-740F | 746 | Tier-1 | 424-33 | 0 | 0.073106 | 0 | 0 | 0 | 0
358-33 | 358 | Tier-3 | 0.42405 | 0.0335 | 0.45755 | 0.45755 | 746-757F | 746 | Tier-1 | 358-33 | 0.42405 | 0.8642 | 0 | 0.0335 | 0.42405 | 0.0335
424-33F | 424 | Tier-1 | 0 | 0 | 0 | 0 | 747-862 | 747 | Tier-1 | 424-33F | 0 | 0 | 0 | 0 | 0 | 0
424-34 | 424 | Tier-1 | 0 | 0 | 0 | 0 | 747-868 | 747 | Tier-1 | 424-34 | 0 | 0.029924 | 0 | 0 | 0 | 0
424-34F | 424 | Tier-1 | 0 | 0 | 0 | 0 | 748-1053F | 748 | Tier-1 | 424-34F | 0 | 0 | 0 | 0 | 0 | 0
358-663F | 358 | Tier-3 | 0 | 0 | 0 | 0 | 75-2258F | 75 | Tier-3 | 358-663F | 0 | 0.042614 | 0 | 0 | 0 | 0
358-665F | 358 | Tier-3 | 0 | 0 | 0 | 0 | 75-996R | 75 | Tier-2 | 358-665F | 0 | 0.043561 | 0 | 0 | 0 | 0
358-666F | 358 | Tier-3 | 0 | 0 | 0 | 0 | 750-307 | 750 | Tier-1 | 358-666F | 0 | 0.060606 | 0 | 0 | 0 | 0
424-74F | 424 | Tier-1 | 0 | 0 | 0 | 0 | 752-37R | 752 | Tier-1 | 424-74F | 0 | 0.019886 | 0 | 0 | 0 | 0
358-681F | 358 | Tier-3 | 0 | 0 | 0 | 0 | 752-690 | 752 | Tier-1 | 358-681F | 0 | 0.74981 | 0 | 0 | 0 | 0
358-682F | 358 | Tier-3 | 10.4532 | 2.0547 | 12.5079 | 12.5079 | 752-691 | 752 | Tier-1 | 358-682F | 10.4532 | 1.2089 | 0 | 2.0547 | 10.4532 | 2.0547
424-75F | 424 | Tier-1 | 0 | 0 | 0 | 0 | 754-859AE | 754 | Tier-2 | 424-75F | 0 | 0.019886 | 0 | 0 | 0 | 0
36-232F | 36 | Tier-1 | 0 | 0 | 0 | 0 | 756-41 | 756 | Tier-1 | 36-232F | 0 | 0.28826 | 0 | 0 | 0 | 0
424-76 | 424 | Tier-1 | 0 | 0 | 0 | 0 | 756-43 | 756 | Tier-1 | 424-76 | 0 | 0 | 0 | 0 | 0 | 0
425-45 | 425 | Tier-1 | 0 | 0 | 0 | 0 | 756-45F | 756 | Tier-1 | 425-45 | 0 | 0 | 0 | 0 | 0 | 0
425-47F | 425 | Tier-1 | 0 | 0 | 0 | 0 | 756-47 | 756 | Tier-1 | 425-47F | 0 | 0.026515 | 0 | 0 | 0 | 0
425-48F | 425 | Tier-1 | 0 | 0 | 0 | 0 | 76-267 | 76 | Tier-1 | 425-48F | 0 | 0.0051136 | 0 | 0 | 0 | 0
427-102 | 427 | Tier-1 | 0 | 0 | 0 | 0 | 76-272 | 76 | Tier-1 | 427-102 | 0 | 0 | 0 | 0 | 0 | 0
427-103 | 427 | Tier-1 | 0 | 0 | 0 | 0 | 761-245 | 761 | Tier-1 | 427-103 | 0 | 0.0075758 | 0 | 0 | 0 | 0
36-240F | 36 | Tier-1 | 0 | 0 | 0 | 0 | 765-17F | 765 | Tier-1 | 36-240F | 0 | 0.3036 | 0 | 0 | 0 | 0
36-241F | 36 | Tier-1 | 0 | 0 | 0 | 0 | 765-49 | 765 | Tier-1 | 36-241F | 0 | 0.24148 | 0 | 0 | 0 | 0
427-126F | 427 | Tier-1 | 0 | 0 | 0 | 0 | 768-20AE | 768 | Tier-1 | 427-126F | 0 | 0 | 0 | 0 | 0 | 0
427-127F | 427 | Tier-1 | 0 | 0 | 0 | 0 | 770-546F | 770 | Tier-2 | 427-127F | 0 | 0 | 0 | 0 | 0 | 0
427-137 | 427 | Tier-1 | 0 | 0 | 0 | 0 | 771-275AE | 771 | Tier-1 | 427-137 | 0 | 0 | 0 | 0 | 0 | 0
427-138 | 427 | Tier-1 | 0 | 0 | 0 | 0 | 771-383F | 771 | Tier-1 | 427-138 | 0 | 0.64053 | 0 | 0 | 0 | 0
427-140 | 427 | Tier-1 | 0 | 0 | 0 | 0 | 771-384 | 771 | Tier-1 | 427-140 | 0 | 0.0070076 | 0 | 0 | 0 | 0
361-45R | 361 | Tier-1 | 1.5256 | 1.4394 | 2.965 | 0 | 771-385 | 771 | Tier-1 | 361-45R | 1.5256 | 1.2008 | 0 | 1.4394 | 0 | 0
427-140F | 427 | Tier-1 | 0 | 0 | 0 | 0 | 774-1 | 774 | Tier-1 | 427-140F | 0 | 0 | 0 | 0 | 0 | 0
361-685F | 361 | Tier-1 | 0 | 0 | 0 | 0 | 774-25AE | 774 | Tier-1 | 361-685F | 0 | 0.041288 | 0 | 0 | 0 | 0
361-686F | 361 | Tier-1 | 1.6004 | 2.4392 | 4.0396 | 0 | 774-26AE | 774 | Tier-1 | 361-686F | 1.6004 | 1.968 | 0 | 2.4392 | 0 | 0
427-141 | 427 | Tier-1 | 0 | 0 | 0 | 0 | 774-2F | 774 | Tier-1 | 427-141 | 0 | 0.0051136 | 0 | 0 | 0 | 0
427-141F | 427 | Tier-1 | 0 | 0 | 0 | 0 | 775-186 | 775 | Tier-1 | 427-141F | 0 | 0 | 0 | 0 | 0 | 0
362-40F | 362 | Tier-1 | 0.40189 | 0.6856 | 1.0875 | 0 | 775-187AE | 775 | Tier-1 | 362-40F | 0.40189 | 0.73428 | 0 | 0.6856 | 0 | 0
362-45F | 362 | Tier-1 | 0 | 0 | 0 | 0 | 777-263F | 777 | Tier-1 | 362-45F | 0 | 0.75739 | 0 | 0 | 0 | 0
427-142F | 427 | Tier-1 | 0 | 0 | 0 | 0 | 779-23 | 779 | Tier-1 | 427-142F | 0 | 0 | 0 | 0 | 0 | 0
362-47F | 362 | Tier-1 | 7.757 | 6.7538 | 14.5108 | 0 | 779-25AE | 779 | Tier-1 | 362-47F | 7.757 | 0.20663 | 0 | 6.7538 | 0 | 0
362-48F | 362 | Tier-1 | 0 | 0 | 0 | 0 | 78-26R | 78 | Tier-3 | 362-48F | 0 | 0.57519 | 0 | 0 | 0 | 0
427-211 | 427 | Tier-1 | 0 | 0 | 0 | 0 | 78-782R | 78 | Tier-3 | 427-211 | 0 | 0 | 0 | 0 | 0 | 0
427-212 | 427 | Tier-1 | 0 | 0 | 0 | 0 | 781-1359 | 781 | Tier-1 | 427-212 | 0 | 0.10208 | 0 | 0 | 0 | 0
363-25 | 363 | Tier-1 | 0.13674 | 0.358 | 0.49474 | 0 | 781-43AE | 781 | Tier-1 | 363-25 | 0.13674 | 1.8752 | 0 | 0.358 | 0 | 0
364-35 | 364 | Tier-1 | 0 | 0 | 0 | 0 | 783-1452F | 783 | Tier-1 | 364-35 | 0 | 0.23712 | 0 | 0 | 0 | 0
364-36 | 364 | Tier-1 | 3.6059 | 4.3121 | 7.918 | 0 | 783-847F | 783 | Tier-1 | 364-36 | 3.6059 | 7.1087 | 0 | 4.3121 | 0 | 0
364-49R | 364 | Tier-1 | 4.9159 | 5.8333 | 10.7492 | 0 | 785-11 | 785 | Tier-1 | 364-49R | 4.9159 | 0.42822 | 0 | 5.8333 | 0 | 0
365-28AE | 365 | Tier-1 | 0.51705 | 0.308 | 0.82505 | 0 | 785-12 | 785 | Tier-1 | 365-28AE | 0.51705 | 0.33958 | 0 | 0.308 | 0 | 0
365-34R | 365 | Tier-1 | 2.1945 | 1.9727 | 4.1672 | 0 | 785-144F | 785 | Tier-1 | 365-34R | 2.1945 | 1.1434 | 0 | 1.9727 | 0 | 0
365-648R | 365 | Tier-1 | 1.5411 | 2.2439 | 3.785 | 0 | 785-149 | 785 | Tier-1 | 365-648R | 1.5411 | 0.66477 | 0 | 2.2439 | 0 | 0
427-214 | 427 | Tier-1 | 0 | 0 | 0 | 0 | 785-168F | 785 | Tier-1 | 427-214 | 0 | 0.022727 | 0 | 0 | 0 | 0
427-214F | 427 | Tier-1 | 0 | 0 | 0 | 0 | 785-367F | 785 | Tier-1 | 427-214F | 0 | 0 | 0 | 0 | 0 | 0
366-48 | 366 | Tier-1 | 1.4131 | 1.1098 | 2.5229 | 0 | 785-49 | 785 | Tier-1 | 366-48 | 1.4131 | 1.9519 | 0 | 1.1098 | 0 | 0
366-559 | 366 | Tier-1 | 0.45606 | 0.6 | 1.0561 | 0 | 785-50 | 785 | Tier-1 | 366-559 | 0.45606 | 1.7746 | 0 | 0.6 | 0 | 0
368-1054F | 368 | Tier-1 | 0.20985 | 0.2676 | 0.47745 | 0 | 785-55F | 785 | Tier-1 | 368-1054F | 0.20985 | 5.3653 | 0 | 0.2676 | 0 | 0
427-215 | 427 | Tier-1 | 0 | 0 | 0 | 0 | 788-34R | 788 | Tier-2 | 427-215 | 0 | 0.016098 | 0 | 0 | 0 | 0
368-1056F | 368 | Tier-1 | 0 | 0 | 0 | 0 | 789-14 | 789 | Tier-1 | 368-1056F | 0 | 0.73902 | 0 | 0 | 0 | 0
427-215F | 427 | Tier-1 | 0 | 0 | 0 | 0 | 79-1213F | 79 | Tier-3 | 427-215F | 0 | 0 | 0 | 0 | 0 | 0
427-216 | 427 | Tier-1 | 0 | 0 | 0 | 0 | 79-1216 | 79 | Tier-3 | 427-216 | 0 | 0.0094697 | 0 | 0 | 0 | 0
368-21AE | 368 | Tier-1 | 1.6206 | 1.5822 | 3.2028 | 0 | 79-685R | 79 | Tier-3 | 368-21AE | 1.6206 | 0.96837 | 0 | 1.5822 | 0 | 0
368-24 | 368 | Tier-1 | 3.3941 | 3.4845 | 6.8786 | 0 | 791-417 | 791 | Tier-1 | 368-24 | 3.3941 | 0.074811 | 0 | 3.4845 | 0 | 0
368-402F | 368 | Tier-1 | 0 | 0 | 0 | 0 | 791-419F | 791 | Tier-2 | 368-402F | 0 | 0.1108 | 0 | 0 | 0 | 0
427-216F | 427 | Tier-1 | 0 | 0 | 0 | 0 | 792-1173F | 792 | Tier-1 | 427-216F | 0 | 0 | 0 | 0 | 0 | 0
427-228 | 427 | Tier-1 | 0 | 0 | 0 | 0 | 792-1174F | 792 | Tier-1 | 427-228 | 0 | 0 | 0 | 0 | 0 | 0
427-231 | 427 | Tier-1 | 0 | 0 | 0 | 0 | 792-46 | 792 | Tier-1 | 427-231 | 0 | 0 | 0 | 0 | 0 | 0
427-232 | 427 | Tier-1 | 0 | 0 | 0 | 0 | 793-21 | 793 | Tier-1 | 427-232 | 0 | 0.14432 | 0 | 0 | 0 | 0
427-233 | 427 | Tier-1 | 0 | 0 | 0 | 0 | 793-47 | 793 | Tier-1 | 427-233 | 0 | 0.017992 | 0 | 0 | 0 | 0
427-43 | 427 | Tier-1 | 0 | 0 | 0 | 0 | 793-749AE | 793 | Tier-1 | 427-43 | 0 | 0 | 0 | 0 | 0 | 0
427-44F | 427 | Tier-1 | 0 | 0 | 0 | 0 | 794-1001AE | 794 | Tier-1 | 427-44F | 0 | 0 | 0 | 0 | 0 | 0
37-21F | 37 | Tier-1 | 0 | 0 | 0 | 0 | 794-15 | 794 | Tier-1 | 37-21F | 0 | 0.66231 | 0 | 0 | 0 | 0
37-22F | 37 | Tier-1 | 0 | 0 | 0 | 0 | 794-16 | 794 | Tier-1 | 37-22F | 0 | 1.6161 | 0 | 0 | 0 | 0
428-119 | 428 | Tier-1 | 0 | 0 | 0 | 0 | 795-821F | 795 | Tier-1 | 428-119 | 0 | 0 | 0 | 0 | 0 | 0
374-10F | 374 | Tier-1 | 0 | 0 | 0 | 0 | 797-32F | 797 | Tier-1 | 374-10F | 0 | 0.12405 | 0 | 0 | 0 | 0
428-120 | 428 | Tier-1 | 0 | 0 | 0 | 0 | 798-258F | 798 | Tier-1 | 428-120 | 0 | 0.10795 | 0 | 0 | 0 | 0
428-121 | 428 | Tier-1 | 0 | 0 | 0 | 0 | 80-561 | 80 | Tier-1 | 428-121 | 0 | 0.013258 | 0 | 0 | 0 | 0
376-491R | 376 | Tier-1 | 2.8813 | 1.4525 | 4.3338 | 0 | 83-623F | 83 | Tier-1 | 376-491R | 2.8813 | 11.6907 | 0 | 1.4525 | 0 | 0
376-526 | 376 | Tier-1 | 0 | 0 | 0 | 0 | 83-624F | 83 | Tier-1 | 376-526 | 0 | 0.6214 | 0 | 0 | 0 | 0
376-527AE | 376 | Tier-1 | 0.051894 | 0 | 0.051894 | 0 | 830-623F | 830 | Tier-1 | 376-527AE | 0.051894 | 2.579 | 0 | 0 | 0 | 0
38-10 | 38 | Tier-1 | 0 | 0 | 0 | 0 | 831-66 | 831 | Tier-1 | 38-10 | 0 | 0.45644 | 0 | 0 | 0 | 0
38-11 | 38 | Tier-1 | 4.7847 | 4.9985 | 9.7832 | 0 | 834-424F | 834 | Tier-1 | 38-11 | 4.7847 | 4.8688 | 0 | 4.9985 | 0 | 0
428-121F | 428 | Tier-1 | 0 | 0 | 0 | 0 | 834-885 | 834 | Tier-1 | 428-121F | 0 | 0 | 0 | 0 | 0 | 0
428-122F | 428 | Tier-1 | 0 | 0 | 0 | 0 | 835-10F | 835 | Tier-2 | 428-122F | 0 | 0 | 0 | 0 | 0 | 0
428-127 | 428 | Tier-1 | 0 | 0 | 0 | 0 | 836-7AE | 836 | Tier-1 | 428-127 | 0 | 0 | 0 | 0 | 0 | 0
38-437F | 38 | Tier-1 | 0 | 0 | 0 | 0 | 836-8AE | 836 | Tier-1 | 38-437F | 0 | 0.29489 | 0 | 0 | 0 | 0
38-9 | 38 | Tier-1 | 0 | 0 | 0 | 0 | 840-305F | 840 | Tier-2 | 38-9 | 0 | 0.18542 | 0 | 0 | 0 | 0
380-27 | 380 | Tier-1 | 6.9646 | 7.4739 | 14.4385 | 0 | 840-306 | 840 | Tier-2 | 380-27 | 6.9646 | 15.8701 | 0 | 7.4739 | 0 | 0
428-128 | 428 | Tier-1 | 0 | 0 | 0 | 0 | 840-57 | 840 | Tier-2 | 428-128 | 0 | 0.068182 | 0 | 0 | 0 | 0
428-129F | 428 | Tier-1 | 0 | 0 | 0 | 0 | 841-305 | 841 | Tier-2 | 428-129F | 0 | 0 | 0 | 0 | 0 | 0
381-451F | 381 | Tier-1 | 3.2216 | 3.5597 | 6.7813 | 0 | 843-28F | 843 | Tier-1 | 381-451F | 3.2216 | 3.5303 | 0 | 3.5597 | 0 | 0
428-130 | 428 | Tier-1 | 0 | 0 | 0 | 0 | 843-30 | 843 | Tier-1 | 428-130 | 0 | 0.020833 | 0 | 0 | 0 | 0
381-453F | 381 | Tier-2 | 0 | 0 | 0 | 0 | 843-38 | 843 | Tier-1 | 381-453F | 0 | 10.0843 | 0 | 0 | 0 | 0
428-130F | 428 | Tier-1 | 0 | 0 | 0 | 0 | 843-395F | 843 | Tier-1 | 428-130F | 0 | 0 | 0 | 0 | 0 | 0
381-48 | 381 | Tier-1 | 1.2981 | 0.9017 | 2.1998 | 0 | 843-396F | 843 | Tier-1 | 381-48 | 1.2981 | 8.1975 | 0 | 0.9017 | 0 | 0
381-49 | 381 | Tier-1 | 0.0083333 | 0 | 0.0083333 | 0 | 846-30 | 846 | Tier-1 | 381-49 | 0.0083333 | 1.0958 | 0 | 0 | 0 | 0
382-19F | 382 | Tier-1 | 0 | 0 | 0 | 0 | 847-3 | 847 | Tier-1 | 382-19F | 0 | 0.68939 | 0 | 0 | 0 | 0
382-20F | 382 | Tier-1 | 0 | 0 | 0 | 0 | 85-499 | 85 | Tier-1 | 382-20F | 0 | 2.6432 | 0 | 0 | 0 | 0
382-21F | 382 | Tier-1 | 0 | 0 | 0 | 0 | 854-805 | 854 | Tier-1 | 382-21F | 0 | 1.2106 | 0 | 0 | 0 | 0
428-131 | 428 | Tier-1 | 0 | 0 | 0 | 0 | 854-806 | 854 | Tier-1 | 428-131 | 0 | 0.3392 | 0 | 0 | 0 | 0
428-131F | 428 | Tier-1 | 0 | 0 | 0 | 0 | 854-808 | 854 | Tier-1 | 428-131F | 0 | 0 | 0 | 0 | 0 | 0
428-135 | 428 | Tier-1 | 0 | 0 | 0 | 0 | 855-35 | 855 | Tier-1 | 428-135 | 0 | 0 | 0 | 0 | 0 | 0
428-136F | 428 | Tier-1 | 0 | 0 | 0 | 0 | 856-1141R | 856 | Tier-1 | 428-136F | 0 | 0.16402 | 0 | 0 | 0 | 0
428-138F | 428 | Tier-1 | 0 | 0 | 0 | 0 | 857-306F | 857 | Tier-1 | 428-138F | 0 | 0.016098 | 0 | 0 | 0 | 0
428-139 | 428 | Tier-1 | 0 | 0 | 0 | 0 | 857-60 | 857 | Tier-1 | 428-139 | 0 | 0 | 0 | 0 | 0 | 0
382-393F | 382 | Tier-1 | 0 | 0 | 0 | 0 | 859-13F | 859 | Tier-1 | 382-393F | 0 | 1.686 | 0 | 0 | 0 | 0
428-141F | 428 | Tier-1 | 0 | 0 | 0 | 0 | 859-42R | 859 | Tier-2 | 428-141F | 0 | 0.0094697 | 0 | 0 | 0 | 0
383-1175F | 383 | Tier-1 | 0 | 0 | 0 | 0 | 86-553F | 86 | Tier-1 | 383-1175F | 0 | 0.55303 | 0 | 0 | 0 | 0
428-38 | 428 | Tier-1 | 0 | 0 | 0 | 0 | 87-23 | 87 | Tier-1 | 428-38 | 0 | 0 | 0 | 0 | 0 | 0
383-679F | 383 | Tier-1 | 0 | 0 | 0 | 0 | 87-278F | 87 | Tier-1 | 383-679F | 0 | 3.7608 | 0 | 0 | 0 | 0
383-680F | 383 | Tier-2 | 0 | 0 | 0 | 0 | 87-41AE | 87 | Tier-1 | 383-680F | 0 | 8.0568 | 0 | 0 | 0 | 0
384-12F | 384 | Tier-2 | 0 | 0 | 0 | 0 | 89-208 | 89 | Tier-1 | 384-12F | 0 | 11.6926 | 0 | 0 | 0 | 0
428-39 | 428 | Tier-1 | 0 | 0 | 0 | 0 | 89-210 | 89 | Tier-1 | 428-39 | 0 | 0.20189 | 0 | 0 | 0 | 0
386-25R | 386 | Tier-2 | 1.6061 | 0.7066 | 2.3127 | 0.7066 | 89-289F | 89 | Tier-1 | 386-25R | 1.6061 | 6.0924 | 0 | 0.7066 | 0 | 0.7066
387-11 | 387 | Tier-2 | 9.2555 | 4.5371 | 13.7926 | 4.5371 | 89-655 | 89 | Tier-1 | 387-11 | 9.2555 | 10.4684 | 0 | 4.5371 | 0 | 4.5371
387-15 | 387 | Tier-3 | 6.3288 | 0.4466 | 6.7754 | 3.5241 | 89-658F | 89 | Tier-1 | 387-15 | 6.3288 | 6.4278 | 0 | 0.4466 | 3.0775 | 0.4466
428-39F | 428 | Tier-1 | 0 | 0 | 0 | 0 | 90-50F | 90 | Tier-1 | 428-39F | 0 | 0 | 0 | 0 | 0 | 0
39-16 | 39 | Tier-1 | 0 | 0 | 0 | 0 | 900-1163F | 900 | Tier-1 | 39-16 | 0 | 1.6367 | 0 | 0 | 0 | 0
428-41F | 428 | Tier-1 | 0 | 0 | 0 | 0 | 900-1165 | 900 | Tier-1 | 428-41F | 0 | 0 | 0 | 0 | 0 | 0
429-122 | 429 | Tier-1 | 0 | 0 | 0 | 0 | 902-361F | 902 | Tier-1 | 429-122 | 0 | 0 | 0 | 0 | 0 | 0
429-123AE | 429 | Tier-1 | 0 | 0 | 0 | 0 | 905-8 | 905 | Tier-1 | 429-123AE | 0 | 0.22367 | 0 | 0 | 0 | 0
429-167AE | 429 | Tier-1 | 0 | 0 | 0 | 0 | 908-1236 | 908 | Tier-2 | 429-167AE | 0 | 0.25568 | 0 | 0 | 0 | 0
39-19 | 39 | Tier-1 | 0 | 0 | 0 | 0 | 908-1269 | 908 | Tier-2 | 39-19 | 0 | 0.32481 | 0 | 0 | 0 | 0
429-168 | 429 | Tier-1 | 0 | 0 | 0 | 0 | 908-1372R | 908 | Tier-2 | 429-168 | 0 | 0 | 0 | 0 | 0 | 0
390-15 | 390 | Tier-1 | 0.85436 | 0.7066 | 1.561 | 0 | 908-2038R | 908 | Tier-2 | 390-15 | 0.85436 | 2.1456 | 0 | 0.7066 | 0 | 0
390-16F | 390 | Tier-1 | 0 | 0 | 0 | 0 | 908-2056 | 908 | Tier-3 | 390-16F | 0 | 2.3699 | 0 | 0 | 0 | 0
429-170 | 429 | Tier-1 | 0 | 0 | 0 | 0 | 908-30 | 908 | Tier-2 | 429-170 | 0 | 0.0075758 | 0 | 0 | 0 | 0
390-18 | 390 | Tier-1 | 2.908 | 1.0324 | 3.9404 | 0 | 909-458R | 909 | Tier-2 | 390-18 | 2.908 | 3.4722 | 0 | 1.0324 | 0 | 0
390-346AE | 390 | Tier-1 | 1.1655 | 0.7848 | 1.9503 | 0 | 910-952 | 910 | Tier-1 | 390-346AE | 1.1655 | 0.92689 | 0 | 0.7848 | 0 | 0
429-170F | 429 | Tier-1 | 0 | 0 | 0 | 0 | 911-552 | 911 | Tier-1 | 429-170F | 0 | 0 | 0 | 0 | 0 | 0
429-171 | 429 | Tier-1 | 0 | 0 | 0 | 0 | 913-11 | 913 | Tier-2 | 429-171 | 0 | 0.15284 | 0 | 0 | 0 | 0
429-171F | 429 | Tier-1 | 0 | 0 | 0 | 0 | 913-16F | 913 | Tier-2 | 429-171F | 0 | 0 | 0 | 0 | 0 | 0
392-23F | 392 | Tier-1 | 2.0432 | 0.5994 | 2.6426 | 0 | 913-17 | 913 | Tier-1 | 392-23F | 2.0432 | 4.5184 | 0 | 0.5994 | 0 | 0
429-172 | 429 | Tier-1 | 0 | 0 | 0 | 0 | 913-452F | 913 | Tier-2 | 429-172 | 0 | 0.0075758 | 0 | 0 | 0 | 0
393-14R | 393 | Tier-2 | 2.068 | 0.5708 | 2.6388 | 2.081 | 916-378 | 916 | Tier-2 | 393-14R | 2.068 | 7.3383 | 0 | 0.5708 | 1.5102 | 0.5708
394-418F | 394 | Tier-1 | 0 | 0 | 0 | 0 | 916-379AE | 916 | Tier-2 | 394-418F | 0 | 1.6265 | 0 | 0 | 0 | 0
394-419 | 394 | Tier-1 | 0 | 0 | 0 | 0 | 916-415 | 916 | Tier-2 | 394-419 | 0 | 2.0004 | 0 | 0 | 0 | 0
429-172F | 429 | Tier-1 | 0 | 0 | 0 | 0 | 916-416F | 916 | Tier-2 | 429-172F | 0 | 0 | 0 | 0 | 0 | 0
429-179 | 429 | Tier-1 | 0 | 0 | 0 | 0 | 917-14 | 917 | Tier-1 | 429-179 | 0 | 0 | 0 | 0 | 0 | 0
394-422F | 394 | Tier-1 | 0.87083 | 0.8263 | 1.6971 | 0 | 92-617 | 92 | Tier-1 | 394-422F | 0.87083 | 3.2013 | 0 | 0.8263 | 0 | 0
395-33R | 395 | Tier-2 | 0.54905 | 0.2491 | 0.79815 | 0.2491 | 920-821F | 920 | Tier-1 | 395-33R | 0.54905 | 5.9155 | 0 | 0.2491 | 0 | 0.2491
396-699R | 396 | Tier-2 | 13.835 | 6.6125 | 20.4475 | 19.4561 | 922-1140 | 922 | Tier-1 | 396-699R | 13.835 | 2.7617 | 1.2561 | 6.6125 | 12.8436 | 6.6125
397-39R | 397 | Tier-1 | 0.77538 | 0.2856 | 1.061 | 0 | 922-1141F | 922 | Tier-1 | 397-39R | 0.77538 | 1.7396 | 0 | 0.2856 | 0 | 0
429-180F | 429 | Tier-1 | 0 | 0 | 0 | 0 | 922-581 | 922 | Tier-1 | 429-180F | 0 | 0.15852 | 0 | 0 | 0 | 0
429-181F | 429 | Tier-1 | 0 | 0 | 0 | 0 | 924-10 | 924 | Tier-2 | 429-181F | 0 | 0.016098 | 0 | 0 | 0 | 0
397-549F | 397 | Tier-1 | 0 | 0 | 0 | 0 | 925-202F | 925 | Tier-1 | 397-549F | 0 | 0.34943 | 0 | 0 | 0 | 0
397-550F | 397 | Tier-1 | 2.3824 | 2.6063 | 4.9887 | 0 | 925-219 | 925 | Tier-1 | 397-550F | 2.3824 | 2.3241 | 0 | 2.6063 | 0 | 0
429-182F | 429 | Tier-1 | 0 | 0 | 0 | 0 | 926-11 | 926 | Tier-2 | 429-182F | 0 | 0.023485 | 0 | 0 | 0 | 0
40-1006F | 40 | Tier-1 | 0 | 0 | 0 | 0 | 926-28AE | 926 | Tier-1 | 40-1006F | 0 | 0.89129 | 0 | 0 | 0 | 0
40-1007F | 40 | Tier-1 | 0 | 0 | 0 | 0 | 928-37F | 928 | Tier-2 | 40-1007F | 0 | 0.60814 | 0 | 0 | 0 | 0
40-1008F | 40 | Tier-1 | 0 | 0 | 0 | 0 | 928-6F | 928 | Tier-2 | 40-1008F | 0 | 0.42424 | 0 | 0 | 0 | 0
429-186 | 429 | Tier-1 | 0 | 0 | 0 | 0 | 928-7 | 928 | Tier-2 | 429-186 | 0 | 0.02178 | 0 | 0 | 0 | 0
429-186F | 429 | Tier-1 | 0 | 0 | 0 | 0 | 932-14AE | 932 | Tier-1 | 429-186F | 0 | 0 | 0 | 0 | 0 | 0
40-1026F | 40 | Tier-1 | 0 | 0 | 0 | 0 | 932-458 | 932 | Tier-1 | 40-1026F | 0 | 0.84299 | 0 | 0 | 0 | 0
40-1027F | 40 | Tier-1 | 0 | 0 | 0 | 0 | 933-474F | 933 | Tier-1 | 40-1027F | 0 | 0.48617 | 0 | 0 | 0 | 0
429-90 | 429 | Tier-1 | 0 | 0 | 0 | 0 | 934-748F | 934 | Tier-1 | 429-90 | 0 | 0 | 0 | 0 | 0 | 0
40-1029F | 40 | Tier-1 | 0 | 0 | 0 | 0 | 934-749 | 934 | Tier-1 | 40-1029F | 0 | 0.5661 | 0 | 0 | 0 | 0
40-1030F | 40 | Tier-1 | 0 | 0 | 0 | 0 | 936-187 | 936 | Tier-1 | 40-1030F | 0 | 0.24716 | 0 | 0 | 0 | 0
40-1031F | 40 | Tier-1 | 0 | 0 | 0 | 0 | 936-452 | 936 | Tier-1 | 40-1031F | 0 | 0.18106 | 0 | 0 | 0 | 0
400-1019 | 400 | Tier-1 | 7.0894 | 7.4161 | 14.5055 | 0 | 937-13AE | 937 | Tier-1 | 400-1019 | 7.0894 | 2.0869 | 0 | 7.4161 | 0 | 0
401-39R | 401 | Tier-2 | 0.59015 | 0.0585 | 0.64865 | 0.0585 | 94-41 | 94 | Tier-1 | 401-39R | 0.59015 | 9.7659 | 0 | 0.0585 | 0 | 0.0585
401-684R | 401 | Tier-2 | 0.051326 | 0 | 0.051326 | 0.051326 | 940-590 | 940 | Tier-1 | 401-684R | 0.051326 | 0.026515 | 0 | 0 | 0.051326 | 0
401-692R | 401 | Tier-1 | 0 | 0 | 0 | 0 | 940-651 | 940 | Tier-1 | 401-692R | 0 | 0.022348 | 0 | 0 | 0 | 0
429-92F | 429 | Tier-1 | 0 | 0 | 0 | 0 | 941-31 | 941 | Tier-1 | 429-92F | 0 | 0 | 0 | 0 | 0 | 0
402-26 | 402 | Tier-1 | 0 | 0 | 0 | 0 | 942-469 | 942 | Tier-1 | 402-26 | 0 | 0.17045 | 0 | 0 | 0 | 0
429-93F | 429 | Tier-1 | 0 | 0 | 0 | 0 | 942-470 | 942 | Tier-1 | 429-93F | 0 | 0 | 0 | 0 | 0 | 0
402-28 | 402 | Tier-1 | 0 | 0 | 0 | 0 | 942-471 | 942 | Tier-1 | 402-28 | 0 | 0.52879 | 0 | 0 | 0 | 0
402-30AE | 402 | Tier-1 | 2.7824 | 1.7434 | 4.5258 | 0 | 942-474F | 942 | Tier-1 | 402-30AE | 2.7824 | 10.4159 | 0 | 1.7434 | 0 | 0
429-94F | 429 | Tier-1 | 0 | 0 | 0 | 0 | 942-476 | 942 | Tier-1 | 429-94F | 0 | 0 | 0 | 0 | 0 | 0
402-818F | 402 | Tier-1 | 0 | 0 | 0 | 0 | 942-479 | 942 | Tier-1 | 402-818F | 0 | 0.099432 | 0 | 0 | 0 | 0
402-819F | 402 | Tier-1 | 0.047727 | 0.0869 | 0.13463 | 0 | 942-939F | 942 | Tier-1 | 402-819F | 0.047727 | 0.30019 | 0 | 0.0869 | 0 | 0
402-820F | 402 | Tier-1 | 1.2064 | 0.9449 | 2.1513 | 0 | 942-941 | 942 | Tier-1 | 402-820F | 1.2064 | 0.25189 | 0 | 0.9449 | 0 | 0
403-10F | 403 | Tier-1 | 0 | 0 | 0 | 0 | 946-24F | 946 | Tier-1 | 403-10F | 0 | 7.2131 | 0 | 0 | 0 | 0
403-11F | 403 | Tier-1 | 0.058712 | 0.0339 | 0.092612 | 0 | 949-22R | 949 | Tier-1 | 403-11F | 0.058712 | 0.25985 | 0 | 0.0339 | 0 | 0
43-442 | 43 | Tier-1 | 0 | 0 | 0 | 0 | 95-1351 | 95 | Tier-1 | 43-442 | 0 | 0 | 0 | 0 | 0 | 0
403-13F | 403 | Tier-1 | 0 | 0 | 0 | 0 | 951-390F | 951 | Tier-1 | 403-13F | 0 | 3.3737 | 0 | 0 | 0 | 0
403-15F | 403 | Tier-1 | 0.21288 | 0 | 0.21288 | 0 | 951-794 | 951 | Tier-1 | 403-15F | 0.21288 | 3.9991 | 0 | 0 | 0 | 0
43-444F | 43 | Tier-1 | 0 | 0 | 0 | 0 | 952-1440F | 952 | Tier-2 | 43-444F | 0 | 0.42765 | 0 | 0 | 0 | 0
403-9F | 403 | Tier-1 | 0.49299 | 0.3367 | 0.82969 | 0 | 952-929F | 952 | Tier-1 | 403-9F | 0.49299 | 0.14583 | 0 | 0.3367 | 0 | 0
404-36AE | 404 | Tier-1 | 0 | 0 | 0 | 0 | 953-209F | 953 | Tier-1 | 404-36AE | 0 | 0.92424 | 0 | 0 | 0 | 0
404-6AE | 404 | Tier-1 | 1.357 | 1.3277 | 2.6847 | 0 | 953-528F | 953 | Tier-1 | 404-6AE | 1.357 | 7.4299 | 0 | 1.3277 | 0 | 0
43-473 | 43 | Tier-1 | 0 | 0 | 0 | 0 | 954-101 | 954 | Tier-1 | 43-473 | 0 | 0 | 0 | 0 | 0 | 0
405-144F | 405 | Tier-1 | 0 | 0 | 0 | 0 | 954-103F | 954 | Tier-1 | 405-144F | 0 | 0.63598 | 0 | 0 | 0 | 0
430-43 | 430 | Tier-1 | 0 | 0 | 0 | 0 | 954-427 | 954 | Tier-1 | 430-43 | 0 | 0 | 0 | 0 | 0 | 0
405-158F | 405 | Tier-1 | 0 | 0 | 0 | 0 | 955-2 | 955 | Tier-1 | 405-158F | 0 | 1.0045 | 0 | 0 | 0 | 0
405-159F | 405 | Tier-1 | 0 | 0 | 0 | 0 | 956-395 | 956 | Tier-1 | 405-159F | 0 | 1.2981 | 0 | 0 | 0 | 0
430-639 | 430 | Tier-1 | 1.4557 | 1.3811 | 2.8368 | 0 | 956-402 | 956 | Tier-1 | 430-639 | 1.4557 | 0.30928 | 0 | 1.3811 | 0 | 0
431-47 | 431 | Tier-1 | 0 | 0 | 0 | 0 | 957-190 | 957 | Tier-1 | 431-47 | 0 | 0 | 0 | 0 | 0 | 0
431-546 | 431 | Tier-1 | 0 | 0 | 0 | 0 | 958-23F | 958 | Tier-2 | 431-546 | 0 | 0 | 0 | 0 | 0 | 0
432-23 | 432 | Tier-1 | 0 | 0 | 0 | 0 | 959-21 | 959 | Tier-1 | 432-23 | 0 | 0 | 0 | 0 | 0 | 0
406-36F | 406 | Tier-1 | 0 | 0 | 0 | 0 | 96-47R | 96 | Tier-2 | 406-36F | 0 | 0.071212 | 0 | 0 | 0 | 0
406-475F | 406 | Tier-1 | 0 | 0 | 0 | 0 | 960-12 | 960 | Tier-2 | 406-475F | 0 | 2.0258 | 0 | 0 | 0 | 0
409-1155R | 409 | Tier-1 | 2.4814 | 1.9701 | 4.4515 | 0 | 960-35R | 960 | Tier-2 | 409-1155R | 2.4814 | 0.91439 | 0 | 1.9701 | 0 | 0
409-38R | 409 | Tier-1 | 1.7318 | 1.3509 | 3.0827 | 0 | 962-106F | 962 | Tier-1 | 409-38R | 1.7318 | 5.5693 | 0 | 1.3509 | 0 | 0
433-295 | 433 | Tier-1 | 0 | 0 | 0 | 0 | 962-108F | 962 | Tier-1 | 433-295 | 0 | 0 | 0 | 0 | 0 | 0
41-43 | 41 | Tier-1 | 6.6045 | 7.453 | 14.0575 | 0 | 962-110F | 962 | Tier-2 | 41-43 | 6.6045 | 3.6534 | 0 | 7.453 | 0 | 0
41-44AE | 41 | Tier-1 | 1.4348 | 1.268 | 2.7028 | 0 | 962-276 | 962 | Tier-1 | 41-44AE | 1.4348 | 7.1481 | 0 | 1.268 | 0 | 0
410-50R | 410 | Tier-1 | 8.3483 | 3.617 | 11.9653 | 0 | 962-278 | 962 | Tier-1 | 410-50R | 8.3483 | 15.907 | 0 | 3.617 | 0 | 0
411-1873R | 411 | Tier-2 | 6.7498 | 3.157 | 9.9068 | 9.9068 | 962-41 | 962 | Tier-2 | 411-1873R | 6.7498 | 0.46742 | 0 | 3.157 | 6.7498 | 3.157
411-30R | 411 | Tier-3 | 17.7117 | 6.8934 | 24.6051 | 24.6051 | 962-42 | 962 | Tier-2 | 411-30R | 17.7117 | 10.5816 | 0 | 6.8934 | 17.7117 | 6.8934
411-47R | 411 | Tier-2 | 10.8545 | 3.7491 | 14.6036 | 6.5853 | 963-35 | 963 | Tier-1 | 411-47R | 10.8545 | 6.5335 | 0 | 3.7491 | 2.8362 | 3.7491
434-298 | 434 | Tier-1 | 0 | 0 | 0 | 0 | 968-126 | 968 | Tier-1 | 434-298 | 0 | 0 | 0 | 0 | 0 | 0
412-23AE | 412 | Tier-1 | 0.67008 | 0.478 | 1.1481 | 0 | 968-128AE | 968 | Tier-1 | 412-23AE | 0.67008 | 2.2708 | 0 | 0.478 | 0 | 0
415-1237R | 415 | Tier-1 | 5.3424 | 3.8905 | 9.2329 | 0 | 968-134 | 968 | Tier-1 | 415-1237R | 5.3424 | 3.086 | 0 | 3.8905 | 0 | 0
415-33 | 415 | Tier-1 | 5.6583 | 3.8597 | 9.518 | 0 | 968-475 | 968 | Tier-2 | 415-33 | 5.6583 | 4.1301 | 0 | 3.8597 | 0 | 0
416-21 | 416 | Tier-1 | 1.3235 | 0.7841 | 2.1076 | 0 | 968-499F | 968 | Tier-2 | 416-21 | 1.3235 | 1.422 | 0 | 0.7841 | 0 | 0
416-29AE | 416 | Tier-1 | 0.23788 | 0.1042 | 0.34208 | 0 | 969-221AE | 969 | Tier-1 | 416-29AE | 0.23788 | 2.275 | 0 | 0.1042 | 0 | 0
434-679 | 434 | Tier-1 | 0 | 0 | 0 | 0 | 970-1341R | 970 | Tier-3 | 434-679 | 0 | 0 | 0 | 0 | 0 | 0
416-37F | 416 | Tier-1 | 0.64242 | 0.6015 | 1.2439 | 0 | 971-371R | 971 | Tier-3 | 416-37F | 0.64242 | 1.9958 | 0 | 0.6015 | 0 | 0
435-1341 | 435 | Tier-1 | 0 | 0 | 0 | 0 | 971-381R | 971 | Tier-2 | 435-1341 | 0 | 0 | 0 | 0 | 0 | 0
417-21R | 417 | Tier-1 | 5.2485 | 5.0568 | 10.3053 | 0 | 972-1565F | 972 | Tier-2 | 417-21R | 5.2485 | 1.3623 | 0 | 5.0568 | 0 | 0
436-1042 | 436 | Tier-1 | 0 | 0 | 0 | 0 | 972-1566F | 972 | Tier-2 | 436-1042 | 0 | 0 | 0 | 0 | 0 | 0
436-112 | 436 | Tier-1 | 0 | 0 | 0 | 0 | 972-1567 | 972 | Tier-2 | 436-112 | 0 | 0 | 0 | 0 | 0 | 0
417-44AE | 417 | Tier-1 | 0.41307 | 0.293 | 0.70607 | 0 | 972-1589F | 972 | Tier-2 | 417-44AE | 0.41307 | 3.2235 | 0 | 0.293 | 0 | 0
417-791AE | 417 | Tier-1 | 1.2926 | 0.6388 | 1.9314 | 0 | 972-1640 | 972 | Tier-2 | 417-791AE | 1.2926 | 2.4311 | 0 | 0.6388 | 0 | 0
418-1260 | 418 | Tier-1 | 1.3962 | 1.0108 | 2.407 | 0 | 972-1644 | 972 | Tier-2 | 418-1260 | 1.3962 | 0.26515 | 0 | 1.0108 | 0 | 0
418-25R | 418 | Tier-1 | 2.2112 | 1.6358 | 3.847 | 0 | 973-533AE | 973 | Tier-3 | 418-25R | 2.2112 | 4.1509 | 0 | 1.6358 | 0 | 0
42-46 | 42 | Tier-1 | 10.1902 | 7.0752 | 17.2654 | 0 | 974-16 | 974 | Tier-3 | 42-46 | 10.1902 | 9.7843 | 3.0422 | 7.0752 | 0 | 0
436-318 | 436 | Tier-1 | 0 | 0 | 0 | 0 | 982-909AE | 982 | Tier-2 | 436-318 | 0 | 0 | 0 | 0 | 0 | 0
437-1190 | 437 | Tier-1 | 0 | 0 | 0 | 0 | 985-37F | 985 | Tier-2 | 437-1190 | 0 | 0 | 0 | 0 | 0 | 0
438-12 | 438 | Tier-1 | 0 | 0 | 0 | 0 | 986-198F | 986 | Tier-2 | 438-12 | 0 | 0 | 0 | 0 | 0 | 0
438-562 | 438 | Tier-1 | 0 | 0 | 0 | 0 | 988-34 | 988 | Tier-2 | 438-562 | 0 | 0.67614 | 0 | 0 | 0 | 0
424-271 | 424 | Tier-1 | 0 | 0 | 0 | 0 | 99-182 | 99 | Tier-1 | 424-271 | 0 | 0.93731 | 0 | 0 | 0 | 0
439-41 | 439 | Tier-1 | 0 | 0 | 0 | 0 | 990-10 | 990 | Tier-1 | 439-41 | 0 | 0 | 0 | 0 | 0 | 0
424-32 | 424 | Tier-1 | 0 | 0 | 0 | 0 | 990-713 | 990 | Tier-2 | 424-32 | 0 | 1.9684 | 0 | 0 | 0 | 0
44-1096 | 44 | Tier-1 | 0 | 0 | 0 | 0 | 991-379AE | 991 | Tier-2 | 44-1096 | 0 | 0 | 0 | 0 | 0 | 0
44-1102 | 44 | Tier-1 | 0 | 0 | 0 | 0 | 993-1029F | 993 | Tier-2 | 44-1102 | 0 | 0 | 0 | 0 | 0 | 0
44-1103F | 44 | Tier-1 | 0 | 0 | 0 | 0 | 993-1154 | 993 | Tier-1 | 44-1103F | 0 | 0.35682 | 0 | 0 | 0 | 0
442-27R | 442 | Tier-3 | 0 | 0 | 0 | 0 | 993-1156F | 993 | Tier-2 | 442-27R | 0 | 2.7744 | 0 | 0 | 0 | 0
442-28R | 442 | Tier-3 | 0 | 0 | 0 | 0 | 993-40 | 993 | Tier-1 | 442-28R | 0 | 4.2356 | 0 | 0 | 0 | 0
442-29R | 442 | Tier-3 | 0 | 0 | 0 | 0 | 993-41 | 993 | Tier-1 | 442-29R | 0 | 2.4436 | 0 | 0 | 0 | 0
442-46R | 442 | Tier-3 | 0.055682 | 0 | 0.055682 | 0.055682 | 993-42 | 993 | Tier-1 | 442-46R | 0.055682 | 1.2244 | 0 | 0 | 0.055682 | 0
442-509R | 442 | Tier-3 | 3.7778 | 1.1915 | 4.9693 | 4.9693 | 995-11AE | 995 | Tier-1 | 442-509R | 3.7778 | 0.84716 | 0 | 1.1915 | 3.7778 | 1.1915
424-77F | 424 | Tier-1 | 0 | 0 | 0 | 0 | 995-5 | 995 | Tier-1 | 424-77F | 0 | 0.62708 | 0 | 0 | 0 | 0
442-730 | 442 | Tier-3 | 0 | 0 | 0 | 0 | CB 1001 | 1001 | Tier-1 | 442-730 | 0 | 0 | 0 | 0 | 0 | 0
442-758F | 442 | Tier-3 | 1.1019 | 0 | 1.1019 | 1.1019 | 424-76 | 424 | Tier-1 | 442-758F | 1.1019 | 0.0094697 | 0 | 0 | 1.1019 | 0
442-777 | 442 | Tier-3 | 0 | 0 | 0 | 0 | 425-45 | 425 | Tier-1 | 442-777 | 0 | 0 | 0 | 0 | 0 | 0
425-46F | 425 | Tier-1 | 0 | 0 | 0 | 0 | 425-46F | 425 | Tier-1 | 425-46F | 0 | 1.4778 | 0 | 0 | 0 | 0
442-780 | 442 | Tier-3 | 0.57235 | 0.9011 | 1.4734 | 1.4734 | 425-47F | 425 | Tier-1 | 442-780 | 0.57235 | 0.74356 | 0 | 0.9011 | 0.57235 | 0.9011
442-784 | 442 | Tier-3 | 0 | 0 | 0 | 0 | 425-48F | 425 | Tier-1 | 442-784 | 0 | 6.4502 | 0 | 0 | 0 | 0
427-101AE | 427 | Tier-1 | 0 | 0 | 0 | 0 | 427-126 | 427 | Tier-1 | 427-101AE | 0 | 0.031061 | 0 | 0 | 0 | 0
445-1314 | 445 | Tier-2 | 0 | 0 | 0 | 0 | 427-138 | 427 | Tier-1 | 445-1314 | 0 | 0 | 0 | 0 | 0 | 0
445-1315 | 445 | Tier-2 | 0.080871 | 0 | 0.080871 | 0.080871 | 427-232 | 427 | Tier-1 | 445-1315 | 0.080871 | 0.056061 | 0 | 0 | 0.080871 | 0
427-126 | 427 | Tier-1 | 0 | 0 | 0 | 0 | 427-233 | 427 | Tier-1 | 427-126 | 0 | 0.0125 | 0 | 0 | 0 | 0
445-1316F | 445 | Tier-2 | 0 | 0 | 0 | 0 | 427-43 | 427 | Tier-1 | 445-1316F | 0 | 0.12083 | 0 | 0 | 0 | 0
427-127 | 427 | Tier-1 | 0 | 0 | 0 | 0 | 427-44F | 427 | Tier-1 | 427-127 | 0 | 0.015909 | 0 | 0 | 0 | 0
445-1317 | 445 | Tier-2 | 0 | 0 | 0 | 0 | 428-121F | 428 | Tier-1 | 445-1317 | 0 | 0 | 0 | 0 | 0 | 0
445-1322 | 445 | Tier-2 | 0 | 0 | 0 | 0 | 428-127 | 428 | Tier-1 | 445-1322 | 0 | 0 | 0 | 0 | 0 | 0
445-1323 | 445 | Tier-2 | 0.19716 | 0 | 0.19716 | 0.19716 | 428-129 | 428 | Tier-1 | 445-1323 | 0.19716 | 0.5572 | 0.090909 | 0 | 0.19716 | 0
445-1375F | 445 | Tier-2 | 0 | 0 | 0 | 0 | 428-130F | 428 | Tier-1 | 445-1375F | 0 | 0.013636 | 0 | 0 | 0 | 0
445-1376F | 445 | Tier-2 | 0 | 0 | 0 | 0 | 428-138F | 428 | Tier-1 | 445-1376F | 0 | 1.979 | 0.29678 | 0 | 0 | 0
445-1377 | 445 | Tier-2 | 0 | 0 | 0 | 0 | 428-140F | 428 | Tier-1 | 445-1377 | 0 | 0 | 0 | 0 | 0 | 0
445-19R | 445 | Tier-2 | 10.5294 | 0.6699 | 11.1993 | 11.1993 | 428-39F | 428 | Tier-1 | 445-19R | 10.5294 | 1.7379 | 0.47462 | 0.6699 | 10.5294 | 0.6699
427-142 | 427 | Tier-1 | 0 | 0 | 0 | 0 | 428-41 | 428 | Tier-1 | 427-142 | 0 | 0.28371 | 0 | 0 | 0 | 0
445-897R | 445 | Tier-2 | 0.9553 | 0.1106 | 1.0659 | 1.0659 | 429-123AE | 429 | Tier-1 | 445-897R | 0.9553 | 0.39299 | 0.025 | 0.1106 | 0.9553 | 0.1106
448-1195 | 448 | Tier-3 | 0 | 0 | 0 | 0 | 429-167AE | 429 | Tier-1 | 448-1195 | 0 | 0 | 0 | 0 | 0 | 0
448-1196F | 448 | Tier-3 | 0.038636 | 0 | 0.038636 | 0.038636 | 429-172 | 429 | Tier-1 | 448-1196F | 0.038636 | 0.030682 | 0 | 0 | 0.038636 | 0
448-1202 | 448 | Tier-3 | 0 | 0 | 0 | 0 | 429-181F | 429 | Tier-1 | 448-1202 | 0 | 0.099621 | 0 | 0 | 0 | 0
448-1204 | 448 | Tier-3 | 0 | 0 | 0 | 0 | 429-94F | 429 | Tier-1 | 448-1204 | 0 | 0 | 0 | 0 | 0 | 0
448-1234R | 448 | Tier-3 | 2.9873 | 0.0424 | 3.0297 | 3.0297 | 43-443 | 43 | Tier-1 | 448-1234R | 2.9873 | 0 | 0 | 0.0424 | 2.9873 | 0.0424
448-9R | 448 | Tier-3 | 16.4426 | 1.3413 | 17.7839 | 17.7839 | 43-444F | 43 | Tier-1 | 448-9R | 16.4426 | 0.48049 | 0 | 1.3413 | 16.4426 | 1.3413
449-16R | 449 | Tier-3 | 2.0324 | 0.3714 | 2.4038 | 2.4038 | 43-473 | 43 | Tier-1 | 449-16R | 2.0324 | 0 | 0.11742 | 0.3714 | 2.0324 | 0.3714
449-693R | 449 | Tier-3 | 7.639 | 0.8163 | 8.4553 | 8.4553 | 43-474F | 43 | Tier-1 | 449-693R | 7.639 | 0 | 0.055492 | 0.8163 | 7.639 | 0.8163
449-6R | 449 | Tier-3 | 4.0769 | 1.2536 | 5.3305 | 5.3305 | 43-475F | 43 | Tier-1 | 449-6R | 4.0769 | 0.08447 | 0.056439 | 1.2536 | 4.0769 | 1.2536
427-229F | 427 | Tier-1 | 0 | 0 | 0 | 0 | 430-42F | 430 | Tier-1 | 427-229F | 0 | 0.010038 | 0 | 0 | 0 | 0
450-112 | 450 | Tier-1 | 0 | 0 | 0 | 0 | 431-48AE | 431 | Tier-1 | 450-112 | 0 | 0 | 0 | 0 | 0 | 0
450-113F | 450 | Tier-1 | 0.057576 | 0 | 0.057576 | 0 | 431-546 | 431 | Tier-1 | 450-113F | 0.057576 | 1.5009 | 0 | 0 | 0 | 0
450-18 | 450 | Tier-2 | 0 | 0 | 0 | 0 | 433-47F | 433 | Tier-2 | 450-18 | 0 | 0.33693 | 0 | 0 | 0 | 0
450-1850 | 450 | Tier-2 | 0.57784 | 0.0259 | 0.60374 | 0.60374 | 433-981 | 433 | Tier-2 | 450-1850 | 0.57784 | 0.035985 | 0 | 0.0259 | 0.57784 | 0.0259
427-234 | 427 | Tier-1 | 0 | 0 | 0 | 0 | 434-679 | 434 | Tier-1 | 427-234 | 0 | 2.2339 | 0 | 0 | 0 | 0
450-1852 | 450 | Tier-2 | 0 | 0 | 0 | 0 | 435-1341 | 435 | Tier-1 | 450-1852 | 0 | 0 | 0 | 0 | 0 | 0
427-44 | 427 | Tier-1 | 0 | 0 | 0 | 0 | 435-25 | 435 | Tier-1 | 427-44 | 0 | 0.033144 | 0 | 0 | 0 | 0
450-1854 | 450 | Tier-2 | 1.4413 | 0.6973 | 2.1386 | 2.1386 | 436-1043F | 436 | Tier-1 | 450-1854 | 1.4413 | 0.25114 | 0 | 0.6973 | 1.4413 | 0.6973
451-40 | 451 | Tier-1 | 0 | 0 | 0 | 0 | 436-109AE | 436 | Tier-1 | 451-40 | 0 | 0 | 0 | 0 | 0 | 0
452-1379R | 452 | Tier-2 | 0 | 0 | 0 | 0 | 436-319F | 436 | Tier-2 | 452-1379R | 0 | 0.88864 | 0 | 0 | 0 | 0
452-1403 | 452 | Tier-2 | 0.20947 | 0 | 0.20947 | 0.20947 | 436-334 | 436 | Tier-1 | 452-1403 | 0.20947 | 0.089962 | 0 | 0 | 0.20947 | 0
452-1405 | 452 | Tier-2 | 0.34205 | 0.0473 | 0.38935 | 0.38934 | 437-1190 | 437 | Tier-1 | 452-1405 | 0.34205 | 0.032197 | 0 | 0.0473 | 0.34204 | 0.0473
428-122 | 428 | Tier-1 | 0 | 0 | 0 | 0 | 437-1192F | 437 | Tier-1 | 428-122 | 0 | 0.022727 | 0 | 0 | 0 | 0
452-36 | 452 | Tier-1 | 0 | 0 | 0 | 0 | 439-42F | 439 | Tier-1 | 452-36 | 0 | 0 | 0 | 0 | 0 | 0
452-719 | 452 | Tier-1 | 0 | 0 | 0 | 0 | 441-30R | 441 | Tier-3 | 452-719 | 0 | 0 | 0 | 0 | 0 | 0
454-1814 | 454 | Tier-2 | 0.095455 | 0 | 0.095455 | 0.095455 | 442-16R | 442 | Tier-3 | 454-1814 | 0.095455 | 0.015152 | 0 | 0 | 0.095455 | 0
428-129 | 428 | Tier-1 | 0 | 0 | 0 | 0 | 442-28R | 442 | Tier-3 | 428-129 | 0 | 0.15549 | 0 | 0 | 0 | 0
454-50 | 454 | Tier-1 | 0 | 0 | 0 | 0 | 442-29R | 442 | Tier-3 | 454-50 | 0 | 0 | 0 | 0 | 0 | 0
458-34 | 458 | Tier-1 | 0 | 0 | 0 | 0 | 442-730 | 442 | Tier-3 | 458-34 | 0 | 0 | 0 | 0 | 0 | 0
458-42 | 458 | Tier-1 | 0 | 0 | 0 | 0 | 442-758F | 442 | Tier-3 | 458-42 | 0 | 0 | 0 | 0 | 0 | 0
458-44F | 458 | Tier-1 | 0.18371 | 0 | 0.18371 | 0 | 442-777 | 442 | Tier-3 | 458-44F | 0.18371 | 0.045076 | 0 | 0 | 0 | 0
46-1 | 46 | Tier-1 | 0 | 0 | 0 | 0 | 443-218R | 443 | Tier-1 | 46-1 | 0 | 0 | 0 | 0 | 0 | 0
46-2 | 46 | Tier-1 | 0 | 0 | 0 | 0 | 444-43R | 444 | Tier-2 | 46-2 | 0 | 0.011364 | 0 | 0 | 0 | 0
46-3F | 46 | Tier-1 | 0 | 0 | 0 | 0 | 445-1311R | 445 | Tier-3 | 46-3F | 0 | 0.0068182 | 0 | 0 | 0 | 0
428-137F | 428 | Tier-1 | 0 | 0 | 0 | 0 | 445-1314 | 445 | Tier-2 | 428-137F | 0 | 0.013258 | 0 | 0 | 0 | 0
46-4F | 46 | Tier-1 | 0 | 0 | 0 | 0 | 445-1316F | 445 | Tier-2 | 46-4F | 0 | 0.0077652 | 0 | 0 | 0 | 0
46-5 | 46 | Tier-1 | 0 | 0 | 0 | 0 | 448-1203F | 448 | Tier-3 | 46-5 | 0 | 0 | 0 | 0 | 0 | 0
428-140F | 428 | Tier-1 | 0 | 0 | 0 | 0 | 448-47R | 448 | Tier-3 | 428-140F | 0 | 0.59848 | 0 | 0 | 0 | 0
46-6F | 46 | Tier-1 | 0 | 0 | 0 | 0 | 448-714R | 448 | Tier-3 | 46-6F | 0 | 0.0068182 | 0 | 0 | 0 | 0
46-7F | 46 | Tier-1 | 0 | 0 | 0 | 0 | 448-9R | 448 | Tier-3 | 46-7F | 0 | 0.0047348 | 0 | 0 | 0 | 0
460-329F | 460 | Tier-1 | 0 | 0 | 0 | 0 | 449-16R | 449 | Tier-3 | 460-329F | 0 | 1.3799 | 0 | 0 | 0 | 0
460-330 | 460 | Tier-1 | 0 | 0 | 0 | 0 | 449-693R | 449 | Tier-3 | 460-330 | 0 | 0 | 0 | 0 | 0 | 0
461-25 | 461 | Tier-1 | 0 | 0 | 0 | 0 | 450-1850 | 450 | Tier-2 | 461-25 | 0 | 0 | 0 | 0 | 0 | 0
462-1024 | 462 | Tier-1 | 0 | 0 | 0 | 0 | 450-1853F | 450 | Tier-2 | 462-1024 | 0 | 0 | 0 | 0 | 0 | 0
428-41 | 428 | Tier-1 | 0 | 0 | 0 | 0 | 450-88R | 450 | Tier-2 | 428-41 | 0 | 0.021023 | 0 | 0 | 0 | 0
462-1025F | 462 | Tier-1 | 0 | 0 | 0 | 0 | 451-40 | 451 | Tier-1 | 462-1025F | 0 | 0.40758 | 0 | 0 | 0 | 0
428-80 | 428 | Tier-1 | 0 | 0 | 0 | 0 | 454-47R | 454 | Tier-1 | 428-80 | 0 | 0.0098485 | 0 | 0 | 0 | 0
428-81 | 428 | Tier-1 | 0 | 0 | 0 | 0 | 456-5 | 456 | Tier-1 | 428-81 | 0 | 1.5746 | 0 | 0 | 0 | 0
462-1036 | 462 | Tier-1 | 0 | 0 | 0 | 0 | 458-41F | 458 | Tier-1 | 462-1036 | 0 | 0 | 0 | 0 | 0 | 0
462-1520 | 462 | Tier-1 | 0 | 0 | 0 | 0 | 458-43F | 458 | Tier-1 | 462-1520 | 0 | 0 | 0 | 0 | 0 | 0
463-1136F | 463 | Tier-2 | 0.58561 | 0 | 0.58561 | 0.58561 | 458-44F | 458 | Tier-1 | 463-1136F | 0.58561 | 0.95189 | 0 | 0 | 0.58561 | 0
463-1138 | 463 | Tier-1 | 0 | 0 | 0 | 0 | 461-26F | 461 | Tier-1 | 463-1138 | 0 | 0 | 0 | 0 | 0 | 0
463-226 | 463 | Tier-1 | 0 | 0 | 0 | 0 | 462-1034F | 462 | Tier-1 | 463-226 | 0 | 0 | 0 | 0 | 0 | 0
463-353 | 463 | Tier-2 | 0 | 0 | 0 | 0 | 462-1035F | 462 | Tier-1 | 463-353 | 0 | 0.52121 | 0 | 0 | 0 | 0
463-453 | 463 | Tier-1 | 0 | 0 | 0 | 0 | 463-1229 | 463 | Tier-2 | 463-453 | 0 | 0 | 0 | 0 | 0 | 0
463-454 | 463 | Tier-1 | 0 | 0 | 0 | 0 | 463-226 | 463 | Tier-1 | 463-454 | 0 | 0.28409 | 0 | 0 | 0 | 0
464-1 | 464 | Tier-1 | 0 | 0 | 0 | 0 | 463-258 | 463 | Tier-2 | 464-1 | 0 | 0 | 0 | 0 | 0 | 0
464-14 | 464 | Tier-1 | 0 | 0 | 0 | 0 | 463-453 | 463 | Tier-1 | 464-14 | 0 | 0.015152 | 0 | 0 | 0 | 0
464-14F | 464 | Tier-1 | 0 | 0 | 0 | 0 | 463-454 | 463 | Tier-1 | 464-14F | 0 | 0 | 0 | 0 | 0 | 0
464-15 | 464 | Tier-1 | 0 | 0 | 0 | 0 | 464-15 | 464 | Tier-1 | 464-15 | 0 | 0.0056818 | 0 | 0 | 0 | 0
464-15F | 464 | Tier-1 | 0 | 0 | 0 | 0 | 464-28 | 464 | Tier-1 | 464-15F | 0 | 0 | 0 | 0 | 0 | 0
464-29 | 464 | Tier-1 | 0 | 0 | 0 | 0 | 464-29 | 464 | Tier-1 | 464-29 | 0 | 0 | 0 | 0 | 0 | 0
467-7 | 467 | Tier-1 | 0 | 0 | 0 | 0 | 468-16 | 468 | Tier-1 | 467-7 | 0 | 0 | 0 | 0 | 0 | 0
467-8 | 467 | Tier-1 | 0 | 0 | 0 | 0 | 468-17 | 468 | Tier-1 | 467-8 | 0 | 0.020833 | 0 | 0 | 0 | 0
467-8F | 467 | Tier-1 | 0 | 0 | 0 | 0 | 468-18F | 468 | Tier-1 | 467-8F | 0 | 0 | 0 | 0 | 0 | 0
467-9 | 467 | Tier-1 | 0 | 0 | 0 | 0 | 468-7 | 468 | Tier-1 | 467-9 | 0 | 0.015152 | 0 | 0 | 0 | 0
467-9F | 467 | Tier-1 | 0 | 0 | 0 | 0 | 468-8 | 468 | Tier-1 | 467-9F | 0 | 0 | 0 | 0 | 0 | 0
468-10 | 468 | Tier-1 | 0 | 0 | 0 | 0 | 470-40AE | 470 | Tier-2 | 468-10 | 0 | 0 | 0 | 0 | 0 | 0
429-92 | 429 | Tier-1 | 0 | 0 | 0 | 0 | 474-29 | 474 | Tier-1 | 429-92 | 0 | 0.0056818 | 0 | 0 | 0 | 0
468-16 | 468 | Tier-1 | 0 | 0 | 0 | 0 | 477-34F | 477 | Tier-1 | 468-16 | 0 | 0.038826 | 0 | 0 | 0 | 0
429-93 | 429 | Tier-1 | 0 | 0 | 0 | 0 | 477-7 | 477 | Tier-1 | 429-93 | 0 | 0.0075758 | 0 | 0 | 0 | 0
468-16F | 468 | Tier-1 | 0 | 0 | 0 | 0 | 480-1163R | 480 | Tier-1 | 468-16F | 0 | 0 | 0 | 0 | 0 | 0
429-94 | 429 | Tier-1 | 0 | 0 | 0 | 0 | 481-42F | 481 | Tier-1 | 429-94 | 0 | 0.14091 | 0 | 0 | 0 | 0
468-17F | 468 | Tier-1 | 0 | 0 | 0 | 0 | 482-382F | 482 | Tier-1 | 468-17F | 0 | 0 | 0 | 0 | 0 | 0
468-5 | 468 | Tier-1 | 0 | 0 | 0 | 0 | 489-18AE | 489 | Tier-1 | 468-5 | 0 | 0.14242 | 0 | 0 | 0 | 0
43-443 | 43 | Tier-1 | 0.070644 | 0.083 | 0.15364 | 0 | 492-1091F | 492 | Tier-1 | 43-443 | 0.070644 | 1.6189 | 0 | 0.083 | 0 | 0
468-6 | 468 | Tier-1 | 0 | 0 | 0 | 0 | 492-1092F | 492 | Tier-1 | 468-6 | 0 | 0.099811 | 0 | 0 | 0 | 0
43-445 | 43 | Tier-1 | 6.5723 | 4.5159 | 11.0882 | 0 | 496-8 | 496 | Tier-1 | 43-445 | 6.5723 | 8.6422 | 0 | 4.5159 | 0 | 0
468-7 | 468 | Tier-1 | 0 | 0 | 0 | 0 | 497-889F | 497 | Tier-1 | 468-7 | 0 | 0 | 0 | 0 | 0 | 0
43-474F | 43 | Tier-1 | 0 | 0 | 0 | 0 | 500-1531 | 500 | Tier-2 | 43-474F | 0 | 0.32481 | 0 | 0 | 0 | 0
43-475F | 43 | Tier-1 | 0.017614 | 0.1337 | 0.15131 | 0 | 500-1532AE | 500 | Tier-2 | 43-475F | 0.017614 | 1.8566 | 0 | 0.1337 | 0 | 0
430-321AE | 430 | Tier-1 | 0.1678 | 0.1674 | 0.3352 | 0 | 501-788 | 501 | Tier-1 | 430-321AE | 0.1678 | 6.6305 | 0 | 0.1674 | 0 | 0
430-42F | 430 | Tier-1 | 2.2852 | 2.0699 | 4.3551 | 0 | 501-791AE | 501 | Tier-1 | 430-42F | 2.2852 | 4.9636 | 0 | 2.0699 | 0 | 0
471-35 | 471 | Tier-1 | 0 | 0 | 0 | 0 | 502-719F | 502 | Tier-1 | 471-35 | 0 | 0 | 0 | 0 | 0 | 0
474-28 | 474 | Tier-1 | 0 | 0 | 0 | 0 | 502-755 | 502 | Tier-2 | 474-28 | 0 | 0 | 0 | 0 | 0 | 0
431-46AE | 431 | Tier-1 | 2.1534 | 2.1644 | 4.3178 | 0 | 504-2501R | 504 | Tier-2 | 431-46AE | 2.1534 | 1.5176 | 0 | 2.1644 | 0 | 0
475-761 | 475 | Tier-1 | 0 | 0 | 0 | 0 | 504-40R | 504 | Tier-1 | 475-761 | 0 | 0 | 0 | 0 | 0 | 0
431-474 | 431 | Tier-1 | 0.9697 | 0.7324 | 1.7021 | 0 | 505-1676F | 505 | Tier-1 | 431-474 | 0.9697 | 0.68163 | 0 | 0.7324 | 0 | 0
431-478 | 431 | Tier-1 | 0.77557 | 1.0017 | 1.7773 | 0 | 505-635R | 505 | Tier-1 | 431-478 | 0.77557 | 2.0381 | 0 | 1.0017 | 0 | 0
431-48AE | 431 | Tier-1 | 0.62841 | 0.5663 | 1.1947 | 0 | 507-1607F | 507 | Tier-1 | 431-48AE | 0.62841 | 0.83712 | 0 | 0.5663 | 0 | 0
476-4 | 476 | Tier-1 | 0 | 0 | 0 | 0 | 507-1732F | 507 | Tier-1 | 476-4 | 0 | 0.0030303 | 0 | 0 | 0 | 0
431-548 | 431 | Tier-1 | 0 | 0 | 0 | 0 | 507-1733 | 507 | Tier-1 | 431-548 | 0 | 0.0060606 | 0 | 0 | 0 | 0
431-550 | 431 | Tier-1 | 2.0879 | 2.2693 | 4.3572 | 0 | 508-1026F | 508 | Tier-1 | 431-550 | 2.0879 | 3.4905 | 0 | 2.2693 | 0 | 0
432-2 | 432 | Tier-1 | 0 | 0 | 0 | 0 | 508-1040 | 508 | Tier-1 | 432-2 | 0 | 0.016477 | 0 | 0 | 0 | 0
476-5 | 476 | Tier-1 | 0 | 0 | 0 | 0 | 51-861R | 51 | Tier-1 | 476-5 | 0 | 0 | 0 | 0 | 0 | 0
432-24F | 432 | Tier-2 | 0 | 0 | 0 | 0 | 510-798 | 510 | Tier-1 | 432-24F | 0 | 4.6318 | 0 | 0 | 0 | 0
432-25F | 432 | Tier-2 | 0 | 0 | 0 | 0 | 511-1337 | 511 | Tier-1 | 432-25F | 0 | 1.1822 | 0 | 0 | 0 | 0
432-3 | 432 | Tier-2 | 0 | 0 | 0 | 0 | 516-6 | 516 | Tier-1 | 432-3 | 0 | 16.0174 | 0 | 0 | 0 | 0
477-10 | 477 | Tier-1 | 0 | 0 | 0 | 0 | 518-39 | 518 | Tier-1 | 477-10 | 0 | 0.0085227 | 0 | 0 | 0 | 0
433-46F | 433 | Tier-1 | 0 | 0 | 0 | 0 | 518-43 | 518 | Tier-1 | 433-46F | 0 | 7.3805 | 0 | 0 | 0 | 0
433-47F | 433 | Tier-2 | 0 | 0 | 0 | 0 | 520-1045R | 520 | Tier-2 | 433-47F | 0 | 8.6348 | 0 | 0 | 0 | 0
433-981 | 433 | Tier-2 | 0 | 0 | 0 | 0 | 520-10R | 520 | Tier-2 | 433-981 | 0 | 8.497 | 0 | 0 | 0 | 0
477-10F | 477 | Tier-1 | 0 | 0 | 0 | 0 | 520-1489R | 520 | Tier-2 | 477-10F | 0 | 0 | 0 | 0 | 0 | 0
434-300AE | 434 | Tier-1 | 0 | 0 | 0 | 0 | 520-44F | 520 | Tier-2 | 434-300AE | 0 | 6.1466 | 0 | 0 | 0 | 0
434-301 | 434 | Tier-2 | 0.60379 | 0.1538 | 0.75759 | 0.1538 | 521-1856R | 521 | Tier-3 | 434-301 | 0.60379 | 7.6816 | 0 | 0.1538 | 0 | 0.1538
477-11 | 477 | Tier-1 | 0 | 0 | 0 | 0 | 521-18R | 521 | Tier-3 | 477-11 | 0 | 0.010417 | 0 | 0 | 0 | 0
434-680F | 434 | Tier-1 | 0 | 0 | 0 | 0 | 522-36 | 522 | Tier-2 | 434-680F | 0 | 2.2809 | 0 | 0 | 0 | 0
477-11F | 477 | Tier-1 | 0 | 0 | 0 | 0 | 522-38R | 522 | Tier-2 | 477-11F | 0 | 0 | 0 | 0 | 0 | 0
477-36 | 477 | Tier-1 | 0 | 0 | 0 | 0 | 524-50R | 524 | Tier-3 | 477-36 | 0 | 0 | 0 | 0 | 0 | 0
477-7 | 477 | Tier-1 | 0 | 0 | 0 | 0 | 53-50 | 53 | Tier-1 | 477-7 | 0 | 0 | 0 | 0 | 0 | 0
435-1342F | 435 | Tier-1 | 0 | 0 | 0 | 0 | 532-1293F | 532 | Tier-1 | 435-1342F | 0 | 7.3208 | 0 | 0 | 0 | 0
435-1343F | 435 | Tier-1 | 0 | 0 | 0 | 0 | 532-763 | 532 | Tier-1 | 435-1343F | 0 | 2.4936 | 0 | 0 | 0 | 0
435-25 | 435 | Tier-1 | 0 | 0 | 0 | 0 | 534-347 | 534 | Tier-1 | 435-25 | 0 | 3.6725 | 0 | 0 | 0 | 0
481-40 | 481 | Tier-1 | 0 | 0 | 0 | 0 | 535-10F | 535 | Tier-2 | 481-40 | 0 | 0 | 0 | 0 | 0 | 0
481-41F | 481 | Tier-1 | 0 | 0 | 0 | 0 | 535-8F | 535 | Tier-1 | 481-41F | 0 | 0.0090909 | 0 | 0 | 0 | 0
436-1043F | 436 | Tier-1 | 0 | 0 | 0 | 0 | 536-363F | 536 | Tier-2 | 436-1043F | 0 | 0.15076 | 0 | 0 | 0 | 0
436-1044F | 436 | Tier-1 | 0 | 0 | 0 | 0 | 536-376 | 536 | Tier-2 | 436-1044F | 0 | 4.5169 | 0 | 0 | 0 | 0
436-109AE | 436 | Tier-1 | 0 | 0 | 0 | 0 | 536-379F | 536 | Tier-2 | 436-109AE | 0 | 6.5674 | 0 | 0 | 0 | 0
481-42F | 481 | Tier-1 | 0 | 0 | 0 | 0 | 537-11F | 537 | Tier-1 | 481-42F | 0 | 0.0068182 | 0 | 0 | 0 | 0
436-115 | 436 | Tier-2 | 0 | 0 | 0 | 0 | 539-29 | 539 | Tier-1 | 436-115 | 0 | 6.1888 | 0 | 0 | 0 | 0
436-316F | 436 | Tier-1 | 0 | 0 | 0 | 0 | 540-27AE | 540 | Tier-1 | 436-316F | 0 | 1.4225 | 0 | 0 | 0 | 0
481-43F | 481 | Tier-1 | 0 | 0 | 0 | 0 | 542-44F | 542 | Tier-2 | 481-43F | 0 | 0.0049242 | 0 | 0 | 0 | 0
436-319F | 436 | Tier-2 | 0 | 0 | 0 | 0 | 542-45F | 542 | Tier-2 | 436-319F | 0 | 2.2786 | 0 | 0 | 0 | 0
482-380 | 482 | Tier-1 | 0 | 0 | 0 | 0 | 543-398 | 543 | Tier-2 | 482-380 | 0 | 0 | 0 | 0 | 0 | 0
482-940 | 482 | Tier-1 | 0 | 0 | 0 | 0 | 543-399 | 543 | Tier-1 | 482-940 | 0 | 0 | 0 | 0 | 0 | 0
437-1192F | 437 | Tier-1 | 0 | 0 | 0 | 0 | 545-46 | 545 | Tier-1 | 437-1192F | 0 | 4.0152 | 0 | 0 | 0 | 0
437-691 | 437 | Tier-1 | 0 | 0 | 0 | 0 | 545-49 | 545 | Tier-1 | 437-691 | 0 | 8.2061 | 0 | 0 | 0 | 0
438-10 | 438 | Tier-1 | 0 | 0 | 0 | 0 | 545-885R | 545 | Tier-1 | 438-10 | 0 | 1.3826 | 0 | 0 | 0 | 0
438-11 | 438 | Tier-1 | 0 | 0 | 0 | 0 | 547-23 | 547 | Tier-1 | 438-11 | 0 | 12.4896 | 0 | 0 | 0 | 0
486-56 | 486 | Tier-1 | 0 | 0 | 0 | 0 | 547-24F | 547 | Tier-1 | 486-56 | 0 | 0 | 0 | 0 | 0 | 0
438-45 | 438 | Tier-1 | 0.46629 | 0 | 0.46629 | 0 | 55-477F | 55 | Tier-1 | 438-45 | 0.46629 | 5.4483 | 0 | 0 | 0 | 0
438-561 | 438 | Tier-1 | 0 | 0 | 0 | 0 | 554-17F | 554 | Tier-1 | 438-561 | 0 | 1.0307 | 0 | 0 | 0 | 0
489-17 | 489 | Tier-1 | 0 | 0 | 0 | 0 | 554-21 | 554 | Tier-1 | 489-17 | 0 | 0 | 0 | 0 | 0 | 0
439-40F | 439 | Tier-1 | 0 | 0 | 0 | 0 | 554-22 | 554 | Tier-1 | 439-40F | 0 | 0.22311 | 0 | 0 | 0 | 0
489-18AE | 489 | Tier-1 | 0 | 0 | 0 | 0 | 554-23 | 554 | Tier-1 | 489-18AE | 0 | 0.09697 | 0 | 0 | 0 | 0
439-42F | 439 | Tier-1 | 0.057386 | 0.0369 | 0.094286 | 0 | 555-1 | 555 | Tier-1 | 439-42F | 0.057386 | 1.661 | 0 | 0.0369 | 0 | 0
439-43F | 439 | Tier-1 | 0 | 0 | 0 | 0 | 555-23 | 555 | Tier-1 | 439-43F | 0 | 0.47102 | 0 | 0 | 0 | 0
492-1093 | 492 | Tier-1 | 0 | 0 | 0 | 0 | 557-827AE | 557 | Tier-1 | 492-1093 | 0 | 0 | 0 | 0 | 0 | 0
492-612F | 492 | Tier-1 | 0 | 0 | 0 | 0 | 558-505 | 558 | Tier-1 | 492-612F | 0 | 0.052083 | 0 | 0 | 0 | 0
44-1099F | 44 | Tier-1 | 0 | 0 | 0 | 0 | 559-16F | 559 | Tier-1 | 44-1099F | 0 | 1.5477 | 0 | 0 | 0 | 0
44-1101F | 44 | Tier-1 | 1.3008 | 0.9451 | 2.2459 | 0 | 559-18F | 559 | Tier-1 | 44-1101F | 1.3008 | 2.3835 | 0 | 0.9451 | 0 | 0
492-613 | 492 | Tier-1 | 0 | 0 | 0 | 0 | 559-42 | 559 | Tier-1 | 492-613 | 0 | 0 | 0 | 0 | 0 | 0
492-8AE | 492 | Tier-1 | 0 | 0 | 0 | 0 | 559-44 | 559 | Tier-1 | 492-8AE | 0 | 0.75739 | 0 | 0 | 0 | 0
44-40AE | 44 | Tier-1 | 0.79318 | 0.1602 | 0.95338 | 0 | 56-671F | 56 | Tier-1 | 44-40AE | 0.79318 | 3.0612 | 0 | 0.1602 | 0 | 0
44-41 | 44 | Tier-1 | 0.53447 | 0.6951 | 1.2296 | 0 | 561-32F | 561 | Tier-1 | 44-41 | 0.53447 | 1.0292 | 0 | 0.6951 | 0 | 0
44-42 | 44 | Tier-1 | 0.72841 | 0.6422 | 1.3706 | 0 | 562-98 | 562 | Tier-1 | 44-42 | 0.72841 | 3.4759 | 0 | 0.6422 | 0 | 0
441-23R | 441 | Tier-3 | 5.0348 | 0.0913 | 5.1261 | 5.1261 | 564-17 | 564 | Tier-1 | 441-23R | 5.0348 | 1.728 | 0.27216 | 0.0913 | 5.0348 | 0.0913
441-279R | 441 | Tier-3 | 2.1348 | 0.0246 | 2.1594 | 2.1594 | 564-18F | 564 | Tier-1 | 441-279R | 2.1348 | 2.1504 | 0.09678 | 0.0246 | 2.1348 | 0.0246
441-27R | 441 | Tier-3 | 7.0608 | 0.3188 | 7.3796 | 7.3796 | 566-43 | 566 | Tier-1 | 441-27R | 7.0608 | 0.12538 | 0.029356 | 0.3188 | 7.0608 | 0.3188
441-30R | 441 | Tier-3 | 5.714 | 0.0193 | 5.7333 | 5.7333 | 566-45AE | 566 | Tier-1 | 441-30R | 5.714 | 0.4625 | 0.079545 | 0.0193 | 5.714 | 0.0193
442-16R | 442 | Tier-3 | 10.6841 | 0.1273 | 10.8114 | 10.8114 | 567-17F | 567 | Tier-1 | 442-16R | 10.6841 | 0.018182 | 0 | 0.1273 | 10.6841 | 0.1273
493-485F | 493 | Tier-1 | 0.27178 | 0.0456 | 0.31738 | 0 | 570-490F | 570 | Tier-1 | 493-485F | 0.27178 | 0.20739 | 0 | 0.0456 | 0 | 0
493-486 | 493 | Tier-1 | 0 | 0 | 0 | 0 | 570-491F | 570 | Tier-1 | 493-486 | 0 | 0 | 0 | 0 | 0 | 0
496-20 | 496 | Tier-1 | 0 | 0 | 0 | 0 | 571-41 | 571 | Tier-1 | 496-20 | 0 | 0 | 0 | 0 | 0 | 0
442-32R | 442 | Tier-3 | 0 | 0 | 0 | 0 | 571-43F | 571 | Tier-1 | 442-32R | 0 | 1.0222 | 0 | 0 | 0 | 0
496-21 | 496 | Tier-1 | 0.33125 | 0 | 0.33125 | 0 | 571-44F | 571 | Tier-1 | 496-21 | 0.33125 | 0.92917 | 0 | 0 | 0 | 0
496-259F | 496 | Tier-1 | 0 | 0 | 0 | 0 | 571-50F | 571 | Tier-1 | 496-259F | 0 | 0.64678 | 0 | 0 | 0 | 0
442-525 | 442 | Tier-3 | 2.8098 | 1.7547 | 4.5645 | 4.5645 | 572-493F | 572 | Tier-1 | 442-525 | 2.8098 | 1.9273 | 0 | 1.7547 | 2.8098 | 1.7547
442-728R | 442 | Tier-3 | 15.4341 | 6.8134 | 22.2475 | 22.2475 | 572-494F | 572 | Tier-1 | 442-728R | 15.4341 | 4.5034 | 0 | 6.8134 | 15.4341 | 6.8134
442-729 | 442 | Tier-3 | 2.7652 | 0.0049 | 2.7701 | 2.7701 | 575-21 | 575 | Tier-1 | 442-729 | 2.7652 | 0.50663 | 0 | 0.0049 | 2.7652 | 0.0049
496-260 | 496 | Tier-1 | 0 | 0 | 0 | 0 | 576-205F | 576 | Tier-1 | 496-260 | 0 | 0 | 0 | 0 | 0 | 0
496-8 | 496 | Tier-1 | 0 | 0 | 0 | 0 | 577-192 | 577 | Tier-2 | 496-8 | 0 | 0 | 0 | 0 | 0 | 0
442-764R | 442 | Tier-3 | 2.0108 | 0.4977 | 2.5085 | 0.60433 | 577-202F | 577 | Tier-2 | 442-764R | 2.0108 | 0.21231 | 0 | 0.4977 | 0.10663 | 0.4977
497-890 | 497 | Tier-1 | 0 | 0 | 0 | 0 | 578-241 | 578 | Tier-1 | 497-890 | 0 | 0 | 0 | 0 | 0 | 0
501-788 | 501 | Tier-1 | 0 | 0 | 0 | 0 | 58-110F | 58 | Tier-1 | 501-788 | 0 | 0 | 0 | 0 | 0 | 0
502-10 | 502 | Tier-1 | 0 | 0 | 0 | 0 | 58-1163 | 58 | Tier-1 | 502-10 | 0 | 1.558 | 0 | 0 | 0 | 0
443-218R | 443 | Tier-1 | 1.4956 | 1.0337 | 2.5293 | 0 | 58-1166F | 58 | Tier-1 | 443-218R | 1.4956 | 0.054545 | 0 | 1.0337 | 0 | 0
444-15R | 444 | Tier-2 | 8.079 | 0.272 | 8.351 | 7.0273 | 58-729F | 58 | Tier-1 | 444-15R | 8.079 | 0 | 0.030303 | 0.272 | 6.7553 | 0.272
444-43R | 444 | Tier-2 | 19.1161 | 1.4902 | 20.6063 | 20.6063 | 58-732 | 58 | Tier-1 | 444-43R | 19.1161 | 3.1964 | 0.17973 | 1.4902 | 19.1161 | 1.4902
444-9R | 444 | Tier-2 | 10.1862 | 4.5309 | 14.7171 | 14.7171 | 58-737F | 58 | Tier-1 | 444-9R | 10.1862 | 0.53333 | 0.030114 | 4.5309 | 10.1862 | 4.5309
445-1311R | 445 | Tier-3 | 11.3703 | 1.9292 | 13.2995 | 13.2995 | 58-754F | 58 | Tier-1 | 445-1311R | 11.3703 | 0.70928 | 0.12121 | 1.9292 | 11.3703 | 1.9292
502-12 | 502 | Tier-1 | 0 | 0 | 0 | 0 | 580-690AE | 580 | Tier-1 | 502-12 | 0 | 0 | 0 | 0 | 0 | 0
502-717 | 502 | Tier-1 | 0 | 0 | 0 | 0 | 581-49 | 581 | Tier-1 | 502-717 | 0 | 0 | 0 | 0 | 0 | 0
504-1560 | 504 | Tier-1 | 0 | 0 | 0 | 0 | 583-317 | 583 | Tier-1 | 504-1560 | 0 | 0 | 0 | 0 | 0 | 0
505-1678 | 505 | Tier-1 | 0 | 0 | 0 | 0 | 583-318F | 583 | Tier-1 | 505-1678 | 0 | 0 | 0 | 0 | 0 | 0
445-1318F | 445 | Tier-2 | 0 | 0 | 0 | 0 | 583-658F | 583 | Tier-1 | 445-1318F | 0 | 1.5318 | 0 | 0 | 0 | 0
445-1320F | 445 | Tier-2 | 0 | 0 | 0 | 0 | 584-552 | 584 | Tier-1 | 445-1320F | 0 | 1.6966 | 0.094318 | 0 | 0 | 0
506-159 | 506 | Tier-1 | 0 | 0 | 0 | 0 | 585-252 | 585 | Tier-1 | 506-159 | 0 | 0 | 0 | 0 | 0 | 0
507-1606 | 507 | Tier-1 | 0 | 0 | 0 | 0 | 586-3 | 586 | Tier-1 | 507-1606 | 0 | 0 | 0 | 0 | 0 | 0
445-1324F | 445 | Tier-2 | 0 | 0 | 0 | 0 | 588-15 | 588 | Tier-1 | 445-1324F | 0 | 0.20682 | 0 | 0 | 0 | 0
445-1325F | 445 | Tier-2 | 11.2644 | 0.4485 | 11.7129 | 11.7129 | 588-22 | 588 | Tier-1 | 445-1325F | 11.2644 | 6.1271 | 0.76345 | 0.4485 | 11.2644 | 0.4485
507-1732F | 507 | Tier-1 | 0 | 0 | 0 | 0 | 589-57AE | 589 | Tier-1 | 507-1732F | 0 | 0.15398 | 0 | 0 | 0 | 0
507-1734 | 507 | Tier-1 | 0 | 0 | 0 | 0 | 59-1196 | 59 | Tier-1 | 507-1734 | 0 | 0 | 0 | 0 | 0 | 0
508-1023 | 508 | Tier-1 | 0 | 0 | 0 | 0 | 59-465 | 59 | Tier-1 | 508-1023 | 0 | 0 | 0 | 0 | 0 | 0
445-17R | 445 | Tier-2 | 2.7434 | 0.6848 | 3.4282 | 3.4282 | 59-467 | 59 | Tier-1 | 445-17R | 2.7434 | 2.1117 | 0.18314 | 0.6848 | 2.7434 | 0.6848
445-18R | 445 | Tier-2 | 22.6981 | 2.16 | 24.8581 | 24.8581 | 591-1113F | 591 | Tier-2 | 445-18R | 22.6981 | 1.8886 | 0.72102 | 2.16 | 22.6981 | 2.16
508-1040 | 508 | Tier-1 | 0 | 0 | 0 | 0 | 591-39AE | 591 | Tier-1 | 508-1040 | 0 | 0 | 0 | 0 | 0 | 0
445-39R | 445 | Tier-2 | 6.5566 | 1.8966 | 8.4532 | 8.4532 | 593-27 | 593 | Tier-1 | 445-39R | 6.5566 | 8.5727 | 1.3316 | 1.8966 | 6.5566 | 1.8966
445-894R | 445 | Tier-2 | 25.2472 | 1.6303 | 26.8775 | 26.8775 | 594-2 | 594 | Tier-2 | 445-894R | 25.2472 | 0.19602 | 0.25549 | 1.6303 | 25.2472 | 1.6303
508-1043F | 508 | Tier-1 | 0 | 0 | 0 | 0 | 595-1438 | 595 | Tier-1 | 508-1043F | 0 | 0.31875 | 0 | 0 | 0 | 0
508-938 | 508 | Tier-1 | 0 | 0 | 0 | 0 | 595-1440F | 595 | Tier-1 | 508-938 | 0 | 0 | 0 | 0 | 0 | 0
51-41 | 51 | Tier-1 | 0 | 0 | 0 | 0 | 595-1442F | 595 | Tier-1 | 51-41 | 0 | 0 | 0 | 0 | 0 | 0
448-1198F | 448 | Tier-3 | 0 | 0 | 0 | 0 | 595-1451F | 595 | Tier-1 | 448-1198F | 0 | 1.1795 | 0 | 0 | 0 | 0
51-42F | 51 | Tier-1 | 0 | 0 | 0 | 0 | 595-1454F | 595 | Tier-2 | 51-42F | 0 | 0.010985 | 0 | 0 | 0 | 0
448-1203F | 448 | Tier-3 | 0 | 0 | 0 | 0 | 598-659 | 598 | Tier-1 | 448-1203F | 0 | 1.1277 | 0 | 0 | 0 | 0
51-43F | 51 | Tier-1 | 0 | 0 | 0 | 0 | 598-660 | 598 | Tier-1 | 51-43F | 0 | 0.0083333 | 0 | 0 | 0 | 0
51-44F | 51 | Tier-1 | 0 | 0 | 0 | 0 | 61-21F | 61 | Tier-1 | 51-44F | 0 | 0.0064394 | 0 | 0 | 0 | 0
448-47R | 448 | Tier-3 | 8.3023 | 0.5191 | 8.8214 | 8.8214 | 65-38AE | 65 | Tier-1 | 448-47R | 8.3023 | 0.57178 | 0 | 0.5191 | 8.3023 | 0.5191
448-714R | 448 | Tier-3 | 10.2119 | 1.6045 | 11.8164 | 11.3933 | 66-1213R | 66 | Tier-1 | 448-714R | 10.2119 | 3.0934 | 0 | 1.6045 | 9.7888 | 1.6045
448-724R | 448 | Tier-3 | 7.9845 | 0.7833 | 8.7678 | 8.7678 | 67-24R | 67 | Tier-3 | 448-724R | 7.9845 | 0 | 0 | 0.7833 | 7.9845 | 0.7833
448-735R | 448 | Tier-3 | 7.6566 | 0.5502 | 8.2068 | 8.1068 | 67-34R | 67 | Tier-3 | 448-735R | 7.6566 | 0 | 0 | 0.5502 | 7.5566 | 0.5502
448-744R | 448 | Tier-3 | 25.9697 | 3.246 | 29.2157 | 29.2157 | 67-45R | 67 | Tier-3 | 448-744R | 25.9697 | 0.87879 | 0 | 3.246 | 25.9697 | 3.246
51-861R | 51 | Tier-1 | 1.5765 | 1.9235 | 3.5 | 0 | 68-42 | 68 | Tier-1 | 51-861R | 1.5765 | 1.4845 | 0 | 1.9235 | 0 | 0
449-13R | 449 | Tier-3 | 12.1381 | 4.4097 | 16.5478 | 16.5478 | 68-775 | 68 | Tier-1 | 449-13R | 12.1381 | 1.0665 | 0.17462 | 4.4097 | 12.1381 | 4.4097
511-1339 | 511 | Tier-1 | 0 | 0 | 0 | 0 | 700-224AE | 700 | Tier-1 | 511-1339 | 0 | 0 | 0 | 0 | 0 | 0
449-683 | 449 | Tier-3 | 1.6021 | 0 | 1.6021 | 1.6021 | 700-255 | 700 | Tier-1 | 449-683 | 1.6021 | 0 | 0 | 0 | 1.6021 | 0
512-299 | 512 | Tier-1 | 0 | 0 | 0 | 0 | 700-258 | 700 | Tier-1 | 512-299 | 0 | 0 | 0 | 0 | 0 | 0
513-44 | 513 | Tier-1 | 0 | 0 | 0 | 0 | 701-30 | 701 | Tier-1 | 513-44 | 0 | 0 | 0 | 0 | 0 | 0
45-15AE | 45 | Tier-1 | 0.56231 | 0 | 0.56231 | 0 | 701-48AE | 701 | Tier-1 | 45-15AE | 0.56231 | 0.12045 | 0 | 0 | 0 | 0
45-16 | 45 | Tier-1 | 1.5095 | 1.2513 | 2.7608 | 0 | 701-49 | 701 | Tier-1 | 45-16 | 1.5095 | 0.80114 | 0 | 1.2513 | 0 | 0
515-50 | 515 | Tier-1 | 0 | 0 | 0 | 0 | 701-749 | 701 | Tier-1 | 515-50 | 0 | 0 | 0 | 0 | 0 | 0
516-6 | 516 | Tier-1 | 0 | 0 | 0 | 0 | 702-448F | 702 | Tier-1 | 516-6 | 0 | 0 | 0 | 0 | 0 | 0
450-114F | 450 | Tier-1 | 0.46098 | 0.1763 | 0.63728 | 0 | 703-279R | 703 | Tier-1 | 450-114F | 0.46098 | 0.79545 | 0 | 0.1763 | 0 | 0
450-17 | 450 | Tier-2 | 0 | 0 | 0 | 0 | 71-14F | 71 | Tier-1 | 450-17 | 0 | 0.92064 | 0 | 0 | 0 | 0
518-40 | 518 | Tier-1 | 0 | 0 | 0 | 0 | 710-425 | 710 | Tier-1 | 518-40 | 0 | 0.44678 | 0 | 0 | 0 | 0
518-43 | 518 | Tier-1 | 0 | 0 | 0 | 0 | 710-96 | 710 | Tier-1 | 518-43 | 0 | 0 | 0 | 0 | 0 | 0
450-1851F | 450 | Tier-2 | 5.91 | 1.1784 | 7.0884 | 7.0884 | 712-26 | 712 | Tier-1 | 450-1851F | 5.91 | 0.57216 | 0 | 1.1784 | 5.91 | 1.1784
519-30 | 519 | Tier-1 | 0 | 0 | 0 | 0 | 713-170 | 713 | Tier-1 | 519-30 | 0 | 0.97292 | 0 | 0 | 0 | 0
450-1853F | 450 | Tier-2 | 0.84318 | 0.2595 | 1.1027 | 1.1027 | 713-31 | 713 | Tier-1 | 450-1853F | 0.84318 | 2.2973 | 0 | 0.2595 | 0.84318 | 0.2595
52-15 | 52 | Tier-1 | 0 | 0 | 0 | 0 | 714-23 | 714 | Tier-1 | 52-15 | 0 | 0 | 0 | 0 | 0 | 0
450-50R | 450 | Tier-2 | 0.35398 | 0.1652 | 0.51918 | 0.3652 | 714-28 | 714 | Tier-1 | 450-50R | 0.35398 | 8.3117 | 0 | 0.1652 | 0.2 | 0.1652
450-88R | 450 | Tier-2 | 2.8638 | 0.8674 | 3.7312 | 0.8674 | 714-550 | 714 | Tier-1 | 450-88R | 2.8638 | 9.933 | 0 | 0.8674 | 0 | 0.8674
451-38F | 451 | Tier-1 | 0.98125 | 0.3989 | 1.3801 | 0 | 714-551F | 714 | Tier-1 | 451-38F | 0.98125 | 5.329 | 0 | 0.3989 | 0 | 0
52-20R | 52 | Tier-1 | 1.9439 | 1.985 | 3.9289 | 0 | 714-552 | 714 | Tier-1 | 52-20R | 1.9439 | 0.048864 | 0 | 1.985 | 0 | 0
520-1525R | 520 | Tier-2 | 7.4684 | 0.3892 | 7.8576 | 7.8576 | 716-11 | 716 | Tier-1 | 520-1525R | 7.4684 | 0.75417 | 0 | 0.3892 | 7.4684 | 0.3892
520-1936 | 520 | Tier-3 | 0.1358 | 0 | 0.1358 | 0.13579 | 719-33 | 719 | Tier-1 | 520-1936 | 0.1358 | 0 | 0 | 0 | 0.13579 | 0
452-1404F | 452 | Tier-2 | 0.79924 | 0.0087 | 0.80794 | 0.80794 | 719-34 | 719 | Tier-1 | 452-1404F | 0.79924 | 0.22955 | 0 | 0.0087 | 0.79924 | 0.0087
520-44F | 520 | Tier-2 | 0 | 0 | 0 | 0 | 719-35 | 719 | Tier-1 | 520-44F | 0 | 0.0094697 | 0 | 0 | 0 | 0
520-45 | 520 | Tier-2 | 8.7233 | 0.7451 | 9.4684 | 9.4684 | 719-389F | 719 | Tier-1 | 520-45 | 8.7233 | 0.27424 | 0 | 0.7451 | 8.7233 | 0.7451
452-37AE | 452 | Tier-1 | 0.35587 | 0.0538 | 0.40967 | 0 | 719-854 | 719 | Tier-1 | 452-37AE | 0.35587 | 6.6252 | 2.3053 | 0.0538 | 0 | 0
452-38AE | 452 | Tier-2 | 2.5653 | 0.2 | 2.7653 | 2.7653 | 719-857F | 719 | Tier-1 | 452-38AE | 2.5653 | 5.3604 | 1.4676 | 0.2 | 2.5653 | 0.2
452-39AE | 452 | Tier-1 | 1.1566 | 0.1354 | 1.292 | 0 | 724-4 | 724 | Tier-1 | 452-39AE | 1.1566 | 4.6943 | 2.5839 | 0.1354 | 0 | 0
452-47 | 452 | Tier-1 | 1.0188 | 0.732 | 1.7508 | 0 | 73-1161F | 73 | Tier-3 | 452-47 | 1.0188 | 2.6574 | 1.8106 | 0.732 | 0 | 0
452-717 | 452 | Tier-2 | 0.20777 | 0.0871 | 0.29487 | 0.0871 | 73-1165 | 73 | Tier-3 | 452-717 | 0.20777 | 8.8585 | 4.1206 | 0.0871 | 0 | 0.0871
520-46 | 520 | Tier-2 | 0 | 0 | 0 | 0 | 73-23R | 73 | Tier-3 | 520-46 | 0 | 0 | 0 | 0 | 0 | 0
453-32R | 453 | Tier-1 | 1.3636 | 1.0777 | 2.4413 | 0 | 73-678R | 73 | Tier-3 | 453-32R | 1.3636 | 7.0631 | 0 | 1.0777 | 0 | 0
453-41 | 453 | Tier-1 | 0.29811 | 0.1379 | 0.43601 | 0 | 731-46 | 731 | Tier-1 | 453-41 | 0.29811 | 5.1381 | 0 | 0.1379 | 0 | 0
524-1782F | 524 | Tier-3 | 7.6273 | 0.9466 | 8.5739 | 8.5739 | 732-15R | 732 | Tier-1 | 524-1782F | 7.6273 | 0.75455 | 0 | 0.9466 | 7.6273 | 0.9466
454-45AE | 454 | Tier-1 | 2.8106 | 1.5794 | 4.39 | 0 | 735-277 | 735 | Tier-1 | 454-45AE | 2.8106 | 7.0489 | 3.1519 | 1.5794 | 0 | 0
454-47R | 454 | Tier-1 | 0.16591 | 0.1091 | 0.27501 | 0 | 735-279F | 735 | Tier-1 | 454-47R | 0.16591 | 2.5407 | 1.2947 | 0.1091 | 0 | 0
454-48F | 454 | Tier-2 | 3.3746 | 0.0498 | 3.4244 | 3.0267 | 735-283F | 735 | Tier-1 | 454-48F | 3.3746 | 0.05947 | 0.052652 | 0.0498 | 2.9769 | 0.0498
454-49F | 454 | Tier-2 | 1.0417 | 0.4782 | 1.5199 | 0.4782 | 736-129 | 736 | Tier-1 | 454-49F | 1.0417 | 2.4314 | 0.74943 | 0.4782 | 0 | 0.4782
525-40 | 525 | Tier-1 | 0 | 0 | 0 | 0 | 738-1372 | 738 | Tier-1 | 525-40 | 0 | 0 | 0 | 0 | 0 | 0
454-53F | 454 | Tier-2 | 0.42746 | 0.3076 | 0.73506 | 0.3076 | 738-1375F | 738 | Tier-1 | 454-53F | 0.42746 | 6.1706 | 3.1265 | 0.3076 | 0 | 0.3076
456-5 | 456 | Tier-1 | 5.0542 | 2.7606 | 7.8148 | 0 | 740-857F | 740 | Tier-1 | 456-5 | 5.0542 | 14.7513 | 0 | 2.7606 | 0 | 0
528-210 | 528 | Tier-1 | 0 | 0 | 0 | 0 | 740-870F | 740 | Tier-1 | 528-210 | 0 | 0 | 0 | 0 | 0 | 0
458-33F | 458 | Tier-1 | 1.322 | 0.0301 | 1.3521 | 0 | 741-49F | 741 | Tier-1 | 458-33F | 1.322 | 0.87519 | 0 | 0.0301 | 0 | 0
528-212F | 528 | Tier-1 | 0 | 0 | 0 | 0 | 743-356 | 743 | Tier-1 | 528-212F | 0 | 0.4642 | 0 | 0 | 0 | 0
458-35F | 458 | Tier-1 | 0 | 0 | 0 | 0 | 746-364 | 746 | Tier-1 | 458-35F | 0 | 0.27803 | 0 | 0 | 0 | 0
458-41F | 458 | Tier-1 | 0.072159 | 0.036 | 0.10816 | 0 | 746-742 | 746 | Tier-1 | 458-41F | 0.072159 | 1.2973 | 0 | 0.036 | 0 | 0
532-1296 | 532 | Tier-1 | 0 | 0 | 0 | 0 | 746-756 | 746 | Tier-1 | 532-1296 | 0 | 0 | 0 | 0 | 0 | 0
458-43F | 458 | Tier-1 | 0.82235 | 1.0178 | 1.8401 | 0 | 746-819F | 746 | Tier-1 | 458-43F | 0.82235 | 9.2066 | 0 | 1.0178 | 0 | 0
532-764 | 532 | Tier-1 | 0 | 0 | 0 | 0 | 746-820 | 746 | Tier-1 | 532-764 | 0 | 0 | 0 | 0 | 0 | 0
533-8 | 533 | Tier-1 | 0 | 0 | 0 | 0 | 748-1058 | 748 | Tier-1 | 533-8 | 0 | 0 | 0 | 0 | 0 | 0
534-1078 | 534 | Tier-1 | 0 | 0 | 0 | 0 | 748-505 | 748 | Tier-1 | 534-1078 | 0 | 0 | 0 | 0 | 0 | 0
534-1081F | 534 | Tier-1 | 0 | 0 | 0 | 0 | 749-41F | 749 | Tier-1 | 534-1081F | 0 | 0.68902 | 0 | 0 | 0 | 0
534-347 | 534 | Tier-1 | 0 | 0 | 0 | 0 | 749-42F | 749 | Tier-1 | 534-347 | 0 | 0 | 0 | 0 | 0 | 0
534-349AE | 534 | Tier-1 | 0 | 0 | 0 | 0 | 749-43F | 749 | Tier-1 | 534-349AE | 0 | 0.34186 | 0 | 0 | 0 | 0
535-1120AE | 535 | Tier-2 | 0 | 0 | 0 | 0 | 75-2228F | 75 | Tier-3 | 535-1120AE | 0 | 0.23504 | 0 | 0 | 0 | 0
535-263 | 535 | Tier-1 | 0 | 0 | 0 | 0 | 75-2257F | 75 | Tier-3 | 535-263 | 0 | 0 | 0 | 0 | 0 | 0
536-360 | 536 | Tier-2 | 0 | 0 | 0 | 0 | 75-2260F | 75 | Tier-3 | 536-360 | 0 | 0 | 0 | 0 | 0 | 0
460-1165R | 460 | Tier-1 | 0 | 0 | 0 | 0 | 754-689 | 754 | Tier-2 | 460-1165R | 0 | 13.4187 | 0 | 0 | 0 | 0
460-328F | 460 | Tier-1 | 0 | 0 | 0 | 0 | 754-691 | 754 | Tier-1 | 460-328F | 0 | 2.6064 | 0 | 0 | 0 | 0
536-363F | 536 | Tier-2 | 0 | 0 | 0 | 0 | 756-109F | 756 | Tier-1 | 536-363F | 0 | 0.036742 | 0.013636 | 0 | 0 | 0
536-376 | 536 | Tier-2 | 0 | 0 | 0 | 0 | 756-42 | 756 | Tier-1 | 536-376 | 0 | 0 | 0 | 0 | 0 | 0
460-331F | 460 | Tier-1 | 0 | 0 | 0 | 0 | 756-44F | 756 | Tier-1 | 460-331F | 0 | 1.0225 | 0 | 0 | 0 | 0
460-957 | 460 | Tier-1 | 0 | 0 | 0 | 0 | 756-49F | 756 | Tier-1 | 460-957 | 0 | 0.023295 | 0 | 0 | 0 | 0
460-958AE | 460 | Tier-1 | 0 | 0 | 0 | 0 | 756-50F | 756 | Tier-1 | 460-958AE | 0 | 5.8858 | 0 | 0 | 0 | 0
461-24F | 461 | Tier-1 | 0.37538 | 0.0483 | 0.42368 | 0 | 759-13AE | 759 | Tier-1 | 461-24F | 0.37538 | 5.1686 | 0 | 0.0483 | 0 | 0
536-377F | 536 | Tier-2 | 0 | 0 | 0 | 0 | 76-243 | 76 | Tier-1 | 536-377F | 0 | 0.15246 | 0 | 0 | 0 | 0
461-26F | 461 | Tier-1 | 0 | 0 | 0 | 0 | 762-114 | 762 | Tier-1 | 461-26F | 0 | 0.89413 | 0 | 0 | 0 | 0
461-644R | 461 | Tier-1 | 0.15341 | 0.1252 | 0.27861 | 0 | 763-50F | 763 | Tier-1 | 461-644R | 0.15341 | 2.8021 | 0 | 0.1252 | 0 | 0
462-1023F | 462 | Tier-1 | 0 | 0 | 0 | 0 | 765-18F | 765 | Tier-1 | 462-1023F | 0 | 0.67784 | 0 | 0 | 0 | 0
536-378F | 536 | Tier-2 | 0 | 0 | 0 | 0 | 765-53 | 765 | Tier-1 | 536-378F | 0 | 0.15246 | 0 | 0 | 0 | 0
536-379F | 536 | Tier-2 | 0 | 0 | 0 | 0 | 768-19 | 768 | Tier-1 | 536-379F | 0 | 0.12784 | 0 | 0 | 0 | 0
462-1034F | 462 | Tier-1 | 0.67557 | 0.383 | 1.0586 | 0 | 771-274AE | 771 | Tier-1 | 462-1034F | 0.67557 | 4.107 | 0 | 0.383 | 0 | 0
462-1035F | 462 | Tier-1 | 0.022159 | 0 | 0.022159 | 0 | 772-318 | 772 | Tier-1 | 462-1035F | 0.022159 | 4.3061 | 0 | 0 | 0 | 0
537-24 | 537 | Tier-1 | 0 | 0 | 0 | 0 | 773-31F | 773 | Tier-1 | 537-24 | 0 | 0 | 0 | 0 | 0 | 0
537-29 | 537 | Tier-1 | 0 | 0 | 0 | 0 | 774-28AE | 774 | Tier-1 | 537-29 | 0 | 0.040152 | 0 | 0 | 0 | 0
462-1521F | 462 | Tier-1 | 0.38561 | 0.1004 | 0.48601 | 0 | 774-4F | 774 | Tier-1 | 462-1521F | 0.38561 | 2.7924 | 0 | 0.1004 | 0 | 0
462-1523F | 462 | Tier-1 | 0.43258 | 0.435 | 0.86758 | 0 | 775-185 | 775 | Tier-1 | 462-1523F | 0.43258 | 2.8723 | 0 | 0.435 | 0 | 0
462-868 | 462 | Tier-1 | 1.1962 | 1.3047 | 2.5009 | 0 | 777-10 | 777 | Tier-1 | 462-868 | 1.1962 | 0.45644 | 0 | 1.3047 | 0 | 0
463-1135F | 463 | Tier-2 | 0 | 0 | 0 | 0 | 777-265 | 777 | Tier-1 | 463-1135F | 0 | 9.5746 | 2.814 | 0 | 0 | 0
539-29 | 539 | Tier-1 | 0 | 0 | 0 | 0 | 777-266 | 777 | Tier-1 | 539-29 | 0 | 0 | 0 | 0 | 0 | 0
463-1137F | 463 | Tier-2 | 0.125 | 0 | 0.125 | 0 | 777-267F | 777 | Tier-1 | 463-1137F | 0.125 | 1.9634 | 0 | 0 | 0 | 0
539-45F | 539 | Tier-1 | 0 | 0 | 0 | 0 | 777-268F | 777 | Tier-1 | 539-45F | 0 | 1.1348 | 0 | 0 | 0 | 0
463-1229 | 463 | Tier-2 | 9.6112 | 1.8886 | 11.4998 | 11.4998 | 777-9 | 777 | Tier-1 | 463-1229 | 9.6112 | 1.0161 | 0 | 1.8886 | 9.6112 | 1.8886
540-26 | 540 | Tier-1 | 0 | 0 | 0 | 0 | 780-443F | 780 | Tier-1 | 540-26 | 0 | 0 | 0 | 0 | 0 | 0
463-227F | 463 | Tier-1 | 0 | 0 | 0 | 0 | 780-444F | 780 | Tier-1 | 463-227F | 0 | 5.9816 | 0.55455 | 0 | 0 | 0
463-258 | 463 | Tier-2 | 0 | 0 | 0 | 0 | 780-468R | 780 | Tier-1 | 463-258 | 0 | 0.66572 | 0.015152 | 0 | 0 | 0
540-27AE | 540 | Tier-1 | 0 | 0 | 0 | 0 | 783-1453 | 783 | Tier-1 | 540-27AE | 0 | 0.24564 | 0 | 0 | 0 | 0
463-450 | 463 | Tier-1 | 0 | 0 | 0 | 0 | 783-850 | 783 | Tier-1 | 463-450 | 0 | 2.075 | 1.0341 | 0 | 0 | 0
540-28AE | 540 | Tier-1 | 0 | 0 | 0 | 0 | 785-138 | 785 | Tier-1 | 540-28AE | 0 | 0.15966 | 0 | 0 | 0 | 0
463-452 | 463 | Tier-1 | 0 | 0 | 0 | 0 | 785-138F | 785 | Tier-1 | 463-452 | 0 | 2.954 | 1.2845 | 0 | 0 | 0
540-3 | 540 | Tier-1 | 0 | 0 | 0 | 0 | 785-142 | 785 | Tier-1 | 540-3 | 0 | 0 | 0 | 0 | 0 | 0
540-38 | 540 | Tier-2 | 0 | 0 | 0 | 0 | 785-143 | 785 | Tier-1 | 540-38 | 0 | 0 | 0 | 0 | 0 | 0
540-39AE | 540 | Tier-2 | 0 | 0 | 0 | 0 | 785-151F | 785 | Tier-1 | 540-39AE | 0 | 0.032955 | 0 | 0 | 0 | 0
540-4 | 540 | Tier-1 | 0 | 0 | 0 | 0 | 785-167 | 785 | Tier-1 | 540-4 | 0 | 0.22424 | 0 | 0 | 0 | 0
542-26F | 542 | Tier-2 | 0 | 0 | 0 | 0 | 785-364 | 785 | Tier-1 | 542-26F | 0 | 0.55398 | 0 | 0 | 0 | 0
542-42 | 542 | Tier-1 | 0 | 0 | 0 | 0 | 785-366F | 785 | Tier-1 | 542-42 | 0 | 0 | 0 | 0 | 0 | 0
542-7 | 542 | Tier-2 | 0 | 0 | 0 | 0 | 785-368F | 785 | Tier-1 | 542-7 | 0 | 0 | 0 | 0 | 0 | 0
543-353 | 543 | Tier-1 | 0 | 0 | 0 | 0 | 785-369 | 785 | Tier-1 | 543-353 | 0 | 0 | 0 | 0 | 0 | 0
464-2 | 464 | Tier-1 | 0 | 0 | 0 | 0 | 789-16F | 789 | Tier-1 | 464-2 | 0 | 1.1032 | 0 | 0 | 0 | 0
464-27 | 464 | Tier-1 | 0 | 0 | 0 | 0 | 79-1212 | 79 | Tier-3 | 464-27 | 0 | 0.10568 | 0 | 0 | 0 | 0
543-354F | 543 | Tier-2 | 0 | 0 | 0 | 0 | 79-1215F | 79 | Tier-3 | 543-354F | 0 | 1.7267 | 0 | 0 | 0 | 0
543-356F | 543 | Tier-1 | 0 | 0 | 0 | 0 | 79-658R | 79 | Tier-3 | 543-356F | 0 | 1.0515 | 0 | 0 | 0 | 0
464-44 | 464 | Tier-1 | 0 | 0 | 0 | 0 | 79-668R | 79 | Tier-3 | 464-44 | 0 | 2.8396 | 0 | 0 | 0 | 0
543-358F | 543 | Tier-1 | 0 | 0 | 0 | 0 | 79-676R | 79 | Tier-3 | 543-358F | 0 | 0.041288 | 0 | 0 | 0 | 0
543-359 | 543 | Tier-1 | 0 | 0 | 0 | 0 | 79-679R | 79 | Tier-3 | 543-359 | 0 | 0 | 0 | 0 | 0 | 0
543-396 | 543 | Tier-1 | 0 | 0 | 0 | 0 | 79-808R | 79 | Tier-3 | 543-396 | 0 | 0 | 0 | 0 | 0 | 0
543-399 | 543 | Tier-1 | 0 | 0 | 0 | 0 | 793-26 | 793 | Tier-1 | 543-399 | 0 | 0.26742 | 0 | 0 | 0 | 0
545-37 | 545 | Tier-1 | 0 | 0 | 0 | 0 | 793-46F | 793 | Tier-1 | 545-37 | 0 | 0.011364 | 0 | 0 | 0 | 0
545-45AE | 545 | Tier-1 | 0 | 0 | 0 | 0 | 793-750AE | 793 | Tier-1 | 545-45AE | 0 | 0.125 | 0 | 0 | 0 | 0
468-11 | 468 | Tier-1 | 0 | 0 | 0 | 0 | 794-17 | 794 | Tier-1 | 468-11 | 0 | 0.6483 | 0 | 0 | 0 | 0
545-46 | 545 | Tier-1 | 0 | 0 | 0 | 0 | 795-723 | 795 | Tier-2 | 545-46 | 0 | 0 | 0 | 0 | 0 | 0
545-49 | 545 | Tier-1 | 0 | 0 | 0 | 0 | 795-725AE | 795 | Tier-2 | 545-49 | 0 | 0 | 0 | 0 | 0 | 0
468-17 | 468 | Tier-1 | 0 | 0 | 0 | 0 | 796-1396R | 796 | Tier-1 | 468-17 | 0 | 0.38409 | 0 | 0 | 0 | 0
547-23 | 547 | Tier-1 | 0 | 0 | 0 | 0 | 797-38 | 797 | Tier-1 | 547-23 | 0 | 0 | 0 | 0 | 0 | 0
547-24F | 547 | Tier-1 | 0 | 0 | 0 | 0 | 798-242 | 798 | Tier-1 | 547-24F | 0 | 0.0075758 | 0 | 0 | 0 | 0
547-25F | 547 | Tier-1 | 0 | 0 | 0 | 0 | 798-243AE | 798 | Tier-1 | 547-25F | 0 | 0.010417 | 0 | 0 | 0 | 0
548-13 | 548 | Tier-1 | 0 | 0 | 0 | 0 | 798-255 | 798 | Tier-1 | 548-13 | 0 | 0 | 0 | 0 | 0 | 0
548-16 | 548 | Tier-1 | 0 | 0 | 0 | 0 | 80-562 | 80 | Tier-1 | 548-16 | 0 | 0 | 0 | 0 | 0 | 0
549-35 | 549 | Tier-1 | 0 | 0 | 0 | 0 | 80-564 | 80 | Tier-1 | 549-35 | 0 | 0 | 0 | 0 | 0 | 0
55-478 | 55 | Tier-1 | 0 | 0 | 0 | 0 | 80-568F | 80 | Tier-1 | 55-478 | 0 | 0 | 0 | 0 | 0 | 0
470-40AE | 470 | Tier-2 | 5.6248 | 0.5633 | 6.1881 | 6.1881 | 80-575R | 80 | Tier-1 | 470-40AE | 5.6248 | 4.9989 | 1.2636 | 0.5633 | 5.6248 | 0.5633
470-47R | 470 | Tier-3 | 22.8116 | 1.4956 | 24.3072 | 24.3072 | 81-177AE | 81 | Tier-1 | 470-47R | 22.8116 | 1.4636 | 0.2661 | 1.4956 | 22.8116 | 1.4956
55-485 | 55 | Tier-1 | 0 | 0 | 0 | 0 | 81-192 | 81 | Tier-1 | 55-485 | 0 | 0 | 0 | 0 | 0 | 0
471-36F | 471 | Tier-2 | 3.0515 | 0.8737 | 3.9252 | 1.9394 | 81-194AE | 81 | Tier-1 | 471-36F | 3.0515 | 7.2398 | 0 | 0.8737 | 1.0657 | 0.8737
471-37F | 471 | Tier-1 | 0 | 0 | 0 | 0 | 832-1059F | 832 | Tier-1 | 471-37F | 0 | 2.6443 | 0 | 0 | 0 | 0
471-38F | 471 | Tier-1 | 0 | 0 | 0 | 0 | 832-991F | 832 | Tier-1 | 471-38F | 0 | 3.3284 | 0 | 0 | 0 | 0
554-18 | 554 | Tier-1 | 0 | 0 | 0 | 0 | 834-422 | 834 | Tier-1 | 554-18 | 0 | 0 | 0 | 0 | 0 | 0
473-36R | 473 | Tier-1 | 7.6824 | 7.2619 | 14.9443 | 0 | 835-12 | 835 | Tier-2 | 473-36R | 7.6824 | 6.3932 | 0 | 7.2619 | 0 | 0
474-22AE | 474 | Tier-1 | 7.8458 | 1.7553 | 9.6011 | 0 | 836-231AE | 836 | Tier-1 | 474-22AE | 7.8458 | 7.7576 | 0 | 1.7553 | 0 | 0
554-20 | 554 | Tier-1 | 0 | 0 | 0 | 0 | 836-6 | 836 | Tier-1 | 554-20 | 0 | 0.42822 | 0 | 0 | 0 | 0
474-29 | 474 | Tier-1 | 1.6438 | 0.2415 | 1.8853 | 0 | 840-304F | 840 | Tier-2 | 474-29 | 1.6438 | 9.1049 | 0 | 0.2415 | 0 | 0
554-22 | 554 | Tier-1 | 0 | 0 | 0 | 0 | 840-309F | 840 | Tier-2 | 554-22 | 0 | 0 | 0 | 0 | 0 | 0
475-763F | 475 | Tier-1 | 1.4441 | 1.2174 | 2.6615 | 0 | 840-374 | 840 | Tier-2 | 475-763F | 1.4441 | 3.2551 | 0 | 1.2174 | 0 | 0
554-23 | 554 | Tier-1 | 0 | 0 | 0 | 0 | 840-58AE | 840 | Tier-2 | 554-23 | 0 | 0.99186 | 0 | 0 | 0 | 0
555-1 | 555 | Tier-1 | 0 | 0 | 0 | 0 | 841-308F | 841 | Tier-2 | 555-1 | 0 | 0 | 0 | 0 | 0 | 0
476-6F | 476 | Tier-1 | 0.074053 | 0 | 0.074053 | 0 | 843-27F | 843 | Tier-2 | 476-6F | 0.074053 | 0.72557 | 0 | 0 | 0 | 0
555-23 | 555 | Tier-1 | 0 | 0 | 0 | 0 | 843-33 | 843 | Tier-2 | 555-23 | 0 | 0 | 0 | 0 | 0 | 0
557-824 | 557 | Tier-1 | 0 | 0 | 0 | 0 | 843-34F | 843 | Tier-1 | 557-824 | 0 | 0 | 0 | 0 | 0 | 0
558-502 | 558 | Tier-1 | 0 | 0 | 0 | 0 | 846-1 | 846 | Tier-1 | 558-502 | 0 | 0 | 0 | 0 | 0 | 0
559-17 | 559 | Tier-1 | 0 | 0 | 0 | 0 | 851-1529F | 851 | Tier-1 | 559-17 | 0 | 0 | 0 | 0 | 0 | 0
559-19F | 559 | Tier-1 | 0 | 0 | 0 | 0 | 852-50F | 852 | Tier-1 | 559-19F | 0 | 0.4375 | 0 | 0 | 0 | 0
477-34F | 477 | Tier-1 | 0 | 0 | 0 | 0 | 853-545 | 853 | Tier-1 | 477-34F | 0 | 1.4104 | 0 | 0 | 0 | 0
559-42 | 559 | Tier-1 | 0 | 0 | 0 | 0 | 853-546F | 853 | Tier-1 | 559-42 | 0 | 0 | 0 | 0 | 0 | 0
56-28 | 56 | Tier-1 | 0 | 0 | 0 | 0 | 853-548F | 853 | Tier-1 | 56-28 | 0 | 0 | 0 | 0 | 0 | 0
56-668 | 56 | Tier-1 | 0 | 0 | 0 | 0 | 854-809F | 854 | Tier-1 | 56-668 | 0 | 0 | 0 | 0 | 0 | 0
480-1163R | 480 | Tier-1 | 1.703 | 1.9652 | 3.6682 | 0 | 854-812F | 854 | Tier-1 | 480-1163R | 1.703 | 0 | 0 | 1.9652 | 0 | 0
480-32 | 480 | Tier-1 | 3.2985 | 3.8106 | 7.1091 | 0 | 857-302F | 857 | Tier-1 | 480-32 | 3.2985 | 1.1733 | 0 | 3.8106 | 0 | 0
480-35 | 480 | Tier-1 | 8.6667 | 7.7669 | 16.4336 | 0 | 857-303 | 857 | Tier-1 | 480-35 | 8.6667 | 5.3826 | 0 | 7.7669 | 0 | 0
481-30 | 481 | Tier-1 | 1.3915 | 1.8754 | 3.2669 | 0 | 857-58 | 857 | Tier-1 | 481-30 | 1.3915 | 5.6419 | 0 | 1.8754 | 0 | 0
56-671F | 56 | Tier-1 | 0 | 0 | 0 | 0 | 858-17 | 858 | Tier-1 | 56-671F | 0 | 0.39148 | 0 | 0 | 0 | 0
560-47 | 560 | Tier-1 | 0 | 0 | 0 | 0 | 859-1064 | 859 | Tier-1 | 560-47 | 0 | 0 | 0 | 0 | 0 | 0
560-5 | 560 | Tier-1 | 0 | 0 | 0 | 0 | 859-40F | 859 | Tier-1 | 560-5 | 0 | 0 | 0 | 0 | 0 | 0
561-31 | 561 | Tier-1 | 0 | 0 | 0 | 0 | 86-1056 | 86 | Tier-1 | 561-31 | 0 | 0 | 0 | 0 | 0 | 0
482-379F | 482 | Tier-1 | 0 | 0 | 0 | 0 | 87-12F | 87 | Tier-1 | 482-379F | 0 | 3.6292 | 0 | 0 | 0 | 0
562-98 | 562 | Tier-1 | 0 | 0 | 0 | 0 | 87-9 | 87 | Tier-1 | 562-98 | 0 | 0 | 0 | 0 | 0 | 0
482-381F | 482 | Tier-1 | 0.72992 | 0.9602 | 1.6901 | 0 | 88-26F | 88 | Tier-1 | 482-381F | 0.72992 | 2.4852 | 0 | 0.9602 | 0 | 0
482-382F | 482 | Tier-1 | 1.3275 | 1.4428 | 2.7703 | 0 | 88-27F | 88 | Tier-1 | 482-382F | 1.3275 | 0.84186 | 0 | 1.4428 | 0 | 0
482-939F | 482 | Tier-1 | 0 | 0 | 0 | 0 | 89-211F | 89 | Tier-1 | 482-939F | 0 | 6.193 | 0 | 0 | 0 | 0
563-38 | 563 | Tier-1 | 0 | 0 | 0 | 0 | 89-212F | 89 | Tier-1 | 563-38 | 0 | 0 | 0 | 0 | 0 | 0
486-54AE | 486 | Tier-2 | 0 | 0 | 0 | 0 | 89-289 | 89 | Tier-1 | 486-54AE | 0 | 10.4409 | 0 | 0 | 0 | 0
486-55AE | 486 | Tier-2 | 0 | 0 | 0 | 0 | 90-32 | 90 | Tier-1 | 486-55AE | 0 | 6.8172 | 0 | 0 | 0 | 0
564-17 | 564 | Tier-1 | 0 | 0 | 0 | 0 | 90-46 | 90 | Tier-1 | 564-17 | 0 | 0 | 0 | 0 | 0 | 0
486-57AE | 486 | Tier-1 | 0 | 0 | 0 | 0 | 900-1164F | 900 | Tier-1 | 486-57AE | 0 | 9.8642 | 0 | 0 | 0 | 0
486-61R | 486 | Tier-1 | 7.35 | 0.7496 | 8.0996 | 0 | 902-364F | 902 | Tier-1 | 486-61R | 7.35 | 5.3797 | 0 | 0.7496 | 0 | 0
486-91 | 486 | Tier-1 | 1.2538 | 0.4409 | 1.6947 | 0 | 902-365 | 902 | Tier-1 | 486-91 | 1.2538 | 11.8536 | 0 | 0.4409 | 0 | 0
488-32R | 488 | Tier-1 | 1.7337 | 1.0165 | 2.7502 | 0 | 902-48 | 902 | Tier-1 | 488-32R | 1.7337 | 6.0347 | 0 | 1.0165 | 0 | 0
564-1923 | 564 | Tier-1 | 0 | 0 | 0 | 0 | 905-5 | 905 | Tier-1 | 564-1923 | 0 | 0 | 0 | 0 | 0 | 0
565-77 | 565 | Tier-1 | 0 | 0 | 0 | 0 | 905-6 | 905 | Tier-1 | 565-77 | 0 | 0 | 0 | 0 | 0 | 0
489-19AE | 489 | Tier-1 | 1.5763 | 1.2254 | 2.8017 | 0 | 907-1602 | 907 | Tier-3 | 489-19AE | 1.5763 | 2.0248 | 0 | 1.2254 | 0 | 0
489-33 | 489 | Tier-1 | 0.44773 | 0.9451 | 1.3928 | 0 | 907-1604 | 907 | Tier-3 | 489-33 | 0.44773 | 3.4078 | 0 | 0.9451 | 0 | 0
490-22 | 490 | Tier-1 | 0 | 0 | 0 | 0 | 908-1368R | 908 | Tier-2 | 490-22 | 0 | 0.94318 | 0 | 0 | 0 | 0
490-23 | 490 | Tier-1 | 0.13485 | 0.0814 | 0.21625 | 0 | 908-2058F | 908 | Tier-3 | 490-23 | 0.13485 | 2.2036 | 0 | 0.0814 | 0 | 0
490-36 | 490 | Tier-1 | 0.037879 | 0 | 0.037879 | 0 | 908-2061 | 908 | Tier-2 | 490-36 | 0.037879 | 4.5987 | 0 | 0 | 0 | 0
492-1090F | 492 | Tier-1 | 1.5292 | 1.4133 | 2.9425 | 0 | 909-451 | 909 | Tier-3 | 492-1090F | 1.5292 | 0.24299 | 0 | 1.4133 | 0 | 0
492-1091F | 492 | Tier-1 | 2.8909 | 3.1049 | 5.9958 | 0 | 909-453R | 909 | Tier-2 | 492-1091F | 2.8909 | 3.247 | 0 | 3.1049 | 0 | 0
492-1092F | 492 | Tier-1 | 0 | 0 | 0 | 0 | 909-805R | 909 | Tier-2 | 492-1092F | 0 | 1.0379 | 0 | 0 | 0 | 0
565-79AE | 565 | Tier-1 | 0 | 0 | 0 | 0 | 909-847 | 909 | Tier-2 | 565-79AE | 0 | 0.15511 | 0 | 0 | 0 | 0
492-14R | 492 | Tier-1 | 5.4803 | 5.3919 | 10.8722 | 0 | 911-551 | 911 | Tier-1 | 492-14R | 5.4803 | 6.247 | 0 | 5.3919 | 0 | 0
492-343R | 492 | Tier-1 | 2.5119 | 0.5737 | 3.0856 | 0 | 913-451 | 913 | Tier-1 | 492-343R | 2.5119 | 2.3623 | 0 | 0.5737 | 0 | 0
492-611F | 492 | Tier-1 | 0 | 0 | 0 | 0 | 913-454F | 913 | Tier-2 | 492-611F | 0 | 1.2568 | 0 | 0 | 0 | 0
566-131 | 566 | Tier-1 | 0 | 0 | 0 | 0 | 915-10 | 915 | Tier-2 | 566-131 | 0 | 0.19848 | 0 | 0 | 0 | 0
566-43 | 566 | Tier-1 | 0 | 0 | 0 | 0 | 915-11F | 915 | Tier-2 | 566-43 | 0 | 0 | 0 | 0 | 0 | 0
492-614F | 492 | Tier-1 | 0 | 0 | 0 | 0 | 915-12F | 915 | Tier-2 | 492-614F | 0 | 0.42538 | 0 | 0 | 0 | 0
567-15 | 567 | Tier-1 | 0 | 0 | 0 | 0 | 915-132F | 915 | Tier-2 | 567-15 | 0 | 0 | 0 | 0 | 0 | 0
493-478R | 493 | Tier-1 | 2.3403 | 1.8525 | 4.1928 | 0 | 915-9F | 915 | Tier-2 | 493-478R | 2.3403 | 3.4191 | 0 | 1.8525 | 0 | 0
493-480R | 493 | Tier-1 | 0.16818 | 0 | 0.16818 | 0 | 920-735AE | 920 | Tier-2 | 493-480R | 0.16818 | 0.014394 | 0 | 0 | 0 | 0
567-18F | 567 | Tier-1 | 0 | 0 | 0 | 0 | 920-820 | 920 | Tier-1 | 567-18F | 0 | 0.19621 | 0 | 0 | 0 | 0
57-1290 | 57 | Tier-1 | 0 | 0 | 0 | 0 | 921-799 | 921 | Tier-1 | 57-1290 | 0 | 0 | 0 | 0 | 0 | 0
493-491F | 493 | Tier-1 | 0 | 0 | 0 | 0 | 921-801F | 921 | Tier-1 | 493-491F | 0 | 0.31572 | 0 | 0 | 0 | 0
57-1294 | 57 | Tier-1 | 0 | 0 | 0 | 0 | 922-1143F | 922 | Tier-1 | 57-1294 | 0 | 0 | 0 | 0 | 0 | 0
57-1295F | 57 | Tier-1 | 0.70663 | 0.0248 | 0.73143 | 0 | 922-582 | 922 | Tier-1 | 57-1295F | 0.70663 | 0.83693 | 0 | 0.0248 | 0 | 0
57-1296F | 57 | Tier-1 | 3.8896 | 0.4956 | 4.3852 | 0 | 923-59 | 923 | Tier-1 | 57-1296F | 3.8896 | 1.108 | 0 | 0.4956 | 0 | 0
570-488 | 570 | Tier-1 | 0 | 0 | 0 | 0 | 923-60F | 923 | Tier-1 | 570-488 | 0 | 0 | 0 | 0 | 0 | 0
496-7 | 496 | Tier-1 | 0 | 0 | 0 | 0 | 925-204F | 925 | Tier-1 | 496-7 | 0 | 0.46951 | 0 | 0 | 0 | 0
570-489F | 570 | Tier-1 | 0.032197 | 0.0282 | 0.060397 | 0 | 925-221 | 925 | Tier-1 | 570-489F | 0.032197 | 0.060606 | 0 | 0.0282 | 0 | 0
497-888F | 497 | Tier-1 | 0.96155 | 0.032 | 0.99355 | 0 | 928-18 | 928 | Tier-2 | 497-888F | 0.96155 | 11.9805 | 0 | 0.032 | 0 | 0
497-889F | 497 | Tier-1 | 0 | 0 | 0 | 0 | 930-14F | 930 | Tier-1 | 497-889F | 0 | 3.2604 | 0 | 0 | 0 | 0
570-492F | 570 | Tier-1 | 0 | 0 | 0 | 0 | 930-470 | 930 | Tier-1 | 570-492F | 0 | 0.039773 | 0 | 0 | 0 | 0
497-891F | 497 | Tier-1 | 0 | 0 | 0 | 0 | 931-1055F | 931 | Tier-1 | 497-891F | 0 | 4.211 | 0 | 0 | 0 | 0
497-892F | 497 | Tier-1 | 0 | 0 | 0 | 0 | 932-16 | 932 | Tier-1 | 497-892F | 0 | 3.2396 | 0 | 0 | 0 | 0
500-1530 | 500 | Tier-2 | 0 | 0 | 0 | 0 | 932-459F | 932 | Tier-1 | 500-1530 | 0 | 1.0515 | 0.76004 | 0 | 0 | 0
500-1531 | 500 | Tier-2 | 0.96174 | 0.0153 | 0.97704 | 0.88746 | 933-452 | 933 | Tier-1 | 500-1531 | 0.96174 | 21.2513 | 8.0903 | 0.0153 | 0.87216 | 0.0153
500-1532AE | 500 | Tier-2 | 0 | 0 | 0 | 0 | 933-471 | 933 | Tier-1 | 500-1532AE | 0 | 5.5638 | 2.2545 | 0 | 0 | 0
500-5R | 500 | Tier-2 | 0 | 0 | 0 | 0 | 933-472F | 933 | Tier-1 | 500-5R | 0 | 4.0712 | 2.6047 | 0 | 0 | 0
501-786 | 501 | Tier-2 | 1.0485 | 0.0254 | 1.0739 | 1.0739 | 933-473F | 933 | Tier-1 | 501-786 | 1.0485 | 8.6981 | 0 | 0.0254 | 1.0485 | 0.0254
571-41 | 571 | Tier-1 | 0 | 0 | 0 | 0 | 934-747F | 934 | Tier-1 | 571-41 | 0 | 0 | 0 | 0 | 0 | 0
501-791AE | 501 | Tier-1 | 0 | 0 | 0 | 0 | 935-459 | 935 | Tier-1 | 501-791AE | 0 | 2.9443 | 0 | 0 | 0 | 0
571-42F | 571 | Tier-1 | 0 | 0 | 0 | 0 | 935-460F | 935 | Tier-1 | 571-42F | 0 | 0.010606 | 0 | 0 | 0 | 0
502-11F | 502 | Tier-2 | 0 | 0 | 0 | 0 | 935-461F | 935 | Tier-1 | 502-11F | 0 | 1.9752 | 0 | 0 | 0 | 0
571-43F | 571 | Tier-1 | 0 | 0 | 0 | 0 | 936-451F | 936 | Tier-1 | 571-43F | 0 | 0.0094697 | 0 | 0 | 0 | 0
571-44F | 571 | Tier-1 | 0 | 0 | 0 | 0 | 940-391 | 940 | Tier-1 | 571-44F | 0 | 0.0068182 | 0 | 0 | 0 | 0
502-718F | 502 | Tier-2 | 0 | 0 | 0 | 0 | 940-393 | 940 | Tier-1 | 502-718F | 0 | 11.0962 | 0 | 0 | 0 | 0
502-719F | 502 | Tier-1 | 0 | 0 | 0 | 0 | 940-398AE | 940 | Tier-1 | 502-719F | 0 | 0.31383 | 0 | 0 | 0 | 0
502-755 | 502 | Tier-2 | 0 | 0 | 0 | 0 | 942-467 | 942 | Tier-1 | 502-755 | 0 | 3.6155 | 0 | 0 | 0 | 0
502-9F | 502 | Tier-2 | 0 | 0 | 0 | 0 | 942-468 | 942 | Tier-1 | 502-9F | 0 | 4.8241 | 0 | 0 | 0 | 0
571-48 | 571 | Tier-1 | 0 | 0 | 0 | 0 | 942-472 | 942 | Tier-1 | 571-48 | 0 | 0 | 0 | 0 | 0 | 0
504-1563 | 504 | Tier-1 | 5.515 | 3.6875 | 9.2025 | 0 | 942-49F | 942 | Tier-1 | 504-1563 | 5.515 | 2.0398 | 0 | 3.6875 | 0 | 0
504-2501R | 504 | Tier-2 | 4.6487 | 0.8634 | 5.5121 | 2.574 | 942-50 | 942 | Tier-1 | 504-2501R | 4.6487 | 8.9248 | 0 | 0.8634 | 1.7106 | 0.8634
504-287R | 504 | Tier-2 | 7.1044 | 0.7358 | 7.8402 | 0.7358 | 943-228F | 943 | Tier-1 | 504-287R | 7.1044 | 2.2381 | 0 | 0.7358 | 0 | 0.7358
504-40R | 504 | Tier-1 | 5.5331 | 1.8894 | 7.4225 | 0 | 943-229 | 943 | Tier-1 | 504-40R | 5.5331 | 7.5042 | 0 | 1.8894 | 0 | 0
505-1676F | 505 | Tier-1 | 3.6504 | 1.7521 | 5.4025 | 0 | 948-5R | 948 | Tier-2 | 505-1676F | 3.6504 | 5.4591 | 0 | 1.7521 | 0 | 0
572-492 | 572 | Tier-1 | 0 | 0 | 0 | 0 | 95-29R | 95 | Tier-1 | 572-492 | 0 | 0 | 0 | 0 | 0 | 0
505-1679F | 505 | Tier-1 | 0 | 0 | 0 | 0 | 95-36F | 95 | Tier-1 | 505-1679F | 0 | 1.0373 | 0 | 0 | 0 | 0
505-635R | 505 | Tier-1 | 14.8953 | 7.9095 | 22.8048 | 0 | 95-37F | 95 | Tier-1 | 505-635R | 14.8953 | 6.3943 | 0 | 7.9095 | 0 | 0
572-494F | 572 | Tier-1 | 0 | 0 | 0 | 0 | 951-391 | 951 | Tier-1 | 572-494F | 0 | 0.013258 | 0 | 0 | 0 | 0
506-160AE | 506 | Tier-1 | 0.047538 | 0 | 0.047538 | 0 | 951-795F | 951 | Tier-1 | 506-160AE | 0.047538 | 1.2309 | 0 | 0 | 0 | 0
506-161 | 506 | Tier-1 | 1.3831 | 0.5591 | 1.9422 | 0 | 951-797F | 951 | Tier-1 | 506-161 | 1.3831 | 5.2381 | 0 | 0.5591 | 0 | 0
574-7 | 574 | Tier-1 | 0 | 0 | 0 | 0 | 952-1439F | 952 | Tier-2 | 574-7 | 0 | 0 | 0 | 0 | 0 | 0
506-844 | 506 | Tier-1 | 4.4078 | 4.379 | 8.7868 | 0 | 952-927F | 952 | Tier-2 | 506-844 | 4.4078 | 3.9708 | 0 | 4.379 | 0 | 0
575-10 | 575 | Tier-1 | 0 | 0 | 0 | 0 | 952-928F | 952 | Tier-1 | 575-10 | 0 | 0.15739 | 0 | 0 | 0 | 0
507-1607F | 507 | Tier-1 | 0 | 0 | 0 | 0 | 953-208 | 953 | Tier-1 | 507-1607F | 0 | 11.6348 | 0 | 0 | 0 | 0
575-21 | 575 | Tier-1 | 0 | 0 | 0 | 0 | 953-527F | 953 | Tier-1 | 575-21 | 0 | 0 | 0 | 0 | 0 | 0
507-1733 | 507 | Tier-1 | 0.86723 | 0.3078 | 1.175 | 0 | 954-102F | 954 | Tier-2 | 507-1733 | 0.86723 | 10.4884 | 0 | 0.3078 | 0 | 0
575-22F | 575 | Tier-1 | 0 | 0 | 0 | 0 | 954-204 | 954 | Tier-2 | 575-22F | 0 | 0.15076 | 0 | 0 | 0 | 0
575-23 | 575 | Tier-1 | 0 | 0 | 0 | 0 | 954-205AE | 954 | Tier-2 | 575-23 | 0 | 0.61155 | 0 | 0 | 0 | 0
508-1024F | 508 | Tier-1 | 0 | 0 | 0 | 0 | 954-422F | 954 | Tier-2 | 508-1024F | 0 | 6.7862 | 0 | 0 | 0 | 0
508-1025F | 508 | Tier-1 | 0 | 0 | 0 | 0 | 954-423F | 954 | Tier-2 | 508-1025F | 0 | 4.767 | 0 | 0 | 0 | 0
508-1026F | 508 | Tier-1 | 0 | 0 | 0 | 0 | 955-13 | 955 | Tier-1 | 508-1026F | 0 | 3.967 | 0 | 0 | 0 | 0
508-1027F | 508 | Tier-1 | 0.041667 | 0.0417 | 0.083367 | 0 | 956-394F | 956 | Tier-1 | 508-1027F | 0.041667 | 0.083144 | 0 | 0.0417 | 0 | 0
575-24F | 575 | Tier-1 | 0 | 0 | 0 | 0 | 956-401 | 956 | Tier-1 | 575-24F | 0 | 0.14811 | 0 | 0 | 0 | 0
508-1041F | 508 | Tier-1 | 0 | 0 | 0 | 0 | 957-178 | 957 | Tier-1 | 508-1041F | 0 | 3.5392 | 0 | 0 | 0 | 0
508-1042F | 508 | Tier-1 | 0 | 0 | 0 | 0 | 957-189 | 957 | Tier-1 | 508-1042F | 0 | 0.84072 | 0 | 0 | 0 | 0
575-25F | 575 | Tier-1 | 0 | 0 | 0 | 0 | 957-492 | 957 | Tier-1 | 575-25F | 0 | 0.25568 | 0 | 0 | 0 | 0
508-935AE | 508 | Tier-1 | 0 | 0 | 0 | 0 | 957-493 | 957 | Tier-1 | 508-935AE | 0 | 1.8991 | 0 | 0 | 0 | 0
508-937AE | 508 | Tier-1 | 0 | 0 | 0 | 0 | 958-17 | 958 | Tier-1 | 508-937AE | 0 | 6.3487 | 0 | 0 | 0 | 0
576-202 | 576 | Tier-1 | 0 | 0 | 0 | 0 | 958-21 | 958 | Tier-1 | 576-202 | 0 | 0 | 0 | 0 | 0 | 0
509-1227R | 509 | Tier-1 | 1.3991 | 0.657 | 2.0561 | 0 | 96-1039 | 96 | Tier-1 | 509-1227R | 1.3991 | 4.2074 | 0 | 0.657 | 0 | 0
577-192 | 577 | Tier-2 | 0 | 0 | 0 | 0 | 96-1041F | 96 | Tier-1 | 577-192 | 0 | 0 | 0 | 0 | 0 | 0
577-199 | 577 | Tier-2 | 0 | 0 | 0 | 0 | 96-1042F | 96 | Tier-1 | 577-199 | 0 | 0 | 0 | 0 | 0 | 0
577-201F | 577 | Tier-2 | 0 | 0 | 0 | 0 | 96-14 | 96 | Tier-1 | 577-201F | 0 | 0.059659 | 0 | 0 | 0 | 0
577-202F | 577 | Tier-2 | 0 | 0 | 0 | 0 | 961-242 | 961 | Tier-1 | 577-202F | 0 | 0.0075758 | 0 | 0 | 0 | 0
578-241 | 578 | Tier-1 | 0 | 0 | 0 | 0 | 961-246 | 961 | Tier-1 | 578-241 | 0 | 0 | 0 | 0 | 0 | 0
510-49R | 510 | Tier-1 | 1.9981 | 0.2239 | 2.222 | 0 | 961-73 | 961 | Tier-1 | 510-49R | 1.9981 | 14.5896 | 0 | 0.2239 | 0 | 0
510-798 | 510 | Tier-1 | 0 | 0 | 0 | 0 | 962-107 | 962 | Tier-1 | 510-798 | 0 | 6.3424 | 0 | 0 | 0 | 0
511-1337 | 511 | Tier-1 | 0 | 0 | 0 | 0 | 962-111F | 962 | Tier-2 | 511-1337 | 0 | 7.6208 | 0 | 0 | 0 | 0
511-1338AE | 511 | Tier-1 | 0 | 0 | 0 | 0 | 963-34 | 963 | Tier-1 | 511-1338AE | 0 | 5.5494 | 0 | 0 | 0 | 0
578-244F | 578 | Tier-1 | 0 | 0 | 0 | 0 | 963-36 | 963 | Tier-1 | 578-244F | 0 | 0.0066288 | 0 | 0 | 0 | 0
511-831 | 511 | Tier-1 | 0.15682 | 0 | 0.15682 | 0 | 968-125 | 968 | Tier-1 | 511-831 | 0.15682 | 3.7225 | 0 | 0 | 0 | 0
579-31 | 579 | Tier-1 | 0 | 0 | 0 | 0 | 968-467F | 968 | Tier-2 | 579-31 | 0 | 0 | 0 | 0 | 0 | 0
512-300F | 512 | Tier-1 | 0 | 0 | 0 | 0 | 968-477F | 968 | Tier-2 | 512-300F | 0 | 3.4034 | 0 | 0 | 0 | 0
512-302F | 512 | Tier-1 | 0 | 0 | 0 | 0 | 969-230 | 969 | Tier-1 | 512-302F | 0 | 2.6313 | 0 | 0 | 0 | 0
512-49 | 512 | Tier-1 | 0 | 0 | 0 | 0 | 969-233F | 969 | Tier-1 | 512-49 | 0 | 0.38125 | 0 | 0 | 0 | 0
512-50AE | 512 | Tier-1 | 1.0134 | 1.2778 | 2.2912 | 0 | 971-388R | 971 | Tier-3 | 512-50AE | 1.0134 | 4.2835 | 0 | 1.2778 | 0 | 0
513-42F | 513 | Tier-1 | 0.5108 | 0.3233 | 0.8341 | 0 | 972-1571 | 972 | Tier-2 | 513-42F | 0.5108 | 1.8761 | 0 | 0.3233 | 0 | 0
579-351 | 579 | Tier-1 | 0 | 0 | 0 | 0 | 972-1586F | 972 | Tier-2 | 579-351 | 0 | 0 | 0 | 0 | 0 | 0
513-45F | 513 | Tier-1 | 0.067803 | 0.0678 | 0.1356 | 0 | 972-1587F | 972 | Tier-2 | 513-45F | 0.067803 | 3.3564 | 0 | 0.0678 | 0 | 0
515-423 | 515 | Tier-1 | 0 | 0 | 0 | 0 | 972-1639 | 972 | Tier-2 | 515-423 | 0 | 0.11477 | 0 | 0 | 0 | 0
515-49R | 515 | Tier-1 | 0.2803 | 0.0761 | 0.3564 | 0 | 972-1643 | 972 | Tier-2 | 515-49R | 0.2803 | 5.1379 | 0 | 0.0761 | 0 | 0
58-1163 | 58 | Tier-1 | 0 | 0 | 0 | 0 | 972-32R | 972 | Tier-2 | 58-1163 | 0 | 0 | 0 | 0 | 0 | 0
516-4 | 516 | Tier-1 | 0 | 0 | 0 | 0 | 973-1226R | 973 | Tier-3 | 516-4 | 0 | 0.74129 | 0 | 0 | 0 | 0
516-5F | 516 | Tier-1 | 0.75947 | 0.3665 | 1.126 | 0 | 973-1245R | 973 | Tier-3 | 516-5F | 0.75947 | 0.80492 | 0 | 0.3665 | 0 | 0
58-1164F | 58 | Tier-1 | 0 | 0 | 0 | 0 | 973-534AE | 973 | Tier-3 | 58-1164F | 0 | 0.054924 | 0 | 0 | 0 | 0
516-7F | 516 | Tier-1 | 0.18125 | 0.0919 | 0.27315 | 0 | 980-348 | 980 | Tier-2 | 516-7F | 0.18125 | 2.3729 | 0 | 0.0919 | 0 | 0
518-39 | 518 | Tier-1 | 0.38144 | 0.465 | 0.84644 | 0 | 980-349 | 980 | Tier-2 | 518-39 | 0.38144 | 6.3348 | 0 | 0.465 | 0 | 0
58-1165F | 58 | Tier-1 | 0 | 0 | 0 | 0 | 980-879 | 980 | Tier-1 | 58-1165F | 0 | 0.0075758 | 0 | 0 | 0 | 0
518-41 | 518 | Tier-1 | 0.051326 | 0 | 0.051326 | 0 | 981-24F | 981 | Tier-1 | 518-41 | 0.051326 | 2.8769 | 0 | 0 | 0 | 0
518-42AE | 518 | Tier-1 | 0.17367 | 0.0169 | 0.19057 | 0 | 981-25 | 981 | Tier-1 | 518-42AE | 0.17367 | 0.77633 | 0 | 0.0169 | 0 | 0
58-1166F | 58 | Tier-1 | 0 | 0 | 0 | 0 | 981-28F | 981 | Tier-1 | 58-1166F | 0 | 0.0075758 | 0 | 0 | 0 | 0
58-732 | 58 | Tier-1 | 0 | 0 | 0 | 0 | 982-912 | 982 | Tier-2 | 58-732 | 0 | 0 | 0 | 0 | 0 | 0
519-46R | 519 | Tier-1 | 2.6335 | 2.3347 | 4.9682 | 0 | 983-28 | 983 | Tier-2 | 519-46R | 2.6335 | 2.561 | 0 | 2.3347 | 0 | 0
58-738 | 58 | Tier-1 | 0 | 0 | 0 | 0 | 983-29 | 983 | Tier-2 | 58-738 | 0 | 0 | 0 | 0 | 0 | 0
52-16F | 52 | Tier-1 | 0.30947 | 0.3064 | 0.61587 | 0 | 985-38F | 985 | Tier-1 | 52-16F | 0.30947 | 2.018 | 0 | 0.3064 | 0 | 0
52-17F | 52 | Tier-1 | 0.69072 | 0.9085 | 1.5992 | 0 | 985-46F | 985 | Tier-1 | 52-17F | 0.69072 | 4.3155 | 0 | 0.9085 | 0 | 0
52-18F | 52 | Tier-1 | 2.2767 | 1.6398 | 3.9165 | 0 | 985-47F | 985 | Tier-1 | 52-18F | 2.2767 | 1.3792 | 0 | 1.6398 | 0 | 0
58-740F | 58 | Tier-1 | 0 | 0 | 0 | 0 | 986-402F | 986 | Tier-2 | 58-740F | 0 | 0.087311 | 0 | 0 | 0 | 0
520-1045R | 520 | Tier-2 | 8.2123 | 0.5189 | 8.7312 | 8.7312 | 988-37 | 988 | Tier-2 | 520-1045R | 8.2123 | 0.017614 | 0 | 0.5189 | 8.2123 | 0.5189
520-10R | 520 | Tier-2 | 4.5294 | 0.5288 | 5.0582 | 5.0582 | 99-184F | 99 | Tier-1 | 520-10R | 4.5294 | 1.0705 | 0 | 0.5288 | 4.5294 | 0.5288
520-1489R | 520 | Tier-2 | 16.4032 | 1.4277 | 17.8309 | 17.8309 | 991-1206R | 991 | Tier-2 | 520-1489R | 16.4032 | 0.21951 | 0 | 1.4277 | 16.4032 | 1.4277
520-1509R | 520 | Tier-2 | 13.2937 | 2.0106 | 15.3043 | 15.3043 | 427-142 | 427 | Tier-1 | 520-1509R | 13.2937 | 0.16818 | 0 | 2.0106 | 13.2937 | 2.0106
58-752 | 58 | Tier-1 | 0 | 0 | 0 | 0 | 427-142F | 427 | Tier-1 | 58-752 | 0 | 0 | 0 | 0 | 0 | 0
520-1527R | 520 | Tier-3 | 10.018 | 0.6858 | 10.7038 | 10.7038 | 427-211 | 427 | Tier-1 | 520-1527R | 10.018 | 3.2477 | 0 | 0.6858 | 10.018 | 0.6858
520-1902R | 520 | Tier-2 | 6.5758 | 3.8775 | 10.4533 | 10.4533 | 427-216 | 427 | Tier-1 | 520-1902R | 6.5758 | 2.4104 | 0 | 3.8775 | 6.5758 | 3.8775
520-1904 | 520 | Tier-3 | 5.4665 | 2.2271 | 7.6936 | 7.6936 | 427-231 | 427 | Tier-1 | 520-1904 | 5.4665 | 2.5754 | 0 | 2.2271 | 5.4665 | 2.2271
58-757 | 58 | Tier-1 | 0 | 0 | 0 | 0 | 427-44 | 427 | Tier-1 | 58-757 | 0 | 0 | 0 | 0 | 0 | 0
520-22R | 520 | Tier-2 | 1.9752 | 1.1044 | 3.0796 | 3.0796 | 428-120 | 428 | Tier-1 | 520-22R | 1.9752 | 1.2754 | 0 | 1.1044 | 1.9752 | 1.1044
520-35R | 520 | Tier-3 | 13.971 | 0.3862 | 14.3572 | 14.3572 | 428-122 | 428 | Tier-1 | 520-35R | 13.971 | 2.8405 | 0 | 0.3862 | 13.971 | 0.3862
580-689 | 580 | Tier-1 | 0 | 0 | 0 | 0 | 428-128 | 428 | Tier-1 | 580-689 | 0 | 0 | 0 | 0 | 0 | 0
580-690AE | 580 | Tier-1 | 0.067992 | 0 | 0.067992 | 0 | 428-129F | 428 | Tier-1 | 580-690AE | 0.067992 | 0.57121 | 0 | 0 | 0 | 0
581-49 | 581 | Tier-1 | 1.9536 | 0.7727 | 2.7263 | 0 | 428-130 | 428 | Tier-1 | 581-49 | 1.9536 | 1.7674 | 0 | 0.7727 | 0 | 0
521-14R | 521 | Tier-3 | 11.8083 | 0.8881 | 12.6964 | 12.6964 | 428-40 | 428 | Tier-1 | 521-14R | 11.8083 | 5.0411 | 1.0282 | 0.8881 | 11.8083 | 0.8881
521-1819R | 521 | Tier-2 | 3.3873 | 2.0063 | 5.3936 | 5.3936 | 428-40F | 428 | Tier-1 | 521-1819R | 3.3873 | 3.3006 | 1.6199 | 2.0063 | 3.3873 | 2.0063
583-316F | 583 | Tier-1 | 0 | 0 | 0 | 0 | 428-41F | 428 | Tier-1 | 583-316F | 0 | 0.015152 | 0 | 0 | 0 | 0
521-1856R | 521 | Tier-3 | 10.9152 | 1.2813 | 12.1965 | 12.1965 | 428-81 | 428 | Tier-1 | 521-1856R | 10.9152 | 2.1871 | 1.3375 | 1.2813 | 10.9152 | 1.2813
521-18R | 521 | Tier-3 | 11.1305 | 1.3788 | 12.5093 | 12.5093 | 429-122 | 429 | Tier-1 | 521-18R | 11.1305 | 4.178 | 1.4083 | 1.3788 | 11.1305 | 1.3788
521-27R | 521 | Tier-2 | 7.6949 | 2.4725 | 10.1674 | 10.1674 | 429-170 | 429 | Tier-1 | 521-27R | 7.6949 | 2.4659 | 0.81742 | 2.4725 | 7.6949 | 2.4725
521-32R | 521 | Tier-3 | 9.5873 | 0.4098 | 9.9971 | 9.9971 | 429-170F | 429 | Tier-1 | 521-32R | 9.5873 | 0.050189 | 0.25265 | 0.4098 | 9.5873 | 0.4098
521-700R | 521 | Tier-2 | 10.6678 | 2.6835 | 13.3513 | 13.3513 | 429-171 | 429 | Tier-1 | 521-700R | 10.6678 | 3.8866 | 1.571 | 2.6835 | 10.6678 | 2.6835
522-34 | 522 | Tier-2 | 1.233 | 0.5684 | 1.8014 | 1.8014 | 429-185 | 429 | Tier-1 | 522-34 | 1.233 | 2.1061 | 0 | 0.5684 | 1.233 | 0.5684
522-36 | 522 | Tier-2 | 1.3595 | 0.9208 | 2.2803 | 2.2803 | 429-185F | 429 | Tier-1 | 522-36 | 1.3595 | 2.1263 | 0 | 0.9208 | 1.3595 | 0.9208
522-38R | 522 | Tier-2 | 12.9818 | 4.5108 | 17.4926 | 17.4926 | 429-186F | 429 | Tier-1 | 522-38R | 12.9818 | 9.1544 | 0 | 4.5108 | 12.9818 | 4.5108
523-31AE | 523 | Tier-2 | 2.7023 | 1.7095 | 4.4118 | 4.4118 | 429-91AE | 429 | Tier-1 | 523-31AE | 2.7023 | 7.0782 | 0 | 1.7095 | 2.7023 | 1.7095
583-317 | 583 | Tier-1 | 0 | 0 | 0 | 0 | 429-92 | 429 | Tier-1 | 583-317 | 0 | 0 | 0 | 0 | 0 | 0
524-27R | 524 | Tier-3 | 11.4695 | 3.129 | 14.5985 | 14.5985 | 43-445 | 43 | Tier-1 | 524-27R | 11.4695 | 1.9866 | 0 | 3.129 | 11.4695 | 3.129
524-46R | 524 | Tier-3 | 11.0532 | 1.2559 | 12.3091 | 12.3091 | 430-43 | 430 | Tier-1 | 524-46R | 11.0532 | 1.2189 | 0 | 1.2559 | 11.0532 | 1.2559
524-50R | 524 | Tier-3 | 9.3718 | 1.1398 | 10.5116 | 10.5116 | 431-46AE | 431 | Tier-1 | 524-50R | 9.3718 | 0.60644 | 0 | 1.1398 | 9.3718 | 1.1398
524-69R | 524 | Tier-3 | 30.7532 | 3.4186 | 34.1718 | 34.1718 | 431-47 | 431 | Tier-1 | 524-69R | 30.7532 | 2.5879 | 0 | 3.4186 | 30.7532 | 3.4186
583-320 | 583 | Tier-1 | 0 | 0 | 0 | 0 | 431-474 | 431 | Tier-1 | 583-320 | 0 | 0 | 0 | 0 | 0 | 0
525-41F | 525 | Tier-1 | 0 | 0 | 0 | 0 | 431-478 | 431 | Tier-1 | 525-41F | 0 | 5.2578 | 0 | 0 | 0 | 0
583-657 | 583 | Tier-1 | 0 | 0 | 0 | 0 | 431-550 | 431 | Tier-1 | 583-657 | 0 | 0 | 0 | 0 | 0 | 0
528-211F | 528 | Tier-1 | 0 | 0 | 0 | 0 | 432-2 | 432 | Tier-1 | 528-211F | 0 | 0.53674 | 0 | 0 | 0 | 0
583-659F | 583 | Tier-1 | 0 | 0 | 0 | 0 | 432-3 | 432 | Tier-2 | 583-659F | 0 | 0.21686 | 0 | 0 | 0 | 0
53-49 | 53 | Tier-1 | 0.99716 | 1.3131 | 2.3103 | 0 | 433-46F | 433 | Tier-1 | 53-49 | 0.99716 | 0.51439 | 0 | 1.3131 | 0 | 0
584-23 | 584 | Tier-1 | 0 | 0 | 0 | 0 | 434-300AE | 434 | Tier-1 | 584-23 | 0 | 0 | 0 | 0 | 0 | 0
531-36AE | 531 | Tier-1 | 2.9688 | 2.9989 | 5.9676 | 0 | 434-301 | 434 | Tier-2 | 531-36AE | 2.9688 | 2.9131 | 0 | 2.9989 | 0 | 0
532-1293F | 532 | Tier-1 | 0.46723 | 0.3233 | 0.79053 | 0 | 434-680F | 434 | Tier-1 | 532-1293F | 0.46723 | 0.79527 | 0 | 0.3233 | 0 | 0
532-1294F | 532 | Tier-1 | 0 | 0 | 0 | 0 | 434-681F | 434 | Tier-1 | 532-1294F | 0 | 3.04 | 0 | 0 | 0 | 0
584-550F | 584 | Tier-1 | 0 | 0 | 0 | 0 | 435-1343F | 435 | Tier-1 | 584-550F | 0 | 0.17367 | 0 | 0 | 0 | 0
532-1302R | 532 | Tier-1 | 0 | 0 | 0 | 0 | 436-1042 | 436 | Tier-1 | 532-1302R | 0 | 2.3095 | 0 | 0 | 0 | 0
532-762 | 532 | Tier-1 | 0.089583 | 0.01 | 0.099583 | 0 | 436-115 | 436 | Tier-2 | 532-762 | 0.089583 | 0.85871 | 0 | 0.01 | 0 | 0
532-763 | 532 | Tier-1 | 4.6807 | 1.9875 | 6.6682 | 0 | 437-691 | 437 | Tier-1 | 532-763 | 4.6807 | 7.5133 | 0 | 1.9875 | 0 | 0
584-551F | 584 | Tier-1 | 0 | 0 | 0 | 0 | 438-10 | 438 | Tier-1 | 584-551F | 0 | 0.13902 | 0 | 0 | 0 | 0
533-7AE | 533 | Tier-1 | 1.9184 | 0.0828 | 2.0012 | 0 | 438-11 | 438 | Tier-1 | 533-7AE | 1.9184 | 4.5869 | 0 | 0.0828 | 0 | 0
584-552 | 584 | Tier-1 | 0 | 0 | 0 | 0 | 438-12 | 438 | Tier-1 | 584-552 | 0 | 0 | 0 | 0 | 0 | 0
585-17 | 585 | Tier-1 | 0 | 0 | 0 | 0 | 438-45 | 438 | Tier-1 | 585-17 | 0 | 0 | 0 | 0 | 0 | 0
534-1079F | 534 | Tier-1 | 0 | 0 | 0 | 0 | 44-1098F | 44 | Tier-1 | 534-1079F | 0 | 0.23977 | 0 | 0 | 0 | 0
534-1080F | 534 | Tier-2 | 0 | 0 | 0 | 0 | 44-1101F | 44 | Tier-1 | 534-1080F | 0 | 4.614 | 0 | 0 | 0 | 0
585-252 | 585 | Tier-1 | 0 | 0 | 0 | 0 | 44-40AE | 44 | Tier-1 | 585-252 | 0 | 0 | 0 | 0 | 0 | 0
534-346 | 534 | Tier-2 | 0 | 0 | 0 | 0 | 44-41 | 44 | Tier-1 | 534-346 | 0 | 2.3902 | 0 | 0 | 0 | 0
585-662 | 585 | Tier-1 | 0 | 0 | 0 | 0 | 441-279R | 441 | Tier-3 | 585-662 | 0 | 0 | 0 | 0 | 0 | 0
585-671 | 585 | Tier-1 | 0 | 0 | 0 | 0 | 442-27R | 442 | Tier-3 | 585-671 | 0 | 0.19621 | 0 | 0 | 0 | 0
535-10F | 535 | Tier-2 | 0 | 0 | 0 | 0 | 442-32R | 442 | Tier-3 | 535-10F | 0 | 3.7763 | 0 | 0 | 0 | 0
535-1118 | 535 | Tier-1 | 0 | 0 | 0 | 0 | 442-525 | 442 | Tier-3 | 535-1118 | 0 | 0.31572 | 0 | 0 | 0 | 0
535-1119 | 535 | Tier-1 | 0 | 0 | 0 | 0 | 442-728R | 442 | Tier-3 | 535-1119 | 0 | 0.74716 | 0 | 0 | 0 | 0
586-1 | 586 | Tier-1 | 0 | 0 | 0 | 0 | 442-729 | 442 | Tier-3 | 586-1 | 0 | 0 | 0 | 0 | 0 | 0
535-11F | 535 | Tier-1 | 0 | 0 | 0 | 0 | 444-9R | 444 | Tier-2 | 535-11F | 0 | 3.9184 | 0 | 0 | 0 | 0
587-3 | 587 | Tier-1 | 0 | 0 | 0 | 0 | 445-1324F | 445 | Tier-2 | 587-3 | 0 | 0.2892 | 0 | 0 | 0 | 0
535-8F | 535 | Tier-1 | 0 | 0 | 0 | 0 | 445-1377 | 445 | Tier-2 | 535-8F | 0 | 1.4218 | 0 | 0 | 0 | 0
588-15 | 588 | Tier-1 | 0 | 0 | 0 | 0 | 445-18R | 445 | Tier-2 | 588-15 | 0 | 0.14356 | 0 | 0 | 0 | 0
588-17 | 588 | Tier-1 | 0 | 0 | 0 | 0 | 448-1195 | 448 | Tier-3 | 588-17 | 0 | 0 | 0 | 0 | 0 | 0
588-22 | 588 | Tier-1 | 0 | 0 | 0 | 0 | 448-1198F | 448 | Tier-3 | 588-22 | 0 | 0 | 0 | 0 | 0 | 0
589-58 | 589 | Tier-1 | 0 | 0 | 0 | 0 | 448-724R | 448 | Tier-3 | 589-58 | 0 | 0 | 0 | 0 | 0 | 0
59-1191 | 59 | Tier-1 | 0 | 0 | 0 | 0 | 449-683 | 449 | Tier-3 | 59-1191 | 0 | 0 | 0 | 0 | 0 | 0
59-464AE | 59 | Tier-1 | 0.66856 | 0.2843 | 0.95286 | 0 | 449-6R | 449 | Tier-3 | 59-464AE | 0.66856 | 0.9286 | 0.057765 | 0.2843 | 0 | 0
59-466 | 59 | Tier-1 | 0 | 0 | 0 | 0 | 45-15AE | 45 | Tier-1 | 59-466 | 0 | 0 | 0 | 0 | 0 | 0
537-11F | 537 | Tier-1 | 0 | 0 | 0 | 0 | 450-114F | 450 | Tier-1 | 537-11F | 0 | 3.5311 | 0 | 0 | 0 | 0
59-802 | 59 | Tier-1 | 0 | 0 | 0 | 0 | 450-17 | 450 | Tier-2 | 59-802 | 0 | 0 | 0 | 0 | 0 | 0
59-813 | 59 | Tier-1 | 0 | 0 | 0 | 0 | 450-18 | 450 | Tier-2 | 59-813 | 0 | 0 | 0 | 0 | 0 | 0
591-1113F | 591 | Tier-2 | 0 | 0 | 0 | 0 | 450-1851F | 450 | Tier-2 | 591-1113F | 0 | 0.037879 | 0 | 0 | 0 | 0
539-30F | 539 | Tier-2 | 0 | 0 | 0 | 0 | 450-50R | 450 | Tier-2 | 539-30F | 0 | 5.2155 | 0 | 0 | 0 | 0
591-1114F | 591 | Tier-2 | 0 | 0 | 0 | 0 | 451-38F | 451 | Tier-1 | 591-1114F | 0 | 0.018182 | 0 | 0 | 0 | 0
54-279R | 54 | Tier-1 | 0 | 0 | 0 | 0 | 452-1379R | 452 | Tier-2 | 54-279R | 0 | 2.4485 | 0 | 0 | 0 | 0
540-241R | 540 | Tier-2 | 1.2638 | 0 | 1.2638 | 1.2638 | 452-1403 | 452 | Tier-2 | 540-241R | 1.2638 | 6.296 | 0 | 0 | 1.2638 | 0
591-1115 | 591 | Tier-2 | 0 | 0 | 0 | 0 | 452-717 | 452 | Tier-2 | 591-1115 | 0 | 0 | 0 | 0 | 0 | 0
592-102 | 592 | Tier-1 | 0 | 0 | 0 | 0 | 453-41 | 453 | Tier-1 | 592-102 | 0 | 0 | 0 | 0 | 0 | 0
593-26 | 593 | Tier-1 | 0 | 0 | 0 | 0 | 454-45AE | 454 | Tier-1 | 593-26 | 0 | 0 | 0 | 0 | 0 | 0
593-27 | 593 | Tier-1 | 0 | 0 | 0 | 0 | 458-33F | 458 | Tier-1 | 593-27 | 0 | 0.095644 | 0 | 0 | 0 | 0
594-1378 | 594 | Tier-2 | 0 | 0 | 0 | 0 | 458-35F | 458 | Tier-1 | 594-1378 | 0 | 0 | 0 | 0 | 0 | 0
594-1379F | 594 | Tier-2 | 0.51875 | 0 | 0.51875 | 0.3089 | 458-459F | 458 | Tier-1 | 594-1379F | 0.51875 | 0.076894 | 0 | 0 | 0.3089 | 0
594-2 | 594 | Tier-2 | 0 | 0 | 0 | 0 | 46-3F | 46 | Tier-1 | 594-2 | 0 | 0 | 0 | 0 | 0 | 0
595-1438 | 595 | Tier-1 | 0 | 0 | 0 | 0 | 460-1165R | 460 | Tier-1 | 595-1438 | 0 | 0 | 0 | 0 | 0 | 0
595-1441F | 595 | Tier-1 | 0 | 0 | 0 | 0 | 460-957 | 460 | Tier-1 | 595-1441F | 0 | 0.29356 | 0 | 0 | 0 | 0
542-43F | 542 | Tier-2 | 0 | 0 | 0 | 0 | 461-25 | 461 | Tier-1 | 542-43F | 0 | 12.9489 | 0 | 0 | 0 | 0
542-44F | 542 | Tier-2 | 0 | 0 | 0 | 0 | 461-644R | 461 | Tier-1 | 542-44F | 0 | 4.2502 | 0 | 0 | 0 | 0
542-45F | 542 | Tier-2 | 0 | 0 | 0 | 0 | 462-1521F | 462 | Tier-1 | 542-45F | 0 | 4.4199 | 0 | 0 | 0 | 0
595-1450 | 595 | Tier-1 | 0 | 0 | 0 | 0 | 462-868 | 462 | Tier-1 | 595-1450 | 0 | 0 | 0 | 0 | 0 | 0
595-478 | 595 | Tier-1 | 0 | 0 | 0 | 0 | 463-1138 | 463 | Tier-1 | 595-478 | 0 | 0 | 0 | 0 | 0 | 0
597-592 | 597 | Tier-1 | 0 | 0 | 0 | 0 | 463-451 | 463 | Tier-1 | 597-592 | 0 | 0 | 0 | 0 | 0 | 0
598-660 | 598 | Tier-1 | 0 | 0 | 0 | 0 | 463-452 | 463 | Tier-1 | 598-660 | 0 | 0 | 0 | 0 | 0 | 0
60-573 | 60 | Tier-1 | 0 | 0 | 0 | 0 | 464-14F | 464 | Tier-1 | 60-573 | 0 | 0 | 0 | 0 | 0 | 0
60-575F | 60 | Tier-1 | 0 | 0 | 0 | 0 | 464-15F | 464 | Tier-1 | 60-575F | 0 | 0.13163 | 0 | 0 | 0 | 0
60-601 | 60 | Tier-1 | 0 | 0 | 0 | 0 | 464-2 | 464 | Tier-1 | 60-601 | 0 | 0 | 0 | 0 | 0 | 0
543-398 | 543 | Tier-2 | 0 | 0 | 0 | 0 | 467-9 | 467 | Tier-1 | 543-398 | 0 | 1.836 | 0 | 0 | 0 | 0
60-604F | 60 | Tier-1 | 0 | 0 | 0 | 0 | 470-47R | 470 | Tier-3 | 60-604F | 0 | 0.26269 | 0 | 0 | 0 | 0
543-400 | 543 | Tier-1 | 0 | 0 | 0 | 0 | 471-35 | 471 | Tier-1 | 543-400 | 0 | 0.86534 | 0 | 0 | 0 | 0
61-19 | 61 | Tier-1 | 0 | 0 | 0 | 0 | 471-36F | 471 | Tier-2 | 61-19 | 0 | 0 | 0 | 0 | 0 | 0
545-43AE | 545 | Tier-1 | 0 | 0 | 0 | 0 | 472-1023 | 472 | Tier-1 | 545-43AE | 0 | 5.2328 | 0 | 0 | 0 | 0
545-44 | 545 | Tier-1 | 0 | 0 | 0 | 0 | 473-36R | 473 | Tier-1 | 545-44 | 0 | 0.57443 | 0 | 0 | 0 | 0
64-12 | 64 | Tier-1 | 0 | 0 | 0 | 0 | 475-763F | 475 | Tier-1 | 64-12 | 0 | 0 | 0 | 0 | 0 | 0
65-10 | 65 | Tier-1 | 0 | 0 | 0 | 0 | 476-4 | 476 | Tier-1 | 65-10 | 0 | 0 | 0 | 0 | 0 | 0
545-47F | 545 | Tier-1 | 1.3625 | 1.2744 | 2.6369 | 0 | 476-5 | 476 | Tier-1 | 545-47F | 1.3625 | 1.4672 | 0 | 1.2744 | 0 | 0
545-48F | 545 | Tier-1 | 0 | 0 | 0 | 0 | 476-6F | 476 | Tier-1 | 545-48F | 0 | 1.3066 | 0 | 0 | 0 | 0
68-1357 | 68 | Tier-1 | 0 | 0 | 0 | 0 | 477-10F | 477 | Tier-1 | 68-1357 | 0 | 0 | 0 | 0 | 0 | 0
545-50F | 545 | Tier-1 | 1.3824 | 1.6362 | 3.0186 | 0 | 477-11 | 477 | Tier-1 | 545-50F | 1.3824 | 1.6241 | 0 | 1.6362 | 0 | 0
545-874R | 545 | Tier-1 | 1.7583 | 1.7924 | 3.5507 | 0 | 477-12 | 477 | Tier-1 | 545-874R | 1.7583 | 1.629 | 0 | 1.7924 | 0 | 0
545-885R | 545 | Tier-1 | 0.24962 | 0.2703 | 0.51992 | 0 | 477-35F | 477 | Tier-1 | 545-885R | 0.24962 | 2.0705 | 0 | 0.2703 | 0 | 0
546-12 | 546 | Tier-1 | 0.27045 | 0.5598 | 0.83025 | 0 | 480-35 | 480 | Tier-1 | 546-12 | 0.27045 | 3.2301 | 0 | 0.5598 | 0 | 0
546-14R | 546 | Tier-1 | 1.7828 | 1.9794 | 3.7622 | 0 | 481-30 | 481 | Tier-1 | 546-14R | 1.7828 | 1.5436 | 0 | 1.9794 | 0 | 0
546-525R | 546 | Tier-1 | 1.2725 | 2.1237 | 3.3962 | 0 | 482-379F | 482 | Tier-1 | 546-525R | 1.2725 | 0.2447 | 0 | 2.1237 | 0 | 0
547-22R | 547 | Tier-1 | 2.2199 | 1.3644 | 3.5843 | 0 | 482-381F | 482 | Tier-1 | 547-22R | 2.2199 | 4.0225 | 0 | 1.3644 | 0 | 0
68-27 | 68 | Tier-1 | 0.92652 | 0.0786 | 1.0051 | 0 | 482-940 | 482 | Tier-1 | 68-27 | 0.92652 | 0.90739 | 0 | 0.0786 | 0 | 0
68-44 | 68 | Tier-1 | 0 | 0 | 0 | 0 | 486-54AE | 486 | Tier-2 | 68-44 | 0 | 0 | 0 | 0 | 0 | 0
69-44 | 69 | Tier-1 | 0 | 0 | 0 | 0 | 486-56 | 486 | Tier-1 | 69-44 | 0 | 0 | 0 | 0 | 0 | 0
548-12F | 548 | Tier-1 | 0.1072 | 0.2199 | 0.3271 | 0 | 492-611F | 492 | Tier-1 | 548-12F | 0.1072 | 1.7294 | 0 | 0.2199 | 0 | 0
700-231 | 700 | Tier-1 | 0 | 0 | 0 | 0 | 492-613 | 492 | Tier-1 | 700-231 | 0 | 0 | 0 | 0 | 0 | 0
548-14F | 548 | Tier-1 | 0.3733 | 0.4015 | 0.7748 | 0 | 493-480R | 493 | Tier-1 | 548-14F | 0.3733 | 1.4595 | 0 | 0.4015 | 0 | 0
548-15F | 548 | Tier-1 | 0.91723 | 0.9684 | 1.8856 | 0 | 493-486 | 493 | Tier-1 | 548-15F | 0.91723 | 2.0801 | 0 | 0.9684 | 0 | 0
700-255 | 700 | Tier-1 | 1.1786 | 0.0665 | 1.2451 | 0 | 493-491F | 493 | Tier-1 | 700-255 | 1.1786 | 0.23485 | 0 | 0.0665 | 0 | 0
548-17F | 548 | Tier-1 | 1.625 | 0.9642 | 2.5892 | 0 | 496-20 | 496 | Tier-1 | 548-17F | 1.625 | 1.4589 | 0 | 0.9642 | 0 | 0
548-18F | 548 | Tier-1 | 0.49186 | 0.6883 | 1.1802 | 0 | 496-260 | 496 | Tier-1 | 548-18F | 0.49186 | 0.6983 | 0 | 0.6883 | 0 | 0
549-33F | 549 | Tier-1 | 0.18333 | 0.028 | 0.21133 | 0 | 496-7 | 496 | Tier-1 | 549-33F | 0.18333 | 4.7426 | 0 | 0.028 | 0 | 0
549-34F | 549 | Tier-1 | 0 | 0 | 0 | 0 | 497-890 | 497 | Tier-1 | 549-34F | 0 | 2.9004 | 0 | 0 | 0 | 0
700-257F | 700 | Tier-1 | 0 | 0 | 0 | 0 | 500-1530 | 500 | Tier-2 | 700-257F | 0 | 0.029167 | 0 | 0 | 0 | 0
549-36F | 549 | Tier-1 | 0.61705 | 0.1045 | 0.72155 | 0 | 501-786 | 501 | Tier-2 | 549-36F | 0.61705 | 1.3775 | 0 | 0.1045 | 0 | 0
700-258 | 700 | Tier-1 | 0 | 0 | 0 | 0 | 504-1560 | 504 | Tier-1 | 700-258 | 0 | 0 | 0 | 0 | 0 | 0
701-15R | 701 | Tier-1 | 0 | 0 | 0 | 0 | 504-1563 | 504 | Tier-1 | 701-15R | 0 | 0.0056818 | 0 | 0 | 0 | 0
55-479F | 55 | Tier-1 | 0.56402 | 0.0411 | 0.60512 | 0 | 505-1678 | 505 | Tier-1 | 55-479F | 0.56402 | 4.9176 | 0 | 0.0411 | 0 | 0
55-483F | 55 | Tier-1 | 2.0466 | 0.6621 | 2.7087 | 0 | 505-1679F | 505 | Tier-1 | 55-483F | 2.0466 | 3.218 | 0 | 0.6621 | 0 | 0
55-484F | 55 | Tier-1 | 0.26932 | 0.3189 | 0.58822 | 0 | 508-1042F | 508 | Tier-1 | 55-484F | 0.26932 | 1.7839 | 0 | 0.3189 | 0 | 0
701-30 | 701 | Tier-1 | 0 | 0 | 0 | 0 | 508-1043F | 508 | Tier-1 | 701-30 | 0 | 0.063447 | 0 | 0 | 0 | 0
550-665R | 550 | Tier-1 | 2.4419 | 2.1286 | 4.5705 | 0 | 508-935AE | 508 | Tier-1 | 550-665R | 2.4419 | 9.0657 | 0 | 2.1286 | 0 | 0
551-19 | 551 | Tier-1 | 3.7017 | 2.7659 | 6.4676 | 0 | 510-49R | 510 | Tier-1 | 551-19 | 3.7017 | 4.7292 | 0 | 2.7659 | 0 | 0
553-27R | 553 | Tier-1 | 9.9523 | 6.2816 | 16.2339 | 0 | 511-831 | 511 | Tier-1 | 553-27R | 9.9523 | 5.3852 | 0 | 6.2816 | 0 | 0
554-17F | 554 | Tier-1 | 0 | 0 | 0 | 0 | 512-299 | 512 | Tier-1 | 554-17F | 0 | 1.6182 | 0 | 0 | 0 | 0
701-31 | 701 | Tier-1 | 0 | 0 | 0 | 0 | 512-50AE | 512 | Tier-1 | 701-31 | 0 | 0 | 0 | 0 | 0 | 0
554-19F | 554 | Tier-1 | 0 | 0 | 0 | 0 | 513-44 | 513 | Tier-1 | 554-19F | 0 | 0.45682 | 0 | 0 | 0 | 0
701-32 | 701 | Tier-1 | 0 | 0 | 0 | 0 | 516-7F | 516 | Tier-1 | 701-32 | 0 | 0.025379 | 0 | 0 | 0 | 0
554-21 | 554 | Tier-1 | 0 | 0 | 0 | 0 | 518-41 | 518 | Tier-1 | 554-21 | 0 | 0.40322 | 0 | 0 | 0 | 0
701-49 | 701 | Tier-1 | 0 | 0 | 0 | 0 | 518-42AE | 518 | Tier-1 | 701-49 | 0 | 0 | 0 | 0 | 0 | 0
701-740 | 701 | Tier-1 | 0 | 0 | 0 | 0 | 519-46R | 519 | Tier-1 | 701-740 | 0 | 0 | 0 | 0 | 0 | 0
554-24 | 554 | Tier-1 | 0 | 0 | 0 | 0 | 52-16F | 52 | Tier-1 | 554-24 | 0 | 0.81383 | 0 | 0 | 0 | 0
701-748 | 701 | Tier-1 | 0 | 0 | 0 | 0 | 52-17F | 52 | Tier-1 | 701-748 | 0 | 0 | 0 | 0 | 0 | 0
555-21F | 555 | Tier-1 | 0.052273 | 0 | 0.052273 | 0 | 52-18F | 52 | Tier-1 | 555-21F | 0.052273 | 0.22045 | 0 | 0 | 0 | 0
555-22F | 555 | Tier-1 | 0 | 0 | 0 | 0 | 52-20R | 52 | Tier-1 | 555-22F | 0 | 0.31515 | 0 | 0 | 0 | 0
701-749 | 701 | Tier-1 | 0 | 0 | 0 | 0 | 520-1509R | 520 | Tier-2 | 701-749 | 0 | 0.017235 | 0 | 0 | 0 | 0
555-24F | 555 | Tier-1 | 1.8519 | 0.4464 | 2.2983 | 0 | 520-1525R | 520 | Tier-2 | 555-24F | 1.8519 | 2.8064 | 0 | 0.4464 | 0 | 0
555-2F | 555 | Tier-1 | 0.30303 | 0.1197 | 0.42273 | 0 | 520-1902R | 520 | Tier-2 | 555-2F | 0.30303 | 0.54905 | 0 | 0.1197 | 0 | 0
557-17 | 557 | Tier-1 | 0 | 0 | 0 | 0 | 520-1936 | 520 | Tier-3 | 557-17 | 0 | 14.1723 | 0 | 0 | 0 | 0
702-448F | 702 | Tier-1 | 0.029545 | 0 | 0.029545 | 0 | 520-35R | 520 | Tier-3 | 702-448F | 0.029545 | 0.088636 | 0 | 0 | 0 | 0
557-827AE | 557 | Tier-1 | 0 | 0 | 0 | 0 | 521-14R | 521 | Tier-3 | 557-827AE | 0 | 5.8708 | 0 | 0 | 0 | 0
558-301R | 558 | Tier-1 | 2.3458 | 0.1205 | 2.4663 | 0 | 521-32R | 521 | Tier-3 | 558-301R | 2.3458 | 4.4746 | 0 | 0.1205 | 0 | 0
702-474 | 702 | Tier-1 | 0 | 0 | 0 | 0 | 521-700R | 521 | Tier-2 | 702-474 | 0 | 0 | 0 | 0 | 0 | 0
558-503 | 558 | Tier-1 | 0 | 0 | 0 | 0 | 524-27R | 524 | Tier-3 | 558-503 | 0 | 1.7884 | 0 | 0 | 0 | 0
703-288F | 703 | Tier-1 | 0 | 0 | 0 | 0 | 524-46R | 524 | Tier-3 | 703-288F | 0 | 0.031439 | 0 | 0 | 0 | 0
558-505 | 558 | Tier-1 | 0 | 0 | 0 | 0 | 525-41F | 525 | Tier-1 | 558-505 | 0 | 3.0547 | 0 | 0 | 0 | 0
559-16F | 559 | Tier-1 | 0 | 0 | 0 | 0 | 532-1296 | 532 | Tier-1 | 559-16F | 0 | 0.46989 | 0 | 0 | 0 | 0
703-291 | 703 | Tier-1 | 0 | 0 | 0 | 0 | 532-1302R | 532 | Tier-1 | 703-291 | 0 | 0 | 0 | 0 | 0 | 0
559-18F | 559 | Tier-1 | 0 | 0 | 0 | 0 | 534-349AE | 534 | Tier-1 | 559-18F | 0 | 2.1343 | 0 | 0 | 0 | 0
708-48 | 708 | Tier-1 | 0 | 0 | 0 | 0 | 535-11F | 535 | Tier-1 | 708-48 | 0 | 0 | 0 | 0 | 0 | 0
71-13 | 71 | Tier-1 | 0 | 0 | 0 | 0 | 536-360 | 536 | Tier-2 | 71-13 | 0 | 0 | 0 | 0 | 0 | 0
559-43 | 559 | Tier-1 | 0 | 0 | 0 | 0 | 536-378F | 536 | Tier-2 | 559-43 | 0 | 0.26913 | 0 | 0 | 0 | 0
559-44 | 559 | Tier-1 | 0 | 0 | 0 | 0 | 537-24 | 537 | Tier-1 | 559-44 | 0 | 0.011364 | 0 | 0 | 0 | 0
56-27AE | 56 | Tier-1 | 0 | 0 | 0 | 0 | 537-29 | 537 | Tier-1 | 56-27AE | 0 | 0.48087 | 0 | 0 | 0 | 0
71-14F | 71 | Tier-1 | 0 | 0 | 0 | 0 | 539-30F | 539 | Tier-2 | 71-14F | 0 | 0.16515 | 0 | 0 | 0 | 0
710-424 | 710 | Tier-1 | 0 | 0 | 0 | 0 | 539-45F | 539 | Tier-1 | 710-424 | 0 | 0.49508 | 0 | 0 | 0 | 0
56-669F | 56 | Tier-1 | 0.26648 | 0.3127 | 0.57918 | 0 | 540-28AE | 540 | Tier-1 | 56-669F | 0.26648 | 3.5218 | 0 | 0.3127 | 0 | 0
56-670F | 56 | Tier-1 | 0.5822 | 0.603 | 1.1852 | 0 | 540-3 | 540 | Tier-1 | 56-670F | 0.5822 | 2.2555 | 0 | 0.603 | 0 | 0
710-425 | 710 | Tier-1 | 0 | 0 | 0 | 0 | 542-26F | 542 | Tier-2 | 710-425 | 0 | 0 | 0 | 0 | 0 | 0
560-29F | 560 | Tier-1 | 0 | 0 | 0 | 0 | 542-43F | 542 | Tier-2 | 560-29F | 0 | 0.80682 | 0 | 0 | 0 | 0
560-30F | 560 | Tier-1 | 0 | 0 | 0 | 0 | 542-7 | 542 | Tier-2 | 560-30F | 0 | 0.53163 | 0 | 0 | 0 | 0
560-31F | 560 | Tier-1 | 0 | 0 | 0 | 0 | 543-353 | 543 | Tier-1 | 560-31F | 0 | 5.3578 | 0 | 0 | 0 | 0
560-46F | 560 | Tier-1 | 0.34962 | 0.1259 | 0.47552 | 0 | 543-358F | 543 | Tier-1 | 560-46F | 0.34962 | 1.371 | 0 | 0.1259 | 0 | 0
710-96 | 710 | Tier-1 | 0 | 0 | 0 | 0 | 543-400 | 543 | Tier-1 | 710-96 | 0 | 0 | 0 | 0 | 0 | 0
560-48F | 560 | Tier-1 | 0 | 0 | 0 | 0 | 545-44 | 545 | Tier-1 | 560-48F | 0 | 0.75511 | 0 | 0 | 0 | 0
712-24 | 712 | Tier-1 | 0 | 0 | 0 | 0 | 545-48F | 545 | Tier-1 | 712-24 | 0 | 0 | 0 | 0 | 0 | 0
561-14 | 561 | Tier-1 | 0 | 0 | 0 | 0 | 546-12 | 546 | Tier-1 | 561-14 | 0 | 3.4532 | 0 | 0 | 0 | 0
712-310 | 712 | Tier-1 | 0 | 0 | 0 | 0 | 547-22R | 547 | Tier-1 | 712-310 | 0 | 0 | 0 | 0 | 0 | 0
561-32F | 561 | Tier-1 | 0 | 0 | 0 | 0 | 548-12F | 548 | Tier-1 | 561-32F | 0 | 0.43277 | 0 | 0 | 0 | 0
561-33F | 561 | Tier-1 | 0 | 0 | 0 | 0 | 548-13 | 548 | Tier-1 | 561-33F | 0 | 7.0186 | 0 | 0 | 0 | 0
562-100F | 562 | Tier-1 | 0 | 0 | 0 | 0 | 548-15F | 548 | Tier-1 | 562-100F | 0 | 5.5187 | 0 | 0 | 0 | 0
562-101F | 562 | Tier-1 | 0 | 0 | 0 | 0 | 548-16 | 548 | Tier-1 | 562-101F | 0 | 4.1027 | 0 | 0 | 0 | 0
712-312F | 712 | Tier-1 | 0 | 0 | 0 | 0 | 548-17F | 548 | Tier-1 | 712-312F | 0 | 0.029545 | 0 | 0 | 0 | 0
563-37F | 563 | Tier-1 | 0 | 0 | 0 | 0 | 549-33F | 549 | Tier-1 | 563-37F | 0 | 4.1678 | 0 | 0 | 0 | 0
713-168 | 713 | Tier-1 | 0 | 0 | 0 | 0 | 549-34F | 549 | Tier-1 | 713-168 | 0 | 0 | 0 | 0 | 0 | 0
563-40F | 563 | Tier-1 | 0 | 0 | 0 | 0 | 549-35 | 549 | Tier-1 | 563-40F | 0 | 5.0371 | 0 | 0 | 0 | 0
563-675F | 563 | Tier-1 | 0 | 0 | 0 | 0 | 55-478 | 55 | Tier-1 | 563-675F | 0 | 7.9492 | 0 | 0 | 0 | 0
713-170 | 713 | Tier-1 | 0 | 0 | 0 | 0 | 55-479F | 55 | Tier-1 | 713-170 | 0 | 0.18807 | 0 | 0 | 0 | 0
564-18F | 564 | Tier-1 | 0 | 0 | 0 | 0 | 55-483F | 55 | Tier-1 | 564-18F | 0 | 1.0068 | 0 | 0 | 0 | 0
564-1921F | 564 | Tier-1 | 0 | 0 | 0 | 0 | 55-485 | 55 | Tier-1 | 564-1921F | 0 | 5.568 | 0 | 0 | 0 | 0
713-171F | 713 | Tier-1 | 0 | 0 | 0 | 0 | 550-665R | 550 | Tier-1 | 713-171F | 0 | 0.097727 | 0 | 0 | 0 | 0
713-172F | 713 | Tier-1 | 0 | 0 | 0 | 0 | 553-27R | 553 | Tier-1 | 713-172F | 0 | 0.096212 | 0 | 0 | 0 | 0
564-22F | 564 | Tier-1 | 0 | 0 | 0 | 0 | 554-18 | 554 | Tier-1 | 564-22F | 0 | 4.0045 | 0 | 0 | 0 | 0
714-23 | 714 | Tier-1 | 0 | 0 | 0 | 0 | 554-19F | 554 | Tier-1 | 714-23 | 0 | 0 | 0 | 0 | 0 | 0
714-26 | 714 | Tier-1 | 0 | 0 | 0 | 0 | 554-20 | 554 | Tier-1 | 714-26 | 0 | 0 | 0 | 0 | 0 | 0
714-550 | 714 | Tier-1 | 0 | 0 | 0 | 0 | 554-24 | 554 | Tier-1 | 714-550 | 0 | 0 | 0 | 0 | 0 | 0
714-566 | 714 | Tier-1 | 0 | 0 | 0 | 0 | 557-17 | 557 | Tier-1 | 714-566 | 0 | 0 | 0 | 0 | 0 | 0
714-570F | 714 | Tier-1 | 0 | 0 | 0 | 0 | 558-502 | 558 | Tier-1 | 714-570F | 0 | 0.25038 | 0 | 0 | 0 | 0
716-19 | 716 | Tier-1 | 0 | 0 | 0 | 0 | 558-504 | 558 | Tier-1 | 716-19 | 0 | 0 | 0 | 0 | 0 | 0
716-38 | 716 | Tier-1 | 0 | 0 | 0 | 0 | 559-19F | 559 | Tier-1 | 716-38 | 0 | 0 | 0 | 0 | 0 | 0
566-44AE | 566 | Tier-1 | 0 | 0 | 0 | 0 | 56-668 | 56 | Tier-1 | 566-44AE | 0 | 2.6513 | 0 | 0 | 0 | 0
566-45AE | 566 | Tier-1 | 0 | 0 | 0 | 0 | 56-669F | 56 | Tier-1 | 566-45AE | 0 | 0.68958 | 0 | 0 | 0 | 0
716-41F | 716 | Tier-1 | 0 | 0 | 0 | 0 | 560-47 | 560 | Tier-1 | 716-41F | 0 | 0.029924 | 0 | 0 | 0 | 0
567-16F | 567 | Tier-1 | 0 | 0 | 0 | 0 | 561-33F | 561 | Tier-1 | 567-16F | 0 | 5.1591 | 0 | 0 | 0 | 0
567-17F | 567 | Tier-1 | 0 | 0 | 0 | 0 | 563-38 | 563 | Tier-1 | 567-17F | 0 | 3.7386 | 0 | 0 | 0 | 0
716-42F | 716 | Tier-1 | 0 | 0 | 0 | 0 | 563-40F | 563 | Tier-1 | 716-42F | 0 | 0.026326 | 0 | 0 | 0 | 0
719-19 | 719 | Tier-1 | 0 | 0 | 0 | 0 | 564-1922 | 564 | Tier-1 | 719-19 | 0 | 0 | 0 | 0 | 0 | 0
57-1291F | 57 | Tier-1 | 0.9536 | 0.8559 | 1.8095 | 0 | 564-22F | 564 | Tier-1 | 57-1291F | 0.9536 | 1.8758 | 0 | 0.8559 | 0 | 0
57-1292F | 57 | Tier-1 | 0.31117 | 0.3735 | 0.68467 | 0 | 565-77 | 565 | Tier-1 | 57-1292F | 0.31117 | 0.21799 | 0 | 0.3735 | 0 | 0
719-28 | 719 | Tier-1 | 0.011364 | 0 | 0.011364 | 0 | 567-15 | 567 | Tier-1 | 719-28 | 0.011364 | 0.065341 | 0 | 0 | 0 | 0
719-34 | 719 | Tier-1 | 0 | 0 | 0 | 0 | 57-1290 | 57 | Tier-1 | 719-34 | 0 | 0.3053 | 0 | 0 | 0 | 0
719-35 | 719 | Tier-1 | 0 | 0 | 0 | 0 | 57-1292F | 57 | Tier-1 | 719-35 | 0 | 0 | 0 | 0 | 0 | 0
57-463AE | 57 | Tier-1 | 2.8589 | 2.5578 | 5.4167 | 0 | 57-1295F | 57 | Tier-1 | 57-463AE | 2.8589 | 1.1604 | 0 | 2.5578 | 0 | 0
57-736 | 57 | Tier-1 | 0.78883 | 0.6928 | 1.4816 | 0 | 57-463AE | 57 | Tier-1 | 57-736 | 0.78883 | 4.1595 | 0 | 0.6928 | 0 | 0
719-388 | 719 | Tier-1 | 0 | 0 | 0 | 0 | 570-488 | 570 | Tier-1 | 719-388 | 0 | 0 | 0 | 0 | 0 | 0
719-389F | 719 | Tier-1 | 0 | 0 | 0 | 0 | 570-489F | 570 | Tier-1 | 719-389F | 0 | 0.014394 | 0 | 0 | 0 | 0
570-490F | 570 | Tier-1 | 0.35682 | 0.2682 | 0.62502 | 0 | 570-492F | 570 | Tier-1 | 570-490F | 0.35682 | 2.8305 | 0 | 0.2682 | 0 | 0
570-491F | 570 | Tier-1 | 0.33731 | 0.371 | 0.70831 | 0 | 571-48 | 571 | Tier-1 | 570-491F | 0.33731 | 2.4331 | 0 | 0.371 | 0 | 0
719-390F | 719 | Tier-1 | 0 | 0 | 0 | 0 | 576-200F | 576 | Tier-1 | 719-390F | 0 | 0.0125 | 0 | 0 | 0 | 0
571-33 | 571 | Tier-1 | 3.0269 | 1.2869 | 4.3138 | 0 | 577-193F | 577 | Tier-2 | 571-33 | 3.0269 | 1.9015 | 0 | 1.2869 | 0 | 0
719-391F | 719 | Tier-1 | 0 | 0 | 0 | 0 | 578-242F | 578 | Tier-1 | 719-391F | 0 | 0.010985 | 0 | 0 | 0 | 0
719-854 | 719 | Tier-1 | 0 | 0 | 0 | 0 | 578-244F | 578 | Tier-1 | 719-854 | 0 | 0 | 0 | 0 | 0 | 0
719-855F | 719 | Tier-1 | 0 | 0 | 0 | 0 | 579-352F | 579 | Tier-1 | 719-855F | 0 | 0.045455 | 0 | 0 | 0 | 0
72-14 | 72 | Tier-1 | 0 | 0 | 0 | 0 | 58-1164F | 58 | Tier-1 | 72-14 | 0 | 0 | 0 | 0 | 0 | 0
723-378F | 723 | Tier-1 | 0 | 0 | 0 | 0 | 580-689 | 580 | Tier-1 | 723-378F | 0 | 0.43314 | 0 | 0 | 0 | 0
571-49F | 571 | Tier-1 | 2.483 | 1.6907 | 4.1737 | 0 | 581-50 | 581 | Tier-1 | 571-49F | 2.483 | 4.8015 | 0 | 1.6907 | 0 | 0
571-50F | 571 | Tier-1 | 0 | 0 | 0 | 0 | 583-315F | 583 | Tier-1 | 571-50F | 0 | 0.97254 | 0 | 0 | 0 | 0
723-380 | 723 | Tier-1 | 0 | 0 | 0 | 0 | 583-322F | 583 | Tier-1 | 723-380 | 0 | 0 | 0 | 0 | 0 | 0
572-493F | 572 | Tier-1 | 0.083523 | 0.1182 | 0.20172 | 0 | 584-23 | 584 | Tier-1 | 572-493F | 0.083523 | 4.0119 | 0 | 0.1182 | 0 | 0
723-791 | 723 | Tier-1 | 0 | 0 | 0 | 0 | 584-26F | 584 | Tier-1 | 723-791 | 0 | 0 | 0 | 0 | 0 | 0
574-6AE | 574 | Tier-1 | 0 | 0 | 0 | 0 | 584-550F | 584 | Tier-1 | 574-6AE | 0 | 3.1828 | 0 | 0 | 0 | 0
723-793F | 723 | Tier-1 | 0.16136 | 0 | 0.16136 | 0 | 584-551F | 584 | Tier-1 | 723-793F | 0.16136 | 0.064773 | 0 | 0 | 0 | 0
724-4 | 724 | Tier-1 | 0 | 0 | 0 | 0 | 586-4 | 586 | Tier-1 | 724-4 | 0 | 0 | 0 | 0 | 0 | 0
724-5 | 724 | Tier-1 | 0 | 0 | 0 | 0 | 588-20 | 588 | Tier-1 | 724-5 | 0 | 1.5013 | 0 | 0 | 0 | 0
724-6 | 724 | Tier-1 | 0 | 0 | 0 | 0 | 588-21 | 588 | Tier-1 | 724-6 | 0 | 0 | 0 | 0 | 0 | 0
726-32 | 726 | Tier-1 | 0 | 0 | 0 | 0 | 59-1191 | 59 | Tier-1 | 726-32 | 0 | 0 | 0 | 0 | 0 | 0
726-33F | 726 | Tier-1 | 0 | 0 | 0 | 0 | 59-466 | 59 | Tier-1 | 726-33F | 0 | 0.89318 | 0 | 0 | 0 | 0
726-42 | 726 | Tier-1 | 0 | 0 | 0 | 0 | 59-802 | 59 | Tier-1 | 726-42 | 0 | 0 | 0 | 0 | 0 | 0
728-1569 | 728 | Tier-1 | 0 | 0 | 0 | 0 | 59-803F | 59 | Tier-1 | 728-1569 | 0 | 0 | 0 | 0 | 0 | 0
576-201F | 576 | Tier-2 | 0 | 0 | 0 | 0 | 59-814F | 59 | Tier-1 | 576-201F | 0 | 12.529 | 0 | 0 | 0 | 0
73-1161F | 73 | Tier-3 | 0 | 0 | 0 | 0 | 591-1115 | 591 | Tier-2 | 73-1161F | 0 | 1.2706 | 0.54242 | 0 | 0 | 0
576-205F | 576 | Tier-1 | 0 | 0 | 0 | 0 | 591-1594R | 591 | Tier-2 | 576-205F | 0 | 6.8384 | 0 | 0 | 0 | 0
73-1162 | 73 | Tier-3 | 0 | 0 | 0 | 0 | 593-26 | 593 | Tier-1 | 73-1162 | 0 | 0 | 0 | 0 | 0 | 0
577-193F | 577 | Tier-2 | 0 | 0 | 0 | 0 | 593-9 | 593 | Tier-2 | 577-193F | 0 | 2.292 | 0 | 0 | 0 | 0
577-194F | 577 | Tier-2 | 0 | 0 | 0 | 0 | 594-1379F | 594 | Tier-2 | 577-194F | 0 | 1.443 | 0 | 0 | 0 | 0
73-1165 | 73 | Tier-3 | 0 | 0 | 0 | 0 | 599-1126 | 599 | Tier-2 | 73-1165 | 0 | 1.8076 | 1.0475 | 0 | 0 | 0
73-1166 | 73 | Tier-3 | 0 | 0 | 0 | 0 | 60-573 | 60 | Tier-1 | 73-1166 | 0 | 2.6504 | 1.6451 | 0 | 0 | 0
73-1167 | 73 | Tier-3 | 0 | 0 | 0 | 0 | 60-601 | 60 | Tier-1 | 73-1167 | 0 | 0 | 0 | 0 | 0 | 0
578-227AE | 578 | Tier-1 | 4.0598 | 3.2744 | 7.3342 | 0 | 61-13F | 61 | Tier-1 | 578-227AE | 4.0598 | 2.778 | 1.132 | 3.2744 | 0 | 0
73-1218 | 73 | Tier-3 | 0 | 0 | 0 | 0 | 61-24F | 61 | Tier-1 | 73-1218 | 0 | 2.1763 | 0.74053 | 0 | 0 | 0
578-242F | 578 | Tier-1 | 1.2612 | 1.4691 | 2.7303 | 0 | 63-35AE | 63 | Tier-1 | 578-242F | 1.2612 | 4.6542 | 1.3123 | 1.4691 | 0 | 0
73-1220 | 73 | Tier-3 | 0 | 0 | 0 | 0 | 63-797R | 63 | Tier-1 | 73-1220 | 0 | 0 | 0 | 0 | 0 | 0
73-678R | 73 | Tier-3 | 13.011 | 1.1619 | 14.1729 | 14.1729 | 64-12 | 64 | Tier-1 | 73-678R | 13.011 | 0.72727 | 0.93617 | 1.1619 | 13.011 | 1.1619
579-32AE | 579 | Tier-1 | 0 | 0 | 0 | 0 | 64-13F | 64 | Tier-1 | 579-32AE | 0 | 0.6661 | 0 | 0 | 0 | 0
579-350F | 579 | Tier-1 | 0.53295 | 0.0858 | 0.61875 | 0 | 64-15F | 64 | Tier-1 | 579-350F | 0.53295 | 10.4767 | 0 | 0.0858 | 0 | 0
731-1244 | 731 | Tier-1 | 0 | 0 | 0 | 0 | 65-10 | 65 | Tier-1 | 731-1244 | 0 | 0 | 0 | 0 | 0 | 0
731-46 | 731 | Tier-1 | 0 | 0 | 0 | 0 | 68-1358 | 68 | Tier-2 | 731-46 | 0 | 0 | 0 | 0 | 0 | 0
58-110F | 58 | Tier-1 | 2.9337 | 3.2771 | 6.2108 | 0 | 68-18 | 68 | Tier-1 | 58-110F | 2.9337 | 0.65587 | 0 | 3.2771 | 0 | 0
735-276F | 735 | Tier-1 | 0 | 0 | 0 | 0 | 68-27 | 68 | Tier-1 | 735-276F | 0 | 0.25057 | 0 | 0 | 0 | 0
735-277 | 735 | Tier-1 | 0 | 0 | 0 | 0 | 69-45F | 69 | Tier-1 | 735-277 | 0 | 0 | 0 | 0 | 0 | 0
735-278F | 735 | Tier-1 | 0 | 0 | 0 | 0 | 700-231 | 700 | Tier-1 | 735-278F | 0 | 0.11534 | 0 | 0 | 0 | 0
735-279F | 735 | Tier-1 | 0 | 0 | 0 | 0 | 701-19AE | 701 | Tier-1 | 735-279F | 0 | 0.054924 | 0 | 0 | 0 | 0
58-382R | 58 | Tier-1 | 0 | 0 | 0 | 0 | 701-32 | 701 | Tier-1 | 58-382R | 0 | 1.96 | 0 | 0 | 0 | 0
58-522 | 58 | Tier-1 | 0.46875 | 0.1998 | 0.66855 | 0 | 701-739 | 701 | Tier-1 | 58-522 | 0.46875 | 1.1939 | 0 | 0.1998 | 0 | 0
58-728F | 58 | Tier-1 | 0 | 0 | 0 | 0 | 702-27R | 702 | Tier-1 | 58-728F | 0 | 0.70265 | 0 | 0 | 0 | 0
58-729F | 58 | Tier-1 | 0 | 0 | 0 | 0 | 702-474 | 702 | Tier-1 | 58-729F | 0 | 0.29527 | 0 | 0 | 0 | 0
735-282 | 735 | Tier-1 | 0 | 0 | 0 | 0 | 703-288F | 703 | Tier-1 | 735-282 | 0 | 0 | 0 | 0 | 0 | 0
58-737F | 58 | Tier-1 | 0 | 0 | 0 | 0 | 712-30 | 712 | Tier-1 | 58-737F | 0 | 6.5481 | 0 | 0 | 0 | 0
735-283F | 735 | Tier-1 | 0 | 0 | 0 | 0 | 712-312F | 712 | Tier-1 | 735-283F | 0 | 0.26023 | 0 | 0 | 0 | 0
735-284F | 735 | Tier-1 | 0 | 0 | 0 | 0 | 713-28 | 713 | Tier-1 | 735-284F | 0 | 0.31231 | 0 | 0 | 0 | 0
736-127 | 736 | Tier-1 | 0 | 0 | 0 | 0 | 714-24 | 714 | Tier-1 | 736-127 | 0 | 0 | 0 | 0 | 0 | 0
58-753F | 58 | Tier-1 | 0.086174 | 0.1598 | 0.24597 | 0 | 714-26 | 714 | Tier-1 | 58-753F | 0.086174 | 0.77424 | 0 | 0.1598 | 0 | 0
58-754F | 58 | Tier-1 | 1.2604 | 1.197 | 2.4574 | 0 | 714-566 | 714 | Tier-1 | 58-754F | 1.2604 | 0.51117 | 0 | 1.197 | 0 | 0
58-756F | 58 | Tier-1 | 0.2536 | 0.0998 | 0.3534 | 0 | 719-388 | 719 | Tier-1 | 58-756F | 0.2536 | 2.2222 | 0 | 0.0998 | 0 | 0
736-129 | 736 | Tier-1 | 0 | 0 | 0 | 0 | 72-12F | 72 | Tier-1 | 736-129 | 0 | 0.017045 | 0 | 0 | 0 | 0
736-129F | 736 | Tier-1 | 0 | 0 | 0 | 0 | 72-16 | 72 | Tier-1 | 736-129F | 0 | 0 | 0 | 0 | 0 | 0
736-42 | 736 | Tier-1 | 0 | 0 | 0 | 0 | 723-377 | 723 | Tier-1 | 736-42 | 0 | 0 | 0 | 0 | 0 | 0
580-691 | 580 | Tier-1 | 0 | 0 | 0 | 0 | 723-378F | 723 | Tier-1 | 580-691 | 0 | 0.25606 | 0 | 0 | 0 | 0
581-391AE | 581 | Tier-1 | 0 | 0 | 0 | 0 | 723-380 | 723 | Tier-1 | 581-391AE | 0 | 1.0725 | 0 | 0 | 0 | 0
736-43 | 736 | Tier-1 | 0 | 0 | 0 | 0 | 724-5 | 724 | Tier-1 | 736-43 | 0 | 0.16951 | 0 | 0 | 0 | 0
581-50 | 581 | Tier-1 | 0 | 0 | 0 | 0 | 726-32 | 726 | Tier-1 | 581-50 | 0 | 1.0894 | 0 | 0 | 0 | 0
582-1019AE | 582 | Tier-1 | 0 | 0 | 0 | 0 | 726-33F | 726 | Tier-1 | 582-1019AE | 0 | 4.0288 | 0 | 0 | 0 | 0
583-315F | 583 | Tier-1 | 0 | 0 | 0 | 0 | 726-43F | 726 | Tier-1 | 583-315F | 0 | 0.52689 | 0 | 0 | 0 | 0
736-77F | 736 | Tier-1 | 0 | 0 | 0 | 0 | 726-44F | 726 | Tier-1 | 736-77F | 0 | 0.0060606 | 0 | 0 | 0 | 0
738-1372 | 738 | Tier-1 | 0 | 0 | 0 | 0 | 728-1569 | 728 | Tier-1 | 738-1372 | 0 | 0 | 0 | 0 | 0 | 0
738-1373F | 738 | Tier-1 | 0 | 0 | 0 | 0 | 73-1162 | 73 | Tier-3 | 738-1373F | 0 | 0.13712 | 0 | 0 | 0 | 0
583-319F | 583 | Tier-1 | 0 | 0 | 0 | 0 | 73-1167 | 73 | Tier-3 | 583-319F | 0 | 1.1199 | 0 | 0 | 0 | 0
738-1374F | 738 | Tier-1 | 0 | 0 | 0 | 0 | 731-1245F | 731 | Tier-1 | 738-1374F | 0 | 0.36117 | 0 | 0 | 0 | 0
583-322F | 583 | Tier-1 | 0 | 0 | 0 | 0 | 731-1247F | 731 | Tier-1 | 583-322F | 0 | 0.59261 | 0 | 0 | 0 | 0
739-111 | 739 | Tier-1 | 0 | 0 | 0 | 0 | 735-278F | 735 | Tier-1 | 739-111 | 0 | 0 | 0 | 0 | 0 | 0
583-658F | 583 | Tier-1 | 0 | 0 | 0 | 0 | 735-281F | 735 | Tier-1 | 583-658F | 0 | 0.58258 | 0 | 0 | 0 | 0
739-5AE | 739 | Tier-1 | 0 | 0 | 0 | 0 | 735-282 | 735 | Tier-1 | 739-5AE | 0 | 1.0807 | 0 | 0 | 0 | 0
739-7 | 739 | Tier-1 | 0 | 0 | 0 | 0 | 735-284F | 735 | Tier-1 | 739-7 | 0 | 0 | 0 | 0 | 0 | 0
584-24F | 584 | Tier-1 | 0 | 0 | 0 | 0 | 736-43 | 736 | Tier-1 | 584-24F | 0 | 1.0165 | 0 | 0 | 0 | 0
584-26F | 584 | Tier-1 | 0 | 0 | 0 | 0 | 736-77F | 736 | Tier-1 | 584-26F | 0 | 18.9941 | 4.939 | 0 | 0 | 0
740-364 | 740 | Tier-1 | 0 | 0 | 0 | 0 | 739-5AE | 739 | Tier-1 | 740-364 | 0 | 0.13542 | 0 | 0 | 0 | 0
740-858 | 740 | Tier-1 | 0 | 0 | 0 | 0 | 740-859 | 740 | Tier-1 | 740-858 | 0 | 0 | 0 | 0 | 0 | 0
740-859 | 740 | Tier-1 | 0 | 0 | 0 | 0 | 740-871F | 740 | Tier-1 | 740-859 | 0 | 0 | 0 | 0 | 0 | 0
740-871F | 740 | Tier-1 | 0 | 0 | 0 | 0 | 741-42 | 741 | Tier-1 | 740-871F | 0 | 0.22348 | 0 | 0 | 0 | 0
585-20F | 585 | Tier-1 | 0 | 0 | 0 | 0 | 743-305 | 743 | Tier-1 | 585-20F | 0 | 8.6911 | 0 | 0 | 0 | 0
585-238 | 585 | Tier-1 | 0 | 0 | 0 | 0 | 743-365 | 743 | Tier-1 | 585-238 | 0 | 4.1826 | 0 | 0 | 0 | 0
741-19F | 741 | Tier-1 | 0 | 0 | 0 | 0 | 744-360 | 744 | Tier-1 | 741-19F | 0 | 0 | 0 | 0 | 0 | 0
741-46 | 741 | Tier-1 | 0 | 0 | 0 | 0 | 744-361F | 744 | Tier-1 | 741-46 | 0 | 0 | 0 | 0 | 0 | 0
741-49F | 741 | Tier-1 | 0 | 0 | 0 | 0 | 745-106 | 745 | Tier-1 | 741-49F | 0 | 0.037311 | 0 | 0 | 0 | 0
743-305 | 743 | Tier-1 | 0 | 0 | 0 | 0 | 745-34AE | 745 | Tier-1 | 743-305 | 0 | 0.35795 | 0 | 0 | 0 | 0
586-3 | 586 | Tier-1 | 4.1909 | 0.0564 | 4.2473 | 0 | 747-859F | 747 | Tier-1 | 586-3 | 4.1909 | 12.8678 | 1.0466 | 0.0564 | 0 | 0
743-306AE | 743 | Tier-1 | 0 | 0 | 0 | 0 | 748-1055F | 748 | Tier-1 | 743-306AE | 0 | 1.6955 | 0 | 0 | 0 | 0
587-2 | 587 | Tier-1 | 0 | 0 | 0 | 0 | 748-1062 | 748 | Tier-1 | 587-2 | 0 | 0.27576 | 0 | 0 | 0 | 0
743-356 | 743 | Tier-1 | 0 | 0 | 0 | 0 | 749-40 | 749 | Tier-1 | 743-356 | 0 | 0.19129 | 0 | 0 | 0 | 0
743-365 | 743 | Tier-1 | 0 | 0 | 0 | 0 | 749-50F | 749 | Tier-1 | 743-365 | 0 | 0.30758 | 0 | 0 | 0 | 0
744-360 | 744 | Tier-1 | 0 | 0 | 0 | 0 | 75-2227 | 75 | Tier-3 | 744-360 | 0 | 0 | 0 | 0 | 0 | 0
744-361F | 744 | Tier-1 | 0 | 0 | 0 | 0 | 75-2259F | 75 | Tier-3 | 744-361F | 0 | 0.10966 | 0 | 0 | 0 | 0
588-20 | 588 | Tier-1 | 0 | 0 | 0 | 0 | 75-32R | 75 | Tier-3 | 588-20 | 0 | 5.467 | 0 | 0 | 0 | 0
588-21 | 588 | Tier-1 | 0 | 0 | 0 | 0 | 750-306 | 750 | Tier-1 | 588-21 | 0 | 2.2852 | 0 | 0 | 0 | 0
744-362F | 744 | Tier-1 | 0 | 0 | 0 | 0 | 751-58F | 751 | Tier-2 | 744-362F | 0 | 0.18068 | 0 | 0 | 0 | 0
589-56AE | 589 | Tier-1 | 0 | 0 | 0 | 0 | 752-692 | 752 | Tier-1 | 589-56AE | 0 | 4.5407 | 0 | 0 | 0 | 0
589-57AE | 589 | Tier-1 | 0 | 0 | 0 | 0 | 754-1014AE | 754 | Tier-2 | 589-57AE | 0 | 5.7542 | 0 | 0 | 0 | 0
745-100F | 745 | Tier-1 | 0 | 0 | 0 | 0 | 754-1122 | 754 | Tier-2 | 745-100F | 0 | 0.055682 | 0 | 0 | 0 | 0
59-1189F | 59 | Tier-1 | 0 | 0 | 0 | 0 | 754-692 | 754 | Tier-2 | 59-1189F | 0 | 2.8898 | 0.99205 | 0 | 0 | 0
59-1190F | 59 | Tier-1 | 0 | 0 | 0 | 0 | 754-857 | 754 | Tier-2 | 59-1190F | 0 | 5.2549 | 3.4214 | 0 | 0 | 0
745-106 | 745 | Tier-1 | 0 | 0 | 0 | 0 | 755-621F | 755 | Tier-1 | 745-106 | 0 | 0 | 0 | 0 | 0 | 0
59-1196 | 59 | Tier-1 | 0 | 0 | 0 | 0 | 755-624 | 755 | Tier-1 | 59-1196 | 0 | 0.75473 | 0.2822 | 0 | 0 | 0
59-24R | 59 | Tier-1 | 0 | 0 | 0 | 0 | 756-40 | 756 | Tier-1 | 59-24R | 0 | 7.5169 | 2.5792 | 0 | 0 | 0
745-271F | 745 | Tier-1 | 0 | 0 | 0 | 0 | 756-48 | 756 | Tier-1 | 745-271F | 0 | 0.066288 | 0 | 0 | 0 | 0
59-465 | 59 | Tier-1 | 5.9646 | 1.568 | 7.5326 | 0 | 76-48F | 76 | Tier-1 | 59-465 | 5.9646 | 0.19848 | 0.094886 | 1.568 | 0 | 0
745-274 | 745 | Tier-1 | 0 | 0 | 0 | 0 | 76-49F | 76 | Tier-1 | 745-274 | 0 | 0 | 0 | 0 | 0 | 0
59-467 | 59 | Tier-1 | 0 | 0 | 0 | 0 | 76-50F | 76 | Tier-1 | 59-467 | 0 | 3.61 | 1.7492 | 0 | 0 | 0
745-34AE | 745 | Tier-1 | 0 | 0 | 0 | 0 | 761-243F | 761 | Tier-1 | 745-34AE | 0 | 0.77443 | 0 | 0 | 0 | 0
59-803F | 59 | Tier-1 | 0 | 0 | 0 | 0 | 761-244F | 761 | Tier-1 | 59-803F | 0 | 1.2551 | 0.96402 | 0 | 0 | 0
745-35 | 745 | Tier-1 | 0 | 0 | 0 | 0 | 761-726 | 761 | Tier-1 | 745-35 | 0 | 0 | 0 | 0 | 0 | 0
59-814F | 59 | Tier-1 | 0 | 0 | 0 | 0 | 761-728F | 761 | Tier-1 | 59-814F | 0 | 2.4098 | 1.4741 | 0 | 0 | 0
59-816F | 59 | Tier-1 | 0 | 0 | 0 | 0 | 763-98F | 763 | Tier-1 | 59-816F | 0 | 4.993 | 2.9027 | 0 | 0 | 0
590-6 | 590 | Tier-1 | 0 | 0 | 0 | 0 | 765-15 | 765 | Tier-1 | 590-6 | 0 | 15.2807 | 0 | 0 | 0 | 0
746-739F | 746 | Tier-1 | 0 | 0 | 0 | 0 | 770-259R | 770 | Tier-2 | 746-739F | 0 | 0.035985 | 0 | 0 | 0 | 0
746-742 | 746 | Tier-1 | 0 | 0 | 0 | 0 | 771-273AE | 771 | Tier-1 | 746-742 | 0 | 0 | 0 | 0 | 0 | 0
746-756 | 746 | Tier-1 | 0 | 0 | 0 | 0 | 771-276 | 771 | Tier-1 | 746-756 | 0 | 0 | 0 | 0 | 0 | 0
591-1116F | 591 | Tier-2 | 0 | 0 | 0 | 0 | 773-270 | 773 | Tier-1 | 591-1116F | 0 | 0.050758 | 0 | 0 | 0 | 0
591-1594R | 591 | Tier-2 | 2.5822 | 0.4845 | 3.0667 | 0.89662 | 773-271F | 773 | Tier-1 | 591-1594R | 2.5822 | 1.5841 | 0 | 0.4845 | 0.41212 | 0.4845
591-39AE | 591 | Tier-1 | 5.3142 | 3.4799 | 8.7941 | 0 | 777-101 | 777 | Tier-1 | 591-39AE | 5.3142 | 20.0436 | 0 | 3.4799 | 0 | 0
592-101F | 592 | Tier-1 | 0 | 0 | 0 | 0 | 777-269F | 777 | Tier-1 | 592-101F | 0 | 2.9491 | 0 | 0 | 0 | 0
746-757F | 746 | Tier-1 | 0 | 0 | 0 | 0 | 780-442 | 780 | Tier-1 | 746-757F | 0 | 0.032197 | 0 | 0 | 0 | 0
592-99F | 592 | Tier-1 | 0 | 0 | 0 | 0 | 780-445F | 780 | Tier-1 | 592-99F | 0 | 3.8634 | 0 | 0 | 0 | 0
593-10 | 593 | Tier-1 | 0 | 0 | 0 | 0 | 781-1356R | 781 | Tier-1 | 593-10 | 0 | 1.4886 | 0 | 0 | 0 | 0
593-24 | 593 | Tier-1 | 0 | 0 | 0 | 0 | 781-44 | 781 | Tier-1 | 593-24 | 0 | 1.5097 | 0 | 0 | 0 | 0
593-25 | 593 | Tier-2 | 0 | 0 | 0 | 0 | 783-853 | 783 | Tier-1 | 593-25 | 0 | 1.642 | 0 | 0 | 0 | 0
746-820 | 746 | Tier-1 | 0 | 0 | 0 | 0 | 785-10 | 785 | Tier-1 | 746-820 | 0 | 0 | 0 | 0 | 0 | 0
747-860F | 747 | Tier-1 | 0 | 0 | 0 | 0 | 785-13 | 785 | Tier-1 | 747-860F | 0 | 1.1511 | 0 | 0 | 0 | 0
747-862 | 747 | Tier-1 | 0 | 0 | 0 | 0 | 785-134 | 785 | Tier-1 | 747-862 | 0 | 0 | 0 | 0 | 0 | 0
593-9 | 593 | Tier-2 | 0 | 0 | 0 | 0 | 785-137 | 785 | Tier-1 | 593-9 | 0 | 6.1451 | 0 | 0 | 0 | 0
748-1052 | 748 | Tier-1 | 0 | 0 | 0 | 0 | 785-139 | 785 | Tier-1 | 748-1052 | 0 | 0 | 0 | 0 | 0 | 0
748-1053F | 748 | Tier-1 | 0 | 0 | 0 | 0 | 785-142F | 785 | Tier-1 | 748-1053F | 0 | 0.1233 | 0 | 0 | 0 | 0
594-1380F | 594 | Tier-2 | 0 | 0 | 0 | 0 | 785-147 | 785 | Tier-1 | 594-1380F | 0 | 5.1754 | 1.9333 | 0 | 0 | 0
748-1055F | 748 | Tier-1 | 0 | 0 | 0 | 0 | 785-170F | 785 | Tier-1 | 748-1055F | 0 | 0.38655 | 0 | 0 | 0 | 0
594-3 | 594 | Tier-2 | 0 | 0 | 0 | 0 | 785-366 | 785 | Tier-1 | 594-3 | 0 | 21.2284 | 6.596 | 0 | 0 | 0
748-1058 | 748 | Tier-1 | 0 | 0 | 0 | 0 | 785-370F | 785 | Tier-1 | 748-1058 | 0 | 0.17708 | 0 | 0 | 0 | 0
748-1059 | 748 | Tier-1 | 0 | 0 | 0 | 0 | 785-54 | 785 | Tier-1 | 748-1059 | 0 | 0.0056818 | 0 | 0 | 0 | 0
595-1440F | 595 | Tier-1 | 0 | 0 | 0 | 0 | 79-714R | 79 | Tier-3 | 595-1440F | 0 | 2.1098 | 0 | 0 | 0 | 0
748-1061 | 748 | Tier-1 | 0 | 0 | 0 | 0 | 79-782R | 79 | Tier-3 | 748-1061 | 0 | 0.10417 | 0 | 0 | 0 | 0
595-1442F | 595 | Tier-1 | 0 | 0 | 0 | 0 | 79-785 | 79 | Tier-3 | 595-1442F | 0 | 0.54299 | 0 | 0 | 0 | 0
748-1062 | 748 | Tier-1 | 0 | 0 | 0 | 0 | 791-424F | 791 | Tier-2 | 748-1062 | 0 | 0 | 0 | 0 | 0 | 0
595-1451F | 595 | Tier-1 | 0 | 0 | 0 | 0 | 791-425F | 791 | Tier-2 | 595-1451F | 0 | 1.6354 | 0 | 0 | 0 | 0
595-1453F | 595 | Tier-1 | 0 | 0 | 0 | 0 | 792-1171 | 792 | Tier-1 | 595-1453F | 0 | 0.87841 | 0 | 0 | 0 | 0
595-1454F | 595 | Tier-2 | 0.82178 | 0.5388 | 1.3606 | 0.5388 | 792-1172F | 792 | Tier-1 | 595-1454F | 0.82178 | 2.193 | 0 | 0.5388 | 0 | 0.5388
748-505 | 748 | Tier-1 | 0 | 0 | 0 | 0 | 793-20 | 793 | Tier-1 | 748-505 | 0 | 0.051326 | 0 | 0 | 0 | 0
595-500 | 595 | Tier-1 | 1.703 | 0.4574 | 2.1604 | 0 | 793-23 | 793 | Tier-1 | 595-500 | 1.703 | 12.55 | 0 | 0.4574 | 0 | 0
596-1996F | 596 | Tier-1 | 0 | 0 | 0 | 0 | 793-45 | 793 | Tier-1 | 596-1996F | 0 | 0.0625 | 0 | 0 | 0 | 0
748-507AE | 748 | Tier-1 | 0 | 0 | 0 | 0 | 794-1000 | 794 | Tier-1 | 748-507AE | 0 | 0.30606 | 0 | 0 | 0 | 0
597-595 | 597 | Tier-2 | 16.7053 | 0.7502 | 17.4555 | 17.4555 | 797-39 | 797 | Tier-1 | 597-595 | 16.7053 | 19.2706 | 6.5108 | 0.7502 | 16.7053 | 0.7502
598-658 | 598 | Tier-1 | 0 | 0 | 0 | 0 | 797-40F | 797 | Tier-1 | 598-658 | 0 | 5.2896 | 0 | 0 | 0 | 0
749-40 | 749 | Tier-1 | 0 | 0 | 0 | 0 | 798-241 | 798 | Tier-1 | 749-40 | 0 | 0 | 0 | 0 | 0 | 0
749-48 | 749 | Tier-1 | 0 | 0 | 0 | 0 | 798-257F | 798 | Tier-1 | 749-48 | 0 | 0 | 0 | 0 | 0 | 0
599-1125 | 599 | Tier-2 | 0 | 0 | 0 | 0 | 799-504R | 799 | Tier-2 | 599-1125 | 0 | 0.0051136 | 0 | 0 | 0 | 0
599-1126 | 599 | Tier-2 | 0 | 0 | 0 | 0 | 80-567 | 80 | Tier-1 | 599-1126 | 0 | 0.067803 | 0 | 0 | 0 | 0
599-19R | 599 | Tier-2 | 25.2367 | 2.6949 | 27.9316 | 27.9316 | 831-1749 | 831 | Tier-1 | 599-19R | 25.2367 | 3.7875 | 0.8072 | 2.6949 | 25.2367 | 2.6949
60-363R | 60 | Tier-1 | 0 | 0 | 0 | 0 | 832-1058F | 832 | Tier-1 | 60-363R | 0 | 0.48939 | 0 | 0 | 0 | 0
749-49F | 749 | Tier-1 | 0 | 0 | 0 | 0 | 832-56 | 832 | Tier-1 | 749-49F | 0 | 0.12841 | 0 | 0 | 0 | 0
60-574 | 60 | Tier-1 | 1.8136 | 1.2004 | 3.014 | 0 | 832-993F | 832 | Tier-1 | 60-574 | 1.8136 | 6.1199 | 0 | 1.2004 | 0 | 0
75-2227 | 75 | Tier-3 | 0 | 0 | 0 | 0 | 834-423F | 834 | Tier-1 | 75-2227 | 0 | 0 | 0 | 0 | 0 | 0
60-576F | 60 | Tier-1 | 1.1275 | 1.1953 | 2.3228 | 0 | 834-884 | 834 | Tier-1 | 60-576F | 1.1275 | 1.9644 | 0 | 1.1953 | 0 | 0
75-2256 | 75 | Tier-3 | 0 | 0 | 0 | 0 | 835-1073 | 835 | Tier-2 | 75-2256 | 0 | 0 | 0 | 0 | 0 | 0
60-602F | 60 | Tier-1 | 0 | 0 | 0 | 0 | 835-11F | 835 | Tier-2 | 60-602F | 0 | 0.78125 | 0 | 0 | 0 | 0
60-603F | 60 | Tier-1 | 2.7038 | 3.2964 | 6.0002 | 0 | 84-29AE | 84 | Tier-1 | 60-603F | 2.7038 | 2.3659 | 0 | 3.2964 | 0 | 0
750-307 | 750 | Tier-1 | 0 | 0 | 0 | 0 | 840-302 | 840 | Tier-2 | 750-307 | 0 | 0 | 0 | 0 | 0 | 0
61-13F | 61 | Tier-1 | 1.0606 | 0.5047 | 1.5653 | 0 | 840-56AE | 840 | Tier-2 | 61-13F | 1.0606 | 1.6267 | 0 | 0.5047 | 0 | 0
751-37 | 751 | Tier-1 | 0 | 0 | 0 | 0 | 843-31 | 843 | Tier-1 | 751-37 | 0 | 0 | 0 | 0 | 0 | 0
61-21F | 61 | Tier-1 | 1.4159 | 0.5803 | 1.9962 | 0 | 843-32F | 843 | Tier-1 | 61-21F | 1.4159 | 9.8292 | 0 | 0.5803 | 0 | 0
61-23F | 61 | Tier-1 | 0.079167 | 0.0528 | 0.13197 | 0 | 843-393 | 843 | Tier-1 | 61-23F | 0.079167 | 4.7259 | 0 | 0.0528 | 0 | 0
61-24F | 61 | Tier-1 | 0 | 0 | 0 | 0 | 843-394F | 843 | Tier-1 | 61-24F | 0 | 0.59261 | 0 | 0 | 0 | 0
62-22AE | 62 | Tier-1 | 5.15 | 3.5706 | 8.7206 | 0 | 843-39F | 843 | Tier-1 | 62-22AE | 5.15 | 7.5426 | 0 | 3.5706 | 0 | 0
63-35AE | 63 | Tier-1 | 1.9439 | 0 | 1.9439 | 0 | 846-31F | 846 | Tier-1 | 63-35AE | 1.9439 | 8.725 | 0 | 0 | 0 | 0
63-797R | 63 | Tier-1 | 3.729 | 0.1915 | 3.9205 | 0 | 846-32F | 846 | Tier-1 | 63-797R | 3.729 | 11.4138 | 0 | 0.1915 | 0 | 0
751-55 | 751 | Tier-1 | 0 | 0 | 0 | 0 | 846-3F | 846 | Tier-1 | 751-55 | 0 | 0 | 0 | 0 | 0 | 0
64-13F | 64 | Tier-1 | 0.11307 | 0 | 0.11307 | 0 | 847-81 | 847 | Tier-1 | 64-13F | 0.11307 | 0.15758 | 0 | 0 | 0 | 0
64-14F | 64 | Tier-1 | 4.4 | 4.5328 | 8.9328 | 0 | 85-500F | 85 | Tier-1 | 64-14F | 4.4 | 6.0538 | 3.2612 | 4.5328 | 0 | 0
64-15F | 64 | Tier-1 | 0 | 0 | 0 | 0 | 851-1528F | 851 | Tier-1 | 64-15F | 0 | 1.4199 | 0.74981 | 0 | 0 | 0
752-690 | 752 | Tier-1 | 0 | 0 | 0 | 0 | 851-1530F | 851 | Tier-1 | 752-690 | 0 | 0.32689 | 0 | 0 | 0 | 0
65-1086 | 65 | Tier-1 | 0 | 0 | 0 | 0 | 851-40F | 851 | Tier-1 | 65-1086 | 0 | 3.4532 | 0.49356 | 0 | 0 | 0
65-38AE | 65 | Tier-1 | 0 | 0 | 0 | 0 | 854-811F | 854 | Tier-1 | 65-38AE | 0 | 4.7324 | 1.5517 | 0 | 0 | 0
66-1213R | 66 | Tier-1 | 15.3455 | 1.3598 | 16.7053 | 0 | 855-45 | 855 | Tier-1 | 66-1213R | 15.3455 | 13.9902 | 0 | 1.3598 | 0 | 0
67-24R | 67 | Tier-3 | 11.9987 | 1.6116 | 13.6103 | 13.6103 | 855-46AE | 855 | Tier-2 | 67-24R | 11.9987 | 0.25701 | 0.13826 | 1.6116 | 11.9987 | 1.6116
67-34R | 67 | Tier-3 | 18.2917 | 2.0148 | 20.3065 | 20.3065 | 857-305F | 857 | Tier-1 | 67-34R | 18.2917 | 0.12443 | 0.32481 | 2.0148 | 18.2917 | 2.0148
67-37R | 67 | Tier-3 | 7.4032 | 0.875 | 8.2782 | 8.2782 | 858-14 | 858 | Tier-2 | 67-37R | 7.4032 | 0.27462 | 0.24186 | 0.875 | 7.4032 | 0.875
67-45R | 67 | Tier-3 | 9.6203 | 0.6222 | 10.2425 | 10.2425 | 858-15AE | 858 | Tier-1 | 67-45R | 9.6203 | 0.50833 | 0.14583 | 0.6222 | 9.6203 | 0.6222
68-1356AE | 68 | Tier-2 | 0 | 0 | 0 | 0 | 859-10 | 859 | Tier-1 | 68-1356AE | 0 | 7.6174 | 0 | 0 | 0 | 0
754-21 | 754 | Tier-2 | 0 | 0 | 0 | 0 | 86-1057F | 86 | Tier-1 | 754-21 | 0 | 1.0326 | 0 | 0 | 0 | 0
68-1358 | 68 | Tier-2 | 0 | 0 | 0 | 0 | 87-23F | 87 | Tier-1 | 68-1358 | 0 | 1.4078 | 0 | 0 | 0 | 0
68-18 | 68 | Tier-1 | 0 | 0 | 0 | 0 | 87-274 | 87 | Tier-1 | 68-18 | 0 | 0.97348 | 0 | 0 | 0 | 0
754-22F | 754 | Tier-2 | 0 | 0 | 0 | 0 | 88-28F | 88 | Tier-1 | 754-22F | 0 | 0.73542 | 0 | 0 | 0 | 0
68-42 | 68 | Tier-1 | 1.2489 | 0.0574 | 1.3063 | 0 | 89-284 | 89 | Tier-1 | 68-42 | 1.2489 | 27.2871 | 0 | 0.0574 | 0 | 0
68-43AE | 68 | Tier-1 | 0 | 0 | 0 | 0 | 89-288F | 89 | Tier-1 | 68-43AE | 0 | 4.3464 | 0 | 0 | 0 | 0
754-23 | 754 | Tier-2 | 0 | 0 | 0 | 0 | 90-24 | 90 | Tier-1 | 754-23 | 0 | 0.17822 | 0 | 0 | 0 | 0
68-775 | 68 | Tier-1 | 0 | 0 | 0 | 0 | 90-49 | 90 | Tier-1 | 68-775 | 0 | 23.4542 | 0 | 0 | 0 | 0
754-24 | 754 | Tier-2 | 0 | 0 | 0 | 0 | 900-1117 | 900 | Tier-1 | 754-24 | 0 | 0 | 0 | 0 | 0 | 0
69-45F | 69 | Tier-1 | 0.25152 | 0.0712 | 0.32272 | 0 | 900-1118F | 900 | Tier-1 | 69-45F | 0.25152 | 11.8212 | 6.5564 | 0.0712 | 0 | 0
700-224AE | 700 | Tier-1 | 0 | 0 | 0 | 0 | 900-1119F | 900 | Tier-1 | 700-224AE | 0 | 0.033333 | 0 | 0 | 0 | 0
754-691 | 754 | Tier-1 | 0 | 0 | 0 | 0 | 901-1124 | 901 | Tier-1 | 754-691 | 0 | 0 | 0 | 0 | 0 | 0
754-857 | 754 | Tier-2 | 0 | 0 | 0 | 0 | 902-362F | 902 | Tier-1 | 754-857 | 0 | 0 | 0 | 0 | 0 | 0
755-624 | 755 | Tier-1 | 0 | 0 | 0 | 0 | 902-363F | 902 | Tier-1 | 755-624 | 0 | 0 | 0 | 0 | 0 | 0
756-108 | 756 | Tier-1 | 0 | 0 | 0 | 0 | 905-3 | 905 | Tier-1 | 756-108 | 0 | 0 | 0 | 0 | 0 | 0
756-41 | 756 | Tier-1 | 0 | 0 | 0 | 0 | 907-2820R | 907 | Tier-3 | 756-41 | 0 | 1.0201 | 0 | 0 | 0 | 0
700-259F | 700 | Tier-1 | 0.47121 | 0.0843 | 0.55551 | 0 | 908-1172R | 908 | Tier-2 | 700-259F | 0.47121 | 0.36989 | 0 | 0.0843 | 0 | 0
756-42 | 756 | Tier-1 | 0 | 0 | 0 | 0 | 908-1370R | 908 | Tier-2 | 756-42 | 0 | 0.090152 | 0 | 0 | 0 | 0
701-19AE | 701 | Tier-1 | 0 | 0 | 0 | 0 | 908-2055F | 908 | Tier-3 | 701-19AE | 0 | 3.8975 | 0 | 0 | 0 | 0
701-21 | 701 | Tier-1 | 0 | 0 | 0 | 0 | 908-2062F | 908 | Tier-2 | 701-21 | 0 | 0.68864 | 0 | 0 | 0 | 0
756-43 | 756 | Tier-1 | 0 | 0 | 0 | 0 | 909-810 | 909 | Tier-2 | 756-43 | 0 | 0 | 0 | 0 | 0 | 0
756-47 | 756 | Tier-1 | 0 | 0 | 0 | 0 | 909-812 | 909 | Tier-2 | 756-47 | 0 | 0.025568 | 0 | 0 | 0 | 0
756-48 | 756 | Tier-1 | 0 | 0 | 0 | 0 | 91-7F | 91 | Tier-2 | 756-48 | 0 | 0 | 0 | 0 | 0 | 0
701-48AE | 701 | Tier-1 | 1.6547 | 1.3892 | 3.0439 | 0 | 911-550 | 911 | Tier-1 | 701-48AE | 1.6547 | 8.8256 | 0 | 1.3892 | 0 | 0
76-243 | 76 | Tier-1 | 0 | 0 | 0 | 0 | 911-554AE | 911 | Tier-2 | 76-243 | 0 | 0 | 0 | 0 | 0 | 0
701-50AE | 701 | Tier-1 | 0 | 0 | 0 | 0 | 911-555 | 911 | Tier-1 | 701-50AE | 0 | 1.0453 | 0 | 0 | 0 | 0
701-738 | 701 | Tier-1 | 0 | 0 | 0 | 0 | 911-556AE | 911 | Tier-1 | 701-738 | 0 | 0.475 | 0 | 0 | 0 | 0
76-267 | 76 | Tier-1 | 0 | 0 | 0 | 0 | 913-12F | 913 | Tier-2 | 76-267 | 0 | 0 | 0 | 0 | 0 | 0
761-242 | 761 | Tier-1 | 0 | 0 | 0 | 0 | 915-131 | 915 | Tier-2 | 761-242 | 0 | 0 | 0 | 0 | 0 | 0
761-726 | 761 | Tier-1 | 0 | 0 | 0 | 0 | 917-15F | 917 | Tier-2 | 761-726 | 0 | 0 | 0 | 0 | 0 | 0
761-728F | 761 | Tier-1 | 0 | 0 | 0 | 0 | 920-1342R | 920 | Tier-3 | 761-728F | 0 | 1.4318 | 0 | 0 | 0 | 0
762-114 | 762 | Tier-1 | 0 | 0 | 0 | 0 | 923-62 | 923 | Tier-1 | 762-114 | 0 | 0 | 0 | 0 | 0 | 0
702-25 | 702 | Tier-1 | 0.81742 | 0.0962 | 0.91362 | 0 | 924-9 | 924 | Tier-1 | 702-25 | 0.81742 | 3.9011 | 0 | 0.0962 | 0 | 0
702-27R | 702 | Tier-1 | 6.3924 | 5.8574 | 12.2498 | 0 | 925-205F | 925 | Tier-1 | 702-27R | 6.3924 | 6.8324 | 0 | 5.8574 | 0 | 0
702-30 | 702 | Tier-1 | 4.7468 | 3.932 | 8.6788 | 0 | 925-206 | 925 | Tier-1 | 702-30 | 4.7468 | 0.48314 | 0 | 3.932 | 0 | 0
762-115AE | 762 | Tier-1 | 0 | 0 | 0 | 0 | 926-10 | 926 | Tier-1 | 762-115AE | 0 | 0.26136 | 0 | 0 | 0 | 0
763-49 | 763 | Tier-1 | 0 | 0 | 0 | 0 | 926-25 | 926 | Tier-1 | 763-49 | 0 | 0 | 0 | 0 | 0 | 0
703-279R | 703 | Tier-1 | 4.4023 | 4.4305 | 8.8328 | 0 | 926-37 | 926 | Tier-1 | 703-279R | 4.4023 | 2.4312 | 0 | 4.4305 | 0 | 0
765-15 | 765 | Tier-1 | 0 | 0 | 0 | 0 | 928-20 | 928 | Tier-2 | 765-15 | 0 | 0 | 0 | 0 | 0 | 0
703-289F | 703 | Tier-1 | 0 | 0 | 0 | 0 | 93-10R | 93 | Tier-1 | 703-289F | 0 | 2.6818 | 0 | 0 | 0 | 0
765-18F | 765 | Tier-1 | 0 | 0 | 0 | 0 | 93-559R | 93 | Tier-1 | 765-18F | 0 | 0.63655 | 0 | 0 | 0 | 0
708-47 | 708 | Tier-1 | 0 | 0 | 0 | 0 | 930-13 | 930 | Tier-1 | 708-47 | 0 | 2.3693 | 0 | 0 | 0 | 0
765-39 | 765 | Tier-1 | 0 | 0 | 0 | 0 | 931-1054 | 931 | Tier-1 | 765-39 | 0 | 0.59299 | 0 | 0 | 0 | 0
765-45 | 765 | Tier-1 | 0 | 0 | 0 | 0 | 931-1056F | 931 | Tier-1 | 765-45 | 0 | 0.22576 | 0 | 0 | 0 | 0
765-691 | 765 | Tier-1 | 0 | 0 | 0 | 0 | 932-17AE | 932 | Tier-2 | 765-691 | 0 | 0 | 0 | 0 | 0 | 0
710-423 | 710 | Tier-1 | 0 | 0 | 0 | 0 | 933-450F | 933 | Tier-1 | 710-423 | 0 | 1.1384 | 0 | 0 | 0 | 0
768-19 | 768 | Tier-1 | 0 | 0 | 0 | 0 | 933-451F | 933 | Tier-1 | 768-19 | 0 | 0 | 0 | 0 | 0 | 0
770-549 | 770 | Tier-1 | 0 | 0 | 0 | 0 | 933-453F | 933 | Tier-1 | 770-549 | 0 | 0 | 0 | 0 | 0 | 0
710-95F | 710 | Tier-1 | 0 | 0 | 0 | 0 | 937-2572 | 937 | Tier-1 | 710-95F | 0 | 2.8348 | 0 | 0 | 0 | 0
771-276 | 771 | Tier-1 | 0 | 0 | 0 | 0 | 937-2573 | 937 | Tier-1 | 771-276 | 0 | 0 | 0 | 0 | 0 | 0
710-97F | 710 | Tier-1 | 0 | 0 | 0 | 0 | 940-649AE | 940 | Tier-1 | 710-97F | 0 | 0.94129 | 0 | 0 | 0 | 0
710-98F | 710 | Tier-1 | 0 | 0 | 0 | 0 | 940-746 | 940 | Tier-1 | 710-98F | 0 | 0.47538 | 0 | 0 | 0 | 0
771-385 | 771 | Tier-1 | 0 | 0 | 0 | 0 | 941-32F | 941 | Tier-1 | 771-385 | 0 | 0 | 0 | 0 | 0 | 0
712-26 | 712 | Tier-1 | 0.12216 | 0.0379 | 0.16006 | 0 | 942-3 | 942 | Tier-1 | 712-26 | 0.12216 | 1.3932 | 0 | 0.0379 | 0 | 0
772-318 | 772 | Tier-1 | 0 | 0 | 0 | 0 | 942-45 | 942 | Tier-1 | 772-318 | 0 | 0 | 0 | 0 | 0 | 0
772-320F | 772 | Tier-1 | 0 | 0 | 0 | 0 | 942-480F | 942 | Tier-1 | 772-320F | 0 | 0.074811 | 0 | 0 | 0 | 0
712-311F | 712 | Tier-1 | 0.58958 | 0.1 | 0.68958 | 0 | 942-481F | 942 | Tier-1 | 712-311F | 0.58958 | 1.5568 | 0 | 0.1 | 0 | 0
773-270 | 773 | Tier-1 | 0 | 0 | 0 | 0 | 943-230F | 943 | Tier-1 | 773-270 | 0 | 0 | 0 | 0 | 0 | 0
773-30 | 773 | Tier-1 | 0 | 0 | 0 | 0 | 944-299 | 944 | Tier-1 | 773-30 | 0 | 0 | 0 | 0 | 0 | 0
713-169 | 713 | Tier-1 | 0.36193 | 0 | 0.36193 | 0 | 945-18 | 945 | Tier-1 | 713-169 | 0.36193 | 0.32841 | 0 | 0 | 0 | 0
774-1 | 774 | Tier-1 | 0 | 0 | 0 | 0 | 946-25F | 946 | Tier-1 | 774-1 | 0 | 0 | 0 | 0 | 0 | 0
774-27 | 774 | Tier-1 | 0 | 0 | 0 | 0 | 946-26 | 946 | Tier-1 | 774-27 | 0 | 0 | 0 | 0 | 0 | 0
775-186 | 775 | Tier-1 | 0 | 0 | 0 | 0 | 95-1352F | 95 | Tier-1 | 775-186 | 0 | 0 | 0 | 0 | 0 | 0
713-28 | 713 | Tier-1 | 0 | 0 | 0 | 0 | 95-1353F | 95 | Tier-1 | 713-28 | 0 | 0.14015 | 0 | 0 | 0 | 0
713-31 | 713 | Tier-1 | 0 | 0 | 0 | 0 | 95-33 | 95 | Tier-1 | 713-31 | 0 | 0.26061 | 0 | 0 | 0 | 0
777-101 | 777 | Tier-1 | 0.37973 | 0.0337 | 0.41343 | 0 | 95-34 | 95 | Tier-1 | 777-101 | 0.37973 | 0.7267 | 0 | 0.0337 | 0 | 0
714-24 | 714 | Tier-1 | 0 | 0 | 0 | 0 | 950-272 | 950 | Tier-1 | 714-24 | 0 | 2.3926 | 0 | 0 | 0 | 0
777-263F | 777 | Tier-1 | 0.17765 | 0.1102 | 0.28785 | 0 | 950-274AE | 950 | Tier-1 | 777-263F | 0.17765 | 0.14602 | 0 | 0.1102 | 0 | 0
714-28 | 714 | Tier-1 | 0 | 0 | 0 | 0 | 950-275 | 950 | Tier-1 | 714-28 | 0 | 6.553 | 0 | 0 | 0 | 0
714-549F | 714 | Tier-1 | 1.6697 | 0.0792 | 1.7489 | 0 | 951-392F | 951 | Tier-1 | 714-549F | 1.6697 | 1.7263 | 0 | 0.0792 | 0 | 0
777-265 | 777 | Tier-1 | 0 | 0 | 0 | 0 | 951-796F | 951 | Tier-1 | 777-265 | 0 | 0 | 0 | 0 | 0 | 0
777-266 | 777 | Tier-1 | 0 | 0 | 0 | 0 | 952-1438 | 952 | Tier-1 | 777-266 | 0 | 0 | 0 | 0 | 0 | 0
714-552 | 714 | Tier-1 | 0 | 0 | 0 | 0 | 952-776 | 952 | Tier-2 | 714-552 | 0 | 1.1477 | 0 | 0 | 0 | 0
777-268F | 777 | Tier-1 | 0.02803 | 0 | 0.02803 | 0 | 952-777 | 952 | Tier-2 | 777-268F | 0.02803 | 1.2064 | 0 | 0 | 0 | 0
714-567F | 714 | Tier-1 | 0 | 0 | 0 | 0 | 952-938 | 952 | Tier-2 | 714-567F | 0 | 0.7053 | 0 | 0 | 0 | 0
777-9 | 777 | Tier-1 | 0 | 0 | 0 | 0 | 952-941F | 952 | Tier-2 | 777-9 | 0 | 0 | 0 | 0 | 0 | 0
716-11 | 716 | Tier-1 | 0 | 0 | 0 | 0 | 953-529F | 953 | Tier-1 | 716-11 | 0 | 0.4589 | 0 | 0 | 0 | 0
779-23 | 779 | Tier-1 | 0 | 0 | 0 | 0 | 954-100 | 954 | Tier-1 | 779-23 | 0 | 0 | 0 | 0 | 0 | 0
716-21F | 716 | Tier-1 | 0 | 0 | 0 | 0 | 954-421F | 954 | Tier-2 | 716-21F | 0 | 0.8875 | 0 | 0 | 0 | 0
78-26R | 78 | Tier-3 | 5.2534 | 1.1169 | 6.3703 | 6.3703 | 954-424 | 954 | Tier-2 | 78-26R | 5.2534 | 0.056818 | 0.20303 | 1.1169 | 5.2534 | 1.1169
78-35R | 78 | Tier-3 | 1.532 | 0 | 1.532 | 1.532 | 954-425 | 954 | Tier-1 | 78-35R | 1.532 | 0 | 0 | 0 | 1.532 | 0
78-782R | 78 | Tier-3 | 1.7152 | 0 | 1.7152 | 1.7152 | 955-12 | 955 | Tier-1 | 78-782R | 1.7152 | 0 | 0.06553 | 0 | 1.7152 | 0
716-9 | 716 | Tier-1 | 0 | 0 | 0 | 0 | 956-396F | 956 | Tier-1 | 716-9 | 0 | 1.9362 | 0 | 0 | 0 | 0
718-483R | 718 | Tier-1 | 3.2841 | 0.9998 | 4.2839 | 0 | 957-491 | 957 | Tier-1 | 718-483R | 3.2841 | 5.0924 | 0 | 0.9998 | 0 | 0
780-442 | 780 | Tier-1 | 0 | 0 | 0 | 0 | 958-19F | 958 | Tier-1 | 780-442 | 0 | 0 | 0 | 0 | 0 | 0
719-20AE | 719 | Tier-1 | 0.1892 | 0.0701 | 0.2593 | 0 | 958-20F | 958 | Tier-1 | 719-20AE | 0.1892 | 0.28504 | 0 | 0.0701 | 0 | 0
719-21AE | 719 | Tier-1 | 1.217 | 1.0206 | 2.2376 | 0 | 959-12F | 959 | Tier-2 | 719-21AE | 1.217 | 1.6381 | 0 | 1.0206 | 0 | 0
780-445F | 780 | Tier-1 | 0 | 0 | 0 | 0 | 96-1040F | 96 | Tier-1 | 780-445F | 0 | 0.0060606 | 0 | 0 | 0 | 0
719-33 | 719 | Tier-1 | 2.1061 | 2.5027 | 4.6088 | 0 | 961-245 | 961 | Tier-1 | 719-33 | 2.1061 | 0.98447 | 0 | 2.5027 | 0 | 0
781-42 | 781 | Tier-1 | 0 | 0 | 0 | 0 | 961-70F | 961 | Tier-1 | 781-42 | 0 | 0 | 0 | 0 | 0 | 0
781-43AE | 781 | Tier-1 | 0.096023 | 0.0547 | 0.15072 | 0 | 961-71F | 961 | Tier-1 | 781-43AE | 0.096023 | 0.089205 | 0 | 0.0547 | 0 | 0
719-36 | 719 | Tier-1 | 0 | 0 | 0 | 0 | 962-109 | 962 | Tier-2 | 719-36 | 0 | 0.62822 | 0 | 0 | 0 | 0
783-1453 | 783 | Tier-1 | 0 | 0 | 0 | 0 | 962-254 | 962 | Tier-2 | 783-1453 | 0 | 0 | 0 | 0 | 0 | 0
783-850 | 783 | Tier-1 | 0 | 0 | 0 | 0 | 962-277 | 962 | Tier-2 | 783-850 | 0 | 0 | 0 | 0 | 0 | 0
783-853 | 783 | Tier-1 | 0 | 0 | 0 | 0 | 963-28F | 963 | Tier-1 | 783-853 | 0 | 0 | 0 | 0 | 0 | 0
785-10 | 785 | Tier-1 | 0 | 0 | 0 | 0 | 963-29 | 963 | Tier-1 | 785-10 | 0 | 0 | 0 | 0 | 0 | 0
785-12 | 785 | Tier-1 | 0 | 0 | 0 | 0 | 967-79 | 967 | Tier-1 | 785-12 | 0 | 0.19318 | 0 | 0 | 0 | 0
785-13 | 785 | Tier-1 | 0 | 0 | 0 | 0 | 967-81 | 967 | Tier-1 | 785-13 | 0 | 0.26326 | 0 | 0 | 0 | 0
719-856F | 719 | Tier-1 | 0.39356 | 0.2574 | 0.65096 | 0 | 968-158 | 968 | Tier-2 | 719-856F | 0.39356 | 2.1023 | 0 | 0.2574 | 0 | 0
719-857F | 719 | Tier-1 | 0.1572 | 0.2627 | 0.4199 | 0 | 968-159AE | 968 | Tier-2 | 719-857F | 0.1572 | 0.76496 | 0 | 0.2627 | 0 | 0
72-12F | 72 | Tier-1 | 0.11496 | 0.1195 | 0.23446 | 0 | 968-464 | 968 | Tier-1 | 72-12F | 0.11496 | 0.86155 | 0 | 0.1195 | 0 | 0
785-134 | 785 | Tier-1 | 0 | 0 | 0 | 0 | 968-465F | 968 | Tier-1 | 785-134 | 0 | 0 | 0 | 0 | 0 | 0
72-16 | 72 | Tier-1 | 2.4542 | 1.8803 | 4.3345 | 0 | 968-466F | 968 | Tier-1 | 72-16 | 2.4542 | 3.4087 | 0 | 1.8803 | 0 | 0
723-377 | 723 | Tier-1 | 0.056439 | 0.0366 | 0.093039 | 0 | 969-223 | 969 | Tier-1 | 723-377 | 0.056439 | 0.77405 | 0 | 0.0366 | 0 | 0
785-136 | 785 | Tier-1 | 0 | 0 | 0 | 0 | 970-18AE | 970 | Tier-3 | 785-136 | 0 | 0.018939 | 0 | 0 | 0 | 0
785-136F | 785 | Tier-1 | 0 | 0 | 0 | 0 | 970-3 | 970 | Tier-3 | 785-136F | 0 | 0 | 0 | 0 | 0 | 0
785-138 | 785 | Tier-1 | 0 | 0 | 0 | 0 | 970-4AE | 970 | Tier-3 | 785-138 | 0 | 0.045455 | 0 | 0 | 0 | 0
723-792F | 723 | Tier-1 | 0.1303 | 0.0723 | 0.2026 | 0 | 971-1973R | 971 | Tier-3 | 723-792F | 0.1303 | 0.31345 | 0 | 0.0723 | 0 | 0
785-138F | 785 | Tier-1 | 0 | 0 | 0 | 0 | CB 1006 | 1006 | Tier-2 | 785-138F | 0 | 0 | 0 | 0 | 0 | 0
723-794 | 723 | Tier-1 | 0 | 0 | 0 | 0 | CB 1007 | 1007 | Tier-1 | 723-794 | 0 | 6.9816 | 0 | 0 | 0 | 0
785-139 | 785 | Tier-1 | 0 | 0 | 0 | 0 | CB 1013 | 1013 | Tier-1 | 785-139 | 0 | 0 | 0 | 0 | 0 | 0
785-142 | 785 | Tier-1 | 0 | 0 | 0 | 0 | CB 102 | 102 | Tier-1 | 785-142 | 0 | 0.011364 | 0 | 0 | 0 | 0
785-142F | 785 | Tier-1 | 0 | 0 | 0 | 0 | CB 1022 | 1022 | Tier-3 | 785-142F | 0 | 0 | 0 | 0 | 0 | 0
724-7F | 724 | Tier-1 | 0 | 0 | 0 | 0 | CB 103 | 103 | Tier-1 | 724-7F | 0 | 0.10436 | 0 | 0 | 0 | 0
726-24F | 726 | Tier-1 | 0 | 0 | 0 | 0 | CB 1047 | 1047 | Tier-1 | 726-24F | 0 | 3.1157 | 0 | 0 | 0 | 0
726-31F | 726 | Tier-1 | 0 | 0 | 0 | 0 | CB 1049 | 1049 | Tier-1 | 726-31F | 0 | 5.3468 | 0 | 0 | 0 | 0
785-143 | 785 | Tier-1 | 0 | 0 | 0 | 0 | CB 1081 | 1081 | Tier-1 | 785-143 | 0 | 0.0094697 | 0 | 0 | 0 | 0
785-143F | 785 | Tier-1 | 0 | 0 | 0 | 0 | CB 1090 | 1090 | Tier-2 | 785-143F | 0 | 0 | 0 | 0 | 0 | 0
726-41F | 726 | Tier-1 | 0 | 0 | 0 | 0 | CB 1106 | 1106 | Tier-2 | 726-41F | 0 | 0.87955 | 0 | 0 | 0 | 0
785-144 | 785 | Tier-1 | 0 | 0 | 0 | 0 | CB 111 | 111 | Tier-1 | 785-144 | 0 | 0.0075758 | 0 | 0 | 0 | 0
726-43F | 726 | Tier-1 | 0 | 0 | 0 | 0 | CB 1130 | 1130 | Tier-1 | 726-43F | 0 | 2.4911 | 0 | 0 | 0 | 0
726-44F | 726 | Tier-1 | 0 | 0 | 0 | 0 | CB 1133 | 1133 | Tier-1 | 726-44F | 0 | 7.9725 | 0 | 0 | 0 | 0
785-144F | 785 | Tier-1 | 0 | 0 | 0 | 0 | CB 1161 | 1161 | Tier-2 | 785-144F | 0 | 0 | 0 | 0 | 0 | 0
728-1570F | 728 | Tier-2 | 0.072917 | 0.0015 | 0.074417 | 0.0015 | CB 1162 | 1162 | Tier-2 | 728-1570F | 0.072917 | 4.3347 | 1.4799 | 0.0015 | 0 | 0.0015
73-1130R | 73 | Tier-3 | 10.4174 | 1.6165 | 12.0339 | 12.0339 | CB 1166 | 1166 | Tier-3 | 73-1130R | 10.4174 | 0.13958 | 0.18106 | 1.6165 | 10.4174 | 1.6165
785-147 | 785 | Tier-1 | 0 | 0 | 0 | 0 | CB 117 | 117 | Tier-1 | 785-147 | 0 | 0 | 0 | 0 | 0 | 0
785-149 | 785 | Tier-1 | 0 | 0 | 0 | 0 | CB 118 | 118 | Tier-1 | 785-149 | 0 | 0.13845 | 0 | 0 | 0 | 0
785-150 | 785 | Tier-1 | 0 | 0 | 0 | 0 | CB 120 | 120 | Tier-1 | 785-150 | 0 | 0.0094697 | 0 | 0 | 0 | 0
73-1163 | 73 | Tier-3 | 8.9943 | 2.2718 | 11.2661 | 11.2661 | CB 121 | 121 | Tier-1 | 73-1163 | 8.9943 | 1.1252 | 1.0252 | 2.2718 | 8.9943 | 2.2718
73-1164 | 73 | Tier-3 | 1.0227 | 0.2989 | 1.3216 | 1.3216 | CB 1222 | 1222 | Tier-1 | 73-1164 | 1.0227 | 0.59943 | 0.077652 | 0.2989 | 1.0227 | 0.2989
785-150F | 785 | Tier-1 | 0 | 0 | 0 | 0 | CB 1223 | 1223 | Tier-1 | 785-150F | 0 | 0 | 0 | 0 | 0 | 0
785-151 | 785 | Tier-1 | 0 | 0 | 0 | 0 | CB 1225 | 1225 | Tier-1 | 785-151 | 0 | 0.0094697 | 0 | 0 | 0 | 0
785-151F | 785 | Tier-1 | 0 | 0 | 0 | 0 | CB 1244 | 1244 | Tier-2 | 785-151F | 0 | 0 | 0 | 0 | 0 | 0
785-167 | 785 | Tier-1 | 0 | 0 | 0 | 0 | CB 1245 | 1245 | Tier-2 | 785-167 | 0 | 0 | 0 | 0 | 0 | 0
785-168F | 785 | Tier-1 | 0 | 0 | 0 | 0 | CB 1251 | 1251 | Tier-2 | 785-168F | 0 | 0.0075758 | 0 | 0 | 0 | 0
73-23R | 73 | Tier-3 | 7.5265 | 0.6943 | 8.2208 | 8.2208 | CB 1258 | 1258 | Tier-2 | 73-23R | 7.5265 | 0.27652 | 0.12992 | 0.6943 | 7.5265 | 0.6943
785-170F | 785 | Tier-1 | 0 | 0 | 0 | 0 | CB 1259 | 1259 | Tier-2 | 785-170F | 0 | 0.51932 | 0 | 0 | 0 | 0
73-683R | 73 | Tier-3 | 10.0097 | 0.8973 | 10.907 | 10.907 | CB 1284 | 1284 | Tier-1 | 73-683R | 10.0097 | 3.1413 | 0.26117 | 0.8973 | 10.0097 | 0.8973
730-1079 | 730 | Tier-1 | 7.2366 | 5.9295 | 13.1661 | 0 | CB 129 | 129 | Tier-1 | 730-1079 | 7.2366 | 4.7409 | 0 | 5.9295 | 0 | 0
730-835 | 730 | Tier-1 | 2.6125 | 2.1487 | 4.7612 | 0 | CB 1299 | 1299 | Tier-2 | 730-835 | 2.6125 | 2.2928 | 0 | 2.1487 | 0 | 0
730-971R | 730 | Tier-1 | 4.1975 | 3.936 | 8.1335 | 0 | CB 1409 | 1409 | Tier-1 | 730-971R | 4.1975 | 2.3294 | 0 | 3.936 | 0 | 0
785-364 | 785 | Tier-1 | 0 | 0 | 0 | 0 | CB 1410 | 1410 | Tier-1 | 785-364 | 0 | 0 | 0 | 0 | 0 | 0
731-1245F | 731 | Tier-1 | 0.25777 | 0.2057 | 0.46347 | 0 | CB 1419 | 1419 | Tier-1 | 731-1245F | 0.25777 | 0.019886 | 0 | 0.2057 | 0 | 0
731-1247F | 731 | Tier-1 | 4.6873 | 4.1597 | 8.847 | 0 | CB 1420 | 1420 | Tier-1 | 731-1247F | 4.6873 | 1.3074 | 0 | 4.1597 | 0 | 0
731-45F | 731 | Tier-1 | 0 | 0 | 0 | 0 | CB 143 | 143 | Tier-1 | 731-45F | 0 | 0.89091 | 0 | 0 | 0 | 0
785-365 | 785 | Tier-1 | 0 | 0 | 0 | 0 | CB 1434 | 1434 | Tier-1 | 785-365 | 0 | 0.71117 | 0 | 0 | 0 | 0
731-49F | 731 | Tier-1 | 9.6521 | 6.8481 | 16.5002 | 0 | CB 1435 | 1435 | Tier-1 | 731-49F | 9.6521 | 9.4786 | 0 | 6.8481 | 0 | 0
732-15R | 732 | Tier-1 | 3.5023 | 1.7294 | 5.2317 | 0 | CB 144 | 144 | Tier-1 | 732-15R | 3.5023 | 14.575 | 0 | 1.7294 | 0 | 0
733-20AE | 733 | Tier-1 | 5.1165 | 4.3417 | 9.4582 | 0 | CB 1482 | 1482 | Tier-1 | 733-20AE | 5.1165 | 2.3106 | 0 | 4.3417 | 0 | 0
733-23R | 733 | Tier-1 | 7.0133 | 7.2366 | 14.2499 | 0 | CB 149 | 149 | Tier-1 | 733-23R | 7.0133 | 2.0826 | 0 | 7.2366 | 0 | 0
785-366 | 785 | Tier-1 | 0 | 0 | 0 | 0 | CB 151 | 151 | Tier-1 | 785-366 | 0 | 0.2803 | 0 | 0 | 0 | 0
785-366F | 785 | Tier-1 | 0 | 0 | 0 | 0 | CB 153 | 153 | Tier-1 | 785-366F | 0 | 0 | 0 | 0 | 0 | 0
785-367 | 785 | Tier-1 | 0 | 0 | 0 | 0 | CB 154 | 154 | Tier-1 | 785-367 | 0 | 0.0075758 | 0 | 0 | 0 | 0
785-367F | 785 | Tier-1 | 0 | 0 | 0 | 0 | CB 158 | 158 | Tier-1 | 785-367F | 0 | 0 | 0 | 0 | 0 | 0
735-281F | 735 | Tier-1 | 0 | 0 | 0 | 0 | CB 159 | 159 | Tier-1 | 735-281F | 0 | 1.3326 | 0 | 0 | 0 | 0
785-368 | 785 | Tier-1 | 0 | 0 | 0 | 0 | CB 160 | 160 | Tier-1 | 785-368 | 0 | 0.011364 | 0 | 0 | 0 | 0
785-368F | 785 | Tier-1 | 0 | 0 | 0 | 0 | CB 164 | 164 | Tier-1 | 785-368F | 0 | 0 | 0 | 0 | 0 | 0
785-369 | 785 | Tier-1 | 0 | 0 | 0 | 0 | CB 170 | 170 | Tier-1 | 785-369 | 0 | 0 | 0 | 0 | 0 | 0
785-370F | 785 | Tier-1 | 0 | 0 | 0 | 0 | CB 176 | 176 | Tier-1 | 785-370F | 0 | 0.011364 | 0 | 0 | 0 | 0
785-372F | 785 | Tier-1 | 0 | 0 | 0 | 0 | CB 192 | 192 | Tier-1 | 785-372F | 0 | 0.0066288 | 0 | 0 | 0 | 0
785-50 | 785 | Tier-1 | 0 | 0 | 0 | 0 | CB 193 | 193 | Tier-2 | 785-50 | 0 | 0 | 0 | 0 | 0 | 0
785-54 | 785 | Tier-1 | 0 | 0 | 0 | 0 | CB 196 | 196 | Tier-2 | 785-54 | 0 | 0.029924 | 0 | 0 | 0 | 0
785-54F | 785 | Tier-1 | 0 | 0 | 0 | 0 | CB 200 | 200 | Tier-2 | 785-54F | 0 | 0 | 0 | 0 | 0 | 0
785-55F | 785 | Tier-1 | 0 | 0 | 0 | 0 | CB 203 | 203 | Tier-2 | 785-55F | 0 | 0 | 0 | 0 | 0 | 0
789-14 | 789 | Tier-1 | 0 | 0 | 0 | 0 | CB 205 | 205 | Tier-1 | 789-14 | 0 | 0 | 0 | 0 | 0 | 0
79-1212 | 79 | Tier-3 | 0 | 0 | 0 | 0 | CB 208 | 208 | Tier-1 | 79-1212 | 0 | 0 | 0 | 0 | 0 | 0
79-1213F | 79 | Tier-3 | 0 | 0 | 0 | 0 | CB 213 | 213 | Tier-1 | 79-1213F | 0 | 2.0638 | 0 | 0 | 0 | 0
79-1215F | 79 | Tier-3 | 0.1661 | 0.064 | 0.2301 | 0.2301 | CB 22 | 22 | Tier-1 | 79-1215F | 0.1661 | 0.025189 | 0 | 0.064 | 0.1661 | 0.064
738-1376F | 738 | Tier-1 | 0 | 0 | 0 | 0 | CB 221 | 221 | Tier-3 | 738-1376F | 0 | 1.2407 | 0 | 0 | 0 | 0
79-1216 | 79 | Tier-3 | 0 | 0 | 0 | 0 | CB 224 | 224 | Tier-1 | 79-1216 | 0 | 0 | 0 | 0 | 0 | 0
79-660R | 79 | Tier-3 | 7.2462 | 0.3178 | 7.564 | 7.564 | CB 225 | 225 | Tier-1 | 79-660R | 7.2462 | 0.028409 | 0 | 0.3178 | 7.2462 | 0.3178
79-676R | 79 | Tier-3 | 3.1771 | 1.4153 | 4.5924 | 4.5924 | CB 226 | 226 | Tier-1 | 79-676R | 3.1771 | 0.07197 | 0 | 1.4153 | 3.1771 | 1.4153
739-114F | 739 | Tier-1 | 0 | 0 | 0 | 0 | CB 232 | 232 | Tier-2 | 739-114F | 0 | 0.010985 | 0 | 0 | 0 | 0
739-48 | 739 | Tier-1 | 0 | 0 | 0 | 0 | CB 24 | 24 | Tier-1 | 739-48 | 0 | 1.1307 | 0 | 0 | 0 | 0
79-782R | 79 | Tier-3 | 0 | 0 | 0 | 0 | CB 249 | 249 | Tier-3 | 79-782R | 0 | 2.7718 | 0 | 0 | 0 | 0
79-799R | 79 | Tier-3 | 6.6937 | 0.0688 | 6.7626 | 6.7626 | CB 257 | 257 | Tier-1 | 79-799R | 6.6937 | 0 | 0 | 0.0688 | 6.6937 | 0.0688
74-24R | 74 | Tier-1 | 3.9907 | 4.6377 | 8.6284 | 0 | CB 262 | 262 | Tier-1 | 74-24R | 3.9907 | 2.6991 | 0 | 4.6377 | 0 | 0
74-35R | 74 | Tier-1 | 1.2218 | 0.5411 | 1.7629 | 0 | CB 263 | 263 | Tier-1 | 74-35R | 1.2218 | 1.3362 | 0 | 0.5411 | 0 | 0
791-417 | 791 | Tier-1 | 0 | 0 | 0 | 0 | CB 266 | 266 | Tier-1 | 791-417 | 0 | 0 | 0 | 0 | 0 | 0
740-365AE | 740 | Tier-1 | 0 | 0 | 0 | 0 | CB 270 | 270 | Tier-1 | 740-365AE | 0 | 3.2898 | 0 | 0 | 0 | 0
740-856F | 740 | Tier-1 | 1.3888 | 1.4992 | 2.888 | 0 | CB 281 | 281 | Tier-2 | 740-856F | 1.3888 | 4.7532 | 0 | 1.4992 | 0 | 0
740-857F | 740 | Tier-1 | 0.23295 | 0 | 0.23295 | 0 | CB 284 | 284 | Tier-1 | 740-857F | 0.23295 | 1.5455 | 0 | 0 | 0 | 0
791-421F | 791 | Tier-1 | 0 | 0 | 0 | 0 | CB 287 | 287 | Tier-1 | 791-421F | 0 | 0.1178 | 0 | 0 | 0 | 0
791-423 | 791 | Tier-2 | 0 | 0 | 0 | 0 | CB 290 | 290 | Tier-2 | 791-423 | 0 | 0 | 0 | 0 | 0 | 0
791-425F | 791 | Tier-2 | 0 | 0 | 0 | 0 | CB 296 | 296 | Tier-2 | 791-425F | 0 | 3.039 | 0 | 0 | 0 | 0
792-1171 | 792 | Tier-1 | 0 | 0 | 0 | 0 | CB 297 | 297 | Tier-2 | 792-1171 | 0 | 0 | 0 | 0 | 0 | 0
741-17 | 741 | Tier-1 | 0.22917 | 0.1379 | 0.36707 | 0 | CB 305 | 305 | Tier-1 | 741-17 | 0.22917 | 1.7095 | 0 | 0.1379 | 0 | 0
793-20 | 793 | Tier-1 | 0 | 0 | 0 | 0 | CB 31 | 31 | Tier-1 | 793-20 | 0 | 0 | 0 | 0 | 0 | 0
741-42 | 741 | Tier-1 | 0 | 0 | 0 | 0 | CB 313 | 313 | Tier-1 | 741-42 | 0 | 0.075379 | 0 | 0 | 0 | 0
741-43 | 741 | Tier-1 | 0 | 0 | 0 | 0 | CB 321 | 321 | Tier-1 | 741-43 | 0 | 0.71212 | 0 | 0 | 0 | 0
793-26 | 793 | Tier-1 | 0 | 0 | 0 | 0 | CB 323 | 323 | Tier-1 | 793-26 | 0 | 0 | 0 | 0 | 0 | 0
741-48F | 741 | Tier-1 | 0 | 0 | 0 | 0 | CB 334 | 334 | Tier-2 | 741-48F | 0 | 1.2051 | 0 | 0 | 0 | 0
793-45 | 793 | Tier-1 | 0 | 0 | 0 | 0 | CB 353 | 353 | Tier-2 | 793-45 | 0 | 0 | 0 | 0 | 0 | 0
741-50F | 741 | Tier-1 | 0 | 0 | 0 | 0 | CB 367 | 367 | Tier-1 | 741-50F | 0 | 0.37917 | 0 | 0 | 0 | 0
794-1000 | 794 | Tier-1 | 0 | 0 | 0 | 0 | CB 378 | 378 | Tier-1 | 794-1000 | 0 | 0 | 0 | 0 | 0 | 0
794-16 | 794 | Tier-1 | 0 | 0 | 0 | 0 | CB 38 | 38 | Tier-1 | 794-16 | 0 | 0 | 0 | 0 | 0 | 0
795-723 | 795 | Tier-2 | 0 | 0 | 0 | 0 | CB 390 | 390 | Tier-1 | 795-723 | 0 | 0 | 0 | 0 | 0 | 0
743-364 | 743 | Tier-1 | 0 | 0 | 0 | 0 | CB 391 | 391 | Tier-1 | 743-364 | 0 | 0.28636 | 0 | 0 | 0 | 0
795-820 | 795 | Tier-1 | 0 | 0 | 0 | 0 | CB 400 | 400 | Tier-1 | 795-820 | 0 | 0 | 0 | 0 | 0 | 0
797-29 | 797 | Tier-1 | 0 | 0 | 0 | 0 | CB 41 | 41 | Tier-1 | 797-29 | 0 | 0 | 0 | 0 | 0 | 0
797-38 | 797 | Tier-1 | 0 | 0 | 0 | 0 | CB 413 | 413 | Tier-1 | 797-38 | 0 | 0 | 0 | 0 | 0 | 0
797-39 | 797 | Tier-1 | 0 | 0 | 0 | 0 | CB 416 | 416 | Tier-1 | 797-39 | 0 | 1.1746 | 0 | 0 | 0 | 0
798-242 | 798 | Tier-1 | 0 | 0 | 0 | 0 | CB 417 | 417 | Tier-1 | 798-242 | 0 | 0 | 0 | 0 | 0 | 0
798-255 | 798 | Tier-1 | 0 | 0 | 0 | 0 | CB 42 | 42 | Tier-1 | 798-255 | 0 | 0 | 0 | 0 | 0 | 0
80-561 | 80 | Tier-1 | 0 | 0 | 0 | 0 | CB 424 | 424 | Tier-1 | 80-561 | 0 | 0 | 0 | 0 | 0 | 0
745-272F | 745 | Tier-1 | 0 | 0 | 0 | 0 | CB 426 | 426 | Tier-1 | 745-272F | 0 | 0.22973 | 0 | 0 | 0 | 0
745-273F | 745 | Tier-1 | 0 | 0 | 0 | 0 | CB 428 | 428 | Tier-1 | 745-273F | 0 | 0.1536 | 0 | 0 | 0 | 0
80-562 | 80 | Tier-1 | 0 | 0 | 0 | 0 | CB 430 | 430 | Tier-1 | 80-562 | 0 | 0.63693 | 0 | 0 | 0 | 0
745-33 | 745 | Tier-1 | 0 | 0 | 0 | 0 | CB 434 | 434 | Tier-1 | 745-33 | 0 | 0.98504 | 0 | 0 | 0 | 0
80-567 | 80 | Tier-1 | 0 | 0 | 0 | 0 | CB 442 | 442 | Tier-3 | 80-567 | 0 | 0 | 0 | 0 | 0 | 0
81-192 | 81 | Tier-1 | 0 | 0 | 0 | 0 | CB 443 | 443 | Tier-2 | 81-192 | 0 | 0 | 0 | 0 | 0 | 0
81-193AE | 81 | Tier-1 | 0.22008 | 0.0693 | 0.28938 | 0 | CB 450 | 450 | Tier-1 | 81-193AE | 0.22008 | 0.27633 | 0 | 0.0693 | 0 | 0
746-364 | 746 | Tier-1 | 0 | 0 | 0 | 0 | CB 452 | 452 | Tier-1 | 746-364 | 0 | 0.29545 | 0 | 0 | 0 | 0
83-621 | 83 | Tier-1 | 0 | 0 | 0 | 0 | CB 457 | 457 | Tier-1 | 83-621 | 0 | 0 | 0 | 0 | 0 | 0
746-740F | 746 | Tier-1 | 0 | 0 | 0 | 0 | CB 46 | 46 | Tier-1 | 746-740F | 0 | 0.39508 | 0 | 0 | 0 | 0
830-620 | 830 | Tier-1 | 0 | 0 | 0 | 0 | CB 465 | 465 | Tier-1 | 830-620 | 0 | 0 | 0 | 0 | 0 | 0
831-1749 | 831 | Tier-1 | 0 | 0 | 0 | 0 | CB 469 | 469 | Tier-1 | 831-1749 | 0 | 0 | 0 | 0 | 0 | 0
831-65 | 831 | Tier-1 | 0 | 0 | 0 | 0 | CB 470 | 470 | Tier-2 | 831-65 | 0 | 0 | 0 | 0 | 0 | 0
746-819F | 746 | Tier-1 | 0 | 0 | 0 | 0 | CB 471 | 471 | Tier-1 | 746-819F | 0 | 3.3595 | 0 | 0 | 0 | 0
832-1058F | 832 | Tier-1 | 0 | 0 | 0 | 0 | CB 474 | 474 | Tier-1 | 832-1058F | 0 | 0.045455 | 0 | 0 | 0 | 0
747-859F | 747 | Tier-1 | 0 | 0 | 0 | 0 | CB 475 | 475 | Tier-1 | 747-859F | 0 | 0.30114 | 0 | 0 | 0 | 0
832-1060 | 832 | Tier-1 | 0 | 0 | 0 | 0 | CB 476 | 476 | Tier-2 | 832-1060 | 0 | 0 | 0 | 0 | 0 | 0
747-861F | 747 | Tier-1 | 0 | 0 | 0 | 0 | CB 48 | 48 | Tier-1 | 747-861F | 0 | 1.1117 | 0 | 0 | 0 | 0
832-990 | 832 | Tier-1 | 0 | 0 | 0 | 0 | CB 483 | 483 | Tier-1 | 832-990 | 0 | 0 | 0 | 0 | 0 | 0
834-422 | 834 | Tier-1 | 0 | 0 | 0 | 0 | CB 493 | 493 | Tier-1 | 834-422 | 0 | 0 | 0 | 0 | 0 | 0
834-884 | 834 | Tier-1 | 0 | 0 | 0 | 0 | CB 496 | 496 | Tier-1 | 834-884 | 0 | 0 | 0 | 0 | 0 | 0
835-12 | 835 | Tier-2 | 0 | 0 | 0 | 0 | CB 499 | 499 | Tier-2 | 835-12 | 0 | 0 | 0 | 0 | 0 | 0
836-6 | 836 | Tier-1 | 0 | 0 | 0 | 0 | CB 500 | 500 | Tier-2 | 836-6 | 0 | 0 | 0 | 0 | 0 | 0
840-302 | 840 | Tier-2 | 0 | 0 | 0 | 0 | CB 507 | 507 | Tier-1 | 840-302 | 0 | 0 | 0 | 0 | 0 | 0
840-306 | 840 | Tier-2 | 0 | 0 | 0 | 0 | CB 517 | 517 | Tier-1 | 840-306 | 0 | 0 | 0 | 0 | 0 | 0
840-309F | 840 | Tier-2 | 0 | 0 | 0 | 0 | CB 543 | 543 | Tier-2 | 840-309F | 0 | 0.10341 | 0 | 0 | 0 | 0
840-57 | 840 | Tier-2 | 0 | 0 | 0 | 0 | CB 545 | 545 | Tier-1 | 840-57 | 0 | 0 | 0 | 0 | 0 | 0
840-58AE | 840 | Tier-2 | 0 | 0 | 0 | 0 | CB 546 | 546 | Tier-1 | 840-58AE | 0 | 0.42254 | 0 | 0 | 0 | 0
841-305 | 841 | Tier-2 | 0 | 0 | 0 | 0 | CB 548 | 548 | Tier-1 | 841-305 | 0 | 0 | 0 | 0 | 0 | 0
843-26 | 843 | Tier-1 | 0 | 0 | 0 | 0 | CB 553 | 553 | Tier-1 | 843-26 | 0 | 0 | 0 | 0 | 0 | 0
843-30 | 843 | Tier-1 | 0 | 0 | 0 | 0 | CB 555 | 555 | Tier-1 | 843-30 | 0 | 0.85436 | 0 | 0 | 0 | 0
749-41F | 749 | Tier-1 | 0 | 0 | 0 | 0 | CB 556 | 556 | Tier-1 | 749-41F | 0 | 0.35057 | 0 | 0 | 0 | 0
749-42F | 749 | Tier-1 | 0 | 0 | 0 | 0 | CB 561 | 561 | Tier-1 | 749-42F | 0 | 0.68712 | 0 | 0 | 0 | 0
749-43F | 749 | Tier-1 | 0 | 0 | 0 | 0 | CB 572 | 572 | Tier-1 | 749-43F | 0 | 0.26061 | 0 | 0 | 0 | 0
843-31 | 843 | Tier-1 | 0 | 0 | 0 | 0 | CB 576 | 576 | Tier-2 | 843-31 | 0 | 0 | 0 | 0 | 0 | 0
843-32F | 843 | Tier-1 | 0 | 0 | 0 | 0 | CB 579 | 579 | Tier-1 | 843-32F | 0 | 0.42557 | 0 | 0 | 0 | 0
749-50F | 749 | Tier-1 | 0 | 0 | 0 | 0 | CB 586 | 586 | Tier-1 | 749-50F | 0 | 0.17652 | 0 | 0 | 0 | 0
843-33 | 843 | Tier-2 | 0 | 0 | 0 | 0 | CB 589 | 589 | Tier-1 | 843-33 | 0 | 1.0496 | 0 | 0 | 0 | 0
75-2228F | 75 | Tier-3 | 0 | 0 | 0 | 0 | CB 596 | 596 | Tier-2 | 75-2228F | 0 | 0.0094697 | 0 | 0 | 0 | 0
843-38 | 843 | Tier-1 | 0 | 0 | 0 | 0 | CB 60 | 60 | Tier-1 | 843-38 | 0 | 0 | 0 | 0 | 0 | 0
843-393 | 843 | Tier-1 | 0 | 0 | 0 | 0 | CB 62 | 62 | Tier-1 | 843-393 | 0 | 0 | 0 | 0 | 0 | 0
75-2257F | 75 | Tier-3 | 0.050947 | 0 | 0.050947 | 0.050947 | CB 64 | 64 | Tier-1 | 75-2257F | 0.050947 | 0.67008 | 0.050189 | 0 | 0.050947 | 0
75-2258F | 75 | Tier-3 | 0 | 0 | 0 | 0 | CB 65 | 65 | Tier-1 | 75-2258F | 0 | 3.9432 | 0.83163 | 0 | 0 | 0
75-2259F | 75 | Tier-3 | 3.4309 | 0.9212 | 4.3521 | 4.3521 | CB 67 | 67 | Tier-3 | 75-2259F | 3.4309 | 1.7983 | 0.35114 | 0.9212 | 3.4309 | 0.9212
75-2260F | 75 | Tier-3 | 0 | 0 | 0 | 0 | CB 700 | 700 | Tier-1 | 75-2260F | 0 | 7.708 | 1.5282 | 0 | 0 | 0
75-32R | 75 | Tier-3 | 1.9708 | 0.4473 | 2.4181 | 2.4181 | CB 701 | 701 | Tier-1 | 75-32R | 1.9708 | 1.697 | 0.54583 | 0.4473 | 1.9708 | 0.4473
75-41 | 75 | Tier-3 | 2.522 | 0.0879 | 2.6099 | 2.6099 | CB 702 | 702 | Tier-1 | 75-41 | 2.522 | 0.27727 | 0.034091 | 0.0879 | 2.522 | 0.0879
75-996R | 75 | Tier-2 | 9.1595 | 1.7498 | 10.9093 | 10.6382 | CB 704 | 704 | Tier-1 | 75-996R | 9.1595 | 0.45473 | 0.29583 | 1.7498 | 8.8884 | 1.7498
750-306 | 750 | Tier-1 | 0 | 0 | 0 | 0 | CB 706 | 706 | Tier-1 | 750-306 | 0 | 12.9131 | 0 | 0 | 0 | 0
843-396F | 843 | Tier-1 | 0 | 0 | 0 | 0 | CB 708 | 708 | Tier-1 | 843-396F | 0 | 1.8646 | 0 | 0 | 0 | 0
846-1 | 846 | Tier-1 | 0 | 0 | 0 | 0 | CB 724 | 724 | Tier-1 | 846-1 | 0 | 0 | 0 | 0 | 0 | 0
751-40F | 751 | Tier-2 | 0 | 0 | 0 | 0 | CB 727 | 727 | Tier-1 | 751-40F | 0 | 5.6718 | 0 | 0 | 0 | 0
846-30 | 846 | Tier-1 | 0 | 0 | 0 | 0 | CB 731 | 731 | Tier-1 | 846-30 | 0 | 0 | 0 | 0 | 0 | 0
751-57F | 751 | Tier-1 | 0 | 0 | 0 | 0 | CB 733 | 733 | Tier-1 | 751-57F | 0 | 4.0583 | 0 | 0 | 0 | 0
751-58F | 751 | Tier-2 | 0 | 0 | 0 | 0 | CB 736 | 736 | Tier-1 | 751-58F | 0 | 10.0566 | 0 | 0 | 0 | 0
752-37R | 752 | Tier-1 | 0 | 0 | 0 | 0 | CB 74 | 74 | Tier-1 | 752-37R | 0 | 5.4062 | 0 | 0 | 0 | 0
846-3F | 846 | Tier-1 | 0 | 0 | 0 | 0 | CB 740 | 740 | Tier-1 | 846-3F | 0 | 0.4822 | 0 | 0 | 0 | 0
752-691 | 752 | Tier-1 | 0 | 0 | 0 | 0 | CB 743 | 743 | Tier-1 | 752-691 | 0 | 10.0591 | 0 | 0 | 0 | 0
752-692 | 752 | Tier-1 | 0 | 0 | 0 | 0 | CB 746 | 746 | Tier-1 | 752-692 | 0 | 1.504 | 0 | 0 | 0 | 0
753-485 | 753 | Tier-2 | 0 | 0 | 0 | 0 | CB 749 | 749 | Tier-1 | 753-485 | 0 | 26.0176 | 0 | 0 | 0 | 0
754-1014AE | 754 | Tier-2 | 0 | 0 | 0 | 0 | CB 759 | 759 | Tier-1 | 754-1014AE | 0 | 3.1822 | 0 | 0 | 0 | 0
754-1122 | 754 | Tier-2 | 0 | 0 | 0 | 0 | CB 763 | 763 | Tier-1 | 754-1122 | 0 | 3.7856 | 0 | 0 | 0 | 0
847-3 | 847 | Tier-1 | 0 | 0 | 0 | 0 | CB 766 | 766 | Tier-1 | 847-3 | 0 | 0.2161 | 0 | 0 | 0 | 0
847-81 | 847 | Tier-1 | 0 | 0 | 0 | 0 | CB 775 | 775 | Tier-1 | 847-81 | 0 | 0 | 0 | 0 | 0 | 0
85-499 | 85 | Tier-1 | 0 | 0 | 0 | 0 | CB 776 | 776 | Tier-2 | 85-499 | 0 | 0 | 0 | 0 | 0 | 0
851-1528F | 851 | Tier-1 | 0 | 0 | 0 | 0 | CB 78 | 78 | Tier-3 | 851-1528F | 0 | 0.080492 | 0 | 0 | 0 | 0
754-689 | 754 | Tier-2 | 0 | 0 | 0 | 0 | CB 789 | 789 | Tier-1 | 754-689 | 0 | 4.8206 | 0 | 0 | 0 | 0
851-1529F | 851 | Tier-1 | 0 | 0 | 0 | 0 | CB 79 | 79 | Tier-3 | 851-1529F | 0 | 0.11307 | 0 | 0 | 0 | 0
754-692 | 754 | Tier-2 | 0 | 0 | 0 | 0 | CB 821 | 821 | Tier-1 | 754-692 | 0 | 1.1252 | 0 | 0 | 0 | 0
851-1530F | 851 | Tier-1 | 0 | 0 | 0 | 0 | CB 846 | 846 | Tier-1 | 851-1530F | 0 | 0.13011 | 0 | 0 | 0 | 0
754-859AE | 754 | Tier-2 | 0 | 0 | 0 | 0 | CB 85 | 85 | Tier-1 | 754-859AE | 0 | 2.017 | 0 | 0 | 0 | 0
755-621F | 755 | Tier-1 | 0 | 0 | 0 | 0 | CB 850 | 850 | Tier-1 | 755-621F | 0 | 3.1223 | 0 | 0 | 0 | 0
755-622F | 755 | Tier-1 | 0 | 0 | 0 | 0 | CB 856 | 856 | Tier-1 | 755-622F | 0 | 4.24 | 0 | 0 | 0 | 0
755-623F | 755 | Tier-1 | 0 | 0 | 0 | 0 | CB 88 | 88 | Tier-1 | 755-623F | 0 | 6.7854 | 0 | 0 | 0 | 0
851-1531F | 851 | Tier-1 | 0 | 0 | 0 | 0 | CB 90 | 90 | Tier-1 | 851-1531F | 0 | 0.67443 | 0 | 0 | 0 | 0
851-1532 | 851 | Tier-1 | 0 | 0 | 0 | 0 | CB 901 | 901 | Tier-1 | 851-1532 | 0 | 0 | 0 | 0 | 0 | 0
756-109F | 756 | Tier-1 | 0 | 0 | 0 | 0 | CB 904 | 904 | Tier-1 | 756-109F | 0 | 0.11742 | 0 | 0 | 0 | 0
756-40 | 756 | Tier-1 | 0 | 0 | 0 | 0 | CB 905 | 905 | Tier-1 | 756-40 | 0 | 1.7095 | 0 | 0 | 0 | 0
851-742 | 851 | Tier-1 | 0 | 0 | 0 | 0 | CB 909 | 909 | Tier-2 | 851-742 | 0 | 0 | 0 | 0 | 0 | 0
852-716 | 852 | Tier-1 | 0 | 0 | 0 | 0 | CB 911 | 911 | Tier-2 | 852-716 | 0 | 0 | 0 | 0 | 0 | 0
853-545 | 853 | Tier-1 | 0 | 0 | 0 | 0 | CB 921 | 921 | Tier-1 | 853-545 | 0 | 0 | 0 | 0 | 0 | 0
756-44F | 756 | Tier-1 | 0 | 0 | 0 | 0 | CB 928 | 928 | Tier-2 | 756-44F | 0 | 0.011364 | 0 | 0 | 0 | 0
756-45F | 756 | Tier-1 | 0 | 0 | 0 | 0 | CB 94 | 94 | Tier-1 | 756-45F | 0 | 0.0075758 | 0 | 0 | 0 | 0
853-548F | 853 | Tier-1 | 0 | 0 | 0 | 0 | CB 947 | 947 | Tier-1 | 853-548F | 0 | 0.41686 | 0 | 0 | 0 | 0
854-610 | 854 | Tier-1 | 0 | 0 | 0 | 0 | CB 950 | 950 | Tier-1 | 854-610 | 0 | 0 | 0 | 0 | 0 | 0
756-49F | 756 | Tier-1 | 0 | 0 | 0 | 0 | CB 956 | 956 | Tier-1 | 756-49F | 0 | 0.0041667 | 0 | 0 | 0 | 0
756-50F | 756 | Tier-1 | 0 | 0 | 0 | 0 | CB 957 | 957 | Tier-1 | 756-50F | 0 | 0.017235 | 0 | 0 | 0 | 0
759-13AE | 759 | Tier-1 | 7.3235 | 7.5653 | 14.8888 | 0 | CB 960 | 960 | Tier-2 | 759-13AE | 7.3235 | 2.6894 | 0 | 7.5653 | 0 | 0
854-807 | 854 | Tier-1 | 0 | 0 | 0 | 0 | CB 963 | 963 | Tier-2 | 854-807 | 0 | 0 | 0 | 0 | 0 | 0
76-266F | 76 | Tier-1 | 0.21686 | 0 | 0.21686 | 0 | CB 968 | 968 | Tier-1 | 76-266F | 0.21686 | 1.8973 | 0 | 0 | 0 | 0
854-808 | 854 | Tier-1 | 0 | 0 | 0 | 0 | CB 980 | 980 | Tier-2 | 854-808 | 0 | 0 | 0 | 0 | 0 | 0
76-272 | 76 | Tier-1 | 0.79697 | 0.7723 | 1.5693 | 0 | CB 988 | 988 | Tier-2 | 76-272 | 0.79697 | 1.4138 | 0 | 0.7723 | 0 | 0
76-48F | 76 | Tier-1 | 0 | 0 | 0 | 0 | CB 989 | 989 | Tier-2 | 76-48F | 0 | 2.0718 | 0 | 0 | 0 | 0
76-49F | 76 | Tier-1 | 0.51458 | 0.2017 | 0.71628 | 0 | CB 99 | 99 | Tier-1 | 76-49F | 0.51458 | 0.19223 | 0 | 0.2017 | 0 | 0
76-50F | 76 | Tier-1 | 0 | 0 | 0 | 0 | CB 994 | 994 | Tier-2 | 76-50F | 0 | 0.9411 | 0 | 0 | 0 | 0
855-35 | 855 | Tier-1 | 0 | 0 | 0 | 0 | CB 995 | 995 | Tier-2 | 855-35 | 0 | 0.8928 | 0.19186 | 0 | 0 | 0
761-243F | 761 | Tier-1 | 0 | 0 | 0 | 0 | CB ALV1 | ALV1 | Tier-1 | 761-243F | 0 | 2.9227 | 0 | 0 | 0 | 0
761-244F | 761 | Tier-1 | 0 | 0 | 0 | 0 | CB AM2 | AM2 | Tier-1 | 761-244F | 0 | 3.6932 | 0 | 0 | 0 | 0
855-44 | 855 | Tier-1 | 0 | 0 | 0 | 0 | CB BA2 | BA2 | Tier-1 | 855-44 | 0 | 0 | 0 | 0 | 0 | 0
857-303 | 857 | Tier-1 | 0 | 0 | 0 | 0 | CB BH1 | BH1 | Tier-1 | 857-303 | 0 | 0 | 0 | 0 | 0 | 0
857-304F | 857 | Tier-1 | 0 | 0 | 0 | 0 | CB BK1 | BK1 | Tier-1 | 857-304F | 0 | 0.091288 | 0 | 0 | 0 | 0
857-305F | 857 | Tier-1 | 0 | 0 | 0 | 0 | CB BK4 | BK4 | Tier-1 | 857-305F | 0 | 0.084848 | 0 | 0 | 0 | 0
857-306F | 857 | Tier-1 | 0 | 0 | 0 | 0 | CB BN2 | BN2 | Tier-1 | 857-306F | 0 | 0.14299 | 0 | 0 | 0 | 0
857-57 | 857 | Tier-1 | 0 | 0 | 0 | 0 | CB BO1 | BO1 | Tier-1 | 857-57 | 0 | 0 | 0 | 0 | 0 | 0
763-50F | 763 | Tier-1 | 0 | 0 | 0 | 0 | CB BP1 | BP1 | Tier-1 | 763-50F | 0 | 1.6424 | 0 | 0 | 0 | 0
763-98F | 763 | Tier-1 | 0 | 0 | 0 | 0 | CB BS1 | BS1 | Tier-1 | 763-98F | 0 | 4.6608 | 0 | 0 | 0 | 0
857-58 | 857 | Tier-1 | 0 | 0 | 0 | 0 | CB BY2 | BY2 | Tier-1 | 857-58 | 0 | 0.13826 | 0 | 0 | 0 | 0
765-16F | 765 | Tier-1 | 0 | 0 | 0 | 0 | CB CA1 | CA1 | Tier-1 | 765-16F | 0 | 1.7282 | 0 | 0 | 0 | 0
765-17F | 765 | Tier-1 | 0 | 0 | 0 | 0 | CB CCB1 | CCB1 | Tier-1 | 765-17F | 0 | 0.039015 | 0 | 0 | 0 | 0
858-15AE | 858 | Tier-1 | 0 | 0 | 0 | 0 | CB CE1 | CE1 | Tier-1 | 858-15AE | 0 | 0.48826 | 0 | 0 | 0 | 0
858-17 | 858 | Tier-1 | 0 | 0 | 0 | 0 | CB CE2 | CE2 | Tier-1 | 858-17 | 0 | 0 | 0 | 0 | 0 | 0
765-40 | 765 | Tier-1 | 0 | 0 | 0 | 0 | CB CMP1 | CMP1 | Tier-1 | 765-40 | 0 | 6.8413 | 0 | 0 | 0 | 0
859-10 | 859 | Tier-1 | 0 | 0 | 0 | 0 | CB CS2 | CS2 | Tier-1 | 859-10 | 0 | 0 | 0 | 0 | 0 | 0
765-49 | 765 | Tier-1 | 0 | 0 | 0 | 0 | CB CS4 | CS4 | Tier-1 | 765-49 | 0 | 2.5604 | 0 | 0 | 0 | 0
765-53 | 765 | Tier-1 | 0.22367 | 0 | 0.22367 | 0 | CB CTL1 | CTL1 | Tier-3 | 765-53 | 0.22367 | 8.6358 | 0 | 0 | 0 | 0
859-38 | 859 | Tier-1 | 0 | 0 | 0 | 0 | CB DH1 | DH1 | Tier-1 | 859-38 | 0 | 0 | 0 | 0 | 0 | 0
859-39F | 859 | Tier-1 | 0 | 0 | 0 | 0 | CB DS1 | DS1 | Tier-1 | 859-39F | 0 | 0.0068182 | 0 | 0 | 0 | 0
768-20AE | 768 | Tier-1 | 0.6589 | 0 | 0.6589 | 0 | CB DV1 | DV1 | Tier-3 | 768-20AE | 0.6589 | 15.8318 | 0 | 0 | 0 | 0
77-28R | 77 | Tier-1 | 0.72197 | 0.6394 | 1.3614 | 0 | CB ELS1 | ELS1 | Tier-1 | 77-28R | 0.72197 | 1.5294 | 0 | 0.6394 | 0 | 0
770-250R | 770 | Tier-1 | 0.88523 | 0.058 | 0.94323 | 0 | CB EO2 | EO2 | Tier-1 | 770-250R | 0.88523 | 0.22008 | 0 | 0.058 | 0 | 0
770-259R | 770 | Tier-2 | 1.5089 | 0 | 1.5089 | 1.3913 | CB ER1 | ER1 | Tier-1 | 770-259R | 1.5089 | 0 | 0 | 0 | 1.3913 | 0
770-546F | 770 | Tier-2 | 0 | 0 | 0 | 0 | CB EV1 | EV1 | Tier-1 | 770-546F | 0 | 0.92102 | 0 | 0 | 0 | 0
770-548F | 770 | Tier-1 | 0 | 0 | 0 | 0 | CB FB1 | FB1 | Tier-2 | 770-548F | 0 | 1.4392 | 0 | 0 | 0 | 0
859-40F | 859 | Tier-1 | 0 | 0 | 0 | 0 | CB FM3 | FM3 | Tier-1 | 859-40F | 0 | 0.011364 | 0 | 0 | 0 | 0
771-273AE | 771 | Tier-1 | 0 | 0 | 0 | 0 | CB GA1 | GA1 | Tier-1 | 771-273AE | 0 | 0.45758 | 0 | 0 | 0 | 0
771-274AE | 771 | Tier-1 | 0.13125 | 0 | 0.13125 | 0 | CB GH3 | GH3 | Tier-1 | 771-274AE | 0.13125 | 3.293 | 0 | 0 | 0 | 0
771-275AE | 771 | Tier-1 | 0 | 0 | 0 | 0 | CB HB5 | HB5 | Tier-1 | 771-275AE | 0 | 0.77311 | 0 | 0 | 0 | 0
86-1055F | 86 | Tier-1 | 0.66364 | 0.8693 | 1.5329 | 0 | CB LPS1 | LPS1 | Tier-1 | 86-1055F | 0.66364 | 1.1652 | 0 | 0.8693 | 0 | 0
771-383F | 771 | Tier-1 | 0 | 0 | 0 | 0 | CB LR1 | LR1 | Tier-1 | 771-383F | 0 | 0.018939 | 0 | 0 | 0 | 0
86-1056 | 86 | Tier-1 | 0 | 0 | 0 | 0 | CB MA2 | MA2 | Tier-1 | 86-1056 | 0 | 0 | 0 | 0 | 0 | 0
86-549 | 86 | Tier-1 | 0 | 0 | 0 | 0 | CB MM1 | MM1 | Tier-1 | 86-549 | 0 | 0 | 0 | 0 | 0 | 0
87-12 | 87 | Tier-1 | 0 | 0 | 0 | 0 | CB MOR1 | MOR1 | Tier-2 | 87-12 | 0 | 0.11364 | 0 | 0 | 0 | 0
772-319F | 772 | Tier-1 | 0 | 0 | 0 | 0 | CB MT1 | MT1 | Tier-1 | 772-319F | 0 | 1.2326 | 0 | 0 | 0 | 0
87-12F | 87 | Tier-1 | 0 | 0 | 0 | 0 | CB NTL1 | NTL1 | Tier-1 | 87-12F | 0 | 0 | 0 | 0 | 0 | 0
87-13 | 87 | Tier-1 | 0 | 0 | 0 | 0 | CB OCA1 | OCA1 | Tier-1 | 87-13 | 0 | 0.10227 | 0 | 0 | 0 | 0
773-271F | 773 | Tier-1 | 0.61894 | 0.165 | 0.78394 | 0 | CB OS4 | OS4 | Tier-1 | 773-271F | 0.61894 | 1.1455 | 0 | 0.165 | 0 | 0
87-13F | 87 | Tier-1 | 0 | 0 | 0 | 0 | CB PB5 | PB5 | Tier-1 | 87-13F | 0 | 0 | 0 | 0 | 0 | 0
773-31F | 773 | Tier-1 | 0 | 0 | 0 | 0 | CB PH1 | PH1 | Tier-1 | 773-31F | 0 | 4.2502 | 0 | 0 | 0 | 0
87-23F | 87 | Tier-1 | 0 | 0 | 0 | 0 | CB PL4 | PL4 | Tier-1 | 87-23F | 0 | 0 | 0 | 0 | 0 | 0
774-25AE | 774 | Tier-1 | 0 | 0 | 0 | 0 | CB QB1 | QB1 | Tier-1 | 774-25AE | 0 | 1.2343 | 0 | 0 | 0 | 0
774-26AE | 774 | Tier-1 | 0 | 0 | 0 | 0 | CB RA3 | RA3 | Tier-2 | 774-26AE | 0 | 2.5432 | 0 | 0 | 0 | 0
87-274 | 87 | Tier-1 | 0 | 0 | 0 | 0 | CB RC1 | RC1 | Tier-2 | 87-274 | 0 | 0 | 0 | 0 | 0 | 0
774-28AE | 774 | Tier-1 | 0 | 0 | 0 | 0 | CB RD2 | RD2 | Tier-1 | 774-28AE | 0 | 0.99564 | 0 | 0 | 0 | 0
774-2F | 774 | Tier-1 | 0 | 0 | 0 | 0 | CB RE1 | RE1 | Tier-1 | 774-2F | 0 | 1.1996 | 0 | 0 | 0 | 0
774-4F | 774 | Tier-1 | 0 | 0 | 0 | 0 | CB RV3 | RV3 | Tier-1 | 774-4F | 0 | 0.26742 | 0 | 0 | 0 | 0
775-185 | 775 | Tier-1 | 1.2682 | 0.8877 | 2.1559 | 0 | CB SE4 | SE4 | Tier-1 | 775-185 | 1.2682 | 2.4091 | 0 | 0.8877 | 0 | 0
87-277F | 87 | Tier-1 | 0 | 0 | 0 | 0 | CB SHC1 | SHC1 | Tier-1 | 87-277F | 0 | 0.21098 | 0 | 0 | 0 | 0
775-187AE | 775 | Tier-1 | 0.35114 | 0.1864 | 0.53754 | 0 | CB SR4 | SR4 | Tier-1 | 775-187AE | 0.35114 | 0.52822 | 0 | 0.1864 | 0 | 0
777-10 | 777 | Tier-1 | 0.082197 | 0.0206 | 0.1028 | 0 | CB SW2 | SW2 | Tier-1 | 777-10 | 0.082197 | 0.38125 | 0 | 0.0206 | 0 | 0
87-9 | 87 | Tier-1 | 0 | 0 | 0 | 0 | CB TY1 | TY1 | Tier-1 | 87-9 | 0 | 0 | 0 | 0 | 0 | 0
88-28F | 88 | Tier-1 | 0 | 0 | 0 | 0 | CB VS4 | VS4 | Tier-1 | 88-28F | 0 | 0.14659 | 0 | 0 | 0 | 0
88-29 | 88 | Tier-1 | 0 | 0 | 0 | 0 | CB WA1 | WA1 | Tier-1 | 88-29 | 0 | 0 | 0 | 0 | 0 | 0
89-208 | 89 | Tier-1 | 0 | 0 | 0 | 0 | CB WA2 | WA2 | Tier-1 | 89-208 | 0 | 0 | 0 | 0 | 0 | 0
89-210 | 89 | Tier-1 | 0 | 0 | 0 | 0 | CB WA3 | WA3 | Tier-1 | 89-210 | 0 | 0.0075758 | 0 | 0 | 0 | 0
89-210F | 89 | Tier-1 | 0 | 0 | 0 | 0 | CB WA4 | WA4 | Tier-1 | 89-210F | 0 | 0 | 0 | 0 | 0 | 0
777-269F | 777 | Tier-1 | 0 | 0 | 0 | 0 | CB WY3 | WY3 | Tier-1 | 777-269F | 0 | 1.6509 | 0 | 0 | 0 | 0
89-211 | 89 | Tier-1 | 0 | 0 | 0 | 0 | CB YS1 | YS1 | Tier-1 | 89-211 | 0 | 0.011364 | 0 | 0 | 0 | 0
89-211F | 89 | Tier-1 | 0 | 0 | 0 | 0 | DV1-3R | DV1 | Tier-3 | 89-211F | 0 | 0 | 0 | 0 | 0 | 0
779-25AE | 779 | Tier-1 | 0.25284 | 0.078 | 0.33084 | 0 | NO1-287F | NO1 | Tier-1 | 779-25AE | 0.25284 | 1.5557 | 0 | 0.078 | 0 | 0
89-284 | 89 | Tier-1 | 0 | 0 | 0 | 0 | NO1-288F | NO1 | Tier-1 | 89-284 | 0 | 0 | 0 | 0 | 0 | 0
89-287 | 89 | Tier-1 | 0 | 0 | 0 | 0 | NO1-289F | NO1 | Tier-1 | 89-287 | 0 | 0.02178 | 0 | 0 | 0 | 0
89-287F | 89 | Tier-1 | 0 | 0 | 0 | 0 | RD4-48F | RD4 | Tier-1 | 89-287F | 0 | 0 | 0 | 0 | 0 | 0
89-288 | 89 | Tier-1 | 0 | 0 | 0 | 0 | 100-524 | 100 | Tier-1 | 89-288 | 0 | 0.010417 | 0 | 0 | 0 | 0
780-443F | 780 | Tier-1 | 0 | 0 | 0 | 0 | 1001-1230 | 1001 | Tier-1 | 780-443F | 0 | 0.020455 | 0 | 0 | 0 | 0
780-444F | 780 | Tier-1 | 0 | 0 | 0 | 0 | 1001-1821F | 1001 | Tier-1 | 780-444F | 0 | 0.023106 | 0 | 0 | 0 | 0
89-288F | 89 | Tier-1 | 0 | 0 | 0 | 0 | 1006-2F | 1006 | Tier-2 | 89-288F | 0 | 0 | 0 | 0 | 0 | 0
780-468R | 780 | Tier-1 | 1.2642 | 0.0756 | 1.3398 | 0 | 1006-830F | 1006 | Tier-2 | 780-468R | 1.2642 | 15.0188 | 0 | 0.0756 | 0 | 0
781-1356R | 781 | Tier-1 | 0.75587 | 0.4902 | 1.2461 | 0 | 1007-7 | 1007 | Tier-1 | 781-1356R | 0.75587 | 2.9682 | 0 | 0.4902 | 0 | 0
781-1359 | 781 | Tier-1 | 0.99375 | 0.9797 | 1.9734 | 0 | 1011-31 | 1011 | Tier-1 | 781-1359 | 0.99375 | 4.6725 | 0 | 0.9797 | 0 | 0
89-289F | 89 | Tier-1 | 0 | 0 | 0 | 0 | 1011-32 | 1011 | Tier-1 | 89-289F | 0 | 0 | 0 | 0 | 0 | 0
89-655 | 89 | Tier-1 | 0 | 0 | 0 | 0 | 1013-10 | 1013 | Tier-1 | 89-655 | 0 | 0 | 0 | 0 | 0 | 0
781-44 | 781 | Tier-1 | 9.6799 | 6.2742 | 15.9541 | 0 | 102-378 | 102 | Tier-1 | 781-44 | 9.6799 | 11.5275 | 0 | 6.2742 | 0 | 0
783-1451F | 783 | Tier-1 | 0 | 0 | 0 | 0 | 102-757F | 102 | Tier-1 | 783-1451F | 0 | 13.1261 | 0 | 0 | 0 | 0
783-1452F | 783 | Tier-1 | 0 | 0 | 0 | 0 | 1021-16F | 1021 | Tier-2 | 783-1452F | 0 | 2.671 | 0 | 0 | 0 | 0
89-656 | 89 | Tier-1 | 0 | 0 | 0 | 0 | 1021-1749 | 1021 | Tier-3 | 89-656 | 0 | 0.83655 | 0 | 0 | 0 | 0
783-847F | 783 | Tier-1 | 0 | 0 | 0 | 0 | 1021-92 | 1021 | Tier-3 | 783-847F | 0 | 5.8922 | 0 | 0 | 0 | 0
783-848F | 783 | Tier-1 | 0 | 0 | 0 | 0 | 1022-17F | 1022 | Tier-3 | 783-848F | 0 | 10.2441 | 0 | 0 | 0 | 0
783-849F | 783 | Tier-1 | 0 | 0 | 0 | 0 | 1023-89R | 1023 | Tier-2 | 783-849F | 0 | 2.5528 | 0 | 0 | 0 | 0
90-46 | 90 | Tier-1 | 0 | 0 | 0 | 0 | 1025-11 | 1025 | Tier-1 | 90-46 | 0 | 0 | 0 | 0 | 0 | 0
900-1116F | 900 | Tier-1 | 0 | 0 | 0 | 0 | 1030-1733 | 1030 | Tier-3 | 900-1116F | 0 | 0.56742 | 0 | 0 | 0 | 0
783-854F | 783 | Tier-1 | 0 | 0 | 0 | 0 | 1030-1766 | 1030 | Tier-2 | 783-854F | 0 | 7.322 | 0 | 0 | 0 | 0
900-1117 | 900 | Tier-1 | 0 | 0 | 0 | 0 | 1030-1775F | 1030 | Tier-3 | 900-1117 | 0 | 0 | 0 | 0 | 0 | 0
900-1165 | 900 | Tier-1 | 0 | 0 | 0 | 0 | 1030-1776F | 1030 | Tier-3 | 900-1165 | 0 | 0 | 0 | 0 | 0 | 0
900-906 | 900 | Tier-1 | 0 | 0 | 0 | 0 | 1030-1823F | 1030 | Tier-3 | 900-906 | 0 | 0 | 0 | 0 | 0 | 0
902-361F | 902 | Tier-1 | 0 | 0 | 0 | 0 | 1030-1897 | 1030 | Tier-3 | 902-361F | 0 | 0.0075758 | 0 | 0 | 0 | 0
902-362F | 902 | Tier-1 | 0 | 0 | 0 | 0 | 1039-12 | 1039 | Tier-1 | 902-362F | 0 | 0.0047348 | 0 | 0 | 0 | 0
902-363F | 902 | Tier-1 | 0 | 0 | 0 | 0 | 1048-1 | 1048 | Tier-1 | 902-363F | 0 | 0.005303 | 0 | 0 | 0 | 0
902-364F | 902 | Tier-1 | 0.10985 | 0 | 0.10985 | 0 | 1049-6 | 1049 | Tier-1 | 902-364F | 0.10985 | 0.54924 | 0 | 0 | 0 | 0
902-365 | 902 | Tier-1 | 0 | 0 | 0 | 0 | 105-233 | 105 | Tier-1 | 902-365 | 0 | 0 | 0 | 0 | 0 | 0
907-1475 | 907 | Tier-3 | 0 | 0 | 0 | 0 | 105-234 | 105 | Tier-1 | 907-1475 | 0 | 0.85076 | 0.17652 | 0 | 0 | 0
907-1603 | 907 | Tier-3 | 0 | 0 | 0 | 0 | 105-238F | 105 | Tier-1 | 907-1603 | 0 | 0 | 0 | 0 | 0 | 0
907-1604 | 907 | Tier-3 | 0.01875 | 0 | 0.01875 | 0.01875 | 106-70F | 106 | Tier-1 | 907-1604 | 0.01875 | 0.65985 | 0.1697 | 0 | 0.01875 | 0
907-2820R | 907 | Tier-3 | 2.4405 | 0.0178 | 2.4583 | 2.4583 | 1060-133F | 1060 | Tier-1 | 907-2820R | 2.4405 | 0 | 0 | 0.0178 | 2.4405 | 0.0178
908-1269 | 908 | Tier-2 | 0 | 0 | 0 | 0 | 1070-335AE | 1070 | Tier-1 | 908-1269 | 0 | 0.034091 | 0 | 0 | 0 | 0
908-1370R | 908 | Tier-2 | 5.5741 | 0.2792 | 5.8533 | 5.8533 | 1071-3F | 1071 | Tier-1 | 908-1370R | 5.5741 | 1.4705 | 0.6553 | 0.2792 | 5.5741 | 0.2792
908-2056 | 908 | Tier-3 | 0 | 0 | 0 | 0 | 1071-458 | 1071 | Tier-1 | 908-2056 | 0 | 0 | 0 | 0 | 0 | 0
908-2061 | 908 | Tier-2 | 0 | 0 | 0 | 0 | 1073-480 | 1073 | Tier-1 | 908-2061 | 0 | 0 | 0 | 0 | 0 | 0
908-2062F | 908 | Tier-2 | 0.093939 | 0.018 | 0.11194 | 0.11194 | 1073-887F | 1073 | Tier-2 | 908-2062F | 0.093939 | 0.047917 | 0 | 0.018 | 0.093939 | 0.018
909-453R | 909 | Tier-2 | 2.2977 | 0.0538 | 2.3515 | 2.3515 | 1076-30 | 1076 | Tier-1 | 909-453R | 2.2977 | 0.050947 | 0 | 0.0538 | 2.2977 | 0.0538
909-458R | 909 | Tier-2 | 0 | 0 | 0 | 0 | 1076-31F | 1076 | Tier-1 | 909-458R | 0 | 0.011174 | 0 | 0 | 0 | 0
909-810 | 909 | Tier-2 | 0 | 0 | 0 | 0 | 1076-34 | 1076 | Tier-1 | 909-810 | 0 | 0 | 0 | 0 | 0 | 0
909-812 | 909 | Tier-2 | 0.023485 | 0 | 0.023485 | 0.023485 | 1076-35F | 1076 | Tier-1 | 909-812 | 0.023485 | 0.074242 | 0 | 0 | 0.023485 | 0
91-6 | 91 | Tier-1 | 0 | 0 | 0 | 0 | 1076-36F | 1076 | Tier-1 | 91-6 | 0 | 0 | 0 | 0 | 0 | 0
910-952 | 910 | Tier-1 | 0 | 0 | 0 | 0 | 1076-37F | 1076 | Tier-1 | 910-952 | 0 | 0 | 0 | 0 | 0 | 0
911-550 | 911 | Tier-1 | 0 | 0 | 0 | 0 | 1079-21F | 1079 | Tier-1 | 911-550 | 0 | 0 | 0 | 0 | 0 | 0
911-552 | 911 | Tier-1 | 0 | 0 | 0 | 0 | 1079-23 | 1079 | Tier-1 | 911-552 | 0 | 0.072917 | 0 | 0 | 0 | 0
911-554AE | 911 | Tier-2 | 0 | 0 | 0 | 0 | 108-389 | 108 | Tier-1 | 911-554AE | 0 | 1.5587 | 0 | 0 | 0 | 0
911-555 | 911 | Tier-1 | 0 | 0 | 0 | 0 | 108-390F | 108 | Tier-1 | 911-555 | 0 | 0.037879 | 0 | 0 | 0 | 0
911-556AE | 911 | Tier-1 | 0 | 0 | 0 | 0 | 1085-433 | 1085 | Tier-1 | 911-556AE | 0 | 0.039015 | 0 | 0 | 0 | 0
912-408 | 912 | Tier-1 | 0 | 0 | 0 | 0 | 109-23 | 109 | Tier-1 | 912-408 | 0 | 0 | 0 | 0 | 0 | 0
913-11 | 913 | Tier-2 | 0 | 0 | 0 | 0 | 109-24 | 109 | Tier-1 | 913-11 | 0 | 0 | 0 | 0 | 0 | 0
913-17 | 913 | Tier-1 | 0 | 0 | 0 | 0 | 109-26F | 109 | Tier-1 | 913-17 | 0 | 0 | 0 | 0 | 0 | 0
913-451 | 913 | Tier-1 | 0 | 0 | 0 | 0 | 1090-74F | 1090 | Tier-3 | 913-451 | 0 | 0 | 0 | 0 | 0 | 0
915-10 | 915 | Tier-2 | 0 | 0 | 0 | 0 | 1094-35F | 1094 | Tier-2 | 915-10 | 0 | 0 | 0 | 0 | 0 | 0
915-12F | 915 | Tier-2 | 0 | 0 | 0 | 0 | 1094-5 | 1094 | Tier-1 | 915-12F | 0 | 0.09375 | 0 | 0 | 0 | 0
915-131 | 915 | Tier-2 | 0 | 0 | 0 | 0 | 1094-8AE | 1094 | Tier-1 | 915-131 | 0 | 0 | 0 | 0 | 0 | 0
915-9F | 915 | Tier-2 | 0 | 0 | 0 | 0 | 110-42F | 110 | Tier-1 | 915-9F | 0 | 0.073485 | 0 | 0 | 0 | 0
916-378 | 916 | Tier-2 | 0 | 0 | 0 | 0 | 110-43 | 110 | Tier-1 | 916-378 | 0 | 0 | 0 | 0 | 0 | 0
916-415 | 916 | Tier-2 | 0 | 0 | 0 | 0 | 1100-1168F | 1100 | Tier-2 | 916-415 | 0 | 0 | 0 | 0 | 0 | 0
785-49 | 785 | Tier-1 | 0 | 0 | 0 | 0 | 1100-599AE | 1100 | Tier-2 | 785-49 | 0 | 0.8589 | 0 | 0 | 0 | 0
917-14 | 917 | Tier-1 | 0 | 0 | 0 | 0 | 1105-1480F | 1105 | Tier-2 | 917-14 | 0 | 0 | 0 | 0 | 0 | 0
92-617 | 92 | Tier-1 | 0 | 0 | 0 | 0 | 111-420 | 111 | Tier-1 | 92-617 | 0 | 0 | 0 | 0 | 0 | 0
920-820 | 920 | Tier-1 | 0 | 0 | 0 | 0 | 111-422F | 111 | Tier-1 | 920-820 | 0 | 0 | 0 | 0 | 0 | 0
785-55 | 785 | Tier-1 | 0 | 0 | 0 | 0 | 1117-1119F | 1117 | Tier-1 | 785-55 | 0 | 0.0375 | 0 | 0 | 0 | 0
920-821F | 920 | Tier-1 | 0 | 0 | 0 | 0 | 1117-1121F | 1117 | Tier-1 | 920-821F | 0 | 0.049621 | 0 | 0 | 0 | 0
788-34R | 788 | Tier-2 | 12.3557 | 3.7428 | 16.0985 | 10.0377 | 1119-512 | 1119 | Tier-1 | 788-34R | 12.3557 | 11.7979 | 0 | 3.7428 | 6.2949 | 3.7428
921-799 | 921 | Tier-1 | 0 | 0 | 0 | 0 | 1119-6F | 1119 | Tier-1 | 921-799 | 0 | 0 | 0 | 0 | 0 | 0
789-15 | 789 | Tier-1 | 0.75852 | 0.3532 | 1.1117 | 0 | 113-194F | 113 | Tier-1 | 789-15 | 0.75852 | 6.1502 | 0 | 0.3532 | 0 | 0
789-16F | 789 | Tier-1 | 0 | 0 | 0 | 0 | 113-601F | 113 | Tier-1 | 789-16F | 0 | 1.7964 | 0 | 0 | 0 | 0
789-4R | 789 | Tier-2 | 9.0888 | 3.214 | 12.3028 | 3.214 | 1138-6R | 1138 | Tier-2 | 789-4R | 9.0888 | 9.4214 | 0 | 3.214 | 0 | 3.214
922-1140 | 922 | Tier-1 | 0 | 0 | 0 | 0 | 1139-5 | 1139 | Tier-1 | 922-1140 | 0 | 0 | 0 | 0 | 0 | 0
922-1141F | 922 | Tier-1 | 0 | 0 | 0 | 0 | 114-47 | 114 | Tier-1 | 922-1141F | 0 | 0.45455 | 0 | 0 | 0 | 0
922-582 | 922 | Tier-1 | 0 | 0 | 0 | 0 | 1140-11F | 1140 | Tier-1 | 922-582 | 0 | 0.75568 | 0 | 0 | 0 | 0
923-59 | 923 | Tier-1 | 0 | 0 | 0 | 0 | 115-23 | 115 | Tier-1 | 923-59 | 0 | 0 | 0 | 0 | 0 | 0
79-1219F | 79 | Tier-3 | 0 | 0 | 0 | 0 | 115-24 | 115 | Tier-1 | 79-1219F | 0 | 1.0199 | 0 | 0 | 0 | 0
79-658R | 79 | Tier-3 | 9.3078 | 0.2 | 9.5078 | 9.5078 | 115-27 | 115 | Tier-1 | 79-658R | 9.3078 | 0.17822 | 0 | 0.2 | 9.3078 | 0.2
923-61F | 923 | Tier-1 | 0 | 0 | 0 | 0 | 1152-33F | 1152 | Tier-1 | 923-61F | 0 | 1.8689 | 0 | 0 | 0 | 0
79-668R | 79 | Tier-3 | 7.4994 | 1.7905 | 9.2899 | 9.2899 | 1152-34F | 1152 | Tier-1 | 79-668R | 7.4994 | 4.3231 | 0 | 1.7905 | 7.4994 | 1.7905
923-62 | 923 | Tier-1 | 0 | 0 | 0 | 0 | 116-12R | 116 | Tier-1 | 923-62 | 0 | 0.43428 | 0 | 0 | 0 | 0
79-679R | 79 | Tier-3 | 6.085 | 1.2856 | 7.3706 | 7.3706 | 116-30 | 116 | Tier-1 | 79-679R | 6.085 | 0.35038 | 0 | 1.2856 | 6.085 | 1.2856
79-685R | 79 | Tier-3 | 3.8049 | 0.153 | 3.9579 | 3.9579 | 1160-1 | 1160 | Tier-1 | 79-685R | 3.8049 | 0 | 0 | 0.153 | 3.8049 | 0.153
79-714R | 79 | Tier-3 | 4.585 | 1.4027 | 5.9877 | 5.9877 | 1160-9AE | 1160 | Tier-1 | 79-714R | 4.585 | 0.1036 | 0 | 1.4027 | 4.585 | 1.4027
924-9 | 924 | Tier-1 | 0 | 0 | 0 | 0 | 1161-53AE | 1161 | Tier-1 | 924-9 | 0 | 0.36629 | 0 | 0 | 0 | 0
79-785 | 79 | Tier-3 | 10.1106 | 3.4934 | 13.604 | 13.604 | 1161-62 | 1161 | Tier-2 | 79-785 | 10.1106 | 0.40284 | 0 | 3.4934 | 10.1106 | 3.4934
925-203F | 925 | Tier-1 | 0 | 0 | 0 | 0 | 1162-385F | 1162 | Tier-2 | 925-203F | 0 | 0.21098 | 0 | 0 | 0 | 0
79-808R | 79 | Tier-3 | 10.2572 | 0.4102 | 10.6674 | 10.6674 | 117-13 | 117 | Tier-1 | 79-808R | 10.2572 | 0.052652 | 0 | 0.4102 | 10.2572 | 0.4102
925-204F | 925 | Tier-1 | 0 | 0 | 0 | 0 | 117-13F | 117 | Tier-1 | 925-204F | 0 | 0.21875 | 0 | 0 | 0 | 0
791-419F | 791 | Tier-2 | 4.9756 | 0.5314 | 5.507 | 3.1481 | 117-36 | 117 | Tier-1 | 791-419F | 4.9756 | 7.4222 | 0 | 0.5314 | 2.6167 | 0.5314
925-206 | 925 | Tier-1 | 0 | 0 | 0 | 0 | 1173-68 | 1173 | Tier-1 | 925-206 | 0 | 0 | 0 | 0 | 0 | 0
925-219 | 925 | Tier-1 | 0 | 0 | 0 | 0 | 1173-69 | 1173 | Tier-1 | 925-219 | 0 | 0.28712 | 0 | 0 | 0 | 0
791-424F | 791 | Tier-2 | 0 | 0 | 0 | 0 | 1173-70 | 1173 | Tier-1 | 791-424F | 0 | 2.1822 | 0 | 0 | 0 | 0
925-221 | 925 | Tier-1 | 0 | 0 | 0 | 0 | 118-12F | 118 | Tier-1 | 925-221 | 0 | 0 | 0 | 0 | 0 | 0
926-10 | 926 | Tier-1 | 0 | 0 | 0 | 0 | 118-14F | 118 | Tier-1 | 926-10 | 0 | 0 | 0 | 0 | 0 | 0
792-1172F | 792 | Tier-1 | 2.5915 | 2.643 | 5.2345 | 0 | 1180-1107 | 1180 | Tier-1 | 792-1172F | 2.5915 | 0.27348 | 0 | 2.643 | 0 | 0
792-1173F | 792 | Tier-1 | 0.36572 | 0.0591 | 0.42482 | 0 | 119-40 | 119 | Tier-1 | 792-1173F | 0.36572 | 1.783 | 0 | 0.0591 | 0 | 0
926-25 | 926 | Tier-1 | 0 | 0 | 0 | 0 | 119-40F | 119 | Tier-1 | 926-25 | 0 | 0 | 0 | 0 | 0 | 0
792-46 | 792 | Tier-1 | 3.3119 | 2.5045 | 5.8164 | 0 | 120-368F | 120 | Tier-1 | 792-46 | 3.3119 | 0.16648 | 0 | 2.5045 | 0 | 0
792-47R | 792 | Tier-1 | 4.0883 | 3.6481 | 7.7364 | 0 | 1201-9 | 1201 | Tier-1 | 792-47R | 4.0883 | 12.5598 | 0 | 3.6481 | 0 | 0
926-28AE | 926 | Tier-1 | 0 | 0 | 0 | 0 | 121-171 | 121 | Tier-1 | 926-28AE | 0 | 0.034091 | 0 | 0 | 0 | 0
793-21 | 793 | Tier-1 | 0 | 0 | 0 | 0 | 121-174F | 121 | Tier-1 | 793-21 | 0 | 5.9729 | 0 | 0 | 0 | 0
793-23 | 793 | Tier-1 | 0 | 0 | 0 | 0 | 121-187F | 121 | Tier-1 | 793-23 | 0 | 2.6428 | 0 | 0 | 0 | 0
926-37 | 926 | Tier-1 | 0 | 0 | 0 | 0 | 121-188F | 121 | Tier-1 | 926-37 | 0 | 0.10795 | 0 | 0 | 0 | 0
793-27AE | 793 | Tier-1 | 0.62727 | 0.0939 | 0.72117 | 0 | 121-196F | 121 | Tier-1 | 793-27AE | 0.62727 | 4.1811 | 0 | 0.0939 | 0 | 0
926-38 | 926 | Tier-1 | 0 | 0 | 0 | 0 | 1215-4 | 1215 | Tier-3 | 926-38 | 0 | 0 | 0 | 0 | 0 | 0
793-46F | 793 | Tier-1 | 0.56326 | 0.597 | 1.1603 | 0 | 122-203 | 122 | Tier-1 | 793-46F | 0.56326 | 0.67784 | 0 | 0.597 | 0 | 0
793-47 | 793 | Tier-1 | 0 | 0 | 0 | 0 | 122-204 | 122 | Tier-1 | 793-47 | 0 | 0.6678 | 0 | 0 | 0 | 0
793-749AE | 793 | Tier-1 | 0 | 0 | 0 | 0 | 1221-1193 | 1221 | Tier-1 | 793-749AE | 0 | 2.6521 | 0 | 0 | 0 | 0
793-750AE | 793 | Tier-1 | 0 | 0 | 0 | 0 | 1221-1197 | 1221 | Tier-1 | 793-750AE | 0 | 0.14015 | 0 | 0 | 0 | 0
928-18 | 928 | Tier-2 | 0 | 0 | 0 | 0 | 1221-2094F | 1221 | Tier-1 | 928-18 | 0 | 0 | 0 | 0 | 0 | 0
794-1001AE | 794 | Tier-1 | 0 | 0 | 0 | 0 | 1221-6F | 1221 | Tier-1 | 794-1001AE | 0 | 4.6528 | 0 | 0 | 0 | 0
794-1002 | 794 | Tier-1 | 0.86496 | 0.3009 | 1.1659 | 0 | 1224-788 | 1224 | Tier-1 | 794-1002 | 0.86496 | 8.2788 | 0 | 0.3009 | 0 | 0
794-15 | 794 | Tier-1 | 2.2947 | 1.8515 | 4.1462 | 0 | 1224-789F | 1224 | Tier-1 | 794-15 | 2.2947 | 3.8229 | 0 | 1.8515 | 0 | 0
928-39 | 928 | Tier-1 | 0 | 0 | 0 | 0 | 1225-288 | 1225 | Tier-1 | 928-39 | 0 | 0 | 0 | 0 | 0 | 0
794-17 | 794 | Tier-1 | 0 | 0 | 0 | 0 | 1225-3 | 1225 | Tier-1 | 794-17 | 0 | 7.31 | 0 | 0 | 0 | 0
928-7 | 928 | Tier-2 | 0 | 0 | 0 | 0 | 123-429 | 123 | Tier-1 | 928-7 | 0 | 0 | 0 | 0 | 0 | 0
795-725AE | 795 | Tier-2 | 0 | 0 | 0 | 0 | 123-430 | 123 | Tier-1 | 795-725AE | 0 | 9.9062 | 0 | 0 | 0 | 0
795-816R | 795 | Tier-2 | 3.7816 | 2.6195 | 6.4011 | 2.6195 | 123-430F | 123 | Tier-1 | 795-816R | 3.7816 | 6.5994 | 0 | 2.6195 | 0 | 2.6195
795-817AE | 795 | Tier-2 | 0 | 0 | 0 | 0 | 123-446F | 123 | Tier-1 | 795-817AE | 0 | 0.83674 | 0 | 0 | 0 | 0
930-12 | 930 | Tier-1 | 0 | 0 | 0 | 0 | 123-447 | 123 | Tier-1 | 930-12 | 0 | 0 | 0 | 0 | 0 | 0
795-821F | 795 | Tier-1 | 1.5835 | 0.5689 | 2.1524 | 0 | 123-455F | 123 | Tier-1 | 795-821F | 1.5835 | 3.2659 | 0 | 0.5689 | 0 | 0
796-1396R | 796 | Tier-1 | 0 | 0 | 0 | 0 | 124-206R | 124 | Tier-1 | 796-1396R | 0 | 6.2716 | 0 | 0 | 0 | 0
796-45 | 796 | Tier-1 | 1.2795 | 0.0623 | 1.3418 | 0 | 124-218F | 124 | Tier-1 | 796-45 | 1.2795 | 13.3458 | 0 | 0.0623 | 0 | 0
930-14F | 930 | Tier-1 | 0 | 0 | 0 | 0 | 124-258R | 124 | Tier-1 | 930-14F | 0 | 0.15379 | 0 | 0 | 0 | 0
797-30F | 797 | Tier-1 | 0 | 0 | 0 | 0 | 124-503 | 124 | Tier-1 | 797-30F | 0 | 5.2275 | 0 | 0 | 0 | 0
797-32F | 797 | Tier-1 | 0 | 0 | 0 | 0 | 1242-1027F | 1242 | Tier-2 | 797-32F | 0 | 15.978 | 0 | 0 | 0 | 0
930-470 | 930 | Tier-1 | 0 | 0 | 0 | 0 | 1243-158F | 1243 | Tier-2 | 930-470 | 0 | 0.015152 | 0 | 0 | 0 | 0
931-1054 | 931 | Tier-1 | 0 | 0 | 0 | 0 | 1243-45R | 1243 | Tier-2 | 931-1054 | 0 | 0 | 0 | 0 | 0 | 0
797-40F | 797 | Tier-1 | 0 | 0 | 0 | 0 | 1244-31 | 1244 | Tier-2 | 797-40F | 0 | 0.45265 | 0 | 0 | 0 | 0
798-241 | 798 | Tier-1 | 0 | 0 | 0 | 0 | 1245-18AE | 1245 | Tier-2 | 798-241 | 0 | 6.1981 | 0 | 0 | 0 | 0
931-1055F | 931 | Tier-1 | 0 | 0 | 0 | 0 | 1250-27R | 1250 | Tier-2 | 931-1055F | 0 | 0.61686 | 0 | 0 | 0 | 0
798-243AE | 798 | Tier-1 | 0 | 0 | 0 | 0 | 1250-671R | 1250 | Tier-2 | 798-243AE | 0 | 6.5428 | 0 | 0 | 0 | 0
931-484 | 931 | Tier-1 | 0 | 0 | 0 | 0 | 1250-677R | 1250 | Tier-2 | 931-484 | 0 | 0 | 0 | 0 | 0 | 0
798-257F | 798 | Tier-1 | 0 | 0 | 0 | 0 | 1250-8R | 1250 | Tier-2 | 798-257F | 0 | 2.7519 | 0 | 0 | 0 | 0
798-258F | 798 | Tier-1 | 0 | 0 | 0 | 0 | 1258-6F | 1258 | Tier-2 | 798-258F | 0 | 6.4258 | 0 | 0 | 0 | 0
799-504R | 799 | Tier-2 | 1.1309 | 0.2072 | 1.3381 | 0.69072 | 1259-1 | 1259 | Tier-2 | 799-504R | 1.1309 | 8.9415 | 0 | 0.2072 | 0.48352 | 0.2072
932-16 | 932 | Tier-1 | 0 | 0 | 0 | 0 | 1259-3F | 1259 | Tier-2 | 932-16 | 0 | 0 | 0 | 0 | 0 | 0
932-458 | 932 | Tier-1 | 0 | 0 | 0 | 0 | 126-5 | 126 | Tier-1 | 932-458 | 0 | 0 | 0 | 0 | 0 | 0
80-564 | 80 | Tier-1 | 5.2657 | 4.4496 | 9.7153 | 0 | 1260-18 | 1260 | Tier-1 | 80-564 | 5.2657 | 1.1845 | 0 | 4.4496 | 0 | 0
933-452 | 933 | Tier-1 | 0 | 0 | 0 | 0 | 1260-217F | 1260 | Tier-1 | 933-452 | 0 | 0 | 0 | 0 | 0 | 0
80-568F | 80 | Tier-1 | 4.265 | 5.5438 | 9.8088 | 0 | 1260-218F | 1260 | Tier-1 | 80-568F | 4.265 | 10.8165 | 0 | 5.5438 | 0 | 0
80-575R | 80 | Tier-1 | 0.63333 | 1.1203 | 1.7536 | 0 | 127-41 | 127 | Tier-1 | 80-575R | 0.63333 | 3.3597 | 0 | 1.1203 | 0 | 0
81-177AE | 81 | Tier-1 | 0.10246 | 0.0121 | 0.11456 | 0 | 1284-408F | 1284 | Tier-1 | 81-177AE | 0.10246 | 0.56231 | 0 | 0.0121 | 0 | 0
933-471 | 933 | Tier-1 | 0 | 0 | 0 | 0 | 1286-26 | 1286 | Tier-1 | 933-471 | 0 | 0 | 0 | 0 | 0 | 0
934-749 | 934 | Tier-1 | 0 | 0 | 0 | 0 | 1286-348F | 1286 | Tier-1 | 934-749 | 0 | 0 | 0 | 0 | 0 | 0
81-194AE | 81 | Tier-1 | 0 | 0 | 0 | 0 | 1286-349 | 1286 | Tier-1 | 81-194AE | 0 | 2.7598 | 0 | 0 | 0 | 0
935-462 | 935 | Tier-1 | 0 | 0 | 0 | 0 | 1286-359F | 1286 | Tier-1 | 935-462 | 0 | 0 | 0 | 0 | 0 | 0
83-622F | 83 | Tier-1 | 1.4354 | 1.6589 | 3.0943 | 0 | 1299-2F | 1299 | Tier-1 | 83-622F | 1.4354 | 4.0894 | 0 | 1.6589 | 0 | 0
936-187 | 936 | Tier-1 | 0 | 0 | 0 | 0 | 131-181 | 131 | Tier-1 | 936-187 | 0 | 0.18182 | 0 | 0 | 0 | 0
83-624F | 83 | Tier-1 | 0 | 0 | 0 | 0 | 131-231 | 131 | Tier-1 | 83-624F | 0 | 8.0161 | 0 | 0 | 0 | 0
936-451F | 936 | Tier-1 | 0 | 0 | 0 | 0 | 132-157 | 132 | Tier-1 | 936-451F | 0 | 0.038826 | 0 | 0 | 0 | 0
830-621F | 830 | Tier-1 | 0 | 0 | 0 | 0 | 132-290F | 132 | Tier-1 | 830-621F | 0 | 3.9919 | 0 | 0 | 0 | 0
830-623F | 830 | Tier-1 | 0 | 0 | 0 | 0 | 132-291F | 132 | Tier-1 | 830-623F | 0 | 3.915 | 0 | 0 | 0 | 0
936-452 | 936 | Tier-1 | 0 | 0 | 0 | 0 | 134-264 | 134 | Tier-1 | 936-452 | 0 | 0 | 0 | 0 | 0 | 0
831-1750F | 831 | Tier-2 | 0 | 0 | 0 | 0 | 135-270F | 135 | Tier-1 | 831-1750F | 0 | 16.0477 | 0 | 0 | 0 | 0
831-63 | 831 | Tier-2 | 0 | 0 | 0 | 0 | 135-272 | 135 | Tier-1 | 831-63 | 0 | 1.9854 | 0 | 0 | 0 | 0
937-11 | 937 | Tier-1 | 0 | 0 | 0 | 0 | 135-273F | 135 | Tier-1 | 937-11 | 0 | 0 | 0 | 0 | 0 | 0
831-66 | 831 | Tier-1 | 0 | 0 | 0 | 0 | 135-275F | 135 | Tier-1 | 831-66 | 0 | 1.4873 | 0 | 0 | 0 | 0
937-12AE | 937 | Tier-1 | 0 | 0 | 0 | 0 | 138-33 | 138 | Tier-1 | 937-12AE | 0 | 0.28958 | 0 | 0 | 0 | 0
832-1059F | 832 | Tier-1 | 0 | 0 | 0 | 0 | 138-359 | 138 | Tier-1 | 832-1059F | 0 | 0.58864 | 0 | 0 | 0 | 0
937-13AE | 937 | Tier-1 | 0 | 0 | 0 | 0 | 138-366 | 138 | Tier-1 | 937-13AE | 0 | 0.25909 | 0 | 0 | 0 | 0
832-1061F | 832 | Tier-1 | 0 | 0 | 0 | 0 | 139-244 | 139 | Tier-1 | 832-1061F | 0 | 0.21439 | 0 | 0 | 0 | 0
832-55 | 832 | Tier-1 | 0 | 0 | 0 | 0 | 139-48 | 139 | Tier-1 | 832-55 | 0 | 26.6458 | 0 | 0 | 0 | 0
832-56 | 832 | Tier-1 | 0 | 0 | 0 | 0 | 1406-18 | 1406 | Tier-1 | 832-56 | 0 | 1.814 | 0 | 0 | 0 | 0
937-2572 | 937 | Tier-1 | 0 | 0 | 0 | 0 | 1407-9 | 1407 | Tier-1 | 937-2572 | 0 | 0.85436 | 0 | 0 | 0 | 0
937-2573 | 937 | Tier-1 | 0 | 0 | 0 | 0 | 1408-2 | 1408 | Tier-1 | 937-2573 | 0 | 0 | 0 | 0 | 0 | 0
832-993F | 832 | Tier-1 | 0 | 0 | 0 | 0 | 1408-6 | 1408 | Tier-1 | 832-993F | 0 | 3.367 | 0 | 0 | 0 | 0
94-20 | 94 | Tier-1 | 0 | 0 | 0 | 0 | 141-195F | 141 | Tier-1 | 94-20 | 0 | 0 | 0 | 0 | 0 | 0
834-423F | 834 | Tier-1 | 0 | 0 | 0 | 0 | 141-196 | 141 | Tier-1 | 834-423F | 0 | 0.40511 | 0 | 0 | 0 | 0
834-424F | 834 | Tier-1 | 0 | 0 | 0 | 0 | 142-33 | 142 | Tier-1 | 834-424F | 0 | 0.40814 | 0 | 0 | 0 | 0
834-430F | 834 | Tier-1 | 0 | 0 | 0 | 0 | 1420-6 | 1420 | Tier-1 | 834-430F | 0 | 2.014 | 0 | 0 | 0 | 0
940-590 | 940 | Tier-1 | 0 | 0 | 0 | 0 | 143-33 | 143 | Tier-1 | 940-590 | 0 | 0 | 0 | 0 | 0 | 0
834-885 | 834 | Tier-1 | 0 | 0 | 0 | 0 | 143-35 | 143 | Tier-1 | 834-885 | 0 | 0.67064 | 0 | 0 | 0 | 0
834-887AE | 834 | Tier-2 | 1.1492 | 0.2229 | 1.3721 | 0.2229 | 1434-2 | 1434 | Tier-1 | 834-887AE | 1.1492 | 5.0172 | 0 | 0.2229 | 0 | 0.2229
835-1073 | 835 | Tier-2 | 0 | 0 | 0 | 0 | 1434-8 | 1434 | Tier-1 | 835-1073 | 0 | 3.7208 | 0 | 0 | 0 | 0
835-10F | 835 | Tier-2 | 0.2072 | 0.1581 | 0.3653 | 0.3653 | 1435-1074 | 1435 | Tier-1 | 835-10F | 0.2072 | 2.5017 | 0 | 0.1581 | 0.2072 | 0.1581
835-11F | 835 | Tier-2 | 1.0576 | 0 | 1.0576 | 1.0576 | 1435-1075F | 1435 | Tier-1 | 835-11F | 1.0576 | 15.3557 | 0 | 0 | 1.0576 | 0
940-746 | 940 | Tier-1 | 0 | 0 | 0 | 0 | 1435-49F | 1435 | Tier-1 | 940-746 | 0 | 0 | 0 | 0 | 0 | 0
835-35F | 835 | Tier-2 | 0.074242 | 0 | 0.074242 | 0.074242 | 1437-3F | 1437 | Tier-1 | 835-35F | 0.074242 | 15.228 | 0 | 0 | 0.074242 | 0
836-231AE | 836 | Tier-1 | 0 | 0 | 0 | 0 | 1438-332F | 1438 | Tier-1 | 836-231AE | 0 | 2.0032 | 0 | 0 | 0 | 0
836-232 | 836 | Tier-1 | 0 | 0 | 0 | 0 | 1439-18F | 1439 | Tier-1 | 836-232 | 0 | 4.2059 | 0 | 0 | 0 | 0
941-31 | 941 | Tier-1 | 0 | 0 | 0 | 0 | 1439-30 | 1439 | Tier-1 | 941-31 | 0 | 0 | 0 | 0 | 0 | 0
836-7AE | 836 | Tier-1 | 0 | 0 | 0 | 0 | 144-443F | 144 | Tier-1 | 836-7AE | 0 | 6.5884 | 0 | 0 | 0 | 0
836-8AE | 836 | Tier-1 | 0 | 0 | 0 | 0 | 144-445F | 144 | Tier-1 | 836-8AE | 0 | 2.9131 | 0 | 0 | 0 | 0
84-28 | 84 | Tier-1 | 0 | 0 | 0 | 0 | 1445-4F | 1445 | Tier-1 | 84-28 | 0 | 0.043182 | 0 | 0 | 0 | 0
84-29AE | 84 | Tier-1 | 0 | 0 | 0 | 0 | 1446-11 | 1446 | Tier-1 | 84-29AE | 0 | 0.071212 | 0 | 0 | 0 | 0
942-45 | 942 | Tier-1 | 0 | 0 | 0 | 0 | 1447-311F | 1447 | Tier-1 | 942-45 | 0 | 0 | 0 | 0 | 0 | 0
840-304F | 840 | Tier-2 | 0 | 0 | 0 | 0 | 1447-328 | 1447 | Tier-1 | 840-304F | 0 | 2.7034 | 0 | 0 | 0 | 0
840-305F | 840 | Tier-2 | 0 | 0 | 0 | 0 | 1448-335F | 1448 | Tier-1 | 840-305F | 0 | 0.99735 | 0 | 0 | 0 | 0
942-468 | 942 | Tier-1 | 0 | 0 | 0 | 0 | 1448-336 | 1448 | Tier-1 | 942-468 | 0 | 0 | 0 | 0 | 0 | 0
840-308F | 840 | Tier-2 | 1.0854 | 0 | 1.0854 | 1.0854 | 1448-338F | 1448 | Tier-1 | 840-308F | 1.0854 | 0.079167 | 0 | 0 | 1.0854 | 0
942-47 | 942 | Tier-1 | 0 | 0 | 0 | 0 | 145-627 | 145 | Tier-1 | 942-47 | 0 | 0 | 0 | 0 | 0 | 0
840-311 | 840 | Tier-2 | 0 | 0 | 0 | 0 | 145-628F | 145 | Tier-1 | 840-311 | 0 | 4.7072 | 0 | 0 | 0 | 0
840-374 | 840 | Tier-2 | 1.2013 | 0.1102 | 1.3115 | 1.3115 | 1450-1 | 1450 | Tier-1 | 840-374 | 1.2013 | 0.056818 | 0 | 0.1102 | 1.2013 | 0.1102
840-56AE | 840 | Tier-2 | 0 | 0 | 0 | 0 | 1450-20F | 1450 | Tier-2 | 840-56AE | 0 | 6.5754 | 0 | 0 | 0 | 0
942-472 | 942 | Tier-1 | 0 | 0 | 0 | 0 | 1450-309 | 1450 | Tier-2 | 942-472 | 0 | 0 | 0 | 0 | 0 | 0
942-474F | 942 | Tier-1 | 0 | 0 | 0 | 0 | 1450-310F | 1450 | Tier-2 | 942-474F | 0 | 0.10076 | 0 | 0 | 0 | 0
942-476 | 942 | Tier-1 | 0 | 0 | 0 | 0 | 1458-1057F | 1458 | Tier-3 | 942-476 | 0 | 0 | 0 | 0 | 0 | 0
841-308F | 841 | Tier-2 | 0 | 0 | 0 | 0 | 1458-1115F | 1458 | Tier-2 | 841-308F | 0 | 4.0212 | 0 | 0 | 0 | 0
942-478 | 942 | Tier-1 | 0 | 0 | 0 | 0 | 1458-1116 | 1458 | Tier-2 | 942-478 | 0 | 0.070076 | 0 | 0 | 0 | 0
843-27F | 843 | Tier-2 | 0 | 0 | 0 | 0 | 1458-1117F | 1458 | Tier-2 | 843-27F | 0 | 1.9519 | 0 | 0 | 0 | 0
843-28F | 843 | Tier-1 | 0 | 0 | 0 | 0 | 1458-8 | 1458 | Tier-3 | 843-28F | 0 | 3.857 | 0 | 0 | 0 | 0
942-479 | 942 | Tier-1 | 0 | 0 | 0 | 0 | 146-564AE | 146 | Tier-1 | 942-479 | 0 | 0 | 0 | 0 | 0 | 0
942-480F | 942 | Tier-1 | 0 | 0 | 0 | 0 | 146-565 | 146 | Tier-1 | 942-480F | 0 | 0.29186 | 0 | 0 | 0 | 0
942-941 | 942 | Tier-1 | 0 | 0 | 0 | 0 | 147-801F | 147 | Tier-1 | 942-941 | 0 | 0 | 0 | 0 | 0 | 0
943-229 | 943 | Tier-1 | 0 | 0 | 0 | 0 | 147-810 | 147 | Tier-1 | 943-229 | 0 | 0 | 0 | 0 | 0 | 0
843-34F | 843 | Tier-1 | 0 | 0 | 0 | 0 | 147-811F | 147 | Tier-1 | 843-34F | 0 | 1.0549 | 0 | 0 | 0 | 0
944-299 | 944 | Tier-1 | 0 | 0 | 0 | 0 | 1481-5AE | 1481 | Tier-1 | 944-299 | 0 | 0 | 0 | 0 | 0 | 0
945-18 | 945 | Tier-1 | 0 | 0 | 0 | 0 | 1481-7 | 1481 | Tier-1 | 945-18 | 0 | 0 | 0 | 0 | 0 | 0
843-394F | 843 | Tier-1 | 0 | 0 | 0 | 0 | 1482-27 | 1482 | Tier-1 | 843-394F | 0 | 2.0767 | 0 | 0 | 0 | 0
843-395F | 843 | Tier-1 | 0 | 0 | 0 | 0 | 1482-28 | 1482 | Tier-1 | 843-395F | 0 | 0.50701 | 0 | 0 | 0 | 0
946-26 | 946 | Tier-1 | 0 | 0 | 0 | 0 | 1483-11 | 1483 | Tier-1 | 946-26 | 0 | 0 | 0 | 0 | 0 | 0
843-39F | 843 | Tier-1 | 0 | 0 | 0 | 0 | 1483-15F | 1483 | Tier-1 | 843-39F | 0 | 0.10341 | 0 | 0 | 0 | 0
843-41F | 843 | Tier-2 | 0 | 0 | 0 | 0 | 1483-307F | 1483 | Tier-1 | 843-41F | 0 | 2.6502 | 0 | 0 | 0 | 0
95-1351 | 95 | Tier-1 | 0 | 0 | 0 | 0 | 1483-40 | 1483 | Tier-1 | 95-1351 | 0 | 0 | 0 | 0 | 0 | 0
95-1352F | 95 | Tier-1 | 0.00625 | 0 | 0.00625 | 0 | 149-154R | 149 | Tier-1 | 95-1352F | 0.00625 | 0.013447 | 0 | 0 | 0 | 0
846-31F | 846 | Tier-1 | 0 | 0 | 0 | 0 | 151-1043F | 151 | Tier-1 | 846-31F | 0 | 0.50852 | 0 | 0 | 0 | 0
846-32F | 846 | Tier-1 | 0 | 0 | 0 | 0 | 152-512AE | 152 | Tier-1 | 846-32F | 0 | 0.84394 | 0 | 0 | 0 | 0
95-1353F | 95 | Tier-1 | 0.0064394 | 0 | 0.0064394 | 0 | 153-1119R | 153 | Tier-1 | 95-1353F | 0.0064394 | 0.016288 | 0 | 0 | 0 | 0
847-2AE | 847 | Tier-1 | 0 | 0 | 0 | 0 | 154-897F | 154 | Tier-1 | 847-2AE | 0 | 1.6955 | 0 | 0 | 0 | 0
95-33 | 95 | Tier-1 | 0 | 0 | 0 | 0 | 157-189R | 157 | Tier-3 | 95-33 | 0 | 0 | 0 | 0 | 0 | 0
847-78F | 847 | Tier-1 | 0 | 0 | 0 | 0 | 157-207R | 157 | Tier-3 | 847-78F | 0 | 0.81023 | 0 | 0 | 0 | 0
95-37F | 95 | Tier-1 | 0.035038 | 0.0538 | 0.088838 | 0 | 159-36 | 159 | Tier-1 | 95-37F | 0.035038 | 0.20625 | 0 | 0.0538 | 0 | 0
85-498F | 85 | Tier-1 | 0.73731 | 0.0314 | 0.76871 | 0 | 159-37F | 159 | Tier-1 | 85-498F | 0.73731 | 0.55133 | 0 | 0.0314 | 0 | 0
950-275 | 950 | Tier-1 | 0 | 0 | 0 | 0 | 160-20R | 160 | Tier-1 | 950-275 | 0 | 0 | 0 | 0 | 0 | 0
85-500F | 85 | Tier-1 | 1.5788 | 1.8205 | 3.3993 | 0 | 161-617 | 161 | Tier-1 | 85-500F | 1.5788 | 7.3898 | 0 | 1.8205 | 0 | 0
951-391 | 951 | Tier-1 | 0 | 0 | 0 | 0 | 161-975F | 161 | Tier-1 | 951-391 | 0 | 0 | 0 | 0 | 0 | 0
951-392F | 951 | Tier-1 | 0 | 0 | 0 | 0 | 161-988 | 161 | Tier-1 | 951-392F | 0 | 0.23352 | 0 | 0 | 0 | 0
951-794 | 951 | Tier-1 | 0 | 0 | 0 | 0 | 163-29R | 163 | Tier-1 | 951-794 | 0 | 0 | 0 | 0 | 0 | 0
951-795F | 951 | Tier-1 | 0 | 0 | 0 | 0 | 165-49 | 165 | Tier-1 | 951-795F | 0 | 0.99602 | 0 | 0 | 0 | 0
951-796F | 951 | Tier-1 | 0 | 0 | 0 | 0 | 165-620F | 165 | Tier-1 | 951-796F | 0 | 0.076136 | 0 | 0 | 0 | 0
851-38F | 851 | Tier-1 | 0 | 0 | 0 | 0 | 166-462F | 166 | Tier-1 | 851-38F | 0 | 12.7415 | 0 | 0 | 0 | 0
851-40F | 851 | Tier-1 | 0 | 0 | 0 | 0 | 166-983F | 166 | Tier-1 | 851-40F | 0 | 1.3241 | 0 | 0 | 0 | 0
951-797F | 951 | Tier-1 | 0 | 0 | 0 | 0 | 166-984F | 166 | Tier-1 | 951-797F | 0 | 0.24735 | 0 | 0 | 0 | 0
852-50F | 852 | Tier-1 | 0 | 0 | 0 | 0 | 168-704F | 168 | Tier-1 | 852-50F | 0 | 13.2538 | 6.2953 | 0 | 0 | 0
952-1438 | 952 | Tier-1 | 0 | 0 | 0 | 0 | 170-42 | 170 | Tier-1 | 952-1438 | 0 | 0 | 0 | 0 | 0 | 0
952-776 | 952 | Tier-2 | 0 | 0 | 0 | 0 | 170-465F | 170 | Tier-1 | 952-776 | 0 | 0 | 0 | 0 | 0 | 0
853-546F | 853 | Tier-1 | 0 | 0 | 0 | 0 | 170-48 | 170 | Tier-1 | 853-546F | 0 | 4.8886 | 0 | 0 | 0 | 0
952-926 | 952 | Tier-1 | 0 | 0 | 0 | 0 | 171-566 | 171 | Tier-1 | 952-926 | 0 | 0 | 0 | 0 | 0 | 0
854-607F | 854 | Tier-1 | 0.039394 | 0 | 0.039394 | 0 | 171-567 | 171 | Tier-1 | 854-607F | 0.039394 | 3.9451 | 0 | 0 | 0 | 0
952-938 | 952 | Tier-2 | 0 | 0 | 0 | 0 | 171-664 | 171 | Tier-1 | 952-938 | 0 | 0 | 0 | 0 | 0 | 0
953-208 | 953 | Tier-1 | 0 | 0 | 0 | 0 | 171-6R | 171 | Tier-1 | 953-208 | 0 | 0 | 0 | 0 | 0 | 0
854-806 | 854 | Tier-1 | 0 | 0 | 0 | 0 | 171-704R | 171 | Tier-1 | 854-806 | 0 | 12.3301 | 0 | 0 | 0 | 0
953-525 | 953 | Tier-1 | 0 | 0 | 0 | 0 | 176-1834R | 176 | Tier-3 | 953-525 | 0 | 0 | 0 | 0 | 0 | 0
953-527F | 953 | Tier-1 | 0 | 0 | 0 | 0 | 176-197F | 176 | Tier-3 | 953-527F | 0 | 0.0056818 | 0 | 0 | 0 | 0
854-809F | 854 | Tier-1 | 0 | 0 | 0 | 0 | 176-200F | 176 | Tier-3 | 854-809F | 0 | 1.5403 | 0 | 0 | 0 | 0
854-811F | 854 | Tier-1 | 0 | 0 | 0 | 0 | 177-941AE | 177 | Tier-1 | 854-811F | 0 | 4.9235 | 0 | 0 | 0 | 0
854-812F | 854 | Tier-1 | 0 | 0 | 0 | 0 | 178-46 | 178 | Tier-1 | 854-812F | 0 | 2.5792 | 0 | 0 | 0 | 0
953-528F | 953 | Tier-1 | 0 | 0 | 0 | 0 | 178-983AE | 178 | Tier-1 | 953-528F | 0 | 0.010417 | 0 | 0 | 0 | 0
953-529F | 953 | Tier-1 | 0 | 0 | 0 | 0 | 179-10 | 179 | Tier-1 | 953-529F | 0 | 0.013258 | 0 | 0 | 0 | 0
855-45 | 855 | Tier-1 | 0.085227 | 0.0852 | 0.17043 | 0 | 179-9F | 179 | Tier-1 | 855-45 | 0.085227 | 7.3341 | 3.6129 | 0.0852 | 0 | 0
855-46AE | 855 | Tier-2 | 0.25303 | 0 | 0.25303 | 0.25303 | 180-1156 | 180 | Tier-1 | 855-46AE | 0.25303 | 13.3879 | 6.1826 | 0 | 0.25303 | 0
856-1141R | 856 | Tier-1 | 2.007 | 1.282 | 3.289 | 0 | 181-1771 | 181 | Tier-1 | 856-1141R | 2.007 | 9.0725 | 0 | 1.282 | 0 | 0
857-302F | 857 | Tier-1 | 0 | 0 | 0 | 0 | 181-1773 | 181 | Tier-1 | 857-302F | 0 | 0.34242 | 0 | 0 | 0 | 0
954-100 | 954 | Tier-1 | 0 | 0 | 0 | 0 | 181-49 | 181 | Tier-1 | 954-100 | 0 | 0 | 0 | 0 | 0 | 0
954-101 | 954 | Tier-1 | 0 | 0 | 0 | 0 | 182-2239 | 182 | Tier-1 | 954-101 | 0 | 0.022348 | 0 | 0 | 0 | 0
954-103F | 954 | Tier-1 | 0 | 0 | 0 | 0 | 182-2244 | 182 | Tier-2 | 954-103F | 0 | 0.18655 | 0 | 0 | 0 | 0
954-205AE | 954 | Tier-2 | 0 | 0 | 0 | 0 | 183-438 | 183 | Tier-2 | 954-205AE | 0 | 1.2561 | 0 | 0 | 0 | 0
954-421F | 954 | Tier-2 | 0 | 0 | 0 | 0 | 183-439 | 183 | Tier-2 | 954-421F | 0 | 0.073864 | 0 | 0 | 0 | 0
954-422F | 954 | Tier-2 | 0 | 0 | 0 | 0 | 185-52F | 185 | Tier-1 | 954-422F | 0 | 0.074432 | 0 | 0 | 0 | 0
857-60 | 857 | Tier-1 | 0.64337 | 0.3498 | 0.99317 | 0 | 187-39F | 187 | Tier-1 | 857-60 | 0.64337 | 6.1341 | 0 | 0.3498 | 0 | 0
858-14 | 858 | Tier-2 | 1.9259 | 1.3439 | 3.2698 | 1.3439 | 188-12F | 188 | Tier-1 | 858-14 | 1.9259 | 23.8299 | 0 | 1.3439 | 0 | 1.3439
954-424 | 954 | Tier-2 | 0 | 0 | 0 | 0 | 189-645 | 189 | Tier-1 | 954-424 | 0 | 0 | 0 | 0 | 0 | 0
954-425 | 954 | Tier-1 | 0 | 0 | 0 | 0 | 189-750 | 189 | Tier-2 | 954-425 | 0 | 0 | 0 | 0 | 0 | 0
954-427 | 954 | Tier-1 | 0 | 0 | 0 | 0 | 190-1123 | 190 | Tier-1 | 954-427 | 0 | 0.0047348 | 0 | 0 | 0 | 0
859-1064 | 859 | Tier-1 | 2.3294 | 1.8884 | 4.2178 | 0 | 196-37 | 196 | Tier-1 | 859-1064 | 2.3294 | 6.8307 | 0 | 1.8884 | 0 | 0
859-13F | 859 | Tier-1 | 7.7333 | 2.9833 | 10.7166 | 0 | 196-915AE | 196 | Tier-1 | 859-13F | 7.7333 | 7.779 | 0 | 2.9833 | 0 | 0
955-12 | 955 | Tier-1 | 0 | 0 | 0 | 0 | 199-39AE | 199 | Tier-1 | 955-12 | 0 | 0 | 0 | 0 | 0 | 0
955-2 | 955 | Tier-1 | 0 | 0 | 0 | 0 | 205-1551 | 205 | Tier-1 | 955-2 | 0 | 0 | 0 | 0 | 0 | 0
955-3 | 955 | Tier-1 | 0 | 0 | 0 | 0 | 206-974 | 206 | Tier-1 | 955-3 | 0 | 0.13106 | 0 | 0 | 0 | 0
859-42R | 859 | Tier-2 | 13.8547 | 3.96 | 17.8147 | 11.0409 | 207-101R | 207 | Tier-1 | 859-42R | 13.8547 | 12.7456 | 0 | 3.96 | 7.0809 | 3.96
956-395 | 956 | Tier-1 | 0 | 0 | 0 | 0 | 210-392R | 210 | Tier-2 | 956-395 | 0 | 0 | 0 | 0 | 0 | 0
956-401 | 956 | Tier-1 | 0 | 0 | 0 | 0 | 212-739R | 212 | Tier-3 | 956-401 | 0 | 0.25758 | 0 | 0 | 0 | 0
86-1057F | 86 | Tier-1 | 0 | 0 | 0 | 0 | 212-799R | 212 | Tier-2 | 86-1057F | 0 | 0.7786 | 0 | 0 | 0 | 0
86-1058F | 86 | Tier-1 | 0.25871 | 0.0894 | 0.34811 | 0 | 212-880R | 212 | Tier-2 | 86-1058F | 0.25871 | 2.1629 | 0 | 0.0894 | 0 | 0
957-189 | 957 | Tier-1 | 0 | 0 | 0 | 0 | 212-888R | 212 | Tier-2 | 957-189 | 0 | 0.22348 | 0 | 0 | 0 | 0
86-552F | 86 | Tier-1 | 11.1994 | 8.818 | 20.0174 | 0 | 213-262F | 213 | Tier-1 | 86-552F | 11.1994 | 5.1254 | 0 | 8.818 | 0 | 0
86-553F | 86 | Tier-1 | 0 | 0.0223 | 0.0223 | 0 | 213-263F | 213 | Tier-1 | 86-553F | 0 | 1.4415 | 0 | 0.0223 | 0 | 0
957-491 | 957 | Tier-1 | 0 | 0 | 0 | 0 | 214-1135R | 214 | Tier-3 | 957-491 | 0 | 0 | 0 | 0 | 0 | 0
958-17 | 958 | Tier-1 | 0 | 0 | 0 | 0 | 215-1544R | 215 | Tier-2 | 958-17 | 0 | 0 | 0 | 0 | 0 | 0
958-19F | 958 | Tier-1 | 0 | 0 | 0 | 0 | 216-1893F | 216 | Tier-3 | 958-19F | 0 | 0.92689 | 0 | 0 | 0 | 0
958-20F | 958 | Tier-1 | 0 | 0 | 0 | 0 | 216-1894 | 216 | Tier-3 | 958-20F | 0 | 0.12689 | 0 | 0 | 0 | 0
87-23 | 87 | Tier-1 | 0 | 0 | 0 | 0 | 217-972R | 217 | Tier-2 | 87-23 | 0 | 0.40739 | 0 | 0 | 0 | 0
958-21 | 958 | Tier-1 | 0 | 0 | 0 | 0 | 221-1230F | 221 | Tier-3 | 958-21 | 0 | 0 | 0 | 0 | 0 | 0
958-22F | 958 | Tier-1 | 0 | 0 | 0 | 0 | 221-1235F | 221 | Tier-3 | 958-22F | 0 | 0.24867 | 0 | 0 | 0 | 0
959-10 | 959 | Tier-2 | 0 | 0 | 0 | 0 | 221-1251R | 221 | Tier-1 | 959-10 | 0 | 0 | 0 | 0 | 0 | 0
87-278F | 87 | Tier-1 | 0 | 0 | 0 | 0 | 221-23R | 221 | Tier-3 | 87-278F | 0 | 0.098864 | 0 | 0 | 0 | 0
87-41AE | 87 | Tier-1 | 0.2464 | 0 | 0.2464 | 0 | 221-35 | 221 | Tier-2 | 87-41AE | 0.2464 | 0.67064 | 0 | 0 | 0 | 0
959-12F | 959 | Tier-2 | 0 | 0 | 0 | 0 | 221-6R | 221 | Tier-2 | 959-12F | 0 | 0.0051136 | 0 | 0 | 0 | 0
88-26F | 88 | Tier-1 | 0 | 0 | 0 | 0 | 221-782R | 221 | Tier-3 | 88-26F | 0 | 1.7333 | 0 | 0 | 0 | 0
88-27F | 88 | Tier-1 | 0.14678 | 0 | 0.14678 | 0 | 221-823 | 221 | Tier-3 | 88-27F | 0.14678 | 1.8184 | 0 | 0 | 0 | 0
959-21 | 959 | Tier-1 | 0 | 0 | 0 | 0 | 221-824 | 221 | Tier-3 | 959-21 | 0 | 0.32955 | 0 | 0 | 0 | 0
96-1039 | 96 | Tier-1 | 0 | 0 | 0 | 0 | 222-2085 | 222 | Tier-3 | 96-1039 | 0 | 0 | 0 | 0 | 0 | 0
96-14 | 96 | Tier-1 | 0 | 0 | 0 | 0 | 223-47AE | 223 | Tier-2 | 96-14 | 0 | 1.0144 | 0 | 0 | 0 | 0
960-12 | 960 | Tier-2 | 0 | 0 | 0 | 0 | 224-252F | 224 | Tier-2 | 960-12 | 0 | 0 | 0 | 0 | 0 | 0
961-242 | 961 | Tier-1 | 0 | 0 | 0 | 0 | 224-540F | 224 | Tier-1 | 961-242 | 0 | 0 | 0 | 0 | 0 | 0
961-244 | 961 | Tier-1 | 0 | 0 | 0 | 0 | 226-151 | 226 | Tier-1 | 961-244 | 0 | 0.0056818 | 0 | 0 | 0 | 0
961-245 | 961 | Tier-1 | 0 | 0 | 0 | 0 | 226-44 | 226 | Tier-1 | 961-245 | 0 | 0.0085227 | 0 | 0 | 0 | 0
961-246 | 961 | Tier-1 | 0 | 0 | 0 | 0 | 226-46 | 226 | Tier-1 | 961-246 | 0 | 0.011364 | 0 | 0 | 0 | 0
961-71F | 961 | Tier-1 | 0 | 0 | 0 | 0 | 227-13 | 227 | Tier-1 | 961-71F | 0 | 0.74735 | 0 | 0 | 0 | 0
961-73 | 961 | Tier-1 | 0 | 0 | 0 | 0 | 227-15F | 227 | Tier-1 | 961-73 | 0 | 0 | 0 | 0 | 0 | 0
962-106F | 962 | Tier-1 | 0 | 0 | 0 | 0 | 228-11F | 228 | Tier-1 | 962-106F | 0 | 0.56667 | 0 | 0 | 0 | 0
962-107 | 962 | Tier-1 | 0 | 0 | 0 | 0 | 228-41AE | 228 | Tier-1 | 962-107 | 0 | 0 | 0 | 0 | 0 | 0
962-108F | 962 | Tier-1 | 0 | 0 | 0 | 0 | 229-450AE | 229 | Tier-1 | 962-108F | 0 | 0.10227 | 0 | 0 | 0 | 0
962-109 | 962 | Tier-2 | 0 | 0 | 0 | 0 | 229-504AE | 229 | Tier-1 | 962-109 | 0 | 0 | 0 | 0 | 0 | 0
962-253 | 962 | Tier-2 | 0 | 0 | 0 | 0 | 23-211 | 23 | Tier-1 | 962-253 | 0 | 0.22348 | 0 | 0 | 0 | 0
89-289 | 89 | Tier-1 | 0 | 0 | 0 | 0 | 230-1008R | 230 | Tier-2 | 89-289 | 0 | 0.1572 | 0 | 0 | 0 | 0
962-254 | 962 | Tier-2 | 0 | 0 | 0 | 0 | 230-1586R | 230 | Tier-2 | 962-254 | 0 | 0.014205 | 0 | 0 | 0 | 0
962-276 | 962 | Tier-1 | 0 | 0 | 0 | 0 | 230-1606R | 230 | Tier-2 | 962-276 | 0 | 0 | 0 | 0 | 0 | 0
962-278 | 962 | Tier-1 | 0 | 0 | 0 | 0 | 230-2060R | 230 | Tier-2 | 962-278 | 0 | 0.0056818 | 0 | 0 | 0 | 0
89-658F | 89 | Tier-1 | 0 | 0 | 0 | 0 | 235-899R | 235 | Tier-2 | 89-658F | 0 | 3.5286 | 0 | 0 | 0 | 0
90-24 | 90 | Tier-1 | 0.34678 | 0.2561 | 0.60288 | 0 | 237-1765R | 237 | Tier-3 | 90-24 | 0.34678 | 1.2121 | 0 | 0.2561 | 0 | 0
90-32 | 90 | Tier-1 | 1.9663 | 1.1659 | 3.1322 | 0 | 237-17R | 237 | Tier-2 | 90-32 | 1.9663 | 1.1492 | 0 | 1.1659 | 0 | 0
90-44AE | 90 | Tier-1 | 1.7723 | 1.8106 | 3.5829 | 0 | 239-2207R | 239 | Tier-3 | 90-44AE | 1.7723 | 0.8483 | 0 | 1.8106 | 0 | 0
962-279 | 962 | Tier-1 | 0 | 0 | 0 | 0 | 240-2004R | 240 | Tier-3 | 962-279 | 0 | 0.016098 | 0 | 0 | 0 | 0
90-49 | 90 | Tier-1 | 0.24659 | 0.1415 | 0.38809 | 0 | 240-2006R | 240 | Tier-3 | 90-49 | 0.24659 | 0.66212 | 0 | 0.1415 | 0 | 0
90-50F | 90 | Tier-1 | 0.39678 | 0.5439 | 0.94068 | 0 | 241-565 | 241 | Tier-1 | 90-50F | 0.39678 | 0.12481 | 0 | 0.5439 | 0 | 0
962-280 | 962 | Tier-1 | 0 | 0 | 0 | 0 | 241-820AE | 241 | Tier-1 | 962-280 | 0 | 0.017045 | 0 | 0 | 0 | 0
962-41 | 962 | Tier-2 | 0 | 0 | 0 | 0 | 243-20R | 243 | Tier-1 | 962-41 | 0 | 0.0056818 | 0 | 0 | 0 | 0
900-1118F | 900 | Tier-1 | 0.2036 | 0.2066 | 0.4102 | 0 | 244-30F | 244 | Tier-1 | 900-1118F | 0.2036 | 0.51894 | 0 | 0.2066 | 0 | 0
900-1119F | 900 | Tier-1 | 0.064205 | 0 | 0.064205 | 0 | 244-32F | 244 | Tier-1 | 900-1119F | 0.064205 | 7.0684 | 0 | 0 | 0 | 0
900-1163F | 900 | Tier-1 | 0.24072 | 0 | 0.24072 | 0 | 244-33F | 244 | Tier-1 | 900-1163F | 0.24072 | 9.3233 | 0 | 0 | 0 | 0
900-1164F | 900 | Tier-1 | 0 | 0 | 0 | 0 | 244-35 | 244 | Tier-1 | 900-1164F | 0 | 4.2917 | 0 | 0 | 0 | 0
962-42 | 962 | Tier-2 | 0 | 0 | 0 | 0 | 245-485 | 245 | Tier-1 | 962-42 | 0 | 0.2286 | 0 | 0 | 0 | 0
900-1166F | 900 | Tier-1 | 0.88523 | 0.2962 | 1.1814 | 0 | 246-34R | 246 | Tier-3 | 900-1166F | 0.88523 | 6.7117 | 0 | 0.2962 | 0 | 0
900-904F | 900 | Tier-1 | 0 | 0 | 0 | 0 | 250-285 | 250 | Tier-1 | 900-904F | 0 | 3.1773 | 0 | 0 | 0 | 0
963-29 | 963 | Tier-1 | 0 | 0 | 0 | 0 | 250-286 | 250 | Tier-1 | 963-29 | 0 | 0 | 0 | 0 | 0 | 0
901-1124 | 901 | Tier-1 | 1.8981 | 0.2153 | 2.1134 | 0 | 250-287F | 250 | Tier-1 | 901-1124 | 1.8981 | 39.9663 | 0 | 0.2153 | 0 | 0
963-35 | 963 | Tier-1 | 3.1555 | 0 | 3.1555 | 0 | 250-45 | 250 | Tier-1 | 963-35 | 3.1555 | 0.076326 | 0 | 0 | 0 | 0
963-36 | 963 | Tier-1 | 0 | 0 | 0 | 0 | 252-128 | 252 | Tier-1 | 963-36 | 0 | 0 | 0 | 0 | 0 | 0
963-39 | 963 | Tier-1 | 0 | 0 | 0 | 0 | 252-129 | 252 | Tier-2 | 963-39 | 0 | 1.1273 | 0 | 0 | 0 | 0
967-79 | 967 | Tier-1 | 0 | 0 | 0 | 0 | 252-132 | 252 | Tier-1 | 967-79 | 0 | 0 | 0 | 0 | 0 | 0
968-125 | 968 | Tier-1 | 0 | 0 | 0 | 0 | 252-277F | 252 | Tier-1 | 968-125 | 0 | 0.59394 | 0 | 0 | 0 | 0
902-48 | 902 | Tier-1 | 1.8559 | 1.3159 | 3.1718 | 0 | 254-201 | 254 | Tier-1 | 902-48 | 1.8559 | 10.6259 | 0 | 1.3159 | 0 | 0
968-126 | 968 | Tier-1 | 0 | 0 | 0 | 0 | 254-293F | 254 | Tier-1 | 968-126 | 0 | 0 | 0 | 0 | 0 | 0
968-158 | 968 | Tier-2 | 0 | 0 | 0 | 0 | 256-39AE | 256 | Tier-1 | 968-158 | 0 | 0 | 0 | 0 | 0 | 0
968-464 | 968 | Tier-1 | 0 | 0 | 0 | 0 | 257-42 | 257 | Tier-1 | 968-464 | 0 | 0 | 0 | 0 | 0 | 0
968-465F | 968 | Tier-1 | 0 | 0 | 0 | 0 | 257-44AE | 257 | Tier-1 | 968-465F | 0 | 0.95189 | 0 | 0 | 0 | 0
968-475 | 968 | Tier-2 | 0 | 0 | 0 | 0 | 264-10 | 264 | Tier-1 | 968-475 | 0 | 0 | 0 | 0 | 0 | 0
907-1562AE | 907 | Tier-3 | 3.1705 | 0.9417 | 4.1122 | 4.1122 | 265-161 | 265 | Tier-1 | 907-1562AE | 3.1705 | 10.5557 | 2.9701 | 0.9417 | 3.1705 | 0.9417
907-1602 | 907 | Tier-3 | 0.10398 | 0 | 0.10398 | 0.10398 | 266-485F | 266 | Tier-2 | 907-1602 | 0.10398 | 0.9214 | 0.041667 | 0 | 0.10398 | 0
968-499F | 968 | Tier-2 | 0 | 0 | 0 | 0 | 266-488 | 266 | Tier-1 | 968-499F | 0 | 0.54167 | 0 | 0 | 0 | 0
968-500 | 968 | Tier-2 | 0 | 0 | 0 | 0 | 266-489 | 266 | Tier-1 | 968-500 | 0 | 0 | 0 | 0 | 0 | 0
907-1702R | 907 | Tier-3 | 4.7411 | 0.5684 | 5.3095 | 5.3095 | 266-490AE | 266 | Tier-1 | 907-1702R | 4.7411 | 0.68996 | 0.22083 | 0.5684 | 4.7411 | 0.5684
907-1716R | 907 | Tier-3 | 10.6163 | 2.1652 | 12.7815 | 12.7815 | 267-1215 | 267 | Tier-1 | 907-1716R | 10.6163 | 22.9517 | 2.9371 | 2.1652 | 10.6163 | 2.1652
969-230 | 969 | Tier-1 | 0 | 0 | 0 | 0 | 267-1219 | 267 | Tier-1 | 969-230 | 0 | 0 | 0 | 0 | 0 | 0
908-1172R | 908 | Tier-2 | 9.0061 | 1.1705 | 10.1766 | 10.1766 | 267-1223F | 267 | Tier-1 | 908-1172R | 9.0061 | 4.3038 | 1.3428 | 1.1705 | 9.0061 | 1.1705
908-1236 | 908 | Tier-2 | 4.7572 | 0.6693 | 5.4265 | 5.4265 | 267-1241 | 267 | Tier-1 | 908-1236 | 4.7572 | 1.1619 | 0.8892 | 0.6693 | 4.7572 | 0.6693
969-232F | 969 | Tier-1 | 0 | 0 | 0 | 0 | 268-13F | 268 | Tier-1 | 969-232F | 0 | 0.074811 | 0 | 0 | 0 | 0
908-1368R | 908 | Tier-2 | 17.254 | 1.4314 | 18.6854 | 18.6854 | 270-177 | 270 | Tier-1 | 908-1368R | 17.254 | 1.3758 | 0.70625 | 1.4314 | 17.254 | 1.4314
969-233F | 969 | Tier-1 | 0 | 0 | 0 | 0 | 271-72 | 271 | Tier-1 | 969-233F | 0 | 0.029356 | 0 | 0 | 0 | 0
908-1372R | 908 | Tier-2 | 3.0991 | 0.6282 | 3.7273 | 3.7273 | 272-168 | 272 | Tier-1 | 908-1372R | 3.0991 | 3.4483 | 0.33769 | 0.6282 | 3.0991 | 0.6282
908-2038R | 908 | Tier-2 | 14.7186 | 3.208 | 17.9266 | 17.9266 | 273-190 | 273 | Tier-1 | 908-2038R | 14.7186 | 4.6809 | 2.7352 | 3.208 | 14.7186 | 3.208
908-2040 | 908 | Tier-2 | 4.4307 | 0.8902 | 5.3209 | 5.3209 | 273-195F | 273 | Tier-1 | 908-2040 | 4.4307 | 7.6998 | 2.3479 | 0.8902 | 4.4307 | 0.8902
908-2055F | 908 | Tier-3 | 9.8153 | 1.7447 | 11.56 | 11.56 | 273-197 | 273 | Tier-1 | 908-2055F | 9.8153 | 0.75511 | 0.39451 | 1.7447 | 9.8153 | 1.7447
970-3 | 970 | Tier-3 | 0 | 0 | 0 | 0 | 274-23R | 274 | Tier-1 | 970-3 | 0 | 0 | 0 | 0 | 0 | 0
971-371R | 971 | Tier-3 | 2.2835 | 0.19 | 2.4735 | 2.4735 | 274-40 | 274 | Tier-1 | 971-371R | 2.2835 | 0 | 0.073485 | 0.19 | 2.2835 | 0.19
908-2058F | 908 | Tier-3 | 0 | 0 | 0 | 0 | 275-48F | 275 | Tier-1 | 908-2058F | 0 | 2.5506 | 0.18523 | 0 | 0 | 0
971-381R | 971 | Tier-2 | 0.075568 | 0 | 0.075568 | 0.075568 | 275-679 | 275 | Tier-1 | 971-381R | 0.075568 | 0.032197 | 0 | 0 | 0.075568 | 0
972-1565F | 972 | Tier-2 | 0 | 0 | 0 | 0 | 276-228 | 276 | Tier-1 | 972-1565F | 0 | 0.048864 | 0 | 0 | 0 | 0
908-30 | 908 | Tier-2 | 1.4282 | 0.1121 | 1.5403 | 1.5403 | 278-630 | 278 | Tier-1 | 908-30 | 1.4282 | 0.11117 | 0.12803 | 0.1121 | 1.4282 | 0.1121
972-1567 | 972 | Tier-2 | 0 | 0 | 0 | 0 | 278-632F | 278 | Tier-1 | 972-1567 | 0 | 0 | 0 | 0 | 0 | 0
909-451 | 909 | Tier-3 | 18.0059 | 2.5898 | 20.5957 | 20.5957 | 279-9 | 279 | Tier-1 | 909-451 | 18.0059 | 3.4472 | 0.5411 | 2.5898 | 18.0059 | 2.5898
972-1571 | 972 | Tier-2 | 0 | 0 | 0 | 0 | 282-48 | 282 | Tier-1 | 972-1571 | 0 | 0.0058712 | 0.040152 | 0 | 0 | 0
972-1585 | 972 | Tier-2 | 0 | 0 | 0 | 0 | 282-565F | 282 | Tier-1 | 972-1585 | 0 | 0 | 0 | 0 | 0 | 0
909-805R | 909 | Tier-2 | 11.5955 | 1.8229 | 13.4184 | 13.4184 | 283-1356 | 283 | Tier-3 | 909-805R | 11.5955 | 0.5803 | 0.33352 | 1.8229 | 11.5954 | 1.8229
972-1587F | 972 | Tier-2 | 0 | 0 | 0 | 0 | 283-66 | 283 | Tier-3 | 972-1587F | 0 | 0.89375 | 0.12841 | 0 | 0 | 0
972-1588 | 972 | Tier-2 | 0 | 0 | 0 | 0 | 283-80F | 283 | Tier-3 | 972-1588 | 0 | 0 | 0 | 0 | 0 | 0
972-1639 | 972 | Tier-2 | 0 | 0 | 0 | 0 | 283-82 | 283 | Tier-3 | 972-1639 | 0 | 0 | 0 | 0 | 0 | 0
972-1642 | 972 | Tier-2 | 0.038636 | 0 | 0.038636 | 0.038636 | 283-85F | 283 | Tier-3 | 972-1642 | 0.038636 | 1.4468 | 0.19205 | 0 | 0.038636 | 0
91-7F | 91 | Tier-2 | 7.0892 | 0.6447 | 7.7339 | 5.5445 | 286-989AE | 286 | Tier-1 | 91-7F | 7.0892 | 7.5189 | 0 | 0.6447 | 4.8998 | 0.6447
910-950F | 910 | Tier-2 | 0 | 0 | 0 | 0 | 288-149R | 288 | Tier-2 | 910-950F | 0 | 10.1169 | 0 | 0 | 0 | 0
910-951F | 910 | Tier-2 | 0 | 0 | 0 | 0 | 289-906AE | 289 | Tier-1 | 910-951F | 0 | 3.3739 | 0 | 0 | 0 | 0
972-1643 | 972 | Tier-2 | 0 | 0 | 0 | 0 | 290-30F | 290 | Tier-2 | 972-1643 | 0 | 0 | 0 | 0 | 0 | 0
973-531 | 973 | Tier-3 | 0 | 0 | 0 | 0 | 291-1061AE | 291 | Tier-2 | 973-531 | 0 | 0 | 0 | 0 | 0 | 0
911-551 | 911 | Tier-1 | 0 | 0 | 0 | 0 | 291-1062 | 291 | Tier-2 | 911-551 | 0 | 0.97348 | 0 | 0 | 0 | 0
973-626R | 973 | Tier-3 | 10.7778 | 0.1282 | 10.906 | 10.906 | 291-23 | 291 | Tier-2 | 973-626R | 10.7778 | 3.1741 | 1.5343 | 0.1282 | 10.7778 | 0.1282
974-17AE | 974 | Tier-3 | 0 | 0 | 0 | 0 | 292-158 | 292 | Tier-1 | 974-17AE | 0 | 0.0094697 | 0 | 0 | 0 | 0
980-349 | 980 | Tier-2 | 0 | 0 | 0 | 0 | 294-36 | 294 | Tier-1 | 980-349 | 0 | 0 | 0 | 0 | 0 | 0
980-879 | 980 | Tier-1 | 0 | 0 | 0 | 0 | 294-43F | 294 | Tier-1 | 980-879 | 0 | 0 | 0 | 0 | 0 | 0
981-1262 | 981 | Tier-1 | 0 | 0 | 0 | 0 | 294-591 | 294 | Tier-1 | 981-1262 | 0 | 0 | 0 | 0 | 0 | 0
912-409F | 912 | Tier-2 | 0 | 0 | 0 | 0 | 294-592F | 294 | Tier-1 | 912-409F | 0 | 23.1848 | 0 | 0 | 0 | 0
981-25 | 981 | Tier-1 | 0 | 0 | 0 | 0 | 295-1202 | 295 | Tier-1 | 981-25 | 0 | 0 | 0 | 0 | 0 | 0
913-12F | 913 | Tier-2 | 0 | 0 | 0 | 0 | 295-520 | 295 | Tier-1 | 913-12F | 0 | 3.668 | 0 | 0 | 0 | 0
913-14F | 913 | Tier-2 | 0 | 0 | 0 | 0 | 295-521AE | 295 | Tier-1 | 913-14F | 0 | 2.2883 | 0 | 0 | 0 | 0
913-15F | 913 | Tier-1 | 0 | 0 | 0 | 0 | 296-2652F | 296 | Tier-2 | 913-15F | 0 | 1.536 | 0 | 0 | 0 | 0
913-16F | 913 | Tier-2 | 0 | 0 | 0 | 0 | 296-8 | 296 | Tier-1 | 913-16F | 0 | 2.5051 | 0 | 0 | 0 | 0
983-29 | 983 | Tier-2 | 0 | 0 | 0 | 0 | 298-383AE | 298 | Tier-1 | 983-29 | 0 | 0 | 0 | 0 | 0 | 0
985-36 | 985 | Tier-1 | 0 | 0 | 0 | 0 | 298-384 | 298 | Tier-1 | 985-36 | 0 | 0 | 0 | 0 | 0 | 0
913-452F | 913 | Tier-2 | 0 | 0 | 0 | 0 | 299-1009 | 299 | Tier-1 | 913-452F | 0 | 2.1259 | 0 | 0 | 0 | 0
913-454F | 913 | Tier-2 | 0 | 0 | 0 | 0 | 299-815 | 299 | Tier-1 | 913-454F | 0 | 8.7915 | 0 | 0 | 0 | 0
985-45 | 985 | Tier-1 | 0 | 0 | 0 | 0 | 299-816 | 299 | Tier-1 | 985-45 | 0 | 0 | 0 | 0 | 0 | 0
915-11F | 915 | Tier-2 | 0 | 0 | 0 | 0 | 304-1551 | 304 | Tier-1 | 915-11F | 0 | 0.64867 | 0 | 0 | 0 | 0
986-199 | 986 | Tier-2 | 0 | 0 | 0 | 0 | 304-921AE | 304 | Tier-1 | 986-199 | 0 | 0 | 0 | 0 | 0 | 0
988-34 | 988 | Tier-2 | 0 | 0 | 0 | 0 | 305-32R | 305 | Tier-1 | 988-34 | 0 | 0 | 0 | 0 | 0 | 0
915-132F | 915 | Tier-2 | 0 | 0 | 0 | 0 | 306-2258F | 306 | Tier-1 | 915-132F | 0 | 3.3174 | 0 | 0 | 0 | 0
915-17F | 915 | Tier-2 | 0 | 0 | 0 | 0 | 306-961 | 306 | Tier-1 | 915-17F | 0 | 2.8222 | 0 | 0 | 0 | 0
99-181 | 99 | Tier-1 | 0 | 0 | 0 | 0 | 307-1492R | 307 | Tier-2 | 99-181 | 0 | 0 | 0 | 0 | 0 | 0
99-184F | 99 | Tier-1 | 0 | 0 | 0 | 0 | 310-33F | 310 | Tier-1 | 99-184F | 0 | 0.0075758 | 0 | 0 | 0 | 0
916-379AE | 916 | Tier-2 | 0 | 0 | 0 | 0 | 311-1199 | 311 | Tier-2 | 916-379AE | 0 | 4.5896 | 0 | 0 | 0 | 0
916-381 | 916 | Tier-2 | 1.2261 | 0.1652 | 1.3913 | 0.1652 | 311-43 | 311 | Tier-2 | 916-381 | 1.2261 | 7.2356 | 0 | 0.1652 | 0 | 0.1652
99-185F | 99 | Tier-1 | 0 | 0 | 0 | 0 | 312-1179 | 312 | Tier-1 | 99-185F | 0 | 0.0066288 | 0 | 0 | 0 | 0
916-416F | 916 | Tier-2 | 0 | 0 | 0 | 0 | 312-15F | 312 | Tier-1 | 916-416F | 0 | 6.7576 | 0 | 0 | 0 | 0
917-13 | 917 | Tier-1 | 0 | 0 | 0 | 0 | 312-25 | 312 | Tier-1 | 917-13 | 0 | 0.020076 | 0 | 0 | 0 | 0
990-7 | 990 | Tier-1 | 0 | 0 | 0 | 0 | 312-26F | 312 | Tier-1 | 990-7 | 0 | 0 | 0 | 0 | 0 | 0
917-15F | 917 | Tier-2 | 0 | 0 | 0 | 0 | 312-27F | 312 | Tier-1 | 917-15F | 0 | 9.1352 | 0 | 0 | 0 | 0
990-714 | 990 | Tier-1 | 0 | 0 | 0 | 0 | 312-40F | 312 | Tier-2 | 990-714 | 0 | 0 | 0 | 0 | 0 | 0
92-618F | 92 | Tier-1 | 0 | 0 | 0 | 0 | 313-922F | 313 | Tier-1 | 92-618F | 0 | 7.7106 | 0 | 0 | 0 | 0
92-619F | 92 | Tier-2 | 1.8833 | 1.454 | 3.3373 | 1.454 | 315-1192F | 315 | Tier-2 | 92-619F | 1.8833 | 19.2295 | 0 | 1.454 | 0 | 1.454
920-1342R | 920 | Tier-3 | 6.1331 | 0.2333 | 6.3664 | 6.1581 | 315-486 | 315 | Tier-2 | 920-1342R | 6.1331 | 0.32765 | 0 | 0.2333 | 5.9248 | 0.2333
920-735AE | 920 | Tier-2 | 5.6727 | 1.8559 | 7.5286 | 3.4445 | 320-1413F | 320 | Tier-1 | 920-735AE | 5.6727 | 13.6176 | 0 | 1.8559 | 1.5886 | 1.8559
991-2 | 991 | Tier-2 | 0 | 0 | 0 | 0 | 320-1414 | 320 | Tier-1 | 991-2 | 0 | 0 | 0 | 0 | 0 | 0
991-379AE | 991 | Tier-2 | 0 | 0 | 0 | 0 | 320-1415 | 320 | Tier-1 | 991-379AE | 0 | 2.1894 | 0 | 0 | 0 | 0
920-823 | 920 | Tier-2 | 2.4394 | 0.871 | 3.3104 | 0.871 | 321-1332R | 321 | Tier-1 | 920-823 | 2.4394 | 6.0667 | 0 | 0.871 | 0 | 0.871
991-384AE | 991 | Tier-2 | 0 | 0 | 0 | 0 | 322-822F | 322 | Tier-1 | 991-384AE | 0 | 4.0142 | 0 | 0 | 0 | 0
921-800F | 921 | Tier-2 | 4.6273 | 1.2568 | 5.8841 | 2.3271 | 323-472AE | 323 | Tier-1 | 921-800F | 4.6273 | 12.861 | 0 | 1.2568 | 1.0703 | 1.2568
921-801F | 921 | Tier-1 | 0 | 0 | 0 | 0 | 323-473 | 323 | Tier-1 | 921-801F | 0 | 1.6203 | 0 | 0 | 0 | 0
921-802F | 921 | Tier-1 | 0 | 0 | 0 | 0 | 325-1220R | 325 | Tier-1 | 921-802F | 0 | 0.96402 | 0 | 0 | 0 | 0
992-1 | 992 | Tier-2 | 0 | 0 | 0 | 0 | 325-25 | 325 | Tier-1 | 992-1 | 0 | 0 | 0 | 0 | 0 | 0
992-3 | 992 | Tier-2 | 0 | 0 | 0 | 0 | 326-35R | 326 | Tier-1 | 992-3 | 0 | 0.72008 | 0 | 0 | 0 | 0
992-573 | 992 | Tier-1 | 0 | 0 | 0 | 0 | 329-11 | 329 | Tier-1 | 992-573 | 0 | 0 | 0 | 0 | 0 | 0
922-1142F | 922 | Tier-1 | 0 | 0 | 0 | 0 | 329-217 | 329 | Tier-1 | 922-1142F | 0 | 4.5235 | 0 | 0 | 0 | 0
922-1143F | 922 | Tier-1 | 2.2068 | 0.7407 | 2.9475 | 0 | 330-810R | 330 | Tier-1 | 922-1143F | 2.2068 | 6.0362 | 0 | 0.7407 | 0 | 0
922-581 | 922 | Tier-1 | 0 | 0 | 0 | 0 | 331-43 | 331 | Tier-2 | 922-581 | 0 | 5.239 | 0 | 0 | 0 | 0
992-575F | 992 | Tier-1 | 0 | 0 | 0 | 0 | 34-75F | 34 | Tier-1 | 992-575F | 0 | 0.55739 | 0 | 0 | 0 | 0
993-1154 | 993 | Tier-1 | 0 | 0 | 0 | 0 | 34-77 | 34 | Tier-1 | 993-1154 | 0 | 0 | 0 | 0 | 0 | 0
923-60F | 923 | Tier-1 | 0 | 0 | 0 | 0 | 34-80 | 34 | Tier-1 | 923-60F | 0 | 0.95114 | 0 | 0 | 0 | 0
993-3 | 993 | Tier-2 | 0 | 0 | 0 | 0 | 34-81F | 34 | Tier-1 | 993-3 | 0 | 0 | 0 | 0 | 0 | 0
993-40 | 993 | Tier-1 | 0 | 0 | 0 | 0 | 340-1071F | 340 | Tier-1 | 993-40 | 0 | 0 | 0 | 0 | 0 | 0
924-10 | 924 | Tier-2 | 0 | 0 | 0 | 0 | 340-1072F | 340 | Tier-1 | 924-10 | 0 | 2.9417 | 0 | 0 | 0 | 0
993-48 | 993 | Tier-1 | 0 | 0 | 0 | 0 | 341-1155F | 341 | Tier-1 | 993-48 | 0 | 0 | 0 | 0 | 0 | 0
925-202F | 925 | Tier-1 | 0 | 0 | 0 | 0 | 341-1156F | 341 | Tier-1 | 925-202F | 0 | 3.4409 | 0 | 0 | 0 | 0
995-10 | 995 | Tier-1 | 0 | 0 | 0 | 0 | 341-1177 | 341 | Tier-1 | 995-10 | 0 | 0 | 0 | 0 | 0 | 0
995-5 | 995 | Tier-1 | 0 | 0 | 0 | 0 | 342-515F | 342 | Tier-1 | 995-5 | 0 | 0 | 0 | 0 | 0 | 0
925-205F | 925 | Tier-1 | 0 | 0 | 0 | 0 | 344-271R | 344 | Tier-1 | 925-205F | 0 | 2.5286 | 0 | 0 | 0 | 0
995-556F | 995 | Tier-1 | 0 | 0 | 0 | 0 | 350-2201R | 350 | Tier-3 | 995-556F | 0 | 0.020076 | 0 | 0 | 0 | 0
925-218 | 925 | Tier-2 | 0 | 0 | 0 | 0 | 350-41R | 350 | Tier-2 | 925-218 | 0 | 1.4852 | 0 | 0 | 0 | 0
995-557 | 995 | Tier-1 | 0 | 0 | 0 | 0 | 352-27R | 352 | Tier-3 | 995-557 | 0 | 0 | 0 | 0 | 0 | 0
995-558F | 995 | Tier-1 | 0 | 0 | 0 | 0 | 353-593F | 353 | Tier-2 | 995-558F | 0 | 0.083333 | 0 | 0 | 0 | 0
CB 1001 | 1001 | Tier-1 | 0 | 0 | 0 | 0 | 353-902F | 353 | Tier-2 | CB 1001 | 0 | 1.7682 | 0.064583 | 0 | 0 | 0
926-11 | 926 | Tier-2 | 0 | 0 | 0 | 0 | 353-904R | 353 | Tier-2 | 926-11 | 0 | 1.9506 | 0 | 0 | 0 | 0
CB 1006 | 1006 | Tier-2 | 0 | 0 | 0 | 0 | 355-6R | 355 | Tier-2 | CB 1006 | 0 | 1.9669 | 0 | 0 | 0 | 0
CB 1007 | 1007 | Tier-1 | 0.54489 | 0 | 0.54489 | 0 | 358-1175F | 358 | Tier-2 | CB 1007 | 0.54489 | 1.7468 | 0 | 0 | 0 | 0
CB 1011 | 1011 | Tier-1 | 0 | 0 | 0 | 0 | 358-663F | 358 | Tier-3 | CB 1011 | 0 | 0.044697 | 0 | 0 | 0 | 0
CB 1012 | 1012 | Tier-1 | 0 | 0 | 0 | 0 | 358-679 | 358 | Tier-3 | CB 1012 | 0 | 0.042045 | 0 | 0 | 0 | 0
CB 1013 | 1013 | Tier-1 | 0 | 0 | 0 | 0 | 358-682F | 358 | Tier-3 | CB 1013 | 0 | 0.041856 | 0 | 0 | 0 | 0
928-19 | 928 | Tier-2 | 2.1239 | 0.0172 | 2.1411 | 2.1411 | 36-234 | 36 | Tier-1 | 928-19 | 2.1239 | 0.084659 | 0 | 0.0172 | 2.1239 | 0.0172
928-20 | 928 | Tier-2 | 0.12538 | 0.0328 | 0.15818 | 0.0328 | 36-238 | 36 | Tier-1 | 928-20 | 0.12538 | 0.54148 | 0 | 0.0328 | 0 | 0.0328
928-37F | 928 | Tier-2 | 0 | 0 | 0 | 0 | 36-240F | 36 | Tier-1 | 928-37F | 0 | 8.4197 | 0 | 0 | 0 | 0
CB 102 | 102 | Tier-1 | 0 | 0 | 0 | 0 | 36-241F | 36 | Tier-1 | CB 102 | 0 | 0.86364 | 0 | 0 | 0 | 0
928-6F | 928 | Tier-2 | 0 | 0 | 0 | 0 | 36-82F | 36 | Tier-1 | 928-6F | 0 | 3.9525 | 0 | 0 | 0 | 0
CB 1021 | 1021 | Tier-3 | 0 | 0 | 0 | 0 | 365-34R | 365 | Tier-1 | CB 1021 | 0 | 1.4271 | 0 | 0 | 0 | 0
93-10R | 93 | Tier-1 | 6.2576 | 3.289 | 9.5466 | 0 | 366-48 | 366 | Tier-1 | 93-10R | 6.2576 | 4.0097 | 0 | 3.289 | 0 | 0
93-559R | 93 | Tier-1 | 4.7509 | 2.1627 | 6.9136 | 0 | 366-559 | 366 | Tier-1 | 93-559R | 4.7509 | 2.743 | 0 | 2.1627 | 0 | 0
CB 1022 | 1022 | Tier-3 | 0 | 0 | 0 | 0 | 368-402F | 368 | Tier-1 | CB 1022 | 0 | 2.1335 | 0 | 0 | 0 | 0
930-13 | 930 | Tier-1 | 0 | 0 | 0 | 0 | 369-7 | 369 | Tier-1 | 930-13 | 0 | 0.48485 | 0 | 0 | 0 | 0
CB 1023 | 1023 | Tier-2 | 3.8564 | 0.0682 | 3.9246 | 3.9246 | 37-20 | 37 | Tier-1 | CB 1023 | 3.8564 | 1.032 | 0 | 0.0682 | 3.8564 | 0.0682
CB 1025 | 1025 | Tier-2 | 0 | 0 | 0 | 0 | 37-21F | 37 | Tier-1 | CB 1025 | 0 | 0.70303 | 0 | 0 | 0 | 0
CB 1030 | 1030 | Tier-2 | 0 | 0 | 0 | 0 | 374-708R | 374 | Tier-1 | CB 1030 | 0 | 0.31989 | 0 | 0 | 0 | 0
CB 1047 | 1047 | Tier-1 | 0 | 0 | 0 | 0 | 376-491R | 376 | Tier-1 | CB 1047 | 0 | 1.7479 | 0 | 0 | 0 | 0
931-1056F | 931 | Tier-1 | 0 | 0 | 0 | 0 | 38-435F | 38 | Tier-1 | 931-1056F | 0 | 6.9451 | 0 | 0 | 0 | 0
CB 1048 | 1048 | Tier-1 | 0 | 0 | 0 | 0 | 38-436 | 38 | Tier-1 | CB 1048 | 0 | 0.07803 | 0 | 0 | 0 | 0
931-485 | 931 | Tier-1 | 0 | 0 | 0 | 0 | 381-445 | 381 | Tier-1 | 931-485 | 0 | 9.5746 | 0 | 0 | 0 | 0
932-14AE | 932 | Tier-1 | 0 | 0 | 0 | 0 | 381-453F | 381 | Tier-2 | 932-14AE | 0 | 0.16098 | 0 | 0 | 0 | 0
932-15AE | 932 | Tier-2 | 0 | 0 | 0 | 0 | 382-22 | 382 | Tier-1 | 932-15AE | 0 | 4.1044 | 0 | 0 | 0 | 0
CB 105 | 105 | Tier-1 | 0 | 0 | 0 | 0 | 382-390 | 382 | Tier-1 | CB 105 | 0 | 0.38636 | 0 | 0 | 0 | 0
932-17AE | 932 | Tier-2 | 0 | 0 | 0 | 0 | 382-393F | 382 | Tier-1 | 932-17AE | 0 | 18.19 | 0 | 0 | 0 | 0
CB 1060 | 1060 | Tier-1 | 0 | 0 | 0 | 0 | 383-678 | 383 | Tier-1 | CB 1060 | 0 | 0.37955 | 0 | 0 | 0 | 0
932-459F | 932 | Tier-1 | 0 | 0 | 0 | 0 | 384-12F | 384 | Tier-2 | 932-459F | 0 | 7.085 | 0 | 0 | 0 | 0
933-450F | 933 | Tier-1 | 0 | 0 | 0 | 0 | 387-15 | 387 | Tier-3 | 933-450F | 0 | 8.8547 | 0 | 0 | 0 | 0
933-451F | 933 | Tier-1 | 0 | 0 | 0 | 0 | 39-19 | 39 | Tier-1 | 933-451F | 0 | 4.3617 | 0 | 0 | 0 | 0
CB 1078 | 1078 | Tier-1 | 0 | 0 | 0 | 0 | 390-17 | 390 | Tier-1 | CB 1078 | 0 | 0.74905 | 0 | 0 | 0 | 0
933-453F | 933 | Tier-1 | 0 | 0 | 0 | 0 | 391-433 | 391 | Tier-1 | 933-453F | 0 | 0.52292 | 0 | 0 | 0 | 0
CB 108 | 108 | Tier-1 | 0 | 0 | 0 | 0 | 392-25 | 392 | Tier-1 | CB 108 | 0 | 1.1259 | 0 | 0 | 0 | 0
933-472F | 933 | Tier-1 | 1.4678 | 0.546 | 2.0138 | 0 | 393-14R | 393 | Tier-2 | 933-472F | 1.4678 | 3.8888 | 0 | 0.546 | 0 | 0
933-473F | 933 | Tier-1 | 0 | 0 | 0 | 0 | 394-418F | 394 | Tier-1 | 933-473F | 0 | 0.54754 | 0 | 0 | 0 | 0
933-474F | 933 | Tier-1 | 0 | 0 | 0 | 0 | 394-419 | 394 | Tier-1 | 933-474F | 0 | 1.1187 | 0 | 0 | 0 | 0
934-747F | 934 | Tier-1 | 0 | 0 | 0 | 0 | 394-421 | 394 | Tier-1 | 934-747F | 0 | 6.0778 | 0 | 0 | 0 | 0
934-748F | 934 | Tier-1 | 0 | 0 | 0 | 0 | 397-549F | 397 | Tier-1 | 934-748F | 0 | 3.6294 | 0 | 0 | 0 | 0
CB 109 | 109 | Tier-1 | 0 | 0 | 0 | 0 | 397-550F | 397 | Tier-1 | CB 109 | 0 | 0.66061 | 0 | 0 | 0 | 0
CB 1100 | 1100 | Tier-2 | 0 | 0 | 0 | 0 | 40-1025F | 40 | Tier-1 | CB 1100 | 0 | 0.089583 | 0 | 0 | 0 | 0
935-460F | 935 | Tier-1 | 0 | 0 | 0 | 0 | 40-1027F | 40 | Tier-1 | 935-460F | 0 | 0.088826 | 0 | 0 | 0 | 0
935-461F | 935 | Tier-1 | 0 | 0 | 0 | 0 | 40-1028 | 40 | Tier-1 | 935-461F | 0 | 0.17045 | 0 | 0 | 0 | 0
CB 113 | 113 | Tier-1 | 0 | 0 | 0 | 0 | 40-1029F | 40 | Tier-1 | CB 113 | 0 | 1.3055 | 0 | 0 | 0 | 0
CB 1139 | 1139 | Tier-1 | 0.21402 | 0 | 0.21402 | 0 | 400-1019 | 400 | Tier-1 | CB 1139 | 0.21402 | 0.86174 | 0 | 0 | 0 | 0
936-188 | 936 | Tier-1 | 1.5807 | 0.2629 | 1.8436 | 0 | 402-818F | 402 | Tier-1 | 936-188 | 1.5807 | 11.4201 | 0 | 0.2629 | 0 | 0
936-450F | 936 | Tier-1 | 0 | 0 | 0 | 0 | 402-820F | 402 | Tier-1 | 936-450F | 0 | 1.7977 | 0 | 0 | 0 | 0
CB 115 | 115 | Tier-1 | 0 | 0 | 0 | 0 | 403-11F | 403 | Tier-1 | CB 115 | 0 | 0.60833 | 0 | 0 | 0 | 0
CB 1153 | 1153 | Tier-1 | 0.09697 | 0 | 0.09697 | 0 | 404-36AE | 404 | Tier-1 | CB 1153 | 0.09697 | 0.36629 | 0 | 0 | 0 | 0
CB 1162 | 1162 | Tier-2 | 1.5536 | 0.0371 | 1.5907 | 1.5907 | 404-7 | 404 | Tier-1 | CB 1162 | 1.5536 | 0.43939 | 0 | 0.0371 | 1.5536 | 0.0371
CB 1166 | 1166 | Tier-3 | 0.085985 | 0 | 0.085985 | 0.085985 | 405-144F | 405 | Tier-1 | CB 1166 | 0.085985 | 0 | 0 | 0 | 0.085985 | 0
CB 118 | 118 | Tier-1 | 0 | 0 | 0 | 0 | 405-24F | 405 | Tier-1 | CB 118 | 0 | 0.45985 | 0 | 0 | 0 | 0
937-17 | 937 | Tier-2 | 0 | 0 | 0 | 0 | 41-44AE | 41 | Tier-1 | 937-17 | 0 | 22.3646 | 0 | 0 | 0 | 0
CB 1181 | 1181 | Tier-1 | 0 | 0 | 0 | 0 | 415-33 | 415 | Tier-1 | CB 1181 | 0 | 0.24905 | 0 | 0 | 0 | 0
CB 119 | 119 | Tier-1 | 0 | 0 | 0 | 0 | 416-35F | 416 | Tier-1 | CB 119 | 0 | 0.21212 | 0 | 0 | 0 | 0
94-16F | 94 | Tier-1 | 1.4203 | 1.2648 | 2.6851 | 0 | 417-44AE | 417 | Tier-1 | 94-16F | 1.4203 | 2.5536 | 0 | 1.2648 | 0 | 0
CB 1201 | 1201 | Tier-2 | 0 | 0 | 0 | 0 | 424-31 | 424 | Tier-1 | CB 1201 | 0 | 0.16042 | 0 | 0 | 0 | 0
94-24F | 94 | Tier-2 | 3.5254 | 4.1867 | 7.7121 | 4.1867 | 424-74F | 424 | Tier-1 | 94-24F | 3.5254 | 4.4364 | 0 | 4.1867 | 0 | 4.1867
94-41 | 94 | Tier-1 | 6.0028 | 7.5655 | 13.5683 | 0 | 424-75F | 424 | Tier-1 | 94-41 | 6.0028 | 0.36837 | 0 | 7.5655 | 0 | 0
940-391 | 940 | Tier-1 | 0.90511 | 0.9025 | 1.8076 | 0 | 427-103 | 427 | Tier-1 | 940-391 | 0.90511 | 0.3267 | 0 | 0.9025 | 0 | 0
940-392 | 940 | Tier-1 | 0 | 0 | 0 | 0 | 427-127F | 427 | Tier-1 | 940-392 | 0 | 2.1036 | 0 | 0 | 0 | 0
CB 121 | 121 | Tier-1 | 0 | 0 | 0 | 0 | 427-137 | 427 | Tier-1 | CB 121 | 0 | 0.6233 | 0 | 0 | 0 | 0
940-398AE | 940 | Tier-1 | 0 | 0 | 0 | 0 | 427-212 | 427 | Tier-1 | 940-398AE | 0 | 5.6441 | 0 | 0 | 0 | 0
CB 1215 | 1215 | Tier-3 | 0.05303 | 0 | 0.05303 | 0.05303 | 427-214 | 427 | Tier-1 | CB 1215 | 0.05303 | 0.1036 | 0 | 0 | 0.05303 | 0
940-649AE | 940 | Tier-1 | 0 | 0 | 0 | 0 | 427-215 | 427 | Tier-1 | 940-649AE | 0 | 2.9767 | 0 | 0 | 0 | 0
940-651 | 940 | Tier-1 | 0 | 0 | 0 | 0 | 427-229F | 427 | Tier-1 | 940-651 | 0 | 0.48864 | 0 | 0 | 0 | 0
CB 1222 | 1222 | Tier-1 | 0 | 0 | 0 | 0 | 428-119 | 428 | Tier-1 | CB 1222 | 0 | 5.4002 | 0 | 0 | 0 | 0
CB 1223 | 1223 | Tier-1 | 0 | 0 | 0 | 0 | 428-122F | 428 | Tier-1 | CB 1223 | 0 | 4.2456 | 0 | 0 | 0 | 0
941-32F | 941 | Tier-1 | 0 | 0 | 0 | 0 | 428-136F | 428 | Tier-1 | 941-32F | 0 | 7.0244 | 0 | 0 | 0 | 0
941-33F | 941 | Tier-1 | 5.3545 | 4.5466 | 9.9011 | 0 | 428-137F | 428 | Tier-1 | 941-33F | 5.3545 | 4.5973 | 0 | 4.5466 | 0 | 0
942-3 | 942 | Tier-1 | 0 | 0 | 0 | 0 | 428-141F | 428 | Tier-1 | 942-3 | 0 | 1.3928 | 0 | 0 | 0 | 0
CB 1224 | 1224 | Tier-1 | 0 | 0 | 0 | 0 | 428-38 | 428 | Tier-1 | CB 1224 | 0 | 0.52254 | 0 | 0 | 0 | 0
942-467 | 942 | Tier-1 | 0 | 0 | 0 | 0 | 428-39 | 428 | Tier-1 | 942-467 | 0 | 0.13561 | 0 | 0 | 0 | 0
CB 1233 | 1233 | Tier-3 | 0.011364 | 0 | 0.011364 | 0.011364 | 429-168 | 429 | Tier-1 | CB 1233 | 0.011364 | 0.063258 | 0 | 0 | 0.011364 | 0
942-469 | 942 | Tier-1 | 0 | 0 | 0 | 0 | 992-1 | 992 | Tier-2 | 942-469 | 0 | 0.18939 | 0 | 0 | 0 | 0
CB 125 | 125 | Tier-1 | 0 | 0 | 0 | 0 | 992-10AE | 992 | Tier-2 | CB 125 | 0 | 1.6566 | 0 | 0 | 0 | 0
CB 1250 | 1250 | Tier-2 | 2.539 | 0.0299 | 2.5689 | 2.5689 | 992-574F | 992 | Tier-1 | CB 1250 | 2.539 | 0.081439 | 0 | 0.0299 | 2.539 | 0.0299
942-471 | 942 | Tier-1 | 0 | 0 | 0 | 0 | 993-3 | 993 | Tier-2 | 942-471 | 0 | 0.19318 | 0 | 0 | 0 | 0
CB 126 | 126 | Tier-1 | 0 | 0 | 0 | 0 | 993-48 | 993 | Tier-1 | CB 126 | 0 | 0.20549 | 0 | 0 | 0 | 0
CB 1266 | 1266 | Tier-1 | 0 | 0 | 0 | 0 | 993-49F | 993 | Tier-2 | CB 1266 | 0 | 0.18939 | 0 | 0 | 0 | 0
CB 127 | 127 | Tier-1 | 0 | 0 | 0 | 0 | 995-555F | 995 | Tier-1 | CB 127 | 0 | 1.2089 | 0 | 0 | 0 | 0
942-477F | 942 | Tier-1 | 0 | 0 | 0 | 0 | 995-558F | 995 | Tier-1 | 942-477F | 0 | 0.29394 | 0 | 0 | 0 | 0
CB 1283 | 1283 | Tier-1 | 0.69583 | 0 | 0.69583 | 0 | 995-7AE | 995 | Tier-1 | CB 1283 | 0.69583 | 0.97481 | 0 | 0 | 0 | 0
CB 1284 | 1284 | Tier-1 | 0 | 0 | 0 | 0 | CB 100 | 100 | Tier-1 | CB 1284 | 0 | 0.14072 | 0 | 0 | 0 | 0
CB 1288 | 1288 | Tier-1 | 0 | 0 | 0 | 0 | CB 1010 | 1010 | Tier-1 | CB 1288 | 0 | 3.4201 | 0 | 0 | 0 | 0
942-481F | 942 | Tier-1 | 0 | 0 | 0 | 0 | CB 1012 | 1012 | Tier-1 | 942-481F | 0 | 0.17197 | 0 | 0 | 0 | 0
942-49F | 942 | Tier-1 | 0 | 0 | 0 | 0 | CB 1025 | 1025 | Tier-2 | 942-49F | 0 | 5.2652 | 0 | 0 | 0 | 0
942-50 | 942 | Tier-1 | 0 | 0 | 0 | 0 | CB 1026 | 1026 | Tier-2 | 942-50 | 0 | 6.315 | 0 | 0 | 0 | 0
942-939F | 942 | Tier-1 | 0 | 0 | 0 | 0 | CB 1039 | 1039 | Tier-1 | 942-939F | 0 | 0.2983 | 0 | 0 | 0 | 0
CB 139 | 139 | Tier-1 | 0 | 0 | 0 | 0 | CB 104 | 104 | Tier-1 | CB 139 | 0 | 1.1112 | 0 | 0 | 0 | 0
943-228F | 943 | Tier-1 | 0 | 0 | 0 | 0 | CB 107 | 107 | Tier-1 | 943-228F | 0 | 0.27652 | 0 | 0 | 0 | 0
CB 1409 | 1409 | Tier-1 | 0 | 0 | 0 | 0 | CB 1070 | 1070 | Tier-1 | CB 1409 | 0 | 0.81004 | 0 | 0 | 0 | 0
943-230F | 943 | Tier-1 | 0 | 0 | 0 | 0 | CB 1078 | 1078 | Tier-1 | 943-230F | 0 | 12.082 | 0 | 0 | 0 | 0
944-296F | 944 | Tier-1 | 0 | 0 | 0 | 0 | CB 1079 | 1079 | Tier-1 | 944-296F | 0 | 10.4009 | 0 | 0 | 0 | 0
CB 1419 | 1419 | Tier-1 | 0 | 0 | 0 | 0 | CB 1085 | 1085 | Tier-1 | CB 1419 | 0 | 0.11326 | 0 | 0 | 0 | 0
CB 1420 | 1420 | Tier-1 | 0 | 0 | 0 | 0 | CB 110 | 110 | Tier-1 | CB 1420 | 0 | 0.11818 | 0 | 0 | 0 | 0
945-21AE | 945 | Tier-1 | 0 | 0 | 0 | 0 | CB 1104 | 1104 | Tier-2 | 945-21AE | 0 | 13.6438 | 0 | 0 | 0 | 0
946-24F | 946 | Tier-1 | 0 | 0 | 0 | 0 | CB 1117 | 1117 | Tier-2 | 946-24F | 0 | 5.0352 | 0 | 0 | 0 | 0
946-25F | 946 | Tier-1 | 0.30701 | 0.3174 | 0.62441 | 0 | CB 1140 | 1140 | Tier-1 | 946-25F | 0.30701 | 0.65284 | 0 | 0.3174 | 0 | 0
CB 1435 | 1435 | Tier-1 | 0 | 0 | 0 | 0 | CB 1152 | 1152 | Tier-1 | CB 1435 | 0 | 0.30265 | 0 | 0 | 0 | 0
948-5R | 948 | Tier-2 | 0.50833 | 0.1373 | 0.64563 | 0.1373 | CB 1153 | 1153 | Tier-1 | 948-5R | 0.50833 | 9.8047 | 0 | 0.1373 | 0 | 0.1373
949-22R | 949 | Tier-1 | 3.1345 | 2.0644 | 5.1989 | 0 | CB 116 | 116 | Tier-1 | 949-22R | 3.1345 | 1.99 | 0 | 2.0644 | 0 | 0
CB 1437 | 1437 | Tier-1 | 0 | 0 | 0 | 0 | CB 1215 | 1215 | Tier-3 | CB 1437 | 0 | 0.13636 | 0 | 0 | 0 | 0
CB 1442 | 1442 | Tier-1 | 0 | 0 | 0 | 0 | CB 1219 | 1219 | Tier-1 | CB 1442 | 0 | 0.94848 | 0 | 0 | 0 | 0
CB 1446 | 1446 | Tier-1 | 0.3625 | 0 | 0.3625 | 0 | CB 1226 | 1226 | Tier-2 | CB 1446 | 0.3625 | 0.88996 | 0 | 0 | 0 | 0
95-29R | 95 | Tier-1 | 5.2727 | 4.4083 | 9.681 | 0 | CB 1234 | 1234 | Tier-3 | 95-29R | 5.2727 | 2.1227 | 0 | 4.4083 | 0 | 0
CB 1447 | 1447 | Tier-1 | 0 | 0 | 0 | 0 | CB 1235 | 1235 | Tier-2 | CB 1447 | 0 | 0.66875 | 0 | 0 | 0 | 0
95-34 | 95 | Tier-1 | 0.81742 | 0.7657 | 1.5831 | 0 | CB 1242 | 1242 | Tier-2 | 95-34 | 0.81742 | 3.7352 | 0 | 0.7657 | 0 | 0
95-35F | 95 | Tier-1 | 1.3756 | 0.9112 | 2.2868 | 0 | CB 1257 | 1257 | Tier-2 | 95-35F | 1.3756 | 0.11875 | 0 | 0.9112 | 0 | 0
95-36F | 95 | Tier-1 | 2.2443 | 1.6979 | 3.9422 | 0 | CB 126 | 126 | Tier-1 | 95-36F | 2.2443 | 0.3214 | 0 | 1.6979 | 0 | 0
CB 1448 | 1448 | Tier-1 | 0.55455 | 0 | 0.55455 | 0 | CB 1260 | 1260 | Tier-2 | CB 1448 | 0.55455 | 0.57576 | 0 | 0 | 0 | 0
950-272 | 950 | Tier-1 | 0 | 0 | 0 | 0 | CB 1287 | 1287 | Tier-1 | 950-272 | 0 | 0.8233 | 0 | 0 | 0 | 0
950-273AE | 950 | Tier-1 | 0 | 0 | 0 | 0 | CB 1288 | 1288 | Tier-1 | 950-273AE | 0 | 0.67102 | 0 | 0 | 0 | 0
950-274AE | 950 | Tier-1 | 0 | 0 | 0 | 0 | CB 131 | 131 | Tier-1 | 950-274AE | 0 | 3.4559 | 0 | 0 | 0 | 0
CB 1450 | 1450 | Tier-1 | 0 | 0 | 0 | 0 | CB 135 | 135 | Tier-1 | CB 1450 | 0 | 0.26989 | 0 | 0 | 0 | 0
951-390F | 951 | Tier-1 | 0 | 0 | 0 | 0 | CB 1408 | 1408 | Tier-1 | 951-390F | 0 | 1.829 | 0 | 0 | 0 | 0
CB 1458 | 1458 | Tier-2 | 0 | 0 | 0 | 0 | CB 1415 | 1415 | Tier-2 | CB 1458 | 0 | 1.2422 | 0 | 0 | 0 | 0
CB 1480 | 1480 | Tier-1 | 0 | 0 | 0 | 0 | CB 142 | 142 | Tier-1 | CB 1480 | 0 | 0.3678 | 0 | 0 | 0 | 0
951-393F | 951 | Tier-1 | 0 | 0 | 0 | 0 | CB 1437 | 1437 | Tier-1 | 951-393F | 0 | 2.8129 | 0 | 0 | 0 | 0
CB 1481 | 1481 | Tier-1 | 0 | 0 | 0 | 0 | CB 1438 | 1438 | Tier-1 | CB 1481 | 0 | 2.1182 | 0 | 0 | 0 | 0
CB 149 | 149 | Tier-1 | 0.88352 | 0 | 0.88352 | 0 | CB 1440 | 1440 | Tier-1 | CB 149 | 0.88352 | 0.27708 | 0 | 0 | 0 | 0
CB 150 | 150 | Tier-1 | 0 | 0 | 0 | 0 | CB 1442 | 1442 | Tier-1 | CB 150 | 0 | 0.6358 | 0 | 0 | 0 | 0
CB 152 | 152 | Tier-1 | 0 | 0 | 0 | 0 | CB 1443 | 1443 | Tier-1 | CB 152 | 0 | 0.18352 | 0 | 0 | 0 | 0
CB 157 | 157 | Tier-3 | 0.027841 | 0 | 0.027841 | 0.027841 | CB 1444 | 1444 | Tier-1 | CB 157 | 0.027841 | 0.036364 | 0 | 0 | 0.027841 | 0
952-1439F | 952 | Tier-2 | 0 | 0 | 0 | 0 | CB 1447 | 1447 | Tier-1 | 952-1439F | 0 | 2.4485 | 0 | 0 | 0 | 0
952-1440F | 952 | Tier-2 | 0 | 0 | 0 | 0 | CB 145 | 145 | Tier-1 | 952-1440F | 0 | 3.8708 | 0 | 0 | 0 | 0
CB 165 | 165 | Tier-1 | 0 | 0 | 0 | 0 | CB 1458 | 1458 | Tier-2 | CB 165 | 0 | 0.25322 | 0 | 0 | 0 | 0
952-777 | 952 | Tier-2 | 0 | 0 | 0 | 0 | CB 1480 | 1480 | Tier-1 | 952-777 | 0 | 3.4896 | 0 | 0 | 0 | 0
CB 167 | 167 | Tier-1 | 0 | 0 | 0 | 0 | CB 157 | 157 | Tier-3 | CB 167 | 0 | 0.71402 | 0 | 0 | 0 | 0
952-927F | 952 | Tier-2 | 0 | 0 | 0 | 0 | CB 162 | 162 | Tier-1 | 952-927F | 0 | 8.4004 | 0 | 0 | 0 | 0
952-928F | 952 | Tier-1 | 0 | 0 | 0 | 0 | CB 169 | 169 | Tier-1 | 952-928F | 0 | 1.0788 | 0 | 0 | 0 | 0
952-929F | 952 | Tier-1 | 0 | 0 | 0 | 0 | CB 171 | 171 | Tier-1 | 952-929F | 0 | 1.8545 | 0 | 0 | 0 | 0
CB 170 | 170 | Tier-1 | 0 | 0 | 0 | 0 | CB 172 | 172 | Tier-1 | CB 170 | 0 | 0.049053 | 0 | 0 | 0 | 0
952-939F | 952 | Tier-2 | 0 | 0 | 0 | 0 | CB 173 | 173 | Tier-1 | 952-939F | 0 | 6.4028 | 0 | 0 | 0 | 0
952-941F | 952 | Tier-2 | 0 | 0 | 0 | 0 | CB 175 | 175 | Tier-2 | 952-941F | 0 | 3.0161 | 0 | 0 | 0 | 0
CB 171 | 171 | Tier-1 | 2.7379 | 0.0314 | 2.7693 | 0 | CB 178 | 178 | Tier-1 | CB 171 | 2.7379 | 4.8114 | 0 | 0.0314 | 0 | 0
953-209F | 953 | Tier-1 | 0 | 0 | 0 | 0 | CB 179 | 179 | Tier-1 | 953-209F | 0 | 2.9598 | 0 | 0 | 0 | 0
953-218F | 953 | Tier-1 | 0 | 0 | 0 | 0 | CB 182 | 182 | Tier-1 | 953-218F | 0 | 3.957 | 0 | 0 | 0 | 0
CB 173 | 173 | Tier-1 | 0 | 0 | 0 | 0 | CB 191 | 191 | Tier-1 | CB 173 | 0 | 0.035606 | 0 | 0 | 0 | 0
953-526F | 953 | Tier-1 | 0 | 0 | 0 | 0 | CB 199 | 199 | Tier-1 | 953-526F | 0 | 3.1903 | 0 | 0 | 0 | 0
CB 176 | 176 | Tier-1 | 0.035606 | 0.0277 | 0.063306 | 0 | CB 202 | 202 | Tier-2 | CB 176 | 0.035606 | 1.0888 | 0 | 0.0277 | 0 | 0
CB 177 | 177 | Tier-1 | 0 | 0 | 0 | 0 | CB 214 | 214 | Tier-3 | CB 177 | 0 | 0.23428 | 0 | 0 | 0 | 0
CB 178 | 178 | Tier-1 | 3.418 | 0.0123 | 3.4303 | 0 | CB 220 | 220 | Tier-3 | CB 178 | 3.418 | 0.60833 | 0 | 0.0123 | 0 | 0
CB 190 | 190 | Tier-1 | 1.1379 | 0 | 1.1379 | 0 | CB 231 | 231 | Tier-2 | CB 190 | 1.1379 | 0.3875 | 0 | 0 | 0 | 0
CB 210 | 210 | Tier-2 | 0.053788 | 0 | 0.053788 | 0.053788 | CB 233 | 233 | Tier-2 | CB 210 | 0.053788 | 0 | 0 | 0 | 0.053788 | 0
954-102F | 954 | Tier-2 | 0 | 0 | 0 | 0 | CB 235 | 235 | Tier-2 | 954-102F | 0 | 0.29508 | 0 | 0 | 0 | 0
CB 211 | 211 | Tier-2 | 0.010606 | 0 | 0.010606 | 0.010606 | CB 239 | 239 | Tier-3 | CB 211 | 0.010606 | 0 | 0 | 0 | 0.010606 | 0
954-204 | 954 | Tier-2 | 0 | 0 | 0 | 0 | CB 240 | 240 | Tier-2 | 954-204 | 0 | 0.088068 | 0 | 0 | 0 | 0
CB 212 | 212 | Tier-2 | 0.23902 | 0 | 0.23902 | 0.23902 | CB 254 | 254 | Tier-1 | CB 212 | 0.23902 | 0 | 0 | 0 | 0.23902 | 0
CB 214 | 214 | Tier-3 | 0.040909 | 0 | 0.040909 | 0.040909 | CB 256 | 256 | Tier-1 | CB 214 | 0.040909 | 0 | 0 | 0 | 0.040909 | 0
CB 215 | 215 | Tier-3 | 0.14848 | 0 | 0.14848 | 0.14849 | CB 258 | 258 | Tier-1 | CB 215 | 0.14848 | 0 | 0 | 0 | 0.14849 | 0
954-423F | 954 | Tier-2 | 0 | 0 | 0 | 0 | CB 268 | 268 | Tier-1 | 954-423F | 0 | 0.14129 | 0 | 0 | 0 | 0
CB 216 | 216 | Tier-3 | 0 | 0 | 0 | 0 | CB 269 | 269 | Tier-1 | CB 216 | 0 | 0.095833 | 0 | 0 | 0 | 0
CB 217 | 217 | Tier-3 | 0.034091 | 0 | 0.034091 | 0.034091 | CB 276 | 276 | Tier-1 | CB 217 | 0.034091 | 0 | 0 | 0 | 0.034091 | 0
CB 220 | 220 | Tier-3 | 0.011932 | 0 | 0.011932 | 0.011932 | CB 278 | 278 | Tier-1 | CB 220 | 0.011932 | 0 | 0 | 0 | 0.011932 | 0
CB 221 | 221 | Tier-3 | 0 | 0 | 0 | 0 | CB 282 | 282 | Tier-2 | CB 221 | 0 | 0.04678 | 0 | 0 | 0 | 0
955-13 | 955 | Tier-1 | 0 | 0 | 0 | 0 | CB 283 | 283 | Tier-3 | 955-13 | 0 | 0.13182 | 0 | 0 | 0 | 0
CB 222 | 222 | Tier-3 | 0 | 0 | 0 | 0 | CB 291 | 291 | Tier-2 | CB 222 | 0 | 0.052652 | 0 | 0 | 0 | 0
CB 223 | 223 | Tier-1 | 0 | 0 | 0 | 0 | CB 293 | 293 | Tier-2 | CB 223 | 0 | 1.1303 | 0 | 0 | 0 | 0
956-394F | 956 | Tier-1 | 0 | 0 | 0 | 0 | CB 295 | 295 | Tier-1 | 956-394F | 0 | 0.43068 | 0 | 0 | 0 | 0
CB 226 | 226 | Tier-1 | 0 | 0 | 0 | 0 | CB 299 | 299 | Tier-1 | CB 226 | 0 | 0.81856 | 0 | 0 | 0 | 0
956-396F | 956 | Tier-1 | 0 | 0 | 0 | 0 | CB 303 | 303 | Tier-1 | 956-396F | 0 | 0.60511 | 0 | 0 | 0 | 0
CB 230 | 230 | Tier-2 | 0.62576 | 0 | 0.62576 | 0.62576 | CB 304 | 304 | Tier-1 | CB 230 | 0.62576 | 0.09053 | 0 | 0 | 0.62576 | 0
CB 235 | 235 | Tier-2 | 0.15928 | 0 | 0.15928 | 0.15928 | CB 309 | 309 | Tier-2 | CB 235 | 0.15928 | 0.086174 | 0 | 0 | 0.15928 | 0
956-402 | 956 | Tier-1 | 0 | 0 | 0 | 0 | CB 311 | 311 | Tier-1 | 956-402 | 0 | 0.45928 | 0 | 0 | 0 | 0
957-178 | 957 | Tier-1 | 0 | 0 | 0 | 0 | CB 312 | 312 | Tier-1 | 957-178 | 0 | 0.79015 | 0 | 0 | 0 | 0
CB 237 | 237 | Tier-2 | 0.61629 | 0.2299 | 0.84619 | 0.84619 | CB 320 | 320 | Tier-1 | CB 237 | 0.61629 | 0 | 0 | 0.2299 | 0.61629 | 0.2299
957-190 | 957 | Tier-1 | 0 | 0 | 0 | 0 | CB 322 | 322 | Tier-1 | 957-190 | 0 | 2.5297 | 0 | 0 | 0 | 0
CB 239 | 239 | Tier-3 | 0.039773 | 0 | 0.039773 | 0.039773 | CB 338 | 338 | Tier-1 | CB 239 | 0.039773 | 0.066288 | 0 | 0 | 0.039773 | 0
CB 248 | 248 | Tier-2 | 4.4809 | 0 | 4.4809 | 4.4809 | CB 339 | 339 | Tier-1 | CB 248 | 4.4809 | 0.85833 | 0 | 0 | 4.4809 | 0
957-493 | 957 | Tier-1 | 0.38655 | 0.1013 | 0.48785 | 0 | CB 348 | 348 | Tier-1 | 957-493 | 0.38655 | 0.55928 | 0 | 0.1013 | 0 | 0
CB 250 | 250 | Tier-1 | 0 | 0 | 0 | 0 | CB 350 | 350 | Tier-2 | CB 250 | 0 | 1.3629 | 0 | 0 | 0 | 0
CB 252 | 252 | Tier-1 | 0 | 0 | 0 | 0 | CB 352 | 352 | Tier-2 | CB 252 | 0 | 0.05322 | 0 | 0 | 0 | 0
CB 258 | 258 | Tier-1 | 0.065341 | 0 | 0.065341 | 0 | CB 357 | 357 | Tier-3 | CB 258 | 0.065341 | 0.071591 | 0 | 0 | 0 | 0
CB 263 | 263 | Tier-1 | 1.1358 | 0 | 1.1358 | 0 | CB 36 | 36 | Tier-1 | CB 263 | 1.1358 | 0.51288 | 0 | 0 | 0 | 0
CB 264 | 264 | Tier-1 | 0 | 0 | 0 | 0 | CB 361 | 361 | Tier-1 | CB 264 | 0 | 0.76648 | 0 | 0 | 0 | 0
958-23F | 958 | Tier-2 | 0 | 0 | 0 | 0 | CB 362 | 362 | Tier-1 | 958-23F | 0 | 0.89432 | 0 | 0 | 0 | 0
CB 265 | 265 | Tier-1 | 0 | 0 | 0 | 0 | CB 363 | 363 | Tier-1 | CB 265 | 0 | 0.45909 | 0 | 0 | 0 | 0
CB 267 | 267 | Tier-1 | 0 | 0 | 0 | 0 | CB 365 | 365 | Tier-1 | CB 267 | 0 | 0.38693 | 0 | 0 | 0 | 0
CB 272 | 272 | Tier-1 | 0 | 0 | 0 | 0 | CB 375 | 375 | Tier-1 | CB 272 | 0 | 1.1877 | 0 | 0 | 0 | 0
959-9F | 959 | Tier-2 | 0 | 0 | 0 | 0 | CB 380 | 380 | Tier-1 | 959-9F | 0 | 2.7515 | 0 | 0 | 0 | 0
CB 276 | 276 | Tier-1 | 1.2919 | 0 | 1.2919 | 0 | CB 383 | 383 | Tier-1 | CB 276 | 1.2919 | 0.27557 | 0 | 0 | 0 | 0
CB 277 | 277 | Tier-1 | 0.46136 | 0 | 0.46136 | 0 | CB 384 | 384 | Tier-1 | CB 277 | 0.46136 | 0.14148 | 0 | 0 | 0 | 0
96-1041F | 96 | Tier-1 | 0.064962 | 0.0314 | 0.096362 | 0 | CB 385 | 385 | Tier-1 | 96-1041F | 0.064962 | 0.055492 | 0 | 0.0314 | 0 | 0
96-1042F | 96 | Tier-1 | 0 | 0 | 0 | 0 | CB 386 | 386 | Tier-2 | 96-1042F | 0 | 1.5104 | 0 | 0 | 0 | 0
CB 278 | 278 | Tier-1 | 0 | 0 | 0 | 0 | CB 387 | 387 | Tier-1 | CB 278 | 0 | 0.10644 | 0 | 0 | 0 | 0
96-47R | 96 | Tier-2 | 5.6227 | 2.2489 | 7.8716 | 2.2489 | CB 40 | 40 | Tier-1 | 96-47R | 5.6227 | 17.1847 | 0 | 2.2489 | 0 | 2.2489
960-11F | 960 | Tier-2 | 0 | 0 | 0 | 0 | CB 402 | 402 | Tier-1 | 960-11F | 0 | 16.0032 | 0 | 0 | 0 | 0
CB 283 | 283 | Tier-3 | 0.0060606 | 0 | 0.0060606 | 0.006061 | CB 407 | 407 | Tier-1 | CB 283 | 0.0060606 | 0.054167 | 0 | 0 | 0.006061 | 0
960-13 | 960 | Tier-2 | 0 | 0 | 0 | 0 | CB 409 | 409 | Tier-1 | 960-13 | 0 | 6.639 | 0 | 0 | 0 | 0
960-35R | 960 | Tier-2 | 0 | 0 | 0 | 0 | CB 410 | 410 | Tier-1 | 960-35R | 0 | 2.7655 | 0 | 0 | 0 | 0
CB 294 | 294 | Tier-2 | 0 | 0 | 0 | 0 | CB 412 | 412 | Tier-1 | CB 294 | 0 | 1.4193 | 0 | 0 | 0 | 0
CB 295 | 295 | Tier-1 | 0.36989 | 0.1284 | 0.49829 | 0 | CB 418 | 418 | Tier-1 | CB 295 | 0.36989 | 2.6612 | 0 | 0.1284 | 0 | 0
CB 300 | 300 | Tier-2 | 0 | 0 | 0 | 0 | CB 423 | 423 | Tier-1 | CB 300 | 0 | 0.051136 | 0 | 0 | 0 | 0
CB 306 | 306 | Tier-1 | 1.0631 | 0.2208 | 1.2839 | 0 | CB 425 | 425 | Tier-1 | CB 306 | 1.0631 | 2.621 | 0.14489 | 0.2208 | 0 | 0
961-70F | 961 | Tier-1 | 0 | 0 | 0 | 0 | CB 431 | 431 | Tier-1 | 961-70F | 0 | 1.1269 | 0 | 0 | 0 | 0
CB 311 | 311 | Tier-1 | 0 | 0 | 0 | 0 | CB 432 | 432 | Tier-1 | CB 311 | 0 | 1.8062 | 0 | 0 | 0 | 0
CB 320 | 320 | Tier-1 | 0.41383 | 0.3114 | 0.72523 | 0 | CB 433 | 433 | Tier-1 | CB 320 | 0.41383 | 0.22462 | 0 | 0.3114 | 0 | 0
CB 331 | 331 | Tier-2 | 2.8949 | 0 | 2.8949 | 2.8949 | CB 436 | 436 | Tier-1 | CB 331 | 2.8949 | 0.74356 | 0 | 0 | 2.8949 | 0
CB 341 | 341 | Tier-1 | 0 | 0 | 0 | 0 | CB 438 | 438 | Tier-1 | CB 341 | 0 | 0.066477 | 0 | 0 | 0 | 0
CB 342 | 342 | Tier-1 | 0 | 0 | 0 | 0 | CB 439 | 439 | Tier-1 | CB 342 | 0 | 0.39337 | 0 | 0 | 0 | 0
CB 343 | 343 | Tier-1 | 0 | 0 | 0 | 0 | CB 441 | 441 | Tier-3 | CB 343 | 0 | 1.8695 | 0 | 0 | 0 | 0
962-110F | 962 | Tier-2 | 0 | 0 | 0 | 0 | CB 444 | 444 | Tier-2 | 962-110F | 0 | 0.25777 | 0 | 0 | 0 | 0
962-111F | 962 | Tier-2 | 0 | 0 | 0 | 0 | CB 445 | 445 | Tier-2 | 962-111F | 0 | 0.18258 | 0 | 0 | 0 | 0
CB 348 | 348 | Tier-1 | 0 | 0 | 0 | 0 | CB 451 | 451 | Tier-1 | CB 348 | 0 | 0.015909 | 0 | 0 | 0 | 0
CB 350 | 350 | Tier-2 | 0.13314 | 0 | 0.13314 | 0.13314 | CB 454 | 454 | Tier-1 | CB 350 | 0.13314 | 0 | 0 | 0 | 0.13314 | 0
962-264F | 962 | Tier-2 | 0 | 0 | 0 | 0 | CB 456 | 456 | Tier-1 | 962-264F | 0 | 3.5481 | 0 | 0 | 0 | 0
CB 352 | 352 | Tier-2 | 0.125 | 0 | 0.125 | 0.125 | CB 460 | 460 | Tier-2 | CB 352 | 0.125 | 0 | 0 | 0 | 0.125 | 0
962-277 | 962 | Tier-2 | 0 | 0 | 0 | 0 | CB 464 | 464 | Tier-1 | 962-277 | 0 | 1.2665 | 0 | 0 | 0 | 0
CB 353 | 353 | Tier-2 | 0.043939 | 0 | 0.043939 | 0.043939 | CB 473 | 473 | Tier-1 | CB 353 | 0.043939 | 0 | 0 | 0 | 0.043939 | 0
CB 354 | 354 | Tier-2 | 0.057008 | 0 | 0.057008 | 0.057008 | CB 480 | 480 | Tier-1 | CB 354 | 0.057008 | 0 | 0 | 0 | 0.057008 | 0
CB 356 | 356 | Tier-2 | 0.016856 | 0 | 0.016856 | 0.016856 | CB 482 | 482 | Tier-1 | CB 356 | 0.016856 | 0 | 0 | 0 | 0.016856 | 0
CB 369 | 369 | Tier-1 | 0 | 0 | 0 | 0 | CB 501 | 501 | Tier-2 | CB 369 | 0 | 0.27064 | 0 | 0 | 0 | 0
CB 371 | 371 | Tier-1 | 0.63807 | 0.0129 | 0.65097 | 0 | CB 506 | 506 | Tier-1 | CB 371 | 0.63807 | 0.43883 | 0 | 0.0129 | 0 | 0
963-26 | 963 | Tier-1 | 0 | 0 | 0 | 0 | CB 508 | 508 | Tier-1 | 963-26 | 0 | 4.8178 | 0 | 0 | 0 | 0
963-28F | 963 | Tier-1 | 0 | 0 | 0 | 0 | CB 51 | 51 | Tier-1 | 963-28F | 0 | 0.10644 | 0 | 0 | 0 | 0
CB 38 | 38 | Tier-1 | 0 | 0 | 0 | 0 | CB 510 | 510 | Tier-1 | CB 38 | 0 | 1.3303 | 0 | 0 | 0 | 0
CB 381 | 381 | Tier-1 | 0.78239 | 0 | 0.78239 | 0 | CB 511 | 511 | Tier-1 | CB 381 | 0.78239 | 0.13371 | 0 | 0 | 0 | 0
CB 382 | 382 | Tier-1 | 0 | 0 | 0 | 0 | CB 514 | 514 | Tier-1 | CB 382 | 0 | 0.31364 | 0 | 0 | 0 | 0
CB 402 | 402 | Tier-1 | 0 | 0 | 0 | 0 | CB 515 | 515 | Tier-1 | CB 402 | 0 | 0.13125 | 0 | 0 | 0 | 0
CB 411 | 411 | Tier-1 | 0.039773 | 0 | 0.039773 | 0 | CB 52 | 52 | Tier-1 | CB 411 | 0.039773 | 0.24129 | 0 | 0 | 0 | 0
CB 427 | 427 | Tier-1 | 0 | 0 | 0 | 0 | CB 521 | 521 | Tier-2 | CB 427 | 0 | 0.92102 | 0 | 0 | 0 | 0
967-80F | 967 | Tier-1 | 0 | 0 | 0 | 0 | CB 53 | 53 | Tier-1 | 967-80F | 0 | 0.28428 | 0 | 0 | 0 | 0
967-81 | 967 | Tier-1 | 0 | 0 | 0 | 0 | CB 531 | 531 | Tier-1 | 967-81 | 0 | 2.2816 | 0 | 0 | 0 | 0
CB 428 | 428 | Tier-1 | 0 | 0 | 0 | 0 | CB 533 | 533 | Tier-2 | CB 428 | 0 | 0.22159 | 0 | 0 | 0 | 0
CB 430 | 430 | Tier-1 | 0.045833 | 0 | 0.045833 | 0 | CB 536 | 536 | Tier-2 | CB 430 | 0.045833 | 0.17386 | 0 | 0 | 0 | 0
968-128AE | 968 | Tier-1 | 0 | 0 | 0 | 0 | CB 539 | 539 | Tier-2 | 968-128AE | 0 | 1.8723 | 0 | 0 | 0 | 0
968-133 | 968 | Tier-2 | 0 | 0 | 0 | 0 | CB 54 | 54 | Tier-1 | 968-133 | 0 | 1.347 | 0 | 0 | 0 | 0
968-134 | 968 | Tier-1 | 0 | 0 | 0 | 0 | CB 542 | 542 | Tier-2 | 968-134 | 0 | 0.51136 | 0 | 0 | 0 | 0
CB 431 | 431 | Tier-1 | 0 | 0 | 0 | 0 | CB 549 | 549 | Tier-1 | CB 431 | 0 | 0.28447 | 0 | 0 | 0 | 0
968-159AE | 968 | Tier-2 | 0 | 0 | 0 | 0 | CB 551 | 551 | Tier-1 | 968-159AE | 0 | 2.5258 | 0 | 0 | 0 | 0
CB 432 | 432 | Tier-1 | 0 | 0 | 0 | 0 | CB 560 | 560 | Tier-1 | CB 432 | 0 | 0.54508 | 0 | 0 | 0 | 0
CB 435 | 435 | Tier-1 | 0 | 0 | 0 | 0 | CB 566 | 566 | Tier-1 | CB 435 | 0 | 0.63731 | 0 | 0 | 0 | 0
968-466F | 968 | Tier-1 | 0 | 0 | 0 | 0 | CB 570 | 570 | Tier-1 | 968-466F | 0 | 1.3337 | 0 | 0 | 0 | 0
968-467F | 968 | Tier-2 | 0 | 0 | 0 | 0 | CB 578 | 578 | Tier-1 | 968-467F | 0 | 0.79375 | 0 | 0 | 0 | 0
CB 437 | 437 | Tier-1 | 0 | 0 | 0 | 0 | CB 581 | 581 | Tier-1 | CB 437 | 0 | 0.20852 | 0 | 0 | 0 | 0
968-476F | 968 | Tier-2 | 2.4922 | 0.0483 | 2.5405 | 1.9167 | CB 583 | 583 | Tier-1 | 968-476F | 2.4922 | 1.0456 | 0 | 0.0483 | 1.8684 | 0.0483
968-477F | 968 | Tier-2 | 0 | 0 | 0 | 0 | CB 587 | 587 | Tier-1 | 968-477F | 0 | 0.27898 | 0 | 0 | 0 | 0
968-478F | 968 | Tier-2 | 0 | 0 | 0 | 0 | CB 588 | 588 | Tier-1 | 968-478F | 0 | 1.7847 | 0 | 0 | 0 | 0
CB 442 | 442 | Tier-3 | 0 | 0 | 0 | 0 | CB 591 | 591 | Tier-1 | CB 442 | 0 | 0.063447 | 0 | 0 | 0 | 0
CB 443 | 443 | Tier-2 | 1.7657 | 0 | 1.7657 | 1.4752 | CB 598 | 598 | Tier-1 | CB 443 | 1.7657 | 1.853 | 0 | 0 | 1.4752 | 0
968-501F | 968 | Tier-2 | 0 | 0 | 0 | 0 | CB 599 | 599 | Tier-2 | 968-501F | 0 | 0.41761 | 0 | 0 | 0 | 0
969-221AE | 969 | Tier-1 | 0 | 0 | 0 | 0 | CB 61 | 61 | Tier-1 | 969-221AE | 0 | 0.41932 | 0 | 0 | 0 | 0
969-222 | 969 | Tier-1 | 0 | 0 | 0 | 0 | CB 68 | 68 | Tier-1 | 969-222 | 0 | 0.065152 | 0 | 0 | 0 | 0
969-223 | 969 | Tier-1 | 0 | 0 | 0 | 0 | CB 707 | 707 | Tier-1 | 969-223 | 0 | 0.29451 | 0 | 0 | 0 | 0
969-224 | 969 | Tier-1 | 0 | 0 | 0 | 0 | CB 71 | 71 | Tier-1 | 969-224 | 0 | 0.22367 | 0 | 0 | 0 | 0
CB 444 | 444 | Tier-2 | 0.41761 | 0.0138 | 0.43141 | 0.43141 | CB 710 | 710 | Tier-1 | CB 444 | 0.41761 | 0.06875 | 0.010227 | 0.0138 | 0.41761 | 0.0138
CB 445 | 445 | Tier-2 | 0 | 0 | 0 | 0 | CB 713 | 713 | Tier-1 | CB 445 | 0 | 0.036553 | 0 | 0 | 0 | 0
CB 448 | 448 | Tier-3 | 0 | 0 | 0 | 0 | CB 729 | 729 | Tier-2 | CB 448 | 0 | 0.027273 | 0 | 0 | 0 | 0
970-1341R | 970 | Tier-3 | 4.1362 | 0.2604 | 4.3966 | 4.3966 | CB 737 | 737 | Tier-1 | 970-1341R | 4.1362 | 1.6523 | 0 | 0.2604 | 4.1362 | 0.2604
970-18AE | 970 | Tier-3 | 0 | 0 | 0 | 0 | CB 738 | 738 | Tier-1 | 970-18AE | 0 | 11.293 | 0 | 0 | 0 | 0
CB 449 | 449 | Tier-3 | 0.054356 | 0 | 0.054356 | 0.054356 | CB 742 | 742 | Tier-1 | CB 449 | 0.054356 | 0 | 0 | 0 | 0.054356 | 0
970-4AE | 970 | Tier-3 | 0 | 0 | 0 | 0 | CB 751 | 751 | Tier-2 | 970-4AE | 0 | 9.2972 | 0 | 0 | 0 | 0
971-1973R | 971 | Tier-3 | 9.0023 | 1.9498 | 10.9521 | 10.9521 | CB 752 | 752 | Tier-2 | 971-1973R | 9.0023 | 0.26913 | 0.29867 | 1.9498 | 9.0023 | 1.9498
971-2050R | 971 | Tier-3 | 18.1945 | 2.5068 | 20.7013 | 20.7013 | CB 754 | 754 | Tier-2 | 971-2050R | 18.1945 | 3.6949 | 1.0468 | 2.5068 | 18.1945 | 2.5068
971-29R | 971 | Tier-3 | 3.3472 | 0.4534 | 3.8006 | 3.8006 | CB 761 | 761 | Tier-1 | 971-29R | 3.3472 | 3.4331 | 0.22727 | 0.4534 | 3.3472 | 0.4534
CB 46 | 46 | Tier-1 | 0 | 0 | 0 | 0 | CB 762 | 762 | Tier-1 | CB 46 | 0 | 0.13617 | 0 | 0 | 0 | 0
CB 460 | 460 | Tier-2 | 0.95644 | 0 | 0.95644 | 0 | CB 764 | 764 | Tier-1 | CB 460 | 0.95644 | 0.85114 | 0 | 0 | 0 | 0
971-383R | 971 | Tier-3 | 7.3409 | 2.3657 | 9.7066 | 9.7066 | CB 765 | 765 | Tier-1 | 971-383R | 7.3409 | 7.6581 | 1.5525 | 2.3657 | 7.3409 | 2.3657
971-388R | 971 | Tier-3 | 16.6265 | 1.2746 | 17.9011 | 17.9011 | CB 771 | 771 | Tier-1 | 971-388R | 16.6265 | 0.53561 | 0.23068 | 1.2746 | 16.6265 | 1.2746
CB 464 | 464 | Tier-1 | 0 | 0 | 0 | 0 | CB 779 | 779 | Tier-1 | CB 464 | 0 | 1.0684 | 0 | 0 | 0 | 0
972-1566F | 972 | Tier-2 | 0 | 0 | 0 | 0 | CB 780 | 780 | Tier-1 | 972-1566F | 0 | 0.17633 | 0 | 0 | 0 | 0
CB 48 | 48 | Tier-1 | 1.1051 | 0.4097 | 1.5148 | 0 | CB 781 | 781 | Tier-1 | CB 48 | 1.1051 | 0 | 0 | 0.4097 | 0 | 0
CB 486 | 486 | Tier-1 | 0.12424 | 0 | 0.12424 | 0 | CB 785 | 785 | Tier-1 | CB 486 | 0.12424 | 0.33977 | 0 | 0 | 0 | 0
972-1582R | 972 | Tier-3 | 10.4437 | 0.7085 | 11.1523 | 11.1523 | CB 792 | 792 | Tier-1 | 972-1582R | 10.4437 | 6.139 | 1.2174 | 0.7085 | 10.4437 | 0.7085
CB 496 | 496 | Tier-1 | 0.091288 | 0.1464 | 0.23769 | 0 | CB 793 | 793 | Tier-1 | CB 496 | 0.091288 | 0.71496 | 0 | 0.1464 | 0 | 0
972-1586F | 972 | Tier-2 | 0 | 0 | 0 | 0 | CB 795 | 795 | Tier-1 | 972-1586F | 0 | 3.2165 | 2.5462 | 0 | 0 | 0
CB 507 | 507 | Tier-1 | 0 | 0 | 0 | 0 | CB 797 | 797 | Tier-1 | CB 507 | 0 | 0.10947 | 0 | 0 | 0 | 0
CB 52 | 52 | Tier-1 | 0.21023 | 0.261 | 0.47123 | 0 | CB 81 | 81 | Tier-1 | CB 52 | 0.21023 | 1.1398 | 0 | 0.261 | 0 | 0
972-1589F | 972 | Tier-2 | 0 | 0 | 0 | 0 | CB 83 | 83 | Tier-1 | 972-1589F | 0 | 2.5466 | 1.1744 | 0 | 0 | 0
972-1590F | 972 | Tier-3 | 15.615 | 5.0458 | 20.6608 | 20.6608 | CB 832 | 832 | Tier-1 | 972-1590F | 15.615 | 1.8814 | 0.54678 | 5.0458 | 15.615 | 5.0458
CB 520 | 520 | Tier-2 | 0.0058712 | 0 | 0.0058712 | 0.005871 | CB 835 | 835 | Tier-2 | CB 520 | 0.0058712 | 0.046591 | 0 | 0 | 0.005871 | 0
972-1640 | 972 | Tier-2 | 0 | 0 | 0 | 0 | CB 836 | 836 | Tier-1 | 972-1640 | 0 | 0.56193 | 0.17822 | 0 | 0 | 0
972-1641 | 972 | Tier-2 | 0 | 0 | 0 | 0 | CB 84 | 84 | Tier-1 | 972-1641 | 0 | 1.7246 | 0.77462 | 0 | 0 | 0
CB 521 | 521 | Tier-2 | 0.21572 | 0.1949 | 0.41062 | 0.41062 | CB 840 | 840 | Tier-2 | CB 521 | 0.21572 | 0.59697 | 0.26023 | 0.1949 | 0.21572 | 0.1949
CB 534 | 534 | Tier-2 | 0.59621 | 0 | 0.59621 | 0.38371 | CB 847 | 847 | Tier-1 | CB 534 | 0.59621 | 1.0299 | 0 | 0 | 0.38371 | 0
972-1644 | 972 | Tier-2 | 0 | 0 | 0 | 0 | CB 859 | 859 | Tier-1 | 972-1644 | 0 | 1.1434 | 0.14564 | 0 | 0 | 0
972-32R | 972 | Tier-2 | 11.5867 | 4.0968 | 15.6835 | 15.6835 | CB 89 | 89 | Tier-1 | 972-32R | 11.5867 | 3.4066 | 0.62727 | 4.0968 | 11.5867 | 4.0968
972-942R | 972 | Tier-3 | 7.0945 | 0.7443 | 7.8388 | 7.8388 | CB 910 | 910 | Tier-2 | 972-942R | 7.0945 | 0.55436 | 0.44223 | 0.7443 | 7.0945 | 0.7443
973-1226R | 973 | Tier-3 | 7.4847 | 0.9985 | 8.4832 | 8.4832 | CB 912 | 912 | Tier-2 | 973-1226R | 7.4847 | 6.828 | 0.8358 | 0.9985 | 7.4847 | 0.9985
973-1245R | 973 | Tier-3 | 3.2869 | 0.0566 | 3.3435 | 3.3435 | CB 915 | 915 | Tier-2 | 973-1245R | 3.2869 | 4.3991 | 0.19299 | 0.0566 | 3.2869 | 0.0566
973-530AE | 973 | Tier-3 | 0.03428 | 0 | 0.03428 | 0.03428 | CB 916 | 916 | Tier-2 | 973-530AE | 0.03428 | 10.3375 | 6.6275 | 0 | 0.03428 | 0
CB 537 | 537 | Tier-2 | 0 | 0 | 0 | 0 | CB 92 | 92 | Tier-1 | CB 537 | 0 | 0.62064 | 0 | 0 | 0 | 0
973-533AE | 973 | Tier-3 | 0 | 0 | 0 | 0 | CB 920 | 920 | Tier-1 | 973-533AE | 0 | 2.7769 | 0.12689 | 0 | 0 | 0
973-534AE | 973 | Tier-3 | 0 | 0 | 0 | 0 | CB 925 | 925 | Tier-1 | 973-534AE | 0 | 3.8508 | 2.179 | 0 | 0 | 0
CB 540 | 540 | Tier-2 | 0.93788 | 0 | 0.93788 | 0.93788 | CB 926 | 926 | Tier-2 | CB 540 | 0.93788 | 0.75606 | 0 | 0 | 0.93788 | 0
974-16 | 974 | Tier-3 | 0 | 0 | 0 | 0 | CB 93 | 93 | Tier-1 | 974-16 | 0 | 0.063447 | 0 | 0 | 0 | 0
CB 55 | 55 | Tier-1 | 0 | 0 | 0 | 0 | CB 932 | 932 | Tier-2 | CB 55 | 0 | 0.32178 | 0 | 0 | 0 | 0
974-18 | 974 | Tier-3 | 0 | 0 | 0 | 0 | CB 935 | 935 | Tier-1 | 974-18 | 0 | 0.20152 | 0 | 0 | 0 | 0
974-23R | 974 | Tier-3 | 13.8097 | 2.2708 | 16.0805 | 16.0805 | CB 942 | 942 | Tier-1 | 974-23R | 13.8097 | 8.6725 | 1.914 | 2.2708 | 13.8097 | 2.2708
974-715R | 974 | Tier-3 | 8.4794 | 0.2394 | 8.7188 | 8.7188 | CB 945 | 945 | Tier-1 | 974-715R | 8.4794 | 1.3455 | 0.074811 | 0.2394 | 8.4794 | 0.2394
975-22R | 975 | Tier-3 | 1.6544 | 0 | 1.6544 | 1.6544 | CB 948 | 948 | Tier-1 | 975-22R | 1.6544 | 21.2085 | 0 | 0 | 1.6544 | 0
975-7 | 975 | Tier-3 | 0 | 0 | 0 | 0 | CB 949 | 949 | Tier-1 | 975-7 | 0 | 7.8869 | 0 | 0 | 0 | 0
980-348 | 980 | Tier-2 | 0 | 0 | 0 | 0 | CB 952 | 952 | Tier-1 | 980-348 | 0 | 2.3517 | 0 | 0 | 0 | 0
CB 555 | 555 | Tier-1 | 0 | 0 | 0 | 0 | CB 953 | 953 | Tier-1 | CB 555 | 0 | 0.14034 | 0 | 0 | 0 | 0
980-878F | 980 | Tier-2 | 0 | 0 | 0 | 0 | CB 959 | 959 | Tier-2 | 980-878F | 0 | 1.7837 | 0 | 0 | 0 | 0
CB 559 | 559 | Tier-1 | 0 | 0 | 0 | 0 | CB 966 | 966 | Tier-1 | CB 559 | 0 | 0.5464 | 0 | 0 | 0 | 0
980-880F | 980 | Tier-2 | 0 | 0 | 0 | 0 | CB 972 | 972 | Tier-2 | 980-880F | 0 | 2.615 | 0 | 0 | 0 | 0
980-881F | 980 | Tier-1 | 0 | 0 | 0 | 0 | CB 973 | 973 | Tier-2 | 980-881F | 0 | 0.80739 | 0 | 0 | 0 | 0
981-1184 | 981 | Tier-1 | 0 | 0 | 0 | 0 | CB 974 | 974 | Tier-2 | 981-1184 | 0 | 2.6229 | 0 | 0 | 0 | 0
CB 560 | 560 | Tier-1 | 0.30152 | 0.0142 | 0.31572 | 0 | CB 983 | 983 | Tier-2 | CB 560 | 0.30152 | 0.88523 | 0 | 0.0142 | 0 | 0
981-24F | 981 | Tier-1 | 0 | 0 | 0 | 0 | CB 984 | 984 | Tier-2 | 981-24F | 0 | 2.7987 | 0 | 0 | 0 | 0
CB 565 | 565 | Tier-1 | 0 | 0 | 0 | 0 | CB 985 | 985 | Tier-2 | CB 565 | 0 | 1.5492 | 0 | 0 | 0 | 0
981-28F | 981 | Tier-1 | 0 | 0 | 0 | 0 | CB 987 | 987 | Tier-2 | 981-28F | 0 | 9.8235 | 0 | 0 | 0 | 0
CB 571 | 571 | Tier-1 | 0 | 0 | 0 | 0 | CB 991 | 991 | Tier-2 | CB 571 | 0 | 0.051136 | 0 | 0 | 0 | 0
982-909AE | 982 | Tier-2 | 0 | 0 | 0 | 0 | CB 993 | 993 | Tier-2 | 982-909AE | 0 | 7.3275 | 0 | 0 | 0 | 0
982-912 | 982 | Tier-2 | 0 | 0 | 0 | 0 | CB AD1 | AD1 | Tier-1 | 982-912 | 0 | 4.311 | 0 | 0 | 0 | 0
983-28 | 983 | Tier-2 | 0 | 0 | 0 | 0 | CB AD3 | AD3 | Tier-1 | 983-28 | 0 | 18.758 | 0 | 0 | 0 | 0
CB 575 | 575 | Tier-2 | 0 | 0 | 0 | 0 | CB AG1 | AG1 | Tier-1 | CB 575 | 0 | 0.75208 | 0 | 0 | 0 | 0
CB 58 | 58 | Tier-1 | 0 | 0 | 0 | 0 | CB AZ1 | AZ1 | Tier-1 | CB 58 | 0 | 0.034848 | 0 | 0 | 0 | 0
985-37F | 985 | Tier-2 | 0 | 0 | 0 | 0 | CB BA3 | BA3 | Tier-1 | 985-37F | 0 | 9.4068 | 0 | 0 | 0 | 0
985-38F | 985 | Tier-1 | 0 | 0 | 0 | 0 | CB BN1 | BN1 | Tier-1 | 985-38F | 0 | 6.1828 | 0 | 0 | 0 | 0
CB 584 | 584 | Tier-1 | 0 | 0 | 0 | 0 | CB BT1 | BT1 | Tier-1 | CB 584 | 0 | 3.2222 | 0 | 0 | 0 | 0
985-46F | 985 | Tier-1 | 0 | 0 | 0 | 0 | CB BW1 | BW1 | Tier-1 | 985-46F | 0 | 2.5318 | 0 | 0 | 0 | 0
985-47F | 985 | Tier-1 | 0 | 0 | 0 | 0 | CB BY3 | BY3 | Tier-1 | 985-47F | 0 | 1.1288 | 0 | 0 | 0 | 0
986-197F | 986 | Tier-2 | 0 | 0 | 0 | 0 | CB C17 | C17 | Tier-1 | 986-197F | 0 | 4.811 | 0 | 0 | 0 | 0
986-198F | 986 | Tier-2 | 0 | 0 | 0 | 0 | CB CE3 | CE3 | Tier-1 | 986-198F | 0 | 6.7767 | 0 | 0 | 0 | 0
CB 586 | 586 | Tier-1 | 0 | 0 | 0 | 0 | CB CS1 | CS1 | Tier-1 | CB 586 | 0 | 1.7116 | 0 | 0 | 0 | 0
986-402F | 986 | Tier-2 | 0 | 0 | 0 | 0 | CB CS3 | CS3 | Tier-1 | 986-402F | 0 | 4.0674 | 0 | 0 | 0 | 0
CB 59 | 59 | Tier-1 | 0.80076 | 0 | 0.80076 | 0 | CB EN1 | EN1 | Tier-1 | CB 59 | 0.80076 | 0.64621 | 0.010795 | 0 | 0 | 0
988-35 | 988 | Tier-2 | 0 | 0 | 0 | 0 | CB FB2 | FB2 | Tier-2 | 988-35 | 0 | 0.76098 | 0 | 0 | 0 | 0
988-37 | 988 | Tier-2 | 0 | 0 | 0 | 0 | CB FL1 | FL1 | Tier-1 | 988-37 | 0 | 7.2593 | 0 | 0 | 0 | 0
989-1AE | 989 | Tier-1 | 0 | 0 | 0 | 0 | CB GM2 | GM2 | Tier-1 | 989-1AE | 0 | 5.7277 | 0 | 0 | 0 | 0
CB 594 | 594 | Tier-2 | 0 | 0 | 0 | 0 | CB HL3 | HL3 | Tier-1 | CB 594 | 0 | 2.2871 | 0 | 0 | 0 | 0
99-182 | 99 | Tier-1 | 0 | 0 | 0 | 0 | CB HP1 | HP1 | Tier-1 | 99-182 | 0 | 0.016288 | 0 | 0 | 0 | 0
CB 67 | 67 | Tier-3 | 0.043939 | 0 | 0.043939 | 0.043939 | CB HW1 | HW1 | Tier-1 | CB 67 | 0.043939 | 0 | 0 | 0 | 0.043939 | 0
CB 702 | 702 | Tier-1 | 1.5752 | 0 | 1.5752 | 0 | CB JE1 | JE1 | Tier-1 | CB 702 | 1.5752 | 0.077462 | 0 | 0 | 0 | 0
990-10 | 990 | Tier-1 | 0 | 0 | 0 | 0 | CB MA1 | MA1 | Tier-1 | 990-10 | 0 | 8.4411 | 0 | 0 | 0 | 0
CB 712 | 712 | Tier-1 | 0.30758 | 0 | 0.30758 | 0 | CB MAG1 | MAG1 | Tier-1 | CB 712 | 0.30758 | 0.57443 | 0 | 0 | 0 | 0
990-713 | 990 | Tier-2 | 0.065909 | 0 | 0.065909 | 0 | CB MF1 | MF1 | Tier-1 | 990-713 | 0.065909 | 6.7093 | 0 | 0 | 0 | 0
CB 713 | 713 | Tier-1 | 0 | 0 | 0 | 0 | CB MO1 | MO1 | Tier-1 | CB 713 | 0 | 0.80587 | 0 | 0 | 0 | 0
990-716 | 990 | Tier-2 | 0 | 0 | 0 | 0 | CB MT3 | MT3 | Tier-1 | 990-716 | 0 | 15.8097 | 0 | 0 | 0 | 0
991-1 | 991 | Tier-2 | 1.2636 | 0 | 1.2636 | 1.2636 | CB NC4 | NC4 | Tier-1 | 991-1 | 1.2636 | 6.7294 | 0 | 0 | 1.2636 | 0
991-1206R | 991 | Tier-2 | 9.0301 | 0.1828 | 9.2129 | 9.2129 | CB NO1 | NO1 | Tier-1 | 991-1206R | 9.0301 | 0.26894 | 0 | 0.1828 | 9.0301 | 0.1828
CB 724 | 724 | Tier-1 | 0.091667 | 0.1587 | 0.25037 | 0 | CB NVS1 | NVS1 | Tier-2 | CB 724 | 0.091667 | 1.6913 | 0 | 0.1587 | 0 | 0
CB 726 | 726 | Tier-1 | 0 | 0 | 0 | 0 | CB PB1 | PB1 | Tier-1 | CB 726 | 0 | 1.6443 | 0 | 0 | 0 | 0
991-380 | 991 | Tier-2 | 0 | 0 | 0 | 0 | CB PE1 | PE1 | Tier-3 | 991-380 | 0 | 1.4246 | 0 | 0 | 0 | 0
991-383 | 991 | Tier-2 | 0 | 0 | 0 | 0 | CB PK2 | PK2 | Tier-1 | 991-383 | 0 | 5.6309 | 0 | 0 | 0 | 0
CB 73 | 73 | Tier-3 | 0 | 0 | 0 | 0 | CB PK5 | PK5 | Tier-1 | CB 73 | 0 | 0.04697 | 0 | 0 | 0 | 0
991-385 | 991 | Tier-2 | 0 | 0 | 0 | 0 | CB PK6 | PK6 | Tier-1 | 991-385 | 0 | 0.51761 | 0 | 0 | 0 | 0
991-4AE | 991 | Tier-2 | 0 | 0 | 0 | 0 | CB PL2 | PL2 | Tier-1 | 991-4AE | 0 | 3.3765 | 0 | 0 | 0 | 0
CB 739 | 739 | Tier-1 | 0 | 0 | 0 | 0 | CB PLZ1 | PLZ1 | Tier-1 | CB 739 | 0 | 1.0104 | 0 | 0 | 0 | 0
992-10AE | 992 | Tier-2 | 0 | 0 | 0 | 0 | CB PY1 | PY1 | Tier-3 | 992-10AE | 0 | 9.1458 | 0 | 0 | 0 | 0
CB 745 | 745 | Tier-1 | 0.81894 | 0 | 0.81894 | 0 | CB QN1 | QN1 | Tier-1 | CB 745 | 0.81894 | 0.25947 | 0 | 0 | 0 | 0
CB 747 | 747 | Tier-1 | 0 | 0 | 0 | 0 | CB RB1 | RB1 | Tier-3 | CB 747 | 0 | 0.85455 | 0 | 0 | 0 | 0
992-574F | 992 | Tier-1 | 0 | 0 | 0 | 0 | CB RD4 | RD4 | Tier-1 | 992-574F | 0 | 3.7869 | 0 | 0 | 0 | 0
CB 755 | 755 | Tier-1 | 0 | 0 | 0 | 0 | CB S2 | S2 | Tier-1 | CB 755 | 0 | 0.59508 | 0 | 0 | 0 | 0
992-577 | 992 | Tier-2 | 0 | 0 | 0 | 0 | CB SL1 | SL1 | Tier-3 | 992-577 | 0 | 8.3879 | 0 | 0 | 0 | 0
993-1 | 993 | Tier-2 | 0 | 0 | 0 | 0 | CB SW1 | SW1 | Tier-1 | 993-1 | 0 | 7.3157 | 0 | 0 | 0 | 0
993-1029F | 993 | Tier-2 | 0 | 0 | 0 | 0 | CB TM1 | TM1 | Tier-1 | 993-1029F | 0 | 7.5801 | 0 | 0 | 0 | 0
CB 756 | 756 | Tier-1 | 0 | 0 | 0 | 0 | CB TR1 | TR1 | Tier-1 | CB 756 | 0 | 0.14223 | 0 | 0 | 0 | 0
993-1155F | 993 | Tier-1 | 0 | 0 | 0 | 0 | CB VS1 | VS1 | Tier-1 | 993-1155F | 0 | 6.7553 | 0 | 0 | 0 | 0
993-1156F | 993 | Tier-2 | 0 | 0 | 0 | 0 | CB WA5 | WA5 | Tier-1 | 993-1156F | 0 | 5.3888 | 0 | 0 | 0 | 0
CB 761 | 761 | Tier-1 | 2.3415 | 0 | 2.3415 | 0 | CB WA6 | WA6 | Tier-1 | CB 761 | 2.3415 | 0.79091 | 0 | 0 | 0 | 0
CB 764 | 764 | Tier-1 | 0 | 0 | 0 | 0 | CB WC2 | WC2 | Tier-3 | CB 764 | 0 | 0.64053 | 0 | 0 | 0 | 0
CB 765 | 765 | Tier-1 | 0 | 0 | 0 | 0 | CTL1-3R | CTL1 | Tier-3 | CB 765 | 0 | 0.66629 | 0 | 0 | 0 | 0
993-41 | 993 | Tier-1 | 0 | 0 | 0 | 0 | NO1-286 | NO1 | Tier-1 | 993-41 | 0 | 8.2085 | 0 | 0 | 0 | 0
993-42 | 993 | Tier-1 | 0 | 0 | 0 | 0 | RA1-402R | RA1 | Tier-3 | 993-42 | 0 | 3.0773 | 0 | 0 | 0 | 0
CB 774 | 774 | Tier-1 | 0 | 0 | 0 | 0 | RB1-427R | RB1 | Tier-3 | CB 774 | 0 | 0.28163 | 0 | 0 | 0 | 0
993-49F | 993 | Tier-2 | 0 | 0 | 0 | 0 | RD4-126F | RD4 | Tier-1 | 993-49F | 0 | 1.6193 | 0 | 0 | 0 | 0
CB 777 | 777 | Tier-1 | 0 | 0 | 0 | 0 | RD4-26F | RD4 | Tier-1 | CB 777 | 0 | 0.7178 | 0 | 0 | 0 | 0
995-11AE | 995 | Tier-1 | 0 | 0 | 0 | 0 | RD4-27F | RD4 | Tier-1 | 995-11AE | 0 | 8.0117 | 0 | 0 | 0 | 0
995-12AE | 995 | Tier-1 | 0 | 0 | 0 | 0 | RD4-49F | RD4 | Tier-1 | 995-12AE | 0 | 2.1538 | 0 | 0 | 0 | 0
995-13AE | 995 | Tier-1 | 0 | 0 | 0 | 0 | UP1-10 | UP1 | Tier-1 | 995-13AE | 0 | 6.6583 | 0 | 0 | 0 | 0
CB 78 | 78 | Tier-3 | 0.036174 | 0 | 0.036174 | 0.036174 | 971-2050R | 971 | Tier-3 | CB 78 | 0.036174 | 0 | 0 | 0 | 0.036174 | 0
995-555F | 995 | Tier-1 | 0 | 0 | 0 | 0 | 972-942R | 972 | Tier-3 | 995-555F | 0 | 1.5277 | 0 | 0 | 0 | 0
CB 785 | 785 | Tier-1 | 0 | 0 | 0 | 0 | 973-530AE | 973 | Tier-3 | CB 785 | 0 | 0.15208 | 0 | 0 | 0 | 0
CB 79 | 79 | Tier-3 | 0 | 0 | 0 | 0 | 974-17AE | 974 | Tier-3 | CB 79 | 0 | 0.041098 | 0 | 0 | 0 | 0
CB 792 | 792 | Tier-1 | 0 | 0 | 0 | 0 | 974-23R | 974 | Tier-3 | CB 792 | 0 | 2.5178 | 0 | 0 | 0 | 0
995-7AE | 995 | Tier-1 | 0 | 0 | 0 | 0 | 974-715R | 974 | Tier-3 | 995-7AE | 0 | 5.9473 | 0 | 0 | 0 | 0
995-8AE | 995 | Tier-1 | 0 | 0 | 0 | 0 | 980-878F | 980 | Tier-2 | 995-8AE | 0 | 2.5451 | 0 | 0 | 0 | 0
CB 100 | 100 | Tier-1 | 2.7708 | 0.3742 | 3.145 | 0 | 981-1262 | 981 | Tier-1 | CB 100 | 2.7708 | 4.2248 | 0 | 0.3742 | 0 | 0
CB 793 | 793 | Tier-1 | 0 | 0 | 0 | 0 | 985-36 | 985 | Tier-1 | CB 793 | 0 | 0.89792 | 0 | 0 | 0 | 0
CB 795 | 795 | Tier-1 | 0.64564 | 0 | 0.64564 | 0 | 99-181 | 99 | Tier-1 | CB 795 | 0.64564 | 2.7782 | 0 | 0 | 0 | 0
CB 797 | 797 | Tier-1 | 0.92273 | 0 | 0.92273 | 0 | 99-185F | 99 | Tier-1 | CB 797 | 0.92273 | 1.66 | 0 | 0 | 0 | 0
CB 1010 | 1010 | Tier-1 | 0 | 0 | 0 | 0 | 990-716 | 990 | Tier-2 | CB 1010 | 0 | 0.67614 | 0 | 0 | 0 | 0
CB 798 | 798 | Tier-1 | 0 | 0 | 0 | 0 | 991-1 | 991 | Tier-2 | CB 798 | 0 | 0.93883 | 0 | 0 | 0 | 0
CB 832 | 832 | Tier-1 | 0 | 0 | 0 | 0 | 991-2 | 991 | Tier-2 | CB 832 | 0 | 0.096591 | 0 | 0 | 0 | 0
CB 846 | 846 | Tier-1 | 0 | 0 | 0 | 0 | 991-384AE | 991 | Tier-2 | CB 846 | 0 | 0.68447 | 0 | 0 | 0 | 0
CB 847 | 847 | Tier-1 | 0 | 0 | 0 | 0 | 991-385 | 991 | Tier-2 | CB 847 | 0 | 1.9727 | 0 | 0 | 0 | 0
CB 854 | 854 | Tier-1 | 0.2767 | 0 | 0.2767 | 0 | 992-573 | 992 | Tier-1 | CB 854 | 0.2767 | 1.5013 | 0 | 0 | 0 | 0
CB 908 | 908 | Tier-3 | 0 | 0 | 0 | 0 | 992-575F | 992 | Tier-1 | CB 908 | 0 | 0.36515 | 0 | 0 | 0 | 0
CB 909 | 909 | Tier-2 | 0 | 0 | 0 | 0 | 993-1 | 993 | Tier-2 | CB 909 | 0 | 0.29735 | 0 | 0 | 0 | 0
CB 913 | 913 | Tier-1 | 0 | 0 | 0 | 0 | 995-13AE | 995 | Tier-1 | CB 913 | 0 | 0.33617 | 0 | 0 | 0 | 0
CB 1026 | 1026 | Tier-2 | 0 | 0 | 0 | 0 | 995-556F | 995 | Tier-1 | CB 1026 | 0 | 11.1795 | 0 | 0 | 0 | 0
CB 103 | 103 | Tier-1 | 5.5669 | 4.7962 | 10.3631 | 0 | 995-557 | 995 | Tier-1 | CB 103 | 5.5669 | 9.8532 | 0 | 4.7962 | 0 | 0
CB 916 | 916 | Tier-2 | 0 | 0 | 0 | 0 | 995-8AE | 995 | Tier-1 | CB 916 | 0 | 1.6777 | 0 | 0 | 0 | 0
CB 1039 | 1039 | Tier-1 | 0.67595 | 0.1703 | 0.84625 | 0 | CB 1011 | 1011 | Tier-1 | CB 1039 | 0.67595 | 2.5373 | 0 | 0.1703 | 0 | 0
CB 104 | 104 | Tier-1 | 0 | 0 | 0 | 0 | CB 1023 | 1023 | Tier-2 | CB 104 | 0 | 1.9303 | 0 | 0 | 0 | 0
CB 920 | 920 | Tier-1 | 0.96496 | 0 | 0.96496 | 0 | CB 1048 | 1048 | Tier-1 | CB 920 | 0.96496 | 1.7051 | 0 | 0 | 0 | 0
CB 926 | 926 | Tier-2 | 0 | 0 | 0 | 0 | CB 1073 | 1073 | Tier-1 | CB 926 | 0 | 1.9866 | 0 | 0 | 0 | 0
CB 1049 | 1049 | Tier-1 | 3.0663 | 2.6169 | 5.6832 | 0 | CB 1076 | 1076 | Tier-1 | CB 1049 | 3.0663 | 7.5142 | 0 | 2.6169 | 0 | 0
CB 934 | 934 | Tier-1 | 0 | 0 | 0 | 0 | CB 108 | 108 | Tier-1 | CB 934 | 0 | 0.61136 | 0 | 0 | 0 | 0
CB 106 | 106 | Tier-1 | 0 | 0 | 0 | 0 | CB 109 | 109 | Tier-1 | CB 106 | 0 | 1.4343 | 0 | 0 | 0 | 0
CB 937 | 937 | Tier-1 | 0 | 0 | 0 | 0 | CB 1094 | 1094 | Tier-1 | CB 937 | 0 | 0.45606 | 0 | 0 | 0 | 0
CB 107 | 107 | Tier-1 | 1.0419 | 0.772 | 1.8139 | 0 | CB 1100 | 1100 | Tier-2 | CB 107 | 1.0419 | 7.6674 | 0 | 0.772 | 0 | 0
CB 1070 | 1070 | Tier-1 | 0 | 0 | 0 | 0 | CB 1101 | 1101 | Tier-2 | CB 1070 | 0 | 15.3369 | 0 | 0 | 0 | 0
CB 1071 | 1071 | Tier-1 | 0 | 0 | 0 | 0 | CB 1103 | 1103 | Tier-2 | CB 1071 | 0 | 5.7288 | 0 | 0 | 0 | 0
CB 1072 | 1072 | Tier-1 | 0 | 0 | 0 | 0 | CB 1116 | 1116 | Tier-1 | CB 1072 | 0 | 6.6492 | 0 | 0 | 0 | 0
CB 1073 | 1073 | Tier-1 | 3.3184 | 2.8123 | 6.1307 | 0 | CB 1118 | 1118 | Tier-2 | CB 1073 | 3.3184 | 6.1972 | 0 | 2.8123 | 0 | 0
CB 1076 | 1076 | Tier-1 | 2.2468 | 1.7011 | 3.9479 | 0 | CB 1119 | 1119 | Tier-1 | CB 1076 | 2.2468 | 2.4862 | 0 | 1.7011 | 0 | 0
CB 1077 | 1077 | Tier-1 | 3.8731 | 4.3816 | 8.2547 | 0 | CB 112 | 112 | Tier-1 | CB 1077 | 3.8731 | 4.8159 | 0 | 4.3816 | 0 | 0
CB 942 | 942 | Tier-1 | 0 | 0 | 0 | 0 | CB 1132 | 1132 | Tier-1 | CB 942 | 0 | 0.92633 | 0 | 0 | 0 | 0
CB 1079 | 1079 | Tier-1 | 1.4544 | 1.0725 | 2.5269 | 0 | CB 1138 | 1138 | Tier-2 | CB 1079 | 1.4544 | 2.5754 | 0 | 1.0725 | 0 | 0
CB 947 | 947 | Tier-1 | 0 | 0 | 0 | 0 | CB 1139 | 1139 | Tier-1 | CB 947 | 0 | 0.032197 | 0 | 0 | 0 | 0
CB 1081 | 1081 | Tier-1 | 5.5598 | 4.2585 | 9.8183 | 0 | CB 114 | 114 | Tier-1 | CB 1081 | 5.5598 | 7.4924 | 2.7801 | 4.2585 | 0 | 0
CB 1082 | 1082 | Tier-1 | 1.0381 | 0.1163 | 1.1544 | 0 | CB 115 | 115 | Tier-1 | CB 1082 | 1.0381 | 0.18731 | 0 | 0.1163 | 0 | 0
CB 1085 | 1085 | Tier-1 | 0.4608 | 0 | 0.4608 | 0 | CB 1160 | 1160 | Tier-2 | CB 1085 | 0.4608 | 6.1913 | 2.0909 | 0 | 0 | 0
CB 952 | 952 | Tier-1 | 0 | 0 | 0 | 0 | CB 1173 | 1173 | Tier-1 | CB 952 | 0 | 0.60019 | 0 | 0 | 0 | 0
CB 1090 | 1090 | Tier-2 | 4.5962 | 0.3013 | 4.8975 | 4.8975 | CB 1180 | 1180 | Tier-1 | CB 1090 | 4.5962 | 4.31 | 0 | 0.3013 | 4.5962 | 0.3013
CB 1094 | 1094 | Tier-1 | 0.34773 | 0.033 | 0.38073 | 0 | CB 122 | 122 | Tier-1 | CB 1094 | 0.34773 | 6.0676 | 0.045833 | 0.033 | 0 | 0
CB 953 | 953 | Tier-1 | 0 | 0 | 0 | 0 | CB 1224 | 1224 | Tier-1 | CB 953 | 0 | 1.6549 | 0 | 0 | 0 | 0
CB 954 | 954 | Tier-1 | 0 | 0 | 0 | 0 | CB 1243 | 1243 | Tier-2 | CB 954 | 0 | 1.8699 | 0 | 0 | 0 | 0
CB 1101 | 1101 | Tier-2 | 3.0366 | 0 | 3.0366 | 3.0366 | CB 1246 | 1246 | Tier-1 | CB 1101 | 3.0366 | 1.6508 | 0 | 0 | 3.0366 | 0
CB 1102 | 1102 | Tier-2 | 0 | 0 | 0 | 0 | CB 1248 | 1248 | Tier-2 | CB 1102 | 0 | 9.4241 | 0 | 0 | 0 | 0
CB 1103 | 1103 | Tier-2 | 0 | 0 | 0 | 0 | CB 125 | 125 | Tier-1 | CB 1103 | 0 | 7.3771 | 0 | 0 | 0 | 0
CB 1104 | 1104 | Tier-2 | 0 | 0 | 0 | 0 | CB 1250 | 1250 | Tier-2 | CB 1104 | 0 | 32.3769 | 0 | 0 | 0 | 0
CB 1105 | 1105 | Tier-2 | 0 | 0 | 0 | 0 | CB 1253 | 1253 | Tier-2 | CB 1105 | 0 | 18.897 | 4.2795 | 0 | 0 | 0
CB 1106 | 1106 | Tier-2 | 1.2773 | 0 | 1.2773 | 1.2773 | CB 1256 | 1256 | Tier-2 | CB 1106 | 1.2773 | 20.0523 | 0 | 0 | 1.2773 | 0
CB 111 | 111 | Tier-1 | 0 | 0 | 0 | 0 | CB 1266 | 1266 | Tier-1 | CB 111 | 0 | 4.9617 | 0 | 0 | 0 | 0
CB 1116 | 1116 | Tier-1 | 0.11477 | 0.0699 | 0.18467 | 0 | CB 1269 | 1269 | Tier-1 | CB 1116 | 0.11477 | 20.2235 | 0 | 0.0699 | 0 | 0
CB 1117 | 1117 | Tier-2 | 0 | 0 | 0 | 0 | CB 128 | 128 | Tier-1 | CB 1117 | 0 | 14.3462 | 0 | 0 | 0 | 0
CB 1118 | 1118 | Tier-2 | 0 | 0 | 0 | 0 | CB 1283 | 1283 | Tier-1 | CB 1118 | 0 | 5.3199 | 1.615 | 0 | 0 | 0
CB 1119 | 1119 | Tier-1 | 0 | 0 | 0 | 0 | CB 137 | 137 | Tier-1 | CB 1119 | 0 | 5.322 | 0 | 0 | 0 | 0
CB 112 | 112 | Tier-1 | 0 | 0 | 0 | 0 | CB 138 | 138 | Tier-1 | CB 112 | 0 | 1.417 | 0 | 0 | 0 | 0
CB 962 | 962 | Tier-1 | 0 | 0 | 0 | 0 | CB 139 | 139 | Tier-1 | CB 962 | 0 | 0.99148 | 0 | 0 | 0 | 0
CB 970 | 970 | Tier-2 | 0.092045 | 0 | 0.092045 | 0.092045 | CB 140 | 140 | Tier-1 | CB 970 | 0.092045 | 0.20833 | 0 | 0 | 0.092045 | 0
CB 971 | 971 | Tier-2 | 4.1989 | 0.9085 | 5.1074 | 5.1074 | CB 141 | 141 | Tier-1 | CB 971 | 4.1989 | 0.21667 | 0.035227 | 0.9085 | 4.1989 | 0.9085
CB 972 | 972 | Tier-2 | 0 | 0 | 0 | 0 | CB 1418 | 1418 | Tier-1 | CB 972 | 0 | 1.5487 | 0.24697 | 0 | 0 | 0
CB 973 | 973 | Tier-2 | 0.12822 | 0 | 0.12822 | 0.12822 | CB 1446 | 1446 | Tier-1 | CB 973 | 0.12822 | 0.3678 | 0 | 0 | 0.12822 | 0
CB 1138 | 1138 | Tier-2 | 4.9684 | 2.6992 | 7.6676 | 5.2882 | CB 1448 | 1448 | Tier-1 | CB 1138 | 4.9684 | 4.0687 | 0 | 2.6992 | 2.589 | 2.6992
CB 974 | 974 | Tier-2 | 0.11723 | 0 | 0.11723 | 0.11724 | CB 1450 | 1450 | Tier-1 | CB 974 | 0.11723 | 0.37917 | 0 | 0 | 0.11724 | 0
CB 114 | 114 | Tier-1 | 1.4233 | 0.2659 | 1.6892 | 0 | CB 146 | 146 | Tier-1 | CB 114 | 1.4233 | 1.6042 | 0.14034 | 0.2659 | 0 | 0
CB 1140 | 1140 | Tier-1 | 0.21629 | 0.0777 | 0.29399 | 0 | CB 1479 | 1479 | Tier-1 | CB 1140 | 0.21629 | 7.5589 | 0 | 0.0777 | 0 | 0
CB 975 | 975 | Tier-3 | 0.46496 | 0 | 0.46496 | 0.46496 | CB 1481 | 1481 | Tier-1 | CB 975 | 0.46496 | 0.40417 | 0 | 0 | 0.46496 | 0
CB 1152 | 1152 | Tier-1 | 0.225 | 0 | 0.225 | 0 | CB 1483 | 1483 | Tier-1 | CB 1152 | 0.225 | 2.1523 | 0 | 0 | 0 | 0
CB 983 | 983 | Tier-2 | 0 | 0 | 0 | 0 | CB 165 | 165 | Tier-1 | CB 983 | 0 | 2.0962 | 0 | 0 | 0 | 0
CB 116 | 116 | Tier-1 | 5.2233 | 1.8023 | 7.0256 | 0 | CB 166 | 166 | Tier-1 | CB 116 | 5.2233 | 5.9392 | 0 | 1.8023 | 0 | 0
CB 1160 | 1160 | Tier-2 | 0.16307 | 0 | 0.16307 | 0.012311 | CB 168 | 168 | Tier-1 | CB 1160 | 0.16307 | 1.5657 | 0 | 0 | 0.012311 | 0
CB 1161 | 1161 | Tier-2 | 0.90625 | 0 | 0.90625 | 0.28182 | CB 177 | 177 | Tier-1 | CB 1161 | 0.90625 | 2.8269 | 0 | 0 | 0.28182 | 0
CB 990 | 990 | Tier-2 | 0 | 0 | 0 | 0 | CB 183 | 183 | Tier-1 | CB 990 | 0 | 1.4958 | 0 | 0 | 0 | 0
CB 992 | 992 | Tier-2 | 0 | 0 | 0 | 0 | CB 184 | 184 | Tier-1 | CB 992 | 0 | 0.41553 | 0 | 0 | 0 | 0
CB 117 | 117 | Tier-1 | 0 | 0 | 0 | 0 | CB 185 | 185 | Tier-2 | CB 117 | 0 | 1.2875 | 0 | 0 | 0 | 0
CB 1173 | 1173 | Tier-1 | 0.79545 | 0.3669 | 1.1624 | 0 | CB 194 | 194 | Tier-1 | CB 1173 | 0.79545 | 0.60663 | 0 | 0.3669 | 0 | 0
CB 1174 | 1174 | Tier-1 | 0.2536 | 0 | 0.2536 | 0 | CB 195 | 195 | Tier-1 | CB 1174 | 0.2536 | 2.0795 | 0 | 0 | 0 | 0
CB 993 | 993 | Tier-2 | 0 | 0 | 0 | 0 | CB 197 | 197 | Tier-2 | CB 993 | 0 | 0.90398 | 0 | 0 | 0 | 0
CB 1180 | 1180 | Tier-1 | 0.98561 | 0.2163 | 1.2019 | 0 | CB 198 | 198 | Tier-1 | CB 1180 | 0.98561 | 5.9682 | 4.3369 | 0.2163 | 0 | 0
CB AB1 | AB1 | Tier-1 | 0 | 0 | 0 | 0 | CB 20 | 20 | Tier-1 | CB AB1 | 0 | 0.91875 | 0 | 0 | 0 | 0
CB ALV1 | ALV1 | Tier-1 | 0.97481 | 0.8447 | 1.8195 | 0 | CB 206 | 206 | Tier-1 | CB ALV1 | 0.97481 | 0.021591 | 0 | 0.8447 | 0 | 0
CB 120 | 120 | Tier-1 | 0.78731 | 0.0462 | 0.83351 | 0 | CB 211 | 211 | Tier-2 | CB 120 | 0.78731 | 4.6644 | 1.9436 | 0.0462 | 0 | 0
CB AZ1 | AZ1 | Tier-1 | 0 | 0 | 0 | 0 | CB 215 | 215 | Tier-3 | CB AZ1 | 0 | 0.7197 | 0 | 0 | 0 | 0
CB 1202 | 1202 | Tier-2 | 0 | 0 | 0 | 0 | CB 223 | 223 | Tier-1 | CB 1202 | 0 | 2.8223 | 0 | 0 | 0 | 0
CB BH1 | BH1 | Tier-1 | 0.5661 | 0.4841 | 1.0502 | 0 | CB 227 | 227 | Tier-1 | CB BH1 | 0.5661 | 0 | 0 | 0.4841 | 0 | 0
CB BW1 | BW1 | Tier-1 | 0.75587 | 0.3313 | 1.0872 | 0 | CB 228 | 228 | Tier-1 | CB BW1 | 0.75587 | 0.090909 | 0 | 0.3313 | 0 | 0
CB 1219 | 1219 | Tier-1 | 0.14848 | 0.0907 | 0.23918 | 0 | CB 229 | 229 | Tier-1 | CB 1219 | 0.14848 | 1.314 | 0 | 0.0907 | 0 | 0
CB 122 | 122 | Tier-1 | 1.7239 | 0.3318 | 2.0557 | 0 | CB 230 | 230 | Tier-2 | CB 122 | 1.7239 | 0.55473 | 0 | 0.3318 | 0 | 0
CB 1221 | 1221 | Tier-1 | 0 | 0 | 0 | 0 | CB 237 | 237 | Tier-2 | CB 1221 | 0 | 14.0559 | 0 | 0 | 0 | 0
CB CHA1 | CHA1 | Tier-1 | 2.4106 | 1.639 | 4.0496 | 0 | CB 241 | 241 | Tier-2 | CB CHA1 | 2.4106 | 0 | 0 | 1.639 | 0 | 0
CB CMP1 | CMP1 | Tier-1 | 3.475 | 2.1653 | 5.6403 | 0 | CB 242 | 242 | Tier-2 | CB CMP1 | 3.475 | 0.061742 | 0 | 2.1653 | 0 | 0
CB CSS1 | CSS1 | Tier-1 | 0 | 0 | 0 | 0 | CB 244 | 244 | Tier-2 | CB CSS1 | 0 | 0.025568 | 0 | 0 | 0 | 0
CB 1225 | 1225 | Tier-1 | 0 | 0 | 0 | 0 | CB 245 | 245 | Tier-1 | CB 1225 | 0 | 3.0934 | 0 | 0 | 0 | 0
CB 1226 | 1226 | Tier-2 | 0 | 0 | 0 | 0 | CB 246 | 246 | Tier-2 | CB 1226 | 0 | 15.2614 | 0 | 0 | 0 | 0
CB 123 | 123 | Tier-1 | 0.55284 | 0 | 0.55284 | 0 | CB 247 | 247 | Tier-2 | CB 123 | 0.55284 | 0.65777 | 0 | 0 | 0 | 0
CB CTL1 | CTL1 | Tier-3 | 0.031818 | 0.0063 | 0.038118 | 0.038118 | CB 248 | 248 | Tier-2 | CB CTL1 | 0.031818 | 0 | 0 | 0.0063 | 0.031818 | 0.0063
CB 1234 | 1234 | Tier-3 | 16.6487 | 0.6581 | 17.3068 | 17.3068 | CB 253 | 253 | Tier-1 | CB 1234 | 16.6487 | 30.6388 | 10.1695 | 0.6581 | 16.6487 | 0.6581
CB 1235 | 1235 | Tier-2 | 17.4856 | 3.285 | 20.7706 | 20.7706 | CB 261 | 261 | Tier-1 | CB 1235 | 17.4856 | 23.8561 | 0 | 3.285 | 17.4856 | 3.285
CB 124 | 124 | Tier-1 | 0.95 | 0 | 0.95 | 0 | CB 264 | 264 | Tier-1 | CB 124 | 0.95 | 1.3282 | 0 | 0 | 0 | 0
CB 1242 | 1242 | Tier-2 | 0 | 0 | 0 | 0 | CB 271 | 271 | Tier-1 | CB 1242 | 0 | 13.275 | 0 | 0 | 0 | 0
CB 1243 | 1243 | Tier-2 | 4.8068 | 0.2405 | 5.0473 | 5.0473 | CB 273 | 273 | Tier-1 | CB 1243 | 4.8068 | 1.8905 | 0.091856 | 0.2405 | 4.8068 | 0.2405
CB 1244 | 1244 | Tier-2 | 0 | 0 | 0 | 0 | CB 274 | 274 | Tier-1 | CB 1244 | 0 | 9.8419 | 0 | 0 | 0 | 0
CB 1245 | 1245 | Tier-2 | 0.4697 | 0 | 0.4697 | 0.4697 | CB 279 | 279 | Tier-1 | CB 1245 | 0.4697 | 9.5761 | 0 | 0 | 0.4697 | 0
CB DH1 | DH1 | Tier-1 | 0 | 0 | 0 | 0 | CB 280 | 280 | Tier-2 | CB DH1 | 0 | 0.1375 | 0 | 0 | 0 | 0
CB 1247 | 1247 | Tier-2 | 0 | 0 | 0 | 0 | CB 292 | 292 | Tier-2 | CB 1247 | 0 | 12.6525 | 0 | 0 | 0 | 0
CB 1248 | 1248 | Tier-2 | 0 | 0 | 0 | 0 | CB 294 | 294 | Tier-2 | CB 1248 | 0 | 1.7487 | 0 | 0 | 0 | 0
CB DM1 | DM1 | Tier-1 | 0.093371 | 0 | 0.093371 | 0 | CB 298 | 298 | Tier-1 | CB DM1 | 0.093371 | 0.082386 | 0 | 0 | 0 | 0
CB DV1 | DV1 | Tier-3 | 0.03428 | 0 | 0.03428 | 0.03428 | CB 306 | 306 | Tier-1 | CB DV1 | 0.03428 | 0.048485 | 0 | 0 | 0.03428 | 0
CB 1251 | 1251 | Tier-2 | 0 | 0 | 0 | 0 | CB 310 | 310 | Tier-1 | CB 1251 | 0 | 0.13598 | 0 | 0 | 0 | 0
CB 1252 | 1252 | Tier-2 | 0 | 0 | 0 | 0 | CB 315 | 315 | Tier-2 | CB 1252 | 0 | 0.35152 | 0 | 0 | 0 | 0
CB EH1 | EH1 | Tier-1 | 0 | 0 | 0 | 0 | CB 319 | 319 | Tier-2 | CB EH1 | 0 | 0.62235 | 0 | 0 | 0 | 0
CB 1256 | 1256 | Tier-2 | 0 | 0 | 0 | 0 | CB 325 | 325 | Tier-1 | CB 1256 | 0 | 4.192 | 0 | 0 | 0 | 0
CB 1257 | 1257 | Tier-2 | 0 | 0 | 0 | 0 | CB 326 | 326 | Tier-1 | CB 1257 | 0 | 3.8305 | 0 | 0 | 0 | 0
CB 1258 | 1258 | Tier-2 | 0 | 0 | 0 | 0 | CB 327 | 327 | Tier-3 | CB 1258 | 0 | 2.3665 | 0 | 0 | 0 | 0
CB 1259 | 1259 | Tier-2 | 0 | 0 | 0 | 0 | CB 329 | 329 | Tier-2 | CB 1259 | 0 | 3.1259 | 0 | 0 | 0 | 0
CB ER1 | ER1 | Tier-1 | 0 | 0 | 0 | 0 | CB 342 | 342 | Tier-1 | CB ER1 | 0 | 0.53466 | 0 | 0 | 0 | 0
CB 1260 | 1260 | Tier-2 | 0 | 0 | 0 | 0 | CB 343 | 343 | Tier-1 | CB 1260 | 0 | 8.6559 | 0 | 0 | 0 | 0
CB FRD1 | FRD1 | Tier-1 | 0.25739 | 0.4716 | 0.72899 | 0 | CB 344 | 344 | Tier-1 | CB FRD1 | 0.25739 | 0 | 0 | 0.4716 | 0 | 0
CB 1269 | 1269 | Tier-1 | 0 | 0 | 0 | 0 | CB 356 | 356 | Tier-2 | CB 1269 | 0 | 10.6195 | 0 | 0 | 0 | 0
CB HK1 | HK1 | Tier-1 | 0 | 0 | 0 | 0 | CB 358 | 358 | Tier-3 | CB HK1 | 0 | 0.58598 | 0 | 0 | 0 | 0
CB 128 | 128 | Tier-1 | 2.5047 | 0.6998 | 3.2045 | 0 | CB 366 | 366 | Tier-1 | CB 128 | 2.5047 | 0.91326 | 0 | 0.6998 | 0 | 0
CB HW1 | HW1 | Tier-1 | 0.62045 | 0.432 | 1.0525 | 0 | CB 369 | 369 | Tier-1 | CB HW1 | 0.62045 | 0.52557 | 0 | 0.432 | 0 | 0
CB JE1 | JE1 | Tier-1 | 0.49129 | 0.4705 | 0.96179 | 0 | CB 37 | 37 | Tier-1 | CB JE1 | 0.49129 | 0.71098 | 0 | 0.4705 | 0 | 0
CB 1286 | 1286 | Tier-1 | 1.0152 | 0.1405 | 1.1557 | 0 | CB 370 | 370 | Tier-1 | CB 1286 | 1.0152 | 3.15 | 0 | 0.1405 | 0 | 0
CB 1287 | 1287 | Tier-1 | 0 | 0 | 0 | 0 | CB 371 | 371 | Tier-1 | CB 1287 | 0 | 8.197 | 0 | 0 | 0 | 0
CB KR1 | KR1 | Tier-1 | 0.4858 | 0.6373 | 1.1231 | 0 | CB 373 | 373 | Tier-1 | CB KR1 | 0.4858 | 0.025568 | 0 | 0.6373 | 0 | 0
CB 129 | 129 | Tier-1 | 2.0672 | 0.6254 | 2.6926 | 0 | CB 374 | 374 | Tier-1 | CB 129 | 2.0672 | 2.2076 | 0 | 0.6254 | 0 | 0
CB 1297 | 1297 | Tier-1 | 0.18996 | 0.1752 | 0.36516 | 0 | CB 376 | 376 | Tier-1 | CB 1297 | 0.18996 | 0.30928 | 0 | 0.1752 | 0 | 0
CB 1299 | 1299 | Tier-2 | 4.3905 | 0.0822 | 4.4727 | 2.7722 | CB 392 | 392 | Tier-1 | CB 1299 | 4.3905 | 1.0612 | 0 | 0.0822 | 2.69 | 0.0822
CB 130 | 130 | Tier-1 | 1.3466 | 0.614 | 1.9606 | 0 | CB 393 | 393 | Tier-2 | CB 130 | 1.3466 | 0.67481 | 0 | 0.614 | 0 | 0
CB 131 | 131 | Tier-1 | 1.2875 | 0.365 | 1.6525 | 0 | CB 396 | 396 | Tier-2 | CB 131 | 1.2875 | 2.6112 | 0 | 0.365 | 0 | 0
CB 132 | 132 | Tier-1 | 0 | 0 | 0 | 0 | CB 397 | 397 | Tier-1 | CB 132 | 0 | 3.6114 | 0 | 0 | 0 | 0
CB 133 | 133 | Tier-1 | 3.0892 | 3.114 | 6.2032 | 0 | CB 399 | 399 | Tier-1 | CB 133 | 3.0892 | 1.8756 | 0 | 3.114 | 0 | 0
CB 134 | 134 | Tier-1 | 0 | 0 | 0 | 0 | CB 401 | 401 | Tier-1 | CB 134 | 0 | 4.0297 | 0 | 0 | 0 | 0
CB 135 | 135 | Tier-1 | 0.41761 | 0.2087 | 0.62631 | 0 | CB 403 | 403 | Tier-1 | CB 135 | 0.41761 | 3.1201 | 0 | 0.2087 | 0 | 0
CB 136 | 136 | Tier-1 | 2.7424 | 0.8201 | 3.5625 | 0 | CB 406 | 406 | Tier-1 | CB 136 | 2.7424 | 7.292 | 0 | 0.8201 | 0 | 0
CB 137 | 137 | Tier-1 | 0.3767 | 0.5655 | 0.9422 | 0 | CB 411 | 411 | Tier-1 | CB 137 | 0.3767 | 3.1443 | 0 | 0.5655 | 0 | 0
CB 138 | 138 | Tier-1 | 0.18636 | 0 | 0.18636 | 0 | CB 414 | 414 | Tier-1 | CB 138 | 0.18636 | 3.4479 | 0 | 0 | 0 | 0
CB LJS1 | LJS1 | Tier-1 | 0 | 0 | 0 | 0 | CB 415 | 415 | Tier-1 | CB LJS1 | 0 | 1.2273 | 0 | 0 | 0 | 0
CB 140 | 140 | Tier-1 | 1.6979 | 1.6127 | 3.3106 | 0 | CB 429 | 429 | Tier-1 | CB 140 | 1.6979 | 0.81932 | 0 | 1.6127 | 0 | 0
CB 1406 | 1406 | Tier-1 | 0.036742 | 0 | 0.036742 | 0 | CB 449 | 449 | Tier-3 | CB 1406 | 0.036742 | 9.9458 | 0 | 0 | 0 | 0
CB 1407 | 1407 | Tier-1 | 0 | 0 | 0 | 0 | CB 455 | 455 | Tier-1 | CB 1407 | 0 | 2.5595 | 0 | 0 | 0 | 0
CB 1408 | 1408 | Tier-1 | 0 | 0 | 0 | 0 | CB 462 | 462 | Tier-2 | CB 1408 | 0 | 1.4831 | 0 | 0 | 0 | 0
CB LPS1 | LPS1 | Tier-1 | 0.98087 | 1.521 | 2.5019 | 0 | CB 47 | 47 | Tier-1 | CB LPS1 | 0.98087 | 0.026515 | 0 | 1.521 | 0 | 0
CB 141 | 141 | Tier-1 | 0.62292 | 0 | 0.62292 | 0 | CB 477 | 477 | Tier-1 | CB 141 | 0.62292 | 0.20492 | 0 | 0 | 0 | 0
CB MOR1 | MOR1 | Tier-2 | 2.911 | 0.639 | 3.55 | 3.55 | CB 481 | 481 | Tier-1 | CB MOR1 | 2.911 | 1.4699 | 0.25852 | 0.639 | 2.911 | 0.639
CB 1414 | 1414 | Tier-2 | 0 | 0 | 0 | 0 | CB 486 | 486 | Tier-1 | CB 1414 | 0 | 0.18864 | 0 | 0 | 0 | 0
CB 1415 | 1415 | Tier-2 | 0 | 0 | 0 | 0 | CB 488 | 488 | Tier-1 | CB 1415 | 0 | 0.15909 | 0 | 0 | 0 | 0
CB 1418 | 1418 | Tier-1 | 4.1182 | 2.0331 | 6.1513 | 0 | CB 490 | 490 | Tier-1 | CB 1418 | 4.1182 | 5.3066 | 0 | 2.0331 | 0 | 0
CB NT1 | NT1 | Tier-1 | 0 | 0 | 0 | 0 | CB 491 | 491 | Tier-1 | CB NT1 | 0 | 0 | 0 | 0 | 0 | 0
CB 142 | 142 | Tier-1 | 5.8655 | 5.0186 | 10.8841 | 0 | CB 497 | 497 | Tier-1 | CB 142 | 5.8655 | 1.3741 | 0 | 5.0186 | 0 | 0
CB OCA1 | OCA1 | Tier-1 | 0.27027 | 0.3909 | 0.66117 | 0 | CB 50 | 50 | Tier-1 | CB OCA1 | 0.27027 | 0 | 0 | 0.3909 | 0 | 0
CB 143 | 143 | Tier-1 | 2.8381 | 0.511 | 3.3491 | 0 | CB 505 | 505 | Tier-1 | CB 143 | 2.8381 | 2.3186 | 0 | 0.511 | 0 | 0
CB 1434 | 1434 | Tier-1 | 0.96269 | 1.3051 | 2.2678 | 0 | CB 512 | 512 | Tier-1 | CB 1434 | 0.96269 | 3.7784 | 0 | 1.3051 | 0 | 0
CB PH1 | PH1 | Tier-1 | 0.38201 | 0.2316 | 0.61361 | 0 | CB 516 | 516 | Tier-1 | CB PH1 | 0.38201 | 0.52519 | 0 | 0.2316 | 0 | 0
CB 1436 | 1436 | Tier-1 | 0.38731 | 0 | 0.38731 | 0 | CB 520 | 520 | Tier-2 | CB 1436 | 0.38731 | 2.1095 | 0 | 0 | 0 | 0
CB PK2 | PK2 | Tier-1 | 0 | 0 | 0 | 0 | CB 522 | 522 | Tier-2 | CB PK2 | 0 | 0.99508 | 0 | 0 | 0 | 0
CB 1438 | 1438 | Tier-1 | 6.6718 | 6.3977 | 13.0695 | 0 | CB 524 | 524 | Tier-3 | CB 1438 | 6.6718 | 3.7223 | 0 | 6.3977 | 0 | 0
CB 1439 | 1439 | Tier-1 | 0 | 0 | 0 | 0 | CB 529 | 529 | Tier-1 | CB 1439 | 0 | 6.4475 | 0 | 0 | 0 | 0
CB 144 | 144 | Tier-1 | 3.6585 | 0.6894 | 4.3479 | 0 | CB 532 | 532 | Tier-1 | CB 144 | 3.6585 | 1.0275 | 0 | 0.6894 | 0 | 0
CB 1440 | 1440 | Tier-1 | 0 | 0 | 0 | 0 | CB 534 | 534 | Tier-2 | CB 1440 | 0 | 2.6869 | 0 | 0 | 0 | 0
CB PK4 | PK4 | Tier-1 | 0 | 0 | 0 | 0 | CB 535 | 535 | Tier-2 | CB PK4 | 0 | 0.58523 | 0 | 0 | 0 | 0
CB PK5 | PK5 | Tier-1 | 0 | 0 | 0 | 0 | CB 550 | 550 | Tier-1 | CB PK5 | 0 | 0.96269 | 0 | 0 | 0 | 0
CB 1444 | 1444 | Tier-1 | 0 | 0 | 0 | 0 | CB 552 | 552 | Tier-1 | CB 1444 | 0 | 1.1223 | 0 | 0 | 0 | 0
CB 1445 | 1445 | Tier-1 | 0 | 0 | 0 | 0 | CB 557 | 557 | Tier-1 | CB 1445 | 0 | 1.9566 | 0 | 0 | 0 | 0
CB PK7 | PK7 | Tier-1 | 0 | 0 | 0 | 0 | CB 558 | 558 | Tier-1 | CB PK7 | 0 | 0.0018939 | 0 | 0 | 0 | 0
CB PLZ1 | PLZ1 | Tier-1 | 0 | 0 | 0 | 0 | CB 559 | 559 | Tier-1 | CB PLZ1 | 0 | 0.06572 | 0 | 0 | 0 | 0
CB PY1 | PY1 | Tier-3 | 0 | 0 | 0 | 0 | CB 562 | 562 | Tier-1 | CB PY1 | 0 | 1.1867 | 0.3286 | 0 | 0 | 0
CB 145 | 145 | Tier-1 | 1.2114 | 0.0259 | 1.2373 | 0 | CB 565 | 565 | Tier-1 | CB 145 | 1.2114 | 7.1562 | 2.042 | 0.0259 | 0 | 0
CB QN1 | QN1 | Tier-1 | 1.5691 | 0.9788 | 2.5479 | 0 | CB 571 | 571 | Tier-1 | CB QN1 | 1.5691 | 0 | 0 | 0.9788 | 0 | 0
CB RB1 | RB1 | Tier-3 | 0.026705 | 0 | 0.026705 | 0.026705 | CB 574 | 574 | Tier-2 | CB RB1 | 0.026705 | 0.031629 | 0 | 0 | 0.026705 | 0
CB 146 | 146 | Tier-1 | 0.18561 | 0 | 0.18561 | 0 | CB 580 | 580 | Tier-1 | CB 146 | 0.18561 | 0.088258 | 0 | 0 | 0 | 0
CB 147 | 147 | Tier-1 | 0.60265 | 0 | 0.60265 | 0 | CB 585 | 585 | Tier-1 | CB 147 | 0.60265 | 2.9182 | 0 | 0 | 0 | 0
CB 1479 | 1479 | Tier-1 | 2.9655 | 2.1142 | 5.0797 | 0 | CB 594 | 594 | Tier-2 | CB 1479 | 2.9655 | 1.0083 | 0 | 2.1142 | 0 | 0
CB RC1 | RC1 | Tier-2 | 2.5881 | 0.6439 | 3.232 | 3.232 | CB 595 | 595 | Tier-1 | CB RC1 | 2.5881 | 0 | 0 | 0.6439 | 2.5881 | 0.6439
CB RD4 | RD4 | Tier-1 | 0 | 0 | 0 | 0 | CB 63 | 63 | Tier-1 | CB RD4 | 0 | 0.58333 | 0 | 0 | 0 | 0
CB 1482 | 1482 | Tier-1 | 0.033523 | 0 | 0.033523 | 0 | CB 70 | 70 | Tier-1 | CB 1482 | 0.033523 | 5.8937 | 0 | 0 | 0 | 0
CB 1483 | 1483 | Tier-1 | 0 | 0 | 0 | 0 | CB 719 | 719 | Tier-1 | CB 1483 | 0 | 3.6597 | 0 | 0 | 0 | 0
CB RE1 | RE1 | Tier-1 | 0.57727 | 1.0112 | 1.5885 | 0 | CB 72 | 72 | Tier-1 | CB RE1 | 0.57727 | 0 | 0 | 1.0112 | 0 | 0
CB RV2 | RV2 | Tier-1 | 0.4197 | 0.4544 | 0.8741 | 0 | CB 728 | 728 | Tier-1 | CB RV2 | 0.4197 | 0.61572 | 0 | 0.4544 | 0 | 0
CB 151 | 151 | Tier-1 | 1.6706 | 1.2009 | 2.8715 | 0 | CB 73 | 73 | Tier-3 | CB 151 | 1.6706 | 8.4739 | 0 | 1.2009 | 0 | 0
CB SEA1 | SEA1 | Tier-1 | 0 | 0 | 0 | 0 | CB 732 | 732 | Tier-1 | CB SEA1 | 0 | 0.0085227 | 0 | 0 | 0 | 0
CB 1525 | 1525 | Tier-2 | 4.1097 | 2.1229 | 6.2326 | 2.803 | CB 741 | 741 | Tier-1 | CB 1525 | 4.1097 | 5.4074 | 0 | 2.1229 | 0.68011 | 2.1229
CB 153 | 153 | Tier-1 | 8.2277 | 6.557 | 14.7847 | 0 | CB 744 | 744 | Tier-1 | CB 153 | 8.2277 | 6.1343 | 0 | 6.557 | 0 | 0
CB 154 | 154 | Tier-1 | 4.9278 | 3.9718 | 8.8996 | 0 | CB 745 | 745 | Tier-1 | CB 154 | 4.9278 | 2.7894 | 0 | 3.9718 | 0 | 0
CB 155 | 155 | Tier-1 | 3.5369 | 1.1483 | 4.6852 | 0 | CB 747 | 747 | Tier-1 | CB 155 | 3.5369 | 9.9085 | 0 | 1.1483 | 0 | 0
CB 156 | 156 | Tier-1 | 2.6163 | 1.3678 | 3.9841 | 0 | CB 748 | 748 | Tier-1 | CB 156 | 2.6163 | 8.4345 | 0 | 1.3678 | 0 | 0
CB SK1 | SK1 | Tier-1 | 0.026705 | 0 | 0.026705 | 0 | CB 756 | 756 | Tier-1 | CB SK1 | 0.026705 | 0 | 0 | 0 | 0 | 0
CB 158 | 158 | Tier-1 | 2.2184 | 2.4008 | 4.6192 | 0 | CB 760 | 760 | Tier-1 | CB 158 | 2.2184 | 4.4968 | 0 | 2.4008 | 0 | 0
CB 159 | 159 | Tier-1 | 0.63769 | 0.2828 | 0.92049 | 0 | CB 767 | 767 | Tier-1 | CB 159 | 0.63769 | 1.6187 | 0 | 0.2828 | 0 | 0
CB 160 | 160 | Tier-1 | 2.0129 | 1.6587 | 3.6716 | 0 | CB 77 | 77 | Tier-1 | CB 160 | 2.0129 | 3.3364 | 0 | 1.6587 | 0 | 0
CB 161 | 161 | Tier-1 | 0.78239 | 0 | 0.78239 | 0 | CB 770 | 770 | Tier-1 | CB 161 | 0.78239 | 1.2998 | 0 | 0 | 0 | 0
CB 162 | 162 | Tier-1 | 0.90284 | 0.6682 | 1.571 | 0 | CB 773 | 773 | Tier-2 | CB 162 | 0.90284 | 3.9754 | 0 | 0.6682 | 0 | 0
CB 163 | 163 | Tier-1 | 5.0587 | 14.7254 | 19.7841 | 0 | CB 774 | 774 | Tier-1 | CB 163 | 5.0587 | 3.332 | 0 | 14.7254 | 0 | 0
CB 164 | 164 | Tier-1 | 1.1038 | 0.4792 | 1.583 | 0 | CB 777 | 777 | Tier-1 | CB 164 | 1.1038 | 4.7025 | 0 | 0.4792 | 0 | 0
CB SL1 | SL1 | Tier-3 | 4.8833 | 1.7174 | 6.6007 | 6.6007 | CB 788 | 788 | Tier-2 | CB SL1 | 4.8833 | 0.12178 | 0.053409 | 1.7174 | 4.8833 | 1.7174
CB 166 | 166 | Tier-1 | 3.0165 | 2.1542 | 5.1707 | 0 | CB 791 | 791 | Tier-1 | CB 166 | 3.0165 | 0.90568 | 0 | 2.1542 | 0 | 0
CB SW4 | SW4 | Tier-1 | 1.3263 | 2.0434 | 3.3697 | 0 | CB 794 | 794 | Tier-1 | CB SW4 | 1.3263 | 0.28201 | 0 | 2.0434 | 0 | 0
CB 168 | 168 | Tier-1 | 3.983 | 3.6443 | 7.6273 | 0 | CB 798 | 798 | Tier-1 | CB 168 | 3.983 | 4.4295 | 0 | 3.6443 | 0 | 0
CB 169 | 169 | Tier-1 | 0.13693 | 0.0381 | 0.17503 | 0 | CB 830 | 830 | Tier-1 | CB 169 | 0.13693 | 0.026136 | 0 | 0.0381 | 0 | 0
CB TM1 | TM1 | Tier-1 | 0.014962 | 0 | 0.014962 | 0 | CB 834 | 834 | Tier-1 | CB TM1 | 0.014962 | 0 | 0 | 0 | 0 | 0
CB TR1 | TR1 | Tier-1 | 0.53049 | 0.297 | 0.82749 | 0 | CB 841 | 841 | Tier-2 | CB TR1 | 0.53049 | 0.31629 | 0 | 0.297 | 0 | 0
CB 172 | 172 | Tier-1 | 4.3197 | 0.4384 | 4.7581 | 0 | CB 842 | 842 | Tier-2 | CB 172 | 4.3197 | 0.16174 | 0.035038 | 0.4384 | 0 | 0
CB UP1 | UP1 | Tier-1 | 0 | 0 | 0 | 0 | CB 843 | 843 | Tier-2 | CB UP1 | 0 | 0.016288 | 0 | 0 | 0 | 0
CB 175 | 175 | Tier-2 | 2.7684 | 0.0828 | 2.8512 | 0.0828 | CB 853 | 853 | Tier-1 | CB 175 | 2.7684 | 4.575 | 2.172 | 0.0828 | 0 | 0.0828
CB VT1 | VT1 | Tier-1 | 0 | 0 | 0 | 0 | CB 855 | 855 | Tier-1 | CB VT1 | 0 | 0.38125 | 0 | 0 | 0 | 0
CB VW1 | VW1 | Tier-1 | 0 | 0 | 0 | 0 | CB 857 | 857 | Tier-1 | CB VW1 | 0 | 0.81439 | 0 | 0 | 0 | 0
CB WA2 | WA2 | Tier-1 | 2.4553 | 3.1947 | 5.65 | 0 | CB 858 | 858 | Tier-1 | CB WA2 | 2.4553 | 0.94602 | 0 | 3.1947 | 0 | 0
CB 179 | 179 | Tier-1 | 0 | 0 | 0 | 0 | CB 87 | 87 | Tier-1 | CB 179 | 0 | 4.846 | 0 | 0 | 0 | 0
CB 180 | 180 | Tier-1 | 0.77576 | 0.1722 | 0.94796 | 0 | CB 900 | 900 | Tier-1 | CB 180 | 0.77576 | 7.7095 | 0 | 0.1722 | 0 | 0
CB 181 | 181 | Tier-1 | 0.7286 | 0 | 0.7286 | 0 | CB 908 | 908 | Tier-3 | CB 181 | 0.7286 | 0.75473 | 0 | 0 | 0 | 0
CB 182 | 182 | Tier-1 | 0 | 0 | 0 | 0 | CB 917 | 917 | Tier-2 | CB 182 | 0 | 4.3903 | 0.047348 | 0 | 0 | 0
CB 183 | 183 | Tier-1 | 1.7765 | 0.9328 | 2.7093 | 0 | CB 930 | 930 | Tier-1 | CB 183 | 1.7765 | 10.2727 | 0 | 0.9328 | 0 | 0
CB 184 | 184 | Tier-1 | 0.49848 | 0 | 0.49848 | 0 | CB 931 | 931 | Tier-1 | CB 184 | 0.49848 | 9.6042 | 0 | 0 | 0 | 0
CB 185 | 185 | Tier-2 | 2.8758 | 0.9331 | 3.8089 | 1.0255 | CB 936 | 936 | Tier-1 | CB 185 | 2.8758 | 7.7475 | 0.90814 | 0.9331 | 0.092424 | 0.9331
CB 186 | 186 | Tier-1 | 3.4871 | 0.6239 | 4.111 | 0 | CB 937 | 937 | Tier-1 | CB 186 | 3.4871 | 6.9566 | 0 | 0.6239 | 0 | 0
CB 187 | 187 | Tier-1 | 4.1994 | 1.2227 | 5.4221 | 0 | CB 941 | 941 | Tier-1 | CB 187 | 4.1994 | 5.7411 | 0 | 1.2227 | 0 | 0
CB 188 | 188 | Tier-1 | 6.7824 | 3.5188 | 10.3012 | 0 | CB 943 | 943 | Tier-1 | CB 188 | 6.7824 | 2.9534 | 0 | 3.5188 | 0 | 0
CB 189 | 189 | Tier-1 | 1.1602 | 0.4665 | 1.6267 | 0 | CB 951 | 951 | Tier-1 | CB 189 | 1.1602 | 5.0771 | 0 | 0.4665 | 0 | 0
CB YS1 | YS1 | Tier-1 | 0 | 0 | 0 | 0 | CB 954 | 954 | Tier-1 | CB YS1 | 0 | 0.40057 | 0 | 0 | 0 | 0
CB 191 | 191 | Tier-1 | 2.1098 | 1.0943 | 3.2041 | 0 | CB 955 | 955 | Tier-1 | CB 191 | 2.1098 | 1.9044 | 0 | 1.0943 | 0 | 0
CB 192 | 192 | Tier-1 | 3.5235 | 0.7667 | 4.2902 | 0 | CB 96 | 96 | Tier-1 | CB 192 | 3.5235 | 12.0129 | 0 | 0.7667 | 0 | 0
NO1-286 | NO1 | Tier-1 | 0 | 0 | 0 | 0 | CB 967 | 967 | Tier-1 | NO1-286 | 0 | 0 | 0 | 0 | 0 | 0
CB 194 | 194 | Tier-1 | 3.667 | 2.3227 | 5.9897 | 0 | CB 975 | 975 | Tier-3 | CB 194 | 3.667 | 18.0506 | 0 | 2.3227 | 0 | 0
CB 195 | 195 | Tier-1 | 2.3331 | 0.5568 | 2.8899 | 0 | CB 98 | 98 | Tier-1 | CB 195 | 2.3331 | 14.3674 | 0 | 0.5568 | 0 | 0
CB 196 | 196 | Tier-2 | 0.39337 | 0.1998 | 0.59317 | 0.29696 | CB 986 | 986 | Tier-2 | CB 196 | 0.39337 | 8.2487 | 0 | 0.1998 | 0.097159 | 0.1998
CB 197 | 197 | Tier-2 | 0.097159 | 0 | 0.097159 | 0.097159 | CB 992 | 992 | Tier-2 | CB 197 | 0.097159 | 1.586 | 0 | 0 | 0.097159 | 0
CB 198 | 198 | Tier-1 | 2.1491 | 0.4805 | 2.6296 | 0 | CB AB1 | AB1 | Tier-1 | CB 198 | 2.1491 | 9.7299 | 0 | 0.4805 | 0 | 0
CB 199 | 199 | Tier-1 | 4.2767 | 1.5625 | 5.8392 | 0 | CB AM1 | AM1 | Tier-1 | CB 199 | 4.2767 | 5.9494 | 0 | 1.5625 | 0 | 0
CB 20 | 20 | Tier-1 | 0 | 0 | 0 | 0 | CB BF1 | BF1 | Tier-1 | CB 20 | 0 | 0.12614 | 0 | 0 | 0 | 0
CB 200 | 200 | Tier-2 | 9.5201 | 4.3034 | 13.8235 | 9.2184 | CB BRM1 | BRM1 | Tier-1 | CB 200 | 9.5201 | 30.5932 | 0 | 4.3034 | 4.915 | 4.3034
CB 202 | 202 | Tier-2 | 11.567 | 0.0337 | 11.6007 | 11.6007 | CB C14 | C14 | Tier-1 | CB 202 | 11.567 | 0.89962 | 0 | 0.0337 | 11.5671 | 0.0337
CB 203 | 203 | Tier-2 | 3.4659 | 2.7392 | 6.2051 | 5.9186 | CB CA2 | CA2 | Tier-1 | CB 203 | 3.4659 | 4.7254 | 0 | 2.7392 | 3.1794 | 2.7392
CB 204 | 204 | Tier-2 | 14.415 | 0.2138 | 14.6288 | 14.6288 | CB CD1 | CD1 | Tier-1 | CB 204 | 14.415 | 10.1634 | 3.7087 | 0.2138 | 14.415 | 0.2138
CB 205 | 205 | Tier-1 | 3.4777 | 1.7917 | 5.2694 | 0 | CB CG1 | CG1 | Tier-1 | CB 205 | 3.4777 | 13.5765 | 0 | 1.7917 | 0 | 0
CB 206 | 206 | Tier-1 | 1.6248 | 1.3839 | 3.0087 | 0 | CB CHA1 | CHA1 | Tier-1 | CB 206 | 1.6248 | 8.2506 | 0 | 1.3839 | 0 | 0
CB 207 | 207 | Tier-1 | 2.0814 | 0.8631 | 2.9445 | 0 | CB CSS1 | CSS1 | Tier-1 | CB 207 | 2.0814 | 14.41 | 7.2019 | 0.8631 | 0 | 0
CB 208 | 208 | Tier-1 | 0.39223 | 0.1083 | 0.50053 | 0 | CB DM1 | DM1 | Tier-1 | CB 208 | 0.39223 | 1.2759 | 0 | 0.1083 | 0 | 0
CB 209 | 209 | Tier-1 | 0.1392 | 0.1347 | 0.2739 | 0 | CB EH1 | EH1 | Tier-1 | CB 209 | 0.1392 | 2.6053 | 0 | 0.1347 | 0 | 0
NO1-288F | NO1 | Tier-1 | 0.47538 | 0.5822 | 1.0576 | 0 | CB ELE1 | ELE1 | Tier-1 | NO1-288F | 0.47538 | 0.18523 | 0 | 0.5822 | 0 | 0
RA1-402R | RA1 | Tier-3 | 3.1917 | 0.6205 | 3.8122 | 3.8122 | CB EN2 | EN2 | Tier-1 | RA1-402R | 3.1917 | 0.86458 | 0 | 0.6205 | 3.1917 | 0.6205
RD4-131 | RD4 | Tier-1 | 0 | 0 | 0 | 0 | CB EO3 | EO3 | Tier-1 | RD4-131 | 0 | 0 | 0 | 0 | 0 | 0
CB 213 | 213 | Tier-1 | 0 | 0 | 0 | 0 | CB EOS1 | EOS1 | Tier-1 | CB 213 | 0 | 2.4199 | 0 | 0 | 0 | 0
RD4-25 | RD4 | Tier-1 | 0 | 0 | 0 | 0 | CB FM1 | FM1 | Tier-1 | RD4-25 | 0 | 0 | 0 | 0 | 0 | 0
RD4-26F | RD4 | Tier-1 | 0 | 0 | 0 | 0 | CB FM2 | FM2 | Tier-1 | RD4-26F | 0 | 0.30606 | 0 | 0 | 0 | 0
UP1-9 | UP1 | Tier-1 | 0 | 0 | 0 | 0 | CB GN1 | GN1 | Tier-1 | UP1-9 | 0 | 0 | 0 | 0 | 0 | 0
102-374 | 102 | Tier-1 | 0 | 0 | 0 | 0 | CB GS1 | GS1 | Tier-1 | 102-374 | 0 | 0.70246 | 0 | 0 | 0 | 0
CB 22 | 22 | Tier-1 | 0 | 0 | 0 | 0 | CB HC3 | HC3 | Tier-1 | CB 22 | 0 | 1.4364 | 0 | 0 | 0 | 0
102-378 | 102 | Tier-1 | 0 | 0 | 0 | 0 | CB HL1 | HL1 | Tier-1 | 102-378 | 0 | 0.010227 | 0 | 0 | 0 | 0
102-378F | 102 | Tier-1 | 0 | 0 | 0 | 0 | CB IB1 | IB1 | Tier-1 | 102-378F | 0 | 0 | 0 | 0 | 0 | 0
102-758F | 102 | Tier-1 | 0 | 0 | 0 | 0 | CB JU1 | JU1 | Tier-3 | 102-758F | 0 | 0.0066288 | 0 | 0 | 0 | 0
1030-1732 | 1030 | Tier-3 | 0 | 0 | 0 | 0 | CB LA2 | LA2 | Tier-1 | 1030-1732 | 0 | 0 | 0 | 0 | 0 | 0
CB 224 | 224 | Tier-1 | 0 | 0 | 0 | 0 | CB LJ3 | LJ3 | Tier-1 | CB 224 | 0 | 2.29 | 0 | 0 | 0 | 0
CB 225 | 225 | Tier-1 | 0 | 0 | 0 | 0 | CB LJ4 | LJ4 | Tier-1 | CB 225 | 0 | 0.65417 | 0 | 0 | 0 | 0
1030-1900F | 1030 | Tier-3 | 0 | 0 | 0 | 0 | CB LV2 | LV2 | Tier-1 | 1030-1900F | 0 | 0.081439 | 0 | 0 | 0 | 0
CB 227 | 227 | Tier-1 | 0 | 0 | 0 | 0 | CB MNR3 | MNR3 | Tier-1 | CB 227 | 0 | 4.971 | 0 | 0 | 0 | 0
CB 228 | 228 | Tier-1 | 0 | 0 | 0 | 0 | CB NO2 | NO2 | Tier-1 | CB 228 | 0 | 1.1754 | 0 | 0 | 0 | 0
CB 229 | 229 | Tier-1 | 0.16098 | 0 | 0.16098 | 0 | CB OH1 | OH1 | Tier-1 | CB 229 | 0.16098 | 5.2742 | 0 | 0 | 0 | 0
CB 23 | 23 | Tier-1 | 0 | 0 | 0 | 0 | CB OS1 | OS1 | Tier-1 | CB 23 | 0 | 1.2765 | 0 | 0 | 0 | 0
1047-180 | 1047 | Tier-1 | 0 | 0 | 0 | 0 | CB OT2 | OT2 | Tier-1 | 1047-180 | 0 | 0 | 0 | 0 | 0 | 0
CB 231 | 231 | Tier-2 | 7.2144 | 1.3924 | 8.6068 | 8.6068 | CB PK1 | PK1 | Tier-1 | CB 231 | 7.2144 | 4.2593 | 0 | 1.3924 | 7.2144 | 1.3924
CB 232 | 232 | Tier-2 | 4.8063 | 1.9994 | 6.8056 | 6.8056 | CB PK3 | PK3 | Tier-1 | CB 232 | 4.8063 | 10.9903 | 0 | 1.9994 | 4.8063 | 1.9994
CB 233 | 233 | Tier-2 | 15.5687 | 3.2697 | 18.8385 | 18.7375 | CB PK4 | PK4 | Tier-1 | CB 233 | 15.5687 | 7.7352 | 0 | 3.2697 | 15.4678 | 3.2697
CB 234 | 234 | Tier-2 | 7.9689 | 3.0627 | 11.0316 | 11.0316 | CB PL6 | PL6 | Tier-1 | CB 234 | 7.9689 | 8.164 | 0 | 3.0627 | 7.9689 | 3.0627
105-233 | 105 | Tier-1 | 0 | 0 | 0 | 0 | CB RA2 | RA2 | Tier-2 | 105-233 | 0 | 0 | 0 | 0 | 0 | 0
CB 236 | 236 | Tier-2 | 6.3229 | 3.0458 | 9.3687 | 9.3687 | CB RD1 | RD1 | Tier-1 | CB 236 | 6.3229 | 3.1932 | 0 | 3.0458 | 6.3229 | 3.0458
105-234 | 105 | Tier-1 | 0 | 0 | 0 | 0 | CB RV2 | RV2 | Tier-1 | 105-234 | 0 | 0 | 0 | 0 | 0 | 0
105-235 | 105 | Tier-1 | 0 | 0 | 0 | 0 | CB S1 | S1 | Tier-1 | 105-235 | 0 | 0 | 0 | 0 | 0 | 0
CB 24 | 24 | Tier-1 | 0 | 0 | 0 | 0 | CB SB1 | SB1 | Tier-1 | CB 24 | 0 | 1.0765 | 0 | 0 | 0 | 0
CB 240 | 240 | Tier-2 | 5.2343 | 1.3472 | 6.5815 | 6.5815 | CB SC1 | SC1 | Tier-1 | CB 240 | 5.2343 | 0.56913 | 0 | 1.3472 | 5.2343 | 1.3472
CB 241 | 241 | Tier-2 | 1.8731 | 1.5013 | 3.3744 | 1.5013 | CB SCE | SCE | Tier-1 | CB 241 | 1.8731 | 5.9098 | 0 | 1.5013 | 0 | 1.5013
CB 242 | 242 | Tier-2 | 2.8947 | 0.5023 | 3.397 | 2.8459 | CB SK1 | SK1 | Tier-1 | CB 242 | 2.8947 | 3.1369 | 0 | 0.5023 | 2.3436 | 0.5023
CB 243 | 243 | Tier-2 | 2.5367 | 0.7388 | 3.2755 | 0.7388 | CB SSC1 | SSC1 | Tier-2 | CB 243 | 2.5367 | 0.68845 | 0 | 0.7388 | 0 | 0.7388
CB 244 | 244 | Tier-2 | 3.1987 | 2.0608 | 5.2595 | 2.8273 | CB UP1 | UP1 | Tier-1 | CB 244 | 3.1987 | 2.0902 | 0 | 2.0608 | 0.76648 | 2.0608
CB 245 | 245 | Tier-1 | 3.4831 | 3.6705 | 7.1536 | 0 | CB VS2 | VS2 | Tier-1 | CB 245 | 3.4831 | 4.8011 | 0 | 3.6705 | 0 | 0
CB 246 | 246 | Tier-2 | 9.0727 | 1.9708 | 11.0435 | 8.9197 | CB VW1 | VW1 | Tier-1 | CB 246 | 9.0727 | 3.5379 | 2.279 | 1.9708 | 6.9489 | 1.9708
CB 247 | 247 | Tier-2 | 3.4169 | 0.1564 | 3.5733 | 1.4833 | CB WT1 | WT1 | Tier-1 | CB 247 | 3.4169 | 13.0089 | 4.0604 | 0.1564 | 1.3269 | 0.1564
105-237F | 105 | Tier-1 | 0 | 0 | 0 | 0 | CB WY1 | WY1 | Tier-1 | 105-237F | 0 | 0.36648 | 0 | 0 | 0 | 0
CB 249 | 249 | Tier-3 | 3.2322 | 0.4661 | 3.6983 | 3.6983 | CB WY2 | WY2 | Tier-1 | CB 249 | 3.2322 | 0.88258 | 0 | 0.4661 | 3.2322 | 0.4661
105-447F | 105 | Tier-1 | 0 | 0 | 0 | 0 | RD4-131 | RD4 | Tier-1 | 105-447F | 0 | 0.083902 | 0 | 0 | 0 | 0
106-70 | 106 | Tier-1 | 0 | 0 | 0 | 0 | RD4-50F | RD4 | Tier-1 | 106-70 | 0 | 0.011932 | 0 | 0 | 0 | 0
CB 253 | 253 | Tier-1 | 0 | 0 | 0 | 0 | TM1-10R | TM1 | Tier-3 | CB 253 | 0 | 2.6964 | 0 | 0 | 0 | 0
CB 254 | 254 | Tier-1 | 0.16193 | 0 | 0.16193 | 0 | 429-171F | 429 | Tier-1 | CB 254 | 0.16193 | 0.96705 | 0 | 0 | 0 | 0
CB 255 | 255 | Tier-1 | 3.235 | 2.6561 | 5.8911 | 0 | 429-172F | 429 | Tier-1 | CB 255 | 3.235 | 1.8754 | 0 | 2.6561 | 0 | 0
CB 256 | 256 | Tier-1 | 2.9612 | 0.5818 | 3.543 | 0 | 429-179 | 429 | Tier-1 | CB 256 | 2.9612 | 2.8053 | 0 | 0.5818 | 0 | 0
CB 257 | 257 | Tier-1 | 4.3606 | 2.5468 | 6.9074 | 0 | 429-180F | 429 | Tier-1 | CB 257 | 4.3606 | 1.0322 | 0 | 2.5468 | 0 | 0
106-70F | 106 | Tier-1 | 0 | 0 | 0 | 0 | 429-182F | 429 | Tier-1 | 106-70F | 0 | 0 | 0 | 0 | 0 | 0
CB 261 | 261 | Tier-1 | 1.2392 | 0.1831 | 1.4223 | 0 | 429-186 | 429 | Tier-1 | CB 261 | 1.2392 | 3.5542 | 0 | 0.1831 | 0 | 0
CB 262 | 262 | Tier-1 | 1.2241 | 0.1089 | 1.333 | 0 | 429-90 | 429 | Tier-1 | CB 262 | 1.2241 | 6.4152 | 0 | 0.1089 | 0 | 0
1071-181 | 1071 | Tier-1 | 0 | 0 | 0 | 0 | 429-92F | 429 | Tier-1 | 1071-181 | 0 | 0 | 0 | 0 | 0 | 0
1071-457 | 1071 | Tier-1 | 0 | 0 | 0 | 0 | 429-93 | 429 | Tier-1 | 1071-457 | 0 | 0.0094697 | 0 | 0 | 0 | 0
1071-458 | 1071 | Tier-1 | 0 | 0 | 0 | 0 | 430-321AE | 430 | Tier-1 | 1071-458 | 0 | 0.011364 | 0 | 0 | 0 | 0
CB 266 | 266 | Tier-1 | 1.4792 | 0 | 1.4792 | 0 | 430-639 | 430 | Tier-1 | CB 266 | 1.4792 | 0.46364 | 0 | 0 | 0 | 0
109-18F | 109 | Tier-1 | 0 | 0 | 0 | 0 | 431-548 | 431 | Tier-1 | 109-18F | 0 | 0.011364 | 0 | 0 | 0 | 0
CB 268 | 268 | Tier-1 | 0 | 0 | 0 | 0 | 432-24F | 432 | Tier-2 | CB 268 | 0 | 7.5208 | 0 | 0 | 0 | 0
CB 269 | 269 | Tier-1 | 0 | 0 | 0 | 0 | 432-25F | 432 | Tier-2 | CB 269 | 0 | 2.6057 | 0 | 0 | 0 | 0
CB 270 | 270 | Tier-1 | 1.4669 | 0.5877 | 2.0546 | 0 | 434-298 | 434 | Tier-1 | CB 270 | 1.4669 | 9.34 | 0 | 0.5877 | 0 | 0
CB 271 | 271 | Tier-1 | 0 | 0 | 0 | 0 | 435-1340F | 435 | Tier-1 | CB 271 | 0 | 1.9549 | 0 | 0 | 0 | 0
110-41 | 110 | Tier-1 | 0 | 0 | 0 | 0 | 436-1044F | 436 | Tier-1 | 110-41 | 0 | 0 | 0 | 0 | 0 | 0
CB 273 | 273 | Tier-1 | 0 | 0 | 0 | 0 | 436-318 | 436 | Tier-1 | CB 273 | 0 | 2.3563 | 0 | 0 | 0 | 0
CB 274 | 274 | Tier-1 | 0.089394 | 0 | 0.089394 | 0 | 438-561 | 438 | Tier-1 | CB 274 | 0.089394 | 3.3324 | 0 | 0 | 0 | 0
CB 275 | 275 | Tier-1 | 2.5186 | 0.4903 | 3.0089 | 0 | 439-40F | 439 | Tier-1 | CB 275 | 2.5186 | 6.3775 | 0 | 0.4903 | 0 | 0
110-42F | 110 | Tier-1 | 0 | 0 | 0 | 0 | 439-41 | 439 | Tier-1 | 110-42F | 0 | 0.0087121 | 0 | 0 | 0 | 0
110-43 | 110 | Tier-1 | 0 | 0 | 0 | 0 | 44-1096 | 44 | Tier-1 | 110-43 | 0 | 0.0079545 | 0 | 0 | 0 | 0
110-44F | 110 | Tier-1 | 0 | 0 | 0 | 0 | 44-42 | 44 | Tier-1 | 110-44F | 0 | 0.0087121 | 0 | 0 | 0 | 0
CB 279 | 279 | Tier-1 | 2.103 | 2.3074 | 4.4104 | 0 | 441-23R | 441 | Tier-3 | CB 279 | 2.103 | 1.6275 | 0 | 2.3074 | 0 | 0
CB 280 | 280 | Tier-2 | 2.8042 | 1.2633 | 4.0675 | 2.6745 | 441-27R | 441 | Tier-3 | CB 280 | 2.8042 | 9.2021 | 0 | 1.2633 | 1.4112 | 1.2633
CB 281 | 281 | Tier-2 | 3.1316 | 3.767 | 6.8986 | 3.767 | 442-509R | 442 | Tier-3 | CB 281 | 3.1316 | 1.6163 | 0 | 3.767 | 0 | 3.767
CB 282 | 282 | Tier-2 | 0.84356 | 0.221 | 1.0646 | 0.221 | 442-764R | 442 | Tier-3 | CB 282 | 0.84356 | 6.7148 | 0 | 0.221 | 0 | 0.221
110-45 | 110 | Tier-1 | 0 | 0 | 0 | 0 | 442-780 | 442 | Tier-3 | 110-45 | 0 | 0.0079545 | 0 | 0 | 0 | 0
CB 284 | 284 | Tier-1 | 2.1335 | 0.071 | 2.2045 | 0 | 445-1318F | 445 | Tier-2 | CB 284 | 2.1335 | 7.1102 | 0 | 0.071 | 0 | 0
CB 286 | 286 | Tier-1 | 9.571 | 2.8008 | 12.3718 | 0 | 445-1320F | 445 | Tier-2 | CB 286 | 9.571 | 14.5746 | 0 | 2.8008 | 0 | 0
CB 287 | 287 | Tier-1 | 2.8436 | 0.1271 | 2.9707 | 0 | 445-1322 | 445 | Tier-2 | CB 287 | 2.8436 | 6.929 | 0 | 0.1271 | 0 | 0
CB 288 | 288 | Tier-1 | 5.4583 | 4.0167 | 9.475 | 0 | 445-1323 | 445 | Tier-2 | CB 288 | 5.4583 | 7.2739 | 2.7509 | 4.0167 | 0 | 0
CB 289 | 289 | Tier-1 | 2.6955 | 1.6777 | 4.3732 | 0 | 445-1375F | 445 | Tier-2 | CB 289 | 2.6955 | 5.8347 | 0 | 1.6777 | 0 | 0
CB 290 | 290 | Tier-2 | 0 | 0 | 0 | 0 | 445-19R | 445 | Tier-2 | CB 290 | 0 | 11.6042 | 0 | 0 | 0 | 0
CB 291 | 291 | Tier-2 | 0 | 0 | 0 | 0 | 445-39R | 445 | Tier-2 | CB 291 | 0 | 0.79811 | 0 | 0 | 0 | 0
CB 292 | 292 | Tier-2 | 0.81042 | 0 | 0.81042 | 0.81042 | 448-1196F | 448 | Tier-3 | CB 292 | 0.81042 | 3.818 | 0 | 0 | 0.81042 | 0
CB 293 | 293 | Tier-2 | 0 | 0 | 0 | 0 | 448-1202 | 448 | Tier-3 | CB 293 | 0 | 6.865 | 0 | 0 | 0 | 0
110-49 | 110 | Tier-1 | 0 | 0 | 0 | 0 | 448-1204 | 448 | Tier-3 | 110-49 | 0 | 0 | 0 | 0 | 0 | 0
113-198 | 113 | Tier-1 | 0 | 0 | 0 | 0 | 448-744R | 448 | Tier-3 | 113-198 | 0 | 0.0060606 | 0 | 0 | 0 | 0
CB 296 | 296 | Tier-2 | 0.44716 | 0 | 0.44716 | 0 | 450-112 | 450 | Tier-1 | CB 296 | 0.44716 | 8.4191 | 2.9538 | 0 | 0 | 0
CB 297 | 297 | Tier-2 | 0.42898 | 0 | 0.42898 | 0 | 450-113F | 450 | Tier-1 | CB 297 | 0.42898 | 9.2968 | 4.7936 | 0 | 0 | 0
CB 298 | 298 | Tier-1 | 0.71136 | 0.4557 | 1.1671 | 0 | 452-36 | 452 | Tier-1 | CB 298 | 0.71136 | 10.7093 | 0 | 0.4557 | 0 | 0
CB 299 | 299 | Tier-1 | 0.64867 | 0.3104 | 0.95907 | 0 | 452-39AE | 452 | Tier-1 | CB 299 | 0.64867 | 3.3761 | 0 | 0.3104 | 0 | 0
1161-74 | 1161 | Tier-1 | 0.043561 | 0 | 0.043561 | 0 | 452-47 | 452 | Tier-1 | 1161-74 | 0.043561 | 0.059848 | 0 | 0 | 0 | 0
117-36 | 117 | Tier-1 | 0 | 0 | 0 | 0 | 452-719 | 452 | Tier-1 | 117-36 | 0 | 0.24091 | 0 | 0 | 0 | 0
CB 302 | 302 | Tier-2 | 0 | 0 | 0 | 0 | 453-32R | 453 | Tier-1 | CB 302 | 0 | 0.17841 | 0 | 0 | 0 | 0
CB 303 | 303 | Tier-1 | 7.9354 | 4.4638 | 12.3992 | 0 | 454-48F | 454 | Tier-2 | CB 303 | 7.9354 | 10.0718 | 0 | 4.4638 | 0 | 0
CB 304 | 304 | Tier-1 | 0 | 0 | 0 | 0 | 454-49F | 454 | Tier-2 | CB 304 | 0 | 5.1341 | 0 | 0 | 0 | 0
CB 305 | 305 | Tier-1 | 5.1867 | 0.478 | 5.6647 | 0 | 454-50 | 454 | Tier-1 | CB 305 | 5.1867 | 4.6129 | 0.89148 | 0.478 | 0 | 0
1181-304F | 1181 | Tier-1 | 0 | 0 | 0 | 0 | 458-32F | 458 | Tier-1 | 1181-304F | 0 | 0.0070076 | 0 | 0 | 0 | 0
CB 307 | 307 | Tier-1 | 1.0636 | 0.0886 | 1.1522 | 0 | 458-42 | 458 | Tier-1 | CB 307 | 1.0636 | 2.0873 | 0.52936 | 0.0886 | 0 | 0
CB 308 | 308 | Tier-2 | 1.4718 | 0.8729 | 2.3447 | 0.8729 | 46-2 | 46 | Tier-1 | CB 308 | 1.4718 | 2.4833 | 0.47462 | 0.8729 | 0 | 0.8729
CB 309 | 309 | Tier-2 | 0 | 0 | 0 | 0 | 46-4F | 46 | Tier-1 | CB 309 | 0 | 10.4913 | 0 | 0 | 0 | 0
1201-9 | 1201 | Tier-1 | 0 | 0 | 0 | 0 | 46-5 | 46 | Tier-1 | 1201-9 | 0 | 0 | 0 | 0 | 0 | 0
CB 310 | 310 | Tier-1 | 0 | 0 | 0 | 0 | 46-7F | 46 | Tier-1 | CB 310 | 0 | 2.483 | 0 | 0 | 0 | 0
1215-4 | 1215 | Tier-3 | 0 | 0 | 0 | 0 | 460-328F | 460 | Tier-1 | 1215-4 | 0 | 0.0094697 | 0 | 0 | 0 | 0
CB 312 | 312 | Tier-1 | 0 | 0 | 0 | 0 | 460-329F | 460 | Tier-1 | CB 312 | 0 | 5.9028 | 0 | 0 | 0 | 0
CB 313 | 313 | Tier-1 | 1.3364 | 0.0682 | 1.4046 | 0 | 460-331F | 460 | Tier-1 | CB 313 | 1.3364 | 9.9155 | 0 | 0.0682 | 0 | 0
CB 314 | 314 | Tier-1 | 0.85795 | 0.2367 | 1.0947 | 0 | 460-958AE | 460 | Tier-1 | CB 314 | 0.85795 | 4.9847 | 0 | 0.2367 | 0 | 0
CB 315 | 315 | Tier-2 | 0.36174 | 0.3259 | 0.68764 | 0.42306 | 462-1023F | 462 | Tier-1 | CB 315 | 0.36174 | 7.9447 | 0 | 0.3259 | 0.097159 | 0.3259
CB 319 | 319 | Tier-2 | 0 | 0 | 0 | 0 | 462-1024 | 462 | Tier-1 | CB 319 | 0 | 0.15909 | 0 | 0 | 0 | 0
1219-4F | 1219 | Tier-1 | 0 | 0 | 0 | 0 | 462-1523F | 462 | Tier-1 | 1219-4F | 0 | 0.010606 | 0 | 0 | 0 | 0
CB 321 | 321 | Tier-1 | 2.7519 | 2.4992 | 5.2511 | 0 | 463-1135F | 463 | Tier-2 | CB 321 | 2.7519 | 18.9758 | 0 | 2.4992 | 0 | 0
CB 322 | 322 | Tier-1 | 3.668 | 3.3142 | 6.9822 | 0 | 463-353 | 463 | Tier-2 | CB 322 | 3.668 | 8.2303 | 0 | 3.3142 | 0 | 0
CB 323 | 323 | Tier-1 | 0.51023 | 0.0309 | 0.54113 | 0 | 463-450 | 463 | Tier-1 | CB 323 | 0.51023 | 6.1926 | 0 | 0.0309 | 0 | 0
CB 324 | 324 | Tier-1 | 1.1407 | 0 | 1.1407 | 0 | 463-98 | 463 | Tier-1 | CB 324 | 1.1407 | 6.5485 | 0 | 0 | 0 | 0
CB 325 | 325 | Tier-1 | 1.1091 | 0 | 1.1091 | 0 | 464-1 | 464 | Tier-1 | CB 325 | 1.1091 | 3.789 | 0 | 0 | 0 | 0
CB 326 | 326 | Tier-1 | 2.8695 | 2.7966 | 5.6661 | 0 | 464-14 | 464 | Tier-1 | CB 326 | 2.8695 | 0.6197 | 0 | 2.7966 | 0 | 0
CB 327 | 327 | Tier-3 | 0.87727 | 0 | 0.87727 | 0.87727 | 464-27 | 464 | Tier-1 | CB 327 | 0.87727 | 0.028977 | 0 | 0 | 0.87727 | 0
CB 329 | 329 | Tier-2 | 2.4417 | 0 | 2.4417 | 2.4417 | 464-44 | 464 | Tier-1 | CB 329 | 2.4417 | 2.8773 | 0 | 0 | 2.4417 | 0
CB 330 | 330 | Tier-2 | 2.2765 | 1.467 | 3.7435 | 3.4267 | 468-10 | 468 | Tier-1 | CB 330 | 2.2765 | 3.3595 | 0 | 1.467 | 1.9597 | 1.467
1223-2 | 1223 | Tier-1 | 0 | 0 | 0 | 0 | 468-11 | 468 | Tier-1 | 1223-2 | 0 | 0.15852 | 0 | 0 | 0 | 0
CB 334 | 334 | Tier-2 | 2.7913 | 2.321 | 5.1123 | 2.321 | 468-16F | 468 | Tier-1 | CB 334 | 2.7913 | 5.565 | 0 | 2.321 | 0 | 2.321
123-431 | 123 | Tier-1 | 0 | 0 | 0 | 0 | 468-6 | 468 | Tier-1 | 123-431 | 0 | 0 | 0 | 0 | 0 | 0
123-431F | 123 | Tier-1 | 0 | 0 | 0 | 0 | 474-22AE | 474 | Tier-1 | 123-431F | 0 | 0 | 0 | 0 | 0 | 0
CB 34 | 34 | Tier-1 | 0.073295 | 0.0301 | 0.1034 | 0 | 474-28 | 474 | Tier-1 | CB 34 | 0.073295 | 2.2227 | 0 | 0.0301 | 0 | 0
CB 340 | 340 | Tier-1 | 0.37652 | 0.0443 | 0.42082 | 0 | 477-11F | 477 | Tier-1 | CB 340 | 0.37652 | 2.3127 | 0 | 0.0443 | 0 | 0
123-455F | 123 | Tier-1 | 0 | 0 | 0 | 0 | 480-32 | 480 | Tier-1 | 123-455F | 0 | 0.012121 | 0 | 0 | 0 | 0
124-505F | 124 | Tier-1 | 0 | 0 | 0 | 0 | 481-40 | 481 | Tier-1 | 124-505F | 0 | 0.024053 | 0 | 0 | 0 | 0
124-507F | 124 | Tier-1 | 0 | 0 | 0 | 0 | 481-41F | 481 | Tier-1 | 124-507F | 0 | 0.13295 | 0 | 0 | 0 | 0
CB 344 | 344 | Tier-1 | 2.4973 | 2.0962 | 4.5935 | 0 | 482-380 | 482 | Tier-1 | CB 344 | 2.4973 | 1.1758 | 0 | 2.0962 | 0 | 0
1242-157 | 1242 | Tier-2 | 0 | 0 | 0 | 0 | 486-57AE | 486 | Tier-1 | 1242-157 | 0 | 0 | 0 | 0 | 0 | 0
CB 35 | 35 | Tier-1 | 0 | 0 | 0 | 0 | 488-32R | 488 | Tier-1 | CB 35 | 0 | 1.942 | 0 | 0 | 0 | 0
1244-12F | 1244 | Tier-2 | 0 | 0 | 0 | 0 | 489-17 | 489 | Tier-1 | 1244-12F | 0 | 0.24678 | 0 | 0 | 0 | 0
CB 351 | 351 | Tier-2 | 6.4841 | 0.2494 | 6.7335 | 6.7335 | 489-19AE | 489 | Tier-1 | CB 351 | 6.4841 | 1.1619 | 0 | 0.2494 | 6.4841 | 0.2494
1244-13 | 1244 | Tier-2 | 0 | 0 | 0 | 0 | 490-36 | 490 | Tier-1 | 1244-13 | 0 | 0.066288 | 0 | 0 | 0 | 0
1260-18 | 1260 | Tier-1 | 0 | 0 | 0 | 0 | 492-1090F | 492 | Tier-1 | 1260-18 | 0 | 0.076136 | 0 | 0 | 0 | 0
127-41 | 127 | Tier-1 | 0 | 0 | 0 | 0 | 492-1093 | 492 | Tier-1 | 127-41 | 0 | 0.014205 | 0 | 0 | 0 | 0
CB 355 | 355 | Tier-2 | 6.6542 | 2.3201 | 8.9743 | 8.9743 | 492-612F | 492 | Tier-1 | CB 355 | 6.6542 | 2.2837 | 0 | 2.3201 | 6.6542 | 2.3201
127-41F | 127 | Tier-1 | 0 | 0 | 0 | 0 | 492-614F | 492 | Tier-1 | 127-41F | 0 | 0 | 0 | 0 | 0 | 0
CB 357 | 357 | Tier-3 | 3.9343 | 1.0835 | 5.0178 | 5.0178 | 492-8AE | 492 | Tier-1 | CB 357 | 3.9343 | 7.7886 | 0 | 1.0835 | 3.9343 | 1.0835
CB 358 | 358 | Tier-3 | 0.10189 | 0.2131 | 0.31499 | 0.31499 | 493-485F | 493 | Tier-1 | CB 358 | 0.10189 | 11.3629 | 0 | 0.2131 | 0.10189 | 0.2131
CB 36 | 36 | Tier-1 | 0 | 0 | 0 | 0 | 496-259F | 496 | Tier-1 | CB 36 | 0 | 7.003 | 0 | 0 | 0 | 0
CB 361 | 361 | Tier-1 | 0.93409 | 0.7159 | 1.65 | 0 | 497-888F | 497 | Tier-1 | CB 361 | 0.93409 | 3.2059 | 0 | 0.7159 | 0 | 0
CB 362 | 362 | Tier-1 | 2.7822 | 1.7854 | 4.5676 | 0 | 497-891F | 497 | Tier-1 | CB 362 | 2.7822 | 0.91023 | 0 | 1.7854 | 0 | 0
CB 363 | 363 | Tier-1 | 1.6867 | 1.5347 | 3.2214 | 0 | 497-892F | 497 | Tier-1 | CB 363 | 1.6867 | 2.6428 | 0 | 1.5347 | 0 | 0
CB 364 | 364 | Tier-1 | 2.5415 | 2.0284 | 4.5699 | 0 | 500-5R | 500 | Tier-2 | CB 364 | 2.5415 | 1.5506 | 0 | 2.0284 | 0 | 0
CB 365 | 365 | Tier-1 | 4.05 | 6.8239 | 10.8739 | 0 | 502-11F | 502 | Tier-2 | CB 365 | 4.05 | 3.0775 | 0 | 6.8239 | 0 | 0
CB 366 | 366 | Tier-1 | 2.0843 | 1.3958 | 3.4801 | 0 | 502-12 | 502 | Tier-1 | CB 366 | 2.0843 | 3.3229 | 0 | 1.3958 | 0 | 0
CB 367 | 367 | Tier-1 | 0 | 0 | 0 | 0 | 502-718F | 502 | Tier-2 | CB 367 | 0 | 4.1913 | 0 | 0 | 0 | 0
CB 368 | 368 | Tier-1 | 2.1314 | 1.807 | 3.9384 | 0 | 502-9F | 502 | Tier-2 | CB 368 | 2.1314 | 6.3394 | 0 | 1.807 | 0 | 0
1299-3 | 1299 | Tier-1 | 0 | 0 | 0 | 0 | 506-161 | 506 | Tier-1 | 1299-3 | 0 | 0.0066288 | 0 | 0 | 0 | 0
CB 37 | 37 | Tier-1 | 0 | 0 | 0 | 0 | 506-162 | 506 | Tier-1 | CB 37 | 0 | 4.7822 | 0 | 0 | 0 | 0
CB 370 | 370 | Tier-1 | 0 | 0 | 0 | 0 | 506-844 | 506 | Tier-1 | CB 370 | 0 | 0.50492 | 0 | 0 | 0 | 0
131-180AE | 131 | Tier-1 | 0 | 0 | 0 | 0 | 507-1734 | 507 | Tier-1 | 131-180AE | 0 | 0.010227 | 0 | 0 | 0 | 0
CB 372 | 372 | Tier-1 | 1.0771 | 0.9773 | 2.0544 | 0 | 508-1025F | 508 | Tier-1 | CB 372 | 1.0771 | 0.11364 | 0 | 0.9773 | 0 | 0
CB 373 | 373 | Tier-1 | 0.19091 | 0.1483 | 0.33921 | 0 | 508-1027F | 508 | Tier-1 | CB 373 | 0.19091 | 3.4455 | 0 | 0.1483 | 0 | 0
CB 374 | 374 | Tier-1 | 6.097 | 7.1871 | 13.2841 | 0 | 508-1041F | 508 | Tier-1 | CB 374 | 6.097 | 3.6411 | 0 | 7.1871 | 0 | 0
CB 375 | 375 | Tier-1 | 0.5017 | 0.0394 | 0.5411 | 0 | 508-937AE | 508 | Tier-1 | CB 375 | 0.5017 | 0.26856 | 0 | 0.0394 | 0 | 0
CB 376 | 376 | Tier-1 | 3.797 | 3.9244 | 7.7214 | 0 | 508-938 | 508 | Tier-1 | CB 376 | 3.797 | 3.4008 | 0 | 3.9244 | 0 | 0
CB 377 | 377 | Tier-1 | 4.7371 | 4.9394 | 9.6765 | 0 | 511-1338AE | 511 | Tier-1 | CB 377 | 4.7371 | 4.9708 | 0 | 4.9394 | 0 | 0
CB 378 | 378 | Tier-1 | 0.71742 | 0.2701 | 0.98752 | 0 | 512-302F | 512 | Tier-1 | CB 378 | 0.71742 | 0.38731 | 0 | 0.2701 | 0 | 0
131-181 | 131 | Tier-1 | 0 | 0 | 0 | 0 | 513-42F | 513 | Tier-1 | 131-181 | 0 | 0.0087121 | 0 | 0 | 0 | 0
CB 380 | 380 | Tier-1 | 3.4884 | 3.2489 | 6.7373 | 0 | 515-49R | 515 | Tier-1 | CB 380 | 3.4884 | 2.7487 | 0 | 3.2489 | 0 | 0
132-158 | 132 | Tier-1 | 0 | 0 | 0 | 0 | 516-4 | 516 | Tier-1 | 132-158 | 0 | 0.015152 | 0 | 0 | 0 | 0
132-158F | 132 | Tier-1 | 0 | 0 | 0 | 0 | 516-5F | 516 | Tier-1 | 132-158F | 0 | 0 | 0 | 0 | 0 | 0
CB 383 | 383 | Tier-1 | 0 | 0 | 0 | 0 | 519-30 | 519 | Tier-1 | CB 383 | 0 | 5.1818 | 0 | 0 | 0 | 0
CB 384 | 384 | Tier-1 | 0 | 0 | 0 | 0 | 520-45 | 520 | Tier-2 | CB 384 | 0 | 13.885 | 0 | 0 | 0 | 0
CB 385 | 385 | Tier-1 | 2.2621 | 1.0411 | 3.3032 | 0 | 521-1819R | 521 | Tier-2 | CB 385 | 2.2621 | 8.6911 | 0 | 1.0411 | 0 | 0
CB 386 | 386 | Tier-2 | 5.1381 | 2.7822 | 7.9203 | 2.7822 | 521-27R | 521 | Tier-2 | CB 386 | 5.1381 | 8.8436 | 0 | 2.7822 | 0 | 2.7822
CB 387 | 387 | Tier-1 | 4.6941 | 2.0697 | 6.7638 | 0 | 524-1782F | 524 | Tier-3 | CB 387 | 4.6941 | 5.0354 | 0 | 2.0697 | 0 | 0
CB 39 | 39 | Tier-1 | 0.067803 | 0.0242 | 0.092003 | 0 | 525-40 | 525 | Tier-1 | CB 39 | 0.067803 | 6.2892 | 0 | 0.0242 | 0 | 0
CB 390 | 390 | Tier-1 | 1.3127 | 0.1634 | 1.4761 | 0 | 528-211F | 528 | Tier-1 | CB 390 | 1.3127 | 7.4237 | 0 | 0.1634 | 0 | 0
CB 391 | 391 | Tier-1 | 0.36117 | 0.3002 | 0.66137 | 0 | 531-36AE | 531 | Tier-1 | CB 391 | 0.36117 | 6.096 | 0 | 0.3002 | 0 | 0
CB 392 | 392 | Tier-1 | 2.8735 | 1.6758 | 4.5493 | 0 | 532-762 | 532 | Tier-1 | CB 392 | 2.8735 | 4.783 | 0 | 1.6758 | 0 | 0
CB 393 | 393 | Tier-2 | 0.75606 | 0.339 | 1.0951 | 0.339 | 532-764 | 532 | Tier-1 | CB 393 | 0.75606 | 8.7271 | 0 | 0.339 | 0 | 0.339
CB 394 | 394 | Tier-1 | 0.46553 | 0.0841 | 0.54963 | 0 | 533-7AE | 533 | Tier-1 | CB 394 | 0.46553 | 6.1835 | 0 | 0.0841 | 0 | 0
CB 395 | 395 | Tier-1 | 0.85682 | 0 | 0.85682 | 0 | 533-8 | 533 | Tier-1 | CB 395 | 0.85682 | 10.0398 | 0 | 0 | 0 | 0
CB 396 | 396 | Tier-2 | 2.4138 | 1.2184 | 3.6322 | 1.2434 | 534-1080F | 534 | Tier-2 | CB 396 | 2.4138 | 10.2492 | 4.9684 | 1.2184 | 0.025 | 1.2184
CB 397 | 397 | Tier-1 | 3.0831 | 2.7627 | 5.8458 | 0 | 534-1081F | 534 | Tier-1 | CB 397 | 3.0831 | 2.7523 | 0 | 2.7627 | 0 | 0
CB 399 | 399 | Tier-1 | 3.5411 | 2.5667 | 6.1078 | 0 | 535-1118 | 535 | Tier-1 | CB 399 | 3.5411 | 6.1716 | 0 | 2.5667 | 0 | 0
CB 40 | 40 | Tier-1 | 4.7142 | 2.4008 | 7.115 | 0 | 535-1120AE | 535 | Tier-2 | CB 40 | 4.7142 | 4.2576 | 0 | 2.4008 | 0 | 0
CB 400 | 400 | Tier-1 | 6.1136 | 6.0879 | 12.2015 | 0 | 535-263 | 535 | Tier-1 | CB 400 | 6.1136 | 1.7223 | 0 | 6.0879 | 0 | 0
CB 401 | 401 | Tier-1 | 4.0061 | 3.5066 | 7.5127 | 0 | 536-377F | 536 | Tier-2 | CB 401 | 4.0061 | 0.27803 | 0 | 3.5066 | 0 | 0
134-262F | 134 | Tier-1 | 0 | 0 | 0 | 0 | 537-10 | 537 | Tier-1 | 134-262F | 0 | 2.3767 | 0 | 0 | 0 | 0
CB 403 | 403 | Tier-1 | 0.72405 | 0.6367 | 1.3608 | 0 | 54-279R | 54 | Tier-1 | CB 403 | 0.72405 | 4.0125 | 0 | 0.6367 | 0 | 0
CB 404 | 404 | Tier-1 | 0.3267 | 0 | 0.3267 | 0 | 540-241R | 540 | Tier-2 | CB 404 | 0.3267 | 3.3028 | 0 | 0 | 0 | 0
CB 405 | 405 | Tier-1 | 0 | 0 | 0 | 0 | 540-26 | 540 | Tier-1 | CB 405 | 0 | 2.2288 | 0 | 0 | 0 | 0
CB 406 | 406 | Tier-1 | 2.7273 | 2.7932 | 5.5205 | 0 | 540-39AE | 540 | Tier-2 | CB 406 | 2.7273 | 5.1134 | 0 | 2.7932 | 0 | 0
CB 407 | 407 | Tier-1 | 2.8587 | 2.1525 | 5.0112 | 0 | 540-4 | 540 | Tier-1 | CB 407 | 2.8587 | 0.23561 | 0 | 2.1525 | 0 | 0
CB 409 | 409 | Tier-1 | 3.4879 | 3.0239 | 6.5118 | 0 | 542-42 | 542 | Tier-1 | CB 409 | 3.4879 | 3.672 | 0 | 3.0239 | 0 | 0
CB 41 | 41 | Tier-1 | 2.8383 | 1.9909 | 4.8292 | 0 | 543-356F | 543 | Tier-1 | CB 41 | 2.8383 | 2.5119 | 0 | 1.9909 | 0 | 0
CB 410 | 410 | Tier-1 | 4.0036 | 2.4983 | 6.5019 | 0 | 543-396 | 543 | Tier-1 | CB 410 | 4.0036 | 3.7381 | 0 | 2.4983 | 0 | 0
134-263 | 134 | Tier-1 | 0 | 0 | 0 | 0 | 545-37 | 545 | Tier-1 | 134-263 | 0 | 0 | 0 | 0 | 0 | 0
CB 412 | 412 | Tier-1 | 10.8415 | 6.8862 | 17.7277 | 0 | 545-50F | 545 | Tier-1 | CB 412 | 10.8415 | 6.017 | 0 | 6.8862 | 0 | 0
CB 413 | 413 | Tier-1 | 1.9462 | 1.0328 | 2.979 | 0 | 545-874R | 545 | Tier-1 | CB 413 | 1.9462 | 5.9413 | 0 | 1.0328 | 0 | 0
CB 414 | 414 | Tier-1 | 9.9337 | 6.9237 | 16.8574 | 0 | 546-525R | 546 | Tier-1 | CB 414 | 9.9337 | 6.603 | 0 | 6.9237 | 0 | 0
CB 415 | 415 | Tier-1 | 3.1661 | 2.3277 | 5.4938 | 0 | 547-25F | 547 | Tier-1 | CB 415 | 3.1661 | 3.6466 | 0 | 2.3277 | 0 | 0
CB 416 | 416 | Tier-1 | 0.28106 | 0.2144 | 0.49546 | 0 | 548-14F | 548 | Tier-1 | CB 416 | 0.28106 | 0.32311 | 0 | 0.2144 | 0 | 0
CB 417 | 417 | Tier-1 | 3.0528 | 1.8117 | 4.8645 | 0 | 549-36F | 549 | Tier-1 | CB 417 | 3.0528 | 1.5712 | 0 | 1.8117 | 0 | 0
CB 418 | 418 | Tier-1 | 4.6036 | 2.8155 | 7.4191 | 0 | 55-484F | 55 | Tier-1 | CB 418 | 4.6036 | 1.8875 | 0 | 2.8155 | 0 | 0
CB 42 | 42 | Tier-1 | 1.6919 | 0.6856 | 2.3775 | 0 | 555-21F | 555 | Tier-1 | CB 42 | 1.6919 | 2.4663 | 0.43807 | 0.6856 | 0 | 0
CB 423 | 423 | Tier-1 | 0 | 0 | 0 | 0 | 555-2F | 555 | Tier-1 | CB 423 | 0 | 2.9608 | 0 | 0 | 0 | 0
CB 424 | 424 | Tier-1 | 0 | 0 | 0 | 0 | 558-503 | 558 | Tier-1 | CB 424 | 0 | 1.7297 | 0 | 0 | 0 | 0
CB 425 | 425 | Tier-1 | 0 | 0 | 0 | 0 | 559-17 | 559 | Tier-1 | CB 425 | 0 | 2.425 | 0 | 0 | 0 | 0
CB 426 | 426 | Tier-1 | 0.040909 | 0 | 0.040909 | 0 | 559-43 | 559 | Tier-1 | CB 426 | 0.040909 | 5.9057 | 0 | 0 | 0 | 0
134-264 | 134 | Tier-1 | 0 | 0 | 0 | 0 | 56-27AE | 56 | Tier-1 | 134-264 | 0 | 0 | 0 | 0 | 0 | 0
135-269F | 135 | Tier-1 | 0 | 0 | 0 | 0 | 560-30F | 560 | Tier-1 | 135-269F | 0 | 0.34413 | 0 | 0 | 0 | 0
CB 429 | 429 | Tier-1 | 0 | 0 | 0 | 0 | 560-31F | 560 | Tier-1 | CB 429 | 0 | 2.7795 | 0 | 0 | 0 | 0
CB 43 | 43 | Tier-1 | 1.7081 | 1.5892 | 3.2973 | 0 | 560-5 | 560 | Tier-1 | CB 43 | 1.7081 | 2.479 | 0 | 1.5892 | 0 | 0
135-272 | 135 | Tier-1 | 0 | 0 | 0 | 0 | 561-31 | 561 | Tier-1 | 135-272 | 0 | 0 | 0 | 0 | 0 | 0
135-273F | 135 | Tier-1 | 0 | 0 | 0 | 0 | 562-100F | 562 | Tier-1 | 135-273F | 0 | 0.33068 | 0 | 0 | 0 | 0
135-275F | 135 | Tier-1 | 0 | 0 | 0 | 0 | 562-101F | 562 | Tier-1 | 135-275F | 0 | 0.0075758 | 0 | 0 | 0 | 0
CB 433 | 433 | Tier-1 | 0 | 0 | 0 | 0 | 564-1921F | 564 | Tier-1 | CB 433 | 0 | 6.2652 | 0 | 0 | 0 | 0
CB 434 | 434 | Tier-1 | 0.56686 | 0 | 0.56686 | 0 | 566-131 | 566 | Tier-1 | CB 434 | 0.56686 | 3.5525 | 0 | 0 | 0 | 0
137-33 | 137 | Tier-1 | 0 | 0 | 0 | 0 | 566-132 | 566 | Tier-1 | 137-33 | 0 | 0.011364 | 0 | 0 | 0 | 0
CB 436 | 436 | Tier-1 | 0 | 0 | 0 | 0 | 567-16F | 567 | Tier-1 | CB 436 | 0 | 1.4449 | 0 | 0 | 0 | 0
139-402F | 139 | Tier-1 | 0 | 0 | 0 | 0 | 567-18F | 567 | Tier-1 | 139-402F | 0 | 0.032008 | 0 | 0 | 0 | 0
CB 438 | 438 | Tier-1 | 0.50947 | 0 | 0.50947 | 0 | 57-1291F | 57 | Tier-1 | CB 438 | 0.50947 | 1.583 | 0 | 0 | 0 | 0
CB 439 | 439 | Tier-1 | 0 | 0 | 0 | 0 | 57-736 | 57 | Tier-1 | CB 439 | 0 | 6.2411 | 0 | 0 | 0 | 0
CB 44 | 44 | Tier-1 | 3.5398 | 1.9241 | 5.4639 | 0 | 571-33 | 571 | Tier-1 | CB 44 | 3.5398 | 3.9663 | 0 | 1.9241 | 0 | 0
CB 441 | 441 | Tier-3 | 5.9152 | 0.1485 | 6.0637 | 6.0637 | 571-49F | 571 | Tier-1 | CB 441 | 5.9152 | 0.30455 | 0.061553 | 0.1485 | 5.9152 | 0.1485
1407-24 | 1407 | Tier-1 | 0 | 0 | 0 | 0 | 572-492 | 572 | Tier-1 | 1407-24 | 0 | 0 | 0 | 0 | 0 | 0
1410-1 | 1410 | Tier-1 | 0 | 0 | 0 | 0 | 574-6AE | 574 | Tier-1 | 1410-1 | 0 | 0 | 0 | 0 | 0 | 0
1420-6 | 1420 | Tier-1 | 0 | 0 | 0 | 0 | 574-7 | 574 | Tier-1 | 1420-6 | 0 | 0.0068182 | 0 | 0 | 0 | 0
1435-1076F | 1435 | Tier-1 | 0 | 0 | 0 | 0 | 575-10 | 575 | Tier-1 | 1435-1076F | 0 | 0.0089015 | 0 | 0 | 0 | 0
1444-2 | 1444 | Tier-1 | 0 | 0 | 0 | 0 | 575-23 | 575 | Tier-1 | 1444-2 | 0 | 0.027652 | 0 | 0 | 0 | 0
147-816F | 147 | Tier-1 | 0 | 0 | 0 | 0 | 576-202 | 576 | Tier-1 | 147-816F | 0 | 0.22121 | 0 | 0 | 0 | 0
CB 45 | 45 | Tier-1 | 1.7563 | 0.2242 | 1.9805 | 0 | 577-201F | 577 | Tier-2 | CB 45 | 1.7563 | 1.6509 | 0 | 0.2242 | 0 | 0
CB 450 | 450 | Tier-1 | 0.48428 | 0.2655 | 0.74978 | 0 | 579-31 | 579 | Tier-1 | CB 450 | 0.48428 | 4.4047 | 0 | 0.2655 | 0 | 0
CB 451 | 451 | Tier-1 | 2.9203 | 2.3761 | 5.2964 | 0 | 579-351 | 579 | Tier-1 | CB 451 | 2.9203 | 4.2413 | 0 | 2.3761 | 0 | 0
CB 452 | 452 | Tier-1 | 4.0392 | 3.1879 | 7.2271 | 0 | 58-382R | 58 | Tier-1 | CB 452 | 4.0392 | 0.41364 | 0.58428 | 3.1879 | 0 | 0
CB 453 | 453 | Tier-1 | 3.1674 | 1.4303 | 4.5977 | 0 | 580-691 | 580 | Tier-1 | CB 453 | 3.1674 | 5.7909 | 0 | 1.4303 | 0 | 0
CB 454 | 454 | Tier-1 | 2.8769 | 2.2311 | 5.108 | 0 | 581-391AE | 581 | Tier-1 | CB 454 | 2.8769 | 2.0845 | 1.3938 | 2.2311 | 0 | 0
CB 455 | 455 | Tier-1 | 5.3581 | 2.0491 | 7.4072 | 0 | 583-657 | 583 | Tier-1 | CB 455 | 5.3581 | 7.1409 | 2.0256 | 2.0491 | 0 | 0
CB 456 | 456 | Tier-1 | 3.9119 | 2.0886 | 6.0005 | 0 | 585-17 | 585 | Tier-1 | CB 456 | 3.9119 | 11.2006 | 0 | 2.0886 | 0 | 0
CB 457 | 457 | Tier-1 | 0 | 0 | 0 | 0 | 585-238 | 585 | Tier-1 | CB 457 | 0 | 2.9021 | 0 | 0 | 0 | 0
CB 458 | 458 | Tier-1 | 0.35303 | 0.1619 | 0.51493 | 0 | 585-662 | 585 | Tier-1 | CB 458 | 0.35303 | 0.74394 | 0 | 0.1619 | 0 | 0
1481-4 | 1481 | Tier-1 | 0 | 0 | 0 | 0 | 585-671 | 585 | Tier-1 | 1481-4 | 0 | 1.4405 | 0 | 0 | 0 | 0
1483-305F | 1483 | Tier-1 | 0 | 0 | 0 | 0 | 586-1 | 586 | Tier-1 | 1483-305F | 0 | 0.0090909 | 0 | 0 | 0 | 0
CB 461 | 461 | Tier-2 | 2.3676 | 0.0527 | 2.4203 | 2.3375 | 589-56AE | 589 | Tier-1 | CB 461 | 2.3676 | 0.66837 | 0 | 0.0527 | 2.2848 | 0.0527
CB 462 | 462 | Tier-2 | 1.658 | 0.4439 | 2.1019 | 0.4439 | 59-1189F | 59 | Tier-1 | CB 462 | 1.658 | 4.3763 | 0 | 0.4439 | 0 | 0.4439
CB 463 | 463 | Tier-2 | 1.5028 | 0 | 1.5028 | 0 | 59-1190F | 59 | Tier-1 | CB 463 | 1.5028 | 9.3877 | 2.7409 | 0 | 0 | 0
169-31 | 169 | Tier-1 | 0 | 0 | 0 | 0 | 59-24R | 59 | Tier-1 | 169-31 | 0 | 0.10284 | 0 | 0 | 0 | 0
CB 465 | 465 | Tier-1 | 0.51648 | 0 | 0.51648 | 0 | 59-813 | 59 | Tier-1 | CB 465 | 0.51648 | 2.4795 | 0 | 0 | 0 | 0
209-1770F | 209 | Tier-1 | 0 | 0 | 0 | 0 | 59-816F | 59 | Tier-1 | 209-1770F | 0 | 0.21951 | 0 | 0 | 0 | 0
CB 467 | 467 | Tier-1 | 0 | 0 | 0 | 0 | 590-6 | 590 | Tier-1 | CB 467 | 0 | 1.5843 | 0 | 0 | 0 | 0
CB 468 | 468 | Tier-1 | 0 | 0 | 0 | 0 | 591-1114F | 591 | Tier-2 | CB 468 | 0 | 1.1741 | 0 | 0 | 0 | 0
CB 469 | 469 | Tier-1 | 0 | 0 | 0 | 0 | 591-1116F | 591 | Tier-2 | CB 469 | 0 | 0.79318 | 0 | 0 | 0 | 0
216-220R | 216 | Tier-3 | 0.052462 | 0 | 0.052462 | 0.052462 | 593-10 | 593 | Tier-1 | 216-220R | 0.052462 | 0 | 0 | 0 | 0.052462 | 0
CB 470 | 470 | Tier-2 | 10.2729 | 2.1644 | 12.4373 | 4.0926 | 593-25 | 593 | Tier-2 | CB 470 | 10.2729 | 8.2909 | 3.6083 | 2.1644 | 1.9282 | 2.1644
CB 471 | 471 | Tier-1 | 6.6057 | 2.9831 | 9.5888 | 0 | 594-1380F | 594 | Tier-2 | CB 471 | 6.6057 | 8.8682 | 0 | 2.9831 | 0 | 0
CB 472 | 472 | Tier-1 | 4.6394 | 2.2689 | 6.9083 | 0 | 594-3 | 594 | Tier-2 | CB 472 | 4.6394 | 8.49 | 0 | 2.2689 | 0 | 0
CB 473 | 473 | Tier-1 | 5.1508 | 3.179 | 8.3298 | 0 | 595-1432 | 595 | Tier-1 | CB 473 | 5.1508 | 5.908 | 0 | 3.179 | 0 | 0
CB 474 | 474 | Tier-1 | 3.5362 | 1.1314 | 4.6676 | 0 | 595-1441F | 595 | Tier-1 | CB 474 | 3.5362 | 2.9536 | 0 | 1.1314 | 0 | 0
CB 475 | 475 | Tier-1 | 1.6866 | 0.9129 | 2.5995 | 0 | 595-1453F | 595 | Tier-1 | CB 475 | 1.6866 | 11.9968 | 0 | 0.9129 | 0 | 0
CB 476 | 476 | Tier-2 | 14.0466 | 3.9551 | 18.0017 | 3.9551 | 597-592 | 597 | Tier-1 | CB 476 | 14.0466 | 34.4884 | 0 | 3.9551 | 0 | 3.9551
CB 477 | 477 | Tier-1 | 0 | 0 | 0 | 0 | 597-595 | 597 | Tier-2 | CB 477 | 0 | 2.4348 | 0 | 0 | 0 | 0
221-1230F | 221 | Tier-3 | 3.8686 | 0 | 3.8686 | 3.8686 | 599-19R | 599 | Tier-2 | 221-1230F | 3.8686 | 0.044508 | 0 | 0 | 3.8686 | 0
CB 480 | 480 | Tier-1 | 2.7716 | 3.1089 | 5.8805 | 0 | 60-574 | 60 | Tier-1 | CB 480 | 2.7716 | 1.7445 | 0 | 3.1089 | 0 | 0
CB 481 | 481 | Tier-1 | 1.3758 | 1.4659 | 2.8417 | 0 | 60-575F | 60 | Tier-1 | CB 481 | 1.3758 | 3.7877 | 0 | 1.4659 | 0 | 0
CB 482 | 482 | Tier-1 | 0 | 0 | 0 | 0 | 61-19 | 61 | Tier-1 | CB 482 | 0 | 5.0157 | 0 | 0 | 0 | 0
CB 483 | 483 | Tier-1 | 2.1237 | 0.0201 | 2.1438 | 0 | 62-22AE | 62 | Tier-1 | CB 483 | 2.1237 | 1.2934 | 0 | 0.0201 | 0 | 0
222-2086 | 222 | Tier-3 | 0 | 0 | 0 | 0 | 64-14F | 64 | Tier-1 | 222-2086 | 0 | 0.067614 | 0 | 0 | 0 | 0
223-550 | 223 | Tier-1 | 0 | 0 | 0 | 0 | 65-1086 | 65 | Tier-1 | 223-550 | 0 | 0 | 0 | 0 | 0 | 0
CB 488 | 488 | Tier-1 | 0.95568 | 0.7511 | 1.7068 | 0 | 68-1357 | 68 | Tier-1 | CB 488 | 0.95568 | 5.5519 | 0 | 0.7511 | 0 | 0
CB 489 | 489 | Tier-1 | 3.1093 | 2.8345 | 5.9438 | 0 | 68-43AE | 68 | Tier-1 | CB 489 | 3.1093 | 7.9534 | 0 | 2.8345 | 0 | 0
CB 49 | 49 | Tier-1 | 0 | 0 | 0 | 0 | 69-44 | 69 | Tier-1 | CB 49 | 0 | 0.0028409 | 0 | 0 | 0 | 0
CB 490 | 490 | Tier-1 | 0.11705 | 0 | 0.11705 | 0 | 700-257F | 700 | Tier-1 | CB 490 | 0.11705 | 0.77386 | 0 | 0 | 0 | 0
CB 491 | 491 | Tier-1 | 1.7977 | 0.5328 | 2.3305 | 0 | 701-21 | 701 | Tier-1 | CB 491 | 1.7977 | 3.6375 | 0 | 0.5328 | 0 | 0
CB 492 | 492 | Tier-1 | 1.7074 | 0.9759 | 2.6833 | 0 | 701-738 | 701 | Tier-1 | CB 492 | 1.7074 | 2.3816 | 0 | 0.9759 | 0 | 0
CB 493 | 493 | Tier-1 | 0.20795 | 0 | 0.20795 | 0 | 701-740 | 701 | Tier-1 | CB 493 | 0.20795 | 3.6481 | 0 | 0 | 0 | 0
CB 494 | 494 | Tier-1 | 0 | 0 | 0 | 0 | 701-748 | 701 | Tier-1 | CB 494 | 0 | 0.47898 | 0 | 0 | 0 | 0
224-537F | 224 | Tier-1 | 0 | 0 | 0 | 0 | 702-25 | 702 | Tier-1 | 224-537F | 0 | 0.12064 | 0 | 0 | 0 | 0
CB 497 | 497 | Tier-1 | 3.0748 | 0.3572 | 3.432 | 0 | 702-30 | 702 | Tier-1 | CB 497 | 3.0748 | 2.4483 | 0 | 0.3572 | 0 | 0
CB 498 | 498 | Tier-1 | 0.27235 | 0.133 | 0.40535 | 0 | 703-289F | 703 | Tier-1 | CB 498 | 0.27235 | 8.0286 | 0 | 0.133 | 0 | 0
CB 499 | 499 | Tier-2 | 1.9464 | 0 | 1.9464 | 0.94167 | 703-291 | 703 | Tier-1 | CB 499 | 1.9464 | 11.642 | 0 | 0 | 0.94167 | 0
CB 50 | 50 | Tier-1 | 1.9517 | 1.9703 | 3.922 | 0 | 71-13 | 71 | Tier-1 | CB 50 | 1.9517 | 10.6515 | 0 | 1.9703 | 0 | 0
CB 500 | 500 | Tier-2 | 0 | 0 | 0 | 0 | 710-95F | 710 | Tier-1 | CB 500 | 0 | 6.0227 | 2.5633 | 0 | 0 | 0
CB 501 | 501 | Tier-2 | 0 | 0 | 0 | 0 | 712-24 | 712 | Tier-1 | CB 501 | 0 | 9.8174 | 0 | 0 | 0 | 0
CB 502 | 502 | Tier-2 | 0 | 0 | 0 | 0 | 713-171F | 713 | Tier-1 | CB 502 | 0 | 6.0157 | 0 | 0 | 0 | 0
CB 503 | 503 | Tier-2 | 0 | 0 | 0 | 0 | 716-19 | 716 | Tier-1 | CB 503 | 0 | 0.17841 | 0 | 0 | 0 | 0
CB 504 | 504 | Tier-1 | 2.5612 | 1.9438 | 4.505 | 0 | 716-21F | 716 | Tier-1 | CB 504 | 2.5612 | 7.6316 | 0 | 1.9438 | 0 | 0
CB 505 | 505 | Tier-1 | 1.7686 | 0.6551 | 2.4237 | 0 | 716-38 | 716 | Tier-1 | CB 505 | 1.7686 | 2.3966 | 0 | 0.6551 | 0 | 0
CB 506 | 506 | Tier-1 | 1.454 | 0 | 1.454 | 0 | 716-41F | 716 | Tier-1 | CB 506 | 1.454 | 0.52955 | 0 | 0 | 0 | 0
224-539F | 224 | Tier-1 | 0 | 0 | 0 | 0 | 716-9 | 716 | Tier-1 | 224-539F | 0 | 0.12879 | 0 | 0 | 0 | 0
CB 508 | 508 | Tier-1 | 1.4705 | 0.6218 | 2.0923 | 0 | 718-483R | 718 | Tier-1 | CB 508 | 1.4705 | 4.6875 | 0 | 0.6218 | 0 | 0
CB 509 | 509 | Tier-1 | 5.5614 | 4.5053 | 10.0667 | 0 | 719-19 | 719 | Tier-1 | CB 509 | 5.5614 | 10.5356 | 0 | 4.5053 | 0 | 0
CB 51 | 51 | Tier-1 | 2.533 | 2.6027 | 5.1357 | 0 | 719-20AE | 719 | Tier-1 | CB 51 | 2.533 | 3.7665 | 0 | 2.6027 | 0 | 0
CB 510 | 510 | Tier-1 | 0.63409 | 0 | 0.63409 | 0 | 719-21AE | 719 | Tier-1 | CB 510 | 0.63409 | 0.73428 | 0 | 0 | 0 | 0
CB 511 | 511 | Tier-1 | 2.4116 | 0 | 2.4116 | 0 | 719-36 | 719 | Tier-1 | CB 511 | 2.4116 | 1.2665 | 0 | 0 | 0 | 0
CB 512 | 512 | Tier-1 | 0.53466 | 0 | 0.53466 | 0 | 719-856F | 719 | Tier-1 | CB 512 | 0.53466 | 3.4924 | 0 | 0 | 0 | 0
CB 513 | 513 | Tier-1 | 1.1689 | 0.4616 | 1.6305 | 0 | 72-14 | 72 | Tier-1 | CB 513 | 1.1689 | 6.8631 | 0 | 0.4616 | 0 | 0
CB 514 | 514 | Tier-1 | 11.3602 | 9.1261 | 20.4863 | 0 | 723-791 | 723 | Tier-1 | CB 514 | 11.3602 | 3.6036 | 0 | 9.1261 | 0 | 0
CB 515 | 515 | Tier-1 | 2.6689 | 0.4936 | 3.1625 | 0 | 723-793F | 723 | Tier-1 | CB 515 | 2.6689 | 3.9875 | 0 | 0.4936 | 0 | 0
CB 516 | 516 | Tier-1 | 1.3884 | 0.6055 | 1.9939 | 0 | 724-7F | 724 | Tier-1 | CB 516 | 1.3884 | 1.4261 | 0 | 0.6055 | 0 | 0
CB 517 | 517 | Tier-1 | 2.6311 | 0.289 | 2.9201 | 0 | 726-24F | 726 | Tier-1 | CB 517 | 2.6311 | 4.6148 | 0 | 0.289 | 0 | 0
CB 518 | 518 | Tier-1 | 1.8705 | 0.6307 | 2.5012 | 0 | 73-1163 | 73 | Tier-3 | CB 518 | 1.8705 | 1.7852 | 0 | 0.6307 | 0 | 0
CB 519 | 519 | Tier-1 | 2.3775 | 1.0462 | 3.4237 | 0 | 73-1218 | 73 | Tier-3 | CB 519 | 2.3775 | 5.2309 | 0 | 1.0462 | 0 | 0
245-584 | 245 | Tier-1 | 0 | 0 | 0 | 0 | 73-683R | 73 | Tier-3 | 245-584 | 0 | 0.0051136 | 0 | 0 | 0 | 0
254-293F | 254 | Tier-1 | 0 | 0 | 0 | 0 | 730-835 | 730 | Tier-1 | 254-293F | 0 | 0.0068182 | 0 | 0 | 0 | 0
264-12 | 264 | Tier-1 | 0 | 0 | 0 | 0 | 730-971R | 730 | Tier-1 | 264-12 | 0 | 0.014205 | 0 | 0 | 0 | 0
CB 522 | 522 | Tier-2 | 4.4515 | 2.5085 | 6.96 | 6.96 | 731-1244 | 731 | Tier-1 | CB 522 | 4.4515 | 3.3199 | 0 | 2.5085 | 4.4515 | 2.5085
CB 523 | 523 | Tier-2 | 3.7699 | 2.5405 | 6.3104 | 6.3104 | 731-45F | 731 | Tier-1 | CB 523 | 3.7699 | 3.0824 | 0 | 2.5405 | 3.7699 | 2.5405
CB 524 | 524 | Tier-3 | 3.2093 | 0.2905 | 3.4998 | 1.2988 | 733-20AE | 733 | Tier-1 | CB 524 | 3.2093 | 12.0508 | 0 | 0.2905 | 1.0083 | 0.2905
CB 525 | 525 | Tier-1 | 0.53731 | 0 | 0.53731 | 0 | 733-23R | 733 | Tier-1 | CB 525 | 0.53731 | 12.2634 | 0 | 0 | 0 | 0
CB 528 | 528 | Tier-1 | 0 | 0 | 0 | 0 | 736-129F | 736 | Tier-1 | CB 528 | 0 | 2.061 | 0 | 0 | 0 | 0
CB 529 | 529 | Tier-1 | 2.142 | 0.1617 | 2.3037 | 0 | 736-42 | 736 | Tier-1 | CB 529 | 2.142 | 2.5432 | 0 | 0.1617 | 0 | 0
CB 53 | 53 | Tier-1 | 0.4892 | 0.8087 | 1.2979 | 0 | 738-1376F | 738 | Tier-1 | CB 53 | 0.4892 | 1.5771 | 0 | 0.8087 | 0 | 0
CB 531 | 531 | Tier-1 | 5.0449 | 1.3017 | 6.3466 | 0 | 739-111 | 739 | Tier-1 | CB 531 | 5.0449 | 5.065 | 0 | 1.3017 | 0 | 0
CB 532 | 532 | Tier-1 | 3.0008 | 2.696 | 5.6968 | 0 | 739-113 | 739 | Tier-1 | CB 532 | 3.0008 | 14.7201 | 0 | 2.696 | 0 | 0
CB 533 | 533 | Tier-2 | 0.37159 | 0.0152 | 0.38679 | 0.027511 | 739-114F | 739 | Tier-1 | CB 533 | 0.37159 | 1.6932 | 0 | 0.0152 | 0.012311 | 0.0152
265-151 | 265 | Tier-1 | 0 | 0 | 0 | 0 | 739-7 | 739 | Tier-1 | 265-151 | 0 | 0.19261 | 0 | 0 | 0 | 0
CB 535 | 535 | Tier-2 | 0.31174 | 0 | 0.31174 | 0.31174 | 74-24R | 74 | Tier-1 | CB 535 | 0.31174 | 6.91 | 0 | 0 | 0.31174 | 0
CB 536 | 536 | Tier-2 | 1.2294 | 0.2708 | 1.5002 | 1.5002 | 740-364 | 740 | Tier-1 | CB 536 | 1.2294 | 0.83409 | 0.072159 | 0.2708 | 1.2294 | 0.2708
266-490AE | 266 | Tier-1 | 0 | 0 | 0 | 0 | 741-17 | 741 | Tier-1 | 266-490AE | 0 | 0.010227 | 0 | 0 | 0 | 0
283-1359AE | 283 | Tier-3 | 0 | 0 | 0 | 0 | 741-43 | 741 | Tier-1 | 283-1359AE | 0 | 0.010795 | 0 | 0 | 0 | 0
CB 539 | 539 | Tier-2 | 0 | 0 | 0 | 0 | 741-48F | 741 | Tier-1 | CB 539 | 0 | 7.2983 | 0 | 0 | 0 | 0
CB 54 | 54 | Tier-1 | 1.3475 | 1.3375 | 2.685 | 0 | 743-306AE | 743 | Tier-1 | CB 54 | 1.3475 | 3.4241 | 0 | 1.3375 | 0 | 0
283-66 | 283 | Tier-3 | 0 | 0 | 0 | 0 | 745-100F | 745 | Tier-1 | 283-66 | 0 | 0 | 0 | 0 | 0 | 0
292-316F | 292 | Tier-2 | 0 | 0 | 0 | 0 | 745-271F | 745 | Tier-1 | 292-316F | 0 | 0.091477 | 0 | 0 | 0 | 0
CB 542 | 542 | Tier-2 | 2.1884 | 0.0786 | 2.267 | 2.267 | 745-272F | 745 | Tier-1 | CB 542 | 2.1884 | 2.7881 | 0 | 0.0786 | 2.1884 | 0.0786
CB 543 | 543 | Tier-2 | 0 | 0 | 0 | 0 | 745-274 | 745 | Tier-1 | CB 543 | 0 | 0.67367 | 0 | 0 | 0 | 0
CB 544 | 544 | Tier-2 | 0 | 0 | 0 | 0 | 745-35 | 745 | Tier-1 | CB 544 | 0 | 1.0896 | 0 | 0 | 0 | 0
CB 545 | 545 | Tier-1 | 1.0256 | 0.9623 | 1.9879 | 0 | 747-860F | 747 | Tier-1 | CB 545 | 1.0256 | 0.35095 | 0 | 0.9623 | 0 | 0
CB 546 | 546 | Tier-1 | 3.5004 | 3.8436 | 7.344 | 0 | 747-861F | 747 | Tier-1 | CB 546 | 3.5004 | 1.7216 | 0 | 3.8436 | 0 | 0
CB 547 | 547 | Tier-1 | 2.2956 | 1.5903 | 3.8859 | 0 | 747-871 | 747 | Tier-1 | CB 547 | 2.2956 | 2.036 | 0 | 1.5903 | 0 | 0
CB 548 | 548 | Tier-1 | 2.4061 | 1.5898 | 3.9959 | 0 | 748-1052 | 748 | Tier-1 | CB 548 | 2.4061 | 1.1095 | 0 | 1.5898 | 0 | 0
CB 549 | 549 | Tier-1 | 2.2888 | 1.378 | 3.6668 | 0 | 748-1059 | 748 | Tier-1 | CB 549 | 2.2888 | 1.0676 | 0 | 1.378 | 0 | 0
306-2257F | 306 | Tier-1 | 0 | 0 | 0 | 0 | 748-1061 | 748 | Tier-1 | 306-2257F | 0 | 0.50189 | 0 | 0 | 0 | 0
CB 550 | 550 | Tier-1 | 2.4468 | 0.9729 | 3.4197 | 0 | 748-507AE | 748 | Tier-1 | CB 550 | 2.4468 | 5.4049 | 0 | 0.9729 | 0 | 0
CB 551 | 551 | Tier-1 | 0.12348 | 0.1019 | 0.22538 | 0 | 749-48 | 749 | Tier-1 | CB 551 | 0.12348 | 1.2663 | 0 | 0.1019 | 0 | 0
CB 552 | 552 | Tier-1 | 1.7223 | 0.6924 | 2.4147 | 0 | 749-49F | 749 | Tier-1 | CB 552 | 1.7223 | 8.1453 | 0 | 0.6924 | 0 | 0
CB 553 | 553 | Tier-1 | 2.0898 | 1.0663 | 3.1561 | 0 | 75-2229 | 75 | Tier-3 | CB 553 | 2.0898 | 1.5871 | 0 | 1.0663 | 0 | 0
CB 554 | 554 | Tier-1 | 0.48106 | 0 | 0.48106 | 0 | 75-2256 | 75 | Tier-3 | CB 554 | 0.48106 | 0.80265 | 0 | 0 | 0 | 0
309-12 | 309 | Tier-1 | 0 | 0 | 0 | 0 | 75-41 | 75 | Tier-3 | 309-12 | 0 | 0.039773 | 0 | 0 | 0 | 0
CB 556 | 556 | Tier-1 | 1.5472 | 0 | 1.5472 | 0 | 751-37 | 751 | Tier-1 | CB 556 | 1.5472 | 11.4848 | 0 | 0 | 0 | 0
CB 557 | 557 | Tier-1 | 0 | 0 | 0 | 0 | 751-40F | 751 | Tier-2 | CB 557 | 0 | 7.068 | 0 | 0 | 0 | 0
CB 558 | 558 | Tier-1 | 0.95095 | 0.6828 | 1.6337 | 0 | 751-55 | 751 | Tier-1 | CB 558 | 0.95095 | 3.8991 | 0 | 0.6828 | 0 | 0
310-32F | 310 | Tier-1 | 0 | 0 | 0 | 0 | 751-57F | 751 | Tier-1 | 310-32F | 0 | 0.23958 | 0 | 0 | 0 | 0
CB 56 | 56 | Tier-1 | 2.4097 | 1.3027 | 3.7124 | 0 | 753-485 | 753 | Tier-2 | CB 56 | 2.4097 | 1.7064 | 0 | 1.3027 | 0 | 0
311-1162F | 311 | Tier-1 | 0 | 0 | 0 | 0 | 754-21 | 754 | Tier-2 | 311-1162F | 0 | 0.24527 | 0 | 0 | 0 | 0
CB 561 | 561 | Tier-1 | 0 | 0 | 0 | 0 | 754-22F | 754 | Tier-2 | CB 561 | 0 | 11.293 | 0 | 0 | 0 | 0
CB 562 | 562 | Tier-1 | 1.4884 | 0.0182 | 1.5066 | 0 | 754-23 | 754 | Tier-2 | CB 562 | 1.4884 | 8.2002 | 0 | 0.0182 | 0 | 0
CB 563 | 563 | Tier-1 | 0.17481 | 0 | 0.17481 | 0 | 754-24 | 754 | Tier-2 | CB 563 | 0.17481 | 5.193 | 0 | 0 | 0 | 0
CB 564 | 564 | Tier-1 | 0.61004 | 0.0468 | 0.65684 | 0 | 755-622F | 755 | Tier-1 | CB 564 | 0.61004 | 1.0981 | 0 | 0.0468 | 0 | 0
323-474 | 323 | Tier-1 | 0 | 0 | 0 | 0 | 755-623F | 755 | Tier-1 | 323-474 | 0 | 0 | 0 | 0 | 0 | 0
CB 566 | 566 | Tier-1 | 0 | 0 | 0 | 0 | 756-108 | 756 | Tier-1 | CB 566 | 0 | 5.0686 | 0 | 0 | 0 | 0
CB 567 | 567 | Tier-1 | 0.56364 | 0 | 0.56364 | 0 | 76-266F | 76 | Tier-1 | CB 567 | 0.56364 | 5.5956 | 0 | 0 | 0 | 0
CB 57 | 57 | Tier-1 | 4.5 | 3.4972 | 7.9972 | 0 | 761-242 | 761 | Tier-1 | CB 57 | 4.5 | 1.6919 | 0 | 3.4972 | 0 | 0
CB 570 | 570 | Tier-1 | 1.3864 | 0.9585 | 2.3449 | 0 | 762-115AE | 762 | Tier-1 | CB 570 | 1.3864 | 4.5875 | 0 | 0.9585 | 0 | 0
355-65R | 355 | Tier-2 | 0.0075758 | 0 | 0.0075758 | 0.007576 | 763-49 | 763 | Tier-1 | 355-65R | 0.0075758 | 0.12652 | 0 | 0 | 0.007576 | 0
CB 572 | 572 | Tier-1 | 0.76591 | 0.4134 | 1.1793 | 0 | 765-16F | 765 | Tier-1 | CB 572 | 0.76591 | 2.5095 | 0 | 0.4134 | 0 | 0
CB 574 | 574 | Tier-2 | 0 | 0 | 0 | 0 | 765-39 | 765 | Tier-1 | CB 574 | 0 | 3.2489 | 0 | 0 | 0 | 0
358-35 | 358 | Tier-3 | 0 | 0 | 0 | 0 | 765-40 | 765 | Tier-1 | 358-35 | 0 | 0.017045 | 0 | 0 | 0 | 0
CB 576 | 576 | Tier-2 | 0.64527 | 0 | 0.64527 | 0.64526 | 765-45 | 765 | Tier-1 | CB 576 | 0.64527 | 8.6784 | 0 | 0 | 0.64526 | 0
CB 577 | 577 | Tier-2 | 0 | 0 | 0 | 0 | 765-691 | 765 | Tier-1 | CB 577 | 0 | 2.5828 | 0 | 0 | 0 | 0
CB 578 | 578 | Tier-1 | 2.7597 | 2.1894 | 4.9491 | 0 | 77-28R | 77 | Tier-1 | CB 578 | 2.7597 | 1.296 | 0.38163 | 2.1894 | 0 | 0
CB 579 | 579 | Tier-1 | 0.98106 | 0.4727 | 1.4538 | 0 | 770-250R | 770 | Tier-1 | CB 579 | 0.98106 | 0.66023 | 0 | 0.4727 | 0 | 0
362-977 | 362 | Tier-1 | 0 | 0 | 0 | 0 | 770-548F | 770 | Tier-1 | 362-977 | 0 | 0 | 0 | 0 | 0 | 0
CB 580 | 580 | Tier-1 | 4.2062 | 2.4502 | 6.6565 | 0 | 770-549 | 770 | Tier-1 | CB 580 | 4.2062 | 8.3723 | 0 | 2.4502 | 0 | 0
CB 581 | 581 | Tier-1 | 2.3225 | 1.9398 | 4.2623 | 0 | 772-319F | 772 | Tier-1 | CB 581 | 2.3225 | 6.19 | 0 | 1.9398 | 0 | 0
CB 582 | 582 | Tier-1 | 0.1661 | 0.1693 | 0.3354 | 0 | 772-320F | 772 | Tier-1 | CB 582 | 0.1661 | 3.7475 | 0 | 0.1693 | 0 | 0
CB 583 | 583 | Tier-1 | 0 | 0 | 0 | 0 | 773-30 | 773 | Tier-1 | CB 583 | 0 | 5.083 | 0 | 0 | 0 | 0
362-978F | 362 | Tier-1 | 0 | 0 | 0 | 0 | 774-27 | 774 | Tier-1 | 362-978F | 0 | 0.3553 | 0 | 0 | 0 | 0
CB 585 | 585 | Tier-1 | 0 | 0 | 0 | 0 | 78-35R | 78 | Tier-3 | CB 585 | 0 | 2.3331 | 0 | 0 | 0 | 0
368-1070 | 368 | Tier-1 | 0 | 0 | 0 | 0 | 781-42 | 781 | Tier-1 | 368-1070 | 0 | 0.045076 | 0 | 0 | 0 | 0
CB 587 | 587 | Tier-1 | 0 | 0 | 0 | 0 | 783-1451F | 783 | Tier-1 | CB 587 | 0 | 8.6676 | 0 | 0 | 0 | 0
CB 588 | 588 | Tier-1 | 0.38598 | 0 | 0.38598 | 0 | 783-848F | 783 | Tier-1 | CB 588 | 0.38598 | 1.4919 | 0 | 0 | 0 | 0
CB 589 | 589 | Tier-1 | 1.6411 | 0 | 1.6411 | 0 | 783-849F | 783 | Tier-1 | CB 589 | 1.6411 | 19.7411 | 0 | 0 | 0 | 0
382-392 | 382 | Tier-1 | 0 | 0 | 0 | 0 | 783-854F | 783 | Tier-1 | 382-392 | 0 | 0.03125 | 0 | 0 | 0 | 0
CB 590 | 590 | Tier-1 | 1.5992 | 0 | 1.5992 | 0 | 785-136 | 785 | Tier-1 | CB 590 | 1.5992 | 14.0585 | 0 | 0 | 0 | 0
CB 591 | 591 | Tier-1 | 6.7027 | 2.6288 | 9.3315 | 0 | 785-136F | 785 | Tier-1 | CB 591 | 6.7027 | 2.6358 | 0 | 2.6288 | 0 | 0
CB 592 | 592 | Tier-2 | 0 | 0 | 0 | 0 | 785-137F | 785 | Tier-1 | CB 592 | 0 | 23.5653 | 0 | 0 | 0 | 0
CB 593 | 593 | Tier-2 | 0 | 0 | 0 | 0 | 785-143F | 785 | Tier-1 | CB 593 | 0 | 3.0201 | 0 | 0 | 0 | 0
397-548F | 397 | Tier-1 | 0 | 0 | 0 | 0 | 785-144 | 785 | Tier-1 | 397-548F | 0 | 0.34091 | 0 | 0 | 0 | 0
CB 595 | 595 | Tier-1 | 0.34451 | 0.0491 | 0.39361 | 0 | 785-150 | 785 | Tier-1 | CB 595 | 0.34451 | 1.9186 | 0 | 0.0491 | 0 | 0
CB 596 | 596 | Tier-2 | 1.4705 | 0 | 1.4705 | 0 | 785-150F | 785 | Tier-1 | CB 596 | 1.4705 | 17.6587 | 0 | 0 | 0 | 0
CB 597 | 597 | Tier-2 | 1.0557 | 0 | 1.0557 | 0 | 785-151 | 785 | Tier-1 | CB 597 | 1.0557 | 8.8407 | 2.5027 | 0 | 0 | 0
CB 598 | 598 | Tier-1 | 0.66591 | 0 | 0.66591 | 0 | 785-365 | 785 | Tier-1 | CB 598 | 0.66591 | 6.2314 | 0 | 0 | 0 | 0
CB 599 | 599 | Tier-2 | 9.2301 | 2.2303 | 11.4604 | 11.3059 | 785-367 | 785 | Tier-1 | CB 599 | 9.2301 | 19.0028 | 5.2142 | 2.2303 | 9.0756 | 2.2303
CB 60 | 60 | Tier-1 | 1.5383 | 1.4589 | 2.9972 | 0 | 785-368 | 785 | Tier-1 | CB 60 | 1.5383 | 7.3576 | 0 | 1.4589 | 0 | 0
CB 61 | 61 | Tier-1 | 5.0275 | 3.3867 | 8.4142 | 0 | 785-372F | 785 | Tier-1 | CB 61 | 5.0275 | 8.011 | 0 | 3.3867 | 0 | 0
CB 62 | 62 | Tier-1 | 1.5475 | 0.2754 | 1.8229 | 0 | 785-54F | 785 | Tier-1 | CB 62 | 1.5475 | 4.1485 | 0 | 0.2754 | 0 | 0
CB 63 | 63 | Tier-1 | 2.4809 | 0.2354 | 2.7163 | 0 | 785-55 | 785 | Tier-1 | CB 63 | 2.4809 | 12.4189 | 0 | 0.2354 | 0 | 0
CB 64 | 64 | Tier-1 | 2.2659 | 1.339 | 3.6049 | 0 | 789-15 | 789 | Tier-1 | CB 64 | 2.2659 | 9.6777 | 7.3576 | 1.339 | 0 | 0
CB 65 | 65 | Tier-1 | 4.5866 | 1.7133 | 6.2999 | 0 | 789-4R | 789 | Tier-2 | CB 65 | 4.5866 | 9.3475 | 4.8392 | 1.7133 | 0 | 0
CB 66 | 66 | Tier-1 | 6.5773 | 1.0688 | 7.6461 | 0 | 79-1219F | 79 | Tier-3 | CB 66 | 6.5773 | 10.3244 | 0 | 1.0688 | 0 | 0
405-160F | 405 | Tier-1 | 0 | 0 | 0 | 0 | 79-660R | 79 | Tier-3 | 405-160F | 0 | 0.49564 | 0 | 0 | 0 | 0
CB 68 | 68 | Tier-1 | 1.521 | 0 | 1.521 | 0 | 79-799R | 79 | Tier-3 | CB 68 | 1.521 | 0.89356 | 0 | 0 | 0 | 0
CB 69 | 69 | Tier-1 | 1.1136 | 0.0631 | 1.1767 | 0 | 791-421F | 791 | Tier-1 | CB 69 | 1.1136 | 3.0494 | 0.030114 | 0.0631 | 0 | 0
CB 70 | 70 | Tier-1 | 2.8271 | 3.7438 | 6.5709 | 0 | 791-423 | 791 | Tier-2 | CB 70 | 2.8271 | 10.3381 | 0 | 3.7438 | 0 | 0
CB 700 | 700 | Tier-1 | 0.30057 | 0.1085 | 0.40907 | 0 | 792-47R | 792 | Tier-1 | CB 700 | 0.30057 | 0.12973 | 0 | 0.1085 | 0 | 0
CB 701 | 701 | Tier-1 | 10.1519 | 7.5866 | 17.7385 | 0 | 793-27AE | 793 | Tier-1 | CB 701 | 10.1519 | 2.0646 | 0 | 7.5866 | 0 | 0
423-33F | 423 | Tier-1 | 0 | 0 | 0 | 0 | 794-1002 | 794 | Tier-1 | 423-33F | 0 | 0.22292 | 0 | 0 | 0 | 0
CB 703 | 703 | Tier-1 | 0.13314 | 0 | 0.13314 | 0 | 795-816R | 795 | Tier-2 | CB 703 | 0.13314 | 0.13409 | 0 | 0 | 0 | 0
CB 704 | 704 | Tier-1 | 1.7538 | 0.029 | 1.7828 | 0 | 795-817AE | 795 | Tier-2 | CB 704 | 1.7538 | 8.1934 | 0 | 0.029 | 0 | 0
CB 706 | 706 | Tier-1 | 1.7864 | 0 | 1.7864 | 0 | 795-820 | 795 | Tier-1 | CB 706 | 1.7864 | 0.17008 | 0 | 0 | 0 | 0
CB 707 | 707 | Tier-1 | 0.76856 | 0 | 0.76856 | 0 | 796-45 | 796 | Tier-1 | CB 707 | 0.76856 | 2.6924 | 0.076705 | 0 | 0 | 0
CB 708 | 708 | Tier-1 | 0.78902 | 0.0053 | 0.79432 | 0 | 797-29 | 797 | Tier-1 | CB 708 | 0.78902 | 0.29167 | 0 | 0.0053 | 0 | 0
CB 71 | 71 | Tier-1 | 2.6269 | 1.383 | 4.0099 | 0 | 797-30F | 797 | Tier-1 | CB 71 | 2.6269 | 2.5992 | 0 | 1.383 | 0 | 0
CB 710 | 710 | Tier-1 | 0 | 0 | 0 | 0 | 81-193AE | 81 | Tier-1 | CB 710 | 0 | 0.97348 | 0 | 0 | 0 | 0
CB 711 | 711 | Tier-1 | 0 | 0 | 0 | 0 | 83-621 | 83 | Tier-1 | CB 711 | 0 | 2.208 | 0 | 0 | 0 | 0
423-34F | 423 | Tier-1 | 0 | 0 | 0 | 0 | 83-622F | 83 | Tier-1 | 423-34F | 0 | 0.1072 | 0 | 0 | 0 | 0
425-283 | 425 | Tier-1 | 0 | 0 | 0 | 0 | 830-620 | 830 | Tier-1 | 425-283 | 0 | 0 | 0 | 0 | 0 | 0
CB 714 | 714 | Tier-1 | 0 | 0 | 0 | 0 | 830-621F | 830 | Tier-1 | CB 714 | 0 | 2.4231 | 0 | 0 | 0 | 0
CB 715 | 715 | Tier-1 | 2.1417 | 0.1208 | 2.2625 | 0 | 831-1750F | 831 | Tier-2 | CB 715 | 2.1417 | 13.8841 | 2.6182 | 0.1208 | 0 | 0
CB 716 | 716 | Tier-1 | 0.23504 | 0 | 0.23504 | 0 | 831-63 | 831 | Tier-2 | CB 716 | 0.23504 | 3.14 | 0 | 0 | 0 | 0
CB 718 | 718 | Tier-1 | 1.4002 | 0.0826 | 1.4828 | 0 | 831-65 | 831 | Tier-1 | CB 718 | 1.4002 | 2.3693 | 0 | 0.0826 | 0 | 0
CB 719 | 719 | Tier-1 | 2.8085 | 2.2511 | 5.0596 | 0 | 832-1060 | 832 | Tier-1 | CB 719 | 2.8085 | 5.9072 | 0 | 2.2511 | 0 | 0
CB 72 | 72 | Tier-1 | 2.5597 | 1.2055 | 3.7652 | 0 | 832-1061F | 832 | Tier-1 | CB 72 | 2.5597 | 1.7275 | 0 | 1.2055 | 0 | 0
CB 723 | 723 | Tier-1 | 3.2864 | 2.4447 | 5.7311 | 0 | 832-55 | 832 | Tier-1 | CB 723 | 3.2864 | 12.9682 | 0 | 2.4447 | 0 | 0
425-284F | 425 | Tier-1 | 0 | 0 | 0 | 0 | 832-990 | 832 | Tier-1 | 425-284F | 0 | 0.0037879 | 0 | 0 | 0 | 0
427-230F | 427 | Tier-1 | 0 | 0 | 0 | 0 | 834-430F | 834 | Tier-1 | 427-230F | 0 | 0.016477 | 0 | 0 | 0 | 0
CB 727 | 727 | Tier-1 | 0 | 0 | 0 | 0 | 834-887AE | 834 | Tier-2 | CB 727 | 0 | 2.7763 | 0 | 0 | 0 | 0
CB 728 | 728 | Tier-1 | 0 | 0 | 0 | 0 | 835-35F | 835 | Tier-2 | CB 728 | 0 | 11.8924 | 2.6996 | 0 | 0 | 0
CB 729 | 729 | Tier-2 | 0 | 0 | 0 | 0 | 836-232 | 836 | Tier-1 | CB 729 | 0 | 19.125 | 0 | 0 | 0 | 0
428-40 | 428 | Tier-1 | 0 | 0 | 0 | 0 | 84-28 | 84 | Tier-1 | 428-40 | 0 | 0.018939 | 0 | 0 | 0 | 0
CB 730 | 730 | Tier-1 | 3.1398 | 3.4475 | 6.5873 | 0 | 840-308F | 840 | Tier-2 | CB 730 | 3.1398 | 1.392 | 0 | 3.4475 | 0 | 0
CB 731 | 731 | Tier-1 | 1.9447 | 1.7411 | 3.6858 | 0 | 840-311 | 840 | Tier-2 | CB 731 | 1.9447 | 3.0441 | 0 | 1.7411 | 0 | 0
CB 732 | 732 | Tier-1 | 9.8097 | 6.9589 | 16.7686 | 0 | 843-26 | 843 | Tier-1 | CB 732 | 9.8097 | 4.5583 | 0 | 6.9589 | 0 | 0
CB 733 | 733 | Tier-1 | 3.0017 | 2.8667 | 5.8684 | 0 | 843-41F | 843 | Tier-2 | CB 733 | 3.0017 | 1.4703 | 0 | 2.8667 | 0 | 0
CB 735 | 735 | Tier-1 | 0 | 0 | 0 | 0 | 847-2AE | 847 | Tier-1 | CB 735 | 0 | 1.8299 | 0 | 0 | 0 | 0
CB 736 | 736 | Tier-1 | 0 | 0 | 0 | 0 | 847-78F | 847 | Tier-1 | CB 736 | 0 | 2.0951 | 0 | 0 | 0 | 0
CB 737 | 737 | Tier-1 | 0 | 0 | 0 | 0 | 85-498F | 85 | Tier-1 | CB 737 | 0 | 2.3661 | 0 | 0 | 0 | 0
CB 738 | 738 | Tier-1 | 0.53655 | 0 | 0.53655 | 0 | 851-1531F | 851 | Tier-1 | CB 738 | 0.53655 | 3.2146 | 0 | 0 | 0 | 0
428-40F | 428 | Tier-1 | 0 | 0 | 0 | 0 | 851-1532 | 851 | Tier-1 | 428-40F | 0 | 0 | 0 | 0 | 0 | 0
CB 74 | 74 | Tier-1 | 3.6292 | 3.3614 | 6.9906 | 0 | 851-38F | 851 | Tier-1 | CB 74 | 3.6292 | 3.1347 | 0 | 3.3614 | 0 | 0
CB 740 | 740 | Tier-1 | 6.0491 | 6.6256 | 12.6747 | 0 | 851-742 | 851 | Tier-1 | CB 740 | 6.0491 | 1.2619 | 0 | 6.6256 | 0 | 0
CB 741 | 741 | Tier-1 | 0.75739 | 0.0852 | 0.84259 | 0 | 852-716 | 852 | Tier-1 | CB 741 | 0.75739 | 1.6549 | 0 | 0.0852 | 0 | 0
CB 742 | 742 | Tier-1 | 0 | 0 | 0 | 0 | 854-607F | 854 | Tier-1 | CB 742 | 0 | 1.7405 | 0 | 0 | 0 | 0
CB 743 | 743 | Tier-1 | 0 | 0 | 0 | 0 | 854-610 | 854 | Tier-1 | CB 743 | 0 | 4.1805 | 0 | 0 | 0 | 0
CB 744 | 744 | Tier-1 | 0 | 0 | 0 | 0 | 854-807 | 854 | Tier-1 | CB 744 | 0 | 1.4688 | 0 | 0 | 0 | 0
429-185 | 429 | Tier-1 | 0 | 0 | 0 | 0 | 855-44 | 855 | Tier-1 | 429-185 | 0 | 0.0066288 | 0 | 0 | 0 | 0
CB 746 | 746 | Tier-1 | 0 | 0 | 0 | 0 | 857-304F | 857 | Tier-1 | CB 746 | 0 | 3.8362 | 0 | 0 | 0 | 0
429-185F | 429 | Tier-1 | 0 | 0 | 0 | 0 | 857-57 | 857 | Tier-1 | 429-185F | 0 | 0 | 0 | 0 | 0 | 0
CB 748 | 748 | Tier-1 | 2.085 | 0.054 | 2.139 | 0 | 859-38 | 859 | Tier-1 | CB 748 | 2.085 | 1.4905 | 0 | 0.054 | 0 | 0
CB 749 | 749 | Tier-1 | 0 | 0 | 0 | 0 | 859-39F | 859 | Tier-1 | CB 749 | 0 | 3.1333 | 0 | 0 | 0 | 0
CB 75 | 75 | Tier-3 | 0.14545 | 0 | 0.14545 | 0 | 86-1055F | 86 | Tier-1 | CB 75 | 0.14545 | 8.3653 | 0 | 0 | 0 | 0
CB 750 | 750 | Tier-1 | 1.0979 | 0 | 1.0979 | 0 | 86-1058F | 86 | Tier-1 | CB 750 | 1.0979 | 1.0794 | 0 | 0 | 0 | 0
CB 751 | 751 | Tier-2 | 0 | 0 | 0 | 0 | 86-549 | 86 | Tier-1 | CB 751 | 0 | 27.8119 | 0 | 0 | 0 | 0
CB 752 | 752 | Tier-2 | 0 | 0 | 0 | 0 | 86-552F | 86 | Tier-1 | CB 752 | 0 | 12.8536 | 0 | 0 | 0 | 0
CB 753 | 753 | Tier-2 | 0 | 0 | 0 | 0 | 87-12 | 87 | Tier-1 | CB 753 | 0 | 4.7341 | 0 | 0 | 0 | 0
CB 754 | 754 | Tier-2 | 0 | 0 | 0 | 0 | 87-13 | 87 | Tier-1 | CB 754 | 0 | 6.8845 | 0 | 0 | 0 | 0
429-91AE | 429 | Tier-1 | 0 | 0 | 0 | 0 | 87-13F | 87 | Tier-1 | 429-91AE | 0 | 0.20492 | 0 | 0 | 0 | 0
434-681F | 434 | Tier-1 | 0 | 0 | 0 | 0 | 87-277F | 87 | Tier-1 | 434-681F | 0 | 0.46648 | 0 | 0 | 0 | 0
CB 757 | 757 | Tier-2 | 0 | 0 | 0 | 0 | 88-29 | 88 | Tier-1 | CB 757 | 0 | 7.9369 | 0 | 0 | 0 | 0
CB 759 | 759 | Tier-1 | 2.3076 | 1.3456 | 3.6532 | 0 | 89-210F | 89 | Tier-1 | CB 759 | 2.3076 | 4.5193 | 0 | 1.3456 | 0 | 0
CB 76 | 76 | Tier-1 | 0.53655 | 0.1483 | 0.68485 | 0 | 89-211 | 89 | Tier-1 | CB 76 | 0.53655 | 3.4269 | 0 | 0.1483 | 0 | 0
CB 760 | 760 | Tier-1 | 0 | 0 | 0 | 0 | 89-212 | 89 | Tier-1 | CB 760 | 0 | 2.6697 | 0 | 0 | 0 | 0
435-1340F | 435 | Tier-1 | 0 | 0 | 0 | 0 | 89-285 | 89 | Tier-1 | 435-1340F | 0 | 0.2714 | 0 | 0 | 0 | 0
CB 762 | 762 | Tier-1 | 0 | 0 | 0 | 0 | 89-287 | 89 | Tier-1 | CB 762 | 0 | 2.2598 | 0 | 0 | 0 | 0
CB 763 | 763 | Tier-1 | 0 | 0 | 0 | 0 | 89-287F | 89 | Tier-1 | CB 763 | 0 | 2.9566 | 0 | 0 | 0 | 0
436-1040 | 436 | Tier-2 | 0 | 0 | 0 | 0 | 89-288 | 89 | Tier-1 | 436-1040 | 0 | 0 | 0 | 0 | 0 | 0
436-334 | 436 | Tier-1 | 0 | 0 | 0 | 0 | 89-656 | 89 | Tier-1 | 436-334 | 0 | 0.018561 | 0 | 0 | 0 | 0
CB 766 | 766 | Tier-1 | 0 | 0 | 0 | 0 | 90-44AE | 90 | Tier-1 | CB 766 | 0 | 10.4042 | 0 | 0 | 0 | 0
44-1098F | 44 | Tier-1 | 0 | 0 | 0 | 0 | 900-1116F | 900 | Tier-1 | 44-1098F | 0 | 0.017045 | 0 | 0 | 0 | 0
CB 768 | 768 | Tier-1 | 0 | 0 | 0 | 0 | 900-1166F | 900 | Tier-1 | CB 768 | 0 | 5.282 | 0 | 0 | 0 | 0
CB 77 | 77 | Tier-1 | 9.6697 | 6.2178 | 15.8875 | 0 | 900-904F | 900 | Tier-1 | CB 77 | 9.6697 | 6.0542 | 0 | 6.2178 | 0 | 0
CB 770 | 770 | Tier-1 | 2.2405 | 0.0612 | 2.3017 | 0 | 900-906 | 900 | Tier-1 | CB 770 | 2.2405 | 2.2875 | 0 | 0.0612 | 0 | 0
CB 771 | 771 | Tier-1 | 3.1017 | 0.1873 | 3.289 | 0 | 907-1475 | 907 | Tier-3 | CB 771 | 3.1017 | 3.307 | 0 | 0.1873 | 0 | 0
CB 772 | 772 | Tier-1 | 0.25341 | 0 | 0.25341 | 0 | 907-1562AE | 907 | Tier-3 | CB 772 | 0.25341 | 5.9557 | 0 | 0 | 0 | 0
CB 773 | 773 | Tier-2 | 0 | 0 | 0 | 0 | 907-1603 | 907 | Tier-3 | CB 773 | 0 | 4.8172 | 0 | 0 | 0 | 0
458-32F | 458 | Tier-1 | 0 | 0 | 0 | 0 | 907-1702R | 907 | Tier-3 | 458-32F | 0 | 0.043939 | 0 | 0 | 0 | 0
CB 775 | 775 | Tier-1 | 0.29205 | 0 | 0.29205 | 0 | 907-1716R | 907 | Tier-3 | CB 775 | 0.29205 | 3.022 | 0 | 0 | 0 | 0
CB 776 | 776 | Tier-2 | 2.6153 | 0 | 2.6153 | 2.6153 | 908-2040 | 908 | Tier-2 | CB 776 | 2.6153 | 3.9248 | 0.065152 | 0 | 2.6153 | 0
458-459F | 458 | Tier-1 | 0 | 0 | 0 | 0 | 908-2057F | 908 | Tier-3 | 458-459F | 0 | 0.84242 | 0 | 0 | 0 | 0
CB 779 | 779 | Tier-1 | 0 | 0 | 0 | 0 | 909-17R | 909 | Tier-2 | CB 779 | 0 | 9.5883 | 0 | 0 | 0 | 0
463-451 | 463 | Tier-1 | 0 | 0 | 0 | 0 | 91-6 | 91 | Tier-1 | 463-451 | 0 | 0.086364 | 0 | 0 | 0 | 0
CB 780 | 780 | Tier-1 | 3.3492 | 1.2326 | 4.5818 | 0 | 910-950F | 910 | Tier-2 | CB 780 | 3.3492 | 6.6386 | 0 | 1.2326 | 0 | 0
CB 781 | 781 | Tier-1 | 2.4184 | 0.8754 | 3.2938 | 0 | 910-951F | 910 | Tier-2 | CB 781 | 2.4184 | 5.2256 | 0 | 0.8754 | 0 | 0
CB 782 | 782 | Tier-1 | 0 | 0 | 0 | 0 | 912-408 | 912 | Tier-1 | CB 782 | 0 | 9.7104 | 0 | 0 | 0 | 0
CB 783 | 783 | Tier-1 | 1.3273 | 0 | 1.3273 | 0 | 912-409F | 912 | Tier-2 | CB 783 | 1.3273 | 7.0189 | 0 | 0 | 0 | 0
463-98 | 463 | Tier-1 | 0 | 0 | 0 | 0 | 913-14F | 913 | Tier-2 | 463-98 | 0 | 0.016288 | 0 | 0 | 0 | 0
CB 786 | 786 | Tier-1 | 0 | 0 | 0 | 0 | 913-15F | 913 | Tier-1 | CB 786 | 0 | 1.6076 | 0 | 0 | 0 | 0
CB 788 | 788 | Tier-2 | 15.5189 | 5.5519 | 21.0708 | 6.4636 | 915-17F | 915 | Tier-2 | CB 788 | 15.5189 | 9.9102 | 0 | 5.5519 | 0.91174 | 5.5519
CB 789 | 789 | Tier-1 | 1.7212 | 1.1369 | 2.8581 | 0 | 916-381 | 916 | Tier-2 | CB 789 | 1.7212 | 2.1114 | 0 | 1.1369 | 0 | 0
464-28 | 464 | Tier-1 | 0 | 0 | 0 | 0 | 917-13 | 917 | Tier-1 | 464-28 | 0 | 0.0094697 | 0 | 0 | 0 | 0
CB 790 | 790 | Tier-2 | 1.2568 | 0.0892 | 1.346 | 0.0892 | 92-618F | 92 | Tier-1 | CB 790 | 1.2568 | 9.61 | 0 | 0.0892 | 0 | 0.0892
CB 791 | 791 | Tier-1 | 2.4241 | 0.561 | 2.9851 | 0 | 92-619F | 92 | Tier-2 | CB 791 | 2.4241 | 2.2511 | 0 | 0.561 | 0 | 0
468-18 | 468 | Tier-1 | 0 | 0 | 0 | 0 | 920-823 | 920 | Tier-2 | 468-18 | 0 | 0.0056818 | 0 | 0 | 0 | 0
468-18F | 468 | Tier-1 | 0 | 0 | 0 | 0 | 921-800F | 921 | Tier-2 | 468-18F | 0 | 0 | 0 | 0 | 0 | 0
CB 794 | 794 | Tier-1 | 0 | 0 | 0 | 0 | 921-802F | 921 | Tier-1 | CB 794 | 0 | 11.0708 | 0 | 0 | 0 | 0
468-8 | 468 | Tier-1 | 0 | 0 | 0 | 0 | 921-827 | 921 | Tier-1 | 468-8 | 0 | 0.6822 | 0 | 0 | 0 | 0
CB 796 | 796 | Tier-2 | 0 | 0 | 0 | 0 | 922-1142F | 922 | Tier-1 | CB 796 | 0 | 12.0138 | 0 | 0 | 0 | 0
472-1023 | 472 | Tier-1 | 0 | 0 | 0 | 0 | 923-61F | 923 | Tier-1 | 472-1023 | 0 | 0 | 0 | 0 | 0 | 0
477-12 | 477 | Tier-1 | 0 | 0 | 0 | 0 | 925-203F | 925 | Tier-1 | 477-12 | 0 | 0.48523 | 0 | 0 | 0 | 0
CB 799 | 799 | Tier-2 | 1.1328 | 0 | 1.1328 | 0 | 925-218 | 925 | Tier-2 | CB 799 | 1.1328 | 13.4085 | 0 | 0 | 0 | 0
CB 80 | 80 | Tier-1 | 3.2981 | 1.9712 | 5.2693 | 0 | 926-38 | 926 | Tier-1 | CB 80 | 3.2981 | 3.561 | 0 | 1.9712 | 0 | 0
CB 81 | 81 | Tier-1 | 3.1667 | 3.8085 | 6.9752 | 0 | 928-19 | 928 | Tier-2 | CB 81 | 3.1667 | 3.308 | 0 | 3.8085 | 0 | 0
CB 821 | 821 | Tier-1 | 6.1278 | 5.8598 | 11.9876 | 0 | 928-39 | 928 | Tier-1 | CB 821 | 6.1278 | 23.0625 | 7.2917 | 5.8598 | 0 | 0
CB 83 | 83 | Tier-1 | 2.5254 | 2.6981 | 5.2235 | 0 | 930-12 | 930 | Tier-1 | CB 83 | 2.5254 | 2.6201 | 0 | 2.6981 | 0 | 0
CB 830 | 830 | Tier-1 | 0 | 0 | 0 | 0 | 931-484 | 931 | Tier-1 | CB 830 | 0 | 5.7386 | 0 | 0 | 0 | 0
CB 831 | 831 | Tier-1 | 0 | 0 | 0 | 0 | 931-485 | 931 | Tier-1 | CB 831 | 0 | 6.46 | 0 | 0 | 0 | 0
477-35F | 477 | Tier-1 | 0 | 0 | 0 | 0 | 932-15AE | 932 | Tier-2 | 477-35F | 0 | 0.0047348 | 0 | 0 | 0 | 0
CB 833 | 833 | Tier-1 | 0 | 0 | 0 | 0 | 935-462 | 935 | Tier-1 | CB 833 | 0 | 1.0259 | 0 | 0 | 0 | 0
CB 834 | 834 | Tier-1 | 0 | 0 | 0 | 0 | 936-188 | 936 | Tier-1 | CB 834 | 0 | 6.1049 | 0 | 0 | 0 | 0
CB 835 | 835 | Tier-2 | 0.41288 | 0.0788 | 0.49168 | 0.49168 | 936-450F | 936 | Tier-1 | CB 835 | 0.41288 | 7.1063 | 0 | 0.0788 | 0.41288 | 0.0788
CB 836 | 836 | Tier-1 | 0 | 0 | 0 | 0 | 937-11 | 937 | Tier-1 | CB 836 | 0 | 10.2059 | 0 | 0 | 0 | 0
CB 84 | 84 | Tier-1 | 3.8148 | 2.7822 | 6.597 | 0 | 937-12AE | 937 | Tier-1 | CB 84 | 3.8148 | 1.9449 | 0 | 2.7822 | 0 | 0
CB 840 | 840 | Tier-2 | 0 | 0 | 0 | 0 | 937-17 | 937 | Tier-2 | CB 840 | 0 | 5.9117 | 0 | 0 | 0 | 0
CB 841 | 841 | Tier-2 | 0 | 0 | 0 | 0 | 94-16F | 94 | Tier-1 | CB 841 | 0 | 4.1722 | 0 | 0 | 0 | 0
CB 842 | 842 | Tier-2 | 0 | 0 | 0 | 0 | 94-20 | 94 | Tier-1 | CB 842 | 0 | 14.7777 | 0 | 0 | 0 | 0
CB 843 | 843 | Tier-2 | 0 | 0 | 0 | 0 | 94-24F | 94 | Tier-2 | CB 843 | 0 | 2.2727 | 0 | 0 | 0 | 0
506-162 | 506 | Tier-1 | 0 | 0 | 0 | 0 | 940-392 | 940 | Tier-1 | 506-162 | 0 | 0.19432 | 0 | 0 | 0 | 0
521-1835 | 521 | Tier-3 | 0 | 0 | 0 | 0 | 941-33F | 941 | Tier-1 | 521-1835 | 0 | 0 | 0 | 0 | 0 | 0
CB 85 | 85 | Tier-1 | 4.4525 | 1.8542 | 6.3067 | 0 | 942-47 | 942 | Tier-1 | CB 85 | 4.4525 | 2.7667 | 0 | 1.8542 | 0 | 0
CB 850 | 850 | Tier-1 | 0 | 0 | 0 | 0 | 942-477F | 942 | Tier-1 | CB 850 | 0 | 11.7218 | 0 | 0 | 0 | 0
CB 851 | 851 | Tier-1 | 0.77311 | 0 | 0.77311 | 0 | 942-478 | 942 | Tier-1 | CB 851 | 0.77311 | 6.8769 | 0 | 0 | 0 | 0
CB 852 | 852 | Tier-1 | 0.13314 | 0 | 0.13314 | 0 | 944-296F | 944 | Tier-1 | CB 852 | 0.13314 | 17.8163 | 6.2623 | 0 | 0 | 0
CB 853 | 853 | Tier-1 | 0 | 0 | 0 | 0 | 945-21AE | 945 | Tier-1 | CB 853 | 0 | 7.1534 | 0 | 0 | 0 | 0
53-50 | 53 | Tier-1 | 0 | 0 | 0 | 0 | 95-35F | 95 | Tier-1 | 53-50 | 0 | 0.0045455 | 0 | 0 | 0 | 0
CB 855 | 855 | Tier-1 | 2.8652 | 0.6947 | 3.5599 | 0 | 950-273AE | 950 | Tier-1 | CB 855 | 2.8652 | 7.1636 | 2.1862 | 0.6947 | 0 | 0
CB 856 | 856 | Tier-1 | 0.72746 | 0.3627 | 1.0902 | 0 | 951-393F | 951 | Tier-1 | CB 856 | 0.72746 | 9.4909 | 0 | 0.3627 | 0 | 0
CB 857 | 857 | Tier-1 | 1.9165 | 0.5699 | 2.4864 | 0 | 952-926 | 952 | Tier-1 | CB 857 | 1.9165 | 14.9114 | 0 | 0.5699 | 0 | 0
CB 858 | 858 | Tier-1 | 0 | 0 | 0 | 0 | 952-939F | 952 | Tier-2 | CB 858 | 0 | 6.5426 | 0 | 0 | 0 | 0
CB 859 | 859 | Tier-1 | 0.2339 | 0.0335 | 0.2674 | 0 | 953-218F | 953 | Tier-1 | CB 859 | 0.2339 | 2.7277 | 0 | 0.0335 | 0 | 0
CB 86 | 86 | Tier-1 | 0.15114 | 0.1301 | 0.28124 | 0 | 953-525 | 953 | Tier-1 | CB 86 | 0.15114 | 1.5191 | 0 | 0.1301 | 0 | 0
CB 87 | 87 | Tier-1 | 3.3932 | 2.9396 | 6.3328 | 0 | 953-526F | 953 | Tier-1 | CB 87 | 3.3932 | 2.5051 | 0 | 2.9396 | 0 | 0
CB 88 | 88 | Tier-1 | 7.7116 | 2.3271 | 10.0387 | 0 | 955-3 | 955 | Tier-1 | CB 88 | 7.7116 | 2.7515 | 0 | 2.3271 | 0 | 0
CB 89 | 89 | Tier-1 | 0 | 0 | 0 | 0 | 956-397F | 956 | Tier-1 | CB 89 | 0 | 0.75379 | 0 | 0 | 0 | 0
CB 90 | 90 | Tier-1 | 0.018939 | 0 | 0.018939 | 0 | 958-22F | 958 | Tier-1 | CB 90 | 0.018939 | 1.932 | 0 | 0 | 0 | 0
CB 900 | 900 | Tier-1 | 0.042803 | 0 | 0.042803 | 0 | 959-10 | 959 | Tier-2 | CB 900 | 0.042803 | 10.2085 | 0 | 0 | 0 | 0
CB 901 | 901 | Tier-1 | 0 | 0 | 0 | 0 | 959-9F | 959 | Tier-2 | CB 901 | 0 | 4.6532 | 0 | 0 | 0 | 0
CB 902 | 902 | Tier-1 | 5.3165 | 2.4411 | 7.7576 | 0 | 960-11F | 960 | Tier-2 | CB 902 | 5.3165 | 4.4337 | 0 | 2.4411 | 0 | 0
CB 903 | 903 | Tier-1 | 0 | 0 | 0 | 0 | 960-13 | 960 | Tier-2 | CB 903 | 0 | 12.1517 | 0 | 0 | 0 | 0
CB 904 | 904 | Tier-1 | 0 | 0 | 0 | 0 | 961-244 | 961 | Tier-1 | CB 904 | 0 | 18.5369 | 0 | 0 | 0 | 0
537-10 | 537 | Tier-1 | 0 | 0 | 0 | 0 | 962-253 | 962 | Tier-2 | 537-10 | 0 | 0.013826 | 0 | 0 | 0 | 0
CB 907 | 907 | Tier-3 | 1.2258 | 0.1492 | 1.375 | 1.375 | 962-264F | 962 | Tier-2 | CB 907 | 1.2258 | 0.50038 | 0.053977 | 0.1492 | 1.2258 | 0.1492
55-477F | 55 | Tier-1 | 0 | 0 | 0 | 0 | 962-279 | 962 | Tier-1 | 55-477F | 0 | 0.11761 | 0 | 0 | 0 | 0
558-504 | 558 | Tier-1 | 0 | 0 | 0 | 0 | 962-280 | 962 | Tier-1 | 558-504 | 0 | 0.95341 | 0 | 0 | 0 | 0
CB 91 | 91 | Tier-2 | 2.5282 | 0.2532 | 2.7814 | 2.3543 | 963-26 | 963 | Tier-1 | CB 91 | 2.5282 | 5.2843 | 0 | 0.2532 | 2.1011 | 0.2532
CB 910 | 910 | Tier-2 | 0 | 0 | 0 | 0 | 963-39 | 963 | Tier-1 | CB 910 | 0 | 15.6801 | 0 | 0 | 0 | 0
CB 911 | 911 | Tier-2 | 0.9375 | 0 | 0.9375 | 0 | 967-80F | 967 | Tier-1 | CB 911 | 0.9375 | 13.49 | 0 | 0 | 0 | 0
CB 912 | 912 | Tier-2 | 0 | 0 | 0 | 0 | 968-133 | 968 | Tier-2 | CB 912 | 0 | 11.3985 | 0 | 0 | 0 | 0
564-1922 | 564 | Tier-1 | 0 | 0 | 0 | 0 | 968-476F | 968 | Tier-2 | 564-1922 | 0 | 0.11023 | 0 | 0 | 0 | 0
CB 915 | 915 | Tier-2 | 0 | 0 | 0 | 0 | 968-478F | 968 | Tier-2 | CB 915 | 0 | 3.6648 | 0 | 0 | 0 | 0
565-248 | 565 | Tier-1 | 0 | 0 | 0 | 0 | 968-500 | 968 | Tier-2 | 565-248 | 0 | 0 | 0 | 0 | 0 | 0
CB 917 | 917 | Tier-2 | 0 | 0 | 0 | 0 | 968-501F | 968 | Tier-2 | CB 917 | 0 | 6.2064 | 0 | 0 | 0 | 0
CB 92 | 92 | Tier-1 | 2.0532 | 0.8559 | 2.9091 | 0 | 969-222 | 969 | Tier-1 | CB 92 | 2.0532 | 0.60114 | 0 | 0.8559 | 0 | 0
565-78 | 565 | Tier-1 | 0 | 0 | 0 | 0 | 969-224 | 969 | Tier-1 | 565-78 | 0 | 0.17273 | 0 | 0 | 0 | 0
CB 921 | 921 | Tier-1 | 0 | 0 | 0 | 0 | 969-232F | 969 | Tier-1 | CB 921 | 0 | 2.6311 | 0 | 0 | 0 | 0
CB 922 | 922 | Tier-1 | 0 | 0 | 0 | 0 | 971-29R | 971 | Tier-3 | CB 922 | 0 | 6.2451 | 0 | 0 | 0 | 0
CB 923 | 923 | Tier-1 | 0 | 0 | 0 | 0 | 971-383R | 971 | Tier-3 | CB 923 | 0 | 3.2038 | 0 | 0 | 0 | 0
CB 924 | 924 | Tier-1 | 0 | 0 | 0 | 0 | 972-1582R | 972 | Tier-3 | CB 924 | 0 | 2.7595 | 0 | 0 | 0 | 0
CB 925 | 925 | Tier-1 | 0 | 0 | 0 | 0 | 972-1585 | 972 | Tier-2 | CB 925 | 0 | 0.81799 | 0 | 0 | 0 | 0
566-132 | 566 | Tier-1 | 0 | 0 | 0 | 0 | 972-1588 | 972 | Tier-2 | 566-132 | 0 | 0.12727 | 0 | 0 | 0 | 0
CB 927 | 927 | Tier-1 | 0.60928 | 0.0794 | 0.68868 | 0 | 972-1590F | 972 | Tier-3 | CB 927 | 0.60928 | 19.5941 | 0 | 0.0794 | 0 | 0
CB 928 | 928 | Tier-2 | 3.6036 | 0 | 3.6036 | 3.1426 | 972-1641 | 972 | Tier-2 | CB 928 | 3.6036 | 21.6962 | 0 | 0 | 3.1426 | 0
CB 93 | 93 | Tier-1 | 3.9074 | 2.2991 | 6.2065 | 0 | 972-1642 | 972 | Tier-2 | CB 93 | 3.9074 | 9.7809 | 0 | 2.2991 | 0 | 0
CB 930 | 930 | Tier-1 | 0 | 0 | 0 | 0 | 973-531 | 973 | Tier-3 | CB 930 | 0 | 3.4667 | 0 | 0 | 0 | 0
CB 931 | 931 | Tier-1 | 0 | 0 | 0 | 0 | 973-626R | 973 | Tier-3 | CB 931 | 0 | 9.3616 | 0 | 0 | 0 | 0
CB 932 | 932 | Tier-2 | 0 | 0 | 0 | 0 | 974-18 | 974 | Tier-3 | CB 932 | 0 | 2.6672 | 0 | 0 | 0 | 0
CB 933 | 933 | Tier-1 | 0 | 0 | 0 | 0 | 975-22R | 975 | Tier-3 | CB 933 | 0 | 1.5648 | 0 | 0 | 0 | 0
576-200F | 576 | Tier-1 | 0 | 0 | 0 | 0 | 975-7 | 975 | Tier-3 | 576-200F | 0 | 0.011364 | 0 | 0 | 0 | 0
CB 935 | 935 | Tier-1 | 0 | 0 | 0 | 0 | 980-880F | 980 | Tier-2 | CB 935 | 0 | 1.7769 | 0 | 0 | 0 | 0
CB 936 | 936 | Tier-1 | 0 | 0 | 0 | 0 | 980-881F | 980 | Tier-1 | CB 936 | 0 | 3.3117 | 0 | 0 | 0 | 0
579-352F | 579 | Tier-1 | 0 | 0 | 0 | 0 | 981-1184 | 981 | Tier-1 | 579-352F | 0 | 0.0056818 | 0 | 0 | 0 | 0
CB 94 | 94 | Tier-1 | 2.247 | 1.1487 | 3.3957 | 0 | 982-753 | 982 | Tier-2 | CB 94 | 2.247 | 2.058 | 0 | 1.1487 | 0 | 0
CB 940 | 940 | Tier-1 | 0 | 0 | 0 | 0 | 985-45 | 985 | Tier-1 | CB 940 | 0 | 13.7939 | 0 | 0 | 0 | 0
CB 941 | 941 | Tier-1 | 0 | 0 | 0 | 0 | 986-197F | 986 | Tier-2 | CB 941 | 0 | 3.7892 | 0 | 0 | 0 | 0
583-318F | 583 | Tier-1 | 2.2297 | 0 | 2.2297 | 0 | 986-199 | 986 | Tier-2 | 583-318F | 2.2297 | 0.41742 | 0 | 0 | 0 | 0
CB 943 | 943 | Tier-1 | 0 | 0 | 0 | 0 | 988-35 | 988 | Tier-2 | CB 943 | 0 | 13.2366 | 0 | 0 | 0 | 0
CB 944 | 944 | Tier-1 | 0 | 0 | 0 | 0 | 989-1AE | 989 | Tier-1 | CB 944 | 0 | 7.6557 | 0 | 0 | 0 | 0
CB 945 | 945 | Tier-1 | 0 | 0 | 0 | 0 | 990-7 | 990 | Tier-1 | CB 945 | 0 | 11.7879 | 0 | 0 | 0 | 0
CB 946 | 946 | Tier-1 | 5.5068 | 3.7364 | 9.2432 | 0 | 990-714 | 990 | Tier-1 | CB 946 | 5.5068 | 3.0165 | 0 | 3.7364 | 0 | 0
586-4 | 586 | Tier-1 | 0 | 0 | 0 | 0 | 991-380 | 991 | Tier-2 | 586-4 | 0 | 0.023674 | 0 | 0 | 0 | 0
CB 948 | 948 | Tier-1 | 7.9403 | 7.0059 | 14.9462 | 0 | 991-383 | 991 | Tier-2 | CB 948 | 7.9403 | 1.111 | 0 | 7.0059 | 0 | 0
CB 949 | 949 | Tier-1 | 8.1294 | 6.2947 | 14.4241 | 0 | 991-4AE | 991 | Tier-2 | CB 949 | 8.1294 | 1.1458 | 0 | 6.2947 | 0 | 0
CB 95 | 95 | Tier-1 | 0.94773 | 0.4676 | 1.4153 | 0 | 992-3 | 992 | Tier-2 | CB 95 | 0.94773 | 1.615 | 0 | 0.4676 | 0 | 0
CB 950 | 950 | Tier-1 | 0 | 0 | 0 | 0 | 992-577 | 992 | Tier-2 | CB 950 | 0 | 0.61136 | 0 | 0 | 0 | 0
CB 951 | 951 | Tier-1 | 0 | 0 | 0 | 0 | 993-1155F | 993 | Tier-1 | CB 951 | 0 | 1.2284 | 0 | 0 | 0 | 0
588-18AE | 588 | Tier-1 | 0 | 0 | 0 | 0 | 993-4 | 993 | Tier-2 | 588-18AE | 0 | 0.0096591 | 0 | 0 | 0 | 0
593-8 | 593 | Tier-1 | 0 | 0 | 0 | 0 | 995-10 | 995 | Tier-1 | 593-8 | 0 | 0.014205 | 0 | 0 | 0 | 0
595-1432 | 595 | Tier-1 | 0 | 0 | 0 | 0 | 995-12AE | 995 | Tier-1 | 595-1432 | 0 | 0 | 0 | 0 | 0 | 0
CB 955 | 955 | Tier-1 | 1.1538 | 0 | 1.1538 | 0 | CB 1021 | 1021 | Tier-3 | CB 955 | 1.1538 | 9.5754 | 0 | 0 | 0 | 0
CB 956 | 956 | Tier-1 | 0 | 0 | 0 | 0 | CB 1030 | 1030 | Tier-2 | CB 956 | 0 | 2.9848 | 0 | 0 | 0 | 0
CB 957 | 957 | Tier-1 | 0 | 0 | 0 | 0 | CB 105 | 105 | Tier-1 | CB 957 | 0 | 4.2831 | 0 | 0 | 0 | 0
CB 958 | 958 | Tier-1 | 0 | 0 | 0 | 0 | CB 106 | 106 | Tier-1 | CB 958 | 0 | 1.8455 | 0 | 0 | 0 | 0
CB 959 | 959 | Tier-2 | 0 | 0 | 0 | 0 | CB 1060 | 1060 | Tier-1 | CB 959 | 0 | 1.6089 | 0 | 0 | 0 | 0
CB 96 | 96 | Tier-1 | 0.78731 | 0.0606 | 0.84791 | 0 | CB 1071 | 1071 | Tier-1 | CB 96 | 0.78731 | 6.1148 | 0 | 0.0606 | 0 | 0
CB 960 | 960 | Tier-2 | 0 | 0 | 0 | 0 | CB 1072 | 1072 | Tier-1 | CB 960 | 0 | 8.397 | 0 | 0 | 0 | 0
CB 961 | 961 | Tier-1 | 0 | 0 | 0 | 0 | CB 1077 | 1077 | Tier-1 | CB 961 | 0 | 1.5064 | 0 | 0 | 0 | 0
598-659 | 598 | Tier-1 | 0 | 0 | 0 | 0 | CB 1082 | 1082 | Tier-1 | 598-659 | 0 | 0.050758 | 0 | 0 | 0 | 0
CB 963 | 963 | Tier-2 | 0 | 0 | 0 | 0 | CB 1102 | 1102 | Tier-2 | CB 963 | 0 | 2.6174 | 0 | 0 | 0 | 0
CB 966 | 966 | Tier-1 | 0.25966 | 0 | 0.25966 | 0 | CB 1105 | 1105 | Tier-2 | CB 966 | 0.25966 | 0.12386 | 0 | 0 | 0 | 0
CB 967 | 967 | Tier-1 | 0.4197 | 0 | 0.4197 | 0 | CB 113 | 113 | Tier-1 | CB 967 | 0.4197 | 0.40473 | 0 | 0 | 0 | 0
CB 968 | 968 | Tier-1 | 0.3036 | 0.0517 | 0.3553 | 0 | CB 1131 | 1131 | Tier-1 | CB 968 | 0.3036 | 0.76098 | 0 | 0.0517 | 0 | 0
CB 969 | 969 | Tier-1 | 0.40417 | 0 | 0.40417 | 0 | CB 1174 | 1174 | Tier-1 | CB 969 | 0.40417 | 1.5903 | 0 | 0 | 0 | 0
700-256F | 700 | Tier-1 | 0 | 0 | 0 | 0 | CB 1181 | 1181 | Tier-1 | 700-256F | 0 | 0.014015 | 0 | 0 | 0 | 0
701-739 | 701 | Tier-1 | 0 | 0 | 0 | 0 | CB 119 | 119 | Tier-1 | 701-739 | 0 | 0.12083 | 0 | 0 | 0 | 0
701-750 | 701 | Tier-1 | 0 | 0 | 0 | 0 | CB 1201 | 1201 | Tier-2 | 701-750 | 0 | 0 | 0 | 0 | 0 | 0
712-30 | 712 | Tier-1 | 0 | 0 | 0 | 0 | CB 1202 | 1202 | Tier-2 | 712-30 | 0 | 0.037689 | 0 | 0 | 0 | 0
714-551F | 714 | Tier-1 | 0 | 0 | 0 | 0 | CB 1221 | 1221 | Tier-1 | 714-551F | 0 | 0.065152 | 0 | 0 | 0 | 0
73-1160F | 73 | Tier-3 | 0 | 0 | 0 | 0 | CB 123 | 123 | Tier-1 | 73-1160F | 0 | 0.56799 | 0 | 0 | 0 | 0
CB 98 | 98 | Tier-1 | 0 | 0 | 0 | 0 | CB 1233 | 1233 | Tier-3 | CB 98 | 0 | 2.0792 | 0 | 0 | 0 | 0
CB 980 | 980 | Tier-2 | 1.8653 | 0 | 1.8653 | 1.8653 | CB 124 | 124 | Tier-1 | CB 980 | 1.8653 | 8.9407 | 0 | 0 | 1.8653 | 0
CB 981 | 981 | Tier-2 | 0.87121 | 0 | 0.87121 | 0.87121 | CB 1247 | 1247 | Tier-2 | CB 981 | 0.87121 | 6.1701 | 0 | 0 | 0.87121 | 0
CB 982 | 982 | Tier-2 | 0 | 0 | 0 | 0 | CB 1252 | 1252 | Tier-2 | CB 982 | 0 | 16.6773 | 0 | 0 | 0 | 0
738-1375F | 738 | Tier-1 | 0 | 0 | 0 | 0 | CB 127 | 127 | Tier-1 | 738-1375F | 0 | 0.28655 | 0 | 0 | 0 | 0
CB 984 | 984 | Tier-2 | 0 | 0 | 0 | 0 | CB 1286 | 1286 | Tier-1 | CB 984 | 0 | 0.98958 | 0 | 0 | 0 | 0
CB 985 | 985 | Tier-2 | 0 | 0 | 0 | 0 | CB 1297 | 1297 | Tier-1 | CB 985 | 0 | 5.4583 | 0 | 0 | 0 | 0
CB 986 | 986 | Tier-2 | 0 | 0 | 0 | 0 | CB 130 | 130 | Tier-1 | CB 986 | 0 | 3.0756 | 0 | 0 | 0 | 0
CB 987 | 987 | Tier-2 | 0 | 0 | 0 | 0 | CB 132 | 132 | Tier-1 | CB 987 | 0 | 24.3436 | 0 | 0 | 0 | 0
CB 988 | 988 | Tier-2 | 0 | 0 | 0 | 0 | CB 133 | 133 | Tier-1 | CB 988 | 0 | 7.3492 | 0 | 0 | 0 | 0
CB 989 | 989 | Tier-2 | 0 | 0 | 0 | 0 | CB 134 | 134 | Tier-1 | CB 989 | 0 | 16.6824 | 0 | 0 | 0 | 0
CB 99 | 99 | Tier-1 | 0 | 0 | 0 | 0 | CB 136 | 136 | Tier-1 | CB 99 | 0 | 1.3214 | 0 | 0 | 0 | 0
739-112F | 739 | Tier-1 | 0 | 0 | 0 | 0 | CB 1406 | 1406 | Tier-1 | 739-112F | 0 | 0.050758 | 0 | 0 | 0 | 0
CB 991 | 991 | Tier-2 | 0 | 0 | 0 | 0 | CB 1407 | 1407 | Tier-1 | CB 991 | 0 | 1.1767 | 0 | 0 | 0 | 0
739-113 | 739 | Tier-1 | 0 | 0 | 0 | 0 | CB 1414 | 1414 | Tier-2 | 739-113 | 0 | 0.39413 | 0 | 0 | 0 | 0
740-870F | 740 | Tier-1 | 0 | 0 | 0 | 0 | CB 1436 | 1436 | Tier-1 | 740-870F | 0 | 0.0625 | 0 | 0 | 0 | 0
CB 994 | 994 | Tier-2 | 0 | 0 | 0 | 0 | CB 1439 | 1439 | Tier-1 | CB 994 | 0 | 26.0733 | 0 | 0 | 0 | 0
CB 995 | 995 | Tier-2 | 0 | 0 | 0 | 0 | CB 1445 | 1445 | Tier-1 | CB 995 | 0 | 4.2634 | 0 | 0 | 0 | 0
745-41 | 745 | Tier-1 | 0 | 0 | 0 | 0 | CB 147 | 147 | Tier-1 | 745-41 | 0 | 0.052083 | 0 | 0 | 0 | 0
CB AD1 | AD1 | Tier-1 | 4.3337 | 5.0663 | 9.4 | 0 | CB 150 | 150 | Tier-1 | CB AD1 | 4.3337 | 2.7189 | 0 | 5.0663 | 0 | 0
CB AD2 | AD2 | Tier-1 | 1.0195 | 1.3377 | 2.3572 | 0 | CB 152 | 152 | Tier-1 | CB AD2 | 1.0195 | 1.1061 | 0 | 1.3377 | 0 | 0
CB AD3 | AD3 | Tier-1 | 2.5362 | 3.0616 | 5.5978 | 0 | CB 1525 | 1525 | Tier-2 | CB AD3 | 2.5362 | 0.81761 | 0 | 3.0616 | 0 | 0
CB AG1 | AG1 | Tier-1 | 1.4655 | 1.2047 | 2.6702 | 0 | CB 155 | 155 | Tier-1 | CB AG1 | 1.4655 | 0.18068 | 0 | 1.2047 | 0 | 0
747-868 | 747 | Tier-1 | 0 | 0 | 0 | 0 | CB 156 | 156 | Tier-1 | 747-868 | 0 | 0 | 0 | 0 | 0 | 0
CB AM1 | AM1 | Tier-1 | 1.6941 | 1.9303 | 3.6244 | 0 | CB 161 | 161 | Tier-1 | CB AM1 | 1.6941 | 0.82462 | 0 | 1.9303 | 0 | 0
CB AM2 | AM2 | Tier-1 | 3.5258 | 3.5992 | 7.125 | 0 | CB 163 | 163 | Tier-1 | CB AM2 | 3.5258 | 0.28598 | 0 | 3.5992 | 0 | 0
CB AM3 | AM3 | Tier-1 | 5.2059 | 5.8744 | 11.0803 | 0 | CB 167 | 167 | Tier-1 | CB AM3 | 5.2059 | 0.45568 | 0 | 5.8744 | 0 | 0
747-871 | 747 | Tier-1 | 0 | 0 | 0 | 0 | CB 180 | 180 | Tier-1 | 747-871 | 0 | 0.075758 | 0 | 0 | 0 | 0
CB BA2 | BA2 | Tier-1 | 2.4375 | 2.0343 | 4.4718 | 0 | CB 181 | 181 | Tier-1 | CB BA2 | 2.4375 | 0.94242 | 0 | 2.0343 | 0 | 0
CB BA3 | BA3 | Tier-1 | 3.653 | 3.5428 | 7.1958 | 0 | CB 186 | 186 | Tier-1 | CB BA3 | 3.653 | 0.37197 | 0 | 3.5428 | 0 | 0
CB BF1 | BF1 | Tier-1 | 1.2157 | 0.3956 | 1.6113 | 0 | CB 187 | 187 | Tier-1 | CB BF1 | 1.2157 | 0 | 0 | 0.3956 | 0 | 0
75-2229 | 75 | Tier-3 | 0 | 0 | 0 | 0 | CB 188 | 188 | Tier-1 | 75-2229 | 0 | 0.0056818 | 0 | 0 | 0 | 0
CB BK1 | BK1 | Tier-1 | 2.3814 | 1.4742 | 3.8556 | 0 | CB 189 | 189 | Tier-1 | CB BK1 | 2.3814 | 2.1477 | 0 | 1.4742 | 0 | 0
CB BK2 | BK2 | Tier-1 | 0.83977 | 0.6705 | 1.5103 | 0 | CB 190 | 190 | Tier-1 | CB BK2 | 0.83977 | 0.96553 | 0 | 0.6705 | 0 | 0
CB BK4 | BK4 | Tier-1 | 1.2148 | 1.2313 | 2.4461 | 0 | CB 204 | 204 | Tier-2 | CB BK4 | 1.2148 | 1.1434 | 0 | 1.2313 | 0 | 0
CB BN1 | BN1 | Tier-1 | 5.5884 | 4.6189 | 10.2073 | 0 | CB 207 | 207 | Tier-1 | CB BN1 | 5.5884 | 2.5117 | 0 | 4.6189 | 0 | 0
CB BN2 | BN2 | Tier-1 | 7.0045 | 3.1038 | 10.1083 | 0 | CB 209 | 209 | Tier-1 | CB BN2 | 7.0045 | 0.69413 | 0 | 3.1038 | 0 | 0
CB BO1 | BO1 | Tier-1 | 0.93996 | 0.8328 | 1.7728 | 0 | CB 210 | 210 | Tier-2 | CB BO1 | 0.93996 | 0.16705 | 0 | 0.8328 | 0 | 0
CB BP1 | BP1 | Tier-1 | 0 | 0 | 0 | 0 | CB 212 | 212 | Tier-2 | CB BP1 | 0 | 0.93958 | 0 | 0 | 0 | 0
CB BRM1 | BRM1 | Tier-1 | 4.4813 | 3.3549 | 7.8361 | 0 | CB 216 | 216 | Tier-3 | CB BRM1 | 4.4813 | 1.0807 | 0 | 3.3549 | 0 | 0
CB BS1 | BS1 | Tier-1 | 0.089205 | 0.1432 | 0.2324 | 0 | CB 217 | 217 | Tier-3 | CB BS1 | 0.089205 | 0.88352 | 0 | 0.1432 | 0 | 0
CB BT1 | BT1 | Tier-1 | 0.61951 | 0.5081 | 1.1276 | 0 | CB 222 | 222 | Tier-3 | CB BT1 | 0.61951 | 0.18788 | 0 | 0.5081 | 0 | 0
761-245 | 761 | Tier-1 | 0 | 0 | 0 | 0 | CB 23 | 23 | Tier-1 | 761-245 | 0 | 0.038826 | 0 | 0 | 0 | 0
CB BY2 | BY2 | Tier-1 | 3.4652 | 2.1968 | 5.662 | 0 | CB 234 | 234 | Tier-2 | CB BY2 | 3.4652 | 1.1585 | 0 | 2.1968 | 0 | 0
CB BY3 | BY3 | Tier-1 | 4.3703 | 3.8212 | 8.1915 | 0 | CB 236 | 236 | Tier-2 | CB BY3 | 4.3703 | 1.0519 | 0 | 3.8212 | 0 | 0
CB C14 | C14 | Tier-1 | 0 | 0 | 0 | 0 | CB 243 | 243 | Tier-2 | CB C14 | 0 | 0.69943 | 0 | 0 | 0 | 0
CB C17 | C17 | Tier-1 | 0 | 0 | 0 | 0 | CB 250 | 250 | Tier-1 | CB C17 | 0 | 3.3867 | 0 | 0 | 0 | 0
CB CA1 | CA1 | Tier-1 | 2.5502 | 2.2951 | 4.8453 | 0 | CB 252 | 252 | Tier-1 | CB CA1 | 2.5502 | 0.13201 | 0 | 2.2951 | 0 | 0
CB CA2 | CA2 | Tier-1 | 0.53201 | 0.4112 | 0.94321 | 0 | CB 255 | 255 | Tier-1 | CB CA2 | 0.53201 | 0 | 0 | 0.4112 | 0 | 0
CB CCB1 | CCB1 | Tier-1 | 0.10833 | 0 | 0.10833 | 0 | CB 265 | 265 | Tier-1 | CB CCB1 | 0.10833 | 3.1828 | 0 | 0 | 0 | 0
CB CD1 | CD1 | Tier-1 | 0.77159 | 0.5364 | 1.308 | 0 | CB 267 | 267 | Tier-1 | CB CD1 | 0.77159 | 2.1203 | 0 | 0.5364 | 0 | 0
CB CD3 | CD3 | Tier-1 | 0.80549 | 0.8551 | 1.6606 | 0 | CB 272 | 272 | Tier-1 | CB CD3 | 0.80549 | 1.2415 | 0 | 0.8551 | 0 | 0
CB CD4 | CD4 | Tier-1 | 2.3991 | 2.1371 | 4.5362 | 0 | CB 275 | 275 | Tier-1 | CB CD4 | 2.3991 | 0.36061 | 0 | 2.1371 | 0 | 0
CB CE1 | CE1 | Tier-1 | 0 | 0 | 0 | 0 | CB 277 | 277 | Tier-1 | CB CE1 | 0 | 1.1994 | 0 | 0 | 0 | 0
CB CE2 | CE2 | Tier-1 | 0 | 0 | 0 | 0 | CB 286 | 286 | Tier-1 | CB CE2 | 0 | 1.1983 | 0 | 0 | 0 | 0
CB CE3 | CE3 | Tier-1 | 0 | 0 | 0 | 0 | CB 288 | 288 | Tier-1 | CB CE3 | 0 | 1.2152 | 0 | 0 | 0 | 0
CB CG1 | CG1 | Tier-1 | 5.1369 | 3.1756 | 8.3125 | 0 | CB 289 | 289 | Tier-1 | CB CG1 | 5.1369 | 0.51723 | 0 | 3.1756 | 0 | 0
CB CG2 | CG2 | Tier-1 | 5.7534 | 2.7727 | 8.5261 | 0 | CB 30 | 30 | Tier-1 | CB CG2 | 5.7534 | 0.68845 | 0 | 2.7727 | 0 | 0
771-384 | 771 | Tier-1 | 0 | 0 | 0 | 0 | CB 300 | 300 | Tier-2 | 771-384 | 0 | 0.11591 | 0 | 0 | 0 | 0
777-267F | 777 | Tier-1 | 0 | 0 | 0 | 0 | CB 302 | 302 | Tier-2 | 777-267F | 0 | 0.081439 | 0 | 0 | 0 | 0
CB CS1 | CS1 | Tier-1 | 3.2267 | 3.0634 | 6.2901 | 0 | CB 307 | 307 | Tier-1 | CB CS1 | 3.2267 | 0.96383 | 0 | 3.0634 | 0 | 0
CB CS2 | CS2 | Tier-1 | 3.8136 | 3.2727 | 7.0863 | 0 | CB 308 | 308 | Tier-2 | CB CS2 | 3.8136 | 0.47689 | 0 | 3.2727 | 0 | 0
CB CS3 | CS3 | Tier-1 | 4.9684 | 5.24 | 10.2084 | 0 | CB 314 | 314 | Tier-1 | CB CS3 | 4.9684 | 0.78958 | 0 | 5.24 | 0 | 0
CB CS4 | CS4 | Tier-1 | 3.8956 | 3.4955 | 7.3911 | 0 | CB 324 | 324 | Tier-1 | CB CS4 | 3.8956 | 0.094129 | 0 | 3.4955 | 0 | 0
785-11 | 785 | Tier-1 | 0 | 0 | 0 | 0 | CB 330 | 330 | Tier-2 | 785-11 | 0 | 0.1928 | 0 | 0 | 0 | 0
785-137 | 785 | Tier-1 | 0 | 0 | 0 | 0 | CB 331 | 331 | Tier-2 | 785-137 | 0 | 0.013258 | 0 | 0 | 0 | 0
CB DEA1 | DEA1 | Tier-1 | 0 | 0 | 0 | 0 | CB 34 | 34 | Tier-1 | CB DEA1 | 0 | 1.5314 | 0 | 0 | 0 | 0
785-137F | 785 | Tier-1 | 0 | 0 | 0 | 0 | CB 340 | 340 | Tier-1 | 785-137F | 0 | 0 | 0 | 0 | 0 | 0
792-1174F | 792 | Tier-1 | 0 | 0 | 0 | 0 | CB 341 | 341 | Tier-1 | 792-1174F | 0 | 0.08428 | 0 | 0 | 0 | 0
CB DM2 | DM2 | Tier-1 | 2.903 | 1.9801 | 4.8831 | 0 | CB 35 | 35 | Tier-1 | CB DM2 | 2.903 | 1.8121 | 0 | 1.9801 | 0 | 0
CB DR1 | DR1 | Tier-1 | 2.7208 | 2.7227 | 5.4435 | 0 | CB 351 | 351 | Tier-2 | CB DR1 | 2.7208 | 0.39508 | 0 | 2.7227 | 0 | 0
CB DS1 | DS1 | Tier-1 | 0.85758 | 0.8432 | 1.7008 | 0 | CB 354 | 354 | Tier-2 | CB DS1 | 0.85758 | 0.14545 | 0 | 0.8432 | 0 | 0
83-623F | 83 | Tier-1 | 0 | 0 | 0 | 0 | CB 355 | 355 | Tier-2 | 83-623F | 0 | 0.050758 | 0 | 0 | 0 | 0
832-991F | 832 | Tier-1 | 0 | 0 | 0 | 0 | CB 364 | 364 | Tier-1 | 832-991F | 0 | 0.25606 | 0 | 0 | 0 | 0
854-805 | 854 | Tier-1 | 0 | 0 | 0 | 0 | CB 368 | 368 | Tier-1 | 854-805 | 0 | 0.030303 | 0 | 0 | 0 | 0
CB ELE1 | ELE1 | Tier-1 | 1.5678 | 1.4559 | 3.0237 | 0 | CB 372 | 372 | Tier-1 | CB ELE1 | 1.5678 | 1.1116 | 0 | 1.4559 | 0 | 0
CB ELS1 | ELS1 | Tier-1 | 0 | 0 | 0 | 0 | CB 377 | 377 | Tier-1 | CB ELS1 | 0 | 3.5663 | 0 | 0 | 0 | 0
CB EN1 | EN1 | Tier-1 | 5.1975 | 4.3267 | 9.5242 | 0 | CB 381 | 381 | Tier-1 | CB EN1 | 5.1975 | 1.7597 | 0 | 4.3267 | 0 | 0
CB EN2 | EN2 | Tier-1 | 3.9415 | 1.9907 | 5.9322 | 0 | CB 382 | 382 | Tier-1 | CB EN2 | 3.9415 | 1.6638 | 0 | 1.9907 | 0 | 0
CB EO1 | EO1 | Tier-1 | 4.0102 | 4.447 | 8.4572 | 0 | CB 39 | 39 | Tier-1 | CB EO1 | 4.0102 | 1.0809 | 0 | 4.447 | 0 | 0
CB EO2 | EO2 | Tier-1 | 3.486 | 4.9456 | 8.4316 | 0 | CB 394 | 394 | Tier-1 | CB EO2 | 3.486 | 1.6746 | 0 | 4.9456 | 0 | 0
CB EO3 | EO3 | Tier-1 | 6.4453 | 7.7055 | 14.1508 | 0 | CB 395 | 395 | Tier-1 | CB EO3 | 6.4453 | 0.38845 | 0 | 7.7055 | 0 | 0
CB EOS1 | EOS1 | Tier-1 | 9.8562 | 7.9854 | 17.8417 | 0 | CB 404 | 404 | Tier-1 | CB EOS1 | 9.8562 | 4.3028 | 0 | 7.9854 | 0 | 0
CB EOS2 | EOS2 | Tier-1 | 8.2864 | 7.2292 | 15.5156 | 0 | CB 405 | 405 | Tier-1 | CB EOS2 | 8.2864 | 1.8443 | 0 | 7.2292 | 0 | 0
CB EOS3 | EOS3 | Tier-1 | 1.6695 | 0.7691 | 2.4386 | 0 | CB 427 | 427 | Tier-1 | CB EOS3 | 1.6695 | 2.054 | 0 | 0.7691 | 0 | 0
89-212 | 89 | Tier-1 | 0 | 0 | 0 | 0 | CB 43 | 43 | Tier-1 | 89-212 | 0 | 0.0075758 | 0 | 0 | 0 | 0
CB ES4 | ES4 | Tier-1 | 7.9788 | 7.642 | 15.6208 | 0 | CB 435 | 435 | Tier-1 | CB ES4 | 7.9788 | 0.45473 | 0 | 7.642 | 0 | 0
CB EV1 | EV1 | Tier-1 | 1.7066 | 1.5962 | 3.3028 | 0 | CB 437 | 437 | Tier-1 | CB EV1 | 1.7066 | 0.081439 | 0 | 1.5962 | 0 | 0
CB FB1 | FB1 | Tier-2 | 4.1775 | 3.5354 | 7.7129 | 7.7129 | CB 44 | 44 | Tier-1 | CB FB1 | 4.1775 | 2.2962 | 0 | 3.5354 | 4.1775 | 3.5354
CB FB2 | FB2 | Tier-2 | 3.8712 | 1.3966 | 5.2678 | 5.2678 | CB 448 | 448 | Tier-3 | CB FB2 | 3.8712 | 2.4182 | 0 | 1.3966 | 3.8712 | 1.3966
CB FL1 | FL1 | Tier-1 | 0.47102 | 0.5216 | 0.99262 | 0 | CB 45 | 45 | Tier-1 | CB FL1 | 0.47102 | 0.064394 | 0 | 0.5216 | 0 | 0
CB FM1 | FM1 | Tier-1 | 2.5763 | 2.0508 | 4.6271 | 0 | CB 453 | 453 | Tier-1 | CB FM1 | 2.5763 | 1.7822 | 0 | 2.0508 | 0 | 0
CB FM2 | FM2 | Tier-1 | 0.69792 | 0 | 0.69792 | 0 | CB 458 | 458 | Tier-1 | CB FM2 | 0.69792 | 4.1398 | 0 | 0 | 0 | 0
CB FM3 | FM3 | Tier-1 | 5.0519 | 4.7898 | 9.8417 | 0 | CB 461 | 461 | Tier-2 | CB FM3 | 5.0519 | 0.6608 | 0 | 4.7898 | 0 | 0
89-212F | 89 | Tier-1 | 0 | 0 | 0 | 0 | CB 463 | 463 | Tier-2 | 89-212F | 0 | 0 | 0 | 0 | 0 | 0
CB GA1 | GA1 | Tier-1 | 4.1068 | 3.3979 | 7.5047 | 0 | CB 466 | 466 | Tier-1 | CB GA1 | 4.1068 | 0.064015 | 0 | 3.3979 | 0 | 0
CB GA3 | GA3 | Tier-1 | 4.832 | 3.6856 | 8.5176 | 0 | CB 467 | 467 | Tier-1 | CB GA3 | 4.832 | 0.16212 | 0 | 3.6856 | 0 | 0
CB GH1 | GH1 | Tier-1 | 1.1896 | 1.0633 | 2.2529 | 0 | CB 468 | 468 | Tier-1 | CB GH1 | 1.1896 | 1.965 | 0 | 1.0633 | 0 | 0
CB GH2 | GH2 | Tier-1 | 1.1775 | 1.2845 | 2.462 | 0 | CB 472 | 472 | Tier-1 | CB GH2 | 1.1775 | 2.4871 | 0 | 1.2845 | 0 | 0
CB GH3 | GH3 | Tier-1 | 2.1027 | 2.6792 | 4.7819 | 0 | CB 487 | 487 | Tier-1 | CB GH3 | 2.1027 | 2.1313 | 0 | 2.6792 | 0 | 0
CB GM2 | GM2 | Tier-1 | 7.3591 | 5.4907 | 12.8498 | 0 | CB 489 | 489 | Tier-1 | CB GM2 | 7.3591 | 0.5428 | 0 | 5.4907 | 0 | 0
CB GN1 | GN1 | Tier-1 | 2.5777 | 2.2915 | 4.8692 | 0 | CB 49 | 49 | Tier-1 | CB GN1 | 2.5777 | 2.0011 | 0 | 2.2915 | 0 | 0
CB GS1 | GS1 | Tier-1 | 1.0934 | 0.5831 | 1.6765 | 0 | CB 492 | 492 | Tier-1 | CB GS1 | 1.0934 | 0 | 0 | 0.5831 | 0 | 0
CB HB5 | HB5 | Tier-1 | 0 | 0 | 0 | 0 | CB 494 | 494 | Tier-1 | CB HB5 | 0 | 1.4924 | 0 | 0 | 0 | 0
CB HC3 | HC3 | Tier-1 | 5.2521 | 6.7888 | 12.0409 | 0 | CB 498 | 498 | Tier-1 | CB HC3 | 5.2521 | 2.4792 | 0 | 6.7888 | 0 | 0
CB HC4 | HC4 | Tier-1 | 3.4989 | 2.9737 | 6.4726 | 0 | CB 502 | 502 | Tier-2 | CB HC4 | 3.4989 | 0.12386 | 0 | 2.9737 | 0 | 0
89-285 | 89 | Tier-1 | 0 | 0 | 0 | 0 | CB 503 | 503 | Tier-2 | 89-285 | 0 | 0.05322 | 0 | 0 | 0 | 0
CB HL1 | HL1 | Tier-1 | 4.4678 | 6.2203 | 10.6881 | 0 | CB 504 | 504 | Tier-1 | CB HL1 | 4.4678 | 3.0593 | 0 | 6.2203 | 0 | 0
CB HL3 | HL3 | Tier-1 | 3.5384 | 4.7165 | 8.2549 | 0 | CB 509 | 509 | Tier-1 | CB HL3 | 3.5384 | 0.24697 | 0 | 4.7165 | 0 | 0
CB HP1 | HP1 | Tier-1 | 8.4328 | 9.8254 | 18.2582 | 0 | CB 513 | 513 | Tier-1 | CB HP1 | 8.4328 | 0.62538 | 0 | 9.8254 | 0 | 0
CB HV1 | HV1 | Tier-1 | 0.60663 | 0.5981 | 1.2047 | 0 | CB 518 | 518 | Tier-1 | CB HV1 | 0.60663 | 0.1089 | 0 | 0.5981 | 0 | 0
905-3 | 905 | Tier-1 | 0 | 0 | 0 | 0 | CB 519 | 519 | Tier-1 | 905-3 | 0 | 0 | 0 | 0 | 0 | 0
CB IB1 | IB1 | Tier-1 | 1.3072 | 1.9773 | 3.2845 | 0 | CB 523 | 523 | Tier-2 | CB IB1 | 1.3072 | 1.104 | 0 | 1.9773 | 0 | 0
CB IB2 | IB2 | Tier-1 | 2.2201 | 2.9896 | 5.2097 | 0 | CB 525 | 525 | Tier-1 | CB IB2 | 2.2201 | 0.32898 | 0 | 2.9896 | 0 | 0
905-5 | 905 | Tier-1 | 0 | 0 | 0 | 0 | CB 528 | 528 | Tier-1 | 905-5 | 0 | 1.5494 | 0 | 0 | 0 | 0
CB JU1 | JU1 | Tier-3 | 2.4741 | 0.1932 | 2.6673 | 2.6673 | CB 537 | 537 | Tier-2 | CB JU1 | 2.4741 | 0.51799 | 0.037879 | 0.1932 | 2.4741 | 0.1932
905-6 | 905 | Tier-1 | 0 | 0 | 0 | 0 | CB 538 | 538 | Tier-2 | 905-6 | 0 | 0 | 0 | 0 | 0 | 0
CB LA1 | LA1 | Tier-1 | 5.3807 | 5.4341 | 10.8148 | 0 | CB 540 | 540 | Tier-2 | CB LA1 | 5.3807 | 0.27803 | 0 | 5.4341 | 0 | 0
CB LA2 | LA2 | Tier-1 | 3.6203 | 3.5627 | 7.183 | 0 | CB 541 | 541 | Tier-2 | CB LA2 | 3.6203 | 0.53295 | 0 | 3.5627 | 0 | 0
CB LA3 | LA3 | Tier-1 | 6.2475 | 7.4438 | 13.6913 | 0 | CB 544 | 544 | Tier-2 | CB LA3 | 6.2475 | 0.32311 | 0 | 7.4438 | 0 | 0
CB LD2 | LD2 | Tier-1 | 0 | 0 | 0 | 0 | CB 547 | 547 | Tier-1 | CB LD2 | 0 | 1.2445 | 0 | 0 | 0 | 0
CB LF1 | LF1 | Tier-1 | 0 | 0 | 0 | 0 | CB 55 | 55 | Tier-1 | CB LF1 | 0 | 3.6394 | 0 | 0 | 0 | 0
CB LJ3 | LJ3 | Tier-1 | 2.493 | 2.8011 | 5.2941 | 0 | CB 554 | 554 | Tier-1 | CB LJ3 | 2.493 | 0.87936 | 0 | 2.8011 | 0 | 0
CB LJ4 | LJ4 | Tier-1 | 1.7816 | 0.8152 | 2.5968 | 0 | CB 56 | 56 | Tier-1 | CB LJ4 | 1.7816 | 0.64072 | 0 | 0.8152 | 0 | 0
905-8 | 905 | Tier-1 | 0 | 0 | 0 | 0 | CB 563 | 563 | Tier-1 | 905-8 | 0 | 0.16742 | 0 | 0 | 0 | 0
CB LM3 | LM3 | Tier-1 | 1.5623 | 1.6667 | 3.229 | 0 | CB 564 | 564 | Tier-1 | CB LM3 | 1.5623 | 0.92633 | 0 | 1.6667 | 0 | 0
908-2057F | 908 | Tier-3 | 0 | 0 | 0 | 0 | CB 567 | 567 | Tier-1 | 908-2057F | 0 | 0.0056818 | 0 | 0 | 0 | 0
CB LR1 | LR1 | Tier-1 | 7.167 | 5.286 | 12.453 | 0 | CB 57 | 57 | Tier-1 | CB LR1 | 7.167 | 0.40814 | 0 | 5.286 | 0 | 0
CB LV2 | LV2 | Tier-1 | 4.4006 | 4.9222 | 9.3228 | 0 | CB 575 | 575 | Tier-2 | CB LV2 | 4.4006 | 0.77746 | 0 | 4.9222 | 0 | 0
CB MA1 | MA1 | Tier-1 | 5.4163 | 5.8258 | 11.2421 | 0 | CB 577 | 577 | Tier-2 | CB MA1 | 5.4163 | 1.3044 | 0 | 5.8258 | 0 | 0
CB MA2 | MA2 | Tier-1 | 1.7087 | 1.933 | 3.6417 | 0 | CB 58 | 58 | Tier-1 | CB MA2 | 1.7087 | 1.9108 | 0 | 1.933 | 0 | 0
CB MAG1 | MAG1 | Tier-1 | 0.49451 | 0.3943 | 0.88881 | 0 | CB 582 | 582 | Tier-1 | CB MAG1 | 0.49451 | 1.7513 | 0 | 0.3943 | 0 | 0
CB MF1 | MF1 | Tier-1 | 1.721 | 2.3411 | 4.0621 | 0 | CB 584 | 584 | Tier-1 | CB MF1 | 1.721 | 0.089773 | 0 | 2.3411 | 0 | 0
CB MK1 | MK1 | Tier-1 | 2.9027 | 3.1066 | 6.0093 | 0 | CB 59 | 59 | Tier-1 | CB MK1 | 2.9027 | 2.1797 | 0 | 3.1066 | 0 | 0
CB MK2 | MK2 | Tier-1 | 3.3006 | 3.6765 | 6.9771 | 0 | CB 590 | 590 | Tier-1 | CB MK2 | 3.3006 | 0.925 | 0 | 3.6765 | 0 | 0
CB MM1 | MM1 | Tier-1 | 0 | 0 | 0 | 0 | CB 592 | 592 | Tier-2 | CB MM1 | 0 | 2.4157 | 0 | 0 | 0 | 0
CB MNR3 | MNR3 | Tier-1 | 2.4167 | 2.1886 | 4.6053 | 0 | CB 593 | 593 | Tier-2 | CB MNR3 | 2.4167 | 0.37008 | 0 | 2.1886 | 0 | 0
CB MO1 | MO1 | Tier-1 | 0 | 0 | 0 | 0 | CB 597 | 597 | Tier-2 | CB MO1 | 0 | 1.8466 | 0 | 0 | 0 | 0
909-17R | 909 | Tier-2 | 0 | 0 | 0 | 0 | CB 66 | 66 | Tier-1 | 909-17R | 0 | 0 | 0 | 0 | 0 | 0
CB MT1 | MT1 | Tier-1 | 3.1576 | 3.1809 | 6.3385 | 0 | CB 69 | 69 | Tier-1 | CB MT1 | 3.1576 | 0.22027 | 0 | 3.1809 | 0 | 0
CB MT3 | MT3 | Tier-1 | 1.8354 | 1.7951 | 3.6305 | 0 | CB 703 | 703 | Tier-1 | CB MT3 | 1.8354 | 0.2178 | 0 | 1.7951 | 0 | 0
CB MU1 | MU1 | Tier-1 | 1.7856 | 1.0564 | 2.842 | 0 | CB 711 | 711 | Tier-1 | CB MU1 | 1.7856 | 3.5119 | 0 | 1.0564 | 0 | 0
CB MV1 | MV1 | Tier-1 | 3.1447 | 2.2036 | 5.3483 | 0 | CB 712 | 712 | Tier-1 | CB MV1 | 3.1447 | 0.47462 | 0 | 2.2036 | 0 | 0
CB MZ1 | MZ1 | Tier-1 | 0 | 0 | 0 | 0 | CB 714 | 714 | Tier-1 | CB MZ1 | 0 | 0.73902 | 0 | 0 | 0 | 0
CB NC3 | NC3 | Tier-1 | 0.7964 | 0.5098 | 1.3062 | 0 | CB 715 | 715 | Tier-1 | CB NC3 | 0.7964 | 0.28617 | 0 | 0.5098 | 0 | 0
CB NC4 | NC4 | Tier-1 | 3.0434 | 3.111 | 6.1544 | 0 | CB 716 | 716 | Tier-1 | CB NC4 | 3.0434 | 0.48333 | 0 | 3.111 | 0 | 0
CB NO1 | NO1 | Tier-1 | 0.070644 | 0.0894 | 0.16004 | 0 | CB 718 | 718 | Tier-1 | CB NO1 | 0.070644 | 0.85114 | 0 | 0.0894 | 0 | 0
CB NO2 | NO2 | Tier-1 | 4.0278 | 4.0564 | 8.0842 | 0 | CB 723 | 723 | Tier-1 | CB NO2 | 4.0278 | 0.5947 | 0 | 4.0564 | 0 | 0
CB NO3 | NO3 | Tier-1 | 1.5506 | 1.8117 | 3.3623 | 0 | CB 726 | 726 | Tier-1 | CB NO3 | 1.5506 | 0.46894 | 0 | 1.8117 | 0 | 0
909-847 | 909 | Tier-2 | 0 | 0 | 0 | 0 | CB 730 | 730 | Tier-1 | 909-847 | 0 | 0.013068 | 0 | 0 | 0 | 0
CB NTL1 | NTL1 | Tier-1 | 2.0235 | 1.6379 | 3.6614 | 0 | CB 735 | 735 | Tier-1 | CB NTL1 | 2.0235 | 3.0411 | 0 | 1.6379 | 0 | 0
CB NVS1 | NVS1 | Tier-2 | 5.9949 | 4.0322 | 10.0271 | 4.4396 | CB 739 | 739 | Tier-1 | CB NVS1 | 5.9949 | 5.3905 | 0 | 4.0322 | 0.40739 | 4.0322
921-827 | 921 | Tier-1 | 0 | 0 | 0 | 0 | CB 75 | 75 | Tier-3 | 921-827 | 0 | 0 | 0 | 0 | 0 | 0
CB OH1 | OH1 | Tier-1 | 0.77746 | 0.4246 | 1.2021 | 0 | CB 750 | 750 | Tier-1 | CB OH1 | 0.77746 | 0.030682 | 0 | 0.4246 | 0 | 0
CB OK1 | OK1 | Tier-3 | 6.786 | 0.5578 | 7.3438 | 7.3438 | CB 753 | 753 | Tier-2 | CB OK1 | 6.786 | 0.050758 | 0 | 0.5578 | 6.786 | 0.5578
CB OS1 | OS1 | Tier-1 | 3.3178 | 3.5958 | 6.9136 | 0 | CB 755 | 755 | Tier-1 | CB OS1 | 3.3178 | 0.94015 | 0 | 3.5958 | 0 | 0
CB OS4 | OS4 | Tier-1 | 1.239 | 1.1894 | 2.4284 | 0 | CB 757 | 757 | Tier-2 | CB OS4 | 1.239 | 0.1303 | 0 | 1.1894 | 0 | 0
CB OS5 | OS5 | Tier-1 | 0.64924 | 0.6258 | 1.275 | 0 | CB 76 | 76 | Tier-1 | CB OS5 | 0.64924 | 0.29848 | 0 | 0.6258 | 0 | 0
CB OT2 | OT2 | Tier-1 | 1.5801 | 1.9 | 3.4801 | 0 | CB 768 | 768 | Tier-1 | CB OT2 | 1.5801 | 0.61193 | 0 | 1.9 | 0 | 0
CB PB1 | PB1 | Tier-1 | 3.9428 | 3.0271 | 6.9699 | 0 | CB 772 | 772 | Tier-1 | CB PB1 | 3.9428 | 0.060606 | 0 | 3.0271 | 0 | 0
CB PB5 | PB5 | Tier-1 | 3.1453 | 2.7169 | 5.8622 | 0 | CB 782 | 782 | Tier-1 | CB PB5 | 3.1453 | 0.76723 | 0 | 2.7169 | 0 | 0
CB PE1 | PE1 | Tier-3 | 5.0331 | 1.7222 | 6.7553 | 6.7553 | CB 783 | 783 | Tier-1 | CB PE1 | 5.0331 | 0.28258 | 0 | 1.7222 | 5.0331 | 1.7222
935-459 | 935 | Tier-1 | 0 | 0 | 0 | 0 | CB 786 | 786 | Tier-1 | 935-459 | 0 | 0.12235 | 0 | 0 | 0 | 0
CB PK1 | PK1 | Tier-1 | 0 | 0 | 0 | 0 | CB 790 | 790 | Tier-2 | CB PK1 | 0 | 1.6225 | 0 | 0 | 0 | 0
940-393 | 940 | Tier-1 | 0 | 0 | 0 | 0 | CB 796 | 796 | Tier-2 | 940-393 | 0 | 0.17955 | 0 | 0 | 0 | 0
CB PK3 | PK3 | Tier-1 | 0 | 0 | 0 | 0 | CB 799 | 799 | Tier-2 | CB PK3 | 0 | 1.011 | 0 | 0 | 0 | 0
942-470 | 942 | Tier-1 | 0 | 0 | 0 | 0 | CB 80 | 80 | Tier-1 | 942-470 | 0 | 0.30208 | 0 | 0 | 0 | 0
956-397F | 956 | Tier-1 | 0 | 0 | 0 | 0 | CB 831 | 831 | Tier-1 | 956-397F | 0 | 0.064394 | 0 | 0 | 0 | 0
CB PK6 | PK6 | Tier-1 | 0 | 0 | 0 | 0 | CB 833 | 833 | Tier-1 | CB PK6 | 0 | 0.4661 | 0 | 0 | 0 | 0
957-492 | 957 | Tier-1 | 0 | 0 | 0 | 0 | CB 851 | 851 | Tier-1 | 957-492 | 0 | 0.39167 | 0 | 0 | 0 | 0
CB PL2 | PL2 | Tier-1 | 4.4898 | 5.385 | 9.8748 | 0 | CB 852 | 852 | Tier-1 | CB PL2 | 4.4898 | 1.1426 | 0 | 5.385 | 0 | 0
CB PL4 | PL4 | Tier-1 | 4.8752 | 5.3534 | 10.2286 | 0 | CB 854 | 854 | Tier-1 | CB PL4 | 4.8752 | 1.9339 | 0 | 5.3534 | 0 | 0
CB PL6 | PL6 | Tier-1 | 5.4841 | 5.1515 | 10.6356 | 0 | CB 86 | 86 | Tier-1 | CB PL6 | 5.4841 | 1.2083 | 0 | 5.1515 | 0 | 0
CB PLS1 | PLS1 | Tier-1 | 0 | 0 | 0 | 0 | CB 902 | 902 | Tier-1 | CB PLS1 | 0 | 0.034091 | 0 | 0 | 0 | 0
96-1040F | 96 | Tier-1 | 0 | 0 | 0 | 0 | CB 903 | 903 | Tier-1 | 96-1040F | 0 | 0.27727 | 0 | 0 | 0 | 0
963-34 | 963 | Tier-1 | 0 | 0 | 0 | 0 | CB 907 | 907 | Tier-3 | 963-34 | 0 | 0.064394 | 0 | 0 | 0 | 0
CB QB1 | QB1 | Tier-1 | 0 | 0 | 0 | 0 | CB 91 | 91 | Tier-2 | CB QB1 | 0 | 2.2597 | 0 | 0 | 0 | 0
982-753 | 982 | Tier-2 | 0 | 0 | 0 | 0 | CB 913 | 913 | Tier-1 | 982-753 | 0 | 0 | 0 | 0 | 0 | 0
CB RA1 | RA1 | Tier-2 | 7.7369 | 1.8915 | 9.6284 | 9.6284 | CB 922 | 922 | Tier-1 | CB RA1 | 7.7369 | 1.2809 | 0 | 1.8915 | 7.7369 | 1.8915
CB RA2 | RA2 | Tier-2 | 2.7417 | 0.8536 | 3.5953 | 3.5953 | CB 923 | 923 | Tier-1 | CB RA2 | 2.7417 | 0.072727 | 0 | 0.8536 | 2.7417 | 0.8536
CB RA3 | RA3 | Tier-2 | 2.986 | 2.0867 | 5.0727 | 5.0727 | CB 924 | 924 | Tier-1 | CB RA3 | 2.986 | 0.64413 | 0 | 2.0867 | 2.986 | 2.0867
993-4 | 993 | Tier-2 | 0 | 0 | 0 | 0 | CB 927 | 927 | Tier-1 | 993-4 | 0 | 0.0066288 | 0 | 0 | 0 | 0
CB 110 | 110 | Tier-1 | 0 | 0 | 0 | 0 | CB 933 | 933 | Tier-1 | CB 110 | 0 | 1.9326 | 0 | 0 | 0 | 0
CB RD1 | RD1 | Tier-1 | 1.6153 | 1.5669 | 3.1822 | 0 | CB 934 | 934 | Tier-1 | CB RD1 | 1.6153 | 0.65398 | 0 | 1.5669 | 0 | 0
CB RD2 | RD2 | Tier-1 | 4.5066 | 4.2936 | 8.8002 | 0 | CB 940 | 940 | Tier-1 | CB RD2 | 4.5066 | 2.1708 | 0 | 4.2936 | 0 | 0
CB 1130 | 1130 | Tier-1 | 0 | 0 | 0 | 0 | CB 944 | 944 | Tier-1 | CB 1130 | 0 | 0.54091 | 0 | 0 | 0 | 0
CB 1131 | 1131 | Tier-1 | 0 | 0 | 0 | 0 | CB 946 | 946 | Tier-1 | CB 1131 | 0 | 0.69356 | 0 | 0 | 0 | 0
CB RI1 | RI1 | Tier-1 | 1.8867 | 1.7028 | 3.5895 | 0 | CB 95 | 95 | Tier-1 | CB RI1 | 1.8867 | 0.27121 | 0 | 1.7028 | 0 | 0
CB RS1 | RS1 | Tier-1 | 0.70417 | 0.9915 | 1.6957 | 0 | CB 958 | 958 | Tier-1 | CB RS1 | 0.70417 | 2.432 | 0 | 0.9915 | 0 | 0
CB RV1 | RV1 | Tier-1 | 3.8898 | 3.6905 | 7.5803 | 0 | CB 961 | 961 | Tier-1 | CB RV1 | 3.8898 | 1.8623 | 0 | 3.6905 | 0 | 0
CB 1132 | 1132 | Tier-1 | 0 | 0 | 0 | 0 | CB 962 | 962 | Tier-1 | CB 1132 | 0 | 0.66742 | 0 | 0 | 0 | 0
CB RV3 | RV3 | Tier-1 | 0 | 0 | 0 | 0 | CB 969 | 969 | Tier-1 | CB RV3 | 0 | 3.6309 | 0 | 0 | 0 | 0
CB S1 | S1 | Tier-1 | 4.7525 | 4.3905 | 9.143 | 0 | CB 970 | 970 | Tier-2 | CB S1 | 4.7525 | 1.503 | 0 | 4.3905 | 0 | 0
CB S2 | S2 | Tier-1 | 2.6053 | 2.7441 | 5.3494 | 0 | CB 971 | 971 | Tier-2 | CB S2 | 2.6053 | 0.43428 | 0 | 2.7441 | 0 | 0
CB 1133 | 1133 | Tier-1 | 0 | 0 | 0 | 0 | CB 981 | 981 | Tier-2 | CB 1133 | 0 | 0.53864 | 0 | 0 | 0 | 0
CB SC1 | SC1 | Tier-1 | 3.8216 | 4.1489 | 7.9705 | 0 | CB 982 | 982 | Tier-2 | CB SC1 | 3.8216 | 0.34091 | 0 | 4.1489 | 0 | 0
CB SC2 | SC2 | Tier-1 | 3.2174 | 3.8165 | 7.0339 | 0 | CB 990 | 990 | Tier-2 | CB SC2 | 3.2174 | 0.083333 | 0 | 3.8165 | 0 | 0
CB 1246 | 1246 | Tier-1 | 0 | 0 | 0 | 0 | CB AD2 | AD2 | Tier-1 | CB 1246 | 0 | 0 | 0 | 0 | 0 | 0
CB SE4 | SE4 | Tier-1 | 0.59621 | 0.5428 | 1.139 | 0 | CB AM3 | AM3 | Tier-1 | CB SE4 | 0.59621 | 0.070833 | 0 | 0.5428 | 0 | 0
CB 1253 | 1253 | Tier-2 | 0 | 0 | 0 | 0 | CB BK2 | BK2 | Tier-1 | CB 1253 | 0 | 0.19659 | 0 | 0 | 0 | 0
CB SHC1 | SHC1 | Tier-1 | 0 | 0 | 0 | 0 | CB CD3 | CD3 | Tier-1 | CB SHC1 | 0 | 7.296 | 0 | 0 | 0 | 0
CB 1410 | 1410 | Tier-1 | 0 | 0 | 0 | 0 | CB CD4 | CD4 | Tier-1 | CB 1410 | 0 | 0.33504 | 0 | 0 | 0 | 0
CB 1443 | 1443 | Tier-1 | 0 | 0 | 0 | 0 | CB CG2 | CG2 | Tier-1 | CB 1443 | 0 | 0.37197 | 0 | 0 | 0 | 0
CB SLD1 | SLD1 | Tier-1 | 0.23712 | 0.1729 | 0.41002 | 0 | CB DEA1 | DEA1 | Tier-1 | CB SLD1 | 0.23712 | 1.2095 | 0 | 0.1729 | 0 | 0
CB SO1 | SO1 | Tier-1 | 0.99602 | 0.8331 | 1.8291 | 0 | CB DM2 | DM2 | Tier-1 | CB SO1 | 0.99602 | 0.53598 | 0 | 0.8331 | 0 | 0
CB SR1 | SR1 | Tier-1 | 5.2318 | 6.3127 | 11.5445 | 0 | CB DR1 | DR1 | Tier-1 | CB SR1 | 5.2318 | 1.4824 | 0.33258 | 6.3127 | 0 | 0
CB SR4 | SR4 | Tier-1 | 2.6242 | 2.2473 | 4.8715 | 0 | CB DT1 | DT1 | Tier-1 | CB SR4 | 2.6242 | 0.64394 | 0 | 2.2473 | 0 | 0
CB SSC1 | SSC1 | Tier-2 | 2.3161 | 2.7328 | 5.0489 | 3.5375 | CB EO1 | EO1 | Tier-1 | CB SSC1 | 2.3161 | 1.2924 | 0 | 2.7328 | 0.80473 | 2.7328
CB SW1 | SW1 | Tier-1 | 0.73542 | 0.8097 | 1.5451 | 0 | CB EOS2 | EOS2 | Tier-1 | CB SW1 | 0.73542 | 0.19678 | 0 | 0.8097 | 0 | 0
CB SW2 | SW2 | Tier-1 | 2.7826 | 3.5044 | 6.287 | 0 | CB EOS3 | EOS3 | Tier-1 | CB SW2 | 2.7826 | 2.6063 | 0 | 3.5044 | 0 | 0
CB SW3 | SW3 | Tier-1 | 4.0153 | 3.1229 | 7.1382 | 0 | CB ES4 | ES4 | Tier-1 | CB SW3 | 4.0153 | 1.4858 | 0 | 3.1229 | 0 | 0
CB 193 | 193 | Tier-2 | 0 | 0 | 0 | 0 | CB FRD1 | FRD1 | Tier-1 | CB 193 | 0 | 0.19659 | 0 | 0 | 0 | 0
CB 30 | 30 | Tier-1 | 0 | 0 | 0 | 0 | CB GA3 | GA3 | Tier-1 | CB 30 | 0 | 1.1261 | 0 | 0 | 0 | 0
CB 31 | 31 | Tier-1 | 0 | 0 | 0 | 0 | CB GH1 | GH1 | Tier-1 | CB 31 | 0 | 0.44545 | 0 | 0 | 0 | 0
CB TY1 | TY1 | Tier-1 | 0.15549 | 0.1218 | 0.27729 | 0 | CB GH2 | GH2 | Tier-1 | CB TY1 | 0.15549 | 0.77443 | 0 | 0.1218 | 0 | 0
CB 338 | 338 | Tier-1 | 0 | 0 | 0 | 0 | CB HC4 | HC4 | Tier-1 | CB 338 | 0 | 0 | 0 | 0 | 0 | 0
CB UP2 | UP2 | Tier-1 | 3.1402 | 3.1278 | 6.268 | 0 | CB HK1 | HK1 | Tier-1 | CB UP2 | 3.1402 | 0.54735 | 0 | 3.1278 | 0 | 0
CB VDN1 | VDN1 | Tier-1 | 3.296 | 2.7712 | 6.0672 | 0 | CB HV1 | HV1 | Tier-1 | CB VDN1 | 3.296 | 2.7722 | 0 | 2.7712 | 0 | 0
CB VO1 | VO1 | Tier-1 | 0.59981 | 0.6142 | 1.214 | 0 | CB IB2 | IB2 | Tier-1 | CB VO1 | 0.59981 | 0 | 0 | 0.6142 | 0 | 0
CB VS1 | VS1 | Tier-1 | 4.9888 | 4.7076 | 9.6964 | 0 | CB KR1 | KR1 | Tier-1 | CB VS1 | 4.9888 | 2.518 | 0 | 4.7076 | 0 | 0
CB VS2 | VS2 | Tier-1 | 3.9511 | 3.0968 | 7.0479 | 0 | CB LA1 | LA1 | Tier-1 | CB VS2 | 3.9511 | 3.9013 | 0 | 3.0968 | 0 | 0
CB VS3 | VS3 | Tier-1 | 3.4445 | 2.0663 | 5.5108 | 0 | CB LA3 | LA3 | Tier-1 | CB VS3 | 3.4445 | 3.3839 | 0 | 2.0663 | 0 | 0
CB VS4 | VS4 | Tier-1 | 3.5098 | 2.9652 | 6.475 | 0 | CB LD2 | LD2 | Tier-1 | CB VS4 | 3.5098 | 2.7871 | 0 | 2.9652 | 0 | 0
CB 339 | 339 | Tier-1 | 0 | 0 | 0 | 0 | CB LF1 | LF1 | Tier-1 | CB 339 | 0 | 0 | 0 | 0 | 0 | 0
CB 466 | 466 | Tier-1 | 0 | 0 | 0 | 0 | CB LJS1 | LJS1 | Tier-1 | CB 466 | 0 | 0.53617 | 0 | 0 | 0 | 0
CB WA1 | WA1 | Tier-1 | 3.9161 | 4.01 | 7.9261 | 0 | CB LM3 | LM3 | Tier-1 | CB WA1 | 3.9161 | 0.95 | 0 | 4.01 | 0 | 0
CB 47 | 47 | Tier-1 | 0 | 0 | 0 | 0 | CB MK1 | MK1 | Tier-1 | CB 47 | 0 | 0 | 0 | 0 | 0 | 0
CB WA3 | WA3 | Tier-1 | 6.1278 | 7.8542 | 13.982 | 0 | CB MK2 | MK2 | Tier-1 | CB WA3 | 6.1278 | 0.27765 | 0 | 7.8542 | 0 | 0
CB WA4 | WA4 | Tier-1 | 3.9939 | 3.4104 | 7.4043 | 0 | CB MU1 | MU1 | Tier-1 | CB WA4 | 3.9939 | 0.72633 | 0 | 3.4104 | 0 | 0
CB WA5 | WA5 | Tier-1 | 7.8051 | 7.1744 | 14.9795 | 0 | CB MV1 | MV1 | Tier-1 | CB WA5 | 7.8051 | 0.85265 | 0 | 7.1744 | 0 | 0
CB WA6 | WA6 | Tier-1 | 6.7089 | 7.1958 | 13.9047 | 0 | CB MZ1 | MZ1 | Tier-1 | CB WA6 | 6.7089 | 0.37064 | 0 | 7.1958 | 0 | 0
CB WC2 | WC2 | Tier-3 | 0 | 0 | 0 | 0 | CB NC3 | NC3 | Tier-1 | CB WC2 | 0 | 0.049242 | 0 | 0 | 0 | 0
CB WT1 | WT1 | Tier-1 | 0.55492 | 0.7229 | 1.2778 | 0 | CB NO3 | NO3 | Tier-1 | CB WT1 | 0.55492 | 0 | 0 | 0.7229 | 0 | 0
CB WY1 | WY1 | Tier-1 | 0.1267 | 0.0608 | 0.1875 | 0 | CB NT1 | NT1 | Tier-1 | CB WY1 | 0.1267 | 0 | 0 | 0.0608 | 0 | 0
CB WY2 | WY2 | Tier-1 | 3.3271 | 3.2788 | 6.6059 | 0 | CB OK1 | OK1 | Tier-3 | CB WY2 | 3.3271 | 0.14508 | 0 | 3.2788 | 0 | 0
CB WY3 | WY3 | Tier-1 | 0.48163 | 0.0142 | 0.49583 | 0 | CB OS5 | OS5 | Tier-1 | CB WY3 | 0.48163 | 0 | 0 | 0.0142 | 0 | 0
CB 487 | 487 | Tier-1 | 0.046212 | 0 | 0.046212 | 0 | CB PK7 | PK7 | Tier-1 | CB 487 | 0.046212 | 0 | 0 | 0 | 0 | 0
CTL1-3R | CTL1 | Tier-3 | 3.9705 | 2.8966 | 6.8671 | 6.8671 | CB PLS1 | PLS1 | Tier-1 | CTL1-3R | 3.9705 | 1.7864 | 0 | 2.8966 | 3.9705 | 2.8966
DM1-9R | DM1 | Tier-1 | 2.5695 | 1.4593 | 4.0288 | 0 | CB RA1 | RA1 | Tier-2 | DM1-9R | 2.5695 | 1.2902 | 0 | 1.4593 | 0 | 0
DV1-3R | DV1 | Tier-3 | 6.011 | 1.3816 | 7.3926 | 7.3926 | CB RI1 | RI1 | Tier-1 | DV1-3R | 6.011 | 2.5142 | 0.48731 | 1.3816 | 6.011 | 1.3816
CB 538 | 538 | Tier-2 | 0 | 0 | 0 | 0 | CB RS1 | RS1 | Tier-1 | CB 538 | 0 | 0.73617 | 0 | 0 | 0 | 0
NO1-287F | NO1 | Tier-1 | 0.92159 | 0.9733 | 1.8949 | 0 | CB RV1 | RV1 | Tier-1 | NO1-287F | 0.92159 | 0.054167 | 0 | 0.9733 | 0 | 0
CB 541 | 541 | Tier-2 | 0 | 0 | 0 | 0 | CB SC2 | SC2 | Tier-1 | CB 541 | 0 | 1.5231 | 0 | 0 | 0 | 0
NO1-289F | NO1 | Tier-1 | 1.3617 | 1.1352 | 2.4969 | 0 | CB SEA1 | SEA1 | Tier-1 | NO1-289F | 1.3617 | 0.23258 | 0 | 1.1352 | 0 | 0
CB 767 | 767 | Tier-1 | 0 | 0 | 0 | 0 | CB SLD1 | SLD1 | Tier-1 | CB 767 | 0 | 0.55568 | 0 | 0 | 0 | 0
RB1-427R | RB1 | Tier-3 | 9.2602 | 3.4347 | 12.6949 | 12.6949 | CB SO1 | SO1 | Tier-1 | RB1-427R | 9.2602 | 0.40852 | 0.063447 | 3.4347 | 9.2602 | 3.4347
RB1-433R | RB1 | Tier-3 | 6.2241 | 0.1403 | 6.3644 | 6.3644 | CB SR1 | SR1 | Tier-1 | RB1-433R | 6.2241 | 1.1636 | 0.10038 | 0.1403 | 6.2241 | 0.1403
CB 905 | 905 | Tier-1 | 0 | 0 | 0 | 0 | CB SW3 | SW3 | Tier-1 | CB 905 | 0 | 1.633 | 0 | 0 | 0 | 0
CB DT1 | DT1 | Tier-1 | 0 | 0 | 0 | 0 | CB SW4 | SW4 | Tier-1 | CB DT1 | 0 | 0.7017 | 0 | 0 | 0 | 0
CB SB1 | SB1 | Tier-1 | 0 | 0 | 0 | 0 | CB UP2 | UP2 | Tier-1 | CB SB1 | 0 | 0.020833 | 0 | 0 | 0 | 0
CB SCE | SCE | Tier-1 | 0 | 0 | 0 | 0 | CB VDN1 | VDN1 | Tier-1 | CB SCE | 0 | 0 | 0 | 0 | 0 | 0
RD4-126F | RD4 | Tier-1 | 0 | 0 | 0 | 0 | CB VO1 | VO1 | Tier-1 | RD4-126F | 0 | 0.49167 | 0 | 0 | 0 | 0
RD4-48F | RD4 | Tier-1 | 1.6619 | 1.8597 | 3.5216 | 0 | CB VS3 | VS3 | Tier-1 | RD4-48F | 1.6619 | 0.33542 | 0 | 1.8597 | 0 | 0
RD4-49F | RD4 | Tier-1 | 1.7614 | 1.7561 | 3.5175 | 0 | CB VT1 | VT1 | Tier-1 | RD4-49F | 1.7614 | 0.85549 | 0 | 1.7561 | 0 | 0
RD4-50F | RD4 | Tier-1 | 2.2144 | 2.2661 | 4.4805 | 0 | DM1-9R | DM1 | Tier-1 | RD4-50F | 2.2144 | 0.38182 | 0 | 2.2661 | 0 | 0
SEA1-384F | SEA1 | Tier-1 | 3.3998 | 3.0009 | 6.4007 | 0 | RB1-433R | RB1 | Tier-3 | SEA1-384F | 3.3998 | 1.4403 | 0 | 3.0009 | 0 | 0
TM1-10R | TM1 | Tier-3 | 2.9301 | 0.4598 | 3.3899 | 3.3899 | RD4-25 | RD4 | Tier-1 | TM1-10R | 2.9301 | 0.063636 | 0.096591 | 0.4598 | 2.9301 | 0.4598
UP1-10 | UP1 | Tier-1 | 4.0422 | 5.5737 | 9.6159 | 0 | SEA1-384F | SEA1 | Tier-1 | UP1-10 | 4.0422 | 1.7994 | 0 | 5.5737 | 0 | 0
RD4-27F | RD4 | Tier-1 | 0 | 0 | 0 | 0 | UP1-9 | UP1 | Tier-1 | RD4-27F | 0 | 0.11231 | 0 | 0 | 0 | 0
221-1466 | 221 | Tier-3 | 0 | 0.6294 | 0.6294 | 0 | 120-425 | 120 | Tier-1 | 221-1466 | 0 | 0 | 0 | 0.6294 | 0 | 0
1234-732R | 1234 | Tier-2 | 0 | 0.5958 | 0.5958 | 0 | 390-842 | 390 | Tier-1 | 1234-732R | 0 | 0 | 0 | 0.5958 | 0 | 0
[7 empty] | 584-1160F | 584 | Tier-1
[7 empty] | 589-829 | 589 | Tier-1
[7 empty] | 63-1331R | 63 | Tier-1
[7 empty] | 66-1768R | 66 | Tier-1
[7 empty] | 718-502 | 718 | Tier-1
[7 empty] | 1234-732R | 1234 | Tier-2
[7 empty] | 311-1199F | 311 | Tier-2
[7 empty] | 470-1852 | 470 | Tier-2
[7 empty] | 908-2161R | 908 | Tier-2
[7 empty] | 972-1646 | 972 | Tier-2
[7 empty] | 221-1466 | 221 | Tier-3
[7 empty] | 356-1922R | 356 | Tier-3
[7 empty] | 441-614R | 441 | Tier-3
[7 empty] | 448-1225R | 448 | Tier-3
[7 empty] | 449-697R | 449 | Tier-3
[7 empty] | 78-804R | 78 | Tier-3
[7 empty] | 972-1645 | 972 | Tier-3
[7 empty] | CB 250 | 250 | Tier-1

## SUG&CCC_long_term_om_costs
upstreamardfacilityid | CCC Avg. Annual Cost ($/mile-year) | SUG Avg. Annual Cost ($/mile-year) | feeder | back to index | upstreamardfacilityid | oh_miles | total_if_cc_cost_per_mile | total_if_ug_cost_per_mile | total_efd_per_mile | total_fcp_per_mile | avg_yearly_efd_cost_per_mile | avg_yearly_fcp_cost_per_mile | avg_yearly_if_cc_cost_per_mile | avg_yearly_if_ug_cost_per_mile | Last Updated: | 2025-05-05 | back to index
100-1122R | 19571.548 | 2722.774 | 100 | 0 | 100-1122R | 0.48712 | 1076435.1407 | 149752.5684 | 454 | 15932.9762 | 8.2545 | 289.6905 | 19571.548 | 2722.774
1001-1130R | 48482.5071 | 3147.5826 | 1001 | 4 | 1001-1130R | 3.7047 | 2666537.8885 | 173117.0418 | 454 | 2638.9776 | 8.2545 | 47.9814 | 48482.5071 | 3147.5826
1001-1140R | 4485.3549 | 1536.6285 | 1001 | 5 | 1001-1140R | 1.3659 | 246694.5199 | 84514.5666 |  |  |  |  | 4485.3549 | 1536.6285
1001-1231F | 4485.3549 | 1536.6285 | 1001 | 6 | 1001-1231F | 0.094697 | 246694.5199 | 84514.5666 |  |  |  |  | 4485.3549 | 1536.6285
1001-1232F | 4485.3549 | 1536.6285 | 1001 | 7 | 1001-1232F | 0.060606 | 246694.5199 | 84514.5666 |  |  |  |  | 4485.3549 | 1536.6285
1001-1814AE | 4485.3549 | 1536.6285 | 1001 | 8 | 1001-1814AE | 0.43788 | 246694.5199 | 84514.5666 |  |  |  |  | 4485.3549 | 1536.6285
1001-1820F | 45491.0069 | 3157.0191 | 1001 | 9 | 1001-1820F | 6.5366 | 2502005.3779 | 173636.0491 | 454 | 1509.0072 | 8.2545 | 27.4365 | 45491.0069 | 3157.0191
1006-829F | 4485.3549 | 1536.6285 | 1006 | 13 | 1006-829F | 0.47178 | 246694.5199 | 84514.5666 |  |  |  |  | 4485.3549 | 1536.6285
1021-1748F | 29888.1184 | 3076.7672 | 1021 | 33 | 1021-1748F | 17.8345 | 1643846.5122 | 169222.1939 | 454 | 551.5196 | 8.2545 | 10.0276 | 29888.1184 | 3076.7672
1021-1760R | 31241.1553 | 3065.8764 | 1021 | 35 | 1021-1760R | 2.9629 | 1718263.5422 | 168623.2025 | 454 | 3293.8388 | 8.2545 | 59.888 | 31241.1553 | 3065.8764
1021-25R | 31396.5727 | 3151.5965 | 1021 | 36 | 1021-25R | 6.9741 | 1726811.4963 | 173337.8061 | 454 | 1401.8835 | 8.2545 | 25.4888 | 31396.5727 | 3151.5965
1021-855 | 31119.6717 | 3221.8581 | 1021 | 37 | 1021-855 | 2.9134 | 1711581.9411 | 177202.1978 | 454 | 3355.7351 | 8.2545 | 61.0134 | 31119.6717 | 3221.8581
1021-883R | 4485.3549 | 1536.6285 | 1021 | 38 | 1021-883R | 0.68239 | 246694.5199 | 84514.5666 |  |  |  |  | 4485.3549 | 1536.6285
1021-92 | 27735.2589 | 3026.5055 | 1021 | 39 | 1021-92 | 0.46837 | 1525439.2383 | 166457.8016 | 454 | 20875.4854 | 8.2545 | 379.5543 | 27735.2589 | 3026.5055
1022-17F | 31855.8375 | 3100.9168 | 1022 | 40 | 1022-17F | 4.5506 | 1752071.0609 | 170550.4227 | 454 | 2142.5058 | 8.2545 | 38.9547 | 31855.8375 | 3100.9168
1022-26R | 25006.7596 | 3000.2065 | 1022 | 41 | 1022-26R | 0.4017 | 1375371.7766 | 165011.3565 | 454 | 25131.0398 | 8.2545 | 456.928 | 25006.7596 | 3000.2065
1022-322R | 28451.2709 | 3157.9908 | 1022 | 42 | 1022-322R | 3.6661 | 1564819.9017 | 173689.4956 | 454 | 2666.8166 | 8.2545 | 48.4876 | 28451.2709 | 3157.9908
1023-200R | 26035.2782 | 3244.4198 | 1023 | 43 | 1023-200R | 3.7112 | 1431940.2988 | 178443.0913 | 454 | 2583.6735 | 8.2545 | 46.9759 | 26035.2782 | 3244.4198
1023-46AE | 29701.6352 | 3110.1189 | 1023 | 44 | 1023-46AE | 17.1742 | 1633589.9358 | 171056.5401 | 454 | 510.0633 | 8.2545 | 9.2739 | 29701.6352 | 3110.1189
1023-48R | 27218.3513 | 3122.5803 | 1023 | 45 | 1023-48R | 14.9381 | 1497009.3222 | 171741.9166 | 454 | 591.5779 | 8.2545 | 10.756 | 27218.3513 | 3122.5803
1023-89R | 24598.6575 | 3017.9296 | 1023 | 46 | 1023-89R | 3.6216 | 1352926.1609 | 165986.128 | 454 | 2260.4348 | 8.2545 | 41.0988 | 24598.6575 | 3017.9296
1030-1728R | 26027.4563 | 2948.1072 | 1030 | 50 | 1030-1728R | 2.6777 | 1431510.0952 | 162145.8956 | 454 | 3651.2329 | 8.2545 | 66.3861 | 26027.4563 | 2948.1072
1030-1777 | 27526.332 | 2988.2079 | 1030 | 55 | 1030-1777 | 5.7576 | 1513948.2588 | 164351.4365 | 454 | 1692.6214 | 8.2545 | 30.7749 | 27526.332 | 2988.2079
1030-1823F | 35010.6602 | 3156.5268 | 1030 | 56 | 1030-1823F | 0.91591 | 1925586.3103 | 173608.9723 | 454 | 10674.1526 | 8.2545 | 194.0755 | 35010.6602 | 3156.5268
1030-18R | 28099.4884 | 3051.8397 | 1030 | 60 | 1030-18R | 3.4777 | 1545471.8643 | 167851.1857 | 454 | 2771.6266 | 8.2545 | 50.3932 | 28099.4884 | 3051.8397
1030-20R | 31794.5701 | 3155.6278 | 1030 | 62 | 1030-20R | 15.7169 | 1748701.3581 | 173559.5298 | 454 | 622.0608 | 8.2545 | 11.3102 | 31794.5701 | 3155.6278
1030-42R | 32080.1715 | 3064.5271 | 1030 | 63 | 1030-42R | 16.74 | 1764409.4352 | 168548.9932 | 454 | 584.6891 | 8.2545 | 10.6307 | 32080.1715 | 3064.5271
1030-989R | 27499.6591 | 3186.1138 | 1030 | 64 | 1030-989R | 19.582 | 1512481.2504 | 175236.2569 | 454 | 499.2758 | 8.2545 | 9.0777 | 27499.6591 | 3186.1138
1039-13 | 32150.7443 | 2965.9815 | 1039 | 65 | 1039-13 | 13.3375 | 1768290.9383 | 163128.9829 | 454 | 589.3267 | 8.2545 | 10.715 | 32150.7443 | 2965.9815
1047-35F | 19300.1722 | 2300.1686 | 1047 | 72 | 1047-35F | 0.87538 | 1061509.4733 | 126509.2715 | 454 | 5795.4565 | 8.2545 | 105.3719 | 19300.1722 | 2300.1686
1047-36F | 19802.7687 | 2218.8147 | 1047 | 73 | 1047-36F | 3.5644 | 1089152.2777 | 122034.8086 | 454 | 1275.5147 | 8.2545 | 23.1912 | 19802.7687 | 2218.8147
1049-3F | 18095.7135 | 2261.7142 | 1049 | 79 | 1049-3F | 3.5225 | 995264.2425 | 124394.2798 | 454 | 1369.6394 | 8.2545 | 24.9025 | 18095.7135 | 2261.7142
1049-4F | 19743.2787 | 2494.9083 | 1049 | 80 | 1049-4F | 1.2631 | 1085880.3291 | 137219.9589 | 454 | 5005.1046 | 8.2545 | 91.0019 | 19743.2787 | 2494.9083
1049-7F | 18368.5039 | 2261.0305 | 1049 | 82 | 1049-7F | 1.8814 | 1010267.7155 | 124356.6751 | 454 | 2561.9641 | 8.2545 | 46.5812 | 18368.5039 | 2261.0305
105-239F | 4485.3549 | 1536.6285 | 105 | 85 | 105-239F | 0.26155 | 246694.5199 | 84514.5666 |  |  |  |  | 4485.3549 | 1536.6285
1071-226F | 4485.3549 | 1536.6285 | 1071 | 106 | 1071-226F | 0.36818 | 246694.5199 | 84514.5666 |  |  |  |  | 4485.3549 | 1536.6285
1072-6 | 4485.3549 | 1536.6285 | 1072 | 114 | 1072-6 | 0.23504 | 246694.5199 | 84514.5666 |  |  |  |  | 4485.3549 | 1536.6285
1073-480 | 4485.3549 | 1536.6285 | 1073 | 116 | 1073-480 | 0.27083 | 246694.5199 | 84514.5666 |  |  |  |  | 4485.3549 | 1536.6285
1073-872F | 27016.7159 | 3227.097 | 1073 | 117 | 1073-872F | 0.60246 | 1485919.3731 | 177490.3354 | 454 | 15785.2924 | 8.2545 | 287.0053 | 27016.7159 | 3227.097
1073-874F | 19546.0057 | 3049.9107 | 1073 | 118 | 1073-874F | 1.3129 | 1075030.3113 | 167745.0858 | 454 | 6408.5921 | 8.2545 | 116.5199 | 19546.0057 | 3049.9107
1073-886F | 4485.3549 | 1536.6285 | 1073 | 119 | 1073-886F | 0.11231 | 246694.5199 | 84514.5666 |  |  |  |  | 4485.3549 | 1536.6285
1073-887F | 4485.3549 | 1536.6285 | 1073 | 120 | 1073-887F | 0.049053 | 246694.5199 | 84514.5666 |  |  |  |  | 4485.3549 | 1536.6285
1076-37F | 18279.3624 | 2271.2891 | 1076 | 126 | 1076-37F | 5.8316 | 1005364.9316 | 124920.9007 | 454 | 837.9434 | 8.2545 | 15.2353 | 18279.3624 | 2271.2891
1077-8R | 18396.5136 | 2677.3864 | 1077 | 127 | 1077-8R | 2.1443 | 1011808.2487 | 147256.2539 | 454 | 3486.5906 | 8.2545 | 63.3926 | 18396.5136 | 2677.3864
1079-9 | 20403.3775 | 2659.999 | 1079 | 129 | 1079-9 | 6.0597 | 1122185.7621 | 146299.9446 | 454 | 1215.7403 | 8.2545 | 22.1044 | 20403.3775 | 2659.999
1081-11 | 27114.1618 | 2600.1891 | 1081 | 132 | 1081-11 | 7.7201 | 1491278.9016 | 143010.4011 | 454 | 1272.7829 | 8.2545 | 23.1415 | 27114.1618 | 2600.1891
1081-38AE | 54827.2442 | 3133.5479 | 1081 | 133 | 1081-38AE | 1.1752 | 3015498.4325 | 172345.1361 | 454 | 8319.6077 | 8.2545 | 151.2656 | 54827.2442 | 3133.5479
1081-666F | 32837.5496 | 2645.3576 | 1081 | 134 | 1081-666F | 5.8769 | 1806065.2292 | 145494.67 | 454 | 1677.1811 | 8.2545 | 30.4942 | 32837.5496 | 2645.3576
1081-668F | 32995.1521 | 2596.5637 | 1081 | 135 | 1081-668F | 0.9 | 1814733.3642 | 142811.0045 | 454 | 10863.3075 | 8.2545 | 197.5147 | 32995.1521 | 2596.5637
1090-1734 | 20557.0086 | 3187.4692 | 1090 | 147 | 1090-1734 | 2.0241 | 1130635.4726 | 175310.8085 | 454 | 4580.9058 | 8.2545 | 83.2892 | 20557.0086 | 3187.4692
1090-636R | 21114.849 | 3279.3375 | 1090 | 148 | 1090-636R | 8.0809 | 1161316.6952 | 180363.5621 | 454 | 1194.2499 | 8.2545 | 21.7136 | 21114.849 | 3279.3375
1090-639R | 17818.0876 | 3265.7263 | 1090 | 149 | 1090-639R | 4.261 | 979994.8182 | 179614.9471 | 454 | 2245.486 | 8.2545 | 40.827 | 17818.0876 | 3265.7263
1090-70F | 25250.0895 | 2745.5978 | 1090 | 152 | 1090-70F | 0.42936 | 1388754.9228 | 151007.8794 | 454 | 15151.8331 | 8.2545 | 275.4879 | 25250.0895 | 2745.5978
1090-73F | 26365.7909 | 3026.531 | 1090 | 153 | 1090-73F | 8.9759 | 1450118.4983 | 166459.2071 | 454 | 921.8149 | 8.2545 | 16.7603 | 26365.7909 | 3026.531
1090-74F | 27630.792 | 3053.1521 | 1090 | 154 | 1090-74F | 8.54 | 1519693.5595 | 167923.3679 | 454 | 988.2893 | 8.2545 | 17.9689 | 27630.792 | 3053.1521
1094-35F | 27656.0054 | 2867.205 | 1094 | 157 | 1094-35F | 5.1366 | 1521080.2967 | 157696.275 | 454 | 1903.3822 | 8.2545 | 34.6069 | 27656.0054 | 2867.205
1094-7 | 29545.8692 | 2702.0811 | 1094 | 158 | 1094-7 | 1.703 | 1625022.8086 | 148614.459 | 454 | 5740.7459 | 8.2545 | 104.3772 | 29545.8692 | 2702.0811
1094-8AE | 18816.2306 | 2727.1827 | 1094 | 159 | 1094-8AE | 0.30739 | 1034892.6843 | 149995.0482 | 454 | 31806.2651 | 8.2545 | 578.2957 | 18816.2306 | 2727.1827
1100-1168F | 4485.3549 | 1536.6285 | 1100 | 164 | 1100-1168F | 0.18447 | 246694.5199 | 84514.5666 |  |  |  |  | 4485.3549 | 1536.6285
1100-1172R | 20538.5524 | 3263.6289 | 1100 | 166 | 1100-1172R | 2.2354 | 1129620.3795 | 179499.5879 | 454 | 4373.5735 | 8.2545 | 79.5195 | 20538.5524 | 3263.6289
1103-13AE | 4485.3549 | 1536.6285 | 1103 | 174 | 1103-13AE | 0.27027 | 246694.5199 | 84514.5666 |  |  |  |  | 4485.3549 | 1536.6285
1105-1479 | 22139.116 | 3270.7041 | 1105 | 176 | 1105-1479 | 3.4339 | 1217651.3818 | 179888.7275 | 454 | 2847.1566 | 8.2545 | 51.7665 | 22139.116 | 3270.7041
1105-1483 | 4485.3549 | 1536.6285 | 1105 | 179 | 1105-1483 | 0.32386 | 246694.5199 | 84514.5666 |  |  |  |  | 4485.3549 | 1536.6285
1117-1121F | 32682.6203 | 2667.0018 | 1117 | 188 | 1117-1121F | 0.1697 | 1797544.1158 | 146685.0989 | 454 | 35385.1589 | 8.2545 | 643.3665 | 32682.6203 | 2667.0018
1118-1718F | 29599.3607 | 3210.2319 | 1118 | 189 | 1118-1718F | 0.77121 | 1627964.8403 | 176562.7529 | 454 | 12676.4553 | 8.2545 | 230.481 | 29599.3607 | 3210.2319
1119-6F | 45854.6024 | 2954.2113 | 1119 | 193 | 1119-6F | 0.61648 | 2522003.1309 | 162481.6221 | 454 | 14924.6701 | 8.2545 | 271.3576 | 45854.6024 | 2954.2113
1119-9F | 32000.9061 | 2750.2268 | 1119 | 194 | 1119-9F | 1.1527 | 1760049.8354 | 151262.4735 | 454 | 5669.5199 | 8.2545 | 103.0822 | 32000.9061 | 2750.2268
1138-6R | 29813.3094 | 2820.6137 | 1138 | 201 | 1138-6R | 13.7655 | 1639732.0173 | 155133.7525 | 454 | 503.253 | 8.2545 | 9.1501 | 29813.3094 | 2820.6137
1139-4F | 17927.1014 | 2454.9404 | 1139 | 202 | 1139-4F | 1.9451 | 985990.5751 | 135021.72 | 454 | 2357.349 | 8.2545 | 42.8609 | 17927.1014 | 2454.9404
1139-5 | 18424.3377 | 2527.3116 | 1139 | 203 | 1139-5 | 0.39034 | 1013338.5714 | 139002.1407 | 454 | 12947.0037 | 8.2545 | 235.4001 | 18424.3377 | 2527.3116
114-18AE | 26757.8804 | 2611.7281 | 114 | 204 | 114-18AE | 4.008 | 1471683.4197 | 143645.0451 | 454 | 2439.3318 | 8.2545 | 44.3515 | 26757.8804 | 2611.7281
114-48 | 19931.9663 | 2591.4229 | 114 | 205 | 114-48 | 6.0661 | 1096258.1468 | 142528.2572 | 454 | 1611.7198 | 8.2545 | 29.304 | 19931.9663 | 2591.4229
1140-8F | 18639.3686 | 2394.4127 | 1140 | 210 | 1140-8F | 0.45455 | 1025165.2705 | 131692.6993 | 454 | 9221.2724 | 8.2545 | 167.6595 | 18639.3686 | 2394.4127
116-12R | 18740.5369 | 2491.0902 | 116 | 222 | 116-12R | 1.6347 | 1030729.5318 | 137009.9635 | 454 | 2978.5931 | 8.2545 | 54.1562 | 18740.5369 | 2491.0902
116-31F | 19658.3082 | 2516.3859 | 116 | 223 | 116-31F | 1.0309 | 1081206.9512 | 138401.2247 | 454 | 4881.8858 | 8.2545 | 88.7616 | 19658.3082 | 2516.3859
1161-74 | 4485.3549 | 1536.6285 | 1161 | 236 | 1161-74 | 0.043561 | 246694.5199 | 84514.5666 |  |  |  |  | 4485.3549 | 1536.6285
1162-324R | 18997.4118 | 2997.9322 | 1162 | 238 | 1162-324R | 2.7439 | 1044857.6463 | 164886.2715 | 454 | 2939.9177 | 8.2545 | 53.453 | 18997.4118 | 2997.9322
1162-329R | 18372.5363 | 3248.0373 | 1162 | 239 | 1162-329R | 3.3758 | 1010489.499 | 178642.0536 | 454 | 2848.6737 | 8.2545 | 51.7941 | 18372.5363 | 3248.0373
1162-363 | 20202.1954 | 3256.4138 | 1162 | 240 | 1162-363 | 1.6146 | 1111120.7493 | 179102.7575 | 454 | 5987.8197 | 8.2545 | 108.8694 | 20202.1954 | 3256.4138
1166-15R | 23003.1507 | 3071.176 | 1166 | 243 | 1166-15R | 5.0748 | 1265173.2862 | 168914.6783 | 454 | 1926.546 | 8.2545 | 35.0281 | 23003.1507 | 3071.176
1166-18R | 21545.1727 | 3265.9219 | 1166 | 244 | 1166-18R | 7.5917 | 1184984.5012 | 179625.7041 | 454 | 1287.8312 | 8.2545 | 23.4151 | 21545.1727 | 3265.9219
1166-342R | 24732.8864 | 3172.1476 | 1166 | 245 | 1166-342R | 11.5801 | 1360308.7513 | 174468.1195 | 454 | 844.277 | 8.2545 | 15.3505 | 24732.8864 | 3172.1476
1173-68 | 26410.8 | 2469.1811 | 1173 | 258 | 1173-68 | 0.74867 | 1452594.0024 | 135804.9583 | 454 | 8224.9718 | 8.2545 | 149.5449 | 26410.8 | 2469.1811
1173-69 | 17703.4854 | 1925.2518 | 1173 | 259 | 1173-69 | 0.11837 | 973691.6958 | 105888.8478 | 454 | 22125.9315 | 8.2545 | 402.2897 | 17703.4854 | 1925.2518
1173-70 | 18032.9441 | 2362.4442 | 1173 | 260 | 1173-70 | 0.18523 | 991811.9244 | 129934.431 | 454 | 21792.7281 | 8.2545 | 396.2314 | 18032.9441 | 2362.4442
1180-9 | 21392.9098 | 2283.769 | 1180 | 268 | 1180-9 | 2.6981 | 1176610.0395 | 125607.2941 | 454 | 3623.5467 | 8.2545 | 65.8827 | 21392.9098 | 2283.769
120-360F | 28967.992 | 2696.3638 | 120 | 277 | 120-360F | 0.91307 | 1593239.5626 | 148300.0067 | 454 | 10792.6815 | 8.2545 | 196.2306 | 28967.992 | 2696.3638
120-367F | 4485.3549 | 1536.6285 | 120 | 278 | 120-367F | 0.05947 | 246694.5199 | 84514.5666 |  |  |  |  | 4485.3549 | 1536.6285
120-368F | 35359.8606 | 2592.5724 | 120 | 279 | 120-368F | 1.407 | 1944792.3329 | 142591.4825 | 454 | 7050.917 | 8.2545 | 128.1985 | 35359.8606 | 2592.5724
1201-282F | 4485.3549 | 1536.6285 | 1201 | 282 | 1201-282F | 1.7013 | 246694.5199 | 84514.5666 |  |  |  |  | 4485.3549 | 1536.6285
1202-9 | 18686.2884 | 2698.5197 | 1202 | 286 | 1202-9 | 2.6991 | 1027745.8604 | 148418.5832 | 454 | 2819.1882 | 8.2545 | 51.258 | 18686.2884 | 2698.5197
1215-10R | 20373.4024 | 3194.097 | 1215 | 294 | 1215-10R | 0.5625 | 1120537.1309 | 175675.3333 | 454 | 17379.7354 | 8.2545 | 315.9952 | 20373.4024 | 3194.097
1215-12R | 20421.3223 | 3258.0755 | 1215 | 295 | 1215-12R | 8.3178 | 1123172.7264 | 179194.1515 | 454 | 1175.4121 | 8.2545 | 21.3711 | 20421.3223 | 3258.0755
1215-28R | 21479.2811 | 3284.6865 | 1215 | 296 | 1215-28R | 3.06 | 1181360.4626 | 180657.7557 | 454 | 3195.0335 | 8.2545 | 58.0915 | 21479.2811 | 3284.6865
1215-32R | 22765.7692 | 3241.3646 | 1215 | 298 | 1215-32R | 12.1911 | 1252117.3052 | 178275.0554 | 454 | 801.9656 | 8.2545 | 14.5812 | 22765.7692 | 3241.3646
122-196 | 4485.3549 | 1536.6285 | 122 | 303 | 122-196 | 0.094697 | 246694.5199 | 84514.5666 |  |  |  |  | 4485.3549 | 1536.6285
1221-2095F | 20542.7742 | 2444.7869 | 1221 | 310 | 1221-2095F | 0.27254 | 1129852.5815 | 134463.2772 | 454 | 22022.9285 | 8.2545 | 400.4169 | 20542.7742 | 2444.7869
123-437 | 17087.5675 | 2798.8432 | 123 | 335 | 123-437 | 0.24337 | 939816.2131 | 153936.3766 | 454 | 33844.8823 | 8.2545 | 615.3615 | 17087.5675 | 2798.8432
123-557 | 4485.3549 | 1536.6285 | 123 | 340 | 123-557 | 0.005303 | 246694.5199 | 84514.5666 |  |  |  |  | 4485.3549 | 1536.6285
1233-259R | 23619.4073 | 3257.7381 | 1233 | 341 | 1233-259R | 4.8975 | 1299067.4017 | 179175.5951 | 454 | 1996.29 | 8.2545 | 36.2962 | 23619.4073 | 3257.7381
1233-585R | 28793.5483 | 3159.9079 | 1233 | 343 | 1233-585R | 6.2352 | 1583645.1549 | 173794.936 | 454 | 1567.9866 | 8.2545 | 28.5088 | 28793.5483 | 3159.9079
1233-587R | 32393.28 | 3148.3144 | 1233 | 344 | 1233-587R | 7.6085 | 1781630.4017 | 173157.2928 | 454 | 1284.9827 | 8.2545 | 23.3633 | 32393.28 | 3148.3144
1233-589R | 24023.9262 | 3248.5689 | 1233 | 345 | 1233-589R | 3.2034 | 1321315.94 | 178671.2874 | 454 | 3052.0486 | 8.2545 | 55.4918 | 24023.9262 | 3248.5689
1233-591R | 30679.8217 | 3174.1535 | 1233 | 346 | 1233-591R | 6.4722 | 1687390.1909 | 174578.4447 | 454 | 1510.6051 | 8.2545 | 27.4655 | 30679.8217 | 3174.1535
124-206R | 18417.0774 | 2751.9538 | 124 | 348 | 124-206R | 2.2803 | 1012939.2585 | 151357.4601 | 454 | 3483.752 | 8.2545 | 63.3409 | 18417.0774 | 2751.9538
124-258R | 4485.3549 | 1536.6285 | 124 | 350 | 124-258R | 0.39356 | 246694.5199 | 84514.5666 |  |  |  |  | 4485.3549 | 1536.6285
1242-1079R | 4485.3549 | 1536.6285 | 1242 | 358 | 1242-1079R | 1.6259 | 246694.5199 | 84514.5666 |  |  |  |  | 4485.3549 | 1536.6285
1242-1084 | 25985.5309 | 3033.4438 | 1242 | 359 | 1242-1084 | 1.557 | 1429204.2011 | 166839.4078 | 454 | 6222.4828 | 8.2545 | 113.1361 | 25985.5309 | 3033.4438
1242-127AE | 4485.3549 | 1536.6285 | 1242 | 360 | 1242-127AE | 0.052273 | 246694.5199 | 84514.5666 |  |  |  |  | 4485.3549 | 1536.6285
1243-319R | 21995.6873 | 3131.2272 | 1243 | 368 | 1243-319R | 3.321 | 1209762.8006 | 172217.4951 | 454 | 2943.9201 | 8.2545 | 53.5258 | 21995.6873 | 3131.2272
1243-38R | 4485.3549 | 1536.6285 | 1243 | 369 | 1243-38R | 0.34621 | 246694.5199 | 84514.5666 |  |  |  |  | 4485.3549 | 1536.6285
1243-45R | 23321.7047 | 3229.0521 | 1243 | 370 | 1243-45R | 4.2258 | 1282693.7565 | 177597.8644 | 454 | 2313.6327 | 8.2545 | 42.066 | 23321.7047 | 3229.0521
1250-27R | 29229.3022 | 2899.0589 | 1250 | 377 | 1250-27R | 4.8328 | 1607611.6192 | 159448.2379 | 454 | 2116.6756 | 8.2545 | 38.485 | 29229.3022 | 2899.0589
1250-671R | 49182.4147 | 3248.5646 | 1250 | 378 | 1250-671R | 2.0739 | 2705032.8097 | 178671.0545 | 454 | 4886.0445 | 8.2545 | 88.8372 | 49182.4147 | 3248.5646
1250-677R | 31347.042 | 3001.7395 | 1250 | 379 | 1250-677R | 9.5761 | 1724087.3113 | 165095.6725 | 454 | 1030.74 | 8.2545 | 18.7407 | 31347.042 | 3001.7395
1250-8R | 30293.6411 | 2774.2017 | 1250 | 380 | 1250-8R | 4.2055 | 1666150.2627 | 152581.0948 | 454 | 2324.779 | 8.2545 | 42.2687 | 30293.6411 | 2774.2017
1297-34F | 19839.872 | 2461.4308 | 1297 | 423 | 1297-34F | 0.99186 | 1091192.959 | 135378.6927 | 454 | 4720.0056 | 8.2545 | 85.8183 | 19839.872 | 2461.4308
1297-35F | 18105.9319 | 2620.8145 | 1297 | 424 | 1297-35F | 1.0538 | 995826.2562 | 144144.7979 | 454 | 5417.7534 | 8.2545 | 98.5046 | 18105.9319 | 2620.8145
130-13F | 17736.4287 | 2161.8936 | 130 | 428 | 130-13F | 2.317 | 975503.5798 | 118904.1455 | 454 | 1802.2951 | 8.2545 | 32.769 | 17736.4287 | 2161.8936
130-14F | 19604.5867 | 2268.2044 | 130 | 429 | 130-14F | 0.41875 | 1078252.2672 | 124751.24 | 454 | 11621.7678 | 8.2545 | 211.3049 | 19604.5867 | 2268.2044
130-692R | 18136.9492 | 2550.6947 | 130 | 430 | 130-692R | 6.2409 | 997532.2053 | 140288.208 | 454 | 1069.7657 | 8.2545 | 19.4503 | 18136.9492 | 2550.6947
137-34AE | 20200.8087 | 2241.3654 | 137 | 456 | 137-34AE | 1.5487 | 1111044.477 | 123275.0955 | 454 | 3030.1845 | 8.2545 | 55.0943 | 20200.8087 | 2241.3654
137-767F | 22557.6126 | 2295.6842 | 137 | 458 | 137-767F | 1.1775 | 1240668.694 | 126262.6298 | 454 | 4284.013 | 8.2545 | 77.8911 | 22557.6126 | 2295.6842
138-358R | 21910.903 | 2523.8226 | 138 | 461 | 138-358R | 3.9848 | 1205099.6638 | 138810.245 | 454 | 1632.6119 | 8.2545 | 29.6839 | 21910.903 | 2523.8226
138-360F | 17897.0167 | 2601.7625 | 138 | 462 | 138-360F | 0.42822 | 984335.9172 | 143096.9383 | 454 | 16345.9124 | 8.2545 | 297.1984 | 17897.0167 | 2601.7625
138-366 | 4485.3549 | 1536.6285 | 138 | 464 | 138-366 | 0.08428 | 246694.5199 | 84514.5666 |  |  |  |  | 4485.3549 | 1536.6285
139-243AE | 19168.238 | 2254.8559 | 139 | 467 | 139-243AE | 0.12121 | 1054253.0915 | 124017.075 | 454 | 39436.6041 | 8.2545 | 717.0292 | 19168.238 | 2254.8559
139-245AE | 17782.7255 | 2262.6465 | 139 | 469 | 139-245AE | 1.6862 | 978049.9008 | 124445.5557 | 454 | 2864.8536 | 8.2545 | 52.0882 | 17782.7255 | 2262.6465
139-426F | 17499.5518 | 2912.3882 | 139 | 471 | 139-426F | 0.92576 | 962475.3483 | 160181.3521 | 454 | 9659.3776 | 8.2545 | 175.625 | 17499.5518 | 2912.3882
139-48 | 18560.7064 | 2376.7321 | 139 | 472 | 139-48 | 3.2564 | 1020838.8524 | 130720.2652 | 454 | 1709.2809 | 8.2545 | 31.0778 | 18560.7064 | 2376.7321
140-481R | 19967.7852 | 2487.3983 | 140 | 474 | 140-481R | 2.5326 | 1098228.1858 | 136806.904 | 454 | 1914.9659 | 8.2545 | 34.8176 | 19967.7852 | 2487.3983
140-496 | 23300.3312 | 2785.161 | 140 | 475 | 140-496 | 1.596 | 1281518.2137 | 153183.854 | 454 | 4233.4442 | 8.2545 | 76.9717 | 23300.3312 | 2785.161
1406-19F | 18055.3952 | 2248.4896 | 1406 | 477 | 1406-19F | 2.7415 | 993046.7353 | 123666.9275 | 454 | 1728.6111 | 8.2545 | 31.4293 | 18055.3952 | 2248.4896
1406-436 | 26222.4592 | 2519.9953 | 1406 | 479 | 1406-436 | 0.32216 | 1442235.2538 | 138599.7427 | 454 | 20118.5909 | 8.2545 | 365.7926 | 26222.4592 | 2519.9953
1418-31R | 4485.3549 | 1536.6285 | 1418 | 492 | 1418-31R | 0.66439 | 246694.5199 | 84514.5666 |  |  |  |  | 4485.3549 | 1536.6285
1418-581R | 17516.4574 | 2581.8944 | 1418 | 493 | 1418-581R | 1.1097 | 963405.1556 | 142004.1923 | 454 | 6194.6814 | 8.2545 | 112.6306 | 17516.4574 | 2581.8944
142-33 | 19215.1628 | 2583.2279 | 142 | 497 | 142-33 | 5.4206 | 1056833.9558 | 142077.5336 | 454 | 1008.7254 | 8.2545 | 18.3405 | 19215.1628 | 2583.2279
142-8R | 19498.0414 | 2528.2646 | 142 | 498 | 142-8R | 3.5297 | 1072392.2767 | 139054.5552 | 454 | 1448.817 | 8.2545 | 26.3421 | 19498.0414 | 2528.2646
143-147F | 17503.2041 | 2742.4481 | 143 | 502 | 143-147F | 0.2142 | 962676.2277 | 150834.6441 | 454 | 30277.7161 | 8.2545 | 550.5039 | 17503.2041 | 2742.4481
143-178F | 4485.3549 | 1536.6285 | 143 | 503 | 143-178F | 0.099242 | 246694.5199 | 84514.5666 |  |  |  |  | 4485.3549 | 1536.6285
143-179F | 4485.3549 | 1536.6285 | 143 | 504 | 143-179F | 0.022348 | 246694.5199 | 84514.5666 |  |  |  |  | 4485.3549 | 1536.6285
143-33 | 19576.4109 | 2669.5579 | 143 | 505 | 143-33 | 0.071023 | 1076702.6004 | 146825.6832 | 454 | 84777.8439 | 8.2545 | 1541.4153 | 19576.4109 | 2669.5579
1434-10AE | 18154.7488 | 2128.4985 | 1434 | 507 | 1434-10AE | 2.6936 | 998511.1857 | 117067.4199 | 454 | 1469.4106 | 8.2545 | 26.7166 | 18154.7488 | 2128.4985
1434-11 | 19546.6706 | 2101.4754 | 1434 | 508 | 1434-11 | 0.11742 | 1075066.8834 | 115581.1455 | 454 | 32200.3674 | 8.2545 | 585.4612 | 19546.6706 | 2101.4754
1434-2 | 17971.9853 | 2081.222 | 1434 | 509 | 1434-2 | 2.2275 | 988459.191 | 114467.2108 | 454 | 1637.8869 | 8.2545 | 29.7798 | 17971.9853 | 2081.222
1434-37R | 19021.3567 | 2331.8537 | 1434 | 510 | 1434-37R | 5.1034 | 1046174.6159 | 128251.9555 | 454 | 1034.1227 | 8.2545 | 18.8022 | 19021.3567 | 2331.8537
1435-1075F | 18461.5473 | 2058.401 | 1435 | 511 | 1435-1075F | 0.97443 | 1015385.1012 | 113212.0539 | 454 | 3590.2824 | 8.2545 | 65.2779 | 18461.5473 | 2058.401
1435-49F | 18094.0308 | 2146.1577 | 1435 | 513 | 1435-49F | 0.99242 | 995171.6918 | 118038.6756 | 454 | 4104.4134 | 8.2545 | 74.6257 | 18094.0308 | 2146.1577
1435-50 | 19423.292 | 2209.0715 | 1435 | 514 | 1435-50 | 4.0466 | 1068281.0622 | 121498.9328 | 454 | 1107.8803 | 8.2545 | 20.1433 | 19423.292 | 2209.0715
1438-331F | 19445.3457 | 2262.9046 | 1438 | 520 | 1438-331F | 0.057955 | 1069494.0123 | 124459.7522 | 454 | 83381.0931 | 8.2545 | 1516.0199 | 19445.3457 | 2262.9046
1438-333F | 19748.1334 | 2076.0226 | 1438 | 522 | 1438-333F | 0.16515 | 1086147.3354 | 114181.2437 | 454 | 21884.2283 | 8.2545 | 397.8951 | 19748.1334 | 2076.0226
1439-29 | 19507.9565 | 2926.8844 | 1439 | 526 | 1439-29 | 0.24129 | 1072937.6097 | 160978.6432 | 454 | 37432.1052 | 8.2545 | 680.5837 | 19507.9565 | 2926.8844
144-29 | 28475.9347 | 2878.5001 | 144 | 527 | 144-29 | 0.13239 | 1566176.4067 | 158317.5043 | 454 | 55491.3103 | 8.2545 | 1008.9329 | 28475.9347 | 2878.5001
144-442F | 17887.2977 | 2425.104 | 144 | 530 | 144-442F | 1.6301 | 983801.3726 | 133380.7209 | 454 | 2727.286 | 8.2545 | 49.587 | 17887.2977 | 2425.104
144-445F | 20062.9772 | 2571.7979 | 144 | 532 | 144-445F | 1.9903 | 1103463.7448 | 141448.8819 | 454 | 2710.3297 | 8.2545 | 49.2787 | 20062.9772 | 2571.7979
1448-368 | 32388.1091 | 3025.7009 | 1448 | 555 | 1448-368 | 2.0004 | 1781346.0016 | 166413.5485 | 454 | 4819.5378 | 8.2545 | 87.628 | 32388.1091 | 3025.7009
145-633 | 4485.3549 | 1536.6285 | 145 | 559 | 145-633 | 0.17216 | 246694.5199 | 84514.5666 |  |  |  |  | 4485.3549 | 1536.6285
1458-1056 | 33453.4248 | 2996.9054 | 1458 | 568 | 1458-1056 | 0.50057 | 1839938.3658 | 164829.7967 | 454 | 19529.9517 | 8.2545 | 355.09 | 33453.4248 | 2996.9054
1458-1058F | 20946.2302 | 3125.1548 | 1458 | 570 | 1458-1058F | 1.4693 | 1152042.6583 | 171883.5119 | 454 | 6654.1093 | 8.2545 | 120.9838 | 20946.2302 | 3125.1548
1458-1061 | 34855.0627 | 2839.1145 | 1458 | 571 | 1458-1061 | 2.3455 | 1917028.446 | 156151.2961 | 454 | 4168.3356 | 8.2545 | 75.7879 | 34855.0627 | 2839.1145
1458-1075F | 4485.3549 | 1536.6285 | 1458 | 573 | 1458-1075F | 0.03428 | 246694.5199 | 84514.5666 |  |  |  |  | 4485.3549 | 1536.6285
1458-1115F | 4485.3549 | 1536.6285 | 1458 | 574 | 1458-1115F | 0.011174 | 246694.5199 | 84514.5666 |  |  |  |  | 4485.3549 | 1536.6285
1458-1117F | 4485.3549 | 1536.6285 | 1458 | 575 | 1458-1117F | 0.058712 | 246694.5199 | 84514.5666 |  |  |  |  | 4485.3549 | 1536.6285
1458-1131R | 24762.2499 | 2741.6976 | 1458 | 577 | 1458-1131R | 6.2818 | 1361923.7447 | 150793.3707 | 454 | 1585.4263 | 8.2545 | 28.8259 | 24762.2499 | 2741.6976
1458-456F | 18762.857 | 2025.7261 | 1458 | 579 | 1458-456F | 0.14413 | 1031957.1374 | 111414.9357 | 454 | 67825.3049 | 8.2545 | 1233.1874 | 18762.857 | 2025.7261
1458-519 | 4485.3549 | 1536.6285 | 1458 | 580 | 1458-519 | 0.057008 | 246694.5199 | 84514.5666 |  |  |  |  | 4485.3549 | 1536.6285
1458-565R | 26865.1222 | 3190.9637 | 1458 | 581 | 1458-565R | 5.7011 | 1477581.7207 | 175503.0046 | 454 | 1714.8933 | 8.2545 | 31.1799 | 26865.1222 | 3190.9637
1458-601R | 27051.0627 | 3045.6428 | 1458 | 582 | 1458-601R | 15.4477 | 1487808.4504 | 167510.3557 | 454 | 632.8956 | 8.2545 | 11.5072 | 27051.0627 | 3045.6428
146-275R | 4485.3549 | 1536.6285 | 146 | 585 | 146-275R | 0.74015 | 246694.5199 | 84514.5666 |  |  |  |  | 4485.3549 | 1536.6285
1480-26F | 18752.3927 | 2587.2356 | 1480 | 595 | 1480-26F | 0.84053 | 1031381.5958 | 142297.957 | 454 | 8218.3617 | 8.2545 | 149.4248 | 18752.3927 | 2587.2356
1481-5AE | 36386.6901 | 2271.0514 | 1481 | 599 | 1481-5AE | 0.016477 | 2001267.9543 | 124907.8295 | 454 | 296471.2166 | 8.2545 | 5390.3858 | 36386.6901 | 2271.0514
1482-28 | 17831.9046 | 2210.7225 | 1482 | 604 | 1482-28 | 1.5068 | 980754.7509 | 121589.7375 | 454 | 2982.3555 | 8.2545 | 54.2246 | 17831.9046 | 2210.7225
1483-39 | 17459.7461 | 2114.2005 | 1483 | 613 | 1483-39 | 0.52178 | 960286.0328 | 116281.0275 | 454 | 7406.2253 | 8.2545 | 134.6586 | 17459.7461 | 2114.2005
1483-40 | 21410.7855 | 2191.9488 | 1483 | 614 | 1483-40 | 0.19962 | 1177593.2016 | 120557.1823 | 454 | 21900.4203 | 8.2545 | 398.1895 | 21410.7855 | 2191.9488
149-129R | 4485.3549 | 1536.6285 | 149 | 618 | 149-129R | 0.15038 | 246694.5199 | 84514.5666 |  |  |  |  | 4485.3549 | 1536.6285
150-434AE | 17747.8594 | 2637.7541 | 150 | 622 | 150-434AE | 0.825 | 976132.2653 | 145076.4769 | 454 | 8759.7995 | 8.2545 | 159.2691 | 17747.8594 | 2637.7541
150-506 | 4485.3549 | 1536.6285 | 150 | 623 | 150-506 | 0.56136 | 246694.5199 | 84514.5666 |  |  |  |  | 4485.3549 | 1536.6285
151-1044F | 19436.6676 | 2121.7386 | 151 | 625 | 151-1044F | 0.70758 | 1069016.7207 | 116695.6242 | 454 | 5531.1984 | 8.2545 | 100.5672 | 19436.6676 | 2121.7386
151-97 | 18754.706 | 1980.0802 | 151 | 626 | 151-97 | 0.061932 | 1031508.8277 | 108904.4134 | 454 | 48154.0886 | 8.2545 | 875.5289 | 18754.706 | 1980.0802
152-1713F | 20161.7359 | 2231.1872 | 152 | 628 | 152-1713F | 2.4902 | 1108895.4758 | 122715.2946 | 454 | 1858.0202 | 8.2545 | 33.7822 | 20161.7359 | 2231.1872
152-1716F | 17732.8336 | 2223.9638 | 152 | 630 | 152-1716F | 0.63504 | 975305.846 | 122318.0093 | 454 | 7211.9644 | 8.2545 | 131.1266 | 17732.8336 | 2223.9638
152-513AE | 17311.5255 | 2314.8466 | 152 | 632 | 152-513AE | 4.1419 | 952133.9022 | 127316.5638 | 454 | 1247.7337 | 8.2545 | 22.6861 | 17311.5255 | 2314.8466
1525-23R | 19473.5003 | 3067.2827 | 1525 | 633 | 1525-23R | 0.55284 | 1071042.5157 | 168700.5476 | 454 | 15400.413 | 8.2545 | 280.0075 | 19473.5003 | 3067.2827
153-1119R | 17134.8375 | 2376.4137 | 153 | 634 | 153-1119R | 1.3831 | 942416.0608 | 130702.755 | 454 | 4022.8101 | 8.2545 | 73.142 | 17134.8375 | 2376.4137
153-581F | 18423.1243 | 2268.5682 | 153 | 635 | 153-581F | 3.9195 | 1013271.8388 | 124771.2517 | 454 | 1242.2402 | 8.2545 | 22.5862 | 18423.1243 | 2268.5682
154-13 | 18760.6047 | 2524.1802 | 154 | 637 | 154-13 | 0.33826 | 1031833.2585 | 138829.9086 | 454 | 19239.7253 | 8.2545 | 349.8132 | 18760.6047 | 2524.1802
154-876R | 18704.7112 | 2215.573 | 154 | 638 | 154-876R | 3.3598 | 1028759.1137 | 121856.5169 | 454 | 1346.9005 | 8.2545 | 24.4891 | 18704.7112 | 2215.573
154-878R | 17871.1232 | 2273.8669 | 154 | 639 | 154-878R | 5.247 | 982911.7762 | 125062.6779 | 454 | 934.4918 | 8.2545 | 16.9908 | 17871.1232 | 2273.8669
154-894R | 18214.8668 | 2333.3719 | 154 | 640 | 154-894R | 4.4027 | 1001817.6751 | 128335.4558 | 454 | 1200.9422 | 8.2545 | 21.8353 | 18214.8668 | 2333.3719
154-897F | 17858.7033 | 2679.2803 | 154 | 641 | 154-897F | 0.55265 | 982228.679 | 147360.4167 | 454 | 13549.7078 | 8.2545 | 246.3583 | 17858.7033 | 2679.2803
155-1236R | 20011.6382 | 2544.4664 | 155 | 642 | 155-1236R | 2.839 | 1100640.0996 | 139945.6538 | 454 | 2337.7114 | 8.2545 | 42.5038 | 20011.6382 | 2544.4664
155-40 | 18512.826 | 2298.1418 | 155 | 643 | 155-40 | 2.283 | 1018205.4327 | 126397.7965 | 454 | 2216.4845 | 8.2545 | 40.2997 | 18512.826 | 2298.1418
156-529AE | 17486.3044 | 2438.0559 | 156 | 644 | 156-529AE | 1.161 | 961746.7437 | 134093.0744 | 454 | 5132.7646 | 8.2545 | 93.323 | 17486.3044 | 2438.0559
156-538 | 19710.9534 | 2537.8496 | 156 | 645 | 156-538 | 3.9848 | 1084102.4373 | 139581.7307 | 454 | 1654.9694 | 8.2545 | 30.0904 | 19710.9534 | 2537.8496
157-165R | 22676.567 | 3198.0592 | 157 | 646 | 157-165R | 4.8606 | 1247211.184 | 175893.2548 | 454 | 2011.4389 | 8.2545 | 36.5716 | 22676.567 | 3198.0592
157-189R | 24447.7378 | 3088.3142 | 157 | 647 | 157-189R | 27.7678 | 1344625.5797 | 169857.2793 | 454 | 352.7407 | 8.2545 | 6.4135 | 24447.7378 | 3088.3142
157-1928R | 23416.0223 | 3226.6935 | 157 | 648 | 157-1928R | 3.1864 | 1287881.2246 | 177468.1402 | 454 | 3068.3261 | 8.2545 | 55.7877 | 23416.0223 | 3226.6935
157-204R | 20755.3748 | 3257.3339 | 157 | 649 | 157-204R | 13.2184 | 1141545.6113 | 179153.3657 | 454 | 739.6356 | 8.2545 | 13.4479 | 20755.3748 | 3257.3339
157-207R | 4485.3549 | 1536.6285 | 157 | 650 | 157-207R | 2.0208 | 246694.5199 | 84514.5666 |  |  |  |  | 4485.3549 | 1536.6285
157-232R | 24347.9895 | 3217.0406 | 157 | 651 | 157-232R | 10.9006 | 1339139.4205 | 176937.2303 | 454 | 896.9051 | 8.2545 | 16.3074 | 24347.9895 | 3217.0406
157-257R | 24954.6315 | 3139.1534 | 157 | 652 | 157-257R | 23.0074 | 1372504.7315 | 172653.4345 | 454 | 424.9421 | 8.2545 | 7.7262 | 24954.6315 | 3139.1534
157-273R | 26403.4704 | 3201.7697 | 157 | 653 | 157-273R | 8.4758 | 1452190.8726 | 176097.3339 | 454 | 1153.5 | 8.2545 | 20.9727 | 26403.4704 | 3201.7697
157-81R | 26555.0942 | 3154.8791 | 157 | 654 | 157-81R | 27.7907 | 1460530.1829 | 173518.3488 | 454 | 351.8019 | 8.2545 | 6.3964 | 26555.0942 | 3154.8791
158-29 | 18448.948 | 2246.2298 | 158 | 655 | 158-29 | 7.7642 | 1014692.1405 | 123542.6385 | 454 | 608.4722 | 8.2545 | 11.0631 | 18448.948 | 2246.2298
159-1010F | 24060.52 | 1995.4055 | 159 | 658 | 159-1010F | 0.059659 | 1323328.6019 | 109747.305 | 454 | 51685.6585 | 8.2545 | 939.7392 | 24060.52 | 1995.4055
159-31R | 18718.1674 | 2250.4124 | 159 | 659 | 159-31R | 7.321 | 1029499.2086 | 123772.6828 | 454 | 649.0087 | 8.2545 | 11.8002 | 18718.1674 | 2250.4124
159-37F | 18397.0302 | 2237.5199 | 159 | 660 | 159-37F | 3.5187 | 1011836.6586 | 123063.5953 | 454 | 1326.5598 | 8.2545 | 24.1193 | 18397.0302 | 2237.5199
159-38F | 18806.2779 | 2211.2874 | 159 | 661 | 159-38F | 1.2477 | 1034345.2857 | 121620.805 | 454 | 3604.5842 | 8.2545 | 65.5379 | 18806.2779 | 2211.2874
160-20R | 18374.9387 | 2404.5273 | 160 | 662 | 160-20R | 3.5038 | 1010621.6262 | 132249.0014 | 454 | 1639.5003 | 8.2545 | 29.8091 | 18374.9387 | 2404.5273
161-610R | 17970.5827 | 2253.6055 | 161 | 663 | 161-610R | 7.4722 | 988382.0461 | 123948.3035 | 454 | 638.6501 | 8.2545 | 11.6118 | 17970.5827 | 2253.6055
161-974F | 20124.4013 | 2422.2081 | 161 | 665 | 161-974F | 0.75644 | 1106842.0694 | 133221.4456 | 454 | 7743.768 | 8.2545 | 140.7958 | 20124.4013 | 2422.2081
161-975F | 18004.2705 | 2186.8185 | 161 | 666 | 161-975F | 1.4259 | 990234.8764 | 120275.0201 | 454 | 3042.4688 | 8.2545 | 55.3176 | 18004.2705 | 2186.8185
161-989F | 33706.3122 | 2573.5369 | 161 | 667 | 161-989F | 0.13731 | 1853847.1692 | 141544.5319 | 454 | 49676.2464 | 8.2545 | 903.2045 | 33706.3122 | 2573.5369
161-991F | 18623.4815 | 2340.928 | 161 | 668 | 161-991F | 4.9402 | 1024291.481 | 128751.042 | 454 | 1080.1256 | 8.2545 | 19.6386 | 18623.4815 | 2340.928
162-19F | 18996.9798 | 2346.7074 | 162 | 670 | 162-19F | 5.5828 | 1044833.8898 | 129068.9075 | 454 | 962.4585 | 8.2545 | 17.4992 | 18996.9798 | 2346.7074
162-44R | 17951.3398 | 2246.7262 | 162 | 671 | 162-44R | 2.8515 | 987323.6876 | 123569.9393 | 454 | 1657.8974 | 8.2545 | 30.1436 | 17951.3398 | 2246.7262
163-29R | 18105.229 | 2299.3313 | 163 | 672 | 163-29R | 8.1536 | 995787.597 | 126463.2226 | 454 | 621.5432 | 8.2545 | 11.3008 | 18105.229 | 2299.3313
163-33R | 4485.3549 | 1536.6285 | 163 | 673 | 163-33R | 10.3481 | 246694.5199 | 84514.5666 |  |  |  |  | 4485.3549 | 1536.6285
165-35R | 18421.5321 | 2288.2324 | 165 | 674 | 165-35R | 2.6392 | 1013184.2656 | 125852.7806 | 454 | 1893.0418 | 8.2545 | 34.4189 | 18421.5321 | 2288.2324
165-621F | 18906.5124 | 2412.2766 | 165 | 678 | 165-621F | 7.1606 | 1039858.1821 | 132675.2119 | 454 | 809.1642 | 8.2545 | 14.7121 | 18906.5124 | 2412.2766
166-462F | 18514.1009 | 2337.2864 | 166 | 680 | 166-462F | 3.7028 | 1018275.5497 | 128550.7512 | 454 | 1434.7196 | 8.2545 | 26.0858 | 18514.1009 | 2337.2864
166-463F | 4485.3549 | 1536.6285 | 166 | 681 | 166-463F | 0.081818 | 246694.5199 | 84514.5666 |  |  |  |  | 4485.3549 | 1536.6285
166-465F | 18116.2851 | 2221.5983 | 166 | 682 | 166-465F | 0.32822 | 996395.6786 | 122187.9073 | 454 | 13906.8823 | 8.2545 | 252.8524 | 18116.2851 | 2221.5983
166-982F | 19794.4052 | 2337.476 | 166 | 683 | 166-982F | 1.242 | 1088692.287 | 128561.1816 | 454 | 4278.2328 | 8.2545 | 77.7861 | 19794.4052 | 2337.476
166-984F | 19578.8774 | 2186.48 | 166 | 685 | 166-984F | 2.2381 | 1076838.2564 | 120256.402 | 454 | 1937.4725 | 8.2545 | 35.2268 | 19578.8774 | 2186.48
167-32F | 31448.4914 | 2441.4445 | 167 | 686 | 167-32F | 0.71477 | 1729667.0287 | 134279.4483 | 454 | 13966.4815 | 8.2545 | 253.936 | 31448.4914 | 2441.4445
168-702F | 27138.1059 | 2555.9999 | 168 | 687 | 168-702F | 3.4269 | 1492595.8252 | 140579.9964 | 454 | 1958.0277 | 8.2545 | 35.6005 | 27138.1059 | 2555.9999
168-703F | 21373.1239 | 2360.9349 | 168 | 688 | 168-703F | 1.1 | 1175521.8159 | 129851.4208 | 454 | 4967.8924 | 8.2545 | 90.3253 | 21373.1239 | 2360.9349
169-35F | 19175.7938 | 1916.5121 | 169 | 693 | 169-35F | 0.02197 | 1054668.6576 | 105408.1642 | 454 | 116571.4498 | 8.2545 | 2119.4809 | 19175.7938 | 1916.5121
170-3R | 20819.3889 | 2997.3726 | 170 | 694 | 170-3R | 6.5845 | 1145066.3897 | 164855.4947 | 454 | 1227.3839 | 8.2545 | 22.3161 | 20819.3889 | 2997.3726
170-410R | 23772.2197 | 3241.9726 | 170 | 695 | 170-410R | 12.0856 | 1307472.082 | 178308.4924 | 454 | 794.0941 | 8.2545 | 14.4381 | 23772.2197 | 3241.9726
170-42 | 4485.3549 | 1536.6285 | 170 | 696 | 170-42 | 2.6307 | 246694.5199 | 84514.5666 |  |  |  |  | 4485.3549 | 1536.6285
170-46 | 21243.3855 | 3258.275 | 170 | 697 | 170-46 | 14.3119 | 1168386.2021 | 179205.1229 | 454 | 677.5651 | 8.2545 | 12.3194 | 21243.3855 | 3258.275
171-34 | 18396.3884 | 3081.9762 | 171 | 703 | 171-34 | 3.8578 | 1011801.3635 | 169508.6923 | 454 | 2231.5043 | 8.2545 | 40.5728 | 18396.3884 | 3081.9762
171-567 | 18365.4411 | 2897.8227 | 171 | 705 | 171-567 | 3.0585 | 1010099.2598 | 159380.249 | 454 | 2438.3372 | 8.2545 | 44.3334 | 18365.4411 | 2897.8227
171-568 | 19222.1301 | 3057.0269 | 171 | 706 | 171-568 | 1.4903 | 1057217.1553 | 168136.48 | 454 | 5672.1862 | 8.2545 | 103.1307 | 19222.1301 | 3057.0269
171-6R | 18056.8065 | 3038.0722 | 171 | 709 | 171-6R | 2.0913 | 993124.3563 | 167093.9686 | 454 | 3985.8374 | 8.2545 | 72.4698 | 18056.8065 | 3038.0722
171-704R | 19277.5864 | 3163.3841 | 171 | 710 | 171-704R | 4.6475 | 1060267.2498 | 173986.1274 | 454 | 1960.7986 | 8.2545 | 35.6509 | 19277.5864 | 3163.3841
171-708R | 17693.3144 | 3131.2052 | 171 | 711 | 171-708R | 11.5036 | 973132.2919 | 172216.2846 | 454 | 774.8798 | 8.2545 | 14.0887 | 17693.3144 | 3131.2052
172-567R | 18549.9441 | 2953.786 | 172 | 712 | 172-567R | 10.6972 | 1020246.9233 | 162458.2327 | 454 | 913.966 | 8.2545 | 16.6176 | 18549.9441 | 2953.786
172-569R | 20399.3397 | 3104.354 | 172 | 713 | 172-569R | 17.4633 | 1121963.6819 | 170739.4707 | 454 | 560.3866 | 8.2545 | 10.1888 | 20399.3397 | 3104.354
172-615R | 21070.2291 | 3220.3217 | 172 | 714 | 172-615R | 6.2258 | 1158862.6032 | 177117.6915 | 454 | 1570.3918 | 8.2545 | 28.5526 | 21070.2291 | 3220.3217
172-630R | 19102.9711 | 3259.6327 | 172 | 715 | 172-630R | 4.8347 | 1050663.4102 | 179279.7989 | 454 | 2022.2454 | 8.2545 | 36.7681 | 19102.9711 | 3259.6327
175-2024R | 29703.0857 | 3237.9299 | 175 | 717 | 175-2024R | 7.3674 | 1633669.7146 | 178086.1437 | 454 | 1327.0375 | 8.2545 | 24.128 | 29703.0857 | 3237.9299
175-24R | 26004.2732 | 3252.8477 | 175 | 718 | 175-24R | 4.8509 | 1430235.0236 | 178906.6224 | 454 | 2015.4478 | 8.2545 | 36.6445 | 26004.2732 | 3252.8477
175-64R | 29288.5624 | 3234.9942 | 175 | 719 | 175-64R | 10.35 | 1610870.9327 | 177924.6814 | 454 | 944.6176 | 8.2545 | 17.1749 | 29288.5624 | 3234.9942
175-90R | 31551.5346 | 3141.918 | 175 | 720 | 175-90R | 11.9254 | 1735334.4048 | 172805.489 | 454 | 819.8343 | 8.2545 | 14.9061 | 31551.5346 | 3141.918
175-94R | 33832.866 | 3177.2005 | 175 | 721 | 175-94R | 2.029 | 1860807.6323 | 174746.0285 | 454 | 4818.6812 | 8.2545 | 87.6124 | 33832.866 | 3177.2005
176-161R | 27008.0602 | 3161.0001 | 176 | 722 | 176-161R | 9.7784 | 1485443.3104 | 173855.0036 | 454 | 921.7487 | 8.2545 | 16.7591 | 27008.0602 | 3161.0001
176-164R | 27378.1472 | 3231.4497 | 176 | 723 | 176-164R | 6.0422 | 1505798.0966 | 177729.7353 | 454 | 1563.6308 | 8.2545 | 28.4297 | 27378.1472 | 3231.4497
176-1834R | 26282.1054 | 3178.9621 | 176 | 724 | 176-1834R | 12.6396 | 1445515.7986 | 174842.9161 | 454 | 721.9898 | 8.2545 | 13.1271 | 26282.1054 | 3178.9621
176-1836R | 22498.4335 | 2818.6509 | 176 | 725 | 176-1836R | 1.0782 | 1237413.8398 | 155025.7975 | 454 | 6414.3064 | 8.2545 | 116.6238 | 22498.4335 | 2818.6509
176-1845R | 24183.9116 | 3172.8531 | 176 | 726 | 176-1845R | 6.8333 | 1330115.1355 | 174506.9185 | 454 | 1329.7745 | 8.2545 | 24.1777 | 24183.9116 | 3172.8531
176-194R | 25549.0017 | 3177.4987 | 176 | 727 | 176-194R | 8.461 | 1405195.0922 | 174762.4278 | 454 | 1077.384 | 8.2545 | 19.5888 | 25549.0017 | 3177.4987
176-197F | 30175.597 | 3168.8591 | 176 | 728 | 176-197F | 12.7636 | 1659657.8355 | 174287.2486 | 454 | 710.161 | 8.2545 | 12.912 | 30175.597 | 3168.8591
176-200F | 28637.499 | 3259.1696 | 176 | 729 | 176-200F | 1.1462 | 1575062.4426 | 179254.33 | 454 | 8392.0261 | 8.2545 | 152.5823 | 28637.499 | 3259.1696
177-941AE | 24714.4286 | 2579.8197 | 177 | 730 | 177-941AE | 5.0725 | 1359293.5728 | 141890.0847 | 454 | 1352.5484 | 8.2545 | 24.5918 | 24714.4286 | 2579.8197
177-955 | 33043.8576 | 2974.9044 | 177 | 731 | 177-955 | 3.8773 | 1817412.1685 | 163619.7445 | 454 | 2037.739 | 8.2545 | 37.0498 | 33043.8576 | 2974.9044
178-48 | 33572.674 | 2688.1223 | 178 | 733 | 178-48 | 0.28939 | 1846497.0725 | 147846.7291 | 454 | 40233.7949 | 8.2545 | 731.5235 | 33572.674 | 2688.1223
178-968AE | 21336.9865 | 2377.8058 | 178 | 735 | 178-968AE | 6.1659 | 1173534.2578 | 130779.319 | 454 | 1554.1235 | 8.2545 | 28.2568 | 21336.9865 | 2377.8058
178-982 | 18052.8434 | 2326.8251 | 178 | 736 | 178-982 | 1.1551 | 992906.3889 | 127975.3801 | 454 | 8464.0618 | 8.2545 | 153.892 | 18052.8434 | 2326.8251
178-983AE | 20729.6722 | 2722.7823 | 178 | 737 | 178-983AE | 0.24792 | 1140131.9702 | 149753.0278 | 454 | 39441.6662 | 8.2545 | 717.1212 | 20729.6722 | 2722.7823
180-1156 | 19293.232 | 2448.9411 | 180 | 741 | 180-1156 | 0.56117 | 1061127.7619 | 134691.7624 | 454 | 10742.8732 | 8.2545 | 195.325 | 19293.232 | 2448.9411
180-13 | 24731.4048 | 2567.9533 | 180 | 742 | 180-13 | 0.77633 | 1360227.2626 | 141237.4311 | 454 | 8740.802 | 8.2545 | 158.9237 | 24731.4048 | 2567.9533
181-49 | 4485.3549 | 1536.6285 | 181 | 745 | 181-49 | 0.13883 | 246694.5199 | 84514.5666 |  |  |  |  | 4485.3549 | 1536.6285
181-53F | 22744.644 | 2919.1104 | 181 | 746 | 181-53F | 0.96061 | 1250955.4205 | 160551.0736 | 454 | 7872.4249 | 8.2545 | 143.135 | 22744.644 | 2919.1104
181-54F | 4485.3549 | 1536.6285 | 181 | 747 | 181-54F | 1.2006 | 246694.5199 | 84514.5666 |  |  |  |  | 4485.3549 | 1536.6285
182-2240F | 32412.4377 | 3117.1316 | 182 | 749 | 182-2240F | 13.7413 | 1782684.0761 | 171442.2388 | 454 | 707.7559 | 8.2545 | 12.8683 | 32412.4377 | 3117.1316
182-2250 | 4485.3549 | 1536.6285 | 182 | 752 | 182-2250 | 1.2528 | 246694.5199 | 84514.5666 |  |  |  |  | 4485.3549 | 1536.6285
182-2252R | 35801.1142 | 3095.6475 | 182 | 753 | 182-2252R | 3.4146 | 1969061.2803 | 170260.6139 | 454 | 2856.5732 | 8.2545 | 51.9377 | 35801.1142 | 3095.6475
182-2254R | 4485.3549 | 1536.6285 | 182 | 754 | 182-2254R | 0.87803 | 246694.5199 | 84514.5666 |  |  |  |  | 4485.3549 | 1536.6285
183-439 | 25917.3682 | 3037.4864 | 183 | 755 | 183-439 | 0.97955 | 1425455.2491 | 167061.7522 | 454 | 8511.6013 | 8.2545 | 154.7564 | 25917.3682 | 3037.4864
183-440 | 24204.8482 | 2822.4699 | 183 | 756 | 183-440 | 2.2623 | 1331266.6518 | 155235.8467 | 454 | 3089.0298 | 8.2545 | 56.1642 | 24204.8482 | 2822.4699
185-40AE | 4485.3549 | 1536.6285 | 185 | 758 | 185-40AE | 0.21023 | 246694.5199 | 84514.5666 |  |  |  |  | 4485.3549 | 1536.6285
185-51F | 28677.9687 | 3064.9595 | 185 | 759 | 185-51F | 9.0737 | 1577288.2771 | 168572.7743 | 454 | 1087.8474 | 8.2545 | 19.779 | 28677.9687 | 3064.9595
185-52F | 4485.3549 | 1536.6285 | 185 | 760 | 185-52F | 0.068182 | 246694.5199 | 84514.5666 |  |  |  |  | 4485.3549 | 1536.6285
186-940R | 31472.9034 | 2919.3839 | 186 | 761 | 186-940R | 2.1856 | 1731009.6865 | 160566.1118 | 454 | 3469.9003 | 8.2545 | 63.0891 | 31472.9034 | 2919.3839
188-11F | 24825.596 | 2664.1043 | 188 | 764 | 188-11F | 3.7811 | 1365407.779 | 146525.7354 | 454 | 1955.2214 | 8.2545 | 35.5495 | 24825.596 | 2664.1043
188-12F | 22652.7172 | 2368.6591 | 188 | 765 | 188-12F | 0.13674 | 1245899.4437 | 130276.2514 | 454 | 40326.3257 | 8.2545 | 733.2059 | 22652.7172 | 2368.6591
189-645 | 20663.8695 | 2489.8638 | 189 | 766 | 189-645 | 1.1693 | 1136512.8245 | 136942.5089 | 454 | 5378.9142 | 8.2545 | 97.7984 | 20663.8695 | 2489.8638
189-750 | 17262.3577 | 2336.7749 | 189 | 767 | 189-750 | 0.20417 | 949429.672 | 128522.6191 | 454 | 26004.4654 | 8.2545 | 472.8085 | 17262.3577 | 2336.7749
189-782F | 20404.6651 | 2863.5259 | 189 | 768 | 189-782F | 1.7663 | 1122256.5806 | 157493.9245 | 454 | 4094.3347 | 8.2545 | 74.4424 | 20404.6651 | 2863.5259
189-783F | 17647.1161 | 2580.6026 | 189 | 769 | 189-783F | 0.31534 | 970591.3869 | 141933.1429 | 454 | 21772.6536 | 8.2545 | 395.8664 | 17647.1161 | 2580.6026
190-1122F | 21826.3981 | 2735.8136 | 190 | 770 | 190-1122F | 0.35852 | 1200451.8929 | 150469.7485 | 454 | 21875.8447 | 8.2545 | 397.7426 | 21826.3981 | 2735.8136
190-1125F | 4485.3549 | 1536.6285 | 190 | 772 | 190-1125F | 0.044508 | 246694.5199 | 84514.5666 |  |  |  |  | 4485.3549 | 1536.6285
190-1868R | 24210.2916 | 3011.4406 | 190 | 773 | 190-1868R | 0.47008 | 1331566.0378 | 165629.2337 | 454 | 20322.812 | 8.2545 | 369.5057 | 24210.2916 | 3011.4406
191-1050R | 19228.3752 | 2510.6608 | 191 | 774 | 191-1050R | 3.1347 | 1057560.6343 | 138086.3425 | 454 | 2048.7188 | 8.2545 | 37.2494 | 19228.3752 | 2510.6608
192-657AE | 31729.8372 | 2892.3734 | 192 | 776 | 192-657AE | 1.6275 | 1745141.0481 | 159080.5371 | 454 | 5418.4313 | 8.2545 | 98.5169 | 31729.8372 | 2892.3734
196-43F | 4485.3549 | 1536.6285 | 196 | 780 | 196-43F | 0.2589 | 246694.5199 | 84514.5666 |  |  |  |  | 4485.3549 | 1536.6285
197-1150F | 4485.3549 | 1536.6285 | 197 | 782 | 197-1150F | 1.3604 | 246694.5199 | 84514.5666 |  |  |  |  | 4485.3549 | 1536.6285
197-1155F | 4485.3549 | 1536.6285 | 197 | 785 | 197-1155F | 0.22216 | 246694.5199 | 84514.5666 |  |  |  |  | 4485.3549 | 1536.6285
197-1157F | 36079.5335 | 2652.6236 | 197 | 787 | 197-1157F | 0.27064 | 1984374.3442 | 145894.2959 | 454 | 21825.9726 | 8.2545 | 396.8359 | 36079.5335 | 2652.6236
198-37R | 24130.3391 | 2958.4217 | 198 | 791 | 198-37R | 5.9282 | 1327168.6509 | 162713.1929 | 454 | 1323.9067 | 8.2545 | 24.071 | 24130.3391 | 2958.4217
199-39AE | 19116.7959 | 2346.3879 | 199 | 792 | 199-39AE | 1.3697 | 1051423.777 | 129051.3367 | 454 | 3921.3958 | 8.2545 | 71.2981 | 19116.7959 | 2346.3879
203-21R | 28470.8674 | 2955.6837 | 203 | 793 | 203-21R | 1.7203 | 1565897.7087 | 162562.6027 | 454 | 4548.9093 | 8.2545 | 82.7074 | 28470.8674 | 2955.6837
204-32R | 20002.8156 | 3261.6295 | 204 | 794 | 204-32R | 17.7195 | 1100154.858 | 179389.6249 | 454 | 554.557 | 8.2545 | 10.0829 | 20002.8156 | 3261.6295
205-1550 | 24081.8669 | 2530.7671 | 205 | 795 | 205-1550 | 1.8659 | 1324502.6808 | 139192.1879 | 454 | 3510.2615 | 8.2545 | 63.8229 | 24081.8669 | 2530.7671
205-369R | 26232.7344 | 2474.714 | 205 | 798 | 205-369R | 10.089 | 1442800.3934 | 136109.2703 | 454 | 613.847 | 8.2545 | 11.1609 | 26232.7344 | 2474.714
206-1105 | 26906.4037 | 2643.5275 | 206 | 799 | 206-1105 | 3.1705 | 1479852.2042 | 145394.0111 | 454 | 2290.9099 | 8.2545 | 41.6529 | 26906.4037 | 2643.5275
206-1817 | 23952.4227 | 2551.151 | 206 | 800 | 206-1817 | 8.0133 | 1317383.2493 | 140313.3056 | 454 | 833.5193 | 8.2545 | 15.1549 | 23952.4227 | 2551.151
206-953R | 23979.3235 | 2436.5419 | 206 | 801 | 206-953R | 5.1252 | 1318862.7919 | 134009.8026 | 454 | 1160.8122 | 8.2545 | 21.1057 | 23979.3235 | 2436.5419
206-961F | 29484.6316 | 2311.8273 | 206 | 802 | 206-961F | 0.16686 | 1621654.7354 | 127150.502 | 454 | 30855.6893 | 8.2545 | 561.0125 | 29484.6316 | 2311.8273
206-963F | 27364.9652 | 2690.124 | 206 | 803 | 206-963F | 3.5301 | 1505073.0859 | 147956.8195 | 454 | 2140.5576 | 8.2545 | 38.9192 | 27364.9652 | 2690.124
206-974 | 26067.0087 | 2566.3655 | 206 | 804 | 206-974 | 6.0623 | 1433685.4796 | 141150.1004 | 454 | 1117.6679 | 8.2545 | 20.3212 | 26067.0087 | 2566.3655
207-101R | 22837.6828 | 2400.0937 | 207 | 805 | 207-101R | 11.3578 | 1256072.5543 | 132005.1538 | 454 | 860.8061 | 8.2545 | 15.651 | 22837.6828 | 2400.0937
209-1769F | 26534.894 | 2672.9447 | 209 | 806 | 209-1769F | 24.3042 | 1459419.1678 | 147011.9582 | 454 | 306.4671 | 8.2545 | 5.5721 | 26534.894 | 2672.9447
209-660R | 27679.2529 | 2865.329 | 209 | 808 | 209-660R | 0.65133 | 1522358.9086 | 157593.0961 | 454 | 13281.4428 | 8.2545 | 241.4808 | 27679.2529 | 2865.329
209-661 | 25635.9607 | 2628.2001 | 209 | 809 | 209-661 | 1.0172 | 1409977.8398 | 144551.0066 | 454 | 7045.1586 | 8.2545 | 128.0938 | 25635.9607 | 2628.2001
210-172R | 22292.514 | 3251.5353 | 210 | 810 | 210-172R | 6.4924 | 1226088.2722 | 178834.4414 | 454 | 1505.8871 | 8.2545 | 27.3798 | 22292.514 | 3251.5353
210-392R | 23386.2318 | 3227.876 | 210 | 811 | 210-392R | 10.6015 | 1286242.7479 | 177533.1779 | 454 | 922.2058 | 8.2545 | 16.7674 | 23386.2318 | 3227.876
210-394R | 27728.6841 | 3257.4166 | 210 | 812 | 210-394R | 3.6237 | 1525077.6262 | 179157.9144 | 454 | 2698.0621 | 8.2545 | 49.0557 | 27728.6841 | 3257.4166
210-9R | 31568.3575 | 3035.1398 | 210 | 813 | 210-9R | 2.7176 | 1736259.6608 | 166932.6899 | 454 | 3597.5946 | 8.2545 | 65.4108 | 31568.3575 | 3035.1398
211-279R | 22197.29 | 3234.9436 | 211 | 814 | 211-279R | 15.3767 | 1220850.9487 | 177921.8963 | 454 | 635.8195 | 8.2545 | 11.5604 | 22197.29 | 3234.9436
211-312R | 21732.6109 | 3185.0235 | 211 | 815 | 211-312R | 18.1587 | 1195293.6003 | 175176.2922 | 454 | 538.4096 | 8.2545 | 9.7893 | 21732.6109 | 3185.0235
211-771R | 30032.3049 | 3223.4029 | 211 | 816 | 211-771R | 14.1159 | 1651776.7718 | 177287.1586 | 454 | 692.609 | 8.2545 | 12.5929 | 30032.3049 | 3223.4029
212-1177R | 23595.1773 | 3165.0372 | 212 | 817 | 212-1177R | 12.4913 | 1297734.7533 | 174077.0451 | 454 | 782.6905 | 8.2545 | 14.2307 | 23595.1773 | 3165.0372
212-1204R | 22964.329 | 3166.3102 | 212 | 818 | 212-1204R | 10.0072 | 1263038.0945 | 174147.0632 | 454 | 976.9773 | 8.2545 | 17.7632 | 22964.329 | 3166.3102
212-638R | 19000.2761 | 3273.5031 | 212 | 819 | 212-638R | 4.2816 | 1045015.186 | 180042.6678 | 454 | 2283.4394 | 8.2545 | 41.5171 | 19000.2761 | 3273.5031
212-725R | 37971.6593 | 3151.4245 | 212 | 820 | 212-725R | 11.865 | 2088441.2639 | 173328.3499 | 454 | 824.01 | 8.2545 | 14.982 | 37971.6593 | 3151.4245
212-734R | 17900.6176 | 3264.6084 | 212 | 821 | 212-734R | 17.882 | 984533.9657 | 179553.4614 | 454 | 546.7388 | 8.2545 | 9.9407 | 17900.6176 | 3264.6084
212-739R | 28364.9017 | 3200.1828 | 212 | 822 | 212-739R | 9.5873 | 1560069.5918 | 176010.0564 | 454 | 1019.7609 | 8.2545 | 18.5411 | 28364.9017 | 3200.1828
212-743R | 20200.5411 | 3246.7529 | 212 | 823 | 212-743R | 3.6616 | 1111029.7589 | 178571.4113 | 454 | 2670.1205 | 8.2545 | 48.5476 | 20200.5411 | 3246.7529
212-758R | 22004.537 | 3205.3274 | 212 | 824 | 212-758R | 9.6756 | 1210249.5344 | 176293.0064 | 454 | 1010.4615 | 8.2545 | 18.372 | 22004.537 | 3205.3274
212-773R | 24635.2708 | 3121.8385 | 212 | 825 | 212-773R | 11.8402 | 1354939.8942 | 171701.1198 | 454 | 825.7356 | 8.2545 | 15.0134 | 24635.2708 | 3121.8385
212-799R | 22210.4789 | 3203.0252 | 212 | 826 | 212-799R | 5.2246 | 1221576.342 | 176166.3887 | 454 | 1871.304 | 8.2545 | 34.0237 | 22210.4789 | 3203.0252
212-880R | 27477.5338 | 3253.998 | 212 | 827 | 212-880R | 1.6392 | 1511264.3583 | 178969.889 | 454 | 5964.4409 | 8.2545 | 108.4444 | 27477.5338 | 3253.998
212-886R | 20139.0465 | 3270.9758 | 212 | 828 | 212-886R | 8.9136 | 1107647.5577 | 179903.6699 | 454 | 1096.8338 | 8.2545 | 19.9424 | 20139.0465 | 3270.9758
212-888R | 21560.3108 | 3200.8472 | 212 | 829 | 212-888R | 6.9867 | 1185817.0956 | 176046.5971 | 454 | 1399.345 | 8.2545 | 25.4426 | 21560.3108 | 3200.8472
213-262F | 25884.1641 | 2271.1758 | 213 | 830 | 213-262F | 0.041856 | 1423629.0262 | 124914.6685 | 454 | 116729.6085 | 8.2545 | 2122.3565 | 25884.1641 | 2271.1758
213-263F | 34056.368 | 2869.021 | 213 | 831 | 213-263F | 0.75152 | 1873100.2408 | 157796.156 | 454 | 11541.3024 | 8.2545 | 209.8419 | 34056.368 | 2869.021
214-1122R | 31705.1062 | 3135.1899 | 214 | 832 | 214-1122R | 19.9235 | 1743780.8429 | 172435.4435 | 454 | 491.1155 | 8.2545 | 8.9294 | 31705.1062 | 3135.1899
214-1135R | 31246.2379 | 3163.2828 | 214 | 833 | 214-1135R | 11.6814 | 1718543.0838 | 173980.5557 | 454 | 836.9506 | 8.2545 | 15.2173 | 31246.2379 | 3163.2828
214-17AE | 55976.2023 | 3252.2988 | 214 | 834 | 214-17AE | 6.825 | 3078691.1238 | 178876.4347 | 454 | 1432.4933 | 8.2545 | 26.0453 | 55976.2023 | 3252.2988
214-4R | 53141.0022 | 3219.0965 | 214 | 835 | 214-4R | 3.7494 | 2922755.1207 | 177050.3048 | 454 | 2607.5482 | 8.2545 | 47.41 | 53141.0022 | 3219.0965
214-536R | 43651.4904 | 3163.7701 | 214 | 836 | 214-536R | 2.6684 | 2400831.9727 | 174007.3552 | 454 | 3664.0083 | 8.2545 | 66.6183 | 43651.4904 | 3163.7701
214-583R | 26366.8091 | 3155.4911 | 214 | 837 | 214-583R | 6.1356 | 1450174.4983 | 173552.01 | 454 | 1593.4546 | 8.2545 | 28.9719 | 26366.8091 | 3155.4911
214-613R | 55823.7768 | 2968.5461 | 214 | 838 | 214-613R | 5.4881 | 3070307.7233 | 163270.0367 | 454 | 1781.464 | 8.2545 | 32.3903 | 55823.7768 | 2968.5461
214-647R | 27255.0786 | 3048.7153 | 214 | 839 | 214-647R | 11.3023 | 1499029.3241 | 167679.3397 | 454 | 865.0325 | 8.2545 | 15.7279 | 27255.0786 | 3048.7153
215-1531R | 32469.3434 | 3094.7628 | 215 | 840 | 215-1531R | 8.4597 | 1785813.8894 | 170211.9531 | 454 | 1155.694 | 8.2545 | 21.0126 | 32469.3434 | 3094.7628
215-1534R | 27159.4348 | 3085.8675 | 215 | 841 | 215-1534R | 7.8377 | 1493768.9146 | 169722.7133 | 454 | 1251.4057 | 8.2545 | 22.7528 | 27159.4348 | 3085.8675
215-1544R | 27258.3162 | 3229.5991 | 215 | 842 | 215-1544R | 2.7396 | 1499207.3936 | 177627.9516 | 454 | 3568.6769 | 8.2545 | 64.885 | 27258.3162 | 3229.5991
215-38R | 25244.2278 | 3239.5324 | 215 | 843 | 215-38R | 6.4307 | 1388432.5289 | 178174.2807 | 454 | 1520.328 | 8.2545 | 27.6423 | 25244.2278 | 3239.5324
216-1859F | 27738.7107 | 2918.3159 | 216 | 845 | 216-1859F | 8.4771 | 1525629.0894 | 160507.376 | 454 | 1153.3171 | 8.2545 | 20.9694 | 27738.7107 | 2918.3159
216-220R | 4485.3549 | 1536.6285 | 216 | 850 | 216-220R | 0.052462 | 246694.5199 | 84514.5666 |  |  |  |  | 4485.3549 | 1536.6285
217-41AE | 30191.8669 | 2992.1127 | 217 | 855 | 217-41AE | 13.7784 | 1660552.6779 | 164566.1966 | 454 | 709.574 | 8.2545 | 12.9013 | 30191.8669 | 2992.1127
217-48AE | 26704.7817 | 3158.5502 | 217 | 856 | 217-48AE | 15.1559 | 1468762.9931 | 173720.2618 | 454 | 645.0841 | 8.2545 | 11.7288 | 26704.7817 | 3158.5502
217-835R | 26322.6313 | 3239.2347 | 217 | 857 | 217-835R | 18.3176 | 1447744.7228 | 178157.906 | 454 | 533.7388 | 8.2545 | 9.7043 | 26322.6313 | 3239.2347
217-837R | 28807.4898 | 3139.5351 | 217 | 858 | 217-837R | 12.6807 | 1584411.9403 | 172674.4279 | 454 | 770.9979 | 8.2545 | 14.0181 | 28807.4898 | 3139.5351
217-972R | 33911.4945 | 3100.8123 | 217 | 859 | 217-972R | 9.7468 | 1865132.195 | 170544.6784 | 454 | 1020.2314 | 8.2545 | 18.5497 | 33911.4945 | 3100.8123
217-983R | 4485.3549 | 1536.6285 | 217 | 860 | 217-983R | 6.8811 | 246694.5199 | 84514.5666 |  |  |  |  | 4485.3549 | 1536.6285
220-288R | 22042.2907 | 3247.5165 | 220 | 861 | 220-288R | 7.2415 | 1212325.9912 | 178613.4084 | 454 | 1350.1121 | 8.2545 | 24.5475 | 22042.2907 | 3247.5165
220-294R | 29931.3838 | 3076.971 | 220 | 862 | 220-294R | 13.4125 | 1646226.1067 | 169233.4042 | 454 | 728.932 | 8.2545 | 13.2533 | 29931.3838 | 3076.971
220-298R | 31437.8259 | 3224.1656 | 220 | 863 | 220-298R | 33.211 | 1729080.4218 | 177329.1078 | 454 | 295.0884 | 8.2545 | 5.3652 | 31437.8259 | 3224.1656
221-1230F | 4485.3549 | 1536.6285 | 221 | 864 | 221-1230F | 3.8686 | 246694.5199 | 84514.5666 |  |  |  |  | 4485.3549 | 1536.6285
221-1249R | 44637.0572 | 29114.9867 | 221 | 869 | 221-1249R | 23.6449 | 2455038.1479 | 1601324.2662 | 454 | 388.0059 | 8.2545 | 7.0547 | 44637.0572 | 29114.9867
221-1251R | 47287.0976 | 30082.3212 | 221 | 870 | 221-1251R | 13.9134 | 2600790.3698 | 1654527.667 | 454 | 598.2685 | 8.2545 | 10.8776 | 47287.0976 | 30082.3212
221-23R | 88336.4919 | 55832.6163 | 221 | 871 | 221-23R | 5.8843 | 4858507.0549 | 3070793.8987 | 454 | 1223.8945 | 8.2545 | 22.2526 | 88336.4919 | 55832.6163
221-344R | 36963.427 | 3122.6072 | 221 | 872 | 221-344R | 10.397 | 2032988.4871 | 171743.396 | 454 | 844.841 | 8.2545 | 15.3607 | 36963.427 | 3122.6072
221-35 | 57448.5251 | 54499.7987 | 221 | 873 | 221-35 | 0.64962 | 3159668.8811 | 2997488.9277 |  |  |  |  | 57448.5251 | 54499.7987
221-37AE | 89367.3873 | 55938.4582 | 221 | 874 | 221-37AE | 6.2108 | 4915206.304 | 3076615.201 | 454 | 1266.5092 | 8.2545 | 23.0274 | 89367.3873 | 55938.4582
221-38AE | 4485.3549 | 1536.6285 | 221 | 875 | 221-38AE | 0.70208 | 246694.5199 | 84514.5666 |  |  |  |  | 4485.3549 | 1536.6285
221-675R | 48712.6828 | 30295.396 | 221 | 876 | 221-675R | 6.9098 | 2679197.552 | 1666246.7794 | 454 | 1395.2228 | 8.2545 | 25.3677 | 48712.6828 | 30295.396
221-6R | 30414.6902 | 27465.9638 | 221 | 877 | 221-6R | 6.0572 | 1672807.9622 | 1510628.0088 |  |  |  |  | 30414.6902 | 27465.9638
221-782R | 4485.3549 | 1536.6285 | 221 | 878 | 221-782R | 3.289 | 246694.5199 | 84514.5666 |  |  |  |  | 4485.3549 | 1536.6285
221-788 | 83296.568 | 56158.873 | 221 | 879 | 221-788 | 3.417 | 4581311.2411 | 3088738.0173 | 454 | 2702.6841 | 8.2545 | 49.1397 | 83296.568 | 56158.873
221-824 | 26041.2669 | 2958.9065 | 221 | 881 | 221-824 | 2.7125 | 1432269.6768 | 162739.8548 | 454 | 2861.8131 | 8.2545 | 52.033 | 26041.2669 | 2958.9065
222-1433R | 21549.6456 | 3257.4156 | 222 | 882 | 222-1433R | 6.1127 | 1185230.5104 | 179157.8581 | 454 | 1557.4399 | 8.2545 | 28.3171 | 21549.6456 | 3257.4156
222-1503R | 44111.3475 | 3103.2485 | 222 | 883 | 222-1503R | 2.2977 | 2426124.1131 | 170678.6685 | 454 | 3757.2383 | 8.2545 | 68.3134 | 44111.3475 | 3103.2485
222-1523R | 45363.8833 | 3103.9114 | 222 | 884 | 222-1523R | 10.9907 | 2495013.5807 | 170715.1246 | 454 | 786.2195 | 8.2545 | 14.2949 | 45363.8833 | 3103.9114
222-1986R | 23482.0445 | 3224.8373 | 222 | 885 | 222-1986R | 20.2812 | 1291512.4475 | 177366.0531 | 454 | 459.963 | 8.2545 | 8.363 | 23482.0445 | 3224.8373
222-1988R | 23250.1225 | 3477.7335 | 222 | 886 | 222-1988R | 0.89186 | 1278756.74 | 191275.3438 | 454 | 10343.0304 | 8.2545 | 188.0551 | 23250.1225 | 3477.7335
222-1990R | 22449.3794 | 3182.6807 | 222 | 887 | 222-1990R | 13.1989 | 1234715.8646 | 175047.4361 | 454 | 686.6962 | 8.2545 | 12.4854 | 22449.3794 | 3182.6807
222-1992R | 26144.1877 | 2993.333 | 222 | 888 | 222-1992R | 0.55227 | 1437930.326 | 164633.3136 | 454 | 12439.1239 | 8.2545 | 226.1659 | 26144.1877 | 2993.333
222-2013R | 31527.7413 | 3039.96 | 222 | 889 | 222-2013R | 11.5523 | 1734025.7709 | 167197.8014 | 454 | 713.4082 | 8.2545 | 12.9711 | 31527.7413 | 3039.96
222-2063 | 23165.4713 | 3411.5786 | 222 | 890 | 222-2063 | 4.7672 | 1274100.9241 | 187636.8243 | 454 | 1989.3667 | 8.2545 | 36.1703 | 23165.4713 | 3411.5786
222-2085 | 33091.0811 | 3049.7693 | 222 | 891 | 222-2085 | 26.5778 | 1820009.4629 | 167737.3101 | 454 | 312.6025 | 8.2545 | 5.6837 | 33091.0811 | 3049.7693
223-47AE | 4485.3549 | 1536.6285 | 223 | 894 | 223-47AE | 1.211 | 246694.5199 | 84514.5666 |  |  |  |  | 4485.3549 | 1536.6285
223-526R | 4485.3549 | 1536.6285 | 223 | 897 | 223-526R | 2.4396 | 246694.5199 | 84514.5666 |  |  |  |  | 4485.3549 | 1536.6285
223-536R | 4485.3549 | 1536.6285 | 223 | 898 | 223-536R | 0.41023 | 246694.5199 | 84514.5666 |  |  |  |  | 4485.3549 | 1536.6285
230-1008R | 4485.3549 | 1536.6285 | 230 | 921 | 230-1008R | 0.76383 | 246694.5199 | 84514.5666 |  |  |  |  | 4485.3549 | 1536.6285
230-127AE | 31064.4956 | 3165.0186 | 230 | 922 | 230-127AE | 9.7917 | 1708547.2553 | 174076.0251 | 454 | 930.1358 | 8.2545 | 16.9116 | 31064.4956 | 3165.0186
230-133AE | 34846.5815 | 3027.3932 | 230 | 923 | 230-133AE | 9.582 | 1916561.9811 | 166506.6249 | 454 | 861.347 | 8.2545 | 15.6609 | 34846.5815 | 3027.3932
230-1586R | 32309.0488 | 3006.7709 | 230 | 924 | 230-1586R | 7.1585 | 1776997.6826 | 165372.4008 | 454 | 1134.988 | 8.2545 | 20.6361 | 32309.0488 | 3006.7709
230-1606R | 32727.165 | 3143.4437 | 230 | 925 | 230-1606R | 2.4663 | 1799994.0763 | 172889.4026 | 454 | 3638.7124 | 8.2545 | 66.1584 | 32727.165 | 3143.4437
230-181 | 27438.3128 | 3245.6169 | 230 | 926 | 230-181 | 2.422 | 1509107.2038 | 178508.9272 | 454 | 3965.336 | 8.2545 | 72.097 | 27438.3128 | 3245.6169
230-2060R | 30796.4128 | 3115.4163 | 230 | 927 | 230-2060R | 8.228 | 1693802.7052 | 171347.8951 | 454 | 1069.5642 | 8.2545 | 19.4466 | 30796.4128 | 3115.4163
230-2067 | 4485.3549 | 1536.6285 | 230 | 928 | 230-2067 | 0.1678 | 246694.5199 | 84514.5666 |  |  |  |  | 4485.3549 | 1536.6285
230-371AE | 30155.7994 | 3066.7595 | 230 | 929 | 230-371AE | 1.2375 | 1658568.9696 | 168671.7702 | 454 | 6867.1856 | 8.2545 | 124.8579 | 30155.7994 | 3066.7595
231-1136R | 27071.0203 | 3081.3742 | 231 | 930 | 231-1136R | 11.6807 | 1488906.117 | 169475.5818 | 454 | 737.5563 | 8.2545 | 13.4101 | 27071.0203 | 3081.3742
231-1635R | 32959.6822 | 3091.1674 | 231 | 931 | 231-1635R | 26.3958 | 1812782.5183 | 170014.2055 | 454 | 328.6872 | 8.2545 | 5.9761 | 32959.6822 | 3091.1674
232-40AE | 28381.7827 | 2856.4621 | 232 | 932 | 232-40AE | 0.060038 | 1560998.0497 | 157105.418 | 454 | 120052.3922 | 8.2545 | 2182.7708 | 28381.7827 | 2856.4621
233-123R | 30080.9614 | 3051.353 | 233 | 933 | 233-123R | 12.9883 | 1654452.8797 | 167824.4142 | 454 | 648.934 | 8.2545 | 11.7988 | 30080.9614 | 3051.353
233-41R | 24878.759 | 3132.8598 | 233 | 934 | 233-41R | 9.2371 | 1368331.745 | 172307.29 | 454 | 967.2235 | 8.2545 | 17.5859 | 24878.759 | 3132.8598
233-81F | 31835.6004 | 3249.5708 | 233 | 935 | 233-81F | 4.0311 | 1750958.0242 | 178726.3937 | 454 | 2394.8919 | 8.2545 | 43.5435 | 31835.6004 | 3249.5708
233-86F | 24892.7364 | 3174.9794 | 233 | 937 | 233-86F | 16.3672 | 1369100.5002 | 174623.868 | 454 | 560.204 | 8.2545 | 10.1855 | 24892.7364 | 3174.9794
234-48R | 32930.4983 | 2958.5574 | 234 | 938 | 234-48R | 9.2966 | 1811177.4081 | 162720.6567 | 454 | 844.3141 | 8.2545 | 15.3512 | 32930.4983 | 2958.5574
235-897R | 21256.2268 | 2737.5143 | 235 | 939 | 235-897R | 4.3263 | 1169092.4767 | 150563.2872 | 454 | 1480.1408 | 8.2545 | 26.9117 | 21256.2268 | 2737.5143
235-899R | 23655.583 | 2779.5053 | 235 | 940 | 235-899R | 9.9434 | 1301057.0633 | 152872.7904 | 454 | 670.2979 | 8.2545 | 12.1872 | 23655.583 | 2779.5053
236-1535R | 32112.5249 | 3045.735 | 236 | 942 | 236-1535R | 6.7146 | 1766188.869 | 167515.427 | 454 | 1242.4018 | 8.2545 | 22.5891 | 32112.5249 | 3045.735
236-1561R | 25119.5673 | 3057.949 | 236 | 943 | 236-1561R | 4.4405 | 1381576.2023 | 168187.1952 | 454 | 1888.6806 | 8.2545 | 34.3396 | 25119.5673 | 3057.949
236-1563R | 24984.2639 | 3235.3292 | 236 | 944 | 236-1563R | 3.6028 | 1374134.5133 | 177943.1081 | 454 | 2632.5339 | 8.2545 | 47.8643 | 24984.2639 | 3235.3292
236-1567R | 31130.4457 | 3170.7367 | 236 | 945 | 236-1567R | 5.4419 | 1712174.5152 | 174390.5161 | 454 | 1669.7497 | 8.2545 | 30.3591 | 31130.4457 | 3170.7367
236-1569R | 26916.9249 | 3041.4317 | 236 | 946 | 236-1569R | 13.5648 | 1480430.8709 | 167278.7424 | 454 | 610.7617 | 8.2545 | 11.1048 | 26916.9249 | 3041.4317
236-1573R | 23631.2126 | 3089.8534 | 236 | 947 | 236-1573R | 6.2801 | 1299716.6941 | 169941.9383 | 454 | 1367.0587 | 8.2545 | 24.8556 | 23631.2126 | 3089.8534
237-1761R | 19625.2979 | 3248.6063 | 237 | 948 | 237-1761R | 7.3464 | 1079391.3847 | 178673.3481 | 454 | 1305.0538 | 8.2545 | 23.7283 | 19625.2979 | 3248.6063
237-1765R | 24679.2729 | 3091.5448 | 237 | 949 | 237-1765R | 7.3027 | 1357360.0122 | 170034.9615 | 454 | 1171.9913 | 8.2545 | 21.3089 | 24679.2729 | 3091.5448
237-17R | 26543.0335 | 2834.019 | 237 | 950 | 237-17R | 10.4949 | 1459866.8421 | 155871.0477 | 454 | 667.9571 | 8.2545 | 12.1447 | 26543.0335 | 2834.019
237-26F | 19673.8992 | 2834.8823 | 237 | 951 | 237-26F | 1.7693 | 1082064.4545 | 155918.5274 | 454 | 3967.1888 | 8.2545 | 72.1307 | 19673.8992 | 2834.8823
237-28F | 24125.3307 | 3118.5385 | 237 | 952 | 237-28F | 1.4282 | 1326893.1875 | 171519.617 | 454 | 6156.9941 | 8.2545 | 111.9453 | 24125.3307 | 3118.5385
237-2R | 27814.0016 | 3087.489 | 237 | 953 | 237-2R | 14.6977 | 1529770.0865 | 169811.8925 | 454 | 584.5898 | 8.2545 | 10.6289 | 27814.0016 | 3087.489
237-30R | 23526.773 | 3217.66 | 237 | 954 | 237-30R | 31.7307 | 1293972.5157 | 176971.3014 | 454 | 292.0964 | 8.2545 | 5.3108 | 23526.773 | 3217.66
239-2207R | 31920.022 | 3079.893 | 239 | 955 | 239-2207R | 6.8148 | 1755601.2121 | 169394.1132 | 454 | 1417.906 | 8.2545 | 25.7801 | 31920.022 | 3079.893
239-2211R | 25851.3605 | 3232.3509 | 239 | 956 | 239-2211R | 2.7451 | 1421824.8254 | 177779.3011 | 454 | 3528.7051 | 8.2545 | 64.1583 | 25851.3605 | 3232.3509
239-2213R | 31305.8685 | 3142.86 | 239 | 957 | 239-2213R | 5.4023 | 1721822.7696 | 172857.2993 | 454 | 1809.7662 | 8.2545 | 32.9048 | 31305.8685 | 3142.86
239-2215R | 29032.5765 | 3098.8295 | 239 | 958 | 239-2215R | 12.0589 | 1596791.7052 | 170435.6212 | 454 | 810.7557 | 8.2545 | 14.741 | 29032.5765 | 3098.8295
239-2217R | 35136.6803 | 3171.4007 | 239 | 959 | 239-2217R | 4.9148 | 1932517.4154 | 174427.0363 | 454 | 1989.257 | 8.2545 | 36.1683 | 35136.6803 | 3171.4007
239-89R | 21896.3509 | 3196.4036 | 239 | 960 | 239-89R | 2.8193 | 1204299.3019 | 175802.1965 | 454 | 3467.8062 | 8.2545 | 63.051 | 21896.3509 | 3196.4036
240-1028R | 23326.6939 | 3045.2927 | 240 | 961 | 240-1028R | 4.7506 | 1282968.1642 | 167491.1001 | 454 | 1764.109 | 8.2545 | 32.0747 | 23326.6939 | 3045.2927
240-1044 | 21725.5081 | 2940.5714 | 240 | 962 | 240-1044 | 2.1725 | 1194902.9434 | 161731.4286 | 454 | 3545.7432 | 8.2545 | 64.4681 | 21725.5081 | 2940.5714
240-1148 | 22763.2208 | 3173.0846 | 240 | 963 | 240-1148 | 3.2212 | 1251977.1439 | 174519.6512 | 454 | 2847.6328 | 8.2545 | 51.7751 | 22763.2208 | 3173.0846
240-2004R | 24911.974 | 2957.9848 | 240 | 964 | 240-2004R | 15.8669 | 1370158.5675 | 162689.1619 | 454 | 493.8219 | 8.2545 | 8.9786 | 24911.974 | 2957.9848
240-2006R | 23571.67 | 3072.6919 | 240 | 965 | 240-2006R | 10.6277 | 1296441.8505 | 168998.0558 | 454 | 804.5996 | 8.2545 | 14.6291 | 23571.67 | 3072.6919
240-2032R | 24419.3159 | 3134.1991 | 240 | 966 | 240-2032R | 12.5852 | 1343062.3721 | 172380.95 | 454 | 707.9707 | 8.2545 | 12.8722 | 24419.3159 | 3134.1991
241-570 | 21524.9548 | 2678.2696 | 241 | 967 | 241-570 | 11.6271 | 1183872.5167 | 147304.8258 | 454 | 518.3865 | 8.2545 | 9.4252 | 21524.9548 | 2678.2696
241-746 | 22007.726 | 2928.5453 | 241 | 968 | 241-746 | 0.30152 | 1210424.9294 | 161069.9893 | 454 | 25242.5244 | 8.2545 | 458.955 | 22007.726 | 2928.5453
241-820AE | 19539.0405 | 2661.362 | 241 | 969 | 241-820AE | 1.8402 | 1074647.227 | 146374.9094 | 454 | 3216.1079 | 8.2545 | 58.4747 | 19539.0405 | 2661.362
242-1411F | 29751.7962 | 2575.3897 | 242 | 970 | 242-1411F | 0.14943 | 1636348.7936 | 141646.4357 | 454 | 35926.7514 | 8.2545 | 653.2137 | 29751.7962 | 2575.3897
242-1413F | 20915.5821 | 2576.3787 | 242 | 972 | 242-1413F | 1.033 | 1150357.018 | 141700.8306 | 454 | 5202.2181 | 8.2545 | 94.5858 | 20915.5821 | 2576.3787
242-1420F | 17948.1022 | 2628.1157 | 242 | 974 | 242-1420F | 0.72614 | 987145.619 | 144546.3617 | 454 | 7857.0493 | 8.2545 | 142.8554 | 17948.1022 | 2628.1157
242-1426F | 24683.5011 | 2891.6689 | 242 | 975 | 242-1426F | 2.5816 | 1357592.5596 | 159041.7902 | 454 | 2858.6929 | 8.2545 | 51.9762 | 24683.5011 | 2891.6689
242-1427F | 20145.4986 | 2501.4216 | 242 | 976 | 242-1427F | 0.086932 | 1108002.4248 | 137578.1887 | 454 | 56242.938 | 8.2545 | 1022.5989 | 20145.4986 | 2501.4216
242-776F | 24707.8489 | 2655.0992 | 242 | 978 | 242-776F | 0.4053 | 1358931.691 | 146030.4545 | 454 | 14503.439 | 8.2545 | 263.6989 | 24707.8489 | 2655.0992
243-14R | 21403.5877 | 2675.5626 | 243 | 979 | 243-14R | 8.0748 | 1177197.3223 | 147155.9445 | 454 | 749.1804 | 8.2545 | 13.6215 | 21403.5877 | 2675.5626
243-20R | 21113.2979 | 2748.9989 | 243 | 980 | 243-20R | 6.9239 | 1161231.3865 | 151194.9381 | 454 | 941.258 | 8.2545 | 17.1138 | 21113.2979 | 2748.9989
244-29 | 20368.9687 | 2529.623 | 244 | 981 | 244-29 | 10.8928 | 1120293.2805 | 139129.2653 | 454 | 469.3553 | 8.2545 | 8.5337 | 20368.9687 | 2529.623
244-32F | 18551.0325 | 2425.32 | 244 | 983 | 244-32F | 0.36648 | 1020306.7855 | 133392.5991 | 454 | 12106.3488 | 8.2545 | 220.1154 | 18551.0325 | 2425.32
244-33F | 17974.5389 | 2647.7716 | 244 | 984 | 244-33F | 0.10284 | 988599.6417 | 145627.4395 | 454 | 57093.9048 | 8.2545 | 1038.071 | 17974.5389 | 2647.7716
245-486 | 21153.1536 | 2658.6522 | 245 | 985 | 245-486 | 2.6419 | 1163423.4462 | 146225.8734 | 454 | 2248.9099 | 8.2545 | 40.8893 | 21153.1536 | 2658.6522
246-34R | 29629.8464 | 2837.5623 | 246 | 987 | 246-34R | 12.821 | 1629641.5507 | 156065.9276 | 454 | 762.5619 | 8.2545 | 13.8648 | 29629.8464 | 2837.5623
247-46 | 26364.5823 | 2792.7247 | 247 | 988 | 247-46 | 6.4578 | 1450052.0254 | 153599.8581 | 454 | 1513.959 | 8.2545 | 27.5265 | 26364.5823 | 2792.7247
247-48 | 4485.3549 | 1536.6285 | 247 | 989 | 247-48 | 0.44811 | 246694.5199 | 84514.5666 |  |  |  |  | 4485.3549 | 1536.6285
249-24R | 23945.3338 | 2959.5874 | 249 | 995 | 249-24R | 12.4773 | 1316993.3598 | 162777.3054 | 454 | 627.9556 | 8.2545 | 11.4174 | 23945.3338 | 2959.5874
250-288F | 4485.3549 | 1536.6285 | 250 | 998 | 250-288F | 0.046023 | 246694.5199 | 84514.5666 |  |  |  |  | 4485.3549 | 1536.6285
250-47 | 4485.3549 | 1536.6285 | 250 | 1000 | 250-47 | 0.076894 | 246694.5199 | 84514.5666 |  |  |  |  | 4485.3549 | 1536.6285
252-129 | 17792.7495 | 3245.5197 | 252 | 1001 | 252-129 | 4.6669 | 978601.2242 | 178503.5853 | 454 | 2094.9659 | 8.2545 | 38.0903 | 17792.7495 | 3245.5197
252-277F | 19837.2519 | 2836.7703 | 252 | 1008 | 252-277F | 0.9089 | 1091048.8571 | 156022.367 | 454 | 10756.8778 | 8.2545 | 195.5796 | 19837.2519 | 2836.7703
255-1080R | 18366.557 | 2179.5246 | 255 | 1012 | 255-1080R | 1.1384 | 1010160.6349 | 119873.8513 | 454 | 3769.0871 | 8.2545 | 68.5289 | 18366.557 | 2179.5246
255-43AE | 19481.4444 | 2295.5621 | 255 | 1013 | 255-43AE | 8.9937 | 1071479.4431 | 126255.9149 | 454 | 560.7755 | 8.2545 | 10.1959 | 19481.4444 | 2295.5621
256-39AE | 18809.7002 | 2241.7624 | 256 | 1014 | 256-39AE | 0.60985 | 1034533.5099 | 123296.9328 | 454 | 7699.1958 | 8.2545 | 139.9854 | 18809.7002 | 2241.7624
256-46AE | 18467.6767 | 2357.9857 | 256 | 1015 | 256-46AE | 2.711 | 1015722.2161 | 129689.2128 | 454 | 2008.7614 | 8.2545 | 36.5229 | 18467.6767 | 2357.9857
256-539R | 18563.6043 | 2293.3674 | 256 | 1016 | 256-539R | 3.5464 | 1020998.2338 | 126135.2078 | 454 | 1418.1416 | 8.2545 | 25.7844 | 18563.6043 | 2293.3674
257-29AE | 18751.0422 | 2216.3532 | 257 | 1017 | 257-29AE | 1.1517 | 1031307.32 | 121899.424 | 454 | 3933.6905 | 8.2545 | 71.5216 | 18751.0422 | 2216.3532
257-31AE | 19126.7288 | 2290.4384 | 257 | 1018 | 257-31AE | 2.1703 | 1051970.0816 | 125974.1106 | 454 | 2308.6478 | 8.2545 | 41.9754 | 19126.7288 | 2290.4384
266-485F | 33871.9438 | 2656.3007 | 266 | 1026 | 266-485F | 0.14186 | 1862956.9068 | 146096.5399 | 454 | 51768.591 | 8.2545 | 941.2471 | 33871.9438 | 2656.3007
274-23R | 19867.3478 | 2540.4504 | 274 | 1064 | 274-23R | 7.4955 | 1092704.1312 | 139724.7741 | 454 | 692.1463 | 8.2545 | 12.5845 | 19867.3478 | 2540.4504
274-40 | 19409.5023 | 2545.7337 | 274 | 1066 | 274-40 | 4.1867 | 1067522.6284 | 140015.3508 | 454 | 1247.2583 | 8.2545 | 22.6774 | 19409.5023 | 2545.7337
275-45 | 17606.8701 | 2692.0482 | 275 | 1067 | 275-45 | 0.73258 | 968377.8571 | 148062.6503 | 454 | 8408.8897 | 8.2545 | 152.8889 | 17606.8701 | 2692.0482
275-48F | 18083.5797 | 2440.649 | 275 | 1068 | 275-48F | 1.6146 | 994596.8858 | 134235.6929 | 454 | 2813.1608 | 8.2545 | 51.1484 | 18083.5797 | 2440.649
276-158R | 18668.9739 | 2567.992 | 276 | 1072 | 276-158R | 8.3737 | 1026793.5621 | 141239.5594 | 454 | 640.7506 | 8.2545 | 11.65 | 18668.9739 | 2567.992
276-228 | 19498.2817 | 2492.6112 | 276 | 1073 | 276-228 | 8.8549 | 1072405.492 | 137093.6178 | 454 | 551.0011 | 8.2545 | 10.0182 | 19498.2817 | 2492.6112
277-459F | 19132.5857 | 2502.6021 | 277 | 1076 | 277-459F | 5.0021 | 1052292.216 | 137643.1128 | 454 | 988.3172 | 8.2545 | 17.9694 | 19132.5857 | 2502.6021
277-48 | 18890.4047 | 2528.8093 | 277 | 1077 | 277-48 | 5.2545 | 1038972.2571 | 139084.51 | 454 | 973.0548 | 8.2545 | 17.6919 | 18890.4047 | 2528.8093
278-22R | 19059.9587 | 2533.0497 | 278 | 1078 | 278-22R | 8.1903 | 1048297.7298 | 139317.7347 | 454 | 627.6102 | 8.2545 | 11.4111 | 19059.9587 | 2533.0497
278-630 | 18689.1908 | 2557.4324 | 278 | 1080 | 278-630 | 5.8665 | 1027905.4962 | 140658.7843 | 454 | 903.0131 | 8.2545 | 16.4184 | 18689.1908 | 2557.4324
279-10AE | 19074.9478 | 2531.7926 | 279 | 1082 | 279-10AE | 6.8864 | 1049122.1294 | 139248.5921 | 454 | 745.2654 | 8.2545 | 13.5503 | 19074.9478 | 2531.7926
279-11AE | 18020.9371 | 2509.8131 | 279 | 1083 | 279-11AE | 7.1345 | 991151.5387 | 138039.7214 | 454 | 699.4594 | 8.2545 | 12.7174 | 18020.9371 | 2509.8131
280-24AE | 22953.1581 | 2862.6044 | 280 | 1085 | 280-24AE | 1.6011 | 1262423.694 | 157443.2407 | 454 | 4517.442 | 8.2545 | 82.1353 | 22953.1581 | 2862.6044
280-382AE | 18830.1604 | 2637.3087 | 280 | 1086 | 280-382AE | 2.7218 | 1035658.8198 | 145051.9762 | 454 | 2131.4267 | 8.2545 | 38.7532 | 18830.1604 | 2637.3087
282-563F | 21858.4809 | 3079.8932 | 282 | 1090 | 282-563F | 0.27064 | 1202216.4513 | 169394.1283 | 454 | 31748.6754 | 8.2545 | 577.2486 | 21858.4809 | 3079.8932
282-565F | 19316.1936 | 2517.4703 | 282 | 1092 | 282-565F | 0.43788 | 1062390.6454 | 138460.8648 | 454 | 11488.9023 | 8.2545 | 208.8891 | 19316.1936 | 2517.4703
283-55R | 20576.1468 | 3233.8868 | 283 | 1096 | 283-55R | 7.2309 | 1131688.0751 | 177863.7715 | 454 | 1352.095 | 8.2545 | 24.5835 | 20576.1468 | 3233.8868
283-71F | 26598.652 | 3106.605 | 283 | 1097 | 283-71F | 5.1858 | 1462925.8589 | 170863.2759 | 454 | 1896.4512 | 8.2545 | 34.4809 | 26598.652 | 3106.605
283-80F | 4485.3549 | 1536.6285 | 283 | 1099 | 283-80F | 0.033523 | 246694.5199 | 84514.5666 |  |  |  |  | 4485.3549 | 1536.6285
284-660R | 4485.3549 | 1536.6285 | 284 | 1103 | 284-660R | 0.21894 | 246694.5199 | 84514.5666 |  |  |  |  | 4485.3549 | 1536.6285
286-1053R | 26782.2506 | 2559.2748 | 286 | 1104 | 286-1053R | 5.4248 | 1473023.7811 | 140760.1128 | 454 | 979.5707 | 8.2545 | 17.8104 | 26782.2506 | 2559.2748
286-989AE | 26589.3316 | 2593.532 | 286 | 1105 | 286-989AE | 6.1602 | 1462413.2354 | 142644.2589 | 454 | 898.3954 | 8.2545 | 16.3345 | 26589.3316 | 2593.532
286-990AE | 21984.1618 | 2536.9266 | 286 | 1106 | 286-990AE | 2.429 | 1209128.8996 | 139530.9618 | 454 | 2128.4583 | 8.2545 | 38.6992 | 21984.1618 | 2536.9266
287-1118 | 4485.3549 | 1536.6285 | 287 | 1109 | 287-1118 | 0.3572 | 246694.5199 | 84514.5666 |  |  |  |  | 4485.3549 | 1536.6285
287-20 | 4485.3549 | 1536.6285 | 287 | 1111 | 287-20 | 0.66515 | 246694.5199 | 84514.5666 |  |  |  |  | 4485.3549 | 1536.6285
288-149R | 39506.4771 | 2861.1591 | 288 | 1117 | 288-149R | 4.9129 | 2172856.2413 | 157363.748 | 454 | 2009.8094 | 8.2545 | 36.542 | 39506.4771 | 2861.1591
288-18 | 45791.5343 | 3074.8344 | 288 | 1118 | 288-18 | 5.6617 | 2518534.3869 | 169115.8935 | 454 | 1791.8631 | 8.2545 | 32.5793 | 45791.5343 | 3074.8344
288-2375R | 42111.8996 | 3177.8737 | 288 | 1119 | 288-2375R | 0.26856 | 2316154.479 | 174783.0529 | 454 | 36408.5992 | 8.2545 | 661.9745 | 42111.8996 | 3177.8737
288-2380F | 41413.6106 | 3068.2415 | 288 | 1122 | 288-2380F | 1.753 | 2277748.584 | 168753.2845 | 454 | 5608.5528 | 8.2545 | 101.9737 | 41413.6106 | 3068.2415
289-1559 | 24144.7741 | 2627.3179 | 289 | 1123 | 289-1559 | 0.30758 | 1327962.5782 | 144502.4849 | 454 | 18698.1554 | 8.2545 | 339.9665 | 24144.7741 | 2627.3179
289-905AE | 23216.2515 | 2603.6344 | 289 | 1124 | 289-905AE | 2.6644 | 1276893.8314 | 143199.89 | 454 | 2101.5035 | 8.2545 | 38.2092 | 23216.2515 | 2603.6344
289-906AE | 22203.5239 | 2651.0429 | 289 | 1125 | 289-906AE | 2.2544 | 1221193.8152 | 145807.3577 | 454 | 2618.4925 | 8.2545 | 47.609 | 22203.5239 | 2651.0429
289-907 | 20442.0433 | 2483.7686 | 289 | 1126 | 289-907 | 2.107 | 1124312.3796 | 136607.2714 | 454 | 2290.7204 | 8.2545 | 41.6495 | 20442.0433 | 2483.7686
295-1201F | 4485.3549 | 1536.6285 | 295 | 1145 | 295-1201F | 0.16193 | 246694.5199 | 84514.5666 |  |  |  |  | 4485.3549 | 1536.6285
295-1203F | 24039.5924 | 2360.7722 | 295 | 1146 | 295-1203F | 0.27273 | 1322177.5802 | 129842.4734 | 454 | 20033.3316 | 8.2545 | 364.2424 | 24039.5924 | 2360.7722
296-66F | 24285.5673 | 2813.6179 | 296 | 1153 | 296-66F | 0.14451 | 1335706.2012 | 154748.9823 | 454 | 67656.7621 | 8.2545 | 1230.1229 | 24285.5673 | 2813.6179
296-68F | 26036.0108 | 2396.0817 | 296 | 1154 | 296-68F | 1.0314 | 1431980.5958 | 131784.4931 | 454 | 10545.7749 | 8.2545 | 191.7414 | 26036.0108 | 2396.0817
297-828AE | 28158.3707 | 2799.9856 | 297 | 1158 | 297-828AE | 1.789 | 1548710.3887 | 153999.2103 | 454 | 5519.6915 | 8.2545 | 100.358 | 28158.3707 | 2799.9856
298-384 | 4485.3549 | 1536.6285 | 298 | 1160 | 298-384 | 0.022348 | 246694.5199 | 84514.5666 |  |  |  |  | 4485.3549 | 1536.6285
298-42R | 17566.5334 | 2434.3054 | 298 | 1161 | 298-42R | 1.3672 | 966159.3345 | 133886.796 | 454 | 4340.9381 | 8.2545 | 78.9261 | 17566.5334 | 2434.3054
299-1010AE | 25142.0865 | 2329.4182 | 299 | 1163 | 299-1010AE | 0.23996 | 1382814.7574 | 128117.9995 | 454 | 21927.8824 | 8.2545 | 398.6888 | 25142.0865 | 2329.4182
299-1011 | 19255.8674 | 2530.2048 | 299 | 1164 | 299-1011 | 2.8142 | 1059072.7045 | 139161.2615 | 454 | 2326.1484 | 8.2545 | 42.2936 | 19255.8674 | 2530.2048
299-1153F | 24175.9162 | 2880.066 | 299 | 1165 | 299-1153F | 0.29905 | 1329675.3923 | 158403.6277 | 454 | 29232.2427 | 8.2545 | 531.4953 | 24175.9162 | 2880.066
299-814AE | 28730.8324 | 2616.3819 | 299 | 1167 | 299-814AE | 2.1013 | 1580195.7796 | 143901.0039 | 454 | 3375.0087 | 8.2545 | 61.3638 | 28730.8324 | 2616.3819
299-815 | 24626.3768 | 2560.8678 | 299 | 1168 | 299-815 | 2.2472 | 1354450.7264 | 140847.7292 | 454 | 2999.7039 | 8.2545 | 54.5401 | 24626.3768 | 2560.8678
300-483F | 4485.3549 | 1536.6285 | 300 | 1169 | 300-483F | 5.4324 | 246694.5199 | 84514.5666 |  |  |  |  | 4485.3549 | 1536.6285
300-484F | 19016.0297 | 3009.9041 | 300 | 1170 | 300-484F | 10.4775 | 1045881.6347 | 165544.7265 | 454 | 935.0362 | 8.2545 | 17.0007 | 19016.0297 | 3009.9041
303-189AE | 26122.1044 | 2613.3918 | 303 | 1172 | 303-189AE | 4.6581 | 1436715.7425 | 143736.5511 | 454 | 1214.8815 | 8.2545 | 22.0888 | 26122.1044 | 2613.3918
303-487AE | 21184.1705 | 2673.3832 | 303 | 1173 | 303-487AE | 1.1284 | 1165129.3771 | 147036.0737 | 454 | 5355.37 | 8.2545 | 97.3704 | 21184.1705 | 2673.3832
305-32R | 51176.6848 | 3132.8537 | 305 | 1179 | 305-32R | 7.1309 | 2814717.6648 | 172306.9543 | 454 | 1383.8809 | 8.2545 | 25.1615 | 51176.6848 | 3132.8537
305-35R | 51757.8243 | 3193.4502 | 305 | 1180 | 305-35R | 5.5968 | 2846680.3389 | 175639.7587 | 454 | 1769.6155 | 8.2545 | 32.1748 | 51757.8243 | 3193.4502
306-961 | 33501.4025 | 2783.6232 | 306 | 1185 | 306-961 | 0.25947 | 1842577.1377 | 153099.2756 | 454 | 37674.2569 | 8.2545 | 684.9865 | 33501.4025 | 2783.6232
307-1492R | 47110.7935 | 2720.0711 | 307 | 1186 | 307-1492R | 1.5487 | 2591093.6411 | 149603.9124 | 454 | 6330.8338 | 8.2545 | 115.1061 | 47110.7935 | 2720.0711
307-1538F | 49719.2455 | 3245.6938 | 307 | 1187 | 307-1538F | 2.2172 | 2734558.5046 | 178513.1604 | 454 | 4409.3623 | 8.2545 | 80.1702 | 49719.2455 | 3245.6938
307-1684R | 57249.8797 | 3229.0529 | 307 | 1188 | 307-1684R | 3.7589 | 3148743.3812 | 177597.9113 | 454 | 2612.1801 | 8.2545 | 47.4942 | 57249.8797 | 3229.0529
307-234R | 50789.557 | 3229.721 | 307 | 1189 | 307-234R | 4.6394 | 2793425.6349 | 177634.6543 | 454 | 2107.3276 | 8.2545 | 38.315 | 50789.557 | 3229.721
308-464 | 22057.5401 | 2587.0288 | 308 | 1190 | 308-464 | 3.7121 | 1213164.7064 | 142286.5813 | 454 | 2623.9656 | 8.2545 | 47.7085 | 22057.5401 | 2587.0288
308-484AE | 20976.6821 | 2464.2396 | 308 | 1191 | 308-484AE | 4.8674 | 1153717.5143 | 135533.1806 | 454 | 2005.6427 | 8.2545 | 36.4662 | 20976.6821 | 2464.2396
308-485AE | 21573.6331 | 2582.7362 | 308 | 1192 | 308-485AE | 1.9049 | 1186549.8197 | 142050.4883 | 454 | 5846.724 | 8.2545 | 106.3041 | 21573.6331 | 2582.7362
308-486AE | 20846.7325 | 2528.3429 | 308 | 1193 | 308-486AE | 3.7148 | 1146570.2854 | 139058.8608 | 454 | 2692.0119 | 8.2545 | 48.9457 | 20846.7325 | 2528.3429
308-563AE | 22167.7653 | 2829.3703 | 308 | 1194 | 308-563AE | 0.99242 | 1219227.0917 | 155615.3644 | 454 | 9851.8956 | 8.2545 | 179.1254 | 22167.7653 | 2829.3703
309-15F | 17723.8183 | 2218.9117 | 309 | 1196 | 309-15F | 4.058 | 974810.007 | 122040.1434 | 454 | 1120.5317 | 8.2545 | 20.3733 | 17723.8183 | 2218.9117
310-1192F | 20521.3213 | 2505.2224 | 310 | 1197 | 310-1192F | 4.6489 | 1128672.6713 | 137787.2304 | 454 | 1066.7828 | 8.2545 | 19.3961 | 20521.3213 | 2505.2224
310-1194F | 21022.7372 | 2626.8047 | 310 | 1199 | 310-1194F | 0.14867 | 1156250.5452 | 144474.2571 | 454 | 48144.0288 | 8.2545 | 875.346 | 21022.7372 | 2626.8047
310-718F | 24048.6246 | 2206.6041 | 310 | 1204 | 310-718F | 0.039962 | 1322674.3529 | 121363.2247 | 454 | 111783.3873 | 8.2545 | 2032.4252 | 24048.6246 | 2206.6041
310-719F | 20670.6399 | 2512.9983 | 310 | 1205 | 310-719F | 1.6458 | 1136885.1928 | 138214.9078 | 454 | 3043.7131 | 8.2545 | 55.3402 | 20670.6399 | 2512.9983
310-9R | 23779.0853 | 2326.0491 | 310 | 1206 | 310-9R | 0.82102 | 1307849.6934 | 127932.698 | 454 | 6382.4697 | 8.2545 | 116.0449 | 23779.0853 | 2326.0491
311-1163F | 20744.2044 | 2944.7475 | 311 | 1209 | 311-1163F | 0.52064 | 1140931.2393 | 161961.1144 | 454 | 14898.1371 | 8.2545 | 270.8752 | 20744.2044 | 2944.7475
311-1199 | 27586.1351 | 3177.7097 | 311 | 1210 | 311-1199 | 0.4125 | 1517237.4316 | 174774.0315 | 454 | 22316.3939 | 8.2545 | 405.7526 | 27586.1351 | 3177.7097
311-14R | 22362.3441 | 2906.006 | 311 | 1211 | 311-14R | 0.57898 | 1229928.9259 | 159830.3322 | 454 | 12977.3123 | 8.2545 | 235.9511 | 22362.3441 | 2906.006
311-43 | 22282.7598 | 2474.1994 | 311 | 1212 | 311-43 | 2.0208 | 1225551.7913 | 136080.9646 | 454 | 2354.6479 | 8.2545 | 42.8118 | 22282.7598 | 2474.1994
312-14F | 20279.4144 | 2316.5643 | 312 | 1214 | 312-14F | 0.3303 | 1115367.7923 | 127411.0354 | 454 | 11296.1039 | 8.2545 | 205.3837 | 20279.4144 | 2316.5643
312-40F | 19368.2484 | 2417.9994 | 312 | 1218 | 312-40F | 0.040152 | 1065253.6628 | 132989.969 | 454 | 109419.6573 | 8.2545 | 1989.4483 | 19368.2484 | 2417.9994
313-548AE | 22627.0739 | 2598.9334 | 313 | 1220 | 313-548AE | 0.069697 | 1244489.0624 | 142941.3349 | 454 | 79812.6859 | 8.2545 | 1451.1397 | 22627.0739 | 2598.9334
313-550AE | 26396.6948 | 2721.7744 | 313 | 1222 | 313-550AE | 0.86572 | 1451818.2163 | 149697.5939 | 454 | 7332.6841 | 8.2545 | 133.3215 | 26396.6948 | 2721.7744
313-920F | 21216.1305 | 2583.4279 | 313 | 1223 | 313-920F | 0.4197 | 1166887.1798 | 142088.533 | 454 | 13016.711 | 8.2545 | 236.6675 | 21216.1305 | 2583.4279
313-921F | 18930.0131 | 2868.1269 | 313 | 1224 | 313-921F | 0.23902 | 1041150.7195 | 157746.9774 | 454 | 30436.9583 | 8.2545 | 553.3992 | 18930.0131 | 2868.1269
313-923F | 24937.6383 | 2574.2474 | 313 | 1226 | 313-923F | 1.4034 | 1371570.1076 | 141583.6095 | 454 | 3850.6409 | 8.2545 | 70.0117 | 24937.6383 | 2574.2474
314-13F | 4485.3549 | 1536.6285 | 314 | 1229 | 314-13F | 0.47273 | 246694.5199 | 84514.5666 |  |  |  |  | 4485.3549 | 1536.6285
315-1192F | 4485.3549 | 1536.6285 | 315 | 1234 | 315-1192F | 0.39659 | 246694.5199 | 84514.5666 |  |  |  |  | 4485.3549 | 1536.6285
315-485AE | 42502.0671 | 2929.3785 | 315 | 1237 | 315-485AE | 1.5218 | 2337613.6913 | 161115.8172 | 454 | 5945.2291 | 8.2545 | 108.0951 | 42502.0671 | 2929.3785
320-1414 | 18288.7753 | 2218.6352 | 320 | 1240 | 320-1414 | 1.7297 | 1005882.6389 | 122024.9339 | 454 | 2627.7269 | 8.2545 | 47.7769 | 18288.7753 | 2218.6352
321-1332R | 18136.1197 | 2420.0125 | 321 | 1242 | 321-1332R | 2.8138 | 997486.5831 | 133100.6889 | 454 | 2076.7591 | 8.2545 | 37.7593 | 18136.1197 | 2420.0125
321-646 | 17929.1992 | 2476.5183 | 321 | 1243 | 321-646 | 1.2214 | 986105.9573 | 136208.5048 | 454 | 5079.915 | 8.2545 | 92.3621 | 17929.1992 | 2476.5183
321-740AE | 18671.6803 | 2286.2436 | 321 | 1244 | 321-740AE | 2.8839 | 1026942.4187 | 125743.397 | 454 | 1727.9621 | 8.2545 | 31.4175 | 18671.6803 | 2286.2436
321-741 | 17543.8879 | 2208.081 | 321 | 1245 | 321-741 | 0.76212 | 964913.8326 | 121444.4549 | 454 | 5874.0012 | 8.2545 | 106.8 | 17543.8879 | 2208.081
322-32R | 4485.3549 | 1536.6285 | 322 | 1246 | 322-32R | 0.064394 | 246694.5199 | 84514.5666 |  |  |  |  | 4485.3549 | 1536.6285
322-821F | 17908.8922 | 2190.3018 | 322 | 1247 | 322-821F | 5.6044 | 984989.0685 | 120466.5983 | 454 | 778.1573 | 8.2545 | 14.1483 | 17908.8922 | 2190.3018
322-822F | 17884.9866 | 2137.7001 | 322 | 1248 | 322-822F | 0.46686 | 983674.2635 | 117573.5033 | 454 | 8606.6816 | 8.2545 | 156.4851 | 17884.9866 | 2137.7001
323-1134F | 27638.3152 | 2513.979 | 323 | 1256 | 323-1134F | 0.7358 | 1520107.3356 | 138268.844 | 454 | 8756.6968 | 8.2545 | 159.2127 | 27638.3152 | 2513.979
323-471 | 18899.6617 | 2343.6743 | 323 | 1257 | 323-471 | 5.2117 | 1039481.3912 | 128902.0856 | 454 | 1027.2305 | 8.2545 | 18.6769 | 18899.6617 | 2343.6743
323-472AE | 18652.7178 | 2379.9927 | 323 | 1258 | 323-472AE | 1.2835 | 1025899.4775 | 130899.6 | 454 | 4352.9445 | 8.2545 | 79.1444 | 18652.7178 | 2379.9927
325-1220R | 17560.5034 | 2267.5599 | 325 | 1261 | 325-1220R | 10.7873 | 965827.6872 | 124715.7957 | 454 | 450.756 | 8.2545 | 8.1956 | 17560.5034 | 2267.5599
325-1227F | 4485.3549 | 1536.6285 | 325 | 1262 | 325-1227F | 0.24205 | 246694.5199 | 84514.5666 |  |  |  |  | 4485.3549 | 1536.6285
325-1229F | 18609.7806 | 2315.2968 | 325 | 1263 | 325-1229F | 0.75587 | 1023537.9355 | 127341.3229 | 454 | 6840.8964 | 8.2545 | 124.3799 | 18609.7806 | 2315.2968
325-22R | 18351.6333 | 2319.302 | 325 | 1264 | 325-22R | 4.4492 | 1009339.8297 | 127561.6087 | 454 | 1167.9883 | 8.2545 | 21.2362 | 18351.6333 | 2319.302
325-25 | 18697.5504 | 2291.9729 | 325 | 1265 | 325-25 | 0.65966 | 1028365.2736 | 126058.5094 | 454 | 7610.4332 | 8.2545 | 138.3715 | 18697.5504 | 2291.9729
326-26 | 4485.3549 | 1536.6285 | 326 | 1266 | 326-26 | 0.27121 | 246694.5199 | 84514.5666 |  |  |  |  | 4485.3549 | 1536.6285
326-35R | 19406.5283 | 2580.4726 | 326 | 1267 | 326-35R | 7.7561 | 1067359.0566 | 141925.9938 | 454 | 700.6077 | 8.2545 | 12.7383 | 19406.5283 | 2580.4726
329-215F | 20973.657 | 2590.0986 | 329 | 1269 | 329-215F | 0.7339 | 1153551.136 | 142455.4228 | 454 | 7502.1492 | 8.2545 | 136.4027 | 20973.657 | 2590.0986
329-793F | 18380.945 | 2869.7932 | 329 | 1270 | 329-793F | 0.40644 | 1010951.9777 | 157838.6257 | 454 | 17924.6535 | 8.2545 | 325.9028 | 18380.945 | 2869.7932
330-44R | 4485.3549 | 1536.6285 | 330 | 1271 | 330-44R | 0.010227 | 246694.5199 | 84514.5666 |  |  |  |  | 4485.3549 | 1536.6285
330-810R | 19099.1264 | 2623.8346 | 330 | 1272 | 330-810R | 1.6044 | 1050451.9501 | 144310.9021 | 454 | 3566.8049 | 8.2545 | 64.851 | 19099.1264 | 2623.8346
330-8R | 20780.7321 | 2498.8934 | 330 | 1273 | 330-8R | 4.9453 | 1142940.2653 | 137439.1374 | 454 | 994.4815 | 8.2545 | 18.0815 | 20780.7321 | 2498.8934
334-21 | 21102.4551 | 3131.482 | 334 | 1277 | 334-21 | 6.6265 | 1160635.0312 | 172231.5079 | 454 | 1340.1861 | 8.2545 | 24.367 | 21102.4551 | 3131.482
334-45F | 17697.8262 | 2656.5958 | 334 | 1279 | 334-45F | 0.34261 | 973380.4416 | 146112.7667 | 454 | 21439.7364 | 8.2545 | 389.8134 | 17697.8262 | 2656.5958
340-376F | 31506.5231 | 2709.0002 | 340 | 1291 | 340-376F | 1.8955 | 1732858.77 | 148995.0131 | 454 | 4049.1163 | 8.2545 | 73.6203 | 31506.5231 | 2709.0002
340-378F | 27650.8703 | 2533.791 | 340 | 1292 | 340-378F | 5.6273 | 1520797.8655 | 139358.5056 | 454 | 1167.3565 | 8.2545 | 21.2247 | 27650.8703 | 2533.791
341-1155F | 27745.0094 | 2479.9207 | 341 | 1293 | 341-1155F | 2.8739 | 1525975.5158 | 136395.6395 | 454 | 2166.528 | 8.2545 | 39.3914 | 27745.0094 | 2479.9207
341-1157F | 19296.2477 | 2331.7998 | 341 | 1295 | 341-1157F | 1.4369 | 1061293.6232 | 128248.9908 | 454 | 3672.55 | 8.2545 | 66.7736 | 19296.2477 | 2331.7998
341-1179 | 19712.9245 | 2413.8102 | 341 | 1296 | 341-1179 | 0.61591 | 1084210.8478 | 132759.5586 | 454 | 9423.3508 | 8.2545 | 171.3337 | 19712.9245 | 2413.8102
341-920 | 21122.0556 | 2330.9233 | 341 | 1297 | 341-920 | 6.9937 | 1161713.0582 | 128200.7799 | 454 | 753.7526 | 8.2545 | 13.7046 | 21122.0556 | 2330.9233
342-514F | 19414.7947 | 2232.854 | 342 | 1298 | 342-514F | 2.1676 | 1067813.7111 | 122806.9722 | 454 | 2139.4803 | 8.2545 | 38.8996 | 19414.7947 | 2232.854
342-521AE | 19647.0153 | 2498.2464 | 342 | 1300 | 342-521AE | 1.4688 | 1080585.8394 | 137403.5529 | 454 | 4318.6661 | 8.2545 | 78.5212 | 19647.0153 | 2498.2464
343-20 | 19593.5806 | 2318.9272 | 343 | 1303 | 343-20 | 2.3227 | 1077646.9339 | 127540.9954 | 454 | 2236.2705 | 8.2545 | 40.6595 | 19593.5806 | 2318.9272
35-2 | 19100.7241 | 2885.8593 | 35 | 1305 | 35-2 | 0.36345 | 1050539.8269 | 158722.2627 | 454 | 20340.9421 | 8.2545 | 369.8353 | 19100.7241 | 2885.8593
35-297AE | 4485.3549 | 1536.6285 | 35 | 1306 | 35-297AE | 0.30568 | 246694.5199 | 84514.5666 |  |  |  |  | 4485.3549 | 1536.6285
350-2182R | 27237.8528 | 3030.354 | 350 | 1308 | 350-2182R | 0.41231 | 1498081.9036 | 166669.4719 | 454 | 23713.7314 | 8.2545 | 431.1588 | 27237.8528 | 3030.354
350-2188R | 30442.9256 | 3146.1051 | 350 | 1309 | 350-2188R | 22.0426 | 1674360.9055 | 173035.7782 | 454 | 443.2405 | 8.2545 | 8.0589 | 30442.9256 | 3146.1051
350-2192R | 29157.874 | 3155.2621 | 350 | 1310 | 350-2192R | 31.8587 | 1603683.0679 | 173539.4181 | 454 | 306.6653 | 8.2545 | 5.5757 | 29157.874 | 3155.2621
350-2196R | 30302.288 | 3197.2965 | 350 | 1311 | 350-2196R | 34.4453 | 1666625.8404 | 175851.308 | 454 | 283.8359 | 8.2545 | 5.1607 | 30302.288 | 3197.2965
350-2201R | 29687.5651 | 3143.3233 | 350 | 1312 | 350-2201R | 14.5687 | 1632816.0832 | 172882.7796 | 454 | 671.0821 | 8.2545 | 12.2015 | 29687.5651 | 3143.3233
350-41R | 32935.3914 | 3057.4395 | 350 | 1313 | 350-41R | 16.303 | 1811446.5269 | 168159.1745 | 454 | 595.3494 | 8.2545 | 10.8245 | 32935.3914 | 3057.4395
351-819R | 28928.5334 | 3010.6317 | 351 | 1314 | 351-819R | 10.4894 | 1591069.3368 | 165584.7409 | 454 | 774.5854 | 8.2545 | 14.0834 | 28928.5334 | 3010.6317
351-871R | 24676.0848 | 3152.7948 | 351 | 1315 | 351-871R | 4.1407 | 1357184.6665 | 173403.7138 | 454 | 2175.4677 | 8.2545 | 39.554 | 24676.0848 | 3152.7948
352-27R | 35036.3463 | 3078.1966 | 352 | 1316 | 352-27R | 13.0331 | 1926999.0438 | 169300.8127 | 454 | 750.151 | 8.2545 | 13.6391 | 35036.3463 | 3078.1966
353-1429R | 42964.1202 | 3073.057 | 353 | 1317 | 353-1429R | 5.9517 | 2363026.6108 | 169018.1337 | 454 | 1642.6773 | 8.2545 | 29.8669 | 42964.1202 | 3073.057
353-593F | 41994.3205 | 3186.6703 | 353 | 1318 | 353-593F | 2.0775 | 2309687.6265 | 175266.8654 | 454 | 4706.2218 | 8.2545 | 85.5677 | 41994.3205 | 3186.6703
353-594F | 4485.3549 | 1536.6285 | 353 | 1319 | 353-594F | 1.221 | 246694.5199 | 84514.5666 |  |  |  |  | 4485.3549 | 1536.6285
353-900F | 42528.3573 | 3161.9372 | 353 | 1320 | 353-900F | 1.0098 | 2339059.6525 | 173906.5481 | 454 | 9860.4467 | 8.2545 | 179.2808 | 42528.3573 | 3161.9372
353-901F | 29991.2264 | 3125.5505 | 353 | 1321 | 353-901F | 2.3892 | 1649517.4542 | 171905.2751 | 454 | 4092.0394 | 8.2545 | 74.4007 | 29991.2264 | 3125.5505
353-902F | 4485.3549 | 1536.6285 | 353 | 1322 | 353-902F | 0.57917 | 246694.5199 | 84514.5666 |  |  |  |  | 4485.3549 | 1536.6285
353-904R | 28467.8546 | 3191.2947 | 353 | 1323 | 353-904R | 7.0653 | 1565732.0048 | 175521.2111 | 454 | 1383.7731 | 8.2545 | 25.1595 | 28467.8546 | 3191.2947
354-1706R | 27338.0126 | 3118.9652 | 354 | 1324 | 354-1706R | 17.0706 | 1503590.6928 | 171543.0874 | 454 | 516.397 | 8.2545 | 9.389 | 27338.0126 | 3118.9652
354-24AE | 27375.3939 | 3181.4596 | 354 | 1325 | 354-24AE | 3.4697 | 1505646.6629 | 174980.279 | 454 | 2652.1322 | 8.2545 | 48.2206 | 27375.3939 | 3181.4596
355-41R | 31645.9188 | 2883.1895 | 355 | 1326 | 355-41R | 4.728 | 1740525.5322 | 158575.4237 | 454 | 1552.8041 | 8.2545 | 28.2328 | 31645.9188 | 2883.1895
355-65R | 4485.3549 | 1536.6285 | 355 | 1327 | 355-65R | 0.0075758 | 246694.5199 | 84514.5666 |  |  |  |  | 4485.3549 | 1536.6285
355-6R | 39507.8287 | 2825.8711 | 355 | 1328 | 355-6R | 1.2307 | 2172930.5796 | 155422.913 | 454 | 5672.0516 | 8.2545 | 103.1282 | 39507.8287 | 2825.8711
356-16R | 27771.7122 | 2842.4857 | 356 | 1329 | 356-16R | 4.3428 | 1527444.1726 | 156336.7158 | 454 | 1631.4256 | 8.2545 | 29.6623 | 27771.7122 | 2842.4857
356-19R | 24550.235 | 2929.6141 | 356 | 1330 | 356-19R | 18.8011 | 1350262.9253 | 161128.7728 | 454 | 405.6123 | 8.2545 | 7.3748 | 24550.235 | 2929.6141
356-30AE | 24946.4863 | 2813.8963 | 356 | 1331 | 356-30AE | 14.6992 | 1372056.7465 | 154764.2957 | 454 | 469.74 | 8.2545 | 8.5407 | 24946.4863 | 2813.8963
357-1147R | 26033.0013 | 2930.3998 | 357 | 1332 | 357-1147R | 0.74356 | 1431815.0699 | 161171.9916 | 454 | 10219.729 | 8.2545 | 185.8133 | 26033.0013 | 2930.3998
357-1299R | 20864.1703 | 3237.6412 | 357 | 1333 | 357-1299R | 2.6642 | 1147529.3644 | 178070.2682 | 454 | 3551.0664 | 8.2545 | 64.5648 | 20864.1703 | 3237.6412
357-2047F | 22246.3611 | 2658.7076 | 357 | 1334 | 357-2047F | 0.29792 | 1223549.8611 | 146228.9204 | 454 | 19726.5605 | 8.2545 | 358.6647 | 22246.3611 | 2658.7076
357-2049F | 27826.3045 | 2843.02 | 357 | 1336 | 357-2049F | 5.6208 | 1530446.7467 | 156366.1008 | 454 | 1252.4687 | 8.2545 | 22.7722 | 27826.3045 | 2843.02
357-45R | 29215.3453 | 2995.4189 | 357 | 1337 | 357-45R | 9.6792 | 1606843.9928 | 164748.0396 | 454 | 827.4938 | 8.2545 | 15.0453 | 29215.3453 | 2995.4189
357-50R | 32704.5213 | 2957.6412 | 357 | 1338 | 357-50R | 8.6547 | 1798748.6736 | 162670.2678 | 454 | 899.9909 | 8.2545 | 16.3635 | 32704.5213 | 2957.6412
357-750R | 30892.8662 | 3047.5744 | 357 | 1339 | 357-750R | 7.1746 | 1699107.6421 | 167616.5938 | 454 | 1161.6215 | 8.2545 | 21.1204 | 30892.8662 | 3047.5744
358-1175F | 24970.3974 | 2656.7644 | 358 | 1340 | 358-1175F | 0.28523 | 1373371.8573 | 146122.0447 | 454 | 20559.9399 | 8.2545 | 373.8171 | 24970.3974 | 2656.7644
358-33 | 37549.2004 | 3165.1711 | 358 | 1343 | 358-33 | 0.42405 | 2065206.0233 | 174084.4131 | 454 | 21367.6045 | 8.2545 | 388.5019 | 37549.2004 | 3165.1711
358-682F | 23281.4407 | 3051.6371 | 358 | 1349 | 358-682F | 10.4532 | 1280479.2377 | 167840.0381 | 454 | 781.6497 | 8.2545 | 14.2118 | 23281.4407 | 3051.6371
361-45R | 19170.707 | 2515.294 | 361 | 1361 | 361-45R | 1.5256 | 1054388.8874 | 138341.1708 | 454 | 3297.4425 | 8.2545 | 59.9535 | 19170.707 | 2515.294
361-684F | 4485.3549 | 1536.6285 | 361 | 1362 | 361-684F | 0.31534 | 246694.5199 | 84514.5666 |  |  |  |  | 4485.3549 | 1536.6285
361-686F | 17785.2117 | 2337.3016 | 361 | 1364 | 361-686F | 1.6004 | 978186.6417 | 128551.587 | 454 | 2420.2553 | 8.2545 | 44.0046 | 17785.2117 | 2337.3016
362-40F | 19540.1127 | 2297.5994 | 362 | 1365 | 362-40F | 0.40189 | 1074706.1968 | 126367.9646 | 454 | 8990.2222 | 8.2545 | 163.4586 | 19540.1127 | 2297.5994
362-47F | 20211.9608 | 2545.6469 | 362 | 1367 | 362-47F | 7.757 | 1111657.8438 | 140010.5816 | 454 | 673.7607 | 8.2545 | 12.2502 | 20211.9608 | 2545.6469
363-25 | 17788.4784 | 2159.5231 | 363 | 1370 | 363-25 | 0.13674 | 978366.314 | 118773.7691 | 454 | 19761.4186 | 8.2545 | 359.2985 | 17788.4784 | 2159.5231
364-36 | 18585.7948 | 2426.0705 | 364 | 1372 | 364-36 | 3.6059 | 1022218.7135 | 133433.8796 | 454 | 1234.7623 | 8.2545 | 22.4502 | 18585.7948 | 2426.0705
364-49R | 17897.1886 | 2428.9659 | 364 | 1373 | 364-49R | 4.9159 | 984345.3723 | 133593.1272 | 454 | 909.5378 | 8.2545 | 16.5371 | 17897.1886 | 2428.9659
365-28AE | 27989.4348 | 2686.0856 | 365 | 1374 | 365-28AE | 0.51705 | 1539418.912 | 147734.7053 | 454 | 11850.0285 | 8.2545 | 215.4551 | 27989.4348 | 2686.0856
365-34R | 21255.4985 | 2533.577 | 365 | 1375 | 365-34R | 2.1945 | 1169052.4159 | 139346.7357 | 454 | 2346.1303 | 8.2545 | 42.6569 | 21255.4985 | 2533.577
365-648R | 21743.6033 | 2353.7152 | 365 | 1376 | 365-648R | 1.5411 | 1195898.1842 | 129454.3353 | 454 | 2583.0426 | 8.2545 | 46.9644 | 21743.6033 | 2353.7152
366-48 | 19013.5534 | 2584.4284 | 366 | 1378 | 366-48 | 1.4131 | 1045745.4395 | 142143.5596 | 454 | 3875.2767 | 8.2545 | 70.4596 | 19013.5534 | 2584.4284
366-559 | 17346.448 | 2390.6963 | 366 | 1379 | 366-559 | 0.45606 | 954054.6418 | 131488.2942 | 454 | 9257.8135 | 8.2545 | 168.3239 | 17346.448 | 2390.6963
368-1054F | 17286.7919 | 2402.2021 | 368 | 1380 | 368-1054F | 0.20985 | 950773.5521 | 132121.1131 | 454 | 20477.2085 | 8.2545 | 372.3129 | 17286.7919 | 2402.2021
368-1057F | 24595.6043 | 2882.5665 | 368 | 1382 | 368-1057F | 0.94186 | 1352758.2363 | 158541.1556 | 454 | 7827.3606 | 8.2545 | 142.3156 | 24595.6043 | 2882.5665
368-21AE | 19269.123 | 2502.3703 | 368 | 1384 | 368-21AE | 1.6206 | 1059801.7626 | 137630.3683 | 454 | 3052.5409 | 8.2545 | 55.5007 | 19269.123 | 2502.3703
368-24 | 18942.9635 | 2483.371 | 368 | 1385 | 368-24 | 3.3941 | 1041862.9947 | 136585.4069 | 454 | 1421.3316 | 8.2545 | 25.8424 | 18942.9635 | 2483.371
368-403F | 19650.7313 | 2452.8378 | 368 | 1387 | 368-403F | 0.20057 | 1080790.2212 | 134906.0763 | 454 | 23065.6902 | 8.2545 | 419.3762 | 19650.7313 | 2452.8378
374-708R | 18399.8229 | 2505.2461 | 374 | 1394 | 374-708R | 1.0019 | 1011990.2622 | 137788.5328 | 454 | 6375.5141 | 8.2545 | 115.9184 | 18399.8229 | 2505.2461
376-491R | 19212.7893 | 2522.9263 | 376 | 1395 | 376-491R | 2.8813 | 1056703.4126 | 138760.9464 | 454 | 2255.9705 | 8.2545 | 41.0176 | 19212.7893 | 2522.9263
376-527AE | 4485.3549 | 1536.6285 | 376 | 1397 | 376-527AE | 0.051894 | 246694.5199 | 84514.5666 |  |  |  |  | 4485.3549 | 1536.6285
38-11 | 18397.132 | 2255.066 | 38 | 1399 | 38-11 | 4.7847 | 1011842.2614 | 124028.6278 | 454 | 999.3512 | 8.2545 | 18.17 | 18397.132 | 2255.066
380-27 | 19722.4213 | 2244.9439 | 380 | 1404 | 380-27 | 6.9646 | 1084733.173 | 123471.9153 | 454 | 677.1357 | 8.2545 | 12.3116 | 19722.4213 | 2244.9439
381-450F | 4485.3549 | 1536.6285 | 381 | 1405 | 381-450F | 0.24375 | 246694.5199 | 84514.5666 |  |  |  |  | 4485.3549 | 1536.6285
381-451F | 17439.4714 | 2233.9497 | 381 | 1406 | 381-451F | 3.2216 | 959170.9267 | 122867.2324 | 454 | 1441.7332 | 8.2545 | 26.2133 | 17439.4714 | 2233.9497
381-48 | 20719.2536 | 2408.4038 | 381 | 1409 | 381-48 | 1.2981 | 1139558.9494 | 132462.2103 | 454 | 4444.3973 | 8.2545 | 80.8072 | 20719.2536 | 2408.4038
381-49 | 4485.3549 | 1536.6285 | 381 | 1410 | 381-49 | 0.0083333 | 246694.5199 | 84514.5666 |  |  |  |  | 4485.3549 | 1536.6285
386-25R | 24550.3587 | 2790.7631 | 386 | 1422 | 386-25R | 1.6061 | 1350269.7271 | 153491.9688 | 454 | 4227.5171 | 8.2545 | 76.8639 | 24550.3587 | 2790.7631
387-11 | 22767.0558 | 2757.6456 | 387 | 1423 | 387-11 | 9.2555 | 1252188.0691 | 151670.506 | 454 | 708.8451 | 8.2545 | 12.8881 | 22767.0558 | 2757.6456
387-15 | 24274.4453 | 3168.327 | 387 | 1424 | 387-15 | 6.3288 | 1335094.493 | 174257.9845 | 454 | 1442.9893 | 8.2545 | 26.2362 | 24274.4453 | 3168.327
390-15 | 18553.2782 | 2572.8721 | 390 | 1429 | 390-15 | 0.85436 | 1020430.3019 | 141507.9652 | 454 | 6263.3487 | 8.2545 | 113.8791 | 18553.2782 | 2572.8721
390-18 | 20886.1699 | 2865.4713 | 390 | 1431 | 390-18 | 2.908 | 1148739.345 | 157600.9201 | 454 | 2481.2011 | 8.2545 | 45.1127 | 20886.1699 | 2865.4713
390-346AE | 17752.3949 | 2649.4699 | 390 | 1432 | 390-346AE | 1.1655 | 976381.7174 | 145720.8469 | 454 | 5012.9007 | 8.2545 | 91.1436 | 17752.3949 | 2649.4699
392-23F | 18580.9312 | 2919.9439 | 392 | 1435 | 392-23F | 2.0432 | 1021951.2165 | 160596.9134 | 454 | 3699.7198 | 8.2545 | 67.2676 | 18580.9312 | 2919.9439
393-14R | 23387.8749 | 2936.0958 | 393 | 1436 | 393-14R | 2.068 | 1286333.1174 | 161485.2681 | 454 | 3705.0327 | 8.2545 | 67.3642 | 23387.8749 | 2936.0958
394-422F | 18158.108 | 2520.6262 | 394 | 1440 | 394-422F | 0.87083 | 998695.9383 | 138634.4396 | 454 | 5760.7802 | 8.2545 | 104.7415 | 18158.108 | 2520.6262
395-33R | 20832.3438 | 2787.5794 | 395 | 1441 | 395-33R | 0.54905 | 1145778.9088 | 153316.8686 | 454 | 12249.2953 | 8.2545 | 222.7145 | 20832.3438 | 2787.5794
396-699R | 30401.2297 | 2770.1548 | 396 | 1442 | 396-699R | 20.5477 | 1672067.6341 | 152358.5129 | 454 | 478.1413 | 8.2545 | 8.6935 | 30401.2297 | 2770.1548
397-39R | 21104.9312 | 2624.7856 | 397 | 1443 | 397-39R | 0.77538 | 1160771.2182 | 144363.2074 | 454 | 9214.8988 | 8.2545 | 167.5436 | 21104.9312 | 2624.7856
397-550F | 18968.5379 | 2237.6989 | 397 | 1446 | 397-550F | 2.3824 | 1043269.5822 | 123073.442 | 454 | 1959.7969 | 8.2545 | 35.6327 | 18968.5379 | 2237.6989
400-1019 | 17558.9487 | 2254.5642 | 400 | 1456 | 400-1019 | 7.0894 | 965742.1764 | 124001.031 | 454 | 674.0075 | 8.2545 | 12.2547 | 17558.9487 | 2254.5642
401-39R | 27902.3368 | 3128.6061 | 401 | 1457 | 401-39R | 0.59015 | 1534628.5217 | 172073.3369 | 454 | 15072.5188 | 8.2545 | 274.0458 | 27902.3368 | 3128.6061
401-684R | 4485.3549 | 1536.6285 | 401 | 1458 | 401-684R | 0.051326 | 246694.5199 | 84514.5666 |  |  |  |  | 4485.3549 | 1536.6285
402-30AE | 23791.0216 | 2446.1261 | 402 | 1463 | 402-30AE | 2.7824 | 1308506.1868 | 134536.9334 | 454 | 2160.2461 | 8.2545 | 39.2772 | 23791.0216 | 2446.1261
402-819F | 25812.6237 | 2053.4614 | 402 | 1465 | 402-819F | 0.047727 | 1419694.3028 | 112940.3795 | 454 | 72621.3342 | 8.2545 | 1320.3879 | 25812.6237 | 2053.4614
402-820F | 22249.9135 | 2363.737 | 402 | 1466 | 402-820F | 1.2064 | 1223745.2399 | 130005.5375 | 454 | 4544.5234 | 8.2545 | 82.6277 | 22249.9135 | 2363.737
403-11F | 24797.6331 | 2475.4932 | 403 | 1468 | 403-11F | 0.058712 | 1363869.8187 | 136152.1282 | 454 | 105567.3063 | 8.2545 | 1919.4056 | 24797.6331 | 2475.4932
403-15F | 4485.3549 | 1536.6285 | 403 | 1470 | 403-15F | 0.21288 | 246694.5199 | 84514.5666 |  |  |  |  | 4485.3549 | 1536.6285
403-9F | 18368.7947 | 2414.642 | 403 | 1471 | 403-9F | 0.49299 | 1010283.7087 | 132805.3101 | 454 | 11783.6585 | 8.2545 | 214.2483 | 18368.7947 | 2414.642
404-6AE | 19540.6626 | 2279.8232 | 404 | 1473 | 404-6AE | 1.357 | 1074736.4443 | 125390.277 | 454 | 3641.6674 | 8.2545 | 66.2121 | 19540.6626 | 2279.8232
409-1155R | 18770.6523 | 2358.6398 | 409 | 1481 | 409-1155R | 2.4814 | 1032385.8787 | 129725.1915 | 454 | 2196.2767 | 8.2545 | 39.9323 | 18770.6523 | 2358.6398
409-38R | 20376.3133 | 2365.2547 | 409 | 1482 | 409-38R | 1.7318 | 1120697.2319 | 130089.0102 | 454 | 3171.4907 | 8.2545 | 57.6635 | 20376.3133 | 2365.2547
41-43 | 18367.993 | 2226.0422 | 41 | 1483 | 41-43 | 6.6045 | 1010239.6148 | 122432.3213 | 454 | 695.485 | 8.2545 | 12.6452 | 18367.993 | 2226.0422
41-44AE | 19870.7937 | 2318.295 | 41 | 1484 | 41-44AE | 1.4348 | 1092893.652 | 127506.2241 | 454 | 3617.2254 | 8.2545 | 65.7677 | 19870.7937 | 2318.295
410-50R | 25543.0498 | 2573.5836 | 410 | 1485 | 410-50R | 8.3483 | 1404867.7392 | 141547.0963 | 454 | 817.0974 | 8.2545 | 14.8563 | 25543.0498 | 2573.5836
411-1873R | 25257.3902 | 2770.5147 | 411 | 1486 | 411-1873R | 6.7498 | 1389156.462 | 152378.3096 | 454 | 986.8779 | 8.2545 | 17.9432 | 25257.3902 | 2770.5147
411-30R | 25354.0588 | 2829.9812 | 411 | 1487 | 411-30R | 17.7117 | 1394473.233 | 155648.9656 | 454 | 397.3483 | 8.2545 | 7.2245 | 25354.0588 | 2829.9812
411-47R | 23383.069 | 2866.3017 | 411 | 1488 | 411-47R | 10.8545 | 1286068.7957 | 157646.5962 | 454 | 669.4775 | 8.2545 | 12.1723 | 23383.069 | 2866.3017
412-23AE | 20733.1614 | 2620.7608 | 412 | 1489 | 412-23AE | 0.67008 | 1140323.8757 | 144141.8464 | 454 | 8515.8249 | 8.2545 | 154.8332 | 20733.1614 | 2620.7608
415-1237R | 21154.8962 | 2613.0954 | 415 | 1490 | 415-1237R | 5.3424 | 1163519.2901 | 143720.2457 | 454 | 1058.9074 | 8.2545 | 19.2529 | 21154.8962 | 2613.0954
415-33 | 19868.8141 | 2637.2869 | 415 | 1491 | 415-33 | 5.6583 | 1092784.7735 | 145050.7819 | 454 | 1027.1883 | 8.2545 | 18.6762 | 19868.8141 | 2637.2869
416-21 | 18554.6081 | 2466.3046 | 416 | 1492 | 416-21 | 1.3235 | 1020503.4432 | 135646.7545 | 454 | 4638.87 | 8.2545 | 84.3431 | 18554.6081 | 2466.3046
416-29AE | 18540.4522 | 2570.0064 | 416 | 1493 | 416-29AE | 0.23788 | 1019724.8687 | 141350.3503 | 454 | 28580.5859 | 8.2545 | 519.647 | 18540.4522 | 2570.0064
416-35F | 20470.356 | 2385.0231 | 416 | 1494 | 416-35F | 0.56648 | 1125869.5818 | 131176.269 | 454 | 9919.8839 | 8.2545 | 180.3615 | 20470.356 | 2385.0231
416-37F | 20527.3253 | 2296.4535 | 416 | 1495 | 416-37F | 0.64242 | 1129002.8895 | 126304.9416 | 454 | 7859.6524 | 8.2545 | 142.9028 | 20527.3253 | 2296.4535
417-21R | 19107.4324 | 2507.8237 | 417 | 1496 | 417-21R | 5.2485 | 1050908.7808 | 137930.3022 | 454 | 948.7183 | 8.2545 | 17.2494 | 19107.4324 | 2507.8237
417-41 | 29899.2257 | 2748.9384 | 417 | 1497 | 417-41 | 0.054356 | 1644457.4155 | 151191.6117 | 454 | 145800.5746 | 8.2545 | 2650.9195 | 29899.2257 | 2748.9384
417-44AE | 19025.0142 | 2622.8563 | 417 | 1498 | 417-44AE | 0.41307 | 1046375.7811 | 144257.0972 | 454 | 13846.8386 | 8.2545 | 251.7607 | 19025.0142 | 2622.8563
417-791AE | 20278.8529 | 2751.9172 | 417 | 1499 | 417-791AE | 1.2926 | 1115336.9085 | 151355.4465 | 454 | 5061.9981 | 8.2545 | 92.0363 | 20278.8529 | 2751.9172
418-1260 | 18009.9814 | 2393.0901 | 418 | 1500 | 418-1260 | 1.3962 | 990548.9772 | 131619.9562 | 454 | 4061.8043 | 8.2545 | 73.851 | 18009.9814 | 2393.0901
418-25R | 18871.3343 | 2385.047 | 418 | 1501 | 418-25R | 2.2112 | 1037923.3875 | 131177.5863 | 454 | 2541.4291 | 8.2545 | 46.2078 | 18871.3343 | 2385.047
42-46 | 19679.9013 | 2408.5686 | 42 | 1502 | 42-46 | 17.4892 | 1082394.5705 | 132471.2704 | 454 | 566.2678 | 8.2545 | 10.2958 | 19679.9013 | 2408.5686
43-443 | 21068.9637 | 2210.9399 | 43 | 1566 | 43-443 | 0.070644 | 1158793.0034 | 121601.6923 | 454 | 63632.9178 | 8.2545 | 1156.9621 | 21068.9637 | 2210.9399
43-445 | 19068.8127 | 2412.4192 | 43 | 1568 | 43-445 | 6.5723 | 1048784.7006 | 132683.0569 | 454 | 881.7274 | 8.2545 | 16.0314 | 19068.8127 | 2412.4192
43-475F | 24023.5518 | 1704.0399 | 43 | 1570 | 43-475F | 0.017614 | 1321295.3512 | 93722.1925 | 454 | 64612.8955 | 8.2545 | 1174.7799 | 24023.5518 | 1704.0399
430-321AE | 31021.116 | 2272.4807 | 430 | 1571 | 430-321AE | 0.1678 | 1706161.3826 | 124986.4394 | 454 | 29166.8371 | 8.2545 | 530.3061 | 31021.116 | 2272.4807
430-42F | 20495.628 | 2308.9816 | 430 | 1572 | 430-42F | 2.2852 | 1127259.541 | 126993.9873 | 454 | 2244.897 | 8.2545 | 40.8163 | 20495.628 | 2308.9816
430-639 | 17771.3567 | 2291.4521 | 430 | 1573 | 430-639 | 1.4557 | 977424.6159 | 126029.8665 | 454 | 3446.4449 | 8.2545 | 62.6626 | 17771.3567 | 2291.4521
431-46AE | 17207.178 | 2269.6489 | 431 | 1574 | 431-46AE | 2.1534 | 946394.7918 | 124830.6914 | 454 | 2264.2993 | 8.2545 | 41.1691 | 17207.178 | 2269.6489
431-474 | 17948.2363 | 2377.3163 | 431 | 1575 | 431-474 | 0.9697 | 987152.994 | 130752.3971 | 454 | 5743.9807 | 8.2545 | 104.436 | 17948.2363 | 2377.3163
431-478 | 17579.1451 | 2175.7666 | 431 | 1576 | 431-478 | 0.77557 | 966852.9812 | 119667.1638 | 454 | 5501.0337 | 8.2545 | 100.0188 | 17579.1451 | 2175.7666
431-48AE | 21987.878 | 2310.9096 | 431 | 1577 | 431-48AE | 0.62841 | 1209333.2887 | 127100.0277 | 454 | 8183.4249 | 8.2545 | 148.7895 | 21987.878 | 2310.9096
431-550 | 19395.6771 | 2240.1466 | 431 | 1579 | 431-550 | 2.0879 | 1066762.2427 | 123208.0618 | 454 | 2243.84 | 8.2545 | 40.7971 | 19395.6771 | 2240.1466
434-301 | 56235.6689 | 2727.6733 | 434 | 1588 | 434-301 | 0.60379 | 3092961.7875 | 150022.0303 | 454 | 12905.1856 | 8.2545 | 234.6397 | 56235.6689 | 2727.6733
438-45 | 4485.3549 | 1536.6285 | 438 | 1606 | 438-45 | 0.46629 | 246694.5199 | 84514.5666 |  |  |  |  | 4485.3549 | 1536.6285
439-42F | 98839.4366 | 2436.7245 | 439 | 1610 | 439-42F | 0.057386 | 5436169.0125 | 134019.8459 | 454 | 103692.7482 | 8.2545 | 1885.3227 | 98839.4366 | 2436.7245
44-1101F | 18689.4377 | 2391.7495 | 44 | 1614 | 44-1101F | 1.3008 | 1027919.0754 | 131546.2198 | 454 | 4353.2645 | 8.2545 | 79.1503 | 18689.4377 | 2391.7495
44-40AE | 19810.201 | 2782.3529 | 44 | 1616 | 44-40AE | 0.79318 | 1089561.0544 | 153029.4092 | 454 | 10254.8758 | 8.2545 | 186.4523 | 19810.201 | 2782.3529
44-41 | 21431.1756 | 2173.2128 | 44 | 1617 | 44-41 | 0.53447 | 1178714.6594 | 119526.7039 | 454 | 7951.4095 | 8.2545 | 144.5711 | 21431.1756 | 2173.2128
44-42 | 19665.5611 | 2319.1804 | 44 | 1618 | 44-42 | 0.72841 | 1081605.8598 | 127554.9202 | 454 | 7133.1879 | 8.2545 | 129.6943 | 19665.5611 | 2319.1804
441-23R | 27770.8165 | 3286.5618 | 441 | 1619 | 441-23R | 5.1261 | 1527394.9064 | 180760.9 | 454 | 1907.2433 | 8.2545 | 34.6772 | 27770.8165 | 3286.5618
441-279R | 22305.3705 | 3296.9141 | 441 | 1620 | 441-279R | 2.1595 | 1226795.3771 | 181330.273 | 454 | 4527.4579 | 8.2545 | 82.3174 | 22305.3705 | 3296.9141
441-27R | 20778.2801 | 3245.9377 | 441 | 1621 | 441-27R | 7.3795 | 1142805.4037 | 178526.574 | 454 | 1324.8439 | 8.2545 | 24.0881 | 20778.2801 | 3245.9377
441-30R | 20467.8672 | 3309.0405 | 441 | 1622 | 441-30R | 5.7333 | 1125732.6941 | 181997.2287 | 454 | 1705.2633 | 8.2545 | 31.0048 | 20467.8672 | 3309.0405
442-16R | 28560.2631 | 3286.4845 | 442 | 1623 | 442-16R | 10.6841 | 1570814.4699 | 180756.6455 | 454 | 904.3066 | 8.2545 | 16.4419 | 28560.2631 | 3286.4845
442-46R | 4485.3549 | 1536.6285 | 442 | 1628 | 442-46R | 0.055682 | 246694.5199 | 84514.5666 |  |  |  |  | 4485.3549 | 1536.6285
442-509R | 33107.6786 | 2922.2417 | 442 | 1629 | 442-509R | 3.7778 | 1820922.3233 | 160723.2914 | 454 | 1967.4263 | 8.2545 | 35.7714 | 33107.6786 | 2922.2417
442-525 | 31867.7829 | 2698.7269 | 442 | 1630 | 442-525 | 2.8098 | 1752728.0614 | 148429.9812 | 454 | 2141.9013 | 8.2545 | 38.9437 | 31867.7829 | 2698.7269
442-728R | 28204.165 | 2811.5005 | 442 | 1631 | 442-728R | 15.4341 | 1551229.0752 | 154632.5271 | 454 | 439.4568 | 8.2545 | 7.9901 | 28204.165 | 2811.5005
442-729 | 21120.8182 | 3570.5052 | 442 | 1632 | 442-729 | 2.7652 | 1161644.9996 | 196377.7875 | 454 | 3529.4694 | 8.2545 | 64.1722 | 21120.8182 | 3570.5052
442-758F | 4485.3549 | 1536.6285 | 442 | 1633 | 442-758F | 1.1019 | 246694.5199 | 84514.5666 |  |  |  |  | 4485.3549 | 1536.6285
442-764R | 33732.0255 | 3258.26 | 442 | 1634 | 442-764R | 2.0108 | 1855261.4028 | 179204.3 | 454 | 3897.4805 | 8.2545 | 70.8633 | 33732.0255 | 3258.26
442-780 | 30398.0636 | 2624.3501 | 442 | 1635 | 442-780 | 0.57235 | 1671893.4982 | 144339.2566 | 454 | 6635.3268 | 8.2545 | 120.6423 | 30398.0636 | 2624.3501
443-218R | 16940.4211 | 2639.3292 | 443 | 1637 | 443-218R | 1.4956 | 931723.162 | 145163.1068 | 454 | 3865.355 | 8.2545 | 70.2792 | 16940.4211 | 2639.3292
444-15R | 17866.0689 | 3224.9192 | 444 | 1638 | 444-15R | 8.3509 | 982633.7885 | 177370.5575 | 454 | 1170.7387 | 8.2545 | 21.2862 | 17866.0689 | 3224.9192
444-43R | 19794.7928 | 3161.8969 | 444 | 1639 | 444-43R | 20.6062 | 1088713.6045 | 173904.3271 | 454 | 474.4575 | 8.2545 | 8.6265 | 19794.7928 | 3161.8969
444-9R | 25092.762 | 2793.8434 | 444 | 1640 | 444-9R | 14.6246 | 1380101.908 | 153661.3897 | 454 | 664.3176 | 8.2545 | 12.0785 | 25092.762 | 2793.8434
445-1311R | 23084.4542 | 3079.8779 | 445 | 1641 | 445-1311R | 13.2994 | 1269644.9828 | 169393.2834 | 454 | 735.1282 | 8.2545 | 13.366 | 23084.4542 | 3079.8779
445-1315 | 4485.3549 | 1536.6285 | 445 | 1642 | 445-1315 | 0.080871 | 246694.5199 | 84514.5666 |  |  |  |  | 4485.3549 | 1536.6285
445-1323 | 4485.3549 | 1536.6285 | 445 | 1646 | 445-1323 | 0.19716 | 246694.5199 | 84514.5666 |  |  |  |  | 4485.3549 | 1536.6285
445-1325F | 21178.4548 | 3253.24 | 445 | 1648 | 445-1325F | 11.7129 | 1164815.0156 | 178928.1975 | 454 | 834.7051 | 8.2545 | 15.1765 | 21178.4548 | 3253.24
445-17R | 24646.0689 | 2999.4599 | 445 | 1651 | 445-17R | 3.4055 | 1355533.7921 | 164970.2951 | 454 | 2851.9031 | 8.2545 | 51.8528 | 24646.0689 | 2999.4599
445-18R | 21507.7757 | 3173.3676 | 445 | 1652 | 445-18R | 24.8581 | 1182927.6631 | 174535.2187 | 454 | 393.3048 | 8.2545 | 7.151 | 21507.7757 | 3173.3676
445-19R | 21557.9506 | 3219.0352 | 445 | 1653 | 445-19R | 11.3089 | 1185687.2834 | 177046.9341 | 454 | 872.9876 | 8.2545 | 15.8725 | 21557.9506 | 3219.0352
445-39R | 24136.9058 | 2954.7208 | 445 | 1654 | 445-39R | 8.4979 | 1327529.8199 | 162509.6413 | 454 | 1156.5773 | 8.2545 | 21.0287 | 24136.9058 | 2954.7208
445-894R | 20930.6521 | 3216.81 | 445 | 1655 | 445-894R | 26.8623 | 1151185.863 | 176924.5524 | 454 | 363.7551 | 8.2545 | 6.6137 | 20930.6521 | 3216.81
445-897R | 23333.7662 | 3169.9345 | 445 | 1656 | 445-897R | 1.0659 | 1283357.1422 | 174346.3965 | 454 | 9172.328 | 8.2545 | 166.7696 | 23333.7662 | 3169.9345
448-1196F | 69390.6246 | 66441.8982 | 448 | 1657 | 448-1196F | 0.038636 | 3816484.3545 | 3654304.4011 |  |  |  |  | 69390.6246 | 66441.8982
448-1234R | 20556.6734 | 3779.5167 | 448 | 1661 | 448-1234R | 2.9873 | 1130617.036 | 207873.4163 | 454 | 3226.9789 | 8.2545 | 58.6723 | 20556.6734 | 3779.5167
448-47R | 21697.9079 | 3694.3015 | 448 | 1662 | 448-47R | 8.3023 | 1193384.9352 | 203186.5799 | 454 | 1108.3096 | 8.2545 | 20.1511 | 21697.9079 | 3694.3015
448-714R | 22480.5712 | 3090.9111 | 448 | 1663 | 448-714R | 10.2119 | 1236431.4165 | 170000.1107 | 454 | 827.3912 | 8.2545 | 15.0435 | 22480.5712 | 3090.9111
448-724R | 23136.0697 | 3172.845 | 448 | 1664 | 448-724R | 7.9845 | 1272483.8339 | 174506.475 | 454 | 1115.0854 | 8.2545 | 20.2743 | 23136.0697 | 3172.845
448-735R | 22942.6714 | 3612.4173 | 448 | 1665 | 448-735R | 7.6566 | 1261846.9291 | 198682.9491 | 454 | 1191.3021 | 8.2545 | 21.66 | 22942.6714 | 3612.4173
448-744R | 22348.7523 | 3126.1824 | 448 | 1666 | 448-744R | 25.9697 | 1229181.3775 | 171940.0334 | 454 | 334.6424 | 8.2545 | 6.0844 | 22348.7523 | 3126.1824
448-9R | 86348.5992 | 68096.1082 | 448 | 1667 | 448-9R | 16.4426 | 4749172.9551 | 3745285.9488 | 454 | 549.7559 | 8.2545 | 9.9956 | 86348.5992 | 68096.1082
449-13R | 29265.8019 | 2869.28 | 449 | 1668 | 449-13R | 16.5477 | 1609619.1048 | 157810.4 | 454 | 590.8236 | 8.2545 | 10.7422 | 29265.8019 | 2869.28
449-16R | 24273.1994 | 3044.805 | 449 | 1669 | 449-16R | 2.4038 | 1335025.9666 | 167464.2765 | 454 | 4067.255 | 8.2545 | 73.9501 | 24273.1994 | 3044.805
449-683 | 4485.3549 | 1536.6285 | 449 | 1670 | 449-683 | 1.6021 | 246694.5199 | 84514.5666 |  |  |  |  | 4485.3549 | 1536.6285
449-693R | 21858.8331 | 3135.9685 | 449 | 1671 | 449-693R | 8.4553 | 1202235.8222 | 172478.2696 | 454 | 1156.2919 | 8.2545 | 21.0235 | 21858.8331 | 3135.9685
449-6R | 27585.897 | 2918.7287 | 449 | 1672 | 449-6R | 5.3305 | 1517224.3343 | 160530.0774 | 454 | 1834.1287 | 8.2545 | 33.3478 | 27585.897 | 2918.7287
45-15AE | 4485.3549 | 1536.6285 | 45 | 1673 | 45-15AE | 0.56231 | 246694.5199 | 84514.5666 |  |  |  |  | 4485.3549 | 1536.6285
45-16 | 19957.3312 | 2342.4124 | 45 | 1674 | 45-16 | 1.5095 | 1097653.2183 | 128832.6835 | 454 | 3541.3357 | 8.2545 | 64.3879 | 19957.3312 | 2342.4124
450-113F | 4485.3549 | 1536.6285 | 450 | 1675 | 450-113F | 0.057576 | 246694.5199 | 84514.5666 |  |  |  |  | 4485.3549 | 1536.6285
450-114F | 20045.0328 | 2613.2366 | 450 | 1676 | 450-114F | 0.46098 | 1102476.8057 | 143728.0116 | 454 | 15341.3535 | 8.2545 | 278.9337 | 20045.0328 | 2613.2366
450-1850 | 33978.9759 | 3207.1403 | 450 | 1679 | 450-1850 | 0.57784 | 1868843.6759 | 176392.7164 | 454 | 16193.7215 | 8.2545 | 294.4313 | 33978.9759 | 3207.1403
450-1851F | 28075.1146 | 3012.6526 | 450 | 1680 | 450-1851F | 5.91 | 1544131.3033 | 165695.8903 | 454 | 1379.2619 | 8.2545 | 25.0775 | 28075.1146 | 3012.6526
450-1853F | 30911.3106 | 2904.8112 | 450 | 1681 | 450-1853F | 0.84318 | 1700122.0805 | 159764.6181 | 454 | 8866.3946 | 8.2545 | 161.2072 | 30911.3106 | 2904.8112
450-1854 | 26137.3203 | 2764.425 | 450 | 1682 | 450-1854 | 1.4413 | 1437552.6157 | 152043.374 | 454 | 4571.6205 | 8.2545 | 83.1204 | 26137.3203 | 2764.425
450-50R | 20550.2749 | 2776.4439 | 450 | 1683 | 450-50R | 0.35398 | 1130265.1212 | 152704.4121 | 454 | 18831.3562 | 8.2545 | 342.3883 | 20550.2749 | 2776.4439
450-88R | 26458.752 | 2909.1393 | 450 | 1684 | 450-88R | 2.8638 | 1455231.3592 | 160002.661 | 454 | 2620.2682 | 8.2545 | 47.6412 | 26458.752 | 2909.1393
451-38F | 26567.1545 | 2594.0769 | 451 | 1685 | 451-38F | 0.98125 | 1461193.5 | 142674.2284 | 454 | 7083.8765 | 8.2545 | 128.7978 | 26567.1545 | 2594.0769
452-1403 | 4485.3549 | 1536.6285 | 452 | 1687 | 452-1403 | 0.20947 | 246694.5199 | 84514.5666 |  |  |  |  | 4485.3549 | 1536.6285
452-1404F | 18606.8414 | 3030.6885 | 452 | 1688 | 452-1404F | 0.80795 | 1023376.2782 | 166687.8671 | 454 | 12100.8773 | 8.2545 | 220.016 | 18606.8414 | 3030.6885
452-1405 | 20943.5588 | 2855.4294 | 452 | 1689 | 452-1405 | 0.38939 | 1151895.7332 | 157048.6188 | 454 | 25110.8933 | 8.2545 | 456.5617 | 20943.5588 | 2855.4294
452-37AE | 32117.151 | 2839.9532 | 452 | 1690 | 452-37AE | 0.40966 | 1766443.3054 | 156197.4243 | 454 | 23865.0212 | 8.2545 | 433.9095 | 32117.151 | 2839.9532
452-38AE | 33656.3866 | 2932.9997 | 452 | 1691 | 452-38AE | 2.7653 | 1851101.2628 | 161314.9848 | 454 | 3535.4817 | 8.2545 | 64.2815 | 33656.3866 | 2932.9997
452-39AE | 34222.5409 | 2881.7181 | 452 | 1692 | 452-39AE | 1.3443 | 1882239.7488 | 158494.4974 | 454 | 7567.0235 | 8.2545 | 137.5822 | 34222.5409 | 2881.7181
452-47 | 18787.1784 | 2395.885 | 452 | 1693 | 452-47 | 1.9032 | 1033294.8119 | 131773.6751 | 454 | 5584.3565 | 8.2545 | 101.5338 | 18787.1784 | 2395.885
452-717 | 30615.4643 | 2584.2429 | 452 | 1694 | 452-717 | 0.37917 | 1683850.5354 | 142133.3605 | 454 | 33156.8926 | 8.2545 | 602.8526 | 30615.4643 | 2584.2429
453-32R | 19531.6813 | 2360.3545 | 453 | 1695 | 453-32R | 1.3636 | 1074242.47 | 129819.4957 | 454 | 4004.6969 | 8.2545 | 72.8127 | 19531.6813 | 2360.3545
453-41 | 27396.2253 | 2552.002 | 453 | 1696 | 453-41 | 0.29811 | 1506792.3938 | 140360.1119 | 454 | 22423.5694 | 8.2545 | 407.7013 | 27396.2253 | 2552.002
454-1814 | 4485.3549 | 1536.6285 | 454 | 1697 | 454-1814 | 0.095455 | 246694.5199 | 84514.5666 |  |  |  |  | 4485.3549 | 1536.6285
454-45AE | 22833.3916 | 2712.5567 | 454 | 1698 | 454-45AE | 4.446 | 1255836.5389 | 149190.6196 | 454 | 2227.0612 | 8.2545 | 40.492 | 22833.3916 | 2712.5567
454-47R | 21277.0548 | 2428.5409 | 454 | 1699 | 454-47R | 0.29072 | 1170238.0132 | 133569.7468 | 454 | 35550.869 | 8.2545 | 646.3794 | 21277.0548 | 2428.5409
454-48F | 29535.7867 | 3252.2194 | 454 | 1700 | 454-48F | 3.4244 | 1624468.2665 | 178872.0692 | 454 | 2855.0262 | 8.2545 | 51.9096 | 29535.7867 | 3252.2194
454-49F | 26374.5572 | 2782.065 | 454 | 1701 | 454-49F | 1.5466 | 1450600.6447 | 153013.5735 | 454 | 6432.6775 | 8.2545 | 116.9578 | 26374.5572 | 2782.065
454-53F | 25754.8143 | 2622.8138 | 454 | 1702 | 454-53F | 0.73504 | 1416514.786 | 144254.76 | 454 | 13300.6611 | 8.2545 | 241.8302 | 25754.8143 | 2622.8138
456-5 | 20989.0537 | 2495.1161 | 456 | 1703 | 456-5 | 5.0542 | 1154397.9537 | 137231.3842 | 454 | 1251.069 | 8.2545 | 22.7467 | 20989.0537 | 2495.1161
458-33F | 17150.3063 | 3012.3999 | 458 | 1705 | 458-33F | 1.322 | 943266.8468 | 165681.9929 | 454 | 7230.9972 | 8.2545 | 131.4727 | 17150.3063 | 3012.3999
458-41F | 22077.8396 | 2526.4914 | 458 | 1707 | 458-41F | 0.072159 | 1214281.1792 | 138957.0286 | 454 | 90392.8841 | 8.2545 | 1643.507 | 22077.8396 | 2526.4914
458-43F | 19893.3709 | 2191.5485 | 458 | 1708 | 458-43F | 0.82235 | 1094135.4001 | 120535.1662 | 454 | 5313.0561 | 8.2545 | 96.601 | 19893.3709 | 2191.5485
458-44F | 4485.3549 | 1536.6285 | 458 | 1709 | 458-44F | 0.18371 | 246694.5199 | 84514.5666 |  |  |  |  | 4485.3549 | 1536.6285
461-24F | 21535.6656 | 2867.213 | 461 | 1722 | 461-24F | 0.37538 | 1184461.6075 | 157696.716 | 454 | 23076.0011 | 8.2545 | 419.5637 | 21535.6656 | 2867.213
461-644R | 19423.2861 | 2348.289 | 461 | 1724 | 461-644R | 0.15341 | 1068280.7332 | 129155.8933 | 454 | 35091.5045 | 8.2545 | 638.0274 | 19423.2861 | 2348.289
462-1034F | 23002.9366 | 2481.9859 | 462 | 1727 | 462-1034F | 0.67557 | 1265161.5113 | 136509.2253 | 454 | 9235.8833 | 8.2545 | 167.9252 | 23002.9366 | 2481.9859
462-1035F | 4485.3549 | 1536.6285 | 462 | 1728 | 462-1035F | 0.022159 | 246694.5199 | 84514.5666 |  |  |  |  | 4485.3549 | 1536.6285
462-1521F | 19122.4258 | 2722.1055 | 462 | 1729 | 462-1521F | 0.38561 | 1051733.4211 | 149715.8049 | 454 | 20116.6466 | 8.2545 | 365.7572 | 19122.4258 | 2722.1055
462-1523F | 18879.074 | 2269.461 | 462 | 1730 | 462-1523F | 0.43258 | 1038349.0677 | 124820.3537 | 454 | 11269.1164 | 8.2545 | 204.893 | 18879.074 | 2269.461
462-868 | 17538.0388 | 2238.8334 | 462 | 1731 | 462-868 | 1.1962 | 964592.1343 | 123135.8349 | 454 | 3909.2986 | 8.2545 | 71.0782 | 17538.0388 | 2238.8334
463-1136F | 4485.3549 | 1536.6285 | 463 | 1733 | 463-1136F | 0.58561 | 246694.5199 | 84514.5666 |  |  |  |  | 4485.3549 | 1536.6285
463-1137F | 4485.3549 | 1536.6285 | 463 | 1734 | 463-1137F | 0.125 | 246694.5199 | 84514.5666 |  |  |  |  | 4485.3549 | 1536.6285
463-1229 | 18203.525 | 3014.6694 | 463 | 1735 | 463-1229 | 11.4998 | 1001193.8732 | 165806.8148 | 454 | 850.1743 | 8.2545 | 15.4577 | 18203.525 | 3014.6694
470-40AE | 27298.516 | 3130.493 | 470 | 1759 | 470-40AE | 6.1881 | 1501418.381 | 172177.1169 | 454 | 1579.9349 | 8.2545 | 28.7261 | 27298.516 | 3130.493
470-47R | 22588.6618 | 3177.1304 | 470 | 1760 | 470-47R | 24.3072 | 1242376.3986 | 174742.1711 | 454 | 402.2196 | 8.2545 | 7.3131 | 22588.6618 | 3177.1304
471-36F | 31864.4216 | 2925.2254 | 471 | 1761 | 471-36F | 3.0515 | 1752543.1896 | 160887.3953 | 454 | 2490.771 | 8.2545 | 45.2867 | 31864.4216 | 2925.2254
473-36R | 19177.502 | 2520.5954 | 473 | 1764 | 473-36R | 7.6824 | 1054762.6099 | 138632.7461 | 454 | 654.2174 | 8.2545 | 11.8949 | 19177.502 | 2520.5954
474-22AE | 30213.1194 | 2759.2105 | 474 | 1765 | 474-22AE | 7.8458 | 1661721.5693 | 151756.5759 | 454 | 1018.2977 | 8.2545 | 18.5145 | 30213.1194 | 2759.2105
474-29 | 32479.0443 | 2845.0244 | 474 | 1766 | 474-29 | 1.6438 | 1786347.4338 | 156476.3418 | 454 | 5185.95 | 8.2545 | 94.29 | 32479.0443 | 2845.0244
475-763F | 20725.2964 | 2336.0903 | 475 | 1767 | 475-763F | 1.4441 | 1139891.3045 | 128484.9676 | 454 | 3673.3821 | 8.2545 | 66.7888 | 20725.2964 | 2336.0903
476-6F | 4485.3549 | 1536.6285 | 476 | 1769 | 476-6F | 0.074053 | 246694.5199 | 84514.5666 |  |  |  |  | 4485.3549 | 1536.6285
480-1163R | 18452.9561 | 2217.6743 | 480 | 1775 | 480-1163R | 1.703 | 1014912.5869 | 121972.0843 | 454 | 2665.2667 | 8.2545 | 48.4594 | 18452.9561 | 2217.6743
480-32 | 18686.3067 | 2217.248 | 480 | 1776 | 480-32 | 3.2985 | 1027746.8667 | 121948.6392 | 454 | 1375.2561 | 8.2545 | 25.0047 | 18686.3067 | 2217.248
480-35 | 20872.434 | 2313.0049 | 480 | 1777 | 480-35 | 8.6667 | 1147983.8704 | 127215.2706 | 454 | 594.9294 | 8.2545 | 10.8169 | 20872.434 | 2313.0049
481-30 | 19616.7198 | 2160.0975 | 481 | 1778 | 481-30 | 1.3915 | 1078919.5901 | 118805.3637 | 454 | 2992.7087 | 8.2545 | 54.4129 | 19616.7198 | 2160.0975
482-381F | 19903.2727 | 2169.006 | 482 | 1783 | 482-381F | 0.72992 | 1094679.997 | 119295.3297 | 454 | 5784.6707 | 8.2545 | 105.1758 | 19903.2727 | 2169.006
482-382F | 18328.9309 | 2240.1489 | 482 | 1784 | 482-382F | 1.3275 | 1008091.2004 | 123208.1873 | 454 | 3529.2011 | 8.2545 | 64.1673 | 18328.9309 | 2240.1489
486-61R | 24995.096 | 2901.041 | 486 | 1789 | 486-61R | 7.35 | 1374730.2806 | 159557.2571 | 454 | 1207.0735 | 8.2545 | 21.9468 | 24995.096 | 2901.041
486-91 | 23945.0247 | 2638.7668 | 486 | 1790 | 486-91 | 1.2538 | 1316976.3573 | 145132.1758 | 454 | 5769.0931 | 8.2545 | 104.8926 | 23945.0247 | 2638.7668
488-32R | 20041.0069 | 2470.0278 | 488 | 1791 | 488-32R | 1.7337 | 1102255.3775 | 135851.5283 | 454 | 3554.9302 | 8.2545 | 64.6351 | 20041.0069 | 2470.0278
489-19AE | 17802.821 | 2366.5387 | 489 | 1793 | 489-19AE | 1.5763 | 979155.1541 | 130159.6273 | 454 | 3489.5679 | 8.2545 | 63.4467 | 17802.821 | 2366.5387
489-33 | 18483.9604 | 2004.3831 | 489 | 1794 | 489-33 | 0.44773 | 1016617.8232 | 110241.0721 | 454 | 7019.4003 | 8.2545 | 127.6255 | 18483.9604 | 2004.3831
490-23 | 25965.9727 | 2459.592 | 490 | 1796 | 490-23 | 0.13485 | 1428128.5003 | 135277.5595 | 454 | 45211.0089 | 8.2545 | 822.0183 | 25965.9727 | 2459.592
490-36 | 4485.3549 | 1536.6285 | 490 | 1797 | 490-36 | 0.037879 | 246694.5199 | 84514.5666 |  |  |  |  | 4485.3549 | 1536.6285
492-1090F | 18595.2331 | 2523.8633 | 492 | 1798 | 492-1090F | 1.5292 | 1022737.8223 | 138812.48 | 454 | 3322.6586 | 8.2545 | 60.412 | 18595.2331 | 2523.8633
492-1091F | 18104.4065 | 2467.1319 | 492 | 1799 | 492-1091F | 2.8909 | 995742.3548 | 135692.2524 | 454 | 1630.6076 | 8.2545 | 29.6474 | 18104.4065 | 2467.1319
492-14R | 19949.2414 | 2500.2111 | 492 | 1801 | 492-14R | 5.4803 | 1097208.2795 | 137511.6117 | 454 | 899.2485 | 8.2545 | 16.35 | 19949.2414 | 2500.2111
492-343R | 21105.3804 | 2976.8595 | 492 | 1802 | 492-343R | 2.5119 | 1160795.9243 | 163727.2701 | 454 | 3168.496 | 8.2545 | 57.609 | 21105.3804 | 2976.8595
493-478R | 21571.9552 | 2359.7674 | 493 | 1807 | 493-478R | 2.3403 | 1186457.5334 | 129787.2093 | 454 | 2331.7871 | 8.2545 | 42.3961 | 21571.9552 | 2359.7674
493-480R | 4485.3549 | 1536.6285 | 493 | 1808 | 493-480R | 0.16818 | 246694.5199 | 84514.5666 |  |  |  |  | 4485.3549 | 1536.6285
493-485F | 28942.4961 | 2820.5475 | 493 | 1809 | 493-485F | 0.27178 | 1591837.2853 | 155130.1104 | 454 | 30804.7225 | 8.2545 | 560.0859 | 28942.4961 | 2820.5475
496-21 | 4485.3549 | 1536.6285 | 496 | 1811 | 496-21 | 0.33125 | 246694.5199 | 84514.5666 |  |  |  |  | 4485.3549 | 1536.6285
497-888F | 33092.7584 | 2996.5929 | 497 | 1814 | 497-888F | 0.96155 | 1820101.7135 | 164812.6094 | 454 | 9840.252 | 8.2545 | 178.9137 | 33092.7584 | 2996.5929
500-1531 | 29602.7936 | 3250.0712 | 500 | 1819 | 500-1531 | 0.97708 | 1628153.6461 | 178753.9134 | 454 | 10006.538 | 8.2545 | 181.9371 | 29602.7936 | 3250.0712
501-786 | 41591.8206 | 3010.1892 | 501 | 1822 | 501-786 | 1.0485 | 2287550.1357 | 165560.4078 | 454 | 9104.1532 | 8.2545 | 165.5301 | 41591.8206 | 3010.1892
504-1563 | 25885.7957 | 2422.4385 | 504 | 1830 | 504-1563 | 5.515 | 1423718.7626 | 133234.1156 | 454 | 1062.4126 | 8.2545 | 19.3166 | 25885.7957 | 2422.4385
504-2501R | 24307.9356 | 2800.2099 | 504 | 1831 | 504-2501R | 4.6487 | 1336936.4581 | 154011.5463 | 454 | 1773.7084 | 8.2545 | 32.2492 | 24307.9356 | 2800.2099
504-287R | 20400.0238 | 2898.9853 | 504 | 1832 | 504-287R | 7.1044 | 1122001.3063 | 159444.1896 | 454 | 1247.0175 | 8.2545 | 22.673 | 20400.0238 | 2898.9853
504-40R | 29617.716 | 2647.4807 | 504 | 1833 | 504-40R | 5.5331 | 1628974.3782 | 145611.4385 | 454 | 1317.1781 | 8.2545 | 23.9487 | 29617.716 | 2647.4807
505-1676F | 22308.6975 | 2539.6222 | 505 | 1834 | 505-1676F | 3.6504 | 1226978.3598 | 139679.2189 | 454 | 1809.6901 | 8.2545 | 32.9035 | 22308.6975 | 2539.6222
505-635R | 26332.3416 | 2504.9755 | 505 | 1836 | 505-635R | 14.8953 | 1448278.7905 | 137773.6536 | 454 | 428.718 | 8.2545 | 7.7949 | 26332.3416 | 2504.9755
506-160AE | 4485.3549 | 1536.6285 | 506 | 1837 | 506-160AE | 0.047538 | 246694.5199 | 84514.5666 |  |  |  |  | 4485.3549 | 1536.6285
506-161 | 22333.4821 | 2595.8761 | 506 | 1838 | 506-161 | 1.3831 | 1228341.5177 | 142773.1846 | 454 | 5033.7715 | 8.2545 | 91.5231 | 22333.4821 | 2595.8761
506-844 | 17861.1315 | 2274.046 | 506 | 1840 | 506-844 | 4.4078 | 982362.2301 | 125072.5316 | 454 | 1112.6748 | 8.2545 | 20.2305 | 17861.1315 | 2274.046
507-1733 | 19615.6952 | 2636.0007 | 507 | 1843 | 507-1733 | 0.86723 | 1078863.2363 | 144980.0391 | 454 | 8320.4444 | 8.2545 | 151.2808 | 19615.6952 | 2636.0007
508-1027F | 27233.0313 | 2271.2701 | 508 | 1847 | 508-1027F | 0.041667 | 1497816.7232 | 124919.8537 | 454 | 117274.8361 | 8.2545 | 2132.2697 | 27233.0313 | 2271.2701
509-1227R | 20779.5901 | 2546.9708 | 509 | 1853 | 509-1227R | 1.3991 | 1142877.4545 | 140083.3916 | 454 | 4755.1362 | 8.2545 | 86.457 | 20779.5901 | 2546.9708
51-861R | 18863.5527 | 2196.8659 | 51 | 1857 | 51-861R | 1.5765 | 1037495.396 | 120827.6223 | 454 | 2793.3628 | 8.2545 | 50.7884 | 18863.5527 | 2196.8659
510-49R | 28197.2057 | 3110.2523 | 510 | 1858 | 510-49R | 1.9981 | 1550846.3121 | 171063.8754 | 454 | 4399.9935 | 8.2545 | 79.9999 | 28197.2057 | 3110.2523
511-831 | 4485.3549 | 1536.6285 | 511 | 1862 | 511-831 | 0.15682 | 246694.5199 | 84514.5666 |  |  |  |  | 4485.3549 | 1536.6285
512-50AE | 23454.7702 | 2406.8508 | 512 | 1866 | 512-50AE | 1.0134 | 1290012.3594 | 132376.7966 | 454 | 4267.0268 | 8.2545 | 77.5823 | 23454.7702 | 2406.8508
513-42F | 27368.7682 | 2670.5882 | 513 | 1867 | 513-42F | 0.5108 | 1505282.2516 | 146882.3526 | 454 | 11721.4548 | 8.2545 | 213.1174 | 27368.7682 | 2670.5882
513-45F | 18981.5634 | 2271.5891 | 513 | 1868 | 513-45F | 0.067803 | 1043985.9859 | 124937.3989 | 454 | 72098.7735 | 8.2545 | 1310.8868 | 18981.5634 | 2271.5891
515-49R | 19140.0858 | 2711.2843 | 515 | 1870 | 515-49R | 0.2803 | 1052704.7167 | 149120.6348 | 454 | 27431.8997 | 8.2545 | 498.7618 | 19140.0858 | 2711.2843
516-5F | 18906.9602 | 2537.8 | 516 | 1872 | 516-5F | 0.75947 | 1039882.8126 | 139578.9982 | 454 | 8683.0154 | 8.2545 | 157.873 | 18906.9602 | 2537.8
516-7F | 20512.8141 | 2520.9494 | 516 | 1873 | 516-7F | 0.18125 | 1128204.7778 | 138652.215 | 454 | 35792.8324 | 8.2545 | 650.7788 | 20512.8141 | 2520.9494
518-39 | 20429.2413 | 2197.18 | 518 | 1874 | 518-39 | 0.38144 | 1123608.2725 | 120844.8985 | 454 | 11550.5165 | 8.2545 | 210.0094 | 20429.2413 | 2197.18
518-41 | 4485.3549 | 1536.6285 | 518 | 1876 | 518-41 | 0.051326 | 246694.5199 | 84514.5666 |  |  |  |  | 4485.3549 | 1536.6285
518-42AE | 37324.8042 | 2907.1488 | 518 | 1877 | 518-42AE | 0.17367 | 2052864.2314 | 159893.1867 | 454 | 51301.8551 | 8.2545 | 932.761 | 37324.8042 | 2907.1488
519-46R | 20541.8074 | 2317.0943 | 519 | 1879 | 519-46R | 2.6335 | 1129799.4057 | 127440.1845 | 454 | 1967.8691 | 8.2545 | 35.7794 | 20541.8074 | 2317.0943
52-16F | 19351.2063 | 2275.3389 | 52 | 1880 | 52-16F | 0.30947 | 1064316.3461 | 125143.639 | 454 | 15874.8063 | 8.2545 | 288.6328 | 19351.2063 | 2275.3389
52-17F | 20855.8627 | 2169.0575 | 52 | 1881 | 52-17F | 0.69072 | 1147072.4494 | 119298.1646 | 454 | 6113.4891 | 8.2545 | 111.1543 | 20855.8627 | 2169.0575
52-18F | 17405.6328 | 2394.9959 | 52 | 1882 | 52-18F | 2.2767 | 957309.8043 | 131724.7733 | 454 | 2496.3107 | 8.2545 | 45.3875 | 17405.6328 | 2394.9959
52-20R | 17605.2972 | 2263.6777 | 52 | 1883 | 52-20R | 1.9439 | 968291.3459 | 124502.2756 | 454 | 2488.41 | 8.2545 | 45.2438 | 17605.2972 | 2263.6777
520-1045R | 33267.3226 | 3195.1006 | 520 | 1884 | 520-1045R | 8.2123 | 1829702.7433 | 175730.5316 | 454 | 1119.7545 | 8.2545 | 20.3592 | 33267.3226 | 3195.1006
520-10R | 30456.3416 | 3105.5128 | 520 | 1885 | 520-10R | 4.5294 | 1675098.7857 | 170803.2049 | 454 | 1932.8807 | 8.2545 | 35.1433 | 30456.3416 | 3105.5128
520-1489R | 27610.6508 | 3147.8613 | 520 | 1886 | 520-1489R | 16.4032 | 1518585.7947 | 173132.3698 | 454 | 548.3067 | 8.2545 | 9.9692 | 27610.6508 | 3147.8613
520-1509R | 29461.0963 | 3081.1678 | 520 | 1887 | 520-1509R | 13.2937 | 1620360.2988 | 169464.2293 | 454 | 638.8257 | 8.2545 | 11.615 | 29461.0963 | 3081.1678
520-1525R | 26138.9929 | 3196.2096 | 520 | 1888 | 520-1525R | 7.4684 | 1437644.6102 | 175791.5283 | 454 | 1244.2537 | 8.2545 | 22.6228 | 26138.9929 | 3196.2096
520-1527R | 28743.7482 | 3187.2418 | 520 | 1889 | 520-1527R | 10.018 | 1580906.1509 | 175298.3016 | 454 | 913.397 | 8.2545 | 16.6072 | 28743.7482 | 3187.2418
520-1902R | 23274.3953 | 2691.3692 | 520 | 1890 | 520-1902R | 6.5758 | 1280091.7408 | 148025.305 | 454 | 935.2886 | 8.2545 | 17.0052 | 23274.3953 | 2691.3692
520-1904 | 25375.4135 | 2816.7745 | 520 | 1891 | 520-1904 | 5.4665 | 1395647.7429 | 154922.5995 | 454 | 1270.7758 | 8.2545 | 23.105 | 25375.4135 | 2816.7745
520-1936 | 4485.3549 | 1536.6285 | 520 | 1892 | 520-1936 | 0.1358 | 246694.5199 | 84514.5666 |  |  |  |  | 4485.3549 | 1536.6285
520-22R | 24519.4981 | 2710.2735 | 520 | 1893 | 520-22R | 1.9752 | 1348572.3966 | 149065.0418 | 454 | 3174.7129 | 8.2545 | 57.7221 | 24519.4981 | 2710.2735
520-35R | 31783.8904 | 3246.2094 | 520 | 1894 | 520-35R | 13.971 | 1748113.973 | 178541.5187 | 454 | 680.9682 | 8.2545 | 12.3812 | 31783.8904 | 3246.2094
520-45 | 27823.6058 | 3150.0135 | 520 | 1896 | 520-45 | 8.7233 | 1530298.3206 | 173250.7431 | 454 | 1032.5733 | 8.2545 | 18.7741 | 27823.6058 | 3150.0135
521-14R | 28565.2587 | 3177.3193 | 521 | 1897 | 521-14R | 12.7723 | 1571089.2308 | 174752.563 | 454 | 770.044 | 8.2545 | 14.0008 | 28565.2587 | 3177.3193
521-1819R | 27955.6757 | 2689.7866 | 521 | 1898 | 521-1819R | 5.3453 | 1537562.1627 | 147938.2609 | 454 | 1812.6656 | 8.2545 | 32.9576 | 27955.6757 | 2689.7866
521-1856R | 30607.1813 | 3111.9497 | 521 | 1899 | 521-1856R | 12.1964 | 1683394.9705 | 171157.2353 | 454 | 801.6112 | 8.2545 | 14.5747 | 30607.1813 | 3111.9497
521-18R | 26977.857 | 3096.5625 | 521 | 1900 | 521-18R | 12.6528 | 1483782.1323 | 170310.9392 | 454 | 781.564 | 8.2545 | 14.2103 | 26977.857 | 3096.5625
521-27R | 30353.2362 | 2888.5283 | 521 | 1901 | 521-27R | 10.1674 | 1669427.9925 | 158869.0569 | 454 | 961.5856 | 8.2545 | 17.4834 | 30353.2362 | 2888.5283
521-32R | 27543.3081 | 3213.304 | 521 | 1902 | 521-32R | 9.9972 | 1514881.9431 | 176731.7186 | 454 | 977.9638 | 8.2545 | 17.7812 | 27543.3081 | 3213.304
521-700R | 34539.4944 | 2954.215 | 521 | 1903 | 521-700R | 13.3788 | 1899672.1919 | 162481.8259 | 454 | 732.274 | 8.2545 | 13.3141 | 34539.4944 | 2954.215
522-34 | 22160.2953 | 2776.5286 | 522 | 1904 | 522-34 | 1.233 | 1218816.2414 | 152709.0728 | 454 | 5427.478 | 8.2545 | 98.6814 | 22160.2953 | 2776.5286
522-36 | 20840.4344 | 2641.0807 | 522 | 1905 | 522-36 | 1.3595 | 1146223.8945 | 145259.4404 | 454 | 4287.5683 | 8.2545 | 77.9558 | 20840.4344 | 2641.0807
522-38R | 29595.841 | 2865.7023 | 522 | 1906 | 522-38R | 12.9818 | 1627771.2571 | 157613.6291 | 454 | 558.9107 | 8.2545 | 10.162 | 29595.841 | 2865.7023
523-31AE | 21987.5758 | 2666.0127 | 523 | 1907 | 523-31AE | 2.7023 | 1209316.6668 | 146630.7002 | 454 | 2216.0734 | 8.2545 | 40.2922 | 21987.5758 | 2666.0127
524-1782F | 25549.7342 | 3094.5841 | 524 | 1908 | 524-1782F | 7.6273 | 1405235.3795 | 170202.1229 | 454 | 1140.3029 | 8.2545 | 20.7328 | 25549.7342 | 3094.5841
524-27R | 26275.75 | 2931.7193 | 524 | 1909 | 524-27R | 11.4695 | 1445166.2496 | 161244.5627 | 454 | 669.7131 | 8.2545 | 12.1766 | 26275.75 | 2931.7193
524-46R | 25508.971 | 3119.6877 | 524 | 1910 | 524-46R | 11.0532 | 1402993.4029 | 171582.8239 | 454 | 794.2739 | 8.2545 | 14.4413 | 25508.971 | 3119.6877
524-50R | 26076.305 | 3109.5943 | 524 | 1911 | 524-50R | 9.3718 | 1434196.7727 | 171027.6873 | 454 | 930.0992 | 8.2545 | 16.9109 | 26076.305 | 3109.5943
524-69R | 26172.6076 | 3122.7145 | 524 | 1912 | 524-69R | 30.7532 | 1439493.4168 | 171749.2999 | 454 | 286.1074 | 8.2545 | 5.202 | 26172.6076 | 3122.7145
53-49 | 18046.762 | 2168.6252 | 53 | 1916 | 53-49 | 0.99716 | 992571.9102 | 119274.3844 | 454 | 4231.9116 | 8.2545 | 76.9438 | 18046.762 | 2168.6252
531-36AE | 18342.3784 | 2267.7552 | 531 | 1918 | 531-36AE | 2.9688 | 1008830.8142 | 124726.5363 | 454 | 1638.3019 | 8.2545 | 29.7873 | 18342.3784 | 2267.7552
532-1293F | 18691.0261 | 2409.8325 | 532 | 1919 | 532-1293F | 0.46723 | 1028006.4334 | 132540.7902 | 454 | 12367.3386 | 8.2545 | 224.8607 | 18691.0261 | 2409.8325
532-762 | 29387.9988 | 2888.6218 | 532 | 1922 | 532-762 | 0.089583 | 1616339.9356 | 158874.2015 | 454 | 98177.1933 | 8.2545 | 1785.0399 | 29387.9988 | 2888.6218
532-763 | 20840.5802 | 2808.9932 | 532 | 1923 | 532-763 | 4.6807 | 1146231.9137 | 154494.6262 | 454 | 1466.1886 | 8.2545 | 26.658 | 20840.5802 | 2808.9932
533-7AE | 17627.8943 | 3208.3962 | 533 | 1924 | 533-7AE | 1.9184 | 969534.1854 | 176461.7931 | 454 | 4885.5451 | 8.2545 | 88.8281 | 17627.8943 | 3208.3962
540-241R | 4485.3549 | 1536.6285 | 540 | 1946 | 540-241R | 1.2638 | 246694.5199 | 84514.5666 |  |  |  |  | 4485.3549 | 1536.6285
545-47F | 18277.4632 | 2519.0186 | 545 | 1965 | 545-47F | 1.3625 | 1005260.476 | 138546.0222 | 454 | 3707.6917 | 8.2545 | 67.4126 | 18277.4632 | 2519.0186
545-50F | 18152.1035 | 2430.3614 | 545 | 1967 | 545-50F | 1.3824 | 998365.6912 | 133669.8793 | 454 | 3238.8711 | 8.2545 | 58.8886 | 18152.1035 | 2430.3614
545-874R | 18862.7711 | 2486.5014 | 545 | 1968 | 545-874R | 1.7583 | 1037452.4092 | 136757.5757 | 454 | 2753.4628 | 8.2545 | 50.063 | 18862.7711 | 2486.5014
545-885R | 20089.5793 | 2463.737 | 545 | 1969 | 545-885R | 0.24962 | 1104926.8633 | 135505.5365 | 454 | 18804.411 | 8.2545 | 341.8984 | 20089.5793 | 2463.737
546-12 | 20280.4242 | 2232.9361 | 546 | 1970 | 546-12 | 0.27045 | 1115423.3295 | 122811.4862 | 454 | 11775.6804 | 8.2545 | 214.1033 | 20280.4242 | 2232.9361
546-14R | 19356.0006 | 2454.3059 | 546 | 1971 | 546-14R | 1.7828 | 1064580.0317 | 134986.8246 | 454 | 2598.7196 | 8.2545 | 47.2494 | 19356.0006 | 2454.3059
546-525R | 17883.9435 | 2305.6842 | 546 | 1972 | 546-525R | 1.2725 | 983616.8945 | 126812.6294 | 454 | 2878.7183 | 8.2545 | 52.3403 | 17883.9435 | 2305.6842
547-22R | 18158.9889 | 2453.0951 | 547 | 1973 | 547-22R | 2.2199 | 998744.3902 | 134920.2327 | 454 | 2727.6872 | 8.2545 | 49.5943 | 18158.9889 | 2453.0951
548-12F | 19490.475 | 2013.6769 | 548 | 1976 | 548-12F | 0.1072 | 1071976.1224 | 110752.2294 | 454 | 29889.6446 | 8.2545 | 543.4481 | 19490.475 | 2013.6769
548-14F | 19258.039 | 2244.0935 | 548 | 1977 | 548-14F | 0.3733 | 1059192.1454 | 123425.1448 | 454 | 12618.5719 | 8.2545 | 229.4286 | 19258.039 | 2244.0935
548-15F | 20111.121 | 2251.0846 | 548 | 1978 | 548-15F | 0.91723 | 1106111.6572 | 123809.6548 | 454 | 5184.8915 | 8.2545 | 94.2708 | 20111.121 | 2251.0846
548-17F | 26551.5313 | 2465.7594 | 548 | 1979 | 548-17F | 1.625 | 1460334.2222 | 135616.7682 | 454 | 3775.9973 | 8.2545 | 68.6545 | 26551.5313 | 2465.7594
548-18F | 18301.5604 | 2146.3695 | 548 | 1980 | 548-18F | 0.49186 | 1006585.8199 | 118050.3235 | 454 | 8284.3384 | 8.2545 | 150.6243 | 18301.5604 | 2146.3695
549-33F | 24997.7027 | 2838.1181 | 549 | 1981 | 549-33F | 0.18333 | 1374873.6497 | 156096.4967 | 454 | 46262.5181 | 8.2545 | 841.1367 | 24997.7027 | 2838.1181
549-36F | 26824.2549 | 2818.7391 | 549 | 1983 | 549-36F | 0.61705 | 1475334.0192 | 155030.6505 | 454 | 13549.8216 | 8.2545 | 246.3604 | 26824.2549 | 2818.7391
55-479F | 36979.963 | 2939.9662 | 55 | 1985 | 55-479F | 0.56402 | 2033897.9667 | 161698.1436 | 454 | 16156.9449 | 8.2545 | 293.7626 | 36979.963 | 2939.9662
55-483F | 21866.6049 | 2663.183 | 55 | 1986 | 55-483F | 2.0466 | 1202663.2697 | 146475.0673 | 454 | 3609.4233 | 8.2545 | 65.6259 | 21866.6049 | 2663.183
55-484F | 19732.7995 | 2208.0277 | 55 | 1987 | 55-484F | 0.26932 | 1085303.9747 | 121441.526 | 454 | 16621.0642 | 8.2545 | 302.2012 | 19732.7995 | 2208.0277
550-665R | 18362.1957 | 2323.458 | 550 | 1988 | 550-665R | 2.4419 | 1009920.7644 | 127790.192 | 454 | 2139.1327 | 8.2545 | 38.8933 | 18362.1957 | 2323.458
551-19 | 19717.1216 | 2381.3343 | 551 | 1989 | 551-19 | 3.7017 | 1084441.6854 | 130973.3866 | 454 | 1511.6589 | 8.2545 | 27.4847 | 19717.1216 | 2381.3343
553-27R | 22214.1605 | 2443.4803 | 553 | 1990 | 553-27R | 9.9523 | 1221778.8254 | 134391.4172 | 454 | 602.2477 | 8.2545 | 10.95 | 22214.1605 | 2443.4803
555-21F | 4485.3549 | 1536.6285 | 555 | 1997 | 555-21F | 0.052273 | 246694.5199 | 84514.5666 |  |  |  |  | 4485.3549 | 1536.6285
555-24F | 18410.2323 | 2741.3818 | 555 | 1999 | 555-24F | 1.8519 | 1012562.7764 | 150776.0005 | 454 | 4253.9433 | 8.2545 | 77.3444 | 18410.2323 | 2741.3818
555-2F | 18741.811 | 2603.1511 | 555 | 2000 | 555-2F | 0.30303 | 1030799.6038 | 143173.3093 | 454 | 23127.777 | 8.2545 | 420.505 | 18741.811 | 2603.1511
558-301R | 21599.316 | 2970.1661 | 558 | 2003 | 558-301R | 2.3458 | 1187962.378 | 163359.1359 | 454 | 3964.1082 | 8.2545 | 72.0747 | 21599.316 | 2970.1661
56-669F | 18195.0195 | 2433.5806 | 56 | 2013 | 56-669F | 0.26648 | 1000726.0708 | 133846.933 | 454 | 16880.5176 | 8.2545 | 306.9185 | 18195.0195 | 2433.5806
56-670F | 18979.0619 | 2480.5021 | 56 | 2014 | 56-670F | 0.5822 | 1043848.4019 | 136427.6156 | 454 | 8249.1032 | 8.2545 | 149.9837 | 18979.0619 | 2480.5021
560-46F | 18004.3241 | 2631.6405 | 560 | 2019 | 560-46F | 0.34962 | 990237.8268 | 144740.2279 | 454 | 20560.202 | 8.2545 | 373.8219 | 18004.3241 | 2631.6405
57-1291F | 23579.3661 | 2534.6159 | 57 | 2042 | 57-1291F | 0.9536 | 1296865.1332 | 139403.8759 | 454 | 5403.0508 | 8.2545 | 98.2373 | 23579.3661 | 2534.6159
57-1292F | 18446.1519 | 2425.1487 | 57 | 2043 | 57-1292F | 0.31117 | 1014538.3556 | 133383.1778 | 454 | 14279.5092 | 8.2545 | 259.6274 | 18446.1519 | 2425.1487
57-1295F | 20092.6148 | 3216.0835 | 57 | 2044 | 57-1295F | 0.70663 | 1105093.8137 | 176884.595 | 454 | 13366.7314 | 8.2545 | 243.0315 | 20092.6148 | 3216.0835
57-1296F | 26018.9971 | 3090.9524 | 57 | 2045 | 57-1296F | 3.8896 | 1431044.8393 | 170002.3841 | 454 | 2229.5105 | 8.2545 | 40.5366 | 26018.9971 | 3090.9524
57-463AE | 20836.2334 | 2535.8203 | 57 | 2046 | 57-463AE | 2.8589 | 1145992.8381 | 139470.1147 | 454 | 1804.9383 | 8.2545 | 32.8171 | 20836.2334 | 2535.8203
57-736 | 19495.3005 | 2542.8099 | 57 | 2047 | 57-736 | 0.78883 | 1072241.5294 | 139854.544 | 454 | 6598.7056 | 8.2545 | 119.9765 | 19495.3005 | 2542.8099
570-489F | 44373.0315 | 2321.6675 | 570 | 2048 | 570-489F | 0.032197 | 2440516.7303 | 127691.7101 | 454 | 161875.8725 | 8.2545 | 2943.1977 | 44373.0315 | 2321.6675
570-490F | 29749.1374 | 2601.0239 | 570 | 2049 | 570-490F | 0.35682 | 1636202.5571 | 143056.316 | 454 | 15642.4444 | 8.2545 | 284.4081 | 29749.1374 | 2601.0239
570-491F | 25327.593 | 2235.68 | 570 | 2050 | 570-491F | 0.33731 | 1393017.6141 | 122962.3996 | 454 | 13803.0012 | 8.2545 | 250.9637 | 25327.593 | 2235.68
571-33 | 23777.1668 | 2801.8979 | 571 | 2052 | 571-33 | 3.0269 | 1307744.1735 | 154104.3823 | 454 | 2266.4069 | 8.2545 | 41.2074 | 23777.1668 | 2801.8979
571-49F | 19172.0121 | 2415.7481 | 571 | 2056 | 571-49F | 2.483 | 1054460.6653 | 132866.1429 | 454 | 2342.5063 | 8.2545 | 42.591 | 19172.0121 | 2415.7481
572-493F | 20471.7058 | 2142.2898 | 572 | 2058 | 572-493F | 0.083523 | 1125943.8197 | 117825.9372 | 454 | 48466.5873 | 8.2545 | 881.2107 | 20471.7058 | 2142.2898
578-227AE | 23688.2007 | 2574.9009 | 578 | 2073 | 578-227AE | 7.3634 | 1302851.039 | 141619.5484 | 454 | 1333.0353 | 8.2545 | 24.237 | 23688.2007 | 2574.9009
578-242F | 20594.0554 | 2436.3291 | 578 | 2074 | 578-242F | 2.7303 | 1132673.0451 | 133998.1023 | 454 | 3580.8902 | 8.2545 | 65.1071 | 20594.0554 | 2436.3291
579-350F | 22548.4026 | 3050.9282 | 579 | 2077 | 579-350F | 0.53295 | 1240162.1456 | 167801.0531 | 454 | 15800.7925 | 8.2545 | 287.2871 | 22548.4026 | 3050.9282
58-110F | 19086.1021 | 2452.38 | 58 | 2079 | 58-110F | 2.9337 | 1049735.6165 | 134880.9003 | 454 | 1574.16 | 8.2545 | 28.6211 | 19086.1021 | 2452.38
58-522 | 19730.7804 | 2801.0775 | 58 | 2084 | 58-522 | 0.46875 | 1085192.9214 | 154059.2622 | 454 | 14623.9057 | 8.2545 | 265.8892 | 19730.7804 | 2801.0775
58-753F | 19599.2376 | 2269.4557 | 58 | 2089 | 58-753F | 0.086174 | 1077958.0655 | 124820.0645 | 454 | 39747.3007 | 8.2545 | 722.6782 | 19599.2376 | 2269.4557
58-754F | 17759.2495 | 2513.2812 | 58 | 2090 | 58-754F | 1.2604 | 976758.7237 | 138230.4659 | 454 | 3978.4918 | 8.2545 | 72.3362 | 17759.2495 | 2513.2812
58-756F | 19936.2955 | 2826.5277 | 58 | 2091 | 58-756F | 0.2536 | 1096496.2521 | 155459.021 | 454 | 27665.1219 | 8.2545 | 503.0022 | 19936.2955 | 2826.5277
580-690AE | 4485.3549 | 1536.6285 | 580 | 2092 | 580-690AE | 0.067992 | 246694.5199 | 84514.5666 |  |  |  |  | 4485.3549 | 1536.6285
581-49 | 19688.6306 | 2602.7406 | 581 | 2095 | 581-49 | 1.9536 | 1082874.681 | 143150.7342 | 454 | 3586.1122 | 8.2545 | 65.202 | 19688.6306 | 2602.7406
583-318F | 4485.3549 | 1536.6285 | 583 | 2100 | 583-318F | 2.2297 | 246694.5199 | 84514.5666 |  |  |  |  | 4485.3549 | 1536.6285
586-3 | 36166.8119 | 3248.8914 | 586 | 2112 | 586-3 | 4.2473 | 1989174.6525 | 178689.0253 | 454 | 2301.8838 | 8.2545 | 41.8524 | 36166.8119 | 3248.8914
59-464AE | 44877.0747 | 2801.8529 | 59 | 2126 | 59-464AE | 0.95284 | 2468239.11 | 154101.9071 | 454 | 10260.4852 | 8.2545 | 186.5543 | 44877.0747 | 2801.8529
59-465 | 23089.4066 | 2941.8458 | 59 | 2127 | 59-465 | 7.5326 | 1269917.3653 | 161801.5166 | 454 | 1297.9361 | 8.2545 | 23.5988 | 23089.4066 | 2941.8458
591-1594R | 23636.3229 | 3022.4918 | 591 | 2136 | 591-1594R | 2.5822 | 1299997.7617 | 166237.0491 | 454 | 3188.0594 | 8.2545 | 57.9647 | 23636.3229 | 3022.4918
591-39AE | 22475.4985 | 2654.3632 | 591 | 2137 | 591-39AE | 5.3142 | 1236152.4172 | 145989.9737 | 454 | 1111.7462 | 8.2545 | 20.2136 | 22475.4985 | 2654.3632
594-1379F | 4485.3549 | 1536.6285 | 594 | 2146 | 594-1379F | 0.51875 | 246694.5199 | 84514.5666 |  |  |  |  | 4485.3549 | 1536.6285
595-1454F | 23884.3265 | 2652.1112 | 595 | 2154 | 595-1454F | 0.82178 | 1313637.9601 | 145866.1157 | 454 | 7185.7664 | 8.2545 | 130.6503 | 23884.3265 | 2652.1112
595-500 | 23707.0291 | 2936.5746 | 595 | 2155 | 595-500 | 1.703 | 1303886.5987 | 161511.6022 | 454 | 4525.4004 | 8.2545 | 82.28 | 23707.0291 | 2936.5746
597-595 | 34039.3553 | 3208.3042 | 597 | 2157 | 597-595 | 17.4087 | 1872164.5392 | 176456.7317 | 454 | 560.0991 | 8.2545 | 10.1836 | 34039.3553 | 3208.3042
599-19R | 30896.1077 | 3119.8837 | 599 | 2162 | 599-19R | 27.9549 | 1699285.926 | 171593.6054 | 454 | 350.0264 | 8.2545 | 6.3641 | 30896.1077 | 3119.8837
60-574 | 19388.972 | 2426.1634 | 60 | 2164 | 60-574 | 1.8136 | 1066393.4616 | 133438.9877 | 454 | 3243.7605 | 8.2545 | 58.9775 | 19388.972 | 2426.1634
60-576F | 17780.2493 | 2249.5218 | 60 | 2166 | 60-576F | 1.1275 | 977913.7119 | 123723.6986 | 454 | 4209.1319 | 8.2545 | 76.5297 | 17780.2493 | 2249.5218
60-603F | 18220.813 | 2419.6644 | 60 | 2168 | 60-603F | 2.7038 | 1002144.7136 | 133081.5397 | 454 | 1629.4177 | 8.2545 | 29.6258 | 18220.813 | 2419.6644
61-13F | 31829.8099 | 2764.7277 | 61 | 2170 | 61-13F | 1.0606 | 1750639.5436 | 152060.0248 | 454 | 6245.9428 | 8.2545 | 113.5626 | 31829.8099 | 2764.7277
61-21F | 22947.0898 | 2813.6852 | 61 | 2171 | 61-21F | 1.4159 | 1262089.9368 | 154752.686 | 454 | 4897.6894 | 8.2545 | 89.0489 | 22947.0898 | 2813.6852
61-23F | 21593.7727 | 2645.5665 | 61 | 2172 | 61-23F | 0.079167 | 1187657.4997 | 145506.1565 | 454 | 74085.4673 | 8.2545 | 1347.0085 | 21593.7727 | 2645.5665
62-22AE | 25674.9476 | 2631.2906 | 62 | 2174 | 62-22AE | 5.15 | 1412122.1187 | 144720.9838 | 454 | 1121.1169 | 8.2545 | 20.3839 | 25674.9476 | 2631.2906
63-35AE | 4485.3549 | 1536.6285 | 63 | 2175 | 63-35AE | 1.9439 | 246694.5199 | 84514.5666 |  |  |  |  | 4485.3549 | 1536.6285
63-797R | 52944.3367 | 3192.382 | 63 | 2176 | 63-797R | 3.729 | 2911938.5212 | 175581.0119 | 454 | 2493.7811 | 8.2545 | 45.3415 | 52944.3367 | 3192.382
64-13F | 4485.3549 | 1536.6285 | 64 | 2177 | 64-13F | 0.11307 | 246694.5199 | 84514.5666 |  |  |  |  | 4485.3549 | 1536.6285
64-14F | 20796.089 | 2482.2383 | 64 | 2178 | 64-14F | 8.9328 | 1143784.8952 | 136523.1054 | 454 | 1094.4846 | 8.2545 | 19.8997 | 20796.089 | 2482.2383
66-1213R | 57825.7441 | 3140.8397 | 66 | 2182 | 66-1213R | 15.3455 | 3180415.9267 | 172746.1813 | 454 | 585.2537 | 8.2545 | 10.641 | 57825.7441 | 3140.8397
67-24R | 25961.7842 | 3096.1414 | 67 | 2183 | 67-24R | 13.6102 | 1427898.1311 | 170287.7764 | 454 | 718.3406 | 8.2545 | 13.0607 | 25961.7842 | 3096.1414
67-34R | 28779.154 | 3126.3692 | 67 | 2184 | 67-34R | 20.3064 | 1582853.4723 | 171950.3061 | 454 | 481.463 | 8.2545 | 8.7539 | 28779.154 | 3126.3692
67-37R | 23061.4623 | 3116.2684 | 67 | 2185 | 67-37R | 8.2782 | 1268380.4259 | 171394.7617 | 454 | 1181.0284 | 8.2545 | 21.4732 | 23061.4623 | 3116.2684
67-45R | 24004.9355 | 3187.2767 | 67 | 2186 | 67-45R | 10.2424 | 1320271.4515 | 175300.2162 | 454 | 954.537 | 8.2545 | 17.3552 | 24004.9355 | 3187.2767
68-27 | 45129.4518 | 3145.9008 | 68 | 2190 | 68-27 | 0.92652 | 2482119.8494 | 173024.5427 | 454 | 9727.0568 | 8.2545 | 176.8556 | 45129.4518 | 3145.9008
68-42 | 67153.3908 | 3200.1512 | 68 | 2191 | 68-42 | 1.2489 | 3693436.4948 | 176008.3171 | 454 | 7484.5628 | 8.2545 | 136.083 | 67153.3908 | 3200.1512
69-45F | 22674.1499 | 2922.1054 | 69 | 2194 | 69-45F | 0.62367 | 1247078.2433 | 160715.7956 | 454 | 30295.4854 | 8.2545 | 550.827 | 22674.1499 | 2922.1054
700-255 | 20922.0008 | 3184.6766 | 700 | 2196 | 700-255 | 1.1786 | 1150710.0431 | 175157.2126 | 454 | 7852.24 | 8.2545 | 142.768 | 20922.0008 | 3184.6766
700-259F | 19162.6031 | 3029.5984 | 700 | 2199 | 700-259F | 0.47121 | 1053943.1689 | 166627.9107 | 454 | 17599.6379 | 8.2545 | 319.9934 | 19162.6031 | 3029.5984
701-48AE | 21163.5368 | 2559.3577 | 701 | 2205 | 701-48AE | 1.6547 | 1163994.5253 | 140764.675 | 454 | 3211.8993 | 8.2545 | 58.3982 | 21163.5368 | 2559.3577
702-25 | 20459.8461 | 3102.6419 | 702 | 2210 | 702-25 | 0.81742 | 1125291.5349 | 170645.3024 | 454 | 10701.1304 | 8.2545 | 194.566 | 20459.8461 | 3102.6419
702-27R | 18795.5434 | 2526.3216 | 702 | 2211 | 702-27R | 6.3924 | 1033754.8863 | 138947.6866 | 454 | 798.1186 | 8.2545 | 14.5112 | 18795.5434 | 2526.3216
702-30 | 19144.5321 | 2564.405 | 702 | 2212 | 702-30 | 4.7468 | 1052949.2677 | 141042.277 | 454 | 1126.5191 | 8.2545 | 20.4822 | 19144.5321 | 2564.405
702-448F | 4485.3549 | 1536.6285 | 702 | 2213 | 702-448F | 0.029545 | 246694.5199 | 84514.5666 |  |  |  |  | 4485.3549 | 1536.6285
703-279R | 21286.8999 | 2490.8612 | 703 | 2214 | 703-279R | 4.4023 | 1170779.4956 | 136997.3634 | 454 | 1106.8792 | 8.2545 | 20.1251 | 21286.8999 | 2490.8612
712-26 | 33901.8089 | 2675.0685 | 712 | 2224 | 712-26 | 0.12216 | 1864599.4896 | 147128.7691 | 454 | 61082.5172 | 8.2545 | 1110.5912 | 33901.8089 | 2675.0685
712-311F | 28224.8705 | 2818.4454 | 712 | 2226 | 712-311F | 0.58958 | 1552367.8768 | 155014.4967 | 454 | 14177.8545 | 8.2545 | 257.7792 | 28224.8705 | 2818.4454
713-169 | 4485.3549 | 1536.6285 | 713 | 2228 | 713-169 | 0.36193 | 246694.5199 | 84514.5666 |  |  |  |  | 4485.3549 | 1536.6285
714-549F | 23639.9194 | 2975.832 | 714 | 2236 | 714-549F | 1.6697 | 1300195.5679 | 163670.7613 | 454 | 5590.2734 | 8.2545 | 101.6413 | 23639.9194 | 2975.832
718-483R | 21106.4336 | 2680.358 | 718 | 2246 | 718-483R | 3.2841 | 1160853.8461 | 147419.6907 | 454 | 2282.2272 | 8.2545 | 41.495 | 21106.4336 | 2680.358
719-20AE | 17215.0234 | 2622.9991 | 719 | 2247 | 719-20AE | 0.1892 | 946826.2877 | 144264.9524 | 454 | 37703.9753 | 8.2545 | 685.5268 | 17215.0234 | 2622.9991
719-21AE | 18292.3519 | 2338.067 | 719 | 2248 | 719-21AE | 1.217 | 1006079.353 | 128593.6857 | 454 | 4369.241 | 8.2545 | 79.4407 | 18292.3519 | 2338.067
719-28 | 4485.3549 | 1536.6285 | 719 | 2249 | 719-28 | 0.011364 | 246694.5199 | 84514.5666 |  |  |  |  | 4485.3549 | 1536.6285
719-33 | 18124.6435 | 2206.6962 | 719 | 2250 | 719-33 | 2.1061 | 996855.3901 | 121368.2893 | 454 | 2121.3539 | 8.2545 | 38.5701 | 18124.6435 | 2206.6962
719-856F | 20476.0953 | 2430.5255 | 719 | 2257 | 719-856F | 0.39356 | 1126185.244 | 133678.903 | 454 | 15019.0535 | 8.2545 | 273.0737 | 20476.0953 | 2430.5255
719-857F | 17562.3123 | 2083.0234 | 719 | 2258 | 719-857F | 0.1572 | 965927.176 | 114566.2893 | 454 | 23283.836 | 8.2545 | 423.3425 | 17562.3123 | 2083.0234
72-12F | 19155.4216 | 2256.9556 | 72 | 2259 | 72-12F | 0.11496 | 1053548.1888 | 124132.5577 | 454 | 41698.8984 | 8.2545 | 758.1618 | 19155.4216 | 2256.9556
72-16 | 18194.5277 | 2371.9738 | 72 | 2260 | 72-16 | 2.4542 | 1000699.0257 | 130458.5583 | 454 | 2255.5975 | 8.2545 | 41.0109 | 18194.5277 | 2371.9738
723-377 | 57758.6511 | 2433.6346 | 723 | 2261 | 723-377 | 0.056439 | 3176725.8115 | 133849.9051 | 454 | 105082.5006 | 8.2545 | 1910.5909 | 57758.6511 | 2433.6346
723-792F | 23997.7873 | 2489.5877 | 723 | 2263 | 723-792F | 0.1303 | 1319878.3038 | 136927.3217 | 454 | 48256.0017 | 8.2545 | 877.3818 | 23997.7873 | 2489.5877
723-793F | 4485.3549 | 1536.6285 | 723 | 2264 | 723-793F | 0.16136 | 246694.5199 | 84514.5666 |  |  |  |  | 4485.3549 | 1536.6285
728-1570F | 50549.182 | 3015.7482 | 728 | 2274 | 728-1570F | 0.074432 | 2780205.0113 | 165866.1509 | 454 | 131379.3348 | 8.2545 | 2388.7152 | 50549.182 | 3015.7482
73-1130R | 23081.9137 | 3072.1321 | 73 | 2275 | 73-1130R | 12.0396 | 1269505.2554 | 168967.2636 | 454 | 812.4376 | 8.2545 | 14.7716 | 23081.9137 | 3072.1321
73-1163 | 29829.2456 | 2966.7764 | 73 | 2278 | 73-1163 | 11.278 | 1640608.5061 | 163172.7013 | 454 | 867.8066 | 8.2545 | 15.7783 | 29829.2456 | 2966.7764
73-1164 | 45715.1955 | 2928.7091 | 73 | 2279 | 73-1164 | 1.2322 | 2514335.7498 | 161078.9981 | 454 | 7397.5563 | 8.2545 | 134.501 | 45715.1955 | 2928.7091
73-23R | 23588.5456 | 3150.9687 | 73 | 2283 | 73-23R | 8.2208 | 1297370.0066 | 173303.2777 | 454 | 1189.2753 | 8.2545 | 21.6232 | 23588.5456 | 3150.9687
73-678R | 24773.8302 | 3154.8219 | 73 | 2284 | 73-678R | 14.1729 | 1362560.6597 | 173515.2039 | 454 | 689.8251 | 8.2545 | 12.5423 | 24773.8302 | 3154.8219
73-683R | 26060.4274 | 3154.4038 | 73 | 2285 | 73-683R | 10.907 | 1433323.5045 | 173492.209 | 454 | 896.383 | 8.2545 | 16.2979 | 26060.4274 | 3154.4038
730-1079 | 19874.4787 | 2346.7883 | 730 | 2286 | 730-1079 | 7.2366 | 1093096.3296 | 129073.3556 | 454 | 742.5773 | 8.2545 | 13.5014 | 19874.4787 | 2346.7883
730-835 | 18621.1765 | 2345.3737 | 730 | 2287 | 730-835 | 2.6125 | 1024164.705 | 128995.5552 | 454 | 2053.4345 | 8.2545 | 37.3352 | 18621.1765 | 2345.3737
730-971R | 18986.67 | 2295.8905 | 730 | 2288 | 730-971R | 4.1975 | 1044266.8507 | 126273.9748 | 454 | 1202.0368 | 8.2545 | 21.8552 | 18986.67 | 2295.8905
731-1245F | 25994.476 | 2356.717 | 731 | 2289 | 731-1245F | 0.25777 | 1429696.1806 | 129619.4323 | 454 | 21095.0319 | 8.2545 | 383.546 | 25994.476 | 2356.717
731-1247F | 20723.0241 | 2316.7079 | 731 | 2290 | 731-1247F | 4.6873 | 1139766.328 | 127418.9351 | 454 | 1105.0978 | 8.2545 | 20.0927 | 20723.0241 | 2316.7079
731-49F | 22659.8911 | 2400.574 | 731 | 2292 | 731-49F | 9.6521 | 1246294.0105 | 132031.5725 | 454 | 592.5275 | 8.2545 | 10.7732 | 22659.8911 | 2400.574
732-15R | 23964.1711 | 2529.9997 | 732 | 2293 | 732-15R | 3.5023 | 1318029.41 | 139149.9847 | 454 | 1868.7737 | 8.2545 | 33.9777 | 23964.1711 | 2529.9997
733-20AE | 21228.5481 | 2333.6072 | 733 | 2294 | 733-20AE | 5.1165 | 1167570.1454 | 128348.3966 | 454 | 1033.6888 | 8.2545 | 18.7943 | 21228.5481 | 2333.6072
733-23R | 20535.682 | 2259.7344 | 733 | 2295 | 733-23R | 7.0133 | 1129462.5091 | 124285.3922 | 454 | 686.0989 | 8.2545 | 12.4745 | 20535.682 | 2259.7344
74-24R | 18623.4632 | 2215.0311 | 74 | 2314 | 74-24R | 3.9907 | 1024290.4749 | 121826.7105 | 454 | 1133.0942 | 8.2545 | 20.6017 | 18623.4632 | 2215.0311
74-35R | 22488.3663 | 2566.4063 | 74 | 2315 | 74-35R | 1.2218 | 1236860.1487 | 141152.347 | 454 | 5545.9308 | 8.2545 | 100.8351 | 22488.3663 | 2566.4063
740-856F | 20755.0259 | 2242.7247 | 740 | 2318 | 740-856F | 1.3888 | 1141526.4223 | 123349.8572 | 454 | 3385.2926 | 8.2545 | 61.5508 | 20755.0259 | 2242.7247
740-857F | 4485.3549 | 1536.6285 | 740 | 2319 | 740-857F | 0.23295 | 246694.5199 | 84514.5666 |  |  |  |  | 4485.3549 | 1536.6285
741-17 | 25892.0685 | 2460.722 | 741 | 2322 | 741-17 | 0.22917 | 1424063.765 | 135339.71 | 454 | 26634.9768 | 8.2545 | 484.2723 | 25892.0685 | 2460.722
75-2257F | 4485.3549 | 1536.6285 | 75 | 2365 | 75-2257F | 0.050947 | 246694.5199 | 84514.5666 |  |  |  |  | 4485.3549 | 1536.6285
75-2258F | 4485.3549 | 1536.6285 | 75 | 2366 | 75-2258F | 0.020455 | 246694.5199 | 84514.5666 |  |  |  |  | 4485.3549 | 1536.6285
75-2259F | 32480.1915 | 2935.8785 | 75 | 2367 | 75-2259F | 4.3316 | 1786410.5317 | 161473.3171 | 454 | 2246.4734 | 8.2545 | 40.845 | 32480.1915 | 2935.8785
75-32R | 31334.4087 | 2977.5466 | 75 | 2369 | 75-32R | 2.4445 | 1723392.4769 | 163765.0635 | 454 | 4043.1237 | 8.2545 | 73.5113 | 31334.4087 | 2977.5466
75-41 | 23249.9944 | 3215.9605 | 75 | 2370 | 75-41 | 2.6098 | 1278749.6918 | 176877.8296 | 454 | 3746.0921 | 8.2545 | 68.1108 | 23249.9944 | 3215.9605
75-996R | 28950.6034 | 3016.0257 | 75 | 2371 | 75-996R | 10.9093 | 1592283.1896 | 165881.4124 | 454 | 896.1931 | 8.2545 | 16.2944 | 28950.6034 | 3016.0257
759-13AE | 19552.0641 | 2259.3055 | 759 | 2401 | 759-13AE | 7.3235 | 1075363.5263 | 124261.8027 | 454 | 656.6562 | 8.2545 | 11.9392 | 19552.0641 | 2259.3055
76-266F | 4485.3549 | 1536.6285 | 76 | 2402 | 76-266F | 0.21686 | 246694.5199 | 84514.5666 |  |  |  |  | 4485.3549 | 1536.6285
76-272 | 19856.986 | 2283.4558 | 76 | 2403 | 76-272 | 0.79697 | 1092134.2302 | 125590.0691 | 454 | 6230.1669 | 8.2545 | 113.2758 | 19856.986 | 2283.4558
76-49F | 22501.3486 | 2605.5752 | 76 | 2405 | 76-49F | 0.51458 | 1237574.1756 | 143306.635 | 454 | 13649.3643 | 8.2545 | 248.1703 | 22501.3486 | 2605.5752
765-53 | 4485.3549 | 1536.6285 | 765 | 2421 | 765-53 | 0.22367 | 246694.5199 | 84514.5666 |  |  |  |  | 4485.3549 | 1536.6285
768-20AE | 4485.3549 | 1536.6285 | 768 | 2422 | 768-20AE | 0.6589 | 246694.5199 | 84514.5666 |  |  |  |  | 4485.3549 | 1536.6285
77-28R | 24540.8116 | 2317.4772 | 77 | 2423 | 77-28R | 0.72197 | 1349744.64 | 127461.2459 | 454 | 7181.5997 | 8.2545 | 130.5745 | 24540.8116 | 2317.4772
770-250R | 31846.3902 | 2950.1459 | 770 | 2424 | 770-250R | 0.88523 | 1751551.4598 | 162258.0265 | 454 | 10365.2772 | 8.2545 | 188.4596 | 31846.3902 | 2950.1459
770-259R | 4485.3549 | 1536.6285 | 770 | 2425 | 770-259R | 1.5089 | 246694.5199 | 84514.5666 |  |  |  |  | 4485.3549 | 1536.6285
771-274AE | 4485.3549 | 1536.6285 | 771 | 2429 | 771-274AE | 0.13125 | 246694.5199 | 84514.5666 |  |  |  |  | 4485.3549 | 1536.6285
773-271F | 26342.429 | 2716.0338 | 773 | 2435 | 773-271F | 0.61894 | 1448833.5934 | 149381.8578 | 454 | 12471.3878 | 8.2545 | 226.7525 | 26342.429 | 2716.0338
775-185 | 19739.9813 | 2405.5694 | 775 | 2442 | 775-185 | 1.2682 | 1085698.9701 | 132306.3155 | 454 | 4534.9481 | 8.2545 | 82.4536 | 19739.9813 | 2405.5694
775-187AE | 22819.5995 | 2505.0803 | 775 | 2443 | 775-187AE | 0.35114 | 1255077.9741 | 137779.4145 | 454 | 18188.1875 | 8.2545 | 330.6943 | 22819.5995 | 2505.0803
777-10 | 18327.6891 | 2731.7583 | 777 | 2444 | 777-10 | 0.082197 | 1008022.898 | 150246.7076 | 454 | 95107.9803 | 8.2545 | 1729.236 | 18327.6891 | 2731.7583
777-101 | 21283.397 | 2918.4714 | 777 | 2445 | 777-101 | 0.37973 | 1170586.8367 | 160515.9293 | 454 | 23647.7699 | 8.2545 | 429.9595 | 21283.397 | 2918.4714
777-263F | 29333.9804 | 2449.7662 | 777 | 2446 | 777-263F | 0.17765 | 1613368.9241 | 134737.1391 | 454 | 33964.7758 | 8.2545 | 617.5414 | 29333.9804 | 2449.7662
777-268F | 4485.3549 | 1536.6285 | 777 | 2448 | 777-268F | 0.02803 | 246694.5199 | 84514.5666 |  |  |  |  | 4485.3549 | 1536.6285
779-25AE | 29773.6115 | 2676.6617 | 779 | 2450 | 779-25AE | 0.25284 | 1637548.6317 | 147216.3946 | 454 | 29551.4004 | 8.2545 | 537.2982 | 29773.6115 | 2676.6617
78-26R | 31564.1285 | 3020.2628 | 78 | 2451 | 78-26R | 6.3703 | 1736027.067 | 166114.4559 | 454 | 1534.7469 | 8.2545 | 27.9045 | 31564.1285 | 3020.2628
78-35R | 4485.3549 | 1536.6285 | 78 | 2452 | 78-35R | 1.532 | 246694.5199 | 84514.5666 |  |  |  |  | 4485.3549 | 1536.6285
78-782R | 4485.3549 | 1536.6285 | 78 | 2453 | 78-782R | 1.7152 | 246694.5199 | 84514.5666 |  |  |  |  | 4485.3549 | 1536.6285
780-468R | 20586.2741 | 3180.3441 | 780 | 2457 | 780-468R | 1.2642 | 1132245.0759 | 174918.9279 | 454 | 7297.1929 | 8.2545 | 132.6762 | 20586.2741 | 3180.3441
781-1356R | 24021.9714 | 2655.794 | 781 | 2458 | 781-1356R | 0.75587 | 1321208.4288 | 146068.6713 | 454 | 7846.1103 | 8.2545 | 142.6566 | 24021.9714 | 2655.794
781-1359 | 22082.842 | 2499.1303 | 781 | 2459 | 781-1359 | 0.99375 | 1214556.31 | 137452.1644 | 454 | 4954.1727 | 8.2545 | 90.0759 | 22082.842 | 2499.1303
781-43AE | 23612.1414 | 2702.4695 | 781 | 2460 | 781-43AE | 0.096023 | 1298667.7789 | 148635.824 | 454 | 64866.2106 | 8.2545 | 1179.3856 | 23612.1414 | 2702.4695
781-44 | 23206.0859 | 2655.9717 | 781 | 2461 | 781-44 | 9.6799 | 1276334.7231 | 146078.4449 | 454 | 612.8078 | 8.2545 | 11.142 | 23206.0859 | 2655.9717
788-34R | 27000.6568 | 2908.6658 | 788 | 2491 | 788-34R | 12.3557 | 1485036.1233 | 159976.6199 | 454 | 607.3127 | 8.2545 | 11.042 | 27000.6568 | 2908.6658
789-15 | 33784.2381 | 2549.8053 | 789 | 2492 | 789-15 | 0.75852 | 1858133.0975 | 140239.2902 | 454 | 8794.2901 | 8.2545 | 159.8962 | 33784.2381 | 2549.8053
789-4R | 32447.6908 | 2637.0999 | 789 | 2494 | 789-4R | 9.0888 | 1784622.9918 | 145040.4955 | 454 | 794.6802 | 8.2545 | 14.4487 | 32447.6908 | 2637.0999
79-1215F | 31761.2075 | 2848.1559 | 79 | 2496 | 79-1215F | 0.1661 | 1746866.4137 | 156648.5736 | 454 | 42489.6851 | 8.2545 | 772.5397 | 31761.2075 | 2848.1559
79-658R | 25898.7216 | 3272.6908 | 79 | 2498 | 79-658R | 9.3078 | 1424429.6876 | 179997.992 | 454 | 1028.2976 | 8.2545 | 18.6963 | 25898.7216 | 3272.6908
79-660R | 30455.0418 | 3239.3477 | 79 | 2499 | 79-660R | 7.2462 | 1675027.3012 | 178164.124 | 454 | 1292.5432 | 8.2545 | 23.5008 | 30455.0418 | 3239.3477
79-668R | 25707.9594 | 3000.0452 | 79 | 2500 | 79-668R | 7.4994 | 1413937.7681 | 165002.4872 | 454 | 1052.4095 | 8.2545 | 19.1347 | 25707.9594 | 3000.0452
79-676R | 27722.0534 | 2817.8362 | 79 | 2501 | 79-676R | 3.1771 | 1524712.9358 | 154980.9924 | 454 | 2128.919 | 8.2545 | 38.7076 | 27722.0534 | 2817.8362
79-679R | 26016.0753 | 3025.3553 | 79 | 2502 | 79-679R | 6.085 | 1430884.1429 | 166394.5419 | 454 | 1326.454 | 8.2545 | 24.1173 | 26016.0753 | 3025.3553
79-685R | 19777.7555 | 3569.9607 | 79 | 2503 | 79-685R | 3.8049 | 1087776.5502 | 196347.8372 | 454 | 2470.1868 | 8.2545 | 44.9125 | 19777.7555 | 3569.9607
79-714R | 27236.8893 | 2931.3219 | 79 | 2504 | 79-714R | 4.585 | 1498028.9097 | 161222.7027 | 454 | 1632.8056 | 8.2545 | 29.6874 | 27236.8893 | 2931.3219
79-785 | 26727.8486 | 2894.2467 | 79 | 2506 | 79-785 | 10.1106 | 1470031.673 | 159183.5678 | 454 | 718.6716 | 8.2545 | 13.0668 | 26727.8486 | 2894.2467
79-799R | 18585.8727 | 3316.8259 | 79 | 2507 | 79-799R | 6.6937 | 1022223 | 182425.4231 | 454 | 1445.7286 | 8.2545 | 26.286 | 18585.8727 | 3316.8259
79-808R | 23861.7872 | 3242.5249 | 79 | 2508 | 79-808R | 10.2572 | 1312398.2982 | 178338.8718 | 454 | 916.5134 | 8.2545 | 16.6639 | 23861.7872 | 3242.5249
791-419F | 28059.3565 | 3123.6618 | 791 | 2509 | 791-419F | 4.9756 | 1543264.6064 | 171801.3973 | 454 | 1775.3529 | 8.2545 | 32.2791 | 28059.3565 | 3123.6618
792-1172F | 20197.0025 | 2264.1368 | 792 | 2513 | 792-1172F | 2.5915 | 1110835.1392 | 124527.5231 | 454 | 1867.7724 | 8.2545 | 33.9595 | 20197.0025 | 2264.1368
792-1173F | 19033.3979 | 3050.476 | 792 | 2514 | 792-1173F | 0.36572 | 1046836.883 | 167776.1807 | 454 | 23014.0274 | 8.2545 | 418.4369 | 19033.3979 | 3050.476
792-46 | 21782.7641 | 2599.629 | 792 | 2516 | 792-46 | 3.3119 | 1198052.0281 | 142979.5949 | 454 | 1680.8952 | 8.2545 | 30.5617 | 21782.7641 | 2599.629
792-47R | 24266.5259 | 2537.3707 | 792 | 2517 | 792-47R | 4.0883 | 1334658.9234 | 139555.3875 | 454 | 1263.7487 | 8.2545 | 22.9772 | 24266.5259 | 2537.3707
793-27AE | 29350.8073 | 3064.4859 | 793 | 2520 | 793-27AE | 0.62727 | 1614294.3996 | 168546.7234 | 454 | 13556.8246 | 8.2545 | 246.4877 | 29350.8073 | 3064.4859
793-46F | 19101.0988 | 2472.3905 | 793 | 2521 | 793-46F | 0.56326 | 1050560.4367 | 135981.4781 | 454 | 8426.4153 | 8.2545 | 153.2076 | 19101.0988 | 2472.3905
794-1002 | 22192.5046 | 2864.7458 | 794 | 2526 | 794-1002 | 0.86496 | 1220587.7506 | 157561.0166 | 454 | 8385.9077 | 8.2545 | 152.471 | 22192.5046 | 2864.7458
794-15 | 19208.7175 | 2575.3487 | 794 | 2527 | 794-15 | 2.2947 | 1056479.4616 | 141644.1767 | 454 | 2358.0192 | 8.2545 | 42.8731 | 19208.7175 | 2575.3487
795-816R | 20930.7999 | 2632.1952 | 795 | 2530 | 795-816R | 3.7816 | 1151193.9927 | 144770.7344 | 454 | 1527.3575 | 8.2545 | 27.7701 | 20930.7999 | 2632.1952
795-821F | 21353.5809 | 2855.1319 | 795 | 2532 | 795-821F | 1.5835 | 1174446.9508 | 157032.2547 | 454 | 4542.2361 | 8.2545 | 82.5861 | 21353.5809 | 2855.1319
796-45 | 37790.5224 | 2974.019 | 796 | 2534 | 796-45 | 1.2795 | 2078478.7329 | 163571.0474 | 454 | 7286.094 | 8.2545 | 132.4744 | 37790.5224 | 2974.019
799-504R | 31896.7615 | 2803.014 | 799 | 2543 | 799-504R | 1.1309 | 1754321.8834 | 154165.7719 | 454 | 7306.6456 | 8.2545 | 132.8481 | 31896.7615 | 2803.014
80-564 | 18443.4633 | 2335.1915 | 80 | 2545 | 80-564 | 5.2657 | 1014390.4822 | 128435.533 | 454 | 1006.3294 | 8.2545 | 18.2969 | 18443.4633 | 2335.1915
80-568F | 18013.4836 | 2173.4096 | 80 | 2546 | 80-568F | 4.265 | 990741.5985 | 119537.5291 | 454 | 996.7427 | 8.2545 | 18.1226 | 18013.4836 | 2173.4096
80-575R | 17851.2007 | 2063.341 | 80 | 2547 | 80-575R | 0.63333 | 981816.0411 | 113483.7568 | 454 | 5575.1747 | 8.2545 | 101.3668 | 17851.2007 | 2063.341
81-177AE | 21773.5291 | 2880.4205 | 81 | 2548 | 81-177AE | 0.10246 | 1197544.0997 | 158423.1273 | 454 | 85340.7048 | 8.2545 | 1551.6492 | 21773.5291 | 2880.4205
81-193AE | 19575.8845 | 2670.8815 | 81 | 2549 | 81-193AE | 0.22008 | 1076673.6451 | 146898.4845 | 454 | 33785.8715 | 8.2545 | 614.2886 | 19575.8845 | 2670.8815
83-622F | 17962.3352 | 2217.1072 | 83 | 2551 | 83-622F | 1.4354 | 987928.4338 | 121940.8948 | 454 | 3159.603 | 8.2545 | 57.4473 | 17962.3352 | 2217.1072
834-887AE | 35440.9956 | 2791.1048 | 834 | 2570 | 834-887AE | 1.1492 | 1949254.7595 | 153510.7623 | 454 | 7125.2167 | 8.2545 | 129.5494 | 35440.9956 | 2791.1048
835-10F | 39138.7416 | 2373.5012 | 835 | 2572 | 835-10F | 0.2072 | 2152630.7866 | 130542.5641 | 454 | 26764.0111 | 8.2545 | 486.6184 | 39138.7416 | 2373.5012
835-11F | 4485.3549 | 1536.6285 | 835 | 2573 | 835-11F | 1.0576 | 246694.5199 | 84514.5666 |  |  |  |  | 4485.3549 | 1536.6285
835-35F | 4485.3549 | 1536.6285 | 835 | 2574 | 835-35F | 0.074242 | 246694.5199 | 84514.5666 |  |  |  |  | 4485.3549 | 1536.6285
840-308F | 4485.3549 | 1536.6285 | 840 | 2583 | 840-308F | 1.0854 | 246694.5199 | 84514.5666 |  |  |  |  | 4485.3549 | 1536.6285
840-374 | 45289.1148 | 3140.8991 | 840 | 2586 | 840-374 | 1.2013 | 2490901.3121 | 172749.4523 | 454 | 7454.5331 | 8.2545 | 135.537 | 45289.1148 | 3140.8991
85-498F | 27751.4088 | 2982.8741 | 85 | 2607 | 85-498F | 0.73731 | 1526327.4835 | 164058.0758 | 454 | 12718.4562 | 8.2545 | 231.2447 | 27751.4088 | 2982.8741
85-500F | 17695.3909 | 2217.948 | 85 | 2608 | 85-500F | 1.5788 | 973246.5004 | 121987.1383 | 454 | 2876.1354 | 8.2545 | 52.2934 | 17695.3909 | 2217.948
854-607F | 4485.3549 | 1536.6285 | 854 | 2618 | 854-607F | 0.039394 | 246694.5199 | 84514.5666 |  |  |  |  | 4485.3549 | 1536.6285
855-45 | 20704.0198 | 2271.6931 | 855 | 2625 | 855-45 | 0.17045 | 1138721.0877 | 124943.1206 | 454 | 57366.4767 | 8.2545 | 1043.0268 | 20704.0198 | 2271.6931
855-46AE | 4485.3549 | 1536.6285 | 855 | 2626 | 855-46AE | 0.25303 | 246694.5199 | 84514.5666 |  |  |  |  | 4485.3549 | 1536.6285
856-1141R | 21751.238 | 2439.1373 | 856 | 2627 | 856-1141R | 2.007 | 1196318.0873 | 134152.5497 | 454 | 2972.5721 | 8.2545 | 54.0468 | 21751.238 | 2439.1373
857-60 | 22793.4668 | 2496.7271 | 857 | 2633 | 857-60 | 0.64337 | 1253640.6746 | 137319.993 | 454 | 9844.035 | 8.2545 | 178.9825 | 22793.4668 | 2496.7271
858-14 | 27851.2235 | 2406.7282 | 858 | 2634 | 858-14 | 1.9259 | 1531817.2926 | 132370.0494 | 454 | 2989.9907 | 8.2545 | 54.3635 | 27851.2235 | 2406.7282
859-1064 | 21962.1258 | 2350.7949 | 859 | 2636 | 859-1064 | 2.3294 | 1207916.9173 | 129293.7173 | 454 | 2318.0127 | 8.2545 | 42.1457 | 21962.1258 | 2350.7949
859-13F | 26965.3652 | 2610.5462 | 859 | 2637 | 859-13F | 7.7333 | 1483095.0858 | 143580.0431 | 454 | 912.3026 | 8.2545 | 16.5873 | 26965.3652 | 2610.5462
859-42R | 28323.3543 | 2697.6288 | 859 | 2640 | 859-42R | 13.8547 | 1557784.4879 | 148369.5867 | 454 | 548.8048 | 8.2545 | 9.9783 | 28323.3543 | 2697.6288
86-1055F | 19768.6519 | 2170.5695 | 86 | 2641 | 86-1055F | 0.66364 | 1087275.856 | 119381.3232 | 454 | 6377.833 | 8.2545 | 115.9606 | 19768.6519 | 2170.5695
86-1058F | 21948.8763 | 2643.9664 | 86 | 2643 | 86-1058F | 0.25871 | 1207188.1973 | 145418.1511 | 454 | 28085.2391 | 8.2545 | 510.6407 | 21948.8763 | 2643.9664
86-552F | 24431.0323 | 2361.7576 | 86 | 2644 | 86-552F | 11.1994 | 1343706.7746 | 129896.6665 | 454 | 488.4149 | 8.2545 | 8.8803 | 24431.0323 | 2361.7576
87-41AE | 4485.3549 | 1536.6285 | 87 | 2651 | 87-41AE | 0.2464 | 246694.5199 | 84514.5666 |  |  |  |  | 4485.3549 | 1536.6285
88-27F | 4485.3549 | 1536.6285 | 88 | 2653 | 88-27F | 0.14678 | 246694.5199 | 84514.5666 |  |  |  |  | 4485.3549 | 1536.6285
90-24 | 21134.7682 | 2607.3977 | 90 | 2664 | 90-24 | 0.34678 | 1162412.2523 | 143406.8757 | 454 | 16216.8379 | 8.2545 | 294.8516 | 21134.7682 | 2607.3977
90-32 | 20936.3821 | 2687.7083 | 90 | 2665 | 90-32 | 1.9663 | 1151501.0169 | 147823.958 | 454 | 3121.4003 | 8.2545 | 56.7527 | 20936.3821 | 2687.7083
90-44AE | 19239.1105 | 2485.2096 | 90 | 2666 | 90-44AE | 1.7723 | 1058151.076 | 136686.5277 | 454 | 2728.7058 | 8.2545 | 49.6128 | 19239.1105 | 2485.2096
90-49 | 18754.3646 | 2699.403 | 90 | 2667 | 90-49 | 0.24659 | 1031490.0537 | 148467.1666 | 454 | 25192.067 | 8.2545 | 458.0376 | 18754.3646 | 2699.403
90-50F | 17472.739 | 2375.6062 | 90 | 2668 | 90-50F | 0.39678 | 961000.6428 | 130658.3409 | 454 | 10393.3421 | 8.2545 | 188.9699 | 17472.739 | 2375.6062
900-1118F | 19047.2499 | 2266.0443 | 900 | 2670 | 900-1118F | 0.2036 | 1047598.7435 | 124632.4391 | 454 | 23834.3449 | 8.2545 | 433.3517 | 19047.2499 | 2266.0443
900-1119F | 4485.3549 | 1536.6285 | 900 | 2671 | 900-1119F | 0.064205 | 246694.5199 | 84514.5666 |  |  |  |  | 4485.3549 | 1536.6285
900-1163F | 4485.3549 | 1536.6285 | 900 | 2672 | 900-1163F | 0.24072 | 246694.5199 | 84514.5666 |  |  |  |  | 4485.3549 | 1536.6285
900-1166F | 38554.8989 | 2653.4333 | 900 | 2674 | 900-1166F | 0.88523 | 2120519.4382 | 145938.8288 | 454 | 8275.4245 | 8.2545 | 150.4623 | 38554.8989 | 2653.4333
901-1124 | 29477.8016 | 2886.327 | 901 | 2676 | 901-1124 | 1.8981 | 1621279.0885 | 158747.9856 | 454 | 4626.0926 | 8.2545 | 84.1108 | 29477.8016 | 2886.327
902-364F | 4485.3549 | 1536.6285 | 902 | 2680 | 902-364F | 0.10985 | 246694.5199 | 84514.5666 |  |  |  |  | 4485.3549 | 1536.6285
902-48 | 24480.4593 | 2400.8076 | 902 | 2681 | 902-48 | 1.8559 | 1346425.2607 | 132044.4205 | 454 | 3082.4456 | 8.2545 | 56.0445 | 24480.4593 | 2400.8076
907-1475 | 4485.3549 | 1536.6285 | 907 | 2684 | 907-1475 | 0.032197 | 246694.5199 | 84514.5666 |  |  |  |  | 4485.3549 | 1536.6285
907-1562AE | 37898.598 | 2911.9288 | 907 | 2685 | 907-1562AE | 4.1759 | 2084422.8896 | 160156.0832 | 454 | 2377.5401 | 8.2545 | 43.228 | 37898.598 | 2911.9288
907-1602 | 4485.3549 | 1536.6285 | 907 | 2686 | 907-1602 | 0.10398 | 246694.5199 | 84514.5666 |  |  |  |  | 4485.3549 | 1536.6285
907-1604 | 4485.3549 | 1536.6285 | 907 | 2687 | 907-1604 | 0.01875 | 246694.5199 | 84514.5666 |  |  |  |  | 4485.3549 | 1536.6285
907-1702R | 39502.4379 | 3102.967 | 907 | 2688 | 907-1702R | 5.2799 | 2172634.0842 | 170663.1824 | 454 | 1841.3815 | 8.2545 | 33.4797 | 39502.4379 | 3102.967
907-1716R | 38387.9281 | 3004.9658 | 907 | 2689 | 907-1716R | 12.8004 | 2111336.0468 | 165273.1199 | 454 | 764.9197 | 8.2545 | 13.9076 | 38387.9281 | 3004.9658
907-2820R | 24032.517 | 3263.8814 | 907 | 2690 | 907-2820R | 2.4583 | 1321788.4347 | 179513.4765 | 454 | 3977.0132 | 8.2545 | 72.3093 | 24032.517 | 3263.8814
908-1172R | 37204.6679 | 3101.4138 | 908 | 2691 | 908-1172R | 10.1765 | 2046256.7359 | 170577.7574 | 454 | 960.7187 | 8.2545 | 17.4676 | 37204.6679 | 3101.4138
908-1236 | 37301.0612 | 3088.3426 | 908 | 2692 | 908-1236 | 5.4265 | 2051558.3656 | 169858.8452 | 454 | 1801.6802 | 8.2545 | 32.7578 | 37301.0612 | 3088.3426
908-1368R | 26520.9462 | 3161.8739 | 908 | 2694 | 908-1368R | 18.6854 | 1458652.0421 | 173903.0632 | 454 | 523.2333 | 8.2545 | 9.5133 | 26520.9462 | 3161.8739
908-1370R | 32697.7116 | 3207.6257 | 908 | 2695 | 908-1370R | 5.8532 | 1798374.139 | 176419.4158 | 454 | 1670.3211 | 8.2545 | 30.3695 | 32697.7116 | 3207.6257
908-1372R | 32835.5923 | 3017.0746 | 908 | 2696 | 908-1372R | 3.7273 | 1805957.5779 | 165939.1008 | 454 | 2623.061 | 8.2545 | 47.692 | 32835.5923 | 3017.0746
908-2038R | 29233.2668 | 3000.4745 | 908 | 2697 | 908-2038R | 17.9265 | 1607829.6749 | 165026.1002 | 454 | 545.3814 | 8.2545 | 9.916 | 29233.2668 | 3000.4745
908-2040 | 35648.311 | 3018.7299 | 908 | 2698 | 908-2040 | 5.3208 | 1960657.1059 | 166030.1437 | 454 | 1837.4421 | 8.2545 | 33.408 | 35648.311 | 3018.7299
908-2055F | 29405.2772 | 3044.3958 | 908 | 2699 | 908-2055F | 11.539 | 1617290.2437 | 167441.7665 | 454 | 845.742 | 8.2545 | 15.3771 | 29405.2772 | 3044.3958
908-2062F | 40857.8296 | 3028.9714 | 908 | 2702 | 908-2062F | 0.11193 | 2247180.6297 | 166593.4292 | 454 | 87340.2278 | 8.2545 | 1588.0041 | 40857.8296 | 3028.9714
908-30 | 39301.9031 | 3167.4847 | 908 | 2703 | 908-30 | 1.5403 | 2161604.6701 | 174211.6571 | 454 | 6347.2617 | 8.2545 | 115.4048 | 39301.9031 | 3167.4847
909-451 | 29182.3828 | 3089.8925 | 909 | 2704 | 909-451 | 20.5956 | 1605031.0536 | 169944.0896 | 454 | 474.7023 | 8.2545 | 8.631 | 29182.3828 | 3089.8925
909-453R | 26974.4767 | 3011.4194 | 909 | 2705 | 909-453R | 2.2977 | 1483596.218 | 165628.0682 | 454 | 4157.6435 | 8.2545 | 75.5935 | 26974.4767 | 3011.4194
909-805R | 29878.8257 | 3074.9035 | 909 | 2707 | 909-805R | 13.4722 | 1643335.4144 | 169119.6937 | 454 | 728.6148 | 8.2545 | 13.2475 | 29878.8257 | 3074.9035
909-812 | 4485.3549 | 1536.6285 | 909 | 2708 | 909-812 | 0.023485 | 246694.5199 | 84514.5666 |  |  |  |  | 4485.3549 | 1536.6285
91-7F | 28882.7523 | 3137.2541 | 91 | 2710 | 91-7F | 7.0892 | 1588551.3768 | 172548.9779 | 454 | 1264.1496 | 8.2545 | 22.9845 | 28882.7523 | 3137.2541
916-381 | 39385.7456 | 3084.8069 | 916 | 2731 | 916-381 | 1.2261 | 2166216.0087 | 169664.3785 | 454 | 7026.922 | 8.2545 | 127.7622 | 39385.7456 | 3084.8069
92-619F | 19562.5862 | 2590.8165 | 92 | 2736 | 92-619F | 1.8833 | 1075942.2437 | 142494.9052 | 454 | 2929.5282 | 8.2545 | 53.2641 | 19562.5862 | 2590.8165
920-1342R | 24746.5312 | 3214.624 | 920 | 2737 | 920-1342R | 6.1331 | 1361059.2146 | 176804.3198 | 454 | 1535.6787 | 8.2545 | 27.9214 | 24746.5312 | 3214.624
920-735AE | 21755.4479 | 2884.9466 | 920 | 2738 | 920-735AE | 5.6727 | 1196549.6326 | 158672.0639 | 454 | 1298.6182 | 8.2545 | 23.6112 | 21755.4479 | 2884.9466
920-823 | 24733.5548 | 2859.2591 | 920 | 2740 | 920-823 | 2.4394 | 1360345.5165 | 157259.2496 | 454 | 2953.3682 | 8.2545 | 53.6976 | 24733.5548 | 2859.2591
921-800F | 26828.2906 | 2936.1733 | 921 | 2741 | 921-800F | 4.6273 | 1475555.9803 | 161489.5322 | 454 | 1661.5723 | 8.2545 | 30.2104 | 26828.2906 | 2936.1733
922-1143F | 18695.2246 | 2652.5291 | 922 | 2746 | 922-1143F | 2.2068 | 1028237.3518 | 145889.0979 | 454 | 3316.9642 | 8.2545 | 60.3084 | 18695.2246 | 2652.5291
928-19 | 18949.7983 | 3260.1393 | 928 | 2763 | 928-19 | 2.1239 | 1042238.9055 | 179307.6636 | 454 | 4566.3342 | 8.2545 | 83.0243 | 18949.7983 | 3260.1393
928-20 | 61429.2437 | 2945.9882 | 928 | 2764 | 928-20 | 0.12538 | 3378608.4024 | 162029.3518 | 454 | 61808.6173 | 8.2545 | 1123.793 | 61429.2437 | 2945.9882
93-10R | 24761.6503 | 2730.2323 | 93 | 2767 | 93-10R | 6.2576 | 1361890.7658 | 150162.7765 | 454 | 1024.1172 | 8.2545 | 18.6203 | 24761.6503 | 2730.2323
93-559R | 26107.3437 | 2779.0443 | 93 | 2768 | 93-559R | 4.7509 | 1435903.9046 | 152847.4377 | 454 | 1414.1324 | 8.2545 | 25.7115 | 26107.3437 | 2779.0443
933-472F | 27323.6585 | 2621.7749 | 933 | 2782 | 933-472F | 1.4678 | 1502801.2193 | 144197.6173 | 454 | 4854.8999 | 8.2545 | 88.2709 | 27323.6585 | 2621.7749
936-188 | 37520.6615 | 2822.2329 | 936 | 2791 | 936-188 | 1.5807 | 2063636.3807 | 155222.8083 | 454 | 5303.1615 | 8.2545 | 96.4211 | 37520.6615 | 2822.2329
94-16F | 17664.2544 | 2315.391 | 94 | 2798 | 94-16F | 1.4203 | 971533.9932 | 127346.5076 | 454 | 3641.1825 | 8.2545 | 66.2033 | 17664.2544 | 2315.391
94-24F | 17724.6391 | 2206.9298 | 94 | 2799 | 94-24F | 3.5254 | 974855.1517 | 121381.1407 | 454 | 1267.7272 | 8.2545 | 23.0496 | 17724.6391 | 2206.9298
94-41 | 17841.9159 | 2184.8234 | 94 | 2800 | 94-41 | 6.0028 | 981305.3743 | 120165.2878 | 454 | 720.5606 | 8.2545 | 13.1011 | 17841.9159 | 2184.8234
940-391 | 17210.2267 | 2272.6648 | 940 | 2801 | 940-391 | 0.90511 | 946562.4692 | 124996.562 | 454 | 5408.6847 | 8.2545 | 98.3397 | 17210.2267 | 2272.6648
941-33F | 19111.3339 | 2333.3682 | 941 | 2808 | 941-33F | 5.3545 | 1051123.3636 | 128335.2506 | 454 | 987.4425 | 8.2545 | 17.9535 | 19111.3339 | 2333.3682
946-25F | 19421.2111 | 2259.0019 | 946 | 2827 | 946-25F | 0.30701 | 1068166.612 | 124245.1019 | 454 | 15657.7411 | 8.2545 | 284.6862 | 19421.2111 | 2259.0019
948-5R | 20032.8219 | 2712.6292 | 948 | 2828 | 948-5R | 0.50833 | 1101805.2057 | 149194.608 | 454 | 15142.9792 | 8.2545 | 275.3269 | 20032.8219 | 2712.6292
949-22R | 24706.1843 | 2427.9721 | 949 | 2829 | 949-22R | 3.1345 | 1358840.1376 | 133538.4657 | 454 | 1880.565 | 8.2545 | 34.1921 | 24706.1843 | 2427.9721
95-1352F | 4485.3549 | 1536.6285 | 95 | 2830 | 95-1352F | 0.00625 | 246694.5199 | 84514.5666 |  |  |  |  | 4485.3549 | 1536.6285
95-1353F | 4485.3549 | 1536.6285 | 95 | 2831 | 95-1353F | 0.0064394 | 246694.5199 | 84514.5666 |  |  |  |  | 4485.3549 | 1536.6285
95-29R | 19558.049 | 2560.9025 | 95 | 2832 | 95-29R | 5.2727 | 1075692.6933 | 140849.6383 | 454 | 1009.8941 | 8.2545 | 18.3617 | 19558.049 | 2560.9025
95-34 | 21160.1857 | 2517.9809 | 95 | 2833 | 95-34 | 0.81742 | 1163810.2156 | 138488.9489 | 454 | 6175.6443 | 8.2545 | 112.2844 | 21160.1857 | 2517.9809
95-35F | 25122.318 | 2647.563 | 95 | 2834 | 95-35F | 1.3756 | 1381727.4879 | 145615.9645 | 454 | 4275.384 | 8.2545 | 77.7343 | 25122.318 | 2647.563
95-36F | 23353.9833 | 2598.4008 | 95 | 2835 | 95-36F | 2.2443 | 1284469.0827 | 142912.0448 | 454 | 2480.0282 | 8.2545 | 45.0914 | 23353.9833 | 2598.4008
95-37F | 23621.3477 | 2334.6138 | 95 | 2836 | 95-37F | 0.035038 | 1299174.1226 | 128403.7564 | 454 | 110052.2919 | 8.2545 | 2000.9508 | 23621.3477 | 2334.6138
957-493 | 75119.5545 | 2720.4481 | 957 | 2880 | 957-493 | 0.38655 | 4131575.499 | 149624.6455 | 454 | 20040.4867 | 8.2545 | 364.3725 | 75119.5545 | 2720.4481
96-1041F | 26535.4355 | 2758.9483 | 96 | 2889 | 96-1041F | 0.064962 | 1459448.95 | 151742.1551 | 454 | 101459.08 | 8.2545 | 1844.7105 | 26535.4355 | 2758.9483
96-47R | 24719.0559 | 2820.916 | 96 | 2892 | 96-47R | 5.6227 | 1359548.0751 | 155150.3783 | 454 | 1242.0319 | 8.2545 | 22.5824 | 24719.0559 | 2820.916
963-35 | 4485.3549 | 1536.6285 | 963 | 2917 | 963-35 | 3.1555 | 246694.5199 | 84514.5666 |  |  |  |  | 4485.3549 | 1536.6285
968-476F | 20910.1817 | 3239.2651 | 968 | 2929 | 968-476F | 2.4922 | 1150059.9938 | 178159.5808 | 454 | 3848.3283 | 8.2545 | 69.9696 | 20910.1817 | 3239.2651
970-1341R | 20888.4848 | 3184.3906 | 970 | 2940 | 970-1341R | 4.1362 | 1148866.6629 | 175141.4813 | 454 | 2223.7341 | 8.2545 | 40.4315 | 20888.4848 | 3184.3906
971-1973R | 31894.395 | 2997.0114 | 971 | 2943 | 971-1973R | 10.9521 | 1754191.7257 | 164835.6254 | 454 | 892.6906 | 8.2545 | 16.2307 | 31894.395 | 2997.0114
971-2050R | 31452.5447 | 3086.3339 | 971 | 2944 | 971-2050R | 20.7013 | 1729889.959 | 169748.3671 | 454 | 472.2799 | 8.2545 | 8.5869 | 31452.5447 | 3086.3339
971-29R | 26618.6018 | 3089.4865 | 971 | 2945 | 971-29R | 3.8006 | 1464023.097 | 169921.7576 | 454 | 2572.4668 | 8.2545 | 46.7721 | 26618.6018 | 3089.4865
971-371R | 25360.5105 | 3156.5166 | 971 | 2946 | 971-371R | 2.4735 | 1394828.076 | 173608.4145 | 454 | 3952.5863 | 8.2545 | 71.8652 | 25360.5105 | 3156.5166
971-381R | 4485.3549 | 1536.6285 | 971 | 2947 | 971-381R | 0.075568 | 246694.5199 | 84514.5666 |  |  |  |  | 4485.3549 | 1536.6285
971-383R | 25288.4857 | 2894.6713 | 971 | 2948 | 971-383R | 9.7428 | 1390866.713 | 159206.9207 | 454 | 1007.2325 | 8.2545 | 18.3133 | 25288.4857 | 2894.6713
971-388R | 27840.7423 | 3165.2604 | 971 | 2949 | 971-388R | 17.9011 | 1531240.828 | 174089.3219 | 454 | 546.1566 | 8.2545 | 9.9301 | 27840.7423 | 3165.2604
972-1582R | 23528.1885 | 3177.6476 | 972 | 2953 | 972-1582R | 11.1523 | 1294050.3684 | 174770.619 | 454 | 876.6672 | 8.2545 | 15.9394 | 23528.1885 | 3177.6476
972-1590F | 70744.9511 | 45128.4419 | 972 | 2957 | 972-1590F | 20.6786 | 3890972.3129 | 2482064.3033 | 454 | 473.2068 | 8.2545 | 8.6038 | 70744.9511 | 45128.4419
972-1642 | 4485.3549 | 1536.6285 | 972 | 2960 | 972-1642 | 0.21989 | 246694.5199 | 84514.5666 |  |  |  |  | 4485.3549 | 1536.6285
972-32R | 26654.6507 | 2868.0212 | 972 | 2962 | 972-32R | 15.7093 | 1466005.7878 | 157741.1648 | 454 | 623.3804 | 8.2545 | 11.3342 | 26654.6507 | 2868.0212
972-942R | 26552.0338 | 3128.3542 | 972 | 2963 | 972-942R | 7.8388 | 1460361.8565 | 172059.4787 | 454 | 1247.2321 | 8.2545 | 22.6769 | 26552.0338 | 3128.3542
973-1226R | 23409.9597 | 3091.9529 | 973 | 2964 | 973-1226R | 8.4831 | 1287547.7856 | 170057.4113 | 454 | 1152.4966 | 8.2545 | 20.9545 | 23409.9597 | 3091.9529
973-1245R | 25744.2142 | 3251.4814 | 973 | 2965 | 973-1245R | 3.3436 | 1415931.7822 | 178831.478 | 454 | 2924.0972 | 8.2545 | 53.1654 | 25744.2142 | 3251.4814
973-530AE | 4485.3549 | 1536.6285 | 973 | 2966 | 973-530AE | 0.03428 | 246694.5199 | 84514.5666 |  |  |  |  | 4485.3549 | 1536.6285
973-626R | 22619.5684 | 3259.6641 | 973 | 2969 | 973-626R | 10.9061 | 1244076.2635 | 179281.5266 | 454 | 896.4584 | 8.2545 | 16.2992 | 22619.5684 | 3259.6641
974-23R | 24863.9406 | 3054.9044 | 974 | 2973 | 974-23R | 16.1822 | 1367516.731 | 168019.7404 | 454 | 607.9933 | 8.2545 | 11.0544 | 24863.9406 | 3054.9044
974-715R | 20689.454 | 3234.6822 | 974 | 2974 | 974-715R | 8.7188 | 1137919.9675 | 177907.5207 | 454 | 1121.354 | 8.2545 | 20.3883 | 20689.454 | 3234.6822
975-22R | 4485.3549 | 1536.6285 | 975 | 2975 | 975-22R | 1.6544 | 246694.5199 | 84514.5666 |  |  |  |  | 4485.3549 | 1536.6285
990-713 | 4485.3549 | 1536.6285 | 990 | 3001 | 990-713 | 0.065909 | 246694.5199 | 84514.5666 |  |  |  |  | 4485.3549 | 1536.6285
991-1 | 4485.3549 | 1536.6285 | 991 | 3003 | 991-1 | 1.2636 | 246694.5199 | 84514.5666 |  |  |  |  | 4485.3549 | 1536.6285
991-1206R | 24216.3292 | 3240.1388 | 991 | 3004 | 991-1206R | 9.0301 | 1331898.1067 | 178207.6362 | 454 | 1061.2074 | 8.2545 | 19.2947 | 24216.3292 | 3240.1388
CB 100 | 23406.4517 | 2859.3718 | 100 | 3032 | CB 100 | 2.7708 | 1287354.8431 | 157265.4487 | 454 | 3108.6514 | 8.2545 | 56.5209 | 23406.4517 | 2859.3718
CB 1007 | 4485.3549 | 1536.6285 | 1007 | 3035 | CB 1007 | 0.54489 | 246694.5199 | 84514.5666 |  |  |  |  | 4485.3549 | 1536.6285
CB 1023 | 26566.9986 | 3247.2425 | 1023 | 3043 | CB 1023 | 3.8564 | 1461184.9211 | 178598.3398 | 454 | 2491.1364 | 8.2545 | 45.2934 | 26566.9986 | 3247.2425
CB 103 | 19585.8269 | 2550.3887 | 103 | 3046 | CB 103 | 5.5669 | 1077220.48 | 140271.3784 | 454 | 943.4294 | 8.2545 | 17.1533 | 19585.8269 | 2550.3887
CB 1039 | 24209.0989 | 2955.5722 | 1039 | 3048 | CB 1039 | 0.67595 | 1331500.4389 | 162556.4697 | 454 | 11553.1429 | 8.2545 | 210.0571 | 24209.0989 | 2955.5722
CB 1049 | 18467.8947 | 2331.4496 | 1049 | 3052 | CB 1049 | 3.0663 | 1015734.2105 | 128229.7292 | 454 | 1720.3042 | 8.2545 | 31.2783 | 18467.8947 | 2331.4496
CB 107 | 27297.7164 | 2384.4448 | 107 | 3056 | CB 107 | 1.0419 | 1501374.4025 | 131144.4619 | 454 | 5390.0706 | 8.2545 | 98.0013 | 27297.7164 | 2384.4448
CB 1073 | 19304.6001 | 2556.8727 | 1073 | 3060 | CB 1073 | 3.3184 | 1061753.0079 | 140627.9989 | 454 | 1594.7376 | 8.2545 | 28.9952 | 19304.6001 | 2556.8727
CB 1076 | 19888.7085 | 2376.4077 | 1076 | 3061 | CB 1076 | 2.2468 | 1093878.9663 | 130702.4249 | 454 | 2476.4713 | 8.2545 | 45.0268 | 19888.7085 | 2376.4077
CB 1077 | 18242.5634 | 2225.1049 | 1077 | 3062 | CB 1077 | 3.8731 | 1003340.9897 | 122380.7669 | 454 | 1184.3925 | 8.2545 | 21.5344 | 18242.5634 | 2225.1049
CB 1079 | 20976.2036 | 2386.2306 | 1079 | 3064 | CB 1079 | 1.4544 | 1153691.1994 | 131242.6839 | 454 | 3869.1607 | 8.2545 | 70.3484 | 20976.2036 | 2386.2306
CB 1081 | 23752.0616 | 2594.2306 | 1081 | 3066 | CB 1081 | 9.868 | 1306363.3864 | 142682.6812 | 454 | 995.7695 | 8.2545 | 18.1049 | 23752.0616 | 2594.2306
CB 1082 | 22702.4386 | 3110.2597 | 1082 | 3067 | CB 1082 | 1.0381 | 1248634.1245 | 171064.2838 | 454 | 8469.4054 | 8.2545 | 153.9892 | 22702.4386 | 3110.2597
CB 1085 | 4485.3549 | 1536.6285 | 1085 | 3068 | CB 1085 | 0.4608 | 246694.5199 | 84514.5666 |  |  |  |  | 4485.3549 | 1536.6285
CB 1090 | 22333.9535 | 3171.7933 | 1090 | 3070 | CB 1090 | 4.5962 | 1228367.44 | 174448.6305 | 454 | 1996.2814 | 8.2545 | 36.296 | 22333.9535 | 3171.7933
CB 1094 | 17193.8671 | 2910.3125 | 1094 | 3071 | CB 1094 | 0.38068 | 945662.6904 | 160067.1897 | 454 | 25679.3061 | 8.2545 | 466.8965 | 17193.8671 | 2910.3125
CB 1101 | 4485.3549 | 1536.6285 | 1101 | 3074 | CB 1101 | 3.0366 | 246694.5199 | 84514.5666 |  |  |  |  | 4485.3549 | 1536.6285
CB 1106 | 4485.3549 | 1536.6285 | 1106 | 3079 | CB 1106 | 1.2773 | 246694.5199 | 84514.5666 |  |  |  |  | 4485.3549 | 1536.6285
CB 1116 | 128951.0756 | 2456.3933 | 1116 | 3081 | CB 1116 | 0.11477 | 7092309.1565 | 135101.6341 | 454 | 52941.2887 | 8.2545 | 962.5689 | 128951.0756 | 2456.3933
CB 1138 | 23560.2062 | 2726.0847 | 1138 | 3091 | CB 1138 | 4.9684 | 1295811.341 | 149934.6599 | 454 | 1275.0859 | 8.2545 | 23.1834 | 23560.2062 | 2726.0847
CB 1139 | 4485.3549 | 1536.6285 | 1139 | 3092 | CB 1139 | 0.21402 | 246694.5199 | 84514.5666 |  |  |  |  | 4485.3549 | 1536.6285
CB 114 | 24800.6259 | 3020.8957 | 114 | 3093 | CB 114 | 1.6892 | 1364034.4248 | 166149.2613 | 454 | 5787.8513 | 8.2545 | 105.2337 | 24800.6259 | 3020.8957
CB 1140 | 58376.6423 | 2861.1784 | 1140 | 3094 | CB 1140 | 0.21629 | 3210715.3274 | 157364.8095 | 454 | 33255.8342 | 8.2545 | 604.6515 | 58376.6423 | 2861.1784
CB 1152 | 4485.3549 | 1536.6285 | 1152 | 3096 | CB 1152 | 0.225 | 246694.5199 | 84514.5666 |  |  |  |  | 4485.3549 | 1536.6285
CB 1153 | 4485.3549 | 1536.6285 | 1153 | 3097 | CB 1153 | 0.09697 | 246694.5199 | 84514.5666 |  |  |  |  | 4485.3549 | 1536.6285
CB 116 | 23082.2676 | 2866.9233 | 116 | 3098 | CB 116 | 5.2233 | 1269524.7189 | 157680.7806 | 454 | 1391.5991 | 8.2545 | 25.3018 | 23082.2676 | 2866.9233
CB 1160 | 4485.3549 | 1536.6285 | 1160 | 3099 | CB 1160 | 0.16307 | 246694.5199 | 84514.5666 |  |  |  |  | 4485.3549 | 1536.6285
CB 1161 | 4485.3549 | 1536.6285 | 1161 | 3100 | CB 1161 | 0.90625 | 246694.5199 | 84514.5666 |  |  |  |  | 4485.3549 | 1536.6285
CB 1162 | 19532.8244 | 3237.1111 | 1162 | 3101 | CB 1162 | 1.5536 | 1074305.3423 | 178041.1117 | 454 | 6146.2384 | 8.2545 | 111.7498 | 19532.8244 | 3237.1111
CB 1166 | 4485.3549 | 1536.6285 | 1166 | 3102 | CB 1166 | 0.085985 | 246694.5199 | 84514.5666 |  |  |  |  | 4485.3549 | 1536.6285
CB 1173 | 21023.0231 | 2552.9696 | 1173 | 3104 | CB 1173 | 0.79545 | 1156266.2728 | 140413.3268 | 454 | 8411.2134 | 8.2545 | 152.9312 | 21023.0231 | 2552.9696
CB 1174 | 4485.3549 | 1536.6285 | 1174 | 3105 | CB 1174 | 0.2536 | 246694.5199 | 84514.5666 |  |  |  |  | 4485.3549 | 1536.6285
CB 1180 | 26389.1915 | 2763.6801 | 1180 | 3107 | CB 1180 | 1.2019 | 1451405.5341 | 152002.4038 | 454 | 8134.4229 | 8.2545 | 147.8986 | 26389.1915 | 2763.6801
CB 120 | 27612.7585 | 3181.6472 | 120 | 3110 | CB 120 | 0.83352 | 1518701.7189 | 174990.5955 | 454 | 11729.6794 | 8.2545 | 213.2669 | 27612.7585 | 3181.6472
CB 1215 | 4485.3549 | 1536.6285 | 1215 | 3114 | CB 1215 | 0.05303 | 246694.5199 | 84514.5666 |  |  |  |  | 4485.3549 | 1536.6285
CB 1219 | 24176.0839 | 2455.3258 | 1219 | 3115 | CB 1219 | 0.14848 | 1329684.6138 | 135042.9182 | 454 | 40875.5497 | 8.2545 | 743.1918 | 24176.0839 | 2455.3258
CB 122 | 16340.8535 | 2792.7329 | 122 | 3116 | CB 122 | 1.7239 | 898746.9418 | 153600.3111 | 454 | 4756.0369 | 8.2545 | 86.4734 | 16340.8535 | 2792.7329
CB 123 | 4485.3549 | 1536.6285 | 123 | 3123 | CB 123 | 0.55284 | 246694.5199 | 84514.5666 |  |  |  |  | 4485.3549 | 1536.6285
CB 1233 | 4485.3549 | 1536.6285 | 1233 | 3124 | CB 1233 | 0.011364 | 246694.5199 | 84514.5666 |  |  |  |  | 4485.3549 | 1536.6285
CB 1234 | 29391.8395 | 3213.1783 | 1234 | 3125 | CB 1234 | 17.9339 | 1616551.1733 | 176724.806 | 454 | 564.9124 | 8.2545 | 10.2711 | 29391.8395 | 3213.1783
CB 1235 | 32133.0545 | 3019.5744 | 1235 | 3126 | CB 1235 | 17.4856 | 1767317.9965 | 166076.5932 | 454 | 470.7042 | 8.2545 | 8.5583 | 32133.0545 | 3019.5744
CB 124 | 4485.3549 | 1536.6285 | 124 | 3127 | CB 124 | 0.95 | 246694.5199 | 84514.5666 |  |  |  |  | 4485.3549 | 1536.6285
CB 1243 | 26378.0276 | 2972.0833 | 1243 | 3129 | CB 1243 | 5.0473 | 1450791.5181 | 163464.5797 | 454 | 1937.0311 | 8.2545 | 35.2187 | 26378.0276 | 2972.0833
CB 1245 | 4485.3549 | 1536.6285 | 1245 | 3131 | CB 1245 | 0.4697 | 246694.5199 | 84514.5666 |  |  |  |  | 4485.3549 | 1536.6285
CB 1250 | 24004.631 | 3257.4604 | 1250 | 3135 | CB 1250 | 2.5689 | 1320254.7023 | 179160.3226 | 454 | 3805.8136 | 8.2545 | 69.1966 | 24004.631 | 3257.4604
CB 128 | 17000.2836 | 2703.7183 | 128 | 3148 | CB 128 | 2.5047 | 935015.5987 | 148704.5039 | 454 | 3050.9302 | 8.2545 | 55.4715 | 17000.2836 | 2703.7183
CB 1283 | 4485.3549 | 1536.6285 | 1283 | 3149 | CB 1283 | 0.69583 | 246694.5199 | 84514.5666 |  |  |  |  | 4485.3549 | 1536.6285
CB 1286 | 26025.8607 | 2855.287 | 1286 | 3151 | CB 1286 | 1.0152 | 1431422.3367 | 157040.7854 | 454 | 8460.0003 | 8.2545 | 153.8182 | 26025.8607 | 2855.287
CB 129 | 18326.4671 | 2682.1043 | 129 | 3154 | CB 129 | 2.0672 | 1007955.6915 | 147515.7379 | 454 | 3630.9462 | 8.2545 | 66.0172 | 18326.4671 | 2682.1043
CB 1297 | 18422.174 | 2523.8461 | 1297 | 3155 | CB 1297 | 0.18996 | 1013219.5684 | 138811.5358 | 454 | 26773.8947 | 8.2545 | 486.7981 | 18422.174 | 2523.8461
CB 1299 | 17856.1543 | 3018.5776 | 1299 | 3156 | CB 1299 | 4.3905 | 982088.4846 | 166021.7682 | 454 | 2185.8712 | 8.2545 | 39.7431 | 17856.1543 | 3018.5776
CB 130 | 18265.5827 | 2556.7958 | 130 | 3157 | CB 130 | 1.3466 | 1004607.0461 | 140623.7687 | 454 | 4986.6661 | 8.2545 | 90.6667 | 18265.5827 | 2556.7958
CB 131 | 16787.5277 | 2699.8252 | 131 | 3158 | CB 131 | 1.2875 | 923314.0262 | 148490.3882 | 454 | 5916.3765 | 8.2545 | 107.5705 | 16787.5277 | 2699.8252
CB 133 | 18308.2426 | 2268.5522 | 133 | 3160 | CB 133 | 3.0892 | 1006953.3455 | 124770.3712 | 454 | 1576.0906 | 8.2545 | 28.6562 | 18308.2426 | 2268.5522
CB 135 | 19099.2039 | 2525.9119 | 135 | 3162 | CB 135 | 0.41761 | 1050456.2141 | 138925.1553 | 454 | 15610.0899 | 8.2545 | 283.8198 | 19099.2039 | 2525.9119
CB 136 | 18161.8848 | 2685.3109 | 136 | 3163 | CB 136 | 2.7424 | 998903.6648 | 147692.1001 | 454 | 2744.3497 | 8.2545 | 49.8973 | 18161.8848 | 2685.3109
CB 137 | 18331.3296 | 2120.9962 | 137 | 3164 | CB 137 | 0.3767 | 1008223.1276 | 116654.7885 | 454 | 10376.5283 | 8.2545 | 188.6642 | 18331.3296 | 2120.9962
CB 138 | 4485.3549 | 1536.6285 | 138 | 3165 | CB 138 | 0.18636 | 246694.5199 | 84514.5666 |  |  |  |  | 4485.3549 | 1536.6285
CB 140 | 17855.1786 | 2512.7251 | 140 | 3167 | CB 140 | 1.6979 | 982034.8219 | 138199.8825 | 454 | 2953.1695 | 8.2545 | 53.694 | 17855.1786 | 2512.7251
CB 1406 | 4485.3549 | 1536.6285 | 1406 | 3168 | CB 1406 | 0.036742 | 246694.5199 | 84514.5666 |  |  |  |  | 4485.3549 | 1536.6285
CB 141 | 4485.3549 | 1536.6285 | 141 | 3172 | CB 141 | 0.62292 | 246694.5199 | 84514.5666 |  |  |  |  | 4485.3549 | 1536.6285
CB 1418 | 19436.0141 | 2530.0721 | 1418 | 3176 | CB 1418 | 4.1182 | 1068980.7772 | 139153.9648 | 454 | 1589.3943 | 8.2545 | 28.8981 | 19436.0141 | 2530.0721
CB 142 | 18537.609 | 2552.1832 | 142 | 3178 | CB 142 | 5.8655 | 1019568.4959 | 140370.0753 | 454 | 898.2631 | 8.2545 | 16.3321 | 18537.609 | 2552.1832
CB 143 | 21353.7342 | 3028.2609 | 143 | 3180 | CB 143 | 2.8381 | 1174455.3816 | 166554.3496 | 454 | 2919.2634 | 8.2545 | 53.0775 | 21353.7342 | 3028.2609
CB 1434 | 18253.699 | 2157.9552 | 1434 | 3181 | CB 1434 | 0.96269 | 1003953.4462 | 118687.5345 | 454 | 4311.1641 | 8.2545 | 78.3848 | 18253.699 | 2157.9552
CB 1436 | 4485.3549 | 1536.6285 | 1436 | 3183 | CB 1436 | 0.38731 | 246694.5199 | 84514.5666 |  |  |  |  | 4485.3549 | 1536.6285
CB 1438 | 19383.1385 | 2287.4271 | 1438 | 3185 | CB 1438 | 6.6718 | 1066072.619 | 125808.4912 | 454 | 748.0643 | 8.2545 | 13.6012 | 19383.1385 | 2287.4271
CB 144 | 21270.2336 | 3018.8868 | 144 | 3187 | CB 144 | 3.6585 | 1169862.8487 | 166038.7728 | 454 | 2248.6168 | 8.2545 | 40.8839 | 21270.2336 | 3018.8868
CB 1446 | 4485.3549 | 1536.6285 | 1446 | 3193 | CB 1446 | 0.3625 | 246694.5199 | 84514.5666 |  |  |  |  | 4485.3549 | 1536.6285
CB 1448 | 4485.3549 | 1536.6285 | 1448 | 3195 | CB 1448 | 0.55455 | 246694.5199 | 84514.5666 |  |  |  |  | 4485.3549 | 1536.6285
CB 145 | 32491.8292 | 3236.2017 | 145 | 3196 | CB 145 | 1.2373 | 1787050.6071 | 177991.0962 | 454 | 7901.9636 | 8.2545 | 143.6721 | 32491.8292 | 3236.2017
CB 146 | 4485.3549 | 1536.6285 | 146 | 3199 | CB 146 | 0.18561 | 246694.5199 | 84514.5666 |  |  |  |  | 4485.3549 | 1536.6285
CB 147 | 4485.3549 | 1536.6285 | 147 | 3200 | CB 147 | 0.60265 | 246694.5199 | 84514.5666 |  |  |  |  | 4485.3549 | 1536.6285
CB 1479 | 18680.9036 | 2398.7874 | 1479 | 3201 | CB 1479 | 2.9655 | 1027449.6998 | 131933.307 | 454 | 1924.6715 | 8.2545 | 34.994 | 18680.9036 | 2398.7874
CB 1482 | 4485.3549 | 1536.6285 | 1482 | 3204 | CB 1482 | 0.033523 | 246694.5199 | 84514.5666 |  |  |  |  | 4485.3549 | 1536.6285
CB 149 | 4485.3549 | 1536.6285 | 149 | 3206 | CB 149 | 0.88352 | 246694.5199 | 84514.5666 |  |  |  |  | 4485.3549 | 1536.6285
CB 151 | 18790.5145 | 2395.7317 | 151 | 3208 | CB 151 | 1.6706 | 1033478.2995 | 131765.2427 | 454 | 3404.7232 | 8.2545 | 61.9041 | 18790.5145 | 2395.7317
CB 1525 | 22810.6501 | 2738.4014 | 1525 | 3210 | CB 1525 | 4.1097 | 1254585.7581 | 150612.0787 | 454 | 1568.6674 | 8.2545 | 28.5212 | 22810.6501 | 2738.4014
CB 153 | 18578.2872 | 2357.2189 | 153 | 3211 | CB 153 | 8.2277 | 1021805.7984 | 129647.0372 | 454 | 661.2812 | 8.2545 | 12.0233 | 18578.2872 | 2357.2189
CB 154 | 18128.0407 | 2352.9814 | 154 | 3212 | CB 154 | 4.9278 | 997042.2373 | 129413.9784 | 454 | 1098.5625 | 8.2545 | 19.9739 | 18128.0407 | 2352.9814
CB 155 | 17430.3671 | 2662.1674 | 155 | 3213 | CB 155 | 3.5369 | 958670.19 | 146419.2049 | 454 | 2086.7297 | 8.2545 | 37.9405 | 17430.3671 | 2662.1674
CB 156 | 22568.4196 | 2510.3847 | 156 | 3214 | CB 156 | 2.6163 | 1241263.0789 | 138071.156 | 454 | 2453.965 | 8.2545 | 44.6175 | 22568.4196 | 2510.3847
CB 157 | 4485.3549 | 1536.6285 | 157 | 3215 | CB 157 | 0.027841 | 246694.5199 | 84514.5666 |  |  |  |  | 4485.3549 | 1536.6285
CB 158 | 18664.4495 | 2241.7626 | 158 | 3216 | CB 158 | 2.2184 | 1026544.7204 | 123296.9435 | 454 | 2116.5728 | 8.2545 | 38.4831 | 18664.4495 | 2241.7626
CB 159 | 19464.0683 | 2565.9634 | 159 | 3217 | CB 159 | 0.63769 | 1070523.7565 | 141127.9881 | 454 | 10621.3197 | 8.2545 | 193.1149 | 19464.0683 | 2565.9634
CB 160 | 19356.2025 | 2344.654 | 160 | 3218 | CB 160 | 2.0129 | 1064591.1368 | 128955.9726 | 454 | 2662.836 | 8.2545 | 48.4152 | 19356.2025 | 2344.654
CB 161 | 4485.3549 | 1536.6285 | 161 | 3219 | CB 161 | 0.78239 | 246694.5199 | 84514.5666 |  |  |  |  | 4485.3549 | 1536.6285
CB 162 | 20063.9053 | 2384.8858 | 162 | 3220 | CB 162 | 0.90284 | 1103514.7915 | 131168.7201 | 454 | 6223.143 | 8.2545 | 113.1481 | 20063.9053 | 2384.8858
CB 163 | 17535.3982 | 1907.3093 | 163 | 3221 | CB 163 | 5.0587 | 964446.9014 | 104902.0111 | 454 | 494.1749 | 8.2545 | 8.985 | 17535.3982 | 1907.3093
CB 164 | 19990.9156 | 2572.9231 | 164 | 3222 | CB 164 | 1.1038 | 1099500.3558 | 141510.773 | 454 | 6176.1763 | 8.2545 | 112.2941 | 19990.9156 | 2572.9231
CB 166 | 19870.29 | 2398.154 | 166 | 3224 | CB 166 | 3.0165 | 1092865.9488 | 131898.4698 | 454 | 1890.8185 | 8.2545 | 34.3785 | 19870.29 | 2398.154
CB 168 | 19777.5352 | 2305.1623 | 168 | 3226 | CB 168 | 3.983 | 1087764.4346 | 126783.9263 | 454 | 1281.8259 | 8.2545 | 23.3059 | 19777.5352 | 2305.1623
CB 169 | 29958.7246 | 2704.8139 | 169 | 3227 | CB 169 | 0.13693 | 1647729.8508 | 148764.7646 | 454 | 55857.3422 | 8.2545 | 1015.588 | 29958.7246 | 2704.8139
CB 171 | 24509.2312 | 3253.1702 | 171 | 3229 | CB 171 | 2.7379 | 1348007.7165 | 178924.3595 | 454 | 3530.4543 | 8.2545 | 64.1901 | 24509.2312 | 3253.1702
CB 172 | 17337.1875 | 3125.0868 | 172 | 3230 | CB 172 | 4.7741 | 953545.3116 | 171879.772 | 454 | 2054.7736 | 8.2545 | 37.3595 | 17337.1875 | 3125.0868
CB 175 | 30913.2142 | 3236.5681 | 175 | 3232 | CB 175 | 2.8511 | 1700226.7813 | 178011.2433 | 454 | 3429.0512 | 8.2545 | 62.3464 | 30913.2142 | 3236.5681
CB 176 | 27131.3991 | 2615.8702 | 176 | 3233 | CB 176 | 0.035606 | 1492226.9499 | 143872.8602 | 454 | 154437.2225 | 8.2545 | 2807.9495 | 27131.3991 | 2615.8702
CB 178 | 21352.7731 | 3042.1277 | 178 | 3235 | CB 178 | 3.4303 | 1174402.5212 | 167317.0256 | 454 | 2850.1396 | 8.2545 | 51.8207 | 21352.7731 | 3042.1277
CB 180 | 19389.9957 | 2761.0377 | 180 | 3237 | CB 180 | 0.77576 | 1066449.7646 | 151857.0708 | 454 | 10313.5545 | 8.2545 | 187.5192 | 19389.9957 | 2761.0377
CB 181 | 4485.3549 | 1536.6285 | 181 | 3238 | CB 181 | 0.7286 | 246694.5199 | 84514.5666 |  |  |  |  | 4485.3549 | 1536.6285
CB 183 | 20803.5994 | 2731.3629 | 183 | 3240 | CB 183 | 1.7765 | 1144197.9682 | 150224.9608 | 454 | 3608.5917 | 8.2545 | 65.6108 | 20803.5994 | 2731.3629
CB 184 | 4485.3549 | 1536.6285 | 184 | 3241 | CB 184 | 0.49848 | 246694.5199 | 84514.5666 |  |  |  |  | 4485.3549 | 1536.6285
CB 185 | 31863.8158 | 2884.8165 | 185 | 3242 | CB 185 | 3.8089 | 1752509.8717 | 158664.9081 | 454 | 2566.8621 | 8.2545 | 46.6702 | 31863.8158 | 2884.8165
CB 186 | 22184.3959 | 2807.856 | 186 | 3243 | CB 186 | 3.4871 | 1220141.7755 | 154432.0816 | 454 | 2378.1955 | 8.2545 | 43.2399 | 22184.3959 | 2807.856
CB 187 | 20792.0992 | 2692.6254 | 187 | 3244 | CB 187 | 4.1994 | 1143565.4564 | 148094.3977 | 454 | 1803.1307 | 8.2545 | 32.7842 | 20792.0992 | 2692.6254
CB 188 | 22254.4474 | 2513.0349 | 188 | 3245 | CB 188 | 6.7824 | 1223994.605 | 138216.9184 | 454 | 949.0957 | 8.2545 | 17.2563 | 22254.4474 | 2513.0349
CB 189 | 19507.8451 | 2597.5629 | 189 | 3246 | CB 189 | 1.1602 | 1072931.4809 | 142865.9585 | 454 | 6010.1114 | 8.2545 | 109.2748 | 19507.8451 | 2597.5629
CB 190 | 4485.3549 | 1536.6285 | 190 | 3247 | CB 190 | 1.1379 | 246694.5199 | 84514.5666 |  |  |  |  | 4485.3549 | 1536.6285
CB 191 | 19418.4194 | 2513.1359 | 191 | 3248 | CB 191 | 2.1098 | 1068013.0651 | 138222.4762 | 454 | 3051.2981 | 8.2545 | 55.4781 | 19418.4194 | 2513.1359
CB 192 | 27688.7804 | 2765.6414 | 192 | 3249 | CB 192 | 3.5235 | 1522882.923 | 152110.2794 | 454 | 2278.879 | 8.2545 | 41.4342 | 27688.7804 | 2765.6414
CB 194 | 20307.2689 | 2442.2023 | 194 | 3251 | CB 194 | 3.667 | 1116899.7868 | 134321.1263 | 454 | 1632.2584 | 8.2545 | 29.6774 | 20307.2689 | 2442.2023
CB 195 | 30712.0329 | 2966.6105 | 195 | 3252 | CB 195 | 2.3331 | 1689161.811 | 163163.578 | 454 | 3383.0456 | 8.2545 | 61.5099 | 30712.0329 | 2966.6105
CB 196 | 28670.7489 | 2743.1435 | 196 | 3253 | CB 196 | 0.39337 | 1576891.1883 | 150872.8903 | 454 | 16482.2769 | 8.2545 | 299.6778 | 28670.7489 | 2743.1435
CB 197 | 4485.3549 | 1536.6285 | 197 | 3254 | CB 197 | 0.097159 | 246694.5199 | 84514.5666 |  |  |  |  | 4485.3549 | 1536.6285
CB 198 | 19014.9258 | 2759.3535 | 198 | 3255 | CB 198 | 2.1491 | 1045820.9194 | 151764.4442 | 454 | 3718.051 | 8.2545 | 67.6009 | 19014.9258 | 2759.3535
CB 199 | 20382.6051 | 2627.261 | 199 | 3256 | CB 199 | 4.2767 | 1121043.2821 | 144499.3574 | 454 | 1674.3397 | 8.2545 | 30.4425 | 20382.6051 | 2627.261
CB 200 | 20394.9358 | 2782.4086 | 200 | 3258 | CB 200 | 9.5201 | 1121721.4703 | 153032.475 | 454 | 707.2615 | 8.2545 | 12.8593 | 20394.9358 | 2782.4086
CB 202 | 20626.5728 | 3043.2123 | 202 | 3259 | CB 202 | 11.567 | 1134461.5019 | 167376.6787 | 454 | 842.7745 | 8.2545 | 15.3232 | 20626.5728 | 3043.2123
CB 203 | 24078.4656 | 2583.141 | 203 | 3260 | CB 203 | 3.4659 | 1324315.6057 | 142072.7556 | 454 | 1575.6068 | 8.2545 | 28.6474 | 24078.4656 | 2583.141
CB 204 | 22274.9061 | 3247.3565 | 204 | 3261 | CB 204 | 14.5576 | 1225119.8377 | 178604.6052 | 454 | 668.3281 | 8.2545 | 12.1514 | 22274.9061 | 3247.3565
CB 205 | 22188.2751 | 2515.447 | 205 | 3262 | CB 205 | 3.4777 | 1220355.1303 | 138349.5874 | 454 | 1855.4109 | 8.2545 | 33.7347 | 22188.2751 | 2515.447
CB 206 | 19700.4405 | 2332.2069 | 206 | 3263 | CB 206 | 1.6248 | 1083524.2254 | 128271.3783 | 454 | 3249.5023 | 8.2545 | 59.0819 | 19700.4405 | 2332.2069
CB 207 | 20097.2001 | 2587.7512 | 207 | 3264 | CB 207 | 2.8917 | 1105346.0037 | 142326.3169 | 454 | 3320.3197 | 8.2545 | 60.3694 | 20097.2001 | 2587.7512
CB 208 | 18374.8669 | 2706.8489 | 208 | 3265 | CB 208 | 0.39223 | 1010617.6802 | 148876.6885 | 454 | 19532.7302 | 8.2545 | 355.1405 | 18374.8669 | 2706.8489
CB 209 | 17585.2767 | 2284.0042 | 209 | 3266 | CB 209 | 0.1392 | 967190.2175 | 125620.233 | 454 | 35694.2312 | 8.2545 | 648.986 | 17585.2767 | 2284.0042
CB 210 | 4485.3549 | 1536.6285 | 210 | 3267 | CB 210 | 0.053788 | 246694.5199 | 84514.5666 |  |  |  |  | 4485.3549 | 1536.6285
CB 211 | 4485.3549 | 1536.6285 | 211 | 3268 | CB 211 | 0.010606 | 246694.5199 | 84514.5666 |  |  |  |  | 4485.3549 | 1536.6285
CB 212 | 4485.3549 | 1536.6285 | 212 | 3269 | CB 212 | 0.23902 | 246694.5199 | 84514.5666 |  |  |  |  | 4485.3549 | 1536.6285
CB 214 | 4485.3549 | 1536.6285 | 214 | 3271 | CB 214 | 0.040909 | 246694.5199 | 84514.5666 |  |  |  |  | 4485.3549 | 1536.6285
CB 215 | 4485.3549 | 1536.6285 | 215 | 3272 | CB 215 | 0.14848 | 246694.5199 | 84514.5666 |  |  |  |  | 4485.3549 | 1536.6285
CB 217 | 4485.3549 | 1536.6285 | 217 | 3274 | CB 217 | 0.034091 | 246694.5199 | 84514.5666 |  |  |  |  | 4485.3549 | 1536.6285
CB 220 | 4485.3549 | 1536.6285 | 220 | 3276 | CB 220 | 0.011932 | 246694.5199 | 84514.5666 |  |  |  |  | 4485.3549 | 1536.6285
CB 229 | 4485.3549 | 1536.6285 | 229 | 3285 | CB 229 | 0.16098 | 246694.5199 | 84514.5666 |  |  |  |  | 4485.3549 | 1536.6285
CB 230 | 4485.3549 | 1536.6285 | 230 | 3287 | CB 230 | 0.62576 | 246694.5199 | 84514.5666 |  |  |  |  | 4485.3549 | 1536.6285
CB 231 | 28460.33 | 3013.8978 | 231 | 3288 | CB 231 | 7.2144 | 1565318.1487 | 165764.3785 | 454 | 1135.9412 | 8.2545 | 20.6535 | 28460.33 | 3013.8978
CB 232 | 28827.8217 | 2808.4672 | 232 | 3289 | CB 232 | 4.8062 | 1585530.1908 | 154465.6968 | 454 | 1436.5729 | 8.2545 | 26.1195 | 28827.8217 | 2808.4672
CB 233 | 30824.2222 | 2995.4382 | 233 | 3290 | CB 233 | 15.5687 | 1695332.2196 | 164749.1006 | 454 | 518.9818 | 8.2545 | 9.436 | 30824.2222 | 2995.4382
CB 234 | 27797.3503 | 2833.4561 | 234 | 3291 | CB 234 | 7.9689 | 1528854.265 | 155840.0859 | 454 | 886.252 | 8.2545 | 16.1137 | 27797.3503 | 2833.4561
CB 235 | 4485.3549 | 1536.6285 | 235 | 3292 | CB 235 | 0.15928 | 246694.5199 | 84514.5666 |  |  |  |  | 4485.3549 | 1536.6285
CB 236 | 23538.572 | 2769.4581 | 236 | 3293 | CB 236 | 6.3229 | 1294621.4589 | 152320.1979 | 454 | 1043.5594 | 8.2545 | 18.9738 | 23538.572 | 2769.4581
CB 237 | 23032.2299 | 2851.4383 | 237 | 3294 | CB 237 | 0.61629 | 1266772.6437 | 156829.1052 | 454 | 11553.9497 | 8.2545 | 210.0718 | 23032.2299 | 2851.4383
CB 239 | 4485.3549 | 1536.6285 | 239 | 3295 | CB 239 | 0.039773 | 246694.5199 | 84514.5666 |  |  |  |  | 4485.3549 | 1536.6285
CB 240 | 22511.2689 | 2948.4422 | 240 | 3297 | CB 240 | 5.2343 | 1238119.7915 | 162164.3235 | 454 | 1485.5035 | 8.2545 | 27.0092 | 22511.2689 | 2948.4422
CB 241 | 18991.2525 | 2583.9236 | 241 | 3298 | CB 241 | 1.8731 | 1044518.8888 | 142115.7973 | 454 | 2897.3431 | 8.2545 | 52.679 | 18991.2525 | 2583.9236
CB 242 | 20127.0681 | 3043.0394 | 242 | 3299 | CB 242 | 2.8947 | 1106988.7479 | 167367.1673 | 454 | 2878.075 | 8.2545 | 52.3286 | 20127.0681 | 3043.0394
CB 243 | 20927.2016 | 2915.9474 | 243 | 3300 | CB 243 | 2.5367 | 1150996.0872 | 160377.1063 | 454 | 2984.7918 | 8.2545 | 54.2689 | 20927.2016 | 2915.9474
CB 244 | 19903.7628 | 2659.3915 | 244 | 3301 | CB 244 | 3.1987 | 1094706.9532 | 146266.532 | 454 | 1858.8953 | 8.2545 | 33.7981 | 19903.7628 | 2659.3915
CB 245 | 19659.8958 | 2475.1818 | 245 | 3302 | CB 245 | 3.4831 | 1081294.2687 | 136134.9992 | 454 | 1366.6898 | 8.2545 | 24.8489 | 19659.8958 | 2475.1818
CB 246 | 25866.6426 | 2989.4301 | 246 | 3303 | CB 246 | 11.0661 | 1422665.3421 | 164418.6565 | 454 | 885.298 | 8.2545 | 16.0963 | 25866.6426 | 2989.4301
CB 247 | 24096.6992 | 3201.6349 | 247 | 3304 | CB 247 | 3.6366 | 1325318.4538 | 176089.9212 | 454 | 2736.1073 | 8.2545 | 49.7474 | 24096.6992 | 3201.6349
CB 248 | 4485.3549 | 1536.6285 | 248 | 3305 | CB 248 | 4.4809 | 246694.5199 | 84514.5666 |  |  |  |  | 4485.3549 | 1536.6285
CB 249 | 26524.582 | 3073.4189 | 249 | 3306 | CB 249 | 3.2322 | 1458852.009 | 169038.0421 | 454 | 2643.5985 | 8.2545 | 48.0654 | 26524.582 | 3073.4189
CB 254 | 4485.3549 | 1536.6285 | 254 | 3310 | CB 254 | 0.16193 | 246694.5199 | 84514.5666 |  |  |  |  | 4485.3549 | 1536.6285
CB 255 | 18900.1574 | 2346.0272 | 255 | 3311 | CB 255 | 3.235 | 1039508.6577 | 129031.4974 | 454 | 1659.5796 | 8.2545 | 30.1742 | 18900.1574 | 2346.0272
CB 256 | 24008.968 | 2788.3383 | 256 | 3312 | CB 256 | 2.9612 | 1320493.239 | 153358.6053 | 454 | 2759.4929 | 8.2545 | 50.1726 | 24008.968 | 2788.3383
CB 257 | 18450.6725 | 2471.4106 | 257 | 3313 | CB 257 | 4.3606 | 1014786.9862 | 135927.5855 | 454 | 1415.4101 | 8.2545 | 25.7347 | 18450.6725 | 2471.4106
CB 258 | 4485.3549 | 1536.6285 | 258 | 3314 | CB 258 | 0.065341 | 246694.5199 | 84514.5666 |  |  |  |  | 4485.3549 | 1536.6285
CB 261 | 24740.6818 | 2844.0257 | 261 | 3315 | CB 261 | 1.2392 | 1360737.4995 | 156421.4162 | 454 | 6873.9232 | 8.2545 | 124.9804 | 24740.6818 | 2844.0257
CB 262 | 27721.2714 | 2918.1774 | 262 | 3316 | CB 262 | 1.2241 | 1524669.9253 | 160499.7565 | 454 | 7334.7012 | 8.2545 | 133.3582 | 27721.2714 | 2918.1774
CB 263 | 4485.3549 | 1536.6285 | 263 | 3317 | CB 263 | 1.1358 | 246694.5199 | 84514.5666 |  |  |  |  | 4485.3549 | 1536.6285
CB 266 | 4485.3549 | 1536.6285 | 266 | 3320 | CB 266 | 1.4792 | 246694.5199 | 84514.5666 |  |  |  |  | 4485.3549 | 1536.6285
CB 270 | 36980.2245 | 2820.5779 | 270 | 3324 | CB 270 | 1.4669 | 2033912.35 | 155131.7838 | 454 | 4758.6008 | 8.2545 | 86.52 | 36980.2245 | 2820.5779
CB 274 | 4485.3549 | 1536.6285 | 274 | 3328 | CB 274 | 0.089394 | 246694.5199 | 84514.5666 |  |  |  |  | 4485.3549 | 1536.6285
CB 275 | 27047.4682 | 3012.842 | 275 | 3329 | CB 275 | 2.5186 | 1487610.7514 | 165706.3083 | 454 | 3249.3403 | 8.2545 | 59.0789 | 27047.4682 | 3012.842
CB 276 | 4485.3549 | 1536.6285 | 276 | 3330 | CB 276 | 1.2919 | 246694.5199 | 84514.5666 |  |  |  |  | 4485.3549 | 1536.6285
CB 277 | 4485.3549 | 1536.6285 | 277 | 3331 | CB 277 | 0.46136 | 246694.5199 | 84514.5666 |  |  |  |  | 4485.3549 | 1536.6285
CB 279 | 18967.9702 | 2459.143 | 279 | 3333 | CB 279 | 2.103 | 1043238.3594 | 135252.8644 | 454 | 2216.7479 | 8.2545 | 40.3045 | 18967.9702 | 2459.143
CB 280 | 23004.1688 | 2784.6326 | 280 | 3334 | CB 280 | 2.8042 | 1265229.2818 | 153154.7919 | 454 | 2403.6613 | 8.2545 | 43.7029 | 23004.1688 | 2784.6326
CB 281 | 17856.9467 | 2426.0358 | 281 | 3335 | CB 281 | 3.1316 | 982132.0671 | 133431.9713 | 454 | 1417.2109 | 8.2545 | 25.7675 | 17856.9467 | 2426.0358
CB 282 | 19029.8039 | 2944.406 | 282 | 3336 | CB 282 | 0.84356 | 1046639.2139 | 161942.3307 | 454 | 9183.8944 | 8.2545 | 166.9799 | 19029.8039 | 2944.406
CB 283 | 4485.3549 | 1536.6285 | 283 | 3337 | CB 283 | 0.0060606 | 246694.5199 | 84514.5666 |  |  |  |  | 4485.3549 | 1536.6285
CB 284 | 40082.0225 | 3218.2722 | 284 | 3338 | CB 284 | 2.1335 | 2204511.24 | 177004.9717 | 454 | 4434.8884 | 8.2545 | 80.6343 | 40082.0225 | 3218.2722
CB 286 | 27772.3611 | 2912.9275 | 286 | 3339 | CB 286 | 9.571 | 1527479.863 | 160211.0108 | 454 | 790.2483 | 8.2545 | 14.3682 | 27772.3611 | 2912.9275
CB 287 | 30488.2106 | 3201.4778 | 287 | 3340 | CB 287 | 2.8436 | 1676851.5829 | 176081.2806 | 454 | 3291.1239 | 8.2545 | 59.8386 | 30488.2106 | 3201.4778
CB 288 | 25871.2672 | 2608.6915 | 288 | 3341 | CB 288 | 9.5212 | 1422919.6965 | 143478.0346 | 454 | 1031.8499 | 8.2545 | 18.7609 | 25871.2672 | 2608.6915
CB 289 | 27394.4488 | 2670.2186 | 289 | 3342 | CB 289 | 2.6955 | 1506694.6858 | 146862.0256 | 454 | 2235.643 | 8.2545 | 40.6481 | 27394.4488 | 2670.2186
CB 292 | 4485.3549 | 1536.6285 | 292 | 3345 | CB 292 | 0.81042 | 246694.5199 | 84514.5666 |  |  |  |  | 4485.3549 | 1536.6285
CB 295 | 20642.6823 | 2642.6177 | 295 | 3348 | CB 295 | 0.36989 | 1135347.5291 | 145343.9757 | 454 | 19620.8704 | 8.2545 | 356.7431 | 20642.6823 | 2642.6177
CB 296 | 4485.3549 | 1536.6285 | 296 | 3349 | CB 296 | 0.46004 | 246694.5199 | 84514.5666 |  |  |  |  | 4485.3549 | 1536.6285
CB 297 | 4485.3549 | 1536.6285 | 297 | 3350 | CB 297 | 0.42898 | 246694.5199 | 84514.5666 |  |  |  |  | 4485.3549 | 1536.6285
CB 298 | 20767.4047 | 2438.0913 | 298 | 3351 | CB 298 | 0.71136 | 1142207.2605 | 134095.0222 | 454 | 8377.2743 | 8.2545 | 152.3141 | 20767.4047 | 2438.0913
CB 299 | 17932.6247 | 2540.6521 | 299 | 3352 | CB 299 | 0.64867 | 986294.3608 | 139735.8656 | 454 | 10194.0097 | 8.2545 | 185.3456 | 17932.6247 | 2540.6521
CB 303 | 21433.0226 | 2706.8864 | 303 | 3356 | CB 303 | 7.9354 | 1178816.2449 | 148878.7517 | 454 | 788.5024 | 8.2545 | 14.3364 | 21433.0226 | 2706.8864
CB 305 | 60782.9536 | 3139.7554 | 305 | 3358 | CB 305 | 5.7352 | 3343062.4495 | 172686.5454 | 454 | 1725.9059 | 8.2545 | 31.3801 | 60782.9536 | 3139.7554
CB 306 | 56580.2085 | 3002.0064 | 306 | 3359 | CB 306 | 1.2839 | 3111911.4681 | 165110.3538 | 454 | 7615.1215 | 8.2545 | 138.4568 | 56580.2085 | 3002.0064
CB 307 | 60842.2556 | 3151.6018 | 307 | 3360 | CB 307 | 1.2536 | 3346324.0599 | 173338.0985 | 454 | 8485.0752 | 8.2545 | 154.2741 | 60842.2556 | 3151.6018
CB 308 | 22158.8783 | 2689.8189 | 308 | 3361 | CB 308 | 2.3447 | 1218738.3061 | 147940.0376 | 454 | 4169.7847 | 8.2545 | 75.8143 | 22158.8783 | 2689.8189
CB 313 | 30096.5979 | 3193.429 | 313 | 3367 | CB 313 | 1.3364 | 1655312.8853 | 175638.5945 | 454 | 6960.747 | 8.2545 | 126.559 | 30096.5979 | 3193.429
CB 314 | 21680.5219 | 2929.8614 | 314 | 3368 | CB 314 | 0.85795 | 1192428.7023 | 161142.3778 | 454 | 8931.4133 | 8.2545 | 162.3893 | 21680.5219 | 2929.8614
CB 315 | 34704.5222 | 2311.0133 | 315 | 3369 | CB 315 | 0.36174 | 1908748.7217 | 127105.731 | 454 | 14217.8723 | 8.2545 | 258.5068 | 34704.5222 | 2311.0133
CB 320 | 17813.1713 | 2378.7009 | 320 | 3371 | CB 320 | 0.41383 | 979724.419 | 130828.5487 | 454 | 13481.0603 | 8.2545 | 245.1102 | 17813.1713 | 2378.7009
CB 321 | 19148.1366 | 2307.9815 | 321 | 3372 | CB 321 | 2.7519 | 1053147.5121 | 126938.9799 | 454 | 1861.862 | 8.2545 | 33.852 | 19148.1366 | 2307.9815
CB 322 | 18582.2761 | 2309.9123 | 322 | 3373 | CB 322 | 3.668 | 1022025.1835 | 127045.1787 | 454 | 1400.2496 | 8.2545 | 25.4591 | 18582.2761 | 2309.9123
CB 323 | 22238.1186 | 2957.0968 | 323 | 3374 | CB 323 | 0.51023 | 1223096.521 | 162640.3239 | 454 | 18067.4911 | 8.2545 | 328.4998 | 22238.1186 | 2957.0968
CB 324 | 4485.3549 | 1536.6285 | 324 | 3375 | CB 324 | 1.1407 | 246694.5199 | 84514.5666 |  |  |  |  | 4485.3549 | 1536.6285
CB 325 | 4485.3549 | 1536.6285 | 325 | 3376 | CB 325 | 1.1091 | 246694.5199 | 84514.5666 |  |  |  |  | 4485.3549 | 1536.6285
CB 326 | 17762.3414 | 2281.2982 | 326 | 3377 | CB 326 | 2.8695 | 976928.7796 | 125471.4028 | 454 | 1725.49 | 8.2545 | 31.3725 | 17762.3414 | 2281.2982
CB 327 | 4485.3549 | 1536.6285 | 327 | 3378 | CB 327 | 0.87727 | 246694.5199 | 84514.5666 |  |  |  |  | 4485.3549 | 1536.6285
CB 329 | 4485.3549 | 1536.6285 | 329 | 3379 | CB 329 | 2.4417 | 246694.5199 | 84514.5666 |  |  |  |  | 4485.3549 | 1536.6285
CB 330 | 21773.982 | 2658.7464 | 330 | 3380 | CB 330 | 2.2765 | 1197569.0127 | 146231.0537 | 454 | 2611.6662 | 8.2545 | 47.4848 | 21773.982 | 2658.7464
CB 331 | 4485.3549 | 1536.6285 | 331 | 3381 | CB 331 | 2.8949 | 246694.5199 | 84514.5666 |  |  |  |  | 4485.3549 | 1536.6285
CB 334 | 17512.1806 | 2341.2566 | 334 | 3382 | CB 334 | 2.7913 | 963169.9355 | 128769.1108 | 454 | 1912.4142 | 8.2545 | 34.7712 | 17512.1806 | 2341.2566
CB 34 | 39248 | 2590.8478 | 34 | 3383 | CB 34 | 0.073295 | 2158639.9974 | 142496.6311 | 454 | 94557.4659 | 8.2545 | 1719.2267 | 39248 | 2590.8478
CB 340 | 29155.7298 | 2880.9686 | 340 | 3384 | CB 340 | 0.37652 | 1603565.1412 | 158453.2724 | 454 | 23233.0327 | 8.2545 | 422.4188 | 29155.7298 | 2880.9686
CB 344 | 19370.6959 | 2337.7159 | 344 | 3388 | CB 344 | 2.4973 | 1065388.2733 | 128574.3741 | 454 | 2128.379 | 8.2545 | 38.6978 | 19370.6959 | 2337.7159
CB 350 | 4485.3549 | 1536.6285 | 350 | 3391 | CB 350 | 0.13314 | 246694.5199 | 84514.5666 |  |  |  |  | 4485.3549 | 1536.6285
CB 351 | 30871.508 | 3218.7017 | 351 | 3392 | CB 351 | 6.4841 | 1697932.9402 | 177028.5934 | 454 | 1451.9678 | 8.2545 | 26.3994 | 30871.508 | 3218.7017
CB 352 | 4485.3549 | 1536.6285 | 352 | 3393 | CB 352 | 0.125 | 246694.5199 | 84514.5666 |  |  |  |  | 4485.3549 | 1536.6285
CB 353 | 4485.3549 | 1536.6285 | 353 | 3394 | CB 353 | 0.043939 | 246694.5199 | 84514.5666 |  |  |  |  | 4485.3549 | 1536.6285
CB 354 | 4485.3549 | 1536.6285 | 354 | 3395 | CB 354 | 0.057008 | 246694.5199 | 84514.5666 |  |  |  |  | 4485.3549 | 1536.6285
CB 355 | 30629.8175 | 2868.5204 | 355 | 3396 | CB 355 | 6.6542 | 1684639.9647 | 157768.6201 | 454 | 1089.4274 | 8.2545 | 19.8078 | 30629.8175 | 2868.5204
CB 356 | 4485.3549 | 1536.6285 | 356 | 3397 | CB 356 | 0.016856 | 246694.5199 | 84514.5666 |  |  |  |  | 4485.3549 | 1536.6285
CB 357 | 31388.13 | 2937.9479 | 357 | 3398 | CB 357 | 3.9343 | 1726347.1473 | 161587.1361 | 454 | 1948.4337 | 8.2545 | 35.4261 | 31388.13 | 2937.9479
CB 358 | 23648.7746 | 2240.7221 | 358 | 3399 | CB 358 | 0.10189 | 1300682.6021 | 123239.7132 | 454 | 31038.0961 | 8.2545 | 564.329 | 23648.7746 | 2240.7221
CB 361 | 17876.5019 | 2593.527 | 361 | 3401 | CB 361 | 0.93409 | 983207.6058 | 142643.9851 | 454 | 5925.3734 | 8.2545 | 107.7341 | 17876.5019 | 2593.527
CB 362 | 19129.0446 | 2659.1284 | 362 | 3402 | CB 362 | 2.7822 | 1052097.4522 | 146252.0608 | 454 | 2140.4717 | 8.2545 | 38.9177 | 19129.0446 | 2659.1284
CB 363 | 18662.3169 | 2528.9548 | 363 | 3403 | CB 363 | 1.6867 | 1026427.4311 | 139092.5128 | 454 | 3034.9176 | 8.2545 | 55.1803 | 18662.3169 | 2528.9548
CB 364 | 18582.8603 | 2578.3423 | 364 | 3404 | CB 364 | 2.5415 | 1022057.3162 | 141808.8288 | 454 | 2139.4037 | 8.2545 | 38.8982 | 18582.8603 | 2578.3423
CB 365 | 18051.5606 | 2301.835 | 365 | 3405 | CB 365 | 4.05 | 992835.8323 | 126600.9244 | 454 | 899.1082 | 8.2545 | 16.3474 | 18051.5606 | 2301.835
CB 366 | 18683.1634 | 2643.5395 | 366 | 3406 | CB 366 | 2.0843 | 1027573.9874 | 145394.6747 | 454 | 2809.364 | 8.2545 | 51.0793 | 18683.1634 | 2643.5395
CB 368 | 19821.4151 | 2555.6298 | 368 | 3408 | CB 368 | 2.1314 | 1090177.8309 | 140559.6377 | 454 | 2482.4077 | 8.2545 | 45.1347 | 19821.4151 | 2555.6298
CB 371 | 17118.4457 | 3016.2892 | 371 | 3412 | CB 371 | 0.63807 | 941514.5115 | 165895.9065 | 454 | 15018.8787 | 8.2545 | 273.0705 | 17118.4457 | 3016.2892
CB 372 | 20032.6651 | 2308.3215 | 372 | 3413 | CB 372 | 1.0771 | 1101796.5809 | 126957.6802 | 454 | 4759.0009 | 8.2545 | 86.5273 | 20032.6651 | 2308.3215
CB 373 | 20790.0508 | 2366.8123 | 373 | 3414 | CB 373 | 0.19091 | 1143452.7935 | 130174.6754 | 454 | 28822.3766 | 8.2545 | 524.0432 | 20790.0508 | 2366.8123
CB 374 | 18470.1204 | 2209.704 | 374 | 3415 | CB 374 | 6.097 | 1015856.6242 | 121533.7203 | 454 | 735.9802 | 8.2545 | 13.3815 | 18470.1204 | 2209.704
CB 375 | 23069.2556 | 2932.2243 | 375 | 3416 | CB 375 | 0.5017 | 1268809.0553 | 161272.335 | 454 | 18068.2499 | 8.2545 | 328.5136 | 23069.2556 | 2932.2243
CB 376 | 17913.7789 | 2259.1076 | 376 | 3417 | CB 376 | 3.797 | 985257.8417 | 124250.9176 | 454 | 1266.2018 | 8.2545 | 23.0219 | 17913.7789 | 2259.1076
CB 377 | 22334.2694 | 2255.786 | 377 | 3418 | CB 377 | 4.7371 | 1228384.8182 | 124068.2273 | 454 | 1010.3644 | 8.2545 | 18.3703 | 22334.2694 | 2255.786
CB 378 | 17245.7448 | 2618.0832 | 378 | 3419 | CB 378 | 0.71742 | 948515.9658 | 143994.5771 | 454 | 9900.3262 | 8.2545 | 180.0059 | 17245.7448 | 2618.0832
CB 380 | 19992.2605 | 2298.464 | 380 | 3421 | CB 380 | 3.4884 | 1099574.3286 | 126415.5183 | 454 | 1451.1368 | 8.2545 | 26.3843 | 19992.2605 | 2298.464
CB 381 | 4485.3549 | 1536.6285 | 381 | 3422 | CB 381 | 0.78239 | 246694.5199 | 84514.5666 |  |  |  |  | 4485.3549 | 1536.6285
CB 385 | 21874.8524 | 2553.7022 | 385 | 3426 | CB 385 | 2.2621 | 1203116.8828 | 140453.6215 | 454 | 2959.7812 | 8.2545 | 53.8142 | 21874.8524 | 2553.7022
CB 386 | 23253.8037 | 2720.347 | 386 | 3427 | CB 386 | 5.1381 | 1278959.2045 | 149619.0834 | 454 | 1234.4042 | 8.2545 | 22.4437 | 23253.8037 | 2720.347
CB 387 | 21934.4698 | 2793.0602 | 387 | 3428 | CB 387 | 4.6941 | 1206395.8364 | 153618.3103 | 454 | 1445.4553 | 8.2545 | 26.281 | 21934.4698 | 2793.0602
CB 39 | 26352.8914 | 2634.3182 | 39 | 3429 | CB 39 | 0.067803 | 1449409.0294 | 144887.5029 | 454 | 106266.1973 | 8.2545 | 1932.1127 | 26352.8914 | 2634.3182
CB 390 | 23885.9172 | 3101.3095 | 390 | 3430 | CB 390 | 1.3127 | 1313725.4443 | 170572.0199 | 454 | 6623.4553 | 8.2545 | 120.4265 | 23885.9172 | 3101.3095
CB 391 | 23023.1654 | 2570.306 | 391 | 3431 | CB 391 | 0.36117 | 1266274.0984 | 141366.8325 | 454 | 14782.5717 | 8.2545 | 268.774 | 23023.1654 | 2570.306
CB 392 | 19511.0273 | 2700.8379 | 392 | 3432 | CB 392 | 2.8735 | 1073106.5005 | 148546.0836 | 454 | 2149.0877 | 8.2545 | 39.0743 | 19511.0273 | 2700.8379
CB 393 | 18114.6273 | 2562.3468 | 393 | 3433 | CB 393 | 0.75606 | 996304.5023 | 140929.0766 | 454 | 8928.1014 | 8.2545 | 162.3291 | 18114.6273 | 2562.3468
CB 394 | 25705.272 | 3034.9409 | 394 | 3434 | CB 394 | 0.46553 | 1413789.9584 | 166921.7494 | 454 | 17787.9788 | 8.2545 | 323.4178 | 25705.272 | 3034.9409
CB 395 | 4485.3549 | 1536.6285 | 395 | 3435 | CB 395 | 0.85682 | 246694.5199 | 84514.5666 |  |  |  |  | 4485.3549 | 1536.6285
CB 396 | 22899.0003 | 2751.5455 | 396 | 3436 | CB 396 | 3.6053 | 1259445.0142 | 151335.0027 | 454 | 2691.6863 | 8.2545 | 48.9398 | 22899.0003 | 2751.5455
CB 397 | 20594.2337 | 2313.0534 | 397 | 3437 | CB 397 | 3.0831 | 1132682.8513 | 127217.9353 | 454 | 1672.4381 | 8.2545 | 30.408 | 20594.2337 | 2313.0534
CB 399 | 21156.0258 | 2392.6427 | 399 | 3438 | CB 399 | 3.5411 | 1163581.4165 | 131595.3459 | 454 | 1600.7097 | 8.2545 | 29.1038 | 21156.0258 | 2392.6427
CB 40 | 18751.9249 | 2519.438 | 40 | 3439 | CB 40 | 4.7142 | 1031355.8703 | 138569.0897 | 454 | 1374.1119 | 8.2545 | 24.9839 | 18751.9249 | 2519.438
CB 400 | 17419.3585 | 2273.1661 | 400 | 3440 | CB 400 | 6.1136 | 958064.7176 | 125024.1331 | 454 | 801.2771 | 8.2545 | 14.5687 | 17419.3585 | 2273.1661
CB 401 | 17885.274 | 2321.8981 | 401 | 3441 | CB 401 | 4.0061 | 983690.0693 | 127704.3982 | 454 | 1301.3781 | 8.2545 | 23.6614 | 17885.274 | 2321.8981
CB 403 | 17531.5245 | 2320.1632 | 403 | 3443 | CB 403 | 0.72405 | 964233.8485 | 127608.9772 | 454 | 7184.8542 | 8.2545 | 130.6337 | 17531.5245 | 2320.1632
CB 404 | 4485.3549 | 1536.6285 | 404 | 3444 | CB 404 | 0.3267 | 246694.5199 | 84514.5666 |  |  |  |  | 4485.3549 | 1536.6285
CB 406 | 18721.9564 | 2262.5514 | 406 | 3446 | CB 406 | 2.7273 | 1029707.6009 | 124440.3288 | 454 | 1771.01 | 8.2545 | 32.2002 | 18721.9564 | 2262.5514
CB 407 | 17853.3158 | 2378.4675 | 407 | 3447 | CB 407 | 2.8587 | 981932.371 | 130815.7119 | 454 | 1950.9875 | 8.2545 | 35.4725 | 17853.3158 | 2378.4675
CB 409 | 17750.1144 | 2325.5158 | 409 | 3448 | CB 409 | 3.4879 | 976256.2914 | 127903.3663 | 454 | 1501.4042 | 8.2545 | 27.2983 | 17750.1144 | 2325.5158
CB 41 | 18221.8143 | 2404.7924 | 41 | 3449 | CB 41 | 2.8383 | 1002199.7848 | 132263.5803 | 454 | 2024.5378 | 8.2545 | 36.8098 | 18221.8143 | 2404.7924
CB 410 | 18222.774 | 2447.6153 | 410 | 3450 | CB 410 | 4.0036 | 1002252.5696 | 134618.843 | 454 | 1503.6858 | 8.2545 | 27.3397 | 18222.774 | 2447.6153
CB 411 | 4485.3549 | 1536.6285 | 411 | 3451 | CB 411 | 0.039773 | 246694.5199 | 84514.5666 |  |  |  |  | 4485.3549 | 1536.6285
CB 412 | 22709.108 | 2663.3761 | 412 | 3452 | CB 412 | 10.8415 | 1249000.94 | 146485.686 | 454 | 551.4999 | 8.2545 | 10.0273 | 22709.108 | 2663.3761
CB 413 | 17879.9614 | 2505.1957 | 413 | 3453 | CB 413 | 1.9462 | 983397.877 | 137785.7635 | 454 | 3281.8974 | 8.2545 | 59.6709 | 17879.9614 | 2505.1957
CB 414 | 19835.5795 | 2629.3417 | 414 | 3454 | CB 414 | 9.9337 | 1090956.8701 | 144613.7913 | 454 | 579.9711 | 8.2545 | 10.5449 | 19835.5795 | 2629.3417
CB 415 | 19525.7959 | 2609.5621 | 415 | 3455 | CB 415 | 3.1661 | 1073918.7723 | 143525.9153 | 454 | 1779.6088 | 8.2545 | 32.3565 | 19525.7959 | 2609.5621
CB 416 | 17232.5374 | 2373.6076 | 416 | 3456 | CB 416 | 0.28106 | 947789.5582 | 130548.4168 | 454 | 19732.774 | 8.2545 | 358.7777 | 17232.5374 | 2373.6076
CB 417 | 19856.522 | 2687.9018 | 417 | 3457 | CB 417 | 3.0528 | 1092108.709 | 147834.5966 | 454 | 2009.8119 | 8.2545 | 36.542 | 19856.522 | 2687.9018
CB 418 | 18944.7792 | 2454.8834 | 418 | 3458 | CB 418 | 4.6036 | 1041962.8586 | 135018.5867 | 454 | 1317.7898 | 8.2545 | 23.9598 | 18944.7792 | 2454.8834
CB 42 | 18469.0099 | 2595.0836 | 42 | 3459 | CB 42 | 2.3775 | 1015795.5459 | 142729.5956 | 454 | 4112.2998 | 8.2545 | 74.7691 | 18469.0099 | 2595.0836
CB 426 | 4485.3549 | 1536.6285 | 426 | 3463 | CB 426 | 0.040909 | 246694.5199 | 84514.5666 |  |  |  |  | 4485.3549 | 1536.6285
CB 43 | 17531.6348 | 2298.8558 | 43 | 3467 | CB 43 | 1.7081 | 964239.9124 | 126437.0695 | 454 | 2965.0568 | 8.2545 | 53.9101 | 17531.6348 | 2298.8558
CB 430 | 4485.3549 | 1536.6285 | 430 | 3468 | CB 430 | 0.045833 | 246694.5199 | 84514.5666 |  |  |  |  | 4485.3549 | 1536.6285
CB 434 | 4485.3549 | 1536.6285 | 434 | 3472 | CB 434 | 0.56686 | 246694.5199 | 84514.5666 |  |  |  |  | 4485.3549 | 1536.6285
CB 438 | 4485.3549 | 1536.6285 | 438 | 3476 | CB 438 | 0.50947 | 246694.5199 | 84514.5666 |  |  |  |  | 4485.3549 | 1536.6285
CB 44 | 19196.901 | 2496.8126 | 44 | 3478 | CB 44 | 3.5398 | 1055829.5553 | 137324.6926 | 454 | 1789.3558 | 8.2545 | 32.5337 | 19196.901 | 2496.8126
CB 441 | 20949.7367 | 3275.1573 | 441 | 3479 | CB 441 | 6.0636 | 1152235.5202 | 180133.6509 | 454 | 1612.3638 | 8.2545 | 29.3157 | 20949.7367 | 3275.1573
CB 443 | 4485.3549 | 1536.6285 | 443 | 3481 | CB 443 | 1.7657 | 246694.5199 | 84514.5666 |  |  |  |  | 4485.3549 | 1536.6285
CB 444 | 24309.9712 | 3225.113 | 444 | 3482 | CB 444 | 0.43144 | 1337048.4162 | 177381.213 | 454 | 22662.2697 | 8.2545 | 412.0413 | 24309.9712 | 3225.113
CB 449 | 4485.3549 | 1536.6285 | 449 | 3485 | CB 449 | 0.054356 | 246694.5199 | 84514.5666 |  |  |  |  | 4485.3549 | 1536.6285
CB 45 | 21046.0343 | 2868.465 | 45 | 3486 | CB 45 | 1.7563 | 1157531.8843 | 157765.5749 | 454 | 4936.662 | 8.2545 | 89.7575 | 21046.0343 | 2868.465
CB 450 | 17535.3398 | 2493.8119 | 450 | 3487 | CB 450 | 0.48428 | 964443.6865 | 137159.6533 | 454 | 13039.5692 | 8.2545 | 237.0831 | 17535.3398 | 2493.8119
CB 451 | 18347.823 | 2349.4237 | 451 | 3488 | CB 451 | 2.9203 | 1009130.2673 | 129218.3036 | 454 | 1845.9475 | 8.2545 | 33.5627 | 18347.823 | 2349.4237
CB 452 | 19696.2162 | 2360.8643 | 452 | 3489 | CB 452 | 7.2271 | 1083291.8913 | 129847.5363 | 454 | 1352.7979 | 8.2545 | 24.5963 | 19696.2162 | 2360.8643
CB 453 | 18474.1627 | 2560.0071 | 453 | 3490 | CB 453 | 3.1674 | 1016078.9481 | 140800.3911 | 454 | 2126.446 | 8.2545 | 38.6627 | 18474.1627 | 2560.0071
CB 454 | 19071.3731 | 2367.4324 | 454 | 3491 | CB 454 | 5.0949 | 1048925.5195 | 130208.7805 | 454 | 1914.0219 | 8.2545 | 34.8004 | 19071.3731 | 2367.4324
CB 455 | 26347.2746 | 2613.2486 | 455 | 3492 | CB 455 | 7.471 | 1449100.1036 | 143728.674 | 454 | 1319.8988 | 8.2545 | 23.9982 | 26347.2746 | 2613.2486
CB 456 | 18513.1874 | 2503.08 | 456 | 3493 | CB 456 | 3.9119 | 1018225.3088 | 137669.3979 | 454 | 1629.3243 | 8.2545 | 29.6241 | 18513.1874 | 2503.08
CB 458 | 16846.3362 | 2554.8828 | 458 | 3495 | CB 458 | 0.35303 | 926548.4927 | 140518.5545 | 454 | 18986.6708 | 8.2545 | 345.2122 | 16846.3362 | 2554.8828
CB 460 | 4485.3549 | 1536.6285 | 460 | 3497 | CB 460 | 0.95644 | 246694.5199 | 84514.5666 |  |  |  |  | 4485.3549 | 1536.6285
CB 461 | 17236.6772 | 3013.1761 | 461 | 3498 | CB 461 | 2.3676 | 948017.2485 | 165724.6858 | 454 | 4039.4815 | 8.2545 | 73.4451 | 17236.6772 | 3013.1761
CB 462 | 17657.311 | 2714.9129 | 462 | 3499 | CB 462 | 1.658 | 971152.1042 | 149320.2076 | 454 | 4651.517 | 8.2545 | 84.573 | 17657.311 | 2714.9129
CB 463 | 4485.3549 | 1536.6285 | 463 | 3500 | CB 463 | 1.5028 | 246694.5199 | 84514.5666 |  |  |  |  | 4485.3549 | 1536.6285
CB 465 | 4485.3549 | 1536.6285 | 465 | 3502 | CB 465 | 0.51648 | 246694.5199 | 84514.5666 |  |  |  |  | 4485.3549 | 1536.6285
CB 470 | 31161.9327 | 2999.9483 | 470 | 3507 | CB 470 | 12.4714 | 1713906.2958 | 164997.1587 | 454 | 786.0869 | 8.2545 | 14.2925 | 31161.9327 | 2999.9483
CB 471 | 26847.3228 | 2559.9848 | 471 | 3508 | CB 471 | 6.6057 | 1476602.754 | 140799.1662 | 454 | 1019.6094 | 8.2545 | 18.5384 | 26847.3228 | 2559.9848
CB 472 | 23820.8448 | 2533.282 | 472 | 3509 | CB 472 | 4.6394 | 1310146.4633 | 139330.5102 | 454 | 1415.2282 | 8.2545 | 25.7314 | 23820.8448 | 2533.282
CB 473 | 21661.875 | 2679.6606 | 473 | 3510 | CB 473 | 5.1508 | 1191403.1262 | 147381.331 | 454 | 1173.7211 | 8.2545 | 21.3404 | 21661.875 | 2679.6606
CB 474 | 27982.6819 | 2666.352 | 474 | 3511 | CB 474 | 3.5362 | 1539047.5044 | 146649.359 | 454 | 2094.6238 | 8.2545 | 38.0841 | 27982.6819 | 2666.352
CB 475 | 22077.9435 | 2498.2872 | 475 | 3512 | CB 475 | 1.6866 | 1214286.8949 | 137405.7984 | 454 | 3761.1036 | 8.2545 | 68.3837 | 22077.9435 | 2498.2872
CB 476 | 29692.9081 | 2935.0522 | 476 | 3513 | CB 476 | 14.0466 | 1633109.9468 | 161427.8686 | 454 | 543.1052 | 8.2545 | 9.8746 | 29692.9081 | 2935.0522
CB 48 | 16625.9329 | 2622.8073 | 48 | 3515 | CB 48 | 1.1051 | 914426.31 | 144254.4024 | 454 | 6454.1353 | 8.2545 | 117.3479 | 16625.9329 | 2622.8073
CB 480 | 20778.9744 | 2228.298 | 480 | 3516 | CB 480 | 2.7716 | 1142843.5924 | 122556.3923 | 454 | 1662.5844 | 8.2545 | 30.2288 | 20778.9744 | 2228.298
CB 481 | 20234.2713 | 2247.6238 | 481 | 3517 | CB 481 | 1.3758 | 1112884.9214 | 123619.3086 | 454 | 3440.5314 | 8.2545 | 62.5551 | 20234.2713 | 2247.6238
CB 483 | 17418.8006 | 3032.905 | 483 | 3519 | CB 483 | 2.1237 | 958034.0327 | 166809.7753 | 454 | 4560.5605 | 8.2545 | 82.9193 | 17418.8006 | 3032.905
CB 486 | 4485.3549 | 1536.6285 | 486 | 3520 | CB 486 | 0.12424 | 246694.5199 | 84514.5666 |  |  |  |  | 4485.3549 | 1536.6285
CB 487 | 4485.3549 | 1536.6285 | 487 | 3521 | CB 487 | 0.046212 | 246694.5199 | 84514.5666 |  |  |  |  | 4485.3549 | 1536.6285
CB 488 | 17847.2899 | 2362.4391 | 488 | 3522 | CB 488 | 0.95568 | 981600.9433 | 129934.1532 | 454 | 5728.2144 | 8.2545 | 104.1494 | 17847.2899 | 2362.4391
CB 489 | 18468.6464 | 2306.548 | 489 | 3523 | CB 489 | 3.1093 | 1015775.5515 | 126860.1377 | 454 | 1644.8811 | 8.2545 | 29.9069 | 18468.6464 | 2306.548
CB 490 | 4485.3549 | 1536.6285 | 490 | 3525 | CB 490 | 0.11705 | 246694.5199 | 84514.5666 |  |  |  |  | 4485.3549 | 1536.6285
CB 491 | 21296.443 | 2687.7758 | 491 | 3526 | CB 491 | 1.7977 | 1171304.3656 | 147827.6667 | 454 | 4195.1074 | 8.2545 | 76.2747 | 21296.443 | 2687.7758
CB 492 | 26402.7274 | 2701.6324 | 492 | 3527 | CB 492 | 1.7074 | 1452150.0074 | 148589.783 | 454 | 3643.5963 | 8.2545 | 66.2472 | 26402.7274 | 2701.6324
CB 493 | 4485.3549 | 1536.6285 | 493 | 3528 | CB 493 | 0.20795 | 246694.5199 | 84514.5666 |  |  |  |  | 4485.3549 | 1536.6285
CB 496 | 23685.0921 | 2097.4824 | 496 | 3530 | CB 496 | 0.091288 | 1302680.0646 | 115361.5302 | 454 | 41132.9859 | 8.2545 | 747.8725 | 23685.0921 | 2097.4824
CB 497 | 20735.3918 | 2882.8493 | 497 | 3531 | CB 497 | 3.0748 | 1140446.5469 | 158556.7135 | 454 | 2848.7127 | 8.2545 | 51.7948 | 20735.3918 | 2882.8493
CB 498 | 20232.8664 | 2533.7725 | 498 | 3532 | CB 498 | 0.27235 | 1112807.6521 | 139357.4862 | 454 | 24119.5232 | 8.2545 | 438.5368 | 20232.8664 | 2533.7725
CB 499 | 4485.3549 | 1536.6285 | 499 | 3533 | CB 499 | 1.9464 | 246694.5199 | 84514.5666 |  |  |  |  | 4485.3549 | 1536.6285
CB 50 | 20208.6767 | 2267.9901 | 50 | 3534 | CB 50 | 1.9517 | 1111477.2195 | 124739.4545 | 454 | 2492.81 | 8.2545 | 45.3238 | 20208.6767 | 2267.9901
CB 504 | 18793.5131 | 2375.5107 | 504 | 3539 | CB 504 | 2.5612 | 1033643.2182 | 130653.0883 | 454 | 2170.226 | 8.2545 | 39.4587 | 18793.5131 | 2375.5107
CB 505 | 26250.8305 | 2623.0686 | 505 | 3540 | CB 505 | 1.7686 | 1443795.6769 | 144268.7757 | 454 | 4033.9032 | 8.2545 | 73.3437 | 26250.8305 | 2623.0686
CB 506 | 4485.3549 | 1536.6285 | 506 | 3541 | CB 506 | 1.454 | 246694.5199 | 84514.5666 |  |  |  |  | 4485.3549 | 1536.6285
CB 508 | 24010.6019 | 2581.4589 | 508 | 3543 | CB 508 | 1.4705 | 1320583.1018 | 141980.2375 | 454 | 4672.8598 | 8.2545 | 84.9611 | 24010.6019 | 2581.4589
CB 509 | 20010.673 | 2351.068 | 509 | 3544 | CB 509 | 5.5614 | 1100587.0147 | 129308.7417 | 454 | 971.2068 | 8.2545 | 17.6583 | 20010.673 | 2351.068
CB 51 | 19952.6287 | 2261.3144 | 51 | 3545 | CB 51 | 2.533 | 1097394.5807 | 124372.2907 | 454 | 1903.713 | 8.2545 | 34.613 | 19952.6287 | 2261.3144
CB 510 | 4485.3549 | 1536.6285 | 510 | 3546 | CB 510 | 0.63409 | 246694.5199 | 84514.5666 |  |  |  |  | 4485.3549 | 1536.6285
CB 511 | 4485.3549 | 1536.6285 | 511 | 3547 | CB 511 | 2.4116 | 246694.5199 | 84514.5666 |  |  |  |  | 4485.3549 | 1536.6285
CB 512 | 4485.3549 | 1536.6285 | 512 | 3548 | CB 512 | 0.53466 | 246694.5199 | 84514.5666 |  |  |  |  | 4485.3549 | 1536.6285
CB 513 | 20083.5602 | 2603.2482 | 513 | 3549 | CB 513 | 1.1689 | 1104595.8121 | 143178.6493 | 454 | 5996.0601 | 8.2545 | 109.0193 | 20083.5602 | 2603.2482
CB 514 | 20922.9865 | 2354.2203 | 514 | 3550 | CB 514 | 11.3602 | 1150764.2578 | 129482.1151 | 454 | 477.236 | 8.2545 | 8.677 | 20922.9865 | 2354.2203
CB 515 | 18307.6475 | 2801.0893 | 515 | 3551 | CB 515 | 2.6689 | 1006920.6118 | 154059.9138 | 454 | 3091.4436 | 8.2545 | 56.2081 | 18307.6475 | 2801.0893
CB 516 | 19717.3822 | 2571.456 | 516 | 3552 | CB 516 | 1.3884 | 1084456.02 | 141430.0801 | 454 | 4903.2458 | 8.2545 | 89.1499 | 19717.3822 | 2571.456
CB 517 | 18824.4504 | 2890.9057 | 517 | 3553 | CB 517 | 2.6311 | 1035344.7701 | 158999.8124 | 454 | 3348.1539 | 8.2545 | 60.8755 | 18824.4504 | 2890.9057
CB 518 | 17618.7551 | 2651.1826 | 518 | 3554 | CB 518 | 1.8705 | 969031.533 | 145815.0457 | 454 | 3908.9197 | 8.2545 | 71.0713 | 17618.7551 | 2651.1826
CB 519 | 18878.8361 | 2568.5076 | 519 | 3555 | CB 519 | 2.3775 | 1038335.9851 | 141267.9207 | 454 | 2855.6592 | 8.2545 | 51.9211 | 18878.8361 | 2568.5076
CB 52 | 28348.6416 | 2190.3987 | 52 | 3556 | CB 52 | 0.21023 | 1559175.2866 | 120471.927 | 454 | 20747.5516 | 8.2545 | 377.2282 | 28348.6416 | 2190.3987
CB 520 | 4485.3549 | 1536.6285 | 520 | 3557 | CB 520 | 0.0058712 | 246694.5199 | 84514.5666 |  |  |  |  | 4485.3549 | 1536.6285
CB 521 | 21646.0789 | 2533.3463 | 521 | 3558 | CB 521 | 0.47462 | 1190534.3386 | 139334.0464 | 454 | 23809.8957 | 8.2545 | 432.9072 | 21646.0789 | 2533.3463
CB 522 | 25079.2228 | 2707.5251 | 522 | 3559 | CB 522 | 4.4515 | 1379357.2533 | 148913.8788 | 454 | 1404.7113 | 8.2545 | 25.5402 | 25079.2228 | 2707.5251
CB 523 | 22095.8793 | 2642.9496 | 523 | 3560 | CB 523 | 3.7699 | 1215273.3599 | 145362.2276 | 454 | 1549.3207 | 8.2545 | 28.1695 | 22095.8793 | 2642.9496
CB 524 | 27307.3244 | 3137.8181 | 524 | 3561 | CB 524 | 3.2093 | 1501902.8433 | 172579.9946 | 454 | 2793.5503 | 8.2545 | 50.7918 | 27307.3244 | 3137.8181
CB 525 | 4485.3549 | 1536.6285 | 525 | 3562 | CB 525 | 0.53731 | 246694.5199 | 84514.5666 |  |  |  |  | 4485.3549 | 1536.6285
CB 529 | 25070.2377 | 2936.3755 | 529 | 3564 | CB 529 | 2.142 | 1378863.0757 | 161500.654 | 454 | 4243.8769 | 8.2545 | 77.1614 | 25070.2377 | 2936.3755
CB 53 | 20463.718 | 2086.8222 | 53 | 3565 | CB 53 | 0.4892 | 1125504.4885 | 114775.2231 | 454 | 7532.7667 | 8.2545 | 136.9594 | 20463.718 | 2086.8222
CB 531 | 19467.2332 | 2724.4132 | 531 | 3566 | CB 531 | 5.0449 | 1070697.8283 | 149842.7244 | 454 | 1540.4836 | 8.2545 | 28.0088 | 19467.2332 | 2724.4132
CB 532 | 17979.4491 | 2312.0538 | 532 | 3567 | CB 532 | 3.0008 | 988869.7005 | 127162.9569 | 454 | 1716.2065 | 8.2545 | 31.2038 | 17979.4491 | 2312.0538
CB 533 | 19147.9042 | 3211.7336 | 533 | 3568 | CB 533 | 0.37159 | 1053134.7304 | 176645.3492 | 454 | 25276.7372 | 8.2545 | 459.577 | 19147.9042 | 3211.7336
CB 534 | 4485.3549 | 1536.6285 | 534 | 3569 | CB 534 | 0.59621 | 246694.5199 | 84514.5666 |  |  |  |  | 4485.3549 | 1536.6285
CB 535 | 4485.3549 | 1536.6285 | 535 | 3570 | CB 535 | 0.31174 | 246694.5199 | 84514.5666 |  |  |  |  | 4485.3549 | 1536.6285
CB 536 | 21556.9536 | 2989.203 | 536 | 3571 | CB 536 | 1.5705 | 1185632.4466 | 164406.167 | 454 | 6517.1967 | 8.2545 | 118.4945 | 21556.9536 | 2989.203
CB 54 | 18082.9475 | 2274.3973 | 54 | 3575 | CB 54 | 1.3475 | 994562.1108 | 125091.8499 | 454 | 3641.2195 | 8.2545 | 66.204 | 18082.9475 | 2274.3973
CB 540 | 4485.3549 | 1536.6285 | 540 | 3576 | CB 540 | 0.93788 | 246694.5199 | 84514.5666 |  |  |  |  | 4485.3549 | 1536.6285
CB 542 | 21720.9985 | 3217.822 | 542 | 3578 | CB 542 | 2.1884 | 1194654.9164 | 176980.2124 | 454 | 4312.5759 | 8.2545 | 78.4105 | 21720.9985 | 3217.822
CB 545 | 18660.974 | 2517.7877 | 545 | 3581 | CB 545 | 1.0256 | 1026353.5701 | 138478.3214 | 454 | 4918.2397 | 8.2545 | 89.4225 | 18660.974 | 2517.7877
CB 546 | 18577.7526 | 2458.431 | 546 | 3582 | CB 546 | 3.5004 | 1021776.3949 | 135213.7037 | 454 | 1331.2691 | 8.2545 | 24.2049 | 18577.7526 | 2458.431
CB 547 | 18429.9497 | 2409.4043 | 547 | 3583 | CB 547 | 2.2956 | 1013647.232 | 132517.2385 | 454 | 2515.9427 | 8.2545 | 45.7444 | 18429.9497 | 2409.4043
CB 548 | 19198.7557 | 2426.7871 | 548 | 3584 | CB 548 | 2.4061 | 1055931.5659 | 133473.2931 | 454 | 2446.735 | 8.2545 | 44.4861 | 19198.7557 | 2426.7871
CB 549 | 17987.7216 | 2460.537 | 549 | 3585 | CB 549 | 2.2888 | 989324.686 | 135329.5329 | 454 | 2666.2876 | 8.2545 | 48.478 | 17987.7216 | 2460.537
CB 550 | 20381.8126 | 2601.0766 | 550 | 3587 | CB 550 | 2.4468 | 1120999.6952 | 143059.2127 | 454 | 2858.9843 | 8.2545 | 51.9815 | 20381.8126 | 2601.0766
CB 551 | 20218.4659 | 2344.1253 | 551 | 3588 | CB 551 | 0.12348 | 1112015.623 | 128926.8905 | 454 | 43378.3026 | 8.2545 | 788.6964 | 20218.4659 | 2344.1253
CB 552 | 18664.2746 | 2597.6157 | 552 | 3589 | CB 552 | 1.7223 | 1026535.102 | 142868.8644 | 454 | 4048.7911 | 8.2545 | 73.6144 | 18664.2746 | 2597.6157
CB 553 | 20946.9937 | 2518.7784 | 553 | 3590 | CB 553 | 2.0898 | 1152084.654 | 138532.8124 | 454 | 3097.7778 | 8.2545 | 56.3232 | 20946.9937 | 2518.7784
CB 554 | 4485.3549 | 1536.6285 | 554 | 3591 | CB 554 | 0.48106 | 246694.5199 | 84514.5666 |  |  |  |  | 4485.3549 | 1536.6285
CB 556 | 4485.3549 | 1536.6285 | 556 | 3593 | CB 556 | 1.5472 | 246694.5199 | 84514.5666 |  |  |  |  | 4485.3549 | 1536.6285
CB 558 | 18767.7733 | 2396.1466 | 558 | 3595 | CB 558 | 0.95095 | 1032227.53 | 131788.0616 | 454 | 5984.2879 | 8.2545 | 108.8052 | 18767.7733 | 2396.1466
CB 56 | 17933.0799 | 2720.8583 | 56 | 3597 | CB 56 | 2.4097 | 986319.3932 | 149647.2039 | 454 | 2633.5847 | 8.2545 | 47.8834 | 17933.0799 | 2720.8583
CB 560 | 18195.9344 | 2976.3213 | 560 | 3598 | CB 560 | 0.30152 | 1000776.3932 | 163697.6729 | 454 | 30967.1934 | 8.2545 | 563.0399 | 18195.9344 | 2976.3213
CB 562 | 17193.7401 | 3028.6003 | 562 | 3600 | CB 562 | 1.4884 | 945655.7028 | 166573.0155 | 454 | 6489.1195 | 8.2545 | 117.984 | 17193.7401 | 3028.6003
CB 563 | 4485.3549 | 1536.6285 | 563 | 3601 | CB 563 | 0.17481 | 246694.5199 | 84514.5666 |  |  |  |  | 4485.3549 | 1536.6285
CB 564 | 22035.1358 | 2934.6978 | 564 | 3602 | CB 564 | 0.61004 | 1211932.4717 | 161408.3773 | 454 | 14884.6656 | 8.2545 | 270.6303 | 22035.1358 | 2934.6978
CB 567 | 4485.3549 | 1536.6285 | 567 | 3605 | CB 567 | 0.56364 | 246694.5199 | 84514.5666 |  |  |  |  | 4485.3549 | 1536.6285
CB 57 | 18660.3793 | 2588.7741 | 57 | 3606 | CB 57 | 4.5 | 1026320.8604 | 142382.5751 | 454 | 1222.5294 | 8.2545 | 22.2278 | 18660.3793 | 2588.7741
CB 570 | 18853.1091 | 2410.1345 | 570 | 3607 | CB 570 | 1.3864 | 1036920.9979 | 132557.3991 | 454 | 4169.4587 | 8.2545 | 75.8083 | 18853.1091 | 2410.1345
CB 572 | 18392.8751 | 2499.2779 | 572 | 3609 | CB 572 | 0.76591 | 1011608.1285 | 137460.286 | 454 | 8290.2881 | 8.2545 | 150.7325 | 18392.8751 | 2499.2779
CB 576 | 4485.3549 | 1536.6285 | 576 | 3612 | CB 576 | 0.64527 | 246694.5199 | 84514.5666 |  |  |  |  | 4485.3549 | 1536.6285
CB 578 | 19144.2759 | 2581.0474 | 578 | 3614 | CB 578 | 5.0786 | 1052935.1764 | 141957.6095 | 454 | 1975.4891 | 8.2545 | 35.918 | 19144.2759 | 2581.0474
CB 579 | 17644.6975 | 2760.4675 | 579 | 3615 | CB 579 | 0.98106 | 970458.3652 | 151825.7124 | 454 | 6725.1872 | 8.2545 | 122.2761 | 17644.6975 | 2760.4675
CB 580 | 17804.4545 | 2472.3482 | 580 | 3617 | CB 580 | 4.2062 | 979244.9986 | 135979.1512 | 454 | 1468.7727 | 8.2545 | 26.705 | 17804.4545 | 2472.3482
CB 581 | 21135.3857 | 2339.5887 | 581 | 3618 | CB 581 | 2.3225 | 1162446.2156 | 128677.3794 | 454 | 2293.7675 | 8.2545 | 41.7049 | 21135.3857 | 2339.5887
CB 582 | 20533.3962 | 2264.3615 | 582 | 3619 | CB 582 | 0.1661 | 1129336.7889 | 124539.8822 | 454 | 29149.84 | 8.2545 | 529.9971 | 20533.3962 | 2264.3615
CB 588 | 4485.3549 | 1536.6285 | 588 | 3625 | CB 588 | 0.38598 | 246694.5199 | 84514.5666 |  |  |  |  | 4485.3549 | 1536.6285
CB 589 | 4485.3549 | 1536.6285 | 589 | 3626 | CB 589 | 1.6411 | 246694.5199 | 84514.5666 |  |  |  |  | 4485.3549 | 1536.6285
CB 59 | 4485.3549 | 1536.6285 | 59 | 3627 | CB 59 | 0.80076 | 246694.5199 | 84514.5666 |  |  |  |  | 4485.3549 | 1536.6285
CB 590 | 4485.3549 | 1536.6285 | 590 | 3628 | CB 590 | 1.5992 | 246694.5199 | 84514.5666 |  |  |  |  | 4485.3549 | 1536.6285
CB 591 | 25106.6229 | 2829.7814 | 591 | 3629 | CB 591 | 6.7027 | 1380864.2576 | 155637.9795 | 454 | 1047.7268 | 8.2545 | 19.0496 | 25106.6229 | 2829.7814
CB 595 | 23850.2568 | 2850.3036 | 595 | 3633 | CB 595 | 0.34451 | 1311764.1245 | 156766.6963 | 454 | 24838.9837 | 8.2545 | 451.6179 | 23850.2568 | 2850.3036
CB 596 | 4485.3549 | 1536.6285 | 596 | 3634 | CB 596 | 1.4705 | 246694.5199 | 84514.5666 |  |  |  |  | 4485.3549 | 1536.6285
CB 597 | 4485.3549 | 1536.6285 | 597 | 3635 | CB 597 | 1.0557 | 246694.5199 | 84514.5666 |  |  |  |  | 4485.3549 | 1536.6285
CB 598 | 4485.3549 | 1536.6285 | 598 | 3636 | CB 598 | 0.66591 | 246694.5199 | 84514.5666 |  |  |  |  | 4485.3549 | 1536.6285
CB 599 | 29294.4402 | 2740.7915 | 599 | 3637 | CB 599 | 11.4604 | 1611194.2116 | 150743.5321 | 454 | 853.0942 | 8.2545 | 15.5108 | 29294.4402 | 2740.7915
CB 60 | 17995.9353 | 2291.5933 | 60 | 3638 | CB 60 | 1.5383 | 989776.4438 | 126037.6332 | 454 | 3262.0281 | 8.2545 | 59.3096 | 17995.9353 | 2291.5933
CB 61 | 23997.0808 | 2641.8319 | 61 | 3639 | CB 61 | 5.0275 | 1319839.4463 | 145300.7543 | 454 | 1161.9472 | 8.2545 | 21.1263 | 23997.0808 | 2641.8319
CB 62 | 24884.7595 | 3031.0735 | 62 | 3640 | CB 62 | 1.5475 | 1368661.7709 | 166709.0442 | 454 | 5363.2174 | 8.2545 | 97.513 | 24884.7595 | 3031.0735
CB 63 | 33188.7145 | 3132.467 | 63 | 3641 | CB 63 | 2.4809 | 1825379.2957 | 172285.6853 | 454 | 3599.3505 | 8.2545 | 65.4427 | 33188.7145 | 3132.467
CB 64 | 28534.2291 | 2689.1151 | 64 | 3642 | CB 64 | 3.6049 | 1569382.5986 | 147901.3327 | 454 | 2712.0829 | 8.2545 | 49.3106 | 28534.2291 | 2689.1151
CB 65 | 31112.1766 | 2842.3822 | 65 | 3643 | CB 65 | 6.2998 | 1711169.7115 | 156331.0207 | 454 | 1551.9112 | 8.2545 | 28.2166 | 31112.1766 | 2842.3822
CB 66 | 38781.113 | 3048.8017 | 66 | 3644 | CB 66 | 6.5773 | 2132961.2135 | 167684.094 | 454 | 1278.6711 | 8.2545 | 23.2486 | 38781.113 | 3048.8017
CB 67 | 4485.3549 | 1536.6285 | 67 | 3645 | CB 67 | 0.043939 | 246694.5199 | 84514.5666 |  |  |  |  | 4485.3549 | 1536.6285
CB 68 | 4485.3549 | 1536.6285 | 68 | 3646 | CB 68 | 1.521 | 246694.5199 | 84514.5666 |  |  |  |  | 4485.3549 | 1536.6285
CB 69 | 24753.9316 | 3184.5106 | 69 | 3647 | CB 69 | 1.1767 | 1361466.2401 | 175148.0852 | 454 | 8308.4134 | 8.2545 | 151.0621 | 24753.9316 | 3184.5106
CB 70 | 17091.8764 | 2166.5582 | 70 | 3648 | CB 70 | 2.8271 | 940053.203 | 119160.7016 | 454 | 1487.8992 | 8.2545 | 27.0527 | 17091.8764 | 2166.5582
CB 700 | 21952.921 | 2630.9045 | 700 | 3649 | CB 700 | 0.30057 | 1207410.655 | 144699.7457 | 454 | 23900.202 | 8.2545 | 434.5491 | 21952.921 | 2630.9045
CB 701 | 18641.9366 | 2602.9485 | 701 | 3650 | CB 701 | 10.1519 | 1025306.5118 | 143162.1676 | 454 | 551.1636 | 8.2545 | 10.0212 | 18641.9366 | 2602.9485
CB 702 | 4485.3549 | 1536.6285 | 702 | 3651 | CB 702 | 1.5752 | 246694.5199 | 84514.5666 |  |  |  |  | 4485.3549 | 1536.6285
CB 703 | 4485.3549 | 1536.6285 | 703 | 3652 | CB 703 | 0.13314 | 246694.5199 | 84514.5666 |  |  |  |  | 4485.3549 | 1536.6285
CB 704 | 19534.8956 | 3243.6086 | 704 | 3653 | CB 704 | 1.7538 | 1074419.2564 | 178398.4703 | 454 | 5484.0019 | 8.2545 | 99.7091 | 19534.8956 | 3243.6086
CB 706 | 4485.3549 | 1536.6285 | 706 | 3654 | CB 706 | 1.7864 | 246694.5199 | 84514.5666 |  |  |  |  | 4485.3549 | 1536.6285
CB 707 | 4485.3549 | 1536.6285 | 707 | 3655 | CB 707 | 0.76856 | 246694.5199 | 84514.5666 |  |  |  |  | 4485.3549 | 1536.6285
CB 708 | 20605.8215 | 3258.8905 | 708 | 3656 | CB 708 | 0.78902 | 1133320.1826 | 179238.9793 | 454 | 12308.48 | 8.2545 | 223.7905 | 20605.8215 | 3258.8905
CB 71 | 17589.6544 | 2507.9544 | 71 | 3657 | CB 71 | 2.6269 | 967430.9929 | 137937.4922 | 454 | 2438.1723 | 8.2545 | 44.3304 | 17589.6544 | 2507.9544
CB 712 | 4485.3549 | 1536.6285 | 712 | 3660 | CB 712 | 0.30758 | 246694.5199 | 84514.5666 |  |  |  |  | 4485.3549 | 1536.6285
CB 715 | 25616.3543 | 2962.9761 | 715 | 3663 | CB 715 | 2.2625 | 1408899.4838 | 162963.6855 | 454 | 4321.3066 | 8.2545 | 78.5692 | 25616.3543 | 2962.9761
CB 716 | 4485.3549 | 1536.6285 | 716 | 3664 | CB 716 | 0.23504 | 246694.5199 | 84514.5666 |  |  |  |  | 4485.3549 | 1536.6285
CB 718 | 21288.748 | 2959.3107 | 718 | 3665 | CB 718 | 1.4002 | 1170881.1394 | 162762.0892 | 454 | 6593.5272 | 8.2545 | 119.8823 | 21288.748 | 2959.3107
CB 719 | 18541.3708 | 2355.0688 | 719 | 3666 | CB 719 | 2.8085 | 1019775.3935 | 129528.7829 | 454 | 1932.3204 | 8.2545 | 35.1331 | 18541.3708 | 2355.0688
CB 72 | 20649.8006 | 2546.0028 | 72 | 3667 | CB 72 | 2.5597 | 1135739.031 | 140030.1567 | 454 | 2596.6531 | 8.2545 | 47.2119 | 20649.8006 | 2546.0028
CB 723 | 18912.2285 | 2382.9862 | 723 | 3668 | CB 723 | 3.2864 | 1040172.5668 | 131064.2402 | 454 | 1705.9333 | 8.2545 | 31.017 | 18912.2285 | 2382.9862
CB 724 | 22806.8434 | 2070.7468 | 724 | 3669 | CB 724 | 0.091667 | 1254376.3872 | 113891.0737 | 454 | 39049.9754 | 8.2545 | 709.9996 | 22806.8434 | 2070.7468
CB 730 | 19113.3366 | 2236.3188 | 730 | 3675 | CB 730 | 3.1398 | 1051233.5131 | 122997.5334 | 454 | 1484.1973 | 8.2545 | 26.9854 | 19113.3366 | 2236.3188
CB 731 | 19853.1398 | 2313.3736 | 731 | 3676 | CB 731 | 1.9447 | 1091922.6912 | 127235.5492 | 454 | 2652.5639 | 8.2545 | 48.2284 | 19853.1398 | 2313.3736
CB 732 | 20786.9329 | 2400.6272 | 732 | 3677 | CB 732 | 9.8097 | 1143281.3115 | 132034.4965 | 454 | 583.0443 | 8.2545 | 10.6008 | 20786.9329 | 2400.6272
CB 733 | 18468.6885 | 2288.9661 | 733 | 3678 | CB 733 | 3.0017 | 1015777.8695 | 125893.1353 | 454 | 1666.0086 | 8.2545 | 30.2911 | 18468.6885 | 2288.9661
CB 738 | 4485.3549 | 1536.6285 | 738 | 3682 | CB 738 | 0.53655 | 246694.5199 | 84514.5666 |  |  |  |  | 4485.3549 | 1536.6285
CB 74 | 18220.3771 | 2300.5453 | 74 | 3684 | CB 74 | 3.6292 | 1002120.7432 | 126529.9893 | 454 | 1398.5722 | 8.2545 | 25.4286 | 18220.3771 | 2300.5453
CB 740 | 20051.5606 | 2237.2438 | 740 | 3685 | CB 740 | 6.0491 | 1102835.8348 | 123048.407 | 454 | 771.3672 | 8.2545 | 14.0249 | 20051.5606 | 2237.2438
CB 741 | 25492.5404 | 2887.5197 | 741 | 3686 | CB 741 | 0.75739 | 1402089.723 | 158813.5812 | 454 | 11603.3354 | 8.2545 | 210.9697 | 25492.5404 | 2887.5197
CB 745 | 4485.3549 | 1536.6285 | 745 | 3690 | CB 745 | 0.81894 | 246694.5199 | 84514.5666 |  |  |  |  | 4485.3549 | 1536.6285
CB 748 | 26666.5484 | 3007.6574 | 748 | 3693 | CB 748 | 2.085 | 1466660.1636 | 165421.1546 | 454 | 4570.6587 | 8.2545 | 83.1029 | 26666.5484 | 3007.6574
CB 75 | 4485.3549 | 1536.6285 | 75 | 3695 | CB 75 | 0.14545 | 246694.5199 | 84514.5666 |  |  |  |  | 4485.3549 | 1536.6285
CB 750 | 4485.3549 | 1536.6285 | 750 | 3696 | CB 750 | 1.0979 | 246694.5199 | 84514.5666 |  |  |  |  | 4485.3549 | 1536.6285
CB 759 | 21300.1154 | 2471.9758 | 759 | 3704 | CB 759 | 2.3076 | 1171506.3484 | 135958.6669 | 454 | 2676.2501 | 8.2545 | 48.6591 | 21300.1154 | 2471.9758
CB 76 | 20214.312 | 2706.5774 | 76 | 3705 | CB 76 | 0.53655 | 1111787.1626 | 148861.7554 | 454 | 14275.7814 | 8.2545 | 259.5597 | 20214.312 | 2706.5774
CB 761 | 4485.3549 | 1536.6285 | 761 | 3707 | CB 761 | 2.3415 | 246694.5199 | 84514.5666 |  |  |  |  | 4485.3549 | 1536.6285
CB 77 | 21118.3282 | 2436.7193 | 77 | 3715 | CB 77 | 9.6697 | 1161508.0506 | 134019.5588 | 454 | 615.3778 | 8.2545 | 11.1887 | 21118.3282 | 2436.7193
CB 770 | 24305.2908 | 3005.5214 | 770 | 3716 | CB 770 | 2.2405 | 1336790.9944 | 165303.6792 | 454 | 4247.5924 | 8.2545 | 77.229 | 24305.2908 | 3005.5214
CB 771 | 23708.3859 | 2957.3435 | 771 | 3717 | CB 771 | 3.1017 | 1303961.2234 | 162653.8918 | 454 | 2972.5748 | 8.2545 | 54.0468 | 23708.3859 | 2957.3435
CB 772 | 4485.3549 | 1536.6285 | 772 | 3718 | CB 772 | 0.25341 | 246694.5199 | 84514.5666 |  |  |  |  | 4485.3549 | 1536.6285
CB 775 | 4485.3549 | 1536.6285 | 775 | 3721 | CB 775 | 0.29205 | 246694.5199 | 84514.5666 |  |  |  |  | 4485.3549 | 1536.6285
CB 776 | 4485.3549 | 1536.6285 | 776 | 3722 | CB 776 | 2.6153 | 246694.5199 | 84514.5666 |  |  |  |  | 4485.3549 | 1536.6285
CB 78 | 4485.3549 | 1536.6285 | 78 | 3725 | CB 78 | 0.036174 | 246694.5199 | 84514.5666 |  |  |  |  | 4485.3549 | 1536.6285
CB 780 | 32144.4666 | 2847.1892 | 780 | 3726 | CB 780 | 3.3492 | 1767945.6614 | 156595.4044 | 454 | 2133.8168 | 8.2545 | 38.7967 | 32144.4666 | 2847.1892
CB 781 | 21781.9496 | 2852.2091 | 781 | 3727 | CB 781 | 2.4184 | 1198007.2254 | 156871.5032 | 454 | 2968.273 | 8.2545 | 53.9686 | 21781.9496 | 2852.2091
CB 783 | 4485.3549 | 1536.6285 | 783 | 3729 | CB 783 | 1.3273 | 246694.5199 | 84514.5666 |  |  |  |  | 4485.3549 | 1536.6285
CB 788 | 27988.0069 | 2860.556 | 788 | 3732 | CB 788 | 15.5189 | 1539340.3792 | 157330.5801 | 454 | 463.9973 | 8.2545 | 8.4363 | 27988.0069 | 2860.556
CB 789 | 19406.2975 | 2426.9119 | 789 | 3733 | CB 789 | 1.7212 | 1067346.3614 | 133480.1571 | 454 | 3420.7238 | 8.2545 | 62.195 | 19406.2975 | 2426.9119
CB 790 | 25530.2569 | 3171.4495 | 790 | 3735 | CB 790 | 1.2568 | 1404164.128 | 174429.7206 | 454 | 7263.5068 | 8.2545 | 132.0638 | 25530.2569 | 3171.4495
CB 791 | 27070.9661 | 2751.2159 | 791 | 3736 | CB 791 | 2.4241 | 1488903.1341 | 151316.872 | 454 | 3275.2558 | 8.2545 | 59.5501 | 27070.9661 | 2751.2159
CB 795 | 4485.3549 | 1536.6285 | 795 | 3740 | CB 795 | 0.64564 | 246694.5199 | 84514.5666 |  |  |  |  | 4485.3549 | 1536.6285
CB 797 | 4485.3549 | 1536.6285 | 797 | 3742 | CB 797 | 0.92273 | 246694.5199 | 84514.5666 |  |  |  |  | 4485.3549 | 1536.6285
CB 799 | 4485.3549 | 1536.6285 | 799 | 3744 | CB 799 | 1.1328 | 246694.5199 | 84514.5666 |  |  |  |  | 4485.3549 | 1536.6285
CB 80 | 17499.4855 | 2463.1578 | 80 | 3745 | CB 80 | 3.2981 | 962471.703 | 135473.6801 | 454 | 1855.4269 | 8.2545 | 33.735 | 17499.4855 | 2463.1578
CB 81 | 20107.1251 | 2202.2185 | 81 | 3746 | CB 81 | 3.1667 | 1105891.8822 | 121122.02 | 454 | 1401.66 | 8.2545 | 25.4847 | 20107.1251 | 2202.2185
CB 821 | 22075.4577 | 2288.4777 | 821 | 3747 | CB 821 | 12.3456 | 1214150.1727 | 125866.2739 | 454 | 815.5743 | 8.2545 | 14.8286 | 22075.4577 | 2288.4777
CB 83 | 19005.7273 | 2246.6096 | 83 | 3748 | CB 83 | 2.5254 | 1045315.0027 | 123563.5306 | 454 | 1871.7052 | 8.2545 | 34.031 | 19005.7273 | 2246.6096
CB 835 | 70447.4381 | 2794.5204 | 835 | 3754 | CB 835 | 0.41288 | 3874609.094 | 153698.622 | 454 | 19884.5515 | 8.2545 | 361.5373 | 70447.4381 | 2794.5204
CB 84 | 20337.1459 | 2390.3476 | 84 | 3756 | CB 84 | 3.8148 | 1118543.0226 | 131469.1198 | 454 | 1482.0149 | 8.2545 | 26.9457 | 20337.1459 | 2390.3476
CB 85 | 21098.8672 | 2586.3794 | 85 | 3763 | CB 85 | 4.4525 | 1160437.695 | 142250.8677 | 454 | 1550.2356 | 8.2545 | 28.1861 | 21098.8672 | 2586.3794
CB 851 | 4485.3549 | 1536.6285 | 851 | 3765 | CB 851 | 0.77311 | 246694.5199 | 84514.5666 |  |  |  |  | 4485.3549 | 1536.6285
CB 852 | 4485.3549 | 1536.6285 | 852 | 3766 | CB 852 | 0.13314 | 246694.5199 | 84514.5666 |  |  |  |  | 4485.3549 | 1536.6285
CB 854 | 4485.3549 | 1536.6285 | 854 | 3768 | CB 854 | 0.2767 | 246694.5199 | 84514.5666 |  |  |  |  | 4485.3549 | 1536.6285
CB 855 | 21622.9145 | 2739.9489 | 855 | 3769 | CB 855 | 3.5598 | 1189260.2991 | 150697.1891 | 454 | 2746.4101 | 8.2545 | 49.9347 | 21622.9145 | 2739.9489
CB 856 | 23789.4182 | 2526.7072 | 856 | 3770 | CB 856 | 0.72746 | 1308418.0022 | 138968.8969 | 454 | 8968.2186 | 8.2545 | 163.0585 | 23789.4182 | 2526.7072
CB 857 | 28869.7992 | 2686.8559 | 857 | 3771 | CB 857 | 1.9165 | 1587838.9565 | 147777.072 | 454 | 3932.1515 | 8.2545 | 71.4937 | 28869.7992 | 2686.8559
CB 859 | 18785.6641 | 2849.46 | 859 | 3773 | CB 859 | 0.2339 | 1033211.5241 | 156720.2981 | 454 | 36562.2916 | 8.2545 | 664.7689 | 18785.6641 | 2849.46
CB 86 | 19335.9414 | 2328.2069 | 86 | 3774 | CB 86 | 0.15114 | 1063476.7771 | 128051.3773 | 454 | 34763.6843 | 8.2545 | 632.067 | 19335.9414 | 2328.2069
CB 87 | 18989.6436 | 2325.7981 | 87 | 3775 | CB 87 | 3.3932 | 1044430.3958 | 127918.8941 | 454 | 1543.8416 | 8.2545 | 28.0698 | 18989.6436 | 2325.7981
CB 88 | 21542.9217 | 2682.8031 | 88 | 3776 | CB 88 | 7.7116 | 1184860.6956 | 147554.1713 | 454 | 973.9167 | 8.2545 | 17.7076 | 21542.9217 | 2682.8031
CB 90 | 4485.3549 | 1536.6285 | 90 | 3778 | CB 90 | 0.018939 | 246694.5199 | 84514.5666 |  |  |  |  | 4485.3549 | 1536.6285
CB 900 | 4485.3549 | 1536.6285 | 900 | 3779 | CB 900 | 0.042803 | 246694.5199 | 84514.5666 |  |  |  |  | 4485.3549 | 1536.6285
CB 902 | 20354.8668 | 2554.4796 | 902 | 3781 | CB 902 | 5.3165 | 1119517.6766 | 140496.3783 | 454 | 1260.2919 | 8.2545 | 22.9144 | 20354.8668 | 2554.4796
CB 907 | 26566.7702 | 3098.6943 | 907 | 3785 | CB 907 | 1.375 | 1461172.3601 | 170428.188 | 454 | 7110.6282 | 8.2545 | 129.2841 | 26566.7702 | 3098.6943
CB 91 | 25376.8936 | 3125.1117 | 91 | 3788 | CB 91 | 2.5282 | 1395729.1497 | 171881.1446 | 454 | 3515.0438 | 8.2545 | 63.9099 | 25376.8936 | 3125.1117
CB 911 | 4485.3549 | 1536.6285 | 911 | 3790 | CB 911 | 0.9375 | 246694.5199 | 84514.5666 |  |  |  |  | 4485.3549 | 1536.6285
CB 92 | 20396.463 | 2807.7408 | 92 | 3796 | CB 92 | 2.0532 | 1121805.4641 | 154425.7456 | 454 | 3360.7459 | 8.2545 | 61.1045 | 20396.463 | 2807.7408
CB 920 | 4485.3549 | 1536.6285 | 920 | 3797 | CB 920 | 0.96496 | 246694.5199 | 84514.5666 |  |  |  |  | 4485.3549 | 1536.6285
CB 927 | 23842.7191 | 2865.179 | 927 | 3804 | CB 927 | 0.60928 | 1311349.5489 | 157584.8447 | 454 | 14196.4452 | 8.2545 | 258.1172 | 23842.7191 | 2865.179
CB 928 | 4485.3549 | 1536.6285 | 928 | 3805 | CB 928 | 3.6036 | 246694.5199 | 84514.5666 |  |  |  |  | 4485.3549 | 1536.6285
CB 93 | 23562.2092 | 2690.4377 | 93 | 3806 | CB 93 | 3.9074 | 1295921.5076 | 147974.0718 | 454 | 1575.2572 | 8.2545 | 28.641 | 23562.2092 | 2690.4377
CB 94 | 20589.5856 | 2518.1214 | 94 | 3815 | CB 94 | 2.247 | 1132427.2098 | 138496.6772 | 454 | 2879.2 | 8.2545 | 52.3491 | 20589.5856 | 2518.1214
CB 946 | 20858.2416 | 2417.0569 | 946 | 3822 | CB 946 | 5.5068 | 1147203.2859 | 132938.1273 | 454 | 1057.7282 | 8.2545 | 19.2314 | 20858.2416 | 2417.0569
CB 948 | 19471.5218 | 2318.8936 | 948 | 3824 | CB 948 | 7.9403 | 1070933.7014 | 127539.1468 | 454 | 654.1318 | 8.2545 | 11.8933 | 19471.5218 | 2318.8936
CB 949 | 19709.3832 | 2368.0153 | 949 | 3825 | CB 949 | 8.1294 | 1084016.0746 | 130240.8388 | 454 | 677.813 | 8.2545 | 12.3239 | 19709.3832 | 2368.0153
CB 95 | 25806.1449 | 2751.9588 | 95 | 3826 | CB 95 | 0.94773 | 1419337.9722 | 151357.7355 | 454 | 6907.8102 | 8.2545 | 125.5965 | 25806.1449 | 2751.9588
CB 955 | 4485.3549 | 1536.6285 | 955 | 3832 | CB 955 | 1.1538 | 246694.5199 | 84514.5666 |  |  |  |  | 4485.3549 | 1536.6285
CB 96 | 24870.6531 | 3156.0293 | 96 | 3837 | CB 96 | 0.78731 | 1367885.9184 | 173581.6136 | 454 | 11530.4751 | 8.2545 | 209.645 | 24870.6531 | 3156.0293
CB 966 | 4485.3549 | 1536.6285 | 966 | 3842 | CB 966 | 0.25966 | 246694.5199 | 84514.5666 |  |  |  |  | 4485.3549 | 1536.6285
CB 967 | 4485.3549 | 1536.6285 | 967 | 3843 | CB 967 | 0.4197 | 246694.5199 | 84514.5666 |  |  |  |  | 4485.3549 | 1536.6285
CB 968 | 20697.9986 | 2817.6662 | 968 | 3844 | CB 968 | 0.3036 | 1138389.923 | 154971.6408 | 454 | 27517.1795 | 8.2545 | 500.3124 | 20697.9986 | 2817.6662
CB 969 | 4485.3549 | 1536.6285 | 969 | 3845 | CB 969 | 0.40417 | 246694.5199 | 84514.5666 |  |  |  |  | 4485.3549 | 1536.6285
CB 970 | 4485.3549 | 1536.6285 | 970 | 3846 | CB 970 | 0.092045 | 246694.5199 | 84514.5666 |  |  |  |  | 4485.3549 | 1536.6285
CB 971 | 24262.3823 | 2997.4406 | 971 | 3847 | CB 971 | 5.1074 | 1334431.0244 | 164859.2308 | 454 | 1914.2581 | 8.2545 | 34.8047 | 24262.3823 | 2997.4406
CB 973 | 4485.3549 | 1536.6285 | 973 | 3849 | CB 973 | 0.12822 | 246694.5199 | 84514.5666 |  |  |  |  | 4485.3549 | 1536.6285
CB 974 | 4485.3549 | 1536.6285 | 974 | 3850 | CB 974 | 0.11723 | 246694.5199 | 84514.5666 |  |  |  |  | 4485.3549 | 1536.6285
CB 975 | 4485.3549 | 1536.6285 | 975 | 3851 | CB 975 | 0.46496 | 246694.5199 | 84514.5666 |  |  |  |  | 4485.3549 | 1536.6285
CB 980 | 4485.3549 | 1536.6285 | 980 | 3853 | CB 980 | 1.8653 | 246694.5199 | 84514.5666 |  |  |  |  | 4485.3549 | 1536.6285
CB 981 | 4485.3549 | 1536.6285 | 981 | 3854 | CB 981 | 0.87121 | 246694.5199 | 84514.5666 |  |  |  |  | 4485.3549 | 1536.6285
CB AD1 | 18735.2476 | 2434.4824 | AD1 | 3871 | CB AD1 | 4.3337 | 1030438.6164 | 133896.5343 | 454 | 1040.0851 | 8.2545 | 18.9106 | 18735.2476 | 2434.4824
CB AD2 | 18229.1001 | 2391.6302 | AD2 | 3872 | CB AD2 | 1.0195 | 1002600.503 | 131539.6601 | 454 | 4147.6246 | 8.2545 | 75.4114 | 18229.1001 | 2391.6302
CB AD3 | 17969.079 | 2422.5087 | AD3 | 3873 | CB AD3 | 2.5362 | 988299.345 | 133237.9785 | 454 | 1746.5535 | 8.2545 | 31.7555 | 17969.079 | 2422.5087
CB AG1 | 23127.4673 | 2567.7288 | AG1 | 3874 | CB AG1 | 1.4655 | 1272010.701 | 141225.084 | 454 | 3661.4116 | 8.2545 | 66.5711 | 23127.4673 | 2567.7288
CB ALV1 | 23875.2997 | 2325.7102 | ALV1 | 3875 | CB ALV1 | 0.97481 | 1313141.4856 | 127914.0609 | 454 | 5373.3197 | 8.2545 | 97.6967 | 23875.2997 | 2325.7102
CB AM1 | 18338.8058 | 2222.4239 | AM1 | 3876 | CB AM1 | 1.6941 | 1008634.3214 | 122233.313 | 454 | 2697.4767 | 8.2545 | 49.045 | 18338.8058 | 2222.4239
CB AM2 | 18382.413 | 2263.7858 | AM2 | 3877 | CB AM2 | 3.5258 | 1011032.717 | 124508.2168 | 454 | 1372.1923 | 8.2545 | 24.949 | 18382.413 | 2263.7858
CB AM3 | 18504.0814 | 2226.0578 | AM3 | 3878 | CB AM3 | 5.2059 | 1017724.4752 | 122433.1809 | 454 | 882.3622 | 8.2545 | 16.0429 | 18504.0814 | 2226.0578
CB BA2 | 18525.0398 | 2339.8695 | BA2 | 3880 | CB BA2 | 2.4375 | 1018877.1889 | 128692.8208 | 454 | 2186.3259 | 8.2545 | 39.7514 | 18525.0398 | 2339.8695
CB BA3 | 18188.9979 | 2283.1519 | BA3 | 3881 | CB BA3 | 3.653 | 1000394.8818 | 125573.3543 | 454 | 1358.6774 | 8.2545 | 24.7032 | 18188.9979 | 2283.1519
CB BF1 | 17067.6065 | 2661.5091 | BF1 | 3882 | CB BF1 | 1.2157 | 938718.3598 | 146383.0003 | 454 | 6067.5806 | 8.2545 | 110.3196 | 17067.6065 | 2661.5091
CB BH1 | 20048.8603 | 2330.6952 | BH1 | 3883 | CB BH1 | 0.5661 | 1102687.3186 | 128188.2356 | 454 | 9309.4899 | 8.2545 | 169.2635 | 20048.8603 | 2330.6952
CB BK1 | 20148.4189 | 2672.6694 | BK1 | 3884 | CB BK1 | 2.3814 | 1108163.0376 | 146996.8183 | 454 | 2535.7175 | 8.2545 | 46.104 | 20148.4189 | 2672.6694
CB BK2 | 17634.3034 | 2578.6813 | BK2 | 3885 | CB BK2 | 0.83977 | 969886.6878 | 141827.4715 | 454 | 6473.5408 | 8.2545 | 117.7007 | 17634.3034 | 2578.6813
CB BK4 | 20162.8891 | 2488.6286 | BK4 | 3886 | CB BK4 | 1.2148 | 1108958.9001 | 136874.5716 | 454 | 3996.9426 | 8.2545 | 72.6717 | 20162.8891 | 2488.6286
CB BN1 | 22396.7664 | 2343.5301 | BN1 | 3887 | CB BN1 | 5.5884 | 1231822.1505 | 128894.1536 | 454 | 957.8211 | 8.2545 | 17.4149 | 22396.7664 | 2343.5301
CB BN2 | 24920.5735 | 2566.2329 | BN2 | 3888 | CB BN2 | 7.0045 | 1370631.5403 | 141142.8112 | 454 | 967.202 | 8.2545 | 17.5855 | 24920.5735 | 2566.2329
CB BO1 | 18113.7687 | 2317.3235 | BO1 | 3889 | CB BO1 | 0.93996 | 996257.2782 | 127452.7946 | 454 | 5515.0164 | 8.2545 | 100.273 | 18113.7687 | 2317.3235
CB BRM1 | 18681.54 | 2602.2838 | BRM1 | 3891 | CB BRM1 | 4.4812 | 1027484.6974 | 143125.611 | 454 | 1247.6551 | 8.2545 | 22.6846 | 18681.54 | 2602.2838
CB BS1 | 19253.518 | 2097.1345 | BS1 | 3892 | CB BS1 | 0.089205 | 1058943.4876 | 115342.398 | 454 | 42068.0764 | 8.2545 | 764.8741 | 19253.518 | 2097.1345
CB BT1 | 24682.7841 | 2346.4278 | BT1 | 3893 | CB BT1 | 0.61951 | 1357553.1277 | 129053.5283 | 454 | 8670.4031 | 8.2545 | 157.6437 | 24682.7841 | 2346.4278
CB BW1 | 21917.7351 | 2569.8094 | BW1 | 3894 | CB BW1 | 0.75587 | 1205475.4322 | 141339.5162 | 454 | 8992.891 | 8.2545 | 163.5071 | 21917.7351 | 2569.8094
CB BY2 | 19885.9335 | 2441.8749 | BY2 | 3895 | CB BY2 | 3.4652 | 1093726.343 | 134303.12 | 454 | 1726.7566 | 8.2545 | 31.3956 | 19885.9335 | 2441.8749
CB BY3 | 19409.4267 | 2322.3125 | BY3 | 3896 | CB BY3 | 4.3703 | 1067518.4691 | 127727.189 | 454 | 1193.5364 | 8.2545 | 21.7007 | 19409.4267 | 2322.3125
CB CA1 | 21583.0744 | 2533.091 | CA1 | 3899 | CB CA1 | 2.5502 | 1187069.0945 | 139320.0052 | 454 | 2017.7974 | 8.2545 | 36.6872 | 21583.0744 | 2533.091
CB CA2 | 19598.9373 | 2590.8543 | CA2 | 3900 | CB CA2 | 0.53201 | 1077941.5531 | 142496.9866 | 454 | 10365.4937 | 8.2545 | 188.4635 | 19598.9373 | 2590.8543
CB CCB1 | 4485.3549 | 1536.6285 | CCB1 | 3901 | CB CCB1 | 0.10833 | 246694.5199 | 84514.5666 |  |  |  |  | 4485.3549 | 1536.6285
CB CD1 | 21578.5428 | 2630.2664 | CD1 | 3902 | CB CD1 | 0.77159 | 1186819.8538 | 144664.6547 | 454 | 7474.679 | 8.2545 | 135.9033 | 21578.5428 | 2630.2664
CB CD3 | 18780.5052 | 2249.0181 | CD3 | 3903 | CB CD3 | 0.80549 | 1032927.7852 | 123695.9938 | 454 | 5887.5447 | 8.2545 | 107.0463 | 18780.5052 | 2249.0181
CB CD4 | 21001.8286 | 2537.4348 | CD4 | 3904 | CB CD4 | 2.3991 | 1155100.5748 | 139558.9145 | 454 | 2155.3092 | 8.2545 | 39.1874 | 21001.8286 | 2537.4348
CB CG1 | 27562.8256 | 2672.69 | CG1 | 3908 | CB CG1 | 5.1369 | 1515955.409 | 146997.9483 | 454 | 1176.1534 | 8.2545 | 21.3846 | 27562.8256 | 2672.69
CB CG2 | 28092.9597 | 2759.9397 | CG2 | 3909 | CB CG2 | 5.7534 | 1545112.7836 | 151796.6826 | 454 | 1146.691 | 8.2545 | 20.8489 | 28092.9597 | 2759.9397
CB CHA1 | 24707.4866 | 2637.9786 | CHA1 | 3910 | CB CHA1 | 2.4106 | 1358911.7624 | 145088.821 | 454 | 2414.2625 | 8.2545 | 43.8957 | 24707.4866 | 2637.9786
CB CMP1 | 24945.2219 | 2448.1412 | CMP1 | 3911 | CB CMP1 | 3.475 | 1371987.2066 | 134647.764 | 454 | 1733.3851 | 8.2545 | 31.5161 | 24945.2219 | 2448.1412
CB CS1 | 18548.9052 | 2291.2033 | CS1 | 3912 | CB CS1 | 3.2267 | 1020189.7866 | 126016.1801 | 454 | 1554.3163 | 8.2545 | 28.2603 | 18548.9052 | 2291.2033
CB CS2 | 18595.6219 | 2329.3719 | CS2 | 3913 | CB CS2 | 3.8136 | 1022759.2041 | 128115.4554 | 454 | 1379.6709 | 8.2545 | 25.0849 | 18595.6219 | 2329.3719
CB CS3 | 18331.7359 | 2251.4813 | CS3 | 3914 | CB CS3 | 4.9684 | 1008245.4759 | 123831.4717 | 454 | 957.725 | 8.2545 | 17.4132 | 18331.7359 | 2251.4813
CB CS4 | 18275.648 | 2312.54 | CS4 | 3915 | CB CS4 | 3.8956 | 1005160.6383 | 127189.7002 | 454 | 1322.7739 | 8.2545 | 24.0504 | 18275.648 | 2312.54
CB CTL1 | 45714.4561 | 3044.8092 | CTL1 | 3917 | CB CTL1 | 0.031818 | 2514295.0875 | 167464.5044 | 454 | 256486.8443 | 8.2545 | 4663.3972 | 45714.4561 | 3044.8092
CB DM1 | 4485.3549 | 1536.6285 | DM1 | 3920 | CB DM1 | 0.093371 | 246694.5199 | 84514.5666 |  |  |  |  | 4485.3549 | 1536.6285
CB DM2 | 25652.0214 | 2637.2767 | DM2 | 3921 | CB DM2 | 2.903 | 1410861.1776 | 145050.2169 | 454 | 2002.1608 | 8.2545 | 36.4029 | 25652.0214 | 2637.2767
CB DR1 | 21922.9324 | 2492.9971 | DR1 | 3922 | CB DR1 | 2.7208 | 1205761.2824 | 137114.8402 | 454 | 1796.0416 | 8.2545 | 32.6553 | 21922.9324 | 2492.9971
CB DS1 | 18747.6147 | 2500.1154 | DS1 | 3923 | CB DS1 | 0.85758 | 1031118.8107 | 137506.3491 | 454 | 5748.4428 | 8.2545 | 104.5171 | 18747.6147 | 2500.1154
CB DV1 | 4485.3549 | 1536.6285 | DV1 | 3925 | CB DV1 | 0.03428 | 246694.5199 | 84514.5666 |  |  |  |  | 4485.3549 | 1536.6285
CB ELE1 | 22422.6555 | 2299.5644 | ELE1 | 3927 | CB ELE1 | 1.5678 | 1233246.0514 | 126476.0439 | 454 | 3233.3903 | 8.2545 | 58.7889 | 22422.6555 | 2299.5644
CB EN1 | 23223.783 | 2562.5142 | EN1 | 3929 | CB EN1 | 5.1975 | 1277308.0636 | 140938.2798 | 454 | 1026.5191 | 8.2545 | 18.664 | 23223.783 | 2562.5142
CB EN2 | 25904.3161 | 2743.9702 | EN2 | 3930 | CB EN2 | 3.9415 | 1424737.3871 | 150918.361 | 454 | 1648.0984 | 8.2545 | 29.9654 | 25904.3161 | 2743.9702
CB EO1 | 18994.0825 | 2232.6041 | EO1 | 3931 | CB EO1 | 4.0102 | 1044674.5359 | 122793.2233 | 454 | 1156.0304 | 8.2545 | 21.0187 | 18994.0825 | 2232.6041
CB EO2 | 18104.1858 | 2141.3862 | EO2 | 3932 | CB EO2 | 3.486 | 995730.2184 | 117776.2431 | 454 | 1159.5462 | 8.2545 | 21.0827 | 18104.1858 | 2141.3862
CB EO3 | 18401.6408 | 2204.4435 | EO3 | 3933 | CB EO3 | 6.4453 | 1012090.2416 | 121244.3905 | 454 | 690.9034 | 8.2545 | 12.5619 | 18401.6408 | 2204.4435
CB EOS1 | 21282.6025 | 2351.0312 | EOS1 | 3934 | CB EOS1 | 9.8562 | 1170543.1368 | 129306.717 | 454 | 547.9769 | 8.2545 | 9.9632 | 21282.6025 | 2351.0312
CB EOS2 | 18742.7525 | 2323.1519 | EOS2 | 3935 | CB EOS2 | 8.2864 | 1030851.3874 | 127773.3541 | 454 | 630.1294 | 8.2545 | 11.4569 | 18742.7525 | 2323.1519
CB EOS3 | 19740.3898 | 2553.382 | EOS3 | 3936 | CB EOS3 | 1.6695 | 1085721.4392 | 140436.0093 | 454 | 4009.1781 | 8.2545 | 72.8941 | 19740.3898 | 2553.382
CB ES4 | 19159.4934 | 2287.8728 | ES4 | 3938 | CB ES4 | 7.9788 | 1053772.1385 | 125833.0067 | 454 | 625.8847 | 8.2545 | 11.3797 | 19159.4934 | 2287.8728
CB EV1 | 22007.2739 | 2296.8587 | EV1 | 3939 | CB EV1 | 1.7066 | 1210400.0641 | 126327.2283 | 454 | 2960.1329 | 8.2545 | 53.8206 | 22007.2739 | 2296.8587
CB FB1 | 22209.2913 | 2558.0059 | FB1 | 3940 | CB FB1 | 4.1775 | 1221511.022 | 140690.3246 | 454 | 1267.5985 | 8.2545 | 23.0472 | 22209.2913 | 2558.0059
CB FB2 | 24988.1621 | 2854.4941 | FB2 | 3941 | CB FB2 | 3.8712 | 1374348.9156 | 156997.1742 | 454 | 1855.9531 | 8.2545 | 33.7446 | 24988.1621 | 2854.4941
CB FL1 | 19308.2451 | 2233.1253 | FL1 | 3942 | CB FL1 | 0.47102 | 1061953.4814 | 122821.8903 | 454 | 9849.4744 | 8.2545 | 179.0814 | 19308.2451 | 2233.1253
CB FM1 | 21297.0906 | 2579.3408 | FM1 | 3943 | CB FM1 | 2.5763 | 1171339.981 | 141863.7416 | 454 | 2112.9342 | 8.2545 | 38.417 | 21297.0906 | 2579.3408
CB FM2 | 4485.3549 | 1536.6285 | FM2 | 3944 | CB FM2 | 0.69792 | 246694.5199 | 84514.5666 |  |  |  |  | 4485.3549 | 1536.6285
CB FM3 | 23569.5632 | 2513.3911 | FM3 | 3945 | CB FM3 | 5.0519 | 1296325.9766 | 138236.5116 | 454 | 993.4075 | 8.2545 | 18.062 | 23569.5632 | 2513.3911
CB FRD1 | 18424.1563 | 2051.3204 | FRD1 | 3946 | CB FRD1 | 0.25739 | 1013328.5953 | 112822.6196 | 454 | 13411.5158 | 8.2545 | 243.8457 | 18424.1563 | 2051.3204
CB GA1 | 18346.978 | 2343.1334 | GA1 | 3947 | CB GA1 | 4.1068 | 1009083.7875 | 128872.339 | 454 | 1302.7554 | 8.2545 | 23.6865 | 18346.978 | 2343.1334
CB GA3 | 18897.9394 | 2373.6456 | GA3 | 3948 | CB GA3 | 4.832 | 1039386.6684 | 130550.509 | 454 | 1147.8355 | 8.2545 | 20.8697 | 18897.9394 | 2373.6456
CB GH1 | 21816.9988 | 2313.992 | GH1 | 3949 | CB GH1 | 1.1896 | 1199934.936 | 127269.5576 | 454 | 4339.6886 | 8.2545 | 78.9034 | 21816.9988 | 2313.992
CB GH2 | 19154.6066 | 2238.76 | GH2 | 3950 | CB GH2 | 1.1775 | 1053503.3606 | 123131.7996 | 454 | 3971.1465 | 8.2545 | 72.2027 | 19154.6066 | 2238.76
CB GH3 | 17979.0189 | 2180.769 | GH3 | 3951 | CB GH3 | 2.1027 | 988846.0415 | 119942.2933 | 454 | 2044.5662 | 8.2545 | 37.1739 | 17979.0189 | 2180.769
CB GM2 | 24330.8859 | 2381.8761 | GM2 | 3952 | CB GM2 | 7.3591 | 1338198.7272 | 131003.1848 | 454 | 760.8538 | 8.2545 | 13.8337 | 24330.8859 | 2381.8761
CB GN1 | 20012.9716 | 2538.1976 | GN1 | 3953 | CB GN1 | 2.5777 | 1100713.4383 | 139600.868 | 454 | 2007.9088 | 8.2545 | 36.5074 | 20012.9716 | 2538.1976
CB GS1 | 18907.5658 | 2726.0157 | GS1 | 3954 | CB GS1 | 1.0934 | 1039916.1192 | 149930.8654 | 454 | 5831.7805 | 8.2545 | 106.0324 | 18907.5658 | 2726.0157
CB HC3 | 19911.1333 | 2175.4745 | HC3 | 3956 | CB HC3 | 5.2521 | 1095112.3323 | 119651.0982 | 454 | 811.968 | 8.2545 | 14.7631 | 19911.1333 | 2175.4745
CB HC4 | 20643.948 | 2333.0158 | HC4 | 3957 | CB HC4 | 3.4989 | 1135417.1414 | 128315.868 | 454 | 1510.5007 | 8.2545 | 27.4636 | 20643.948 | 2333.0158
CB HL1 | 18238.2773 | 2148.2331 | HL1 | 3959 | CB HL1 | 4.4678 | 1003105.2537 | 118152.8205 | 454 | 914.7378 | 8.2545 | 16.6316 | 18238.2773 | 2148.2331
CB HL3 | 17166.5898 | 2164.1613 | HL3 | 3960 | CB HL3 | 3.5384 | 944162.4387 | 119028.8733 | 454 | 1184.358 | 8.2545 | 21.5338 | 17166.5898 | 2164.1613
CB HP1 | 18469.6902 | 2214.0588 | HP1 | 3961 | CB HP1 | 8.4328 | 1015832.9588 | 121773.2328 | 454 | 535.4762 | 8.2545 | 9.7359 | 18469.6902 | 2214.0588
CB HV1 | 27225.8916 | 2276.9225 | HV1 | 3962 | CB HV1 | 0.60663 | 1497424.0405 | 125230.7365 | 454 | 8115.3636 | 8.2545 | 147.5521 | 27225.8916 | 2276.9225
CB HW1 | 26050.3994 | 2407.5351 | HW1 | 3963 | CB HW1 | 0.62045 | 1432771.9684 | 132414.4302 | 454 | 9289.5339 | 8.2545 | 168.9006 | 26050.3994 | 2407.5351
CB IB1 | 17761.1942 | 2118.2734 | IB1 | 3964 | CB IB1 | 1.3072 | 976865.6822 | 116505.0371 | 454 | 2976.6543 | 8.2545 | 54.121 | 17761.1942 | 2118.2734
CB IB2 | 17414.3611 | 2160.4119 | IB2 | 3965 | CB IB2 | 2.2201 | 957789.8603 | 118822.6555 | 454 | 1876.6642 | 8.2545 | 34.1212 | 17414.3611 | 2160.4119
CB JE1 | 23189.1258 | 2287.9134 | JE1 | 3966 | CB JE1 | 0.49129 | 1275401.9214 | 125835.2348 | 454 | 10165.2478 | 8.2545 | 184.8227 | 23189.1258 | 2287.9134
CB JU1 | 43876.7667 | 3168.8162 | JU1 | 3967 | CB JU1 | 2.6672 | 2413222.17 | 174284.8933 | 454 | 3665.4986 | 8.2545 | 66.6454 | 43876.7667 | 3168.8162
CB KR1 | 19713.5231 | 2170.0176 | KR1 | 3968 | CB KR1 | 0.4858 | 1084243.7705 | 119350.9658 | 454 | 8705.2371 | 8.2545 | 158.277 | 19713.5231 | 2170.0176
CB LA1 | 18380.5067 | 2267.8405 | LA1 | 3969 | CB LA1 | 5.3807 | 1010927.8692 | 124731.2259 | 454 | 904.0231 | 8.2545 | 16.4368 | 18380.5067 | 2267.8405
CB LA2 | 18249.7046 | 2277.629 | LA2 | 3970 | CB LA2 | 3.6203 | 1003733.7557 | 125269.5969 | 454 | 1361.1109 | 8.2545 | 24.7475 | 18249.7046 | 2277.629
CB LA3 | 18074.248 | 2205.7098 | LA3 | 3971 | CB LA3 | 6.2475 | 994083.6415 | 121314.0401 | 454 | 714.0874 | 8.2545 | 12.9834 | 18074.248 | 2205.7098
CB LJ3 | 20537.0374 | 2227.6671 | LJ3 | 3974 | CB LJ3 | 2.493 | 1129537.055 | 122521.6901 | 454 | 1846.74 | 8.2545 | 33.5771 | 20537.0374 | 2227.6671
CB LJ4 | 20354.4708 | 2555.6386 | LJ4 | 3975 | CB LJ4 | 1.7816 | 1119495.8938 | 140560.1208 | 454 | 3764.9044 | 8.2545 | 68.4528 | 20354.4708 | 2555.6386
CB LM3 | 19359.1061 | 2247.1661 | LM3 | 3977 | CB LM3 | 1.5623 | 1064750.836 | 123594.1341 | 454 | 3027.8043 | 8.2545 | 55.051 | 19359.1061 | 2247.1661
CB LPS1 | 17573.5406 | 2109.4074 | LPS1 | 3978 | CB LPS1 | 0.98087 | 966544.7347 | 116017.4064 | 454 | 3907.7999 | 8.2545 | 71.0509 | 17573.5406 | 2109.4074
CB LR1 | 20571.6317 | 2386.1788 | LR1 | 3979 | CB LR1 | 7.167 | 1131439.7451 | 131239.8346 | 454 | 785.0941 | 8.2545 | 14.2744 | 20571.6317 | 2386.1788
CB LV2 | 17484.9226 | 2229.3588 | LV2 | 3980 | CB LV2 | 4.4006 | 961670.7438 | 122614.7352 | 454 | 1048.7027 | 8.2545 | 19.0673 | 17484.9226 | 2229.3588
CB MA1 | 19725.2665 | 2466.6025 | MA1 | 3981 | CB MA1 | 5.4163 | 1084889.6594 | 135663.1372 | 454 | 869.6616 | 8.2545 | 15.812 | 19725.2665 | 2466.6025
CB MA2 | 18593.7735 | 2447.6569 | MA2 | 3982 | CB MA2 | 1.7087 | 1022657.5435 | 134621.1309 | 454 | 2684.6746 | 8.2545 | 48.8123 | 18593.7735 | 2447.6569
CB MAG1 | 18632.5647 | 2586.3858 | MAG1 | 3983 | CB MAG1 | 0.49451 | 1024791.0602 | 142251.2165 | 454 | 10999.9199 | 8.2545 | 199.9985 | 18632.5647 | 2586.3858
CB MF1 | 18466.9873 | 2378.3933 | MF1 | 3984 | CB MF1 | 1.721 | 1015684.2992 | 130811.6311 | 454 | 2406.8234 | 8.2545 | 43.7604 | 18466.9873 | 2378.3933
CB MK1 | 18060.5802 | 2245.9514 | MK1 | 3985 | CB MK1 | 2.9027 | 993331.9132 | 123527.3264 | 454 | 1626.9601 | 8.2545 | 29.5811 | 18060.5802 | 2245.9514
CB MK2 | 17899.6629 | 2230.9193 | MK2 | 3986 | CB MK2 | 3.3006 | 984481.46 | 122700.5608 | 454 | 1401.278 | 8.2545 | 25.4778 | 17899.6629 | 2230.9193
CB MNR3 | 22187.4143 | 2530.7273 | MNR3 | 3988 | CB MNR3 | 2.4167 | 1220307.7876 | 139190.0026 | 454 | 2122.9633 | 8.2545 | 38.5993 | 22187.4143 | 2530.7273
CB MOR1 | 33200.9168 | 2994.7931 | MOR1 | 3990 | CB MOR1 | 3.55 | 1826050.4259 | 164713.6195 | 454 | 2754.0434 | 8.2545 | 50.0735 | 33200.9168 | 2994.7931
CB MT1 | 18894.015 | 2268.792 | MT1 | 3991 | CB MT1 | 3.1576 | 1039170.8241 | 124783.5596 | 454 | 1542.4548 | 8.2545 | 28.0446 | 18894.015 | 2268.792
CB MT3 | 18994.7833 | 2279.9657 | MT3 | 3992 | CB MT3 | 1.8354 | 1044713.0805 | 125398.1135 | 454 | 2692.9534 | 8.2545 | 48.9628 | 18994.7833 | 2279.9657
CB MU1 | 30268.5023 | 2688.9594 | MU1 | 3993 | CB MU1 | 1.7856 | 1664767.6269 | 147892.7668 | 454 | 3440.1095 | 8.2545 | 62.5474 | 30268.5023 | 2688.9594
CB MV1 | 26656.5803 | 2405.17 | MV1 | 3994 | CB MV1 | 3.1447 | 1466111.9172 | 132284.3508 | 454 | 1828.0234 | 8.2545 | 33.2368 | 26656.5803 | 2405.17
CB NC3 | 17770.7549 | 2438.3592 | NC3 | 3996 | CB NC3 | 0.7964 | 977391.5173 | 134109.7539 | 454 | 7484.9187 | 8.2545 | 136.0894 | 17770.7549 | 2438.3592
CB NC4 | 19180.7305 | 2263.2715 | NC4 | 3997 | CB NC4 | 3.0434 | 1054940.1779 | 124479.9333 | 454 | 1588.5964 | 8.2545 | 28.8836 | 19180.7305 | 2263.2715
CB NO1 | 20599.9366 | 2183.304 | NO1 | 3998 | CB NO1 | 0.070644 | 1132996.5108 | 120081.7209 | 454 | 61088.2999 | 8.2545 | 1110.6964 | 20599.9366 | 2183.304
CB NO2 | 18134.2267 | 2268.9031 | NO2 | 3999 | CB NO2 | 4.0278 | 997382.4699 | 124789.6717 | 454 | 1209.3668 | 8.2545 | 21.9885 | 18134.2267 | 2268.9031
CB NO3 | 18705.6021 | 2213.0123 | NO3 | 4000 | CB NO3 | 1.5506 | 1028808.1135 | 121715.6791 | 454 | 2907.8026 | 8.2545 | 52.8691 | 18705.6021 | 2213.0123
CB NTL1 | 26820.9835 | 2351.3752 | NTL1 | 4002 | CB NTL1 | 2.0235 | 1475154.0948 | 129325.6357 | 454 | 2670.2498 | 8.2545 | 48.55 | 26820.9835 | 2351.3752
CB NVS1 | 24292.5145 | 2420.2651 | NVS1 | 4003 | CB NVS1 | 5.9949 | 1336088.3002 | 133114.5824 | 454 | 975.0402 | 8.2545 | 17.728 | 24292.5145 | 2420.2651
CB OCA1 | 26039.6739 | 2356.2891 | OCA1 | 4004 | CB OCA1 | 0.27027 | 1432182.0628 | 129595.9016 | 454 | 14787.2466 | 8.2545 | 268.859 | 26039.6739 | 2356.2891
CB OH1 | 18094.5059 | 2495.159 | OH1 | 4005 | CB OH1 | 0.77746 | 995197.8247 | 137233.7465 | 454 | 8133.3668 | 8.2545 | 147.8794 | 18094.5059 | 2495.159
CB OK1 | 32122.361 | 3163.2215 | OK1 | 4006 | CB OK1 | 6.786 | 1766729.8563 | 173977.1828 | 454 | 1331.3043 | 8.2545 | 24.2055 | 32122.361 | 3163.2215
CB OS1 | 18958.0427 | 2241.2225 | OS1 | 4007 | CB OS1 | 3.3178 | 1042692.3478 | 123267.2398 | 454 | 1414.1414 | 8.2545 | 25.7117 | 18958.0427 | 2241.2225
CB OS4 | 19196.6205 | 2287.0187 | OS4 | 4008 | CB OS4 | 1.239 | 1055814.1281 | 125786.027 | 454 | 4026.0053 | 8.2545 | 73.2001 | 19196.6205 | 2287.0187
CB OS5 | 18987.7903 | 2285.4715 | OS5 | 4009 | CB OS5 | 0.64924 | 1044328.4657 | 125700.93 | 454 | 7667.8328 | 8.2545 | 139.4151 | 18987.7903 | 2285.4715
CB OT2 | 18127.1167 | 2424.835 | OT2 | 4010 | CB OT2 | 1.5801 | 996991.4196 | 133365.9271 | 454 | 2809.337 | 8.2545 | 51.0789 | 18127.1167 | 2424.835
CB PB1 | 17950.4324 | 2593.3452 | PB1 | 4011 | CB PB1 | 3.9428 | 987273.7843 | 142633.9845 | 454 | 1402.7185 | 8.2545 | 25.504 | 17950.4324 | 2593.3452
CB PB5 | 20523.885 | 2549.0472 | PB5 | 4012 | CB PB5 | 3.1453 | 1128813.674 | 140197.5934 | 454 | 1667.7818 | 8.2545 | 30.3233 | 20523.885 | 2549.0472
CB PE1 | 44723.4782 | 2886.9188 | PE1 | 4013 | CB PE1 | 5.0331 | 2459791.2986 | 158780.5314 | 454 | 1447.2708 | 8.2545 | 26.314 | 44723.4782 | 2886.9188
CB PH1 | 20395.421 | 2458.0281 | PH1 | 4014 | CB PH1 | 0.38201 | 1121748.1526 | 135191.5459 | 454 | 15933.3303 | 8.2545 | 289.6969 | 20395.421 | 2458.0281
CB PL2 | 18869.5223 | 2203.2402 | PL2 | 4022 | CB PL2 | 4.4898 | 1037823.7284 | 121178.2117 | 454 | 990.0797 | 8.2545 | 18.0014 | 18869.5223 | 2203.2402
CB PL4 | 18272.4217 | 2236.291 | PL4 | 4023 | CB PL4 | 4.8752 | 1004983.1915 | 122996.0029 | 454 | 955.8319 | 8.2545 | 17.3788 | 18272.4217 | 2236.291
CB PL6 | 20958.3225 | 2295.2213 | PL6 | 4024 | CB PL6 | 5.4841 | 1152707.7359 | 126237.1741 | 454 | 919.2543 | 8.2545 | 16.7137 | 20958.3225 | 2295.2213
CB QN1 | 24685.688 | 2669.4327 | QN1 | 4029 | CB QN1 | 1.5691 | 1357712.8384 | 146818.7986 | 454 | 3837.1607 | 8.2545 | 69.7666 | 24685.688 | 2669.4327
CB RA1 | 24896.1004 | 2969.0918 | RA1 | 4030 | CB RA1 | 7.7369 | 1369285.5246 | 163300.0474 | 454 | 1015.4106 | 8.2545 | 18.462 | 24896.1004 | 2969.0918
CB RA2 | 27696.0949 | 2905.3157 | RA2 | 4031 | CB RA2 | 2.7417 | 1523285.2195 | 159792.3637 | 454 | 2719.3566 | 8.2545 | 49.4428 | 27696.0949 | 2905.3157
CB RA3 | 21813.7917 | 2637.3778 | RA3 | 4032 | CB RA3 | 2.986 | 1199758.5423 | 145055.7793 | 454 | 1927.3447 | 8.2545 | 35.0426 | 21813.7917 | 2637.3778
CB RB1 | 4485.3549 | 1536.6285 | RB1 | 4033 | CB RB1 | 0.026705 | 246694.5199 | 84514.5666 |  |  |  |  | 4485.3549 | 1536.6285
CB RC1 | 32132.9011 | 2961.1503 | RC1 | 4034 | CB RC1 | 2.5881 | 1767309.5622 | 162863.2686 | 454 | 3025.0335 | 8.2545 | 55.0006 | 32132.9011 | 2961.1503
CB RD1 | 21601.3325 | 2283.079 | RD1 | 4035 | CB RD1 | 1.6153 | 1188073.2897 | 125569.3459 | 454 | 3072.3042 | 8.2545 | 55.8601 | 21601.3325 | 2283.079
CB RD2 | 19292.4725 | 2289.8754 | RD2 | 4036 | CB RD2 | 4.5066 | 1061085.9864 | 125943.1473 | 454 | 1110.9725 | 8.2545 | 20.1995 | 19292.4725 | 2289.8754
CB RE1 | 17471.6483 | 2066.7031 | RE1 | 4038 | CB RE1 | 0.57727 | 960940.6544 | 113668.6686 | 454 | 6154.8505 | 8.2545 | 111.9064 | 17471.6483 | 2066.7031
CB RI1 | 18605.733 | 2310.3467 | RI1 | 4039 | CB RI1 | 1.8867 | 1023315.3138 | 127069.0704 | 454 | 2723.6932 | 8.2545 | 49.5217 | 18605.733 | 2310.3467
CB RS1 | 18177.5731 | 2144.1268 | RS1 | 4040 | CB RS1 | 0.70417 | 999766.5191 | 117926.9731 | 454 | 5765.763 | 8.2545 | 104.8321 | 18177.5731 | 2144.1268
CB RV1 | 21583.5536 | 2291.4501 | RV1 | 4041 | CB RV1 | 3.8898 | 1187095.4472 | 126029.7557 | 454 | 1289.7705 | 8.2545 | 23.4504 | 21583.5536 | 2291.4501
CB RV2 | 24606.4735 | 2241.606 | RV2 | 4042 | CB RV2 | 0.4197 | 1353356.0431 | 123288.3287 | 454 | 11185.043 | 8.2545 | 203.3644 | 24606.4735 | 2241.606
CB S1 | 17928.134 | 2301.5184 | S1 | 4044 | CB S1 | 4.7525 | 986047.369 | 126583.5119 | 454 | 1069.3266 | 8.2545 | 19.4423 | 17928.134 | 2301.5184
CB S2 | 17068.2323 | 2251.9809 | S2 | 4045 | CB S2 | 2.6053 | 938752.7767 | 123858.9513 | 454 | 1827.6455 | 8.2545 | 33.2299 | 17068.2323 | 2251.9809
CB SC1 | 20907.1838 | 2463.3946 | SC1 | 4047 | CB SC1 | 3.8216 | 1149895.1092 | 135486.7044 | 454 | 1226.6261 | 8.2545 | 22.3023 | 20907.1838 | 2463.3946
CB SC2 | 18158.5598 | 2430.1888 | SC2 | 4048 | CB SC2 | 3.2174 | 998720.7879 | 133660.386 | 454 | 1389.9513 | 8.2545 | 25.2718 | 18158.5598 | 2430.1888
CB SE4 | 19030.599 | 2529.8983 | SE4 | 4049 | CB SE4 | 0.59621 | 1046682.9457 | 139144.405 | 454 | 8583.5892 | 8.2545 | 156.0653 | 19030.599 | 2529.8983
CB SK1 | 4485.3549 | 1536.6285 | SK1 | 4052 | CB SK1 | 0.026705 | 246694.5199 | 84514.5666 |  |  |  |  | 4485.3549 | 1536.6285
CB SL1 | 39280.7596 | 2874.6257 | SL1 | 4053 | CB SL1 | 6.8343 | 2160441.7803 | 158104.414 | 454 | 1481.1706 | 8.2545 | 26.9304 | 39280.7596 | 2874.6257
CB SLD1 | 52775.7596 | 2390.429 | SLD1 | 4054 | CB SLD1 | 0.23712 | 2902666.7761 | 131473.5959 | 454 | 23844.6497 | 8.2545 | 433.5391 | 52775.7596 | 2390.429
CB SO1 | 19583.0967 | 2339.0391 | SO1 | 4055 | CB SO1 | 0.99602 | 1077070.3207 | 128647.1531 | 454 | 5345.0827 | 8.2545 | 97.1833 | 19583.0967 | 2339.0391
CB SR1 | 19847.9113 | 2201.0079 | SR1 | 4056 | CB SR1 | 11.5445 | 1091635.119 | 121055.4358 | 454 | 846.8792 | 8.2545 | 15.3978 | 19847.9113 | 2201.0079
CB SR4 | 18069.6191 | 2330.162 | SR4 | 4057 | CB SR4 | 2.6242 | 993829.0489 | 128158.9111 | 454 | 2006.9233 | 8.2545 | 36.4895 | 18069.6191 | 2330.162
CB SSC1 | 20362.3665 | 2432.1986 | SSC1 | 4058 | CB SSC1 | 2.3161 | 1119930.1557 | 133770.9211 | 454 | 1936.4248 | 8.2545 | 35.2077 | 20362.3665 | 2432.1986
CB SW1 | 17398.0185 | 2235.2932 | SW1 | 4059 | CB SW1 | 0.73542 | 956891.0162 | 122941.1287 | 454 | 6327.556 | 8.2545 | 115.0465 | 17398.0185 | 2235.2932
CB SW2 | 17904.7129 | 2185.0914 | SW2 | 4060 | CB SW2 | 2.7826 | 984759.2089 | 120180.0255 | 454 | 1555.0898 | 8.2545 | 28.2744 | 17904.7129 | 2185.0914
CB SW3 | 19978.564 | 2366.363 | SW3 | 4061 | CB SW3 | 4.0153 | 1098821.0199 | 130149.9657 | 454 | 1369.6389 | 8.2545 | 24.9025 | 19978.564 | 2366.363
CB SW4 | 18081.9681 | 2111.7155 | SW4 | 4062 | CB SW4 | 1.3263 | 994508.2428 | 116144.3547 | 454 | 2901.3673 | 8.2545 | 52.7521 | 18081.9681 | 2111.7155
CB TM1 | 4485.3549 | 1536.6285 | TM1 | 4063 | CB TM1 | 0.014962 | 246694.5199 | 84514.5666 |  |  |  |  | 4485.3549 | 1536.6285
CB TR1 | 28559.2674 | 2486.4259 | TR1 | 4064 | CB TR1 | 0.53049 | 1570759.7049 | 136753.4226 | 454 | 11814.9869 | 8.2545 | 214.8179 | 28559.2674 | 2486.4259
CB TY1 | 19548.8798 | 2363.6873 | TY1 | 4065 | CB TY1 | 0.15549 | 1075188.3901 | 130002.7988 | 454 | 35258.1294 | 8.2545 | 641.0569 | 19548.8798 | 2363.6873
CB UP2 | 18709.6127 | 2273.0613 | UP2 | 4067 | CB UP2 | 3.1402 | 1029028.6966 | 125018.3688 | 454 | 1559.8098 | 8.2545 | 28.3602 | 18709.6127 | 2273.0613
CB VDN1 | 21849.5441 | 2559.2382 | VDN1 | 4068 | CB VDN1 | 3.296 | 1201724.9232 | 140758.103 | 454 | 1611.4147 | 8.2545 | 29.2984 | 21849.5441 | 2559.2382
CB VO1 | 18618.7579 | 2262.6191 | VO1 | 4069 | CB VO1 | 0.59981 | 1024031.683 | 124444.0479 | 454 | 8053.3169 | 8.2545 | 146.4239 | 18618.7579 | 2262.6191
CB VS1 | 20722.3132 | 2293.5045 | VS1 | 4070 | CB VS1 | 4.9888 | 1139727.2239 | 126142.7448 | 454 | 1008.2903 | 8.2545 | 18.3326 | 20722.3132 | 2293.5045
CB VS2 | 24119.1234 | 2363.4689 | VS2 | 4071 | CB VS2 | 3.9511 | 1326551.7889 | 129990.7889 | 454 | 1387.1879 | 8.2545 | 25.2216 | 24119.1234 | 2363.4689
CB VS3 | 25806.8221 | 2461.8356 | VS3 | 4072 | CB VS3 | 3.4445 | 1419375.2172 | 135400.9563 | 454 | 1774.116 | 8.2545 | 32.2567 | 25806.8221 | 2461.8356
CB VS4 | 20783.3083 | 2335.2762 | VS4 | 4073 | CB VS4 | 3.5098 | 1143081.9569 | 128440.1916 | 454 | 1509.9211 | 8.2545 | 27.4531 | 20783.3083 | 2335.2762
CB WA1 | 20518.0728 | 2262.6233 | WA1 | 4076 | CB WA1 | 3.9161 | 1128494.0031 | 124444.2823 | 454 | 1233.4962 | 8.2545 | 22.4272 | 20518.0728 | 2262.6233
CB WA2 | 20324.0508 | 2173.0423 | WA2 | 4077 | CB WA2 | 2.4553 | 1117822.7955 | 119517.3292 | 454 | 1730.4083 | 8.2545 | 31.462 | 20324.0508 | 2173.0423
CB WA3 | 18978.3865 | 2178.5926 | WA3 | 4078 | CB WA3 | 6.1278 | 1043811.2551 | 119822.5942 | 454 | 699.2407 | 8.2545 | 12.7135 | 18978.3865 | 2178.5926
CB WA4 | 19197.2846 | 2331.2502 | WA4 | 4079 | CB WA4 | 3.9939 | 1055850.6511 | 128218.7628 | 454 | 1320.4165 | 8.2545 | 24.0076 | 19197.2846 | 2331.2502
CB WA5 | 18607.8905 | 2303.4237 | WA5 | 4080 | CB WA5 | 7.8051 | 1023433.9781 | 126688.3033 | 454 | 652.6789 | 8.2545 | 11.8669 | 18607.8905 | 2303.4237
CB WA6 | 18686.6933 | 2245.1386 | WA6 | 4081 | CB WA6 | 6.7089 | 1027768.1297 | 123482.6217 | 454 | 703.13 | 8.2545 | 12.7842 | 18686.6933 | 2245.1386
CB WT1 | 18329.5357 | 2172.6013 | WT1 | 4083 | CB WT1 | 0.55492 | 1008124.4659 | 119493.074 | 454 | 7651.14 | 8.2545 | 139.1116 | 18329.5357 | 2172.6013
CB WY1 | 19755.7849 | 2539.7073 | WY1 | 4084 | CB WY1 | 0.1267 | 1086568.1687 | 139683.9024 | 454 | 52141.7342 | 8.2545 | 948.0315 | 19755.7849 | 2539.7073
CB WY2 | 19147.4267 | 2277.0961 | WY2 | 4085 | CB WY2 | 3.3271 | 1053108.4664 | 125240.2869 | 454 | 1480.0159 | 8.2545 | 26.9094 | 19147.4267 | 2277.0961
CB WY3 | 17885.7966 | 3002.263 | WY3 | 4086 | CB WY3 | 0.48163 | 983718.8121 | 165124.4659 | 454 | 19718.1213 | 8.2545 | 358.5113 | 17885.7966 | 3002.263
CTL1-3R | 40694.6214 | 2646.5808 | CTL1 | 4088 | CTL1-3R | 3.9705 | 2238204.1784 | 145561.9421 | 454 | 1423.7272 | 8.2545 | 25.8859 | 40694.6214 | 2646.5808
DM1-9R | 22845.4488 | 2703.5168 | DM1 | 4089 | DM1-9R | 2.5695 | 1256499.6838 | 148693.4232 | 454 | 2426.726 | 8.2545 | 44.1223 | 22845.4488 | 2703.5168
DV1-3R | 30191.3487 | 2988.6505 | DV1 | 4090 | DV1-3R | 7.4436 | 1660524.181 | 164375.7776 | 454 | 1322.5161 | 8.2545 | 24.0457 | 30191.3487 | 2988.6505
NO1-287F | 18349.4638 | 2250.9681 | NO1 | 4091 | NO1-287F | 0.92159 | 1009220.5075 | 123803.2431 | 454 | 5159.5647 | 8.2545 | 93.8103 | 18349.4638 | 2250.9681
NO1-288F | 18004.6535 | 2195.4626 | NO1 | 4092 | NO1-288F | 0.47538 | 990255.9402 | 120750.4434 | 454 | 9244.5237 | 8.2545 | 168.0822 | 18004.6535 | 2195.4626
NO1-289F | 17923.5606 | 2340.2969 | NO1 | 4093 | NO1-289F | 1.3617 | 985795.835 | 128716.3297 | 454 | 3915.5137 | 8.2545 | 71.1912 | 17923.5606 | 2340.2969
RA1-402R | 30847.5629 | 3021.9187 | RA1 | 4094 | RA1-402R | 3.1917 | 1696615.9604 | 166205.5293 | 454 | 2564.634 | 8.2545 | 46.6297 | 30847.5629 | 3021.9187
RB1-427R | 32928.0469 | 2853.274 | RB1 | 4095 | RB1-427R | 12.6949 | 1811042.5792 | 156930.0689 | 454 | 770.1353 | 8.2545 | 14.0025 | 32928.0469 | 2853.274
RB1-433R | 28395.2986 | 3245.1476 | RB1 | 4096 | RB1-433R | 6.3644 | 1561741.4237 | 178483.1176 | 454 | 1536.1832 | 8.2545 | 27.9306 | 28395.2986 | 3245.1476
RD4-48F | 21814.5285 | 2229.2039 | RD4 | 4100 | RD4-48F | 1.6619 | 1199799.065 | 122606.215 | 454 | 2776.2164 | 8.2545 | 50.4767 | 21814.5285 | 2229.2039
RD4-49F | 22463.1058 | 2272.7029 | RD4 | 4101 | RD4-49F | 1.7614 | 1235470.8163 | 124998.6619 | 454 | 2779.5063 | 8.2545 | 50.5365 | 22463.1058 | 2272.7029
RD4-50F | 21646.1788 | 2262.855 | RD4 | 4102 | RD4-50F | 2.2144 | 1190539.8343 | 124457.0272 | 454 | 2182.0836 | 8.2545 | 39.6742 | 21646.1788 | 2262.855
SEA1-384F | 24766.1132 | 2540.9013 | SEA1 | 4103 | SEA1-384F | 3.3998 | 1362136.2247 | 139749.5729 | 454 | 1527.4573 | 8.2545 | 27.772 | 24766.1132 | 2540.9013
TM1-10R | 39583.1092 | 3061.4015 | TM1 | 4104 | TM1-10R | 3.39 | 2177071.0033 | 168377.0801 | 454 | 2884.0889 | 8.2545 | 52.438 | 39583.1092 | 3061.4015
UP1-10 | 19182.0237 | 2151.7559 | UP1 | 4105 | UP1-10 | 4.0422 | 1055011.3018 | 118346.5753 | 454 | 1016.7303 | 8.2545 | 18.486 | 19182.0237 | 2151.7559

## Capital_Units&Cost
Co_Code | RAMP_Workpaper | C Number | Wildfire | Workpaper_Name | Cost_Element | Adj_Rec_2020 | Adj_Rec_2021 | Adj_Rec_2022 | Adj_Rec_2023 | Adj_Rec_2024 | FCST_2025 | FCST_2026 | FCST_2027 | FCST_2028 | FCST_2029 | FCST_2030 | FCST_2031 | Unit_Measure | back to index
2100 | 1CR04A520 | A520 | SDG&E-Risk-4 Wildfires and PSPS | SDG&E-Risk-4 Wildfires and PSPS Grid Hardening Alternative 1 | Total | 0 | 0 | 0 | 0 | 0 | 0 | 0 | 101164 | 472917 | 472917 | 472917 | 422334 | Miles UG (Capital)
2100 | 1CR04A522 | A522 | SDG&E-Risk-4 Wildfires and PSPS | SDG&E-Risk-4 Wildfires and PSPS Grid Hardening Alternative 2 | Total | 0 | 0 | 0 | 0 | 0 | 0 | 0 | 149240 | 276639 | 276639 | 276639 | 127399 | Miles hardened (Capital)
2100 | 1CR04C501 | C501 | SDG&E-Risk-4 Wildfires and PSPS | SDG&E-Risk-4 Wildfires and PSPS Wireless Fault Indicators | Total | 1367.6 | 1713.5 | 1150.5 | 5.6 | 2.9 | [7 empty] | Wireless fault indicators installed
2100 | 1CR04C502 | C502 | SDG&E-Risk-4 Wildfires and PSPS | SDG&E-Risk-4 Wildfires and PSPS Capacitor Maintenance and replacement program (SCADA) | Total | 1593.6 | 3078.5 | 4779 | 1691 | 189.4 | [7 empty] | Capacitors replaced
2100 | 1CR04C506 | C506 | SDG&E-Risk-4 Wildfires and PSPS | SDG&E-Risk-4 Wildfires and PSPS Microgrids | Total | 5864.7 | 20023.3 | 3669.3 | 4123.7 | 7095.8 | 0 | 0 | 0 | 910 | 0 | 0 | 0 | Microgrids (Capital)
2100 | 1CR04C507 | C507 | SDG&E-Risk-4 Wildfires and PSPS | SDG&E-Risk-4 Wildfires and PSPS CMP Repairs | Total | 16234.7 | 20321.7 | 17258.5 | 10808.1 | 10298.2 | 11655 | 12305 | 12305 | 12305 | 12305 | 12305 | 12305 | Poles
2100 | 1CR04C508 | C508 | SDG&E-Risk-4 Wildfires and PSPS | SDG&E-Risk-4 Wildfires and PSPS Advanced Protection | Total | 15043 | 12627.7 | 20589.8 | 16939.7 | 11048.1 | 8010 | 2759 | 1808 | 1226 | 1228 | 1302 | 0 | Nodes
2100 | 1CR04C510 | C510 | SDG&E-Risk-4 Wildfires and PSPS | SDG&E-Risk-4 Wildfires and PSPS Hotline Clamps | Total | 0 | 0 | 0 | 0 | 683.7 | 146 | 0 | 0 | 0 | 0 | 0 | 0 | Hotline clamps removed
2100 | 1CR04C518 | C518 | SDG&E-Risk-4 Wildfires and PSPS | SDG&E-Risk-4 Wildfires and PSPS Strategic Undergrounding | Total | 63165.9 | 105610.5 | 169775.3 | 193342.9 | 213171.1 | 85633 | 1494 | 75873 | 354688 | 354688 | 354688 | 329397 | Miles UG (Capital)
2100 | 1CR04C520 | C520 | SDG&E-Risk-4 Wildfires and PSPS | SDG&E-Risk-4 Wildfires and PSPS Distribution Overhead System Hardening | Total | 223086.8 | 143576.9 | 27701.3 | 7614.9 | 3564.2 | 2800 | 8299 | 280 | 280 | 280 | 0 | 0 | Miles hardened (Capital)
2100 | 1CR04C522 | C522 | SDG&E-Risk-4 Wildfires and PSPS | SDG&E-Risk-4 Wildfires and PSPS Transmission Overhead Hardening (Distribution Underbuild) | Total | 8997.9 | 8965 | 5112.8 | 16628.2 | 12459.9 | 2459 | 6505 | 4970 | 3536 | 503 | 0 | 0 | Miles hardened
2100 | 1CR04C524 | C524 | SDG&E-Risk-4 Wildfires and PSPS | SDG&E-Risk-4 Wildfires and PSPS Lightning Arrestor Removal/Replace Program | Total | 31.9 | 2746 | 4366.9 | 3035.8 | 2664.2 | 539 | 0 | 0 | 0 | 0 | 0 | 0 | Lightning Arrestors
2100 | 1CR04C534 | C534 | SDG&E-Risk-4 Wildfires and PSPS | SDG&E-Risk-4 Wildfires and PSPS Risk-Informed Drone Inspections | Total | 26338.5 | 20188.2 | 69767.8 | 83149.4 | 73111.2 | 32272 | 31000 | 12797 | 12797 | 12797 | 12797 | 12797 | Poles replaced
2100 | 1CR04C546 | C546 | SDG&E-Risk-4 Wildfires and PSPS | SDG&E-Risk-4 Wildfires and PSPS Aviation Firefighting Program | Total | 13320 | 23942.9 | 17406.8 | 4068 | 3008.8 | 1691 | 3648 | 0 | 0 | 0 | 0 | 0 | No feasible units
2100 | 1CR04C550 | C550 | SDG&E-Risk-4 Wildfires and PSPS | SDG&E-Risk-4 Wildfires and PSPS Combined Covered Conductor | Total | 3386 | 58940.3 | 120355.6 | 88046.3 | 75036.7 | 69580 | 69439 | 69439 | 69439 | 69439 | 69160 | 31850 | Miles hardened (Capital) |  | C550 | 69630
2100 | 1CR04C552 | C552 | SDG&E-Risk-4 Wildfires and PSPS | SDG&E-Risk-4 Wildfires and PSPS PSPS Sectionalizing Enhancements | Total | 8329.7 | 2979 | 3171.9 | 2258.5 | 2177.7 | 2205 | 2205 | 1890 | 1575 | 1575 | 945 | 630 | Switches installed
2100 | 1CR04C558 | C558 | SDG&E-Risk-4 Wildfires and PSPS | SDG&E-Risk-4 Wildfires and PSPS Risk Methodology and Assessment | Total | 0 | 1422.9 | 9649.8 | 6714.3 | 4745 | 3974 | 3974 | 3974 | 3974 | 3974 | 3974 | 3974 | No feasible units
2100 | 1CR04C561 | C561 | SDG&E-Risk-4 Wildfires and PSPS | SDG&E-Risk-4 Wildfires and PSPS Fire Potential Index | Total | 2236 | 2562.3 | 2540.1 | 1816.9 | 0 | 0 | 0 | 0 | 0 | 0 | 0 | 0 | No feasible units
2100 | 1CR04C562 | C562 | SDG&E-Risk-4 Wildfires and PSPS | SDG&E-Risk-4 Wildfires and PSPS Weather Station Maintenance and Calibration | Total | 1708.7 | 689.3 | 8454.3 | 290.1 | 116.1 | 88 | 88 | 88 | 88 | 88 | 7088 | 88 | Weather sensors
2100 | 1CR04C563 | C563 | SDG&E-Risk-4 Wildfires and PSPS | SDG&E-Risk-4 Wildfires and PSPS Wildfire Mitigation Strategy Development | Total | 1472.9 | 3442.2 | 4391 | 1597.8 | 678 | 0 | 0 | 0 | 0 | 0 | 0 | 0 | No feasible units
2100 | 1CR04C564 | C564 | SDG&E-Risk-4 Wildfires and PSPS | SDG&E-Risk-4 Wildfires and PSPS Distribution Communications Reliability Improvements (DCRI) | Total | 65278.8 | 84869.4 | 66980.3 | 93516.4 | 21335.7 | 10615 | 0 | 0 | 0 | 0 | 0 | 0 | Base stations
2100 | 1CR04C565 | C565 | SDG&E-Risk-4 Wildfires and PSPS | SDG&E-Risk-4 Wildfires and PSPS Transmission Overhead Detailed Inspections | Total | 1518.7 | 666 | 851.6 | 1725.2 | 1042.9 | 1202 | 1152 | 1127 | 1101 | 1076 | 1026 | 975 | Poles
2100 | 1CR04C566 | C566 | SDG&E-Risk-4 Wildfires and PSPS | SDG&E-Risk-4 Wildfires and PSPS Enterprise Data Foundation | Total | 16483.5 | 26913.1 | 19648.8 | 16130.2 | 7225.5 | 8504 | 7397 | 6731 | 6425 | 4806 | 4806 | 4806 | No feasible units
2100 | 1CR04C567 | C567 | SDG&E-Risk-4 Wildfires and PSPS | SDG&E-Risk-4 Wildfires and PSPS Public Emergency Communication Strategy | Total | 8434.8 | 9275.9 | 8900 | 14222.5 | 16886.9 | 9219 | 0 | 0 | 0 | 0 | 0 | 0 | No feasible units
2100 | 1CR04C568 | C568 | SDG&E-Risk-4 Wildfires and PSPS | SDG&E-Risk-4 Wildfires and PSPS Strategic Pole Replacement | Total | 0 | 0 | 0 | 76.4 | 2444.7 | 7928 | 7928 | 7928 | 7928 | 7928 | 7928 | 7928 | Poles
2100 | 1CR04C569 | C569 | SDG&E-Risk-4 Wildfires and PSPS | SDG&E-Risk-4 Wildfires and PSPS Cleveland National Forest Fire Hardening | Total | 135876 | 19123 | 2131.8 | 1530.5 | 1035.9 | 1182 | 429 | 293 | 181 | 148 | 25 | 0 | No feasible units
2100 | 1CR04C570 | C570 | SDG&E-Risk-4 Wildfires and PSPS | SDG&E-Risk-4 Wildfires and PSPS Expulsion Fuse Replacements | Total | 10154.8 | 9174.1 | 826 | 51.4 | 206.4 | 601 | 0 | 0 | 0 | 0 | 0 | 0 | Fuses replaced
2100 | 1CR04C571 | C571 | SDG&E-Risk-4 Wildfires and PSPS | SDG&E-Risk-4 Wildfires and PSPS Emergency Preparedness and Recovery Plan | Total | 6048.2 | 5699.7 | 5479.2 | 21303.3 | 3869.7 | 8578 | 17232 | 3782 | 0 | 0 | 0 | 0 | No feasible units
2100 | 1CR04C573 | C573 | SDG&E-Risk-4 Wildfires and PSPS | SDG&E-Risk-4 Wildfires and PSPS Early Fault Detection | Total | 69.1 | 2416.7 | 10338 | 7655.1 | 3760.9 | 4292 | 2968 | 2868 | 1768 | 1668 | 1567 | 1467 | Nodes
2100 | 1CR04C574 | C574 | SDG&E-Risk-4 Wildfires and PSPS | SDG&E-Risk-4 Wildfires and PSPS Air Quality Station Maintenance | Total | 0 | 0 | 528.6 | 111.8 | 0 | [7 empty] | Other
2100 | 1CR04C575 | C575 | SDG&E-Risk-4 Wildfires and PSPS | SDG&E-Risk-4 Wildfires and PSPS Vegetation Management Enterprise System | Total | 0 | 0 | 0 | 1223.4 | 622.2 | [7 empty] | No feasible units
2100 | 1CR04C576 | C576 | SDG&E-Risk-4 Wildfires and PSPS | SDG&E-Risk-4 Wildfires and PSPS Avian Protection | Total | 1.4 | 331.5 | 2449.5 | 1542.1 | 1065.8 | 599 | 0 | 0 | 0 | 0 | 0 | 0 | Poles protected
2100 | 1CR04M503 | M503 | SDG&E-Risk-4 Wildfires and PSPS | SDG&E-Risk-4 Wildfires and PSPS Grounding Banks | Total | 0 | 0 | 0 | 0 | 0 | 0 | 0 | 0 | 436 | 526 | 323 | 1125 | Feet
2100 | 1CR04A520 | A520 | SDG&E-Risk-4 Wildfires and PSPS | SDG&E-Risk-4 Wildfires and PSPS Grid Hardening Alternative 1 | Units | 0 | 0 | 0 | 0 | 0 | 0 | 0 | 0 | 200 | 200 | 200 | 200 | Miles UG (Capital)
2100 | 1CR04A522 | A522 | SDG&E-Risk-4 Wildfires and PSPS | SDG&E-Risk-4 Wildfires and PSPS Grid Hardening Alternative 2 | Units | 0 | 0 | 0 | 0 | 0 | 0 | 0 | 0 | 200 | 200 | 200 | 200 | Miles hardened (Capital)
2100 | 1CR04C501 | C501 | SDG&E-Risk-4 Wildfires and PSPS | SDG&E-Risk-4 Wildfires and PSPS Wireless Fault Indicators | Units | 502 | 544 | 595 | 0 | 0 | [7 empty] | Wireless fault indicators installed
2100 | 1CR04C502 | C502 | SDG&E-Risk-4 Wildfires and PSPS | SDG&E-Risk-4 Wildfires and PSPS Capacitor Maintenance and replacement program (SCADA) | Units | 30 | 35 | 58 | 20 | 1 | [7 empty] | Capacitors replaced
2100 | 1CR04C506 | C506 | SDG&E-Risk-4 Wildfires and PSPS | SDG&E-Risk-4 Wildfires and PSPS Microgrids | Units | 4 | 0 | 1 | 0 | 0 | 0 | 0 | 0 | 1 | 0 | 0 | 0 | Microgrids (Capital)
2100 | 1CR04C507 | C507 | SDG&E-Risk-4 Wildfires and PSPS | SDG&E-Risk-4 Wildfires and PSPS CMP Repairs | Units | 666 | 665 | 592 | 407 | 422 | 459 | 485 | 485 | 485 | 485 | 485 | 485 | Poles
2100 | 1CR04C508 | C508 | SDG&E-Risk-4 Wildfires and PSPS | SDG&E-Risk-4 Wildfires and PSPS Advanced Protection | Units | 72 | 46 | 7 | 110 | 18 | 56 | 33 | 39 | 30 | 30 | 30 | 0 | Nodes
2100 | 1CR04C510 | C510 | SDG&E-Risk-4 Wildfires and PSPS | SDG&E-Risk-4 Wildfires and PSPS Hotline Clamps | Units | 0 | 0 | 0 | 0 | 678 | 197 | 0 | 0 | 0 | 0 | 0 | 0 | Hotline clamps removed
2100 | 1CR04C518 | C518 | SDG&E-Risk-4 Wildfires and PSPS | SDG&E-Risk-4 Wildfires and PSPS Strategic Undergrounding | Units | 16 | 26 | 65 | 72 | 112 | 28 | 0 | 0 | 150 | 150 | 150 | 150 | Miles UG (Capital)
2100 | 1CR04C520 | C520 | SDG&E-Risk-4 Wildfires and PSPS | SDG&E-Risk-4 Wildfires and PSPS Distribution Overhead System Hardening | Units | 100 | 100 | 26 | 2 | 1 | 0 | 6 | 0 | 0 | 0 | 0 | 0 | Miles hardened (Capital)
2100 | 1CR04C522 | C522 | SDG&E-Risk-4 Wildfires and PSPS | SDG&E-Risk-4 Wildfires and PSPS Transmission Overhead Hardening (Distribution Underbuild) | Units | 9 | 3 | 1 | 17 | 7 | 3 | 5 | 7 | 6 | 0 | 0 | 0 | Miles hardened
2100 | 1CR04C524 | C524 | SDG&E-Risk-4 Wildfires and PSPS | SDG&E-Risk-4 Wildfires and PSPS Lightning Arrestor Removal/Replace Program | Units | 0 | 1789 | 2710 | 2202 | 1654 | 516 | 0 | 0 | 0 | 0 | 0 | 0 | Lightning Arrestors
2100 | 1CR04C534 | C534 | SDG&E-Risk-4 Wildfires and PSPS | SDG&E-Risk-4 Wildfires and PSPS Risk-Informed Drone Inspections | Units | 306 | 365 | 341 | 1464 | 1992 | 854 | 775 | 353 | 353 | 353 | 353 | 353 | Poles replaced
2100 | 1CR04C546 | C546 | SDG&E-Risk-4 Wildfires and PSPS | SDG&E-Risk-4 Wildfires and PSPS Aviation Firefighting Program | Units | 0 | 0 | 0 | 0 | 0 | 0 | 0 | 0 | 0 | 0 | 0 | 0 | No feasible units
2100 | 1CR04C550 | C550 | SDG&E-Risk-4 Wildfires and PSPS | SDG&E-Risk-4 Wildfires and PSPS Combined Covered Conductor | Units | 2 | 20 | 61 | 60 | 36 | 50 | 50 | 50 | 50 | 50 | 50 | 50 | Miles hardened (Capital)
2100 | 1CR04C552 | C552 | SDG&E-Risk-4 Wildfires and PSPS | SDG&E-Risk-4 Wildfires and PSPS PSPS Sectionalizing Enhancements | Units | 23 | 13 | 12 | 10 | 18 | 7 | 7 | 6 | 5 | 5 | 3 | 2 | Switches installed
2100 | 1CR04C558 | C558 | SDG&E-Risk-4 Wildfires and PSPS | SDG&E-Risk-4 Wildfires and PSPS Risk Methodology and Assessment | Units | 0 | 0 | 0 | 0 | 0 | 0 | 0 | 0 | 0 | 0 | 0 | 0 | No feasible units
2100 | 1CR04C561 | C561 | SDG&E-Risk-4 Wildfires and PSPS | SDG&E-Risk-4 Wildfires and PSPS Fire Potential Index | Units | 0 | 0 | 0 | 0 | 0 | 0 | 0 | 0 | 0 | 0 | 0 | 0 | No feasible units
2100 | 1CR04C562 | C562 | SDG&E-Risk-4 Wildfires and PSPS | SDG&E-Risk-4 Wildfires and PSPS Weather Station Maintenance and Calibration | Units | 0 | 0 | 0 | 0 | 0 | 2 | 2 | 2 | 2 | 2 | 2 | 2 | Weather sensors
2100 | 1CR04C563 | C563 | SDG&E-Risk-4 Wildfires and PSPS | SDG&E-Risk-4 Wildfires and PSPS Wildfire Mitigation Strategy Development | Units | 0 | 0 | 0 | 0 | 0 | 0 | 0 | 0 | 0 | 0 | 0 | 0 | No feasible units
2100 | 1CR04C564 | C564 | SDG&E-Risk-4 Wildfires and PSPS | SDG&E-Risk-4 Wildfires and PSPS Distribution Communications Reliability Improvements (DCRI) | Units | 15 | 10 | 21 | 10 | 3 | 5 | 0 | 0 | 0 | 0 | 0 | 0 | Base stations
2100 | 1CR04C565 | C565 | SDG&E-Risk-4 Wildfires and PSPS | SDG&E-Risk-4 Wildfires and PSPS Transmission Overhead Detailed Inspections | Units | 46 | 18 | 67 | 30 | 14 | 46 | 44 | 43 | 42 | 41 | 39 | 37 | Poles
2100 | 1CR04C566 | C566 | SDG&E-Risk-4 Wildfires and PSPS | SDG&E-Risk-4 Wildfires and PSPS Enterprise Data Foundation | Units | 0 | 0 | 0 | 0 | 0 | 0 | 0 | 0 | 0 | 0 | 0 | 0 | No feasible units
2100 | 1CR04C567 | C567 | SDG&E-Risk-4 Wildfires and PSPS | SDG&E-Risk-4 Wildfires and PSPS Public Emergency Communication Strategy | Units | 0 | 0 | 0 | 0 | 0 | 0 | 0 | 0 | 0 | 0 | 0 | 0 | No feasible units
2100 | 1CR04C568 | C568 | SDG&E-Risk-4 Wildfires and PSPS | SDG&E-Risk-4 Wildfires and PSPS Strategic Pole Replacement | Units | 0 | 0 | 0 | 1 | 40 | 200 | 200 | 200 | 200 | 200 | 200 | 200 | Poles
2100 | 1CR04C569 | C569 | SDG&E-Risk-4 Wildfires and PSPS | SDG&E-Risk-4 Wildfires and PSPS Cleveland National Forest Fire Hardening | Units | 0 | 0 | 0 | 0 | 0 | 0 | 0 | 0 | 0 | 0 | 0 | 0 | No feasible units
2100 | 1CR04C570 | C570 | SDG&E-Risk-4 Wildfires and PSPS | SDG&E-Risk-4 Wildfires and PSPS Expulsion Fuse Replacements | Units | 3179 | 3976 | 231 | 36 | 188 | 311 | 0 | 0 | 0 | 0 | 0 | 0 | Fuses replaced
2100 | 1CR04C571 | C571 | SDG&E-Risk-4 Wildfires and PSPS | SDG&E-Risk-4 Wildfires and PSPS Emergency Preparedness and Recovery Plan | Units | 0 | 0 | 0 | 0 | 0 | 0 | 0 | 0 | 0 | 0 | 0 | 0 | No feasible units
2100 | 1CR04C573 | C573 | SDG&E-Risk-4 Wildfires and PSPS | SDG&E-Risk-4 Wildfires and PSPS Early Fault Detection | Units | 0 | 0 | 0 | 32 | 62 | 60 | 60 | 60 | 60 | 60 | 60 | 60 | Nodes
2100 | 1CR04C574 | C574 | SDG&E-Risk-4 Wildfires and PSPS | SDG&E-Risk-4 Wildfires and PSPS Air Quality Station Maintenance | Units | 0 | 0 | 8 | 6 | 0 | [7 empty] | Other
2100 | 1CR04C575 | C575 | SDG&E-Risk-4 Wildfires and PSPS | SDG&E-Risk-4 Wildfires and PSPS Vegetation Management Enterprise System | Units | 0 | 0 | 0 | 0 | 0 | [7 empty] | No feasible units
2100 | 1CR04C576 | C576 | SDG&E-Risk-4 Wildfires and PSPS | SDG&E-Risk-4 Wildfires and PSPS Avian Protection | Units | 0 | 0 | 973 | 663 | 774 | 236 | 0 | 0 | 0 | 0 | 0 | 0 | Poles protected
2100 | 1CR04M503 | M503 | SDG&E-Risk-4 Wildfires and PSPS | SDG&E-Risk-4 Wildfires and PSPS Grounding Banks | Units | 0 | 0 | 0 | 0 | 0 | 0 | 0 | 0 | 14300 | 18500 | 10000 | 36000 | Feet

## O&M_Units&Cost
Co_Code | RAMP_Workpaper | C# | Wildfire | Workpaper_Name | Cost_Element | Adj_Rec_2020 | Adj_Rec_2021 | Adj_Rec_2022 | Adj_Rec_2023 | Adj_Rec_2024 | FCST_2025 | FCST_2026 | FCST_2027 | FCST_2028 | FCST_2029 | FCST_2030 | FCST_2031 | Unit_Measure | back to index
2100 | 1OR04A520 | A520 | SDG&E-Risk-4 Wildfires and PSPS | SDG&E-Risk-4 Wildfires and PSPS Grid Hardening Alternative 1 | Total | 0 | 0 | 0 | 0 | 0 | 0 | 0 | 1012 | 4729 | 4729 | 4729 | 4224 | Miles UG (Capital)
2100 | 1OR04A522 | A522 | SDG&E-Risk-4 Wildfires and PSPS | SDG&E-Risk-4 Wildfires and PSPS Grid Hardening Alternative 2 | Total | 0 | 0 | 0 | 0 | 0 | 0 | 0 | 1492 | 2767 | 2767 | 2767 | 1274 | Miles hardened (Capital)
2100 | 1OR04C504 | C504 | SDG&E-Risk-4 Wildfires and PSPS | SDG&E-Risk-4 Wildfires and PSPS Standby Power Program (Fixed Backup Power Commercial) | Total | 0 | 0 | 0 | 0 | 0 | 1000 | 1000 | 1000 | 1000 | 1000 | 1000 | 1000 | No feasible units
2100 | 1OR04C506 | C506 | SDG&E-Risk-4 Wildfires and PSPS | SDG&E-Risk-4 Wildfires and PSPS Microgrids | Total | 499.5 | 1825.7 | 1542.2 | 1258.6 | 1018.9 | 1272.9 | 1272.9 | 1272.9 | 1272.9 | 1272.9 | 1272.9 | 1272.9 | No feasible units
2100 | 1OR04C507 | C507 | SDG&E-Risk-4 Wildfires and PSPS | SDG&E-Risk-4 Wildfires and PSPS CMP Repairs | Total | 183.8 | 50.9 | 384 | 188.8 | 176.2 | 249.7 | 249.7 | 249.7 | 249.7 | 249.7 | 249.7 | 249.7 | No feasible units
2100 | 1OR04C508 | C508 | SDG&E-Risk-4 Wildfires and PSPS | SDG&E-Risk-4 Wildfires and PSPS Advanced Protection | Total | 2.7 | -2.5 | 151 | 212.6 | 187.6 | 187.6 | 187.6 | 187.6 | 187.6 | 187.6 | 187.6 | 187.6 | Nodes
2100 | 1OR04C510 | C510 | SDG&E-Risk-4 Wildfires and PSPS | SDG&E-Risk-4 Wildfires and PSPS Hotline Clamps | Total | 4310.3 | 4478.9 | 2020.2 | 1644.1 | 46.9 | 0 | 0 | 0 | 0 | 0 | 0 | 0 | Hotline clamps removed
2100 | 1OR04C512 | C512 | SDG&E-Risk-4 Wildfires and PSPS | SDG&E-Risk-4 Wildfires and PSPS Customized Resiliency Assessment | Total | 6789.1 | 9748.8 | 11430.8 | 15909.4 | 3792.1 | 3953.1 | 3953.1 | 3953.1 | 3953.1 | 3953.1 | 3953.1 | 3953.1 | Installations
2100 | 1OR04C516 | C516 | SDG&E-Risk-4 Wildfires and PSPS | SDG&E-Risk-4 Wildfires and PSPS Generator Assistance Program | Total | 1009.4 | 922.1 | 836.5 | 573.7 | 489.5 | 489.5 | 489.5 | 489.5 | 489.5 | 489.5 | 489.5 | 489.5 | Rebates Issued
2100 | 1OR04C518 | C518 | SDG&E-Risk-4 Wildfires and PSPS | SDG&E-Risk-4 Wildfires and PSPS Strategic Undergrounding | Total | 0 | 0.3 | 191.7 | 460.8 | 1069.4 | 1493.4 | 1634.4 | 1671.4 | 1709.4 | 1749.4 | 1790.4 | 871.4 | Miles UG (Capital)
2100 | 1OR04C520 | C520 | SDG&E-Risk-4 Wildfires and PSPS | SDG&E-Risk-4 Wildfires and PSPS Distribution Overhead System Hardening | Total | 2687.2 | 2191.4 | 3601.4 | 1196.9 | 1555 | 3150 | 1219 | 420 | 420 | 420 | 0 | 0 | Jobs completed
2100 | 1OR04C522 | C522 | SDG&E-Risk-4 Wildfires and PSPS | SDG&E-Risk-4 Wildfires and PSPS Transmission Overhead Hardening (Distribution Underbuild) | Total | 0 | 0 | 0 | 0.7 | 0.8 | 0.8 | 0.8 | 0.8 | 0.8 | 0.8 | 0.8 | 0.8 | No feasible units
2100 | 1OR04C526 | C526 | SDG&E-Risk-4 Wildfires and PSPS | SDG&E-Risk-4 Wildfires and PSPS Distribution Overhead Detailed Inspections | Total | 416.9 | 376.8 | 458 | 139.6 | 115.6 | 301.4 | 401.4 | 401.4 | 801.4 | 801.4 | 801.4 | 801.4 | HFTD inspections
2100 | 1OR04C528 | C528 | SDG&E-Risk-4 Wildfires and PSPS | SDG&E-Risk-4 Wildfires and PSPS Dist. System Inspection IR/Corona | Total | 228.4 | 188.7 | 189.8 | 317.6 | 138.7 | 0 | 0 | 0 | 0 | 0 | 0 | 0 | HFTD inspections
2100 | 1OR04C530 | C530 | SDG&E-Risk-4 Wildfires and PSPS | SDG&E-Risk-4 Wildfires and PSPS Distribution Wood Pole Intrusive Inspections | Total | 1172.3 | 984.3 | 45.2 | 111.6 | 72.9 | 72.9 | 72.9 | 1011.9 | 1450.9 | 1695.9 | 1683.9 | 1697.9 | HFTD inspections
2100 | 1OR04C534 | C534 | SDG&E-Risk-4 Wildfires and PSPS | SDG&E-Risk-4 Wildfires and PSPS Risk-Informed Drone Inspections | Total | 63333.7 | 39470.3 | 48369.6 | 53690.6 | 31210.3 | 16692.5 | 11810.5 | 10720.5 | 11053.5 | 11400.5 | 11760.5 | 12135.5 | HFTD inspections
2100 | 1OR04C536 | C536 | SDG&E-Risk-4 Wildfires and PSPS | SDG&E-Risk-4 Wildfires and PSPS Distribution Overhead Patrol Inspections | Total | 300.3 | 297.5 | 288.3 | 262 | 283.9 | 284 | 284 | 284 | 284 | 284 | 284 | 284 | HFTD patrols
2100 | 1OR04C537 | C537 | SDG&E-Risk-4 Wildfires and PSPS | SDG&E-Risk-4 Wildfires and PSPS Off-Cycle Patrol | Total | 924.3 | 1003.2 | 1158.1 | 1170 | 1351.6 | 1413.6 | 1439.6 | 1466.6 | 1494.6 | 1522.6 | 1552.6 | 1583.6 | VMA (Vegetation Management Area)
2100 | 1OR04C540 | C540 | SDG&E-Risk-4 Wildfires and PSPS | SDG&E-Risk-4 Wildfires and PSPS Fuels Management | Total | 7701.6 | 4217.3 | 8653.9 | 4143.4 | 3522.9 | 5444.5 | 5444.5 | 5444.5 | 5444.5 | 5444.5 | 5444.5 | 5444.5 | structures cleared
2100 | 1OR04C544 | C544 | SDG&E-Risk-4 Wildfires and PSPS | SDG&E-Risk-4 Wildfires and PSPS Pole Clearing (Brushing) | Total | 7193.7 | 6804.8 | 6550.1 | 8161.3 | 7120.6 | 8122.8 | 8403.8 | 8694.8 | 8997.8 | 9310.8 | 9635.8 | 9972.8 | Poles brushed
2100 | 1OR04C546 | C546 | SDG&E-Risk-4 Wildfires and PSPS | SDG&E-Risk-4 Wildfires and PSPS Aviation Firefighting Program | Total | 8997.2 | 8574.3 | 7916.1 | 8155.2 | 7665.1 | 4503.1 | 4503.1 | 4503.1 | 4503.1 | 4503.1 | 4503.1 | 4503.1 | N/A
2100 | 1OR04C548 | C548 | SDG&E-Risk-4 Wildfires and PSPS | SDG&E-Risk-4 Wildfires and PSPS Wildfire Infrastructure Protection Teams | Total | 3432.9 | 3758.3 | 3285.1 | 4723.3 | 4819.5 | 4819.5 | 4819.5 | 4819.5 | 4819.5 | 4819.5 | 4819.5 | 4819.5 | N/A
2100 | 1OR04C550 | C550 | SDG&E-Risk-4 Wildfires and PSPS | SDG&E-Risk-4 Wildfires and PSPS Combined Covered Conductor | Total | 0 | 17.2 | 2736.1 | 2440.2 | 1886.4 | 2042 | 1832 | 1832 | 1832 | 1832 | 1412 | 650 | Miles hardened (Capital)
2100 | 1OR04C551 | C551 | SDG&E-Risk-4 Wildfires and PSPS | SDG&E-Risk-4 Wildfires and PSPS Prune and Removal (Clearance) | Total | 39763.2 | 27151.5 | 25529.9 | 28527.9 | 30336.7 | 28249.7 | 29268.7 | 30326.7 | 31423.7 | 32562.7 | 33744.7 | 34970.7 | Trees trimmed
2100 | 1OR04C554 | C554 | SDG&E-Risk-4 Wildfires and PSPS | SDG&E-Risk-4 Wildfires and PSPS Detailed Inspections | Total | 3273 | 2864.3 | 4383.8 | 3672.5 | 3724 | 4334 | 4502 | 4677 | 4859 | 5048 | 5245 | 5449 | Trees inspected
2100 | 1OR04C555 | C555 | SDG&E-Risk-4 Wildfires and PSPS | SDG&E-Risk-4 Wildfires and PSPS Vegetation Restoration Initiative | Total | 0 | 481.1 | 937.9 | 1239.5 | 926.1 | 0 | 0 | 0 | 0 | 0 | 0 | 0 | Trees planted
2100 | 1OR04C556 | C556 | SDG&E-Risk-4 Wildfires and PSPS | SDG&E-Risk-4 Wildfires and PSPS Engagement with AFN Populations Total | Total | 0 | 1404.9 | 1405 | 1851.5 | 1495.5 | 1718.7 | 1718.7 | 1718.7 | 1718.7 | 1718.7 | 1718.7 | 1718.7 | No feasible units
2100 | 1OR04C557 | C557 | SDG&E-Risk-4 Wildfires and PSPS | SDG&E-Risk-4 Wildfires and PSPS Public Outreach and Education Awareness | Total | 594.5 | 787.2 | 576.1 | 574.7 | 529.8 | 605 | 605 | 605 | 605 | 605 | 605 | 605 | No feasible units
2100 | 1OR04C558 | C558 | SDG&E-Risk-4 Wildfires and PSPS | SDG&E-Risk-4 Wildfires and PSPS Risk Methodology and Assessment | Total | 0 | 6.6 | 2060.3 | 4099.1 | 5753.4 | 5753.4 | 5753.4 | 5753.4 | 5973.4 | 5973.4 | 5973.4 | 5973.4 | No feasible units
2100 | 1OR04C559 | C559 | SDG&E-Risk-4 Wildfires and PSPS | SDG&E-Risk-4 Wildfires and PSPS LiDAR Flights | Total | 0 | 1407.9 | 3206.3 | 888.9 | 31.4 | 150.4 | 0.4 | 0.4 | 2500.4 | 0.4 | 0.4 | 0.4 | Miles
2100 | 1OR04C560 | C560 | SDG&E-Risk-4 Wildfires and PSPS | SDG&E-Risk-4 Wildfires and PSPS Mylar Balloon Alternative | Total | 114 | 48 | 2 | 3.5 | 1.7 | 0 | 0 | 0 | 0 | 0 | 0 | 0 | No feasible units
2100 | 1OR04C563 | C563 | SDG&E-Risk-4 Wildfires and PSPS | SDG&E-Risk-4 Wildfires and PSPS Wildfire Mitigation Strategy Development | Total | 4864.1 | 6559.1 | 5840.1 | 5925.7 | 4120.2 | 5045.9 | 5045.9 | 5045.9 | 5305.9 | 5305.9 | 5305.9 | 5305.9 | No feasible units
2100 | 1OR04C564 | C564 | SDG&E-Risk-4 Wildfires and PSPS | SDG&E-Risk-4 Wildfires and PSPS Distribution Communications Reliability Improvements (DCRI) | Total | 0 | 0 | 763.5 | 926.6 | 796.4 | 2287 | 2318 | 1066 | 945 | 1005 | 914 | 914 | No feasible units
2100 | 1OR04C565 | C565 | SDG&E-Risk-4 Wildfires and PSPS | SDG&E-Risk-4 Wildfires and PSPS Transmission Overhead Detailed Inspections | Total | 0 | 0 | 1.9 | 36.1 | 5.6 | 14.5 | 14.5 | 14.5 | 14.5 | 14.5 | 14.5 | 14.5 | Inspections
2100 | 1OR04C566 | C566 | SDG&E-Risk-4 Wildfires and PSPS | SDG&E-Risk-4 Wildfires and PSPS Enterprise Data Foundation | Total | 0 | 0 | 0 | 0 | 0 | 2020 | 2169 | 2481 | 2481 | 2481 | 2481 | 2481 | No feasible units
2100 | 1OR04C567 | C567 | SDG&E-Risk-4 Wildfires and PSPS | SDG&E-Risk-4 Wildfires and PSPS Public Emergency Communication Strategy | Total | 10915.6 | 11033.5 | 8823.8 | 8578.2 | 6996.5 | 8705.5 | 9386.5 | 9527.5 | 9527.5 | 9527.5 | 9527.5 | 9527.5 | No feasible units
2100 | 1OR04C568 | C568 | SDG&E-Risk-4 Wildfires and PSPS | SDG&E-Risk-4 Wildfires and PSPS Strategic Pole Replacement | Total | 0 | 0 | 0 | 0.3 | 57.9 | 303 | 168 | 168 | 168 | 136 | 69 | 0 | Poles
2100 | 1OR04C569 | C569 | SDG&E-Risk-4 Wildfires and PSPS | SDG&E-Risk-4 Wildfires and PSPS Cleveland National Forest Fire Hardening | Total | 4.2 | 301 | 2373.8 | 668.7 | 231.7 | 231.7 | 231.7 | 0.7 | 0.7 | 0.7 | 0.7 | 0.7 | No feasible units
2100 | 1OR04C571 | C571 | SDG&E-Risk-4 Wildfires and PSPS | SDG&E-Risk-4 Wildfires and PSPS Emergency Preparedness and Recovery Plan | Total | 18319.8 | 26745.1 | 18858.3 | 22537.1 | 20970.2 | 21720.2 | 21533.2 | 21533.2 | 21383.2 | 21383.2 | 21383.2 | 21383.2 | No feasible units
2100 | 1OR04C572 | C572 | SDG&E-Risk-4 Wildfires and PSPS | SDG&E-Risk-4 Wildfires and PSPS Situational Awareness and Forecasting | Total | 4517 | 3571.5 | 4157.8 | 4462.8 | 4420.7 | 4495.8 | 4495.8 | 4495.8 | 4495.8 | 4495.8 | 4495.8 | 4495.8 | No feasible units
2100 | 1OR04C573 | C573 | SDG&E-Risk-4 Wildfires and PSPS | SDG&E-Risk-4 Wildfires and PSPS Early Fault Detection | Total | 0 | 0 | 0 | 0 | 2.9 | 2.9 | 2.9 | 2.9 | 2.9 | 2.9 | 2.9 | 2.9 | No feasible units
2100 | 1OR04C575 | C575 | SDG&E-Risk-4 Wildfires and PSPS | SDG&E-Risk-4 Wildfires and PSPS Vegetation Management Enterprise System | Total | 62.1 | 135.7 | 380.6 | 237 | 326.7 | 326.7 | 326.7 | 326.7 | 326.7 | 326.7 | 326.7 | 326.7 | No feasible units
2100 | 1OR04C576 | C576 | SDG&E-Risk-4 Wildfires and PSPS | SDG&E-Risk-4 Wildfires and PSPS Avian Protection | Total | 0 | 0 | 19 | 9 | 17.5 | 0 | 0 | 0 | 0 | 0 | 0 | 0 | Poles protected
2100 | 1OR04C578 | C578 | SDG&E-Risk-4 Wildfires and PSPS | SDG&E-Risk-4 Wildfires and PSPS QA/QC of Veg Mgmt | Total | 1597 | 1287.6 | 1357.7 | 1781.7 | 3206.2 | 3186.2 | 3263.2 | 3342.2 | 3424.2 | 3507.2 | 3592.2 | 3679.2 | No feasible units
2100 | 1OR04A520 | A520 | SDG&E-Risk-4 Wildfires and PSPS | SDG&E-Risk-4 Wildfires and PSPS Grid Hardening Alternative 1 | Units | 0 | 0 | 0 | 0 | 0 | 0 | 0 | 0 | 200 | 200 | 200 | 200 | Miles UG (Capital)
2100 | 1OR04A522 | A522 | SDG&E-Risk-4 Wildfires and PSPS | SDG&E-Risk-4 Wildfires and PSPS Grid Hardening Alternative 2 | Units | 0 | 0 | 0 | 0 | 0 | 0 | 0 | 0 | 200 | 200 | 200 | 200 | Miles hardened (Capital)
2100 | 1OR04C504 | C504 | SDG&E-Risk-4 Wildfires and PSPS | SDG&E-Risk-4 Wildfires and PSPS Standby Power Program (Fixed Backup Power Commercial) | Units | 0 | 0 | 0 | 0 | 0 | 0 | 0 | 0 | 0 | 0 | 0 | 0 | No feasible units
2100 | 1OR04C506 | C506 | SDG&E-Risk-4 Wildfires and PSPS | SDG&E-Risk-4 Wildfires and PSPS Microgrids | Units | 0 | 0 | 0 | 0 | 0 | 0 | 0 | 0 | 0 | 0 | 0 | 0 | No feasible units
2100 | 1OR04C507 | C507 | SDG&E-Risk-4 Wildfires and PSPS | SDG&E-Risk-4 Wildfires and PSPS CMP Repairs | Units | 0 | 0 | 0 | 0 | 0 | 0 | 0 | 0 | 0 | 0 | 0 | 0 | No feasible units
2100 | 1OR04C508 | C508 | SDG&E-Risk-4 Wildfires and PSPS | SDG&E-Risk-4 Wildfires and PSPS Advanced Protection | Units | 0 | 0 | 7 | 110 | 18 | 18 | 18 | 18 | 18 | 18 | 18 | 18 | Nodes
2100 | 1OR04C510 | C510 | SDG&E-Risk-4 Wildfires and PSPS | SDG&E-Risk-4 Wildfires and PSPS Hotline Clamps | Units | 2061 | 2743 | 1903 | 962 | 0 | 0 | 0 | 0 | 0 | 0 | 0 | 0 | Hotline clamps removed
2100 | 1OR04C512 | C512 | SDG&E-Risk-4 Wildfires and PSPS | SDG&E-Risk-4 Wildfires and PSPS Customized Resiliency Assessment | Units | 0 | 0 | 0 | 0 | 0 | 100 | 100 | 100 | 100 | 100 | 100 | 100 | Installations
2100 | 1OR04C516 | C516 | SDG&E-Risk-4 Wildfires and PSPS | SDG&E-Risk-4 Wildfires and PSPS Generator Assistance Program | Units | 0 | 0 | 0 | 0 | 0 | 250 | 250 | 250 | 250 | 250 | 250 | 250 | Rebates Issued
2100 | 1OR04C518 | C518 | SDG&E-Risk-4 Wildfires and PSPS | SDG&E-Risk-4 Wildfires and PSPS Strategic Undergrounding | Units | 0 | 0 | 65 | 72 | 112 | 25 | 0 | 0 | 150 | 150 | 150 | 150 | Miles UG (Capital)
2100 | 1OR04C520 | C520 | SDG&E-Risk-4 Wildfires and PSPS | SDG&E-Risk-4 Wildfires and PSPS Distribution Overhead System Hardening | Units | 0 | 0 | 0 | 0 | 0 | 150 | 50 | 20 | 20 | 20 | 0 | 0 | Jobs completed
2100 | 1OR04C522 | C522 | SDG&E-Risk-4 Wildfires and PSPS | SDG&E-Risk-4 Wildfires and PSPS Transmission Overhead Hardening (Distribution Underbuild) | Units | 0 | 0 | 0 | 0 | 0 | 0 | 0 | 0 | 0 | 0 | 0 | 0 | No feasible units
2100 | 1OR04C526 | C526 | SDG&E-Risk-4 Wildfires and PSPS | SDG&E-Risk-4 Wildfires and PSPS Distribution Overhead Detailed Inspections | Units | 17977 | 22354 | 17935 | 11755 | 16503 | 17697 | 21924 | 17779 | 11537 | 15741 | 0 | 0 | HFTD inspections
2100 | 1OR04C528 | C528 | SDG&E-Risk-4 Wildfires and PSPS | SDG&E-Risk-4 Wildfires and PSPS Dist. System Inspection IR/Corona | Units | 0 | 0 | 0 | 0 | 0 | 0 | 0 | 0 | 0 | 0 | 0 | 0 | HFTD inspections
2100 | 1OR04C530 | C530 | SDG&E-Risk-4 Wildfires and PSPS | SDG&E-Risk-4 Wildfires and PSPS Distribution Wood Pole Intrusive Inspections | Units | 14450 | 8721 | 0 | 0 | 0 | 0 | 0 | 12520 | 18373 | 21639 | 21473 | 21667 | HFTD inspections
2100 | 1OR04C534 | C534 | SDG&E-Risk-4 Wildfires and PSPS | SDG&E-Risk-4 Wildfires and PSPS Risk-Informed Drone Inspections | Units | 37310 | 21420 | 30044 | 15311 | 6529 | 6500 | 6500 | 6500 | 6500 | 6500 | 6500 | 6500 | HFTD inspections
2100 | 1OR04C536 | C536 | SDG&E-Risk-4 Wildfires and PSPS | SDG&E-Risk-4 Wildfires and PSPS Distribution Overhead Patrol Inspections | Units | 86075 | 86490 | 86821 | 85857 | 86140 | 84678 | 84678 | 84678 | 84678 | 84678 | 84678 | 84678 | HFTD patrols
2100 | 1OR04C537 | C537 | SDG&E-Risk-4 Wildfires and PSPS | SDG&E-Risk-4 Wildfires and PSPS Off-Cycle Patrol | Units | 106 | 106 | 105 | 106 | 106 | 106 | 106 | 106 | 106 | 106 | 106 | 106 | VMA (Vegetation Management Area)
2100 | 1OR04C540 | C540 | SDG&E-Risk-4 Wildfires and PSPS | SDG&E-Risk-4 Wildfires and PSPS Fuels Management | Units | 324 | 463 | 500 | 514 | 147 | 500 | 500 | 500 | 500 | 500 | 500 | 500 | structures cleared
2100 | 1OR04C544 | C544 | SDG&E-Risk-4 Wildfires and PSPS | SDG&E-Risk-4 Wildfires and PSPS Pole Clearing (Brushing) | Units | 23100 | 22906 | 23253 | 22641 | 22769 | 22000 | 22000 | 22000 | 22000 | 22000 | 22000 | 22000 | Poles brushed
2100 | 1OR04C546 | C546 | SDG&E-Risk-4 Wildfires and PSPS | SDG&E-Risk-4 Wildfires and PSPS Aviation Firefighting Program | Units | 0 | 0 | 0 | 0 | 0 | 0 | 0 | 0 | 0 | 0 | 0 | 0 | N/A
2100 | 1OR04C548 | C548 | SDG&E-Risk-4 Wildfires and PSPS | SDG&E-Risk-4 Wildfires and PSPS Wildfire Infrastructure Protection Teams | Units | 0 | 0 | 0 | 0 | 0 | 0 | 0 | 0 | 0 | 0 | 0 | 0 | N/A
2100 | 1OR04C550 | C550 | SDG&E-Risk-4 Wildfires and PSPS | SDG&E-Risk-4 Wildfires and PSPS Combined Covered Conductor | Units | 0 | 20 | 61 | 60 | 36 | 50 | 50 | 50 | 50 | 50 | 50 | 50 | Miles hardened (Capital)
2100 | 1OR04C551 | C551 | SDG&E-Risk-4 Wildfires and PSPS | SDG&E-Risk-4 Wildfires and PSPS Prune and Removal (Clearance) | Units | 104830 | 94400 | 95115 | 83245 | 90885 | 91336 | 91336 | 91336 | 91336 | 91336 | 91336 | 91336 | Trees trimmed
2100 | 1OR04C554 | C554 | SDG&E-Risk-4 Wildfires and PSPS | SDG&E-Risk-4 Wildfires and PSPS Detailed Inspections | Units | 225604 | 251066 | 254555 | 253713 | 261975 | 255000 | 255000 | 255000 | 255000 | 255000 | 255000 | 255000 | Trees inspected
2100 | 1OR04C555 | C555 | SDG&E-Risk-4 Wildfires and PSPS | SDG&E-Risk-4 Wildfires and PSPS Vegetation Restoration Initiative | Units | 0 | 0 | 0 | 0 | 0 | 0 | 0 | 0 | 0 | 0 | 0 | 0 | Trees planted
2100 | 1OR04C556 | C556 | SDG&E-Risk-4 Wildfires and PSPS | SDG&E-Risk-4 Wildfires and PSPS Engagement with AFN Populations Total | Units | 0 | 0 | 0 | 0 | 0 | 0 | 0 | 0 | 0 | 0 | 0 | 0 | No feasible units
2100 | 1OR04C557 | C557 | SDG&E-Risk-4 Wildfires and PSPS | SDG&E-Risk-4 Wildfires and PSPS Public Outreach and Education Awareness | Units | 0 | 0 | 0 | 0 | 0 | 0 | 0 | 0 | 0 | 0 | 0 | 0 | No feasible units
2100 | 1OR04C558 | C558 | SDG&E-Risk-4 Wildfires and PSPS | SDG&E-Risk-4 Wildfires and PSPS Risk Methodology and Assessment | Units | 0 | 0 | 0 | 0 | 0 | 0 | 0 | 0 | 0 | 0 | 0 | 0 | No feasible units
2100 | 1OR04C559 | C559 | SDG&E-Risk-4 Wildfires and PSPS | SDG&E-Risk-4 Wildfires and PSPS LiDAR Flights | Units | 0 | 0 | 0 | 0 | 0 | 0 | 0 | 0 | 0 | 0 | 0 | 0 | Miles
2100 | 1OR04C560 | C560 | SDG&E-Risk-4 Wildfires and PSPS | SDG&E-Risk-4 Wildfires and PSPS Mylar Balloon Alternative | Units | 0 | 0 | 0 | 0 | 0 | 0 | 0 | 0 | 0 | 0 | 0 | 0 | No feasible units
2100 | 1OR04C563 | C563 | SDG&E-Risk-4 Wildfires and PSPS | SDG&E-Risk-4 Wildfires and PSPS Wildfire Mitigation Strategy Development | Units | 0 | 0 | 0 | 0 | 0 | 0 | 0 | 0 | 0 | 0 | 0 | 0 | No feasible units
2100 | 1OR04C564 | C564 | SDG&E-Risk-4 Wildfires and PSPS | SDG&E-Risk-4 Wildfires and PSPS Distribution Communications Reliability Improvements (DCRI) | Units | 0 | 0 | 0 | 0 | 0 | 0 | 0 | 0 | 0 | 0 | 0 | 0 | No feasible units
2100 | 1OR04C565 | C565 | SDG&E-Risk-4 Wildfires and PSPS | SDG&E-Risk-4 Wildfires and PSPS Transmission Overhead Detailed Inspections | Units | 0 | 0 | 2323 | 1928 | 2940 | 0 | 2035 | 2036 | 2224 | 0 | 0 | 0 | Inspections
2100 | 1OR04C566 | C566 | SDG&E-Risk-4 Wildfires and PSPS | SDG&E-Risk-4 Wildfires and PSPS Enterprise Data Foundation | Units | 0 | 0 | 0 | 0 | 0 | 0 | 0 | 0 | 0 | 0 | 0 | 0 | No feasible units
2100 | 1OR04C567 | C567 | SDG&E-Risk-4 Wildfires and PSPS | SDG&E-Risk-4 Wildfires and PSPS Public Emergency Communication Strategy | Units | 0 | 0 | 0 | 0 | 0 | 0 | 0 | 0 | 0 | 0 | 0 | 0 | No feasible units
2100 | 1OR04C568 | C568 | SDG&E-Risk-4 Wildfires and PSPS | SDG&E-Risk-4 Wildfires and PSPS Strategic Pole Replacement | Units | 0 | 0 | 0 | 0 | 40 | 200 | 200 | 200 | 200 | 200 | 200 | 0 | Poles
2100 | 1OR04C569 | C569 | SDG&E-Risk-4 Wildfires and PSPS | SDG&E-Risk-4 Wildfires and PSPS Cleveland National Forest Fire Hardening | Units | 0 | 0 | 0 | 0 | 0 | 0 | 0 | 0 | 0 | 0 | 0 | 0 | No feasible units
2100 | 1OR04C571 | C571 | SDG&E-Risk-4 Wildfires and PSPS | SDG&E-Risk-4 Wildfires and PSPS Emergency Preparedness and Recovery Plan | Units | 0 | 0 | 0 | 0 | 0 | 0 | 0 | 0 | 0 | 0 | 0 | 0 | No feasible units
2100 | 1OR04C572 | C572 | SDG&E-Risk-4 Wildfires and PSPS | SDG&E-Risk-4 Wildfires and PSPS Situational Awareness and Forecasting | Units | 0 | 0 | 0 | 0 | 0 | 0 | 0 | 0 | 0 | 0 | 0 | 0 | No feasible units
2100 | 1OR04C573 | C573 | SDG&E-Risk-4 Wildfires and PSPS | SDG&E-Risk-4 Wildfires and PSPS Early Fault Detection | Units | 0 | 0 | 0 | 0 | 0 | 0 | 0 | 0 | 0 | 0 | 0 | 0 | No feasible units
2100 | 1OR04C575 | C575 | SDG&E-Risk-4 Wildfires and PSPS | SDG&E-Risk-4 Wildfires and PSPS Vegetation Management Enterprise System | Units | 0 | 0 | 0 | 0 | 0 | 0 | 0 | 0 | 0 | 0 | 0 | 0 | No feasible units
2100 | 1OR04C576 | C576 | SDG&E-Risk-4 Wildfires and PSPS | SDG&E-Risk-4 Wildfires and PSPS Avian Protection | Units | 0 | 0 | 973 | 663 | 774 | 0 | 0 | 0 | 0 | 0 | 0 | 0 | Poles protected
2100 | 1OR04C578 | C578 | SDG&E-Risk-4 Wildfires and PSPS | SDG&E-Risk-4 Wildfires and PSPS QA/QC of Veg Mgmt | Units | 0 | 0 | 0 | 0 | 0 | 0 | 0 | 0 | 0 | 0 | 0 | 0 | No feasible units