2028 | 549 | 549-33F | Tier-1 | Non-HFTD---15 | 1--3 | 0.21133 | 8 | 100% | 3.6274 | 94.05% | 0% | 5.95% | 0.16887 | 0 | 0 | 0.16887 | 0 | 0.14659 | 0.19867 | 0.73785 | 0.14659 | 0.19867 | 0.73785 | 0.17137 | 0.23225 | 0.73785 | 4.655% | 0.0007928 | 0.00075356 | 4575.3815 | 900.2459 | 28.5738 | 3646.5618 | 4589.5578 | 0 | 0 | 4589.5578 | 5.569e-06%
2028 | 236 | 236-1567R | Tier-3 | Tier-3---10 | 5--5 | 5.8553 | 557 | 100% | 5332.0037 | 98.07% | 1.841% | 0.0848% | 258.852 | 0 | 0 | 258.852 | 0 | 224.7004 | 5.5045 | 40.821 | 224.7004 | 5.5045 | 40.821 | 262.6774 | 6.4349 | 40.821 | 4.855% | 0.18129 | 0.17232 | 29411.5902 | 5307.4744 | 501.4864 | 23602.6294 | 29441.0836 | 0 | 0 | 29441.0836 | 0.008536%
2028 | 430 | 430-639 | Tier-1 | Non-HFTD---16 | 2--1 | 2.8368 | 57 | 100% | 3.1665 | 30.19% | 0% | 69.81% | 0.047328 | 0 | 0 | 0.047328 | 0 | 0.041083 | 2.6669 | 0.015405 | 0.041083 | 2.6669 | 0.015405 | 0.048027 | 3.1176 | 0.015405 | 1.495% | 0.00835 | 0.0079367 | 379.2265 | 7.9045 | 91.3742 | 279.9478 | 393.0127 | 0 | 0 | 393.0127 | 1.561e-06%
2028 | 521 | 521-1819R | Tier-2 | Tier-2---9 | 4--5 | 5.3936 | 438 | 100% | 810.9996 | 89.31% | 10.24% | 0.4457% | 35.8545 | 0 | 0 | 35.8545 | 0 | 31.124 | 5.0705 | 6.1382 | 31.124 | 5.0705 | 6.1382 | 36.3843 | 5.9275 | 6.1382 | 4.421% | 0.043667 | 0.041505 | 18572.4528 | 3866.096 | 1843.7459 | 12862.6109 | 18675.813 | 0 | 0 | 18675.813 | 0.001182%
2028 | 1446 | CB 1446 | Tier-1 | Non-HFTD---17 | 1--2 | 0.3625 | 5 | 100% | 1.7782 | 79.62% | 0% | 20.38% | 0.070088 | 0 | 0 | 0.070088 | 0 | 0.060841 | 0.34079 | 0.17853 | 0.060841 | 0.34079 | 0.17853 | 0.071124 | 0.39838 | 0.17853 | 3.941% | 0.0015656 | 0.0014881 | 1135.819 | 136.3299 | 64.1894 | 935.2997 | 1147.8711 | 0 | 0 | 1147.8711 | 2.311e-06%
2028 | 492 | CB 492 | Tier-1 | Non-HFTD---4 | 3--4 | 2.6833 | 129 | 100% | 147.6974 | 50.2% | 48.6% | 1.193% | 3.6704 | 0 | 0 | 3.6704 | 0 | 3.1862 | 2.5226 | 1.2631 | 3.1862 | 2.5226 | 1.2631 | 3.7247 | 2.9489 | 1.2631 | 2.485% | 0.022696 | 0.021573 | 6507.5812 | 522.8448 | 3980.5377 | 2004.1987 | 6676.3406 | 0 | 0 | 6676.3406 | 0.000121%
2028 | 295 | CB 295 | Tier-1 | Non-HFTD---13 | 1--3 | 0.49829 | 18 | 100% | 6.2908 | 96.1% | 0% | 3.899% | 0.29925 | 0 | 0 | 0.29925 | 0 | 0.25977 | 0.46844 | 0.55454 | 0.25977 | 0.46844 | 0.55454 | 0.30367 | 0.54761 | 0.55454 | 4.757% | 0.0015178 | 0.0014427 | 4144.6515 | 315.6182 | 2064.3478 | 1764.6855 | 4153.0684 | 0 | 0 | 4153.0684 | 9.868e-06%
2028 | 189 | 189-782F | Tier-1 | Non-HFTD---2 | 4--4 | 2.3879 | 104 | 100% | 270.4001 | 65.38% | 34.07% | 0.5513% | 8.7513 | 0 | 0 | 8.7513 | 0 | 7.5967 | 2.2449 | 3.384 | 7.5967 | 2.2449 | 3.384 | 8.8806 | 2.6243 | 3.384 | 3.236% | 0.052115 | 0.049536 | 5188.4869 | 959.5403 | 1630.2236 | 2598.723 | 5282.0256 | 0 | 0 | 5282.0256 | 0.0002886%
2028 | 230 | 230-2067 | Tier-2 | Tier-2---16 | 4--3 | 0.1678 | 13 | 100% | 121.6067 | 92.98% | 6.845% | 0.1786% | 5.5967 | 0 | 0 | 5.5967 | 0 | 4.8583 | 0.15775 | 30.7974 | 4.8583 | 0.15775 | 30.7974 | 5.6795 | 0.18441 | 30.7974 | 4.602% | 0.054619 | 0.051915 | 2226.4545 | 337.872 | 139.4312 | 1749.1513 | 2234.5983 | 0 | 0 | 2234.5983 | 0.0001846%
2028 | 61 | 61-21F | Tier-1 | Non-HFTD---4 | 3--4 | 1.9962 | 97 | 100% | 113.4454 | 6.678% | 92.1% | 1.219% | 0.37502 | 0 | 0 | 0.37502 | 0 | 0.32554 | 1.8766 | 0.17347 | 0.32554 | 1.8766 | 0.17347 | 0.38056 | 2.1938 | 0.17347 | 0.3306% | 0.016874 | 0.016039 | 6723.0064 | 49.7643 | 5828.0334 | 845.2086 | 7049.7441 | 0 | 0 | 7049.7441 | 1.237e-05%
2028 | 244 | CB 244 | Tier-2 | Tier-2---14 | 4--4 | 5.2595 | 161 | 100% | 295.5508 | 37.5% | 61.39% | 1.106% | 5.4867 | 0 | 0 | 5.4867 | 0 | 4.7628 | 4.9444 | 0.96327 | 4.7628 | 4.9444 | 0.96327 | 5.5678 | 5.7801 | 0.96327 | 1.856% | 0.040668 | 0.038655 | 7267.3331 | 364.4749 | 4618.5636 | 2284.2946 | 7503.8614 | 0 | 0 | 7503.8614 | 0.0001809%
2028 | 210 | CB 210 | Tier-2 | Tier-2---21 | 1--4 | 0.053788 | 0 | 100% | 1.9532 | 96.21% | 0% | 3.789% | 0.093018 | 0 | 0 | 0.093018 | 0 | 0.080746 | 0.050566 | 1.5968 | 0.080746 | 0.050566 | 1.5968 | 0.094393 | 0.059112 | 1.5968 | 4.762% | 0.0002002 | 0.00019029 | 9756.0468 | 905.9131 | 227.6493 | 8622.4844 | 9775.2983 | 0 | 0 | 9775.2983 | 3.067e-06%
2028 | 704 | CB 704 | Tier-1 | Non-HFTD---1 | 2--4 | 1.7828 | 25 | 100% | 194.5689 | 34.09% | 65.2% | 0.715% | 3.2833 | 0 | 0 | 3.2833 | 0 | 2.8501 | 1.676 | 1.7005 | 2.8501 | 1.676 | 1.7005 | 3.3318 | 1.9593 | 1.7005 | 1.687% | 0.012532 | 0.011912 | 15525.5161 | 542.8023 | 11295.5697 | 3687.1441 | 16058.4225 | 0 | 0 | 16058.4225 | 0.0001083%
2028 | 390 | 390-346AE | Tier-1 | Non-HFTD---3 | 5--2 | 1.9503 | 17 | 100% | 137.7692 | 30.57% | 68.57% | 0.8554% | 2.085 | 0 | 0 | 2.085 | 0 | 1.8099 | 1.8335 | 0.98712 | 1.8099 | 1.8335 | 0.98712 | 2.1158 | 2.1434 | 0.98712 | 1.513% | 0.10161 | 0.096578 | 1355.8897 | 68.0236 | 798.9805 | 488.8856 | 1404.9131 | 0 | 0 | 1404.9131 | 6.875e-05%
2028 | 972 | 972-1582R | Tier-3 | Tier-3---6 | 5--5 | 11.1523 | 379 | 100% | 8019.1792 | 98.53% | 1.384% | 0.08092% | 391.1329 | 0 | 0 | 391.1329 | 0 | 339.5288 | 10.4842 | 32.3847 | 339.5288 | 10.4842 | 32.3847 | 396.9131 | 12.2562 | 32.3847 | 4.877% | 0.15062 | 0.14317 | 53239.6467 | 8712.3531 | 675.9355 | 43851.3581 | 53280.2737 | 0 | 0 | 53280.2737 | 0.0129%
2028 | 368 | 368-21AE | Tier-1 | Non-HFTD---6 | 3--3 | 3.2028 | 121 | 100% | 50.8163 | 7.913% | 86.7% | 5.382% | 0.19904 | 0 | 0 | 0.19904 | 0 | 0.17278 | 3.011 | 0.057383 | 0.17278 | 3.011 | 0.057383 | 0.20198 | 3.5199 | 0.057383 | 0.3917% | 0.015098 | 0.01435 | 3365.8095 | 4.0471 | 2936.2763 | 425.4862 | 3527.2237 | 0 | 0 | 3527.2237 | 6.564e-06%
2028 | 393 | CB 393 | Tier-2 | Tier-2---19 | 1--3 | 1.0951 | 18 | 100% | 8.3766 | 93.83% | 0% | 6.171% | 0.38906 | 0 | 0 | 0.38906 | 0 | 0.33773 | 1.0295 | 0.32806 | 0.33773 | 1.0295 | 0.32806 | 0.3948 | 1.2035 | 0.32806 | 4.645% | 0.0030912 | 0.0029382 | 2709.8263 | 11.6903 | 2486.8043 | 211.3317 | 2718.5348 | 0 | 0 | 2718.5348 | 1.283e-05%
2028 | 157 | 157-232R | Tier-3 | Tier-3---11 | 5--4 | 10.9006 | 366 | 100% | 3160.5079 | 95.27% | 4.501% | 0.231% | 149.0426 | 0 | 0 | 149.0426 | 0 | 129.3787 | 10.2477 | 12.6252 | 129.3787 | 10.2477 | 12.6252 | 151.2452 | 11.9796 | 12.6252 | 4.716% | 0.32167 | 0.30575 | 9825.3054 | 1334.764 | 421.9769 | 8068.5645 | 9849.5166 | 0 | 0 | 9849.5166 | 0.004915%
2028 | 545 | 545-885R | Tier-1 | Non-HFTD---7 | 2--3 | 0.51992 | 17 | 100% | 32.7256 | 0.2758% | 98.33% | 1.395% | 0.004467 | 0 | 0 | 0.004467 | 0 | 0.0038777 | 0.48878 | 0.0079334 | 0.0038777 | 0.48878 | 0.0079334 | 0.004533 | 0.57139 | 0.0079334 | 0.01365% | 0.012213 | 0.011608 | 2679.6164 | 2.9972 | 2417.3334 | 259.2857 | 2818.7803 | 0 | 0 | 2818.7803 | 1.473e-07%
2028 | 493 | 493-480R | Tier-1 | Non-HFTD---13 | 1--4 | 0.16818 | 0 | 100% | 7.2779 | 97.57% | 0% | 2.432% | 0.3515 | 0 | 0 | 0.3515 | 0 | 0.30512 | 0.15811 | 1.9298 | 0.30512 | 0.15811 | 1.9298 | 0.35669 | 0.18483 | 1.9298 | 4.83% | 0.0008656 | 0.00082275 | 8407.9508 | 1265.6364 | 478.0477 | 6664.2667 | 8418.599 | 0 | 0 | 8418.599 | 1.159e-05%
2028 | 974 | 974-23R | Tier-3 | Tier-3---11 | 5--5 | 16.0805 | 638 | 100% | 3492.8626 | 93.69% | 6.037% | 0.2698% | 161.9921 | 0 | 0 | 161.9921 | 0 | 140.6197 | 15.1173 | 9.3019 | 140.6197 | 15.1173 | 9.3019 | 164.386 | 17.6722 | 9.3019 | 4.638% | 0.16472 | 0.15657 | 21204.8226 | 3176.6761 | 1159.8225 | 16868.324 | 21274.471 | 0 | 0 | 21274.471 | 0.005342%
2028 | 524 | 524-1782F | Tier-3 | Tier-3---10 | 4--5 | 8.5739 | 534 | 100% | 5468.1345 | 99.78% | 0.1144% | 0.1099% | 270.0655 | 0 | 0 | 270.0655 | 0 | 234.4344 | 8.0603 | 29.0851 | 234.4344 | 8.0603 | 29.0851 | 274.0565 | 9.4226 | 29.0851 | 4.939% | 0.040404 | 0.038404 | 135337.1336 | 26288.6429 | 296.748 | 108751.7427 | 135352.9439 | 0 | 0 | 135352.9439 | 0.008906%
2028 | DM1 | DM1-9R | Tier-1 | Non-HFTD---8 | 3--3 | 4.0288 | 231 | 100% | 39.7128 | 14.13% | 78.81% | 7.065% | 0.27771 | 0 | 0 | 0.27771 | 0 | 0.24107 | 3.7875 | 0.06365 | 0.24107 | 3.7875 | 0.06365 | 0.28182 | 4.4276 | 0.06365 | 0.6993% | 0.022154 | 0.021057 | 1792.5792 | 37.2507 | 1380.9748 | 374.3537 | 1872.7445 | 0 | 0 | 1872.7445 | 9.158e-06%
2028 | 555 | 555-24F | Tier-1 | Non-HFTD---15 | 2--2 | 2.2983 | 36 | 100% | 4.4061 | 53.21% | 0% | 46.79% | 0.11604 | 0 | 0 | 0.11604 | 0 | 0.10073 | 2.1606 | 0.046623 | 0.10073 | 2.1606 | 0.046623 | 0.11776 | 2.5258 | 0.046623 | 2.634% | 0.008161 | 0.007757 | 539.893 | 26.4554 | 148.5341 | 364.9035 | 553.0495 | 0 | 0 | 553.0495 | 3.827e-06%
2028 | 194 | CB 194 | Tier-1 | Non-HFTD---7 | 3--3 | 5.9897 | 219 | 100% | 41.3648 | 90.26% | 0% | 9.742% | 1.8481 | 0 | 0 | 1.8481 | 0 | 1.6043 | 5.631 | 0.2849 | 1.6043 | 5.631 | 0.2849 | 1.8754 | 6.5827 | 0.2849 | 4.468% | 0.018044 | 0.017151 | 2292.4387 | 249.104 | 561.289 | 1482.0457 | 2304.0686 | 0 | 0 | 2304.0686 | 6.094e-05%
2028 | 323 | 323-1134F | Tier-1 | Non-HFTD---17 | 1--1 | 1.1165 | 113 | 100% | 1.8006 | 61.04% | 0% | 38.96% | 0.054404 | 0 | 0 | 0.054404 | 0 | 0.047226 | 1.0496 | 0.044994 | 0.047226 | 1.0496 | 0.044994 | 0.055208 | 1.227 | 0.044994 | 3.021% | 0.0037208 | 0.0035366 | 483.9282 | 45.0171 | 36.2195 | 402.6916 | 493.747 | 0 | 0 | 493.747 | 1.794e-06%
2028 | 488 | 488-32R | Tier-1 | Non-HFTD---15 | 2--1 | 2.7502 | 123 | 100% | 3.7644 | 43.12% | 0% | 56.88% | 0.080348 | 0 | 0 | 0.080348 | 0 | 0.069747 | 2.5855 | 0.026976 | 0.069747 | 2.5855 | 0.026976 | 0.081535 | 3.0225 | 0.026976 | 2.134% | 0.008362 | 0.0079481 | 450.1773 | 0.19268 | 217.3752 | 232.6094 | 463.5125 | 0 | 0 | 463.5125 | 2.65e-06%
2028 | 474 | 474-29 | Tier-1 | Non-HFTD---1 | 2--5 | 1.8853 | 277 | 100% | 1510.7302 | 99.89% | 0% | 0.1058% | 74.702 | 0 | 0 | 74.702 | 0 | 64.8462 | 1.7723 | 36.5882 | 64.8462 | 1.7723 | 36.5882 | 75.806 | 2.0719 | 36.5882 | 4.945% | 0.010755 | 0.010222 | 140472.931 | 24566.9965 | 189.9323 | 115716.0023 | 140480.6687 | 0 | 0 | 140480.6687 | 0.002463%
2028 | 410 | CB 410 | Tier-1 | Non-HFTD---6 | 3--3 | 6.5019 | 120 | 100% | 46.5416 | 89.87% | 0% | 10.13% | 2.0704 | 0 | 0 | 2.0704 | 0 | 1.7972 | 6.1124 | 0.29403 | 1.7972 | 6.1124 | 0.29403 | 2.101 | 7.1455 | 0.29403 | 4.448% | 0.019659 | 0.018686 | 2367.4198 | 207.1663 | 885.4486 | 1274.805 | 2379.9113 | 0 | 0 | 2379.9113 | 6.827e-05%
2028 | 731 | 731-49F | Tier-1 | Non-HFTD---3 | 4--3 | 16.5002 | 1184 | 100% | 102.8304 | 89.72% | 0% | 10.28% | 4.5668 | 0 | 0 | 4.5668 | 0 | 3.9643 | 15.5118 | 0.25556 | 3.9643 | 15.5118 | 0.25556 | 4.6343 | 18.1335 | 0.25556 | 4.441% | 0.046272 | 0.043982 | 2222.3019 | 294.0745 | 219.4482 | 1708.7791 | 2234.2007 | 0 | 0 | 2234.2007 | 0.0001506%
2028 | 116 | 116-31F | Tier-1 | Non-HFTD---4 | 3--4 | 2.0027 | 95 | 100% | 141.4772 | 0.3709% | 98.55% | 1.083% | 0.025973 | 0 | 0 | 0.025973 | 0 | 0.022546 | 1.8827 | 0.011975 | 0.022546 | 1.8827 | 0.011975 | 0.026356 | 2.2009 | 0.011975 | 0.01836% | 0.020781 | 0.019753 | 6807.8774 | 10.0575 | 6163.2276 | 634.5922 | 7161.1021 | 0 | 0 | 7161.1021 | 8.565e-07%
2028 | CD3 | CB CD3 | Tier-1 | Non-HFTD---18 | 1--1 | 1.6606 | 80 | 100% | 1.5668 | 26.18% | 0% | 73.82% | 0.020307 | 0 | 0 | 0.020307 | 0 | 0.017628 | 1.5611 | 0.011292 | 0.017628 | 1.5611 | 0.011292 | 0.020607 | 1.825 | 0.011292 | 1.296% | 0.0045772 | 0.0043506 | 342.3111 | 1.0113 | 107.5472 | 233.7526 | 355.4703 | 0 | 0 | 355.4703 | 6.697e-07%
2028 | 124 | 124-258R | Tier-1 | Non-HFTD---17 | 1--2 | 0.39356 | 0 | 100% | 1.2499 | 77.42% | 0% | 22.58% | 0.047899 | 0 | 0 | 0.047899 | 0 | 0.04158 | 0.36999 | 0.11238 | 0.04158 | 0.36999 | 0.11238 | 0.048607 | 0.43252 | 0.11238 | 3.832% | 0.0013672 | 0.0012995 | 914.1789 | 6.3342 | 688.3424 | 219.5024 | 924.9284 | 0 | 0 | 924.9284 | 1.58e-06%
2028 | 519 | CB 519 | Tier-1 | Non-HFTD---11 | 2--2 | 3.4237 | 69 | 100% | 14.2981 | 79.95% | 0% | 20.05% | 0.56585 | 0 | 0 | 0.56585 | 0 | 0.49119 | 3.2186 | 0.15261 | 0.49119 | 3.2186 | 0.15261 | 0.57421 | 3.7626 | 0.15261 | 3.958% | 0.011118 | 0.010568 | 1286.0072 | 5.5356 | 1018.7507 | 261.721 | 1299.4354 | 0 | 0 | 1299.4354 | 1.866e-05%
2028 | 68 | 68-42 | Tier-1 | Non-HFTD---1 | 3--5 | 1.3063 | 338 | 100% | 327.449 | 81.23% | 18.46% | 0.307% | 13.1668 | 0 | 0 | 13.1668 | 0 | 11.4296 | 1.228 | 9.3073 | 11.4296 | 1.228 | 9.3073 | 13.3613 | 1.4356 | 9.3073 | 4.021% | 0.015736 | 0.014957 | 20808.6476 | 4091.2697 | 3467.4094 | 13249.9684 | 21012.0249 | 0 | 0 | 21012.0249 | 0.0004342%
2028 | UP1 | UP1-10 | Tier-1 | Non-HFTD---12 | 3--1 | 9.6159 | 428 | 100% | 10.8294 | 44.21% | 0% | 55.79% | 0.23697 | 0 | 0 | 0.23697 | 0 | 0.20571 | 9.0399 | 0.022755 | 0.20571 | 9.0399 | 0.022755 | 0.24047 | 10.5678 | 0.022755 | 2.188% | 0.026285 | 0.024984 | 412.0009 | 20.5611 | 108.9901 | 282.4498 | 423.9721 | 0 | 0 | 423.9721 | 7.814e-06%
2028 | 222 | 222-1990R | Tier-3 | Tier-3---1 | 5--5 | 14.2375 | 394 | 100% | 45106.6402 | 99.63% | 0.3509% | 0.01982% | 2224.501 | 0 | 0 | 2224.501 | 0 | 1931.0119 | 13.3847 | 144.2706 | 1931.0119 | 13.3847 | 144.2706 | 2257.3749 | 15.6468 | 144.2706 | 4.932% | 0.41211 | 0.39171 | 109452.4885 | 17402.8472 | 400.2043 | 91649.437 | 109473.6205 | 0 | 0 | 109473.6205 | 0.07336%
2028 | EV1 | CB EV1 | Tier-1 | Non-HFTD---16 | 2--1 | 3.3028 | 221 | 100% | 2.6461 | 17.66% | 0% | 82.34% | 0.023125 | 0 | 0 | 0.023125 | 0 | 0.020074 | 3.105 | 0.0064651 | 0.020074 | 3.105 | 0.0064651 | 0.023467 | 3.6298 | 0.0064651 | 0.8739% | 0.0091594 | 0.008706 | 288.895 | 0.179 | 72.6151 | 216.101 | 301.2838 | 0 | 0 | 301.2838 | 7.626e-07%
2028 | 496 | 496-21 | Tier-1 | Non-HFTD---20 | 1--1 | 0.33125 | 15 | 100% | 0.3919 | 1.941% | 0% | 98.06% | 0.00037644 | 0 | 0 | 0.00037644 | 0 | 0.00032677 | 0.31141 | 0.0010493 | 0.00032677 | 0.31141 | 0.0010493 | 0.000382 | 0.36404 | 0.0010493 | 0.09606% | 0.0013684 | 0.0013007 | 286.3902 | 0.21132 | 31.0685 | 255.1103 | 301.0153 | 0 | 0 | 301.0153 | 1.241e-08%
2028 | 130 | CB 130 | Tier-1 | Non-HFTD---11 | 2--3 | 1.9606 | 69 | 100% | 14.2562 | 86.9% | 0% | 13.1% | 0.61324 | 0 | 0 | 0.61324 | 0 | 0.53233 | 1.8432 | 0.28882 | 0.53233 | 1.8432 | 0.28882 | 0.6223 | 2.1547 | 0.28882 | 4.302% | 0.0066204 | 0.0062927 | 2153.3693 | 1.5526 | 1888.1859 | 263.6308 | 2168.0593 | 0 | 0 | 2168.0593 | 2.022e-05%
2028 | 506 | CB 506 | Tier-1 | Non-HFTD---9 | 2--3 | 1.454 | 84 | 100% | 16.1242 | 91.65% | 0% | 8.345% | 0.73154 | 0 | 0 | 0.73154 | 0 | 0.63503 | 1.3669 | 0.46458 | 0.63503 | 1.3669 | 0.46458 | 0.74235 | 1.5979 | 0.46458 | 4.537% | 0.005379 | 0.0051127 | 2997.6192 | 25.0112 | 2618.7739 | 353.8341 | 3010.6465 | 0 | 0 | 3010.6465 | 2.412e-05%
2028 | 180 | 180-1156 | Tier-1 | Non-HFTD---17 | 1--1 | 0.91007 | 24 | 100% | 1.3219 | 52.08% | 0% | 47.92% | 0.034078 | 0 | 0 | 0.034078 | 0 | 0.029582 | 0.85556 | 0.034576 | 0.029582 | 0.85556 | 0.034576 | 0.034582 | 1.0002 | 0.034576 | 2.578% | 0.00285 | 0.0027089 | 463.8363 | 32.8306 | 62.4543 | 368.5515 | 475.4119 | 0 | 0 | 475.4119 | 1.124e-06%
2028 | DM1 | CB DM1 | Tier-1 | Non-HFTD---17 | 1--3 | 0.093371 | 9 | 100% | 1.7967 | 94.23% | 0% | 5.774% | 0.083802 | 0 | 0 | 0.083802 | 0 | 0.072746 | 0.087778 | 0.82874 | 0.072746 | 0.087778 | 0.82874 | 0.08504 | 0.10261 | 0.82874 | 4.664% | 0.000494 | 0.00046955 | 3637.0553 | 614.328 | 456.8195 | 2565.9079 | 3647.9913 | 0 | 0 | 3647.9913 | 2.763e-06%
2028 | 75 | 75-32R | Tier-3 | Tier-3---13 | 3--5 | 2.4181 | 238 | 100% | 1708.3855 | 99.57% | 0.3134% | 0.112% | 84.2054 | 0 | 0 | 84.2054 | 0 | 73.0958 | 2.2733 | 32.1542 | 73.0958 | 2.2733 | 32.1542 | 85.4498 | 2.6575 | 32.1542 | 4.929% | 0.014781 | 0.01405 | 115578.2654 | 21738.9456 | 361.961 | 93477.3588 | 115603.867 | 0 | 0 | 115603.867 | 0.002777%
2028 | 497 | CB 497 | Tier-1 | Non-HFTD---4 | 2--4 | 3.432 | 133 | 100% | 116.2654 | 98.23% | 0% | 1.77% | 5.6533 | 0 | 0 | 5.6533 | 0 | 4.9074 | 3.2264 | 1.521 | 4.9074 | 3.2264 | 1.521 | 5.7368 | 3.7717 | 1.521 | 4.862% | 0.012543 | 0.011922 | 9269.494 | 1186.1414 | 3789.5424 | 4293.8102 | 9278.0371 | 0 | 0 | 9278.0371 | 0.0001864%
2028 | SL1 | CB SL1 | Tier-3 | Tier-3---11 | 5--5 | 6.6007 | 891 | 100% | 3361.5705 | 93.71% | 6.129% | 0.1568% | 155.9384 | 0 | 0 | 155.9384 | 0 | 135.3647 | 6.2054 | 21.8142 | 135.3647 | 6.2054 | 21.8142 | 158.2428 | 7.2541 | 21.8142 | 4.639% | 0.19527 | 0.18561 | 17214.6695 | 3012.3475 | 977.9751 | 13224.3469 | 17271.0216 | 0 | 0 | 17271.0216 | 0.005142%
2028 | GH1 | CB GH1 | Tier-1 | Non-HFTD---16 | 2--1 | 2.2529 | 134 | 100% | 2.7406 | 41.83% | 0% | 58.17% | 0.056751 | 0 | 0 | 0.056751 | 0 | 0.049263 | 2.1179 | 0.02326 | 0.049263 | 2.1179 | 0.02326 | 0.057589 | 2.4759 | 0.02326 | 2.071% | 0.0067936 | 0.0064573 | 403.4022 | 5.1571 | 159.0665 | 239.1785 | 415.6219 | 0 | 0 | 415.6219 | 1.871e-06%
2028 | RI1 | CB RI1 | Tier-1 | Non-HFTD---15 | 2--1 | 3.5895 | 135 | 100% | 4.7586 | 45.3% | 0% | 54.7% | 0.10671 | 0 | 0 | 0.10671 | 0 | 0.092634 | 3.3745 | 0.027451 | 0.092634 | 3.3745 | 0.027451 | 0.10829 | 3.9449 | 0.027451 | 2.243% | 0.010279 | 0.0097704 | 462.9377 | 10.357 | 170.4671 | 282.1136 | 476.1243 | 0 | 0 | 476.1243 | 3.519e-06%
2028 | 284 | CB 284 | Tier-1 | Non-HFTD---4 | 2--4 | 2.2045 | 412 | 100% | 126.8807 | 47.92% | 50.35% | 1.736% | 3.0095 | 0 | 0 | 3.0095 | 0 | 2.6124 | 2.0725 | 1.2605 | 2.6124 | 2.0725 | 1.2605 | 3.054 | 2.4227 | 1.2605 | 2.372% | 0.01321 | 0.012556 | 9604.8958 | 620.4944 | 5222.3316 | 3762.0699 | 9865.4152 | 0 | 0 | 9865.4152 | 9.924e-05%
2028 | 596 | CB 596 | Tier-2 | Tier-2---14 | 2--5 | 1.4705 | 72 | 100% | 273.3297 | 99.62% | 0% | 0.3838% | 13.4779 | 0 | 0 | 13.4779 | 0 | 11.6997 | 1.3824 | 8.4635 | 11.6997 | 1.3824 | 8.4635 | 13.6771 | 1.616 | 8.4635 | 4.931% | 0.0060594 | 0.0057595 | 45108.3697 | 6928.3062 | 2440.2235 | 35739.84 | 45117.3849 | 0 | 0 | 45117.3849 | 0.0004445%
2028 | 363 | 363-25 | Tier-1 | Non-HFTD---9 | 2--3 | 0.49474 | 5 | 100% | 16.2298 | 0.2424% | 98% | 1.754% | 0.0019477 | 0 | 0 | 0.0019477 | 0 | 0.0016907 | 0.46511 | 0.0036351 | 0.0016907 | 0.46511 | 0.0036351 | 0.0019765 | 0.54372 | 0.0036351 | 0.012% | 0.0067338 | 0.0064005 | 2410.1955 | 3.3685 | 2072.0386 | 334.7885 | 2535.409 | 0 | 0 | 2535.409 | 6.423e-08%
2028 | 279 | 279-10AE | Tier-1 | Non-HFTD---3 | 4--3 | 13.1186 | 397 | 100% | 166.5714 | 5.911% | 88.12% | 5.969% | 0.4874 | 0 | 0 | 0.4874 | 0 | 0.4231 | 12.3328 | 0.034307 | 0.4231 | 12.3328 | 0.034307 | 0.49461 | 14.4172 | 0.034307 | 0.2926% | 0.054414 | 0.051721 | 3061.1869 | 21.6691 | 2585.1276 | 454.3903 | 3211.1832 | 0 | 0 | 3211.1832 | 1.607e-05%
2028 | SSC1 | CB SSC1 | Tier-2 | Tier-2---18 | 4--3 | 5.0489 | 229 | 100% | 94.186 | 2.003% | 94.63% | 3.363% | 0.093388 | 0 | 0 | 0.093388 | 0 | 0.081067 | 4.7465 | 0.017079 | 0.081067 | 4.7465 | 0.017079 | 0.094768 | 5.5487 | 0.017079 | 0.09915% | 0.031528 | 0.029967 | 2987.3954 | 7.3065 | 2624.9969 | 355.0921 | 3139.8562 | 0 | 0 | 3139.8562 | 3.08e-06%
2028 | 1116 | CB 1116 | Tier-1 | Non-HFTD---11 | 1--4 | 0.18467 | 5 | 100% | 9.3364 | 98.6% | 0% | 1.405% | 0.45566 | 0 | 0 | 0.45566 | 0 | 0.39554 | 0.17361 | 2.2783 | 0.39554 | 0.17361 | 2.2783 | 0.46239 | 0.20295 | 2.2783 | 4.88% | 0.0007112 | 0.000676 | 13127.6637 | 2116.3329 | 17.0252 | 10994.3055 | 13137.2689 | 0 | 0 | 13137.2689 | 1.503e-05%
2028 | 840 | 840-374 | Tier-2 | Tier-2---13 | 4--3 | 1.3115 | 242 | 100% | 232.5563 | 96.66% | 2.796% | 0.5416% | 11.1274 | 0 | 0 | 11.1274 | 0 | 9.6593 | 1.233 | 7.8342 | 9.6593 | 1.233 | 7.8342 | 11.2918 | 1.4414 | 7.8342 | 4.785% | 0.064007 | 0.060838 | 3633.3054 | 565.5328 | 81.8411 | 2985.9315 | 3639.6199 | 0 | 0 | 3639.6199 | 0.0003669%
2028 | 62 | 62-22AE | Tier-1 | Non-HFTD---3 | 4--3 | 8.7206 | 747 | 100% | 149.8506 | 12.38% | 83.65% | 3.975% | 0.91818 | 0 | 0 | 0.91818 | 0 | 0.79704 | 8.1982 | 0.097221 | 0.79704 | 8.1982 | 0.097221 | 0.93175 | 9.5838 | 0.097221 | 0.6127% | 0.035713 | 0.033945 | 4195.99 | 92.2315 | 3243.5589 | 860.1996 | 4387.459 | 0 | 0 | 4387.459 | 3.028e-05%
2028 | 462 | 462-868 | Tier-1 | Non-HFTD---13 | 2--2 | 2.5009 | 25 | 100% | 8.2724 | 79.98% | 0% | 20.02% | 0.32751 | 0 | 0 | 0.32751 | 0 | 0.2843 | 2.3511 | 0.12092 | 0.2843 | 2.3511 | 0.12092 | 0.33235 | 2.7485 | 0.12092 | 3.959% | 0.0067062 | 0.0063742 | 1233.54 | 39.6864 | 767.131 | 426.7227 | 1246.3996 | 0 | 0 | 1246.3996 | 1.08e-05%
2028 | CS4 | CB CS4 | Tier-1 | Non-HFTD---14 | 3--1 | 7.3911 | 183 | 100% | 7.7232 | 38.74% | 0% | 61.26% | 0.14811 | 0 | 0 | 0.14811 | 0 | 0.12857 | 6.9484 | 0.018503 | 0.12857 | 6.9484 | 0.018503 | 0.1503 | 8.1228 | 0.018503 | 1.918% | 0.019993 | 0.019004 | 386.2931 | 3.2342 | 152.261 | 230.798 | 398.6167 | 0 | 0 | 398.6167 | 4.884e-06%
2028 | 214 | 214-4R | Tier-3 | Tier-3---17 | 4--4 | 3.7494 | 937 | 100% | 400.1895 | 97.86% | 1.359% | 0.7809% | 19.3854 | 0 | 0 | 19.3854 | 0 | 16.8278 | 3.5248 | 4.7741 | 16.8278 | 3.5248 | 4.7741 | 19.6719 | 4.1206 | 4.7741 | 4.844% | 0.059676 | 0.056722 | 6706.0819 | 981.7315 | 85.3472 | 5639.0033 | 6713.5561 | 0 | 0 | 6713.5561 | 0.0006393%
2028 | 586 | 586-3 | Tier-1 | Non-HFTD---1 | 3--5 | 4.2473 | 442 | 100% | 516.8084 | 87.93% | 11.54% | 0.527% | 22.4945 | 0 | 0 | 22.4945 | 0 | 19.5267 | 3.9929 | 4.8904 | 19.5267 | 3.9929 | 4.8904 | 22.8269 | 4.6677 | 4.8904 | 4.353% | 0.028089 | 0.026699 | 18398.9604 | 3049.2137 | 1855.4913 | 13494.2554 | 18514.6041 | 0 | 0 | 18514.6041 | 0.0007418%
2028 | 166 | 166-462F | Tier-1 | Non-HFTD---14 | 3--1 | 6.8144 | 161 | 100% | 8.466 | 45.81% | 0% | 54.19% | 0.19198 | 0 | 0 | 0.19198 | 0 | 0.16665 | 6.4063 | 0.026013 | 0.16665 | 6.4063 | 0.026013 | 0.19481 | 7.489 | 0.026013 | 2.268% | 0.020176 | 0.019178 | 419.5983 | 1.4039 | 205.3363 | 212.8581 | 431.4397 | 0 | 0 | 431.4397 | 6.331e-06%
2028 | 235 | CB 235 | Tier-2 | Tier-2---12 | 1--5 | 0.15928 | 0 | 100% | 443.5427 | 99.96% | 0% | 0.03939% | 21.9467 | 0 | 0 | 21.9467 | 0 | 19.0512 | 0.14974 | 127.2288 | 19.0512 | 0.14974 | 127.2288 | 22.271 | 0.17505 | 127.2288 | 4.948% | 0.0007134 | 0.00067809 | 621730.7449 | 100003.5038 | 3209.2492 | 518517.9918 | 621743.4984 | 0 | 0 | 621743.4984 | 0.0007237%
2028 | 431 | 431-478 | Tier-1 | Non-HFTD---18 | 1--1 | 1.7773 | 17 | 100% | 1.8417 | 28.24% | 0% | 71.76% | 0.025748 | 0 | 0 | 0.025748 | 0 | 0.022351 | 1.6708 | 0.013377 | 0.022351 | 1.6708 | 0.013377 | 0.026128 | 1.9532 | 0.013377 | 1.398% | 0.004891 | 0.0046489 | 376.5557 | 0.20332 | 130.8951 | 245.4573 | 390.6275 | 0 | 0 | 390.6275 | 8.491e-07%
2028 | 531 | CB 531 | Tier-1 | Non-HFTD---6 | 3--3 | 6.3466 | 124 | 100% | 47.6835 | 90.24% | 0% | 9.762% | 2.1299 | 0 | 0 | 2.1299 | 0 | 1.8489 | 5.9664 | 0.30989 | 1.8489 | 5.9664 | 0.30989 | 2.1614 | 6.9748 | 0.30989 | 4.467% | 0.021006 | 0.019967 | 2269.9514 | 122.328 | 1530.9229 | 616.7005 | 2281.4913 | 0 | 0 | 2281.4913 | 7.024e-05%
2028 | 458 | 458-33F | Tier-1 | Non-HFTD---13 | 2--2 | 1.3521 | 11 | 100% | 7.8002 | 76.69% | 0% | 23.31% | 0.29609 | 0 | 0 | 0.29609 | 0 | 0.25702 | 1.2711 | 0.20221 | 0.25702 | 1.2711 | 0.20221 | 0.30046 | 1.4859 | 0.20221 | 3.796% | 0.0058714 | 0.0055808 | 1328.509 | 0.80331 | 1043.3685 | 284.3372 | 1344.6396 | 0 | 0 | 1344.6396 | 9.764e-06%
2028 | 1023 | 1023-200R | Tier-2 | Tier-2---5 | 4--5 | 3.7841 | 448 | 100% | 2889.9732 | 99.24% | 0.6691% | 0.08946% | 141.9685 | 0 | 0 | 141.9685 | 0 | 123.2379 | 3.5574 | 34.6426 | 123.2379 | 3.5574 | 34.6426 | 144.0665 | 4.1587 | 34.6426 | 4.912% | 0.083115 | 0.079 | 34770.9454 | 5602.7978 | 215.4265 | 28952.7211 | 34784.6815 | 0 | 0 | 34784.6815 | 0.004682%
2028 | 549 | 549-36F | Tier-1 | Non-HFTD---17 | 1--1 | 0.72155 | 55 | 100% | 1.2095 | 52.11% | 0% | 47.89% | 0.031196 | 0 | 0 | 0.031196 | 0 | 0.02708 | 0.67833 | 0.039922 | 0.02708 | 0.67833 | 0.039922 | 0.031657 | 0.79297 | 0.039922 | 2.579% | 0.002468 | 0.0023458 | 490.0708 | 38.9275 | 37.7198 | 413.4235 | 502.2942 | 0 | 0 | 502.2942 | 1.029e-06%
2028 | 908 | 908-2062F | Tier-2 | Tier-2---16 | 5--2 | 0.11194 | 9 | 100% | 153.3115 | 98.58% | 1.358% | 0.06577% | 7.4809 | 0 | 0 | 7.4809 | 0 | 6.4939 | 0.10523 | 61.709 | 6.4939 | 0.10523 | 61.709 | 7.5915 | 0.12302 | 61.709 | 4.88% | 0.16054 | 0.1526 | 954.9499 | 151.795 | 13.6809 | 789.4741 | 955.6578 | 0 | 0 | 955.6578 | 0.0002467%
2028 | 492 | 492-1090F | Tier-1 | Non-HFTD---8 | 3--2 | 2.9425 | 77 | 100% | 34.6286 | 4.526% | 88.49% | 6.986% | 0.077582 | 0 | 0 | 0.077582 | 0 | 0.067347 | 2.7662 | 0.024346 | 0.067347 | 2.7662 | 0.024346 | 0.078729 | 3.2337 | 0.024346 | 0.224% | 0.023375 | 0.022218 | 1481.4265 | 7.0789 | 1228.0468 | 246.3007 | 1555.0841 | 0 | 0 | 1555.0841 | 2.558e-06%
2028 | 445 | 445-894R | Tier-2 | Tier-2---5 | 5--4 | 26.8775 | 335 | 100% | 4421.0024 | 88.12% | 11.51% | 0.3702% | 192.8443 | 0 | 0 | 192.8443 | 0 | 167.4015 | 25.2675 | 6.6252 | 167.4015 | 25.2675 | 6.6252 | 195.6942 | 29.538 | 6.6252 | 4.362% | 0.63526 | 0.60381 | 6959.394 | 786.5248 | 728.3164 | 5444.5527 | 7002.446 | 0 | 0 | 7002.446 | 0.006359%
2028 | 578 | 578-227AE | Tier-1 | Non-HFTD---2 | 4--4 | 7.3342 | 376 | 100% | 226.1954 | 3.205% | 94.33% | 2.464% | 0.35882 | 0 | 0 | 0.35882 | 0 | 0.31148 | 6.8949 | 0.045176 | 0.31148 | 6.8949 | 0.045176 | 0.36413 | 8.0603 | 0.045176 | 0.1586% | 0.032265 | 0.030668 | 7010.4637 | 18.2304 | 6217.6891 | 774.5442 | 7363.8535 | 0 | 0 | 7363.8535 | 1.183e-05%
2028 | 792 | 792-46 | Tier-1 | Non-HFTD---3 | 4--3 | 5.8164 | 352 | 100% | 104.7877 | 27.86% | 68.25% | 3.891% | 1.4453 | 0 | 0 | 1.4453 | 0 | 1.2546 | 5.468 | 0.22944 | 1.2546 | 5.468 | 0.22944 | 1.4666 | 6.3922 | 0.22944 | 1.379% | 0.033958 | 0.032277 | 3085.8225 | 12.0566 | 2731.0247 | 342.7413 | 3201.7488 | 0 | 0 | 3201.7488 | 4.766e-05%
2028 | 1406 | 1406-436 | Tier-1 | Non-HFTD---17 | 1--2 | 0.48596 | 64 | 100% | 0.81719 | 51.42% | 0% | 48.58% | 0.020799 | 0 | 0 | 0.020799 | 0 | 0.018055 | 0.45685 | 0.039521 | 0.018055 | 0.45685 | 0.039521 | 0.021107 | 0.53406 | 0.039521 | 2.545% | 0.0015042 | 0.0014297 | 543.2743 | 2.4202 | 289.5714 | 251.2826 | 557.0192 | 0 | 0 | 557.0192 | 6.859e-07%
2028 | SR4 | CB SR4 | Tier-1 | Non-HFTD---16 | 3--1 | 4.8715 | 126 | 100% | 4.8983 | 33.88% | 0% | 66.12% | 0.082138 | 0 | 0 | 0.082138 | 0 | 0.071301 | 4.5797 | 0.015569 | 0.071301 | 4.5797 | 0.015569 | 0.083352 | 5.3538 | 0.015569 | 1.677% | 0.013512 | 0.012844 | 362.5061 | 1.3132 | 137.6442 | 223.5487 | 374.9894 | 0 | 0 | 374.9894 | 2.709e-06%
2028 | 357 | 357-750R | Tier-2 | Tier-2---2 | 5--5 | 8.4165 | 681 | 100% | 11757.6254 | 97.81% | 2.143% | 0.05143% | 569.2326 | 0 | 0 | 569.2326 | 0 | 494.131 | 7.9124 | 62.4504 | 494.131 | 7.9124 | 62.4504 | 577.6448 | 9.2497 | 62.4504 | 4.841% | 0.171 | 0.16254 | 68756.8371 | 13656.9609 | 1362.3102 | 53737.566 | 68835.4024 | 0 | 0 | 68835.4024 | 0.01877%
2028 | 239 | CB 239 | Tier-3 | Tier-3---20 | 1--5 | 0.039773 | 0 | 100% | 10.6776 | 99.64% | 0% | 0.3633% | 0.52662 | 0 | 0 | 0.52662 | 0 | 0.45714 | 0.03739 | 12.2262 | 0.45714 | 0.03739 | 12.2262 | 0.53441 | 0.04371 | 12.2262 | 4.932% | 0.0001826 | 0.00017356 | 58475.5699 | 8842.2618 | 1906.0953 | 47727.2128 | 58486.6341 | 0 | 0 | 58486.6341 | 1.737e-05%
2028 | 1090 | 1090-74F | Tier-3 | Tier-3---10 | 4--5 | 9.8927 | 660 | 100% | 4990.92 | 99.62% | 0.2191% | 0.1576% | 246.1199 | 0 | 0 | 246.1199 | 0 | 213.6481 | 9.3001 | 22.9727 | 213.6481 | 9.3001 | 22.9727 | 249.7571 | 10.8719 | 22.9727 | 4.931% | 0.045737 | 0.043473 | 109123.1086 | 21034.7206 | 297.6505 | 87790.7376 | 109144.5164 | 0 | 0 | 109144.5164 | 0.008116%
2028 | 374 | 374-708R | Tier-1 | Non-HFTD---18 | 2--1 | 1.5335 | 37 | 100% | 1.7306 | 14.21% | 0% | 85.79% | 0.012174 | 0 | 0 | 0.012174 | 0 | 0.010568 | 1.4416 | 0.0073306 | 0.010568 | 1.4416 | 0.0073306 | 0.012354 | 1.6853 | 0.0073306 | 0.7035% | 0.005207 | 0.0049493 | 332.3667 | 0.21592 | 73.1264 | 259.0243 | 347.2158 | 0 | 0 | 347.2158 | 4.015e-07%
2028 | KR1 | CB KR1 | Tier-1 | Non-HFTD---18 | 1--1 | 1.1231 | 29 | 100% | 0.82769 | 14.7% | 0% | 85.3% | 0.0060217 | 0 | 0 | 0.0060217 | 0 | 0.0052273 | 1.0558 | 0.0049509 | 0.0052273 | 1.0558 | 0.0049509 | 0.0061107 | 1.2343 | 0.0049509 | 0.7275% | 0.0031394 | 0.002984 | 263.645 | 0.16923 | 59.1795 | 204.2962 | 275.357 | 0 | 0 | 275.357 | 1.986e-07%
2028 | 356 | 356-16R | Tier-2 | Tier-2---4 | 4--5 | 5.9928 | 318 | 100% | 5437.4375 | 98.14% | 1.781% | 0.0775% | 264.1505 | 0 | 0 | 264.1505 | 0 | 229.2998 | 5.6338 | 40.7005 | 229.2998 | 5.6338 | 40.7005 | 268.0541 | 6.586 | 40.7005 | 4.858% | 0.090754 | 0.086262 | 59914.026 | 11488.6365 | 1202.6478 | 47222.7417 | 59972.0203 | 0 | 0 | 59972.0203 | 0.008711%
2028 | 353 | 353-594F | Tier-2 | Tier-2---7 | 5--5 | 1.221 | 97 | 100% | 2215.6498 | 99.93% | 0.02983% | 0.0378% | 109.6005 | 0 | 0 | 109.6005 | 0 | 95.1404 | 1.1479 | 82.8832 | 95.1404 | 1.1479 | 82.8832 | 111.2202 | 1.3419 | 82.8832 | 4.947% | 0.10216 | 0.097099 | 21688.8427 | 3516.9498 | 6.7126 | 18165.1803 | 21689.6065 | 0 | 0 | 21689.6065 | 0.003614%
2028 | 1030 | 1030-42R | Tier-3 | Tier-3---3 | 5--5 | 16.7214 | 1433 | 100% | 28398.7895 | 98.49% | 1.466% | 0.03945% | 1384.5772 | 0 | 0 | 1384.5772 | 0 | 1201.9032 | 15.7198 | 76.458 | 1201.9032 | 15.7198 | 76.458 | 1405.0386 | 18.3766 | 76.458 | 4.875% | 0.28228 | 0.2683 | 100606.2475 | 17857.1529 | 1351.3594 | 81397.7352 | 100685.1242 | 0 | 0 | 100685.1242 | 0.04566%
2028 | 159 | CB 159 | Tier-1 | Non-HFTD---11 | 1--4 | 0.92049 | 19 | 100% | 13.6027 | 95.86% | 0% | 4.138% | 0.64547 | 0 | 0 | 0.64547 | 0 | 0.56031 | 0.86535 | 0.64749 | 0.56031 | 0.86535 | 0.64749 | 0.65501 | 1.0116 | 0.64749 | 4.745% | 0.002652 | 0.0025207 | 5129.2282 | 0.39825 | 4934.7904 | 194.0395 | 5140.2826 | 0 | 0 | 5140.2826 | 2.129e-05%
2028 | 52 | 52-17F | Tier-1 | Non-HFTD---17 | 1--1 | 1.5992 | 58 | 100% | 2.0098 | 43.61% | 0% | 56.39% | 0.043387 | 0 | 0 | 0.043387 | 0 | 0.037663 | 1.5034 | 0.025051 | 0.037663 | 1.5034 | 0.025051 | 0.044028 | 1.7575 | 0.025051 | 2.159% | 0.004336 | 0.0041214 | 463.5235 | 0.19668 | 225.8901 | 237.4367 | 477.1354 | 0 | 0 | 477.1354 | 1.431e-06%
2028 | 73 | 73-678R | Tier-3 | Tier-3---5 | 5--5 | 14.1729 | 547 | 100% | 10591.3769 | 98.31% | 1.605% | 0.08417% | 515.415 | 0 | 0 | 515.415 | 0 | 447.4138 | 13.3239 | 33.5797 | 447.4138 | 13.3239 | 33.5797 | 523.0318 | 15.5758 | 33.5797 | 4.866% | 0.23776 | 0.22599 | 44546.6543 | 7354.6581 | 672.0109 | 36519.9852 | 44585.8514 | 0 | 0 | 44585.8514 | 0.017%
2028 | 445 | 445-39R | Tier-2 | Tier-2---5 | 5--4 | 8.4532 | 208 | 100% | 3678.5807 | 87.54% | 12.33% | 0.1304% | 159.4029 | 0 | 0 | 159.4029 | 0 | 138.3721 | 7.9469 | 17.4121 | 138.3721 | 7.9469 | 17.4121 | 161.7586 | 9.29 | 17.4121 | 4.333% | 0.48997 | 0.46571 | 7507.8253 | 962.2168 | 887.8643 | 5657.7442 | 7556.5395 | 0 | 0 | 7556.5395 | 0.005257%
2028 | 221 | 221-38AE | Tier-3 | Tier-3---17 | 5--3 | 0.70208 | 149 | 100% | 318.0967 | 33.4% | 66.33% | 0.2755% | 5.2587 | 0 | 0 | 5.2587 | 0 | 4.5649 | 0.66003 | 6.9162 | 4.5649 | 0.66003 | 6.9162 | 5.3364 | 0.77158 | 6.9162 | 1.653% | 0.16917 | 0.1608 | 1880.3284 | 102.8825 | 1057.137 | 720.3088 | 1945.5476 | 0 | 0 | 1945.5476 | 0.0001734%
2028 | 44 | 44-42 | Tier-1 | Non-HFTD---15 | 1--2 | 1.3706 | 57 | 100% | 2.2519 | 52.49% | 0% | 47.51% | 0.058511 | 0 | 0 | 0.058511 | 0 | 0.050792 | 1.2885 | 0.039419 | 0.050792 | 1.2885 | 0.039419 | 0.059376 | 1.5063 | 0.039419 | 2.598% | 0.0039988 | 0.0038009 | 563.136 | 3.0245 | 302.5201 | 257.5915 | 577.0687 | 0 | 0 | 577.0687 | 1.929e-06%
2028 | WY2 | CB WY2 | Tier-1 | Non-HFTD---12 | 3--1 | 6.6059 | 241 | 100% | 9.4104 | 47.5% | 0% | 52.5% | 0.22128 | 0 | 0 | 0.22128 | 0 | 0.19209 | 6.2102 | 0.030931 | 0.19209 | 6.2102 | 0.030931 | 0.22455 | 7.2598 | 0.030931 | 2.351% | 0.019962 | 0.018974 | 471.4249 | 6.182 | 215.7177 | 249.5253 | 484.3131 | 0 | 0 | 484.3131 | 7.297e-06%
2028 | 949 | CB 949 | Tier-1 | Non-HFTD---6 | 4--2 | 14.4241 | 605 | 100% | 45.6408 | 78.87% | 0% | 21.13% | 1.7818 | 0 | 0 | 1.7818 | 0 | 1.5468 | 13.5601 | 0.11407 | 1.5468 | 13.5601 | 0.11407 | 1.8082 | 15.8519 | 0.11407 | 3.904% | 0.046257 | 0.043967 | 986.6878 | 48.1518 | 564.3079 | 374.2281 | 997.5455 | 0 | 0 | 997.5455 | 5.876e-05%
2028 | 256 | 256-539R | Tier-1 | Non-HFTD---12 | 3--2 | 6.8941 | 186 | 100% | 14.3069 | 63.6% | 0% | 36.4% | 0.45041 | 0 | 0 | 0.45041 | 0 | 0.39098 | 6.4812 | 0.060326 | 0.39098 | 6.4812 | 0.060326 | 0.45706 | 7.5765 | 0.060326 | 3.148% | 0.019872 | 0.018888 | 719.955 | 0.45811 | 479.9475 | 239.5495 | 733.603 | 0 | 0 | 733.603 | 1.485e-05%
2028 | 163 | 163-29R | Tier-1 | Non-HFTD---8 | 4--2 | 15.7299 | 388 | 100% | 28.4362 | 60.97% | 0% | 39.03% | 0.85819 | 0 | 0 | 0.85819 | 0 | 0.74497 | 14.7877 | 0.050378 | 0.74497 | 14.7877 | 0.050378 | 0.87088 | 17.287 | 0.050378 | 3.018% | 0.04406 | 0.041879 | 645.4007 | 34.614 | 206.1861 | 404.6006 | 658.5195 | 0 | 0 | 658.5195 | 2.83e-05%
2028 | 552 | CB 552 | Tier-1 | Non-HFTD---13 | 2--2 | 2.4147 | 53 | 100% | 6.5456 | 63.72% | 0% | 36.28% | 0.20646 | 0 | 0 | 0.20646 | 0 | 0.17922 | 2.2701 | 0.078949 | 0.17922 | 2.2701 | 0.078949 | 0.20951 | 2.6538 | 0.078949 | 3.154% | 0.0083556 | 0.007942 | 783.3785 | 51.1813 | 212.1801 | 520.0172 | 798.1788 | 0 | 0 | 798.1788 | 6.808e-06%
2028 | 1215 | 1215-28R | Tier-3 | Tier-3---14 | 5--3 | 3.06 | 56 | 100% | 2215.156 | 94.69% | 5.226% | 0.08401% | 103.8279 | 0 | 0 | 103.8279 | 0 | 90.1294 | 2.8767 | 31.3307 | 90.1294 | 2.8767 | 31.3307 | 105.3623 | 3.3629 | 31.3307 | 4.687% | 0.66756 | 0.63451 | 3318.2974 | 455.1438 | 152.4425 | 2710.7111 | 3327.4734 | 0 | 0 | 3327.4734 | 0.003424%
2028 | 550 | CB 550 | Tier-1 | Non-HFTD---9 | 2--3 | 3.4197 | 103 | 100% | 21.1748 | 85.53% | 0% | 14.47% | 0.89644 | 0 | 0 | 0.89644 | 0 | 0.77817 | 3.2148 | 0.24205 | 0.77817 | 3.2148 | 0.24205 | 0.90969 | 3.7582 | 0.24205 | 4.234% | 0.011507 | 0.010938 | 1840.1317 | 37.2939 | 1370.6401 | 432.1977 | 1854.0024 | 0 | 0 | 1854.0024 | 2.956e-05%
2028 | 185 | CB 185 | Tier-2 | Tier-2---12 | 3--4 | 3.8089 | 316 | 100% | 396.8506 | 79.93% | 19.29% | 0.7702% | 15.7025 | 0 | 0 | 15.7025 | 0 | 13.6308 | 3.5807 | 3.8067 | 13.6308 | 3.5807 | 3.8067 | 15.9345 | 4.1859 | 3.8067 | 3.957% | 0.027797 | 0.026421 | 14276.8452 | 1950.4963 | 2483.4015 | 9842.9474 | 14426.0307 | 0 | 0 | 14426.0307 | 0.0005178%
2028 | 548 | 548-14F | Tier-1 | Non-HFTD---17 | 1--1 | 0.7748 | 32 | 100% | 0.90709 | 48.04% | 0% | 51.96% | 0.02157 | 0 | 0 | 0.02157 | 0 | 0.018724 | 0.72839 | 0.025706 | 0.018724 | 0.72839 | 0.025706 | 0.021889 | 0.85149 | 0.025706 | 2.378% | 0.0019874 | 0.001889 | 456.4228 | 1.7166 | 231.3609 | 223.3454 | 468.7738 | 0 | 0 | 468.7738 | 7.113e-07%
2028 | 793 | 793-27AE | Tier-1 | Non-HFTD---6 | 3--3 | 0.72117 | 87 | 100% | 59.5906 | 9.102% | 90.07% | 0.8316% | 0.26849 | 0 | 0 | 0.26849 | 0 | 0.23307 | 0.67798 | 0.34377 | 0.23307 | 0.67798 | 0.34377 | 0.27246 | 0.79256 | 0.34377 | 0.4506% | 0.019759 | 0.018781 | 3015.8385 | 43.8924 | 2491.6172 | 480.3289 | 3158.6011 | 0 | 0 | 3158.6011 | 8.854e-06%
2028 | 777 | 777-101 | Tier-1 | Non-HFTD---15 | 1--2 | 0.41343 | 18 | 100% | 2.4847 | 82.51% | 0% | 17.49% | 0.10148 | 0 | 0 | 0.10148 | 0 | 0.088095 | 0.38867 | 0.22666 | 0.088095 | 0.38867 | 0.22666 | 0.10298 | 0.45436 | 0.22666 | 4.084% | 0.0015556 | 0.0014786 | 1597.2368 | 209.2569 | 51.6598 | 1336.3201 | 1611.7821 | 0 | 0 | 1611.7821 | 3.347e-06%
2028 | 162 | 162-44R | Tier-1 | Non-HFTD---14 | 3--1 | 5.8971 | 114 | 100% | 6.3779 | 35.8% | 0% | 64.2% | 0.11304 | 0 | 0 | 0.11304 | 0 | 0.098124 | 5.5439 | 0.0177 | 0.098124 | 5.5439 | 0.0177 | 0.11471 | 6.4809 | 0.0177 | 1.772% | 0.016132 | 0.015333 | 395.36 | 1.0985 | 160.8009 | 233.4606 | 408.5776 | 0 | 0 | 408.5776 | 3.728e-06%
2028 | LA3 | CB LA3 | Tier-1 | Non-HFTD---10 | 4--1 | 13.6913 | 366 | 100% | 17.5547 | 51.76% | 0% | 48.24% | 0.44975 | 0 | 0 | 0.44975 | 0 | 0.39042 | 12.8712 | 0.030332 | 0.39042 | 12.8712 | 0.030332 | 0.4564 | 15.0466 | 0.030332 | 2.562% | 0.035693 | 0.033927 | 491.8203 | 13.0666 | 197.3637 | 281.39 | 504.1765 | 0 | 0 | 504.1765 | 1.483e-05%
2028 | BRM1 | CB BRM1 | Tier-1 | Non-HFTD---3 | 4--3 | 7.8361 | 151 | 100% | 119.5681 | 4.577% | 89.64% | 5.783% | 0.27092 | 0 | 0 | 0.27092 | 0 | 0.23518 | 7.3668 | 0.031924 | 0.23518 | 7.3668 | 0.031924 | 0.27493 | 8.6118 | 0.031924 | 0.2266% | 0.029242 | 0.027795 | 4088.8876 | 4.6513 | 3568.1907 | 516.0455 | 4292.0808 | 0 | 0 | 4292.0808 | 8.934e-06%
2028 | 1221 | 1221-2095F | Tier-1 | Non-HFTD---9 | 1--4 | 0.44394 | 1 | 100% | 19.6421 | 98.74% | 0% | 1.261% | 0.96002 | 0 | 0 | 0.96002 | 0 | 0.83336 | 0.41735 | 1.9968 | 0.83336 | 0.41735 | 1.9968 | 0.97421 | 0.48788 | 1.9968 | 4.888% | 0.0016714 | 0.0015887 | 11751.8616 | 4301.6259 | 14.6524 | 7435.5833 | 11759.5801 | 0 | 0 | 11759.5801 | 3.166e-05%
2028 | 73 | 73-23R | Tier-3 | Tier-3---9 | 5--5 | 8.2208 | 258 | 100% | 5733.7907 | 98.41% | 1.505% | 0.0877% | 279.3035 | 0 | 0 | 279.3035 | 0 | 242.4537 | 7.7284 | 31.3718 | 242.4537 | 7.7284 | 31.3718 | 283.4311 | 9.0346 | 31.3718 | 4.871% | 0.21349 | 0.20292 | 26857.2697 | 4453.5755 | 373.1893 | 22030.5049 | 26879.5398 | 0 | 0 | 26879.5398 | 0.00921%
2028 | 42 | 42-46 | Tier-1 | Non-HFTD---8 | 4--2 | 17.2654 | 413 | 100% | 44.005 | 69.91% | 0% | 30.09% | 1.5227 | 0 | 0 | 1.5227 | 0 | 1.3218 | 16.2312 | 0.081437 | 1.3218 | 16.2312 | 0.081437 | 1.5452 | 18.9744 | 0.081437 | 3.46% | 0.051941 | 0.04937 | 847.2081 | 19.5159 | 531.7286 | 295.9636 | 860.4861 | 0 | 0 | 860.4861 | 5.021e-05%
2028 | 1007 | CB 1007 | Tier-1 | Non-HFTD---4 | 1--5 | 0.54489 | 21 | 100% | 183.252 | 99.8% | 0% | 0.2013% | 9.0527 | 0 | 0 | 9.0527 | 0 | 7.8583 | 0.51225 | 15.3409 | 7.8583 | 0.51225 | 15.3409 | 9.1865 | 0.59882 | 15.3409 | 4.94% | 0.0023706 | 0.0022533 | 77301.9362 | 12237.1432 | 2369.9057 | 62694.8873 | 77310.0415 | 0 | 0 | 77310.0415 | 0.0002985%
2028 | 240 | 240-1028R | Tier-2 | Tier-2---9 | 4--5 | 5.5421 | 271 | 100% | 1181.5361 | 98.38% | 1.316% | 0.2998% | 57.5411 | 0 | 0 | 57.5411 | 0 | 49.9494 | 5.2101 | 9.587 | 49.9494 | 5.2101 | 9.587 | 58.3914 | 6.0907 | 9.587 | 4.87% | 0.045174 | 0.042938 | 26155.1082 | 4733.8049 | 362.4599 | 21058.8433 | 26177.1159 | 0 | 0 | 26177.1159 | 0.001897%
2028 | 799 | CB 799 | Tier-2 | Tier-2---15 | 1--5 | 1.1328 | 62 | 100% | 176.6165 | 99.47% | 0% | 0.5321% | 8.696 | 0 | 0 | 8.696 | 0 | 7.5487 | 1.0649 | 7.0886 | 7.5487 | 1.0649 | 7.0886 | 8.8245 | 1.2449 | 7.0886 | 4.924% | 0.0045468 | 0.0043217 | 38844.142 | 6076.6634 | 1382.7609 | 31384.7178 | 38854.9056 | 0 | 0 | 38854.9056 | 0.0002868%
2028 | 1243 | 1243-319R | Tier-2 | Tier-2---9 | 4--4 | 3.321 | 126 | 100% | 1178.043 | 99.35% | 0.5195% | 0.1323% | 57.9331 | 0 | 0 | 57.9331 | 0 | 50.2897 | 3.1221 | 16.1077 | 50.2897 | 3.1221 | 16.1077 | 58.7892 | 3.6498 | 16.1077 | 4.918% | 0.081051 | 0.077039 | 14534.5899 | 2255.6514 | 66.1042 | 12212.8342 | 14539.5235 | 0 | 0 | 14539.5235 | 0.00191%
2028 | 230 | 230-371AE | Tier-2 | Tier-2---13 | 4--3 | 1.4237 | 112 | 100% | 195.7251 | 81.71% | 17.81% | 0.4804% | 7.9168 | 0 | 0 | 7.9168 | 0 | 6.8723 | 1.3384 | 5.1346 | 6.8723 | 1.3384 | 5.1346 | 8.0338 | 1.5646 | 5.1346 | 4.045% | 0.059006 | 0.056085 | 3317.0375 | 438.8452 | 524.5469 | 2353.6453 | 3348.6257 | 0 | 0 | 3348.6257 | 0.0002611%
2028 | 143 | 143-178F | Tier-1 | Non-HFTD---13 | 2--2 | 0.099242 | 3 | 100% | 7.6566 | 35.29% | 63.85% | 0.8587% | 0.13374 | 0 | 0 | 0.13374 | 0 | 0.1161 | 0.093298 | 1.2444 | 0.1161 | 0.093298 | 1.2444 | 0.13572 | 0.10907 | 1.2444 | 1.747% | 0.0064626 | 0.0061427 | 1184.7481 | 68.836 | 601.4916 | 514.4204 | 1224.6747 | 0 | 0 | 1224.6747 | 4.41e-06%
2028 | 167 | 167-32F | Tier-1 | Non-HFTD---17 | 1--2 | 0.70002 | 13 | 100% | 1.7157 | 69.63% | 0% | 30.37% | 0.059132 | 0 | 0 | 0.059132 | 0 | 0.051331 | 0.65809 | 0.078 | 0.051331 | 0.65809 | 0.078 | 0.060006 | 0.76931 | 0.078 | 3.447% | 0.002212 | 0.0021025 | 775.6143 | 118.1037 | 56.1784 | 601.3322 | 787.882 | 0 | 0 | 787.882 | 1.95e-06%
2028 | 558 | CB 558 | Tier-1 | Non-HFTD---5 | 1--4 | 1.6337 | 37 | 100% | 60.2724 | 98.84% | 0% | 1.159% | 2.9489 | 0 | 0 | 2.9489 | 0 | 2.5599 | 1.5359 | 1.6667 | 2.5599 | 1.5359 | 1.6667 | 2.9925 | 1.7955 | 1.6667 | 4.893% | 0.0040546 | 0.0038539 | 14865.197 | 2133.2107 | 1638.7721 | 11093.2142 | 14874.1658 | 0 | 0 | 14874.1658 | 9.724e-05%
2028 | 796 | 796-45 | Tier-1 | Non-HFTD---7 | 2--4 | 1.3418 | 200 | 100% | 28.511 | 97.42% | 0% | 2.579% | 1.3749 | 0 | 0 | 1.3749 | 0 | 1.1935 | 1.2615 | 0.94612 | 1.1935 | 1.2615 | 0.94612 | 1.3952 | 1.4747 | 0.94612 | 4.822% | 0.0051166 | 0.0048633 | 5572.2547 | 765.3252 | 756.2439 | 4050.6857 | 5579.7376 | 0 | 0 | 5579.7376 | 4.534e-05%
2028 | 152 | 152-1716F | Tier-1 | Non-HFTD---15 | 1--2 | 1.3556 | 9 | 100% | 4.2989 | 81.88% | 0% | 18.12% | 0.17424 | 0 | 0 | 0.17424 | 0 | 0.15125 | 1.2744 | 0.11868 | 0.15125 | 1.2744 | 0.11868 | 0.17681 | 1.4898 | 0.11868 | 4.053% | 0.0035886 | 0.003411 | 1197.9379 | 232.1636 | 50.7211 | 915.0532 | 1209.2431 | 0 | 0 | 1209.2431 | 5.746e-06%
2028 | 212 | 212-880R | Tier-2 | Tier-2---16 | 5--2 | 1.6392 | 98 | 100% | 104.9439 | 97.78% | 1.295% | 0.9224% | 5.0795 | 0 | 0 | 5.0795 | 0 | 4.4094 | 1.541 | 2.8614 | 4.4094 | 1.541 | 2.8614 | 5.1546 | 1.8014 | 2.8614 | 4.84% | 0.10736 | 0.10205 | 977.4994 | 110.3734 | 12.634 | 854.492 | 978.6283 | 0 | 0 | 978.6283 | 0.0001675%
2028 | 57 | 57-463AE | Tier-1 | Non-HFTD---6 | 3--3 | 5.4167 | 145 | 100% | 80.983 | 3.172% | 91.7% | 5.126% | 0.12717 | 0 | 0 | 0.12717 | 0 | 0.1104 | 5.0922 | 0.021679 | 0.1104 | 5.0922 | 0.021679 | 0.12905 | 5.9529 | 0.021679 | 0.157% | 0.026238 | 0.024939 | 3086.4535 | 4.1795 | 2701.0745 | 381.1994 | 3242.09 | 0 | 0 | 3242.09 | 4.194e-06%
2028 | 325 | 325-1229F | Tier-1 | Non-HFTD---11 | 1--3 | 1.4292 | 43 | 100% | 10.0499 | 91.61% | 0% | 8.391% | 0.45572 | 0 | 0 | 0.45572 | 0 | 0.3956 | 1.3436 | 0.29444 | 0.3956 | 1.3436 | 0.29444 | 0.46246 | 1.5706 | 0.29444 | 4.535% | 0.0038216 | 0.0036324 | 2629.7498 | 120.9525 | 1901.9845 | 606.8128 | 2641.2417 | 0 | 0 | 2641.2417 | 1.503e-05%
2028 | 71 | CB 71 | Tier-1 | Non-HFTD---14 | 2--2 | 4.0099 | 46 | 100% | 7.9324 | 61.9% | 0% | 38.1% | 0.24303 | 0 | 0 | 0.24303 | 0 | 0.21097 | 3.7697 | 0.055964 | 0.21097 | 3.7697 | 0.055964 | 0.24663 | 4.4068 | 0.055964 | 3.064% | 0.012179 | 0.011576 | 651.3036 | 39.9085 | 181.853 | 429.5421 | 664.2281 | 0 | 0 | 664.2281 | 8.014e-06%
2028 | 450 | 450-114F | Tier-1 | Non-HFTD---7 | 1--4 | 0.63728 | 9 | 100% | 28.615 | 98.32% | 0% | 1.684% | 1.3926 | 0 | 0 | 1.3926 | 0 | 1.2089 | 0.59911 | 2.0177 | 1.2089 | 0.59911 | 2.0177 | 1.4132 | 0.70037 | 2.0177 | 4.867% | 0.0023436 | 0.0022276 | 12209.8338 | 1908.2658 | 365.7567 | 9935.8114 | 12220.543 | 0 | 0 | 12220.543 | 4.592e-05%
2028 | 967 | CB 967 | Tier-1 | Non-HFTD---15 | 1--2 | 0.4197 | 13 | 100% | 2.3533 | 86.82% | 0% | 13.18% | 0.10114 | 0 | 0 | 0.10114 | 0 | 0.087792 | 0.39456 | 0.22251 | 0.087792 | 0.39456 | 0.22251 | 0.10263 | 0.46124 | 0.22251 | 4.298% | 0.0017284 | 0.0016428 | 1361.5561 | 162.4621 | 165.1256 | 1033.9684 | 1370.9019 | 0 | 0 | 1370.9019 | 3.335e-06%
2028 | 570 | 570-490F | Tier-1 | Non-HFTD---9 | 2--2 | 0.62502 | 97 | 100% | 15.9869 | 5.745% | 91.56% | 2.699% | 0.045463 | 0 | 0 | 0.045463 | 0 | 0.039465 | 0.58758 | 0.067165 | 0.039465 | 0.58758 | 0.067165 | 0.046135 | 0.68689 | 0.067165 | 0.2844% | 0.009473 | 0.0090041 | 1687.6286 | 16.8664 | 1423.6306 | 247.1317 | 1770.4675 | 0 | 0 | 1770.4675 | 1.499e-06%
2028 | 177 | 177-941AE | Tier-1 | Non-HFTD---1 | 3--5 | 7.2284 | 562 | 100% | 569.5091 | 99.21% | 0% | 0.7896% | 27.9681 | 0 | 0 | 27.9681 | 0 | 24.2781 | 6.7955 | 3.5727 | 24.2781 | 6.7955 | 3.5727 | 28.3814 | 7.944 | 3.5727 | 4.911% | 0.025296 | 0.024043 | 22514.1579 | 5020.4853 | 161.6801 | 17331.9925 | 22523.4155 | 0 | 0 | 22523.4155 | 0.0009223%
2028 | 745 | CB 745 | Tier-1 | Non-HFTD---11 | 1--3 | 0.81894 | 98 | 100% | 9.4012 | 94.7% | 0% | 5.302% | 0.44069 | 0 | 0 | 0.44069 | 0 | 0.38254 | 0.76989 | 0.49688 | 0.38254 | 0.76989 | 0.49688 | 0.4472 | 0.90001 | 0.49688 | 4.688% | 0.003239 | 0.0030787 | 2902.4859 | 435.0401 | 59.2072 | 2408.2386 | 2910.4997 | 0 | 0 | 2910.4997 | 1.453e-05%
2028 | 520 | 520-1525R | Tier-2 | Tier-2---8 | 5--5 | 7.8576 | 547 | 100% | 1632.8033 | 98.29% | 1.436% | 0.2778% | 79.4388 | 0 | 0 | 79.4388 | 0 | 68.9581 | 7.3869 | 9.3352 | 68.9581 | 7.3869 | 9.3352 | 80.6128 | 8.6354 | 9.3352 | 4.865% | 0.099044 | 0.094141 | 16485.7021 | 3352.5642 | 292.1155 | 12841.0224 | 16500.4136 | 0 | 0 | 16500.4136 | 0.00262%
2028 | 972 | 972-32R | Tier-2 | Tier-2---1 | 5--5 | 15.6835 | 1007 | 100% | 22914.3284 | 97.48% | 2.478% | 0.04418% | 1105.6563 | 0 | 0 | 1105.6563 | 0 | 959.7818 | 14.7441 | 65.0959 | 959.7818 | 14.7441 | 65.0959 | 1121.9958 | 17.236 | 65.0959 | 4.825% | 0.16607 | 0.15785 | 137978.7753 | 23361.9707 | 3101.1924 | 111515.6122 | 138159.9776 | 0 | 0 | 138159.9776 | 0.03646%
2028 | 1458 | 1458-519 | Tier-2 | Tier-2---17 | 1--5 | 0.057008 | 0 | 100% | 81.0039 | 99.95% | 0% | 0.04716% | 4.0078 | 0 | 0 | 4.0078 | 0 | 3.479 | 0.053593 | 64.916 | 3.479 | 0.053593 | 64.916 | 4.067 | 0.062651 | 64.916 | 4.948% | 0.000217 | 0.00020626 | 373290.0884 | 60391.7386 | 732.2515 | 312166.0983 | 373299.256 | 0 | 0 | 373299.256 | 0.0001322%
2028 | 927 | CB 927 | Tier-1 | Non-HFTD---4 | 1--5 | 0.68868 | 51 | 100% | 165.3992 | 99.66% | 0% | 0.3413% | 8.1593 | 0 | 0 | 8.1593 | 0 | 7.0828 | 0.64743 | 10.9399 | 7.0828 | 0.64743 | 10.9399 | 8.2799 | 0.75685 | 10.9399 | 4.933% | 0.0030976 | 0.0029443 | 53395.9292 | 14102.6228 | 23.0019 | 39270.3045 | 53405.4192 | 0 | 0 | 53405.4192 | 0.0002691%
2028 | 560 | CB 560 | Tier-1 | Non-HFTD---13 | 1--4 | 0.31572 | 0 | 100% | 8.2251 | 96.67% | 0% | 3.328% | 0.39359 | 0 | 0 | 0.39359 | 0 | 0.34166 | 0.2968 | 1.1511 | 0.34166 | 0.2968 | 1.1511 | 0.39941 | 0.34697 | 1.1511 | 4.785% | 0.0011202 | 0.0010648 | 7342.5228 | 1158.0205 | 22.9992 | 6161.5031 | 7355.2484 | 0 | 0 | 7355.2484 | 1.298e-05%
2028 | 282 | 282-563F | Tier-1 | Non-HFTD---8 | 4--2 | 0.30794 | 17 | 100% | 27.9436 | 22.74% | 76.55% | 0.7188% | 0.31447 | 0 | 0 | 0.31447 | 0 | 0.27298 | 0.2895 | 0.94295 | 0.27298 | 0.2895 | 0.94295 | 0.31912 | 0.33843 | 0.94295 | 1.125% | 0.031532 | 0.029971 | 886.1932 | 32.7578 | 542.1953 | 311.2401 | 921.8518 | 0 | 0 | 921.8518 | 1.037e-05%
2028 | 519 | 519-46R | Tier-1 | Non-HFTD---14 | 3--2 | 4.9682 | 201 | 100% | 7.5925 | 54.37% | 0% | 45.63% | 0.20433 | 0 | 0 | 0.20433 | 0 | 0.17737 | 4.6706 | 0.037975 | 0.17737 | 4.6706 | 0.037975 | 0.20735 | 5.46 | 0.037975 | 2.691% | 0.013855 | 0.013169 | 548.0015 | 0.18817 | 320.6507 | 227.1626 | 561.0244 | 0 | 0 | 561.0244 | 6.738e-06%
2028 | 1479 | CB 1479 | Tier-1 | Non-HFTD---14 | 3--1 | 5.0797 | 177 | 100% | 5.3828 | 21.29% | 0% | 78.71% | 0.056714 | 0 | 0 | 0.056714 | 0 | 0.049231 | 4.7755 | 0.010309 | 0.049231 | 4.7755 | 0.010309 | 0.057552 | 5.5826 | 0.010309 | 1.054% | 0.016809 | 0.015977 | 320.2293 | 0.28102 | 90.4979 | 229.4503 | 333.3564 | 0 | 0 | 333.3564 | 1.87e-06%
2028 | 157 | CB 157 | Tier-3 | Tier-3---21 | 1--5 | 0.027841 | 0 | 100% | 6.0775 | 99.43% | 0% | 0.5677% | 0.29913 | 0 | 0 | 0.29913 | 0 | 0.25966 | 0.026173 | 9.9209 | 0.25966 | 0.026173 | 9.9209 | 0.30355 | 0.030597 | 9.9209 | 4.922% | 0.0001334 | 0.0001268 | 45558.1567 | 6595.3961 | 1202.8975 | 37759.8631 | 45571.6265 | 0 | 0 | 45571.6265 | 9.864e-06%
2028 | 93 | 93-559R | Tier-1 | Non-HFTD---2 | 3--4 | 6.9136 | 643 | 100% | 194.9296 | 89.74% | 7.915% | 2.344% | 8.6591 | 0 | 0 | 8.6591 | 0 | 7.5167 | 6.4995 | 1.1565 | 7.5167 | 6.4995 | 1.1565 | 8.7871 | 7.598 | 1.1565 | 4.442% | 0.02667 | 0.02535 | 7308.8898 | 1504.7135 | 606.7669 | 5197.4095 | 7347.9399 | 0 | 0 | 7347.9399 | 0.0002855%
2028 | 387 | 387-11 | Tier-2 | Tier-2---7 | 4--5 | 13.7926 | 900 | 100% | 2227.2808 | 89.28% | 10.33% | 0.3978% | 98.4272 | 0 | 0 | 98.4272 | 0 | 85.4412 | 12.9664 | 6.5894 | 85.4412 | 12.9664 | 6.5894 | 99.8817 | 15.1579 | 6.5894 | 4.419% | 0.091496 | 0.086967 | 24342.9313 | 4926.9601 | 2390.2403 | 17025.731 | 24478.8821 | 0 | 0 | 24478.8821 | 0.003246%
2028 | 307 | CB 307 | Tier-1 | Non-HFTD---1 | 4--4 | 1.1522 | 360 | 100% | 601.8674 | 89.73% | 10.15% | 0.1197% | 26.7338 | 0 | 0 | 26.7338 | 0 | 23.2067 | 1.0832 | 21.4238 | 23.2067 | 1.0832 | 21.4238 | 27.1289 | 1.2663 | 21.4238 | 4.442% | 0.056404 | 0.053612 | 10670.688 | 1554.5631 | 980.4133 | 8135.7116 | 10727.7391 | 0 | 0 | 10727.7391 | 0.0008816%
2028 | 185 | 185-40AE | Tier-1 | Non-HFTD---9 | 3--2 | 0.21023 | 6 | 100% | 24.1775 | 44.9% | 54.65% | 0.4525% | 0.53732 | 0 | 0 | 0.53732 | 0 | 0.46643 | 0.19763 | 2.3601 | 0.46643 | 0.19763 | 2.3601 | 0.54526 | 0.23104 | 2.3601 | 2.222% | 0.014972 | 0.014231 | 1614.8054 | 161.7474 | 706.6761 | 746.3819 | 1661.1444 | 0 | 0 | 1661.1444 | 1.772e-05%
2028 | 1297 | CB 1297 | Tier-1 | Non-HFTD---13 | 2--2 | 0.36516 | 2 | 100% | 8.4009 | 39.85% | 56.35% | 3.796% | 0.16572 | 0 | 0 | 0.16572 | 0 | 0.14386 | 0.34329 | 0.41906 | 0.14386 | 0.34329 | 0.41906 | 0.16817 | 0.40131 | 0.41906 | 1.973% | 0.0061708 | 0.0058653 | 1361.4021 | 0.82568 | 1230.5774 | 129.999 | 1404.0463 | 0 | 0 | 1404.0463 | 5.465e-06%
2028 | 719 | 719-20AE | Tier-1 | Non-HFTD---20 | 1--1 | 0.2593 | 0 | 100% | 0.25643 | 2.302% | 0% | 97.7% | 0.00029221 | 0 | 0 | 0.00029221 | 0 | 0.00025366 | 0.24377 | 0.0010406 | 0.00025366 | 0.24377 | 0.0010406 | 0.00029653 | 0.28497 | 0.0010406 | 0.114% | 0.0008862 | 0.00084233 | 289.3554 | 0.21272 | 32.3414 | 256.8012 | 304.0775 | 0 | 0 | 304.0775 | 9.636e-09%
2028 | 211 | CB 211 | Tier-2 | Tier-2---21 | 1--2 | 0.010606 | 0 | 100% | 0.037273 | 0% | 0% | 100% | 0 | 0 | 0 | 0 | 0 | 0 | 0.0099708 | 0 | 0 | 0.0099708 | 0 | 0 | 0.011656 | 0 | 0% | 5.02e-05 | 4.7715e-05 | 742.4998 | 0.55871 | 67.4492 | 674.4919 | 781.1676 | 0 | 0 | 781.1676 | 0%
2028 | 313 | 313-921F | Tier-1 | Non-HFTD---10 | 3--2 | 0.32122 | 1 | 100% | 17.8162 | 19.43% | 79.61% | 0.9597% | 0.17138 | 0 | 0 | 0.17138 | 0 | 0.14877 | 0.30197 | 0.49266 | 0.14877 | 0.30197 | 0.49266 | 0.17392 | 0.35301 | 0.49266 | 0.962% | 0.018006 | 0.017115 | 989.4465 | 32.4943 | 625.1022 | 331.85 | 1030.9611 | 0 | 0 | 1030.9611 | 5.652e-06%
2028 | 299 | 299-1010AE | Tier-1 | Non-HFTD---20 | 1--1 | 0.44586 | 28 | 100% | 0.3009 | 15.95% | 0% | 84.05% | 0.0023758 | 0 | 0 | 0.0023758 | 0 | 0.0020624 | 0.41916 | 0.0049203 | 0.0020624 | 0.41916 | 0.0049203 | 0.0024109 | 0.49 | 0.0049203 | 0.7896% | 0.001182 | 0.0011235 | 254.5679 | 0.31338 | 59.1142 | 195.1403 | 265.7105 | 0 | 0 | 265.7105 | 7.835e-08%
2028 | 313 | 313-550AE | Tier-1 | Non-HFTD---6 | 3--3 | 1.3333 | 153 | 100% | 63.0293 | 35.2% | 63.19% | 1.611% | 1.0982 | 0 | 0 | 1.0982 | 0 | 0.95333 | 1.2535 | 0.76056 | 0.95333 | 1.2535 | 0.76056 | 1.1145 | 1.4653 | 0.76056 | 1.742% | 0.021034 | 0.019993 | 2996.5143 | 172.626 | 1569.8934 | 1253.9949 | 3097.636 | 0 | 0 | 3097.636 | 3.622e-05%
2028 | 546 | 546-525R | Tier-1 | Non-HFTD---6 | 3--3 | 3.3962 | 95 | 100% | 53.674 | 7.451% | 89.14% | 3.414% | 0.19796 | 0 | 0 | 0.19796 | 0 | 0.17184 | 3.1928 | 0.053821 | 0.17184 | 3.1928 | 0.053821 | 0.20088 | 3.7324 | 0.053821 | 0.3688% | 0.018842 | 0.01791 | 2848.5751 | 3.4959 | 2541.3825 | 303.6966 | 2985.8697 | 0 | 0 | 2985.8697 | 6.528e-06%
2028 | 152 | 152-513AE | Tier-1 | Non-HFTD---12 | 3--2 | 7.8357 | 74 | 100% | 12.0345 | 69.29% | 0% | 30.71% | 0.41277 | 0 | 0 | 0.41277 | 0 | 0.35831 | 7.3663 | 0.048642 | 0.35831 | 7.3663 | 0.048642 | 0.41887 | 8.6113 | 0.048642 | 3.43% | 0.019541 | 0.018574 | 615.8514 | 13.6547 | 361.2301 | 240.9665 | 625.7005 | 0 | 0 | 625.7005 | 1.361e-05%
2028 | 66 | CB 66 | Tier-1 | Non-HFTD---1 | 4--5 | 7.6461 | 1197 | 100% | 917.8674 | 93.46% | 5.958% | 0.5799% | 42.4641 | 0 | 0 | 42.4641 | 0 | 36.8616 | 7.1881 | 5.1282 | 36.8616 | 7.1881 | 5.1282 | 43.0917 | 8.4029 | 5.1282 | 4.626% | 0.036366 | 0.034566 | 25239.7123 | 4508.1978 | 1664.2037 | 19067.3107 | 25325.6439 | 0 | 0 | 25325.6439 | 0.0014%
2028 | 748 | CB 748 | Tier-1 | Non-HFTD---9 | 2--3 | 2.139 | 70 | 100% | 22.3424 | 93.96% | 0% | 6.041% | 1.0391 | 0 | 0 | 1.0391 | 0 | 0.90204 | 2.0109 | 0.44857 | 0.90204 | 2.0109 | 0.44857 | 1.0545 | 2.3508 | 0.44857 | 4.651% | 0.0077366 | 0.0073536 | 2887.8899 | 430.152 | 52.4027 | 2405.3352 | 2896.9749 | 0 | 0 | 2896.9749 | 3.427e-05%
2028 | 591 | 591-39AE | Tier-1 | Non-HFTD---1 | 4--4 | 8.7941 | 609 | 100% | 863.6817 | 30.54% | 68.77% | 0.684% | 13.0582 | 0 | 0 | 13.0582 | 0 | 11.3354 | 8.2673 | 1.3711 | 11.3354 | 8.2673 | 1.3711 | 13.2512 | 9.6646 | 1.3711 | 1.512% | 0.061092 | 0.058068 | 14137.3023 | 873.1637 | 8965.9062 | 4298.2324 | 14648.6655 | 0 | 0 | 14648.6655 | 0.0004306%
2028 | 130 | 130-692R | Tier-1 | Non-HFTD---8 | 4--2 | 9.1392 | 120 | 100% | 38.8551 | 79.61% | 0% | 20.39% | 1.5312 | 0 | 0 | 1.5312 | 0 | 1.3292 | 8.5918 | 0.15471 | 1.3292 | 8.5918 | 0.15471 | 1.5539 | 10.0439 | 0.15471 | 3.941% | 0.029616 | 0.02815 | 1311.9621 | 5.802 | 1040.3906 | 265.7695 | 1325.8909 | 0 | 0 | 1325.8909 | 5.049e-05%
2028 | 217 | 217-835R | Tier-3 | Tier-3---5 | 5--5 | 18.3176 | 1062 | 100% | 10686.9326 | 98.68% | 1.222% | 0.09479% | 522.0384 | 0 | 0 | 522.0384 | 0 | 453.1633 | 17.2204 | 26.3155 | 453.1633 | 17.2204 | 26.3155 | 529.7531 | 20.1308 | 26.3155 | 4.885% | 0.28412 | 0.27006 | 37613.7803 | 6234.338 | 401.1019 | 30978.3405 | 37639.5702 | 0 | 0 | 37639.5702 | 0.01721%
2028 | 212 | 212-1177R | Tier-2 | Tier-2---8 | 5--4 | 12.4913 | 405 | 100% | 1738.9252 | 95.43% | 4.096% | 0.4776% | 82.1402 | 0 | 0 | 82.1402 | 0 | 71.3031 | 11.7431 | 6.0719 | 71.3031 | 11.7431 | 6.0719 | 83.3541 | 13.7278 | 6.0719 | 4.724% | 0.15054 | 0.14309 | 11551.4959 | 1436.1291 | 504.7372 | 9610.6296 | 11579.0081 | 0 | 0 | 11579.0081 | 0.002709%
2028 | 75 | CB 75 | Tier-3 | Tier-3---21 | 1--4 | 0.14545 | 0 | 100% | 4.1734 | 97.63% | 0% | 2.371% | 0.20169 | 0 | 0 | 0.20169 | 0 | 0.17508 | 0.13674 | 1.2803 | 0.17508 | 0.13674 | 1.2803 | 0.20467 | 0.15985 | 1.2803 | 4.833% | 0.0006394 | 0.00060775 | 6527.0943 | 953.8716 | 494.2061 | 5079.0166 | 6535.1527 | 0 | 0 | 6535.1527 | 6.651e-06%
2028 | 496 | CB 496 | Tier-1 | Non-HFTD---20 | 1--1 | 0.23769 | 14 | 100% | 0.1626 | 10.49% | 0% | 89.51% | 0.00084466 | 0 | 0 | 0.00084466 | 0 | 0.00073322 | 0.22345 | 0.0032814 | 0.00073322 | 0.22345 | 0.0032814 | 0.00085714 | 0.26122 | 0.0032814 | 0.5195% | 0.0006016 | 0.00057182 | 270.2755 | 0.18203 | 50.3395 | 219.754 | 282.8737 | 0 | 0 | 282.8737 | 2.785e-08%
2028 | 505 | 505-635R | Tier-1 | Non-HFTD---2 | 4--4 | 22.8048 | 2172 | 100% | 591.8183 | 97.36% | 0% | 2.639% | 28.5218 | 0 | 0 | 28.5218 | 0 | 24.7588 | 21.4388 | 1.1549 | 24.7588 | 21.4388 | 1.1549 | 28.9433 | 25.0622 | 1.1549 | 4.819% | 0.06847 | 0.06508 | 8643.5194 | 1351.8242 | 175.5172 | 7116.178 | 8655.4003 | 0 | 0 | 8655.4003 | 0.0009405%
2028 | 835 | CB 835 | Tier-2 | Tier-2---17 | 1--5 | 0.49168 | 174 | 100% | 42.6475 | 99.43% | 0% | 0.5747% | 2.0989 | 0 | 0 | 2.0989 | 0 | 1.822 | 0.46223 | 3.9418 | 1.822 | 0.46223 | 3.9418 | 2.1299 | 0.54035 | 3.9418 | 4.922% | 0.0017112 | 0.0016265 | 24922.574 | 5223.7878 | 17.636 | 19681.1502 | 24930.0337 | 0 | 0 | 24930.0337 | 6.921e-05%
2028 | RD4 | RD4-49F | Tier-1 | Non-HFTD---16 | 2--1 | 3.5175 | 271 | 100% | 3.6354 | 25.76% | 0% | 74.24% | 0.046356 | 0 | 0 | 0.046356 | 0 | 0.04024 | 3.3068 | 0.012169 | 0.04024 | 3.3068 | 0.012169 | 0.047041 | 3.8657 | 0.012169 | 1.275% | 0.010063 | 0.0095647 | 361.2667 | 2.1724 | 105.3352 | 253.7591 | 375.2341 | 0 | 0 | 375.2341 | 1.529e-06%
2028 | 185 | 185-52F | Tier-1 | Non-HFTD---18 | 3--1 | 0.068182 | 8 | 100% | 1.9986 | 0.2921% | 96.1% | 3.61% | 0.00028895 | 0 | 0 | 0.00028895 | 0 | 0.00025083 | 0.064098 | 0.0039132 | 0.00025083 | 0.064098 | 0.0039132 | 0.00029322 | 0.074931 | 0.0039132 | 0.01446% | 0.014577 | 0.013855 | 137.1083 | 0.56754 | 106.8603 | 29.6805 | 144.2278 | 0 | 0 | 144.2278 | 9.528e-09%
2028 | 77 | CB 77 | Tier-1 | Non-HFTD---3 | 4--3 | 15.8875 | 767 | 100% | 119.7495 | 90.14% | 0% | 9.861% | 5.3431 | 0 | 0 | 5.3431 | 0 | 4.6381 | 14.9358 | 0.31054 | 4.6381 | 14.9358 | 0.31054 | 5.422 | 17.4602 | 0.31054 | 4.462% | 0.052353 | 0.049762 | 2287.3297 | 348.85 | 338.2815 | 1600.1982 | 2299.0765 | 0 | 0 | 2299.0765 | 0.0001762%
2028 | 719 | 719-21AE | Tier-1 | Non-HFTD---16 | 2--1 | 2.2376 | 46 | 100% | 2.7569 | 40.49% | 0% | 59.51% | 0.055252 | 0 | 0 | 0.055252 | 0 | 0.047962 | 2.1036 | 0.0228 | 0.047962 | 2.1036 | 0.0228 | 0.056068 | 2.4591 | 0.0228 | 2.004% | 0.006419 | 0.0061013 | 429.4974 | 0.19234 | 197.1085 | 232.1966 | 442.809 | 0 | 0 | 442.809 | 1.822e-06%
2028 | 512 | 512-50AE | Tier-1 | Non-HFTD---5 | 3--3 | 2.2912 | 159 | 100% | 71.8244 | 0.7571% | 97.4% | 1.847% | 0.026916 | 0 | 0 | 0.026916 | 0 | 0.023365 | 2.154 | 0.010847 | 0.023365 | 2.154 | 0.010847 | 0.027314 | 2.5181 | 0.010847 | 0.03748% | 0.016424 | 0.015611 | 4373.1911 | 5.2566 | 3808.805 | 559.1295 | 4599.2133 | 0 | 0 | 4599.2133 | 8.876e-07%
2028 | 144 | 144-29 | Tier-1 | Non-HFTD---11 | 2--3 | 0.17619 | 16 | 100% | 11.682 | 0.1742% | 98.33% | 1.496% | 0.0010071 | 0 | 0 | 0.0010071 | 0 | 0.00087424 | 0.16563 | 0.0052782 | 0.00087424 | 0.16563 | 0.0052782 | 0.001022 | 0.19363 | 0.0052782 | 0.008621% | 0.0067282 | 0.0063952 | 1736.2798 | 2.3848 | 1561.9921 | 171.903 | 1826.5441 | 0 | 0 | 1826.5441 | 3.321e-08%
2028 | 81 | CB 81 | Tier-1 | Non-HFTD---10 | 3--2 | 6.9752 | 310 | 100% | 21.9247 | 77.75% | 0% | 22.25% | 0.84377 | 0 | 0 | 0.84377 | 0 | 0.73244 | 6.5574 | 0.1117 | 0.73244 | 6.5574 | 0.1117 | 0.85624 | 7.6656 | 0.1117 | 3.848% | 0.01895 | 0.018012 | 1156.9885 | 0.24003 | 922.628 | 234.1205 | 1170.3967 | 0 | 0 | 1170.3967 | 2.782e-05%
2028 | CCB1 | CB CCB1 | Tier-1 | Non-HFTD---17 | 1--3 | 0.10833 | 0 | 100% | 2.0968 | 95.25% | 0% | 4.748% | 0.098863 | 0 | 0 | 0.098863 | 0 | 0.08582 | 0.10184 | 0.84266 | 0.08582 | 0.10184 | 0.84266 | 0.10032 | 0.11906 | 0.84266 | 4.715% | 0.0004866 | 0.00046251 | 4309.0626 | 662.563 | 60.6472 | 3585.8524 | 4319.7167 | 0 | 0 | 4319.7167 | 3.26e-06%
2028 | 714 | 714-549F | Tier-1 | Non-HFTD---5 | 2--4 | 1.7489 | 77 | 100% | 53.2751 | 98.07% | 0% | 1.933% | 2.5861 | 0 | 0 | 2.5861 | 0 | 2.2449 | 1.6441 | 1.3654 | 2.2449 | 1.6441 | 1.3654 | 2.6244 | 1.922 | 1.3654 | 4.854% | 0.0067848 | 0.006449 | 7852.121 | 1591.0401 | 27.5154 | 6233.5655 | 7860.0249 | 0 | 0 | 7860.0249 | 8.528e-05%
2028 | 907 | 907-1562AE | Tier-3 | Tier-3---6 | 4--5 | 4.1122 | 459 | 100% | 8439.7692 | 97.62% | 2.35% | 0.03436% | 407.8089 | 0 | 0 | 407.8089 | 0 | 354.0047 | 3.8658 | 91.5725 | 354.0047 | 3.8658 | 91.5725 | 413.8355 | 4.5192 | 91.5725 | 4.832% | 0.054867 | 0.052151 | 153823.4412 | 28255.722 | 3280.1961 | 122287.5231 | 154014.4199 | 0 | 0 | 154014.4199 | 0.01345%
2028 | 492 | 492-343R | Tier-1 | Non-HFTD---1 | 3--4 | 3.0856 | 96 | 100% | 272.4272 | 37.19% | 62.03% | 0.7764% | 5.0152 | 0 | 0 | 5.0152 | 0 | 4.3535 | 2.9008 | 1.5008 | 4.3535 | 2.9008 | 1.5008 | 5.0893 | 3.3911 | 1.5008 | 1.841% | 0.024839 | 0.02361 | 10967.6322 | 612.0765 | 6977.3835 | 3378.1722 | 11326.3811 | 0 | 0 | 11326.3811 | 0.0001654%
2028 | 1173 | 1173-69 | Tier-1 | Non-HFTD---20 | 1--1 | 0.44187 | 41 | 100% | 0.23868 | 12.02% | 0% | 87.98% | 0.0014207 | 0 | 0 | 0.0014207 | 0 | 0.0012333 | 0.4154 | 0.0029688 | 0.0012333 | 0.4154 | 0.0029688 | 0.0014417 | 0.48561 | 0.0029688 | 0.5952% | 0.000946 | 0.00089917 | 252.3094 | 0.16703 | 50.503 | 201.6393 | 263.8692 | 0 | 0 | 263.8692 | 4.685e-08%
2028 | LR1 | CB LR1 | Tier-1 | Non-HFTD---3 | 4--3 | 12.453 | 567 | 100% | 104.9912 | 92.12% | 0% | 7.878% | 4.7876 | 0 | 0 | 4.7876 | 0 | 4.156 | 11.7071 | 0.35499 | 4.156 | 11.7071 | 0.35499 | 4.8584 | 13.6858 | 0.35499 | 4.56% | 0.036685 | 0.034869 | 2861.9797 | 416.4048 | 112.8622 | 2332.7126 | 2873.7222 | 0 | 0 | 2873.7222 | 0.0001579%
2028 | 790 | CB 790 | Tier-2 | Tier-2---10 | 4--4 | 1.346 | 112 | 100% | 864.253 | 62.67% | 37.21% | 0.1185% | 26.812 | 0 | 0 | 26.812 | 0 | 23.2746 | 1.2654 | 18.3932 | 23.2746 | 1.2654 | 18.3932 | 27.2082 | 1.4793 | 18.3932 | 3.102% | 0.092624 | 0.088039 | 9330.8076 | 1033.7577 | 3102.9179 | 5194.132 | 9512.1882 | 0 | 0 | 9512.1882 | 0.0008842%
2028 | 1049 | 1049-3F | Tier-1 | Non-HFTD---12 | 3--1 | 7.1382 | 182 | 100% | 8.8963 | 41.1% | 0% | 58.9% | 0.18101 | 0 | 0 | 0.18101 | 0 | 0.15712 | 6.7107 | 0.023414 | 0.15712 | 6.7107 | 0.023414 | 0.18368 | 7.8448 | 0.023414 | 2.035% | 0.019998 | 0.019008 | 444.8634 | 18.6046 | 93.9565 | 332.3023 | 458.5083 | 0 | 0 | 458.5083 | 5.969e-06%
2028 | 79 | 79-1215F | Tier-3 | Tier-3---18 | 5--3 | 0.2301 | 18 | 100% | 324.1263 | 99.58% | 0.3619% | 0.05404% | 15.9775 | 0 | 0 | 15.9775 | 0 | 13.8695 | 0.21632 | 64.117 | 13.8695 | 0.21632 | 64.117 | 16.2136 | 0.25288 | 64.117 | 4.929% | 0.1831 | 0.17404 | 1770.1913 | 278.679 | 8.5105 | 1483.0017 | 1770.5747 | 0 | 0 | 1770.5747 | 0.0005269%
2028 | 222 | 222-1523R | Tier-3 | Tier-3---7 | 5--5 | 12.4352 | 2333 | 100% | 7406.689 | 96.62% | 3.25% | 0.1263% | 354.2524 | 0 | 0 | 354.2524 | 0 | 307.5141 | 11.6904 | 26.3049 | 307.5141 | 11.6904 | 26.3049 | 359.4875 | 13.6662 | 26.3049 | 4.783% | 0.26901 | 0.25569 | 27533.3002 | 4015.4723 | 832.0956 | 22685.7323 | 27581.7128 | 0 | 0 | 27581.7128 | 0.01168%
2028 | 966 | CB 966 | Tier-1 | Non-HFTD---17 | 1--2 | 0.25966 | 0 | 100% | 1.248 | 85.91% | 0% | 14.09% | 0.053072 | 0 | 0 | 0.053072 | 0 | 0.04607 | 0.24411 | 0.18873 | 0.04607 | 0.24411 | 0.18873 | 0.053856 | 0.28536 | 0.18873 | 4.253% | 0.001115 | 0.0010598 | 1119.2714 | 148.4379 | 21.0289 | 949.8046 | 1127.4836 | 0 | 0 | 1127.4836 | 1.75e-06%
2028 | MAG1 | CB MAG1 | Tier-1 | Non-HFTD---8 | 5--1 | 0.88881 | 25 | 100% | 27.4341 | 1.826% | 95.93% | 2.248% | 0.024802 | 0 | 0 | 0.024802 | 0 | 0.02153 | 0.83557 | 0.025766 | 0.02153 | 0.83557 | 0.025766 | 0.025168 | 0.97679 | 0.025766 | 0.09041% | 0.095165 | 0.090455 | 288.2778 | 1.1724 | 249.3442 | 37.7612 | 303.0165 | 0 | 0 | 303.0165 | 8.179e-07%
2028 | 908 | 908-1172R | Tier-2 | Tier-2---2 | 5--5 | 10.1766 | 1359 | 100% | 15766.5188 | 98.33% | 1.627% | 0.04735% | 767.3776 | 0 | 0 | 767.3776 | 0 | 666.1338 | 9.567 | 69.6283 | 666.1338 | 9.567 | 69.6283 | 778.718 | 11.1839 | 69.6283 | 4.867% | 0.20692 | 0.19668 | 76195.3215 | 14303.1214 | 1151.1077 | 60741.0923 | 76261.7497 | 0 | 0 | 76261.7497 | 0.02531%
2028 | 490 | 490-23 | Tier-1 | Non-HFTD---15 | 1--4 | 0.21625 | 28 | 100% | 4.2948 | 96.52% | 0% | 3.476% | 0.2052 | 0 | 0 | 0.2052 | 0 | 0.17813 | 0.2033 | 0.8762 | 0.17813 | 0.2033 | 0.8762 | 0.20823 | 0.23765 | 0.8762 | 4.778% | 0.0007132 | 0.0006779 | 6021.8257 | 949.5603 | 22.0761 | 5050.1893 | 6032.728 | 0 | 0 | 6032.728 | 6.767e-06%
2028 | 907 | 907-1604 | Tier-3 | Tier-3---19 | 3--2 | 0.01875 | 0 | 100% | 17.8439 | 83.33% | 16.48% | 0.1969% | 0.73601 | 0 | 0 | 0.73601 | 0 | 0.6389 | 0.017627 | 36.2458 | 0.6389 | 0.017627 | 36.2458 | 0.74688 | 0.020606 | 36.2458 | 4.125% | 0.017739 | 0.016861 | 1005.9134 | 134.52 | 136.2349 | 735.1585 | 1014.6476 | 0 | 0 | 1014.6476 | 2.427e-05%
2028 | HC3 | CB HC3 | Tier-1 | Non-HFTD---10 | 4--2 | 12.0409 | 546 | 100% | 24.3902 | 66.04% | 0% | 33.96% | 0.79725 | 0 | 0 | 0.79725 | 0 | 0.69207 | 11.3196 | 0.061139 | 0.69207 | 11.3196 | 0.061139 | 0.80903 | 13.2328 | 0.061139 | 3.269% | 0.035828 | 0.034054 | 680.7657 | 68.4975 | 157.3177 | 454.9505 | 692.8072 | 0 | 0 | 692.8072 | 2.629e-05%
2028 | 362 | 362-47F | Tier-1 | Non-HFTD---3 | 4--3 | 14.5108 | 539 | 100% | 174.2726 | 36.5% | 57.41% | 6.096% | 3.1484 | 0 | 0 | 3.1484 | 0 | 2.733 | 13.6416 | 0.20034 | 2.733 | 13.6416 | 0.20034 | 3.1949 | 15.9472 | 0.20034 | 1.807% | 0.049116 | 0.046685 | 3548.1987 | 294.627 | 1994.8222 | 1258.7495 | 3665.5412 | 0 | 0 | 3665.5412 | 0.0001038%
2028 | 835 | 835-10F | Tier-2 | Tier-2---19 | 1--4 | 0.3653 | 59 | 100% | 12.4137 | 98.83% | 0% | 1.166% | 0.60731 | 0 | 0 | 0.60731 | 0 | 0.52719 | 0.34342 | 1.5351 | 0.52719 | 0.34342 | 1.5351 | 0.61629 | 0.40146 | 1.5351 | 4.892% | 0.0010446 | 0.00099289 | 11883.6638 | 1899.9347 | 22.1501 | 9961.5789 | 11890.8775 | 0 | 0 | 11890.8775 | 2.003e-05%
2028 | RB1 | CB RB1 | Tier-3 | Tier-3---20 | 1--5 | 0.026705 | 4 | 100% | 29.7534 | 99.88% | 0% | 0.1212% | 1.471 | 0 | 0 | 1.471 | 0 | 1.2769 | 0.025105 | 50.8637 | 1.2769 | 0.025105 | 50.8637 | 1.4927 | 0.029348 | 50.8637 | 4.944% | 0.0001458 | 0.00013858 | 204069.8082 | 32853.3253 | 379.8701 | 170836.6129 | 204082.6843 | 0 | 0 | 204082.6843 | 4.851e-05%
2028 | 907 | 907-1602 | Tier-3 | Tier-3---17 | 3--4 | 0.10398 | 4 | 100% | 257.2419 | 98.67% | 1.294% | 0.04048% | 12.5635 | 0 | 0 | 12.5635 | 0 | 10.906 | 0.097749 | 111.5711 | 10.906 | 0.097749 | 111.5711 | 12.7492 | 0.11427 | 111.5711 | 4.884% | 0.018131 | 0.017233 | 14188.117 | 2263.0518 | 146.1468 | 11778.9183 | 14197.9773 | 0 | 0 | 14197.9773 | 0.0004143%
2028 | 282 | CB 282 | Tier-2 | Tier-2---15 | 4--3 | 1.0646 | 34 | 100% | 152.5069 | 4.749% | 94.48% | 0.7672% | 0.3585 | 0 | 0 | 0.3585 | 0 | 0.3112 | 1.0008 | 0.31095 | 0.3112 | 1.0008 | 0.31095 | 0.3638 | 1.1699 | 0.31095 | 0.2351% | 0.035573 | 0.033812 | 4287.153 | 11.5968 | 3743.6752 | 531.8809 | 4499.8161 | 0 | 0 | 4499.8161 | 1.182e-05%
2028 | 123 | 123-437 | Tier-1 | Non-HFTD---17 | 1--2 | 0.28887 | 10 | 100% | 1.1053 | 75.1% | 0% | 24.9% | 0.041085 | 0 | 0 | 0.041085 | 0 | 0.035665 | 0.27157 | 0.13133 | 0.035665 | 0.27157 | 0.13133 | 0.041692 | 0.31747 | 0.13133 | 3.717% | 0.0010262 | 0.0009754 | 1077.05 | 100.0793 | 217.6769 | 759.2939 | 1091.0192 | 0 | 0 | 1091.0192 | 1.355e-06%
2028 | LA2 | CB LA2 | Tier-1 | Non-HFTD---12 | 3--2 | 7.183 | 176 | 100% | 12.2214 | 57.22% | 0% | 42.78% | 0.34614 | 0 | 0 | 0.34614 | 0 | 0.30047 | 6.7527 | 0.044496 | 0.30047 | 6.7527 | 0.044496 | 0.35125 | 7.894 | 0.044496 | 2.832% | 0.020909 | 0.019874 | 584.5039 | 23.2258 | 216.3025 | 344.9757 | 597.5271 | 0 | 0 | 597.5271 | 1.141e-05%
2028 | 206 | 206-1817 | Tier-2 | Tier-2---4 | 4--5 | 11.7296 | 836 | 100% | 2976.5734 | 99.75% | 0% | 0.2502% | 146.9718 | 0 | 0 | 146.9718 | 0 | 127.5811 | 11.027 | 11.5699 | 127.5811 | 11.027 | 11.5699 | 149.1437 | 12.8906 | 11.5699 | 4.938% | 0.038208 | 0.036317 | 77904.8627 | 12644.4177 | 94.4539 | 65165.9911 | 77915.0127 | 0 | 0 | 77915.0127 | 0.004847%
2028 | 857 | CB 857 | Tier-1 | Non-HFTD---4 | 2--4 | 2.4864 | 160 | 100% | 134.8206 | 98.53% | 0% | 1.467% | 6.5757 | 0 | 0 | 6.5757 | 0 | 5.7081 | 2.3374 | 2.442 | 5.7081 | 2.3374 | 2.442 | 6.6729 | 2.7325 | 2.442 | 4.877% | 0.0091096 | 0.0086587 | 14799.8335 | 2316.1863 | 406.4843 | 12077.1629 | 14811.1433 | 0 | 0 | 14811.1433 | 0.0002168%
2028 | 1233 | 1233-591R | Tier-3 | Tier-3---12 | 5--5 | 6.4721 | 569 | 100% | 4300.1838 | 98.66% | 1.226% | 0.1146% | 210.0058 | 0 | 0 | 210.0058 | 0 | 182.2987 | 6.0844 | 29.9615 | 182.2987 | 6.0844 | 29.9615 | 213.1093 | 7.1128 | 29.9615 | 4.884% | 0.13142 | 0.12491 | 32721.9695 | 5569.8694 | 365.067 | 26787.0331 | 32744.8122 | 0 | 0 | 32744.8122 | 0.006925%
2028 | 418 | 418-1260 | Tier-1 | Non-HFTD---18 | 2--1 | 2.407 | 55 | 100% | 2.1529 | 26.16% | 0% | 73.84% | 0.027881 | 0 | 0 | 0.027881 | 0 | 0.024203 | 2.2628 | 0.010696 | 0.024203 | 2.2628 | 0.010696 | 0.028293 | 2.6453 | 0.010696 | 1.295% | 0.0068202 | 0.0064826 | 315.6683 | 2.8639 | 87.2806 | 225.5239 | 327.8067 | 0 | 0 | 327.8067 | 9.194e-07%
2028 | ELE1 | CB ELE1 | Tier-1 | Non-HFTD---16 | 2--1 | 3.0237 | 226 | 100% | 2.9214 | 23.25% | 0% | 76.75% | 0.033616 | 0 | 0 | 0.033616 | 0 | 0.029181 | 2.8426 | 0.010266 | 0.029181 | 2.8426 | 0.010266 | 0.034113 | 3.323 | 0.010266 | 1.151% | 0.0086982 | 0.0082676 | 335.8673 | 0.21618 | 101.3542 | 234.2969 | 349.2925 | 0 | 0 | 349.2925 | 1.109e-06%
2028 | 217 | 217-972R | Tier-2 | Tier-2---8 | 5--4 | 9.5829 | 969 | 100% | 1438.6594 | 90.88% | 8.66% | 0.4639% | 64.7163 | 0 | 0 | 64.7163 | 0 | 56.178 | 9.0089 | 6.2358 | 56.178 | 9.0089 | 6.2358 | 65.6727 | 10.5315 | 6.2358 | 4.498% | 0.18227 | 0.17325 | 7892.9777 | 1198.2453 | 600.4509 | 6094.2815 | 7930.4807 | 0 | 0 | 7930.4807 | 0.002134%
2028 | 120 | 120-368F | Tier-1 | Non-HFTD---7 | 2--3 | 1.3866 | 191 | 100% | 30.1162 | 0.9946% | 95.55% | 3.451% | 0.014827 | 0 | 0 | 0.014827 | 0 | 0.012871 | 1.3035 | 0.009874 | 0.012871 | 1.3035 | 0.009874 | 0.015047 | 1.5239 | 0.009874 | 0.04923% | 0.011459 | 0.010892 | 2628.1708 | 4.7284 | 2320.4806 | 302.9617 | 2763.6789 | 0 | 0 | 2763.6789 | 4.89e-07%
2028 | 1250 | 1250-27R | Tier-2 | Tier-2---6 | 5--5 | 4.6189 | 484 | 100% | 6418.5082 | 93.04% | 6.917% | 0.04745% | 295.5897 | 0 | 0 | 295.5897 | 0 | 256.5911 | 4.3423 | 59.0914 | 256.5911 | 4.3423 | 59.0914 | 299.9579 | 5.0762 | 59.0914 | 4.605% | 0.097369 | 0.09255 | 65919.1509 | 13368.0206 | 4366.1577 | 48184.9726 | 66158.2276 | 0 | 0 | 66158.2276 | 0.009747%
2028 | 548 | 548-18F | Tier-1 | Non-HFTD---17 | 1--1 | 1.1802 | 43 | 100% | 1.1676 | 51.97% | 0% | 48.03% | 0.030039 | 0 | 0 | 0.030039 | 0 | 0.026076 | 1.1095 | 0.023503 | 0.026076 | 1.1095 | 0.023503 | 0.030483 | 1.297 | 0.023503 | 2.573% | 0.0027166 | 0.0025821 | 429.8188 | 0.57984 | 239.5369 | 189.7021 | 440.5693 | 0 | 0 | 440.5693 | 9.906e-07%
2028 | 215 | CB 215 | Tier-3 | Tier-3---20 | 1--5 | 0.14848 | 8 | 100% | 133.9133 | 99.89% | 0% | 0.1056% | 6.6217 | 0 | 0 | 6.6217 | 0 | 5.7481 | 0.13959 | 41.1781 | 5.7481 | 0.13959 | 41.1781 | 6.7196 | 0.16318 | 41.1781 | 4.945% | 0.0005546 | 0.00052715 | 241459.2274 | 38751.4093 | 725.0579 | 201982.7602 | 241472.5028 | 0 | 0 | 241472.5028 | 0.0002184%
2028 | 157 | 157-189R | Tier-3 | Tier-3---9 | 5--4 | 27.7167 | 1055 | 100% | 5507.0239 | 92.46% | 7.234% | 0.3043% | 252.0471 | 0 | 0 | 252.0471 | 0 | 218.7933 | 26.0565 | 8.3969 | 218.7933 | 26.0565 | 8.3969 | 255.7719 | 30.4603 | 8.3969 | 4.577% | 0.3705 | 0.35216 | 14863.9228 | 1949.0115 | 963.9544 | 11950.9569 | 14922.279 | 0 | 0 | 14922.279 | 0.008312%
2028 | 283 | 283-55R | Tier-3 | Tier-3---9 | 5--5 | 7.2309 | 112 | 100% | 5299.6344 | 98.55% | 1.37% | 0.07601% | 258.5396 | 0 | 0 | 258.5396 | 0 | 224.4292 | 6.7977 | 33.0153 | 224.4292 | 6.7977 | 33.0153 | 262.3603 | 7.9466 | 33.0153 | 4.878% | 0.20157 | 0.19159 | 26291.5727 | 4431.5745 | 343.4719 | 21516.5263 | 26311.366 | 0 | 0 | 26311.366 | 0.008526%
2028 | 483 | CB 483 | Tier-1 | Non-HFTD---11 | 2--2 | 2.1438 | 53 | 100% | 10.3604 | 90.93% | 0% | 9.069% | 0.46633 | 0 | 0 | 0.46633 | 0 | 0.40481 | 2.0154 | 0.20086 | 0.40481 | 2.0154 | 0.20086 | 0.47322 | 2.356 | 0.20086 | 4.501% | 0.006517 | 0.0061944 | 1589.7521 | 232.4385 | 19.5086 | 1337.8049 | 1597.2601 | 0 | 0 | 1597.2601 | 1.538e-05%
2028 | 730 | 730-971R | Tier-1 | Non-HFTD---8 | 3--2 | 8.1335 | 250 | 100% | 26.5137 | 79.89% | 0% | 20.11% | 1.0484 | 0 | 0 | 1.0484 | 0 | 0.91012 | 7.6463 | 0.11903 | 0.91012 | 7.6463 | 0.11903 | 1.0639 | 8.9387 | 0.11903 | 3.954% | 0.02251 | 0.021395 | 1177.8833 | 63.4791 | 575.4887 | 538.9155 | 1190.2215 | 0 | 0 | 1190.2215 | 3.457e-05%
2028 | 551 | 551-19 | Tier-1 | Non-HFTD---12 | 3--2 | 6.4676 | 228 | 100% | 15.235 | 68.38% | 0% | 31.62% | 0.51569 | 0 | 0 | 0.51569 | 0 | 0.44765 | 6.0802 | 0.073625 | 0.44765 | 6.0802 | 0.073625 | 0.52331 | 7.1078 | 0.073625 | 3.385% | 0.018991 | 0.018051 | 802.2291 | 3.4308 | 551.779 | 247.0193 | 815.4385 | 0 | 0 | 815.4385 | 1.701e-05%
2028 | 855 | 855-46AE | Tier-2 | Tier-2---15 | 1--5 | 0.25303 | 0 | 100% | 188.5529 | 99.88% | 0% | 0.1171% | 9.3224 | 0 | 0 | 9.3224 | 0 | 8.0925 | 0.23787 | 34.02 | 8.0925 | 0.23787 | 34.02 | 9.4602 | 0.27808 | 34.02 | 4.944% | 0.0010888 | 0.0010349 | 173174.957 | 50966.8705 | 22.9996 | 122185.0869 | 173185.5197 | 0 | 0 | 173185.5197 | 0.0003074%
2028 | 95 | 95-35F | Tier-1 | Non-HFTD---9 | 2--2 | 2.2868 | 190 | 100% | 19.0547 | 69.14% | 22.45% | 8.414% | 0.65213 | 0 | 0 | 0.65213 | 0 | 0.56609 | 2.1498 | 0.26333 | 0.56609 | 2.1498 | 0.26333 | 0.66177 | 2.5131 | 0.26333 | 3.422% | 0.011941 | 0.01135 | 1595.6856 | 179.3204 | 352.6449 | 1063.7203 | 1621.3303 | 0 | 0 | 1621.3303 | 2.15e-05%
2028 | 1030 | 1030-1777 | Tier-3 | Tier-3---5 | 5--5 | 5.7761 | 253 | 100% | 11817.5772 | 98.58% | 1.381% | 0.03413% | 576.6917 | 0 | 0 | 576.6917 | 0 | 500.606 | 5.4302 | 92.1901 | 500.606 | 5.4302 | 92.1901 | 585.2141 | 6.3479 | 92.1901 | 4.88% | 0.24629 | 0.2341 | 47981.5879 | 7910.8802 | 628.0436 | 39442.6641 | 48016.9501 | 0 | 0 | 48016.9501 | 0.01902%
2028 | 1215 | CB 1215 | Tier-3 | Tier-3---20 | 1--5 | 0.05303 | 0 | 100% | 21.8223 | 99.66% | 0% | 0.344% | 1.0765 | 0 | 0 | 1.0765 | 0 | 0.93446 | 0.049854 | 18.744 | 0.93446 | 0.049854 | 18.744 | 1.0924 | 0.05828 | 18.744 | 4.933% | 0.0002576 | 0.00024485 | 84713.9519 | 12244.53 | 142.3109 | 72327.111 | 84729.1273 | 0 | 0 | 84729.1273 | 3.55e-05%
2028 | 166 | 166-984F | Tier-1 | Non-HFTD---16 | 2--1 | 5.0462 | 201 | 100% | 4.5392 | 30.05% | 0% | 69.95% | 0.067511 | 0 | 0 | 0.067511 | 0 | 0.058604 | 4.7439 | 0.012354 | 0.058604 | 4.7439 | 0.012354 | 0.068509 | 5.5457 | 0.012354 | 1.487% | 0.013305 | 0.012647 | 341.1538 | 0.41222 | 122.751 | 217.9905 | 353.5821 | 0 | 0 | 353.5821 | 2.226e-06%
2028 | 564 | CB 564 | Tier-1 | Non-HFTD---5 | 1--5 | 0.65684 | 30 | 100% | 57.5722 | 99.31% | 0% | 0.6931% | 2.8301 | 0 | 0 | 2.8301 | 0 | 2.4567 | 0.61749 | 3.9785 | 2.4567 | 0.61749 | 3.9785 | 2.8719 | 0.72186 | 3.9785 | 4.916% | 0.002902 | 0.0027584 | 19838.8117 | 2914.289 | 1862.4717 | 15062.051 | 19845.9726 | 0 | 0 | 19845.9726 | 9.333e-05%
2028 | 835 | 835-11F | Tier-2 | Tier-2---15 | 1--5 | 1.0576 | 39 | 100% | 139.955 | 99.63% | 0% | 0.3714% | 6.902 | 0 | 0 | 6.902 | 0 | 5.9914 | 0.99423 | 6.0262 | 5.9914 | 0.99423 | 6.0262 | 7.004 | 1.1623 | 6.0262 | 4.932% | 0.0041866 | 0.0039794 | 33429.2729 | 8048.3513 | 14.1386 | 25366.7829 | 33435.7392 | 0 | 0 | 33435.7392 | 0.0002276%
2028 | 120 | CB 120 | Tier-1 | Non-HFTD---5 | 2--4 | 0.83351 | 54 | 100% | 72.8901 | 46.84% | 52.05% | 1.107% | 1.6901 | 0 | 0 | 1.6901 | 0 | 1.4671 | 0.78358 | 1.8723 | 1.4671 | 0.78358 | 1.8723 | 1.7151 | 0.91602 | 1.8723 | 2.319% | 0.010618 | 0.010093 | 6864.6422 | 601.3181 | 3453.7454 | 2809.5787 | 7054.6775 | 0 | 0 | 7054.6775 | 5.573e-05%
2028 | 781 | 781-44 | Tier-1 | Non-HFTD---2 | 4--4 | 15.9541 | 1118 | 100% | 408.0386 | 9.644% | 87.69% | 2.666% | 1.9479 | 0 | 0 | 1.9479 | 0 | 1.6909 | 14.9985 | 0.11274 | 1.6909 | 14.9985 | 0.11274 | 1.9767 | 17.5334 | 0.11274 | 0.4774% | 0.057288 | 0.054452 | 7122.6331 | 90.5718 | 5991.9403 | 1040.121 | 7457.7922 | 0 | 0 | 7457.7922 | 6.423e-05%
2028 | 222 | 222-1986R | Tier-3 | Tier-3---1 | 5--5 | 21.2556 | 733 | 100% | 79194.3488 | 99.25% | 0.7305% | 0.01724% | 3890.8074 | 0 | 0 | 3890.8074 | 0 | 3377.4744 | 19.9825 | 169.022 | 3377.4744 | 19.9825 | 169.022 | 3948.3061 | 23.3597 | 169.022 | 4.913% | 0.41507 | 0.39452 | 190797.4815 | 33595.3988 | 1245.7209 | 155956.3617 | 190871.7807 | 0 | 0 | 190871.7807 | 0.1283%
2028 | 473 | CB 473 | Tier-1 | Non-HFTD---2 | 5--4 | 8.3298 | 539 | 100% | 543.89 | 19.16% | 79.89% | 0.9474% | 5.1597 | 0 | 0 | 5.1597 | 0 | 4.479 | 7.8308 | 0.57197 | 4.479 | 7.8308 | 0.57197 | 5.2359 | 9.1543 | 0.57197 | 0.9487% | 0.10114 | 0.096132 | 5377.691 | 163.6638 | 4088.0705 | 1125.9566 | 5604.0765 | 0 | 0 | 5604.0765 | 0.0001701%
2028 | 247 | CB 247 | Tier-2 | Tier-2---12 | 4--4 | 3.5733 | 151 | 100% | 379.7423 | 70.28% | 29.01% | 0.71% | 13.2106 | 0 | 0 | 13.2106 | 0 | 11.4677 | 3.3592 | 3.4138 | 11.4677 | 3.3592 | 3.4138 | 13.4059 | 3.927 | 3.4138 | 3.479% | 0.038566 | 0.036657 | 9846.5066 | 1443.1584 | 2899.0809 | 5504.2673 | 9998.9083 | 0 | 0 | 9998.9083 | 0.0004356%
2028 | 1245 | CB 1245 | Tier-2 | Tier-2---15 | 1--5 | 0.4697 | 0 | 100% | 108.0997 | 99.75% | 0% | 0.2497% | 5.3376 | 0 | 0 | 5.3376 | 0 | 4.6334 | 0.44156 | 10.4931 | 4.6334 | 0.44156 | 10.4931 | 5.4165 | 0.51619 | 10.4931 | 4.938% | 0.001637 | 0.001556 | 66035.2637 | 17244.823 | 21.4736 | 48768.9671 | 66043.8516 | 0 | 0 | 66043.8516 | 0.000176%
2028 | 909 | 909-451 | Tier-3 | Tier-3---1 | 5--5 | 20.5957 | 1501 | 100% | 55252.3747 | 99.27% | 0.7029% | 0.02396% | 2715.113 | 0 | 0 | 2715.113 | 0 | 2356.8951 | 19.362 | 121.7278 | 2356.8951 | 19.362 | 121.7278 | 2755.2372 | 22.6344 | 121.7278 | 4.914% | 0.31112 | 0.29572 | 177590.703 | 30501.3074 | 1127.1647 | 145962.2309 | 177657.9267 | 0 | 0 | 177657.9267 | 0.08953%
2028 | GH2 | CB GH2 | Tier-1 | Non-HFTD---16 | 2--1 | 2.462 | 67 | 100% | 2.4391 | 22.32% | 0% | 77.68% | 0.026948 | 0 | 0 | 0.026948 | 0 | 0.023393 | 2.3145 | 0.010107 | 0.023393 | 2.3145 | 0.010107 | 0.027346 | 2.7057 | 0.010107 | 1.105% | 0.0074138 | 0.0070468 | 328.9948 | 6.3654 | 58.4562 | 264.1731 | 342.304 | 0 | 0 | 342.304 | 8.886e-07%
2028 | 355 | 355-6R | Tier-2 | Tier-2---7 | 4--5 | 1.7237 | 249 | 100% | 1698.7097 | 79.94% | 19.99% | 0.07228% | 67.2176 | 0 | 0 | 67.2176 | 0 | 58.3493 | 1.6204 | 36.0084 | 58.3493 | 1.6204 | 36.0084 | 68.211 | 1.8943 | 36.0084 | 3.957% | 0.074333 | 0.070654 | 22852.699 | 2966.2426 | 4205.6125 | 15680.8438 | 23091.4486 | 0 | 0 | 23091.4486 | 0.002217%
2028 | 702 | 702-30 | Tier-1 | Non-HFTD---3 | 4--3 | 8.6788 | 214 | 100% | 100.3702 | 67.48% | 26.99% | 5.53% | 3.3524 | 0 | 0 | 3.3524 | 0 | 2.9101 | 8.1589 | 0.35668 | 2.9101 | 8.1589 | 0.35668 | 3.402 | 9.5379 | 0.35668 | 3.34% | 0.033242 | 0.031597 | 3019.3805 | 488.6759 | 847.0105 | 1683.6941 | 3070.5224 | 0 | 0 | 3070.5224 | 0.0001106%
2028 | 205 | 205-369R | Tier-1 | Non-HFTD---2 | 4--4 | 15.9271 | 1706 | 100% | 370.1825 | 97.17% | 0% | 2.827% | 17.8061 | 0 | 0 | 17.8061 | 0 | 15.4569 | 14.9731 | 1.0323 | 15.4569 | 14.9731 | 1.0323 | 18.0692 | 17.5037 | 1.0323 | 4.81% | 0.046634 | 0.044326 | 7938.0395 | 1227.249 | 240.0519 | 6470.7387 | 7949.7244 | 0 | 0 | 7949.7244 | 0.0005872%
2028 | 154 | 154-897F | Tier-1 | Non-HFTD---20 | 1--1 | 0.72155 | 28 | 100% | 0.3167 | 2.18% | 0% | 97.82% | 0.00034168 | 0 | 0 | 0.00034168 | 0 | 0.0002966 | 0.67833 | 0.00043725 | 0.0002966 | 0.67833 | 0.00043725 | 0.00034673 | 0.79298 | 0.00043725 | 0.1079% | 0.002013 | 0.0019134 | 157.3294 | 0.11581 | 17.4095 | 139.8041 | 165.3442 | 0 | 0 | 165.3442 | 1.127e-08%
2028 | 971 | 971-29R | Tier-3 | Tier-3---6 | 5--5 | 3.8006 | 201 | 100% | 8015.4065 | 99.46% | 0.5042% | 0.0309% | 394.6396 | 0 | 0 | 394.6396 | 0 | 342.5729 | 3.5729 | 95.8807 | 342.5729 | 3.5729 | 95.8807 | 400.4716 | 4.1768 | 95.8807 | 4.924% | 0.12171 | 0.11568 | 65856.8143 | 11074.2553 | 300.8602 | 54481.6988 | 65875.1664 | 0 | 0 | 65875.1664 | 0.01301%
2028 | 481 | 481-30 | Tier-1 | Non-HFTD---16 | 2--1 | 3.2669 | 149 | 100% | 2.7763 | 24.5% | 0% | 75.5% | 0.033676 | 0 | 0 | 0.033676 | 0 | 0.029233 | 3.0712 | 0.0095184 | 0.029233 | 3.0712 | 0.0095184 | 0.034173 | 3.5903 | 0.0095184 | 1.213% | 0.0083508 | 0.0079374 | 332.4593 | 0.20057 | 104.1964 | 228.0624 | 345.5304 | 0 | 0 | 345.5304 | 1.111e-06%
2028 | 353 | 353-904R | Tier-2 | Tier-2---3 | 5--5 | 7.0653 | 395 | 100% | 13534.4067 | 99.43% | 0.528% | 0.03951% | 666.1513 | 0 | 0 | 666.1513 | 0 | 578.2628 | 6.6421 | 87.06 | 578.2628 | 6.6421 | 87.06 | 675.9958 | 7.7647 | 87.06 | 4.922% | 0.12577 | 0.11955 | 107611.5055 | 19419.395 | 792.7842 | 87399.3263 | 107643.3078 | 0 | 0 | 107643.3078 | 0.02197%
2028 | 311 | 311-1199 | Tier-2 | Tier-2---20 | 3--2 | 0.4381 | 36 | 100% | 15.6056 | 49.38% | 48.09% | 2.529% | 0.38147 | 0 | 0 | 0.38147 | 0 | 0.33114 | 0.41186 | 0.80403 | 0.33114 | 0.41186 | 0.80403 | 0.38711 | 0.48147 | 0.80403 | 2.444% | 0.018336 | 0.017428 | 851.1013 | 60.6306 | 426.7234 | 363.7473 | 873.5365 | 0 | 0 | 873.5365 | 1.258e-05%
2028 | 188 | 188-12F | Tier-1 | Non-HFTD---19 | 1--2 | 0.24244 | 18 | 100% | 0.37445 | 60.74% | 0% | 39.26% | 0.011258 | 0 | 0 | 0.011258 | 0 | 0.0097725 | 0.22792 | 0.042877 | 0.0097725 | 0.22792 | 0.042877 | 0.011424 | 0.26644 | 0.042877 | 3.006% | 0.0006558 | 0.00062334 | 570.9839 | 56.1501 | 25.9997 | 488.8341 | 582.659 | 0 | 0 | 582.659 | 3.712e-07%
2028 | 236 | 236-1573R | Tier-3 | Tier-3---7 | 5--5 | 7.1517 | 256 | 100% | 6927.8558 | 97.84% | 2.089% | 0.06679% | 335.5367 | 0 | 0 | 335.5367 | 0 | 291.2678 | 6.7233 | 43.3219 | 291.2678 | 6.7233 | 43.3219 | 340.4953 | 7.8597 | 43.3219 | 4.843% | 0.18488 | 0.17572 | 37473.1079 | 6448.1569 | 711.4883 | 30313.4626 | 37515.1745 | 0 | 0 | 37515.1745 | 0.01106%
2028 | 777 | 777-263F | Tier-1 | Non-HFTD---17 | 1--2 | 0.28785 | 0 | 100% | 1.1231 | 80.53% | 0% | 19.47% | 0.044774 | 0 | 0 | 0.044774 | 0 | 0.038867 | 0.27061 | 0.14363 | 0.038867 | 0.27061 | 0.14363 | 0.045436 | 0.31635 | 0.14363 | 3.986% | 0.0008638 | 0.00082104 | 1300.2394 | 169.3313 | 25.8272 | 1105.0809 | 1313.4199 | 0 | 0 | 1313.4199 | 1.476e-06%
2028 | 212 | CB 212 | Tier-2 | Tier-2---19 | 1--5 | 0.23902 | 0 | 100% | 22.9809 | 99.09% | 0% | 0.9069% | 1.1272 | 0 | 0 | 1.1272 | 0 | 0.97851 | 0.2247 | 4.3548 | 0.97851 | 0.2247 | 4.3548 | 1.1439 | 0.26267 | 4.3548 | 4.905% | 0.0011646 | 0.001107 | 19732.8401 | 1812.7881 | 561.3991 | 17358.6529 | 19742.1595 | 0 | 0 | 19742.1595 | 3.717e-05%
2028 | 329 | CB 329 | Tier-2 | Tier-2---14 | 3--4 | 2.4417 | 31 | 100% | 215.2852 | 96.83% | 2.614% | 0.5577% | 10.3186 | 0 | 0 | 10.3186 | 0 | 8.9573 | 2.2954 | 3.9022 | 8.9573 | 2.2954 | 3.9022 | 10.4711 | 2.6834 | 3.9022 | 4.793% | 0.026212 | 0.024915 | 8213.1037 | 1191.5515 | 755.5628 | 6265.9894 | 8226.6688 | 0 | 0 | 8226.6688 | 0.0003403%
2028 | 733 | 733-23R | Tier-1 | Non-HFTD---10 | 4--1 | 14.2499 | 708 | 100% | 18.173 | 43.59% | 0% | 56.41% | 0.39211 | 0 | 0 | 0.39211 | 0 | 0.34038 | 13.3963 | 0.025408 | 0.34038 | 13.3963 | 0.025408 | 0.3979 | 15.6604 | 0.025408 | 2.158% | 0.039686 | 0.037722 | 457.9176 | 5.4845 | 190.7048 | 261.7282 | 471.3702 | 0 | 0 | 471.3702 | 1.293e-05%
2028 | 138 | 138-358R | Tier-1 | Non-HFTD---8 | 3--3 | 5.9884 | 352 | 100% | 38.8456 | 86.43% | 0% | 13.57% | 1.6618 | 0 | 0 | 1.6618 | 0 | 1.4426 | 5.6297 | 0.25624 | 1.4426 | 5.6297 | 0.25624 | 1.6864 | 6.5812 | 0.25624 | 4.278% | 0.022652 | 0.021531 | 1714.8689 | 4.9224 | 1481.4917 | 228.4549 | 1726.9914 | 0 | 0 | 1726.9914 | 5.48e-05%
2028 | 163 | 163-33R | Tier-1 | Non-HFTD---10 | 4--2 | 10.3481 | 566 | 100% | 25.0426 | 46.21% | 0% | 53.79% | 0.57287 | 0 | 0 | 0.57287 | 0 | 0.49729 | 9.7283 | 0.051118 | 0.49729 | 9.7283 | 0.051118 | 0.58133 | 11.3725 | 0.051118 | 2.288% | 0.044418 | 0.042219 | 563.798 | 5.8936 | 264.9054 | 292.999 | 579.5904 | 0 | 0 | 579.5904 | 1.889e-05%
2028 | RD2 | CB RD2 | Tier-1 | Non-HFTD---12 | 3--1 | 8.8002 | 319 | 100% | 9.3441 | 27.56% | 0% | 72.44% | 0.12749 | 0 | 0 | 0.12749 | 0 | 0.11067 | 8.2731 | 0.013377 | 0.11067 | 8.2731 | 0.013377 | 0.12938 | 9.6714 | 0.013377 | 1.364% | 0.026759 | 0.025434 | 349.1931 | 3.0965 | 101.4578 | 244.6387 | 362.3657 | 0 | 0 | 362.3657 | 4.204e-06%
2028 | 505 | 505-1676F | Tier-1 | Non-HFTD---4 | 3--4 | 5.4025 | 268 | 100% | 126.3109 | 97.31% | 0% | 2.687% | 6.0844 | 0 | 0 | 6.0844 | 0 | 5.2816 | 5.0789 | 1.0399 | 5.2816 | 5.0789 | 1.0399 | 6.1743 | 5.9373 | 1.0399 | 4.817% | 0.016119 | 0.015321 | 7836.1516 | 1240.1952 | 66.9195 | 6529.037 | 7847.1186 | 0 | 0 | 7847.1186 | 0.0002006%
2028 | 103 | CB 103 | Tier-1 | Non-HFTD---2 | 4--4 | 10.3631 | 451 | 100% | 251.3079 | 4.044% | 92.91% | 3.046% | 0.50308 | 0 | 0 | 0.50308 | 0 | 0.43671 | 9.7423 | 0.044826 | 0.43671 | 9.7423 | 0.044826 | 0.51052 | 11.3889 | 0.044826 | 0.2002% | 0.044854 | 0.042634 | 5602.7475 | 13.1962 | 4846.1699 | 743.3814 | 5882.7266 | 0 | 0 | 5882.7266 | 1.659e-05%
2028 | 222 | 222-1992R | Tier-3 | Tier-3---18 | 5--2 | 0.78597 | 38 | 100% | 288.7705 | 86.56% | 13.18% | 0.2657% | 12.3725 | 0 | 0 | 12.3725 | 0 | 10.7401 | 0.73889 | 14.5354 | 10.7401 | 0.73889 | 14.5354 | 12.5553 | 0.86378 | 14.5354 | 4.285% | 0.22115 | 0.2102 | 1305.7642 | 167.1535 | 149.2603 | 989.3504 | 1314.9061 | 0 | 0 | 1314.9061 | 0.000408%
2028 | 150 | 150-506 | Tier-1 | Non-HFTD---9 | 1--4 | 0.56136 | 3 | 100% | 17.1377 | 96.67% | 0% | 3.329% | 0.82008 | 0 | 0 | 0.82008 | 0 | 0.71188 | 0.52774 | 1.3489 | 0.71188 | 0.52774 | 1.3489 | 0.8322 | 0.61693 | 1.3489 | 4.785% | 0.0026668 | 0.0025348 | 6426.2995 | 1009.1063 | 19.5009 | 5397.6923 | 6437.4397 | 0 | 0 | 6437.4397 | 2.704e-05%
2028 | 43 | 43-475F | Tier-1 | Non-HFTD---20 | 1--1 | 0.15131 | 3 | 100% | 0.037927 | 13.96% | 0% | 86.04% | 0.00026216 | 0 | 0 | 0.00026216 | 0 | 0.00022757 | 0.14225 | 0.0015998 | 0.00022757 | 0.14225 | 0.0015998 | 0.00026603 | 0.16629 | 0.0015998 | 0.6912% | 0.0002508 | 0.00023839 | 151.2257 | 1.3755 | 25.089 | 124.7612 | 158.0014 | 0 | 0 | 158.0014 | 8.645e-09%
2028 | 237 | 237-28F | Tier-2 | Tier-2---7 | 5--5 | 1.5879 | 37 | 100% | 2530.2255 | 98.83% | 1.116% | 0.05734% | 123.7762 | 0 | 0 | 123.7762 | 0 | 107.4458 | 1.4928 | 71.9758 | 107.4458 | 1.4928 | 71.9758 | 125.6054 | 1.7451 | 71.9758 | 4.892% | 0.10804 | 0.1027 | 23418.4293 | 3729.6319 | 261.331 | 19427.4664 | 23432.7427 | 0 | 0 | 23432.7427 | 0.004082%
2028 | 288 | 288-2380F | Tier-2 | Tier-2---12 | 4--5 | 1.7432 | 394 | 100% | 550.61 | 92.88% | 6.93% | 0.1872% | 25.3153 | 0 | 0 | 25.3153 | 0 | 21.9753 | 1.6388 | 13.4095 | 21.9753 | 1.6388 | 13.4095 | 25.6894 | 1.9158 | 13.4095 | 4.598% | 0.030344 | 0.028842 | 18145.5978 | 2753.5191 | 1169.7879 | 14222.2908 | 18212.8585 | 0 | 0 | 18212.8585 | 0.0008348%
2028 | 1023 | 1023-46AE | Tier-2 | Tier-2---2 | 5--5 | 19.1678 | 2034 | 100% | 9469.9149 | 95.98% | 3.884% | 0.1387% | 449.9058 | 0 | 0 | 449.9058 | 0 | 390.5476 | 18.0197 | 21.6734 | 390.5476 | 18.0197 | 21.6734 | 456.5546 | 21.0652 | 21.6734 | 4.751% | 0.13914 | 0.13225 | 68062.6824 | 10581.9513 | 2429.1867 | 55051.5444 | 68205.2551 | 0 | 0 | 68205.2551 | 0.01484%
2028 | 415 | CB 415 | Tier-1 | Non-HFTD---3 | 3--3 | 5.4938 | 215 | 100% | 126.4207 | 27.6% | 69.15% | 3.246% | 1.7273 | 0 | 0 | 1.7273 | 0 | 1.4994 | 5.1647 | 0.29032 | 1.4994 | 5.1647 | 0.29032 | 1.7529 | 6.0376 | 0.29032 | 1.366% | 0.027526 | 0.026163 | 4592.8064 | 78.3926 | 3704.5785 | 809.8353 | 4765.9683 | 0 | 0 | 4765.9683 | 5.696e-05%
2028 | 358 | 358-1175F | Tier-2 | Tier-2---11 | 5--3 | 0.47553 | 26 | 100% | 599.5834 | 97.21% | 2.746% | 0.04768% | 28.8502 | 0 | 0 | 28.8502 | 0 | 25.0438 | 0.44704 | 56.021 | 25.0438 | 0.44704 | 56.021 | 29.2765 | 0.5226 | 56.021 | 4.812% | 0.14195 | 0.13492 | 4224.0008 | 666.1443 | 106.9445 | 3450.912 | 4230.1466 | 0 | 0 | 4230.1466 | 0.0009514%
2028 | 197 | 197-1155F | Tier-2 | Tier-2---21 | 1--4 | 0.22216 | 17 | 100% | 6.6189 | 96.38% | 0% | 3.621% | 0.31578 | 0 | 0 | 0.31578 | 0 | 0.27411 | 0.20885 | 1.3125 | 0.27411 | 0.20885 | 1.3125 | 0.32044 | 0.24415 | 1.3125 | 4.771% | 0.0010316 | 0.00098054 | 6416.1897 | 1003.77 | 50.6222 | 5361.7975 | 6428.2874 | 0 | 0 | 6428.2874 | 1.041e-05%
2028 | 789 | CB 789 | Tier-1 | Non-HFTD---4 | 2--4 | 2.8581 | 104 | 100% | 122.362 | 98.67% | 0% | 1.333% | 5.9762 | 0 | 0 | 5.9762 | 0 | 5.1877 | 2.6869 | 1.9307 | 5.1877 | 2.6869 | 1.9307 | 6.0645 | 3.141 | 1.9307 | 4.884% | 0.0078294 | 0.0074418 | 15628.5298 | 2423.9954 | 597.0903 | 12607.4441 | 15639.3767 | 0 | 0 | 15639.3767 | 0.0001971%
2028 | MF1 | CB MF1 | Tier-1 | Non-HFTD---7 | 3--3 | 4.0621 | 96 | 100% | 37.1269 | 4.679% | 88.17% | 7.156% | 0.085991 | 0 | 0 | 0.085991 | 0 | 0.074646 | 3.8188 | 0.019547 | 0.074646 | 3.8188 | 0.019547 | 0.087262 | 4.4642 | 0.019547 | 0.2316% | 0.015706 | 0.014928 | 2363.9287 | 4.6517 | 2018.9493 | 340.3277 | 2481.2767 | 0 | 0 | 2481.2767 | 2.836e-06%
2028 | 522 | 522-38R | Tier-2 | Tier-2---6 | 4--5 | 17.4926 | 1811 | 100% | 5639.8414 | 96.44% | 3.339% | 0.2198% | 269.2374 | 0 | 0 | 269.2374 | 0 | 233.7156 | 16.4448 | 14.2121 | 233.7156 | 16.4448 | 14.2121 | 273.2162 | 19.2242 | 14.2121 | 4.774% | 0.088602 | 0.084216 | 63653.5146 | 14842.1478 | 2035.9127 | 46775.4541 | 63771.4814 | 0 | 0 | 63771.4814 | 0.008878%
2028 | 255 | CB 255 | Tier-1 | Non-HFTD---8 | 3--3 | 5.8911 | 156 | 100% | 32.2801 | 87.28% | 0% | 12.72% | 1.3946 | 0 | 0 | 1.3946 | 0 | 1.2106 | 5.5383 | 0.21858 | 1.2106 | 5.5383 | 0.21858 | 1.4152 | 6.4743 | 0.21858 | 4.32% | 0.016748 | 0.015919 | 1927.4491 | 4.4433 | 1678.6079 | 244.3979 | 1940.2212 | 0 | 0 | 1940.2212 | 4.599e-05%
2028 | 1439 | 1439-29 | Tier-1 | Non-HFTD---17 | 1--2 | 0.26119 | 1 | 100% | 0.74654 | 53.38% | 0% | 46.62% | 0.019724 | 0 | 0 | 0.019724 | 0 | 0.017122 | 0.24554 | 0.069731 | 0.017122 | 0.24554 | 0.069731 | 0.020016 | 0.28704 | 0.069731 | 2.642% | 0.0010952 | 0.001041 | 681.6446 | 46.3387 | 108.2949 | 527.0109 | 698.1955 | 0 | 0 | 698.1955 | 6.504e-07%
2028 | 401 | 401-684R | Tier-2 | Tier-2---21 | 4--1 | 0.051326 | 14 | 100% | 1.5961 | 62.42% | 35.57% | 2.007% | 0.049319 | 0 | 0 | 0.049319 | 0 | 0.042812 | 0.048251 | 0.88728 | 0.042812 | 0.048251 | 0.88728 | 0.050048 | 0.056406 | 0.88728 | 3.09% | 0.030395 | 0.028891 | 52.5129 | 8.9983 | 14.8334 | 28.6812 | 53.5406 | 0 | 0 | 53.5406 | 1.626e-06%
2028 | 202 | CB 202 | Tier-2 | Tier-2---16 | 4--3 | 11.6007 | 313 | 100% | 133.9861 | 95.12% | 0% | 4.877% | 6.3088 | 0 | 0 | 6.3088 | 0 | 5.4765 | 10.9059 | 0.50216 | 5.4765 | 10.9059 | 0.50216 | 6.4021 | 12.7491 | 0.50216 | 4.709% | 0.040966 | 0.038939 | 3270.6344 | 424.6242 | 32.8297 | 2813.1806 | 3278.9415 | 0 | 0 | 3278.9415 | 0.000208%
2028 | 490 | 490-36 | Tier-1 | Non-HFTD---19 | 1--3 | 0.037879 | 3 | 100% | 0.34203 | 90.49% | 0% | 9.512% | 0.01532 | 0 | 0 | 0.01532 | 0 | 0.013299 | 0.03561 | 0.37346 | 0.013299 | 0.03561 | 0.37346 | 0.015546 | 0.041628 | 0.37346 | 4.479% | 0.000149 | 0.00014162 | 2295.4788 | 192.4507 | 911.964 | 1191.0641 | 2306.8493 | 0 | 0 | 2306.8493 | 5.052e-07%
2028 | 343 | 343-20 | Tier-1 | Non-HFTD---14 | 2--1 | 4.3719 | 186 | 100% | 6.0217 | 48.31% | 0% | 51.69% | 0.144 | 0 | 0 | 0.144 | 0 | 0.125 | 4.1101 | 0.030413 | 0.125 | 4.1101 | 0.030413 | 0.14612 | 4.8047 | 0.030413 | 2.391% | 0.012386 | 0.011773 | 486.184 | 9.777 | 199.1497 | 277.2573 | 499.2718 | 0 | 0 | 499.2718 | 4.748e-06%
2028 | 350 | 350-2196R | Tier-2 | Tier-2---5 | 5--5 | 34.4453 | 2730 | 100% | 5570.6857 | 96.99% | 2.589% | 0.4237% | 267.4423 | 0 | 0 | 267.4423 | 0 | 232.1573 | 32.3821 | 7.1693 | 232.1573 | 32.3821 | 7.1693 | 271.3946 | 37.855 | 7.1693 | 4.801% | 0.19915 | 0.18929 | 27972.7323 | 4549.3249 | 680.341 | 22743.0664 | 28016.6156 | 0 | 0 | 28016.6156 | 0.008819%
2028 | 213 | 213-263F | Tier-1 | Non-HFTD---7 | 1--4 | 0.84712 | 152 | 100% | 32.2974 | 98.29% | 0% | 1.706% | 1.5715 | 0 | 0 | 1.5715 | 0 | 1.3641 | 0.79637 | 1.7129 | 1.3641 | 0.79637 | 1.7129 | 1.5947 | 0.93097 | 1.7129 | 4.866% | 0.0030164 | 0.0028671 | 10707.2735 | 2157.1184 | 1406.2766 | 7143.8786 | 10716.7845 | 0 | 0 | 10716.7845 | 5.182e-05%
2028 | 508 | CB 508 | Tier-1 | Non-HFTD---9 | 2--3 | 2.0923 | 61 | 100% | 20.2639 | 91.46% | 0% | 8.542% | 0.91739 | 0 | 0 | 0.91739 | 0 | 0.79635 | 1.9669 | 0.40487 | 0.79635 | 1.9669 | 0.40487 | 0.93094 | 2.2994 | 0.40487 | 4.527% | 0.0068532 | 0.006514 | 2956.8488 | 100.9812 | 2109.3369 | 746.5307 | 2970.0016 | 0 | 0 | 2970.0016 | 3.025e-05%
2028 | 1030 | 1030-18R | Tier-3 | Tier-3---7 | 5--5 | 3.5275 | 195 | 100% | 6620.9098 | 98.66% | 1.309% | 0.03186% | 323.3397 | 0 | 0 | 323.3397 | 0 | 280.6799 | 3.3162 | 84.6398 | 280.6799 | 3.3162 | 84.6398 | 328.1181 | 3.8766 | 84.6398 | 4.884% | 0.23843 | 0.22663 | 27769.0579 | 4629.9608 | 333.1834 | 22805.9136 | 27788.4525 | 0 | 0 | 27788.4525 | 0.01066%
2028 | 1100 | 1100-1168F | Tier-2 | Tier-2---18 | 4--2 | 0.18447 | 0 | 100% | 54.719 | 98.75% | 1.065% | 0.1855% | 2.6747 | 0 | 0 | 2.6747 | 0 | 2.3218 | 0.17342 | 13.3884 | 2.3218 | 0.17342 | 13.3884 | 2.7142 | 0.20273 | 13.3884 | 4.888% | 0.070904 | 0.067394 | 771.7308 | 123.9939 | 6.7126 | 641.0242 | 772.2335 | 0 | 0 | 772.2335 | 8.82e-05%
2028 | 156 | 156-538 | Tier-1 | Non-HFTD---8 | 3--3 | 5.9075 | 140 | 100% | 34.3358 | 87.94% | 0% | 12.06% | 1.4947 | 0 | 0 | 1.4947 | 0 | 1.2975 | 5.5537 | 0.23362 | 1.2975 | 5.5537 | 0.23362 | 1.5168 | 6.4923 | 0.23362 | 4.353% | 0.018674 | 0.01775 | 1838.6947 | 313.0243 | 338.2317 | 1187.4387 | 1850.2417 | 0 | 0 | 1850.2417 | 4.929e-05%
2028 | 300 | 300-484F | Tier-2 | Tier-2---9 | 4--5 | 10.4561 | 132 | 100% | 754.1323 | 92.41% | 6.882% | 0.7076% | 34.4965 | 0 | 0 | 34.4965 | 0 | 29.9452 | 9.8298 | 3.0464 | 29.9452 | 9.8298 | 3.0464 | 35.0063 | 11.4911 | 3.0464 | 4.574% | 0.039922 | 0.037946 | 18890.1433 | 2594.5618 | 1654.6819 | 14640.8997 | 18964.8043 | 0 | 0 | 18964.8043 | 0.001138%
2028 | 1483 | 1483-39 | Tier-1 | Non-HFTD---18 | 1--1 | 1.3201 | 34 | 100% | 1.247 | 34.85% | 0% | 65.15% | 0.021511 | 0 | 0 | 0.021511 | 0 | 0.018673 | 1.241 | 0.015047 | 0.018673 | 1.241 | 0.015047 | 0.021829 | 1.4508 | 0.015047 | 1.725% | 0.0033188 | 0.0031545 | 375.7288 | 1.7167 | 143.7713 | 230.2408 | 388.4768 | 0 | 0 | 388.4768 | 7.094e-07%
2028 | 199 | CB 199 | Tier-1 | Non-HFTD---5 | 3--3 | 5.8392 | 182 | 100% | 86.2492 | 95.28% | 0% | 4.716% | 4.068 | 0 | 0 | 4.068 | 0 | 3.5313 | 5.4894 | 0.64329 | 3.5313 | 5.4894 | 0.64329 | 4.1281 | 6.4172 | 0.64329 | 4.717% | 0.019491 | 0.018526 | 4425.0322 | 993.0316 | 124.6693 | 3307.3312 | 4435.8997 | 0 | 0 | 4435.8997 | 0.0001341%
2028 | 549 | CB 549 | Tier-1 | Non-HFTD---11 | 2--2 | 3.6668 | 74 | 100% | 10.14 | 74.51% | 0% | 25.49% | 0.37399 | 0 | 0 | 0.37399 | 0 | 0.32465 | 3.4472 | 0.094178 | 0.32465 | 3.4472 | 0.094178 | 0.37952 | 4.0298 | 0.094178 | 3.688% | 0.010939 | 0.010398 | 926.9394 | 30.6503 | 525.5764 | 370.7127 | 939.2439 | 0 | 0 | 939.2439 | 1.233e-05%
2028 | 277 | CB 277 | Tier-1 | Non-HFTD---11 | 1--4 | 0.46136 | 28 | 100% | 9.2421 | 96.22% | 0% | 3.783% | 0.44017 | 0 | 0 | 0.44017 | 0 | 0.3821 | 0.43373 | 0.88097 | 0.3821 | 0.43373 | 0.88097 | 0.44668 | 0.50703 | 0.88097 | 4.763% | 0.0016702 | 0.0015875 | 5533.5154 | 30.682 | 5156.0762 | 346.7572 | 5544.418 | 0 | 0 | 5544.418 | 1.452e-05%
2028 | 1047 | 1047-36F | Tier-1 | Non-HFTD---14 | 3--1 | 7.665 | 358 | 100% | 7.6285 | 33.56% | 0% | 66.44% | 0.12671 | 0 | 0 | 0.12671 | 0 | 0.10999 | 7.2059 | 0.015264 | 0.10999 | 7.2059 | 0.015264 | 0.12858 | 8.4237 | 0.015264 | 1.661% | 0.020747 | 0.01972 | 367.6979 | 0.66227 | 142.6229 | 224.4127 | 380.4213 | 0 | 0 | 380.4213 | 4.178e-06%
2028 | 510 | CB 510 | Tier-1 | Non-HFTD---11 | 2--2 | 0.63409 | 21 | 100% | 12.2941 | 84.64% | 10.34% | 5.026% | 0.51508 | 0 | 0 | 0.51508 | 0 | 0.44712 | 0.59611 | 0.75006 | 0.44712 | 0.59611 | 0.75006 | 0.52269 | 0.69686 | 0.75006 | 4.19% | 0.012771 | 0.012139 | 962.6446 | 60.1151 | 530.8101 | 371.7194 | 970.3456 | 0 | 0 | 970.3456 | 1.699e-05%
2028 | 1434 | 1434-11 | Tier-1 | Non-HFTD---17 | 1--3 | 0.30362 | 1 | 100% | 1.328 | 86.5% | 0% | 13.5% | 0.056858 | 0 | 0 | 0.056858 | 0 | 0.049356 | 0.28544 | 0.17292 | 0.049356 | 0.28544 | 0.17292 | 0.057698 | 0.33368 | 0.17292 | 4.282% | 0.000755 | 0.00071763 | 1758.899 | 88.6139 | 996.9745 | 673.3106 | 1771.2681 | 0 | 0 | 1771.2681 | 1.875e-06%
2028 | 1180 | CB 1180 | Tier-1 | Non-HFTD---7 | 1--4 | 1.2019 | 76 | 100% | 35.2333 | 97.75% | 0% | 2.252% | 1.7048 | 0 | 0 | 1.7048 | 0 | 1.4799 | 1.1299 | 1.3097 | 1.4799 | 1.1299 | 1.3097 | 1.73 | 1.3209 | 1.3097 | 4.839% | 0.0039062 | 0.0037128 | 9019.8397 | 919.8579 | 4656.5948 | 3443.387 | 9030.4183 | 0 | 0 | 9030.4183 | 5.622e-05%
2028 | 237 | 237-26F | Tier-2 | Tier-2---10 | 5--4 | 2.4644 | 87 | 100% | 663.2151 | 70.89% | 28.72% | 0.399% | 23.271 | 0 | 0 | 23.271 | 0 | 20.2007 | 2.3168 | 8.7192 | 20.2007 | 2.3168 | 8.7192 | 23.6149 | 2.7084 | 8.7192 | 3.509% | 0.10897 | 0.10358 | 6086.0279 | 695.3102 | 1570.8815 | 3819.8362 | 6178.3065 | 0 | 0 | 6178.3065 | 0.0007674%
2028 | 489 | CB 489 | Tier-1 | Non-HFTD---12 | 3--2 | 5.9438 | 160 | 100% | 14.1275 | 73.98% | 0% | 26.02% | 0.51732 | 0 | 0 | 0.51732 | 0 | 0.44907 | 5.5878 | 0.080366 | 0.44907 | 5.5878 | 0.080366 | 0.52497 | 6.5321 | 0.080366 | 3.662% | 0.016022 | 0.015229 | 881.768 | 0.17267 | 673.1395 | 208.4558 | 893.7185 | 0 | 0 | 893.7185 | 1.706e-05%
2028 | 368 | 368-1057F | Tier-1 | Non-HFTD---12 | 2--2 | 1.2491 | 112 | 100% | 9.345 | 62.09% | 27.57% | 10.34% | 0.28721 | 0 | 0 | 0.28721 | 0 | 0.24932 | 1.1742 | 0.21232 | 0.24932 | 1.1742 | 0.21232 | 0.29146 | 1.3727 | 0.21232 | 3.073% | 0.01023 | 0.0097236 | 913.4882 | 55.7905 | 466.091 | 391.6067 | 931.523 | 0 | 0 | 931.523 | 9.471e-06%
2028 | 139 | 139-243AE | Tier-1 | Non-HFTD---19 | 1--1 | 0.24791 | 3 | 100% | 0.28248 | 13.18% | 0% | 86.82% | 0.0018428 | 0 | 0 | 0.0018428 | 0 | 0.0015997 | 0.23306 | 0.0068637 | 0.0015997 | 0.23306 | 0.0068637 | 0.00187 | 0.27245 | 0.0068637 | 0.6524% | 0.000781 | 0.00074234 | 361.6876 | 0.23629 | 76.193 | 285.2582 | 378.0411 | 0 | 0 | 378.0411 | 6.077e-08%
2028 | 189 | 189-783F | Tier-1 | Non-HFTD---17 | 1--2 | 0.44904 | 7 | 100% | 1.922 | 84.88% | 0% | 15.12% | 0.080752 | 0 | 0 | 0.080752 | 0 | 0.070098 | 0.42214 | 0.16605 | 0.070098 | 0.42214 | 0.16605 | 0.081945 | 0.49349 | 0.16605 | 4.201% | 0.0013618 | 0.0012944 | 1411.3883 | 12.6725 | 1141.007 | 257.7088 | 1422.5046 | 0 | 0 | 1422.5046 | 2.663e-06%
2028 | 140 | 140-481R | Tier-1 | Non-HFTD---6 | 3--3 | 5.1055 | 212 | 100% | 76.5519 | 22.22% | 72.37% | 5.415% | 0.84198 | 0 | 0 | 0.84198 | 0 | 0.73089 | 4.7997 | 0.15228 | 0.73089 | 4.7997 | 0.15228 | 0.85442 | 5.6109 | 0.15228 | 1.1% | 0.022011 | 0.020921 | 3477.9247 | 83.6911 | 2703.5551 | 690.6785 | 3618.8026 | 0 | 0 | 3618.8026 | 2.777e-05%
2028 | 358 | 358-33 | Tier-3 | Tier-3---15 | 5--4 | 0.45755 | 58 | 100% | 1344.6436 | 99.66% | 0.3079% | 0.03174% | 66.3338 | 0 | 0 | 66.3338 | 0 | 57.582 | 0.43015 | 133.8663 | 57.582 | 0.43015 | 133.8663 | 67.3141 | 0.50285 | 133.8663 | 4.933% | 0.14298 | 0.1359 | 9404.72 | 1885.3527 | 29.6558 | 7489.7115 | 9406.3837 | 0 | 0 | 9406.3837 | 0.002187%
2028 | 214 | 214-536R | Tier-3 | Tier-3---17 | 4--4 | 2.6683 | 454 | 100% | 513.3291 | 98.71% | 0.8845% | 0.4005% | 25.0833 | 0 | 0 | 25.0833 | 0 | 21.7739 | 2.5085 | 8.68 | 21.7739 | 2.5085 | 8.68 | 25.454 | 2.9325 | 8.68 | 4.886% | 0.053744 | 0.051083 | 9551.4463 | 1436.3496 | 158.5376 | 7956.5591 | 9557.8383 | 0 | 0 | 9557.8383 | 0.0008272%
2028 | 221 | 221-788 | Tier-3 | Tier-3---12 | 5--5 | 3.6174 | 384 | 100% | 4481.9143 | 99.45% | 0.5095% | 0.04337% | 220.6282 | 0 | 0 | 220.6282 | 0 | 191.5196 | 3.4008 | 56.3167 | 191.5196 | 3.4008 | 56.3167 | 223.8887 | 3.9755 | 56.3167 | 4.923% | 0.18975 | 0.18036 | 23620.3007 | 4014.0972 | 176.6894 | 19429.514 | 23627.1015 | 0 | 0 | 23627.1015 | 0.007276%
2028 | 799 | 799-504R | Tier-2 | Tier-2---15 | 1--5 | 1.3381 | 157 | 100% | 127.4062 | 99.28% | 0% | 0.716% | 6.2614 | 0 | 0 | 6.2614 | 0 | 5.4353 | 1.2579 | 4.3209 | 5.4353 | 1.2579 | 4.3209 | 6.354 | 1.4705 | 4.3209 | 4.915% | 0.0046964 | 0.0044639 | 27128.474 | 7563.5291 | 572.4903 | 18992.4546 | 27138.5902 | 0 | 0 | 27138.5902 | 0.0002065%
2028 | 548 | CB 548 | Tier-1 | Non-HFTD---10 | 2--2 | 3.9959 | 122 | 100% | 15.6121 | 79.23% | 0% | 20.77% | 0.61227 | 0 | 0 | 0.61227 | 0 | 0.53149 | 3.7565 | 0.14148 | 0.53149 | 3.7565 | 0.14148 | 0.62132 | 4.3914 | 0.14148 | 3.922% | 0.012194 | 0.011591 | 1280.2923 | 2.5369 | 1024.1977 | 253.5578 | 1294.1425 | 0 | 0 | 1294.1425 | 2.019e-05%
2028 | 212 | 212-638R | Tier-2 | Tier-2---11 | 5--4 | 4.2816 | 41 | 100% | 609.7797 | 99.07% | 0.4924% | 0.4406% | 29.9025 | 0 | 0 | 29.9025 | 0 | 25.9573 | 4.0252 | 6.4488 | 25.9573 | 4.0252 | 6.4488 | 30.3444 | 4.7054 | 6.4488 | 4.904% | 0.10708 | 0.10177 | 5694.8842 | 618.0557 | 46.4103 | 5030.4182 | 5697.6511 | 0 | 0 | 5697.6511 | 0.0009861%
2028 | 524 | 524-27R | Tier-3 | Tier-3---4 | 4--5 | 14.5985 | 959 | 100% | 11317.6942 | 99.77% | 0.1414% | 0.08951% | 558.9321 | 0 | 0 | 558.9321 | 0 | 485.1895 | 13.7241 | 35.3532 | 485.1895 | 13.7241 | 35.3532 | 567.1921 | 16.0436 | 35.3532 | 4.939% | 0.060207 | 0.057227 | 187979.0829 | 37296.5794 | 584.5714 | 150097.9321 | 188001.69 | 0 | 0 | 188001.69 | 0.01843%
2028 | 95 | 95-29R | Tier-1 | Non-HFTD---6 | 4--3 | 9.681 | 422 | 100% | 60.1265 | 25.03% | 65.18% | 9.791% | 0.74481 | 0 | 0 | 0.74481 | 0 | 0.64654 | 9.1011 | 0.07104 | 0.64654 | 9.1011 | 0.07104 | 0.75582 | 10.6393 | 0.07104 | 1.239% | 0.032867 | 0.03124 | 1829.3755 | 34.6804 | 1347.9039 | 446.7912 | 1900.8041 | 0 | 0 | 1900.8041 | 2.456e-05%
2028 | 210 | 210-9R | Tier-2 | Tier-2---13 | 5--2 | 2.7176 | 192 | 100% | 317.7725 | 50.82% | 48.53% | 0.6462% | 7.9945 | 0 | 0 | 7.9945 | 0 | 6.9398 | 2.5548 | 2.7163 | 6.9398 | 2.5548 | 2.7163 | 8.1127 | 2.9866 | 2.7163 | 2.516% | 0.31397 | 0.29843 | 1012.1143 | 65.1884 | 453.8469 | 493.0789 | 1038.0342 | 0 | 0 | 1038.0342 | 0.0002636%
2028 | 548 | 548-12F | Tier-1 | Non-HFTD---20 | 1--1 | 0.3271 | 5 | 100% | 0.21703 | 18.87% | 0% | 81.13% | 0.0020269 | 0 | 0 | 0.0020269 | 0 | 0.0017595 | 0.3075 | 0.0057217 | 0.0017595 | 0.3075 | 0.0057217 | 0.0020568 | 0.35948 | 0.0057217 | 0.9339% | 0.0007594 | 0.00072181 | 285.7879 | 6.0125 | 39.2503 | 240.5251 | 297.8631 | 0 | 0 | 297.8631 | 6.684e-08%
2028 | 775 | CB 775 | Tier-1 | Non-HFTD---17 | 1--2 | 0.29205 | 9 | 100% | 1.2409 | 63.86% | 0% | 36.14% | 0.039223 | 0 | 0 | 0.039223 | 0 | 0.034048 | 0.27455 | 0.12401 | 0.034048 | 0.27455 | 0.12401 | 0.039803 | 0.32095 | 0.12401 | 3.161% | 0.0013874 | 0.0013187 | 894.417 | 24.4609 | 451.2287 | 418.7273 | 911.2529 | 0 | 0 | 911.2529 | 1.293e-06%
2028 | 233 | CB 233 | Tier-2 | Tier-2---4 | 4--5 | 18.8385 | 1884 | 100% | 4127.6955 | 98.74% | 0.928% | 0.3343% | 201.7417 | 0 | 0 | 201.7417 | 0 | 175.1249 | 17.71 | 9.8885 | 175.1249 | 17.71 | 9.8885 | 204.723 | 20.7032 | 9.8885 | 4.888% | 0.075451 | 0.071716 | 54706.8242 | 9492.9943 | 1134.8954 | 44078.9345 | 54742.7891 | 0 | 0 | 54742.7891 | 0.006653%
2028 | 1173 | 1173-68 | Tier-1 | Non-HFTD---13 | 1--3 | 1.1887 | 126 | 100% | 6.4999 | 85.9% | 0% | 14.1% | 0.27639 | 0 | 0 | 0.27639 | 0 | 0.23993 | 1.1175 | 0.2147 | 0.23993 | 1.1175 | 0.2147 | 0.28048 | 1.3063 | 0.2147 | 4.252% | 0.0037692 | 0.0035826 | 1724.4769 | 400.6816 | 34.3759 | 1289.4193 | 1737.1359 | 0 | 0 | 1737.1359 | 9.114e-06%
2028 | 1174 | CB 1174 | Tier-1 | Non-HFTD---20 | 1--1 | 0.2536 | 0 | 100% | 0.3405 | 0% | 0% | 100% | 0 | 0 | 0 | 0 | 0 | 0 | 0.23841 | 0 | 0 | 0.23841 | 0 | 0 | 0.2787 | 0 | 0% | 0.0011044 | 0.0010497 | 308.3124 | 0.232 | 28.0073 | 280.0731 | 324.3686 | 0 | 0 | 324.3686 | 0%
2028 | NC4 | CB NC4 | Tier-1 | Non-HFTD---14 | 3--1 | 6.1544 | 189 | 100% | 6.4492 | 25.78% | 0% | 74.22% | 0.082286 | 0 | 0 | 0.082286 | 0 | 0.07143 | 5.7857 | 0.012346 | 0.07143 | 5.7857 | 0.012346 | 0.083502 | 6.7636 | 0.012346 | 1.276% | 0.017682 | 0.016806 | 364.7392 | 1.3706 | 111.4291 | 251.9395 | 378.8379 | 0 | 0 | 378.8379 | 2.713e-06%
2028 | 123 | 123-557 | Tier-1 | Non-HFTD---19 | 1--2 | 0.005303 | 3 | 100% | 0.044985 | 24.83% | 0% | 75.17% | 0.00055285 | 0 | 0 | 0.00055285 | 0 | 0.00047991 | 0.0049854 | 0.096264 | 0.00047991 | 0.0049854 | 0.096264 | 0.00056102 | 0.005828 | 0.096264 | 1.229% | 6.14e-05 | 5.8361e-05 | 732.6611 | 11.0369 | 166.3248 | 555.2994 | 761.3435 | 0 | 0 | 761.3435 | 1.823e-08%
2028 | 570 | 570-489F | Tier-1 | Non-HFTD---20 | 1--1 | 0.060397 | 11 | 100% | 0.036046 | 6.552% | 0% | 93.45% | 0.0001169 | 0 | 0 | 0.0001169 | 0 | 0.00010148 | 0.056779 | 0.0017872 | 0.00010148 | 0.056779 | 0.0017872 | 0.00011863 | 0.066376 | 0.0017872 | 0.3243% | 0.0001616 | 0.0001536 | 223.0577 | 0.15685 | 33.549 | 189.3518 | 233.913 | 0 | 0 | 233.913 | 3.855e-09%
2028 | 86 | 86-1058F | Tier-1 | Non-HFTD---19 | 1--1 | 0.34811 | 19 | 100% | 0.46174 | 17.14% | 0% | 82.86% | 0.0039179 | 0 | 0 | 0.0039179 | 0 | 0.003401 | 0.32726 | 0.010392 | 0.003401 | 0.32726 | 0.010392 | 0.0039758 | 0.38257 | 0.010392 | 0.8485% | 0.0012994 | 0.0012351 | 355.352 | 8.5613 | 36.0451 | 310.7455 | 370.6858 | 0 | 0 | 370.6858 | 1.292e-07%
2028 | 792 | 792-1173F | Tier-1 | Non-HFTD---12 | 3--2 | 0.42482 | 8 | 100% | 9.7258 | 44.88% | 50.38% | 4.732% | 0.21608 | 0 | 0 | 0.21608 | 0 | 0.18757 | 0.39937 | 0.46967 | 0.18757 | 0.39937 | 0.46967 | 0.21928 | 0.46687 | 0.46967 | 2.222% | 0.018988 | 0.018048 | 512.2147 | 5.2953 | 409.626 | 97.2933 | 526.9171 | 0 | 0 | 526.9171 | 7.126e-06%
2028 | 157 | 157-1928R | Tier-3 | Tier-3---11 | 5--4 | 3.1864 | 101 | 100% | 3052.6745 | 99.07% | 0.8703% | 0.06204% | 149.6985 | 0 | 0 | 149.6985 | 0 | 129.9481 | 2.9955 | 43.381 | 129.9481 | 2.9955 | 43.381 | 151.9108 | 3.5018 | 43.381 | 4.904% | 0.2812 | 0.26728 | 10855.7291 | 1703.869 | 84.5376 | 9067.3225 | 10861.0002 | 0 | 0 | 10861.0002 | 0.004937%
2028 | 241 | 241-570 | Tier-1 | Non-HFTD---2 | 5--4 | 18.8601 | 1038 | 100% | 1283.0682 | 34.99% | 64.02% | 0.9973% | 22.221 | 0 | 0 | 22.221 | 0 | 19.2892 | 17.7304 | 1.0879 | 19.2892 | 17.7304 | 1.0879 | 22.5493 | 20.727 | 1.0879 | 1.732% | 0.15951 | 0.15162 | 8043.669 | 557.5746 | 4862.2355 | 2623.8589 | 8316.0062 | 0 | 0 | 8316.0062 | 0.0007328%
2028 | 1021 | 1021-883R | Tier-3 | Tier-3---16 | 5--4 | 0.68239 | 74 | 100% | 1386.6299 | 99.58% | 0.3809% | 0.03987% | 68.3494 | 0 | 0 | 68.3494 | 0 | 59.3317 | 0.64151 | 92.4873 | 59.3317 | 0.64151 | 92.4873 | 69.3594 | 0.74993 | 92.4873 | 4.929% | 0.10042 | 0.095448 | 13808.4689 | 2223.2077 | 49.0594 | 11536.2018 | 13811.4949 | 0 | 0 | 13811.4949 | 0.002254%
2028 | 55 | 55-483F | Tier-1 | Non-HFTD---11 | 2--2 | 2.7087 | 114 | 100% | 9.2861 | 71.18% | 0% | 28.82% | 0.32719 | 0 | 0 | 0.32719 | 0 | 0.28402 | 2.5464 | 0.11154 | 0.28402 | 2.5464 | 0.11154 | 0.33202 | 2.9768 | 0.11154 | 3.523% | 0.009502 | 0.0090317 | 977.2747 | 1.1382 | 715.4551 | 260.6814 | 991.9422 | 0 | 0 | 991.9422 | 1.079e-05%
2028 | 456 | 456-5 | Tier-1 | Non-HFTD---1 | 3--5 | 7.8148 | 407 | 100% | 584.4392 | 99.09% | 0% | 0.9055% | 28.6678 | 0 | 0 | 28.6678 | 0 | 24.8855 | 7.3467 | 3.3873 | 24.8855 | 7.3467 | 3.3873 | 29.0914 | 8.5883 | 3.3873 | 4.905% | 0.025435 | 0.024176 | 22978.1161 | 5310.5669 | 175.0323 | 17492.5169 | 22988.9519 | 0 | 0 | 22988.9519 | 0.0009454%
2028 | DM2 | CB DM2 | Tier-1 | Non-HFTD---3 | 3--3 | 4.8831 | 426 | 100% | 93.2156 | 56.52% | 39.8% | 3.676% | 2.608 | 0 | 0 | 2.608 | 0 | 2.2639 | 4.5906 | 0.49315 | 2.2639 | 4.5906 | 0.49315 | 2.6465 | 5.3665 | 0.49315 | 2.798% | 0.024472 | 0.023261 | 3809.0413 | 343.1954 | 1456.0262 | 2009.8197 | 3895.2895 | 0 | 0 | 3895.2895 | 8.6e-05%
2028 | 261 | CB 261 | Tier-1 | Non-HFTD---11 | 2--2 | 1.4223 | 54 | 100% | 8.7767 | 85.72% | 0% | 14.28% | 0.37239 | 0 | 0 | 0.37239 | 0 | 0.32325 | 1.3371 | 0.24176 | 0.32325 | 1.3371 | 0.24176 | 0.37789 | 1.5631 | 0.24176 | 4.243% | 0.0054352 | 0.0051662 | 1614.782 | 193.7429 | 186.2869 | 1234.7522 | 1626.7947 | 0 | 0 | 1626.7947 | 1.228e-05%
2028 | 93 | 93-10R | Tier-1 | Non-HFTD---2 | 4--4 | 9.5466 | 770 | 100% | 302.3321 | 90.71% | 7.303% | 1.988% | 13.575 | 0 | 0 | 13.575 | 0 | 11.7839 | 8.9747 | 1.313 | 11.7839 | 8.9747 | 1.313 | 13.7756 | 10.4916 | 1.313 | 4.49% | 0.035815 | 0.034042 | 8441.494 | 1852.3748 | 638.1878 | 5950.9314 | 8482.34 | 0 | 0 | 8482.34 | 0.0004477%
2028 | 368 | 368-24 | Tier-1 | Non-HFTD---3 | 3--4 | 6.8786 | 219 | 100% | 131.8203 | 5.447% | 90.51% | 4.044% | 0.35545 | 0 | 0 | 0.35545 | 0 | 0.30855 | 6.4666 | 0.047715 | 0.30855 | 6.4666 | 0.047715 | 0.3607 | 7.5595 | 0.047715 | 0.2696% | 0.025227 | 0.023978 | 5225.4485 | 5.586 | 4642.0429 | 577.8196 | 5482.7545 | 0 | 0 | 5482.7545 | 1.172e-05%
2028 | 715 | CB 715 | Tier-1 | Non-HFTD---5 | 2--4 | 2.2625 | 177 | 100% | 64.2152 | 97.59% | 0% | 2.408% | 3.1021 | 0 | 0 | 3.1021 | 0 | 2.6928 | 2.1269 | 1.2661 | 2.6928 | 2.1269 | 1.2661 | 3.148 | 2.4864 | 1.2661 | 4.831% | 0.0088918 | 0.0084517 | 7221.8396 | 1455.0968 | 1510.162 | 4256.5807 | 7230.8958 | 0 | 0 | 7230.8958 | 0.0001023%
2028 | 1030 | 1030-20R | Tier-3 | Tier-3---3 | 5--5 | 15.7168 | 1396 | 100% | 25318.462 | 99.14% | 0.8163% | 0.04139% | 1242.5149 | 0 | 0 | 1242.5149 | 0 | 1078.5839 | 14.7754 | 72.9987 | 1078.5839 | 14.7754 | 72.9987 | 1260.8769 | 17.2726 | 72.9987 | 4.908% | 0.28668 | 0.27249 | 88316.4782 | 15740.2144 | 654.513 | 71921.7508 | 88355.9257 | 0 | 0 | 88355.9257 | 0.04097%
2028 | EOS2 | CB EOS2 | Tier-1 | Non-HFTD---10 | 4--2 | 15.5156 | 504 | 100% | 23.2282 | 49.67% | 0% | 50.33% | 0.57106 | 0 | 0 | 0.57106 | 0 | 0.49571 | 14.5862 | 0.033985 | 0.49571 | 14.5862 | 0.033985 | 0.57949 | 17.0514 | 0.033985 | 2.458% | 0.044799 | 0.042581 | 518.4987 | 9.3302 | 225.2181 | 283.9504 | 532.0901 | 0 | 0 | 532.0901 | 1.883e-05%
2028 | 794 | 794-15 | Tier-1 | Non-HFTD---6 | 4--3 | 4.1462 | 121 | 100% | 86.3748 | 7.031% | 89.79% | 3.183% | 0.30062 | 0 | 0 | 0.30062 | 0 | 0.26096 | 3.8978 | 0.066949 | 0.26096 | 3.8978 | 0.066949 | 0.30506 | 4.5566 | 0.066949 | 0.348% | 0.02911 | 0.027669 | 2967.1473 | 28.0705 | 2440.5619 | 498.5149 | 3110.8053 | 0 | 0 | 3110.8053 | 9.913e-06%
2028 | 583 | 583-318F | Tier-1 | Non-HFTD---4 | 2--5 | 2.2297 | 144 | 100% | 153.5608 | 99.44% | 0% | 0.5645% | 7.5583 | 0 | 0 | 7.5583 | 0 | 6.5611 | 2.0962 | 3.1301 | 6.5611 | 2.0962 | 3.1301 | 7.67 | 2.4505 | 3.1301 | 4.922% | 0.0076984 | 0.0073173 | 19947.1031 | 4677.56 | 10.2291 | 15259.3139 | 19952.9673 | 0 | 0 | 19952.9673 | 0.0002492%
2028 | 124 | 124-206R | Tier-1 | Non-HFTD---14 | 2--2 | 2.8064 | 55 | 100% | 5.0289 | 52.24% | 0% | 47.76% | 0.13003 | 0 | 0 | 0.13003 | 0 | 0.11288 | 2.6383 | 0.042784 | 0.11288 | 2.6383 | 0.042784 | 0.13196 | 3.0842 | 0.042784 | 2.586% | 0.0096408 | 0.0091636 | 521.6316 | 2.9356 | 277.9653 | 240.7307 | 534.6068 | 0 | 0 | 534.6068 | 4.288e-06%
2028 | 922 | 922-1143F | Tier-1 | Non-HFTD---9 | 2--3 | 2.9475 | 109 | 100% | 20.705 | 88.62% | 0% | 11.38% | 0.9083 | 0 | 0 | 0.9083 | 0 | 0.78846 | 2.771 | 0.28454 | 0.78846 | 2.771 | 0.28454 | 0.92172 | 3.2393 | 0.28454 | 4.387% | 0.0096708 | 0.0091921 | 2140.9782 | 289.3821 | 148.841 | 1702.7551 | 2153.6629 | 0 | 0 | 2153.6629 | 2.995e-05%
2028 | 212 | 212-758R | Tier-2 | Tier-2---8 | 5--4 | 9.6756 | 274 | 100% | 1482.4618 | 97.27% | 2.316% | 0.4117% | 71.3804 | 0 | 0 | 71.3804 | 0 | 61.9628 | 9.096 | 6.8121 | 61.9628 | 9.096 | 6.8121 | 72.4352 | 10.6334 | 6.8121 | 4.815% | 0.1427 | 0.13564 | 10388.4417 | 1332.9551 | 229.8859 | 8825.6006 | 10403.1976 | 0 | 0 | 10403.1976 | 0.002354%
2028 | 277 | 277-48 | Tier-1 | Non-HFTD---2 | 4--4 | 10.0475 | 283 | 100% | 230.0219 | 5.859% | 91.22% | 2.918% | 0.66709 | 0 | 0 | 0.66709 | 0 | 0.57908 | 9.4457 | 0.061306 | 0.57908 | 9.4457 | 0.061306 | 0.67695 | 11.0421 | 0.061306 | 0.29% | 0.043712 | 0.041548 | 5262.2134 | 55.7509 | 4495.9402 | 710.5223 | 5520.2023 | 0 | 0 | 5520.2023 | 2.2e-05%
2028 | 1073 | 1073-874F | Tier-2 | Tier-2---20 | 3--3 | 1.5256 | 31 | 100% | 40.9949 | 23.55% | 73.64% | 2.81% | 0.47782 | 0 | 0 | 0.47782 | 0 | 0.41478 | 1.4342 | 0.28921 | 0.41478 | 1.4342 | 0.28921 | 0.48488 | 1.6766 | 0.28921 | 1.166% | 0.021565 | 0.020497 | 1901.027 | 61.7007 | 1198.5032 | 640.8231 | 1976.7168 | 0 | 0 | 1976.7168 | 1.576e-05%
2028 | 276 | 276-158R | Tier-1 | Non-HFTD---3 | 4--3 | 15.2584 | 300 | 100% | 188.0595 | 4.698% | 89.13% | 6.174% | 0.43729 | 0 | 0 | 0.43729 | 0 | 0.3796 | 14.3444 | 0.026463 | 0.3796 | 14.3444 | 0.026463 | 0.44376 | 16.7688 | 0.026463 | 0.2325% | 0.060308 | 0.057323 | 3118.2966 | 14.6042 | 2673.243 | 430.4493 | 3273.0622 | 0 | 0 | 3273.0622 | 1.442e-05%
2028 | 95 | 95-36F | Tier-1 | Non-HFTD---9 | 3--2 | 3.9422 | 302 | 100% | 25.869 | 56.36% | 33.85% | 9.785% | 0.72172 | 0 | 0 | 0.72172 | 0 | 0.6265 | 3.7061 | 0.16905 | 0.6265 | 3.7061 | 0.16905 | 0.73238 | 4.3325 | 0.16905 | 2.79% | 0.016067 | 0.015272 | 1610.0531 | 145.5142 | 538.7895 | 925.7494 | 1646.6431 | 0 | 0 | 1646.6431 | 2.38e-05%
2028 | 1021 | 1021-25R | Tier-3 | Tier-3---2 | 5--5 | 6.9741 | 649 | 100% | 18825.6899 | 99.7% | 0.2782% | 0.02306% | 929.0645 | 0 | 0 | 929.0645 | 0 | 806.4885 | 6.5563 | 123.0094 | 806.4885 | 6.5563 | 123.0094 | 942.7942 | 7.6644 | 123.0094 | 4.935% | 0.12361 | 0.11749 | 152300.0709 | 28596.6216 | 387.4212 | 123316.0281 | 152323.9639 | 0 | 0 | 152323.9639 | 0.03064%
2028 | 142 | CB 142 | Tier-1 | Non-HFTD---3 | 4--3 | 10.8841 | 244 | 100% | 108.6332 | 57.02% | 36.05% | 6.937% | 3.066 | 0 | 0 | 3.066 | 0 | 2.6615 | 10.2322 | 0.26011 | 2.6615 | 10.2322 | 0.26011 | 3.1114 | 11.9615 | 0.26011 | 2.822% | 0.039142 | 0.037205 | 2775.333 | 244.59 | 1527.2947 | 1003.4483 | 2837.4565 | 0 | 0 | 2837.4565 | 0.0001011%
2028 | 520 | 520-1509R | Tier-2 | Tier-2---5 | 5--4 | 15.3043 | 1539 | 100% | 3413.9118 | 92.72% | 6.994% | 0.2858% | 156.6869 | 0 | 0 | 156.6869 | 0 | 136.0144 | 14.3876 | 9.4536 | 136.0144 | 14.3876 | 9.4536 | 159.0024 | 16.8193 | 9.4536 | 4.59% | 0.28561 | 0.27147 | 11953.1797 | 1649.8318 | 753.7764 | 9549.5714 | 11998.4952 | 0 | 0 | 11998.4952 | 0.005167%
2028 | 723 | 723-377 | Tier-1 | Non-HFTD---19 | 1--1 | 0.093039 | 6 | 100% | 0.11767 | 36.99% | 0% | 63.01% | 0.0021545 | 0 | 0 | 0.0021545 | 0 | 0.0018702 | 0.087466 | 0.021382 | 0.0018702 | 0.087466 | 0.021382 | 0.0021863 | 0.10225 | 0.021382 | 1.831% | 0.0002816 | 0.00026766 | 417.8452 | 1.6299 | 169.7356 | 246.4797 | 431.5565 | 0 | 0 | 431.5565 | 7.105e-08%
2028 | 394 | CB 394 | Tier-1 | Non-HFTD---2 | 4--3 | 0.54963 | 25 | 100% | 400.0096 | 2.606% | 97.29% | 0.1022% | 0.51601 | 0 | 0 | 0.51601 | 0 | 0.44793 | 0.51671 | 0.86689 | 0.44793 | 0.51671 | 0.86689 | 0.52364 | 0.60404 | 0.86689 | 0.129% | 0.091335 | 0.086814 | 4379.6067 | 27.9554 | 3843.5806 | 508.0707 | 4601.7434 | 0 | 0 | 4601.7434 | 1.702e-05%
2028 | 991 | 991-1206R | Tier-2 | Tier-2---4 | 4--5 | 9.2129 | 306 | 100% | 4576.7911 | 99.78% | 0.09876% | 0.1221% | 226.0508 | 0 | 0 | 226.0508 | 0 | 196.2268 | 8.6611 | 22.6562 | 196.2268 | 8.6611 | 22.6562 | 229.3913 | 10.1249 | 22.6562 | 4.939% | 0.063785 | 0.060628 | 71752.9575 | 17377.7181 | 68.9781 | 54306.2613 | 71761.2112 | 0 | 0 | 71761.2112 | 0.007454%
2028 | 210 | 210-394R | Tier-2 | Tier-2---16 | 5--2 | 3.6236 | 252 | 100% | 170.5929 | 70.47% | 28.1% | 1.432% | 5.9509 | 0 | 0 | 5.9509 | 0 | 5.1658 | 3.4066 | 1.5164 | 5.1658 | 3.4066 | 1.5164 | 6.0389 | 3.9823 | 1.5164 | 3.488% | 0.31841 | 0.30265 | 535.7584 | 42.1364 | 121.741 | 371.881 | 543.997 | 0 | 0 | 543.997 | 0.0001962%
2028 | 324 | CB 324 | Tier-1 | Non-HFTD---7 | 1--4 | 1.1407 | 37 | 100% | 29.9941 | 97.06% | 0% | 2.94% | 1.4411 | 0 | 0 | 1.4411 | 0 | 1.2509 | 1.0724 | 1.1665 | 1.2509 | 1.0724 | 1.1665 | 1.4624 | 1.2536 | 1.1665 | 4.804% | 0.0044058 | 0.0041877 | 6807.8599 | 1023.5636 | 2848.5992 | 2935.6971 | 6818.2819 | 0 | 0 | 6818.2819 | 4.752e-05%
2028 | 448 | 448-735R | Tier-3 | Tier-3---18 | 5--2 | 8.2068 | 162 | 100% | 630.7627 | 79.12% | 20.09% | 0.7869% | 24.7041 | 0 | 0 | 24.7041 | 0 | 21.4448 | 7.7152 | 2.7795 | 21.4448 | 7.7152 | 2.7795 | 25.0692 | 9.0192 | 2.7795 | 3.917% | 0.54202 | 0.51519 | 1163.7353 | 117.1961 | 208.0615 | 838.4777 | 1176.3882 | 0 | 0 | 1176.3882 | 0.0008147%
2028 | 78 | 78-782R | Tier-3 | Tier-3---7 | 5--5 | 1.7152 | 35 | 100% | 7202.3158 | 99.51% | 0.4709% | 0.01666% | 354.7762 | 0 | 0 | 354.7762 | 0 | 307.9689 | 1.6124 | 190.9985 | 307.9689 | 1.6124 | 190.9985 | 360.0191 | 1.8849 | 190.9985 | 4.926% | 0.33808 | 0.32134 | 21303.7357 | 3625.7073 | 90.139 | 17587.8894 | 21309.1455 | 0 | 0 | 21309.1455 | 0.0117%
2028 | 151 | 151-97 | Tier-1 | Non-HFTD---20 | 1--1 | 0.20303 | 3 | 100% | 0.093775 | 23.98% | 0% | 76.02% | 0.001113 | 0 | 0 | 0.001113 | 0 | 0.00096618 | 0.19087 | 0.005062 | 0.00096618 | 0.19087 | 0.005062 | 0.0011295 | 0.22313 | 0.005062 | 1.187% | 0.0004212 | 0.00040035 | 222.6384 | 0.12736 | 68.7596 | 153.7515 | 231.4528 | 0 | 0 | 231.4528 | 3.67e-08%
2028 | 350 | 350-2201R | Tier-3 | Tier-3---4 | 5--5 | 14.5687 | 1159 | 100% | 13521.7454 | 99.28% | 0.6466% | 0.06915% | 664.5359 | 0 | 0 | 664.5359 | 0 | 576.8605 | 13.6961 | 42.1187 | 576.8605 | 13.6961 | 42.1187 | 674.3565 | 16.0109 | 42.1187 | 4.915% | 0.1241 | 0.11796 | 108955.4794 | 20355.5322 | 658.7237 | 87941.2235 | 108996.0902 | 0 | 0 | 108996.0902 | 0.02191%
2028 | GS1 | CB GS1 | Tier-1 | Non-HFTD---10 | 3--2 | 1.6765 | 71 | 100% | 15.4311 | 0.9691% | 90.27% | 8.765% | 0.0074024 | 0 | 0 | 0.0074024 | 0 | 0.0064257 | 1.5761 | 0.0040771 | 0.0064257 | 1.5761 | 0.0040771 | 0.0075118 | 1.8424 | 0.0040771 | 0.04797% | 0.019954 | 0.018967 | 773.3185 | 0.96411 | 654.1164 | 118.238 | 813.201 | 0 | 0 | 813.201 | 2.441e-07%
2028 | BK4 | CB BK4 | Tier-1 | Non-HFTD---8 | 3--2 | 2.4461 | 111 | 100% | 27.9552 | 2.318% | 91.59% | 6.093% | 0.032081 | 0 | 0 | 0.032081 | 0 | 0.027848 | 2.2996 | 0.01211 | 0.027848 | 2.2996 | 0.01211 | 0.032555 | 2.6882 | 0.01211 | 0.1148% | 0.017152 | 0.016303 | 1629.8314 | 2.4593 | 1406.2531 | 221.119 | 1712.7417 | 0 | 0 | 1712.7417 | 1.058e-06%
2028 | 95 | 95-1353F | Tier-1 | Non-HFTD---19 | 1--2 | 0.0064394 | 0 | 100% | 0.032887 | 0% | 0% | 100% | 0 | 0 | 0 | 0 | 0 | 0 | 0.0060537 | 0 | 0 | 0.0060537 | 0 | 0 | 0.0070768 | 0 | 0% | 4.94e-05 | 4.6955e-05 | 665.7292 | 0.50094 | 60.4753 | 604.753 | 700.399 | 0 | 0 | 700.399 | 0%
2028 | 295 | 295-1203F | Tier-2 | Tier-2---21 | 1--2 | 0.48803 | 33 | 100% | 0.80448 | 60.49% | 0% | 39.51% | 0.02409 | 0 | 0 | 0.02409 | 0 | 0.020911 | 0.45879 | 0.045579 | 0.020911 | 0.45879 | 0.045579 | 0.024446 | 0.53634 | 0.045579 | 2.994% | 0.0013362 | 0.0012701 | 602.062 | 79.8078 | 41.8021 | 480.452 | 614.4487 | 0 | 0 | 614.4487 | 7.944e-07%
2028 | 287 | 287-1118 | Tier-2 | Tier-2---17 | 2--4 | 0.3572 | 93 | 100% | 43.5784 | 73.95% | 25.25% | 0.8076% | 1.5951 | 0 | 0 | 1.5951 | 0 | 1.3847 | 0.3358 | 4.1235 | 1.3847 | 0.3358 | 4.1235 | 1.6187 | 0.39256 | 4.1235 | 3.66% | 0.0072086 | 0.0068518 | 6045.3323 | 731.9415 | 1415.1289 | 3898.2619 | 6127.3544 | 0 | 0 | 6127.3544 | 5.26e-05%
2028 | 858 | 858-14 | Tier-2 | Tier-2---12 | 2--5 | 3.2698 | 298 | 100% | 411.6965 | 99.51% | 0% | 0.4896% | 20.2792 | 0 | 0 | 20.2792 | 0 | 17.6037 | 3.074 | 5.7267 | 17.6037 | 3.074 | 5.7267 | 20.5789 | 3.5935 | 5.7267 | 4.926% | 0.010043 | 0.0095457 | 40994.194 | 8631.9946 | 63.0219 | 32299.1775 | 41004.6459 | 0 | 0 | 41004.6459 | 0.0006687%
2028 | 1438 | CB 1438 | Tier-1 | Non-HFTD---10 | 4--2 | 13.0695 | 540 | 100% | 23.5165 | 61.83% | 0% | 38.17% | 0.71979 | 0 | 0 | 0.71979 | 0 | 0.62482 | 12.2866 | 0.050854 | 0.62482 | 12.2866 | 0.050854 | 0.73043 | 14.3632 | 0.050854 | 3.061% | 0.042229 | 0.040138 | 556.8862 | 44.3045 | 160.7551 | 351.8266 | 567.9549 | 0 | 0 | 567.9549 | 2.374e-05%
2028 | 139 | 139-426F | Tier-1 | Non-HFTD---13 | 1--2 | 1.0122 | 8 | 100% | 7.5054 | 85.27% | 0% | 14.73% | 0.31681 | 0 | 0 | 0.31681 | 0 | 0.27501 | 0.95153 | 0.28902 | 0.27501 | 0.95153 | 0.28902 | 0.32149 | 1.1123 | 0.28902 | 4.221% | 0.0044324 | 0.004213 | 1693.3052 | 0.18763 | 1466.5978 | 226.5198 | 1706.2913 | 0 | 0 | 1706.2913 | 1.045e-05%
2028 | 775 | 775-187AE | Tier-1 | Non-HFTD---20 | 1--1 | 0.53754 | 21 | 100% | 0.5948 | 11.69% | 0% | 88.31% | 0.0034422 | 0 | 0 | 0.0034422 | 0 | 0.002988 | 0.50534 | 0.0059129 | 0.002988 | 0.50534 | 0.0059129 | 0.003493 | 0.59075 | 0.0059129 | 0.5787% | 0.0018144 | 0.0017246 | 327.8194 | 2.8623 | 48.4676 | 276.4895 | 342.8956 | 0 | 0 | 342.8956 | 1.135e-07%
2028 | 166 | 166-465F | Tier-1 | Non-HFTD---20 | 1--1 | 0.70302 | 35 | 100% | 0.54405 | 10.51% | 0% | 89.49% | 0.0028298 | 0 | 0 | 0.0028298 | 0 | 0.0024565 | 0.66091 | 0.0037168 | 0.0024565 | 0.66091 | 0.0037168 | 0.0028716 | 0.77261 | 0.0037168 | 0.5201% | 0.0018838 | 0.0017906 | 288.8062 | 0.19448 | 53.8256 | 234.7861 | 302.2662 | 0 | 0 | 302.2662 | 9.332e-08%
2028 | 66 | 66-1213R | Tier-1 | Non-HFTD---1 | 4--5 | 16.7053 | 4693 | 100% | 5312.2676 | 97.77% | 1.999% | 0.2313% | 257.0917 | 0 | 0 | 257.0917 | 0 | 223.1724 | 15.7046 | 14.2106 | 223.1724 | 15.7046 | 14.2106 | 260.891 | 18.3589 | 14.2106 | 4.84% | 0.075145 | 0.071425 | 70693.7485 | 12854.9773 | 1446.2382 | 56392.533 | 70775.8701 | 0 | 0 | 70775.8701 | 0.008478%
2028 | 75 | 75-996R | Tier-2 | Tier-2---7 | 4--5 | 10.9093 | 781 | 100% | 2211.1377 | 99.23% | 0.4312% | 0.3416% | 108.6055 | 0 | 0 | 108.6055 | 0 | 94.2766 | 10.2558 | 9.1925 | 94.2766 | 10.2558 | 9.1925 | 110.2104 | 11.9892 | 9.1925 | 4.912% | 0.043997 | 0.041819 | 50256.3267 | 10744.6266 | 373.824 | 39137.876 | 50276.5529 | 0 | 0 | 50276.5529 | 0.003581%
2028 | 534 | CB 534 | Tier-2 | Tier-2---21 | 4--1 | 0.59621 | 0 | 100% | 6.3051 | 35.99% | 54.92% | 9.089% | 0.11233 | 0 | 0 | 0.11233 | 0 | 0.097511 | 0.5605 | 0.17397 | 0.097511 | 0.5605 | 0.17397 | 0.11399 | 0.65523 | 0.17397 | 1.782% | 0.060541 | 0.057544 | 104.1456 | 5.1049 | 50.6919 | 48.3488 | 107.6172 | 0 | 0 | 107.6172 | 3.704e-06%
2028 | 365 | 365-28AE | Tier-1 | Non-HFTD---13 | 2--2 | 0.82505 | 65 | 100% | 5.7486 | 52.15% | 38.57% | 9.281% | 0.14839 | 0 | 0 | 0.14839 | 0 | 0.12881 | 0.77563 | 0.16608 | 0.12881 | 0.77563 | 0.16608 | 0.15058 | 0.90672 | 0.16608 | 2.581% | 0.0083168 | 0.0079051 | 691.2044 | 57.8 | 253.5042 | 379.9002 | 708.4293 | 0 | 0 | 708.4293 | 4.893e-06%
2028 | 731 | CB 731 | Tier-1 | Non-HFTD---9 | 2--3 | 3.6858 | 132 | 100% | 19.0771 | 87.49% | 0% | 12.51% | 0.82616 | 0 | 0 | 0.82616 | 0 | 0.71716 | 3.465 | 0.20697 | 0.71716 | 3.465 | 0.20697 | 0.83837 | 4.0506 | 0.20697 | 4.331% | 0.010127 | 0.0096253 | 1883.8631 | 99.1754 | 1064.8601 | 719.8275 | 1896.1392 | 0 | 0 | 1896.1392 | 2.724e-05%
2028 | 1215 | 1215-32R | Tier-3 | Tier-3---7 | 5--4 | 12.1911 | 333 | 100% | 8696.5042 | 96.48% | 3.447% | 0.07747% | 415.3037 | 0 | 0 | 415.3037 | 0 | 360.5107 | 11.4608 | 31.4559 | 360.5107 | 11.4608 | 31.4559 | 421.4411 | 13.3978 | 31.4559 | 4.776% | 0.68132 | 0.6476 | 12764.1579 | 1785.0395 | 391.9912 | 10587.1273 | 12787.588 | 0 | 0 | 12787.588 | 0.0137%
2028 | 162 | CB 162 | Tier-1 | Non-HFTD---13 | 1--3 | 1.571 | 46 | 100% | 8.4433 | 83.96% | 0% | 16.04% | 0.35092 | 0 | 0 | 0.35092 | 0 | 0.30462 | 1.4769 | 0.20625 | 0.30462 | 1.4769 | 0.20625 | 0.3561 | 1.7266 | 0.20625 | 4.156% | 0.0047568 | 0.0045213 | 1774.9918 | 1.6508 | 1507.3568 | 265.9842 | 1789.8161 | 0 | 0 | 1789.8161 | 1.157e-05%
2028 | 288 | CB 288 | Tier-1 | Non-HFTD---3 | 4--3 | 9.475 | 686 | 100% | 139.689 | 50.69% | 44.99% | 4.325% | 3.5048 | 0 | 0 | 3.5048 | 0 | 3.0424 | 8.9075 | 0.34155 | 3.0424 | 8.9075 | 0.34155 | 3.5566 | 10.413 | 0.34155 | 2.509% | 0.031221 | 0.029676 | 4474.1439 | 310.4337 | 2474.817 | 1688.8931 | 4589.0459 | 0 | 0 | 4589.0459 | 0.0001156%
2028 | 1023 | 1023-89R | Tier-2 | Tier-2---11 | 4--4 | 4.3252 | 245 | 100% | 585.5086 | 87.68% | 11.85% | 0.4758% | 25.4114 | 0 | 0 | 25.4114 | 0 | 22.0588 | 4.0661 | 5.425 | 22.0588 | 4.0661 | 5.425 | 25.787 | 4.7533 | 5.425 | 4.34% | 0.083403 | 0.079275 | 7020.201 | 994.3035 | 754.0146 | 5271.8829 | 7065.2497 | 0 | 0 | 7065.2497 | 0.000838%
2028 | 520 | 520-1489R | Tier-2 | Tier-2---8 | 5--5 | 17.8309 | 1248 | 100% | 2637.9338 | 96.76% | 2.798% | 0.4462% | 126.3422 | 0 | 0 | 126.3422 | 0 | 109.6733 | 16.7629 | 6.5426 | 109.6733 | 16.7629 | 6.5426 | 128.2093 | 19.596 | 6.5426 | 4.789% | 0.13822 | 0.13138 | 19085.4238 | 2512.9913 | 492.8345 | 16079.598 | 19117.6636 | 0 | 0 | 19117.6636 | 0.004166%
2028 | OS1 | CB OS1 | Tier-1 | Non-HFTD---12 | 3--2 | 6.9136 | 228 | 100% | 10.0644 | 54.01% | 0% | 45.99% | 0.26907 | 0 | 0 | 0.26907 | 0 | 0.23357 | 6.4995 | 0.035936 | 0.23357 | 6.4995 | 0.035936 | 0.27304 | 7.598 | 0.035936 | 2.673% | 0.018753 | 0.017825 | 536.6874 | 6.9162 | 271.0663 | 258.705 | 549.5416 | 0 | 0 | 549.5416 | 8.873e-06%
2028 | RD4 | RD4-50F | Tier-1 | Non-HFTD---14 | 2--1 | 4.4805 | 302 | 100% | 5.2842 | 37.48% | 0% | 62.52% | 0.098033 | 0 | 0 | 0.098033 | 0 | 0.085099 | 4.2121 | 0.020203 | 0.085099 | 4.2121 | 0.020203 | 0.099482 | 4.924 | 0.020203 | 1.855% | 0.012567 | 0.011945 | 420.4788 | 12.2717 | 107.7406 | 300.4665 | 434.1695 | 0 | 0 | 434.1695 | 3.233e-06%
2028 | 52 | CB 52 | Tier-1 | Non-HFTD---19 | 1--1 | 0.47123 | 35 | 100% | 0.48161 | 27.86% | 0% | 72.14% | 0.0066407 | 0 | 0 | 0.0066407 | 0 | 0.0057646 | 0.443 | 0.013012 | 0.0057646 | 0.443 | 0.013012 | 0.0067388 | 0.51787 | 0.013012 | 1.379% | 0.0013064 | 0.0012417 | 368.6562 | 0.20013 | 126.8513 | 241.6047 | 382.5071 | 0 | 0 | 382.5071 | 2.19e-07%
2028 | 533 | CB 533 | Tier-2 | Tier-2---20 | 4--1 | 0.38679 | 0 | 100% | 10.6053 | 3.364% | 93.72% | 2.92% | 0.01766 | 0 | 0 | 0.01766 | 0 | 0.01533 | 0.36362 | 0.042159 | 0.01533 | 0.36362 | 0.042159 | 0.017921 | 0.42508 | 0.042159 | 0.1665% | 0.06013 | 0.057154 | 176.3723 | 1.2595 | 133.5547 | 41.5581 | 185.2484 | 0 | 0 | 185.2484 | 5.824e-07%
2028 | 1434 | 1434-2 | Tier-1 | Non-HFTD---14 | 3--1 | 5.9692 | 171 | 100% | 5.8957 | 43.99% | 0% | 56.01% | 0.12838 | 0 | 0 | 0.12838 | 0 | 0.11144 | 5.6116 | 0.019859 | 0.11144 | 5.6116 | 0.019859 | 0.13027 | 6.56 | 0.019859 | 2.177% | 0.014526 | 0.013807 | 405.8792 | 0.79827 | 195.3366 | 209.7443 | 417.7184 | 0 | 0 | 417.7184 | 4.233e-06%
2028 | 431 | 431-550 | Tier-1 | Non-HFTD---11 | 2--2 | 4.3572 | 164 | 100% | 13.1339 | 75.53% | 0% | 24.47% | 0.49104 | 0 | 0 | 0.49104 | 0 | 0.42625 | 4.0962 | 0.10406 | 0.42625 | 4.0962 | 0.10406 | 0.4983 | 4.7885 | 0.10406 | 3.739% | 0.012344 | 0.011733 | 1063.9583 | 1.4337 | 819.6558 | 242.8688 | 1077.517 | 0 | 0 | 1077.517 | 1.619e-05%
2028 | 968 | CB 968 | Tier-1 | Non-HFTD---15 | 1--3 | 0.3553 | 3 | 100% | 2.4046 | 84.55% | 0% | 15.45% | 0.10063 | 0 | 0 | 0.10063 | 0 | 0.087355 | 0.33402 | 0.26153 | 0.087355 | 0.33402 | 0.26153 | 0.10212 | 0.39047 | 0.26153 | 4.185% | 0.0014058 | 0.0013362 | 1710.4748 | 127.3956 | 651.9293 | 931.1499 | 1724.2412 | 0 | 0 | 1724.2412 | 3.318e-06%
2028 | IB2 | CB IB2 | Tier-1 | Non-HFTD---16 | 2--1 | 5.2097 | 121 | 100% | 4.5685 | 28.86% | 0% | 71.14% | 0.065256 | 0 | 0 | 0.065256 | 0 | 0.056646 | 4.8976 | 0.011566 | 0.056646 | 4.8976 | 0.011566 | 0.06622 | 5.7254 | 0.011566 | 1.428% | 0.013384 | 0.012721 | 341.3434 | 0.43381 | 119.0194 | 221.8902 | 353.9902 | 0 | 0 | 353.9902 | 2.152e-06%
2028 | 486 | CB 486 | Tier-1 | Non-HFTD---15 | 1--4 | 0.12424 | 11 | 100% | 2.895 | 93.41% | 0% | 6.589% | 0.13386 | 0 | 0 | 0.13386 | 0 | 0.1162 | 0.1168 | 0.99484 | 0.1162 | 0.1168 | 0.99484 | 0.13584 | 0.13654 | 0.99484 | 4.624% | 0.0005584 | 0.00053076 | 5184.3933 | 136.4681 | 4036.8272 | 1011.0981 | 5202.1844 | 0 | 0 | 5202.1844 | 4.414e-06%
2028 | 969 | CB 969 | Tier-1 | Non-HFTD---15 | 1--3 | 0.40417 | 27 | 100% | 3.3526 | 88.46% | 0% | 11.54% | 0.14681 | 0 | 0 | 0.14681 | 0 | 0.12744 | 0.37996 | 0.33541 | 0.12744 | 0.37996 | 0.33541 | 0.14898 | 0.44417 | 0.33541 | 4.379% | 0.0018268 | 0.0017364 | 1835.2417 | 238.0159 | 133.8154 | 1463.4105 | 1846.2677 | 0 | 0 | 1846.2677 | 4.841e-06%
2028 | 366 | 366-559 | Tier-1 | Non-HFTD---7 | 2--3 | 1.0561 | 6 | 100% | 36.9737 | 0.4866% | 97.35% | 2.161% | 0.0089065 | 0 | 0 | 0.0089065 | 0 | 0.0077314 | 0.9928 | 0.0077874 | 0.0077314 | 0.9928 | 0.0077874 | 0.0090381 | 1.1606 | 0.0077874 | 0.02409% | 0.0083398 | 0.007927 | 4433.4019 | 5.8876 | 3951.842 | 475.6723 | 4663.1604 | 0 | 0 | 4663.1604 | 2.937e-07%
2028 | 168 | CB 168 | Tier-1 | Non-HFTD---8 | 3--2 | 7.6273 | 374 | 100% | 32.7486 | 82.97% | 0% | 17.03% | 1.345 | 0 | 0 | 1.345 | 0 | 1.1676 | 7.1704 | 0.16283 | 1.1676 | 7.1704 | 0.16283 | 1.3649 | 8.3823 | 0.16283 | 4.107% | 0.023992 | 0.022804 | 1364.9793 | 11.4899 | 1084.5121 | 268.9774 | 1377.084 | 0 | 0 | 1377.084 | 4.435e-05%
2028 | 497 | 497-888F | Tier-1 | Non-HFTD---11 | 1--3 | 0.99355 | 104 | 100% | 9.8083 | 94.15% | 0% | 5.846% | 0.45713 | 0 | 0 | 0.45713 | 0 | 0.39682 | 0.93404 | 0.42484 | 0.39682 | 0.93404 | 0.42484 | 0.46388 | 1.0919 | 0.42484 | 4.661% | 0.0031776 | 0.0030203 | 3086.6864 | 271.9431 | 1260.4115 | 1554.3319 | 3096.0835 | 0 | 0 | 3096.0835 | 1.507e-05%
2028 | 1081 | 1081-38AE | Tier-1 | Non-HFTD---1 | 3--4 | 1.1752 | 119 | 100% | 213.0679 | 78.03% | 21.53% | 0.4327% | 8.23 | 0 | 0 | 8.23 | 0 | 7.1442 | 1.1048 | 6.4667 | 7.1442 | 1.1048 | 6.4667 | 8.3516 | 1.2915 | 6.4667 | 3.863% | 0.01533 | 0.014572 | 13898.3942 | 2058.13 | 2800.8861 | 9039.378 | 14057.3933 | 0 | 0 | 14057.3933 | 0.0002714%
2028 | 242 | 242-776F | Tier-1 | Non-HFTD---6 | 5--2 | 0.6741 | 30 | 100% | 89.0868 | 11.41% | 88.12% | 0.4676% | 0.50321 | 0 | 0 | 0.50321 | 0 | 0.43682 | 0.63372 | 0.68929 | 0.43682 | 0.63372 | 0.68929 | 0.51064 | 0.74083 | 0.68929 | 0.5649% | 0.097933 | 0.093086 | 909.6674 | 12.7136 | 757.5676 | 139.3862 | 951.6351 | 0 | 0 | 951.6351 | 1.659e-05%
2028 | VDN1 | CB VDN1 | Tier-1 | Non-HFTD---6 | 3--3 | 6.0672 | 440 | 100% | 85.5226 | 4.345% | 90.68% | 4.973% | 0.18395 | 0 | 0 | 0.18395 | 0 | 0.15968 | 5.7038 | 0.027996 | 0.15968 | 5.7038 | 0.027996 | 0.18667 | 6.6678 | 0.027996 | 0.2151% | 0.027823 | 0.026446 | 3073.7667 | 13.6612 | 2620.1542 | 439.9513 | 3226.8862 | 0 | 0 | 3226.8862 | 6.066e-06%
2028 | 1094 | 1094-35F | Tier-2 | Tier-2---7 | 3--5 | 5.1365 | 431 | 100% | 2514.2831 | 99.84% | 0% | 0.1648% | 124.2519 | 0 | 0 | 124.2519 | 0 | 107.8587 | 4.8289 | 22.3362 | 107.8587 | 4.8289 | 22.3362 | 126.0881 | 5.645 | 22.3362 | 4.942% | 0.020398 | 0.019388 | 123263.6714 | 20043.0193 | 98.2626 | 103122.3894 | 123274.2511 | 0 | 0 | 123274.2511 | 0.004097%
2028 | 376 | CB 376 | Tier-1 | Non-HFTD---10 | 3--2 | 7.7214 | 137 | 100% | 26.2471 | 76.46% | 0% | 23.54% | 0.99336 | 0 | 0 | 0.99336 | 0 | 0.8623 | 7.2589 | 0.11879 | 0.8623 | 7.2589 | 0.11879 | 1.008 | 8.4857 | 0.11879 | 3.785% | 0.022473 | 0.021361 | 1167.9296 | 0.21143 | 917.9161 | 249.8021 | 1182.2491 | 0 | 0 | 1182.2491 | 3.276e-05%
2028 | 59 | 59-464AE | Tier-1 | Non-HFTD---14 | 3--2 | 0.95286 | 102 | 100% | 7.4345 | 25.7% | 64.22% | 10.07% | 0.094587 | 0 | 0 | 0.094587 | 0 | 0.082108 | 0.89579 | 0.09166 | 0.082108 | 0.89579 | 0.09166 | 0.095985 | 1.0472 | 0.09166 | 1.272% | 0.014091 | 0.013394 | 527.5962 | 24.004 | 335.1416 | 168.4506 | 548.0102 | 0 | 0 | 548.0102 | 3.119e-06%
2028 | 63 | 63-35AE | Tier-1 | Non-HFTD---1 | 3--4 | 1.9439 | 124 | 100% | 256.4675 | 76.22% | 23.46% | 0.3199% | 9.6762 | 0 | 0 | 9.6762 | 0 | 8.3996 | 1.8275 | 4.5962 | 8.3996 | 1.8275 | 4.5962 | 9.8192 | 2.1364 | 4.5962 | 3.773% | 0.016955 | 0.016116 | 15126.187 | 2259.8593 | 3445.3068 | 9421.0209 | 15313.5135 | 0 | 0 | 15313.5135 | 0.0003191%
2028 | 712 | 712-311F | Tier-1 | Non-HFTD---15 | 1--2 | 0.68958 | 52 | 100% | 2.2762 | 61.21% | 0% | 38.79% | 0.06897 | 0 | 0 | 0.06897 | 0 | 0.05987 | 0.64828 | 0.092353 | 0.05987 | 0.64828 | 0.092353 | 0.069989 | 0.75784 | 0.092353 | 3.03% | 0.002841 | 0.0027004 | 801.2038 | 64.6949 | 121.7914 | 614.7175 | 817.3878 | 0 | 0 | 817.3878 | 2.274e-06%
2028 | VS3 | CB VS3 | Tier-1 | Non-HFTD---10 | 3--2 | 5.5108 | 560 | 100% | 22.658 | 81.41% | 0% | 18.59% | 0.91305 | 0 | 0 | 0.91305 | 0 | 0.79259 | 5.1807 | 0.15299 | 0.79259 | 5.1807 | 0.15299 | 0.92654 | 6.0563 | 0.15299 | 4.03% | 0.016726 | 0.015898 | 1354.6403 | 175.5967 | 54.3376 | 1124.7059 | 1367.7563 | 0 | 0 | 1367.7563 | 3.011e-05%
2028 | 242 | 242-1420F | Tier-1 | Non-HFTD---6 | 5--2 | 1.2443 | 17 | 100% | 89.5601 | 12.52% | 86.49% | 0.9881% | 0.55499 | 0 | 0 | 0.55499 | 0 | 0.48177 | 1.1698 | 0.41184 | 0.48177 | 1.1698 | 0.41184 | 0.56319 | 1.3675 | 0.41184 | 0.6197% | 0.1 | 0.095054 | 895.5638 | 14.9487 | 662.244 | 218.3711 | 936.3641 | 0 | 0 | 936.3641 | 1.83e-05%
2028 | 181 | 181-49 | Tier-1 | Non-HFTD---6 | 4--2 | 0.13883 | 1 | 100% | 64.7664 | 8.121% | 91.5% | 0.3833% | 0.26035 | 0 | 0 | 0.26035 | 0 | 0.226 | 0.13051 | 1.7317 | 0.226 | 0.13051 | 1.7317 | 0.2642 | 0.15257 | 1.7317 | 0.402% | 0.078852 | 0.074949 | 821.3685 | 11.8665 | 685.9557 | 123.5464 | 860.6699 | 0 | 0 | 860.6699 | 8.586e-06%
2028 | 100 | 100-1122R | Tier-1 | Non-HFTD---17 | 1--2 | 0.61362 | 11 | 100% | 1.1188 | 52.39% | 0% | 47.61% | 0.029016 | 0 | 0 | 0.029016 | 0 | 0.025188 | 0.57687 | 0.043663 | 0.025188 | 0.57687 | 0.043663 | 0.029445 | 0.67436 | 0.043663 | 2.594% | 0.002205 | 0.0020959 | 507.381 | 49.2152 | 31.6075 | 426.5583 | 519.9599 | 0 | 0 | 519.9599 | 9.568e-07%
2028 | 90 | 90-32 | Tier-1 | Non-HFTD---5 | 3--3 | 3.1322 | 91 | 100% | 76.4194 | 6.097% | 89.87% | 4.029% | 0.23063 | 0 | 0 | 0.23063 | 0 | 0.2002 | 2.9446 | 0.06799 | 0.2002 | 2.9446 | 0.06799 | 0.23404 | 3.4422 | 0.06799 | 0.3018% | 0.016016 | 0.015223 | 4771.4395 | 9.6024 | 4175.1996 | 586.6374 | 5004.776 | 0 | 0 | 5004.776 | 7.605e-06%
2028 | 1483 | 1483-40 | Tier-1 | Non-HFTD---20 | 1--1 | 0.44642 | 20 | 100% | 0.31443 | 22.37% | 0% | 77.63% | 0.0034821 | 0 | 0 | 0.0034821 | 0 | 0.0030227 | 0.41968 | 0.0072023 | 0.0030227 | 0.41968 | 0.0072023 | 0.0035335 | 0.49061 | 0.0072023 | 1.107% | 0.001097 | 0.0010427 | 286.6296 | 0.16743 | 84.3376 | 202.1246 | 298.2171 | 0 | 0 | 298.2171 | 1.148e-07%
2028 | 154 | 154-878R | Tier-1 | Non-HFTD---12 | 3--1 | 10.4622 | 189 | 100% | 14.2275 | 52.45% | 0% | 47.55% | 0.36939 | 0 | 0 | 0.36939 | 0 | 0.32065 | 9.8355 | 0.032601 | 0.32065 | 9.8355 | 0.032601 | 0.37484 | 11.4978 | 0.032601 | 2.596% | 0.028539 | 0.027127 | 498.52 | 0.24282 | 282.6124 | 215.6648 | 510.8648 | 0 | 0 | 510.8648 | 1.218e-05%
2028 | 181 | 181-54F | Tier-1 | Non-HFTD---16 | 3--1 | 1.2006 | 19 | 100% | 2.7236 | 29.54% | 39.02% | 31.44% | 0.039823 | 0 | 0 | 0.039823 | 0 | 0.034569 | 1.1287 | 0.030628 | 0.034569 | 1.1287 | 0.030628 | 0.040411 | 1.3194 | 0.030628 | 1.462% | 0.01856 | 0.017641 | 146.7509 | 7.1793 | 49.6425 | 89.929 | 152.1359 | 0 | 0 | 152.1359 | 1.313e-06%
2028 | 449 | 449-13R | Tier-3 | Tier-3---7 | 5--5 | 16.5478 | 1012 | 100% | 6729.9647 | 90.49% | 9.346% | 0.1629% | 301.4563 | 0 | 0 | 301.4563 | 0 | 261.6837 | 15.5566 | 16.8214 | 261.6837 | 15.5566 | 16.8214 | 305.9112 | 18.1858 | 16.8214 | 4.479% | 0.28234 | 0.26837 | 23836.2998 | 3539.8627 | 2045.1194 | 18251.3177 | 23954.3367 | 0 | 0 | 23954.3367 | 0.009941%
2028 | 948 | CB 948 | Tier-1 | Non-HFTD---10 | 4--1 | 14.9462 | 579 | 100% | 22.208 | 55.27% | 0% | 44.73% | 0.60752 | 0 | 0 | 0.60752 | 0 | 0.52737 | 14.051 | 0.037533 | 0.52737 | 14.051 | 0.037533 | 0.6165 | 16.4257 | 0.037533 | 2.736% | 0.044785 | 0.042569 | 495.8748 | 16.8793 | 215.136 | 263.8595 | 507.4272 | 0 | 0 | 507.4272 | 2.003e-05%
2028 | 506 | 506-844 | Tier-1 | Non-HFTD---10 | 3--2 | 8.7868 | 165 | 100% | 22.4025 | 80.21% | 0% | 19.79% | 0.8895 | 0 | 0 | 0.8895 | 0 | 0.77215 | 8.2604 | 0.093475 | 0.77215 | 8.2604 | 0.093475 | 0.90265 | 9.6566 | 0.093475 | 3.971% | 0.021885 | 0.020802 | 1023.6455 | 1.2121 | 833.0026 | 189.4308 | 1034.1936 | 0 | 0 | 1034.1936 | 2.933e-05%
2028 | 461 | CB 461 | Tier-2 | Tier-2---15 | 2--4 | 2.4203 | 0 | 100% | 101.8709 | 98.65% | 0% | 1.347% | 4.9747 | 0 | 0 | 4.9747 | 0 | 4.3183 | 2.2753 | 1.8979 | 4.3183 | 2.2753 | 1.8979 | 5.0482 | 2.6599 | 1.8979 | 4.883% | 0.0097562 | 0.0092733 | 10441.6529 | 2274.299 | 1515.1673 | 6652.1866 | 10448.9777 | 0 | 0 | 10448.9777 | 0.000164%
2028 | 80 | 80-568F | Tier-1 | Non-HFTD---14 | 3--1 | 9.8088 | 176 | 100% | 8.3283 | 29.18% | 0% | 70.82% | 0.1203 | 0 | 0 | 0.1203 | 0 | 0.10443 | 9.2212 | 0.011325 | 0.10443 | 9.2212 | 0.011325 | 0.12208 | 10.7797 | 0.011325 | 1.445% | 0.025016 | 0.023778 | 332.9159 | 2.3303 | 105.3492 | 225.2364 | 345.194 | 0 | 0 | 345.194 | 3.967e-06%
2028 | BA2 | CB BA2 | Tier-1 | Non-HFTD---14 | 2--1 | 4.4718 | 100 | 100% | 5.2769 | 32.36% | 0% | 67.64% | 0.084525 | 0 | 0 | 0.084525 | 0 | 0.073373 | 4.2039 | 0.017453 | 0.073373 | 4.2039 | 0.017453 | 0.085774 | 4.9145 | 0.017453 | 1.602% | 0.013379 | 0.012717 | 394.4186 | 8.4721 | 101.3103 | 284.6363 | 408.3123 | 0 | 0 | 408.3123 | 2.787e-06%
2028 | 594 | 594-1379F | Tier-2 | Tier-2---17 | 1--5 | 0.51875 | 39 | 100% | 49.4293 | 99.41% | 0% | 0.5897% | 2.4323 | 0 | 0 | 2.4323 | 0 | 2.1114 | 0.48768 | 4.3295 | 2.1114 | 0.48768 | 4.3295 | 2.4683 | 0.5701 | 4.3295 | 4.921% | 0.0021822 | 0.0020742 | 22651.1445 | 6586.9703 | 15.0709 | 16049.1033 | 22658.1007 | 0 | 0 | 22658.1007 | 8.021e-05%
2028 | WY3 | CB WY3 | Tier-1 | Non-HFTD---20 | 1--1 | 0.49583 | 5 | 100% | 0.64342 | 2.218% | 0% | 97.78% | 0.00070635 | 0 | 0 | 0.00070635 | 0 | 0.00061316 | 0.46613 | 0.0013154 | 0.00061316 | 0.46613 | 0.0013154 | 0.00071679 | 0.54491 | 0.0013154 | 0.1098% | 0.002013 | 0.0019134 | 319.6305 | 0.84233 | 31.6894 | 287.0987 | 335.907 | 0 | 0 | 335.907 | 2.329e-08%
2028 | 460 | CB 460 | Tier-2 | Tier-2---17 | 1--4 | 0.95644 | 7 | 100% | 58.9173 | 99.11% | 0% | 0.8919% | 2.8904 | 0 | 0 | 2.8904 | 0 | 2.5091 | 0.89915 | 2.7905 | 2.5091 | 0.89915 | 2.7905 | 2.9331 | 1.0511 | 2.7905 | 4.906% | 0.0037362 | 0.0035513 | 15769.3081 | 2295.5963 | 5550.7252 | 7922.9866 | 15776.6323 | 0 | 0 | 15776.6323 | 9.531e-05%
2028 | RA1 | CB RA1 | Tier-2 | Tier-2---2 | 5--5 | 9.6284 | 485 | 100% | 10517.0624 | 98.31% | 1.619% | 0.07383% | 511.7794 | 0 | 0 | 511.7794 | 0 | 444.2579 | 9.0517 | 49.0801 | 444.2579 | 9.0517 | 49.0801 | 519.3425 | 10.5815 | 49.0801 | 4.866% | 0.14726 | 0.13997 | 71417.5478 | 11306.2901 | 1058.7648 | 59052.4929 | 71480.5261 | 0 | 0 | 71480.5261 | 0.01688%
2028 | LPS1 | CB LPS1 | Tier-1 | Non-HFTD---18 | 2--1 | 2.5019 | 76 | 100% | 1.8545 | 27.68% | 0% | 72.32% | 0.02541 | 0 | 0 | 0.02541 | 0 | 0.022057 | 2.352 | 0.009378 | 0.022057 | 2.352 | 0.009378 | 0.025785 | 2.7495 | 0.009378 | 1.37% | 0.006253 | 0.0059435 | 296.5769 | 4.136 | 77.2739 | 215.167 | 307.7467 | 0 | 0 | 307.7467 | 8.379e-07%
2028 | 417 | 417-791AE | Tier-1 | Non-HFTD---4 | 3--4 | 1.9314 | 67 | 100% | 96.2517 | 1.815% | 96.36% | 1.824% | 0.086463 | 0 | 0 | 0.086463 | 0 | 0.075056 | 1.8157 | 0.041337 | 0.075056 | 1.8157 | 0.041337 | 0.087741 | 2.1226 | 0.041337 | 0.08983% | 0.016976 | 0.016136 | 5669.8675 | 7.6795 | 5119.2772 | 542.9108 | 5959.7835 | 0 | 0 | 5959.7835 | 2.851e-06%
2028 | 454 | 454-53F | Tier-2 | Tier-2---13 | 4--3 | 0.73506 | 31 | 100% | 272.5399 | 0.7301% | 99.1% | 0.1654% | 0.098502 | 0 | 0 | 0.098502 | 0 | 0.085506 | 0.69103 | 0.12374 | 0.085506 | 0.69103 | 0.12374 | 0.099958 | 0.80782 | 0.12374 | 0.03614% | 0.073094 | 0.069476 | 3728.6015 | 9.5009 | 3385.0726 | 334.0281 | 3921.3613 | 0 | 0 | 3921.3613 | 3.248e-06%
2028 | 220 | 220-288R | Tier-3 | Tier-3---14 | 5--4 | 7.2415 | 176 | 100% | 2198.6799 | 96.34% | 3.473% | 0.1901% | 104.8478 | 0 | 0 | 104.8478 | 0 | 91.0147 | 6.8077 | 13.3693 | 91.0147 | 6.8077 | 13.3693 | 106.3972 | 7.9583 | 13.3693 | 4.769% | 0.37523 | 0.35666 | 5859.515 | 816.9998 | 199.3663 | 4843.1489 | 5870.6934 | 0 | 0 | 5870.6934 | 0.003457%
2028 | 438 | 438-45 | Tier-1 | Non-HFTD---15 | 1--3 | 0.46629 | 47 | 100% | 4.5379 | 93.11% | 0% | 6.89% | 0.20915 | 0 | 0 | 0.20915 | 0 | 0.18156 | 0.43836 | 0.41417 | 0.18156 | 0.43836 | 0.41417 | 0.21224 | 0.51245 | 0.41417 | 4.609% | 0.0017438 | 0.0016575 | 2602.317 | 452.2709 | 20.4829 | 2129.5632 | 2611.6552 | 0 | 0 | 2611.6552 | 6.897e-06%
2028 | 445 | 445-1325F | Tier-2 | Tier-2---2 | 5--4 | 11.7129 | 151 | 100% | 7250.7229 | 96.11% | 3.805% | 0.08959% | 344.9322 | 0 | 0 | 344.9322 | 0 | 299.4236 | 11.0113 | 27.1924 | 299.4236 | 11.0113 | 27.1924 | 350.0296 | 12.8723 | 27.1924 | 4.757% | 0.57356 | 0.54517 | 12641.5766 | 1855.057 | 431.2255 | 10355.2942 | 12667.2174 | 0 | 0 | 12667.2174 | 0.01137%
2028 | 355 | 355-65R | Tier-2 | Tier-2---21 | 1--2 | 0.0075758 | 0 | 100% | 0.06699 | 46.11% | 0% | 53.89% | 0.0015289 | 0 | 0 | 0.0015289 | 0 | 0.0013272 | 0.007122 | 0.18635 | 0.0013272 | 0.007122 | 0.18635 | 0.0015515 | 0.0083257 | 0.18635 | 2.282% | 7.02e-05 | 6.6725e-05 | 954.2713 | 72.5365 | 46.719 | 835.0158 | 981.0548 | 0 | 0 | 981.0548 | 5.042e-08%
2028 | HW1 | CB HW1 | Tier-1 | Non-HFTD---4 | 1--5 | 1.0525 | 61 | 100% | 122.4382 | 99.35% | 0% | 0.6452% | 6.0216 | 0 | 0 | 6.0216 | 0 | 5.2271 | 0.98941 | 5.2831 | 5.2271 | 0.98941 | 5.2831 | 6.1106 | 1.1566 | 5.2831 | 4.918% | 0.0031138 | 0.0029597 | 39321.1613 | 6393.1555 | 36.0556 | 32891.9501 | 39334.373 | 0 | 0 | 39334.373 | 0.0001986%
2028 | 448 | 448-47R | Tier-3 | Tier-3---14 | 5--3 | 8.8214 | 157 | 100% | 2612.2711 | 91.91% | 7.885% | 0.2065% | 118.8447 | 0 | 0 | 118.8447 | 0 | 103.165 | 8.293 | 12.44 | 103.165 | 8.293 | 12.44 | 120.601 | 9.6946 | 12.44 | 4.549% | 0.62882 | 0.59769 | 4154.2404 | 551.1168 | 295.8527 | 3307.2709 | 4171.7455 | 0 | 0 | 4171.7455 | 0.003919%
2028 | 595 | CB 595 | Tier-1 | Non-HFTD---17 | 1--2 | 0.39361 | 33 | 100% | 1.0072 | 61.92% | 0% | 38.08% | 0.030872 | 0 | 0 | 0.030872 | 0 | 0.026799 | 0.37003 | 0.072423 | 0.026799 | 0.37003 | 0.072423 | 0.031328 | 0.43257 | 0.072423 | 3.065% | 0.0014016 | 0.0013322 | 718.595 | 0.6485 | 467.1224 | 250.8241 | 732.8449 | 0 | 0 | 732.8449 | 1.018e-06%
2028 | 308 | CB 308 | Tier-2 | Tier-2---18 | 4--3 | 2.3447 | 90 | 100% | 77.7948 | 18.36% | 79.79% | 1.851% | 0.70708 | 0 | 0 | 0.70708 | 0 | 0.61379 | 2.2042 | 0.27846 | 0.61379 | 2.2042 | 0.27846 | 0.71753 | 2.5768 | 0.27846 | 0.9089% | 0.037941 | 0.036063 | 2050.437 | 12.1248 | 1817.8081 | 220.5041 | 2137.6123 | 0 | 0 | 2137.6123 | 2.332e-05%
2028 | 445 | 445-18R | Tier-2 | Tier-2---2 | 5--5 | 24.8581 | 458 | 100% | 10619.7967 | 95.69% | 4.18% | 0.1317% | 503.0122 | 0 | 0 | 503.0122 | 0 | 436.6473 | 23.3691 | 18.6848 | 436.6473 | 23.3691 | 18.6848 | 510.4457 | 27.3188 | 18.6848 | 4.737% | 0.6048 | 0.57486 | 17559.3271 | 2475.3162 | 661.1087 | 14422.9022 | 17598.759 | 0 | 0 | 17598.759 | 0.01659%
2028 | 310 | 310-1194F | Tier-1 | Non-HFTD---19 | 1--1 | 0.20307 | 2 | 100% | 0.28675 | 29.07% | 0% | 70.93% | 0.0041261 | 0 | 0 | 0.0041261 | 0 | 0.0035817 | 0.19091 | 0.018761 | 0.0035817 | 0.19091 | 0.018761 | 0.0041871 | 0.22318 | 0.018761 | 1.439% | 0.000692 | 0.00065775 | 414.3715 | 2.4094 | 133.3051 | 278.6571 | 429.678 | 0 | 0 | 429.678 | 1.361e-07%
2028 | 187 | CB 187 | Tier-1 | Non-HFTD---7 | 3--3 | 5.4221 | 206 | 100% | 43.4605 | 90.51% | 0% | 9.49% | 1.9471 | 0 | 0 | 1.9471 | 0 | 1.6902 | 5.0974 | 0.33159 | 1.6902 | 5.0974 | 0.33159 | 1.9759 | 5.9589 | 0.33159 | 4.48% | 0.017469 | 0.016605 | 2487.8091 | 217.7975 | 1012.4115 | 1257.6001 | 2500.1043 | 0 | 0 | 2500.1043 | 6.421e-05%
2028 | 241 | 241-746 | Tier-1 | Non-HFTD---2 | 5--3 | 0.38732 | 13 | 100% | 290.9824 | 9.93% | 90% | 0.07278% | 1.4303 | 0 | 0 | 1.4303 | 0 | 1.2416 | 0.36412 | 3.4099 | 1.2416 | 0.36412 | 3.4099 | 1.4515 | 0.42565 | 3.4099 | 0.4915% | 0.098458 | 0.093584 | 2955.4024 | 47.8838 | 2441.1448 | 466.3738 | 3094.0296 | 0 | 0 | 3094.0296 | 4.717e-05%
2028 | 312 | 312-40F | Tier-2 | Tier-2---20 | 3--2 | 0.089352 | 2 | 100% | 9.4163 | 0.07625% | 99.1% | 0.8244% | 0.00035539 | 0 | 0 | 0.00035539 | 0 | 0.0003085 | 0.083999 | 0.0036727 | 0.0003085 | 0.083999 | 0.0036727 | 0.00036064 | 0.098196 | 0.0036727 | 0.003774% | 0.017172 | 0.016322 | 548.3384 | 0.98367 | 493.2185 | 54.1362 | 576.8729 | 0 | 0 | 576.8729 | 1.172e-08%
2028 | 357 | 357-1147R | Tier-2 | Tier-2---10 | 5--4 | 0.95666 | 49 | 100% | 1251.1758 | 99.06% | 0.8754% | 0.0621% | 61.3526 | 0 | 0 | 61.3526 | 0 | 53.258 | 0.89936 | 59.2179 | 53.258 | 0.89936 | 59.2179 | 62.2592 | 1.0514 | 59.2179 | 4.904% | 0.14287 | 0.1358 | 8757.5771 | 1409.6316 | 71.0463 | 7276.8992 | 8761.8529 | 0 | 0 | 8761.8529 | 0.002023%
2028 | 172 | 172-569R | Tier-1 | Non-HFTD---3 | 5--2 | 17.4465 | 526 | 100% | 174.5806 | 70.22% | 23.82% | 5.957% | 6.0684 | 0 | 0 | 6.0684 | 0 | 5.2678 | 16.4015 | 0.32117 | 5.2678 | 16.4015 | 0.32117 | 6.1581 | 19.1736 | 0.32117 | 3.476% | 0.12865 | 0.12229 | 1356.9713 | 139.4703 | 376.51 | 840.9911 | 1378.015 | 0 | 0 | 1378.015 | 0.0002001%
2028 | 241 | CB 241 | Tier-2 | Tier-2---11 | 5--4 | 3.3744 | 106 | 100% | 614.4843 | 5.233% | 94.45% | 0.3166% | 1.5918 | 0 | 0 | 1.5918 | 0 | 1.3818 | 3.1723 | 0.43557 | 1.3818 | 3.1723 | 0.43557 | 1.6153 | 3.7084 | 0.43557 | 0.259% | 0.096356 | 0.091586 | 6377.2296 | 31.8975 | 5684.1218 | 661.2103 | 6691.9621 | 0 | 0 | 6691.9621 | 5.249e-05%
2028 | 170 | 170-410R | Tier-1 | Non-HFTD---8 | 5--1 | 12.3119 | 668 | 100% | 29.1667 | 31.01% | 45.41% | 23.57% | 0.44774 | 0 | 0 | 0.44774 | 0 | 0.38867 | 11.5744 | 0.03358 | 0.38867 | 11.5744 | 0.03358 | 0.45436 | 13.5306 | 0.03358 | 1.535% | 0.10336 | 0.098244 | 282.1845 | 8.474 | 122.6089 | 151.1016 | 292.3227 | 0 | 0 | 292.3227 | 1.476e-05%
2028 | 90 | 90-50F | Tier-1 | Non-HFTD---9 | 2--3 | 0.94068 | 4 | 100% | 23.5914 | 2.577% | 94.35% | 3.073% | 0.030095 | 0 | 0 | 0.030095 | 0 | 0.026124 | 0.88433 | 0.029541 | 0.026124 | 0.88433 | 0.029541 | 0.030539 | 1.0338 | 0.029541 | 0.1276% | 0.0077394 | 0.0073563 | 3048.2262 | 3.32 | 2713.4595 | 331.4467 | 3202.8802 | 0 | 0 | 3202.8802 | 9.924e-07%
2028 | 212 | 212-734R | Tier-2 | Tier-2---10 | 5--4 | 17.8821 | 16 | 100% | 1265.9596 | 97.92% | 1.386% | 0.6959% | 61.3606 | 0 | 0 | 61.3606 | 0 | 53.265 | 16.8109 | 3.1685 | 53.265 | 16.8109 | 3.1685 | 62.2674 | 19.6522 | 3.1685 | 4.847% | 0.17753 | 0.16875 | 7130.7609 | 660.9769 | 211.9053 | 6257.8788 | 7138.4909 | 0 | 0 | 7138.4909 | 0.002023%
2028 | 453 | CB 453 | Tier-1 | Non-HFTD---8 | 3--3 | 4.5977 | 103 | 100% | 31.0059 | 88.32% | 0% | 11.68% | 1.3556 | 0 | 0 | 1.3556 | 0 | 1.1768 | 4.3223 | 0.27225 | 1.1768 | 4.3223 | 0.27225 | 1.3756 | 5.0528 | 0.27225 | 4.372% | 0.01456 | 0.013839 | 2129.5572 | 0.18709 | 1903.5138 | 225.8563 | 2142.5053 | 0 | 0 | 2142.5053 | 4.47e-05%
2028 | 57 | 57-1291F | Tier-1 | Non-HFTD---8 | 3--3 | 1.8095 | 10 | 100% | 33.0087 | 0.7107% | 94.92% | 4.37% | 0.011612 | 0 | 0 | 0.011612 | 0 | 0.01008 | 1.7011 | 0.0059255 | 0.01008 | 1.7011 | 0.0059255 | 0.011784 | 1.9886 | 0.0059255 | 0.03518% | 0.016049 | 0.015255 | 2056.6925 | 2.488 | 1785.8176 | 268.3869 | 2163.0395 | 0 | 0 | 2163.0395 | 3.829e-07%
2028 | RS1 | CB RS1 | Tier-1 | Non-HFTD---18 | 1--1 | 1.6957 | 45 | 100% | 1.4439 | 25.65% | 0% | 74.35% | 0.018335 | 0 | 0 | 0.018335 | 0 | 0.015916 | 1.5941 | 0.0099844 | 0.015916 | 1.5941 | 0.0099844 | 0.018606 | 1.8635 | 0.0099844 | 1.27% | 0.0049182 | 0.0046747 | 293.5883 | 8.0472 | 47.0121 | 238.5291 | 304.9556 | 0 | 0 | 304.9556 | 6.046e-07%
2028 | 1140 | 1140-8F | Tier-1 | Non-HFTD---3 | 5--2 | 1.0602 | 12 | 100% | 97.4471 | 0.5522% | 98.8% | 0.6432% | 0.026634 | 0 | 0 | 0.026634 | 0 | 0.02312 | 0.99674 | 0.023196 | 0.02312 | 0.99674 | 0.023196 | 0.027028 | 1.1652 | 0.023196 | 0.02733% | 0.10414 | 0.098982 | 935.7622 | 1.7163 | 839.5416 | 94.5043 | 984.2256 | 0 | 0 | 984.2256 | 8.783e-07%
2028 | 75 | 75-2257F | Tier-3 | Tier-3---20 | 1--5 | 0.050947 | 7 | 100% | 17.7969 | 99.34% | 0% | 0.6614% | 0.87512 | 0 | 0 | 0.87512 | 0 | 0.75966 | 0.047895 | 15.8609 | 0.75966 | 0.047895 | 15.8609 | 0.88805 | 0.05599 | 15.8609 | 4.917% | 0.0002804 | 0.00026652 | 63469.7957 | 10131.5901 | 38.1351 | 53300.0705 | 63491.6581 | 0 | 0 | 63491.6581 | 2.886e-05%
2028 | RC1 | CB RC1 | Tier-2 | Tier-2---4 | 4--5 | 3.232 | 294 | 100% | 3739.8748 | 99.14% | 0.8077% | 0.05477% | 183.5272 | 0 | 0 | 183.5272 | 0 | 159.3136 | 3.0384 | 52.4338 | 159.3136 | 3.0384 | 52.4338 | 186.2394 | 3.5519 | 52.4338 | 4.907% | 0.084253 | 0.080083 | 44388.4144 | 8961.6827 | 332.4323 | 35094.2993 | 44408.3511 | 0 | 0 | 44408.3511 | 0.006052%
2028 | 450 | 450-88R | Tier-2 | Tier-2---10 | 4--4 | 3.7312 | 271 | 100% | 894.3745 | 42.96% | 56.7% | 0.3423% | 19.0196 | 0 | 0 | 19.0196 | 0 | 16.5102 | 3.5077 | 4.7068 | 16.5102 | 3.5077 | 4.7068 | 19.3006 | 4.1006 | 4.7068 | 2.127% | 0.082954 | 0.078848 | 10781.5193 | 1210.2197 | 5658.3612 | 3912.9384 | 11101.7801 | 0 | 0 | 11101.7801 | 0.0006272%
2028 | 192 | CB 192 | Tier-1 | Non-HFTD---4 | 3--4 | 4.2902 | 298 | 100% | 109.5816 | 97.38% | 0% | 2.615% | 5.2824 | 0 | 0 | 5.2824 | 0 | 4.5855 | 4.0332 | 1.1369 | 4.5855 | 4.0332 | 1.1369 | 5.3605 | 4.7149 | 1.1369 | 4.821% | 0.015026 | 0.014282 | 7292.705 | 958.338 | 2325.7233 | 4008.6436 | 7302.6378 | 0 | 0 | 7302.6378 | 0.0001742%
2028 | 320 | 320-1414 | Tier-1 | Non-HFTD---16 | 2--1 | 3.7206 | 70 | 100% | 2.9348 | 21.11% | 0% | 78.89% | 0.030668 | 0 | 0 | 0.030668 | 0 | 0.026622 | 3.4978 | 0.0076111 | 0.026622 | 3.4978 | 0.0076111 | 0.031121 | 4.0889 | 0.0076111 | 1.045% | 0.009875 | 0.0093862 | 297.1976 | 1.2363 | 77.5699 | 218.3914 | 309.4077 | 0 | 0 | 309.4077 | 1.011e-06%
2028 | 181 | 181-53F | Tier-1 | Non-HFTD---2 | 4--3 | 1.2419 | 70 | 100% | 294.6229 | 16.95% | 82.71% | 0.3308% | 2.4727 | 0 | 0 | 2.4727 | 0 | 2.1464 | 1.1675 | 1.8385 | 2.1464 | 1.1675 | 1.8385 | 2.5092 | 1.3648 | 1.8385 | 0.8393% | 0.081527 | 0.077492 | 3613.7987 | 100.59 | 2747.4951 | 765.7137 | 3770.0887 | 0 | 0 | 3770.0887 | 8.154e-05%
2028 | 555 | 555-21F | Tier-1 | Non-HFTD---19 | 1--3 | 0.052273 | 1 | 100% | 0.45337 | 83.79% | 0% | 16.21% | 0.018804 | 0 | 0 | 0.018804 | 0 | 0.016323 | 0.049142 | 0.33216 | 0.016323 | 0.049142 | 0.33216 | 0.019081 | 0.057447 | 0.33216 | 4.147% | 0.0002394 | 0.00022755 | 1893.7858 | 169.5298 | 576.4627 | 1147.7933 | 1909.7752 | 0 | 0 | 1909.7752 | 6.201e-07%
2028 | 458 | 458-44F | Tier-1 | Non-HFTD---17 | 1--2 | 0.18371 | 11 | 100% | 0.70314 | 61.18% | 0% | 38.82% | 0.021295 | 0 | 0 | 0.021295 | 0 | 0.018485 | 0.17271 | 0.10703 | 0.018485 | 0.17271 | 0.10703 | 0.021609 | 0.2019 | 0.10703 | 3.028% | 0.0008354 | 0.00079405 | 841.684 | 0.51996 | 542.8689 | 298.2952 | 858.6993 | 0 | 0 | 858.6993 | 7.022e-07%
2028 | 311 | 311-1163F | Tier-2 | Tier-2---18 | 3--3 | 0.65624 | 7 | 100% | 46.1951 | 84.69% | 14.76% | 0.5474% | 1.9366 | 0 | 0 | 1.9366 | 0 | 1.6811 | 0.61694 | 2.725 | 1.6811 | 0.61694 | 2.725 | 1.9653 | 0.7212 | 2.725 | 4.192% | 0.018623 | 0.017701 | 2480.5668 | 274.9764 | 742.9932 | 1462.5972 | 2500.341 | 0 | 0 | 2500.341 | 6.386e-05%
2028 | 223 | 223-526R | Tier-1 | Non-HFTD---5 | 2--4 | 2.4396 | 32 | 100% | 76.1007 | 97.65% | 0% | 2.35% | 3.6784 | 0 | 0 | 3.6784 | 0 | 3.1931 | 2.2935 | 1.3923 | 3.1931 | 2.2935 | 1.3923 | 3.7328 | 2.6811 | 1.3923 | 4.834% | 0.0098876 | 0.0093982 | 7696.5754 | 1180.4544 | 230.1408 | 6285.9802 | 7705.9964 | 0 | 0 | 7705.9964 | 0.0001213%
2028 | 522 | CB 522 | Tier-2 | Tier-2---9 | 4--5 | 6.96 | 556 | 100% | 1074.3257 | 89.49% | 10.08% | 0.4258% | 47.5925 | 0 | 0 | 47.5925 | 0 | 41.3134 | 6.5431 | 6.314 | 41.3134 | 6.5431 | 6.314 | 48.2958 | 7.649 | 6.314 | 4.43% | 0.049006 | 0.04658 | 21922.4202 | 3152.3384 | 2334.9737 | 16435.1082 | 22042.3571 | 0 | 0 | 22042.3571 | 0.001569%
2028 | 902 | 902-48 | Tier-1 | Non-HFTD---11 | 2--2 | 3.1718 | 231 | 100% | 11.2569 | 82.99% | 0% | 17.01% | 0.46241 | 0 | 0 | 0.46241 | 0 | 0.4014 | 2.9818 | 0.13462 | 0.4014 | 2.9818 | 0.13462 | 0.46924 | 3.4857 | 0.13462 | 4.108% | 0.0088092 | 0.0083731 | 1277.8565 | 141.3697 | 477.3616 | 659.1252 | 1289.1791 | 0 | 0 | 1289.1791 | 1.525e-05%
2028 | MT1 | CB MT1 | Tier-1 | Non-HFTD---12 | 3--2 | 6.3385 | 192 | 100% | 10.6593 | 55.29% | 0% | 44.71% | 0.29175 | 0 | 0 | 0.29175 | 0 | 0.25326 | 5.9588 | 0.042502 | 0.25326 | 5.9588 | 0.042502 | 0.29607 | 6.9659 | 0.042502 | 2.737% | 0.019313 | 0.018357 | 551.9219 | 0.89395 | 324.0932 | 226.9347 | 564.7715 | 0 | 0 | 564.7715 | 9.621e-06%
2028 | 733 | CB 733 | Tier-1 | Non-HFTD---8 | 3--3 | 5.8684 | 166 | 100% | 28.3507 | 85.6% | 0% | 14.4% | 1.2013 | 0 | 0 | 1.2013 | 0 | 1.0428 | 5.5169 | 0.18902 | 1.0428 | 5.5169 | 0.18902 | 1.219 | 6.4493 | 0.18902 | 4.237% | 0.016335 | 0.015526 | 1735.6201 | 10.6405 | 1444.5417 | 280.4379 | 1748.6355 | 0 | 0 | 1748.6355 | 3.961e-05%
2028 | 1103 | 1103-13AE | Tier-2 | Tier-2---17 | 1--5 | 0.27027 | 9 | 100% | 94.4662 | 99.77% | 0% | 0.2344% | 4.6651 | 0 | 0 | 4.6651 | 0 | 4.0496 | 0.25408 | 15.9386 | 4.0496 | 0.25408 | 15.9386 | 4.7341 | 0.29702 | 15.9386 | 4.938% | 0.001345 | 0.0012784 | 70235.1135 | 11425.6816 | 17.29 | 58792.1418 | 70243.6865 | 0 | 0 | 70243.6865 | 0.0001538%
2028 | 970 | CB 970 | Tier-2 | Tier-2---14 | 1--5 | 0.092045 | 6 | 100% | 251.0066 | 99.97% | 0% | 0.03372% | 12.4206 | 0 | 0 | 12.4206 | 0 | 10.7819 | 0.086532 | 124.6004 | 10.7819 | 0.086532 | 124.6004 | 12.6042 | 0.10116 | 124.6004 | 4.948% | 0.00034 | 0.00032317 | 738254.59 | 119031.8531 | 2302.4993 | 616920.2376 | 738267.5551 | 0 | 0 | 738267.5551 | 0.0004096%
2028 | 523 | CB 523 | Tier-2 | Tier-2---13 | 4--4 | 6.3104 | 290 | 100% | 305.5692 | 37.2% | 61.32% | 1.484% | 5.6264 | 0 | 0 | 5.6264 | 0 | 4.8841 | 5.9324 | 0.82329 | 4.8841 | 5.9324 | 0.82329 | 5.7095 | 6.935 | 0.82329 | 1.841% | 0.044603 | 0.042395 | 6850.8655 | 637.5043 | 4014.608 | 2198.7533 | 7074.9309 | 0 | 0 | 7074.9309 | 0.0001855%
2028 | 417 | CB 417 | Tier-1 | Non-HFTD---3 | 3--3 | 4.8645 | 180 | 100% | 116.5397 | 41.56% | 55.34% | 3.097% | 2.3977 | 0 | 0 | 2.3977 | 0 | 2.0813 | 4.5732 | 0.45512 | 2.0813 | 4.5732 | 0.45512 | 2.4331 | 5.3461 | 0.45512 | 2.057% | 0.025451 | 0.024191 | 4579.0552 | 115.5393 | 3554.7727 | 908.7432 | 4718.4081 | 0 | 0 | 4718.4081 | 7.907e-05%
2028 | 353 | 353-593F | Tier-2 | Tier-2---7 | 5--5 | 2.0774 | 267 | 100% | 2519.0591 | 99.18% | 0.76% | 0.05848% | 123.6728 | 0 | 0 | 123.6728 | 0 | 107.356 | 1.953 | 54.9702 | 107.356 | 1.953 | 54.9702 | 125.5004 | 2.2831 | 54.9702 | 4.909% | 0.10537 | 0.10016 | 23906.1611 | 3846.0543 | 163.4883 | 19896.6185 | 23916.3516 | 0 | 0 | 23916.3516 | 0.004078%
2028 | RE1 | CB RE1 | Tier-1 | Non-HFTD---18 | 1--1 | 1.5885 | 32 | 100% | 1.1035 | 28.77% | 0% | 71.23% | 0.015712 | 0 | 0 | 0.015712 | 0 | 0.013639 | 1.4933 | 0.0091336 | 0.013639 | 1.4933 | 0.0091336 | 0.015945 | 1.7457 | 0.0091336 | 1.424% | 0.0036542 | 0.0034733 | 301.9742 | 0.23132 | 105.981 | 195.762 | 313.1767 | 0 | 0 | 313.1767 | 5.181e-07%
2028 | 900 | 900-1166F | Tier-1 | Non-HFTD---7 | 1--4 | 1.1814 | 97 | 100% | 30.0591 | 97.43% | 0% | 2.568% | 1.4497 | 0 | 0 | 1.4497 | 0 | 1.2584 | 1.1107 | 1.1331 | 1.2584 | 1.1107 | 1.1331 | 1.4711 | 1.2984 | 1.1331 | 4.823% | 0.003966 | 0.0037697 | 7579.2001 | 1157.8569 | 322.158 | 6099.1853 | 7589.3359 | 0 | 0 | 7589.3359 | 4.781e-05%
2028 | 44 | 44-1101F | Tier-1 | Non-HFTD---16 | 2--1 | 2.2459 | 60 | 100% | 2.701 | 28.07% | 0% | 71.93% | 0.037524 | 0 | 0 | 0.037524 | 0 | 0.032573 | 2.1113 | 0.015428 | 0.032573 | 2.1113 | 0.015428 | 0.038078 | 2.4682 | 0.015428 | 1.389% | 0.0069664 | 0.0066216 | 387.7182 | 2.2876 | 121.4718 | 263.9588 | 402.2428 | 0 | 0 | 402.2428 | 1.237e-06%
2028 | 149 | CB 149 | Tier-1 | Non-HFTD---9 | 1--4 | 0.88352 | 8 | 100% | 21.25 | 97.47% | 0% | 2.53% | 1.0253 | 0 | 0 | 1.0253 | 0 | 0.88999 | 0.8306 | 1.0715 | 0.88999 | 0.8306 | 1.0715 | 1.0404 | 0.97098 | 1.0715 | 4.825% | 0.0036132 | 0.0034343 | 5881.2185 | 1195.3712 | 13.6562 | 4672.1912 | 5888.968 | 0 | 0 | 5888.968 | 3.381e-05%
2028 | 79 | 79-679R | Tier-3 | Tier-3---3 | 5--5 | 7.3706 | 429 | 100% | 18448.5828 | 98.9% | 1.079% | 0.02427% | 903.134 | 0 | 0 | 903.134 | 0 | 783.9792 | 6.9291 | 113.1423 | 783.9792 | 6.9291 | 113.1423 | 916.4806 | 8.1002 | 113.1423 | 4.895% | 0.3939 | 0.3744 | 46835.416 | 7852.0838 | 464.0518 | 38519.2804 | 46862.3143 | 0 | 0 | 46862.3143 | 0.02978%
2028 | 153 | CB 153 | Tier-1 | Non-HFTD---6 | 4--2 | 14.7847 | 313 | 100% | 50.6159 | 80.4% | 0% | 19.6% | 2.0143 | 0 | 0 | 2.0143 | 0 | 1.7486 | 13.8991 | 0.1258 | 1.7486 | 13.8991 | 0.1258 | 2.0441 | 16.2482 | 0.1258 | 3.98% | 0.04186 | 0.039788 | 1209.1779 | 2.388 | 984.9183 | 221.8717 | 1221.5227 | 0 | 0 | 1221.5227 | 6.642e-05%
2028 | 545 | 545-47F | Tier-1 | Non-HFTD---4 | 3--4 | 2.6369 | 24 | 100% | 110.9793 | 1.36% | 96.25% | 2.393% | 0.074705 | 0 | 0 | 0.074705 | 0 | 0.064849 | 2.479 | 0.02616 | 0.064849 | 2.479 | 0.02616 | 0.075809 | 2.8979 | 0.02616 | 0.06731% | 0.019055 | 0.018112 | 5824.1558 | 6.8519 | 5193.1991 | 624.1048 | 6123.3406 | 0 | 0 | 6123.3406 | 2.464e-06%
2028 | 416 | 416-37F | Tier-1 | Non-HFTD---17 | 1--1 | 1.2439 | 52 | 100% | 1.7227 | 46.57% | 0% | 53.43% | 0.039708 | 0 | 0 | 0.039708 | 0 | 0.034469 | 1.1694 | 0.029476 | 0.034469 | 1.1694 | 0.029476 | 0.040295 | 1.3671 | 0.029476 | 2.305% | 0.0035008 | 0.0033275 | 492.0848 | 1.381 | 245.7278 | 244.9761 | 505.7782 | 0 | 0 | 505.7782 | 1.309e-06%
2028 | 540 | 540-241R | Tier-2 | Tier-2---9 | 4--5 | 1.2638 | 89 | 100% | 833.6308 | 67.75% | 32.17% | 0.07637% | 27.9571 | 0 | 0 | 27.9571 | 0 | 24.2686 | 1.1881 | 20.426 | 24.2686 | 1.1881 | 20.426 | 28.3703 | 1.3889 | 20.426 | 3.354% | 0.047942 | 0.045568 | 17388.4645 | 1898.6352 | 5274.4553 | 10215.374 | 17680.5002 | 0 | 0 | 17680.5002 | 0.0009219%
2028 | 276 | CB 276 | Tier-1 | Non-HFTD---10 | 3--2 | 1.2919 | 18 | 100% | 26.0793 | 53.94% | 42.4% | 3.659% | 0.69637 | 0 | 0 | 0.69637 | 0 | 0.6045 | 1.2145 | 0.49774 | 0.6045 | 1.2145 | 0.49774 | 0.70666 | 1.4197 | 0.49774 | 2.67% | 0.01954 | 0.018573 | 1334.6469 | 19.5495 | 1128.3922 | 186.7052 | 1366.6586 | 0 | 0 | 1366.6586 | 2.296e-05%
2028 | 107 | CB 107 | Tier-1 | Non-HFTD---13 | 2--2 | 1.8139 | 62 | 100% | 5.6413 | 73.95% | 0% | 26.05% | 0.2065 | 0 | 0 | 0.2065 | 0 | 0.17925 | 1.7052 | 0.10512 | 0.17925 | 1.7052 | 0.10512 | 0.20955 | 1.9934 | 0.10512 | 3.66% | 0.005587 | 0.0053104 | 1009.7148 | 3.394 | 755.2275 | 251.0933 | 1023.4136 | 0 | 0 | 1023.4136 | 6.809e-06%
2028 | FM1 | CB FM1 | Tier-1 | Non-HFTD---8 | 3--3 | 4.6271 | 262 | 100% | 36.2346 | 19.67% | 69.95% | 10.38% | 0.35276 | 0 | 0 | 0.35276 | 0 | 0.30622 | 4.35 | 0.070397 | 0.30622 | 4.35 | 0.070397 | 0.35798 | 5.0852 | 0.070397 | 0.9736% | 0.019823 | 0.018842 | 1827.9252 | 40.3343 | 1310.0854 | 477.5055 | 1904.3969 | 0 | 0 | 1904.3969 | 1.163e-05%
2028 | 1418 | 1418-581R | Tier-1 | Non-HFTD---13 | 2--2 | 1.5783 | 24 | 100% | 5.0692 | 77.2% | 0% | 22.8% | 0.19371 | 0 | 0 | 0.19371 | 0 | 0.16815 | 1.4837 | 0.11333 | 0.16815 | 1.4837 | 0.11333 | 0.19657 | 1.7345 | 0.11333 | 3.821% | 0.0055174 | 0.0052443 | 918.7654 | 53.7653 | 399.6633 | 465.3367 | 929.6757 | 0 | 0 | 929.6757 | 6.388e-06%
2028 | BK2 | CB BK2 | Tier-1 | Non-HFTD---9 | 3--3 | 1.5103 | 31 | 100% | 25.856 | 1.714% | 93.1% | 5.186% | 0.021942 | 0 | 0 | 0.021942 | 0 | 0.019047 | 1.4198 | 0.013415 | 0.019047 | 1.4198 | 0.013415 | 0.022266 | 1.6598 | 0.013415 | 0.08486% | 0.015094 | 0.014347 | 1712.9776 | 1.9461 | 1498.4147 | 212.6168 | 1800.6564 | 0 | 0 | 1800.6564 | 7.236e-07%
2028 | 1090 | 1090-73F | Tier-3 | Tier-3---10 | 4--5 | 10.606 | 589 | 100% | 5899.0454 | 99.62% | 0.2521% | 0.1275% | 290.8942 | 0 | 0 | 290.8942 | 0 | 252.5151 | 9.9708 | 25.3256 | 252.5151 | 9.9708 | 25.3256 | 295.1931 | 11.6559 | 25.3256 | 4.931% | 0.046754 | 0.044439 | 126173.0725 | 23873.2693 | 324.7773 | 101975.0259 | 126198.0175 | 0 | 0 | 126198.0175 | 0.009593%
2028 | 718 | CB 718 | Tier-1 | Non-HFTD---18 | 2--1 | 1.4828 | 46 | 100% | 2.2312 | 31.13% | 0% | 68.87% | 0.034382 | 0 | 0 | 0.034382 | 0 | 0.029846 | 1.394 | 0.021411 | 0.029846 | 1.394 | 0.021411 | 0.03489 | 1.6296 | 0.021411 | 1.541% | 0.0057306 | 0.0054469 | 389.3448 | 10.2878 | 84.1668 | 294.8901 | 403.3088 | 0 | 0 | 403.3088 | 1.134e-06%
2028 | 358 | 358-682F | Tier-3 | Tier-3---3 | 5--5 | 12.5079 | 454 | 100% | 37602.1184 | 98.59% | 1.386% | 0.02088% | 1835.1165 | 0 | 0 | 1835.1165 | 0 | 1593.0007 | 11.7587 | 135.4742 | 1593.0007 | 11.7587 | 135.4742 | 1862.236 | 13.7461 | 135.4742 | 4.88% | 0.54241 | 0.51556 | 69323.599 | 12097.0224 | 871.8787 | 56354.6979 | 69374.3945 | 0 | 0 | 69374.3945 | 0.06052%
2028 | 176 | 176-194R | Tier-3 | Tier-3---9 | 5--5 | 9.0746 | 469 | 100% | 4934.1603 | 97.7% | 2.178% | 0.1196% | 238.628 | 0 | 0 | 238.628 | 0 | 207.1447 | 8.531 | 24.2813 | 207.1447 | 8.531 | 24.2813 | 242.1545 | 9.9729 | 24.2813 | 4.836% | 0.21542 | 0.20476 | 22904.8386 | 3771.0766 | 447.8074 | 18685.9546 | 22932.2512 | 0 | 0 | 22932.2512 | 0.007869%
2028 | 364 | 364-49R | Tier-1 | Non-HFTD---3 | 4--3 | 10.7492 | 161 | 100% | 138.1668 | 14.34% | 80.38% | 5.28% | 0.98106 | 0 | 0 | 0.98106 | 0 | 0.85162 | 10.1053 | 0.084274 | 0.85162 | 10.1053 | 0.084274 | 0.99555 | 11.8133 | 0.084274 | 0.7101% | 0.035529 | 0.033771 | 3888.8227 | 11.2159 | 3396.2712 | 481.3356 | 4062.2935 | 0 | 0 | 4062.2935 | 3.235e-05%
2028 | 154 | 154-13 | Tier-1 | Non-HFTD---20 | 1--1 | 0.50816 | 9 | 100% | 0.28839 | 3.646% | 0% | 96.35% | 0.00052053 | 0 | 0 | 0.00052053 | 0 | 0.00045185 | 0.47772 | 0.00094586 | 0.00045185 | 0.47772 | 0.00094586 | 0.00052822 | 0.55846 | 0.00094586 | 0.1805% | 0.0014332 | 0.0013623 | 201.2217 | 0.14589 | 24.9499 | 176.1259 | 211.3187 | 0 | 0 | 211.3187 | 1.717e-08%
2028 | 902 | 902-364F | Tier-1 | Non-HFTD---15 | 1--4 | 0.10985 | 8 | 100% | 3.0036 | 96.46% | 0% | 3.536% | 0.14342 | 0 | 0 | 0.14342 | 0 | 0.1245 | 0.10327 | 1.2056 | 0.1245 | 0.10327 | 1.2056 | 0.14554 | 0.12072 | 1.2056 | 4.775% | 0.0004588 | 0.00043609 | 6546.743 | 1491.2109 | 21.0318 | 5034.5003 | 6558.8002 | 0 | 0 | 6558.8002 | 4.73e-06%
2028 | 144 | CB 144 | Tier-1 | Non-HFTD---3 | 3--4 | 4.3479 | 193 | 100% | 116.3493 | 70.7% | 26.46% | 2.846% | 4.0717 | 0 | 0 | 4.0717 | 0 | 3.5345 | 4.0875 | 0.86472 | 3.5345 | 4.0875 | 0.86472 | 4.1319 | 4.7783 | 0.86472 | 3.5% | 0.021258 | 0.020206 | 5473.2508 | 269.7276 | 3553.0613 | 1650.4619 | 5556.7709 | 0 | 0 | 5556.7709 | 0.0001343%
2028 | 146 | 146-275R | Tier-1 | Non-HFTD---5 | 2--4 | 0.74015 | 44 | 100% | 50.1764 | 31.43% | 67.56% | 1.005% | 0.78065 | 0 | 0 | 0.78065 | 0 | 0.67765 | 0.69582 | 0.97389 | 0.67765 | 0.69582 | 0.97389 | 0.79218 | 0.81342 | 0.97389 | 1.556% | 0.0089436 | 0.0085009 | 5610.3123 | 271.1706 | 3574.616 | 1764.5257 | 5810.6541 | 0 | 0 | 5810.6541 | 2.574e-05%
2028 | 289 | 289-1559 | Tier-1 | Non-HFTD---15 | 2--2 | 0.52288 | 72 | 100% | 4.417 | 3.139% | 88.74% | 8.122% | 0.0068636 | 0 | 0 | 0.0068636 | 0 | 0.0059581 | 0.49156 | 0.012121 | 0.0059581 | 0.49156 | 0.012121 | 0.0069651 | 0.57463 | 0.012121 | 0.1554% | 0.0072536 | 0.0068945 | 608.9324 | 2.7259 | 506.3554 | 99.851 | 639.6487 | 0 | 0 | 639.6487 | 2.263e-07%
2028 | 138 | CB 138 | Tier-1 | Non-HFTD---17 | 1--2 | 0.18636 | 2 | 100% | 0.7202 | 42.47% | 0% | 57.53% | 0.01514 | 0 | 0 | 0.01514 | 0 | 0.013143 | 0.1752 | 0.075016 | 0.013143 | 0.1752 | 0.075016 | 0.015364 | 0.20481 | 0.075016 | 2.102% | 0.0010424 | 0.0009908 | 690.9099 | 0.2991 | 329.5323 | 361.0785 | 711.6101 | 0 | 0 | 711.6101 | 4.993e-07%
2028 | 1001 | 1001-1820F | Tier-2 | Tier-2---5 | 5--5 | 6.479 | 1292 | 100% | 4222.2471 | 91.41% | 8.486% | 0.103% | 191.0494 | 0 | 0 | 191.0494 | 0 | 165.8433 | 6.0909 | 27.2281 | 165.8433 | 6.0909 | 27.2281 | 193.8727 | 7.1203 | 27.2281 | 4.525% | 0.12846 | 0.1221 | 32868.2878 | 4904.2029 | 2558.3215 | 25405.7635 | 33015.3127 | 0 | 0 | 33015.3127 | 0.0063%
2028 | PL2 | CB PL2 | Tier-1 | Non-HFTD---12 | 3--2 | 9.8748 | 367 | 100% | 14.4457 | 51.29% | 0% | 48.71% | 0.36674 | 0 | 0 | 0.36674 | 0 | 0.31835 | 9.2833 | 0.034293 | 0.31835 | 9.2833 | 0.034293 | 0.37216 | 10.8523 | 0.034293 | 2.539% | 0.027084 | 0.025743 | 533.3741 | 0.1955 | 297.1585 | 236.0201 | 546.9048 | 0 | 0 | 546.9048 | 1.209e-05%
2028 | 209 | CB 209 | Tier-1 | Non-HFTD---15 | 1--3 | 0.2739 | 2 | 100% | 2.9977 | 95.12% | 0% | 4.884% | 0.14114 | 0 | 0 | 0.14114 | 0 | 0.12252 | 0.2575 | 0.4758 | 0.12252 | 0.2575 | 0.4758 | 0.14323 | 0.30102 | 0.4758 | 4.708% | 0.000675 | 0.00064159 | 4441.0443 | 20.5708 | 4119.0788 | 301.3948 | 4452.339 | 0 | 0 | 4452.339 | 4.654e-06%
2028 | 79 | 79-685R | Tier-3 | Tier-3---14 | 5--4 | 3.9579 | 58 | 100% | 2564.7524 | 99.37% | 0.5359% | 0.0899% | 126.1608 | 0 | 0 | 126.1608 | 0 | 109.5158 | 3.7208 | 29.433 | 109.5158 | 3.7208 | 29.433 | 128.0252 | 4.3497 | 29.433 | 4.919% | 0.43155 | 0.41019 | 5943.1342 | 854.3477 | 28.1313 | 5060.6552 | 5945.071 | 0 | 0 | 5945.071 | 0.00416%
2028 | 230 | CB 230 | Tier-2 | Tier-2---14 | 1--5 | 0.62576 | 81 | 100% | 212.8275 | 99.81% | 0% | 0.1866% | 10.5153 | 0 | 0 | 10.5153 | 0 | 9.128 | 0.58828 | 15.5165 | 9.128 | 0.58828 | 15.5165 | 10.6707 | 0.6877 | 15.5165 | 4.941% | 0.0025822 | 0.0024544 | 82420.9788 | 12968.0928 | 2517.612 | 66935.274 | 82428.9864 | 0 | 0 | 82428.9864 | 0.0003468%
2028 | 415 | 415-1237R | Tier-1 | Non-HFTD---3 | 4--3 | 9.2329 | 453 | 100% | 133.0958 | 12.64% | 83.05% | 4.312% | 0.83274 | 0 | 0 | 0.83274 | 0 | 0.72288 | 8.6799 | 0.083282 | 0.72288 | 8.6799 | 0.083282 | 0.84505 | 10.1469 | 0.083282 | 0.6257% | 0.037795 | 0.035924 | 3521.4997 | 33.7505 | 3007.5656 | 480.1837 | 3681.7114 | 0 | 0 | 3681.7114 | 2.746e-05%
2028 | 176 | 176-200F | Tier-3 | Tier-3---15 | 5--4 | 1.165 | 81 | 100% | 1635.841 | 89.24% | 10.7% | 0.05535% | 72.2645 | 0 | 0 | 72.2645 | 0 | 62.7303 | 1.0952 | 57.2759 | 62.7303 | 1.0952 | 57.2759 | 73.3324 | 1.2803 | 57.2759 | 4.418% | 0.18529 | 0.17612 | 8828.4206 | 1287.3516 | 863.0873 | 6677.9817 | 8877.8734 | 0 | 0 | 8877.8734 | 0.002383%
2028 | WA6 | CB WA6 | Tier-1 | Non-HFTD---8 | 4--2 | 13.9047 | 410 | 100% | 38.8392 | 75.37% | 0% | 24.63% | 1.4489 | 0 | 0 | 1.4489 | 0 | 1.2578 | 13.0718 | 0.09622 | 1.2578 | 13.0718 | 0.09622 | 1.4703 | 15.2811 | 0.09622 | 3.731% | 0.043551 | 0.041395 | 891.8131 | 93.2124 | 376.5501 | 422.0507 | 903.2543 | 0 | 0 | 903.2543 | 4.778e-05%
2028 | 1235 | CB 1235 | Tier-2 | Tier-2---6 | 4--5 | 20.7706 | 2370 | 100% | 6645.572 | 99.09% | 0.6868% | 0.2213% | 325.9686 | 0 | 0 | 325.9686 | 0 | 282.962 | 19.5265 | 14.4912 | 282.962 | 19.5265 | 14.4912 | 330.7858 | 22.8267 | 14.4912 | 4.905% | 0.082825 | 0.078725 | 80236.4987 | 14594.2716 | 649.5597 | 64992.6674 | 80274.4439 | 0 | 0 | 80274.4439 | 0.01075%
2028 | 284 | 284-660R | Tier-1 | Non-HFTD---5 | 2--4 | 0.21894 | 31 | 100% | 67.7111 | 37.42% | 62.28% | 0.3086% | 1.2541 | 0 | 0 | 1.2541 | 0 | 1.0886 | 0.20583 | 5.2891 | 1.0886 | 0.20583 | 5.2891 | 1.2726 | 0.24061 | 5.2891 | 1.852% | 0.0068676 | 0.0065277 | 9859.4941 | 664.3708 | 5544.4409 | 3650.6824 | 10180.8369 | 0 | 0 | 10180.8369 | 4.136e-05%
2028 | 856 | 856-1141R | Tier-1 | Non-HFTD---7 | 2--3 | 3.289 | 191 | 100% | 34.972 | 93.55% | 0% | 6.449% | 1.6195 | 0 | 0 | 1.6195 | 0 | 1.4058 | 3.092 | 0.45466 | 1.4058 | 3.092 | 0.45466 | 1.6434 | 3.6146 | 0.45466 | 4.631% | 0.0095222 | 0.0090509 | 3672.677 | 493.2945 | 440.7828 | 2738.5997 | 3685.0115 | 0 | 0 | 3685.0115 | 5.34e-05%
2028 | 221 | 221-675R | Tier-2 | Tier-2---8 | 5--4 | 7.0073 | 245 | 100% | 2055.424 | 99.51% | 0.3331% | 0.1572% | 101.2446 | 0 | 0 | 101.2446 | 0 | 87.8869 | 6.5876 | 13.3412 | 87.8869 | 6.5876 | 13.3412 | 102.7408 | 7.701 | 13.3412 | 4.926% | 0.22072 | 0.20979 | 9312.3427 | 1344.1868 | 80.6907 | 7887.4652 | 9314.7205 | 0 | 0 | 9314.7205 | 0.003339%
2028 | 1001 | 1001-1232F | Tier-1 | Non-HFTD---15 | 1--4 | 0.060606 | 13 | 100% | 3.7082 | 98.25% | 0% | 1.746% | 0.18035 | 0 | 0 | 0.18035 | 0 | 0.15655 | 0.056976 | 2.7477 | 0.15655 | 0.056976 | 2.7477 | 0.18301 | 0.066605 | 2.7477 | 4.864% | 0.0002536 | 0.00024105 | 14622.1214 | 2186.2186 | 960.6365 | 11475.2662 | 14635.4188 | 0 | 0 | 14635.4188 | 5.947e-06%
2028 | 789 | 789-15 | Tier-1 | Non-HFTD---1 | 1--5 | 1.1117 | 192 | 100% | 761.9806 | 99.91% | 0% | 0.08626% | 37.6855 | 0 | 0 | 37.6855 | 0 | 32.7135 | 1.0451 | 31.3008 | 32.7135 | 1.0451 | 31.3008 | 38.2424 | 1.2218 | 31.3008 | 4.946% | 0.0041662 | 0.00396 | 182895.8194 | 29633.7506 | 30.7403 | 153231.3285 | 182904.0354 | 0 | 0 | 182904.0354 | 0.001243%
2028 | 854 | CB 854 | Tier-1 | Non-HFTD---15 | 1--3 | 0.2767 | 0 | 100% | 4.0846 | 92.31% | 0% | 7.692% | 0.18664 | 0 | 0 | 0.18664 | 0 | 0.16201 | 0.26013 | 0.62281 | 0.16201 | 0.26013 | 0.62281 | 0.18939 | 0.3041 | 0.62281 | 4.569% | 0.0011248 | 0.0010691 | 3631.4237 | 108.5173 | 2707.56 | 815.3464 | 3645.9705 | 0 | 0 | 3645.9705 | 6.155e-06%
2028 | AM3 | CB AM3 | Tier-1 | Non-HFTD---12 | 4--1 | 11.0803 | 284 | 100% | 10.6772 | 32.41% | 0% | 67.59% | 0.17131 | 0 | 0 | 0.17131 | 0 | 0.14871 | 10.4166 | 0.014276 | 0.14871 | 10.4166 | 0.014276 | 0.17385 | 12.1771 | 0.014276 | 1.604% | 0.029862 | 0.028384 | 357.5503 | 0.35634 | 136.7746 | 220.4194 | 370.1352 | 0 | 0 | 370.1352 | 5.649e-06%
2028 | 1073 | 1073-872F | Tier-2 | Tier-2---20 | 3--2 | 0.61936 | 96 | 100% | 17.9659 | 86.84% | 10.72% | 2.434% | 0.7723 | 0 | 0 | 0.7723 | 0 | 0.6704 | 0.58226 | 1.1514 | 0.6704 | 0.58226 | 1.1514 | 0.78371 | 0.68067 | 1.1514 | 4.299% | 0.018584 | 0.017664 | 966.7183 | 136.5279 | 98.6169 | 731.5734 | 973.3425 | 0 | 0 | 973.3425 | 2.547e-05%
2028 | 357 | 357-50R | Tier-3 | Tier-3---4 | 5--5 | 10.8632 | 1095 | 100% | 10432.4887 | 97.04% | 2.884% | 0.07824% | 501.113 | 0 | 0 | 501.113 | 0 | 434.9987 | 10.2125 | 42.5946 | 434.9987 | 10.2125 | 42.5946 | 508.5185 | 11.9386 | 42.5946 | 4.803% | 0.14913 | 0.14175 | 69957.169 | 13067.3057 | 1874.1098 | 55015.7535 | 70065.0754 | 0 | 0 | 70065.0754 | 0.01652%
2028 | 417 | 417-41 | Tier-1 | Non-HFTD---19 | 1--3 | 0.067056 | 2 | 100% | 0.62272 | 87.14% | 0% | 12.86% | 0.02686 | 0 | 0 | 0.02686 | 0 | 0.023316 | 0.063039 | 0.36987 | 0.023316 | 0.063039 | 0.36987 | 0.027257 | 0.073694 | 0.36987 | 4.313% | 0.0002544 | 0.00024181 | 2447.8133 | 0.23691 | 2161.5664 | 286.0099 | 2464.2099 | 0 | 0 | 2464.2099 | 8.857e-07%
2028 | 750 | CB 750 | Tier-1 | Non-HFTD---4 | 1--5 | 1.0979 | 9 | 100% | 147.1702 | 99.68% | 0% | 0.3223% | 7.2614 | 0 | 0 | 7.2614 | 0 | 6.3034 | 1.0322 | 6.1071 | 6.3034 | 1.0322 | 6.1071 | 7.3688 | 1.2066 | 6.1071 | 4.934% | 0.0040188 | 0.0038199 | 36620.4268 | 8634.8324 | 1589.051 | 26396.5433 | 36626.5736 | 0 | 0 | 36626.5736 | 0.0002395%
2028 | 547 | CB 547 | Tier-1 | Non-HFTD---9 | 2--3 | 3.8859 | 81 | 100% | 19.4827 | 85.43% | 0% | 14.57% | 0.82389 | 0 | 0 | 0.82389 | 0 | 0.71519 | 3.6532 | 0.19577 | 0.71519 | 3.6532 | 0.19577 | 0.83607 | 4.2706 | 0.19577 | 4.229% | 0.011393 | 0.010829 | 1710.1181 | 8.849 | 1430.5531 | 270.716 | 1723.0928 | 0 | 0 | 1723.0928 | 2.717e-05%
2028 | FB1 | CB FB1 | Tier-2 | Tier-2---11 | 4--4 | 7.7129 | 412 | 100% | 346.5871 | 36.93% | 61.45% | 1.621% | 6.3355 | 0 | 0 | 6.3355 | 0 | 5.4996 | 7.2509 | 0.75848 | 5.4996 | 7.2509 | 0.75848 | 6.4291 | 8.4763 | 0.75848 | 1.828% | 0.04664 | 0.044331 | 7431.1135 | 852.2072 | 4097.3369 | 2481.5694 | 7675.1976 | 0 | 0 | 7675.1976 | 0.0002089%
2028 | 278 | 278-630 | Tier-1 | Non-HFTD---2 | 4--4 | 10.8269 | 311 | 100% | 273.7142 | 5.715% | 91.87% | 2.413% | 0.77427 | 0 | 0 | 0.77427 | 0 | 0.67212 | 10.1784 | 0.066034 | 0.67212 | 10.1784 | 0.066034 | 0.78571 | 11.8986 | 0.066034 | 0.2829% | 0.044769 | 0.042553 | 6113.9234 | 15.3034 | 5481.2841 | 617.3359 | 6414.1279 | 0 | 0 | 6414.1279 | 2.553e-05%
2028 | 1077 | 1077-8R | Tier-1 | Non-HFTD---9 | 2--3 | 2.8041 | 50 | 100% | 24.3832 | 90.75% | 0% | 9.248% | 1.0954 | 0 | 0 | 1.0954 | 0 | 0.95084 | 2.6362 | 0.36069 | 0.95084 | 2.6362 | 0.36069 | 1.1115 | 3.0817 | 0.36069 | 4.492% | 0.0094446 | 0.0089771 | 2581.7093 | 369.621 | 97.6273 | 2114.461 | 2594.143 | 0 | 0 | 2594.143 | 3.612e-05%
2028 | 780 | CB 780 | Tier-1 | Non-HFTD---6 | 3--3 | 4.5818 | 470 | 100% | 78.9953 | 26.13% | 69.84% | 4.031% | 1.0216 | 0 | 0 | 1.0216 | 0 | 0.88679 | 4.3074 | 0.20588 | 0.88679 | 4.3074 | 0.20588 | 1.0367 | 5.0354 | 0.20588 | 1.293% | 0.024043 | 0.022852 | 3285.6386 | 58.4415 | 2545.5101 | 681.687 | 3412.0448 | 0 | 0 | 3412.0448 | 3.369e-05%
2028 | 220 | CB 220 | Tier-3 | Tier-3---21 | 1--2 | 0.011932 | 0 | 100% | 0.033535 | 0% | 0% | 100% | 0 | 0 | 0 | 0 | 0 | 0 | 0.011217 | 0 | 0 | 0.011217 | 0 | 0 | 0.013113 | 0 | 0% | 4.74e-05 | 4.5054e-05 | 707.4933 | 0.53237 | 64.2692 | 642.6918 | 744.3381 | 0 | 0 | 744.3381 | 0%
2028 | 487 | CB 487 | Tier-1 | Non-HFTD---19 | 1--3 | 0.046212 | 7 | 100% | 0.46682 | 83.57% | 0% | 16.43% | 0.01931 | 0 | 0 | 0.01931 | 0 | 0.016762 | 0.043444 | 0.38584 | 0.016762 | 0.043444 | 0.38584 | 0.019595 | 0.050787 | 0.38584 | 4.136% | 0.0001976 | 0.00018782 | 2362.465 | 321.7419 | 35.2696 | 2005.4535 | 2382.6846 | 0 | 0 | 2382.6846 | 6.368e-07%
2028 | FB2 | CB FB2 | Tier-2 | Tier-2---9 | 4--5 | 5.2678 | 335 | 100% | 1029.5845 | 94.33% | 5.316% | 0.3556% | 48.074 | 0 | 0 | 48.074 | 0 | 41.7314 | 4.9523 | 8.4267 | 41.7314 | 4.9523 | 8.4267 | 48.7844 | 5.7893 | 8.4267 | 4.669% | 0.045688 | 0.043427 | 22535.0189 | 4971.8159 | 1116.7336 | 16446.4695 | 22601.5779 | 0 | 0 | 22601.5779 | 0.001585%
2028 | 1073 | 1073-480 | Tier-1 | Non-HFTD---4 | 3--4 | 0.27083 | 8 | 100% | 99.1186 | 2.789% | 97.03% | 0.1826% | 0.13682 | 0 | 0 | 0.13682 | 0 | 0.11877 | 0.25461 | 0.46646 | 0.11877 | 0.25461 | 0.46646 | 0.13884 | 0.29764 | 0.46646 | 0.138% | 0.017172 | 0.016322 | 5772.1746 | 21.6593 | 5192.9171 | 557.5981 | 6064.3945 | 0 | 0 | 6064.3945 | 4.512e-06%
2028 | 400 | CB 400 | Tier-1 | Non-HFTD---10 | 4--2 | 12.2015 | 190 | 100% | 19.3977 | 65.59% | 0% | 34.41% | 0.62975 | 0 | 0 | 0.62975 | 0 | 0.54666 | 11.4707 | 0.047657 | 0.54666 | 11.4707 | 0.047657 | 0.63905 | 13.4093 | 0.047657 | 3.247% | 0.031276 | 0.029728 | 620.2148 | 1.8495 | 419.0813 | 199.284 | 631.3303 | 0 | 0 | 631.3303 | 2.077e-05%
2028 | 521 | 521-32R | Tier-3 | Tier-3---4 | 5--5 | 9.9971 | 609 | 100% | 12241.7135 | 99.38% | 0.5642% | 0.05689% | 602.2012 | 0 | 0 | 602.2012 | 0 | 522.7499 | 9.3983 | 55.6218 | 522.7499 | 9.3983 | 55.6218 | 611.1006 | 10.9867 | 55.6218 | 4.919% | 0.14844 | 0.14109 | 82470.5463 | 14293.5118 | 425.937 | 67751.0975 | 82497.2218 | 0 | 0 | 82497.2218 | 0.01986%
2028 | 286 | CB 286 | Tier-1 | Non-HFTD---2 | 4--3 | 12.3718 | 1211 | 100% | 207.2412 | 65.65% | 29.54% | 4.807% | 6.7349 | 0 | 0 | 6.7349 | 0 | 5.8463 | 11.6308 | 0.50266 | 5.8463 | 11.6308 | 0.50266 | 6.8344 | 13.5965 | 0.50266 | 3.25% | 0.045864 | 0.043593 | 4518.6432 | 500.9662 | 1809.8664 | 2207.8107 | 4599.4713 | 0 | 0 | 4599.4713 | 0.0002221%
2028 | 540 | CB 540 | Tier-2 | Tier-2---17 | 1--5 | 0.93788 | 198 | 100% | 67.245 | 99.24% | 0% | 0.7576% | 3.3034 | 0 | 0 | 3.3034 | 0 | 2.8676 | 0.8817 | 3.2523 | 2.8676 | 0.8817 | 3.2523 | 3.3522 | 1.0307 | 3.2523 | 4.913% | 0.0036022 | 0.0034239 | 18667.7627 | 2802.0205 | 1252.6198 | 14613.1224 | 18675.1274 | 0 | 0 | 18675.1274 | 0.0001089%
2028 | 81 | 81-177AE | Tier-1 | Non-HFTD---19 | 1--1 | 0.11456 | 4 | 100% | 0.23558 | 5.771% | 0% | 94.23% | 0.00067299 | 0 | 0 | 0.00067299 | 0 | 0.0005842 | 0.1077 | 0.0054244 | 0.0005842 | 0.1077 | 0.0054244 | 0.00068294 | 0.1259 | 0.0054244 | 0.2857% | 0.0005608 | 0.00053304 | 420.0857 | 0.29786 | 60.2022 | 359.5856 | 440.7003 | 0 | 0 | 440.7003 | 2.219e-08%
2028 | 235 | 235-899R | Tier-2 | Tier-2---1 | 5--5 | 14.5858 | 915 | 100% | 23678.6611 | 98.37% | 1.593% | 0.04039% | 1152.9446 | 0 | 0 | 1152.9446 | 0 | 1000.831 | 13.7121 | 72.9889 | 1000.831 | 13.7121 | 72.9889 | 1169.9829 | 16.0296 | 72.9889 | 4.869% | 0.15496 | 0.14729 | 152800.2562 | 27483.3247 | 2386.7614 | 122930.1701 | 152930.2625 | 0 | 0 | 152930.2625 | 0.03802%
2028 | 453 | 453-41 | Tier-1 | Non-HFTD---15 | 1--3 | 0.43601 | 31 | 100% | 2.6009 | 88.95% | 0% | 11.05% | 0.11451 | 0 | 0 | 0.11451 | 0 | 0.099406 | 0.40989 | 0.24252 | 0.099406 | 0.40989 | 0.24252 | 0.11621 | 0.47917 | 0.24252 | 4.403% | 0.0012658 | 0.0012031 | 2054.725 | 0.17088 | 1848.26 | 206.2942 | 2066.5516 | 0 | 0 | 2066.5516 | 3.776e-06%
2028 | 493 | 493-485F | Tier-1 | Non-HFTD---11 | 1--4 | 0.31738 | 26 | 100% | 12.8826 | 97.53% | 0% | 2.467% | 0.62196 | 0 | 0 | 0.62196 | 0 | 0.5399 | 0.29837 | 1.8095 | 0.5399 | 0.29837 | 1.8095 | 0.63115 | 0.3488 | 1.8095 | 4.828% | 0.0014534 | 0.0013815 | 8863.7485 | 1806.2326 | 712.2066 | 6345.3093 | 8875.1362 | 0 | 0 | 8875.1362 | 2.051e-05%
2028 | 445 | 445-19R | Tier-2 | Tier-2---8 | 5--3 | 11.1993 | 195 | 100% | 1766.7037 | 84.73% | 14.9% | 0.3714% | 74.0952 | 0 | 0 | 74.0952 | 0 | 64.3194 | 10.5284 | 6.1091 | 64.3194 | 10.5284 | 6.1091 | 75.1902 | 12.3079 | 6.1091 | 4.194% | 0.56527 | 0.53729 | 3125.4156 | 351.5514 | 420.2841 | 2353.5801 | 3150.2749 | 0 | 0 | 3150.2749 | 0.002443%
2028 | 702 | CB 702 | Tier-1 | Non-HFTD---5 | 2--4 | 1.5752 | 2 | 100% | 63.7539 | 98.86% | 0% | 1.141% | 3.1198 | 0 | 0 | 3.1198 | 0 | 2.7082 | 1.4808 | 1.8288 | 2.7082 | 1.4808 | 1.8288 | 3.1659 | 1.7311 | 1.8288 | 4.894% | 0.005363 | 0.0050975 | 11887.738 | 811.1818 | 6774.97 | 4301.5862 | 11894.8026 | 0 | 0 | 11894.8026 | 0.0001029%
2028 | 94 | CB 94 | Tier-1 | Non-HFTD---5 | 2--4 | 3.3957 | 155 | 100% | 70.2599 | 96.42% | 0% | 3.58% | 3.3534 | 0 | 0 | 3.3534 | 0 | 2.9109 | 3.1923 | 0.91187 | 2.9109 | 3.1923 | 0.91187 | 3.4029 | 3.7318 | 0.91187 | 4.773% | 0.011842 | 0.011256 | 5932.9129 | 699.7774 | 1458.5408 | 3774.5947 | 5943.974 | 0 | 0 | 5943.974 | 0.0001106%
2028 | 130 | 130-13F | Tier-1 | Non-HFTD---14 | 3--1 | 5.4246 | 122 | 100% | 6.0639 | 48.34% | 0% | 51.66% | 0.14511 | 0 | 0 | 0.14511 | 0 | 0.12596 | 5.0997 | 0.0247 | 0.12596 | 5.0997 | 0.0247 | 0.14725 | 5.9616 | 0.0247 | 2.393% | 0.013826 | 0.013142 | 438.5851 | 0.71643 | 229.2325 | 208.6361 | 450.3837 | 0 | 0 | 450.3837 | 4.785e-06%
2028 | 402 | 402-30AE | Tier-1 | Non-HFTD---14 | 2--2 | 4.5258 | 344 | 100% | 8.257 | 62.04% | 0% | 37.96% | 0.25356 | 0 | 0 | 0.25356 | 0 | 0.2201 | 4.2547 | 0.051732 | 0.2201 | 4.2547 | 0.051732 | 0.2573 | 4.9738 | 0.051732 | 3.071% | 0.013009 | 0.012365 | 634.7125 | 33.2198 | 213.4395 | 388.0532 | 647.261 | 0 | 0 | 647.261 | 8.361e-06%
2028 | 289 | 289-906AE | Tier-1 | Non-HFTD---6 | 3--3 | 3.7338 | 241 | 100% | 60.6322 | 6.027% | 88.86% | 5.111% | 0.1809 | 0 | 0 | 0.1809 | 0 | 0.15703 | 3.5101 | 0.044737 | 0.15703 | 3.5101 | 0.044737 | 0.18357 | 4.1034 | 0.044737 | 0.2984% | 0.017149 | 0.0163 | 3535.6115 | 14.9936 | 2922.6536 | 597.9644 | 3708.6407 | 0 | 0 | 3708.6407 | 5.965e-06%
2028 | S2 | CB S2 | Tier-1 | Non-HFTD---14 | 3--1 | 5.3494 | 53 | 100% | 5.7564 | 31.81% | 0% | 68.19% | 0.090637 | 0 | 0 | 0.090637 | 0 | 0.078679 | 5.029 | 0.015645 | 0.078679 | 5.029 | 0.015645 | 0.091976 | 5.8789 | 0.015645 | 1.575% | 0.015094 | 0.014346 | 381.3818 | 0.43885 | 143.4346 | 237.5084 | 394.9256 | 0 | 0 | 394.9256 | 2.989e-06%
2028 | 206 | 206-963F | Tier-1 | Non-HFTD---1 | 3--5 | 4.5674 | 335 | 100% | 308.0085 | 98.9% | 0% | 1.099% | 15.0788 | 0 | 0 | 15.0788 | 0 | 13.0894 | 4.2938 | 3.0484 | 13.0894 | 4.2938 | 3.0484 | 15.3016 | 5.0195 | 3.0484 | 4.896% | 0.014856 | 0.014121 | 20732.6556 | 3229.8813 | 785.6991 | 16717.0751 | 20744.5251 | 0 | 0 | 20744.5251 | 0.0004972%
2028 | 1250 | CB 1250 | Tier-2 | Tier-2---4 | 4--5 | 2.5689 | 77 | 100% | 4075.2359 | 99.93% | 0.04042% | 0.02515% | 201.5919 | 0 | 0 | 201.5919 | 0 | 174.9949 | 2.415 | 72.4605 | 174.9949 | 2.415 | 72.4605 | 204.571 | 2.8232 | 72.4605 | 4.947% | 0.088703 | 0.084312 | 45942.5846 | 7443.6301 | 317.2977 | 38181.6568 | 45944.1535 | 0 | 0 | 45944.1535 | 0.006648%
2028 | 330 | CB 330 | Tier-2 | Tier-2---16 | 4--3 | 3.7435 | 267 | 100% | 124.2501 | 33.35% | 64.03% | 2.615% | 2.0514 | 0 | 0 | 2.0514 | 0 | 1.7807 | 3.5193 | 0.506 | 1.7807 | 3.5193 | 0.506 | 2.0817 | 4.1141 | 0.506 | 1.651% | 0.029702 | 0.028232 | 4183.2246 | 10.9263 | 3758.006 | 414.2923 | 4328.4151 | 0 | 0 | 4328.4151 | 6.765e-05%
2028 | 513 | 513-42F | Tier-1 | Non-HFTD---6 | 4--2 | 0.8341 | 183 | 100% | 92.9137 | 5.505% | 93.9% | 0.5996% | 0.25318 | 0 | 0 | 0.25318 | 0 | 0.21978 | 0.78413 | 0.28028 | 0.21978 | 0.78413 | 0.28028 | 0.25692 | 0.91666 | 0.28028 | 0.2725% | 0.081117 | 0.077102 | 1145.4316 | 12.1451 | 972.7364 | 160.5501 | 1201.7995 | 0 | 0 | 1201.7995 | 8.349e-06%
2028 | 773 | 773-271F | Tier-1 | Non-HFTD---15 | 1--2 | 0.78394 | 74 | 100% | 3.1656 | 79.61% | 0% | 20.39% | 0.12475 | 0 | 0 | 0.12475 | 0 | 0.10829 | 0.73698 | 0.14694 | 0.10829 | 0.73698 | 0.14694 | 0.12659 | 0.86154 | 0.14694 | 3.941% | 0.0028064 | 0.0026675 | 1127.9942 | 136.9584 | 63.692 | 927.3438 | 1139.9718 | 0 | 0 | 1139.9718 | 4.114e-06%
2028 | WT1 | CB WT1 | Tier-1 | Non-HFTD---18 | 1--1 | 1.2778 | 28 | 100% | 0.98508 | 16.22% | 0% | 83.78% | 0.0079093 | 0 | 0 | 0.0079093 | 0 | 0.0068658 | 1.2013 | 0.0057154 | 0.0068658 | 1.2013 | 0.0057154 | 0.0080262 | 1.4043 | 0.0057154 | 0.8029% | 0.0033416 | 0.0031762 | 294.7938 | 0.18584 | 70.2523 | 224.3557 | 307.6558 | 0 | 0 | 307.6558 | 2.608e-07%
2028 | 242 | 242-1427F | Tier-2 | Tier-2---20 | 5--1 | 0.17383 | 0 | 100% | 24.991 | 71.07% | 28.66% | 0.2708% | 0.8792 | 0 | 0 | 0.8792 | 0 | 0.7632 | 0.16342 | 4.6702 | 0.7632 | 0.16342 | 4.6702 | 0.89219 | 0.19104 | 4.6702 | 3.518% | 0.096908 | 0.092111 | 257.8839 | 30.0686 | 62.0054 | 165.8099 | 261.7689 | 0 | 0 | 261.7689 | 2.899e-05%
2028 | 397 | 397-39R | Tier-1 | Non-HFTD---15 | 1--2 | 1.061 | 27 | 100% | 3.5401 | 72.89% | 0% | 27.11% | 0.12772 | 0 | 0 | 0.12772 | 0 | 0.11087 | 0.99743 | 0.11115 | 0.11087 | 0.99743 | 0.11115 | 0.12961 | 1.166 | 0.11115 | 3.608% | 0.003566 | 0.0033895 | 992.7325 | 10.2311 | 685.8367 | 296.6647 | 1006.7508 | 0 | 0 | 1006.7508 | 4.212e-06%
2028 | 1458 | 1458-1131R | Tier-3 | Tier-3---4 | 5--5 | 6.1667 | 157 | 100% | 15987.4265 | 99.09% | 0.8886% | 0.01928% | 784.1928 | 0 | 0 | 784.1928 | 0 | 680.7304 | 5.7973 | 117.422 | 680.7304 | 5.7973 | 117.422 | 795.7816 | 6.7771 | 117.422 | 4.905% | 0.15941 | 0.15152 | 100291.8687 | 16592.5373 | 809.2853 | 82890.0461 | 100339.2877 | 0 | 0 | 100339.2877 | 0.02586%
2028 | 244 | 244-33F | Tier-1 | Non-HFTD---6 | 3--3 | 0.17124 | 0 | 100% | 53.967 | 0.1588% | 99.57% | 0.273% | 0.0042415 | 0 | 0 | 0.0042415 | 0 | 0.0036819 | 0.16098 | 0.022871 | 0.0036819 | 0.16098 | 0.022871 | 0.0043042 | 0.18819 | 0.022871 | 0.007859% | 0.025024 | 0.023786 | 2156.591 | 3.3966 | 1906.5038 | 246.6906 | 2268.7233 | 0 | 0 | 2268.7233 | 1.399e-07%
2028 | 498 | CB 498 | Tier-1 | Non-HFTD---11 | 1--4 | 0.40535 | 1 | 100% | 11.9856 | 98.23% | 0% | 1.767% | 0.5828 | 0 | 0 | 0.5828 | 0 | 0.50591 | 0.38107 | 1.3276 | 0.50591 | 0.38107 | 1.3276 | 0.59141 | 0.44547 | 1.3276 | 4.863% | 0.001257 | 0.0011948 | 9535.0565 | 1272.1609 | 1584.4485 | 6678.4471 | 9543.8307 | 0 | 0 | 9543.8307 | 1.922e-05%
2028 | 94 | 94-24F | Tier-2 | Tier-2---18 | 3--3 | 7.7121 | 186 | 100% | 46.367 | 91.68% | 0% | 8.321% | 2.1042 | 0 | 0 | 2.1042 | 0 | 1.8266 | 7.2501 | 0.25194 | 1.8266 | 7.2501 | 0.25194 | 2.1353 | 8.4755 | 0.25194 | 4.538% | 0.020922 | 0.019886 | 2216.1834 | 511.0324 | 89.3586 | 1615.7924 | 2225.7865 | 0 | 0 | 2225.7865 | 6.939e-05%
2028 | 513 | 513-45F | Tier-1 | Non-HFTD---15 | 1--4 | 0.1356 | 13 | 100% | 3.6672 | 98% | 0% | 1.998% | 0.1779 | 0 | 0 | 0.1779 | 0 | 0.15443 | 0.12748 | 1.2114 | 0.15443 | 0.12748 | 1.2114 | 0.18053 | 0.14903 | 1.2114 | 4.851% | 0.0003442 | 0.00032716 | 10654.1784 | 1674.8537 | 49.3768 | 8929.9479 | 10665.2646 | 0 | 0 | 10665.2646 | 5.866e-06%
2028 | 973 | CB 973 | Tier-2 | Tier-2---14 | 1--5 | 0.12822 | 0 | 100% | 310.4015 | 99.93% | 0% | 0.0686% | 15.3543 | 0 | 0 | 15.3543 | 0 | 13.3286 | 0.12054 | 110.5743 | 13.3286 | 0.12054 | 110.5743 | 15.5812 | 0.14091 | 110.5743 | 4.947% | 0.000676 | 0.00064254 | 459173.7618 | 73982.6369 | 1404.1576 | 383786.9672 | 459190.1666 | 0 | 0 | 459190.1666 | 0.0005063%
2028 | 401 | CB 401 | Tier-1 | Non-HFTD---10 | 3--2 | 7.5127 | 142 | 100% | 15.7522 | 74.38% | 0% | 25.62% | 0.58 | 0 | 0 | 0.58 | 0 | 0.50348 | 7.0627 | 0.071287 | 0.50348 | 7.0627 | 0.071287 | 0.58857 | 8.2563 | 0.071287 | 3.682% | 0.020185 | 0.019185 | 780.4068 | 3.5494 | 583.2472 | 193.6101 | 790.8176 | 0 | 0 | 790.8176 | 1.913e-05%
2028 | 190 | CB 190 | Tier-1 | Non-HFTD---5 | 1--4 | 1.1379 | 17 | 100% | 50.7497 | 97.95% | 0% | 2.052% | 2.4606 | 0 | 0 | 2.4606 | 0 | 2.1359 | 1.0697 | 1.9967 | 2.1359 | 1.0697 | 1.9967 | 2.4969 | 1.2505 | 1.9967 | 4.848% | 0.0045876 | 0.0043605 | 11062.3637 | 1434.6717 | 5166.1533 | 4461.5387 | 11074.1836 | 0 | 0 | 11074.1836 | 8.114e-05%
2028 | 43 | CB 43 | Tier-1 | Non-HFTD---13 | 2--2 | 3.2973 | 61 | 100% | 8.3441 | 73.19% | 0% | 26.81% | 0.3023 | 0 | 0 | 0.3023 | 0 | 0.26241 | 3.0998 | 0.084654 | 0.26241 | 3.0998 | 0.084654 | 0.30676 | 3.6237 | 0.084654 | 3.623% | 0.0092432 | 0.0087857 | 902.7245 | 2.8525 | 666.2859 | 233.5861 | 915.3285 | 0 | 0 | 915.3285 | 9.969e-06%
2028 | 147 | CB 147 | Tier-1 | Non-HFTD---5 | 2--4 | 0.60265 | 82 | 100% | 56.2258 | 13.29% | 85.71% | 1% | 0.36979 | 0 | 0 | 0.36979 | 0 | 0.321 | 0.56655 | 0.56658 | 0.321 | 0.56655 | 0.56658 | 0.37525 | 0.66231 | 0.56658 | 0.6577% | 0.0071956 | 0.0068394 | 7813.9098 | 108.3524 | 6561.501 | 1144.0564 | 8166.7746 | 0 | 0 | 8166.7746 | 1.219e-05%
2028 | CS2 | CB CS2 | Tier-1 | Non-HFTD---12 | 3--2 | 7.0863 | 160 | 100% | 10.8217 | 49.87% | 0% | 50.13% | 0.26714 | 0 | 0 | 0.26714 | 0 | 0.23189 | 6.6619 | 0.034809 | 0.23189 | 6.6619 | 0.034809 | 0.27109 | 7.7878 | 0.034809 | 2.469% | 0.02081 | 0.01978 | 520.0357 | 1.0415 | 277.8082 | 241.1859 | 533.6123 | 0 | 0 | 533.6123 | 8.809e-06%
2028 | 170 | 170-3R | Tier-1 | Non-HFTD---3 | 4--3 | 7.9656 | 298 | 100% | 134.6076 | 71.34% | 24.69% | 3.975% | 4.7533 | 0 | 0 | 4.7533 | 0 | 4.1262 | 7.4884 | 0.55101 | 4.1262 | 7.4884 | 0.55101 | 4.8235 | 8.7541 | 0.55101 | 3.531% | 0.059016 | 0.056095 | 2280.8503 | 250.0057 | 616.1021 | 1414.7425 | 2314.8955 | 0 | 0 | 2314.8955 | 0.0001567%
2028 | 772 | CB 772 | Tier-1 | Non-HFTD---17 | 1--2 | 0.25341 | 97 | 100% | 0.92752 | 78.02% | 0% | 21.98% | 0.035822 | 0 | 0 | 0.035822 | 0 | 0.031096 | 0.23823 | 0.13053 | 0.031096 | 0.23823 | 0.13053 | 0.036351 | 0.27849 | 0.13053 | 3.862% | 0.0009252 | 0.0008794 | 1002.5093 | 43.9741 | 533.3948 | 425.1403 | 1013.9835 | 0 | 0 | 1013.9835 | 1.181e-06%
2028 | 442 | 442-764R | Tier-3 | Tier-3---18 | 5--2 | 2.5085 | 304 | 100% | 474.7376 | 91.31% | 8.325% | 0.3651% | 21.4573 | 0 | 0 | 21.4573 | 0 | 18.6264 | 2.3582 | 7.8984 | 18.6264 | 2.3582 | 7.8984 | 21.7744 | 2.7568 | 7.8984 | 4.52% | 0.35448 | 0.33694 | 1339.2423 | 150.4184 | 101.5124 | 1087.3115 | 1345.3033 | 0 | 0 | 1345.3033 | 0.0007076%
2028 | 386 | 386-25R | Tier-2 | Tier-2---15 | 3--4 | 2.3127 | 96 | 100% | 143.657 | 35.36% | 63.5% | 1.138% | 2.5144 | 0 | 0 | 2.5144 | 0 | 2.1827 | 2.1741 | 1.0039 | 2.1827 | 2.1741 | 1.0039 | 2.5516 | 2.5416 | 1.0039 | 1.75% | 0.019083 | 0.018138 | 7528.0087 | 552.5881 | 4465.4268 | 2509.9939 | 7781.4266 | 0 | 0 | 7781.4266 | 8.292e-05%
2028 | 450 | 450-1851F | Tier-2 | Tier-2---3 | 5--5 | 7.0884 | 662 | 100% | 8274.1225 | 99.23% | 0.7168% | 0.05235% | 406.4189 | 0 | 0 | 406.4189 | 0 | 352.7981 | 6.6638 | 52.9421 | 352.7981 | 6.6638 | 52.9421 | 412.425 | 7.7901 | 52.9421 | 4.912% | 0.099477 | 0.094553 | 83176.2362 | 24640.5992 | 545.9556 | 57989.6815 | 83209.5529 | 0 | 0 | 83209.5529 | 0.0134%
2028 | 95 | 95-1352F | Tier-1 | Non-HFTD---19 | 1--2 | 0.00625 | 0 | 100% | 0.035566 | 0% | 0% | 100% | 0 | 0 | 0 | 0 | 0 | 0 | 0.0058756 | 0 | 0 | 0.0058756 | 0 | 0 | 0.0068687 | 0 | 0% | 5.34e-05 | 5.0757e-05 | 666.0341 | 0.50117 | 60.503 | 605.0299 | 700.7197 | 0 | 0 | 700.7197 | 0%
2028 | FL1 | CB FL1 | Tier-1 | Non-HFTD---18 | 1--1 | 0.99262 | 29 | 100% | 0.95174 | 21.32% | 0% | 78.68% | 0.010043 | 0 | 0 | 0.010043 | 0 | 0.008718 | 0.93317 | 0.0093424 | 0.008718 | 0.93317 | 0.0093424 | 0.010191 | 1.0909 | 0.0093424 | 1.055% | 0.0027542 | 0.0026179 | 345.5613 | 0.20459 | 98.3649 | 246.9919 | 359.7211 | 0 | 0 | 359.7211 | 3.312e-07%
2028 | SO1 | CB SO1 | Tier-1 | Non-HFTD---13 | 2--2 | 1.8291 | 60 | 100% | 6.6385 | 81.22% | 0% | 18.78% | 0.26688 | 0 | 0 | 0.26688 | 0 | 0.23167 | 1.7196 | 0.13473 | 0.23167 | 1.7196 | 0.13473 | 0.27083 | 2.0102 | 0.13473 | 4.02% | 0.0053988 | 0.0051316 | 1229.6237 | 149.2052 | 107.0402 | 973.3783 | 1241.6514 | 0 | 0 | 1241.6514 | 8.801e-06%
2028 | 1076 | 1076-37F | Tier-1 | Non-HFTD---10 | 4--2 | 11.6676 | 512 | 100% | 25.756 | 71.52% | 0% | 28.48% | 0.91186 | 0 | 0 | 0.91186 | 0 | 0.79155 | 10.9687 | 0.072164 | 0.79155 | 10.9687 | 0.072164 | 0.92533 | 12.8226 | 0.072164 | 3.54% | 0.031216 | 0.029671 | 825.094 | 10.3507 | 561.5168 | 253.2265 | 837.3304 | 0 | 0 | 837.3304 | 3.007e-05%
2028 | 462 | 462-1521F | Tier-1 | Non-HFTD---13 | 1--3 | 0.48601 | 15 | 100% | 6.0831 | 92.48% | 0% | 7.516% | 0.27849 | 0 | 0 | 0.27849 | 0 | 0.24174 | 0.45689 | 0.5291 | 0.24174 | 0.45689 | 0.5291 | 0.2826 | 0.53412 | 0.5291 | 4.578% | 0.0016764 | 0.0015934 | 3628.6943 | 497.4695 | 319.6242 | 2811.6007 | 3642.8968 | 0 | 0 | 3642.8968 | 9.183e-06%
2028 | 239 | 239-2211R | Tier-3 | Tier-3---16 | 5--4 | 2.7707 | 116 | 100% | 1585.1718 | 98.67% | 1.22% | 0.1095% | 77.4227 | 0 | 0 | 77.4227 | 0 | 67.2079 | 2.6047 | 25.8026 | 67.2079 | 2.6047 | 25.8026 | 78.5668 | 3.0449 | 25.8026 | 4.884% | 0.11902 | 0.11313 | 13318.69 | 2119.2722 | 143.2039 | 11056.2139 | 13327.9127 | 0 | 0 | 13327.9127 | 0.002553%
2028 | 230 | 230-181 | Tier-2 | Tier-2---9 | 4--4 | 2.4656 | 168 | 100% | 788.7224 | 98.19% | 1.606% | 0.2041% | 38.335 | 0 | 0 | 38.335 | 0 | 33.2772 | 2.3179 | 14.3567 | 33.2772 | 2.3179 | 14.3567 | 38.9015 | 2.7096 | 14.3567 | 4.86% | 0.063241 | 0.060111 | 12471.6541 | 1938.3166 | 505.8598 | 10027.4777 | 12483.4125 | 0 | 0 | 12483.4125 | 0.001264%
2028 | 448 | 448-724R | Tier-3 | Tier-3---18 | 5--2 | 8.7678 | 229 | 100% | 520.639 | 76.18% | 22.78% | 1.038% | 19.634 | 0 | 0 | 19.634 | 0 | 17.0436 | 8.2426 | 2.0677 | 17.0436 | 8.2426 | 2.0677 | 19.9241 | 9.6357 | 2.0677 | 3.771% | 0.55035 | 0.52311 | 946.0153 | 77.3726 | 193.0689 | 675.5738 | 957.7484 | 0 | 0 | 957.7484 | 0.0006475%
2028 | JU1 | CB JU1 | Tier-3 | Tier-3---15 | 5--4 | 2.6673 | 399 | 100% | 1531.7487 | 97.85% | 2.019% | 0.1357% | 74.1877 | 0 | 0 | 74.1877 | 0 | 64.3998 | 2.5075 | 25.683 | 64.3998 | 2.5075 | 25.683 | 75.2841 | 2.9313 | 25.683 | 4.843% | 0.1808 | 0.17185 | 8471.8458 | 1257.0107 | 156.1661 | 7058.669 | 8481.3528 | 0 | 0 | 8481.3528 | 0.002446%
2028 | 490 | CB 490 | Tier-1 | Non-HFTD---17 | 1--3 | 0.11705 | 101 | 100% | 1.7253 | 96.38% | 0% | 3.622% | 0.082308 | 0 | 0 | 0.082308 | 0 | 0.071449 | 0.11003 | 0.64933 | 0.071449 | 0.11003 | 0.64933 | 0.083524 | 0.12863 | 0.64933 | 4.771% | 0.0004622 | 0.00043932 | 3732.7377 | 409.8645 | 1089.0962 | 2233.777 | 3739.7782 | 0 | 0 | 3739.7782 | 2.714e-06%
2028 | 439 | 439-42F | Tier-1 | Non-HFTD---13 | 1--5 | 0.094286 | 67 | 100% | 6.5642 | 99.01% | 0% | 0.991% | 0.32171 | 0 | 0 | 0.32171 | 0 | 0.27926 | 0.088639 | 3.1506 | 0.27926 | 0.088639 | 3.1506 | 0.32646 | 0.10362 | 3.1506 | 4.901% | 0.0003618 | 0.00034389 | 18143.2707 | 3639.6892 | 20.3353 | 14483.2462 | 18152.6341 | 0 | 0 | 18152.6341 | 1.061e-05%
2028 | 451 | CB 451 | Tier-1 | Non-HFTD---12 | 3--2 | 5.2964 | 121 | 100% | 9.9548 | 62.07% | 0% | 37.93% | 0.30587 | 0 | 0 | 0.30587 | 0 | 0.26551 | 4.9791 | 0.053325 | 0.26551 | 4.9791 | 0.053325 | 0.31039 | 5.8206 | 0.053325 | 3.073% | 0.01523 | 0.014476 | 653.6494 | 0.18655 | 428.2521 | 225.2107 | 666.5605 | 0 | 0 | 666.5605 | 1.009e-05%
2028 | 381 | 381-450F | Tier-1 | Non-HFTD---19 | 1--2 | 0.24375 | 7 | 100% | 0.50113 | 65.42% | 0% | 34.58% | 0.016228 | 0 | 0 | 0.016228 | 0 | 0.014087 | 0.22915 | 0.061475 | 0.014087 | 0.22915 | 0.061475 | 0.016468 | 0.26788 | 0.061475 | 3.238% | 0.0009906 | 0.00094157 | 505.8881 | 53.5748 | 17.2796 | 435.0337 | 514.9984 | 0 | 0 | 514.9984 | 5.351e-07%
2028 | 1049 | 1049-7F | Tier-1 | Non-HFTD---16 | 2--1 | 3.8161 | 101 | 100% | 4.3969 | 41.77% | 0% | 58.23% | 0.090919 | 0 | 0 | 0.090919 | 0 | 0.078924 | 3.5876 | 0.021999 | 0.078924 | 3.5876 | 0.021999 | 0.092263 | 4.1939 | 0.021999 | 2.068% | 0.010687 | 0.010158 | 411.4223 | 11.17 | 126.457 | 273.7954 | 423.8979 | 0 | 0 | 423.8979 | 2.998e-06%
2028 | 579 | 579-350F | Tier-1 | Non-HFTD---4 | 3--4 | 0.61875 | 18 | 100% | 142.7673 | 2.23% | 97.26% | 0.5133% | 0.15763 | 0 | 0 | 0.15763 | 0 | 0.13683 | 0.58169 | 0.23523 | 0.13683 | 0.58169 | 0.23523 | 0.15996 | 0.68 | 0.23523 | 0.1104% | 0.016794 | 0.015962 | 8501.2943 | 15.4192 | 7694.6748 | 791.2003 | 8934.1485 | 0 | 0 | 8934.1485 | 5.198e-06%
2028 | 143 | 143-179F | Tier-1 | Non-HFTD---18 | 2--1 | 0.022348 | 1 | 100% | 1.3702 | 64.14% | 33.11% | 2.747% | 0.043505 | 0 | 0 | 0.043505 | 0 | 0.037765 | 0.02101 | 1.7975 | 0.037765 | 0.02101 | 1.7975 | 0.044148 | 0.024561 | 1.7975 | 3.175% | 0.0062356 | 0.0059269 | 219.7357 | 23.4884 | 57.8583 | 138.3889 | 223.8388 | 0 | 0 | 223.8388 | 1.435e-06%
2028 | 55 | 55-479F | Tier-1 | Non-HFTD---17 | 1--1 | 0.60512 | 90 | 100% | 1.2239 | 36.64% | 0% | 63.36% | 0.022196 | 0 | 0 | 0.022196 | 0 | 0.019267 | 0.56887 | 0.033869 | 0.019267 | 0.56887 | 0.033869 | 0.022524 | 0.66501 | 0.033869 | 1.813% | 0.002537 | 0.0024114 | 482.4279 | 2.4251 | 191.0428 | 288.9599 | 498.3473 | 0 | 0 | 498.3473 | 7.319e-07%
2028 | 44 | 44-40AE | Tier-1 | Non-HFTD---17 | 1--2 | 0.95338 | 22 | 100% | 1.9267 | 51.29% | 0% | 48.71% | 0.048912 | 0 | 0 | 0.048912 | 0 | 0.042459 | 0.89628 | 0.047373 | 0.042459 | 0.89628 | 0.047373 | 0.049635 | 1.0478 | 0.047373 | 2.539% | 0.003574 | 0.0033971 | 539.0796 | 43.7572 | 32.3287 | 462.9937 | 552.7554 | 0 | 0 | 552.7554 | 1.613e-06%
2028 | 364 | 364-36 | Tier-1 | Non-HFTD---4 | 3--4 | 7.918 | 167 | 100% | 171.1869 | 2.025% | 94.55% | 3.426% | 0.17156 | 0 | 0 | 0.17156 | 0 | 0.14892 | 7.4437 | 0.020007 | 0.14892 | 7.4437 | 0.020007 | 0.17409 | 8.7018 | 0.020007 | 0.1002% | 0.027309 | 0.025958 | 6268.4256 | 8.2117 | 5535.3679 | 724.846 | 6588.2626 | 0 | 0 | 6588.2626 | 5.657e-06%
2028 | 244 | 244-29 | Tier-1 | Non-HFTD---2 | 4--4 | 20.8303 | 864 | 100% | 494.9076 | 37.84% | 59.66% | 2.496% | 9.2706 | 0 | 0 | 9.2706 | 0 | 8.0474 | 19.5826 | 0.41095 | 8.0474 | 19.5826 | 0.41095 | 9.4076 | 22.8923 | 0.41095 | 1.873% | 0.082271 | 0.078198 | 6015.6074 | 554.6539 | 3442.3851 | 2018.5684 | 6210.3353 | 0 | 0 | 6210.3353 | 0.0003057%
2028 | 793 | 793-46F | Tier-1 | Non-HFTD---10 | 3--2 | 1.1603 | 43 | 100% | 23.4141 | 2.819% | 95.02% | 2.166% | 0.032668 | 0 | 0 | 0.032668 | 0 | 0.028358 | 1.0908 | 0.025998 | 0.028358 | 1.0908 | 0.025998 | 0.033151 | 1.2751 | 0.025998 | 0.1395% | 0.020148 | 0.01915 | 1162.1175 | 4.9845 | 1026.7024 | 130.4306 | 1220.9323 | 0 | 0 | 1220.9323 | 1.077e-06%
2028 | AD1 | CB AD1 | Tier-1 | Non-HFTD---3 | 4--3 | 9.4 | 277 | 100% | 147.8944 | 9.794% | 85.29% | 4.92% | 0.71697 | 0 | 0 | 0.71697 | 0 | 0.62238 | 8.837 | 0.070429 | 0.62238 | 8.837 | 0.070429 | 0.72757 | 10.3305 | 0.070429 | 0.4848% | 0.031636 | 0.03007 | 4674.8186 | 81.3578 | 3791.6481 | 801.8126 | 4894.4299 | 0 | 0 | 4894.4299 | 2.364e-05%
2028 | 85 | 85-500F | Tier-1 | Non-HFTD---14 | 2--2 | 3.3993 | 63 | 100% | 4.936 | 60.97% | 0% | 39.03% | 0.14897 | 0 | 0 | 0.14897 | 0 | 0.12931 | 3.1957 | 0.040465 | 0.12931 | 3.1957 | 0.040465 | 0.15117 | 3.7358 | 0.040465 | 3.018% | 0.0098106 | 0.009325 | 503.1269 | 39.9485 | 81.0918 | 382.0867 | 513.3535 | 0 | 0 | 513.3535 | 4.912e-06%
2028 | 1030 | 1030-1823F | Tier-3 | Tier-3---13 | 5--5 | 0.91593 | 133 | 100% | 2150.9739 | 99.45% | 0.5287% | 0.02497% | 105.8837 | 0 | 0 | 105.8837 | 0 | 91.914 | 0.86107 | 106.7439 | 91.914 | 0.86107 | 106.7439 | 107.4485 | 1.0066 | 106.7439 | 4.923% | 0.10605 | 0.1008 | 20281.9888 | 3254.225 | 96.8163 | 16930.9475 | 20287.8367 | 0 | 0 | 20287.8367 | 0.003492%
2028 | 166 | 166-982F | Tier-1 | Non-HFTD---15 | 2--1 | 2.2852 | 49 | 100% | 2.9192 | 42.53% | 0% | 57.47% | 0.061449 | 0 | 0 | 0.061449 | 0 | 0.053342 | 2.1484 | 0.024829 | 0.053342 | 2.1484 | 0.024829 | 0.062357 | 2.5115 | 0.024829 | 2.105% | 0.0065086 | 0.0061864 | 448.512 | 2.7669 | 198.387 | 247.3581 | 461.9366 | 0 | 0 | 461.9366 | 2.026e-06%
2028 | 45 | CB 45 | Tier-1 | Non-HFTD---9 | 2--3 | 1.9805 | 27 | 100% | 25.7276 | 93.88% | 0% | 6.12% | 1.1956 | 0 | 0 | 1.1956 | 0 | 1.0378 | 1.8618 | 0.55743 | 1.0378 | 1.8618 | 0.55743 | 1.2132 | 2.1765 | 0.55743 | 4.647% | 0.0069006 | 0.006559 | 3728.3111 | 135.5762 | 2690.8224 | 901.9126 | 3740.1941 | 0 | 0 | 3740.1941 | 3.943e-05%
2028 | 96 | 96-47R | Tier-2 | Tier-2---12 | 4--4 | 7.8716 | 546 | 100% | 553.6953 | 88.3% | 10.7% | 0.9975% | 24.2008 | 0 | 0 | 24.2008 | 0 | 21.0079 | 7.4001 | 2.8389 | 21.0079 | 7.4001 | 2.8389 | 24.5584 | 8.6508 | 2.8389 | 4.371% | 0.034749 | 0.033029 | 15934.2283 | 2878.8213 | 1971.4006 | 11084.0065 | 16031.3298 | 0 | 0 | 16031.3298 | 0.0007981%
2028 | 411 | 411-30R | Tier-3 | Tier-3---6 | 5--5 | 24.6051 | 1577 | 100% | 6370.0414 | 98.47% | 1.262% | 0.272% | 310.4797 | 0 | 0 | 310.4797 | 0 | 269.5166 | 23.1313 | 11.6516 | 269.5166 | 23.1313 | 11.6516 | 315.068 | 27.0408 | 11.6516 | 4.874% | 0.10309 | 0.09799 | 61789.3921 | 12748.9007 | 821.0259 | 48219.4655 | 61838.7577 | 0 | 0 | 61838.7577 | 0.01024%
2028 | MA1 | CB MA1 | Tier-1 | Non-HFTD---3 | 4--3 | 11.2421 | 595 | 100% | 187.6887 | 3.137% | 92.99% | 3.876% | 0.29148 | 0 | 0 | 0.29148 | 0 | 0.25302 | 10.5687 | 0.023941 | 0.25302 | 10.5687 | 0.023941 | 0.29579 | 12.3549 | 0.023941 | 0.1553% | 0.044813 | 0.042595 | 4188.2268 | 5.9858 | 3692.2486 | 489.9924 | 4399.4977 | 0 | 0 | 4399.4977 | 9.612e-06%
2028 | 463 | 463-1137F | Tier-2 | Tier-2---19 | 1--5 | 0.125 | 0 | 100% | 11.7975 | 99.11% | 0% | 0.8934% | 0.57876 | 0 | 0 | 0.57876 | 0 | 0.5024 | 0.11751 | 4.2753 | 0.5024 | 0.11751 | 4.2753 | 0.58731 | 0.13737 | 4.2753 | 4.906% | 0.0005036 | 0.00047867 | 23426.3875 | 4696.5104 | 948.1966 | 17781.6805 | 23437.287 | 0 | 0 | 23437.287 | 1.909e-05%
2028 | 277 | 277-459F | Tier-1 | Non-HFTD---2 | 4--3 | 9.8924 | 276 | 100% | 196.3447 | 7.922% | 88.67% | 3.412% | 0.76992 | 0 | 0 | 0.76992 | 0 | 0.66834 | 9.2998 | 0.071866 | 0.66834 | 9.2998 | 0.071866 | 0.78129 | 10.8716 | 0.071866 | 0.3921% | 0.04286 | 0.040738 | 4581.0932 | 25.5864 | 3978.2585 | 577.2483 | 4800.7676 | 0 | 0 | 4800.7676 | 2.539e-05%
2028 | WA2 | CB WA2 | Tier-1 | Non-HFTD---12 | 3--2 | 5.65 | 280 | 100% | 10.82 | 65.84% | 0% | 34.16% | 0.35266 | 0 | 0 | 0.35266 | 0 | 0.30613 | 5.3116 | 0.057634 | 0.30613 | 5.3116 | 0.057634 | 0.35787 | 6.2093 | 0.057634 | 3.259% | 0.016911 | 0.016074 | 639.8077 | 57.0792 | 90.6841 | 492.0444 | 651.1883 | 0 | 0 | 651.1883 | 1.163e-05%
2028 | 1162 | 1162-324R | Tier-2 | Tier-2---13 | 4--3 | 3.3255 | 24 | 100% | 240.2897 | 88.19% | 10.99% | 0.8202% | 10.4893 | 0 | 0 | 10.4893 | 0 | 9.1054 | 3.1263 | 2.9125 | 9.1054 | 3.1263 | 2.9125 | 10.6443 | 3.6547 | 2.9125 | 4.365% | 0.068658 | 0.065259 | 3499.8056 | 488.3895 | 324.3861 | 2687.0299 | 3521.3352 | 0 | 0 | 3521.3352 | 0.0003459%
2028 | OCA1 | CB OCA1 | Tier-1 | Non-HFTD---14 | 2--2 | 0.66117 | 89 | 100% | 5.9345 | 0.6639% | 92.19% | 7.151% | 0.0019501 | 0 | 0 | 0.0019501 | 0 | 0.0016929 | 0.62156 | 0.0027235 | 0.0016929 | 0.62156 | 0.0027235 | 0.001979 | 0.72661 | 0.0027235 | 0.03286% | 0.0090824 | 0.0086328 | 653.4036 | 0.7621 | 562.1423 | 90.4992 | 687.2056 | 0 | 0 | 687.2056 | 6.431e-08%
2028 | 289 | 289-907 | Tier-1 | Non-HFTD---7 | 3--3 | 4.268 | 277 | 100% | 40.1087 | 2.57% | 90.18% | 7.252% | 0.051033 | 0 | 0 | 0.051033 | 0 | 0.0443 | 4.0124 | 0.011041 | 0.0443 | 4.0124 | 0.011041 | 0.051787 | 4.6905 | 0.011041 | 0.1272% | 0.017391 | 0.01653 | 2306.2924 | 6.5848 | 1930.5725 | 369.135 | 2423.3119 | 0 | 0 | 2423.3119 | 1.683e-06%
2028 | 399 | CB 399 | Tier-1 | Non-HFTD---10 | 3--2 | 6.1078 | 357 | 100% | 19.1964 | 76.81% | 0% | 23.19% | 0.72985 | 0 | 0 | 0.72985 | 0 | 0.63356 | 5.7419 | 0.11034 | 0.63356 | 5.7419 | 0.11034 | 0.74064 | 6.7124 | 0.11034 | 3.802% | 0.017948 | 0.017059 | 1069.5788 | 24.012 | 698.2984 | 347.2685 | 1082.4967 | 0 | 0 | 1082.4967 | 2.407e-05%
2028 | 154 | 154-876R | Tier-1 | Non-HFTD---12 | 3--2 | 7.2587 | 212 | 100% | 9.9957 | 58.61% | 0% | 41.39% | 0.29001 | 0 | 0 | 0.29001 | 0 | 0.25175 | 6.824 | 0.036892 | 0.25175 | 6.824 | 0.036892 | 0.2943 | 7.9773 | 0.036892 | 2.901% | 0.018706 | 0.01778 | 534.3539 | 0.16641 | 333.2928 | 200.8947 | 545.871 | 0 | 0 | 545.871 | 9.564e-06%
2028 | 1482 | CB 1482 | Tier-1 | Non-HFTD---19 | 1--3 | 0.033523 | 3 | 100% | 0.35238 | 81.69% | 0% | 18.31% | 0.014248 | 0 | 0 | 0.014248 | 0 | 0.012369 | 0.031515 | 0.39247 | 0.012369 | 0.031515 | 0.39247 | 0.014459 | 0.036841 | 0.39247 | 4.043% | 0.0001796 | 0.00017071 | 1962.0387 | 0.27038 | 1635.3539 | 326.4145 | 1980.7517 | 0 | 0 | 1980.7517 | 4.699e-07%
2028 | 1023 | CB 1023 | Tier-2 | Tier-2---4 | 4--5 | 3.9246 | 193 | 100% | 3332.7386 | 99.81% | 0.1085% | 0.07978% | 164.66 | 0 | 0 | 164.66 | 0 | 142.9356 | 3.6896 | 38.7406 | 142.9356 | 3.6896 | 38.7406 | 167.0934 | 4.3131 | 38.7406 | 4.941% | 0.082267 | 0.078195 | 40511.3439 | 6478.7378 | 346.66 | 33685.946 | 40515.3153 | 0 | 0 | 40515.3153 | 0.00543%
2028 | JE1 | CB JE1 | Tier-1 | Non-HFTD---18 | 1--1 | 0.96179 | 61 | 100% | 0.75454 | 7.509% | 0% | 92.49% | 0.0028046 | 0 | 0 | 0.0028046 | 0 | 0.0024346 | 0.90418 | 0.0026926 | 0.0024346 | 0.90418 | 0.0026926 | 0.0028461 | 1.057 | 0.0026926 | 0.3717% | 0.0027018 | 0.0025681 | 279.2739 | 0.19436 | 44.4353 | 234.6442 | 292.7257 | 0 | 0 | 292.7257 | 9.249e-08%
2028 | 840 | 840-308F | Tier-2 | Tier-2---13 | 4--4 | 1.0854 | 15 | 100% | 330.3488 | 99.39% | 0.4551% | 0.1546% | 16.2526 | 0 | 0 | 16.2526 | 0 | 14.1083 | 1.0204 | 13.8262 | 14.1083 | 1.0204 | 13.8262 | 16.4928 | 1.1929 | 13.8262 | 4.92% | 0.063249 | 0.060118 | 5222.9719 | 1196.0786 | 20.9413 | 4005.9521 | 5224.6302 | 0 | 0 | 5224.6302 | 0.0005359%
2028 | 157 | 157-273R | Tier-3 | Tier-3---14 | 5--4 | 8.4758 | 338 | 100% | 1867.403 | 95.01% | 4.712% | 0.2778% | 87.8243 | 0 | 0 | 87.8243 | 0 | 76.2372 | 7.9681 | 9.5678 | 76.2372 | 7.9681 | 9.5678 | 89.1222 | 9.3148 | 9.5678 | 4.703% | 0.32295 | 0.30696 | 5782.3142 | 798.5103 | 275.1351 | 4708.6688 | 5797.3391 | 0 | 0 | 5797.3391 | 0.002896%
2028 | 506 | 506-161 | Tier-1 | Non-HFTD---15 | 2--2 | 1.9422 | 104 | 100% | 4.7204 | 74.33% | 0% | 25.67% | 0.17369 | 0 | 0 | 0.17369 | 0 | 0.15078 | 1.8259 | 0.082576 | 0.15078 | 1.8259 | 0.082576 | 0.17626 | 2.1345 | 0.082576 | 3.68% | 0.0058182 | 0.0055302 | 811.3208 | 47.4149 | 332.8733 | 431.0326 | 822.1649 | 0 | 0 | 822.1649 | 5.728e-06%
2028 | 409 | 409-1155R | Tier-1 | Non-HFTD---10 | 2--2 | 4.4515 | 143 | 100% | 15.855 | 79.34% | 0% | 20.66% | 0.62272 | 0 | 0 | 0.62272 | 0 | 0.54056 | 4.1849 | 0.12917 | 0.54056 | 4.1849 | 0.12917 | 0.63192 | 4.8922 | 0.12917 | 3.928% | 0.012886 | 0.012248 | 1230.387 | 1.5966 | 990.7436 | 238.0468 | 1243.622 | 0 | 0 | 1243.622 | 2.053e-05%
2028 | 86 | CB 86 | Tier-1 | Non-HFTD---17 | 1--3 | 0.28124 | 5 | 100% | 2.0292 | 91.13% | 0% | 8.873% | 0.091533 | 0 | 0 | 0.091533 | 0 | 0.079457 | 0.26439 | 0.30053 | 0.079457 | 0.26439 | 0.30053 | 0.092886 | 0.30908 | 0.30053 | 4.511% | 0.0007966 | 0.00075717 | 2547.343 | 6.272 | 2304.2733 | 236.7977 | 2559.1141 | 0 | 0 | 2559.1141 | 3.018e-06%
2028 | 1434 | 1434-37R | Tier-1 | Non-HFTD---8 | 3--2 | 9.4542 | 300 | 100% | 34.3658 | 81.72% | 0% | 18.28% | 1.3902 | 0 | 0 | 1.3902 | 0 | 1.2068 | 8.8879 | 0.13578 | 1.2068 | 8.8879 | 0.13578 | 1.4107 | 10.3901 | 0.13578 | 4.045% | 0.027694 | 0.026323 | 1240.9281 | 98.0626 | 641.6225 | 501.2431 | 1252.7397 | 0 | 0 | 1252.7397 | 4.584e-05%
2028 | 197 | CB 197 | Tier-2 | Tier-2---21 | 1--4 | 0.097159 | 0 | 100% | 1.9198 | 98.18% | 0% | 1.817% | 0.093305 | 0 | 0 | 0.093305 | 0 | 0.080995 | 0.091339 | 0.88675 | 0.080995 | 0.091339 | 0.88675 | 0.094684 | 0.10678 | 0.88675 | 4.86% | 0.000314 | 0.00029846 | 6114.1 | 461.2612 | 3185.8611 | 2466.9777 | 6119.8844 | 0 | 0 | 6119.8844 | 3.077e-06%
2028 | 326 | 326-26 | Tier-1 | Non-HFTD---17 | 1--3 | 0.27121 | 19 | 100% | 1.9501 | 90.68% | 0% | 9.316% | 0.087536 | 0 | 0 | 0.087536 | 0 | 0.075987 | 0.25497 | 0.29803 | 0.075987 | 0.25497 | 0.29803 | 0.08883 | 0.29806 | 0.29803 | 4.489% | 0.0009188 | 0.00087332 | 2122.4058 | 3.4556 | 1922.3956 | 196.5546 | 2132.7026 | 0 | 0 | 2132.7026 | 2.887e-06%
2028 | 933 | 933-472F | Tier-1 | Non-HFTD---4 | 2--5 | 2.0138 | 194 | 100% | 165.8681 | 99.03% | 0% | 0.973% | 8.1306 | 0 | 0 | 8.1306 | 0 | 7.0579 | 1.8932 | 3.7281 | 7.0579 | 1.8932 | 3.7281 | 8.2507 | 2.2131 | 3.7281 | 4.902% | 0.0078904 | 0.0074998 | 21021.5038 | 4274.6156 | 66.263 | 16680.6253 | 21032.1561 | 0 | 0 | 21032.1561 | 0.0002681%
2028 | 779 | 779-25AE | Tier-1 | Non-HFTD---15 | 1--3 | 0.33084 | 22 | 100% | 3.5318 | 96.75% | 0% | 3.249% | 0.16914 | 0 | 0 | 0.16914 | 0 | 0.14683 | 0.31102 | 0.47208 | 0.14683 | 0.31102 | 0.47208 | 0.17164 | 0.36359 | 0.47208 | 4.789% | 0.0008446 | 0.00080279 | 4181.6044 | 654.541 | 38.406 | 3488.6574 | 4188.6793 | 0 | 0 | 4188.6793 | 5.578e-06%
2028 | BY3 | CB BY3 | Tier-1 | Non-HFTD---12 | 3--1 | 8.1915 | 286 | 100% | 10.3011 | 47.64% | 0% | 52.36% | 0.24292 | 0 | 0 | 0.24292 | 0 | 0.21087 | 7.7008 | 0.027383 | 0.21087 | 7.7008 | 0.027383 | 0.24651 | 9.0023 | 0.027383 | 2.358% | 0.023075 | 0.021933 | 446.413 | 16.8472 | 131.6677 | 297.8981 | 458.5857 | 0 | 0 | 458.5857 | 8.011e-06%
2028 | 215 | 215-1531R | Tier-2 | Tier-2---2 | 5--5 | 8.4597 | 765 | 100% | 12702.4119 | 98.21% | 1.737% | 0.04837% | 617.5408 | 0 | 0 | 617.5408 | 0 | 536.0657 | 7.953 | 67.4045 | 536.0657 | 7.953 | 67.4045 | 626.6669 | 9.2971 | 67.4045 | 4.862% | 0.20291 | 0.19287 | 62600.9651 | 10891.2685 | 1005.9666 | 50703.7299 | 62659.1843 | 0 | 0 | 62659.1843 | 0.02036%
2028 | 475 | 475-763F | Tier-1 | Non-HFTD---9 | 2--3 | 2.6615 | 141 | 100% | 16.724 | 89.58% | 0% | 10.42% | 0.74158 | 0 | 0 | 0.74158 | 0 | 0.64374 | 2.5021 | 0.25728 | 0.64374 | 2.5021 | 0.25728 | 0.75254 | 2.925 | 0.25728 | 4.434% | 0.0076068 | 0.0072303 | 2198.5586 | 311.6157 | 88.9446 | 1797.9982 | 2210.4884 | 0 | 0 | 2210.4884 | 2.445e-05%
2028 | 900 | 900-1119F | Tier-1 | Non-HFTD---15 | 1--4 | 0.064205 | 4 | 100% | 3.0645 | 96.62% | 0% | 3.379% | 0.14657 | 0 | 0 | 0.14657 | 0 | 0.12723 | 0.060359 | 2.1079 | 0.12723 | 0.060359 | 2.1079 | 0.14873 | 0.07056 | 2.1079 | 4.783% | 0.000334 | 0.00031747 | 9175.1794 | 752.0584 | 4282.7612 | 4140.3597 | 9191.3258 | 0 | 0 | 9191.3258 | 4.833e-06%
2028 | TR1 | CB TR1 | Tier-1 | Non-HFTD---5 | 1--5 | 0.82749 | 70 | 100% | 65.5808 | 99.13% | 0% | 0.8721% | 3.2179 | 0 | 0 | 3.2179 | 0 | 2.7934 | 0.77793 | 3.5908 | 2.7934 | 0.77793 | 3.5908 | 3.2655 | 0.9094 | 3.5908 | 4.907% | 0.0027118 | 0.0025776 | 24183.476 | 3920.7975 | 31.6199 | 20231.0587 | 24194.4592 | 0 | 0 | 24194.4592 | 0.0001061%
2028 | 453 | 453-32R | Tier-1 | Non-HFTD---16 | 2--1 | 2.4413 | 131 | 100% | 2.5305 | 33.48% | 0% | 66.52% | 0.04194 | 0 | 0 | 0.04194 | 0 | 0.036407 | 2.2951 | 0.015863 | 0.036407 | 2.2951 | 0.015863 | 0.04256 | 2.683 | 0.015863 | 1.657% | 0.0069622 | 0.0066176 | 363.4686 | 7.0606 | 101.7102 | 254.6977 | 376.0595 | 0 | 0 | 376.0595 | 1.383e-06%
2028 | 1090 | 1090-636R | Tier-3 | Tier-3---15 | 5--3 | 8.1866 | 142 | 100% | 919.3728 | 93.93% | 5.62% | 0.4487% | 42.7471 | 0 | 0 | 42.7471 | 0 | 37.1073 | 7.6962 | 4.8215 | 37.1073 | 7.6962 | 4.8215 | 43.3789 | 8.9969 | 4.8215 | 4.65% | 0.38465 | 0.36561 | 2390.1852 | 345.5626 | 112.657 | 1931.9657 | 2397.7393 | 0 | 0 | 2397.7393 | 0.00141%
2028 | 908 | 908-2040 | Tier-2 | Tier-2---5 | 5--5 | 5.3209 | 576 | 100% | 3646.8048 | 91.91% | 7.986% | 0.1044% | 165.9128 | 0 | 0 | 165.9128 | 0 | 144.0231 | 5.0022 | 28.7922 | 144.0231 | 5.0022 | 28.7922 | 168.3647 | 5.8476 | 28.7922 | 4.55% | 0.17929 | 0.17042 | 20339.8492 | 3923.1303 | 1491.1287 | 14925.5902 | 20425.5442 | 0 | 0 | 20425.5442 | 0.005471%
2028 | 975 | CB 975 | Tier-3 | Tier-3---16 | 5--4 | 0.46496 | 52 | 100% | 1304.3742 | 99.51% | 0.4601% | 0.0271% | 64.252 | 0 | 0 | 64.252 | 0 | 55.7749 | 0.43711 | 127.5989 | 55.7749 | 0.43711 | 127.5989 | 65.2015 | 0.51099 | 127.5989 | 4.926% | 0.10726 | 0.10195 | 12161.0449 | 1953.4321 | 79.6517 | 10127.9611 | 12164.1301 | 0 | 0 | 12164.1301 | 0.002119%
2028 | 1101 | CB 1101 | Tier-2 | Tier-2---9 | 4--4 | 3.0366 | 17 | 100% | 1133.279 | 99.72% | 0.1529% | 0.1272% | 55.9402 | 0 | 0 | 55.9402 | 0 | 48.5597 | 2.8547 | 17.0106 | 48.5597 | 2.8547 | 17.0106 | 56.7669 | 3.3371 | 17.0106 | 4.936% | 0.091579 | 0.087045 | 12374.933 | 1964.2318 | 240.1019 | 10170.5993 | 12376.7382 | 0 | 0 | 12376.7382 | 0.001845%
2028 | 492 | 492-14R | Tier-1 | Non-HFTD---2 | 4--3 | 10.8722 | 597 | 100% | 216.5783 | 3.253% | 93.45% | 3.298% | 0.34878 | 0 | 0 | 0.34878 | 0 | 0.30276 | 10.221 | 0.029622 | 0.30276 | 10.221 | 0.029622 | 0.35393 | 11.9484 | 0.029622 | 0.161% | 0.045206 | 0.042969 | 4790.8774 | 21.0243 | 4182.3297 | 587.5234 | 5032.259 | 0 | 0 | 5032.259 | 1.15e-05%
2028 | 76 | 76-49F | Tier-1 | Non-HFTD---15 | 1--2 | 0.71628 | 24 | 100% | 2.5849 | 70.44% | 0% | 29.56% | 0.09013 | 0 | 0 | 0.09013 | 0 | 0.078239 | 0.67338 | 0.11619 | 0.078239 | 0.67338 | 0.11619 | 0.091462 | 0.78719 | 0.11619 | 3.487% | 0.002558 | 0.0024314 | 1010.5197 | 2.3761 | 725.7796 | 282.364 | 1026.0758 | 0 | 0 | 1026.0758 | 2.972e-06%
2028 | 257 | CB 257 | Tier-1 | Non-HFTD---10 | 3--2 | 6.9074 | 160 | 100% | 24.5079 | 76.93% | 0% | 23.07% | 0.93326 | 0 | 0 | 0.93326 | 0 | 0.81013 | 6.4937 | 0.12476 | 0.81013 | 6.4937 | 0.12476 | 0.94705 | 7.5912 | 0.12476 | 3.808% | 0.021535 | 0.020469 | 1138.0399 | 1.5436 | 890.8784 | 245.6179 | 1151.7131 | 0 | 0 | 1151.7131 | 3.078e-05%
2028 | 476 | CB 476 | Tier-2 | Tier-2---2 | 5--5 | 18.0017 | 2125 | 100% | 7260.3217 | 73.64% | 26.17% | 0.1876% | 264.6639 | 0 | 0 | 264.6639 | 0 | 229.7455 | 16.9234 | 13.5756 | 229.7455 | 16.9234 | 13.5756 | 268.5751 | 19.7837 | 13.5756 | 3.645% | 0.20125 | 0.19129 | 36075.4158 | 6663.2216 | 8787.8653 | 20624.3289 | 36570.586 | 0 | 0 | 36570.586 | 0.008728%
2028 | 768 | 768-20AE | Tier-1 | Non-HFTD---5 | 1--5 | 0.6589 | 98 | 100% | 67.3049 | 99.42% | 0% | 0.5848% | 3.3121 | 0 | 0 | 3.3121 | 0 | 2.8751 | 0.61943 | 4.6415 | 2.8751 | 0.61943 | 4.6415 | 3.3611 | 0.72413 | 4.6415 | 4.921% | 0.002811 | 0.0026719 | 23943.3951 | 9554.3263 | 1502.6811 | 12886.3878 | 23950.6874 | 0 | 0 | 23950.6874 | 0.0001092%
2028 | 283 | 283-80F | Tier-3 | Tier-3---19 | 5--1 | 0.033523 | 0 | 100% | 22.6843 | 50.28% | 49.56% | 0.1579% | 0.56461 | 0 | 0 | 0.56461 | 0 | 0.49012 | 0.031515 | 15.552 | 0.49012 | 0.031515 | 15.552 | 0.57295 | 0.036841 | 15.552 | 2.489% | 0.17072 | 0.16227 | 132.8742 | 11.4022 | 53.3449 | 68.1271 | 136.3146 | 0 | 0 | 136.3146 | 1.862e-05%
2028 | PB5 | CB PB5 | Tier-1 | Non-HFTD---6 | 3--3 | 5.8622 | 228 | 100% | 65.9306 | 5.839% | 87.56% | 6.598% | 0.19055 | 0 | 0 | 0.19055 | 0 | 0.16541 | 5.511 | 0.030014 | 0.16541 | 5.511 | 0.030014 | 0.19336 | 6.4425 | 0.030014 | 0.289% | 0.027149 | 0.025805 | 2428.4558 | 3.0271 | 2101.4761 | 323.9526 | 2547.5406 | 0 | 0 | 2547.5406 | 6.283e-06%
2028 | 135 | CB 135 | Tier-1 | Non-HFTD---20 | 1--1 | 0.62631 | 9 | 100% | 0.56317 | 1.996% | 0% | 98% | 0.00055646 | 0 | 0 | 0.00055646 | 0 | 0.00048304 | 0.5888 | 0.00082039 | 0.00048304 | 0.5888 | 0.00082039 | 0.00056468 | 0.68831 | 0.00082039 | 0.09881% | 0.0020306 | 0.0019301 | 277.341 | 0.20452 | 30.2271 | 246.9094 | 291.496 | 0 | 0 | 291.496 | 1.835e-08%
2028 | 299 | 299-815 | Tier-1 | Non-HFTD---7 | 2--3 | 3.2593 | 209 | 100% | 28.2256 | 91.52% | 0% | 8.482% | 1.2787 | 0 | 0 | 1.2787 | 0 | 1.11 | 3.064 | 0.36226 | 1.11 | 3.064 | 0.36226 | 1.2976 | 3.5819 | 0.36226 | 4.53% | 0.010153 | 0.0096506 | 2779.9666 | 384.8777 | 211.0962 | 2183.9927 | 2792.246 | 0 | 0 | 2792.246 | 4.217e-05%
2028 | 307 | 307-1492R | Tier-2 | Tier-2---9 | 4--4 | 1.5443 | 285 | 100% | 744.3133 | 92.56% | 7.329% | 0.1099% | 34.1027 | 0 | 0 | 34.1027 | 0 | 29.6034 | 1.4518 | 20.3906 | 29.6034 | 1.4518 | 20.3906 | 34.6067 | 1.6972 | 20.3906 | 4.582% | 0.057115 | 0.054288 | 13031.835 | 1966.1148 | 878.6004 | 10187.1199 | 13082.321 | 0 | 0 | 13082.321 | 0.001125%
2028 | 159 | 159-37F | Tier-1 | Non-HFTD---14 | 3--1 | 7.37 | 197 | 100% | 7.089 | 33.87% | 0% | 66.13% | 0.11886 | 0 | 0 | 0.11886 | 0 | 0.10318 | 6.9286 | 0.014892 | 0.10318 | 6.9286 | 0.014892 | 0.12062 | 8.0996 | 0.014892 | 1.677% | 0.019669 | 0.018695 | 360.4176 | 0.40479 | 142.323 | 217.6898 | 372.8294 | 0 | 0 | 372.8294 | 3.92e-06%
2028 | MT3 | CB MT3 | Tier-1 | Non-HFTD---16 | 2--1 | 3.6305 | 161 | 100% | 4.5475 | 41.58% | 0% | 58.42% | 0.093595 | 0 | 0 | 0.093595 | 0 | 0.081246 | 3.4131 | 0.023805 | 0.081246 | 3.4131 | 0.023805 | 0.094978 | 3.9899 | 0.023805 | 2.058% | 0.011697 | 0.011118 | 388.7903 | 0.29705 | 181.7474 | 206.7459 | 400.6191 | 0 | 0 | 400.6191 | 3.086e-06%
2028 | 158 | 158-29 | Tier-1 | Non-HFTD---12 | 4--1 | 16.0678 | 488 | 100% | 14.9816 | 28.99% | 0% | 71.01% | 0.215 | 0 | 0 | 0.215 | 0 | 0.18664 | 15.1054 | 0.012356 | 0.18664 | 15.1054 | 0.012356 | 0.21818 | 17.6583 | 0.012356 | 1.435% | 0.043297 | 0.041154 | 346.0178 | 1.8646 | 116.0528 | 228.1004 | 358.8133 | 0 | 0 | 358.8133 | 7.09e-06%
2028 | 442 | 442-46R | Tier-3 | Tier-3---19 | 5--1 | 0.055682 | 33 | 100% | 88.141 | 1.745% | 98.17% | 0.08447% | 0.076128 | 0 | 0 | 0.076128 | 0 | 0.066084 | 0.052347 | 1.2624 | 0.066084 | 0.052347 | 1.2624 | 0.077253 | 0.061194 | 1.2624 | 0.08637% | 0.35092 | 0.33355 | 251.1714 | 0.81668 | 223.9277 | 26.427 | 264.0236 | 0 | 0 | 264.0236 | 2.51e-06%
2028 | 859 | 859-13F | Tier-1 | Non-HFTD---1 | 4--5 | 10.7166 | 869 | 100% | 1153.8557 | 99.35% | 0% | 0.6497% | 56.7448 | 0 | 0 | 56.7448 | 0 | 49.2582 | 10.0747 | 4.8893 | 49.2582 | 10.0747 | 4.8893 | 57.5834 | 11.7775 | 4.8893 | 4.918% | 0.035677 | 0.033911 | 32341.7236 | 5122.1729 | 819.8446 | 26399.7061 | 32352.6656 | 0 | 0 | 32352.6656 | 0.001871%
2028 | 211 | 211-279R | Tier-2 | Tier-2---10 | 5--3 | 15.3767 | 416 | 100% | 1199.6322 | 89.49% | 9.8% | 0.7134% | 53.1388 | 0 | 0 | 53.1388 | 0 | 46.128 | 14.4557 | 3.191 | 46.128 | 14.4557 | 3.191 | 53.9241 | 16.8988 | 3.191 | 4.43% | 0.37314 | 0.35467 | 3215.0069 | 263.9331 | 327.4552 | 2623.6187 | 3232.6094 | 0 | 0 | 3232.6094 | 0.001752%
2028 | SE4 | CB SE4 | Tier-1 | Non-HFTD---12 | 3--2 | 1.139 | 45 | 100% | 13.0711 | 1.917% | 92.58% | 5.504% | 0.012405 | 0 | 0 | 0.012405 | 0 | 0.010768 | 1.0708 | 0.010056 | 0.010768 | 1.0708 | 0.010056 | 0.012588 | 1.2518 | 0.010056 | 0.0949% | 0.021339 | 0.020283 | 612.5496 | 1.2137 | 530.3816 | 80.9543 | 643.8382 | 0 | 0 | 643.8382 | 4.091e-07%
2028 | 340 | CB 340 | Tier-1 | Non-HFTD---7 | 1--5 | 0.42082 | 33 | 100% | 29.3144 | 98.84% | 0% | 1.164% | 1.4342 | 0 | 0 | 1.4342 | 0 | 1.245 | 0.39561 | 3.1469 | 1.245 | 0.39561 | 3.1469 | 1.4554 | 0.46247 | 3.1469 | 4.892% | 0.0015836 | 0.0015052 | 18511.2088 | 2537.4844 | 2809.9216 | 13163.8027 | 18522.4306 | 0 | 0 | 18522.4306 | 4.729e-05%
2028 | 507 | 507-1733 | Tier-1 | Non-HFTD---13 | 1--3 | 1.175 | 58 | 100% | 7.2494 | 86.12% | 0% | 13.88% | 0.30903 | 0 | 0 | 0.30903 | 0 | 0.26826 | 1.1047 | 0.24284 | 0.26826 | 1.1047 | 0.24284 | 0.3136 | 1.2913 | 0.24284 | 4.263% | 0.003877 | 0.0036851 | 1869.8551 | 69.1763 | 1211.0556 | 589.6232 | 1883.3737 | 0 | 0 | 1883.3737 | 1.019e-05%
2028 | 61 | 61-23F | Tier-1 | Non-HFTD---7 | 2--3 | 0.13197 | 28 | 100% | 42.4736 | 0.005397% | 99.75% | 0.2412% | 0.00011347 | 0 | 0 | 0.00011347 | 0 | 9.8502e-05 | 0.12406 | 0.00079397 | 9.8502e-05 | 0.12406 | 0.00079397 | 0.00011515 | 0.14503 | 0.00079397 | 0.0002672% | 0.011235 | 0.010679 | 3780.542 | 4.6215 | 3457.7842 | 318.1363 | 3977.4139 | 0 | 0 | 3977.4139 | 3.742e-09%
2028 | 222 | 222-2085 | Tier-3 | Tier-3---3 | 5--5 | 31.2755 | 3127 | 100% | 16772.3082 | 96.7% | 3.181% | 0.1236% | 802.7939 | 0 | 0 | 802.7939 | 0 | 696.8774 | 29.4022 | 23.7016 | 696.8774 | 29.4022 | 23.7016 | 814.6577 | 34.3715 | 23.7016 | 4.786% | 0.35117 | 0.33379 | 47761.3033 | 7204.6408 | 1463.9747 | 39092.6878 | 47843.4976 | 0 | 0 | 47843.4976 | 0.02647%
2028 | 53 | 53-49 | Tier-1 | Non-HFTD---18 | 2--1 | 2.3103 | 59 | 100% | 1.7953 | 15.92% | 0% | 84.08% | 0.014151 | 0 | 0 | 0.014151 | 0 | 0.012284 | 2.1719 | 0.0056561 | 0.012284 | 2.1719 | 0.0056561 | 0.014361 | 2.5389 | 0.0056561 | 0.7883% | 0.0061878 | 0.0058815 | 290.1286 | 0.18355 | 68.3602 | 221.5848 | 302.8317 | 0 | 0 | 302.8317 | 4.667e-07%
2028 | 589 | CB 589 | Tier-1 | Non-HFTD---4 | 2--5 | 1.6411 | 159 | 100% | 115.513 | 99.19% | 0% | 0.8071% | 5.6717 | 0 | 0 | 5.6717 | 0 | 4.9234 | 1.5428 | 3.1912 | 4.9234 | 1.5428 | 3.1912 | 5.7556 | 1.8035 | 3.1912 | 4.91% | 0.0061356 | 0.0058319 | 18826.6917 | 3852.5482 | 1417.3063 | 13556.8372 | 18834.6054 | 0 | 0 | 18834.6054 | 0.000187%
2028 | 504 | 504-2501R | Tier-2 | Tier-2---9 | 3--5 | 5.5121 | 308 | 100% | 733.6834 | 99.51% | 0% | 0.4917% | 36.1388 | 0 | 0 | 36.1388 | 0 | 31.3708 | 5.1819 | 6.0539 | 31.3708 | 5.1819 | 6.0539 | 36.6728 | 6.0577 | 6.0539 | 4.926% | 0.021593 | 0.020524 | 33978.4661 | 5431.2856 | 538.4348 | 28008.7457 | 33987.1667 | 0 | 0 | 33987.1667 | 0.001192%
2028 | 342 | 342-521AE | Tier-1 | Non-HFTD---16 | 2--1 | 2.2639 | 79 | 100% | 2.959 | 30.71% | 0% | 69.29% | 0.044974 | 0 | 0 | 0.044974 | 0 | 0.039041 | 2.1282 | 0.018344 | 0.039041 | 2.1282 | 0.018344 | 0.045639 | 2.4879 | 0.018344 | 1.52% | 0.0073744 | 0.0070094 | 401.2552 | 3.7445 | 126.7331 | 270.7777 | 415.7354 | 0 | 0 | 415.7354 | 1.483e-06%
2028 | 851 | CB 851 | Tier-1 | Non-HFTD---4 | 1--5 | 0.77311 | 72 | 100% | 102.5522 | 99.44% | 0% | 0.5561% | 5.0481 | 0 | 0 | 5.0481 | 0 | 4.3821 | 0.7268 | 6.0293 | 4.3821 | 0.7268 | 6.0293 | 5.1227 | 0.84963 | 6.0293 | 4.922% | 0.0031694 | 0.0030125 | 32356.9802 | 6963.0193 | 3626.5901 | 21767.3707 | 32366.3506 | 0 | 0 | 32366.3506 | 0.0001665%
2028 | 1073 | CB 1073 | Tier-1 | Non-HFTD---3 | 4--4 | 6.1307 | 211 | 100% | 166.0602 | 6.113% | 91.74% | 2.147% | 0.50246 | 0 | 0 | 0.50246 | 0 | 0.43616 | 5.7634 | 0.075678 | 0.43616 | 5.7634 | 0.075678 | 0.50988 | 6.7375 | 0.075678 | 0.3026% | 0.033742 | 0.032072 | 4921.469 | 22.1347 | 4284.5904 | 614.7439 | 5162.102 | 0 | 0 | 5162.102 | 1.657e-05%
2028 | 289 | CB 289 | Tier-1 | Non-HFTD---6 | 3--3 | 4.3732 | 707 | 100% | 64.7389 | 39.27% | 55.62% | 5.104% | 1.2585 | 0 | 0 | 1.2585 | 0 | 1.0925 | 4.1112 | 0.26573 | 1.0925 | 4.1112 | 0.26573 | 1.2771 | 4.806 | 0.26573 | 1.944% | 0.018234 | 0.017332 | 3550.4112 | 114.2687 | 2547.3845 | 888.758 | 3662.6956 | 0 | 0 | 3662.6956 | 4.15e-05%
2028 | 207 | 207-101R | Tier-1 | Non-HFTD---8 | 4--2 | 11.3577 | 523 | 100% | 42.8651 | 83.69% | 0% | 16.31% | 1.7758 | 0 | 0 | 1.7758 | 0 | 1.5415 | 10.6774 | 0.14437 | 1.5415 | 10.6774 | 0.14437 | 1.802 | 12.482 | 0.14437 | 4.143% | 0.032633 | 0.031017 | 1313.5599 | 147.1403 | 219.5178 | 946.9018 | 1324.7172 | 0 | 0 | 1324.7172 | 5.856e-05%
2028 | 129 | CB 129 | Tier-1 | Non-HFTD---16 | 2--1 | 2.6926 | 56 | 100% | 3.1821 | 23.64% | 0% | 76.36% | 0.037241 | 0 | 0 | 0.037241 | 0 | 0.032327 | 2.5313 | 0.012771 | 0.032327 | 2.5313 | 0.012771 | 0.037791 | 2.9592 | 0.012771 | 1.17% | 0.009111 | 0.00866 | 349.2616 | 7.9358 | 58.2971 | 283.0287 | 363.1501 | 0 | 0 | 363.1501 | 1.228e-06%
2028 | 1117 | 1117-1121F | Tier-1 | Non-HFTD---4 | 2--4 | 0.2763 | 27 | 100% | 101.5663 | 18.17% | 81.65% | 0.1832% | 0.91333 | 0 | 0 | 0.91333 | 0 | 0.79283 | 0.25975 | 3.0523 | 0.79283 | 0.25975 | 3.0523 | 0.92683 | 0.30365 | 3.0523 | 0.8992% | 0.007029 | 0.0066811 | 14449.6047 | 439.553 | 10775.9849 | 3234.0669 | 15065.4048 | 0 | 0 | 15065.4048 | 3.012e-05%
2028 | 462 | CB 462 | Tier-2 | Tier-2---19 | 2--4 | 2.1019 | 19 | 100% | 42.4238 | 96.69% | 0% | 3.313% | 2.0304 | 0 | 0 | 2.0304 | 0 | 1.7625 | 1.976 | 0.89199 | 1.7625 | 1.976 | 0.89199 | 2.0604 | 2.3099 | 0.89199 | 4.786% | 0.0069768 | 0.0066314 | 6080.6996 | 1110.385 | 1800.7984 | 3169.5162 | 6091.1906 | 0 | 0 | 6091.1906 | 6.696e-05%
2028 | 323 | 323-471 | Tier-1 | Non-HFTD---8 | 4--2 | 9.5176 | 267 | 100% | 28.3599 | 75.43% | 0% | 24.57% | 1.059 | 0 | 0 | 1.059 | 0 | 0.91924 | 8.9475 | 0.10274 | 0.91924 | 8.9475 | 0.10274 | 1.0746 | 10.4598 | 0.10274 | 3.734% | 0.03033 | 0.028828 | 935.0577 | 152.0048 | 120.2204 | 662.8324 | 947.0204 | 0 | 0 | 947.0204 | 3.492e-05%
2028 | 452 | 452-1403 | Tier-2 | Tier-2---15 | 1--5 | 0.20947 | 25 | 100% | 137.227 | 99.9% | 0% | 0.1049% | 6.7856 | 0 | 0 | 6.7856 | 0 | 5.8904 | 0.19692 | 29.912 | 5.8904 | 0.19692 | 29.912 | 6.8859 | 0.2302 | 29.912 | 4.945% | 0.0007938 | 0.00075451 | 172873.5238 | 28023.5372 | 18.7375 | 144831.2491 | 172882.965 | 0 | 0 | 172882.965 | 0.0002238%
2028 | 732 | CB 732 | Tier-1 | Non-HFTD---2 | 4--3 | 16.7686 | 825 | 100% | 213.1572 | 94.97% | 0% | 5.028% | 10.0208 | 0 | 0 | 10.0208 | 0 | 8.6987 | 15.7641 | 0.5518 | 8.6987 | 15.7641 | 0.5518 | 10.1688 | 18.4285 | 0.5518 | 4.701% | 0.049818 | 0.047352 | 4278.701 | 526.9055 | 864.1827 | 2887.6129 | 4289.9048 | 0 | 0 | 4289.9048 | 0.0003304%
2028 | 1233 | 1233-259R | Tier-3 | Tier-3---16 | 5--4 | 4.8975 | 146 | 100% | 1558.5389 | 98.56% | 1.214% | 0.2225% | 76.0395 | 0 | 0 | 76.0395 | 0 | 66.0073 | 4.6041 | 14.3365 | 66.0073 | 4.6041 | 14.3365 | 77.1633 | 5.3823 | 14.3365 | 4.879% | 0.12749 | 0.12118 | 12225.1388 | 1994.1014 | 166.7691 | 10064.2683 | 12234.2836 | 0 | 0 | 12234.2836 | 0.002508%
2028 | 783 | CB 783 | Tier-1 | Non-HFTD---4 | 3--4 | 1.3273 | 6 | 100% | 129.217 | 41.62% | 57.78% | 0.5927% | 2.6624 | 0 | 0 | 2.6624 | 0 | 2.3111 | 1.2478 | 1.8522 | 2.3111 | 1.2478 | 1.8522 | 2.7017 | 1.4587 | 1.8522 | 2.06% | 0.014816 | 0.014083 | 8721.335 | 243.3525 | 6978.51 | 1499.4724 | 8986.4721 | 0 | 0 | 8986.4721 | 8.78e-05%
2028 | 341 | 341-1157F | Tier-1 | Non-HFTD---7 | 2--4 | 2.6621 | 96 | 100% | 34.4267 | 96.63% | 0% | 3.372% | 1.6467 | 0 | 0 | 1.6467 | 0 | 1.4294 | 2.5027 | 0.57115 | 1.4294 | 2.5027 | 0.57115 | 1.671 | 2.9257 | 0.57115 | 4.783% | 0.0066766 | 0.0063461 | 5156.3263 | 996.266 | 92.4403 | 4067.62 | 5165.3804 | 0 | 0 | 5165.3804 | 5.43e-05%
2028 | 430 | CB 430 | Tier-1 | Non-HFTD---19 | 1--2 | 0.045833 | 1 | 100% | 0.27806 | 60.51% | 0% | 39.49% | 0.0083278 | 0 | 0 | 0.0083278 | 0 | 0.0072291 | 0.043088 | 0.16778 | 0.0072291 | 0.043088 | 0.16778 | 0.0084509 | 0.05037 | 0.16778 | 2.995% | 0.0002042 | 0.00019409 | 1361.6908 | 10.8448 | 808.9488 | 541.8972 | 1389.698 | 0 | 0 | 1389.698 | 2.746e-07%
2028 | 1023 | 1023-48R | Tier-2 | Tier-2---5 | 5--5 | 16.5267 | 1228 | 100% | 3773.8473 | 97.39% | 2.337% | 0.2725% | 181.93 | 0 | 0 | 181.93 | 0 | 157.9271 | 15.5367 | 10.1648 | 157.9271 | 15.5367 | 10.1648 | 184.6186 | 18.1626 | 10.1648 | 4.821% | 0.12816 | 0.12182 | 29445.7307 | 4617.189 | 643.444 | 24185.0978 | 29485.7528 | 0 | 0 | 29485.7528 | 0.005999%
2028 | 322 | 322-32R | Tier-1 | Non-HFTD---19 | 1--2 | 0.064394 | 4 | 100% | 0.50266 | 78.22% | 0% | 21.78% | 0.019462 | 0 | 0 | 0.019462 | 0 | 0.016894 | 0.060537 | 0.27907 | 0.016894 | 0.060537 | 0.27907 | 0.019749 | 0.070768 | 0.27907 | 3.872% | 0.0003072 | 0.00029199 | 1636.2621 | 0.9533 | 1308.036 | 327.2728 | 1654.824 | 0 | 0 | 1654.824 | 6.418e-07%
2028 | 518 | 518-39 | Tier-1 | Non-HFTD---17 | 1--2 | 0.84644 | 38 | 100% | 1.403 | 67.89% | 0% | 32.11% | 0.047151 | 0 | 0 | 0.047151 | 0 | 0.04093 | 0.79574 | 0.051437 | 0.04093 | 0.79574 | 0.051437 | 0.047848 | 0.93023 | 0.051437 | 3.361% | 0.002089 | 0.0019856 | 671.6292 | 2.198 | 463.1642 | 206.267 | 682.8598 | 0 | 0 | 682.8598 | 1.555e-06%
2028 | 991 | 991-1 | Tier-2 | Tier-2---12 | 4--5 | 1.2636 | 42 | 100% | 626.8618 | 65.87% | 33.98% | 0.153% | 20.4388 | 0 | 0 | 20.4388 | 0 | 17.7423 | 1.1879 | 14.9352 | 17.7423 | 1.1879 | 14.9352 | 20.7409 | 1.3887 | 14.9352 | 3.261% | 0.034773 | 0.033051 | 18027.4627 | 3649.7735 | 5561.6241 | 8816.0652 | 18347.8976 | 0 | 0 | 18347.8976 | 0.000674%
2028 | 152 | 152-1713F | Tier-1 | Non-HFTD---12 | 3--2 | 5.262 | 136 | 100% | 9.6728 | 69.07% | 0% | 30.93% | 0.33072 | 0 | 0 | 0.33072 | 0 | 0.28709 | 4.9468 | 0.058036 | 0.28709 | 4.9468 | 0.058036 | 0.33561 | 5.7828 | 0.058036 | 3.419% | 0.013625 | 0.01295 | 709.9482 | 124.6406 | 78.4846 | 506.823 | 721.3825 | 0 | 0 | 721.3825 | 1.091e-05%
2028 | 576 | CB 576 | Tier-2 | Tier-2---12 | 4--4 | 0.64527 | 28 | 100% | 417.7025 | 78.37% | 21.49% | 0.1463% | 16.2034 | 0 | 0 | 16.2034 | 0 | 14.0656 | 0.60661 | 23.187 | 14.0656 | 0.60661 | 23.187 | 16.4428 | 0.70914 | 23.187 | 3.879% | 0.047237 | 0.044899 | 8842.622 | 1103.3667 | 1857.3002 | 5881.9552 | 8942.2431 | 0 | 0 | 8942.2431 | 0.0005343%
2028 | IB1 | CB IB1 | Tier-1 | Non-HFTD---16 | 2--1 | 3.2845 | 58 | 100% | 2.8974 | 41.24% | 0% | 58.76% | 0.059153 | 0 | 0 | 0.059153 | 0 | 0.051349 | 3.0878 | 0.01663 | 0.051349 | 3.0878 | 0.01663 | 0.060027 | 3.6096 | 0.01663 | 2.042% | 0.0077878 | 0.0074023 | 372.0428 | 0.3241 | 172.327 | 199.3917 | 383.4268 | 0 | 0 | 383.4268 | 1.951e-06%
2028 | 1021 | 1021-92 | Tier-3 | Tier-3---15 | 5--4 | 0.46834 | 30 | 100% | 794.3626 | 99.6% | 0.3592% | 0.04176% | 39.1633 | 0 | 0 | 39.1633 | 0 | 33.9963 | 0.44029 | 77.2141 | 33.9963 | 0.44029 | 77.2141 | 39.742 | 0.5147 | 77.2141 | 4.93% | 0.099013 | 0.094112 | 8022.7784 | 1292.1342 | 24.8963 | 6705.7479 | 8024.4536 | 0 | 0 | 8024.4536 | 0.001291%
2028 | 776 | CB 776 | Tier-2 | Tier-2---18 | 3--3 | 2.6153 | 52 | 100% | 55.0677 | 92.66% | 4.028% | 3.312% | 2.5258 | 0 | 0 | 2.5258 | 0 | 2.1925 | 2.4587 | 0.89175 | 2.1925 | 2.4587 | 0.89175 | 2.5631 | 2.8742 | 0.89175 | 4.587% | 0.014982 | 0.01424 | 3675.6367 | 654.2376 | 129.2917 | 2892.1074 | 3689.6867 | 0 | 0 | 3689.6867 | 8.329e-05%
2028 | 157 | 157-204R | Tier-3 | Tier-3---11 | 5--4 | 13.2184 | 329 | 100% | 3876.1334 | 98.99% | 0.834% | 0.1804% | 189.9223 | 0 | 0 | 189.9223 | 0 | 164.8649 | 12.4266 | 13.2671 | 164.8649 | 12.4266 | 13.2671 | 192.729 | 14.5269 | 13.2671 | 4.9% | 0.32777 | 0.31154 | 11825.9094 | 1771.5346 | 144.6692 | 9909.7056 | 11832.1568 | 0 | 0 | 11832.1568 | 0.006263%
2028 | 449 | CB 449 | Tier-3 | Tier-3---20 | 1--5 | 0.054356 | 0 | 100% | 7.8127 | 98.22% | 0% | 1.784% | 0.37983 | 0 | 0 | 0.37983 | 0 | 0.32972 | 0.0511 | 6.4524 | 0.32972 | 0.0511 | 6.4524 | 0.38544 | 0.059737 | 6.4524 | 4.862% | 0.0002642 | 0.00025112 | 29571.2422 | 4082.6639 | 218.8037 | 25269.7746 | 29598.7157 | 0 | 0 | 29598.7157 | 1.253e-05%
2028 | 702 | 702-27R | Tier-1 | Non-HFTD---3 | 4--3 | 12.2498 | 298 | 100% | 127.2983 | 14.57% | 79% | 6.429% | 0.91821 | 0 | 0 | 0.91821 | 0 | 0.79707 | 11.5161 | 0.069213 | 0.79707 | 11.5161 | 0.069213 | 0.93178 | 13.4624 | 0.069213 | 0.7213% | 0.039338 | 0.03739 | 3236.0467 | 32.4645 | 2654.2302 | 549.352 | 3380.0157 | 0 | 0 | 3380.0157 | 3.028e-05%
2028 | 442 | 442-509R | Tier-3 | Tier-3---15 | 5--3 | 4.9693 | 856 | 100% | 852.9261 | 84.92% | 14.72% | 0.3553% | 35.855 | 0 | 0 | 35.855 | 0 | 31.1245 | 4.6717 | 6.6624 | 31.1245 | 4.6717 | 6.6624 | 36.3849 | 5.4612 | 6.6624 | 4.204% | 0.36954 | 0.35125 | 2308.0588 | 278.8986 | 306.2936 | 1722.8667 | 2326.1793 | 0 | 0 | 2326.1793 | 0.001182%
2028 | 192 | 192-657AE | Tier-1 | Non-HFTD---4 | 2--4 | 1.8044 | 96 | 100% | 94.561 | 98.93% | 0% | 1.074% | 4.6305 | 0 | 0 | 4.6305 | 0 | 4.0196 | 1.6963 | 2.3696 | 4.0196 | 1.6963 | 2.3696 | 4.6989 | 1.983 | 2.3696 | 4.897% | 0.006219 | 0.0059112 | 15205.1851 | 2854.2403 | 2013.1644 | 10337.7804 | 15213.6876 | 0 | 0 | 15213.6876 | 0.0001527%
2028 | 357 | 357-1299R | Tier-3 | Tier-3---9 | 5--5 | 2.7532 | 52 | 100% | 5098.7328 | 99.68% | 0.2892% | 0.03002% | 251.5816 | 0 | 0 | 251.5816 | 0 | 218.3892 | 2.5883 | 84.3759 | 218.3892 | 2.5883 | 84.3759 | 255.2995 | 3.0257 | 84.3759 | 4.934% | 0.2409 | 0.22898 | 21164.9633 | 3980.007 | 56.5395 | 17128.4168 | 21168.4818 | 0 | 0 | 21168.4818 | 0.008296%
2028 | 52 | 52-18F | Tier-1 | Non-HFTD---12 | 2--2 | 3.9165 | 42 | 100% | 11.6184 | 68.06% | 0% | 31.94% | 0.39141 | 0 | 0 | 0.39141 | 0 | 0.33977 | 3.6819 | 0.09228 | 0.33977 | 3.6819 | 0.09228 | 0.39719 | 4.3042 | 0.09228 | 3.369% | 0.012594 | 0.011971 | 922.5162 | 0.22173 | 654.6115 | 267.6829 | 937.8622 | 0 | 0 | 937.8622 | 1.291e-05%
2028 | 940 | 940-391 | Tier-1 | Non-HFTD---18 | 1--1 | 1.8076 | 25 | 100% | 1.1106 | 27.65% | 0% | 72.35% | 0.015203 | 0 | 0 | 0.015203 | 0 | 0.013197 | 1.6993 | 0.0077658 | 0.013197 | 1.6993 | 0.0077658 | 0.015427 | 1.9865 | 0.0077658 | 1.369% | 0.004339 | 0.0041242 | 255.964 | 0.14879 | 87.5462 | 168.2691 | 265.6079 | 0 | 0 | 265.6079 | 5.013e-07%
2028 | 1081 | CB 1081 | Tier-1 | Non-HFTD---2 | 4--4 | 9.8183 | 503 | 100% | 237.9505 | 29.91% | 67.53% | 2.553% | 3.5234 | 0 | 0 | 3.5234 | 0 | 3.0585 | 9.2302 | 0.33136 | 3.0585 | 9.2302 | 0.33136 | 3.5754 | 10.7903 | 0.33136 | 1.481% | 0.036958 | 0.035128 | 6438.4369 | 198.6995 | 5359.42 | 880.3174 | 6673.437 | 0 | 0 | 6673.437 | 0.0001162%
2028 | 203 | 203-21R | Tier-1 | Non-HFTD---4 | 3--4 | 2.1493 | 204 | 100% | 165.9937 | 4.67% | 94.37% | 0.9641% | 0.38369 | 0 | 0 | 0.38369 | 0 | 0.33307 | 2.0205 | 0.16484 | 0.33307 | 2.0205 | 0.16484 | 0.38936 | 2.362 | 0.16484 | 0.2311% | 0.023296 | 0.022143 | 7125.2936 | 41.2792 | 6274.0075 | 810.0069 | 7479.0361 | 0 | 0 | 7479.0361 | 1.265e-05%
2028 | 510 | 510-49R | Tier-1 | Non-HFTD---1 | 3--4 | 2.222 | 211 | 100% | 240.5874 | 27.72% | 71.76% | 0.5245% | 3.301 | 0 | 0 | 3.301 | 0 | 2.8655 | 2.0889 | 1.3718 | 2.8655 | 2.0889 | 1.3718 | 3.3498 | 2.442 | 1.3718 | 1.372% | 0.018276 | 0.017371 | 13164.1155 | 585.4029 | 9744.1726 | 2834.54 | 13659.6467 | 0 | 0 | 13659.6467 | 0.0001089%
2028 | MOR1 | CB MOR1 | Tier-2 | Tier-2---4 | 5--5 | 3.55 | 303 | 100% | 5119.7141 | 98.56% | 1.393% | 0.05121% | 249.7665 | 0 | 0 | 249.7665 | 0 | 216.8136 | 3.3373 | 64.9659 | 216.8136 | 3.3373 | 64.9659 | 253.4576 | 3.9014 | 64.9659 | 4.879% | 0.12647 | 0.12021 | 40481.7763 | 7026.0973 | 519.7061 | 32935.973 | 40512.2177 | 0 | 0 | 40512.2177 | 0.008236%
2028 | 240 | 240-1044 | Tier-3 | Tier-3---16 | 4--4 | 2.7573 | 100 | 100% | 791.3356 | 98.7% | 1.112% | 0.1837% | 38.6637 | 0 | 0 | 38.6637 | 0 | 33.5626 | 2.5922 | 12.9477 | 33.5626 | 2.5922 | 12.9477 | 39.2351 | 3.0303 | 12.9477 | 4.886% | 0.076308 | 0.072531 | 10370.2289 | 1768.6676 | 147.2931 | 8454.2683 | 10377.2245 | 0 | 0 | 10377.2245 | 0.001275%
2028 | 362 | CB 362 | Tier-1 | Non-HFTD---5 | 3--3 | 4.5676 | 102 | 100% | 90.5945 | 20.96% | 74.63% | 4.416% | 0.93975 | 0 | 0 | 0.93975 | 0 | 0.81577 | 4.294 | 0.18998 | 0.81577 | 4.294 | 0.18998 | 0.95364 | 5.0197 | 0.18998 | 1.037% | 0.019673 | 0.018699 | 4605.0162 | 4.0643 | 4102.7241 | 498.2277 | 4794.5791 | 0 | 0 | 4794.5791 | 3.099e-05%
2028 | OS4 | CB OS4 | Tier-1 | Non-HFTD---16 | 2--1 | 2.4284 | 86 | 100% | 3.0117 | 33.83% | 0% | 66.17% | 0.050427 | 0 | 0 | 0.050427 | 0 | 0.043774 | 2.283 | 0.019174 | 0.043774 | 2.283 | 0.019174 | 0.051173 | 2.6688 | 0.019174 | 1.674% | 0.0070618 | 0.0067122 | 426.4805 | 1.5389 | 161.7401 | 263.2015 | 441.1779 | 0 | 0 | 441.1779 | 1.663e-06%
2028 | NTL1 | CB NTL1 | Tier-1 | Non-HFTD---16 | 2--1 | 3.6614 | 519 | 100% | 2.8418 | 23.91% | 0% | 76.09% | 0.033635 | 0 | 0 | 0.033635 | 0 | 0.029197 | 3.4421 | 0.0084824 | 0.029197 | 3.4421 | 0.0084824 | 0.034132 | 4.0238 | 0.0084824 | 1.184% | 0.0099992 | 0.0095042 | 284.2073 | 4.5526 | 60.82 | 218.8347 | 295.4693 | 0 | 0 | 295.4693 | 1.109e-06%
2028 | 1297 | 1297-34F | Tier-1 | Non-HFTD---4 | 2--4 | 2.0714 | 47 | 100% | 97.1169 | 3.668% | 94.54% | 1.791% | 0.17635 | 0 | 0 | 0.17635 | 0 | 0.15308 | 1.9473 | 0.078613 | 0.15308 | 1.9473 | 0.078613 | 0.17895 | 2.2764 | 0.078613 | 0.1816% | 0.012533 | 0.011912 | 7749.0176 | 8.2538 | 6940.7523 | 800.0115 | 8137.7662 | 0 | 0 | 8137.7662 | 5.815e-06%
2028 | 232 | 232-40AE | Tier-2 | Tier-2---19 | 2--3 | 0.081438 | 6 | 100% | 11.4297 | 0.4523% | 98.58% | 0.9661% | 0.0025592 | 0 | 0 | 0.0025592 | 0 | 0.0022216 | 0.07656 | 0.029017 | 0.0022216 | 0.07656 | 0.029017 | 0.002597 | 0.089499 | 0.029017 | 0.02239% | 0.0059544 | 0.0056597 | 1919.5436 | 3.4341 | 1729.7945 | 186.3149 | 2019.0571 | 0 | 0 | 2019.0571 | 8.439e-08%
2028 | 1482 | 1482-28 | Tier-1 | Non-HFTD---14 | 2--2 | 3.2782 | 104 | 100% | 5.0457 | 55.06% | 0% | 44.94% | 0.13753 | 0 | 0 | 0.13753 | 0 | 0.11938 | 3.0819 | 0.038737 | 0.11938 | 3.0819 | 0.038737 | 0.13956 | 3.6027 | 0.038737 | 2.726% | 0.0090634 | 0.0086148 | 556.7146 | 0.18825 | 329.2696 | 227.2568 | 569.7429 | 0 | 0 | 569.7429 | 4.535e-06%
2028 | 971 | 971-388R | Tier-3 | Tier-3---4 | 5--5 | 17.9011 | 1159 | 100% | 11267.961 | 98.98% | 0.9235% | 0.09902% | 552.0609 | 0 | 0 | 552.0609 | 0 | 479.2248 | 16.8289 | 28.4764 | 479.2248 | 16.8289 | 28.4764 | 560.2193 | 19.6731 | 28.4764 | 4.899% | 0.17642 | 0.16769 | 63870.0886 | 10985.172 | 547.8169 | 52337.0996 | 63904.0993 | 0 | 0 | 63904.0993 | 0.0182%
2028 | 1525 | CB 1525 | Tier-2 | Tier-2---13 | 4--4 | 6.2326 | 240 | 100% | 259.6903 | 35.49% | 63.12% | 1.387% | 4.5624 | 0 | 0 | 4.5624 | 0 | 3.9605 | 5.8592 | 0.67594 | 3.9605 | 5.8592 | 0.67594 | 4.6299 | 6.8495 | 0.67594 | 1.757% | 0.050512 | 0.048011 | 5141.181 | 367.2769 | 3050.2081 | 1723.6959 | 5313.8944 | 0 | 0 | 5313.8944 | 0.0001505%
2028 | 176 | 176-1845R | Tier-3 | Tier-3---11 | 5--5 | 7.3522 | 280 | 100% | 3401.0234 | 97.74% | 2.113% | 0.1474% | 164.5455 | 0 | 0 | 164.5455 | 0 | 142.8362 | 6.9118 | 20.6654 | 142.8362 | 6.9118 | 20.6654 | 166.9772 | 8.08 | 20.6654 | 4.838% | 0.20978 | 0.19939 | 16212.4883 | 2568.5055 | 309.8495 | 13334.1334 | 16231.572 | 0 | 0 | 16231.572 | 0.005426%
2028 | 505 | CB 505 | Tier-1 | Non-HFTD---9 | 2--3 | 2.4237 | 236 | 100% | 21.0176 | 91.98% | 0% | 8.019% | 0.95694 | 0 | 0 | 0.95694 | 0 | 0.83069 | 2.2785 | 0.36458 | 0.83069 | 2.2785 | 0.36458 | 0.97108 | 2.6636 | 0.36458 | 4.553% | 0.0074238 | 0.0070563 | 2831.1077 | 271.0214 | 968.8336 | 1591.2527 | 2842.9314 | 0 | 0 | 2842.9314 | 3.156e-05%
2028 | 550 | 550-665R | Tier-1 | Non-HFTD---14 | 2--2 | 4.5705 | 162 | 100% | 7.2973 | 61.93% | 0% | 38.07% | 0.22372 | 0 | 0 | 0.22372 | 0 | 0.1942 | 4.2967 | 0.045198 | 0.1942 | 4.2967 | 0.045198 | 0.22702 | 5.0229 | 0.045198 | 3.066% | 0.01349 | 0.012822 | 540.9468 | 37.0768 | 158.5779 | 345.2921 | 551.6702 | 0 | 0 | 551.6702 | 7.377e-06%
2028 | 92 | CB 92 | Tier-1 | Non-HFTD---6 | 3--3 | 2.9091 | 147 | 100% | 46.3322 | 87.55% | 8.668% | 3.778% | 2.008 | 0 | 0 | 2.008 | 0 | 1.7431 | 2.7349 | 0.63735 | 1.7431 | 2.7349 | 0.63735 | 2.0377 | 3.1971 | 0.63735 | 4.334% | 0.013793 | 0.013111 | 3359.0098 | 253.9545 | 2011.5361 | 1093.5193 | 3380.7821 | 0 | 0 | 3380.7821 | 6.622e-05%
2028 | 403 | 403-9F | Tier-1 | Non-HFTD---20 | 1--1 | 0.82969 | 47 | 100% | 0.45165 | 12.22% | 0% | 87.78% | 0.0027327 | 0 | 0 | 0.0027327 | 0 | 0.0023721 | 0.77999 | 0.0030412 | 0.0023721 | 0.77999 | 0.0030412 | 0.002773 | 0.91182 | 0.0030412 | 0.605% | 0.0021892 | 0.0020808 | 206.3063 | 0.33556 | 40.449 | 165.5217 | 215.737 | 0 | 0 | 215.737 | 9.011e-08%
2028 | 330 | 330-44R | Tier-1 | Non-HFTD---19 | 1--2 | 0.010227 | 0 | 100% | 0.13525 | 15.38% | 0% | 84.62% | 0.0010298 | 0 | 0 | 0.0010298 | 0 | 0.00089391 | 0.0096147 | 0.092974 | 0.00089391 | 0.0096147 | 0.092974 | 0.001045 | 0.01124 | 0.092974 | 0.7614% | 0.0001638 | 0.00015569 | 825.6908 | 0.52574 | 190.4747 | 634.6904 | 862.0768 | 0 | 0 | 862.0768 | 3.396e-08%
2028 | 465 | CB 465 | Tier-1 | Non-HFTD---11 | 1--3 | 0.51648 | 20 | 100% | 9.9117 | 96.03% | 0% | 3.967% | 0.47116 | 0 | 0 | 0.47116 | 0 | 0.409 | 0.48554 | 0.84236 | 0.409 | 0.48554 | 0.84236 | 0.47813 | 0.5676 | 0.84236 | 4.754% | 0.0023928 | 0.0022744 | 4142.2995 | 915.7141 | 14.9285 | 3211.6569 | 4150.8578 | 0 | 0 | 4150.8578 | 1.554e-05%
2028 | VS2 | CB VS2 | Tier-1 | Non-HFTD---12 | 3--2 | 7.0479 | 620 | 100% | 11.3625 | 51.95% | 0% | 48.05% | 0.29219 | 0 | 0 | 0.29219 | 0 | 0.25364 | 6.6258 | 0.038281 | 0.25364 | 6.6258 | 0.038281 | 0.29651 | 7.7456 | 0.038281 | 2.572% | 0.020771 | 0.019743 | 547.0307 | 29.9029 | 126.8526 | 390.2752 | 560.7192 | 0 | 0 | 560.7192 | 9.635e-06%
2028 | 765 | 765-53 | Tier-1 | Non-HFTD---11 | 1--4 | 0.22367 | 0 | 100% | 10.2799 | 97.92% | 0% | 2.076% | 0.49829 | 0 | 0 | 0.49829 | 0 | 0.43255 | 0.21028 | 2.057 | 0.43255 | 0.21028 | 2.057 | 0.50565 | 0.24582 | 2.057 | 4.847% | 0.0009128 | 0.00086762 | 11261.9019 | 1681.3147 | 2761.922 | 6818.6652 | 11274.0796 | 0 | 0 | 11274.0796 | 1.643e-05%
2028 | 256 | 256-46AE | Tier-1 | Non-HFTD---14 | 3--1 | 4.8671 | 108 | 100% | 5.4684 | 29.52% | 0% | 70.48% | 0.079899 | 0 | 0 | 0.079899 | 0 | 0.069358 | 4.5756 | 0.015158 | 0.069358 | 4.5756 | 0.015158 | 0.08108 | 5.3489 | 0.015158 | 1.461% | 0.01432 | 0.013611 | 381.8681 | 0.20253 | 137.1678 | 244.4977 | 395.8848 | 0 | 0 | 395.8848 | 2.635e-06%
2028 | 76 | 76-266F | Tier-1 | Non-HFTD---19 | 1--1 | 0.21686 | 20 | 100% | 0.3287 | 26.14% | 0% | 73.86% | 0.0042534 | 0 | 0 | 0.0042534 | 0 | 0.0036923 | 0.20387 | 0.018111 | 0.0036923 | 0.20387 | 0.018111 | 0.0043163 | 0.23832 | 0.018111 | 1.294% | 0.0008422 | 0.00080051 | 390.2914 | 7.9469 | 80.8159 | 301.5286 | 405.3035 | 0 | 0 | 405.3035 | 1.403e-07%
2028 | 1480 | 1480-26F | Tier-1 | Non-HFTD---18 | 1--1 | 1.1896 | 35 | 100% | 1.5754 | 25.22% | 0% | 74.78% | 0.019667 | 0 | 0 | 0.019667 | 0 | 0.017072 | 1.1184 | 0.015265 | 0.017072 | 1.1184 | 0.015265 | 0.019958 | 1.3074 | 0.015265 | 1.248% | 0.0040818 | 0.0038798 | 385.9459 | 1.0392 | 118.4615 | 266.4452 | 400.9759 | 0 | 0 | 400.9759 | 6.486e-07%
2028 | WY1 | CB WY1 | Tier-1 | Non-HFTD---20 | 1--1 | 0.1875 | 0 | 100% | 0.14453 | 1.564% | 0% | 98.44% | 0.00011192 | 0 | 0 | 0.00011192 | 0 | 9.7156e-05 | 0.17627 | 0.00055117 | 9.7156e-05 | 0.17627 | 0.00055117 | 0.00011358 | 0.20607 | 0.00055117 | 0.07744% | 0.0005 | 0.00047525 | 289.0698 | 0.75643 | 26.8687 | 261.4447 | 303.8884 | 0 | 0 | 303.8884 | 3.691e-09%
2028 | 797 | CB 797 | Tier-1 | Non-HFTD---5 | 1--5 | 0.92273 | 13 | 100% | 65.0189 | 98.85% | 0% | 1.151% | 3.1814 | 0 | 0 | 3.1814 | 0 | 2.7617 | 0.86746 | 3.1836 | 2.7617 | 0.86746 | 3.1836 | 3.2284 | 1.0141 | 3.1836 | 4.893% | 0.0039484 | 0.003753 | 16467.148 | 2087.333 | 3503.3467 | 10876.4683 | 16477.0185 | 0 | 0 | 16477.0185 | 0.0001049%
2028 | WA5 | CB WA5 | Tier-1 | Non-HFTD---8 | 4--2 | 14.9795 | 462 | 100% | 31.7966 | 66.36% | 0% | 33.64% | 1.0444 | 0 | 0 | 1.0444 | 0 | 0.90661 | 14.0823 | 0.064379 | 0.90661 | 14.0823 | 0.064379 | 1.0598 | 16.4623 | 0.064379 | 3.285% | 0.046317 | 0.044024 | 686.5028 | 95.2087 | 167.8003 | 423.4938 | 698.531 | 0 | 0 | 698.531 | 3.444e-05%
2028 | 322 | 322-822F | Tier-1 | Non-HFTD---18 | 1--1 | 1.136 | 22 | 100% | 0.86968 | 23.9% | 0% | 76.1% | 0.010288 | 0 | 0 | 0.010288 | 0 | 0.0089308 | 1.0679 | 0.0083628 | 0.0089308 | 1.0679 | 0.0083628 | 0.01044 | 1.2484 | 0.0083628 | 1.183% | 0.0028306 | 0.0026905 | 307.242 | 6.8624 | 53.816 | 246.5637 | 319.4186 | 0 | 0 | 319.4186 | 3.393e-07%
2028 | 365 | 365-648R | Tier-1 | Non-HFTD---7 | 3--3 | 3.785 | 254 | 100% | 37.1137 | 20.26% | 73.09% | 6.654% | 0.37221 | 0 | 0 | 0.37221 | 0 | 0.3231 | 3.5583 | 0.090803 | 0.3231 | 3.5583 | 0.090803 | 0.37771 | 4.1597 | 0.090803 | 1.003% | 0.015525 | 0.014757 | 2390.5758 | 8.2255 | 2060.9087 | 321.4416 | 2489.8485 | 0 | 0 | 2489.8485 | 1.227e-05%
2028 | 402 | 402-820F | Tier-1 | Non-HFTD---11 | 2--3 | 2.1513 | 197 | 100% | 12.3895 | 88.33% | 0% | 11.67% | 0.54174 | 0 | 0 | 0.54174 | 0 | 0.47026 | 2.0225 | 0.23252 | 0.47026 | 2.0225 | 0.23252 | 0.54974 | 2.3643 | 0.23252 | 4.373% | 0.0060732 | 0.0057726 | 2040.0308 | 5.8898 | 1788.8383 | 245.3027 | 2052.4249 | 0 | 0 | 2052.4249 | 1.786e-05%
2028 | MV1 | CB MV1 | Tier-1 | Non-HFTD---4 | 3--4 | 5.3483 | 429 | 100% | 150.3384 | 97.79% | 0% | 2.21% | 7.2773 | 0 | 0 | 7.2773 | 0 | 6.3171 | 5.0279 | 1.2564 | 6.3171 | 5.0279 | 1.2564 | 7.3848 | 5.8777 | 1.2564 | 4.841% | 0.014765 | 0.014034 | 10182.3567 | 1618.5344 | 97.4794 | 8466.3429 | 10194.0779 | 0 | 0 | 10194.0779 | 0.00024%
2028 | 315 | 315-1192F | Tier-2 | Tier-2---19 | 1--4 | 0.39659 | 8 | 100% | 14.6681 | 98.1% | 0% | 1.899% | 0.71228 | 0 | 0 | 0.71228 | 0 | 0.61831 | 0.37284 | 1.6584 | 0.61831 | 0.37284 | 1.6584 | 0.72281 | 0.43585 | 1.6584 | 4.856% | 0.0015284 | 0.0014527 | 9597.0285 | 5451.7396 | 23.5265 | 4121.7625 | 9606.5199 | 0 | 0 | 9606.5199 | 2.349e-05%
2028 | NO3 | CB NO3 | Tier-1 | Non-HFTD---16 | 2--1 | 3.3623 | 80 | 100% | 3.2681 | 33.34% | 0% | 66.66% | 0.053939 | 0 | 0 | 0.053939 | 0 | 0.046822 | 3.1609 | 0.014813 | 0.046822 | 3.1609 | 0.014813 | 0.054736 | 3.6951 | 0.014813 | 1.65% | 0.008886 | 0.0084461 | 367.7794 | 0.18447 | 144.8976 | 222.6973 | 380.5463 | 0 | 0 | 380.5463 | 1.779e-06%
2028 | 325 | 325-1220R | Tier-1 | Non-HFTD---8 | 4--2 | 21.6898 | 393 | 100% | 37.7086 | 59.54% | 0% | 40.46% | 1.1113 | 0 | 0 | 1.1113 | 0 | 0.96472 | 20.3906 | 0.047312 | 0.96472 | 20.3906 | 0.047312 | 1.1278 | 23.8369 | 0.047312 | 2.947% | 0.060023 | 0.057052 | 628.2334 | 4.0248 | 373.6526 | 250.5559 | 641.471 | 0 | 0 | 641.471 | 3.665e-05%
2028 | 166 | CB 166 | Tier-1 | Non-HFTD---10 | 3--2 | 5.1707 | 175 | 100% | 21.6566 | 82.43% | 0% | 17.57% | 0.88364 | 0 | 0 | 0.88364 | 0 | 0.76706 | 4.861 | 0.1578 | 0.76706 | 4.861 | 0.1578 | 0.8967 | 5.6825 | 0.1578 | 4.08% | 0.015112 | 0.014364 | 1433.0361 | 0.84572 | 1200.0855 | 232.1049 | 1446.1491 | 0 | 0 | 1446.1491 | 2.914e-05%
2028 | 94 | 94-41 | Tier-1 | Non-HFTD---2 | 4--4 | 13.5683 | 315 | 100% | 189.6711 | 96.69% | 0% | 3.312% | 9.0777 | 0 | 0 | 9.0777 | 0 | 7.8801 | 12.7556 | 0.61777 | 7.8801 | 12.7556 | 0.61777 | 9.2119 | 14.9115 | 0.61777 | 4.786% | 0.03601 | 0.034228 | 5267.1204 | 1003.7798 | 888.4702 | 3374.8704 | 5276.2062 | 0 | 0 | 5276.2062 | 0.0002994%
2028 | 88 | CB 88 | Tier-1 | Non-HFTD---6 | 4--3 | 10.0387 | 412 | 100% | 58.8668 | 89.39% | 0% | 10.61% | 2.6047 | 0 | 0 | 2.6047 | 0 | 2.261 | 9.4373 | 0.23958 | 2.261 | 9.4373 | 0.23958 | 2.6431 | 11.0324 | 0.23958 | 4.425% | 0.033053 | 0.031417 | 1780.9916 | 215.4092 | 736.244 | 829.3384 | 1790.8352 | 0 | 0 | 1790.8352 | 8.589e-05%
2028 | 387 | CB 387 | Tier-1 | Non-HFTD---2 | 4--4 | 6.7638 | 316 | 100% | 522.65 | 70.14% | 28.94% | 0.9137% | 18.1467 | 0 | 0 | 18.1467 | 0 | 15.7525 | 6.3587 | 2.4773 | 15.7525 | 6.3587 | 2.4773 | 18.4149 | 7.4334 | 2.4773 | 3.472% | 0.067633 | 0.064286 | 7727.6908 | 947.907 | 2193.816 | 4585.9679 | 7847.8494 | 0 | 0 | 7847.8494 | 0.0005984%
2028 | 365 | CB 365 | Tier-1 | Non-HFTD---3 | 4--3 | 10.8739 | 264 | 100% | 153.8294 | 16.84% | 79.11% | 4.05% | 1.282 | 0 | 0 | 1.282 | 0 | 1.1129 | 10.2226 | 0.10886 | 1.1129 | 10.2226 | 0.10886 | 1.3009 | 11.9503 | 0.10886 | 0.8334% | 0.031529 | 0.029968 | 4879.0131 | 4.4935 | 4354.8547 | 519.6649 | 5090.3229 | 0 | 0 | 5090.3229 | 4.228e-05%
2028 | 161 | 161-989F | Tier-1 | Non-HFTD---17 | 1--2 | 0.19681 | 27 | 100% | 0.82181 | 77.98% | 0% | 22.02% | 0.031721 | 0 | 0 | 0.031721 | 0 | 0.027536 | 0.18502 | 0.14883 | 0.027536 | 0.18502 | 0.14883 | 0.03219 | 0.21629 | 0.14883 | 3.86% | 0.0006838 | 0.00064995 | 1201.8318 | 151.5 | 35.0825 | 1015.2493 | 1215.615 | 0 | 0 | 1215.615 | 1.046e-06%
2028 | 404 | CB 404 | Tier-1 | Non-HFTD---15 | 1--3 | 0.3267 | 6 | 100% | 3.4322 | 87.98% | 0% | 12.02% | 0.14946 | 0 | 0 | 0.14946 | 0 | 0.12974 | 0.30714 | 0.42243 | 0.12974 | 0.30714 | 0.42243 | 0.15167 | 0.35904 | 0.42243 | 4.355% | 0.0014236 | 0.0013531 | 2410.8954 | 1.0401 | 2142.2971 | 267.5582 | 2425.9921 | 0 | 0 | 2425.9921 | 4.929e-06%
2028 | 471 | CB 471 | Tier-1 | Non-HFTD---1 | 4--5 | 9.5888 | 824 | 100% | 3808.7328 | 99.83% | 0% | 0.1692% | 188.2133 | 0 | 0 | 188.2133 | 0 | 163.3814 | 9.0144 | 18.1244 | 163.3814 | 9.0144 | 18.1244 | 190.9947 | 10.538 | 18.1244 | 4.942% | 0.030567 | 0.029054 | 124601.1385 | 20145.8945 | 297.3105 | 104157.9336 | 124612.117 | 0 | 0 | 124612.117 | 0.006207%
2028 | 900 | CB 900 | Tier-1 | Non-HFTD---19 | 1--3 | 0.042803 | 42 | 100% | 0.53356 | 93.68% | 0% | 6.317% | 0.024743 | 0 | 0 | 0.024743 | 0 | 0.021478 | 0.040239 | 0.53377 | 0.021478 | 0.040239 | 0.53377 | 0.025108 | 0.04704 | 0.53377 | 4.637% | 0.0001684 | 0.00016006 | 3168.3903 | 480.3966 | 18.1813 | 2669.8125 | 3178.8134 | 0 | 0 | 3178.8134 | 8.159e-07%
2028 | 263 | CB 263 | Tier-1 | Non-HFTD---13 | 1--2 | 1.1358 | 53 | 100% | 5.0642 | 81.76% | 0% | 18.24% | 0.20495 | 0 | 0 | 0.20495 | 0 | 0.17791 | 1.0678 | 0.16662 | 0.17791 | 1.0678 | 0.16662 | 0.20797 | 1.2482 | 0.16662 | 4.047% | 0.0045504 | 0.0043252 | 1112.9117 | 144.2639 | 21.0571 | 947.5907 | 1123.4851 | 0 | 0 | 1123.4851 | 6.758e-06%
2028 | 716 | CB 716 | Tier-1 | Non-HFTD---17 | 1--2 | 0.23504 | 15 | 100% | 1.616 | 79.4% | 0% | 20.6% | 0.063516 | 0 | 0 | 0.063516 | 0 | 0.055136 | 0.22096 | 0.24953 | 0.055136 | 0.22096 | 0.24953 | 0.064454 | 0.2583 | 0.24953 | 3.93% | 0.0010432 | 0.00099156 | 1549.1257 | 170.2187 | 205.5076 | 1173.3993 | 1565.7446 | 0 | 0 | 1565.7446 | 2.095e-06%
2028 | LV2 | CB LV2 | Tier-1 | Non-HFTD---10 | 3--2 | 9.3228 | 280 | 100% | 15.9867 | 57.43% | 0% | 42.57% | 0.4545 | 0 | 0 | 0.4545 | 0 | 0.39453 | 8.7643 | 0.045016 | 0.39453 | 8.7643 | 0.045016 | 0.46122 | 10.2456 | 0.045016 | 2.843% | 0.026716 | 0.025394 | 598.3883 | 38.8763 | 209.6571 | 349.8549 | 611.653 | 0 | 0 | 611.653 | 1.499e-05%
2028 | FRD1 | CB FRD1 | Tier-1 | Non-HFTD---20 | 1--1 | 0.72899 | 27 | 100% | 0.37361 | 16.66% | 0% | 83.34% | 0.0030815 | 0 | 0 | 0.0030815 | 0 | 0.0026749 | 0.68532 | 0.0039032 | 0.0026749 | 0.68532 | 0.0039032 | 0.003127 | 0.80115 | 0.0039032 | 0.8248% | 0.001599 | 0.0015198 | 233.6497 | 0.89583 | 52.0165 | 180.7373 | 243.7901 | 0 | 0 | 243.7901 | 1.016e-07%
2028 | 217 | CB 217 | Tier-3 | Tier-3---20 | 1--5 | 0.034091 | 0 | 100% | 26.6678 | 99.71% | 0% | 0.2895% | 1.3162 | 0 | 0 | 1.3162 | 0 | 1.1426 | 0.032049 | 35.6511 | 1.1426 | 0.032049 | 35.6511 | 1.3357 | 0.037466 | 35.6511 | 4.936% | 0.000134 | 0.00012737 | 199013.7941 | 31841.1986 | 716.7689 | 166455.8266 | 199043.8026 | 0 | 0 | 199043.8026 | 4.34e-05%
2028 | PL4 | CB PL4 | Tier-1 | Non-HFTD---12 | 3--1 | 10.2286 | 356 | 100% | 13.8266 | 47.94% | 0% | 52.06% | 0.3281 | 0 | 0 | 0.3281 | 0 | 0.28482 | 9.6159 | 0.029619 | 0.28482 | 9.6159 | 0.029619 | 0.33295 | 11.2411 | 0.029619 | 2.373% | 0.027903 | 0.026522 | 495.5242 | 0.19412 | 260.9853 | 234.3448 | 508.9589 | 0 | 0 | 508.9589 | 1.082e-05%
2028 | 222 | 222-1503R | Tier-3 | Tier-3---15 | 5--4 | 2.6021 | 595 | 100% | 1359.3953 | 95.15% | 4.696% | 0.1502% | 64.0292 | 0 | 0 | 64.0292 | 0 | 55.5815 | 2.4463 | 22.721 | 55.5815 | 2.4463 | 22.721 | 64.9754 | 2.8597 | 22.721 | 4.71% | 0.23465 | 0.22303 | 5793.3484 | 808.274 | 260.6182 | 4724.4562 | 5807.9691 | 0 | 0 | 5807.9691 | 0.002111%
2028 | 454 | 454-45AE | Tier-1 | Non-HFTD---2 | 4--4 | 4.39 | 160 | 100% | 491.7858 | 41.61% | 57.78% | 0.6067% | 10.13 | 0 | 0 | 10.13 | 0 | 8.7935 | 4.127 | 2.1307 | 8.7935 | 4.127 | 2.1307 | 10.2797 | 4.8246 | 2.1307 | 2.06% | 0.084004 | 0.079846 | 5854.3004 | 713.107 | 3089.276 | 2051.9175 | 6032.3112 | 0 | 0 | 6032.3112 | 0.000334%
2028 | 329 | 329-215F | Tier-1 | Non-HFTD---6 | 3--3 | 1.3032 | 53 | 100% | 64.9248 | 1.785% | 96.02% | 2.2% | 0.05735 | 0 | 0 | 0.05735 | 0 | 0.049784 | 1.2251 | 0.040635 | 0.049784 | 1.2251 | 0.040635 | 0.058198 | 1.4322 | 0.040635 | 0.08833% | 0.021703 | 0.020628 | 2991.5676 | 12.9271 | 2341.0516 | 637.589 | 3144.5818 | 0 | 0 | 3144.5818 | 1.891e-06%
2028 | 155 | 155-40 | Tier-1 | Non-HFTD---16 | 2--1 | 4.411 | 109 | 100% | 3.7492 | 25.26% | 0% | 74.74% | 0.046886 | 0 | 0 | 0.046886 | 0 | 0.0407 | 4.1467 | 0.0098149 | 0.0407 | 4.1467 | 0.0098149 | 0.047579 | 4.8476 | 0.0098149 | 1.251% | 0.012188 | 0.011585 | 307.6104 | 0.55017 | 96.2898 | 210.7705 | 319.5829 | 0 | 0 | 319.5829 | 1.546e-06%
2028 | 326 | 326-35R | Tier-1 | Non-HFTD---2 | 4--4 | 13.9548 | 334 | 100% | 586.1826 | 18.71% | 79.88% | 1.411% | 5.4284 | 0 | 0 | 5.4284 | 0 | 4.7122 | 13.1189 | 0.35919 | 4.7122 | 13.1189 | 0.35919 | 5.5087 | 15.3361 | 0.35919 | 0.9261% | 0.07497 | 0.071259 | 7818.9373 | 361.909 | 5822.8865 | 1634.1418 | 8149.9516 | 0 | 0 | 8149.9516 | 0.000179%
2028 | 1233 | 1233-589R | Tier-3 | Tier-3---16 | 5--4 | 3.2034 | 92 | 100% | 1386.4905 | 98.92% | 0.9396% | 0.1432% | 67.8881 | 0 | 0 | 67.8881 | 0 | 58.9313 | 3.0115 | 19.5689 | 58.9313 | 3.0115 | 19.5689 | 68.8914 | 3.5205 | 19.5689 | 4.896% | 0.11751 | 0.11169 | 11798.9753 | 1859.8108 | 96.407 | 9842.7575 | 11805.6289 | 0 | 0 | 11805.6289 | 0.002239%
2028 | 701 | 701-48AE | Tier-1 | Non-HFTD---4 | 3--4 | 3.0439 | 162 | 100% | 111.3526 | 1.512% | 96.4% | 2.091% | 0.083358 | 0 | 0 | 0.083358 | 0 | 0.07236 | 2.8616 | 0.025287 | 0.07236 | 2.8616 | 0.025287 | 0.08459 | 3.3452 | 0.025287 | 0.07486% | 0.014184 | 0.013482 | 7850.7987 | 18.6835 | 7007.5279 | 824.5872 | 8253.4683 | 0 | 0 | 8253.4683 | 2.749e-06%
2028 | 170 | 170-46 | Tier-1 | Non-HFTD---6 | 5--2 | 14.4293 | 566 | 100% | 63.3107 | 39.69% | 47.72% | 12.59% | 1.2437 | 0 | 0 | 1.2437 | 0 | 1.0796 | 13.565 | 0.07959 | 1.0796 | 13.565 | 0.07959 | 1.2621 | 15.8577 | 0.07959 | 1.964% | 0.099838 | 0.094896 | 634.1343 | 13.2723 | 434.6906 | 186.1714 | 654.0524 | 0 | 0 | 654.0524 | 4.101e-05%
2028 | 61 | CB 61 | Tier-1 | Non-HFTD---3 | 4--4 | 8.4142 | 700 | 100% | 184.2595 | 17.6% | 78.77% | 3.63% | 1.6051 | 0 | 0 | 1.6051 | 0 | 1.3933 | 7.9102 | 0.17615 | 1.3933 | 7.9102 | 0.17615 | 1.6288 | 9.2471 | 0.17615 | 0.8711% | 0.035306 | 0.033559 | 5218.8994 | 61.45 | 4296.865 | 860.5843 | 5442.858 | 0 | 0 | 5442.858 | 5.293e-05%
2028 | 708 | CB 708 | Tier-1 | Non-HFTD---11 | 2--2 | 0.79432 | 18 | 100% | 12.3602 | 94.92% | 0.8388% | 4.245% | 0.58072 | 0 | 0 | 0.58072 | 0 | 0.50411 | 0.74674 | 0.67508 | 0.50411 | 0.74674 | 0.67508 | 0.58931 | 0.87294 | 0.67508 | 4.698% | 0.0077752 | 0.0073903 | 1589.6964 | 132.6057 | 705.9862 | 751.1045 | 1593.9055 | 0 | 0 | 1593.9055 | 1.915e-05%
2028 | SW2 | CB SW2 | Tier-1 | Non-HFTD---14 | 3--1 | 6.287 | 115 | 100% | 6.1621 | 30.27% | 0% | 69.73% | 0.092335 | 0 | 0 | 0.092335 | 0 | 0.080153 | 5.9104 | 0.013561 | 0.080153 | 5.9104 | 0.013561 | 0.093699 | 6.9093 | 0.013561 | 1.498% | 0.016864 | 0.016029 | 365.4058 | 0.34604 | 132.8123 | 232.2474 | 378.6748 | 0 | 0 | 378.6748 | 3.045e-06%
2028 | EO2 | CB EO2 | Tier-1 | Non-HFTD---14 | 3--1 | 8.4316 | 236 | 100% | 6.9651 | 27.51% | 0% | 72.49% | 0.094861 | 0 | 0 | 0.094861 | 0 | 0.082345 | 7.9265 | 0.010389 | 0.082345 | 7.9265 | 0.010389 | 0.096263 | 9.2662 | 0.010389 | 1.362% | 0.021169 | 0.020122 | 329.0193 | 1.1923 | 105.9838 | 221.8432 | 341.4396 | 0 | 0 | 341.4396 | 3.128e-06%
2028 | 95 | 95-34 | Tier-1 | Non-HFTD---9 | 2--3 | 1.5831 | 108 | 100% | 20.4353 | 56.35% | 39.11% | 4.547% | 0.56998 | 0 | 0 | 0.56998 | 0 | 0.49478 | 1.4883 | 0.33245 | 0.49478 | 1.4883 | 0.33245 | 0.5784 | 1.7398 | 0.33245 | 2.789% | 0.0092856 | 0.008826 | 2200.7529 | 196.7754 | 835.923 | 1168.0545 | 2250.7837 | 0 | 0 | 2250.7837 | 1.88e-05%
2028 | 341 | 341-1179 | Tier-1 | Non-HFTD---9 | 1--4 | 1.0375 | 44 | 100% | 16.5229 | 96.72% | 0% | 3.284% | 0.79103 | 0 | 0 | 0.79103 | 0 | 0.68666 | 0.97536 | 0.70401 | 0.68666 | 0.97536 | 0.70401 | 0.80272 | 1.1402 | 0.70401 | 4.787% | 0.002784 | 0.0026462 | 5934.9652 | 1118.6399 | 28.4603 | 4787.865 | 5945.1152 | 0 | 0 | 5945.1152 | 2.609e-05%
2028 | EO3 | CB EO3 | Tier-1 | Non-HFTD---3 | 4--3 | 14.1508 | 390 | 100% | 120.8831 | 92.52% | 0% | 7.481% | 5.5361 | 0 | 0 | 5.5361 | 0 | 4.8057 | 13.3031 | 0.36124 | 4.8057 | 13.3031 | 0.36124 | 5.6179 | 15.5515 | 0.36124 | 4.58% | 0.038956 | 0.037028 | 3103.0517 | 661.6926 | 179.4344 | 2261.9247 | 3115.1408 | 0 | 0 | 3115.1408 | 0.0001826%
2028 | 234 | CB 234 | Tier-2 | Tier-2---4 | 4--5 | 11.0316 | 1008 | 100% | 3294.853 | 98.88% | 0.9043% | 0.2189% | 161.2634 | 0 | 0 | 161.2634 | 0 | 139.9872 | 10.3709 | 13.4981 | 139.9872 | 10.3709 | 13.4981 | 163.6466 | 12.1236 | 13.4981 | 4.894% | 0.044658 | 0.042447 | 73779.6805 | 13525.886 | 881.4848 | 59372.3097 | 73822.8352 | 0 | 0 | 73822.8352 | 0.005318%
2028 | 759 | 759-13AE | Tier-1 | Non-HFTD---10 | 4--2 | 14.8888 | 631 | 100% | 22.2365 | 59.69% | 0% | 40.31% | 0.65701 | 0 | 0 | 0.65701 | 0 | 0.57033 | 13.997 | 0.040747 | 0.57033 | 13.997 | 0.040747 | 0.66672 | 16.3626 | 0.040747 | 2.955% | 0.039311 | 0.037365 | 565.6533 | 37.0216 | 132.6301 | 396.0016 | 577.5278 | 0 | 0 | 577.5278 | 2.167e-05%
2028 | 266 | CB 266 | Tier-1 | Non-HFTD---7 | 2--4 | 1.4792 | 31 | 100% | 30.6273 | 96.93% | 0% | 3.069% | 1.4695 | 0 | 0 | 1.4695 | 0 | 1.2756 | 1.3906 | 0.91736 | 1.2756 | 1.3906 | 0.91736 | 1.4912 | 1.6256 | 0.91736 | 4.798% | 0.005299 | 0.0050367 | 5779.8249 | 166.0393 | 4572.2436 | 1041.5419 | 5789.0623 | 0 | 0 | 5789.0623 | 4.846e-05%
2028 | 1481 | 1481-5AE | Tier-1 | Non-HFTD---20 | 1--1 | 0.032977 | 0 | 100% | 0.036092 | 1.509% | 0% | 98.49% | 2.6963e-05 | 0 | 0 | 2.6963e-05 | 0 | 2.3406e-05 | 0.031002 | 0.00075497 | 2.3406e-05 | 0.031002 | 0.00075497 | 2.7361e-05 | 0.036242 | 0.00075497 | 0.07471% | 0.0001132 | 0.0001076 | 318.8351 | 0.53572 | 31.4788 | 286.8206 | 335.1888 | 0 | 0 | 335.1888 | 8.891e-10%
2028 | 239 | 239-2215R | Tier-3 | Tier-3---10 | 5--5 | 12.0589 | 952 | 100% | 6268.6569 | 98.24% | 1.63% | 0.1302% | 304.8369 | 0 | 0 | 304.8369 | 0 | 264.6183 | 11.3366 | 23.342 | 264.6183 | 11.3366 | 23.342 | 309.3418 | 13.2526 | 23.342 | 4.863% | 0.15408 | 0.14645 | 40685.5389 | 6831.4863 | 640.4954 | 33213.5572 | 40722.8328 | 0 | 0 | 40722.8328 | 0.01005%
2028 | 321 | CB 321 | Tier-1 | Non-HFTD---9 | 3--2 | 5.2511 | 131 | 100% | 22.0824 | 85.16% | 0% | 14.84% | 0.9309 | 0 | 0 | 0.9309 | 0 | 0.80808 | 4.9366 | 0.16369 | 0.80808 | 4.9366 | 0.16369 | 0.94465 | 5.7709 | 0.16369 | 4.216% | 0.014142 | 0.013442 | 1561.434 | 63.0678 | 966.4548 | 531.9115 | 1573.4991 | 0 | 0 | 1573.4991 | 3.07e-05%
2028 | 286 | 286-989AE | Tier-1 | Non-HFTD---3 | 4--3 | 10.8825 | 1225 | 100% | 139.8716 | 4.025% | 90.57% | 5.409% | 0.2787 | 0 | 0 | 0.2787 | 0 | 0.24193 | 10.2307 | 0.023647 | 0.24193 | 10.2307 | 0.023647 | 0.28282 | 11.9598 | 0.023647 | 0.1993% | 0.03669 | 0.034874 | 3812.2742 | 15.0936 | 3277.8049 | 519.3757 | 4002.8176 | 0 | 0 | 4002.8176 | 9.19e-06%
2028 | 303 | CB 303 | Tier-1 | Non-HFTD---2 | 4--4 | 12.3992 | 651 | 100% | 349.915 | 18.7% | 78.58% | 2.715% | 3.2397 | 0 | 0 | 3.2397 | 0 | 2.8123 | 11.6565 | 0.24126 | 2.8123 | 11.6565 | 0.24126 | 3.2876 | 13.6266 | 0.24126 | 0.9259% | 0.047695 | 0.045334 | 7336.5129 | 14.6418 | 6603.3249 | 718.5462 | 7647.1195 | 0 | 0 | 7647.1195 | 0.0001068%
2028 | 409 | 409-38R | Tier-1 | Non-HFTD---14 | 2--2 | 3.0827 | 145 | 100% | 5.3106 | 56.43% | 0% | 43.57% | 0.14833 | 0 | 0 | 0.14833 | 0 | 0.12876 | 2.8981 | 0.044429 | 0.12876 | 2.8981 | 0.044429 | 0.15052 | 3.3879 | 0.044429 | 2.793% | 0.008986 | 0.0085412 | 590.983 | 1.708 | 347.574 | 241.701 | 604.394 | 0 | 0 | 604.394 | 4.891e-06%
2028 | 43 | 43-443 | Tier-1 | Non-HFTD---19 | 1--1 | 0.15364 | 0 | 100% | 0.25601 | 33.72% | 0% | 66.28% | 0.0042726 | 0 | 0 | 0.0042726 | 0 | 0.0037089 | 0.14444 | 0.025677 | 0.0037089 | 0.14444 | 0.025677 | 0.0043357 | 0.16885 | 0.025677 | 1.669% | 0.0005224 | 0.00049654 | 490.0579 | 1.5926 | 186.4105 | 302.0548 | 506.9745 | 0 | 0 | 506.9745 | 1.409e-07%
2028 | 221 | 221-6R | Tier-2 | Tier-2---5 | 5--5 | 6.0572 | 6 | 100% | 3904.259 | 99.88% | 0.03221% | 0.0896% | 193.0254 | 0 | 0 | 193.0254 | 0 | 167.5586 | 5.6944 | 29.4253 | 167.5586 | 5.6944 | 29.4253 | 195.878 | 6.6568 | 29.4253 | 4.944% | 0.21604 | 0.20535 | 18071.9767 | 2732.2517 | 50.2734 | 15289.4517 | 18073.1232 | 0 | 0 | 18073.1232 | 0.006365%
2028 | 287 | 287-20 | Tier-1 | Non-HFTD---7 | 2--4 | 0.66515 | 101 | 100% | 45.5594 | 6.137% | 92.85% | 1.013% | 0.13841 | 0 | 0 | 0.13841 | 0 | 0.12015 | 0.62531 | 0.19215 | 0.12015 | 0.62531 | 0.19215 | 0.14046 | 0.73099 | 0.19215 | 0.3038% | 0.0081382 | 0.0077354 | 5598.2146 | 73.7618 | 4770.4937 | 753.9592 | 5871.8642 | 0 | 0 | 5871.8642 | 4.564e-06%
2028 | 73 | 73-1164 | Tier-3 | Tier-3---13 | 5--4 | 1.3216 | 209 | 100% | 2448.8293 | 98.64% | 1.317% | 0.04316% | 119.5679 | 0 | 0 | 119.5679 | 0 | 103.7927 | 1.2425 | 83.5379 | 103.7927 | 1.2425 | 83.5379 | 121.3349 | 1.4525 | 83.5379 | 4.883% | 0.18614 | 0.17693 | 13155.649 | 2050.8097 | 155.9445 | 10948.8948 | 13164.97 | 0 | 0 | 13164.97 | 0.003943%
2028 | 295 | 295-1201F | Tier-1 | Non-HFTD---19 | 1--2 | 0.16193 | 31 | 100% | 0.61619 | 77.51% | 0% | 22.49% | 0.023641 | 0 | 0 | 0.023641 | 0 | 0.020522 | 0.15223 | 0.13481 | 0.020522 | 0.15223 | 0.13481 | 0.023991 | 0.17796 | 0.13481 | 3.837% | 0.0006544 | 0.00062201 | 941.6139 | 118.3874 | 26.4172 | 796.8092 | 952.6431 | 0 | 0 | 952.6431 | 7.796e-07%
2028 | 249 | CB 249 | Tier-3 | Tier-3---16 | 4--4 | 3.6983 | 174 | 100% | 826.9208 | 97.04% | 2.672% | 0.2884% | 39.7207 | 0 | 0 | 39.7207 | 0 | 34.4802 | 3.4768 | 9.9173 | 34.4802 | 3.4768 | 9.9173 | 40.3077 | 4.0644 | 9.9173 | 4.803% | 0.05906 | 0.056137 | 14001.3211 | 2124.344 | 445.6547 | 11431.3225 | 14022.9085 | 0 | 0 | 14022.9085 | 0.00131%
2028 | 122 | 122-196 | Tier-1 | Non-HFTD---17 | 1--3 | 0.094697 | 0 | 100% | 0.86843 | 83.21% | 0% | 16.79% | 0.035772 | 0 | 0 | 0.035772 | 0 | 0.031052 | 0.089025 | 0.3488 | 0.031052 | 0.089025 | 0.3488 | 0.0363 | 0.10407 | 0.3488 | 4.119% | 0.0004458 | 0.00042373 | 1948.0311 | 75.668 | 1186.0682 | 686.2949 | 1965.0602 | 0 | 0 | 1965.0602 | 1.18e-06%
2028 | AD3 | CB AD3 | Tier-1 | Non-HFTD---6 | 3--3 | 5.5978 | 142 | 100% | 83.3741 | 10.35% | 84.58% | 5.071% | 0.4273 | 0 | 0 | 0.4273 | 0 | 0.37093 | 5.2625 | 0.070485 | 0.37093 | 5.2625 | 0.070485 | 0.43362 | 6.1519 | 0.070485 | 0.5125% | 0.020729 | 0.019703 | 4022.177 | 22.235 | 3421.9761 | 577.9659 | 4209.9556 | 0 | 0 | 4209.9556 | 1.409e-05%
2028 | 580 | CB 580 | Tier-1 | Non-HFTD---10 | 3--2 | 6.6565 | 112 | 100% | 16.6854 | 65.67% | 0% | 34.33% | 0.54239 | 0 | 0 | 0.54239 | 0 | 0.47083 | 6.2577 | 0.075239 | 0.47083 | 6.2577 | 0.075239 | 0.5504 | 7.3154 | 0.075239 | 3.251% | 0.021036 | 0.019994 | 793.1967 | 20.8991 | 418.7736 | 353.524 | 807.3777 | 0 | 0 | 807.3777 | 1.789e-05%
2028 | 283 | 283-71F | Tier-3 | Tier-3---13 | 5--4 | 5.1553 | 296 | 100% | 2013.5901 | 87.8% | 12.03% | 0.1689% | 87.5136 | 0 | 0 | 87.5136 | 0 | 75.9675 | 4.8465 | 15.6746 | 75.9675 | 4.8465 | 15.6746 | 88.8068 | 5.6656 | 15.6746 | 4.346% | 0.19011 | 0.1807 | 10591.4545 | 1521.6606 | 1147.6649 | 7922.129 | 10658.7421 | 0 | 0 | 10658.7421 | 0.002886%
2028 | 381 | CB 381 | Tier-1 | Non-HFTD---5 | 1--4 | 0.78239 | 13 | 100% | 47.7165 | 98.4% | 0% | 1.604% | 2.3241 | 0 | 0 | 2.3241 | 0 | 2.0175 | 0.73552 | 2.7429 | 2.0175 | 0.73552 | 2.7429 | 2.3584 | 0.85983 | 2.7429 | 4.871% | 0.0039148 | 0.003721 | 12188.7447 | 1325.9661 | 5588.321 | 5274.4577 | 12198.9235 | 0 | 0 | 12198.9235 | 7.664e-05%
2028 | 781 | 781-1359 | Tier-1 | Non-HFTD---6 | 3--3 | 1.9734 | 131 | 100% | 56.4656 | 0.6389% | 97.32% | 2.039% | 0.017858 | 0 | 0 | 0.017858 | 0 | 0.015502 | 1.8552 | 0.0083558 | 0.015502 | 1.8552 | 0.0083558 | 0.018122 | 2.1688 | 0.0083558 | 0.03163% | 0.015735 | 0.014956 | 3588.4458 | 5.6419 | 3219.1315 | 363.6723 | 3774.1303 | 0 | 0 | 3774.1303 | 5.889e-07%
2028 | 198 | CB 198 | Tier-1 | Non-HFTD---7 | 2--3 | 2.6296 | 53 | 100% | 42.3989 | 95.29% | 0% | 4.712% | 1.9999 | 0 | 0 | 1.9999 | 0 | 1.736 | 2.472 | 0.70225 | 1.736 | 2.472 | 0.70225 | 2.0294 | 2.8898 | 0.70225 | 4.717% | 0.0090942 | 0.008644 | 4662.1866 | 881.6219 | 964.9735 | 2815.5912 | 4673.6267 | 0 | 0 | 4673.6267 | 6.595e-05%
2028 | 486 | 486-91 | Tier-1 | Non-HFTD---11 | 2--3 | 1.6947 | 55 | 100% | 14.7921 | 90.67% | 0% | 9.328% | 0.66391 | 0 | 0 | 0.66391 | 0 | 0.57631 | 1.5932 | 0.36174 | 0.57631 | 1.5932 | 0.36174 | 0.67372 | 1.8624 | 0.36174 | 4.488% | 0.0056232 | 0.0053449 | 2630.5487 | 105.0428 | 1762.2852 | 763.2207 | 2643.3281 | 0 | 0 | 2643.3281 | 2.189e-05%
2028 | 159 | 159-31R | Tier-1 | Non-HFTD---10 | 4--1 | 15.0642 | 475 | 100% | 17.9248 | 42.9% | 0% | 57.1% | 0.38062 | 0 | 0 | 0.38062 | 0 | 0.33041 | 14.1619 | 0.023331 | 0.33041 | 14.1619 | 0.023331 | 0.38625 | 16.5554 | 0.023331 | 2.123% | 0.041101 | 0.039067 | 436.1117 | 0.91666 | 205.6006 | 229.5944 | 449.0806 | 0 | 0 | 449.0806 | 1.255e-05%
2028 | 403 | 403-11F | Tier-1 | Non-HFTD---19 | 1--1 | 0.092612 | 1 | 100% | 0.13674 | 49.73% | 0% | 50.27% | 0.003366 | 0 | 0 | 0.003366 | 0 | 0.0029219 | 0.087065 | 0.033561 | 0.0029219 | 0.087065 | 0.033561 | 0.0034158 | 0.10178 | 0.033561 | 2.462% | 0.0002772 | 0.00026348 | 493.2752 | 2.7743 | 252.0099 | 238.491 | 506.1886 | 0 | 0 | 506.1886 | 1.11e-07%
2028 | 142 | 142-33 | Tier-1 | Non-HFTD---3 | 4--3 | 9.6922 | 296 | 100% | 118.7124 | 20.51% | 73.88% | 5.606% | 1.2055 | 0 | 0 | 1.2055 | 0 | 1.0464 | 9.1117 | 0.11484 | 1.0464 | 9.1117 | 0.11484 | 1.2233 | 10.6517 | 0.11484 | 1.015% | 0.037439 | 0.035585 | 3170.8556 | 82.1006 | 2482.6954 | 606.0595 | 3302.112 | 0 | 0 | 3302.112 | 3.975e-05%
2028 | 1049 | 1049-4F | Tier-1 | Non-HFTD---15 | 2--2 | 1.9534 | 56 | 100% | 3.7141 | 55.35% | 0% | 44.65% | 0.10175 | 0 | 0 | 0.10175 | 0 | 0.088327 | 1.8364 | 0.048099 | 0.088327 | 1.8364 | 0.048099 | 0.10326 | 2.1467 | 0.048099 | 2.74% | 0.0062142 | 0.0059066 | 597.6775 | 50.3489 | 47.6467 | 499.6819 | 611.5765 | 0 | 0 | 611.5765 | 3.355e-06%
2028 | 313 | 313-923F | Tier-1 | Non-HFTD---8 | 3--2 | 2.539 | 201 | 100% | 37.7797 | 19.84% | 75.48% | 4.681% | 0.37105 | 0 | 0 | 0.37105 | 0 | 0.3221 | 2.3869 | 0.13494 | 0.3221 | 2.3869 | 0.13494 | 0.37654 | 2.7903 | 0.13494 | 0.9821% | 0.024714 | 0.023491 | 1528.6511 | 49.341 | 1018.188 | 461.1221 | 1592.4645 | 0 | 0 | 1592.4645 | 1.224e-05%
2028 | 353 | CB 353 | Tier-2 | Tier-2---19 | 1--5 | 0.043939 | 2 | 100% | 7.5897 | 98.6% | 0% | 1.398% | 0.37044 | 0 | 0 | 0.37044 | 0 | 0.32156 | 0.041307 | 7.7846 | 0.32156 | 0.041307 | 7.7846 | 0.37591 | 0.048289 | 7.7846 | 4.881% | 0.0001926 | 0.00018307 | 39406.3406 | 6139.512 | 737.3483 | 32529.4803 | 39435.0274 | 0 | 0 | 39435.0274 | 1.222e-05%
2028 | 413 | CB 413 | Tier-1 | Non-HFTD---14 | 2--2 | 2.979 | 41 | 100% | 5.219 | 51.24% | 0% | 48.76% | 0.13238 | 0 | 0 | 0.13238 | 0 | 0.11491 | 2.8006 | 0.041032 | 0.11491 | 2.8006 | 0.041032 | 0.13434 | 3.2739 | 0.041032 | 2.537% | 0.0095502 | 0.0090775 | 546.4762 | 31.366 | 184.439 | 330.6712 | 560.3522 | 0 | 0 | 560.3522 | 4.365e-06%
2028 | 731 | 731-1247F | Tier-1 | Non-HFTD---8 | 3--2 | 8.847 | 410 | 100% | 26.8816 | 80.57% | 0% | 19.43% | 1.0721 | 0 | 0 | 1.0721 | 0 | 0.93062 | 8.3171 | 0.11189 | 0.93062 | 8.3171 | 0.11189 | 1.0879 | 9.7228 | 0.11189 | 3.988% | 0.023379 | 0.022222 | 1149.7989 | 119.8828 | 215.3653 | 814.5508 | 1161.4348 | 0 | 0 | 1161.4348 | 3.535e-05%
2028 | 581 | CB 581 | Tier-1 | Non-HFTD---14 | 2--2 | 4.2623 | 254 | 100% | 6.6929 | 56.27% | 0% | 43.73% | 0.18643 | 0 | 0 | 0.18643 | 0 | 0.16183 | 4.007 | 0.040388 | 0.16183 | 4.007 | 0.040388 | 0.18919 | 4.6843 | 0.040388 | 2.786% | 0.012283 | 0.011675 | 544.875 | 36.9163 | 103.2062 | 404.7526 | 557.283 | 0 | 0 | 557.283 | 6.148e-06%
2028 | 560 | 560-46F | Tier-1 | Non-HFTD---9 | 1--4 | 0.47552 | 5 | 100% | 21.1791 | 98.55% | 0% | 1.446% | 1.0332 | 0 | 0 | 1.0332 | 0 | 0.89689 | 0.44704 | 2.0063 | 0.89689 | 0.44704 | 2.0063 | 1.0485 | 0.52259 | 2.0063 | 4.878% | 0.0016054 | 0.0015259 | 13192.414 | 3248.8863 | 1203.2389 | 8740.2887 | 13202.348 | 0 | 0 | 13202.348 | 3.407e-05%
2028 | 206 | 206-974 | Tier-1 | Non-HFTD---1 | 4--5 | 8.7475 | 717 | 100% | 1943.6719 | 99.69% | 0% | 0.3117% | 95.9119 | 0 | 0 | 95.9119 | 0 | 83.2578 | 8.2235 | 10.1243 | 83.2578 | 8.2235 | 10.1243 | 97.3293 | 9.6134 | 10.1243 | 4.935% | 0.028958 | 0.027525 | 67119.4507 | 10907.8418 | 251.1395 | 55960.4695 | 67130.3452 | 0 | 0 | 67130.3452 | 0.003163%
2028 | 430 | 430-42F | Tier-1 | Non-HFTD---16 | 2--1 | 4.3551 | 171 | 100% | 4.6808 | 37.11% | 0% | 62.89% | 0.085984 | 0 | 0 | 0.085984 | 0 | 0.07464 | 4.0943 | 0.01823 | 0.07464 | 4.0943 | 0.01823 | 0.087255 | 4.7862 | 0.01823 | 1.837% | 0.013 | 0.012357 | 360.0482 | 4.7005 | 126.5075 | 228.8402 | 371.8404 | 0 | 0 | 371.8404 | 2.835e-06%
2028 | CG2 | CB CG2 | Tier-1 | Non-HFTD---2 | 4--4 | 8.5261 | 945 | 100% | 237.5736 | 92.58% | 4.849% | 2.57% | 10.8874 | 0 | 0 | 10.8874 | 0 | 9.451 | 8.0154 | 1.1791 | 9.451 | 8.0154 | 1.1791 | 11.0483 | 9.3701 | 1.1791 | 4.583% | 0.033669 | 0.032002 | 7056.2378 | 1251.7365 | 402.879 | 5401.6224 | 7083.5019 | 0 | 0 | 7083.5019 | 0.000359%
2028 | RA3 | CB RA3 | Tier-2 | Tier-2---10 | 5--4 | 5.0727 | 240 | 100% | 916.1972 | 69.5% | 30.07% | 0.4286% | 31.5185 | 0 | 0 | 31.5185 | 0 | 27.3601 | 4.7688 | 5.7373 | 27.3601 | 4.7688 | 5.7373 | 31.9842 | 5.5748 | 5.7373 | 3.44% | 0.12911 | 0.12272 | 7096.3625 | 800.779 | 1887.9363 | 4407.6471 | 7209.0875 | 0 | 0 | 7209.0875 | 0.001039%
2028 | 67 | CB 67 | Tier-3 | Tier-3---20 | 1--5 | 0.043939 | 0 | 100% | 10.8761 | 99.3% | 0% | 0.7025% | 0.53458 | 0 | 0 | 0.53458 | 0 | 0.46405 | 0.041307 | 11.2341 | 0.46405 | 0.041307 | 11.2341 | 0.54248 | 0.048289 | 11.2341 | 4.915% | 0.0002312 | 0.00021976 | 47041.8645 | 6931.4997 | 675.7608 | 39434.604 | 47059.0744 | 0 | 0 | 47059.0744 | 1.763e-05%
2028 | VS4 | CB VS4 | Tier-1 | Non-HFTD---12 | 3--1 | 6.475 | 300 | 100% | 8.974 | 52.07% | 0% | 47.93% | 0.23131 | 0 | 0 | 0.23131 | 0 | 0.20079 | 6.0872 | 0.032985 | 0.20079 | 6.0872 | 0.032985 | 0.23472 | 7.116 | 0.032985 | 2.578% | 0.018085 | 0.017189 | 496.2256 | 31.5583 | 87.8288 | 376.8384 | 508.6116 | 0 | 0 | 508.6116 | 7.628e-06%
2028 | 403 | CB 403 | Tier-1 | Non-HFTD---11 | 1--3 | 1.3608 | 12 | 100% | 10.6218 | 92.93% | 0% | 7.069% | 0.48861 | 0 | 0 | 0.48861 | 0 | 0.42415 | 1.2792 | 0.33156 | 0.42415 | 1.2792 | 0.33156 | 0.49583 | 1.4955 | 0.33156 | 4.6% | 0.0034798 | 0.0033075 | 3052.4178 | 0.16237 | 2856.2333 | 196.0221 | 3063.6555 | 0 | 0 | 3063.6555 | 1.611e-05%
2028 | 168 | 168-702F | Tier-1 | Non-HFTD---5 | 3--3 | 4.9932 | 515 | 100% | 86.0496 | 96.13% | 0% | 3.875% | 4.0944 | 0 | 0 | 4.0944 | 0 | 3.5542 | 4.6941 | 0.75716 | 3.5542 | 4.6941 | 0.75716 | 4.1549 | 5.4875 | 0.75716 | 4.758% | 0.018904 | 0.017968 | 4551.8785 | 998.3577 | 182.1089 | 3371.4119 | 4561.0641 | 0 | 0 | 4561.0641 | 0.000135%
2028 | 520 | 520-1936 | Tier-3 | Tier-3---20 | 1--5 | 0.1358 | 0 | 100% | 63.7111 | 99.77% | 0% | 0.2279% | 3.1465 | 0 | 0 | 3.1465 | 0 | 2.7314 | 0.12766 | 21.3955 | 2.7314 | 0.12766 | 21.3955 | 3.193 | 0.14924 | 21.3955 | 4.939% | 0.0006668 | 0.00063379 | 95547.5888 | 14906.0915 | 19.7801 | 80621.7172 | 95558.9285 | 0 | 0 | 95558.9285 | 0.0001038%
2028 | 1022 | 1022-17F | Tier-3 | Tier-3---4 | 5--5 | 4.5633 | 493 | 100% | 9800.6792 | 99.62% | 0.3456% | 0.03348% | 483.2946 | 0 | 0 | 483.2946 | 0 | 419.5312 | 4.2899 | 97.7945 | 419.5312 | 4.2899 | 97.7945 | 490.4368 | 5.015 | 97.7945 | 4.931% | 0.10945 | 0.10403 | 89544.6442 | 15809.5952 | 285.6325 | 73449.4165 | 89562.3218 | 0 | 0 | 89562.3218 | 0.01594%
2028 | 58 | 58-753F | Tier-1 | Non-HFTD---9 | 2--2 | 0.24597 | 0 | 100% | 17.6789 | 0.1407% | 99.04% | 0.8181% | 0.001231 | 0 | 0 | 0.001231 | 0 | 0.0010686 | 0.23124 | 0.004621 | 0.0010686 | 0.23124 | 0.004621 | 0.0012492 | 0.27032 | 0.004621 | 0.006963% | 0.011461 | 0.010893 | 1542.5838 | 1.9521 | 1400.9815 | 139.6502 | 1622.8053 | 0 | 0 | 1622.8053 | 4.059e-08%
2028 | 68 | 68-27 | Tier-1 | Non-HFTD---5 | 3--3 | 1.0051 | 139 | 100% | 64.4638 | 96.08% | 2.916% | 1.004% | 3.0659 | 0 | 0 | 3.0659 | 0 | 2.6614 | 0.94491 | 2.8165 | 2.6614 | 0.94491 | 2.8165 | 3.1112 | 1.1046 | 2.8165 | 4.756% | 0.014207 | 0.013503 | 4537.5974 | 1115.6501 | 119.135 | 3302.8124 | 4546.8608 | 0 | 0 | 4546.8608 | 0.0001011%
2028 | 64 | 64-13F | Tier-1 | Non-HFTD---13 | 2--2 | 0.11307 | 9 | 100% | 5.341 | 32.14% | 65.84% | 2.014% | 0.084982 | 0 | 0 | 0.084982 | 0 | 0.07377 | 0.1063 | 0.69401 | 0.07377 | 0.1063 | 0.69401 | 0.086238 | 0.12426 | 0.69401 | 1.591% | 0.0078982 | 0.0075072 | 676.2339 | 52.8868 | 355.4216 | 267.9254 | 700.1306 | 0 | 0 | 700.1306 | 2.802e-06%
2028 | 571 | 571-33 | Tier-1 | Non-HFTD---8 | 3--2 | 4.3138 | 257 | 100% | 41.773 | 16.82% | 74.21% | 8.975% | 0.34775 | 0 | 0 | 0.34775 | 0 | 0.30187 | 4.0554 | 0.074437 | 0.30187 | 4.0554 | 0.074437 | 0.35289 | 4.7408 | 0.074437 | 0.8325% | 0.024717 | 0.023494 | 1690.0234 | 1.9728 | 1442.354 | 245.6966 | 1763.2343 | 0 | 0 | 1763.2343 | 1.147e-05%
2028 | 520 | 520-1045R | Tier-2 | Tier-2---5 | 5--4 | 8.7312 | 1277 | 100% | 2978.814 | 97.34% | 2.471% | 0.184% | 143.536 | 0 | 0 | 143.536 | 0 | 124.5986 | 8.2082 | 15.1797 | 124.5986 | 8.2082 | 15.1797 | 145.6572 | 9.5955 | 15.1797 | 4.819% | 0.26824 | 0.25496 | 11105.2066 | 1577.7553 | 240.9549 | 9286.4963 | 11120.5631 | 0 | 0 | 11120.5631 | 0.004733%
2028 | 171 | 171-567 | Tier-1 | Non-HFTD---6 | 4--3 | 4.0096 | 49 | 100% | 70.6554 | 57.12% | 38.82% | 4.06% | 1.9978 | 0 | 0 | 1.9978 | 0 | 1.7342 | 3.7694 | 0.46006 | 1.7342 | 3.7694 | 0.46006 | 2.0273 | 4.4065 | 0.46006 | 2.827% | 0.041203 | 0.039164 | 1714.7945 | 149.6855 | 670.7195 | 894.3894 | 1753.0872 | 0 | 0 | 1753.0872 | 6.588e-05%
2028 | 712 | CB 712 | Tier-1 | Non-HFTD---17 | 1--2 | 0.30758 | 18 | 100% | 1.8273 | 79.32% | 0% | 20.68% | 0.071744 | 0 | 0 | 0.071744 | 0 | 0.062279 | 0.28915 | 0.21538 | 0.062279 | 0.28915 | 0.21538 | 0.072804 | 0.33802 | 0.21538 | 3.926% | 0.0012852 | 0.0012216 | 1421.816 | 151.1232 | 223.9631 | 1046.7297 | 1437.1307 | 0 | 0 | 1437.1307 | 2.366e-06%
2028 | 154 | CB 154 | Tier-1 | Non-HFTD---8 | 3--2 | 8.8996 | 202 | 100% | 34.1288 | 84.46% | 0% | 15.54% | 1.4268 | 0 | 0 | 1.4268 | 0 | 1.2385 | 8.3666 | 0.14804 | 1.2385 | 8.3666 | 0.14804 | 1.4479 | 9.7806 | 0.14804 | 4.181% | 0.024087 | 0.022895 | 1416.8753 | 0.16572 | 1216.6491 | 200.0605 | 1428.3445 | 0 | 0 | 1428.3445 | 4.705e-05%
2028 | 100 | CB 100 | Tier-1 | Non-HFTD---14 | 2--1 | 3.145 | 12 | 100% | 5.5173 | 52.94% | 0% | 47.06% | 0.14457 | 0 | 0 | 0.14457 | 0 | 0.1255 | 2.9566 | 0.042445 | 0.1255 | 2.9566 | 0.042445 | 0.14671 | 3.4564 | 0.042445 | 2.62% | 0.011123 | 0.010572 | 496.0224 | 30.1785 | 97.473 | 368.3709 | 508.18 | 0 | 0 | 508.18 | 4.767e-06%
2028 | 176 | 176-164R | Tier-3 | Tier-3---11 | 5--5 | 6.2526 | 373 | 100% | 4184.7467 | 98.1% | 1.799% | 0.1047% | 203.2012 | 0 | 0 | 203.2012 | 0 | 176.3919 | 5.8781 | 30.0083 | 176.3919 | 5.8781 | 30.0083 | 206.2042 | 6.8716 | 30.0083 | 4.856% | 0.20727 | 0.19701 | 20189.7554 | 3207.9265 | 321.2591 | 16660.5698 | 20209.7732 | 0 | 0 | 20209.7732 | 0.006701%
2028 | 902 | CB 902 | Tier-1 | Non-HFTD---6 | 3--3 | 7.7576 | 271 | 100% | 88.9578 | 94.13% | 0% | 5.869% | 4.145 | 0 | 0 | 4.145 | 0 | 3.5981 | 7.2929 | 0.49337 | 3.5981 | 7.2929 | 0.49337 | 4.2062 | 8.5255 | 0.49337 | 4.659% | 0.02472 | 0.023497 | 3598.5877 | 613.2964 | 680.9324 | 2304.3589 | 3609.5869 | 0 | 0 | 3609.5869 | 0.0001367%
2028 | 57 | 57-736 | Tier-1 | Non-HFTD---4 | 3--4 | 1.4816 | 0 | 100% | 116.8924 | 0.4896% | 98.37% | 1.142% | 0.028331 | 0 | 0 | 0.028331 | 0 | 0.024593 | 1.3929 | 0.017656 | 0.024593 | 1.3929 | 0.017656 | 0.028749 | 1.6283 | 0.017656 | 0.02424% | 0.015165 | 0.014415 | 7707.8351 | 8.3652 | 6936.4124 | 763.0575 | 8107.2772 | 0 | 0 | 8107.2772 | 9.342e-07%
2028 | 1081 | 1081-668F | Tier-1 | Non-HFTD---7 | 2--3 | 0.89998 | 110 | 100% | 32.9591 | 15.19% | 83.12% | 1.695% | 0.24782 | 0 | 0 | 0.24782 | 0 | 0.21512 | 0.84608 | 0.25426 | 0.21512 | 0.84608 | 0.25426 | 0.25148 | 0.98907 | 0.25426 | 0.7519% | 0.013304 | 0.012645 | 2477.4214 | 66.1914 | 1948.4509 | 462.7791 | 2586.8423 | 0 | 0 | 2586.8423 | 8.172e-06%
2028 | 553 | 553-27R | Tier-1 | Non-HFTD---1 | 4--4 | 16.2339 | 1091 | 100% | 504.2652 | 97.83% | 0% | 2.166% | 24.4204 | 0 | 0 | 24.4204 | 0 | 21.1985 | 15.2615 | 1.389 | 21.1985 | 15.2615 | 1.389 | 24.7813 | 17.8408 | 1.389 | 4.843% | 0.054721 | 0.052013 | 9215.1363 | 1913.347 | 158.4888 | 7143.3005 | 9225.5318 | 0 | 0 | 9225.5318 | 0.0008053%
2028 | 157 | 157-207R | Tier-3 | Tier-3---16 | 2--5 | 2.0208 | 0 | 100% | 719.0865 | 99.89% | 0% | 0.1123% | 35.5548 | 0 | 0 | 35.5548 | 0 | 30.8639 | 1.8998 | 16.246 | 30.8639 | 1.8998 | 16.246 | 36.0802 | 2.2209 | 16.246 | 4.944% | 0.0095404 | 0.0090682 | 75372.7824 | 10925.518 | 1399.5436 | 63047.7208 | 75377.1909 | 0 | 0 | 75377.1909 | 0.001172%
2028 | 1242 | 1242-127AE | Tier-2 | Tier-2---21 | 1--4 | 0.052273 | 0 | 100% | 2.4589 | 98.62% | 0% | 1.38% | 0.12004 | 0 | 0 | 0.12004 | 0 | 0.1042 | 0.049142 | 2.1204 | 0.1042 | 0.049142 | 2.1204 | 0.12181 | 0.057447 | 2.1204 | 4.882% | 0.0001786 | 0.00016976 | 13767.9144 | 2205.6945 | 17.2653 | 11544.9546 | 13777.8124 | 0 | 0 | 13777.8124 | 3.958e-06%
2028 | 352 | CB 352 | Tier-2 | Tier-2---18 | 4--2 | 0.125 | 29 | 100% | 87.8741 | 99.22% | 0.6237% | 0.1541% | 4.3159 | 0 | 0 | 4.3159 | 0 | 3.7465 | 0.11751 | 31.8818 | 3.7465 | 0.11751 | 31.8818 | 4.3797 | 0.13737 | 31.8818 | 4.911% | 0.066856 | 0.063546 | 1314.3831 | 210.4244 | 8.2251 | 1095.7336 | 1314.9155 | 0 | 0 | 1314.9155 | 0.0001423%
2028 | 157 | 157-165R | Tier-3 | Tier-3---18 | 5--2 | 4.8606 | 118 | 100% | 418.5676 | 87.71% | 11.66% | 0.6303% | 18.1719 | 0 | 0 | 18.1719 | 0 | 15.7744 | 4.5695 | 3.4521 | 15.7744 | 4.5695 | 3.4521 | 18.4404 | 5.3418 | 3.4521 | 4.341% | 0.28262 | 0.26863 | 1481.042 | 148.6168 | 162.2497 | 1170.1755 | 1490.5243 | 0 | 0 | 1490.5243 | 0.0005992%
2028 | 771 | CB 771 | Tier-1 | Non-HFTD---9 | 2--3 | 3.289 | 51 | 100% | 24.0595 | 89.94% | 0% | 10.06% | 1.0712 | 0 | 0 | 1.0712 | 0 | 0.92985 | 3.092 | 0.30073 | 0.92985 | 3.092 | 0.30073 | 1.087 | 3.6146 | 0.30073 | 4.452% | 0.012612 | 0.011987 | 1907.7243 | 292.4297 | 438.977 | 1176.3177 | 1917.7151 | 0 | 0 | 1917.7151 | 3.532e-05%
2028 | 350 | CB 350 | Tier-2 | Tier-2---15 | 1--5 | 0.13314 | 1 | 100% | 133.5736 | 99.92% | 0% | 0.07821% | 6.6067 | 0 | 0 | 6.6067 | 0 | 5.7351 | 0.12517 | 45.8187 | 5.7351 | 0.12517 | 45.8187 | 6.7044 | 0.14632 | 45.8187 | 4.946% | 0.0004644 | 0.00044141 | 287626.1215 | 46100.7705 | 2192.4832 | 239332.8678 | 287637.8364 | 0 | 0 | 287637.8364 | 0.0002179%
2028 | GA3 | CB GA3 | Tier-1 | Non-HFTD---12 | 3--2 | 8.5176 | 228 | 100% | 14.7076 | 61.7% | 0% | 38.3% | 0.44919 | 0 | 0 | 0.44919 | 0 | 0.38993 | 8.0074 | 0.048696 | 0.38993 | 8.0074 | 0.048696 | 0.45583 | 9.3608 | 0.048696 | 3.054% | 0.024925 | 0.023691 | 590.0826 | 58.8012 | 95.7567 | 435.5246 | 601.8522 | 0 | 0 | 601.8522 | 1.481e-05%
2028 | 176 | 176-161R | Tier-3 | Tier-3---5 | 5--5 | 10.6068 | 603 | 100% | 11523.3049 | 98.77% | 1.172% | 0.05875% | 563.3817 | 0 | 0 | 563.3817 | 0 | 489.052 | 9.9715 | 49.0451 | 489.052 | 9.9715 | 49.0451 | 571.7074 | 11.6568 | 49.0451 | 4.889% | 0.22417 | 0.21307 | 51404.5427 | 8329.9408 | 608.281 | 42466.321 | 51437.4981 | 0 | 0 | 51437.4981 | 0.01858%
2028 | 532 | 532-762 | Tier-1 | Non-HFTD---17 | 1--3 | 0.099583 | 5 | 100% | 0.90806 | 87.96% | 0% | 12.04% | 0.039537 | 0 | 0 | 0.039537 | 0 | 0.034321 | 0.093618 | 0.3666 | 0.034321 | 0.093618 | 0.3666 | 0.040121 | 0.10944 | 0.3666 | 4.354% | 0.0003776 | 0.00035891 | 2404.8082 | 35.439 | 1925.6662 | 443.703 | 2419.8862 | 0 | 0 | 2419.8862 | 1.304e-06%
2028 | 375 | CB 375 | Tier-1 | Non-HFTD---20 | 1--1 | 0.5411 | 62 | 100% | 0.68134 | 5.392% | 0% | 94.61% | 0.0018184 | 0 | 0 | 0.0018184 | 0 | 0.0015785 | 0.50869 | 0.003103 | 0.0015785 | 0.50869 | 0.003103 | 0.0018453 | 0.59467 | 0.003103 | 0.2669% | 0.0021338 | 0.0020282 | 319.3093 | 0.25077 | 44.5114 | 274.5471 | 335.0417 | 0 | 0 | 335.0417 | 5.996e-08%
2028 | 404 | 404-6AE | Tier-1 | Non-HFTD---16 | 2--1 | 2.6847 | 111 | 100% | 2.5254 | 19.87% | 0% | 80.13% | 0.024835 | 0 | 0 | 0.024835 | 0 | 0.021558 | 2.5239 | 0.0085416 | 0.021558 | 2.5239 | 0.0085416 | 0.025202 | 2.9505 | 0.0085416 | 0.9834% | 0.0075878 | 0.0072122 | 332.8242 | 1.9467 | 79.6777 | 251.1998 | 346.7135 | 0 | 0 | 346.7135 | 8.19e-07%
2028 | 180 | 180-13 | Tier-1 | Non-HFTD---15 | 1--2 | 1.1185 | 117 | 100% | 4.6843 | 83.08% | 0% | 16.92% | 0.19265 | 0 | 0 | 0.19265 | 0 | 0.16723 | 1.0515 | 0.15904 | 0.16723 | 1.0515 | 0.15904 | 0.1955 | 1.2292 | 0.15904 | 4.113% | 0.0036268 | 0.0034473 | 1291.5815 | 151.5131 | 169.6594 | 970.409 | 1302.96 | 0 | 0 | 1302.96 | 6.353e-06%
2028 | TM1 | CB TM1 | Tier-1 | Non-HFTD---7 | 1--5 | 0.014962 | 3 | 100% | 38.7396 | 99.8% | 0% | 0.1958% | 1.9139 | 0 | 0 | 1.9139 | 0 | 1.6614 | 0.014066 | 118.112 | 1.6614 | 0.014066 | 118.112 | 1.9421 | 0.016443 | 118.112 | 4.94% | 0.0001408 | 0.00013383 | 275139.3146 | 43811.8165 | 68.1712 | 231259.327 | 275167.3683 | 0 | 0 | 275167.3683 | 6.311e-05%
2028 | 279 | CB 279 | Tier-1 | Non-HFTD---6 | 3--3 | 4.4104 | 176 | 100% | 90.028 | 19.61% | 77.19% | 3.194% | 0.87403 | 0 | 0 | 0.87403 | 0 | 0.75872 | 4.1462 | 0.18299 | 0.75872 | 4.1462 | 0.18299 | 0.88695 | 4.847 | 0.18299 | 0.9708% | 0.028282 | 0.026882 | 3183.1813 | 17.4479 | 2800.4627 | 365.2707 | 3316.4414 | 0 | 0 | 3316.4414 | 2.882e-05%
2028 | 450 | CB 450 | Tier-1 | Non-HFTD---13 | 1--3 | 0.74978 | 8 | 100% | 5.2749 | 90.32% | 0% | 9.679% | 0.23583 | 0 | 0 | 0.23583 | 0 | 0.20472 | 0.70487 | 0.29044 | 0.20472 | 0.70487 | 0.29044 | 0.23932 | 0.824 | 0.29044 | 4.471% | 0.0022246 | 0.0021145 | 2371.1556 | 0.17269 | 2162.5037 | 208.4792 | 2383.1075 | 0 | 0 | 2383.1075 | 7.777e-06%
2028 | 79 | 79-668R | Tier-3 | Tier-3---15 | 5--3 | 9.2899 | 568 | 100% | 1606.9068 | 70.93% | 28.63% | 0.4437% | 56.416 | 0 | 0 | 56.416 | 0 | 48.9727 | 8.7335 | 5.6075 | 48.9727 | 8.7335 | 5.6075 | 57.2497 | 10.2095 | 5.6075 | 3.511% | 0.43999 | 0.41821 | 3652.1539 | 351.9998 | 935.9584 | 2364.1956 | 3707.4514 | 0 | 0 | 3707.4514 | 0.00186%
2028 | 1022 | 1022-26R | Tier-3 | Tier-3---15 | 4--4 | 0.38903 | 18 | 100% | 694.7204 | 99.22% | 0.7469% | 0.03547% | 34.1196 | 0 | 0 | 34.1196 | 0 | 29.618 | 0.36573 | 80.9832 | 29.618 | 0.36573 | 80.9832 | 34.6238 | 0.42754 | 80.9832 | 4.911% | 0.092662 | 0.088075 | 7497.376 | 1200.1947 | 49.8675 | 6247.3138 | 7500.4309 | 0 | 0 | 7500.4309 | 0.001125%
2028 | 450 | 450-113F | Tier-1 | Non-HFTD---17 | 1--4 | 0.057576 | 2 | 100% | 1.4984 | 95.09% | 0% | 4.911% | 0.070528 | 0 | 0 | 0.070528 | 0 | 0.061223 | 0.054127 | 1.1311 | 0.061223 | 0.054127 | 1.1311 | 0.07157 | 0.063275 | 1.1311 | 4.707% | 0.0002576 | 0.00024485 | 5816.7432 | 904.3973 | 28.2827 | 4884.0631 | 5831.6186 | 0 | 0 | 5831.6186 | 2.326e-06%
2028 | 95 | CB 95 | Tier-1 | Non-HFTD---9 | 2--3 | 1.4153 | 129 | 100% | 22.4303 | 86.17% | 9.176% | 4.655% | 0.95673 | 0 | 0 | 0.95673 | 0 | 0.83051 | 1.3306 | 0.62418 | 0.83051 | 1.3306 | 0.62418 | 0.97087 | 1.5554 | 0.62418 | 4.265% | 0.0095064 | 0.0090358 | 2359.4915 | 219.0536 | 893.0827 | 1247.3552 | 2376.4865 | 0 | 0 | 2376.4865 | 3.155e-05%
2028 | 361 | 361-686F | Tier-1 | Non-HFTD---5 | 3--4 | 4.0396 | 99 | 100% | 90.6744 | 3.585% | 93.42% | 2.993% | 0.16092 | 0 | 0 | 0.16092 | 0 | 0.13969 | 3.7976 | 0.036784 | 0.13969 | 3.7976 | 0.036784 | 0.1633 | 4.4395 | 0.036784 | 0.1775% | 0.016667 | 0.015842 | 5440.2244 | 15.7061 | 4798.4721 | 626.0462 | 5713.382 | 0 | 0 | 5713.382 | 5.307e-06%
2028 | 250 | 250-288F | Tier-1 | Non-HFTD---19 | 1--2 | 0.046023 | 0 | 100% | 0.22194 | 49.89% | 0% | 50.11% | 0.0054814 | 0 | 0 | 0.0054814 | 0 | 0.0047582 | 0.043266 | 0.10998 | 0.0047582 | 0.043266 | 0.10998 | 0.0055624 | 0.050578 | 0.10998 | 2.47% | 0.0002572 | 0.00024447 | 862.9068 | 69.1562 | 40.6738 | 753.0767 | 885.4234 | 0 | 0 | 885.4234 | 1.808e-07%
2028 | 275 | 275-45 | Tier-1 | Non-HFTD---4 | 3--4 | 1.1627 | 21 | 100% | 157.581 | 0.4262% | 99.03% | 0.5451% | 0.033242 | 0 | 0 | 0.033242 | 0 | 0.028857 | 1.093 | 0.026401 | 0.028857 | 1.093 | 0.026401 | 0.033734 | 1.2778 | 0.026401 | 0.0211% | 0.018421 | 0.017509 | 8554.512 | 15.6556 | 7786.8024 | 752.0539 | 8998.114 | 0 | 0 | 8998.114 | 1.096e-06%
2028 | 231 | 231-1635R | Tier-2 | Tier-2---4 | 5--5 | 29.745 | 3637 | 100% | 5142.095 | 98.68% | 0.901% | 0.4182% | 251.176 | 0 | 0 | 251.176 | 0 | 218.0371 | 27.9633 | 7.7973 | 218.0371 | 27.9633 | 7.7973 | 254.8879 | 32.6895 | 7.7973 | 4.885% | 0.11648 | 0.11071 | 44146.87 | 7752.1946 | 471.7485 | 35922.9269 | 44177.1988 | 0 | 0 | 44177.1988 | 0.008283%
2028 | 72 | CB 72 | Tier-1 | Non-HFTD---11 | 2--2 | 3.7652 | 140 | 100% | 12.136 | 75.45% | 0% | 24.55% | 0.45323 | 0 | 0 | 0.45323 | 0 | 0.39343 | 3.5396 | 0.11115 | 0.39343 | 3.5396 | 0.11115 | 0.45993 | 4.1379 | 0.11115 | 3.735% | 0.012052 | 0.011455 | 1006.99 | 15.7502 | 686.9496 | 304.2902 | 1019.8666 | 0 | 0 | 1019.8666 | 1.495e-05%
2028 | 41 | CB 41 | Tier-1 | Non-HFTD---9 | 3--2 | 4.8292 | 112 | 100% | 23.8741 | 85.94% | 0% | 14.06% | 1.0156 | 0 | 0 | 1.0156 | 0 | 0.8816 | 4.5399 | 0.19419 | 0.8816 | 4.5399 | 0.19419 | 1.0306 | 5.3072 | 0.19419 | 4.254% | 0.013957 | 0.013266 | 1710.5248 | 0.97502 | 1486.9644 | 222.5854 | 1723.0513 | 0 | 0 | 1723.0513 | 3.349e-05%
2028 | 407 | CB 407 | Tier-1 | Non-HFTD---14 | 3--1 | 5.0112 | 98 | 100% | 5.6418 | 32.16% | 0% | 67.84% | 0.089806 | 0 | 0 | 0.089806 | 0 | 0.077957 | 4.711 | 0.016548 | 0.077957 | 4.711 | 0.016548 | 0.091133 | 5.5073 | 0.016548 | 1.592% | 0.014713 | 0.013984 | 383.4683 | 0.85569 | 142.8953 | 239.7173 | 397.0166 | 0 | 0 | 397.0166 | 2.961e-06%
2028 | 373 | CB 373 | Tier-1 | Non-HFTD---19 | 1--1 | 0.33921 | 6 | 100% | 0.39748 | 23.53% | 0% | 76.47% | 0.0046292 | 0 | 0 | 0.0046292 | 0 | 0.0040184 | 0.31889 | 0.012601 | 0.0040184 | 0.31889 | 0.012601 | 0.0046976 | 0.37279 | 0.012601 | 1.165% | 0.0010574 | 0.0010051 | 375.899 | 0.2163 | 114.5547 | 261.128 | 390.8691 | 0 | 0 | 390.8691 | 1.527e-07%
2028 | 182 | 182-2252R | Tier-2 | Tier-2---5 | 5--5 | 3.4226 | 354 | 100% | 4229.9446 | 99.22% | 0.7256% | 0.05893% | 207.7395 | 0 | 0 | 207.7395 | 0 | 180.3315 | 3.2176 | 56.0461 | 180.3315 | 3.2176 | 56.0461 | 210.8095 | 3.7614 | 56.0461 | 4.911% | 0.11307 | 0.10747 | 37409.5665 | 6099.6348 | 248.5113 | 31061.4203 | 37424.8513 | 0 | 0 | 37424.8513 | 0.00685%
2028 | 158 | CB 158 | Tier-1 | Non-HFTD---16 | 2--1 | 4.6192 | 158 | 100% | 4.5058 | 34.28% | 0% | 65.72% | 0.076457 | 0 | 0 | 0.076457 | 0 | 0.06637 | 4.3425 | 0.015284 | 0.06637 | 4.3425 | 0.015284 | 0.077587 | 5.0764 | 0.015284 | 1.697% | 0.012279 | 0.011672 | 366.9398 | 1.1795 | 141.5538 | 224.2064 | 379.4985 | 0 | 0 | 379.4985 | 2.521e-06%
2028 | 356 | CB 356 | Tier-2 | Tier-2---19 | 1--5 | 0.016856 | 5 | 100% | 6.8062 | 99.1% | 0% | 0.8997% | 0.33387 | 0 | 0 | 0.33387 | 0 | 0.28982 | 0.015846 | 18.2896 | 0.28982 | 0.015846 | 18.2896 | 0.33881 | 0.018525 | 18.2896 | 4.905% | 0.0001262 | 0.00011995 | 53931.5569 | 8525.3907 | 930.8819 | 44475.2842 | 53956.8259 | 0 | 0 | 53956.8259 | 1.101e-05%
2028 | 326 | CB 326 | Tier-1 | Non-HFTD---8 | 3--3 | 5.6661 | 124 | 100% | 30.5714 | 87.97% | 0% | 12.03% | 1.3312 | 0 | 0 | 1.3312 | 0 | 1.1556 | 5.3267 | 0.21694 | 1.1556 | 5.3267 | 0.21694 | 1.3509 | 6.227 | 0.21694 | 4.354% | 0.015429 | 0.014666 | 1981.3749 | 14.2383 | 1678.7619 | 288.3747 | 1993.7895 | 0 | 0 | 1993.7895 | 4.39e-05%
2028 | 448 | 448-1234R | Tier-3 | Tier-3---15 | 5--3 | 3.0297 | 15 | 100% | 1211.6194 | 97.39% | 2.475% | 0.1351% | 58.4097 | 0 | 0 | 58.4097 | 0 | 50.7035 | 2.8482 | 17.8017 | 50.7035 | 2.8482 | 17.8017 | 59.2729 | 3.3296 | 17.8017 | 4.821% | 0.62101 | 0.59027 | 1951.0598 | 272.2597 | 44.6636 | 1634.1365 | 1953.7118 | 0 | 0 | 1953.7118 | 0.001926%
2028 | 86 | 86-553F | Tier-1 | Not Applicable | Not Applicable | 0.0223 | 0 | 100% | 0 | 0% | 0% | 0% | 0 | 0 | 0 | 0 | 0 | 0 | 0.020964 | 0 | 0 | 0.020964 | 0 | 0 | 0.024507 | 0 | 0% | 0 | 0 | 0 | 0 | 0 | 0 | 0 | 0 | 0 | 0 | 0%
2028 | 221 | 221-1235F | Tier-3 | Tier-3---18 | 5--2 | 0.0489 | 0 | 100% | 236.1769 | 0% | 100% | 0% | 0 | 0 | 0 | 0 | 0 | 0 | 0.045971 | 0 | 0 | 0.045971 | 0 | 0 | 0.053741 | 0 | 0% | 0.16409 | 0.15597 | 1439.2989 | 2.105 | 1306.2711 | 130.9227 | 1514.2545 | 0 | 0 | 1514.2545 | 0%
2028 | 1234 | 1234-732R | Tier-2 | Not Applicable | Not Applicable | 0.5958 | 0 | 100% | 0 | 0% | 0% | 0% | 0 | 0 | 0 | 0 | 0 | 0 | 0.56011 | 0 | 0 | 0.56011 | 0 | 0 | 0.65478 | 0 | 0% | 0 | 0 | 0 | 0 | 0 | 0 | 0 | 0 | 0 | 0 | 0%

## OH Inspections--->
back to index

## OH_Patrol
OH Patrol - Risk & Cost Benefit | [29 empty] | Summary Table |  | Baseline 2024 | Baseline 2024 | Baseline 2024 | WACC | WACC | WACC | H.D.R | H.D.R | H.D.R | S.D.R | S.D.R | S.D.R
[30 empty] | Year | Total Units (miles) | WF + PSPS + PEDS Risk Baseline (K$) | Baseline Risk Reduction (K$) | Baseline Risk Reduction (%) | PV Risk Reduced (K$) Year 40 | PV Total Cost Capital + O&M (K$) Year 40 | CBR WACC | PV Risk Reduced (K$) Year 40 | PV Total Cost Capital + O&M (K$) Year 40 | CBR HDR | PV Risk Reduced (K$) Year 40 | PV Total Cost Capital + O&M (K$) Year 40 | CBR SDR | Service Territory Risk Reduction (%)
back to index | [29 empty] | 2026 | 75135 | 2857247.4849 | 209625.2486 | 7.337% | 199968.2456 | 1047.5537 | 190.8907 | 199968.2456 | 1047.5537 | 190.8907 | 210652.8234 | 1103.5259 | 190.8907 | 6.913%
[9 empty] | Assumptions | Value | Units | Last Update | Comments |  |  |  | Notes | [12 empty] | 2027 | 75135 | 2857247.4849 | 209625.2486 | 7.337% | 190756.1207 | 999.295 | 190.8907 | 190756.1207 | 999.295 | 190.8907 | 211685.4353 | 1108.9354 | 190.8907 | 6.913%
[9 empty] | Capital Cost only in Year 0 | 0.014616 | K$/inspection | 2025-06-30 |  |  |  |  | [1] SDG&E does not calculate the risk reduction for the safety and reliability attributes for this program. All risk reduction is considered to fall within the financial attribute. | [12 empty] | 2028 | 75135 | 2857247.4849 | 209625.2486 | 7.337% | 181968.3795 | 953.2596 | 190.8907 | 181968.3795 | 953.2596 | 190.8907 | 212723.109 | 1114.3713 | 190.8907 | 6.913%
[9 empty] | Service Drop factor | 0% | % | 2025-06-30 |  |  |  |  | [2] To avoid double counting of foundational cost SDG&E assumes no foundational cost for this program. | [12 empty] | Total 2026-2028 | 225405 | 8571742.4547 | 628875.7459 | 7.337% | 572692.7457 | 3000.1083 | 190.8907 | 572692.7457 | 3000.1083 | 190.8907 | 635061.3676 | 3326.8326 | 190.8907 | 20.74%
[9 empty] | OH to UG conversion factor | 0% | % | 2025-06-30
[9 empty] | Long-term Ongoing costs | 0 | $/unit | 2025-06-30
[9 empty] | Lifetime | 1 | Years | 2025-06-30
[9 empty] | Inflation Assumption to adjust Baseline | 2.5% |  | 2025-06-30
[9 empty] | Mitigation Effectiveness Estimate (%) | 10% | % | 2025-06-30
[9 empty] | Additional Installation Cost (O&M) only in Year 0 | 0 | M$/mile | 2025-06-30
[13 empty] | [1] | [1] | [1] | [2]
[8 empty] | Baseline 2025 | Baseline 2025 | Baseline 2025 | Baseline 2025 | Baseline 2025 | Baseline 2025 | Baseline 2025 | Baseline 2025 | Baseline 2025 | WACC | WACC | WACC | H.D.R | H.D.R | H.D.R | S.D.R | S.D.R | S.D.R |  |  |  | Pre - Mitigation CoRE |  |  |  | Post - Mitigation CoRE
Year | Feeder | Feeder Segment | HFTD Tier | Tranche ID HTM | Tranche ID Quintile | Total Units | Units in Scope (Poles) | WF + PSPS + PEDS Risk Baseline (K$/year) | Baseline Wildfire (%) | Baseline PSPS (%) | Baseline PEDS (%) | Risk Reduction (K$/year) | Safety Risk Reduction (K$/year) | Reliability Risk Reduction (K$/year) | Financial Risk Reduction (K$/year) | Mitigation Annual Cost (K$/year) | PV Risk Reduced (K$) Year N | PV Total Cost Capital + O&M (K$) Year N | CBR WACC | PV Risk Reduced (K$) Year N | PV Total Cost Capital + O&M (K$) Year N | CBR HDR | PV Risk Reduced (K$) Year N | PV Total Cost Capital + O&M (K$) Year N | CBR SDR | Risk Reduction % | Pre-Mitigation LoRE | Post-Mitigation LoRE | Pre-Mitigated CoRE [K$] | Pre-Mitigated CoRE Safety [K$] | Pre-Mitigated CoRE Reliability [K$] | Pre-Mitigated CoRE Financial [K$] | Post-Mitigated CoRE [K$] | Post-Mitigated CoRE Safety [K$] | Post-Mitigated CoRE Reliability [K$] | Post-Mitigated CoRE Financial [K$] | Service Territory Risk Reduction (%)
2026 | 1001 | 1001-1231F | Tier-2 | Tier-2---15 | 3--3 | 4 | 1 | 117.1572 | 99.03% | 0.8725% | 0.09309% | 2.9006 | 0 | 0 | 2.9006 | 0 | 2.767 | 0.013942 | 198.4626 | 2.767 | 0.013942 | 198.4626 | 2.9149 | 0.014687 | 198.4626 | 2.476% | 0.025088 | 0.024461 | 4669.7772 | 753.5538 | 37.9946 | 3878.2287 | 4670.9334 | 0 | 0 | 4670.9334 | 9.565e-05%
2026 | 1001 | 1001-1814AE | Tier-2 | Tier-2---11 | 5--3 | 10 | 10 | 409.0622 | 99.15% | 0.7717% | 0.07851% | 40.5584 | 0 | 0 | 40.5584 | 0 | 38.69 | 0.13942 | 277.5011 | 38.69 | 0.13942 | 277.5011 | 40.7573 | 0.14687 | 277.5011 | 9.915% | 0.094213 | 0.084792 | 4341.8958 | 702.528 | 31.2092 | 3608.1586 | 4345.9973 | 0 | 0 | 4345.9973 | 0.001337%
2026 | 1001 | 1001-1820F | Tier-2 | Tier-2---5 | 5--5 | 146 | 117 | 4222.2471 | 91.41% | 8.486% | 0.103% | 309.2954 | 0 | 0 | 309.2954 | 0 | 295.0468 | 1.6312 | 180.8719 | 295.0468 | 1.6312 | 180.8719 | 310.8115 | 1.7184 | 180.8719 | 7.325% | 0.12846 | 0.11817 | 32868.2878 | 4904.2029 | 2558.3215 | 25405.7635 | 33114.2382 | 0 | 0 | 33114.2382 | 0.0102%
2026 | 1006 | 1006-829F | Tier-2 | Tier-2---15 | 1--5 | 10 | 10 | 114.5301 | 99.76% | 0% | 0.2395% | 11.4256 | 0 | 0 | 11.4256 | 0 | 10.8992 | 0.13942 | 78.1739 | 10.8992 | 0.13942 | 78.1739 | 11.4816 | 0.14687 | 78.1739 | 9.976% | 0.0022112 | 0.0019901 | 51795.4298 | 10544.9933 | 12.8959 | 41237.5406 | 51809.2104 | 0 | 0 | 51809.2104 | 0.0003768%
2026 | 1021 | 1021-1748F | Tier-3 | Tier-3---2 | 5--5 | 516 | 421 | 35156.1224 | 99.02% | 0.9436% | 0.03662% | 2840.2415 | 0 | 0 | 2840.2415 | 0 | 2709.3974 | 5.8697 | 461.5902 | 2709.3974 | 5.8697 | 461.5902 | 2854.1642 | 6.1833 | 461.5902 | 8.079% | 0.16564 | 0.15212 | 212249.5403 | 39094.5522 | 1887.9434 | 171267.0447 | 212434.3696 | 0 | 0 | 212434.3696 | 0.09366%
2026 | 1021 | 1021-1760R | Tier-3 | Tier-3---6 | 5--5 | 85 | 70 | 7055.7157 | 98.18% | 1.793% | 0.03106% | 570.4582 | 0 | 0 | 570.4582 | 0 | 544.1784 | 0.97596 | 557.5827 | 544.1784 | 0.97596 | 557.5827 | 573.2546 | 1.0281 | 557.5827 | 8.085% | 0.10829 | 0.099373 | 65155.0235 | 11761.6096 | 1070.3945 | 52323.0195 | 65261.6995 | 0 | 0 | 65261.6995 | 0.01881%
2026 | 1021 | 1021-25R | Tier-3 | Tier-3---2 | 5--5 | 168 | 139 | 18825.6899 | 99.7% | 0.2782% | 0.02306% | 1552.9096 | 0 | 0 | 1552.9096 | 0 | 1481.3702 | 1.938 | 764.3897 | 1481.3702 | 1.938 | 764.3897 | 1560.5219 | 2.0415 | 764.3897 | 8.249% | 0.12361 | 0.11338 | 152300.0709 | 28596.6216 | 387.4212 | 123316.0281 | 152341.4546 | 0 | 0 | 152341.4546 | 0.05121%
2026 | 1021 | 1021-855 | Tier-3 | Tier-3---10 | 5--5 | 69 | 61 | 5034.3753 | 99.51% | 0.4541% | 0.0405% | 442.8665 | 0 | 0 | 442.8665 | 0 | 422.4645 | 0.85048 | 496.7369 | 422.4645 | 0.85048 | 496.7369 | 445.0374 | 0.89592 | 496.7369 | 8.797% | 0.10909 | 0.099445 | 46149.2476 | 7426.785 | 192.1999 | 38530.2627 | 46171.3852 | 0 | 0 | 46171.3852 | 0.0146%
2026 | 1021 | 1021-883R | Tier-3 | Tier-3---16 | 5--4 | 16 | 16 | 1386.6299 | 99.58% | 0.3809% | 0.03987% | 138.0795 | 0 | 0 | 138.0795 | 0 | 131.7185 | 0.22308 | 590.463 | 131.7185 | 0.22308 | 590.463 | 138.7564 | 0.235 | 590.463 | 9.958% | 0.10042 | 0.090377 | 13808.4689 | 2223.2077 | 49.0594 | 11536.2018 | 13814.925 | 0 | 0 | 13814.925 | 0.004553%
2026 | 1021 | 1021-92 | Tier-3 | Tier-3---15 | 5--4 | 12 | 10 | 794.3626 | 99.6% | 0.3592% | 0.04176% | 65.9315 | 0 | 0 | 65.9315 | 0 | 62.8941 | 0.13942 | 451.1035 | 62.8941 | 0.13942 | 451.1035 | 66.2547 | 0.14687 | 451.1035 | 8.3% | 0.099013 | 0.090762 | 8022.7784 | 1292.1342 | 24.8963 | 6705.7479 | 8025.7027 | 0 | 0 | 8025.7027 | 0.002174%
2026 | 1022 | 1022-17F | Tier-3 | Tier-3---4 | 5--5 | 139 | 107 | 9800.6792 | 99.62% | 0.3456% | 0.03348% | 751.5808 | 0 | 0 | 751.5808 | 0 | 716.9571 | 1.4918 | 480.5907 | 716.9571 | 1.4918 | 480.5907 | 755.2651 | 1.5715 | 480.5907 | 7.669% | 0.10945 | 0.10102 | 89544.6442 | 15809.5952 | 285.6325 | 73449.4165 | 89572.9534 | 0 | 0 | 89572.9534 | 0.02478%
2026 | 1022 | 1022-26R | Tier-3 | Tier-3---15 | 4--4 | 9 | 9 | 694.7204 | 99.22% | 0.7469% | 0.03547% | 68.9285 | 0 | 0 | 68.9285 | 0 | 65.7531 | 0.12548 | 524.0101 | 65.7531 | 0.12548 | 524.0101 | 69.2664 | 0.13219 | 524.0101 | 9.922% | 0.092662 | 0.083396 | 7497.376 | 1200.1947 | 49.8675 | 6247.3138 | 7503.8938 | 0 | 0 | 7503.8938 | 0.002273%
2026 | 1022 | 1022-322R | Tier-3 | Tier-3---10 | 5--5 | 89 | 76 | 5072.1995 | 99.16% | 0.7912% | 0.04875% | 429.4935 | 0 | 0 | 429.4935 | 0 | 409.7076 | 1.0596 | 386.6575 | 409.7076 | 1.0596 | 386.6575 | 431.5988 | 1.1162 | 386.6575 | 8.468% | 0.10587 | 0.096826 | 47911.5964 | 8502.7198 | 346.5755 | 39062.3011 | 47949.171 | 0 | 0 | 47949.171 | 0.01416%
2026 | 1023 | 1023-200R | Tier-2 | Tier-2---5 | 4--5 | 82 | 73 | 2889.9732 | 99.24% | 0.6691% | 0.08946% | 255.3265 | 0 | 0 | 255.3265 | 0 | 243.5641 | 1.0178 | 239.3076 | 243.5641 | 1.0178 | 239.3076 | 256.5781 | 1.0722 | 239.3076 | 8.835% | 0.083115 | 0.075715 | 34770.9454 | 5602.7978 | 215.4265 | 28952.7211 | 34796.7212 | 0 | 0 | 34796.7212 | 0.00842%
2026 | 1023 | 1023-46AE | Tier-2 | Tier-2---2 | 5--5 | 469 | 376 | 9469.9149 | 95.98% | 3.884% | 0.1387% | 728.6709 | 0 | 0 | 728.6709 | 0 | 695.1025 | 5.2423 | 132.595 | 695.1025 | 5.2423 | 132.595 | 732.2428 | 5.5224 | 132.595 | 7.695% | 0.13914 | 0.12798 | 68062.6824 | 10581.9513 | 2429.1867 | 55051.5444 | 68301.2938 | 0 | 0 | 68301.2938 | 0.02403%
2026 | 1023 | 1023-48R | Tier-2 | Tier-2---5 | 5--5 | 380 | 290 | 3773.8473 | 97.39% | 2.337% | 0.2725% | 280.4875 | 0 | 0 | 280.4875 | 0 | 267.566 | 4.0433 | 66.1758 | 267.566 | 4.0433 | 66.1758 | 281.8624 | 4.2593 | 66.1758 | 7.432% | 0.12816 | 0.11838 | 29445.7307 | 4617.189 | 643.444 | 24185.0978 | 29509.2254 | 0 | 0 | 29509.2254 | 0.009249%
2026 | 1023 | 1023-89R | Tier-2 | Tier-2---11 | 4--4 | 119 | 85 | 585.5086 | 87.68% | 11.85% | 0.4758% | 36.6688 | 0 | 0 | 36.6688 | 0 | 34.9795 | 1.1851 | 29.5162 | 34.9795 | 1.1851 | 29.5162 | 36.8485 | 1.2484 | 29.5162 | 6.263% | 0.083403 | 0.077446 | 7020.201 | 994.3035 | 754.0146 | 5271.8829 | 7086.7415 | 0 | 0 | 7086.7415 | 0.001209%
2026 | 1030 | 1030-1728R | Tier-3 | Tier-3---9 | 5--5 | 85 | 60 | 5124.1587 | 98.26% | 1.711% | 0.02883% | 355.4132 | 0 | 0 | 355.4132 | 0 | 339.0401 | 0.83654 | 405.2899 | 339.0401 | 0.83654 | 405.2899 | 357.1554 | 0.88123 | 405.2899 | 6.936% | 0.23544 | 0.21882 | 21764.1991 | 3692.5677 | 344.0629 | 17727.5685 | 21792.9536 | 0 | 0 | 21792.9536 | 0.01172%
2026 | 1030 | 1030-1735F | Tier-3 | Not Applicable | Not Applicable | 6 | 6 | 0 | 0% | 0% | 0% | 0 | 0 | 0 | 0 | 0 | 0 | 0.083654 | 0 | 0 | 0.083654 | 0 | 0 | 0.088123 | 0 | 0% | 0 | 0 | 0 | 0 | 0 | 0 | 0 | 0 | 0 | 0 | 0%
2026 | 1030 | 1030-1777 | Tier-3 | Tier-3---5 | 5--5 | 193 | 143 | 11817.5772 | 98.58% | 1.381% | 0.03413% | 863.2115 | 0 | 0 | 863.2115 | 0 | 823.4452 | 1.9937 | 413.0139 | 823.4452 | 1.9937 | 413.0139 | 867.443 | 2.1003 | 413.0139 | 7.304% | 0.24629 | 0.22805 | 47981.5879 | 7910.8802 | 628.0436 | 39442.6641 | 48035.9251 | 0 | 0 | 48035.9251 | 0.02847%
2026 | 1030 | 1030-1823F | Tier-3 | Tier-3---13 | 5--5 | 20 | 17 | 2150.9739 | 99.45% | 0.5287% | 0.02497% | 181.8205 | 0 | 0 | 181.8205 | 0 | 173.4444 | 0.23702 | 731.7748 | 173.4444 | 0.23702 | 731.7748 | 182.7118 | 0.24968 | 731.7748 | 8.453% | 0.10605 | 0.097039 | 20281.9888 | 3254.225 | 96.8163 | 16930.9475 | 20292.4202 | 0 | 0 | 20292.4202 | 0.005996%
2026 | 1030 | 1030-18R | Tier-3 | Tier-3---7 | 5--5 | 98 | 72 | 6620.9098 | 98.66% | 1.309% | 0.03186% | 479.9105 | 0 | 0 | 479.9105 | 0 | 457.802 | 1.0038 | 456.0487 | 457.802 | 1.0038 | 456.0487 | 482.263 | 1.0575 | 456.0487 | 7.248% | 0.23843 | 0.22091 | 27769.0579 | 4629.9608 | 333.1834 | 22805.9136 | 27798.5887 | 0 | 0 | 27798.5887 | 0.01583%
2026 | 1030 | 1030-20R | Tier-3 | Tier-3---3 | 5--5 | 367 | 323 | 25318.462 | 99.14% | 0.8163% | 0.04139% | 2209.1889 | 0 | 0 | 2209.1889 | 0 | 2107.4162 | 4.5034 | 467.9654 | 2107.4162 | 4.5034 | 467.9654 | 2220.0183 | 4.744 | 467.9654 | 8.726% | 0.28668 | 0.26145 | 88316.4782 | 15740.2144 | 654.513 | 71921.7508 | 88389.5775 | 0 | 0 | 88389.5775 | 0.07285%
2026 | 1030 | 1030-42R | Tier-3 | Tier-3---3 | 5--5 | 472 | 375 | 28398.7895 | 98.49% | 1.466% | 0.03945% | 2222.2926 | 0 | 0 | 2222.2926 | 0 | 2119.9161 | 5.2284 | 405.465 | 2119.9161 | 5.2284 | 405.465 | 2233.1862 | 5.5077 | 405.465 | 7.825% | 0.28228 | 0.25985 | 100606.2475 | 17857.1529 | 1351.3594 | 81397.7352 | 100736.966 | 0 | 0 | 100736.966 | 0.07328%
2026 | 1030 | 1030-989R | Tier-3 | Tier-3---3 | 5--5 | 422 | 372 | 26696.2161 | 99.16% | 0.796% | 0.04527% | 2333.5174 | 0 | 0 | 2333.5174 | 0 | 2226.0171 | 5.1865 | 429.1919 | 2226.0171 | 5.1865 | 429.1919 | 2344.9562 | 5.4637 | 429.1919 | 8.741% | 0.30703 | 0.27996 | 86951.1078 | 14407.8405 | 617.0271 | 71926.2402 | 87021.826 | 0 | 0 | 87021.826 | 0.07695%
2026 | 1039 | 1039-13 | Tier-2 | Tier-2---3 | 5--5 | 534 | 338 | 15957.1711 | 97.45% | 2.471% | 0.0752% | 984.307 | 0 | 0 | 984.307 | 0 | 938.962 | 4.7125 | 199.2495 | 938.962 | 4.7125 | 199.2495 | 989.132 | 4.9643 | 199.2495 | 6.168% | 0.1351 | 0.12655 | 118113.2514 | 24651.3232 | 2725.8666 | 90736.0616 | 118316.4626 | 0 | 0 | 118316.4626 | 0.03246%
2026 | 1073 | 1073-872F | Tier-2 | Tier-2---20 | 3--2 | 16 | 12 | 17.9659 | 86.84% | 10.72% | 2.434% | 1.1701 | 0 | 0 | 1.1701 | 0 | 1.1162 | 0.16731 | 6.6718 | 1.1162 | 0.16731 | 6.6718 | 1.1759 | 0.17625 | 6.6718 | 6.513% | 0.018584 | 0.017191 | 966.7183 | 136.5279 | 98.6169 | 731.5734 | 977.0317 | 0 | 0 | 977.0317 | 3.859e-05%
2026 | 1073 | 1073-874F | Tier-2 | Tier-2---20 | 3--3 | 40 | 1 | 40.9949 | 23.55% | 73.64% | 2.81% | 0.024132 | 0 | 0 | 0.024132 | 0 | 0.023021 | 0.013942 | 1.6511 | 0.023021 | 0.013942 | 1.6511 | 0.024251 | 0.014687 | 1.6511 | 0.05887% | 0.021565 | 0.021511 | 1901.027 | 61.7007 | 1198.5032 | 640.8231 | 1904.6696 | 0 | 0 | 1904.6696 | 7.958e-07%
2026 | 1073 | 1073-886F | Tier-2 | Tier-2---20 | 3--2 | 4 | 4 | 27.0781 | 12.75% | 86.83% | 0.4178% | 0.3453 | 0 | 0 | 0.3453 | 0 | 0.32939 | 0.055769 | 5.9063 | 0.32939 | 0.055769 | 5.9063 | 0.34699 | 0.058749 | 5.9063 | 1.275% | 0.016776 | 0.015099 | 1614.0782 | 34.779 | 1276.2143 | 303.0849 | 1770.5507 | 0 | 0 | 1770.5507 | 1.139e-05%
2026 | 1073 | 1073-887F | Tier-2 | Tier-2---21 | 3--1 | 3 | 3 | 6.3934 | 34.35% | 64.55% | 1.103% | 0.21961 | 0 | 0 | 0.21961 | 0 | 0.20949 | 0.041827 | 5.0085 | 0.20949 | 0.041827 | 5.0085 | 0.22068 | 0.044062 | 5.0085 | 3.435% | 0.016639 | 0.014975 | 384.2398 | 21.9164 | 213.9745 | 148.3489 | 412.2684 | 0 | 0 | 412.2684 | 7.242e-06%
2026 | 1079 | 1079-9 | Tier-2 | Tier-2---15 | 3--3 | 237 | 1 | 117.3021 | 94.99% | 0% | 5.009% | 0.047015 | 0 | 0 | 0.047015 | 0 | 0.04485 | 0.013942 | 3.2168 | 0.04485 | 0.013942 | 3.2168 | 0.047246 | 0.014687 | 3.2168 | 0.04008% | 0.027256 | 0.027244 | 4303.7498 | 1020.4795 | 248.6707 | 3034.5996 | 4303.8408 | 0 | 0 | 4303.8408 | 1.55e-06%
2026 | 1090 | 1090-1734 | Tier-3 | Tier-3---16 | 2--5 | 44 | 38 | 730.5479 | 99.24% | 0.5863% | 0.172% | 62.6144 | 0 | 0 | 62.6144 | 0 | 59.7298 | 0.52981 | 112.7389 | 59.7298 | 0.52981 | 112.7389 | 62.9213 | 0.55812 | 112.7389 | 8.571% | 0.01345 | 0.012288 | 54317.4438 | 9020.2507 | 362.2329 | 44934.9602 | 54356.3771 | 0 | 0 | 54356.3771 | 0.002065%
2026 | 1090 | 1090-636R | Tier-3 | Tier-3---15 | 5--3 | 122 | 117 | 919.3728 | 93.93% | 5.62% | 0.4487% | 82.8186 | 0 | 0 | 82.8186 | 0 | 79.0033 | 1.6312 | 48.4312 | 79.0033 | 1.6312 | 48.4312 | 83.2246 | 1.7184 | 48.4312 | 9.008% | 0.38465 | 0.34776 | 2390.1852 | 345.5626 | 112.657 | 1931.9657 | 2405.5717 | 0 | 0 | 2405.5717 | 0.002731%
2026 | 1090 | 1090-639R | Tier-3 | Tier-3---18 | 5--2 | 80 | 72 | 509.5021 | 91.97% | 7.519% | 0.512% | 42.1724 | 0 | 0 | 42.1724 | 0 | 40.2296 | 1.0038 | 40.0755 | 40.2296 | 1.0038 | 40.0755 | 42.3791 | 1.0575 | 40.0755 | 8.277% | 0.37006 | 0.33675 | 1376.8236 | 183.1657 | 83.207 | 1110.4509 | 1387.7597 | 0 | 0 | 1387.7597 | 0.001391%
2026 | 1090 | 1090-70F | Tier-2 | Tier-2---15 | 2--5 | 29 | 14 | 140.8367 | 88.02% | 11.68% | 0.2956% | 5.9845 | 0 | 0 | 5.9845 | 0 | 5.7088 | 0.19519 | 29.2469 | 5.7088 | 0.19519 | 29.2469 | 6.0138 | 0.20562 | 29.2469 | 4.249% | 0.0083 | 0.0078993 | 16968.2749 | 2406.7786 | 1862.2717 | 12699.2245 | 17071.3922 | 0 | 0 | 17071.3922 | 0.0001973%
2026 | 1090 | 1090-73F | Tier-3 | Tier-3---10 | 4--5 | 317 | 215 | 5899.0454 | 99.62% | 0.2521% | 0.1275% | 398.5741 | 0 | 0 | 398.5741 | 0 | 380.2126 | 2.9976 | 126.8394 | 380.2126 | 2.9976 | 126.8394 | 400.5279 | 3.1578 | 126.8394 | 6.757% | 0.046754 | 0.043583 | 126173.0725 | 23873.2693 | 324.7773 | 101975.0259 | 126207.9232 | 0 | 0 | 126207.9232 | 0.01314%
2026 | 1090 | 1090-74F | Tier-3 | Tier-3---10 | 4--5 | 321 | 225 | 4990.92 | 99.62% | 0.2191% | 0.1576% | 348.513 | 0 | 0 | 348.513 | 0 | 332.4577 | 3.137 | 105.979 | 332.4577 | 3.137 | 105.979 | 350.2214 | 3.3046 | 105.979 | 6.983% | 0.045737 | 0.042531 | 109123.1086 | 21034.7206 | 297.6505 | 87790.7376 | 109154.094 | 0 | 0 | 109154.094 | 0.01149%
2026 | 1094 | 1094-35F | Tier-2 | Tier-2---7 | 3--5 | 167 | 128 | 2514.2831 | 99.84% | 0% | 0.1648% | 192.3939 | 0 | 0 | 192.3939 | 0 | 183.5307 | 1.7846 | 102.8406 | 183.5307 | 1.7846 | 102.8406 | 193.337 | 1.88 | 102.8406 | 7.652% | 0.020398 | 0.018834 | 123263.6714 | 20043.0193 | 98.2626 | 103122.3894 | 123280.5348 | 0 | 0 | 123280.5348 | 0.006344%
2026 | 1094 | 1094-7 | Tier-2 | Tier-2---17 | 2--4 | 65 | 34 | 95.3301 | 98.77% | 0% | 1.235% | 4.9249 | 0 | 0 | 4.9249 | 0 | 4.698 | 0.47404 | 9.9107 | 4.698 | 0.47404 | 9.9107 | 4.9491 | 0.49937 | 9.9107 | 5.166% | 0.0065074 | 0.006167 | 14649.4839 | 2335.884 | 162.0699 | 12151.53 | 14659.468 | 0 | 0 | 14659.468 | 0.0001624%
2026 | 1100 | 1100-1168F | Tier-2 | Tier-2---18 | 4--2 | 4 | 4 | 54.719 | 98.75% | 1.065% | 0.1855% | 5.4035 | 0 | 0 | 5.4035 | 0 | 5.1545 | 0.055769 | 92.4261 | 5.1545 | 0.055769 | 92.4261 | 5.4299 | 0.058749 | 92.4261 | 9.875% | 0.070904 | 0.063814 | 771.7308 | 123.9939 | 6.7126 | 641.0242 | 772.8034 | 0 | 0 | 772.8034 | 0.0001782%
2026 | 1100 | 1100-1172R | Tier-2 | Tier-2---7 | 4--5 | 34 | 32 | 2144.9788 | 99.68% | 0.2699% | 0.05437% | 201.2258 | 0 | 0 | 201.2258 | 0 | 191.9557 | 0.44615 | 430.2462 | 191.9557 | 0.44615 | 430.2462 | 202.2122 | 0.46999 | 430.2462 | 9.381% | 0.080798 | 0.073193 | 26547.4908 | 6276.7564 | 58.3505 | 20212.3839 | 26556.4341 | 0 | 0 | 26556.4341 | 0.006636%
2026 | 1105 | 1105-1479 | Tier-2 | Tier-2---4 | 5--5 | 54 | 51 | 4228.0435 | 99.92% | 0.03248% | 0.04256% | 399.0156 | 0 | 0 | 399.0156 | 0 | 380.6337 | 0.71106 | 535.3072 | 380.6337 | 0.71106 | 535.3072 | 400.9715 | 0.74905 | 535.3072 | 9.437% | 0.10556 | 0.095592 | 40053.0076 | 8992.3794 | 12.7012 | 31047.927 | 40056.1424 | 0 | 0 | 40056.1424 | 0.01316%
2026 | 1105 | 1105-1483 | Tier-2 | Tier-2---11 | 4--4 | 12 | 12 | 417.0013 | 94.5% | 5.418% | 0.08666% | 39.4048 | 0 | 0 | 39.4048 | 0 | 37.5895 | 0.16731 | 224.6733 | 37.5895 | 0.16731 | 224.6733 | 39.598 | 0.17625 | 224.6733 | 9.45% | 0.063819 | 0.057437 | 6534.1451 | 1004.5674 | 285.3302 | 5244.2475 | 6574.1074 | 0 | 0 | 6574.1074 | 0.001299%
2026 | 1118 | 1118-1718F | Tier-2 | Tier-2---10 | 5--4 | 19 | 17 | 788.3757 | 99.4% | 0.5205% | 0.07536% | 70.1185 | 0 | 0 | 70.1185 | 0 | 66.8883 | 0.23702 | 282.2067 | 66.8883 | 0.23702 | 282.2067 | 70.4622 | 0.24968 | 282.2067 | 8.894% | 0.10781 | 0.098163 | 7312.7208 | 1401.0432 | 30.5742 | 5881.1034 | 7317.0029 | 0 | 0 | 7317.0029 | 0.002312%
2026 | 1138 | 1138-6R | Tier-2 | Tier-2---5 | 5--5 | 804 | 397 | 4663.8779 | 91.12% | 8.567% | 0.3106% | 209.849 | 0 | 0 | 209.849 | 0 | 200.1817 | 5.5351 | 36.1659 | 200.1817 | 5.5351 | 36.1659 | 210.8777 | 5.8308 | 36.1659 | 4.499% | 0.17153 | 0.16306 | 27190.5644 | 4666.2669 | 2170.5181 | 20353.7794 | 27315.9475 | 0 | 0 | 27315.9475 | 0.00692%
2026 | 1162 | 1162-324R | Tier-2 | Tier-2---13 | 4--3 | 65 | 56 | 240.2897 | 88.19% | 10.99% | 0.8202% | 18.2565 | 0 | 0 | 18.2565 | 0 | 17.4154 | 0.78077 | 22.3055 | 17.4154 | 0.78077 | 22.3055 | 18.346 | 0.82249 | 22.3055 | 7.598% | 0.068658 | 0.062743 | 3499.8056 | 488.3895 | 324.3861 | 2687.0299 | 3538.7805 | 0 | 0 | 3538.7805 | 0.000602%
2026 | 1162 | 1162-329R | Tier-2 | Tier-2---13 | 4--3 | 49 | 46 | 206.5878 | 96.62% | 2.592% | 0.7875% | 18.7386 | 0 | 0 | 18.7386 | 0 | 17.8754 | 0.64135 | 27.8717 | 17.8754 | 0.64135 | 27.8717 | 18.8305 | 0.67561 | 27.8717 | 9.071% | 0.070019 | 0.063446 | 2950.4371 | 449.0329 | 64.8259 | 2436.5783 | 2960.7662 | 0 | 0 | 2960.7662 | 0.0006179%
2026 | 1162 | 1162-363 | Tier-2 | Tier-2---13 | 4--3 | 37 | 30 | 247.9994 | 97.75% | 1.792% | 0.4608% | 19.655 | 0 | 0 | 19.655 | 0 | 18.7495 | 0.41827 | 44.8265 | 18.7495 | 0.41827 | 44.8265 | 19.7513 | 0.44062 | 44.8265 | 7.925% | 0.064829 | 0.059573 | 3825.4385 | 595.791 | 56.0143 | 3173.6332 | 3833.044 | 0 | 0 | 3833.044 | 0.0006481%
2026 | 1166 | 1166-15R | Tier-3 | Tier-3---11 | 5--5 | 123 | 98 | 3965.2217 | 98.26% | 1.658% | 0.07833% | 310.444 | 0 | 0 | 310.444 | 0 | 296.1425 | 1.3663 | 216.7408 | 296.1425 | 1.3663 | 216.7408 | 311.9658 | 1.4393 | 216.7408 | 7.829% | 0.19397 | 0.17851 | 20442.8701 | 3274.5374 | 313.5505 | 16854.7822 | 20473.5922 | 0 | 0 | 20473.5922 | 0.01024%
2026 | 1166 | 1166-18R | Tier-3 | Tier-3---5 | 5--5 | 100 | 94 | 10108.4901 | 99.77% | 0.1963% | 0.03345% | 948.0153 | 0 | 0 | 948.0153 | 0 | 904.3422 | 1.3106 | 690.0347 | 904.3422 | 1.3106 | 690.0347 | 952.6625 | 1.3806 | 690.0347 | 9.378% | 0.21365 | 0.19357 | 47313.4054 | 8461.5455 | 93.1732 | 38758.6866 | 47324.6819 | 0 | 0 | 47324.6819 | 0.03126%
2026 | 1166 | 1166-342R | Tier-3 | Tier-3---5 | 5--5 | 216 | 186 | 10322.642 | 99.08% | 0.8619% | 0.05733% | 880.7229 | 0 | 0 | 880.7229 | 0 | 840.1498 | 2.5933 | 323.9737 | 840.1498 | 2.5933 | 323.9737 | 885.0401 | 2.7318 | 323.9737 | 8.532% | 0.21878 | 0.19994 | 47183.5693 | 7440.5956 | 374.9584 | 39368.0153 | 47224.4386 | 0 | 0 | 47224.4386 | 0.02904%
2026 | 1201 | 1201-282F | Tier-2 | Tier-2---17 | 2--4 | 29 | 15 | 70.6534 | 98.66% | 0% | 1.337% | 3.6056 | 0 | 0 | 3.6056 | 0 | 3.4395 | 0.20913 | 16.4465 | 3.4395 | 0.20913 | 16.4465 | 3.6233 | 0.22031 | 16.4465 | 5.103% | 0.0070442 | 0.0066798 | 10030.0143 | 2447.2684 | 423.376 | 7159.37 | 10037.3269 | 0 | 0 | 10037.3269 | 0.0001189%
2026 | 1215 | 1215-10R | Tier-3 | Tier-3---18 | 5--1 | 13 | 12 | 157.8878 | 78.49% | 21.24% | 0.2654% | 11.44 | 0 | 0 | 11.44 | 0 | 10.9129 | 0.16731 | 65.2269 | 10.9129 | 0.16731 | 65.2269 | 11.496 | 0.17625 | 65.2269 | 7.246% | 0.66566 | 0.60421 | 237.1916 | 27.6889 | 39.523 | 169.9797 | 242.379 | 0 | 0 | 242.379 | 0.0003772%
2026 | 1215 | 1215-12R | Tier-3 | Tier-3---9 | 5--4 | 149 | 133 | 6147.2839 | 97.88% | 2.045% | 0.07292% | 537.0936 | 0 | 0 | 537.0936 | 0 | 512.3508 | 1.8543 | 276.3006 | 512.3508 | 1.8543 | 276.3006 | 539.7264 | 1.9534 | 276.3006 | 8.737% | 0.69907 | 0.63667 | 8793.5219 | 1246.9976 | 166.0142 | 7380.5102 | 8811.779 | 0 | 0 | 8811.779 | 0.01771%
2026 | 1215 | 1215-28R | Tier-3 | Tier-3---14 | 5--3 | 58 | 55 | 2215.156 | 94.69% | 5.226% | 0.08401% | 198.904 | 0 | 0 | 198.904 | 0 | 189.7409 | 0.76683 | 247.4368 | 189.7409 | 0.76683 | 247.4368 | 199.879 | 0.8078 | 247.4368 | 8.979% | 0.66756 | 0.60426 | 3318.2974 | 455.1438 | 152.4425 | 2710.7111 | 3336.7563 | 0 | 0 | 3336.7563 | 0.006559%
2026 | 1215 | 1215-32R | Tier-3 | Tier-3---7 | 5--4 | 234 | 205 | 8696.5042 | 96.48% | 3.447% | 0.07747% | 735.0191 | 0 | 0 | 735.0191 | 0 | 701.1583 | 2.8582 | 245.3173 | 701.1583 | 2.8582 | 245.3173 | 738.6222 | 3.0109 | 245.3173 | 8.452% | 0.68132 | 0.62163 | 12764.1579 | 1785.0395 | 391.9912 | 10587.1273 | 12807.3572 | 0 | 0 | 12807.3572 | 0.02424%
2026 | 1233 | 1233-259R | Tier-3 | Tier-3---16 | 5--4 | 105 | 95 | 1558.5389 | 98.56% | 1.214% | 0.2225% | 138.9852 | 0 | 0 | 138.9852 | 0 | 132.5825 | 1.3245 | 100.0987 | 132.5825 | 1.3245 | 100.0987 | 139.6665 | 1.3953 | 100.0987 | 8.918% | 0.12749 | 0.11595 | 12225.1388 | 1994.1014 | 166.7691 | 10064.2683 | 12242.6067 | 0 | 0 | 12242.6067 | 0.004583%
2026 | 1233 | 1233-585R | Tier-3 | Tier-3---12 | 5--5 | 166 | 136 | 3561.9587 | 98.42% | 1.457% | 0.1235% | 287.2101 | 0 | 0 | 287.2101 | 0 | 273.9789 | 1.8962 | 144.4921 | 273.9789 | 1.8962 | 144.4921 | 288.618 | 1.9975 | 144.4921 | 8.063% | 0.12988 | 0.11924 | 27424.4063 | 4490.301 | 369.0567 | 22565.0486 | 27463.0927 | 0 | 0 | 27463.0927 | 0.009471%
2026 | 1233 | 1233-587R | Tier-3 | Tier-3---13 | 5--5 | 187 | 157 | 2983.7291 | 97.9% | 1.929% | 0.1696% | 245.2498 | 0 | 0 | 245.2498 | 0 | 233.9516 | 2.1889 | 106.879 | 233.9516 | 2.1889 | 106.879 | 246.452 | 2.3059 | 106.879 | 8.22% | 0.13489 | 0.12356 | 22120.1137 | 3552.0723 | 402.3722 | 18165.6692 | 22162.6493 | 0 | 0 | 22162.6493 | 0.008087%
2026 | 1233 | 1233-589R | Tier-3 | Tier-3---16 | 5--4 | 58 | 56 | 1386.4905 | 98.92% | 0.9396% | 0.1432% | 132.4185 | 0 | 0 | 132.4185 | 0 | 126.3182 | 0.78077 | 161.7871 | 126.3182 | 0.78077 | 161.7871 | 133.0676 | 0.82249 | 161.7871 | 9.551% | 0.11751 | 0.10616 | 11798.9753 | 1859.8108 | 96.407 | 9842.7575 | 11812.6294 | 0 | 0 | 11812.6294 | 0.004367%
2026 | 1233 | 1233-591R | Tier-3 | Tier-3---12 | 5--5 | 167 | 146 | 4300.1838 | 98.66% | 1.226% | 0.1146% | 370.9048 | 0 | 0 | 370.9048 | 0 | 353.818 | 2.0356 | 173.8173 | 353.818 | 2.0356 | 173.8173 | 372.723 | 2.1443 | 173.8173 | 8.625% | 0.13142 | 0.11993 | 32721.9695 | 5569.8694 | 365.067 | 26787.0331 | 32763.99 | 0 | 0 | 32763.99 | 0.01223%
2026 | 1242 | 1242-1079R | Tier-2 | Tier-2---12 | 2--5 | 44 | 44 | 411.5414 | 99.65% | 0% | 0.3468% | 41.0114 | 0 | 0 | 41.0114 | 0 | 39.1221 | 0.61346 | 63.7728 | 39.1221 | 0.61346 | 63.7728 | 41.2125 | 0.64624 | 63.7728 | 9.965% | 0.0067316 | 0.0060584 | 61135.7492 | 25086.0386 | 163.5766 | 35886.134 | 61159.305 | 0 | 0 | 61159.305 | 0.001352%
2026 | 1242 | 1242-1084 | Tier-2 | Tier-2---12 | 2--5 | 34 | 31 | 456.1931 | 99.77% | 0% | 0.2285% | 41.499 | 0 | 0 | 41.499 | 0 | 39.5873 | 0.43221 | 91.5925 | 39.5873 | 0.43221 | 91.5925 | 41.7025 | 0.4553 | 91.5925 | 9.097% | 0.005996 | 0.0054493 | 76082.9136 | 21423.4088 | 20.55 | 54638.9547 | 76100.3557 | 0 | 0 | 76100.3557 | 0.001368%
2026 | 1242 | 1242-127AE | Tier-2 | Tier-2---21 | 1--4 | 2 | 2 | 2.4589 | 98.62% | 0% | 1.38% | 0.2425 | 0 | 0 | 0.2425 | 0 | 0.23133 | 0.027885 | 8.2959 | 0.23133 | 0.027885 | 8.2959 | 0.24369 | 0.029374 | 8.2959 | 9.862% | 0.0001786 | 0.00016074 | 13767.9144 | 2205.6945 | 17.2653 | 11544.9546 | 13789.0323 | 0 | 0 | 13789.0323 | 7.997e-06%
2026 | 1243 | 1243-319R | Tier-2 | Tier-2---9 | 4--4 | 64 | 52 | 1178.043 | 99.35% | 0.5195% | 0.1323% | 95.0921 | 0 | 0 | 95.0921 | 0 | 90.7114 | 0.725 | 125.1194 | 90.7114 | 0.725 | 125.1194 | 95.5583 | 0.76374 | 125.1194 | 8.072% | 0.081051 | 0.074466 | 14534.5899 | 2255.6514 | 66.1042 | 12212.8342 | 14542.9678 | 0 | 0 | 14542.9678 | 0.003136%
2026 | 1243 | 1243-38R | Tier-2 | Tier-2---16 | 4--3 | 7 | 7 | 158.2514 | 99.48% | 0.3681% | 0.155% | 15.7423 | 0 | 0 | 15.7423 | 0 | 15.0171 | 0.097596 | 153.8703 | 15.0171 | 0.097596 | 153.8703 | 15.8195 | 0.10281 | 153.8703 | 9.948% | 0.072591 | 0.065332 | 2180.0532 | 345.5554 | 6.6981 | 1827.7997 | 2181.3205 | 0 | 0 | 2181.3205 | 0.0005191%
2026 | 1243 | 1243-45R | Tier-2 | Tier-2---7 | 4--5 | 72 | 68 | 1878.3826 | 99.05% | 0.8285% | 0.1244% | 175.7123 | 0 | 0 | 175.7123 | 0 | 167.6176 | 0.94808 | 176.7977 | 167.6176 | 0.94808 | 176.7977 | 176.5736 | 0.99873 | 176.7977 | 9.354% | 0.087615 | 0.079341 | 21438.9544 | 3365.8931 | 151.2586 | 17921.8028 | 21460.2613 | 0 | 0 | 21460.2613 | 0.005794%
2026 | 1250 | 1250-27R | Tier-2 | Tier-2---6 | 5--5 | 152 | 29 | 6418.5082 | 93.04% | 6.917% | 0.04745% | 113.9301 | 0 | 0 | 113.9301 | 0 | 108.6816 | 0.40433 | 268.7967 | 108.6816 | 0.40433 | 268.7967 | 114.4886 | 0.42593 | 268.7967 | 1.775% | 0.097369 | 0.095512 | 65919.1509 | 13368.0206 | 4366.1577 | 48184.9726 | 66008.4412 | 0 | 0 | 66008.4412 | 0.003757%
2026 | 1250 | 1250-671R | Tier-2 | Tier-2---6 | 4--5 | 48 | 28 | 6815.4278 | 94.54% | 5.441% | 0.023% | 375.8452 | 0 | 0 | 375.8452 | 0 | 358.5308 | 0.39038 | 918.4054 | 358.5308 | 0.39038 | 918.4054 | 377.6876 | 0.41124 | 918.4054 | 5.515% | 0.09205 | 0.08668 | 74040.4971 | 12900.0912 | 3770.1984 | 57370.2075 | 74291.089 | 0 | 0 | 74291.089 | 0.01239%
2026 | 1250 | 1250-677R | Tier-2 | Tier-2---3 | 5--5 | 267 | 209 | 11748.9088 | 99.26% | 0.6837% | 0.05427% | 912.8844 | 0 | 0 | 912.8844 | 0 | 870.8297 | 2.9139 | 298.8498 | 870.8297 | 2.9139 | 298.8498 | 917.3593 | 3.0696 | 298.8498 | 7.77% | 0.11659 | 0.10746 | 100775.3023 | 17114.8267 | 643.0906 | 83017.3851 | 100838.4587 | 0 | 0 | 100838.4587 | 0.0301%
2026 | 1250 | 1250-8R | Tier-2 | Tier-2---4 | 4--5 | 146 | 102 | 3684.9802 | 98.15% | 1.772% | 0.07391% | 252.6921 | 0 | 0 | 252.6921 | 0 | 241.0511 | 1.4221 | 169.502 | 241.0511 | 1.4221 | 169.502 | 253.9307 | 1.4981 | 169.502 | 6.857% | 0.092289 | 0.085841 | 39928.877 | 6438.64 | 665.159 | 32825.0781 | 39984.2324 | 0 | 0 | 39984.2324 | 0.008333%
2026 | 1458 | 1458-1056 | Tier-2 | Tier-2---11 | 5--3 | 22 | 18 | 427.4478 | 90.46% | 9.431% | 0.1062% | 31.6376 | 0 | 0 | 31.6376 | 0 | 30.1801 | 0.25096 | 120.2581 | 30.1801 | 0.25096 | 120.2581 | 31.7927 | 0.26437 | 120.2581 | 7.402% | 0.13508 | 0.12402 | 3164.5032 | 465.473 | 268.1729 | 2430.8573 | 3191.3964 | 0 | 0 | 3191.3964 | 0.001043%
2026 | 1458 | 1458-1057F | Tier-3 | Tier-3---18 | 5--2 | 3 | 3 | 155.9987 | 0% | 100% | 0% | 0 | 0 | 0 | 0 | 0 | 0 | 0.041827 | 0 | 0 | 0.041827 | 0 | 0 | 0.044062 | 0 | 0% | 0.13292 | 0.11963 | 1173.6392 | 1.8615 | 1072.4058 | 99.3719 | 1304.0435 | 0 | 0 | 1304.0435 | 0%
2026 | 1458 | 1458-1058F | Tier-3 | Tier-3---13 | 5--5 | 36 | 29 | 2365.6896 | 85.54% | 14.42% | 0.04244% | 163.0089 | 0 | 0 | 163.0089 | 0 | 155.4994 | 0.40433 | 384.5889 | 155.4994 | 0.40433 | 384.5889 | 163.8079 | 0.42593 | 384.5889 | 6.891% | 0.13833 | 0.12719 | 17101.412 | 2623.0697 | 2234.5189 | 12243.8234 | 17318.1009 | 0 | 0 | 17318.1009 | 0.005375%
2026 | 1458 | 1458-1061 | Tier-2 | Tier-2---5 | 5--5 | 80 | 52 | 4370.0987 | 98.67% | 1.293% | 0.03403% | 280.288 | 0 | 0 | 280.288 | 0 | 267.3757 | 0.725 | 368.7946 | 267.3757 | 0.725 | 368.7946 | 281.6619 | 0.76374 | 368.7946 | 6.414% | 0.14228 | 0.13303 | 30715.3399 | 7020.373 | 365.5776 | 23329.3893 | 30743.6677 | 0 | 0 | 30743.6677 | 0.009243%
2026 | 1458 | 1458-1075F | Tier-3 | Tier-3---20 | 1--5 | 2 | 2 | 58.2342 | 99.94% | 0% | 0.06312% | 5.8197 | 0 | 0 | 5.8197 | 0 | 5.5516 | 0.027885 | 199.0936 | 5.5516 | 0.027885 | 199.0936 | 5.8483 | 0.029374 | 199.0936 | 9.994% | 0.00013 | 0.000117 | 447955.3838 | 72658.276 | 116.4548 | 375180.6529 | 447986.8005 | 0 | 0 | 447986.8005 | 0.0001919%
2026 | 1458 | 1458-1115F | Tier-2 | Tier-2---18 | 4--2 | 3 | 3 | 66.5074 | 0% | 100% | 0% | 0 | 0 | 0 | 0 | 0 | 0 | 0.041827 | 0 | 0 | 0.041827 | 0 | 0 | 0.044062 | 0 | 0% | 0.091242 | 0.082118 | 728.9125 | 1.3917 | 578.9338 | 148.587 | 809.9028 | 0 | 0 | 809.9028 | 0%
2026 | 1458 | 1458-1117F | Tier-2 | Tier-2---16 | 4--2 | 5 | 5 | 139.4631 | 0% | 100% | 0% | 0 | 0 | 0 | 0 | 0 | 0 | 0.069711 | 0 | 0 | 0.069711 | 0 | 0 | 0.073436 | 0 | 0% | 0.091116 | 0.082004 | 1530.6137 | 1.9599 | 1384.4341 | 144.2196 | 1700.6819 | 0 | 0 | 1700.6819 | 0%
2026 | 1458 | 1458-1119F | Tier-2 | Not Applicable | Not Applicable | 1 | 1 | 0 | 0% | 0% | 0% | 0 | 0 | 0 | 0 | 0 | 0 | 0.013942 | 0 | 0 | 0.013942 | 0 | 0 | 0.014687 | 0 | 0% | 0 | 0 | 0 | 0 | 0 | 0 | 0 | 0 | 0 | 0 | 0%
2026 | 1458 | 1458-1131R | Tier-3 | Tier-3---4 | 5--5 | 188 | 132 | 15987.4265 | 99.09% | 0.8886% | 0.01928% | 1112.3302 | 0 | 0 | 1112.3302 | 0 | 1061.0874 | 1.8404 | 576.5583 | 1061.0874 | 1.8404 | 576.5583 | 1117.7828 | 1.9387 | 576.5583 | 6.958% | 0.15941 | 0.14822 | 100291.8687 | 16592.5373 | 809.2853 | 82890.0461 | 100360.6281 | 0 | 0 | 100360.6281 | 0.03668%
2026 | 1458 | 1458-454F | Tier-2 | Tier-2---18 | 5--2 | 2 | 2 | 84.0912 | 0% | 100% | 0% | 0 | 0 | 0 | 0 | 0 | 0 | 0.027885 | 0 | 0 | 0.027885 | 0 | 0 | 0.029374 | 0 | 0% | 0.13508 | 0.12157 | 622.5483 | 0.79747 | 559.5915 | 62.1593 | 691.7203 | 0 | 0 | 691.7203 | 0%
2026 | 1458 | 1458-456F | Tier-2 | Tier-2---16 | 4--3 | 7 | 6 | 167.5686 | 29.81% | 70.17% | 0.01889% | 4.2812 | 0 | 0 | 4.2812 | 0 | 4.084 | 0.083654 | 48.8205 | 4.084 | 0.083654 | 48.8205 | 4.3022 | 0.088123 | 48.8205 | 2.555% | 0.091761 | 0.083895 | 1826.1497 | 89.9148 | 1141.6591 | 594.5758 | 1946.3205 | 0 | 0 | 1946.3205 | 0.0001412%
2026 | 1458 | 1458-519 | Tier-2 | Tier-2---17 | 1--5 | 2 | 2 | 81.0039 | 99.95% | 0% | 0.04716% | 8.0966 | 0 | 0 | 8.0966 | 0 | 7.7236 | 0.027885 | 276.9841 | 7.7236 | 0.027885 | 276.9841 | 8.1363 | 0.029374 | 276.9841 | 9.995% | 0.000217 | 0.0001953 | 373290.0884 | 60391.7386 | 732.2515 | 312166.0983 | 373309.6479 | 0 | 0 | 373309.6479 | 0.000267%
2026 | 1458 | 1458-565R | Tier-3 | Tier-3---6 | 5--5 | 127 | 108 | 8159.9793 | 99.25% | 0.7112% | 0.04348% | 688.6829 | 0 | 0 | 688.6829 | 0 | 656.9567 | 1.5058 | 436.2938 | 656.9567 | 1.5058 | 436.2938 | 692.0588 | 1.5862 | 436.2938 | 8.44% | 0.15819 | 0.14474 | 51582.9513 | 8279.4207 | 334.7207 | 42968.8099 | 51619.1308 | 0 | 0 | 51619.1308 | 0.02271%
2026 | 1458 | 1458-601R | Tier-3 | Tier-3---2 | 5--5 | 441 | 353 | 37077.302 | 99.36% | 0.615% | 0.02874% | 2948.759 | 0 | 0 | 2948.759 | 0 | 2812.9158 | 4.9216 | 571.5418 | 2812.9158 | 4.9216 | 571.5418 | 2963.2137 | 5.1846 | 571.5418 | 7.953% | 0.20421 | 0.18787 | 181561.9083 | 39229.4205 | 1054.6776 | 141277.8102 | 181663.6115 | 0 | 0 | 181663.6115 | 0.09724%
2026 | 1525 | 1525-23R | Tier-2 | Tier-2---20 | 4--1 | 9 | 7 | 8.268 | 89.5% | 6.947% | 3.548% | 0.57557 | 0 | 0 | 0.57557 | 0 | 0.54906 | 0.097596 | 5.6258 | 0.54906 | 0.097596 | 5.6258 | 0.5784 | 0.10281 | 5.6258 | 6.961% | 0.032823 | 0.03027 | 251.8988 | 39.1664 | 14.7185 | 198.0139 | 254.1284 | 0 | 0 | 254.1284 | 1.898e-05%
2026 | 157 | 157-165R | Tier-3 | Tier-3---18 | 5--2 | 87 | 81 | 418.5676 | 87.71% | 11.66% | 0.6303% | 34.1791 | 0 | 0 | 34.1791 | 0 | 32.6045 | 1.1293 | 28.8708 | 32.6045 | 1.1293 | 28.8708 | 34.3466 | 1.1897 | 28.8708 | 8.166% | 0.28262 | 0.2563 | 1481.042 | 148.6168 | 162.2497 | 1170.1755 | 1499.7346 | 0 | 0 | 1499.7346 | 0.001127%
2026 | 157 | 157-189R | Tier-3 | Tier-3---9 | 5--4 | 669 | 544 | 5507.0239 | 92.46% | 7.234% | 0.3043% | 414.0467 | 0 | 0 | 414.0467 | 0 | 394.9725 | 7.5846 | 52.0756 | 394.9725 | 7.5846 | 52.0756 | 416.0764 | 7.9899 | 52.0756 | 7.519% | 0.3705 | 0.34037 | 14863.9228 | 1949.0115 | 963.9544 | 11950.9569 | 14963.1066 | 0 | 0 | 14963.1066 | 0.01365%
2026 | 157 | 157-1928R | Tier-3 | Tier-3---11 | 5--4 | 60 | 55 | 3052.6745 | 99.07% | 0.8703% | 0.06204% | 277.2195 | 0 | 0 | 277.2195 | 0 | 264.4486 | 0.76683 | 344.8613 | 264.4486 | 0.76683 | 344.8613 | 278.5784 | 0.8078 | 344.8613 | 9.081% | 0.2812 | 0.25543 | 10855.7291 | 1703.869 | 84.5376 | 9067.3225 | 10865.9434 | 0 | 0 | 10865.9434 | 0.009142%
2026 | 157 | 157-204R | Tier-3 | Tier-3---11 | 5--4 | 213 | 203 | 3876.1334 | 98.99% | 0.834% | 0.1804% | 365.6682 | 0 | 0 | 365.6682 | 0 | 348.8226 | 2.8303 | 123.2465 | 348.8226 | 2.8303 | 123.2465 | 367.4607 | 2.9815 | 123.2465 | 9.434% | 0.32777 | 0.29653 | 11825.9094 | 1771.5346 | 144.6692 | 9909.7056 | 11838.5468 | 0 | 0 | 11838.5468 | 0.01206%
2026 | 157 | 157-207R | Tier-3 | Tier-3---16 | 2--5 | 23 | 23 | 719.0865 | 99.89% | 0% | 0.1123% | 71.8279 | 0 | 0 | 71.8279 | 0 | 68.5189 | 0.32067 | 213.6725 | 68.5189 | 0.32067 | 213.6725 | 72.18 | 0.33781 | 213.6725 | 9.989% | 0.0095404 | 0.0085864 | 75372.7824 | 10925.518 | 1399.5436 | 63047.7208 | 75382.1881 | 0 | 0 | 75382.1881 | 0.002369%
2026 | 157 | 157-232R | Tier-3 | Tier-3---11 | 5--4 | 250 | 219 | 3160.5079 | 95.27% | 4.501% | 0.231% | 263.7603 | 0 | 0 | 263.7603 | 0 | 251.6094 | 3.0534 | 82.4041 | 251.6094 | 3.0534 | 82.4041 | 265.0532 | 3.2165 | 82.4041 | 8.346% | 0.32167 | 0.29349 | 9825.3054 | 1334.764 | 421.9769 | 8068.5645 | 9869.941 | 0 | 0 | 9869.941 | 0.008698%
2026 | 157 | 157-257R | Tier-3 | Tier-3---14 | 5--4 | 554 | 449 | 2061.1876 | 81.54% | 17.79% | 0.6678% | 136.2159 | 0 | 0 | 136.2159 | 0 | 129.9407 | 6.2601 | 20.757 | 129.9407 | 6.2601 | 20.757 | 136.8836 | 6.5946 | 20.757 | 6.609% | 0.36686 | 0.33713 | 5618.4522 | 584.3287 | 907.0207 | 4127.1028 | 5709.9222 | 0 | 0 | 5709.9222 | 0.004492%
2026 | 157 | 157-273R | Tier-3 | Tier-3---14 | 5--4 | 173 | 154 | 1867.403 | 95.01% | 4.712% | 0.2778% | 157.9371 | 0 | 0 | 157.9371 | 0 | 150.6613 | 2.1471 | 70.1693 | 150.6613 | 2.1471 | 70.1693 | 158.7113 | 2.2618 | 70.1693 | 8.458% | 0.32295 | 0.2942 | 5782.3142 | 798.5103 | 275.1351 | 4708.6688 | 5810.5061 | 0 | 0 | 5810.5061 | 0.005208%
2026 | 157 | 157-81R | Tier-3 | Tier-3---3 | 5--5 | 675 | 562 | 18749.5963 | 97% | 2.901% | 0.09453% | 1514.3227 | 0 | 0 | 1514.3227 | 0 | 1444.5609 | 7.8356 | 184.3595 | 1444.5609 | 7.8356 | 184.3595 | 1521.7458 | 8.2542 | 184.3595 | 8.077% | 0.38414 | 0.35215 | 48809.8885 | 7659.8047 | 1292.0303 | 39858.0535 | 48942.6572 | 0 | 0 | 48942.6572 | 0.04994%
2026 | 175 | 175-2024R | Tier-2 | Tier-2---5 | 5--5 | 103 | 99 | 4029.0085 | 99.1% | 0.8147% | 0.08289% | 383.7782 | 0 | 0 | 383.7782 | 0 | 366.0983 | 1.3803 | 265.2336 | 366.0983 | 1.3803 | 265.2336 | 385.6594 | 1.454 | 265.2336 | 9.525% | 0.19114 | 0.17277 | 21078.6803 | 4664.0587 | 153.3837 | 16261.2378 | 21098.7998 | 0 | 0 | 21098.7998 | 0.01266%
2026 | 175 | 175-24R | Tier-2 | Tier-2---8 | 5--4 | 86 | 62 | 2651.4354 | 70.65% | 29.24% | 0.1064% | 135.0483 | 0 | 0 | 135.0483 | 0 | 128.8269 | 0.86442 | 149.0325 | 128.8269 | 0.86442 | 149.0325 | 135.7103 | 0.91061 | 149.0325 | 5.093% | 0.17491 | 0.1623 | 15158.7512 | 2441.7081 | 4085.9178 | 8631.1253 | 15504.4149 | 0 | 0 | 15504.4149 | 0.004453%
2026 | 175 | 175-64R | Tier-3 | Tier-3---11 | 5--5 | 239 | 216 | 4385.4004 | 97.52% | 2.308% | 0.1684% | 386.522 | 0 | 0 | 386.522 | 0 | 368.7157 | 3.0115 | 122.4345 | 368.7157 | 3.0115 | 122.4345 | 388.4167 | 3.1724 | 122.4345 | 8.814% | 0.20232 | 0.18404 | 21675.2228 | 3768.1363 | 445.824 | 17461.2625 | 21728.5567 | 0 | 0 | 21728.5567 | 0.01275%
2026 | 175 | 175-90R | Tier-3 | Tier-3---9 | 5--5 | 300 | 251 | 5741.4949 | 96.86% | 2.992% | 0.1472% | 465.293 | 0 | 0 | 465.293 | 0 | 443.858 | 3.4995 | 126.8342 | 443.858 | 3.4995 | 126.8342 | 467.5739 | 3.6865 | 126.8342 | 8.104% | 0.20491 | 0.18777 | 28019.3198 | 4481.7022 | 744.6531 | 22792.9645 | 28099.6248 | 0 | 0 | 28099.6248 | 0.01534%
2026 | 175 | 175-94R | Tier-2 | Tier-2---10 | 5--4 | 52 | 43 | 836.2457 | 79.76% | 20.09% | 0.1547% | 55.1538 | 0 | 0 | 55.1538 | 0 | 52.613 | 0.59952 | 87.7588 | 52.613 | 0.59952 | 87.7588 | 55.4242 | 0.63155 | 87.7588 | 6.595% | 0.16555 | 0.15186 | 5051.3061 | 703.4026 | 913.3417 | 3434.5618 | 5143.4779 | 0 | 0 | 5143.4779 | 0.001819%
2026 | 176 | 176-161R | Tier-3 | Tier-3---5 | 5--5 | 236 | 191 | 11523.3049 | 98.77% | 1.172% | 0.05875% | 921.1257 | 0 | 0 | 921.1257 | 0 | 878.6914 | 2.663 | 329.9658 | 878.6914 | 2.663 | 329.9658 | 925.641 | 2.8053 | 329.9658 | 7.994% | 0.22417 | 0.20603 | 51404.5427 | 8329.9408 | 608.281 | 42466.321 | 51460.2673 | 0 | 0 | 51460.2673 | 0.03038%
2026 | 176 | 176-164R | Tier-3 | Tier-3---11 | 5--5 | 131 | 126 | 4184.7467 | 98.1% | 1.799% | 0.1047% | 394.8393 | 0 | 0 | 394.8393 | 0 | 376.6499 | 1.7567 | 214.4042 | 376.6499 | 1.7567 | 214.4042 | 396.7748 | 1.8506 | 214.4042 | 9.435% | 0.20727 | 0.18733 | 20189.7554 | 3207.9265 | 321.2591 | 16660.5698 | 20230.6609 | 0 | 0 | 20230.6609 | 0.01302%
2026 | 176 | 176-1834R | Tier-3 | Tier-3---5 | 5--5 | 312 | 250 | 10068.5168 | 97.13% | 2.784% | 0.0867% | 783.6159 | 0 | 0 | 783.6159 | 0 | 747.5164 | 3.4856 | 214.4602 | 747.5164 | 3.4856 | 214.4602 | 787.4572 | 3.6718 | 214.4602 | 7.783% | 0.23205 | 0.21345 | 43390.2136 | 8541.7295 | 1179.6329 | 33668.8511 | 43498.6979 | 0 | 0 | 43498.6979 | 0.02584%
2026 | 176 | 176-1836R | Tier-2 | Tier-2---11 | 5--3 | 50 | 9 | 404.4817 | 67.64% | 32.12% | 0.2398% | 4.9245 | 0 | 0 | 4.9245 | 0 | 4.6976 | 0.12548 | 37.4372 | 4.6976 | 0.12548 | 37.4372 | 4.9486 | 0.13219 | 37.4372 | 1.217% | 0.10638 | 0.10446 | 3802.2631 | 510.8459 | 1145.0457 | 2146.3715 | 3824.8179 | 0 | 0 | 3824.8179 | 0.0001624%
2026 | 176 | 176-1845R | Tier-3 | Tier-3---11 | 5--5 | 172 | 143 | 3401.0234 | 97.74% | 2.113% | 0.1474% | 276.3684 | 0 | 0 | 276.3684 | 0 | 263.6367 | 1.9937 | 132.2318 | 263.6367 | 1.9937 | 132.2318 | 277.7232 | 2.1003 | 132.2318 | 8.126% | 0.20978 | 0.19234 | 16212.4883 | 2568.5055 | 309.8495 | 13334.1334 | 16245.717 | 0 | 0 | 16245.717 | 0.009114%
2026 | 176 | 176-194R | Tier-3 | Tier-3---9 | 5--5 | 214 | 166 | 4934.1603 | 97.7% | 2.178% | 0.1196% | 373.9475 | 0 | 0 | 373.9475 | 0 | 356.7205 | 2.3144 | 154.1296 | 356.7205 | 2.3144 | 154.1296 | 375.7805 | 2.4381 | 154.1296 | 7.579% | 0.21542 | 0.19871 | 22904.8386 | 3771.0766 | 447.8074 | 18685.9546 | 22949.1033 | 0 | 0 | 22949.1033 | 0.01233%
2026 | 176 | 176-197F | Tier-3 | Tier-3---5 | 5--5 | 345 | 270 | 13172.958 | 96.8% | 3.124% | 0.0728% | 997.9703 | 0 | 0 | 997.9703 | 0 | 951.9958 | 3.7644 | 252.8933 | 951.9958 | 3.7644 | 252.8933 | 1002.8623 | 3.9656 | 252.8933 | 7.576% | 0.23242 | 0.21423 | 56678.2637 | 12110.4711 | 1632.9775 | 42934.8152 | 56832.1044 | 0 | 0 | 56832.1044 | 0.03291%
2026 | 176 | 176-200F | Tier-3 | Tier-3---15 | 5--4 | 30 | 27 | 1635.841 | 89.24% | 10.7% | 0.05535% | 131.3899 | 0 | 0 | 131.3899 | 0 | 125.3371 | 0.37644 | 332.9522 | 125.3371 | 0.37644 | 332.9522 | 132.034 | 0.39656 | 332.9522 | 8.032% | 0.18529 | 0.16862 | 8828.4206 | 1287.3516 | 863.0873 | 6677.9817 | 8922.3365 | 0 | 0 | 8922.3365 | 0.004333%
2026 | 177 | 177-955 | Tier-2 | Tier-2---5 | 5--5 | 176 | 7 | 2963.4059 | 78.23% | 21.66% | 0.1106% | 9.2203 | 0 | 0 | 9.2203 | 0 | 8.7955 | 0.097596 | 90.1219 | 8.7955 | 0.097596 | 90.1219 | 9.2655 | 0.10281 | 90.1219 | 0.3111% | 0.11726 | 0.11679 | 25272.526 | 4724.2579 | 4965.7102 | 15582.5579 | 25294.4965 | 0 | 0 | 25294.4965 | 0.0003041%
2026 | 178 | 178-968AE | Tier-2 | Tier-2---18 | 3--3 | 200 | 7 | 47.6106 | 91.21% | 0% | 8.789% | 0.15199 | 0 | 0 | 0.15199 | 0 | 0.14499 | 0.097596 | 1.4856 | 0.14499 | 0.097596 | 1.4856 | 0.15274 | 0.10281 | 1.4856 | 0.3192% | 0.018466 | 0.018402 | 2578.2566 | 462.9869 | 204.7374 | 1910.5323 | 2579.0524 | 0 | 0 | 2579.0524 | 5.012e-06%
2026 | 178 | 178-982 | Tier-2 | Tier-2---21 | 1--1 | 45 | 7 | 0.95479 | 13.38% | 0% | 86.62% | 0.0019878 | 0 | 0 | 0.0019878 | 0 | 0.0018962 | 0.097596 | 0.019429 | 0.0018962 | 0.097596 | 0.019429 | 0.0019975 | 0.10281 | 0.019429 | 0.2082% | 0.0033454 | 0.0032934 | 285.4035 | 0.62363 | 58.6739 | 226.106 | 289.3097 | 0 | 0 | 289.3097 | 6.555e-08%
2026 | 182 | 182-2240F | Tier-2 | Tier-2---2 | 5--5 | 291 | 166 | 11917.1989 | 94.29% | 5.651% | 0.05821% | 641.0014 | 0 | 0 | 641.0014 | 0 | 611.4718 | 2.3144 | 264.2009 | 611.4718 | 2.3144 | 264.2009 | 644.1436 | 2.4381 | 264.2009 | 5.379% | 0.1455 | 0.1372 | 81902.6703 | 23758.3803 | 4446.6021 | 53697.6879 | 82185.543 | 0 | 0 | 82185.543 | 0.02114%
2026 | 182 | 182-2250 | Tier-2 | Tier-2---8 | 5--5 | 26 | 26 | 1939.2132 | 99.74% | 0.2126% | 0.04638% | 193.419 | 0 | 0 | 193.419 | 0 | 184.5086 | 0.3625 | 508.9901 | 184.5086 | 0.3625 | 508.9901 | 194.3672 | 0.38187 | 508.9901 | 9.974% | 0.10496 | 0.094461 | 18476.2986 | 2987.5542 | 36.178 | 15452.5664 | 18481.6158 | 0 | 0 | 18481.6158 | 0.006378%
2026 | 182 | 182-2252R | Tier-2 | Tier-2---5 | 5--5 | 104 | 81 | 4229.9446 | 99.22% | 0.7256% | 0.05893% | 326.8629 | 0 | 0 | 326.8629 | 0 | 311.805 | 1.1293 | 276.0985 | 311.805 | 1.1293 | 276.0985 | 328.4652 | 1.1897 | 276.0985 | 7.727% | 0.11307 | 0.10426 | 37409.5665 | 6099.6348 | 248.5113 | 31061.4203 | 37434.3564 | 0 | 0 | 37434.3564 | 0.01078%
2026 | 182 | 182-2254R | Tier-2 | Tier-2---11 | 5--4 | 19 | 19 | 655.8009 | 99.14% | 0.7615% | 0.1019% | 65.0139 | 0 | 0 | 65.0139 | 0 | 62.0188 | 0.2649 | 234.1186 | 62.0188 | 0.2649 | 234.1186 | 65.3326 | 0.27906 | 234.1186 | 9.914% | 0.10223 | 0.092004 | 6415.1442 | 1053.2232 | 42.7228 | 5319.1982 | 6421.2985 | 0 | 0 | 6421.2985 | 0.002144%
2026 | 183 | 183-439 | Tier-2 | Tier-2---14 | 3--5 | 42 | 25 | 316.4778 | 66.23% | 33.5% | 0.2671% | 12.4764 | 0 | 0 | 12.4764 | 0 | 11.9017 | 0.34856 | 34.1456 | 11.9017 | 0.34856 | 34.1456 | 12.5376 | 0.36718 | 34.1456 | 3.942% | 0.018422 | 0.017326 | 17179.1509 | 1863.06 | 5259.1597 | 10056.9311 | 17546.3244 | 0 | 0 | 17546.3244 | 0.0004114%
2026 | 183 | 183-440 | Tier-2 | Tier-2---12 | 3--5 | 114 | 50 | 471.2015 | 74.37% | 25.17% | 0.4626% | 15.3697 | 0 | 0 | 15.3697 | 0 | 14.6617 | 0.69711 | 21.0319 | 14.6617 | 0.69711 | 21.0319 | 15.4451 | 0.73436 | 21.0319 | 3.262% | 0.025335 | 0.024224 | 18598.5411 | 2255.9959 | 4325.0411 | 12017.5041 | 18817.2074 | 0 | 0 | 18817.2074 | 0.0005068%
2026 | 185 | 185-51F | Tier-2 | Tier-2---7 | 4--5 | 260 | 161 | 1723.9707 | 91.93% | 7.724% | 0.3493% | 98.1347 | 0 | 0 | 98.1347 | 0 | 93.6139 | 2.2447 | 41.7042 | 93.6139 | 2.2447 | 41.7042 | 98.6158 | 2.3646 | 41.7042 | 5.692% | 0.048222 | 0.045236 | 35751.0066 | 6382.5174 | 2576.5393 | 26791.9499 | 35941.5393 | 0 | 0 | 35941.5393 | 0.003236%
2026 | 197 | 197-1150F | Tier-2 | Tier-2---15 | 3--4 | 29 | 29 | 183.5383 | 99.34% | 0.09556% | 0.5689% | 18.2319 | 0 | 0 | 18.2319 | 0 | 17.392 | 0.40433 | 43.0147 | 17.392 | 0.40433 | 43.0147 | 18.3213 | 0.42593 | 43.0147 | 9.934% | 0.021777 | 0.019599 | 8428.1597 | 1361.8326 | 10.8364 | 7055.4907 | 8434.3818 | 0 | 0 | 8434.3818 | 0.0006012%
2026 | 197 | 197-1155F | Tier-2 | Tier-2---21 | 1--4 | 9 | 9 | 6.6189 | 96.38% | 0% | 3.621% | 0.63793 | 0 | 0 | 0.63793 | 0 | 0.60854 | 0.12548 | 4.8497 | 0.60854 | 0.12548 | 4.8497 | 0.64106 | 0.13219 | 4.8497 | 9.638% | 0.0010316 | 0.00092844 | 6416.1897 | 1003.77 | 50.6222 | 5361.7975 | 6442.0009 | 0 | 0 | 6442.0009 | 2.104e-05%
2026 | 198 | 198-37R | Tier-2 | Tier-2---9 | 4--5 | 188 | 84 | 973.0999 | 95.53% | 4.02% | 0.4464% | 41.537 | 0 | 0 | 41.537 | 0 | 39.6234 | 1.1712 | 33.8329 | 39.6234 | 1.1712 | 33.8329 | 41.7406 | 1.2337 | 33.8329 | 4.269% | 0.030671 | 0.029301 | 31727.0349 | 12880.9235 | 1667.8732 | 17178.2382 | 31793.3121 | 0 | 0 | 31793.3121 | 0.00137%
2026 | 204 | 204-32R | Tier-2 | Tier-2---11 | 4--4 | 336 | 315 | 490.4615 | 96.36% | 1.259% | 2.378% | 44.3083 | 0 | 0 | 44.3083 | 0 | 42.2671 | 4.3918 | 9.624 | 42.2671 | 4.3918 | 9.624 | 44.5255 | 4.6265 | 9.624 | 9.034% | 0.087106 | 0.07894 | 5630.6279 | 747.5355 | 75.2 | 4807.8924 | 5651.8151 | 0 | 0 | 5651.8151 | 0.001461%
2026 | 205 | 205-1550 | Tier-2 | Tier-2---15 | 2--4 | 102 | 1 | 124.0064 | 98.52% | 0% | 1.478% | 0.11978 | 0 | 0 | 0.11978 | 0 | 0.11426 | 0.013942 | 8.1952 | 0.11426 | 0.013942 | 8.1952 | 0.12037 | 0.014687 | 8.1952 | 0.09659% | 0.008789 | 0.0087804 | 14109.2738 | 2221.4405 | 309.7116 | 11578.1217 | 14109.4784 | 0 | 0 | 14109.4784 | 3.95e-06%
2026 | 206 | 206-1105 | Tier-2 | Tier-2---9 | 3--5 | 132 | 16 | 1279.0443 | 99.78% | 0% | 0.2159% | 15.4701 | 0 | 0 | 15.4701 | 0 | 14.7574 | 0.22308 | 66.1541 | 14.7574 | 0.22308 | 66.1541 | 15.5459 | 0.235 | 66.1541 | 1.21% | 0.014019 | 0.013849 | 91236.4892 | 14837.9635 | 119.2359 | 76279.2897 | 91238.9056 | 0 | 0 | 91238.9056 | 0.0005101%
2026 | 206 | 206-1817 | Tier-2 | Tier-2---4 | 4--5 | 413 | 106 | 2976.5734 | 99.75% | 0% | 0.2502% | 76.2052 | 0 | 0 | 76.2052 | 0 | 72.6946 | 1.4779 | 49.1883 | 72.6946 | 1.4779 | 49.1883 | 76.5787 | 1.5568 | 49.1883 | 2.56% | 0.038208 | 0.037227 | 77904.8627 | 12644.4177 | 94.4539 | 65165.9911 | 77909.9968 | 0 | 0 | 77909.9968 | 0.002513%
2026 | 209 | 209-1769F | Tier-2 | Tier-2---6 | 5--5 | 1069 | 345 | 8462.8018 | 99.74% | 0% | 0.2593% | 272.4132 | 0 | 0 | 272.4132 | 0 | 259.8637 | 4.8101 | 54.0247 | 259.8637 | 4.8101 | 54.0247 | 273.7486 | 5.0671 | 54.0247 | 3.219% | 0.11169 | 0.10809 | 75768.5529 | 12314.8084 | 115.8328 | 63337.9117 | 75775.1039 | 0 | 0 | 75775.1039 | 0.008983%
2026 | 210 | 210-172R | Tier-2 | Tier-2---11 | 5--2 | 111 | 105 | 498.1496 | 90.1% | 9.186% | 0.7154% | 42.4564 | 0 | 0 | 42.4564 | 0 | 40.5005 | 1.4639 | 27.6654 | 40.5005 | 1.4639 | 27.6654 | 42.6645 | 1.5422 | 27.6654 | 8.523% | 0.32588 | 0.29505 | 1528.6439 | 130.0935 | 126.0496 | 1272.5007 | 1544.4575 | 0 | 0 | 1544.4575 | 0.0014%
2026 | 210 | 210-392R | Tier-2 | Tier-2---10 | 5--3 | 221 | 193 | 1037.8957 | 85.73% | 13.64% | 0.6245% | 77.7075 | 0 | 0 | 77.7075 | 0 | 74.1277 | 2.6909 | 27.548 | 74.1277 | 2.6909 | 27.548 | 78.0885 | 2.8346 | 27.548 | 7.487% | 0.34771 | 0.31734 | 2984.984 | 285.5851 | 372.7528 | 2326.6461 | 3025.7359 | 0 | 0 | 3025.7359 | 0.002563%
2026 | 210 | 210-394R | Tier-2 | Tier-2---16 | 5--2 | 77 | 72 | 170.5929 | 70.47% | 28.1% | 1.432% | 11.2414 | 0 | 0 | 11.2414 | 0 | 10.7236 | 1.0038 | 10.6825 | 10.7236 | 1.0038 | 10.6825 | 11.2965 | 1.0575 | 10.6825 | 6.59% | 0.31841 | 0.28864 | 535.7584 | 42.1364 | 121.741 | 371.881 | 552.0767 | 0 | 0 | 552.0767 | 0.0003707%
2026 | 210 | 210-9R | Tier-2 | Tier-2---13 | 5--2 | 95 | 71 | 317.7725 | 50.82% | 48.53% | 0.6462% | 12.0704 | 0 | 0 | 12.0704 | 0 | 11.5143 | 0.9899 | 11.6318 | 11.5143 | 0.9899 | 11.6318 | 12.1296 | 1.0428 | 11.6318 | 3.798% | 0.31397 | 0.2905 | 1012.1143 | 65.1884 | 453.8469 | 493.0789 | 1052.3165 | 0 | 0 | 1052.3165 | 0.000398%
2026 | 211 | 211-279R | Tier-2 | Tier-2---10 | 5--3 | 293 | 259 | 1199.6322 | 89.49% | 9.8% | 0.7134% | 94.894 | 0 | 0 | 94.894 | 0 | 90.5225 | 3.6111 | 25.0682 | 90.5225 | 3.6111 | 25.0682 | 95.3592 | 3.804 | 25.0682 | 7.91% | 0.37314 | 0.34015 | 3215.0069 | 263.9331 | 327.4552 | 2623.6187 | 3247.7822 | 0 | 0 | 3247.7822 | 0.003129%
2026 | 211 | 211-312R | Tier-2 | Tier-2---8 | 5--3 | 420 | 361 | 1809.5147 | 84.26% | 15.08% | 0.6521% | 131.0591 | 0 | 0 | 131.0591 | 0 | 125.0215 | 5.0332 | 24.8395 | 125.0215 | 5.0332 | 24.8395 | 131.7016 | 5.3021 | 24.8395 | 7.243% | 0.39031 | 0.35676 | 4636.1485 | 511.795 | 635.8046 | 3488.549 | 4704.7468 | 0 | 0 | 4704.7468 | 0.004322%
2026 | 211 | 211-771R | Tier-3 | Tier-3---14 | 5--4 | 279 | 252 | 1890.633 | 91.06% | 8.49% | 0.4466% | 155.5063 | 0 | 0 | 155.5063 | 0 | 148.3424 | 3.5135 | 42.2212 | 148.3424 | 3.5135 | 42.2212 | 156.2686 | 3.7012 | 42.2212 | 8.225% | 0.3743 | 0.3405 | 5051.0602 | 491.5059 | 380.0774 | 4179.4769 | 5095.8788 | 0 | 0 | 5095.8788 | 0.005128%
2026 | 212 | 212-1177R | Tier-2 | Tier-2---8 | 5--4 | 287 | 250 | 1738.9252 | 95.43% | 4.096% | 0.4776% | 144.5469 | 0 | 0 | 144.5469 | 0 | 137.8879 | 3.4856 | 39.5596 | 137.8879 | 3.4856 | 39.5596 | 145.2554 | 3.6718 | 39.5596 | 8.312% | 0.15054 | 0.13742 | 11551.4959 | 1436.1291 | 504.7372 | 9610.6296 | 11601.9053 | 0 | 0 | 11601.9053 | 0.004767%
2026 | 212 | 212-1204R | Tier-2 | Tier-2---8 | 5--4 | 219 | 185 | 1570.3762 | 94.97% | 4.642% | 0.3849% | 125.9884 | 0 | 0 | 125.9884 | 0 | 120.1844 | 2.5793 | 46.5953 | 120.1844 | 2.5793 | 46.5953 | 126.606 | 2.7171 | 46.5953 | 8.023% | 0.19221 | 0.17597 | 8170.2767 | 1029.897 | 370.2708 | 6770.1089 | 8208.175 | 0 | 0 | 8208.175 | 0.004155%
2026 | 212 | 212-638R | Tier-2 | Tier-2---11 | 5--4 | 79 | 77 | 609.7797 | 99.07% | 0.4924% | 0.4406% | 58.8797 | 0 | 0 | 58.8797 | 0 | 56.1673 | 1.0736 | 52.3189 | 56.1673 | 1.0736 | 52.3189 | 59.1684 | 1.1309 | 52.3189 | 9.656% | 0.10708 | 0.096639 | 5694.8842 | 618.0557 | 46.4103 | 5030.4182 | 5700.622 | 0 | 0 | 5700.622 | 0.001942%
2026 | 212 | 212-725R | Tier-3 | Tier-3---10 | 5--5 | 218 | 186 | 4887.8267 | 99.15% | 0.7265% | 0.1225% | 413.4942 | 0 | 0 | 413.4942 | 0 | 394.4453 | 2.5933 | 152.1037 | 394.4453 | 2.5933 | 152.1037 | 415.5211 | 2.7318 | 152.1037 | 8.46% | 0.13941 | 0.12751 | 35061.0556 | 5196.5846 | 230.3548 | 29634.1163 | 35088.8217 | 0 | 0 | 35088.8217 | 0.01364%
2026 | 212 | 212-734R | Tier-2 | Tier-2---10 | 5--4 | 273 | 259 | 1265.9596 | 97.92% | 1.386% | 0.6959% | 117.6038 | 0 | 0 | 117.6038 | 0 | 112.1861 | 3.6111 | 31.0674 | 112.1861 | 3.6111 | 31.0674 | 118.1803 | 3.804 | 31.0674 | 9.29% | 0.17753 | 0.16069 | 7130.7609 | 660.9769 | 211.9053 | 6257.8788 | 7146.3189 | 0 | 0 | 7146.3189 | 0.003878%
2026 | 212 | 212-739R | Tier-3 | Tier-3---15 | 5--4 | 201 | 179 | 998.7912 | 96.62% | 2.787% | 0.5903% | 85.9427 | 0 | 0 | 85.9427 | 0 | 81.9835 | 2.4957 | 32.8503 | 81.9835 | 2.4957 | 32.8503 | 86.364 | 2.629 | 32.8503 | 8.605% | 0.13097 | 0.11931 | 7626.107 | 884.6687 | 208.746 | 6532.6923 | 7651.2891 | 0 | 0 | 7651.2891 | 0.002834%
2026 | 212 | 212-743R | Tier-2 | Tier-2---13 | 5--3 | 71 | 66 | 261.4279 | 97.06% | 2.12% | 0.8249% | 23.5861 | 0 | 0 | 23.5861 | 0 | 22.4996 | 0.92019 | 24.451 | 22.4996 | 0.92019 | 24.451 | 23.7017 | 0.96936 | 24.451 | 9.022% | 0.11654 | 0.10571 | 2243.1612 | 251.3274 | 45.2431 | 1946.5907 | 2249.9308 | 0 | 0 | 2249.9308 | 0.0007778%
2026 | 212 | 212-758R | Tier-2 | Tier-2---8 | 5--4 | 201 | 183 | 1482.4618 | 97.27% | 2.316% | 0.4117% | 131.2891 | 0 | 0 | 131.2891 | 0 | 125.2409 | 2.5514 | 49.0864 | 125.2409 | 2.5514 | 49.0864 | 131.9327 | 2.6878 | 49.0864 | 8.856% | 0.1427 | 0.12971 | 10388.4417 | 1332.9551 | 229.8859 | 8825.6006 | 10416.8225 | 0 | 0 | 10416.8225 | 0.004329%
2026 | 212 | 212-773R | Tier-2 | Tier-2---5 | 5--4 | 297 | 234 | 2758.5667 | 95.78% | 3.96% | 0.2633% | 208.1629 | 0 | 0 | 208.1629 | 0 | 198.5732 | 3.2625 | 60.8655 | 198.5732 | 3.2625 | 60.8655 | 209.1833 | 3.4368 | 60.8655 | 7.546% | 0.19881 | 0.18315 | 13875.2805 | 1871.421 | 507.3138 | 11496.5456 | 13925.3971 | 0 | 0 | 13925.3971 | 0.006864%
2026 | 212 | 212-799R | Tier-2 | Tier-2---10 | 5--4 | 115 | 105 | 1038.8005 | 97.12% | 2.539% | 0.3416% | 92.115 | 0 | 0 | 92.115 | 0 | 87.8714 | 1.4639 | 60.0239 | 87.8714 | 1.4639 | 60.0239 | 92.5665 | 1.5422 | 60.0239 | 8.867% | 0.12493 | 0.11352 | 8315.0604 | 1068.4402 | 194.8254 | 7051.7948 | 8339.1261 | 0 | 0 | 8339.1261 | 0.003038%
2026 | 212 | 212-880R | Tier-2 | Tier-2---16 | 5--2 | 31 | 29 | 104.9439 | 97.78% | 1.295% | 0.9224% | 9.5996 | 0 | 0 | 9.5996 | 0 | 9.1574 | 0.40433 | 22.6485 | 9.1574 | 0.40433 | 22.6485 | 9.6467 | 0.42593 | 22.6485 | 9.147% | 0.10736 | 0.097316 | 977.4994 | 110.3734 | 12.634 | 854.492 | 979.7366 | 0 | 0 | 979.7366 | 0.0003166%
2026 | 212 | 212-886R | Tier-2 | Tier-2---8 | 5--4 | 155 | 151 | 2163.5248 | 98.72% | 1.034% | 0.2463% | 208.0708 | 0 | 0 | 208.0708 | 0 | 198.4854 | 2.1053 | 94.2796 | 198.4854 | 2.1053 | 94.2796 | 209.0907 | 2.2178 | 94.2796 | 9.617% | 0.18767 | 0.16939 | 11528.3958 | 1549.2528 | 106.6411 | 9872.5019 | 11544.3263 | 0 | 0 | 11544.3263 | 0.006861%
2026 | 212 | 212-888R | Tier-2 | Tier-2---8 | 5--4 | 147 | 133 | 1471.0622 | 97.82% | 1.883% | 0.2988% | 130.1927 | 0 | 0 | 130.1927 | 0 | 124.195 | 1.8543 | 66.9759 | 124.195 | 1.8543 | 66.9759 | 130.8309 | 1.9534 | 66.9759 | 8.85% | 0.13116 | 0.11929 | 11216.1087 | 1520.4174 | 191.4206 | 9504.2707 | 11240.4477 | 0 | 0 | 11240.4477 | 0.004293%
2026 | 214 | 214-1122R | Tier-3 | Tier-3---3 | 5--5 | 446 | 377 | 26281.1502 | 98.91% | 1.048% | 0.04591% | 2197.2181 | 0 | 0 | 2197.2181 | 0 | 2095.9968 | 5.2562 | 398.7634 | 2095.9968 | 5.2562 | 398.7634 | 2207.9887 | 5.5371 | 398.7634 | 8.36% | 0.26918 | 0.24642 | 97635.635 | 15575.0756 | 943.7834 | 81116.776 | 97734.267 | 0 | 0 | 97734.267 | 0.07246%
2026 | 214 | 214-1135R | Tier-3 | Tier-3---6 | 4--5 | 285 | 248 | 6666.9216 | 99.41% | 0.4702% | 0.123% | 576.6978 | 0 | 0 | 576.6978 | 0 | 550.1306 | 3.4577 | 159.1036 | 550.1306 | 3.4577 | 159.1036 | 579.5248 | 3.6424 | 159.1036 | 8.65% | 0.090777 | 0.082878 | 73442.8498 | 12678.0578 | 384.6507 | 60380.1413 | 73484.3724 | 0 | 0 | 73484.3724 | 0.01902%
2026 | 214 | 214-17AE | Tier-3 | Tier-3---17 | 4--4 | 157 | 155 | 484.0355 | 97.4% | 1.48% | 1.12% | 46.5447 | 0 | 0 | 46.5447 | 0 | 44.4005 | 2.1611 | 20.5457 | 44.4005 | 2.1611 | 20.5457 | 46.7729 | 2.2765 | 20.5457 | 9.616% | 0.071957 | 0.064853 | 6726.7702 | 920.7038 | 92.7705 | 5713.2959 | 6745.9251 | 0 | 0 | 6745.9251 | 0.001535%
2026 | 214 | 214-4R | Tier-3 | Tier-3---17 | 4--4 | 94 | 89 | 400.1895 | 97.86% | 1.359% | 0.7809% | 37.0794 | 0 | 0 | 37.0794 | 0 | 35.3712 | 1.2409 | 28.5053 | 35.3712 | 1.2409 | 28.5053 | 37.2611 | 1.3072 | 28.5053 | 9.265% | 0.059676 | 0.054025 | 6706.0819 | 981.7315 | 85.3472 | 5639.0033 | 6721.0915 | 0 | 0 | 6721.0915 | 0.001223%
2026 | 214 | 214-536R | Tier-3 | Tier-3---17 | 4--4 | 70 | 60 | 513.3291 | 98.71% | 0.8845% | 0.4005% | 43.4342 | 0 | 0 | 43.4342 | 0 | 41.4333 | 0.83654 | 49.5295 | 41.4333 | 0.83654 | 49.5295 | 43.6471 | 0.88123 | 49.5295 | 8.461% | 0.053744 | 0.049137 | 9551.4463 | 1436.3496 | 158.5376 | 7956.5591 | 9562.953 | 0 | 0 | 9562.953 | 0.001432%
2026 | 214 | 214-583R | Tier-3 | Tier-3---13 | 4--5 | 174 | 150 | 2208.3134 | 99.09% | 0.6816% | 0.2244% | 188.6471 | 0 | 0 | 188.6471 | 0 | 179.9565 | 2.0913 | 86.0483 | 179.9565 | 2.0913 | 86.0483 | 189.5719 | 2.2031 | 86.0483 | 8.543% | 0.070413 | 0.064343 | 31362.296 | 5124.9033 | 314.6524 | 25922.7404 | 31389.1012 | 0 | 0 | 31389.1012 | 0.006221%
2026 | 214 | 214-613R | Tier-3 | Tier-3---14 | 5--3 | 196 | 160 | 1721.769 | 85.69% | 14.07% | 0.2459% | 120.4361 | 0 | 0 | 120.4361 | 0 | 114.8878 | 2.2308 | 51.5015 | 114.8878 | 2.2308 | 51.5015 | 121.0265 | 2.35 | 51.5015 | 6.995% | 0.43289 | 0.39755 | 3977.4025 | 528.7899 | 507.0028 | 2941.6099 | 4028.0037 | 0 | 0 | 4028.0037 | 0.003972%
2026 | 214 | 214-647R | Tier-3 | Tier-3---8 | 5--5 | 264 | 206 | 22354.3085 | 99.24% | 0.73% | 0.02701% | 1731.1083 | 0 | 0 | 1731.1083 | 0 | 1651.3597 | 2.8721 | 574.9638 | 1651.3597 | 2.8721 | 574.9638 | 1739.5941 | 3.0256 | 574.9638 | 7.744% | 0.23844 | 0.21983 | 93753.9152 | 14837.2709 | 625.983 | 78290.6613 | 93813.9848 | 0 | 0 | 93813.9848 | 0.05709%
2026 | 215 | 215-1531R | Tier-2 | Tier-2---2 | 5--5 | 256 | 205 | 12702.4119 | 98.21% | 1.737% | 0.04837% | 999.0205 | 0 | 0 | 999.0205 | 0 | 952.9976 | 2.8582 | 333.4295 | 952.9976 | 2.8582 | 333.4295 | 1003.9176 | 3.0109 | 333.4295 | 7.865% | 0.20291 | 0.18666 | 62600.9651 | 10891.2685 | 1005.9666 | 50703.7299 | 62698.2793 | 0 | 0 | 62698.2793 | 0.03294%
2026 | 215 | 215-1534R | Tier-2 | Tier-2---1 | 5--5 | 243 | 193 | 19489.7064 | 99% | 0.9737% | 0.02962% | 1532.4175 | 0 | 0 | 1532.4175 | 0 | 1461.8222 | 2.6909 | 543.2544 | 1461.8222 | 2.6909 | 543.2544 | 1539.9294 | 2.8346 | 543.2544 | 7.863% | 0.1982 | 0.18246 | 98331.2515 | 17803.4226 | 882.3499 | 79645.479 | 98416.3669 | 0 | 0 | 98416.3669 | 0.05053%
2026 | 215 | 215-1544R | Tier-2 | Tier-2---8 | 5--4 | 53 | 50 | 1412.4296 | 98.09% | 1.785% | 0.1216% | 130.7071 | 0 | 0 | 130.7071 | 0 | 124.6857 | 0.69711 | 178.8597 | 124.6857 | 0.69711 | 178.8597 | 131.3478 | 0.73436 | 178.8597 | 9.254% | 0.10891 | 0.098634 | 12968.9923 | 2539.663 | 210.0651 | 10219.2641 | 12994.7543 | 0 | 0 | 12994.7543 | 0.00431%
2026 | 215 | 215-38R | Tier-3 | Tier-3---10 | 5--5 | 126 | 117 | 5434.8155 | 98.92% | 1.009% | 0.07406% | 499.1945 | 0 | 0 | 499.1945 | 0 | 476.1976 | 1.6312 | 291.9224 | 476.1976 | 1.6312 | 291.9224 | 501.6415 | 1.7184 | 291.9224 | 9.185% | 0.12528 | 0.11365 | 43381.3494 | 7513.7468 | 468.0295 | 35399.5731 | 43429.4541 | 0 | 0 | 43429.4541 | 0.01646%
2026 | 216 | 216-1859F | Tier-3 | Tier-3---4 | 5--5 | 268 | 195 | 14041.2877 | 99.19% | 0.7753% | 0.03948% | 1013.3363 | 0 | 0 | 1013.3363 | 0 | 966.654 | 2.7187 | 355.5514 | 966.654 | 2.7187 | 355.5514 | 1018.3037 | 2.864 | 355.5514 | 7.217% | 0.15704 | 0.14562 | 89409.7821 | 15986.4383 | 636.9074 | 72786.4365 | 89466.9493 | 0 | 0 | 89466.9493 | 0.03342%
2026 | 216 | 216-220R | Tier-3 | Tier-3---20 | 1--5 | 2 | 2 | 71.2816 | 99.9% | 0% | 0.09987% | 7.121 | 0 | 0 | 7.121 | 0 | 6.793 | 0.027885 | 243.6109 | 6.793 | 0.027885 | 243.6109 | 7.1559 | 0.029374 | 243.6109 | 9.99% | 0.000285 | 0.0002565 | 250110.7129 | 40302.5833 | 22.6906 | 209785.4391 | 250138.4667 | 0 | 0 | 250138.4667 | 0.0002348%
2026 | 217 | 217-41AE | Tier-2 | Tier-2---8 | 5--4 | 456 | 333 | 2013.5966 | 89.22% | 10.31% | 0.4697% | 131.2012 | 0 | 0 | 131.2012 | 0 | 125.157 | 4.6428 | 26.9573 | 125.157 | 4.6428 | 26.9573 | 131.8443 | 4.8909 | 26.9573 | 6.516% | 0.19664 | 0.18228 | 10240.1297 | 1454.7861 | 960.9628 | 7824.3807 | 10327.0537 | 0 | 0 | 10327.0537 | 0.004327%
2026 | 217 | 217-48AE | Tier-2 | Tier-2---8 | 5--4 | 344 | 306 | 2727.5845 | 87.85% | 11.78% | 0.3693% | 213.1484 | 0 | 0 | 213.1484 | 0 | 203.3291 | 4.2663 | 47.6589 | 203.3291 | 4.2663 | 47.6589 | 214.1932 | 4.4943 | 47.6589 | 7.815% | 0.20236 | 0.18436 | 13478.9252 | 1980.0515 | 1403.044 | 10095.8296 | 13638.8296 | 0 | 0 | 13638.8296 | 0.007029%
2026 | 217 | 217-835R | Tier-3 | Tier-3---5 | 5--5 | 319 | 297 | 10686.9326 | 98.68% | 1.222% | 0.09479% | 981.8904 | 0 | 0 | 981.8904 | 0 | 936.6567 | 4.1409 | 226.1986 | 936.6567 | 4.1409 | 226.1986 | 986.7035 | 4.3621 | 226.1986 | 9.188% | 0.28412 | 0.25767 | 37613.7803 | 6234.338 | 401.1019 | 30978.3405 | 37664.6202 | 0 | 0 | 37664.6202 | 0.03238%
2026 | 217 | 217-837R | Tier-3 | Tier-3---12 | 5--5 | 293 | 247 | 3657.1834 | 94.66% | 5.124% | 0.2164% | 291.8358 | 0 | 0 | 291.8358 | 0 | 278.3916 | 3.4437 | 80.8398 | 278.3916 | 3.4437 | 80.8398 | 293.2664 | 3.6277 | 80.8398 | 7.98% | 0.14269 | 0.13066 | 25630.0196 | 4247.0317 | 1289.9429 | 20093.0451 | 25756.0388 | 0 | 0 | 25756.0388 | 0.009624%
2026 | 217 | 217-972R | Tier-2 | Tier-2---8 | 5--4 | 256 | 217 | 1438.6594 | 90.88% | 8.66% | 0.4639% | 110.8226 | 0 | 0 | 110.8226 | 0 | 105.7172 | 3.0255 | 34.9423 | 105.7172 | 3.0255 | 34.9423 | 111.3658 | 3.1871 | 34.9423 | 7.703% | 0.18227 | 0.16682 | 7892.9777 | 1198.2453 | 600.4509 | 6094.2815 | 7959.6737 | 0 | 0 | 7959.6737 | 0.003655%
2026 | 217 | 217-983R | Tier-3 | Tier-3---5 | 5--5 | 116 | 114 | 10116.9629 | 99.05% | 0.91% | 0.0405% | 984.8031 | 0 | 0 | 984.8031 | 0 | 939.4353 | 1.5894 | 591.0552 | 939.4353 | 1.5894 | 591.0552 | 989.6306 | 1.6743 | 591.0552 | 9.734% | 0.2438 | 0.21984 | 41497.7937 | 6529.9576 | 349.4347 | 34618.4014 | 41540.7808 | 0 | 0 | 41540.7808 | 0.03248%
2026 | 220 | 220-288R | Tier-3 | Tier-3---14 | 5--4 | 132 | 111 | 2198.6799 | 96.34% | 3.473% | 0.1901% | 178.116 | 0 | 0 | 178.116 | 0 | 169.9106 | 1.5476 | 109.7902 | 169.9106 | 1.5476 | 109.7902 | 178.9892 | 1.6303 | 109.7902 | 8.101% | 0.37523 | 0.34368 | 5859.515 | 816.9998 | 199.3663 | 4843.1489 | 5879.2222 | 0 | 0 | 5879.2222 | 0.005874%
2026 | 220 | 220-294R | Tier-3 | Tier-3---14 | 5--3 | 328 | 272 | 1925.8876 | 84.29% | 15.28% | 0.4298% | 134.619 | 0 | 0 | 134.619 | 0 | 128.4174 | 3.7923 | 33.8626 | 128.4174 | 3.7923 | 33.8626 | 135.2789 | 3.9949 | 33.8626 | 6.99% | 0.44397 | 0.40716 | 4337.8466 | 467.6186 | 600.0435 | 3270.1845 | 4399.4661 | 0 | 0 | 4399.4661 | 0.004439%
2026 | 220 | 220-298R | Tier-3 | Tier-3---11 | 5--4 | 616 | 616 | 3585.6314 | 89.37% | 10.06% | 0.5685% | 320.4472 | 0 | 0 | 320.4472 | 0 | 305.6849 | 8.5884 | 35.5926 | 305.6849 | 8.5884 | 35.5926 | 322.0181 | 9.0473 | 35.5926 | 8.937% | 0.50177 | 0.45159 | 7145.9975 | 838.8497 | 642.3981 | 5664.7497 | 7230.4011 | 0 | 0 | 7230.4011 | 0.01057%
2026 | 221 | 221-1230F | Tier-3 | Tier-3---12 | 4--5 | 97 | 54 | 3690.9623 | 99.91% | 0% | 0.09183% | 205.2876 | 0 | 0 | 205.2876 | 0 | 195.8304 | 0.75288 | 260.1072 | 195.8304 | 0.75288 | 260.1072 | 206.2939 | 0.79311 | 260.1072 | 5.562% | 0.035843 | 0.033848 | 102975.2444 | 15309.4662 | 8.5902 | 87657.1879 | 102980.8191 | 0 | 0 | 102980.8191 | 0.00677%
2026 | 221 | 221-1236F | Tier-3 | Not Applicable | Not Applicable | 1 | 1 | 0 | 0% | 0% | 0% | 0 | 0 | 0 | 0 | 0 | 0 | 0.013942 | 0 | 0 | 0.013942 | 0 | 0 | 0.014687 | 0 | 0% | 0 | 0 | 0 | 0 | 0 | 0 | 0 | 0 | 0 | 0 | 0%
2026 | 221 | 221-23R | Tier-3 | Tier-3---11 | 5--5 | 307 | 168 | 3270.2376 | 92.16% | 7.656% | 0.1816% | 164.9318 | 0 | 0 | 164.9318 | 0 | 157.3338 | 2.3423 | 67.1705 | 157.3338 | 2.3423 | 67.1705 | 165.7403 | 2.4675 | 67.1705 | 5.043% | 0.19945 | 0.18853 | 16396.4914 | 2639.7901 | 1189.9448 | 12566.7565 | 16470.8858 | 0 | 0 | 16470.8858 | 0.005439%
2026 | 221 | 221-344R | Tier-3 | Tier-3---13 | 5--4 | 293 | 223 | 2735.9283 | 96.11% | 3.605% | 0.2871% | 200.1253 | 0 | 0 | 200.1253 | 0 | 190.906 | 3.1091 | 61.4017 | 190.906 | 3.1091 | 61.4017 | 201.1063 | 3.2753 | 61.4017 | 7.315% | 0.2115 | 0.1954 | 12935.7823 | 1776.6901 | 423.0574 | 10736.0349 | 12977.2557 | 0 | 0 | 12977.2557 | 0.006599%
2026 | 221 | 221-35 | Tier-2 | Tier-2---10 | 5--3 | 13 | 13 | 710.3273 | 99.46% | 0.4791% | 0.06249% | 70.648 | 0 | 0 | 70.648 | 0 | 67.3934 | 0.18125 | 371.8262 | 67.3934 | 0.18125 | 371.8262 | 70.9943 | 0.19093 | 371.8262 | 9.946% | 0.17281 | 0.15553 | 4110.5569 | 625.546 | 25.6711 | 3459.3398 | 4113.0306 | 0 | 0 | 4113.0306 | 0.00233%
2026 | 221 | 221-37AE | Tier-3 | Tier-3---11 | 5--5 | 244 | 151 | 3934.7733 | 97.03% | 2.838% | 0.1358% | 236.2624 | 0 | 0 | 236.2624 | 0 | 225.3782 | 2.1053 | 107.0535 | 225.3782 | 2.1053 | 107.0535 | 237.4205 | 2.2178 | 107.0535 | 6.004% | 0.19925 | 0.18692 | 19747.6238 | 2983.7057 | 579.4204 | 16184.4978 | 19786.3675 | 0 | 0 | 19786.3675 | 0.007791%
2026 | 221 | 221-38AE | Tier-3 | Tier-3---17 | 5--3 | 26 | 26 | 318.0967 | 33.4% | 66.33% | 0.2755% | 10.6237 | 0 | 0 | 10.6237 | 0 | 10.1343 | 0.3625 | 27.9567 | 10.1343 | 0.3625 | 27.9567 | 10.6758 | 0.38187 | 27.9567 | 3.34% | 0.16917 | 0.15225 | 1880.3284 | 102.8825 | 1057.137 | 720.3088 | 2019.4774 | 0 | 0 | 2019.4774 | 0.0003503%
2026 | 221 | 221-675R | Tier-2 | Tier-2---8 | 5--4 | 99 | 76 | 2055.424 | 99.51% | 0.3331% | 0.1572% | 157.0165 | 0 | 0 | 157.0165 | 0 | 149.783 | 1.0596 | 141.3563 | 149.783 | 1.0596 | 141.3563 | 157.7861 | 1.1162 | 141.3563 | 7.639% | 0.22072 | 0.20378 | 9312.3427 | 1344.1868 | 80.6907 | 7887.4652 | 9316.1393 | 0 | 0 | 9316.1393 | 0.005178%
2026 | 221 | 221-6R | Tier-2 | Tier-2---5 | 5--5 | 100 | 91 | 3904.259 | 99.88% | 0.03221% | 0.0896% | 354.8548 | 0 | 0 | 354.8548 | 0 | 338.5074 | 1.2687 | 266.8042 | 338.5074 | 1.2687 | 266.8042 | 356.5943 | 1.3365 | 266.8042 | 9.089% | 0.21604 | 0.19638 | 18071.9767 | 2732.2517 | 50.2734 | 15289.4517 | 18074.1805 | 0 | 0 | 18074.1805 | 0.0117%
2026 | 221 | 221-782R | Tier-3 | Tier-3---17 | 5--3 | 93 | 93 | 618.0174 | 98.68% | 0.7939% | 0.5237% | 60.9875 | 0 | 0 | 60.9875 | 0 | 58.1779 | 1.2966 | 44.8684 | 58.1779 | 1.2966 | 44.8684 | 61.2864 | 1.3659 | 44.8684 | 9.868% | 0.2472 | 0.22248 | 2500.0604 | 358.786 | 17.1966 | 2124.0778 | 2503.7205 | 0 | 0 | 2503.7205 | 0.002011%
2026 | 221 | 221-788 | Tier-3 | Tier-3---12 | 5--5 | 67 | 55 | 4481.9143 | 99.45% | 0.5095% | 0.04337% | 365.8842 | 0 | 0 | 365.8842 | 0 | 349.0287 | 0.76683 | 455.1604 | 349.0287 | 0.76683 | 455.1604 | 367.6778 | 0.8078 | 455.1604 | 8.164% | 0.18975 | 0.17417 | 23620.3007 | 4014.0972 | 176.6894 | 19429.514 | 23631.9794 | 0 | 0 | 23631.9794 | 0.01207%
2026 | 221 | 221-824 | Tier-3 | Tier-3---13 | 5--4 | 106 | 68 | 2324.2215 | 96.86% | 3.03% | 0.1069% | 144.4234 | 0 | 0 | 144.4234 | 0 | 137.7702 | 0.94808 | 145.3156 | 137.7702 | 0.94808 | 145.3156 | 145.1314 | 0.99873 | 145.3156 | 6.214% | 0.18396 | 0.17216 | 12634.0691 | 1992.2766 | 356.0024 | 10285.7901 | 12661.2384 | 0 | 0 | 12661.2384 | 0.004763%
2026 | 222 | 222-1433R | Tier-3 | Tier-3---5 | 5--5 | 123 | 107 | 9617.9712 | 99.59% | 0.3681% | 0.03974% | 833.2729 | 0 | 0 | 833.2729 | 0 | 794.8857 | 1.4918 | 532.8279 | 794.8857 | 1.4918 | 532.8279 | 837.3575 | 1.5715 | 532.8279 | 8.664% | 0.37266 | 0.34024 | 25809.0958 | 4058.0923 | 86.1531 | 21664.8505 | 25819.1253 | 0 | 0 | 25819.1253 | 0.02748%
2026 | 222 | 222-1503R | Tier-3 | Tier-3---15 | 5--4 | 76 | 57 | 1359.3953 | 95.15% | 4.696% | 0.1502% | 97.0139 | 0 | 0 | 97.0139 | 0 | 92.5447 | 0.79471 | 116.4508 | 92.5447 | 0.79471 | 116.4508 | 97.4894 | 0.83717 | 116.4508 | 7.137% | 0.23465 | 0.21705 | 5793.3484 | 808.274 | 260.6182 | 4724.4562 | 5816.1117 | 0 | 0 | 5816.1117 | 0.003199%
2026 | 222 | 222-1523R | Tier-3 | Tier-3---7 | 5--5 | 367 | 257 | 7406.689 | 96.62% | 3.25% | 0.1263% | 501.1579 | 0 | 0 | 501.1579 | 0 | 478.0706 | 3.5832 | 133.4212 | 478.0706 | 3.5832 | 133.4212 | 503.6146 | 3.7746 | 133.4212 | 6.766% | 0.26901 | 0.25017 | 27533.3002 | 4015.4723 | 832.0956 | 22685.7323 | 27603.3009 | 0 | 0 | 27603.3009 | 0.01653%
2026 | 222 | 222-1986R | Tier-3 | Tier-3---1 | 5--5 | 451 | 389 | 79194.3488 | 99.25% | 0.7305% | 0.01724% | 6779.655 | 0 | 0 | 6779.655 | 0 | 6467.3303 | 5.4235 | 1192.4535 | 6467.3303 | 5.4235 | 1192.4535 | 6812.8886 | 5.7133 | 1192.4535 | 8.561% | 0.41507 | 0.37927 | 190797.4815 | 33595.3988 | 1245.7209 | 155956.3617 | 190932.1538 | 0 | 0 | 190932.1538 | 0.2236%
2026 | 222 | 222-1988R | Tier-3 | Tier-3---11 | 5--4 | 18 | 17 | 3619.4356 | 99.27% | 0.7155% | 0.01673% | 339.3326 | 0 | 0 | 339.3326 | 0 | 323.7003 | 0.23702 | 1365.7152 | 323.7003 | 0.23702 | 1365.7152 | 340.996 | 0.24968 | 1365.7152 | 9.375% | 0.34461 | 0.31206 | 10502.9479 | 1679.8132 | 68.5397 | 8754.595 | 10510.9685 | 0 | 0 | 10510.9685 | 0.01119%
2026 | 222 | 222-1990R | Tier-3 | Tier-3---1 | 5--5 | 287 | 246 | 45106.6402 | 99.63% | 0.3509% | 0.01982% | 3851.9498 | 0 | 0 | 3851.9498 | 0 | 3674.4984 | 3.4298 | 1071.344 | 3674.4984 | 3.4298 | 1071.344 | 3870.8319 | 3.6131 | 1071.344 | 8.54% | 0.41211 | 0.37679 | 109452.4885 | 17402.8472 | 400.2043 | 91649.437 | 109490.5302 | 0 | 0 | 109490.5302 | 0.127%
2026 | 222 | 222-1992R | Tier-3 | Tier-3---18 | 5--2 | 43 | 18 | 288.7705 | 86.56% | 13.18% | 0.2657% | 10.463 | 0 | 0 | 10.463 | 0 | 9.981 | 0.25096 | 39.771 | 9.981 | 0.25096 | 39.771 | 10.5143 | 0.26437 | 39.771 | 3.623% | 0.22115 | 0.21189 | 1305.7642 | 167.1535 | 149.2603 | 989.3504 | 1313.4335 | 0 | 0 | 1313.4335 | 0.000345%
2026 | 222 | 222-2013R | Tier-3 | Tier-3---7 | 5--5 | 407 | 288 | 7426.9759 | 96.05% | 3.813% | 0.1383% | 504.7808 | 0 | 0 | 504.7808 | 0 | 481.5266 | 4.0154 | 119.9206 | 481.5266 | 4.0154 | 119.9206 | 507.2552 | 4.2299 | 119.9206 | 6.797% | 0.27927 | 0.25951 | 26594.1155 | 4003.6011 | 918.5637 | 21671.9506 | 26674.1295 | 0 | 0 | 26674.1295 | 0.01665%
2026 | 222 | 222-2063 | Tier-3 | Tier-3---9 | 5--5 | 79 | 75 | 4859.7765 | 99.85% | 0.09452% | 0.05485% | 460.682 | 0 | 0 | 460.682 | 0 | 439.4593 | 1.0457 | 420.2652 | 439.4593 | 1.0457 | 420.2652 | 462.9403 | 1.1015 | 420.2652 | 9.479% | 0.23776 | 0.21519 | 20439.7717 | 3158.5726 | 17.2561 | 17263.9431 | 20442.9743 | 0 | 0 | 20442.9743 | 0.01519%
2026 | 222 | 222-2085 | Tier-3 | Tier-3---3 | 5--5 | 910 | 544 | 16772.3082 | 96.7% | 3.181% | 0.1236% | 969.5191 | 0 | 0 | 969.5191 | 0 | 924.8554 | 7.5846 | 121.9385 | 924.8554 | 7.5846 | 121.9385 | 974.2717 | 7.9899 | 121.9385 | 5.78% | 0.35117 | 0.33018 | 47761.3033 | 7204.6408 | 1463.9747 | 39092.6878 | 47861.6531 | 0 | 0 | 47861.6531 | 0.03197%
2026 | 223 | 223-536R | Tier-2 | Tier-2---19 | 1--4 | 8 | 5 | 17.3686 | 98.33% | 0% | 1.666% | 1.0675 | 0 | 0 | 1.0675 | 0 | 1.0183 | 0.069711 | 14.607 | 1.0183 | 0.069711 | 14.607 | 1.0727 | 0.073436 | 14.607 | 6.146% | 0.0018852 | 0.0017674 | 9213.1285 | 1446.4962 | 15.3355 | 7751.2969 | 9223.3613 | 0 | 0 | 9223.3613 | 3.52e-05%
2026 | 230 | 230-1008R | Tier-2 | Tier-2---16 | 4--3 | 9 | 9 | 171.5883 | 99.37% | 0.4538% | 0.1789% | 17.0503 | 0 | 0 | 17.0503 | 0 | 16.2648 | 0.12548 | 129.6199 | 16.2648 | 0.12548 | 129.6199 | 17.1338 | 0.13219 | 129.6199 | 9.937% | 0.055697 | 0.050127 | 3080.7564 | 492.3345 | 31.2554 | 2557.1665 | 3082.9224 | 0 | 0 | 3082.9224 | 0.0005623%
2026 | 230 | 230-127AE | Tier-2 | Tier-2---7 | 5--5 | 269 | 213 | 2000.4654 | 94.98% | 4.641% | 0.3747% | 150.4557 | 0 | 0 | 150.4557 | 0 | 143.5245 | 2.9697 | 48.3295 | 143.5245 | 2.9697 | 48.3295 | 151.1932 | 3.1284 | 48.3295 | 7.521% | 0.093988 | 0.086546 | 21284.2191 | 3269.4209 | 921.4772 | 17093.321 | 21376.0259 | 0 | 0 | 21376.0259 | 0.004961%
2026 | 230 | 230-133AE | Tier-2 | Tier-2---6 | 5--5 | 328 | 221 | 6388.6939 | 98.26% | 1.615% | 0.1229% | 422.9789 | 0 | 0 | 422.9789 | 0 | 403.4931 | 3.0812 | 130.9513 | 403.4931 | 3.0812 | 130.9513 | 425.0523 | 3.2459 | 130.9513 | 6.621% | 0.095565 | 0.089126 | 66852.0974 | 10704.3112 | 1013.9772 | 55133.809 | 66936.0108 | 0 | 0 | 66936.0108 | 0.01395%
2026 | 230 | 230-1586R | Tier-2 | Tier-2---7 | 4--5 | 245 | 177 | 2072.8837 | 91.06% | 8.635% | 0.3% | 136.3741 | 0 | 0 | 136.3741 | 0 | 130.0917 | 2.4678 | 52.716 | 130.0917 | 2.4678 | 52.716 | 137.0426 | 2.5996 | 52.716 | 6.579% | 0.084625 | 0.078511 | 24494.9333 | 3610.2418 | 2037.5267 | 18847.1648 | 24665.3693 | 0 | 0 | 24665.3693 | 0.004497%
2026 | 230 | 230-1606R | Tier-2 | Tier-2---11 | 4--4 | 71 | 51 | 536.3838 | 78.97% | 20.71% | 0.32% | 30.4256 | 0 | 0 | 30.4256 | 0 | 29.024 | 0.71106 | 40.8181 | 29.024 | 0.71106 | 40.8181 | 30.5748 | 0.74905 | 40.8181 | 5.672% | 0.062818 | 0.058306 | 8538.6965 | 1090.1965 | 1630.9842 | 5817.5158 | 8677.6771 | 0 | 0 | 8677.6771 | 0.001003%
2026 | 230 | 230-181 | Tier-2 | Tier-2---9 | 4--4 | 52 | 38 | 788.7224 | 98.19% | 1.606% | 0.2041% | 56.5939 | 0 | 0 | 56.5939 | 0 | 53.9868 | 0.52981 | 101.899 | 53.9868 | 0.52981 | 101.899 | 56.8714 | 0.55812 | 101.899 | 7.175% | 0.063241 | 0.05862 | 12471.6541 | 1938.3166 | 505.8598 | 10027.4777 | 12489.4546 | 0 | 0 | 12489.4546 | 0.001866%
2026 | 230 | 230-2060R | Tier-2 | Tier-2---4 | 4--5 | 236 | 183 | 3473.4554 | 97.68% | 2.135% | 0.1887% | 263.0824 | 0 | 0 | 263.0824 | 0 | 250.9628 | 2.5514 | 98.3613 | 250.9628 | 2.5514 | 98.3613 | 264.3721 | 2.6878 | 98.3613 | 7.574% | 0.088414 | 0.081559 | 39286.0822 | 6237.3116 | 786.318 | 32262.4526 | 39362.8067 | 0 | 0 | 39362.8067 | 0.008675%
2026 | 230 | 230-2067 | Tier-2 | Tier-2---16 | 4--3 | 6 | 6 | 121.6067 | 92.98% | 6.845% | 0.1786% | 11.3066 | 0 | 0 | 11.3066 | 0 | 10.7857 | 0.083654 | 128.9325 | 10.7857 | 0.083654 | 128.9325 | 11.362 | 0.088123 | 128.9325 | 9.298% | 0.054619 | 0.049157 | 2226.4545 | 337.872 | 139.4312 | 1749.1513 | 2243.8298 | 0 | 0 | 2243.8298 | 0.0003728%
2026 | 230 | 230-371AE | Tier-2 | Tier-2---13 | 4--3 | 41 | 29 | 195.7251 | 81.71% | 17.81% | 0.4804% | 11.3124 | 0 | 0 | 11.3124 | 0 | 10.7913 | 0.40433 | 26.6896 | 10.7913 | 0.40433 | 26.6896 | 11.3679 | 0.42593 | 26.6896 | 5.78% | 0.059006 | 0.054832 | 3317.0375 | 438.8452 | 524.5469 | 2353.6453 | 3363.2059 | 0 | 0 | 3363.2059 | 0.000373%
2026 | 231 | 231-1136R | Tier-2 | Tier-2---7 | 4--5 | 357 | 245 | 2730.9177 | 98.3% | 1.373% | 0.325% | 184.2332 | 0 | 0 | 184.2332 | 0 | 175.746 | 3.4159 | 51.45 | 175.746 | 3.4159 | 51.45 | 185.1363 | 3.5984 | 51.45 | 6.746% | 0.054655 | 0.050904 | 49966.8413 | 8713.2838 | 1199.3075 | 40054.25 | 50029.3647 | 0 | 0 | 50029.3647 | 0.006075%
2026 | 231 | 231-1635R | Tier-2 | Tier-2---4 | 5--5 | 862 | 613 | 5142.095 | 98.68% | 0.901% | 0.4182% | 360.8495 | 0 | 0 | 360.8495 | 0 | 344.2259 | 8.5466 | 40.2763 | 344.2259 | 8.5466 | 40.2763 | 362.6183 | 9.0033 | 40.2763 | 7.018% | 0.11648 | 0.10819 | 44146.87 | 7752.1946 | 471.7485 | 35922.9269 | 44191.4554 | 0 | 0 | 44191.4554 | 0.0119%
2026 | 232 | 232-40AE | Tier-2 | Tier-2---19 | 2--3 | 5 | 4 | 11.4297 | 0.4523% | 98.58% | 0.9661% | 0.0041361 | 0 | 0 | 0.0041361 | 0 | 0.0039456 | 0.055769 | 0.070748 | 0.0039456 | 0.055769 | 0.070748 | 0.0041564 | 0.058749 | 0.070748 | 0.03619% | 0.0059544 | 0.005478 | 1919.5436 | 3.4341 | 1729.7945 | 186.3149 | 2085.7054 | 0 | 0 | 2085.7054 | 1.364e-07%
2026 | 233 | 233-123R | Tier-2 | Tier-2---4 | 4--5 | 412 | 292 | 3035.8045 | 98.84% | 0.8219% | 0.339% | 212.6612 | 0 | 0 | 212.6612 | 0 | 202.8643 | 4.0711 | 49.8298 | 202.8643 | 4.0711 | 49.8298 | 213.7037 | 4.2887 | 49.8298 | 7.005% | 0.06125 | 0.056909 | 49563.8317 | 7938.6753 | 487.1368 | 41138.0196 | 49607.7217 | 0 | 0 | 49607.7217 | 0.007013%
2026 | 233 | 233-41R | Tier-2 | Tier-2---9 | 4--5 | 273 | 222 | 718.991 | 97.57% | 1.357% | 1.072% | 57.0469 | 0 | 0 | 57.0469 | 0 | 54.4188 | 3.0952 | 17.5818 | 54.4188 | 3.0952 | 17.5818 | 57.3265 | 3.2606 | 17.5818 | 7.934% | 0.044487 | 0.040869 | 16161.8225 | 2695.2374 | 377.2862 | 13089.2989 | 16196.5806 | 0 | 0 | 16196.5806 | 0.001881%
2026 | 233 | 233-81F | Tier-2 | Tier-2---12 | 3--5 | 99 | 89 | 447.7794 | 94.96% | 4.349% | 0.694% | 38.225 | 0 | 0 | 38.225 | 0 | 36.464 | 1.2409 | 29.386 | 36.464 | 1.2409 | 29.386 | 38.4124 | 1.3072 | 29.386 | 8.537% | 0.02204 | 0.020058 | 20316.8521 | 3103.6732 | 873.0875 | 16340.0914 | 20418.0531 | 0 | 0 | 20418.0531 | 0.001261%
2026 | 233 | 233-86F | Tier-2 | Tier-2---8 | 5--5 | 412 | 327 | 2341.6741 | 85.9% | 13.6% | 0.4998% | 159.6551 | 0 | 0 | 159.6551 | 0 | 152.3001 | 4.5591 | 33.4055 | 152.3001 | 4.5591 | 33.4055 | 160.4377 | 4.8027 | 33.4055 | 6.818% | 0.1204 | 0.11084 | 19449.7342 | 2690.1535 | 2433.0497 | 14326.531 | 19686.1196 | 0 | 0 | 19686.1196 | 0.005265%
2026 | 234 | 234-48R | Tier-2 | Tier-2---4 | 4--5 | 334 | 216 | 4939.3793 | 99.46% | 0.3916% | 0.1518% | 317.6971 | 0 | 0 | 317.6971 | 0 | 303.0615 | 3.0115 | 100.6336 | 303.0615 | 3.0115 | 100.6336 | 319.2545 | 3.1724 | 100.6336 | 6.432% | 0.047931 | 0.044832 | 103051.0115 | 20615.902 | 443.8608 | 81991.2487 | 103089.7294 | 0 | 0 | 103089.7294 | 0.01048%
2026 | 235 | 235-897R | Tier-2 | Tier-2---5 | 5--5 | 241 | 130 | 4375.0381 | 88.63% | 11.27% | 0.1058% | 209.157 | 0 | 0 | 209.157 | 0 | 199.5216 | 1.8125 | 110.081 | 199.5216 | 1.8125 | 110.081 | 210.1823 | 1.9093 | 110.081 | 4.781% | 0.1179 | 0.11154 | 37108.0419 | 5823.2573 | 3860.2589 | 27424.5257 | 37348.6807 | 0 | 0 | 37348.6807 | 0.006897%
2026 | 235 | 235-899R | Tier-2 | Tier-2---1 | 5--5 | 531 | 270 | 23678.6611 | 98.37% | 1.593% | 0.04039% | 1184.3293 | 0 | 0 | 1184.3293 | 0 | 1129.7697 | 3.7644 | 300.1181 | 1129.7697 | 3.7644 | 300.1181 | 1190.1348 | 3.9656 | 300.1181 | 5.002% | 0.15496 | 0.14709 | 152800.2562 | 27483.3247 | 2386.7614 | 122930.1701 | 152933.9911 | 0 | 0 | 152933.9911 | 0.03905%
2026 | 236 | 236-1535R | Tier-3 | Tier-3---4 | 5--5 | 252 | 162 | 9719.0421 | 98.73% | 1.209% | 0.05836% | 616.8774 | 0 | 0 | 616.8774 | 0 | 588.4592 | 2.2587 | 260.5357 | 588.4592 | 2.2587 | 260.5357 | 619.9013 | 2.3793 | 260.5357 | 6.347% | 0.12847 | 0.12021 | 75651.1712 | 14020.5397 | 863.9874 | 60766.6441 | 75717.0389 | 0 | 0 | 75717.0389 | 0.02034%
2026 | 236 | 236-1561R | Tier-3 | Tier-3---13 | 5--4 | 137 | 97 | 2823.5781 | 97.26% | 2.617% | 0.1213% | 194.444 | 0 | 0 | 194.444 | 0 | 185.4864 | 1.3524 | 137.1533 | 185.4864 | 1.3524 | 137.1533 | 195.3972 | 1.4247 | 137.1533 | 6.886% | 0.17766 | 0.16508 | 15893.5317 | 2548.7171 | 379.7854 | 12965.0293 | 15926.6892 | 0 | 0 | 15926.6892 | 0.006412%
2026 | 236 | 236-1563R | Tier-3 | Tier-3---13 | 5--4 | 81 | 69 | 2260.6624 | 98.61% | 1.288% | 0.1052% | 189.8927 | 0 | 0 | 189.8927 | 0 | 181.1448 | 0.96202 | 188.2967 | 181.1448 | 0.96202 | 188.2967 | 190.8236 | 1.0134 | 188.2967 | 8.4% | 0.17215 | 0.15749 | 13131.72 | 2138.3841 | 138.0778 | 10855.258 | 13148.7512 | 0 | 0 | 13148.7512 | 0.006262%
2026 | 236 | 236-1567R | Tier-3 | Tier-3---10 | 5--5 | 171 | 127 | 5332.0037 | 98.07% | 1.841% | 0.0848% | 388.3774 | 0 | 0 | 388.3774 | 0 | 370.4857 | 1.7707 | 209.2347 | 370.4857 | 1.7707 | 209.2347 | 390.2812 | 1.8653 | 209.2347 | 7.284% | 0.18129 | 0.16783 | 29411.5902 | 5307.4744 | 501.4864 | 23602.6294 | 29457.0256 | 0 | 0 | 29457.0256 | 0.01281%
2026 | 236 | 236-1569R | Tier-3 | Tier-3---8 | 5--5 | 498 | 306 | 21222.9131 | 98.36% | 1.585% | 0.05121% | 1282.7226 | 0 | 0 | 1282.7226 | 0 | 1223.6302 | 4.2663 | 286.8103 | 1223.6302 | 4.2663 | 286.8103 | 1289.0104 | 4.4943 | 286.8103 | 6.044% | 0.21435 | 0.20117 | 99012.7753 | 16128.7388 | 1444.5093 | 81439.5272 | 99118.8322 | 0 | 0 | 99118.8322 | 0.0423%
2026 | 236 | 236-1573R | Tier-3 | Tier-3---7 | 5--5 | 192 | 130 | 6927.8558 | 97.84% | 2.089% | 0.06679% | 458.9623 | 0 | 0 | 458.9623 | 0 | 437.8188 | 1.8125 | 241.5556 | 437.8188 | 1.8125 | 241.5556 | 461.2121 | 1.9093 | 241.5556 | 6.625% | 0.18488 | 0.17236 | 37473.1079 | 6448.1569 | 711.4883 | 30313.4626 | 37531.7724 | 0 | 0 | 37531.7724 | 0.01513%
2026 | 237 | 237-1761R | Tier-3 | Tier-3---12 | 5--5 | 126 | 113 | 3634.1464 | 99.4% | 0.4942% | 0.1098% | 323.9509 | 0 | 0 | 323.9509 | 0 | 309.0272 | 1.5755 | 196.1482 | 309.0272 | 1.5755 | 196.1482 | 325.5389 | 1.6597 | 196.1482 | 8.914% | 0.14935 | 0.13596 | 24332.6951 | 3910.2644 | 110.1562 | 20312.2745 | 24347.1743 | 0 | 0 | 24347.1743 | 0.01068%
2026 | 237 | 237-1765R | Tier-3 | Tier-3---1 | 5--5 | 223 | 158 | 28249.2525 | 99.34% | 0.6358% | 0.01982% | 1988.3938 | 0 | 0 | 1988.3938 | 0 | 1896.7926 | 2.2029 | 861.0508 | 1896.7926 | 2.2029 | 861.0508 | 1998.1408 | 2.3206 | 861.0508 | 7.039% | 0.25909 | 0.24073 | 109034.6893 | 21935.6413 | 634.4252 | 86464.6228 | 109089.2019 | 0 | 0 | 109089.2019 | 0.06557%
2026 | 237 | 237-17R | Tier-2 | Tier-2---1 | 5--5 | 536 | 275 | 27080.7376 | 98.89% | 1.071% | 0.0369% | 1374.0091 | 0 | 0 | 1374.0091 | 0 | 1310.7113 | 3.8341 | 341.8538 | 1310.7113 | 3.8341 | 341.8538 | 1380.7444 | 4.039 | 341.8538 | 5.074% | 0.15539 | 0.14742 | 174274.8137 | 31991.9545 | 1838.789 | 140444.0702 | 174379.2405 | 0 | 0 | 174379.2405 | 0.04531%
2026 | 237 | 237-26F | Tier-2 | Tier-2---10 | 5--4 | 113 | 46 | 663.2151 | 70.89% | 28.72% | 0.399% | 19.1377 | 0 | 0 | 19.1377 | 0 | 18.256 | 0.64135 | 28.4652 | 18.256 | 0.64135 | 28.4652 | 19.2315 | 0.67561 | 28.4652 | 2.886% | 0.10897 | 0.10454 | 6086.0279 | 695.3102 | 1570.8815 | 3819.8362 | 6161.2208 | 0 | 0 | 6161.2208 | 0.0006311%
2026 | 237 | 237-28F | Tier-2 | Tier-2---7 | 5--5 | 59 | 29 | 2530.2255 | 98.83% | 1.116% | 0.05734% | 122.9074 | 0 | 0 | 122.9074 | 0 | 117.2453 | 0.40433 | 289.977 | 117.2453 | 0.40433 | 289.977 | 123.5099 | 0.42593 | 289.977 | 4.858% | 0.10804 | 0.10273 | 23418.4293 | 3729.6319 | 261.331 | 19427.4664 | 23432.637 | 0 | 0 | 23432.637 | 0.004053%
2026 | 237 | 237-2R | Tier-3 | Tier-3---2 | 5--5 | 499 | 344 | 30894.1234 | 99.11% | 0.8492% | 0.03898% | 2110.859 | 0 | 0 | 2110.859 | 0 | 2013.6161 | 4.7961 | 419.8404 | 2013.6161 | 4.7961 | 419.8404 | 2121.2064 | 5.0524 | 419.8404 | 6.833% | 0.18156 | 0.16904 | 170161.3668 | 36497.0865 | 1351.4865 | 132312.7938 | 170273.2697 | 0 | 0 | 170273.2697 | 0.06961%
2026 | 237 | 237-30R | Tier-3 | Tier-3---1 | 5--5 | 651 | 565 | 65515.492 | 98.93% | 1.038% | 0.03019% | 5625.3221 | 0 | 0 | 5625.3221 | 0 | 5366.1752 | 7.8774 | 681.2122 | 5366.1752 | 7.8774 | 681.2122 | 5652.8973 | 8.2983 | 681.2122 | 8.586% | 0.49249 | 0.44974 | 133030.3773 | 22547.6539 | 1250.7985 | 109231.9249 | 133165.4284 | 0 | 0 | 133165.4284 | 0.1855%
2026 | 239 | 239-2207R | Tier-3 | Tier-3---16 | 4--4 | 127 | 110 | 860.3234 | 98.08% | 1.495% | 0.4234% | 73.0864 | 0 | 0 | 73.0864 | 0 | 69.7194 | 1.5337 | 45.4598 | 69.7194 | 1.5337 | 45.4598 | 73.4446 | 1.6156 | 45.4598 | 8.495% | 0.078224 | 0.071448 | 10998.2588 | 1887.5765 | 146.4219 | 8964.2604 | 11018.2711 | 0 | 0 | 11018.2711 | 0.00241%
2026 | 239 | 239-2211R | Tier-3 | Tier-3---16 | 5--4 | 55 | 50 | 1585.1718 | 98.67% | 1.22% | 0.1095% | 142.1904 | 0 | 0 | 142.1904 | 0 | 135.64 | 0.69711 | 194.5735 | 135.64 | 0.69711 | 194.5735 | 142.8874 | 0.73436 | 194.5735 | 8.97% | 0.11902 | 0.1082 | 13318.69 | 2119.2722 | 143.2039 | 11056.2139 | 13336.3995 | 0 | 0 | 13336.3995 | 0.004689%
2026 | 239 | 239-2213R | Tier-3 | Tier-3---15 | 5--4 | 134 | 111 | 1116.4705 | 96.46% | 3.23% | 0.3121% | 89.2076 | 0 | 0 | 89.2076 | 0 | 85.098 | 1.5476 | 54.9873 | 85.098 | 1.5476 | 54.9873 | 89.6449 | 1.6303 | 54.9873 | 7.99% | 0.1294 | 0.11869 | 8627.7496 | 1319.6651 | 288.3985 | 7019.686 | 8655.353 | 0 | 0 | 8655.353 | 0.002942%
2026 | 239 | 239-2215R | Tier-3 | Tier-3---10 | 5--5 | 305 | 250 | 6268.6569 | 98.24% | 1.63% | 0.1302% | 504.7804 | 0 | 0 | 504.7804 | 0 | 481.5262 | 3.4856 | 138.1484 | 481.5262 | 3.4856 | 138.1484 | 507.2548 | 3.6718 | 138.1484 | 8.052% | 0.15408 | 0.14145 | 40685.5389 | 6831.4863 | 640.4954 | 33213.5572 | 40749.478 | 0 | 0 | 40749.478 | 0.01665%
2026 | 239 | 239-2217R | Tier-3 | Tier-3---16 | 4--4 | 108 | 101 | 1029.5673 | 69.27% | 30.42% | 0.3032% | 66.6975 | 0 | 0 | 66.6975 | 0 | 63.6249 | 1.4082 | 45.1827 | 63.6249 | 1.4082 | 45.1827 | 67.0245 | 1.4834 | 45.1827 | 6.478% | 0.073205 | 0.066359 | 14064.0898 | 1546.1618 | 3996.6336 | 8521.2943 | 14509.9362 | 0 | 0 | 14509.9362 | 0.002199%
2026 | 239 | 239-89R | Tier-3 | Tier-3---17 | 4--4 | 52 | 38 | 376.4251 | 98.76% | 0.8388% | 0.4045% | 27.166 | 0 | 0 | 27.166 | 0 | 25.9145 | 0.52981 | 48.9131 | 25.9145 | 0.52981 | 48.9131 | 27.2992 | 0.55812 | 48.9131 | 7.217% | 0.064786 | 0.060051 | 5810.3033 | 876.5504 | 280.4988 | 4653.254 | 5815.9985 | 0 | 0 | 5815.9985 | 0.0008958%
2026 | 240 | 240-1028R | Tier-2 | Tier-2---9 | 4--5 | 165 | 99 | 1181.5361 | 98.38% | 1.316% | 0.2998% | 69.7467 | 0 | 0 | 69.7467 | 0 | 66.5337 | 1.3803 | 48.2028 | 66.5337 | 1.3803 | 48.2028 | 70.0886 | 1.454 | 48.2028 | 5.903% | 0.045174 | 0.042464 | 26155.1082 | 4733.8049 | 362.4599 | 21058.8433 | 26182.0822 | 0 | 0 | 26182.0822 | 0.0023%
2026 | 240 | 240-1044 | Tier-3 | Tier-3---16 | 4--4 | 71 | 40 | 791.3356 | 98.7% | 1.112% | 0.1837% | 44.0048 | 0 | 0 | 44.0048 | 0 | 41.9776 | 0.55769 | 75.2703 | 41.9776 | 0.55769 | 75.2703 | 44.2205 | 0.58749 | 75.2703 | 5.561% | 0.076308 | 0.072009 | 10370.2289 | 1768.6676 | 147.2931 | 8454.2683 | 10378.2486 | 0 | 0 | 10378.2486 | 0.001451%
2026 | 240 | 240-1148 | Tier-3 | Tier-3---17 | 4--4 | 75 | 64 | 376.72 | 96.88% | 2.523% | 0.5996% | 31.143 | 0 | 0 | 31.143 | 0 | 29.7083 | 0.89231 | 33.2938 | 29.7083 | 0.89231 | 33.2938 | 31.2956 | 0.93998 | 33.2938 | 8.267% | 0.037482 | 0.034284 | 10050.6383 | 1533.8365 | 215.1786 | 8301.6232 | 10079.9177 | 0 | 0 | 10079.9177 | 0.001027%
2026 | 240 | 240-2004R | Tier-3 | Tier-3---12 | 5--5 | 623 | 363 | 4437.6588 | 97.91% | 1.769% | 0.321% | 253.1626 | 0 | 0 | 253.1626 | 0 | 241.4999 | 5.061 | 47.7174 | 241.4999 | 5.061 | 47.7174 | 254.4036 | 5.3315 | 47.7174 | 5.705% | 0.095775 | 0.090195 | 46334.0144 | 8309.1897 | 777.0534 | 37247.7713 | 46393.9295 | 0 | 0 | 46393.9295 | 0.008348%
2026 | 240 | 240-2006R | Tier-3 | Tier-3---12 | 4--5 | 269 | 189 | 3742.5721 | 99.07% | 0.7558% | 0.1785% | 260.4973 | 0 | 0 | 260.4973 | 0 | 248.4967 | 2.6351 | 94.3029 | 248.4967 | 2.6351 | 94.3029 | 261.7743 | 2.7759 | 94.3029 | 6.96% | 0.06999 | 0.065073 | 53472.8025 | 8543.8289 | 386.3377 | 44542.6358 | 53510.5547 | 0 | 0 | 53510.5547 | 0.00859%
2026 | 240 | 240-2032R | Tier-3 | Tier-3---12 | 5--5 | 344 | 265 | 3665.7351 | 96.82% | 2.929% | 0.2538% | 273.401 | 0 | 0 | 273.401 | 0 | 260.8059 | 3.6947 | 70.5891 | 260.8059 | 3.6947 | 70.5891 | 274.7412 | 3.8921 | 70.5891 | 7.458% | 0.12278 | 0.11332 | 29856.9037 | 4756.4874 | 803.6507 | 24296.7656 | 29936.2243 | 0 | 0 | 29936.2243 | 0.009016%
2026 | 242 | 242-1426F | Tier-2 | Tier-2---10 | 5--4 | 117 | 56 | 960.3446 | 65.96% | 33.81% | 0.2324% | 30.3183 | 0 | 0 | 30.3183 | 0 | 28.9216 | 0.78077 | 37.0425 | 28.9216 | 0.78077 | 37.0425 | 30.4669 | 0.82249 | 37.0425 | 3.157% | 0.10724 | 0.10211 | 8954.7461 | 1188.9727 | 2793.8383 | 4971.9351 | 9107.9804 | 0 | 0 | 9107.9804 | 0.0009998%
2026 | 242 | 242-1427F | Tier-2 | Tier-2---20 | 5--1 | 5 | 3 | 24.991 | 71.07% | 28.66% | 0.2708% | 1.0657 | 0 | 0 | 1.0657 | 0 | 1.0166 | 0.041827 | 24.305 | 1.0166 | 0.041827 | 24.305 | 1.0709 | 0.044062 | 24.305 | 4.264% | 0.096908 | 0.091093 | 257.8839 | 30.0686 | 62.0054 | 165.8099 | 262.6456 | 0 | 0 | 262.6456 | 3.514e-05%
2026 | 243 | 243-14R | Tier-2 | Tier-2---11 | 4--4 | 470 | 1 | 404.2589 | 29.5% | 68.39% | 2.113% | 0.025372 | 0 | 0 | 0.025372 | 0 | 0.024204 | 0.013942 | 1.736 | 0.024204 | 0.013942 | 1.736 | 0.025497 | 0.014687 | 1.736 | 0.006276% | 0.066445 | 0.066431 | 6084.1314 | 280.7794 | 3933.5085 | 1869.8435 | 6085.0442 | 0 | 0 | 6085.0442 | 8.367e-07%
2026 | 246 | 246-34R | Tier-3 | Tier-3---12 | 4--5 | 436 | 310 | 3387.0058 | 94.54% | 5.197% | 0.2577% | 227.682 | 0 | 0 | 227.682 | 0 | 217.1931 | 4.3221 | 50.2517 | 217.1931 | 4.3221 | 50.2517 | 228.7981 | 4.553 | 50.2517 | 6.722% | 0.070488 | 0.065476 | 48050.8143 | 8360.4537 | 2387.5887 | 37302.7719 | 48251.4556 | 0 | 0 | 48251.4556 | 0.007508%
2026 | 247 | 247-46 | Tier-3 | Tier-3---16 | 4--5 | 227 | 161 | 1360.3328 | 92.51% | 7.186% | 0.3009% | 89.2584 | 0 | 0 | 89.2584 | 0 | 85.1465 | 2.2447 | 37.9321 | 85.1465 | 2.2447 | 37.9321 | 89.696 | 2.3646 | 37.9321 | 6.562% | 0.045228 | 0.042021 | 30076.9614 | 4522.9768 | 2007.8493 | 23546.1352 | 30248.8614 | 0 | 0 | 30248.8614 | 0.002943%
2026 | 247 | 247-48 | Tier-2 | Tier-2---16 | 3--3 | 9 | 9 | 105.2026 | 98.18% | 1.532% | 0.2854% | 10.3291 | 0 | 0 | 10.3291 | 0 | 9.8533 | 0.12548 | 78.5241 | 9.8533 | 0.12548 | 78.5241 | 10.3797 | 0.13219 | 78.5241 | 9.818% | 0.026216 | 0.023594 | 4012.9756 | 640.3206 | 51.944 | 3320.7111 | 4021.0779 | 0 | 0 | 4021.0779 | 0.0003406%
2026 | 249 | 249-24R | Tier-3 | Tier-3---12 | 5--5 | 464 | 292 | 3753.23 | 95.85% | 3.876% | 0.273% | 226.3951 | 0 | 0 | 226.3951 | 0 | 215.9656 | 4.0711 | 53.0478 | 215.9656 | 4.0711 | 53.0478 | 227.5049 | 4.2887 | 53.0478 | 6.032% | 0.10094 | 0.094585 | 37183.961 | 6704.4922 | 1334.1553 | 29145.3135 | 37287.5668 | 0 | 0 | 37287.5668 | 0.007466%
2026 | 252 | 252-129 | Tier-2 | Tier-2---18 | 3--3 | 98 | 86 | 49.4853 | 86.66% | 6.71% | 6.626% | 3.7635 | 0 | 0 | 3.7635 | 0 | 3.5901 | 1.199 | 2.9942 | 3.5901 | 1.199 | 2.9942 | 3.7819 | 1.2631 | 2.9942 | 7.605% | 0.02391 | 0.021811 | 2069.6845 | 324.0484 | 134.0961 | 1611.54 | 2096.2355 | 0 | 0 | 2096.2355 | 0.0001241%
2026 | 283 | 283-55R | Tier-3 | Tier-3---9 | 5--5 | 109 | 96 | 5299.6344 | 98.55% | 1.37% | 0.07601% | 460.0093 | 0 | 0 | 460.0093 | 0 | 438.8176 | 1.3385 | 327.8528 | 438.8176 | 1.3385 | 327.8528 | 462.2643 | 1.41 | 327.8528 | 8.68% | 0.20157 | 0.18382 | 26291.5727 | 4431.5745 | 343.4719 | 21516.5263 | 26328.2799 | 0 | 0 | 26328.2799 | 0.01517%
2026 | 283 | 283-71F | Tier-3 | Tier-3---13 | 5--4 | 127 | 112 | 2013.5901 | 87.8% | 12.03% | 0.1689% | 155.9138 | 0 | 0 | 155.9138 | 0 | 148.7311 | 1.5615 | 95.2467 | 148.7311 | 1.5615 | 95.2467 | 156.6781 | 1.645 | 95.2467 | 7.743% | 0.19011 | 0.17335 | 10591.4545 | 1521.6606 | 1147.6649 | 7922.129 | 10716.4205 | 0 | 0 | 10716.4205 | 0.005141%
2026 | 283 | 283-80F | Tier-3 | Tier-3---19 | 5--1 | 2 | 2 | 22.6843 | 50.28% | 49.56% | 0.1579% | 1.1406 | 0 | 0 | 1.1406 | 0 | 1.0881 | 0.027885 | 39.0209 | 1.0881 | 0.027885 | 39.0209 | 1.1462 | 0.029374 | 39.0209 | 5.028% | 0.17072 | 0.15365 | 132.8742 | 11.4022 | 53.3449 | 68.1271 | 140.2144 | 0 | 0 | 140.2144 | 3.761e-05%
2026 | 288 | 288-149R | Tier-2 | Tier-2---12 | 3--5 | 170 | 2 | 481.2843 | 94.31% | 4.95% | 0.7414% | 0.53399 | 0 | 0 | 0.53399 | 0 | 0.50939 | 0.027885 | 18.2678 | 0.50939 | 0.027885 | 18.2678 | 0.53661 | 0.029374 | 18.2678 | 0.111% | 0.02124 | 0.021215 | 22659.7646 | 3469.9036 | 1191.7456 | 17998.1154 | 22661.2836 | 0 | 0 | 22661.2836 | 1.761e-05%
2026 | 288 | 288-2375R | Tier-2 | Tier-2---19 | 2--4 | 7 | 2 | 41.8014 | 98.23% | 1.253% | 0.5152% | 1.1732 | 0 | 0 | 1.1732 | 0 | 1.1192 | 0.027885 | 40.1354 | 1.1192 | 0.027885 | 40.1354 | 1.179 | 0.029374 | 40.1354 | 2.807% | 0.0067116 | 0.0065198 | 6228.2316 | 993.1951 | 116.6696 | 5118.3669 | 6231.4709 | 0 | 0 | 6231.4709 | 3.869e-05%
2026 | 288 | 288-2380F | Tier-2 | Tier-2---12 | 4--5 | 43 | 34 | 550.61 | 92.88% | 6.93% | 0.1872% | 40.4378 | 0 | 0 | 40.4378 | 0 | 38.5749 | 0.47404 | 81.3752 | 38.5749 | 0.47404 | 81.3752 | 40.636 | 0.49937 | 81.3752 | 7.344% | 0.030344 | 0.027945 | 18145.5978 | 2753.5191 | 1169.7879 | 14222.2908 | 18256.4877 | 0 | 0 | 18256.4877 | 0.001333%
2026 | 296 | 296-68F | Tier-2 | Tier-2---21 | 1--2 | 43 | 29 | 3.2301 | 78.97% | 0% | 21.03% | 0.17202 | 0 | 0 | 0.17202 | 0 | 0.1641 | 0.40433 | 0.40586 | 0.1641 | 0.40433 | 0.40586 | 0.17287 | 0.42593 | 0.40586 | 5.326% | 0.0027146 | 0.0025315 | 1189.8836 | 223.7824 | 100.9033 | 865.1979 | 1207.9819 | 0 | 0 | 1207.9819 | 5.673e-06%
2026 | 300 | 300-483F | Tier-2 | Tier-2---12 | 3--5 | 69 | 68 | 458.7821 | 99.48% | 0% | 0.5194% | 44.9785 | 0 | 0 | 44.9785 | 0 | 42.9064 | 0.94808 | 45.2563 | 42.9064 | 0.94808 | 45.2563 | 45.199 | 0.99873 | 45.2563 | 9.804% | 0.018397 | 0.016584 | 24937.8732 | 4596.9105 | 11.7655 | 20329.1971 | 24952.0326 | 0 | 0 | 24952.0326 | 0.001483%
2026 | 300 | 300-484F | Tier-2 | Tier-2---9 | 4--5 | 250 | 194 | 754.1323 | 92.41% | 6.882% | 0.7076% | 54.0793 | 0 | 0 | 54.0793 | 0 | 51.588 | 2.7048 | 19.0727 | 51.588 | 2.7048 | 19.0727 | 54.3444 | 2.8493 | 19.0727 | 7.171% | 0.039922 | 0.036824 | 18890.1433 | 2594.5618 | 1654.6819 | 14640.8997 | 19010.7533 | 0 | 0 | 19010.7533 | 0.001783%
2026 | 307 | 307-1538F | Tier-2 | Tier-2---7 | 5--5 | 53 | 49 | 2407.2332 | 91.07% | 8.863% | 0.06623% | 202.683 | 0 | 0 | 202.683 | 0 | 193.3458 | 0.68317 | 283.0119 | 193.3458 | 0.68317 | 283.0119 | 203.6765 | 0.71967 | 283.0119 | 8.42% | 0.10098 | 0.091642 | 23839.1374 | 3538.2875 | 1900.5414 | 18400.3085 | 24055.9859 | 0 | 0 | 24055.9859 | 0.006684%
2026 | 307 | 307-234R | Tier-2 | Tier-2---4 | 5--5 | 109 | 86 | 4762.848 | 95.55% | 4.384% | 0.07015% | 359.046 | 0 | 0 | 359.046 | 0 | 342.5054 | 1.199 | 285.6505 | 342.5054 | 1.199 | 285.6505 | 360.806 | 1.2631 | 285.6505 | 7.538% | 0.11001 | 0.10133 | 43295.9421 | 6736.6432 | 1761.8167 | 34797.4822 | 43461.1333 | 0 | 0 | 43461.1333 | 0.01184%
2026 | 308 | 308-486AE | Tier-2 | Tier-2---16 | 4--3 | 142 | 1 | 164.6778 | 2.383% | 96.2% | 1.419% | 0.002764 | 0 | 0 | 0.002764 | 0 | 0.0026367 | 0.013942 | 0.18911 | 0.0026367 | 0.013942 | 0.18911 | 0.0027776 | 0.014687 | 0.18911 | 0.001678% | 0.040279 | 0.04025 | 4088.4689 | 19.0997 | 3634.8848 | 434.4844 | 4091.2814 | 0 | 0 | 4091.2814 | 9.115e-08%
2026 | 308 | 308-563AE | Tier-2 | Tier-2---18 | 4--3 | 39 | 14 | 95.5263 | 19.37% | 79.9% | 0.729% | 0.66438 | 0 | 0 | 0.66438 | 0 | 0.63377 | 0.19519 | 3.2469 | 0.63377 | 0.19519 | 3.2469 | 0.66763 | 0.20562 | 3.2469 | 0.6955% | 0.03316 | 0.031969 | 2880.805 | 126.6132 | 2111.1435 | 643.0484 | 2967.2873 | 0 | 0 | 2967.2873 | 2.191e-05%
2026 | 311 | 311-1163F | Tier-2 | Tier-2---18 | 3--3 | 14 | 7 | 46.1951 | 84.69% | 14.76% | 0.5474% | 1.9562 | 0 | 0 | 1.9562 | 0 | 1.8661 | 0.097596 | 19.1204 | 1.8661 | 0.097596 | 19.1204 | 1.9658 | 0.10281 | 19.1204 | 4.235% | 0.018623 | 0.017692 | 2480.5668 | 274.9764 | 742.9932 | 1462.5972 | 2500.5512 | 0 | 0 | 2500.5512 | 6.451e-05%
2026 | 311 | 311-1199 | Tier-2 | Tier-2---20 | 3--2 | 15 | 12 | 15.6056 | 49.38% | 48.09% | 2.529% | 0.61652 | 0 | 0 | 0.61652 | 0 | 0.58812 | 0.16731 | 3.5152 | 0.58812 | 0.16731 | 3.5152 | 0.61955 | 0.17625 | 3.5152 | 3.951% | 0.018336 | 0.016869 | 851.1013 | 60.6306 | 426.7234 | 363.7473 | 888.5622 | 0 | 0 | 888.5622 | 2.033e-05%
2026 | 311 | 311-14R | Tier-2 | Tier-2---14 | 3--4 | 14 | 12 | 278.652 | 16.28% | 83.57% | 0.1501% | 3.8883 | 0 | 0 | 3.8883 | 0 | 3.7092 | 0.16731 | 22.17 | 3.7092 | 0.16731 | 22.17 | 3.9074 | 0.17625 | 22.17 | 1.395% | 0.018935 | 0.017312 | 14715.9264 | 335.1634 | 11691.6167 | 2689.1463 | 15870.9462 | 0 | 0 | 15870.9462 | 0.0001282%
2026 | 311 | 311-43 | Tier-2 | Tier-2---15 | 3--4 | 195 | 79 | 159.8581 | 2.339% | 95.81% | 1.853% | 0.15148 | 0 | 0 | 0.15148 | 0 | 0.1445 | 1.1014 | 0.13119 | 0.1445 | 1.1014 | 0.13119 | 0.15222 | 1.1603 | 0.13119 | 0.09476% | 0.027937 | 0.026805 | 5722.0498 | 17.0566 | 5016.8041 | 688.1891 | 5958.0032 | 0 | 0 | 5958.0032 | 4.995e-06%
2026 | 312 | 312-14F | Tier-2 | Tier-2---14 | 3--4 | 53 | 15 | 202.1236 | 0.1514% | 99.59% | 0.26% | 0.0086582 | 0 | 0 | 0.0086582 | 0 | 0.0082593 | 0.20913 | 0.039493 | 0.0082593 | 0.20913 | 0.039493 | 0.0087006 | 0.22031 | 0.039493 | 0.004284% | 0.018868 | 0.018334 | 10712.5091 | 15.0624 | 9630.1858 | 1067.2609 | 11024.0516 | 0 | 0 | 11024.0516 | 2.855e-07%
2026 | 315 | 315-1192F | Tier-2 | Tier-2---19 | 1--4 | 9 | 9 | 14.6681 | 98.1% | 0% | 1.899% | 1.439 | 0 | 0 | 1.439 | 0 | 1.3727 | 0.12548 | 10.9393 | 1.3727 | 0.12548 | 10.9393 | 1.446 | 0.13219 | 10.9393 | 9.81% | 0.0015284 | 0.0013756 | 9597.0285 | 5451.7396 | 23.5265 | 4121.7625 | 9617.279 | 0 | 0 | 9617.279 | 4.745e-05%
2026 | 315 | 315-485AE | Tier-2 | Tier-2---14 | 2--5 | 39 | 34 | 209.8559 | 99.5% | 0% | 0.498% | 18.204 | 0 | 0 | 18.204 | 0 | 17.3654 | 0.47404 | 36.633 | 17.3654 | 0.47404 | 36.633 | 18.2933 | 0.49937 | 36.633 | 8.675% | 0.00637 | 0.0058147 | 32944.4153 | 11783.7746 | 42.3107 | 21118.3299 | 32960.0841 | 0 | 0 | 32960.0841 | 0.0006003%
2026 | 350 | 350-2182R | Tier-2 | Tier-2---13 | 4--3 | 15 | 8 | 302.428 | 99.27% | 0.6612% | 0.06922% | 16.0117 | 0 | 0 | 16.0117 | 0 | 15.2741 | 0.11154 | 136.9401 | 15.2741 | 0.11154 | 136.9401 | 16.0902 | 0.1175 | 136.9401 | 5.294% | 0.068991 | 0.065311 | 4383.5865 | 700.445 | 25.9827 | 3657.1588 | 4385.3903 | 0 | 0 | 4385.3903 | 0.000528%
2026 | 350 | 350-2188R | Tier-2 | Tier-2---5 | 5--5 | 565 | 476 | 3602.0119 | 95.48% | 4.084% | 0.4314% | 289.7593 | 0 | 0 | 289.7593 | 0 | 276.4107 | 6.6365 | 41.6499 | 276.4107 | 6.6365 | 41.6499 | 291.1797 | 6.9911 | 41.6499 | 8.044% | 0.15121 | 0.13847 | 23821.2544 | 3643.7972 | 896.9251 | 19280.5321 | 23920.208 | 0 | 0 | 23920.208 | 0.009555%
2026 | 350 | 350-2192R | Tier-2 | Tier-2---2 | 5--5 | 826 | 709 | 13871.6222 | 98.14% | 1.698% | 0.1643% | 1168.497 | 0 | 0 | 1168.497 | 0 | 1114.6668 | 9.8851 | 112.7625 | 1114.6668 | 9.8851 | 112.7625 | 1174.225 | 10.4133 | 112.7625 | 8.424% | 0.18928 | 0.17303 | 73287.5708 | 12530.2712 | 1204.2381 | 59553.0615 | 73415.7482 | 0 | 0 | 73415.7482 | 0.03853%
2026 | 350 | 350-2196R | Tier-2 | Tier-2---5 | 5--5 | 807 | 711 | 5570.6857 | 96.99% | 2.589% | 0.4237% | 476.0154 | 0 | 0 | 476.0154 | 0 | 454.0863 | 9.913 | 45.8073 | 454.0863 | 9.913 | 45.8073 | 478.3488 | 10.4426 | 45.8073 | 8.545% | 0.19915 | 0.1816 | 27972.7323 | 4549.3249 | 680.341 | 22743.0664 | 28054.1459 | 0 | 0 | 28054.1459 | 0.0157%
2026 | 350 | 350-2201R | Tier-3 | Tier-3---4 | 5--5 | 361 | 297 | 13521.7454 | 99.28% | 0.6466% | 0.06915% | 1104.4919 | 0 | 0 | 1104.4919 | 0 | 1053.6102 | 4.1409 | 254.4424 | 1053.6102 | 4.1409 | 254.4424 | 1109.906 | 4.3621 | 254.4424 | 8.168% | 0.1241 | 0.11389 | 108955.4794 | 20355.5322 | 658.7237 | 87941.2235 | 109025.3869 | 0 | 0 | 109025.3869 | 0.03642%
2026 | 350 | 350-41R | Tier-2 | Tier-2---3 | 5--5 | 475 | 373 | 11201.3889 | 98.88% | 1.023% | 0.1021% | 869.7107 | 0 | 0 | 869.7107 | 0 | 829.6449 | 5.2005 | 159.5326 | 829.6449 | 5.2005 | 159.5326 | 873.974 | 5.4783 | 159.5326 | 7.764% | 0.12896 | 0.11884 | 86857.3846 | 16955.532 | 989.3213 | 68912.5314 | 86940.6349 | 0 | 0 | 86940.6349 | 0.02868%
2026 | 351 | 351-819R | Tier-2 | Tier-2---1 | 5--5 | 341 | 225 | 23517.4275 | 99.25% | 0.716% | 0.03401% | 1540.0982 | 0 | 0 | 1540.0982 | 0 | 1469.1491 | 3.137 | 468.3272 | 1469.1491 | 3.137 | 468.3272 | 1547.6477 | 3.3046 | 468.3272 | 6.549% | 0.14376 | 0.13427 | 163589.7091 | 37860.9824 | 1092.4816 | 124636.245 | 163676.3847 | 0 | 0 | 163676.3847 | 0.05079%
2026 | 351 | 351-871R | Tier-3 | Tier-3---6 | 5--5 | 110 | 83 | 9144.3124 | 99.73% | 0.2371% | 0.03256% | 688.1193 | 0 | 0 | 688.1193 | 0 | 656.4191 | 1.1572 | 567.2429 | 656.4191 | 1.1572 | 567.2429 | 691.4924 | 1.219 | 567.2429 | 7.525% | 0.11468 | 0.10603 | 79737.0821 | 12866.5749 | 173.3661 | 66697.1411 | 79754.6305 | 0 | 0 | 79754.6305 | 0.02269%
2026 | 352 | 352-27R | Tier-3 | Tier-3---2 | 5--5 | 359 | 279 | 18614.1823 | 99.36% | 0.5928% | 0.04664% | 1437.3667 | 0 | 0 | 1437.3667 | 0 | 1371.1502 | 3.8899 | 352.49 | 1371.1502 | 3.8899 | 352.49 | 1444.4126 | 4.0977 | 352.49 | 7.722% | 0.11814 | 0.10895 | 157566.7738 | 32189.8213 | 867.9223 | 124509.0302 | 157651.6792 | 0 | 0 | 157651.6792 | 0.0474%
2026 | 353 | 353-1429R | Tier-2 | Tier-2---6 | 5--5 | 204 | 161 | 9221.8022 | 97.49% | 2.457% | 0.05523% | 709.5156 | 0 | 0 | 709.5156 | 0 | 676.8297 | 2.2447 | 301.5224 | 676.8297 | 2.2447 | 301.5224 | 712.9936 | 2.3646 | 301.5224 | 7.694% | 0.12141 | 0.11183 | 75954.4937 | 16555.9174 | 1751.4473 | 57647.129 | 76117.9872 | 0 | 0 | 76117.9872 | 0.0234%
2026 | 353 | 353-593F | Tier-2 | Tier-2---7 | 5--5 | 56 | 46 | 2519.0591 | 99.18% | 0.76% | 0.05848% | 205.229 | 0 | 0 | 205.229 | 0 | 195.7745 | 0.64135 | 305.2561 | 195.7745 | 0.64135 | 305.2561 | 206.235 | 0.67561 | 305.2561 | 8.147% | 0.10537 | 0.096717 | 23906.1611 | 3846.0543 | 163.4883 | 19896.6185 | 23923.6731 | 0 | 0 | 23923.6731 | 0.006768%
2026 | 353 | 353-594F | Tier-2 | Tier-2---7 | 5--5 | 25 | 25 | 2215.6498 | 99.93% | 0.02983% | 0.0378% | 221.4151 | 0 | 0 | 221.4151 | 0 | 211.215 | 0.34856 | 605.9695 | 211.215 | 0.34856 | 605.9695 | 222.5005 | 0.36718 | 605.9695 | 9.993% | 0.10216 | 0.091941 | 21688.8427 | 3516.9498 | 6.7126 | 18165.1803 | 21690.4724 | 0 | 0 | 21690.4724 | 0.007301%
2026 | 353 | 353-900F | Tier-2 | Tier-2---8 | 5--5 | 28 | 25 | 1991.3582 | 88.69% | 11.27% | 0.03442% | 157.6982 | 0 | 0 | 157.6982 | 0 | 150.4334 | 0.34856 | 431.5888 | 150.4334 | 0.34856 | 431.5888 | 158.4712 | 0.36718 | 431.5888 | 7.919% | 0.10085 | 0.091848 | 19745.2341 | 2847.6968 | 2035.1188 | 14862.4185 | 19964.0918 | 0 | 0 | 19964.0918 | 0.0052%
2026 | 353 | 353-901F | Tier-2 | Tier-2---4 | 5--5 | 82 | 69 | 4555.6189 | 94.3% | 5.656% | 0.04182% | 361.4968 | 0 | 0 | 361.4968 | 0 | 344.8434 | 0.96202 | 358.4584 | 344.8434 | 0.96202 | 358.4584 | 363.2688 | 1.0134 | 358.4584 | 7.935% | 0.10618 | 0.097248 | 42903.6289 | 8030.1734 | 2213.8729 | 32659.5826 | 43128.2293 | 0 | 0 | 43128.2293 | 0.01192%
2026 | 353 | 353-902F | Tier-2 | Tier-2---11 | 5--3 | 11 | 11 | 465.1006 | 62.84% | 37.09% | 0.07221% | 29.2268 | 0 | 0 | 29.2268 | 0 | 27.8804 | 0.15337 | 181.7909 | 27.8804 | 0.15337 | 181.7909 | 29.3701 | 0.16156 | 181.7909 | 6.284% | 0.098854 | 0.088969 | 4704.9245 | 482.7247 | 1590.8556 | 2631.3442 | 4899.1869 | 0 | 0 | 4899.1869 | 0.0009638%
2026 | 353 | 353-904R | Tier-2 | Tier-2---3 | 5--5 | 181 | 147 | 13534.4067 | 99.43% | 0.528% | 0.03951% | 1092.9655 | 0 | 0 | 1092.9655 | 0 | 1042.6148 | 2.0495 | 508.7127 | 1042.6148 | 2.0495 | 508.7127 | 1098.3232 | 2.159 | 508.7127 | 8.075% | 0.12577 | 0.11556 | 107611.5055 | 19419.395 | 792.7842 | 87399.3263 | 107665.4852 | 0 | 0 | 107665.4852 | 0.03604%
2026 | 354 | 354-1706R | Tier-2 | Tier-2---1 | 5--5 | 481 | 327 | 20510.2592 | 99.17% | 0.7728% | 0.06052% | 1382.7374 | 0 | 0 | 1382.7374 | 0 | 1319.0375 | 4.5591 | 289.318 | 1319.0375 | 4.5591 | 289.318 | 1389.5155 | 4.8027 | 289.318 | 6.742% | 0.13939 | 0.12991 | 147143.8192 | 29557.6672 | 1212.8556 | 116373.2964 | 147233.2569 | 0 | 0 | 147233.2569 | 0.0456%
2026 | 354 | 354-24AE | Tier-2 | Tier-2---4 | 4--5 | 89 | 75 | 3653.654 | 88.54% | 11.39% | 0.07412% | 272.5948 | 0 | 0 | 272.5948 | 0 | 260.0369 | 1.0457 | 248.6794 | 260.0369 | 1.0457 | 248.6794 | 273.9311 | 1.1015 | 248.6794 | 7.461% | 0.080555 | 0.073766 | 45356.2427 | 6500.1683 | 4749.3039 | 34106.7705 | 45834.7454 | 0 | 0 | 45834.7454 | 0.008989%
2026 | 355 | 355-41R | Tier-2 | Tier-2---6 | 4--5 | 226 | 129 | 7500.5861 | 98.5% | 1.439% | 0.05987% | 421.7122 | 0 | 0 | 421.7122 | 0 | 402.2848 | 1.7986 | 223.6711 | 402.2848 | 1.7986 | 223.6711 | 423.7795 | 1.8947 | 223.6711 | 5.622% | 0.092253 | 0.086987 | 81304.346 | 12979.0487 | 1073.0006 | 67252.2967 | 81378.1331 | 0 | 0 | 81378.1331 | 0.01391%
2026 | 355 | 355-65R | Tier-2 | Tier-2---21 | 1--2 | 1 | 1 | 0.06699 | 46.11% | 0% | 53.89% | 0.0030886 | 0 | 0 | 0.0030886 | 0 | 0.0029463 | 0.013942 | 0.21132 | 0.0029463 | 0.013942 | 0.21132 | 0.0031038 | 0.014687 | 0.21132 | 4.611% | 7.02e-05 | 6.318e-05 | 954.2713 | 72.5365 | 46.719 | 835.0158 | 1011.4154 | 0 | 0 | 1011.4154 | 1.019e-07%
2026 | 355 | 355-6R | Tier-2 | Tier-2---7 | 4--5 | 58 | 35 | 1698.7097 | 79.94% | 19.99% | 0.07228% | 81.9442 | 0 | 0 | 81.9442 | 0 | 78.1692 | 0.48798 | 160.1893 | 78.1692 | 0.48798 | 160.1893 | 82.3459 | 0.51405 | 160.1893 | 4.824% | 0.074333 | 0.069847 | 22852.699 | 2966.2426 | 4205.6125 | 15680.8438 | 23147.1148 | 0 | 0 | 23147.1148 | 0.002702%
2026 | 356 | 356-16R | Tier-2 | Tier-2---4 | 4--5 | 216 | 119 | 5437.4375 | 98.14% | 1.781% | 0.0775% | 293.9946 | 0 | 0 | 293.9946 | 0 | 280.4509 | 1.6591 | 169.0347 | 280.4509 | 1.6591 | 169.0347 | 295.4358 | 1.7478 | 169.0347 | 5.407% | 0.090754 | 0.085754 | 59914.026 | 11488.6365 | 1202.6478 | 47222.7417 | 59978.9546 | 0 | 0 | 59978.9546 | 0.009695%
2026 | 356 | 356-19R | Tier-3 | Tier-3---8 | 5--5 | 736 | 429 | 16012.7864 | 97.76% | 2.145% | 0.09187% | 912.4735 | 0 | 0 | 912.4735 | 0 | 870.4378 | 5.9812 | 145.528 | 870.4378 | 5.9812 | 145.528 | 916.9464 | 6.3008 | 145.528 | 5.698% | 0.16775 | 0.15798 | 95453.8626 | 17291.24 | 1933.3613 | 76229.2613 | 95586.0373 | 0 | 0 | 95586.0373 | 0.03009%
2026 | 356 | 356-30AE | Tier-3 | Tier-3---6 | 5--5 | 730 | 400 | 9294.6751 | 95.41% | 4.438% | 0.1505% | 485.9291 | 0 | 0 | 485.9291 | 0 | 463.5433 | 5.5769 | 83.1182 | 463.5433 | 5.5769 | 83.1182 | 488.3111 | 5.8749 | 83.1182 | 5.228% | 0.14106 | 0.13333 | 65892.3901 | 11916.7444 | 2728.2388 | 51247.4069 | 66067.6569 | 0 | 0 | 66067.6569 | 0.01602%
2026 | 357 | 357-1147R | Tier-2 | Tier-2---10 | 5--4 | 40 | 22 | 1251.1758 | 99.06% | 0.8754% | 0.0621% | 68.1695 | 0 | 0 | 68.1695 | 0 | 65.0291 | 0.30673 | 212.0073 | 65.0291 | 0.30673 | 212.0073 | 68.5037 | 0.32312 | 212.0073 | 5.448% | 0.14287 | 0.13501 | 8757.5771 | 1409.6316 | 71.0463 | 7276.8992 | 8762.3557 | 0 | 0 | 8762.3557 | 0.002248%
2026 | 357 | 357-1299R | Tier-3 | Tier-3---9 | 5--5 | 48 | 44 | 5098.7328 | 99.68% | 0.2892% | 0.03002% | 465.8919 | 0 | 0 | 465.8919 | 0 | 444.4292 | 0.61346 | 724.4625 | 444.4292 | 0.61346 | 724.4625 | 468.1757 | 0.64624 | 724.4625 | 9.137% | 0.2409 | 0.21882 | 21164.9633 | 3980.007 | 56.5395 | 17128.4168 | 21171.7815 | 0 | 0 | 21171.7815 | 0.01536%
2026 | 357 | 357-2047F | Tier-2 | Tier-2---10 | 5--4 | 17 | 10 | 878.9304 | 95.49% | 4.482% | 0.03213% | 49.3677 | 0 | 0 | 49.3677 | 0 | 47.0934 | 0.13942 | 337.7739 | 47.0934 | 0.13942 | 337.7739 | 49.6097 | 0.14687 | 337.7739 | 5.617% | 0.14128 | 0.13297 | 6221.0361 | 965.311 | 255.5825 | 5000.1426 | 6238.5895 | 0 | 0 | 6238.5895 | 0.001628%
2026 | 357 | 357-2049F | Tier-3 | Tier-3---8 | 5--5 | 271 | 141 | 16869.708 | 98.79% | 1.184% | 0.02933% | 867.0712 | 0 | 0 | 867.0712 | 0 | 827.127 | 1.9659 | 420.7451 | 827.127 | 1.9659 | 420.7451 | 871.3215 | 2.0709 | 420.7451 | 5.14% | 0.18286 | 0.17335 | 92253.2607 | 17311.1307 | 1006.4282 | 73935.7018 | 92314.7071 | 0 | 0 | 92314.7071 | 0.02859%
2026 | 357 | 357-45R | Tier-3 | Tier-3---8 | 5--5 | 363 | 242 | 17696.7525 | 97.47% | 2.478% | 0.04808% | 1149.9849 | 0 | 0 | 1149.9849 | 0 | 1097.0075 | 3.374 | 325.1324 | 1097.0075 | 3.374 | 325.1324 | 1155.6221 | 3.5543 | 325.1324 | 6.498% | 0.18538 | 0.17302 | 95462.1405 | 19005.7771 | 2236.2758 | 74220.0876 | 95634.3657 | 0 | 0 | 95634.3657 | 0.03792%
2026 | 357 | 357-50R | Tier-3 | Tier-3---4 | 5--5 | 383 | 231 | 10432.4887 | 97.04% | 2.884% | 0.07824% | 610.5815 | 0 | 0 | 610.5815 | 0 | 582.4533 | 3.2207 | 180.8486 | 582.4533 | 3.2207 | 180.8486 | 613.5746 | 3.3928 | 180.8486 | 5.853% | 0.14913 | 0.14013 | 69957.169 | 13067.3057 | 1874.1098 | 55015.7535 | 70090.1606 | 0 | 0 | 70090.1606 | 0.02013%
2026 | 357 | 357-750R | Tier-2 | Tier-2---2 | 5--5 | 272 | 172 | 11757.6254 | 97.81% | 2.143% | 0.05143% | 727.1836 | 0 | 0 | 727.1836 | 0 | 693.6838 | 2.3981 | 289.2671 | 693.6838 | 2.3981 | 289.2671 | 730.7483 | 2.5262 | 289.2671 | 6.185% | 0.171 | 0.16019 | 68756.8371 | 13656.9609 | 1362.3102 | 53737.566 | 68858.6744 | 0 | 0 | 68858.6744 | 0.02398%
2026 | 358 | 358-1175F | Tier-2 | Tier-2---11 | 5--3 | 21 | 9 | 599.5834 | 97.21% | 2.746% | 0.04768% | 24.9785 | 0 | 0 | 24.9785 | 0 | 23.8278 | 0.12548 | 189.8923 | 23.8278 | 0.12548 | 189.8923 | 25.101 | 0.13219 | 189.8923 | 4.166% | 0.14195 | 0.13586 | 4224.0008 | 666.1443 | 106.9445 | 3450.912 | 4229.2849 | 0 | 0 | 4229.2849 | 0.0008237%
2026 | 358 | 358-33 | Tier-3 | Tier-3---15 | 5--4 | 14 | 13 | 1344.6436 | 99.66% | 0.3079% | 0.03174% | 124.4356 | 0 | 0 | 124.4356 | 0 | 118.7032 | 0.18125 | 654.9149 | 118.7032 | 0.18125 | 654.9149 | 125.0456 | 0.19093 | 654.9149 | 9.254% | 0.14298 | 0.1297 | 9404.72 | 1885.3527 | 29.6558 | 7489.7115 | 9407.9901 | 0 | 0 | 9407.9901 | 0.004103%
2026 | 358 | 358-682F | Tier-3 | Tier-3---3 | 5--5 | 344 | 227 | 37602.1184 | 98.59% | 1.386% | 0.02088% | 2446.3909 | 0 | 0 | 2446.3909 | 0 | 2333.6907 | 3.1649 | 737.3666 | 2333.6907 | 3.1649 | 737.3666 | 2458.383 | 3.334 | 737.3666 | 6.506% | 0.54241 | 0.50662 | 69323.599 | 12097.0224 | 871.8787 | 56354.6979 | 69392.5098 | 0 | 0 | 69392.5098 | 0.08067%
2026 | 387 | 387-15 | Tier-3 | Tier-3---16 | 4--5 | 140 | 38 | 1455.0528 | 89.01% | 10.72% | 0.2619% | 35.1557 | 0 | 0 | 35.1557 | 0 | 33.5361 | 0.52981 | 63.2988 | 33.5361 | 0.52981 | 63.2988 | 35.328 | 0.55812 | 63.2988 | 2.416% | 0.072601 | 0.070631 | 20041.7181 | 3328.5132 | 2008.3795 | 14704.8254 | 20103.145 | 0 | 0 | 20103.145 | 0.001159%
2026 | 393 | 393-14R | Tier-2 | Tier-2---10 | 5--4 | 76 | 41 | 924.8041 | 18.79% | 81.02% | 0.1888% | 9.3732 | 0 | 0 | 9.3732 | 0 | 8.9414 | 0.57163 | 15.6418 | 8.9414 | 0.57163 | 15.6418 | 9.4191 | 0.60218 | 15.6418 | 1.014% | 0.10079 | 0.095355 | 9175.2809 | 449.6615 | 6823.2178 | 1902.4016 | 9600.1919 | 0 | 0 | 9600.1919 | 0.0003091%
2026 | 396 | 396-699R | Tier-2 | Tier-2---5 | 5--5 | 748 | 458 | 3136.9517 | 88.18% | 11.4% | 0.4202% | 169.3729 | 0 | 0 | 169.3729 | 0 | 161.5702 | 6.3856 | 25.3024 | 161.5702 | 6.3856 | 25.3024 | 170.2031 | 6.7268 | 25.3024 | 5.399% | 0.15664 | 0.14705 | 20026.8881 | 3486.3931 | 2134.8995 | 14405.5955 | 20181.2786 | 0 | 0 | 20181.2786 | 0.005585%
2026 | 401 | 401-684R | Tier-2 | Tier-2---21 | 4--1 | 2 | 1 | 1.5961 | 62.42% | 35.57% | 2.007% | 0.049818 | 0 | 0 | 0.049818 | 0 | 0.047523 | 0.013942 | 3.4085 | 0.047523 | 0.013942 | 3.4085 | 0.050062 | 0.014687 | 3.4085 | 3.121% | 0.030395 | 0.028875 | 52.5129 | 8.9983 | 14.8334 | 28.6812 | 53.5515 | 0 | 0 | 53.5515 | 1.643e-06%
2026 | 411 | 411-1873R | Tier-2 | Tier-2---7 | 4--5 | 342 | 193 | 1857.5393 | 97.83% | 1.797% | 0.3696% | 102.5551 | 0 | 0 | 102.5551 | 0 | 97.8306 | 2.6909 | 36.3566 | 97.8306 | 2.6909 | 36.3566 | 103.0579 | 2.8346 | 36.3566 | 5.521% | 0.04682 | 0.044178 | 39673.886 | 7004.2078 | 901.7535 | 31767.9247 | 39725.2897 | 0 | 0 | 39725.2897 | 0.003382%
2026 | 411 | 411-30R | Tier-3 | Tier-3---6 | 5--5 | 856 | 494 | 6370.0414 | 98.47% | 1.262% | 0.272% | 361.9772 | 0 | 0 | 361.9772 | 0 | 345.3017 | 6.8875 | 50.1346 | 345.3017 | 6.8875 | 50.1346 | 363.7516 | 7.2555 | 50.1346 | 5.682% | 0.10309 | 0.097143 | 61789.3921 | 12748.9007 | 821.0259 | 48219.4655 | 61847.4471 | 0 | 0 | 61847.4471 | 0.01194%
2026 | 411 | 411-47R | Tier-2 | Tier-2---9 | 4--5 | 459 | 47 | 1350.4062 | 95.97% | 3.342% | 0.6845% | 13.271 | 0 | 0 | 13.271 | 0 | 12.6596 | 0.65529 | 19.3192 | 12.6596 | 0.65529 | 19.3192 | 13.336 | 0.6903 | 19.3192 | 0.9827% | 0.063274 | 0.062626 | 21342.1296 | 4038.9634 | 957.9305 | 16345.2356 | 21351.0188 | 0 | 0 | 21351.0188 | 0.0004376%
2026 | 441 | 441-23R | Tier-3 | Tier-3---11 | 5--4 | 84 | 81 | 3518.0204 | 97.45% | 2.468% | 0.07959% | 330.5962 | 0 | 0 | 330.5962 | 0 | 315.3663 | 1.1293 | 279.252 | 315.3663 | 1.1293 | 279.252 | 332.2168 | 1.1897 | 279.252 | 9.397% | 0.54783 | 0.495 | 6421.7327 | 899.4842 | 135.0433 | 5387.2052 | 6439.1901 | 0 | 0 | 6439.1901 | 0.0109%
2026 | 441 | 441-279R | Tier-3 | Tier-3---18 | 5--2 | 49 | 49 | 582.1633 | 91.34% | 8.391% | 0.2732% | 53.1722 | 0 | 0 | 53.1722 | 0 | 50.7226 | 0.68317 | 74.2458 | 50.7226 | 0.68317 | 74.2458 | 53.4328 | 0.71967 | 74.2458 | 9.134% | 0.53527 | 0.48174 | 1087.6056 | 130.7987 | 72.799 | 884.0079 | 1098.0763 | 0 | 0 | 1098.0763 | 0.001753%
2026 | 441 | 441-27R | Tier-3 | Tier-3---9 | 5--4 | 133 | 119 | 4750.1268 | 98% | 1.916% | 0.08125% | 416.5218 | 0 | 0 | 416.5218 | 0 | 397.3335 | 1.6591 | 239.4827 | 397.3335 | 1.6591 | 239.4827 | 418.5636 | 1.7478 | 239.4827 | 8.769% | 0.55752 | 0.50764 | 8520.0828 | 1214.2934 | 144.8205 | 7160.9689 | 8536.8064 | 0 | 0 | 8536.8064 | 0.01374%
2026 | 441 | 441-30R | Tier-3 | Tier-3---9 | 5--4 | 101 | 97 | 5348.8774 | 98.57% | 1.364% | 0.06326% | 506.3705 | 0 | 0 | 506.3705 | 0 | 483.043 | 1.3524 | 357.1742 | 483.043 | 1.3524 | 357.1742 | 508.8527 | 1.4247 | 357.1742 | 9.467% | 0.55519 | 0.50187 | 9634.2631 | 1376.8977 | 118.4218 | 8138.9436 | 9648.8756 | 0 | 0 | 9648.8756 | 0.0167%
2026 | 442 | 442-16R | Tier-3 | Tier-3---14 | 5--3 | 201 | 196 | 1834.9376 | 96.09% | 3.534% | 0.3793% | 171.9277 | 0 | 0 | 171.9277 | 0 | 164.0074 | 2.7327 | 60.0169 | 164.0074 | 2.7327 | 60.0169 | 172.7705 | 2.8787 | 60.0169 | 9.37% | 0.45792 | 0.41327 | 4007.1227 | 501.0309 | 121.8682 | 3384.2237 | 4024.0646 | 0 | 0 | 4024.0646 | 0.00567%
2026 | 442 | 442-46R | Tier-3 | Tier-3---19 | 5--1 | 3 | 3 | 88.141 | 1.745% | 98.17% | 0.08447% | 0.15379 | 0 | 0 | 0.15379 | 0 | 0.14671 | 0.041827 | 3.5075 | 0.14671 | 0.041827 | 3.5075 | 0.15455 | 0.044062 | 3.5075 | 0.1745% | 0.35092 | 0.31583 | 251.1714 | 0.81668 | 223.9277 | 26.427 | 278.5923 | 0 | 0 | 278.5923 | 5.072e-06%
2026 | 442 | 442-509R | Tier-3 | Tier-3---15 | 5--3 | 145 | 89 | 852.9261 | 84.92% | 14.72% | 0.3553% | 44.4597 | 0 | 0 | 44.4597 | 0 | 42.4116 | 1.2409 | 34.1791 | 42.4116 | 1.2409 | 34.1791 | 44.6777 | 1.3072 | 34.1791 | 5.213% | 0.36954 | 0.34686 | 2308.0588 | 278.8986 | 306.2936 | 1722.8667 | 2330.8123 | 0 | 0 | 2330.8123 | 0.001466%
2026 | 442 | 442-525 | Tier-3 | Tier-3---18 | 5--2 | 144 | 71 | 526.1263 | 57.95% | 41.57% | 0.4783% | 15.0335 | 0 | 0 | 15.0335 | 0 | 14.3409 | 0.9899 | 14.4872 | 14.3409 | 0.9899 | 14.4872 | 15.1071 | 1.0428 | 14.4872 | 2.857% | 0.36155 | 0.34372 | 1455.1925 | 118.5768 | 543.1524 | 793.4634 | 1486.9258 | 0 | 0 | 1486.9258 | 0.0004957%
2026 | 442 | 442-728R | Tier-3 | Tier-3---5 | 5--5 | 763 | 408 | 11572.221 | 88.48% | 11.4% | 0.1243% | 547.4938 | 0 | 0 | 547.4938 | 0 | 522.2719 | 5.6885 | 91.8126 | 522.2719 | 5.6885 | 91.8126 | 550.1776 | 5.9924 | 91.8126 | 4.731% | 0.35802 | 0.33887 | 32323.0144 | 5419.0959 | 3368.3532 | 23535.5653 | 32533.4442 | 0 | 0 | 32533.4442 | 0.01805%
2026 | 442 | 442-729 | Tier-3 | Tier-3---15 | 5--3 | 54 | 50 | 704.6091 | 96.62% | 3.132% | 0.2514% | 63.0339 | 0 | 0 | 63.0339 | 0 | 60.1301 | 0.69711 | 86.2557 | 60.1301 | 0.69711 | 86.2557 | 63.3429 | 0.73436 | 86.2557 | 8.946% | 0.36059 | 0.3272 | 1954.0299 | 229.5782 | 101.2201 | 1623.2315 | 1960.7769 | 0 | 0 | 1960.7769 | 0.002079%
2026 | 442 | 442-758F | Tier-3 | Tier-3---18 | 5--2 | 25 | 25 | 549.9829 | 98.93% | 0.9134% | 0.161% | 54.4074 | 0 | 0 | 54.4074 | 0 | 51.901 | 0.34856 | 148.9023 | 51.901 | 0.34856 | 148.9023 | 54.6741 | 0.36718 | 148.9023 | 9.893% | 0.35119 | 0.31607 | 1566.0749 | 220.1383 | 11.599 | 1334.3376 | 1567.9444 | 0 | 0 | 1567.9444 | 0.001794%
2026 | 442 | 442-764R | Tier-3 | Tier-3---18 | 5--2 | 74 | 50 | 474.7376 | 91.31% | 8.325% | 0.3651% | 29.2893 | 0 | 0 | 29.2893 | 0 | 27.94 | 0.69711 | 40.0795 | 27.94 | 0.69711 | 40.0795 | 29.4329 | 0.73436 | 40.0795 | 6.17% | 0.35448 | 0.33053 | 1339.2423 | 150.4184 | 101.5124 | 1087.3115 | 1347.6759 | 0 | 0 | 1347.6759 | 0.0009659%
2026 | 442 | 442-780 | Tier-3 | Tier-3---19 | 5--1 | 73 | 26 | 141.3846 | 51% | 48.51% | 0.49% | 2.5682 | 0 | 0 | 2.5682 | 0 | 2.4499 | 0.3625 | 6.7584 | 2.4499 | 0.3625 | 6.7584 | 2.5808 | 0.38187 | 6.7584 | 1.816% | 0.34601 | 0.33368 | 408.6195 | 29.4314 | 178.8179 | 200.3702 | 416.0139 | 0 | 0 | 416.0139 | 8.469e-05%
2026 | 444 | 444-15R | Tier-2 | Tier-2---13 | 5--3 | 122 | 84 | 333.8465 | 96.62% | 2.31% | 1.072% | 22.2086 | 0 | 0 | 22.2086 | 0 | 21.1855 | 1.1712 | 18.0895 | 21.1855 | 1.1712 | 18.0895 | 22.3175 | 1.2337 | 18.0895 | 6.652% | 0.14886 | 0.13861 | 2242.6726 | 267.3076 | 49.2808 | 1926.0842 | 2248.2819 | 0 | 0 | 2248.2819 | 0.0007324%
2026 | 444 | 444-43R | Tier-2 | Tier-2---5 | 5--5 | 403 | 354 | 3413.8137 | 97.67% | 1.995% | 0.3352% | 292.8867 | 0 | 0 | 292.8867 | 0 | 279.394 | 4.9356 | 56.6083 | 279.394 | 4.9356 | 56.6083 | 294.3224 | 5.1993 | 56.6083 | 8.579% | 0.2124 | 0.19375 | 16072.3576 | 2078.7289 | 404.7694 | 13588.8592 | 16108.4193 | 0 | 0 | 16108.4193 | 0.009658%
2026 | 444 | 444-9R | Tier-2 | Tier-2---11 | 5--3 | 465 | 363 | 571.2373 | 70.71% | 27.93% | 1.361% | 31.5311 | 0 | 0 | 31.5311 | 0 | 30.0786 | 5.061 | 5.9431 | 30.0786 | 5.061 | 5.9431 | 31.6857 | 5.3315 | 5.9431 | 5.52% | 0.1488 | 0.13718 | 3839.0169 | 360.2149 | 1019.4785 | 2459.3235 | 3934.2351 | 0 | 0 | 3934.2351 | 0.00104%
2026 | 445 | 445-1311R | Tier-3 | Tier-3---5 | 5--5 | 337 | 275 | 9632.5907 | 94.96% | 4.965% | 0.07823% | 746.4038 | 0 | 0 | 746.4038 | 0 | 712.0185 | 3.8341 | 185.7054 | 712.0185 | 3.8341 | 185.7054 | 750.0626 | 4.039 | 185.7054 | 7.749% | 0.53792 | 0.49403 | 17907.0399 | 2661.5807 | 811.6698 | 14433.7894 | 17987.2755 | 0 | 0 | 17987.2755 | 0.02461%
2026 | 445 | 445-1315 | Tier-2 | Tier-2---19 | 1--5 | 4 | 1 | 26.2494 | 99.59% | 0% | 0.4079% | 0.65356 | 0 | 0 | 0.65356 | 0 | 0.62345 | 0.013942 | 44.7164 | 0.62345 | 0.013942 | 44.7164 | 0.65676 | 0.014687 | 44.7164 | 2.49% | 0.000636 | 0.0006201 | 41272.5846 | 5558.0973 | 1215.1763 | 34499.311 | 41276.9017 | 0 | 0 | 41276.9017 | 2.155e-05%
2026 | 445 | 445-1323 | Tier-2 | Tier-2---18 | 3--3 | 8 | 8 | 78.5439 | 99.26% | 0.525% | 0.2138% | 7.7964 | 0 | 0 | 7.7964 | 0 | 7.4372 | 0.11154 | 66.6785 | 7.4372 | 0.11154 | 66.6785 | 7.8346 | 0.1175 | 66.6785 | 9.926% | 0.025445 | 0.0229 | 3086.8349 | 448.9544 | 15.5572 | 2622.3233 | 3089.3688 | 0 | 0 | 3089.3688 | 0.0002571%
2026 | 445 | 445-1325F | Tier-2 | Tier-2---2 | 5--4 | 220 | 197 | 7250.7229 | 96.11% | 3.805% | 0.08959% | 623.982 | 0 | 0 | 623.982 | 0 | 595.2364 | 2.7466 | 216.7151 | 595.2364 | 2.7466 | 216.7151 | 627.0407 | 2.8934 | 216.7151 | 8.606% | 0.57356 | 0.5222 | 12641.5766 | 1855.057 | 431.2255 | 10355.2942 | 12690.001 | 0 | 0 | 12690.001 | 0.02058%
2026 | 445 | 445-17R | Tier-2 | Tier-2---8 | 5--3 | 97 | 73 | 1603.5562 | 88.72% | 11.16% | 0.1231% | 107.0683 | 0 | 0 | 107.0683 | 0 | 102.1359 | 1.0178 | 100.3509 | 102.1359 | 1.0178 | 100.3509 | 107.5931 | 1.0722 | 100.3509 | 6.677% | 0.53426 | 0.49406 | 3001.4248 | 392.7995 | 299.0437 | 2309.5816 | 3028.9757 | 0 | 0 | 3028.9757 | 0.003531%
2026 | 445 | 445-18R | Tier-2 | Tier-2---2 | 5--5 | 526 | 439 | 10619.7967 | 95.69% | 4.18% | 0.1317% | 848.1098 | 0 | 0 | 848.1098 | 0 | 809.0391 | 6.1207 | 132.1816 | 809.0391 | 6.1207 | 132.1816 | 852.2672 | 6.4477 | 132.1816 | 7.986% | 0.6048 | 0.55432 | 17559.3271 | 2475.3162 | 661.1087 | 14422.9022 | 17628.2752 | 0 | 0 | 17628.2752 | 0.02797%
2026 | 445 | 445-19R | Tier-2 | Tier-2---8 | 5--3 | 238 | 220 | 1766.7037 | 84.73% | 14.9% | 0.3714% | 138.3664 | 0 | 0 | 138.3664 | 0 | 131.9921 | 3.0673 | 43.032 | 131.9921 | 3.0673 | 43.032 | 139.0446 | 3.2312 | 43.032 | 7.832% | 0.56527 | 0.51302 | 3125.4156 | 351.5514 | 420.2841 | 2353.5801 | 3174.0345 | 0 | 0 | 3174.0345 | 0.004563%
2026 | 445 | 445-39R | Tier-2 | Tier-2---5 | 5--4 | 246 | 197 | 3678.5807 | 87.54% | 12.33% | 0.1304% | 257.8827 | 0 | 0 | 257.8827 | 0 | 246.0026 | 2.7466 | 89.5652 | 246.0026 | 2.7466 | 89.5652 | 259.1468 | 2.8934 | 89.5652 | 7.01% | 0.48997 | 0.45073 | 7507.8253 | 962.2168 | 887.8643 | 5657.7442 | 7589.2553 | 0 | 0 | 7589.2553 | 0.008504%
2026 | 445 | 445-894R | Tier-2 | Tier-2---5 | 5--4 | 587 | 511 | 4421.0024 | 88.12% | 11.51% | 0.3702% | 339.1443 | 0 | 0 | 339.1443 | 0 | 323.5206 | 7.1245 | 45.4095 | 323.5206 | 7.1245 | 45.4095 | 340.8067 | 7.5052 | 45.4095 | 7.671% | 0.63526 | 0.57996 | 6959.394 | 786.5248 | 728.3164 | 5444.5527 | 7038.2214 | 0 | 0 | 7038.2214 | 0.01118%
2026 | 445 | 445-897R | Tier-2 | Tier-2---10 | 5--3 | 25 | 22 | 1351.7747 | 97.24% | 2.711% | 0.04647% | 115.6761 | 0 | 0 | 115.6761 | 0 | 110.3472 | 0.30673 | 359.7531 | 110.3472 | 0.30673 | 359.7531 | 116.2432 | 0.32312 | 359.7531 | 8.557% | 0.75637 | 0.68981 | 1787.1928 | 255.4993 | 53.1623 | 1478.5313 | 1791.9478 | 0 | 0 | 1791.9478 | 0.003815%
2026 | 448 | 448-1196F | Tier-3 | Tier-3---20 | 1--5 | 4 | 4 | 16.696 | 99.41% | 0% | 0.5907% | 1.6597 | 0 | 0 | 1.6597 | 0 | 1.5833 | 0.055769 | 28.3898 | 1.5833 | 0.055769 | 28.3898 | 1.6679 | 0.058749 | 28.3898 | 9.941% | 0.0002432 | 0.00021888 | 68651.2414 | 9671.9172 | 309.329 | 58669.9952 | 68696.2988 | 0 | 0 | 68696.2988 | 5.473e-05%
2026 | 448 | 448-1234R | Tier-3 | Tier-3---15 | 5--3 | 51 | 45 | 1211.6194 | 97.39% | 2.475% | 0.1351% | 104.1172 | 0 | 0 | 104.1172 | 0 | 99.3207 | 0.6274 | 158.3045 | 99.3207 | 0.6274 | 158.3045 | 104.6275 | 0.66093 | 158.3045 | 8.593% | 0.62101 | 0.56621 | 1951.0598 | 272.2597 | 44.6636 | 1634.1365 | 1955.988 | 0 | 0 | 1955.988 | 0.003433%
2026 | 448 | 448-47R | Tier-3 | Tier-3---14 | 5--3 | 184 | 154 | 2612.2711 | 91.91% | 7.885% | 0.2065% | 200.9452 | 0 | 0 | 200.9452 | 0 | 191.6881 | 2.1471 | 89.2772 | 191.6881 | 2.1471 | 89.2772 | 201.9302 | 2.2618 | 89.2772 | 7.692% | 0.62882 | 0.57619 | 4154.2404 | 551.1168 | 295.8527 | 3307.2709 | 4184.943 | 0 | 0 | 4184.943 | 0.006626%
2026 | 448 | 448-714R | Tier-3 | Tier-3---14 | 5--3 | 314 | 213 | 2119.752 | 55.7% | 43.96% | 0.3458% | 80.0895 | 0 | 0 | 80.0895 | 0 | 76.3999 | 2.9697 | 25.7264 | 76.3999 | 2.9697 | 25.7264 | 80.4821 | 3.1284 | 25.7264 | 3.778% | 0.46343 | 0.43199 | 4574.0639 | 348.1722 | 1808.8383 | 2417.0534 | 4721.5263 | 0 | 0 | 4721.5263 | 0.002641%
2026 | 448 | 448-724R | Tier-3 | Tier-3---18 | 5--2 | 202 | 151 | 520.639 | 76.18% | 22.78% | 1.038% | 29.6503 | 0 | 0 | 29.6503 | 0 | 28.2843 | 2.1053 | 13.4349 | 28.2843 | 2.1053 | 13.4349 | 29.7956 | 2.2178 | 13.4349 | 5.695% | 0.55035 | 0.50921 | 946.0153 | 77.3726 | 193.0689 | 675.5738 | 964.2176 | 0 | 0 | 964.2176 | 0.0009778%
2026 | 448 | 448-735R | Tier-3 | Tier-3---18 | 5--2 | 170 | 140 | 630.7627 | 79.12% | 20.09% | 0.7869% | 41.1002 | 0 | 0 | 41.1002 | 0 | 39.2068 | 1.9519 | 20.0863 | 39.2068 | 1.9519 | 20.0863 | 41.3016 | 2.0562 | 20.0863 | 6.516% | 0.54202 | 0.49738 | 1163.7353 | 117.1961 | 208.0615 | 838.4777 | 1185.5396 | 0 | 0 | 1185.5396 | 0.001355%
2026 | 448 | 448-744R | Tier-3 | Tier-3---7 | 5--5 | 717 | 493 | 9104.5616 | 91.68% | 8.126% | 0.1928% | 573.9427 | 0 | 0 | 573.9427 | 0 | 547.5024 | 6.8735 | 79.6535 | 547.5024 | 6.8735 | 79.6535 | 576.7562 | 7.2408 | 79.6535 | 6.304% | 0.49442 | 0.46042 | 18414.705 | 2487.6549 | 1363.4523 | 14563.5979 | 18527.8082 | 0 | 0 | 18527.8082 | 0.01893%
2026 | 448 | 448-9R | Tier-3 | Tier-3---9 | 5--4 | 413 | 303 | 5644.8109 | 93.43% | 6.384% | 0.1906% | 386.9071 | 0 | 0 | 386.9071 | 0 | 369.0831 | 4.2245 | 87.367 | 369.0831 | 4.2245 | 87.367 | 388.8037 | 4.4502 | 87.367 | 6.854% | 0.54394 | 0.50403 | 10377.639 | 1411.4395 | 624.4235 | 8341.776 | 10431.659 | 0 | 0 | 10431.659 | 0.01276%
2026 | 449 | 449-13R | Tier-3 | Tier-3---7 | 5--5 | 557 | 418 | 6729.9647 | 90.49% | 9.346% | 0.1629% | 457.0253 | 0 | 0 | 457.0253 | 0 | 435.9711 | 5.8279 | 74.8079 | 435.9711 | 5.8279 | 74.8079 | 459.2656 | 6.1393 | 74.8079 | 6.791% | 0.28234 | 0.26115 | 23836.2998 | 3539.8627 | 2045.1194 | 18251.3177 | 24020.1927 | 0 | 0 | 24020.1927 | 0.01507%
2026 | 449 | 449-16R | Tier-3 | Tier-3---15 | 5--4 | 72 | 55 | 1495.5065 | 96.97% | 2.927% | 0.1006% | 110.7812 | 0 | 0 | 110.7812 | 0 | 105.6777 | 0.76683 | 137.8119 | 105.6777 | 0.76683 | 137.8119 | 111.3242 | 0.8078 | 137.8119 | 7.408% | 0.23738 | 0.21925 | 6300.0313 | 977.5714 | 169.5858 | 5152.8741 | 6315.8076 | 0 | 0 | 6315.8076 | 0.003653%
2026 | 449 | 449-683 | Tier-3 | Tier-3---18 | 5--3 | 26 | 26 | 625.3129 | 96.7% | 3.156% | 0.1473% | 60.4656 | 0 | 0 | 60.4656 | 0 | 57.6801 | 0.3625 | 159.1178 | 57.6801 | 0.3625 | 159.1178 | 60.762 | 0.38187 | 159.1178 | 9.67% | 0.34581 | 0.31123 | 1808.2683 | 247.0492 | 45.475 | 1515.7441 | 1814.9055 | 0 | 0 | 1814.9055 | 0.001994%
2026 | 449 | 449-693R | Tier-3 | Tier-3---9 | 5--5 | 165 | 130 | 5260.7056 | 98.77% | 1.153% | 0.07468% | 409.3932 | 0 | 0 | 409.3932 | 0 | 390.5333 | 1.8125 | 215.467 | 390.5333 | 1.8125 | 215.467 | 411.4 | 1.9093 | 215.467 | 7.782% | 0.26107 | 0.2405 | 20150.463 | 3063.9091 | 212.3063 | 16874.2476 | 20171.613 | 0 | 0 | 20171.613 | 0.0135%
2026 | 449 | 449-6R | Tier-3 | Tier-3---14 | 5--4 | 161 | 123 | 2320.0162 | 95.55% | 4.318% | 0.1352% | 169.3511 | 0 | 0 | 169.3511 | 0 | 161.5495 | 1.7149 | 94.2034 | 161.5495 | 1.7149 | 94.2034 | 170.1813 | 1.8065 | 94.2034 | 7.3% | 0.24779 | 0.22886 | 9362.9076 | 1355.2687 | 401.1593 | 7606.4796 | 9397.3935 | 0 | 0 | 9397.3935 | 0.005585%
2026 | 450 | 450-1850 | Tier-2 | Tier-2---13 | 4--3 | 18 | 15 | 296.7138 | 97.11% | 2.719% | 0.1664% | 24.0127 | 0 | 0 | 24.0127 | 0 | 22.9065 | 0.20913 | 109.5302 | 22.9065 | 0.20913 | 109.5302 | 24.1304 | 0.22031 | 109.5302 | 8.093% | 0.073712 | 0.06757 | 4025.2898 | 636.7638 | 101.4909 | 3287.0352 | 4035.848 | 0 | 0 | 4035.848 | 0.0007919%
2026 | 450 | 450-1851F | Tier-2 | Tier-2---3 | 5--5 | 209 | 126 | 8274.1225 | 99.23% | 0.7168% | 0.05235% | 494.986 | 0 | 0 | 494.986 | 0 | 472.183 | 1.7567 | 268.7855 | 472.183 | 1.7567 | 268.7855 | 497.4124 | 1.8506 | 268.7855 | 5.982% | 0.099477 | 0.09348 | 83176.2362 | 24640.5992 | 545.9556 | 57989.6815 | 83217.2791 | 0 | 0 | 83217.2791 | 0.01632%
2026 | 450 | 450-1853F | Tier-2 | Tier-2---10 | 4--4 | 44 | 22 | 792.2018 | 92.77% | 7.138% | 0.09408% | 36.7456 | 0 | 0 | 36.7456 | 0 | 35.0528 | 0.30673 | 114.2789 | 35.0528 | 0.30673 | 114.2789 | 36.9257 | 0.32312 | 114.2789 | 4.638% | 0.075291 | 0.071527 | 10521.8374 | 1586.5914 | 691.3436 | 8243.9024 | 10561.8854 | 0 | 0 | 10561.8854 | 0.001212%
2026 | 450 | 450-1854 | Tier-2 | Tier-2---9 | 4--4 | 70 | 41 | 1132.2887 | 95.25% | 4.625% | 0.1242% | 63.1703 | 0 | 0 | 63.1703 | 0 | 60.2602 | 0.57163 | 105.4174 | 60.2602 | 0.57163 | 105.4174 | 63.4799 | 0.60218 | 105.4174 | 5.579% | 0.079085 | 0.074453 | 14317.3642 | 2563.412 | 613.0615 | 11140.8906 | 14359.6659 | 0 | 0 | 14359.6659 | 0.002083%
2026 | 450 | 450-50R | Tier-2 | Tier-2---11 | 4--4 | 18 | 5 | 537.0702 | 32.53% | 67.41% | 0.0594% | 4.8529 | 0 | 0 | 4.8529 | 0 | 4.6294 | 0.069711 | 66.4076 | 4.6294 | 0.069711 | 66.4076 | 4.8767 | 0.073436 | 66.4076 | 0.9036% | 0.071801 | 0.069806 | 7480.0024 | 403.5755 | 4618.5943 | 2457.8325 | 7624.1968 | 0 | 0 | 7624.1968 | 0.00016%
2026 | 452 | 452-1403 | Tier-2 | Tier-2---15 | 1--5 | 5 | 5 | 137.227 | 99.9% | 0% | 0.1049% | 13.7083 | 0 | 0 | 13.7083 | 0 | 13.0768 | 0.069711 | 187.5847 | 13.0768 | 0.069711 | 187.5847 | 13.7755 | 0.073436 | 187.5847 | 9.99% | 0.0007938 | 0.00071442 | 172873.5238 | 28023.5372 | 18.7375 | 144831.2491 | 172893.6672 | 0 | 0 | 172893.6672 | 0.000452%
2026 | 452 | 452-1404F | Tier-2 | Tier-2---12 | 1--5 | 20 | 19 | 625.5425 | 99.9% | 0% | 0.09615% | 59.3694 | 0 | 0 | 59.3694 | 0 | 56.6344 | 0.2649 | 213.7925 | 56.6344 | 0.2649 | 213.7925 | 59.6604 | 0.27906 | 213.7925 | 9.491% | 0.0036434 | 0.0032973 | 171691.9583 | 40882.2121 | 22.2295 | 130787.5168 | 171709.2867 | 0 | 0 | 171709.2867 | 0.001958%
2026 | 452 | 452-1405 | Tier-2 | Tier-2---15 | 1--5 | 12 | 10 | 181.2174 | 99.84% | 0% | 0.161% | 15.0771 | 0 | 0 | 15.0771 | 0 | 14.3826 | 0.13942 | 103.1579 | 14.3826 | 0.13942 | 103.1579 | 15.1511 | 0.14687 | 103.1579 | 8.32% | 0.001513 | 0.0013869 | 119773.5584 | 22556.6664 | 21.4776 | 97195.4144 | 119791.0842 | 0 | 0 | 119791.0842 | 0.0004972%
2026 | 452 | 452-38AE | Tier-2 | Tier-2---4 | 2--5 | 71 | 58 | 2823.7515 | 99.93% | 0% | 0.06613% | 230.5201 | 0 | 0 | 230.5201 | 0 | 219.9005 | 0.80865 | 271.9345 | 219.9005 | 0.80865 | 271.9345 | 231.6501 | 0.85186 | 271.9345 | 8.164% | 0.011395 | 0.010464 | 247801.8355 | 52326.7791 | 24.6712 | 195450.3852 | 247816.4128 | 0 | 0 | 247816.4128 | 0.007602%
2026 | 454 | 454-1814 | Tier-2 | Tier-2---20 | 4--2 | 3 | 3 | 39.0262 | 97.23% | 2.586% | 0.1833% | 3.7945 | 0 | 0 | 3.7945 | 0 | 3.6197 | 0.041827 | 86.541 | 3.6197 | 0.041827 | 86.541 | 3.8131 | 0.044062 | 86.541 | 9.723% | 0.072066 | 0.064859 | 541.534 | 85.8986 | 12.987 | 442.6484 | 543.2003 | 0 | 0 | 543.2003 | 0.0001251%
2026 | 454 | 454-48F | Tier-2 | Tier-2---4 | 4--5 | 53 | 41 | 3441.1661 | 99.7% | 0.2542% | 0.04705% | 265.4015 | 0 | 0 | 265.4015 | 0 | 253.175 | 0.57163 | 442.8972 | 253.175 | 0.57163 | 442.8972 | 266.7025 | 0.60218 | 442.8972 | 7.713% | 0.085487 | 0.078874 | 40253.7717 | 13127.3131 | 90.5163 | 27035.9424 | 40263.9391 | 0 | 0 | 40263.9391 | 0.008752%
2026 | 454 | 454-49F | Tier-2 | Tier-2---13 | 4--3 | 52 | 1 | 292.9743 | 76.06% | 23.59% | 0.3558% | 0.42851 | 0 | 0 | 0.42851 | 0 | 0.40877 | 0.013942 | 29.3187 | 0.40877 | 0.013942 | 29.3187 | 0.43061 | 0.014687 | 29.3187 | 0.1463% | 0.077203 | 0.077055 | 3794.8464 | 847.9473 | 816.929 | 2129.9701 | 3796.5972 | 0 | 0 | 3796.5972 | 1.413e-05%
2026 | 463 | 463-1136F | Tier-2 | Tier-2---18 | 4--2 | 11 | 10 | 88.0149 | 97.35% | 2.233% | 0.4157% | 7.7894 | 0 | 0 | 7.7894 | 0 | 7.4306 | 0.13942 | 53.2952 | 7.4306 | 0.13942 | 53.2952 | 7.8276 | 0.14687 | 53.2952 | 8.85% | 0.060434 | 0.05494 | 1456.3858 | 230.2642 | 26.4999 | 1199.6216 | 1460.2434 | 0 | 0 | 1460.2434 | 0.0002569%
2026 | 463 | 463-1229 | Tier-2 | Tier-2---9 | 5--4 | 231 | 198 | 1378.3182 | 99.02% | 0.574% | 0.4088% | 116.9805 | 0 | 0 | 116.9805 | 0 | 111.5914 | 2.7606 | 40.4233 | 111.5914 | 2.7606 | 40.4233 | 117.5539 | 2.9081 | 40.4233 | 8.487% | 0.096723 | 0.088432 | 14250.1892 | 3311.1583 | 71.0827 | 10867.9482 | 14263.3187 | 0 | 0 | 14263.3187 | 0.003858%
2026 | 470 | 470-40AE | Tier-2 | Tier-2---4 | 4--5 | 142 | 125 | 5264.9688 | 98.33% | 1.599% | 0.07273% | 455.719 | 0 | 0 | 455.719 | 0 | 434.725 | 1.7428 | 249.4426 | 434.725 | 1.7428 | 249.4426 | 457.953 | 1.8359 | 249.4426 | 8.656% | 0.091034 | 0.08302 | 57835.1917 | 10044.8198 | 839.6266 | 46950.7453 | 57928.5003 | 0 | 0 | 57928.5003 | 0.01503%
2026 | 470 | 470-47R | Tier-3 | Tier-3---2 | 5--5 | 534 | 475 | 16740.3912 | 99.37% | 0.5365% | 0.09319% | 1479.703 | 0 | 0 | 1479.703 | 0 | 1411.5361 | 6.6226 | 213.1397 | 1411.5361 | 6.6226 | 213.1397 | 1486.9564 | 6.9764 | 213.1397 | 8.839% | 0.16225 | 0.14782 | 103174.1084 | 18151.9385 | 504.5592 | 84517.6107 | 103237.5416 | 0 | 0 | 103237.5416 | 0.0488%
2026 | 471 | 471-36F | Tier-2 | Tier-2---4 | 4--5 | 128 | 21 | 4253.6671 | 94.96% | 4.983% | 0.06005% | 66.2676 | 0 | 0 | 66.2676 | 0 | 63.2148 | 0.29279 | 215.9064 | 63.2148 | 0.29279 | 215.9064 | 66.5924 | 0.30843 | 215.9064 | 1.558% | 0.093079 | 0.091552 | 45699.6343 | 7333.0142 | 2085.1053 | 36281.5148 | 45738.0729 | 0 | 0 | 45738.0729 | 0.002185%
2026 | 500 | 500-1531 | Tier-2 | Tier-2---10 | 4--4 | 20 | 16 | 800.5503 | 21.6% | 78.32% | 0.07823% | 13.8344 | 0 | 0 | 13.8344 | 0 | 13.1971 | 0.22308 | 59.1593 | 13.1971 | 0.22308 | 59.1593 | 13.9022 | 0.235 | 59.1593 | 1.728% | 0.071178 | 0.065484 | 11247.1911 | 406.5986 | 8046.836 | 2793.7565 | 12013.9429 | 0 | 0 | 12013.9429 | 0.0004562%
2026 | 501 | 501-786 | Tier-2 | Tier-2---14 | 2--5 | 23 | 22 | 204.0835 | 99.63% | 0% | 0.368% | 19.4492 | 0 | 0 | 19.4492 | 0 | 18.5532 | 0.30673 | 60.487 | 18.5532 | 0.30673 | 60.487 | 19.5445 | 0.32312 | 60.487 | 9.53% | 0.0050324 | 0.004551 | 40553.9202 | 6567.6362 | 21.2746 | 33965.0094 | 40569.7066 | 0 | 0 | 40569.7066 | 0.0006414%
2026 | 504 | 504-2501R | Tier-2 | Tier-2---9 | 3--5 | 154 | 23 | 733.6834 | 99.51% | 0% | 0.4917% | 10.9037 | 0 | 0 | 10.9037 | 0 | 10.4014 | 0.32067 | 32.4363 | 10.4014 | 0.32067 | 32.4363 | 10.9572 | 0.33781 | 32.4363 | 1.486% | 0.021593 | 0.02127 | 33978.4661 | 5431.2856 | 538.4348 | 28008.7457 | 33980.9991 | 0 | 0 | 33980.9991 | 0.0003596%
2026 | 520 | 520-1045R | Tier-2 | Tier-2---5 | 5--4 | 180 | 156 | 2978.814 | 97.34% | 2.471% | 0.184% | 251.3089 | 0 | 0 | 251.3089 | 0 | 239.7316 | 2.175 | 110.2216 | 239.7316 | 2.175 | 110.2216 | 252.5408 | 2.2912 | 110.2216 | 8.437% | 0.26824 | 0.24499 | 11105.2066 | 1577.7553 | 240.9549 | 9286.4963 | 11133.1875 | 0 | 0 | 11133.1875 | 0.008287%
2026 | 520 | 520-10R | Tier-2 | Tier-2---7 | 4--5 | 155 | 112 | 1478.7446 | 97.97% | 1.759% | 0.2664% | 104.6866 | 0 | 0 | 104.6866 | 0 | 99.8639 | 1.5615 | 63.9524 | 99.8639 | 1.5615 | 63.9524 | 105.1998 | 1.645 | 63.9524 | 7.079% | 0.046043 | 0.042716 | 32116.3215 | 6760.2491 | 666.312 | 24689.7604 | 32166.9954 | 0 | 0 | 32166.9954 | 0.003452%
2026 | 520 | 520-1489R | Tier-2 | Tier-2---8 | 5--5 | 408 | 329 | 2637.9338 | 96.76% | 2.798% | 0.4462% | 205.8159 | 0 | 0 | 205.8159 | 0 | 196.3344 | 4.587 | 42.8022 | 196.3344 | 4.587 | 42.8022 | 206.8248 | 4.8321 | 42.8022 | 7.802% | 0.13822 | 0.12707 | 19085.4238 | 2512.9913 | 492.8345 | 16079.598 | 19139.7224 | 0 | 0 | 19139.7224 | 0.006787%
2026 | 520 | 520-1509R | Tier-2 | Tier-2---5 | 5--4 | 401 | 276 | 3413.9118 | 92.72% | 6.994% | 0.2858% | 217.8673 | 0 | 0 | 217.8673 | 0 | 207.8306 | 3.8481 | 54.009 | 207.8306 | 3.8481 | 54.009 | 218.9353 | 4.0537 | 54.009 | 6.382% | 0.28561 | 0.26595 | 11953.1797 | 1649.8318 | 753.7764 | 9549.5714 | 12017.4971 | 0 | 0 | 12017.4971 | 0.007184%
2026 | 520 | 520-1525R | Tier-2 | Tier-2---8 | 5--5 | 145 | 129 | 1632.8033 | 98.29% | 1.436% | 0.2778% | 142.774 | 0 | 0 | 142.774 | 0 | 136.1967 | 1.7986 | 75.7256 | 136.1967 | 1.7986 | 75.7256 | 143.4739 | 1.8947 | 75.7256 | 8.744% | 0.099044 | 0.090232 | 16485.7021 | 3352.5642 | 292.1155 | 12841.0224 | 16513.2883 | 0 | 0 | 16513.2883 | 0.004708%
2026 | 520 | 520-1527R | Tier-3 | Tier-3---7 | 5--5 | 249 | 205 | 6763.0006 | 96.72% | 3.176% | 0.1068% | 538.5174 | 0 | 0 | 538.5174 | 0 | 513.709 | 2.8582 | 179.7336 | 513.709 | 2.8582 | 179.7336 | 541.1572 | 3.0109 | 179.7336 | 7.963% | 0.27105 | 0.24873 | 24951.4497 | 4456.278 | 731.2619 | 19763.9099 | 25024.926 | 0 | 0 | 25024.926 | 0.01776%
2026 | 520 | 520-1902R | Tier-2 | Tier-2---9 | 4--4 | 408 | 201 | 748.333 | 77.34% | 21.7% | 0.962% | 28.5115 | 0 | 0 | 28.5115 | 0 | 27.198 | 2.8024 | 9.7053 | 27.198 | 2.8024 | 9.7053 | 28.6513 | 2.9521 | 9.7053 | 3.81% | 0.058932 | 0.056029 | 12698.2886 | 2074.7299 | 2551.2719 | 8072.2868 | 12847.4075 | 0 | 0 | 12847.4075 | 0.0009402%
2026 | 520 | 520-1904 | Tier-3 | Tier-3---13 | 4--5 | 276 | 149 | 2084.5359 | 96.48% | 3.265% | 0.2521% | 108.5766 | 0 | 0 | 108.5766 | 0 | 103.5747 | 2.0774 | 49.8578 | 103.5747 | 2.0774 | 49.8578 | 109.1088 | 2.1884 | 49.8578 | 5.209% | 0.05278 | 0.04993 | 39495.106 | 6591.0687 | 1215.4691 | 31688.5681 | 39574.3799 | 0 | 0 | 39574.3799 | 0.00358%
2026 | 520 | 520-1936 | Tier-3 | Tier-3---20 | 1--5 | 4 | 3 | 63.7111 | 99.77% | 0% | 0.2279% | 4.7674 | 0 | 0 | 4.7674 | 0 | 4.5478 | 0.041827 | 108.7296 | 4.5478 | 0.041827 | 108.7296 | 4.7908 | 0.044062 | 108.7296 | 7.483% | 0.0006668 | 0.00061679 | 95547.5888 | 14906.0915 | 19.7801 | 80621.7172 | 95565.2438 | 0 | 0 | 95565.2438 | 0.0001572%
2026 | 520 | 520-22R | Tier-2 | Tier-2---14 | 4--4 | 113 | 54 | 258.296 | 74.72% | 24.53% | 0.7505% | 9.2233 | 0 | 0 | 9.2233 | 0 | 8.7984 | 0.75288 | 11.6863 | 8.7984 | 0.75288 | 11.6863 | 9.2685 | 0.79311 | 11.6863 | 3.571% | 0.036011 | 0.03429 | 7172.7783 | 1320.6919 | 1869.4908 | 3982.5956 | 7263.7681 | 0 | 0 | 7263.7681 | 0.0003042%
2026 | 520 | 520-35R | Tier-3 | Tier-3---9 | 5--5 | 306 | 275 | 4997.7942 | 96.49% | 3.313% | 0.193% | 433.4028 | 0 | 0 | 433.4028 | 0 | 413.4368 | 3.8341 | 107.8307 | 413.4368 | 3.8341 | 107.8307 | 435.5273 | 4.039 | 107.8307 | 8.672% | 0.28544 | 0.25979 | 17509.0395 | 2720.8213 | 525.8469 | 14262.3712 | 17569.648 | 0 | 0 | 17569.648 | 0.01429%
2026 | 520 | 520-45 | Tier-2 | Tier-2---8 | 5--5 | 219 | 176 | 2044.6463 | 97.57% | 2.13% | 0.298% | 160.3287 | 0 | 0 | 160.3287 | 0 | 152.9427 | 2.4538 | 62.3278 | 152.9427 | 2.4538 | 62.3278 | 161.1146 | 2.585 | 62.3278 | 7.841% | 0.10446 | 0.096067 | 19573.1854 | 2561.9074 | 366.8903 | 16644.3877 | 19614.7179 | 0 | 0 | 19614.7179 | 0.005287%
2026 | 521 | 521-14R | Tier-3 | Tier-3---5 | 5--5 | 315 | 264 | 11350.2874 | 96.69% | 3.233% | 0.07621% | 919.7864 | 0 | 0 | 919.7864 | 0 | 877.4138 | 3.6808 | 238.3782 | 877.4138 | 3.6808 | 238.3782 | 924.2952 | 3.8774 | 238.3782 | 8.104% | 0.27097 | 0.24826 | 41888.3276 | 6522.016 | 1245.0082 | 34121.3033 | 42015.1151 | 0 | 0 | 42015.1151 | 0.03033%
2026 | 521 | 521-1819R | Tier-2 | Tier-2---9 | 4--5 | 199 | 136 | 810.9996 | 89.31% | 10.24% | 0.4457% | 49.5022 | 0 | 0 | 49.5022 | 0 | 47.2217 | 1.8962 | 24.904 | 47.2217 | 1.8962 | 24.904 | 49.7448 | 1.9975 | 24.904 | 6.104% | 0.043667 | 0.040683 | 18572.4528 | 3866.096 | 1843.7459 | 12862.6109 | 18718.0421 | 0 | 0 | 18718.0421 | 0.001632%
2026 | 521 | 521-1856R | Tier-3 | Tier-3---6 | 5--5 | 335 | 276 | 8477.8617 | 97.79% | 2.104% | 0.1048% | 683.0496 | 0 | 0 | 683.0496 | 0 | 651.5829 | 3.8481 | 169.3271 | 651.5829 | 3.8481 | 169.3271 | 686.3978 | 4.0537 | 169.3271 | 8.057% | 0.15411 | 0.14141 | 55012.684 | 8678.1991 | 1054.7005 | 45279.7844 | 55121.7635 | 0 | 0 | 55121.7635 | 0.02252%
2026 | 521 | 521-18R | Tier-3 | Tier-3---6 | 4--5 | 307 | 264 | 8713.0173 | 99.36% | 0.5424% | 0.09583% | 744.4805 | 0 | 0 | 744.4805 | 0 | 710.1838 | 3.6808 | 192.9447 | 710.1838 | 3.6808 | 192.9447 | 748.1299 | 3.8774 | 192.9447 | 8.544% | 0.071321 | 0.065188 | 122165.8816 | 19717.7113 | 666.3639 | 101781.8064 | 122239.2425 | 0 | 0 | 122239.2425 | 0.02455%
2026 | 521 | 521-27R | Tier-2 | Tier-2---3 | 4--5 | 358 | 247 | 5618.6229 | 98.78% | 1.092% | 0.1294% | 382.9204 | 0 | 0 | 382.9204 | 0 | 365.28 | 3.4437 | 106.0706 | 365.28 | 3.4437 | 106.0706 | 384.7974 | 3.6277 | 106.0706 | 6.815% | 0.063668 | 0.059275 | 88249.328 | 16011.7412 | 1005.788 | 71231.7988 | 88329.1802 | 0 | 0 | 88329.1802 | 0.01263%
2026 | 521 | 521-32R | Tier-3 | Tier-3---4 | 5--5 | 232 | 207 | 12241.7135 | 99.38% | 0.5642% | 0.05689% | 1085.4723 | 0 | 0 | 1085.4723 | 0 | 1035.4669 | 2.8861 | 358.783 | 1035.4669 | 2.8861 | 358.783 | 1090.7933 | 3.0403 | 358.783 | 8.867% | 0.14844 | 0.13519 | 82470.5463 | 14293.5118 | 425.937 | 67751.0975 | 82520.7263 | 0 | 0 | 82520.7263 | 0.03579%
2026 | 521 | 521-700R | Tier-2 | Tier-2---3 | 4--5 | 437 | 328 | 9012.5446 | 99.05% | 0.8425% | 0.1052% | 670.0457 | 0 | 0 | 670.0457 | 0 | 639.1781 | 4.5731 | 139.77 | 639.1781 | 4.5731 | 139.77 | 673.3303 | 4.8174 | 139.77 | 7.435% | 0.074421 | 0.068835 | 121102.821 | 22486.5784 | 1104.4304 | 97511.8122 | 121195.9527 | 0 | 0 | 121195.9527 | 0.0221%
2026 | 522 | 522-34 | Tier-2 | Tier-2---16 | 4--3 | 64 | 34 | 112.7117 | 43.02% | 55.81% | 1.165% | 2.5762 | 0 | 0 | 2.5762 | 0 | 2.4575 | 0.47404 | 5.1843 | 2.4575 | 0.47404 | 5.1843 | 2.5889 | 0.49937 | 5.1843 | 2.286% | 0.030009 | 0.028415 | 3755.9309 | 247.8638 | 2031.3846 | 1476.6825 | 3875.9946 | 0 | 0 | 3875.9946 | 8.495e-05%
2026 | 522 | 522-36 | Tier-2 | Tier-2---16 | 4--3 | 93 | 42 | 116.9577 | 22.53% | 76.17% | 1.295% | 1.1902 | 0 | 0 | 1.1902 | 0 | 1.1354 | 0.58558 | 1.9389 | 1.1354 | 0.58558 | 1.9389 | 1.196 | 0.61686 | 1.9389 | 1.018% | 0.031092 | 0.029687 | 3761.7134 | 135.7107 | 2618.1163 | 1007.8864 | 3899.5408 | 0 | 0 | 3899.5408 | 3.925e-05%
2026 | 522 | 522-38R | Tier-2 | Tier-2---6 | 4--5 | 606 | 354 | 5639.8414 | 96.44% | 3.339% | 0.2198% | 317.7319 | 0 | 0 | 317.7319 | 0 | 303.0947 | 4.9356 | 61.4103 | 303.0947 | 4.9356 | 61.4103 | 319.2894 | 5.1993 | 61.4103 | 5.634% | 0.088602 | 0.083426 | 63653.5146 | 14842.1478 | 2035.9127 | 46775.4541 | 63794.0476 | 0 | 0 | 63794.0476 | 0.01048%
2026 | 523 | 523-31AE | Tier-2 | Tier-2---14 | 4--4 | 199 | 99 | 305.199 | 11.7% | 87.21% | 1.095% | 1.7759 | 0 | 0 | 1.7759 | 0 | 1.6941 | 1.3803 | 1.2273 | 1.6941 | 1.3803 | 1.2273 | 1.7846 | 1.454 | 1.2273 | 0.5819% | 0.037419 | 0.035558 | 8156.1707 | 205.0688 | 6422.8624 | 1528.2395 | 8533.2286 | 0 | 0 | 8533.2286 | 5.856e-05%
2026 | 524 | 524-1782F | Tier-3 | Tier-3---10 | 4--5 | 231 | 173 | 5468.1345 | 99.78% | 0.1144% | 0.1099% | 408.5997 | 0 | 0 | 408.5997 | 0 | 389.7763 | 2.412 | 161.5978 | 389.7763 | 2.412 | 161.5978 | 410.6026 | 2.5409 | 161.5978 | 7.472% | 0.040404 | 0.037378 | 135337.1336 | 26288.6429 | 296.748 | 108751.7427 | 135361.7106 | 0 | 0 | 135361.7106 | 0.01347%
2026 | 524 | 524-27R | Tier-3 | Tier-3---4 | 4--5 | 489 | 289 | 11317.6942 | 99.77% | 0.1414% | 0.08951% | 667.3334 | 0 | 0 | 667.3334 | 0 | 636.5907 | 4.0293 | 157.9896 | 636.5907 | 4.0293 | 157.9896 | 670.6046 | 4.2446 | 157.9896 | 5.896% | 0.060207 | 0.056649 | 187979.0829 | 37296.5794 | 584.5714 | 150097.9321 | 188006.3499 | 0 | 0 | 188006.3499 | 0.02201%
2026 | 524 | 524-46R | Tier-3 | Tier-3---4 | 5--5 | 283 | 223 | 13710.9533 | 98.99% | 0.9557% | 0.05722% | 1069.4603 | 0 | 0 | 1069.4603 | 0 | 1020.1924 | 3.1091 | 328.128 | 1020.1924 | 3.1091 | 328.128 | 1074.7027 | 3.2753 | 328.128 | 7.8% | 0.18916 | 0.17425 | 72484.9745 | 13906.2618 | 666.7027 | 57912.0099 | 72547.7776 | 0 | 0 | 72547.7776 | 0.03527%
2026 | 524 | 524-50R | Tier-3 | Tier-3---7 | 5--5 | 283 | 204 | 8801.877 | 98.2% | 1.718% | 0.0819% | 623.0646 | 0 | 0 | 623.0646 | 0 | 594.3613 | 2.8442 | 208.9712 | 594.3613 | 2.8442 | 208.9712 | 626.1189 | 2.9962 | 208.9712 | 7.079% | 0.18313 | 0.16993 | 48062.3901 | 8095.7209 | 755.2397 | 39211.4295 | 48129.575 | 0 | 0 | 48129.575 | 0.02055%
2026 | 524 | 524-69R | Tier-3 | Tier-3---1 | 5--5 | 842 | 634 | 40375.3309 | 99.03% | 0.9107% | 0.05596% | 3010.7489 | 0 | 0 | 3010.7489 | 0 | 2872.0499 | 8.8394 | 324.9142 | 2872.0499 | 8.8394 | 324.9142 | 3025.5075 | 9.3117 | 324.9142 | 7.457% | 0.27264 | 0.25211 | 148092.4418 | 24296.9603 | 1265.0887 | 122530.3927 | 148209.0145 | 0 | 0 | 148209.0145 | 0.09928%
2026 | 540 | 540-241R | Tier-2 | Tier-2---9 | 4--5 | 18 | 18 | 833.6308 | 67.75% | 32.17% | 0.07637% | 56.479 | 0 | 0 | 56.479 | 0 | 53.8771 | 0.25096 | 214.6831 | 53.8771 | 0.25096 | 214.6831 | 56.7559 | 0.26437 | 214.6831 | 6.775% | 0.047942 | 0.043147 | 17388.4645 | 1898.6352 | 5274.4553 | 10215.374 | 18011.5394 | 0 | 0 | 18011.5394 | 0.001862%
2026 | 591 | 591-1594R | Tier-2 | Tier-2---12 | 4--4 | 92 | 11 | 519.9571 | 96.32% | 3.27% | 0.4047% | 5.9884 | 0 | 0 | 5.9884 | 0 | 5.7125 | 0.15337 | 37.2479 | 5.7125 | 0.15337 | 37.2479 | 6.0178 | 0.16156 | 37.2479 | 1.152% | 0.047196 | 0.046632 | 11017.0212 | 2112.3756 | 330.6194 | 8574.0262 | 11021.9208 | 0 | 0 | 11021.9208 | 0.0001975%
2026 | 594 | 594-1379F | Tier-2 | Tier-2---17 | 1--5 | 9 | 9 | 49.4293 | 99.41% | 0% | 0.5897% | 4.9138 | 0 | 0 | 4.9138 | 0 | 4.6874 | 0.12548 | 37.3557 | 4.6874 | 0.12548 | 37.3557 | 4.9379 | 0.13219 | 37.3557 | 9.941% | 0.0021822 | 0.001964 | 22651.1445 | 6586.9703 | 15.0709 | 16049.1033 | 22665.986 | 0 | 0 | 22665.986 | 0.000162%
2026 | 597 | 597-595 | Tier-2 | Tier-2---1 | 5--5 | 398 | 360 | 18774.394 | 95.55% | 4.388% | 0.06321% | 1622.6031 | 0 | 0 | 1622.6031 | 0 | 1547.8531 | 5.0192 | 308.385 | 1547.8531 | 5.0192 | 308.385 | 1630.557 | 5.2874 | 308.385 | 8.643% | 0.15307 | 0.13922 | 122655.7075 | 27181.9194 | 4937.1438 | 90536.6442 | 123198.6104 | 0 | 0 | 123198.6104 | 0.05351%
2026 | 599 | 599-19R | Tier-2 | Tier-2---1 | 5--5 | 753 | 631 | 25743.4561 | 99.4% | 0.5253% | 0.0786% | 2144.2272 | 0 | 0 | 2144.2272 | 0 | 2045.4471 | 8.7976 | 232.501 | 2045.4471 | 8.7976 | 232.501 | 2154.7381 | 9.2676 | 232.501 | 8.329% | 0.15161 | 0.13891 | 169796.7072 | 27439.4443 | 825.3004 | 141531.9625 | 169890.485 | 0 | 0 | 169890.485 | 0.07071%
2026 | 67 | 67-24R | Tier-3 | Tier-3---13 | 5--4 | 344 | 278 | 2610.8 | 93.6% | 6.065% | 0.3401% | 197.4758 | 0 | 0 | 197.4758 | 0 | 188.3785 | 3.876 | 48.6018 | 188.3785 | 3.876 | 48.6018 | 198.4438 | 4.0831 | 48.6018 | 7.564% | 0.2194 | 0.20167 | 11899.5856 | 1685.3261 | 658.8049 | 9555.4545 | 11966.592 | 0 | 0 | 11966.592 | 0.006512%
2026 | 67 | 67-34R | Tier-3 | Tier-3---11 | 5--5 | 551 | 445 | 4180.1374 | 93.8% | 5.869% | 0.3284% | 316.6756 | 0 | 0 | 316.6756 | 0 | 302.087 | 6.2043 | 48.6898 | 302.087 | 6.2043 | 48.6898 | 318.2279 | 6.5358 | 48.6898 | 7.576% | 0.24743 | 0.22745 | 16893.949 | 2506.1553 | 940.0965 | 13447.6972 | 16985.9327 | 0 | 0 | 16985.9327 | 0.01044%
2026 | 67 | 67-37R | Tier-3 | Tier-3---17 | 5--3 | 190 | 159 | 622.3042 | 87.18% | 11.98% | 0.8373% | 45.4006 | 0 | 0 | 45.4006 | 0 | 43.3091 | 2.2168 | 19.5366 | 43.3091 | 2.2168 | 19.5366 | 45.6232 | 2.3353 | 19.5366 | 7.296% | 0.20095 | 0.18413 | 3096.8174 | 368.9872 | 339.0656 | 2388.7646 | 3133.0759 | 0 | 0 | 3133.0759 | 0.001497%
2026 | 67 | 67-45R | Tier-3 | Tier-3---15 | 5--4 | 233 | 198 | 1627.9508 | 92.79% | 6.809% | 0.4053% | 128.3604 | 0 | 0 | 128.3604 | 0 | 122.4471 | 2.7606 | 44.3557 | 122.4471 | 2.7606 | 44.3557 | 128.9896 | 2.9081 | 44.3557 | 7.885% | 0.20887 | 0.19112 | 7793.9219 | 1114.9846 | 483.0899 | 6195.8475 | 7846.1418 | 0 | 0 | 7846.1418 | 0.004233%
2026 | 73 | 73-1130R | Tier-3 | Tier-3---9 | 5--5 | 310 | 229 | 6201.607 | 97.29% | 2.601% | 0.1104% | 445.698 | 0 | 0 | 445.698 | 0 | 425.1656 | 3.1928 | 133.1645 | 425.1656 | 3.1928 | 133.1645 | 447.8828 | 3.3634 | 133.1645 | 7.187% | 0.2182 | 0.20208 | 28421.9762 | 4506.0463 | 681.7619 | 23234.168 | 28483.441 | 0 | 0 | 28483.441 | 0.0147%
2026 | 73 | 73-1163 | Tier-3 | Tier-3---4 | 5--5 | 326 | 242 | 15337.1849 | 98.56% | 1.393% | 0.04595% | 1122.1435 | 0 | 0 | 1122.1435 | 0 | 1070.4487 | 3.374 | 317.2609 | 1070.4487 | 3.374 | 317.2609 | 1127.6442 | 3.5543 | 317.2609 | 7.316% | 0.22506 | 0.20836 | 68145.9431 | 11285.6081 | 934.2701 | 55926.0649 | 68224.5761 | 0 | 0 | 68224.5761 | 0.037%
2026 | 73 | 73-1164 | Tier-3 | Tier-3---13 | 5--4 | 46 | 34 | 2448.8293 | 98.64% | 1.317% | 0.04316% | 178.5379 | 0 | 0 | 178.5379 | 0 | 170.3131 | 0.47404 | 359.2817 | 170.3131 | 0.47404 | 359.2817 | 179.4131 | 0.49937 | 359.2817 | 7.291% | 0.18614 | 0.17238 | 13155.649 | 2050.8097 | 155.9445 | 10948.8948 | 13169.9339 | 0 | 0 | 13169.9339 | 0.005888%
2026 | 73 | 73-23R | Tier-3 | Tier-3---9 | 5--5 | 188 | 158 | 5733.7907 | 98.41% | 1.505% | 0.0877% | 474.2097 | 0 | 0 | 474.2097 | 0 | 452.3639 | 2.2029 | 205.351 | 452.3639 | 2.2029 | 205.351 | 476.5343 | 2.3206 | 205.351 | 8.27% | 0.21349 | 0.19555 | 26857.2697 | 4453.5755 | 373.1893 | 22030.5049 | 26896.5064 | 0 | 0 | 26896.5064 | 0.01564%
2026 | 73 | 73-678R | Tier-3 | Tier-3---5 | 5--5 | 313 | 270 | 10591.3769 | 98.31% | 1.605% | 0.08417% | 898.1963 | 0 | 0 | 898.1963 | 0 | 856.8183 | 3.7644 | 227.6098 | 856.8183 | 3.7644 | 227.6098 | 902.5992 | 3.9656 | 227.6098 | 8.48% | 0.23776 | 0.21725 | 44546.6543 | 7354.6581 | 672.0109 | 36519.9852 | 44617.71 | 0 | 0 | 44617.71 | 0.02962%
2026 | 73 | 73-683R | Tier-3 | Tier-3---7 | 5--5 | 273 | 226 | 9288.0329 | 98.43% | 1.494% | 0.07761% | 756.8138 | 0 | 0 | 756.8138 | 0 | 721.949 | 3.151 | 229.1206 | 721.949 | 3.151 | 229.1206 | 760.5237 | 3.3193 | 229.1206 | 8.148% | 0.22716 | 0.20835 | 40887.9849 | 6381.0644 | 580.3589 | 33926.5617 | 40945.9903 | 0 | 0 | 40945.9903 | 0.02496%
2026 | 75 | 75-2257F | Tier-3 | Tier-3---20 | 1--5 | 4 | 4 | 17.7969 | 99.34% | 0% | 0.6614% | 1.7679 | 0 | 0 | 1.7679 | 0 | 1.6865 | 0.055769 | 30.2403 | 1.6865 | 0.055769 | 30.2403 | 1.7766 | 0.058749 | 30.2403 | 9.934% | 0.0002804 | 0.00025236 | 63469.7957 | 10131.5901 | 38.1351 | 53300.0705 | 63516.4404 | 0 | 0 | 63516.4404 | 5.83e-05%
2026 | 75 | 75-2258F | Tier-3 | Tier-3---21 | 2--2 | 4 | 3 | 4.4231 | 0% | 100% | 0% | 0 | 0 | 0 | 0 | 0 | 0 | 0.041827 | 0 | 0 | 0.041827 | 0 | 0 | 0.044062 | 0 | 0% | 0.0051944 | 0.0048048 | 851.5125 | 1.4212 | 766.2233 | 83.868 | 920.554 | 0 | 0 | 920.554 | 0%
2026 | 75 | 75-2259F | Tier-3 | Tier-3---12 | 3--5 | 140 | 102 | 3135.4576 | 99.77% | 0.1421% | 0.08717% | 227.9168 | 0 | 0 | 227.9168 | 0 | 217.4172 | 1.4221 | 152.8832 | 217.4172 | 1.4221 | 152.8832 | 229.0341 | 1.4981 | 152.8832 | 7.269% | 0.020337 | 0.018856 | 154171.9995 | 31533.3232 | 223.914 | 122414.7623 | 154199.7709 | 0 | 0 | 154199.7709 | 0.007516%
2026 | 75 | 75-2260F | Tier-3 | Not Applicable | Not Applicable | 2 | 1 | 0 | 0% | 0% | 0% | 0 | 0 | 0 | 0 | 0 | 0 | 0.013942 | 0 | 0 | 0.013942 | 0 | 0 | 0.014687 | 0 | 0% | 0 | 0 | 0 | 0 | 0 | 0 | 0 | 0 | 0 | 0 | 0%
2026 | 75 | 75-32R | Tier-3 | Tier-3---13 | 3--5 | 84 | 65 | 1708.3855 | 99.57% | 0.3134% | 0.112% | 131.6342 | 0 | 0 | 131.6342 | 0 | 125.5701 | 0.90625 | 138.5603 | 125.5701 | 0.90625 | 138.5603 | 132.2795 | 0.95467 | 138.5603 | 7.705% | 0.014781 | 0.013637 | 115578.2654 | 21738.9456 | 361.961 | 93477.3588 | 115619.4966 | 0 | 0 | 115619.4966 | 0.004341%
2026 | 75 | 75-41 | Tier-3 | Tier-3---13 | 3--5 | 69 | 58 | 1937.5846 | 99.86% | 0.04507% | 0.0969% | 162.6382 | 0 | 0 | 162.6382 | 0 | 155.1458 | 0.80865 | 191.8572 | 155.1458 | 0.80865 | 191.8572 | 163.4355 | 0.85186 | 191.8572 | 8.394% | 0.0163 | 0.01493 | 118871.6769 | 26474.373 | 152.913 | 92244.3909 | 118887.1641 | 0 | 0 | 118887.1641 | 0.005363%
2026 | 75 | 75-996R | Tier-2 | Tier-2---7 | 4--5 | 319 | 241 | 2211.1377 | 99.23% | 0.4312% | 0.3416% | 165.7574 | 0 | 0 | 165.7574 | 0 | 158.1213 | 3.3601 | 47.0586 | 158.1213 | 3.3601 | 47.0586 | 166.5699 | 3.5396 | 47.0586 | 7.496% | 0.043997 | 0.040673 | 50256.3267 | 10744.6266 | 373.824 | 39137.876 | 50288.0665 | 0 | 0 | 50288.0665 | 0.005466%
2026 | 770 | 770-259R | Tier-2 | Tier-2---17 | 2--3 | 24 | 21 | 42.5113 | 97.49% | 0.5175% | 1.991% | 3.6264 | 0 | 0 | 3.6264 | 0 | 3.4594 | 0.29279 | 11.8153 | 3.4594 | 0.29279 | 11.8153 | 3.6442 | 0.30843 | 11.8153 | 8.531% | 0.010605 | 0.0096772 | 4008.538 | 787.4023 | 25.9222 | 3195.2135 | 4018.1784 | 0 | 0 | 4018.1784 | 0.0001196%
2026 | 78 | 78-26R | Tier-3 | Tier-3---5 | 5--5 | 186 | 143 | 14526.7268 | 98.56% | 1.412% | 0.03052% | 1100.7243 | 0 | 0 | 1100.7243 | 0 | 1050.0162 | 1.9937 | 526.6547 | 1050.0162 | 1.9937 | 526.6547 | 1106.12 | 2.1003 | 526.6547 | 7.577% | 0.34567 | 0.3191 | 42024.2818 | 6675.4461 | 542.9403 | 34805.8954 | 42074.7848 | 0 | 0 | 42074.7848 | 0.0363%
2026 | 78 | 78-35R | Tier-3 | Tier-3---10 | 2--5 | 29 | 29 | 5696.3358 | 99.98% | 0% | 0.01771% | 569.5327 | 0 | 0 | 569.5327 | 0 | 543.2955 | 0.40433 | 1343.7055 | 543.2955 | 0.40433 | 1343.7055 | 572.3245 | 0.42593 | 1343.7055 | 9.998% | 0.008188 | 0.0073692 | 695693.1861 | 112288.7116 | 42.5016 | 583361.9729 | 695706.8779 | 0 | 0 | 695706.8779 | 0.01878%
2026 | 78 | 78-782R | Tier-3 | Tier-3---7 | 5--5 | 33 | 32 | 7202.3158 | 99.51% | 0.4709% | 0.01666% | 695.0009 | 0 | 0 | 695.0009 | 0 | 662.9836 | 0.44615 | 1486 | 662.9836 | 0.44615 | 1486 | 698.4077 | 0.46999 | 1486 | 9.65% | 0.33808 | 0.30529 | 21303.7357 | 3625.7073 | 90.139 | 17587.8894 | 21314.8905 | 0 | 0 | 21314.8905 | 0.02292%
2026 | 788 | 788-34R | Tier-2 | Tier-2---6 | 5--5 | 521 | 143 | 9132.2366 | 94.33% | 5.547% | 0.1209% | 236.4489 | 0 | 0 | 236.4489 | 0 | 225.5562 | 1.9937 | 113.1318 | 225.5562 | 1.9937 | 113.1318 | 237.608 | 2.1003 | 113.1318 | 2.589% | 0.12404 | 0.12064 | 73621.1831 | 18327.6204 | 3867.2587 | 51426.3041 | 73738.9357 | 0 | 0 | 73738.9357 | 0.007797%
2026 | 79 | 79-1215F | Tier-3 | Tier-3---18 | 5--3 | 9 | 5 | 324.1263 | 99.58% | 0.3619% | 0.05404% | 17.9321 | 0 | 0 | 17.9321 | 0 | 17.106 | 0.069711 | 245.3833 | 17.106 | 0.069711 | 245.3833 | 18.02 | 0.073436 | 245.3833 | 5.532% | 0.1831 | 0.17293 | 1770.1913 | 278.679 | 8.5105 | 1483.0017 | 1770.6244 | 0 | 0 | 1770.6244 | 0.0005913%
2026 | 791 | 791-419F | Tier-2 | Tier-2---5 | 5--5 | 141 | 48 | 3349.7594 | 92.58% | 7.304% | 0.116% | 105.5733 | 0 | 0 | 105.5733 | 0 | 100.7098 | 0.66923 | 150.4861 | 100.7098 | 0.66923 | 150.4861 | 106.0908 | 0.70499 | 150.4861 | 3.152% | 0.11325 | 0.1094 | 29577.718 | 5038.7125 | 1957.3259 | 22581.6795 | 29655.0602 | 0 | 0 | 29655.0602 | 0.003481%
2026 | 79 | 79-658R | Tier-3 | Tier-3---5 | 5--5 | 198 | 185 | 12321.0759 | 99.26% | 0.6823% | 0.05367% | 1142.7385 | 0 | 0 | 1142.7385 | 0 | 1090.0949 | 2.5793 | 422.6283 | 1090.0949 | 2.5793 | 422.6283 | 1148.3402 | 2.7171 | 422.6283 | 9.275% | 0.46655 | 0.42296 | 26408.7945 | 4377.4606 | 177.0739 | 21854.26 | 26428.8274 | 0 | 0 | 26428.8274 | 0.03768%
2026 | 79 | 79-660R | Tier-3 | Tier-3---14 | 5--3 | 179 | 159 | 2087.0386 | 97.47% | 2.263% | 0.2704% | 180.6886 | 0 | 0 | 180.6886 | 0 | 172.3646 | 2.2168 | 77.753 | 172.3646 | 2.2168 | 77.753 | 181.5743 | 2.3353 | 77.753 | 8.658% | 0.45747 | 0.41684 | 4562.1181 | 605.8757 | 102.8461 | 3853.3963 | 4573.3849 | 0 | 0 | 4573.3849 | 0.005958%
2026 | 79 | 79-668R | Tier-3 | Tier-3---15 | 5--3 | 309 | 206 | 1606.9068 | 70.93% | 28.63% | 0.4437% | 75.9811 | 0 | 0 | 75.9811 | 0 | 72.4808 | 2.8721 | 25.2361 | 72.4808 | 2.8721 | 25.2361 | 76.3536 | 3.0256 | 25.2361 | 4.728% | 0.43999 | 0.41066 | 3652.1539 | 351.9998 | 935.9584 | 2364.1956 | 3727.9984 | 0 | 0 | 3727.9984 | 0.002506%
2026 | 79 | 79-676R | Tier-3 | Tier-3---5 | 5--5 | 138 | 80 | 9714.1464 | 98.29% | 1.686% | 0.02874% | 553.4853 | 0 | 0 | 553.4853 | 0 | 527.9874 | 1.1154 | 473.3687 | 527.9874 | 1.1154 | 473.3687 | 556.1985 | 1.175 | 473.3687 | 5.698% | 0.38409 | 0.36182 | 25291.2629 | 4345.6054 | 407.8419 | 20537.8155 | 25317.9432 | 0 | 0 | 25317.9432 | 0.01825%
2026 | 79 | 79-679R | Tier-3 | Tier-3---3 | 5--5 | 192 | 130 | 18448.5828 | 98.9% | 1.079% | 0.02427% | 1235.3475 | 0 | 0 | 1235.3475 | 0 | 1178.4375 | 1.8125 | 650.1734 | 1178.4375 | 1.8125 | 650.1734 | 1241.4031 | 1.9093 | 650.1734 | 6.696% | 0.3939 | 0.36723 | 46835.416 | 7852.0838 | 464.0518 | 38519.2804 | 46872.9273 | 0 | 0 | 46872.9273 | 0.04074%
2026 | 79 | 79-685R | Tier-3 | Tier-3---14 | 5--4 | 74 | 65 | 2564.7524 | 99.37% | 0.5359% | 0.0899% | 223.8726 | 0 | 0 | 223.8726 | 0 | 213.5592 | 0.90625 | 235.6519 | 213.5592 | 0.90625 | 235.6519 | 224.97 | 0.95467 | 235.6519 | 8.729% | 0.43155 | 0.39364 | 5943.1342 | 854.3477 | 28.1313 | 5060.6552 | 5946.7155 | 0 | 0 | 5946.7155 | 0.007382%
2026 | 79 | 79-714R | Tier-3 | Tier-3---9 | 5--4 | 180 | 106 | 5536.6205 | 96.31% | 3.618% | 0.06787% | 314.028 | 0 | 0 | 314.028 | 0 | 299.5614 | 1.4779 | 202.6964 | 299.5614 | 1.4779 | 202.6964 | 315.5673 | 1.5568 | 202.6964 | 5.672% | 0.37772 | 0.35547 | 14658.165 | 2258.9978 | 483.8289 | 11915.3383 | 14691.972 | 0 | 0 | 14691.972 | 0.01036%
2026 | 79 | 79-785 | Tier-3 | Tier-3---3 | 5--5 | 427 | 238 | 18780.9285 | 97.14% | 2.812% | 0.0448% | 1016.9059 | 0 | 0 | 1016.9059 | 0 | 970.0591 | 3.3183 | 292.3393 | 970.0591 | 3.3183 | 292.3393 | 1021.8907 | 3.4956 | 292.3393 | 5.415% | 0.38023 | 0.35904 | 49393.626 | 8845.5666 | 1277.0593 | 39271.0002 | 49476.9043 | 0 | 0 | 49476.9043 | 0.03353%
2026 | 79 | 79-799R | Tier-3 | Tier-3---14 | 5--3 | 116 | 110 | 3034.8235 | 97.12% | 2.752% | 0.1275% | 279.4979 | 0 | 0 | 279.4979 | 0 | 266.622 | 1.5337 | 173.8479 | 266.622 | 1.5337 | 173.8479 | 280.868 | 1.6156 | 173.8479 | 9.21% | 0.77068 | 0.6976 | 3937.8445 | 548.6205 | 97.3974 | 3291.8266 | 3949.7239 | 0 | 0 | 3949.7239 | 0.009217%
2026 | 79 | 79-808R | Tier-3 | Tier-3---3 | 5--5 | 218 | 192 | 19978.3255 | 99.23% | 0.7353% | 0.0338% | 1746.0262 | 0 | 0 | 1746.0262 | 0 | 1665.5904 | 2.6769 | 622.2043 | 1665.5904 | 2.6769 | 622.2043 | 1754.5852 | 2.82 | 622.2043 | 8.74% | 0.44563 | 0.40638 | 44831.6641 | 7188.3432 | 299.9404 | 37343.3805 | 44864.9647 | 0 | 0 | 44864.9647 | 0.05758%
2026 | 799 | 799-504R | Tier-2 | Tier-2---15 | 1--5 | 38 | 11 | 127.4062 | 99.28% | 0% | 0.716% | 3.6617 | 0 | 0 | 3.6617 | 0 | 3.493 | 0.15337 | 22.7756 | 3.493 | 0.15337 | 22.7756 | 3.6796 | 0.16156 | 22.7756 | 2.874% | 0.0046964 | 0.0045605 | 27128.474 | 7563.5291 | 572.4903 | 18992.4546 | 27134.2647 | 0 | 0 | 27134.2647 | 0.0001207%
2026 | 835 | 835-10F | Tier-2 | Tier-2---19 | 1--4 | 13 | 6 | 12.4137 | 98.83% | 0% | 1.166% | 0.56626 | 0 | 0 | 0.56626 | 0 | 0.54017 | 0.083654 | 6.4573 | 0.54017 | 0.083654 | 6.4573 | 0.56904 | 0.088123 | 6.4573 | 4.562% | 0.0010446 | 0.00099639 | 11883.6638 | 1899.9347 | 22.1501 | 9961.5789 | 11890.3663 | 0 | 0 | 11890.3663 | 1.867e-05%
2026 | 835 | 835-11F | Tier-2 | Tier-2---15 | 1--5 | 17 | 17 | 139.955 | 99.63% | 0% | 0.3714% | 13.9435 | 0 | 0 | 13.9435 | 0 | 13.3012 | 0.23702 | 56.1186 | 13.3012 | 0.23702 | 56.1186 | 14.0119 | 0.24968 | 56.1186 | 9.963% | 0.0041866 | 0.0037679 | 33429.2729 | 8048.3513 | 14.1386 | 25366.7829 | 33443.0691 | 0 | 0 | 33443.0691 | 0.0004598%
2026 | 835 | 835-35F | Tier-2 | Tier-2---19 | 1--5 | 3 | 3 | 6.7153 | 99.02% | 0% | 0.9775% | 0.66497 | 0 | 0 | 0.66497 | 0 | 0.63433 | 0.041827 | 15.1657 | 0.63433 | 0.041827 | 15.1657 | 0.66823 | 0.044062 | 15.1657 | 9.902% | 0.0003154 | 0.00028386 | 21291.4086 | 3424.4375 | 20.5737 | 17846.3975 | 21314.5344 | 0 | 0 | 21314.5344 | 2.193e-05%
2026 | 840 | 840-308F | Tier-2 | Tier-2---13 | 4--4 | 16 | 16 | 330.3488 | 99.39% | 0.4551% | 0.1546% | 32.8335 | 0 | 0 | 32.8335 | 0 | 31.3209 | 0.22308 | 140.4043 | 31.3209 | 0.22308 | 140.4043 | 32.9944 | 0.235 | 140.4043 | 9.939% | 0.063249 | 0.056924 | 5222.9719 | 1196.0786 | 20.9413 | 4005.9521 | 5226.5099 | 0 | 0 | 5226.5099 | 0.001083%
2026 | 840 | 840-374 | Tier-2 | Tier-2---13 | 4--3 | 40 | 36 | 232.5563 | 96.66% | 2.796% | 0.5416% | 20.2316 | 0 | 0 | 20.2316 | 0 | 19.2996 | 0.50192 | 38.4513 | 19.2996 | 0.50192 | 38.4513 | 20.3308 | 0.52874 | 38.4513 | 8.7% | 0.064007 | 0.058246 | 3633.3054 | 565.5328 | 81.8411 | 2985.9315 | 3645.2974 | 0 | 0 | 3645.2974 | 0.0006672%
2026 | 855 | 855-46AE | Tier-2 | Tier-2---15 | 1--5 | 7 | 7 | 188.5529 | 99.88% | 0% | 0.1171% | 18.8332 | 0 | 0 | 18.8332 | 0 | 17.9656 | 0.097596 | 184.0813 | 17.9656 | 0.097596 | 184.0813 | 18.9255 | 0.10281 | 184.0813 | 9.988% | 0.0010888 | 0.00097992 | 173174.957 | 50966.8705 | 22.9996 | 122185.0869 | 173197.4932 | 0 | 0 | 173197.4932 | 0.000621%
2026 | 859 | 859-42R | Tier-2 | Tier-2---3 | 4--5 | 557 | 159 | 8606.9717 | 99.86% | 0% | 0.1411% | 245.346 | 0 | 0 | 245.346 | 0 | 234.0434 | 2.2168 | 105.576 | 234.0434 | 2.2168 | 105.576 | 246.5487 | 2.3353 | 105.576 | 2.851% | 0.067132 | 0.065215 | 128210.0534 | 20875.9672 | 105.3382 | 107228.748 | 128215.3699 | 0 | 0 | 128215.3699 | 0.008091%
2026 | 907 | 907-1475 | Tier-3 | Tier-3---21 | 3--1 | 4 | 4 | 4.2814 | 0% | 100% | 0% | 0 | 0 | 0 | 0 | 0 | 0 | 0.055769 | 0 | 0 | 0.055769 | 0 | 0 | 0.058749 | 0 | 0% | 0.017589 | 0.01583 | 243.4138 | 0.27581 | 199.7806 | 43.3575 | 270.4598 | 0 | 0 | 270.4598 | 0%
2026 | 907 | 907-1562AE | Tier-3 | Tier-3---6 | 4--5 | 162 | 123 | 8439.7692 | 97.62% | 2.35% | 0.03436% | 625.5206 | 0 | 0 | 625.5206 | 0 | 596.7041 | 1.7149 | 347.9525 | 596.7041 | 1.7149 | 347.9525 | 628.5869 | 1.8065 | 347.9525 | 7.412% | 0.054867 | 0.050701 | 153823.4412 | 28255.722 | 3280.1961 | 122287.5231 | 154124.7523 | 0 | 0 | 154124.7523 | 0.02063%
2026 | 907 | 907-1602 | Tier-3 | Tier-3---17 | 3--4 | 5 | 5 | 257.2419 | 98.67% | 1.294% | 0.04048% | 25.3809 | 0 | 0 | 25.3809 | 0 | 24.2117 | 0.069711 | 347.3126 | 24.2117 | 0.069711 | 347.3126 | 25.5053 | 0.073436 | 347.3126 | 9.867% | 0.018131 | 0.016318 | 14188.117 | 2263.0518 | 146.1468 | 11778.9183 | 14209.1546 | 0 | 0 | 14209.1546 | 0.000837%
2026 | 907 | 907-1604 | Tier-3 | Tier-3---19 | 3--2 | 4 | 4 | 17.8439 | 83.33% | 16.48% | 0.1969% | 1.4869 | 0 | 0 | 1.4869 | 0 | 1.4184 | 0.055769 | 25.4331 | 1.4184 | 0.055769 | 25.4331 | 1.4942 | 0.058749 | 25.4331 | 8.333% | 0.017739 | 0.015965 | 1005.9134 | 134.52 | 136.2349 | 735.1585 | 1024.5483 | 0 | 0 | 1024.5483 | 4.903e-05%
2026 | 907 | 907-1702R | Tier-3 | Tier-3---6 | 4--5 | 148 | 117 | 9100.5582 | 99.73% | 0.2344% | 0.03926% | 717.4672 | 0 | 0 | 717.4672 | 0 | 684.415 | 1.6312 | 419.5654 | 684.415 | 1.6312 | 419.5654 | 720.9842 | 1.7184 | 419.5654 | 7.884% | 0.061079 | 0.05625 | 148997.4926 | 27594.5733 | 329.8343 | 121073.085 | 149032.4931 | 0 | 0 | 149032.4931 | 0.02366%
2026 | 907 | 907-1716R | Tier-3 | Tier-3---2 | 4--5 | 388 | 278 | 27066.4552 | 99.19% | 0.7771% | 0.02941% | 1923.6578 | 0 | 0 | 1923.6578 | 0 | 1835.0388 | 3.876 | 473.4417 | 1835.0388 | 3.876 | 473.4417 | 1933.0875 | 4.0831 | 473.4417 | 7.107% | 0.088049 | 0.081741 | 307401.4891 | 65823.1334 | 2297.2385 | 239281.1172 | 307592.8237 | 0 | 0 | 307592.8237 | 0.06344%
2026 | 907 | 907-2820R | Tier-3 | Tier-3---10 | 4--5 | 33 | 29 | 6348.4755 | 99.98% | 0.008026% | 0.01607% | 557.7619 | 0 | 0 | 557.7619 | 0 | 532.0669 | 0.40433 | 1315.9345 | 532.0669 | 0.40433 | 1315.9345 | 560.496 | 0.42593 | 1315.9345 | 8.786% | 0.082479 | 0.075231 | 76970.9977 | 15788.3869 | 6.9606 | 61175.6502 | 76972.7848 | 0 | 0 | 76972.7848 | 0.01839%
2026 | 908 | 908-1172R | Tier-2 | Tier-2---2 | 5--5 | 303 | 240 | 15766.5188 | 98.33% | 1.627% | 0.04735% | 1227.927 | 0 | 0 | 1227.927 | 0 | 1171.3589 | 3.3461 | 350.0618 | 1171.3589 | 3.3461 | 350.0618 | 1233.9462 | 3.5249 | 350.0618 | 7.788% | 0.20692 | 0.19053 | 76195.3215 | 14303.1214 | 1151.1077 | 60741.0923 | 76305.0467 | 0 | 0 | 76305.0467 | 0.04049%
2026 | 908 | 908-1236 | Tier-2 | Tier-2---2 | 5--5 | 166 | 130 | 11763.9311 | 98.8% | 1.165% | 0.03327% | 910.2348 | 0 | 0 | 910.2348 | 0 | 868.3022 | 1.8125 | 479.064 | 868.3022 | 1.8125 | 479.064 | 914.6967 | 1.9093 | 479.064 | 7.738% | 0.1877 | 0.173 | 62673.98 | 12802.8477 | 668.2172 | 49202.9151 | 62737.7769 | 0 | 0 | 62737.7769 | 0.03002%
2026 | 908 | 908-1368R | Tier-2 | Tier-2---5 | 5--5 | 471 | 386 | 5570.7929 | 96.25% | 3.531% | 0.2207% | 439.4181 | 0 | 0 | 439.4181 | 0 | 419.175 | 5.3817 | 77.8886 | 419.175 | 5.3817 | 77.8886 | 441.5721 | 5.6693 | 77.8886 | 7.888% | 0.23644 | 0.21707 | 23560.7485 | 3807.7086 | 754.5572 | 18998.4826 | 23639.6494 | 0 | 0 | 23639.6494 | 0.01449%
2026 | 908 | 908-1370R | Tier-2 | Tier-2---8 | 5--4 | 150 | 131 | 1466.2762 | 91.81% | 7.905% | 0.289% | 117.5619 | 0 | 0 | 117.5619 | 0 | 112.1461 | 1.8264 | 61.4015 | 112.1461 | 1.8264 | 61.4015 | 118.1382 | 1.924 | 61.4015 | 8.018% | 0.1878 | 0.1714 | 7807.4644 | 1287.0292 | 565.6485 | 5954.7867 | 7868.6819 | 0 | 0 | 7868.6819 | 0.003877%
2026 | 908 | 908-1372R | Tier-2 | Tier-2---2 | 5--5 | 123 | 89 | 7960.2903 | 98.35% | 1.621% | 0.03193% | 566.4697 | 0 | 0 | 566.4697 | 0 | 540.3736 | 1.2409 | 435.4819 | 540.3736 | 1.2409 | 435.4819 | 569.2465 | 1.3072 | 435.4819 | 7.116% | 0.17701 | 0.1642 | 44971.6131 | 9357.4907 | 670.8421 | 34943.2804 | 45029.5843 | 0 | 0 | 45029.5843 | 0.01868%
2026 | 908 | 908-2038R | Tier-2 | Tier-2---1 | 5--5 | 547 | 423 | 41258.5742 | 98.89% | 1.078% | 0.03081% | 3155.1751 | 0 | 0 | 3155.1751 | 0 | 3009.8227 | 5.8976 | 510.3481 | 3009.8227 | 5.8976 | 510.3481 | 3170.6416 | 6.2127 | 510.3481 | 7.647% | 0.23053 | 0.21271 | 178970.5163 | 35360.8505 | 1780.0078 | 141829.658 | 179136.8845 | 0 | 0 | 179136.8845 | 0.104%
2026 | 908 | 908-2040 | Tier-2 | Tier-2---5 | 5--5 | 162 | 124 | 3646.8048 | 91.91% | 7.986% | 0.1044% | 256.5556 | 0 | 0 | 256.5556 | 0 | 244.7366 | 1.7288 | 141.5609 | 244.7366 | 1.7288 | 141.5609 | 257.8132 | 1.8212 | 141.5609 | 7.035% | 0.17929 | 0.16557 | 20339.8492 | 3923.1303 | 1491.1287 | 14925.5902 | 20476.2423 | 0 | 0 | 20476.2423 | 0.00846%
2026 | 908 | 908-2055F | Tier-3 | Tier-3---2 | 5--5 | 363 | 282 | 22564.0783 | 99.08% | 0.8792% | 0.03652% | 1736.8596 | 0 | 0 | 1736.8596 | 0 | 1656.8461 | 3.9317 | 421.4044 | 1656.8461 | 3.9317 | 421.4044 | 1745.3737 | 4.1418 | 421.4044 | 7.697% | 0.20355 | 0.18773 | 110854.0623 | 21094.0064 | 955.5801 | 88804.4759 | 110939.5671 | 0 | 0 | 110939.5671 | 0.05728%
2026 | 908 | 908-2062F | Tier-2 | Tier-2---16 | 5--2 | 7 | 5 | 153.3115 | 98.58% | 1.358% | 0.06577% | 10.7949 | 0 | 0 | 10.7949 | 0 | 10.2976 | 0.069711 | 147.7182 | 10.2976 | 0.069711 | 147.7182 | 10.8479 | 0.073436 | 147.7182 | 7.041% | 0.16054 | 0.14908 | 954.9499 | 151.795 | 13.6809 | 789.4741 | 955.9955 | 0 | 0 | 955.9955 | 0.000356%
2026 | 908 | 908-30 | Tier-2 | Tier-2---10 | 5--4 | 52 | 40 | 847.524 | 96.52% | 3.329% | 0.1488% | 62.9267 | 0 | 0 | 62.9267 | 0 | 60.0278 | 0.55769 | 107.6362 | 60.0278 | 0.55769 | 107.6362 | 63.2352 | 0.58749 | 107.6362 | 7.425% | 0.16572 | 0.15298 | 5114.069 | 791.8811 | 161.7983 | 4160.3897 | 5128.8913 | 0 | 0 | 5128.8913 | 0.002075%
2026 | 909 | 909-451 | Tier-3 | Tier-3---1 | 5--5 | 506 | 419 | 55252.3747 | 99.27% | 0.7029% | 0.02396% | 4541.9905 | 0 | 0 | 4541.9905 | 0 | 4332.7504 | 5.8418 | 741.6784 | 4332.7504 | 5.8418 | 741.6784 | 4564.2552 | 6.154 | 741.6784 | 8.22% | 0.31112 | 0.28536 | 177590.703 | 30501.3074 | 1127.1647 | 145962.2309 | 177707.2421 | 0 | 0 | 177707.2421 | 0.1498%
2026 | 909 | 909-453R | Tier-2 | Tier-2---3 | 2--5 | 62 | 24 | 5703.0403 | 99.97% | 0% | 0.03309% | 220.6898 | 0 | 0 | 220.6898 | 0 | 210.5231 | 0.33461 | 629.1504 | 210.5231 | 0.33461 | 629.1504 | 221.7716 | 0.35249 | 629.1504 | 3.87% | 0.0097928 | 0.0094137 | 582370.7512 | 94031.5141 | 664.3163 | 487674.9208 | 582378.5109 | 0 | 0 | 582378.5109 | 0.007278%
2026 | 909 | 909-805R | Tier-2 | Tier-2---1 | 5--5 | 309 | 271 | 32313.161 | 99.26% | 0.708% | 0.02831% | 2813.0723 | 0 | 0 | 2813.0723 | 0 | 2683.4799 | 3.7784 | 710.2235 | 2683.4799 | 3.7784 | 710.2235 | 2826.8619 | 3.9802 | 710.2235 | 8.706% | 0.28921 | 0.26385 | 111728.904 | 24066.0497 | 703.1475 | 86959.7068 | 111807.9846 | 0 | 0 | 111807.9846 | 0.09276%
2026 | 909 | 909-812 | Tier-2 | Tier-2---17 | 1--5 | 3 | 3 | 62.9838 | 99.88% | 0% | 0.1185% | 6.2909 | 0 | 0 | 6.2909 | 0 | 6.0011 | 0.041827 | 143.4751 | 6.0011 | 0.041827 | 143.4751 | 6.3218 | 0.044062 | 143.4751 | 9.988% | 0.0001786 | 0.00016074 | 352652.9396 | 56837.6366 | 442.6032 | 295372.6998 | 352699.3535 | 0 | 0 | 352699.3535 | 0.0002075%
2026 | 91 | 91-7F | Tier-2 | Tier-2---9 | 4--5 | 194 | 106 | 1295.9906 | 95.98% | 3.603% | 0.4176% | 67.9648 | 0 | 0 | 67.9648 | 0 | 64.8338 | 1.4779 | 43.8694 | 64.8338 | 1.4779 | 43.8694 | 68.298 | 1.5568 | 43.8694 | 5.244% | 0.034038 | 0.032178 | 38075.0405 | 8008.4456 | 1355.7745 | 28710.8203 | 38163.5191 | 0 | 0 | 38163.5191 | 0.002241%
2026 | 920 | 920-1342R | Tier-3 | Tier-3---12 | 4--5 | 131 | 111 | 3406.6458 | 99.34% | 0.5402% | 0.1203% | 286.7483 | 0 | 0 | 286.7483 | 0 | 273.5384 | 1.5476 | 176.7508 | 273.5384 | 1.5476 | 176.7508 | 288.154 | 1.6303 | 176.7508 | 8.417% | 0.068604 | 0.062791 | 49656.3753 | 10714.8381 | 249.0111 | 38692.5261 | 49686.7361 | 0 | 0 | 49686.7361 | 0.009456%
2026 | 920 | 920-735AE | Tier-2 | Tier-2---7 | 4--5 | 295 | 35 | 1554.328 | 69.02% | 30.62% | 0.3611% | 12.7284 | 0 | 0 | 12.7284 | 0 | 12.142 | 0.48798 | 24.8822 | 12.142 | 0.48798 | 24.8822 | 12.7908 | 0.51405 | 24.8822 | 0.8189% | 0.068691 | 0.067876 | 22627.8919 | 3439.8789 | 6367.8103 | 12820.2027 | 22712.0575 | 0 | 0 | 22712.0575 | 0.0004197%
2026 | 921 | 921-800F | Tier-2 | Tier-2---7 | 4--5 | 252 | 24 | 1991.7107 | 76.61% | 23.16% | 0.2301% | 14.5312 | 0 | 0 | 14.5312 | 0 | 13.8618 | 0.33461 | 41.426 | 13.8618 | 0.33461 | 41.426 | 14.6024 | 0.35249 | 41.426 | 0.7296% | 0.065336 | 0.064714 | 30484.0304 | 5417.7742 | 6386.3527 | 18679.9035 | 30552.6012 | 0 | 0 | 30552.6012 | 0.0004792%
2026 | 928 | 928-19 | Tier-2 | Tier-2---11 | 4--4 | 36 | 33 | 434.8834 | 99.47% | 0.2691% | 0.2608% | 39.6531 | 0 | 0 | 39.6531 | 0 | 37.8263 | 0.4601 | 82.2141 | 37.8263 | 0.4601 | 82.2141 | 39.8475 | 0.48468 | 82.2141 | 9.118% | 0.051756 | 0.047012 | 8402.5377 | 1782.5381 | 20.2893 | 6599.7102 | 8407.0309 | 0 | 0 | 8407.0309 | 0.001308%
2026 | 968 | 968-476F | Tier-2 | Tier-2---17 | 3--3 | 44 | 33 | 62.492 | 96.91% | 0.773% | 2.32% | 4.542 | 0 | 0 | 4.542 | 0 | 4.3327 | 0.4601 | 9.417 | 4.3327 | 0.4601 | 9.417 | 4.5642 | 0.48468 | 9.417 | 7.268% | 0.015315 | 0.014167 | 4080.3921 | 1049.3579 | 36.5623 | 2994.4719 | 4090.624 | 0 | 0 | 4090.624 | 0.0001498%
2026 | 970 | 970-1341R | Tier-3 | Tier-3---4 | 5--5 | 92 | 64 | 12961.6134 | 99.66% | 0.3199% | 0.02218% | 898.5928 | 0 | 0 | 898.5928 | 0 | 857.1965 | 0.89231 | 960.6527 | 857.1965 | 0.89231 | 960.6527 | 902.9977 | 0.93998 | 960.6527 | 6.933% | 0.12497 | 0.11627 | 103720.1236 | 23825.8597 | 477.209 | 79417.0549 | 103746.6526 | 0 | 0 | 103746.6526 | 0.02963%
2026 | 971 | 971-1973R | Tier-3 | Tier-3---4 | 5--5 | 344 | 260 | 15148.7962 | 99.05% | 0.8967% | 0.0506% | 1134.1213 | 0 | 0 | 1134.1213 | 0 | 1081.8747 | 3.625 | 298.4486 | 1081.8747 | 3.625 | 298.4486 | 1139.6807 | 3.8187 | 298.4486 | 7.487% | 0.14704 | 0.13593 | 103024.8612 | 19745.1245 | 859.0693 | 82420.6674 | 103104.653 | 0 | 0 | 103104.653 | 0.0374%
2026 | 971 | 971-2050R | Tier-3 | Tier-3---2 | 5--5 | 597 | 478 | 28484.5838 | 98.91% | 1.035% | 0.05308% | 2255.871 | 0 | 0 | 2255.871 | 0 | 2151.9477 | 6.6644 | 322.9013 | 2151.9477 | 6.6644 | 322.9013 | 2266.9292 | 7.0205 | 322.9013 | 7.92% | 0.18464 | 0.16986 | 154268.7538 | 28980.1168 | 1504.6624 | 123783.9747 | 154414.7824 | 0 | 0 | 154414.7824 | 0.07439%
2026 | 971 | 971-29R | Tier-3 | Tier-3---6 | 5--5 | 106 | 88 | 8015.4065 | 99.46% | 0.5042% | 0.0309% | 661.8693 | 0 | 0 | 661.8693 | 0 | 631.3783 | 1.2269 | 514.6038 | 631.3783 | 1.2269 | 514.6038 | 665.1137 | 1.2925 | 514.6038 | 8.257% | 0.12171 | 0.11161 | 65856.8143 | 11074.2553 | 300.8602 | 54481.6988 | 65888.7186 | 0 | 0 | 65888.7186 | 0.02183%
2026 | 971 | 971-371R | Tier-3 | Tier-3---12 | 5--5 | 58 | 50 | 4351.5062 | 99.52% | 0.4473% | 0.03668% | 373.3143 | 0 | 0 | 373.3143 | 0 | 356.1165 | 0.69711 | 510.8438 | 356.1165 | 0.69711 | 510.8438 | 375.1443 | 0.73436 | 510.8438 | 8.579% | 0.11668 | 0.10662 | 37295.5774 | 6189.1534 | 149.4964 | 30956.9275 | 37312.6057 | 0 | 0 | 37312.6057 | 0.01231%
2026 | 971 | 971-381R | Tier-2 | Tier-2---15 | 1--5 | 3 | 3 | 191.8954 | 99.94% | 0% | 0.06293% | 19.1775 | 0 | 0 | 19.1775 | 0 | 18.294 | 0.041827 | 437.3744 | 18.294 | 0.041827 | 437.3744 | 19.2715 | 0.044062 | 437.3744 | 9.994% | 0.0003802 | 0.00034218 | 504722.2701 | 81534.2634 | 28.852 | 423159.1547 | 504757.5602 | 0 | 0 | 504757.5602 | 0.0006324%
2026 | 971 | 971-383R | Tier-3 | Tier-3---4 | 5--5 | 281 | 212 | 14770.5962 | 98.43% | 1.528% | 0.03956% | 1096.8917 | 0 | 0 | 1096.8917 | 0 | 1046.3602 | 2.9558 | 354.0066 | 1046.3602 | 2.9558 | 354.0066 | 1102.2686 | 3.1137 | 354.0066 | 7.426% | 0.13837 | 0.12793 | 106747.8715 | 18250.5069 | 1553.2478 | 86944.1168 | 106884.4587 | 0 | 0 | 106884.4587 | 0.03617%
2026 | 971 | 971-388R | Tier-3 | Tier-3---4 | 5--5 | 406 | 346 | 11267.961 | 98.98% | 0.9235% | 0.09902% | 950.4557 | 0 | 0 | 950.4557 | 0 | 906.6701 | 4.824 | 187.9486 | 906.6701 | 4.824 | 187.9486 | 955.1147 | 5.0818 | 187.9486 | 8.435% | 0.17642 | 0.16139 | 63870.0886 | 10985.172 | 547.8169 | 52337.0996 | 63930.9297 | 0 | 0 | 63930.9297 | 0.03134%
2026 | 972 | 972-1582R | Tier-3 | Tier-3---6 | 5--5 | 213 | 190 | 8019.1792 | 98.53% | 1.384% | 0.08092% | 704.8442 | 0 | 0 | 704.8442 | 0 | 672.3735 | 2.649 | 253.8183 | 672.3735 | 2.649 | 253.8183 | 708.2993 | 2.7906 | 253.8183 | 8.789% | 0.15062 | 0.13719 | 53239.6467 | 8712.3531 | 675.9355 | 43851.3581 | 53316.0502 | 0 | 0 | 53316.0502 | 0.02324%
2026 | 972 | 972-1590F | Tier-3 | Tier-3---2 | 5--5 | 697 | 474 | 23409.1539 | 98.39% | 1.548% | 0.05965% | 1566.3686 | 0 | 0 | 1566.3686 | 0 | 1494.2092 | 6.6086 | 226.0992 | 1494.2092 | 6.6086 | 226.0992 | 1574.0468 | 6.9618 | 226.0992 | 6.691% | 0.17603 | 0.16406 | 132982.6796 | 26774.8666 | 1933.0349 | 104274.7781 | 133138.648 | 0 | 0 | 133138.648 | 0.05165%
2026 | 972 | 972-1641 | Tier-2 | Tier-2---13 | 5--3 | 3 | 3 | 295.0839 | 0% | 100% | 0% | 0 | 0 | 0 | 0 | 0 | 0 | 0.041827 | 0 | 0 | 0.041827 | 0 | 0 | 0.044062 | 0 | 0% | 0.10934 | 0.098403 | 2698.8424 | 3.4 | 2456.6522 | 238.7901 | 2998.7138 | 0 | 0 | 2998.7138 | 0%
2026 | 972 | 972-1642 | Tier-2 | Tier-2---16 | 5--2 | 9 | 9 | 185.3011 | 0% | 99.96% | 0.04171% | 0 | 0 | 0 | 0 | 0 | 0 | 0.12548 | 0 | 0 | 0.12548 | 0 | 0 | 0.13219 | 0 | 0% | 0.11047 | 0.099426 | 1677.3427 | 1.9611 | 1510.6909 | 164.6906 | 1863.7141 | 0 | 0 | 1863.7141 | 0%
2026 | 972 | 972-32R | Tier-2 | Tier-2---1 | 5--5 | 543 | 384 | 22914.3284 | 97.48% | 2.478% | 0.04418% | 1579.5972 | 0 | 0 | 1579.5972 | 0 | 1506.8284 | 5.3538 | 281.4483 | 1506.8284 | 5.3538 | 281.4483 | 1587.3403 | 5.6399 | 281.4483 | 6.893% | 0.16607 | 0.15433 | 137978.7753 | 23361.9707 | 3101.1924 | 111515.6122 | 138243.561 | 0 | 0 | 138243.561 | 0.05209%
2026 | 972 | 972-942R | Tier-3 | Tier-3---6 | 5--5 | 189 | 155 | 9149.6836 | 99.12% | 0.8301% | 0.05344% | 743.7408 | 0 | 0 | 743.7408 | 0 | 709.4782 | 2.1611 | 328.3019 | 709.4782 | 2.1611 | 328.3019 | 747.3866 | 2.2765 | 328.3019 | 8.129% | 0.14194 | 0.1303 | 64459.3584 | 11777.4052 | 488.1508 | 52193.8024 | 64510.2402 | 0 | 0 | 64510.2402 | 0.02453%
2026 | 973 | 973-1226R | Tier-3 | Tier-3---10 | 5--5 | 194 | 161 | 5177.8696 | 97.32% | 2.585% | 0.09195% | 418.2068 | 0 | 0 | 418.2068 | 0 | 398.9409 | 2.2447 | 177.725 | 398.9409 | 2.2447 | 177.725 | 420.2568 | 2.3646 | 177.725 | 8.077% | 0.13989 | 0.12828 | 37012.5952 | 5797.6214 | 879.9001 | 30335.0736 | 37102.2629 | 0 | 0 | 37102.2629 | 0.01379%
2026 | 973 | 973-1245R | Tier-3 | Tier-3---6 | 5--5 | 59 | 53 | 8620.1106 | 99.53% | 0.4446% | 0.0227% | 770.7303 | 0 | 0 | 770.7303 | 0 | 735.2243 | 0.73894 | 994.97 | 735.2243 | 0.73894 | 994.97 | 774.5084 | 0.77842 | 994.97 | 8.941% | 0.12039 | 0.10957 | 71603.6913 | 12270.708 | 387.9577 | 58945.0256 | 71636.7165 | 0 | 0 | 71636.7165 | 0.02542%
2026 | 973 | 973-530AE | Tier-3 | Tier-3---17 | 5--3 | 2 | 2 | 388.0062 | 6.476% | 93.52% | 0.007746% | 2.5128 | 0 | 0 | 2.5128 | 0 | 2.397 | 0.027885 | 85.9627 | 2.397 | 0.027885 | 85.9627 | 2.5251 | 0.029374 | 85.9627 | 0.6476% | 0.10542 | 0.094874 | 3680.7214 | 42.8472 | 3148.1936 | 489.6807 | 4063.205 | 0 | 0 | 4063.205 | 8.286e-05%
2026 | 973 | 973-626R | Tier-3 | Tier-3---7 | 5--5 | 199 | 197 | 6521.7236 | 98.03% | 1.864% | 0.1053% | 632.9032 | 0 | 0 | 632.9032 | 0 | 603.7466 | 2.7466 | 219.8136 | 603.7466 | 2.7466 | 219.8136 | 636.0056 | 2.8934 | 219.8136 | 9.705% | 0.1523 | 0.13722 | 42821.6164 | 7446.1094 | 721.9925 | 34653.5145 | 42914.2737 | 0 | 0 | 42914.2737 | 0.02087%
2026 | 974 | 974-23R | Tier-3 | Tier-3---11 | 5--5 | 389 | 305 | 3492.8626 | 93.69% | 6.037% | 0.2698% | 256.5895 | 0 | 0 | 256.5895 | 0 | 244.7689 | 4.2524 | 57.5602 | 244.7689 | 4.2524 | 57.5602 | 257.8473 | 4.4796 | 57.5602 | 7.346% | 0.16472 | 0.15181 | 21204.8226 | 3176.6761 | 1159.8225 | 16868.324 | 21318.6033 | 0 | 0 | 21318.6033 | 0.008461%
2026 | 974 | 974-715R | Tier-3 | Tier-3---6 | 5--5 | 134 | 111 | 7107.1697 | 99.55% | 0.3981% | 0.05413% | 586.0659 | 0 | 0 | 586.0659 | 0 | 559.067 | 1.5476 | 361.2492 | 559.067 | 1.5476 | 361.2492 | 588.9388 | 1.6303 | 361.2492 | 8.246% | 0.14069 | 0.12903 | 50517.2415 | 8114.8836 | 271.1921 | 42131.1659 | 50537.8745 | 0 | 0 | 50537.8745 | 0.01933%
2026 | 975 | 975-22R | Tier-3 | Tier-3---7 | 5--5 | 30 | 13 | 6417.0381 | 80.3% | 19.69% | 0.01691% | 223.2839 | 0 | 0 | 223.2839 | 0 | 212.9976 | 0.18125 | 1175.1612 | 212.9976 | 0.18125 | 1175.1612 | 224.3784 | 0.19093 | 1175.1612 | 3.48% | 0.19669 | 0.18817 | 32624.3404 | 6032.7065 | 5987.0676 | 20604.5664 | 32915.4994 | 0 | 0 | 32915.4994 | 0.007363%
2026 | 991 | 991-1 | Tier-2 | Tier-2---12 | 4--5 | 29 | 29 | 626.8618 | 65.87% | 33.98% | 0.153% | 41.2906 | 0 | 0 | 41.2906 | 0 | 39.3884 | 0.40433 | 97.4174 | 39.3884 | 0.40433 | 97.4174 | 41.493 | 0.42593 | 97.4174 | 6.587% | 0.034773 | 0.031295 | 18027.4627 | 3649.7735 | 5561.6241 | 8816.0652 | 18711.1291 | 0 | 0 | 18711.1291 | 0.001362%
2026 | 991 | 991-1206R | Tier-2 | Tier-2---4 | 4--5 | 164 | 158 | 4576.7911 | 99.78% | 0.09876% | 0.1221% | 439.9608 | 0 | 0 | 439.9608 | 0 | 419.6927 | 2.2029 | 190.5199 | 419.6927 | 2.2029 | 190.5199 | 442.1175 | 2.3206 | 190.5199 | 9.613% | 0.063785 | 0.05764 | 71752.9575 | 17377.7181 | 68.9781 | 54306.2613 | 71769.8544 | 0 | 0 | 71769.8544 | 0.01451%
2026 | 1023 | CB 1023 | Tier-2 | Tier-2---4 | 4--5 | 78 | 55 | 3332.7386 | 99.81% | 0.1085% | 0.07978% | 234.5584 | 0 | 0 | 234.5584 | 0 | 223.7528 | 0.76683 | 291.7909 | 223.7528 | 0.76683 | 291.7909 | 235.7082 | 0.8078 | 291.7909 | 7.038% | 0.082267 | 0.076466 | 40511.3439 | 6478.7378 | 346.66 | 33685.946 | 40517.1291 | 0 | 0 | 40517.1291 | 0.007735%
2026 | 1090 | CB 1090 | Tier-2 | Tier-2---7 | 3--5 | 111 | 85 | 1414.5114 | 99.62% | 0.1678% | 0.2113% | 107.9078 | 0 | 0 | 107.9078 | 0 | 102.9367 | 1.1851 | 86.8595 | 102.9367 | 1.1851 | 86.8595 | 108.4368 | 1.2484 | 86.8595 | 7.629% | 0.025114 | 0.023191 | 56324.0689 | 9092.3637 | 116.2348 | 47115.4703 | 56341.7744 | 0 | 0 | 56341.7744 | 0.003558%
2026 | 1101 | CB 1101 | Tier-2 | Tier-2---9 | 4--4 | 41 | 38 | 1133.279 | 99.72% | 0.1529% | 0.1272% | 104.7414 | 0 | 0 | 104.7414 | 0 | 99.9162 | 0.52981 | 188.5898 | 99.9162 | 0.52981 | 188.5898 | 105.2548 | 0.55812 | 188.5898 | 9.242% | 0.091579 | 0.083091 | 12374.933 | 1964.2318 | 240.1019 | 10170.5993 | 12378.4739 | 0 | 0 | 12378.4739 | 0.003454%
2026 | 1106 | CB 1106 | Tier-2 | Tier-2---7 | 4--5 | 24 | 24 | 1646.9837 | 34.54% | 65.41% | 0.04829% | 56.8815 | 0 | 0 | 56.8815 | 0 | 54.2611 | 0.33461 | 162.1598 | 54.2611 | 0.33461 | 162.1598 | 57.1603 | 0.35249 | 162.1598 | 3.454% | 0.070774 | 0.063697 | 23270.9618 | 1321.744 | 13847.343 | 8101.8748 | 24963.6198 | 0 | 0 | 24963.6198 | 0.001876%
2026 | 1138 | CB 1138 | Tier-2 | Tier-2---10 | 5--4 | 291 | 70 | 765.4961 | 75% | 24.28% | 0.7274% | 13.8097 | 0 | 0 | 13.8097 | 0 | 13.1735 | 0.97596 | 13.498 | 13.1735 | 0.97596 | 13.498 | 13.8774 | 1.0281 | 13.498 | 1.804% | 0.11418 | 0.11143 | 6704.4211 | 1031.4722 | 1538.2078 | 4134.7411 | 6745.7408 | 0 | 0 | 6745.7408 | 0.0004554%
2026 | 1160 | CB 1160 | Tier-2 | Tier-2---22 | 4--1 | 8 | 1 | 2.3826 | 9.042% | 83.57% | 7.391% | 0.0026929 | 0 | 0 | 0.0026929 | 0 | 0.0025688 | 0.013942 | 0.18425 | 0.0025688 | 0.013942 | 0.18425 | 0.0027061 | 0.014687 | 0.18425 | 0.113% | 0.059368 | 0.058626 | 40.1318 | 0.36722 | 29.4839 | 10.2807 | 40.5939 | 0 | 0 | 40.5939 | 8.88e-08%
2026 | 1161 | CB 1161 | Tier-2 | Tier-2---20 | 4--1 | 20 | 3 | 18.2465 | 16.87% | 78.76% | 4.376% | 0.046159 | 0 | 0 | 0.046159 | 0 | 0.044033 | 0.041827 | 1.0527 | 0.044033 | 0.041827 | 1.0527 | 0.046386 | 0.044062 | 1.0527 | 0.253% | 0.061771 | 0.060845 | 295.3886 | 6.838 | 193.9385 | 94.612 | 299.1283 | 0 | 0 | 299.1283 | 1.522e-06%
2026 | 1162 | CB 1162 | Tier-2 | Tier-2---18 | 4--2 | 34 | 31 | 75.2008 | 96.65% | 1.975% | 1.378% | 6.6266 | 0 | 0 | 6.6266 | 0 | 6.3214 | 0.43221 | 14.6256 | 6.3214 | 0.43221 | 14.6256 | 6.6591 | 0.4553 | 14.6256 | 8.812% | 0.064214 | 0.058359 | 1171.1044 | 178.0938 | 26.2712 | 966.7394 | 1175.0441 | 0 | 0 | 1175.0441 | 0.0002185%
2026 | 1166 | CB 1166 | Tier-3 | Tier-3---20 | 1--5 | 5 | 4 | 70.8201 | 99.8% | 0% | 0.2033% | 5.6541 | 0 | 0 | 5.6541 | 0 | 5.3936 | 0.055769 | 96.7133 | 5.3936 | 0.055769 | 96.7133 | 5.6818 | 0.058749 | 96.7133 | 7.984% | 0.0005142 | 0.00047306 | 137728.7598 | 21906.6699 | 136.7435 | 115685.3465 | 137753.1132 | 0 | 0 | 137753.1132 | 0.0001865%
2026 | 1215 | CB 1215 | Tier-3 | Tier-3---20 | 1--5 | 3 | 3 | 21.8223 | 99.66% | 0% | 0.344% | 2.1747 | 0 | 0 | 2.1747 | 0 | 2.0745 | 0.041827 | 49.5983 | 2.0745 | 0.041827 | 49.5983 | 2.1854 | 0.044062 | 49.5983 | 9.966% | 0.0002576 | 0.00023184 | 84713.9519 | 12244.53 | 142.3109 | 72327.111 | 84746.3294 | 0 | 0 | 84746.3294 | 7.171e-05%
2026 | 1233 | CB 1233 | Tier-3 | Tier-3---21 | 1--4 | 3 | 2 | 0.76155 | 90.92% | 0% | 9.083% | 0.046158 | 0 | 0 | 0.046158 | 0 | 0.044032 | 0.027885 | 1.5791 | 0.044032 | 0.027885 | 1.5791 | 0.046385 | 0.029374 | 1.5791 | 6.061% | 0.0001248 | 0.00011648 | 6102.1444 | 830.5531 | 104.2913 | 5167.3 | 6141.7358 | 0 | 0 | 6141.7358 | 1.522e-06%
2026 | 1234 | CB 1234 | Tier-3 | Tier-3---10 | 5--5 | 332 | 332 | 6311.4919 | 84.29% | 15.54% | 0.1769% | 531.9837 | 0 | 0 | 531.9837 | 0 | 507.4763 | 4.6288 | 109.6336 | 507.4763 | 4.6288 | 109.6336 | 534.5915 | 4.8762 | 109.6336 | 8.429% | 0.11961 | 0.10765 | 52765.4948 | 7251.4549 | 7797.694 | 37716.3459 | 53686.6569 | 0 | 0 | 53686.6569 | 0.01754%
2026 | 1235 | CB 1235 | Tier-2 | Tier-2---6 | 4--5 | 622 | 402 | 6645.572 | 99.09% | 0.6868% | 0.2213% | 425.6045 | 0 | 0 | 425.6045 | 0 | 405.9978 | 5.6048 | 72.4375 | 405.9978 | 5.6048 | 72.4375 | 427.6908 | 5.9043 | 72.4375 | 6.404% | 0.082825 | 0.077472 | 80236.4987 | 14594.2716 | 649.5597 | 64992.6674 | 80286.8436 | 0 | 0 | 80286.8436 | 0.01403%
2026 | 1243 | CB 1243 | Tier-2 | Tier-2---7 | 3--5 | 116 | 106 | 1438.3629 | 99.75% | 0% | 0.2509% | 131.1068 | 0 | 0 | 131.1068 | 0 | 125.067 | 1.4779 | 84.6258 | 125.067 | 1.4779 | 84.6258 | 131.7495 | 1.5568 | 84.6258 | 9.115% | 0.019586 | 0.017796 | 73438.3162 | 12301.3098 | 66.4142 | 61070.5923 | 73456.8482 | 0 | 0 | 73456.8482 | 0.004323%
2026 | 1245 | CB 1245 | Tier-2 | Tier-2---15 | 1--5 | 9 | 9 | 108.0997 | 99.75% | 0% | 0.2497% | 10.783 | 0 | 0 | 10.783 | 0 | 10.2862 | 0.12548 | 81.9747 | 10.2862 | 0.12548 | 81.9747 | 10.8358 | 0.13219 | 81.9747 | 9.975% | 0.001637 | 0.0014733 | 66035.2637 | 17244.823 | 21.4736 | 48768.9671 | 66053.5866 | 0 | 0 | 66053.5866 | 0.0003556%
2026 | 1250 | CB 1250 | Tier-2 | Tier-2---4 | 4--5 | 32 | 31 | 4075.2359 | 99.93% | 0.04042% | 0.02515% | 394.5296 | 0 | 0 | 394.5296 | 0 | 376.3544 | 0.43221 | 870.7658 | 376.3544 | 0.43221 | 870.7658 | 396.4636 | 0.4553 | 870.7658 | 9.681% | 0.088703 | 0.08011 | 45942.5846 | 7443.6301 | 317.2977 | 38181.6568 | 45945.8161 | 0 | 0 | 45945.8161 | 0.01301%
2026 | 1299 | CB 1299 | Tier-2 | Tier-2---19 | 3--3 | 76 | 31 | 41.7756 | 94.08% | 0% | 5.924% | 1.6031 | 0 | 0 | 1.6031 | 0 | 1.5292 | 0.43221 | 3.5381 | 1.5292 | 0.43221 | 3.5381 | 1.6109 | 0.4553 | 3.5381 | 3.837% | 0.014997 | 0.014386 | 2785.5246 | 467.5235 | 44.8169 | 2273.1842 | 2792.5411 | 0 | 0 | 2792.5411 | 5.286e-05%
2026 | 1525 | CB 1525 | Tier-2 | Tier-2---13 | 4--4 | 184 | 8 | 259.6903 | 35.49% | 63.12% | 1.387% | 0.40074 | 0 | 0 | 0.40074 | 0 | 0.38228 | 0.11154 | 3.4273 | 0.38228 | 0.11154 | 3.4273 | 0.40271 | 0.1175 | 3.4273 | 0.1543% | 0.050512 | 0.050292 | 5141.181 | 367.2769 | 3050.2081 | 1723.6959 | 5155.6633 | 0 | 0 | 5155.6633 | 1.321e-05%
2026 | 157 | CB 157 | Tier-3 | Tier-3---21 | 1--5 | 2 | 2 | 6.0775 | 99.43% | 0% | 0.5677% | 0.6043 | 0 | 0 | 0.6043 | 0 | 0.57646 | 0.027885 | 20.673 | 0.57646 | 0.027885 | 20.673 | 0.60726 | 0.029374 | 20.673 | 9.943% | 0.0001334 | 0.00012006 | 45558.1567 | 6595.3961 | 1202.8975 | 37759.8631 | 45586.8954 | 0 | 0 | 45586.8954 | 1.993e-05%
2026 | 185 | CB 185 | Tier-2 | Tier-2---12 | 3--4 | 154 | 2 | 396.8506 | 79.93% | 19.29% | 0.7702% | 0.41198 | 0 | 0 | 0.41198 | 0 | 0.393 | 0.027885 | 14.0937 | 0.393 | 0.027885 | 14.0937 | 0.414 | 0.029374 | 14.0937 | 0.1038% | 0.027797 | 0.027761 | 14276.8452 | 1950.4963 | 2483.4015 | 9842.9474 | 14280.5704 | 0 | 0 | 14280.5704 | 1.359e-05%
2026 | 196 | CB 196 | Tier-2 | Tier-2---15 | 3--4 | 24 | 1 | 134.4699 | 3.142% | 96.54% | 0.3137% | 0.017605 | 0 | 0 | 0.017605 | 0 | 0.016794 | 0.013942 | 1.2045 | 0.016794 | 0.013942 | 1.2045 | 0.017691 | 0.014687 | 1.2045 | 0.01309% | 0.019464 | 0.019383 | 6908.5051 | 30.9312 | 5935.5679 | 942.006 | 6936.5027 | 0 | 0 | 6936.5027 | 5.805e-07%
2026 | 200 | CB 200 | Tier-2 | Tier-2---9 | 4--5 | 478 | 80 | 1342.6559 | 29.9% | 69.37% | 0.7369% | 6.718 | 0 | 0 | 6.718 | 0 | 6.4085 | 1.1154 | 5.7456 | 6.4085 | 1.1154 | 5.7456 | 6.7509 | 1.175 | 5.7456 | 0.5004% | 0.060261 | 0.059252 | 22280.6766 | 968.7431 | 14863.6506 | 6448.2829 | 22546.5426 | 0 | 0 | 22546.5426 | 0.0002215%
2026 | 202 | CB 202 | Tier-2 | Tier-2---16 | 4--3 | 193 | 188 | 133.9861 | 95.12% | 0% | 4.877% | 12.415 | 0 | 0 | 12.415 | 0 | 11.843 | 2.6211 | 4.5183 | 11.843 | 2.6211 | 4.5183 | 12.4758 | 2.7612 | 4.5183 | 9.266% | 0.040966 | 0.036976 | 3270.6344 | 424.6242 | 32.8297 | 2813.1806 | 3287.8493 | 0 | 0 | 3287.8493 | 0.0004094%
2026 | 203 | CB 203 | Tier-2 | Tier-2---13 | 4--4 | 233 | 109 | 195.752 | 9.583% | 88.23% | 2.187% | 0.8776 | 0 | 0 | 0.8776 | 0 | 0.83717 | 1.5197 | 0.55087 | 0.83717 | 1.5197 | 0.55087 | 0.8819 | 1.6009 | 0.55087 | 0.4483% | 0.03541 | 0.033754 | 5528.1246 | 34.2367 | 4807.7085 | 686.1793 | 5773.4283 | 0 | 0 | 5773.4283 | 2.894e-05%
2026 | 204 | CB 204 | Tier-2 | Tier-2---9 | 4--4 | 229 | 220 | 1059.5314 | 80.82% | 18.41% | 0.7661% | 82.2684 | 0 | 0 | 82.2684 | 0 | 78.4785 | 3.0673 | 25.5855 | 78.4785 | 3.0673 | 25.5855 | 82.6717 | 3.2312 | 25.5855 | 7.765% | 0.068524 | 0.061941 | 15462.1941 | 1952.7232 | 2912.9931 | 10596.4779 | 15777.3436 | 0 | 0 | 15777.3436 | 0.002713%
2026 | 210 | CB 210 | Tier-2 | Tier-2---21 | 1--4 | 3 | 1 | 1.9532 | 96.21% | 0% | 3.789% | 0.062638 | 0 | 0 | 0.062638 | 0 | 0.059753 | 0.013942 | 4.2857 | 0.059753 | 0.013942 | 4.2857 | 0.062945 | 0.014687 | 4.2857 | 3.207% | 0.0002002 | 0.00019353 | 9756.0468 | 905.9131 | 227.6493 | 8622.4844 | 9768.794 | 0 | 0 | 9768.794 | 2.066e-06%
2026 | 211 | CB 211 | Tier-2 | Tier-2---21 | 1--2 | 2 | 1 | 0.037273 | 0% | 0% | 100% | 0 | 0 | 0 | 0 | 0 | 0 | 0.013942 | 0 | 0 | 0.013942 | 0 | 0 | 0.014687 | 0 | 0% | 5.02e-05 | 4.769e-05 | 742.4998 | 0.55871 | 67.4492 | 674.4919 | 781.5788 | 0 | 0 | 781.5788 | 0%
2026 | 212 | CB 212 | Tier-2 | Tier-2---19 | 1--5 | 7 | 6 | 22.9809 | 99.09% | 0% | 0.9069% | 1.9519 | 0 | 0 | 1.9519 | 0 | 1.862 | 0.083654 | 22.2585 | 1.862 | 0.083654 | 22.2585 | 1.9615 | 0.088123 | 22.2585 | 8.494% | 0.0011646 | 0.0010648 | 19732.8401 | 1812.7881 | 561.3991 | 17358.6529 | 19749.6168 | 0 | 0 | 19749.6168 | 6.437e-05%
2026 | 214 | CB 214 | Tier-3 | Tier-3---20 | 1--5 | 3 | 2 | 59.1996 | 99.88% | 0% | 0.1188% | 3.942 | 0 | 0 | 3.942 | 0 | 3.7604 | 0.027885 | 134.8543 | 3.7604 | 0.027885 | 134.8543 | 3.9613 | 0.029374 | 134.8543 | 6.659% | 0.0002016 | 0.00018816 | 293649.0501 | 47091.7983 | 966.5627 | 245590.6891 | 293673.9769 | 0 | 0 | 293673.9769 | 0.00013%
2026 | 215 | CB 215 | Tier-3 | Tier-3---20 | 1--5 | 5 | 3 | 133.9133 | 99.89% | 0% | 0.1056% | 8.0263 | 0 | 0 | 8.0263 | 0 | 7.6566 | 0.041827 | 183.0536 | 7.6566 | 0.041827 | 183.0536 | 8.0657 | 0.044062 | 183.0536 | 5.994% | 0.0005546 | 0.00052132 | 241459.2274 | 38751.4093 | 725.0579 | 201982.7602 | 241475.4986 | 0 | 0 | 241475.4986 | 0.0002647%
2026 | 217 | CB 217 | Tier-3 | Tier-3---20 | 1--5 | 3 | 2 | 26.6678 | 99.71% | 0% | 0.2895% | 1.7727 | 0 | 0 | 1.7727 | 0 | 1.691 | 0.027885 | 60.6444 | 1.691 | 0.027885 | 60.6444 | 1.7814 | 0.029374 | 60.6444 | 6.647% | 0.000134 | 0.00012507 | 199013.7941 | 31841.1986 | 716.7689 | 166455.8266 | 199054.953 | 0 | 0 | 199054.953 | 5.846e-05%
2026 | 220 | CB 220 | Tier-3 | Tier-3---21 | 1--2 | 2 | 1 | 0.033535 | 0% | 0% | 100% | 0 | 0 | 0 | 0 | 0 | 0 | 0.013942 | 0 | 0 | 0.013942 | 0 | 0 | 0.014687 | 0 | 0% | 4.74e-05 | 4.503e-05 | 707.4933 | 0.53237 | 64.2692 | 642.6918 | 744.7298 | 0 | 0 | 744.7298 | 0%
2026 | 230 | CB 230 | Tier-2 | Tier-2---14 | 1--5 | 12 | 10 | 212.8275 | 99.81% | 0% | 0.1866% | 17.7025 | 0 | 0 | 17.7025 | 0 | 16.887 | 0.13942 | 121.1208 | 16.887 | 0.13942 | 121.1208 | 17.7893 | 0.14687 | 121.1208 | 8.318% | 0.0025822 | 0.002367 | 82420.9788 | 12968.0928 | 2517.612 | 66935.274 | 82434.9572 | 0 | 0 | 82434.9572 | 0.0005838%
2026 | 231 | CB 231 | Tier-2 | Tier-2---7 | 4--5 | 260 | 174 | 2499.974 | 99.29% | 0.4807% | 0.2332% | 166.1116 | 0 | 0 | 166.1116 | 0 | 158.4591 | 2.426 | 65.3182 | 158.4591 | 2.426 | 65.3182 | 166.9258 | 2.5556 | 65.3182 | 6.645% | 0.037573 | 0.035058 | 66537.1573 | 11726.385 | 695.1024 | 54115.6699 | 66571.2263 | 0 | 0 | 66571.2263 | 0.005478%
2026 | 232 | CB 232 | Tier-2 | Tier-2---7 | 4--5 | 259 | 144 | 1642.5971 | 97.37% | 2.323% | 0.3027% | 88.9279 | 0 | 0 | 88.9279 | 0 | 84.8312 | 2.0077 | 42.2531 | 84.8312 | 2.0077 | 42.2531 | 89.3638 | 2.115 | 42.2531 | 5.414% | 0.029023 | 0.02741 | 56595.6114 | 8878.7373 | 1490.4163 | 46226.4579 | 56683.0965 | 0 | 0 | 56683.0965 | 0.002933%
2026 | 233 | CB 233 | Tier-2 | Tier-2---4 | 4--5 | 613 | 396 | 4127.6955 | 98.74% | 0.928% | 0.3343% | 263.2844 | 0 | 0 | 263.2844 | 0 | 251.1554 | 5.5211 | 45.4897 | 251.1554 | 5.5211 | 45.4897 | 264.575 | 5.8161 | 45.4897 | 6.378% | 0.075451 | 0.070577 | 54706.8242 | 9492.9943 | 1134.8954 | 44078.9345 | 54754.5181 | 0 | 0 | 54754.5181 | 0.008682%
2026 | 234 | CB 234 | Tier-2 | Tier-2---4 | 4--5 | 352 | 201 | 3294.853 | 98.88% | 0.9043% | 0.2189% | 186.0305 | 0 | 0 | 186.0305 | 0 | 177.4604 | 2.8024 | 63.3245 | 177.4604 | 2.8024 | 63.3245 | 186.9424 | 2.9521 | 63.3245 | 5.646% | 0.044658 | 0.042108 | 73779.6805 | 13525.886 | 881.4848 | 59372.3097 | 73829.8643 | 0 | 0 | 73829.8643 | 0.006135%
2026 | 235 | CB 235 | Tier-2 | Tier-2---12 | 1--5 | 6 | 4 | 443.5427 | 99.96% | 0% | 0.03939% | 29.5579 | 0 | 0 | 29.5579 | 0 | 28.1962 | 0.055769 | 505.5878 | 28.1962 | 0.055769 | 505.5878 | 29.7028 | 0.058749 | 505.5878 | 6.664% | 0.0007134 | 0.00066584 | 621730.7449 | 100003.5038 | 3209.2492 | 518517.9918 | 621748.2373 | 0 | 0 | 621748.2373 | 0.0009747%
2026 | 236 | CB 236 | Tier-2 | Tier-2---1 | 5--5 | 337 | 161 | 12711.1878 | 97.62% | 2.333% | 0.04724% | 592.8145 | 0 | 0 | 592.8145 | 0 | 565.5048 | 2.2447 | 251.928 | 565.5048 | 2.2447 | 251.928 | 595.7205 | 2.3646 | 251.928 | 4.664% | 0.1419 | 0.13512 | 89580.6366 | 15500.694 | 2015.4718 | 72064.4708 | 89687.624 | 0 | 0 | 89687.624 | 0.01955%
2026 | 237 | CB 237 | Tier-2 | Tier-2---8 | 5--5 | 41 | 14 | 2111.5746 | 99.54% | 0.4259% | 0.03207% | 71.7723 | 0 | 0 | 71.7723 | 0 | 68.4659 | 0.19519 | 350.762 | 68.4659 | 0.19519 | 350.762 | 72.1242 | 0.20562 | 350.762 | 3.399% | 0.10923 | 0.1055 | 19331.9134 | 3573.3415 | 106.8159 | 15651.756 | 19335.0434 | 0 | 0 | 19335.0434 | 0.002367%
2026 | 239 | CB 239 | Tier-3 | Tier-3---20 | 1--5 | 2 | 1 | 10.6776 | 99.64% | 0% | 0.3633% | 0.53194 | 0 | 0 | 0.53194 | 0 | 0.50744 | 0.013942 | 36.3955 | 0.50744 | 0.013942 | 36.3955 | 0.53455 | 0.014687 | 36.3955 | 4.982% | 0.0001826 | 0.00017347 | 58475.5699 | 8842.2618 | 1906.0953 | 47727.2128 | 58486.7517 | 0 | 0 | 58486.7517 | 1.754e-05%
2026 | 240 | CB 240 | Tier-2 | Tier-2---9 | 4--5 | 238 | 114 | 1263.0316 | 97.68% | 1.949% | 0.3739% | 59.0928 | 0 | 0 | 59.0928 | 0 | 56.3705 | 1.5894 | 35.4661 | 56.3705 | 1.5894 | 35.4661 | 59.3824 | 1.6743 | 35.4661 | 4.679% | 0.048511 | 0.046187 | 26036.1977 | 5428.7987 | 694.0612 | 19913.3378 | 26066.6257 | 0 | 0 | 26066.6257 | 0.001949%
2026 | 242 | CB 242 | Tier-2 | Tier-2---11 | 5--3 | 87 | 35 | 406.8184 | 64.36% | 35.02% | 0.6193% | 10.5338 | 0 | 0 | 10.5338 | 0 | 10.0486 | 0.48798 | 20.5922 | 10.0486 | 0.48798 | 20.5922 | 10.5855 | 0.51405 | 20.5922 | 2.589% | 0.1014 | 0.097325 | 4011.826 | 391.3486 | 1462.3995 | 2158.0779 | 4071.753 | 0 | 0 | 4071.753 | 0.0003474%
2026 | 244 | CB 244 | Tier-2 | Tier-2---14 | 4--4 | 197 | 16 | 295.5508 | 37.5% | 61.39% | 1.106% | 0.90024 | 0 | 0 | 0.90024 | 0 | 0.85877 | 0.22308 | 3.8497 | 0.85877 | 0.22308 | 3.8497 | 0.90465 | 0.235 | 3.8497 | 0.3046% | 0.040668 | 0.040338 | 7267.3331 | 364.4749 | 4618.5636 | 2284.2946 | 7304.5231 | 0 | 0 | 7304.5231 | 2.969e-05%
2026 | 246 | CB 246 | Tier-2 | Tier-2---7 | 4--5 | 303 | 180 | 1438.4419 | 90% | 9.47% | 0.5268% | 76.9095 | 0 | 0 | 76.9095 | 0 | 73.3664 | 2.5096 | 29.2342 | 73.3664 | 2.5096 | 29.2342 | 77.2865 | 2.6437 | 29.2342 | 5.347% | 0.066431 | 0.062485 | 21653.0415 | 4674.1804 | 2209.0046 | 14769.8565 | 21789.7541 | 0 | 0 | 21789.7541 | 0.002536%
2026 | 247 | CB 247 | Tier-2 | Tier-2---12 | 4--4 | 90 | 29 | 379.7423 | 70.28% | 29.01% | 0.71% | 8.5995 | 0 | 0 | 8.5995 | 0 | 8.2033 | 0.40433 | 20.2889 | 8.2033 | 0.40433 | 20.2889 | 8.6417 | 0.42593 | 20.2889 | 2.265% | 0.038566 | 0.037324 | 9846.5066 | 1443.1584 | 2899.0809 | 5504.2673 | 9943.942 | 0 | 0 | 9943.942 | 0.0002836%
2026 | 248 | CB 248 | Tier-2 | Tier-2---9 | 3--5 | 136 | 62 | 962.1527 | 99.5% | 0% | 0.4991% | 43.6439 | 0 | 0 | 43.6439 | 0 | 41.6333 | 0.86442 | 48.1632 | 41.6333 | 0.86442 | 48.1632 | 43.8579 | 0.91061 | 48.1632 | 4.536% | 0.01881 | 0.017953 | 51150.5838 | 8615.1388 | 24.4667 | 42510.9782 | 51162.7779 | 0 | 0 | 51162.7779 | 0.001439%
2026 | 249 | CB 249 | Tier-3 | Tier-3---16 | 4--4 | 101 | 65 | 826.9208 | 97.04% | 2.672% | 0.2884% | 51.6421 | 0 | 0 | 51.6421 | 0 | 49.2631 | 0.90625 | 54.3593 | 49.2631 | 0.90625 | 54.3593 | 51.8953 | 0.95467 | 54.3593 | 6.245% | 0.05906 | 0.055259 | 14001.3211 | 2124.344 | 445.6547 | 11431.3225 | 14029.8331 | 0 | 0 | 14029.8331 | 0.001703%
2026 | 280 | CB 280 | Tier-2 | Tier-2---14 | 4--4 | 108 | 32 | 310.7968 | 16.09% | 83.08% | 0.8251% | 1.4817 | 0 | 0 | 1.4817 | 0 | 1.4134 | 0.44615 | 3.168 | 1.4134 | 0.44615 | 3.168 | 1.489 | 0.46999 | 3.168 | 0.4767% | 0.042409 | 0.041153 | 7328.4886 | 170.2669 | 5820.5339 | 1337.6878 | 7516.2546 | 0 | 0 | 7516.2546 | 4.886e-05%
2026 | 283 | CB 283 | Tier-3 | Tier-3---21 | 1--5 | 2 | 2 | 6.0451 | 99.41% | 0% | 0.5857% | 0.60097 | 0 | 0 | 0.60097 | 0 | 0.57329 | 0.027885 | 20.5593 | 0.57329 | 0.027885 | 20.5593 | 0.60392 | 0.029374 | 20.5593 | 9.941% | 7.6e-05 | 6.84e-05 | 79541.4151 | 12489.5349 | 411.7525 | 66640.1278 | 79593.1765 | 0 | 0 | 79593.1765 | 1.982e-05%
2026 | 292 | CB 292 | Tier-2 | Tier-2---18 | 4--3 | 17 | 13 | 94.6686 | 66.47% | 32.93% | 0.6021% | 4.8122 | 0 | 0 | 4.8122 | 0 | 4.5905 | 0.18125 | 25.3268 | 4.5905 | 0.18125 | 25.3268 | 4.8358 | 0.19093 | 25.3268 | 5.083% | 0.048129 | 0.044449 | 1966.9754 | 205.7428 | 558.5001 | 1202.7325 | 2021.5822 | 0 | 0 | 2021.5822 | 0.0001587%
2026 | 315 | CB 315 | Tier-2 | Tier-2---19 | 1--4 | 21 | 1 | 10.7713 | 97.26% | 0% | 2.741% | 0.049886 | 0 | 0 | 0.049886 | 0 | 0.047588 | 0.013942 | 3.4132 | 0.047588 | 0.013942 | 3.4132 | 0.05013 | 0.014687 | 3.4132 | 0.4631% | 0.0017586 | 0.0017502 | 6124.9072 | 776.0019 | 1213.3331 | 4135.5722 | 6125.7106 | 0 | 0 | 6125.7106 | 1.645e-06%
2026 | 327 | CB 327 | Tier-3 | Tier-3---16 | 4--5 | 22 | 21 | 1456.7095 | 99.79% | 0.1579% | 0.0494% | 138.7612 | 0 | 0 | 138.7612 | 0 | 132.3688 | 0.29279 | 452.0978 | 132.3688 | 0.29279 | 452.0978 | 139.4414 | 0.30843 | 452.0978 | 9.526% | 0.076966 | 0.06962 | 18926.5639 | 3241.7353 | 24.8136 | 15660.0149 | 18930.7048 | 0 | 0 | 18930.7048 | 0.004576%
2026 | 329 | CB 329 | Tier-2 | Tier-2---14 | 3--4 | 34 | 8 | 215.2852 | 96.83% | 2.614% | 0.5577% | 4.9049 | 0 | 0 | 4.9049 | 0 | 4.6789 | 0.11154 | 41.949 | 4.6789 | 0.11154 | 41.949 | 4.9289 | 0.1175 | 41.949 | 2.278% | 0.026212 | 0.025596 | 8213.1037 | 1191.5515 | 755.5628 | 6265.9894 | 8219.3802 | 0 | 0 | 8219.3802 | 0.0001617%
2026 | 330 | CB 330 | Tier-2 | Tier-2---16 | 4--3 | 156 | 73 | 124.2501 | 33.35% | 64.03% | 2.615% | 1.9393 | 0 | 0 | 1.9393 | 0 | 1.85 | 1.0178 | 1.8176 | 1.85 | 1.0178 | 1.8176 | 1.9488 | 1.0722 | 1.8176 | 1.561% | 0.029702 | 0.028312 | 4183.2246 | 10.9263 | 3758.006 | 414.2923 | 4320.0911 | 0 | 0 | 4320.0911 | 6.395e-05%
2026 | 331 | CB 331 | Tier-2 | Tier-2---14 | 2--5 | 48 | 25 | 261.2105 | 99.38% | 0% | 0.6196% | 13.5204 | 0 | 0 | 13.5204 | 0 | 12.8976 | 0.34856 | 37.0027 | 12.8976 | 0.34856 | 37.0027 | 13.5867 | 0.36718 | 37.0027 | 5.176% | 0.010352 | 0.0098128 | 25232.8512 | 3536.4388 | 3219.2744 | 18477.138 | 25241.441 | 0 | 0 | 25241.441 | 0.0004459%
2026 | 350 | CB 350 | Tier-2 | Tier-2---15 | 1--5 | 4 | 1 | 133.5736 | 99.92% | 0% | 0.07821% | 3.3367 | 0 | 0 | 3.3367 | 0 | 3.183 | 0.013942 | 228.2991 | 3.183 | 0.013942 | 228.2991 | 3.3531 | 0.014687 | 228.2991 | 2.498% | 0.0004644 | 0.00045279 | 287626.1215 | 46100.7705 | 2192.4832 | 239332.8678 | 287631.8895 | 0 | 0 | 287631.8895 | 0.00011%
2026 | 351 | CB 351 | Tier-2 | Tier-2---3 | 5--5 | 154 | 110 | 14599.7352 | 99.66% | 0.3054% | 0.03279% | 1039.3116 | 0 | 0 | 1039.3116 | 0 | 991.4326 | 1.5337 | 646.4524 | 991.4326 | 1.5337 | 646.4524 | 1044.4062 | 1.6156 | 646.4524 | 7.119% | 0.12463 | 0.11573 | 117140.1184 | 26730.0261 | 377.3251 | 90032.7671 | 117170.591 | 0 | 0 | 117170.591 | 0.03427%
2026 | 352 | CB 352 | Tier-2 | Tier-2---18 | 4--2 | 5 | 4 | 87.8741 | 99.22% | 0.6237% | 0.1541% | 6.9753 | 0 | 0 | 6.9753 | 0 | 6.6539 | 0.055769 | 119.3118 | 6.6539 | 0.055769 | 119.3118 | 7.0094 | 0.058749 | 119.3118 | 7.938% | 0.066856 | 0.061507 | 1314.3831 | 210.4244 | 8.2251 | 1095.7336 | 1315.2721 | 0 | 0 | 1315.2721 | 0.00023%
2026 | 353 | CB 353 | Tier-2 | Tier-2---19 | 1--5 | 4 | 1 | 7.5897 | 98.6% | 0% | 1.398% | 0.18709 | 0 | 0 | 0.18709 | 0 | 0.17847 | 0.013942 | 12.8007 | 0.17847 | 0.013942 | 12.8007 | 0.18801 | 0.014687 | 12.8007 | 2.465% | 0.0001926 | 0.00018778 | 39406.3406 | 6139.512 | 737.3483 | 32529.4803 | 39420.4648 | 0 | 0 | 39420.4648 | 6.17e-06%
2026 | 354 | CB 354 | Tier-2 | Tier-2---19 | 1--5 | 3 | 2 | 12.0695 | 99.46% | 0% | 0.538% | 0.8003 | 0 | 0 | 0.8003 | 0 | 0.76344 | 0.027885 | 27.3784 | 0.76344 | 0.027885 | 27.3784 | 0.80423 | 0.029374 | 27.3784 | 6.631% | 0.0002126 | 0.00019843 | 56770.8652 | 8857.5448 | 1365.0187 | 46548.3017 | 56792.6794 | 0 | 0 | 56792.6794 | 2.639e-05%
2026 | 355 | CB 355 | Tier-2 | Tier-2---3 | 5--5 | 302 | 168 | 11288.3525 | 98.84% | 1.109% | 0.05403% | 620.6565 | 0 | 0 | 620.6565 | 0 | 592.0641 | 2.3423 | 252.77 | 592.0641 | 2.3423 | 252.77 | 623.6989 | 2.4675 | 252.77 | 5.498% | 0.1048 | 0.098973 | 107709.793 | 22403.5173 | 1198.9113 | 84107.3644 | 107783.5993 | 0 | 0 | 107783.5993 | 0.02047%
2026 | 356 | CB 356 | Tier-2 | Tier-2---19 | 1--5 | 3 | 2 | 6.8062 | 99.1% | 0% | 0.8997% | 0.44966 | 0 | 0 | 0.44966 | 0 | 0.42895 | 0.027885 | 15.3829 | 0.42895 | 0.027885 | 15.3829 | 0.45187 | 0.029374 | 15.3829 | 6.607% | 0.0001262 | 0.00011779 | 53931.5569 | 8525.3907 | 930.8819 | 44475.2842 | 53966.2151 | 0 | 0 | 53966.2151 | 1.483e-05%
2026 | 357 | CB 357 | Tier-3 | Tier-3---10 | 5--5 | 162 | 106 | 6110.8546 | 96.01% | 3.933% | 0.05986% | 383.8802 | 0 | 0 | 383.8802 | 0 | 366.1957 | 1.4779 | 247.784 | 366.1957 | 1.4779 | 247.784 | 385.762 | 1.5568 | 247.784 | 6.282% | 0.12773 | 0.11937 | 47841.0693 | 7695.9209 | 1866.6974 | 38278.451 | 47974.8147 | 0 | 0 | 47974.8147 | 0.01266%
2026 | 358 | CB 358 | Tier-3 | Tier-3---15 | 5--4 | 21 | 6 | 861.4334 | 18.88% | 81.11% | 0.0161% | 4.6462 | 0 | 0 | 4.6462 | 0 | 4.4322 | 0.083654 | 52.9824 | 4.4322 | 0.083654 | 52.9824 | 4.669 | 0.088123 | 52.9824 | 0.5394% | 0.1387 | 0.13474 | 6210.6059 | 197.9224 | 4526.0062 | 1486.6772 | 6358.7881 | 0 | 0 | 6358.7881 | 0.0001532%
2026 | 396 | CB 396 | Tier-2 | Tier-2---11 | 5--4 | 145 | 5 | 669.8148 | 14.34% | 85.25% | 0.4034% | 0.33127 | 0 | 0 | 0.33127 | 0 | 0.31601 | 0.069711 | 4.5332 | 0.31601 | 0.069711 | 4.5332 | 0.3329 | 0.073436 | 4.5332 | 0.04946% | 0.10036 | 0.10001 | 6674.121 | 193.8927 | 5213.8843 | 1266.344 | 6693.9025 | 0 | 0 | 6693.9025 | 1.092e-05%
2026 | 441 | CB 441 | Tier-3 | Tier-3---15 | 5--3 | 94 | 87 | 1133.0808 | 94.08% | 5.666% | 0.2577% | 98.6577 | 0 | 0 | 98.6577 | 0 | 94.1127 | 1.213 | 77.5881 | 94.1127 | 1.213 | 77.5881 | 99.1413 | 1.2778 | 77.5881 | 8.707% | 0.54555 | 0.49505 | 2076.9658 | 210.0359 | 105.6276 | 1761.3022 | 2089.5151 | 0 | 0 | 2089.5151 | 0.003253%
2026 | 443 | CB 443 | Tier-2 | Tier-2---17 | 2--4 | 36 | 22 | 67.1473 | 98.29% | 0% | 1.71% | 4.0333 | 0 | 0 | 4.0333 | 0 | 3.8475 | 0.30673 | 12.5435 | 3.8475 | 0.30673 | 12.5435 | 4.053 | 0.32312 | 12.5435 | 6.007% | 0.007405 | 0.0069525 | 9067.8323 | 1863.6752 | 20.0371 | 7184.12 | 9077.9274 | 0 | 0 | 9077.9274 | 0.000133%
2026 | 444 | CB 444 | Tier-2 | Tier-2---16 | 4--2 | 17 | 15 | 117.4434 | 97.68% | 1.947% | 0.3705% | 10.1225 | 0 | 0 | 10.1225 | 0 | 9.6561 | 0.20913 | 46.1719 | 9.6561 | 0.20913 | 46.1719 | 10.1721 | 0.22031 | 46.1719 | 8.619% | 0.081621 | 0.074419 | 1438.8937 | 193.307 | 35.5972 | 1209.9894 | 1442.1213 | 0 | 0 | 1442.1213 | 0.0003338%
2026 | 449 | CB 449 | Tier-3 | Tier-3---20 | 1--5 | 5 | 3 | 7.8127 | 98.22% | 0% | 1.784% | 0.4604 | 0 | 0 | 0.4604 | 0 | 0.43919 | 0.041827 | 10.5002 | 0.43919 | 0.041827 | 10.5002 | 0.46266 | 0.044062 | 10.5002 | 5.893% | 0.0002642 | 0.00024835 | 29571.2422 | 4082.6639 | 218.8037 | 25269.7746 | 29604.9154 | 0 | 0 | 29604.9154 | 1.518e-05%
2026 | 461 | CB 461 | Tier-2 | Tier-2---15 | 2--4 | 36 | 27 | 101.8709 | 98.65% | 0% | 1.347% | 7.5374 | 0 | 0 | 7.5374 | 0 | 7.1902 | 0.37644 | 19.1003 | 7.1902 | 0.37644 | 19.1003 | 7.5743 | 0.39656 | 19.1003 | 7.399% | 0.0097562 | 0.0090245 | 10441.6529 | 2274.299 | 1515.1673 | 6652.1866 | 10453.057 | 0 | 0 | 10453.057 | 0.0002486%
2026 | 470 | CB 470 | Tier-2 | Tier-2---6 | 5--5 | 381 | 48 | 6922.0493 | 95.49% | 4.388% | 0.1268% | 83.2699 | 0 | 0 | 83.2699 | 0 | 79.4339 | 0.66923 | 118.6945 | 79.4339 | 0.66923 | 118.6945 | 83.6781 | 0.70499 | 118.6945 | 1.203% | 0.114 | 0.11256 | 60721.6484 | 13514.2063 | 2573.4965 | 44633.9456 | 60756.6249 | 0 | 0 | 60756.6249 | 0.002746%
2026 | 499 | CB 499 | Tier-2 | Tier-2---19 | 2--3 | 31 | 6 | 19.4193 | 94.64% | 0% | 5.361% | 0.35571 | 0 | 0 | 0.35571 | 0 | 0.33932 | 0.083654 | 4.0563 | 0.33932 | 0.083654 | 4.0563 | 0.35745 | 0.088123 | 4.0563 | 1.832% | 0.00687 | 0.006737 | 2826.6853 | 293.3494 | 758.4761 | 1774.8598 | 2829.676 | 0 | 0 | 2829.676 | 1.173e-05%
2026 | 520 | CB 520 | Tier-2 | Tier-2---21 | 1--5 | 2 | 2 | 1.7668 | 97.86% | 0% | 2.14% | 0.1729 | 0 | 0 | 0.1729 | 0 | 0.16493 | 0.027885 | 5.9149 | 0.16493 | 0.027885 | 5.9149 | 0.17375 | 0.029374 | 5.9149 | 9.786% | 7.36e-05 | 6.624e-05 | 24005.4522 | 5429.4966 | 1707.34 | 16868.6156 | 24062.5186 | 0 | 0 | 24062.5186 | 5.702e-06%
2026 | 521 | CB 521 | Tier-2 | Tier-2---20 | 3--1 | 14 | 11 | 12.2832 | 16.79% | 81.3% | 1.905% | 0.16207 | 0 | 0 | 0.16207 | 0 | 0.1546 | 0.15337 | 1.0081 | 0.1546 | 0.15337 | 1.0081 | 0.16287 | 0.16156 | 1.0081 | 1.319% | 0.025917 | 0.02388 | 473.952 | 7.4349 | 392.0671 | 74.45 | 507.5797 | 0 | 0 | 507.5797 | 5.345e-06%
2026 | 522 | CB 522 | Tier-2 | Tier-2---9 | 4--5 | 253 | 129 | 1074.3257 | 89.49% | 10.08% | 0.4258% | 49.0233 | 0 | 0 | 49.0233 | 0 | 46.7649 | 1.7986 | 26.0014 | 46.7649 | 1.7986 | 26.0014 | 49.2636 | 1.8947 | 26.0014 | 4.563% | 0.049006 | 0.046507 | 21922.4202 | 3152.3384 | 2334.9737 | 16435.1082 | 22046.1565 | 0 | 0 | 22046.1565 | 0.001617%
2026 | 523 | CB 523 | Tier-2 | Tier-2---13 | 4--4 | 259 | 126 | 305.5692 | 37.2% | 61.32% | 1.484% | 5.5296 | 0 | 0 | 5.5296 | 0 | 5.2749 | 1.7567 | 3.0027 | 5.2749 | 1.7567 | 3.0027 | 5.5567 | 1.8506 | 3.0027 | 1.81% | 0.044603 | 0.042433 | 6850.8655 | 637.5043 | 4014.608 | 2198.7533 | 7070.8802 | 0 | 0 | 7070.8802 | 0.0001823%
2026 | 524 | CB 524 | Tier-3 | Tier-3---17 | 3--5 | 90 | 12 | 481.3309 | 94.25% | 5.298% | 0.4514% | 6.0487 | 0 | 0 | 6.0487 | 0 | 5.7701 | 0.16731 | 34.488 | 5.7701 | 0.16731 | 34.488 | 6.0784 | 0.17625 | 34.488 | 1.257% | 0.018139 | 0.017897 | 26536.2736 | 4900.6821 | 2268.1123 | 19367.4792 | 26556.8917 | 0 | 0 | 26556.8917 | 0.0001995%
2026 | 533 | CB 533 | Tier-2 | Tier-2---20 | 4--1 | 14 | 1 | 10.6053 | 3.364% | 93.72% | 2.92% | 0.0025483 | 0 | 0 | 0.0025483 | 0 | 0.002431 | 0.013942 | 0.17436 | 0.002431 | 0.013942 | 0.17436 | 0.0025608 | 0.014687 | 0.17436 | 0.02403% | 0.06013 | 0.059701 | 176.3723 | 1.2595 | 133.5547 | 41.5581 | 177.5985 | 0 | 0 | 177.5985 | 8.404e-08%
2026 | 534 | CB 534 | Tier-2 | Tier-2---21 | 4--1 | 12 | 6 | 6.3051 | 35.99% | 54.92% | 9.089% | 0.11347 | 0 | 0 | 0.11347 | 0 | 0.10824 | 0.083654 | 1.2939 | 0.10824 | 0.083654 | 1.2939 | 0.11402 | 0.088123 | 1.2939 | 1.8% | 0.060541 | 0.057514 | 104.1456 | 5.1049 | 50.6919 | 48.3488 | 107.6541 | 0 | 0 | 107.6541 | 3.742e-06%
2026 | 535 | CB 535 | Tier-2 | Tier-2---16 | 4--3 | 10 | 5 | 111.4983 | 4.585% | 95.12% | 0.2939% | 0.25563 | 0 | 0 | 0.25563 | 0 | 0.24386 | 0.069711 | 3.4981 | 0.24386 | 0.069711 | 3.4981 | 0.25689 | 0.073436 | 3.4981 | 0.2293% | 0.059698 | 0.056713 | 1867.7052 | 14.9488 | 1426.0626 | 426.6938 | 1961.498 | 0 | 0 | 1961.498 | 8.43e-06%
2026 | 536 | CB 536 | Tier-2 | Tier-2---18 | 4--2 | 39 | 33 | 54.1099 | 76.19% | 21.99% | 1.82% | 3.4885 | 0 | 0 | 3.4885 | 0 | 3.3278 | 0.4601 | 7.2328 | 3.3278 | 0.4601 | 7.2328 | 3.5056 | 0.48468 | 7.2328 | 6.447% | 0.063476 | 0.058105 | 852.4497 | 102.6719 | 151.462 | 598.3157 | 871.2096 | 0 | 0 | 871.2096 | 0.000115%
2026 | 540 | CB 540 | Tier-2 | Tier-2---17 | 1--5 | 16 | 5 | 67.245 | 99.24% | 0% | 0.7576% | 2.0855 | 0 | 0 | 2.0855 | 0 | 1.9894 | 0.069711 | 28.5378 | 1.9894 | 0.069711 | 28.5378 | 2.0957 | 0.073436 | 28.5378 | 3.101% | 0.0036022 | 0.0034896 | 18667.7627 | 2802.0205 | 1252.6198 | 14613.1224 | 18672.3245 | 0 | 0 | 18672.3245 | 6.877e-05%
2026 | 542 | CB 542 | Tier-2 | Tier-2---9 | 4--5 | 43 | 35 | 949.4775 | 95.45% | 4.414% | 0.1311% | 73.7702 | 0 | 0 | 73.7702 | 0 | 70.3718 | 0.48798 | 144.2104 | 70.3718 | 0.48798 | 144.2104 | 74.1319 | 0.51405 | 144.2104 | 7.77% | 0.053515 | 0.049159 | 17742.4015 | 2646.628 | 1293.2242 | 13802.5493 | 17813.86 | 0 | 0 | 17813.86 | 0.002433%
2026 | 576 | CB 576 | Tier-2 | Tier-2---12 | 4--4 | 19 | 13 | 417.7025 | 78.37% | 21.49% | 0.1463% | 22.397 | 0 | 0 | 22.397 | 0 | 21.3652 | 0.18125 | 117.8773 | 21.3652 | 0.18125 | 117.8773 | 22.5068 | 0.19093 | 117.8773 | 5.362% | 0.047237 | 0.044005 | 8842.622 | 1103.3667 | 1857.3002 | 5881.9552 | 8983.1194 | 0 | 0 | 8983.1194 | 0.0007386%
2026 | 599 | CB 599 | Tier-2 | Tier-2---4 | 4--5 | 369 | 262 | 4323.2442 | 99.81% | 0% | 0.1903% | 306.3779 | 0 | 0 | 306.3779 | 0 | 292.2637 | 3.6529 | 80.0091 | 292.2637 | 3.6529 | 80.0091 | 307.8797 | 3.8481 | 80.0091 | 7.087% | 0.043095 | 0.040035 | 100319.859 | 21711.3429 | 465.9724 | 78142.5437 | 100334.4508 | 0 | 0 | 100334.4508 | 0.0101%
2026 | 67 | CB 67 | Tier-3 | Tier-3---20 | 1--5 | 3 | 2 | 10.8761 | 99.3% | 0% | 0.7025% | 0.71998 | 0 | 0 | 0.71998 | 0 | 0.68681 | 0.027885 | 24.6305 | 0.68681 | 0.027885 | 24.6305 | 0.72351 | 0.029374 | 24.6305 | 6.62% | 0.0002312 | 0.00021579 | 47041.8645 | 6931.4997 | 675.7608 | 39434.604 | 47065.4692 | 0 | 0 | 47065.4692 | 2.374e-05%
2026 | 776 | CB 776 | Tier-2 | Tier-2---18 | 3--3 | 53 | 53 | 55.0677 | 92.66% | 4.028% | 3.312% | 5.1026 | 0 | 0 | 5.1026 | 0 | 4.8675 | 0.73894 | 6.5871 | 4.8675 | 0.73894 | 6.5871 | 5.1276 | 0.77842 | 6.5871 | 9.266% | 0.014982 | 0.013484 | 3675.6367 | 654.2376 | 129.2917 | 2892.1074 | 3705.6131 | 0 | 0 | 3705.6131 | 0.0001683%
2026 | 78 | CB 78 | Tier-3 | Tier-3---20 | 1--5 | 4 | 3 | 25.281 | 99.56% | 0% | 0.4423% | 1.8877 | 0 | 0 | 1.8877 | 0 | 1.8007 | 0.041827 | 43.0519 | 1.8007 | 0.041827 | 43.0519 | 1.8969 | 0.044062 | 43.0519 | 7.467% | 0.0002122 | 0.00019629 | 119137.3955 | 18702.2941 | 125.3011 | 100309.8003 | 119180.1165 | 0 | 0 | 119180.1165 | 6.225e-05%
2026 | 788 | CB 788 | Tier-2 | Tier-2---2 | 5--5 | 708 | 24 | 8569.0681 | 95.07% | 4.755% | 0.1724% | 27.6164 | 0 | 0 | 27.6164 | 0 | 26.3441 | 0.33461 | 78.7297 | 26.3441 | 0.33461 | 78.7297 | 27.7517 | 0.35249 | 78.7297 | 0.3223% | 0.14181 | 0.14133 | 60426.1463 | 13184.7767 | 2801.9092 | 44439.4605 | 60436.2738 | 0 | 0 | 60436.2738 | 0.0009107%
2026 | 835 | CB 835 | Tier-2 | Tier-2---17 | 1--5 | 12 | 8 | 42.6475 | 99.43% | 0% | 0.5747% | 2.8268 | 0 | 0 | 2.8268 | 0 | 2.6966 | 0.11154 | 24.1765 | 2.6966 | 0.11154 | 24.1765 | 2.8407 | 0.1175 | 24.1765 | 6.628% | 0.0017112 | 0.0015971 | 24922.574 | 5223.7878 | 17.636 | 19681.1502 | 24932.8055 | 0 | 0 | 24932.8055 | 9.322e-05%
2026 | 907 | CB 907 | Tier-3 | Tier-3---13 | 3--5 | 51 | 39 | 2742.2838 | 99.83% | 0.1274% | 0.03844% | 209.3563 | 0 | 0 | 209.3563 | 0 | 199.7117 | 0.54375 | 367.2864 | 199.7117 | 0.54375 | 367.2864 | 210.3826 | 0.5728 | 367.2864 | 7.634% | 0.023668 | 0.021858 | 115862.6602 | 23455.2181 | 132.6973 | 92274.7448 | 115878.5696 | 0 | 0 | 115878.5696 | 0.006904%
2026 | 91 | CB 91 | Tier-2 | Tier-2---12 | 3--5 | 68 | 30 | 337.7351 | 93.43% | 6.078% | 0.496% | 13.9205 | 0 | 0 | 13.9205 | 0 | 13.2792 | 0.41827 | 31.748 | 13.2792 | 0.41827 | 31.748 | 13.9887 | 0.44062 | 31.748 | 4.122% | 0.015476 | 0.014793 | 21823.4311 | 3984.4333 | 1811.7057 | 16027.292 | 21889.6505 | 0 | 0 | 21889.6505 | 0.000459%
2026 | 928 | CB 928 | Tier-2 | Tier-2---7 | 4--5 | 62 | 53 | 1655.0106 | 79.76% | 20.12% | 0.1245% | 112.8379 | 0 | 0 | 112.8379 | 0 | 107.6396 | 0.73894 | 145.6674 | 107.6396 | 0.73894 | 145.6674 | 113.391 | 0.77842 | 145.6674 | 6.818% | 0.057199 | 0.052309 | 28934.4603 | 4597.4585 | 5524.6499 | 18812.3519 | 29481.9537 | 0 | 0 | 29481.9537 | 0.003721%
2026 | 970 | CB 970 | Tier-2 | Tier-2---14 | 1--5 | 4 | 3 | 251.0066 | 99.97% | 0% | 0.03372% | 18.8191 | 0 | 0 | 18.8191 | 0 | 17.9522 | 0.041827 | 429.2023 | 17.9522 | 0.041827 | 429.2023 | 18.9114 | 0.044062 | 429.2023 | 7.497% | 0.00034 | 0.0003145 | 738254.59 | 119031.8531 | 2302.4993 | 616920.2376 | 738274.7756 | 0 | 0 | 738274.7756 | 0.0006206%
2026 | 971 | CB 971 | Tier-2 | Tier-2---3 | 5--5 | 167 | 114 | 11456.6981 | 99.51% | 0.4569% | 0.03477% | 778.2289 | 0 | 0 | 778.2289 | 0 | 742.3775 | 1.5894 | 467.0743 | 742.3775 | 1.5894 | 467.0743 | 782.0437 | 1.6743 | 467.0743 | 6.793% | 0.12528 | 0.11672 | 91451.3672 | 15599.0846 | 567.0446 | 75285.238 | 91484.3089 | 0 | 0 | 91484.3089 | 0.02566%
2026 | 973 | CB 973 | Tier-2 | Tier-2---14 | 1--5 | 7 | 4 | 310.4015 | 99.93% | 0% | 0.0686% | 17.7251 | 0 | 0 | 17.7251 | 0 | 16.9085 | 0.055769 | 303.1874 | 16.9085 | 0.055769 | 303.1874 | 17.8119 | 0.058749 | 303.1874 | 5.71% | 0.000676 | 0.00063737 | 459173.7618 | 73982.6369 | 1404.1576 | 383786.9672 | 459192.853 | 0 | 0 | 459192.853 | 0.0005845%
2026 | 974 | CB 974 | Tier-2 | Tier-2---12 | 1--5 | 7 | 5 | 334.3039 | 99.93% | 0% | 0.06503% | 23.8633 | 0 | 0 | 23.8633 | 0 | 22.764 | 0.069711 | 326.546 | 22.764 | 0.069711 | 326.546 | 23.9803 | 0.073436 | 326.546 | 7.138% | 0.0006326 | 0.00058741 | 528460.2237 | 85326.4466 | 346.0244 | 442787.7527 | 528486.6609 | 0 | 0 | 528486.6609 | 0.0007869%
2026 | 975 | CB 975 | Tier-3 | Tier-3---16 | 5--4 | 11 | 8 | 1304.3742 | 99.51% | 0.4601% | 0.0271% | 94.4014 | 0 | 0 | 94.4014 | 0 | 90.0526 | 0.11154 | 807.3691 | 90.0526 | 0.11154 | 807.3691 | 94.8642 | 0.1175 | 807.3691 | 7.237% | 0.10726 | 0.099458 | 12161.0449 | 1953.4321 | 79.6517 | 10127.9611 | 12165.6914 | 0 | 0 | 12165.6914 | 0.003113%
2026 | 980 | CB 980 | Tier-2 | Tier-2---12 | 2--5 | 35 | 24 | 387.8494 | 99.7% | 0% | 0.3041% | 26.5145 | 0 | 0 | 26.5145 | 0 | 25.293 | 0.33461 | 75.5885 | 25.293 | 0.33461 | 75.5885 | 26.6445 | 0.35249 | 75.5885 | 6.836% | 0.0069124 | 0.0064384 | 56109.2292 | 24867.9549 | 702.1092 | 30539.1651 | 56121.7905 | 0 | 0 | 56121.7905 | 0.0008744%
2026 | 981 | CB 981 | Tier-2 | Tier-2---15 | 1--5 | 14 | 11 | 132.7571 | 99.65% | 0% | 0.354% | 10.394 | 0 | 0 | 10.394 | 0 | 9.9152 | 0.15337 | 64.6507 | 9.9152 | 0.15337 | 64.6507 | 10.4449 | 0.16156 | 64.6507 | 7.829% | 0.0030076 | 0.0027713 | 44140.5414 | 6652.1756 | 3087.2085 | 34401.1573 | 44153.8651 | 0 | 0 | 44153.8651 | 0.0003428%
2026 | 982 | CB 982 | Tier-2 | Not Applicable | Not Applicable | 1 | 1 | 0 | 0% | 0% | 0% | 0 | 0 | 0 | 0 | 0 | 0 | 0.013942 | 0 | 0 | 0.013942 | 0 | 0 | 0.014687 | 0 | 0% | 0 | 0 | 0 | 0 | 0 | 0 | 0 | 0 | 0 | 0 | 0%
2026 | CTL1 | CB CTL1 | Tier-3 | Tier-3---19 | 5--1 | 6 | 2 | 27.4807 | 90.21% | 9.514% | 0.2799% | 0.82631 | 0 | 0 | 0.82631 | 0 | 0.78824 | 0.027885 | 28.268 | 0.78824 | 0.027885 | 28.268 | 0.83036 | 0.029374 | 28.268 | 3.007% | 0.42111 | 0.40708 | 65.2572 | 9.1588 | 5.9813 | 50.1171 | 65.4776 | 0 | 0 | 65.4776 | 2.725e-05%
2026 | DV1 | CB DV1 | Tier-3 | Tier-3---20 | 1--5 | 2 | 2 | 15.4911 | 99.81% | 0% | 0.1868% | 1.5462 | 0 | 0 | 1.5462 | 0 | 1.475 | 0.027885 | 52.8961 | 1.475 | 0.027885 | 52.8961 | 1.5538 | 0.029374 | 52.8961 | 9.981% | 0.000145 | 0.0001305 | 106835.191 | 17155.6704 | 250.2479 | 89429.2727 | 106857.3618 | 0 | 0 | 106857.3618 | 5.099e-05%
2026 | FB1 | CB FB1 | Tier-2 | Tier-2---11 | 4--4 | 371 | 161 | 346.5871 | 36.93% | 61.45% | 1.621% | 5.5543 | 0 | 0 | 5.5543 | 0 | 5.2984 | 2.2447 | 2.3604 | 5.2984 | 2.2447 | 2.3604 | 5.5815 | 2.3646 | 2.3604 | 1.603% | 0.04664 | 0.044616 | 7431.1135 | 852.2072 | 4097.3369 | 2481.5694 | 7643.7346 | 0 | 0 | 7643.7346 | 0.0001832%
2026 | FB2 | CB FB2 | Tier-2 | Tier-2---9 | 4--5 | 173 | 109 | 1029.5845 | 94.33% | 5.316% | 0.3556% | 61.1907 | 0 | 0 | 61.1907 | 0 | 58.3718 | 1.5197 | 38.4098 | 58.3718 | 1.5197 | 38.4098 | 61.4907 | 1.6009 | 38.4098 | 5.943% | 0.045688 | 0.04281 | 22535.0189 | 4971.8159 | 1116.7336 | 16446.4695 | 22620.9593 | 0 | 0 | 22620.9593 | 0.002018%
2026 | JU1 | CB JU1 | Tier-3 | Tier-3---15 | 5--4 | 80 | 67 | 1531.7487 | 97.85% | 2.019% | 0.1357% | 125.5197 | 0 | 0 | 125.5197 | 0 | 119.7372 | 0.93413 | 128.1801 | 119.7372 | 0.93413 | 128.1801 | 126.135 | 0.98405 | 128.1801 | 8.195% | 0.1808 | 0.16566 | 8471.8458 | 1257.0107 | 156.1661 | 7058.669 | 8488.5321 | 0 | 0 | 8488.5321 | 0.004139%
2026 | MOR1 | CB MOR1 | Tier-2 | Tier-2---4 | 5--5 | 116 | 86 | 5119.7141 | 98.56% | 1.393% | 0.05121% | 374.0843 | 0 | 0 | 374.0843 | 0 | 356.851 | 1.199 | 297.6148 | 356.851 | 1.199 | 297.6148 | 375.918 | 1.2631 | 297.6148 | 7.307% | 0.12647 | 0.11709 | 40481.7763 | 7026.0973 | 519.7061 | 32935.973 | 40528.5827 | 0 | 0 | 40528.5827 | 0.01234%
2026 | NVS1 | CB NVS1 | Tier-2 | Tier-2---12 | 4--5 | 403 | 5 | 638.0788 | 99.02% | 0% | 0.9838% | 0.78387 | 0 | 0 | 0.78387 | 0 | 0.74776 | 0.069711 | 10.7265 | 0.74776 | 0.069711 | 10.7265 | 0.78772 | 0.073436 | 10.7265 | 0.1228% | 0.029239 | 0.029203 | 21822.7187 | 3513.3113 | 81.7568 | 18227.6506 | 21822.9854 | 0 | 0 | 21822.9854 | 2.585e-05%
2026 | OK1 | CB OK1 | Tier-3 | Tier-3---7 | 5--5 | 190 | 153 | 6915.6819 | 99% | 0.9206% | 0.07911% | 551.3273 | 0 | 0 | 551.3273 | 0 | 525.9288 | 2.1332 | 246.548 | 525.9288 | 2.1332 | 246.548 | 554.0299 | 2.2471 | 246.548 | 7.972% | 0.20255 | 0.18624 | 34143.1528 | 5850.2009 | 285.3534 | 28007.5985 | 34173.0448 | 0 | 0 | 34173.0448 | 0.01818%
2026 | PE1 | CB PE1 | Tier-3 | Tier-3---13 | 5--4 | 247 | 132 | 3027.5479 | 94.73% | 5.109% | 0.164% | 153.2642 | 0 | 0 | 153.2642 | 0 | 146.2036 | 1.8404 | 79.442 | 146.2036 | 1.8404 | 79.442 | 154.0155 | 1.9387 | 79.442 | 5.062% | 0.24168 | 0.22876 | 12527.0623 | 1785.3868 | 582.212 | 10159.4635 | 12564.3577 | 0 | 0 | 12564.3577 | 0.005054%
2026 | RA1 | CB RA1 | Tier-2 | Tier-2---2 | 5--5 | 353 | 179 | 10517.0624 | 98.31% | 1.619% | 0.07383% | 524.2711 | 0 | 0 | 524.2711 | 0 | 500.119 | 2.4957 | 200.3947 | 500.119 | 2.4957 | 200.3947 | 526.841 | 2.629 | 200.3947 | 4.985% | 0.14726 | 0.13979 | 71417.5478 | 11306.2901 | 1058.7648 | 59052.4929 | 71482.1454 | 0 | 0 | 71482.1454 | 0.01729%
2026 | RA2 | CB RA2 | Tier-2 | Tier-2---4 | 5--5 | 118 | 62 | 5229.9021 | 98.11% | 1.831% | 0.05575% | 269.606 | 0 | 0 | 269.606 | 0 | 257.1858 | 0.86442 | 297.5236 | 257.1858 | 0.86442 | 297.5236 | 270.9276 | 0.91061 | 297.5236 | 5.155% | 0.12706 | 0.12038 | 41161.4683 | 9548.3144 | 685.7088 | 30927.4452 | 41204.5431 | 0 | 0 | 41204.5431 | 0.008891%
2026 | RA3 | CB RA3 | Tier-2 | Tier-2---10 | 5--4 | 241 | 93 | 916.1972 | 69.5% | 30.07% | 0.4286% | 24.5712 | 0 | 0 | 24.5712 | 0 | 23.4392 | 1.2966 | 18.077 | 23.4392 | 1.2966 | 18.077 | 24.6916 | 1.3659 | 18.077 | 2.682% | 0.12911 | 0.12413 | 7096.3625 | 800.779 | 1887.9363 | 4407.6471 | 7183.2434 | 0 | 0 | 7183.2434 | 0.0008103%
2026 | RB1 | CB RB1 | Tier-3 | Tier-3---20 | 1--5 | 2 | 2 | 29.7534 | 99.88% | 0% | 0.1212% | 2.9717 | 0 | 0 | 2.9717 | 0 | 2.8348 | 0.027885 | 101.6631 | 2.8348 | 0.027885 | 101.6631 | 2.9863 | 0.029374 | 101.6631 | 9.988% | 0.0001458 | 0.00013122 | 204069.8082 | 32853.3253 | 379.8701 | 170836.6129 | 204097.2801 | 0 | 0 | 204097.2801 | 9.8e-05%
2026 | RC1 | CB RC1 | Tier-2 | Tier-2---4 | 4--5 | 94 | 58 | 3739.8748 | 99.14% | 0.8077% | 0.05477% | 228.7681 | 0 | 0 | 228.7681 | 0 | 218.2292 | 0.80865 | 269.8677 | 218.2292 | 0.80865 | 269.8677 | 229.8895 | 0.85186 | 269.8677 | 6.117% | 0.084253 | 0.079055 | 44388.4144 | 8961.6827 | 332.4323 | 35094.2993 | 44413.5888 | 0 | 0 | 44413.5888 | 0.007544%
2026 | SL1 | CB SL1 | Tier-3 | Tier-3---11 | 5--5 | 225 | 184 | 3361.5705 | 93.71% | 6.129% | 0.1568% | 257.6221 | 0 | 0 | 257.6221 | 0 | 245.754 | 2.5654 | 95.7963 | 245.754 | 2.5654 | 95.7963 | 258.8849 | 2.7025 | 95.7963 | 7.664% | 0.19527 | 0.1793 | 17214.6695 | 3012.3475 | 977.9751 | 13224.3469 | 17311.0401 | 0 | 0 | 17311.0401 | 0.008495%
2026 | SSC1 | CB SSC1 | Tier-2 | Tier-2---18 | 4--3 | 220 | 27 | 94.186 | 2.003% | 94.63% | 3.363% | 0.023154 | 0 | 0 | 0.023154 | 0 | 0.022087 | 0.37644 | 0.058674 | 0.022087 | 0.37644 | 0.058674 | 0.023267 | 0.39656 | 0.058674 | 0.02458% | 0.031528 | 0.031141 | 2987.3954 | 7.3065 | 2624.9969 | 355.0921 | 3023.771 | 0 | 0 | 3023.771 | 7.635e-07%
2026 | CTL1 | CTL1-3R | Tier-3 | Tier-3---14 | 5--4 | 314 | 138 | 2064.0334 | 78.9% | 20.86% | 0.2358% | 71.5721 | 0 | 0 | 71.5721 | 0 | 68.2749 | 1.924 | 35.4853 | 68.2749 | 1.924 | 35.4853 | 71.923 | 2.0268 | 35.4853 | 3.468% | 0.42513 | 0.40645 | 4855.055 | 599.2986 | 919.5646 | 3336.1917 | 4902.1464 | 0 | 0 | 4902.1464 | 0.00236%
2026 | DV1 | DV1-3R | Tier-3 | Tier-3---11 | 5--5 | 235 | 175 | 3719.4004 | 95.17% | 4.691% | 0.1427% | 263.5885 | 0 | 0 | 263.5885 | 0 | 251.4455 | 2.4399 | 103.0556 | 251.4455 | 2.4399 | 103.0556 | 264.8806 | 2.5703 | 103.0556 | 7.087% | 0.19421 | 0.17975 | 19151.2388 | 2981.992 | 820.0711 | 15349.1757 | 19225.7211 | 0 | 0 | 19225.7211 | 0.008692%
2026 | RA1 | RA1-402R | Tier-3 | Tier-3---4 | 5--5 | 122 | 74 | 9339.3378 | 99.33% | 0.6459% | 0.02826% | 562.6656 | 0 | 0 | 562.6656 | 0 | 536.7448 | 1.0317 | 520.238 | 536.7448 | 1.0317 | 520.238 | 565.4238 | 1.0869 | 520.238 | 6.025% | 0.12948 | 0.12162 | 72130.9155 | 12817.7406 | 426.7116 | 58886.4633 | 72162.3141 | 0 | 0 | 72162.3141 | 0.01855%
2026 | RB1 | RB1-427R | Tier-3 | Tier-3---7 | 5--5 | 433 | 306 | 6920.124 | 97.57% | 2.306% | 0.1195% | 477.1808 | 0 | 0 | 477.1808 | 0 | 455.1981 | 4.2663 | 106.6952 | 455.1981 | 4.2663 | 106.6952 | 479.5199 | 4.4943 | 106.6952 | 6.896% | 0.15381 | 0.14294 | 44992.7829 | 7465.1678 | 918.5464 | 36609.0687 | 45075.7752 | 0 | 0 | 45075.7752 | 0.01574%
2026 | RB1 | RB1-433R | Tier-3 | Tier-3---10 | 5--5 | 125 | 117 | 5946.5075 | 99.32% | 0.6164% | 0.06772% | 552.7852 | 0 | 0 | 552.7852 | 0 | 527.3195 | 1.6312 | 323.2615 | 527.3195 | 1.6312 | 323.2615 | 555.4949 | 1.7184 | 323.2615 | 9.296% | 0.15284 | 0.13854 | 38906.0871 | 6569.4535 | 216.2572 | 32120.3764 | 38933.5738 | 0 | 0 | 38933.5738 | 0.01823%
2026 | TM1 | TM1-10R | Tier-3 | Tier-3---12 | 5--5 | 103 | 81 | 3782.8568 | 99.48% | 0.4537% | 0.066% | 295.9408 | 0 | 0 | 295.9408 | 0 | 282.3074 | 1.1293 | 249.9788 | 282.3074 | 1.1293 | 249.9788 | 297.3915 | 1.1897 | 249.9788 | 7.823% | 0.093421 | 0.086074 | 40492.6609 | 6371.8092 | 167.7468 | 33953.1049 | 40510.6225 | 0 | 0 | 40510.6225 | 0.009759%
2027 | 1001 | 1001-1231F | Tier-2 | Tier-2---15 | 3--3 | 4 | 1 | 117.1572 | 99.03% | 0.8725% | 0.09309% | 2.9006 | 0 | 0 | 2.9006 | 0 | 2.6396 | 0.0133 | 198.4626 | 2.6396 | 0.0133 | 198.4626 | 2.9292 | 0.014759 | 198.4626 | 2.476% | 0.025088 | 0.024461 | 4669.7772 | 753.5538 | 37.9946 | 3878.2287 | 4670.9334 | 0 | 0 | 4670.9334 | 9.565e-05%
2027 | 1001 | 1001-1814AE | Tier-2 | Tier-2---11 | 5--3 | 10 | 10 | 409.0622 | 99.15% | 0.7717% | 0.07851% | 40.5584 | 0 | 0 | 40.5584 | 0 | 36.9076 | 0.133 | 277.5011 | 36.9076 | 0.133 | 277.5011 | 40.9571 | 0.14759 | 277.5011 | 9.915% | 0.094213 | 0.084792 | 4341.8958 | 702.528 | 31.2092 | 3608.1586 | 4345.9973 | 0 | 0 | 4345.9973 | 0.001337%
2027 | 1001 | 1001-1820F | Tier-2 | Tier-2---5 | 5--5 | 146 | 117 | 4222.2471 | 91.41% | 8.486% | 0.103% | 309.2954 | 0 | 0 | 309.2954 | 0 | 281.4546 | 1.5561 | 180.8719 | 281.4546 | 1.5561 | 180.8719 | 312.3351 | 1.7268 | 180.8719 | 7.325% | 0.12846 | 0.11817 | 32868.2878 | 4904.2029 | 2558.3215 | 25405.7635 | 33114.2382 | 0 | 0 | 33114.2382 | 0.0102%
2027 | 1006 | 1006-829F | Tier-2 | Tier-2---15 | 1--5 | 10 | 10 | 114.5301 | 99.76% | 0% | 0.2395% | 11.4256 | 0 | 0 | 11.4256 | 0 | 10.3971 | 0.133 | 78.1739 | 10.3971 | 0.133 | 78.1739 | 11.5379 | 0.14759 | 78.1739 | 9.976% | 0.0022112 | 0.0019901 | 51795.4298 | 10544.9933 | 12.8959 | 41237.5406 | 51809.2104 | 0 | 0 | 51809.2104 | 0.0003768%
2027 | 1021 | 1021-1748F | Tier-3 | Tier-3---2 | 5--5 | 516 | 421 | 35156.1224 | 99.02% | 0.9436% | 0.03662% | 2840.2415 | 0 | 0 | 2840.2415 | 0 | 2584.5811 | 5.5993 | 461.5902 | 2584.5811 | 5.5993 | 461.5902 | 2868.1552 | 6.2136 | 461.5902 | 8.079% | 0.16564 | 0.15212 | 212249.5403 | 39094.5522 | 1887.9434 | 171267.0447 | 212434.3696 | 0 | 0 | 212434.3696 | 0.09366%
2027 | 1021 | 1021-1760R | Tier-3 | Tier-3---6 | 5--5 | 85 | 70 | 7055.7157 | 98.18% | 1.793% | 0.03106% | 570.4582 | 0 | 0 | 570.4582 | 0 | 519.1092 | 0.931 | 557.5827 | 519.1092 | 0.931 | 557.5827 | 576.0647 | 1.0331 | 557.5827 | 8.085% | 0.10829 | 0.099373 | 65155.0235 | 11761.6096 | 1070.3945 | 52323.0195 | 65261.6995 | 0 | 0 | 65261.6995 | 0.01881%
2027 | 1021 | 1021-25R | Tier-3 | Tier-3---2 | 5--5 | 168 | 139 | 18825.6899 | 99.7% | 0.2782% | 0.02306% | 1552.9096 | 0 | 0 | 1552.9096 | 0 | 1413.1265 | 1.8487 | 764.3897 | 1413.1265 | 1.8487 | 764.3897 | 1568.1715 | 2.0515 | 764.3897 | 8.249% | 0.12361 | 0.11338 | 152300.0709 | 28596.6216 | 387.4212 | 123316.0281 | 152341.4546 | 0 | 0 | 152341.4546 | 0.05121%
2027 | 1021 | 1021-855 | Tier-3 | Tier-3---10 | 5--5 | 69 | 61 | 5034.3753 | 99.51% | 0.4541% | 0.0405% | 442.8665 | 0 | 0 | 442.8665 | 0 | 403.0025 | 0.8113 | 496.7369 | 403.0025 | 0.8113 | 496.7369 | 447.219 | 0.90031 | 496.7369 | 8.797% | 0.10909 | 0.099445 | 46149.2476 | 7426.785 | 192.1999 | 38530.2627 | 46171.3852 | 0 | 0 | 46171.3852 | 0.0146%
2027 | 1021 | 1021-883R | Tier-3 | Tier-3---16 | 5--4 | 16 | 16 | 1386.6299 | 99.58% | 0.3809% | 0.03987% | 138.0795 | 0 | 0 | 138.0795 | 0 | 125.6505 | 0.2128 | 590.463 | 125.6505 | 0.2128 | 590.463 | 139.4365 | 0.23615 | 590.463 | 9.958% | 0.10042 | 0.090377 | 13808.4689 | 2223.2077 | 49.0594 | 11536.2018 | 13814.925 | 0 | 0 | 13814.925 | 0.004553%
2027 | 1021 | 1021-92 | Tier-3 | Tier-3---15 | 5--4 | 12 | 10 | 794.3626 | 99.6% | 0.3592% | 0.04176% | 65.9315 | 0 | 0 | 65.9315 | 0 | 59.9967 | 0.133 | 451.1035 | 59.9967 | 0.133 | 451.1035 | 66.5794 | 0.14759 | 451.1035 | 8.3% | 0.099013 | 0.090762 | 8022.7784 | 1292.1342 | 24.8963 | 6705.7479 | 8025.7027 | 0 | 0 | 8025.7027 | 0.002174%
2027 | 1022 | 1022-17F | Tier-3 | Tier-3---4 | 5--5 | 139 | 107 | 9800.6792 | 99.62% | 0.3456% | 0.03348% | 751.5808 | 0 | 0 | 751.5808 | 0 | 683.9283 | 1.4231 | 480.5907 | 683.9283 | 1.4231 | 480.5907 | 758.9673 | 1.5792 | 480.5907 | 7.669% | 0.10945 | 0.10102 | 89544.6442 | 15809.5952 | 285.6325 | 73449.4165 | 89572.9534 | 0 | 0 | 89572.9534 | 0.02478%
2027 | 1022 | 1022-26R | Tier-3 | Tier-3---15 | 4--4 | 9 | 9 | 694.7204 | 99.22% | 0.7469% | 0.03547% | 68.9285 | 0 | 0 | 68.9285 | 0 | 62.724 | 0.1197 | 524.0101 | 62.724 | 0.1197 | 524.0101 | 69.6059 | 0.13283 | 524.0101 | 9.922% | 0.092662 | 0.083396 | 7497.376 | 1200.1947 | 49.8675 | 6247.3138 | 7503.8938 | 0 | 0 | 7503.8938 | 0.002273%
2027 | 1022 | 1022-322R | Tier-3 | Tier-3---10 | 5--5 | 89 | 76 | 5072.1995 | 99.16% | 0.7912% | 0.04875% | 429.4935 | 0 | 0 | 429.4935 | 0 | 390.8332 | 1.0108 | 386.6575 | 390.8332 | 1.0108 | 386.6575 | 433.7145 | 1.1217 | 386.6575 | 8.468% | 0.10587 | 0.096826 | 47911.5964 | 8502.7198 | 346.5755 | 39062.3011 | 47949.171 | 0 | 0 | 47949.171 | 0.01416%
2027 | 1023 | 1023-200R | Tier-2 | Tier-2---5 | 4--5 | 82 | 73 | 2889.9732 | 99.24% | 0.6691% | 0.08946% | 255.3265 | 0 | 0 | 255.3265 | 0 | 232.3436 | 0.9709 | 239.3076 | 232.3436 | 0.9709 | 239.3076 | 257.8358 | 1.0774 | 239.3076 | 8.835% | 0.083115 | 0.075715 | 34770.9454 | 5602.7978 | 215.4265 | 28952.7211 | 34796.7212 | 0 | 0 | 34796.7212 | 0.00842%
2027 | 1023 | 1023-46AE | Tier-2 | Tier-2---2 | 5--5 | 469 | 376 | 9469.9149 | 95.98% | 3.884% | 0.1387% | 728.6709 | 0 | 0 | 728.6709 | 0 | 663.0806 | 5.0008 | 132.595 | 663.0806 | 5.0008 | 132.595 | 735.8322 | 5.5495 | 132.595 | 7.695% | 0.13914 | 0.12798 | 68062.6824 | 10581.9513 | 2429.1867 | 55051.5444 | 68301.2938 | 0 | 0 | 68301.2938 | 0.02403%
2027 | 1023 | 1023-48R | Tier-2 | Tier-2---5 | 5--5 | 380 | 290 | 3773.8473 | 97.39% | 2.337% | 0.2725% | 280.4875 | 0 | 0 | 280.4875 | 0 | 255.2398 | 3.857 | 66.1758 | 255.2398 | 3.857 | 66.1758 | 283.2441 | 4.2802 | 66.1758 | 7.432% | 0.12816 | 0.11838 | 29445.7307 | 4617.189 | 643.444 | 24185.0978 | 29509.2254 | 0 | 0 | 29509.2254 | 0.009249%
2027 | 1023 | 1023-89R | Tier-2 | Tier-2---11 | 4--4 | 119 | 85 | 585.5086 | 87.68% | 11.85% | 0.4758% | 36.6688 | 0 | 0 | 36.6688 | 0 | 33.3681 | 1.1305 | 29.5162 | 33.3681 | 1.1305 | 29.5162 | 37.0291 | 1.2545 | 29.5162 | 6.263% | 0.083403 | 0.077446 | 7020.201 | 994.3035 | 754.0146 | 5271.8829 | 7086.7415 | 0 | 0 | 7086.7415 | 0.001209%
2027 | 1030 | 1030-1728R | Tier-3 | Tier-3---9 | 5--5 | 85 | 60 | 5124.1587 | 98.26% | 1.711% | 0.02883% | 355.4132 | 0 | 0 | 355.4132 | 0 | 323.4212 | 0.798 | 405.2899 | 323.4212 | 0.798 | 405.2899 | 358.9062 | 0.88555 | 405.2899 | 6.936% | 0.23544 | 0.21882 | 21764.1991 | 3692.5677 | 344.0629 | 17727.5685 | 21792.9536 | 0 | 0 | 21792.9536 | 0.01172%
2027 | 1030 | 1030-1735F | Tier-3 | Not Applicable | Not Applicable | 6 | 6 | 0 | 0% | 0% | 0% | 0 | 0 | 0 | 0 | 0 | 0 | 0.0798 | 0 | 0 | 0.0798 | 0 | 0 | 0.088555 | 0 | 0% | 0 | 0 | 0 | 0 | 0 | 0 | 0 | 0 | 0 | 0 | 0%
2027 | 1030 | 1030-1777 | Tier-3 | Tier-3---5 | 5--5 | 193 | 143 | 11817.5772 | 98.58% | 1.381% | 0.03413% | 863.2115 | 0 | 0 | 863.2115 | 0 | 785.5107 | 1.9019 | 413.0139 | 785.5107 | 1.9019 | 413.0139 | 871.6951 | 2.1106 | 413.0139 | 7.304% | 0.24629 | 0.22805 | 47981.5879 | 7910.8802 | 628.0436 | 39442.6641 | 48035.9251 | 0 | 0 | 48035.9251 | 0.02847%
2027 | 1030 | 1030-1823F | Tier-3 | Tier-3---13 | 5--5 | 20 | 17 | 2150.9739 | 99.45% | 0.5287% | 0.02497% | 181.8205 | 0 | 0 | 181.8205 | 0 | 165.4542 | 0.2261 | 731.7748 | 165.4542 | 0.2261 | 731.7748 | 183.6075 | 0.25091 | 731.7748 | 8.453% | 0.10605 | 0.097039 | 20281.9888 | 3254.225 | 96.8163 | 16930.9475 | 20292.4202 | 0 | 0 | 20292.4202 | 0.005996%
2027 | 1030 | 1030-18R | Tier-3 | Tier-3---7 | 5--5 | 98 | 72 | 6620.9098 | 98.66% | 1.309% | 0.03186% | 479.9105 | 0 | 0 | 479.9105 | 0 | 436.712 | 0.9576 | 456.0487 | 436.712 | 0.9576 | 456.0487 | 484.6271 | 1.0627 | 456.0487 | 7.248% | 0.23843 | 0.22091 | 27769.0579 | 4629.9608 | 333.1834 | 22805.9136 | 27798.5887 | 0 | 0 | 27798.5887 | 0.01583%
2027 | 1030 | 1030-20R | Tier-3 | Tier-3---3 | 5--5 | 367 | 323 | 25318.462 | 99.14% | 0.8163% | 0.04139% | 2209.1889 | 0 | 0 | 2209.1889 | 0 | 2010.3318 | 4.2959 | 467.9654 | 2010.3318 | 4.2959 | 467.9654 | 2230.9007 | 4.7672 | 467.9654 | 8.726% | 0.28668 | 0.26145 | 88316.4782 | 15740.2144 | 654.513 | 71921.7508 | 88389.5775 | 0 | 0 | 88389.5775 | 0.07285%
2027 | 1030 | 1030-42R | Tier-3 | Tier-3---3 | 5--5 | 472 | 375 | 28398.7895 | 98.49% | 1.466% | 0.03945% | 2222.2926 | 0 | 0 | 2222.2926 | 0 | 2022.256 | 4.9875 | 405.465 | 2022.256 | 4.9875 | 405.465 | 2244.1332 | 5.5347 | 405.465 | 7.825% | 0.28228 | 0.25985 | 100606.2475 | 17857.1529 | 1351.3594 | 81397.7352 | 100736.966 | 0 | 0 | 100736.966 | 0.07328%
2027 | 1030 | 1030-989R | Tier-3 | Tier-3---3 | 5--5 | 422 | 372 | 26696.2161 | 99.16% | 0.796% | 0.04527% | 2333.5174 | 0 | 0 | 2333.5174 | 0 | 2123.469 | 4.9476 | 429.1919 | 2123.469 | 4.9476 | 429.1919 | 2356.4511 | 5.4904 | 429.1919 | 8.741% | 0.30703 | 0.27996 | 86951.1078 | 14407.8405 | 617.0271 | 71926.2402 | 87021.826 | 0 | 0 | 87021.826 | 0.07695%
2027 | 1039 | 1039-13 | Tier-2 | Tier-2---3 | 5--5 | 534 | 338 | 15957.1711 | 97.45% | 2.471% | 0.0752% | 984.307 | 0 | 0 | 984.307 | 0 | 895.7059 | 4.4954 | 199.2495 | 895.7059 | 4.4954 | 199.2495 | 993.9807 | 4.9886 | 199.2495 | 6.168% | 0.1351 | 0.12655 | 118113.2514 | 24651.3232 | 2725.8666 | 90736.0616 | 118316.4626 | 0 | 0 | 118316.4626 | 0.03246%
2027 | 1073 | 1073-872F | Tier-2 | Tier-2---20 | 3--2 | 16 | 12 | 17.9659 | 86.84% | 10.72% | 2.434% | 1.1701 | 0 | 0 | 1.1701 | 0 | 1.0648 | 0.1596 | 6.6718 | 1.0648 | 0.1596 | 6.6718 | 1.1816 | 0.17711 | 6.6718 | 6.513% | 0.018584 | 0.017191 | 966.7183 | 136.5279 | 98.6169 | 731.5734 | 977.0317 | 0 | 0 | 977.0317 | 3.859e-05%
2027 | 1073 | 1073-874F | Tier-2 | Tier-2---20 | 3--3 | 40 | 1 | 40.9949 | 23.55% | 73.64% | 2.81% | 0.024132 | 0 | 0 | 0.024132 | 0 | 0.02196 | 0.0133 | 1.6511 | 0.02196 | 0.0133 | 1.6511 | 0.02437 | 0.014759 | 1.6511 | 0.05887% | 0.021565 | 0.021511 | 1901.027 | 61.7007 | 1198.5032 | 640.8231 | 1904.6696 | 0 | 0 | 1904.6696 | 7.958e-07%
2027 | 1073 | 1073-886F | Tier-2 | Tier-2---20 | 3--2 | 4 | 4 | 27.0781 | 12.75% | 86.83% | 0.4178% | 0.3453 | 0 | 0 | 0.3453 | 0 | 0.31422 | 0.0532 | 5.9063 | 0.31422 | 0.0532 | 5.9063 | 0.34869 | 0.059037 | 5.9063 | 1.275% | 0.016776 | 0.015099 | 1614.0782 | 34.779 | 1276.2143 | 303.0849 | 1770.5507 | 0 | 0 | 1770.5507 | 1.139e-05%
2027 | 1073 | 1073-887F | Tier-2 | Tier-2---21 | 3--1 | 3 | 3 | 6.3934 | 34.35% | 64.55% | 1.103% | 0.21961 | 0 | 0 | 0.21961 | 0 | 0.19984 | 0.0399 | 5.0085 | 0.19984 | 0.0399 | 5.0085 | 0.22176 | 0.044278 | 5.0085 | 3.435% | 0.016639 | 0.014975 | 384.2398 | 21.9164 | 213.9745 | 148.3489 | 412.2684 | 0 | 0 | 412.2684 | 7.242e-06%
2027 | 1079 | 1079-9 | Tier-2 | Tier-2---15 | 3--3 | 237 | 1 | 117.3021 | 94.99% | 0% | 5.009% | 0.047015 | 0 | 0 | 0.047015 | 0 | 0.042783 | 0.0133 | 3.2168 | 0.042783 | 0.0133 | 3.2168 | 0.047478 | 0.014759 | 3.2168 | 0.04008% | 0.027256 | 0.027244 | 4303.7498 | 1020.4795 | 248.6707 | 3034.5996 | 4303.8408 | 0 | 0 | 4303.8408 | 1.55e-06%
2027 | 1090 | 1090-1734 | Tier-3 | Tier-3---16 | 2--5 | 44 | 38 | 730.5479 | 99.24% | 0.5863% | 0.172% | 62.6144 | 0 | 0 | 62.6144 | 0 | 56.9782 | 0.5054 | 112.7389 | 56.9782 | 0.5054 | 112.7389 | 63.2297 | 0.56085 | 112.7389 | 8.571% | 0.01345 | 0.012288 | 54317.4438 | 9020.2507 | 362.2329 | 44934.9602 | 54356.3771 | 0 | 0 | 54356.3771 | 0.002065%
2027 | 1090 | 1090-636R | Tier-3 | Tier-3---15 | 5--3 | 122 | 117 | 919.3728 | 93.93% | 5.62% | 0.4487% | 82.8186 | 0 | 0 | 82.8186 | 0 | 75.3638 | 1.5561 | 48.4312 | 75.3638 | 1.5561 | 48.4312 | 83.6325 | 1.7268 | 48.4312 | 9.008% | 0.38465 | 0.34776 | 2390.1852 | 345.5626 | 112.657 | 1931.9657 | 2405.5717 | 0 | 0 | 2405.5717 | 0.002731%
2027 | 1090 | 1090-639R | Tier-3 | Tier-3---18 | 5--2 | 80 | 72 | 509.5021 | 91.97% | 7.519% | 0.512% | 42.1724 | 0 | 0 | 42.1724 | 0 | 38.3763 | 0.9576 | 40.0755 | 38.3763 | 0.9576 | 40.0755 | 42.5869 | 1.0627 | 40.0755 | 8.277% | 0.37006 | 0.33675 | 1376.8236 | 183.1657 | 83.207 | 1110.4509 | 1387.7597 | 0 | 0 | 1387.7597 | 0.001391%
2027 | 1090 | 1090-70F | Tier-2 | Tier-2---15 | 2--5 | 29 | 14 | 140.8367 | 88.02% | 11.68% | 0.2956% | 5.9845 | 0 | 0 | 5.9845 | 0 | 5.4458 | 0.1862 | 29.2469 | 5.4458 | 0.1862 | 29.2469 | 6.0433 | 0.20663 | 29.2469 | 4.249% | 0.0083 | 0.0078993 | 16968.2749 | 2406.7786 | 1862.2717 | 12699.2245 | 17071.3922 | 0 | 0 | 17071.3922 | 0.0001973%
2027 | 1090 | 1090-73F | Tier-3 | Tier-3---10 | 4--5 | 317 | 215 | 5899.0454 | 99.62% | 0.2521% | 0.1275% | 398.5741 | 0 | 0 | 398.5741 | 0 | 362.697 | 2.8595 | 126.8394 | 362.697 | 2.8595 | 126.8394 | 402.4913 | 3.1732 | 126.8394 | 6.757% | 0.046754 | 0.043583 | 126173.0725 | 23873.2693 | 324.7773 | 101975.0259 | 126207.9232 | 0 | 0 | 126207.9232 | 0.01314%
2027 | 1090 | 1090-74F | Tier-3 | Tier-3---10 | 4--5 | 321 | 225 | 4990.92 | 99.62% | 0.2191% | 0.1576% | 348.513 | 0 | 0 | 348.513 | 0 | 317.1421 | 2.9925 | 105.979 | 317.1421 | 2.9925 | 105.979 | 351.9382 | 3.3208 | 105.979 | 6.983% | 0.045737 | 0.042531 | 109123.1086 | 21034.7206 | 297.6505 | 87790.7376 | 109154.094 | 0 | 0 | 109154.094 | 0.01149%
2027 | 1094 | 1094-35F | Tier-2 | Tier-2---7 | 3--5 | 167 | 128 | 2514.2831 | 99.84% | 0% | 0.1648% | 192.3939 | 0 | 0 | 192.3939 | 0 | 175.0758 | 1.7024 | 102.8406 | 175.0758 | 1.7024 | 102.8406 | 194.2847 | 1.8892 | 102.8406 | 7.652% | 0.020398 | 0.018834 | 123263.6714 | 20043.0193 | 98.2626 | 103122.3894 | 123280.5348 | 0 | 0 | 123280.5348 | 0.006344%
2027 | 1094 | 1094-7 | Tier-2 | Tier-2---17 | 2--4 | 65 | 34 | 95.3301 | 98.77% | 0% | 1.235% | 4.9249 | 0 | 0 | 4.9249 | 0 | 4.4816 | 0.4522 | 9.9107 | 4.4816 | 0.4522 | 9.9107 | 4.9733 | 0.50181 | 9.9107 | 5.166% | 0.0065074 | 0.006167 | 14649.4839 | 2335.884 | 162.0699 | 12151.53 | 14659.468 | 0 | 0 | 14659.468 | 0.0001624%
2027 | 1100 | 1100-1168F | Tier-2 | Tier-2---18 | 4--2 | 4 | 4 | 54.719 | 98.75% | 1.065% | 0.1855% | 5.4035 | 0 | 0 | 5.4035 | 0 | 4.9171 | 0.0532 | 92.4261 | 4.9171 | 0.0532 | 92.4261 | 5.4566 | 0.059037 | 92.4261 | 9.875% | 0.070904 | 0.063814 | 771.7308 | 123.9939 | 6.7126 | 641.0242 | 772.8034 | 0 | 0 | 772.8034 | 0.0001782%
2027 | 1100 | 1100-1172R | Tier-2 | Tier-2---7 | 4--5 | 34 | 32 | 2144.9788 | 99.68% | 0.2699% | 0.05437% | 201.2258 | 0 | 0 | 201.2258 | 0 | 183.1127 | 0.4256 | 430.2462 | 183.1127 | 0.4256 | 430.2462 | 203.2034 | 0.4723 | 430.2462 | 9.381% | 0.080798 | 0.073193 | 26547.4908 | 6276.7564 | 58.3505 | 20212.3839 | 26556.4341 | 0 | 0 | 26556.4341 | 0.006636%
2027 | 1105 | 1105-1479 | Tier-2 | Tier-2---4 | 5--5 | 54 | 51 | 4228.0435 | 99.92% | 0.03248% | 0.04256% | 399.0156 | 0 | 0 | 399.0156 | 0 | 363.0987 | 0.6783 | 535.3072 | 363.0987 | 0.6783 | 535.3072 | 402.9371 | 0.75272 | 535.3072 | 9.437% | 0.10556 | 0.095592 | 40053.0076 | 8992.3794 | 12.7012 | 31047.927 | 40056.1424 | 0 | 0 | 40056.1424 | 0.01316%
2027 | 1105 | 1105-1483 | Tier-2 | Tier-2---11 | 4--4 | 12 | 12 | 417.0013 | 94.5% | 5.418% | 0.08666% | 39.4048 | 0 | 0 | 39.4048 | 0 | 35.8578 | 0.1596 | 224.6733 | 35.8578 | 0.1596 | 224.6733 | 39.7921 | 0.17711 | 224.6733 | 9.45% | 0.063819 | 0.057437 | 6534.1451 | 1004.5674 | 285.3302 | 5244.2475 | 6574.1074 | 0 | 0 | 6574.1074 | 0.001299%
2027 | 1118 | 1118-1718F | Tier-2 | Tier-2---10 | 5--4 | 19 | 17 | 788.3757 | 99.4% | 0.5205% | 0.07536% | 70.1185 | 0 | 0 | 70.1185 | 0 | 63.8069 | 0.2261 | 282.2067 | 63.8069 | 0.2261 | 282.2067 | 70.8077 | 0.25091 | 282.2067 | 8.894% | 0.10781 | 0.098163 | 7312.7208 | 1401.0432 | 30.5742 | 5881.1034 | 7317.0029 | 0 | 0 | 7317.0029 | 0.002312%
2027 | 1138 | 1138-6R | Tier-2 | Tier-2---5 | 5--5 | 804 | 397 | 4663.8779 | 91.12% | 8.567% | 0.3106% | 209.849 | 0 | 0 | 209.849 | 0 | 190.9597 | 5.2801 | 36.1659 | 190.9597 | 5.2801 | 36.1659 | 211.9114 | 5.8594 | 36.1659 | 4.499% | 0.17153 | 0.16306 | 27190.5644 | 4666.2669 | 2170.5181 | 20353.7794 | 27315.9475 | 0 | 0 | 27315.9475 | 0.00692%
2027 | 1162 | 1162-324R | Tier-2 | Tier-2---13 | 4--3 | 65 | 56 | 240.2897 | 88.19% | 10.99% | 0.8202% | 18.2565 | 0 | 0 | 18.2565 | 0 | 16.6131 | 0.7448 | 22.3055 | 16.6131 | 0.7448 | 22.3055 | 18.4359 | 0.82652 | 22.3055 | 7.598% | 0.068658 | 0.062743 | 3499.8056 | 488.3895 | 324.3861 | 2687.0299 | 3538.7805 | 0 | 0 | 3538.7805 | 0.000602%
2027 | 1162 | 1162-329R | Tier-2 | Tier-2---13 | 4--3 | 49 | 46 | 206.5878 | 96.62% | 2.592% | 0.7875% | 18.7386 | 0 | 0 | 18.7386 | 0 | 17.0519 | 0.6118 | 27.8717 | 17.0519 | 0.6118 | 27.8717 | 18.9228 | 0.67892 | 27.8717 | 9.071% | 0.070019 | 0.063446 | 2950.4371 | 449.0329 | 64.8259 | 2436.5783 | 2960.7662 | 0 | 0 | 2960.7662 | 0.0006179%
2027 | 1162 | 1162-363 | Tier-2 | Tier-2---13 | 4--3 | 37 | 30 | 247.9994 | 97.75% | 1.792% | 0.4608% | 19.655 | 0 | 0 | 19.655 | 0 | 17.8858 | 0.399 | 44.8265 | 17.8858 | 0.399 | 44.8265 | 19.8481 | 0.44278 | 44.8265 | 7.925% | 0.064829 | 0.059573 | 3825.4385 | 595.791 | 56.0143 | 3173.6332 | 3833.044 | 0 | 0 | 3833.044 | 0.0006481%
2027 | 1166 | 1166-15R | Tier-3 | Tier-3---11 | 5--5 | 123 | 98 | 3965.2217 | 98.26% | 1.658% | 0.07833% | 310.444 | 0 | 0 | 310.444 | 0 | 282.4998 | 1.3034 | 216.7408 | 282.4998 | 1.3034 | 216.7408 | 313.495 | 1.4464 | 216.7408 | 7.829% | 0.19397 | 0.17851 | 20442.8701 | 3274.5374 | 313.5505 | 16854.7822 | 20473.5922 | 0 | 0 | 20473.5922 | 0.01024%
2027 | 1166 | 1166-18R | Tier-3 | Tier-3---5 | 5--5 | 100 | 94 | 10108.4901 | 99.77% | 0.1963% | 0.03345% | 948.0153 | 0 | 0 | 948.0153 | 0 | 862.681 | 1.2502 | 690.0347 | 862.681 | 1.2502 | 690.0347 | 957.3324 | 1.3874 | 690.0347 | 9.378% | 0.21365 | 0.19357 | 47313.4054 | 8461.5455 | 93.1732 | 38758.6866 | 47324.6819 | 0 | 0 | 47324.6819 | 0.03126%
2027 | 1166 | 1166-342R | Tier-3 | Tier-3---5 | 5--5 | 216 | 186 | 10322.642 | 99.08% | 0.8619% | 0.05733% | 880.7229 | 0 | 0 | 880.7229 | 0 | 801.4458 | 2.4738 | 323.9737 | 801.4458 | 2.4738 | 323.9737 | 889.3786 | 2.7452 | 323.9737 | 8.532% | 0.21878 | 0.19994 | 47183.5693 | 7440.5956 | 374.9584 | 39368.0153 | 47224.4386 | 0 | 0 | 47224.4386 | 0.02904%
2027 | 1201 | 1201-282F | Tier-2 | Tier-2---17 | 2--4 | 29 | 15 | 70.6534 | 98.66% | 0% | 1.337% | 3.6056 | 0 | 0 | 3.6056 | 0 | 3.2811 | 0.1995 | 16.4465 | 3.2811 | 0.1995 | 16.4465 | 3.6411 | 0.22139 | 16.4465 | 5.103% | 0.0070442 | 0.0066798 | 10030.0143 | 2447.2684 | 423.376 | 7159.37 | 10037.3269 | 0 | 0 | 10037.3269 | 0.0001189%
2027 | 1215 | 1215-10R | Tier-3 | Tier-3---18 | 5--1 | 13 | 12 | 157.8878 | 78.49% | 21.24% | 0.2654% | 11.44 | 0 | 0 | 11.44 | 0 | 10.4102 | 0.1596 | 65.2269 | 10.4102 | 0.1596 | 65.2269 | 11.5524 | 0.17711 | 65.2269 | 7.246% | 0.66566 | 0.60421 | 237.1916 | 27.6889 | 39.523 | 169.9797 | 242.379 | 0 | 0 | 242.379 | 0.0003772%
2027 | 1215 | 1215-12R | Tier-3 | Tier-3---9 | 5--4 | 149 | 133 | 6147.2839 | 97.88% | 2.045% | 0.07292% | 537.0936 | 0 | 0 | 537.0936 | 0 | 488.7479 | 1.7689 | 276.3006 | 488.7479 | 1.7689 | 276.3006 | 542.3721 | 1.963 | 276.3006 | 8.737% | 0.69907 | 0.63667 | 8793.5219 | 1246.9976 | 166.0142 | 7380.5102 | 8811.779 | 0 | 0 | 8811.779 | 0.01771%
2027 | 1215 | 1215-28R | Tier-3 | Tier-3---14 | 5--3 | 58 | 55 | 2215.156 | 94.69% | 5.226% | 0.08401% | 198.904 | 0 | 0 | 198.904 | 0 | 180.9999 | 0.7315 | 247.4368 | 180.9999 | 0.7315 | 247.4368 | 200.8588 | 0.81176 | 247.4368 | 8.979% | 0.66756 | 0.60426 | 3318.2974 | 455.1438 | 152.4425 | 2710.7111 | 3336.7563 | 0 | 0 | 3336.7563 | 0.006559%
2027 | 1215 | 1215-32R | Tier-3 | Tier-3---7 | 5--4 | 234 | 205 | 8696.5042 | 96.48% | 3.447% | 0.07747% | 735.0191 | 0 | 0 | 735.0191 | 0 | 668.8574 | 2.7265 | 245.3173 | 668.8574 | 2.7265 | 245.3173 | 742.2428 | 3.0256 | 245.3173 | 8.452% | 0.68132 | 0.62163 | 12764.1579 | 1785.0395 | 391.9912 | 10587.1273 | 12807.3572 | 0 | 0 | 12807.3572 | 0.02424%
2027 | 1233 | 1233-259R | Tier-3 | Tier-3---16 | 5--4 | 105 | 95 | 1558.5389 | 98.56% | 1.214% | 0.2225% | 138.9852 | 0 | 0 | 138.9852 | 0 | 126.4747 | 1.2635 | 100.0987 | 126.4747 | 1.2635 | 100.0987 | 140.3512 | 1.4021 | 100.0987 | 8.918% | 0.12749 | 0.11595 | 12225.1388 | 1994.1014 | 166.7691 | 10064.2683 | 12242.6067 | 0 | 0 | 12242.6067 | 0.004583%
2027 | 1233 | 1233-585R | Tier-3 | Tier-3---12 | 5--5 | 166 | 136 | 3561.9587 | 98.42% | 1.457% | 0.1235% | 287.2101 | 0 | 0 | 287.2101 | 0 | 261.3573 | 1.8088 | 144.4921 | 261.3573 | 1.8088 | 144.4921 | 290.0328 | 2.0073 | 144.4921 | 8.063% | 0.12988 | 0.11924 | 27424.4063 | 4490.301 | 369.0567 | 22565.0486 | 27463.0927 | 0 | 0 | 27463.0927 | 0.009471%
2027 | 1233 | 1233-587R | Tier-3 | Tier-3---13 | 5--5 | 187 | 157 | 2983.7291 | 97.9% | 1.929% | 0.1696% | 245.2498 | 0 | 0 | 245.2498 | 0 | 223.174 | 2.0881 | 106.879 | 223.174 | 2.0881 | 106.879 | 247.6601 | 2.3172 | 106.879 | 8.22% | 0.13489 | 0.12356 | 22120.1137 | 3552.0723 | 402.3722 | 18165.6692 | 22162.6493 | 0 | 0 | 22162.6493 | 0.008087%
2027 | 1233 | 1233-589R | Tier-3 | Tier-3---16 | 5--4 | 58 | 56 | 1386.4905 | 98.92% | 0.9396% | 0.1432% | 132.4185 | 0 | 0 | 132.4185 | 0 | 120.499 | 0.7448 | 161.7871 | 120.499 | 0.7448 | 161.7871 | 133.7199 | 0.82652 | 161.7871 | 9.551% | 0.11751 | 0.10616 | 11798.9753 | 1859.8108 | 96.407 | 9842.7575 | 11812.6294 | 0 | 0 | 11812.6294 | 0.004367%
2027 | 1233 | 1233-591R | Tier-3 | Tier-3---12 | 5--5 | 167 | 146 | 4300.1838 | 98.66% | 1.226% | 0.1146% | 370.9048 | 0 | 0 | 370.9048 | 0 | 337.5183 | 1.9418 | 173.8173 | 337.5183 | 1.9418 | 173.8173 | 374.5501 | 2.1548 | 173.8173 | 8.625% | 0.13142 | 0.11993 | 32721.9695 | 5569.8694 | 365.067 | 26787.0331 | 32763.99 | 0 | 0 | 32763.99 | 0.01223%
2027 | 1242 | 1242-1079R | Tier-2 | Tier-2---12 | 2--5 | 44 | 44 | 411.5414 | 99.65% | 0% | 0.3468% | 41.0114 | 0 | 0 | 41.0114 | 0 | 37.3198 | 0.5852 | 63.7728 | 37.3198 | 0.5852 | 63.7728 | 41.4145 | 0.64941 | 63.7728 | 9.965% | 0.0067316 | 0.0060584 | 61135.7492 | 25086.0386 | 163.5766 | 35886.134 | 61159.305 | 0 | 0 | 61159.305 | 0.001352%
2027 | 1242 | 1242-1084 | Tier-2 | Tier-2---12 | 2--5 | 34 | 31 | 456.1931 | 99.77% | 0% | 0.2285% | 41.499 | 0 | 0 | 41.499 | 0 | 37.7636 | 0.4123 | 91.5925 | 37.7636 | 0.4123 | 91.5925 | 41.9069 | 0.45754 | 91.5925 | 9.097% | 0.005996 | 0.0054493 | 76082.9136 | 21423.4088 | 20.55 | 54638.9547 | 76100.3557 | 0 | 0 | 76100.3557 | 0.001368%
2027 | 1242 | 1242-127AE | Tier-2 | Tier-2---21 | 1--4 | 2 | 2 | 2.4589 | 98.62% | 0% | 1.38% | 0.2425 | 0 | 0 | 0.2425 | 0 | 0.22067 | 0.0266 | 8.2959 | 0.22067 | 0.0266 | 8.2959 | 0.24488 | 0.029518 | 8.2959 | 9.862% | 0.0001786 | 0.00016074 | 13767.9144 | 2205.6945 | 17.2653 | 11544.9546 | 13789.0323 | 0 | 0 | 13789.0323 | 7.997e-06%
2027 | 1243 | 1243-319R | Tier-2 | Tier-2---9 | 4--4 | 64 | 52 | 1178.043 | 99.35% | 0.5195% | 0.1323% | 95.0921 | 0 | 0 | 95.0921 | 0 | 86.5325 | 0.6916 | 125.1194 | 86.5325 | 0.6916 | 125.1194 | 96.0267 | 0.76748 | 125.1194 | 8.072% | 0.081051 | 0.074466 | 14534.5899 | 2255.6514 | 66.1042 | 12212.8342 | 14542.9678 | 0 | 0 | 14542.9678 | 0.003136%
2027 | 1243 | 1243-38R | Tier-2 | Tier-2---16 | 4--3 | 7 | 7 | 158.2514 | 99.48% | 0.3681% | 0.155% | 15.7423 | 0 | 0 | 15.7423 | 0 | 14.3253 | 0.0931 | 153.8703 | 14.3253 | 0.0931 | 153.8703 | 15.8971 | 0.10331 | 153.8703 | 9.948% | 0.072591 | 0.065332 | 2180.0532 | 345.5554 | 6.6981 | 1827.7997 | 2181.3205 | 0 | 0 | 2181.3205 | 0.0005191%
2027 | 1243 | 1243-45R | Tier-2 | Tier-2---7 | 4--5 | 72 | 68 | 1878.3826 | 99.05% | 0.8285% | 0.1244% | 175.7123 | 0 | 0 | 175.7123 | 0 | 159.8958 | 0.9044 | 176.7977 | 159.8958 | 0.9044 | 176.7977 | 177.4392 | 1.0036 | 176.7977 | 9.354% | 0.087615 | 0.079341 | 21438.9544 | 3365.8931 | 151.2586 | 17921.8028 | 21460.2613 | 0 | 0 | 21460.2613 | 0.005794%
2027 | 1250 | 1250-27R | Tier-2 | Tier-2---6 | 5--5 | 152 | 29 | 6418.5082 | 93.04% | 6.917% | 0.04745% | 113.9301 | 0 | 0 | 113.9301 | 0 | 103.6748 | 0.3857 | 268.7967 | 103.6748 | 0.3857 | 268.7967 | 115.0498 | 0.42802 | 268.7967 | 1.775% | 0.097369 | 0.095512 | 65919.1509 | 13368.0206 | 4366.1577 | 48184.9726 | 66008.4412 | 0 | 0 | 66008.4412 | 0.003757%
2027 | 1250 | 1250-671R | Tier-2 | Tier-2---6 | 4--5 | 48 | 28 | 6815.4278 | 94.54% | 5.441% | 0.023% | 375.8452 | 0 | 0 | 375.8452 | 0 | 342.014 | 0.3724 | 918.4054 | 342.014 | 0.3724 | 918.4054 | 379.539 | 0.41326 | 918.4054 | 5.515% | 0.09205 | 0.08668 | 74040.4971 | 12900.0912 | 3770.1984 | 57370.2075 | 74291.089 | 0 | 0 | 74291.089 | 0.01239%
2027 | 1250 | 1250-677R | Tier-2 | Tier-2---3 | 5--5 | 267 | 209 | 11748.9088 | 99.26% | 0.6837% | 0.05427% | 912.8844 | 0 | 0 | 912.8844 | 0 | 830.7124 | 2.7797 | 298.8498 | 830.7124 | 2.7797 | 298.8498 | 921.8562 | 3.0847 | 298.8498 | 7.77% | 0.11659 | 0.10746 | 100775.3023 | 17114.8267 | 643.0906 | 83017.3851 | 100838.4587 | 0 | 0 | 100838.4587 | 0.0301%
2027 | 1250 | 1250-8R | Tier-2 | Tier-2---4 | 4--5 | 146 | 102 | 3684.9802 | 98.15% | 1.772% | 0.07391% | 252.6921 | 0 | 0 | 252.6921 | 0 | 229.9463 | 1.3566 | 169.502 | 229.9463 | 1.3566 | 169.502 | 255.1755 | 1.5054 | 169.502 | 6.857% | 0.092289 | 0.085841 | 39928.877 | 6438.64 | 665.159 | 32825.0781 | 39984.2324 | 0 | 0 | 39984.2324 | 0.008333%
2027 | 1458 | 1458-1056 | Tier-2 | Tier-2---11 | 5--3 | 22 | 18 | 427.4478 | 90.46% | 9.431% | 0.1062% | 31.6376 | 0 | 0 | 31.6376 | 0 | 28.7898 | 0.2394 | 120.2581 | 28.7898 | 0.2394 | 120.2581 | 31.9485 | 0.26567 | 120.2581 | 7.402% | 0.13508 | 0.12402 | 3164.5032 | 465.473 | 268.1729 | 2430.8573 | 3191.3964 | 0 | 0 | 3191.3964 | 0.001043%
2027 | 1458 | 1458-1057F | Tier-3 | Tier-3---18 | 5--2 | 3 | 3 | 155.9987 | 0% | 100% | 0% | 0 | 0 | 0 | 0 | 0 | 0 | 0.0399 | 0 | 0 | 0.0399 | 0 | 0 | 0.044278 | 0 | 0% | 0.13292 | 0.11963 | 1173.6392 | 1.8615 | 1072.4058 | 99.3719 | 1304.0435 | 0 | 0 | 1304.0435 | 0%
2027 | 1458 | 1458-1058F | Tier-3 | Tier-3---13 | 5--5 | 36 | 29 | 2365.6896 | 85.54% | 14.42% | 0.04244% | 163.0089 | 0 | 0 | 163.0089 | 0 | 148.3359 | 0.3857 | 384.5889 | 148.3359 | 0.3857 | 384.5889 | 164.6109 | 0.42802 | 384.5889 | 6.891% | 0.13833 | 0.12719 | 17101.412 | 2623.0697 | 2234.5189 | 12243.8234 | 17318.1009 | 0 | 0 | 17318.1009 | 0.005375%
2027 | 1458 | 1458-1061 | Tier-2 | Tier-2---5 | 5--5 | 80 | 52 | 4370.0987 | 98.67% | 1.293% | 0.03403% | 280.288 | 0 | 0 | 280.288 | 0 | 255.0582 | 0.6916 | 368.7946 | 255.0582 | 0.6916 | 368.7946 | 283.0426 | 0.76748 | 368.7946 | 6.414% | 0.14228 | 0.13303 | 30715.3399 | 7020.373 | 365.5776 | 23329.3893 | 30743.6677 | 0 | 0 | 30743.6677 | 0.009243%
2027 | 1458 | 1458-1075F | Tier-3 | Tier-3---20 | 1--5 | 2 | 2 | 58.2342 | 99.94% | 0% | 0.06312% | 5.8197 | 0 | 0 | 5.8197 | 0 | 5.2959 | 0.0266 | 199.0936 | 5.2959 | 0.0266 | 199.0936 | 5.8769 | 0.029518 | 199.0936 | 9.994% | 0.00013 | 0.000117 | 447955.3838 | 72658.276 | 116.4548 | 375180.6529 | 447986.8005 | 0 | 0 | 447986.8005 | 0.0001919%
2027 | 1458 | 1458-1115F | Tier-2 | Tier-2---18 | 4--2 | 3 | 3 | 66.5074 | 0% | 100% | 0% | 0 | 0 | 0 | 0 | 0 | 0 | 0.0399 | 0 | 0 | 0.0399 | 0 | 0 | 0.044278 | 0 | 0% | 0.091242 | 0.082118 | 728.9125 | 1.3917 | 578.9338 | 148.587 | 809.9028 | 0 | 0 | 809.9028 | 0%
2027 | 1458 | 1458-1117F | Tier-2 | Tier-2---16 | 4--2 | 5 | 5 | 139.4631 | 0% | 100% | 0% | 0 | 0 | 0 | 0 | 0 | 0 | 0.0665 | 0 | 0 | 0.0665 | 0 | 0 | 0.073796 | 0 | 0% | 0.091116 | 0.082004 | 1530.6137 | 1.9599 | 1384.4341 | 144.2196 | 1700.6819 | 0 | 0 | 1700.6819 | 0%
2027 | 1458 | 1458-1119F | Tier-2 | Not Applicable | Not Applicable | 1 | 1 | 0 | 0% | 0% | 0% | 0 | 0 | 0 | 0 | 0 | 0 | 0.0133 | 0 | 0 | 0.0133 | 0 | 0 | 0.014759 | 0 | 0% | 0 | 0 | 0 | 0 | 0 | 0 | 0 | 0 | 0 | 0 | 0%
2027 | 1458 | 1458-1131R | Tier-3 | Tier-3---4 | 5--5 | 188 | 132 | 15987.4265 | 99.09% | 0.8886% | 0.01928% | 1112.3302 | 0 | 0 | 1112.3302 | 0 | 1012.2053 | 1.7556 | 576.5583 | 1012.2053 | 1.7556 | 576.5583 | 1123.2621 | 1.9482 | 576.5583 | 6.958% | 0.15941 | 0.14822 | 100291.8687 | 16592.5373 | 809.2853 | 82890.0461 | 100360.6281 | 0 | 0 | 100360.6281 | 0.03668%
2027 | 1458 | 1458-454F | Tier-2 | Tier-2---18 | 5--2 | 2 | 2 | 84.0912 | 0% | 100% | 0% | 0 | 0 | 0 | 0 | 0 | 0 | 0.0266 | 0 | 0 | 0.0266 | 0 | 0 | 0.029518 | 0 | 0% | 0.13508 | 0.12157 | 622.5483 | 0.79747 | 559.5915 | 62.1593 | 691.7203 | 0 | 0 | 691.7203 | 0%
2027 | 1458 | 1458-456F | Tier-2 | Tier-2---16 | 4--3 | 7 | 6 | 167.5686 | 29.81% | 70.17% | 0.01889% | 4.2812 | 0 | 0 | 4.2812 | 0 | 3.8959 | 0.0798 | 48.8205 | 3.8959 | 0.0798 | 48.8205 | 4.3233 | 0.088555 | 48.8205 | 2.555% | 0.091761 | 0.083895 | 1826.1497 | 89.9148 | 1141.6591 | 594.5758 | 1946.3205 | 0 | 0 | 1946.3205 | 0.0001412%
2027 | 1458 | 1458-519 | Tier-2 | Tier-2---17 | 1--5 | 2 | 2 | 81.0039 | 99.95% | 0% | 0.04716% | 8.0966 | 0 | 0 | 8.0966 | 0 | 7.3678 | 0.0266 | 276.9841 | 7.3678 | 0.0266 | 276.9841 | 8.1761 | 0.029518 | 276.9841 | 9.995% | 0.000217 | 0.0001953 | 373290.0884 | 60391.7386 | 732.2515 | 312166.0983 | 373309.6479 | 0 | 0 | 373309.6479 | 0.000267%
2027 | 1458 | 1458-565R | Tier-3 | Tier-3---6 | 5--5 | 127 | 108 | 8159.9793 | 99.25% | 0.7112% | 0.04348% | 688.6829 | 0 | 0 | 688.6829 | 0 | 626.6921 | 1.4364 | 436.2938 | 626.6921 | 1.4364 | 436.2938 | 695.4513 | 1.594 | 436.2938 | 8.44% | 0.15819 | 0.14474 | 51582.9513 | 8279.4207 | 334.7207 | 42968.8099 | 51619.1308 | 0 | 0 | 51619.1308 | 0.02271%
2027 | 1458 | 1458-601R | Tier-3 | Tier-3---2 | 5--5 | 441 | 353 | 37077.302 | 99.36% | 0.615% | 0.02874% | 2948.759 | 0 | 0 | 2948.759 | 0 | 2683.3305 | 4.6949 | 571.5418 | 2683.3305 | 4.6949 | 571.5418 | 2977.7393 | 5.21 | 571.5418 | 7.953% | 0.20421 | 0.18787 | 181561.9083 | 39229.4205 | 1054.6776 | 141277.8102 | 181663.6115 | 0 | 0 | 181663.6115 | 0.09724%
2027 | 1525 | 1525-23R | Tier-2 | Tier-2---20 | 4--1 | 9 | 7 | 8.268 | 89.5% | 6.947% | 3.548% | 0.57557 | 0 | 0 | 0.57557 | 0 | 0.52376 | 0.0931 | 5.6258 | 0.52376 | 0.0931 | 5.6258 | 0.58123 | 0.10331 | 5.6258 | 6.961% | 0.032823 | 0.03027 | 251.8988 | 39.1664 | 14.7185 | 198.0139 | 254.1284 | 0 | 0 | 254.1284 | 1.898e-05%
2027 | 157 | 157-165R | Tier-3 | Tier-3---18 | 5--2 | 87 | 81 | 418.5676 | 87.71% | 11.66% | 0.6303% | 34.1791 | 0 | 0 | 34.1791 | 0 | 31.1025 | 1.0773 | 28.8708 | 31.1025 | 1.0773 | 28.8708 | 34.515 | 1.1955 | 28.8708 | 8.166% | 0.28262 | 0.2563 | 1481.042 | 148.6168 | 162.2497 | 1170.1755 | 1499.7346 | 0 | 0 | 1499.7346 | 0.001127%
2027 | 157 | 157-189R | Tier-3 | Tier-3---9 | 5--4 | 669 | 544 | 5507.0239 | 92.46% | 7.234% | 0.3043% | 414.0467 | 0 | 0 | 414.0467 | 0 | 376.7769 | 7.2352 | 52.0756 | 376.7769 | 7.2352 | 52.0756 | 418.116 | 8.029 | 52.0756 | 7.519% | 0.3705 | 0.34037 | 14863.9228 | 1949.0115 | 963.9544 | 11950.9569 | 14963.1066 | 0 | 0 | 14963.1066 | 0.01365%
2027 | 157 | 157-1928R | Tier-3 | Tier-3---11 | 5--4 | 60 | 55 | 3052.6745 | 99.07% | 0.8703% | 0.06204% | 277.2195 | 0 | 0 | 277.2195 | 0 | 252.266 | 0.7315 | 344.8613 | 252.266 | 0.7315 | 344.8613 | 279.944 | 0.81176 | 344.8613 | 9.081% | 0.2812 | 0.25543 | 10855.7291 | 1703.869 | 84.5376 | 9067.3225 | 10865.9434 | 0 | 0 | 10865.9434 | 0.009142%
2027 | 157 | 157-204R | Tier-3 | Tier-3---11 | 5--4 | 213 | 203 | 3876.1334 | 98.99% | 0.834% | 0.1804% | 365.6682 | 0 | 0 | 365.6682 | 0 | 332.7531 | 2.6999 | 123.2465 | 332.7531 | 2.6999 | 123.2465 | 369.262 | 2.9961 | 123.2465 | 9.434% | 0.32777 | 0.29653 | 11825.9094 | 1771.5346 | 144.6692 | 9909.7056 | 11838.5468 | 0 | 0 | 11838.5468 | 0.01206%
2027 | 157 | 157-207R | Tier-3 | Tier-3---16 | 2--5 | 23 | 23 | 719.0865 | 99.89% | 0% | 0.1123% | 71.8279 | 0 | 0 | 71.8279 | 0 | 65.3624 | 0.3059 | 213.6725 | 65.3624 | 0.3059 | 213.6725 | 72.5338 | 0.33946 | 213.6725 | 9.989% | 0.0095404 | 0.0085864 | 75372.7824 | 10925.518 | 1399.5436 | 63047.7208 | 75382.1881 | 0 | 0 | 75382.1881 | 0.002369%
2027 | 157 | 157-232R | Tier-3 | Tier-3---11 | 5--4 | 250 | 219 | 3160.5079 | 95.27% | 4.501% | 0.231% | 263.7603 | 0 | 0 | 263.7603 | 0 | 240.0183 | 2.9127 | 82.4041 | 240.0183 | 2.9127 | 82.4041 | 266.3525 | 3.2323 | 82.4041 | 8.346% | 0.32167 | 0.29349 | 9825.3054 | 1334.764 | 421.9769 | 8068.5645 | 9869.941 | 0 | 0 | 9869.941 | 0.008698%
2027 | 157 | 157-257R | Tier-3 | Tier-3---14 | 5--4 | 554 | 449 | 2061.1876 | 81.54% | 17.79% | 0.6678% | 136.2159 | 0 | 0 | 136.2159 | 0 | 123.9546 | 5.9717 | 20.757 | 123.9546 | 5.9717 | 20.757 | 137.5546 | 6.6269 | 20.757 | 6.609% | 0.36686 | 0.33713 | 5618.4522 | 584.3287 | 907.0207 | 4127.1028 | 5709.9222 | 0 | 0 | 5709.9222 | 0.004492%
2027 | 157 | 157-273R | Tier-3 | Tier-3---14 | 5--4 | 173 | 154 | 1867.403 | 95.01% | 4.712% | 0.2778% | 157.9371 | 0 | 0 | 157.9371 | 0 | 143.7206 | 2.0482 | 70.1693 | 143.7206 | 2.0482 | 70.1693 | 159.4893 | 2.2729 | 70.1693 | 8.458% | 0.32295 | 0.2942 | 5782.3142 | 798.5103 | 275.1351 | 4708.6688 | 5810.5061 | 0 | 0 | 5810.5061 | 0.005208%
2027 | 157 | 157-81R | Tier-3 | Tier-3---3 | 5--5 | 675 | 562 | 18749.5963 | 97% | 2.901% | 0.09453% | 1514.3227 | 0 | 0 | 1514.3227 | 0 | 1378.013 | 7.4746 | 184.3595 | 1378.013 | 7.4746 | 184.3595 | 1529.2054 | 8.2947 | 184.3595 | 8.077% | 0.38414 | 0.35215 | 48809.8885 | 7659.8047 | 1292.0303 | 39858.0535 | 48942.6572 | 0 | 0 | 48942.6572 | 0.04994%
2027 | 175 | 175-2024R | Tier-2 | Tier-2---5 | 5--5 | 103 | 99 | 4029.0085 | 99.1% | 0.8147% | 0.08289% | 383.7782 | 0 | 0 | 383.7782 | 0 | 349.2329 | 1.3167 | 265.2336 | 349.2329 | 1.3167 | 265.2336 | 387.5499 | 1.4612 | 265.2336 | 9.525% | 0.19114 | 0.17277 | 21078.6803 | 4664.0587 | 153.3837 | 16261.2378 | 21098.7998 | 0 | 0 | 21098.7998 | 0.01266%
2027 | 175 | 175-24R | Tier-2 | Tier-2---8 | 5--4 | 86 | 62 | 2651.4354 | 70.65% | 29.24% | 0.1064% | 135.0483 | 0 | 0 | 135.0483 | 0 | 122.8921 | 0.8246 | 149.0325 | 122.8921 | 0.8246 | 149.0325 | 136.3756 | 0.91507 | 149.0325 | 5.093% | 0.17491 | 0.1623 | 15158.7512 | 2441.7081 | 4085.9178 | 8631.1253 | 15504.4149 | 0 | 0 | 15504.4149 | 0.004453%
2027 | 175 | 175-64R | Tier-3 | Tier-3---11 | 5--5 | 239 | 216 | 4385.4004 | 97.52% | 2.308% | 0.1684% | 386.522 | 0 | 0 | 386.522 | 0 | 351.7297 | 2.8728 | 122.4345 | 351.7297 | 2.8728 | 122.4345 | 390.3207 | 3.188 | 122.4345 | 8.814% | 0.20232 | 0.18404 | 21675.2228 | 3768.1363 | 445.824 | 17461.2625 | 21728.5567 | 0 | 0 | 21728.5567 | 0.01275%
2027 | 175 | 175-90R | Tier-3 | Tier-3---9 | 5--5 | 300 | 251 | 5741.4949 | 96.86% | 2.992% | 0.1472% | 465.293 | 0 | 0 | 465.293 | 0 | 423.4103 | 3.3383 | 126.8342 | 423.4103 | 3.3383 | 126.8342 | 469.8659 | 3.7046 | 126.8342 | 8.104% | 0.20491 | 0.18777 | 28019.3198 | 4481.7022 | 744.6531 | 22792.9645 | 28099.6248 | 0 | 0 | 28099.6248 | 0.01534%
2027 | 175 | 175-94R | Tier-2 | Tier-2---10 | 5--4 | 52 | 43 | 836.2457 | 79.76% | 20.09% | 0.1547% | 55.1538 | 0 | 0 | 55.1538 | 0 | 50.1892 | 0.5719 | 87.7588 | 50.1892 | 0.5719 | 87.7588 | 55.6959 | 0.63465 | 87.7588 | 6.595% | 0.16555 | 0.15186 | 5051.3061 | 703.4026 | 913.3417 | 3434.5618 | 5143.4779 | 0 | 0 | 5143.4779 | 0.001819%
2027 | 176 | 176-161R | Tier-3 | Tier-3---5 | 5--5 | 236 | 191 | 11523.3049 | 98.77% | 1.172% | 0.05875% | 921.1257 | 0 | 0 | 921.1257 | 0 | 838.2119 | 2.5403 | 329.9658 | 838.2119 | 2.5403 | 329.9658 | 930.1785 | 2.819 | 329.9658 | 7.994% | 0.22417 | 0.20603 | 51404.5427 | 8329.9408 | 608.281 | 42466.321 | 51460.2673 | 0 | 0 | 51460.2673 | 0.03038%
2027 | 176 | 176-164R | Tier-3 | Tier-3---11 | 5--5 | 131 | 126 | 4184.7467 | 98.1% | 1.799% | 0.1047% | 394.8393 | 0 | 0 | 394.8393 | 0 | 359.2984 | 1.6758 | 214.4042 | 359.2984 | 1.6758 | 214.4042 | 398.7198 | 1.8597 | 214.4042 | 9.435% | 0.20727 | 0.18733 | 20189.7554 | 3207.9265 | 321.2591 | 16660.5698 | 20230.6609 | 0 | 0 | 20230.6609 | 0.01302%
2027 | 176 | 176-1834R | Tier-3 | Tier-3---5 | 5--5 | 312 | 250 | 10068.5168 | 97.13% | 2.784% | 0.0867% | 783.6159 | 0 | 0 | 783.6159 | 0 | 713.0798 | 3.325 | 214.4602 | 713.0798 | 3.325 | 214.4602 | 791.3173 | 3.6898 | 214.4602 | 7.783% | 0.23205 | 0.21345 | 43390.2136 | 8541.7295 | 1179.6329 | 33668.8511 | 43498.6979 | 0 | 0 | 43498.6979 | 0.02584%
2027 | 176 | 176-1836R | Tier-2 | Tier-2---11 | 5--3 | 50 | 9 | 404.4817 | 67.64% | 32.12% | 0.2398% | 4.9245 | 0 | 0 | 4.9245 | 0 | 4.4812 | 0.1197 | 37.4372 | 4.4812 | 0.1197 | 37.4372 | 4.9729 | 0.13283 | 37.4372 | 1.217% | 0.10638 | 0.10446 | 3802.2631 | 510.8459 | 1145.0457 | 2146.3715 | 3824.8179 | 0 | 0 | 3824.8179 | 0.0001624%
2027 | 176 | 176-1845R | Tier-3 | Tier-3---11 | 5--5 | 172 | 143 | 3401.0234 | 97.74% | 2.113% | 0.1474% | 276.3684 | 0 | 0 | 276.3684 | 0 | 251.4915 | 1.9019 | 132.2318 | 251.4915 | 1.9019 | 132.2318 | 279.0845 | 2.1106 | 132.2318 | 8.126% | 0.20978 | 0.19234 | 16212.4883 | 2568.5055 | 309.8495 | 13334.1334 | 16245.717 | 0 | 0 | 16245.717 | 0.009114%
2027 | 176 | 176-194R | Tier-3 | Tier-3---9 | 5--5 | 214 | 166 | 4934.1603 | 97.7% | 2.178% | 0.1196% | 373.9475 | 0 | 0 | 373.9475 | 0 | 340.2871 | 2.2078 | 154.1296 | 340.2871 | 2.2078 | 154.1296 | 377.6226 | 2.45 | 154.1296 | 7.579% | 0.21542 | 0.19871 | 22904.8386 | 3771.0766 | 447.8074 | 18685.9546 | 22949.1033 | 0 | 0 | 22949.1033 | 0.01233%
2027 | 176 | 176-197F | Tier-3 | Tier-3---5 | 5--5 | 345 | 270 | 13172.958 | 96.8% | 3.124% | 0.0728% | 997.9703 | 0 | 0 | 997.9703 | 0 | 908.1394 | 3.591 | 252.8933 | 908.1394 | 3.591 | 252.8933 | 1007.7783 | 3.985 | 252.8933 | 7.576% | 0.23242 | 0.21423 | 56678.2637 | 12110.4711 | 1632.9775 | 42934.8152 | 56832.1044 | 0 | 0 | 56832.1044 | 0.03291%
2027 | 176 | 176-200F | Tier-3 | Tier-3---15 | 5--4 | 30 | 27 | 1635.841 | 89.24% | 10.7% | 0.05535% | 131.3899 | 0 | 0 | 131.3899 | 0 | 119.5631 | 0.3591 | 332.9522 | 119.5631 | 0.3591 | 332.9522 | 132.6812 | 0.3985 | 332.9522 | 8.032% | 0.18529 | 0.16862 | 8828.4206 | 1287.3516 | 863.0873 | 6677.9817 | 8922.3365 | 0 | 0 | 8922.3365 | 0.004333%
2027 | 177 | 177-955 | Tier-2 | Tier-2---5 | 5--5 | 176 | 7 | 2963.4059 | 78.23% | 21.66% | 0.1106% | 9.2203 | 0 | 0 | 9.2203 | 0 | 8.3903 | 0.0931 | 90.1219 | 8.3903 | 0.0931 | 90.1219 | 9.3109 | 0.10331 | 90.1219 | 0.3111% | 0.11726 | 0.11679 | 25272.526 | 4724.2579 | 4965.7102 | 15582.5579 | 25294.4965 | 0 | 0 | 25294.4965 | 0.0003041%
2027 | 178 | 178-968AE | Tier-2 | Tier-2---18 | 3--3 | 200 | 7 | 47.6106 | 91.21% | 0% | 8.789% | 0.15199 | 0 | 0 | 0.15199 | 0 | 0.13831 | 0.0931 | 1.4856 | 0.13831 | 0.0931 | 1.4856 | 0.15349 | 0.10331 | 1.4856 | 0.3192% | 0.018466 | 0.018402 | 2578.2566 | 462.9869 | 204.7374 | 1910.5323 | 2579.0524 | 0 | 0 | 2579.0524 | 5.012e-06%
2027 | 178 | 178-982 | Tier-2 | Tier-2---21 | 1--1 | 45 | 7 | 0.95479 | 13.38% | 0% | 86.62% | 0.0019878 | 0 | 0 | 0.0019878 | 0 | 0.0018088 | 0.0931 | 0.019429 | 0.0018088 | 0.0931 | 0.019429 | 0.0020073 | 0.10331 | 0.019429 | 0.2082% | 0.0033454 | 0.0032934 | 285.4035 | 0.62363 | 58.6739 | 226.106 | 289.3097 | 0 | 0 | 289.3097 | 6.555e-08%
2027 | 182 | 182-2240F | Tier-2 | Tier-2---2 | 5--5 | 291 | 166 | 11917.1989 | 94.29% | 5.651% | 0.05821% | 641.0014 | 0 | 0 | 641.0014 | 0 | 583.3026 | 2.2078 | 264.2009 | 583.3026 | 2.2078 | 264.2009 | 647.3011 | 2.45 | 264.2009 | 5.379% | 0.1455 | 0.1372 | 81902.6703 | 23758.3803 | 4446.6021 | 53697.6879 | 82185.543 | 0 | 0 | 82185.543 | 0.02114%
2027 | 182 | 182-2250 | Tier-2 | Tier-2---8 | 5--5 | 26 | 26 | 1939.2132 | 99.74% | 0.2126% | 0.04638% | 193.419 | 0 | 0 | 193.419 | 0 | 176.0087 | 0.3458 | 508.9901 | 176.0087 | 0.3458 | 508.9901 | 195.32 | 0.38374 | 508.9901 | 9.974% | 0.10496 | 0.094461 | 18476.2986 | 2987.5542 | 36.178 | 15452.5664 | 18481.6158 | 0 | 0 | 18481.6158 | 0.006378%
2027 | 182 | 182-2252R | Tier-2 | Tier-2---5 | 5--5 | 104 | 81 | 4229.9446 | 99.22% | 0.7256% | 0.05893% | 326.8629 | 0 | 0 | 326.8629 | 0 | 297.4408 | 1.0773 | 276.0985 | 297.4408 | 1.0773 | 276.0985 | 330.0753 | 1.1955 | 276.0985 | 7.727% | 0.11307 | 0.10426 | 37409.5665 | 6099.6348 | 248.5113 | 31061.4203 | 37434.3564 | 0 | 0 | 37434.3564 | 0.01078%
2027 | 182 | 182-2254R | Tier-2 | Tier-2---11 | 5--4 | 19 | 19 | 655.8009 | 99.14% | 0.7615% | 0.1019% | 65.0139 | 0 | 0 | 65.0139 | 0 | 59.1617 | 0.2527 | 234.1186 | 59.1617 | 0.2527 | 234.1186 | 65.6528 | 0.28043 | 234.1186 | 9.914% | 0.10223 | 0.092004 | 6415.1442 | 1053.2232 | 42.7228 | 5319.1982 | 6421.2985 | 0 | 0 | 6421.2985 | 0.002144%
2027 | 183 | 183-439 | Tier-2 | Tier-2---14 | 3--5 | 42 | 25 | 316.4778 | 66.23% | 33.5% | 0.2671% | 12.4764 | 0 | 0 | 12.4764 | 0 | 11.3534 | 0.3325 | 34.1456 | 11.3534 | 0.3325 | 34.1456 | 12.5991 | 0.36898 | 34.1456 | 3.942% | 0.018422 | 0.017326 | 17179.1509 | 1863.06 | 5259.1597 | 10056.9311 | 17546.3244 | 0 | 0 | 17546.3244 | 0.0004114%
2027 | 183 | 183-440 | Tier-2 | Tier-2---12 | 3--5 | 114 | 50 | 471.2015 | 74.37% | 25.17% | 0.4626% | 15.3697 | 0 | 0 | 15.3697 | 0 | 13.9862 | 0.665 | 21.0319 | 13.9862 | 0.665 | 21.0319 | 15.5208 | 0.73796 | 21.0319 | 3.262% | 0.025335 | 0.024224 | 18598.5411 | 2255.9959 | 4325.0411 | 12017.5041 | 18817.2074 | 0 | 0 | 18817.2074 | 0.0005068%
2027 | 185 | 185-51F | Tier-2 | Tier-2---7 | 4--5 | 260 | 161 | 1723.9707 | 91.93% | 7.724% | 0.3493% | 98.1347 | 0 | 0 | 98.1347 | 0 | 89.3013 | 2.1413 | 41.7042 | 89.3013 | 2.1413 | 41.7042 | 99.0992 | 2.3762 | 41.7042 | 5.692% | 0.048222 | 0.045236 | 35751.0066 | 6382.5174 | 2576.5393 | 26791.9499 | 35941.5393 | 0 | 0 | 35941.5393 | 0.003236%
2027 | 197 | 197-1150F | Tier-2 | Tier-2---15 | 3--4 | 29 | 29 | 183.5383 | 99.34% | 0.09556% | 0.5689% | 18.2319 | 0 | 0 | 18.2319 | 0 | 16.5908 | 0.3857 | 43.0147 | 16.5908 | 0.3857 | 43.0147 | 18.4111 | 0.42802 | 43.0147 | 9.934% | 0.021777 | 0.019599 | 8428.1597 | 1361.8326 | 10.8364 | 7055.4907 | 8434.3818 | 0 | 0 | 8434.3818 | 0.0006012%
2027 | 197 | 197-1155F | Tier-2 | Tier-2---21 | 1--4 | 9 | 9 | 6.6189 | 96.38% | 0% | 3.621% | 0.63793 | 0 | 0 | 0.63793 | 0 | 0.58051 | 0.1197 | 4.8497 | 0.58051 | 0.1197 | 4.8497 | 0.6442 | 0.13283 | 4.8497 | 9.638% | 0.0010316 | 0.00092844 | 6416.1897 | 1003.77 | 50.6222 | 5361.7975 | 6442.0009 | 0 | 0 | 6442.0009 | 2.104e-05%
2027 | 198 | 198-37R | Tier-2 | Tier-2---9 | 4--5 | 188 | 84 | 973.0999 | 95.53% | 4.02% | 0.4464% | 41.537 | 0 | 0 | 41.537 | 0 | 37.7981 | 1.1172 | 33.8329 | 37.7981 | 1.1172 | 33.8329 | 41.9452 | 1.2398 | 33.8329 | 4.269% | 0.030671 | 0.029301 | 31727.0349 | 12880.9235 | 1667.8732 | 17178.2382 | 31793.3121 | 0 | 0 | 31793.3121 | 0.00137%
2027 | 204 | 204-32R | Tier-2 | Tier-2---11 | 4--4 | 336 | 315 | 490.4615 | 96.36% | 1.259% | 2.378% | 44.3083 | 0 | 0 | 44.3083 | 0 | 40.3199 | 4.1895 | 9.624 | 40.3199 | 4.1895 | 9.624 | 44.7437 | 4.6492 | 9.624 | 9.034% | 0.087106 | 0.07894 | 5630.6279 | 747.5355 | 75.2 | 4807.8924 | 5651.8151 | 0 | 0 | 5651.8151 | 0.001461%
2027 | 205 | 205-1550 | Tier-2 | Tier-2---15 | 2--4 | 102 | 1 | 124.0064 | 98.52% | 0% | 1.478% | 0.11978 | 0 | 0 | 0.11978 | 0 | 0.109 | 0.0133 | 8.1952 | 0.109 | 0.0133 | 8.1952 | 0.12096 | 0.014759 | 8.1952 | 0.09659% | 0.008789 | 0.0087804 | 14109.2738 | 2221.4405 | 309.7116 | 11578.1217 | 14109.4784 | 0 | 0 | 14109.4784 | 3.95e-06%
2027 | 206 | 206-1105 | Tier-2 | Tier-2---9 | 3--5 | 132 | 16 | 1279.0443 | 99.78% | 0% | 0.2159% | 15.4701 | 0 | 0 | 15.4701 | 0 | 14.0776 | 0.2128 | 66.1541 | 14.0776 | 0.2128 | 66.1541 | 15.6221 | 0.23615 | 66.1541 | 1.21% | 0.014019 | 0.013849 | 91236.4892 | 14837.9635 | 119.2359 | 76279.2897 | 91238.9056 | 0 | 0 | 91238.9056 | 0.0005101%
2027 | 206 | 206-1817 | Tier-2 | Tier-2---4 | 4--5 | 413 | 106 | 2976.5734 | 99.75% | 0% | 0.2502% | 76.2052 | 0 | 0 | 76.2052 | 0 | 69.3457 | 1.4098 | 49.1883 | 69.3457 | 1.4098 | 49.1883 | 76.9541 | 1.5645 | 49.1883 | 2.56% | 0.038208 | 0.037227 | 77904.8627 | 12644.4177 | 94.4539 | 65165.9911 | 77909.9968 | 0 | 0 | 77909.9968 | 0.002513%
2027 | 209 | 209-1769F | Tier-2 | Tier-2---6 | 5--5 | 1069 | 345 | 8462.8018 | 99.74% | 0% | 0.2593% | 272.4132 | 0 | 0 | 272.4132 | 0 | 247.8923 | 4.5885 | 54.0247 | 247.8923 | 4.5885 | 54.0247 | 275.0905 | 5.0919 | 54.0247 | 3.219% | 0.11169 | 0.10809 | 75768.5529 | 12314.8084 | 115.8328 | 63337.9117 | 75775.1039 | 0 | 0 | 75775.1039 | 0.008983%
2027 | 210 | 210-172R | Tier-2 | Tier-2---11 | 5--2 | 111 | 105 | 498.1496 | 90.1% | 9.186% | 0.7154% | 42.4564 | 0 | 0 | 42.4564 | 0 | 38.6348 | 1.3965 | 27.6654 | 38.6348 | 1.3965 | 27.6654 | 42.8737 | 1.5497 | 27.6654 | 8.523% | 0.32588 | 0.29505 | 1528.6439 | 130.0935 | 126.0496 | 1272.5007 | 1544.4575 | 0 | 0 | 1544.4575 | 0.0014%
2027 | 210 | 210-392R | Tier-2 | Tier-2---10 | 5--3 | 221 | 193 | 1037.8957 | 85.73% | 13.64% | 0.6245% | 77.7075 | 0 | 0 | 77.7075 | 0 | 70.7128 | 2.5669 | 27.548 | 70.7128 | 2.5669 | 27.548 | 78.4712 | 2.8485 | 27.548 | 7.487% | 0.34771 | 0.31734 | 2984.984 | 285.5851 | 372.7528 | 2326.6461 | 3025.7359 | 0 | 0 | 3025.7359 | 0.002563%
2027 | 210 | 210-394R | Tier-2 | Tier-2---16 | 5--2 | 77 | 72 | 170.5929 | 70.47% | 28.1% | 1.432% | 11.2414 | 0 | 0 | 11.2414 | 0 | 10.2295 | 0.9576 | 10.6825 | 10.2295 | 0.9576 | 10.6825 | 11.3519 | 1.0627 | 10.6825 | 6.59% | 0.31841 | 0.28864 | 535.7584 | 42.1364 | 121.741 | 371.881 | 552.0767 | 0 | 0 | 552.0767 | 0.0003707%
2027 | 210 | 210-9R | Tier-2 | Tier-2---13 | 5--2 | 95 | 71 | 317.7725 | 50.82% | 48.53% | 0.6462% | 12.0704 | 0 | 0 | 12.0704 | 0 | 10.9839 | 0.9443 | 11.6318 | 10.9839 | 0.9443 | 11.6318 | 12.189 | 1.0479 | 11.6318 | 3.798% | 0.31397 | 0.2905 | 1012.1143 | 65.1884 | 453.8469 | 493.0789 | 1052.3165 | 0 | 0 | 1052.3165 | 0.000398%
2027 | 211 | 211-279R | Tier-2 | Tier-2---10 | 5--3 | 293 | 259 | 1199.6322 | 89.49% | 9.8% | 0.7134% | 94.894 | 0 | 0 | 94.894 | 0 | 86.3523 | 3.4447 | 25.0682 | 86.3523 | 3.4447 | 25.0682 | 95.8266 | 3.8226 | 25.0682 | 7.91% | 0.37314 | 0.34015 | 3215.0069 | 263.9331 | 327.4552 | 2623.6187 | 3247.7822 | 0 | 0 | 3247.7822 | 0.003129%
2027 | 211 | 211-312R | Tier-2 | Tier-2---8 | 5--3 | 420 | 361 | 1809.5147 | 84.26% | 15.08% | 0.6521% | 131.0591 | 0 | 0 | 131.0591 | 0 | 119.262 | 4.8013 | 24.8395 | 119.262 | 4.8013 | 24.8395 | 132.3472 | 5.3281 | 24.8395 | 7.243% | 0.39031 | 0.35676 | 4636.1485 | 511.795 | 635.8046 | 3488.549 | 4704.7468 | 0 | 0 | 4704.7468 | 0.004322%
2027 | 211 | 211-771R | Tier-3 | Tier-3---14 | 5--4 | 279 | 252 | 1890.633 | 91.06% | 8.49% | 0.4466% | 155.5063 | 0 | 0 | 155.5063 | 0 | 141.5086 | 3.3516 | 42.2212 | 141.5086 | 3.3516 | 42.2212 | 157.0346 | 3.7193 | 42.2212 | 8.225% | 0.3743 | 0.3405 | 5051.0602 | 491.5059 | 380.0774 | 4179.4769 | 5095.8788 | 0 | 0 | 5095.8788 | 0.005128%
2027 | 212 | 212-1177R | Tier-2 | Tier-2---8 | 5--4 | 287 | 250 | 1738.9252 | 95.43% | 4.096% | 0.4776% | 144.5469 | 0 | 0 | 144.5469 | 0 | 131.5357 | 3.325 | 39.5596 | 131.5357 | 3.325 | 39.5596 | 145.9675 | 3.6898 | 39.5596 | 8.312% | 0.15054 | 0.13742 | 11551.4959 | 1436.1291 | 504.7372 | 9610.6296 | 11601.9053 | 0 | 0 | 11601.9053 | 0.004767%
2027 | 212 | 212-1204R | Tier-2 | Tier-2---8 | 5--4 | 219 | 185 | 1570.3762 | 94.97% | 4.642% | 0.3849% | 125.9884 | 0 | 0 | 125.9884 | 0 | 114.6477 | 2.4605 | 46.5953 | 114.6477 | 2.4605 | 46.5953 | 127.2266 | 2.7305 | 46.5953 | 8.023% | 0.19221 | 0.17597 | 8170.2767 | 1029.897 | 370.2708 | 6770.1089 | 8208.175 | 0 | 0 | 8208.175 | 0.004155%
2027 | 212 | 212-638R | Tier-2 | Tier-2---11 | 5--4 | 79 | 77 | 609.7797 | 99.07% | 0.4924% | 0.4406% | 58.8797 | 0 | 0 | 58.8797 | 0 | 53.5798 | 1.0241 | 52.3189 | 53.5798 | 1.0241 | 52.3189 | 59.4584 | 1.1365 | 52.3189 | 9.656% | 0.10708 | 0.096639 | 5694.8842 | 618.0557 | 46.4103 | 5030.4182 | 5700.622 | 0 | 0 | 5700.622 | 0.001942%
2027 | 212 | 212-725R | Tier-3 | Tier-3---10 | 5--5 | 218 | 186 | 4887.8267 | 99.15% | 0.7265% | 0.1225% | 413.4942 | 0 | 0 | 413.4942 | 0 | 376.2741 | 2.4738 | 152.1037 | 376.2741 | 2.4738 | 152.1037 | 417.558 | 2.7452 | 152.1037 | 8.46% | 0.13941 | 0.12751 | 35061.0556 | 5196.5846 | 230.3548 | 29634.1163 | 35088.8217 | 0 | 0 | 35088.8217 | 0.01364%
2027 | 212 | 212-734R | Tier-2 | Tier-2---10 | 5--4 | 273 | 259 | 1265.9596 | 97.92% | 1.386% | 0.6959% | 117.6038 | 0 | 0 | 117.6038 | 0 | 107.0179 | 3.4447 | 31.0674 | 107.0179 | 3.4447 | 31.0674 | 118.7596 | 3.8226 | 31.0674 | 9.29% | 0.17753 | 0.16069 | 7130.7609 | 660.9769 | 211.9053 | 6257.8788 | 7146.3189 | 0 | 0 | 7146.3189 | 0.003878%
2027 | 212 | 212-739R | Tier-3 | Tier-3---15 | 5--4 | 201 | 179 | 998.7912 | 96.62% | 2.787% | 0.5903% | 85.9427 | 0 | 0 | 85.9427 | 0 | 78.2067 | 2.3807 | 32.8503 | 78.2067 | 2.3807 | 32.8503 | 86.7873 | 2.6419 | 32.8503 | 8.605% | 0.13097 | 0.11931 | 7626.107 | 884.6687 | 208.746 | 6532.6923 | 7651.2891 | 0 | 0 | 7651.2891 | 0.002834%
2027 | 212 | 212-743R | Tier-2 | Tier-2---13 | 5--3 | 71 | 66 | 261.4279 | 97.06% | 2.12% | 0.8249% | 23.5861 | 0 | 0 | 23.5861 | 0 | 21.4631 | 0.8778 | 24.451 | 21.4631 | 0.8778 | 24.451 | 23.8179 | 0.97411 | 24.451 | 9.022% | 0.11654 | 0.10571 | 2243.1612 | 251.3274 | 45.2431 | 1946.5907 | 2249.9308 | 0 | 0 | 2249.9308 | 0.0007778%
2027 | 212 | 212-758R | Tier-2 | Tier-2---8 | 5--4 | 201 | 183 | 1482.4618 | 97.27% | 2.316% | 0.4117% | 131.2891 | 0 | 0 | 131.2891 | 0 | 119.4713 | 2.4339 | 49.0864 | 119.4713 | 2.4339 | 49.0864 | 132.5794 | 2.7009 | 49.0864 | 8.856% | 0.1427 | 0.12971 | 10388.4417 | 1332.9551 | 229.8859 | 8825.6006 | 10416.8225 | 0 | 0 | 10416.8225 | 0.004329%
2027 | 212 | 212-773R | Tier-2 | Tier-2---5 | 5--4 | 297 | 234 | 2758.5667 | 95.78% | 3.96% | 0.2633% | 208.1629 | 0 | 0 | 208.1629 | 0 | 189.4254 | 3.1122 | 60.8655 | 189.4254 | 3.1122 | 60.8655 | 210.2087 | 3.4537 | 60.8655 | 7.546% | 0.19881 | 0.18315 | 13875.2805 | 1871.421 | 507.3138 | 11496.5456 | 13925.3971 | 0 | 0 | 13925.3971 | 0.006864%
2027 | 212 | 212-799R | Tier-2 | Tier-2---10 | 5--4 | 115 | 105 | 1038.8005 | 97.12% | 2.539% | 0.3416% | 92.115 | 0 | 0 | 92.115 | 0 | 83.8234 | 1.3965 | 60.0239 | 83.8234 | 1.3965 | 60.0239 | 93.0203 | 1.5497 | 60.0239 | 8.867% | 0.12493 | 0.11352 | 8315.0604 | 1068.4402 | 194.8254 | 7051.7948 | 8339.1261 | 0 | 0 | 8339.1261 | 0.003038%
2027 | 212 | 212-880R | Tier-2 | Tier-2---16 | 5--2 | 31 | 29 | 104.9439 | 97.78% | 1.295% | 0.9224% | 9.5996 | 0 | 0 | 9.5996 | 0 | 8.7355 | 0.3857 | 22.6485 | 8.7355 | 0.3857 | 22.6485 | 9.694 | 0.42802 | 22.6485 | 9.147% | 0.10736 | 0.097316 | 977.4994 | 110.3734 | 12.634 | 854.492 | 979.7366 | 0 | 0 | 979.7366 | 0.0003166%
2027 | 212 | 212-886R | Tier-2 | Tier-2---8 | 5--4 | 155 | 151 | 2163.5248 | 98.72% | 1.034% | 0.2463% | 208.0708 | 0 | 0 | 208.0708 | 0 | 189.3416 | 2.0083 | 94.2796 | 189.3416 | 2.0083 | 94.2796 | 210.1157 | 2.2286 | 94.2796 | 9.617% | 0.18767 | 0.16939 | 11528.3958 | 1549.2528 | 106.6411 | 9872.5019 | 11544.3263 | 0 | 0 | 11544.3263 | 0.006861%
2027 | 212 | 212-888R | Tier-2 | Tier-2---8 | 5--4 | 147 | 133 | 1471.0622 | 97.82% | 1.883% | 0.2988% | 130.1927 | 0 | 0 | 130.1927 | 0 | 118.4736 | 1.7689 | 66.9759 | 118.4736 | 1.7689 | 66.9759 | 131.4722 | 1.963 | 66.9759 | 8.85% | 0.13116 | 0.11929 | 11216.1087 | 1520.4174 | 191.4206 | 9504.2707 | 11240.4477 | 0 | 0 | 11240.4477 | 0.004293%
2027 | 214 | 214-1122R | Tier-3 | Tier-3---3 | 5--5 | 446 | 377 | 26281.1502 | 98.91% | 1.048% | 0.04591% | 2197.2181 | 0 | 0 | 2197.2181 | 0 | 1999.4385 | 5.0141 | 398.7634 | 1999.4385 | 5.0141 | 398.7634 | 2218.8122 | 5.5642 | 398.7634 | 8.36% | 0.26918 | 0.24642 | 97635.635 | 15575.0756 | 943.7834 | 81116.776 | 97734.267 | 0 | 0 | 97734.267 | 0.07246%
2027 | 214 | 214-1135R | Tier-3 | Tier-3---6 | 4--5 | 285 | 248 | 6666.9216 | 99.41% | 0.4702% | 0.123% | 576.6978 | 0 | 0 | 576.6978 | 0 | 524.7872 | 3.2984 | 159.1036 | 524.7872 | 3.2984 | 159.1036 | 582.3656 | 3.6603 | 159.1036 | 8.65% | 0.090777 | 0.082878 | 73442.8498 | 12678.0578 | 384.6507 | 60380.1413 | 73484.3724 | 0 | 0 | 73484.3724 | 0.01902%
2027 | 214 | 214-17AE | Tier-3 | Tier-3---17 | 4--4 | 157 | 155 | 484.0355 | 97.4% | 1.48% | 1.12% | 46.5447 | 0 | 0 | 46.5447 | 0 | 42.355 | 2.0615 | 20.5457 | 42.355 | 2.0615 | 20.5457 | 47.0021 | 2.2877 | 20.5457 | 9.616% | 0.071957 | 0.064853 | 6726.7702 | 920.7038 | 92.7705 | 5713.2959 | 6745.9251 | 0 | 0 | 6745.9251 | 0.001535%
2027 | 214 | 214-4R | Tier-3 | Tier-3---17 | 4--4 | 94 | 89 | 400.1895 | 97.86% | 1.359% | 0.7809% | 37.0794 | 0 | 0 | 37.0794 | 0 | 33.7417 | 1.1837 | 28.5053 | 33.7417 | 1.1837 | 28.5053 | 37.4438 | 1.3136 | 28.5053 | 9.265% | 0.059676 | 0.054025 | 6706.0819 | 981.7315 | 85.3472 | 5639.0033 | 6721.0915 | 0 | 0 | 6721.0915 | 0.001223%
2027 | 214 | 214-536R | Tier-3 | Tier-3---17 | 4--4 | 70 | 60 | 513.3291 | 98.71% | 0.8845% | 0.4005% | 43.4342 | 0 | 0 | 43.4342 | 0 | 39.5246 | 0.798 | 49.5295 | 39.5246 | 0.798 | 49.5295 | 43.8611 | 0.88555 | 49.5295 | 8.461% | 0.053744 | 0.049137 | 9551.4463 | 1436.3496 | 158.5376 | 7956.5591 | 9562.953 | 0 | 0 | 9562.953 | 0.001432%
2027 | 214 | 214-583R | Tier-3 | Tier-3---13 | 4--5 | 174 | 150 | 2208.3134 | 99.09% | 0.6816% | 0.2244% | 188.6471 | 0 | 0 | 188.6471 | 0 | 171.6663 | 1.995 | 86.0483 | 171.6663 | 1.995 | 86.0483 | 190.5011 | 2.2139 | 86.0483 | 8.543% | 0.070413 | 0.064343 | 31362.296 | 5124.9033 | 314.6524 | 25922.7404 | 31389.1012 | 0 | 0 | 31389.1012 | 0.006221%
2027 | 214 | 214-613R | Tier-3 | Tier-3---14 | 5--3 | 196 | 160 | 1721.769 | 85.69% | 14.07% | 0.2459% | 120.4361 | 0 | 0 | 120.4361 | 0 | 109.5952 | 2.128 | 51.5015 | 109.5952 | 2.128 | 51.5015 | 121.6197 | 2.3615 | 51.5015 | 6.995% | 0.43289 | 0.39755 | 3977.4025 | 528.7899 | 507.0028 | 2941.6099 | 4028.0037 | 0 | 0 | 4028.0037 | 0.003972%
2027 | 214 | 214-647R | Tier-3 | Tier-3---8 | 5--5 | 264 | 206 | 22354.3085 | 99.24% | 0.73% | 0.02701% | 1731.1083 | 0 | 0 | 1731.1083 | 0 | 1575.285 | 2.7398 | 574.9638 | 1575.285 | 2.7398 | 574.9638 | 1748.1216 | 3.0404 | 574.9638 | 7.744% | 0.23844 | 0.21983 | 93753.9152 | 14837.2709 | 625.983 | 78290.6613 | 93813.9848 | 0 | 0 | 93813.9848 | 0.05709%
2027 | 215 | 215-1531R | Tier-2 | Tier-2---2 | 5--5 | 256 | 205 | 12702.4119 | 98.21% | 1.737% | 0.04837% | 999.0205 | 0 | 0 | 999.0205 | 0 | 909.095 | 2.7265 | 333.4295 | 909.095 | 2.7265 | 333.4295 | 1008.8388 | 3.0256 | 333.4295 | 7.865% | 0.20291 | 0.18666 | 62600.9651 | 10891.2685 | 1005.9666 | 50703.7299 | 62698.2793 | 0 | 0 | 62698.2793 | 0.03294%
2027 | 215 | 215-1534R | Tier-2 | Tier-2---1 | 5--5 | 243 | 193 | 19489.7064 | 99% | 0.9737% | 0.02962% | 1532.4175 | 0 | 0 | 1532.4175 | 0 | 1394.4791 | 2.5669 | 543.2544 | 1394.4791 | 2.5669 | 543.2544 | 1547.478 | 2.8485 | 543.2544 | 7.863% | 0.1982 | 0.18246 | 98331.2515 | 17803.4226 | 882.3499 | 79645.479 | 98416.3669 | 0 | 0 | 98416.3669 | 0.05053%
2027 | 215 | 215-1544R | Tier-2 | Tier-2---8 | 5--4 | 53 | 50 | 1412.4296 | 98.09% | 1.785% | 0.1216% | 130.7071 | 0 | 0 | 130.7071 | 0 | 118.9416 | 0.665 | 178.8597 | 118.9416 | 0.665 | 178.8597 | 131.9916 | 0.73796 | 178.8597 | 9.254% | 0.10891 | 0.098634 | 12968.9923 | 2539.663 | 210.0651 | 10219.2641 | 12994.7543 | 0 | 0 | 12994.7543 | 0.00431%
2027 | 215 | 215-38R | Tier-3 | Tier-3---10 | 5--5 | 126 | 117 | 5434.8155 | 98.92% | 1.009% | 0.07406% | 499.1945 | 0 | 0 | 499.1945 | 0 | 454.2602 | 1.5561 | 291.9224 | 454.2602 | 1.5561 | 291.9224 | 504.1005 | 1.7268 | 291.9224 | 9.185% | 0.12528 | 0.11365 | 43381.3494 | 7513.7468 | 468.0295 | 35399.5731 | 43429.4541 | 0 | 0 | 43429.4541 | 0.01646%
2027 | 216 | 216-1859F | Tier-3 | Tier-3---4 | 5--5 | 268 | 195 | 14041.2877 | 99.19% | 0.7753% | 0.03948% | 1013.3363 | 0 | 0 | 1013.3363 | 0 | 922.1222 | 2.5935 | 355.5514 | 922.1222 | 2.5935 | 355.5514 | 1023.2953 | 2.8781 | 355.5514 | 7.217% | 0.15704 | 0.14562 | 89409.7821 | 15986.4383 | 636.9074 | 72786.4365 | 89466.9493 | 0 | 0 | 89466.9493 | 0.03342%
2027 | 216 | 216-220R | Tier-3 | Tier-3---20 | 1--5 | 2 | 2 | 71.2816 | 99.9% | 0% | 0.09987% | 7.121 | 0 | 0 | 7.121 | 0 | 6.48 | 0.0266 | 243.6109 | 6.48 | 0.0266 | 243.6109 | 7.191 | 0.029518 | 243.6109 | 9.99% | 0.000285 | 0.0002565 | 250110.7129 | 40302.5833 | 22.6906 | 209785.4391 | 250138.4667 | 0 | 0 | 250138.4667 | 0.0002348%
2027 | 217 | 217-41AE | Tier-2 | Tier-2---8 | 5--4 | 456 | 333 | 2013.5966 | 89.22% | 10.31% | 0.4697% | 131.2012 | 0 | 0 | 131.2012 | 0 | 119.3913 | 4.4289 | 26.9573 | 119.3913 | 4.4289 | 26.9573 | 132.4906 | 4.9148 | 26.9573 | 6.516% | 0.19664 | 0.18228 | 10240.1297 | 1454.7861 | 960.9628 | 7824.3807 | 10327.0537 | 0 | 0 | 10327.0537 | 0.004327%
2027 | 217 | 217-48AE | Tier-2 | Tier-2---8 | 5--4 | 344 | 306 | 2727.5845 | 87.85% | 11.78% | 0.3693% | 213.1484 | 0 | 0 | 213.1484 | 0 | 193.9621 | 4.0698 | 47.6589 | 193.9621 | 4.0698 | 47.6589 | 215.2432 | 4.5163 | 47.6589 | 7.815% | 0.20236 | 0.18436 | 13478.9252 | 1980.0515 | 1403.044 | 10095.8296 | 13638.8296 | 0 | 0 | 13638.8296 | 0.007029%
2027 | 217 | 217-835R | Tier-3 | Tier-3---5 | 5--5 | 319 | 297 | 10686.9326 | 98.68% | 1.222% | 0.09479% | 981.8904 | 0 | 0 | 981.8904 | 0 | 893.5068 | 3.9501 | 226.1986 | 893.5068 | 3.9501 | 226.1986 | 991.5403 | 4.3835 | 226.1986 | 9.188% | 0.28412 | 0.25767 | 37613.7803 | 6234.338 | 401.1019 | 30978.3405 | 37664.6202 | 0 | 0 | 37664.6202 | 0.03238%
2027 | 217 | 217-837R | Tier-3 | Tier-3---12 | 5--5 | 293 | 247 | 3657.1834 | 94.66% | 5.124% | 0.2164% | 291.8358 | 0 | 0 | 291.8358 | 0 | 265.5666 | 3.2851 | 80.8398 | 265.5666 | 3.2851 | 80.8398 | 294.704 | 3.6455 | 80.8398 | 7.98% | 0.14269 | 0.13066 | 25630.0196 | 4247.0317 | 1289.9429 | 20093.0451 | 25756.0388 | 0 | 0 | 25756.0388 | 0.009624%
2027 | 217 | 217-972R | Tier-2 | Tier-2---8 | 5--4 | 256 | 217 | 1438.6594 | 90.88% | 8.66% | 0.4639% | 110.8226 | 0 | 0 | 110.8226 | 0 | 100.8471 | 2.8861 | 34.9423 | 100.8471 | 2.8861 | 34.9423 | 111.9118 | 3.2028 | 34.9423 | 7.703% | 0.18227 | 0.16682 | 7892.9777 | 1198.2453 | 600.4509 | 6094.2815 | 7959.6737 | 0 | 0 | 7959.6737 | 0.003655%
2027 | 217 | 217-983R | Tier-3 | Tier-3---5 | 5--5 | 116 | 114 | 10116.9629 | 99.05% | 0.91% | 0.0405% | 984.8031 | 0 | 0 | 984.8031 | 0 | 896.1574 | 1.5162 | 591.0552 | 896.1574 | 1.5162 | 591.0552 | 994.4817 | 1.6826 | 591.0552 | 9.734% | 0.2438 | 0.21984 | 41497.7937 | 6529.9576 | 349.4347 | 34618.4014 | 41540.7808 | 0 | 0 | 41540.7808 | 0.03248%
2027 | 220 | 220-288R | Tier-3 | Tier-3---14 | 5--4 | 132 | 111 | 2198.6799 | 96.34% | 3.473% | 0.1901% | 178.116 | 0 | 0 | 178.116 | 0 | 162.0832 | 1.4763 | 109.7902 | 162.0832 | 1.4763 | 109.7902 | 179.8666 | 1.6383 | 109.7902 | 8.101% | 0.37523 | 0.34368 | 5859.515 | 816.9998 | 199.3663 | 4843.1489 | 5879.2222 | 0 | 0 | 5879.2222 | 0.005874%
2027 | 220 | 220-294R | Tier-3 | Tier-3---14 | 5--3 | 328 | 272 | 1925.8876 | 84.29% | 15.28% | 0.4298% | 134.619 | 0 | 0 | 134.619 | 0 | 122.5015 | 3.6176 | 33.8626 | 122.5015 | 3.6176 | 33.8626 | 135.942 | 4.0145 | 33.8626 | 6.99% | 0.44397 | 0.40716 | 4337.8466 | 467.6186 | 600.0435 | 3270.1845 | 4399.4661 | 0 | 0 | 4399.4661 | 0.004439%
2027 | 220 | 220-298R | Tier-3 | Tier-3---11 | 5--4 | 616 | 616 | 3585.6314 | 89.37% | 10.06% | 0.5685% | 320.4472 | 0 | 0 | 320.4472 | 0 | 291.6026 | 8.1928 | 35.5926 | 291.6026 | 8.1928 | 35.5926 | 323.5966 | 9.0917 | 35.5926 | 8.937% | 0.50177 | 0.45159 | 7145.9975 | 838.8497 | 642.3981 | 5664.7497 | 7230.4011 | 0 | 0 | 7230.4011 | 0.01057%
2027 | 221 | 221-1230F | Tier-3 | Tier-3---12 | 4--5 | 97 | 54 | 3690.9623 | 99.91% | 0% | 0.09183% | 205.2876 | 0 | 0 | 205.2876 | 0 | 186.8089 | 0.7182 | 260.1072 | 186.8089 | 0.7182 | 260.1072 | 207.3051 | 0.797 | 260.1072 | 5.562% | 0.035843 | 0.033848 | 102975.2444 | 15309.4662 | 8.5902 | 87657.1879 | 102980.8191 | 0 | 0 | 102980.8191 | 0.00677%
2027 | 221 | 221-1236F | Tier-3 | Not Applicable | Not Applicable | 1 | 1 | 0 | 0% | 0% | 0% | 0 | 0 | 0 | 0 | 0 | 0 | 0.0133 | 0 | 0 | 0.0133 | 0 | 0 | 0.014759 | 0 | 0% | 0 | 0 | 0 | 0 | 0 | 0 | 0 | 0 | 0 | 0 | 0%
2027 | 221 | 221-23R | Tier-3 | Tier-3---11 | 5--5 | 307 | 168 | 3270.2376 | 92.16% | 7.656% | 0.1816% | 164.9318 | 0 | 0 | 164.9318 | 0 | 150.0857 | 2.2344 | 67.1705 | 150.0857 | 2.2344 | 67.1705 | 166.5528 | 2.4796 | 67.1705 | 5.043% | 0.19945 | 0.18853 | 16396.4914 | 2639.7901 | 1189.9448 | 12566.7565 | 16470.8858 | 0 | 0 | 16470.8858 | 0.005439%
2027 | 221 | 221-344R | Tier-3 | Tier-3---13 | 5--4 | 293 | 223 | 2735.9283 | 96.11% | 3.605% | 0.2871% | 200.1253 | 0 | 0 | 200.1253 | 0 | 182.1113 | 2.9659 | 61.4017 | 182.1113 | 2.9659 | 61.4017 | 202.0921 | 3.2913 | 61.4017 | 7.315% | 0.2115 | 0.1954 | 12935.7823 | 1776.6901 | 423.0574 | 10736.0349 | 12977.2557 | 0 | 0 | 12977.2557 | 0.006599%
2027 | 221 | 221-35 | Tier-2 | Tier-2---10 | 5--3 | 13 | 13 | 710.3273 | 99.46% | 0.4791% | 0.06249% | 70.648 | 0 | 0 | 70.648 | 0 | 64.2887 | 0.1729 | 371.8262 | 64.2887 | 0.1729 | 371.8262 | 71.3423 | 0.19187 | 371.8262 | 9.946% | 0.17281 | 0.15553 | 4110.5569 | 625.546 | 25.6711 | 3459.3398 | 4113.0306 | 0 | 0 | 4113.0306 | 0.00233%
2027 | 221 | 221-37AE | Tier-3 | Tier-3---11 | 5--5 | 244 | 151 | 3934.7733 | 97.03% | 2.838% | 0.1358% | 236.2624 | 0 | 0 | 236.2624 | 0 | 214.9955 | 2.0083 | 107.0535 | 214.9955 | 2.0083 | 107.0535 | 238.5843 | 2.2286 | 107.0535 | 6.004% | 0.19925 | 0.18692 | 19747.6238 | 2983.7057 | 579.4204 | 16184.4978 | 19786.3675 | 0 | 0 | 19786.3675 | 0.007791%
2027 | 221 | 221-38AE | Tier-3 | Tier-3---17 | 5--3 | 26 | 26 | 318.0967 | 33.4% | 66.33% | 0.2755% | 10.6237 | 0 | 0 | 10.6237 | 0 | 9.6674 | 0.3458 | 27.9567 | 9.6674 | 0.3458 | 27.9567 | 10.7281 | 0.38374 | 27.9567 | 3.34% | 0.16917 | 0.15225 | 1880.3284 | 102.8825 | 1057.137 | 720.3088 | 2019.4774 | 0 | 0 | 2019.4774 | 0.0003503%
2027 | 221 | 221-675R | Tier-2 | Tier-2---8 | 5--4 | 99 | 76 | 2055.424 | 99.51% | 0.3331% | 0.1572% | 157.0165 | 0 | 0 | 157.0165 | 0 | 142.8828 | 1.0108 | 141.3563 | 142.8828 | 1.0108 | 141.3563 | 158.5596 | 1.1217 | 141.3563 | 7.639% | 0.22072 | 0.20378 | 9312.3427 | 1344.1868 | 80.6907 | 7887.4652 | 9316.1393 | 0 | 0 | 9316.1393 | 0.005178%
2027 | 221 | 221-6R | Tier-2 | Tier-2---5 | 5--5 | 100 | 91 | 3904.259 | 99.88% | 0.03221% | 0.0896% | 354.8548 | 0 | 0 | 354.8548 | 0 | 322.913 | 1.2103 | 266.8042 | 322.913 | 1.2103 | 266.8042 | 358.3423 | 1.3431 | 266.8042 | 9.089% | 0.21604 | 0.19638 | 18071.9767 | 2732.2517 | 50.2734 | 15289.4517 | 18074.1805 | 0 | 0 | 18074.1805 | 0.0117%
2027 | 221 | 221-782R | Tier-3 | Tier-3---17 | 5--3 | 93 | 93 | 618.0174 | 98.68% | 0.7939% | 0.5237% | 60.9875 | 0 | 0 | 60.9875 | 0 | 55.4977 | 1.2369 | 44.8684 | 55.4977 | 1.2369 | 44.8684 | 61.5868 | 1.3726 | 44.8684 | 9.868% | 0.2472 | 0.22248 | 2500.0604 | 358.786 | 17.1966 | 2124.0778 | 2503.7205 | 0 | 0 | 2503.7205 | 0.002011%
2027 | 221 | 221-788 | Tier-3 | Tier-3---12 | 5--5 | 67 | 55 | 4481.9143 | 99.45% | 0.5095% | 0.04337% | 365.8842 | 0 | 0 | 365.8842 | 0 | 332.9497 | 0.7315 | 455.1604 | 332.9497 | 0.7315 | 455.1604 | 369.4801 | 0.81176 | 455.1604 | 8.164% | 0.18975 | 0.17417 | 23620.3007 | 4014.0972 | 176.6894 | 19429.514 | 23631.9794 | 0 | 0 | 23631.9794 | 0.01207%
2027 | 221 | 221-824 | Tier-3 | Tier-3---13 | 5--4 | 106 | 68 | 2324.2215 | 96.86% | 3.03% | 0.1069% | 144.4234 | 0 | 0 | 144.4234 | 0 | 131.4234 | 0.9044 | 145.3156 | 131.4234 | 0.9044 | 145.3156 | 145.8428 | 1.0036 | 145.3156 | 6.214% | 0.18396 | 0.17216 | 12634.0691 | 1992.2766 | 356.0024 | 10285.7901 | 12661.2384 | 0 | 0 | 12661.2384 | 0.004763%
2027 | 222 | 222-1433R | Tier-3 | Tier-3---5 | 5--5 | 123 | 107 | 9617.9712 | 99.59% | 0.3681% | 0.03974% | 833.2729 | 0 | 0 | 833.2729 | 0 | 758.267 | 1.4231 | 532.8279 | 758.267 | 1.4231 | 532.8279 | 841.4622 | 1.5792 | 532.8279 | 8.664% | 0.37266 | 0.34024 | 25809.0958 | 4058.0923 | 86.1531 | 21664.8505 | 25819.1253 | 0 | 0 | 25819.1253 | 0.02748%
2027 | 222 | 222-1503R | Tier-3 | Tier-3---15 | 5--4 | 76 | 57 | 1359.3953 | 95.15% | 4.696% | 0.1502% | 97.0139 | 0 | 0 | 97.0139 | 0 | 88.2813 | 0.7581 | 116.4508 | 88.2813 | 0.7581 | 116.4508 | 97.9673 | 0.84128 | 116.4508 | 7.137% | 0.23465 | 0.21705 | 5793.3484 | 808.274 | 260.6182 | 4724.4562 | 5816.1117 | 0 | 0 | 5816.1117 | 0.003199%
2027 | 222 | 222-1523R | Tier-3 | Tier-3---7 | 5--5 | 367 | 257 | 7406.689 | 96.62% | 3.25% | 0.1263% | 501.1579 | 0 | 0 | 501.1579 | 0 | 456.0469 | 3.4181 | 133.4212 | 456.0469 | 3.4181 | 133.4212 | 506.0833 | 3.7931 | 133.4212 | 6.766% | 0.26901 | 0.25017 | 27533.3002 | 4015.4723 | 832.0956 | 22685.7323 | 27603.3009 | 0 | 0 | 27603.3009 | 0.01653%
2027 | 222 | 222-1986R | Tier-3 | Tier-3---1 | 5--5 | 451 | 389 | 79194.3488 | 99.25% | 0.7305% | 0.01724% | 6779.655 | 0 | 0 | 6779.655 | 0 | 6169.3937 | 5.1737 | 1192.4535 | 6169.3937 | 5.1737 | 1192.4535 | 6846.2851 | 5.7413 | 1192.4535 | 8.561% | 0.41507 | 0.37927 | 190797.4815 | 33595.3988 | 1245.7209 | 155956.3617 | 190932.1538 | 0 | 0 | 190932.1538 | 0.2236%
2027 | 222 | 222-1988R | Tier-3 | Tier-3---11 | 5--4 | 18 | 17 | 3619.4356 | 99.27% | 0.7155% | 0.01673% | 339.3326 | 0 | 0 | 339.3326 | 0 | 308.7881 | 0.2261 | 1365.7152 | 308.7881 | 0.2261 | 1365.7152 | 342.6676 | 0.25091 | 1365.7152 | 9.375% | 0.34461 | 0.31206 | 10502.9479 | 1679.8132 | 68.5397 | 8754.595 | 10510.9685 | 0 | 0 | 10510.9685 | 0.01119%
2027 | 222 | 222-1990R | Tier-3 | Tier-3---1 | 5--5 | 287 | 246 | 45106.6402 | 99.63% | 0.3509% | 0.01982% | 3851.9498 | 0 | 0 | 3851.9498 | 0 | 3505.2219 | 3.2718 | 1071.344 | 3505.2219 | 3.2718 | 1071.344 | 3889.8066 | 3.6308 | 1071.344 | 8.54% | 0.41211 | 0.37679 | 109452.4885 | 17402.8472 | 400.2043 | 91649.437 | 109490.5302 | 0 | 0 | 109490.5302 | 0.127%
2027 | 222 | 222-1992R | Tier-3 | Tier-3---18 | 5--2 | 43 | 18 | 288.7705 | 86.56% | 13.18% | 0.2657% | 10.463 | 0 | 0 | 10.463 | 0 | 9.5212 | 0.2394 | 39.771 | 9.5212 | 0.2394 | 39.771 | 10.5658 | 0.26567 | 39.771 | 3.623% | 0.22115 | 0.21189 | 1305.7642 | 167.1535 | 149.2603 | 989.3504 | 1313.4335 | 0 | 0 | 1313.4335 | 0.000345%
2027 | 222 | 222-2013R | Tier-3 | Tier-3---7 | 5--5 | 407 | 288 | 7426.9759 | 96.05% | 3.813% | 0.1383% | 504.7808 | 0 | 0 | 504.7808 | 0 | 459.3437 | 3.8304 | 119.9206 | 459.3437 | 3.8304 | 119.9206 | 509.7418 | 4.2507 | 119.9206 | 6.797% | 0.27927 | 0.25951 | 26594.1155 | 4003.6011 | 918.5637 | 21671.9506 | 26674.1295 | 0 | 0 | 26674.1295 | 0.01665%
2027 | 222 | 222-2063 | Tier-3 | Tier-3---9 | 5--5 | 79 | 75 | 4859.7765 | 99.85% | 0.09452% | 0.05485% | 460.682 | 0 | 0 | 460.682 | 0 | 419.2144 | 0.9975 | 420.2652 | 419.2144 | 0.9975 | 420.2652 | 465.2096 | 1.1069 | 420.2652 | 9.479% | 0.23776 | 0.21519 | 20439.7717 | 3158.5726 | 17.2561 | 17263.9431 | 20442.9743 | 0 | 0 | 20442.9743 | 0.01519%
2027 | 222 | 222-2085 | Tier-3 | Tier-3---3 | 5--5 | 910 | 544 | 16772.3082 | 96.7% | 3.181% | 0.1236% | 969.5191 | 0 | 0 | 969.5191 | 0 | 882.2492 | 7.2352 | 121.9385 | 882.2492 | 7.2352 | 121.9385 | 979.0475 | 8.029 | 121.9385 | 5.78% | 0.35117 | 0.33018 | 47761.3033 | 7204.6408 | 1463.9747 | 39092.6878 | 47861.6531 | 0 | 0 | 47861.6531 | 0.03197%
2027 | 223 | 223-536R | Tier-2 | Tier-2---19 | 1--4 | 8 | 5 | 17.3686 | 98.33% | 0% | 1.666% | 1.0675 | 0 | 0 | 1.0675 | 0 | 0.97137 | 0.0665 | 14.607 | 0.97137 | 0.0665 | 14.607 | 1.0779 | 0.073796 | 14.607 | 6.146% | 0.0018852 | 0.0017674 | 9213.1285 | 1446.4962 | 15.3355 | 7751.2969 | 9223.3613 | 0 | 0 | 9223.3613 | 3.52e-05%
2027 | 230 | 230-1008R | Tier-2 | Tier-2---16 | 4--3 | 9 | 9 | 171.5883 | 99.37% | 0.4538% | 0.1789% | 17.0503 | 0 | 0 | 17.0503 | 0 | 15.5155 | 0.1197 | 129.6199 | 15.5155 | 0.1197 | 129.6199 | 17.2178 | 0.13283 | 129.6199 | 9.937% | 0.055697 | 0.050127 | 3080.7564 | 492.3345 | 31.2554 | 2557.1665 | 3082.9224 | 0 | 0 | 3082.9224 | 0.0005623%
2027 | 230 | 230-127AE | Tier-2 | Tier-2---7 | 5--5 | 269 | 213 | 2000.4654 | 94.98% | 4.641% | 0.3747% | 150.4557 | 0 | 0 | 150.4557 | 0 | 136.9126 | 2.8329 | 48.3295 | 136.9126 | 2.8329 | 48.3295 | 151.9343 | 3.1437 | 48.3295 | 7.521% | 0.093988 | 0.086546 | 21284.2191 | 3269.4209 | 921.4772 | 17093.321 | 21376.0259 | 0 | 0 | 21376.0259 | 0.004961%
2027 | 230 | 230-133AE | Tier-2 | Tier-2---6 | 5--5 | 328 | 221 | 6388.6939 | 98.26% | 1.615% | 0.1229% | 422.9789 | 0 | 0 | 422.9789 | 0 | 384.905 | 2.9393 | 130.9513 | 384.905 | 2.9393 | 130.9513 | 427.1359 | 3.2618 | 130.9513 | 6.621% | 0.095565 | 0.089126 | 66852.0974 | 10704.3112 | 1013.9772 | 55133.809 | 66936.0108 | 0 | 0 | 66936.0108 | 0.01395%
2027 | 230 | 230-1586R | Tier-2 | Tier-2---7 | 4--5 | 245 | 177 | 2072.8837 | 91.06% | 8.635% | 0.3% | 136.3741 | 0 | 0 | 136.3741 | 0 | 124.0986 | 2.3541 | 52.716 | 124.0986 | 2.3541 | 52.716 | 137.7144 | 2.6124 | 52.716 | 6.579% | 0.084625 | 0.078511 | 24494.9333 | 3610.2418 | 2037.5267 | 18847.1648 | 24665.3693 | 0 | 0 | 24665.3693 | 0.004497%
2027 | 230 | 230-1606R | Tier-2 | Tier-2---11 | 4--4 | 71 | 51 | 536.3838 | 78.97% | 20.71% | 0.32% | 30.4256 | 0 | 0 | 30.4256 | 0 | 27.6869 | 0.6783 | 40.8181 | 27.6869 | 0.6783 | 40.8181 | 30.7246 | 0.75272 | 40.8181 | 5.672% | 0.062818 | 0.058306 | 8538.6965 | 1090.1965 | 1630.9842 | 5817.5158 | 8677.6771 | 0 | 0 | 8677.6771 | 0.001003%
2027 | 230 | 230-181 | Tier-2 | Tier-2---9 | 4--4 | 52 | 38 | 788.7224 | 98.19% | 1.606% | 0.2041% | 56.5939 | 0 | 0 | 56.5939 | 0 | 51.4997 | 0.5054 | 101.899 | 51.4997 | 0.5054 | 101.899 | 57.1501 | 0.56085 | 101.899 | 7.175% | 0.063241 | 0.05862 | 12471.6541 | 1938.3166 | 505.8598 | 10027.4777 | 12489.4546 | 0 | 0 | 12489.4546 | 0.001866%
2027 | 230 | 230-2060R | Tier-2 | Tier-2---4 | 4--5 | 236 | 183 | 3473.4554 | 97.68% | 2.135% | 0.1887% | 263.0824 | 0 | 0 | 263.0824 | 0 | 239.4014 | 2.4339 | 98.3613 | 239.4014 | 2.4339 | 98.3613 | 265.668 | 2.7009 | 98.3613 | 7.574% | 0.088414 | 0.081559 | 39286.0822 | 6237.3116 | 786.318 | 32262.4526 | 39362.8067 | 0 | 0 | 39362.8067 | 0.008675%
2027 | 230 | 230-2067 | Tier-2 | Tier-2---16 | 4--3 | 6 | 6 | 121.6067 | 92.98% | 6.845% | 0.1786% | 11.3066 | 0 | 0 | 11.3066 | 0 | 10.2888 | 0.0798 | 128.9325 | 10.2888 | 0.0798 | 128.9325 | 11.4177 | 0.088555 | 128.9325 | 9.298% | 0.054619 | 0.049157 | 2226.4545 | 337.872 | 139.4312 | 1749.1513 | 2243.8298 | 0 | 0 | 2243.8298 | 0.0003728%
2027 | 230 | 230-371AE | Tier-2 | Tier-2---13 | 4--3 | 41 | 29 | 195.7251 | 81.71% | 17.81% | 0.4804% | 11.3124 | 0 | 0 | 11.3124 | 0 | 10.2942 | 0.3857 | 26.6896 | 10.2942 | 0.3857 | 26.6896 | 11.4236 | 0.42802 | 26.6896 | 5.78% | 0.059006 | 0.054832 | 3317.0375 | 438.8452 | 524.5469 | 2353.6453 | 3363.2059 | 0 | 0 | 3363.2059 | 0.000373%
2027 | 231 | 231-1136R | Tier-2 | Tier-2---7 | 4--5 | 357 | 245 | 2730.9177 | 98.3% | 1.373% | 0.325% | 184.2332 | 0 | 0 | 184.2332 | 0 | 167.6497 | 3.2585 | 51.45 | 167.6497 | 3.2585 | 51.45 | 186.0439 | 3.616 | 51.45 | 6.746% | 0.054655 | 0.050904 | 49966.8413 | 8713.2838 | 1199.3075 | 40054.25 | 50029.3647 | 0 | 0 | 50029.3647 | 0.006075%
2027 | 231 | 231-1635R | Tier-2 | Tier-2---4 | 5--5 | 862 | 613 | 5142.095 | 98.68% | 0.901% | 0.4182% | 360.8495 | 0 | 0 | 360.8495 | 0 | 328.3681 | 8.1529 | 40.2763 | 328.3681 | 8.1529 | 40.2763 | 364.3959 | 9.0474 | 40.2763 | 7.018% | 0.11648 | 0.10819 | 44146.87 | 7752.1946 | 471.7485 | 35922.9269 | 44191.4554 | 0 | 0 | 44191.4554 | 0.0119%
2027 | 232 | 232-40AE | Tier-2 | Tier-2---19 | 2--3 | 5 | 4 | 11.4297 | 0.4523% | 98.58% | 0.9661% | 0.0041361 | 0 | 0 | 0.0041361 | 0 | 0.0037638 | 0.0532 | 0.070748 | 0.0037638 | 0.0532 | 0.070748 | 0.0041768 | 0.059037 | 0.070748 | 0.03619% | 0.0059544 | 0.005478 | 1919.5436 | 3.4341 | 1729.7945 | 186.3149 | 2085.7054 | 0 | 0 | 2085.7054 | 1.364e-07%
2027 | 233 | 233-123R | Tier-2 | Tier-2---4 | 4--5 | 412 | 292 | 3035.8045 | 98.84% | 0.8219% | 0.339% | 212.6612 | 0 | 0 | 212.6612 | 0 | 193.5188 | 3.8836 | 49.8298 | 193.5188 | 3.8836 | 49.8298 | 214.7512 | 4.3097 | 49.8298 | 7.005% | 0.06125 | 0.056909 | 49563.8317 | 7938.6753 | 487.1368 | 41138.0196 | 49607.7217 | 0 | 0 | 49607.7217 | 0.007013%
2027 | 233 | 233-41R | Tier-2 | Tier-2---9 | 4--5 | 273 | 222 | 718.991 | 97.57% | 1.357% | 1.072% | 57.0469 | 0 | 0 | 57.0469 | 0 | 51.9119 | 2.9526 | 17.5818 | 51.9119 | 2.9526 | 17.5818 | 57.6075 | 3.2766 | 17.5818 | 7.934% | 0.044487 | 0.040869 | 16161.8225 | 2695.2374 | 377.2862 | 13089.2989 | 16196.5806 | 0 | 0 | 16196.5806 | 0.001881%
2027 | 233 | 233-81F | Tier-2 | Tier-2---12 | 3--5 | 99 | 89 | 447.7794 | 94.96% | 4.349% | 0.694% | 38.225 | 0 | 0 | 38.225 | 0 | 34.7842 | 1.1837 | 29.386 | 34.7842 | 1.1837 | 29.386 | 38.6007 | 1.3136 | 29.386 | 8.537% | 0.02204 | 0.020058 | 20316.8521 | 3103.6732 | 873.0875 | 16340.0914 | 20418.0531 | 0 | 0 | 20418.0531 | 0.001261%
2027 | 233 | 233-86F | Tier-2 | Tier-2---8 | 5--5 | 412 | 327 | 2341.6741 | 85.9% | 13.6% | 0.4998% | 159.6551 | 0 | 0 | 159.6551 | 0 | 145.284 | 4.3491 | 33.4055 | 145.284 | 4.3491 | 33.4055 | 161.2242 | 4.8263 | 33.4055 | 6.818% | 0.1204 | 0.11084 | 19449.7342 | 2690.1535 | 2433.0497 | 14326.531 | 19686.1196 | 0 | 0 | 19686.1196 | 0.005265%
2027 | 234 | 234-48R | Tier-2 | Tier-2---4 | 4--5 | 334 | 216 | 4939.3793 | 99.46% | 0.3916% | 0.1518% | 317.6971 | 0 | 0 | 317.6971 | 0 | 289.1001 | 2.8728 | 100.6336 | 289.1001 | 2.8728 | 100.6336 | 320.8194 | 3.188 | 100.6336 | 6.432% | 0.047931 | 0.044832 | 103051.0115 | 20615.902 | 443.8608 | 81991.2487 | 103089.7294 | 0 | 0 | 103089.7294 | 0.01048%
2027 | 235 | 235-897R | Tier-2 | Tier-2---5 | 5--5 | 241 | 130 | 4375.0381 | 88.63% | 11.27% | 0.1058% | 209.157 | 0 | 0 | 209.157 | 0 | 190.33 | 1.729 | 110.081 | 190.33 | 1.729 | 110.081 | 211.2126 | 1.9187 | 110.081 | 4.781% | 0.1179 | 0.11154 | 37108.0419 | 5823.2573 | 3860.2589 | 27424.5257 | 37348.6807 | 0 | 0 | 37348.6807 | 0.006897%
2027 | 235 | 235-899R | Tier-2 | Tier-2---1 | 5--5 | 531 | 270 | 23678.6611 | 98.37% | 1.593% | 0.04039% | 1184.3293 | 0 | 0 | 1184.3293 | 0 | 1077.7235 | 3.591 | 300.1181 | 1077.7235 | 3.591 | 300.1181 | 1195.9688 | 3.985 | 300.1181 | 5.002% | 0.15496 | 0.14709 | 152800.2562 | 27483.3247 | 2386.7614 | 122930.1701 | 152933.9911 | 0 | 0 | 152933.9911 | 0.03905%
2027 | 236 | 236-1535R | Tier-3 | Tier-3---4 | 5--5 | 252 | 162 | 9719.0421 | 98.73% | 1.209% | 0.05836% | 616.8774 | 0 | 0 | 616.8774 | 0 | 561.3501 | 2.1546 | 260.5357 | 561.3501 | 2.1546 | 260.5357 | 622.9401 | 2.391 | 260.5357 | 6.347% | 0.12847 | 0.12021 | 75651.1712 | 14020.5397 | 863.9874 | 60766.6441 | 75717.0389 | 0 | 0 | 75717.0389 | 0.02034%
2027 | 236 | 236-1561R | Tier-3 | Tier-3---13 | 5--4 | 137 | 97 | 2823.5781 | 97.26% | 2.617% | 0.1213% | 194.444 | 0 | 0 | 194.444 | 0 | 176.9414 | 1.2901 | 137.1533 | 176.9414 | 1.2901 | 137.1533 | 196.355 | 1.4316 | 137.1533 | 6.886% | 0.17766 | 0.16508 | 15893.5317 | 2548.7171 | 379.7854 | 12965.0293 | 15926.6892 | 0 | 0 | 15926.6892 | 0.006412%
2027 | 236 | 236-1563R | Tier-3 | Tier-3---13 | 5--4 | 81 | 69 | 2260.6624 | 98.61% | 1.288% | 0.1052% | 189.8927 | 0 | 0 | 189.8927 | 0 | 172.7998 | 0.9177 | 188.2967 | 172.7998 | 0.9177 | 188.2967 | 191.759 | 1.0184 | 188.2967 | 8.4% | 0.17215 | 0.15749 | 13131.72 | 2138.3841 | 138.0778 | 10855.258 | 13148.7512 | 0 | 0 | 13148.7512 | 0.006262%
2027 | 236 | 236-1567R | Tier-3 | Tier-3---10 | 5--5 | 171 | 127 | 5332.0037 | 98.07% | 1.841% | 0.0848% | 388.3774 | 0 | 0 | 388.3774 | 0 | 353.4182 | 1.6891 | 209.2347 | 353.4182 | 1.6891 | 209.2347 | 392.1944 | 1.8744 | 209.2347 | 7.284% | 0.18129 | 0.16783 | 29411.5902 | 5307.4744 | 501.4864 | 23602.6294 | 29457.0256 | 0 | 0 | 29457.0256 | 0.01281%
2027 | 236 | 236-1569R | Tier-3 | Tier-3---8 | 5--5 | 498 | 306 | 21222.9131 | 98.36% | 1.585% | 0.05121% | 1282.7226 | 0 | 0 | 1282.7226 | 0 | 1167.2601 | 4.0698 | 286.8103 | 1167.2601 | 4.0698 | 286.8103 | 1295.3291 | 4.5163 | 286.8103 | 6.044% | 0.21435 | 0.20117 | 99012.7753 | 16128.7388 | 1444.5093 | 81439.5272 | 99118.8322 | 0 | 0 | 99118.8322 | 0.0423%
2027 | 236 | 236-1573R | Tier-3 | Tier-3---7 | 5--5 | 192 | 130 | 6927.8558 | 97.84% | 2.089% | 0.06679% | 458.9623 | 0 | 0 | 458.9623 | 0 | 417.6494 | 1.729 | 241.5556 | 417.6494 | 1.729 | 241.5556 | 463.4729 | 1.9187 | 241.5556 | 6.625% | 0.18488 | 0.17236 | 37473.1079 | 6448.1569 | 711.4883 | 30313.4626 | 37531.7724 | 0 | 0 | 37531.7724 | 0.01513%
2027 | 237 | 237-1761R | Tier-3 | Tier-3---12 | 5--5 | 126 | 113 | 3634.1464 | 99.4% | 0.4942% | 0.1098% | 323.9509 | 0 | 0 | 323.9509 | 0 | 294.7909 | 1.5029 | 196.1482 | 294.7909 | 1.5029 | 196.1482 | 327.1347 | 1.6678 | 196.1482 | 8.914% | 0.14935 | 0.13596 | 24332.6951 | 3910.2644 | 110.1562 | 20312.2745 | 24347.1743 | 0 | 0 | 24347.1743 | 0.01068%
2027 | 237 | 237-1765R | Tier-3 | Tier-3---1 | 5--5 | 223 | 158 | 28249.2525 | 99.34% | 0.6358% | 0.01982% | 1988.3938 | 0 | 0 | 1988.3938 | 0 | 1809.4113 | 2.1014 | 861.0508 | 1809.4113 | 2.1014 | 861.0508 | 2007.9356 | 2.332 | 861.0508 | 7.039% | 0.25909 | 0.24073 | 109034.6893 | 21935.6413 | 634.4252 | 86464.6228 | 109089.2019 | 0 | 0 | 109089.2019 | 0.06557%
2027 | 237 | 237-17R | Tier-2 | Tier-2---1 | 5--5 | 536 | 275 | 27080.7376 | 98.89% | 1.071% | 0.0369% | 1374.0091 | 0 | 0 | 1374.0091 | 0 | 1250.3295 | 3.6575 | 341.8538 | 1250.3295 | 3.6575 | 341.8538 | 1387.5128 | 4.0588 | 341.8538 | 5.074% | 0.15539 | 0.14742 | 174274.8137 | 31991.9545 | 1838.789 | 140444.0702 | 174379.2405 | 0 | 0 | 174379.2405 | 0.04531%
2027 | 237 | 237-26F | Tier-2 | Tier-2---10 | 5--4 | 113 | 46 | 663.2151 | 70.89% | 28.72% | 0.399% | 19.1377 | 0 | 0 | 19.1377 | 0 | 17.415 | 0.6118 | 28.4652 | 17.415 | 0.6118 | 28.4652 | 19.3258 | 0.67892 | 28.4652 | 2.886% | 0.10897 | 0.10454 | 6086.0279 | 695.3102 | 1570.8815 | 3819.8362 | 6161.2208 | 0 | 0 | 6161.2208 | 0.0006311%
2027 | 237 | 237-28F | Tier-2 | Tier-2---7 | 5--5 | 59 | 29 | 2530.2255 | 98.83% | 1.116% | 0.05734% | 122.9074 | 0 | 0 | 122.9074 | 0 | 111.8441 | 0.3857 | 289.977 | 111.8441 | 0.3857 | 289.977 | 124.1153 | 0.42802 | 289.977 | 4.858% | 0.10804 | 0.10273 | 23418.4293 | 3729.6319 | 261.331 | 19427.4664 | 23432.637 | 0 | 0 | 23432.637 | 0.004053%
2027 | 237 | 237-2R | Tier-3 | Tier-3---2 | 5--5 | 499 | 344 | 30894.1234 | 99.11% | 0.8492% | 0.03898% | 2110.859 | 0 | 0 | 2110.859 | 0 | 1920.8529 | 4.5752 | 419.8404 | 1920.8529 | 4.5752 | 419.8404 | 2131.6044 | 5.0772 | 419.8404 | 6.833% | 0.18156 | 0.16904 | 170161.3668 | 36497.0865 | 1351.4865 | 132312.7938 | 170273.2697 | 0 | 0 | 170273.2697 | 0.06961%
2027 | 237 | 237-30R | Tier-3 | Tier-3---1 | 5--5 | 651 | 565 | 65515.492 | 98.93% | 1.038% | 0.03019% | 5625.3221 | 0 | 0 | 5625.3221 | 0 | 5118.9665 | 7.5145 | 681.2122 | 5118.9665 | 7.5145 | 681.2122 | 5680.6075 | 8.339 | 681.2122 | 8.586% | 0.49249 | 0.44974 | 133030.3773 | 22547.6539 | 1250.7985 | 109231.9249 | 133165.4284 | 0 | 0 | 133165.4284 | 0.1855%
2027 | 239 | 239-2207R | Tier-3 | Tier-3---16 | 4--4 | 127 | 110 | 860.3234 | 98.08% | 1.495% | 0.4234% | 73.0864 | 0 | 0 | 73.0864 | 0 | 66.5076 | 1.463 | 45.4598 | 66.5076 | 1.463 | 45.4598 | 73.8046 | 1.6235 | 45.4598 | 8.495% | 0.078224 | 0.071448 | 10998.2588 | 1887.5765 | 146.4219 | 8964.2604 | 11018.2711 | 0 | 0 | 11018.2711 | 0.00241%
2027 | 239 | 239-2211R | Tier-3 | Tier-3---16 | 5--4 | 55 | 50 | 1585.1718 | 98.67% | 1.22% | 0.1095% | 142.1904 | 0 | 0 | 142.1904 | 0 | 129.3913 | 0.665 | 194.5735 | 129.3913 | 0.665 | 194.5735 | 143.5878 | 0.73796 | 194.5735 | 8.97% | 0.11902 | 0.1082 | 13318.69 | 2119.2722 | 143.2039 | 11056.2139 | 13336.3995 | 0 | 0 | 13336.3995 | 0.004689%
2027 | 239 | 239-2213R | Tier-3 | Tier-3---15 | 5--4 | 134 | 111 | 1116.4705 | 96.46% | 3.23% | 0.3121% | 89.2076 | 0 | 0 | 89.2076 | 0 | 81.1777 | 1.4763 | 54.9873 | 81.1777 | 1.4763 | 54.9873 | 90.0844 | 1.6383 | 54.9873 | 7.99% | 0.1294 | 0.11869 | 8627.7496 | 1319.6651 | 288.3985 | 7019.686 | 8655.353 | 0 | 0 | 8655.353 | 0.002942%
2027 | 239 | 239-2215R | Tier-3 | Tier-3---10 | 5--5 | 305 | 250 | 6268.6569 | 98.24% | 1.63% | 0.1302% | 504.7804 | 0 | 0 | 504.7804 | 0 | 459.3433 | 3.325 | 138.1484 | 459.3433 | 3.325 | 138.1484 | 509.7413 | 3.6898 | 138.1484 | 8.052% | 0.15408 | 0.14145 | 40685.5389 | 6831.4863 | 640.4954 | 33213.5572 | 40749.478 | 0 | 0 | 40749.478 | 0.01665%
2027 | 239 | 239-2217R | Tier-3 | Tier-3---16 | 4--4 | 108 | 101 | 1029.5673 | 69.27% | 30.42% | 0.3032% | 66.6975 | 0 | 0 | 66.6975 | 0 | 60.6938 | 1.3433 | 45.1827 | 60.6938 | 1.3433 | 45.1827 | 67.353 | 1.4907 | 45.1827 | 6.478% | 0.073205 | 0.066359 | 14064.0898 | 1546.1618 | 3996.6336 | 8521.2943 | 14509.9362 | 0 | 0 | 14509.9362 | 0.002199%
2027 | 239 | 239-89R | Tier-3 | Tier-3---17 | 4--4 | 52 | 38 | 376.4251 | 98.76% | 0.8388% | 0.4045% | 27.166 | 0 | 0 | 27.166 | 0 | 24.7207 | 0.5054 | 48.9131 | 24.7207 | 0.5054 | 48.9131 | 27.433 | 0.56085 | 48.9131 | 7.217% | 0.064786 | 0.060051 | 5810.3033 | 876.5504 | 280.4988 | 4653.254 | 5815.9985 | 0 | 0 | 5815.9985 | 0.0008958%
2027 | 240 | 240-1028R | Tier-2 | Tier-2---9 | 4--5 | 165 | 99 | 1181.5361 | 98.38% | 1.316% | 0.2998% | 69.7467 | 0 | 0 | 69.7467 | 0 | 63.4686 | 1.3167 | 48.2028 | 63.4686 | 1.3167 | 48.2028 | 70.4322 | 1.4612 | 48.2028 | 5.903% | 0.045174 | 0.042464 | 26155.1082 | 4733.8049 | 362.4599 | 21058.8433 | 26182.0822 | 0 | 0 | 26182.0822 | 0.0023%
2027 | 240 | 240-1044 | Tier-3 | Tier-3---16 | 4--4 | 71 | 40 | 791.3356 | 98.7% | 1.112% | 0.1837% | 44.0048 | 0 | 0 | 44.0048 | 0 | 40.0438 | 0.532 | 75.2703 | 40.0438 | 0.532 | 75.2703 | 44.4373 | 0.59037 | 75.2703 | 5.561% | 0.076308 | 0.072009 | 10370.2289 | 1768.6676 | 147.2931 | 8454.2683 | 10378.2486 | 0 | 0 | 10378.2486 | 0.001451%
2027 | 240 | 240-1148 | Tier-3 | Tier-3---17 | 4--4 | 75 | 64 | 376.72 | 96.88% | 2.523% | 0.5996% | 31.143 | 0 | 0 | 31.143 | 0 | 28.3397 | 0.8512 | 33.2938 | 28.3397 | 0.8512 | 33.2938 | 31.449 | 0.94459 | 33.2938 | 8.267% | 0.037482 | 0.034284 | 10050.6383 | 1533.8365 | 215.1786 | 8301.6232 | 10079.9177 | 0 | 0 | 10079.9177 | 0.001027%
2027 | 240 | 240-2004R | Tier-3 | Tier-3---12 | 5--5 | 623 | 363 | 4437.6588 | 97.91% | 1.769% | 0.321% | 253.1626 | 0 | 0 | 253.1626 | 0 | 230.3745 | 4.8279 | 47.7174 | 230.3745 | 4.8279 | 47.7174 | 255.6507 | 5.3576 | 47.7174 | 5.705% | 0.095775 | 0.090195 | 46334.0144 | 8309.1897 | 777.0534 | 37247.7713 | 46393.9295 | 0 | 0 | 46393.9295 | 0.008348%
2027 | 240 | 240-2006R | Tier-3 | Tier-3---12 | 4--5 | 269 | 189 | 3742.5721 | 99.07% | 0.7558% | 0.1785% | 260.4973 | 0 | 0 | 260.4973 | 0 | 237.049 | 2.5137 | 94.3029 | 237.049 | 2.5137 | 94.3029 | 263.0575 | 2.7895 | 94.3029 | 6.96% | 0.06999 | 0.065073 | 53472.8025 | 8543.8289 | 386.3377 | 44542.6358 | 53510.5547 | 0 | 0 | 53510.5547 | 0.00859%
2027 | 240 | 240-2032R | Tier-3 | Tier-3---12 | 5--5 | 344 | 265 | 3665.7351 | 96.82% | 2.929% | 0.2538% | 273.401 | 0 | 0 | 273.401 | 0 | 248.7911 | 3.5245 | 70.5891 | 248.7911 | 3.5245 | 70.5891 | 276.0879 | 3.9112 | 70.5891 | 7.458% | 0.12278 | 0.11332 | 29856.9037 | 4756.4874 | 803.6507 | 24296.7656 | 29936.2243 | 0 | 0 | 29936.2243 | 0.009016%
2027 | 242 | 242-1426F | Tier-2 | Tier-2---10 | 5--4 | 117 | 56 | 960.3446 | 65.96% | 33.81% | 0.2324% | 30.3183 | 0 | 0 | 30.3183 | 0 | 27.5892 | 0.7448 | 37.0425 | 27.5892 | 0.7448 | 37.0425 | 30.6162 | 0.82652 | 37.0425 | 3.157% | 0.10724 | 0.10211 | 8954.7461 | 1188.9727 | 2793.8383 | 4971.9351 | 9107.9804 | 0 | 0 | 9107.9804 | 0.0009998%
2027 | 242 | 242-1427F | Tier-2 | Tier-2---20 | 5--1 | 5 | 3 | 24.991 | 71.07% | 28.66% | 0.2708% | 1.0657 | 0 | 0 | 1.0657 | 0 | 0.96977 | 0.0399 | 24.305 | 0.96977 | 0.0399 | 24.305 | 1.0762 | 0.044278 | 24.305 | 4.264% | 0.096908 | 0.091093 | 257.8839 | 30.0686 | 62.0054 | 165.8099 | 262.6456 | 0 | 0 | 262.6456 | 3.514e-05%
2027 | 243 | 243-14R | Tier-2 | Tier-2---11 | 4--4 | 470 | 1 | 404.2589 | 29.5% | 68.39% | 2.113% | 0.025372 | 0 | 0 | 0.025372 | 0 | 0.023089 | 0.0133 | 1.736 | 0.023089 | 0.0133 | 1.736 | 0.025622 | 0.014759 | 1.736 | 0.006276% | 0.066445 | 0.066431 | 6084.1314 | 280.7794 | 3933.5085 | 1869.8435 | 6085.0442 | 0 | 0 | 6085.0442 | 8.367e-07%
2027 | 246 | 246-34R | Tier-3 | Tier-3---12 | 4--5 | 436 | 310 | 3387.0058 | 94.54% | 5.197% | 0.2577% | 227.682 | 0 | 0 | 227.682 | 0 | 207.1875 | 4.123 | 50.2517 | 207.1875 | 4.123 | 50.2517 | 229.9196 | 4.5754 | 50.2517 | 6.722% | 0.070488 | 0.065476 | 48050.8143 | 8360.4537 | 2387.5887 | 37302.7719 | 48251.4556 | 0 | 0 | 48251.4556 | 0.007508%
2027 | 247 | 247-46 | Tier-3 | Tier-3---16 | 4--5 | 227 | 161 | 1360.3328 | 92.51% | 7.186% | 0.3009% | 89.2584 | 0 | 0 | 89.2584 | 0 | 81.2239 | 2.1413 | 37.9321 | 81.2239 | 2.1413 | 37.9321 | 90.1356 | 2.3762 | 37.9321 | 6.562% | 0.045228 | 0.042021 | 30076.9614 | 4522.9768 | 2007.8493 | 23546.1352 | 30248.8614 | 0 | 0 | 30248.8614 | 0.002943%
2027 | 247 | 247-48 | Tier-2 | Tier-2---16 | 3--3 | 9 | 9 | 105.2026 | 98.18% | 1.532% | 0.2854% | 10.3291 | 0 | 0 | 10.3291 | 0 | 9.3993 | 0.1197 | 78.5241 | 9.3993 | 0.1197 | 78.5241 | 10.4306 | 0.13283 | 78.5241 | 9.818% | 0.026216 | 0.023594 | 4012.9756 | 640.3206 | 51.944 | 3320.7111 | 4021.0779 | 0 | 0 | 4021.0779 | 0.0003406%
2027 | 249 | 249-24R | Tier-3 | Tier-3---12 | 5--5 | 464 | 292 | 3753.23 | 95.85% | 3.876% | 0.273% | 226.3951 | 0 | 0 | 226.3951 | 0 | 206.0165 | 3.8836 | 53.0478 | 206.0165 | 3.8836 | 53.0478 | 228.6201 | 4.3097 | 53.0478 | 6.032% | 0.10094 | 0.094585 | 37183.961 | 6704.4922 | 1334.1553 | 29145.3135 | 37287.5668 | 0 | 0 | 37287.5668 | 0.007466%
2027 | 252 | 252-129 | Tier-2 | Tier-2---18 | 3--3 | 98 | 86 | 49.4853 | 86.66% | 6.71% | 6.626% | 3.7635 | 0 | 0 | 3.7635 | 0 | 3.4247 | 1.1438 | 2.9942 | 3.4247 | 1.1438 | 2.9942 | 3.8005 | 1.2693 | 2.9942 | 7.605% | 0.02391 | 0.021811 | 2069.6845 | 324.0484 | 134.0961 | 1611.54 | 2096.2355 | 0 | 0 | 2096.2355 | 0.0001241%
2027 | 283 | 283-55R | Tier-3 | Tier-3---9 | 5--5 | 109 | 96 | 5299.6344 | 98.55% | 1.37% | 0.07601% | 460.0093 | 0 | 0 | 460.0093 | 0 | 418.6022 | 1.2768 | 327.8528 | 418.6022 | 1.2768 | 327.8528 | 464.5303 | 1.4169 | 327.8528 | 8.68% | 0.20157 | 0.18382 | 26291.5727 | 4431.5745 | 343.4719 | 21516.5263 | 26328.2799 | 0 | 0 | 26328.2799 | 0.01517%
2027 | 283 | 283-71F | Tier-3 | Tier-3---13 | 5--4 | 127 | 112 | 2013.5901 | 87.8% | 12.03% | 0.1689% | 155.9138 | 0 | 0 | 155.9138 | 0 | 141.8794 | 1.4896 | 95.2467 | 141.8794 | 1.4896 | 95.2467 | 157.4461 | 1.653 | 95.2467 | 7.743% | 0.19011 | 0.17335 | 10591.4545 | 1521.6606 | 1147.6649 | 7922.129 | 10716.4205 | 0 | 0 | 10716.4205 | 0.005141%
2027 | 283 | 283-80F | Tier-3 | Tier-3---19 | 5--1 | 2 | 2 | 22.6843 | 50.28% | 49.56% | 0.1579% | 1.1406 | 0 | 0 | 1.1406 | 0 | 1.038 | 0.0266 | 39.0209 | 1.038 | 0.0266 | 39.0209 | 1.1518 | 0.029518 | 39.0209 | 5.028% | 0.17072 | 0.15365 | 132.8742 | 11.4022 | 53.3449 | 68.1271 | 140.2144 | 0 | 0 | 140.2144 | 3.761e-05%
2027 | 288 | 288-149R | Tier-2 | Tier-2---12 | 3--5 | 170 | 2 | 481.2843 | 94.31% | 4.95% | 0.7414% | 0.53399 | 0 | 0 | 0.53399 | 0 | 0.48592 | 0.0266 | 18.2678 | 0.48592 | 0.0266 | 18.2678 | 0.53924 | 0.029518 | 18.2678 | 0.111% | 0.02124 | 0.021215 | 22659.7646 | 3469.9036 | 1191.7456 | 17998.1154 | 22661.2836 | 0 | 0 | 22661.2836 | 1.761e-05%
2027 | 288 | 288-2375R | Tier-2 | Tier-2---19 | 2--4 | 7 | 2 | 41.8014 | 98.23% | 1.253% | 0.5152% | 1.1732 | 0 | 0 | 1.1732 | 0 | 1.0676 | 0.0266 | 40.1354 | 1.0676 | 0.0266 | 40.1354 | 1.1847 | 0.029518 | 40.1354 | 2.807% | 0.0067116 | 0.0065198 | 6228.2316 | 993.1951 | 116.6696 | 5118.3669 | 6231.4709 | 0 | 0 | 6231.4709 | 3.869e-05%
2027 | 288 | 288-2380F | Tier-2 | Tier-2---12 | 4--5 | 43 | 34 | 550.61 | 92.88% | 6.93% | 0.1872% | 40.4378 | 0 | 0 | 40.4378 | 0 | 36.7979 | 0.4522 | 81.3752 | 36.7979 | 0.4522 | 81.3752 | 40.8352 | 0.50181 | 81.3752 | 7.344% | 0.030344 | 0.027945 | 18145.5978 | 2753.5191 | 1169.7879 | 14222.2908 | 18256.4877 | 0 | 0 | 18256.4877 | 0.001333%
2027 | 296 | 296-68F | Tier-2 | Tier-2---21 | 1--2 | 43 | 29 | 3.2301 | 78.97% | 0% | 21.03% | 0.17202 | 0 | 0 | 0.17202 | 0 | 0.15654 | 0.3857 | 0.40586 | 0.15654 | 0.3857 | 0.40586 | 0.17372 | 0.42802 | 0.40586 | 5.326% | 0.0027146 | 0.0025315 | 1189.8836 | 223.7824 | 100.9033 | 865.1979 | 1207.9819 | 0 | 0 | 1207.9819 | 5.673e-06%
2027 | 300 | 300-483F | Tier-2 | Tier-2---12 | 3--5 | 69 | 68 | 458.7821 | 99.48% | 0% | 0.5194% | 44.9785 | 0 | 0 | 44.9785 | 0 | 40.9298 | 0.9044 | 45.2563 | 40.9298 | 0.9044 | 45.2563 | 45.4205 | 1.0036 | 45.2563 | 9.804% | 0.018397 | 0.016584 | 24937.8732 | 4596.9105 | 11.7655 | 20329.1971 | 24952.0326 | 0 | 0 | 24952.0326 | 0.001483%
2027 | 300 | 300-484F | Tier-2 | Tier-2---9 | 4--5 | 250 | 194 | 754.1323 | 92.41% | 6.882% | 0.7076% | 54.0793 | 0 | 0 | 54.0793 | 0 | 49.2114 | 2.5802 | 19.0727 | 49.2114 | 2.5802 | 19.0727 | 54.6108 | 2.8633 | 19.0727 | 7.171% | 0.039922 | 0.036824 | 18890.1433 | 2594.5618 | 1654.6819 | 14640.8997 | 19010.7533 | 0 | 0 | 19010.7533 | 0.001783%
2027 | 307 | 307-1538F | Tier-2 | Tier-2---7 | 5--5 | 53 | 49 | 2407.2332 | 91.07% | 8.863% | 0.06623% | 202.683 | 0 | 0 | 202.683 | 0 | 184.4388 | 0.6517 | 283.0119 | 184.4388 | 0.6517 | 283.0119 | 204.6749 | 0.7232 | 283.0119 | 8.42% | 0.10098 | 0.091642 | 23839.1374 | 3538.2875 | 1900.5414 | 18400.3085 | 24055.9859 | 0 | 0 | 24055.9859 | 0.006684%
2027 | 307 | 307-234R | Tier-2 | Tier-2---4 | 5--5 | 109 | 86 | 4762.848 | 95.55% | 4.384% | 0.07015% | 359.046 | 0 | 0 | 359.046 | 0 | 326.7269 | 1.1438 | 285.6505 | 326.7269 | 1.1438 | 285.6505 | 362.5746 | 1.2693 | 285.6505 | 7.538% | 0.11001 | 0.10133 | 43295.9421 | 6736.6432 | 1761.8167 | 34797.4822 | 43461.1333 | 0 | 0 | 43461.1333 | 0.01184%
2027 | 308 | 308-486AE | Tier-2 | Tier-2---16 | 4--3 | 142 | 1 | 164.6778 | 2.383% | 96.2% | 1.419% | 0.002764 | 0 | 0 | 0.002764 | 0 | 0.0025152 | 0.0133 | 0.18911 | 0.0025152 | 0.0133 | 0.18911 | 0.0027912 | 0.014759 | 0.18911 | 0.001678% | 0.040279 | 0.04025 | 4088.4689 | 19.0997 | 3634.8848 | 434.4844 | 4091.2814 | 0 | 0 | 4091.2814 | 9.115e-08%
2027 | 308 | 308-563AE | Tier-2 | Tier-2---18 | 4--3 | 39 | 14 | 95.5263 | 19.37% | 79.9% | 0.729% | 0.66438 | 0 | 0 | 0.66438 | 0 | 0.60457 | 0.1862 | 3.2469 | 0.60457 | 0.1862 | 3.2469 | 0.67091 | 0.20663 | 3.2469 | 0.6955% | 0.03316 | 0.031969 | 2880.805 | 126.6132 | 2111.1435 | 643.0484 | 2967.2873 | 0 | 0 | 2967.2873 | 2.191e-05%
2027 | 311 | 311-1163F | Tier-2 | Tier-2---18 | 3--3 | 14 | 7 | 46.1951 | 84.69% | 14.76% | 0.5474% | 1.9562 | 0 | 0 | 1.9562 | 0 | 1.7801 | 0.0931 | 19.1204 | 1.7801 | 0.0931 | 19.1204 | 1.9754 | 0.10331 | 19.1204 | 4.235% | 0.018623 | 0.017692 | 2480.5668 | 274.9764 | 742.9932 | 1462.5972 | 2500.5512 | 0 | 0 | 2500.5512 | 6.451e-05%
2027 | 311 | 311-1199 | Tier-2 | Tier-2---20 | 3--2 | 15 | 12 | 15.6056 | 49.38% | 48.09% | 2.529% | 0.61652 | 0 | 0 | 0.61652 | 0 | 0.56103 | 0.1596 | 3.5152 | 0.56103 | 0.1596 | 3.5152 | 0.62258 | 0.17711 | 3.5152 | 3.951% | 0.018336 | 0.016869 | 851.1013 | 60.6306 | 426.7234 | 363.7473 | 888.5622 | 0 | 0 | 888.5622 | 2.033e-05%
2027 | 311 | 311-14R | Tier-2 | Tier-2---14 | 3--4 | 14 | 12 | 278.652 | 16.28% | 83.57% | 0.1501% | 3.8883 | 0 | 0 | 3.8883 | 0 | 3.5383 | 0.1596 | 22.17 | 3.5383 | 0.1596 | 22.17 | 3.9265 | 0.17711 | 22.17 | 1.395% | 0.018935 | 0.017312 | 14715.9264 | 335.1634 | 11691.6167 | 2689.1463 | 15870.9462 | 0 | 0 | 15870.9462 | 0.0001282%
2027 | 311 | 311-43 | Tier-2 | Tier-2---15 | 3--4 | 195 | 79 | 159.8581 | 2.339% | 95.81% | 1.853% | 0.15148 | 0 | 0 | 0.15148 | 0 | 0.13785 | 1.0507 | 0.13119 | 0.13785 | 1.0507 | 0.13119 | 0.15297 | 1.166 | 0.13119 | 0.09476% | 0.027937 | 0.026805 | 5722.0498 | 17.0566 | 5016.8041 | 688.1891 | 5958.0032 | 0 | 0 | 5958.0032 | 4.995e-06%
2027 | 312 | 312-14F | Tier-2 | Tier-2---14 | 3--4 | 53 | 15 | 202.1236 | 0.1514% | 99.59% | 0.26% | 0.0086582 | 0 | 0 | 0.0086582 | 0 | 0.0078788 | 0.1995 | 0.039493 | 0.0078788 | 0.1995 | 0.039493 | 0.0087433 | 0.22139 | 0.039493 | 0.004284% | 0.018868 | 0.018334 | 10712.5091 | 15.0624 | 9630.1858 | 1067.2609 | 11024.0516 | 0 | 0 | 11024.0516 | 2.855e-07%
2027 | 315 | 315-1192F | Tier-2 | Tier-2---19 | 1--4 | 9 | 9 | 14.6681 | 98.1% | 0% | 1.899% | 1.439 | 0 | 0 | 1.439 | 0 | 1.3094 | 0.1197 | 10.9393 | 1.3094 | 0.1197 | 10.9393 | 1.4531 | 0.13283 | 10.9393 | 9.81% | 0.0015284 | 0.0013756 | 9597.0285 | 5451.7396 | 23.5265 | 4121.7625 | 9617.279 | 0 | 0 | 9617.279 | 4.745e-05%
2027 | 315 | 315-485AE | Tier-2 | Tier-2---14 | 2--5 | 39 | 34 | 209.8559 | 99.5% | 0% | 0.498% | 18.204 | 0 | 0 | 18.204 | 0 | 16.5654 | 0.4522 | 36.633 | 16.5654 | 0.4522 | 36.633 | 18.3829 | 0.50181 | 36.633 | 8.675% | 0.00637 | 0.0058147 | 32944.4153 | 11783.7746 | 42.3107 | 21118.3299 | 32960.0841 | 0 | 0 | 32960.0841 | 0.0006003%
2027 | 350 | 350-2182R | Tier-2 | Tier-2---13 | 4--3 | 15 | 8 | 302.428 | 99.27% | 0.6612% | 0.06922% | 16.0117 | 0 | 0 | 16.0117 | 0 | 14.5704 | 0.1064 | 136.9401 | 14.5704 | 0.1064 | 136.9401 | 16.169 | 0.11807 | 136.9401 | 5.294% | 0.068991 | 0.065311 | 4383.5865 | 700.445 | 25.9827 | 3657.1588 | 4385.3903 | 0 | 0 | 4385.3903 | 0.000528%
2027 | 350 | 350-2188R | Tier-2 | Tier-2---5 | 5--5 | 565 | 476 | 3602.0119 | 95.48% | 4.084% | 0.4314% | 289.7593 | 0 | 0 | 289.7593 | 0 | 263.677 | 6.3308 | 41.6499 | 263.677 | 6.3308 | 41.6499 | 292.6071 | 7.0254 | 41.6499 | 8.044% | 0.15121 | 0.13847 | 23821.2544 | 3643.7972 | 896.9251 | 19280.5321 | 23920.208 | 0 | 0 | 23920.208 | 0.009555%
2027 | 350 | 350-2192R | Tier-2 | Tier-2---2 | 5--5 | 826 | 709 | 13871.6222 | 98.14% | 1.698% | 0.1643% | 1168.497 | 0 | 0 | 1168.497 | 0 | 1063.3164 | 9.4297 | 112.7625 | 1063.3164 | 9.4297 | 112.7625 | 1179.981 | 10.4643 | 112.7625 | 8.424% | 0.18928 | 0.17303 | 73287.5708 | 12530.2712 | 1204.2381 | 59553.0615 | 73415.7482 | 0 | 0 | 73415.7482 | 0.03853%
2027 | 350 | 350-2196R | Tier-2 | Tier-2---5 | 5--5 | 807 | 711 | 5570.6857 | 96.99% | 2.589% | 0.4237% | 476.0154 | 0 | 0 | 476.0154 | 0 | 433.1675 | 9.4563 | 45.8073 | 433.1675 | 9.4563 | 45.8073 | 480.6936 | 10.4938 | 45.8073 | 8.545% | 0.19915 | 0.1816 | 27972.7323 | 4549.3249 | 680.341 | 22743.0664 | 28054.1459 | 0 | 0 | 28054.1459 | 0.0157%
2027 | 350 | 350-2201R | Tier-3 | Tier-3---4 | 5--5 | 361 | 297 | 13521.7454 | 99.28% | 0.6466% | 0.06915% | 1104.4919 | 0 | 0 | 1104.4919 | 0 | 1005.0725 | 3.9501 | 254.4424 | 1005.0725 | 3.9501 | 254.4424 | 1115.3468 | 4.3835 | 254.4424 | 8.168% | 0.1241 | 0.11389 | 108955.4794 | 20355.5322 | 658.7237 | 87941.2235 | 109025.3869 | 0 | 0 | 109025.3869 | 0.03642%
2027 | 350 | 350-41R | Tier-2 | Tier-2---3 | 5--5 | 475 | 373 | 11201.3889 | 98.88% | 1.023% | 0.1021% | 869.7107 | 0 | 0 | 869.7107 | 0 | 791.4249 | 4.9609 | 159.5326 | 791.4249 | 4.9609 | 159.5326 | 878.2581 | 5.5052 | 159.5326 | 7.764% | 0.12896 | 0.11884 | 86857.3846 | 16955.532 | 989.3213 | 68912.5314 | 86940.6349 | 0 | 0 | 86940.6349 | 0.02868%
2027 | 351 | 351-819R | Tier-2 | Tier-2---1 | 5--5 | 341 | 225 | 23517.4275 | 99.25% | 0.716% | 0.03401% | 1540.0982 | 0 | 0 | 1540.0982 | 0 | 1401.4684 | 2.9925 | 468.3272 | 1401.4684 | 2.9925 | 468.3272 | 1555.2342 | 3.3208 | 468.3272 | 6.549% | 0.14376 | 0.13427 | 163589.7091 | 37860.9824 | 1092.4816 | 124636.245 | 163676.3847 | 0 | 0 | 163676.3847 | 0.05079%
2027 | 351 | 351-871R | Tier-3 | Tier-3---6 | 5--5 | 110 | 83 | 9144.3124 | 99.73% | 0.2371% | 0.03256% | 688.1193 | 0 | 0 | 688.1193 | 0 | 626.1792 | 1.1039 | 567.2429 | 626.1792 | 1.1039 | 567.2429 | 694.8821 | 1.225 | 567.2429 | 7.525% | 0.11468 | 0.10603 | 79737.0821 | 12866.5749 | 173.3661 | 66697.1411 | 79754.6305 | 0 | 0 | 79754.6305 | 0.02269%
2027 | 352 | 352-27R | Tier-3 | Tier-3---2 | 5--5 | 359 | 279 | 18614.1823 | 99.36% | 0.5928% | 0.04664% | 1437.3667 | 0 | 0 | 1437.3667 | 0 | 1307.9841 | 3.7107 | 352.49 | 1307.9841 | 3.7107 | 352.49 | 1451.4931 | 4.1178 | 352.49 | 7.722% | 0.11814 | 0.10895 | 157566.7738 | 32189.8213 | 867.9223 | 124509.0302 | 157651.6792 | 0 | 0 | 157651.6792 | 0.0474%
2027 | 353 | 353-1429R | Tier-2 | Tier-2---6 | 5--5 | 204 | 161 | 9221.8022 | 97.49% | 2.457% | 0.05523% | 709.5156 | 0 | 0 | 709.5156 | 0 | 645.6495 | 2.1413 | 301.5224 | 645.6495 | 2.1413 | 301.5224 | 716.4887 | 2.3762 | 301.5224 | 7.694% | 0.12141 | 0.11183 | 75954.4937 | 16555.9174 | 1751.4473 | 57647.129 | 76117.9872 | 0 | 0 | 76117.9872 | 0.0234%
2027 | 353 | 353-593F | Tier-2 | Tier-2---7 | 5--5 | 56 | 46 | 2519.0591 | 99.18% | 0.76% | 0.05848% | 205.229 | 0 | 0 | 205.229 | 0 | 186.7556 | 0.6118 | 305.2561 | 186.7556 | 0.6118 | 305.2561 | 207.246 | 0.67892 | 305.2561 | 8.147% | 0.10537 | 0.096717 | 23906.1611 | 3846.0543 | 163.4883 | 19896.6185 | 23923.6731 | 0 | 0 | 23923.6731 | 0.006768%
2027 | 353 | 353-594F | Tier-2 | Tier-2---7 | 5--5 | 25 | 25 | 2215.6498 | 99.93% | 0.02983% | 0.0378% | 221.4151 | 0 | 0 | 221.4151 | 0 | 201.4848 | 0.3325 | 605.9695 | 201.4848 | 0.3325 | 605.9695 | 223.5912 | 0.36898 | 605.9695 | 9.993% | 0.10216 | 0.091941 | 21688.8427 | 3516.9498 | 6.7126 | 18165.1803 | 21690.4724 | 0 | 0 | 21690.4724 | 0.007301%
2027 | 353 | 353-900F | Tier-2 | Tier-2---8 | 5--5 | 28 | 25 | 1991.3582 | 88.69% | 11.27% | 0.03442% | 157.6982 | 0 | 0 | 157.6982 | 0 | 143.5032 | 0.3325 | 431.5888 | 143.5032 | 0.3325 | 431.5888 | 159.2481 | 0.36898 | 431.5888 | 7.919% | 0.10085 | 0.091848 | 19745.2341 | 2847.6968 | 2035.1188 | 14862.4185 | 19964.0918 | 0 | 0 | 19964.0918 | 0.0052%
2027 | 353 | 353-901F | Tier-2 | Tier-2---4 | 5--5 | 82 | 69 | 4555.6189 | 94.3% | 5.656% | 0.04182% | 361.4968 | 0 | 0 | 361.4968 | 0 | 328.9571 | 0.9177 | 358.4584 | 328.9571 | 0.9177 | 358.4584 | 365.0496 | 1.0184 | 358.4584 | 7.935% | 0.10618 | 0.097248 | 42903.6289 | 8030.1734 | 2213.8729 | 32659.5826 | 43128.2293 | 0 | 0 | 43128.2293 | 0.01192%
2027 | 353 | 353-902F | Tier-2 | Tier-2---11 | 5--3 | 11 | 11 | 465.1006 | 62.84% | 37.09% | 0.07221% | 29.2268 | 0 | 0 | 29.2268 | 0 | 26.596 | 0.1463 | 181.7909 | 26.596 | 0.1463 | 181.7909 | 29.514 | 0.16235 | 181.7909 | 6.284% | 0.098854 | 0.088969 | 4704.9245 | 482.7247 | 1590.8556 | 2631.3442 | 4899.1869 | 0 | 0 | 4899.1869 | 0.0009638%
2027 | 353 | 353-904R | Tier-2 | Tier-2---3 | 5--5 | 181 | 147 | 13534.4067 | 99.43% | 0.528% | 0.03951% | 1092.9655 | 0 | 0 | 1092.9655 | 0 | 994.5837 | 1.9551 | 508.7127 | 994.5837 | 1.9551 | 508.7127 | 1103.7071 | 2.1696 | 508.7127 | 8.075% | 0.12577 | 0.11556 | 107611.5055 | 19419.395 | 792.7842 | 87399.3263 | 107665.4852 | 0 | 0 | 107665.4852 | 0.03604%
2027 | 354 | 354-1706R | Tier-2 | Tier-2---1 | 5--5 | 481 | 327 | 20510.2592 | 99.17% | 0.7728% | 0.06052% | 1382.7374 | 0 | 0 | 1382.7374 | 0 | 1258.2722 | 4.3491 | 289.318 | 1258.2722 | 4.3491 | 289.318 | 1396.3269 | 4.8263 | 289.318 | 6.742% | 0.13939 | 0.12991 | 147143.8192 | 29557.6672 | 1212.8556 | 116373.2964 | 147233.2569 | 0 | 0 | 147233.2569 | 0.0456%
2027 | 354 | 354-24AE | Tier-2 | Tier-2---4 | 4--5 | 89 | 75 | 3653.654 | 88.54% | 11.39% | 0.07412% | 272.5948 | 0 | 0 | 272.5948 | 0 | 248.0576 | 0.9975 | 248.6794 | 248.0576 | 0.9975 | 248.6794 | 275.2739 | 1.1069 | 248.6794 | 7.461% | 0.080555 | 0.073766 | 45356.2427 | 6500.1683 | 4749.3039 | 34106.7705 | 45834.7454 | 0 | 0 | 45834.7454 | 0.008989%
2027 | 355 | 355-41R | Tier-2 | Tier-2---6 | 4--5 | 226 | 129 | 7500.5861 | 98.5% | 1.439% | 0.05987% | 421.7122 | 0 | 0 | 421.7122 | 0 | 383.7524 | 1.7157 | 223.6711 | 383.7524 | 1.7157 | 223.6711 | 425.8568 | 1.9039 | 223.6711 | 5.622% | 0.092253 | 0.086987 | 81304.346 | 12979.0487 | 1073.0006 | 67252.2967 | 81378.1331 | 0 | 0 | 81378.1331 | 0.01391%
2027 | 355 | 355-65R | Tier-2 | Tier-2---21 | 1--2 | 1 | 1 | 0.06699 | 46.11% | 0% | 53.89% | 0.0030886 | 0 | 0 | 0.0030886 | 0 | 0.0028106 | 0.0133 | 0.21132 | 0.0028106 | 0.0133 | 0.21132 | 0.003119 | 0.014759 | 0.21132 | 4.611% | 7.02e-05 | 6.318e-05 | 954.2713 | 72.5365 | 46.719 | 835.0158 | 1011.4154 | 0 | 0 | 1011.4154 | 1.019e-07%
2027 | 355 | 355-6R | Tier-2 | Tier-2---7 | 4--5 | 58 | 35 | 1698.7097 | 79.94% | 19.99% | 0.07228% | 81.9442 | 0 | 0 | 81.9442 | 0 | 74.5681 | 0.4655 | 160.1893 | 74.5681 | 0.4655 | 160.1893 | 82.7495 | 0.51657 | 160.1893 | 4.824% | 0.074333 | 0.069847 | 22852.699 | 2966.2426 | 4205.6125 | 15680.8438 | 23147.1148 | 0 | 0 | 23147.1148 | 0.002702%
2027 | 356 | 356-16R | Tier-2 | Tier-2---4 | 4--5 | 216 | 119 | 5437.4375 | 98.14% | 1.781% | 0.0775% | 293.9946 | 0 | 0 | 293.9946 | 0 | 267.5311 | 1.5827 | 169.0347 | 267.5311 | 1.5827 | 169.0347 | 296.884 | 1.7563 | 169.0347 | 5.407% | 0.090754 | 0.085754 | 59914.026 | 11488.6365 | 1202.6478 | 47222.7417 | 59978.9546 | 0 | 0 | 59978.9546 | 0.009695%
2027 | 356 | 356-19R | Tier-3 | Tier-3---8 | 5--5 | 736 | 429 | 16012.7864 | 97.76% | 2.145% | 0.09187% | 912.4735 | 0 | 0 | 912.4735 | 0 | 830.3385 | 5.7057 | 145.528 | 830.3385 | 5.7057 | 145.528 | 921.4413 | 6.3317 | 145.528 | 5.698% | 0.16775 | 0.15798 | 95453.8626 | 17291.24 | 1933.3613 | 76229.2613 | 95586.0373 | 0 | 0 | 95586.0373 | 0.03009%
2027 | 356 | 356-30AE | Tier-3 | Tier-3---6 | 5--5 | 730 | 400 | 9294.6751 | 95.41% | 4.438% | 0.1505% | 485.9291 | 0 | 0 | 485.9291 | 0 | 442.1888 | 5.32 | 83.1182 | 442.1888 | 5.32 | 83.1182 | 490.7048 | 5.9037 | 83.1182 | 5.228% | 0.14106 | 0.13333 | 65892.3901 | 11916.7444 | 2728.2388 | 51247.4069 | 66067.6569 | 0 | 0 | 66067.6569 | 0.01602%
2027 | 357 | 357-1147R | Tier-2 | Tier-2---10 | 5--4 | 40 | 22 | 1251.1758 | 99.06% | 0.8754% | 0.0621% | 68.1695 | 0 | 0 | 68.1695 | 0 | 62.0333 | 0.2926 | 212.0073 | 62.0333 | 0.2926 | 212.0073 | 68.8395 | 0.3247 | 212.0073 | 5.448% | 0.14287 | 0.13501 | 8757.5771 | 1409.6316 | 71.0463 | 7276.8992 | 8762.3557 | 0 | 0 | 8762.3557 | 0.002248%
2027 | 357 | 357-1299R | Tier-3 | Tier-3---9 | 5--5 | 48 | 44 | 5098.7328 | 99.68% | 0.2892% | 0.03002% | 465.8919 | 0 | 0 | 465.8919 | 0 | 423.9553 | 0.5852 | 724.4625 | 423.9553 | 0.5852 | 724.4625 | 470.4706 | 0.64941 | 724.4625 | 9.137% | 0.2409 | 0.21882 | 21164.9633 | 3980.007 | 56.5395 | 17128.4168 | 21171.7815 | 0 | 0 | 21171.7815 | 0.01536%
2027 | 357 | 357-2047F | Tier-2 | Tier-2---10 | 5--4 | 17 | 10 | 878.9304 | 95.49% | 4.482% | 0.03213% | 49.3677 | 0 | 0 | 49.3677 | 0 | 44.9239 | 0.133 | 337.7739 | 44.9239 | 0.133 | 337.7739 | 49.8529 | 0.14759 | 337.7739 | 5.617% | 0.14128 | 0.13297 | 6221.0361 | 965.311 | 255.5825 | 5000.1426 | 6238.5895 | 0 | 0 | 6238.5895 | 0.001628%
2027 | 357 | 357-2049F | Tier-3 | Tier-3---8 | 5--5 | 271 | 141 | 16869.708 | 98.79% | 1.184% | 0.02933% | 867.0712 | 0 | 0 | 867.0712 | 0 | 789.0229 | 1.8753 | 420.7451 | 789.0229 | 1.8753 | 420.7451 | 875.5927 | 2.0811 | 420.7451 | 5.14% | 0.18286 | 0.17335 | 92253.2607 | 17311.1307 | 1006.4282 | 73935.7018 | 92314.7071 | 0 | 0 | 92314.7071 | 0.02859%
2027 | 357 | 357-45R | Tier-3 | Tier-3---8 | 5--5 | 363 | 242 | 17696.7525 | 97.47% | 2.478% | 0.04808% | 1149.9849 | 0 | 0 | 1149.9849 | 0 | 1046.4706 | 3.2186 | 325.1324 | 1046.4706 | 3.2186 | 325.1324 | 1161.2869 | 3.5717 | 325.1324 | 6.498% | 0.18538 | 0.17302 | 95462.1405 | 19005.7771 | 2236.2758 | 74220.0876 | 95634.3657 | 0 | 0 | 95634.3657 | 0.03792%
2027 | 357 | 357-50R | Tier-3 | Tier-3---4 | 5--5 | 383 | 231 | 10432.4887 | 97.04% | 2.884% | 0.07824% | 610.5815 | 0 | 0 | 610.5815 | 0 | 555.6209 | 3.0723 | 180.8486 | 555.6209 | 3.0723 | 180.8486 | 616.5823 | 3.4094 | 180.8486 | 5.853% | 0.14913 | 0.14013 | 69957.169 | 13067.3057 | 1874.1098 | 55015.7535 | 70090.1606 | 0 | 0 | 70090.1606 | 0.02013%
2027 | 357 | 357-750R | Tier-2 | Tier-2---2 | 5--5 | 272 | 172 | 11757.6254 | 97.81% | 2.143% | 0.05143% | 727.1836 | 0 | 0 | 727.1836 | 0 | 661.7272 | 2.2876 | 289.2671 | 661.7272 | 2.2876 | 289.2671 | 734.3304 | 2.5386 | 289.2671 | 6.185% | 0.171 | 0.16019 | 68756.8371 | 13656.9609 | 1362.3102 | 53737.566 | 68858.6744 | 0 | 0 | 68858.6744 | 0.02398%
2027 | 358 | 358-1175F | Tier-2 | Tier-2---11 | 5--3 | 21 | 9 | 599.5834 | 97.21% | 2.746% | 0.04768% | 24.9785 | 0 | 0 | 24.9785 | 0 | 22.7301 | 0.1197 | 189.8923 | 22.7301 | 0.1197 | 189.8923 | 25.224 | 0.13283 | 189.8923 | 4.166% | 0.14195 | 0.13586 | 4224.0008 | 666.1443 | 106.9445 | 3450.912 | 4229.2849 | 0 | 0 | 4229.2849 | 0.0008237%
2027 | 358 | 358-33 | Tier-3 | Tier-3---15 | 5--4 | 14 | 13 | 1344.6436 | 99.66% | 0.3079% | 0.03174% | 124.4356 | 0 | 0 | 124.4356 | 0 | 113.2347 | 0.1729 | 654.9149 | 113.2347 | 0.1729 | 654.9149 | 125.6586 | 0.19187 | 654.9149 | 9.254% | 0.14298 | 0.1297 | 9404.72 | 1885.3527 | 29.6558 | 7489.7115 | 9407.9901 | 0 | 0 | 9407.9901 | 0.004103%
2027 | 358 | 358-682F | Tier-3 | Tier-3---3 | 5--5 | 344 | 227 | 37602.1184 | 98.59% | 1.386% | 0.02088% | 2446.3909 | 0 | 0 | 2446.3909 | 0 | 2226.1824 | 3.0191 | 737.3666 | 2226.1824 | 3.0191 | 737.3666 | 2470.4339 | 3.3503 | 737.3666 | 6.506% | 0.54241 | 0.50662 | 69323.599 | 12097.0224 | 871.8787 | 56354.6979 | 69392.5098 | 0 | 0 | 69392.5098 | 0.08067%
2027 | 387 | 387-15 | Tier-3 | Tier-3---16 | 4--5 | 140 | 38 | 1455.0528 | 89.01% | 10.72% | 0.2619% | 35.1557 | 0 | 0 | 35.1557 | 0 | 31.9912 | 0.5054 | 63.2988 | 31.9912 | 0.5054 | 63.2988 | 35.5012 | 0.56085 | 63.2988 | 2.416% | 0.072601 | 0.070631 | 20041.7181 | 3328.5132 | 2008.3795 | 14704.8254 | 20103.145 | 0 | 0 | 20103.145 | 0.001159%
2027 | 393 | 393-14R | Tier-2 | Tier-2---10 | 5--4 | 76 | 41 | 924.8041 | 18.79% | 81.02% | 0.1888% | 9.3732 | 0 | 0 | 9.3732 | 0 | 8.5294 | 0.5453 | 15.6418 | 8.5294 | 0.5453 | 15.6418 | 9.4653 | 0.60513 | 15.6418 | 1.014% | 0.10079 | 0.095355 | 9175.2809 | 449.6615 | 6823.2178 | 1902.4016 | 9600.1919 | 0 | 0 | 9600.1919 | 0.0003091%
2027 | 396 | 396-699R | Tier-2 | Tier-2---5 | 5--5 | 748 | 458 | 3136.9517 | 88.18% | 11.4% | 0.4202% | 169.3729 | 0 | 0 | 169.3729 | 0 | 154.127 | 6.0914 | 25.3024 | 154.127 | 6.0914 | 25.3024 | 171.0374 | 6.7597 | 25.3024 | 5.399% | 0.15664 | 0.14705 | 20026.8881 | 3486.3931 | 2134.8995 | 14405.5955 | 20181.2786 | 0 | 0 | 20181.2786 | 0.005585%
2027 | 401 | 401-684R | Tier-2 | Tier-2---21 | 4--1 | 2 | 1 | 1.5961 | 62.42% | 35.57% | 2.007% | 0.049818 | 0 | 0 | 0.049818 | 0 | 0.045333 | 0.0133 | 3.4085 | 0.045333 | 0.0133 | 3.4085 | 0.050307 | 0.014759 | 3.4085 | 3.121% | 0.030395 | 0.028875 | 52.5129 | 8.9983 | 14.8334 | 28.6812 | 53.5515 | 0 | 0 | 53.5515 | 1.643e-06%
2027 | 411 | 411-1873R | Tier-2 | Tier-2---7 | 4--5 | 342 | 193 | 1857.5393 | 97.83% | 1.797% | 0.3696% | 102.5551 | 0 | 0 | 102.5551 | 0 | 93.3238 | 2.5669 | 36.3566 | 93.3238 | 2.5669 | 36.3566 | 103.563 | 2.8485 | 36.3566 | 5.521% | 0.04682 | 0.044178 | 39673.886 | 7004.2078 | 901.7535 | 31767.9247 | 39725.2897 | 0 | 0 | 39725.2897 | 0.003382%
2027 | 411 | 411-30R | Tier-3 | Tier-3---6 | 5--5 | 856 | 494 | 6370.0414 | 98.47% | 1.262% | 0.272% | 361.9772 | 0 | 0 | 361.9772 | 0 | 329.3943 | 6.5702 | 50.1346 | 329.3943 | 6.5702 | 50.1346 | 365.5347 | 7.2911 | 50.1346 | 5.682% | 0.10309 | 0.097143 | 61789.3921 | 12748.9007 | 821.0259 | 48219.4655 | 61847.4471 | 0 | 0 | 61847.4471 | 0.01194%
2027 | 411 | 411-47R | Tier-2 | Tier-2---9 | 4--5 | 459 | 47 | 1350.4062 | 95.97% | 3.342% | 0.6845% | 13.271 | 0 | 0 | 13.271 | 0 | 12.0764 | 0.6251 | 19.3192 | 12.0764 | 0.6251 | 19.3192 | 13.4014 | 0.69368 | 19.3192 | 0.9827% | 0.063274 | 0.062626 | 21342.1296 | 4038.9634 | 957.9305 | 16345.2356 | 21351.0188 | 0 | 0 | 21351.0188 | 0.0004376%
2027 | 441 | 441-23R | Tier-3 | Tier-3---11 | 5--4 | 84 | 81 | 3518.0204 | 97.45% | 2.468% | 0.07959% | 330.5962 | 0 | 0 | 330.5962 | 0 | 300.838 | 1.0773 | 279.252 | 300.838 | 1.0773 | 279.252 | 333.8453 | 1.1955 | 279.252 | 9.397% | 0.54783 | 0.495 | 6421.7327 | 899.4842 | 135.0433 | 5387.2052 | 6439.1901 | 0 | 0 | 6439.1901 | 0.0109%
2027 | 441 | 441-279R | Tier-3 | Tier-3---18 | 5--2 | 49 | 49 | 582.1633 | 91.34% | 8.391% | 0.2732% | 53.1722 | 0 | 0 | 53.1722 | 0 | 48.3859 | 0.6517 | 74.2458 | 48.3859 | 0.6517 | 74.2458 | 53.6947 | 0.7232 | 74.2458 | 9.134% | 0.53527 | 0.48174 | 1087.6056 | 130.7987 | 72.799 | 884.0079 | 1098.0763 | 0 | 0 | 1098.0763 | 0.001753%
2027 | 441 | 441-27R | Tier-3 | Tier-3---9 | 5--4 | 133 | 119 | 4750.1268 | 98% | 1.916% | 0.08125% | 416.5218 | 0 | 0 | 416.5218 | 0 | 379.0292 | 1.5827 | 239.4827 | 379.0292 | 1.5827 | 239.4827 | 420.6154 | 1.7563 | 239.4827 | 8.769% | 0.55752 | 0.50764 | 8520.0828 | 1214.2934 | 144.8205 | 7160.9689 | 8536.8064 | 0 | 0 | 8536.8064 | 0.01374%
2027 | 441 | 441-30R | Tier-3 | Tier-3---9 | 5--4 | 101 | 97 | 5348.8774 | 98.57% | 1.364% | 0.06326% | 506.3705 | 0 | 0 | 506.3705 | 0 | 460.7902 | 1.2901 | 357.1742 | 460.7902 | 1.2901 | 357.1742 | 511.347 | 1.4316 | 357.1742 | 9.467% | 0.55519 | 0.50187 | 9634.2631 | 1376.8977 | 118.4218 | 8138.9436 | 9648.8756 | 0 | 0 | 9648.8756 | 0.0167%
2027 | 442 | 442-16R | Tier-3 | Tier-3---14 | 5--3 | 201 | 196 | 1834.9376 | 96.09% | 3.534% | 0.3793% | 171.9277 | 0 | 0 | 171.9277 | 0 | 156.4519 | 2.6068 | 60.0169 | 156.4519 | 2.6068 | 60.0169 | 173.6174 | 2.8928 | 60.0169 | 9.37% | 0.45792 | 0.41327 | 4007.1227 | 501.0309 | 121.8682 | 3384.2237 | 4024.0646 | 0 | 0 | 4024.0646 | 0.00567%
2027 | 442 | 442-46R | Tier-3 | Tier-3---19 | 5--1 | 3 | 3 | 88.141 | 1.745% | 98.17% | 0.08447% | 0.15379 | 0 | 0 | 0.15379 | 0 | 0.13995 | 0.0399 | 3.5075 | 0.13995 | 0.0399 | 3.5075 | 0.15531 | 0.044278 | 3.5075 | 0.1745% | 0.35092 | 0.31583 | 251.1714 | 0.81668 | 223.9277 | 26.427 | 278.5923 | 0 | 0 | 278.5923 | 5.072e-06%
2027 | 442 | 442-509R | Tier-3 | Tier-3---15 | 5--3 | 145 | 89 | 852.9261 | 84.92% | 14.72% | 0.3553% | 44.4597 | 0 | 0 | 44.4597 | 0 | 40.4578 | 1.1837 | 34.1791 | 40.4578 | 1.1837 | 34.1791 | 44.8967 | 1.3136 | 34.1791 | 5.213% | 0.36954 | 0.34686 | 2308.0588 | 278.8986 | 306.2936 | 1722.8667 | 2330.8123 | 0 | 0 | 2330.8123 | 0.001466%
2027 | 442 | 442-525 | Tier-3 | Tier-3---18 | 5--2 | 144 | 71 | 526.1263 | 57.95% | 41.57% | 0.4783% | 15.0335 | 0 | 0 | 15.0335 | 0 | 13.6802 | 0.9443 | 14.4872 | 13.6802 | 0.9443 | 14.4872 | 15.1812 | 1.0479 | 14.4872 | 2.857% | 0.36155 | 0.34372 | 1455.1925 | 118.5768 | 543.1524 | 793.4634 | 1486.9258 | 0 | 0 | 1486.9258 | 0.0004957%
2027 | 442 | 442-728R | Tier-3 | Tier-3---5 | 5--5 | 763 | 408 | 11572.221 | 88.48% | 11.4% | 0.1243% | 547.4938 | 0 | 0 | 547.4938 | 0 | 498.2119 | 5.4264 | 91.8126 | 498.2119 | 5.4264 | 91.8126 | 552.8745 | 6.0218 | 91.8126 | 4.731% | 0.35802 | 0.33887 | 32323.0144 | 5419.0959 | 3368.3532 | 23535.5653 | 32533.4442 | 0 | 0 | 32533.4442 | 0.01805%
2027 | 442 | 442-729 | Tier-3 | Tier-3---15 | 5--3 | 54 | 50 | 704.6091 | 96.62% | 3.132% | 0.2514% | 63.0339 | 0 | 0 | 63.0339 | 0 | 57.36 | 0.665 | 86.2557 | 57.36 | 0.665 | 86.2557 | 63.6534 | 0.73796 | 86.2557 | 8.946% | 0.36059 | 0.3272 | 1954.0299 | 229.5782 | 101.2201 | 1623.2315 | 1960.7769 | 0 | 0 | 1960.7769 | 0.002079%
2027 | 442 | 442-758F | Tier-3 | Tier-3---18 | 5--2 | 25 | 25 | 549.9829 | 98.93% | 0.9134% | 0.161% | 54.4074 | 0 | 0 | 54.4074 | 0 | 49.51 | 0.3325 | 148.9023 | 49.51 | 0.3325 | 148.9023 | 54.9421 | 0.36898 | 148.9023 | 9.893% | 0.35119 | 0.31607 | 1566.0749 | 220.1383 | 11.599 | 1334.3376 | 1567.9444 | 0 | 0 | 1567.9444 | 0.001794%
2027 | 442 | 442-764R | Tier-3 | Tier-3---18 | 5--2 | 74 | 50 | 474.7376 | 91.31% | 8.325% | 0.3651% | 29.2893 | 0 | 0 | 29.2893 | 0 | 26.6528 | 0.665 | 40.0795 | 26.6528 | 0.665 | 40.0795 | 29.5771 | 0.73796 | 40.0795 | 6.17% | 0.35448 | 0.33053 | 1339.2423 | 150.4184 | 101.5124 | 1087.3115 | 1347.6759 | 0 | 0 | 1347.6759 | 0.0009659%
2027 | 442 | 442-780 | Tier-3 | Tier-3---19 | 5--1 | 73 | 26 | 141.3846 | 51% | 48.51% | 0.49% | 2.5682 | 0 | 0 | 2.5682 | 0 | 2.337 | 0.3458 | 6.7584 | 2.337 | 0.3458 | 6.7584 | 2.5935 | 0.38374 | 6.7584 | 1.816% | 0.34601 | 0.33368 | 408.6195 | 29.4314 | 178.8179 | 200.3702 | 416.0139 | 0 | 0 | 416.0139 | 8.469e-05%
2027 | 444 | 444-15R | Tier-2 | Tier-2---13 | 5--3 | 122 | 84 | 333.8465 | 96.62% | 2.31% | 1.072% | 22.2086 | 0 | 0 | 22.2086 | 0 | 20.2096 | 1.1172 | 18.0895 | 20.2096 | 1.1172 | 18.0895 | 22.4269 | 1.2398 | 18.0895 | 6.652% | 0.14886 | 0.13861 | 2242.6726 | 267.3076 | 49.2808 | 1926.0842 | 2248.2819 | 0 | 0 | 2248.2819 | 0.0007324%
2027 | 444 | 444-43R | Tier-2 | Tier-2---5 | 5--5 | 403 | 354 | 3413.8137 | 97.67% | 1.995% | 0.3352% | 292.8867 | 0 | 0 | 292.8867 | 0 | 266.5229 | 4.7082 | 56.6083 | 266.5229 | 4.7082 | 56.6083 | 295.7652 | 5.2248 | 56.6083 | 8.579% | 0.2124 | 0.19375 | 16072.3576 | 2078.7289 | 404.7694 | 13588.8592 | 16108.4193 | 0 | 0 | 16108.4193 | 0.009658%
2027 | 444 | 444-9R | Tier-2 | Tier-2---11 | 5--3 | 465 | 363 | 571.2373 | 70.71% | 27.93% | 1.361% | 31.5311 | 0 | 0 | 31.5311 | 0 | 28.6929 | 4.8279 | 5.9431 | 28.6929 | 4.8279 | 5.9431 | 31.841 | 5.3576 | 5.9431 | 5.52% | 0.1488 | 0.13718 | 3839.0169 | 360.2149 | 1019.4785 | 2459.3235 | 3934.2351 | 0 | 0 | 3934.2351 | 0.00104%
2027 | 445 | 445-1311R | Tier-3 | Tier-3---5 | 5--5 | 337 | 275 | 9632.5907 | 94.96% | 4.965% | 0.07823% | 746.4038 | 0 | 0 | 746.4038 | 0 | 679.2172 | 3.6575 | 185.7054 | 679.2172 | 3.6575 | 185.7054 | 753.7394 | 4.0588 | 185.7054 | 7.749% | 0.53792 | 0.49403 | 17907.0399 | 2661.5807 | 811.6698 | 14433.7894 | 17987.2755 | 0 | 0 | 17987.2755 | 0.02461%
2027 | 445 | 445-1315 | Tier-2 | Tier-2---19 | 1--5 | 4 | 1 | 26.2494 | 99.59% | 0% | 0.4079% | 0.65356 | 0 | 0 | 0.65356 | 0 | 0.59473 | 0.0133 | 44.7164 | 0.59473 | 0.0133 | 44.7164 | 0.65998 | 0.014759 | 44.7164 | 2.49% | 0.000636 | 0.0006201 | 41272.5846 | 5558.0973 | 1215.1763 | 34499.311 | 41276.9017 | 0 | 0 | 41276.9017 | 2.155e-05%
2027 | 445 | 445-1323 | Tier-2 | Tier-2---18 | 3--3 | 8 | 8 | 78.5439 | 99.26% | 0.525% | 0.2138% | 7.7964 | 0 | 0 | 7.7964 | 0 | 7.0946 | 0.1064 | 66.6785 | 7.0946 | 0.1064 | 66.6785 | 7.873 | 0.11807 | 66.6785 | 9.926% | 0.025445 | 0.0229 | 3086.8349 | 448.9544 | 15.5572 | 2622.3233 | 3089.3688 | 0 | 0 | 3089.3688 | 0.0002571%
2027 | 445 | 445-1325F | Tier-2 | Tier-2---2 | 5--4 | 220 | 197 | 7250.7229 | 96.11% | 3.805% | 0.08959% | 623.982 | 0 | 0 | 623.982 | 0 | 567.8151 | 2.6201 | 216.7151 | 567.8151 | 2.6201 | 216.7151 | 630.1144 | 2.9076 | 216.7151 | 8.606% | 0.57356 | 0.5222 | 12641.5766 | 1855.057 | 431.2255 | 10355.2942 | 12690.001 | 0 | 0 | 12690.001 | 0.02058%
2027 | 445 | 445-17R | Tier-2 | Tier-2---8 | 5--3 | 97 | 73 | 1603.5562 | 88.72% | 11.16% | 0.1231% | 107.0683 | 0 | 0 | 107.0683 | 0 | 97.4307 | 0.9709 | 100.3509 | 97.4307 | 0.9709 | 100.3509 | 108.1205 | 1.0774 | 100.3509 | 6.677% | 0.53426 | 0.49406 | 3001.4248 | 392.7995 | 299.0437 | 2309.5816 | 3028.9757 | 0 | 0 | 3028.9757 | 0.003531%
2027 | 445 | 445-18R | Tier-2 | Tier-2---2 | 5--5 | 526 | 439 | 10619.7967 | 95.69% | 4.18% | 0.1317% | 848.1098 | 0 | 0 | 848.1098 | 0 | 771.7683 | 5.8387 | 132.1816 | 771.7683 | 5.8387 | 132.1816 | 856.4449 | 6.4793 | 132.1816 | 7.986% | 0.6048 | 0.55432 | 17559.3271 | 2475.3162 | 661.1087 | 14422.9022 | 17628.2752 | 0 | 0 | 17628.2752 | 0.02797%
2027 | 445 | 445-19R | Tier-2 | Tier-2---8 | 5--3 | 238 | 220 | 1766.7037 | 84.73% | 14.9% | 0.3714% | 138.3664 | 0 | 0 | 138.3664 | 0 | 125.9115 | 2.926 | 43.032 | 125.9115 | 2.926 | 43.032 | 139.7262 | 3.247 | 43.032 | 7.832% | 0.56527 | 0.51302 | 3125.4156 | 351.5514 | 420.2841 | 2353.5801 | 3174.0345 | 0 | 0 | 3174.0345 | 0.004563%
2027 | 445 | 445-39R | Tier-2 | Tier-2---5 | 5--4 | 246 | 197 | 3678.5807 | 87.54% | 12.33% | 0.1304% | 257.8827 | 0 | 0 | 257.8827 | 0 | 234.6697 | 2.6201 | 89.5652 | 234.6697 | 2.6201 | 89.5652 | 260.4171 | 2.9076 | 89.5652 | 7.01% | 0.48997 | 0.45073 | 7507.8253 | 962.2168 | 887.8643 | 5657.7442 | 7589.2553 | 0 | 0 | 7589.2553 | 0.008504%
2027 | 445 | 445-894R | Tier-2 | Tier-2---5 | 5--4 | 587 | 511 | 4421.0024 | 88.12% | 11.51% | 0.3702% | 339.1443 | 0 | 0 | 339.1443 | 0 | 308.6167 | 6.7963 | 45.4095 | 308.6167 | 6.7963 | 45.4095 | 342.4774 | 7.542 | 45.4095 | 7.671% | 0.63526 | 0.57996 | 6959.394 | 786.5248 | 728.3164 | 5444.5527 | 7038.2214 | 0 | 0 | 7038.2214 | 0.01118%
2027 | 445 | 445-897R | Tier-2 | Tier-2---10 | 5--3 | 25 | 22 | 1351.7747 | 97.24% | 2.711% | 0.04647% | 115.6761 | 0 | 0 | 115.6761 | 0 | 105.2637 | 0.2926 | 359.7531 | 105.2637 | 0.2926 | 359.7531 | 116.813 | 0.3247 | 359.7531 | 8.557% | 0.75637 | 0.68981 | 1787.1928 | 255.4993 | 53.1623 | 1478.5313 | 1791.9478 | 0 | 0 | 1791.9478 | 0.003815%
2027 | 448 | 448-1196F | Tier-3 | Tier-3---20 | 1--5 | 4 | 4 | 16.696 | 99.41% | 0% | 0.5907% | 1.6597 | 0 | 0 | 1.6597 | 0 | 1.5103 | 0.0532 | 28.3898 | 1.5103 | 0.0532 | 28.3898 | 1.676 | 0.059037 | 28.3898 | 9.941% | 0.0002432 | 0.00021888 | 68651.2414 | 9671.9172 | 309.329 | 58669.9952 | 68696.2988 | 0 | 0 | 68696.2988 | 5.473e-05%
2027 | 448 | 448-1234R | Tier-3 | Tier-3---15 | 5--3 | 51 | 45 | 1211.6194 | 97.39% | 2.475% | 0.1351% | 104.1172 | 0 | 0 | 104.1172 | 0 | 94.7452 | 0.5985 | 158.3045 | 94.7452 | 0.5985 | 158.3045 | 105.1404 | 0.66417 | 158.3045 | 8.593% | 0.62101 | 0.56621 | 1951.0598 | 272.2597 | 44.6636 | 1634.1365 | 1955.988 | 0 | 0 | 1955.988 | 0.003433%
2027 | 448 | 448-47R | Tier-3 | Tier-3---14 | 5--3 | 184 | 154 | 2612.2711 | 91.91% | 7.885% | 0.2065% | 200.9452 | 0 | 0 | 200.9452 | 0 | 182.8574 | 2.0482 | 89.2772 | 182.8574 | 2.0482 | 89.2772 | 202.9201 | 2.2729 | 89.2772 | 7.692% | 0.62882 | 0.57619 | 4154.2404 | 551.1168 | 295.8527 | 3307.2709 | 4184.943 | 0 | 0 | 4184.943 | 0.006626%
2027 | 448 | 448-714R | Tier-3 | Tier-3---14 | 5--3 | 314 | 213 | 2119.752 | 55.7% | 43.96% | 0.3458% | 80.0895 | 0 | 0 | 80.0895 | 0 | 72.8803 | 2.8329 | 25.7264 | 72.8803 | 2.8329 | 25.7264 | 80.8766 | 3.1437 | 25.7264 | 3.778% | 0.46343 | 0.43199 | 4574.0639 | 348.1722 | 1808.8383 | 2417.0534 | 4721.5263 | 0 | 0 | 4721.5263 | 0.002641%
2027 | 448 | 448-724R | Tier-3 | Tier-3---18 | 5--2 | 202 | 151 | 520.639 | 76.18% | 22.78% | 1.038% | 29.6503 | 0 | 0 | 29.6503 | 0 | 26.9813 | 2.0083 | 13.4349 | 26.9813 | 2.0083 | 13.4349 | 29.9417 | 2.2286 | 13.4349 | 5.695% | 0.55035 | 0.50921 | 946.0153 | 77.3726 | 193.0689 | 675.5738 | 964.2176 | 0 | 0 | 964.2176 | 0.0009778%
2027 | 448 | 448-735R | Tier-3 | Tier-3---18 | 5--2 | 170 | 140 | 630.7627 | 79.12% | 20.09% | 0.7869% | 41.1002 | 0 | 0 | 41.1002 | 0 | 37.4006 | 1.862 | 20.0863 | 37.4006 | 1.862 | 20.0863 | 41.5041 | 2.0663 | 20.0863 | 6.516% | 0.54202 | 0.49738 | 1163.7353 | 117.1961 | 208.0615 | 838.4777 | 1185.5396 | 0 | 0 | 1185.5396 | 0.001355%
2027 | 448 | 448-744R | Tier-3 | Tier-3---7 | 5--5 | 717 | 493 | 9104.5616 | 91.68% | 8.126% | 0.1928% | 573.9427 | 0 | 0 | 573.9427 | 0 | 522.2801 | 6.5569 | 79.6535 | 522.2801 | 6.5569 | 79.6535 | 579.5834 | 7.2763 | 79.6535 | 6.304% | 0.49442 | 0.46042 | 18414.705 | 2487.6549 | 1363.4523 | 14563.5979 | 18527.8082 | 0 | 0 | 18527.8082 | 0.01893%
2027 | 448 | 448-9R | Tier-3 | Tier-3---9 | 5--4 | 413 | 303 | 5644.8109 | 93.43% | 6.384% | 0.1906% | 386.9071 | 0 | 0 | 386.9071 | 0 | 352.0802 | 4.0299 | 87.367 | 352.0802 | 4.0299 | 87.367 | 390.7096 | 4.472 | 87.367 | 6.854% | 0.54394 | 0.50403 | 10377.639 | 1411.4395 | 624.4235 | 8341.776 | 10431.659 | 0 | 0 | 10431.659 | 0.01276%
2027 | 449 | 449-13R | Tier-3 | Tier-3---7 | 5--5 | 557 | 418 | 6729.9647 | 90.49% | 9.346% | 0.1629% | 457.0253 | 0 | 0 | 457.0253 | 0 | 415.8868 | 5.5594 | 74.8079 | 415.8868 | 5.5594 | 74.8079 | 461.5169 | 6.1694 | 74.8079 | 6.791% | 0.28234 | 0.26115 | 23836.2998 | 3539.8627 | 2045.1194 | 18251.3177 | 24020.1927 | 0 | 0 | 24020.1927 | 0.01507%
2027 | 449 | 449-16R | Tier-3 | Tier-3---15 | 5--4 | 72 | 55 | 1495.5065 | 96.97% | 2.927% | 0.1006% | 110.7812 | 0 | 0 | 110.7812 | 0 | 100.8093 | 0.7315 | 137.8119 | 100.8093 | 0.7315 | 137.8119 | 111.8699 | 0.81176 | 137.8119 | 7.408% | 0.23738 | 0.21925 | 6300.0313 | 977.5714 | 169.5858 | 5152.8741 | 6315.8076 | 0 | 0 | 6315.8076 | 0.003653%
2027 | 449 | 449-683 | Tier-3 | Tier-3---18 | 5--3 | 26 | 26 | 625.3129 | 96.7% | 3.156% | 0.1473% | 60.4656 | 0 | 0 | 60.4656 | 0 | 55.0229 | 0.3458 | 159.1178 | 55.0229 | 0.3458 | 159.1178 | 61.0599 | 0.38374 | 159.1178 | 9.67% | 0.34581 | 0.31123 | 1808.2683 | 247.0492 | 45.475 | 1515.7441 | 1814.9055 | 0 | 0 | 1814.9055 | 0.001994%
2027 | 449 | 449-693R | Tier-3 | Tier-3---9 | 5--5 | 165 | 130 | 5260.7056 | 98.77% | 1.153% | 0.07468% | 409.3932 | 0 | 0 | 409.3932 | 0 | 372.5423 | 1.729 | 215.467 | 372.5423 | 1.729 | 215.467 | 413.4167 | 1.9187 | 215.467 | 7.782% | 0.26107 | 0.2405 | 20150.463 | 3063.9091 | 212.3063 | 16874.2476 | 20171.613 | 0 | 0 | 20171.613 | 0.0135%
2027 | 449 | 449-6R | Tier-3 | Tier-3---14 | 5--4 | 161 | 123 | 2320.0162 | 95.55% | 4.318% | 0.1352% | 169.3511 | 0 | 0 | 169.3511 | 0 | 154.1072 | 1.6359 | 94.2034 | 154.1072 | 1.6359 | 94.2034 | 171.0155 | 1.8154 | 94.2034 | 7.3% | 0.24779 | 0.22886 | 9362.9076 | 1355.2687 | 401.1593 | 7606.4796 | 9397.3935 | 0 | 0 | 9397.3935 | 0.005585%
2027 | 450 | 450-1850 | Tier-2 | Tier-2---13 | 4--3 | 18 | 15 | 296.7138 | 97.11% | 2.719% | 0.1664% | 24.0127 | 0 | 0 | 24.0127 | 0 | 21.8513 | 0.1995 | 109.5302 | 21.8513 | 0.1995 | 109.5302 | 24.2487 | 0.22139 | 109.5302 | 8.093% | 0.073712 | 0.06757 | 4025.2898 | 636.7638 | 101.4909 | 3287.0352 | 4035.848 | 0 | 0 | 4035.848 | 0.0007919%
2027 | 450 | 450-1851F | Tier-2 | Tier-2---3 | 5--5 | 209 | 126 | 8274.1225 | 99.23% | 0.7168% | 0.05235% | 494.986 | 0 | 0 | 494.986 | 0 | 450.4305 | 1.6758 | 268.7855 | 450.4305 | 1.6758 | 268.7855 | 499.8507 | 1.8597 | 268.7855 | 5.982% | 0.099477 | 0.09348 | 83176.2362 | 24640.5992 | 545.9556 | 57989.6815 | 83217.2791 | 0 | 0 | 83217.2791 | 0.01632%
2027 | 450 | 450-1853F | Tier-2 | Tier-2---10 | 4--4 | 44 | 22 | 792.2018 | 92.77% | 7.138% | 0.09408% | 36.7456 | 0 | 0 | 36.7456 | 0 | 33.438 | 0.2926 | 114.2789 | 33.438 | 0.2926 | 114.2789 | 37.1067 | 0.3247 | 114.2789 | 4.638% | 0.075291 | 0.071527 | 10521.8374 | 1586.5914 | 691.3436 | 8243.9024 | 10561.8854 | 0 | 0 | 10561.8854 | 0.001212%
2027 | 450 | 450-1854 | Tier-2 | Tier-2---9 | 4--4 | 70 | 41 | 1132.2887 | 95.25% | 4.625% | 0.1242% | 63.1703 | 0 | 0 | 63.1703 | 0 | 57.4841 | 0.5453 | 105.4174 | 57.4841 | 0.5453 | 105.4174 | 63.7911 | 0.60513 | 105.4174 | 5.579% | 0.079085 | 0.074453 | 14317.3642 | 2563.412 | 613.0615 | 11140.8906 | 14359.6659 | 0 | 0 | 14359.6659 | 0.002083%
2027 | 450 | 450-50R | Tier-2 | Tier-2---11 | 4--4 | 18 | 5 | 537.0702 | 32.53% | 67.41% | 0.0594% | 4.8529 | 0 | 0 | 4.8529 | 0 | 4.4161 | 0.0665 | 66.4076 | 4.4161 | 0.0665 | 66.4076 | 4.9006 | 0.073796 | 66.4076 | 0.9036% | 0.071801 | 0.069806 | 7480.0024 | 403.5755 | 4618.5943 | 2457.8325 | 7624.1968 | 0 | 0 | 7624.1968 | 0.00016%
2027 | 452 | 452-1403 | Tier-2 | Tier-2---15 | 1--5 | 5 | 5 | 137.227 | 99.9% | 0% | 0.1049% | 13.7083 | 0 | 0 | 13.7083 | 0 | 12.4744 | 0.0665 | 187.5847 | 12.4744 | 0.0665 | 187.5847 | 13.843 | 0.073796 | 187.5847 | 9.99% | 0.0007938 | 0.00071442 | 172873.5238 | 28023.5372 | 18.7375 | 144831.2491 | 172893.6672 | 0 | 0 | 172893.6672 | 0.000452%
2027 | 452 | 452-1404F | Tier-2 | Tier-2---12 | 1--5 | 20 | 19 | 625.5425 | 99.9% | 0% | 0.09615% | 59.3694 | 0 | 0 | 59.3694 | 0 | 54.0253 | 0.2527 | 213.7925 | 54.0253 | 0.2527 | 213.7925 | 59.9529 | 0.28043 | 213.7925 | 9.491% | 0.0036434 | 0.0032973 | 171691.9583 | 40882.2121 | 22.2295 | 130787.5168 | 171709.2867 | 0 | 0 | 171709.2867 | 0.001958%
2027 | 452 | 452-1405 | Tier-2 | Tier-2---15 | 1--5 | 12 | 10 | 181.2174 | 99.84% | 0% | 0.161% | 15.0771 | 0 | 0 | 15.0771 | 0 | 13.72 | 0.133 | 103.1579 | 13.72 | 0.133 | 103.1579 | 15.2253 | 0.14759 | 103.1579 | 8.32% | 0.001513 | 0.0013869 | 119773.5584 | 22556.6664 | 21.4776 | 97195.4144 | 119791.0842 | 0 | 0 | 119791.0842 | 0.0004972%
2027 | 452 | 452-38AE | Tier-2 | Tier-2---4 | 2--5 | 71 | 58 | 2823.7515 | 99.93% | 0% | 0.06613% | 230.5201 | 0 | 0 | 230.5201 | 0 | 209.7702 | 0.7714 | 271.9345 | 209.7702 | 0.7714 | 271.9345 | 232.7857 | 0.85604 | 271.9345 | 8.164% | 0.011395 | 0.010464 | 247801.8355 | 52326.7791 | 24.6712 | 195450.3852 | 247816.4128 | 0 | 0 | 247816.4128 | 0.007602%
2027 | 454 | 454-1814 | Tier-2 | Tier-2---20 | 4--2 | 3 | 3 | 39.0262 | 97.23% | 2.586% | 0.1833% | 3.7945 | 0 | 0 | 3.7945 | 0 | 3.453 | 0.0399 | 86.541 | 3.453 | 0.0399 | 86.541 | 3.8318 | 0.044278 | 86.541 | 9.723% | 0.072066 | 0.064859 | 541.534 | 85.8986 | 12.987 | 442.6484 | 543.2003 | 0 | 0 | 543.2003 | 0.0001251%
2027 | 454 | 454-48F | Tier-2 | Tier-2---4 | 4--5 | 53 | 41 | 3441.1661 | 99.7% | 0.2542% | 0.04705% | 265.4015 | 0 | 0 | 265.4015 | 0 | 241.5117 | 0.5453 | 442.8972 | 241.5117 | 0.5453 | 442.8972 | 268.0098 | 0.60513 | 442.8972 | 7.713% | 0.085487 | 0.078874 | 40253.7717 | 13127.3131 | 90.5163 | 27035.9424 | 40263.9391 | 0 | 0 | 40263.9391 | 0.008752%
2027 | 454 | 454-49F | Tier-2 | Tier-2---13 | 4--3 | 52 | 1 | 292.9743 | 76.06% | 23.59% | 0.3558% | 0.42851 | 0 | 0 | 0.42851 | 0 | 0.38994 | 0.0133 | 29.3187 | 0.38994 | 0.0133 | 29.3187 | 0.43272 | 0.014759 | 29.3187 | 0.1463% | 0.077203 | 0.077055 | 3794.8464 | 847.9473 | 816.929 | 2129.9701 | 3796.5972 | 0 | 0 | 3796.5972 | 1.413e-05%
2027 | 463 | 463-1136F | Tier-2 | Tier-2---18 | 4--2 | 11 | 10 | 88.0149 | 97.35% | 2.233% | 0.4157% | 7.7894 | 0 | 0 | 7.7894 | 0 | 7.0883 | 0.133 | 53.2952 | 7.0883 | 0.133 | 53.2952 | 7.866 | 0.14759 | 53.2952 | 8.85% | 0.060434 | 0.05494 | 1456.3858 | 230.2642 | 26.4999 | 1199.6216 | 1460.2434 | 0 | 0 | 1460.2434 | 0.0002569%
2027 | 463 | 463-1229 | Tier-2 | Tier-2---9 | 5--4 | 231 | 198 | 1378.3182 | 99.02% | 0.574% | 0.4088% | 116.9805 | 0 | 0 | 116.9805 | 0 | 106.4506 | 2.6334 | 40.4233 | 106.4506 | 2.6334 | 40.4233 | 118.1302 | 2.9223 | 40.4233 | 8.487% | 0.096723 | 0.088432 | 14250.1892 | 3311.1583 | 71.0827 | 10867.9482 | 14263.3187 | 0 | 0 | 14263.3187 | 0.003858%
2027 | 470 | 470-40AE | Tier-2 | Tier-2---4 | 4--5 | 142 | 125 | 5264.9688 | 98.33% | 1.599% | 0.07273% | 455.719 | 0 | 0 | 455.719 | 0 | 414.6981 | 1.6625 | 249.4426 | 414.6981 | 1.6625 | 249.4426 | 460.1978 | 1.8449 | 249.4426 | 8.656% | 0.091034 | 0.08302 | 57835.1917 | 10044.8198 | 839.6266 | 46950.7453 | 57928.5003 | 0 | 0 | 57928.5003 | 0.01503%
2027 | 470 | 470-47R | Tier-3 | Tier-3---2 | 5--5 | 534 | 475 | 16740.3912 | 99.37% | 0.5365% | 0.09319% | 1479.703 | 0 | 0 | 1479.703 | 0 | 1346.5096 | 6.3175 | 213.1397 | 1346.5096 | 6.3175 | 213.1397 | 1494.2454 | 7.0106 | 213.1397 | 8.839% | 0.16225 | 0.14782 | 103174.1084 | 18151.9385 | 504.5592 | 84517.6107 | 103237.5416 | 0 | 0 | 103237.5416 | 0.0488%
2027 | 471 | 471-36F | Tier-2 | Tier-2---4 | 4--5 | 128 | 21 | 4253.6671 | 94.96% | 4.983% | 0.06005% | 66.2676 | 0 | 0 | 66.2676 | 0 | 60.3026 | 0.2793 | 215.9064 | 60.3026 | 0.2793 | 215.9064 | 66.9189 | 0.30994 | 215.9064 | 1.558% | 0.093079 | 0.091552 | 45699.6343 | 7333.0142 | 2085.1053 | 36281.5148 | 45738.0729 | 0 | 0 | 45738.0729 | 0.002185%
2027 | 500 | 500-1531 | Tier-2 | Tier-2---10 | 4--4 | 20 | 16 | 800.5503 | 21.6% | 78.32% | 0.07823% | 13.8344 | 0 | 0 | 13.8344 | 0 | 12.5891 | 0.2128 | 59.1593 | 12.5891 | 0.2128 | 59.1593 | 13.9703 | 0.23615 | 59.1593 | 1.728% | 0.071178 | 0.065484 | 11247.1911 | 406.5986 | 8046.836 | 2793.7565 | 12013.9429 | 0 | 0 | 12013.9429 | 0.0004562%
2027 | 501 | 501-786 | Tier-2 | Tier-2---14 | 2--5 | 23 | 22 | 204.0835 | 99.63% | 0% | 0.368% | 19.4492 | 0 | 0 | 19.4492 | 0 | 17.6985 | 0.2926 | 60.487 | 17.6985 | 0.2926 | 60.487 | 19.6403 | 0.3247 | 60.487 | 9.53% | 0.0050324 | 0.004551 | 40553.9202 | 6567.6362 | 21.2746 | 33965.0094 | 40569.7066 | 0 | 0 | 40569.7066 | 0.0006414%
2027 | 504 | 504-2501R | Tier-2 | Tier-2---9 | 3--5 | 154 | 23 | 733.6834 | 99.51% | 0% | 0.4917% | 10.9037 | 0 | 0 | 10.9037 | 0 | 9.9222 | 0.3059 | 32.4363 | 9.9222 | 0.3059 | 32.4363 | 11.0109 | 0.33946 | 32.4363 | 1.486% | 0.021593 | 0.02127 | 33978.4661 | 5431.2856 | 538.4348 | 28008.7457 | 33980.9991 | 0 | 0 | 33980.9991 | 0.0003596%
2027 | 520 | 520-1045R | Tier-2 | Tier-2---5 | 5--4 | 180 | 156 | 2978.814 | 97.34% | 2.471% | 0.184% | 251.3089 | 0 | 0 | 251.3089 | 0 | 228.6876 | 2.0748 | 110.2216 | 228.6876 | 2.0748 | 110.2216 | 253.7787 | 2.3024 | 110.2216 | 8.437% | 0.26824 | 0.24499 | 11105.2066 | 1577.7553 | 240.9549 | 9286.4963 | 11133.1875 | 0 | 0 | 11133.1875 | 0.008287%
2027 | 520 | 520-10R | Tier-2 | Tier-2---7 | 4--5 | 155 | 112 | 1478.7446 | 97.97% | 1.759% | 0.2664% | 104.6866 | 0 | 0 | 104.6866 | 0 | 95.2634 | 1.4896 | 63.9524 | 95.2634 | 1.4896 | 63.9524 | 105.7155 | 1.653 | 63.9524 | 7.079% | 0.046043 | 0.042716 | 32116.3215 | 6760.2491 | 666.312 | 24689.7604 | 32166.9954 | 0 | 0 | 32166.9954 | 0.003452%
2027 | 520 | 520-1489R | Tier-2 | Tier-2---8 | 5--5 | 408 | 329 | 2637.9338 | 96.76% | 2.798% | 0.4462% | 205.8159 | 0 | 0 | 205.8159 | 0 | 187.2897 | 4.3757 | 42.8022 | 187.2897 | 4.3757 | 42.8022 | 207.8387 | 4.8558 | 42.8022 | 7.802% | 0.13822 | 0.12707 | 19085.4238 | 2512.9913 | 492.8345 | 16079.598 | 19139.7224 | 0 | 0 | 19139.7224 | 0.006787%
2027 | 520 | 520-1509R | Tier-2 | Tier-2---5 | 5--4 | 401 | 276 | 3413.9118 | 92.72% | 6.994% | 0.2858% | 217.8673 | 0 | 0 | 217.8673 | 0 | 198.2563 | 3.6708 | 54.009 | 198.2563 | 3.6708 | 54.009 | 220.0085 | 4.0735 | 54.009 | 6.382% | 0.28561 | 0.26595 | 11953.1797 | 1649.8318 | 753.7764 | 9549.5714 | 12017.4971 | 0 | 0 | 12017.4971 | 0.007184%
2027 | 520 | 520-1525R | Tier-2 | Tier-2---8 | 5--5 | 145 | 129 | 1632.8033 | 98.29% | 1.436% | 0.2778% | 142.774 | 0 | 0 | 142.774 | 0 | 129.9224 | 1.7157 | 75.7256 | 129.9224 | 1.7157 | 75.7256 | 144.1772 | 1.9039 | 75.7256 | 8.744% | 0.099044 | 0.090232 | 16485.7021 | 3352.5642 | 292.1155 | 12841.0224 | 16513.2883 | 0 | 0 | 16513.2883 | 0.004708%
2027 | 520 | 520-1527R | Tier-3 | Tier-3---7 | 5--5 | 249 | 205 | 6763.0006 | 96.72% | 3.176% | 0.1068% | 538.5174 | 0 | 0 | 538.5174 | 0 | 490.0435 | 2.7265 | 179.7336 | 490.0435 | 2.7265 | 179.7336 | 543.8099 | 3.0256 | 179.7336 | 7.963% | 0.27105 | 0.24873 | 24951.4497 | 4456.278 | 731.2619 | 19763.9099 | 25024.926 | 0 | 0 | 25024.926 | 0.01776%
2027 | 520 | 520-1902R | Tier-2 | Tier-2---9 | 4--4 | 408 | 201 | 748.333 | 77.34% | 21.7% | 0.962% | 28.5115 | 0 | 0 | 28.5115 | 0 | 25.9451 | 2.6733 | 9.7053 | 25.9451 | 2.6733 | 9.7053 | 28.7917 | 2.9666 | 9.7053 | 3.81% | 0.058932 | 0.056029 | 12698.2886 | 2074.7299 | 2551.2719 | 8072.2868 | 12847.4075 | 0 | 0 | 12847.4075 | 0.0009402%
2027 | 520 | 520-1904 | Tier-3 | Tier-3---13 | 4--5 | 276 | 149 | 2084.5359 | 96.48% | 3.265% | 0.2521% | 108.5766 | 0 | 0 | 108.5766 | 0 | 98.8032 | 1.9817 | 49.8578 | 98.8032 | 1.9817 | 49.8578 | 109.6436 | 2.1991 | 49.8578 | 5.209% | 0.05278 | 0.04993 | 39495.106 | 6591.0687 | 1215.4691 | 31688.5681 | 39574.3799 | 0 | 0 | 39574.3799 | 0.00358%
2027 | 520 | 520-1936 | Tier-3 | Tier-3---20 | 1--5 | 4 | 3 | 63.7111 | 99.77% | 0% | 0.2279% | 4.7674 | 0 | 0 | 4.7674 | 0 | 4.3383 | 0.0399 | 108.7296 | 4.3383 | 0.0399 | 108.7296 | 4.8143 | 0.044278 | 108.7296 | 7.483% | 0.0006668 | 0.00061679 | 95547.5888 | 14906.0915 | 19.7801 | 80621.7172 | 95565.2438 | 0 | 0 | 95565.2438 | 0.0001572%
2027 | 520 | 520-22R | Tier-2 | Tier-2---14 | 4--4 | 113 | 54 | 258.296 | 74.72% | 24.53% | 0.7505% | 9.2233 | 0 | 0 | 9.2233 | 0 | 8.3931 | 0.7182 | 11.6863 | 8.3931 | 0.7182 | 11.6863 | 9.314 | 0.797 | 11.6863 | 3.571% | 0.036011 | 0.03429 | 7172.7783 | 1320.6919 | 1869.4908 | 3982.5956 | 7263.7681 | 0 | 0 | 7263.7681 | 0.0003042%
2027 | 520 | 520-35R | Tier-3 | Tier-3---9 | 5--5 | 306 | 275 | 4997.7942 | 96.49% | 3.313% | 0.193% | 433.4028 | 0 | 0 | 433.4028 | 0 | 394.3906 | 3.6575 | 107.8307 | 394.3906 | 3.6575 | 107.8307 | 437.6622 | 4.0588 | 107.8307 | 8.672% | 0.28544 | 0.25979 | 17509.0395 | 2720.8213 | 525.8469 | 14262.3712 | 17569.648 | 0 | 0 | 17569.648 | 0.01429%
2027 | 520 | 520-45 | Tier-2 | Tier-2---8 | 5--5 | 219 | 176 | 2044.6463 | 97.57% | 2.13% | 0.298% | 160.3287 | 0 | 0 | 160.3287 | 0 | 145.8969 | 2.3408 | 62.3278 | 145.8969 | 2.3408 | 62.3278 | 161.9044 | 2.5976 | 62.3278 | 7.841% | 0.10446 | 0.096067 | 19573.1854 | 2561.9074 | 366.8903 | 16644.3877 | 19614.7179 | 0 | 0 | 19614.7179 | 0.005287%
2027 | 521 | 521-14R | Tier-3 | Tier-3---5 | 5--5 | 315 | 264 | 11350.2874 | 96.69% | 3.233% | 0.07621% | 919.7864 | 0 | 0 | 919.7864 | 0 | 836.9931 | 3.5112 | 238.3782 | 836.9931 | 3.5112 | 238.3782 | 928.8261 | 3.8964 | 238.3782 | 8.104% | 0.27097 | 0.24826 | 41888.3276 | 6522.016 | 1245.0082 | 34121.3033 | 42015.1151 | 0 | 0 | 42015.1151 | 0.03033%
2027 | 521 | 521-1819R | Tier-2 | Tier-2---9 | 4--5 | 199 | 136 | 810.9996 | 89.31% | 10.24% | 0.4457% | 49.5022 | 0 | 0 | 49.5022 | 0 | 45.0463 | 1.8088 | 24.904 | 45.0463 | 1.8088 | 24.904 | 49.9887 | 2.0073 | 24.904 | 6.104% | 0.043667 | 0.040683 | 18572.4528 | 3866.096 | 1843.7459 | 12862.6109 | 18718.0421 | 0 | 0 | 18718.0421 | 0.001632%
2027 | 521 | 521-1856R | Tier-3 | Tier-3---6 | 5--5 | 335 | 276 | 8477.8617 | 97.79% | 2.104% | 0.1048% | 683.0496 | 0 | 0 | 683.0496 | 0 | 621.5658 | 3.6708 | 169.3271 | 621.5658 | 3.6708 | 169.3271 | 689.7625 | 4.0735 | 169.3271 | 8.057% | 0.15411 | 0.14141 | 55012.684 | 8678.1991 | 1054.7005 | 45279.7844 | 55121.7635 | 0 | 0 | 55121.7635 | 0.02252%
2027 | 521 | 521-18R | Tier-3 | Tier-3---6 | 4--5 | 307 | 264 | 8713.0173 | 99.36% | 0.5424% | 0.09583% | 744.4805 | 0 | 0 | 744.4805 | 0 | 677.4671 | 3.5112 | 192.9447 | 677.4671 | 3.5112 | 192.9447 | 751.7972 | 3.8964 | 192.9447 | 8.544% | 0.071321 | 0.065188 | 122165.8816 | 19717.7113 | 666.3639 | 101781.8064 | 122239.2425 | 0 | 0 | 122239.2425 | 0.02455%
2027 | 521 | 521-27R | Tier-2 | Tier-2---3 | 4--5 | 358 | 247 | 5618.6229 | 98.78% | 1.092% | 0.1294% | 382.9204 | 0 | 0 | 382.9204 | 0 | 348.4523 | 3.2851 | 106.0706 | 348.4523 | 3.2851 | 106.0706 | 386.6837 | 3.6455 | 106.0706 | 6.815% | 0.063668 | 0.059275 | 88249.328 | 16011.7412 | 1005.788 | 71231.7988 | 88329.1802 | 0 | 0 | 88329.1802 | 0.01263%
2027 | 521 | 521-32R | Tier-3 | Tier-3---4 | 5--5 | 232 | 207 | 12241.7135 | 99.38% | 0.5642% | 0.05689% | 1085.4723 | 0 | 0 | 1085.4723 | 0 | 987.765 | 2.7531 | 358.783 | 987.765 | 2.7531 | 358.783 | 1096.1403 | 3.0552 | 358.783 | 8.867% | 0.14844 | 0.13519 | 82470.5463 | 14293.5118 | 425.937 | 67751.0975 | 82520.7263 | 0 | 0 | 82520.7263 | 0.03579%
2027 | 521 | 521-700R | Tier-2 | Tier-2---3 | 4--5 | 437 | 328 | 9012.5446 | 99.05% | 0.8425% | 0.1052% | 670.0457 | 0 | 0 | 670.0457 | 0 | 609.7325 | 4.3624 | 139.77 | 609.7325 | 4.3624 | 139.77 | 676.6309 | 4.841 | 139.77 | 7.435% | 0.074421 | 0.068835 | 121102.821 | 22486.5784 | 1104.4304 | 97511.8122 | 121195.9527 | 0 | 0 | 121195.9527 | 0.0221%
2027 | 522 | 522-34 | Tier-2 | Tier-2---16 | 4--3 | 64 | 34 | 112.7117 | 43.02% | 55.81% | 1.165% | 2.5762 | 0 | 0 | 2.5762 | 0 | 2.3443 | 0.4522 | 5.1843 | 2.3443 | 0.4522 | 5.1843 | 2.6015 | 0.50181 | 5.1843 | 2.286% | 0.030009 | 0.028415 | 3755.9309 | 247.8638 | 2031.3846 | 1476.6825 | 3875.9946 | 0 | 0 | 3875.9946 | 8.495e-05%
2027 | 522 | 522-36 | Tier-2 | Tier-2---16 | 4--3 | 93 | 42 | 116.9577 | 22.53% | 76.17% | 1.295% | 1.1902 | 0 | 0 | 1.1902 | 0 | 1.0831 | 0.5586 | 1.9389 | 1.0831 | 0.5586 | 1.9389 | 1.2019 | 0.61989 | 1.9389 | 1.018% | 0.031092 | 0.029687 | 3761.7134 | 135.7107 | 2618.1163 | 1007.8864 | 3899.5408 | 0 | 0 | 3899.5408 | 3.925e-05%
2027 | 522 | 522-38R | Tier-2 | Tier-2---6 | 4--5 | 606 | 354 | 5639.8414 | 96.44% | 3.339% | 0.2198% | 317.7319 | 0 | 0 | 317.7319 | 0 | 289.1317 | 4.7082 | 61.4103 | 289.1317 | 4.7082 | 61.4103 | 320.8546 | 5.2248 | 61.4103 | 5.634% | 0.088602 | 0.083426 | 63653.5146 | 14842.1478 | 2035.9127 | 46775.4541 | 63794.0476 | 0 | 0 | 63794.0476 | 0.01048%
2027 | 523 | 523-31AE | Tier-2 | Tier-2---14 | 4--4 | 199 | 99 | 305.199 | 11.7% | 87.21% | 1.095% | 1.7759 | 0 | 0 | 1.7759 | 0 | 1.6161 | 1.3167 | 1.2273 | 1.6161 | 1.3167 | 1.2273 | 1.7934 | 1.4612 | 1.2273 | 0.5819% | 0.037419 | 0.035558 | 8156.1707 | 205.0688 | 6422.8624 | 1528.2395 | 8533.2286 | 0 | 0 | 8533.2286 | 5.856e-05%
2027 | 524 | 524-1782F | Tier-3 | Tier-3---10 | 4--5 | 231 | 173 | 5468.1345 | 99.78% | 0.1144% | 0.1099% | 408.5997 | 0 | 0 | 408.5997 | 0 | 371.8201 | 2.3009 | 161.5978 | 371.8201 | 2.3009 | 161.5978 | 412.6154 | 2.5533 | 161.5978 | 7.472% | 0.040404 | 0.037378 | 135337.1336 | 26288.6429 | 296.748 | 108751.7427 | 135361.7106 | 0 | 0 | 135361.7106 | 0.01347%
2027 | 524 | 524-27R | Tier-3 | Tier-3---4 | 4--5 | 489 | 289 | 11317.6942 | 99.77% | 0.1414% | 0.08951% | 667.3334 | 0 | 0 | 667.3334 | 0 | 607.2643 | 3.8437 | 157.9896 | 607.2643 | 3.8437 | 157.9896 | 673.8919 | 4.2654 | 157.9896 | 5.896% | 0.060207 | 0.056649 | 187979.0829 | 37296.5794 | 584.5714 | 150097.9321 | 188006.3499 | 0 | 0 | 188006.3499 | 0.02201%
2027 | 524 | 524-46R | Tier-3 | Tier-3---4 | 5--5 | 283 | 223 | 13710.9533 | 98.99% | 0.9557% | 0.05722% | 1069.4603 | 0 | 0 | 1069.4603 | 0 | 973.1943 | 2.9659 | 328.128 | 973.1943 | 2.9659 | 328.128 | 1079.9709 | 3.2913 | 328.128 | 7.8% | 0.18916 | 0.17425 | 72484.9745 | 13906.2618 | 666.7027 | 57912.0099 | 72547.7776 | 0 | 0 | 72547.7776 | 0.03527%
2027 | 524 | 524-50R | Tier-3 | Tier-3---7 | 5--5 | 283 | 204 | 8801.877 | 98.2% | 1.718% | 0.0819% | 623.0646 | 0 | 0 | 623.0646 | 0 | 566.9803 | 2.7132 | 208.9712 | 566.9803 | 2.7132 | 208.9712 | 629.1881 | 3.0109 | 208.9712 | 7.079% | 0.18313 | 0.16993 | 48062.3901 | 8095.7209 | 755.2397 | 39211.4295 | 48129.575 | 0 | 0 | 48129.575 | 0.02055%
2027 | 524 | 524-69R | Tier-3 | Tier-3---1 | 5--5 | 842 | 634 | 40375.3309 | 99.03% | 0.9107% | 0.05596% | 3010.7489 | 0 | 0 | 3010.7489 | 0 | 2739.7405 | 8.4322 | 324.9142 | 2739.7405 | 8.4322 | 324.9142 | 3040.3384 | 9.3574 | 324.9142 | 7.457% | 0.27264 | 0.25211 | 148092.4418 | 24296.9603 | 1265.0887 | 122530.3927 | 148209.0145 | 0 | 0 | 148209.0145 | 0.09928%
2027 | 540 | 540-241R | Tier-2 | Tier-2---9 | 4--5 | 18 | 18 | 833.6308 | 67.75% | 32.17% | 0.07637% | 56.479 | 0 | 0 | 56.479 | 0 | 51.3951 | 0.2394 | 214.6831 | 51.3951 | 0.2394 | 214.6831 | 57.0341 | 0.26567 | 214.6831 | 6.775% | 0.047942 | 0.043147 | 17388.4645 | 1898.6352 | 5274.4553 | 10215.374 | 18011.5394 | 0 | 0 | 18011.5394 | 0.001862%
2027 | 591 | 591-1594R | Tier-2 | Tier-2---12 | 4--4 | 92 | 11 | 519.9571 | 96.32% | 3.27% | 0.4047% | 5.9884 | 0 | 0 | 5.9884 | 0 | 5.4494 | 0.1463 | 37.2479 | 5.4494 | 0.1463 | 37.2479 | 6.0473 | 0.16235 | 37.2479 | 1.152% | 0.047196 | 0.046632 | 11017.0212 | 2112.3756 | 330.6194 | 8574.0262 | 11021.9208 | 0 | 0 | 11021.9208 | 0.0001975%
2027 | 594 | 594-1379F | Tier-2 | Tier-2---17 | 1--5 | 9 | 9 | 49.4293 | 99.41% | 0% | 0.5897% | 4.9138 | 0 | 0 | 4.9138 | 0 | 4.4715 | 0.1197 | 37.3557 | 4.4715 | 0.1197 | 37.3557 | 4.9621 | 0.13283 | 37.3557 | 9.941% | 0.0021822 | 0.001964 | 22651.1445 | 6586.9703 | 15.0709 | 16049.1033 | 22665.986 | 0 | 0 | 22665.986 | 0.000162%
2027 | 597 | 597-595 | Tier-2 | Tier-2---1 | 5--5 | 398 | 360 | 18774.394 | 95.55% | 4.388% | 0.06321% | 1622.6031 | 0 | 0 | 1622.6031 | 0 | 1476.5467 | 4.788 | 308.385 | 1476.5467 | 4.788 | 308.385 | 1638.55 | 5.3133 | 308.385 | 8.643% | 0.15307 | 0.13922 | 122655.7075 | 27181.9194 | 4937.1438 | 90536.6442 | 123198.6104 | 0 | 0 | 123198.6104 | 0.05351%
2027 | 599 | 599-19R | Tier-2 | Tier-2---1 | 5--5 | 753 | 631 | 25743.4561 | 99.4% | 0.5253% | 0.0786% | 2144.2272 | 0 | 0 | 2144.2272 | 0 | 1951.2176 | 8.3923 | 232.501 | 1951.2176 | 8.3923 | 232.501 | 2165.3006 | 9.3131 | 232.501 | 8.329% | 0.15161 | 0.13891 | 169796.7072 | 27439.4443 | 825.3004 | 141531.9625 | 169890.485 | 0 | 0 | 169890.485 | 0.07071%
2027 | 67 | 67-24R | Tier-3 | Tier-3---13 | 5--4 | 344 | 278 | 2610.8 | 93.6% | 6.065% | 0.3401% | 197.4758 | 0 | 0 | 197.4758 | 0 | 179.7003 | 3.6974 | 48.6018 | 179.7003 | 3.6974 | 48.6018 | 199.4166 | 4.1031 | 48.6018 | 7.564% | 0.2194 | 0.20167 | 11899.5856 | 1685.3261 | 658.8049 | 9555.4545 | 11966.592 | 0 | 0 | 11966.592 | 0.006512%
2027 | 67 | 67-34R | Tier-3 | Tier-3---11 | 5--5 | 551 | 445 | 4180.1374 | 93.8% | 5.869% | 0.3284% | 316.6756 | 0 | 0 | 316.6756 | 0 | 288.1704 | 5.9185 | 48.6898 | 288.1704 | 5.9185 | 48.6898 | 319.7878 | 6.5679 | 48.6898 | 7.576% | 0.24743 | 0.22745 | 16893.949 | 2506.1553 | 940.0965 | 13447.6972 | 16985.9327 | 0 | 0 | 16985.9327 | 0.01044%
2027 | 67 | 67-37R | Tier-3 | Tier-3---17 | 5--3 | 190 | 159 | 622.3042 | 87.18% | 11.98% | 0.8373% | 45.4006 | 0 | 0 | 45.4006 | 0 | 41.314 | 2.1147 | 19.5366 | 41.314 | 2.1147 | 19.5366 | 45.8468 | 2.3467 | 19.5366 | 7.296% | 0.20095 | 0.18413 | 3096.8174 | 368.9872 | 339.0656 | 2388.7646 | 3133.0759 | 0 | 0 | 3133.0759 | 0.001497%
2027 | 67 | 67-45R | Tier-3 | Tier-3---15 | 5--4 | 233 | 198 | 1627.9508 | 92.79% | 6.809% | 0.4053% | 128.3604 | 0 | 0 | 128.3604 | 0 | 116.8062 | 2.6334 | 44.3557 | 116.8062 | 2.6334 | 44.3557 | 129.6219 | 2.9223 | 44.3557 | 7.885% | 0.20887 | 0.19112 | 7793.9219 | 1114.9846 | 483.0899 | 6195.8475 | 7846.1418 | 0 | 0 | 7846.1418 | 0.004233%
2027 | 73 | 73-1130R | Tier-3 | Tier-3---9 | 5--5 | 310 | 229 | 6201.607 | 97.29% | 2.601% | 0.1104% | 445.698 | 0 | 0 | 445.698 | 0 | 405.5791 | 3.0457 | 133.1645 | 405.5791 | 3.0457 | 133.1645 | 450.0783 | 3.3799 | 133.1645 | 7.187% | 0.2182 | 0.20208 | 28421.9762 | 4506.0463 | 681.7619 | 23234.168 | 28483.441 | 0 | 0 | 28483.441 | 0.0147%
2027 | 73 | 73-1163 | Tier-3 | Tier-3---4 | 5--5 | 326 | 242 | 15337.1849 | 98.56% | 1.393% | 0.04595% | 1122.1435 | 0 | 0 | 1122.1435 | 0 | 1021.1353 | 3.2186 | 317.2609 | 1021.1353 | 3.2186 | 317.2609 | 1133.1719 | 3.5717 | 317.2609 | 7.316% | 0.22506 | 0.20836 | 68145.9431 | 11285.6081 | 934.2701 | 55926.0649 | 68224.5761 | 0 | 0 | 68224.5761 | 0.037%
2027 | 73 | 73-1164 | Tier-3 | Tier-3---13 | 5--4 | 46 | 34 | 2448.8293 | 98.64% | 1.317% | 0.04316% | 178.5379 | 0 | 0 | 178.5379 | 0 | 162.4671 | 0.4522 | 359.2817 | 162.4671 | 0.4522 | 359.2817 | 180.2926 | 0.50181 | 359.2817 | 7.291% | 0.18614 | 0.17238 | 13155.649 | 2050.8097 | 155.9445 | 10948.8948 | 13169.9339 | 0 | 0 | 13169.9339 | 0.005888%
2027 | 73 | 73-23R | Tier-3 | Tier-3---9 | 5--5 | 188 | 158 | 5733.7907 | 98.41% | 1.505% | 0.0877% | 474.2097 | 0 | 0 | 474.2097 | 0 | 431.5244 | 2.1014 | 205.351 | 431.5244 | 2.1014 | 205.351 | 478.8702 | 2.332 | 205.351 | 8.27% | 0.21349 | 0.19555 | 26857.2697 | 4453.5755 | 373.1893 | 22030.5049 | 26896.5064 | 0 | 0 | 26896.5064 | 0.01564%
2027 | 73 | 73-678R | Tier-3 | Tier-3---5 | 5--5 | 313 | 270 | 10591.3769 | 98.31% | 1.605% | 0.08417% | 898.1963 | 0 | 0 | 898.1963 | 0 | 817.3464 | 3.591 | 227.6098 | 817.3464 | 3.591 | 227.6098 | 907.0238 | 3.985 | 227.6098 | 8.48% | 0.23776 | 0.21725 | 44546.6543 | 7354.6581 | 672.0109 | 36519.9852 | 44617.71 | 0 | 0 | 44617.71 | 0.02962%
2027 | 73 | 73-683R | Tier-3 | Tier-3---7 | 5--5 | 273 | 226 | 9288.0329 | 98.43% | 1.494% | 0.07761% | 756.8138 | 0 | 0 | 756.8138 | 0 | 688.6903 | 3.0058 | 229.1206 | 688.6903 | 3.0058 | 229.1206 | 764.2518 | 3.3356 | 229.1206 | 8.148% | 0.22716 | 0.20835 | 40887.9849 | 6381.0644 | 580.3589 | 33926.5617 | 40945.9903 | 0 | 0 | 40945.9903 | 0.02496%
2027 | 75 | 75-2257F | Tier-3 | Tier-3---20 | 1--5 | 4 | 4 | 17.7969 | 99.34% | 0% | 0.6614% | 1.7679 | 0 | 0 | 1.7679 | 0 | 1.6088 | 0.0532 | 30.2403 | 1.6088 | 0.0532 | 30.2403 | 1.7853 | 0.059037 | 30.2403 | 9.934% | 0.0002804 | 0.00025236 | 63469.7957 | 10131.5901 | 38.1351 | 53300.0705 | 63516.4404 | 0 | 0 | 63516.4404 | 5.83e-05%
2027 | 75 | 75-2258F | Tier-3 | Tier-3---21 | 2--2 | 4 | 3 | 4.4231 | 0% | 100% | 0% | 0 | 0 | 0 | 0 | 0 | 0 | 0.0399 | 0 | 0 | 0.0399 | 0 | 0 | 0.044278 | 0 | 0% | 0.0051944 | 0.0048048 | 851.5125 | 1.4212 | 766.2233 | 83.868 | 920.554 | 0 | 0 | 920.554 | 0%
2027 | 75 | 75-2259F | Tier-3 | Tier-3---12 | 3--5 | 140 | 102 | 3135.4576 | 99.77% | 0.1421% | 0.08717% | 227.9168 | 0 | 0 | 227.9168 | 0 | 207.4012 | 1.3566 | 152.8832 | 207.4012 | 1.3566 | 152.8832 | 230.1568 | 1.5054 | 152.8832 | 7.269% | 0.020337 | 0.018856 | 154171.9995 | 31533.3232 | 223.914 | 122414.7623 | 154199.7709 | 0 | 0 | 154199.7709 | 0.007516%
2027 | 75 | 75-2260F | Tier-3 | Not Applicable | Not Applicable | 2 | 1 | 0 | 0% | 0% | 0% | 0 | 0 | 0 | 0 | 0 | 0 | 0.0133 | 0 | 0 | 0.0133 | 0 | 0 | 0.014759 | 0 | 0% | 0 | 0 | 0 | 0 | 0 | 0 | 0 | 0 | 0 | 0 | 0%
2027 | 75 | 75-32R | Tier-3 | Tier-3---13 | 3--5 | 84 | 65 | 1708.3855 | 99.57% | 0.3134% | 0.112% | 131.6342 | 0 | 0 | 131.6342 | 0 | 119.7853 | 0.8645 | 138.5603 | 119.7853 | 0.8645 | 138.5603 | 132.9279 | 0.95935 | 138.5603 | 7.705% | 0.014781 | 0.013637 | 115578.2654 | 21738.9456 | 361.961 | 93477.3588 | 115619.4966 | 0 | 0 | 115619.4966 | 0.004341%
2027 | 75 | 75-41 | Tier-3 | Tier-3---13 | 3--5 | 69 | 58 | 1937.5846 | 99.86% | 0.04507% | 0.0969% | 162.6382 | 0 | 0 | 162.6382 | 0 | 147.9986 | 0.7714 | 191.8572 | 147.9986 | 0.7714 | 191.8572 | 164.2366 | 0.85604 | 191.8572 | 8.394% | 0.0163 | 0.01493 | 118871.6769 | 26474.373 | 152.913 | 92244.3909 | 118887.1641 | 0 | 0 | 118887.1641 | 0.005363%
2027 | 75 | 75-996R | Tier-2 | Tier-2---7 | 4--5 | 319 | 241 | 2211.1377 | 99.23% | 0.4312% | 0.3416% | 165.7574 | 0 | 0 | 165.7574 | 0 | 150.8369 | 3.2053 | 47.0586 | 150.8369 | 3.2053 | 47.0586 | 167.3864 | 3.557 | 47.0586 | 7.496% | 0.043997 | 0.040673 | 50256.3267 | 10744.6266 | 373.824 | 39137.876 | 50288.0665 | 0 | 0 | 50288.0665 | 0.005466%
2027 | 770 | 770-259R | Tier-2 | Tier-2---17 | 2--3 | 24 | 21 | 42.5113 | 97.49% | 0.5175% | 1.991% | 3.6264 | 0 | 0 | 3.6264 | 0 | 3.3 | 0.2793 | 11.8153 | 3.3 | 0.2793 | 11.8153 | 3.6621 | 0.30994 | 11.8153 | 8.531% | 0.010605 | 0.0096772 | 4008.538 | 787.4023 | 25.9222 | 3195.2135 | 4018.1784 | 0 | 0 | 4018.1784 | 0.0001196%
2027 | 78 | 78-26R | Tier-3 | Tier-3---5 | 5--5 | 186 | 143 | 14526.7268 | 98.56% | 1.412% | 0.03052% | 1100.7243 | 0 | 0 | 1100.7243 | 0 | 1001.6441 | 1.9019 | 526.6547 | 1001.6441 | 1.9019 | 526.6547 | 1111.5422 | 2.1106 | 526.6547 | 7.577% | 0.34567 | 0.3191 | 42024.2818 | 6675.4461 | 542.9403 | 34805.8954 | 42074.7848 | 0 | 0 | 42074.7848 | 0.0363%
2027 | 78 | 78-35R | Tier-3 | Tier-3---10 | 2--5 | 29 | 29 | 5696.3358 | 99.98% | 0% | 0.01771% | 569.5327 | 0 | 0 | 569.5327 | 0 | 518.267 | 0.3857 | 1343.7055 | 518.267 | 0.3857 | 1343.7055 | 575.13 | 0.42802 | 1343.7055 | 9.998% | 0.008188 | 0.0073692 | 695693.1861 | 112288.7116 | 42.5016 | 583361.9729 | 695706.8779 | 0 | 0 | 695706.8779 | 0.01878%
2027 | 78 | 78-782R | Tier-3 | Tier-3---7 | 5--5 | 33 | 32 | 7202.3158 | 99.51% | 0.4709% | 0.01666% | 695.0009 | 0 | 0 | 695.0009 | 0 | 632.4413 | 0.4256 | 1486 | 632.4413 | 0.4256 | 1486 | 701.8313 | 0.4723 | 1486 | 9.65% | 0.33808 | 0.30529 | 21303.7357 | 3625.7073 | 90.139 | 17587.8894 | 21314.8905 | 0 | 0 | 21314.8905 | 0.02292%
2027 | 788 | 788-34R | Tier-2 | Tier-2---6 | 5--5 | 521 | 143 | 9132.2366 | 94.33% | 5.547% | 0.1209% | 236.4489 | 0 | 0 | 236.4489 | 0 | 215.1653 | 1.9019 | 113.1318 | 215.1653 | 1.9019 | 113.1318 | 238.7727 | 2.1106 | 113.1318 | 2.589% | 0.12404 | 0.12064 | 73621.1831 | 18327.6204 | 3867.2587 | 51426.3041 | 73738.9357 | 0 | 0 | 73738.9357 | 0.007797%
2027 | 79 | 79-1215F | Tier-3 | Tier-3---18 | 5--3 | 9 | 5 | 324.1263 | 99.58% | 0.3619% | 0.05404% | 17.9321 | 0 | 0 | 17.9321 | 0 | 16.318 | 0.0665 | 245.3833 | 16.318 | 0.0665 | 245.3833 | 18.1084 | 0.073796 | 245.3833 | 5.532% | 0.1831 | 0.17293 | 1770.1913 | 278.679 | 8.5105 | 1483.0017 | 1770.6244 | 0 | 0 | 1770.6244 | 0.0005913%
2027 | 791 | 791-419F | Tier-2 | Tier-2---5 | 5--5 | 141 | 48 | 3349.7594 | 92.58% | 7.304% | 0.116% | 105.5733 | 0 | 0 | 105.5733 | 0 | 96.0703 | 0.6384 | 150.4861 | 96.0703 | 0.6384 | 150.4861 | 106.6109 | 0.70844 | 150.4861 | 3.152% | 0.11325 | 0.1094 | 29577.718 | 5038.7125 | 1957.3259 | 22581.6795 | 29655.0602 | 0 | 0 | 29655.0602 | 0.003481%
2027 | 79 | 79-658R | Tier-3 | Tier-3---5 | 5--5 | 198 | 185 | 12321.0759 | 99.26% | 0.6823% | 0.05367% | 1142.7385 | 0 | 0 | 1142.7385 | 0 | 1039.8765 | 2.4605 | 422.6283 | 1039.8765 | 2.4605 | 422.6283 | 1153.9693 | 2.7305 | 422.6283 | 9.275% | 0.46655 | 0.42296 | 26408.7945 | 4377.4606 | 177.0739 | 21854.26 | 26428.8274 | 0 | 0 | 26428.8274 | 0.03768%
2027 | 79 | 79-660R | Tier-3 | Tier-3---14 | 5--3 | 179 | 159 | 2087.0386 | 97.47% | 2.263% | 0.2704% | 180.6886 | 0 | 0 | 180.6886 | 0 | 164.4242 | 2.1147 | 77.753 | 164.4242 | 2.1147 | 77.753 | 182.4644 | 2.3467 | 77.753 | 8.658% | 0.45747 | 0.41684 | 4562.1181 | 605.8757 | 102.8461 | 3853.3963 | 4573.3849 | 0 | 0 | 4573.3849 | 0.005958%
2027 | 79 | 79-668R | Tier-3 | Tier-3---15 | 5--3 | 309 | 206 | 1606.9068 | 70.93% | 28.63% | 0.4437% | 75.9811 | 0 | 0 | 75.9811 | 0 | 69.1418 | 2.7398 | 25.2361 | 69.1418 | 2.7398 | 25.2361 | 76.7278 | 3.0404 | 25.2361 | 4.728% | 0.43999 | 0.41066 | 3652.1539 | 351.9998 | 935.9584 | 2364.1956 | 3727.9984 | 0 | 0 | 3727.9984 | 0.002506%
2027 | 79 | 79-676R | Tier-3 | Tier-3---5 | 5--5 | 138 | 80 | 9714.1464 | 98.29% | 1.686% | 0.02874% | 553.4853 | 0 | 0 | 553.4853 | 0 | 503.6641 | 1.064 | 473.3687 | 503.6641 | 1.064 | 473.3687 | 558.925 | 1.1807 | 473.3687 | 5.698% | 0.38409 | 0.36182 | 25291.2629 | 4345.6054 | 407.8419 | 20537.8155 | 25317.9432 | 0 | 0 | 25317.9432 | 0.01825%
2027 | 79 | 79-679R | Tier-3 | Tier-3---3 | 5--5 | 192 | 130 | 18448.5828 | 98.9% | 1.079% | 0.02427% | 1235.3475 | 0 | 0 | 1235.3475 | 0 | 1124.1494 | 1.729 | 650.1734 | 1124.1494 | 1.729 | 650.1734 | 1247.4884 | 1.9187 | 650.1734 | 6.696% | 0.3939 | 0.36723 | 46835.416 | 7852.0838 | 464.0518 | 38519.2804 | 46872.9273 | 0 | 0 | 46872.9273 | 0.04074%
2027 | 79 | 79-685R | Tier-3 | Tier-3---14 | 5--4 | 74 | 65 | 2564.7524 | 99.37% | 0.5359% | 0.0899% | 223.8726 | 0 | 0 | 223.8726 | 0 | 203.721 | 0.8645 | 235.6519 | 203.721 | 0.8645 | 235.6519 | 226.0728 | 0.95935 | 235.6519 | 8.729% | 0.43155 | 0.39364 | 5943.1342 | 854.3477 | 28.1313 | 5060.6552 | 5946.7155 | 0 | 0 | 5946.7155 | 0.007382%
2027 | 79 | 79-714R | Tier-3 | Tier-3---9 | 5--4 | 180 | 106 | 5536.6205 | 96.31% | 3.618% | 0.06787% | 314.028 | 0 | 0 | 314.028 | 0 | 285.7612 | 1.4098 | 202.6964 | 285.7612 | 1.4098 | 202.6964 | 317.1142 | 1.5645 | 202.6964 | 5.672% | 0.37772 | 0.35547 | 14658.165 | 2258.9978 | 483.8289 | 11915.3383 | 14691.972 | 0 | 0 | 14691.972 | 0.01036%
2027 | 79 | 79-785 | Tier-3 | Tier-3---3 | 5--5 | 427 | 238 | 18780.9285 | 97.14% | 2.812% | 0.0448% | 1016.9059 | 0 | 0 | 1016.9059 | 0 | 925.3705 | 3.1654 | 292.3393 | 925.3705 | 3.1654 | 292.3393 | 1026.9 | 3.5127 | 292.3393 | 5.415% | 0.38023 | 0.35904 | 49393.626 | 8845.5666 | 1277.0593 | 39271.0002 | 49476.9043 | 0 | 0 | 49476.9043 | 0.03353%
2027 | 79 | 79-799R | Tier-3 | Tier-3---14 | 5--3 | 116 | 110 | 3034.8235 | 97.12% | 2.752% | 0.1275% | 279.4979 | 0 | 0 | 279.4979 | 0 | 254.3393 | 1.463 | 173.8479 | 254.3393 | 1.463 | 173.8479 | 282.2448 | 1.6235 | 173.8479 | 9.21% | 0.77068 | 0.6976 | 3937.8445 | 548.6205 | 97.3974 | 3291.8266 | 3949.7239 | 0 | 0 | 3949.7239 | 0.009217%
2027 | 79 | 79-808R | Tier-3 | Tier-3---3 | 5--5 | 218 | 192 | 19978.3255 | 99.23% | 0.7353% | 0.0338% | 1746.0262 | 0 | 0 | 1746.0262 | 0 | 1588.8601 | 2.5536 | 622.2043 | 1588.8601 | 2.5536 | 622.2043 | 1763.1861 | 2.8338 | 622.2043 | 8.74% | 0.44563 | 0.40638 | 44831.6641 | 7188.3432 | 299.9404 | 37343.3805 | 44864.9647 | 0 | 0 | 44864.9647 | 0.05758%
2027 | 799 | 799-504R | Tier-2 | Tier-2---15 | 1--5 | 38 | 11 | 127.4062 | 99.28% | 0% | 0.716% | 3.6617 | 0 | 0 | 3.6617 | 0 | 3.3321 | 0.1463 | 22.7756 | 3.3321 | 0.1463 | 22.7756 | 3.6977 | 0.16235 | 22.7756 | 2.874% | 0.0046964 | 0.0045605 | 27128.474 | 7563.5291 | 572.4903 | 18992.4546 | 27134.2647 | 0 | 0 | 27134.2647 | 0.0001207%
2027 | 835 | 835-10F | Tier-2 | Tier-2---19 | 1--4 | 13 | 6 | 12.4137 | 98.83% | 0% | 1.166% | 0.56626 | 0 | 0 | 0.56626 | 0 | 0.51529 | 0.0798 | 6.4573 | 0.51529 | 0.0798 | 6.4573 | 0.57183 | 0.088555 | 6.4573 | 4.562% | 0.0010446 | 0.00099639 | 11883.6638 | 1899.9347 | 22.1501 | 9961.5789 | 11890.3663 | 0 | 0 | 11890.3663 | 1.867e-05%
2027 | 835 | 835-11F | Tier-2 | Tier-2---15 | 1--5 | 17 | 17 | 139.955 | 99.63% | 0% | 0.3714% | 13.9435 | 0 | 0 | 13.9435 | 0 | 12.6884 | 0.2261 | 56.1186 | 12.6884 | 0.2261 | 56.1186 | 14.0806 | 0.25091 | 56.1186 | 9.963% | 0.0041866 | 0.0037679 | 33429.2729 | 8048.3513 | 14.1386 | 25366.7829 | 33443.0691 | 0 | 0 | 33443.0691 | 0.0004598%
2027 | 835 | 835-35F | Tier-2 | Tier-2---19 | 1--5 | 3 | 3 | 6.7153 | 99.02% | 0% | 0.9775% | 0.66497 | 0 | 0 | 0.66497 | 0 | 0.60511 | 0.0399 | 15.1657 | 0.60511 | 0.0399 | 15.1657 | 0.6715 | 0.044278 | 15.1657 | 9.902% | 0.0003154 | 0.00028386 | 21291.4086 | 3424.4375 | 20.5737 | 17846.3975 | 21314.5344 | 0 | 0 | 21314.5344 | 2.193e-05%
2027 | 840 | 840-308F | Tier-2 | Tier-2---13 | 4--4 | 16 | 16 | 330.3488 | 99.39% | 0.4551% | 0.1546% | 32.8335 | 0 | 0 | 32.8335 | 0 | 29.878 | 0.2128 | 140.4043 | 29.878 | 0.2128 | 140.4043 | 33.1562 | 0.23615 | 140.4043 | 9.939% | 0.063249 | 0.056924 | 5222.9719 | 1196.0786 | 20.9413 | 4005.9521 | 5226.5099 | 0 | 0 | 5226.5099 | 0.001083%
2027 | 840 | 840-374 | Tier-2 | Tier-2---13 | 4--3 | 40 | 36 | 232.5563 | 96.66% | 2.796% | 0.5416% | 20.2316 | 0 | 0 | 20.2316 | 0 | 18.4105 | 0.4788 | 38.4513 | 18.4105 | 0.4788 | 38.4513 | 20.4304 | 0.53133 | 38.4513 | 8.7% | 0.064007 | 0.058246 | 3633.3054 | 565.5328 | 81.8411 | 2985.9315 | 3645.2974 | 0 | 0 | 3645.2974 | 0.0006672%
2027 | 855 | 855-46AE | Tier-2 | Tier-2---15 | 1--5 | 7 | 7 | 188.5529 | 99.88% | 0% | 0.1171% | 18.8332 | 0 | 0 | 18.8332 | 0 | 17.138 | 0.0931 | 184.0813 | 17.138 | 0.0931 | 184.0813 | 19.0183 | 0.10331 | 184.0813 | 9.988% | 0.0010888 | 0.00097992 | 173174.957 | 50966.8705 | 22.9996 | 122185.0869 | 173197.4932 | 0 | 0 | 173197.4932 | 0.000621%
2027 | 859 | 859-42R | Tier-2 | Tier-2---3 | 4--5 | 557 | 159 | 8606.9717 | 99.86% | 0% | 0.1411% | 245.346 | 0 | 0 | 245.346 | 0 | 223.2615 | 2.1147 | 105.576 | 223.2615 | 2.1147 | 105.576 | 247.7573 | 2.3467 | 105.576 | 2.851% | 0.067132 | 0.065215 | 128210.0534 | 20875.9672 | 105.3382 | 107228.748 | 128215.3699 | 0 | 0 | 128215.3699 | 0.008091%
2027 | 907 | 907-1475 | Tier-3 | Tier-3---21 | 3--1 | 4 | 4 | 4.2814 | 0% | 100% | 0% | 0 | 0 | 0 | 0 | 0 | 0 | 0.0532 | 0 | 0 | 0.0532 | 0 | 0 | 0.059037 | 0 | 0% | 0.017589 | 0.01583 | 243.4138 | 0.27581 | 199.7806 | 43.3575 | 270.4598 | 0 | 0 | 270.4598 | 0%
2027 | 907 | 907-1562AE | Tier-3 | Tier-3---6 | 4--5 | 162 | 123 | 8439.7692 | 97.62% | 2.35% | 0.03436% | 625.5206 | 0 | 0 | 625.5206 | 0 | 569.2152 | 1.6359 | 347.9525 | 569.2152 | 1.6359 | 347.9525 | 631.6682 | 1.8154 | 347.9525 | 7.412% | 0.054867 | 0.050701 | 153823.4412 | 28255.722 | 3280.1961 | 122287.5231 | 154124.7523 | 0 | 0 | 154124.7523 | 0.02063%
2027 | 907 | 907-1602 | Tier-3 | Tier-3---17 | 3--4 | 5 | 5 | 257.2419 | 98.67% | 1.294% | 0.04048% | 25.3809 | 0 | 0 | 25.3809 | 0 | 23.0963 | 0.0665 | 347.3126 | 23.0963 | 0.0665 | 347.3126 | 25.6303 | 0.073796 | 347.3126 | 9.867% | 0.018131 | 0.016318 | 14188.117 | 2263.0518 | 146.1468 | 11778.9183 | 14209.1546 | 0 | 0 | 14209.1546 | 0.000837%
2027 | 907 | 907-1604 | Tier-3 | Tier-3---19 | 3--2 | 4 | 4 | 17.8439 | 83.33% | 16.48% | 0.1969% | 1.4869 | 0 | 0 | 1.4869 | 0 | 1.353 | 0.0532 | 25.4331 | 1.353 | 0.0532 | 25.4331 | 1.5015 | 0.059037 | 25.4331 | 8.333% | 0.017739 | 0.015965 | 1005.9134 | 134.52 | 136.2349 | 735.1585 | 1024.5483 | 0 | 0 | 1024.5483 | 4.903e-05%
2027 | 907 | 907-1702R | Tier-3 | Tier-3---6 | 4--5 | 148 | 117 | 9100.5582 | 99.73% | 0.2344% | 0.03926% | 717.4672 | 0 | 0 | 717.4672 | 0 | 652.8854 | 1.5561 | 419.5654 | 652.8854 | 1.5561 | 419.5654 | 724.5185 | 1.7268 | 419.5654 | 7.884% | 0.061079 | 0.05625 | 148997.4926 | 27594.5733 | 329.8343 | 121073.085 | 149032.4931 | 0 | 0 | 149032.4931 | 0.02366%
2027 | 907 | 907-1716R | Tier-3 | Tier-3---2 | 4--5 | 388 | 278 | 27066.4552 | 99.19% | 0.7771% | 0.02941% | 1923.6578 | 0 | 0 | 1923.6578 | 0 | 1750.5024 | 3.6974 | 473.4417 | 1750.5024 | 3.6974 | 473.4417 | 1942.5634 | 4.1031 | 473.4417 | 7.107% | 0.088049 | 0.081741 | 307401.4891 | 65823.1334 | 2297.2385 | 239281.1172 | 307592.8237 | 0 | 0 | 307592.8237 | 0.06344%
2027 | 907 | 907-2820R | Tier-3 | Tier-3---10 | 4--5 | 33 | 29 | 6348.4755 | 99.98% | 0.008026% | 0.01607% | 557.7619 | 0 | 0 | 557.7619 | 0 | 507.5557 | 0.3857 | 1315.9345 | 507.5557 | 0.3857 | 1315.9345 | 563.2435 | 0.42802 | 1315.9345 | 8.786% | 0.082479 | 0.075231 | 76970.9977 | 15788.3869 | 6.9606 | 61175.6502 | 76972.7848 | 0 | 0 | 76972.7848 | 0.01839%
2027 | 908 | 908-1172R | Tier-2 | Tier-2---2 | 5--5 | 303 | 240 | 15766.5188 | 98.33% | 1.627% | 0.04735% | 1227.927 | 0 | 0 | 1227.927 | 0 | 1117.3968 | 3.192 | 350.0618 | 1117.3968 | 3.192 | 350.0618 | 1239.995 | 3.5422 | 350.0618 | 7.788% | 0.20692 | 0.19053 | 76195.3215 | 14303.1214 | 1151.1077 | 60741.0923 | 76305.0467 | 0 | 0 | 76305.0467 | 0.04049%
2027 | 908 | 908-1236 | Tier-2 | Tier-2---2 | 5--5 | 166 | 130 | 11763.9311 | 98.8% | 1.165% | 0.03327% | 910.2348 | 0 | 0 | 910.2348 | 0 | 828.3013 | 1.729 | 479.064 | 828.3013 | 1.729 | 479.064 | 919.1805 | 1.9187 | 479.064 | 7.738% | 0.1877 | 0.173 | 62673.98 | 12802.8477 | 668.2172 | 49202.9151 | 62737.7769 | 0 | 0 | 62737.7769 | 0.03002%
2027 | 908 | 908-1368R | Tier-2 | Tier-2---5 | 5--5 | 471 | 386 | 5570.7929 | 96.25% | 3.531% | 0.2207% | 439.4181 | 0 | 0 | 439.4181 | 0 | 399.8645 | 5.1338 | 77.8886 | 399.8645 | 5.1338 | 77.8886 | 443.7366 | 5.6971 | 77.8886 | 7.888% | 0.23644 | 0.21707 | 23560.7485 | 3807.7086 | 754.5572 | 18998.4826 | 23639.6494 | 0 | 0 | 23639.6494 | 0.01449%
2027 | 908 | 908-1370R | Tier-2 | Tier-2---8 | 5--4 | 150 | 131 | 1466.2762 | 91.81% | 7.905% | 0.289% | 117.5619 | 0 | 0 | 117.5619 | 0 | 106.9798 | 1.7423 | 61.4015 | 106.9798 | 1.7423 | 61.4015 | 118.7173 | 1.9335 | 61.4015 | 8.018% | 0.1878 | 0.1714 | 7807.4644 | 1287.0292 | 565.6485 | 5954.7867 | 7868.6819 | 0 | 0 | 7868.6819 | 0.003877%
2027 | 908 | 908-1372R | Tier-2 | Tier-2---2 | 5--5 | 123 | 89 | 7960.2903 | 98.35% | 1.621% | 0.03193% | 566.4697 | 0 | 0 | 566.4697 | 0 | 515.4797 | 1.1837 | 435.4819 | 515.4797 | 1.1837 | 435.4819 | 572.0369 | 1.3136 | 435.4819 | 7.116% | 0.17701 | 0.1642 | 44971.6131 | 9357.4907 | 670.8421 | 34943.2804 | 45029.5843 | 0 | 0 | 45029.5843 | 0.01868%
2027 | 908 | 908-2038R | Tier-2 | Tier-2---1 | 5--5 | 547 | 423 | 41258.5742 | 98.89% | 1.078% | 0.03081% | 3155.1751 | 0 | 0 | 3155.1751 | 0 | 2871.1663 | 5.6259 | 510.3481 | 2871.1663 | 5.6259 | 510.3481 | 3186.184 | 6.2432 | 510.3481 | 7.647% | 0.23053 | 0.21271 | 178970.5163 | 35360.8505 | 1780.0078 | 141829.658 | 179136.8845 | 0 | 0 | 179136.8845 | 0.104%
2027 | 908 | 908-2040 | Tier-2 | Tier-2---5 | 5--5 | 162 | 124 | 3646.8048 | 91.91% | 7.986% | 0.1044% | 256.5556 | 0 | 0 | 256.5556 | 0 | 233.4621 | 1.6492 | 141.5609 | 233.4621 | 1.6492 | 141.5609 | 259.077 | 1.8301 | 141.5609 | 7.035% | 0.17929 | 0.16557 | 20339.8492 | 3923.1303 | 1491.1287 | 14925.5902 | 20476.2423 | 0 | 0 | 20476.2423 | 0.00846%
2027 | 908 | 908-2055F | Tier-3 | Tier-3---2 | 5--5 | 363 | 282 | 22564.0783 | 99.08% | 0.8792% | 0.03652% | 1736.8596 | 0 | 0 | 1736.8596 | 0 | 1580.5186 | 3.7506 | 421.4044 | 1580.5186 | 3.7506 | 421.4044 | 1753.9294 | 4.1621 | 421.4044 | 7.697% | 0.20355 | 0.18773 | 110854.0623 | 21094.0064 | 955.5801 | 88804.4759 | 110939.5671 | 0 | 0 | 110939.5671 | 0.05728%
2027 | 908 | 908-2062F | Tier-2 | Tier-2---16 | 5--2 | 7 | 5 | 153.3115 | 98.58% | 1.358% | 0.06577% | 10.7949 | 0 | 0 | 10.7949 | 0 | 9.8233 | 0.0665 | 147.7182 | 9.8233 | 0.0665 | 147.7182 | 10.901 | 0.073796 | 147.7182 | 7.041% | 0.16054 | 0.14908 | 954.9499 | 151.795 | 13.6809 | 789.4741 | 955.9955 | 0 | 0 | 955.9955 | 0.000356%
2027 | 908 | 908-30 | Tier-2 | Tier-2---10 | 5--4 | 52 | 40 | 847.524 | 96.52% | 3.329% | 0.1488% | 62.9267 | 0 | 0 | 62.9267 | 0 | 57.2624 | 0.532 | 107.6362 | 57.2624 | 0.532 | 107.6362 | 63.5451 | 0.59037 | 107.6362 | 7.425% | 0.16572 | 0.15298 | 5114.069 | 791.8811 | 161.7983 | 4160.3897 | 5128.8913 | 0 | 0 | 5128.8913 | 0.002075%
2027 | 909 | 909-451 | Tier-3 | Tier-3---1 | 5--5 | 506 | 419 | 55252.3747 | 99.27% | 0.7029% | 0.02396% | 4541.9905 | 0 | 0 | 4541.9905 | 0 | 4133.1495 | 5.5727 | 741.6784 | 4133.1495 | 5.5727 | 741.6784 | 4586.629 | 6.1841 | 741.6784 | 8.22% | 0.31112 | 0.28536 | 177590.703 | 30501.3074 | 1127.1647 | 145962.2309 | 177707.2421 | 0 | 0 | 177707.2421 | 0.1498%
2027 | 909 | 909-453R | Tier-2 | Tier-2---3 | 2--5 | 62 | 24 | 5703.0403 | 99.97% | 0% | 0.03309% | 220.6898 | 0 | 0 | 220.6898 | 0 | 200.8247 | 0.3192 | 629.1504 | 200.8247 | 0.3192 | 629.1504 | 222.8587 | 0.35422 | 629.1504 | 3.87% | 0.0097928 | 0.0094137 | 582370.7512 | 94031.5141 | 664.3163 | 487674.9208 | 582378.5109 | 0 | 0 | 582378.5109 | 0.007278%
2027 | 909 | 909-805R | Tier-2 | Tier-2---1 | 5--5 | 309 | 271 | 32313.161 | 99.26% | 0.708% | 0.02831% | 2813.0723 | 0 | 0 | 2813.0723 | 0 | 2559.8575 | 3.6043 | 710.2235 | 2559.8575 | 3.6043 | 710.2235 | 2840.7191 | 3.9998 | 710.2235 | 8.706% | 0.28921 | 0.26385 | 111728.904 | 24066.0497 | 703.1475 | 86959.7068 | 111807.9846 | 0 | 0 | 111807.9846 | 0.09276%
2027 | 909 | 909-812 | Tier-2 | Tier-2---17 | 1--5 | 3 | 3 | 62.9838 | 99.88% | 0% | 0.1185% | 6.2909 | 0 | 0 | 6.2909 | 0 | 5.7247 | 0.0399 | 143.4751 | 5.7247 | 0.0399 | 143.4751 | 6.3527 | 0.044278 | 143.4751 | 9.988% | 0.0001786 | 0.00016074 | 352652.9396 | 56837.6366 | 442.6032 | 295372.6998 | 352699.3535 | 0 | 0 | 352699.3535 | 0.0002075%
2027 | 91 | 91-7F | Tier-2 | Tier-2---9 | 4--5 | 194 | 106 | 1295.9906 | 95.98% | 3.603% | 0.4176% | 67.9648 | 0 | 0 | 67.9648 | 0 | 61.847 | 1.4098 | 43.8694 | 61.847 | 1.4098 | 43.8694 | 68.6327 | 1.5645 | 43.8694 | 5.244% | 0.034038 | 0.032178 | 38075.0405 | 8008.4456 | 1355.7745 | 28710.8203 | 38163.5191 | 0 | 0 | 38163.5191 | 0.002241%
2027 | 920 | 920-1342R | Tier-3 | Tier-3---12 | 4--5 | 131 | 111 | 3406.6458 | 99.34% | 0.5402% | 0.1203% | 286.7483 | 0 | 0 | 286.7483 | 0 | 260.9371 | 1.4763 | 176.7508 | 260.9371 | 1.4763 | 176.7508 | 289.5665 | 1.6383 | 176.7508 | 8.417% | 0.068604 | 0.062791 | 49656.3753 | 10714.8381 | 249.0111 | 38692.5261 | 49686.7361 | 0 | 0 | 49686.7361 | 0.009456%
2027 | 920 | 920-735AE | Tier-2 | Tier-2---7 | 4--5 | 295 | 35 | 1554.328 | 69.02% | 30.62% | 0.3611% | 12.7284 | 0 | 0 | 12.7284 | 0 | 11.5826 | 0.4655 | 24.8822 | 11.5826 | 0.4655 | 24.8822 | 12.8535 | 0.51657 | 24.8822 | 0.8189% | 0.068691 | 0.067876 | 22627.8919 | 3439.8789 | 6367.8103 | 12820.2027 | 22712.0575 | 0 | 0 | 22712.0575 | 0.0004197%
2027 | 921 | 921-800F | Tier-2 | Tier-2---7 | 4--5 | 252 | 24 | 1991.7107 | 76.61% | 23.16% | 0.2301% | 14.5312 | 0 | 0 | 14.5312 | 0 | 13.2232 | 0.3192 | 41.426 | 13.2232 | 0.3192 | 41.426 | 14.674 | 0.35422 | 41.426 | 0.7296% | 0.065336 | 0.064714 | 30484.0304 | 5417.7742 | 6386.3527 | 18679.9035 | 30552.6012 | 0 | 0 | 30552.6012 | 0.0004792%
2027 | 928 | 928-19 | Tier-2 | Tier-2---11 | 4--4 | 36 | 33 | 434.8834 | 99.47% | 0.2691% | 0.2608% | 39.6531 | 0 | 0 | 39.6531 | 0 | 36.0838 | 0.4389 | 82.2141 | 36.0838 | 0.4389 | 82.2141 | 40.0428 | 0.48705 | 82.2141 | 9.118% | 0.051756 | 0.047012 | 8402.5377 | 1782.5381 | 20.2893 | 6599.7102 | 8407.0309 | 0 | 0 | 8407.0309 | 0.001308%
2027 | 968 | 968-476F | Tier-2 | Tier-2---17 | 3--3 | 44 | 33 | 62.492 | 96.91% | 0.773% | 2.32% | 4.542 | 0 | 0 | 4.542 | 0 | 4.1331 | 0.4389 | 9.417 | 4.1331 | 0.4389 | 9.417 | 4.5866 | 0.48705 | 9.417 | 7.268% | 0.015315 | 0.014167 | 4080.3921 | 1049.3579 | 36.5623 | 2994.4719 | 4090.624 | 0 | 0 | 4090.624 | 0.0001498%
2027 | 970 | 970-1341R | Tier-3 | Tier-3---4 | 5--5 | 92 | 64 | 12961.6134 | 99.66% | 0.3199% | 0.02218% | 898.5928 | 0 | 0 | 898.5928 | 0 | 817.7072 | 0.8512 | 960.6527 | 817.7072 | 0.8512 | 960.6527 | 907.4242 | 0.94459 | 960.6527 | 6.933% | 0.12497 | 0.11627 | 103720.1236 | 23825.8597 | 477.209 | 79417.0549 | 103746.6526 | 0 | 0 | 103746.6526 | 0.02963%
2027 | 971 | 971-1973R | Tier-3 | Tier-3---4 | 5--5 | 344 | 260 | 15148.7962 | 99.05% | 0.8967% | 0.0506% | 1134.1213 | 0 | 0 | 1134.1213 | 0 | 1032.0349 | 3.458 | 298.4486 | 1032.0349 | 3.458 | 298.4486 | 1145.2674 | 3.8374 | 298.4486 | 7.487% | 0.14704 | 0.13593 | 103024.8612 | 19745.1245 | 859.0693 | 82420.6674 | 103104.653 | 0 | 0 | 103104.653 | 0.0374%
2027 | 971 | 971-2050R | Tier-3 | Tier-3---2 | 5--5 | 597 | 478 | 28484.5838 | 98.91% | 1.035% | 0.05308% | 2255.871 | 0 | 0 | 2255.871 | 0 | 2052.8119 | 6.3574 | 322.9013 | 2052.8119 | 6.3574 | 322.9013 | 2278.0416 | 7.0549 | 322.9013 | 7.92% | 0.18464 | 0.16986 | 154268.7538 | 28980.1168 | 1504.6624 | 123783.9747 | 154414.7824 | 0 | 0 | 154414.7824 | 0.07439%
2027 | 971 | 971-29R | Tier-3 | Tier-3---6 | 5--5 | 106 | 88 | 8015.4065 | 99.46% | 0.5042% | 0.0309% | 661.8693 | 0 | 0 | 661.8693 | 0 | 602.292 | 1.1704 | 514.6038 | 602.292 | 1.1704 | 514.6038 | 668.3741 | 1.2988 | 514.6038 | 8.257% | 0.12171 | 0.11161 | 65856.8143 | 11074.2553 | 300.8602 | 54481.6988 | 65888.7186 | 0 | 0 | 65888.7186 | 0.02183%
2027 | 971 | 971-371R | Tier-3 | Tier-3---12 | 5--5 | 58 | 50 | 4351.5062 | 99.52% | 0.4473% | 0.03668% | 373.3143 | 0 | 0 | 373.3143 | 0 | 339.7109 | 0.665 | 510.8438 | 339.7109 | 0.665 | 510.8438 | 376.9832 | 0.73796 | 510.8438 | 8.579% | 0.11668 | 0.10662 | 37295.5774 | 6189.1534 | 149.4964 | 30956.9275 | 37312.6057 | 0 | 0 | 37312.6057 | 0.01231%
2027 | 971 | 971-381R | Tier-2 | Tier-2---15 | 1--5 | 3 | 3 | 191.8954 | 99.94% | 0% | 0.06293% | 19.1775 | 0 | 0 | 19.1775 | 0 | 17.4512 | 0.0399 | 437.3744 | 17.4512 | 0.0399 | 437.3744 | 19.3659 | 0.044278 | 437.3744 | 9.994% | 0.0003802 | 0.00034218 | 504722.2701 | 81534.2634 | 28.852 | 423159.1547 | 504757.5602 | 0 | 0 | 504757.5602 | 0.0006324%
2027 | 971 | 971-383R | Tier-3 | Tier-3---4 | 5--5 | 281 | 212 | 14770.5962 | 98.43% | 1.528% | 0.03956% | 1096.8917 | 0 | 0 | 1096.8917 | 0 | 998.1565 | 2.8196 | 354.0066 | 998.1565 | 2.8196 | 354.0066 | 1107.6719 | 3.129 | 354.0066 | 7.426% | 0.13837 | 0.12793 | 106747.8715 | 18250.5069 | 1553.2478 | 86944.1168 | 106884.4587 | 0 | 0 | 106884.4587 | 0.03617%
2027 | 971 | 971-388R | Tier-3 | Tier-3---4 | 5--5 | 406 | 346 | 11267.961 | 98.98% | 0.9235% | 0.09902% | 950.4557 | 0 | 0 | 950.4557 | 0 | 864.9017 | 4.6018 | 187.9486 | 864.9017 | 4.6018 | 187.9486 | 959.7967 | 5.1067 | 187.9486 | 8.435% | 0.17642 | 0.16139 | 63870.0886 | 10985.172 | 547.8169 | 52337.0996 | 63930.9297 | 0 | 0 | 63930.9297 | 0.03134%
2027 | 972 | 972-1582R | Tier-3 | Tier-3---6 | 5--5 | 213 | 190 | 8019.1792 | 98.53% | 1.384% | 0.08092% | 704.8442 | 0 | 0 | 704.8442 | 0 | 641.3986 | 2.527 | 253.8183 | 641.3986 | 2.527 | 253.8183 | 711.7714 | 2.8043 | 253.8183 | 8.789% | 0.15062 | 0.13719 | 53239.6467 | 8712.3531 | 675.9355 | 43851.3581 | 53316.0502 | 0 | 0 | 53316.0502 | 0.02324%
2027 | 972 | 972-1590F | Tier-3 | Tier-3---2 | 5--5 | 697 | 474 | 23409.1539 | 98.39% | 1.548% | 0.05965% | 1566.3686 | 0 | 0 | 1566.3686 | 0 | 1425.374 | 6.3042 | 226.0992 | 1425.374 | 6.3042 | 226.0992 | 1581.7627 | 6.9959 | 226.0992 | 6.691% | 0.17603 | 0.16406 | 132982.6796 | 26774.8666 | 1933.0349 | 104274.7781 | 133138.648 | 0 | 0 | 133138.648 | 0.05165%
2027 | 972 | 972-1641 | Tier-2 | Tier-2---13 | 5--3 | 3 | 3 | 295.0839 | 0% | 100% | 0% | 0 | 0 | 0 | 0 | 0 | 0 | 0.0399 | 0 | 0 | 0.0399 | 0 | 0 | 0.044278 | 0 | 0% | 0.10934 | 0.098403 | 2698.8424 | 3.4 | 2456.6522 | 238.7901 | 2998.7138 | 0 | 0 | 2998.7138 | 0%
2027 | 972 | 972-1642 | Tier-2 | Tier-2---16 | 5--2 | 9 | 9 | 185.3011 | 0% | 99.96% | 0.04171% | 0 | 0 | 0 | 0 | 0 | 0 | 0.1197 | 0 | 0 | 0.1197 | 0 | 0 | 0.13283 | 0 | 0% | 0.11047 | 0.099426 | 1677.3427 | 1.9611 | 1510.6909 | 164.6906 | 1863.7141 | 0 | 0 | 1863.7141 | 0%
2027 | 972 | 972-32R | Tier-2 | Tier-2---1 | 5--5 | 543 | 384 | 22914.3284 | 97.48% | 2.478% | 0.04418% | 1579.5972 | 0 | 0 | 1579.5972 | 0 | 1437.4119 | 5.1072 | 281.4483 | 1437.4119 | 5.1072 | 281.4483 | 1595.1214 | 5.6675 | 281.4483 | 6.893% | 0.16607 | 0.15433 | 137978.7753 | 23361.9707 | 3101.1924 | 111515.6122 | 138243.561 | 0 | 0 | 138243.561 | 0.05209%
2027 | 972 | 972-942R | Tier-3 | Tier-3---6 | 5--5 | 189 | 155 | 9149.6836 | 99.12% | 0.8301% | 0.05344% | 743.7408 | 0 | 0 | 743.7408 | 0 | 676.794 | 2.0615 | 328.3019 | 676.794 | 2.0615 | 328.3019 | 751.0502 | 2.2877 | 328.3019 | 8.129% | 0.14194 | 0.1303 | 64459.3584 | 11777.4052 | 488.1508 | 52193.8024 | 64510.2402 | 0 | 0 | 64510.2402 | 0.02453%
2027 | 973 | 973-1226R | Tier-3 | Tier-3---10 | 5--5 | 194 | 161 | 5177.8696 | 97.32% | 2.585% | 0.09195% | 418.2068 | 0 | 0 | 418.2068 | 0 | 380.5625 | 2.1413 | 177.725 | 380.5625 | 2.1413 | 177.725 | 422.3169 | 2.3762 | 177.725 | 8.077% | 0.13989 | 0.12828 | 37012.5952 | 5797.6214 | 879.9001 | 30335.0736 | 37102.2629 | 0 | 0 | 37102.2629 | 0.01379%
2027 | 973 | 973-1245R | Tier-3 | Tier-3---6 | 5--5 | 59 | 53 | 8620.1106 | 99.53% | 0.4446% | 0.0227% | 770.7303 | 0 | 0 | 770.7303 | 0 | 701.354 | 0.7049 | 994.97 | 701.354 | 0.7049 | 994.97 | 778.305 | 0.78224 | 994.97 | 8.941% | 0.12039 | 0.10957 | 71603.6913 | 12270.708 | 387.9577 | 58945.0256 | 71636.7165 | 0 | 0 | 71636.7165 | 0.02542%
2027 | 973 | 973-530AE | Tier-3 | Tier-3---17 | 5--3 | 2 | 2 | 388.0062 | 6.476% | 93.52% | 0.007746% | 2.5128 | 0 | 0 | 2.5128 | 0 | 2.2866 | 0.0266 | 85.9627 | 2.2866 | 0.0266 | 85.9627 | 2.5375 | 0.029518 | 85.9627 | 0.6476% | 0.10542 | 0.094874 | 3680.7214 | 42.8472 | 3148.1936 | 489.6807 | 4063.205 | 0 | 0 | 4063.205 | 8.286e-05%
2027 | 973 | 973-626R | Tier-3 | Tier-3---7 | 5--5 | 199 | 197 | 6521.7236 | 98.03% | 1.864% | 0.1053% | 632.9032 | 0 | 0 | 632.9032 | 0 | 575.9333 | 2.6201 | 219.8136 | 575.9333 | 2.6201 | 219.8136 | 639.1233 | 2.9076 | 219.8136 | 9.705% | 0.1523 | 0.13722 | 42821.6164 | 7446.1094 | 721.9925 | 34653.5145 | 42914.2737 | 0 | 0 | 42914.2737 | 0.02087%
2027 | 974 | 974-23R | Tier-3 | Tier-3---11 | 5--5 | 389 | 305 | 3492.8626 | 93.69% | 6.037% | 0.2698% | 256.5895 | 0 | 0 | 256.5895 | 0 | 233.4929 | 4.0565 | 57.5602 | 233.4929 | 4.0565 | 57.5602 | 259.1112 | 4.5016 | 57.5602 | 7.346% | 0.16472 | 0.15181 | 21204.8226 | 3176.6761 | 1159.8225 | 16868.324 | 21318.6033 | 0 | 0 | 21318.6033 | 0.008461%
2027 | 974 | 974-715R | Tier-3 | Tier-3---6 | 5--5 | 134 | 111 | 7107.1697 | 99.55% | 0.3981% | 0.05413% | 586.0659 | 0 | 0 | 586.0659 | 0 | 533.312 | 1.4763 | 361.2492 | 533.312 | 1.4763 | 361.2492 | 591.8257 | 1.6383 | 361.2492 | 8.246% | 0.14069 | 0.12903 | 50517.2415 | 8114.8836 | 271.1921 | 42131.1659 | 50537.8745 | 0 | 0 | 50537.8745 | 0.01933%
2027 | 975 | 975-22R | Tier-3 | Tier-3---7 | 5--5 | 30 | 13 | 6417.0381 | 80.3% | 19.69% | 0.01691% | 223.2839 | 0 | 0 | 223.2839 | 0 | 203.1853 | 0.1729 | 1175.1612 | 203.1853 | 0.1729 | 1175.1612 | 225.4783 | 0.19187 | 1175.1612 | 3.48% | 0.19669 | 0.18817 | 32624.3404 | 6032.7065 | 5987.0676 | 20604.5664 | 32915.4994 | 0 | 0 | 32915.4994 | 0.007363%
2027 | 991 | 991-1 | Tier-2 | Tier-2---12 | 4--5 | 29 | 29 | 626.8618 | 65.87% | 33.98% | 0.153% | 41.2906 | 0 | 0 | 41.2906 | 0 | 37.5739 | 0.3857 | 97.4174 | 37.5739 | 0.3857 | 97.4174 | 41.6964 | 0.42802 | 97.4174 | 6.587% | 0.034773 | 0.031295 | 18027.4627 | 3649.7735 | 5561.6241 | 8816.0652 | 18711.1291 | 0 | 0 | 18711.1291 | 0.001362%
2027 | 991 | 991-1206R | Tier-2 | Tier-2---4 | 4--5 | 164 | 158 | 4576.7911 | 99.78% | 0.09876% | 0.1221% | 439.9608 | 0 | 0 | 439.9608 | 0 | 400.3583 | 2.1014 | 190.5199 | 400.3583 | 2.1014 | 190.5199 | 444.2847 | 2.332 | 190.5199 | 9.613% | 0.063785 | 0.05764 | 71752.9575 | 17377.7181 | 68.9781 | 54306.2613 | 71769.8544 | 0 | 0 | 71769.8544 | 0.01451%
2027 | 1023 | CB 1023 | Tier-2 | Tier-2---4 | 4--5 | 78 | 55 | 3332.7386 | 99.81% | 0.1085% | 0.07978% | 234.5584 | 0 | 0 | 234.5584 | 0 | 213.445 | 0.7315 | 291.7909 | 213.445 | 0.7315 | 291.7909 | 236.8637 | 0.81176 | 291.7909 | 7.038% | 0.082267 | 0.076466 | 40511.3439 | 6478.7378 | 346.66 | 33685.946 | 40517.1291 | 0 | 0 | 40517.1291 | 0.007735%
2027 | 1090 | CB 1090 | Tier-2 | Tier-2---7 | 3--5 | 111 | 85 | 1414.5114 | 99.62% | 0.1678% | 0.2113% | 107.9078 | 0 | 0 | 107.9078 | 0 | 98.1947 | 1.1305 | 86.8595 | 98.1947 | 1.1305 | 86.8595 | 108.9683 | 1.2545 | 86.8595 | 7.629% | 0.025114 | 0.023191 | 56324.0689 | 9092.3637 | 116.2348 | 47115.4703 | 56341.7744 | 0 | 0 | 56341.7744 | 0.003558%
2027 | 1101 | CB 1101 | Tier-2 | Tier-2---9 | 4--4 | 41 | 38 | 1133.279 | 99.72% | 0.1529% | 0.1272% | 104.7414 | 0 | 0 | 104.7414 | 0 | 95.3133 | 0.5054 | 188.5898 | 95.3133 | 0.5054 | 188.5898 | 105.7708 | 0.56085 | 188.5898 | 9.242% | 0.091579 | 0.083091 | 12374.933 | 1964.2318 | 240.1019 | 10170.5993 | 12378.4739 | 0 | 0 | 12378.4739 | 0.003454%
2027 | 1106 | CB 1106 | Tier-2 | Tier-2---7 | 4--5 | 24 | 24 | 1646.9837 | 34.54% | 65.41% | 0.04829% | 56.8815 | 0 | 0 | 56.8815 | 0 | 51.7614 | 0.3192 | 162.1598 | 51.7614 | 0.3192 | 162.1598 | 57.4405 | 0.35422 | 162.1598 | 3.454% | 0.070774 | 0.063697 | 23270.9618 | 1321.744 | 13847.343 | 8101.8748 | 24963.6198 | 0 | 0 | 24963.6198 | 0.001876%
2027 | 1138 | CB 1138 | Tier-2 | Tier-2---10 | 5--4 | 291 | 70 | 765.4961 | 75% | 24.28% | 0.7274% | 13.8097 | 0 | 0 | 13.8097 | 0 | 12.5666 | 0.931 | 13.498 | 12.5666 | 0.931 | 13.498 | 13.9454 | 1.0331 | 13.498 | 1.804% | 0.11418 | 0.11143 | 6704.4211 | 1031.4722 | 1538.2078 | 4134.7411 | 6745.7408 | 0 | 0 | 6745.7408 | 0.0004554%
2027 | 1160 | CB 1160 | Tier-2 | Tier-2---22 | 4--1 | 8 | 1 | 2.3826 | 9.042% | 83.57% | 7.391% | 0.0026929 | 0 | 0 | 0.0026929 | 0 | 0.0024505 | 0.0133 | 0.18425 | 0.0024505 | 0.0133 | 0.18425 | 0.0027194 | 0.014759 | 0.18425 | 0.113% | 0.059368 | 0.058626 | 40.1318 | 0.36722 | 29.4839 | 10.2807 | 40.5939 | 0 | 0 | 40.5939 | 8.88e-08%
2027 | 1161 | CB 1161 | Tier-2 | Tier-2---20 | 4--1 | 20 | 3 | 18.2465 | 16.87% | 78.76% | 4.376% | 0.046159 | 0 | 0 | 0.046159 | 0 | 0.042004 | 0.0399 | 1.0527 | 0.042004 | 0.0399 | 1.0527 | 0.046613 | 0.044278 | 1.0527 | 0.253% | 0.061771 | 0.060845 | 295.3886 | 6.838 | 193.9385 | 94.612 | 299.1283 | 0 | 0 | 299.1283 | 1.522e-06%
2027 | 1162 | CB 1162 | Tier-2 | Tier-2---18 | 4--2 | 34 | 31 | 75.2008 | 96.65% | 1.975% | 1.378% | 6.6266 | 0 | 0 | 6.6266 | 0 | 6.0301 | 0.4123 | 14.6256 | 6.0301 | 0.4123 | 14.6256 | 6.6918 | 0.45754 | 14.6256 | 8.812% | 0.064214 | 0.058359 | 1171.1044 | 178.0938 | 26.2712 | 966.7394 | 1175.0441 | 0 | 0 | 1175.0441 | 0.0002185%
2027 | 1166 | CB 1166 | Tier-3 | Tier-3---20 | 1--5 | 5 | 4 | 70.8201 | 99.8% | 0% | 0.2033% | 5.6541 | 0 | 0 | 5.6541 | 0 | 5.1451 | 0.0532 | 96.7133 | 5.1451 | 0.0532 | 96.7133 | 5.7097 | 0.059037 | 96.7133 | 7.984% | 0.0005142 | 0.00047306 | 137728.7598 | 21906.6699 | 136.7435 | 115685.3465 | 137753.1132 | 0 | 0 | 137753.1132 | 0.0001865%
2027 | 1215 | CB 1215 | Tier-3 | Tier-3---20 | 1--5 | 3 | 3 | 21.8223 | 99.66% | 0% | 0.344% | 2.1747 | 0 | 0 | 2.1747 | 0 | 1.979 | 0.0399 | 49.5983 | 1.979 | 0.0399 | 49.5983 | 2.1961 | 0.044278 | 49.5983 | 9.966% | 0.0002576 | 0.00023184 | 84713.9519 | 12244.53 | 142.3109 | 72327.111 | 84746.3294 | 0 | 0 | 84746.3294 | 7.171e-05%
2027 | 1233 | CB 1233 | Tier-3 | Tier-3---21 | 1--4 | 3 | 2 | 0.76155 | 90.92% | 0% | 9.083% | 0.046158 | 0 | 0 | 0.046158 | 0 | 0.042003 | 0.0266 | 1.5791 | 0.042003 | 0.0266 | 1.5791 | 0.046612 | 0.029518 | 1.5791 | 6.061% | 0.0001248 | 0.00011648 | 6102.1444 | 830.5531 | 104.2913 | 5167.3 | 6141.7358 | 0 | 0 | 6141.7358 | 1.522e-06%
2027 | 1234 | CB 1234 | Tier-3 | Tier-3---10 | 5--5 | 332 | 332 | 6311.4919 | 84.29% | 15.54% | 0.1769% | 531.9837 | 0 | 0 | 531.9837 | 0 | 484.0979 | 4.4156 | 109.6336 | 484.0979 | 4.4156 | 109.6336 | 537.212 | 4.9001 | 109.6336 | 8.429% | 0.11961 | 0.10765 | 52765.4948 | 7251.4549 | 7797.694 | 37716.3459 | 53686.6569 | 0 | 0 | 53686.6569 | 0.01754%
2027 | 1235 | CB 1235 | Tier-2 | Tier-2---6 | 4--5 | 622 | 402 | 6645.572 | 99.09% | 0.6868% | 0.2213% | 425.6045 | 0 | 0 | 425.6045 | 0 | 387.2943 | 5.3466 | 72.4375 | 387.2943 | 5.3466 | 72.4375 | 429.7873 | 5.9332 | 72.4375 | 6.404% | 0.082825 | 0.077472 | 80236.4987 | 14594.2716 | 649.5597 | 64992.6674 | 80286.8436 | 0 | 0 | 80286.8436 | 0.01403%
2027 | 1243 | CB 1243 | Tier-2 | Tier-2---7 | 3--5 | 116 | 106 | 1438.3629 | 99.75% | 0% | 0.2509% | 131.1068 | 0 | 0 | 131.1068 | 0 | 119.3054 | 1.4098 | 84.6258 | 119.3054 | 1.4098 | 84.6258 | 132.3953 | 1.5645 | 84.6258 | 9.115% | 0.019586 | 0.017796 | 73438.3162 | 12301.3098 | 66.4142 | 61070.5923 | 73456.8482 | 0 | 0 | 73456.8482 | 0.004323%
2027 | 1245 | CB 1245 | Tier-2 | Tier-2---15 | 1--5 | 9 | 9 | 108.0997 | 99.75% | 0% | 0.2497% | 10.783 | 0 | 0 | 10.783 | 0 | 9.8124 | 0.1197 | 81.9747 | 9.8124 | 0.1197 | 81.9747 | 10.889 | 0.13283 | 81.9747 | 9.975% | 0.001637 | 0.0014733 | 66035.2637 | 17244.823 | 21.4736 | 48768.9671 | 66053.5866 | 0 | 0 | 66053.5866 | 0.0003556%
2027 | 1250 | CB 1250 | Tier-2 | Tier-2---4 | 4--5 | 32 | 31 | 4075.2359 | 99.93% | 0.04042% | 0.02515% | 394.5296 | 0 | 0 | 394.5296 | 0 | 359.0166 | 0.4123 | 870.7658 | 359.0166 | 0.4123 | 870.7658 | 398.407 | 0.45754 | 870.7658 | 9.681% | 0.088703 | 0.08011 | 45942.5846 | 7443.6301 | 317.2977 | 38181.6568 | 45945.8161 | 0 | 0 | 45945.8161 | 0.01301%
2027 | 1299 | CB 1299 | Tier-2 | Tier-2---19 | 3--3 | 76 | 31 | 41.7756 | 94.08% | 0% | 5.924% | 1.6031 | 0 | 0 | 1.6031 | 0 | 1.4588 | 0.4123 | 3.5381 | 1.4588 | 0.4123 | 3.5381 | 1.6188 | 0.45754 | 3.5381 | 3.837% | 0.014997 | 0.014386 | 2785.5246 | 467.5235 | 44.8169 | 2273.1842 | 2792.5411 | 0 | 0 | 2792.5411 | 5.286e-05%
2027 | 1525 | CB 1525 | Tier-2 | Tier-2---13 | 4--4 | 184 | 8 | 259.6903 | 35.49% | 63.12% | 1.387% | 0.40074 | 0 | 0 | 0.40074 | 0 | 0.36467 | 0.1064 | 3.4273 | 0.36467 | 0.1064 | 3.4273 | 0.40468 | 0.11807 | 3.4273 | 0.1543% | 0.050512 | 0.050292 | 5141.181 | 367.2769 | 3050.2081 | 1723.6959 | 5155.6633 | 0 | 0 | 5155.6633 | 1.321e-05%
2027 | 157 | CB 157 | Tier-3 | Tier-3---21 | 1--5 | 2 | 2 | 6.0775 | 99.43% | 0% | 0.5677% | 0.6043 | 0 | 0 | 0.6043 | 0 | 0.5499 | 0.0266 | 20.673 | 0.5499 | 0.0266 | 20.673 | 0.61023 | 0.029518 | 20.673 | 9.943% | 0.0001334 | 0.00012006 | 45558.1567 | 6595.3961 | 1202.8975 | 37759.8631 | 45586.8954 | 0 | 0 | 45586.8954 | 1.993e-05%
2027 | 185 | CB 185 | Tier-2 | Tier-2---12 | 3--4 | 154 | 2 | 396.8506 | 79.93% | 19.29% | 0.7702% | 0.41198 | 0 | 0 | 0.41198 | 0 | 0.37489 | 0.0266 | 14.0937 | 0.37489 | 0.0266 | 14.0937 | 0.41603 | 0.029518 | 14.0937 | 0.1038% | 0.027797 | 0.027761 | 14276.8452 | 1950.4963 | 2483.4015 | 9842.9474 | 14280.5704 | 0 | 0 | 14280.5704 | 1.359e-05%
2027 | 196 | CB 196 | Tier-2 | Tier-2---15 | 3--4 | 24 | 1 | 134.4699 | 3.142% | 96.54% | 0.3137% | 0.017605 | 0 | 0 | 0.017605 | 0 | 0.01602 | 0.0133 | 1.2045 | 0.01602 | 0.0133 | 1.2045 | 0.017778 | 0.014759 | 1.2045 | 0.01309% | 0.019464 | 0.019383 | 6908.5051 | 30.9312 | 5935.5679 | 942.006 | 6936.5027 | 0 | 0 | 6936.5027 | 5.805e-07%
2027 | 200 | CB 200 | Tier-2 | Tier-2---9 | 4--5 | 478 | 80 | 1342.6559 | 29.9% | 69.37% | 0.7369% | 6.718 | 0 | 0 | 6.718 | 0 | 6.1133 | 1.064 | 5.7456 | 6.1133 | 1.064 | 5.7456 | 6.784 | 1.1807 | 5.7456 | 0.5004% | 0.060261 | 0.059252 | 22280.6766 | 968.7431 | 14863.6506 | 6448.2829 | 22546.5426 | 0 | 0 | 22546.5426 | 0.0002215%
2027 | 202 | CB 202 | Tier-2 | Tier-2---16 | 4--3 | 193 | 188 | 133.9861 | 95.12% | 0% | 4.877% | 12.415 | 0 | 0 | 12.415 | 0 | 11.2974 | 2.5004 | 4.5183 | 11.2974 | 2.5004 | 4.5183 | 12.537 | 2.7747 | 4.5183 | 9.266% | 0.040966 | 0.036976 | 3270.6344 | 424.6242 | 32.8297 | 2813.1806 | 3287.8493 | 0 | 0 | 3287.8493 | 0.0004094%
2027 | 203 | CB 203 | Tier-2 | Tier-2---13 | 4--4 | 233 | 109 | 195.752 | 9.583% | 88.23% | 2.187% | 0.8776 | 0 | 0 | 0.8776 | 0 | 0.7986 | 1.4497 | 0.55087 | 0.7986 | 1.4497 | 0.55087 | 0.88622 | 1.6088 | 0.55087 | 0.4483% | 0.03541 | 0.033754 | 5528.1246 | 34.2367 | 4807.7085 | 686.1793 | 5773.4283 | 0 | 0 | 5773.4283 | 2.894e-05%
2027 | 204 | CB 204 | Tier-2 | Tier-2---9 | 4--4 | 229 | 220 | 1059.5314 | 80.82% | 18.41% | 0.7661% | 82.2684 | 0 | 0 | 82.2684 | 0 | 74.8631 | 2.926 | 25.5855 | 74.8631 | 2.926 | 25.5855 | 83.0769 | 3.247 | 25.5855 | 7.765% | 0.068524 | 0.061941 | 15462.1941 | 1952.7232 | 2912.9931 | 10596.4779 | 15777.3436 | 0 | 0 | 15777.3436 | 0.002713%
2027 | 210 | CB 210 | Tier-2 | Tier-2---21 | 1--4 | 3 | 1 | 1.9532 | 96.21% | 0% | 3.789% | 0.062638 | 0 | 0 | 0.062638 | 0 | 0.057 | 0.0133 | 4.2857 | 0.057 | 0.0133 | 4.2857 | 0.063254 | 0.014759 | 4.2857 | 3.207% | 0.0002002 | 0.00019353 | 9756.0468 | 905.9131 | 227.6493 | 8622.4844 | 9768.794 | 0 | 0 | 9768.794 | 2.066e-06%
2027 | 211 | CB 211 | Tier-2 | Tier-2---21 | 1--2 | 2 | 1 | 0.037273 | 0% | 0% | 100% | 0 | 0 | 0 | 0 | 0 | 0 | 0.0133 | 0 | 0 | 0.0133 | 0 | 0 | 0.014759 | 0 | 0% | 5.02e-05 | 4.769e-05 | 742.4998 | 0.55871 | 67.4492 | 674.4919 | 781.5788 | 0 | 0 | 781.5788 | 0%
2027 | 212 | CB 212 | Tier-2 | Tier-2---19 | 1--5 | 7 | 6 | 22.9809 | 99.09% | 0% | 0.9069% | 1.9519 | 0 | 0 | 1.9519 | 0 | 1.7762 | 0.0798 | 22.2585 | 1.7762 | 0.0798 | 22.2585 | 1.9711 | 0.088555 | 22.2585 | 8.494% | 0.0011646 | 0.0010648 | 19732.8401 | 1812.7881 | 561.3991 | 17358.6529 | 19749.6168 | 0 | 0 | 19749.6168 | 6.437e-05%
2027 | 214 | CB 214 | Tier-3 | Tier-3---20 | 1--5 | 3 | 2 | 59.1996 | 99.88% | 0% | 0.1188% | 3.942 | 0 | 0 | 3.942 | 0 | 3.5871 | 0.0266 | 134.8543 | 3.5871 | 0.0266 | 134.8543 | 3.9807 | 0.029518 | 134.8543 | 6.659% | 0.0002016 | 0.00018816 | 293649.0501 | 47091.7983 | 966.5627 | 245590.6891 | 293673.9769 | 0 | 0 | 293673.9769 | 0.00013%
2027 | 215 | CB 215 | Tier-3 | Tier-3---20 | 1--5 | 5 | 3 | 133.9133 | 99.89% | 0% | 0.1056% | 8.0263 | 0 | 0 | 8.0263 | 0 | 7.3038 | 0.0399 | 183.0536 | 7.3038 | 0.0399 | 183.0536 | 8.1052 | 0.044278 | 183.0536 | 5.994% | 0.0005546 | 0.00052132 | 241459.2274 | 38751.4093 | 725.0579 | 201982.7602 | 241475.4986 | 0 | 0 | 241475.4986 | 0.0002647%
2027 | 217 | CB 217 | Tier-3 | Tier-3---20 | 1--5 | 3 | 2 | 26.6678 | 99.71% | 0% | 0.2895% | 1.7727 | 0 | 0 | 1.7727 | 0 | 1.6131 | 0.0266 | 60.6444 | 1.6131 | 0.0266 | 60.6444 | 1.7901 | 0.029518 | 60.6444 | 6.647% | 0.000134 | 0.00012507 | 199013.7941 | 31841.1986 | 716.7689 | 166455.8266 | 199054.953 | 0 | 0 | 199054.953 | 5.846e-05%
2027 | 220 | CB 220 | Tier-3 | Tier-3---21 | 1--2 | 2 | 1 | 0.033535 | 0% | 0% | 100% | 0 | 0 | 0 | 0 | 0 | 0 | 0.0133 | 0 | 0 | 0.0133 | 0 | 0 | 0.014759 | 0 | 0% | 4.74e-05 | 4.503e-05 | 707.4933 | 0.53237 | 64.2692 | 642.6918 | 744.7298 | 0 | 0 | 744.7298 | 0%
2027 | 230 | CB 230 | Tier-2 | Tier-2---14 | 1--5 | 12 | 10 | 212.8275 | 99.81% | 0% | 0.1866% | 17.7025 | 0 | 0 | 17.7025 | 0 | 16.1091 | 0.133 | 121.1208 | 16.1091 | 0.133 | 121.1208 | 17.8765 | 0.14759 | 121.1208 | 8.318% | 0.0025822 | 0.002367 | 82420.9788 | 12968.0928 | 2517.612 | 66935.274 | 82434.9572 | 0 | 0 | 82434.9572 | 0.0005838%
2027 | 231 | CB 231 | Tier-2 | Tier-2---7 | 4--5 | 260 | 174 | 2499.974 | 99.29% | 0.4807% | 0.2332% | 166.1116 | 0 | 0 | 166.1116 | 0 | 151.1593 | 2.3142 | 65.3182 | 151.1593 | 2.3142 | 65.3182 | 167.7441 | 2.5681 | 65.3182 | 6.645% | 0.037573 | 0.035058 | 66537.1573 | 11726.385 | 695.1024 | 54115.6699 | 66571.2263 | 0 | 0 | 66571.2263 | 0.005478%
2027 | 232 | CB 232 | Tier-2 | Tier-2---7 | 4--5 | 259 | 144 | 1642.5971 | 97.37% | 2.323% | 0.3027% | 88.9279 | 0 | 0 | 88.9279 | 0 | 80.9232 | 1.9152 | 42.2531 | 80.9232 | 1.9152 | 42.2531 | 89.8019 | 2.1253 | 42.2531 | 5.414% | 0.029023 | 0.02741 | 56595.6114 | 8878.7373 | 1490.4163 | 46226.4579 | 56683.0965 | 0 | 0 | 56683.0965 | 0.002933%
2027 | 233 | CB 233 | Tier-2 | Tier-2---4 | 4--5 | 613 | 396 | 4127.6955 | 98.74% | 0.928% | 0.3343% | 263.2844 | 0 | 0 | 263.2844 | 0 | 239.5852 | 5.2668 | 45.4897 | 239.5852 | 5.2668 | 45.4897 | 265.8719 | 5.8447 | 45.4897 | 6.378% | 0.075451 | 0.070577 | 54706.8242 | 9492.9943 | 1134.8954 | 44078.9345 | 54754.5181 | 0 | 0 | 54754.5181 | 0.008682%
2027 | 234 | CB 234 | Tier-2 | Tier-2---4 | 4--5 | 352 | 201 | 3294.853 | 98.88% | 0.9043% | 0.2189% | 186.0305 | 0 | 0 | 186.0305 | 0 | 169.2852 | 2.6733 | 63.3245 | 169.2852 | 2.6733 | 63.3245 | 187.8588 | 2.9666 | 63.3245 | 5.646% | 0.044658 | 0.042108 | 73779.6805 | 13525.886 | 881.4848 | 59372.3097 | 73829.8643 | 0 | 0 | 73829.8643 | 0.006135%
2027 | 235 | CB 235 | Tier-2 | Tier-2---12 | 1--5 | 6 | 4 | 443.5427 | 99.96% | 0% | 0.03939% | 29.5579 | 0 | 0 | 29.5579 | 0 | 26.8973 | 0.0532 | 505.5878 | 26.8973 | 0.0532 | 505.5878 | 29.8484 | 0.059037 | 505.5878 | 6.664% | 0.0007134 | 0.00066584 | 621730.7449 | 100003.5038 | 3209.2492 | 518517.9918 | 621748.2373 | 0 | 0 | 621748.2373 | 0.0009747%
2027 | 236 | CB 236 | Tier-2 | Tier-2---1 | 5--5 | 337 | 161 | 12711.1878 | 97.62% | 2.333% | 0.04724% | 592.8145 | 0 | 0 | 592.8145 | 0 | 539.4531 | 2.1413 | 251.928 | 539.4531 | 2.1413 | 251.928 | 598.6407 | 2.3762 | 251.928 | 4.664% | 0.1419 | 0.13512 | 89580.6366 | 15500.694 | 2015.4718 | 72064.4708 | 89687.624 | 0 | 0 | 89687.624 | 0.01955%
2027 | 237 | CB 237 | Tier-2 | Tier-2---8 | 5--5 | 41 | 14 | 2111.5746 | 99.54% | 0.4259% | 0.03207% | 71.7723 | 0 | 0 | 71.7723 | 0 | 65.3119 | 0.1862 | 350.762 | 65.3119 | 0.1862 | 350.762 | 72.4777 | 0.20663 | 350.762 | 3.399% | 0.10923 | 0.1055 | 19331.9134 | 3573.3415 | 106.8159 | 15651.756 | 19335.0434 | 0 | 0 | 19335.0434 | 0.002367%
2027 | 239 | CB 239 | Tier-3 | Tier-3---20 | 1--5 | 2 | 1 | 10.6776 | 99.64% | 0% | 0.3633% | 0.53194 | 0 | 0 | 0.53194 | 0 | 0.48406 | 0.0133 | 36.3955 | 0.48406 | 0.0133 | 36.3955 | 0.53717 | 0.014759 | 36.3955 | 4.982% | 0.0001826 | 0.00017347 | 58475.5699 | 8842.2618 | 1906.0953 | 47727.2128 | 58486.7517 | 0 | 0 | 58486.7517 | 1.754e-05%
2027 | 240 | CB 240 | Tier-2 | Tier-2---9 | 4--5 | 238 | 114 | 1263.0316 | 97.68% | 1.949% | 0.3739% | 59.0928 | 0 | 0 | 59.0928 | 0 | 53.7736 | 1.5162 | 35.4661 | 53.7736 | 1.5162 | 35.4661 | 59.6735 | 1.6826 | 35.4661 | 4.679% | 0.048511 | 0.046187 | 26036.1977 | 5428.7987 | 694.0612 | 19913.3378 | 26066.6257 | 0 | 0 | 26066.6257 | 0.001949%
2027 | 242 | CB 242 | Tier-2 | Tier-2---11 | 5--3 | 87 | 35 | 406.8184 | 64.36% | 35.02% | 0.6193% | 10.5338 | 0 | 0 | 10.5338 | 0 | 9.5857 | 0.4655 | 20.5922 | 9.5857 | 0.4655 | 20.5922 | 10.6374 | 0.51657 | 20.5922 | 2.589% | 0.1014 | 0.097325 | 4011.826 | 391.3486 | 1462.3995 | 2158.0779 | 4071.753 | 0 | 0 | 4071.753 | 0.0003474%
2027 | 244 | CB 244 | Tier-2 | Tier-2---14 | 4--4 | 197 | 16 | 295.5508 | 37.5% | 61.39% | 1.106% | 0.90024 | 0 | 0 | 0.90024 | 0 | 0.81921 | 0.2128 | 3.8497 | 0.81921 | 0.2128 | 3.8497 | 0.90909 | 0.23615 | 3.8497 | 0.3046% | 0.040668 | 0.040338 | 7267.3331 | 364.4749 | 4618.5636 | 2284.2946 | 7304.5231 | 0 | 0 | 7304.5231 | 2.969e-05%
2027 | 246 | CB 246 | Tier-2 | Tier-2---7 | 4--5 | 303 | 180 | 1438.4419 | 90% | 9.47% | 0.5268% | 76.9095 | 0 | 0 | 76.9095 | 0 | 69.9866 | 2.394 | 29.2342 | 69.9866 | 2.394 | 29.2342 | 77.6654 | 2.6567 | 29.2342 | 5.347% | 0.066431 | 0.062485 | 21653.0415 | 4674.1804 | 2209.0046 | 14769.8565 | 21789.7541 | 0 | 0 | 21789.7541 | 0.002536%
2027 | 247 | CB 247 | Tier-2 | Tier-2---12 | 4--4 | 90 | 29 | 379.7423 | 70.28% | 29.01% | 0.71% | 8.5995 | 0 | 0 | 8.5995 | 0 | 7.8254 | 0.3857 | 20.2889 | 7.8254 | 0.3857 | 20.2889 | 8.684 | 0.42802 | 20.2889 | 2.265% | 0.038566 | 0.037324 | 9846.5066 | 1443.1584 | 2899.0809 | 5504.2673 | 9943.942 | 0 | 0 | 9943.942 | 0.0002836%
2027 | 248 | CB 248 | Tier-2 | Tier-2---9 | 3--5 | 136 | 62 | 962.1527 | 99.5% | 0% | 0.4991% | 43.6439 | 0 | 0 | 43.6439 | 0 | 39.7154 | 0.8246 | 48.1632 | 39.7154 | 0.8246 | 48.1632 | 44.0729 | 0.91507 | 48.1632 | 4.536% | 0.01881 | 0.017953 | 51150.5838 | 8615.1388 | 24.4667 | 42510.9782 | 51162.7779 | 0 | 0 | 51162.7779 | 0.001439%
2027 | 249 | CB 249 | Tier-3 | Tier-3---16 | 4--4 | 101 | 65 | 826.9208 | 97.04% | 2.672% | 0.2884% | 51.6421 | 0 | 0 | 51.6421 | 0 | 46.9936 | 0.8645 | 54.3593 | 46.9936 | 0.8645 | 54.3593 | 52.1497 | 0.95935 | 54.3593 | 6.245% | 0.05906 | 0.055259 | 14001.3211 | 2124.344 | 445.6547 | 11431.3225 | 14029.8331 | 0 | 0 | 14029.8331 | 0.001703%
2027 | 280 | CB 280 | Tier-2 | Tier-2---14 | 4--4 | 108 | 32 | 310.7968 | 16.09% | 83.08% | 0.8251% | 1.4817 | 0 | 0 | 1.4817 | 0 | 1.3483 | 0.4256 | 3.168 | 1.3483 | 0.4256 | 3.168 | 1.4963 | 0.4723 | 3.168 | 0.4767% | 0.042409 | 0.041153 | 7328.4886 | 170.2669 | 5820.5339 | 1337.6878 | 7516.2546 | 0 | 0 | 7516.2546 | 4.886e-05%
2027 | 283 | CB 283 | Tier-3 | Tier-3---21 | 1--5 | 2 | 2 | 6.0451 | 99.41% | 0% | 0.5857% | 0.60097 | 0 | 0 | 0.60097 | 0 | 0.54688 | 0.0266 | 20.5593 | 0.54688 | 0.0266 | 20.5593 | 0.60688 | 0.029518 | 20.5593 | 9.941% | 7.6e-05 | 6.84e-05 | 79541.4151 | 12489.5349 | 411.7525 | 66640.1278 | 79593.1765 | 0 | 0 | 79593.1765 | 1.982e-05%
2027 | 292 | CB 292 | Tier-2 | Tier-2---18 | 4--3 | 17 | 13 | 94.6686 | 66.47% | 32.93% | 0.6021% | 4.8122 | 0 | 0 | 4.8122 | 0 | 4.379 | 0.1729 | 25.3268 | 4.379 | 0.1729 | 25.3268 | 4.8595 | 0.19187 | 25.3268 | 5.083% | 0.048129 | 0.044449 | 1966.9754 | 205.7428 | 558.5001 | 1202.7325 | 2021.5822 | 0 | 0 | 2021.5822 | 0.0001587%
2027 | 315 | CB 315 | Tier-2 | Tier-2---19 | 1--4 | 21 | 1 | 10.7713 | 97.26% | 0% | 2.741% | 0.049886 | 0 | 0 | 0.049886 | 0 | 0.045395 | 0.0133 | 3.4132 | 0.045395 | 0.0133 | 3.4132 | 0.050376 | 0.014759 | 3.4132 | 0.4631% | 0.0017586 | 0.0017502 | 6124.9072 | 776.0019 | 1213.3331 | 4135.5722 | 6125.7106 | 0 | 0 | 6125.7106 | 1.645e-06%
2027 | 327 | CB 327 | Tier-3 | Tier-3---16 | 4--5 | 22 | 21 | 1456.7095 | 99.79% | 0.1579% | 0.0494% | 138.7612 | 0 | 0 | 138.7612 | 0 | 126.2708 | 0.2793 | 452.0978 | 126.2708 | 0.2793 | 452.0978 | 140.125 | 0.30994 | 452.0978 | 9.526% | 0.076966 | 0.06962 | 18926.5639 | 3241.7353 | 24.8136 | 15660.0149 | 18930.7048 | 0 | 0 | 18930.7048 | 0.004576%
2027 | 329 | CB 329 | Tier-2 | Tier-2---14 | 3--4 | 34 | 8 | 215.2852 | 96.83% | 2.614% | 0.5577% | 4.9049 | 0 | 0 | 4.9049 | 0 | 4.4634 | 0.1064 | 41.949 | 4.4634 | 0.1064 | 41.949 | 4.9531 | 0.11807 | 41.949 | 2.278% | 0.026212 | 0.025596 | 8213.1037 | 1191.5515 | 755.5628 | 6265.9894 | 8219.3802 | 0 | 0 | 8219.3802 | 0.0001617%
2027 | 330 | CB 330 | Tier-2 | Tier-2---16 | 4--3 | 156 | 73 | 124.2501 | 33.35% | 64.03% | 2.615% | 1.9393 | 0 | 0 | 1.9393 | 0 | 1.7647 | 0.9709 | 1.8176 | 1.7647 | 0.9709 | 1.8176 | 1.9584 | 1.0774 | 1.8176 | 1.561% | 0.029702 | 0.028312 | 4183.2246 | 10.9263 | 3758.006 | 414.2923 | 4320.0911 | 0 | 0 | 4320.0911 | 6.395e-05%
2027 | 331 | CB 331 | Tier-2 | Tier-2---14 | 2--5 | 48 | 25 | 261.2105 | 99.38% | 0% | 0.6196% | 13.5204 | 0 | 0 | 13.5204 | 0 | 12.3034 | 0.3325 | 37.0027 | 12.3034 | 0.3325 | 37.0027 | 13.6533 | 0.36898 | 37.0027 | 5.176% | 0.010352 | 0.0098128 | 25232.8512 | 3536.4388 | 3219.2744 | 18477.138 | 25241.441 | 0 | 0 | 25241.441 | 0.0004459%
2027 | 350 | CB 350 | Tier-2 | Tier-2---15 | 1--5 | 4 | 1 | 133.5736 | 99.92% | 0% | 0.07821% | 3.3367 | 0 | 0 | 3.3367 | 0 | 3.0364 | 0.0133 | 228.2991 | 3.0364 | 0.0133 | 228.2991 | 3.3695 | 0.014759 | 228.2991 | 2.498% | 0.0004644 | 0.00045279 | 287626.1215 | 46100.7705 | 2192.4832 | 239332.8678 | 287631.8895 | 0 | 0 | 287631.8895 | 0.00011%
2027 | 351 | CB 351 | Tier-2 | Tier-2---3 | 5--5 | 154 | 110 | 14599.7352 | 99.66% | 0.3054% | 0.03279% | 1039.3116 | 0 | 0 | 1039.3116 | 0 | 945.7594 | 1.463 | 646.4524 | 945.7594 | 1.463 | 646.4524 | 1049.5259 | 1.6235 | 646.4524 | 7.119% | 0.12463 | 0.11573 | 117140.1184 | 26730.0261 | 377.3251 | 90032.7671 | 117170.591 | 0 | 0 | 117170.591 | 0.03427%
2027 | 352 | CB 352 | Tier-2 | Tier-2---18 | 4--2 | 5 | 4 | 87.8741 | 99.22% | 0.6237% | 0.1541% | 6.9753 | 0 | 0 | 6.9753 | 0 | 6.3474 | 0.0532 | 119.3118 | 6.3474 | 0.0532 | 119.3118 | 7.0438 | 0.059037 | 119.3118 | 7.938% | 0.066856 | 0.061507 | 1314.3831 | 210.4244 | 8.2251 | 1095.7336 | 1315.2721 | 0 | 0 | 1315.2721 | 0.00023%
2027 | 353 | CB 353 | Tier-2 | Tier-2---19 | 1--5 | 4 | 1 | 7.5897 | 98.6% | 0% | 1.398% | 0.18709 | 0 | 0 | 0.18709 | 0 | 0.17025 | 0.0133 | 12.8007 | 0.17025 | 0.0133 | 12.8007 | 0.18893 | 0.014759 | 12.8007 | 2.465% | 0.0001926 | 0.00018778 | 39406.3406 | 6139.512 | 737.3483 | 32529.4803 | 39420.4648 | 0 | 0 | 39420.4648 | 6.17e-06%
2027 | 354 | CB 354 | Tier-2 | Tier-2---19 | 1--5 | 3 | 2 | 12.0695 | 99.46% | 0% | 0.538% | 0.8003 | 0 | 0 | 0.8003 | 0 | 0.72827 | 0.0266 | 27.3784 | 0.72827 | 0.0266 | 27.3784 | 0.80817 | 0.029518 | 27.3784 | 6.631% | 0.0002126 | 0.00019843 | 56770.8652 | 8857.5448 | 1365.0187 | 46548.3017 | 56792.6794 | 0 | 0 | 56792.6794 | 2.639e-05%
2027 | 355 | CB 355 | Tier-2 | Tier-2---3 | 5--5 | 302 | 168 | 11288.3525 | 98.84% | 1.109% | 0.05403% | 620.6565 | 0 | 0 | 620.6565 | 0 | 564.7889 | 2.2344 | 252.77 | 564.7889 | 2.2344 | 252.77 | 626.7563 | 2.4796 | 252.77 | 5.498% | 0.1048 | 0.098973 | 107709.793 | 22403.5173 | 1198.9113 | 84107.3644 | 107783.5993 | 0 | 0 | 107783.5993 | 0.02047%
2027 | 356 | CB 356 | Tier-2 | Tier-2---19 | 1--5 | 3 | 2 | 6.8062 | 99.1% | 0% | 0.8997% | 0.44966 | 0 | 0 | 0.44966 | 0 | 0.40919 | 0.0266 | 15.3829 | 0.40919 | 0.0266 | 15.3829 | 0.45408 | 0.029518 | 15.3829 | 6.607% | 0.0001262 | 0.00011779 | 53931.5569 | 8525.3907 | 930.8819 | 44475.2842 | 53966.2151 | 0 | 0 | 53966.2151 | 1.483e-05%
2027 | 357 | CB 357 | Tier-3 | Tier-3---10 | 5--5 | 162 | 106 | 6110.8546 | 96.01% | 3.933% | 0.05986% | 383.8802 | 0 | 0 | 383.8802 | 0 | 349.3258 | 1.4098 | 247.784 | 349.3258 | 1.4098 | 247.784 | 387.653 | 1.5645 | 247.784 | 6.282% | 0.12773 | 0.11937 | 47841.0693 | 7695.9209 | 1866.6974 | 38278.451 | 47974.8147 | 0 | 0 | 47974.8147 | 0.01266%
2027 | 358 | CB 358 | Tier-3 | Tier-3---15 | 5--4 | 21 | 6 | 861.4334 | 18.88% | 81.11% | 0.0161% | 4.6462 | 0 | 0 | 4.6462 | 0 | 4.228 | 0.0798 | 52.9824 | 4.228 | 0.0798 | 52.9824 | 4.6919 | 0.088555 | 52.9824 | 0.5394% | 0.1387 | 0.13474 | 6210.6059 | 197.9224 | 4526.0062 | 1486.6772 | 6358.7881 | 0 | 0 | 6358.7881 | 0.0001532%
2027 | 396 | CB 396 | Tier-2 | Tier-2---11 | 5--4 | 145 | 5 | 669.8148 | 14.34% | 85.25% | 0.4034% | 0.33127 | 0 | 0 | 0.33127 | 0 | 0.30145 | 0.0665 | 4.5332 | 0.30145 | 0.0665 | 4.5332 | 0.33453 | 0.073796 | 4.5332 | 0.04946% | 0.10036 | 0.10001 | 6674.121 | 193.8927 | 5213.8843 | 1266.344 | 6693.9025 | 0 | 0 | 6693.9025 | 1.092e-05%
2027 | 441 | CB 441 | Tier-3 | Tier-3---15 | 5--3 | 94 | 87 | 1133.0808 | 94.08% | 5.666% | 0.2577% | 98.6577 | 0 | 0 | 98.6577 | 0 | 89.7771 | 1.1571 | 77.5881 | 89.7771 | 1.1571 | 77.5881 | 99.6273 | 1.2841 | 77.5881 | 8.707% | 0.54555 | 0.49505 | 2076.9658 | 210.0359 | 105.6276 | 1761.3022 | 2089.5151 | 0 | 0 | 2089.5151 | 0.003253%
2027 | 443 | CB 443 | Tier-2 | Tier-2---17 | 2--4 | 36 | 22 | 67.1473 | 98.29% | 0% | 1.71% | 4.0333 | 0 | 0 | 4.0333 | 0 | 3.6702 | 0.2926 | 12.5435 | 3.6702 | 0.2926 | 12.5435 | 4.0729 | 0.3247 | 12.5435 | 6.007% | 0.007405 | 0.0069525 | 9067.8323 | 1863.6752 | 20.0371 | 7184.12 | 9077.9274 | 0 | 0 | 9077.9274 | 0.000133%
2027 | 444 | CB 444 | Tier-2 | Tier-2---16 | 4--2 | 17 | 15 | 117.4434 | 97.68% | 1.947% | 0.3705% | 10.1225 | 0 | 0 | 10.1225 | 0 | 9.2113 | 0.1995 | 46.1719 | 9.2113 | 0.1995 | 46.1719 | 10.2219 | 0.22139 | 46.1719 | 8.619% | 0.081621 | 0.074419 | 1438.8937 | 193.307 | 35.5972 | 1209.9894 | 1442.1213 | 0 | 0 | 1442.1213 | 0.0003338%
2027 | 449 | CB 449 | Tier-3 | Tier-3---20 | 1--5 | 5 | 3 | 7.8127 | 98.22% | 0% | 1.784% | 0.4604 | 0 | 0 | 0.4604 | 0 | 0.41896 | 0.0399 | 10.5002 | 0.41896 | 0.0399 | 10.5002 | 0.46493 | 0.044278 | 10.5002 | 5.893% | 0.0002642 | 0.00024835 | 29571.2422 | 4082.6639 | 218.8037 | 25269.7746 | 29604.9154 | 0 | 0 | 29604.9154 | 1.518e-05%
2027 | 461 | CB 461 | Tier-2 | Tier-2---15 | 2--4 | 36 | 27 | 101.8709 | 98.65% | 0% | 1.347% | 7.5374 | 0 | 0 | 7.5374 | 0 | 6.8589 | 0.3591 | 19.1003 | 6.8589 | 0.3591 | 19.1003 | 7.6115 | 0.3985 | 19.1003 | 7.399% | 0.0097562 | 0.0090245 | 10441.6529 | 2274.299 | 1515.1673 | 6652.1866 | 10453.057 | 0 | 0 | 10453.057 | 0.0002486%
2027 | 470 | CB 470 | Tier-2 | Tier-2---6 | 5--5 | 381 | 48 | 6922.0493 | 95.49% | 4.388% | 0.1268% | 83.2699 | 0 | 0 | 83.2699 | 0 | 75.7745 | 0.6384 | 118.6945 | 75.7745 | 0.6384 | 118.6945 | 84.0883 | 0.70844 | 118.6945 | 1.203% | 0.114 | 0.11256 | 60721.6484 | 13514.2063 | 2573.4965 | 44633.9456 | 60756.6249 | 0 | 0 | 60756.6249 | 0.002746%
2027 | 499 | CB 499 | Tier-2 | Tier-2---19 | 2--3 | 31 | 6 | 19.4193 | 94.64% | 0% | 5.361% | 0.35571 | 0 | 0 | 0.35571 | 0 | 0.32369 | 0.0798 | 4.0563 | 0.32369 | 0.0798 | 4.0563 | 0.35921 | 0.088555 | 4.0563 | 1.832% | 0.00687 | 0.006737 | 2826.6853 | 293.3494 | 758.4761 | 1774.8598 | 2829.676 | 0 | 0 | 2829.676 | 1.173e-05%
2027 | 520 | CB 520 | Tier-2 | Tier-2---21 | 1--5 | 2 | 2 | 1.7668 | 97.86% | 0% | 2.14% | 0.1729 | 0 | 0 | 0.1729 | 0 | 0.15734 | 0.0266 | 5.9149 | 0.15734 | 0.0266 | 5.9149 | 0.1746 | 0.029518 | 5.9149 | 9.786% | 7.36e-05 | 6.624e-05 | 24005.4522 | 5429.4966 | 1707.34 | 16868.6156 | 24062.5186 | 0 | 0 | 24062.5186 | 5.702e-06%
2027 | 521 | CB 521 | Tier-2 | Tier-2---20 | 3--1 | 14 | 11 | 12.2832 | 16.79% | 81.3% | 1.905% | 0.16207 | 0 | 0 | 0.16207 | 0 | 0.14748 | 0.1463 | 1.0081 | 0.14748 | 0.1463 | 1.0081 | 0.16366 | 0.16235 | 1.0081 | 1.319% | 0.025917 | 0.02388 | 473.952 | 7.4349 | 392.0671 | 74.45 | 507.5797 | 0 | 0 | 507.5797 | 5.345e-06%
2027 | 522 | CB 522 | Tier-2 | Tier-2---9 | 4--5 | 253 | 129 | 1074.3257 | 89.49% | 10.08% | 0.4258% | 49.0233 | 0 | 0 | 49.0233 | 0 | 44.6105 | 1.7157 | 26.0014 | 44.6105 | 1.7157 | 26.0014 | 49.5051 | 1.9039 | 26.0014 | 4.563% | 0.049006 | 0.046507 | 21922.4202 | 3152.3384 | 2334.9737 | 16435.1082 | 22046.1565 | 0 | 0 | 22046.1565 | 0.001617%
2027 | 523 | CB 523 | Tier-2 | Tier-2---13 | 4--4 | 259 | 126 | 305.5692 | 37.2% | 61.32% | 1.484% | 5.5296 | 0 | 0 | 5.5296 | 0 | 5.0319 | 1.6758 | 3.0027 | 5.0319 | 1.6758 | 3.0027 | 5.584 | 1.8597 | 3.0027 | 1.81% | 0.044603 | 0.042433 | 6850.8655 | 637.5043 | 4014.608 | 2198.7533 | 7070.8802 | 0 | 0 | 7070.8802 | 0.0001823%
2027 | 524 | CB 524 | Tier-3 | Tier-3---17 | 3--5 | 90 | 12 | 481.3309 | 94.25% | 5.298% | 0.4514% | 6.0487 | 0 | 0 | 6.0487 | 0 | 5.5043 | 0.1596 | 34.488 | 5.5043 | 0.1596 | 34.488 | 6.1082 | 0.17711 | 34.488 | 1.257% | 0.018139 | 0.017897 | 26536.2736 | 4900.6821 | 2268.1123 | 19367.4792 | 26556.8917 | 0 | 0 | 26556.8917 | 0.0001995%
2027 | 533 | CB 533 | Tier-2 | Tier-2---20 | 4--1 | 14 | 1 | 10.6053 | 3.364% | 93.72% | 2.92% | 0.0025483 | 0 | 0 | 0.0025483 | 0 | 0.002319 | 0.0133 | 0.17436 | 0.002319 | 0.0133 | 0.17436 | 0.0025734 | 0.014759 | 0.17436 | 0.02403% | 0.06013 | 0.059701 | 176.3723 | 1.2595 | 133.5547 | 41.5581 | 177.5985 | 0 | 0 | 177.5985 | 8.404e-08%
2027 | 534 | CB 534 | Tier-2 | Tier-2---21 | 4--1 | 12 | 6 | 6.3051 | 35.99% | 54.92% | 9.089% | 0.11347 | 0 | 0 | 0.11347 | 0 | 0.10325 | 0.0798 | 1.2939 | 0.10325 | 0.0798 | 1.2939 | 0.11458 | 0.088555 | 1.2939 | 1.8% | 0.060541 | 0.057514 | 104.1456 | 5.1049 | 50.6919 | 48.3488 | 107.6541 | 0 | 0 | 107.6541 | 3.742e-06%
2027 | 535 | CB 535 | Tier-2 | Tier-2---16 | 4--3 | 10 | 5 | 111.4983 | 4.585% | 95.12% | 0.2939% | 0.25563 | 0 | 0 | 0.25563 | 0 | 0.23262 | 0.0665 | 3.4981 | 0.23262 | 0.0665 | 3.4981 | 0.25815 | 0.073796 | 3.4981 | 0.2293% | 0.059698 | 0.056713 | 1867.7052 | 14.9488 | 1426.0626 | 426.6938 | 1961.498 | 0 | 0 | 1961.498 | 8.43e-06%
2027 | 536 | CB 536 | Tier-2 | Tier-2---18 | 4--2 | 39 | 33 | 54.1099 | 76.19% | 21.99% | 1.82% | 3.4885 | 0 | 0 | 3.4885 | 0 | 3.1745 | 0.4389 | 7.2328 | 3.1745 | 0.4389 | 7.2328 | 3.5228 | 0.48705 | 7.2328 | 6.447% | 0.063476 | 0.058105 | 852.4497 | 102.6719 | 151.462 | 598.3157 | 871.2096 | 0 | 0 | 871.2096 | 0.000115%
2027 | 540 | CB 540 | Tier-2 | Tier-2---17 | 1--5 | 16 | 5 | 67.245 | 99.24% | 0% | 0.7576% | 2.0855 | 0 | 0 | 2.0855 | 0 | 1.8978 | 0.0665 | 28.5378 | 1.8978 | 0.0665 | 28.5378 | 2.106 | 0.073796 | 28.5378 | 3.101% | 0.0036022 | 0.0034896 | 18667.7627 | 2802.0205 | 1252.6198 | 14613.1224 | 18672.3245 | 0 | 0 | 18672.3245 | 6.877e-05%
2027 | 542 | CB 542 | Tier-2 | Tier-2---9 | 4--5 | 43 | 35 | 949.4775 | 95.45% | 4.414% | 0.1311% | 73.7702 | 0 | 0 | 73.7702 | 0 | 67.1299 | 0.4655 | 144.2104 | 67.1299 | 0.4655 | 144.2104 | 74.4953 | 0.51657 | 144.2104 | 7.77% | 0.053515 | 0.049159 | 17742.4015 | 2646.628 | 1293.2242 | 13802.5493 | 17813.86 | 0 | 0 | 17813.86 | 0.002433%
2027 | 576 | CB 576 | Tier-2 | Tier-2---12 | 4--4 | 19 | 13 | 417.7025 | 78.37% | 21.49% | 0.1463% | 22.397 | 0 | 0 | 22.397 | 0 | 20.381 | 0.1729 | 117.8773 | 20.381 | 0.1729 | 117.8773 | 22.6171 | 0.19187 | 117.8773 | 5.362% | 0.047237 | 0.044005 | 8842.622 | 1103.3667 | 1857.3002 | 5881.9552 | 8983.1194 | 0 | 0 | 8983.1194 | 0.0007386%
2027 | 599 | CB 599 | Tier-2 | Tier-2---4 | 4--5 | 369 | 262 | 4323.2442 | 99.81% | 0% | 0.1903% | 306.3779 | 0 | 0 | 306.3779 | 0 | 278.7997 | 3.4846 | 80.0091 | 278.7997 | 3.4846 | 80.0091 | 309.3889 | 3.8669 | 80.0091 | 7.087% | 0.043095 | 0.040035 | 100319.859 | 21711.3429 | 465.9724 | 78142.5437 | 100334.4508 | 0 | 0 | 100334.4508 | 0.0101%
2027 | 67 | CB 67 | Tier-3 | Tier-3---20 | 1--5 | 3 | 2 | 10.8761 | 99.3% | 0% | 0.7025% | 0.71998 | 0 | 0 | 0.71998 | 0 | 0.65517 | 0.0266 | 24.6305 | 0.65517 | 0.0266 | 24.6305 | 0.72705 | 0.029518 | 24.6305 | 6.62% | 0.0002312 | 0.00021579 | 47041.8645 | 6931.4997 | 675.7608 | 39434.604 | 47065.4692 | 0 | 0 | 47065.4692 | 2.374e-05%
2027 | 776 | CB 776 | Tier-2 | Tier-2---18 | 3--3 | 53 | 53 | 55.0677 | 92.66% | 4.028% | 3.312% | 5.1026 | 0 | 0 | 5.1026 | 0 | 4.6433 | 0.7049 | 6.5871 | 4.6433 | 0.7049 | 6.5871 | 5.1527 | 0.78224 | 6.5871 | 9.266% | 0.014982 | 0.013484 | 3675.6367 | 654.2376 | 129.2917 | 2892.1074 | 3705.6131 | 0 | 0 | 3705.6131 | 0.0001683%
2027 | 78 | CB 78 | Tier-3 | Tier-3---20 | 1--5 | 4 | 3 | 25.281 | 99.56% | 0% | 0.4423% | 1.8877 | 0 | 0 | 1.8877 | 0 | 1.7178 | 0.0399 | 43.0519 | 1.7178 | 0.0399 | 43.0519 | 1.9062 | 0.044278 | 43.0519 | 7.467% | 0.0002122 | 0.00019629 | 119137.3955 | 18702.2941 | 125.3011 | 100309.8003 | 119180.1165 | 0 | 0 | 119180.1165 | 6.225e-05%
2027 | 788 | CB 788 | Tier-2 | Tier-2---2 | 5--5 | 708 | 24 | 8569.0681 | 95.07% | 4.755% | 0.1724% | 27.6164 | 0 | 0 | 27.6164 | 0 | 25.1305 | 0.3192 | 78.7297 | 25.1305 | 0.3192 | 78.7297 | 27.8878 | 0.35422 | 78.7297 | 0.3223% | 0.14181 | 0.14133 | 60426.1463 | 13184.7767 | 2801.9092 | 44439.4605 | 60436.2738 | 0 | 0 | 60436.2738 | 0.0009107%
2027 | 835 | CB 835 | Tier-2 | Tier-2---17 | 1--5 | 12 | 8 | 42.6475 | 99.43% | 0% | 0.5747% | 2.8268 | 0 | 0 | 2.8268 | 0 | 2.5724 | 0.1064 | 24.1765 | 2.5724 | 0.1064 | 24.1765 | 2.8546 | 0.11807 | 24.1765 | 6.628% | 0.0017112 | 0.0015971 | 24922.574 | 5223.7878 | 17.636 | 19681.1502 | 24932.8055 | 0 | 0 | 24932.8055 | 9.322e-05%
2027 | 907 | CB 907 | Tier-3 | Tier-3---13 | 3--5 | 51 | 39 | 2742.2838 | 99.83% | 0.1274% | 0.03844% | 209.3563 | 0 | 0 | 209.3563 | 0 | 190.5114 | 0.5187 | 367.2864 | 190.5114 | 0.5187 | 367.2864 | 211.4138 | 0.57561 | 367.2864 | 7.634% | 0.023668 | 0.021858 | 115862.6602 | 23455.2181 | 132.6973 | 92274.7448 | 115878.5696 | 0 | 0 | 115878.5696 | 0.006904%
2027 | 91 | CB 91 | Tier-2 | Tier-2---12 | 3--5 | 68 | 30 | 337.7351 | 93.43% | 6.078% | 0.496% | 13.9205 | 0 | 0 | 13.9205 | 0 | 12.6675 | 0.399 | 31.748 | 12.6675 | 0.399 | 31.748 | 14.0573 | 0.44278 | 31.748 | 4.122% | 0.015476 | 0.014793 | 21823.4311 | 3984.4333 | 1811.7057 | 16027.292 | 21889.6505 | 0 | 0 | 21889.6505 | 0.000459%
2027 | 928 | CB 928 | Tier-2 | Tier-2---7 | 4--5 | 62 | 53 | 1655.0106 | 79.76% | 20.12% | 0.1245% | 112.8379 | 0 | 0 | 112.8379 | 0 | 102.6809 | 0.7049 | 145.6674 | 102.6809 | 0.7049 | 145.6674 | 113.9468 | 0.78224 | 145.6674 | 6.818% | 0.057199 | 0.052309 | 28934.4603 | 4597.4585 | 5524.6499 | 18812.3519 | 29481.9537 | 0 | 0 | 29481.9537 | 0.003721%
2027 | 970 | CB 970 | Tier-2 | Tier-2---14 | 1--5 | 4 | 3 | 251.0066 | 99.97% | 0% | 0.03372% | 18.8191 | 0 | 0 | 18.8191 | 0 | 17.1252 | 0.0399 | 429.2023 | 17.1252 | 0.0399 | 429.2023 | 19.0041 | 0.044278 | 429.2023 | 7.497% | 0.00034 | 0.0003145 | 738254.59 | 119031.8531 | 2302.4993 | 616920.2376 | 738274.7756 | 0 | 0 | 738274.7756 | 0.0006206%
2027 | 971 | CB 971 | Tier-2 | Tier-2---3 | 5--5 | 167 | 114 | 11456.6981 | 99.51% | 0.4569% | 0.03477% | 778.2289 | 0 | 0 | 778.2289 | 0 | 708.1777 | 1.5162 | 467.0743 | 708.1777 | 1.5162 | 467.0743 | 785.8773 | 1.6826 | 467.0743 | 6.793% | 0.12528 | 0.11672 | 91451.3672 | 15599.0846 | 567.0446 | 75285.238 | 91484.3089 | 0 | 0 | 91484.3089 | 0.02566%
2027 | 973 | CB 973 | Tier-2 | Tier-2---14 | 1--5 | 7 | 4 | 310.4015 | 99.93% | 0% | 0.0686% | 17.7251 | 0 | 0 | 17.7251 | 0 | 16.1296 | 0.0532 | 303.1874 | 16.1296 | 0.0532 | 303.1874 | 17.8993 | 0.059037 | 303.1874 | 5.71% | 0.000676 | 0.00063737 | 459173.7618 | 73982.6369 | 1404.1576 | 383786.9672 | 459192.853 | 0 | 0 | 459192.853 | 0.0005845%
2027 | 974 | CB 974 | Tier-2 | Tier-2---12 | 1--5 | 7 | 5 | 334.3039 | 99.93% | 0% | 0.06503% | 23.8633 | 0 | 0 | 23.8633 | 0 | 21.7153 | 0.0665 | 326.546 | 21.7153 | 0.0665 | 326.546 | 24.0979 | 0.073796 | 326.546 | 7.138% | 0.0006326 | 0.00058741 | 528460.2237 | 85326.4466 | 346.0244 | 442787.7527 | 528486.6609 | 0 | 0 | 528486.6609 | 0.0007869%
2027 | 975 | CB 975 | Tier-3 | Tier-3---16 | 5--4 | 11 | 8 | 1304.3742 | 99.51% | 0.4601% | 0.0271% | 94.4014 | 0 | 0 | 94.4014 | 0 | 85.904 | 0.1064 | 807.3691 | 85.904 | 0.1064 | 807.3691 | 95.3292 | 0.11807 | 807.3691 | 7.237% | 0.10726 | 0.099458 | 12161.0449 | 1953.4321 | 79.6517 | 10127.9611 | 12165.6914 | 0 | 0 | 12165.6914 | 0.003113%
2027 | 980 | CB 980 | Tier-2 | Tier-2---12 | 2--5 | 35 | 24 | 387.8494 | 99.7% | 0% | 0.3041% | 26.5145 | 0 | 0 | 26.5145 | 0 | 24.1278 | 0.3192 | 75.5885 | 24.1278 | 0.3192 | 75.5885 | 26.7751 | 0.35422 | 75.5885 | 6.836% | 0.0069124 | 0.0064384 | 56109.2292 | 24867.9549 | 702.1092 | 30539.1651 | 56121.7905 | 0 | 0 | 56121.7905 | 0.0008744%
2027 | 981 | CB 981 | Tier-2 | Tier-2---15 | 1--5 | 14 | 11 | 132.7571 | 99.65% | 0% | 0.354% | 10.394 | 0 | 0 | 10.394 | 0 | 9.4584 | 0.1463 | 64.6507 | 9.4584 | 0.1463 | 64.6507 | 10.4961 | 0.16235 | 64.6507 | 7.829% | 0.0030076 | 0.0027713 | 44140.5414 | 6652.1756 | 3087.2085 | 34401.1573 | 44153.8651 | 0 | 0 | 44153.8651 | 0.0003428%
2027 | 982 | CB 982 | Tier-2 | Not Applicable | Not Applicable | 1 | 1 | 0 | 0% | 0% | 0% | 0 | 0 | 0 | 0 | 0 | 0 | 0.0133 | 0 | 0 | 0.0133 | 0 | 0 | 0.014759 | 0 | 0% | 0 | 0 | 0 | 0 | 0 | 0 | 0 | 0 | 0 | 0 | 0%
2027 | CTL1 | CB CTL1 | Tier-3 | Tier-3---19 | 5--1 | 6 | 2 | 27.4807 | 90.21% | 9.514% | 0.2799% | 0.82631 | 0 | 0 | 0.82631 | 0 | 0.75193 | 0.0266 | 28.268 | 0.75193 | 0.0266 | 28.268 | 0.83443 | 0.029518 | 28.268 | 3.007% | 0.42111 | 0.40708 | 65.2572 | 9.1588 | 5.9813 | 50.1171 | 65.4776 | 0 | 0 | 65.4776 | 2.725e-05%
2027 | DV1 | CB DV1 | Tier-3 | Tier-3---20 | 1--5 | 2 | 2 | 15.4911 | 99.81% | 0% | 0.1868% | 1.5462 | 0 | 0 | 1.5462 | 0 | 1.407 | 0.0266 | 52.8961 | 1.407 | 0.0266 | 52.8961 | 1.5614 | 0.029518 | 52.8961 | 9.981% | 0.000145 | 0.0001305 | 106835.191 | 17155.6704 | 250.2479 | 89429.2727 | 106857.3618 | 0 | 0 | 106857.3618 | 5.099e-05%
2027 | FB1 | CB FB1 | Tier-2 | Tier-2---11 | 4--4 | 371 | 161 | 346.5871 | 36.93% | 61.45% | 1.621% | 5.5543 | 0 | 0 | 5.5543 | 0 | 5.0543 | 2.1413 | 2.3604 | 5.0543 | 2.1413 | 2.3604 | 5.6089 | 2.3762 | 2.3604 | 1.603% | 0.04664 | 0.044616 | 7431.1135 | 852.2072 | 4097.3369 | 2481.5694 | 7643.7346 | 0 | 0 | 7643.7346 | 0.0001832%
2027 | FB2 | CB FB2 | Tier-2 | Tier-2---9 | 4--5 | 173 | 109 | 1029.5845 | 94.33% | 5.316% | 0.3556% | 61.1907 | 0 | 0 | 61.1907 | 0 | 55.6827 | 1.4497 | 38.4098 | 55.6827 | 1.4497 | 38.4098 | 61.7921 | 1.6088 | 38.4098 | 5.943% | 0.045688 | 0.04281 | 22535.0189 | 4971.8159 | 1116.7336 | 16446.4695 | 22620.9593 | 0 | 0 | 22620.9593 | 0.002018%
2027 | JU1 | CB JU1 | Tier-3 | Tier-3---15 | 5--4 | 80 | 67 | 1531.7487 | 97.85% | 2.019% | 0.1357% | 125.5197 | 0 | 0 | 125.5197 | 0 | 114.2212 | 0.8911 | 128.1801 | 114.2212 | 0.8911 | 128.1801 | 126.7533 | 0.98887 | 128.1801 | 8.195% | 0.1808 | 0.16566 | 8471.8458 | 1257.0107 | 156.1661 | 7058.669 | 8488.5321 | 0 | 0 | 8488.5321 | 0.004139%
2027 | MOR1 | CB MOR1 | Tier-2 | Tier-2---4 | 5--5 | 116 | 86 | 5119.7141 | 98.56% | 1.393% | 0.05121% | 374.0843 | 0 | 0 | 374.0843 | 0 | 340.4116 | 1.1438 | 297.6148 | 340.4116 | 1.1438 | 297.6148 | 377.7608 | 1.2693 | 297.6148 | 7.307% | 0.12647 | 0.11709 | 40481.7763 | 7026.0973 | 519.7061 | 32935.973 | 40528.5827 | 0 | 0 | 40528.5827 | 0.01234%
2027 | NVS1 | CB NVS1 | Tier-2 | Tier-2---12 | 4--5 | 403 | 5 | 638.0788 | 99.02% | 0% | 0.9838% | 0.78387 | 0 | 0 | 0.78387 | 0 | 0.71331 | 0.0665 | 10.7265 | 0.71331 | 0.0665 | 10.7265 | 0.79158 | 0.073796 | 10.7265 | 0.1228% | 0.029239 | 0.029203 | 21822.7187 | 3513.3113 | 81.7568 | 18227.6506 | 21822.9854 | 0 | 0 | 21822.9854 | 2.585e-05%
2027 | OK1 | CB OK1 | Tier-3 | Tier-3---7 | 5--5 | 190 | 153 | 6915.6819 | 99% | 0.9206% | 0.07911% | 551.3273 | 0 | 0 | 551.3273 | 0 | 501.7004 | 2.0349 | 246.548 | 501.7004 | 2.0349 | 246.548 | 556.7457 | 2.2582 | 246.548 | 7.972% | 0.20255 | 0.18624 | 34143.1528 | 5850.2009 | 285.3534 | 28007.5985 | 34173.0448 | 0 | 0 | 34173.0448 | 0.01818%
2027 | PE1 | CB PE1 | Tier-3 | Tier-3---13 | 5--4 | 247 | 132 | 3027.5479 | 94.73% | 5.109% | 0.164% | 153.2642 | 0 | 0 | 153.2642 | 0 | 139.4683 | 1.7556 | 79.442 | 139.4683 | 1.7556 | 79.442 | 154.7705 | 1.9482 | 79.442 | 5.062% | 0.24168 | 0.22876 | 12527.0623 | 1785.3868 | 582.212 | 10159.4635 | 12564.3577 | 0 | 0 | 12564.3577 | 0.005054%
2027 | RA1 | CB RA1 | Tier-2 | Tier-2---2 | 5--5 | 353 | 179 | 10517.0624 | 98.31% | 1.619% | 0.07383% | 524.2711 | 0 | 0 | 524.2711 | 0 | 477.0795 | 2.3807 | 200.3947 | 477.0795 | 2.3807 | 200.3947 | 529.4236 | 2.6419 | 200.3947 | 4.985% | 0.14726 | 0.13979 | 71417.5478 | 11306.2901 | 1058.7648 | 59052.4929 | 71482.1454 | 0 | 0 | 71482.1454 | 0.01729%
2027 | RA2 | CB RA2 | Tier-2 | Tier-2---4 | 5--5 | 118 | 62 | 5229.9021 | 98.11% | 1.831% | 0.05575% | 269.606 | 0 | 0 | 269.606 | 0 | 245.3378 | 0.8246 | 297.5236 | 245.3378 | 0.8246 | 297.5236 | 272.2557 | 0.91507 | 297.5236 | 5.155% | 0.12706 | 0.12038 | 41161.4683 | 9548.3144 | 685.7088 | 30927.4452 | 41204.5431 | 0 | 0 | 41204.5431 | 0.008891%
2027 | RA3 | CB RA3 | Tier-2 | Tier-2---10 | 5--4 | 241 | 93 | 916.1972 | 69.5% | 30.07% | 0.4286% | 24.5712 | 0 | 0 | 24.5712 | 0 | 22.3594 | 1.2369 | 18.077 | 22.3594 | 1.2369 | 18.077 | 24.8126 | 1.3726 | 18.077 | 2.682% | 0.12911 | 0.12413 | 7096.3625 | 800.779 | 1887.9363 | 4407.6471 | 7183.2434 | 0 | 0 | 7183.2434 | 0.0008103%
2027 | RB1 | CB RB1 | Tier-3 | Tier-3---20 | 1--5 | 2 | 2 | 29.7534 | 99.88% | 0% | 0.1212% | 2.9717 | 0 | 0 | 2.9717 | 0 | 2.7042 | 0.0266 | 101.6631 | 2.7042 | 0.0266 | 101.6631 | 3.0009 | 0.029518 | 101.6631 | 9.988% | 0.0001458 | 0.00013122 | 204069.8082 | 32853.3253 | 379.8701 | 170836.6129 | 204097.2801 | 0 | 0 | 204097.2801 | 9.8e-05%
2027 | RC1 | CB RC1 | Tier-2 | Tier-2---4 | 4--5 | 94 | 58 | 3739.8748 | 99.14% | 0.8077% | 0.05477% | 228.7681 | 0 | 0 | 228.7681 | 0 | 208.1758 | 0.7714 | 269.8677 | 208.1758 | 0.7714 | 269.8677 | 231.0164 | 0.85604 | 269.8677 | 6.117% | 0.084253 | 0.079055 | 44388.4144 | 8961.6827 | 332.4323 | 35094.2993 | 44413.5888 | 0 | 0 | 44413.5888 | 0.007544%
2027 | SL1 | CB SL1 | Tier-3 | Tier-3---11 | 5--5 | 225 | 184 | 3361.5705 | 93.71% | 6.129% | 0.1568% | 257.6221 | 0 | 0 | 257.6221 | 0 | 234.4326 | 2.4472 | 95.7963 | 234.4326 | 2.4472 | 95.7963 | 260.154 | 2.7157 | 95.7963 | 7.664% | 0.19527 | 0.1793 | 17214.6695 | 3012.3475 | 977.9751 | 13224.3469 | 17311.0401 | 0 | 0 | 17311.0401 | 0.008495%
2027 | SSC1 | CB SSC1 | Tier-2 | Tier-2---18 | 4--3 | 220 | 27 | 94.186 | 2.003% | 94.63% | 3.363% | 0.023154 | 0 | 0 | 0.023154 | 0 | 0.02107 | 0.3591 | 0.058674 | 0.02107 | 0.3591 | 0.058674 | 0.023382 | 0.3985 | 0.058674 | 0.02458% | 0.031528 | 0.031141 | 2987.3954 | 7.3065 | 2624.9969 | 355.0921 | 3023.771 | 0 | 0 | 3023.771 | 7.635e-07%
2027 | CTL1 | CTL1-3R | Tier-3 | Tier-3---14 | 5--4 | 314 | 138 | 2064.0334 | 78.9% | 20.86% | 0.2358% | 71.5721 | 0 | 0 | 71.5721 | 0 | 65.1297 | 1.8354 | 35.4853 | 65.1297 | 1.8354 | 35.4853 | 72.2755 | 2.0368 | 35.4853 | 3.468% | 0.42513 | 0.40645 | 4855.055 | 599.2986 | 919.5646 | 3336.1917 | 4902.1464 | 0 | 0 | 4902.1464 | 0.00236%
2027 | DV1 | DV1-3R | Tier-3 | Tier-3---11 | 5--5 | 235 | 175 | 3719.4004 | 95.17% | 4.691% | 0.1427% | 263.5885 | 0 | 0 | 263.5885 | 0 | 239.8619 | 2.3275 | 103.0556 | 239.8619 | 2.3275 | 103.0556 | 266.179 | 2.5829 | 103.0556 | 7.087% | 0.19421 | 0.17975 | 19151.2388 | 2981.992 | 820.0711 | 15349.1757 | 19225.7211 | 0 | 0 | 19225.7211 | 0.008692%
2027 | RA1 | RA1-402R | Tier-3 | Tier-3---4 | 5--5 | 122 | 74 | 9339.3378 | 99.33% | 0.6459% | 0.02826% | 562.6656 | 0 | 0 | 562.6656 | 0 | 512.018 | 0.9842 | 520.238 | 512.018 | 0.9842 | 520.238 | 568.1955 | 1.0922 | 520.238 | 6.025% | 0.12948 | 0.12162 | 72130.9155 | 12817.7406 | 426.7116 | 58886.4633 | 72162.3141 | 0 | 0 | 72162.3141 | 0.01855%
2027 | RB1 | RB1-427R | Tier-3 | Tier-3---7 | 5--5 | 433 | 306 | 6920.124 | 97.57% | 2.306% | 0.1195% | 477.1808 | 0 | 0 | 477.1808 | 0 | 434.228 | 4.0698 | 106.6952 | 434.228 | 4.0698 | 106.6952 | 481.8705 | 4.5163 | 106.6952 | 6.896% | 0.15381 | 0.14294 | 44992.7829 | 7465.1678 | 918.5464 | 36609.0687 | 45075.7752 | 0 | 0 | 45075.7752 | 0.01574%
2027 | RB1 | RB1-433R | Tier-3 | Tier-3---10 | 5--5 | 125 | 117 | 5946.5075 | 99.32% | 0.6164% | 0.06772% | 552.7852 | 0 | 0 | 552.7852 | 0 | 503.027 | 1.5561 | 323.2615 | 503.027 | 1.5561 | 323.2615 | 558.2179 | 1.7268 | 323.2615 | 9.296% | 0.15284 | 0.13854 | 38906.0871 | 6569.4535 | 216.2572 | 32120.3764 | 38933.5738 | 0 | 0 | 38933.5738 | 0.01823%
2027 | TM1 | TM1-10R | Tier-3 | Tier-3---12 | 5--5 | 103 | 81 | 3782.8568 | 99.48% | 0.4537% | 0.066% | 295.9408 | 0 | 0 | 295.9408 | 0 | 269.3021 | 1.0773 | 249.9788 | 269.3021 | 1.0773 | 249.9788 | 298.8493 | 1.1955 | 249.9788 | 7.823% | 0.093421 | 0.086074 | 40492.6609 | 6371.8092 | 167.7468 | 33953.1049 | 40510.6225 | 0 | 0 | 40510.6225 | 0.009759%
2028 | 1001 | 1001-1231F | Tier-2 | Tier-2---15 | 3--3 | 4 | 1 | 117.1572 | 99.03% | 0.8725% | 0.09309% | 2.9006 | 0 | 0 | 2.9006 | 0 | 2.518 | 0.012687 | 198.4626 | 2.518 | 0.012687 | 198.4626 | 2.9435 | 0.014832 | 198.4626 | 2.476% | 0.025088 | 0.024461 | 4669.7772 | 753.5538 | 37.9946 | 3878.2287 | 4670.9334 | 0 | 0 | 4670.9334 | 9.565e-05%
2028 | 1001 | 1001-1814AE | Tier-2 | Tier-2---11 | 5--3 | 10 | 10 | 409.0622 | 99.15% | 0.7717% | 0.07851% | 40.5584 | 0 | 0 | 40.5584 | 0 | 35.2074 | 0.12687 | 277.5011 | 35.2074 | 0.12687 | 277.5011 | 41.1578 | 0.14832 | 277.5011 | 9.915% | 0.094213 | 0.084792 | 4341.8958 | 702.528 | 31.2092 | 3608.1586 | 4345.9973 | 0 | 0 | 4345.9973 | 0.001337%
2028 | 1001 | 1001-1820F | Tier-2 | Tier-2---5 | 5--5 | 146 | 117 | 4222.2471 | 91.41% | 8.486% | 0.103% | 309.2954 | 0 | 0 | 309.2954 | 0 | 268.4885 | 1.4844 | 180.8719 | 268.4885 | 1.4844 | 180.8719 | 313.8662 | 1.7353 | 180.8719 | 7.325% | 0.12846 | 0.11817 | 32868.2878 | 4904.2029 | 2558.3215 | 25405.7635 | 33114.2382 | 0 | 0 | 33114.2382 | 0.0102%
2028 | 1006 | 1006-829F | Tier-2 | Tier-2---15 | 1--5 | 10 | 10 | 114.5301 | 99.76% | 0% | 0.2395% | 11.4256 | 0 | 0 | 11.4256 | 0 | 9.9181 | 0.12687 | 78.1739 | 9.9181 | 0.12687 | 78.1739 | 11.5944 | 0.14832 | 78.1739 | 9.976% | 0.0022112 | 0.0019901 | 51795.4298 | 10544.9933 | 12.8959 | 41237.5406 | 51809.2104 | 0 | 0 | 51809.2104 | 0.0003768%
2028 | 1021 | 1021-1748F | Tier-3 | Tier-3---2 | 5--5 | 516 | 421 | 35156.1224 | 99.02% | 0.9436% | 0.03662% | 2840.2415 | 0 | 0 | 2840.2415 | 0 | 2465.5147 | 5.3413 | 461.5902 | 2465.5147 | 5.3413 | 461.5902 | 2882.2148 | 6.2441 | 461.5902 | 8.079% | 0.16564 | 0.15212 | 212249.5403 | 39094.5522 | 1887.9434 | 171267.0447 | 212434.3696 | 0 | 0 | 212434.3696 | 0.09366%
2028 | 1021 | 1021-1760R | Tier-3 | Tier-3---6 | 5--5 | 85 | 70 | 7055.7157 | 98.18% | 1.793% | 0.03106% | 570.4582 | 0 | 0 | 570.4582 | 0 | 495.1949 | 0.88811 | 557.5827 | 495.1949 | 0.88811 | 557.5827 | 578.8885 | 1.0382 | 557.5827 | 8.085% | 0.10829 | 0.099373 | 65155.0235 | 11761.6096 | 1070.3945 | 52323.0195 | 65261.6995 | 0 | 0 | 65261.6995 | 0.01881%
2028 | 1021 | 1021-25R | Tier-3 | Tier-3---2 | 5--5 | 168 | 139 | 18825.6899 | 99.7% | 0.2782% | 0.02306% | 1552.9096 | 0 | 0 | 1552.9096 | 0 | 1348.0267 | 1.7635 | 764.3897 | 1348.0267 | 1.7635 | 764.3897 | 1575.8586 | 2.0616 | 764.3897 | 8.249% | 0.12361 | 0.11338 | 152300.0709 | 28596.6216 | 387.4212 | 123316.0281 | 152341.4546 | 0 | 0 | 152341.4546 | 0.05121%
2028 | 1021 | 1021-855 | Tier-3 | Tier-3---10 | 5--5 | 69 | 61 | 5034.3753 | 99.51% | 0.4541% | 0.0405% | 442.8665 | 0 | 0 | 442.8665 | 0 | 384.437 | 0.77392 | 496.7369 | 384.437 | 0.77392 | 496.7369 | 449.4112 | 0.90473 | 496.7369 | 8.797% | 0.10909 | 0.099445 | 46149.2476 | 7426.785 | 192.1999 | 38530.2627 | 46171.3852 | 0 | 0 | 46171.3852 | 0.0146%
2028 | 1021 | 1021-883R | Tier-3 | Tier-3---16 | 5--4 | 16 | 16 | 1386.6299 | 99.58% | 0.3809% | 0.03987% | 138.0795 | 0 | 0 | 138.0795 | 0 | 119.862 | 0.203 | 590.463 | 119.862 | 0.203 | 590.463 | 140.1201 | 0.23731 | 590.463 | 9.958% | 0.10042 | 0.090377 | 13808.4689 | 2223.2077 | 49.0594 | 11536.2018 | 13814.925 | 0 | 0 | 13814.925 | 0.004553%
2028 | 1021 | 1021-92 | Tier-3 | Tier-3---15 | 5--4 | 12 | 10 | 794.3626 | 99.6% | 0.3592% | 0.04176% | 65.9315 | 0 | 0 | 65.9315 | 0 | 57.2328 | 0.12687 | 451.1035 | 57.2328 | 0.12687 | 451.1035 | 66.9058 | 0.14832 | 451.1035 | 8.3% | 0.099013 | 0.090762 | 8022.7784 | 1292.1342 | 24.8963 | 6705.7479 | 8025.7027 | 0 | 0 | 8025.7027 | 0.002174%
2028 | 1022 | 1022-17F | Tier-3 | Tier-3---4 | 5--5 | 139 | 107 | 9800.6792 | 99.62% | 0.3456% | 0.03348% | 751.5808 | 0 | 0 | 751.5808 | 0 | 652.4212 | 1.3575 | 480.5907 | 652.4212 | 1.3575 | 480.5907 | 762.6878 | 1.587 | 480.5907 | 7.669% | 0.10945 | 0.10102 | 89544.6442 | 15809.5952 | 285.6325 | 73449.4165 | 89572.9534 | 0 | 0 | 89572.9534 | 0.02478%
2028 | 1022 | 1022-26R | Tier-3 | Tier-3---15 | 4--4 | 9 | 9 | 694.7204 | 99.22% | 0.7469% | 0.03547% | 68.9285 | 0 | 0 | 68.9285 | 0 | 59.8344 | 0.11419 | 524.0101 | 59.8344 | 0.11419 | 524.0101 | 69.9471 | 0.13348 | 524.0101 | 9.922% | 0.092662 | 0.083396 | 7497.376 | 1200.1947 | 49.8675 | 6247.3138 | 7503.8938 | 0 | 0 | 7503.8938 | 0.002273%
2028 | 1022 | 1022-322R | Tier-3 | Tier-3---10 | 5--5 | 89 | 76 | 5072.1995 | 99.16% | 0.7912% | 0.04875% | 429.4935 | 0 | 0 | 429.4935 | 0 | 372.8283 | 0.96423 | 386.6575 | 372.8283 | 0.96423 | 386.6575 | 435.8405 | 1.1272 | 386.6575 | 8.468% | 0.10587 | 0.096826 | 47911.5964 | 8502.7198 | 346.5755 | 39062.3011 | 47949.171 | 0 | 0 | 47949.171 | 0.01416%
2028 | 1023 | 1023-200R | Tier-2 | Tier-2---5 | 4--5 | 82 | 73 | 2889.9732 | 99.24% | 0.6691% | 0.08946% | 255.3265 | 0 | 0 | 255.3265 | 0 | 221.64 | 0.92617 | 239.3076 | 221.64 | 0.92617 | 239.3076 | 259.0997 | 1.0827 | 239.3076 | 8.835% | 0.083115 | 0.075715 | 34770.9454 | 5602.7978 | 215.4265 | 28952.7211 | 34796.7212 | 0 | 0 | 34796.7212 | 0.00842%
2028 | 1023 | 1023-46AE | Tier-2 | Tier-2---2 | 5--5 | 469 | 376 | 9469.9149 | 95.98% | 3.884% | 0.1387% | 728.6709 | 0 | 0 | 728.6709 | 0 | 632.5338 | 4.7704 | 132.595 | 632.5338 | 4.7704 | 132.595 | 739.4392 | 5.5767 | 132.595 | 7.695% | 0.13914 | 0.12798 | 68062.6824 | 10581.9513 | 2429.1867 | 55051.5444 | 68301.2938 | 0 | 0 | 68301.2938 | 0.02403%
2028 | 1023 | 1023-48R | Tier-2 | Tier-2---5 | 5--5 | 380 | 290 | 3773.8473 | 97.39% | 2.337% | 0.2725% | 280.4875 | 0 | 0 | 280.4875 | 0 | 243.4814 | 3.6793 | 66.1758 | 243.4814 | 3.6793 | 66.1758 | 284.6326 | 4.3012 | 66.1758 | 7.432% | 0.12816 | 0.11838 | 29445.7307 | 4617.189 | 643.444 | 24185.0978 | 29509.2254 | 0 | 0 | 29509.2254 | 0.009249%
2028 | 1023 | 1023-89R | Tier-2 | Tier-2---11 | 4--4 | 119 | 85 | 585.5086 | 87.68% | 11.85% | 0.4758% | 36.6688 | 0 | 0 | 36.6688 | 0 | 31.8309 | 1.0784 | 29.5162 | 31.8309 | 1.0784 | 29.5162 | 37.2106 | 1.2607 | 29.5162 | 6.263% | 0.083403 | 0.077446 | 7020.201 | 994.3035 | 754.0146 | 5271.8829 | 7086.7415 | 0 | 0 | 7086.7415 | 0.001209%
2028 | 1030 | 1030-1728R | Tier-3 | Tier-3---9 | 5--5 | 85 | 60 | 5124.1587 | 98.26% | 1.711% | 0.02883% | 355.4132 | 0 | 0 | 355.4132 | 0 | 308.5218 | 0.76124 | 405.2899 | 308.5218 | 0.76124 | 405.2899 | 360.6656 | 0.8899 | 405.2899 | 6.936% | 0.23544 | 0.21882 | 21764.1991 | 3692.5677 | 344.0629 | 17727.5685 | 21792.9536 | 0 | 0 | 21792.9536 | 0.01172%
2028 | 1030 | 1030-1735F | Tier-3 | Not Applicable | Not Applicable | 6 | 6 | 0 | 0% | 0% | 0% | 0 | 0 | 0 | 0 | 0 | 0 | 0.076124 | 0 | 0 | 0.076124 | 0 | 0 | 0.08899 | 0 | 0% | 0 | 0 | 0 | 0 | 0 | 0 | 0 | 0 | 0 | 0 | 0%
2028 | 1030 | 1030-1777 | Tier-3 | Tier-3---5 | 5--5 | 193 | 143 | 11817.5772 | 98.58% | 1.381% | 0.03413% | 863.2115 | 0 | 0 | 863.2115 | 0 | 749.3239 | 1.8143 | 413.0139 | 749.3239 | 1.8143 | 413.0139 | 875.9682 | 2.1209 | 413.0139 | 7.304% | 0.24629 | 0.22805 | 47981.5879 | 7910.8802 | 628.0436 | 39442.6641 | 48035.9251 | 0 | 0 | 48035.9251 | 0.02847%
2028 | 1030 | 1030-1823F | Tier-3 | Tier-3---13 | 5--5 | 20 | 17 | 2150.9739 | 99.45% | 0.5287% | 0.02497% | 181.8205 | 0 | 0 | 181.8205 | 0 | 157.8321 | 0.21568 | 731.7748 | 157.8321 | 0.21568 | 731.7748 | 184.5075 | 0.25214 | 731.7748 | 8.453% | 0.10605 | 0.097039 | 20281.9888 | 3254.225 | 96.8163 | 16930.9475 | 20292.4202 | 0 | 0 | 20292.4202 | 0.005996%
2028 | 1030 | 1030-18R | Tier-3 | Tier-3---7 | 5--5 | 98 | 72 | 6620.9098 | 98.66% | 1.309% | 0.03186% | 479.9105 | 0 | 0 | 479.9105 | 0 | 416.5936 | 0.91348 | 456.0487 | 416.5936 | 0.91348 | 456.0487 | 487.0027 | 1.0679 | 456.0487 | 7.248% | 0.23843 | 0.22091 | 27769.0579 | 4629.9608 | 333.1834 | 22805.9136 | 27798.5887 | 0 | 0 | 27798.5887 | 0.01583%
2028 | 1030 | 1030-20R | Tier-3 | Tier-3---3 | 5--5 | 367 | 323 | 25318.462 | 99.14% | 0.8163% | 0.04139% | 2209.1889 | 0 | 0 | 2209.1889 | 0 | 1917.72 | 4.098 | 467.9654 | 1917.72 | 4.098 | 467.9654 | 2241.8365 | 4.7906 | 467.9654 | 8.726% | 0.28668 | 0.26145 | 88316.4782 | 15740.2144 | 654.513 | 71921.7508 | 88389.5775 | 0 | 0 | 88389.5775 | 0.07285%
2028 | 1030 | 1030-42R | Tier-3 | Tier-3---3 | 5--5 | 472 | 375 | 28398.7895 | 98.49% | 1.466% | 0.03945% | 2222.2926 | 0 | 0 | 2222.2926 | 0 | 1929.0948 | 4.7577 | 405.465 | 1929.0948 | 4.7577 | 405.465 | 2255.1338 | 5.5618 | 405.465 | 7.825% | 0.28228 | 0.25985 | 100606.2475 | 17857.1529 | 1351.3594 | 81397.7352 | 100736.966 | 0 | 0 | 100736.966 | 0.07328%
2028 | 1030 | 1030-989R | Tier-3 | Tier-3---3 | 5--5 | 422 | 372 | 26696.2161 | 99.16% | 0.796% | 0.04527% | 2333.5174 | 0 | 0 | 2333.5174 | 0 | 2025.6452 | 4.7197 | 429.1919 | 2025.6452 | 4.7197 | 429.1919 | 2368.0023 | 5.5174 | 429.1919 | 8.741% | 0.30703 | 0.27996 | 86951.1078 | 14407.8405 | 617.0271 | 71926.2402 | 87021.826 | 0 | 0 | 87021.826 | 0.07695%
2028 | 1039 | 1039-13 | Tier-2 | Tier-2---3 | 5--5 | 534 | 338 | 15957.1711 | 97.45% | 2.471% | 0.0752% | 984.307 | 0 | 0 | 984.307 | 0 | 854.4426 | 4.2883 | 199.2495 | 854.4426 | 4.2883 | 199.2495 | 998.8531 | 5.0131 | 199.2495 | 6.168% | 0.1351 | 0.12655 | 118113.2514 | 24651.3232 | 2725.8666 | 90736.0616 | 118316.4626 | 0 | 0 | 118316.4626 | 0.03246%
2028 | 1073 | 1073-872F | Tier-2 | Tier-2---20 | 3--2 | 16 | 12 | 17.9659 | 86.84% | 10.72% | 2.434% | 1.1701 | 0 | 0 | 1.1701 | 0 | 1.0158 | 0.15225 | 6.6718 | 1.0158 | 0.15225 | 6.6718 | 1.1874 | 0.17798 | 6.6718 | 6.513% | 0.018584 | 0.017191 | 966.7183 | 136.5279 | 98.6169 | 731.5734 | 977.0317 | 0 | 0 | 977.0317 | 3.859e-05%
2028 | 1073 | 1073-874F | Tier-2 | Tier-2---20 | 3--3 | 40 | 1 | 40.9949 | 23.55% | 73.64% | 2.81% | 0.024132 | 0 | 0 | 0.024132 | 0 | 0.020949 | 0.012687 | 1.6511 | 0.020949 | 0.012687 | 1.6511 | 0.024489 | 0.014832 | 1.6511 | 0.05887% | 0.021565 | 0.021511 | 1901.027 | 61.7007 | 1198.5032 | 640.8231 | 1904.6696 | 0 | 0 | 1904.6696 | 7.958e-07%
2028 | 1073 | 1073-886F | Tier-2 | Tier-2---20 | 3--2 | 4 | 4 | 27.0781 | 12.75% | 86.83% | 0.4178% | 0.3453 | 0 | 0 | 0.3453 | 0 | 0.29974 | 0.050749 | 5.9063 | 0.29974 | 0.050749 | 5.9063 | 0.3504 | 0.059326 | 5.9063 | 1.275% | 0.016776 | 0.015099 | 1614.0782 | 34.779 | 1276.2143 | 303.0849 | 1770.5507 | 0 | 0 | 1770.5507 | 1.139e-05%
2028 | 1073 | 1073-887F | Tier-2 | Tier-2---21 | 3--1 | 3 | 3 | 6.3934 | 34.35% | 64.55% | 1.103% | 0.21961 | 0 | 0 | 0.21961 | 0 | 0.19063 | 0.038062 | 5.0085 | 0.19063 | 0.038062 | 5.0085 | 0.22285 | 0.044495 | 5.0085 | 3.435% | 0.016639 | 0.014975 | 384.2398 | 21.9164 | 213.9745 | 148.3489 | 412.2684 | 0 | 0 | 412.2684 | 7.242e-06%
2028 | 1079 | 1079-9 | Tier-2 | Tier-2---15 | 3--3 | 237 | 1 | 117.3021 | 94.99% | 0% | 5.009% | 0.047015 | 0 | 0 | 0.047015 | 0 | 0.040812 | 0.012687 | 3.2168 | 0.040812 | 0.012687 | 3.2168 | 0.04771 | 0.014832 | 3.2168 | 0.04008% | 0.027256 | 0.027244 | 4303.7498 | 1020.4795 | 248.6707 | 3034.5996 | 4303.8408 | 0 | 0 | 4303.8408 | 1.55e-06%
2028 | 1090 | 1090-1734 | Tier-3 | Tier-3---16 | 2--5 | 44 | 38 | 730.5479 | 99.24% | 0.5863% | 0.172% | 62.6144 | 0 | 0 | 62.6144 | 0 | 54.3533 | 0.48212 | 112.7389 | 54.3533 | 0.48212 | 112.7389 | 63.5397 | 0.5636 | 112.7389 | 8.571% | 0.01345 | 0.012288 | 54317.4438 | 9020.2507 | 362.2329 | 44934.9602 | 54356.3771 | 0 | 0 | 54356.3771 | 0.002065%
2028 | 1090 | 1090-636R | Tier-3 | Tier-3---15 | 5--3 | 122 | 117 | 919.3728 | 93.93% | 5.62% | 0.4487% | 82.8186 | 0 | 0 | 82.8186 | 0 | 71.8919 | 1.4844 | 48.4312 | 71.8919 | 1.4844 | 48.4312 | 84.0425 | 1.7353 | 48.4312 | 9.008% | 0.38465 | 0.34776 | 2390.1852 | 345.5626 | 112.657 | 1931.9657 | 2405.5717 | 0 | 0 | 2405.5717 | 0.002731%
2028 | 1090 | 1090-639R | Tier-3 | Tier-3---18 | 5--2 | 80 | 72 | 509.5021 | 91.97% | 7.519% | 0.512% | 42.1724 | 0 | 0 | 42.1724 | 0 | 36.6084 | 0.91348 | 40.0755 | 36.6084 | 0.91348 | 40.0755 | 42.7956 | 1.0679 | 40.0755 | 8.277% | 0.37006 | 0.33675 | 1376.8236 | 183.1657 | 83.207 | 1110.4509 | 1387.7597 | 0 | 0 | 1387.7597 | 0.001391%
2028 | 1090 | 1090-70F | Tier-2 | Tier-2---15 | 2--5 | 29 | 14 | 140.8367 | 88.02% | 11.68% | 0.2956% | 5.9845 | 0 | 0 | 5.9845 | 0 | 5.1949 | 0.17762 | 29.2469 | 5.1949 | 0.17762 | 29.2469 | 6.0729 | 0.20764 | 29.2469 | 4.249% | 0.0083 | 0.0078993 | 16968.2749 | 2406.7786 | 1862.2717 | 12699.2245 | 17071.3922 | 0 | 0 | 17071.3922 | 0.0001973%
2028 | 1090 | 1090-73F | Tier-3 | Tier-3---10 | 4--5 | 317 | 215 | 5899.0454 | 99.62% | 0.2521% | 0.1275% | 398.5741 | 0 | 0 | 398.5741 | 0 | 345.9883 | 2.7278 | 126.8394 | 345.9883 | 2.7278 | 126.8394 | 404.4643 | 3.1888 | 126.8394 | 6.757% | 0.046754 | 0.043583 | 126173.0725 | 23873.2693 | 324.7773 | 101975.0259 | 126207.9232 | 0 | 0 | 126207.9232 | 0.01314%
2028 | 1090 | 1090-74F | Tier-3 | Tier-3---10 | 4--5 | 321 | 225 | 4990.92 | 99.62% | 0.2191% | 0.1576% | 348.513 | 0 | 0 | 348.513 | 0 | 302.532 | 2.8546 | 105.979 | 302.532 | 2.8546 | 105.979 | 353.6634 | 3.3371 | 105.979 | 6.983% | 0.045737 | 0.042531 | 109123.1086 | 21034.7206 | 297.6505 | 87790.7376 | 109154.094 | 0 | 0 | 109154.094 | 0.01149%
2028 | 1094 | 1094-35F | Tier-2 | Tier-2---7 | 3--5 | 167 | 128 | 2514.2831 | 99.84% | 0% | 0.1648% | 192.3939 | 0 | 0 | 192.3939 | 0 | 167.0105 | 1.624 | 102.8406 | 167.0105 | 1.624 | 102.8406 | 195.2371 | 1.8984 | 102.8406 | 7.652% | 0.020398 | 0.018834 | 123263.6714 | 20043.0193 | 98.2626 | 103122.3894 | 123280.5348 | 0 | 0 | 123280.5348 | 0.006344%
2028 | 1094 | 1094-7 | Tier-2 | Tier-2---17 | 2--4 | 65 | 34 | 95.3301 | 98.77% | 0% | 1.235% | 4.9249 | 0 | 0 | 4.9249 | 0 | 4.2752 | 0.43137 | 9.9107 | 4.2752 | 0.43137 | 9.9107 | 4.9977 | 0.50427 | 9.9107 | 5.166% | 0.0065074 | 0.006167 | 14649.4839 | 2335.884 | 162.0699 | 12151.53 | 14659.468 | 0 | 0 | 14659.468 | 0.0001624%
2028 | 1100 | 1100-1168F | Tier-2 | Tier-2---18 | 4--2 | 4 | 4 | 54.719 | 98.75% | 1.065% | 0.1855% | 5.4035 | 0 | 0 | 5.4035 | 0 | 4.6905 | 0.050749 | 92.4261 | 4.6905 | 0.050749 | 92.4261 | 5.4833 | 0.059326 | 92.4261 | 9.875% | 0.070904 | 0.063814 | 771.7308 | 123.9939 | 6.7126 | 641.0242 | 772.8034 | 0 | 0 | 772.8034 | 0.0001782%
2028 | 1100 | 1100-1172R | Tier-2 | Tier-2---7 | 4--5 | 34 | 32 | 2144.9788 | 99.68% | 0.2699% | 0.05437% | 201.2258 | 0 | 0 | 201.2258 | 0 | 174.6771 | 0.40599 | 430.2462 | 174.6771 | 0.40599 | 430.2462 | 204.1995 | 0.47461 | 430.2462 | 9.381% | 0.080798 | 0.073193 | 26547.4908 | 6276.7564 | 58.3505 | 20212.3839 | 26556.4341 | 0 | 0 | 26556.4341 | 0.006636%
2028 | 1105 | 1105-1479 | Tier-2 | Tier-2---4 | 5--5 | 54 | 51 | 4228.0435 | 99.92% | 0.03248% | 0.04256% | 399.0156 | 0 | 0 | 399.0156 | 0 | 346.3715 | 0.64705 | 535.3072 | 346.3715 | 0.64705 | 535.3072 | 404.9123 | 0.75641 | 535.3072 | 9.437% | 0.10556 | 0.095592 | 40053.0076 | 8992.3794 | 12.7012 | 31047.927 | 40056.1424 | 0 | 0 | 40056.1424 | 0.01316%
2028 | 1105 | 1105-1483 | Tier-2 | Tier-2---11 | 4--4 | 12 | 12 | 417.0013 | 94.5% | 5.418% | 0.08666% | 39.4048 | 0 | 0 | 39.4048 | 0 | 34.2059 | 0.15225 | 224.6733 | 34.2059 | 0.15225 | 224.6733 | 39.9871 | 0.17798 | 224.6733 | 9.45% | 0.063819 | 0.057437 | 6534.1451 | 1004.5674 | 285.3302 | 5244.2475 | 6574.1074 | 0 | 0 | 6574.1074 | 0.001299%
2028 | 1118 | 1118-1718F | Tier-2 | Tier-2---10 | 5--4 | 19 | 17 | 788.3757 | 99.4% | 0.5205% | 0.07536% | 70.1185 | 0 | 0 | 70.1185 | 0 | 60.8675 | 0.21568 | 282.2067 | 60.8675 | 0.21568 | 282.2067 | 71.1547 | 0.25214 | 282.2067 | 8.894% | 0.10781 | 0.098163 | 7312.7208 | 1401.0432 | 30.5742 | 5881.1034 | 7317.0029 | 0 | 0 | 7317.0029 | 0.002312%
2028 | 1138 | 1138-6R | Tier-2 | Tier-2---5 | 5--5 | 804 | 397 | 4663.8779 | 91.12% | 8.567% | 0.3106% | 209.849 | 0 | 0 | 209.849 | 0 | 182.1626 | 5.0369 | 36.1659 | 182.1626 | 5.0369 | 36.1659 | 212.9502 | 5.8881 | 36.1659 | 4.499% | 0.17153 | 0.16306 | 27190.5644 | 4666.2669 | 2170.5181 | 20353.7794 | 27315.9475 | 0 | 0 | 27315.9475 | 0.00692%
2028 | 1162 | 1162-324R | Tier-2 | Tier-2---13 | 4--3 | 65 | 56 | 240.2897 | 88.19% | 10.99% | 0.8202% | 18.2565 | 0 | 0 | 18.2565 | 0 | 15.8478 | 0.71049 | 22.3055 | 15.8478 | 0.71049 | 22.3055 | 18.5263 | 0.83057 | 22.3055 | 7.598% | 0.068658 | 0.062743 | 3499.8056 | 488.3895 | 324.3861 | 2687.0299 | 3538.7805 | 0 | 0 | 3538.7805 | 0.000602%
2028 | 1162 | 1162-329R | Tier-2 | Tier-2---13 | 4--3 | 49 | 46 | 206.5878 | 96.62% | 2.592% | 0.7875% | 18.7386 | 0 | 0 | 18.7386 | 0 | 16.2663 | 0.58362 | 27.8717 | 16.2663 | 0.58362 | 27.8717 | 19.0155 | 0.68225 | 27.8717 | 9.071% | 0.070019 | 0.063446 | 2950.4371 | 449.0329 | 64.8259 | 2436.5783 | 2960.7662 | 0 | 0 | 2960.7662 | 0.0006179%
2028 | 1162 | 1162-363 | Tier-2 | Tier-2---13 | 4--3 | 37 | 30 | 247.9994 | 97.75% | 1.792% | 0.4608% | 19.655 | 0 | 0 | 19.655 | 0 | 17.0618 | 0.38062 | 44.8265 | 17.0618 | 0.38062 | 44.8265 | 19.9454 | 0.44495 | 44.8265 | 7.925% | 0.064829 | 0.059573 | 3825.4385 | 595.791 | 56.0143 | 3173.6332 | 3833.044 | 0 | 0 | 3833.044 | 0.0006481%
2028 | 1166 | 1166-15R | Tier-3 | Tier-3---11 | 5--5 | 123 | 98 | 3965.2217 | 98.26% | 1.658% | 0.07833% | 310.444 | 0 | 0 | 310.444 | 0 | 269.4856 | 1.2434 | 216.7408 | 269.4856 | 1.2434 | 216.7408 | 315.0317 | 1.4535 | 216.7408 | 7.829% | 0.19397 | 0.17851 | 20442.8701 | 3274.5374 | 313.5505 | 16854.7822 | 20473.5922 | 0 | 0 | 20473.5922 | 0.01024%
2028 | 1166 | 1166-18R | Tier-3 | Tier-3---5 | 5--5 | 100 | 94 | 10108.4901 | 99.77% | 0.1963% | 0.03345% | 948.0153 | 0 | 0 | 948.0153 | 0 | 822.9391 | 1.1926 | 690.0347 | 822.9391 | 1.1926 | 690.0347 | 962.0252 | 1.3942 | 690.0347 | 9.378% | 0.21365 | 0.19357 | 47313.4054 | 8461.5455 | 93.1732 | 38758.6866 | 47324.6819 | 0 | 0 | 47324.6819 | 0.03126%
2028 | 1166 | 1166-342R | Tier-3 | Tier-3---5 | 5--5 | 216 | 186 | 10322.642 | 99.08% | 0.8619% | 0.05733% | 880.7229 | 0 | 0 | 880.7229 | 0 | 764.5249 | 2.3598 | 323.9737 | 764.5249 | 2.3598 | 323.9737 | 893.7383 | 2.7587 | 323.9737 | 8.532% | 0.21878 | 0.19994 | 47183.5693 | 7440.5956 | 374.9584 | 39368.0153 | 47224.4386 | 0 | 0 | 47224.4386 | 0.02904%
2028 | 1201 | 1201-282F | Tier-2 | Tier-2---17 | 2--4 | 29 | 15 | 70.6534 | 98.66% | 0% | 1.337% | 3.6056 | 0 | 0 | 3.6056 | 0 | 3.1299 | 0.19031 | 16.4465 | 3.1299 | 0.19031 | 16.4465 | 3.6589 | 0.22247 | 16.4465 | 5.103% | 0.0070442 | 0.0066798 | 10030.0143 | 2447.2684 | 423.376 | 7159.37 | 10037.3269 | 0 | 0 | 10037.3269 | 0.0001189%
2028 | 1215 | 1215-10R | Tier-3 | Tier-3---18 | 5--1 | 13 | 12 | 157.8878 | 78.49% | 21.24% | 0.2654% | 11.44 | 0 | 0 | 11.44 | 0 | 9.9306 | 0.15225 | 65.2269 | 9.9306 | 0.15225 | 65.2269 | 11.609 | 0.17798 | 65.2269 | 7.246% | 0.66566 | 0.60421 | 237.1916 | 27.6889 | 39.523 | 169.9797 | 242.379 | 0 | 0 | 242.379 | 0.0003772%
2028 | 1215 | 1215-12R | Tier-3 | Tier-3---9 | 5--4 | 149 | 133 | 6147.2839 | 97.88% | 2.045% | 0.07292% | 537.0936 | 0 | 0 | 537.0936 | 0 | 466.2323 | 1.6874 | 276.3006 | 466.2323 | 1.6874 | 276.3006 | 545.0308 | 1.9726 | 276.3006 | 8.737% | 0.69907 | 0.63667 | 8793.5219 | 1246.9976 | 166.0142 | 7380.5102 | 8811.779 | 0 | 0 | 8811.779 | 0.01771%
2028 | 1215 | 1215-28R | Tier-3 | Tier-3---14 | 5--3 | 58 | 55 | 2215.156 | 94.69% | 5.226% | 0.08401% | 198.904 | 0 | 0 | 198.904 | 0 | 172.6616 | 0.6978 | 247.4368 | 172.6616 | 0.6978 | 247.4368 | 201.8434 | 0.81574 | 247.4368 | 8.979% | 0.66756 | 0.60426 | 3318.2974 | 455.1438 | 152.4425 | 2710.7111 | 3336.7563 | 0 | 0 | 3336.7563 | 0.006559%
2028 | 1215 | 1215-32R | Tier-3 | Tier-3---7 | 5--4 | 234 | 205 | 8696.5042 | 96.48% | 3.447% | 0.07747% | 735.0191 | 0 | 0 | 735.0191 | 0 | 638.0445 | 2.6009 | 245.3173 | 638.0445 | 2.6009 | 245.3173 | 745.8813 | 3.0405 | 245.3173 | 8.452% | 0.68132 | 0.62163 | 12764.1579 | 1785.0395 | 391.9912 | 10587.1273 | 12807.3572 | 0 | 0 | 12807.3572 | 0.02424%
2028 | 1233 | 1233-259R | Tier-3 | Tier-3---16 | 5--4 | 105 | 95 | 1558.5389 | 98.56% | 1.214% | 0.2225% | 138.9852 | 0 | 0 | 138.9852 | 0 | 120.6482 | 1.2053 | 100.0987 | 120.6482 | 1.2053 | 100.0987 | 141.0392 | 1.409 | 100.0987 | 8.918% | 0.12749 | 0.11595 | 12225.1388 | 1994.1014 | 166.7691 | 10064.2683 | 12242.6067 | 0 | 0 | 12242.6067 | 0.004583%
2028 | 1233 | 1233-585R | Tier-3 | Tier-3---12 | 5--5 | 166 | 136 | 3561.9587 | 98.42% | 1.457% | 0.1235% | 287.2101 | 0 | 0 | 287.2101 | 0 | 249.3171 | 1.7255 | 144.4921 | 249.3171 | 1.7255 | 144.4921 | 291.4545 | 2.0171 | 144.4921 | 8.063% | 0.12988 | 0.11924 | 27424.4063 | 4490.301 | 369.0567 | 22565.0486 | 27463.0927 | 0 | 0 | 27463.0927 | 0.009471%
2028 | 1233 | 1233-587R | Tier-3 | Tier-3---13 | 5--5 | 187 | 157 | 2983.7291 | 97.9% | 1.929% | 0.1696% | 245.2498 | 0 | 0 | 245.2498 | 0 | 212.8928 | 1.9919 | 106.879 | 212.8928 | 1.9919 | 106.879 | 248.8741 | 2.3286 | 106.879 | 8.22% | 0.13489 | 0.12356 | 22120.1137 | 3552.0723 | 402.3722 | 18165.6692 | 22162.6493 | 0 | 0 | 22162.6493 | 0.008087%
2028 | 1233 | 1233-589R | Tier-3 | Tier-3---16 | 5--4 | 58 | 56 | 1386.4905 | 98.92% | 0.9396% | 0.1432% | 132.4185 | 0 | 0 | 132.4185 | 0 | 114.9479 | 0.71049 | 161.7871 | 114.9479 | 0.71049 | 161.7871 | 134.3754 | 0.83057 | 161.7871 | 9.551% | 0.11751 | 0.10616 | 11798.9753 | 1859.8108 | 96.407 | 9842.7575 | 11812.6294 | 0 | 0 | 11812.6294 | 0.004367%
2028 | 1233 | 1233-591R | Tier-3 | Tier-3---12 | 5--5 | 167 | 146 | 4300.1838 | 98.66% | 1.226% | 0.1146% | 370.9048 | 0 | 0 | 370.9048 | 0 | 321.9696 | 1.8523 | 173.8173 | 321.9696 | 1.8523 | 173.8173 | 376.3861 | 2.1654 | 173.8173 | 8.625% | 0.13142 | 0.11993 | 32721.9695 | 5569.8694 | 365.067 | 26787.0331 | 32763.99 | 0 | 0 | 32763.99 | 0.01223%
2028 | 1242 | 1242-1079R | Tier-2 | Tier-2---12 | 2--5 | 44 | 44 | 411.5414 | 99.65% | 0% | 0.3468% | 41.0114 | 0 | 0 | 41.0114 | 0 | 35.6006 | 0.55824 | 63.7728 | 35.6006 | 0.55824 | 63.7728 | 41.6175 | 0.65259 | 63.7728 | 9.965% | 0.0067316 | 0.0060584 | 61135.7492 | 25086.0386 | 163.5766 | 35886.134 | 61159.305 | 0 | 0 | 61159.305 | 0.001352%
2028 | 1242 | 1242-1084 | Tier-2 | Tier-2---12 | 2--5 | 34 | 31 | 456.1931 | 99.77% | 0% | 0.2285% | 41.499 | 0 | 0 | 41.499 | 0 | 36.0239 | 0.39331 | 91.5925 | 36.0239 | 0.39331 | 91.5925 | 42.1123 | 0.45978 | 91.5925 | 9.097% | 0.005996 | 0.0054493 | 76082.9136 | 21423.4088 | 20.55 | 54638.9547 | 76100.3557 | 0 | 0 | 76100.3557 | 0.001368%
2028 | 1242 | 1242-127AE | Tier-2 | Tier-2---21 | 1--4 | 2 | 2 | 2.4589 | 98.62% | 0% | 1.38% | 0.2425 | 0 | 0 | 0.2425 | 0 | 0.21051 | 0.025375 | 8.2959 | 0.21051 | 0.025375 | 8.2959 | 0.24608 | 0.029663 | 8.2959 | 9.862% | 0.0001786 | 0.00016074 | 13767.9144 | 2205.6945 | 17.2653 | 11544.9546 | 13789.0323 | 0 | 0 | 13789.0323 | 7.997e-06%
2028 | 1243 | 1243-319R | Tier-2 | Tier-2---9 | 4--4 | 64 | 52 | 1178.043 | 99.35% | 0.5195% | 0.1323% | 95.0921 | 0 | 0 | 95.0921 | 0 | 82.5462 | 0.65974 | 125.1194 | 82.5462 | 0.65974 | 125.1194 | 96.4974 | 0.77124 | 125.1194 | 8.072% | 0.081051 | 0.074466 | 14534.5899 | 2255.6514 | 66.1042 | 12212.8342 | 14542.9678 | 0 | 0 | 14542.9678 | 0.003136%
2028 | 1243 | 1243-38R | Tier-2 | Tier-2---16 | 4--3 | 7 | 7 | 158.2514 | 99.48% | 0.3681% | 0.155% | 15.7423 | 0 | 0 | 15.7423 | 0 | 13.6654 | 0.088811 | 153.8703 | 13.6654 | 0.088811 | 153.8703 | 15.975 | 0.10382 | 153.8703 | 9.948% | 0.072591 | 0.065332 | 2180.0532 | 345.5554 | 6.6981 | 1827.7997 | 2181.3205 | 0 | 0 | 2181.3205 | 0.0005191%
2028 | 1243 | 1243-45R | Tier-2 | Tier-2---7 | 4--5 | 72 | 68 | 1878.3826 | 99.05% | 0.8285% | 0.1244% | 175.7123 | 0 | 0 | 175.7123 | 0 | 152.5297 | 0.86274 | 176.7977 | 152.5297 | 0.86274 | 176.7977 | 178.309 | 1.0085 | 176.7977 | 9.354% | 0.087615 | 0.079341 | 21438.9544 | 3365.8931 | 151.2586 | 17921.8028 | 21460.2613 | 0 | 0 | 21460.2613 | 0.005794%
2028 | 1250 | 1250-27R | Tier-2 | Tier-2---6 | 5--5 | 152 | 29 | 6418.5082 | 93.04% | 6.917% | 0.04745% | 113.9301 | 0 | 0 | 113.9301 | 0 | 98.8988 | 0.36793 | 268.7967 | 98.8988 | 0.36793 | 268.7967 | 115.6138 | 0.43012 | 268.7967 | 1.775% | 0.097369 | 0.095512 | 65919.1509 | 13368.0206 | 4366.1577 | 48184.9726 | 66008.4412 | 0 | 0 | 66008.4412 | 0.003757%
2028 | 1250 | 1250-671R | Tier-2 | Tier-2---6 | 4--5 | 48 | 28 | 6815.4278 | 94.54% | 5.441% | 0.023% | 375.8452 | 0 | 0 | 375.8452 | 0 | 326.2581 | 0.35524 | 918.4054 | 326.2581 | 0.35524 | 918.4054 | 381.3995 | 0.41528 | 918.4054 | 5.515% | 0.09205 | 0.08668 | 74040.4971 | 12900.0912 | 3770.1984 | 57370.2075 | 74291.089 | 0 | 0 | 74291.089 | 0.01239%
2028 | 1250 | 1250-677R | Tier-2 | Tier-2---3 | 5--5 | 267 | 209 | 11748.9088 | 99.26% | 0.6837% | 0.05427% | 912.8844 | 0 | 0 | 912.8844 | 0 | 792.4432 | 2.6516 | 298.8498 | 792.4432 | 2.6516 | 298.8498 | 926.3751 | 3.0998 | 298.8498 | 7.77% | 0.11659 | 0.10746 | 100775.3023 | 17114.8267 | 643.0906 | 83017.3851 | 100838.4587 | 0 | 0 | 100838.4587 | 0.0301%
2028 | 1250 | 1250-8R | Tier-2 | Tier-2---4 | 4--5 | 146 | 102 | 3684.9802 | 98.15% | 1.772% | 0.07391% | 252.6921 | 0 | 0 | 252.6921 | 0 | 219.3532 | 1.2941 | 169.502 | 219.3532 | 1.2941 | 169.502 | 256.4264 | 1.5128 | 169.502 | 6.857% | 0.092289 | 0.085841 | 39928.877 | 6438.64 | 665.159 | 32825.0781 | 39984.2324 | 0 | 0 | 39984.2324 | 0.008333%
2028 | 1458 | 1458-1056 | Tier-2 | Tier-2---11 | 5--3 | 22 | 18 | 427.4478 | 90.46% | 9.431% | 0.1062% | 31.6376 | 0 | 0 | 31.6376 | 0 | 27.4635 | 0.22837 | 120.2581 | 27.4635 | 0.22837 | 120.2581 | 32.1051 | 0.26697 | 120.2581 | 7.402% | 0.13508 | 0.12402 | 3164.5032 | 465.473 | 268.1729 | 2430.8573 | 3191.3964 | 0 | 0 | 3191.3964 | 0.001043%
2028 | 1458 | 1458-1057F | Tier-3 | Tier-3---18 | 5--2 | 3 | 3 | 155.9987 | 0% | 100% | 0% | 0 | 0 | 0 | 0 | 0 | 0 | 0.038062 | 0 | 0 | 0.038062 | 0 | 0 | 0.044495 | 0 | 0% | 0.13292 | 0.11963 | 1173.6392 | 1.8615 | 1072.4058 | 99.3719 | 1304.0435 | 0 | 0 | 1304.0435 | 0%
2028 | 1458 | 1458-1058F | Tier-3 | Tier-3---13 | 5--5 | 36 | 29 | 2365.6896 | 85.54% | 14.42% | 0.04244% | 163.0089 | 0 | 0 | 163.0089 | 0 | 141.5023 | 0.36793 | 384.5889 | 141.5023 | 0.36793 | 384.5889 | 165.4178 | 0.43012 | 384.5889 | 6.891% | 0.13833 | 0.12719 | 17101.412 | 2623.0697 | 2234.5189 | 12243.8234 | 17318.1009 | 0 | 0 | 17318.1009 | 0.005375%
2028 | 1458 | 1458-1061 | Tier-2 | Tier-2---5 | 5--5 | 80 | 52 | 4370.0987 | 98.67% | 1.293% | 0.03403% | 280.288 | 0 | 0 | 280.288 | 0 | 243.3082 | 0.65974 | 368.7946 | 243.3082 | 0.65974 | 368.7946 | 284.4301 | 0.77124 | 368.7946 | 6.414% | 0.14228 | 0.13303 | 30715.3399 | 7020.373 | 365.5776 | 23329.3893 | 30743.6677 | 0 | 0 | 30743.6677 | 0.009243%
2028 | 1458 | 1458-1075F | Tier-3 | Tier-3---20 | 1--5 | 2 | 2 | 58.2342 | 99.94% | 0% | 0.06312% | 5.8197 | 0 | 0 | 5.8197 | 0 | 5.0519 | 0.025375 | 199.0936 | 5.0519 | 0.025375 | 199.0936 | 5.9057 | 0.029663 | 199.0936 | 9.994% | 0.00013 | 0.000117 | 447955.3838 | 72658.276 | 116.4548 | 375180.6529 | 447986.8005 | 0 | 0 | 447986.8005 | 0.0001919%
2028 | 1458 | 1458-1115F | Tier-2 | Tier-2---18 | 4--2 | 3 | 3 | 66.5074 | 0% | 100% | 0% | 0 | 0 | 0 | 0 | 0 | 0 | 0.038062 | 0 | 0 | 0.038062 | 0 | 0 | 0.044495 | 0 | 0% | 0.091242 | 0.082118 | 728.9125 | 1.3917 | 578.9338 | 148.587 | 809.9028 | 0 | 0 | 809.9028 | 0%
2028 | 1458 | 1458-1117F | Tier-2 | Tier-2---16 | 4--2 | 5 | 5 | 139.4631 | 0% | 100% | 0% | 0 | 0 | 0 | 0 | 0 | 0 | 0.063436 | 0 | 0 | 0.063436 | 0 | 0 | 0.074158 | 0 | 0% | 0.091116 | 0.082004 | 1530.6137 | 1.9599 | 1384.4341 | 144.2196 | 1700.6819 | 0 | 0 | 1700.6819 | 0%
2028 | 1458 | 1458-1119F | Tier-2 | Not Applicable | Not Applicable | 1 | 1 | 0 | 0% | 0% | 0% | 0 | 0 | 0 | 0 | 0 | 0 | 0.012687 | 0 | 0 | 0.012687 | 0 | 0 | 0.014832 | 0 | 0% | 0 | 0 | 0 | 0 | 0 | 0 | 0 | 0 | 0 | 0 | 0%
2028 | 1458 | 1458-1131R | Tier-3 | Tier-3---4 | 5--5 | 188 | 132 | 15987.4265 | 99.09% | 0.8886% | 0.01928% | 1112.3302 | 0 | 0 | 1112.3302 | 0 | 965.5751 | 1.6747 | 576.5583 | 965.5751 | 1.6747 | 576.5583 | 1128.7683 | 1.9578 | 576.5583 | 6.958% | 0.15941 | 0.14822 | 100291.8687 | 16592.5373 | 809.2853 | 82890.0461 | 100360.6281 | 0 | 0 | 100360.6281 | 0.03668%
2028 | 1458 | 1458-454F | Tier-2 | Tier-2---18 | 5--2 | 2 | 2 | 84.0912 | 0% | 100% | 0% | 0 | 0 | 0 | 0 | 0 | 0 | 0.025375 | 0 | 0 | 0.025375 | 0 | 0 | 0.029663 | 0 | 0% | 0.13508 | 0.12157 | 622.5483 | 0.79747 | 559.5915 | 62.1593 | 691.7203 | 0 | 0 | 691.7203 | 0%
2028 | 1458 | 1458-456F | Tier-2 | Tier-2---16 | 4--3 | 7 | 6 | 167.5686 | 29.81% | 70.17% | 0.01889% | 4.2812 | 0 | 0 | 4.2812 | 0 | 3.7164 | 0.076124 | 48.8205 | 3.7164 | 0.076124 | 48.8205 | 4.3445 | 0.08899 | 48.8205 | 2.555% | 0.091761 | 0.083895 | 1826.1497 | 89.9148 | 1141.6591 | 594.5758 | 1946.3205 | 0 | 0 | 1946.3205 | 0.0001412%
2028 | 1458 | 1458-519 | Tier-2 | Tier-2---17 | 1--5 | 2 | 2 | 81.0039 | 99.95% | 0% | 0.04716% | 8.0966 | 0 | 0 | 8.0966 | 0 | 7.0284 | 0.025375 | 276.9841 | 7.0284 | 0.025375 | 276.9841 | 8.2162 | 0.029663 | 276.9841 | 9.995% | 0.000217 | 0.0001953 | 373290.0884 | 60391.7386 | 732.2515 | 312166.0983 | 373309.6479 | 0 | 0 | 373309.6479 | 0.000267%
2028 | 1458 | 1458-565R | Tier-3 | Tier-3---6 | 5--5 | 127 | 108 | 8159.9793 | 99.25% | 0.7112% | 0.04348% | 688.6829 | 0 | 0 | 688.6829 | 0 | 597.8217 | 1.3702 | 436.2938 | 597.8217 | 1.3702 | 436.2938 | 698.8603 | 1.6018 | 436.2938 | 8.44% | 0.15819 | 0.14474 | 51582.9513 | 8279.4207 | 334.7207 | 42968.8099 | 51619.1308 | 0 | 0 | 51619.1308 | 0.02271%
2028 | 1458 | 1458-601R | Tier-3 | Tier-3---2 | 5--5 | 441 | 353 | 37077.302 | 99.36% | 0.615% | 0.02874% | 2948.759 | 0 | 0 | 2948.759 | 0 | 2559.715 | 4.4786 | 571.5418 | 2559.715 | 4.4786 | 571.5418 | 2992.336 | 5.2356 | 571.5418 | 7.953% | 0.20421 | 0.18787 | 181561.9083 | 39229.4205 | 1054.6776 | 141277.8102 | 181663.6115 | 0 | 0 | 181663.6115 | 0.09724%
2028 | 1525 | 1525-23R | Tier-2 | Tier-2---20 | 4--1 | 9 | 7 | 8.268 | 89.5% | 6.947% | 3.548% | 0.57557 | 0 | 0 | 0.57557 | 0 | 0.49964 | 0.088811 | 5.6258 | 0.49964 | 0.088811 | 5.6258 | 0.58408 | 0.10382 | 5.6258 | 6.961% | 0.032823 | 0.03027 | 251.8988 | 39.1664 | 14.7185 | 198.0139 | 254.1284 | 0 | 0 | 254.1284 | 1.898e-05%
2028 | 157 | 157-165R | Tier-3 | Tier-3---18 | 5--2 | 87 | 81 | 418.5676 | 87.71% | 11.66% | 0.6303% | 34.1791 | 0 | 0 | 34.1791 | 0 | 29.6697 | 1.0277 | 28.8708 | 29.6697 | 1.0277 | 28.8708 | 34.6842 | 1.2014 | 28.8708 | 8.166% | 0.28262 | 0.2563 | 1481.042 | 148.6168 | 162.2497 | 1170.1755 | 1499.7346 | 0 | 0 | 1499.7346 | 0.001127%
2028 | 157 | 157-189R | Tier-3 | Tier-3---9 | 5--4 | 669 | 544 | 5507.0239 | 92.46% | 7.234% | 0.3043% | 414.0467 | 0 | 0 | 414.0467 | 0 | 359.4196 | 6.9019 | 52.0756 | 359.4196 | 6.9019 | 52.0756 | 420.1656 | 8.0684 | 52.0756 | 7.519% | 0.3705 | 0.34037 | 14863.9228 | 1949.0115 | 963.9544 | 11950.9569 | 14963.1066 | 0 | 0 | 14963.1066 | 0.01365%
2028 | 157 | 157-1928R | Tier-3 | Tier-3---11 | 5--4 | 60 | 55 | 3052.6745 | 99.07% | 0.8703% | 0.06204% | 277.2195 | 0 | 0 | 277.2195 | 0 | 240.6446 | 0.6978 | 344.8613 | 240.6446 | 0.6978 | 344.8613 | 281.3163 | 0.81574 | 344.8613 | 9.081% | 0.2812 | 0.25543 | 10855.7291 | 1703.869 | 84.5376 | 9067.3225 | 10865.9434 | 0 | 0 | 10865.9434 | 0.009142%
2028 | 157 | 157-204R | Tier-3 | Tier-3---11 | 5--4 | 213 | 203 | 3876.1334 | 98.99% | 0.834% | 0.1804% | 365.6682 | 0 | 0 | 365.6682 | 0 | 317.4238 | 2.5755 | 123.2465 | 317.4238 | 2.5755 | 123.2465 | 371.0721 | 3.0108 | 123.2465 | 9.434% | 0.32777 | 0.29653 | 11825.9094 | 1771.5346 | 144.6692 | 9909.7056 | 11838.5468 | 0 | 0 | 11838.5468 | 0.01206%
2028 | 157 | 157-207R | Tier-3 | Tier-3---16 | 2--5 | 23 | 23 | 719.0865 | 99.89% | 0% | 0.1123% | 71.8279 | 0 | 0 | 71.8279 | 0 | 62.3513 | 0.29181 | 213.6725 | 62.3513 | 0.29181 | 213.6725 | 72.8894 | 0.34113 | 213.6725 | 9.989% | 0.0095404 | 0.0085864 | 75372.7824 | 10925.518 | 1399.5436 | 63047.7208 | 75382.1881 | 0 | 0 | 75382.1881 | 0.002369%
2028 | 157 | 157-232R | Tier-3 | Tier-3---11 | 5--4 | 250 | 219 | 3160.5079 | 95.27% | 4.501% | 0.231% | 263.7603 | 0 | 0 | 263.7603 | 0 | 228.9611 | 2.7785 | 82.4041 | 228.9611 | 2.7785 | 82.4041 | 267.6582 | 3.2481 | 82.4041 | 8.346% | 0.32167 | 0.29349 | 9825.3054 | 1334.764 | 421.9769 | 8068.5645 | 9869.941 | 0 | 0 | 9869.941 | 0.008698%
2028 | 157 | 157-257R | Tier-3 | Tier-3---14 | 5--4 | 554 | 449 | 2061.1876 | 81.54% | 17.79% | 0.6678% | 136.2159 | 0 | 0 | 136.2159 | 0 | 118.2443 | 5.6966 | 20.757 | 118.2443 | 5.6966 | 20.757 | 138.2289 | 6.6594 | 20.757 | 6.609% | 0.36686 | 0.33713 | 5618.4522 | 584.3287 | 907.0207 | 4127.1028 | 5709.9222 | 0 | 0 | 5709.9222 | 0.004492%
2028 | 157 | 157-273R | Tier-3 | Tier-3---14 | 5--4 | 173 | 154 | 1867.403 | 95.01% | 4.712% | 0.2778% | 157.9371 | 0 | 0 | 157.9371 | 0 | 137.0997 | 1.9538 | 70.1693 | 137.0997 | 1.9538 | 70.1693 | 160.2711 | 2.2841 | 70.1693 | 8.458% | 0.32295 | 0.2942 | 5782.3142 | 798.5103 | 275.1351 | 4708.6688 | 5810.5061 | 0 | 0 | 5810.5061 | 0.005208%
2028 | 157 | 157-81R | Tier-3 | Tier-3---3 | 5--5 | 675 | 562 | 18749.5963 | 97% | 2.901% | 0.09453% | 1514.3227 | 0 | 0 | 1514.3227 | 0 | 1314.5308 | 7.1303 | 184.3595 | 1314.5308 | 7.1303 | 184.3595 | 1536.7015 | 8.3354 | 184.3595 | 8.077% | 0.38414 | 0.35215 | 48809.8885 | 7659.8047 | 1292.0303 | 39858.0535 | 48942.6572 | 0 | 0 | 48942.6572 | 0.04994%
2028 | 175 | 175-2024R | Tier-2 | Tier-2---5 | 5--5 | 103 | 99 | 4029.0085 | 99.1% | 0.8147% | 0.08289% | 383.7782 | 0 | 0 | 383.7782 | 0 | 333.1445 | 1.256 | 265.2336 | 333.1445 | 1.256 | 265.2336 | 389.4497 | 1.4683 | 265.2336 | 9.525% | 0.19114 | 0.17277 | 21078.6803 | 4664.0587 | 153.3837 | 16261.2378 | 21098.7998 | 0 | 0 | 21098.7998 | 0.01266%
2028 | 175 | 175-24R | Tier-2 | Tier-2---8 | 5--4 | 86 | 62 | 2651.4354 | 70.65% | 29.24% | 0.1064% | 135.0483 | 0 | 0 | 135.0483 | 0 | 117.2307 | 0.78661 | 149.0325 | 117.2307 | 0.78661 | 149.0325 | 137.0441 | 0.91956 | 149.0325 | 5.093% | 0.17491 | 0.1623 | 15158.7512 | 2441.7081 | 4085.9178 | 8631.1253 | 15504.4149 | 0 | 0 | 15504.4149 | 0.004453%
2028 | 175 | 175-64R | Tier-3 | Tier-3---11 | 5--5 | 239 | 216 | 4385.4004 | 97.52% | 2.308% | 0.1684% | 386.522 | 0 | 0 | 386.522 | 0 | 335.5263 | 2.7405 | 122.4345 | 335.5263 | 2.7405 | 122.4345 | 392.234 | 3.2036 | 122.4345 | 8.814% | 0.20232 | 0.18404 | 21675.2228 | 3768.1363 | 445.824 | 17461.2625 | 21728.5567 | 0 | 0 | 21728.5567 | 0.01275%
2028 | 175 | 175-90R | Tier-3 | Tier-3---9 | 5--5 | 300 | 251 | 5741.4949 | 96.86% | 2.992% | 0.1472% | 465.293 | 0 | 0 | 465.293 | 0 | 403.9047 | 3.1845 | 126.8342 | 403.9047 | 3.1845 | 126.8342 | 472.1692 | 3.7227 | 126.8342 | 8.104% | 0.20491 | 0.18777 | 28019.3198 | 4481.7022 | 744.6531 | 22792.9645 | 28099.6248 | 0 | 0 | 28099.6248 | 0.01534%
2028 | 175 | 175-94R | Tier-2 | Tier-2---10 | 5--4 | 52 | 43 | 836.2457 | 79.76% | 20.09% | 0.1547% | 55.1538 | 0 | 0 | 55.1538 | 0 | 47.8771 | 0.54555 | 87.7588 | 47.8771 | 0.54555 | 87.7588 | 55.9689 | 0.63776 | 87.7588 | 6.595% | 0.16555 | 0.15186 | 5051.3061 | 703.4026 | 913.3417 | 3434.5618 | 5143.4779 | 0 | 0 | 5143.4779 | 0.001819%
2028 | 176 | 176-161R | Tier-3 | Tier-3---5 | 5--5 | 236 | 191 | 11523.3049 | 98.77% | 1.172% | 0.05875% | 921.1257 | 0 | 0 | 921.1257 | 0 | 799.5972 | 2.4233 | 329.9658 | 799.5972 | 2.4233 | 329.9658 | 934.7382 | 2.8328 | 329.9658 | 7.994% | 0.22417 | 0.20603 | 51404.5427 | 8329.9408 | 608.281 | 42466.321 | 51460.2673 | 0 | 0 | 51460.2673 | 0.03038%
2028 | 176 | 176-164R | Tier-3 | Tier-3---11 | 5--5 | 131 | 126 | 4184.7467 | 98.1% | 1.799% | 0.1047% | 394.8393 | 0 | 0 | 394.8393 | 0 | 342.7463 | 1.5986 | 214.4042 | 342.7463 | 1.5986 | 214.4042 | 400.6743 | 1.8688 | 214.4042 | 9.435% | 0.20727 | 0.18733 | 20189.7554 | 3207.9265 | 321.2591 | 16660.5698 | 20230.6609 | 0 | 0 | 20230.6609 | 0.01302%
2028 | 176 | 176-1834R | Tier-3 | Tier-3---5 | 5--5 | 312 | 250 | 10068.5168 | 97.13% | 2.784% | 0.0867% | 783.6159 | 0 | 0 | 783.6159 | 0 | 680.2297 | 3.1718 | 214.4602 | 680.2297 | 3.1718 | 214.4602 | 795.1963 | 3.7079 | 214.4602 | 7.783% | 0.23205 | 0.21345 | 43390.2136 | 8541.7295 | 1179.6329 | 33668.8511 | 43498.6979 | 0 | 0 | 43498.6979 | 0.02584%
2028 | 176 | 176-1836R | Tier-2 | Tier-2---11 | 5--3 | 50 | 9 | 404.4817 | 67.64% | 32.12% | 0.2398% | 4.9245 | 0 | 0 | 4.9245 | 0 | 4.2748 | 0.11419 | 37.4372 | 4.2748 | 0.11419 | 37.4372 | 4.9973 | 0.13348 | 37.4372 | 1.217% | 0.10638 | 0.10446 | 3802.2631 | 510.8459 | 1145.0457 | 2146.3715 | 3824.8179 | 0 | 0 | 3824.8179 | 0.0001624%
2028 | 176 | 176-1845R | Tier-3 | Tier-3---11 | 5--5 | 172 | 143 | 3401.0234 | 97.74% | 2.113% | 0.1474% | 276.3684 | 0 | 0 | 276.3684 | 0 | 239.9058 | 1.8143 | 132.2318 | 239.9058 | 1.8143 | 132.2318 | 280.4526 | 2.1209 | 132.2318 | 8.126% | 0.20978 | 0.19234 | 16212.4883 | 2568.5055 | 309.8495 | 13334.1334 | 16245.717 | 0 | 0 | 16245.717 | 0.009114%
2028 | 176 | 176-194R | Tier-3 | Tier-3---9 | 5--5 | 214 | 166 | 4934.1603 | 97.7% | 2.178% | 0.1196% | 373.9475 | 0 | 0 | 373.9475 | 0 | 324.6108 | 2.1061 | 154.1296 | 324.6108 | 2.1061 | 154.1296 | 379.4737 | 2.462 | 154.1296 | 7.579% | 0.21542 | 0.19871 | 22904.8386 | 3771.0766 | 447.8074 | 18685.9546 | 22949.1033 | 0 | 0 | 22949.1033 | 0.01233%
2028 | 176 | 176-197F | Tier-3 | Tier-3---5 | 5--5 | 345 | 270 | 13172.958 | 96.8% | 3.124% | 0.0728% | 997.9703 | 0 | 0 | 997.9703 | 0 | 866.3033 | 3.4256 | 252.8933 | 866.3033 | 3.4256 | 252.8933 | 1012.7184 | 4.0045 | 252.8933 | 7.576% | 0.23242 | 0.21423 | 56678.2637 | 12110.4711 | 1632.9775 | 42934.8152 | 56832.1044 | 0 | 0 | 56832.1044 | 0.03291%
2028 | 176 | 176-200F | Tier-3 | Tier-3---15 | 5--4 | 30 | 27 | 1635.841 | 89.24% | 10.7% | 0.05535% | 131.3899 | 0 | 0 | 131.3899 | 0 | 114.055 | 0.34256 | 332.9522 | 114.055 | 0.34256 | 332.9522 | 133.3316 | 0.40045 | 332.9522 | 8.032% | 0.18529 | 0.16862 | 8828.4206 | 1287.3516 | 863.0873 | 6677.9817 | 8922.3365 | 0 | 0 | 8922.3365 | 0.004333%
2028 | 177 | 177-955 | Tier-2 | Tier-2---5 | 5--5 | 176 | 7 | 2963.4059 | 78.23% | 21.66% | 0.1106% | 9.2203 | 0 | 0 | 9.2203 | 0 | 8.0038 | 0.088811 | 90.1219 | 8.0038 | 0.088811 | 90.1219 | 9.3566 | 0.10382 | 90.1219 | 0.3111% | 0.11726 | 0.11679 | 25272.526 | 4724.2579 | 4965.7102 | 15582.5579 | 25294.4965 | 0 | 0 | 25294.4965 | 0.0003041%
2028 | 178 | 178-968AE | Tier-2 | Tier-2---18 | 3--3 | 200 | 7 | 47.6106 | 91.21% | 0% | 8.789% | 0.15199 | 0 | 0 | 0.15199 | 0 | 0.13194 | 0.088811 | 1.4856 | 0.13194 | 0.088811 | 1.4856 | 0.15424 | 0.10382 | 1.4856 | 0.3192% | 0.018466 | 0.018402 | 2578.2566 | 462.9869 | 204.7374 | 1910.5323 | 2579.0524 | 0 | 0 | 2579.0524 | 5.012e-06%
2028 | 178 | 178-982 | Tier-2 | Tier-2---21 | 1--1 | 45 | 7 | 0.95479 | 13.38% | 0% | 86.62% | 0.0019878 | 0 | 0 | 0.0019878 | 0 | 0.0017255 | 0.088811 | 0.019429 | 0.0017255 | 0.088811 | 0.019429 | 0.0020171 | 0.10382 | 0.019429 | 0.2082% | 0.0033454 | 0.0032934 | 285.4035 | 0.62363 | 58.6739 | 226.106 | 289.3097 | 0 | 0 | 289.3097 | 6.555e-08%
2028 | 182 | 182-2240F | Tier-2 | Tier-2---2 | 5--5 | 291 | 166 | 11917.1989 | 94.29% | 5.651% | 0.05821% | 641.0014 | 0 | 0 | 641.0014 | 0 | 556.431 | 2.1061 | 264.2009 | 556.431 | 2.1061 | 264.2009 | 650.4742 | 2.462 | 264.2009 | 5.379% | 0.1455 | 0.1372 | 81902.6703 | 23758.3803 | 4446.6021 | 53697.6879 | 82185.543 | 0 | 0 | 82185.543 | 0.02114%
2028 | 182 | 182-2250 | Tier-2 | Tier-2---8 | 5--5 | 26 | 26 | 1939.2132 | 99.74% | 0.2126% | 0.04638% | 193.419 | 0 | 0 | 193.419 | 0 | 167.9003 | 0.32987 | 508.9901 | 167.9003 | 0.32987 | 508.9901 | 196.2774 | 0.38562 | 508.9901 | 9.974% | 0.10496 | 0.094461 | 18476.2986 | 2987.5542 | 36.178 | 15452.5664 | 18481.6158 | 0 | 0 | 18481.6158 | 0.006378%
2028 | 182 | 182-2252R | Tier-2 | Tier-2---5 | 5--5 | 104 | 81 | 4229.9446 | 99.22% | 0.7256% | 0.05893% | 326.8629 | 0 | 0 | 326.8629 | 0 | 283.7383 | 1.0277 | 276.0985 | 283.7383 | 1.0277 | 276.0985 | 331.6933 | 1.2014 | 276.0985 | 7.727% | 0.11307 | 0.10426 | 37409.5665 | 6099.6348 | 248.5113 | 31061.4203 | 37434.3564 | 0 | 0 | 37434.3564 | 0.01078%
2028 | 182 | 182-2254R | Tier-2 | Tier-2---11 | 5--4 | 19 | 19 | 655.8009 | 99.14% | 0.7615% | 0.1019% | 65.0139 | 0 | 0 | 65.0139 | 0 | 56.4363 | 0.24106 | 234.1186 | 56.4363 | 0.24106 | 234.1186 | 65.9747 | 0.2818 | 234.1186 | 9.914% | 0.10223 | 0.092004 | 6415.1442 | 1053.2232 | 42.7228 | 5319.1982 | 6421.2985 | 0 | 0 | 6421.2985 | 0.002144%
2028 | 183 | 183-439 | Tier-2 | Tier-2---14 | 3--5 | 42 | 25 | 316.4778 | 66.23% | 33.5% | 0.2671% | 12.4764 | 0 | 0 | 12.4764 | 0 | 10.8304 | 0.31718 | 34.1456 | 10.8304 | 0.31718 | 34.1456 | 12.6608 | 0.37079 | 34.1456 | 3.942% | 0.018422 | 0.017326 | 17179.1509 | 1863.06 | 5259.1597 | 10056.9311 | 17546.3244 | 0 | 0 | 17546.3244 | 0.0004114%
2028 | 183 | 183-440 | Tier-2 | Tier-2---12 | 3--5 | 114 | 50 | 471.2015 | 74.37% | 25.17% | 0.4626% | 15.3697 | 0 | 0 | 15.3697 | 0 | 13.3419 | 0.63436 | 21.0319 | 13.3419 | 0.63436 | 21.0319 | 15.5969 | 0.74158 | 21.0319 | 3.262% | 0.025335 | 0.024224 | 18598.5411 | 2255.9959 | 4325.0411 | 12017.5041 | 18817.2074 | 0 | 0 | 18817.2074 | 0.0005068%
2028 | 185 | 185-51F | Tier-2 | Tier-2---7 | 4--5 | 260 | 161 | 1723.9707 | 91.93% | 7.724% | 0.3493% | 98.1347 | 0 | 0 | 98.1347 | 0 | 85.1873 | 2.0427 | 41.7042 | 85.1873 | 2.0427 | 41.7042 | 99.585 | 2.3879 | 41.7042 | 5.692% | 0.048222 | 0.045236 | 35751.0066 | 6382.5174 | 2576.5393 | 26791.9499 | 35941.5393 | 0 | 0 | 35941.5393 | 0.003236%
2028 | 197 | 197-1150F | Tier-2 | Tier-2---15 | 3--4 | 29 | 29 | 183.5383 | 99.34% | 0.09556% | 0.5689% | 18.2319 | 0 | 0 | 18.2319 | 0 | 15.8265 | 0.36793 | 43.0147 | 15.8265 | 0.36793 | 43.0147 | 18.5013 | 0.43012 | 43.0147 | 9.934% | 0.021777 | 0.019599 | 8428.1597 | 1361.8326 | 10.8364 | 7055.4907 | 8434.3818 | 0 | 0 | 8434.3818 | 0.0006012%
2028 | 197 | 197-1155F | Tier-2 | Tier-2---21 | 1--4 | 9 | 9 | 6.6189 | 96.38% | 0% | 3.621% | 0.63793 | 0 | 0 | 0.63793 | 0 | 0.55376 | 0.11419 | 4.8497 | 0.55376 | 0.11419 | 4.8497 | 0.64736 | 0.13348 | 4.8497 | 9.638% | 0.0010316 | 0.00092844 | 6416.1897 | 1003.77 | 50.6222 | 5361.7975 | 6442.0009 | 0 | 0 | 6442.0009 | 2.104e-05%
2028 | 198 | 198-37R | Tier-2 | Tier-2---9 | 4--5 | 188 | 84 | 973.0999 | 95.53% | 4.02% | 0.4464% | 41.537 | 0 | 0 | 41.537 | 0 | 36.0568 | 1.0657 | 33.8329 | 36.0568 | 1.0657 | 33.8329 | 42.1508 | 1.2459 | 33.8329 | 4.269% | 0.030671 | 0.029301 | 31727.0349 | 12880.9235 | 1667.8732 | 17178.2382 | 31793.3121 | 0 | 0 | 31793.3121 | 0.00137%
2028 | 204 | 204-32R | Tier-2 | Tier-2---11 | 4--4 | 336 | 315 | 490.4615 | 96.36% | 1.259% | 2.378% | 44.3083 | 0 | 0 | 44.3083 | 0 | 38.4625 | 3.9965 | 9.624 | 38.4625 | 3.9965 | 9.624 | 44.963 | 4.6719 | 9.624 | 9.034% | 0.087106 | 0.07894 | 5630.6279 | 747.5355 | 75.2 | 4807.8924 | 5651.8151 | 0 | 0 | 5651.8151 | 0.001461%
2028 | 205 | 205-1550 | Tier-2 | Tier-2---15 | 2--4 | 102 | 1 | 124.0064 | 98.52% | 0% | 1.478% | 0.11978 | 0 | 0 | 0.11978 | 0 | 0.10398 | 0.012687 | 8.1952 | 0.10398 | 0.012687 | 8.1952 | 0.12155 | 0.014832 | 8.1952 | 0.09659% | 0.008789 | 0.0087804 | 14109.2738 | 2221.4405 | 309.7116 | 11578.1217 | 14109.4784 | 0 | 0 | 14109.4784 | 3.95e-06%
2028 | 206 | 206-1105 | Tier-2 | Tier-2---9 | 3--5 | 132 | 16 | 1279.0443 | 99.78% | 0% | 0.2159% | 15.4701 | 0 | 0 | 15.4701 | 0 | 13.4291 | 0.203 | 66.1541 | 13.4291 | 0.203 | 66.1541 | 15.6987 | 0.23731 | 66.1541 | 1.21% | 0.014019 | 0.013849 | 91236.4892 | 14837.9635 | 119.2359 | 76279.2897 | 91238.9056 | 0 | 0 | 91238.9056 | 0.0005101%
2028 | 206 | 206-1817 | Tier-2 | Tier-2---4 | 4--5 | 413 | 106 | 2976.5734 | 99.75% | 0% | 0.2502% | 76.2052 | 0 | 0 | 76.2052 | 0 | 66.1511 | 1.3449 | 49.1883 | 66.1511 | 1.3449 | 49.1883 | 77.3314 | 1.5721 | 49.1883 | 2.56% | 0.038208 | 0.037227 | 77904.8627 | 12644.4177 | 94.4539 | 65165.9911 | 77909.9968 | 0 | 0 | 77909.9968 | 0.002513%
2028 | 209 | 209-1769F | Tier-2 | Tier-2---6 | 5--5 | 1069 | 345 | 8462.8018 | 99.74% | 0% | 0.2593% | 272.4132 | 0 | 0 | 272.4132 | 0 | 236.4724 | 4.3771 | 54.0247 | 236.4724 | 4.3771 | 54.0247 | 276.439 | 5.1169 | 54.0247 | 3.219% | 0.11169 | 0.10809 | 75768.5529 | 12314.8084 | 115.8328 | 63337.9117 | 75775.1039 | 0 | 0 | 75775.1039 | 0.008983%
2028 | 210 | 210-172R | Tier-2 | Tier-2---11 | 5--2 | 111 | 105 | 498.1496 | 90.1% | 9.186% | 0.7154% | 42.4564 | 0 | 0 | 42.4564 | 0 | 36.8549 | 1.3322 | 27.6654 | 36.8549 | 1.3322 | 27.6654 | 43.0839 | 1.5573 | 27.6654 | 8.523% | 0.32588 | 0.29505 | 1528.6439 | 130.0935 | 126.0496 | 1272.5007 | 1544.4575 | 0 | 0 | 1544.4575 | 0.0014%
2028 | 210 | 210-392R | Tier-2 | Tier-2---10 | 5--3 | 221 | 193 | 1037.8957 | 85.73% | 13.64% | 0.6245% | 77.7075 | 0 | 0 | 77.7075 | 0 | 67.4552 | 2.4486 | 27.548 | 67.4552 | 2.4486 | 27.548 | 78.8559 | 2.8625 | 27.548 | 7.487% | 0.34771 | 0.31734 | 2984.984 | 285.5851 | 372.7528 | 2326.6461 | 3025.7359 | 0 | 0 | 3025.7359 | 0.002563%
2028 | 210 | 210-394R | Tier-2 | Tier-2---16 | 5--2 | 77 | 72 | 170.5929 | 70.47% | 28.1% | 1.432% | 11.2414 | 0 | 0 | 11.2414 | 0 | 9.7583 | 0.91348 | 10.6825 | 9.7583 | 0.91348 | 10.6825 | 11.4076 | 1.0679 | 10.6825 | 6.59% | 0.31841 | 0.28864 | 535.7584 | 42.1364 | 121.741 | 371.881 | 552.0767 | 0 | 0 | 552.0767 | 0.0003707%
2028 | 210 | 210-9R | Tier-2 | Tier-2---13 | 5--2 | 95 | 71 | 317.7725 | 50.82% | 48.53% | 0.6462% | 12.0704 | 0 | 0 | 12.0704 | 0 | 10.4779 | 0.9008 | 11.6318 | 10.4779 | 0.9008 | 11.6318 | 12.2488 | 1.053 | 11.6318 | 3.798% | 0.31397 | 0.2905 | 1012.1143 | 65.1884 | 453.8469 | 493.0789 | 1052.3165 | 0 | 0 | 1052.3165 | 0.000398%
2028 | 211 | 211-279R | Tier-2 | Tier-2---10 | 5--3 | 293 | 259 | 1199.6322 | 89.49% | 9.8% | 0.7134% | 94.894 | 0 | 0 | 94.894 | 0 | 82.3742 | 3.286 | 25.0682 | 82.3742 | 3.286 | 25.0682 | 96.2964 | 3.8414 | 25.0682 | 7.91% | 0.37314 | 0.34015 | 3215.0069 | 263.9331 | 327.4552 | 2623.6187 | 3247.7822 | 0 | 0 | 3247.7822 | 0.003129%
2028 | 211 | 211-312R | Tier-2 | Tier-2---8 | 5--3 | 420 | 361 | 1809.5147 | 84.26% | 15.08% | 0.6521% | 131.0591 | 0 | 0 | 131.0591 | 0 | 113.7678 | 4.5801 | 24.8395 | 113.7678 | 4.5801 | 24.8395 | 132.9959 | 5.3542 | 24.8395 | 7.243% | 0.39031 | 0.35676 | 4636.1485 | 511.795 | 635.8046 | 3488.549 | 4704.7468 | 0 | 0 | 4704.7468 | 0.004322%
2028 | 211 | 211-771R | Tier-3 | Tier-3---14 | 5--4 | 279 | 252 | 1890.633 | 91.06% | 8.49% | 0.4466% | 155.5063 | 0 | 0 | 155.5063 | 0 | 134.9896 | 3.1972 | 42.2212 | 134.9896 | 3.1972 | 42.2212 | 157.8044 | 3.7376 | 42.2212 | 8.225% | 0.3743 | 0.3405 | 5051.0602 | 491.5059 | 380.0774 | 4179.4769 | 5095.8788 | 0 | 0 | 5095.8788 | 0.005128%
2028 | 212 | 212-1177R | Tier-2 | Tier-2---8 | 5--4 | 287 | 250 | 1738.9252 | 95.43% | 4.096% | 0.4776% | 144.5469 | 0 | 0 | 144.5469 | 0 | 125.4761 | 3.1718 | 39.5596 | 125.4761 | 3.1718 | 39.5596 | 146.683 | 3.7079 | 39.5596 | 8.312% | 0.15054 | 0.13742 | 11551.4959 | 1436.1291 | 504.7372 | 9610.6296 | 11601.9053 | 0 | 0 | 11601.9053 | 0.004767%
2028 | 212 | 212-1204R | Tier-2 | Tier-2---8 | 5--4 | 219 | 185 | 1570.3762 | 94.97% | 4.642% | 0.3849% | 125.9884 | 0 | 0 | 125.9884 | 0 | 109.3662 | 2.3471 | 46.5953 | 109.3662 | 2.3471 | 46.5953 | 127.8503 | 2.7438 | 46.5953 | 8.023% | 0.19221 | 0.17597 | 8170.2767 | 1029.897 | 370.2708 | 6770.1089 | 8208.175 | 0 | 0 | 8208.175 | 0.004155%
2028 | 212 | 212-638R | Tier-2 | Tier-2---11 | 5--4 | 79 | 77 | 609.7797 | 99.07% | 0.4924% | 0.4406% | 58.8797 | 0 | 0 | 58.8797 | 0 | 51.1114 | 0.97692 | 52.3189 | 51.1114 | 0.97692 | 52.3189 | 59.7499 | 1.142 | 52.3189 | 9.656% | 0.10708 | 0.096639 | 5694.8842 | 618.0557 | 46.4103 | 5030.4182 | 5700.622 | 0 | 0 | 5700.622 | 0.001942%
2028 | 212 | 212-725R | Tier-3 | Tier-3---10 | 5--5 | 218 | 186 | 4887.8267 | 99.15% | 0.7265% | 0.1225% | 413.4942 | 0 | 0 | 413.4942 | 0 | 358.9399 | 2.3598 | 152.1037 | 358.9399 | 2.3598 | 152.1037 | 419.6048 | 2.7587 | 152.1037 | 8.46% | 0.13941 | 0.12751 | 35061.0556 | 5196.5846 | 230.3548 | 29634.1163 | 35088.8217 | 0 | 0 | 35088.8217 | 0.01364%
2028 | 212 | 212-734R | Tier-2 | Tier-2---10 | 5--4 | 273 | 259 | 1265.9596 | 97.92% | 1.386% | 0.6959% | 117.6038 | 0 | 0 | 117.6038 | 0 | 102.0878 | 3.286 | 31.0674 | 102.0878 | 3.286 | 31.0674 | 119.3418 | 3.8414 | 31.0674 | 9.29% | 0.17753 | 0.16069 | 7130.7609 | 660.9769 | 211.9053 | 6257.8788 | 7146.3189 | 0 | 0 | 7146.3189 | 0.003878%
2028 | 212 | 212-739R | Tier-3 | Tier-3---15 | 5--4 | 201 | 179 | 998.7912 | 96.62% | 2.787% | 0.5903% | 85.9427 | 0 | 0 | 85.9427 | 0 | 74.6039 | 2.271 | 32.8503 | 74.6039 | 2.271 | 32.8503 | 87.2128 | 2.6549 | 32.8503 | 8.605% | 0.13097 | 0.11931 | 7626.107 | 884.6687 | 208.746 | 6532.6923 | 7651.2891 | 0 | 0 | 7651.2891 | 0.002834%
2028 | 212 | 212-743R | Tier-2 | Tier-2---13 | 5--3 | 71 | 66 | 261.4279 | 97.06% | 2.12% | 0.8249% | 23.5861 | 0 | 0 | 23.5861 | 0 | 20.4743 | 0.83736 | 24.451 | 20.4743 | 0.83736 | 24.451 | 23.9347 | 0.97888 | 24.451 | 9.022% | 0.11654 | 0.10571 | 2243.1612 | 251.3274 | 45.2431 | 1946.5907 | 2249.9308 | 0 | 0 | 2249.9308 | 0.0007778%
2028 | 212 | 212-758R | Tier-2 | Tier-2---8 | 5--4 | 201 | 183 | 1482.4618 | 97.27% | 2.316% | 0.4117% | 131.2891 | 0 | 0 | 131.2891 | 0 | 113.9675 | 2.3218 | 49.0864 | 113.9675 | 2.3218 | 49.0864 | 133.2293 | 2.7142 | 49.0864 | 8.856% | 0.1427 | 0.12971 | 10388.4417 | 1332.9551 | 229.8859 | 8825.6006 | 10416.8225 | 0 | 0 | 10416.8225 | 0.004329%
2028 | 212 | 212-773R | Tier-2 | Tier-2---5 | 5--4 | 297 | 234 | 2758.5667 | 95.78% | 3.96% | 0.2633% | 208.1629 | 0 | 0 | 208.1629 | 0 | 180.6989 | 2.9688 | 60.8655 | 180.6989 | 2.9688 | 60.8655 | 211.2391 | 3.4706 | 60.8655 | 7.546% | 0.19881 | 0.18315 | 13875.2805 | 1871.421 | 507.3138 | 11496.5456 | 13925.3971 | 0 | 0 | 13925.3971 | 0.006864%
2028 | 212 | 212-799R | Tier-2 | Tier-2---10 | 5--4 | 115 | 105 | 1038.8005 | 97.12% | 2.539% | 0.3416% | 92.115 | 0 | 0 | 92.115 | 0 | 79.9618 | 1.3322 | 60.0239 | 79.9618 | 1.3322 | 60.0239 | 93.4763 | 1.5573 | 60.0239 | 8.867% | 0.12493 | 0.11352 | 8315.0604 | 1068.4402 | 194.8254 | 7051.7948 | 8339.1261 | 0 | 0 | 8339.1261 | 0.003038%
2028 | 212 | 212-880R | Tier-2 | Tier-2---16 | 5--2 | 31 | 29 | 104.9439 | 97.78% | 1.295% | 0.9224% | 9.5996 | 0 | 0 | 9.5996 | 0 | 8.3331 | 0.36793 | 22.6485 | 8.3331 | 0.36793 | 22.6485 | 9.7415 | 0.43012 | 22.6485 | 9.147% | 0.10736 | 0.097316 | 977.4994 | 110.3734 | 12.634 | 854.492 | 979.7366 | 0 | 0 | 979.7366 | 0.0003166%
2028 | 212 | 212-886R | Tier-2 | Tier-2---8 | 5--4 | 155 | 151 | 2163.5248 | 98.72% | 1.034% | 0.2463% | 208.0708 | 0 | 0 | 208.0708 | 0 | 180.619 | 1.9158 | 94.2796 | 180.619 | 1.9158 | 94.2796 | 211.1457 | 2.2396 | 94.2796 | 9.617% | 0.18767 | 0.16939 | 11528.3958 | 1549.2528 | 106.6411 | 9872.5019 | 11544.3263 | 0 | 0 | 11544.3263 | 0.006861%
2028 | 212 | 212-888R | Tier-2 | Tier-2---8 | 5--4 | 147 | 133 | 1471.0622 | 97.82% | 1.883% | 0.2988% | 130.1927 | 0 | 0 | 130.1927 | 0 | 113.0158 | 1.6874 | 66.9759 | 113.0158 | 1.6874 | 66.9759 | 132.1167 | 1.9726 | 66.9759 | 8.85% | 0.13116 | 0.11929 | 11216.1087 | 1520.4174 | 191.4206 | 9504.2707 | 11240.4477 | 0 | 0 | 11240.4477 | 0.004293%
2028 | 214 | 214-1122R | Tier-3 | Tier-3---3 | 5--5 | 446 | 377 | 26281.1502 | 98.91% | 1.048% | 0.04591% | 2197.2181 | 0 | 0 | 2197.2181 | 0 | 1907.3285 | 4.7831 | 398.7634 | 1907.3285 | 4.7831 | 398.7634 | 2229.6888 | 5.5915 | 398.7634 | 8.36% | 0.26918 | 0.24642 | 97635.635 | 15575.0756 | 943.7834 | 81116.776 | 97734.267 | 0 | 0 | 97734.267 | 0.07246%
2028 | 214 | 214-1135R | Tier-3 | Tier-3---6 | 4--5 | 285 | 248 | 6666.9216 | 99.41% | 0.4702% | 0.123% | 576.6978 | 0 | 0 | 576.6978 | 0 | 500.6113 | 3.1464 | 159.1036 | 500.6113 | 3.1464 | 159.1036 | 585.2203 | 3.6782 | 159.1036 | 8.65% | 0.090777 | 0.082878 | 73442.8498 | 12678.0578 | 384.6507 | 60380.1413 | 73484.3724 | 0 | 0 | 73484.3724 | 0.01902%
2028 | 214 | 214-17AE | Tier-3 | Tier-3---17 | 4--4 | 157 | 155 | 484.0355 | 97.4% | 1.48% | 1.12% | 46.5447 | 0 | 0 | 46.5447 | 0 | 40.4038 | 1.9665 | 20.5457 | 40.4038 | 1.9665 | 20.5457 | 47.2325 | 2.2989 | 20.5457 | 9.616% | 0.071957 | 0.064853 | 6726.7702 | 920.7038 | 92.7705 | 5713.2959 | 6745.9251 | 0 | 0 | 6745.9251 | 0.001535%
2028 | 214 | 214-4R | Tier-3 | Tier-3---17 | 4--4 | 94 | 89 | 400.1895 | 97.86% | 1.359% | 0.7809% | 37.0794 | 0 | 0 | 37.0794 | 0 | 32.1873 | 1.1292 | 28.5053 | 32.1873 | 1.1292 | 28.5053 | 37.6273 | 1.32 | 28.5053 | 9.265% | 0.059676 | 0.054025 | 6706.0819 | 981.7315 | 85.3472 | 5639.0033 | 6721.0915 | 0 | 0 | 6721.0915 | 0.001223%
2028 | 214 | 214-536R | Tier-3 | Tier-3---17 | 4--4 | 70 | 60 | 513.3291 | 98.71% | 0.8845% | 0.4005% | 43.4342 | 0 | 0 | 43.4342 | 0 | 37.7037 | 0.76124 | 49.5295 | 37.7037 | 0.76124 | 49.5295 | 44.0761 | 0.8899 | 49.5295 | 8.461% | 0.053744 | 0.049137 | 9551.4463 | 1436.3496 | 158.5376 | 7956.5591 | 9562.953 | 0 | 0 | 9562.953 | 0.001432%
2028 | 214 | 214-583R | Tier-3 | Tier-3---13 | 4--5 | 174 | 150 | 2208.3134 | 99.09% | 0.6816% | 0.2244% | 188.6471 | 0 | 0 | 188.6471 | 0 | 163.758 | 1.9031 | 86.0483 | 163.758 | 1.9031 | 86.0483 | 191.435 | 2.2247 | 86.0483 | 8.543% | 0.070413 | 0.064343 | 31362.296 | 5124.9033 | 314.6524 | 25922.7404 | 31389.1012 | 0 | 0 | 31389.1012 | 0.006221%
2028 | 214 | 214-613R | Tier-3 | Tier-3---14 | 5--3 | 196 | 160 | 1721.769 | 85.69% | 14.07% | 0.2459% | 120.4361 | 0 | 0 | 120.4361 | 0 | 104.5464 | 2.03 | 51.5015 | 104.5464 | 2.03 | 51.5015 | 122.2159 | 2.3731 | 51.5015 | 6.995% | 0.43289 | 0.39755 | 3977.4025 | 528.7899 | 507.0028 | 2941.6099 | 4028.0037 | 0 | 0 | 4028.0037 | 0.003972%
2028 | 214 | 214-647R | Tier-3 | Tier-3---8 | 5--5 | 264 | 206 | 22354.3085 | 99.24% | 0.73% | 0.02701% | 1731.1083 | 0 | 0 | 1731.1083 | 0 | 1502.7149 | 2.6136 | 574.9638 | 1502.7149 | 2.6136 | 574.9638 | 1756.6908 | 3.0553 | 574.9638 | 7.744% | 0.23844 | 0.21983 | 93753.9152 | 14837.2709 | 625.983 | 78290.6613 | 93813.9848 | 0 | 0 | 93813.9848 | 0.05709%
2028 | 215 | 215-1531R | Tier-2 | Tier-2---2 | 5--5 | 256 | 205 | 12702.4119 | 98.21% | 1.737% | 0.04837% | 999.0205 | 0 | 0 | 999.0205 | 0 | 867.2149 | 2.6009 | 333.4295 | 867.2149 | 2.6009 | 333.4295 | 1013.7841 | 3.0405 | 333.4295 | 7.865% | 0.20291 | 0.18666 | 62600.9651 | 10891.2685 | 1005.9666 | 50703.7299 | 62698.2793 | 0 | 0 | 62698.2793 | 0.03294%
2028 | 215 | 215-1534R | Tier-2 | Tier-2---1 | 5--5 | 243 | 193 | 19489.7064 | 99% | 0.9737% | 0.02962% | 1532.4175 | 0 | 0 | 1532.4175 | 0 | 1330.2383 | 2.4486 | 543.2544 | 1330.2383 | 2.4486 | 543.2544 | 1555.0637 | 2.8625 | 543.2544 | 7.863% | 0.1982 | 0.18246 | 98331.2515 | 17803.4226 | 882.3499 | 79645.479 | 98416.3669 | 0 | 0 | 98416.3669 | 0.05053%
2028 | 215 | 215-1544R | Tier-2 | Tier-2---8 | 5--4 | 53 | 50 | 1412.4296 | 98.09% | 1.785% | 0.1216% | 130.7071 | 0 | 0 | 130.7071 | 0 | 113.4623 | 0.63436 | 178.8597 | 113.4623 | 0.63436 | 178.8597 | 132.6387 | 0.74158 | 178.8597 | 9.254% | 0.10891 | 0.098634 | 12968.9923 | 2539.663 | 210.0651 | 10219.2641 | 12994.7543 | 0 | 0 | 12994.7543 | 0.00431%
2028 | 215 | 215-38R | Tier-3 | Tier-3---10 | 5--5 | 126 | 117 | 5434.8155 | 98.92% | 1.009% | 0.07406% | 499.1945 | 0 | 0 | 499.1945 | 0 | 433.3334 | 1.4844 | 291.9224 | 433.3334 | 1.4844 | 291.9224 | 506.5716 | 1.7353 | 291.9224 | 9.185% | 0.12528 | 0.11365 | 43381.3494 | 7513.7468 | 468.0295 | 35399.5731 | 43429.4541 | 0 | 0 | 43429.4541 | 0.01646%
2028 | 216 | 216-1859F | Tier-3 | Tier-3---4 | 5--5 | 268 | 195 | 14041.2877 | 99.19% | 0.7753% | 0.03948% | 1013.3363 | 0 | 0 | 1013.3363 | 0 | 879.642 | 2.474 | 355.5514 | 879.642 | 2.474 | 355.5514 | 1028.3115 | 2.8922 | 355.5514 | 7.217% | 0.15704 | 0.14562 | 89409.7821 | 15986.4383 | 636.9074 | 72786.4365 | 89466.9493 | 0 | 0 | 89466.9493 | 0.03342%
2028 | 216 | 216-220R | Tier-3 | Tier-3---20 | 1--5 | 2 | 2 | 71.2816 | 99.9% | 0% | 0.09987% | 7.121 | 0 | 0 | 7.121 | 0 | 6.1815 | 0.025375 | 243.6109 | 6.1815 | 0.025375 | 243.6109 | 7.2263 | 0.029663 | 243.6109 | 9.99% | 0.000285 | 0.0002565 | 250110.7129 | 40302.5833 | 22.6906 | 209785.4391 | 250138.4667 | 0 | 0 | 250138.4667 | 0.0002348%
2028 | 217 | 217-41AE | Tier-2 | Tier-2---8 | 5--4 | 456 | 333 | 2013.5966 | 89.22% | 10.31% | 0.4697% | 131.2012 | 0 | 0 | 131.2012 | 0 | 113.8912 | 4.2249 | 26.9573 | 113.8912 | 4.2249 | 26.9573 | 133.1401 | 4.9389 | 26.9573 | 6.516% | 0.19664 | 0.18228 | 10240.1297 | 1454.7861 | 960.9628 | 7824.3807 | 10327.0537 | 0 | 0 | 10327.0537 | 0.004327%
2028 | 217 | 217-48AE | Tier-2 | Tier-2---8 | 5--4 | 344 | 306 | 2727.5845 | 87.85% | 11.78% | 0.3693% | 213.1484 | 0 | 0 | 213.1484 | 0 | 185.0267 | 3.8823 | 47.6589 | 185.0267 | 3.8823 | 47.6589 | 216.2983 | 4.5385 | 47.6589 | 7.815% | 0.20236 | 0.18436 | 13478.9252 | 1980.0515 | 1403.044 | 10095.8296 | 13638.8296 | 0 | 0 | 13638.8296 | 0.007029%
2028 | 217 | 217-835R | Tier-3 | Tier-3---5 | 5--5 | 319 | 297 | 10686.9326 | 98.68% | 1.222% | 0.09479% | 981.8904 | 0 | 0 | 981.8904 | 0 | 852.3448 | 3.7681 | 226.1986 | 852.3448 | 3.7681 | 226.1986 | 996.4008 | 4.405 | 226.1986 | 9.188% | 0.28412 | 0.25767 | 37613.7803 | 6234.338 | 401.1019 | 30978.3405 | 37664.6202 | 0 | 0 | 37664.6202 | 0.03238%
2028 | 217 | 217-837R | Tier-3 | Tier-3---12 | 5--5 | 293 | 247 | 3657.1834 | 94.66% | 5.124% | 0.2164% | 291.8358 | 0 | 0 | 291.8358 | 0 | 253.3325 | 3.1338 | 80.8398 | 253.3325 | 3.1338 | 80.8398 | 296.1486 | 3.6634 | 80.8398 | 7.98% | 0.14269 | 0.13066 | 25630.0196 | 4247.0317 | 1289.9429 | 20093.0451 | 25756.0388 | 0 | 0 | 25756.0388 | 0.009624%
2028 | 217 | 217-972R | Tier-2 | Tier-2---8 | 5--4 | 256 | 217 | 1438.6594 | 90.88% | 8.66% | 0.4639% | 110.8226 | 0 | 0 | 110.8226 | 0 | 96.2012 | 2.7531 | 34.9423 | 96.2012 | 2.7531 | 34.9423 | 112.4603 | 3.2185 | 34.9423 | 7.703% | 0.18227 | 0.16682 | 7892.9777 | 1198.2453 | 600.4509 | 6094.2815 | 7959.6737 | 0 | 0 | 7959.6737 | 0.003655%
2028 | 217 | 217-983R | Tier-3 | Tier-3---5 | 5--5 | 116 | 114 | 10116.9629 | 99.05% | 0.91% | 0.0405% | 984.8031 | 0 | 0 | 984.8031 | 0 | 854.8733 | 1.4464 | 591.0552 | 854.8733 | 1.4464 | 591.0552 | 999.3566 | 1.6908 | 591.0552 | 9.734% | 0.2438 | 0.21984 | 41497.7937 | 6529.9576 | 349.4347 | 34618.4014 | 41540.7808 | 0 | 0 | 41540.7808 | 0.03248%
2028 | 220 | 220-288R | Tier-3 | Tier-3---14 | 5--4 | 132 | 111 | 2198.6799 | 96.34% | 3.473% | 0.1901% | 178.116 | 0 | 0 | 178.116 | 0 | 154.6163 | 1.4083 | 109.7902 | 154.6163 | 1.4083 | 109.7902 | 180.7483 | 1.6463 | 109.7902 | 8.101% | 0.37523 | 0.34368 | 5859.515 | 816.9998 | 199.3663 | 4843.1489 | 5879.2222 | 0 | 0 | 5879.2222 | 0.005874%
2028 | 220 | 220-294R | Tier-3 | Tier-3---14 | 5--3 | 328 | 272 | 1925.8876 | 84.29% | 15.28% | 0.4298% | 134.619 | 0 | 0 | 134.619 | 0 | 116.8581 | 3.4509 | 33.8626 | 116.8581 | 3.4509 | 33.8626 | 136.6084 | 4.0342 | 33.8626 | 6.99% | 0.44397 | 0.40716 | 4337.8466 | 467.6186 | 600.0435 | 3270.1845 | 4399.4661 | 0 | 0 | 4399.4661 | 0.004439%
2028 | 220 | 220-298R | Tier-3 | Tier-3---11 | 5--4 | 616 | 616 | 3585.6314 | 89.37% | 10.06% | 0.5685% | 320.4472 | 0 | 0 | 320.4472 | 0 | 278.1691 | 7.8154 | 35.5926 | 278.1691 | 7.8154 | 35.5926 | 325.1828 | 9.1363 | 35.5926 | 8.937% | 0.50177 | 0.45159 | 7145.9975 | 838.8497 | 642.3981 | 5664.7497 | 7230.4011 | 0 | 0 | 7230.4011 | 0.01057%
2028 | 221 | 221-1230F | Tier-3 | Tier-3---12 | 4--5 | 97 | 54 | 3690.9623 | 99.91% | 0% | 0.09183% | 205.2876 | 0 | 0 | 205.2876 | 0 | 178.203 | 0.68511 | 260.1072 | 178.203 | 0.68511 | 260.1072 | 208.3213 | 0.80091 | 260.1072 | 5.562% | 0.035843 | 0.033848 | 102975.2444 | 15309.4662 | 8.5902 | 87657.1879 | 102980.8191 | 0 | 0 | 102980.8191 | 0.00677%
2028 | 221 | 221-1236F | Tier-3 | Not Applicable | Not Applicable | 1 | 1 | 0 | 0% | 0% | 0% | 0 | 0 | 0 | 0 | 0 | 0 | 0.012687 | 0 | 0 | 0.012687 | 0 | 0 | 0.014832 | 0 | 0% | 0 | 0 | 0 | 0 | 0 | 0 | 0 | 0 | 0 | 0 | 0%
2028 | 221 | 221-23R | Tier-3 | Tier-3---11 | 5--5 | 307 | 168 | 3270.2376 | 92.16% | 7.656% | 0.1816% | 164.9318 | 0 | 0 | 164.9318 | 0 | 143.1716 | 2.1315 | 67.1705 | 143.1716 | 2.1315 | 67.1705 | 167.3692 | 2.4917 | 67.1705 | 5.043% | 0.19945 | 0.18853 | 16396.4914 | 2639.7901 | 1189.9448 | 12566.7565 | 16470.8858 | 0 | 0 | 16470.8858 | 0.005439%
2028 | 221 | 221-344R | Tier-3 | Tier-3---13 | 5--4 | 293 | 223 | 2735.9283 | 96.11% | 3.605% | 0.2871% | 200.1253 | 0 | 0 | 200.1253 | 0 | 173.7218 | 2.8293 | 61.4017 | 173.7218 | 2.8293 | 61.4017 | 203.0828 | 3.3074 | 61.4017 | 7.315% | 0.2115 | 0.1954 | 12935.7823 | 1776.6901 | 423.0574 | 10736.0349 | 12977.2557 | 0 | 0 | 12977.2557 | 0.006599%
2028 | 221 | 221-35 | Tier-2 | Tier-2---10 | 5--3 | 13 | 13 | 710.3273 | 99.46% | 0.4791% | 0.06249% | 70.648 | 0 | 0 | 70.648 | 0 | 61.3271 | 0.16493 | 371.8262 | 61.3271 | 0.16493 | 371.8262 | 71.692 | 0.19281 | 371.8262 | 9.946% | 0.17281 | 0.15553 | 4110.5569 | 625.546 | 25.6711 | 3459.3398 | 4113.0306 | 0 | 0 | 4113.0306 | 0.00233%
2028 | 221 | 221-37AE | Tier-3 | Tier-3---11 | 5--5 | 244 | 151 | 3934.7733 | 97.03% | 2.838% | 0.1358% | 236.2624 | 0 | 0 | 236.2624 | 0 | 205.0911 | 1.9158 | 107.0535 | 205.0911 | 1.9158 | 107.0535 | 239.7539 | 2.2396 | 107.0535 | 6.004% | 0.19925 | 0.18692 | 19747.6238 | 2983.7057 | 579.4204 | 16184.4978 | 19786.3675 | 0 | 0 | 19786.3675 | 0.007791%
2028 | 221 | 221-38AE | Tier-3 | Tier-3---17 | 5--3 | 26 | 26 | 318.0967 | 33.4% | 66.33% | 0.2755% | 10.6237 | 0 | 0 | 10.6237 | 0 | 9.2221 | 0.32987 | 27.9567 | 9.2221 | 0.32987 | 27.9567 | 10.7807 | 0.38562 | 27.9567 | 3.34% | 0.16917 | 0.15225 | 1880.3284 | 102.8825 | 1057.137 | 720.3088 | 2019.4774 | 0 | 0 | 2019.4774 | 0.0003503%
2028 | 221 | 221-675R | Tier-2 | Tier-2---8 | 5--4 | 99 | 76 | 2055.424 | 99.51% | 0.3331% | 0.1572% | 157.0165 | 0 | 0 | 157.0165 | 0 | 136.3005 | 0.96423 | 141.3563 | 136.3005 | 0.96423 | 141.3563 | 159.3369 | 1.1272 | 141.3563 | 7.639% | 0.22072 | 0.20378 | 9312.3427 | 1344.1868 | 80.6907 | 7887.4652 | 9316.1393 | 0 | 0 | 9316.1393 | 0.005178%
2028 | 221 | 221-6R | Tier-2 | Tier-2---5 | 5--5 | 100 | 91 | 3904.259 | 99.88% | 0.03221% | 0.0896% | 354.8548 | 0 | 0 | 354.8548 | 0 | 308.0371 | 1.1545 | 266.8042 | 308.0371 | 1.1545 | 266.8042 | 360.0989 | 1.3497 | 266.8042 | 9.089% | 0.21604 | 0.19638 | 18071.9767 | 2732.2517 | 50.2734 | 15289.4517 | 18074.1805 | 0 | 0 | 18074.1805 | 0.0117%
2028 | 221 | 221-782R | Tier-3 | Tier-3---17 | 5--3 | 93 | 93 | 618.0174 | 98.68% | 0.7939% | 0.5237% | 60.9875 | 0 | 0 | 60.9875 | 0 | 52.9411 | 1.1799 | 44.8684 | 52.9411 | 1.1799 | 44.8684 | 61.8887 | 1.3793 | 44.8684 | 9.868% | 0.2472 | 0.22248 | 2500.0604 | 358.786 | 17.1966 | 2124.0778 | 2503.7205 | 0 | 0 | 2503.7205 | 0.002011%
2028 | 221 | 221-788 | Tier-3 | Tier-3---12 | 5--5 | 67 | 55 | 4481.9143 | 99.45% | 0.5095% | 0.04337% | 365.8842 | 0 | 0 | 365.8842 | 0 | 317.6114 | 0.6978 | 455.1604 | 317.6114 | 0.6978 | 455.1604 | 371.2913 | 0.81574 | 455.1604 | 8.164% | 0.18975 | 0.17417 | 23620.3007 | 4014.0972 | 176.6894 | 19429.514 | 23631.9794 | 0 | 0 | 23631.9794 | 0.01207%
2028 | 221 | 221-824 | Tier-3 | Tier-3---13 | 5--4 | 106 | 68 | 2324.2215 | 96.86% | 3.03% | 0.1069% | 144.4234 | 0 | 0 | 144.4234 | 0 | 125.369 | 0.86274 | 145.3156 | 125.369 | 0.86274 | 145.3156 | 146.5577 | 1.0085 | 145.3156 | 6.214% | 0.18396 | 0.17216 | 12634.0691 | 1992.2766 | 356.0024 | 10285.7901 | 12661.2384 | 0 | 0 | 12661.2384 | 0.004763%
2028 | 222 | 222-1433R | Tier-3 | Tier-3---5 | 5--5 | 123 | 107 | 9617.9712 | 99.59% | 0.3681% | 0.03974% | 833.2729 | 0 | 0 | 833.2729 | 0 | 723.3352 | 1.3575 | 532.8279 | 723.3352 | 1.3575 | 532.8279 | 845.5871 | 1.587 | 532.8279 | 8.664% | 0.37266 | 0.34024 | 25809.0958 | 4058.0923 | 86.1531 | 21664.8505 | 25819.1253 | 0 | 0 | 25819.1253 | 0.02748%
2028 | 222 | 222-1503R | Tier-3 | Tier-3---15 | 5--4 | 76 | 57 | 1359.3953 | 95.15% | 4.696% | 0.1502% | 97.0139 | 0 | 0 | 97.0139 | 0 | 84.2144 | 0.72318 | 116.4508 | 84.2144 | 0.72318 | 116.4508 | 98.4476 | 0.8454 | 116.4508 | 7.137% | 0.23465 | 0.21705 | 5793.3484 | 808.274 | 260.6182 | 4724.4562 | 5816.1117 | 0 | 0 | 5816.1117 | 0.003199%
2028 | 222 | 222-1523R | Tier-3 | Tier-3---7 | 5--5 | 367 | 257 | 7406.689 | 96.62% | 3.25% | 0.1263% | 501.1579 | 0 | 0 | 501.1579 | 0 | 435.0377 | 3.2606 | 133.4212 | 435.0377 | 3.2606 | 133.4212 | 508.5641 | 3.8117 | 133.4212 | 6.766% | 0.26901 | 0.25017 | 27533.3002 | 4015.4723 | 832.0956 | 22685.7323 | 27603.3009 | 0 | 0 | 27603.3009 | 0.01653%
2028 | 222 | 222-1986R | Tier-3 | Tier-3---1 | 5--5 | 451 | 389 | 79194.3488 | 99.25% | 0.7305% | 0.01724% | 6779.655 | 0 | 0 | 6779.655 | 0 | 5885.1824 | 4.9354 | 1192.4535 | 5885.1824 | 4.9354 | 1192.4535 | 6879.8453 | 5.7695 | 1192.4535 | 8.561% | 0.41507 | 0.37927 | 190797.4815 | 33595.3988 | 1245.7209 | 155956.3617 | 190932.1538 | 0 | 0 | 190932.1538 | 0.2236%
2028 | 222 | 222-1988R | Tier-3 | Tier-3---11 | 5--4 | 18 | 17 | 3619.4356 | 99.27% | 0.7155% | 0.01673% | 339.3326 | 0 | 0 | 339.3326 | 0 | 294.5628 | 0.21568 | 1365.7152 | 294.5628 | 0.21568 | 1365.7152 | 344.3473 | 0.25214 | 1365.7152 | 9.375% | 0.34461 | 0.31206 | 10502.9479 | 1679.8132 | 68.5397 | 8754.595 | 10510.9685 | 0 | 0 | 10510.9685 | 0.01119%
2028 | 222 | 222-1990R | Tier-3 | Tier-3---1 | 5--5 | 287 | 246 | 45106.6402 | 99.63% | 0.3509% | 0.01982% | 3851.9498 | 0 | 0 | 3851.9498 | 0 | 3343.7435 | 3.1211 | 1071.344 | 3343.7435 | 3.1211 | 1071.344 | 3908.8743 | 3.6486 | 1071.344 | 8.54% | 0.41211 | 0.37679 | 109452.4885 | 17402.8472 | 400.2043 | 91649.437 | 109490.5302 | 0 | 0 | 109490.5302 | 0.127%
2028 | 222 | 222-1992R | Tier-3 | Tier-3---18 | 5--2 | 43 | 18 | 288.7705 | 86.56% | 13.18% | 0.2657% | 10.463 | 0 | 0 | 10.463 | 0 | 9.0826 | 0.22837 | 39.771 | 9.0826 | 0.22837 | 39.771 | 10.6176 | 0.26697 | 39.771 | 3.623% | 0.22115 | 0.21189 | 1305.7642 | 167.1535 | 149.2603 | 989.3504 | 1313.4335 | 0 | 0 | 1313.4335 | 0.000345%
2028 | 222 | 222-2013R | Tier-3 | Tier-3---7 | 5--5 | 407 | 288 | 7426.9759 | 96.05% | 3.813% | 0.1383% | 504.7808 | 0 | 0 | 504.7808 | 0 | 438.1826 | 3.6539 | 119.9206 | 438.1826 | 3.6539 | 119.9206 | 512.2405 | 4.2715 | 119.9206 | 6.797% | 0.27927 | 0.25951 | 26594.1155 | 4003.6011 | 918.5637 | 21671.9506 | 26674.1295 | 0 | 0 | 26674.1295 | 0.01665%
2028 | 222 | 222-2063 | Tier-3 | Tier-3---9 | 5--5 | 79 | 75 | 4859.7765 | 99.85% | 0.09452% | 0.05485% | 460.682 | 0 | 0 | 460.682 | 0 | 399.902 | 0.95155 | 420.2652 | 399.902 | 0.95155 | 420.2652 | 467.49 | 1.1124 | 420.2652 | 9.479% | 0.23776 | 0.21519 | 20439.7717 | 3158.5726 | 17.2561 | 17263.9431 | 20442.9743 | 0 | 0 | 20442.9743 | 0.01519%
2028 | 222 | 222-2085 | Tier-3 | Tier-3---3 | 5--5 | 910 | 544 | 16772.3082 | 96.7% | 3.181% | 0.1236% | 969.5191 | 0 | 0 | 969.5191 | 0 | 841.6058 | 6.9019 | 121.9385 | 841.6058 | 6.9019 | 121.9385 | 983.8468 | 8.0684 | 121.9385 | 5.78% | 0.35117 | 0.33018 | 47761.3033 | 7204.6408 | 1463.9747 | 39092.6878 | 47861.6531 | 0 | 0 | 47861.6531 | 0.03197%
2028 | 223 | 223-536R | Tier-2 | Tier-2---19 | 1--4 | 8 | 5 | 17.3686 | 98.33% | 0% | 1.666% | 1.0675 | 0 | 0 | 1.0675 | 0 | 0.92662 | 0.063436 | 14.607 | 0.92662 | 0.063436 | 14.607 | 1.0832 | 0.074158 | 14.607 | 6.146% | 0.0018852 | 0.0017674 | 9213.1285 | 1446.4962 | 15.3355 | 7751.2969 | 9223.3613 | 0 | 0 | 9223.3613 | 3.52e-05%
2028 | 230 | 230-1008R | Tier-2 | Tier-2---16 | 4--3 | 9 | 9 | 171.5883 | 99.37% | 0.4538% | 0.1789% | 17.0503 | 0 | 0 | 17.0503 | 0 | 14.8007 | 0.11419 | 129.6199 | 14.8007 | 0.11419 | 129.6199 | 17.3022 | 0.13348 | 129.6199 | 9.937% | 0.055697 | 0.050127 | 3080.7564 | 492.3345 | 31.2554 | 2557.1665 | 3082.9224 | 0 | 0 | 3082.9224 | 0.0005623%
2028 | 230 | 230-127AE | Tier-2 | Tier-2---7 | 5--5 | 269 | 213 | 2000.4654 | 94.98% | 4.641% | 0.3747% | 150.4557 | 0 | 0 | 150.4557 | 0 | 130.6053 | 2.7024 | 48.3295 | 130.6053 | 2.7024 | 48.3295 | 152.6791 | 3.1591 | 48.3295 | 7.521% | 0.093988 | 0.086546 | 21284.2191 | 3269.4209 | 921.4772 | 17093.321 | 21376.0259 | 0 | 0 | 21376.0259 | 0.004961%
2028 | 230 | 230-133AE | Tier-2 | Tier-2---6 | 5--5 | 328 | 221 | 6388.6939 | 98.26% | 1.615% | 0.1229% | 422.9789 | 0 | 0 | 422.9789 | 0 | 367.1733 | 2.8039 | 130.9513 | 367.1733 | 2.8039 | 130.9513 | 429.2297 | 3.2778 | 130.9513 | 6.621% | 0.095565 | 0.089126 | 66852.0974 | 10704.3112 | 1013.9772 | 55133.809 | 66936.0108 | 0 | 0 | 66936.0108 | 0.01395%
2028 | 230 | 230-1586R | Tier-2 | Tier-2---7 | 4--5 | 245 | 177 | 2072.8837 | 91.06% | 8.635% | 0.3% | 136.3741 | 0 | 0 | 136.3741 | 0 | 118.3816 | 2.2457 | 52.716 | 118.3816 | 2.2457 | 52.716 | 138.3895 | 2.6252 | 52.716 | 6.579% | 0.084625 | 0.078511 | 24494.9333 | 3610.2418 | 2037.5267 | 18847.1648 | 24665.3693 | 0 | 0 | 24665.3693 | 0.004497%
2028 | 230 | 230-1606R | Tier-2 | Tier-2---11 | 4--4 | 71 | 51 | 536.3838 | 78.97% | 20.71% | 0.32% | 30.4256 | 0 | 0 | 30.4256 | 0 | 26.4114 | 0.64705 | 40.8181 | 26.4114 | 0.64705 | 40.8181 | 30.8752 | 0.75641 | 40.8181 | 5.672% | 0.062818 | 0.058306 | 8538.6965 | 1090.1965 | 1630.9842 | 5817.5158 | 8677.6771 | 0 | 0 | 8677.6771 | 0.001003%
2028 | 230 | 230-181 | Tier-2 | Tier-2---9 | 4--4 | 52 | 38 | 788.7224 | 98.19% | 1.606% | 0.2041% | 56.5939 | 0 | 0 | 56.5939 | 0 | 49.1272 | 0.48212 | 101.899 | 49.1272 | 0.48212 | 101.899 | 57.4303 | 0.5636 | 101.899 | 7.175% | 0.063241 | 0.05862 | 12471.6541 | 1938.3166 | 505.8598 | 10027.4777 | 12489.4546 | 0 | 0 | 12489.4546 | 0.001866%
2028 | 230 | 230-2060R | Tier-2 | Tier-2---4 | 4--5 | 236 | 183 | 3473.4554 | 97.68% | 2.135% | 0.1887% | 263.0824 | 0 | 0 | 263.0824 | 0 | 228.3727 | 2.3218 | 98.3613 | 228.3727 | 2.3218 | 98.3613 | 266.9703 | 2.7142 | 98.3613 | 7.574% | 0.088414 | 0.081559 | 39286.0822 | 6237.3116 | 786.318 | 32262.4526 | 39362.8067 | 0 | 0 | 39362.8067 | 0.008675%
2028 | 230 | 230-2067 | Tier-2 | Tier-2---16 | 4--3 | 6 | 6 | 121.6067 | 92.98% | 6.845% | 0.1786% | 11.3066 | 0 | 0 | 11.3066 | 0 | 9.8148 | 0.076124 | 128.9325 | 9.8148 | 0.076124 | 128.9325 | 11.4736 | 0.08899 | 128.9325 | 9.298% | 0.054619 | 0.049157 | 2226.4545 | 337.872 | 139.4312 | 1749.1513 | 2243.8298 | 0 | 0 | 2243.8298 | 0.0003728%
2028 | 230 | 230-371AE | Tier-2 | Tier-2---13 | 4--3 | 41 | 29 | 195.7251 | 81.71% | 17.81% | 0.4804% | 11.3124 | 0 | 0 | 11.3124 | 0 | 9.8199 | 0.36793 | 26.6896 | 9.8199 | 0.36793 | 26.6896 | 11.4796 | 0.43012 | 26.6896 | 5.78% | 0.059006 | 0.054832 | 3317.0375 | 438.8452 | 524.5469 | 2353.6453 | 3363.2059 | 0 | 0 | 3363.2059 | 0.000373%
2028 | 231 | 231-1136R | Tier-2 | Tier-2---7 | 4--5 | 357 | 245 | 2730.9177 | 98.3% | 1.373% | 0.325% | 184.2332 | 0 | 0 | 184.2332 | 0 | 159.9265 | 3.1084 | 51.45 | 159.9265 | 3.1084 | 51.45 | 186.9559 | 3.6337 | 51.45 | 6.746% | 0.054655 | 0.050904 | 49966.8413 | 8713.2838 | 1199.3075 | 40054.25 | 50029.3647 | 0 | 0 | 50029.3647 | 0.006075%
2028 | 231 | 231-1635R | Tier-2 | Tier-2---4 | 5--5 | 862 | 613 | 5142.095 | 98.68% | 0.901% | 0.4182% | 360.8495 | 0 | 0 | 360.8495 | 0 | 313.2409 | 7.7773 | 40.2763 | 313.2409 | 7.7773 | 40.2763 | 366.1821 | 9.0918 | 40.2763 | 7.018% | 0.11648 | 0.10819 | 44146.87 | 7752.1946 | 471.7485 | 35922.9269 | 44191.4554 | 0 | 0 | 44191.4554 | 0.0119%
2028 | 232 | 232-40AE | Tier-2 | Tier-2---19 | 2--3 | 5 | 4 | 11.4297 | 0.4523% | 98.58% | 0.9661% | 0.0041361 | 0 | 0 | 0.0041361 | 0 | 0.0035904 | 0.050749 | 0.070748 | 0.0035904 | 0.050749 | 0.070748 | 0.0041972 | 0.059326 | 0.070748 | 0.03619% | 0.0059544 | 0.005478 | 1919.5436 | 3.4341 | 1729.7945 | 186.3149 | 2085.7054 | 0 | 0 | 2085.7054 | 1.364e-07%
2028 | 233 | 233-123R | Tier-2 | Tier-2---4 | 4--5 | 412 | 292 | 3035.8045 | 98.84% | 0.8219% | 0.339% | 212.6612 | 0 | 0 | 212.6612 | 0 | 184.6038 | 3.7047 | 49.8298 | 184.6038 | 3.7047 | 49.8298 | 215.8039 | 4.3308 | 49.8298 | 7.005% | 0.06125 | 0.056909 | 49563.8317 | 7938.6753 | 487.1368 | 41138.0196 | 49607.7217 | 0 | 0 | 49607.7217 | 0.007013%
2028 | 233 | 233-41R | Tier-2 | Tier-2---9 | 4--5 | 273 | 222 | 718.991 | 97.57% | 1.357% | 1.072% | 57.0469 | 0 | 0 | 57.0469 | 0 | 49.5204 | 2.8166 | 17.5818 | 49.5204 | 2.8166 | 17.5818 | 57.8899 | 3.2926 | 17.5818 | 7.934% | 0.044487 | 0.040869 | 16161.8225 | 2695.2374 | 377.2862 | 13089.2989 | 16196.5806 | 0 | 0 | 16196.5806 | 0.001881%
2028 | 233 | 233-81F | Tier-2 | Tier-2---12 | 3--5 | 99 | 89 | 447.7794 | 94.96% | 4.349% | 0.694% | 38.225 | 0 | 0 | 38.225 | 0 | 33.1818 | 1.1292 | 29.386 | 33.1818 | 1.1292 | 29.386 | 38.7899 | 1.32 | 29.386 | 8.537% | 0.02204 | 0.020058 | 20316.8521 | 3103.6732 | 873.0875 | 16340.0914 | 20418.0531 | 0 | 0 | 20418.0531 | 0.001261%
2028 | 233 | 233-86F | Tier-2 | Tier-2---8 | 5--5 | 412 | 327 | 2341.6741 | 85.9% | 13.6% | 0.4998% | 159.6551 | 0 | 0 | 159.6551 | 0 | 138.591 | 4.1487 | 33.4055 | 138.591 | 4.1487 | 33.4055 | 162.0145 | 4.8499 | 33.4055 | 6.818% | 0.1204 | 0.11084 | 19449.7342 | 2690.1535 | 2433.0497 | 14326.531 | 19686.1196 | 0 | 0 | 19686.1196 | 0.005265%
2028 | 234 | 234-48R | Tier-2 | Tier-2---4 | 4--5 | 334 | 216 | 4939.3793 | 99.46% | 0.3916% | 0.1518% | 317.6971 | 0 | 0 | 317.6971 | 0 | 275.7818 | 2.7405 | 100.6336 | 275.7818 | 2.7405 | 100.6336 | 322.3921 | 3.2036 | 100.6336 | 6.432% | 0.047931 | 0.044832 | 103051.0115 | 20615.902 | 443.8608 | 81991.2487 | 103089.7294 | 0 | 0 | 103089.7294 | 0.01048%
2028 | 235 | 235-897R | Tier-2 | Tier-2---5 | 5--5 | 241 | 130 | 4375.0381 | 88.63% | 11.27% | 0.1058% | 209.157 | 0 | 0 | 209.157 | 0 | 181.5619 | 1.6493 | 110.081 | 181.5619 | 1.6493 | 110.081 | 212.2479 | 1.9281 | 110.081 | 4.781% | 0.1179 | 0.11154 | 37108.0419 | 5823.2573 | 3860.2589 | 27424.5257 | 37348.6807 | 0 | 0 | 37348.6807 | 0.006897%
2028 | 235 | 235-899R | Tier-2 | Tier-2---1 | 5--5 | 531 | 270 | 23678.6611 | 98.37% | 1.593% | 0.04039% | 1184.3293 | 0 | 0 | 1184.3293 | 0 | 1028.075 | 3.4256 | 300.1181 | 1028.075 | 3.4256 | 300.1181 | 1201.8314 | 4.0045 | 300.1181 | 5.002% | 0.15496 | 0.14709 | 152800.2562 | 27483.3247 | 2386.7614 | 122930.1701 | 152933.9911 | 0 | 0 | 152933.9911 | 0.03905%
2028 | 236 | 236-1535R | Tier-3 | Tier-3---4 | 5--5 | 252 | 162 | 9719.0421 | 98.73% | 1.209% | 0.05836% | 616.8774 | 0 | 0 | 616.8774 | 0 | 535.4898 | 2.0553 | 260.5357 | 535.4898 | 2.0553 | 260.5357 | 625.9937 | 2.4027 | 260.5357 | 6.347% | 0.12847 | 0.12021 | 75651.1712 | 14020.5397 | 863.9874 | 60766.6441 | 75717.0389 | 0 | 0 | 75717.0389 | 0.02034%
2028 | 236 | 236-1561R | Tier-3 | Tier-3---13 | 5--4 | 137 | 97 | 2823.5781 | 97.26% | 2.617% | 0.1213% | 194.444 | 0 | 0 | 194.444 | 0 | 168.7901 | 1.2307 | 137.1533 | 168.7901 | 1.2307 | 137.1533 | 197.3175 | 1.4387 | 137.1533 | 6.886% | 0.17766 | 0.16508 | 15893.5317 | 2548.7171 | 379.7854 | 12965.0293 | 15926.6892 | 0 | 0 | 15926.6892 | 0.006412%
2028 | 236 | 236-1563R | Tier-3 | Tier-3---13 | 5--4 | 81 | 69 | 2260.6624 | 98.61% | 1.288% | 0.1052% | 189.8927 | 0 | 0 | 189.8927 | 0 | 164.8393 | 0.87542 | 188.2967 | 164.8393 | 0.87542 | 188.2967 | 192.699 | 1.0234 | 188.2967 | 8.4% | 0.17215 | 0.15749 | 13131.72 | 2138.3841 | 138.0778 | 10855.258 | 13148.7512 | 0 | 0 | 13148.7512 | 0.006262%
2028 | 236 | 236-1567R | Tier-3 | Tier-3---10 | 5--5 | 171 | 127 | 5332.0037 | 98.07% | 1.841% | 0.0848% | 388.3774 | 0 | 0 | 388.3774 | 0 | 337.1369 | 1.6113 | 209.2347 | 337.1369 | 1.6113 | 209.2347 | 394.1169 | 1.8836 | 209.2347 | 7.284% | 0.18129 | 0.16783 | 29411.5902 | 5307.4744 | 501.4864 | 23602.6294 | 29457.0256 | 0 | 0 | 29457.0256 | 0.01281%
2028 | 236 | 236-1569R | Tier-3 | Tier-3---8 | 5--5 | 498 | 306 | 21222.9131 | 98.36% | 1.585% | 0.05121% | 1282.7226 | 0 | 0 | 1282.7226 | 0 | 1113.4868 | 3.8823 | 286.8103 | 1113.4868 | 3.8823 | 286.8103 | 1301.6788 | 4.5385 | 286.8103 | 6.044% | 0.21435 | 0.20117 | 99012.7753 | 16128.7388 | 1444.5093 | 81439.5272 | 99118.8322 | 0 | 0 | 99118.8322 | 0.0423%
2028 | 236 | 236-1573R | Tier-3 | Tier-3---7 | 5--5 | 192 | 130 | 6927.8558 | 97.84% | 2.089% | 0.06679% | 458.9623 | 0 | 0 | 458.9623 | 0 | 398.4092 | 1.6493 | 241.5556 | 398.4092 | 1.6493 | 241.5556 | 465.7449 | 1.9281 | 241.5556 | 6.625% | 0.18488 | 0.17236 | 37473.1079 | 6448.1569 | 711.4883 | 30313.4626 | 37531.7724 | 0 | 0 | 37531.7724 | 0.01513%
2028 | 237 | 237-1761R | Tier-3 | Tier-3---12 | 5--5 | 126 | 113 | 3634.1464 | 99.4% | 0.4942% | 0.1098% | 323.9509 | 0 | 0 | 323.9509 | 0 | 281.2105 | 1.4337 | 196.1482 | 281.2105 | 1.4337 | 196.1482 | 328.7383 | 1.676 | 196.1482 | 8.914% | 0.14935 | 0.13596 | 24332.6951 | 3910.2644 | 110.1562 | 20312.2745 | 24347.1743 | 0 | 0 | 24347.1743 | 0.01068%
2028 | 237 | 237-1765R | Tier-3 | Tier-3---1 | 5--5 | 223 | 158 | 28249.2525 | 99.34% | 0.6358% | 0.01982% | 1988.3938 | 0 | 0 | 1988.3938 | 0 | 1726.0554 | 2.0046 | 861.0508 | 1726.0554 | 2.0046 | 861.0508 | 2017.7785 | 2.3434 | 861.0508 | 7.039% | 0.25909 | 0.24073 | 109034.6893 | 21935.6413 | 634.4252 | 86464.6228 | 109089.2019 | 0 | 0 | 109089.2019 | 0.06557%
2028 | 237 | 237-17R | Tier-2 | Tier-2---1 | 5--5 | 536 | 275 | 27080.7376 | 98.89% | 1.071% | 0.0369% | 1374.0091 | 0 | 0 | 1374.0091 | 0 | 1192.7294 | 3.489 | 341.8538 | 1192.7294 | 3.489 | 341.8538 | 1394.3143 | 4.0787 | 341.8538 | 5.074% | 0.15539 | 0.14742 | 174274.8137 | 31991.9545 | 1838.789 | 140444.0702 | 174379.2405 | 0 | 0 | 174379.2405 | 0.04531%
2028 | 237 | 237-26F | Tier-2 | Tier-2---10 | 5--4 | 113 | 46 | 663.2151 | 70.89% | 28.72% | 0.399% | 19.1377 | 0 | 0 | 19.1377 | 0 | 16.6128 | 0.58362 | 28.4652 | 16.6128 | 0.58362 | 28.4652 | 19.4205 | 0.68225 | 28.4652 | 2.886% | 0.10897 | 0.10454 | 6086.0279 | 695.3102 | 1570.8815 | 3819.8362 | 6161.2208 | 0 | 0 | 6161.2208 | 0.0006311%
2028 | 237 | 237-28F | Tier-2 | Tier-2---7 | 5--5 | 59 | 29 | 2530.2255 | 98.83% | 1.116% | 0.05734% | 122.9074 | 0 | 0 | 122.9074 | 0 | 106.6916 | 0.36793 | 289.977 | 106.6916 | 0.36793 | 289.977 | 124.7237 | 0.43012 | 289.977 | 4.858% | 0.10804 | 0.10273 | 23418.4293 | 3729.6319 | 261.331 | 19427.4664 | 23432.637 | 0 | 0 | 23432.637 | 0.004053%
2028 | 237 | 237-2R | Tier-3 | Tier-3---2 | 5--5 | 499 | 344 | 30894.1234 | 99.11% | 0.8492% | 0.03898% | 2110.859 | 0 | 0 | 2110.859 | 0 | 1832.3632 | 4.3644 | 419.8404 | 1832.3632 | 4.3644 | 419.8404 | 2142.0535 | 5.1021 | 419.8404 | 6.833% | 0.18156 | 0.16904 | 170161.3668 | 36497.0865 | 1351.4865 | 132312.7938 | 170273.2697 | 0 | 0 | 170273.2697 | 0.06961%
2028 | 237 | 237-30R | Tier-3 | Tier-3---1 | 5--5 | 651 | 565 | 65515.492 | 98.93% | 1.038% | 0.03019% | 5625.3221 | 0 | 0 | 5625.3221 | 0 | 4883.1463 | 7.1683 | 681.2122 | 4883.1463 | 7.1683 | 681.2122 | 5708.4537 | 8.3798 | 681.2122 | 8.586% | 0.49249 | 0.44974 | 133030.3773 | 22547.6539 | 1250.7985 | 109231.9249 | 133165.4284 | 0 | 0 | 133165.4284 | 0.1855%
2028 | 239 | 239-2207R | Tier-3 | Tier-3---16 | 4--4 | 127 | 110 | 860.3234 | 98.08% | 1.495% | 0.4234% | 73.0864 | 0 | 0 | 73.0864 | 0 | 63.4437 | 1.3956 | 45.4598 | 63.4437 | 1.3956 | 45.4598 | 74.1664 | 1.6315 | 45.4598 | 8.495% | 0.078224 | 0.071448 | 10998.2588 | 1887.5765 | 146.4219 | 8964.2604 | 11018.2711 | 0 | 0 | 11018.2711 | 0.00241%
2028 | 239 | 239-2211R | Tier-3 | Tier-3---16 | 5--4 | 55 | 50 | 1585.1718 | 98.67% | 1.22% | 0.1095% | 142.1904 | 0 | 0 | 142.1904 | 0 | 123.4305 | 0.63436 | 194.5735 | 123.4305 | 0.63436 | 194.5735 | 144.2917 | 0.74158 | 194.5735 | 8.97% | 0.11902 | 0.1082 | 13318.69 | 2119.2722 | 143.2039 | 11056.2139 | 13336.3995 | 0 | 0 | 13336.3995 | 0.004689%
2028 | 239 | 239-2213R | Tier-3 | Tier-3---15 | 5--4 | 134 | 111 | 1116.4705 | 96.46% | 3.23% | 0.3121% | 89.2076 | 0 | 0 | 89.2076 | 0 | 77.438 | 1.4083 | 54.9873 | 77.438 | 1.4083 | 54.9873 | 90.526 | 1.6463 | 54.9873 | 7.99% | 0.1294 | 0.11869 | 8627.7496 | 1319.6651 | 288.3985 | 7019.686 | 8655.353 | 0 | 0 | 8655.353 | 0.002942%
2028 | 239 | 239-2215R | Tier-3 | Tier-3---10 | 5--5 | 305 | 250 | 6268.6569 | 98.24% | 1.63% | 0.1302% | 504.7804 | 0 | 0 | 504.7804 | 0 | 438.1823 | 3.1718 | 138.1484 | 438.1823 | 3.1718 | 138.1484 | 512.2401 | 3.7079 | 138.1484 | 8.052% | 0.15408 | 0.14145 | 40685.5389 | 6831.4863 | 640.4954 | 33213.5572 | 40749.478 | 0 | 0 | 40749.478 | 0.01665%
2028 | 239 | 239-2217R | Tier-3 | Tier-3---16 | 4--4 | 108 | 101 | 1029.5673 | 69.27% | 30.42% | 0.3032% | 66.6975 | 0 | 0 | 66.6975 | 0 | 57.8978 | 1.2814 | 45.1827 | 57.8978 | 1.2814 | 45.1827 | 67.6832 | 1.498 | 45.1827 | 6.478% | 0.073205 | 0.066359 | 14064.0898 | 1546.1618 | 3996.6336 | 8521.2943 | 14509.9362 | 0 | 0 | 14509.9362 | 0.002199%
2028 | 239 | 239-89R | Tier-3 | Tier-3---17 | 4--4 | 52 | 38 | 376.4251 | 98.76% | 0.8388% | 0.4045% | 27.166 | 0 | 0 | 27.166 | 0 | 23.5818 | 0.48212 | 48.9131 | 23.5818 | 0.48212 | 48.9131 | 27.5674 | 0.5636 | 48.9131 | 7.217% | 0.064786 | 0.060051 | 5810.3033 | 876.5504 | 280.4988 | 4653.254 | 5815.9985 | 0 | 0 | 5815.9985 | 0.0008958%
2028 | 240 | 240-1028R | Tier-2 | Tier-2---9 | 4--5 | 165 | 99 | 1181.5361 | 98.38% | 1.316% | 0.2998% | 69.7467 | 0 | 0 | 69.7467 | 0 | 60.5447 | 1.256 | 48.2028 | 60.5447 | 1.256 | 48.2028 | 70.7775 | 1.4683 | 48.2028 | 5.903% | 0.045174 | 0.042464 | 26155.1082 | 4733.8049 | 362.4599 | 21058.8433 | 26182.0822 | 0 | 0 | 26182.0822 | 0.0023%
2028 | 240 | 240-1044 | Tier-3 | Tier-3---16 | 4--4 | 71 | 40 | 791.3356 | 98.7% | 1.112% | 0.1837% | 44.0048 | 0 | 0 | 44.0048 | 0 | 38.199 | 0.50749 | 75.2703 | 38.199 | 0.50749 | 75.2703 | 44.6551 | 0.59326 | 75.2703 | 5.561% | 0.076308 | 0.072009 | 10370.2289 | 1768.6676 | 147.2931 | 8454.2683 | 10378.2486 | 0 | 0 | 10378.2486 | 0.001451%
2028 | 240 | 240-1148 | Tier-3 | Tier-3---17 | 4--4 | 75 | 64 | 376.72 | 96.88% | 2.523% | 0.5996% | 31.143 | 0 | 0 | 31.143 | 0 | 27.0341 | 0.81199 | 33.2938 | 27.0341 | 0.81199 | 33.2938 | 31.6032 | 0.94922 | 33.2938 | 8.267% | 0.037482 | 0.034284 | 10050.6383 | 1533.8365 | 215.1786 | 8301.6232 | 10079.9177 | 0 | 0 | 10079.9177 | 0.001027%
2028 | 240 | 240-2004R | Tier-3 | Tier-3---12 | 5--5 | 623 | 363 | 4437.6588 | 97.91% | 1.769% | 0.321% | 253.1626 | 0 | 0 | 253.1626 | 0 | 219.7616 | 4.6055 | 47.7174 | 219.7616 | 4.6055 | 47.7174 | 256.9039 | 5.3839 | 47.7174 | 5.705% | 0.095775 | 0.090195 | 46334.0144 | 8309.1897 | 777.0534 | 37247.7713 | 46393.9295 | 0 | 0 | 46393.9295 | 0.008348%
2028 | 240 | 240-2006R | Tier-3 | Tier-3---12 | 4--5 | 269 | 189 | 3742.5721 | 99.07% | 0.7558% | 0.1785% | 260.4973 | 0 | 0 | 260.4973 | 0 | 226.1287 | 2.3979 | 94.3029 | 226.1287 | 2.3979 | 94.3029 | 264.347 | 2.8032 | 94.3029 | 6.96% | 0.06999 | 0.065073 | 53472.8025 | 8543.8289 | 386.3377 | 44542.6358 | 53510.5547 | 0 | 0 | 53510.5547 | 0.00859%
2028 | 240 | 240-2032R | Tier-3 | Tier-3---12 | 5--5 | 344 | 265 | 3665.7351 | 96.82% | 2.929% | 0.2538% | 273.401 | 0 | 0 | 273.401 | 0 | 237.3299 | 3.3621 | 70.5891 | 237.3299 | 3.3621 | 70.5891 | 277.4413 | 3.9304 | 70.5891 | 7.458% | 0.12278 | 0.11332 | 29856.9037 | 4756.4874 | 803.6507 | 24296.7656 | 29936.2243 | 0 | 0 | 29936.2243 | 0.009016%
2028 | 242 | 242-1426F | Tier-2 | Tier-2---10 | 5--4 | 117 | 56 | 960.3446 | 65.96% | 33.81% | 0.2324% | 30.3183 | 0 | 0 | 30.3183 | 0 | 26.3182 | 0.71049 | 37.0425 | 26.3182 | 0.71049 | 37.0425 | 30.7663 | 0.83057 | 37.0425 | 3.157% | 0.10724 | 0.10211 | 8954.7461 | 1188.9727 | 2793.8383 | 4971.9351 | 9107.9804 | 0 | 0 | 9107.9804 | 0.0009998%
2028 | 242 | 242-1427F | Tier-2 | Tier-2---20 | 5--1 | 5 | 3 | 24.991 | 71.07% | 28.66% | 0.2708% | 1.0657 | 0 | 0 | 1.0657 | 0 | 0.92509 | 0.038062 | 24.305 | 0.92509 | 0.038062 | 24.305 | 1.0814 | 0.044495 | 24.305 | 4.264% | 0.096908 | 0.091093 | 257.8839 | 30.0686 | 62.0054 | 165.8099 | 262.6456 | 0 | 0 | 262.6456 | 3.514e-05%
2028 | 243 | 243-14R | Tier-2 | Tier-2---11 | 4--4 | 470 | 1 | 404.2589 | 29.5% | 68.39% | 2.113% | 0.025372 | 0 | 0 | 0.025372 | 0 | 0.022025 | 0.012687 | 1.736 | 0.022025 | 0.012687 | 1.736 | 0.025747 | 0.014832 | 1.736 | 0.006276% | 0.066445 | 0.066431 | 6084.1314 | 280.7794 | 3933.5085 | 1869.8435 | 6085.0442 | 0 | 0 | 6085.0442 | 8.367e-07%
2028 | 246 | 246-34R | Tier-3 | Tier-3---12 | 4--5 | 436 | 310 | 3387.0058 | 94.54% | 5.197% | 0.2577% | 227.682 | 0 | 0 | 227.682 | 0 | 197.6428 | 3.9331 | 50.2517 | 197.6428 | 3.9331 | 50.2517 | 231.0467 | 4.5978 | 50.2517 | 6.722% | 0.070488 | 0.065476 | 48050.8143 | 8360.4537 | 2387.5887 | 37302.7719 | 48251.4556 | 0 | 0 | 48251.4556 | 0.007508%
2028 | 247 | 247-46 | Tier-3 | Tier-3---16 | 4--5 | 227 | 161 | 1360.3328 | 92.51% | 7.186% | 0.3009% | 89.2584 | 0 | 0 | 89.2584 | 0 | 77.4821 | 2.0427 | 37.9321 | 77.4821 | 2.0427 | 37.9321 | 90.5775 | 2.3879 | 37.9321 | 6.562% | 0.045228 | 0.042021 | 30076.9614 | 4522.9768 | 2007.8493 | 23546.1352 | 30248.8614 | 0 | 0 | 30248.8614 | 0.002943%
2028 | 247 | 247-48 | Tier-2 | Tier-2---16 | 3--3 | 9 | 9 | 105.2026 | 98.18% | 1.532% | 0.2854% | 10.3291 | 0 | 0 | 10.3291 | 0 | 8.9663 | 0.11419 | 78.5241 | 8.9663 | 0.11419 | 78.5241 | 10.4817 | 0.13348 | 78.5241 | 9.818% | 0.026216 | 0.023594 | 4012.9756 | 640.3206 | 51.944 | 3320.7111 | 4021.0779 | 0 | 0 | 4021.0779 | 0.0003406%
2028 | 249 | 249-24R | Tier-3 | Tier-3---12 | 5--5 | 464 | 292 | 3753.23 | 95.85% | 3.876% | 0.273% | 226.3951 | 0 | 0 | 226.3951 | 0 | 196.5257 | 3.7047 | 53.0478 | 196.5257 | 3.7047 | 53.0478 | 229.7408 | 4.3308 | 53.0478 | 6.032% | 0.10094 | 0.094585 | 37183.961 | 6704.4922 | 1334.1553 | 29145.3135 | 37287.5668 | 0 | 0 | 37287.5668 | 0.007466%
2028 | 252 | 252-129 | Tier-2 | Tier-2---18 | 3--3 | 98 | 86 | 49.4853 | 86.66% | 6.71% | 6.626% | 3.7635 | 0 | 0 | 3.7635 | 0 | 3.2669 | 1.0911 | 2.9942 | 3.2669 | 1.0911 | 2.9942 | 3.8191 | 1.2755 | 2.9942 | 7.605% | 0.02391 | 0.021811 | 2069.6845 | 324.0484 | 134.0961 | 1611.54 | 2096.2355 | 0 | 0 | 2096.2355 | 0.0001241%
2028 | 283 | 283-55R | Tier-3 | Tier-3---9 | 5--5 | 109 | 96 | 5299.6344 | 98.55% | 1.37% | 0.07601% | 460.0093 | 0 | 0 | 460.0093 | 0 | 399.3181 | 1.218 | 327.8528 | 399.3181 | 1.218 | 327.8528 | 466.8074 | 1.4238 | 327.8528 | 8.68% | 0.20157 | 0.18382 | 26291.5727 | 4431.5745 | 343.4719 | 21516.5263 | 26328.2799 | 0 | 0 | 26328.2799 | 0.01517%
2028 | 283 | 283-71F | Tier-3 | Tier-3---13 | 5--4 | 127 | 112 | 2013.5901 | 87.8% | 12.03% | 0.1689% | 155.9138 | 0 | 0 | 155.9138 | 0 | 135.3433 | 1.421 | 95.2467 | 135.3433 | 1.421 | 95.2467 | 158.2179 | 1.6611 | 95.2467 | 7.743% | 0.19011 | 0.17335 | 10591.4545 | 1521.6606 | 1147.6649 | 7922.129 | 10716.4205 | 0 | 0 | 10716.4205 | 0.005141%
2028 | 283 | 283-80F | Tier-3 | Tier-3---19 | 5--1 | 2 | 2 | 22.6843 | 50.28% | 49.56% | 0.1579% | 1.1406 | 0 | 0 | 1.1406 | 0 | 0.99014 | 0.025375 | 39.0209 | 0.99014 | 0.025375 | 39.0209 | 1.1575 | 0.029663 | 39.0209 | 5.028% | 0.17072 | 0.15365 | 132.8742 | 11.4022 | 53.3449 | 68.1271 | 140.2144 | 0 | 0 | 140.2144 | 3.761e-05%
2028 | 288 | 288-149R | Tier-2 | Tier-2---12 | 3--5 | 170 | 2 | 481.2843 | 94.31% | 4.95% | 0.7414% | 0.53399 | 0 | 0 | 0.53399 | 0 | 0.46354 | 0.025375 | 18.2678 | 0.46354 | 0.025375 | 18.2678 | 0.54188 | 0.029663 | 18.2678 | 0.111% | 0.02124 | 0.021215 | 22659.7646 | 3469.9036 | 1191.7456 | 17998.1154 | 22661.2836 | 0 | 0 | 22661.2836 | 1.761e-05%
2028 | 288 | 288-2375R | Tier-2 | Tier-2---19 | 2--4 | 7 | 2 | 41.8014 | 98.23% | 1.253% | 0.5152% | 1.1732 | 0 | 0 | 1.1732 | 0 | 1.0184 | 0.025375 | 40.1354 | 1.0184 | 0.025375 | 40.1354 | 1.1905 | 0.029663 | 40.1354 | 2.807% | 0.0067116 | 0.0065198 | 6228.2316 | 993.1951 | 116.6696 | 5118.3669 | 6231.4709 | 0 | 0 | 6231.4709 | 3.869e-05%
2028 | 288 | 288-2380F | Tier-2 | Tier-2---12 | 4--5 | 43 | 34 | 550.61 | 92.88% | 6.93% | 0.1872% | 40.4378 | 0 | 0 | 40.4378 | 0 | 35.1027 | 0.43137 | 81.3752 | 35.1027 | 0.43137 | 81.3752 | 41.0354 | 0.50427 | 81.3752 | 7.344% | 0.030344 | 0.027945 | 18145.5978 | 2753.5191 | 1169.7879 | 14222.2908 | 18256.4877 | 0 | 0 | 18256.4877 | 0.001333%
2028 | 296 | 296-68F | Tier-2 | Tier-2---21 | 1--2 | 43 | 29 | 3.2301 | 78.97% | 0% | 21.03% | 0.17202 | 0 | 0 | 0.17202 | 0 | 0.14933 | 0.36793 | 0.40586 | 0.14933 | 0.36793 | 0.40586 | 0.17457 | 0.43012 | 0.40586 | 5.326% | 0.0027146 | 0.0025315 | 1189.8836 | 223.7824 | 100.9033 | 865.1979 | 1207.9819 | 0 | 0 | 1207.9819 | 5.673e-06%
2028 | 300 | 300-483F | Tier-2 | Tier-2---12 | 3--5 | 69 | 68 | 458.7821 | 99.48% | 0% | 0.5194% | 44.9785 | 0 | 0 | 44.9785 | 0 | 39.0443 | 0.86274 | 45.2563 | 39.0443 | 0.86274 | 45.2563 | 45.6432 | 1.0085 | 45.2563 | 9.804% | 0.018397 | 0.016584 | 24937.8732 | 4596.9105 | 11.7655 | 20329.1971 | 24952.0326 | 0 | 0 | 24952.0326 | 0.001483%
2028 | 300 | 300-484F | Tier-2 | Tier-2---9 | 4--5 | 250 | 194 | 754.1323 | 92.41% | 6.882% | 0.7076% | 54.0793 | 0 | 0 | 54.0793 | 0 | 46.9444 | 2.4613 | 19.0727 | 46.9444 | 2.4613 | 19.0727 | 54.8785 | 2.8773 | 19.0727 | 7.171% | 0.039922 | 0.036824 | 18890.1433 | 2594.5618 | 1654.6819 | 14640.8997 | 19010.7533 | 0 | 0 | 19010.7533 | 0.001783%
2028 | 307 | 307-1538F | Tier-2 | Tier-2---7 | 5--5 | 53 | 49 | 2407.2332 | 91.07% | 8.863% | 0.06623% | 202.683 | 0 | 0 | 202.683 | 0 | 175.942 | 0.62168 | 283.0119 | 175.942 | 0.62168 | 283.0119 | 205.6782 | 0.72675 | 283.0119 | 8.42% | 0.10098 | 0.091642 | 23839.1374 | 3538.2875 | 1900.5414 | 18400.3085 | 24055.9859 | 0 | 0 | 24055.9859 | 0.006684%
2028 | 307 | 307-234R | Tier-2 | Tier-2---4 | 5--5 | 109 | 86 | 4762.848 | 95.55% | 4.384% | 0.07015% | 359.046 | 0 | 0 | 359.046 | 0 | 311.6753 | 1.0911 | 285.6505 | 311.6753 | 1.0911 | 285.6505 | 364.352 | 1.2755 | 285.6505 | 7.538% | 0.11001 | 0.10133 | 43295.9421 | 6736.6432 | 1761.8167 | 34797.4822 | 43461.1333 | 0 | 0 | 43461.1333 | 0.01184%
2028 | 308 | 308-486AE | Tier-2 | Tier-2---16 | 4--3 | 142 | 1 | 164.6778 | 2.383% | 96.2% | 1.419% | 0.002764 | 0 | 0 | 0.002764 | 0 | 0.0023994 | 0.012687 | 0.18911 | 0.0023994 | 0.012687 | 0.18911 | 0.0028049 | 0.014832 | 0.18911 | 0.001678% | 0.040279 | 0.04025 | 4088.4689 | 19.0997 | 3634.8848 | 434.4844 | 4091.2814 | 0 | 0 | 4091.2814 | 9.115e-08%
2028 | 308 | 308-563AE | Tier-2 | Tier-2---18 | 4--3 | 39 | 14 | 95.5263 | 19.37% | 79.9% | 0.729% | 0.66438 | 0 | 0 | 0.66438 | 0 | 0.57672 | 0.17762 | 3.2469 | 0.57672 | 0.17762 | 3.2469 | 0.6742 | 0.20764 | 3.2469 | 0.6955% | 0.03316 | 0.031969 | 2880.805 | 126.6132 | 2111.1435 | 643.0484 | 2967.2873 | 0 | 0 | 2967.2873 | 2.191e-05%
2028 | 311 | 311-1163F | Tier-2 | Tier-2---18 | 3--3 | 14 | 7 | 46.1951 | 84.69% | 14.76% | 0.5474% | 1.9562 | 0 | 0 | 1.9562 | 0 | 1.6981 | 0.088811 | 19.1204 | 1.6981 | 0.088811 | 19.1204 | 1.9851 | 0.10382 | 19.1204 | 4.235% | 0.018623 | 0.017692 | 2480.5668 | 274.9764 | 742.9932 | 1462.5972 | 2500.5512 | 0 | 0 | 2500.5512 | 6.451e-05%
2028 | 311 | 311-1199 | Tier-2 | Tier-2---20 | 3--2 | 15 | 12 | 15.6056 | 49.38% | 48.09% | 2.529% | 0.61652 | 0 | 0 | 0.61652 | 0 | 0.53518 | 0.15225 | 3.5152 | 0.53518 | 0.15225 | 3.5152 | 0.62564 | 0.17798 | 3.5152 | 3.951% | 0.018336 | 0.016869 | 851.1013 | 60.6306 | 426.7234 | 363.7473 | 888.5622 | 0 | 0 | 888.5622 | 2.033e-05%
2028 | 311 | 311-14R | Tier-2 | Tier-2---14 | 3--4 | 14 | 12 | 278.652 | 16.28% | 83.57% | 0.1501% | 3.8883 | 0 | 0 | 3.8883 | 0 | 3.3753 | 0.15225 | 22.17 | 3.3753 | 0.15225 | 22.17 | 3.9458 | 0.17798 | 22.17 | 1.395% | 0.018935 | 0.017312 | 14715.9264 | 335.1634 | 11691.6167 | 2689.1463 | 15870.9462 | 0 | 0 | 15870.9462 | 0.0001282%
2028 | 311 | 311-43 | Tier-2 | Tier-2---15 | 3--4 | 195 | 79 | 159.8581 | 2.339% | 95.81% | 1.853% | 0.15148 | 0 | 0 | 0.15148 | 0 | 0.1315 | 1.0023 | 0.13119 | 0.1315 | 1.0023 | 0.13119 | 0.15372 | 1.1717 | 0.13119 | 0.09476% | 0.027937 | 0.026805 | 5722.0498 | 17.0566 | 5016.8041 | 688.1891 | 5958.0032 | 0 | 0 | 5958.0032 | 4.995e-06%
2028 | 312 | 312-14F | Tier-2 | Tier-2---14 | 3--4 | 53 | 15 | 202.1236 | 0.1514% | 99.59% | 0.26% | 0.0086582 | 0 | 0 | 0.0086582 | 0 | 0.0075159 | 0.19031 | 0.039493 | 0.0075159 | 0.19031 | 0.039493 | 0.0087861 | 0.22247 | 0.039493 | 0.004284% | 0.018868 | 0.018334 | 10712.5091 | 15.0624 | 9630.1858 | 1067.2609 | 11024.0516 | 0 | 0 | 11024.0516 | 2.855e-07%
2028 | 315 | 315-1192F | Tier-2 | Tier-2---19 | 1--4 | 9 | 9 | 14.6681 | 98.1% | 0% | 1.899% | 1.439 | 0 | 0 | 1.439 | 0 | 1.2491 | 0.11419 | 10.9393 | 1.2491 | 0.11419 | 10.9393 | 1.4602 | 0.13348 | 10.9393 | 9.81% | 0.0015284 | 0.0013756 | 9597.0285 | 5451.7396 | 23.5265 | 4121.7625 | 9617.279 | 0 | 0 | 9617.279 | 4.745e-05%
2028 | 315 | 315-485AE | Tier-2 | Tier-2---14 | 2--5 | 39 | 34 | 209.8559 | 99.5% | 0% | 0.498% | 18.204 | 0 | 0 | 18.204 | 0 | 15.8023 | 0.43137 | 36.633 | 15.8023 | 0.43137 | 36.633 | 18.473 | 0.50427 | 36.633 | 8.675% | 0.00637 | 0.0058147 | 32944.4153 | 11783.7746 | 42.3107 | 21118.3299 | 32960.0841 | 0 | 0 | 32960.0841 | 0.0006003%
2028 | 350 | 350-2182R | Tier-2 | Tier-2---13 | 4--3 | 15 | 8 | 302.428 | 99.27% | 0.6612% | 0.06922% | 16.0117 | 0 | 0 | 16.0117 | 0 | 13.8992 | 0.1015 | 136.9401 | 13.8992 | 0.1015 | 136.9401 | 16.2483 | 0.11865 | 136.9401 | 5.294% | 0.068991 | 0.065311 | 4383.5865 | 700.445 | 25.9827 | 3657.1588 | 4385.3903 | 0 | 0 | 4385.3903 | 0.000528%
2028 | 350 | 350-2188R | Tier-2 | Tier-2---5 | 5--5 | 565 | 476 | 3602.0119 | 95.48% | 4.084% | 0.4314% | 289.7593 | 0 | 0 | 289.7593 | 0 | 251.53 | 6.0392 | 41.6499 | 251.53 | 6.0392 | 41.6499 | 294.0414 | 7.0598 | 41.6499 | 8.044% | 0.15121 | 0.13847 | 23821.2544 | 3643.7972 | 896.9251 | 19280.5321 | 23920.208 | 0 | 0 | 23920.208 | 0.009555%
2028 | 350 | 350-2192R | Tier-2 | Tier-2---2 | 5--5 | 826 | 709 | 13871.6222 | 98.14% | 1.698% | 0.1643% | 1168.497 | 0 | 0 | 1168.497 | 0 | 1014.3316 | 8.9953 | 112.7625 | 1014.3316 | 8.9953 | 112.7625 | 1185.7652 | 10.5156 | 112.7625 | 8.424% | 0.18928 | 0.17303 | 73287.5708 | 12530.2712 | 1204.2381 | 59553.0615 | 73415.7482 | 0 | 0 | 73415.7482 | 0.03853%
2028 | 350 | 350-2196R | Tier-2 | Tier-2---5 | 5--5 | 807 | 711 | 5570.6857 | 96.99% | 2.589% | 0.4237% | 476.0154 | 0 | 0 | 476.0154 | 0 | 413.2124 | 9.0207 | 45.8073 | 413.2124 | 9.0207 | 45.8073 | 483.05 | 10.5453 | 45.8073 | 8.545% | 0.19915 | 0.1816 | 27972.7323 | 4549.3249 | 680.341 | 22743.0664 | 28054.1459 | 0 | 0 | 28054.1459 | 0.0157%
2028 | 350 | 350-2201R | Tier-3 | Tier-3---4 | 5--5 | 361 | 297 | 13521.7454 | 99.28% | 0.6466% | 0.06915% | 1104.4919 | 0 | 0 | 1104.4919 | 0 | 958.7709 | 3.7681 | 254.4424 | 958.7709 | 3.7681 | 254.4424 | 1120.8141 | 4.405 | 254.4424 | 8.168% | 0.1241 | 0.11389 | 108955.4794 | 20355.5322 | 658.7237 | 87941.2235 | 109025.3869 | 0 | 0 | 109025.3869 | 0.03642%
2028 | 350 | 350-41R | Tier-2 | Tier-2---3 | 5--5 | 475 | 373 | 11201.3889 | 98.88% | 1.023% | 0.1021% | 869.7107 | 0 | 0 | 869.7107 | 0 | 754.9656 | 4.7324 | 159.5326 | 754.9656 | 4.7324 | 159.5326 | 882.5633 | 5.5322 | 159.5326 | 7.764% | 0.12896 | 0.11884 | 86857.3846 | 16955.532 | 989.3213 | 68912.5314 | 86940.6349 | 0 | 0 | 86940.6349 | 0.02868%
2028 | 351 | 351-819R | Tier-2 | Tier-2---1 | 5--5 | 341 | 225 | 23517.4275 | 99.25% | 0.716% | 0.03401% | 1540.0982 | 0 | 0 | 1540.0982 | 0 | 1336.9056 | 2.8546 | 468.3272 | 1336.9056 | 2.8546 | 468.3272 | 1562.8579 | 3.3371 | 468.3272 | 6.549% | 0.14376 | 0.13427 | 163589.7091 | 37860.9824 | 1092.4816 | 124636.245 | 163676.3847 | 0 | 0 | 163676.3847 | 0.05079%
2028 | 351 | 351-871R | Tier-3 | Tier-3---6 | 5--5 | 110 | 83 | 9144.3124 | 99.73% | 0.2371% | 0.03256% | 688.1193 | 0 | 0 | 688.1193 | 0 | 597.3324 | 1.053 | 567.2429 | 597.3324 | 1.053 | 567.2429 | 698.2884 | 1.231 | 567.2429 | 7.525% | 0.11468 | 0.10603 | 79737.0821 | 12866.5749 | 173.3661 | 66697.1411 | 79754.6305 | 0 | 0 | 79754.6305 | 0.02269%
2028 | 352 | 352-27R | Tier-3 | Tier-3---2 | 5--5 | 359 | 279 | 18614.1823 | 99.36% | 0.5928% | 0.04664% | 1437.3667 | 0 | 0 | 1437.3667 | 0 | 1247.728 | 3.5398 | 352.49 | 1247.728 | 3.5398 | 352.49 | 1458.6083 | 4.138 | 352.49 | 7.722% | 0.11814 | 0.10895 | 157566.7738 | 32189.8213 | 867.9223 | 124509.0302 | 157651.6792 | 0 | 0 | 157651.6792 | 0.0474%
2028 | 353 | 353-1429R | Tier-2 | Tier-2---6 | 5--5 | 204 | 161 | 9221.8022 | 97.49% | 2.457% | 0.05523% | 709.5156 | 0 | 0 | 709.5156 | 0 | 615.9058 | 2.0427 | 301.5224 | 615.9058 | 2.0427 | 301.5224 | 720.0009 | 2.3879 | 301.5224 | 7.694% | 0.12141 | 0.11183 | 75954.4937 | 16555.9174 | 1751.4473 | 57647.129 | 76117.9872 | 0 | 0 | 76117.9872 | 0.0234%
2028 | 353 | 353-593F | Tier-2 | Tier-2---7 | 5--5 | 56 | 46 | 2519.0591 | 99.18% | 0.76% | 0.05848% | 205.229 | 0 | 0 | 205.229 | 0 | 178.1521 | 0.58362 | 305.2561 | 178.1521 | 0.58362 | 305.2561 | 208.2619 | 0.68225 | 305.2561 | 8.147% | 0.10537 | 0.096717 | 23906.1611 | 3846.0543 | 163.4883 | 19896.6185 | 23923.6731 | 0 | 0 | 23923.6731 | 0.006768%
2028 | 353 | 353-594F | Tier-2 | Tier-2---7 | 5--5 | 25 | 25 | 2215.6498 | 99.93% | 0.02983% | 0.0378% | 221.4151 | 0 | 0 | 221.4151 | 0 | 192.2028 | 0.31718 | 605.9695 | 192.2028 | 0.31718 | 605.9695 | 224.6872 | 0.37079 | 605.9695 | 9.993% | 0.10216 | 0.091941 | 21688.8427 | 3516.9498 | 6.7126 | 18165.1803 | 21690.4724 | 0 | 0 | 21690.4724 | 0.007301%
2028 | 353 | 353-900F | Tier-2 | Tier-2---8 | 5--5 | 28 | 25 | 1991.3582 | 88.69% | 11.27% | 0.03442% | 157.6982 | 0 | 0 | 157.6982 | 0 | 136.8923 | 0.31718 | 431.5888 | 136.8923 | 0.31718 | 431.5888 | 160.0287 | 0.37079 | 431.5888 | 7.919% | 0.10085 | 0.091848 | 19745.2341 | 2847.6968 | 2035.1188 | 14862.4185 | 19964.0918 | 0 | 0 | 19964.0918 | 0.0052%
2028 | 353 | 353-901F | Tier-2 | Tier-2---4 | 5--5 | 82 | 69 | 4555.6189 | 94.3% | 5.656% | 0.04182% | 361.4968 | 0 | 0 | 361.4968 | 0 | 313.8028 | 0.87542 | 358.4584 | 313.8028 | 0.87542 | 358.4584 | 366.839 | 1.0234 | 358.4584 | 7.935% | 0.10618 | 0.097248 | 42903.6289 | 8030.1734 | 2213.8729 | 32659.5826 | 43128.2293 | 0 | 0 | 43128.2293 | 0.01192%
2028 | 353 | 353-902F | Tier-2 | Tier-2---11 | 5--3 | 11 | 11 | 465.1006 | 62.84% | 37.09% | 0.07221% | 29.2268 | 0 | 0 | 29.2268 | 0 | 25.3708 | 0.13956 | 181.7909 | 25.3708 | 0.13956 | 181.7909 | 29.6587 | 0.16315 | 181.7909 | 6.284% | 0.098854 | 0.088969 | 4704.9245 | 482.7247 | 1590.8556 | 2631.3442 | 4899.1869 | 0 | 0 | 4899.1869 | 0.0009638%
2028 | 353 | 353-904R | Tier-2 | Tier-2---3 | 5--5 | 181 | 147 | 13534.4067 | 99.43% | 0.528% | 0.03951% | 1092.9655 | 0 | 0 | 1092.9655 | 0 | 948.7653 | 1.865 | 508.7127 | 948.7653 | 1.865 | 508.7127 | 1109.1174 | 2.1802 | 508.7127 | 8.075% | 0.12577 | 0.11556 | 107611.5055 | 19419.395 | 792.7842 | 87399.3263 | 107665.4852 | 0 | 0 | 107665.4852 | 0.03604%
2028 | 354 | 354-1706R | Tier-2 | Tier-2---1 | 5--5 | 481 | 327 | 20510.2592 | 99.17% | 0.7728% | 0.06052% | 1382.7374 | 0 | 0 | 1382.7374 | 0 | 1200.3062 | 4.1487 | 289.318 | 1200.3062 | 4.1487 | 289.318 | 1403.1716 | 4.8499 | 289.318 | 6.742% | 0.13939 | 0.12991 | 147143.8192 | 29557.6672 | 1212.8556 | 116373.2964 | 147233.2569 | 0 | 0 | 147233.2569 | 0.0456%
2028 | 354 | 354-24AE | Tier-2 | Tier-2---4 | 4--5 | 89 | 75 | 3653.654 | 88.54% | 11.39% | 0.07412% | 272.5948 | 0 | 0 | 272.5948 | 0 | 236.6301 | 0.95155 | 248.6794 | 236.6301 | 0.95155 | 248.6794 | 276.6233 | 1.1124 | 248.6794 | 7.461% | 0.080555 | 0.073766 | 45356.2427 | 6500.1683 | 4749.3039 | 34106.7705 | 45834.7454 | 0 | 0 | 45834.7454 | 0.008989%
2028 | 355 | 355-41R | Tier-2 | Tier-2---6 | 4--5 | 226 | 129 | 7500.5861 | 98.5% | 1.439% | 0.05987% | 421.7122 | 0 | 0 | 421.7122 | 0 | 366.0737 | 1.6367 | 223.6711 | 366.0737 | 1.6367 | 223.6711 | 427.9443 | 1.9133 | 223.6711 | 5.622% | 0.092253 | 0.086987 | 81304.346 | 12979.0487 | 1073.0006 | 67252.2967 | 81378.1331 | 0 | 0 | 81378.1331 | 0.01391%
2028 | 355 | 355-65R | Tier-2 | Tier-2---21 | 1--2 | 1 | 1 | 0.06699 | 46.11% | 0% | 53.89% | 0.0030886 | 0 | 0 | 0.0030886 | 0 | 0.0026811 | 0.012687 | 0.21132 | 0.0026811 | 0.012687 | 0.21132 | 0.0031343 | 0.014832 | 0.21132 | 4.611% | 7.02e-05 | 6.318e-05 | 954.2713 | 72.5365 | 46.719 | 835.0158 | 1011.4154 | 0 | 0 | 1011.4154 | 1.019e-07%
2028 | 355 | 355-6R | Tier-2 | Tier-2---7 | 4--5 | 58 | 35 | 1698.7097 | 79.94% | 19.99% | 0.07228% | 81.9442 | 0 | 0 | 81.9442 | 0 | 71.1329 | 0.44406 | 160.1893 | 71.1329 | 0.44406 | 160.1893 | 83.1551 | 0.51911 | 160.1893 | 4.824% | 0.074333 | 0.069847 | 22852.699 | 2966.2426 | 4205.6125 | 15680.8438 | 23147.1148 | 0 | 0 | 23147.1148 | 0.002702%
2028 | 356 | 356-16R | Tier-2 | Tier-2---4 | 4--5 | 216 | 119 | 5437.4375 | 98.14% | 1.781% | 0.0775% | 293.9946 | 0 | 0 | 293.9946 | 0 | 255.2065 | 1.5098 | 169.0347 | 255.2065 | 1.5098 | 169.0347 | 298.3393 | 1.765 | 169.0347 | 5.407% | 0.090754 | 0.085754 | 59914.026 | 11488.6365 | 1202.6478 | 47222.7417 | 59978.9546 | 0 | 0 | 59978.9546 | 0.009695%
2028 | 356 | 356-19R | Tier-3 | Tier-3---8 | 5--5 | 736 | 429 | 16012.7864 | 97.76% | 2.145% | 0.09187% | 912.4735 | 0 | 0 | 912.4735 | 0 | 792.0865 | 5.4428 | 145.528 | 792.0865 | 5.4428 | 145.528 | 925.9581 | 6.3628 | 145.528 | 5.698% | 0.16775 | 0.15798 | 95453.8626 | 17291.24 | 1933.3613 | 76229.2613 | 95586.0373 | 0 | 0 | 95586.0373 | 0.03009%
2028 | 356 | 356-30AE | Tier-3 | Tier-3---6 | 5--5 | 730 | 400 | 9294.6751 | 95.41% | 4.438% | 0.1505% | 485.9291 | 0 | 0 | 485.9291 | 0 | 421.8181 | 5.0749 | 83.1182 | 421.8181 | 5.0749 | 83.1182 | 493.1102 | 5.9326 | 83.1182 | 5.228% | 0.14106 | 0.13333 | 65892.3901 | 11916.7444 | 2728.2388 | 51247.4069 | 66067.6569 | 0 | 0 | 66067.6569 | 0.01602%
2028 | 357 | 357-1147R | Tier-2 | Tier-2---10 | 5--4 | 40 | 22 | 1251.1758 | 99.06% | 0.8754% | 0.0621% | 68.1695 | 0 | 0 | 68.1695 | 0 | 59.1756 | 0.27912 | 212.0073 | 59.1756 | 0.27912 | 212.0073 | 69.1769 | 0.32629 | 212.0073 | 5.448% | 0.14287 | 0.13501 | 8757.5771 | 1409.6316 | 71.0463 | 7276.8992 | 8762.3557 | 0 | 0 | 8762.3557 | 0.002248%
2028 | 357 | 357-1299R | Tier-3 | Tier-3---9 | 5--5 | 48 | 44 | 5098.7328 | 99.68% | 0.2892% | 0.03002% | 465.8919 | 0 | 0 | 465.8919 | 0 | 404.4245 | 0.55824 | 724.4625 | 404.4245 | 0.55824 | 724.4625 | 472.7769 | 0.65259 | 724.4625 | 9.137% | 0.2409 | 0.21882 | 21164.9633 | 3980.007 | 56.5395 | 17128.4168 | 21171.7815 | 0 | 0 | 21171.7815 | 0.01536%
2028 | 357 | 357-2047F | Tier-2 | Tier-2---10 | 5--4 | 17 | 10 | 878.9304 | 95.49% | 4.482% | 0.03213% | 49.3677 | 0 | 0 | 49.3677 | 0 | 42.8544 | 0.12687 | 337.7739 | 42.8544 | 0.12687 | 337.7739 | 50.0972 | 0.14832 | 337.7739 | 5.617% | 0.14128 | 0.13297 | 6221.0361 | 965.311 | 255.5825 | 5000.1426 | 6238.5895 | 0 | 0 | 6238.5895 | 0.001628%
2028 | 357 | 357-2049F | Tier-3 | Tier-3---8 | 5--5 | 271 | 141 | 16869.708 | 98.79% | 1.184% | 0.02933% | 867.0712 | 0 | 0 | 867.0712 | 0 | 752.6743 | 1.7889 | 420.7451 | 752.6743 | 1.7889 | 420.7451 | 879.8848 | 2.0913 | 420.7451 | 5.14% | 0.18286 | 0.17335 | 92253.2607 | 17311.1307 | 1006.4282 | 73935.7018 | 92314.7071 | 0 | 0 | 92314.7071 | 0.02859%
2028 | 357 | 357-45R | Tier-3 | Tier-3---8 | 5--5 | 363 | 242 | 17696.7525 | 97.47% | 2.478% | 0.04808% | 1149.9849 | 0 | 0 | 1149.9849 | 0 | 998.2618 | 3.0703 | 325.1324 | 998.2618 | 3.0703 | 325.1324 | 1166.9795 | 3.5892 | 325.1324 | 6.498% | 0.18538 | 0.17302 | 95462.1405 | 19005.7771 | 2236.2758 | 74220.0876 | 95634.3657 | 0 | 0 | 95634.3657 | 0.03792%
2028 | 357 | 357-50R | Tier-3 | Tier-3---4 | 5--5 | 383 | 231 | 10432.4887 | 97.04% | 2.884% | 0.07824% | 610.5815 | 0 | 0 | 610.5815 | 0 | 530.0246 | 2.9308 | 180.8486 | 530.0246 | 2.9308 | 180.8486 | 619.6048 | 3.4261 | 180.8486 | 5.853% | 0.14913 | 0.14013 | 69957.169 | 13067.3057 | 1874.1098 | 55015.7535 | 70090.1606 | 0 | 0 | 70090.1606 | 0.02013%
2028 | 357 | 357-750R | Tier-2 | Tier-2---2 | 5--5 | 272 | 172 | 11757.6254 | 97.81% | 2.143% | 0.05143% | 727.1836 | 0 | 0 | 727.1836 | 0 | 631.2428 | 2.1822 | 289.2671 | 631.2428 | 2.1822 | 289.2671 | 737.93 | 2.551 | 289.2671 | 6.185% | 0.171 | 0.16019 | 68756.8371 | 13656.9609 | 1362.3102 | 53737.566 | 68858.6744 | 0 | 0 | 68858.6744 | 0.02398%
2028 | 358 | 358-1175F | Tier-2 | Tier-2---11 | 5--3 | 21 | 9 | 599.5834 | 97.21% | 2.746% | 0.04768% | 24.9785 | 0 | 0 | 24.9785 | 0 | 21.683 | 0.11419 | 189.8923 | 21.683 | 0.11419 | 189.8923 | 25.3476 | 0.13348 | 189.8923 | 4.166% | 0.14195 | 0.13586 | 4224.0008 | 666.1443 | 106.9445 | 3450.912 | 4229.2849 | 0 | 0 | 4229.2849 | 0.0008237%
2028 | 358 | 358-33 | Tier-3 | Tier-3---15 | 5--4 | 14 | 13 | 1344.6436 | 99.66% | 0.3079% | 0.03174% | 124.4356 | 0 | 0 | 124.4356 | 0 | 108.0182 | 0.16493 | 654.9149 | 108.0182 | 0.16493 | 654.9149 | 126.2746 | 0.19281 | 654.9149 | 9.254% | 0.14298 | 0.1297 | 9404.72 | 1885.3527 | 29.6558 | 7489.7115 | 9407.9901 | 0 | 0 | 9407.9901 | 0.004103%
2028 | 358 | 358-682F | Tier-3 | Tier-3---3 | 5--5 | 344 | 227 | 37602.1184 | 98.59% | 1.386% | 0.02088% | 2446.3909 | 0 | 0 | 2446.3909 | 0 | 2123.6268 | 2.88 | 737.3666 | 2123.6268 | 2.88 | 737.3666 | 2482.5439 | 3.3668 | 737.3666 | 6.506% | 0.54241 | 0.50662 | 69323.599 | 12097.0224 | 871.8787 | 56354.6979 | 69392.5098 | 0 | 0 | 69392.5098 | 0.08067%
2028 | 387 | 387-15 | Tier-3 | Tier-3---16 | 4--5 | 140 | 38 | 1455.0528 | 89.01% | 10.72% | 0.2619% | 35.1557 | 0 | 0 | 35.1557 | 0 | 30.5174 | 0.48212 | 63.2988 | 30.5174 | 0.48212 | 63.2988 | 35.6752 | 0.5636 | 63.2988 | 2.416% | 0.072601 | 0.070631 | 20041.7181 | 3328.5132 | 2008.3795 | 14704.8254 | 20103.145 | 0 | 0 | 20103.145 | 0.001159%
2028 | 393 | 393-14R | Tier-2 | Tier-2---10 | 5--4 | 76 | 41 | 924.8041 | 18.79% | 81.02% | 0.1888% | 9.3732 | 0 | 0 | 9.3732 | 0 | 8.1365 | 0.52018 | 15.6418 | 8.1365 | 0.52018 | 15.6418 | 9.5117 | 0.6081 | 15.6418 | 1.014% | 0.10079 | 0.095355 | 9175.2809 | 449.6615 | 6823.2178 | 1902.4016 | 9600.1919 | 0 | 0 | 9600.1919 | 0.0003091%
2028 | 396 | 396-699R | Tier-2 | Tier-2---5 | 5--5 | 748 | 458 | 3136.9517 | 88.18% | 11.4% | 0.4202% | 169.3729 | 0 | 0 | 169.3729 | 0 | 147.0267 | 5.8108 | 25.3024 | 147.0267 | 5.8108 | 25.3024 | 171.8759 | 6.7929 | 25.3024 | 5.399% | 0.15664 | 0.14705 | 20026.8881 | 3486.3931 | 2134.8995 | 14405.5955 | 20181.2786 | 0 | 0 | 20181.2786 | 0.005585%
2028 | 401 | 401-684R | Tier-2 | Tier-2---21 | 4--1 | 2 | 1 | 1.5961 | 62.42% | 35.57% | 2.007% | 0.049818 | 0 | 0 | 0.049818 | 0 | 0.043245 | 0.012687 | 3.4085 | 0.043245 | 0.012687 | 3.4085 | 0.050554 | 0.014832 | 3.4085 | 3.121% | 0.030395 | 0.028875 | 52.5129 | 8.9983 | 14.8334 | 28.6812 | 53.5515 | 0 | 0 | 53.5515 | 1.643e-06%
2028 | 411 | 411-1873R | Tier-2 | Tier-2---7 | 4--5 | 342 | 193 | 1857.5393 | 97.83% | 1.797% | 0.3696% | 102.5551 | 0 | 0 | 102.5551 | 0 | 89.0245 | 2.4486 | 36.3566 | 89.0245 | 2.4486 | 36.3566 | 104.0707 | 2.8625 | 36.3566 | 5.521% | 0.04682 | 0.044178 | 39673.886 | 7004.2078 | 901.7535 | 31767.9247 | 39725.2897 | 0 | 0 | 39725.2897 | 0.003382%
2028 | 411 | 411-30R | Tier-3 | Tier-3---6 | 5--5 | 856 | 494 | 6370.0414 | 98.47% | 1.262% | 0.272% | 361.9772 | 0 | 0 | 361.9772 | 0 | 314.2198 | 6.2675 | 50.1346 | 314.2198 | 6.2675 | 50.1346 | 367.3266 | 7.3268 | 50.1346 | 5.682% | 0.10309 | 0.097143 | 61789.3921 | 12748.9007 | 821.0259 | 48219.4655 | 61847.4471 | 0 | 0 | 61847.4471 | 0.01194%
2028 | 411 | 411-47R | Tier-2 | Tier-2---9 | 4--5 | 459 | 47 | 1350.4062 | 95.97% | 3.342% | 0.6845% | 13.271 | 0 | 0 | 13.271 | 0 | 11.5201 | 0.5963 | 19.3192 | 11.5201 | 0.5963 | 19.3192 | 13.4671 | 0.69708 | 19.3192 | 0.9827% | 0.063274 | 0.062626 | 21342.1296 | 4038.9634 | 957.9305 | 16345.2356 | 21351.0188 | 0 | 0 | 21351.0188 | 0.0004376%
2028 | 441 | 441-23R | Tier-3 | Tier-3---11 | 5--4 | 84 | 81 | 3518.0204 | 97.45% | 2.468% | 0.07959% | 330.5962 | 0 | 0 | 330.5962 | 0 | 286.979 | 1.0277 | 279.252 | 286.979 | 1.0277 | 279.252 | 335.4818 | 1.2014 | 279.252 | 9.397% | 0.54783 | 0.495 | 6421.7327 | 899.4842 | 135.0433 | 5387.2052 | 6439.1901 | 0 | 0 | 6439.1901 | 0.0109%
2028 | 441 | 441-279R | Tier-3 | Tier-3---18 | 5--2 | 49 | 49 | 582.1633 | 91.34% | 8.391% | 0.2732% | 53.1722 | 0 | 0 | 53.1722 | 0 | 46.1569 | 0.62168 | 74.2458 | 46.1569 | 0.62168 | 74.2458 | 53.9579 | 0.72675 | 74.2458 | 9.134% | 0.53527 | 0.48174 | 1087.6056 | 130.7987 | 72.799 | 884.0079 | 1098.0763 | 0 | 0 | 1098.0763 | 0.001753%
2028 | 441 | 441-27R | Tier-3 | Tier-3---9 | 5--4 | 133 | 119 | 4750.1268 | 98% | 1.916% | 0.08125% | 416.5218 | 0 | 0 | 416.5218 | 0 | 361.5681 | 1.5098 | 239.4827 | 361.5681 | 1.5098 | 239.4827 | 422.6772 | 1.765 | 239.4827 | 8.769% | 0.55752 | 0.50764 | 8520.0828 | 1214.2934 | 144.8205 | 7160.9689 | 8536.8064 | 0 | 0 | 8536.8064 | 0.01374%
2028 | 441 | 441-30R | Tier-3 | Tier-3---9 | 5--4 | 101 | 97 | 5348.8774 | 98.57% | 1.364% | 0.06326% | 506.3705 | 0 | 0 | 506.3705 | 0 | 439.5626 | 1.2307 | 357.1742 | 439.5626 | 1.2307 | 357.1742 | 513.8536 | 1.4387 | 357.1742 | 9.467% | 0.55519 | 0.50187 | 9634.2631 | 1376.8977 | 118.4218 | 8138.9436 | 9648.8756 | 0 | 0 | 9648.8756 | 0.0167%
2028 | 442 | 442-16R | Tier-3 | Tier-3---14 | 5--3 | 201 | 196 | 1834.9376 | 96.09% | 3.534% | 0.3793% | 171.9277 | 0 | 0 | 171.9277 | 0 | 149.2445 | 2.4867 | 60.0169 | 149.2445 | 2.4867 | 60.0169 | 174.4685 | 2.907 | 60.0169 | 9.37% | 0.45792 | 0.41327 | 4007.1227 | 501.0309 | 121.8682 | 3384.2237 | 4024.0646 | 0 | 0 | 4024.0646 | 0.00567%
2028 | 442 | 442-46R | Tier-3 | Tier-3---19 | 5--1 | 3 | 3 | 88.141 | 1.745% | 98.17% | 0.08447% | 0.15379 | 0 | 0 | 0.15379 | 0 | 0.1335 | 0.038062 | 3.5075 | 0.1335 | 0.038062 | 3.5075 | 0.15607 | 0.044495 | 3.5075 | 0.1745% | 0.35092 | 0.31583 | 251.1714 | 0.81668 | 223.9277 | 26.427 | 278.5923 | 0 | 0 | 278.5923 | 5.072e-06%
2028 | 442 | 442-509R | Tier-3 | Tier-3---15 | 5--3 | 145 | 89 | 852.9261 | 84.92% | 14.72% | 0.3553% | 44.4597 | 0 | 0 | 44.4597 | 0 | 38.594 | 1.1292 | 34.1791 | 38.594 | 1.1292 | 34.1791 | 45.1168 | 1.32 | 34.1791 | 5.213% | 0.36954 | 0.34686 | 2308.0588 | 278.8986 | 306.2936 | 1722.8667 | 2330.8123 | 0 | 0 | 2330.8123 | 0.001466%
2028 | 442 | 442-525 | Tier-3 | Tier-3---18 | 5--2 | 144 | 71 | 526.1263 | 57.95% | 41.57% | 0.4783% | 15.0335 | 0 | 0 | 15.0335 | 0 | 13.05 | 0.9008 | 14.4872 | 13.05 | 0.9008 | 14.4872 | 15.2556 | 1.053 | 14.4872 | 2.857% | 0.36155 | 0.34372 | 1455.1925 | 118.5768 | 543.1524 | 793.4634 | 1486.9258 | 0 | 0 | 1486.9258 | 0.0004957%
2028 | 442 | 442-728R | Tier-3 | Tier-3---5 | 5--5 | 763 | 408 | 11572.221 | 88.48% | 11.4% | 0.1243% | 547.4938 | 0 | 0 | 547.4938 | 0 | 475.2603 | 5.1764 | 91.8126 | 475.2603 | 5.1764 | 91.8126 | 555.5847 | 6.0513 | 91.8126 | 4.731% | 0.35802 | 0.33887 | 32323.0144 | 5419.0959 | 3368.3532 | 23535.5653 | 32533.4442 | 0 | 0 | 32533.4442 | 0.01805%
2028 | 442 | 442-729 | Tier-3 | Tier-3---15 | 5--3 | 54 | 50 | 704.6091 | 96.62% | 3.132% | 0.2514% | 63.0339 | 0 | 0 | 63.0339 | 0 | 54.7175 | 0.63436 | 86.2557 | 54.7175 | 0.63436 | 86.2557 | 63.9654 | 0.74158 | 86.2557 | 8.946% | 0.36059 | 0.3272 | 1954.0299 | 229.5782 | 101.2201 | 1623.2315 | 1960.7769 | 0 | 0 | 1960.7769 | 0.002079%
2028 | 442 | 442-758F | Tier-3 | Tier-3---18 | 5--2 | 25 | 25 | 549.9829 | 98.93% | 0.9134% | 0.161% | 54.4074 | 0 | 0 | 54.4074 | 0 | 47.2292 | 0.31718 | 148.9023 | 47.2292 | 0.31718 | 148.9023 | 55.2114 | 0.37079 | 148.9023 | 9.893% | 0.35119 | 0.31607 | 1566.0749 | 220.1383 | 11.599 | 1334.3376 | 1567.9444 | 0 | 0 | 1567.9444 | 0.001794%
2028 | 442 | 442-764R | Tier-3 | Tier-3---18 | 5--2 | 74 | 50 | 474.7376 | 91.31% | 8.325% | 0.3651% | 29.2893 | 0 | 0 | 29.2893 | 0 | 25.425 | 0.63436 | 40.0795 | 25.425 | 0.63436 | 40.0795 | 29.7221 | 0.74158 | 40.0795 | 6.17% | 0.35448 | 0.33053 | 1339.2423 | 150.4184 | 101.5124 | 1087.3115 | 1347.6759 | 0 | 0 | 1347.6759 | 0.0009659%
2028 | 442 | 442-780 | Tier-3 | Tier-3---19 | 5--1 | 73 | 26 | 141.3846 | 51% | 48.51% | 0.49% | 2.5682 | 0 | 0 | 2.5682 | 0 | 2.2294 | 0.32987 | 6.7584 | 2.2294 | 0.32987 | 6.7584 | 2.6062 | 0.38562 | 6.7584 | 1.816% | 0.34601 | 0.33368 | 408.6195 | 29.4314 | 178.8179 | 200.3702 | 416.0139 | 0 | 0 | 416.0139 | 8.469e-05%
2028 | 444 | 444-15R | Tier-2 | Tier-2---13 | 5--3 | 122 | 84 | 333.8465 | 96.62% | 2.31% | 1.072% | 22.2086 | 0 | 0 | 22.2086 | 0 | 19.2785 | 1.0657 | 18.0895 | 19.2785 | 1.0657 | 18.0895 | 22.5368 | 1.2459 | 18.0895 | 6.652% | 0.14886 | 0.13861 | 2242.6726 | 267.3076 | 49.2808 | 1926.0842 | 2248.2819 | 0 | 0 | 2248.2819 | 0.0007324%
2028 | 444 | 444-43R | Tier-2 | Tier-2---5 | 5--5 | 403 | 354 | 3413.8137 | 97.67% | 1.995% | 0.3352% | 292.8867 | 0 | 0 | 292.8867 | 0 | 254.2447 | 4.4913 | 56.6083 | 254.2447 | 4.4913 | 56.6083 | 297.215 | 5.2504 | 56.6083 | 8.579% | 0.2124 | 0.19375 | 16072.3576 | 2078.7289 | 404.7694 | 13588.8592 | 16108.4193 | 0 | 0 | 16108.4193 | 0.009658%
2028 | 444 | 444-9R | Tier-2 | Tier-2---11 | 5--3 | 465 | 363 | 571.2373 | 70.71% | 27.93% | 1.361% | 31.5311 | 0 | 0 | 31.5311 | 0 | 27.3711 | 4.6055 | 5.9431 | 27.3711 | 4.6055 | 5.9431 | 31.9971 | 5.3839 | 5.9431 | 5.52% | 0.1488 | 0.13718 | 3839.0169 | 360.2149 | 1019.4785 | 2459.3235 | 3934.2351 | 0 | 0 | 3934.2351 | 0.00104%
2028 | 445 | 445-1311R | Tier-3 | Tier-3---5 | 5--5 | 337 | 275 | 9632.5907 | 94.96% | 4.965% | 0.07823% | 746.4038 | 0 | 0 | 746.4038 | 0 | 647.9271 | 3.489 | 185.7054 | 647.9271 | 3.489 | 185.7054 | 757.4342 | 4.0787 | 185.7054 | 7.749% | 0.53792 | 0.49403 | 17907.0399 | 2661.5807 | 811.6698 | 14433.7894 | 17987.2755 | 0 | 0 | 17987.2755 | 0.02461%
2028 | 445 | 445-1315 | Tier-2 | Tier-2---19 | 1--5 | 4 | 1 | 26.2494 | 99.59% | 0% | 0.4079% | 0.65356 | 0 | 0 | 0.65356 | 0 | 0.56733 | 0.012687 | 44.7164 | 0.56733 | 0.012687 | 44.7164 | 0.66322 | 0.014832 | 44.7164 | 2.49% | 0.000636 | 0.0006201 | 41272.5846 | 5558.0973 | 1215.1763 | 34499.311 | 41276.9017 | 0 | 0 | 41276.9017 | 2.155e-05%
2028 | 445 | 445-1323 | Tier-2 | Tier-2---18 | 3--3 | 8 | 8 | 78.5439 | 99.26% | 0.525% | 0.2138% | 7.7964 | 0 | 0 | 7.7964 | 0 | 6.7678 | 0.1015 | 66.6785 | 6.7678 | 0.1015 | 66.6785 | 7.9116 | 0.11865 | 66.6785 | 9.926% | 0.025445 | 0.0229 | 3086.8349 | 448.9544 | 15.5572 | 2622.3233 | 3089.3688 | 0 | 0 | 3089.3688 | 0.0002571%
2028 | 445 | 445-1325F | Tier-2 | Tier-2---2 | 5--4 | 220 | 197 | 7250.7229 | 96.11% | 3.805% | 0.08959% | 623.982 | 0 | 0 | 623.982 | 0 | 541.657 | 2.4994 | 216.7151 | 541.657 | 2.4994 | 216.7151 | 633.2032 | 2.9218 | 216.7151 | 8.606% | 0.57356 | 0.5222 | 12641.5766 | 1855.057 | 431.2255 | 10355.2942 | 12690.001 | 0 | 0 | 12690.001 | 0.02058%
2028 | 445 | 445-17R | Tier-2 | Tier-2---8 | 5--3 | 97 | 73 | 1603.5562 | 88.72% | 11.16% | 0.1231% | 107.0683 | 0 | 0 | 107.0683 | 0 | 92.9422 | 0.92617 | 100.3509 | 92.9422 | 0.92617 | 100.3509 | 108.6505 | 1.0827 | 100.3509 | 6.677% | 0.53426 | 0.49406 | 3001.4248 | 392.7995 | 299.0437 | 2309.5816 | 3028.9757 | 0 | 0 | 3028.9757 | 0.003531%
2028 | 445 | 445-18R | Tier-2 | Tier-2---2 | 5--5 | 526 | 439 | 10619.7967 | 95.69% | 4.18% | 0.1317% | 848.1098 | 0 | 0 | 848.1098 | 0 | 736.2146 | 5.5697 | 132.1816 | 736.2146 | 5.5697 | 132.1816 | 860.6432 | 6.5111 | 132.1816 | 7.986% | 0.6048 | 0.55432 | 17559.3271 | 2475.3162 | 661.1087 | 14422.9022 | 17628.2752 | 0 | 0 | 17628.2752 | 0.02797%
2028 | 445 | 445-19R | Tier-2 | Tier-2---8 | 5--3 | 238 | 220 | 1766.7037 | 84.73% | 14.9% | 0.3714% | 138.3664 | 0 | 0 | 138.3664 | 0 | 120.111 | 2.7912 | 43.032 | 120.111 | 2.7912 | 43.032 | 140.4111 | 3.2629 | 43.032 | 7.832% | 0.56527 | 0.51302 | 3125.4156 | 351.5514 | 420.2841 | 2353.5801 | 3174.0345 | 0 | 0 | 3174.0345 | 0.004563%
2028 | 445 | 445-39R | Tier-2 | Tier-2---5 | 5--4 | 246 | 197 | 3678.5807 | 87.54% | 12.33% | 0.1304% | 257.8827 | 0 | 0 | 257.8827 | 0 | 223.859 | 2.4994 | 89.5652 | 223.859 | 2.4994 | 89.5652 | 261.6937 | 2.9218 | 89.5652 | 7.01% | 0.48997 | 0.45073 | 7507.8253 | 962.2168 | 887.8643 | 5657.7442 | 7589.2553 | 0 | 0 | 7589.2553 | 0.008504%
2028 | 445 | 445-894R | Tier-2 | Tier-2---5 | 5--4 | 587 | 511 | 4421.0024 | 88.12% | 11.51% | 0.3702% | 339.1443 | 0 | 0 | 339.1443 | 0 | 294.3993 | 6.4832 | 45.4095 | 294.3993 | 6.4832 | 45.4095 | 344.1562 | 7.5789 | 45.4095 | 7.671% | 0.63526 | 0.57996 | 6959.394 | 786.5248 | 728.3164 | 5444.5527 | 7038.2214 | 0 | 0 | 7038.2214 | 0.01118%
2028 | 445 | 445-897R | Tier-2 | Tier-2---10 | 5--3 | 25 | 22 | 1351.7747 | 97.24% | 2.711% | 0.04647% | 115.6761 | 0 | 0 | 115.6761 | 0 | 100.4144 | 0.27912 | 359.7531 | 100.4144 | 0.27912 | 359.7531 | 117.3856 | 0.32629 | 359.7531 | 8.557% | 0.75637 | 0.68981 | 1787.1928 | 255.4993 | 53.1623 | 1478.5313 | 1791.9478 | 0 | 0 | 1791.9478 | 0.003815%
2028 | 448 | 448-1196F | Tier-3 | Tier-3---20 | 1--5 | 4 | 4 | 16.696 | 99.41% | 0% | 0.5907% | 1.6597 | 0 | 0 | 1.6597 | 0 | 1.4408 | 0.050749 | 28.3898 | 1.4408 | 0.050749 | 28.3898 | 1.6843 | 0.059326 | 28.3898 | 9.941% | 0.0002432 | 0.00021888 | 68651.2414 | 9671.9172 | 309.329 | 58669.9952 | 68696.2988 | 0 | 0 | 68696.2988 | 5.473e-05%
2028 | 448 | 448-1234R | Tier-3 | Tier-3---15 | 5--3 | 51 | 45 | 1211.6194 | 97.39% | 2.475% | 0.1351% | 104.1172 | 0 | 0 | 104.1172 | 0 | 90.3805 | 0.57093 | 158.3045 | 90.3805 | 0.57093 | 158.3045 | 105.6558 | 0.66742 | 158.3045 | 8.593% | 0.62101 | 0.56621 | 1951.0598 | 272.2597 | 44.6636 | 1634.1365 | 1955.988 | 0 | 0 | 1955.988 | 0.003433%
2028 | 448 | 448-47R | Tier-3 | Tier-3---14 | 5--3 | 184 | 154 | 2612.2711 | 91.91% | 7.885% | 0.2065% | 200.9452 | 0 | 0 | 200.9452 | 0 | 174.4335 | 1.9538 | 89.2772 | 174.4335 | 1.9538 | 89.2772 | 203.9148 | 2.2841 | 89.2772 | 7.692% | 0.62882 | 0.57619 | 4154.2404 | 551.1168 | 295.8527 | 3307.2709 | 4184.943 | 0 | 0 | 4184.943 | 0.006626%
2028 | 448 | 448-714R | Tier-3 | Tier-3---14 | 5--3 | 314 | 213 | 2119.752 | 55.7% | 43.96% | 0.3458% | 80.0895 | 0 | 0 | 80.0895 | 0 | 69.5229 | 2.7024 | 25.7264 | 69.5229 | 2.7024 | 25.7264 | 81.2731 | 3.1591 | 25.7264 | 3.778% | 0.46343 | 0.43199 | 4574.0639 | 348.1722 | 1808.8383 | 2417.0534 | 4721.5263 | 0 | 0 | 4721.5263 | 0.002641%
2028 | 448 | 448-724R | Tier-3 | Tier-3---18 | 5--2 | 202 | 151 | 520.639 | 76.18% | 22.78% | 1.038% | 29.6503 | 0 | 0 | 29.6503 | 0 | 25.7384 | 1.9158 | 13.4349 | 25.7384 | 1.9158 | 13.4349 | 30.0884 | 2.2396 | 13.4349 | 5.695% | 0.55035 | 0.50921 | 946.0153 | 77.3726 | 193.0689 | 675.5738 | 964.2176 | 0 | 0 | 964.2176 | 0.0009778%
2028 | 448 | 448-735R | Tier-3 | Tier-3---18 | 5--2 | 170 | 140 | 630.7627 | 79.12% | 20.09% | 0.7869% | 41.1002 | 0 | 0 | 41.1002 | 0 | 35.6776 | 1.7762 | 20.0863 | 35.6776 | 1.7762 | 20.0863 | 41.7076 | 2.0764 | 20.0863 | 6.516% | 0.54202 | 0.49738 | 1163.7353 | 117.1961 | 208.0615 | 838.4777 | 1185.5396 | 0 | 0 | 1185.5396 | 0.001355%
2028 | 448 | 448-744R | Tier-3 | Tier-3---7 | 5--5 | 717 | 493 | 9104.5616 | 91.68% | 8.126% | 0.1928% | 573.9427 | 0 | 0 | 573.9427 | 0 | 498.2197 | 6.2548 | 79.6535 | 498.2197 | 6.2548 | 79.6535 | 582.4245 | 7.312 | 79.6535 | 6.304% | 0.49442 | 0.46042 | 18414.705 | 2487.6549 | 1363.4523 | 14563.5979 | 18527.8082 | 0 | 0 | 18527.8082 | 0.01893%
2028 | 448 | 448-9R | Tier-3 | Tier-3---9 | 5--4 | 413 | 303 | 5644.8109 | 93.43% | 6.384% | 0.1906% | 386.9071 | 0 | 0 | 386.9071 | 0 | 335.8606 | 3.8442 | 87.367 | 335.8606 | 3.8442 | 87.367 | 392.6249 | 4.494 | 87.367 | 6.854% | 0.54394 | 0.50403 | 10377.639 | 1411.4395 | 624.4235 | 8341.776 | 10431.659 | 0 | 0 | 10431.659 | 0.01276%
2028 | 449 | 449-13R | Tier-3 | Tier-3---7 | 5--5 | 557 | 418 | 6729.9647 | 90.49% | 9.346% | 0.1629% | 457.0253 | 0 | 0 | 457.0253 | 0 | 396.7277 | 5.3033 | 74.8079 | 396.7277 | 5.3033 | 74.8079 | 463.7792 | 6.1996 | 74.8079 | 6.791% | 0.28234 | 0.26115 | 23836.2998 | 3539.8627 | 2045.1194 | 18251.3177 | 24020.1927 | 0 | 0 | 24020.1927 | 0.01507%
2028 | 449 | 449-16R | Tier-3 | Tier-3---15 | 5--4 | 72 | 55 | 1495.5065 | 96.97% | 2.927% | 0.1006% | 110.7812 | 0 | 0 | 110.7812 | 0 | 96.1653 | 0.6978 | 137.8119 | 96.1653 | 0.6978 | 137.8119 | 112.4183 | 0.81574 | 137.8119 | 7.408% | 0.23738 | 0.21925 | 6300.0313 | 977.5714 | 169.5858 | 5152.8741 | 6315.8076 | 0 | 0 | 6315.8076 | 0.003653%
2028 | 449 | 449-683 | Tier-3 | Tier-3---18 | 5--3 | 26 | 26 | 625.3129 | 96.7% | 3.156% | 0.1473% | 60.4656 | 0 | 0 | 60.4656 | 0 | 52.4881 | 0.32987 | 159.1178 | 52.4881 | 0.32987 | 159.1178 | 61.3592 | 0.38562 | 159.1178 | 9.67% | 0.34581 | 0.31123 | 1808.2683 | 247.0492 | 45.475 | 1515.7441 | 1814.9055 | 0 | 0 | 1814.9055 | 0.001994%
2028 | 449 | 449-693R | Tier-3 | Tier-3---9 | 5--5 | 165 | 130 | 5260.7056 | 98.77% | 1.153% | 0.07468% | 409.3932 | 0 | 0 | 409.3932 | 0 | 355.38 | 1.6493 | 215.467 | 355.38 | 1.6493 | 215.467 | 415.4433 | 1.9281 | 215.467 | 7.782% | 0.26107 | 0.2405 | 20150.463 | 3063.9091 | 212.3063 | 16874.2476 | 20171.613 | 0 | 0 | 20171.613 | 0.0135%
2028 | 449 | 449-6R | Tier-3 | Tier-3---14 | 5--4 | 161 | 123 | 2320.0162 | 95.55% | 4.318% | 0.1352% | 169.3511 | 0 | 0 | 169.3511 | 0 | 147.0078 | 1.5605 | 94.2034 | 147.0078 | 1.5605 | 94.2034 | 171.8538 | 1.8243 | 94.2034 | 7.3% | 0.24779 | 0.22886 | 9362.9076 | 1355.2687 | 401.1593 | 7606.4796 | 9397.3935 | 0 | 0 | 9397.3935 | 0.005585%
2028 | 450 | 450-1850 | Tier-2 | Tier-2---13 | 4--3 | 18 | 15 | 296.7138 | 97.11% | 2.719% | 0.1664% | 24.0127 | 0 | 0 | 24.0127 | 0 | 20.8446 | 0.19031 | 109.5302 | 20.8446 | 0.19031 | 109.5302 | 24.3676 | 0.22247 | 109.5302 | 8.093% | 0.073712 | 0.06757 | 4025.2898 | 636.7638 | 101.4909 | 3287.0352 | 4035.848 | 0 | 0 | 4035.848 | 0.0007919%
2028 | 450 | 450-1851F | Tier-2 | Tier-2---3 | 5--5 | 209 | 126 | 8274.1225 | 99.23% | 0.7168% | 0.05235% | 494.986 | 0 | 0 | 494.986 | 0 | 429.6801 | 1.5986 | 268.7855 | 429.6801 | 1.5986 | 268.7855 | 502.301 | 1.8688 | 268.7855 | 5.982% | 0.099477 | 0.09348 | 83176.2362 | 24640.5992 | 545.9556 | 57989.6815 | 83217.2791 | 0 | 0 | 83217.2791 | 0.01632%
2028 | 450 | 450-1853F | Tier-2 | Tier-2---10 | 4--4 | 44 | 22 | 792.2018 | 92.77% | 7.138% | 0.09408% | 36.7456 | 0 | 0 | 36.7456 | 0 | 31.8976 | 0.27912 | 114.2789 | 31.8976 | 0.27912 | 114.2789 | 37.2886 | 0.32629 | 114.2789 | 4.638% | 0.075291 | 0.071527 | 10521.8374 | 1586.5914 | 691.3436 | 8243.9024 | 10561.8854 | 0 | 0 | 10561.8854 | 0.001212%
2028 | 450 | 450-1854 | Tier-2 | Tier-2---9 | 4--4 | 70 | 41 | 1132.2887 | 95.25% | 4.625% | 0.1242% | 63.1703 | 0 | 0 | 63.1703 | 0 | 54.8359 | 0.52018 | 105.4174 | 54.8359 | 0.52018 | 105.4174 | 64.1038 | 0.6081 | 105.4174 | 5.579% | 0.079085 | 0.074453 | 14317.3642 | 2563.412 | 613.0615 | 11140.8906 | 14359.6659 | 0 | 0 | 14359.6659 | 0.002083%
2028 | 450 | 450-50R | Tier-2 | Tier-2---11 | 4--4 | 18 | 5 | 537.0702 | 32.53% | 67.41% | 0.0594% | 4.8529 | 0 | 0 | 4.8529 | 0 | 4.2127 | 0.063436 | 66.4076 | 4.2127 | 0.063436 | 66.4076 | 4.9247 | 0.074158 | 66.4076 | 0.9036% | 0.071801 | 0.069806 | 7480.0024 | 403.5755 | 4618.5943 | 2457.8325 | 7624.1968 | 0 | 0 | 7624.1968 | 0.00016%
2028 | 452 | 452-1403 | Tier-2 | Tier-2---15 | 1--5 | 5 | 5 | 137.227 | 99.9% | 0% | 0.1049% | 13.7083 | 0 | 0 | 13.7083 | 0 | 11.8997 | 0.063436 | 187.5847 | 11.8997 | 0.063436 | 187.5847 | 13.9109 | 0.074158 | 187.5847 | 9.99% | 0.0007938 | 0.00071442 | 172873.5238 | 28023.5372 | 18.7375 | 144831.2491 | 172893.6672 | 0 | 0 | 172893.6672 | 0.000452%
2028 | 452 | 452-1404F | Tier-2 | Tier-2---12 | 1--5 | 20 | 19 | 625.5425 | 99.9% | 0% | 0.09615% | 59.3694 | 0 | 0 | 59.3694 | 0 | 51.5365 | 0.24106 | 213.7925 | 51.5365 | 0.24106 | 213.7925 | 60.2468 | 0.2818 | 213.7925 | 9.491% | 0.0036434 | 0.0032973 | 171691.9583 | 40882.2121 | 22.2295 | 130787.5168 | 171709.2867 | 0 | 0 | 171709.2867 | 0.001958%
2028 | 452 | 452-1405 | Tier-2 | Tier-2---15 | 1--5 | 12 | 10 | 181.2174 | 99.84% | 0% | 0.161% | 15.0771 | 0 | 0 | 15.0771 | 0 | 13.0879 | 0.12687 | 103.1579 | 13.0879 | 0.12687 | 103.1579 | 15.3 | 0.14832 | 103.1579 | 8.32% | 0.001513 | 0.0013869 | 119773.5584 | 22556.6664 | 21.4776 | 97195.4144 | 119791.0842 | 0 | 0 | 119791.0842 | 0.0004972%
2028 | 452 | 452-38AE | Tier-2 | Tier-2---4 | 2--5 | 71 | 58 | 2823.7515 | 99.93% | 0% | 0.06613% | 230.5201 | 0 | 0 | 230.5201 | 0 | 200.1065 | 0.73586 | 271.9345 | 200.1065 | 0.73586 | 271.9345 | 233.9268 | 0.86023 | 271.9345 | 8.164% | 0.011395 | 0.010464 | 247801.8355 | 52326.7791 | 24.6712 | 195450.3852 | 247816.4128 | 0 | 0 | 247816.4128 | 0.007602%
2028 | 454 | 454-1814 | Tier-2 | Tier-2---20 | 4--2 | 3 | 3 | 39.0262 | 97.23% | 2.586% | 0.1833% | 3.7945 | 0 | 0 | 3.7945 | 0 | 3.2939 | 0.038062 | 86.541 | 3.2939 | 0.038062 | 86.541 | 3.8506 | 0.044495 | 86.541 | 9.723% | 0.072066 | 0.064859 | 541.534 | 85.8986 | 12.987 | 442.6484 | 543.2003 | 0 | 0 | 543.2003 | 0.0001251%
2028 | 454 | 454-48F | Tier-2 | Tier-2---4 | 4--5 | 53 | 41 | 3441.1661 | 99.7% | 0.2542% | 0.04705% | 265.4015 | 0 | 0 | 265.4015 | 0 | 230.3858 | 0.52018 | 442.8972 | 230.3858 | 0.52018 | 442.8972 | 269.3236 | 0.6081 | 442.8972 | 7.713% | 0.085487 | 0.078874 | 40253.7717 | 13127.3131 | 90.5163 | 27035.9424 | 40263.9391 | 0 | 0 | 40263.9391 | 0.008752%
2028 | 454 | 454-49F | Tier-2 | Tier-2---13 | 4--3 | 52 | 1 | 292.9743 | 76.06% | 23.59% | 0.3558% | 0.42851 | 0 | 0 | 0.42851 | 0 | 0.37198 | 0.012687 | 29.3187 | 0.37198 | 0.012687 | 29.3187 | 0.43484 | 0.014832 | 29.3187 | 0.1463% | 0.077203 | 0.077055 | 3794.8464 | 847.9473 | 816.929 | 2129.9701 | 3796.5972 | 0 | 0 | 3796.5972 | 1.413e-05%
2028 | 463 | 463-1136F | Tier-2 | Tier-2---18 | 4--2 | 11 | 10 | 88.0149 | 97.35% | 2.233% | 0.4157% | 7.7894 | 0 | 0 | 7.7894 | 0 | 6.7617 | 0.12687 | 53.2952 | 6.7617 | 0.12687 | 53.2952 | 7.9045 | 0.14832 | 53.2952 | 8.85% | 0.060434 | 0.05494 | 1456.3858 | 230.2642 | 26.4999 | 1199.6216 | 1460.2434 | 0 | 0 | 1460.2434 | 0.0002569%
2028 | 463 | 463-1229 | Tier-2 | Tier-2---9 | 5--4 | 231 | 198 | 1378.3182 | 99.02% | 0.574% | 0.4088% | 116.9805 | 0 | 0 | 116.9805 | 0 | 101.5467 | 2.5121 | 40.4233 | 101.5467 | 2.5121 | 40.4233 | 118.7092 | 2.9367 | 40.4233 | 8.487% | 0.096723 | 0.088432 | 14250.1892 | 3311.1583 | 71.0827 | 10867.9482 | 14263.3187 | 0 | 0 | 14263.3187 | 0.003858%
2028 | 470 | 470-40AE | Tier-2 | Tier-2---4 | 4--5 | 142 | 125 | 5264.9688 | 98.33% | 1.599% | 0.07273% | 455.719 | 0 | 0 | 455.719 | 0 | 395.5938 | 1.5859 | 249.4426 | 395.5938 | 1.5859 | 249.4426 | 462.4537 | 1.8539 | 249.4426 | 8.656% | 0.091034 | 0.08302 | 57835.1917 | 10044.8198 | 839.6266 | 46950.7453 | 57928.5003 | 0 | 0 | 57928.5003 | 0.01503%
2028 | 470 | 470-47R | Tier-3 | Tier-3---2 | 5--5 | 534 | 475 | 16740.3912 | 99.37% | 0.5365% | 0.09319% | 1479.703 | 0 | 0 | 1479.703 | 0 | 1284.4786 | 6.0265 | 213.1397 | 1284.4786 | 6.0265 | 213.1397 | 1501.5702 | 7.045 | 213.1397 | 8.839% | 0.16225 | 0.14782 | 103174.1084 | 18151.9385 | 504.5592 | 84517.6107 | 103237.5416 | 0 | 0 | 103237.5416 | 0.0488%
2028 | 471 | 471-36F | Tier-2 | Tier-2---4 | 4--5 | 128 | 21 | 4253.6671 | 94.96% | 4.983% | 0.06005% | 66.2676 | 0 | 0 | 66.2676 | 0 | 57.5246 | 0.26643 | 215.9064 | 57.5246 | 0.26643 | 215.9064 | 67.2469 | 0.31146 | 215.9064 | 1.558% | 0.093079 | 0.091552 | 45699.6343 | 7333.0142 | 2085.1053 | 36281.5148 | 45738.0729 | 0 | 0 | 45738.0729 | 0.002185%
2028 | 500 | 500-1531 | Tier-2 | Tier-2---10 | 4--4 | 20 | 16 | 800.5503 | 21.6% | 78.32% | 0.07823% | 13.8344 | 0 | 0 | 13.8344 | 0 | 12.0091 | 0.203 | 59.1593 | 12.0091 | 0.203 | 59.1593 | 14.0388 | 0.23731 | 59.1593 | 1.728% | 0.071178 | 0.065484 | 11247.1911 | 406.5986 | 8046.836 | 2793.7565 | 12013.9429 | 0 | 0 | 12013.9429 | 0.0004562%
2028 | 501 | 501-786 | Tier-2 | Tier-2---14 | 2--5 | 23 | 22 | 204.0835 | 99.63% | 0% | 0.368% | 19.4492 | 0 | 0 | 19.4492 | 0 | 16.8832 | 0.27912 | 60.487 | 16.8832 | 0.27912 | 60.487 | 19.7366 | 0.32629 | 60.487 | 9.53% | 0.0050324 | 0.004551 | 40553.9202 | 6567.6362 | 21.2746 | 33965.0094 | 40569.7066 | 0 | 0 | 40569.7066 | 0.0006414%
2028 | 504 | 504-2501R | Tier-2 | Tier-2---9 | 3--5 | 154 | 23 | 733.6834 | 99.51% | 0% | 0.4917% | 10.9037 | 0 | 0 | 10.9037 | 0 | 9.4652 | 0.29181 | 32.4363 | 9.4652 | 0.29181 | 32.4363 | 11.0649 | 0.34113 | 32.4363 | 1.486% | 0.021593 | 0.02127 | 33978.4661 | 5431.2856 | 538.4348 | 28008.7457 | 33980.9991 | 0 | 0 | 33980.9991 | 0.0003596%
2028 | 520 | 520-1045R | Tier-2 | Tier-2---5 | 5--4 | 180 | 156 | 2978.814 | 97.34% | 2.471% | 0.184% | 251.3089 | 0 | 0 | 251.3089 | 0 | 218.1525 | 1.9792 | 110.2216 | 218.1525 | 1.9792 | 110.2216 | 255.0227 | 2.3137 | 110.2216 | 8.437% | 0.26824 | 0.24499 | 11105.2066 | 1577.7553 | 240.9549 | 9286.4963 | 11133.1875 | 0 | 0 | 11133.1875 | 0.008287%
2028 | 520 | 520-10R | Tier-2 | Tier-2---7 | 4--5 | 155 | 112 | 1478.7446 | 97.97% | 1.759% | 0.2664% | 104.6866 | 0 | 0 | 104.6866 | 0 | 90.8748 | 1.421 | 63.9524 | 90.8748 | 1.421 | 63.9524 | 106.2337 | 1.6611 | 63.9524 | 7.079% | 0.046043 | 0.042716 | 32116.3215 | 6760.2491 | 666.312 | 24689.7604 | 32166.9954 | 0 | 0 | 32166.9954 | 0.003452%
2028 | 520 | 520-1489R | Tier-2 | Tier-2---8 | 5--5 | 408 | 329 | 2637.9338 | 96.76% | 2.798% | 0.4462% | 205.8159 | 0 | 0 | 205.8159 | 0 | 178.6616 | 4.1741 | 42.8022 | 178.6616 | 4.1741 | 42.8022 | 208.8575 | 4.8796 | 42.8022 | 7.802% | 0.13822 | 0.12707 | 19085.4238 | 2512.9913 | 492.8345 | 16079.598 | 19139.7224 | 0 | 0 | 19139.7224 | 0.006787%
2028 | 520 | 520-1509R | Tier-2 | Tier-2---5 | 5--4 | 401 | 276 | 3413.9118 | 92.72% | 6.994% | 0.2858% | 217.8673 | 0 | 0 | 217.8673 | 0 | 189.123 | 3.5017 | 54.009 | 189.123 | 3.5017 | 54.009 | 221.087 | 4.0935 | 54.009 | 6.382% | 0.28561 | 0.26595 | 11953.1797 | 1649.8318 | 753.7764 | 9549.5714 | 12017.4971 | 0 | 0 | 12017.4971 | 0.007184%
2028 | 520 | 520-1525R | Tier-2 | Tier-2---8 | 5--5 | 145 | 129 | 1632.8033 | 98.29% | 1.436% | 0.2778% | 142.774 | 0 | 0 | 142.774 | 0 | 123.9372 | 1.6367 | 75.7256 | 123.9372 | 1.6367 | 75.7256 | 144.884 | 1.9133 | 75.7256 | 8.744% | 0.099044 | 0.090232 | 16485.7021 | 3352.5642 | 292.1155 | 12841.0224 | 16513.2883 | 0 | 0 | 16513.2883 | 0.004708%
2028 | 520 | 520-1527R | Tier-3 | Tier-3---7 | 5--5 | 249 | 205 | 6763.0006 | 96.72% | 3.176% | 0.1068% | 538.5174 | 0 | 0 | 538.5174 | 0 | 467.4682 | 2.6009 | 179.7336 | 467.4682 | 2.6009 | 179.7336 | 546.4756 | 3.0405 | 179.7336 | 7.963% | 0.27105 | 0.24873 | 24951.4497 | 4456.278 | 731.2619 | 19763.9099 | 25024.926 | 0 | 0 | 25024.926 | 0.01776%
2028 | 520 | 520-1902R | Tier-2 | Tier-2---9 | 4--4 | 408 | 201 | 748.333 | 77.34% | 21.7% | 0.962% | 28.5115 | 0 | 0 | 28.5115 | 0 | 24.7498 | 2.5501 | 9.7053 | 24.7498 | 2.5501 | 9.7053 | 28.9328 | 2.9811 | 9.7053 | 3.81% | 0.058932 | 0.056029 | 12698.2886 | 2074.7299 | 2551.2719 | 8072.2868 | 12847.4075 | 0 | 0 | 12847.4075 | 0.0009402%
2028 | 520 | 520-1904 | Tier-3 | Tier-3---13 | 4--5 | 276 | 149 | 2084.5359 | 96.48% | 3.265% | 0.2521% | 108.5766 | 0 | 0 | 108.5766 | 0 | 94.2515 | 1.8904 | 49.8578 | 94.2515 | 1.8904 | 49.8578 | 110.1811 | 2.2099 | 49.8578 | 5.209% | 0.05278 | 0.04993 | 39495.106 | 6591.0687 | 1215.4691 | 31688.5681 | 39574.3799 | 0 | 0 | 39574.3799 | 0.00358%
2028 | 520 | 520-1936 | Tier-3 | Tier-3---20 | 1--5 | 4 | 3 | 63.7111 | 99.77% | 0% | 0.2279% | 4.7674 | 0 | 0 | 4.7674 | 0 | 4.1385 | 0.038062 | 108.7296 | 4.1385 | 0.038062 | 108.7296 | 4.8379 | 0.044495 | 108.7296 | 7.483% | 0.0006668 | 0.00061679 | 95547.5888 | 14906.0915 | 19.7801 | 80621.7172 | 95565.2438 | 0 | 0 | 95565.2438 | 0.0001572%
2028 | 520 | 520-22R | Tier-2 | Tier-2---14 | 4--4 | 113 | 54 | 258.296 | 74.72% | 24.53% | 0.7505% | 9.2233 | 0 | 0 | 9.2233 | 0 | 8.0065 | 0.68511 | 11.6863 | 8.0065 | 0.68511 | 11.6863 | 9.3596 | 0.80091 | 11.6863 | 3.571% | 0.036011 | 0.03429 | 7172.7783 | 1320.6919 | 1869.4908 | 3982.5956 | 7263.7681 | 0 | 0 | 7263.7681 | 0.0003042%
2028 | 520 | 520-35R | Tier-3 | Tier-3---9 | 5--5 | 306 | 275 | 4997.7942 | 96.49% | 3.313% | 0.193% | 433.4028 | 0 | 0 | 433.4028 | 0 | 376.2219 | 3.489 | 107.8307 | 376.2219 | 3.489 | 107.8307 | 439.8076 | 4.0787 | 107.8307 | 8.672% | 0.28544 | 0.25979 | 17509.0395 | 2720.8213 | 525.8469 | 14262.3712 | 17569.648 | 0 | 0 | 17569.648 | 0.01429%
2028 | 520 | 520-45 | Tier-2 | Tier-2---8 | 5--5 | 219 | 176 | 2044.6463 | 97.57% | 2.13% | 0.298% | 160.3287 | 0 | 0 | 160.3287 | 0 | 139.1758 | 2.233 | 62.3278 | 139.1758 | 2.233 | 62.3278 | 162.6981 | 2.6104 | 62.3278 | 7.841% | 0.10446 | 0.096067 | 19573.1854 | 2561.9074 | 366.8903 | 16644.3877 | 19614.7179 | 0 | 0 | 19614.7179 | 0.005287%
2028 | 521 | 521-14R | Tier-3 | Tier-3---5 | 5--5 | 315 | 264 | 11350.2874 | 96.69% | 3.233% | 0.07621% | 919.7864 | 0 | 0 | 919.7864 | 0 | 798.4346 | 3.3494 | 238.3782 | 798.4346 | 3.3494 | 238.3782 | 933.3791 | 3.9155 | 238.3782 | 8.104% | 0.27097 | 0.24826 | 41888.3276 | 6522.016 | 1245.0082 | 34121.3033 | 42015.1151 | 0 | 0 | 42015.1151 | 0.03033%
2028 | 521 | 521-1819R | Tier-2 | Tier-2---9 | 4--5 | 199 | 136 | 810.9996 | 89.31% | 10.24% | 0.4457% | 49.5022 | 0 | 0 | 49.5022 | 0 | 42.9711 | 1.7255 | 24.904 | 42.9711 | 1.7255 | 24.904 | 50.2337 | 2.0171 | 24.904 | 6.104% | 0.043667 | 0.040683 | 18572.4528 | 3866.096 | 1843.7459 | 12862.6109 | 18718.0421 | 0 | 0 | 18718.0421 | 0.001632%
2028 | 521 | 521-1856R | Tier-3 | Tier-3---6 | 5--5 | 335 | 276 | 8477.8617 | 97.79% | 2.104% | 0.1048% | 683.0496 | 0 | 0 | 683.0496 | 0 | 592.9315 | 3.5017 | 169.3271 | 592.9315 | 3.5017 | 169.3271 | 693.1437 | 4.0935 | 169.3271 | 8.057% | 0.15411 | 0.14141 | 55012.684 | 8678.1991 | 1054.7005 | 45279.7844 | 55121.7635 | 0 | 0 | 55121.7635 | 0.02252%
2028 | 521 | 521-18R | Tier-3 | Tier-3---6 | 4--5 | 307 | 264 | 8713.0173 | 99.36% | 0.5424% | 0.09583% | 744.4805 | 0 | 0 | 744.4805 | 0 | 646.2576 | 3.3494 | 192.9447 | 646.2576 | 3.3494 | 192.9447 | 755.4825 | 3.9155 | 192.9447 | 8.544% | 0.071321 | 0.065188 | 122165.8816 | 19717.7113 | 666.3639 | 101781.8064 | 122239.2425 | 0 | 0 | 122239.2425 | 0.02455%
2028 | 521 | 521-27R | Tier-2 | Tier-2---3 | 4--5 | 358 | 247 | 5618.6229 | 98.78% | 1.092% | 0.1294% | 382.9204 | 0 | 0 | 382.9204 | 0 | 332.3998 | 3.1338 | 106.0706 | 332.3998 | 3.1338 | 106.0706 | 388.5792 | 3.6634 | 106.0706 | 6.815% | 0.063668 | 0.059275 | 88249.328 | 16011.7412 | 1005.788 | 71231.7988 | 88329.1802 | 0 | 0 | 88329.1802 | 0.01263%
2028 | 521 | 521-32R | Tier-3 | Tier-3---4 | 5--5 | 232 | 207 | 12241.7135 | 99.38% | 0.5642% | 0.05689% | 1085.4723 | 0 | 0 | 1085.4723 | 0 | 942.2607 | 2.6263 | 358.783 | 942.2607 | 2.6263 | 358.783 | 1101.5135 | 3.0701 | 358.783 | 8.867% | 0.14844 | 0.13519 | 82470.5463 | 14293.5118 | 425.937 | 67751.0975 | 82520.7263 | 0 | 0 | 82520.7263 | 0.03579%
2028 | 521 | 521-700R | Tier-2 | Tier-2---3 | 4--5 | 437 | 328 | 9012.5446 | 99.05% | 0.8425% | 0.1052% | 670.0457 | 0 | 0 | 670.0457 | 0 | 581.6434 | 4.1614 | 139.77 | 581.6434 | 4.1614 | 139.77 | 679.9477 | 4.8648 | 139.77 | 7.435% | 0.074421 | 0.068835 | 121102.821 | 22486.5784 | 1104.4304 | 97511.8122 | 121195.9527 | 0 | 0 | 121195.9527 | 0.0221%
2028 | 522 | 522-34 | Tier-2 | Tier-2---16 | 4--3 | 64 | 34 | 112.7117 | 43.02% | 55.81% | 1.165% | 2.5762 | 0 | 0 | 2.5762 | 0 | 2.2363 | 0.43137 | 5.1843 | 2.2363 | 0.43137 | 5.1843 | 2.6143 | 0.50427 | 5.1843 | 2.286% | 0.030009 | 0.028415 | 3755.9309 | 247.8638 | 2031.3846 | 1476.6825 | 3875.9946 | 0 | 0 | 3875.9946 | 8.495e-05%
2028 | 522 | 522-36 | Tier-2 | Tier-2---16 | 4--3 | 93 | 42 | 116.9577 | 22.53% | 76.17% | 1.295% | 1.1902 | 0 | 0 | 1.1902 | 0 | 1.0332 | 0.53287 | 1.9389 | 1.0332 | 0.53287 | 1.9389 | 1.2078 | 0.62293 | 1.9389 | 1.018% | 0.031092 | 0.029687 | 3761.7134 | 135.7107 | 2618.1163 | 1007.8864 | 3899.5408 | 0 | 0 | 3899.5408 | 3.925e-05%
2028 | 522 | 522-38R | Tier-2 | Tier-2---6 | 4--5 | 606 | 354 | 5639.8414 | 96.44% | 3.339% | 0.2198% | 317.7319 | 0 | 0 | 317.7319 | 0 | 275.812 | 4.4913 | 61.4103 | 275.812 | 4.4913 | 61.4103 | 322.4274 | 5.2504 | 61.4103 | 5.634% | 0.088602 | 0.083426 | 63653.5146 | 14842.1478 | 2035.9127 | 46775.4541 | 63794.0476 | 0 | 0 | 63794.0476 | 0.01048%
2028 | 523 | 523-31AE | Tier-2 | Tier-2---14 | 4--4 | 199 | 99 | 305.199 | 11.7% | 87.21% | 1.095% | 1.7759 | 0 | 0 | 1.7759 | 0 | 1.5416 | 1.256 | 1.2273 | 1.5416 | 1.256 | 1.2273 | 1.8022 | 1.4683 | 1.2273 | 0.5819% | 0.037419 | 0.035558 | 8156.1707 | 205.0688 | 6422.8624 | 1528.2395 | 8533.2286 | 0 | 0 | 8533.2286 | 5.856e-05%
2028 | 524 | 524-1782F | Tier-3 | Tier-3---10 | 4--5 | 231 | 173 | 5468.1345 | 99.78% | 0.1144% | 0.1099% | 408.5997 | 0 | 0 | 408.5997 | 0 | 354.6911 | 2.1949 | 161.5978 | 354.6911 | 2.1949 | 161.5978 | 414.638 | 2.5659 | 161.5978 | 7.472% | 0.040404 | 0.037378 | 135337.1336 | 26288.6429 | 296.748 | 108751.7427 | 135361.7106 | 0 | 0 | 135361.7106 | 0.01347%
2028 | 524 | 524-27R | Tier-3 | Tier-3---4 | 4--5 | 489 | 289 | 11317.6942 | 99.77% | 0.1414% | 0.08951% | 667.3334 | 0 | 0 | 667.3334 | 0 | 579.2889 | 3.6666 | 157.9896 | 579.2889 | 3.6666 | 157.9896 | 677.1953 | 4.2863 | 157.9896 | 5.896% | 0.060207 | 0.056649 | 187979.0829 | 37296.5794 | 584.5714 | 150097.9321 | 188006.3499 | 0 | 0 | 188006.3499 | 0.02201%
2028 | 524 | 524-46R | Tier-3 | Tier-3---4 | 5--5 | 283 | 223 | 13710.9533 | 98.99% | 0.9557% | 0.05722% | 1069.4603 | 0 | 0 | 1069.4603 | 0 | 928.3612 | 2.8293 | 328.128 | 928.3612 | 2.8293 | 328.128 | 1085.2648 | 3.3074 | 328.128 | 7.8% | 0.18916 | 0.17425 | 72484.9745 | 13906.2618 | 666.7027 | 57912.0099 | 72547.7776 | 0 | 0 | 72547.7776 | 0.03527%
2028 | 524 | 524-50R | Tier-3 | Tier-3---7 | 5--5 | 283 | 204 | 8801.877 | 98.2% | 1.718% | 0.0819% | 623.0646 | 0 | 0 | 623.0646 | 0 | 540.8607 | 2.5882 | 208.9712 | 540.8607 | 2.5882 | 208.9712 | 632.2723 | 3.0256 | 208.9712 | 7.079% | 0.18313 | 0.16993 | 48062.3901 | 8095.7209 | 755.2397 | 39211.4295 | 48129.575 | 0 | 0 | 48129.575 | 0.02055%
2028 | 524 | 524-69R | Tier-3 | Tier-3---1 | 5--5 | 842 | 634 | 40375.3309 | 99.03% | 0.9107% | 0.05596% | 3010.7489 | 0 | 0 | 3010.7489 | 0 | 2613.5263 | 8.0437 | 324.9142 | 2613.5263 | 8.0437 | 324.9142 | 3055.242 | 9.4032 | 324.9142 | 7.457% | 0.27264 | 0.25211 | 148092.4418 | 24296.9603 | 1265.0887 | 122530.3927 | 148209.0145 | 0 | 0 | 148209.0145 | 0.09928%
2028 | 540 | 540-241R | Tier-2 | Tier-2---9 | 4--5 | 18 | 18 | 833.6308 | 67.75% | 32.17% | 0.07637% | 56.479 | 0 | 0 | 56.479 | 0 | 49.0274 | 0.22837 | 214.6831 | 49.0274 | 0.22837 | 214.6831 | 57.3136 | 0.26697 | 214.6831 | 6.775% | 0.047942 | 0.043147 | 17388.4645 | 1898.6352 | 5274.4553 | 10215.374 | 18011.5394 | 0 | 0 | 18011.5394 | 0.001862%
2028 | 591 | 591-1594R | Tier-2 | Tier-2---12 | 4--4 | 92 | 11 | 519.9571 | 96.32% | 3.27% | 0.4047% | 5.9884 | 0 | 0 | 5.9884 | 0 | 5.1983 | 0.13956 | 37.2479 | 5.1983 | 0.13956 | 37.2479 | 6.0769 | 0.16315 | 37.2479 | 1.152% | 0.047196 | 0.046632 | 11017.0212 | 2112.3756 | 330.6194 | 8574.0262 | 11021.9208 | 0 | 0 | 11021.9208 | 0.0001975%
2028 | 594 | 594-1379F | Tier-2 | Tier-2---17 | 1--5 | 9 | 9 | 49.4293 | 99.41% | 0% | 0.5897% | 4.9138 | 0 | 0 | 4.9138 | 0 | 4.2655 | 0.11419 | 37.3557 | 4.2655 | 0.11419 | 37.3557 | 4.9864 | 0.13348 | 37.3557 | 9.941% | 0.0021822 | 0.001964 | 22651.1445 | 6586.9703 | 15.0709 | 16049.1033 | 22665.986 | 0 | 0 | 22665.986 | 0.000162%
2028 | 597 | 597-595 | Tier-2 | Tier-2---1 | 5--5 | 398 | 360 | 18774.394 | 95.55% | 4.388% | 0.06321% | 1622.6031 | 0 | 0 | 1622.6031 | 0 | 1408.5252 | 4.5674 | 308.385 | 1408.5252 | 4.5674 | 308.385 | 1646.5821 | 5.3394 | 308.385 | 8.643% | 0.15307 | 0.13922 | 122655.7075 | 27181.9194 | 4937.1438 | 90536.6442 | 123198.6104 | 0 | 0 | 123198.6104 | 0.05351%
2028 | 599 | 599-19R | Tier-2 | Tier-2---1 | 5--5 | 753 | 631 | 25743.4561 | 99.4% | 0.5253% | 0.0786% | 2144.2272 | 0 | 0 | 2144.2272 | 0 | 1861.329 | 8.0057 | 232.501 | 1861.329 | 8.0057 | 232.501 | 2175.9148 | 9.3587 | 232.501 | 8.329% | 0.15161 | 0.13891 | 169796.7072 | 27439.4443 | 825.3004 | 141531.9625 | 169890.485 | 0 | 0 | 169890.485 | 0.07071%
2028 | 67 | 67-24R | Tier-3 | Tier-3---13 | 5--4 | 344 | 278 | 2610.8 | 93.6% | 6.065% | 0.3401% | 197.4758 | 0 | 0 | 197.4758 | 0 | 171.4218 | 3.5271 | 48.6018 | 171.4218 | 3.5271 | 48.6018 | 200.3941 | 4.1232 | 48.6018 | 7.564% | 0.2194 | 0.20167 | 11899.5856 | 1685.3261 | 658.8049 | 9555.4545 | 11966.592 | 0 | 0 | 11966.592 | 0.006512%
2028 | 67 | 67-34R | Tier-3 | Tier-3---11 | 5--5 | 551 | 445 | 4180.1374 | 93.8% | 5.869% | 0.3284% | 316.6756 | 0 | 0 | 316.6756 | 0 | 274.895 | 5.6458 | 48.6898 | 274.895 | 5.6458 | 48.6898 | 321.3554 | 6.6001 | 48.6898 | 7.576% | 0.24743 | 0.22745 | 16893.949 | 2506.1553 | 940.0965 | 13447.6972 | 16985.9327 | 0 | 0 | 16985.9327 | 0.01044%
2028 | 67 | 67-37R | Tier-3 | Tier-3---17 | 5--3 | 190 | 159 | 622.3042 | 87.18% | 11.98% | 0.8373% | 45.4006 | 0 | 0 | 45.4006 | 0 | 39.4107 | 2.0173 | 19.5366 | 39.4107 | 2.0173 | 19.5366 | 46.0716 | 2.3582 | 19.5366 | 7.296% | 0.20095 | 0.18413 | 3096.8174 | 368.9872 | 339.0656 | 2388.7646 | 3133.0759 | 0 | 0 | 3133.0759 | 0.001497%
2028 | 67 | 67-45R | Tier-3 | Tier-3---15 | 5--4 | 233 | 198 | 1627.9508 | 92.79% | 6.809% | 0.4053% | 128.3604 | 0 | 0 | 128.3604 | 0 | 111.4252 | 2.5121 | 44.3557 | 111.4252 | 2.5121 | 44.3557 | 130.2573 | 2.9367 | 44.3557 | 7.885% | 0.20887 | 0.19112 | 7793.9219 | 1114.9846 | 483.0899 | 6195.8475 | 7846.1418 | 0 | 0 | 7846.1418 | 0.004233%
2028 | 73 | 73-1130R | Tier-3 | Tier-3---9 | 5--5 | 310 | 229 | 6201.607 | 97.29% | 2.601% | 0.1104% | 445.698 | 0 | 0 | 445.698 | 0 | 386.8949 | 2.9054 | 133.1645 | 386.8949 | 2.9054 | 133.1645 | 452.2845 | 3.3964 | 133.1645 | 7.187% | 0.2182 | 0.20208 | 28421.9762 | 4506.0463 | 681.7619 | 23234.168 | 28483.441 | 0 | 0 | 28483.441 | 0.0147%
2028 | 73 | 73-1163 | Tier-3 | Tier-3---4 | 5--5 | 326 | 242 | 15337.1849 | 98.56% | 1.393% | 0.04595% | 1122.1435 | 0 | 0 | 1122.1435 | 0 | 974.0937 | 3.0703 | 317.2609 | 974.0937 | 3.0703 | 317.2609 | 1138.7267 | 3.5892 | 317.2609 | 7.316% | 0.22506 | 0.20836 | 68145.9431 | 11285.6081 | 934.2701 | 55926.0649 | 68224.5761 | 0 | 0 | 68224.5761 | 0.037%
2028 | 73 | 73-1164 | Tier-3 | Tier-3---13 | 5--4 | 46 | 34 | 2448.8293 | 98.64% | 1.317% | 0.04316% | 178.5379 | 0 | 0 | 178.5379 | 0 | 154.9826 | 0.43137 | 359.2817 | 154.9826 | 0.43137 | 359.2817 | 181.1764 | 0.50427 | 359.2817 | 7.291% | 0.18614 | 0.17238 | 13155.649 | 2050.8097 | 155.9445 | 10948.8948 | 13169.9339 | 0 | 0 | 13169.9339 | 0.005888%
2028 | 73 | 73-23R | Tier-3 | Tier-3---9 | 5--5 | 188 | 158 | 5733.7907 | 98.41% | 1.505% | 0.0877% | 474.2097 | 0 | 0 | 474.2097 | 0 | 411.6449 | 2.0046 | 205.351 | 411.6449 | 2.0046 | 205.351 | 481.2176 | 2.3434 | 205.351 | 8.27% | 0.21349 | 0.19555 | 26857.2697 | 4453.5755 | 373.1893 | 22030.5049 | 26896.5064 | 0 | 0 | 26896.5064 | 0.01564%
2028 | 73 | 73-678R | Tier-3 | Tier-3---5 | 5--5 | 313 | 270 | 10591.3769 | 98.31% | 1.605% | 0.08417% | 898.1963 | 0 | 0 | 898.1963 | 0 | 779.693 | 3.4256 | 227.6098 | 779.693 | 3.4256 | 227.6098 | 911.4699 | 4.0045 | 227.6098 | 8.48% | 0.23776 | 0.21725 | 44546.6543 | 7354.6581 | 672.0109 | 36519.9852 | 44617.71 | 0 | 0 | 44617.71 | 0.02962%
2028 | 73 | 73-683R | Tier-3 | Tier-3---7 | 5--5 | 273 | 226 | 9288.0329 | 98.43% | 1.494% | 0.07761% | 756.8138 | 0 | 0 | 756.8138 | 0 | 656.9637 | 2.8673 | 229.1206 | 656.9637 | 2.8673 | 229.1206 | 767.9981 | 3.3519 | 229.1206 | 8.148% | 0.22716 | 0.20835 | 40887.9849 | 6381.0644 | 580.3589 | 33926.5617 | 40945.9903 | 0 | 0 | 40945.9903 | 0.02496%
2028 | 75 | 75-2257F | Tier-3 | Tier-3---20 | 1--5 | 4 | 4 | 17.7969 | 99.34% | 0% | 0.6614% | 1.7679 | 0 | 0 | 1.7679 | 0 | 1.5347 | 0.050749 | 30.2403 | 1.5347 | 0.050749 | 30.2403 | 1.794 | 0.059326 | 30.2403 | 9.934% | 0.0002804 | 0.00025236 | 63469.7957 | 10131.5901 | 38.1351 | 53300.0705 | 63516.4404 | 0 | 0 | 63516.4404 | 5.83e-05%
2028 | 75 | 75-2258F | Tier-3 | Tier-3---21 | 2--2 | 4 | 3 | 4.4231 | 0% | 100% | 0% | 0 | 0 | 0 | 0 | 0 | 0 | 0.038062 | 0 | 0 | 0.038062 | 0 | 0 | 0.044495 | 0 | 0% | 0.0051944 | 0.0048048 | 851.5125 | 1.4212 | 766.2233 | 83.868 | 920.554 | 0 | 0 | 920.554 | 0%
2028 | 75 | 75-2259F | Tier-3 | Tier-3---12 | 3--5 | 140 | 102 | 3135.4576 | 99.77% | 0.1421% | 0.08717% | 227.9168 | 0 | 0 | 227.9168 | 0 | 197.8467 | 1.2941 | 152.8832 | 197.8467 | 1.2941 | 152.8832 | 231.285 | 1.5128 | 152.8832 | 7.269% | 0.020337 | 0.018856 | 154171.9995 | 31533.3232 | 223.914 | 122414.7623 | 154199.7709 | 0 | 0 | 154199.7709 | 0.007516%
2028 | 75 | 75-2260F | Tier-3 | Not Applicable | Not Applicable | 2 | 1 | 0 | 0% | 0% | 0% | 0 | 0 | 0 | 0 | 0 | 0 | 0.012687 | 0 | 0 | 0.012687 | 0 | 0 | 0.014832 | 0 | 0% | 0 | 0 | 0 | 0 | 0 | 0 | 0 | 0 | 0 | 0 | 0%
2028 | 75 | 75-32R | Tier-3 | Tier-3---13 | 3--5 | 84 | 65 | 1708.3855 | 99.57% | 0.3134% | 0.112% | 131.6342 | 0 | 0 | 131.6342 | 0 | 114.2671 | 0.82467 | 138.5603 | 114.2671 | 0.82467 | 138.5603 | 133.5795 | 0.96405 | 138.5603 | 7.705% | 0.014781 | 0.013637 | 115578.2654 | 21738.9456 | 361.961 | 93477.3588 | 115619.4966 | 0 | 0 | 115619.4966 | 0.004341%
2028 | 75 | 75-41 | Tier-3 | Tier-3---13 | 3--5 | 69 | 58 | 1937.5846 | 99.86% | 0.04507% | 0.0969% | 162.6382 | 0 | 0 | 162.6382 | 0 | 141.1806 | 0.73586 | 191.8572 | 141.1806 | 0.73586 | 191.8572 | 165.0417 | 0.86023 | 191.8572 | 8.394% | 0.0163 | 0.01493 | 118871.6769 | 26474.373 | 152.913 | 92244.3909 | 118887.1641 | 0 | 0 | 118887.1641 | 0.005363%
2028 | 75 | 75-996R | Tier-2 | Tier-2---7 | 4--5 | 319 | 241 | 2211.1377 | 99.23% | 0.4312% | 0.3416% | 165.7574 | 0 | 0 | 165.7574 | 0 | 143.8882 | 3.0576 | 47.0586 | 143.8882 | 3.0576 | 47.0586 | 168.2069 | 3.5744 | 47.0586 | 7.496% | 0.043997 | 0.040673 | 50256.3267 | 10744.6266 | 373.824 | 39137.876 | 50288.0665 | 0 | 0 | 50288.0665 | 0.005466%
2028 | 770 | 770-259R | Tier-2 | Tier-2---17 | 2--3 | 24 | 21 | 42.5113 | 97.49% | 0.5175% | 1.991% | 3.6264 | 0 | 0 | 3.6264 | 0 | 3.148 | 0.26643 | 11.8153 | 3.148 | 0.26643 | 11.8153 | 3.68 | 0.31146 | 11.8153 | 8.531% | 0.010605 | 0.0096772 | 4008.538 | 787.4023 | 25.9222 | 3195.2135 | 4018.1784 | 0 | 0 | 4018.1784 | 0.0001196%
2028 | 78 | 78-26R | Tier-3 | Tier-3---5 | 5--5 | 186 | 143 | 14526.7268 | 98.56% | 1.412% | 0.03052% | 1100.7243 | 0 | 0 | 1100.7243 | 0 | 955.5004 | 1.8143 | 526.6547 | 955.5004 | 1.8143 | 526.6547 | 1116.9909 | 2.1209 | 526.6547 | 7.577% | 0.34567 | 0.3191 | 42024.2818 | 6675.4461 | 542.9403 | 34805.8954 | 42074.7848 | 0 | 0 | 42074.7848 | 0.0363%
2028 | 78 | 78-35R | Tier-3 | Tier-3---10 | 2--5 | 29 | 29 | 5696.3358 | 99.98% | 0% | 0.01771% | 569.5327 | 0 | 0 | 569.5327 | 0 | 494.3915 | 0.36793 | 1343.7055 | 494.3915 | 0.36793 | 1343.7055 | 577.9493 | 0.43012 | 1343.7055 | 9.998% | 0.008188 | 0.0073692 | 695693.1861 | 112288.7116 | 42.5016 | 583361.9729 | 695706.8779 | 0 | 0 | 695706.8779 | 0.01878%
2028 | 78 | 78-782R | Tier-3 | Tier-3---7 | 5--5 | 33 | 32 | 7202.3158 | 99.51% | 0.4709% | 0.01666% | 695.0009 | 0 | 0 | 695.0009 | 0 | 603.3061 | 0.40599 | 1486 | 603.3061 | 0.40599 | 1486 | 705.2717 | 0.47461 | 1486 | 9.65% | 0.33808 | 0.30529 | 21303.7357 | 3625.7073 | 90.139 | 17587.8894 | 21314.8905 | 0 | 0 | 21314.8905 | 0.02292%
2028 | 788 | 788-34R | Tier-2 | Tier-2---6 | 5--5 | 521 | 143 | 9132.2366 | 94.33% | 5.547% | 0.1209% | 236.4489 | 0 | 0 | 236.4489 | 0 | 205.2531 | 1.8143 | 113.1318 | 205.2531 | 1.8143 | 113.1318 | 239.9432 | 2.1209 | 113.1318 | 2.589% | 0.12404 | 0.12064 | 73621.1831 | 18327.6204 | 3867.2587 | 51426.3041 | 73738.9357 | 0 | 0 | 73738.9357 | 0.007797%
2028 | 79 | 79-1215F | Tier-3 | Tier-3---18 | 5--3 | 9 | 5 | 324.1263 | 99.58% | 0.3619% | 0.05404% | 17.9321 | 0 | 0 | 17.9321 | 0 | 15.5662 | 0.063436 | 245.3833 | 15.5662 | 0.063436 | 245.3833 | 18.1971 | 0.074158 | 245.3833 | 5.532% | 0.1831 | 0.17293 | 1770.1913 | 278.679 | 8.5105 | 1483.0017 | 1770.6244 | 0 | 0 | 1770.6244 | 0.0005913%
2028 | 791 | 791-419F | Tier-2 | Tier-2---5 | 5--5 | 141 | 48 | 3349.7594 | 92.58% | 7.304% | 0.116% | 105.5733 | 0 | 0 | 105.5733 | 0 | 91.6445 | 0.60899 | 150.4861 | 91.6445 | 0.60899 | 150.4861 | 107.1335 | 0.71192 | 150.4861 | 3.152% | 0.11325 | 0.1094 | 29577.718 | 5038.7125 | 1957.3259 | 22581.6795 | 29655.0602 | 0 | 0 | 29655.0602 | 0.003481%
2028 | 79 | 79-658R | Tier-3 | Tier-3---5 | 5--5 | 198 | 185 | 12321.0759 | 99.26% | 0.6823% | 0.05367% | 1142.7385 | 0 | 0 | 1142.7385 | 0 | 991.9715 | 2.3471 | 422.6283 | 991.9715 | 2.3471 | 422.6283 | 1159.626 | 2.7438 | 422.6283 | 9.275% | 0.46655 | 0.42296 | 26408.7945 | 4377.4606 | 177.0739 | 21854.26 | 26428.8274 | 0 | 0 | 26428.8274 | 0.03768%
2028 | 79 | 79-660R | Tier-3 | Tier-3---14 | 5--3 | 179 | 159 | 2087.0386 | 97.47% | 2.263% | 0.2704% | 180.6886 | 0 | 0 | 180.6886 | 0 | 156.8495 | 2.0173 | 77.753 | 156.8495 | 2.0173 | 77.753 | 183.3588 | 2.3582 | 77.753 | 8.658% | 0.45747 | 0.41684 | 4562.1181 | 605.8757 | 102.8461 | 3853.3963 | 4573.3849 | 0 | 0 | 4573.3849 | 0.005958%
2028 | 79 | 79-668R | Tier-3 | Tier-3---15 | 5--3 | 309 | 206 | 1606.9068 | 70.93% | 28.63% | 0.4437% | 75.9811 | 0 | 0 | 75.9811 | 0 | 65.9566 | 2.6136 | 25.2361 | 65.9566 | 2.6136 | 25.2361 | 77.104 | 3.0553 | 25.2361 | 4.728% | 0.43999 | 0.41066 | 3652.1539 | 351.9998 | 935.9584 | 2364.1956 | 3727.9984 | 0 | 0 | 3727.9984 | 0.002506%
2028 | 79 | 79-676R | Tier-3 | Tier-3---5 | 5--5 | 138 | 80 | 9714.1464 | 98.29% | 1.686% | 0.02874% | 553.4853 | 0 | 0 | 553.4853 | 0 | 480.4613 | 1.015 | 473.3687 | 480.4613 | 1.015 | 473.3687 | 561.6648 | 1.1865 | 473.3687 | 5.698% | 0.38409 | 0.36182 | 25291.2629 | 4345.6054 | 407.8419 | 20537.8155 | 25317.9432 | 0 | 0 | 25317.9432 | 0.01825%
2028 | 79 | 79-679R | Tier-3 | Tier-3---3 | 5--5 | 192 | 130 | 18448.5828 | 98.9% | 1.079% | 0.02427% | 1235.3475 | 0 | 0 | 1235.3475 | 0 | 1072.3621 | 1.6493 | 650.1734 | 1072.3621 | 1.6493 | 650.1734 | 1253.6035 | 1.9281 | 650.1734 | 6.696% | 0.3939 | 0.36723 | 46835.416 | 7852.0838 | 464.0518 | 38519.2804 | 46872.9273 | 0 | 0 | 46872.9273 | 0.04074%
2028 | 79 | 79-685R | Tier-3 | Tier-3---14 | 5--4 | 74 | 65 | 2564.7524 | 99.37% | 0.5359% | 0.0899% | 223.8726 | 0 | 0 | 223.8726 | 0 | 194.336 | 0.82467 | 235.6519 | 194.336 | 0.82467 | 235.6519 | 227.181 | 0.96405 | 235.6519 | 8.729% | 0.43155 | 0.39364 | 5943.1342 | 854.3477 | 28.1313 | 5060.6552 | 5946.7155 | 0 | 0 | 5946.7155 | 0.007382%
2028 | 79 | 79-714R | Tier-3 | Tier-3---9 | 5--4 | 180 | 106 | 5536.6205 | 96.31% | 3.618% | 0.06787% | 314.028 | 0 | 0 | 314.028 | 0 | 272.5968 | 1.3449 | 202.6964 | 272.5968 | 1.3449 | 202.6964 | 318.6687 | 1.5721 | 202.6964 | 5.672% | 0.37772 | 0.35547 | 14658.165 | 2258.9978 | 483.8289 | 11915.3383 | 14691.972 | 0 | 0 | 14691.972 | 0.01036%
2028 | 79 | 79-785 | Tier-3 | Tier-3---3 | 5--5 | 427 | 238 | 18780.9285 | 97.14% | 2.812% | 0.0448% | 1016.9059 | 0 | 0 | 1016.9059 | 0 | 882.7406 | 3.0196 | 292.3393 | 882.7406 | 3.0196 | 292.3393 | 1031.9338 | 3.5299 | 292.3393 | 5.415% | 0.38023 | 0.35904 | 49393.626 | 8845.5666 | 1277.0593 | 39271.0002 | 49476.9043 | 0 | 0 | 49476.9043 | 0.03353%
2028 | 79 | 79-799R | Tier-3 | Tier-3---14 | 5--3 | 116 | 110 | 3034.8235 | 97.12% | 2.752% | 0.1275% | 279.4979 | 0 | 0 | 279.4979 | 0 | 242.6224 | 1.3956 | 173.8479 | 242.6224 | 1.3956 | 173.8479 | 283.6284 | 1.6315 | 173.8479 | 9.21% | 0.77068 | 0.6976 | 3937.8445 | 548.6205 | 97.3974 | 3291.8266 | 3949.7239 | 0 | 0 | 3949.7239 | 0.009217%
2028 | 79 | 79-808R | Tier-3 | Tier-3---3 | 5--5 | 218 | 192 | 19978.3255 | 99.23% | 0.7353% | 0.0338% | 1746.0262 | 0 | 0 | 1746.0262 | 0 | 1515.6645 | 2.436 | 622.2043 | 1515.6645 | 2.436 | 622.2043 | 1771.8291 | 2.8477 | 622.2043 | 8.74% | 0.44563 | 0.40638 | 44831.6641 | 7188.3432 | 299.9404 | 37343.3805 | 44864.9647 | 0 | 0 | 44864.9647 | 0.05758%
2028 | 799 | 799-504R | Tier-2 | Tier-2---15 | 1--5 | 38 | 11 | 127.4062 | 99.28% | 0% | 0.716% | 3.6617 | 0 | 0 | 3.6617 | 0 | 3.1786 | 0.13956 | 22.7756 | 3.1786 | 0.13956 | 22.7756 | 3.7158 | 0.16315 | 22.7756 | 2.874% | 0.0046964 | 0.0045605 | 27128.474 | 7563.5291 | 572.4903 | 18992.4546 | 27134.2647 | 0 | 0 | 27134.2647 | 0.0001207%
2028 | 835 | 835-10F | Tier-2 | Tier-2---19 | 1--4 | 13 | 6 | 12.4137 | 98.83% | 0% | 1.166% | 0.56626 | 0 | 0 | 0.56626 | 0 | 0.49155 | 0.076124 | 6.4573 | 0.49155 | 0.076124 | 6.4573 | 0.57463 | 0.08899 | 6.4573 | 4.562% | 0.0010446 | 0.00099639 | 11883.6638 | 1899.9347 | 22.1501 | 9961.5789 | 11890.3663 | 0 | 0 | 11890.3663 | 1.867e-05%
2028 | 835 | 835-11F | Tier-2 | Tier-2---15 | 1--5 | 17 | 17 | 139.955 | 99.63% | 0% | 0.3714% | 13.9435 | 0 | 0 | 13.9435 | 0 | 12.1039 | 0.21568 | 56.1186 | 12.1039 | 0.21568 | 56.1186 | 14.1496 | 0.25214 | 56.1186 | 9.963% | 0.0041866 | 0.0037679 | 33429.2729 | 8048.3513 | 14.1386 | 25366.7829 | 33443.0691 | 0 | 0 | 33443.0691 | 0.0004598%
2028 | 835 | 835-35F | Tier-2 | Tier-2---19 | 1--5 | 3 | 3 | 6.7153 | 99.02% | 0% | 0.9775% | 0.66497 | 0 | 0 | 0.66497 | 0 | 0.57723 | 0.038062 | 15.1657 | 0.57723 | 0.038062 | 15.1657 | 0.67479 | 0.044495 | 15.1657 | 9.902% | 0.0003154 | 0.00028386 | 21291.4086 | 3424.4375 | 20.5737 | 17846.3975 | 21314.5344 | 0 | 0 | 21314.5344 | 2.193e-05%
2028 | 840 | 840-308F | Tier-2 | Tier-2---13 | 4--4 | 16 | 16 | 330.3488 | 99.39% | 0.4551% | 0.1546% | 32.8335 | 0 | 0 | 32.8335 | 0 | 28.5016 | 0.203 | 140.4043 | 28.5016 | 0.203 | 140.4043 | 33.3187 | 0.23731 | 140.4043 | 9.939% | 0.063249 | 0.056924 | 5222.9719 | 1196.0786 | 20.9413 | 4005.9521 | 5226.5099 | 0 | 0 | 5226.5099 | 0.001083%
2028 | 840 | 840-374 | Tier-2 | Tier-2---13 | 4--3 | 40 | 36 | 232.5563 | 96.66% | 2.796% | 0.5416% | 20.2316 | 0 | 0 | 20.2316 | 0 | 17.5623 | 0.45674 | 38.4513 | 17.5623 | 0.45674 | 38.4513 | 20.5306 | 0.53394 | 38.4513 | 8.7% | 0.064007 | 0.058246 | 3633.3054 | 565.5328 | 81.8411 | 2985.9315 | 3645.2974 | 0 | 0 | 3645.2974 | 0.0006672%
2028 | 855 | 855-46AE | Tier-2 | Tier-2---15 | 1--5 | 7 | 7 | 188.5529 | 99.88% | 0% | 0.1171% | 18.8332 | 0 | 0 | 18.8332 | 0 | 16.3484 | 0.088811 | 184.0813 | 16.3484 | 0.088811 | 184.0813 | 19.1115 | 0.10382 | 184.0813 | 9.988% | 0.0010888 | 0.00097992 | 173174.957 | 50966.8705 | 22.9996 | 122185.0869 | 173197.4932 | 0 | 0 | 173197.4932 | 0.000621%
2028 | 859 | 859-42R | Tier-2 | Tier-2---3 | 4--5 | 557 | 159 | 8606.9717 | 99.86% | 0% | 0.1411% | 245.346 | 0 | 0 | 245.346 | 0 | 212.9763 | 2.0173 | 105.576 | 212.9763 | 2.0173 | 105.576 | 248.9718 | 2.3582 | 105.576 | 2.851% | 0.067132 | 0.065215 | 128210.0534 | 20875.9672 | 105.3382 | 107228.748 | 128215.3699 | 0 | 0 | 128215.3699 | 0.008091%
2028 | 907 | 907-1475 | Tier-3 | Tier-3---21 | 3--1 | 4 | 4 | 4.2814 | 0% | 100% | 0% | 0 | 0 | 0 | 0 | 0 | 0 | 0.050749 | 0 | 0 | 0.050749 | 0 | 0 | 0.059326 | 0 | 0% | 0.017589 | 0.01583 | 243.4138 | 0.27581 | 199.7806 | 43.3575 | 270.4598 | 0 | 0 | 270.4598 | 0%
2028 | 907 | 907-1562AE | Tier-3 | Tier-3---6 | 4--5 | 162 | 123 | 8439.7692 | 97.62% | 2.35% | 0.03436% | 625.5206 | 0 | 0 | 625.5206 | 0 | 542.9926 | 1.5605 | 347.9525 | 542.9926 | 1.5605 | 347.9525 | 634.7646 | 1.8243 | 347.9525 | 7.412% | 0.054867 | 0.050701 | 153823.4412 | 28255.722 | 3280.1961 | 122287.5231 | 154124.7523 | 0 | 0 | 154124.7523 | 0.02063%
2028 | 907 | 907-1602 | Tier-3 | Tier-3---17 | 3--4 | 5 | 5 | 257.2419 | 98.67% | 1.294% | 0.04048% | 25.3809 | 0 | 0 | 25.3809 | 0 | 22.0323 | 0.063436 | 347.3126 | 22.0323 | 0.063436 | 347.3126 | 25.756 | 0.074158 | 347.3126 | 9.867% | 0.018131 | 0.016318 | 14188.117 | 2263.0518 | 146.1468 | 11778.9183 | 14209.1546 | 0 | 0 | 14209.1546 | 0.000837%
2028 | 907 | 907-1604 | Tier-3 | Tier-3---19 | 3--2 | 4 | 4 | 17.8439 | 83.33% | 16.48% | 0.1969% | 1.4869 | 0 | 0 | 1.4869 | 0 | 1.2907 | 0.050749 | 25.4331 | 1.2907 | 0.050749 | 25.4331 | 1.5089 | 0.059326 | 25.4331 | 8.333% | 0.017739 | 0.015965 | 1005.9134 | 134.52 | 136.2349 | 735.1585 | 1024.5483 | 0 | 0 | 1024.5483 | 4.903e-05%
2028 | 907 | 907-1702R | Tier-3 | Tier-3---6 | 4--5 | 148 | 117 | 9100.5582 | 99.73% | 0.2344% | 0.03926% | 717.4672 | 0 | 0 | 717.4672 | 0 | 622.8083 | 1.4844 | 419.5654 | 622.8083 | 1.4844 | 419.5654 | 728.07 | 1.7353 | 419.5654 | 7.884% | 0.061079 | 0.05625 | 148997.4926 | 27594.5733 | 329.8343 | 121073.085 | 149032.4931 | 0 | 0 | 149032.4931 | 0.02366%
2028 | 907 | 907-1716R | Tier-3 | Tier-3---2 | 4--5 | 388 | 278 | 27066.4552 | 99.19% | 0.7771% | 0.02941% | 1923.6578 | 0 | 0 | 1923.6578 | 0 | 1669.8603 | 3.5271 | 473.4417 | 1669.8603 | 3.5271 | 473.4417 | 1952.0858 | 4.1232 | 473.4417 | 7.107% | 0.088049 | 0.081741 | 307401.4891 | 65823.1334 | 2297.2385 | 239281.1172 | 307592.8237 | 0 | 0 | 307592.8237 | 0.06344%
2028 | 907 | 907-2820R | Tier-3 | Tier-3---10 | 4--5 | 33 | 29 | 6348.4755 | 99.98% | 0.008026% | 0.01607% | 557.7619 | 0 | 0 | 557.7619 | 0 | 484.1737 | 0.36793 | 1315.9345 | 484.1737 | 0.36793 | 1315.9345 | 566.0045 | 0.43012 | 1315.9345 | 8.786% | 0.082479 | 0.075231 | 76970.9977 | 15788.3869 | 6.9606 | 61175.6502 | 76972.7848 | 0 | 0 | 76972.7848 | 0.01839%
2028 | 908 | 908-1172R | Tier-2 | Tier-2---2 | 5--5 | 303 | 240 | 15766.5188 | 98.33% | 1.627% | 0.04735% | 1227.927 | 0 | 0 | 1227.927 | 0 | 1065.9206 | 3.0449 | 350.0618 | 1065.9206 | 3.0449 | 350.0618 | 1246.0734 | 3.5596 | 350.0618 | 7.788% | 0.20692 | 0.19053 | 76195.3215 | 14303.1214 | 1151.1077 | 60741.0923 | 76305.0467 | 0 | 0 | 76305.0467 | 0.04049%
2028 | 908 | 908-1236 | Tier-2 | Tier-2---2 | 5--5 | 166 | 130 | 11763.9311 | 98.8% | 1.165% | 0.03327% | 910.2348 | 0 | 0 | 910.2348 | 0 | 790.1431 | 1.6493 | 479.064 | 790.1431 | 1.6493 | 479.064 | 923.6863 | 1.9281 | 479.064 | 7.738% | 0.1877 | 0.173 | 62673.98 | 12802.8477 | 668.2172 | 49202.9151 | 62737.7769 | 0 | 0 | 62737.7769 | 0.03002%
2028 | 908 | 908-1368R | Tier-2 | Tier-2---5 | 5--5 | 471 | 386 | 5570.7929 | 96.25% | 3.531% | 0.2207% | 439.4181 | 0 | 0 | 439.4181 | 0 | 381.4435 | 4.8973 | 77.8886 | 381.4435 | 4.8973 | 77.8886 | 445.9118 | 5.725 | 77.8886 | 7.888% | 0.23644 | 0.21707 | 23560.7485 | 3807.7086 | 754.5572 | 18998.4826 | 23639.6494 | 0 | 0 | 23639.6494 | 0.01449%
2028 | 908 | 908-1370R | Tier-2 | Tier-2---8 | 5--4 | 150 | 131 | 1466.2762 | 91.81% | 7.905% | 0.289% | 117.5619 | 0 | 0 | 117.5619 | 0 | 102.0514 | 1.662 | 61.4015 | 102.0514 | 1.662 | 61.4015 | 119.2993 | 1.9429 | 61.4015 | 8.018% | 0.1878 | 0.1714 | 7807.4644 | 1287.0292 | 565.6485 | 5954.7867 | 7868.6819 | 0 | 0 | 7868.6819 | 0.003877%
2028 | 908 | 908-1372R | Tier-2 | Tier-2---2 | 5--5 | 123 | 89 | 7960.2903 | 98.35% | 1.621% | 0.03193% | 566.4697 | 0 | 0 | 566.4697 | 0 | 491.7326 | 1.1292 | 435.4819 | 491.7326 | 1.1292 | 435.4819 | 574.841 | 1.32 | 435.4819 | 7.116% | 0.17701 | 0.1642 | 44971.6131 | 9357.4907 | 670.8421 | 34943.2804 | 45029.5843 | 0 | 0 | 45029.5843 | 0.01868%
2028 | 908 | 908-2038R | Tier-2 | Tier-2---1 | 5--5 | 547 | 423 | 41258.5742 | 98.89% | 1.078% | 0.03081% | 3155.1751 | 0 | 0 | 3155.1751 | 0 | 2738.8976 | 5.3667 | 510.3481 | 2738.8976 | 5.3667 | 510.3481 | 3201.8025 | 6.2738 | 510.3481 | 7.647% | 0.23053 | 0.21271 | 178970.5163 | 35360.8505 | 1780.0078 | 141829.658 | 179136.8845 | 0 | 0 | 179136.8845 | 0.104%
2028 | 908 | 908-2040 | Tier-2 | Tier-2---5 | 5--5 | 162 | 124 | 3646.8048 | 91.91% | 7.986% | 0.1044% | 256.5556 | 0 | 0 | 256.5556 | 0 | 222.7069 | 1.5732 | 141.5609 | 222.7069 | 1.5732 | 141.5609 | 260.347 | 1.8391 | 141.5609 | 7.035% | 0.17929 | 0.16557 | 20339.8492 | 3923.1303 | 1491.1287 | 14925.5902 | 20476.2423 | 0 | 0 | 20476.2423 | 0.00846%
2028 | 908 | 908-2055F | Tier-3 | Tier-3---2 | 5--5 | 363 | 282 | 22564.0783 | 99.08% | 0.8792% | 0.03652% | 1736.8596 | 0 | 0 | 1736.8596 | 0 | 1507.7074 | 3.5778 | 421.4044 | 1507.7074 | 3.5778 | 421.4044 | 1762.5271 | 4.1825 | 421.4044 | 7.697% | 0.20355 | 0.18773 | 110854.0623 | 21094.0064 | 955.5801 | 88804.4759 | 110939.5671 | 0 | 0 | 110939.5671 | 0.05728%
2028 | 908 | 908-2062F | Tier-2 | Tier-2---16 | 5--2 | 7 | 5 | 153.3115 | 98.58% | 1.358% | 0.06577% | 10.7949 | 0 | 0 | 10.7949 | 0 | 9.3707 | 0.063436 | 147.7182 | 9.3707 | 0.063436 | 147.7182 | 10.9545 | 0.074158 | 147.7182 | 7.041% | 0.16054 | 0.14908 | 954.9499 | 151.795 | 13.6809 | 789.4741 | 955.9955 | 0 | 0 | 955.9955 | 0.000356%
2028 | 908 | 908-30 | Tier-2 | Tier-2---10 | 5--4 | 52 | 40 | 847.524 | 96.52% | 3.329% | 0.1488% | 62.9267 | 0 | 0 | 62.9267 | 0 | 54.6245 | 0.50749 | 107.6362 | 54.6245 | 0.50749 | 107.6362 | 63.8566 | 0.59326 | 107.6362 | 7.425% | 0.16572 | 0.15298 | 5114.069 | 791.8811 | 161.7983 | 4160.3897 | 5128.8913 | 0 | 0 | 5128.8913 | 0.002075%
2028 | 909 | 909-451 | Tier-3 | Tier-3---1 | 5--5 | 506 | 419 | 55252.3747 | 99.27% | 0.7029% | 0.02396% | 4541.9905 | 0 | 0 | 4541.9905 | 0 | 3942.7438 | 5.316 | 741.6784 | 3942.7438 | 5.316 | 741.6784 | 4609.1125 | 6.2144 | 741.6784 | 8.22% | 0.31112 | 0.28536 | 177590.703 | 30501.3074 | 1127.1647 | 145962.2309 | 177707.2421 | 0 | 0 | 177707.2421 | 0.1498%
2028 | 909 | 909-453R | Tier-2 | Tier-2---3 | 2--5 | 62 | 24 | 5703.0403 | 99.97% | 0% | 0.03309% | 220.6898 | 0 | 0 | 220.6898 | 0 | 191.5731 | 0.30449 | 629.1504 | 191.5731 | 0.30449 | 629.1504 | 223.9512 | 0.35596 | 629.1504 | 3.87% | 0.0097928 | 0.0094137 | 582370.7512 | 94031.5141 | 664.3163 | 487674.9208 | 582378.5109 | 0 | 0 | 582378.5109 | 0.007278%
2028 | 909 | 909-805R | Tier-2 | Tier-2---1 | 5--5 | 309 | 271 | 32313.161 | 99.26% | 0.708% | 0.02831% | 2813.0723 | 0 | 0 | 2813.0723 | 0 | 2441.9301 | 3.4383 | 710.2235 | 2441.9301 | 3.4383 | 710.2235 | 2854.6441 | 4.0194 | 710.2235 | 8.706% | 0.28921 | 0.26385 | 111728.904 | 24066.0497 | 703.1475 | 86959.7068 | 111807.9846 | 0 | 0 | 111807.9846 | 0.09276%
2028 | 909 | 909-812 | Tier-2 | Tier-2---17 | 1--5 | 3 | 3 | 62.9838 | 99.88% | 0% | 0.1185% | 6.2909 | 0 | 0 | 6.2909 | 0 | 5.4609 | 0.038062 | 143.4751 | 5.4609 | 0.038062 | 143.4751 | 6.3839 | 0.044495 | 143.4751 | 9.988% | 0.0001786 | 0.00016074 | 352652.9396 | 56837.6366 | 442.6032 | 295372.6998 | 352699.3535 | 0 | 0 | 352699.3535 | 0.0002075%
2028 | 91 | 91-7F | Tier-2 | Tier-2---9 | 4--5 | 194 | 106 | 1295.9906 | 95.98% | 3.603% | 0.4176% | 67.9648 | 0 | 0 | 67.9648 | 0 | 58.9979 | 1.3449 | 43.8694 | 58.9979 | 1.3449 | 43.8694 | 68.9692 | 1.5721 | 43.8694 | 5.244% | 0.034038 | 0.032178 | 38075.0405 | 8008.4456 | 1355.7745 | 28710.8203 | 38163.5191 | 0 | 0 | 38163.5191 | 0.002241%
2028 | 920 | 920-1342R | Tier-3 | Tier-3---12 | 4--5 | 131 | 111 | 3406.6458 | 99.34% | 0.5402% | 0.1203% | 286.7483 | 0 | 0 | 286.7483 | 0 | 248.9162 | 1.4083 | 176.7508 | 248.9162 | 1.4083 | 176.7508 | 290.9859 | 1.6463 | 176.7508 | 8.417% | 0.068604 | 0.062791 | 49656.3753 | 10714.8381 | 249.0111 | 38692.5261 | 49686.7361 | 0 | 0 | 49686.7361 | 0.009456%
2028 | 920 | 920-735AE | Tier-2 | Tier-2---7 | 4--5 | 295 | 35 | 1554.328 | 69.02% | 30.62% | 0.3611% | 12.7284 | 0 | 0 | 12.7284 | 0 | 11.0491 | 0.44406 | 24.8822 | 11.0491 | 0.44406 | 24.8822 | 12.9165 | 0.51911 | 24.8822 | 0.8189% | 0.068691 | 0.067876 | 22627.8919 | 3439.8789 | 6367.8103 | 12820.2027 | 22712.0575 | 0 | 0 | 22712.0575 | 0.0004197%
2028 | 921 | 921-800F | Tier-2 | Tier-2---7 | 4--5 | 252 | 24 | 1991.7107 | 76.61% | 23.16% | 0.2301% | 14.5312 | 0 | 0 | 14.5312 | 0 | 12.614 | 0.30449 | 41.426 | 12.614 | 0.30449 | 41.426 | 14.7459 | 0.35596 | 41.426 | 0.7296% | 0.065336 | 0.064714 | 30484.0304 | 5417.7742 | 6386.3527 | 18679.9035 | 30552.6012 | 0 | 0 | 30552.6012 | 0.0004792%
2028 | 928 | 928-19 | Tier-2 | Tier-2---11 | 4--4 | 36 | 33 | 434.8834 | 99.47% | 0.2691% | 0.2608% | 39.6531 | 0 | 0 | 39.6531 | 0 | 34.4215 | 0.41868 | 82.2141 | 34.4215 | 0.41868 | 82.2141 | 40.2391 | 0.48944 | 82.2141 | 9.118% | 0.051756 | 0.047012 | 8402.5377 | 1782.5381 | 20.2893 | 6599.7102 | 8407.0309 | 0 | 0 | 8407.0309 | 0.001308%
2028 | 968 | 968-476F | Tier-2 | Tier-2---17 | 3--3 | 44 | 33 | 62.492 | 96.91% | 0.773% | 2.32% | 4.542 | 0 | 0 | 4.542 | 0 | 3.9427 | 0.41868 | 9.417 | 3.9427 | 0.41868 | 9.417 | 4.6091 | 0.48944 | 9.417 | 7.268% | 0.015315 | 0.014167 | 4080.3921 | 1049.3579 | 36.5623 | 2994.4719 | 4090.624 | 0 | 0 | 4090.624 | 0.0001498%
2028 | 970 | 970-1341R | Tier-3 | Tier-3---4 | 5--5 | 92 | 64 | 12961.6134 | 99.66% | 0.3199% | 0.02218% | 898.5928 | 0 | 0 | 898.5928 | 0 | 780.0371 | 0.81199 | 960.6527 | 780.0371 | 0.81199 | 960.6527 | 911.8723 | 0.94922 | 960.6527 | 6.933% | 0.12497 | 0.11627 | 103720.1236 | 23825.8597 | 477.209 | 79417.0549 | 103746.6526 | 0 | 0 | 103746.6526 | 0.02963%
2028 | 971 | 971-1973R | Tier-3 | Tier-3---4 | 5--5 | 344 | 260 | 15148.7962 | 99.05% | 0.8967% | 0.0506% | 1134.1213 | 0 | 0 | 1134.1213 | 0 | 984.4912 | 3.2987 | 298.4486 | 984.4912 | 3.2987 | 298.4486 | 1150.8815 | 3.8562 | 298.4486 | 7.487% | 0.14704 | 0.13593 | 103024.8612 | 19745.1245 | 859.0693 | 82420.6674 | 103104.653 | 0 | 0 | 103104.653 | 0.0374%
2028 | 971 | 971-2050R | Tier-3 | Tier-3---2 | 5--5 | 597 | 478 | 28484.5838 | 98.91% | 1.035% | 0.05308% | 2255.871 | 0 | 0 | 2255.871 | 0 | 1958.243 | 6.0645 | 322.9013 | 1958.243 | 6.0645 | 322.9013 | 2289.2084 | 7.0895 | 322.9013 | 7.92% | 0.18464 | 0.16986 | 154268.7538 | 28980.1168 | 1504.6624 | 123783.9747 | 154414.7824 | 0 | 0 | 154414.7824 | 0.07439%
2028 | 971 | 971-29R | Tier-3 | Tier-3---6 | 5--5 | 106 | 88 | 8015.4065 | 99.46% | 0.5042% | 0.0309% | 661.8693 | 0 | 0 | 661.8693 | 0 | 574.5457 | 1.1165 | 514.6038 | 574.5457 | 1.1165 | 514.6038 | 671.6504 | 1.3052 | 514.6038 | 8.257% | 0.12171 | 0.11161 | 65856.8143 | 11074.2553 | 300.8602 | 54481.6988 | 65888.7186 | 0 | 0 | 65888.7186 | 0.02183%
2028 | 971 | 971-371R | Tier-3 | Tier-3---12 | 5--5 | 58 | 50 | 4351.5062 | 99.52% | 0.4473% | 0.03668% | 373.3143 | 0 | 0 | 373.3143 | 0 | 324.0612 | 0.63436 | 510.8438 | 324.0612 | 0.63436 | 510.8438 | 378.8312 | 0.74158 | 510.8438 | 8.579% | 0.11668 | 0.10662 | 37295.5774 | 6189.1534 | 149.4964 | 30956.9275 | 37312.6057 | 0 | 0 | 37312.6057 | 0.01231%
2028 | 971 | 971-381R | Tier-2 | Tier-2---15 | 1--5 | 3 | 3 | 191.8954 | 99.94% | 0% | 0.06293% | 19.1775 | 0 | 0 | 19.1775 | 0 | 16.6473 | 0.038062 | 437.3744 | 16.6473 | 0.038062 | 437.3744 | 19.4609 | 0.044495 | 437.3744 | 9.994% | 0.0003802 | 0.00034218 | 504722.2701 | 81534.2634 | 28.852 | 423159.1547 | 504757.5602 | 0 | 0 | 504757.5602 | 0.0006324%
2028 | 971 | 971-383R | Tier-3 | Tier-3---4 | 5--5 | 281 | 212 | 14770.5962 | 98.43% | 1.528% | 0.03956% | 1096.8917 | 0 | 0 | 1096.8917 | 0 | 952.1735 | 2.6897 | 354.0066 | 952.1735 | 2.6897 | 354.0066 | 1113.1017 | 3.1443 | 354.0066 | 7.426% | 0.13837 | 0.12793 | 106747.8715 | 18250.5069 | 1553.2478 | 86944.1168 | 106884.4587 | 0 | 0 | 106884.4587 | 0.03617%
2028 | 971 | 971-388R | Tier-3 | Tier-3---4 | 5--5 | 406 | 346 | 11267.961 | 98.98% | 0.9235% | 0.09902% | 950.4557 | 0 | 0 | 950.4557 | 0 | 825.0575 | 4.3898 | 187.9486 | 825.0575 | 4.3898 | 187.9486 | 964.5016 | 5.1317 | 187.9486 | 8.435% | 0.17642 | 0.16139 | 63870.0886 | 10985.172 | 547.8169 | 52337.0996 | 63930.9297 | 0 | 0 | 63930.9297 | 0.03134%
2028 | 972 | 972-1582R | Tier-3 | Tier-3---6 | 5--5 | 213 | 190 | 8019.1792 | 98.53% | 1.384% | 0.08092% | 704.8442 | 0 | 0 | 704.8442 | 0 | 611.8507 | 2.4106 | 253.8183 | 611.8507 | 2.4106 | 253.8183 | 715.2604 | 2.818 | 253.8183 | 8.789% | 0.15062 | 0.13719 | 53239.6467 | 8712.3531 | 675.9355 | 43851.3581 | 53316.0502 | 0 | 0 | 53316.0502 | 0.02324%
2028 | 972 | 972-1590F | Tier-3 | Tier-3---2 | 5--5 | 697 | 474 | 23409.1539 | 98.39% | 1.548% | 0.05965% | 1566.3686 | 0 | 0 | 1566.3686 | 0 | 1359.71 | 6.0138 | 226.0992 | 1359.71 | 6.0138 | 226.0992 | 1589.5165 | 7.0302 | 226.0992 | 6.691% | 0.17603 | 0.16406 | 132982.6796 | 26774.8666 | 1933.0349 | 104274.7781 | 133138.648 | 0 | 0 | 133138.648 | 0.05165%
2028 | 972 | 972-1641 | Tier-2 | Tier-2---13 | 5--3 | 3 | 3 | 295.0839 | 0% | 100% | 0% | 0 | 0 | 0 | 0 | 0 | 0 | 0.038062 | 0 | 0 | 0.038062 | 0 | 0 | 0.044495 | 0 | 0% | 0.10934 | 0.098403 | 2698.8424 | 3.4 | 2456.6522 | 238.7901 | 2998.7138 | 0 | 0 | 2998.7138 | 0%
2028 | 972 | 972-1642 | Tier-2 | Tier-2---16 | 5--2 | 9 | 9 | 185.3011 | 0% | 99.96% | 0.04171% | 0 | 0 | 0 | 0 | 0 | 0 | 0.11419 | 0 | 0 | 0.11419 | 0 | 0 | 0.13348 | 0 | 0% | 0.11047 | 0.099426 | 1677.3427 | 1.9611 | 1510.6909 | 164.6906 | 1863.7141 | 0 | 0 | 1863.7141 | 0%
2028 | 972 | 972-32R | Tier-2 | Tier-2---1 | 5--5 | 543 | 384 | 22914.3284 | 97.48% | 2.478% | 0.04418% | 1579.5972 | 0 | 0 | 1579.5972 | 0 | 1371.1933 | 4.8719 | 281.4483 | 1371.1933 | 4.8719 | 281.4483 | 1602.9406 | 5.6953 | 281.4483 | 6.893% | 0.16607 | 0.15433 | 137978.7753 | 23361.9707 | 3101.1924 | 111515.6122 | 138243.561 | 0 | 0 | 138243.561 | 0.05209%
2028 | 972 | 972-942R | Tier-3 | Tier-3---6 | 5--5 | 189 | 155 | 9149.6836 | 99.12% | 0.8301% | 0.05344% | 743.7408 | 0 | 0 | 743.7408 | 0 | 645.6155 | 1.9665 | 328.3019 | 645.6155 | 1.9665 | 328.3019 | 754.7318 | 2.2989 | 328.3019 | 8.129% | 0.14194 | 0.1303 | 64459.3584 | 11777.4052 | 488.1508 | 52193.8024 | 64510.2402 | 0 | 0 | 64510.2402 | 0.02453%
2028 | 973 | 973-1226R | Tier-3 | Tier-3---10 | 5--5 | 194 | 161 | 5177.8696 | 97.32% | 2.585% | 0.09195% | 418.2068 | 0 | 0 | 418.2068 | 0 | 363.0307 | 2.0427 | 177.725 | 363.0307 | 2.0427 | 177.725 | 424.3871 | 2.3879 | 177.725 | 8.077% | 0.13989 | 0.12828 | 37012.5952 | 5797.6214 | 879.9001 | 30335.0736 | 37102.2629 | 0 | 0 | 37102.2629 | 0.01379%
2028 | 973 | 973-1245R | Tier-3 | Tier-3---6 | 5--5 | 59 | 53 | 8620.1106 | 99.53% | 0.4446% | 0.0227% | 770.7303 | 0 | 0 | 770.7303 | 0 | 669.0441 | 0.67243 | 994.97 | 669.0441 | 0.67243 | 994.97 | 782.1202 | 0.78607 | 994.97 | 8.941% | 0.12039 | 0.10957 | 71603.6913 | 12270.708 | 387.9577 | 58945.0256 | 71636.7165 | 0 | 0 | 71636.7165 | 0.02542%
2028 | 973 | 973-530AE | Tier-3 | Tier-3---17 | 5--3 | 2 | 2 | 388.0062 | 6.476% | 93.52% | 0.007746% | 2.5128 | 0 | 0 | 2.5128 | 0 | 2.1813 | 0.025375 | 85.9627 | 2.1813 | 0.025375 | 85.9627 | 2.5499 | 0.029663 | 85.9627 | 0.6476% | 0.10542 | 0.094874 | 3680.7214 | 42.8472 | 3148.1936 | 489.6807 | 4063.205 | 0 | 0 | 4063.205 | 8.286e-05%
2028 | 973 | 973-626R | Tier-3 | Tier-3---7 | 5--5 | 199 | 197 | 6521.7236 | 98.03% | 1.864% | 0.1053% | 632.9032 | 0 | 0 | 632.9032 | 0 | 549.4012 | 2.4994 | 219.8136 | 549.4012 | 2.4994 | 219.8136 | 642.2563 | 2.9218 | 219.8136 | 9.705% | 0.1523 | 0.13722 | 42821.6164 | 7446.1094 | 721.9925 | 34653.5145 | 42914.2737 | 0 | 0 | 42914.2737 | 0.02087%
2028 | 974 | 974-23R | Tier-3 | Tier-3---11 | 5--5 | 389 | 305 | 3492.8626 | 93.69% | 6.037% | 0.2698% | 256.5895 | 0 | 0 | 256.5895 | 0 | 222.7364 | 3.8696 | 57.5602 | 222.7364 | 3.8696 | 57.5602 | 260.3814 | 4.5236 | 57.5602 | 7.346% | 0.16472 | 0.15181 | 21204.8226 | 3176.6761 | 1159.8225 | 16868.324 | 21318.6033 | 0 | 0 | 21318.6033 | 0.008461%
2028 | 974 | 974-715R | Tier-3 | Tier-3---6 | 5--5 | 134 | 111 | 7107.1697 | 99.55% | 0.3981% | 0.05413% | 586.0659 | 0 | 0 | 586.0659 | 0 | 508.7434 | 1.4083 | 361.2492 | 508.7434 | 1.4083 | 361.2492 | 594.7268 | 1.6463 | 361.2492 | 8.246% | 0.14069 | 0.12903 | 50517.2415 | 8114.8836 | 271.1921 | 42131.1659 | 50537.8745 | 0 | 0 | 50537.8745 | 0.01933%
2028 | 975 | 975-22R | Tier-3 | Tier-3---7 | 5--5 | 30 | 13 | 6417.0381 | 80.3% | 19.69% | 0.01691% | 223.2839 | 0 | 0 | 223.2839 | 0 | 193.8249 | 0.16493 | 1175.1612 | 193.8249 | 0.16493 | 1175.1612 | 226.5836 | 0.19281 | 1175.1612 | 3.48% | 0.19669 | 0.18817 | 32624.3404 | 6032.7065 | 5987.0676 | 20604.5664 | 32915.4994 | 0 | 0 | 32915.4994 | 0.007363%
2028 | 991 | 991-1 | Tier-2 | Tier-2---12 | 4--5 | 29 | 29 | 626.8618 | 65.87% | 33.98% | 0.153% | 41.2906 | 0 | 0 | 41.2906 | 0 | 35.8429 | 0.36793 | 97.4174 | 35.8429 | 0.36793 | 97.4174 | 41.9008 | 0.43012 | 97.4174 | 6.587% | 0.034773 | 0.031295 | 18027.4627 | 3649.7735 | 5561.6241 | 8816.0652 | 18711.1291 | 0 | 0 | 18711.1291 | 0.001362%
2028 | 991 | 991-1206R | Tier-2 | Tier-2---4 | 4--5 | 164 | 158 | 4576.7911 | 99.78% | 0.09876% | 0.1221% | 439.9608 | 0 | 0 | 439.9608 | 0 | 381.9147 | 2.0046 | 190.5199 | 381.9147 | 2.0046 | 190.5199 | 446.4626 | 2.3434 | 190.5199 | 9.613% | 0.063785 | 0.05764 | 71752.9575 | 17377.7181 | 68.9781 | 54306.2613 | 71769.8544 | 0 | 0 | 71769.8544 | 0.01451%
2028 | 1023 | CB 1023 | Tier-2 | Tier-2---4 | 4--5 | 78 | 55 | 3332.7386 | 99.81% | 0.1085% | 0.07978% | 234.5584 | 0 | 0 | 234.5584 | 0 | 203.612 | 0.6978 | 291.7909 | 203.612 | 0.6978 | 291.7909 | 238.0248 | 0.81574 | 291.7909 | 7.038% | 0.082267 | 0.076466 | 40511.3439 | 6478.7378 | 346.66 | 33685.946 | 40517.1291 | 0 | 0 | 40517.1291 | 0.007735%
2028 | 1090 | CB 1090 | Tier-2 | Tier-2---7 | 3--5 | 111 | 85 | 1414.5114 | 99.62% | 0.1678% | 0.2113% | 107.9078 | 0 | 0 | 107.9078 | 0 | 93.671 | 1.0784 | 86.8595 | 93.671 | 1.0784 | 86.8595 | 109.5025 | 1.2607 | 86.8595 | 7.629% | 0.025114 | 0.023191 | 56324.0689 | 9092.3637 | 116.2348 | 47115.4703 | 56341.7744 | 0 | 0 | 56341.7744 | 0.003558%
2028 | 1101 | CB 1101 | Tier-2 | Tier-2---9 | 4--4 | 41 | 38 | 1133.279 | 99.72% | 0.1529% | 0.1272% | 104.7414 | 0 | 0 | 104.7414 | 0 | 90.9224 | 0.48212 | 188.5898 | 90.9224 | 0.48212 | 188.5898 | 106.2893 | 0.5636 | 188.5898 | 9.242% | 0.091579 | 0.083091 | 12374.933 | 1964.2318 | 240.1019 | 10170.5993 | 12378.4739 | 0 | 0 | 12378.4739 | 0.003454%
2028 | 1106 | CB 1106 | Tier-2 | Tier-2---7 | 4--5 | 24 | 24 | 1646.9837 | 34.54% | 65.41% | 0.04829% | 56.8815 | 0 | 0 | 56.8815 | 0 | 49.3769 | 0.30449 | 162.1598 | 49.3769 | 0.30449 | 162.1598 | 57.7221 | 0.35596 | 162.1598 | 3.454% | 0.070774 | 0.063697 | 23270.9618 | 1321.744 | 13847.343 | 8101.8748 | 24963.6198 | 0 | 0 | 24963.6198 | 0.001876%
2028 | 1138 | CB 1138 | Tier-2 | Tier-2---10 | 5--4 | 291 | 70 | 765.4961 | 75% | 24.28% | 0.7274% | 13.8097 | 0 | 0 | 13.8097 | 0 | 11.9877 | 0.88811 | 13.498 | 11.9877 | 0.88811 | 13.498 | 14.0138 | 1.0382 | 13.498 | 1.804% | 0.11418 | 0.11143 | 6704.4211 | 1031.4722 | 1538.2078 | 4134.7411 | 6745.7408 | 0 | 0 | 6745.7408 | 0.0004554%
2028 | 1160 | CB 1160 | Tier-2 | Tier-2---22 | 4--1 | 8 | 1 | 2.3826 | 9.042% | 83.57% | 7.391% | 0.0026929 | 0 | 0 | 0.0026929 | 0 | 0.0023376 | 0.012687 | 0.18425 | 0.0023376 | 0.012687 | 0.18425 | 0.0027327 | 0.014832 | 0.18425 | 0.113% | 0.059368 | 0.058626 | 40.1318 | 0.36722 | 29.4839 | 10.2807 | 40.5939 | 0 | 0 | 40.5939 | 8.88e-08%
2028 | 1161 | CB 1161 | Tier-2 | Tier-2---20 | 4--1 | 20 | 3 | 18.2465 | 16.87% | 78.76% | 4.376% | 0.046159 | 0 | 0 | 0.046159 | 0 | 0.040069 | 0.038062 | 1.0527 | 0.040069 | 0.038062 | 1.0527 | 0.046841 | 0.044495 | 1.0527 | 0.253% | 0.061771 | 0.060845 | 295.3886 | 6.838 | 193.9385 | 94.612 | 299.1283 | 0 | 0 | 299.1283 | 1.522e-06%
2028 | 1162 | CB 1162 | Tier-2 | Tier-2---18 | 4--2 | 34 | 31 | 75.2008 | 96.65% | 1.975% | 1.378% | 6.6266 | 0 | 0 | 6.6266 | 0 | 5.7523 | 0.39331 | 14.6256 | 5.7523 | 0.39331 | 14.6256 | 6.7246 | 0.45978 | 14.6256 | 8.812% | 0.064214 | 0.058359 | 1171.1044 | 178.0938 | 26.2712 | 966.7394 | 1175.0441 | 0 | 0 | 1175.0441 | 0.0002185%
2028 | 1166 | CB 1166 | Tier-3 | Tier-3---20 | 1--5 | 5 | 4 | 70.8201 | 99.8% | 0% | 0.2033% | 5.6541 | 0 | 0 | 5.6541 | 0 | 4.9081 | 0.050749 | 96.7133 | 4.9081 | 0.050749 | 96.7133 | 5.7376 | 0.059326 | 96.7133 | 7.984% | 0.0005142 | 0.00047306 | 137728.7598 | 21906.6699 | 136.7435 | 115685.3465 | 137753.1132 | 0 | 0 | 137753.1132 | 0.0001865%
2028 | 1215 | CB 1215 | Tier-3 | Tier-3---20 | 1--5 | 3 | 3 | 21.8223 | 99.66% | 0% | 0.344% | 2.1747 | 0 | 0 | 2.1747 | 0 | 1.8878 | 0.038062 | 49.5983 | 1.8878 | 0.038062 | 49.5983 | 2.2069 | 0.044495 | 49.5983 | 9.966% | 0.0002576 | 0.00023184 | 84713.9519 | 12244.53 | 142.3109 | 72327.111 | 84746.3294 | 0 | 0 | 84746.3294 | 7.171e-05%
2028 | 1233 | CB 1233 | Tier-3 | Tier-3---21 | 1--4 | 3 | 2 | 0.76155 | 90.92% | 0% | 9.083% | 0.046158 | 0 | 0 | 0.046158 | 0 | 0.040068 | 0.025375 | 1.5791 | 0.040068 | 0.025375 | 1.5791 | 0.04684 | 0.029663 | 1.5791 | 6.061% | 0.0001248 | 0.00011648 | 6102.1444 | 830.5531 | 104.2913 | 5167.3 | 6141.7358 | 0 | 0 | 6141.7358 | 1.522e-06%
2028 | 1234 | CB 1234 | Tier-3 | Tier-3---10 | 5--5 | 332 | 332 | 6311.4919 | 84.29% | 15.54% | 0.1769% | 531.9837 | 0 | 0 | 531.9837 | 0 | 461.7965 | 4.2122 | 109.6336 | 461.7965 | 4.2122 | 109.6336 | 539.8454 | 4.9241 | 109.6336 | 8.429% | 0.11961 | 0.10765 | 52765.4948 | 7251.4549 | 7797.694 | 37716.3459 | 53686.6569 | 0 | 0 | 53686.6569 | 0.01754%
2028 | 1235 | CB 1235 | Tier-2 | Tier-2---6 | 4--5 | 622 | 402 | 6645.572 | 99.09% | 0.6868% | 0.2213% | 425.6045 | 0 | 0 | 425.6045 | 0 | 369.4524 | 5.1003 | 72.4375 | 369.4524 | 5.1003 | 72.4375 | 431.8941 | 5.9623 | 72.4375 | 6.404% | 0.082825 | 0.077472 | 80236.4987 | 14594.2716 | 649.5597 | 64992.6674 | 80286.8436 | 0 | 0 | 80286.8436 | 0.01403%
2028 | 1243 | CB 1243 | Tier-2 | Tier-2---7 | 3--5 | 116 | 106 | 1438.3629 | 99.75% | 0% | 0.2509% | 131.1068 | 0 | 0 | 131.1068 | 0 | 113.8093 | 1.3449 | 84.6258 | 113.8093 | 1.3449 | 84.6258 | 133.0443 | 1.5721 | 84.6258 | 9.115% | 0.019586 | 0.017796 | 73438.3162 | 12301.3098 | 66.4142 | 61070.5923 | 73456.8482 | 0 | 0 | 73456.8482 | 0.004323%
2028 | 1245 | CB 1245 | Tier-2 | Tier-2---15 | 1--5 | 9 | 9 | 108.0997 | 99.75% | 0% | 0.2497% | 10.783 | 0 | 0 | 10.783 | 0 | 9.3603 | 0.11419 | 81.9747 | 9.3603 | 0.11419 | 81.9747 | 10.9423 | 0.13348 | 81.9747 | 9.975% | 0.001637 | 0.0014733 | 66035.2637 | 17244.823 | 21.4736 | 48768.9671 | 66053.5866 | 0 | 0 | 66053.5866 | 0.0003556%
2028 | 1250 | CB 1250 | Tier-2 | Tier-2---4 | 4--5 | 32 | 31 | 4075.2359 | 99.93% | 0.04042% | 0.02515% | 394.5296 | 0 | 0 | 394.5296 | 0 | 342.4774 | 0.39331 | 870.7658 | 342.4774 | 0.39331 | 870.7658 | 400.36 | 0.45978 | 870.7658 | 9.681% | 0.088703 | 0.08011 | 45942.5846 | 7443.6301 | 317.2977 | 38181.6568 | 45945.8161 | 0 | 0 | 45945.8161 | 0.01301%
2028 | 1299 | CB 1299 | Tier-2 | Tier-2---19 | 3--3 | 76 | 31 | 41.7756 | 94.08% | 0% | 5.924% | 1.6031 | 0 | 0 | 1.6031 | 0 | 1.3916 | 0.39331 | 3.5381 | 1.3916 | 0.39331 | 3.5381 | 1.6268 | 0.45978 | 3.5381 | 3.837% | 0.014997 | 0.014386 | 2785.5246 | 467.5235 | 44.8169 | 2273.1842 | 2792.5411 | 0 | 0 | 2792.5411 | 5.286e-05%
2028 | 1525 | CB 1525 | Tier-2 | Tier-2---13 | 4--4 | 184 | 8 | 259.6903 | 35.49% | 63.12% | 1.387% | 0.40074 | 0 | 0 | 0.40074 | 0 | 0.34787 | 0.1015 | 3.4273 | 0.34787 | 0.1015 | 3.4273 | 0.40666 | 0.11865 | 3.4273 | 0.1543% | 0.050512 | 0.050292 | 5141.181 | 367.2769 | 3050.2081 | 1723.6959 | 5155.6633 | 0 | 0 | 5155.6633 | 1.321e-05%
2028 | 157 | CB 157 | Tier-3 | Tier-3---21 | 1--5 | 2 | 2 | 6.0775 | 99.43% | 0% | 0.5677% | 0.6043 | 0 | 0 | 0.6043 | 0 | 0.52457 | 0.025375 | 20.673 | 0.52457 | 0.025375 | 20.673 | 0.61323 | 0.029663 | 20.673 | 9.943% | 0.0001334 | 0.00012006 | 45558.1567 | 6595.3961 | 1202.8975 | 37759.8631 | 45586.8954 | 0 | 0 | 45586.8954 | 1.993e-05%
2028 | 185 | CB 185 | Tier-2 | Tier-2---12 | 3--4 | 154 | 2 | 396.8506 | 79.93% | 19.29% | 0.7702% | 0.41198 | 0 | 0 | 0.41198 | 0 | 0.35762 | 0.025375 | 14.0937 | 0.35762 | 0.025375 | 14.0937 | 0.41807 | 0.029663 | 14.0937 | 0.1038% | 0.027797 | 0.027761 | 14276.8452 | 1950.4963 | 2483.4015 | 9842.9474 | 14280.5704 | 0 | 0 | 14280.5704 | 1.359e-05%
2028 | 196 | CB 196 | Tier-2 | Tier-2---15 | 3--4 | 24 | 1 | 134.4699 | 3.142% | 96.54% | 0.3137% | 0.017605 | 0 | 0 | 0.017605 | 0 | 0.015282 | 0.012687 | 1.2045 | 0.015282 | 0.012687 | 1.2045 | 0.017865 | 0.014832 | 1.2045 | 0.01309% | 0.019464 | 0.019383 | 6908.5051 | 30.9312 | 5935.5679 | 942.006 | 6936.5027 | 0 | 0 | 6936.5027 | 5.805e-07%
2028 | 200 | CB 200 | Tier-2 | Tier-2---9 | 4--5 | 478 | 80 | 1342.6559 | 29.9% | 69.37% | 0.7369% | 6.718 | 0 | 0 | 6.718 | 0 | 5.8317 | 1.015 | 5.7456 | 5.8317 | 1.015 | 5.7456 | 6.8173 | 1.1865 | 5.7456 | 0.5004% | 0.060261 | 0.059252 | 22280.6766 | 968.7431 | 14863.6506 | 6448.2829 | 22546.5426 | 0 | 0 | 22546.5426 | 0.0002215%
2028 | 202 | CB 202 | Tier-2 | Tier-2---16 | 4--3 | 193 | 188 | 133.9861 | 95.12% | 0% | 4.877% | 12.415 | 0 | 0 | 12.415 | 0 | 10.777 | 2.3852 | 4.5183 | 10.777 | 2.3852 | 4.5183 | 12.5984 | 2.7883 | 4.5183 | 9.266% | 0.040966 | 0.036976 | 3270.6344 | 424.6242 | 32.8297 | 2813.1806 | 3287.8493 | 0 | 0 | 3287.8493 | 0.0004094%
2028 | 203 | CB 203 | Tier-2 | Tier-2---13 | 4--4 | 233 | 109 | 195.752 | 9.583% | 88.23% | 2.187% | 0.8776 | 0 | 0 | 0.8776 | 0 | 0.76181 | 1.3829 | 0.55087 | 0.76181 | 1.3829 | 0.55087 | 0.89057 | 1.6166 | 0.55087 | 0.4483% | 0.03541 | 0.033754 | 5528.1246 | 34.2367 | 4807.7085 | 686.1793 | 5773.4283 | 0 | 0 | 5773.4283 | 2.894e-05%
2028 | 204 | CB 204 | Tier-2 | Tier-2---9 | 4--4 | 229 | 220 | 1059.5314 | 80.82% | 18.41% | 0.7661% | 82.2684 | 0 | 0 | 82.2684 | 0 | 71.4143 | 2.7912 | 25.5855 | 71.4143 | 2.7912 | 25.5855 | 83.4842 | 3.2629 | 25.5855 | 7.765% | 0.068524 | 0.061941 | 15462.1941 | 1952.7232 | 2912.9931 | 10596.4779 | 15777.3436 | 0 | 0 | 15777.3436 | 0.002713%
2028 | 210 | CB 210 | Tier-2 | Tier-2---21 | 1--4 | 3 | 1 | 1.9532 | 96.21% | 0% | 3.789% | 0.062638 | 0 | 0 | 0.062638 | 0 | 0.054374 | 0.012687 | 4.2857 | 0.054374 | 0.012687 | 4.2857 | 0.063564 | 0.014832 | 4.2857 | 3.207% | 0.0002002 | 0.00019353 | 9756.0468 | 905.9131 | 227.6493 | 8622.4844 | 9768.794 | 0 | 0 | 9768.794 | 2.066e-06%
2028 | 211 | CB 211 | Tier-2 | Tier-2---21 | 1--2 | 2 | 1 | 0.037273 | 0% | 0% | 100% | 0 | 0 | 0 | 0 | 0 | 0 | 0.012687 | 0 | 0 | 0.012687 | 0 | 0 | 0.014832 | 0 | 0% | 5.02e-05 | 4.769e-05 | 742.4998 | 0.55871 | 67.4492 | 674.4919 | 781.5788 | 0 | 0 | 781.5788 | 0%
2028 | 212 | CB 212 | Tier-2 | Tier-2---19 | 1--5 | 7 | 6 | 22.9809 | 99.09% | 0% | 0.9069% | 1.9519 | 0 | 0 | 1.9519 | 0 | 1.6944 | 0.076124 | 22.2585 | 1.6944 | 0.076124 | 22.2585 | 1.9808 | 0.08899 | 22.2585 | 8.494% | 0.0011646 | 0.0010648 | 19732.8401 | 1812.7881 | 561.3991 | 17358.6529 | 19749.6168 | 0 | 0 | 19749.6168 | 6.437e-05%
2028 | 214 | CB 214 | Tier-3 | Tier-3---20 | 1--5 | 3 | 2 | 59.1996 | 99.88% | 0% | 0.1188% | 3.942 | 0 | 0 | 3.942 | 0 | 3.4219 | 0.025375 | 134.8543 | 3.4219 | 0.025375 | 134.8543 | 4.0002 | 0.029663 | 134.8543 | 6.659% | 0.0002016 | 0.00018816 | 293649.0501 | 47091.7983 | 966.5627 | 245590.6891 | 293673.9769 | 0 | 0 | 293673.9769 | 0.00013%
2028 | 215 | CB 215 | Tier-3 | Tier-3---20 | 1--5 | 5 | 3 | 133.9133 | 99.89% | 0% | 0.1056% | 8.0263 | 0 | 0 | 8.0263 | 0 | 6.9674 | 0.038062 | 183.0536 | 6.9674 | 0.038062 | 183.0536 | 8.1449 | 0.044495 | 183.0536 | 5.994% | 0.0005546 | 0.00052132 | 241459.2274 | 38751.4093 | 725.0579 | 201982.7602 | 241475.4986 | 0 | 0 | 241475.4986 | 0.0002647%
2028 | 217 | CB 217 | Tier-3 | Tier-3---20 | 1--5 | 3 | 2 | 26.6678 | 99.71% | 0% | 0.2895% | 1.7727 | 0 | 0 | 1.7727 | 0 | 1.5388 | 0.025375 | 60.6444 | 1.5388 | 0.025375 | 60.6444 | 1.7989 | 0.029663 | 60.6444 | 6.647% | 0.000134 | 0.00012507 | 199013.7941 | 31841.1986 | 716.7689 | 166455.8266 | 199054.953 | 0 | 0 | 199054.953 | 5.846e-05%
2028 | 220 | CB 220 | Tier-3 | Tier-3---21 | 1--2 | 2 | 1 | 0.033535 | 0% | 0% | 100% | 0 | 0 | 0 | 0 | 0 | 0 | 0.012687 | 0 | 0 | 0.012687 | 0 | 0 | 0.014832 | 0 | 0% | 4.74e-05 | 4.503e-05 | 707.4933 | 0.53237 | 64.2692 | 642.6918 | 744.7298 | 0 | 0 | 744.7298 | 0%
2028 | 230 | CB 230 | Tier-2 | Tier-2---14 | 1--5 | 12 | 10 | 212.8275 | 99.81% | 0% | 0.1866% | 17.7025 | 0 | 0 | 17.7025 | 0 | 15.367 | 0.12687 | 121.1208 | 15.367 | 0.12687 | 121.1208 | 17.9641 | 0.14832 | 121.1208 | 8.318% | 0.0025822 | 0.002367 | 82420.9788 | 12968.0928 | 2517.612 | 66935.274 | 82434.9572 | 0 | 0 | 82434.9572 | 0.0005838%
2028 | 231 | CB 231 | Tier-2 | Tier-2---7 | 4--5 | 260 | 174 | 2499.974 | 99.29% | 0.4807% | 0.2332% | 166.1116 | 0 | 0 | 166.1116 | 0 | 144.1957 | 2.2076 | 65.3182 | 144.1957 | 2.2076 | 65.3182 | 168.5664 | 2.5807 | 65.3182 | 6.645% | 0.037573 | 0.035058 | 66537.1573 | 11726.385 | 695.1024 | 54115.6699 | 66571.2263 | 0 | 0 | 66571.2263 | 0.005478%
2028 | 232 | CB 232 | Tier-2 | Tier-2---7 | 4--5 | 259 | 144 | 1642.5971 | 97.37% | 2.323% | 0.3027% | 88.9279 | 0 | 0 | 88.9279 | 0 | 77.1952 | 1.827 | 42.2531 | 77.1952 | 1.827 | 42.2531 | 90.2421 | 2.1357 | 42.2531 | 5.414% | 0.029023 | 0.02741 | 56595.6114 | 8878.7373 | 1490.4163 | 46226.4579 | 56683.0965 | 0 | 0 | 56683.0965 | 0.002933%
2028 | 233 | CB 233 | Tier-2 | Tier-2---4 | 4--5 | 613 | 396 | 4127.6955 | 98.74% | 0.928% | 0.3343% | 263.2844 | 0 | 0 | 263.2844 | 0 | 228.548 | 5.0242 | 45.4897 | 228.548 | 5.0242 | 45.4897 | 267.1752 | 5.8733 | 45.4897 | 6.378% | 0.075451 | 0.070577 | 54706.8242 | 9492.9943 | 1134.8954 | 44078.9345 | 54754.5181 | 0 | 0 | 54754.5181 | 0.008682%
2028 | 234 | CB 234 | Tier-2 | Tier-2---4 | 4--5 | 352 | 201 | 3294.853 | 98.88% | 0.9043% | 0.2189% | 186.0305 | 0 | 0 | 186.0305 | 0 | 161.4866 | 2.5501 | 63.3245 | 161.4866 | 2.5501 | 63.3245 | 188.7796 | 2.9811 | 63.3245 | 5.646% | 0.044658 | 0.042108 | 73779.6805 | 13525.886 | 881.4848 | 59372.3097 | 73829.8643 | 0 | 0 | 73829.8643 | 0.006135%
2028 | 235 | CB 235 | Tier-2 | Tier-2---12 | 1--5 | 6 | 4 | 443.5427 | 99.96% | 0% | 0.03939% | 29.5579 | 0 | 0 | 29.5579 | 0 | 25.6582 | 0.050749 | 505.5878 | 25.6582 | 0.050749 | 505.5878 | 29.9947 | 0.059326 | 505.5878 | 6.664% | 0.0007134 | 0.00066584 | 621730.7449 | 100003.5038 | 3209.2492 | 518517.9918 | 621748.2373 | 0 | 0 | 621748.2373 | 0.0009747%
2028 | 236 | CB 236 | Tier-2 | Tier-2---1 | 5--5 | 337 | 161 | 12711.1878 | 97.62% | 2.333% | 0.04724% | 592.8145 | 0 | 0 | 592.8145 | 0 | 514.6016 | 2.0427 | 251.928 | 514.6016 | 2.0427 | 251.928 | 601.5752 | 2.3879 | 251.928 | 4.664% | 0.1419 | 0.13512 | 89580.6366 | 15500.694 | 2015.4718 | 72064.4708 | 89687.624 | 0 | 0 | 89687.624 | 0.01955%
2028 | 237 | CB 237 | Tier-2 | Tier-2---8 | 5--5 | 41 | 14 | 2111.5746 | 99.54% | 0.4259% | 0.03207% | 71.7723 | 0 | 0 | 71.7723 | 0 | 62.3031 | 0.17762 | 350.762 | 62.3031 | 0.17762 | 350.762 | 72.833 | 0.20764 | 350.762 | 3.399% | 0.10923 | 0.1055 | 19331.9134 | 3573.3415 | 106.8159 | 15651.756 | 19335.0434 | 0 | 0 | 19335.0434 | 0.002367%
2028 | 239 | CB 239 | Tier-3 | Tier-3---20 | 1--5 | 2 | 1 | 10.6776 | 99.64% | 0% | 0.3633% | 0.53194 | 0 | 0 | 0.53194 | 0 | 0.46176 | 0.012687 | 36.3955 | 0.46176 | 0.012687 | 36.3955 | 0.5398 | 0.014832 | 36.3955 | 4.982% | 0.0001826 | 0.00017347 | 58475.5699 | 8842.2618 | 1906.0953 | 47727.2128 | 58486.7517 | 0 | 0 | 58486.7517 | 1.754e-05%
2028 | 240 | CB 240 | Tier-2 | Tier-2---9 | 4--5 | 238 | 114 | 1263.0316 | 97.68% | 1.949% | 0.3739% | 59.0928 | 0 | 0 | 59.0928 | 0 | 51.2964 | 1.4464 | 35.4661 | 51.2964 | 1.4464 | 35.4661 | 59.966 | 1.6908 | 35.4661 | 4.679% | 0.048511 | 0.046187 | 26036.1977 | 5428.7987 | 694.0612 | 19913.3378 | 26066.6257 | 0 | 0 | 26066.6257 | 0.001949%
2028 | 242 | CB 242 | Tier-2 | Tier-2---11 | 5--3 | 87 | 35 | 406.8184 | 64.36% | 35.02% | 0.6193% | 10.5338 | 0 | 0 | 10.5338 | 0 | 9.1441 | 0.44406 | 20.5922 | 9.1441 | 0.44406 | 20.5922 | 10.6895 | 0.51911 | 20.5922 | 2.589% | 0.1014 | 0.097325 | 4011.826 | 391.3486 | 1462.3995 | 2158.0779 | 4071.753 | 0 | 0 | 4071.753 | 0.0003474%
2028 | 244 | CB 244 | Tier-2 | Tier-2---14 | 4--4 | 197 | 16 | 295.5508 | 37.5% | 61.39% | 1.106% | 0.90024 | 0 | 0 | 0.90024 | 0 | 0.78147 | 0.203 | 3.8497 | 0.78147 | 0.203 | 3.8497 | 0.91355 | 0.23731 | 3.8497 | 0.3046% | 0.040668 | 0.040338 | 7267.3331 | 364.4749 | 4618.5636 | 2284.2946 | 7304.5231 | 0 | 0 | 7304.5231 | 2.969e-05%
2028 | 246 | CB 246 | Tier-2 | Tier-2---7 | 4--5 | 303 | 180 | 1438.4419 | 90% | 9.47% | 0.5268% | 76.9095 | 0 | 0 | 76.9095 | 0 | 66.7625 | 2.2837 | 29.2342 | 66.7625 | 2.2837 | 29.2342 | 78.0461 | 2.6697 | 29.2342 | 5.347% | 0.066431 | 0.062485 | 21653.0415 | 4674.1804 | 2209.0046 | 14769.8565 | 21789.7541 | 0 | 0 | 21789.7541 | 0.002536%
2028 | 247 | CB 247 | Tier-2 | Tier-2---12 | 4--4 | 90 | 29 | 379.7423 | 70.28% | 29.01% | 0.71% | 8.5995 | 0 | 0 | 8.5995 | 0 | 7.4649 | 0.36793 | 20.2889 | 7.4649 | 0.36793 | 20.2889 | 8.7266 | 0.43012 | 20.2889 | 2.265% | 0.038566 | 0.037324 | 9846.5066 | 1443.1584 | 2899.0809 | 5504.2673 | 9943.942 | 0 | 0 | 9943.942 | 0.0002836%
2028 | 248 | CB 248 | Tier-2 | Tier-2---9 | 3--5 | 136 | 62 | 962.1527 | 99.5% | 0% | 0.4991% | 43.6439 | 0 | 0 | 43.6439 | 0 | 37.8858 | 0.78661 | 48.1632 | 37.8858 | 0.78661 | 48.1632 | 44.2889 | 0.91956 | 48.1632 | 4.536% | 0.01881 | 0.017953 | 51150.5838 | 8615.1388 | 24.4667 | 42510.9782 | 51162.7779 | 0 | 0 | 51162.7779 | 0.001439%
2028 | 249 | CB 249 | Tier-3 | Tier-3---16 | 4--4 | 101 | 65 | 826.9208 | 97.04% | 2.672% | 0.2884% | 51.6421 | 0 | 0 | 51.6421 | 0 | 44.8287 | 0.82467 | 54.3593 | 44.8287 | 0.82467 | 54.3593 | 52.4053 | 0.96405 | 54.3593 | 6.245% | 0.05906 | 0.055259 | 14001.3211 | 2124.344 | 445.6547 | 11431.3225 | 14029.8331 | 0 | 0 | 14029.8331 | 0.001703%
2028 | 280 | CB 280 | Tier-2 | Tier-2---14 | 4--4 | 108 | 32 | 310.7968 | 16.09% | 83.08% | 0.8251% | 1.4817 | 0 | 0 | 1.4817 | 0 | 1.2862 | 0.40599 | 3.168 | 1.2862 | 0.40599 | 3.168 | 1.5036 | 0.47461 | 3.168 | 0.4767% | 0.042409 | 0.041153 | 7328.4886 | 170.2669 | 5820.5339 | 1337.6878 | 7516.2546 | 0 | 0 | 7516.2546 | 4.886e-05%
2028 | 283 | CB 283 | Tier-3 | Tier-3---21 | 1--5 | 2 | 2 | 6.0451 | 99.41% | 0% | 0.5857% | 0.60097 | 0 | 0 | 0.60097 | 0 | 0.52168 | 0.025375 | 20.5593 | 0.52168 | 0.025375 | 20.5593 | 0.60986 | 0.029663 | 20.5593 | 9.941% | 7.6e-05 | 6.84e-05 | 79541.4151 | 12489.5349 | 411.7525 | 66640.1278 | 79593.1765 | 0 | 0 | 79593.1765 | 1.982e-05%
2028 | 292 | CB 292 | Tier-2 | Tier-2---18 | 4--3 | 17 | 13 | 94.6686 | 66.47% | 32.93% | 0.6021% | 4.8122 | 0 | 0 | 4.8122 | 0 | 4.1773 | 0.16493 | 25.3268 | 4.1773 | 0.16493 | 25.3268 | 4.8833 | 0.19281 | 25.3268 | 5.083% | 0.048129 | 0.044449 | 1966.9754 | 205.7428 | 558.5001 | 1202.7325 | 2021.5822 | 0 | 0 | 2021.5822 | 0.0001587%
2028 | 315 | CB 315 | Tier-2 | Tier-2---19 | 1--4 | 21 | 1 | 10.7713 | 97.26% | 0% | 2.741% | 0.049886 | 0 | 0 | 0.049886 | 0 | 0.043304 | 0.012687 | 3.4132 | 0.043304 | 0.012687 | 3.4132 | 0.050623 | 0.014832 | 3.4132 | 0.4631% | 0.0017586 | 0.0017502 | 6124.9072 | 776.0019 | 1213.3331 | 4135.5722 | 6125.7106 | 0 | 0 | 6125.7106 | 1.645e-06%
2028 | 327 | CB 327 | Tier-3 | Tier-3---16 | 4--5 | 22 | 21 | 1456.7095 | 99.79% | 0.1579% | 0.0494% | 138.7612 | 0 | 0 | 138.7612 | 0 | 120.4538 | 0.26643 | 452.0978 | 120.4538 | 0.26643 | 452.0978 | 140.8119 | 0.31146 | 452.0978 | 9.526% | 0.076966 | 0.06962 | 18926.5639 | 3241.7353 | 24.8136 | 15660.0149 | 18930.7048 | 0 | 0 | 18930.7048 | 0.004576%
2028 | 329 | CB 329 | Tier-2 | Tier-2---14 | 3--4 | 34 | 8 | 215.2852 | 96.83% | 2.614% | 0.5577% | 4.9049 | 0 | 0 | 4.9049 | 0 | 4.2578 | 0.1015 | 41.949 | 4.2578 | 0.1015 | 41.949 | 4.9774 | 0.11865 | 41.949 | 2.278% | 0.026212 | 0.025596 | 8213.1037 | 1191.5515 | 755.5628 | 6265.9894 | 8219.3802 | 0 | 0 | 8219.3802 | 0.0001617%
2028 | 330 | CB 330 | Tier-2 | Tier-2---16 | 4--3 | 156 | 73 | 124.2501 | 33.35% | 64.03% | 2.615% | 1.9393 | 0 | 0 | 1.9393 | 0 | 1.6834 | 0.92617 | 1.8176 | 1.6834 | 0.92617 | 1.8176 | 1.968 | 1.0827 | 1.8176 | 1.561% | 0.029702 | 0.028312 | 4183.2246 | 10.9263 | 3758.006 | 414.2923 | 4320.0911 | 0 | 0 | 4320.0911 | 6.395e-05%
2028 | 331 | CB 331 | Tier-2 | Tier-2---14 | 2--5 | 48 | 25 | 261.2105 | 99.38% | 0% | 0.6196% | 13.5204 | 0 | 0 | 13.5204 | 0 | 11.7366 | 0.31718 | 37.0027 | 11.7366 | 0.31718 | 37.0027 | 13.7202 | 0.37079 | 37.0027 | 5.176% | 0.010352 | 0.0098128 | 25232.8512 | 3536.4388 | 3219.2744 | 18477.138 | 25241.441 | 0 | 0 | 25241.441 | 0.0004459%
2028 | 350 | CB 350 | Tier-2 | Tier-2---15 | 1--5 | 4 | 1 | 133.5736 | 99.92% | 0% | 0.07821% | 3.3367 | 0 | 0 | 3.3367 | 0 | 2.8965 | 0.012687 | 228.2991 | 2.8965 | 0.012687 | 228.2991 | 3.386 | 0.014832 | 228.2991 | 2.498% | 0.0004644 | 0.00045279 | 287626.1215 | 46100.7705 | 2192.4832 | 239332.8678 | 287631.8895 | 0 | 0 | 287631.8895 | 0.00011%
2028 | 351 | CB 351 | Tier-2 | Tier-2---3 | 5--5 | 154 | 110 | 14599.7352 | 99.66% | 0.3054% | 0.03279% | 1039.3116 | 0 | 0 | 1039.3116 | 0 | 902.1902 | 1.3956 | 646.4524 | 902.1902 | 1.3956 | 646.4524 | 1054.6706 | 1.6315 | 646.4524 | 7.119% | 0.12463 | 0.11573 | 117140.1184 | 26730.0261 | 377.3251 | 90032.7671 | 117170.591 | 0 | 0 | 117170.591 | 0.03427%
2028 | 352 | CB 352 | Tier-2 | Tier-2---18 | 4--2 | 5 | 4 | 87.8741 | 99.22% | 0.6237% | 0.1541% | 6.9753 | 0 | 0 | 6.9753 | 0 | 6.055 | 0.050749 | 119.3118 | 6.055 | 0.050749 | 119.3118 | 7.0783 | 0.059326 | 119.3118 | 7.938% | 0.066856 | 0.061507 | 1314.3831 | 210.4244 | 8.2251 | 1095.7336 | 1315.2721 | 0 | 0 | 1315.2721 | 0.00023%
2028 | 353 | CB 353 | Tier-2 | Tier-2---19 | 1--5 | 4 | 1 | 7.5897 | 98.6% | 0% | 1.398% | 0.18709 | 0 | 0 | 0.18709 | 0 | 0.16241 | 0.012687 | 12.8007 | 0.16241 | 0.012687 | 12.8007 | 0.18985 | 0.014832 | 12.8007 | 2.465% | 0.0001926 | 0.00018778 | 39406.3406 | 6139.512 | 737.3483 | 32529.4803 | 39420.4648 | 0 | 0 | 39420.4648 | 6.17e-06%
2028 | 354 | CB 354 | Tier-2 | Tier-2---19 | 1--5 | 3 | 2 | 12.0695 | 99.46% | 0% | 0.538% | 0.8003 | 0 | 0 | 0.8003 | 0 | 0.69472 | 0.025375 | 27.3784 | 0.69472 | 0.025375 | 27.3784 | 0.81213 | 0.029663 | 27.3784 | 6.631% | 0.0002126 | 0.00019843 | 56770.8652 | 8857.5448 | 1365.0187 | 46548.3017 | 56792.6794 | 0 | 0 | 56792.6794 | 2.639e-05%
2028 | 355 | CB 355 | Tier-2 | Tier-2---3 | 5--5 | 302 | 168 | 11288.3525 | 98.84% | 1.109% | 0.05403% | 620.6565 | 0 | 0 | 620.6565 | 0 | 538.7703 | 2.1315 | 252.77 | 538.7703 | 2.1315 | 252.77 | 629.8286 | 2.4917 | 252.77 | 5.498% | 0.1048 | 0.098973 | 107709.793 | 22403.5173 | 1198.9113 | 84107.3644 | 107783.5993 | 0 | 0 | 107783.5993 | 0.02047%
2028 | 356 | CB 356 | Tier-2 | Tier-2---19 | 1--5 | 3 | 2 | 6.8062 | 99.1% | 0% | 0.8997% | 0.44966 | 0 | 0 | 0.44966 | 0 | 0.39034 | 0.025375 | 15.3829 | 0.39034 | 0.025375 | 15.3829 | 0.45631 | 0.029663 | 15.3829 | 6.607% | 0.0001262 | 0.00011779 | 53931.5569 | 8525.3907 | 930.8819 | 44475.2842 | 53966.2151 | 0 | 0 | 53966.2151 | 1.483e-05%
2028 | 357 | CB 357 | Tier-3 | Tier-3---10 | 5--5 | 162 | 106 | 6110.8546 | 96.01% | 3.933% | 0.05986% | 383.8802 | 0 | 0 | 383.8802 | 0 | 333.2331 | 1.3449 | 247.784 | 333.2331 | 1.3449 | 247.784 | 389.5532 | 1.5721 | 247.784 | 6.282% | 0.12773 | 0.11937 | 47841.0693 | 7695.9209 | 1866.6974 | 38278.451 | 47974.8147 | 0 | 0 | 47974.8147 | 0.01266%
2028 | 358 | CB 358 | Tier-3 | Tier-3---15 | 5--4 | 21 | 6 | 861.4334 | 18.88% | 81.11% | 0.0161% | 4.6462 | 0 | 0 | 4.6462 | 0 | 4.0332 | 0.076124 | 52.9824 | 4.0332 | 0.076124 | 52.9824 | 4.7149 | 0.08899 | 52.9824 | 0.5394% | 0.1387 | 0.13474 | 6210.6059 | 197.9224 | 4526.0062 | 1486.6772 | 6358.7881 | 0 | 0 | 6358.7881 | 0.0001532%
2028 | 396 | CB 396 | Tier-2 | Tier-2---11 | 5--4 | 145 | 5 | 669.8148 | 14.34% | 85.25% | 0.4034% | 0.33127 | 0 | 0 | 0.33127 | 0 | 0.28757 | 0.063436 | 4.5332 | 0.28757 | 0.063436 | 4.5332 | 0.33617 | 0.074158 | 4.5332 | 0.04946% | 0.10036 | 0.10001 | 6674.121 | 193.8927 | 5213.8843 | 1266.344 | 6693.9025 | 0 | 0 | 6693.9025 | 1.092e-05%
2028 | 441 | CB 441 | Tier-3 | Tier-3---15 | 5--3 | 94 | 87 | 1133.0808 | 94.08% | 5.666% | 0.2577% | 98.6577 | 0 | 0 | 98.6577 | 0 | 85.6413 | 1.1038 | 77.5881 | 85.6413 | 1.1038 | 77.5881 | 100.1156 | 1.2903 | 77.5881 | 8.707% | 0.54555 | 0.49505 | 2076.9658 | 210.0359 | 105.6276 | 1761.3022 | 2089.5151 | 0 | 0 | 2089.5151 | 0.003253%
2028 | 443 | CB 443 | Tier-2 | Tier-2---17 | 2--4 | 36 | 22 | 67.1473 | 98.29% | 0% | 1.71% | 4.0333 | 0 | 0 | 4.0333 | 0 | 3.5011 | 0.27912 | 12.5435 | 3.5011 | 0.27912 | 12.5435 | 4.0929 | 0.32629 | 12.5435 | 6.007% | 0.007405 | 0.0069525 | 9067.8323 | 1863.6752 | 20.0371 | 7184.12 | 9077.9274 | 0 | 0 | 9077.9274 | 0.000133%
2028 | 444 | CB 444 | Tier-2 | Tier-2---16 | 4--2 | 17 | 15 | 117.4434 | 97.68% | 1.947% | 0.3705% | 10.1225 | 0 | 0 | 10.1225 | 0 | 8.787 | 0.19031 | 46.1719 | 8.787 | 0.19031 | 46.1719 | 10.272 | 0.22247 | 46.1719 | 8.619% | 0.081621 | 0.074419 | 1438.8937 | 193.307 | 35.5972 | 1209.9894 | 1442.1213 | 0 | 0 | 1442.1213 | 0.0003338%
2028 | 449 | CB 449 | Tier-3 | Tier-3---20 | 1--5 | 5 | 3 | 7.8127 | 98.22% | 0% | 1.784% | 0.4604 | 0 | 0 | 0.4604 | 0 | 0.39966 | 0.038062 | 10.5002 | 0.39966 | 0.038062 | 10.5002 | 0.4672 | 0.044495 | 10.5002 | 5.893% | 0.0002642 | 0.00024835 | 29571.2422 | 4082.6639 | 218.8037 | 25269.7746 | 29604.9154 | 0 | 0 | 29604.9154 | 1.518e-05%
2028 | 461 | CB 461 | Tier-2 | Tier-2---15 | 2--4 | 36 | 27 | 101.8709 | 98.65% | 0% | 1.347% | 7.5374 | 0 | 0 | 7.5374 | 0 | 6.543 | 0.34256 | 19.1003 | 6.543 | 0.34256 | 19.1003 | 7.6488 | 0.40045 | 19.1003 | 7.399% | 0.0097562 | 0.0090245 | 10441.6529 | 2274.299 | 1515.1673 | 6652.1866 | 10453.057 | 0 | 0 | 10453.057 | 0.0002486%
2028 | 470 | CB 470 | Tier-2 | Tier-2---6 | 5--5 | 381 | 48 | 6922.0493 | 95.49% | 4.388% | 0.1268% | 83.2699 | 0 | 0 | 83.2699 | 0 | 72.2837 | 0.60899 | 118.6945 | 72.2837 | 0.60899 | 118.6945 | 84.5005 | 0.71192 | 118.6945 | 1.203% | 0.114 | 0.11256 | 60721.6484 | 13514.2063 | 2573.4965 | 44633.9456 | 60756.6249 | 0 | 0 | 60756.6249 | 0.002746%
2028 | 499 | CB 499 | Tier-2 | Tier-2---19 | 2--3 | 31 | 6 | 19.4193 | 94.64% | 0% | 5.361% | 0.35571 | 0 | 0 | 0.35571 | 0 | 0.30878 | 0.076124 | 4.0563 | 0.30878 | 0.076124 | 4.0563 | 0.36097 | 0.08899 | 4.0563 | 1.832% | 0.00687 | 0.006737 | 2826.6853 | 293.3494 | 758.4761 | 1774.8598 | 2829.676 | 0 | 0 | 2829.676 | 1.173e-05%
2028 | 520 | CB 520 | Tier-2 | Tier-2---21 | 1--5 | 2 | 2 | 1.7668 | 97.86% | 0% | 2.14% | 0.1729 | 0 | 0 | 0.1729 | 0 | 0.15009 | 0.025375 | 5.9149 | 0.15009 | 0.025375 | 5.9149 | 0.17546 | 0.029663 | 5.9149 | 9.786% | 7.36e-05 | 6.624e-05 | 24005.4522 | 5429.4966 | 1707.34 | 16868.6156 | 24062.5186 | 0 | 0 | 24062.5186 | 5.702e-06%
2028 | 521 | CB 521 | Tier-2 | Tier-2---20 | 3--1 | 14 | 11 | 12.2832 | 16.79% | 81.3% | 1.905% | 0.16207 | 0 | 0 | 0.16207 | 0 | 0.14069 | 0.13956 | 1.0081 | 0.14069 | 0.13956 | 1.0081 | 0.16447 | 0.16315 | 1.0081 | 1.319% | 0.025917 | 0.02388 | 473.952 | 7.4349 | 392.0671 | 74.45 | 507.5797 | 0 | 0 | 507.5797 | 5.345e-06%
2028 | 522 | CB 522 | Tier-2 | Tier-2---9 | 4--5 | 253 | 129 | 1074.3257 | 89.49% | 10.08% | 0.4258% | 49.0233 | 0 | 0 | 49.0233 | 0 | 42.5554 | 1.6367 | 26.0014 | 42.5554 | 1.6367 | 26.0014 | 49.7477 | 1.9133 | 26.0014 | 4.563% | 0.049006 | 0.046507 | 21922.4202 | 3152.3384 | 2334.9737 | 16435.1082 | 22046.1565 | 0 | 0 | 22046.1565 | 0.001617%
2028 | 523 | CB 523 | Tier-2 | Tier-2---13 | 4--4 | 259 | 126 | 305.5692 | 37.2% | 61.32% | 1.484% | 5.5296 | 0 | 0 | 5.5296 | 0 | 4.8001 | 1.5986 | 3.0027 | 4.8001 | 1.5986 | 3.0027 | 5.6113 | 1.8688 | 3.0027 | 1.81% | 0.044603 | 0.042433 | 6850.8655 | 637.5043 | 4014.608 | 2198.7533 | 7070.8802 | 0 | 0 | 7070.8802 | 0.0001823%
2028 | 524 | CB 524 | Tier-3 | Tier-3---17 | 3--5 | 90 | 12 | 481.3309 | 94.25% | 5.298% | 0.4514% | 6.0487 | 0 | 0 | 6.0487 | 0 | 5.2507 | 0.15225 | 34.488 | 5.2507 | 0.15225 | 34.488 | 6.1381 | 0.17798 | 34.488 | 1.257% | 0.018139 | 0.017897 | 26536.2736 | 4900.6821 | 2268.1123 | 19367.4792 | 26556.8917 | 0 | 0 | 26556.8917 | 0.0001995%
2028 | 533 | CB 533 | Tier-2 | Tier-2---20 | 4--1 | 14 | 1 | 10.6053 | 3.364% | 93.72% | 2.92% | 0.0025483 | 0 | 0 | 0.0025483 | 0 | 0.0022121 | 0.012687 | 0.17436 | 0.0022121 | 0.012687 | 0.17436 | 0.002586 | 0.014832 | 0.17436 | 0.02403% | 0.06013 | 0.059701 | 176.3723 | 1.2595 | 133.5547 | 41.5581 | 177.5985 | 0 | 0 | 177.5985 | 8.404e-08%
2028 | 534 | CB 534 | Tier-2 | Tier-2---21 | 4--1 | 12 | 6 | 6.3051 | 35.99% | 54.92% | 9.089% | 0.11347 | 0 | 0 | 0.11347 | 0 | 0.098496 | 0.076124 | 1.2939 | 0.098496 | 0.076124 | 1.2939 | 0.11514 | 0.08899 | 1.2939 | 1.8% | 0.060541 | 0.057514 | 104.1456 | 5.1049 | 50.6919 | 48.3488 | 107.6541 | 0 | 0 | 107.6541 | 3.742e-06%
2028 | 535 | CB 535 | Tier-2 | Tier-2---16 | 4--3 | 10 | 5 | 111.4983 | 4.585% | 95.12% | 0.2939% | 0.25563 | 0 | 0 | 0.25563 | 0 | 0.22191 | 0.063436 | 3.4981 | 0.22191 | 0.063436 | 3.4981 | 0.25941 | 0.074158 | 3.4981 | 0.2293% | 0.059698 | 0.056713 | 1867.7052 | 14.9488 | 1426.0626 | 426.6938 | 1961.498 | 0 | 0 | 1961.498 | 8.43e-06%
2028 | 536 | CB 536 | Tier-2 | Tier-2---18 | 4--2 | 39 | 33 | 54.1099 | 76.19% | 21.99% | 1.82% | 3.4885 | 0 | 0 | 3.4885 | 0 | 3.0282 | 0.41868 | 7.2328 | 3.0282 | 0.41868 | 7.2328 | 3.54 | 0.48944 | 7.2328 | 6.447% | 0.063476 | 0.058105 | 852.4497 | 102.6719 | 151.462 | 598.3157 | 871.2096 | 0 | 0 | 871.2096 | 0.000115%
2028 | 540 | CB 540 | Tier-2 | Tier-2---17 | 1--5 | 16 | 5 | 67.245 | 99.24% | 0% | 0.7576% | 2.0855 | 0 | 0 | 2.0855 | 0 | 1.8103 | 0.063436 | 28.5378 | 1.8103 | 0.063436 | 28.5378 | 2.1163 | 0.074158 | 28.5378 | 3.101% | 0.0036022 | 0.0034896 | 18667.7627 | 2802.0205 | 1252.6198 | 14613.1224 | 18672.3245 | 0 | 0 | 18672.3245 | 6.877e-05%
2028 | 542 | CB 542 | Tier-2 | Tier-2---9 | 4--5 | 43 | 35 | 949.4775 | 95.45% | 4.414% | 0.1311% | 73.7702 | 0 | 0 | 73.7702 | 0 | 64.0374 | 0.44406 | 144.2104 | 64.0374 | 0.44406 | 144.2104 | 74.8604 | 0.51911 | 144.2104 | 7.77% | 0.053515 | 0.049159 | 17742.4015 | 2646.628 | 1293.2242 | 13802.5493 | 17813.86 | 0 | 0 | 17813.86 | 0.002433%
2028 | 576 | CB 576 | Tier-2 | Tier-2---12 | 4--4 | 19 | 13 | 417.7025 | 78.37% | 21.49% | 0.1463% | 22.397 | 0 | 0 | 22.397 | 0 | 19.4421 | 0.16493 | 117.8773 | 19.4421 | 0.16493 | 117.8773 | 22.728 | 0.19281 | 117.8773 | 5.362% | 0.047237 | 0.044005 | 8842.622 | 1103.3667 | 1857.3002 | 5881.9552 | 8983.1194 | 0 | 0 | 8983.1194 | 0.0007386%
2028 | 599 | CB 599 | Tier-2 | Tier-2---4 | 4--5 | 369 | 262 | 4323.2442 | 99.81% | 0% | 0.1903% | 306.3779 | 0 | 0 | 306.3779 | 0 | 265.956 | 3.3241 | 80.0091 | 265.956 | 3.3241 | 80.0091 | 310.9056 | 3.8859 | 80.0091 | 7.087% | 0.043095 | 0.040035 | 100319.859 | 21711.3429 | 465.9724 | 78142.5437 | 100334.4508 | 0 | 0 | 100334.4508 | 0.0101%
2028 | 67 | CB 67 | Tier-3 | Tier-3---20 | 1--5 | 3 | 2 | 10.8761 | 99.3% | 0% | 0.7025% | 0.71998 | 0 | 0 | 0.71998 | 0 | 0.62499 | 0.025375 | 24.6305 | 0.62499 | 0.025375 | 24.6305 | 0.73062 | 0.029663 | 24.6305 | 6.62% | 0.0002312 | 0.00021579 | 47041.8645 | 6931.4997 | 675.7608 | 39434.604 | 47065.4692 | 0 | 0 | 47065.4692 | 2.374e-05%
2028 | 776 | CB 776 | Tier-2 | Tier-2---18 | 3--3 | 53 | 53 | 55.0677 | 92.66% | 4.028% | 3.312% | 5.1026 | 0 | 0 | 5.1026 | 0 | 4.4294 | 0.67243 | 6.5871 | 4.4294 | 0.67243 | 6.5871 | 5.178 | 0.78607 | 6.5871 | 9.266% | 0.014982 | 0.013484 | 3675.6367 | 654.2376 | 129.2917 | 2892.1074 | 3705.6131 | 0 | 0 | 3705.6131 | 0.0001683%
2028 | 78 | CB 78 | Tier-3 | Tier-3---20 | 1--5 | 4 | 3 | 25.281 | 99.56% | 0% | 0.4423% | 1.8877 | 0 | 0 | 1.8877 | 0 | 1.6386 | 0.038062 | 43.0519 | 1.6386 | 0.038062 | 43.0519 | 1.9156 | 0.044495 | 43.0519 | 7.467% | 0.0002122 | 0.00019629 | 119137.3955 | 18702.2941 | 125.3011 | 100309.8003 | 119180.1165 | 0 | 0 | 119180.1165 | 6.225e-05%
2028 | 788 | CB 788 | Tier-2 | Tier-2---2 | 5--5 | 708 | 24 | 8569.0681 | 95.07% | 4.755% | 0.1724% | 27.6164 | 0 | 0 | 27.6164 | 0 | 23.9728 | 0.30449 | 78.7297 | 23.9728 | 0.30449 | 78.7297 | 28.0245 | 0.35596 | 78.7297 | 0.3223% | 0.14181 | 0.14133 | 60426.1463 | 13184.7767 | 2801.9092 | 44439.4605 | 60436.2738 | 0 | 0 | 60436.2738 | 0.0009107%
2028 | 835 | CB 835 | Tier-2 | Tier-2---17 | 1--5 | 12 | 8 | 42.6475 | 99.43% | 0% | 0.5747% | 2.8268 | 0 | 0 | 2.8268 | 0 | 2.4539 | 0.1015 | 24.1765 | 2.4539 | 0.1015 | 24.1765 | 2.8686 | 0.11865 | 24.1765 | 6.628% | 0.0017112 | 0.0015971 | 24922.574 | 5223.7878 | 17.636 | 19681.1502 | 24932.8055 | 0 | 0 | 24932.8055 | 9.322e-05%
2028 | 907 | CB 907 | Tier-3 | Tier-3---13 | 3--5 | 51 | 39 | 2742.2838 | 99.83% | 0.1274% | 0.03844% | 209.3563 | 0 | 0 | 209.3563 | 0 | 181.7349 | 0.4948 | 367.2864 | 181.7349 | 0.4948 | 367.2864 | 212.4502 | 0.57843 | 367.2864 | 7.634% | 0.023668 | 0.021858 | 115862.6602 | 23455.2181 | 132.6973 | 92274.7448 | 115878.5696 | 0 | 0 | 115878.5696 | 0.006904%
2028 | 91 | CB 91 | Tier-2 | Tier-2---12 | 3--5 | 68 | 30 | 337.7351 | 93.43% | 6.078% | 0.496% | 13.9205 | 0 | 0 | 13.9205 | 0 | 12.0839 | 0.38062 | 31.748 | 12.0839 | 0.38062 | 31.748 | 14.1262 | 0.44495 | 31.748 | 4.122% | 0.015476 | 0.014793 | 21823.4311 | 3984.4333 | 1811.7057 | 16027.292 | 21889.6505 | 0 | 0 | 21889.6505 | 0.000459%
2028 | 928 | CB 928 | Tier-2 | Tier-2---7 | 4--5 | 62 | 53 | 1655.0106 | 79.76% | 20.12% | 0.1245% | 112.8379 | 0 | 0 | 112.8379 | 0 | 97.9506 | 0.67243 | 145.6674 | 97.9506 | 0.67243 | 145.6674 | 114.5054 | 0.78607 | 145.6674 | 6.818% | 0.057199 | 0.052309 | 28934.4603 | 4597.4585 | 5524.6499 | 18812.3519 | 29481.9537 | 0 | 0 | 29481.9537 | 0.003721%
2028 | 970 | CB 970 | Tier-2 | Tier-2---14 | 1--5 | 4 | 3 | 251.0066 | 99.97% | 0% | 0.03372% | 18.8191 | 0 | 0 | 18.8191 | 0 | 16.3362 | 0.038062 | 429.2023 | 16.3362 | 0.038062 | 429.2023 | 19.0973 | 0.044495 | 429.2023 | 7.497% | 0.00034 | 0.0003145 | 738254.59 | 119031.8531 | 2302.4993 | 616920.2376 | 738274.7756 | 0 | 0 | 738274.7756 | 0.0006206%
2028 | 971 | CB 971 | Tier-2 | Tier-2---3 | 5--5 | 167 | 114 | 11456.6981 | 99.51% | 0.4569% | 0.03477% | 778.2289 | 0 | 0 | 778.2289 | 0 | 675.5534 | 1.4464 | 467.0743 | 675.5534 | 1.4464 | 467.0743 | 789.7296 | 1.6908 | 467.0743 | 6.793% | 0.12528 | 0.11672 | 91451.3672 | 15599.0846 | 567.0446 | 75285.238 | 91484.3089 | 0 | 0 | 91484.3089 | 0.02566%
2028 | 973 | CB 973 | Tier-2 | Tier-2---14 | 1--5 | 7 | 4 | 310.4015 | 99.93% | 0% | 0.0686% | 17.7251 | 0 | 0 | 17.7251 | 0 | 15.3865 | 0.050749 | 303.1874 | 15.3865 | 0.050749 | 303.1874 | 17.987 | 0.059326 | 303.1874 | 5.71% | 0.000676 | 0.00063737 | 459173.7618 | 73982.6369 | 1404.1576 | 383786.9672 | 459192.853 | 0 | 0 | 459192.853 | 0.0005845%
2028 | 974 | CB 974 | Tier-2 | Tier-2---12 | 1--5 | 7 | 5 | 334.3039 | 99.93% | 0% | 0.06503% | 23.8633 | 0 | 0 | 23.8633 | 0 | 20.7149 | 0.063436 | 326.546 | 20.7149 | 0.063436 | 326.546 | 24.216 | 0.074158 | 326.546 | 7.138% | 0.0006326 | 0.00058741 | 528460.2237 | 85326.4466 | 346.0244 | 442787.7527 | 528486.6609 | 0 | 0 | 528486.6609 | 0.0007869%
2028 | 975 | CB 975 | Tier-3 | Tier-3---16 | 5--4 | 11 | 8 | 1304.3742 | 99.51% | 0.4601% | 0.0271% | 94.4014 | 0 | 0 | 94.4014 | 0 | 81.9466 | 0.1015 | 807.3691 | 81.9466 | 0.1015 | 807.3691 | 95.7965 | 0.11865 | 807.3691 | 7.237% | 0.10726 | 0.099458 | 12161.0449 | 1953.4321 | 79.6517 | 10127.9611 | 12165.6914 | 0 | 0 | 12165.6914 | 0.003113%
2028 | 980 | CB 980 | Tier-2 | Tier-2---12 | 2--5 | 35 | 24 | 387.8494 | 99.7% | 0% | 0.3041% | 26.5145 | 0 | 0 | 26.5145 | 0 | 23.0163 | 0.30449 | 75.5885 | 23.0163 | 0.30449 | 75.5885 | 26.9063 | 0.35596 | 75.5885 | 6.836% | 0.0069124 | 0.0064384 | 56109.2292 | 24867.9549 | 702.1092 | 30539.1651 | 56121.7905 | 0 | 0 | 56121.7905 | 0.0008744%
2028 | 981 | CB 981 | Tier-2 | Tier-2---15 | 1--5 | 14 | 11 | 132.7571 | 99.65% | 0% | 0.354% | 10.394 | 0 | 0 | 10.394 | 0 | 9.0227 | 0.13956 | 64.6507 | 9.0227 | 0.13956 | 64.6507 | 10.5476 | 0.16315 | 64.6507 | 7.829% | 0.0030076 | 0.0027713 | 44140.5414 | 6652.1756 | 3087.2085 | 34401.1573 | 44153.8651 | 0 | 0 | 44153.8651 | 0.0003428%
2028 | 982 | CB 982 | Tier-2 | Not Applicable | Not Applicable | 1 | 1 | 0 | 0% | 0% | 0% | 0 | 0 | 0 | 0 | 0 | 0 | 0.012687 | 0 | 0 | 0.012687 | 0 | 0 | 0.014832 | 0 | 0% | 0 | 0 | 0 | 0 | 0 | 0 | 0 | 0 | 0 | 0 | 0%
2028 | CTL1 | CB CTL1 | Tier-3 | Tier-3---19 | 5--1 | 6 | 2 | 27.4807 | 90.21% | 9.514% | 0.2799% | 0.82631 | 0 | 0 | 0.82631 | 0 | 0.71729 | 0.025375 | 28.268 | 0.71729 | 0.025375 | 28.268 | 0.83852 | 0.029663 | 28.268 | 3.007% | 0.42111 | 0.40708 | 65.2572 | 9.1588 | 5.9813 | 50.1171 | 65.4776 | 0 | 0 | 65.4776 | 2.725e-05%
2028 | DV1 | CB DV1 | Tier-3 | Tier-3---20 | 1--5 | 2 | 2 | 15.4911 | 99.81% | 0% | 0.1868% | 1.5462 | 0 | 0 | 1.5462 | 0 | 1.3422 | 0.025375 | 52.8961 | 1.3422 | 0.025375 | 52.8961 | 1.5691 | 0.029663 | 52.8961 | 9.981% | 0.000145 | 0.0001305 | 106835.191 | 17155.6704 | 250.2479 | 89429.2727 | 106857.3618 | 0 | 0 | 106857.3618 | 5.099e-05%
2028 | FB1 | CB FB1 | Tier-2 | Tier-2---11 | 4--4 | 371 | 161 | 346.5871 | 36.93% | 61.45% | 1.621% | 5.5543 | 0 | 0 | 5.5543 | 0 | 4.8215 | 2.0427 | 2.3604 | 4.8215 | 2.0427 | 2.3604 | 5.6364 | 2.3879 | 2.3604 | 1.603% | 0.04664 | 0.044616 | 7431.1135 | 852.2072 | 4097.3369 | 2481.5694 | 7643.7346 | 0 | 0 | 7643.7346 | 0.0001832%
2028 | FB2 | CB FB2 | Tier-2 | Tier-2---9 | 4--5 | 173 | 109 | 1029.5845 | 94.33% | 5.316% | 0.3556% | 61.1907 | 0 | 0 | 61.1907 | 0 | 53.1175 | 1.3829 | 38.4098 | 53.1175 | 1.3829 | 38.4098 | 62.095 | 1.6166 | 38.4098 | 5.943% | 0.045688 | 0.04281 | 22535.0189 | 4971.8159 | 1116.7336 | 16446.4695 | 22620.9593 | 0 | 0 | 22620.9593 | 0.002018%
2028 | JU1 | CB JU1 | Tier-3 | Tier-3---15 | 5--4 | 80 | 67 | 1531.7487 | 97.85% | 2.019% | 0.1357% | 125.5197 | 0 | 0 | 125.5197 | 0 | 108.9593 | 0.85005 | 128.1801 | 108.9593 | 0.85005 | 128.1801 | 127.3746 | 0.99372 | 128.1801 | 8.195% | 0.1808 | 0.16566 | 8471.8458 | 1257.0107 | 156.1661 | 7058.669 | 8488.5321 | 0 | 0 | 8488.5321 | 0.004139%
2028 | MOR1 | CB MOR1 | Tier-2 | Tier-2---4 | 5--5 | 116 | 86 | 5119.7141 | 98.56% | 1.393% | 0.05121% | 374.0843 | 0 | 0 | 374.0843 | 0 | 324.7295 | 1.0911 | 297.6148 | 324.7295 | 1.0911 | 297.6148 | 379.6125 | 1.2755 | 297.6148 | 7.307% | 0.12647 | 0.11709 | 40481.7763 | 7026.0973 | 519.7061 | 32935.973 | 40528.5827 | 0 | 0 | 40528.5827 | 0.01234%
2028 | NVS1 | CB NVS1 | Tier-2 | Tier-2---12 | 4--5 | 403 | 5 | 638.0788 | 99.02% | 0% | 0.9838% | 0.78387 | 0 | 0 | 0.78387 | 0 | 0.68045 | 0.063436 | 10.7265 | 0.68045 | 0.063436 | 10.7265 | 0.79546 | 0.074158 | 10.7265 | 0.1228% | 0.029239 | 0.029203 | 21822.7187 | 3513.3113 | 81.7568 | 18227.6506 | 21822.9854 | 0 | 0 | 21822.9854 | 2.585e-05%
2028 | OK1 | CB OK1 | Tier-3 | Tier-3---7 | 5--5 | 190 | 153 | 6915.6819 | 99% | 0.9206% | 0.07911% | 551.3273 | 0 | 0 | 551.3273 | 0 | 478.5881 | 1.9412 | 246.548 | 478.5881 | 1.9412 | 246.548 | 559.4749 | 2.2692 | 246.548 | 7.972% | 0.20255 | 0.18624 | 34143.1528 | 5850.2009 | 285.3534 | 28007.5985 | 34173.0448 | 0 | 0 | 34173.0448 | 0.01818%
2028 | PE1 | CB PE1 | Tier-3 | Tier-3---13 | 5--4 | 247 | 132 | 3027.5479 | 94.73% | 5.109% | 0.164% | 153.2642 | 0 | 0 | 153.2642 | 0 | 133.0433 | 1.6747 | 79.442 | 133.0433 | 1.6747 | 79.442 | 155.5291 | 1.9578 | 79.442 | 5.062% | 0.24168 | 0.22876 | 12527.0623 | 1785.3868 | 582.212 | 10159.4635 | 12564.3577 | 0 | 0 | 12564.3577 | 0.005054%
2028 | RA1 | CB RA1 | Tier-2 | Tier-2---2 | 5--5 | 353 | 179 | 10517.0624 | 98.31% | 1.619% | 0.07383% | 524.2711 | 0 | 0 | 524.2711 | 0 | 455.1015 | 2.271 | 200.3947 | 455.1015 | 2.271 | 200.3947 | 532.0188 | 2.6549 | 200.3947 | 4.985% | 0.14726 | 0.13979 | 71417.5478 | 11306.2901 | 1058.7648 | 59052.4929 | 71482.1454 | 0 | 0 | 71482.1454 | 0.01729%
2028 | RA2 | CB RA2 | Tier-2 | Tier-2---4 | 5--5 | 118 | 62 | 5229.9021 | 98.11% | 1.831% | 0.05575% | 269.606 | 0 | 0 | 269.606 | 0 | 234.0356 | 0.78661 | 297.5236 | 234.0356 | 0.78661 | 297.5236 | 273.5903 | 0.91956 | 297.5236 | 5.155% | 0.12706 | 0.12038 | 41161.4683 | 9548.3144 | 685.7088 | 30927.4452 | 41204.5431 | 0 | 0 | 41204.5431 | 0.008891%
2028 | RA3 | CB RA3 | Tier-2 | Tier-2---10 | 5--4 | 241 | 93 | 916.1972 | 69.5% | 30.07% | 0.4286% | 24.5712 | 0 | 0 | 24.5712 | 0 | 21.3294 | 1.1799 | 18.077 | 21.3294 | 1.1799 | 18.077 | 24.9343 | 1.3793 | 18.077 | 2.682% | 0.12911 | 0.12413 | 7096.3625 | 800.779 | 1887.9363 | 4407.6471 | 7183.2434 | 0 | 0 | 7183.2434 | 0.0008103%
2028 | RB1 | CB RB1 | Tier-3 | Tier-3---20 | 1--5 | 2 | 2 | 29.7534 | 99.88% | 0% | 0.1212% | 2.9717 | 0 | 0 | 2.9717 | 0 | 2.5797 | 0.025375 | 101.6631 | 2.5797 | 0.025375 | 101.6631 | 3.0156 | 0.029663 | 101.6631 | 9.988% | 0.0001458 | 0.00013122 | 204069.8082 | 32853.3253 | 379.8701 | 170836.6129 | 204097.2801 | 0 | 0 | 204097.2801 | 9.8e-05%
2028 | RC1 | CB RC1 | Tier-2 | Tier-2---4 | 4--5 | 94 | 58 | 3739.8748 | 99.14% | 0.8077% | 0.05477% | 228.7681 | 0 | 0 | 228.7681 | 0 | 198.5856 | 0.73586 | 269.8677 | 198.5856 | 0.73586 | 269.8677 | 232.1488 | 0.86023 | 269.8677 | 6.117% | 0.084253 | 0.079055 | 44388.4144 | 8961.6827 | 332.4323 | 35094.2993 | 44413.5888 | 0 | 0 | 44413.5888 | 0.007544%
2028 | SL1 | CB SL1 | Tier-3 | Tier-3---11 | 5--5 | 225 | 184 | 3361.5705 | 93.71% | 6.129% | 0.1568% | 257.6221 | 0 | 0 | 257.6221 | 0 | 223.6328 | 2.3345 | 95.7963 | 223.6328 | 2.3345 | 95.7963 | 261.4292 | 2.729 | 95.7963 | 7.664% | 0.19527 | 0.1793 | 17214.6695 | 3012.3475 | 977.9751 | 13224.3469 | 17311.0401 | 0 | 0 | 17311.0401 | 0.008495%
2028 | SSC1 | CB SSC1 | Tier-2 | Tier-2---18 | 4--3 | 220 | 27 | 94.186 | 2.003% | 94.63% | 3.363% | 0.023154 | 0 | 0 | 0.023154 | 0 | 0.020099 | 0.34256 | 0.058674 | 0.020099 | 0.34256 | 0.058674 | 0.023496 | 0.40045 | 0.058674 | 0.02458% | 0.031528 | 0.031141 | 2987.3954 | 7.3065 | 2624.9969 | 355.0921 | 3023.771 | 0 | 0 | 3023.771 | 7.635e-07%
2028 | CTL1 | CTL1-3R | Tier-3 | Tier-3---14 | 5--4 | 314 | 138 | 2064.0334 | 78.9% | 20.86% | 0.2358% | 71.5721 | 0 | 0 | 71.5721 | 0 | 62.1293 | 1.7508 | 35.4853 | 62.1293 | 1.7508 | 35.4853 | 72.6298 | 2.0468 | 35.4853 | 3.468% | 0.42513 | 0.40645 | 4855.055 | 599.2986 | 919.5646 | 3336.1917 | 4902.1464 | 0 | 0 | 4902.1464 | 0.00236%
2028 | DV1 | DV1-3R | Tier-3 | Tier-3---11 | 5--5 | 235 | 175 | 3719.4004 | 95.17% | 4.691% | 0.1427% | 263.5885 | 0 | 0 | 263.5885 | 0 | 228.812 | 2.2203 | 103.0556 | 228.812 | 2.2203 | 103.0556 | 267.4838 | 2.5955 | 103.0556 | 7.087% | 0.19421 | 0.17975 | 19151.2388 | 2981.992 | 820.0711 | 15349.1757 | 19225.7211 | 0 | 0 | 19225.7211 | 0.008692%
2028 | RA1 | RA1-402R | Tier-3 | Tier-3---4 | 5--5 | 122 | 74 | 9339.3378 | 99.33% | 0.6459% | 0.02826% | 562.6656 | 0 | 0 | 562.6656 | 0 | 488.4304 | 0.93886 | 520.238 | 488.4304 | 0.93886 | 520.238 | 570.9807 | 1.0975 | 520.238 | 6.025% | 0.12948 | 0.12162 | 72130.9155 | 12817.7406 | 426.7116 | 58886.4633 | 72162.3141 | 0 | 0 | 72162.3141 | 0.01855%
2028 | RB1 | RB1-427R | Tier-3 | Tier-3---7 | 5--5 | 433 | 306 | 6920.124 | 97.57% | 2.306% | 0.1195% | 477.1808 | 0 | 0 | 477.1808 | 0 | 414.2241 | 3.8823 | 106.6952 | 414.2241 | 3.8823 | 106.6952 | 484.2326 | 4.5385 | 106.6952 | 6.896% | 0.15381 | 0.14294 | 44992.7829 | 7465.1678 | 918.5464 | 36609.0687 | 45075.7752 | 0 | 0 | 45075.7752 | 0.01574%
2028 | RB1 | RB1-433R | Tier-3 | Tier-3---10 | 5--5 | 125 | 117 | 5946.5075 | 99.32% | 0.6164% | 0.06772% | 552.7852 | 0 | 0 | 552.7852 | 0 | 479.8536 | 1.4844 | 323.2615 | 479.8536 | 1.4844 | 323.2615 | 560.9543 | 1.7353 | 323.2615 | 9.296% | 0.15284 | 0.13854 | 38906.0871 | 6569.4535 | 216.2572 | 32120.3764 | 38933.5738 | 0 | 0 | 38933.5738 | 0.01823%
2028 | TM1 | TM1-10R | Tier-3 | Tier-3---12 | 5--5 | 103 | 81 | 3782.8568 | 99.48% | 0.4537% | 0.066% | 295.9408 | 0 | 0 | 295.9408 | 0 | 256.8959 | 1.0277 | 249.9788 | 256.8959 | 1.0277 | 249.9788 | 300.3142 | 1.2014 | 249.9788 | 7.823% | 0.093421 | 0.086074 | 40492.6609 | 6371.8092 | 167.7468 | 33953.1049 | 40510.6225 | 0 | 0 | 40510.6225 | 0.009759%

## RIDI
RIDI - Risk & Cost Benefit | [29 empty] | Summary Table |  | Baseline 2024 | Baseline 2024 | Baseline 2024 | WACC | WACC | WACC | H.D.R | H.D.R | H.D.R | S.D.R | S.D.R | S.D.R
[30 empty] | Year | Total Units (miles) | WF + PSPS + PEDS Risk Baseline (K$) | Baseline Risk Reduction (K$) | Baseline Risk Reduction (%) | PV Risk Reduced (K$) Year 40 | PV Total Cost Capital + O&M (K$) Year 40 | CBR WACC | PV Risk Reduced (K$) Year 40 | PV Total Cost Capital + O&M (K$) Year 40 | CBR HDR | PV Risk Reduced (K$) Year 40 | PV Total Cost Capital + O&M (K$) Year 40 | CBR SDR | Service Territory Risk Reduction (%)
back to index | [29 empty] | 2026 | 9000 | 2645380.3809 | 45262.851 | 1.711% | 43177.6847 | 1004.4905 | 42.9847 | 43177.6847 | 1004.4905 | 42.9847 | 45484.7277 | 1058.1618 | 42.9847 | 1.493%
[9 empty] | Assumptions | Value | Units | Last Update | Comments |  |  |  | Notes | [12 empty] | 2027 | 9000 | 2684191.9375 | 57043.7643 | 2.125% | 51909.0485 | 958.2157 | 54.1726 | 51909.0485 | 958.2157 | 54.1726 | 57604.3876 | 1063.3488 | 54.1726 | 1.881%
[9 empty] | Capital Cost only in Year 0 | 0.117 | K$/inspection | 2025-06-30 |  |  |  |  | [1] SDG&E does not calculate the risk reduction for the safety and reliability attributes for this program. All risk reduction is considered to fall within the financial attribute. | [12 empty] | 2028 | 9000 | 2741256.7369 | 72415.9785 | 2.642% | 62861.7895 | 914.0726 | 68.7711 | 62861.7895 | 914.0726 | 68.7711 | 73486.1482 | 1068.5613 | 68.7711 | 2.388%
[9 empty] | Service Drop factor | 0% | % | 2025-06-30 |  |  |  |  | [2] To avoid double counting of foundational cost SDG&E assumes no foundational cost for this program. | [12 empty] | Total 2026-2028 | 27000 | 8070829.0553 | 174722.5938 | 2.165% | 157948.5227 | 2876.7788 | 54.9046 | 157948.5227 | 2876.7788 | 54.9046 | 176575.2635 | 3190.0719 | 55.3515 | 5.762%
[9 empty] | OH to UG conversion factor | 0% | % | 2025-06-30
[9 empty] | Long-term Ongoing costs | 0 | $/unit | 2025-06-30
[9 empty] | Lifetime | 1 | Years | 2025-06-30
[9 empty] | Inflation Assumption to adjust Baseline | 2.5% |  | 2025-06-30
[9 empty] | Mitigation Effectiveness Estimate (%) | 29% | % | 2025-06-30
[9 empty] | Additional Installation Cost (O&M) only in Year 0 | 0 | M$/mile | 2025-06-30
[13 empty] | [1] | [1] | [1] | [2]
[8 empty] | Baseline 2025 | Baseline 2025 | Baseline 2025 | Baseline 2025 | Baseline 2025 | Baseline 2025 | Baseline 2025 | Baseline 2025 | Baseline 2025 | WACC | WACC | WACC | H.D.R | H.D.R | H.D.R | S.D.R | S.D.R | S.D.R |  |  |  | Pre - Mitigation CoRE |  |  |  | Post - Mitigation CoRE
Year | Feeder | Feeder Segment | HFTD Tier | Tranche ID HTM | Tranche ID Quintile | Total Units | Units in Scope (Poles) | WF + PSPS + PEDS Risk Baseline (K$/year) | Baseline Wildfire (%) | Baseline PSPS (%) | Baseline PEDS (%) | Risk Reduction (K$/year) | Safety Risk Reduction (K$/year) | Reliability Risk Reduction (K$/year) | Financial Risk Reduction (K$/year) | Mitigation Annual Cost (K$/year) | PV Risk Reduced (K$) Year N | PV Total Cost Capital + O&M (K$) Year N | CBR WACC | PV Risk Reduced (K$) Year N | PV Total Cost Capital + O&M (K$) Year N | CBR HDR | PV Risk Reduced (K$) Year N | PV Total Cost Capital + O&M (K$) Year N | CBR SDR | Risk Reduction % | Pre-Mitigation LoRE | Post-Mitigation LoRE | Pre-Mitigated CoRE [K$] | Pre-Mitigated CoRE Safety [K$] | Pre-Mitigated CoRE Reliability [K$] | Pre-Mitigated CoRE Financial [K$] | Post-Mitigated CoRE [K$] | Post-Mitigated CoRE Safety [K$] | Post-Mitigated CoRE Reliability [K$] | Post-Mitigated CoRE Financial [K$] | Service Territory Risk Reduction (%)
2026 | 1001 | 1001-1130R | Tier-2 | Tier-2---5 | 5--5 | 104 | 3900% | 2758.283 | 96.49% | 3.415% | 0.0991% | 289.4213 | 0 | 0 | 289.4213 | 0 | 276.0883 | 4.3528 | 63.4279 | 276.0883 | 4.3528 | 63.4279 | 290.84 | 4.5854 | 63.4279 | 10.49% | 0.10617 | 0.094621 | 25980.7036 | 4080.9848 | 853.5333 | 21046.1854 | 26092.1162 | 0 | 0 | 26092.1162 | 0.009544%
2026 | 1001 | 1001-1231F | Tier-2 | Tier-2---15 | 3--3 | 4 | 400% | 117.1572 | 99.03% | 0.8725% | 0.09309% | 33.6475 | 0 | 0 | 33.6475 | 0 | 32.0975 | 0.44644 | 71.8964 | 32.0975 | 0.44644 | 71.8964 | 33.8125 | 0.47029 | 71.8964 | 28.72% | 0.025088 | 0.017813 | 4669.7772 | 753.5538 | 37.9946 | 3878.2287 | 4688.1951 | 0 | 0 | 4688.1951 | 0.00111%
2026 | 1001 | 1001-1232F | Tier-1 | Non-HFTD---15 | 1--4 | 3 | 100% | 3.7082 | 98.25% | 0% | 1.746% | 0.3522 | 0 | 0 | 0.3522 | 0 | 0.33597 | 0.11161 | 3.0102 | 0.33597 | 0.11161 | 3.0102 | 0.35392 | 0.11757 | 3.0102 | 9.498% | 0.0002536 | 0.00022909 | 14622.1214 | 2186.2186 | 960.6365 | 11475.2662 | 14649.4454 | 0 | 0 | 14649.4454 | 1.161e-05%
2026 | 1001 | 1001-1820F | Tier-2 | Tier-2---5 | 5--5 | 146 | 300% | 4222.2471 | 91.41% | 8.486% | 0.103% | 22.9989 | 0 | 0 | 22.9989 | 0 | 21.9394 | 0.33483 | 65.5239 | 21.9394 | 0.33483 | 65.5239 | 23.1116 | 0.35272 | 65.5239 | 0.5447% | 0.12846 | 0.12769 | 32868.2878 | 4904.2029 | 2558.3215 | 25405.7635 | 32885.2117 | 0 | 0 | 32885.2117 | 0.0007584%
2026 | 1021 | 1021-1748F | Tier-3 | Tier-3---2 | 5--5 | 516 | 1700% | 35156.1224 | 99.02% | 0.9436% | 0.03662% | 332.5984 | 0 | 0 | 332.5984 | 0 | 317.2762 | 1.8974 | 167.2189 | 317.2762 | 1.8974 | 167.2189 | 334.2287 | 1.9988 | 167.2189 | 0.9461% | 0.16564 | 0.16405 | 212249.5403 | 39094.5522 | 1887.9434 | 171267.0447 | 212269.61 | 0 | 0 | 212269.61 | 0.01097%
2026 | 1021 | 1021-1760R | Tier-3 | Tier-3---6 | 5--5 | 85 | 100% | 7055.7157 | 98.18% | 1.793% | 0.03106% | 23.6333 | 0 | 0 | 23.6333 | 0 | 22.5445 | 0.11161 | 201.9938 | 22.5445 | 0.11161 | 201.9938 | 23.7491 | 0.11757 | 201.9938 | 0.335% | 0.10829 | 0.10792 | 65155.0235 | 11761.6096 | 1070.3945 | 52323.0195 | 65159.0929 | 0 | 0 | 65159.0929 | 0.0007793%
2026 | 1021 | 1021-25R | Tier-3 | Tier-3---2 | 5--5 | 168 | 100% | 18825.6899 | 99.7% | 0.2782% | 0.02306% | 32.3988 | 0 | 0 | 32.3988 | 0 | 30.9063 | 0.11161 | 276.9131 | 30.9063 | 0.11161 | 276.9131 | 32.5577 | 0.11757 | 276.9131 | 0.1721% | 0.12361 | 0.1234 | 152300.0709 | 28596.6216 | 387.4212 | 123316.0281 | 152300.8642 | 0 | 0 | 152300.8642 | 0.001068%
2026 | 1022 | 1022-17F | Tier-3 | Tier-3---4 | 5--5 | 139 | 100% | 9800.6792 | 99.62% | 0.3456% | 0.03348% | 20.3699 | 0 | 0 | 20.3699 | 0 | 19.4315 | 0.11161 | 174.1021 | 19.4315 | 0.11161 | 174.1021 | 20.4698 | 0.11757 | 174.1021 | 0.2078% | 0.10945 | 0.10922 | 89544.6442 | 15809.5952 | 285.6325 | 73449.4165 | 89545.3539 | 0 | 0 | 89545.3539 | 0.0006717%
2026 | 1022 | 1022-322R | Tier-3 | Tier-3---10 | 5--5 | 89 | 100% | 5072.1995 | 99.16% | 0.7912% | 0.04875% | 16.3886 | 0 | 0 | 16.3886 | 0 | 15.6336 | 0.11161 | 140.0732 | 15.6336 | 0.11161 | 140.0732 | 16.4689 | 0.11757 | 140.0732 | 0.3231% | 0.10587 | 0.10552 | 47911.5964 | 8502.7198 | 346.5755 | 39062.3011 | 47912.912 | 0 | 0 | 47912.912 | 0.0005404%
2026 | 1023 | 1023-46AE | Tier-2 | Tier-2---2 | 5--5 | 469 | 800% | 9469.9149 | 95.98% | 3.884% | 0.1387% | 44.9605 | 0 | 0 | 44.9605 | 0 | 42.8893 | 0.89288 | 48.0348 | 42.8893 | 0.89288 | 48.0348 | 45.1809 | 0.94059 | 48.0348 | 0.4748% | 0.13914 | 0.13845 | 68062.6824 | 10581.9513 | 2429.1867 | 55051.5444 | 68076.2922 | 0 | 0 | 68076.2922 | 0.001483%
2026 | 1023 | 1023-48R | Tier-2 | Tier-2---5 | 5--5 | 380 | 4800% | 3773.8473 | 97.39% | 2.337% | 0.2725% | 134.634 | 0 | 0 | 134.634 | 0 | 128.4317 | 5.3573 | 23.9733 | 128.4317 | 5.3573 | 23.9733 | 135.294 | 5.6435 | 23.9733 | 3.568% | 0.12816 | 0.12347 | 29445.7307 | 4617.189 | 643.444 | 24185.0978 | 29474.9527 | 0 | 0 | 29474.9527 | 0.00444%
2026 | 1023 | 1023-89R | Tier-2 | Tier-2---11 | 4--4 | 119 | 1900% | 585.5086 | 87.68% | 11.85% | 0.4758% | 23.77 | 0 | 0 | 23.77 | 0 | 22.6749 | 2.1206 | 10.6927 | 22.6749 | 2.1206 | 10.6927 | 23.8865 | 2.2339 | 10.6927 | 4.06% | 0.083403 | 0.079542 | 7020.201 | 994.3035 | 754.0146 | 5271.8829 | 7062.1985 | 0 | 0 | 7062.1985 | 0.0007838%
2026 | 1030 | 1030-1777 | Tier-3 | Tier-3---5 | 5--5 | 193 | 300% | 11817.5772 | 98.58% | 1.381% | 0.03413% | 52.5171 | 0 | 0 | 52.5171 | 0 | 50.0977 | 0.33483 | 149.6213 | 50.0977 | 0.33483 | 149.6213 | 52.7745 | 0.35272 | 149.6213 | 0.4444% | 0.24629 | 0.24518 | 47981.5879 | 7910.8802 | 628.0436 | 39442.6641 | 47984.6627 | 0 | 0 | 47984.6627 | 0.001732%
2026 | 1030 | 1030-18R | Tier-3 | Tier-3---7 | 5--5 | 98 | 100% | 6620.9098 | 98.66% | 1.309% | 0.03186% | 19.3297 | 0 | 0 | 19.3297 | 0 | 18.4392 | 0.11161 | 165.2114 | 18.4392 | 0.11161 | 165.2114 | 19.4245 | 0.11757 | 165.2114 | 0.2919% | 0.23843 | 0.23772 | 27769.0579 | 4629.9608 | 333.1834 | 22805.9136 | 27770.1632 | 0 | 0 | 27770.1632 | 0.0006374%
2026 | 1030 | 1030-20R | Tier-3 | Tier-3---3 | 5--5 | 367 | 400% | 25318.462 | 99.14% | 0.8163% | 0.04139% | 79.3393 | 0 | 0 | 79.3393 | 0 | 75.6843 | 0.44644 | 169.5284 | 75.6843 | 0.44644 | 169.5284 | 79.7282 | 0.47029 | 169.5284 | 0.3134% | 0.28668 | 0.28577 | 88316.4782 | 15740.2144 | 654.513 | 71921.7508 | 88318.88 | 0 | 0 | 88318.88 | 0.002616%
2026 | 1030 | 1030-42R | Tier-3 | Tier-3---3 | 5--5 | 472 | 1000% | 28398.7895 | 98.49% | 1.466% | 0.03945% | 171.8573 | 0 | 0 | 171.8573 | 0 | 163.9402 | 1.1161 | 146.8866 | 163.9402 | 1.1161 | 146.8866 | 172.6997 | 1.1757 | 146.8866 | 0.6052% | 0.28228 | 0.28054 | 100606.2475 | 17857.1529 | 1351.3594 | 81397.7352 | 100615.6108 | 0 | 0 | 100615.6108 | 0.005667%
2026 | 1030 | 1030-989R | Tier-3 | Tier-3---3 | 5--5 | 422 | 1800% | 26696.2161 | 99.16% | 0.796% | 0.04527% | 327.4452 | 0 | 0 | 327.4452 | 0 | 312.3605 | 2.009 | 155.482 | 312.3605 | 2.009 | 155.482 | 329.0503 | 2.1163 | 155.482 | 1.227% | 0.30703 | 0.30323 | 86951.1078 | 14407.8405 | 617.0271 | 71926.2402 | 86960.2698 | 0 | 0 | 86960.2698 | 0.0108%
2026 | 1039 | 1039-13 | Tier-2 | Tier-2---3 | 5--5 | 534 | 6800% | 15957.1711 | 97.45% | 2.471% | 0.0752% | 574.2761 | 0 | 0 | 574.2761 | 0 | 547.8204 | 7.5895 | 72.1815 | 547.8204 | 7.5895 | 72.1815 | 577.0912 | 7.995 | 72.1815 | 3.599% | 0.1351 | 0.13011 | 118113.2514 | 24651.3232 | 2725.8666 | 90736.0616 | 118228.5653 | 0 | 0 | 118228.5653 | 0.01894%
2026 | 1073 | 1073-872F | Tier-2 | Tier-2---20 | 3--2 | 16 | 800% | 17.9659 | 86.84% | 10.72% | 2.434% | 2.2623 | 0 | 0 | 2.2623 | 0 | 2.1581 | 0.89288 | 2.417 | 2.1581 | 0.89288 | 2.417 | 2.2734 | 0.94059 | 2.417 | 12.59% | 0.018584 | 0.01589 | 966.7183 | 136.5279 | 98.6169 | 731.5734 | 988.2899 | 0 | 0 | 988.2899 | 7.46e-05%
2026 | 1073 | 1073-886F | Tier-2 | Tier-2---20 | 3--2 | 4 | 100% | 27.0781 | 12.75% | 86.83% | 0.4178% | 0.25034 | 0 | 0 | 0.25034 | 0 | 0.23881 | 0.11161 | 2.1397 | 0.23881 | 0.11161 | 2.1397 | 0.25157 | 0.11757 | 2.1397 | 0.9245% | 0.016776 | 0.01556 | 1614.0782 | 34.779 | 1276.2143 | 303.0849 | 1724.1573 | 0 | 0 | 1724.1573 | 8.255e-06%
2026 | 1090 | 1090-1734 | Tier-3 | Tier-3---16 | 2--5 | 44 | 700% | 730.5479 | 99.24% | 0.5863% | 0.172% | 33.4492 | 0 | 0 | 33.4492 | 0 | 31.9083 | 0.78127 | 40.8416 | 31.9083 | 0.78127 | 40.8416 | 33.6132 | 0.82301 | 40.8416 | 4.579% | 0.01345 | 0.012829 | 54317.4438 | 9020.2507 | 362.2329 | 44934.9602 | 54337.3652 | 0 | 0 | 54337.3652 | 0.001103%
2026 | 1090 | 1090-636R | Tier-3 | Tier-3---15 | 5--3 | 122 | 4000% | 919.3728 | 93.93% | 5.62% | 0.4487% | 82.1108 | 0 | 0 | 82.1108 | 0 | 78.3281 | 4.4644 | 17.545 | 78.3281 | 4.4644 | 17.545 | 82.5133 | 4.7029 | 17.545 | 8.931% | 0.38465 | 0.34807 | 2390.1852 | 345.5626 | 112.657 | 1931.9657 | 2405.4264 | 0 | 0 | 2405.4264 | 0.002708%
2026 | 1090 | 1090-639R | Tier-3 | Tier-3---18 | 5--2 | 80 | 1100% | 509.5021 | 91.97% | 7.519% | 0.512% | 18.6847 | 0 | 0 | 18.6847 | 0 | 17.824 | 1.2277 | 14.518 | 17.824 | 1.2277 | 14.518 | 18.7763 | 1.2933 | 14.518 | 3.667% | 0.37006 | 0.3553 | 1376.8236 | 183.1657 | 83.207 | 1110.4509 | 1381.4159 | 0 | 0 | 1381.4159 | 0.0006162%
2026 | 1090 | 1090-70F | Tier-2 | Tier-2---15 | 2--5 | 29 | 100% | 140.8367 | 88.02% | 11.68% | 0.2956% | 1.2396 | 0 | 0 | 1.2396 | 0 | 1.1825 | 0.11161 | 10.5952 | 1.1825 | 0.11161 | 10.5952 | 1.2457 | 0.11757 | 10.5952 | 0.8802% | 0.0083 | 0.008217 | 16968.2749 | 2406.7786 | 1862.2717 | 12699.2245 | 16988.809 | 0 | 0 | 16988.809 | 4.088e-05%
2026 | 1090 | 1090-73F | Tier-3 | Tier-3---10 | 4--5 | 317 | 2800% | 5899.0454 | 99.62% | 0.2521% | 0.1275% | 150.5312 | 0 | 0 | 150.5312 | 0 | 143.5966 | 3.1251 | 45.9497 | 143.5966 | 3.1251 | 45.9497 | 151.2691 | 3.2921 | 45.9497 | 2.552% | 0.046754 | 0.045556 | 126173.0725 | 23873.2693 | 324.7773 | 101975.0259 | 126185.6645 | 0 | 0 | 126185.6645 | 0.004964%
2026 | 1090 | 1090-74F | Tier-3 | Tier-3---10 | 4--5 | 321 | 2500% | 4990.92 | 99.62% | 0.2191% | 0.1576% | 112.2986 | 0 | 0 | 112.2986 | 0 | 107.1253 | 2.7903 | 38.3927 | 107.1253 | 2.7903 | 38.3927 | 112.8491 | 2.9393 | 38.3927 | 2.25% | 0.045737 | 0.044704 | 109123.1086 | 21034.7206 | 297.6505 | 87790.7376 | 109132.6075 | 0 | 0 | 109132.6075 | 0.003703%
2026 | 1094 | 1094-35F | Tier-2 | Tier-2---7 | 3--5 | 167 | 1100% | 2514.2831 | 99.84% | 0% | 0.1648% | 47.9482 | 0 | 0 | 47.9482 | 0 | 45.7393 | 1.2277 | 37.2558 | 45.7393 | 1.2277 | 37.2558 | 48.1832 | 1.2933 | 37.2558 | 1.907% | 0.020398 | 0.020008 | 123263.6714 | 20043.0193 | 98.2626 | 103122.3894 | 123267.6275 | 0 | 0 | 123267.6275 | 0.001581%
2026 | 1094 | 1094-7 | Tier-2 | Tier-2---17 | 2--4 | 65 | 300% | 95.3301 | 98.77% | 0% | 1.235% | 1.2602 | 0 | 0 | 1.2602 | 0 | 1.2021 | 0.33483 | 3.5903 | 1.2021 | 0.33483 | 3.5903 | 1.2664 | 0.35272 | 3.5903 | 1.322% | 0.0065074 | 0.0064203 | 14649.4839 | 2335.884 | 162.0699 | 12151.53 | 14651.9379 | 0 | 0 | 14651.9379 | 4.156e-05%
2026 | 1100 | 1100-1172R | Tier-2 | Tier-2---7 | 4--5 | 34 | 300% | 2144.9788 | 99.68% | 0.2699% | 0.05437% | 54.7083 | 0 | 0 | 54.7083 | 0 | 52.188 | 0.33483 | 155.864 | 52.188 | 0.33483 | 155.864 | 54.9764 | 0.35272 | 155.864 | 2.551% | 0.080798 | 0.07873 | 26547.4908 | 6276.7564 | 58.3505 | 20212.3839 | 26549.7512 | 0 | 0 | 26549.7512 | 0.001804%
2026 | 1105 | 1105-1479 | Tier-2 | Tier-2---4 | 5--5 | 54 | 100% | 4228.0435 | 99.92% | 0.03248% | 0.04256% | 22.6891 | 0 | 0 | 22.6891 | 0 | 21.6439 | 0.11161 | 193.9241 | 21.6439 | 0.11161 | 193.9241 | 22.8003 | 0.11757 | 193.9241 | 0.5366% | 0.10556 | 0.10499 | 40053.0076 | 8992.3794 | 12.7012 | 31047.927 | 40053.1699 | 0 | 0 | 40053.1699 | 0.0007482%
2026 | 1138 | 1138-6R | Tier-2 | Tier-2---5 | 5--5 | 804 | 18800% | 4663.8779 | 91.12% | 8.567% | 0.3106% | 288.1856 | 0 | 0 | 288.1856 | 0 | 274.9095 | 20.9827 | 13.1017 | 274.9095 | 20.9827 | 13.1017 | 289.5983 | 22.1038 | 13.1017 | 6.179% | 0.17153 | 0.15989 | 27190.5644 | 4666.2669 | 2170.5181 | 20353.7794 | 27366.1578 | 0 | 0 | 27366.1578 | 0.009503%
2026 | 1162 | 1162-324R | Tier-2 | Tier-2---13 | 4--3 | 65 | 100% | 240.2897 | 88.19% | 10.99% | 0.8202% | 0.94542 | 0 | 0 | 0.94542 | 0 | 0.90187 | 0.11161 | 8.0806 | 0.90187 | 0.11161 | 8.0806 | 0.95006 | 0.11757 | 8.0806 | 0.3935% | 0.068658 | 0.068352 | 3499.8056 | 488.3895 | 324.3861 | 2687.0299 | 3501.6583 | 0 | 0 | 3501.6583 | 3.118e-05%
2026 | 1162 | 1162-363 | Tier-2 | Tier-2---13 | 4--3 | 37 | 800% | 247.9994 | 97.75% | 1.792% | 0.4608% | 15.1998 | 0 | 0 | 15.1998 | 0 | 14.4996 | 0.89288 | 16.2392 | 14.4996 | 0.89288 | 16.2392 | 15.2744 | 0.94059 | 16.2392 | 6.129% | 0.064829 | 0.060764 | 3825.4385 | 595.791 | 56.0143 | 3173.6332 | 3831.2048 | 0 | 0 | 3831.2048 | 0.0005012%
2026 | 1166 | 1166-15R | Tier-3 | Tier-3---11 | 5--5 | 123 | 1000% | 3965.2217 | 98.26% | 1.658% | 0.07833% | 91.8661 | 0 | 0 | 91.8661 | 0 | 87.634 | 1.1161 | 78.518 | 87.634 | 1.1161 | 78.518 | 92.3164 | 1.1757 | 78.518 | 2.317% | 0.19397 | 0.18939 | 20442.8701 | 3274.5374 | 313.5505 | 16854.7822 | 20451.439 | 0 | 0 | 20451.439 | 0.003029%
2026 | 1166 | 1166-18R | Tier-3 | Tier-3---5 | 5--5 | 100 | 700% | 10108.4901 | 99.77% | 0.1963% | 0.03345% | 204.731 | 0 | 0 | 204.731 | 0 | 195.2994 | 0.78127 | 249.9768 | 195.2994 | 0.78127 | 249.9768 | 205.7346 | 0.82301 | 249.9768 | 2.025% | 0.21365 | 0.20931 | 47313.4054 | 8461.5455 | 93.1732 | 38758.6866 | 47315.6574 | 0 | 0 | 47315.6574 | 0.006751%
2026 | 1166 | 1166-342R | Tier-3 | Tier-3---5 | 5--5 | 216 | 2500% | 10322.642 | 99.08% | 0.8619% | 0.05733% | 343.2925 | 0 | 0 | 343.2925 | 0 | 327.4777 | 2.7903 | 117.365 | 327.4777 | 2.7903 | 117.365 | 344.9753 | 2.9393 | 117.365 | 3.326% | 0.21878 | 0.21143 | 47183.5693 | 7440.5956 | 374.9584 | 39368.0153 | 47198.6334 | 0 | 0 | 47198.6334 | 0.01132%
2026 | 1173 | 1173-68 | Tier-1 | Non-HFTD---13 | 1--3 | 68 | 400% | 6.4999 | 85.9% | 0% | 14.1% | 0.095251 | 0 | 0 | 0.095251 | 0 | 0.090863 | 0.44644 | 0.20353 | 0.090863 | 0.44644 | 0.20353 | 0.095718 | 0.47029 | 0.20353 | 1.465% | 0.0037692 | 0.0037049 | 1724.4769 | 400.6816 | 34.3759 | 1289.4193 | 1728.6955 | 0 | 0 | 1728.6955 | 3.141e-06%
2026 | 1201 | 1201-282F | Tier-2 | Tier-2---17 | 2--4 | 29 | 300% | 70.6534 | 98.66% | 0% | 1.337% | 2.0913 | 0 | 0 | 2.0913 | 0 | 1.9949 | 0.33483 | 5.958 | 1.9949 | 0.33483 | 5.958 | 2.1015 | 0.35272 | 5.958 | 2.96% | 0.0070442 | 0.0068329 | 10030.0143 | 2447.2684 | 423.376 | 7159.37 | 10034.1606 | 0 | 0 | 10034.1606 | 6.896e-05%
2026 | 1215 | 1215-12R | Tier-3 | Tier-3---9 | 5--4 | 149 | 100% | 6147.2839 | 97.88% | 2.045% | 0.07292% | 11.7111 | 0 | 0 | 11.7111 | 0 | 11.1716 | 0.11161 | 100.0946 | 11.1716 | 0.11161 | 100.0946 | 11.7685 | 0.11757 | 100.0946 | 0.1905% | 0.69907 | 0.69771 | 8793.5219 | 1246.9976 | 166.0142 | 7380.5102 | 8793.8852 | 0 | 0 | 8793.8852 | 0.0003862%
2026 | 1215 | 1215-28R | Tier-3 | Tier-3---14 | 5--3 | 58 | 100% | 2215.156 | 94.69% | 5.226% | 0.08401% | 10.4877 | 0 | 0 | 10.4877 | 0 | 10.0045 | 0.11161 | 89.6382 | 10.0045 | 0.11161 | 89.6382 | 10.5391 | 0.11757 | 89.6382 | 0.4735% | 0.66756 | 0.66422 | 3318.2974 | 455.1438 | 152.4425 | 2710.7111 | 3319.1828 | 0 | 0 | 3319.1828 | 0.0003458%
2026 | 1215 | 1215-32R | Tier-3 | Tier-3---7 | 5--4 | 234 | 1500% | 8696.5042 | 96.48% | 3.447% | 0.07747% | 155.9675 | 0 | 0 | 155.9675 | 0 | 148.7824 | 1.6742 | 88.8704 | 148.7824 | 1.6742 | 88.8704 | 156.732 | 1.7636 | 88.8704 | 1.793% | 0.68132 | 0.66866 | 12764.1579 | 1785.0395 | 391.9912 | 10587.1273 | 12772.68 | 0 | 0 | 12772.68 | 0.005143%
2026 | 1233 | 1233-259R | Tier-3 | Tier-3---16 | 5--4 | 105 | 300% | 1558.5389 | 98.56% | 1.214% | 0.2225% | 12.7281 | 0 | 0 | 12.7281 | 0 | 12.1418 | 0.33483 | 36.2625 | 12.1418 | 0.33483 | 36.2625 | 12.7905 | 0.35272 | 36.2625 | 0.8167% | 0.12749 | 0.12643 | 12225.1388 | 1994.1014 | 166.7691 | 10064.2683 | 12226.6059 | 0 | 0 | 12226.6059 | 0.0004197%
2026 | 1233 | 1233-585R | Tier-3 | Tier-3---12 | 5--5 | 166 | 1700% | 3561.9587 | 98.42% | 1.457% | 0.1235% | 104.1137 | 0 | 0 | 104.1137 | 0 | 99.3174 | 1.8974 | 52.3447 | 99.3174 | 1.8974 | 52.3447 | 104.624 | 1.9988 | 52.3447 | 2.923% | 0.12988 | 0.12603 | 27424.4063 | 4490.301 | 369.0567 | 22565.0486 | 27437.6753 | 0 | 0 | 27437.6753 | 0.003433%
2026 | 1233 | 1233-587R | Tier-3 | Tier-3---13 | 5--5 | 187 | 700% | 2983.7291 | 97.9% | 1.929% | 0.1696% | 31.7106 | 0 | 0 | 31.7106 | 0 | 30.2498 | 0.78127 | 38.7187 | 30.2498 | 0.78127 | 38.7187 | 31.8661 | 0.82301 | 38.7187 | 1.063% | 0.13489 | 0.13342 | 22120.1137 | 3552.0723 | 402.3722 | 18165.6692 | 22125.2071 | 0 | 0 | 22125.2071 | 0.001046%
2026 | 1233 | 1233-589R | Tier-3 | Tier-3---16 | 5--4 | 58 | 100% | 1386.4905 | 98.92% | 0.9396% | 0.1432% | 6.8574 | 0 | 0 | 6.8574 | 0 | 6.5415 | 0.11161 | 58.6101 | 6.5415 | 0.11161 | 58.6101 | 6.891 | 0.11757 | 58.6101 | 0.4946% | 0.11751 | 0.11692 | 11798.9753 | 1859.8108 | 96.407 | 9842.7575 | 11799.6173 | 0 | 0 | 11799.6173 | 0.0002261%
2026 | 1233 | 1233-591R | Tier-3 | Tier-3---12 | 5--5 | 167 | 800% | 4300.1838 | 98.66% | 1.226% | 0.1146% | 58.9383 | 0 | 0 | 58.9383 | 0 | 56.2231 | 0.89288 | 62.9683 | 56.2231 | 0.89288 | 62.9683 | 59.2272 | 0.94059 | 62.9683 | 1.371% | 0.13142 | 0.12959 | 32721.9695 | 5569.8694 | 365.067 | 26787.0331 | 32728.1488 | 0 | 0 | 32728.1488 | 0.001944%
2026 | 1242 | 1242-1084 | Tier-2 | Tier-2---12 | 2--5 | 34 | 400% | 456.1931 | 99.77% | 0% | 0.2285% | 15.5287 | 0 | 0 | 15.5287 | 0 | 14.8133 | 0.44644 | 33.1809 | 14.8133 | 0.44644 | 33.1809 | 15.6048 | 0.47029 | 33.1809 | 3.404% | 0.005996 | 0.0057914 | 76082.9136 | 21423.4088 | 20.55 | 54638.9547 | 76089.0547 | 0 | 0 | 76089.0547 | 0.0005121%
2026 | 1243 | 1243-319R | Tier-2 | Tier-2---9 | 4--4 | 64 | 3600% | 1178.043 | 99.35% | 0.5195% | 0.1323% | 190.9157 | 0 | 0 | 190.9157 | 0 | 182.1206 | 4.018 | 45.3266 | 182.1206 | 4.018 | 45.3266 | 191.8516 | 4.2326 | 45.3266 | 16.21% | 0.081051 | 0.06783 | 14534.5899 | 2255.6514 | 66.1042 | 12212.8342 | 14553.0558 | 0 | 0 | 14553.0558 | 0.006296%
2026 | 1243 | 1243-45R | Tier-2 | Tier-2---7 | 4--5 | 72 | 800% | 1878.3826 | 99.05% | 0.8285% | 0.1244% | 59.9489 | 0 | 0 | 59.9489 | 0 | 57.1872 | 0.89288 | 64.048 | 57.1872 | 0.89288 | 64.048 | 60.2428 | 0.94059 | 64.048 | 3.192% | 0.087615 | 0.084792 | 21438.9544 | 3365.8931 | 151.2586 | 17921.8028 | 21445.7565 | 0 | 0 | 21445.7565 | 0.001977%
2026 | 1250 | 1250-671R | Tier-2 | Tier-2---6 | 4--5 | 48 | 400% | 6815.4278 | 94.54% | 5.441% | 0.023% | 155.7073 | 0 | 0 | 155.7073 | 0 | 148.5342 | 0.44644 | 332.7079 | 148.5342 | 0.44644 | 332.7079 | 156.4706 | 0.47029 | 332.7079 | 2.285% | 0.09205 | 0.089825 | 74040.4971 | 12900.0912 | 3770.1984 | 57370.2075 | 74140.6788 | 0 | 0 | 74140.6788 | 0.005135%
2026 | 1250 | 1250-677R | Tier-2 | Tier-2---3 | 5--5 | 267 | 5500% | 11748.9088 | 99.26% | 0.6837% | 0.05427% | 696.6749 | 0 | 0 | 696.6749 | 0 | 664.5806 | 6.1386 | 108.2634 | 664.5806 | 6.1386 | 108.2634 | 700.09 | 6.4665 | 108.2634 | 5.93% | 0.11659 | 0.10962 | 100775.3023 | 17114.8267 | 643.0906 | 83017.3851 | 100822.5503 | 0 | 0 | 100822.5503 | 0.02297%
2026 | 1250 | 1250-8R | Tier-2 | Tier-2---4 | 4--5 | 146 | 1800% | 3684.9802 | 98.15% | 1.772% | 0.07391% | 129.3189 | 0 | 0 | 129.3189 | 0 | 123.3614 | 2.009 | 61.405 | 123.3614 | 2.009 | 61.405 | 129.9528 | 2.1163 | 61.405 | 3.509% | 0.092289 | 0.088989 | 39928.877 | 6438.64 | 665.159 | 32825.0781 | 39956.2038 | 0 | 0 | 39956.2038 | 0.004264%
2026 | 139 | 139-245AE | Tier-1 | Non-HFTD---14 | 2--2 | 165 | 1200% | 5.6722 | 51.84% | 0% | 48.16% | 0.062013 | 0 | 0 | 0.062013 | 0 | 0.059156 | 1.3393 | 0.044168 | 0.059156 | 1.3393 | 0.044168 | 0.062316 | 1.4109 | 0.044168 | 1.093% | 0.010451 | 0.010231 | 542.7299 | 27.8649 | 162.7078 | 352.1572 | 548.3618 | 0 | 0 | 548.3618 | 2.045e-06%
2026 | 140 | 140-481R | Tier-1 | Non-HFTD---6 | 3--3 | 247 | 2800% | 76.5519 | 22.22% | 72.37% | 5.415% | 0.55918 | 0 | 0 | 0.55918 | 0 | 0.53342 | 3.1251 | 0.17069 | 0.53342 | 3.1251 | 0.17069 | 0.56192 | 3.2921 | 0.17069 | 0.7305% | 0.022011 | 0.021287 | 3477.9247 | 83.6911 | 2703.5551 | 690.6785 | 3569.8777 | 0 | 0 | 3569.8777 | 1.844e-05%
2026 | 140 | 140-496 | Tier-1 | Non-HFTD---5 | 3--4 | 98 | 1800% | 76.0759 | 10.21% | 86.85% | 2.935% | 0.41379 | 0 | 0 | 0.41379 | 0 | 0.39473 | 2.009 | 0.19648 | 0.39473 | 2.009 | 0.19648 | 0.41582 | 2.1163 | 0.19648 | 0.5439% | 0.01454 | 0.013765 | 5232.251 | 43.4645 | 4467.4961 | 721.2904 | 5496.5681 | 0 | 0 | 5496.5681 | 1.365e-05%
2026 | 1448 | 1448-368 | Tier-1 | Non-HFTD---11 | 2--3 | 58 | 600% | 14.0801 | 87.11% | 0% | 12.89% | 0.36795 | 0 | 0 | 0.36795 | 0 | 0.351 | 0.66966 | 0.52415 | 0.351 | 0.66966 | 0.52415 | 0.36975 | 0.70544 | 0.52415 | 2.613% | 0.0077936 | 0.0075598 | 1806.6243 | 178.7989 | 575.1368 | 1052.6887 | 1813.8272 | 0 | 0 | 1813.8272 | 1.213e-05%
2026 | 1458 | 1458-1056 | Tier-2 | Tier-2---11 | 5--3 | 22 | 700% | 427.4478 | 90.46% | 9.431% | 0.1062% | 35.6802 | 0 | 0 | 35.6802 | 0 | 34.0365 | 0.78127 | 43.5655 | 34.0365 | 0.78127 | 43.5655 | 35.8551 | 0.82301 | 43.5655 | 8.347% | 0.13508 | 0.12261 | 3164.5032 | 465.473 | 268.1729 | 2430.8573 | 3195.1821 | 0 | 0 | 3195.1821 | 0.001177%
2026 | 1458 | 1458-1058F | Tier-3 | Tier-3---13 | 5--5 | 36 | 100% | 2365.6896 | 85.54% | 14.42% | 0.04244% | 16.3009 | 0 | 0 | 16.3009 | 0 | 15.5499 | 0.11161 | 139.3238 | 15.5499 | 0.11161 | 139.3238 | 16.3808 | 0.11757 | 139.3238 | 0.6891% | 0.13833 | 0.13722 | 17101.412 | 2623.0697 | 2234.5189 | 12243.8234 | 17121.4971 | 0 | 0 | 17121.4971 | 0.0005375%
2026 | 1458 | 1458-1061 | Tier-2 | Tier-2---5 | 5--5 | 80 | 1100% | 4370.0987 | 98.67% | 1.293% | 0.03403% | 171.9459 | 0 | 0 | 171.9459 | 0 | 164.0247 | 1.2277 | 133.6021 | 164.0247 | 1.2277 | 133.6021 | 172.7888 | 1.2933 | 133.6021 | 3.935% | 0.14228 | 0.1366 | 30715.3399 | 7020.373 | 365.5776 | 23329.3893 | 30732.2631 | 0 | 0 | 30732.2631 | 0.00567%
2026 | 1458 | 1458-601R | Tier-3 | Tier-3---2 | 5--5 | 441 | 1500% | 37077.302 | 99.36% | 0.615% | 0.02874% | 363.374 | 0 | 0 | 363.374 | 0 | 346.6341 | 1.6742 | 207.0507 | 346.6341 | 1.6742 | 207.0507 | 365.1552 | 1.7636 | 207.0507 | 0.98% | 0.20421 | 0.2022 | 181561.9083 | 39229.4205 | 1054.6776 | 141277.8102 | 181573.5528 | 0 | 0 | 181573.5528 | 0.01198%
2026 | 157 | 157-165R | Tier-3 | Tier-3---18 | 5--2 | 87 | 400% | 418.5676 | 87.71% | 11.66% | 0.6303% | 4.8948 | 0 | 0 | 4.8948 | 0 | 4.6693 | 0.44644 | 10.4589 | 4.6693 | 0.44644 | 10.4589 | 4.9188 | 0.47029 | 10.4589 | 1.169% | 0.28262 | 0.27885 | 1481.042 | 148.6168 | 162.2497 | 1170.1755 | 1483.5025 | 0 | 0 | 1483.5025 | 0.0001614%
2026 | 157 | 157-189R | Tier-3 | Tier-3---9 | 5--4 | 669 | 1100% | 5507.0239 | 92.46% | 7.234% | 0.3043% | 24.2796 | 0 | 0 | 24.2796 | 0 | 23.1611 | 1.2277 | 18.8653 | 23.1611 | 1.2277 | 18.8653 | 24.3986 | 1.2933 | 18.8653 | 0.4409% | 0.3705 | 0.36873 | 14863.9228 | 1949.0115 | 963.9544 | 11950.9569 | 14869.2915 | 0 | 0 | 14869.2915 | 0.0008007%
2026 | 157 | 157-1928R | Tier-3 | Tier-3---11 | 5--4 | 60 | 300% | 3052.6745 | 99.07% | 0.8703% | 0.06204% | 43.8511 | 0 | 0 | 43.8511 | 0 | 41.831 | 0.33483 | 124.9319 | 41.831 | 0.33483 | 124.9319 | 44.066 | 0.35272 | 124.9319 | 1.436% | 0.2812 | 0.27713 | 10855.7291 | 1703.869 | 84.5376 | 9067.3225 | 10857.2184 | 0 | 0 | 10857.2184 | 0.001446%
2026 | 157 | 157-204R | Tier-3 | Tier-3---11 | 5--4 | 213 | 2400% | 3876.1334 | 98.99% | 0.834% | 0.1804% | 125.3719 | 0 | 0 | 125.3719 | 0 | 119.5963 | 2.6786 | 44.6481 | 119.5963 | 2.6786 | 44.6481 | 125.9865 | 2.8218 | 44.6481 | 3.234% | 0.32777 | 0.31706 | 11825.9094 | 1771.5346 | 144.6692 | 9909.7056 | 11829.9617 | 0 | 0 | 11829.9617 | 0.004134%
2026 | 157 | 157-232R | Tier-3 | Tier-3---11 | 5--4 | 250 | 100% | 3160.5079 | 95.27% | 4.501% | 0.231% | 3.4927 | 0 | 0 | 3.4927 | 0 | 3.3318 | 0.11161 | 29.8523 | 3.3318 | 0.11161 | 29.8523 | 3.5098 | 0.11757 | 29.8523 | 0.1105% | 0.32167 | 0.3213 | 9825.3054 | 1334.764 | 421.9769 | 8068.5645 | 9825.8453 | 0 | 0 | 9825.8453 | 0.0001152%
2026 | 157 | 157-257R | Tier-3 | Tier-3---14 | 5--4 | 554 | 100% | 2061.1876 | 81.54% | 17.79% | 0.6678% | 0.87979 | 0 | 0 | 0.87979 | 0 | 0.83926 | 0.11161 | 7.5196 | 0.83926 | 0.11161 | 7.5196 | 0.8841 | 0.11757 | 7.5196 | 0.04268% | 0.36686 | 0.36667 | 5618.4522 | 584.3287 | 907.0207 | 4127.1028 | 5618.9954 | 0 | 0 | 5618.9954 | 2.901e-05%
2026 | 157 | 157-273R | Tier-3 | Tier-3---14 | 5--4 | 173 | 400% | 1867.403 | 95.01% | 4.712% | 0.2778% | 11.8966 | 0 | 0 | 11.8966 | 0 | 11.3485 | 0.44644 | 25.42 | 11.3485 | 0.44644 | 25.42 | 11.9549 | 0.47029 | 25.42 | 0.6371% | 0.32295 | 0.32079 | 5782.3142 | 798.5103 | 275.1351 | 4708.6688 | 5784.2618 | 0 | 0 | 5784.2618 | 0.0003923%
2026 | 157 | 157-81R | Tier-3 | Tier-3---3 | 5--5 | 675 | 800% | 18749.5963 | 97% | 2.901% | 0.09453% | 62.513 | 0 | 0 | 62.513 | 0 | 59.6331 | 0.89288 | 66.7874 | 59.6331 | 0.89288 | 66.7874 | 62.8194 | 0.94059 | 66.7874 | 0.3334% | 0.38414 | 0.38281 | 48809.8885 | 7659.8047 | 1292.0303 | 39858.0535 | 48814.9303 | 0 | 0 | 48814.9303 | 0.002061%
2026 | 168 | 168-702F | Tier-1 | Non-HFTD---5 | 3--3 | 160 | 3500% | 86.0496 | 96.13% | 0% | 3.875% | 5.2472 | 0 | 0 | 5.2472 | 0 | 5.0055 | 3.9064 | 1.2814 | 5.0055 | 3.9064 | 1.2814 | 5.273 | 4.1151 | 1.2814 | 6.098% | 0.018904 | 0.017705 | 4551.8785 | 998.3577 | 182.1089 | 3371.4119 | 4563.8256 | 0 | 0 | 4563.8256 | 0.000173%
2026 | 175 | 175-2024R | Tier-2 | Tier-2---5 | 5--5 | 103 | 400% | 4029.0085 | 99.1% | 0.8147% | 0.08289% | 44.9679 | 0 | 0 | 44.9679 | 0 | 42.8964 | 0.44644 | 96.0854 | 42.8964 | 0.44644 | 96.0854 | 45.1884 | 0.47029 | 96.0854 | 1.116% | 0.19114 | 0.18899 | 21078.6803 | 4664.0587 | 153.3837 | 16261.2378 | 21080.8354 | 0 | 0 | 21080.8354 | 0.001483%
2026 | 175 | 175-90R | Tier-3 | Tier-3---9 | 5--5 | 300 | 300% | 5741.4949 | 96.86% | 2.992% | 0.1472% | 16.1277 | 0 | 0 | 16.1277 | 0 | 15.3847 | 0.33483 | 45.9478 | 15.3847 | 0.33483 | 45.9478 | 16.2067 | 0.35272 | 45.9478 | 0.2809% | 0.20491 | 0.20432 | 28019.3198 | 4481.7022 | 744.6531 | 22792.9645 | 28021.8778 | 0 | 0 | 28021.8778 | 0.0005318%
2026 | 176 | 176-161R | Tier-3 | Tier-3---5 | 5--5 | 236 | 1000% | 11523.3049 | 98.77% | 1.172% | 0.05875% | 139.8568 | 0 | 0 | 139.8568 | 0 | 133.4139 | 1.1161 | 119.5357 | 133.4139 | 1.1161 | 119.5357 | 140.5424 | 1.1757 | 119.5357 | 1.214% | 0.22417 | 0.22141 | 51404.5427 | 8329.9408 | 608.281 | 42466.321 | 51412.4155 | 0 | 0 | 51412.4155 | 0.004612%
2026 | 176 | 176-164R | Tier-3 | Tier-3---11 | 5--5 | 131 | 300% | 4184.7467 | 98.1% | 1.799% | 0.1047% | 27.2627 | 0 | 0 | 27.2627 | 0 | 26.0068 | 0.33483 | 77.6716 | 26.0068 | 0.33483 | 77.6716 | 27.3964 | 0.35272 | 77.6716 | 0.6515% | 0.20727 | 0.20589 | 20189.7554 | 3207.9265 | 321.2591 | 16660.5698 | 20192.3252 | 0 | 0 | 20192.3252 | 0.000899%
2026 | 176 | 176-1834R | Tier-3 | Tier-3---5 | 5--5 | 312 | 400% | 10068.5168 | 97.13% | 2.784% | 0.0867% | 36.3598 | 0 | 0 | 36.3598 | 0 | 34.6848 | 0.44644 | 77.6918 | 34.6848 | 0.44644 | 77.6918 | 36.538 | 0.47029 | 77.6918 | 0.3611% | 0.23205 | 0.23118 | 43390.2136 | 8541.7295 | 1179.6329 | 33668.8511 | 43394.8612 | 0 | 0 | 43394.8612 | 0.001199%
2026 | 176 | 176-197F | Tier-3 | Tier-3---5 | 5--5 | 345 | 100% | 13172.958 | 96.8% | 3.124% | 0.0728% | 10.7189 | 0 | 0 | 10.7189 | 0 | 10.2251 | 0.11161 | 91.6149 | 10.2251 | 0.11161 | 91.6149 | 10.7715 | 0.11757 | 91.6149 | 0.08137% | 0.23242 | 0.23222 | 56678.2637 | 12110.4711 | 1632.9775 | 42934.8152 | 56679.7881 | 0 | 0 | 56679.7881 | 0.0003535%
2026 | 178 | 178-968AE | Tier-2 | Tier-2---18 | 3--3 | 200 | 300% | 47.6106 | 91.21% | 0% | 8.789% | 0.1889 | 0 | 0 | 0.1889 | 0 | 0.1802 | 0.33483 | 0.53819 | 0.1802 | 0.33483 | 0.53819 | 0.18983 | 0.35272 | 0.53819 | 0.3968% | 0.018466 | 0.018386 | 2578.2566 | 462.9869 | 204.7374 | 1910.5323 | 2579.2466 | 0 | 0 | 2579.2466 | 6.229e-06%
2026 | 178 | 178-982 | Tier-2 | Tier-2---21 | 1--1 | 45 | 1000% | 0.95479 | 13.38% | 0% | 86.62% | 0.008235 | 0 | 0 | 0.008235 | 0 | 0.0078557 | 1.1161 | 0.0070385 | 0.0078557 | 1.1161 | 0.0070385 | 0.0082754 | 1.1757 | 0.0070385 | 0.8625% | 0.0033454 | 0.0031298 | 285.4035 | 0.62363 | 58.6739 | 226.106 | 302.432 | 0 | 0 | 302.432 | 2.716e-07%
2026 | 182 | 182-2240F | Tier-2 | Tier-2---2 | 5--5 | 291 | 1100% | 11917.1989 | 94.29% | 5.651% | 0.05821% | 123.1804 | 0 | 0 | 123.1804 | 0 | 117.5057 | 1.2277 | 95.7113 | 117.5057 | 1.2277 | 95.7113 | 123.7842 | 1.2933 | 95.7113 | 1.034% | 0.1455 | 0.14391 | 81902.6703 | 23758.3803 | 4446.6021 | 53697.6879 | 81954.4968 | 0 | 0 | 81954.4968 | 0.004062%
2026 | 182 | 182-2250 | Tier-2 | Tier-2---8 | 5--5 | 26 | 400% | 1939.2132 | 99.74% | 0.2126% | 0.04638% | 86.2947 | 0 | 0 | 86.2947 | 0 | 82.3192 | 0.44644 | 184.3903 | 82.3192 | 0.44644 | 184.3903 | 86.7177 | 0.47029 | 184.3903 | 4.45% | 0.10496 | 0.10027 | 18476.2986 | 2987.5542 | 36.178 | 15452.5664 | 18478.5333 | 0 | 0 | 18478.5333 | 0.002846%
2026 | 182 | 182-2252R | Tier-2 | Tier-2---5 | 5--5 | 104 | 600% | 4229.9446 | 99.22% | 0.7256% | 0.05893% | 70.215 | 0 | 0 | 70.215 | 0 | 66.9803 | 0.66966 | 100.0214 | 66.9803 | 0.66966 | 100.0214 | 70.5592 | 0.70544 | 100.0214 | 1.66% | 0.11307 | 0.11118 | 37409.5665 | 6099.6348 | 248.5113 | 31061.4203 | 37414.5605 | 0 | 0 | 37414.5605 | 0.002315%
2026 | 183 | 183-439 | Tier-2 | Tier-2---14 | 3--5 | 42 | 1100% | 316.4778 | 66.23% | 33.5% | 0.2671% | 15.9199 | 0 | 0 | 15.9199 | 0 | 15.1865 | 1.2277 | 12.3698 | 15.1865 | 1.2277 | 12.3698 | 15.998 | 1.2933 | 12.3698 | 5.03% | 0.018422 | 0.017023 | 17179.1509 | 1863.06 | 5259.1597 | 10056.9311 | 17655.994 | 0 | 0 | 17655.994 | 0.000525%
2026 | 183 | 183-440 | Tier-2 | Tier-2---12 | 3--5 | 114 | 1800% | 471.2015 | 74.37% | 25.17% | 0.4626% | 16.046 | 0 | 0 | 16.046 | 0 | 15.3068 | 2.009 | 7.6192 | 15.3068 | 2.009 | 7.6192 | 16.1246 | 2.1163 | 7.6192 | 3.405% | 0.025335 | 0.024175 | 18598.5411 | 2255.9959 | 4325.0411 | 12017.5041 | 18827.2904 | 0 | 0 | 18827.2904 | 0.0005291%
2026 | 185 | 185-51F | Tier-2 | Tier-2---7 | 4--5 | 260 | 1000% | 1723.9707 | 91.93% | 7.724% | 0.3493% | 17.6764 | 0 | 0 | 17.6764 | 0 | 16.8621 | 1.1161 | 15.1081 | 16.8621 | 1.1161 | 15.1081 | 17.7631 | 1.1757 | 15.1081 | 1.025% | 0.048222 | 0.047684 | 35751.0066 | 6382.5174 | 2576.5393 | 26791.9499 | 35783.5641 | 0 | 0 | 35783.5641 | 0.0005829%
2026 | 197 | 197-1155F | Tier-2 | Tier-2---21 | 1--4 | 9 | 400% | 6.6189 | 96.38% | 0% | 3.621% | 0.82222 | 0 | 0 | 0.82222 | 0 | 0.78434 | 0.44644 | 1.7569 | 0.78434 | 0.44644 | 1.7569 | 0.82625 | 0.47029 | 1.7569 | 12.42% | 0.0010316 | 0.00089864 | 6416.1897 | 1003.77 | 50.6222 | 5361.7975 | 6450.5607 | 0 | 0 | 6450.5607 | 2.711e-05%
2026 | 198 | 198-37R | Tier-2 | Tier-2---9 | 4--5 | 188 | 600% | 973.0999 | 95.53% | 4.02% | 0.4464% | 8.6041 | 0 | 0 | 8.6041 | 0 | 8.2077 | 0.66966 | 12.2565 | 8.2077 | 0.66966 | 12.2565 | 8.6463 | 0.70544 | 12.2565 | 0.8842% | 0.030671 | 0.030387 | 31727.0349 | 12880.9235 | 1667.8732 | 17178.2382 | 31740.2728 | 0 | 0 | 31740.2728 | 0.0002837%
2026 | 204 | 204-32R | Tier-2 | Tier-2---11 | 4--4 | 336 | 400% | 490.4615 | 96.36% | 1.259% | 2.378% | 1.6317 | 0 | 0 | 1.6317 | 0 | 1.5565 | 0.44644 | 3.4865 | 1.5565 | 0.44644 | 3.4865 | 1.6397 | 0.47029 | 3.4865 | 0.3327% | 0.087106 | 0.086805 | 5630.6279 | 747.5355 | 75.2 | 4807.8924 | 5631.3375 | 0 | 0 | 5631.3375 | 5.381e-05%
2026 | 206 | 206-1105 | Tier-2 | Tier-2---9 | 3--5 | 132 | 600% | 1279.0443 | 99.78% | 0% | 0.2159% | 16.8237 | 0 | 0 | 16.8237 | 0 | 16.0487 | 0.66966 | 23.9654 | 16.0487 | 0.66966 | 23.9654 | 16.9062 | 0.70544 | 23.9654 | 1.315% | 0.014019 | 0.013834 | 91236.4892 | 14837.9635 | 119.2359 | 76279.2897 | 91239.1199 | 0 | 0 | 91239.1199 | 0.0005548%
2026 | 206 | 206-1817 | Tier-2 | Tier-2---4 | 4--5 | 413 | 4000% | 2976.5734 | 99.75% | 0% | 0.2502% | 83.3944 | 0 | 0 | 83.3944 | 0 | 79.5526 | 4.4644 | 17.8193 | 79.5526 | 4.4644 | 17.8193 | 83.8032 | 4.7029 | 17.8193 | 2.802% | 0.038208 | 0.037135 | 77904.8627 | 12644.4177 | 94.4539 | 65165.9911 | 77910.4951 | 0 | 0 | 77910.4951 | 0.00275%
2026 | 209 | 209-1769F | Tier-2 | Tier-2---6 | 5--5 | 1069 | 5400% | 8462.8018 | 99.74% | 0% | 0.2593% | 123.6519 | 0 | 0 | 123.6519 | 0 | 117.9555 | 6.0269 | 19.5714 | 117.9555 | 6.0269 | 19.5714 | 124.258 | 6.349 | 19.5714 | 1.461% | 0.11169 | 0.11006 | 75768.5529 | 12314.8084 | 115.8328 | 63337.9117 | 75771.4733 | 0 | 0 | 75771.4733 | 0.004078%
2026 | 210 | 210-172R | Tier-2 | Tier-2---11 | 5--2 | 111 | 2200% | 498.1496 | 90.1% | 9.186% | 0.7154% | 25.7973 | 0 | 0 | 25.7973 | 0 | 24.6089 | 2.4554 | 10.0223 | 24.6089 | 2.4554 | 10.0223 | 25.9238 | 2.5866 | 10.0223 | 5.179% | 0.32588 | 0.30715 | 1528.6439 | 130.0935 | 126.0496 | 1272.5007 | 1537.8741 | 0 | 0 | 1537.8741 | 0.0008507%
2026 | 210 | 210-392R | Tier-2 | Tier-2---10 | 5--3 | 221 | 2600% | 1037.8957 | 85.73% | 13.64% | 0.6245% | 30.3583 | 0 | 0 | 30.3583 | 0 | 28.9597 | 2.9019 | 9.9797 | 28.9597 | 2.9019 | 9.9797 | 30.5071 | 3.0569 | 9.9797 | 2.925% | 0.34771 | 0.33584 | 2984.984 | 285.5851 | 372.7528 | 2326.6461 | 3000.0276 | 0 | 0 | 3000.0276 | 0.001001%
2026 | 210 | 210-394R | Tier-2 | Tier-2---16 | 5--2 | 77 | 300% | 170.5929 | 70.47% | 28.1% | 1.432% | 1.3583 | 0 | 0 | 1.3583 | 0 | 1.2958 | 0.33483 | 3.8699 | 1.2958 | 0.33483 | 3.8699 | 1.365 | 0.35272 | 3.8699 | 0.7962% | 0.31841 | 0.31482 | 535.7584 | 42.1364 | 121.741 | 371.881 | 537.5663 | 0 | 0 | 537.5663 | 4.479e-05%
2026 | 210 | 210-9R | Tier-2 | Tier-2---13 | 5--2 | 95 | 700% | 317.7725 | 50.82% | 48.53% | 0.6462% | 3.4511 | 0 | 0 | 3.4511 | 0 | 3.2921 | 0.78127 | 4.2138 | 3.2921 | 0.78127 | 4.2138 | 3.468 | 0.82301 | 4.2138 | 1.086% | 0.31397 | 0.30726 | 1012.1143 | 65.1884 | 453.8469 | 493.0789 | 1022.9819 | 0 | 0 | 1022.9819 | 0.0001138%
2026 | 211 | 211-279R | Tier-2 | Tier-2---10 | 5--3 | 293 | 1400% | 1199.6322 | 89.49% | 9.8% | 0.7134% | 14.8753 | 0 | 0 | 14.8753 | 0 | 14.19 | 1.5625 | 9.0814 | 14.19 | 1.5625 | 9.0814 | 14.9482 | 1.646 | 9.0814 | 1.24% | 0.37314 | 0.36796 | 3215.0069 | 263.9331 | 327.4552 | 2623.6187 | 3219.7563 | 0 | 0 | 3219.7563 | 0.0004905%
2026 | 211 | 211-312R | Tier-2 | Tier-2---8 | 5--3 | 420 | 5400% | 1809.5147 | 84.26% | 15.08% | 0.6521% | 56.8528 | 0 | 0 | 56.8528 | 0 | 54.2337 | 6.0269 | 8.9985 | 54.2337 | 6.0269 | 8.9985 | 57.1315 | 6.349 | 8.9985 | 3.142% | 0.39031 | 0.37575 | 4636.1485 | 511.795 | 635.8046 | 3488.549 | 4664.4018 | 0 | 0 | 4664.4018 | 0.001875%
2026 | 211 | 211-771R | Tier-3 | Tier-3---14 | 5--4 | 279 | 1100% | 1890.633 | 91.06% | 8.49% | 0.4466% | 19.6851 | 0 | 0 | 19.6851 | 0 | 18.7783 | 1.2277 | 15.2954 | 18.7783 | 1.2277 | 15.2954 | 19.7816 | 1.2933 | 15.2954 | 1.041% | 0.3743 | 0.37002 | 5051.0602 | 491.5059 | 380.0774 | 4179.4769 | 5056.2809 | 0 | 0 | 5056.2809 | 0.0006491%
2026 | 212 | 212-1177R | Tier-2 | Tier-2---8 | 5--4 | 287 | 400% | 1738.9252 | 95.43% | 4.096% | 0.4776% | 6.707 | 0 | 0 | 6.707 | 0 | 6.398 | 0.44644 | 14.3311 | 6.398 | 0.44644 | 14.3311 | 6.7399 | 0.47029 | 14.3311 | 0.3857% | 0.15054 | 0.14993 | 11551.4959 | 1436.1291 | 504.7372 | 9610.6296 | 11553.6398 | 0 | 0 | 11553.6398 | 0.0002212%
2026 | 212 | 212-1204R | Tier-2 | Tier-2---8 | 5--4 | 219 | 100% | 1570.3762 | 94.97% | 4.642% | 0.3849% | 1.975 | 0 | 0 | 1.975 | 0 | 1.884 | 0.11161 | 16.8799 | 1.884 | 0.11161 | 16.8799 | 1.9846 | 0.11757 | 16.8799 | 0.1258% | 0.19221 | 0.19195 | 8170.2767 | 1029.897 | 370.2708 | 6770.1089 | 8170.8213 | 0 | 0 | 8170.8213 | 6.513e-05%
2026 | 212 | 212-638R | Tier-2 | Tier-2---11 | 5--4 | 79 | 100% | 609.7797 | 99.07% | 0.4924% | 0.4406% | 2.2175 | 0 | 0 | 2.2175 | 0 | 2.1154 | 0.11161 | 18.9534 | 2.1154 | 0.11161 | 18.9534 | 2.2284 | 0.11757 | 18.9534 | 0.3637% | 0.10708 | 0.10668 | 5694.8842 | 618.0557 | 46.4103 | 5030.4182 | 5695.0799 | 0 | 0 | 5695.0799 | 7.313e-05%
2026 | 212 | 212-725R | Tier-3 | Tier-3---10 | 5--5 | 218 | 300% | 4887.8267 | 99.15% | 0.7265% | 0.1225% | 19.3409 | 0 | 0 | 19.3409 | 0 | 18.4499 | 0.33483 | 55.1022 | 18.4499 | 0.33483 | 55.1022 | 19.4357 | 0.35272 | 55.1022 | 0.3957% | 0.13941 | 0.13885 | 35061.0556 | 5196.5846 | 230.3548 | 29634.1163 | 35062.2483 | 0 | 0 | 35062.2483 | 0.0006378%
2026 | 212 | 212-734R | Tier-2 | Tier-2---10 | 5--4 | 273 | 1000% | 1265.9596 | 97.92% | 1.386% | 0.6959% | 13.168 | 0 | 0 | 13.168 | 0 | 12.5614 | 1.1161 | 11.2547 | 12.5614 | 1.1161 | 11.2547 | 13.2325 | 1.1757 | 11.2547 | 1.04% | 0.17753 | 0.17565 | 7130.7609 | 660.9769 | 211.9053 | 6257.8788 | 7132.3546 | 0 | 0 | 7132.3546 | 0.0004342%
2026 | 212 | 212-739R | Tier-3 | Tier-3---15 | 5--4 | 201 | 300% | 998.7912 | 96.62% | 2.787% | 0.5903% | 4.1771 | 0 | 0 | 4.1771 | 0 | 3.9847 | 0.33483 | 11.9006 | 3.9847 | 0.33483 | 11.9006 | 4.1976 | 0.35272 | 11.9006 | 0.4182% | 0.13097 | 0.1304 | 7626.107 | 884.6687 | 208.746 | 6532.6923 | 7627.2268 | 0 | 0 | 7627.2268 | 0.0001377%
2026 | 212 | 212-758R | Tier-2 | Tier-2---8 | 5--4 | 201 | 400% | 1482.4618 | 97.27% | 2.316% | 0.4117% | 8.3222 | 0 | 0 | 8.3222 | 0 | 7.9388 | 0.44644 | 17.7824 | 7.9388 | 0.44644 | 17.7824 | 8.3629 | 0.47029 | 17.7824 | 0.5614% | 0.1427 | 0.14188 | 10388.4417 | 1332.9551 | 229.8859 | 8825.6006 | 10390.0864 | 0 | 0 | 10390.0864 | 0.0002744%
2026 | 212 | 212-773R | Tier-2 | Tier-2---5 | 5--4 | 297 | 300% | 2758.5667 | 95.78% | 3.96% | 0.2633% | 7.7394 | 0 | 0 | 7.7394 | 0 | 7.3829 | 0.33483 | 22.0495 | 7.3829 | 0.33483 | 22.0495 | 7.7773 | 0.35272 | 22.0495 | 0.2806% | 0.19881 | 0.19823 | 13875.2805 | 1871.421 | 507.3138 | 11496.5456 | 13877.002 | 0 | 0 | 13877.002 | 0.0002552%
2026 | 212 | 212-799R | Tier-2 | Tier-2---10 | 5--4 | 115 | 100% | 1038.8005 | 97.12% | 2.539% | 0.3416% | 2.5441 | 0 | 0 | 2.5441 | 0 | 2.4269 | 0.11161 | 21.7447 | 2.4269 | 0.11161 | 21.7447 | 2.5566 | 0.11757 | 21.7447 | 0.2449% | 0.12493 | 0.12461 | 8315.0604 | 1068.4402 | 194.8254 | 7051.7948 | 8315.6659 | 0 | 0 | 8315.6659 | 8.39e-05%
2026 | 212 | 212-886R | Tier-2 | Tier-2---8 | 5--4 | 155 | 100% | 2163.5248 | 98.72% | 1.034% | 0.2463% | 3.9961 | 0 | 0 | 3.9961 | 0 | 3.812 | 0.11161 | 34.1544 | 3.812 | 0.11161 | 34.1544 | 4.0156 | 0.11757 | 34.1544 | 0.1847% | 0.18767 | 0.18732 | 11528.3958 | 1549.2528 | 106.6411 | 9872.5019 | 11528.6725 | 0 | 0 | 11528.6725 | 0.0001318%
2026 | 212 | 212-888R | Tier-2 | Tier-2---8 | 5--4 | 147 | 100% | 1471.0622 | 97.82% | 1.883% | 0.2988% | 2.8388 | 0 | 0 | 2.8388 | 0 | 2.708 | 0.11161 | 24.2631 | 2.708 | 0.11161 | 24.2631 | 2.8527 | 0.11757 | 24.2631 | 0.193% | 0.13116 | 0.1309 | 11216.1087 | 1520.4174 | 191.4206 | 9504.2707 | 11216.5923 | 0 | 0 | 11216.5923 | 9.361e-05%
2026 | 214 | 214-1122R | Tier-3 | Tier-3---3 | 5--5 | 446 | 2200% | 26281.1502 | 98.91% | 1.048% | 0.04591% | 371.8369 | 0 | 0 | 371.8369 | 0 | 354.7071 | 2.4554 | 144.4588 | 354.7071 | 2.4554 | 144.4588 | 373.6596 | 2.5866 | 144.4588 | 1.415% | 0.26918 | 0.26533 | 97635.635 | 15575.0756 | 943.7834 | 81116.776 | 97651.1374 | 0 | 0 | 97651.1374 | 0.01226%
2026 | 214 | 214-1135R | Tier-3 | Tier-3---6 | 4--5 | 285 | 3200% | 6666.9216 | 99.41% | 0.4702% | 0.123% | 215.7966 | 0 | 0 | 215.7966 | 0 | 205.8553 | 3.5715 | 57.638 | 205.8553 | 3.5715 | 57.638 | 216.8544 | 3.7624 | 57.638 | 3.237% | 0.090777 | 0.087821 | 73442.8498 | 12678.0578 | 384.6507 | 60380.1413 | 73457.5127 | 0 | 0 | 73457.5127 | 0.007116%
2026 | 214 | 214-17AE | Tier-3 | Tier-3---17 | 4--4 | 157 | 1900% | 484.0355 | 97.4% | 1.48% | 1.12% | 16.5459 | 0 | 0 | 16.5459 | 0 | 15.7837 | 2.1206 | 7.443 | 15.7837 | 2.1206 | 7.443 | 16.627 | 2.2339 | 7.443 | 3.418% | 0.071957 | 0.069431 | 6726.7702 | 920.7038 | 92.7705 | 5713.2959 | 6733.1304 | 0 | 0 | 6733.1304 | 0.0005456%
2026 | 214 | 214-583R | Tier-3 | Tier-3---13 | 4--5 | 174 | 2100% | 2208.3134 | 99.09% | 0.6816% | 0.2244% | 76.5907 | 0 | 0 | 76.5907 | 0 | 73.0624 | 2.3438 | 31.1725 | 73.0624 | 2.3438 | 31.1725 | 76.9662 | 2.469 | 31.1725 | 3.468% | 0.070413 | 0.067949 | 31362.296 | 5124.9033 | 314.6524 | 25922.7404 | 31372.6014 | 0 | 0 | 31372.6014 | 0.002526%
2026 | 214 | 214-613R | Tier-3 | Tier-3---14 | 5--3 | 196 | 700% | 1721.769 | 85.69% | 14.07% | 0.2459% | 15.2803 | 0 | 0 | 15.2803 | 0 | 14.5764 | 0.78127 | 18.6573 | 14.5764 | 0.78127 | 18.6573 | 15.3552 | 0.82301 | 18.6573 | 0.8875% | 0.43289 | 0.4284 | 3977.4025 | 528.7899 | 507.0028 | 2941.6099 | 3983.3602 | 0 | 0 | 3983.3602 | 0.0005039%
2026 | 214 | 214-647R | Tier-3 | Tier-3---8 | 5--5 | 264 | 300% | 22354.3085 | 99.24% | 0.73% | 0.02701% | 73.1099 | 0 | 0 | 73.1099 | 0 | 69.7419 | 0.33483 | 208.2904 | 69.7419 | 0.33483 | 208.2904 | 73.4683 | 0.35272 | 208.2904 | 0.3271% | 0.23844 | 0.23765 | 93753.9152 | 14837.2709 | 625.983 | 78290.6613 | 93756.2619 | 0 | 0 | 93756.2619 | 0.002411%
2026 | 215 | 215-1531R | Tier-2 | Tier-2---2 | 5--5 | 256 | 100% | 12702.4119 | 98.21% | 1.737% | 0.04837% | 14.1325 | 0 | 0 | 14.1325 | 0 | 13.4814 | 0.11161 | 120.7905 | 13.4814 | 0.11161 | 120.7905 | 14.2018 | 0.11757 | 120.7905 | 0.1113% | 0.20291 | 0.20268 | 62600.9651 | 10891.2685 | 1005.9666 | 50703.7299 | 62602.2329 | 0 | 0 | 62602.2329 | 0.000466%
2026 | 215 | 215-1534R | Tier-2 | Tier-2---1 | 5--5 | 243 | 100% | 19489.7064 | 99% | 0.9737% | 0.02962% | 23.026 | 0 | 0 | 23.026 | 0 | 21.9652 | 0.11161 | 196.8031 | 21.9652 | 0.11161 | 196.8031 | 23.1388 | 0.11757 | 196.8031 | 0.1181% | 0.1982 | 0.19797 | 98331.2515 | 17803.4226 | 882.3499 | 79645.479 | 98332.4303 | 0 | 0 | 98332.4303 | 0.0007593%
2026 | 215 | 215-38R | Tier-3 | Tier-3---10 | 5--5 | 126 | 100% | 5434.8155 | 98.92% | 1.009% | 0.07406% | 12.3732 | 0 | 0 | 12.3732 | 0 | 11.8032 | 0.11161 | 105.7538 | 11.8032 | 0.11161 | 105.7538 | 12.4338 | 0.11757 | 105.7538 | 0.2277% | 0.12528 | 0.12499 | 43381.3494 | 7513.7468 | 468.0295 | 35399.5731 | 43382.4335 | 0 | 0 | 43382.4335 | 0.000408%
2026 | 216 | 216-1859F | Tier-3 | Tier-3---4 | 5--5 | 268 | 1700% | 14041.2877 | 99.19% | 0.7753% | 0.03948% | 256.1922 | 0 | 0 | 256.1922 | 0 | 244.39 | 1.8974 | 128.8045 | 244.39 | 1.8974 | 128.8045 | 257.4481 | 1.9988 | 128.8045 | 1.825% | 0.15704 | 0.15416 | 89409.7821 | 15986.4383 | 636.9074 | 72786.4365 | 89423.4347 | 0 | 0 | 89423.4347 | 0.008448%
2026 | 217 | 217-41AE | Tier-2 | Tier-2---8 | 5--4 | 456 | 2500% | 2013.5966 | 89.22% | 10.31% | 0.4697% | 28.5648 | 0 | 0 | 28.5648 | 0 | 27.2489 | 2.7903 | 9.7658 | 27.2489 | 2.7903 | 9.7658 | 28.7048 | 2.9393 | 9.7658 | 1.419% | 0.19664 | 0.19351 | 10240.1297 | 1454.7861 | 960.9628 | 7824.3807 | 10257.956 | 0 | 0 | 10257.956 | 0.000942%
2026 | 217 | 217-48AE | Tier-2 | Tier-2---8 | 5--4 | 344 | 2500% | 2727.5845 | 87.85% | 11.78% | 0.3693% | 50.5008 | 0 | 0 | 50.5008 | 0 | 48.1744 | 2.7903 | 17.2652 | 48.1744 | 2.7903 | 17.2652 | 50.7484 | 2.9393 | 17.2652 | 1.851% | 0.20236 | 0.19809 | 13478.9252 | 1980.0515 | 1403.044 | 10095.8296 | 13514.1841 | 0 | 0 | 13514.1841 | 0.001665%
2026 | 217 | 217-835R | Tier-3 | Tier-3---5 | 5--5 | 319 | 800% | 10686.9326 | 98.68% | 1.222% | 0.09479% | 76.6999 | 0 | 0 | 76.6999 | 0 | 73.1664 | 0.89288 | 81.9443 | 73.1664 | 0.89288 | 81.9443 | 77.0758 | 0.94059 | 81.9443 | 0.7177% | 0.28412 | 0.28206 | 37613.7803 | 6234.338 | 401.1019 | 30978.3405 | 37617.4083 | 0 | 0 | 37617.4083 | 0.002529%
2026 | 217 | 217-837R | Tier-3 | Tier-3---12 | 5--5 | 293 | 300% | 3657.1834 | 94.66% | 5.124% | 0.2164% | 10.2792 | 0 | 0 | 10.2792 | 0 | 9.8057 | 0.33483 | 29.2856 | 9.8057 | 0.33483 | 29.2856 | 10.3296 | 0.35272 | 29.2856 | 0.2811% | 0.14269 | 0.14227 | 25630.0196 | 4247.0317 | 1289.9429 | 20093.0451 | 25634.0963 | 0 | 0 | 25634.0963 | 0.000339%
2026 | 217 | 217-972R | Tier-2 | Tier-2---8 | 5--4 | 256 | 2900% | 1438.6594 | 90.88% | 8.66% | 0.4639% | 42.9501 | 0 | 0 | 42.9501 | 0 | 40.9715 | 3.2367 | 12.6585 | 40.9715 | 3.2367 | 12.6585 | 43.1607 | 3.4096 | 12.6585 | 2.985% | 0.18227 | 0.17628 | 7892.9777 | 1198.2453 | 600.4509 | 6094.2815 | 7917.4388 | 0 | 0 | 7917.4388 | 0.001416%
2026 | 217 | 217-983R | Tier-3 | Tier-3---5 | 5--5 | 116 | 100% | 10116.9629 | 99.05% | 0.91% | 0.0405% | 25.052 | 0 | 0 | 25.052 | 0 | 23.8979 | 0.11161 | 214.1197 | 23.8979 | 0.11161 | 214.1197 | 25.1748 | 0.11757 | 214.1197 | 0.2476% | 0.2438 | 0.24319 | 41497.7937 | 6529.9576 | 349.4347 | 34618.4014 | 41498.7822 | 0 | 0 | 41498.7822 | 0.0008261%
2026 | 220 | 220-288R | Tier-3 | Tier-3---14 | 5--4 | 132 | 300% | 2198.6799 | 96.34% | 3.473% | 0.1901% | 13.9604 | 0 | 0 | 13.9604 | 0 | 13.3173 | 0.33483 | 39.7734 | 13.3173 | 0.33483 | 39.7734 | 14.0289 | 0.35272 | 39.7734 | 0.6349% | 0.37523 | 0.37276 | 5859.515 | 816.9998 | 199.3663 | 4843.1489 | 5860.9391 | 0 | 0 | 5860.9391 | 0.0004604%
2026 | 220 | 220-294R | Tier-3 | Tier-3---14 | 5--3 | 328 | 400% | 1925.8876 | 84.29% | 15.28% | 0.4298% | 5.7411 | 0 | 0 | 5.7411 | 0 | 5.4766 | 0.44644 | 12.2673 | 5.4766 | 0.44644 | 12.2673 | 5.7692 | 0.47029 | 12.2673 | 0.2981% | 0.44397 | 0.4424 | 4337.8466 | 467.6186 | 600.0435 | 3270.1845 | 4340.2651 | 0 | 0 | 4340.2651 | 0.0001893%
2026 | 220 | 220-298R | Tier-3 | Tier-3---11 | 5--4 | 614 | 1800% | 3585.6314 | 89.37% | 10.06% | 0.5685% | 27.2432 | 0 | 0 | 27.2432 | 0 | 25.9882 | 2.009 | 12.936 | 25.9882 | 2.009 | 12.936 | 27.3768 | 2.1163 | 12.936 | 0.7598% | 0.50177 | 0.4975 | 7145.9975 | 838.8497 | 642.3981 | 5664.7497 | 7152.511 | 0 | 0 | 7152.511 | 0.0008984%
2026 | 221 | 221-1230F | Tier-3 | Tier-3---12 | 4--5 | 97 | 100% | 3690.9623 | 99.91% | 0% | 0.09183% | 11.0247 | 0 | 0 | 11.0247 | 0 | 10.5168 | 0.11161 | 94.2282 | 10.5168 | 0.11161 | 94.2282 | 11.0787 | 0.11757 | 94.2282 | 0.2987% | 0.035843 | 0.035736 | 102975.2444 | 15309.4662 | 8.5902 | 87657.1879 | 102975.5279 | 0 | 0 | 102975.5279 | 0.0003636%
2026 | 221 | 221-23R | Tier-3 | Tier-3---11 | 5--5 | 307 | 1000% | 3270.2376 | 92.16% | 7.656% | 0.1816% | 28.4704 | 0 | 0 | 28.4704 | 0 | 27.1588 | 1.1161 | 24.3337 | 27.1588 | 1.1161 | 24.3337 | 28.6099 | 1.1757 | 24.3337 | 0.8706% | 0.19945 | 0.19756 | 16396.4914 | 2639.7901 | 1189.9448 | 12566.7565 | 16408.7463 | 0 | 0 | 16408.7463 | 0.0009388%
2026 | 221 | 221-344R | Tier-3 | Tier-3---13 | 5--4 | 293 | 100% | 2735.9283 | 96.11% | 3.605% | 0.2871% | 2.6025 | 0 | 0 | 2.6025 | 0 | 2.4826 | 0.11161 | 22.2438 | 2.4826 | 0.11161 | 22.2438 | 2.6153 | 0.11757 | 22.2438 | 0.09512% | 0.2115 | 0.21129 | 12935.7823 | 1776.6901 | 423.0574 | 10736.0349 | 12936.2811 | 0 | 0 | 12936.2811 | 8.582e-05%
2026 | 221 | 221-35 | Tier-2 | Tier-2---10 | 5--3 | 13 | 1000% | 710.3273 | 99.46% | 0.4791% | 0.06249% | 157.5994 | 0 | 0 | 157.5994 | 0 | 150.3391 | 1.1161 | 134.7003 | 150.3391 | 1.1161 | 134.7003 | 158.3719 | 1.1757 | 134.7003 | 22.19% | 0.17281 | 0.13426 | 4110.5569 | 625.546 | 25.6711 | 3459.3398 | 4116.9493 | 0 | 0 | 4116.9493 | 0.005197%
2026 | 221 | 221-37AE | Tier-3 | Tier-3---11 | 5--5 | 244 | 300% | 3934.7733 | 97.03% | 2.838% | 0.1358% | 13.6125 | 0 | 0 | 13.6125 | 0 | 12.9854 | 0.33483 | 38.782 | 12.9854 | 0.33483 | 38.782 | 13.6792 | 0.35272 | 38.782 | 0.346% | 0.19925 | 0.19854 | 19747.6238 | 2983.7057 | 579.4204 | 16184.4978 | 19749.7254 | 0 | 0 | 19749.7254 | 0.0004489%
2026 | 221 | 221-38AE | Tier-3 | Tier-3---17 | 5--3 | 18 | 300% | 318.0967 | 33.4% | 66.33% | 0.2755% | 5.1348 | 0 | 0 | 5.1348 | 0 | 4.8982 | 0.33483 | 14.629 | 4.8982 | 0.33483 | 14.629 | 5.16 | 0.35272 | 14.629 | 1.614% | 0.16917 | 0.16099 | 1880.3284 | 102.8825 | 1057.137 | 720.3088 | 1943.9324 | 0 | 0 | 1943.9324 | 0.0001693%
2026 | 221 | 221-675R | Tier-2 | Tier-2---8 | 5--4 | 99 | 3300% | 2055.424 | 99.51% | 0.3331% | 0.1572% | 197.7168 | 0 | 0 | 197.7168 | 0 | 188.6084 | 3.6831 | 51.2087 | 188.6084 | 3.6831 | 51.2087 | 198.686 | 3.8799 | 51.2087 | 9.619% | 0.22072 | 0.19938 | 9312.3427 | 1344.1868 | 80.6907 | 7887.4652 | 9317.2288 | 0 | 0 | 9317.2288 | 0.00652%
2026 | 221 | 221-6R | Tier-2 | Tier-2---5 | 5--5 | 100 | 8800% | 3904.259 | 99.88% | 0.03221% | 0.0896% | 995.1532 | 0 | 0 | 995.1532 | 0 | 949.3086 | 9.8217 | 96.6544 | 949.3086 | 9.8217 | 96.6544 | 1000.0314 | 10.3465 | 96.6544 | 25.49% | 0.21604 | 0.16091 | 18071.9767 | 2732.2517 | 50.2734 | 15289.4517 | 18079.5196 | 0 | 0 | 18079.5196 | 0.03282%
2026 | 221 | 221-788 | Tier-3 | Tier-3---12 | 5--5 | 67 | 800% | 4481.9143 | 99.45% | 0.5095% | 0.04337% | 154.3366 | 0 | 0 | 154.3366 | 0 | 147.2266 | 0.89288 | 164.8896 | 147.2266 | 0.89288 | 164.8896 | 155.0932 | 0.94059 | 164.8896 | 3.444% | 0.18975 | 0.18318 | 23620.3007 | 4014.0972 | 176.6894 | 19429.514 | 23624.9848 | 0 | 0 | 23624.9848 | 0.005089%
2026 | 221 | 221-824 | Tier-3 | Tier-3---13 | 5--4 | 106 | 300% | 2324.2215 | 96.86% | 3.03% | 0.1069% | 18.4777 | 0 | 0 | 18.4777 | 0 | 17.6265 | 0.33483 | 52.643 | 17.6265 | 0.33483 | 52.643 | 18.5683 | 0.35272 | 52.643 | 0.795% | 0.18396 | 0.18245 | 12634.0691 | 1992.2766 | 356.0024 | 10285.7901 | 12637.3491 | 0 | 0 | 12637.3491 | 0.0006093%
2026 | 222 | 222-1433R | Tier-3 | Tier-3---5 | 5--5 | 123 | 100% | 9617.9712 | 99.59% | 0.3681% | 0.03974% | 22.584 | 0 | 0 | 22.584 | 0 | 21.5436 | 0.11161 | 193.0259 | 21.5436 | 0.11161 | 193.0259 | 22.6947 | 0.11757 | 193.0259 | 0.2348% | 0.37266 | 0.37178 | 25809.0958 | 4058.0923 | 86.1531 | 21664.8505 | 25809.3446 | 0 | 0 | 25809.3446 | 0.0007447%
2026 | 222 | 222-1503R | Tier-3 | Tier-3---15 | 5--4 | 76 | 100% | 1359.3953 | 95.15% | 4.696% | 0.1502% | 4.9358 | 0 | 0 | 4.9358 | 0 | 4.7084 | 0.11161 | 42.1863 | 4.7084 | 0.11161 | 42.1863 | 4.96 | 0.11757 | 42.1863 | 0.3631% | 0.23465 | 0.23375 | 5793.3484 | 808.274 | 260.6182 | 4724.4562 | 5794.4238 | 0 | 0 | 5794.4238 | 0.0001628%
2026 | 222 | 222-1523R | Tier-3 | Tier-3---7 | 5--5 | 367 | 600% | 7406.689 | 96.62% | 3.25% | 0.1263% | 33.9305 | 0 | 0 | 33.9305 | 0 | 32.3674 | 0.66966 | 48.3341 | 32.3674 | 0.66966 | 48.3341 | 34.0969 | 0.70544 | 48.3341 | 0.4581% | 0.26901 | 0.26773 | 27533.3002 | 4015.4723 | 832.0956 | 22685.7323 | 27537.7286 | 0 | 0 | 27537.7286 | 0.001119%
2026 | 222 | 222-1986R | Tier-3 | Tier-3---1 | 5--5 | 451 | 700% | 79194.3488 | 99.25% | 0.7305% | 0.01724% | 353.7969 | 0 | 0 | 353.7969 | 0 | 337.4982 | 0.78127 | 431.9865 | 337.4982 | 0.78127 | 431.9865 | 355.5312 | 0.82301 | 431.9865 | 0.4467% | 0.41507 | 0.4132 | 190797.4815 | 33595.3988 | 1245.7209 | 155956.3617 | 190803.9322 | 0 | 0 | 190803.9322 | 0.01167%
2026 | 222 | 222-1990R | Tier-3 | Tier-3---1 | 5--5 | 287 | 600% | 45106.6402 | 99.63% | 0.3509% | 0.01982% | 272.455 | 0 | 0 | 272.455 | 0 | 259.9035 | 0.66966 | 388.1125 | 259.9035 | 0.66966 | 388.1125 | 273.7905 | 0.70544 | 388.1125 | 0.604% | 0.41211 | 0.40961 | 109452.4885 | 17402.8472 | 400.2043 | 91649.437 | 109454.9636 | 0 | 0 | 109454.9636 | 0.008985%
2026 | 222 | 222-1992R | Tier-3 | Tier-3---18 | 5--2 | 43 | 300% | 288.7705 | 86.56% | 13.18% | 0.2657% | 5.0571 | 0 | 0 | 5.0571 | 0 | 4.8241 | 0.33483 | 14.4077 | 4.8241 | 0.33483 | 14.4077 | 5.0819 | 0.35272 | 14.4077 | 1.751% | 0.22115 | 0.21668 | 1305.7642 | 167.1535 | 149.2603 | 989.3504 | 1309.3892 | 0 | 0 | 1309.3892 | 0.0001668%
2026 | 222 | 222-2013R | Tier-3 | Tier-3---7 | 5--5 | 407 | 700% | 7426.9759 | 96.05% | 3.813% | 0.1383% | 35.58 | 0 | 0 | 35.58 | 0 | 33.9409 | 0.78127 | 43.4433 | 33.9409 | 0.78127 | 43.4433 | 35.7544 | 0.82301 | 43.4433 | 0.4791% | 0.27927 | 0.27788 | 26594.1155 | 4003.6011 | 918.5637 | 21671.9506 | 26599.3825 | 0 | 0 | 26599.3825 | 0.001173%
2026 | 222 | 222-2085 | Tier-3 | Tier-3---3 | 5--5 | 910 | 2200% | 16772.3082 | 96.7% | 3.181% | 0.1236% | 113.7046 | 0 | 0 | 113.7046 | 0 | 108.4665 | 2.4554 | 44.1743 | 108.4665 | 2.4554 | 44.1743 | 114.262 | 2.5866 | 44.1743 | 0.6779% | 0.35117 | 0.34871 | 47761.3033 | 7204.6408 | 1463.9747 | 39092.6878 | 47772.4468 | 0 | 0 | 47772.4468 | 0.00375%
2026 | 230 | 230-127AE | Tier-2 | Tier-2---7 | 5--5 | 269 | 3900% | 2000.4654 | 94.98% | 4.641% | 0.3747% | 79.8898 | 0 | 0 | 79.8898 | 0 | 76.2095 | 4.3528 | 17.5082 | 76.2095 | 4.3528 | 17.5082 | 80.2815 | 4.5854 | 17.5082 | 3.994% | 0.093988 | 0.090037 | 21284.2191 | 3269.4209 | 921.4772 | 17093.321 | 21331.0774 | 0 | 0 | 21331.0774 | 0.002634%
2026 | 230 | 230-133AE | Tier-2 | Tier-2---6 | 5--5 | 328 | 1800% | 6388.6939 | 98.26% | 1.615% | 0.1229% | 99.9072 | 0 | 0 | 99.9072 | 0 | 95.3047 | 2.009 | 47.4393 | 95.3047 | 2.009 | 47.4393 | 100.397 | 2.1163 | 47.4393 | 1.564% | 0.095565 | 0.094044 | 66852.0974 | 10704.3112 | 1013.9772 | 55133.809 | 66870.8812 | 0 | 0 | 66870.8812 | 0.003295%
2026 | 230 | 230-1586R | Tier-2 | Tier-2---7 | 4--5 | 245 | 4700% | 2072.8837 | 91.06% | 8.635% | 0.3% | 105.0158 | 0 | 0 | 105.0158 | 0 | 100.1779 | 5.2457 | 19.0973 | 100.1779 | 5.2457 | 19.0973 | 105.5306 | 5.526 | 19.0973 | 5.066% | 0.084625 | 0.079917 | 24494.9333 | 3610.2418 | 2037.5267 | 18847.1648 | 24623.8699 | 0 | 0 | 24623.8699 | 0.003463%
2026 | 230 | 230-1606R | Tier-2 | Tier-2---11 | 4--4 | 71 | 400% | 536.3838 | 78.97% | 20.71% | 0.32% | 6.9203 | 0 | 0 | 6.9203 | 0 | 6.6015 | 0.44644 | 14.787 | 6.6015 | 0.44644 | 14.787 | 6.9543 | 0.47029 | 14.787 | 1.29% | 0.062818 | 0.061792 | 8538.6965 | 1090.1965 | 1630.9842 | 5817.5158 | 8568.5244 | 0 | 0 | 8568.5244 | 0.0002282%
2026 | 230 | 230-181 | Tier-2 | Tier-2---9 | 4--4 | 52 | 100% | 788.7224 | 98.19% | 1.606% | 0.2041% | 4.319 | 0 | 0 | 4.319 | 0 | 4.12 | 0.11161 | 36.9146 | 4.12 | 0.11161 | 36.9146 | 4.3402 | 0.11757 | 36.9146 | 0.5476% | 0.063241 | 0.062889 | 12471.6541 | 1938.3166 | 505.8598 | 10027.4777 | 12472.9204 | 0 | 0 | 12472.9204 | 0.0001424%
2026 | 230 | 230-2060R | Tier-2 | Tier-2---4 | 4--5 | 236 | 300% | 3473.4554 | 97.68% | 2.135% | 0.1887% | 12.5072 | 0 | 0 | 12.5072 | 0 | 11.931 | 0.33483 | 35.633 | 11.931 | 0.33483 | 35.633 | 12.5685 | 0.35272 | 35.633 | 0.3601% | 0.088414 | 0.088088 | 39286.0822 | 6237.3116 | 786.318 | 32262.4526 | 39289.4594 | 0 | 0 | 39289.4594 | 0.0004124%
2026 | 230 | 230-371AE | Tier-2 | Tier-2---13 | 4--3 | 41 | 300% | 195.7251 | 81.71% | 17.81% | 0.4804% | 3.3937 | 0 | 0 | 3.3937 | 0 | 3.2374 | 0.33483 | 9.6688 | 3.2374 | 0.33483 | 9.6688 | 3.4104 | 0.35272 | 9.6688 | 1.734% | 0.059006 | 0.057754 | 3317.0375 | 438.8452 | 524.5469 | 2353.6453 | 3330.1873 | 0 | 0 | 3330.1873 | 0.0001119%
2026 | 231 | 231-1136R | Tier-2 | Tier-2---7 | 4--5 | 357 | 2900% | 2730.9177 | 98.3% | 1.373% | 0.325% | 63.2409 | 0 | 0 | 63.2409 | 0 | 60.3275 | 3.2367 | 18.6386 | 60.3275 | 3.2367 | 18.6386 | 63.5509 | 3.4096 | 18.6386 | 2.316% | 0.054655 | 0.053367 | 49966.8413 | 8713.2838 | 1199.3075 | 40054.25 | 49987.3128 | 0 | 0 | 49987.3128 | 0.002085%
2026 | 231 | 231-1635R | Tier-2 | Tier-2---4 | 5--5 | 862 | 18200% | 5142.095 | 98.68% | 0.901% | 0.4182% | 310.6955 | 0 | 0 | 310.6955 | 0 | 296.3824 | 20.313 | 14.5908 | 296.3824 | 20.313 | 14.5908 | 312.2185 | 21.3984 | 14.5908 | 6.042% | 0.11648 | 0.10935 | 44146.87 | 7752.1946 | 471.7485 | 35922.9269 | 44184.8544 | 0 | 0 | 44184.8544 | 0.01025%
2026 | 232 | 232-40AE | Tier-2 | Tier-2---19 | 2--3 | 5 | 100% | 11.4297 | 0.4523% | 98.58% | 0.9661% | 0.0029987 | 0 | 0 | 0.0029987 | 0 | 0.0028605 | 0.11161 | 0.02563 | 0.0028605 | 0.11161 | 0.02563 | 0.0030134 | 0.11757 | 0.02563 | 0.02624% | 0.0059544 | 0.005609 | 1919.5436 | 3.4341 | 1729.7945 | 186.3149 | 2037.1974 | 0 | 0 | 2037.1974 | 9.889e-08%
2026 | 233 | 233-123R | Tier-2 | Tier-2---4 | 4--5 | 412 | 3700% | 3035.8045 | 98.84% | 0.8219% | 0.339% | 78.1457 | 0 | 0 | 78.1457 | 0 | 74.5457 | 4.1296 | 18.0517 | 74.5457 | 4.1296 | 18.0517 | 78.5288 | 4.3502 | 18.0517 | 2.574% | 0.06125 | 0.059655 | 49563.8317 | 7938.6753 | 487.1368 | 41138.0196 | 49579.2174 | 0 | 0 | 49579.2174 | 0.002577%
2026 | 233 | 233-41R | Tier-2 | Tier-2---9 | 4--5 | 273 | 4000% | 718.991 | 97.57% | 1.357% | 1.072% | 29.8083 | 0 | 0 | 29.8083 | 0 | 28.4351 | 4.4644 | 6.3693 | 28.4351 | 4.4644 | 6.3693 | 29.9544 | 4.7029 | 6.3693 | 4.146% | 0.044487 | 0.042597 | 16161.8225 | 2695.2374 | 377.2862 | 13089.2989 | 16179.2479 | 0 | 0 | 16179.2479 | 0.000983%
2026 | 233 | 233-81F | Tier-2 | Tier-2---12 | 3--5 | 99 | 1100% | 447.7794 | 94.96% | 4.349% | 0.694% | 13.7009 | 0 | 0 | 13.7009 | 0 | 13.0697 | 1.2277 | 10.6456 | 13.0697 | 1.2277 | 10.6456 | 13.768 | 1.2933 | 10.6456 | 3.06% | 0.02204 | 0.02133 | 20316.8521 | 3103.6732 | 873.0875 | 16340.0914 | 20350.9635 | 0 | 0 | 20350.9635 | 0.0004518%
2026 | 233 | 233-86F | Tier-2 | Tier-2---8 | 5--5 | 412 | 8000% | 2341.6741 | 85.9% | 13.6% | 0.4998% | 113.2721 | 0 | 0 | 113.2721 | 0 | 108.0539 | 8.9288 | 12.1017 | 108.0539 | 8.9288 | 12.1017 | 113.8274 | 9.4059 | 12.1017 | 4.837% | 0.1204 | 0.11362 | 19449.7342 | 2690.1535 | 2433.0497 | 14326.531 | 19613.3471 | 0 | 0 | 19613.3471 | 0.003735%
2026 | 234 | 234-48R | Tier-2 | Tier-2---4 | 4--5 | 334 | 5700% | 4939.3793 | 99.46% | 0.3916% | 0.1518% | 243.1265 | 0 | 0 | 243.1265 | 0 | 231.9262 | 6.3618 | 36.4562 | 231.9262 | 6.3618 | 36.4562 | 244.3183 | 6.7017 | 36.4562 | 4.922% | 0.047931 | 0.045559 | 103051.0115 | 20615.902 | 443.8608 | 81991.2487 | 103080.1683 | 0 | 0 | 103080.1683 | 0.008017%
2026 | 235 | 235-897R | Tier-2 | Tier-2---5 | 5--5 | 241 | 2800% | 4375.0381 | 88.63% | 11.27% | 0.1058% | 130.6427 | 0 | 0 | 130.6427 | 0 | 124.6242 | 3.1251 | 39.8787 | 124.6242 | 3.1251 | 39.8787 | 131.2831 | 3.2921 | 39.8787 | 2.986% | 0.1179 | 0.11393 | 37108.0419 | 5823.2573 | 3860.2589 | 27424.5257 | 37255.1989 | 0 | 0 | 37255.1989 | 0.004308%
2026 | 235 | 235-899R | Tier-2 | Tier-2---1 | 5--5 | 531 | 4400% | 23678.6611 | 98.37% | 1.593% | 0.04039% | 559.7053 | 0 | 0 | 559.7053 | 0 | 533.9208 | 4.9108 | 108.7229 | 533.9208 | 4.9108 | 108.7229 | 562.4489 | 5.1732 | 108.7229 | 2.364% | 0.15496 | 0.15124 | 152800.2562 | 27483.3247 | 2386.7614 | 122930.1701 | 152861.7217 | 0 | 0 | 152861.7217 | 0.01846%
2026 | 236 | 236-1535R | Tier-3 | Tier-3---4 | 5--5 | 252 | 2200% | 9719.0421 | 98.73% | 1.209% | 0.05836% | 242.9431 | 0 | 0 | 242.9431 | 0 | 231.7512 | 2.4554 | 94.3835 | 231.7512 | 2.4554 | 94.3835 | 244.134 | 2.5866 | 94.3835 | 2.5% | 0.12847 | 0.12522 | 75651.1712 | 14020.5397 | 863.9874 | 60766.6441 | 75676.0745 | 0 | 0 | 75676.0745 | 0.008011%
2026 | 236 | 236-1561R | Tier-3 | Tier-3---13 | 5--4 | 137 | 300% | 2823.5781 | 97.26% | 2.617% | 0.1213% | 17.4398 | 0 | 0 | 17.4398 | 0 | 16.6364 | 0.33483 | 49.6861 | 16.6364 | 0.33483 | 49.6861 | 17.5253 | 0.35272 | 49.6861 | 0.6176% | 0.17766 | 0.17653 | 15893.5317 | 2548.7171 | 379.7854 | 12965.0293 | 15896.3127 | 0 | 0 | 15896.3127 | 0.0005751%
2026 | 236 | 236-1569R | Tier-3 | Tier-3---8 | 5--5 | 498 | 5500% | 21222.9131 | 98.36% | 1.585% | 0.05121% | 668.6087 | 0 | 0 | 668.6087 | 0 | 637.8072 | 6.1386 | 103.9019 | 637.8072 | 6.1386 | 103.9019 | 671.8862 | 6.4665 | 103.9019 | 3.15% | 0.21435 | 0.20748 | 99012.7753 | 16128.7388 | 1444.5093 | 81439.5272 | 99066.3765 | 0 | 0 | 99066.3765 | 0.02205%
2026 | 236 | 236-1573R | Tier-3 | Tier-3---7 | 5--5 | 192 | 300% | 6927.8558 | 97.84% | 2.089% | 0.06679% | 30.7152 | 0 | 0 | 30.7152 | 0 | 29.3002 | 0.33483 | 87.5076 | 29.3002 | 0.33483 | 87.5076 | 30.8657 | 0.35272 | 87.5076 | 0.4434% | 0.18488 | 0.18404 | 37473.1079 | 6448.1569 | 711.4883 | 30313.4626 | 37476.7847 | 0 | 0 | 37476.7847 | 0.001013%
2026 | 237 | 237-1761R | Tier-3 | Tier-3---12 | 5--5 | 126 | 400% | 3634.1464 | 99.4% | 0.4942% | 0.1098% | 33.2551 | 0 | 0 | 33.2551 | 0 | 31.7231 | 0.44644 | 71.058 | 31.7231 | 0.44644 | 71.058 | 33.4182 | 0.47029 | 71.058 | 0.9151% | 0.14935 | 0.14798 | 24332.6951 | 3910.2644 | 110.1562 | 20312.2745 | 24334.0607 | 0 | 0 | 24334.0607 | 0.001097%
2026 | 237 | 237-1765R | Tier-3 | Tier-3---1 | 5--5 | 223 | 400% | 28249.2525 | 99.34% | 0.6358% | 0.01982% | 145.9833 | 0 | 0 | 145.9833 | 0 | 139.2582 | 0.44644 | 311.9302 | 139.2582 | 0.44644 | 311.9302 | 146.6989 | 0.47029 | 311.9302 | 0.5168% | 0.25909 | 0.25774 | 109034.6893 | 21935.6413 | 634.4252 | 86464.6228 | 109038.4273 | 0 | 0 | 109038.4273 | 0.004814%
2026 | 237 | 237-17R | Tier-2 | Tier-2---1 | 5--5 | 536 | 3200% | 27080.7376 | 98.89% | 1.071% | 0.0369% | 463.6656 | 0 | 0 | 463.6656 | 0 | 442.3055 | 3.5715 | 123.8423 | 442.3055 | 3.5715 | 123.8423 | 465.9385 | 3.7624 | 123.8423 | 1.712% | 0.15539 | 0.1527 | 174274.8137 | 31991.9545 | 1838.789 | 140444.0702 | 174308.834 | 0 | 0 | 174308.834 | 0.01529%
2026 | 237 | 237-26F | Tier-2 | Tier-2---10 | 5--4 | 113 | 300% | 663.2151 | 70.89% | 28.72% | 0.399% | 3.6195 | 0 | 0 | 3.6195 | 0 | 3.4528 | 0.33483 | 10.312 | 3.4528 | 0.33483 | 10.312 | 3.6373 | 0.35272 | 10.312 | 0.5458% | 0.10897 | 0.10813 | 6086.0279 | 695.3102 | 1570.8815 | 3819.8362 | 6099.7761 | 0 | 0 | 6099.7761 | 0.0001194%
2026 | 237 | 237-28F | Tier-2 | Tier-2---7 | 5--5 | 59 | 400% | 2530.2255 | 98.83% | 1.116% | 0.05734% | 49.163 | 0 | 0 | 49.163 | 0 | 46.8981 | 0.44644 | 105.0491 | 46.8981 | 0.44644 | 105.0491 | 49.404 | 0.47029 | 105.0491 | 1.943% | 0.10804 | 0.10592 | 23418.4293 | 3729.6319 | 261.331 | 19427.4664 | 23423.9414 | 0 | 0 | 23423.9414 | 0.001621%
2026 | 237 | 237-2R | Tier-3 | Tier-3---2 | 5--5 | 499 | 1200% | 30894.1234 | 99.11% | 0.8492% | 0.03898% | 213.5404 | 0 | 0 | 213.5404 | 0 | 203.703 | 1.3393 | 152.0943 | 203.703 | 1.3393 | 152.0943 | 214.5872 | 1.4109 | 152.0943 | 0.6912% | 0.18156 | 0.18029 | 170161.3668 | 36497.0865 | 1351.4865 | 132312.7938 | 170171.9808 | 0 | 0 | 170171.9808 | 0.007042%
2026 | 237 | 237-30R | Tier-3 | Tier-3---1 | 5--5 | 651 | 800% | 65515.492 | 98.93% | 1.038% | 0.03019% | 230.9867 | 0 | 0 | 230.9867 | 0 | 220.3456 | 0.89288 | 246.7806 | 220.3456 | 0.89288 | 246.7806 | 232.119 | 0.94059 | 246.7806 | 0.3526% | 0.49249 | 0.49073 | 133030.3773 | 22547.6539 | 1250.7985 | 109231.9249 | 133035.4596 | 0 | 0 | 133035.4596 | 0.007617%
2026 | 239 | 239-2207R | Tier-3 | Tier-3---16 | 4--4 | 127 | 400% | 860.3234 | 98.08% | 1.495% | 0.4234% | 7.7073 | 0 | 0 | 7.7073 | 0 | 7.3522 | 0.44644 | 16.4686 | 7.3522 | 0.44644 | 16.4686 | 7.7451 | 0.47029 | 16.4686 | 0.8959% | 0.078224 | 0.077509 | 10998.2588 | 1887.5765 | 146.4219 | 8964.2604 | 11000.2042 | 0 | 0 | 11000.2042 | 0.0002542%
2026 | 239 | 239-2211R | Tier-3 | Tier-3---16 | 5--4 | 55 | 1400% | 1585.1718 | 98.67% | 1.22% | 0.1095% | 115.4586 | 0 | 0 | 115.4586 | 0 | 110.1397 | 1.5625 | 70.4875 | 110.1397 | 1.5625 | 70.4875 | 116.0246 | 1.646 | 70.4875 | 7.284% | 0.11902 | 0.11023 | 13318.69 | 2119.2722 | 143.2039 | 11056.2139 | 13332.8048 | 0 | 0 | 13332.8048 | 0.003807%
2026 | 239 | 239-2215R | Tier-3 | Tier-3---10 | 5--5 | 305 | 1200% | 6268.6569 | 98.24% | 1.63% | 0.1302% | 70.2654 | 0 | 0 | 70.2654 | 0 | 67.0284 | 1.3393 | 50.0466 | 67.0284 | 1.3393 | 50.0466 | 70.6099 | 1.4109 | 50.0466 | 1.121% | 0.15408 | 0.15232 | 40685.5389 | 6831.4863 | 640.4954 | 33213.5572 | 40693.804 | 0 | 0 | 40693.804 | 0.002317%
2026 | 239 | 239-2217R | Tier-3 | Tier-3---16 | 4--4 | 108 | 400% | 1029.5673 | 69.27% | 30.42% | 0.3032% | 7.6603 | 0 | 0 | 7.6603 | 0 | 7.3074 | 0.44644 | 16.3682 | 7.3074 | 0.44644 | 16.3682 | 7.6979 | 0.47029 | 16.3682 | 0.744% | 0.073205 | 0.072419 | 14064.0898 | 1546.1618 | 3996.6336 | 8521.2943 | 14111.0112 | 0 | 0 | 14111.0112 | 0.0002526%
2026 | 239 | 239-89R | Tier-3 | Tier-3---17 | 4--4 | 52 | 600% | 376.4251 | 98.76% | 0.8388% | 0.4045% | 12.4392 | 0 | 0 | 12.4392 | 0 | 11.8661 | 0.66966 | 17.7196 | 11.8661 | 0.66966 | 17.7196 | 12.5001 | 0.70544 | 17.7196 | 3.305% | 0.064786 | 0.062618 | 5810.3033 | 876.5504 | 280.4988 | 4653.254 | 5812.8042 | 0 | 0 | 5812.8042 | 0.0004102%
2026 | 240 | 240-1028R | Tier-2 | Tier-2---9 | 4--5 | 165 | 2100% | 1181.5361 | 98.38% | 1.316% | 0.2998% | 42.9048 | 0 | 0 | 42.9048 | 0 | 40.9283 | 2.3438 | 17.4623 | 40.9283 | 2.3438 | 17.4623 | 43.1151 | 2.469 | 17.4623 | 3.631% | 0.045174 | 0.043507 | 26155.1082 | 4733.8049 | 362.4599 | 21058.8433 | 26171.3035 | 0 | 0 | 26171.3035 | 0.001415%
2026 | 240 | 240-1044 | Tier-3 | Tier-3---16 | 4--4 | 71 | 300% | 791.3356 | 98.7% | 1.112% | 0.1837% | 9.571 | 0 | 0 | 9.571 | 0 | 9.1301 | 0.33483 | 27.2679 | 9.1301 | 0.33483 | 27.2679 | 9.618 | 0.35272 | 27.2679 | 1.209% | 0.076308 | 0.075373 | 10370.2289 | 1768.6676 | 147.2931 | 8454.2683 | 10371.8953 | 0 | 0 | 10371.8953 | 0.0003156%
2026 | 240 | 240-1148 | Tier-3 | Tier-3---17 | 4--4 | 75 | 300% | 376.72 | 96.88% | 2.523% | 0.5996% | 4.2335 | 0 | 0 | 4.2335 | 0 | 4.0385 | 0.33483 | 12.0612 | 4.0385 | 0.33483 | 12.0612 | 4.2542 | 0.35272 | 12.0612 | 1.124% | 0.037482 | 0.037047 | 10050.6383 | 1533.8365 | 215.1786 | 8301.6232 | 10054.3215 | 0 | 0 | 10054.3215 | 0.0001396%
2026 | 240 | 240-2004R | Tier-3 | Tier-3---12 | 5--5 | 623 | 11500% | 4437.6588 | 97.91% | 1.769% | 0.321% | 232.5888 | 0 | 0 | 232.5888 | 0 | 221.8739 | 12.8352 | 17.2864 | 221.8739 | 12.8352 | 17.2864 | 233.7289 | 13.521 | 17.2864 | 5.241% | 0.095775 | 0.090648 | 46334.0144 | 8309.1897 | 777.0534 | 37247.7713 | 46388.7849 | 0 | 0 | 46388.7849 | 0.00767%
2026 | 240 | 240-2006R | Tier-3 | Tier-3---12 | 4--5 | 269 | 1200% | 3742.5721 | 99.07% | 0.7558% | 0.1785% | 47.9646 | 0 | 0 | 47.9646 | 0 | 45.755 | 1.3393 | 34.1628 | 45.755 | 1.3393 | 34.1628 | 48.1997 | 1.4109 | 34.1628 | 1.282% | 0.06999 | 0.069085 | 53472.8025 | 8543.8289 | 386.3377 | 44542.6358 | 53479.35 | 0 | 0 | 53479.35 | 0.001582%
2026 | 240 | 240-2032R | Tier-3 | Tier-3---12 | 5--5 | 344 | 400% | 3665.7351 | 96.82% | 2.929% | 0.2538% | 11.9677 | 0 | 0 | 11.9677 | 0 | 11.4164 | 0.44644 | 25.5721 | 11.4164 | 0.44644 | 25.5721 | 12.0264 | 0.47029 | 25.5721 | 0.3265% | 0.12278 | 0.12236 | 29856.9037 | 4756.4874 | 803.6507 | 24296.7656 | 29860.1192 | 0 | 0 | 29860.1192 | 0.0003947%
2026 | 242 | 242-1426F | Tier-2 | Tier-2---10 | 5--4 | 117 | 1200% | 960.3446 | 65.96% | 33.81% | 0.2324% | 18.8406 | 0 | 0 | 18.8406 | 0 | 17.9727 | 1.3393 | 13.4193 | 17.9727 | 1.3393 | 13.4193 | 18.933 | 1.4109 | 13.4193 | 1.962% | 0.10724 | 0.10405 | 8954.7461 | 1188.9727 | 2793.8383 | 4971.9351 | 9048.1919 | 0 | 0 | 9048.1919 | 0.0006213%
2026 | 242 | 242-1427F | Tier-2 | Tier-2---20 | 5--1 | 5 | 300% | 24.991 | 71.07% | 28.66% | 0.2708% | 3.0905 | 0 | 0 | 3.0905 | 0 | 2.9481 | 0.33483 | 8.8049 | 2.9481 | 0.33483 | 8.8049 | 3.1057 | 0.35272 | 8.8049 | 12.37% | 0.096908 | 0.080046 | 257.8839 | 30.0686 | 62.0054 | 165.8099 | 273.5988 | 0 | 0 | 273.5988 | 0.0001019%
2026 | 246 | 246-34R | Tier-3 | Tier-3---12 | 4--5 | 436 | 5500% | 3387.0058 | 94.54% | 5.197% | 0.2577% | 117.1461 | 0 | 0 | 117.1461 | 0 | 111.7494 | 6.1386 | 18.2045 | 111.7494 | 6.1386 | 18.2045 | 117.7203 | 6.4665 | 18.2045 | 3.459% | 0.070488 | 0.067909 | 48050.8143 | 8360.4537 | 2387.5887 | 37302.7719 | 48150.3487 | 0 | 0 | 48150.3487 | 0.003863%
2026 | 247 | 247-46 | Tier-3 | Tier-3---16 | 4--5 | 227 | 2200% | 1360.3328 | 92.51% | 7.186% | 0.3009% | 35.3707 | 0 | 0 | 35.3707 | 0 | 33.7413 | 2.4554 | 13.7415 | 33.7413 | 2.4554 | 13.7415 | 35.5441 | 2.5866 | 13.7415 | 2.6% | 0.045228 | 0.043957 | 30076.9614 | 4522.9768 | 2007.8493 | 23546.1352 | 30142.0796 | 0 | 0 | 30142.0796 | 0.001166%
2026 | 249 | 249-24R | Tier-3 | Tier-3---12 | 5--5 | 464 | 3500% | 3753.23 | 95.85% | 3.876% | 0.273% | 78.6956 | 0 | 0 | 78.6956 | 0 | 75.0702 | 3.9064 | 19.2175 | 75.0702 | 3.9064 | 19.2175 | 79.0813 | 4.1151 | 19.2175 | 2.097% | 0.10094 | 0.098729 | 37183.961 | 6704.4922 | 1334.1553 | 29145.3135 | 37218.463 | 0 | 0 | 37218.463 | 0.002595%
2026 | 252 | 252-129 | Tier-2 | Tier-2---18 | 3--3 | 98 | 1400% | 49.4853 | 86.66% | 6.71% | 6.626% | 1.7767 | 0 | 0 | 1.7767 | 0 | 1.6949 | 1.5625 | 1.0847 | 1.6949 | 1.5625 | 1.0847 | 1.7854 | 1.646 | 1.0847 | 3.59% | 0.02391 | 0.022919 | 2069.6845 | 324.0484 | 134.0961 | 1611.54 | 2081.6133 | 0 | 0 | 2081.6133 | 5.859e-05%
2026 | 276 | 276-228 | Tier-1 | Non-HFTD---2 | 4--3 | 773 | 12800% | 290.9914 | 11.65% | 84% | 4.346% | 1.6286 | 0 | 0 | 1.6286 | 0 | 1.5536 | 14.2861 | 0.10875 | 1.5536 | 14.2861 | 0.10875 | 1.6366 | 15.0494 | 0.10875 | 0.5597% | 0.065634 | 0.062482 | 4433.5468 | 54.5858 | 3672.1531 | 706.8079 | 4631.1231 | 0 | 0 | 4631.1231 | 5.371e-05%
2026 | 279 | 279-10AE | Tier-1 | Non-HFTD---3 | 4--3 | 557 | 300% | 166.5714 | 5.911% | 88.12% | 5.969% | 0.01538 | 0 | 0 | 0.01538 | 0 | 0.014671 | 0.33483 | 0.043817 | 0.014671 | 0.33483 | 0.043817 | 0.015455 | 0.35272 | 0.043817 | 0.009233% | 0.054414 | 0.054329 | 3061.1869 | 21.6691 | 2585.1276 | 454.3903 | 3065.6927 | 0 | 0 | 3065.6927 | 5.072e-07%
2026 | 283 | 283-55R | Tier-3 | Tier-3---9 | 5--5 | 109 | 800% | 5299.6344 | 98.55% | 1.37% | 0.07601% | 111.1689 | 0 | 0 | 111.1689 | 0 | 106.0476 | 0.89288 | 118.7702 | 106.0476 | 0.89288 | 118.7702 | 111.7139 | 0.94059 | 118.7702 | 2.098% | 0.20157 | 0.19728 | 26291.5727 | 4431.5745 | 343.4719 | 21516.5263 | 26299.8382 | 0 | 0 | 26299.8382 | 0.003666%
2026 | 283 | 283-71F | Tier-3 | Tier-3---13 | 5--4 | 127 | 1500% | 2013.5901 | 87.8% | 12.03% | 0.1689% | 60.5558 | 0 | 0 | 60.5558 | 0 | 57.7661 | 1.6742 | 34.5047 | 57.7661 | 1.6742 | 34.5047 | 60.8526 | 1.7636 | 34.5047 | 3.007% | 0.19011 | 0.1836 | 10591.4545 | 1521.6606 | 1147.6649 | 7922.129 | 10637.2796 | 0 | 0 | 10637.2796 | 0.001997%
2026 | 288 | 288-149R | Tier-2 | Tier-2---12 | 3--5 | 170 | 3300% | 481.2843 | 94.31% | 4.95% | 0.7414% | 25.5515 | 0 | 0 | 25.5515 | 0 | 24.3744 | 3.6831 | 6.6178 | 24.3744 | 3.6831 | 6.6178 | 25.6767 | 3.8799 | 6.6178 | 5.309% | 0.02124 | 0.020044 | 22659.7646 | 3469.9036 | 1191.7456 | 17998.1154 | 22736.6964 | 0 | 0 | 22736.6964 | 0.0008426%
2026 | 296 | 296-68F | Tier-2 | Tier-2---21 | 1--2 | 43 | 600% | 3.2301 | 78.97% | 0% | 21.03% | 0.10321 | 0 | 0 | 0.10321 | 0 | 0.09846 | 0.66966 | 0.14703 | 0.09846 | 0.66966 | 0.14703 | 0.10372 | 0.70544 | 0.14703 | 3.195% | 0.0027146 | 0.0026048 | 1189.8836 | 223.7824 | 100.9033 | 865.1979 | 1200.4373 | 0 | 0 | 1200.4373 | 3.404e-06%
2026 | 299 | 299-814AE | Tier-1 | Non-HFTD---4 | 2--4 | 100 | 800% | 92.0555 | 97.82% | 0% | 2.183% | 2.0891 | 0 | 0 | 2.0891 | 0 | 1.9928 | 0.89288 | 2.2319 | 1.9928 | 0.89288 | 2.2319 | 2.0993 | 0.94059 | 2.2319 | 2.269% | 0.0089936 | 0.0087849 | 10235.6661 | 2125.5614 | 107.0953 | 8003.0094 | 10240.973 | 0 | 0 | 10240.973 | 6.889e-05%
2026 | 300 | 300-483F | Tier-2 | Tier-2---12 | 3--5 | 69 | 100% | 458.7821 | 99.48% | 0% | 0.5194% | 1.9182 | 0 | 0 | 1.9182 | 0 | 1.8298 | 0.11161 | 16.3949 | 1.8298 | 0.11161 | 16.3949 | 1.9276 | 0.11757 | 16.3949 | 0.4181% | 0.018397 | 0.01832 | 24937.8732 | 4596.9105 | 11.7655 | 20329.1971 | 24938.4198 | 0 | 0 | 24938.4198 | 6.326e-05%
2026 | 300 | 300-484F | Tier-2 | Tier-2---9 | 4--5 | 250 | 300% | 754.1323 | 92.41% | 6.882% | 0.7076% | 2.4252 | 0 | 0 | 2.4252 | 0 | 2.3135 | 0.33483 | 6.9094 | 2.3135 | 0.33483 | 6.9094 | 2.4371 | 0.35272 | 6.9094 | 0.3216% | 0.039922 | 0.039783 | 18890.1433 | 2594.5618 | 1654.6819 | 14640.8997 | 18895.1498 | 0 | 0 | 18895.1498 | 7.997e-05%
2026 | 305 | 305-32R | Tier-1 | Non-HFTD---1 | 4--5 | 233 | 5000% | 4233.8665 | 96.93% | 2.943% | 0.1312% | 255.3803 | 0 | 0 | 255.3803 | 0 | 243.6155 | 5.5805 | 43.6548 | 243.6155 | 5.5805 | 43.6548 | 256.6322 | 5.8787 | 43.6548 | 6.032% | 0.080233 | 0.07524 | 52769.5087 | 8342.6927 | 1399.583 | 43027.233 | 52877.1728 | 0 | 0 | 52877.1728 | 0.008421%
2026 | 305 | 305-35R | Tier-1 | Non-HFTD---1 | 4--5 | 152 | 7200% | 2371.786 | 97.71% | 2.108% | 0.1806% | 318.3524 | 0 | 0 | 318.3524 | 0 | 303.6865 | 8.0359 | 37.7911 | 303.6865 | 8.0359 | 37.7911 | 319.9129 | 8.4653 | 37.7911 | 13.42% | 0.074138 | 0.063953 | 31991.6747 | 5091.6051 | 638.7369 | 26261.3327 | 32108.2614 | 0 | 0 | 32108.2614 | 0.0105%
2026 | 307 | 307-1492R | Tier-2 | Tier-2---9 | 4--4 | 39 | 300% | 744.3133 | 92.56% | 7.329% | 0.1099% | 15.3688 | 0 | 0 | 15.3688 | 0 | 14.6607 | 0.33483 | 43.7856 | 14.6607 | 0.33483 | 43.7856 | 15.4441 | 0.35272 | 43.7856 | 2.065% | 0.057115 | 0.055841 | 13031.835 | 1966.1148 | 878.6004 | 10187.1199 | 13053.9543 | 0 | 0 | 13053.9543 | 0.0005068%
2026 | 307 | 307-1538F | Tier-2 | Tier-2---7 | 5--5 | 53 | 400% | 2407.2332 | 91.07% | 8.863% | 0.06623% | 47.9821 | 0 | 0 | 47.9821 | 0 | 45.7717 | 0.44644 | 102.5258 | 45.7717 | 0.44644 | 102.5258 | 48.2173 | 0.47029 | 102.5258 | 1.993% | 0.10098 | 0.098768 | 23839.1374 | 3538.2875 | 1900.5414 | 18400.3085 | 23886.7694 | 0 | 0 | 23886.7694 | 0.001582%
2026 | 307 | 307-1684R | Tier-1 | Non-HFTD---1 | 4--5 | 98 | 1000% | 2117.8574 | 97.53% | 2.33% | 0.1416% | 61.1225 | 0 | 0 | 61.1225 | 0 | 58.3067 | 1.1161 | 52.2415 | 58.3067 | 1.1161 | 52.2415 | 61.4221 | 1.1757 | 52.2415 | 2.886% | 0.067442 | 0.065447 | 31402.4615 | 4988.1224 | 677.5642 | 25736.7748 | 31426.1261 | 0 | 0 | 31426.1261 | 0.002016%
2026 | 307 | 307-234R | Tier-2 | Tier-2---4 | 5--5 | 109 | 1100% | 4762.848 | 95.55% | 4.384% | 0.07015% | 133.181 | 0 | 0 | 133.181 | 0 | 127.0456 | 1.2277 | 103.4817 | 127.0456 | 1.2277 | 103.4817 | 133.8338 | 1.2933 | 103.4817 | 2.796% | 0.11001 | 0.10679 | 43295.9421 | 6736.6432 | 1761.8167 | 34797.4822 | 43354.0836 | 0 | 0 | 43354.0836 | 0.004392%
2026 | 308 | 308-486AE | Tier-2 | Tier-2---16 | 4--3 | 142 | 100% | 164.6778 | 2.383% | 96.2% | 1.419% | 0.0080157 | 0 | 0 | 0.0080157 | 0 | 0.0076464 | 0.11161 | 0.06851 | 0.0076464 | 0.11161 | 0.06851 | 0.008055 | 0.11757 | 0.06851 | 0.004867% | 0.040279 | 0.040196 | 4088.4689 | 19.0997 | 3634.8848 | 434.4844 | 4096.6362 | 0 | 0 | 4096.6362 | 2.643e-07%
2026 | 308 | 308-563AE | Tier-2 | Tier-2---18 | 4--3 | 39 | 800% | 95.5263 | 19.37% | 79.9% | 0.729% | 1.101 | 0 | 0 | 1.101 | 0 | 1.0502 | 0.89288 | 1.1762 | 1.0502 | 0.89288 | 1.1762 | 1.1064 | 0.94059 | 1.1762 | 1.153% | 0.03316 | 0.031187 | 2880.805 | 126.6132 | 2111.1435 | 643.0484 | 3027.713 | 0 | 0 | 3027.713 | 3.631e-05%
2026 | 311 | 311-1163F | Tier-2 | Tier-2---18 | 3--3 | 14 | 100% | 46.1951 | 84.69% | 14.76% | 0.5474% | 0.81042 | 0 | 0 | 0.81042 | 0 | 0.77309 | 0.11161 | 6.9267 | 0.77309 | 0.11161 | 6.9267 | 0.8144 | 0.11757 | 6.9267 | 1.754% | 0.018623 | 0.018237 | 2480.5668 | 274.9764 | 742.9932 | 1462.5972 | 2488.5985 | 0 | 0 | 2488.5985 | 2.672e-05%
2026 | 311 | 311-14R | Tier-2 | Tier-2---14 | 3--4 | 14 | 600% | 278.652 | 16.28% | 83.57% | 0.1501% | 5.6381 | 0 | 0 | 5.6381 | 0 | 5.3783 | 0.66966 | 8.0314 | 5.3783 | 0.66966 | 8.0314 | 5.6657 | 0.70544 | 8.0314 | 2.023% | 0.018935 | 0.016582 | 14715.9264 | 335.1634 | 11691.6167 | 2689.1463 | 16464.4718 | 0 | 0 | 16464.4718 | 0.0001859%
2026 | 311 | 311-43 | Tier-2 | Tier-2---15 | 3--4 | 195 | 6100% | 159.8581 | 2.339% | 95.81% | 1.853% | 0.3392 | 0 | 0 | 0.3392 | 0 | 0.32358 | 6.8082 | 0.047527 | 0.32358 | 6.8082 | 0.047527 | 0.34086 | 7.172 | 0.047527 | 0.2122% | 0.027937 | 0.025403 | 5722.0498 | 17.0566 | 5016.8041 | 688.1891 | 6279.5788 | 0 | 0 | 6279.5788 | 1.119e-05%
2026 | 312 | 312-14F | Tier-2 | Tier-2---14 | 3--4 | 53 | 600% | 202.1236 | 0.1514% | 99.59% | 0.26% | 0.010044 | 0 | 0 | 0.010044 | 0 | 0.0095808 | 0.66966 | 0.014307 | 0.0095808 | 0.66966 | 0.014307 | 0.010093 | 0.70544 | 0.014307 | 0.004969% | 0.018868 | 0.018249 | 10712.5091 | 15.0624 | 9630.1858 | 1067.2609 | 11075.5905 | 0 | 0 | 11075.5905 | 3.312e-07%
2026 | 334 | 334-21 | Tier-1 | Non-HFTD---2 | 5--3 | 183 | 1700% | 378.2145 | 89.09% | 9.517% | 1.396% | 9.0772 | 0 | 0 | 9.0772 | 0 | 8.659 | 1.8974 | 4.5637 | 8.659 | 1.8974 | 4.5637 | 9.1217 | 1.9988 | 4.5637 | 2.4% | 0.11474 | 0.11165 | 3296.3029 | 544.604 | 266.9039 | 2484.795 | 3306.2616 | 0 | 0 | 3306.2616 | 0.0002993%
2026 | 350 | 350-2182R | Tier-2 | Tier-2---13 | 4--3 | 15 | 100% | 302.428 | 99.27% | 0.6612% | 0.06922% | 5.8042 | 0 | 0 | 5.8042 | 0 | 5.5368 | 0.11161 | 49.6089 | 5.5368 | 0.11161 | 49.6089 | 5.8327 | 0.11757 | 49.6089 | 1.919% | 0.068991 | 0.067657 | 4383.5865 | 700.445 | 25.9827 | 3657.1588 | 4384.2177 | 0 | 0 | 4384.2177 | 0.0001914%
2026 | 350 | 350-2188R | Tier-2 | Tier-2---5 | 5--5 | 565 | 6900% | 3602.0119 | 95.48% | 4.084% | 0.4314% | 121.8085 | 0 | 0 | 121.8085 | 0 | 116.197 | 7.7011 | 15.0884 | 116.197 | 7.7011 | 15.0884 | 122.4056 | 8.1126 | 15.0884 | 3.382% | 0.15121 | 0.14585 | 23821.2544 | 3643.7972 | 896.9251 | 19280.5321 | 23860.7464 | 0 | 0 | 23860.7464 | 0.004017%
2026 | 350 | 350-2192R | Tier-2 | Tier-2---2 | 5--5 | 826 | 9400% | 13871.6222 | 98.14% | 1.698% | 0.1643% | 449.2698 | 0 | 0 | 449.2698 | 0 | 428.5729 | 10.4913 | 40.8501 | 428.5729 | 10.4913 | 40.8501 | 451.4721 | 11.0519 | 40.8501 | 3.239% | 0.18928 | 0.18303 | 73287.5708 | 12530.2712 | 1204.2381 | 59553.0615 | 73334.1606 | 0 | 0 | 73334.1606 | 0.01482%
2026 | 350 | 350-2196R | Tier-2 | Tier-2---5 | 5--5 | 807 | 1500% | 5570.6857 | 96.99% | 2.589% | 0.4237% | 29.1233 | 0 | 0 | 29.1233 | 0 | 27.7817 | 1.6742 | 16.5945 | 27.7817 | 1.6742 | 16.5945 | 29.2661 | 1.7636 | 16.5945 | 0.5228% | 0.19915 | 0.19807 | 27972.7323 | 4549.3249 | 680.341 | 22743.0664 | 27977.299 | 0 | 0 | 27977.299 | 0.0009604%
2026 | 350 | 350-2201R | Tier-3 | Tier-3---4 | 5--5 | 361 | 700% | 13521.7454 | 99.28% | 0.6466% | 0.06915% | 75.4922 | 0 | 0 | 75.4922 | 0 | 72.0144 | 0.78127 | 92.1761 | 72.0144 | 0.78127 | 92.1761 | 75.8623 | 0.82301 | 92.1761 | 0.5583% | 0.1241 | 0.12341 | 108955.4794 | 20355.5322 | 658.7237 | 87941.2235 | 108959.8893 | 0 | 0 | 108959.8893 | 0.002489%
2026 | 350 | 350-41R | Tier-2 | Tier-2---3 | 5--5 | 475 | 5500% | 11201.3889 | 98.88% | 1.023% | 0.1021% | 371.9004 | 0 | 0 | 371.9004 | 0 | 354.7677 | 6.1386 | 57.7934 | 354.7677 | 6.1386 | 57.7934 | 373.7235 | 6.4665 | 57.7934 | 3.32% | 0.12896 | 0.12463 | 86857.3846 | 16955.532 | 989.3213 | 68912.5314 | 86891.3279 | 0 | 0 | 86891.3279 | 0.01226%
2026 | 351 | 351-819R | Tier-2 | Tier-2---1 | 5--5 | 341 | 3300% | 23517.4275 | 99.25% | 0.716% | 0.03401% | 655.0551 | 0 | 0 | 655.0551 | 0 | 624.8781 | 3.6831 | 169.6594 | 624.8781 | 3.6831 | 169.6594 | 658.2662 | 3.8799 | 169.6594 | 2.785% | 0.14376 | 0.13972 | 163589.7091 | 37860.9824 | 1092.4816 | 124636.245 | 163625.1368 | 0 | 0 | 163625.1368 | 0.0216%
2026 | 351 | 351-871R | Tier-3 | Tier-3---6 | 5--5 | 110 | 100% | 9144.3124 | 99.73% | 0.2371% | 0.03256% | 24.0427 | 0 | 0 | 24.0427 | 0 | 22.9351 | 0.11161 | 205.4934 | 22.9351 | 0.11161 | 205.4934 | 24.1606 | 0.11757 | 205.4934 | 0.2629% | 0.11468 | 0.11438 | 79737.0821 | 12866.5749 | 173.3661 | 66697.1411 | 79737.6504 | 0 | 0 | 79737.6504 | 0.0007928%
2026 | 352 | 352-27R | Tier-3 | Tier-3---2 | 5--5 | 359 | 2400% | 18614.1823 | 99.36% | 0.5928% | 0.04664% | 358.5689 | 0 | 0 | 358.5689 | 0 | 342.0504 | 2.6786 | 127.6955 | 342.0504 | 2.6786 | 127.6955 | 360.3266 | 2.8218 | 127.6955 | 1.926% | 0.11814 | 0.11584 | 157566.7738 | 32189.8213 | 867.9223 | 124509.0302 | 157586.6947 | 0 | 0 | 157586.6947 | 0.01182%
2026 | 353 | 353-1429R | Tier-2 | Tier-2---6 | 5--5 | 204 | 1100% | 9221.8022 | 97.49% | 2.457% | 0.05523% | 140.581 | 0 | 0 | 140.581 | 0 | 134.1048 | 1.2277 | 109.2316 | 134.1048 | 1.2277 | 109.2316 | 141.2702 | 1.2933 | 109.2316 | 1.524% | 0.12141 | 0.11951 | 75954.4937 | 16555.9174 | 1751.4473 | 57647.129 | 75984.8052 | 0 | 0 | 75984.8052 | 0.004636%
2026 | 353 | 353-593F | Tier-2 | Tier-2---7 | 5--5 | 56 | 1100% | 2519.0591 | 99.18% | 0.76% | 0.05848% | 142.3218 | 0 | 0 | 142.3218 | 0 | 135.7654 | 1.2277 | 110.5842 | 135.7654 | 1.2277 | 110.5842 | 143.0195 | 1.2933 | 110.5842 | 5.65% | 0.10537 | 0.09937 | 23906.1611 | 3846.0543 | 163.4883 | 19896.6185 | 23917.9811 | 0 | 0 | 23917.9811 | 0.004693%
2026 | 353 | 353-594F | Tier-2 | Tier-2---7 | 5--5 | 25 | 600% | 2215.6498 | 99.93% | 0.02983% | 0.0378% | 154.1049 | 0 | 0 | 154.1049 | 0 | 147.0056 | 0.66966 | 219.5227 | 147.0056 | 0.66966 | 219.5227 | 154.8604 | 0.70544 | 219.5227 | 6.955% | 0.10216 | 0.095046 | 21688.8427 | 3516.9498 | 6.7126 | 18165.1803 | 21689.9399 | 0 | 0 | 21689.9399 | 0.005082%
2026 | 353 | 353-901F | Tier-2 | Tier-2---4 | 5--5 | 82 | 1700% | 4555.6189 | 94.3% | 5.656% | 0.04182% | 258.2868 | 0 | 0 | 258.2868 | 0 | 246.3881 | 1.8974 | 129.8576 | 246.3881 | 1.8974 | 129.8576 | 259.5529 | 1.9988 | 129.8576 | 5.67% | 0.10618 | 0.099799 | 42903.6289 | 8030.1734 | 2213.8729 | 32659.5826 | 43060.0023 | 0 | 0 | 43060.0023 | 0.008517%
2026 | 353 | 353-904R | Tier-2 | Tier-2---3 | 5--5 | 181 | 300% | 13534.4067 | 99.43% | 0.528% | 0.03951% | 64.6857 | 0 | 0 | 64.6857 | 0 | 61.7058 | 0.33483 | 184.2898 | 61.7058 | 0.33483 | 184.2898 | 65.0028 | 0.35272 | 184.2898 | 0.4779% | 0.12577 | 0.12517 | 107611.5055 | 19419.395 | 792.7842 | 87399.3263 | 107614.4549 | 0 | 0 | 107614.4549 | 0.002133%
2026 | 354 | 354-1706R | Tier-2 | Tier-2---1 | 5--5 | 481 | 400% | 20510.2592 | 99.17% | 0.7728% | 0.06052% | 49.0512 | 0 | 0 | 49.0512 | 0 | 46.7915 | 0.44644 | 104.8103 | 46.7915 | 0.44644 | 104.8103 | 49.2917 | 0.47029 | 104.8103 | 0.2392% | 0.13939 | 0.13905 | 147143.8192 | 29557.6672 | 1212.8556 | 116373.2964 | 147146.7834 | 0 | 0 | 147146.7834 | 0.001618%
2026 | 354 | 354-24AE | Tier-2 | Tier-2---4 | 4--5 | 89 | 400% | 3653.654 | 88.54% | 11.39% | 0.07412% | 42.1613 | 0 | 0 | 42.1613 | 0 | 40.219 | 0.44644 | 90.0883 | 40.219 | 0.44644 | 90.0883 | 42.368 | 0.47029 | 90.0883 | 1.154% | 0.080555 | 0.079505 | 45356.2427 | 6500.1683 | 4749.3039 | 34106.7705 | 45424.9094 | 0 | 0 | 45424.9094 | 0.00139%
2026 | 355 | 355-41R | Tier-2 | Tier-2---6 | 4--5 | 226 | 3500% | 7500.5861 | 98.5% | 1.439% | 0.05987% | 331.8123 | 0 | 0 | 331.8123 | 0 | 316.5264 | 3.9064 | 81.0287 | 316.5264 | 3.9064 | 81.0287 | 333.4389 | 4.1151 | 81.0287 | 4.424% | 0.092253 | 0.08811 | 81304.346 | 12979.0487 | 1073.0006 | 67252.2967 | 81361.6636 | 0 | 0 | 81361.6636 | 0.01094%
2026 | 355 | 355-6R | Tier-2 | Tier-2---7 | 4--5 | 58 | 1000% | 1698.7097 | 79.94% | 19.99% | 0.07228% | 67.8966 | 0 | 0 | 67.8966 | 0 | 64.7687 | 1.1161 | 58.0313 | 64.7687 | 1.1161 | 58.0313 | 68.2294 | 1.1757 | 58.0313 | 3.997% | 0.074333 | 0.070616 | 22852.699 | 2966.2426 | 4205.6125 | 15680.8438 | 23093.9871 | 0 | 0 | 23093.9871 | 0.002239%
2026 | 356 | 356-16R | Tier-2 | Tier-2---4 | 4--5 | 216 | 800% | 5437.4375 | 98.14% | 1.781% | 0.0775% | 57.3166 | 0 | 0 | 57.3166 | 0 | 54.6761 | 0.89288 | 61.2357 | 54.6761 | 0.89288 | 61.2357 | 57.5976 | 0.94059 | 61.2357 | 1.054% | 0.090754 | 0.089779 | 59914.026 | 11488.6365 | 1202.6478 | 47222.7417 | 59926.1168 | 0 | 0 | 59926.1168 | 0.00189%
2026 | 356 | 356-19R | Tier-3 | Tier-3---8 | 5--5 | 736 | 13800% | 16012.7864 | 97.76% | 2.145% | 0.09187% | 851.2166 | 0 | 0 | 851.2166 | 0 | 812.0028 | 15.4022 | 52.72 | 812.0028 | 15.4022 | 52.72 | 855.3892 | 16.2251 | 52.72 | 5.316% | 0.16775 | 0.15863 | 95453.8626 | 17291.24 | 1933.3613 | 76229.2613 | 95576.6538 | 0 | 0 | 95576.6538 | 0.02807%
2026 | 356 | 356-30AE | Tier-3 | Tier-3---6 | 5--5 | 730 | 5700% | 9294.6751 | 95.41% | 4.438% | 0.1505% | 200.8102 | 0 | 0 | 200.8102 | 0 | 191.5593 | 6.3618 | 30.111 | 191.5593 | 6.3618 | 30.111 | 201.7946 | 6.7017 | 30.111 | 2.16% | 0.14106 | 0.13786 | 65892.3901 | 11916.7444 | 2728.2388 | 51247.4069 | 65962.4365 | 0 | 0 | 65962.4365 | 0.006622%
2026 | 357 | 357-1299R | Tier-3 | Tier-3---9 | 5--5 | 48 | 100% | 5098.7328 | 99.68% | 0.2892% | 0.03002% | 30.7065 | 0 | 0 | 30.7065 | 0 | 29.2919 | 0.11161 | 262.4488 | 29.2919 | 0.11161 | 262.4488 | 30.857 | 0.11757 | 262.4488 | 0.6022% | 0.2409 | 0.23945 | 21164.9633 | 3980.007 | 56.5395 | 17128.4168 | 21165.374 | 0 | 0 | 21165.374 | 0.001013%
2026 | 357 | 357-2049F | Tier-3 | Tier-3---8 | 5--5 | 271 | 1200% | 16869.708 | 98.79% | 1.184% | 0.02933% | 214.0005 | 0 | 0 | 214.0005 | 0 | 204.142 | 1.3393 | 152.422 | 204.142 | 1.3393 | 152.422 | 215.0496 | 1.4109 | 152.422 | 1.269% | 0.18286 | 0.18051 | 92253.2607 | 17311.1307 | 1006.4282 | 73935.7018 | 92267.8241 | 0 | 0 | 92267.8241 | 0.007057%
2026 | 357 | 357-45R | Tier-3 | Tier-3---8 | 5--5 | 363 | 4200% | 17696.7525 | 97.47% | 2.478% | 0.04808% | 578.7941 | 0 | 0 | 578.7941 | 0 | 552.1302 | 4.6876 | 117.7847 | 552.1302 | 4.6876 | 117.7847 | 581.6313 | 4.9381 | 117.7847 | 3.271% | 0.18538 | 0.17916 | 95462.1405 | 19005.7771 | 2236.2758 | 74220.0876 | 95545.8525 | 0 | 0 | 95545.8525 | 0.01909%
2026 | 357 | 357-50R | Tier-3 | Tier-3---4 | 5--5 | 383 | 2500% | 10432.4887 | 97.04% | 2.884% | 0.07824% | 191.6327 | 0 | 0 | 191.6327 | 0 | 182.8046 | 2.7903 | 65.5155 | 182.8046 | 2.7903 | 65.5155 | 192.5721 | 2.9393 | 65.5155 | 1.837% | 0.14913 | 0.1463 | 69957.169 | 13067.3057 | 1874.1098 | 55015.7535 | 69997.1481 | 0 | 0 | 69997.1481 | 0.006319%
2026 | 357 | 357-750R | Tier-2 | Tier-2---2 | 5--5 | 272 | 2900% | 11757.6254 | 97.81% | 2.143% | 0.05143% | 355.559 | 0 | 0 | 355.559 | 0 | 339.1791 | 3.2367 | 104.7919 | 339.1791 | 3.2367 | 104.7919 | 357.3019 | 3.4096 | 104.7919 | 3.024% | 0.171 | 0.16572 | 68756.8371 | 13656.9609 | 1362.3102 | 53737.566 | 68804.9703 | 0 | 0 | 68804.9703 | 0.01173%
2026 | 358 | 358-682F | Tier-3 | Tier-3---3 | 5--5 | 344 | 600% | 37602.1184 | 98.59% | 1.386% | 0.02088% | 187.5207 | 0 | 0 | 187.5207 | 0 | 178.882 | 0.66966 | 267.1235 | 178.882 | 0.66966 | 267.1235 | 188.4399 | 0.70544 | 267.1235 | 0.4987% | 0.54241 | 0.53967 | 69323.599 | 12097.0224 | 871.8787 | 56354.6979 | 69328.5577 | 0 | 0 | 69328.5577 | 0.006184%
2026 | 362 | 362-47F | Tier-1 | Non-HFTD---3 | 4--3 | 650 | 8500% | 174.2726 | 36.5% | 57.41% | 6.096% | 2.4121 | 0 | 0 | 2.4121 | 0 | 2.3009 | 9.4869 | 0.24254 | 2.3009 | 9.4869 | 0.24254 | 2.4239 | 9.9938 | 0.24254 | 1.384% | 0.049116 | 0.047253 | 3548.1987 | 294.627 | 1994.8222 | 1258.7495 | 3637.0157 | 0 | 0 | 3637.0157 | 7.954e-05%
2026 | 387 | 387-15 | Tier-3 | Tier-3---16 | 4--5 | 140 | 700% | 1455.0528 | 89.01% | 10.72% | 0.2619% | 18.7805 | 0 | 0 | 18.7805 | 0 | 17.9153 | 0.78127 | 22.931 | 17.9153 | 0.78127 | 22.931 | 18.8726 | 0.82301 | 22.931 | 1.291% | 0.072601 | 0.071548 | 20041.7181 | 3328.5132 | 2008.3795 | 14704.8254 | 20074.112 | 0 | 0 | 20074.112 | 0.0006193%
2026 | 393 | 393-14R | Tier-2 | Tier-2---10 | 5--4 | 76 | 800% | 924.8041 | 18.79% | 81.02% | 0.1888% | 5.3038 | 0 | 0 | 5.3038 | 0 | 5.0595 | 0.89288 | 5.6665 | 5.0595 | 0.89288 | 5.6665 | 5.3298 | 0.94059 | 5.6665 | 0.5735% | 0.10079 | 0.097716 | 9175.2809 | 449.6615 | 6823.2178 | 1902.4016 | 9409.9097 | 0 | 0 | 9409.9097 | 0.0001749%
2026 | 396 | 396-699R | Tier-2 | Tier-2---5 | 5--5 | 748 | 15500% | 3136.9517 | 88.18% | 11.4% | 0.4202% | 166.2295 | 0 | 0 | 166.2295 | 0 | 158.5716 | 17.2996 | 9.1662 | 158.5716 | 17.2996 | 9.1662 | 167.0443 | 18.2239 | 9.1662 | 5.299% | 0.15664 | 0.14722 | 20026.8881 | 3486.3931 | 2134.8995 | 14405.5955 | 20178.23 | 0 | 0 | 20178.23 | 0.005482%
2026 | 411 | 411-1873R | Tier-2 | Tier-2---7 | 4--5 | 342 | 8500% | 1857.5393 | 97.83% | 1.797% | 0.3696% | 130.9836 | 0 | 0 | 130.9836 | 0 | 124.9495 | 9.4869 | 13.1708 | 124.9495 | 9.4869 | 13.1708 | 131.6257 | 9.9938 | 13.1708 | 7.051% | 0.04682 | 0.043446 | 39673.886 | 7004.2078 | 901.7535 | 31767.9247 | 39740.6457 | 0 | 0 | 39740.6457 | 0.004319%
2026 | 411 | 411-30R | Tier-3 | Tier-3---6 | 5--5 | 856 | 9400% | 6370.0414 | 98.47% | 1.262% | 0.272% | 199.7469 | 0 | 0 | 199.7469 | 0 | 190.545 | 10.4913 | 18.1621 | 190.545 | 10.4913 | 18.1621 | 200.7261 | 11.0519 | 18.1621 | 3.136% | 0.10309 | 0.09981 | 61789.3921 | 12748.9007 | 821.0259 | 48219.4655 | 61820.5723 | 0 | 0 | 61820.5723 | 0.006587%
2026 | 411 | 411-47R | Tier-2 | Tier-2---9 | 4--5 | 459 | 1100% | 1350.4062 | 95.97% | 3.342% | 0.6845% | 9.0073 | 0 | 0 | 9.0073 | 0 | 8.5924 | 1.2277 | 6.9987 | 8.5924 | 1.2277 | 6.9987 | 9.0515 | 1.2933 | 6.9987 | 0.667% | 0.063274 | 0.062834 | 21342.1296 | 4038.9634 | 957.9305 | 16345.2356 | 21348.1429 | 0 | 0 | 21348.1429 | 0.000297%
2026 | 441 | 441-23R | Tier-3 | Tier-3---11 | 5--4 | 84 | 300% | 3518.0204 | 97.45% | 2.468% | 0.07959% | 35.5085 | 0 | 0 | 35.5085 | 0 | 33.8727 | 0.33483 | 101.1638 | 33.8727 | 0.33483 | 101.1638 | 35.6825 | 0.35272 | 101.1638 | 1.009% | 0.54783 | 0.54216 | 6421.7327 | 899.4842 | 135.0433 | 5387.2052 | 6423.4447 | 0 | 0 | 6423.4447 | 0.001171%
2026 | 441 | 441-27R | Tier-3 | Tier-3---9 | 5--4 | 133 | 1700% | 4750.1268 | 98% | 1.916% | 0.08125% | 172.559 | 0 | 0 | 172.559 | 0 | 164.6096 | 1.8974 | 86.7567 | 164.6096 | 1.8974 | 86.7567 | 173.4049 | 1.9988 | 86.7567 | 3.633% | 0.55752 | 0.53686 | 8520.0828 | 1214.2934 | 144.8205 | 7160.9689 | 8526.6341 | 0 | 0 | 8526.6341 | 0.00569%
2026 | 441 | 441-30R | Tier-3 | Tier-3---9 | 5--4 | 101 | 300% | 5348.8774 | 98.57% | 1.364% | 0.06326% | 45.4167 | 0 | 0 | 45.4167 | 0 | 43.3245 | 0.33483 | 129.3924 | 43.3245 | 0.33483 | 129.3924 | 45.6394 | 0.35272 | 129.3924 | 0.8491% | 0.55519 | 0.55041 | 9634.2631 | 1376.8977 | 118.4218 | 8138.9436 | 9635.4581 | 0 | 0 | 9635.4581 | 0.001498%
2026 | 442 | 442-16R | Tier-3 | Tier-3---14 | 5--3 | 201 | 300% | 1834.9376 | 96.09% | 3.534% | 0.3793% | 7.6315 | 0 | 0 | 7.6315 | 0 | 7.2799 | 0.33483 | 21.7421 | 7.2799 | 0.33483 | 21.7421 | 7.6689 | 0.35272 | 21.7421 | 0.4159% | 0.45792 | 0.45594 | 4007.1227 | 501.0309 | 121.8682 | 3384.2237 | 4007.8044 | 0 | 0 | 4007.8044 | 0.0002517%
2026 | 442 | 442-509R | Tier-3 | Tier-3---15 | 5--3 | 145 | 400% | 852.9261 | 84.92% | 14.72% | 0.3553% | 5.7948 | 0 | 0 | 5.7948 | 0 | 5.5278 | 0.44644 | 12.382 | 5.5278 | 0.44644 | 12.382 | 5.8232 | 0.47029 | 12.382 | 0.6794% | 0.36954 | 0.36659 | 2308.0588 | 278.8986 | 306.2936 | 1722.8667 | 2310.8649 | 0 | 0 | 2310.8649 | 0.0001911%
2026 | 442 | 442-525 | Tier-3 | Tier-3---18 | 5--2 | 144 | 600% | 526.1263 | 57.95% | 41.57% | 0.4783% | 3.6843 | 0 | 0 | 3.6843 | 0 | 3.5145 | 0.66966 | 5.2482 | 3.5145 | 0.66966 | 5.2482 | 3.7023 | 0.70544 | 5.2482 | 0.7003% | 0.36155 | 0.35718 | 1455.1925 | 118.5768 | 543.1524 | 793.4634 | 1462.6764 | 0 | 0 | 1462.6764 | 0.0001215%
2026 | 442 | 442-728R | Tier-3 | Tier-3---5 | 5--5 | 763 | 2100% | 11572.221 | 88.48% | 11.4% | 0.1243% | 81.7215 | 0 | 0 | 81.7215 | 0 | 77.9568 | 2.3438 | 33.2607 | 77.9568 | 2.3438 | 33.2607 | 82.1221 | 2.469 | 33.2607 | 0.7062% | 0.35802 | 0.35516 | 32323.0144 | 5419.0959 | 3368.3532 | 23535.5653 | 32352.9838 | 0 | 0 | 32352.9838 | 0.002695%
2026 | 442 | 442-758F | Tier-3 | Tier-3---18 | 5--2 | 25 | 100% | 549.9829 | 98.93% | 0.9134% | 0.161% | 6.3113 | 0 | 0 | 6.3113 | 0 | 6.0205 | 0.11161 | 53.9424 | 6.0205 | 0.11161 | 53.9424 | 6.3422 | 0.11757 | 53.9424 | 1.148% | 0.35119 | 0.34711 | 1566.0749 | 220.1383 | 11.599 | 1334.3376 | 1566.2724 | 0 | 0 | 1566.2724 | 0.0002081%
2026 | 442 | 442-764R | Tier-3 | Tier-3---18 | 5--2 | 74 | 100% | 474.7376 | 91.31% | 8.325% | 0.3651% | 1.6988 | 0 | 0 | 1.6988 | 0 | 1.6205 | 0.11161 | 14.5195 | 1.6205 | 0.11161 | 14.5195 | 1.7071 | 0.11757 | 14.5195 | 0.3578% | 0.35448 | 0.35309 | 1339.2423 | 150.4184 | 101.5124 | 1087.3115 | 1339.7002 | 0 | 0 | 1339.7002 | 5.602e-05%
2026 | 444 | 444-15R | Tier-2 | Tier-2---13 | 5--3 | 122 | 3700% | 333.8465 | 96.62% | 2.31% | 1.072% | 28.3689 | 0 | 0 | 28.3689 | 0 | 27.062 | 4.1296 | 6.5532 | 27.062 | 4.1296 | 6.5532 | 28.5079 | 4.3502 | 6.5532 | 8.498% | 0.14886 | 0.13577 | 2242.6726 | 267.3076 | 49.2808 | 1926.0842 | 2249.9879 | 0 | 0 | 2249.9879 | 0.0009355%
2026 | 444 | 444-43R | Tier-2 | Tier-2---5 | 5--5 | 403 | 300% | 3413.8137 | 97.67% | 1.995% | 0.3352% | 7.1981 | 0 | 0 | 7.1981 | 0 | 6.8665 | 0.33483 | 20.5073 | 6.8665 | 0.33483 | 20.5073 | 7.2333 | 0.35272 | 20.5073 | 0.2109% | 0.2124 | 0.21194 | 16072.3576 | 2078.7289 | 404.7694 | 13588.8592 | 16073.1677 | 0 | 0 | 16073.1677 | 0.0002374%
2026 | 444 | 444-9R | Tier-2 | Tier-2---11 | 5--3 | 465 | 14100% | 571.2373 | 70.71% | 27.93% | 1.361% | 35.5181 | 0 | 0 | 35.5181 | 0 | 33.8819 | 15.737 | 2.153 | 33.8819 | 15.737 | 2.153 | 35.6922 | 16.5779 | 2.153 | 6.218% | 0.1488 | 0.13571 | 3839.0169 | 360.2149 | 1019.4785 | 2459.3235 | 3947.4359 | 0 | 0 | 3947.4359 | 0.001171%
2026 | 445 | 445-1311R | Tier-3 | Tier-3---5 | 5--5 | 337 | 800% | 9632.5907 | 94.96% | 4.965% | 0.07823% | 62.9693 | 0 | 0 | 62.9693 | 0 | 60.0685 | 0.89288 | 67.2749 | 60.0685 | 0.89288 | 67.2749 | 63.278 | 0.94059 | 67.2749 | 0.6537% | 0.53792 | 0.53422 | 17907.0399 | 2661.5807 | 811.6698 | 14433.7894 | 17913.2996 | 0 | 0 | 17913.2996 | 0.002076%
2026 | 445 | 445-1325F | Tier-2 | Tier-2---2 | 5--4 | 220 | 400% | 7250.7229 | 96.11% | 3.805% | 0.08959% | 36.7421 | 0 | 0 | 36.7421 | 0 | 35.0495 | 0.44644 | 78.5087 | 35.0495 | 0.44644 | 78.5087 | 36.9222 | 0.47029 | 78.5087 | 0.5067% | 0.57356 | 0.57054 | 12641.5766 | 1855.057 | 431.2255 | 10355.2942 | 12644.1864 | 0 | 0 | 12644.1864 | 0.001212%
2026 | 445 | 445-17R | Tier-2 | Tier-2---8 | 5--3 | 97 | 100% | 1603.5562 | 88.72% | 11.16% | 0.1231% | 4.2534 | 0 | 0 | 4.2534 | 0 | 4.0575 | 0.11161 | 36.3538 | 4.0575 | 0.11161 | 36.3538 | 4.2742 | 0.11757 | 36.3538 | 0.2652% | 0.53426 | 0.53267 | 3001.4248 | 392.7995 | 299.0437 | 2309.5816 | 3002.4399 | 0 | 0 | 3002.4399 | 0.0001403%
2026 | 445 | 445-18R | Tier-2 | Tier-2---2 | 5--5 | 526 | 400% | 10619.7967 | 95.69% | 4.18% | 0.1317% | 22.4102 | 0 | 0 | 22.4102 | 0 | 21.3778 | 0.44644 | 47.885 | 21.3778 | 0.44644 | 47.885 | 22.52 | 0.47029 | 47.885 | 0.211% | 0.6048 | 0.60346 | 17559.3271 | 2475.3162 | 661.1087 | 14422.9022 | 17561.0006 | 0 | 0 | 17561.0006 | 0.000739%
2026 | 445 | 445-19R | Tier-2 | Tier-2---8 | 5--3 | 238 | 800% | 1766.7037 | 84.73% | 14.9% | 0.3714% | 14.5914 | 0 | 0 | 14.5914 | 0 | 13.9192 | 0.89288 | 15.5891 | 13.9192 | 0.89288 | 15.5891 | 14.6629 | 0.94059 | 15.5891 | 0.8259% | 0.56527 | 0.55976 | 3125.4156 | 351.5514 | 420.2841 | 2353.5801 | 3130.1145 | 0 | 0 | 3130.1145 | 0.0004812%
2026 | 445 | 445-39R | Tier-2 | Tier-2---5 | 5--4 | 246 | 2900% | 3678.5807 | 87.54% | 12.33% | 0.1304% | 110.091 | 0 | 0 | 110.091 | 0 | 105.0194 | 3.2367 | 32.4465 | 105.0194 | 3.2367 | 32.4465 | 110.6307 | 3.4096 | 32.4465 | 2.993% | 0.48997 | 0.47322 | 7507.8253 | 962.2168 | 887.8643 | 5657.7442 | 7540.9362 | 0 | 0 | 7540.9362 | 0.00363%
2026 | 445 | 445-894R | Tier-2 | Tier-2---5 | 5--4 | 587 | 2600% | 4421.0024 | 88.12% | 11.51% | 0.3702% | 50.042 | 0 | 0 | 50.042 | 0 | 47.7367 | 2.9019 | 16.4504 | 47.7367 | 2.9019 | 16.4504 | 50.2873 | 3.0569 | 16.4504 | 1.132% | 0.63526 | 0.6271 | 6959.394 | 786.5248 | 728.3164 | 5444.5527 | 6970.1509 | 0 | 0 | 6970.1509 | 0.00165%
2026 | 445 | 445-897R | Tier-2 | Tier-2---10 | 5--3 | 25 | 100% | 1351.7747 | 97.24% | 2.711% | 0.04647% | 15.2482 | 0 | 0 | 15.2482 | 0 | 14.5458 | 0.11161 | 130.3266 | 14.5458 | 0.11161 | 130.3266 | 15.323 | 0.11757 | 130.3266 | 1.128% | 0.75637 | 0.74759 | 1787.1928 | 255.4993 | 53.1623 | 1478.5313 | 1787.7712 | 0 | 0 | 1787.7712 | 0.0005028%
2026 | 448 | 448-1234R | Tier-3 | Tier-3---15 | 5--3 | 51 | 400% | 1211.6194 | 97.39% | 2.475% | 0.1351% | 26.8391 | 0 | 0 | 26.8391 | 0 | 25.6027 | 0.44644 | 57.3485 | 25.6027 | 0.44644 | 57.3485 | 26.9707 | 0.47029 | 57.3485 | 2.215% | 0.62101 | 0.60688 | 1951.0598 | 272.2597 | 44.6636 | 1634.1365 | 1952.245 | 0 | 0 | 1952.245 | 0.0008851%
2026 | 448 | 448-714R | Tier-3 | Tier-3---14 | 5--3 | 314 | 1800% | 2119.752 | 55.7% | 43.96% | 0.3458% | 19.6276 | 0 | 0 | 19.6276 | 0 | 18.7234 | 2.009 | 9.3198 | 18.7234 | 2.009 | 9.3198 | 19.7238 | 2.1163 | 9.3198 | 0.9259% | 0.46343 | 0.45572 | 4574.0639 | 348.1722 | 1808.8383 | 2417.0534 | 4608.3207 | 0 | 0 | 4608.3207 | 0.0006472%
2026 | 448 | 448-744R | Tier-3 | Tier-3---7 | 5--5 | 717 | 800% | 9104.5616 | 91.68% | 8.126% | 0.1928% | 27.0091 | 0 | 0 | 27.0091 | 0 | 25.7648 | 0.89288 | 28.8558 | 25.7648 | 0.89288 | 28.8558 | 27.1415 | 0.94059 | 28.8558 | 0.2967% | 0.49442 | 0.49282 | 18414.705 | 2487.6549 | 1363.4523 | 14563.5979 | 18419.6777 | 0 | 0 | 18419.6777 | 0.0008907%
2026 | 448 | 448-9R | Tier-3 | Tier-3---9 | 5--4 | 413 | 100% | 5644.8109 | 93.43% | 6.384% | 0.1906% | 3.7031 | 0 | 0 | 3.7031 | 0 | 3.5325 | 0.11161 | 31.6502 | 3.5325 | 0.11161 | 31.6502 | 3.7212 | 0.11757 | 31.6502 | 0.0656% | 0.54394 | 0.54356 | 10377.639 | 1411.4395 | 624.4235 | 8341.776 | 10378.1184 | 0 | 0 | 10378.1184 | 0.0001221%
2026 | 449 | 449-13R | Tier-3 | Tier-3---7 | 5--5 | 557 | 7900% | 6729.9647 | 90.49% | 9.346% | 0.1629% | 250.4892 | 0 | 0 | 250.4892 | 0 | 238.9497 | 8.8172 | 27.1004 | 238.9497 | 8.8172 | 27.1004 | 251.7171 | 9.2883 | 27.1004 | 3.722% | 0.28234 | 0.27073 | 23836.2998 | 3539.8627 | 2045.1194 | 18251.3177 | 23933.5242 | 0 | 0 | 23933.5242 | 0.00826%
2026 | 449 | 449-16R | Tier-3 | Tier-3---15 | 5--4 | 72 | 1000% | 1495.5065 | 96.97% | 2.927% | 0.1006% | 58.4119 | 0 | 0 | 58.4119 | 0 | 55.721 | 1.1161 | 49.9247 | 55.721 | 1.1161 | 49.9247 | 58.6982 | 1.1757 | 49.9247 | 3.906% | 0.23738 | 0.22782 | 6300.0313 | 977.5714 | 169.5858 | 5152.8741 | 6308.0367 | 0 | 0 | 6308.0367 | 0.001926%
2026 | 449 | 449-683 | Tier-3 | Tier-3---18 | 5--3 | 26 | 400% | 625.3129 | 96.7% | 3.156% | 0.1473% | 26.977 | 0 | 0 | 26.977 | 0 | 25.7342 | 0.44644 | 57.6431 | 25.7342 | 0.44644 | 57.6431 | 27.1092 | 0.47029 | 57.6431 | 4.314% | 0.34581 | 0.33038 | 1808.2683 | 247.0492 | 45.475 | 1515.7441 | 1811.0579 | 0 | 0 | 1811.0579 | 0.0008896%
2026 | 449 | 449-693R | Tier-3 | Tier-3---9 | 5--5 | 165 | 700% | 5260.7056 | 98.77% | 1.153% | 0.07468% | 63.9283 | 0 | 0 | 63.9283 | 0 | 60.9833 | 0.78127 | 78.0566 | 60.9833 | 0.78127 | 78.0566 | 64.2417 | 0.82301 | 78.0566 | 1.215% | 0.26107 | 0.25786 | 20150.463 | 3063.9091 | 212.3063 | 16874.2476 | 20153.5433 | 0 | 0 | 20153.5433 | 0.002108%
2026 | 449 | 449-6R | Tier-3 | Tier-3---14 | 5--4 | 161 | 1500% | 2320.0162 | 95.55% | 4.318% | 0.1352% | 59.8925 | 0 | 0 | 59.8925 | 0 | 57.1333 | 1.6742 | 34.1268 | 57.1333 | 1.6742 | 34.1268 | 60.1861 | 1.7636 | 34.1268 | 2.582% | 0.24779 | 0.24109 | 9362.9076 | 1355.2687 | 401.1593 | 7606.4796 | 9374.4849 | 0 | 0 | 9374.4849 | 0.001975%
2026 | 450 | 450-1851F | Tier-2 | Tier-2---3 | 5--5 | 209 | 3200% | 8274.1225 | 99.23% | 0.7168% | 0.05235% | 364.5611 | 0 | 0 | 364.5611 | 0 | 347.7665 | 3.5715 | 97.3721 | 347.7665 | 3.5715 | 97.3721 | 366.3482 | 3.7624 | 97.3721 | 4.406% | 0.099477 | 0.09506 | 83176.2362 | 24640.5992 | 545.9556 | 57989.6815 | 83205.9622 | 0 | 0 | 83205.9622 | 0.01202%
2026 | 450 | 450-1854 | Tier-2 | Tier-2---9 | 4--4 | 70 | 1000% | 1132.2887 | 95.25% | 4.625% | 0.1242% | 44.6814 | 0 | 0 | 44.6814 | 0 | 42.623 | 1.1161 | 38.1892 | 42.623 | 1.1161 | 38.1892 | 44.9004 | 1.1757 | 38.1892 | 3.946% | 0.079085 | 0.075809 | 14317.3642 | 2563.412 | 613.0615 | 11140.8906 | 14346.7498 | 0 | 0 | 14346.7498 | 0.001473%
2026 | 450 | 450-50R | Tier-2 | Tier-2---11 | 4--4 | 18 | 700% | 537.0702 | 32.53% | 67.41% | 0.0594% | 19.7029 | 0 | 0 | 19.7029 | 0 | 18.7952 | 0.78127 | 24.0573 | 18.7952 | 0.78127 | 24.0573 | 19.7995 | 0.82301 | 24.0573 | 3.669% | 0.071801 | 0.063703 | 7480.0024 | 403.5755 | 4618.5943 | 2457.8325 | 8121.5184 | 0 | 0 | 8121.5184 | 0.0006497%
2026 | 452 | 452-1403 | Tier-2 | Tier-2---15 | 1--5 | 5 | 300% | 137.227 | 99.9% | 0% | 0.1049% | 23.8525 | 0 | 0 | 23.8525 | 0 | 22.7536 | 0.33483 | 67.9557 | 22.7536 | 0.33483 | 67.9557 | 23.9694 | 0.35272 | 67.9557 | 17.38% | 0.0007938 | 0.00065568 | 172873.5238 | 28023.5372 | 18.7375 | 144831.2491 | 172911.7134 | 0 | 0 | 172911.7134 | 0.0007866%
2026 | 452 | 452-1405 | Tier-2 | Tier-2---15 | 1--5 | 12 | 100% | 181.2174 | 99.84% | 0% | 0.161% | 4.3724 | 0 | 0 | 4.3724 | 0 | 4.1709 | 0.11161 | 37.3707 | 4.1709 | 0.11161 | 37.3707 | 4.3938 | 0.11757 | 37.3707 | 2.413% | 0.001513 | 0.0014764 | 119773.5584 | 22556.6664 | 21.4776 | 97195.4144 | 119778.3327 | 0 | 0 | 119778.3327 | 0.0001442%
2026 | 452 | 452-38AE | Tier-2 | Tier-2---4 | 2--5 | 71 | 1200% | 2823.7515 | 99.93% | 0% | 0.06613% | 138.3121 | 0 | 0 | 138.3121 | 0 | 131.9403 | 1.3393 | 98.5129 | 131.9403 | 1.3393 | 98.5129 | 138.9901 | 1.4109 | 98.5129 | 4.898% | 0.011395 | 0.010837 | 247801.8355 | 52326.7791 | 24.6712 | 195450.3852 | 247810.2813 | 0 | 0 | 247810.2813 | 0.004561%
2026 | 454 | 454-1814 | Tier-2 | Tier-2---20 | 4--2 | 2 | 100% | 39.0262 | 97.23% | 2.586% | 0.1833% | 5.5021 | 0 | 0 | 5.5021 | 0 | 5.2486 | 0.11161 | 47.0264 | 5.2486 | 0.11161 | 47.0264 | 5.5291 | 0.11757 | 47.0264 | 14.1% | 0.072066 | 0.061616 | 541.534 | 85.8986 | 12.987 | 442.6484 | 544.0772 | 0 | 0 | 544.0772 | 0.0001814%
2026 | 463 | 463-1229 | Tier-2 | Tier-2---9 | 5--4 | 231 | 700% | 1378.3182 | 99.02% | 0.574% | 0.4088% | 11.9935 | 0 | 0 | 11.9935 | 0 | 11.4409 | 0.78127 | 14.644 | 11.4409 | 0.78127 | 14.644 | 12.0522 | 0.82301 | 14.644 | 0.8702% | 0.096723 | 0.095873 | 14250.1892 | 3311.1583 | 71.0827 | 10867.9482 | 14251.4308 | 0 | 0 | 14251.4308 | 0.0003955%
2026 | 470 | 470-40AE | Tier-2 | Tier-2---4 | 4--5 | 142 | 1100% | 5264.9688 | 98.33% | 1.599% | 0.07273% | 116.2995 | 0 | 0 | 116.2995 | 0 | 110.9418 | 1.2277 | 90.3648 | 110.9418 | 1.2277 | 90.3648 | 116.8696 | 1.2933 | 90.3648 | 2.209% | 0.091034 | 0.088989 | 57835.1917 | 10044.8198 | 839.6266 | 46950.7453 | 57857.4069 | 0 | 0 | 57857.4069 | 0.003835%
2026 | 470 | 470-47R | Tier-3 | Tier-3---2 | 5--5 | 534 | 9400% | 16740.3912 | 99.37% | 0.5365% | 0.09319% | 849.1938 | 0 | 0 | 849.1938 | 0 | 810.0731 | 10.4913 | 77.2135 | 810.0731 | 10.4913 | 77.2135 | 853.3565 | 11.0519 | 77.2135 | 5.073% | 0.16225 | 0.15397 | 103174.1084 | 18151.9385 | 504.5592 | 84517.6107 | 103209.0583 | 0 | 0 | 103209.0583 | 0.028%
2026 | 471 | 471-36F | Tier-2 | Tier-2---4 | 4--5 | 128 | 300% | 4253.6671 | 94.96% | 4.983% | 0.06005% | 27.4537 | 0 | 0 | 27.4537 | 0 | 26.189 | 0.33483 | 78.2157 | 26.189 | 0.33483 | 78.2157 | 27.5883 | 0.35272 | 78.2157 | 0.6454% | 0.093079 | 0.092446 | 45699.6343 | 7333.0142 | 2085.1053 | 36281.5148 | 45715.4048 | 0 | 0 | 45715.4048 | 0.0009053%
2026 | 492 | 492-1090F | Tier-1 | Non-HFTD---8 | 3--2 | 134 | 700% | 34.6286 | 4.526% | 88.49% | 6.986% | 0.023744 | 0 | 0 | 0.023744 | 0 | 0.02265 | 0.78127 | 0.028991 | 0.02265 | 0.78127 | 0.028991 | 0.02386 | 0.82301 | 0.028991 | 0.06857% | 0.023375 | 0.023021 | 1481.4265 | 7.0789 | 1228.0468 | 246.3007 | 1503.1828 | 0 | 0 | 1503.1828 | 7.83e-07%
2026 | 492 | 492-1091F | Tier-1 | Non-HFTD---3 | 4--3 | 258 | 2100% | 120.6396 | 2.917% | 93.65% | 3.431% | 0.083065 | 0 | 0 | 0.083065 | 0 | 0.079238 | 2.3438 | 0.033807 | 0.079238 | 2.3438 | 0.033807 | 0.083472 | 2.469 | 0.033807 | 0.06885% | 0.031661 | 0.030913 | 3810.4024 | 14.7006 | 3329.9773 | 465.7245 | 3899.8329 | 0 | 0 | 3899.8329 | 2.739e-06%
2026 | 492 | 492-14R | Tier-1 | Non-HFTD---2 | 4--3 | 453 | 9100% | 216.5783 | 3.253% | 93.45% | 3.298% | 0.41047 | 0 | 0 | 0.41047 | 0 | 0.39156 | 10.1565 | 0.038553 | 0.39156 | 10.1565 | 0.038553 | 0.41248 | 10.6992 | 0.038553 | 0.1895% | 0.045206 | 0.042573 | 4790.8774 | 21.0243 | 4182.3297 | 587.5234 | 5077.5984 | 0 | 0 | 5077.5984 | 1.354e-05%
2026 | 492 | 492-343R | Tier-1 | Non-HFTD---1 | 3--4 | 107 | 1100% | 272.4272 | 37.19% | 62.03% | 0.7764% | 3.0206 | 0 | 0 | 3.0206 | 0 | 2.8814 | 1.2277 | 2.347 | 2.8814 | 1.2277 | 2.347 | 3.0354 | 1.2933 | 2.347 | 1.109% | 0.024839 | 0.024099 | 10967.6322 | 612.0765 | 6977.3835 | 3378.1722 | 11179.3167 | 0 | 0 | 11179.3167 | 9.961e-05%
2026 | 500 | 500-1531 | Tier-2 | Tier-2---10 | 4--4 | 20 | 300% | 800.5503 | 21.6% | 78.32% | 0.07823% | 7.5224 | 0 | 0 | 7.5224 | 0 | 7.1759 | 0.33483 | 21.4315 | 7.1759 | 0.33483 | 21.4315 | 7.5593 | 0.35272 | 21.4315 | 0.9397% | 0.071178 | 0.068082 | 11247.1911 | 406.5986 | 8046.836 | 2793.7565 | 11648.2027 | 0 | 0 | 11648.2027 | 0.0002481%
2026 | 504 | 504-1563 | Tier-1 | Non-HFTD---1 | 3--5 | 351 | 100% | 1424.1907 | 99.61% | 0% | 0.3928% | 1.1721 | 0 | 0 | 1.1721 | 0 | 1.1181 | 0.11161 | 10.0176 | 1.1181 | 0.11161 | 10.0176 | 1.1778 | 0.11757 | 10.0176 | 0.0823% | 0.028304 | 0.028281 | 50317.6471 | 8145.1206 | 368.3302 | 41804.1963 | 50317.8105 | 0 | 0 | 50317.8105 | 3.865e-05%
2026 | 511 | 511-831 | Tier-1 | Non-HFTD---5 | 2--3 | 5 | 100% | 45.7736 | 11.2% | 88.5% | 0.2943% | 0.29746 | 0 | 0 | 0.29746 | 0 | 0.28376 | 0.11161 | 2.5424 | 0.28376 | 0.11161 | 2.5424 | 0.29892 | 0.11757 | 2.5424 | 0.6499% | 0.011273 | 0.010619 | 4060.4617 | 56.9583 | 3419.2148 | 584.2885 | 4282.457 | 0 | 0 | 4282.457 | 9.809e-06%
2026 | 520 | 520-1045R | Tier-2 | Tier-2---5 | 5--4 | 180 | 300% | 2978.814 | 97.34% | 2.471% | 0.184% | 14.0153 | 0 | 0 | 14.0153 | 0 | 13.3696 | 0.33483 | 39.9296 | 13.3696 | 0.33483 | 39.9296 | 14.084 | 0.35272 | 39.9296 | 0.4705% | 0.26824 | 0.26694 | 11105.2066 | 1577.7553 | 240.9549 | 9286.4963 | 11106.6387 | 0 | 0 | 11106.6387 | 0.0004622%
2026 | 520 | 520-10R | Tier-2 | Tier-2---7 | 4--5 | 155 | 2500% | 1478.7446 | 97.97% | 1.759% | 0.2664% | 67.7659 | 0 | 0 | 67.7659 | 0 | 64.6441 | 2.7903 | 23.1678 | 64.6441 | 2.7903 | 23.1678 | 68.0981 | 2.9393 | 23.1678 | 4.583% | 0.046043 | 0.04389 | 32116.3215 | 6760.2491 | 666.312 | 24689.7604 | 32148.2469 | 0 | 0 | 32148.2469 | 0.002235%
2026 | 520 | 520-1489R | Tier-2 | Tier-2---8 | 5--5 | 408 | 700% | 2637.9338 | 96.76% | 2.798% | 0.4462% | 12.6993 | 0 | 0 | 12.6993 | 0 | 12.1143 | 0.78127 | 15.5058 | 12.1143 | 0.78127 | 15.5058 | 12.7615 | 0.82301 | 15.5058 | 0.4814% | 0.13822 | 0.13753 | 19085.4238 | 2512.9913 | 492.8345 | 16079.598 | 19088.5194 | 0 | 0 | 19088.5194 | 0.0004188%
2026 | 520 | 520-1509R | Tier-2 | Tier-2---5 | 5--4 | 401 | 700% | 3413.9118 | 92.72% | 6.994% | 0.2858% | 16.0243 | 0 | 0 | 16.0243 | 0 | 15.2861 | 0.78127 | 19.5657 | 15.2861 | 0.78127 | 19.5657 | 16.1028 | 0.82301 | 19.5657 | 0.4694% | 0.28561 | 0.28416 | 11953.1797 | 1649.8318 | 753.7764 | 9549.5714 | 11957.6071 | 0 | 0 | 11957.6071 | 0.0005284%
2026 | 520 | 520-1525R | Tier-2 | Tier-2---8 | 5--5 | 145 | 100% | 1632.8033 | 98.29% | 1.436% | 0.2778% | 3.2096 | 0 | 0 | 3.2096 | 0 | 3.0618 | 0.11161 | 27.4329 | 3.0618 | 0.11161 | 27.4329 | 3.2254 | 0.11757 | 27.4329 | 0.1966% | 0.099044 | 0.098846 | 16485.7021 | 3352.5642 | 292.1155 | 12841.0224 | 16486.2682 | 0 | 0 | 16486.2682 | 0.0001058%
2026 | 520 | 520-1527R | Tier-3 | Tier-3---7 | 5--5 | 249 | 700% | 6763.0006 | 96.72% | 3.176% | 0.1068% | 53.3264 | 0 | 0 | 53.3264 | 0 | 50.8697 | 0.78127 | 65.1115 | 50.8697 | 0.78127 | 65.1115 | 53.5878 | 0.82301 | 65.1115 | 0.7885% | 0.27105 | 0.26884 | 24951.4497 | 4456.278 | 731.2619 | 19763.9099 | 24958.1815 | 0 | 0 | 24958.1815 | 0.001759%
2026 | 520 | 520-1902R | Tier-2 | Tier-2---9 | 4--4 | 408 | 5700% | 748.333 | 77.34% | 21.7% | 0.962% | 23.4475 | 0 | 0 | 23.4475 | 0 | 22.3673 | 6.3618 | 3.5159 | 22.3673 | 6.3618 | 3.5159 | 23.5624 | 6.7017 | 3.5159 | 3.133% | 0.058932 | 0.056544 | 12698.2886 | 2074.7299 | 2551.2719 | 8072.2868 | 12819.8039 | 0 | 0 | 12819.8039 | 0.0007732%
2026 | 520 | 520-1904 | Tier-3 | Tier-3---13 | 4--5 | 276 | 4000% | 2084.5359 | 96.48% | 3.265% | 0.2521% | 84.5294 | 0 | 0 | 84.5294 | 0 | 80.6353 | 4.4644 | 18.0618 | 80.6353 | 4.4644 | 18.0618 | 84.9438 | 4.7029 | 18.0618 | 4.055% | 0.05278 | 0.050561 | 39495.106 | 6591.0687 | 1215.4691 | 31688.5681 | 39556.0523 | 0 | 0 | 39556.0523 | 0.002787%
2026 | 520 | 520-1936 | Tier-3 | Tier-3---20 | 1--5 | 4 | 300% | 63.7111 | 99.77% | 0% | 0.2279% | 13.8256 | 0 | 0 | 13.8256 | 0 | 13.1887 | 0.33483 | 39.3892 | 13.1887 | 0.33483 | 39.3892 | 13.8934 | 0.35272 | 39.3892 | 21.7% | 0.0006668 | 0.00052177 | 95547.5888 | 14906.0915 | 19.7801 | 80621.7172 | 95608.112 | 0 | 0 | 95608.112 | 0.0004559%
2026 | 520 | 520-22R | Tier-2 | Tier-2---14 | 4--4 | 113 | 1000% | 258.296 | 74.72% | 24.53% | 0.7505% | 4.9533 | 0 | 0 | 4.9533 | 0 | 4.7251 | 1.1161 | 4.2336 | 4.7251 | 1.1161 | 4.2336 | 4.9776 | 1.1757 | 4.2336 | 1.918% | 0.036011 | 0.035086 | 7172.7783 | 1320.6919 | 1869.4908 | 3982.5956 | 7220.5336 | 0 | 0 | 7220.5336 | 0.0001633%
2026 | 520 | 520-35R | Tier-3 | Tier-3---9 | 5--5 | 306 | 300% | 4997.7942 | 96.49% | 3.313% | 0.193% | 13.7113 | 0 | 0 | 13.7113 | 0 | 13.0796 | 0.33483 | 39.0635 | 13.0796 | 0.33483 | 39.0635 | 13.7785 | 0.35272 | 39.0635 | 0.2743% | 0.28544 | 0.28463 | 17509.0395 | 2720.8213 | 525.8469 | 14262.3712 | 17510.7896 | 0 | 0 | 17510.7896 | 0.0004521%
2026 | 520 | 520-45 | Tier-2 | Tier-2---8 | 5--5 | 219 | 100% | 2044.6463 | 97.57% | 2.13% | 0.298% | 2.6418 | 0 | 0 | 2.6418 | 0 | 2.5201 | 0.11161 | 22.5793 | 2.5201 | 0.11161 | 22.5793 | 2.6547 | 0.11757 | 22.5793 | 0.1292% | 0.10446 | 0.10432 | 19573.1854 | 2561.9074 | 366.8903 | 16644.3877 | 19573.8155 | 0 | 0 | 19573.8155 | 8.712e-05%
2026 | 521 | 521-14R | Tier-3 | Tier-3---5 | 5--5 | 315 | 2100% | 11350.2874 | 96.69% | 3.233% | 0.07621% | 212.178 | 0 | 0 | 212.178 | 0 | 202.4034 | 2.3438 | 86.3565 | 202.4034 | 2.3438 | 86.3565 | 213.2181 | 2.469 | 86.3565 | 1.869% | 0.27097 | 0.26573 | 41888.3276 | 6522.016 | 1245.0082 | 34121.3033 | 41915.6522 | 0 | 0 | 41915.6522 | 0.006997%
2026 | 521 | 521-1819R | Tier-2 | Tier-2---9 | 4--5 | 199 | 3300% | 810.9996 | 89.31% | 10.24% | 0.4457% | 34.8335 | 0 | 0 | 34.8335 | 0 | 33.2288 | 3.6831 | 9.0219 | 33.2288 | 3.6831 | 9.0219 | 35.0043 | 3.8799 | 9.0219 | 4.295% | 0.043667 | 0.041567 | 18572.4528 | 3866.096 | 1843.7459 | 12862.6109 | 18672.721 | 0 | 0 | 18672.721 | 0.001149%
2026 | 521 | 521-1856R | Tier-3 | Tier-3---6 | 5--5 | 335 | 3500% | 8477.8617 | 97.79% | 2.104% | 0.1048% | 251.1939 | 0 | 0 | 251.1939 | 0 | 239.622 | 3.9064 | 61.3416 | 239.622 | 3.9064 | 61.3416 | 252.4253 | 4.1151 | 61.3416 | 2.963% | 0.15411 | 0.14944 | 55012.684 | 8678.1991 | 1054.7005 | 45279.7844 | 55050.6435 | 0 | 0 | 55050.6435 | 0.008283%
2026 | 521 | 521-18R | Tier-3 | Tier-3---6 | 4--5 | 307 | 4200% | 8713.0173 | 99.36% | 0.5424% | 0.09583% | 343.4762 | 0 | 0 | 343.4762 | 0 | 327.653 | 4.6876 | 69.8975 | 327.653 | 4.6876 | 69.8975 | 345.1599 | 4.9381 | 69.8975 | 3.942% | 0.071321 | 0.068492 | 122165.8816 | 19717.7113 | 666.3639 | 101781.8064 | 122198.0952 | 0 | 0 | 122198.0952 | 0.01133%
2026 | 521 | 521-27R | Tier-2 | Tier-2---3 | 4--5 | 358 | 3200% | 5618.6229 | 98.78% | 1.092% | 0.1294% | 143.8664 | 0 | 0 | 143.8664 | 0 | 137.2388 | 3.5715 | 38.4259 | 137.2388 | 3.5715 | 38.4259 | 144.5717 | 3.7624 | 38.4259 | 2.561% | 0.063668 | 0.062017 | 88249.328 | 16011.7412 | 1005.788 | 71231.7988 | 88278.0026 | 0 | 0 | 88278.0026 | 0.004744%
2026 | 521 | 521-32R | Tier-3 | Tier-3---4 | 5--5 | 232 | 100% | 12241.7135 | 99.38% | 0.5642% | 0.05689% | 15.2071 | 0 | 0 | 15.2071 | 0 | 14.5065 | 0.11161 | 129.9752 | 14.5065 | 0.11161 | 129.9752 | 15.2816 | 0.11757 | 129.9752 | 0.1242% | 0.14844 | 0.14825 | 82470.5463 | 14293.5118 | 425.937 | 67751.0975 | 82471.1873 | 0 | 0 | 82471.1873 | 0.0005015%
2026 | 521 | 521-700R | Tier-2 | Tier-2---3 | 4--5 | 437 | 7800% | 9012.5446 | 99.05% | 0.8425% | 0.1052% | 462.0864 | 0 | 0 | 462.0864 | 0 | 440.7991 | 8.7056 | 50.6341 | 440.7991 | 8.7056 | 50.6341 | 464.3515 | 9.1707 | 50.6341 | 5.127% | 0.074421 | 0.070568 | 121102.821 | 22486.5784 | 1104.4304 | 97511.8122 | 121165.4699 | 0 | 0 | 121165.4699 | 0.01524%
2026 | 522 | 522-34 | Tier-2 | Tier-2---16 | 4--3 | 64 | 400% | 112.7117 | 43.02% | 55.81% | 1.165% | 0.87895 | 0 | 0 | 0.87895 | 0 | 0.83846 | 0.44644 | 1.8781 | 0.83846 | 0.44644 | 1.8781 | 0.88326 | 0.47029 | 1.8781 | 0.7798% | 0.030009 | 0.029465 | 3755.9309 | 247.8638 | 2031.3846 | 1476.6825 | 3795.4336 | 0 | 0 | 3795.4336 | 2.898e-05%
2026 | 522 | 522-36 | Tier-2 | Tier-2---16 | 4--3 | 93 | 700% | 116.9577 | 22.53% | 76.17% | 1.295% | 0.57527 | 0 | 0 | 0.57527 | 0 | 0.54877 | 0.78127 | 0.7024 | 0.54877 | 0.78127 | 0.7024 | 0.57809 | 0.82301 | 0.7024 | 0.4919% | 0.031092 | 0.030413 | 3761.7134 | 135.7107 | 2618.1163 | 1007.8864 | 3826.7409 | 0 | 0 | 3826.7409 | 1.897e-05%
2026 | 522 | 522-38R | Tier-2 | Tier-2---6 | 4--5 | 606 | 7200% | 5639.8414 | 96.44% | 3.339% | 0.2198% | 187.408 | 0 | 0 | 187.408 | 0 | 178.7745 | 8.0359 | 22.2469 | 178.7745 | 8.0359 | 22.2469 | 188.3266 | 8.4653 | 22.2469 | 3.323% | 0.088602 | 0.085549 | 63653.5146 | 14842.1478 | 2035.9127 | 46775.4541 | 63734.3483 | 0 | 0 | 63734.3483 | 0.00618%
2026 | 523 | 523-31AE | Tier-2 | Tier-2---14 | 4--4 | 199 | 4600% | 305.199 | 11.7% | 87.21% | 1.095% | 2.393 | 0 | 0 | 2.393 | 0 | 2.2827 | 5.1341 | 0.44463 | 2.2827 | 5.1341 | 0.44463 | 2.4047 | 5.4084 | 0.44463 | 0.7841% | 0.037419 | 0.034911 | 8156.1707 | 205.0688 | 6422.8624 | 1528.2395 | 8673.6606 | 0 | 0 | 8673.6606 | 7.891e-05%
2026 | 524 | 524-1782F | Tier-3 | Tier-3---10 | 4--5 | 231 | 1200% | 5468.1345 | 99.78% | 0.1144% | 0.1099% | 82.1923 | 0 | 0 | 82.1923 | 0 | 78.4059 | 1.3393 | 58.5415 | 78.4059 | 1.3393 | 58.5415 | 82.5952 | 1.4109 | 58.5415 | 1.503% | 0.040404 | 0.039795 | 135337.1336 | 26288.6429 | 296.748 | 108751.7427 | 135341.7771 | 0 | 0 | 135341.7771 | 0.00271%
2026 | 524 | 524-27R | Tier-3 | Tier-3---4 | 4--5 | 489 | 4700% | 11317.6942 | 99.77% | 0.1414% | 0.08951% | 314.732 | 0 | 0 | 314.732 | 0 | 300.2329 | 5.2457 | 57.2344 | 300.2329 | 5.2457 | 57.2344 | 316.2748 | 5.526 | 57.2344 | 2.781% | 0.060207 | 0.058529 | 187979.0829 | 37296.5794 | 584.5714 | 150097.9321 | 187991.5297 | 0 | 0 | 187991.5297 | 0.01038%
2026 | 524 | 524-46R | Tier-3 | Tier-3---4 | 5--5 | 283 | 1100% | 13710.9533 | 98.99% | 0.9557% | 0.05722% | 152.9856 | 0 | 0 | 152.9856 | 0 | 145.9378 | 1.2277 | 118.8699 | 145.9378 | 1.2277 | 118.8699 | 153.7355 | 1.2933 | 118.8699 | 1.116% | 0.18916 | 0.18702 | 72484.9745 | 13906.2618 | 666.7027 | 57912.0099 | 72493.3448 | 0 | 0 | 72493.3448 | 0.005045%
2026 | 524 | 524-50R | Tier-3 | Tier-3---7 | 5--5 | 283 | 2400% | 8801.877 | 98.2% | 1.718% | 0.0819% | 212.575 | 0 | 0 | 212.575 | 0 | 202.7821 | 2.6786 | 75.7033 | 202.7821 | 2.6786 | 75.7033 | 213.617 | 2.8218 | 75.7033 | 2.415% | 0.18313 | 0.17863 | 48062.3901 | 8095.7209 | 755.2397 | 39211.4295 | 48084.196 | 0 | 0 | 48084.196 | 0.00701%
2026 | 524 | 524-69R | Tier-3 | Tier-3---1 | 5--5 | 842 | 5300% | 40375.3309 | 99.03% | 0.9107% | 0.05596% | 729.8929 | 0 | 0 | 729.8929 | 0 | 696.2683 | 5.9153 | 117.7057 | 696.2683 | 5.9153 | 117.7057 | 733.4708 | 6.2314 | 117.7057 | 1.808% | 0.27264 | 0.26766 | 148092.4418 | 24296.9603 | 1265.0887 | 122530.3927 | 148119.0603 | 0 | 0 | 148119.0603 | 0.02407%
2026 | 57 | 57-1295F | Tier-1 | Non-HFTD---14 | 3--1 | 34 | 300% | 5.7785 | 18.72% | 64.33% | 16.95% | 0.027677 | 0 | 0 | 0.027677 | 0 | 0.026402 | 0.33483 | 0.078853 | 0.026402 | 0.33483 | 0.078853 | 0.027813 | 0.35272 | 0.078853 | 0.479% | 0.013816 | 0.013463 | 418.2342 | 0.34202 | 329.9664 | 87.9258 | 427.1613 | 0 | 0 | 427.1613 | 9.127e-07%
2026 | 57 | 57-1296F | Tier-1 | Non-HFTD---6 | 3--3 | 74 | 4600% | 54.2561 | 82.4% | 11.86% | 5.738% | 8.0596 | 0 | 0 | 8.0596 | 0 | 7.6883 | 5.1341 | 1.4975 | 7.6883 | 5.1341 | 1.4975 | 8.0991 | 5.4084 | 1.4975 | 14.85% | 0.026297 | 0.021557 | 2063.1894 | 274.7024 | 258.9091 | 1529.5779 | 2143.0349 | 0 | 0 | 2143.0349 | 0.0002658%
2026 | 57 | 57-736 | Tier-1 | Non-HFTD---4 | 3--4 | 81 | 800% | 116.8924 | 0.4896% | 98.37% | 1.142% | 0.016393 | 0 | 0 | 0.016393 | 0 | 0.015638 | 0.89288 | 0.017514 | 0.015638 | 0.89288 | 0.017514 | 0.016473 | 0.94059 | 0.017514 | 0.01402% | 0.015165 | 0.014731 | 7707.8351 | 8.3652 | 6936.4124 | 763.0575 | 7933.9996 | 0 | 0 | 7933.9996 | 5.406e-07%
2026 | 586 | 586-3 | Tier-1 | Non-HFTD---1 | 3--5 | 84 | 600% | 516.8084 | 87.93% | 11.54% | 0.527% | 9.4133 | 0 | 0 | 9.4133 | 0 | 8.9796 | 0.66966 | 13.4092 | 8.9796 | 0.66966 | 13.4092 | 9.4594 | 0.70544 | 13.4092 | 1.821% | 0.028089 | 0.027507 | 18398.9604 | 3049.2137 | 1855.4913 | 13494.2554 | 18445.9314 | 0 | 0 | 18445.9314 | 0.0003104%
2026 | 591 | 591-1594R | Tier-2 | Tier-2---12 | 4--4 | 92 | 100% | 519.9571 | 96.32% | 3.27% | 0.4047% | 1.5788 | 0 | 0 | 1.5788 | 0 | 1.506 | 0.11161 | 13.4937 | 1.506 | 0.11161 | 13.4937 | 1.5865 | 0.11757 | 13.4937 | 0.3036% | 0.047196 | 0.047047 | 11017.0212 | 2112.3756 | 330.6194 | 8574.0262 | 11018.3015 | 0 | 0 | 11018.3015 | 5.206e-05%
2026 | 59 | 59-465 | Tier-1 | Non-HFTD---6 | 4--3 | 167 | 8400% | 77.379 | 64.48% | 28.11% | 7.401% | 7.2785 | 0 | 0 | 7.2785 | 0 | 6.9432 | 9.3752 | 0.74059 | 6.9432 | 9.3752 | 0.74059 | 7.3142 | 9.8762 | 0.74059 | 9.406% | 0.036127 | 0.030857 | 2141.862 | 301.1171 | 633.9997 | 1206.7452 | 2271.771 | 0 | 0 | 2271.771 | 0.00024%
2026 | 597 | 597-595 | Tier-2 | Tier-2---1 | 5--5 | 398 | 4700% | 18774.394 | 95.55% | 4.388% | 0.06321% | 614.3356 | 0 | 0 | 614.3356 | 0 | 586.0344 | 5.2457 | 111.7177 | 586.0344 | 5.2457 | 111.7177 | 617.347 | 5.526 | 111.7177 | 3.272% | 0.15307 | 0.14782 | 122655.7075 | 27181.9194 | 4937.1438 | 90536.6442 | 122849.2937 | 0 | 0 | 122849.2937 | 0.02026%
2026 | 599 | 599-19R | Tier-2 | Tier-2---1 | 5--5 | 753 | 7100% | 25743.4561 | 99.4% | 0.5253% | 0.0786% | 699.6773 | 0 | 0 | 699.6773 | 0 | 667.4446 | 7.9243 | 84.2274 | 667.4446 | 7.9243 | 84.2274 | 703.1071 | 8.3477 | 84.2274 | 2.718% | 0.15161 | 0.14747 | 169796.7072 | 27439.4443 | 825.3004 | 141531.9625 | 169825.5315 | 0 | 0 | 169825.5315 | 0.02307%
2026 | 66 | 66-1213R | Tier-1 | Non-HFTD---1 | 4--5 | 477 | 1100% | 5312.2676 | 97.77% | 1.999% | 0.2313% | 34.734 | 0 | 0 | 34.734 | 0 | 33.1339 | 1.2277 | 26.9884 | 33.1339 | 1.2277 | 26.9884 | 34.9043 | 1.2933 | 26.9884 | 0.6538% | 0.075145 | 0.074642 | 70693.7485 | 12854.9773 | 1446.2382 | 56392.533 | 70704.3652 | 0 | 0 | 70704.3652 | 0.001145%
2026 | 67 | 67-34R | Tier-3 | Tier-3---11 | 5--5 | 551 | 2900% | 4180.1374 | 93.8% | 5.869% | 0.3284% | 59.8481 | 0 | 0 | 59.8481 | 0 | 57.091 | 3.2367 | 17.6387 | 57.091 | 3.2367 | 17.6387 | 60.1415 | 3.4096 | 17.6387 | 1.432% | 0.24743 | 0.24366 | 16893.949 | 2506.1553 | 940.0965 | 13447.6972 | 16910.1766 | 0 | 0 | 16910.1766 | 0.001974%
2026 | 67 | 67-37R | Tier-3 | Tier-3---17 | 5--3 | 190 | 800% | 622.3042 | 87.18% | 11.98% | 0.8373% | 6.6245 | 0 | 0 | 6.6245 | 0 | 6.3193 | 0.89288 | 7.0775 | 6.3193 | 0.89288 | 7.0775 | 6.657 | 0.94059 | 7.0775 | 1.065% | 0.20095 | 0.1985 | 3096.8174 | 368.9872 | 339.0656 | 2388.7646 | 3101.7251 | 0 | 0 | 3101.7251 | 0.0002185%
2026 | 67 | 67-45R | Tier-3 | Tier-3---15 | 5--4 | 233 | 2100% | 1627.9508 | 92.79% | 6.809% | 0.4053% | 39.4805 | 0 | 0 | 39.4805 | 0 | 37.6618 | 2.3438 | 16.0686 | 37.6618 | 2.3438 | 16.0686 | 39.6741 | 2.469 | 16.0686 | 2.425% | 0.20887 | 0.20341 | 7793.9219 | 1114.9846 | 483.0899 | 6195.8475 | 7809.013 | 0 | 0 | 7809.013 | 0.001302%
2026 | 702 | 702-25 | Tier-1 | Non-HFTD---4 | 2--4 | 20 | 400% | 105.79 | 16.96% | 82.58% | 0.4592% | 1.0407 | 0 | 0 | 1.0407 | 0 | 0.99279 | 0.44644 | 2.2238 | 0.99279 | 0.44644 | 2.2238 | 1.0458 | 0.47029 | 2.2238 | 0.9838% | 0.0085112 | 0.0080176 | 12429.5062 | 105.0973 | 10920.6101 | 1403.7989 | 13064.9976 | 0 | 0 | 13064.9976 | 3.432e-05%
2026 | 702 | 702-27R | Tier-1 | Non-HFTD---3 | 4--3 | 513 | 14500% | 127.2983 | 14.57% | 79% | 6.429% | 1.5205 | 0 | 0 | 1.5205 | 0 | 1.4505 | 16.1835 | 0.089626 | 1.4505 | 16.1835 | 0.089626 | 1.528 | 17.0482 | 0.089626 | 1.194% | 0.039338 | 0.036113 | 3236.0467 | 32.4645 | 2654.2302 | 549.352 | 3482.8819 | 0 | 0 | 3482.8819 | 5.014e-05%
2026 | 702 | 702-30 | Tier-1 | Non-HFTD---3 | 4--3 | 328 | 7900% | 100.3702 | 67.48% | 26.99% | 5.53% | 4.7305 | 0 | 0 | 4.7305 | 0 | 4.5126 | 8.8172 | 0.51179 | 4.5126 | 8.8172 | 0.51179 | 4.7537 | 9.2883 | 0.51179 | 4.713% | 0.033242 | 0.03092 | 3019.3805 | 488.6759 | 847.0105 | 1683.6941 | 3093.1235 | 0 | 0 | 3093.1235 | 0.000156%
2026 | 702 | 702-448F | Tier-1 | Non-HFTD---19 | 1--3 | 2 | 100% | 0.36733 | 90.03% | 0% | 9.967% | 0.047955 | 0 | 0 | 0.047955 | 0 | 0.045745 | 0.11161 | 0.40987 | 0.045745 | 0.11161 | 0.40987 | 0.04819 | 0.11757 | 0.40987 | 13.05% | 0.0001214 | 0.0001038 | 3025.8156 | 1.795 | 2741.9742 | 282.0463 | 3076.9628 | 0 | 0 | 3076.9628 | 1.581e-06%
2026 | 73 | 73-1163 | Tier-3 | Tier-3---4 | 5--5 | 326 | 800% | 15337.1849 | 98.56% | 1.393% | 0.04595% | 107.5774 | 0 | 0 | 107.5774 | 0 | 102.6215 | 0.89288 | 114.9331 | 102.6215 | 0.89288 | 114.9331 | 108.1047 | 0.94059 | 114.9331 | 0.7014% | 0.22506 | 0.22346 | 68145.9431 | 11285.6081 | 934.2701 | 55926.0649 | 68152.9719 | 0 | 0 | 68152.9719 | 0.003548%
2026 | 73 | 73-1164 | Tier-3 | Tier-3---13 | 5--4 | 46 | 100% | 2448.8293 | 98.64% | 1.317% | 0.04316% | 15.2282 | 0 | 0 | 15.2282 | 0 | 14.5267 | 0.11161 | 130.1559 | 14.5267 | 0.11161 | 130.1559 | 15.3029 | 0.11757 | 130.1559 | 0.6219% | 0.18614 | 0.18497 | 13155.649 | 2050.8097 | 155.9445 | 10948.8948 | 13156.7845 | 0 | 0 | 13156.7845 | 0.0005022%
2026 | 73 | 73-23R | Tier-3 | Tier-3---9 | 5--5 | 188 | 800% | 5733.7907 | 98.41% | 1.505% | 0.0877% | 69.6308 | 0 | 0 | 69.6308 | 0 | 66.423 | 0.89288 | 74.3919 | 66.423 | 0.89288 | 74.3919 | 69.9721 | 0.94059 | 74.3919 | 1.214% | 0.21349 | 0.21086 | 26857.2697 | 4453.5755 | 373.1893 | 22030.5049 | 26862.6128 | 0 | 0 | 26862.6128 | 0.002296%
2026 | 73 | 73-678R | Tier-3 | Tier-3---5 | 5--5 | 313 | 600% | 10591.3769 | 98.31% | 1.605% | 0.08417% | 57.8838 | 0 | 0 | 57.8838 | 0 | 55.2172 | 0.66966 | 82.4555 | 55.2172 | 0.66966 | 82.4555 | 58.1675 | 0.70544 | 82.4555 | 0.5465% | 0.23776 | 0.23644 | 44546.6543 | 7354.6581 | 672.0109 | 36519.9852 | 44550.8618 | 0 | 0 | 44550.8618 | 0.001909%
2026 | 73 | 73-683R | Tier-3 | Tier-3---7 | 5--5 | 273 | 100% | 9288.0329 | 98.43% | 1.494% | 0.07761% | 9.7113 | 0 | 0 | 9.7113 | 0 | 9.2639 | 0.11161 | 83.0028 | 9.2639 | 0.11161 | 83.0028 | 9.7589 | 0.11757 | 83.0028 | 0.1046% | 0.22716 | 0.22692 | 40887.9849 | 6381.0644 | 580.3589 | 33926.5617 | 40888.6684 | 0 | 0 | 40888.6684 | 0.0003202%
2026 | 75 | 75-2259F | Tier-3 | Tier-3---12 | 3--5 | 140 | 1700% | 3135.4576 | 99.77% | 0.1421% | 0.08717% | 110.1598 | 0 | 0 | 110.1598 | 0 | 105.085 | 1.8974 | 55.3845 | 105.085 | 1.8974 | 55.3845 | 110.6998 | 1.9988 | 55.3845 | 3.513% | 0.020337 | 0.019621 | 154171.9995 | 31533.3232 | 223.914 | 122414.7623 | 154184.8986 | 0 | 0 | 154184.8986 | 0.003633%
2026 | 75 | 75-32R | Tier-3 | Tier-3---13 | 3--5 | 84 | 1000% | 1708.3855 | 99.57% | 0.3134% | 0.112% | 58.7291 | 0 | 0 | 58.7291 | 0 | 56.0236 | 1.1161 | 50.1958 | 56.0236 | 1.1161 | 50.1958 | 59.017 | 1.1757 | 50.1958 | 3.438% | 0.014781 | 0.014271 | 115578.2654 | 21738.9456 | 361.961 | 93477.3588 | 115595.8443 | 0 | 0 | 115595.8443 | 0.001937%
2026 | 75 | 75-41 | Tier-3 | Tier-3---13 | 3--5 | 69 | 1800% | 1937.5846 | 99.86% | 0.04507% | 0.0969% | 146.3744 | 0 | 0 | 146.3744 | 0 | 139.6312 | 2.009 | 69.5035 | 139.6312 | 2.009 | 69.5035 | 147.0919 | 2.1163 | 69.5035 | 7.554% | 0.0163 | 0.015067 | 118871.6769 | 26474.373 | 152.913 | 92244.3909 | 118885.4886 | 0 | 0 | 118885.4886 | 0.004827%
2026 | 75 | 75-996R | Tier-2 | Tier-2---7 | 4--5 | 319 | 6600% | 2211.1377 | 99.23% | 0.4312% | 0.3416% | 131.643 | 0 | 0 | 131.643 | 0 | 125.5785 | 7.3663 | 17.0478 | 125.5785 | 7.3663 | 17.0478 | 132.2883 | 7.7599 | 17.0478 | 5.954% | 0.043997 | 0.041357 | 50256.3267 | 10744.6266 | 373.824 | 39137.876 | 50281.1172 | 0 | 0 | 50281.1172 | 0.004341%
2026 | 78 | 78-35R | Tier-3 | Tier-3---10 | 2--5 | 29 | 100% | 5696.3358 | 99.98% | 0% | 0.01771% | 56.9533 | 0 | 0 | 56.9533 | 0 | 54.3295 | 0.11161 | 486.7801 | 54.3295 | 0.11161 | 486.7801 | 57.2325 | 0.11757 | 486.7801 | 0.9998% | 0.008188 | 0.0081061 | 695693.1861 | 112288.7116 | 42.5016 | 583361.9729 | 695694.4308 | 0 | 0 | 695694.4308 | 0.001878%
2026 | 788 | 788-34R | Tier-2 | Tier-2---6 | 5--5 | 521 | 1800% | 9132.2366 | 94.33% | 5.547% | 0.1209% | 86.3121 | 0 | 0 | 86.3121 | 0 | 82.3359 | 2.009 | 40.9839 | 82.3359 | 2.009 | 40.9839 | 86.7352 | 2.1163 | 40.9839 | 0.9451% | 0.12404 | 0.1228 | 73621.1831 | 18327.6204 | 3867.2587 | 51426.3041 | 73663.4102 | 0 | 0 | 73663.4102 | 0.002846%
2026 | 791 | 791-419F | Tier-2 | Tier-2---5 | 5--5 | 141 | 600% | 3349.7594 | 92.58% | 7.304% | 0.116% | 38.2703 | 0 | 0 | 38.2703 | 0 | 36.5073 | 0.66966 | 54.5161 | 36.5073 | 0.66966 | 54.5161 | 38.4579 | 0.70544 | 54.5161 | 1.142% | 0.11325 | 0.11186 | 29577.718 | 5038.7125 | 1957.3259 | 22581.6795 | 29605.1385 | 0 | 0 | 29605.1385 | 0.001262%
2026 | 79 | 79-660R | Tier-3 | Tier-3---14 | 5--3 | 179 | 600% | 2087.0386 | 97.47% | 2.263% | 0.2704% | 19.7735 | 0 | 0 | 19.7735 | 0 | 18.8625 | 0.66966 | 28.1673 | 18.8625 | 0.66966 | 28.1673 | 19.8704 | 0.70544 | 28.1673 | 0.9474% | 0.45747 | 0.45302 | 4562.1181 | 605.8757 | 102.8461 | 3853.3963 | 4563.2526 | 0 | 0 | 4563.2526 | 0.0006521%
2026 | 79 | 79-668R | Tier-3 | Tier-3---15 | 5--3 | 309 | 1700% | 1606.9068 | 70.93% | 28.63% | 0.4437% | 18.1838 | 0 | 0 | 18.1838 | 0 | 17.3461 | 1.8974 | 9.1422 | 17.3461 | 1.8974 | 9.1422 | 18.273 | 1.9988 | 9.1422 | 1.132% | 0.43999 | 0.43297 | 3652.1539 | 351.9998 | 935.9584 | 2364.1956 | 3669.3696 | 0 | 0 | 3669.3696 | 0.0005996%
2026 | 79 | 79-676R | Tier-3 | Tier-3---5 | 5--5 | 138 | 400% | 9714.1464 | 98.29% | 1.686% | 0.02874% | 80.2554 | 0 | 0 | 80.2554 | 0 | 76.5582 | 0.44644 | 171.4858 | 76.5582 | 0.44644 | 171.4858 | 80.6488 | 0.47029 | 171.4858 | 0.8262% | 0.38409 | 0.38086 | 25291.2629 | 4345.6054 | 407.8419 | 20537.8155 | 25294.9381 | 0 | 0 | 25294.9381 | 0.002647%
2026 | 79 | 79-679R | Tier-3 | Tier-3---3 | 5--5 | 192 | 300% | 18448.5828 | 98.9% | 1.079% | 0.02427% | 82.6733 | 0 | 0 | 82.6733 | 0 | 78.8647 | 0.33483 | 235.5363 | 78.8647 | 0.33483 | 235.5363 | 83.0785 | 0.35272 | 235.5363 | 0.4481% | 0.3939 | 0.39212 | 46835.416 | 7852.0838 | 464.0518 | 38519.2804 | 46837.767 | 0 | 0 | 46837.767 | 0.002726%
2026 | 79 | 79-685R | Tier-3 | Tier-3---14 | 5--4 | 74 | 100% | 2564.7524 | 99.37% | 0.5359% | 0.0899% | 9.9882 | 0 | 0 | 9.9882 | 0 | 9.528 | 0.11161 | 85.3689 | 9.528 | 0.11161 | 85.3689 | 10.0371 | 0.11757 | 85.3689 | 0.3894% | 0.43155 | 0.42986 | 5943.1342 | 854.3477 | 28.1313 | 5060.6552 | 5943.2806 | 0 | 0 | 5943.2806 | 0.0003294%
2026 | 79 | 79-714R | Tier-3 | Tier-3---9 | 5--4 | 180 | 300% | 5536.6205 | 96.31% | 3.618% | 0.06787% | 25.774 | 0 | 0 | 25.774 | 0 | 24.5866 | 0.33483 | 73.4302 | 24.5866 | 0.33483 | 73.4302 | 25.9003 | 0.35272 | 73.4302 | 0.4655% | 0.37772 | 0.37589 | 14658.165 | 2258.9978 | 483.8289 | 11915.3383 | 14660.789 | 0 | 0 | 14660.789 | 0.0008499%
2026 | 79 | 79-785 | Tier-3 | Tier-3---3 | 5--5 | 427 | 800% | 18780.9285 | 97.14% | 2.812% | 0.0448% | 99.127 | 0 | 0 | 99.127 | 0 | 94.5604 | 0.89288 | 105.9049 | 94.5604 | 0.89288 | 105.9049 | 99.6129 | 0.94059 | 105.9049 | 0.5278% | 0.38023 | 0.37816 | 49393.626 | 8845.5666 | 1277.0593 | 39271.0002 | 49401.3333 | 0 | 0 | 49401.3333 | 0.003269%
2026 | 79 | 79-808R | Tier-3 | Tier-3---3 | 5--5 | 218 | 100% | 19978.3255 | 99.23% | 0.7353% | 0.0338% | 26.3723 | 0 | 0 | 26.3723 | 0 | 25.1574 | 0.11161 | 225.404 | 25.1574 | 0.11161 | 225.404 | 26.5015 | 0.11757 | 225.404 | 0.132% | 0.44563 | 0.44504 | 44831.6641 | 7188.3432 | 299.9404 | 37343.3805 | 44832.1234 | 0 | 0 | 44832.1234 | 0.0008697%
2026 | 799 | 799-504R | Tier-2 | Tier-2---15 | 1--5 | 38 | 100% | 127.4062 | 99.28% | 0% | 0.716% | 0.96535 | 0 | 0 | 0.96535 | 0 | 0.92088 | 0.11161 | 8.2508 | 0.92088 | 0.11161 | 8.2508 | 0.97008 | 0.11757 | 8.2508 | 0.7577% | 0.0046964 | 0.0046606 | 27128.474 | 7563.5291 | 572.4903 | 18992.4546 | 27129.9679 | 0 | 0 | 27129.9679 | 3.183e-05%
2026 | 835 | 835-10F | Tier-2 | Tier-2---19 | 1--4 | 13 | 300% | 12.4137 | 98.83% | 0% | 1.166% | 0.82108 | 0 | 0 | 0.82108 | 0 | 0.78325 | 0.33483 | 2.3393 | 0.78325 | 0.33483 | 2.3393 | 0.8251 | 0.35272 | 2.3393 | 6.614% | 0.0010446 | 0.00097469 | 11883.6638 | 1899.9347 | 22.1501 | 9961.5789 | 11893.5987 | 0 | 0 | 11893.5987 | 2.708e-05%
2026 | 840 | 840-308F | Tier-2 | Tier-2---13 | 4--4 | 16 | 700% | 330.3488 | 99.39% | 0.4551% | 0.1546% | 41.6575 | 0 | 0 | 41.6575 | 0 | 39.7384 | 0.78127 | 50.8638 | 39.7384 | 0.78127 | 50.8638 | 41.8617 | 0.82301 | 50.8638 | 12.61% | 0.063249 | 0.055224 | 5222.9719 | 1196.0786 | 20.9413 | 4005.9521 | 5227.5988 | 0 | 0 | 5227.5988 | 0.001374%
2026 | 840 | 840-374 | Tier-2 | Tier-2---13 | 4--3 | 40 | 600% | 232.5563 | 96.66% | 2.796% | 0.5416% | 9.7786 | 0 | 0 | 9.7786 | 0 | 9.3281 | 0.66966 | 13.9296 | 9.3281 | 0.66966 | 13.9296 | 9.8265 | 0.70544 | 13.9296 | 4.205% | 0.064007 | 0.061223 | 3633.3054 | 565.5328 | 81.8411 | 2985.9315 | 3638.8197 | 0 | 0 | 3638.8197 | 0.0003225%
2026 | 859 | 859-42R | Tier-2 | Tier-2---3 | 4--5 | 557 | 2500% | 8606.9717 | 99.86% | 0% | 0.1411% | 111.8716 | 0 | 0 | 111.8716 | 0 | 106.7179 | 2.7903 | 38.2467 | 106.7179 | 2.7903 | 38.2467 | 112.42 | 2.9393 | 38.2467 | 1.3% | 0.067132 | 0.066258 | 128210.0534 | 20875.9672 | 105.3382 | 107228.748 | 128212.4394 | 0 | 0 | 128212.4394 | 0.003689%
2026 | 907 | 907-1475 | Tier-3 | Tier-3---21 | 3--1 | 4 | 300% | 4.2814 | 0% | 100% | 0% | 0 | 0 | 0 | 0 | 0 | 0 | 0.33483 | 0 | 0 | 0.33483 | 0 | 0 | 0.35272 | 0 | 0% | 0.017589 | 0.013763 | 243.4138 | 0.27581 | 199.7806 | 43.3575 | 311.072 | 0 | 0 | 311.072 | 0%
2026 | 907 | 907-1562AE | Tier-3 | Tier-3---6 | 4--5 | 162 | 1500% | 8439.7692 | 97.62% | 2.35% | 0.03436% | 221.2207 | 0 | 0 | 221.2207 | 0 | 211.0295 | 1.6742 | 126.0517 | 211.0295 | 1.6742 | 126.0517 | 222.3051 | 1.7636 | 126.0517 | 2.621% | 0.054867 | 0.053393 | 153823.4412 | 28255.722 | 3280.1961 | 122287.5231 | 153924.6288 | 0 | 0 | 153924.6288 | 0.007295%
2026 | 907 | 907-1602 | Tier-3 | Tier-3---17 | 3--4 | 5 | 100% | 257.2419 | 98.67% | 1.294% | 0.04048% | 14.7209 | 0 | 0 | 14.7209 | 0 | 14.0428 | 0.11161 | 125.8199 | 14.0428 | 0.11161 | 125.8199 | 14.7931 | 0.11757 | 125.8199 | 5.723% | 0.018131 | 0.017079 | 14188.117 | 2263.0518 | 146.1468 | 11778.9183 | 14199.7747 | 0 | 0 | 14199.7747 | 0.0004854%
2026 | 907 | 907-1604 | Tier-3 | Tier-3---19 | 3--2 | 2 | 100% | 17.8439 | 83.33% | 16.48% | 0.1969% | 2.156 | 0 | 0 | 2.156 | 0 | 2.0567 | 0.11161 | 18.4272 | 2.0567 | 0.11161 | 18.4272 | 2.1665 | 0.11757 | 18.4272 | 12.08% | 0.017739 | 0.015167 | 1005.9134 | 134.52 | 136.2349 | 735.1585 | 1034.3562 | 0 | 0 | 1034.3562 | 7.11e-05%
2026 | 907 | 907-1702R | Tier-3 | Tier-3---6 | 4--5 | 148 | 1000% | 9100.5582 | 99.73% | 0.2344% | 0.03926% | 177.8338 | 0 | 0 | 177.8338 | 0 | 169.6413 | 1.1161 | 151.9947 | 169.6413 | 1.1161 | 151.9947 | 178.7055 | 1.1757 | 151.9947 | 1.954% | 0.061079 | 0.059882 | 148997.4926 | 27594.5733 | 329.8343 | 121073.085 | 149005.6418 | 0 | 0 | 149005.6418 | 0.005864%
2026 | 907 | 907-1716R | Tier-3 | Tier-3---2 | 4--5 | 388 | 4200% | 27066.4552 | 99.19% | 0.7771% | 0.02941% | 842.8112 | 0 | 0 | 842.8112 | 0 | 803.9846 | 4.6876 | 171.5123 | 803.9846 | 4.6876 | 171.5123 | 846.9426 | 4.9381 | 171.5123 | 3.114% | 0.088049 | 0.085285 | 307401.4891 | 65823.1334 | 2297.2385 | 239281.1172 | 307481.8343 | 0 | 0 | 307481.8343 | 0.02779%
2026 | 908 | 908-1172R | Tier-2 | Tier-2---2 | 5--5 | 303 | 1400% | 15766.5188 | 98.33% | 1.627% | 0.04735% | 207.7243 | 0 | 0 | 207.7243 | 0 | 198.1549 | 1.5625 | 126.8158 | 198.1549 | 1.5625 | 126.8158 | 208.7426 | 1.646 | 126.8158 | 1.318% | 0.20692 | 0.20415 | 76195.3215 | 14303.1214 | 1151.1077 | 60741.0923 | 76212.6452 | 0 | 0 | 76212.6452 | 0.00685%
2026 | 908 | 908-1236 | Tier-2 | Tier-2---2 | 5--5 | 166 | 2100% | 11763.9311 | 98.8% | 1.165% | 0.03327% | 426.41 | 0 | 0 | 426.41 | 0 | 406.7662 | 2.3438 | 173.549 | 406.7662 | 2.3438 | 173.549 | 428.5002 | 2.469 | 173.549 | 3.625% | 0.1877 | 0.18081 | 62673.98 | 12802.8477 | 668.2172 | 49202.9151 | 62702.5749 | 0 | 0 | 62702.5749 | 0.01406%
2026 | 908 | 908-1368R | Tier-2 | Tier-2---5 | 5--5 | 471 | 3900% | 5570.7929 | 96.25% | 3.531% | 0.2207% | 128.7518 | 0 | 0 | 128.7518 | 0 | 122.8204 | 4.3528 | 28.2165 | 122.8204 | 4.3528 | 28.2165 | 129.3829 | 4.5854 | 28.2165 | 2.311% | 0.23644 | 0.23077 | 23560.7485 | 3807.7086 | 754.5572 | 18998.4826 | 23582.4944 | 0 | 0 | 23582.4944 | 0.004246%
2026 | 908 | 908-1370R | Tier-2 | Tier-2---8 | 5--4 | 150 | 700% | 1466.2762 | 91.81% | 7.905% | 0.289% | 18.2176 | 0 | 0 | 18.2176 | 0 | 17.3784 | 0.78127 | 22.2437 | 17.3784 | 0.78127 | 22.2437 | 18.3069 | 0.82301 | 22.2437 | 1.242% | 0.1878 | 0.18526 | 7807.4644 | 1287.0292 | 565.6485 | 5954.7867 | 7816.241 | 0 | 0 | 7816.241 | 0.0006007%
2026 | 908 | 908-1372R | Tier-2 | Tier-2---2 | 5--5 | 123 | 1500% | 7960.2903 | 98.35% | 1.621% | 0.03193% | 276.87 | 0 | 0 | 276.87 | 0 | 264.1152 | 1.6742 | 157.7607 | 264.1152 | 1.6742 | 157.7607 | 278.2272 | 1.7636 | 157.7607 | 3.478% | 0.17701 | 0.17075 | 44971.6131 | 9357.4907 | 670.8421 | 34943.2804 | 44998.8608 | 0 | 0 | 44998.8608 | 0.00913%
2026 | 908 | 908-2038R | Tier-2 | Tier-2---1 | 5--5 | 547 | 3700% | 41258.5742 | 98.89% | 1.078% | 0.03081% | 800.3553 | 0 | 0 | 800.3553 | 0 | 763.4846 | 4.1296 | 184.8823 | 763.4846 | 4.1296 | 184.8823 | 804.2786 | 4.3502 | 184.8823 | 1.94% | 0.23053 | 0.22601 | 178970.5163 | 35360.8505 | 1780.0078 | 141829.658 | 179010.2336 | 0 | 0 | 179010.2336 | 0.02639%
2026 | 908 | 908-2040 | Tier-2 | Tier-2---5 | 5--5 | 162 | 1800% | 3646.8048 | 91.91% | 7.986% | 0.1044% | 108.0016 | 0 | 0 | 108.0016 | 0 | 103.0262 | 2.009 | 51.2828 | 103.0262 | 2.009 | 51.2828 | 108.531 | 2.1163 | 51.2828 | 2.962% | 0.17929 | 0.17352 | 20339.8492 | 3923.1303 | 1491.1287 | 14925.5902 | 20394.6368 | 0 | 0 | 20394.6368 | 0.003561%
2026 | 908 | 908-2055F | Tier-3 | Tier-3---2 | 5--5 | 363 | 3000% | 22564.0783 | 99.08% | 0.8792% | 0.03652% | 535.8397 | 0 | 0 | 535.8397 | 0 | 511.1546 | 3.3483 | 152.6609 | 511.1546 | 3.3483 | 152.6609 | 538.4663 | 3.5272 | 152.6609 | 2.375% | 0.20355 | 0.19867 | 110854.0623 | 21094.0064 | 955.5801 | 88804.4759 | 110878.9896 | 0 | 0 | 110878.9896 | 0.01767%
2026 | 908 | 908-30 | Tier-2 | Tier-2---10 | 5--4 | 52 | 600% | 847.524 | 96.52% | 3.329% | 0.1488% | 27.3731 | 0 | 0 | 27.3731 | 0 | 26.1121 | 0.66966 | 38.993 | 26.1121 | 0.66966 | 38.993 | 27.5073 | 0.70544 | 38.993 | 3.23% | 0.16572 | 0.16018 | 5114.069 | 791.8811 | 161.7983 | 4160.3897 | 5120.2268 | 0 | 0 | 5120.2268 | 0.0009027%
2026 | 909 | 909-451 | Tier-3 | Tier-3---1 | 5--5 | 506 | 2500% | 55252.3747 | 99.27% | 0.7029% | 0.02396% | 785.9053 | 0 | 0 | 785.9053 | 0 | 749.7002 | 2.7903 | 268.6856 | 749.7002 | 2.7903 | 268.6856 | 789.7578 | 2.9393 | 268.6856 | 1.422% | 0.31112 | 0.30666 | 177590.703 | 30501.3074 | 1127.1647 | 145962.2309 | 177609.4669 | 0 | 0 | 177609.4669 | 0.02592%
2026 | 909 | 909-453R | Tier-2 | Tier-2---3 | 2--5 | 62 | 100% | 5703.0403 | 99.97% | 0% | 0.03309% | 26.6667 | 0 | 0 | 26.6667 | 0 | 25.4382 | 0.11161 | 227.9204 | 25.4382 | 0.11161 | 227.9204 | 26.7974 | 0.11757 | 227.9204 | 0.4676% | 0.0097928 | 0.009747 | 582370.7512 | 94031.5141 | 664.3163 | 487674.9208 | 582371.6567 | 0 | 0 | 582371.6567 | 0.0008794%
2026 | 909 | 909-805R | Tier-2 | Tier-2---1 | 5--5 | 309 | 2200% | 32313.161 | 99.26% | 0.708% | 0.02831% | 662.2657 | 0 | 0 | 662.2657 | 0 | 631.7565 | 2.4554 | 257.2905 | 631.7565 | 2.4554 | 257.2905 | 665.5121 | 2.5866 | 257.2905 | 2.05% | 0.28921 | 0.28324 | 111728.904 | 24066.0497 | 703.1475 | 86959.7068 | 111746.2468 | 0 | 0 | 111746.2468 | 0.02184%
2026 | 909 | 909-812 | Tier-2 | Tier-2---17 | 1--5 | 3 | 100% | 62.9838 | 99.88% | 0% | 0.1185% | 6.0812 | 0 | 0 | 6.0812 | 0 | 5.8011 | 0.11161 | 51.9763 | 5.8011 | 0.11161 | 51.9763 | 6.111 | 0.11757 | 51.9763 | 9.655% | 0.0001786 | 0.00016134 | 352652.9396 | 56837.6366 | 442.6032 | 295372.6998 | 352697.6408 | 0 | 0 | 352697.6408 | 0.0002005%
2026 | 91 | 91-7F | Tier-2 | Tier-2---9 | 4--5 | 194 | 4000% | 1295.9906 | 95.98% | 3.603% | 0.4176% | 74.3766 | 0 | 0 | 74.3766 | 0 | 70.9502 | 4.4644 | 15.8924 | 70.9502 | 4.4644 | 15.8924 | 74.7412 | 4.7029 | 15.8924 | 5.739% | 0.034038 | 0.032003 | 38075.0405 | 8008.4456 | 1355.7745 | 28710.8203 | 38172.397 | 0 | 0 | 38172.397 | 0.002453%
2026 | 920 | 920-1342R | Tier-3 | Tier-3---12 | 4--5 | 131 | 1700% | 3406.6458 | 99.34% | 0.5402% | 0.1203% | 127.3576 | 0 | 0 | 127.3576 | 0 | 121.4905 | 1.8974 | 64.031 | 121.4905 | 1.8974 | 64.031 | 127.9819 | 1.9988 | 64.031 | 3.739% | 0.068604 | 0.066023 | 49656.3753 | 10714.8381 | 249.0111 | 38692.5261 | 49669.2 | 0 | 0 | 49669.2 | 0.0042%
2026 | 920 | 920-735AE | Tier-2 | Tier-2---7 | 4--5 | 295 | 1000% | 1554.328 | 69.02% | 30.62% | 0.3611% | 10.5464 | 0 | 0 | 10.5464 | 0 | 10.0605 | 1.1161 | 9.014 | 10.0605 | 1.1161 | 9.014 | 10.5981 | 1.1757 | 9.014 | 0.6785% | 0.068691 | 0.068016 | 22627.8919 | 3439.8789 | 6367.8103 | 12820.2027 | 22697.4859 | 0 | 0 | 22697.4859 | 0.0003478%
2026 | 928 | 928-19 | Tier-2 | Tier-2---11 | 4--4 | 36 | 100% | 434.8834 | 99.47% | 0.2691% | 0.2608% | 3.4847 | 0 | 0 | 3.4847 | 0 | 3.3241 | 0.11161 | 29.7835 | 3.3241 | 0.11161 | 29.7835 | 3.5017 | 0.11757 | 29.7835 | 0.8013% | 0.051756 | 0.051339 | 8402.5377 | 1782.5381 | 20.2893 | 6599.7102 | 8402.8993 | 0 | 0 | 8402.8993 | 0.0001149%
2026 | 968 | 968-476F | Tier-2 | Tier-2---17 | 3--3 | 44 | 400% | 62.492 | 96.91% | 0.773% | 2.32% | 1.5966 | 0 | 0 | 1.5966 | 0 | 1.523 | 0.44644 | 3.4115 | 1.523 | 0.44644 | 3.4115 | 1.6044 | 0.47029 | 3.4115 | 2.555% | 0.015315 | 0.014911 | 4080.3921 | 1049.3579 | 36.5623 | 2994.4719 | 4083.8091 | 0 | 0 | 4083.8091 | 5.265e-05%
2026 | 970 | 970-1341R | Tier-3 | Tier-3---4 | 5--5 | 92 | 400% | 12961.6134 | 99.66% | 0.3199% | 0.02218% | 162.87 | 0 | 0 | 162.87 | 0 | 155.3669 | 0.44644 | 348.0127 | 155.3669 | 0.44644 | 348.0127 | 163.6683 | 0.47029 | 348.0127 | 1.257% | 0.12497 | 0.12339 | 103720.1236 | 23825.8597 | 477.209 | 79417.0549 | 103724.6546 | 0 | 0 | 103724.6546 | 0.005371%
2026 | 971 | 971-1973R | Tier-3 | Tier-3---4 | 5--5 | 344 | 600% | 15148.7962 | 99.05% | 0.8967% | 0.0506% | 75.8989 | 0 | 0 | 75.8989 | 0 | 72.4024 | 0.66966 | 108.1181 | 72.4024 | 0.66966 | 108.1181 | 76.2709 | 0.70544 | 108.1181 | 0.501% | 0.14704 | 0.1463 | 103024.8612 | 19745.1245 | 859.0693 | 82420.6674 | 103029.8226 | 0 | 0 | 103029.8226 | 0.002503%
2026 | 971 | 971-2050R | Tier-3 | Tier-3---2 | 5--5 | 597 | 300% | 28484.5838 | 98.91% | 1.035% | 0.05308% | 41.0587 | 0 | 0 | 41.0587 | 0 | 39.1672 | 0.33483 | 116.9765 | 39.1672 | 0.33483 | 116.9765 | 41.26 | 0.35272 | 116.9765 | 0.1441% | 0.18464 | 0.18437 | 154268.7538 | 28980.1168 | 1504.6624 | 123783.9747 | 154271.2024 | 0 | 0 | 154271.2024 | 0.001354%
2026 | 971 | 971-371R | Tier-3 | Tier-3---12 | 5--5 | 58 | 300% | 4351.5062 | 99.52% | 0.4473% | 0.03668% | 64.9567 | 0 | 0 | 64.9567 | 0 | 61.9643 | 0.33483 | 185.0618 | 61.9643 | 0.33483 | 185.0618 | 65.2751 | 0.35272 | 185.0618 | 1.493% | 0.11668 | 0.11493 | 37295.5774 | 6189.1534 | 149.4964 | 30956.9275 | 37298.3261 | 0 | 0 | 37298.3261 | 0.002142%
2026 | 971 | 971-381R | Tier-2 | Tier-2---15 | 1--5 | 2 | 100% | 191.8954 | 99.94% | 0% | 0.06293% | 27.8073 | 0 | 0 | 27.8073 | 0 | 26.5263 | 0.11161 | 237.6694 | 26.5263 | 0.11161 | 237.6694 | 27.9436 | 0.11757 | 237.6694 | 14.49% | 0.0003802 | 0.00032507 | 504722.2701 | 81534.2634 | 28.852 | 423159.1547 | 504776.134 | 0 | 0 | 504776.134 | 0.000917%
2026 | 971 | 971-383R | Tier-3 | Tier-3---4 | 5--5 | 281 | 1500% | 14770.5962 | 98.43% | 1.528% | 0.03956% | 225.0698 | 0 | 0 | 225.0698 | 0 | 214.7013 | 1.6742 | 128.2449 | 214.7013 | 1.6742 | 128.2449 | 226.173 | 1.7636 | 128.2449 | 1.524% | 0.13837 | 0.13623 | 106747.8715 | 18250.5069 | 1553.2478 | 86944.1168 | 106774.1906 | 0 | 0 | 106774.1906 | 0.007422%
2026 | 971 | 971-388R | Tier-3 | Tier-3---4 | 5--5 | 406 | 400% | 11267.961 | 98.98% | 0.9235% | 0.09902% | 31.865 | 0 | 0 | 31.865 | 0 | 30.397 | 0.44644 | 68.0876 | 30.397 | 0.44644 | 68.0876 | 32.0212 | 0.47029 | 68.0876 | 0.2828% | 0.17642 | 0.17592 | 63870.0886 | 10985.172 | 547.8169 | 52337.0996 | 63871.9599 | 0 | 0 | 63871.9599 | 0.001051%
2026 | 972 | 972-1582R | Tier-3 | Tier-3---6 | 5--5 | 213 | 300% | 8019.1792 | 98.53% | 1.384% | 0.08092% | 32.2744 | 0 | 0 | 32.2744 | 0 | 30.7876 | 0.33483 | 91.95 | 30.7876 | 0.33483 | 91.95 | 32.4327 | 0.35272 | 91.95 | 0.4025% | 0.15062 | 0.15001 | 53239.6467 | 8712.3531 | 675.9355 | 43851.3581 | 53242.8462 | 0 | 0 | 53242.8462 | 0.001064%
2026 | 972 | 972-1590F | Tier-3 | Tier-3---2 | 5--5 | 697 | 6900% | 23409.1539 | 98.39% | 1.548% | 0.05965% | 661.2455 | 0 | 0 | 661.2455 | 0 | 630.7832 | 7.7011 | 81.9083 | 630.7832 | 7.7011 | 81.9083 | 664.4869 | 8.1126 | 81.9083 | 2.825% | 0.17603 | 0.17098 | 132982.6796 | 26774.8666 | 1933.0349 | 104274.7781 | 133045.8581 | 0 | 0 | 133045.8581 | 0.02181%
2026 | 972 | 972-1641 | Tier-2 | Tier-2---13 | 5--3 | 3 | 100% | 295.0839 | 0% | 100% | 0% | 0 | 0 | 0 | 0 | 0 | 0 | 0.11161 | 0 | 0 | 0.11161 | 0 | 0 | 0.11757 | 0 | 0% | 0.10934 | 0.098768 | 2698.8424 | 3.4 | 2456.6522 | 238.7901 | 2987.6484 | 0 | 0 | 2987.6484 | 0%
2026 | 972 | 972-32R | Tier-2 | Tier-2---1 | 5--5 | 543 | 8700% | 22914.3284 | 97.48% | 2.478% | 0.04418% | 1037.8447 | 0 | 0 | 1037.8447 | 0 | 990.0333 | 9.7101 | 101.9594 | 990.0333 | 9.7101 | 101.9594 | 1042.9322 | 10.2289 | 101.9594 | 4.529% | 0.16607 | 0.15836 | 137978.7753 | 23361.9707 | 3101.1924 | 111515.6122 | 138148.3226 | 0 | 0 | 138148.3226 | 0.03422%
2026 | 973 | 973-1226R | Tier-3 | Tier-3---10 | 5--5 | 194 | 300% | 5177.8696 | 97.32% | 2.585% | 0.09195% | 22.5988 | 0 | 0 | 22.5988 | 0 | 21.5577 | 0.33483 | 64.3839 | 21.5577 | 0.33483 | 64.3839 | 22.7095 | 0.35272 | 64.3839 | 0.4364% | 0.13989 | 0.13927 | 37012.5952 | 5797.6214 | 879.9001 | 30335.0736 | 37017.0585 | 0 | 0 | 37017.0585 | 0.0007452%
2026 | 974 | 974-23R | Tier-3 | Tier-3---11 | 5--5 | 389 | 1100% | 3492.8626 | 93.69% | 6.037% | 0.2698% | 26.8367 | 0 | 0 | 26.8367 | 0 | 25.6004 | 1.2277 | 20.8522 | 25.6004 | 1.2277 | 20.8522 | 26.9683 | 1.2933 | 20.8522 | 0.7683% | 0.16472 | 0.16337 | 21204.8226 | 3176.6761 | 1159.8225 | 16868.324 | 21215.8805 | 0 | 0 | 21215.8805 | 0.000885%
2026 | 974 | 974-715R | Tier-3 | Tier-3---6 | 5--5 | 134 | 300% | 7107.1697 | 99.55% | 0.3981% | 0.05413% | 45.9349 | 0 | 0 | 45.9349 | 0 | 43.8188 | 0.33483 | 130.8686 | 43.8188 | 0.33483 | 130.8686 | 46.1601 | 0.35272 | 130.8686 | 0.6463% | 0.14069 | 0.13977 | 50517.2415 | 8114.8836 | 271.1921 | 42131.1659 | 50518.7345 | 0 | 0 | 50518.7345 | 0.001515%
2026 | 975 | 975-22R | Tier-3 | Tier-3---7 | 5--5 | 30 | 300% | 6417.0381 | 80.3% | 19.69% | 0.01691% | 149.4284 | 0 | 0 | 149.4284 | 0 | 142.5446 | 0.33483 | 425.722 | 142.5446 | 0.33483 | 425.722 | 150.1609 | 0.35272 | 425.722 | 2.329% | 0.19669 | 0.19099 | 32624.3404 | 6032.7065 | 5987.0676 | 20604.5664 | 32816.3167 | 0 | 0 | 32816.3167 | 0.004928%
2026 | 991 | 991-1 | Tier-2 | Tier-2---12 | 4--5 | 29 | 100% | 626.8618 | 65.87% | 33.98% | 0.153% | 4.1291 | 0 | 0 | 4.1291 | 0 | 3.9388 | 0.11161 | 35.2911 | 3.9388 | 0.11161 | 35.2911 | 4.1493 | 0.11757 | 35.2911 | 0.6587% | 0.034773 | 0.034425 | 18027.4627 | 3649.7735 | 5561.6241 | 8816.0652 | 18089.6142 | 0 | 0 | 18089.6142 | 0.0001362%
2026 | 1023 | CB 1023 | Tier-2 | Tier-2---4 | 4--5 | 78 | 100% | 3332.7386 | 99.81% | 0.1085% | 0.07978% | 12.3676 | 0 | 0 | 12.3676 | 0 | 11.7979 | 0.11161 | 105.7062 | 11.7979 | 0.11161 | 105.7062 | 12.4283 | 0.11757 | 105.7062 | 0.3711% | 0.082267 | 0.081961 | 40511.3439 | 6478.7378 | 346.66 | 33685.946 | 40511.6284 | 0 | 0 | 40511.6284 | 0.0004078%
2026 | 1090 | CB 1090 | Tier-2 | Tier-2---7 | 3--5 | 111 | 400% | 1414.5114 | 99.62% | 0.1678% | 0.2113% | 14.7262 | 0 | 0 | 14.7262 | 0 | 14.0478 | 0.44644 | 31.4663 | 14.0478 | 0.44644 | 31.4663 | 14.7984 | 0.47029 | 31.4663 | 1.041% | 0.025114 | 0.024851 | 56324.0689 | 9092.3637 | 116.2348 | 47115.4703 | 56326.3237 | 0 | 0 | 56326.3237 | 0.0004856%
2026 | 1101 | CB 1101 | Tier-2 | Tier-2---9 | 4--4 | 41 | 100% | 1133.279 | 99.72% | 0.1529% | 0.1272% | 7.9934 | 0 | 0 | 7.9934 | 0 | 7.6252 | 0.11161 | 68.3199 | 7.6252 | 0.11161 | 68.3199 | 8.0326 | 0.11757 | 68.3199 | 0.7053% | 0.091579 | 0.090931 | 12374.933 | 1964.2318 | 240.1019 | 10170.5993 | 12375.18 | 0 | 0 | 12375.18 | 0.0002636%
2026 | 1138 | CB 1138 | Tier-2 | Tier-2---10 | 5--4 | 291 | 2100% | 765.4961 | 75% | 24.28% | 0.7274% | 12.0144 | 0 | 0 | 12.0144 | 0 | 11.4609 | 2.3438 | 4.8899 | 11.4609 | 2.3438 | 4.8899 | 12.0733 | 2.469 | 4.8899 | 1.569% | 0.11418 | 0.11179 | 6704.4211 | 1031.4722 | 1538.2078 | 4134.7411 | 6740.2544 | 0 | 0 | 6740.2544 | 0.0003962%
2026 | 1162 | CB 1162 | Tier-2 | Tier-2---18 | 4--2 | 34 | 600% | 75.2008 | 96.65% | 1.975% | 1.378% | 3.7195 | 0 | 0 | 3.7195 | 0 | 3.5481 | 0.66966 | 5.2984 | 3.5481 | 0.66966 | 5.2984 | 3.7377 | 0.70544 | 5.2984 | 4.946% | 0.064214 | 0.060927 | 1171.1044 | 178.0938 | 26.2712 | 966.7394 | 1173.2225 | 0 | 0 | 1173.2225 | 0.0001227%
2026 | 1180 | CB 1180 | Tier-1 | Non-HFTD---7 | 1--4 | 39 | 700% | 35.2333 | 97.75% | 0% | 2.252% | 1.7926 | 0 | 0 | 1.7926 | 0 | 1.7101 | 0.78127 | 2.1888 | 1.7101 | 0.78127 | 2.1888 | 1.8014 | 0.82301 | 2.1888 | 5.088% | 0.0039062 | 0.0037029 | 9019.8397 | 919.8579 | 4656.5948 | 3443.387 | 9030.9935 | 0 | 0 | 9030.9935 | 5.911e-05%
2026 | 120 | CB 120 | Tier-1 | Non-HFTD---5 | 2--4 | 18 | 300% | 72.8901 | 46.84% | 52.05% | 1.107% | 1.6503 | 0 | 0 | 1.6503 | 0 | 1.5743 | 0.33483 | 4.7016 | 1.5743 | 0.33483 | 4.7016 | 1.6584 | 0.35272 | 4.7016 | 2.264% | 0.010618 | 0.010105 | 6864.6422 | 601.3181 | 3453.7454 | 2809.5787 | 7049.9711 | 0 | 0 | 7049.9711 | 5.442e-05%
2026 | 1234 | CB 1234 | Tier-3 | Tier-3---10 | 5--5 | 240 | 5800% | 6311.4919 | 84.29% | 15.54% | 0.1769% | 372.8319 | 0 | 0 | 372.8319 | 0 | 355.6563 | 6.4734 | 54.9413 | 355.6563 | 6.4734 | 54.9413 | 374.6595 | 6.8193 | 54.9413 | 5.907% | 0.11961 | 0.11123 | 52765.4948 | 7251.4549 | 7797.694 | 37716.3459 | 53390.3067 | 0 | 0 | 53390.3067 | 0.01229%
2026 | 1235 | CB 1235 | Tier-2 | Tier-2---6 | 4--5 | 622 | 6100% | 6645.572 | 99.09% | 0.6868% | 0.2213% | 187.2872 | 0 | 0 | 187.2872 | 0 | 178.6592 | 6.8082 | 26.2417 | 178.6592 | 6.8082 | 26.2417 | 188.2052 | 7.172 | 26.2417 | 2.818% | 0.082825 | 0.080469 | 80236.4987 | 14594.2716 | 649.5597 | 64992.6674 | 80257.8277 | 0 | 0 | 80257.8277 | 0.006176%
2026 | 1243 | CB 1243 | Tier-2 | Tier-2---7 | 3--5 | 116 | 400% | 1438.3629 | 99.75% | 0% | 0.2509% | 14.3475 | 0 | 0 | 14.3475 | 0 | 13.6866 | 0.44644 | 30.6571 | 13.6866 | 0.44644 | 30.6571 | 14.4179 | 0.47029 | 30.6571 | 0.9975% | 0.019586 | 0.01939 | 73438.3162 | 12301.3098 | 66.4142 | 61070.5923 | 73440.1775 | 0 | 0 | 73440.1775 | 0.0004731%
2026 | 1299 | CB 1299 | Tier-2 | Tier-2---19 | 3--3 | 76 | 100% | 41.7756 | 94.08% | 0% | 5.924% | 0.14996 | 0 | 0 | 0.14996 | 0 | 0.14306 | 0.11161 | 1.2817 | 0.14306 | 0.11161 | 1.2817 | 0.1507 | 0.11757 | 1.2817 | 0.359% | 0.014997 | 0.01494 | 2785.5246 | 467.5235 | 44.8169 | 2273.1842 | 2786.1566 | 0 | 0 | 2786.1566 | 4.945e-06%
2026 | 1525 | CB 1525 | Tier-2 | Tier-2---13 | 4--4 | 184 | 400% | 259.6903 | 35.49% | 63.12% | 1.387% | 0.58108 | 0 | 0 | 0.58108 | 0 | 0.55431 | 0.44644 | 1.2416 | 0.55431 | 0.44644 | 1.2416 | 0.58392 | 0.47029 | 1.2416 | 0.2238% | 0.050512 | 0.050193 | 5141.181 | 367.2769 | 3050.2081 | 1723.6959 | 5162.2217 | 0 | 0 | 5162.2217 | 1.916e-05%
2026 | 200 | CB 200 | Tier-2 | Tier-2---9 | 4--5 | 478 | 5400% | 1342.6559 | 29.9% | 69.37% | 0.7369% | 13.1505 | 0 | 0 | 13.1505 | 0 | 12.5447 | 6.0269 | 2.0814 | 12.5447 | 6.0269 | 2.0814 | 13.215 | 6.349 | 2.0814 | 0.9794% | 0.060261 | 0.058287 | 22280.6766 | 968.7431 | 14863.6506 | 6448.2829 | 22809.7317 | 0 | 0 | 22809.7317 | 0.0004337%
2026 | 202 | CB 202 | Tier-2 | Tier-2---16 | 4--3 | 193 | 6100% | 133.9861 | 95.12% | 0% | 4.877% | 11.682 | 0 | 0 | 11.682 | 0 | 11.1438 | 6.8082 | 1.6368 | 11.1438 | 6.8082 | 1.6368 | 11.7392 | 7.172 | 1.6368 | 8.719% | 0.040966 | 0.037212 | 3270.6344 | 424.6242 | 32.8297 | 2813.1806 | 3286.7303 | 0 | 0 | 3286.7303 | 0.0003852%
2026 | 203 | CB 203 | Tier-2 | Tier-2---13 | 4--4 | 233 | 5400% | 195.752 | 9.583% | 88.23% | 2.187% | 1.2608 | 0 | 0 | 1.2608 | 0 | 1.2028 | 6.0269 | 0.19956 | 1.2028 | 6.0269 | 0.19956 | 1.267 | 6.349 | 0.19956 | 0.6441% | 0.03541 | 0.03303 | 5528.1246 | 34.2367 | 4807.7085 | 686.1793 | 5888.2703 | 0 | 0 | 5888.2703 | 4.158e-05%
2026 | 204 | CB 204 | Tier-2 | Tier-2---9 | 4--4 | 229 | 2800% | 1059.5314 | 80.82% | 18.41% | 0.7661% | 30.3645 | 0 | 0 | 30.3645 | 0 | 28.9657 | 3.1251 | 9.2688 | 28.9657 | 3.1251 | 9.2688 | 30.5134 | 3.2921 | 9.2688 | 2.866% | 0.068524 | 0.066094 | 15462.1941 | 1952.7232 | 2912.9931 | 10596.4779 | 15571.2035 | 0 | 0 | 15571.2035 | 0.001001%
2026 | 231 | CB 231 | Tier-2 | Tier-2---7 | 4--5 | 260 | 3500% | 2499.974 | 99.29% | 0.4807% | 0.2332% | 96.8984 | 0 | 0 | 96.8984 | 0 | 92.4345 | 3.9064 | 23.6626 | 92.4345 | 3.9064 | 23.6626 | 97.3734 | 4.1151 | 23.6626 | 3.876% | 0.037573 | 0.036106 | 66537.1573 | 11726.385 | 695.1024 | 54115.6699 | 66556.4542 | 0 | 0 | 66556.4542 | 0.003195%
2026 | 232 | CB 232 | Tier-2 | Tier-2---7 | 4--5 | 259 | 3300% | 1642.5971 | 97.37% | 2.323% | 0.3027% | 59.1 | 0 | 0 | 59.1 | 0 | 56.3774 | 3.6831 | 15.3069 | 56.3774 | 3.6831 | 15.3069 | 59.3897 | 3.8799 | 15.3069 | 3.598% | 0.029023 | 0.027951 | 56595.6114 | 8878.7373 | 1490.4163 | 46226.4579 | 56652.6267 | 0 | 0 | 56652.6267 | 0.001949%
2026 | 233 | CB 233 | Tier-2 | Tier-2---4 | 4--5 | 613 | 5500% | 4127.6955 | 98.74% | 0.928% | 0.3343% | 106.0451 | 0 | 0 | 106.0451 | 0 | 101.1598 | 6.1386 | 16.4794 | 101.1598 | 6.1386 | 16.4794 | 106.5649 | 6.4665 | 16.4794 | 2.569% | 0.075451 | 0.073488 | 54706.8242 | 9492.9943 | 1134.8954 | 44078.9345 | 54725.2733 | 0 | 0 | 54725.2733 | 0.003497%
2026 | 234 | CB 234 | Tier-2 | Tier-2---4 | 4--5 | 352 | 5800% | 3294.853 | 98.88% | 0.9043% | 0.2189% | 155.6732 | 0 | 0 | 155.6732 | 0 | 148.5017 | 6.4734 | 22.9404 | 148.5017 | 6.4734 | 22.9404 | 156.4364 | 6.8193 | 22.9404 | 4.725% | 0.044658 | 0.042524 | 73779.6805 | 13525.886 | 881.4848 | 59372.3097 | 73821.2641 | 0 | 0 | 73821.2641 | 0.005134%
2026 | 236 | CB 236 | Tier-2 | Tier-2---1 | 5--5 | 337 | 1200% | 12711.1878 | 97.62% | 2.333% | 0.04724% | 128.1363 | 0 | 0 | 128.1363 | 0 | 122.2333 | 1.3393 | 91.2652 | 122.2333 | 1.3393 | 91.2652 | 128.7644 | 1.4109 | 91.2652 | 1.008% | 0.1419 | 0.14043 | 89580.6366 | 15500.694 | 2015.4718 | 72064.4708 | 89602.8868 | 0 | 0 | 89602.8868 | 0.004225%
2026 | 237 | CB 237 | Tier-2 | Tier-2---8 | 5--5 | 41 | 400% | 2111.5746 | 99.54% | 0.4259% | 0.03207% | 59.4685 | 0 | 0 | 59.4685 | 0 | 56.7289 | 0.44644 | 127.0695 | 56.7289 | 0.44644 | 127.0695 | 59.76 | 0.47029 | 127.0695 | 2.816% | 0.10923 | 0.10614 | 19331.9134 | 3573.3415 | 106.8159 | 15651.756 | 19334.4912 | 0 | 0 | 19334.4912 | 0.001961%
2026 | 240 | CB 240 | Tier-2 | Tier-2---9 | 4--5 | 238 | 2400% | 1263.0316 | 97.68% | 1.949% | 0.3739% | 36.0777 | 0 | 0 | 36.0777 | 0 | 34.4157 | 2.6786 | 12.8482 | 34.4157 | 2.6786 | 12.8482 | 36.2545 | 2.8218 | 12.8482 | 2.856% | 0.048511 | 0.047092 | 26036.1977 | 5428.7987 | 694.0612 | 19913.3378 | 26054.4178 | 0 | 0 | 26054.4178 | 0.00119%
2026 | 242 | CB 242 | Tier-2 | Tier-2---11 | 5--3 | 87 | 1100% | 406.8184 | 64.36% | 35.02% | 0.6193% | 9.6008 | 0 | 0 | 9.6008 | 0 | 9.1586 | 1.2277 | 7.4599 | 9.1586 | 1.2277 | 7.4599 | 9.6479 | 1.2933 | 7.4599 | 2.36% | 0.1014 | 0.097687 | 4011.826 | 391.3486 | 1462.3995 | 2158.0779 | 4066.2431 | 0 | 0 | 4066.2431 | 0.0003166%
2026 | 244 | CB 244 | Tier-2 | Tier-2---14 | 4--4 | 197 | 400% | 295.5508 | 37.5% | 61.39% | 1.106% | 0.65267 | 0 | 0 | 0.65267 | 0 | 0.62261 | 0.44644 | 1.3946 | 0.62261 | 0.44644 | 1.3946 | 0.65587 | 0.47029 | 1.3946 | 0.2208% | 0.040668 | 0.040429 | 7267.3331 | 364.4749 | 4618.5636 | 2284.2946 | 7294.2352 | 0 | 0 | 7294.2352 | 2.152e-05%
2026 | 246 | CB 246 | Tier-2 | Tier-2---7 | 4--5 | 303 | 2900% | 1438.4419 | 90% | 9.47% | 0.5268% | 35.9338 | 0 | 0 | 35.9338 | 0 | 34.2784 | 3.2367 | 10.5906 | 34.2784 | 3.2367 | 10.5906 | 36.11 | 3.4096 | 10.5906 | 2.498% | 0.066431 | 0.064588 | 21653.0415 | 4674.1804 | 2209.0046 | 14769.8565 | 21714.8373 | 0 | 0 | 21714.8373 | 0.001185%
2026 | 247 | CB 247 | Tier-2 | Tier-2---12 | 4--4 | 90 | 300% | 379.7423 | 70.28% | 29.01% | 0.71% | 2.5799 | 0 | 0 | 2.5799 | 0 | 2.461 | 0.33483 | 7.35 | 2.461 | 0.33483 | 7.35 | 2.5925 | 0.35272 | 7.35 | 0.6794% | 0.038566 | 0.038193 | 9846.5066 | 1443.1584 | 2899.0809 | 5504.2673 | 9875.0715 | 0 | 0 | 9875.0715 | 8.507e-05%
2026 | 249 | CB 249 | Tier-3 | Tier-3---16 | 4--4 | 101 | 300% | 826.9208 | 97.04% | 2.672% | 0.2884% | 6.9121 | 0 | 0 | 6.9121 | 0 | 6.5937 | 0.33483 | 19.6926 | 6.5937 | 0.33483 | 19.6926 | 6.946 | 0.35272 | 19.6926 | 0.8359% | 0.05906 | 0.058551 | 14001.3211 | 2124.344 | 445.6547 | 11431.3225 | 14004.9228 | 0 | 0 | 14004.9228 | 0.0002279%
2026 | 275 | CB 275 | Tier-1 | Non-HFTD---2 | 3--4 | 66 | 1900% | 206.6235 | 45.85% | 53.34% | 0.8107% | 7.9091 | 0 | 0 | 7.9091 | 0 | 7.5447 | 2.1206 | 3.5578 | 7.5447 | 2.1206 | 3.5578 | 7.9478 | 2.2339 | 3.5578 | 3.828% | 0.025053 | 0.022962 | 8247.3894 | 358.5021 | 5488.4618 | 2400.4254 | 8654.1919 | 0 | 0 | 8654.1919 | 0.0002608%
2026 | 276 | CB 276 | Tier-1 | Non-HFTD---10 | 3--2 | 28 | 100% | 26.0793 | 53.94% | 42.4% | 3.659% | 0.14571 | 0 | 0 | 0.14571 | 0 | 0.13899 | 0.11161 | 1.2453 | 0.13899 | 0.11161 | 1.2453 | 0.14642 | 0.11757 | 1.2453 | 0.5587% | 0.01954 | 0.019338 | 1334.6469 | 19.5495 | 1128.3922 | 186.7052 | 1341.08 | 0 | 0 | 1341.08 | 4.805e-06%
2026 | 277 | CB 277 | Tier-1 | Non-HFTD---11 | 1--4 | 11 | 100% | 9.2421 | 96.22% | 0% | 3.783% | 0.23444 | 0 | 0 | 0.23444 | 0 | 0.22364 | 0.11161 | 2.0037 | 0.22364 | 0.11161 | 2.0037 | 0.23559 | 0.11757 | 2.0037 | 2.537% | 0.0016702 | 0.0016262 | 5533.5154 | 30.682 | 5156.0762 | 346.7572 | 5539.1841 | 0 | 0 | 5539.1841 | 7.731e-06%
2026 | 305 | CB 305 | Tier-1 | Non-HFTD---1 | 4--5 | 170 | 3000% | 2786.7739 | 97.11% | 2.732% | 0.1605% | 138.4915 | 0 | 0 | 138.4915 | 0 | 132.1115 | 3.3483 | 39.4563 | 132.1115 | 3.3483 | 39.4563 | 139.1704 | 3.5272 | 39.4563 | 4.97% | 0.073949 | 0.070164 | 37685.1802 | 5958.9331 | 946.9636 | 30779.2836 | 37743.9818 | 0 | 0 | 37743.9818 | 0.004567%
2026 | 306 | CB 306 | Tier-1 | Non-HFTD---1 | 4--4 | 46 | 1900% | 737.4997 | 97.09% | 2.802% | 0.1119% | 85.7654 | 0 | 0 | 85.7654 | 0 | 81.8144 | 2.1206 | 38.5809 | 81.8144 | 2.1206 | 38.5809 | 86.1858 | 2.2339 | 38.5809 | 11.63% | 0.057753 | 0.050835 | 12769.9388 | 2020.535 | 320.1958 | 10429.208 | 12820.5782 | 0 | 0 | 12820.5782 | 0.002828%
2026 | 307 | CB 307 | Tier-1 | Non-HFTD---1 | 4--4 | 30 | 800% | 601.8674 | 89.73% | 10.15% | 0.1197% | 41.766 | 0 | 0 | 41.766 | 0 | 39.8419 | 0.89288 | 44.6218 | 39.8419 | 0.89288 | 44.6218 | 41.9707 | 0.94059 | 44.6218 | 6.939% | 0.056404 | 0.052042 | 10670.688 | 1554.5631 | 980.4133 | 8135.7116 | 10762.507 | 0 | 0 | 10762.507 | 0.001377%
2026 | 330 | CB 330 | Tier-2 | Tier-2---16 | 4--3 | 156 | 2100% | 124.2501 | 33.35% | 64.03% | 2.615% | 1.6178 | 0 | 0 | 1.6178 | 0 | 1.5433 | 2.3438 | 0.65846 | 1.5433 | 2.3438 | 0.65846 | 1.6258 | 2.469 | 0.65846 | 1.302% | 0.029702 | 0.028542 | 4183.2246 | 10.9263 | 3758.006 | 414.2923 | 4296.4834 | 0 | 0 | 4296.4834 | 5.335e-05%
2026 | 331 | CB 331 | Tier-2 | Tier-2---14 | 2--5 | 48 | 400% | 261.2105 | 99.38% | 0% | 0.6196% | 6.2735 | 0 | 0 | 6.2735 | 0 | 5.9845 | 0.44644 | 13.4049 | 5.9845 | 0.44644 | 13.4049 | 6.3042 | 0.47029 | 13.4049 | 2.402% | 0.010352 | 0.010102 | 25232.8512 | 3536.4388 | 3219.2744 | 18477.138 | 25236.7229 | 0 | 0 | 25236.7229 | 0.0002069%
2026 | 355 | CB 355 | Tier-2 | Tier-2---3 | 5--5 | 302 | 2800% | 11288.3525 | 98.84% | 1.109% | 0.05403% | 299.984 | 0 | 0 | 299.984 | 0 | 286.1643 | 3.1251 | 91.5702 | 286.1643 | 3.1251 | 91.5702 | 301.4545 | 3.2921 | 91.5702 | 2.657% | 0.1048 | 0.10199 | 107709.793 | 22403.5173 | 1198.9113 | 84107.3644 | 107744.4124 | 0 | 0 | 107744.4124 | 0.009892%
2026 | 357 | CB 357 | Tier-3 | Tier-3---10 | 5--5 | 162 | 1100% | 6110.8546 | 96.01% | 3.933% | 0.05986% | 115.5262 | 0 | 0 | 115.5262 | 0 | 110.2042 | 1.2277 | 89.764 | 110.2042 | 1.2277 | 89.764 | 116.0925 | 1.2933 | 89.764 | 1.891% | 0.12773 | 0.12522 | 47841.0693 | 7695.9209 | 1866.6974 | 38278.451 | 47879.4411 | 0 | 0 | 47879.4411 | 0.00381%
2026 | 358 | CB 358 | Tier-3 | Tier-3---15 | 5--4 | 21 | 300% | 861.4334 | 18.88% | 81.11% | 0.0161% | 6.737 | 0 | 0 | 6.737 | 0 | 6.4267 | 0.33483 | 19.1938 | 6.4267 | 0.33483 | 19.1938 | 6.77 | 0.35272 | 19.1938 | 0.7821% | 0.1387 | 0.13296 | 6210.6059 | 197.9224 | 4526.0062 | 1486.6772 | 6428.352 | 0 | 0 | 6428.352 | 0.0002222%
2026 | 385 | CB 385 | Tier-1 | Non-HFTD---7 | 2--3 | 143 | 100% | 37.1529 | 92.67% | 0% | 7.33% | 0.069823 | 0 | 0 | 0.069823 | 0 | 0.066606 | 0.11161 | 0.59677 | 0.066606 | 0.11161 | 0.59677 | 0.070165 | 0.11757 | 0.59677 | 0.1879% | 0.011539 | 0.011516 | 3219.7101 | 608.925 | 454.3214 | 2156.4637 | 3220.1896 | 0 | 0 | 3220.1896 | 2.302e-06%
2026 | 444 | CB 444 | Tier-2 | Tier-2---16 | 4--2 | 17 | 100% | 117.4434 | 97.68% | 1.947% | 0.3705% | 1.957 | 0 | 0 | 1.957 | 0 | 1.8669 | 0.11161 | 16.7266 | 1.8669 | 0.11161 | 16.7266 | 1.9666 | 0.11757 | 16.7266 | 1.666% | 0.081621 | 0.080228 | 1438.8937 | 193.307 | 35.5972 | 1209.9894 | 1439.4725 | 0 | 0 | 1439.4725 | 6.453e-05%
2026 | 461 | CB 461 | Tier-2 | Tier-2---15 | 2--4 | 36 | 100% | 101.8709 | 98.65% | 0% | 1.347% | 0.80957 | 0 | 0 | 0.80957 | 0 | 0.77228 | 0.11161 | 6.9194 | 0.77228 | 0.11161 | 6.9194 | 0.81354 | 0.11757 | 6.9194 | 0.7947% | 0.0097562 | 0.0096776 | 10441.6529 | 2274.299 | 1515.1673 | 6652.1866 | 10442.7951 | 0 | 0 | 10442.7951 | 2.67e-05%
2026 | 470 | CB 470 | Tier-2 | Tier-2---6 | 5--5 | 381 | 1900% | 6922.0493 | 95.49% | 4.388% | 0.1268% | 95.587 | 0 | 0 | 95.587 | 0 | 91.1835 | 2.1206 | 42.9991 | 91.1835 | 2.1206 | 42.9991 | 96.0555 | 2.2339 | 42.9991 | 1.381% | 0.114 | 0.11235 | 60721.6484 | 13514.2063 | 2573.4965 | 44633.9456 | 60761.8745 | 0 | 0 | 60761.8745 | 0.003152%
2026 | 474 | CB 474 | Tier-1 | Non-HFTD---1 | 3--5 | 170 | 3700% | 794.8798 | 99.6% | 0% | 0.3957% | 49.9724 | 0 | 0 | 49.9724 | 0 | 47.6703 | 4.1296 | 11.5436 | 47.6703 | 4.1296 | 11.5436 | 50.2174 | 4.3502 | 11.5436 | 6.287% | 0.016088 | 0.015072 | 49409.4676 | 7937.2559 | 481.7871 | 40990.4246 | 49422.6397 | 0 | 0 | 49422.6397 | 0.001648%
2026 | 492 | CB 492 | Tier-1 | Non-HFTD---4 | 3--4 | 98 | 2900% | 147.6974 | 50.2% | 48.6% | 1.193% | 6.3633 | 0 | 0 | 6.3633 | 0 | 6.0701 | 3.2367 | 1.8754 | 6.0701 | 3.2367 | 1.8754 | 6.3945 | 3.4096 | 1.8754 | 4.308% | 0.022696 | 0.020748 | 6507.5812 | 522.8448 | 3980.5377 | 2004.1987 | 6811.7758 | 0 | 0 | 6811.7758 | 0.0002098%
2026 | 499 | CB 499 | Tier-2 | Tier-2---19 | 2--3 | 31 | 100% | 19.4193 | 94.64% | 0% | 5.361% | 0.17193 | 0 | 0 | 0.17193 | 0 | 0.16401 | 0.11161 | 1.4695 | 0.16401 | 0.11161 | 1.4695 | 0.17277 | 0.11757 | 1.4695 | 0.8853% | 0.00687 | 0.0068057 | 2826.6853 | 293.3494 | 758.4761 | 1774.8598 | 2828.1162 | 0 | 0 | 2828.1162 | 5.669e-06%
2026 | 511 | CB 511 | Tier-1 | Non-HFTD---4 | 3--4 | 40 | 300% | 163.9412 | 95.95% | 3.193% | 0.8556% | 3.4214 | 0 | 0 | 3.4214 | 0 | 3.2638 | 0.33483 | 9.7475 | 3.2638 | 0.33483 | 9.7475 | 3.4381 | 0.35272 | 9.7475 | 2.087% | 0.019336 | 0.018916 | 8478.4598 | 1002.8854 | 2208.1517 | 5267.4227 | 8486.0911 | 0 | 0 | 8486.0911 | 0.0001128%
2026 | 521 | CB 521 | Tier-2 | Tier-2---20 | 3--1 | 14 | 100% | 12.2832 | 16.79% | 81.3% | 1.905% | 0.042728 | 0 | 0 | 0.042728 | 0 | 0.040759 | 0.11161 | 0.3652 | 0.040759 | 0.11161 | 0.3652 | 0.042937 | 0.11757 | 0.3652 | 0.3479% | 0.025917 | 0.02538 | 473.952 | 7.4349 | 392.0671 | 74.45 | 482.2937 | 0 | 0 | 482.2937 | 1.409e-06%
2026 | 522 | CB 522 | Tier-2 | Tier-2---9 | 4--5 | 253 | 3000% | 1074.3257 | 89.49% | 10.08% | 0.4258% | 33.0622 | 0 | 0 | 33.0622 | 0 | 31.5391 | 3.3483 | 9.4194 | 31.5391 | 3.3483 | 9.4194 | 33.2243 | 3.5272 | 9.4194 | 3.077% | 0.049006 | 0.047321 | 21922.4202 | 3152.3384 | 2334.9737 | 16435.1082 | 22004.4356 | 0 | 0 | 22004.4356 | 0.00109%
2026 | 523 | CB 523 | Tier-2 | Tier-2---13 | 4--4 | 259 | 5500% | 305.5692 | 37.2% | 61.32% | 1.484% | 6.9998 | 0 | 0 | 6.9998 | 0 | 6.6773 | 6.1386 | 1.0878 | 6.6773 | 6.1386 | 1.0878 | 7.0341 | 6.4665 | 1.0878 | 2.291% | 0.044603 | 0.041856 | 6850.8655 | 637.5043 | 4014.608 | 2198.7533 | 7133.2149 | 0 | 0 | 7133.2149 | 0.0002308%
2026 | 576 | CB 576 | Tier-2 | Tier-2---12 | 4--4 | 19 | 100% | 417.7025 | 78.37% | 21.49% | 0.1463% | 4.9963 | 0 | 0 | 4.9963 | 0 | 4.7661 | 0.11161 | 42.703 | 4.7661 | 0.11161 | 42.703 | 5.0207 | 0.11757 | 42.703 | 1.196% | 0.047237 | 0.046516 | 8842.622 | 1103.3667 | 1857.3002 | 5881.9552 | 8872.2719 | 0 | 0 | 8872.2719 | 0.0001648%
2026 | 599 | CB 599 | Tier-2 | Tier-2---4 | 4--5 | 369 | 4600% | 4323.2442 | 99.81% | 0% | 0.1903% | 155.9955 | 0 | 0 | 155.9955 | 0 | 148.8091 | 5.1341 | 28.9847 | 148.8091 | 5.1341 | 28.9847 | 156.7601 | 5.4084 | 28.9847 | 3.608% | 0.043095 | 0.041537 | 100319.859 | 21711.3429 | 465.9724 | 78142.5437 | 100327.0199 | 0 | 0 | 100327.0199 | 0.005144%
2026 | 60 | CB 60 | Tier-1 | Non-HFTD---11 | 2--2 | 105 | 100% | 10.2312 | 82.34% | 0% | 17.66% | 0.023267 | 0 | 0 | 0.023267 | 0 | 0.022195 | 0.11161 | 0.19886 | 0.022195 | 0.11161 | 0.19886 | 0.023381 | 0.11757 | 0.19886 | 0.2274% | 0.0090716 | 0.0090465 | 1127.8283 | 37.9694 | 715.1314 | 374.7275 | 1128.38 | 0 | 0 | 1128.38 | 7.672e-07%
2026 | 65 | CB 65 | Tier-1 | Non-HFTD---2 | 3--4 | 188 | 9200% | 189.2656 | 62.06% | 35.57% | 2.376% | 16.6685 | 0 | 0 | 16.6685 | 0 | 15.9006 | 10.2681 | 1.5485 | 15.9006 | 10.2681 | 1.5485 | 16.7502 | 10.8168 | 1.5485 | 8.807% | 0.027671 | 0.023744 | 6839.7543 | 634.4467 | 2950.5287 | 3254.7788 | 7268.9529 | 0 | 0 | 7268.9529 | 0.0005497%
2026 | 66 | CB 66 | Tier-1 | Non-HFTD---1 | 4--5 | 235 | 100% | 917.8674 | 93.46% | 5.958% | 0.5799% | 1.0586 | 0 | 0 | 1.0586 | 0 | 1.0099 | 0.11161 | 9.0482 | 1.0099 | 0.11161 | 9.0482 | 1.0638 | 0.11757 | 9.0482 | 0.1153% | 0.036366 | 0.036321 | 25239.7123 | 4508.1978 | 1664.2037 | 19067.3107 | 25241.751 | 0 | 0 | 25241.751 | 3.491e-05%
2026 | 738 | CB 738 | Tier-1 | Non-HFTD---17 | 1--2 | 14 | 100% | 2.031 | 77.55% | 0% | 22.45% | 0.032626 | 0 | 0 | 0.032626 | 0 | 0.031123 | 0.11161 | 0.27885 | 0.031123 | 0.11161 | 0.27885 | 0.032786 | 0.11757 | 0.27885 | 1.606% | 0.0021108 | 0.0020671 | 962.2085 | 113.8791 | 22.5007 | 825.8287 | 966.7781 | 0 | 0 | 966.7781 | 1.076e-06%
2026 | 776 | CB 776 | Tier-2 | Tier-2---18 | 3--3 | 53 | 300% | 55.0677 | 92.66% | 4.028% | 3.312% | 0.83759 | 0 | 0 | 0.83759 | 0 | 0.79901 | 0.33483 | 2.3863 | 0.79901 | 0.33483 | 2.3863 | 0.8417 | 0.35272 | 2.3863 | 1.521% | 0.014982 | 0.014736 | 3675.6367 | 654.2376 | 129.2917 | 2892.1074 | 3680.1392 | 0 | 0 | 3680.1392 | 2.762e-05%
2026 | 788 | CB 788 | Tier-2 | Tier-2---2 | 5--5 | 708 | 1400% | 8569.0681 | 95.07% | 4.755% | 0.1724% | 46.7177 | 0 | 0 | 46.7177 | 0 | 44.5655 | 1.5625 | 28.5212 | 44.5655 | 1.5625 | 28.5212 | 46.9467 | 1.646 | 28.5212 | 0.5452% | 0.14181 | 0.141 | 60426.1463 | 13184.7767 | 2801.9092 | 44439.4605 | 60443.3191 | 0 | 0 | 60443.3191 | 0.001541%
2026 | 907 | CB 907 | Tier-3 | Tier-3---13 | 3--5 | 51 | 100% | 2742.2838 | 99.83% | 0.1274% | 0.03844% | 15.5675 | 0 | 0 | 15.5675 | 0 | 14.8504 | 0.11161 | 133.0557 | 14.8504 | 0.11161 | 133.0557 | 15.6438 | 0.11757 | 133.0557 | 0.5677% | 0.023668 | 0.023534 | 115862.6602 | 23455.2181 | 132.6973 | 92274.7448 | 115863.759 | 0 | 0 | 115863.759 | 0.0005134%
2026 | 91 | CB 91 | Tier-2 | Tier-2---12 | 3--5 | 68 | 100% | 337.7351 | 93.43% | 6.078% | 0.496% | 1.3456 | 0 | 0 | 1.3456 | 0 | 1.2837 | 0.11161 | 11.5013 | 1.2837 | 0.11161 | 11.5013 | 1.3522 | 0.11757 | 11.5013 | 0.3984% | 0.015476 | 0.01541 | 21823.4311 | 3984.4333 | 1811.7057 | 16027.292 | 21829.5761 | 0 | 0 | 21829.5761 | 4.437e-05%
2026 | 928 | CB 928 | Tier-2 | Tier-2---7 | 4--5 | 62 | 600% | 1655.0106 | 79.76% | 20.12% | 0.1245% | 37.0449 | 0 | 0 | 37.0449 | 0 | 35.3383 | 0.66966 | 52.7705 | 35.3383 | 0.66966 | 52.7705 | 37.2265 | 0.70544 | 52.7705 | 2.238% | 0.057199 | 0.055593 | 28934.4603 | 4597.4585 | 5524.6499 | 18812.3519 | 29103.5847 | 0 | 0 | 29103.5847 | 0.001222%
2026 | 971 | CB 971 | Tier-2 | Tier-2---3 | 5--5 | 167 | 1000% | 11456.6981 | 99.51% | 0.4569% | 0.03477% | 197.9705 | 0 | 0 | 197.9705 | 0 | 188.8504 | 1.1161 | 169.2056 | 188.8504 | 1.1161 | 169.2056 | 198.941 | 1.1757 | 169.2056 | 1.728% | 0.12528 | 0.1231 | 91451.3672 | 15599.0846 | 567.0446 | 75285.238 | 91459.313 | 0 | 0 | 91459.313 | 0.006528%
2026 | BK1 | CB BK1 | Tier-1 | Non-HFTD---8 | 3--3 | 136 | 1000% | 44.2018 | 7.123% | 86.74% | 6.139% | 0.067133 | 0 | 0 | 0.067133 | 0 | 0.06404 | 1.1161 | 0.057378 | 0.06404 | 1.1161 | 0.057378 | 0.067462 | 1.1757 | 0.057378 | 0.1519% | 0.021968 | 0.021499 | 2012.1178 | 13.6327 | 1683.8934 | 314.5917 | 2052.8356 | 0 | 0 | 2052.8356 | 2.214e-06%
2026 | BK2 | CB BK2 | Tier-1 | Non-HFTD---9 | 3--3 | 74 | 100% | 25.856 | 1.714% | 93.1% | 5.186% | 0.0017371 | 0 | 0 | 0.0017371 | 0 | 0.0016571 | 0.11161 | 0.014847 | 0.0016571 | 0.11161 | 0.014847 | 0.0017457 | 0.11757 | 0.014847 | 0.006719% | 0.015094 | 0.015035 | 1712.9776 | 1.9461 | 1498.4147 | 212.6168 | 1719.6015 | 0 | 0 | 1719.6015 | 5.728e-08%
2026 | BK4 | CB BK4 | Tier-1 | Non-HFTD---8 | 3--2 | 102 | 800% | 27.9552 | 2.318% | 91.59% | 6.093% | 0.014741 | 0 | 0 | 0.014741 | 0 | 0.014062 | 0.89288 | 0.015749 | 0.014062 | 0.89288 | 0.015749 | 0.014813 | 0.94059 | 0.015749 | 0.05273% | 0.017152 | 0.016762 | 1629.8314 | 2.4593 | 1406.2531 | 221.119 | 1666.8854 | 0 | 0 | 1666.8854 | 4.861e-07%
2026 | FB1 | CB FB1 | Tier-2 | Tier-2---11 | 4--4 | 371 | 6000% | 346.5871 | 36.93% | 61.45% | 1.621% | 6.0028 | 0 | 0 | 6.0028 | 0 | 5.7262 | 6.6966 | 0.85509 | 5.7262 | 6.6966 | 0.85509 | 6.0322 | 7.0544 | 0.85509 | 1.732% | 0.04664 | 0.044453 | 7431.1135 | 852.2072 | 4097.3369 | 2481.5694 | 7661.7475 | 0 | 0 | 7661.7475 | 0.0001979%
2026 | FB2 | CB FB2 | Tier-2 | Tier-2---9 | 4--5 | 173 | 3200% | 1029.5845 | 94.33% | 5.316% | 0.3556% | 52.0963 | 0 | 0 | 52.0963 | 0 | 49.6963 | 3.5715 | 13.9146 | 49.6963 | 3.5715 | 13.9146 | 52.3517 | 3.7624 | 13.9146 | 5.06% | 0.045688 | 0.043237 | 22535.0189 | 4971.8159 | 1116.7336 | 16446.4695 | 22607.4625 | 0 | 0 | 22607.4625 | 0.001718%
2026 | JU1 | CB JU1 | Tier-3 | Tier-3---15 | 5--4 | 80 | 1000% | 1531.7487 | 97.85% | 2.019% | 0.1357% | 54.3294 | 0 | 0 | 54.3294 | 0 | 51.8266 | 1.1161 | 46.4354 | 51.8266 | 1.1161 | 46.4354 | 54.5957 | 1.1757 | 46.4354 | 3.547% | 0.1808 | 0.17425 | 8471.8458 | 1257.0107 | 156.1661 | 7058.669 | 8478.7123 | 0 | 0 | 8478.7123 | 0.001792%
2026 | MA1 | CB MA1 | Tier-1 | Non-HFTD---3 | 4--3 | 475 | 400% | 187.6887 | 3.137% | 92.99% | 3.876% | 0.01438 | 0 | 0 | 0.01438 | 0 | 0.013718 | 0.44644 | 0.030727 | 0.013718 | 0.44644 | 0.030727 | 0.014451 | 0.47029 | 0.030727 | 0.007662% | 0.044813 | 0.044704 | 4188.2268 | 5.9858 | 3692.2486 | 489.9924 | 4198.1582 | 0 | 0 | 4198.1582 | 4.742e-07%
2026 | MOR1 | CB MOR1 | Tier-2 | Tier-2---4 | 5--5 | 116 | 300% | 5119.7141 | 98.56% | 1.393% | 0.05121% | 37.8434 | 0 | 0 | 37.8434 | 0 | 36.1 | 0.33483 | 107.816 | 36.1 | 0.33483 | 107.816 | 38.0289 | 0.35272 | 107.816 | 0.7392% | 0.12647 | 0.12552 | 40481.7763 | 7026.0973 | 519.7061 | 32935.973 | 40486.1935 | 0 | 0 | 40486.1935 | 0.001248%
2026 | NVS1 | CB NVS1 | Tier-2 | Tier-2---12 | 4--5 | 403 | 300% | 638.0788 | 99.02% | 0% | 0.9838% | 1.3639 | 0 | 0 | 1.3639 | 0 | 1.3011 | 0.33483 | 3.8859 | 1.3011 | 0.33483 | 3.8859 | 1.3706 | 0.35272 | 3.8859 | 0.2138% | 0.029239 | 0.029176 | 21822.7187 | 3513.3113 | 81.7568 | 18227.6506 | 21823.1832 | 0 | 0 | 21823.1832 | 4.498e-05%
2026 | OK1 | CB OK1 | Tier-3 | Tier-3---7 | 5--5 | 190 | 3500% | 6915.6819 | 99% | 0.9206% | 0.07911% | 365.7498 | 0 | 0 | 365.7498 | 0 | 348.9005 | 3.9064 | 89.3162 | 348.9005 | 3.9064 | 89.3162 | 367.5427 | 4.1151 | 89.3162 | 5.289% | 0.20255 | 0.19173 | 34143.1528 | 5850.2009 | 285.3534 | 28007.5985 | 34162.4153 | 0 | 0 | 34162.4153 | 0.01206%
2026 | PE1 | CB PE1 | Tier-3 | Tier-3---13 | 5--4 | 247 | 400% | 3027.5479 | 94.73% | 5.109% | 0.164% | 13.4687 | 0 | 0 | 13.4687 | 0 | 12.8482 | 0.44644 | 28.7792 | 12.8482 | 0.44644 | 28.7792 | 13.5347 | 0.47029 | 28.7792 | 0.4449% | 0.24168 | 0.24055 | 12527.0623 | 1785.3868 | 582.212 | 10159.4635 | 12530.1792 | 0 | 0 | 12530.1792 | 0.0004441%
2026 | RA1 | CB RA1 | Tier-2 | Tier-2---2 | 5--5 | 353 | 2100% | 10517.0624 | 98.31% | 1.619% | 0.07383% | 178.3693 | 0 | 0 | 178.3693 | 0 | 170.1522 | 2.3438 | 72.5964 | 170.1522 | 2.3438 | 72.5964 | 179.2437 | 2.469 | 72.5964 | 1.696% | 0.14726 | 0.14472 | 71417.5478 | 11306.2901 | 1058.7648 | 59052.4929 | 71438.7772 | 0 | 0 | 71438.7772 | 0.005882%
2026 | RA2 | CB RA2 | Tier-2 | Tier-2---4 | 5--5 | 118 | 1200% | 5229.9021 | 98.11% | 1.831% | 0.05575% | 151.3273 | 0 | 0 | 151.3273 | 0 | 144.3559 | 1.3393 | 107.7829 | 144.3559 | 1.3393 | 107.7829 | 152.0691 | 1.4109 | 107.7829 | 2.894% | 0.12706 | 0.12331 | 41161.4683 | 9548.3144 | 685.7088 | 30927.4452 | 41185.0715 | 0 | 0 | 41185.0715 | 0.00499%
2026 | RA3 | CB RA3 | Tier-2 | Tier-2---10 | 5--4 | 241 | 3500% | 916.1972 | 69.5% | 30.07% | 0.4286% | 26.8169 | 0 | 0 | 26.8169 | 0 | 25.5815 | 3.9064 | 6.5487 | 25.5815 | 3.9064 | 6.5487 | 26.9484 | 4.1151 | 6.5487 | 2.927% | 0.12911 | 0.12367 | 7096.3625 | 800.779 | 1887.9363 | 4407.6471 | 7191.5332 | 0 | 0 | 7191.5332 | 0.0008843%
2026 | RC1 | CB RC1 | Tier-2 | Tier-2---4 | 4--5 | 94 | 1200% | 3739.8748 | 99.14% | 0.8077% | 0.05477% | 137.2608 | 0 | 0 | 137.2608 | 0 | 130.9375 | 1.3393 | 97.7641 | 130.9375 | 1.3393 | 97.7641 | 137.9337 | 1.4109 | 97.7641 | 3.67% | 0.084253 | 0.081134 | 44388.4144 | 8961.6827 | 332.4323 | 35094.2993 | 44403.1319 | 0 | 0 | 44403.1319 | 0.004526%
2026 | SL1 | CB SL1 | Tier-3 | Tier-3---11 | 5--5 | 225 | 2900% | 3361.5705 | 93.71% | 6.129% | 0.1568% | 117.7501 | 0 | 0 | 117.7501 | 0 | 112.3256 | 3.2367 | 34.7038 | 112.3256 | 3.2367 | 34.7038 | 118.3273 | 3.4096 | 34.7038 | 3.503% | 0.19527 | 0.18797 | 17214.6695 | 3012.3475 | 977.9751 | 13224.3469 | 17256.6855 | 0 | 0 | 17256.6855 | 0.003883%
2026 | SSC1 | CB SSC1 | Tier-2 | Tier-2---18 | 4--3 | 220 | 2400% | 94.186 | 2.003% | 94.63% | 3.363% | 0.059686 | 0 | 0 | 0.059686 | 0 | 0.056936 | 2.6786 | 0.021256 | 0.056936 | 2.6786 | 0.021256 | 0.059978 | 2.8218 | 0.021256 | 0.06337% | 0.031528 | 0.03053 | 2987.3954 | 7.3065 | 2624.9969 | 355.0921 | 3083.0384 | 0 | 0 | 3083.0384 | 1.968e-06%
2026 | CTL1 | CTL1-3R | Tier-3 | Tier-3---14 | 5--4 | 314 | 1800% | 2064.0334 | 78.9% | 20.86% | 0.2358% | 27.0729 | 0 | 0 | 27.0729 | 0 | 25.8257 | 2.009 | 12.8551 | 25.8257 | 2.009 | 12.8551 | 27.2056 | 2.1163 | 12.8551 | 1.312% | 0.42513 | 0.41806 | 4855.055 | 599.2986 | 919.5646 | 3336.1917 | 4872.3729 | 0 | 0 | 4872.3729 | 0.0008928%
2026 | DV1 | DV1-3R | Tier-3 | Tier-3---11 | 5--5 | 235 | 3000% | 3719.4004 | 95.17% | 4.691% | 0.1427% | 131.0411 | 0 | 0 | 131.0411 | 0 | 125.0043 | 3.3483 | 37.3337 | 125.0043 | 3.3483 | 37.3337 | 131.6835 | 3.5272 | 37.3337 | 3.523% | 0.19421 | 0.18702 | 19151.2388 | 2981.992 | 820.0711 | 15349.1757 | 19186.8272 | 0 | 0 | 19186.8272 | 0.004321%
2026 | RA1 | RA1-402R | Tier-3 | Tier-3---4 | 5--5 | 122 | 300% | 9339.3378 | 99.33% | 0.6459% | 0.02826% | 66.1512 | 0 | 0 | 66.1512 | 0 | 63.1038 | 0.33483 | 188.465 | 63.1038 | 0.33483 | 188.465 | 66.4755 | 0.35272 | 188.465 | 0.7083% | 0.12948 | 0.12855 | 72130.9155 | 12817.7406 | 426.7116 | 58886.4633 | 72134.4079 | 0 | 0 | 72134.4079 | 0.002181%
2026 | RB1 | RB1-427R | Tier-3 | Tier-3---7 | 5--5 | 433 | 6500% | 6920.124 | 97.57% | 2.306% | 0.1195% | 293.9496 | 0 | 0 | 293.9496 | 0 | 280.408 | 7.2547 | 38.6522 | 280.408 | 7.2547 | 38.6522 | 295.3906 | 7.6423 | 38.6522 | 4.248% | 0.15381 | 0.14711 | 44992.7829 | 7465.1678 | 918.5464 | 36609.0687 | 45042.4568 | 0 | 0 | 45042.4568 | 0.009693%
2026 | RB1 | RB1-433R | Tier-3 | Tier-3---10 | 5--5 | 125 | 100% | 5946.5075 | 99.32% | 0.6164% | 0.06772% | 13.7015 | 0 | 0 | 13.7015 | 0 | 13.0703 | 0.11161 | 117.107 | 13.0703 | 0.11161 | 117.107 | 13.7687 | 0.11757 | 117.107 | 0.2304% | 0.15284 | 0.15249 | 38906.0871 | 6569.4535 | 216.2572 | 32120.3764 | 38906.706 | 0 | 0 | 38906.706 | 0.0004518%
2026 | TM1 | TM1-10R | Tier-3 | Tier-3---12 | 5--5 | 103 | 600% | 3782.8568 | 99.48% | 0.4537% | 0.066% | 63.5725 | 0 | 0 | 63.5725 | 0 | 60.6438 | 0.66966 | 90.5591 | 60.6438 | 0.66966 | 90.5591 | 63.8841 | 0.70544 | 90.5591 | 1.681% | 0.093421 | 0.091843 | 40492.6609 | 6371.8092 | 167.7468 | 33953.1049 | 40496.277 | 0 | 0 | 40496.277 | 0.002096%
2027 | 1001 | 1001-1130R | Tier-2 | Tier-2---5 | 5--5 | 104 | 100% | 2758.283 | 96.49% | 3.415% | 0.0991% | 7.4211 | 0 | 0 | 7.4211 | 0 | 6.7531 | 0.10647 | 63.4279 | 6.7531 | 0.10647 | 63.4279 | 7.494 | 0.11815 | 63.4279 | 0.269% | 0.10617 | 0.10587 | 25980.7036 | 4080.9848 | 853.5333 | 21046.1854 | 25983.2567 | 0 | 0 | 25983.2567 | 0.0002447%
2027 | 1001 | 1001-1820F | Tier-2 | Tier-2---5 | 5--5 | 146 | 1100% | 4222.2471 | 91.41% | 8.486% | 0.103% | 84.3293 | 0 | 0 | 84.3293 | 0 | 76.7385 | 1.1712 | 65.5239 | 76.7385 | 1.1712 | 65.5239 | 85.158 | 1.2996 | 65.5239 | 1.997% | 0.12846 | 0.12565 | 32868.2878 | 4904.2029 | 2558.3215 | 25405.7635 | 32931.3501 | 0 | 0 | 32931.3501 | 0.002781%
2027 | 1021 | 1021-1748F | Tier-3 | Tier-3---2 | 5--5 | 516 | 7600% | 35156.1224 | 99.02% | 0.9436% | 0.03662% | 1486.9103 | 0 | 0 | 1486.9103 | 0 | 1353.0681 | 8.0916 | 167.2189 | 1353.0681 | 8.0916 | 167.2189 | 1501.5236 | 8.9794 | 167.2189 | 4.229% | 0.16564 | 0.15856 | 212249.5403 | 39094.5522 | 1887.9434 | 171267.0447 | 212342.3718 | 0 | 0 | 212342.3718 | 0.04903%
2027 | 1021 | 1021-1760R | Tier-3 | Tier-3---6 | 5--5 | 85 | 1500% | 7055.7157 | 98.18% | 1.793% | 0.03106% | 354.499 | 0 | 0 | 354.499 | 0 | 322.5893 | 1.597 | 201.9938 | 322.5893 | 1.597 | 201.9938 | 357.983 | 1.7722 | 201.9938 | 5.024% | 0.10829 | 0.10275 | 65155.0235 | 11761.6096 | 1070.3945 | 52323.0195 | 65219.1368 | 0 | 0 | 65219.1368 | 0.01169%
2027 | 1021 | 1021-25R | Tier-3 | Tier-3---2 | 5--5 | 168 | 800% | 18825.6899 | 99.7% | 0.2782% | 0.02306% | 259.1907 | 0 | 0 | 259.1907 | 0 | 235.86 | 0.85175 | 276.9131 | 235.86 | 0.85175 | 276.9131 | 261.738 | 0.9452 | 276.9131 | 1.377% | 0.12361 | 0.1219 | 152300.0709 | 28596.6216 | 387.4212 | 123316.0281 | 152306.4953 | 0 | 0 | 152306.4953 | 0.008547%
2027 | 1021 | 1021-855 | Tier-3 | Tier-3---10 | 5--5 | 69 | 300% | 5034.3753 | 99.51% | 0.4541% | 0.0405% | 63.1629 | 0 | 0 | 63.1629 | 0 | 57.4774 | 0.31941 | 179.9514 | 57.4774 | 0.31941 | 179.9514 | 63.7837 | 0.35445 | 179.9514 | 1.255% | 0.10909 | 0.10771 | 46149.2476 | 7426.785 | 192.1999 | 38530.2627 | 46152.1626 | 0 | 0 | 46152.1626 | 0.002083%
2027 | 1022 | 1022-17F | Tier-3 | Tier-3---4 | 5--5 | 139 | 1700% | 9800.6792 | 99.62% | 0.3456% | 0.03348% | 346.2891 | 0 | 0 | 346.2891 | 0 | 315.1184 | 1.81 | 174.1021 | 315.1184 | 1.81 | 174.1021 | 349.6924 | 2.0085 | 174.1021 | 3.533% | 0.10945 | 0.10557 | 89544.6442 | 15809.5952 | 285.6325 | 73449.4165 | 89557.1262 | 0 | 0 | 89557.1262 | 0.01142%
2027 | 1022 | 1022-322R | Tier-3 | Tier-3---10 | 5--5 | 89 | 600% | 5072.1995 | 99.16% | 0.7912% | 0.04875% | 98.3314 | 0 | 0 | 98.3314 | 0 | 89.4802 | 0.63881 | 140.0732 | 89.4802 | 0.63881 | 140.0732 | 99.2978 | 0.7089 | 140.0732 | 1.939% | 0.10587 | 0.1038 | 47911.5964 | 8502.7198 | 346.5755 | 39062.3011 | 47919.6213 | 0 | 0 | 47919.6213 | 0.003243%
2027 | 1023 | 1023-46AE | Tier-2 | Tier-2---2 | 5--5 | 469 | 9200% | 9469.9149 | 95.98% | 3.884% | 0.1387% | 517.0463 | 0 | 0 | 517.0463 | 0 | 470.5051 | 9.7951 | 48.0348 | 470.5051 | 9.7951 | 48.0348 | 522.1278 | 10.8698 | 48.0348 | 5.46% | 0.13914 | 0.13122 | 68062.6824 | 10581.9513 | 2429.1867 | 55051.5444 | 68227.8149 | 0 | 0 | 68227.8149 | 0.01705%
2027 | 1023 | 1023-48R | Tier-2 | Tier-2---5 | 5--5 | 380 | 4400% | 3773.8473 | 97.39% | 2.337% | 0.2725% | 123.4145 | 0 | 0 | 123.4145 | 0 | 112.3055 | 4.6846 | 23.9733 | 112.3055 | 4.6846 | 23.9733 | 124.6274 | 5.1986 | 23.9733 | 3.27% | 0.12816 | 0.12386 | 29445.7307 | 4617.189 | 643.444 | 24185.0978 | 29472.4329 | 0 | 0 | 29472.4329 | 0.00407%
2027 | 1023 | 1023-89R | Tier-2 | Tier-2---11 | 4--4 | 119 | 2600% | 585.5086 | 87.68% | 11.85% | 0.4758% | 32.5273 | 0 | 0 | 32.5273 | 0 | 29.5994 | 2.7682 | 10.6927 | 29.5994 | 2.7682 | 10.6927 | 32.847 | 3.0719 | 10.6927 | 5.555% | 0.083403 | 0.078119 | 7020.201 | 994.3035 | 754.0146 | 5271.8829 | 7078.718 | 0 | 0 | 7078.718 | 0.001073%
2027 | 1030 | 1030-20R | Tier-3 | Tier-3---3 | 5--5 | 367 | 600% | 25318.462 | 99.14% | 0.8163% | 0.04139% | 119.0089 | 0 | 0 | 119.0089 | 0 | 108.2965 | 0.63881 | 169.5284 | 108.2965 | 0.63881 | 169.5284 | 120.1786 | 0.7089 | 169.5284 | 0.47% | 0.28668 | 0.28532 | 88316.4782 | 15740.2144 | 654.513 | 71921.7508 | 88320.0866 | 0 | 0 | 88320.0866 | 0.003924%
2027 | 1030 | 1030-42R | Tier-3 | Tier-3---3 | 5--5 | 472 | 800% | 28398.7895 | 98.49% | 1.466% | 0.03945% | 137.4858 | 0 | 0 | 137.4858 | 0 | 125.1102 | 0.85175 | 146.8866 | 125.1102 | 0.85175 | 146.8866 | 138.837 | 0.9452 | 146.8866 | 0.4841% | 0.28228 | 0.28089 | 100606.2475 | 17857.1529 | 1351.3594 | 81397.7352 | 100613.7289 | 0 | 0 | 100613.7289 | 0.004534%
2027 | 1030 | 1030-989R | Tier-3 | Tier-3---3 | 5--5 | 422 | 400% | 26696.2161 | 99.16% | 0.796% | 0.04527% | 72.7656 | 0 | 0 | 72.7656 | 0 | 66.2157 | 0.42587 | 155.482 | 66.2157 | 0.42587 | 155.482 | 73.4807 | 0.4726 | 155.482 | 0.2726% | 0.30703 | 0.30618 | 86951.1078 | 14407.8405 | 617.0271 | 71926.2402 | 86953.1242 | 0 | 0 | 86953.1242 | 0.0024%
2027 | 1039 | 1039-13 | Tier-2 | Tier-2---3 | 5--5 | 534 | 6800% | 15957.1711 | 97.45% | 2.471% | 0.0752% | 574.2761 | 0 | 0 | 574.2761 | 0 | 522.5835 | 7.2399 | 72.1815 | 522.5835 | 7.2399 | 72.1815 | 579.9201 | 8.0342 | 72.1815 | 3.599% | 0.1351 | 0.13011 | 118113.2514 | 24651.3232 | 2725.8666 | 90736.0616 | 118228.5653 | 0 | 0 | 118228.5653 | 0.01894%
2027 | 1073 | 1073-886F | Tier-2 | Tier-2---20 | 3--2 | 4 | 100% | 27.0781 | 12.75% | 86.83% | 0.4178% | 0.25034 | 0 | 0 | 0.25034 | 0 | 0.22781 | 0.10647 | 2.1397 | 0.22781 | 0.10647 | 2.1397 | 0.2528 | 0.11815 | 2.1397 | 0.9245% | 0.016776 | 0.01556 | 1614.0782 | 34.779 | 1276.2143 | 303.0849 | 1724.1573 | 0 | 0 | 1724.1573 | 8.255e-06%
2027 | 1090 | 1090-1734 | Tier-3 | Tier-3---16 | 2--5 | 44 | 1000% | 730.5479 | 99.24% | 0.5863% | 0.172% | 47.7846 | 0 | 0 | 47.7846 | 0 | 43.4834 | 1.0647 | 40.8416 | 43.4834 | 1.0647 | 40.8416 | 48.2543 | 1.1815 | 40.8416 | 6.541% | 0.01345 | 0.012563 | 54317.4438 | 9020.2507 | 362.2329 | 44934.9602 | 54346.5054 | 0 | 0 | 54346.5054 | 0.001576%
2027 | 1090 | 1090-636R | Tier-3 | Tier-3---15 | 5--3 | 122 | 300% | 919.3728 | 93.93% | 5.62% | 0.4487% | 6.1583 | 0 | 0 | 6.1583 | 0 | 5.604 | 0.31941 | 17.545 | 5.604 | 0.31941 | 17.545 | 6.2188 | 0.35445 | 17.545 | 0.6698% | 0.38465 | 0.3819 | 2390.1852 | 345.5626 | 112.657 | 1931.9657 | 2391.2271 | 0 | 0 | 2391.2271 | 0.0002031%
2027 | 1090 | 1090-639R | Tier-3 | Tier-3---18 | 5--2 | 80 | 100% | 509.5021 | 91.97% | 7.519% | 0.512% | 1.6986 | 0 | 0 | 1.6986 | 0 | 1.5457 | 0.10647 | 14.518 | 1.5457 | 0.10647 | 14.518 | 1.7153 | 0.11815 | 14.518 | 0.3334% | 0.37006 | 0.36871 | 1376.8236 | 183.1657 | 83.207 | 1110.4509 | 1377.2259 | 0 | 0 | 1377.2259 | 5.601e-05%
2027 | 1090 | 1090-70F | Tier-2 | Tier-2---15 | 2--5 | 29 | 400% | 140.8367 | 88.02% | 11.68% | 0.2956% | 4.9585 | 0 | 0 | 4.9585 | 0 | 4.5122 | 0.42587 | 10.5952 | 4.5122 | 0.42587 | 10.5952 | 5.0073 | 0.4726 | 10.5952 | 3.521% | 0.0083 | 0.007968 | 16968.2749 | 2406.7786 | 1862.2717 | 12699.2245 | 17052.9784 | 0 | 0 | 17052.9784 | 0.0001635%
2027 | 1090 | 1090-73F | Tier-3 | Tier-3---10 | 4--5 | 317 | 3500% | 5899.0454 | 99.62% | 0.2521% | 0.1275% | 188.1641 | 0 | 0 | 188.1641 | 0 | 171.2267 | 3.7264 | 45.9497 | 171.2267 | 3.7264 | 45.9497 | 190.0133 | 4.1352 | 45.9497 | 3.19% | 0.046754 | 0.045257 | 126173.0725 | 23873.2693 | 324.7773 | 101975.0259 | 126188.9167 | 0 | 0 | 126188.9167 | 0.006205%
2027 | 1090 | 1090-74F | Tier-3 | Tier-3---10 | 4--5 | 321 | 8400% | 4990.92 | 99.62% | 0.2191% | 0.1576% | 377.3234 | 0 | 0 | 377.3234 | 0 | 343.3592 | 8.9433 | 38.3927 | 343.3592 | 8.9433 | 38.3927 | 381.0317 | 9.9246 | 38.3927 | 7.56% | 0.045737 | 0.042266 | 109123.1086 | 21034.7206 | 297.6505 | 87790.7376 | 109156.8658 | 0 | 0 | 109156.8658 | 0.01244%
2027 | 1094 | 1094-35F | Tier-2 | Tier-2---7 | 3--5 | 167 | 2100% | 2514.2831 | 99.84% | 0% | 0.1648% | 91.5374 | 0 | 0 | 91.5374 | 0 | 83.2978 | 2.2358 | 37.2558 | 83.2978 | 2.2358 | 37.2558 | 92.437 | 2.4811 | 37.2558 | 3.641% | 0.020398 | 0.019654 | 123263.6714 | 20043.0193 | 98.2626 | 103122.3894 | 123271.3601 | 0 | 0 | 123271.3601 | 0.003019%
2027 | 1094 | 1094-7 | Tier-2 | Tier-2---17 | 2--4 | 65 | 1200% | 95.3301 | 98.77% | 0% | 1.235% | 5.0408 | 0 | 0 | 5.0408 | 0 | 4.5871 | 1.2776 | 3.5903 | 4.5871 | 1.2776 | 3.5903 | 5.0903 | 1.4178 | 3.5903 | 5.288% | 0.0065074 | 0.006159 | 14649.4839 | 2335.884 | 162.0699 | 12151.53 | 14659.7163 | 0 | 0 | 14659.7163 | 0.0001662%
2027 | 1138 | 1138-6R | Tier-2 | Tier-2---5 | 5--5 | 804 | 13000% | 4663.8779 | 91.12% | 8.567% | 0.3106% | 199.2773 | 0 | 0 | 199.2773 | 0 | 181.3396 | 13.8409 | 13.1017 | 181.3396 | 13.8409 | 13.1017 | 201.2358 | 15.3595 | 13.1017 | 4.273% | 0.17153 | 0.16348 | 27190.5644 | 4666.2669 | 2170.5181 | 20353.7794 | 27309.3202 | 0 | 0 | 27309.3202 | 0.006571%
2027 | 1162 | 1162-324R | Tier-2 | Tier-2---13 | 4--3 | 65 | 100% | 240.2897 | 88.19% | 10.99% | 0.8202% | 0.94542 | 0 | 0 | 0.94542 | 0 | 0.86032 | 0.10647 | 8.0806 | 0.86032 | 0.10647 | 8.0806 | 0.95472 | 0.11815 | 8.0806 | 0.3935% | 0.068658 | 0.068352 | 3499.8056 | 488.3895 | 324.3861 | 2687.0299 | 3501.6583 | 0 | 0 | 3501.6583 | 3.118e-05%
2027 | 1162 | 1162-329R | Tier-2 | Tier-2---13 | 4--3 | 49 | 100% | 206.5878 | 96.62% | 2.592% | 0.7875% | 1.1813 | 0 | 0 | 1.1813 | 0 | 1.075 | 0.10647 | 10.097 | 1.075 | 0.10647 | 10.097 | 1.193 | 0.11815 | 10.097 | 0.5718% | 0.070019 | 0.069605 | 2950.4371 | 449.0329 | 64.8259 | 2436.5783 | 2951.0307 | 0 | 0 | 2951.0307 | 3.896e-05%
2027 | 1162 | 1162-363 | Tier-2 | Tier-2---13 | 4--3 | 37 | 100% | 247.9994 | 97.75% | 1.792% | 0.4608% | 1.9 | 0 | 0 | 1.9 | 0 | 1.729 | 0.10647 | 16.2392 | 1.729 | 0.10647 | 16.2392 | 1.9187 | 0.11815 | 16.2392 | 0.7661% | 0.064829 | 0.064321 | 3825.4385 | 595.791 | 56.0143 | 3173.6332 | 3826.1194 | 0 | 0 | 3826.1194 | 6.265e-05%
2027 | 1166 | 1166-15R | Tier-3 | Tier-3---11 | 5--5 | 123 | 1200% | 3965.2217 | 98.26% | 1.658% | 0.07833% | 110.2393 | 0 | 0 | 110.2393 | 0 | 100.3163 | 1.2776 | 78.518 | 100.3163 | 1.2776 | 78.518 | 111.3227 | 1.4178 | 78.518 | 2.78% | 0.19397 | 0.18848 | 20442.8701 | 3274.5374 | 313.5505 | 16854.7822 | 20453.2027 | 0 | 0 | 20453.2027 | 0.003635%
2027 | 1166 | 1166-18R | Tier-3 | Tier-3---5 | 5--5 | 100 | 1500% | 10108.4901 | 99.77% | 0.1963% | 0.03345% | 438.7092 | 0 | 0 | 438.7092 | 0 | 399.2194 | 1.597 | 249.9768 | 399.2194 | 1.597 | 249.9768 | 443.0208 | 1.7722 | 249.9768 | 4.34% | 0.21365 | 0.20436 | 47313.4054 | 8461.5455 | 93.1732 | 38758.6866 | 47318.3483 | 0 | 0 | 47318.3483 | 0.01447%
2027 | 1166 | 1166-342R | Tier-3 | Tier-3---5 | 5--5 | 216 | 3700% | 10322.642 | 99.08% | 0.8619% | 0.05733% | 508.0729 | 0 | 0 | 508.0729 | 0 | 462.3394 | 3.9393 | 117.365 | 462.3394 | 3.9393 | 117.365 | 513.0662 | 4.3715 | 117.365 | 4.922% | 0.21878 | 0.20791 | 47183.5693 | 7440.5956 | 374.9584 | 39368.0153 | 47206.2421 | 0 | 0 | 47206.2421 | 0.01675%
2027 | 1173 | 1173-68 | Tier-1 | Non-HFTD---13 | 1--3 | 68 | 400% | 6.4999 | 85.9% | 0% | 14.1% | 0.095251 | 0 | 0 | 0.095251 | 0 | 0.086677 | 0.42587 | 0.20353 | 0.086677 | 0.42587 | 0.20353 | 0.096187 | 0.4726 | 0.20353 | 1.465% | 0.0037692 | 0.0037049 | 1724.4769 | 400.6816 | 34.3759 | 1289.4193 | 1728.6955 | 0 | 0 | 1728.6955 | 3.141e-06%
2027 | 1215 | 1215-12R | Tier-3 | Tier-3---9 | 5--4 | 149 | 300% | 6147.2839 | 97.88% | 2.045% | 0.07292% | 35.1332 | 0 | 0 | 35.1332 | 0 | 31.9707 | 0.31941 | 100.0946 | 31.9707 | 0.31941 | 100.0946 | 35.4785 | 0.35445 | 100.0946 | 0.5715% | 0.69907 | 0.69499 | 8793.5219 | 1246.9976 | 166.0142 | 7380.5102 | 8794.616 | 0 | 0 | 8794.616 | 0.001159%
2027 | 1215 | 1215-28R | Tier-3 | Tier-3---14 | 5--3 | 58 | 1100% | 2215.156 | 94.69% | 5.226% | 0.08401% | 115.3643 | 0 | 0 | 115.3643 | 0 | 104.98 | 1.1712 | 89.6382 | 104.98 | 1.1712 | 89.6382 | 116.4981 | 1.2996 | 89.6382 | 5.208% | 0.66756 | 0.63084 | 3318.2974 | 455.1438 | 152.4425 | 2710.7111 | 3328.5523 | 0 | 0 | 3328.5523 | 0.003804%
2027 | 1215 | 1215-32R | Tier-3 | Tier-3---7 | 5--4 | 234 | 800% | 8696.5042 | 96.48% | 3.447% | 0.07747% | 83.1827 | 0 | 0 | 83.1827 | 0 | 75.6951 | 0.85175 | 88.8704 | 75.6951 | 0.85175 | 88.8704 | 84.0002 | 0.9452 | 88.8704 | 0.9565% | 0.68132 | 0.67457 | 12764.1579 | 1785.0395 | 391.9912 | 10587.1273 | 12768.6632 | 0 | 0 | 12768.6632 | 0.002743%
2027 | 1233 | 1233-259R | Tier-3 | Tier-3---16 | 5--4 | 105 | 600% | 1558.5389 | 98.56% | 1.214% | 0.2225% | 25.4562 | 0 | 0 | 25.4562 | 0 | 23.1648 | 0.63881 | 36.2625 | 23.1648 | 0.63881 | 36.2625 | 25.7064 | 0.7089 | 36.2625 | 1.633% | 0.12749 | 0.12537 | 12225.1388 | 1994.1014 | 166.7691 | 10064.2683 | 12228.0977 | 0 | 0 | 12228.0977 | 0.0008395%
2027 | 1233 | 1233-585R | Tier-3 | Tier-3---12 | 5--5 | 166 | 1500% | 3561.9587 | 98.42% | 1.457% | 0.1235% | 91.865 | 0 | 0 | 91.865 | 0 | 83.5959 | 1.597 | 52.3447 | 83.5959 | 1.597 | 52.3447 | 92.7678 | 1.7722 | 52.3447 | 2.579% | 0.12988 | 0.12648 | 27424.4063 | 4490.301 | 369.0567 | 22565.0486 | 27436.0722 | 0 | 0 | 27436.0722 | 0.003029%
2027 | 1233 | 1233-587R | Tier-3 | Tier-3---13 | 5--5 | 187 | 2500% | 2983.7291 | 97.9% | 1.929% | 0.1696% | 113.2523 | 0 | 0 | 113.2523 | 0 | 103.058 | 2.6617 | 38.7187 | 103.058 | 2.6617 | 38.7187 | 114.3653 | 2.9537 | 38.7187 | 3.796% | 0.13489 | 0.12966 | 22120.1137 | 3552.0723 | 402.3722 | 18165.6692 | 22138.8326 | 0 | 0 | 22138.8326 | 0.003735%
2027 | 1233 | 1233-589R | Tier-3 | Tier-3---16 | 5--4 | 58 | 300% | 1386.4905 | 98.92% | 0.9396% | 0.1432% | 20.5722 | 0 | 0 | 20.5722 | 0 | 18.7204 | 0.31941 | 58.6101 | 18.7204 | 0.31941 | 58.6101 | 20.7743 | 0.35445 | 58.6101 | 1.484% | 0.11751 | 0.11575 | 11798.9753 | 1859.8108 | 96.407 | 9842.7575 | 11800.9209 | 0 | 0 | 11800.9209 | 0.0006784%
2027 | 1233 | 1233-591R | Tier-3 | Tier-3---12 | 5--5 | 167 | 400% | 4300.1838 | 98.66% | 1.226% | 0.1146% | 29.4692 | 0 | 0 | 29.4692 | 0 | 26.8165 | 0.42587 | 62.9683 | 26.8165 | 0.42587 | 62.9683 | 29.7588 | 0.4726 | 62.9683 | 0.6853% | 0.13142 | 0.1305 | 32721.9695 | 5569.8694 | 365.067 | 26787.0331 | 32725.0375 | 0 | 0 | 32725.0375 | 0.0009718%
2027 | 1242 | 1242-1084 | Tier-2 | Tier-2---12 | 2--5 | 34 | 100% | 456.1931 | 99.77% | 0% | 0.2285% | 3.8822 | 0 | 0 | 3.8822 | 0 | 3.5327 | 0.10647 | 33.1809 | 3.5327 | 0.10647 | 33.1809 | 3.9203 | 0.11815 | 33.1809 | 0.851% | 0.005996 | 0.0059449 | 76082.9136 | 21423.4088 | 20.55 | 54638.9547 | 76084.4092 | 0 | 0 | 76084.4092 | 0.000128%
2027 | 1243 | 1243-319R | Tier-2 | Tier-2---9 | 4--4 | 64 | 400% | 1178.043 | 99.35% | 0.5195% | 0.1323% | 21.2129 | 0 | 0 | 21.2129 | 0 | 19.3034 | 0.42587 | 45.3266 | 19.3034 | 0.42587 | 45.3266 | 21.4213 | 0.4726 | 45.3266 | 1.801% | 0.081051 | 0.079582 | 14534.5899 | 2255.6514 | 66.1042 | 12212.8342 | 14536.3386 | 0 | 0 | 14536.3386 | 0.0006995%
2027 | 1243 | 1243-45R | Tier-2 | Tier-2---7 | 4--5 | 72 | 400% | 1878.3826 | 99.05% | 0.8285% | 0.1244% | 29.9745 | 0 | 0 | 29.9745 | 0 | 27.2763 | 0.42587 | 64.048 | 27.2763 | 0.42587 | 64.048 | 30.269 | 0.4726 | 64.048 | 1.596% | 0.087615 | 0.086204 | 21438.9544 | 3365.8931 | 151.2586 | 17921.8028 | 21442.2997 | 0 | 0 | 21442.2997 | 0.0009884%
2027 | 1250 | 1250-27R | Tier-2 | Tier-2---6 | 5--5 | 152 | 100% | 6418.5082 | 93.04% | 6.917% | 0.04745% | 11.393 | 0 | 0 | 11.393 | 0 | 10.3675 | 0.10647 | 97.3762 | 10.3675 | 0.10647 | 97.3762 | 11.505 | 0.11815 | 97.3762 | 0.1775% | 0.097369 | 0.097184 | 65919.1509 | 13368.0206 | 4366.1577 | 48184.9726 | 65927.9263 | 0 | 0 | 65927.9263 | 0.0003757%
2027 | 1250 | 1250-671R | Tier-2 | Tier-2---6 | 4--5 | 48 | 300% | 6815.4278 | 94.54% | 5.441% | 0.023% | 116.7805 | 0 | 0 | 116.7805 | 0 | 106.2686 | 0.31941 | 332.7079 | 106.2686 | 0.31941 | 332.7079 | 117.9282 | 0.35445 | 332.7079 | 1.713% | 0.09205 | 0.090382 | 74040.4971 | 12900.0912 | 3770.1984 | 57370.2075 | 74115.1711 | 0 | 0 | 74115.1711 | 0.003851%
2027 | 1250 | 1250-677R | Tier-2 | Tier-2---3 | 5--5 | 267 | 1500% | 11748.9088 | 99.26% | 0.6837% | 0.05427% | 190.0023 | 0 | 0 | 190.0023 | 0 | 172.8995 | 1.597 | 108.2634 | 172.8995 | 1.597 | 108.2634 | 191.8696 | 1.7722 | 108.2634 | 1.617% | 0.11659 | 0.11469 | 100775.3023 | 17114.8267 | 643.0906 | 83017.3851 | 100787.619 | 0 | 0 | 100787.619 | 0.006266%
2027 | 1250 | 1250-8R | Tier-2 | Tier-2---4 | 4--5 | 146 | 1000% | 3684.9802 | 98.15% | 1.772% | 0.07391% | 71.8438 | 0 | 0 | 71.8438 | 0 | 65.3769 | 1.0647 | 61.405 | 65.3769 | 1.0647 | 61.405 | 72.5499 | 1.1815 | 61.405 | 1.95% | 0.092289 | 0.090455 | 39928.877 | 6438.64 | 665.159 | 32825.0781 | 39943.8125 | 0 | 0 | 39943.8125 | 0.002369%
2027 | 139 | 139-245AE | Tier-1 | Non-HFTD---14 | 2--2 | 165 | 1500% | 5.6722 | 51.84% | 0% | 48.16% | 0.077516 | 0 | 0 | 0.077516 | 0 | 0.070538 | 1.597 | 0.044168 | 0.070538 | 1.597 | 0.044168 | 0.078277 | 1.7722 | 0.044168 | 1.367% | 0.010451 | 0.010176 | 542.7299 | 27.8649 | 162.7078 | 352.1572 | 549.8079 | 0 | 0 | 549.8079 | 2.556e-06%
2027 | 140 | 140-481R | Tier-1 | Non-HFTD---6 | 3--3 | 247 | 2500% | 76.5519 | 22.22% | 72.37% | 5.415% | 0.49927 | 0 | 0 | 0.49927 | 0 | 0.45433 | 2.6617 | 0.17069 | 0.45433 | 2.6617 | 0.17069 | 0.50418 | 2.9537 | 0.17069 | 0.6522% | 0.022011 | 0.021365 | 3477.9247 | 83.6911 | 2703.5551 | 690.6785 | 3559.7277 | 0 | 0 | 3559.7277 | 1.646e-05%
2027 | 140 | 140-496 | Tier-1 | Non-HFTD---5 | 3--4 | 98 | 1800% | 76.0759 | 10.21% | 86.85% | 2.935% | 0.41379 | 0 | 0 | 0.41379 | 0 | 0.37655 | 1.9164 | 0.19648 | 0.37655 | 1.9164 | 0.19648 | 0.41786 | 2.1267 | 0.19648 | 0.5439% | 0.01454 | 0.013765 | 5232.251 | 43.4645 | 4467.4961 | 721.2904 | 5496.5681 | 0 | 0 | 5496.5681 | 1.365e-05%
2027 | 1448 | 1448-368 | Tier-1 | Non-HFTD---11 | 2--3 | 58 | 1500% | 14.0801 | 87.11% | 0% | 12.89% | 0.91988 | 0 | 0 | 0.91988 | 0 | 0.83708 | 1.597 | 0.52415 | 0.83708 | 1.597 | 0.52415 | 0.92892 | 1.7722 | 0.52415 | 6.533% | 0.0077936 | 0.0072091 | 1806.6243 | 178.7989 | 575.1368 | 1052.6887 | 1825.5075 | 0 | 0 | 1825.5075 | 3.033e-05%
2027 | 1458 | 1458-1056 | Tier-2 | Tier-2---11 | 5--3 | 22 | 100% | 427.4478 | 90.46% | 9.431% | 0.1062% | 5.0972 | 0 | 0 | 5.0972 | 0 | 4.6384 | 0.10647 | 43.5655 | 4.6384 | 0.10647 | 43.5655 | 5.1473 | 0.11815 | 43.5655 | 1.192% | 0.13508 | 0.1333 | 3164.5032 | 465.473 | 268.1729 | 2430.8573 | 3168.5346 | 0 | 0 | 3168.5346 | 0.0001681%
2027 | 1458 | 1458-1058F | Tier-3 | Tier-3---13 | 5--5 | 36 | 600% | 2365.6896 | 85.54% | 14.42% | 0.04244% | 97.8053 | 0 | 0 | 97.8053 | 0 | 89.0015 | 0.63881 | 139.3238 | 89.0015 | 0.63881 | 139.3238 | 98.7666 | 0.7089 | 139.3238 | 4.134% | 0.13833 | 0.13165 | 17101.412 | 2623.0697 | 2234.5189 | 12243.8234 | 17227.0233 | 0 | 0 | 17227.0233 | 0.003225%
2027 | 1458 | 1458-1061 | Tier-2 | Tier-2---5 | 5--5 | 80 | 800% | 4370.0987 | 98.67% | 1.293% | 0.03403% | 125.0516 | 0 | 0 | 125.0516 | 0 | 113.7952 | 0.85175 | 133.6021 | 113.7952 | 0.85175 | 133.6021 | 126.2806 | 0.9452 | 133.6021 | 2.862% | 0.14228 | 0.13815 | 30715.3399 | 7020.373 | 365.5776 | 23329.3893 | 30727.5099 | 0 | 0 | 30727.5099 | 0.004124%
2027 | 1458 | 1458-1117F | Tier-2 | Tier-2---16 | 4--2 | 2 | 200% | 139.4631 | 0% | 100% | 0% | 0 | 0 | 0 | 0 | 0 | 0 | 0.21294 | 0 | 0 | 0.21294 | 0 | 0 | 0.2363 | 0 | 0% | 0.091116 | 0.064692 | 1530.6137 | 1.9599 | 1384.4341 | 144.2196 | 2155.7939 | 0 | 0 | 2155.7939 | 0%
2027 | 1458 | 1458-1131R | Tier-3 | Tier-3---4 | 5--5 | 188 | 300% | 15987.4265 | 99.09% | 0.8886% | 0.01928% | 73.3127 | 0 | 0 | 73.3127 | 0 | 66.7135 | 0.31941 | 208.868 | 66.7135 | 0.31941 | 208.868 | 74.0332 | 0.35445 | 208.868 | 0.4586% | 0.15941 | 0.15867 | 100291.8687 | 16592.5373 | 809.2853 | 82890.0461 | 100296.102 | 0 | 0 | 100296.102 | 0.002418%
2027 | 1458 | 1458-456F | Tier-2 | Tier-2---16 | 4--3 | 7 | 100% | 167.5686 | 29.81% | 70.17% | 0.01889% | 2.0693 | 0 | 0 | 2.0693 | 0 | 1.883 | 0.10647 | 17.686 | 1.883 | 0.10647 | 17.686 | 2.0896 | 0.11815 | 17.686 | 1.235% | 0.091761 | 0.087959 | 1826.1497 | 89.9148 | 1141.6591 | 594.5758 | 1881.5489 | 0 | 0 | 1881.5489 | 6.824e-05%
2027 | 1458 | 1458-565R | Tier-3 | Tier-3---6 | 5--5 | 127 | 800% | 8159.9793 | 99.25% | 0.7112% | 0.04348% | 147.9393 | 0 | 0 | 147.9393 | 0 | 134.6227 | 0.85175 | 158.0548 | 134.6227 | 0.85175 | 158.0548 | 149.3932 | 0.9452 | 158.0548 | 1.813% | 0.15819 | 0.1553 | 51582.9513 | 8279.4207 | 334.7207 | 42968.8099 | 51590.1946 | 0 | 0 | 51590.1946 | 0.004878%
2027 | 1458 | 1458-601R | Tier-3 | Tier-3---2 | 5--5 | 441 | 6400% | 37077.302 | 99.36% | 0.615% | 0.02874% | 1550.3957 | 0 | 0 | 1550.3957 | 0 | 1410.8389 | 6.814 | 207.0507 | 1410.8389 | 6.814 | 207.0507 | 1565.6329 | 7.5616 | 207.0507 | 4.182% | 0.20421 | 0.19562 | 181561.9083 | 39229.4205 | 1054.6776 | 141277.8102 | 181613.2627 | 0 | 0 | 181613.2627 | 0.05113%
2027 | 1525 | 1525-23R | Tier-2 | Tier-2---20 | 4--1 | 9 | 400% | 8.268 | 89.5% | 6.947% | 3.548% | 0.95381 | 0 | 0 | 0.95381 | 0 | 0.86795 | 0.42587 | 2.0381 | 0.86795 | 0.42587 | 2.0381 | 0.96318 | 0.4726 | 2.0381 | 11.54% | 0.032823 | 0.028592 | 251.8988 | 39.1664 | 14.7185 | 198.0139 | 255.8104 | 0 | 0 | 255.8104 | 3.145e-05%
2027 | 157 | 157-165R | Tier-3 | Tier-3---18 | 5--2 | 87 | 400% | 418.5676 | 87.71% | 11.66% | 0.6303% | 4.8948 | 0 | 0 | 4.8948 | 0 | 4.4542 | 0.42587 | 10.4589 | 4.4542 | 0.42587 | 10.4589 | 4.9429 | 0.4726 | 10.4589 | 1.169% | 0.28262 | 0.27885 | 1481.042 | 148.6168 | 162.2497 | 1170.1755 | 1483.5025 | 0 | 0 | 1483.5025 | 0.0001614%
2027 | 157 | 157-189R | Tier-3 | Tier-3---9 | 5--4 | 669 | 6400% | 5507.0239 | 92.46% | 7.234% | 0.3043% | 141.263 | 0 | 0 | 141.263 | 0 | 128.5474 | 6.814 | 18.8653 | 128.5474 | 6.814 | 18.8653 | 142.6513 | 7.5616 | 18.8653 | 2.565% | 0.3705 | 0.36022 | 14863.9228 | 1949.0115 | 963.9544 | 11950.9569 | 14895.8974 | 0 | 0 | 14895.8974 | 0.004658%
2027 | 157 | 157-1928R | Tier-3 | Tier-3---11 | 5--4 | 60 | 300% | 3052.6745 | 99.07% | 0.8703% | 0.06204% | 43.8511 | 0 | 0 | 43.8511 | 0 | 39.9039 | 0.31941 | 124.9319 | 39.9039 | 0.31941 | 124.9319 | 44.282 | 0.35445 | 124.9319 | 1.436% | 0.2812 | 0.27713 | 10855.7291 | 1703.869 | 84.5376 | 9067.3225 | 10857.2184 | 0 | 0 | 10857.2184 | 0.001446%
2027 | 157 | 157-204R | Tier-3 | Tier-3---11 | 5--4 | 213 | 400% | 3876.1334 | 98.99% | 0.834% | 0.1804% | 20.8953 | 0 | 0 | 20.8953 | 0 | 19.0145 | 0.42587 | 44.6481 | 19.0145 | 0.42587 | 44.6481 | 21.1007 | 0.4726 | 44.6481 | 0.5391% | 0.32777 | 0.32598 | 11825.9094 | 1771.5346 | 144.6692 | 9909.7056 | 11826.5663 | 0 | 0 | 11826.5663 | 0.0006891%
2027 | 157 | 157-232R | Tier-3 | Tier-3---11 | 5--4 | 250 | 600% | 3160.5079 | 95.27% | 4.501% | 0.231% | 20.9563 | 0 | 0 | 20.9563 | 0 | 19.0699 | 0.63881 | 29.8523 | 19.0699 | 0.63881 | 29.8523 | 21.1623 | 0.7089 | 29.8523 | 0.6631% | 0.32167 | 0.31943 | 9825.3054 | 1334.764 | 421.9769 | 8068.5645 | 9828.5638 | 0 | 0 | 9828.5638 | 0.0006911%
2027 | 157 | 157-257R | Tier-3 | Tier-3---14 | 5--4 | 554 | 2100% | 2061.1876 | 81.54% | 17.79% | 0.6678% | 18.4756 | 0 | 0 | 18.4756 | 0 | 16.8125 | 2.2358 | 7.5196 | 16.8125 | 2.2358 | 7.5196 | 18.6572 | 2.4811 | 7.5196 | 0.8964% | 0.36686 | 0.36283 | 5618.4522 | 584.3287 | 907.0207 | 4127.1028 | 5629.9799 | 0 | 0 | 5629.9799 | 0.0006093%
2027 | 157 | 157-273R | Tier-3 | Tier-3---14 | 5--4 | 173 | 600% | 1867.403 | 95.01% | 4.712% | 0.2778% | 17.8448 | 0 | 0 | 17.8448 | 0 | 16.2386 | 0.63881 | 25.42 | 16.2386 | 0.63881 | 25.42 | 18.0202 | 0.7089 | 25.42 | 0.9556% | 0.32295 | 0.3197 | 5782.3142 | 798.5103 | 275.1351 | 4708.6688 | 5785.2455 | 0 | 0 | 5785.2455 | 0.0005885%
2027 | 157 | 157-81R | Tier-3 | Tier-3---3 | 5--5 | 675 | 4400% | 18749.5963 | 97% | 2.901% | 0.09453% | 343.8213 | 0 | 0 | 343.8213 | 0 | 312.8727 | 4.6846 | 66.7874 | 312.8727 | 4.6846 | 66.7874 | 347.2004 | 5.1986 | 66.7874 | 1.834% | 0.38414 | 0.37687 | 48809.8885 | 7659.8047 | 1292.0303 | 39858.0535 | 48838.0558 | 0 | 0 | 48838.0558 | 0.01134%
2027 | 168 | 168-702F | Tier-1 | Non-HFTD---5 | 3--3 | 160 | 1200% | 86.0496 | 96.13% | 0% | 3.875% | 1.7991 | 0 | 0 | 1.7991 | 0 | 1.6371 | 1.2776 | 1.2814 | 1.6371 | 1.2776 | 1.2814 | 1.8167 | 1.4178 | 1.2814 | 2.091% | 0.018904 | 0.018493 | 4551.8785 | 998.3577 | 182.1089 | 3371.4119 | 4555.8001 | 0 | 0 | 4555.8001 | 5.933e-05%
2027 | 175 | 175-2024R | Tier-2 | Tier-2---5 | 5--5 | 103 | 700% | 4029.0085 | 99.1% | 0.8147% | 0.08289% | 78.6939 | 0 | 0 | 78.6939 | 0 | 71.6104 | 0.74528 | 96.0854 | 71.6104 | 0.74528 | 96.0854 | 79.4673 | 0.82705 | 96.0854 | 1.953% | 0.19114 | 0.18737 | 21078.6803 | 4664.0587 | 153.3837 | 16261.2378 | 21082.4842 | 0 | 0 | 21082.4842 | 0.002595%
2027 | 175 | 175-64R | Tier-3 | Tier-3---11 | 5--5 | 239 | 1400% | 4385.4004 | 97.52% | 2.308% | 0.1684% | 72.6518 | 0 | 0 | 72.6518 | 0 | 66.1122 | 1.4906 | 44.354 | 66.1122 | 1.4906 | 44.354 | 73.3658 | 1.6541 | 44.354 | 1.657% | 0.20232 | 0.19889 | 21675.2228 | 3768.1363 | 445.824 | 17461.2625 | 21684.4991 | 0 | 0 | 21684.4991 | 0.002396%
2027 | 175 | 175-90R | Tier-3 | Tier-3---9 | 5--5 | 300 | 800% | 5741.4949 | 96.86% | 2.992% | 0.1472% | 43.0072 | 0 | 0 | 43.0072 | 0 | 39.1359 | 0.85175 | 45.9478 | 39.1359 | 0.85175 | 45.9478 | 43.4298 | 0.9452 | 45.9478 | 0.7491% | 0.20491 | 0.20333 | 28019.3198 | 4481.7022 | 744.6531 | 22792.9645 | 28026.1744 | 0 | 0 | 28026.1744 | 0.001418%
2027 | 175 | 175-94R | Tier-2 | Tier-2---10 | 5--4 | 52 | 800% | 836.2457 | 79.76% | 20.09% | 0.1547% | 29.7574 | 0 | 0 | 29.7574 | 0 | 27.0788 | 0.85175 | 31.7921 | 27.0788 | 0.85175 | 31.7921 | 30.0499 | 0.9452 | 31.7921 | 3.558% | 0.16555 | 0.15816 | 5051.3061 | 703.4026 | 913.3417 | 3434.5618 | 5099.054 | 0 | 0 | 5099.054 | 0.0009813%
2027 | 176 | 176-161R | Tier-3 | Tier-3---5 | 5--5 | 236 | 400% | 11523.3049 | 98.77% | 1.172% | 0.05875% | 55.9427 | 0 | 0 | 55.9427 | 0 | 50.9071 | 0.42587 | 119.5357 | 50.9071 | 0.42587 | 119.5357 | 56.4925 | 0.4726 | 119.5357 | 0.4855% | 0.22417 | 0.22307 | 51404.5427 | 8329.9408 | 608.281 | 42466.321 | 51407.6685 | 0 | 0 | 51407.6685 | 0.001845%
2027 | 176 | 176-164R | Tier-3 | Tier-3---11 | 5--5 | 131 | 100% | 4184.7467 | 98.1% | 1.799% | 0.1047% | 9.0876 | 0 | 0 | 9.0876 | 0 | 8.2696 | 0.10647 | 77.6716 | 8.2696 | 0.10647 | 77.6716 | 9.1769 | 0.11815 | 77.6716 | 0.2172% | 0.20727 | 0.20681 | 20189.7554 | 3207.9265 | 321.2591 | 16660.5698 | 20190.6082 | 0 | 0 | 20190.6082 | 0.0002997%
2027 | 176 | 176-1834R | Tier-3 | Tier-3---5 | 5--5 | 312 | 400% | 10068.5168 | 97.13% | 2.784% | 0.0867% | 36.3598 | 0 | 0 | 36.3598 | 0 | 33.0869 | 0.42587 | 77.6918 | 33.0869 | 0.42587 | 77.6918 | 36.7171 | 0.4726 | 77.6918 | 0.3611% | 0.23205 | 0.23118 | 43390.2136 | 8541.7295 | 1179.6329 | 33668.8511 | 43394.8612 | 0 | 0 | 43394.8612 | 0.001199%
2027 | 176 | 176-1836R | Tier-2 | Tier-2---11 | 5--3 | 50 | 600% | 404.4817 | 67.64% | 32.12% | 0.2398% | 9.5207 | 0 | 0 | 9.5207 | 0 | 8.6637 | 0.63881 | 13.5623 | 8.6637 | 0.63881 | 13.5623 | 9.6143 | 0.7089 | 13.5623 | 2.354% | 0.10638 | 0.10268 | 3802.2631 | 510.8459 | 1145.0457 | 2146.3715 | 3846.628 | 0 | 0 | 3846.628 | 0.000314%
2027 | 176 | 176-194R | Tier-3 | Tier-3---9 | 5--5 | 214 | 600% | 4934.1603 | 97.7% | 2.178% | 0.1196% | 39.1969 | 0 | 0 | 39.1969 | 0 | 35.6686 | 0.63881 | 55.836 | 35.6686 | 0.63881 | 55.836 | 39.5821 | 0.7089 | 55.836 | 0.7944% | 0.21542 | 0.21367 | 22904.8386 | 3771.0766 | 447.8074 | 18685.9546 | 22909.1536 | 0 | 0 | 22909.1536 | 0.001293%
2027 | 176 | 176-197F | Tier-3 | Tier-3---5 | 5--5 | 345 | 100% | 13172.958 | 96.8% | 3.124% | 0.0728% | 10.7189 | 0 | 0 | 10.7189 | 0 | 9.7541 | 0.10647 | 91.6149 | 9.7541 | 0.10647 | 91.6149 | 10.8243 | 0.11815 | 91.6149 | 0.08137% | 0.23242 | 0.23222 | 56678.2637 | 12110.4711 | 1632.9775 | 42934.8152 | 56679.7881 | 0 | 0 | 56679.7881 | 0.0003535%
2027 | 177 | 177-955 | Tier-2 | Tier-2---5 | 5--5 | 176 | 400% | 2963.4059 | 78.23% | 21.66% | 0.1106% | 15.2794 | 0 | 0 | 15.2794 | 0 | 13.904 | 0.42587 | 32.6482 | 13.904 | 0.42587 | 32.6482 | 15.4295 | 0.4726 | 32.6482 | 0.5156% | 0.11726 | 0.11649 | 25272.526 | 4724.2579 | 4965.7102 | 15582.5579 | 25309.0301 | 0 | 0 | 25309.0301 | 0.0005039%
2027 | 178 | 178-968AE | Tier-2 | Tier-2---18 | 3--3 | 200 | 300% | 47.6106 | 91.21% | 0% | 8.789% | 0.1889 | 0 | 0 | 0.1889 | 0 | 0.1719 | 0.31941 | 0.53819 | 0.1719 | 0.31941 | 0.53819 | 0.19076 | 0.35445 | 0.53819 | 0.3968% | 0.018466 | 0.018386 | 2578.2566 | 462.9869 | 204.7374 | 1910.5323 | 2579.2466 | 0 | 0 | 2579.2466 | 6.229e-06%
2027 | 182 | 182-2240F | Tier-2 | Tier-2---2 | 5--5 | 291 | 1200% | 11917.1989 | 94.29% | 5.651% | 0.05821% | 134.3786 | 0 | 0 | 134.3786 | 0 | 122.2827 | 1.2776 | 95.7113 | 122.2827 | 1.2776 | 95.7113 | 135.6993 | 1.4178 | 95.7113 | 1.128% | 0.1455 | 0.14376 | 81902.6703 | 23758.3803 | 4446.6021 | 53697.6879 | 81959.2654 | 0 | 0 | 81959.2654 | 0.004431%
2027 | 182 | 182-2250 | Tier-2 | Tier-2---8 | 5--5 | 26 | 1200% | 1939.2132 | 99.74% | 0.2126% | 0.04638% | 258.884 | 0 | 0 | 258.884 | 0 | 235.5809 | 1.2776 | 184.3903 | 235.5809 | 1.2776 | 184.3903 | 261.4283 | 1.4178 | 184.3903 | 13.35% | 0.10496 | 0.090909 | 18476.2986 | 2987.5542 | 36.178 | 15452.5664 | 18483.6936 | 0 | 0 | 18483.6936 | 0.008537%
2027 | 182 | 182-2252R | Tier-2 | Tier-2---5 | 5--5 | 104 | 1200% | 4229.9446 | 99.22% | 0.7256% | 0.05893% | 140.43 | 0 | 0 | 140.43 | 0 | 127.7894 | 1.2776 | 100.0214 | 127.7894 | 1.2776 | 100.0214 | 141.8101 | 1.4178 | 100.0214 | 3.32% | 0.11307 | 0.10929 | 37409.5665 | 6099.6348 | 248.5113 | 31061.4203 | 37419.7274 | 0 | 0 | 37419.7274 | 0.004631%
2027 | 183 | 183-439 | Tier-2 | Tier-2---14 | 3--5 | 42 | 300% | 316.4778 | 66.23% | 33.5% | 0.2671% | 4.3418 | 0 | 0 | 4.3418 | 0 | 3.951 | 0.31941 | 12.3698 | 3.951 | 0.31941 | 12.3698 | 4.3845 | 0.35445 | 12.3698 | 1.372% | 0.018422 | 0.018041 | 17179.1509 | 1863.06 | 5259.1597 | 10056.9311 | 17301.8634 | 0 | 0 | 17301.8634 | 0.0001432%
2027 | 183 | 183-440 | Tier-2 | Tier-2---12 | 3--5 | 114 | 400% | 471.2015 | 74.37% | 25.17% | 0.4626% | 3.5658 | 0 | 0 | 3.5658 | 0 | 3.2448 | 0.42587 | 7.6192 | 3.2448 | 0.42587 | 7.6192 | 3.6008 | 0.4726 | 7.6192 | 0.7567% | 0.025335 | 0.025078 | 18598.5411 | 2255.9959 | 4325.0411 | 12017.5041 | 18647.5453 | 0 | 0 | 18647.5453 | 0.0001176%
2027 | 185 | 185-51F | Tier-2 | Tier-2---7 | 4--5 | 260 | 2600% | 1723.9707 | 91.93% | 7.724% | 0.3493% | 45.9587 | 0 | 0 | 45.9587 | 0 | 41.8218 | 2.7682 | 15.1081 | 41.8218 | 2.7682 | 15.1081 | 46.4104 | 3.0719 | 15.1081 | 2.666% | 0.048222 | 0.046823 | 35751.0066 | 6382.5174 | 2576.5393 | 26791.9499 | 35837.212 | 0 | 0 | 35837.212 | 0.001516%
2027 | 198 | 198-37R | Tier-2 | Tier-2---9 | 4--5 | 188 | 600% | 973.0999 | 95.53% | 4.02% | 0.4464% | 8.6041 | 0 | 0 | 8.6041 | 0 | 7.8296 | 0.63881 | 12.2565 | 7.8296 | 0.63881 | 12.2565 | 8.6886 | 0.7089 | 12.2565 | 0.8842% | 0.030671 | 0.030387 | 31727.0349 | 12880.9235 | 1667.8732 | 17178.2382 | 31740.2728 | 0 | 0 | 31740.2728 | 0.0002837%
2027 | 204 | 204-32R | Tier-2 | Tier-2---11 | 4--4 | 336 | 3300% | 490.4615 | 96.36% | 1.259% | 2.378% | 13.4613 | 0 | 0 | 13.4613 | 0 | 12.2496 | 3.5135 | 3.4865 | 12.2496 | 3.5135 | 3.4865 | 13.5936 | 3.8989 | 3.4865 | 2.745% | 0.087106 | 0.084625 | 5630.6279 | 747.5355 | 75.2 | 4807.8924 | 5636.6323 | 0 | 0 | 5636.6323 | 0.0004439%
2027 | 206 | 206-1105 | Tier-2 | Tier-2---9 | 3--5 | 132 | 600% | 1279.0443 | 99.78% | 0% | 0.2159% | 16.8237 | 0 | 0 | 16.8237 | 0 | 15.3094 | 0.63881 | 23.9654 | 15.3094 | 0.63881 | 23.9654 | 16.9891 | 0.7089 | 23.9654 | 1.315% | 0.014019 | 0.013834 | 91236.4892 | 14837.9635 | 119.2359 | 76279.2897 | 91239.1199 | 0 | 0 | 91239.1199 | 0.0005548%
2027 | 206 | 206-1817 | Tier-2 | Tier-2---4 | 4--5 | 413 | 1700% | 2976.5734 | 99.75% | 0% | 0.2502% | 35.4426 | 0 | 0 | 35.4426 | 0 | 32.2523 | 1.81 | 17.8193 | 32.2523 | 1.81 | 17.8193 | 35.7909 | 2.0085 | 17.8193 | 1.191% | 0.038208 | 0.037752 | 77904.8627 | 12644.4177 | 94.4539 | 65165.9911 | 77907.2173 | 0 | 0 | 77907.2173 | 0.001169%
2027 | 209 | 209-1769F | Tier-2 | Tier-2---6 | 5--5 | 1069 | 10600% | 8462.8018 | 99.74% | 0% | 0.2593% | 242.7241 | 0 | 0 | 242.7241 | 0 | 220.8756 | 11.2857 | 19.5714 | 220.8756 | 11.2857 | 19.5714 | 245.1096 | 12.5239 | 19.5714 | 2.868% | 0.11169 | 0.10848 | 75768.5529 | 12314.8084 | 115.8328 | 63337.9117 | 75774.3688 | 0 | 0 | 75774.3688 | 0.008004%
2027 | 210 | 210-172R | Tier-2 | Tier-2---11 | 5--2 | 111 | 1200% | 498.1496 | 90.1% | 9.186% | 0.7154% | 14.0713 | 0 | 0 | 14.0713 | 0 | 12.8047 | 1.2776 | 10.0223 | 12.8047 | 1.2776 | 10.0223 | 14.2096 | 1.4178 | 10.0223 | 2.825% | 0.32588 | 0.31566 | 1528.6439 | 130.0935 | 126.0496 | 1272.5007 | 1533.5428 | 0 | 0 | 1533.5428 | 0.000464%
2027 | 210 | 210-392R | Tier-2 | Tier-2---10 | 5--3 | 221 | 1100% | 1037.8957 | 85.73% | 13.64% | 0.6245% | 12.8439 | 0 | 0 | 12.8439 | 0 | 11.6878 | 1.1712 | 9.9797 | 11.6878 | 1.1712 | 9.9797 | 12.9701 | 1.2996 | 9.9797 | 1.237% | 0.34771 | 0.34269 | 2984.984 | 285.5851 | 372.7528 | 2326.6461 | 2991.2215 | 0 | 0 | 2991.2215 | 0.0004235%
2027 | 210 | 210-394R | Tier-2 | Tier-2---16 | 5--2 | 77 | 2100% | 170.5929 | 70.47% | 28.1% | 1.432% | 9.5084 | 0 | 0 | 9.5084 | 0 | 8.6525 | 2.2358 | 3.8699 | 8.6525 | 2.2358 | 3.8699 | 9.6018 | 2.4811 | 3.8699 | 5.574% | 0.31841 | 0.29323 | 535.7584 | 42.1364 | 121.741 | 371.881 | 549.3449 | 0 | 0 | 549.3449 | 0.0003136%
2027 | 210 | 210-9R | Tier-2 | Tier-2---13 | 5--2 | 95 | 2400% | 317.7725 | 50.82% | 48.53% | 0.6462% | 11.8324 | 0 | 0 | 11.8324 | 0 | 10.7673 | 2.5552 | 4.2138 | 10.7673 | 2.5552 | 4.2138 | 11.9487 | 2.8356 | 4.2138 | 3.724% | 0.31397 | 0.29097 | 1012.1143 | 65.1884 | 453.8469 | 493.0789 | 1051.4611 | 0 | 0 | 1051.4611 | 0.0003902%
2027 | 211 | 211-279R | Tier-2 | Tier-2---10 | 5--3 | 293 | 1000% | 1199.6322 | 89.49% | 9.8% | 0.7134% | 10.6252 | 0 | 0 | 10.6252 | 0 | 9.6688 | 1.0647 | 9.0814 | 9.6688 | 1.0647 | 9.0814 | 10.7296 | 1.1815 | 9.0814 | 0.8857% | 0.37314 | 0.36944 | 3215.0069 | 263.9331 | 327.4552 | 2623.6187 | 3218.3858 | 0 | 0 | 3218.3858 | 0.0003504%
2027 | 211 | 211-312R | Tier-2 | Tier-2---8 | 5--3 | 420 | 2800% | 1809.5147 | 84.26% | 15.08% | 0.6521% | 29.4792 | 0 | 0 | 29.4792 | 0 | 26.8257 | 2.9811 | 8.9985 | 26.8257 | 2.9811 | 8.9985 | 29.7689 | 3.3082 | 8.9985 | 1.629% | 0.39031 | 0.38276 | 4636.1485 | 511.795 | 635.8046 | 3488.549 | 4650.5302 | 0 | 0 | 4650.5302 | 0.0009721%
2027 | 211 | 211-771R | Tier-3 | Tier-3---14 | 5--4 | 279 | 2100% | 1890.633 | 91.06% | 8.49% | 0.4466% | 37.5807 | 0 | 0 | 37.5807 | 0 | 34.1979 | 2.2358 | 15.2954 | 34.1979 | 2.2358 | 15.2954 | 37.95 | 2.4811 | 15.2954 | 1.988% | 0.3743 | 0.36613 | 5051.0602 | 491.5059 | 380.0774 | 4179.4769 | 5061.1329 | 0 | 0 | 5061.1329 | 0.001239%
2027 | 212 | 212-1177R | Tier-2 | Tier-2---8 | 5--4 | 287 | 700% | 1738.9252 | 95.43% | 4.096% | 0.4776% | 11.7372 | 0 | 0 | 11.7372 | 0 | 10.6807 | 0.74528 | 14.3311 | 10.6807 | 0.74528 | 14.3311 | 11.8526 | 0.82705 | 14.3311 | 0.675% | 0.15054 | 0.14947 | 11551.4959 | 1436.1291 | 504.7372 | 9610.6296 | 11555.2592 | 0 | 0 | 11555.2592 | 0.000387%
2027 | 212 | 212-1204R | Tier-2 | Tier-2---8 | 5--4 | 219 | 300% | 1570.3762 | 94.97% | 4.642% | 0.3849% | 5.9249 | 0 | 0 | 5.9249 | 0 | 5.3915 | 0.31941 | 16.8799 | 5.3915 | 0.31941 | 16.8799 | 5.9831 | 0.35445 | 16.8799 | 0.3773% | 0.19221 | 0.19144 | 8170.2767 | 1029.897 | 370.2708 | 6770.1089 | 8171.9149 | 0 | 0 | 8171.9149 | 0.0001954%
2027 | 212 | 212-638R | Tier-2 | Tier-2---11 | 5--4 | 79 | 300% | 609.7797 | 99.07% | 0.4924% | 0.4406% | 6.6526 | 0 | 0 | 6.6526 | 0 | 6.0538 | 0.31941 | 18.9534 | 6.0538 | 0.31941 | 18.9534 | 6.718 | 0.35445 | 18.9534 | 1.091% | 0.10708 | 0.1059 | 5694.8842 | 618.0557 | 46.4103 | 5030.4182 | 5695.4758 | 0 | 0 | 5695.4758 | 0.0002194%
2027 | 212 | 212-725R | Tier-3 | Tier-3---10 | 5--5 | 218 | 1000% | 4887.8267 | 99.15% | 0.7265% | 0.1225% | 64.4695 | 0 | 0 | 64.4695 | 0 | 58.6664 | 1.0647 | 55.1022 | 58.6664 | 1.0647 | 55.1022 | 65.1031 | 1.1815 | 55.1022 | 1.319% | 0.13941 | 0.13755 | 35061.0556 | 5196.5846 | 230.3548 | 29634.1163 | 35065.0687 | 0 | 0 | 35065.0687 | 0.002126%
2027 | 212 | 212-734R | Tier-2 | Tier-2---10 | 5--4 | 273 | 1000% | 1265.9596 | 97.92% | 1.386% | 0.6959% | 13.168 | 0 | 0 | 13.168 | 0 | 11.9827 | 1.0647 | 11.2547 | 11.9827 | 1.0647 | 11.2547 | 13.2974 | 1.1815 | 11.2547 | 1.04% | 0.17753 | 0.17565 | 7130.7609 | 660.9769 | 211.9053 | 6257.8788 | 7132.3546 | 0 | 0 | 7132.3546 | 0.0004342%
2027 | 212 | 212-739R | Tier-3 | Tier-3---15 | 5--4 | 201 | 1500% | 998.7912 | 96.62% | 2.787% | 0.5903% | 20.8855 | 0 | 0 | 20.8855 | 0 | 19.0055 | 1.597 | 11.9006 | 19.0055 | 1.597 | 11.9006 | 21.0908 | 1.7722 | 11.9006 | 2.091% | 0.13097 | 0.12814 | 7626.107 | 884.6687 | 208.746 | 6532.6923 | 7631.805 | 0 | 0 | 7631.805 | 0.0006887%
2027 | 212 | 212-743R | Tier-2 | Tier-2---13 | 5--3 | 71 | 2200% | 261.4279 | 97.06% | 2.12% | 0.8249% | 22.7999 | 0 | 0 | 22.7999 | 0 | 20.7476 | 2.3423 | 8.8578 | 20.7476 | 2.3423 | 8.8578 | 23.024 | 2.5993 | 8.8578 | 8.721% | 0.11654 | 0.10607 | 2243.1612 | 251.3274 | 45.2431 | 1946.5907 | 2249.6829 | 0 | 0 | 2249.6829 | 0.0007519%
2027 | 212 | 212-758R | Tier-2 | Tier-2---8 | 5--4 | 201 | 700% | 1482.4618 | 97.27% | 2.316% | 0.4117% | 14.5638 | 0 | 0 | 14.5638 | 0 | 13.2528 | 0.74528 | 17.7824 | 13.2528 | 0.74528 | 17.7824 | 14.7069 | 0.82705 | 17.7824 | 0.9824% | 0.1427 | 0.14126 | 10388.4417 | 1332.9551 | 229.8859 | 8825.6006 | 10391.3325 | 0 | 0 | 10391.3325 | 0.0004803%
2027 | 212 | 212-773R | Tier-2 | Tier-2---5 | 5--4 | 297 | 2500% | 2758.5667 | 95.78% | 3.96% | 0.2633% | 64.4949 | 0 | 0 | 64.4949 | 0 | 58.6895 | 2.6617 | 22.0495 | 58.6895 | 2.6617 | 22.0495 | 65.1288 | 2.9537 | 22.0495 | 2.338% | 0.19881 | 0.19396 | 13875.2805 | 1871.421 | 507.3138 | 11496.5456 | 13889.9426 | 0 | 0 | 13889.9426 | 0.002127%
2027 | 212 | 212-799R | Tier-2 | Tier-2---10 | 5--4 | 115 | 1100% | 1038.8005 | 97.12% | 2.539% | 0.3416% | 27.9854 | 0 | 0 | 27.9854 | 0 | 25.4663 | 1.1712 | 21.7447 | 25.4663 | 1.1712 | 21.7447 | 28.2604 | 1.2996 | 21.7447 | 2.694% | 0.12493 | 0.12146 | 8315.0604 | 1068.4402 | 194.8254 | 7051.7948 | 8321.8938 | 0 | 0 | 8321.8938 | 0.0009229%
2027 | 212 | 212-880R | Tier-2 | Tier-2---16 | 5--2 | 31 | 100% | 104.9439 | 97.78% | 1.295% | 0.9224% | 0.95996 | 0 | 0 | 0.95996 | 0 | 0.87355 | 0.10647 | 8.2048 | 0.87355 | 0.10647 | 8.2048 | 0.9694 | 0.11815 | 8.2048 | 0.9147% | 0.10736 | 0.10636 | 977.4994 | 110.3734 | 12.634 | 854.492 | 977.7041 | 0 | 0 | 977.7041 | 3.166e-05%
2027 | 212 | 212-886R | Tier-2 | Tier-2---8 | 5--4 | 155 | 1800% | 2163.5248 | 98.72% | 1.034% | 0.2463% | 71.9291 | 0 | 0 | 71.9291 | 0 | 65.4545 | 1.9164 | 34.1544 | 65.4545 | 1.9164 | 34.1544 | 72.636 | 2.1267 | 34.1544 | 3.325% | 0.18767 | 0.18135 | 11528.3958 | 1549.2528 | 106.6411 | 9872.5019 | 11533.5396 | 0 | 0 | 11533.5396 | 0.002372%
2027 | 212 | 212-888R | Tier-2 | Tier-2---8 | 5--4 | 147 | 1700% | 1471.0622 | 97.82% | 1.883% | 0.2988% | 48.2594 | 0 | 0 | 48.2594 | 0 | 43.9154 | 1.81 | 24.2631 | 43.9154 | 1.81 | 24.2631 | 48.7337 | 2.0085 | 24.2631 | 3.281% | 0.13116 | 0.12676 | 11216.1087 | 1520.4174 | 191.4206 | 9504.2707 | 11224.5991 | 0 | 0 | 11224.5991 | 0.001591%
2027 | 214 | 214-1122R | Tier-3 | Tier-3---3 | 5--5 | 446 | 1400% | 26281.1502 | 98.91% | 1.048% | 0.04591% | 236.6235 | 0 | 0 | 236.6235 | 0 | 215.3241 | 1.4906 | 144.4588 | 215.3241 | 1.4906 | 144.4588 | 238.949 | 1.6541 | 144.4588 | 0.9004% | 0.26918 | 0.26673 | 97635.635 | 15575.0756 | 943.7834 | 81116.776 | 97645.4484 | 0 | 0 | 97645.4484 | 0.007803%
2027 | 214 | 214-1135R | Tier-3 | Tier-3---6 | 4--5 | 285 | 2800% | 6666.9216 | 99.41% | 0.4702% | 0.123% | 188.822 | 0 | 0 | 188.822 | 0 | 171.8255 | 2.9811 | 57.638 | 171.8255 | 2.9811 | 57.638 | 190.6778 | 3.3082 | 57.638 | 2.832% | 0.090777 | 0.088191 | 73442.8498 | 12678.0578 | 384.6507 | 60380.1413 | 73455.6261 | 0 | 0 | 73455.6261 | 0.006227%
2027 | 214 | 214-17AE | Tier-3 | Tier-3---17 | 4--4 | 157 | 2100% | 484.0355 | 97.4% | 1.48% | 1.12% | 18.2876 | 0 | 0 | 18.2876 | 0 | 16.6414 | 2.2358 | 7.443 | 16.6414 | 2.2358 | 7.443 | 18.4673 | 2.4811 | 7.443 | 3.778% | 0.071957 | 0.069165 | 6726.7702 | 920.7038 | 92.7705 | 5713.2959 | 6733.827 | 0 | 0 | 6733.827 | 0.0006031%
2027 | 214 | 214-4R | Tier-3 | Tier-3---17 | 4--4 | 94 | 100% | 400.1895 | 97.86% | 1.359% | 0.7809% | 1.2082 | 0 | 0 | 1.2082 | 0 | 1.0994 | 0.10647 | 10.3265 | 1.0994 | 0.10647 | 10.3265 | 1.2201 | 0.11815 | 10.3265 | 0.3019% | 0.059676 | 0.059491 | 6706.0819 | 981.7315 | 85.3472 | 5639.0033 | 6706.5261 | 0 | 0 | 6706.5261 | 3.984e-05%
2027 | 214 | 214-536R | Tier-3 | Tier-3---17 | 4--4 | 70 | 100% | 513.3291 | 98.71% | 0.8845% | 0.4005% | 2.0993 | 0 | 0 | 2.0993 | 0 | 1.9104 | 0.10647 | 17.9429 | 1.9104 | 0.10647 | 17.9429 | 2.12 | 0.11815 | 17.9429 | 0.409% | 0.053744 | 0.053521 | 9551.4463 | 1436.3496 | 158.5376 | 7956.5591 | 9551.9569 | 0 | 0 | 9551.9569 | 6.923e-05%
2027 | 214 | 214-583R | Tier-3 | Tier-3---13 | 4--5 | 174 | 400% | 2208.3134 | 99.09% | 0.6816% | 0.2244% | 14.5887 | 0 | 0 | 14.5887 | 0 | 13.2755 | 0.42587 | 31.1725 | 13.2755 | 0.42587 | 31.1725 | 14.7321 | 0.4726 | 31.1725 | 0.6606% | 0.070413 | 0.069944 | 31362.296 | 5124.9033 | 314.6524 | 25922.7404 | 31364.203 | 0 | 0 | 31364.203 | 0.0004811%
2027 | 214 | 214-613R | Tier-3 | Tier-3---14 | 5--3 | 196 | 1500% | 1721.769 | 85.69% | 14.07% | 0.2459% | 32.7436 | 0 | 0 | 32.7436 | 0 | 29.7962 | 1.597 | 18.6573 | 29.7962 | 1.597 | 18.6573 | 33.0654 | 1.7722 | 18.6573 | 1.902% | 0.43289 | 0.42328 | 3977.4025 | 528.7899 | 507.0028 | 2941.6099 | 3990.3234 | 0 | 0 | 3990.3234 | 0.00108%
2027 | 214 | 214-647R | Tier-3 | Tier-3---8 | 5--5 | 264 | 300% | 22354.3085 | 99.24% | 0.73% | 0.02701% | 73.1099 | 0 | 0 | 73.1099 | 0 | 66.529 | 0.31941 | 208.2904 | 66.529 | 0.31941 | 208.2904 | 73.8284 | 0.35445 | 208.2904 | 0.3271% | 0.23844 | 0.23765 | 93753.9152 | 14837.2709 | 625.983 | 78290.6613 | 93756.2619 | 0 | 0 | 93756.2619 | 0.002411%
2027 | 215 | 215-1531R | Tier-2 | Tier-2---2 | 5--5 | 256 | 2600% | 12702.4119 | 98.21% | 1.737% | 0.04837% | 367.4446 | 0 | 0 | 367.4446 | 0 | 334.3696 | 2.7682 | 120.7905 | 334.3696 | 2.7682 | 120.7905 | 371.0558 | 3.0719 | 120.7905 | 2.893% | 0.20291 | 0.19693 | 62600.9651 | 10891.2685 | 1005.9666 | 50703.7299 | 62634.8908 | 0 | 0 | 62634.8908 | 0.01212%
2027 | 215 | 215-1534R | Tier-2 | Tier-2---1 | 5--5 | 243 | 1500% | 19489.7064 | 99% | 0.9737% | 0.02962% | 345.3894 | 0 | 0 | 345.3894 | 0 | 314.2997 | 1.597 | 196.8031 | 314.2997 | 1.597 | 196.8031 | 348.7839 | 1.7722 | 196.8031 | 1.772% | 0.1982 | 0.19466 | 98331.2515 | 17803.4226 | 882.3499 | 79645.479 | 98349.2338 | 0 | 0 | 98349.2338 | 0.01139%
2027 | 215 | 215-1544R | Tier-2 | Tier-2---8 | 5--4 | 53 | 1000% | 1412.4296 | 98.09% | 1.785% | 0.1216% | 75.8101 | 0 | 0 | 75.8101 | 0 | 68.9862 | 1.0647 | 64.795 | 68.9862 | 1.0647 | 64.795 | 76.5552 | 1.1815 | 64.795 | 5.367% | 0.10891 | 0.10295 | 12968.9923 | 2539.663 | 210.0651 | 10219.2641 | 12983.3079 | 0 | 0 | 12983.3079 | 0.0025%
2027 | 215 | 215-38R | Tier-3 | Tier-3---10 | 5--5 | 126 | 400% | 5434.8155 | 98.92% | 1.009% | 0.07406% | 49.4928 | 0 | 0 | 49.4928 | 0 | 45.0378 | 0.42587 | 105.7538 | 45.0378 | 0.42587 | 105.7538 | 49.9792 | 0.4726 | 105.7538 | 0.9107% | 0.12528 | 0.12413 | 43381.3494 | 7513.7468 | 468.0295 | 35399.5731 | 43385.7161 | 0 | 0 | 43385.7161 | 0.001632%
2027 | 216 | 216-1859F | Tier-3 | Tier-3---4 | 5--5 | 268 | 1100% | 14041.2877 | 99.19% | 0.7753% | 0.03948% | 165.7714 | 0 | 0 | 165.7714 | 0 | 150.8497 | 1.1712 | 128.8045 | 150.8497 | 1.1712 | 128.8045 | 167.4006 | 1.2996 | 128.8045 | 1.181% | 0.15704 | 0.15517 | 89409.7821 | 15986.4383 | 636.9074 | 72786.4365 | 89418.5581 | 0 | 0 | 89418.5581 | 0.005467%
2027 | 217 | 217-41AE | Tier-2 | Tier-2---8 | 5--4 | 456 | 3300% | 2013.5966 | 89.22% | 10.31% | 0.4697% | 37.7056 | 0 | 0 | 37.7056 | 0 | 34.3116 | 3.5135 | 9.7658 | 34.3116 | 3.5135 | 9.7658 | 38.0761 | 3.8989 | 9.7658 | 1.873% | 0.19664 | 0.19251 | 10240.1297 | 1454.7861 | 960.9628 | 7824.3807 | 10263.7827 | 0 | 0 | 10263.7827 | 0.001243%
2027 | 217 | 217-48AE | Tier-2 | Tier-2---8 | 5--4 | 344 | 2400% | 2727.5845 | 87.85% | 11.78% | 0.3693% | 48.4808 | 0 | 0 | 48.4808 | 0 | 44.1169 | 2.5552 | 17.2652 | 44.1169 | 2.5552 | 17.2652 | 48.9573 | 2.8356 | 17.2652 | 1.777% | 0.20236 | 0.19826 | 13478.9252 | 1980.0515 | 1403.044 | 10095.8296 | 13512.7446 | 0 | 0 | 13512.7446 | 0.001599%
2027 | 217 | 217-835R | Tier-3 | Tier-3---5 | 5--5 | 319 | 1000% | 10686.9326 | 98.68% | 1.222% | 0.09479% | 95.8748 | 0 | 0 | 95.8748 | 0 | 87.2448 | 1.0647 | 81.9443 | 87.2448 | 1.0647 | 81.9443 | 96.8171 | 1.1815 | 81.9443 | 0.8971% | 0.28412 | 0.28154 | 37613.7803 | 6234.338 | 401.1019 | 30978.3405 | 37618.3236 | 0 | 0 | 37618.3236 | 0.003162%
2027 | 217 | 217-837R | Tier-3 | Tier-3---12 | 5--5 | 293 | 2800% | 3657.1834 | 94.66% | 5.124% | 0.2164% | 95.9396 | 0 | 0 | 95.9396 | 0 | 87.3037 | 2.9811 | 29.2856 | 87.3037 | 2.9811 | 29.2856 | 96.8824 | 3.3082 | 29.2856 | 2.623% | 0.14269 | 0.13874 | 25630.0196 | 4247.0317 | 1289.9429 | 20093.0451 | 25669.0367 | 0 | 0 | 25669.0367 | 0.003164%
2027 | 217 | 217-972R | Tier-2 | Tier-2---8 | 5--4 | 256 | 1700% | 1438.6594 | 90.88% | 8.66% | 0.4639% | 25.1777 | 0 | 0 | 25.1777 | 0 | 22.9113 | 1.81 | 12.6585 | 22.9113 | 1.81 | 12.6585 | 25.4251 | 2.0085 | 12.6585 | 1.75% | 0.18227 | 0.17876 | 7892.9777 | 1198.2453 | 600.4509 | 6094.2815 | 7907.1182 | 0 | 0 | 7907.1182 | 0.0008303%
2027 | 220 | 220-288R | Tier-3 | Tier-3---14 | 5--4 | 132 | 300% | 2198.6799 | 96.34% | 3.473% | 0.1901% | 13.9604 | 0 | 0 | 13.9604 | 0 | 12.7038 | 0.31941 | 39.7734 | 12.7038 | 0.31941 | 39.7734 | 14.0976 | 0.35445 | 39.7734 | 0.6349% | 0.37523 | 0.37276 | 5859.515 | 816.9998 | 199.3663 | 4843.1489 | 5860.9391 | 0 | 0 | 5860.9391 | 0.0004604%
2027 | 220 | 220-294R | Tier-3 | Tier-3---14 | 5--3 | 328 | 1200% | 1925.8876 | 84.29% | 15.28% | 0.4298% | 17.2233 | 0 | 0 | 17.2233 | 0 | 15.673 | 1.2776 | 12.2673 | 15.673 | 1.2776 | 12.2673 | 17.3926 | 1.4178 | 12.2673 | 0.8943% | 0.44397 | 0.43926 | 4337.8466 | 467.6186 | 600.0435 | 3270.1845 | 4345.1541 | 0 | 0 | 4345.1541 | 0.000568%
2027 | 220 | 220-298R | Tier-3 | Tier-3---11 | 5--4 | 614 | 14600% | 3585.6314 | 89.37% | 10.06% | 0.5685% | 220.9729 | 0 | 0 | 220.9729 | 0 | 201.0823 | 15.5444 | 12.936 | 201.0823 | 15.5444 | 12.936 | 223.1446 | 17.2499 | 12.936 | 6.163% | 0.50177 | 0.46717 | 7145.9975 | 838.8497 | 642.3981 | 5664.7497 | 7202.2597 | 0 | 0 | 7202.2597 | 0.007287%
2027 | 221 | 221-1230F | Tier-3 | Tier-3---12 | 4--5 | 97 | 100% | 3690.9623 | 99.91% | 0% | 0.09183% | 11.0247 | 0 | 0 | 11.0247 | 0 | 10.0323 | 0.10647 | 94.2282 | 10.0323 | 0.10647 | 94.2282 | 11.1331 | 0.11815 | 94.2282 | 0.2987% | 0.035843 | 0.035736 | 102975.2444 | 15309.4662 | 8.5902 | 87657.1879 | 102975.5279 | 0 | 0 | 102975.5279 | 0.0003636%
2027 | 221 | 221-23R | Tier-3 | Tier-3---11 | 5--5 | 307 | 600% | 3270.2376 | 92.16% | 7.656% | 0.1816% | 17.0822 | 0 | 0 | 17.0822 | 0 | 15.5446 | 0.63881 | 24.3337 | 15.5446 | 0.63881 | 24.3337 | 17.2501 | 0.7089 | 24.3337 | 0.5224% | 0.19945 | 0.19832 | 16396.4914 | 2639.7901 | 1189.9448 | 12566.7565 | 16403.8164 | 0 | 0 | 16403.8164 | 0.0005633%
2027 | 221 | 221-344R | Tier-3 | Tier-3---13 | 5--4 | 293 | 400% | 2735.9283 | 96.11% | 3.605% | 0.2871% | 10.4101 | 0 | 0 | 10.4101 | 0 | 9.4731 | 0.42587 | 22.2438 | 9.4731 | 0.42587 | 22.2438 | 10.5124 | 0.4726 | 22.2438 | 0.3805% | 0.2115 | 0.21066 | 12935.7823 | 1776.6901 | 423.0574 | 10736.0349 | 12937.7834 | 0 | 0 | 12937.7834 | 0.0003433%
2027 | 221 | 221-37AE | Tier-3 | Tier-3---11 | 5--5 | 244 | 1700% | 3934.7733 | 97.03% | 2.838% | 0.1358% | 77.1373 | 0 | 0 | 77.1373 | 0 | 70.1939 | 1.81 | 38.782 | 70.1939 | 1.81 | 38.782 | 77.8954 | 2.0085 | 38.782 | 1.96% | 0.19925 | 0.19523 | 19747.6238 | 2983.7057 | 579.4204 | 16184.4978 | 19759.7352 | 0 | 0 | 19759.7352 | 0.002544%
2027 | 221 | 221-38AE | Tier-3 | Tier-3---17 | 5--3 | 18 | 100% | 318.0967 | 33.4% | 66.33% | 0.2755% | 1.7116 | 0 | 0 | 1.7116 | 0 | 1.5575 | 0.10647 | 14.629 | 1.5575 | 0.10647 | 14.629 | 1.7284 | 0.11815 | 14.629 | 0.5381% | 0.16917 | 0.16645 | 1880.3284 | 102.8825 | 1057.137 | 720.3088 | 1900.8354 | 0 | 0 | 1900.8354 | 5.644e-05%
2027 | 221 | 221-675R | Tier-2 | Tier-2---8 | 5--4 | 99 | 1800% | 2055.424 | 99.51% | 0.3331% | 0.1572% | 107.8455 | 0 | 0 | 107.8455 | 0 | 98.1379 | 1.9164 | 51.2087 | 98.1379 | 1.9164 | 51.2087 | 108.9054 | 2.1267 | 51.2087 | 5.247% | 0.22072 | 0.20908 | 9312.3427 | 1344.1868 | 80.6907 | 7887.4652 | 9314.8842 | 0 | 0 | 9314.8842 | 0.003556%
2027 | 221 | 221-788 | Tier-3 | Tier-3---12 | 5--5 | 67 | 100% | 4481.9143 | 99.45% | 0.5095% | 0.04337% | 19.2921 | 0 | 0 | 19.2921 | 0 | 17.5555 | 0.10647 | 164.8896 | 17.5555 | 0.10647 | 164.8896 | 19.4817 | 0.11815 | 164.8896 | 0.4304% | 0.18975 | 0.18893 | 23620.3007 | 4014.0972 | 176.6894 | 19429.514 | 23620.8684 | 0 | 0 | 23620.8684 | 0.0006362%
2027 | 221 | 221-824 | Tier-3 | Tier-3---13 | 5--4 | 106 | 400% | 2324.2215 | 96.86% | 3.03% | 0.1069% | 24.6369 | 0 | 0 | 24.6369 | 0 | 22.4193 | 0.42587 | 52.643 | 22.4193 | 0.42587 | 52.643 | 24.8791 | 0.4726 | 52.643 | 1.06% | 0.18396 | 0.18195 | 12634.0691 | 1992.2766 | 356.0024 | 10285.7901 | 12638.4545 | 0 | 0 | 12638.4545 | 0.0008124%
2027 | 222 | 222-1433R | Tier-3 | Tier-3---5 | 5--5 | 123 | 2600% | 9617.9712 | 99.59% | 0.3681% | 0.03974% | 587.1848 | 0 | 0 | 587.1848 | 0 | 534.3302 | 2.7682 | 193.0259 | 534.3302 | 2.7682 | 193.0259 | 592.9556 | 3.0719 | 193.0259 | 6.105% | 0.37266 | 0.34981 | 25809.0958 | 4058.0923 | 86.1531 | 21664.8505 | 25815.9699 | 0 | 0 | 25815.9699 | 0.01936%
2027 | 222 | 222-1523R | Tier-3 | Tier-3---7 | 5--5 | 367 | 1100% | 7406.689 | 96.62% | 3.25% | 0.1263% | 62.206 | 0 | 0 | 62.206 | 0 | 56.6066 | 1.1712 | 48.3341 | 56.6066 | 1.1712 | 48.3341 | 62.8173 | 1.2996 | 48.3341 | 0.8399% | 0.26901 | 0.26667 | 27533.3002 | 4015.4723 | 832.0956 | 22685.7323 | 27541.4514 | 0 | 0 | 27541.4514 | 0.002051%
2027 | 222 | 222-1986R | Tier-3 | Tier-3---1 | 5--5 | 451 | 400% | 79194.3488 | 99.25% | 0.7305% | 0.01724% | 202.1697 | 0 | 0 | 202.1697 | 0 | 183.9716 | 0.42587 | 431.9865 | 183.9716 | 0.42587 | 431.9865 | 204.1566 | 0.4726 | 431.9865 | 0.2553% | 0.41507 | 0.414 | 190797.4815 | 33595.3988 | 1245.7209 | 155956.3617 | 190801.1605 | 0 | 0 | 190801.1605 | 0.006667%
2027 | 222 | 222-1990R | Tier-3 | Tier-3---1 | 5--5 | 287 | 400% | 45106.6402 | 99.63% | 0.3509% | 0.01982% | 181.6367 | 0 | 0 | 181.6367 | 0 | 165.2869 | 0.42587 | 388.1125 | 165.2869 | 0.42587 | 388.1125 | 183.4218 | 0.4726 | 388.1125 | 0.4027% | 0.41211 | 0.41045 | 109452.4885 | 17402.8472 | 400.2043 | 91649.437 | 109454.1352 | 0 | 0 | 109454.1352 | 0.00599%
2027 | 222 | 222-1992R | Tier-3 | Tier-3---18 | 5--2 | 43 | 300% | 288.7705 | 86.56% | 13.18% | 0.2657% | 5.0571 | 0 | 0 | 5.0571 | 0 | 4.6019 | 0.31941 | 14.4077 | 4.6019 | 0.31941 | 14.4077 | 5.1068 | 0.35445 | 14.4077 | 1.751% | 0.22115 | 0.21668 | 1305.7642 | 167.1535 | 149.2603 | 989.3504 | 1309.3892 | 0 | 0 | 1309.3892 | 0.0001668%
2027 | 222 | 222-2013R | Tier-3 | Tier-3---7 | 5--5 | 407 | 1200% | 7426.9759 | 96.05% | 3.813% | 0.1383% | 60.9943 | 0 | 0 | 60.9943 | 0 | 55.504 | 1.2776 | 43.4433 | 55.504 | 1.2776 | 43.4433 | 61.5938 | 1.4178 | 43.4433 | 0.8213% | 0.27927 | 0.27688 | 26594.1155 | 4003.6011 | 918.5637 | 21671.9506 | 26603.1772 | 0 | 0 | 26603.1772 | 0.002011%
2027 | 222 | 222-2085 | Tier-3 | Tier-3---3 | 5--5 | 910 | 3900% | 16772.3082 | 96.7% | 3.181% | 0.1236% | 201.5673 | 0 | 0 | 201.5673 | 0 | 183.4235 | 4.1523 | 44.1743 | 183.4235 | 4.1523 | 44.1743 | 203.5483 | 4.6078 | 44.1743 | 1.202% | 0.35117 | 0.3468 | 47761.3033 | 7204.6408 | 1463.9747 | 39092.6878 | 47781.1661 | 0 | 0 | 47781.1661 | 0.006647%
2027 | 223 | 223-536R | Tier-2 | Tier-2---19 | 1--4 | 8 | 300% | 17.3686 | 98.33% | 0% | 1.666% | 1.8574 | 0 | 0 | 1.8574 | 0 | 1.6902 | 0.31941 | 5.2916 | 1.6902 | 0.31941 | 5.2916 | 1.8756 | 0.35445 | 5.2916 | 10.69% | 0.0018852 | 0.0016802 | 9213.1285 | 1446.4962 | 15.3355 | 7751.2969 | 9231.8576 | 0 | 0 | 9231.8576 | 6.125e-05%
2027 | 230 | 230-127AE | Tier-2 | Tier-2---7 | 5--5 | 269 | 6200% | 2000.4654 | 94.98% | 4.641% | 0.3747% | 127.0044 | 0 | 0 | 127.0044 | 0 | 115.5722 | 6.601 | 17.5082 | 115.5722 | 6.601 | 17.5082 | 128.2525 | 7.3253 | 17.5082 | 6.349% | 0.093988 | 0.087706 | 21284.2191 | 3269.4209 | 921.4772 | 17093.321 | 21360.6912 | 0 | 0 | 21360.6912 | 0.004188%
2027 | 230 | 230-133AE | Tier-2 | Tier-2---6 | 5--5 | 328 | 2200% | 6388.6939 | 98.26% | 1.615% | 0.1229% | 122.1088 | 0 | 0 | 122.1088 | 0 | 111.1174 | 2.3423 | 47.4393 | 111.1174 | 2.3423 | 47.4393 | 123.3089 | 2.5993 | 47.4393 | 1.911% | 0.095565 | 0.093706 | 66852.0974 | 10704.3112 | 1013.9772 | 55133.809 | 66875.1381 | 0 | 0 | 66875.1381 | 0.004027%
2027 | 230 | 230-1586R | Tier-2 | Tier-2---7 | 4--5 | 245 | 4400% | 2072.8837 | 91.06% | 8.635% | 0.3% | 98.3126 | 0 | 0 | 98.3126 | 0 | 89.4632 | 4.6846 | 19.0973 | 89.4632 | 4.6846 | 19.0973 | 99.2789 | 5.1986 | 19.0973 | 4.743% | 0.084625 | 0.080218 | 24494.9333 | 3610.2418 | 2037.5267 | 18847.1648 | 24615.1877 | 0 | 0 | 24615.1877 | 0.003242%
2027 | 230 | 230-1606R | Tier-2 | Tier-2---11 | 4--4 | 71 | 400% | 536.3838 | 78.97% | 20.71% | 0.32% | 6.9203 | 0 | 0 | 6.9203 | 0 | 6.2974 | 0.42587 | 14.787 | 6.2974 | 0.42587 | 14.787 | 6.9883 | 0.4726 | 14.787 | 1.29% | 0.062818 | 0.061792 | 8538.6965 | 1090.1965 | 1630.9842 | 5817.5158 | 8568.5244 | 0 | 0 | 8568.5244 | 0.0002282%
2027 | 230 | 230-181 | Tier-2 | Tier-2---9 | 4--4 | 52 | 400% | 788.7224 | 98.19% | 1.606% | 0.2041% | 17.276 | 0 | 0 | 17.276 | 0 | 15.721 | 0.42587 | 36.9146 | 15.721 | 0.42587 | 36.9146 | 17.4458 | 0.4726 | 36.9146 | 2.19% | 0.063241 | 0.06183 | 12471.6541 | 1938.3166 | 505.8598 | 10027.4777 | 12476.8058 | 0 | 0 | 12476.8058 | 0.0005697%
2027 | 230 | 230-2060R | Tier-2 | Tier-2---4 | 4--5 | 236 | 2200% | 3473.4554 | 97.68% | 2.135% | 0.1887% | 91.7194 | 0 | 0 | 91.7194 | 0 | 83.4634 | 2.3423 | 35.633 | 83.4634 | 2.3423 | 35.633 | 92.6209 | 2.5993 | 35.633 | 2.641% | 0.088414 | 0.086024 | 39286.0822 | 6237.3116 | 786.318 | 32262.4526 | 39311.4424 | 0 | 0 | 39311.4424 | 0.003025%
2027 | 230 | 230-371AE | Tier-2 | Tier-2---13 | 4--3 | 41 | 700% | 195.7251 | 81.71% | 17.81% | 0.4804% | 7.9187 | 0 | 0 | 7.9187 | 0 | 7.2059 | 0.74528 | 9.6688 | 7.2059 | 0.74528 | 9.6688 | 7.9965 | 0.82705 | 9.6688 | 4.046% | 0.059006 | 0.056084 | 3317.0375 | 438.8452 | 524.5469 | 2353.6453 | 3348.6339 | 0 | 0 | 3348.6339 | 0.0002611%
2027 | 231 | 231-1136R | Tier-2 | Tier-2---7 | 4--5 | 357 | 1900% | 2730.9177 | 98.3% | 1.373% | 0.325% | 41.4337 | 0 | 0 | 41.4337 | 0 | 37.7041 | 2.0229 | 18.6386 | 37.7041 | 2.0229 | 18.6386 | 41.8409 | 2.2448 | 18.6386 | 1.517% | 0.054655 | 0.053811 | 49966.8413 | 8713.2838 | 1199.3075 | 40054.25 | 49980.143 | 0 | 0 | 49980.143 | 0.001366%
2027 | 231 | 231-1635R | Tier-2 | Tier-2---4 | 5--5 | 862 | 18200% | 5142.095 | 98.68% | 0.901% | 0.4182% | 310.6955 | 0 | 0 | 310.6955 | 0 | 282.7287 | 19.3772 | 14.5908 | 282.7287 | 19.3772 | 14.5908 | 313.749 | 21.5033 | 14.5908 | 6.042% | 0.11648 | 0.10935 | 44146.87 | 7752.1946 | 471.7485 | 35922.9269 | 44184.8544 | 0 | 0 | 44184.8544 | 0.01025%
2027 | 233 | 233-123R | Tier-2 | Tier-2---4 | 4--5 | 412 | 1400% | 3035.8045 | 98.84% | 0.8219% | 0.339% | 29.5686 | 0 | 0 | 29.5686 | 0 | 26.9071 | 1.4906 | 18.0517 | 26.9071 | 1.4906 | 18.0517 | 29.8592 | 1.6541 | 18.0517 | 0.974% | 0.06125 | 0.060647 | 49563.8317 | 7938.6753 | 487.1368 | 41138.0196 | 49569.5581 | 0 | 0 | 49569.5581 | 0.0009751%
2027 | 233 | 233-41R | Tier-2 | Tier-2---9 | 4--5 | 273 | 4600% | 718.991 | 97.57% | 1.357% | 1.072% | 34.2795 | 0 | 0 | 34.2795 | 0 | 31.1939 | 4.8975 | 6.3693 | 31.1939 | 4.8975 | 6.3693 | 34.6164 | 5.4349 | 6.3693 | 4.768% | 0.044487 | 0.042313 | 16161.8225 | 2695.2374 | 377.2862 | 13089.2989 | 16181.996 | 0 | 0 | 16181.996 | 0.00113%
2027 | 233 | 233-81F | Tier-2 | Tier-2---12 | 3--5 | 99 | 2800% | 447.7794 | 94.96% | 4.349% | 0.694% | 34.8749 | 0 | 0 | 34.8749 | 0 | 31.7357 | 2.9811 | 10.6456 | 31.7357 | 2.9811 | 10.6456 | 35.2177 | 3.3082 | 10.6456 | 7.788% | 0.02204 | 0.020232 | 20316.8521 | 3103.6732 | 873.0875 | 16340.0914 | 20408.3914 | 0 | 0 | 20408.3914 | 0.00115%
2027 | 233 | 233-86F | Tier-2 | Tier-2---8 | 5--5 | 412 | 5300% | 2341.6741 | 85.9% | 13.6% | 0.4998% | 75.0428 | 0 | 0 | 75.0428 | 0 | 68.2879 | 5.6428 | 12.1017 | 68.2879 | 5.6428 | 12.1017 | 75.7803 | 6.2619 | 12.1017 | 3.205% | 0.1204 | 0.1159 | 19449.7342 | 2690.1535 | 2433.0497 | 14326.531 | 19555.9879 | 0 | 0 | 19555.9879 | 0.002475%
2027 | 234 | 234-48R | Tier-2 | Tier-2---4 | 4--5 | 334 | 4300% | 4939.3793 | 99.46% | 0.3916% | 0.1518% | 183.4113 | 0 | 0 | 183.4113 | 0 | 166.9017 | 4.5781 | 36.4562 | 166.9017 | 4.5781 | 36.4562 | 185.2138 | 5.0804 | 36.4562 | 3.713% | 0.047931 | 0.046142 | 103051.0115 | 20615.902 | 443.8608 | 81991.2487 | 103072.7292 | 0 | 0 | 103072.7292 | 0.006048%
2027 | 235 | 235-897R | Tier-2 | Tier-2---5 | 5--5 | 241 | 2100% | 4375.0381 | 88.63% | 11.27% | 0.1058% | 97.982 | 0 | 0 | 97.982 | 0 | 89.1623 | 2.2358 | 39.8787 | 89.1623 | 2.2358 | 39.8787 | 98.945 | 2.4811 | 39.8787 | 2.24% | 0.1179 | 0.11492 | 37108.0419 | 5823.2573 | 3860.2589 | 27424.5257 | 37217.4559 | 0 | 0 | 37217.4559 | 0.003231%
2027 | 235 | 235-899R | Tier-2 | Tier-2---1 | 5--5 | 531 | 3600% | 23678.6611 | 98.37% | 1.593% | 0.04039% | 457.9407 | 0 | 0 | 457.9407 | 0 | 416.7198 | 3.8329 | 108.7229 | 416.7198 | 3.8329 | 108.7229 | 462.4413 | 4.2534 | 108.7229 | 1.934% | 0.15496 | 0.15192 | 152800.2562 | 27483.3247 | 2386.7614 | 122930.1701 | 152850.322 | 0 | 0 | 152850.322 | 0.0151%
2027 | 236 | 236-1535R | Tier-3 | Tier-3---4 | 5--5 | 252 | 2500% | 9719.0421 | 98.73% | 1.209% | 0.05836% | 276.0717 | 0 | 0 | 276.0717 | 0 | 251.2215 | 2.6617 | 94.3835 | 251.2215 | 2.6617 | 94.3835 | 278.7849 | 2.9537 | 94.3835 | 2.841% | 0.12847 | 0.12478 | 75651.1712 | 14020.5397 | 863.9874 | 60766.6441 | 75679.5711 | 0 | 0 | 75679.5711 | 0.009104%
2027 | 236 | 236-1561R | Tier-3 | Tier-3---13 | 5--4 | 137 | 100% | 2823.5781 | 97.26% | 2.617% | 0.1213% | 5.8133 | 0 | 0 | 5.8133 | 0 | 5.29 | 0.10647 | 49.6861 | 5.29 | 0.10647 | 49.6861 | 5.8704 | 0.11815 | 49.6861 | 0.2059% | 0.17766 | 0.17728 | 15893.5317 | 2548.7171 | 379.7854 | 12965.0293 | 15894.4548 | 0 | 0 | 15894.4548 | 0.0001917%
2027 | 236 | 236-1569R | Tier-3 | Tier-3---8 | 5--5 | 498 | 4200% | 21222.9131 | 98.36% | 1.585% | 0.05121% | 510.5739 | 0 | 0 | 510.5739 | 0 | 464.6153 | 4.4717 | 103.9019 | 464.6153 | 4.4717 | 103.9019 | 515.5918 | 4.9623 | 103.9019 | 2.406% | 0.21435 | 0.2091 | 99012.7753 | 16128.7388 | 1444.5093 | 81439.5272 | 99053.3895 | 0 | 0 | 99053.3895 | 0.01684%
2027 | 236 | 236-1573R | Tier-3 | Tier-3---7 | 5--5 | 192 | 600% | 6927.8558 | 97.84% | 2.089% | 0.06679% | 61.4303 | 0 | 0 | 61.4303 | 0 | 55.9008 | 0.63881 | 87.5076 | 55.9008 | 0.63881 | 87.5076 | 62.0341 | 0.7089 | 87.5076 | 0.8867% | 0.18488 | 0.1832 | 37473.1079 | 6448.1569 | 711.4883 | 30313.4626 | 37480.4952 | 0 | 0 | 37480.4952 | 0.002026%
2027 | 237 | 237-1761R | Tier-3 | Tier-3---12 | 5--5 | 126 | 400% | 3634.1464 | 99.4% | 0.4942% | 0.1098% | 33.2551 | 0 | 0 | 33.2551 | 0 | 30.2617 | 0.42587 | 71.058 | 30.2617 | 0.42587 | 71.058 | 33.582 | 0.4726 | 71.058 | 0.9151% | 0.14935 | 0.14798 | 24332.6951 | 3910.2644 | 110.1562 | 20312.2745 | 24334.0607 | 0 | 0 | 24334.0607 | 0.001097%
2027 | 237 | 237-1765R | Tier-3 | Tier-3---1 | 5--5 | 223 | 1100% | 28249.2525 | 99.34% | 0.6358% | 0.01982% | 401.4542 | 0 | 0 | 401.4542 | 0 | 365.3178 | 1.1712 | 311.9302 | 365.3178 | 1.1712 | 311.9302 | 405.3997 | 1.2996 | 311.9302 | 1.421% | 0.25909 | 0.25538 | 109034.6893 | 21935.6413 | 634.4252 | 86464.6228 | 109045.0639 | 0 | 0 | 109045.0639 | 0.01324%
2027 | 237 | 237-17R | Tier-2 | Tier-2---1 | 5--5 | 536 | 4800% | 27080.7376 | 98.89% | 1.071% | 0.0369% | 695.4984 | 0 | 0 | 695.4984 | 0 | 632.8941 | 5.1105 | 123.8423 | 632.8941 | 5.1105 | 123.8423 | 702.3337 | 5.6712 | 123.8423 | 2.568% | 0.15539 | 0.15136 | 174274.8137 | 31991.9545 | 1838.789 | 140444.0702 | 174326.2977 | 0 | 0 | 174326.2977 | 0.02293%
2027 | 237 | 237-26F | Tier-2 | Tier-2---10 | 5--4 | 113 | 300% | 663.2151 | 70.89% | 28.72% | 0.399% | 3.6195 | 0 | 0 | 3.6195 | 0 | 3.2937 | 0.31941 | 10.312 | 3.2937 | 0.31941 | 10.312 | 3.6551 | 0.35445 | 10.312 | 0.5458% | 0.10897 | 0.10813 | 6086.0279 | 695.3102 | 1570.8815 | 3819.8362 | 6099.7761 | 0 | 0 | 6099.7761 | 0.0001194%
2027 | 237 | 237-28F | Tier-2 | Tier-2---7 | 5--5 | 59 | 100% | 2530.2255 | 98.83% | 1.116% | 0.05734% | 12.2907 | 0 | 0 | 12.2907 | 0 | 11.1844 | 0.10647 | 105.0491 | 11.1844 | 0.10647 | 105.0491 | 12.4115 | 0.11815 | 105.0491 | 0.4858% | 0.10804 | 0.10751 | 23418.4293 | 3729.6319 | 261.331 | 19427.4664 | 23419.7869 | 0 | 0 | 23419.7869 | 0.0004053%
2027 | 237 | 237-2R | Tier-3 | Tier-3---2 | 5--5 | 499 | 1500% | 30894.1234 | 99.11% | 0.8492% | 0.03898% | 266.9255 | 0 | 0 | 266.9255 | 0 | 242.8986 | 1.597 | 152.0943 | 242.8986 | 1.597 | 152.0943 | 269.5488 | 1.7722 | 152.0943 | 0.864% | 0.18156 | 0.17998 | 170161.3668 | 36497.0865 | 1351.4865 | 132312.7938 | 170174.6577 | 0 | 0 | 170174.6577 | 0.008802%
2027 | 237 | 237-30R | Tier-3 | Tier-3---1 | 5--5 | 651 | 1400% | 65515.492 | 98.93% | 1.038% | 0.03019% | 404.2267 | 0 | 0 | 404.2267 | 0 | 367.8408 | 1.4906 | 246.7806 | 367.8408 | 1.4906 | 246.7806 | 408.1994 | 1.6541 | 246.7806 | 0.617% | 0.49249 | 0.48941 | 133030.3773 | 22547.6539 | 1250.7985 | 109231.9249 | 133039.2953 | 0 | 0 | 133039.2953 | 0.01333%
2027 | 239 | 239-2207R | Tier-3 | Tier-3---16 | 4--4 | 127 | 5700% | 860.3234 | 98.08% | 1.495% | 0.4234% | 109.8289 | 0 | 0 | 109.8289 | 0 | 99.9428 | 6.0687 | 16.4686 | 99.9428 | 6.0687 | 16.4686 | 110.9083 | 6.7345 | 16.4686 | 12.77% | 0.078224 | 0.068042 | 10998.2588 | 1887.5765 | 146.4219 | 8964.2604 | 11029.8372 | 0 | 0 | 11029.8372 | 0.003622%
2027 | 239 | 239-2211R | Tier-3 | Tier-3---16 | 5--4 | 55 | 100% | 1585.1718 | 98.67% | 1.22% | 0.1095% | 8.247 | 0 | 0 | 8.247 | 0 | 7.5047 | 0.10647 | 70.4875 | 7.5047 | 0.10647 | 70.4875 | 8.3281 | 0.11815 | 70.4875 | 0.5203% | 0.11902 | 0.11839 | 13318.69 | 2119.2722 | 143.2039 | 11056.2139 | 13319.6288 | 0 | 0 | 13319.6288 | 0.000272%
2027 | 239 | 239-2213R | Tier-3 | Tier-3---15 | 5--4 | 134 | 400% | 1116.4705 | 96.46% | 3.23% | 0.3121% | 9.3226 | 0 | 0 | 9.3226 | 0 | 8.4834 | 0.42587 | 19.9201 | 8.4834 | 0.42587 | 19.9201 | 9.4142 | 0.4726 | 19.9201 | 0.835% | 0.1294 | 0.12828 | 8627.7496 | 1319.6651 | 288.3985 | 7019.686 | 8630.4184 | 0 | 0 | 8630.4184 | 0.0003074%
2027 | 239 | 239-2215R | Tier-3 | Tier-3---10 | 5--5 | 305 | 4300% | 6268.6569 | 98.24% | 1.63% | 0.1302% | 251.7844 | 0 | 0 | 251.7844 | 0 | 229.1204 | 4.5781 | 50.0466 | 229.1204 | 4.5781 | 50.0466 | 254.259 | 5.0804 | 50.0466 | 4.017% | 0.15408 | 0.14778 | 40685.5389 | 6831.4863 | 640.4954 | 33213.5572 | 40716.0656 | 0 | 0 | 40716.0656 | 0.008303%
2027 | 239 | 239-2217R | Tier-3 | Tier-3---16 | 4--4 | 108 | 600% | 1029.5673 | 69.27% | 30.42% | 0.3032% | 11.4905 | 0 | 0 | 11.4905 | 0 | 10.4562 | 0.63881 | 16.3682 | 10.4562 | 0.63881 | 16.3682 | 11.6034 | 0.7089 | 16.3682 | 1.116% | 0.073205 | 0.072026 | 14064.0898 | 1546.1618 | 3996.6336 | 8521.2943 | 14134.856 | 0 | 0 | 14134.856 | 0.0003789%
2027 | 239 | 239-89R | Tier-3 | Tier-3---17 | 4--4 | 52 | 400% | 376.4251 | 98.76% | 0.8388% | 0.4045% | 8.2928 | 0 | 0 | 8.2928 | 0 | 7.5463 | 0.42587 | 17.7196 | 7.5463 | 0.42587 | 17.7196 | 8.3743 | 0.4726 | 17.7196 | 2.203% | 0.064786 | 0.063341 | 5810.3033 | 876.5504 | 280.4988 | 4653.254 | 5811.9515 | 0 | 0 | 5811.9515 | 0.0002735%
2027 | 240 | 240-1028R | Tier-2 | Tier-2---9 | 4--5 | 165 | 800% | 1181.5361 | 98.38% | 1.316% | 0.2998% | 16.3447 | 0 | 0 | 16.3447 | 0 | 14.8734 | 0.85175 | 17.4623 | 14.8734 | 0.85175 | 17.4623 | 16.5053 | 0.9452 | 17.4623 | 1.383% | 0.045174 | 0.044539 | 26155.1082 | 4733.8049 | 362.4599 | 21058.8433 | 26161.1348 | 0 | 0 | 26161.1348 | 0.000539%
2027 | 240 | 240-1044 | Tier-3 | Tier-3---16 | 4--4 | 71 | 300% | 791.3356 | 98.7% | 1.112% | 0.1837% | 9.571 | 0 | 0 | 9.571 | 0 | 8.7095 | 0.31941 | 27.2679 | 8.7095 | 0.31941 | 27.2679 | 9.6651 | 0.35445 | 27.2679 | 1.209% | 0.076308 | 0.075373 | 10370.2289 | 1768.6676 | 147.2931 | 8454.2683 | 10371.8953 | 0 | 0 | 10371.8953 | 0.0003156%
2027 | 240 | 240-1148 | Tier-3 | Tier-3---17 | 4--4 | 75 | 700% | 376.72 | 96.88% | 2.523% | 0.5996% | 9.8782 | 0 | 0 | 9.8782 | 0 | 8.989 | 0.74528 | 12.0612 | 8.989 | 0.74528 | 12.0612 | 9.9752 | 0.82705 | 12.0612 | 2.622% | 0.037482 | 0.036468 | 10050.6383 | 1533.8365 | 215.1786 | 8301.6232 | 10059.3692 | 0 | 0 | 10059.3692 | 0.0003257%
2027 | 240 | 240-2004R | Tier-3 | Tier-3---12 | 5--5 | 623 | 6800% | 4437.6588 | 97.91% | 1.769% | 0.321% | 137.5308 | 0 | 0 | 137.5308 | 0 | 125.1511 | 7.2399 | 17.2864 | 125.1511 | 7.2399 | 17.2864 | 138.8824 | 8.0342 | 17.2864 | 3.099% | 0.095775 | 0.092744 | 46334.0144 | 8309.1897 | 777.0534 | 37247.7713 | 46365.6687 | 0 | 0 | 46365.6687 | 0.004535%
2027 | 240 | 240-2006R | Tier-3 | Tier-3---12 | 4--5 | 269 | 1200% | 3742.5721 | 99.07% | 0.7558% | 0.1785% | 47.9646 | 0 | 0 | 47.9646 | 0 | 43.6471 | 1.2776 | 34.1628 | 43.6471 | 1.2776 | 34.1628 | 48.436 | 1.4178 | 34.1628 | 1.282% | 0.06999 | 0.069085 | 53472.8025 | 8543.8289 | 386.3377 | 44542.6358 | 53479.35 | 0 | 0 | 53479.35 | 0.001582%
2027 | 240 | 240-2032R | Tier-3 | Tier-3---12 | 5--5 | 344 | 1000% | 3665.7351 | 96.82% | 2.929% | 0.2538% | 29.9194 | 0 | 0 | 29.9194 | 0 | 27.2262 | 1.0647 | 25.5721 | 27.2262 | 1.0647 | 25.5721 | 30.2134 | 1.1815 | 25.5721 | 0.8162% | 0.12278 | 0.12174 | 29856.9037 | 4756.4874 | 803.6507 | 24296.7656 | 29864.9835 | 0 | 0 | 29864.9835 | 0.0009866%
2027 | 242 | 242-1426F | Tier-2 | Tier-2---10 | 5--4 | 117 | 700% | 960.3446 | 65.96% | 33.81% | 0.2324% | 10.9904 | 0 | 0 | 10.9904 | 0 | 10.0011 | 0.74528 | 13.4193 | 10.0011 | 0.74528 | 13.4193 | 11.0984 | 0.82705 | 13.4193 | 1.144% | 0.10724 | 0.10538 | 8954.7461 | 1188.9727 | 2793.8383 | 4971.9351 | 9008.5687 | 0 | 0 | 9008.5687 | 0.0003624%
2027 | 246 | 246-34R | Tier-3 | Tier-3---12 | 4--5 | 436 | 3700% | 3387.0058 | 94.54% | 5.197% | 0.2577% | 78.8073 | 0 | 0 | 78.8073 | 0 | 71.7136 | 3.9393 | 18.2045 | 71.7136 | 3.9393 | 18.2045 | 79.5819 | 4.3715 | 18.2045 | 2.327% | 0.070488 | 0.068753 | 48050.8143 | 8360.4537 | 2387.5887 | 37302.7719 | 48116.9519 | 0 | 0 | 48116.9519 | 0.002599%
2027 | 247 | 247-46 | Tier-3 | Tier-3---16 | 4--5 | 227 | 3900% | 1360.3328 | 92.51% | 7.186% | 0.3009% | 62.7027 | 0 | 0 | 62.7027 | 0 | 57.0586 | 4.1523 | 13.7415 | 57.0586 | 4.1523 | 13.7415 | 63.3189 | 4.6078 | 13.7415 | 4.609% | 0.045228 | 0.042975 | 30076.9614 | 4522.9768 | 2007.8493 | 23546.1352 | 30195.0367 | 0 | 0 | 30195.0367 | 0.002068%
2027 | 247 | 247-48 | Tier-2 | Tier-2---16 | 3--3 | 9 | 300% | 105.2026 | 98.18% | 1.532% | 0.2854% | 9.9848 | 0 | 0 | 9.9848 | 0 | 9.086 | 0.31941 | 28.4467 | 9.086 | 0.31941 | 28.4467 | 10.0829 | 0.35445 | 28.4467 | 9.491% | 0.026216 | 0.023681 | 4012.9756 | 640.3206 | 51.944 | 3320.7111 | 4020.779 | 0 | 0 | 4020.779 | 0.0003293%
2027 | 249 | 249-24R | Tier-3 | Tier-3---12 | 5--5 | 464 | 10100% | 3753.23 | 95.85% | 3.876% | 0.273% | 227.0929 | 0 | 0 | 227.0929 | 0 | 206.6515 | 10.7533 | 19.2175 | 206.6515 | 10.7533 | 19.2175 | 229.3248 | 11.9331 | 19.2175 | 6.051% | 0.10094 | 0.094565 | 37183.961 | 6704.4922 | 1334.1553 | 29145.3135 | 37287.9077 | 0 | 0 | 37287.9077 | 0.007489%
2027 | 252 | 252-129 | Tier-2 | Tier-2---18 | 3--3 | 98 | 1000% | 49.4853 | 86.66% | 6.71% | 6.626% | 1.2691 | 0 | 0 | 1.2691 | 0 | 1.1548 | 1.0647 | 1.0847 | 1.1548 | 1.0647 | 1.0847 | 1.2816 | 1.1815 | 1.0847 | 2.565% | 0.02391 | 0.023202 | 2069.6845 | 324.0484 | 134.0961 | 1611.54 | 2078.1011 | 0 | 0 | 2078.1011 | 4.185e-05%
2027 | 276 | 276-228 | Tier-1 | Non-HFTD---2 | 4--3 | 773 | 800% | 290.9914 | 11.65% | 84% | 4.346% | 0.10179 | 0 | 0 | 0.10179 | 0 | 0.092626 | 0.85175 | 0.10875 | 0.092626 | 0.85175 | 0.10875 | 0.10279 | 0.9452 | 0.10875 | 0.03498% | 0.065634 | 0.065437 | 4433.5468 | 54.5858 | 3672.1531 | 706.8079 | 4445.3377 | 0 | 0 | 4445.3377 | 3.357e-06%
2027 | 279 | 279-10AE | Tier-1 | Non-HFTD---3 | 4--3 | 557 | 100% | 166.5714 | 5.911% | 88.12% | 5.969% | 0.0051266 | 0 | 0 | 0.0051266 | 0 | 0.0046651 | 0.10647 | 0.043817 | 0.0046651 | 0.10647 | 0.043817 | 0.0051769 | 0.11815 | 0.043817 | 0.003078% | 0.054414 | 0.054386 | 3061.1869 | 21.6691 | 2585.1276 | 454.3903 | 3062.6873 | 0 | 0 | 3062.6873 | 1.691e-07%
2027 | 283 | 283-55R | Tier-3 | Tier-3---9 | 5--5 | 109 | 1500% | 5299.6344 | 98.55% | 1.37% | 0.07601% | 208.4417 | 0 | 0 | 208.4417 | 0 | 189.6791 | 1.597 | 118.7702 | 189.6791 | 1.597 | 118.7702 | 210.4903 | 1.7722 | 118.7702 | 3.933% | 0.20157 | 0.19353 | 26291.5727 | 4431.5745 | 343.4719 | 21516.5263 | 26307.3712 | 0 | 0 | 26307.3712 | 0.006874%
2027 | 283 | 283-71F | Tier-3 | Tier-3---13 | 5--4 | 127 | 1700% | 2013.5901 | 87.8% | 12.03% | 0.1689% | 68.6299 | 0 | 0 | 68.6299 | 0 | 62.4523 | 1.81 | 34.5047 | 62.4523 | 1.81 | 34.5047 | 69.3044 | 2.0085 | 34.5047 | 3.408% | 0.19011 | 0.18273 | 10591.4545 | 1521.6606 | 1147.6649 | 7922.129 | 10643.6364 | 0 | 0 | 10643.6364 | 0.002263%
2027 | 288 | 288-149R | Tier-2 | Tier-2---12 | 3--5 | 170 | 4400% | 481.2843 | 94.31% | 4.95% | 0.7414% | 34.0686 | 0 | 0 | 34.0686 | 0 | 31.002 | 4.6846 | 6.6178 | 31.002 | 4.6846 | 6.6178 | 34.4034 | 5.1986 | 6.6178 | 7.079% | 0.02124 | 0.019645 | 22659.7646 | 3469.9036 | 1191.7456 | 17998.1154 | 22764.4214 | 0 | 0 | 22764.4214 | 0.001123%
2027 | 288 | 288-2380F | Tier-2 | Tier-2---12 | 4--5 | 43 | 700% | 550.61 | 92.88% | 6.93% | 0.1872% | 24.1438 | 0 | 0 | 24.1438 | 0 | 21.9705 | 0.74528 | 29.4796 | 21.9705 | 0.74528 | 29.4796 | 24.381 | 0.82705 | 29.4796 | 4.385% | 0.030344 | 0.028911 | 18145.5978 | 2753.5191 | 1169.7879 | 14222.2908 | 18209.5917 | 0 | 0 | 18209.5917 | 0.0007962%
2027 | 296 | 296-68F | Tier-2 | Tier-2---21 | 1--2 | 43 | 1100% | 3.2301 | 78.97% | 0% | 21.03% | 0.18923 | 0 | 0 | 0.18923 | 0 | 0.17219 | 1.1712 | 0.14703 | 0.17219 | 1.1712 | 0.14703 | 0.19109 | 1.2996 | 0.14703 | 5.858% | 0.0027146 | 0.0025132 | 1189.8836 | 223.7824 | 100.9033 | 865.1979 | 1209.9367 | 0 | 0 | 1209.9367 | 6.24e-06%
2027 | 299 | 299-814AE | Tier-1 | Non-HFTD---4 | 2--4 | 100 | 1400% | 92.0555 | 97.82% | 0% | 2.183% | 3.6559 | 0 | 0 | 3.6559 | 0 | 3.3268 | 1.4906 | 2.2319 | 3.3268 | 1.4906 | 2.2319 | 3.6918 | 1.6541 | 2.2319 | 3.971% | 0.0089936 | 0.0086285 | 10235.6661 | 2125.5614 | 107.0953 | 8003.0094 | 10245.1216 | 0 | 0 | 10245.1216 | 0.0001206%
2027 | 300 | 300-483F | Tier-2 | Tier-2---12 | 3--5 | 69 | 100% | 458.7821 | 99.48% | 0% | 0.5194% | 1.9182 | 0 | 0 | 1.9182 | 0 | 1.7455 | 0.10647 | 16.3949 | 1.7455 | 0.10647 | 16.3949 | 1.9371 | 0.11815 | 16.3949 | 0.4181% | 0.018397 | 0.01832 | 24937.8732 | 4596.9105 | 11.7655 | 20329.1971 | 24938.4198 | 0 | 0 | 24938.4198 | 6.326e-05%
2027 | 300 | 300-484F | Tier-2 | Tier-2---9 | 4--5 | 250 | 700% | 754.1323 | 92.41% | 6.882% | 0.7076% | 5.6588 | 0 | 0 | 5.6588 | 0 | 5.1494 | 0.74528 | 6.9094 | 5.1494 | 0.74528 | 6.9094 | 5.7144 | 0.82705 | 6.9094 | 0.7504% | 0.039922 | 0.039598 | 18890.1433 | 2594.5618 | 1654.6819 | 14640.8997 | 18901.8798 | 0 | 0 | 18901.8798 | 0.0001866%
2027 | 305 | 305-32R | Tier-1 | Non-HFTD---1 | 4--5 | 233 | 800% | 4233.8665 | 96.93% | 2.943% | 0.1312% | 40.8608 | 0 | 0 | 40.8608 | 0 | 37.1828 | 0.85175 | 43.6548 | 37.1828 | 0.85175 | 43.6548 | 41.2624 | 0.9452 | 43.6548 | 0.9651% | 0.080233 | 0.079434 | 52769.5087 | 8342.6927 | 1399.583 | 43027.233 | 52785.8254 | 0 | 0 | 52785.8254 | 0.001347%
2027 | 305 | 305-35R | Tier-1 | Non-HFTD---1 | 4--5 | 152 | 400% | 2371.786 | 97.71% | 2.108% | 0.1806% | 17.6862 | 0 | 0 | 17.6862 | 0 | 16.0942 | 0.42587 | 37.7911 | 16.0942 | 0.42587 | 37.7911 | 17.8601 | 0.4726 | 37.7911 | 0.7457% | 0.074138 | 0.073572 | 31991.6747 | 5091.6051 | 638.7369 | 26261.3327 | 31997.3049 | 0 | 0 | 31997.3049 | 0.0005832%
2027 | 307 | 307-1492R | Tier-2 | Tier-2---9 | 4--4 | 39 | 400% | 744.3133 | 92.56% | 7.329% | 0.1099% | 20.4917 | 0 | 0 | 20.4917 | 0 | 18.6471 | 0.42587 | 43.7856 | 18.6471 | 0.42587 | 43.7856 | 20.6931 | 0.4726 | 43.7856 | 2.753% | 0.057115 | 0.055416 | 13031.835 | 1966.1148 | 878.6004 | 10187.1199 | 13061.5534 | 0 | 0 | 13061.5534 | 0.0006757%
2027 | 307 | 307-1538F | Tier-2 | Tier-2---7 | 5--5 | 53 | 1500% | 2407.2332 | 91.07% | 8.863% | 0.06623% | 179.9329 | 0 | 0 | 179.9329 | 0 | 163.7364 | 1.597 | 102.5258 | 163.7364 | 1.597 | 102.5258 | 181.7012 | 1.7722 | 102.5258 | 7.475% | 0.10098 | 0.09269 | 23839.1374 | 3538.2875 | 1900.5414 | 18400.3085 | 24029.4694 | 0 | 0 | 24029.4694 | 0.005934%
2027 | 307 | 307-1684R | Tier-1 | Non-HFTD---1 | 4--5 | 98 | 1400% | 2117.8574 | 97.53% | 2.33% | 0.1416% | 85.5715 | 0 | 0 | 85.5715 | 0 | 77.8689 | 1.4906 | 52.2415 | 77.8689 | 1.4906 | 52.2415 | 86.4125 | 1.6541 | 52.2415 | 4.04% | 0.067442 | 0.064648 | 31402.4615 | 4988.1224 | 677.5642 | 25736.7748 | 31436.001 | 0 | 0 | 31436.001 | 0.002822%
2027 | 307 | 307-234R | Tier-2 | Tier-2---4 | 5--5 | 109 | 1900% | 4762.848 | 95.55% | 4.384% | 0.07015% | 230.0399 | 0 | 0 | 230.0399 | 0 | 209.3332 | 2.0229 | 103.4817 | 209.3332 | 2.0229 | 103.4817 | 232.3007 | 2.2448 | 103.4817 | 4.83% | 0.11001 | 0.10445 | 43295.9421 | 6736.6432 | 1761.8167 | 34797.4822 | 43398.6196 | 0 | 0 | 43398.6196 | 0.007586%
2027 | 308 | 308-563AE | Tier-2 | Tier-2---18 | 4--3 | 39 | 100% | 95.5263 | 19.37% | 79.9% | 0.729% | 0.13762 | 0 | 0 | 0.13762 | 0 | 0.12523 | 0.10647 | 1.1762 | 0.12523 | 0.10647 | 1.1762 | 0.13897 | 0.11815 | 1.1762 | 0.1441% | 0.03316 | 0.032913 | 2880.805 | 126.6132 | 2111.1435 | 643.0484 | 2898.2055 | 0 | 0 | 2898.2055 | 4.538e-06%
2027 | 311 | 311-1163F | Tier-2 | Tier-2---18 | 3--3 | 14 | 400% | 46.1951 | 84.69% | 14.76% | 0.5474% | 3.2417 | 0 | 0 | 3.2417 | 0 | 2.9499 | 0.42587 | 6.9267 | 2.9499 | 0.42587 | 6.9267 | 3.2736 | 0.4726 | 6.9267 | 7.017% | 0.018623 | 0.01708 | 2480.5668 | 274.9764 | 742.9932 | 1462.5972 | 2514.8703 | 0 | 0 | 2514.8703 | 0.0001069%
2027 | 311 | 311-1199 | Tier-2 | Tier-2---20 | 3--2 | 15 | 100% | 15.6056 | 49.38% | 48.09% | 2.529% | 0.14899 | 0 | 0 | 0.14899 | 0 | 0.13558 | 0.10647 | 1.2734 | 0.13558 | 0.10647 | 1.2734 | 0.15046 | 0.11815 | 1.2734 | 0.9547% | 0.018336 | 0.017981 | 851.1013 | 60.6306 | 426.7234 | 363.7473 | 859.5943 | 0 | 0 | 859.5943 | 4.913e-06%
2027 | 311 | 311-14R | Tier-2 | Tier-2---14 | 3--4 | 14 | 700% | 278.652 | 16.28% | 83.57% | 0.1501% | 6.5778 | 0 | 0 | 6.5778 | 0 | 5.9857 | 0.74528 | 8.0314 | 5.9857 | 0.74528 | 8.0314 | 6.6424 | 0.82705 | 8.0314 | 2.361% | 0.018935 | 0.01619 | 14715.9264 | 335.1634 | 11691.6167 | 2689.1463 | 16805.3189 | 0 | 0 | 16805.3189 | 0.0002169%
2027 | 311 | 311-43 | Tier-2 | Tier-2---15 | 3--4 | 195 | 1800% | 159.8581 | 2.339% | 95.81% | 1.853% | 0.10009 | 0 | 0 | 0.10009 | 0 | 0.091083 | 1.9164 | 0.047527 | 0.091083 | 1.9164 | 0.047527 | 0.10108 | 2.1267 | 0.047527 | 0.06261% | 0.027937 | 0.027189 | 5722.0498 | 17.0566 | 5016.8041 | 688.1891 | 5875.7565 | 0 | 0 | 5875.7565 | 3.301e-06%
2027 | 312 | 312-14F | Tier-2 | Tier-2---14 | 3--4 | 53 | 800% | 202.1236 | 0.1514% | 99.59% | 0.26% | 0.013391 | 0 | 0 | 0.013391 | 0 | 0.012186 | 0.85175 | 0.014307 | 0.012186 | 0.85175 | 0.014307 | 0.013523 | 0.9452 | 0.014307 | 0.006625% | 0.018868 | 0.018042 | 10712.5091 | 15.0624 | 9630.1858 | 1067.2609 | 11202.1579 | 0 | 0 | 11202.1579 | 4.416e-07%
2027 | 315 | 315-485AE | Tier-2 | Tier-2---14 | 2--5 | 39 | 700% | 209.8559 | 99.5% | 0% | 0.498% | 10.8689 | 0 | 0 | 10.8689 | 0 | 9.8905 | 0.74528 | 13.2709 | 9.8905 | 0.74528 | 13.2709 | 10.9757 | 0.82705 | 13.2709 | 5.179% | 0.00637 | 0.0060384 | 32944.4153 | 11783.7746 | 42.3107 | 21118.3299 | 32953.4238 | 0 | 0 | 32953.4238 | 0.0003584%
2027 | 334 | 334-21 | Tier-1 | Non-HFTD---2 | 5--3 | 183 | 400% | 378.2145 | 89.09% | 9.517% | 1.396% | 2.1358 | 0 | 0 | 2.1358 | 0 | 1.9436 | 0.42587 | 4.5637 | 1.9436 | 0.42587 | 4.5637 | 2.1568 | 0.4726 | 4.5637 | 0.5647% | 0.11474 | 0.11401 | 3296.3029 | 544.604 | 266.9039 | 2484.795 | 3298.5975 | 0 | 0 | 3298.5975 | 7.043e-05%
2027 | 350 | 350-2182R | Tier-2 | Tier-2---13 | 4--3 | 15 | 300% | 302.428 | 99.27% | 0.6612% | 0.06922% | 17.4127 | 0 | 0 | 17.4127 | 0 | 15.8453 | 0.31941 | 49.6089 | 15.8453 | 0.31941 | 49.6089 | 17.5838 | 0.35445 | 49.6089 | 5.758% | 0.068991 | 0.06499 | 4383.5865 | 700.445 | 25.9827 | 3657.1588 | 4385.5578 | 0 | 0 | 4385.5578 | 0.0005742%
2027 | 350 | 350-2188R | Tier-2 | Tier-2---5 | 5--5 | 565 | 6400% | 3602.0119 | 95.48% | 4.084% | 0.4314% | 112.9818 | 0 | 0 | 112.9818 | 0 | 102.8119 | 6.814 | 15.0884 | 102.8119 | 6.814 | 15.0884 | 114.0922 | 7.5616 | 15.0884 | 3.137% | 0.15121 | 0.14624 | 23821.2544 | 3643.7972 | 896.9251 | 19280.5321 | 23857.7875 | 0 | 0 | 23857.7875 | 0.003726%
2027 | 350 | 350-2192R | Tier-2 | Tier-2---2 | 5--5 | 826 | 13500% | 13871.6222 | 98.14% | 1.698% | 0.1643% | 645.2279 | 0 | 0 | 645.2279 | 0 | 587.1486 | 14.3732 | 40.8501 | 587.1486 | 14.3732 | 40.8501 | 651.5692 | 15.9502 | 40.8501 | 4.651% | 0.18928 | 0.18031 | 73287.5708 | 12530.2712 | 1204.2381 | 59553.0615 | 73355.4927 | 0 | 0 | 73355.4927 | 0.02128%
2027 | 350 | 350-2196R | Tier-2 | Tier-2---5 | 5--5 | 807 | 8500% | 5570.6857 | 96.99% | 2.589% | 0.4237% | 165.032 | 0 | 0 | 165.032 | 0 | 150.1769 | 9.0498 | 16.5945 | 150.1769 | 9.0498 | 16.5945 | 166.654 | 10.0427 | 16.5945 | 2.963% | 0.19915 | 0.19306 | 27972.7323 | 4549.3249 | 680.341 | 22743.0664 | 27999.2821 | 0 | 0 | 27999.2821 | 0.005442%
2027 | 350 | 350-2201R | Tier-3 | Tier-3---4 | 5--5 | 361 | 1000% | 13521.7454 | 99.28% | 0.6466% | 0.06915% | 107.846 | 0 | 0 | 107.846 | 0 | 98.1384 | 1.0647 | 92.1761 | 98.1384 | 1.0647 | 92.1761 | 108.9059 | 1.1815 | 92.1761 | 0.7976% | 0.1241 | 0.12311 | 108955.4794 | 20355.5322 | 658.7237 | 87941.2235 | 108961.7946 | 0 | 0 | 108961.7946 | 0.003556%
2027 | 350 | 350-41R | Tier-2 | Tier-2---3 | 5--5 | 475 | 10300% | 11201.3889 | 98.88% | 1.023% | 0.1021% | 696.468 | 0 | 0 | 696.468 | 0 | 633.7764 | 10.9662 | 57.7934 | 633.7764 | 10.9662 | 57.7934 | 703.3129 | 12.1694 | 57.7934 | 6.218% | 0.12896 | 0.12085 | 86857.3846 | 16955.532 | 989.3213 | 68912.5314 | 86922.939 | 0 | 0 | 86922.939 | 0.02297%
2027 | 351 | 351-819R | Tier-2 | Tier-2---1 | 5--5 | 341 | 4000% | 23517.4275 | 99.25% | 0.716% | 0.03401% | 794.0062 | 0 | 0 | 794.0062 | 0 | 722.5348 | 4.2587 | 169.6594 | 722.5348 | 4.2587 | 169.6594 | 801.8096 | 4.726 | 169.6594 | 3.376% | 0.14376 | 0.13887 | 163589.7091 | 37860.9824 | 1092.4816 | 124636.245 | 163632.9165 | 0 | 0 | 163632.9165 | 0.02618%
2027 | 351 | 351-871R | Tier-3 | Tier-3---6 | 5--5 | 110 | 1000% | 9144.3124 | 99.73% | 0.2371% | 0.03256% | 240.4272 | 0 | 0 | 240.4272 | 0 | 218.7855 | 1.0647 | 205.4934 | 218.7855 | 1.0647 | 205.4934 | 242.7901 | 1.1815 | 205.4934 | 2.629% | 0.11468 | 0.11166 | 79737.0821 | 12866.5749 | 173.3661 | 66697.1411 | 79742.9043 | 0 | 0 | 79742.9043 | 0.007928%
2027 | 352 | 352-27R | Tier-3 | Tier-3---2 | 5--5 | 359 | 5500% | 18614.1823 | 99.36% | 0.5928% | 0.04664% | 821.7204 | 0 | 0 | 821.7204 | 0 | 747.7544 | 5.8558 | 127.6955 | 747.7544 | 5.8558 | 127.6955 | 829.7962 | 6.4982 | 127.6955 | 4.414% | 0.11814 | 0.11289 | 157566.7738 | 32189.8213 | 867.9223 | 124509.0302 | 157613.6221 | 0 | 0 | 157613.6221 | 0.0271%
2027 | 353 | 353-1429R | Tier-2 | Tier-2---6 | 5--5 | 204 | 300% | 9221.8022 | 97.49% | 2.457% | 0.05523% | 38.3403 | 0 | 0 | 38.3403 | 0 | 34.8891 | 0.31941 | 109.2316 | 34.8891 | 0.31941 | 109.2316 | 38.7171 | 0.35445 | 109.2316 | 0.4158% | 0.12141 | 0.12089 | 75954.4937 | 16555.9174 | 1751.4473 | 57647.129 | 75962.6661 | 0 | 0 | 75962.6661 | 0.001264%
2027 | 353 | 353-593F | Tier-2 | Tier-2---7 | 5--5 | 56 | 600% | 2519.0591 | 99.18% | 0.76% | 0.05848% | 77.6301 | 0 | 0 | 77.6301 | 0 | 70.6423 | 0.63881 | 110.5842 | 70.6423 | 0.63881 | 110.5842 | 78.393 | 0.7089 | 110.5842 | 3.082% | 0.10537 | 0.1021 | 23906.1611 | 3846.0543 | 163.4883 | 19896.6185 | 23912.436 | 0 | 0 | 23912.436 | 0.00256%
2027 | 353 | 353-594F | Tier-2 | Tier-2---7 | 5--5 | 25 | 300% | 2215.6498 | 99.93% | 0.02983% | 0.0378% | 77.0525 | 0 | 0 | 77.0525 | 0 | 70.1167 | 0.31941 | 219.5227 | 70.1167 | 0.31941 | 219.5227 | 77.8097 | 0.35445 | 219.5227 | 3.478% | 0.10216 | 0.098601 | 21688.8427 | 3516.9498 | 6.7126 | 18165.1803 | 21689.3715 | 0 | 0 | 21689.3715 | 0.002541%
2027 | 353 | 353-900F | Tier-2 | Tier-2---8 | 5--5 | 28 | 100% | 1991.3582 | 88.69% | 11.27% | 0.03442% | 18.293 | 0 | 0 | 18.293 | 0 | 16.6464 | 0.10647 | 156.3504 | 16.6464 | 0.10647 | 156.3504 | 18.4728 | 0.11815 | 156.3504 | 0.9186% | 0.10085 | 0.099808 | 19745.2341 | 2847.6968 | 2035.1188 | 14862.4185 | 19768.5968 | 0 | 0 | 19768.5968 | 0.0006032%
2027 | 353 | 353-901F | Tier-2 | Tier-2---4 | 5--5 | 82 | 1000% | 4555.6189 | 94.3% | 5.656% | 0.04182% | 151.9334 | 0 | 0 | 151.9334 | 0 | 138.2574 | 1.0647 | 129.8576 | 138.2574 | 1.0647 | 129.8576 | 153.4266 | 1.1815 | 129.8576 | 3.335% | 0.10618 | 0.10243 | 42903.6289 | 8030.1734 | 2213.8729 | 32659.5826 | 42993.2526 | 0 | 0 | 42993.2526 | 0.00501%
2027 | 353 | 353-902F | Tier-2 | Tier-2---11 | 5--3 | 11 | 400% | 465.1006 | 62.84% | 37.09% | 0.07221% | 30.821 | 0 | 0 | 30.821 | 0 | 28.0467 | 0.42587 | 65.8568 | 28.0467 | 0.42587 | 65.8568 | 31.1239 | 0.4726 | 65.8568 | 6.627% | 0.098854 | 0.088429 | 4704.9245 | 482.7247 | 1590.8556 | 2631.3442 | 4911.0322 | 0 | 0 | 4911.0322 | 0.001016%
2027 | 353 | 353-904R | Tier-2 | Tier-2---3 | 5--5 | 181 | 2100% | 13534.4067 | 99.43% | 0.528% | 0.03951% | 452.8 | 0 | 0 | 452.8 | 0 | 412.0418 | 2.2358 | 184.2898 | 412.0418 | 2.2358 | 184.2898 | 457.2501 | 2.4811 | 184.2898 | 3.346% | 0.12577 | 0.12154 | 107611.5055 | 19419.395 | 792.7842 | 87399.3263 | 107632.7677 | 0 | 0 | 107632.7677 | 0.01493%
2027 | 354 | 354-1706R | Tier-2 | Tier-2---1 | 5--5 | 481 | 5500% | 20510.2592 | 99.17% | 0.7728% | 0.06052% | 674.4545 | 0 | 0 | 674.4545 | 0 | 613.7444 | 5.8558 | 104.8103 | 613.7444 | 5.8558 | 104.8103 | 681.083 | 6.4982 | 104.8103 | 3.288% | 0.13939 | 0.13477 | 147143.8192 | 29557.6672 | 1212.8556 | 116373.2964 | 147185.8728 | 0 | 0 | 147185.8728 | 0.02224%
2027 | 354 | 354-24AE | Tier-2 | Tier-2---4 | 4--5 | 89 | 300% | 3653.654 | 88.54% | 11.39% | 0.07412% | 31.621 | 0 | 0 | 31.621 | 0 | 28.7747 | 0.31941 | 90.0883 | 28.7747 | 0.31941 | 90.0883 | 31.9318 | 0.35445 | 90.0883 | 0.8655% | 0.080555 | 0.079767 | 45356.2427 | 6500.1683 | 4749.3039 | 34106.7705 | 45407.5733 | 0 | 0 | 45407.5733 | 0.001043%
2027 | 355 | 355-41R | Tier-2 | Tier-2---6 | 4--5 | 226 | 2500% | 7500.5861 | 98.5% | 1.439% | 0.05987% | 237.0088 | 0 | 0 | 237.0088 | 0 | 215.6748 | 2.6617 | 81.0287 | 215.6748 | 2.6617 | 81.0287 | 239.3381 | 2.9537 | 81.0287 | 3.16% | 0.092253 | 0.089294 | 81304.346 | 12979.0487 | 1073.0006 | 67252.2967 | 81344.7444 | 0 | 0 | 81344.7444 | 0.007816%
2027 | 355 | 355-6R | Tier-2 | Tier-2---7 | 4--5 | 58 | 400% | 1698.7097 | 79.94% | 19.99% | 0.07228% | 27.1586 | 0 | 0 | 27.1586 | 0 | 24.714 | 0.42587 | 58.0313 | 24.714 | 0.42587 | 58.0313 | 27.4256 | 0.4726 | 58.0313 | 1.599% | 0.074333 | 0.072846 | 22852.699 | 2966.2426 | 4205.6125 | 15680.8438 | 22946.2597 | 0 | 0 | 22946.2597 | 0.0008956%
2027 | 356 | 356-16R | Tier-2 | Tier-2---4 | 4--5 | 216 | 1000% | 5437.4375 | 98.14% | 1.781% | 0.0775% | 71.6458 | 0 | 0 | 71.6458 | 0 | 65.1967 | 1.0647 | 61.2357 | 65.1967 | 1.0647 | 61.2357 | 72.3499 | 1.1815 | 61.2357 | 1.318% | 0.090754 | 0.089536 | 59914.026 | 11488.6365 | 1202.6478 | 47222.7417 | 59929.1807 | 0 | 0 | 59929.1807 | 0.002363%
2027 | 356 | 356-19R | Tier-3 | Tier-3---8 | 5--5 | 736 | 9400% | 16012.7864 | 97.76% | 2.145% | 0.09187% | 579.8142 | 0 | 0 | 579.8142 | 0 | 527.623 | 10.008 | 52.72 | 527.623 | 10.008 | 52.72 | 585.5126 | 11.1061 | 52.72 | 3.621% | 0.16775 | 0.16154 | 95453.8626 | 17291.24 | 1933.3613 | 76229.2613 | 95535.9971 | 0 | 0 | 95535.9971 | 0.01912%
2027 | 356 | 356-30AE | Tier-3 | Tier-3---6 | 5--5 | 730 | 3700% | 9294.6751 | 95.41% | 4.438% | 0.1505% | 130.3505 | 0 | 0 | 130.3505 | 0 | 118.6172 | 3.9393 | 30.111 | 118.6172 | 3.9393 | 30.111 | 131.6316 | 4.3715 | 30.111 | 1.402% | 0.14106 | 0.13899 | 65892.3901 | 11916.7444 | 2728.2388 | 51247.4069 | 65937.4922 | 0 | 0 | 65937.4922 | 0.004298%
2027 | 357 | 357-1147R | Tier-2 | Tier-2---10 | 5--4 | 40 | 100% | 1251.1758 | 99.06% | 0.8754% | 0.0621% | 8.986 | 0 | 0 | 8.986 | 0 | 8.1771 | 0.10647 | 76.8033 | 8.1771 | 0.10647 | 76.8033 | 9.0743 | 0.11815 | 76.8033 | 0.7182% | 0.14287 | 0.14183 | 8757.5771 | 1409.6316 | 71.0463 | 7276.8992 | 8758.1767 | 0 | 0 | 8758.1767 | 0.0002963%
2027 | 357 | 357-1299R | Tier-3 | Tier-3---9 | 5--5 | 48 | 100% | 5098.7328 | 99.68% | 0.2892% | 0.03002% | 30.7065 | 0 | 0 | 30.7065 | 0 | 27.9425 | 0.10647 | 262.4488 | 27.9425 | 0.10647 | 262.4488 | 31.0083 | 0.11815 | 262.4488 | 0.6022% | 0.2409 | 0.23945 | 21164.9633 | 3980.007 | 56.5395 | 17128.4168 | 21165.374 | 0 | 0 | 21165.374 | 0.001013%
2027 | 357 | 357-2047F | Tier-2 | Tier-2---10 | 5--4 | 17 | 100% | 878.9304 | 95.49% | 4.482% | 0.03213% | 14.3166 | 0 | 0 | 14.3166 | 0 | 13.0279 | 0.10647 | 122.3643 | 13.0279 | 0.10647 | 122.3643 | 14.4573 | 0.11815 | 122.3643 | 1.629% | 0.14128 | 0.13887 | 6221.0361 | 965.311 | 255.5825 | 5000.1426 | 6225.9103 | 0 | 0 | 6225.9103 | 0.0004721%
2027 | 357 | 357-2049F | Tier-3 | Tier-3---8 | 5--5 | 271 | 2400% | 16869.708 | 98.79% | 1.184% | 0.02933% | 428.0011 | 0 | 0 | 428.0011 | 0 | 389.4752 | 2.5552 | 152.422 | 389.4752 | 2.5552 | 152.422 | 432.2075 | 2.8356 | 152.422 | 2.537% | 0.18286 | 0.17817 | 92253.2607 | 17311.1307 | 1006.4282 | 73935.7018 | 92282.7715 | 0 | 0 | 92282.7715 | 0.01411%
2027 | 357 | 357-45R | Tier-3 | Tier-3---8 | 5--5 | 363 | 3900% | 17696.7525 | 97.47% | 2.478% | 0.04808% | 537.4516 | 0 | 0 | 537.4516 | 0 | 489.0737 | 4.1523 | 117.7847 | 489.0737 | 4.1523 | 117.7847 | 542.7337 | 4.6078 | 117.7847 | 3.037% | 0.18538 | 0.1796 | 95462.1405 | 19005.7771 | 2236.2758 | 74220.0876 | 95539.6808 | 0 | 0 | 95539.6808 | 0.01772%
2027 | 357 | 357-50R | Tier-3 | Tier-3---4 | 5--5 | 383 | 6000% | 10432.4887 | 97.04% | 2.884% | 0.07824% | 459.9186 | 0 | 0 | 459.9186 | 0 | 418.5196 | 6.3881 | 65.5155 | 418.5196 | 6.3881 | 65.5155 | 464.4386 | 7.089 | 65.5155 | 4.409% | 0.14913 | 0.14235 | 69957.169 | 13067.3057 | 1874.1098 | 55015.7535 | 70055.7827 | 0 | 0 | 70055.7827 | 0.01517%
2027 | 357 | 357-750R | Tier-2 | Tier-2---2 | 5--5 | 272 | 7500% | 11757.6254 | 97.81% | 2.143% | 0.05143% | 919.5491 | 0 | 0 | 919.5491 | 0 | 836.7771 | 7.9851 | 104.7919 | 836.7771 | 7.9851 | 104.7919 | 928.5864 | 8.8612 | 104.7919 | 7.821% | 0.171 | 0.15733 | 68756.8371 | 13656.9609 | 1362.3102 | 53737.566 | 68887.9553 | 0 | 0 | 68887.9553 | 0.03032%
2027 | 358 | 358-682F | Tier-3 | Tier-3---3 | 5--5 | 344 | 800% | 37602.1184 | 98.59% | 1.386% | 0.02088% | 250.0276 | 0 | 0 | 250.0276 | 0 | 227.5217 | 0.85175 | 267.1235 | 227.5217 | 0.85175 | 267.1235 | 252.4849 | 0.9452 | 267.1235 | 0.6649% | 0.54241 | 0.53876 | 69323.599 | 12097.0224 | 871.8787 | 56354.6979 | 69330.2218 | 0 | 0 | 69330.2218 | 0.008245%
2027 | 361 | 361-45R | Tier-1 | Non-HFTD---5 | 3--4 | 146 | 100% | 74.9226 | 4.739% | 91.81% | 3.451% | 0.0070519 | 0 | 0 | 0.0070519 | 0 | 0.0064171 | 0.10647 | 0.060273 | 0.0064171 | 0.10647 | 0.060273 | 0.0071212 | 0.11815 | 0.060273 | 0.009412% | 0.01487 | 0.014841 | 5038.4415 | 12.6045 | 4395.9502 | 629.8868 | 5047.9941 | 0 | 0 | 5047.9941 | 2.325e-07%
2027 | 362 | 362-47F | Tier-1 | Non-HFTD---3 | 4--3 | 650 | 5700% | 174.2726 | 36.5% | 57.41% | 6.096% | 1.6175 | 0 | 0 | 1.6175 | 0 | 1.4719 | 6.0687 | 0.24254 | 1.4719 | 6.0687 | 0.24254 | 1.6334 | 6.7345 | 0.24254 | 0.9281% | 0.049116 | 0.047867 | 3548.1987 | 294.627 | 1994.8222 | 1258.7495 | 3606.9948 | 0 | 0 | 3606.9948 | 5.334e-05%
2027 | 393 | 393-14R | Tier-2 | Tier-2---10 | 5--4 | 76 | 300% | 924.8041 | 18.79% | 81.02% | 0.1888% | 1.9889 | 0 | 0 | 1.9889 | 0 | 1.8099 | 0.31941 | 5.6665 | 1.8099 | 0.31941 | 5.6665 | 2.0085 | 0.35445 | 5.6665 | 0.2151% | 0.10079 | 0.099639 | 9175.2809 | 449.6615 | 6823.2178 | 1902.4016 | 9261.5686 | 0 | 0 | 9261.5686 | 6.559e-05%
2027 | 396 | 396-699R | Tier-2 | Tier-2---5 | 5--5 | 748 | 11000% | 3136.9517 | 88.18% | 11.4% | 0.4202% | 117.9693 | 0 | 0 | 117.9693 | 0 | 107.3505 | 11.7115 | 9.1662 | 107.3505 | 11.7115 | 9.1662 | 119.1287 | 12.9965 | 9.1662 | 3.761% | 0.15664 | 0.14996 | 20026.8881 | 3486.3931 | 2134.8995 | 14405.5955 | 20132.3348 | 0 | 0 | 20132.3348 | 0.00389%
2027 | 401 | 401-684R | Tier-2 | Tier-2---21 | 4--1 | 2 | 100% | 1.5961 | 62.42% | 35.57% | 2.007% | 0.14447 | 0 | 0 | 0.14447 | 0 | 0.13147 | 0.10647 | 1.2348 | 0.13147 | 0.10647 | 1.2348 | 0.14589 | 0.11815 | 1.2348 | 9.051% | 0.030395 | 0.025988 | 52.5129 | 8.9983 | 14.8334 | 28.6812 | 55.8594 | 0 | 0 | 55.8594 | 4.764e-06%
2027 | 411 | 411-1873R | Tier-2 | Tier-2---7 | 4--5 | 342 | 4400% | 1857.5393 | 97.83% | 1.797% | 0.3696% | 67.8033 | 0 | 0 | 67.8033 | 0 | 61.7001 | 4.6846 | 13.1708 | 61.7001 | 4.6846 | 13.1708 | 68.4697 | 5.1986 | 13.1708 | 3.65% | 0.04682 | 0.045073 | 39673.886 | 7004.2078 | 901.7535 | 31767.9247 | 39707.196 | 0 | 0 | 39707.196 | 0.002236%
2027 | 411 | 411-30R | Tier-3 | Tier-3---6 | 5--5 | 856 | 10200% | 6370.0414 | 98.47% | 1.262% | 0.272% | 216.7467 | 0 | 0 | 216.7467 | 0 | 197.2365 | 10.8598 | 18.1621 | 197.2365 | 10.8598 | 18.1621 | 218.8769 | 12.0513 | 18.1621 | 3.403% | 0.10309 | 0.09953 | 61789.3921 | 12748.9007 | 821.0259 | 48219.4655 | 61823.3209 | 0 | 0 | 61823.3209 | 0.007148%
2027 | 411 | 411-47R | Tier-2 | Tier-2---9 | 4--5 | 459 | 100% | 1350.4062 | 95.97% | 3.342% | 0.6845% | 0.81885 | 0 | 0 | 0.81885 | 0 | 0.74514 | 0.10647 | 6.9987 | 0.74514 | 0.10647 | 6.9987 | 0.8269 | 0.11815 | 6.9987 | 0.06064% | 0.063274 | 0.063234 | 21342.1296 | 4038.9634 | 957.9305 | 16345.2356 | 21342.6728 | 0 | 0 | 21342.6728 | 2.7e-05%
2027 | 441 | 441-23R | Tier-3 | Tier-3---11 | 5--4 | 84 | 300% | 3518.0204 | 97.45% | 2.468% | 0.07959% | 35.5085 | 0 | 0 | 35.5085 | 0 | 32.3122 | 0.31941 | 101.1638 | 32.3122 | 0.31941 | 101.1638 | 35.8575 | 0.35445 | 101.1638 | 1.009% | 0.54783 | 0.54216 | 6421.7327 | 899.4842 | 135.0433 | 5387.2052 | 6423.4447 | 0 | 0 | 6423.4447 | 0.001171%
2027 | 441 | 441-27R | Tier-3 | Tier-3---9 | 5--4 | 133 | 1800% | 4750.1268 | 98% | 1.916% | 0.08125% | 182.7096 | 0 | 0 | 182.7096 | 0 | 166.2632 | 1.9164 | 86.7567 | 166.2632 | 1.9164 | 86.7567 | 184.5052 | 2.1267 | 86.7567 | 3.846% | 0.55752 | 0.53564 | 8520.0828 | 1214.2934 | 144.8205 | 7160.9689 | 8527.0352 | 0 | 0 | 8527.0352 | 0.006025%
2027 | 441 | 441-30R | Tier-3 | Tier-3---9 | 5--4 | 101 | 400% | 5348.8774 | 98.57% | 1.364% | 0.06326% | 60.5556 | 0 | 0 | 60.5556 | 0 | 55.1048 | 0.42587 | 129.3924 | 55.1048 | 0.42587 | 129.3924 | 61.1508 | 0.4726 | 129.3924 | 1.132% | 0.55519 | 0.54882 | 9634.2631 | 1376.8977 | 118.4218 | 8138.9436 | 9635.8611 | 0 | 0 | 9635.8611 | 0.001997%
2027 | 442 | 442-16R | Tier-3 | Tier-3---14 | 5--3 | 201 | 100% | 1834.9376 | 96.09% | 3.534% | 0.3793% | 2.5438 | 0 | 0 | 2.5438 | 0 | 2.3148 | 0.10647 | 21.7421 | 2.3148 | 0.10647 | 21.7421 | 2.5688 | 0.11815 | 21.7421 | 0.1386% | 0.45792 | 0.45726 | 4007.1227 | 501.0309 | 121.8682 | 3384.2237 | 4007.3493 | 0 | 0 | 4007.3493 | 8.389e-05%
2027 | 442 | 442-509R | Tier-3 | Tier-3---15 | 5--3 | 145 | 700% | 852.9261 | 84.92% | 14.72% | 0.3553% | 10.1408 | 0 | 0 | 10.1408 | 0 | 9.228 | 0.74528 | 12.382 | 9.228 | 0.74528 | 12.382 | 10.2405 | 0.82705 | 12.382 | 1.189% | 0.36954 | 0.36437 | 2308.0588 | 278.8986 | 306.2936 | 1722.8667 | 2312.9993 | 0 | 0 | 2312.9993 | 0.0003344%
2027 | 442 | 442-525 | Tier-3 | Tier-3---18 | 5--2 | 144 | 400% | 526.1263 | 57.95% | 41.57% | 0.4783% | 2.4562 | 0 | 0 | 2.4562 | 0 | 2.2351 | 0.42587 | 5.2482 | 2.2351 | 0.42587 | 5.2482 | 2.4803 | 0.4726 | 5.2482 | 0.4668% | 0.36155 | 0.35864 | 1455.1925 | 118.5768 | 543.1524 | 793.4634 | 1460.1615 | 0 | 0 | 1460.1615 | 8.1e-05%
2027 | 442 | 442-728R | Tier-3 | Tier-3---5 | 5--5 | 763 | 3000% | 11572.221 | 88.48% | 11.4% | 0.1243% | 116.745 | 0 | 0 | 116.745 | 0 | 106.2364 | 3.1941 | 33.2607 | 106.2364 | 3.1941 | 33.2607 | 117.8924 | 3.5445 | 33.2607 | 1.009% | 0.35802 | 0.35394 | 32323.0144 | 5419.0959 | 3368.3532 | 23535.5653 | 32365.9759 | 0 | 0 | 32365.9759 | 0.00385%
2027 | 442 | 442-729 | Tier-3 | Tier-3---15 | 5--3 | 54 | 100% | 704.6091 | 96.62% | 3.132% | 0.2514% | 3.656 | 0 | 0 | 3.656 | 0 | 3.3269 | 0.10647 | 31.2476 | 3.3269 | 0.10647 | 31.2476 | 3.6919 | 0.11815 | 31.2476 | 0.5189% | 0.36059 | 0.35866 | 1954.0299 | 229.5782 | 101.2201 | 1623.2315 | 1954.3869 | 0 | 0 | 1954.3869 | 0.0001206%
2027 | 442 | 442-758F | Tier-3 | Tier-3---18 | 5--2 | 25 | 100% | 549.9829 | 98.93% | 0.9134% | 0.161% | 6.3113 | 0 | 0 | 6.3113 | 0 | 5.7432 | 0.10647 | 53.9424 | 5.7432 | 0.10647 | 53.9424 | 6.3733 | 0.11815 | 53.9424 | 1.148% | 0.35119 | 0.34711 | 1566.0749 | 220.1383 | 11.599 | 1334.3376 | 1566.2724 | 0 | 0 | 1566.2724 | 0.0002081%
2027 | 442 | 442-764R | Tier-3 | Tier-3---18 | 5--2 | 74 | 100% | 474.7376 | 91.31% | 8.325% | 0.3651% | 1.6988 | 0 | 0 | 1.6988 | 0 | 1.5459 | 0.10647 | 14.5195 | 1.5459 | 0.10647 | 14.5195 | 1.7155 | 0.11815 | 14.5195 | 0.3578% | 0.35448 | 0.35309 | 1339.2423 | 150.4184 | 101.5124 | 1087.3115 | 1339.7002 | 0 | 0 | 1339.7002 | 5.602e-05%
2027 | 444 | 444-15R | Tier-2 | Tier-2---13 | 5--3 | 122 | 1800% | 333.8465 | 96.62% | 2.31% | 1.072% | 13.8011 | 0 | 0 | 13.8011 | 0 | 12.5588 | 1.9164 | 6.5532 | 12.5588 | 1.9164 | 6.5532 | 13.9367 | 2.1267 | 6.5532 | 4.134% | 0.14886 | 0.14249 | 2242.6726 | 267.3076 | 49.2808 | 1926.0842 | 2246.0635 | 0 | 0 | 2246.0635 | 0.0004551%
2027 | 444 | 444-43R | Tier-2 | Tier-2---5 | 5--5 | 403 | 600% | 3413.8137 | 97.67% | 1.995% | 0.3352% | 14.3961 | 0 | 0 | 14.3961 | 0 | 13.1003 | 0.63881 | 20.5073 | 13.1003 | 0.63881 | 20.5073 | 14.5376 | 0.7089 | 20.5073 | 0.4217% | 0.2124 | 0.21149 | 16072.3576 | 2078.7289 | 404.7694 | 13588.8592 | 16073.9814 | 0 | 0 | 16073.9814 | 0.0004747%
2027 | 444 | 444-9R | Tier-2 | Tier-2---11 | 5--3 | 465 | 4700% | 571.2373 | 70.71% | 27.93% | 1.361% | 11.8394 | 0 | 0 | 11.8394 | 0 | 10.7737 | 5.004 | 2.153 | 10.7737 | 5.004 | 2.153 | 11.9557 | 5.553 | 2.153 | 2.073% | 0.1488 | 0.14444 | 3839.0169 | 360.2149 | 1019.4785 | 2459.3235 | 3872.974 | 0 | 0 | 3872.974 | 0.0003904%
2027 | 445 | 445-1311R | Tier-3 | Tier-3---5 | 5--5 | 337 | 4200% | 9632.5907 | 94.96% | 4.965% | 0.07823% | 330.589 | 0 | 0 | 330.589 | 0 | 300.8315 | 4.4717 | 67.2749 | 300.8315 | 4.4717 | 67.2749 | 333.838 | 4.9623 | 67.2749 | 3.432% | 0.53792 | 0.51848 | 17907.0399 | 2661.5807 | 811.6698 | 14433.7894 | 17940.9009 | 0 | 0 | 17940.9009 | 0.0109%
2027 | 445 | 445-1325F | Tier-2 | Tier-2---2 | 5--4 | 220 | 400% | 7250.7229 | 96.11% | 3.805% | 0.08959% | 36.7421 | 0 | 0 | 36.7421 | 0 | 33.4348 | 0.42587 | 78.5087 | 33.4348 | 0.42587 | 78.5087 | 37.1032 | 0.4726 | 78.5087 | 0.5067% | 0.57356 | 0.57054 | 12641.5766 | 1855.057 | 431.2255 | 10355.2942 | 12644.1864 | 0 | 0 | 12644.1864 | 0.001212%
2027 | 445 | 445-17R | Tier-2 | Tier-2---8 | 5--3 | 97 | 300% | 1603.5562 | 88.72% | 11.16% | 0.1231% | 12.7602 | 0 | 0 | 12.7602 | 0 | 11.6116 | 0.31941 | 36.3538 | 11.6116 | 0.31941 | 36.3538 | 12.8856 | 0.35445 | 36.3538 | 0.7957% | 0.53426 | 0.52947 | 3001.4248 | 392.7995 | 299.0437 | 2309.5816 | 3004.4886 | 0 | 0 | 3004.4886 | 0.0004208%
2027 | 445 | 445-18R | Tier-2 | Tier-2---2 | 5--5 | 526 | 2400% | 10619.7967 | 95.69% | 4.18% | 0.1317% | 134.4611 | 0 | 0 | 134.4611 | 0 | 122.3578 | 2.5552 | 47.885 | 122.3578 | 2.5552 | 47.885 | 135.7826 | 2.8356 | 47.885 | 1.266% | 0.6048 | 0.59679 | 17559.3271 | 2475.3162 | 661.1087 | 14422.9022 | 17569.4803 | 0 | 0 | 17569.4803 | 0.004434%
2027 | 445 | 445-19R | Tier-2 | Tier-2---8 | 5--3 | 238 | 300% | 1766.7037 | 84.73% | 14.9% | 0.3714% | 5.4718 | 0 | 0 | 5.4718 | 0 | 4.9792 | 0.31941 | 15.5891 | 4.9792 | 0.31941 | 15.5891 | 5.5255 | 0.35445 | 15.5891 | 0.3097% | 0.56527 | 0.5632 | 3125.4156 | 351.5514 | 420.2841 | 2353.5801 | 3127.1669 | 0 | 0 | 3127.1669 | 0.0001804%
2027 | 445 | 445-39R | Tier-2 | Tier-2---5 | 5--4 | 246 | 1200% | 3678.5807 | 87.54% | 12.33% | 0.1304% | 45.5549 | 0 | 0 | 45.5549 | 0 | 41.4543 | 1.2776 | 32.4465 | 41.4543 | 1.2776 | 32.4465 | 46.0026 | 1.4178 | 32.4465 | 1.238% | 0.48997 | 0.48303 | 7507.8253 | 962.2168 | 887.8643 | 5657.7442 | 7521.2479 | 0 | 0 | 7521.2479 | 0.001502%
2027 | 445 | 445-894R | Tier-2 | Tier-2---5 | 5--4 | 587 | 800% | 4421.0024 | 88.12% | 11.51% | 0.3702% | 15.3975 | 0 | 0 | 15.3975 | 0 | 14.0116 | 0.85175 | 16.4504 | 14.0116 | 0.85175 | 16.4504 | 15.5489 | 0.9452 | 16.4504 | 0.3483% | 0.63526 | 0.63275 | 6959.394 | 786.5248 | 728.3164 | 5444.5527 | 6962.6743 | 0 | 0 | 6962.6743 | 0.0005078%
2027 | 448 | 448-1234R | Tier-3 | Tier-3---15 | 5--3 | 51 | 300% | 1211.6194 | 97.39% | 2.475% | 0.1351% | 20.1293 | 0 | 0 | 20.1293 | 0 | 18.3174 | 0.31941 | 57.3485 | 18.3174 | 0.31941 | 57.3485 | 20.3271 | 0.35445 | 57.3485 | 1.661% | 0.62101 | 0.61041 | 1951.0598 | 272.2597 | 44.6636 | 1634.1365 | 1951.9436 | 0 | 0 | 1951.9436 | 0.0006638%
2027 | 448 | 448-47R | Tier-3 | Tier-3---14 | 5--3 | 184 | 400% | 2612.2711 | 91.91% | 7.885% | 0.2065% | 15.1361 | 0 | 0 | 15.1361 | 0 | 13.7737 | 0.42587 | 32.3422 | 13.7737 | 0.42587 | 32.3422 | 15.2849 | 0.4726 | 32.3422 | 0.5794% | 0.62882 | 0.62486 | 4154.2404 | 551.1168 | 295.8527 | 3307.2709 | 4156.373 | 0 | 0 | 4156.373 | 0.0004991%
2027 | 448 | 448-714R | Tier-3 | Tier-3---14 | 5--3 | 314 | 1100% | 2119.752 | 55.7% | 43.96% | 0.3458% | 11.9946 | 0 | 0 | 11.9946 | 0 | 10.9149 | 1.1712 | 9.3198 | 10.9149 | 1.1712 | 9.3198 | 12.1125 | 1.2996 | 9.3198 | 0.5659% | 0.46343 | 0.45872 | 4574.0639 | 348.1722 | 1808.8383 | 2417.0534 | 4594.8619 | 0 | 0 | 4594.8619 | 0.0003955%
2027 | 448 | 448-724R | Tier-3 | Tier-3---18 | 5--2 | 202 | 600% | 520.639 | 76.18% | 22.78% | 1.038% | 3.4167 | 0 | 0 | 3.4167 | 0 | 3.1091 | 0.63881 | 4.867 | 3.1091 | 0.63881 | 4.867 | 3.4502 | 0.7089 | 4.867 | 0.6562% | 0.55035 | 0.54561 | 946.0153 | 77.3726 | 193.0689 | 675.5738 | 947.9729 | 0 | 0 | 947.9729 | 0.0001127%
2027 | 448 | 448-735R | Tier-3 | Tier-3---18 | 5--2 | 170 | 100% | 630.7627 | 79.12% | 20.09% | 0.7869% | 0.85136 | 0 | 0 | 0.85136 | 0 | 0.77473 | 0.10647 | 7.2766 | 0.77473 | 0.10647 | 7.2766 | 0.85973 | 0.11815 | 7.2766 | 0.135% | 0.54202 | 0.54109 | 1163.7353 | 117.1961 | 208.0615 | 838.4777 | 1164.1504 | 0 | 0 | 1164.1504 | 2.807e-05%
2027 | 448 | 448-744R | Tier-3 | Tier-3---7 | 5--5 | 717 | 2400% | 9104.5616 | 91.68% | 8.126% | 0.1928% | 81.0272 | 0 | 0 | 81.0272 | 0 | 73.7337 | 2.5552 | 28.8558 | 73.7337 | 2.5552 | 28.8558 | 81.8235 | 2.8356 | 28.8558 | 0.89% | 0.49442 | 0.48962 | 18414.705 | 2487.6549 | 1363.4523 | 14563.5979 | 18429.7204 | 0 | 0 | 18429.7204 | 0.002672%
2027 | 448 | 448-9R | Tier-3 | Tier-3---9 | 5--4 | 413 | 2500% | 5644.8109 | 93.43% | 6.384% | 0.1906% | 92.5768 | 0 | 0 | 92.5768 | 0 | 84.2436 | 2.6617 | 31.6502 | 84.2436 | 2.6617 | 31.6502 | 93.4866 | 2.9537 | 31.6502 | 1.64% | 0.54394 | 0.53439 | 10377.639 | 1411.4395 | 624.4235 | 8341.776 | 10389.8303 | 0 | 0 | 10389.8303 | 0.003053%
2027 | 449 | 449-13R | Tier-3 | Tier-3---7 | 5--5 | 557 | 6200% | 6729.9647 | 90.49% | 9.346% | 0.1629% | 196.5865 | 0 | 0 | 196.5865 | 0 | 178.891 | 6.601 | 27.1004 | 178.891 | 6.601 | 27.1004 | 198.5185 | 7.3253 | 27.1004 | 2.921% | 0.28234 | 0.27323 | 23836.2998 | 3539.8627 | 2045.1194 | 18251.3177 | 23911.9046 | 0 | 0 | 23911.9046 | 0.006483%
2027 | 449 | 449-16R | Tier-3 | Tier-3---15 | 5--4 | 72 | 100% | 1495.5065 | 96.97% | 2.927% | 0.1006% | 5.8412 | 0 | 0 | 5.8412 | 0 | 5.3154 | 0.10647 | 49.9247 | 5.3154 | 0.10647 | 49.9247 | 5.8986 | 0.11815 | 49.9247 | 0.3906% | 0.23738 | 0.23642 | 6300.0313 | 977.5714 | 169.5858 | 5152.8741 | 6300.8027 | 0 | 0 | 6300.8027 | 0.0001926%
2027 | 449 | 449-693R | Tier-3 | Tier-3---9 | 5--5 | 165 | 800% | 5260.7056 | 98.77% | 1.153% | 0.07468% | 73.0609 | 0 | 0 | 73.0609 | 0 | 66.4845 | 0.85175 | 78.0566 | 66.4845 | 0.85175 | 78.0566 | 73.779 | 0.9452 | 78.0566 | 1.389% | 0.26107 | 0.2574 | 20150.463 | 3063.9091 | 212.3063 | 16874.2476 | 20153.9897 | 0 | 0 | 20153.9897 | 0.002409%
2027 | 449 | 449-6R | Tier-3 | Tier-3---14 | 5--4 | 161 | 1000% | 2320.0162 | 95.55% | 4.318% | 0.1352% | 39.9283 | 0 | 0 | 39.9283 | 0 | 36.3342 | 1.0647 | 34.1268 | 36.3342 | 1.0647 | 34.1268 | 40.3207 | 1.1815 | 34.1268 | 1.721% | 0.24779 | 0.24332 | 9362.9076 | 1355.2687 | 401.1593 | 7606.4796 | 9370.555 | 0 | 0 | 9370.555 | 0.001317%
2027 | 450 | 450-1850 | Tier-2 | Tier-2---13 | 4--3 | 18 | 600% | 296.7138 | 97.11% | 2.719% | 0.1664% | 27.8548 | 0 | 0 | 27.8548 | 0 | 25.3475 | 0.63881 | 39.6792 | 25.3475 | 0.63881 | 39.6792 | 28.1285 | 0.7089 | 39.6792 | 9.388% | 0.073712 | 0.066587 | 4025.2898 | 636.7638 | 101.4909 | 3287.0352 | 4037.7181 | 0 | 0 | 4037.7181 | 0.0009185%
2027 | 450 | 450-1851F | Tier-2 | Tier-2---3 | 5--5 | 209 | 3500% | 8274.1225 | 99.23% | 0.7168% | 0.05235% | 398.7387 | 0 | 0 | 398.7387 | 0 | 362.8468 | 3.7264 | 97.3721 | 362.8468 | 3.7264 | 97.3721 | 402.6575 | 4.1352 | 97.3721 | 4.819% | 0.099477 | 0.094646 | 83176.2362 | 24640.5992 | 545.9556 | 57989.6815 | 83208.8912 | 0 | 0 | 83208.8912 | 0.01315%
2027 | 450 | 450-1853F | Tier-2 | Tier-2---10 | 4--4 | 44 | 400% | 792.2018 | 92.77% | 7.138% | 0.09408% | 19.3749 | 0 | 0 | 19.3749 | 0 | 17.6309 | 0.42587 | 41.3995 | 17.6309 | 0.42587 | 41.3995 | 19.5654 | 0.4726 | 41.3995 | 2.446% | 0.075291 | 0.073306 | 10521.8374 | 1586.5914 | 691.3436 | 8243.9024 | 10542.441 | 0 | 0 | 10542.441 | 0.0006389%
2027 | 450 | 450-1854 | Tier-2 | Tier-2---9 | 4--4 | 70 | 2100% | 1132.2887 | 95.25% | 4.625% | 0.1242% | 93.831 | 0 | 0 | 93.831 | 0 | 85.3849 | 2.2358 | 38.1892 | 85.3849 | 2.2358 | 38.1892 | 94.7531 | 2.4811 | 38.1892 | 8.287% | 0.079085 | 0.072205 | 14317.3642 | 2563.412 | 613.0615 | 11140.8906 | 14382.1542 | 0 | 0 | 14382.1542 | 0.003094%
2027 | 452 | 452-1404F | Tier-2 | Tier-2---12 | 1--5 | 20 | 700% | 625.5425 | 99.9% | 0% | 0.09615% | 63.4315 | 0 | 0 | 63.4315 | 0 | 57.7218 | 0.74528 | 77.45 | 57.7218 | 0.74528 | 77.45 | 64.0549 | 0.82705 | 77.45 | 10.14% | 0.0036434 | 0.0032736 | 171691.9583 | 40882.2121 | 22.2295 | 130787.5168 | 171710.6063 | 0 | 0 | 171710.6063 | 0.002092%
2027 | 452 | 452-38AE | Tier-2 | Tier-2---4 | 2--5 | 71 | 400% | 2823.7515 | 99.93% | 0% | 0.06613% | 46.104 | 0 | 0 | 46.104 | 0 | 41.954 | 0.42587 | 98.5129 | 41.954 | 0.42587 | 98.5129 | 46.5571 | 0.4726 | 98.5129 | 1.633% | 0.011395 | 0.011209 | 247801.8355 | 52326.7791 | 24.6712 | 195450.3852 | 247804.5573 | 0 | 0 | 247804.5573 | 0.00152%
2027 | 463 | 463-1229 | Tier-2 | Tier-2---9 | 5--4 | 231 | 1000% | 1378.3182 | 99.02% | 0.574% | 0.4088% | 17.1335 | 0 | 0 | 17.1335 | 0 | 15.5913 | 1.0647 | 14.644 | 15.5913 | 1.0647 | 14.644 | 17.3019 | 1.1815 | 14.644 | 1.243% | 0.096723 | 0.095509 | 14250.1892 | 3311.1583 | 71.0827 | 10867.9482 | 14251.9697 | 0 | 0 | 14251.9697 | 0.000565%
2027 | 470 | 470-40AE | Tier-2 | Tier-2---4 | 4--5 | 142 | 2900% | 5264.9688 | 98.33% | 1.599% | 0.07273% | 306.6078 | 0 | 0 | 306.6078 | 0 | 279.0089 | 3.0876 | 90.3648 | 279.0089 | 3.0876 | 90.3648 | 309.6211 | 3.4263 | 90.3648 | 5.824% | 0.091034 | 0.085642 | 57835.1917 | 10044.8198 | 839.6266 | 46950.7453 | 57896.0477 | 0 | 0 | 57896.0477 | 0.01011%
2027 | 470 | 470-47R | Tier-3 | Tier-3---2 | 5--5 | 534 | 4000% | 16740.3912 | 99.37% | 0.5365% | 0.09319% | 361.359 | 0 | 0 | 361.359 | 0 | 328.8318 | 4.2587 | 77.2135 | 328.8318 | 4.2587 | 77.2135 | 364.9105 | 4.726 | 77.2135 | 2.159% | 0.16225 | 0.15873 | 103174.1084 | 18151.9385 | 504.5592 | 84517.6107 | 103188.5349 | 0 | 0 | 103188.5349 | 0.01192%
2027 | 471 | 471-36F | Tier-2 | Tier-2---4 | 4--5 | 128 | 800% | 4253.6671 | 94.96% | 4.983% | 0.06005% | 73.2099 | 0 | 0 | 73.2099 | 0 | 66.62 | 0.85175 | 78.2157 | 66.62 | 0.85175 | 78.2157 | 73.9294 | 0.9452 | 78.2157 | 1.721% | 0.093079 | 0.091392 | 45699.6343 | 7333.0142 | 2085.1053 | 36281.5148 | 45742.1741 | 0 | 0 | 45742.1741 | 0.002414%
2027 | 492 | 492-1090F | Tier-1 | Non-HFTD---8 | 3--2 | 134 | 100% | 34.6286 | 4.526% | 88.49% | 6.986% | 0.003392 | 0 | 0 | 0.003392 | 0 | 0.0030866 | 0.10647 | 0.028991 | 0.0030866 | 0.10647 | 0.028991 | 0.0034253 | 0.11815 | 0.028991 | 0.009795% | 0.023375 | 0.023325 | 1481.4265 | 7.0789 | 1228.0468 | 246.3007 | 1484.4941 | 0 | 0 | 1484.4941 | 1.119e-07%
2027 | 492 | 492-14R | Tier-1 | Non-HFTD---2 | 4--3 | 453 | 2400% | 216.5783 | 3.253% | 93.45% | 3.298% | 0.10826 | 0 | 0 | 0.10826 | 0 | 0.098512 | 2.5552 | 0.038553 | 0.098512 | 2.5552 | 0.038553 | 0.10932 | 2.8356 | 0.038553 | 0.04998% | 0.045206 | 0.044512 | 4790.8774 | 21.0243 | 4182.3297 | 587.5234 | 4863.2021 | 0 | 0 | 4863.2021 | 3.57e-06%
2027 | 492 | 492-343R | Tier-1 | Non-HFTD---1 | 3--4 | 107 | 100% | 272.4272 | 37.19% | 62.03% | 0.7764% | 0.2746 | 0 | 0 | 0.2746 | 0 | 0.24988 | 0.10647 | 2.347 | 0.24988 | 0.10647 | 2.347 | 0.2773 | 0.11815 | 2.347 | 0.1008% | 0.024839 | 0.024772 | 10967.6322 | 612.0765 | 6977.3835 | 3378.1722 | 10986.3532 | 0 | 0 | 10986.3532 | 9.055e-06%
2027 | 500 | 500-1531 | Tier-2 | Tier-2---10 | 4--4 | 20 | 600% | 800.5503 | 21.6% | 78.32% | 0.07823% | 15.0449 | 0 | 0 | 15.0449 | 0 | 13.6906 | 0.63881 | 21.4315 | 13.6906 | 0.63881 | 21.4315 | 15.1927 | 0.7089 | 21.4315 | 1.879% | 0.071178 | 0.064985 | 11247.1911 | 406.5986 | 8046.836 | 2793.7565 | 12087.4267 | 0 | 0 | 12087.4267 | 0.0004961%
2027 | 501 | 501-786 | Tier-2 | Tier-2---14 | 2--5 | 23 | 300% | 204.0835 | 99.63% | 0% | 0.368% | 7.6913 | 0 | 0 | 7.6913 | 0 | 6.999 | 0.31941 | 21.9125 | 6.999 | 0.31941 | 21.9125 | 7.7669 | 0.35445 | 21.9125 | 3.769% | 0.0050324 | 0.004842 | 40553.9202 | 6567.6362 | 21.2746 | 33965.0094 | 40559.7878 | 0 | 0 | 40559.7878 | 0.0002536%
2027 | 504 | 504-2501R | Tier-2 | Tier-2---9 | 3--5 | 154 | 700% | 733.6834 | 99.51% | 0% | 0.4917% | 9.6237 | 0 | 0 | 9.6237 | 0 | 8.7575 | 0.74528 | 11.7506 | 8.7575 | 0.74528 | 11.7506 | 9.7183 | 0.82705 | 11.7506 | 1.312% | 0.021593 | 0.021308 | 33978.4661 | 5431.2856 | 538.4348 | 28008.7457 | 33980.6978 | 0 | 0 | 33980.6978 | 0.0003174%
2027 | 520 | 520-1045R | Tier-2 | Tier-2---5 | 5--4 | 180 | 300% | 2978.814 | 97.34% | 2.471% | 0.184% | 14.0153 | 0 | 0 | 14.0153 | 0 | 12.7537 | 0.31941 | 39.9296 | 12.7537 | 0.31941 | 39.9296 | 14.153 | 0.35445 | 39.9296 | 0.4705% | 0.26824 | 0.26694 | 11105.2066 | 1577.7553 | 240.9549 | 9286.4963 | 11106.6387 | 0 | 0 | 11106.6387 | 0.0004622%
2027 | 520 | 520-10R | Tier-2 | Tier-2---7 | 4--5 | 155 | 2200% | 1478.7446 | 97.97% | 1.759% | 0.2664% | 59.634 | 0 | 0 | 59.634 | 0 | 54.2661 | 2.3423 | 23.1678 | 54.2661 | 2.3423 | 23.1678 | 60.2201 | 2.5993 | 23.1678 | 4.033% | 0.046043 | 0.044148 | 32116.3215 | 6760.2491 | 666.312 | 24689.7604 | 32144.2514 | 0 | 0 | 32144.2514 | 0.001967%
2027 | 520 | 520-1489R | Tier-2 | Tier-2---8 | 5--5 | 408 | 800% | 2637.9338 | 96.76% | 2.798% | 0.4462% | 14.5135 | 0 | 0 | 14.5135 | 0 | 13.2071 | 0.85175 | 15.5058 | 13.2071 | 0.85175 | 15.5058 | 14.6561 | 0.9452 | 15.5058 | 0.5502% | 0.13822 | 0.13743 | 19085.4238 | 2512.9913 | 492.8345 | 16079.598 | 19088.9641 | 0 | 0 | 19088.9641 | 0.0004786%
2027 | 520 | 520-1509R | Tier-2 | Tier-2---5 | 5--4 | 401 | 2400% | 3413.9118 | 92.72% | 6.994% | 0.2858% | 54.9405 | 0 | 0 | 54.9405 | 0 | 49.9951 | 2.5552 | 19.5657 | 49.9951 | 2.5552 | 19.5657 | 55.4804 | 2.8356 | 19.5657 | 1.609% | 0.28561 | 0.28065 | 11953.1797 | 1649.8318 | 753.7764 | 9549.5714 | 11968.5493 | 0 | 0 | 11968.5493 | 0.001812%
2027 | 520 | 520-1525R | Tier-2 | Tier-2---8 | 5--5 | 145 | 1200% | 1632.8033 | 98.29% | 1.436% | 0.2778% | 38.5158 | 0 | 0 | 38.5158 | 0 | 35.0488 | 1.2776 | 27.4329 | 35.0488 | 1.2776 | 27.4329 | 38.8943 | 1.4178 | 27.4329 | 2.359% | 0.099044 | 0.096667 | 16485.7021 | 3352.5642 | 292.1155 | 12841.0224 | 16492.6486 | 0 | 0 | 16492.6486 | 0.00127%
2027 | 520 | 520-1527R | Tier-3 | Tier-3---7 | 5--5 | 249 | 1800% | 6763.0006 | 96.72% | 3.176% | 0.1068% | 137.1249 | 0 | 0 | 137.1249 | 0 | 124.7818 | 1.9164 | 65.1115 | 124.7818 | 1.9164 | 65.1115 | 138.4726 | 2.1267 | 65.1115 | 2.028% | 0.27105 | 0.26536 | 24951.4497 | 4456.278 | 731.2619 | 19763.9099 | 24968.9866 | 0 | 0 | 24968.9866 | 0.004522%
2027 | 520 | 520-1902R | Tier-2 | Tier-2---9 | 4--4 | 408 | 6000% | 748.333 | 77.34% | 21.7% | 0.962% | 24.6816 | 0 | 0 | 24.6816 | 0 | 22.4599 | 6.3881 | 3.5159 | 22.4599 | 6.3881 | 3.5159 | 24.9242 | 7.089 | 3.5159 | 3.298% | 0.058932 | 0.056419 | 12698.2886 | 2074.7299 | 2551.2719 | 8072.2868 | 12826.4843 | 0 | 0 | 12826.4843 | 0.0008139%
2027 | 520 | 520-1904 | Tier-3 | Tier-3---13 | 4--5 | 276 | 4800% | 2084.5359 | 96.48% | 3.265% | 0.2521% | 101.4353 | 0 | 0 | 101.4353 | 0 | 92.3047 | 5.1105 | 18.0618 | 92.3047 | 5.1105 | 18.0618 | 102.4322 | 5.6712 | 18.0618 | 4.866% | 0.05278 | 0.050118 | 39495.106 | 6591.0687 | 1215.4691 | 31688.5681 | 39568.8889 | 0 | 0 | 39568.8889 | 0.003345%
2027 | 520 | 520-22R | Tier-2 | Tier-2---14 | 4--4 | 113 | 700% | 258.296 | 74.72% | 24.53% | 0.7505% | 3.4673 | 0 | 0 | 3.4673 | 0 | 3.1552 | 0.74528 | 4.2336 | 3.1552 | 0.74528 | 4.2336 | 3.5014 | 0.82705 | 4.2336 | 1.342% | 0.036011 | 0.035364 | 7172.7783 | 1320.6919 | 1869.4908 | 3982.5956 | 7205.9449 | 0 | 0 | 7205.9449 | 0.0001143%
2027 | 520 | 520-35R | Tier-3 | Tier-3---9 | 5--5 | 306 | 300% | 4997.7942 | 96.49% | 3.313% | 0.193% | 13.7113 | 0 | 0 | 13.7113 | 0 | 12.4771 | 0.31941 | 39.0635 | 12.4771 | 0.31941 | 39.0635 | 13.846 | 0.35445 | 39.0635 | 0.2743% | 0.28544 | 0.28463 | 17509.0395 | 2720.8213 | 525.8469 | 14262.3712 | 17510.7896 | 0 | 0 | 17510.7896 | 0.0004521%
2027 | 520 | 520-45 | Tier-2 | Tier-2---8 | 5--5 | 219 | 800% | 2044.6463 | 97.57% | 2.13% | 0.298% | 21.1342 | 0 | 0 | 21.1342 | 0 | 19.2319 | 0.85175 | 22.5793 | 19.2319 | 0.85175 | 22.5793 | 21.3419 | 0.9452 | 22.5793 | 1.034% | 0.10446 | 0.10335 | 19573.1854 | 2561.9074 | 366.8903 | 16644.3877 | 19578.274 | 0 | 0 | 19578.274 | 0.0006969%
2027 | 521 | 521-14R | Tier-3 | Tier-3---5 | 5--5 | 315 | 2500% | 11350.2874 | 96.69% | 3.233% | 0.07621% | 252.5929 | 0 | 0 | 252.5929 | 0 | 229.8561 | 2.6617 | 86.3565 | 229.8561 | 2.6617 | 86.3565 | 255.0753 | 2.9537 | 86.3565 | 2.225% | 0.27097 | 0.26473 | 41888.3276 | 6522.016 | 1245.0082 | 34121.3033 | 41920.9795 | 0 | 0 | 41920.9795 | 0.00833%
2027 | 521 | 521-1819R | Tier-2 | Tier-2---9 | 4--5 | 199 | 2800% | 810.9996 | 89.31% | 10.24% | 0.4457% | 29.5557 | 0 | 0 | 29.5557 | 0 | 26.8953 | 2.9811 | 9.0219 | 26.8953 | 2.9811 | 9.0219 | 29.8462 | 3.3082 | 9.0219 | 3.644% | 0.043667 | 0.041885 | 18572.4528 | 3866.096 | 1843.7459 | 12862.6109 | 18656.8826 | 0 | 0 | 18656.8826 | 0.0009746%
2027 | 521 | 521-1856R | Tier-3 | Tier-3---6 | 5--5 | 335 | 3000% | 8477.8617 | 97.79% | 2.104% | 0.1048% | 215.3091 | 0 | 0 | 215.3091 | 0 | 195.9283 | 3.1941 | 61.3416 | 195.9283 | 3.1941 | 61.3416 | 217.4251 | 3.5445 | 61.3416 | 2.54% | 0.15411 | 0.15011 | 55012.684 | 8678.1991 | 1054.7005 | 45279.7844 | 55045.0761 | 0 | 0 | 55045.0761 | 0.0071%
2027 | 521 | 521-18R | Tier-3 | Tier-3---6 | 4--5 | 307 | 3000% | 8713.0173 | 99.36% | 0.5424% | 0.09583% | 245.3402 | 0 | 0 | 245.3402 | 0 | 223.2562 | 3.1941 | 69.8975 | 223.2562 | 3.1941 | 69.8975 | 247.7513 | 3.5445 | 69.8975 | 2.816% | 0.071321 | 0.0693 | 122165.8816 | 19717.7113 | 666.3639 | 101781.8064 | 122188.6229 | 0 | 0 | 122188.6229 | 0.00809%
2027 | 521 | 521-27R | Tier-2 | Tier-2---3 | 4--5 | 358 | 3000% | 5618.6229 | 98.78% | 1.092% | 0.1294% | 134.8748 | 0 | 0 | 134.8748 | 0 | 122.7342 | 3.1941 | 38.4259 | 122.7342 | 3.1941 | 38.4259 | 136.2003 | 3.5445 | 38.4259 | 2.4% | 0.063668 | 0.06212 | 88249.328 | 16011.7412 | 1005.788 | 71231.7988 | 88276.1658 | 0 | 0 | 88276.1658 | 0.004448%
2027 | 521 | 521-32R | Tier-3 | Tier-3---4 | 5--5 | 232 | 100% | 12241.7135 | 99.38% | 0.5642% | 0.05689% | 15.2071 | 0 | 0 | 15.2071 | 0 | 13.8383 | 0.10647 | 129.9752 | 13.8383 | 0.10647 | 129.9752 | 15.3566 | 0.11815 | 129.9752 | 0.1242% | 0.14844 | 0.14825 | 82470.5463 | 14293.5118 | 425.937 | 67751.0975 | 82471.1873 | 0 | 0 | 82471.1873 | 0.0005015%
2027 | 521 | 521-700R | Tier-2 | Tier-2---3 | 4--5 | 437 | 4800% | 9012.5446 | 99.05% | 0.8425% | 0.1052% | 284.3609 | 0 | 0 | 284.3609 | 0 | 258.7645 | 5.1105 | 50.6341 | 258.7645 | 5.1105 | 50.6341 | 287.1556 | 5.6712 | 50.6341 | 3.155% | 0.074421 | 0.07205 | 121102.821 | 22486.5784 | 1104.4304 | 97511.8122 | 121140.5814 | 0 | 0 | 121140.5814 | 0.009377%
2027 | 522 | 522-34 | Tier-2 | Tier-2---16 | 4--3 | 64 | 1200% | 112.7117 | 43.02% | 55.81% | 1.165% | 2.6368 | 0 | 0 | 2.6368 | 0 | 2.3995 | 1.2776 | 1.8781 | 2.3995 | 1.2776 | 1.8781 | 2.6628 | 1.4178 | 1.8781 | 2.339% | 0.030009 | 0.028377 | 3755.9309 | 247.8638 | 2031.3846 | 1476.6825 | 3878.982 | 0 | 0 | 3878.982 | 8.695e-05%
2027 | 522 | 522-36 | Tier-2 | Tier-2---16 | 4--3 | 93 | 100% | 116.9577 | 22.53% | 76.17% | 1.295% | 0.082181 | 0 | 0 | 0.082181 | 0 | 0.074784 | 0.10647 | 0.7024 | 0.074784 | 0.10647 | 0.7024 | 0.082989 | 0.11815 | 0.7024 | 0.07027% | 0.031092 | 0.030995 | 3761.7134 | 135.7107 | 2618.1163 | 1007.8864 | 3770.8287 | 0 | 0 | 3770.8287 | 2.71e-06%
2027 | 522 | 522-38R | Tier-2 | Tier-2---6 | 4--5 | 606 | 10900% | 5639.8414 | 96.44% | 3.339% | 0.2198% | 283.7149 | 0 | 0 | 283.7149 | 0 | 258.1767 | 11.6051 | 22.2469 | 258.1767 | 11.6051 | 22.2469 | 286.5032 | 12.8783 | 22.2469 | 5.031% | 0.088602 | 0.083981 | 63653.5146 | 14842.1478 | 2035.9127 | 46775.4541 | 63778.1738 | 0 | 0 | 63778.1738 | 0.009356%
2027 | 523 | 523-31AE | Tier-2 | Tier-2---14 | 4--4 | 199 | 2400% | 305.199 | 11.7% | 87.21% | 1.095% | 1.2485 | 0 | 0 | 1.2485 | 0 | 1.1361 | 2.5552 | 0.44463 | 1.1361 | 2.5552 | 0.44463 | 1.2608 | 2.8356 | 0.44463 | 0.4091% | 0.037419 | 0.036111 | 8156.1707 | 205.0688 | 6422.8624 | 1528.2395 | 8417.1956 | 0 | 0 | 8417.1956 | 4.117e-05%
2027 | 524 | 524-1782F | Tier-3 | Tier-3---10 | 4--5 | 231 | 3700% | 5468.1345 | 99.78% | 0.1144% | 0.1099% | 253.4263 | 0 | 0 | 253.4263 | 0 | 230.6144 | 3.9393 | 58.5415 | 230.6144 | 3.9393 | 58.5415 | 255.9169 | 4.3715 | 58.5415 | 4.635% | 0.040404 | 0.038527 | 135337.1336 | 26288.6429 | 296.748 | 108751.7427 | 135351.9223 | 0 | 0 | 135351.9223 | 0.008357%
2027 | 524 | 524-27R | Tier-3 | Tier-3---4 | 4--5 | 489 | 5500% | 11317.6942 | 99.77% | 0.1414% | 0.08951% | 368.3034 | 0 | 0 | 368.3034 | 0 | 335.1511 | 5.8558 | 57.2344 | 335.1511 | 5.8558 | 57.2344 | 371.923 | 6.4982 | 57.2344 | 3.254% | 0.060207 | 0.058243 | 187979.0829 | 37296.5794 | 584.5714 | 150097.9321 | 187993.7197 | 0 | 0 | 187993.7197 | 0.01215%
2027 | 524 | 524-46R | Tier-3 | Tier-3---4 | 5--5 | 283 | 2200% | 13710.9533 | 98.99% | 0.9557% | 0.05722% | 305.9711 | 0 | 0 | 305.9711 | 0 | 278.4296 | 2.3423 | 118.8699 | 278.4296 | 2.3423 | 118.8699 | 308.9782 | 2.5993 | 118.8699 | 2.232% | 0.18916 | 0.18489 | 72484.9745 | 13906.2618 | 666.7027 | 57912.0099 | 72501.9083 | 0 | 0 | 72501.9083 | 0.01009%
2027 | 524 | 524-50R | Tier-3 | Tier-3---7 | 5--5 | 283 | 4000% | 8801.877 | 98.2% | 1.718% | 0.0819% | 354.2917 | 0 | 0 | 354.2917 | 0 | 322.4006 | 4.2587 | 75.7033 | 322.4006 | 4.2587 | 75.7033 | 357.7736 | 4.726 | 75.7033 | 4.025% | 0.18313 | 0.17563 | 48062.3901 | 8095.7209 | 755.2397 | 39211.4295 | 48099.3546 | 0 | 0 | 48099.3546 | 0.01168%
2027 | 524 | 524-69R | Tier-3 | Tier-3---1 | 5--5 | 842 | 14900% | 40375.3309 | 99.03% | 0.9107% | 0.05596% | 2051.9631 | 0 | 0 | 2051.9631 | 0 | 1867.2585 | 15.8638 | 117.7057 | 1867.2585 | 15.8638 | 117.7057 | 2072.1297 | 17.6043 | 117.7057 | 5.082% | 0.27264 | 0.25864 | 148092.4418 | 24296.9603 | 1265.0887 | 122530.3927 | 148169.8832 | 0 | 0 | 148169.8832 | 0.06767%
2027 | 57 | 57-736 | Tier-1 | Non-HFTD---4 | 3--4 | 81 | 600% | 116.8924 | 0.4896% | 98.37% | 1.142% | 0.012295 | 0 | 0 | 0.012295 | 0 | 0.011188 | 0.63881 | 0.017514 | 0.011188 | 0.63881 | 0.017514 | 0.012415 | 0.7089 | 0.017514 | 0.01052% | 0.015165 | 0.01484 | 7707.8351 | 8.3652 | 6936.4124 | 763.0575 | 7876.2172 | 0 | 0 | 7876.2172 | 4.054e-07%
2027 | 586 | 586-3 | Tier-1 | Non-HFTD---1 | 3--5 | 84 | 1500% | 516.8084 | 87.93% | 11.54% | 0.527% | 23.5332 | 0 | 0 | 23.5332 | 0 | 21.4149 | 1.597 | 13.4092 | 21.4149 | 1.597 | 13.4092 | 23.7645 | 1.7722 | 13.4092 | 4.554% | 0.028089 | 0.026634 | 18398.9604 | 3049.2137 | 1855.4913 | 13494.2554 | 18520.2357 | 0 | 0 | 18520.2357 | 0.000776%
2027 | 59 | 59-465 | Tier-1 | Non-HFTD---6 | 4--3 | 167 | 400% | 77.379 | 64.48% | 28.11% | 7.401% | 0.3466 | 0 | 0 | 0.3466 | 0 | 0.3154 | 0.42587 | 0.74059 | 0.3154 | 0.42587 | 0.74059 | 0.35 | 0.4726 | 0.74059 | 0.4479% | 0.036127 | 0.035876 | 2141.862 | 301.1171 | 633.9997 | 1206.7452 | 2147.1827 | 0 | 0 | 2147.1827 | 1.143e-05%
2027 | 597 | 597-595 | Tier-2 | Tier-2---1 | 5--5 | 398 | 1400% | 18774.394 | 95.55% | 4.388% | 0.06321% | 182.9936 | 0 | 0 | 182.9936 | 0 | 166.5217 | 1.4906 | 111.7177 | 166.5217 | 1.4906 | 111.7177 | 184.792 | 1.6541 | 111.7177 | 0.9747% | 0.15307 | 0.1515 | 122655.7075 | 27181.9194 | 4937.1438 | 90536.6442 | 122711.9706 | 0 | 0 | 122711.9706 | 0.006034%
2027 | 599 | 599-19R | Tier-2 | Tier-2---1 | 5--5 | 753 | 4700% | 25743.4561 | 99.4% | 0.5253% | 0.0786% | 463.1667 | 0 | 0 | 463.1667 | 0 | 421.4754 | 5.004 | 84.2274 | 421.4754 | 5.004 | 84.2274 | 467.7187 | 5.553 | 84.2274 | 1.799% | 0.15161 | 0.14887 | 169796.7072 | 27439.4443 | 825.3004 | 141531.9625 | 169815.6084 | 0 | 0 | 169815.6084 | 0.01527%
2027 | 66 | 66-1213R | Tier-1 | Non-HFTD---1 | 4--5 | 477 | 800% | 5312.2676 | 97.77% | 1.999% | 0.2313% | 25.2611 | 0 | 0 | 25.2611 | 0 | 22.9873 | 0.85175 | 26.9884 | 22.9873 | 0.85175 | 26.9884 | 25.5094 | 0.9452 | 26.9884 | 0.4755% | 0.075145 | 0.074779 | 70693.7485 | 12854.9773 | 1446.2382 | 56392.533 | 70701.4556 | 0 | 0 | 70701.4556 | 0.000833%
2027 | 67 | 67-24R | Tier-3 | Tier-3---13 | 5--4 | 344 | 3600% | 2610.8 | 93.6% | 6.065% | 0.3401% | 74.16 | 0 | 0 | 74.16 | 0 | 67.4846 | 3.8329 | 17.6068 | 67.4846 | 3.8329 | 17.6068 | 74.8888 | 4.2534 | 17.6068 | 2.841% | 0.2194 | 0.21274 | 11899.5856 | 1685.3261 | 658.8049 | 9555.4545 | 11923.4395 | 0 | 0 | 11923.4395 | 0.002446%
2027 | 67 | 67-34R | Tier-3 | Tier-3---11 | 5--5 | 551 | 6100% | 4180.1374 | 93.8% | 5.869% | 0.3284% | 125.8874 | 0 | 0 | 125.8874 | 0 | 114.5558 | 6.4946 | 17.6387 | 114.5558 | 6.4946 | 17.6387 | 127.1246 | 7.2071 | 17.6387 | 3.012% | 0.24743 | 0.23949 | 16893.949 | 2506.1553 | 940.0965 | 13447.6972 | 16928.6769 | 0 | 0 | 16928.6769 | 0.004151%
2027 | 67 | 67-37R | Tier-3 | Tier-3---17 | 5--3 | 190 | 1100% | 622.3042 | 87.18% | 11.98% | 0.8373% | 9.1087 | 0 | 0 | 9.1087 | 0 | 8.2888 | 1.1712 | 7.0775 | 8.2888 | 1.1712 | 7.0775 | 9.1982 | 1.2996 | 7.0775 | 1.464% | 0.20095 | 0.19758 | 3096.8174 | 368.9872 | 339.0656 | 2388.7646 | 3103.597 | 0 | 0 | 3103.597 | 0.0003004%
2027 | 67 | 67-45R | Tier-3 | Tier-3---15 | 5--4 | 233 | 1400% | 1627.9508 | 92.79% | 6.809% | 0.4053% | 26.3204 | 0 | 0 | 26.3204 | 0 | 23.9512 | 1.4906 | 16.0686 | 23.9512 | 1.4906 | 16.0686 | 26.579 | 1.6541 | 16.0686 | 1.617% | 0.20887 | 0.20523 | 7793.9219 | 1114.9846 | 483.0899 | 6195.8475 | 7803.8934 | 0 | 0 | 7803.8934 | 0.0008679%
2027 | 702 | 702-25 | Tier-1 | Non-HFTD---4 | 2--4 | 20 | 100% | 105.79 | 16.96% | 82.58% | 0.4592% | 0.26018 | 0 | 0 | 0.26018 | 0 | 0.23676 | 0.10647 | 2.2238 | 0.23676 | 0.10647 | 2.2238 | 0.26274 | 0.11815 | 2.2238 | 0.2459% | 0.0085112 | 0.0083878 | 12429.5062 | 105.0973 | 10920.6101 | 1403.7989 | 12581.3664 | 0 | 0 | 12581.3664 | 8.58e-06%
2027 | 702 | 702-27R | Tier-1 | Non-HFTD---3 | 4--3 | 513 | 400% | 127.2983 | 14.57% | 79% | 6.429% | 0.041945 | 0 | 0 | 0.041945 | 0 | 0.038169 | 0.42587 | 0.089626 | 0.038169 | 0.42587 | 0.089626 | 0.042357 | 0.4726 | 0.089626 | 0.03295% | 0.039338 | 0.039249 | 3236.0467 | 32.4645 | 2654.2302 | 549.352 | 3242.312 | 0 | 0 | 3242.312 | 1.383e-06%
2027 | 702 | 702-30 | Tier-1 | Non-HFTD---3 | 4--3 | 328 | 600% | 100.3702 | 67.48% | 26.99% | 5.53% | 0.35928 | 0 | 0 | 0.35928 | 0 | 0.32694 | 0.63881 | 0.51179 | 0.32694 | 0.63881 | 0.51179 | 0.36281 | 0.7089 | 0.51179 | 0.358% | 0.033242 | 0.033066 | 3019.3805 | 488.6759 | 847.0105 | 1683.6941 | 3024.6178 | 0 | 0 | 3024.6178 | 1.185e-05%
2027 | 702 | 702-448F | Tier-1 | Non-HFTD---19 | 1--3 | 2 | 100% | 0.36733 | 90.03% | 0% | 9.967% | 0.047955 | 0 | 0 | 0.047955 | 0 | 0.043638 | 0.10647 | 0.40987 | 0.043638 | 0.10647 | 0.40987 | 0.048426 | 0.11815 | 0.40987 | 13.05% | 0.0001214 | 0.0001038 | 3025.8156 | 1.795 | 2741.9742 | 282.0463 | 3076.9628 | 0 | 0 | 3076.9628 | 1.581e-06%
2027 | 703 | 703-279R | Tier-1 | Non-HFTD---2 | 4--4 | 443 | 600% | 201.9742 | 33.23% | 63.5% | 3.273% | 0.26359 | 0 | 0 | 0.26359 | 0 | 0.23986 | 0.63881 | 0.37548 | 0.23986 | 0.63881 | 0.37548 | 0.26618 | 0.7089 | 0.37548 | 0.1305% | 0.030988 | 0.030866 | 6517.9035 | 105.9052 | 5595.0681 | 816.9302 | 6535.0655 | 0 | 0 | 6535.0655 | 8.692e-06%
2027 | 73 | 73-1130R | Tier-3 | Tier-3---9 | 5--5 | 310 | 2500% | 6201.607 | 97.29% | 2.601% | 0.1104% | 141.1052 | 0 | 0 | 141.1052 | 0 | 128.4039 | 2.6617 | 48.2411 | 128.4039 | 2.6617 | 48.2411 | 142.492 | 2.9537 | 48.2411 | 2.275% | 0.2182 | 0.21309 | 28421.9762 | 4506.0463 | 681.7619 | 23234.168 | 28440.4297 | 0 | 0 | 28440.4297 | 0.004653%
2027 | 73 | 73-1163 | Tier-3 | Tier-3---4 | 5--5 | 326 | 1400% | 15337.1849 | 98.56% | 1.393% | 0.04595% | 188.2604 | 0 | 0 | 188.2604 | 0 | 171.3144 | 1.4906 | 114.9331 | 171.3144 | 1.4906 | 114.9331 | 190.1107 | 1.6541 | 114.9331 | 1.227% | 0.22506 | 0.22226 | 68145.9431 | 11285.6081 | 934.2701 | 55926.0649 | 68158.31 | 0 | 0 | 68158.31 | 0.006208%
2027 | 73 | 73-1164 | Tier-3 | Tier-3---13 | 5--4 | 46 | 300% | 2448.8293 | 98.64% | 1.317% | 0.04316% | 45.6847 | 0 | 0 | 45.6847 | 0 | 41.5725 | 0.31941 | 130.1559 | 41.5725 | 0.31941 | 130.1559 | 46.1337 | 0.35445 | 130.1559 | 1.866% | 0.18614 | 0.18262 | 13155.649 | 2050.8097 | 155.9445 | 10948.8948 | 13159.0994 | 0 | 0 | 13159.0994 | 0.001507%
2027 | 73 | 73-678R | Tier-3 | Tier-3---5 | 5--5 | 313 | 1000% | 10591.3769 | 98.31% | 1.605% | 0.08417% | 96.4729 | 0 | 0 | 96.4729 | 0 | 87.7891 | 1.0647 | 82.4555 | 87.7891 | 1.0647 | 82.4555 | 97.4211 | 1.1815 | 82.4555 | 0.9109% | 0.23776 | 0.23556 | 44546.6543 | 7354.6581 | 672.0109 | 36519.9852 | 44553.6931 | 0 | 0 | 44553.6931 | 0.003181%
2027 | 73 | 73-683R | Tier-3 | Tier-3---7 | 5--5 | 273 | 100% | 9288.0329 | 98.43% | 1.494% | 0.07761% | 9.7113 | 0 | 0 | 9.7113 | 0 | 8.8372 | 0.10647 | 83.0028 | 8.8372 | 0.10647 | 83.0028 | 9.8068 | 0.11815 | 83.0028 | 0.1046% | 0.22716 | 0.22692 | 40887.9849 | 6381.0644 | 580.3589 | 33926.5617 | 40888.6684 | 0 | 0 | 40888.6684 | 0.0003202%
2027 | 75 | 75-2259F | Tier-3 | Tier-3---12 | 3--5 | 140 | 1800% | 3135.4576 | 99.77% | 0.1421% | 0.08717% | 116.6398 | 0 | 0 | 116.6398 | 0 | 106.1406 | 1.9164 | 55.3845 | 106.1406 | 1.9164 | 55.3845 | 117.7861 | 2.1267 | 55.3845 | 3.72% | 0.020337 | 0.019579 | 154171.9995 | 31533.3232 | 223.914 | 122414.7623 | 154185.6868 | 0 | 0 | 154185.6868 | 0.003846%
2027 | 75 | 75-32R | Tier-3 | Tier-3---13 | 3--5 | 84 | 1100% | 1708.3855 | 99.57% | 0.3134% | 0.112% | 64.602 | 0 | 0 | 64.602 | 0 | 58.787 | 1.1712 | 50.1958 | 58.787 | 1.1712 | 50.1958 | 65.2369 | 1.2996 | 50.1958 | 3.781% | 0.014781 | 0.01422 | 115578.2654 | 21738.9456 | 361.961 | 93477.3588 | 115597.6716 | 0 | 0 | 115597.6716 | 0.00213%
2027 | 75 | 75-41 | Tier-3 | Tier-3---13 | 3--5 | 69 | 400% | 1937.5846 | 99.86% | 0.04507% | 0.0969% | 32.5276 | 0 | 0 | 32.5276 | 0 | 29.5997 | 0.42587 | 69.5035 | 29.5997 | 0.42587 | 69.5035 | 32.8473 | 0.4726 | 69.5035 | 1.679% | 0.0163 | 0.016026 | 118871.6769 | 26474.373 | 152.913 | 92244.3909 | 118874.5625 | 0 | 0 | 118874.5625 | 0.001073%
2027 | 75 | 75-996R | Tier-2 | Tier-2---7 | 4--5 | 319 | 6100% | 2211.1377 | 99.23% | 0.4312% | 0.3416% | 121.67 | 0 | 0 | 121.67 | 0 | 110.7181 | 6.4946 | 17.0478 | 110.7181 | 6.4946 | 17.0478 | 122.8658 | 7.2071 | 17.0478 | 5.503% | 0.043997 | 0.041557 | 50256.3267 | 10744.6266 | 373.824 | 39137.876 | 50279.1288 | 0 | 0 | 50279.1288 | 0.004012%
2027 | 770 | 770-259R | Tier-2 | Tier-2---17 | 2--3 | 24 | 2400% | 42.5113 | 97.49% | 0.5175% | 1.991% | 12.0191 | 0 | 0 | 12.0191 | 0 | 10.9372 | 2.5552 | 4.2803 | 10.9372 | 2.5552 | 4.2803 | 12.1372 | 2.8356 | 4.2803 | 28.27% | 0.010605 | 0.0075297 | 4008.538 | 787.4023 | 25.9222 | 3195.2135 | 4049.602 | 0 | 0 | 4049.602 | 0.0003963%
2027 | 78 | 78-35R | Tier-3 | Tier-3---10 | 2--5 | 29 | 100% | 5696.3358 | 99.98% | 0% | 0.01771% | 56.9533 | 0 | 0 | 56.9533 | 0 | 51.8267 | 0.10647 | 486.7801 | 51.8267 | 0.10647 | 486.7801 | 57.513 | 0.11815 | 486.7801 | 0.9998% | 0.008188 | 0.0081061 | 695693.1861 | 112288.7116 | 42.5016 | 583361.9729 | 695694.4308 | 0 | 0 | 695694.4308 | 0.001878%
2027 | 788 | 788-34R | Tier-2 | Tier-2---6 | 5--5 | 521 | 1200% | 9132.2366 | 94.33% | 5.547% | 0.1209% | 57.5414 | 0 | 0 | 57.5414 | 0 | 52.3619 | 1.2776 | 40.9839 | 52.3619 | 1.2776 | 40.9839 | 58.1069 | 1.4178 | 40.9839 | 0.6301% | 0.12404 | 0.12322 | 73621.1831 | 18327.6204 | 3867.2587 | 51426.3041 | 73649.2399 | 0 | 0 | 73649.2399 | 0.001898%
2027 | 791 | 791-419F | Tier-2 | Tier-2---5 | 5--5 | 141 | 700% | 3349.7594 | 92.58% | 7.304% | 0.116% | 44.6487 | 0 | 0 | 44.6487 | 0 | 40.6297 | 0.74528 | 54.5161 | 40.6297 | 0.74528 | 54.5161 | 45.0875 | 0.82705 | 54.5161 | 1.333% | 0.11325 | 0.11162 | 29577.718 | 5038.7125 | 1957.3259 | 22581.6795 | 29609.7754 | 0 | 0 | 29609.7754 | 0.001472%
2027 | 79 | 79-658R | Tier-3 | Tier-3---5 | 5--5 | 198 | 100% | 12321.0759 | 99.26% | 0.6823% | 0.05367% | 17.9132 | 0 | 0 | 17.9132 | 0 | 16.3008 | 0.10647 | 153.1043 | 16.3008 | 0.10647 | 153.1043 | 18.0892 | 0.11815 | 153.1043 | 0.1454% | 0.46655 | 0.46587 | 26408.7945 | 4377.4606 | 177.0739 | 21854.26 | 26409.0796 | 0 | 0 | 26409.0796 | 0.0005907%
2027 | 79 | 79-660R | Tier-3 | Tier-3---14 | 5--3 | 179 | 600% | 2087.0386 | 97.47% | 2.263% | 0.2704% | 19.7735 | 0 | 0 | 19.7735 | 0 | 17.9936 | 0.63881 | 28.1673 | 17.9936 | 0.63881 | 28.1673 | 19.9678 | 0.7089 | 28.1673 | 0.9474% | 0.45747 | 0.45302 | 4562.1181 | 605.8757 | 102.8461 | 3853.3963 | 4563.2526 | 0 | 0 | 4563.2526 | 0.0006521%
2027 | 79 | 79-668R | Tier-3 | Tier-3---15 | 5--3 | 309 | 1400% | 1606.9068 | 70.93% | 28.63% | 0.4437% | 14.9749 | 0 | 0 | 14.9749 | 0 | 13.627 | 1.4906 | 9.1422 | 13.627 | 1.4906 | 9.1422 | 15.1221 | 1.6541 | 9.1422 | 0.9319% | 0.43999 | 0.43421 | 3652.1539 | 351.9998 | 935.9584 | 2364.1956 | 3666.2911 | 0 | 0 | 3666.2911 | 0.0004938%
2027 | 79 | 79-676R | Tier-3 | Tier-3---5 | 5--5 | 138 | 100% | 9714.1464 | 98.29% | 1.686% | 0.02874% | 20.0638 | 0 | 0 | 20.0638 | 0 | 18.2578 | 0.10647 | 171.4858 | 18.2578 | 0.10647 | 171.4858 | 20.261 | 0.11815 | 171.4858 | 0.2065% | 0.38409 | 0.38328 | 25291.2629 | 4345.6054 | 407.8419 | 20537.8155 | 25292.1759 | 0 | 0 | 25292.1759 | 0.0006616%
2027 | 79 | 79-679R | Tier-3 | Tier-3---3 | 5--5 | 192 | 300% | 18448.5828 | 98.9% | 1.079% | 0.02427% | 82.6733 | 0 | 0 | 82.6733 | 0 | 75.2315 | 0.31941 | 235.5363 | 75.2315 | 0.31941 | 235.5363 | 83.4858 | 0.35445 | 235.5363 | 0.4481% | 0.3939 | 0.39212 | 46835.416 | 7852.0838 | 464.0518 | 38519.2804 | 46837.767 | 0 | 0 | 46837.767 | 0.002726%
2027 | 79 | 79-685R | Tier-3 | Tier-3---14 | 5--4 | 74 | 400% | 2564.7524 | 99.37% | 0.5359% | 0.0899% | 39.9526 | 0 | 0 | 39.9526 | 0 | 36.3564 | 0.42587 | 85.3689 | 36.3564 | 0.42587 | 85.3689 | 40.3453 | 0.4726 | 85.3689 | 1.558% | 0.43155 | 0.42478 | 5943.1342 | 854.3477 | 28.1313 | 5060.6552 | 5943.7265 | 0 | 0 | 5943.7265 | 0.001317%
2027 | 79 | 79-714R | Tier-3 | Tier-3---9 | 5--4 | 180 | 600% | 5536.6205 | 96.31% | 3.618% | 0.06787% | 51.548 | 0 | 0 | 51.548 | 0 | 46.908 | 0.63881 | 73.4302 | 46.908 | 0.63881 | 73.4302 | 52.0546 | 0.7089 | 73.4302 | 0.931% | 0.37772 | 0.37406 | 14658.165 | 2258.9978 | 483.8289 | 11915.3383 | 14663.4387 | 0 | 0 | 14663.4387 | 0.0017%
2027 | 79 | 79-785 | Tier-3 | Tier-3---3 | 5--5 | 427 | 1100% | 18780.9285 | 97.14% | 2.812% | 0.0448% | 136.2996 | 0 | 0 | 136.2996 | 0 | 124.0308 | 1.1712 | 105.9049 | 124.0308 | 1.1712 | 105.9049 | 137.6391 | 1.2996 | 105.9049 | 0.7257% | 0.38023 | 0.37739 | 49393.626 | 8845.5666 | 1277.0593 | 39271.0002 | 49404.2453 | 0 | 0 | 49404.2453 | 0.004495%
2027 | 79 | 79-808R | Tier-3 | Tier-3---3 | 5--5 | 218 | 300% | 19978.3255 | 99.23% | 0.7353% | 0.0338% | 79.1168 | 0 | 0 | 79.1168 | 0 | 71.9952 | 0.31941 | 225.404 | 71.9952 | 0.31941 | 225.404 | 79.8944 | 0.35445 | 225.404 | 0.396% | 0.44563 | 0.44385 | 44831.6641 | 7188.3432 | 299.9404 | 37343.3805 | 44833.0456 | 0 | 0 | 44833.0456 | 0.002609%
2027 | 799 | 799-504R | Tier-2 | Tier-2---15 | 1--5 | 38 | 700% | 127.4062 | 99.28% | 0% | 0.716% | 6.7574 | 0 | 0 | 6.7574 | 0 | 6.1492 | 0.74528 | 8.2508 | 6.1492 | 0.74528 | 8.2508 | 6.8238 | 0.82705 | 8.2508 | 5.304% | 0.0046964 | 0.0044455 | 27128.474 | 7563.5291 | 572.4903 | 18992.4546 | 27139.4367 | 0 | 0 | 27139.4367 | 0.0002228%
2027 | 835 | 835-10F | Tier-2 | Tier-2---19 | 1--4 | 13 | 400% | 12.4137 | 98.83% | 0% | 1.166% | 1.0948 | 0 | 0 | 1.0948 | 0 | 0.99623 | 0.42587 | 2.3393 | 0.99623 | 0.42587 | 2.3393 | 1.1055 | 0.4726 | 2.3393 | 8.819% | 0.0010446 | 0.00095139 | 11883.6638 | 1899.9347 | 22.1501 | 9961.5789 | 11897.2348 | 0 | 0 | 11897.2348 | 3.61e-05%
2027 | 859 | 859-42R | Tier-2 | Tier-2---3 | 4--5 | 557 | 2800% | 8606.9717 | 99.86% | 0% | 0.1411% | 125.2962 | 0 | 0 | 125.2962 | 0 | 114.0178 | 2.9811 | 38.2467 | 114.0178 | 2.9811 | 38.2467 | 126.5276 | 3.3082 | 38.2467 | 1.456% | 0.067132 | 0.066153 | 128210.0534 | 20875.9672 | 105.3382 | 107228.748 | 128212.73 | 0 | 0 | 128212.73 | 0.004132%
2027 | 907 | 907-1562AE | Tier-3 | Tier-3---6 | 4--5 | 162 | 2400% | 8439.7692 | 97.62% | 2.35% | 0.03436% | 353.9531 | 0 | 0 | 353.9531 | 0 | 322.0925 | 2.5552 | 126.0517 | 322.0925 | 2.5552 | 126.0517 | 357.4317 | 2.8356 | 126.0517 | 4.194% | 0.054867 | 0.052509 | 153823.4412 | 28255.722 | 3280.1961 | 122287.5231 | 153988.0668 | 0 | 0 | 153988.0668 | 0.01167%
2027 | 907 | 907-1702R | Tier-3 | Tier-3---6 | 4--5 | 148 | 1700% | 9100.5582 | 99.73% | 0.2344% | 0.03926% | 302.3174 | 0 | 0 | 302.3174 | 0 | 275.1047 | 1.81 | 151.9947 | 275.1047 | 1.81 | 151.9947 | 305.2886 | 2.0085 | 151.9947 | 3.322% | 0.061079 | 0.059044 | 148997.4926 | 27594.5733 | 329.8343 | 121073.085 | 149011.5428 | 0 | 0 | 149011.5428 | 0.009969%
2027 | 907 | 907-1716R | Tier-3 | Tier-3---2 | 4--5 | 388 | 4700% | 27066.4552 | 99.19% | 0.7771% | 0.02941% | 943.1459 | 0 | 0 | 943.1459 | 0 | 858.2499 | 5.004 | 171.5123 | 858.2499 | 5.004 | 171.5123 | 952.4151 | 5.553 | 171.5123 | 3.485% | 0.088049 | 0.084956 | 307401.4891 | 65823.1334 | 2297.2385 | 239281.1172 | 307491.7474 | 0 | 0 | 307491.7474 | 0.0311%
2027 | 908 | 908-1172R | Tier-2 | Tier-2---2 | 5--5 | 303 | 3600% | 15766.5188 | 98.33% | 1.627% | 0.04735% | 534.1482 | 0 | 0 | 534.1482 | 0 | 486.0676 | 3.8329 | 126.8158 | 486.0676 | 3.8329 | 126.8158 | 539.3978 | 4.2534 | 126.8158 | 3.388% | 0.20692 | 0.19979 | 76195.3215 | 14303.1214 | 1151.1077 | 60741.0923 | 76240.8397 | 0 | 0 | 76240.8397 | 0.01761%
2027 | 908 | 908-1236 | Tier-2 | Tier-2---2 | 5--5 | 166 | 1800% | 11763.9311 | 98.8% | 1.165% | 0.03327% | 365.4943 | 0 | 0 | 365.4943 | 0 | 332.5948 | 1.9164 | 173.549 | 332.5948 | 1.9164 | 173.549 | 369.0863 | 2.1267 | 173.549 | 3.107% | 0.1877 | 0.1818 | 62673.98 | 12802.8477 | 668.2172 | 49202.9151 | 62698.3573 | 0 | 0 | 62698.3573 | 0.01205%
2027 | 908 | 908-1368R | Tier-2 | Tier-2---5 | 5--5 | 471 | 5400% | 5570.7929 | 96.25% | 3.531% | 0.2207% | 178.2717 | 0 | 0 | 178.2717 | 0 | 162.2248 | 5.7493 | 28.2165 | 162.2248 | 5.7493 | 28.2165 | 180.0237 | 6.3801 | 28.2165 | 3.2% | 0.23644 | 0.22858 | 23560.7485 | 3807.7086 | 754.5572 | 18998.4826 | 23591.1459 | 0 | 0 | 23591.1459 | 0.005879%
2027 | 908 | 908-1370R | Tier-2 | Tier-2---8 | 5--4 | 150 | 3300% | 1466.2762 | 91.81% | 7.905% | 0.289% | 85.883 | 0 | 0 | 85.883 | 0 | 78.1524 | 3.5135 | 22.2437 | 78.1524 | 3.5135 | 22.2437 | 86.7271 | 3.8989 | 22.2437 | 5.857% | 0.1878 | 0.17582 | 7807.4644 | 1287.0292 | 565.6485 | 5954.7867 | 7851.0617 | 0 | 0 | 7851.0617 | 0.002832%
2027 | 908 | 908-1372R | Tier-2 | Tier-2---2 | 5--5 | 123 | 2900% | 7960.2903 | 98.35% | 1.621% | 0.03193% | 535.282 | 0 | 0 | 535.282 | 0 | 487.0993 | 3.0876 | 157.7607 | 487.0993 | 3.0876 | 157.7607 | 540.5427 | 3.4263 | 157.7607 | 6.724% | 0.17701 | 0.1649 | 44971.6131 | 9357.4907 | 670.8421 | 34943.2804 | 45026.1584 | 0 | 0 | 45026.1584 | 0.01765%
2027 | 908 | 908-2038R | Tier-2 | Tier-2---1 | 5--5 | 547 | 6800% | 41258.5742 | 98.89% | 1.078% | 0.03081% | 1470.9232 | 0 | 0 | 1470.9232 | 0 | 1338.5201 | 7.2399 | 184.8823 | 1338.5201 | 7.2399 | 184.8823 | 1485.3794 | 8.0342 | 184.8823 | 3.565% | 0.23053 | 0.22222 | 178970.5163 | 35360.8505 | 1780.0078 | 141829.658 | 179044.7547 | 0 | 0 | 179044.7547 | 0.04851%
2027 | 908 | 908-2040 | Tier-2 | Tier-2---5 | 5--5 | 162 | 1400% | 3646.8048 | 91.91% | 7.986% | 0.1044% | 84.0013 | 0 | 0 | 84.0013 | 0 | 76.44 | 1.4906 | 51.2828 | 76.44 | 1.4906 | 51.2828 | 84.8268 | 1.6541 | 51.2828 | 2.303% | 0.17929 | 0.1748 | 20339.8492 | 3923.1303 | 1491.1287 | 14925.5902 | 20382.1488 | 0 | 0 | 20382.1488 | 0.00277%
2027 | 908 | 908-2055F | Tier-3 | Tier-3---2 | 5--5 | 363 | 2200% | 22564.0783 | 99.08% | 0.8792% | 0.03652% | 392.9491 | 0 | 0 | 392.9491 | 0 | 357.5783 | 2.3423 | 152.6609 | 357.5783 | 2.3423 | 152.6609 | 396.811 | 2.5993 | 152.6609 | 1.741% | 0.20355 | 0.19997 | 110854.0623 | 21094.0064 | 955.5801 | 88804.4759 | 110872.2234 | 0 | 0 | 110872.2234 | 0.01296%
2027 | 908 | 908-30 | Tier-2 | Tier-2---10 | 5--4 | 52 | 1500% | 847.524 | 96.52% | 3.329% | 0.1488% | 68.4328 | 0 | 0 | 68.4328 | 0 | 62.2729 | 1.597 | 38.993 | 62.2729 | 1.597 | 38.993 | 69.1053 | 1.7722 | 38.993 | 8.074% | 0.16572 | 0.15186 | 5114.069 | 791.8811 | 161.7983 | 4160.3897 | 5130.3066 | 0 | 0 | 5130.3066 | 0.002257%
2027 | 909 | 909-451 | Tier-3 | Tier-3---1 | 5--5 | 506 | 5400% | 55252.3747 | 99.27% | 0.7029% | 0.02396% | 1697.5554 | 0 | 0 | 1697.5554 | 0 | 1544.7523 | 5.7493 | 268.6856 | 1544.7523 | 5.7493 | 268.6856 | 1714.2389 | 6.3801 | 268.6856 | 3.072% | 0.31112 | 0.30149 | 177590.703 | 30501.3074 | 1127.1647 | 145962.2309 | 177631.9283 | 0 | 0 | 177631.9283 | 0.05598%
2027 | 909 | 909-453R | Tier-2 | Tier-2---3 | 2--5 | 62 | 400% | 5703.0403 | 99.97% | 0% | 0.03309% | 106.6667 | 0 | 0 | 106.6667 | 0 | 97.0653 | 0.42587 | 227.9204 | 97.0653 | 0.42587 | 227.9204 | 107.7151 | 0.4726 | 227.9204 | 1.87% | 0.0097928 | 0.0096096 | 582370.7512 | 94031.5141 | 664.3163 | 487674.9208 | 582374.4253 | 0 | 0 | 582374.4253 | 0.003517%
2027 | 909 | 909-805R | Tier-2 | Tier-2---1 | 5--5 | 309 | 2400% | 32313.161 | 99.26% | 0.708% | 0.02831% | 722.4717 | 0 | 0 | 722.4717 | 0 | 657.4394 | 2.5552 | 257.2905 | 657.4394 | 2.5552 | 257.2905 | 729.5721 | 2.8356 | 257.2905 | 2.236% | 0.28921 | 0.2827 | 111728.904 | 24066.0497 | 703.1475 | 86959.7068 | 111747.8598 | 0 | 0 | 111747.8598 | 0.02382%
2027 | 909 | 909-812 | Tier-2 | Tier-2---17 | 1--5 | 3 | 100% | 62.9838 | 99.88% | 0% | 0.1185% | 6.0812 | 0 | 0 | 6.0812 | 0 | 5.5338 | 0.10647 | 51.9763 | 5.5338 | 0.10647 | 51.9763 | 6.141 | 0.11815 | 51.9763 | 9.655% | 0.0001786 | 0.00016134 | 352652.9396 | 56837.6366 | 442.6032 | 295372.6998 | 352697.6408 | 0 | 0 | 352697.6408 | 0.0002005%
2027 | 91 | 91-7F | Tier-2 | Tier-2---9 | 4--5 | 194 | 1500% | 1295.9906 | 95.98% | 3.603% | 0.4176% | 27.8912 | 0 | 0 | 27.8912 | 0 | 25.3806 | 1.597 | 15.8924 | 25.3806 | 1.597 | 15.8924 | 28.1653 | 1.7722 | 15.8924 | 2.152% | 0.034038 | 0.033275 | 38075.0405 | 8008.4456 | 1355.7745 | 28710.8203 | 38110.1535 | 0 | 0 | 38110.1535 | 0.0009197%
2027 | 920 | 920-1342R | Tier-3 | Tier-3---12 | 4--5 | 131 | 600% | 3406.6458 | 99.34% | 0.5402% | 0.1203% | 44.9497 | 0 | 0 | 44.9497 | 0 | 40.9036 | 0.63881 | 64.031 | 40.9036 | 0.63881 | 64.031 | 45.3915 | 0.7089 | 64.031 | 1.319% | 0.068604 | 0.067693 | 49656.3753 | 10714.8381 | 249.0111 | 38692.5261 | 49660.79 | 0 | 0 | 49660.79 | 0.001482%
2027 | 920 | 920-735AE | Tier-2 | Tier-2---7 | 4--5 | 295 | 600% | 1554.328 | 69.02% | 30.62% | 0.3611% | 6.3278 | 0 | 0 | 6.3278 | 0 | 5.7582 | 0.63881 | 9.014 | 5.7582 | 0.63881 | 9.014 | 6.39 | 0.7089 | 9.014 | 0.4071% | 0.068691 | 0.068286 | 22627.8919 | 3439.8789 | 6367.8103 | 12820.2027 | 22669.4831 | 0 | 0 | 22669.4831 | 0.0002087%
2027 | 921 | 921-800F | Tier-2 | Tier-2---7 | 4--5 | 252 | 100% | 1991.7107 | 76.61% | 23.16% | 0.2301% | 1.7559 | 0 | 0 | 1.7559 | 0 | 1.5978 | 0.10647 | 15.0073 | 1.5978 | 0.10647 | 15.0073 | 1.7731 | 0.11815 | 15.0073 | 0.08816% | 0.065336 | 0.065261 | 30484.0304 | 5417.7742 | 6386.3527 | 18679.9035 | 30492.2466 | 0 | 0 | 30492.2466 | 5.79e-05%
2027 | 968 | 968-476F | Tier-2 | Tier-2---17 | 3--3 | 44 | 600% | 62.492 | 96.91% | 0.773% | 2.32% | 2.3948 | 0 | 0 | 2.3948 | 0 | 2.1793 | 0.63881 | 3.4115 | 2.1793 | 0.63881 | 3.4115 | 2.4184 | 0.7089 | 3.4115 | 3.832% | 0.015315 | 0.01471 | 4080.3921 | 1049.3579 | 36.5623 | 2994.4719 | 4085.5879 | 0 | 0 | 4085.5879 | 7.897e-05%
2027 | 970 | 970-1341R | Tier-3 | Tier-3---4 | 5--5 | 92 | 300% | 12961.6134 | 99.66% | 0.3199% | 0.02218% | 122.1525 | 0 | 0 | 122.1525 | 0 | 111.1571 | 0.31941 | 348.0127 | 111.1571 | 0.31941 | 348.0127 | 123.353 | 0.35445 | 348.0127 | 0.9424% | 0.12497 | 0.12379 | 103720.1236 | 23825.8597 | 477.209 | 79417.0549 | 103723.511 | 0 | 0 | 103723.511 | 0.004028%
2027 | 971 | 971-1973R | Tier-3 | Tier-3---4 | 5--5 | 344 | 700% | 15148.7962 | 99.05% | 0.8967% | 0.0506% | 88.5487 | 0 | 0 | 88.5487 | 0 | 80.5781 | 0.74528 | 108.1181 | 80.5781 | 0.74528 | 108.1181 | 89.419 | 0.82705 | 108.1181 | 0.5845% | 0.14704 | 0.14617 | 103024.8612 | 19745.1245 | 859.0693 | 82420.6674 | 103030.6544 | 0 | 0 | 103030.6544 | 0.00292%
2027 | 971 | 971-2050R | Tier-3 | Tier-3---2 | 5--5 | 597 | 1800% | 28484.5838 | 98.91% | 1.035% | 0.05308% | 246.3524 | 0 | 0 | 246.3524 | 0 | 224.1774 | 1.9164 | 116.9765 | 224.1774 | 1.9164 | 116.9765 | 248.7736 | 2.1267 | 116.9765 | 0.8649% | 0.18464 | 0.18303 | 154268.7538 | 28980.1168 | 1504.6624 | 123783.9747 | 154283.5535 | 0 | 0 | 154283.5535 | 0.008124%
2027 | 971 | 971-29R | Tier-3 | Tier-3---6 | 5--5 | 106 | 300% | 8015.4065 | 99.46% | 0.5042% | 0.0309% | 65.4348 | 0 | 0 | 65.4348 | 0 | 59.5448 | 0.31941 | 186.4239 | 59.5448 | 0.31941 | 186.4239 | 66.0779 | 0.35445 | 186.4239 | 0.8164% | 0.12171 | 0.12071 | 65856.8143 | 11074.2553 | 300.8602 | 54481.6988 | 65859.7305 | 0 | 0 | 65859.7305 | 0.002158%
2027 | 971 | 971-371R | Tier-3 | Tier-3---12 | 5--5 | 58 | 100% | 4351.5062 | 99.52% | 0.4473% | 0.03668% | 21.6522 | 0 | 0 | 21.6522 | 0 | 19.7032 | 0.10647 | 185.0618 | 19.7032 | 0.10647 | 185.0618 | 21.865 | 0.11815 | 185.0618 | 0.4976% | 0.11668 | 0.11609 | 37295.5774 | 6189.1534 | 149.4964 | 30956.9275 | 37296.4844 | 0 | 0 | 37296.4844 | 0.000714%
2027 | 971 | 971-381R | Tier-2 | Tier-2---15 | 1--5 | 2 | 100% | 191.8954 | 99.94% | 0% | 0.06293% | 27.8073 | 0 | 0 | 27.8073 | 0 | 25.3043 | 0.10647 | 237.6694 | 25.3043 | 0.10647 | 237.6694 | 28.0806 | 0.11815 | 237.6694 | 14.49% | 0.0003802 | 0.00032507 | 504722.2701 | 81534.2634 | 28.852 | 423159.1547 | 504776.134 | 0 | 0 | 504776.134 | 0.000917%
2027 | 971 | 971-383R | Tier-3 | Tier-3---4 | 5--5 | 281 | 4000% | 14770.5962 | 98.43% | 1.528% | 0.03956% | 600.186 | 0 | 0 | 600.186 | 0 | 546.1611 | 4.2587 | 128.2449 | 546.1611 | 4.2587 | 128.2449 | 606.0846 | 4.726 | 128.2449 | 4.063% | 0.13837 | 0.13266 | 106747.8715 | 18250.5069 | 1553.2478 | 86944.1168 | 106819.9447 | 0 | 0 | 106819.9447 | 0.01979%
2027 | 971 | 971-388R | Tier-3 | Tier-3---4 | 5--5 | 406 | 400% | 11267.961 | 98.98% | 0.9235% | 0.09902% | 31.865 | 0 | 0 | 31.865 | 0 | 28.9967 | 0.42587 | 68.0876 | 28.9967 | 0.42587 | 68.0876 | 32.1782 | 0.4726 | 68.0876 | 0.2828% | 0.17642 | 0.17592 | 63870.0886 | 10985.172 | 547.8169 | 52337.0996 | 63871.9599 | 0 | 0 | 63871.9599 | 0.001051%
2027 | 972 | 972-1590F | Tier-3 | Tier-3---2 | 5--5 | 697 | 6400% | 23409.1539 | 98.39% | 1.548% | 0.05965% | 613.3291 | 0 | 0 | 613.3291 | 0 | 558.1211 | 6.814 | 81.9083 | 558.1211 | 6.814 | 81.9083 | 619.3569 | 7.5616 | 81.9083 | 2.62% | 0.17603 | 0.17134 | 132982.6796 | 26774.8666 | 1933.0349 | 104274.7781 | 133041.1547 | 0 | 0 | 133041.1547 | 0.02023%
2027 | 972 | 972-32R | Tier-2 | Tier-2---1 | 5--5 | 543 | 5400% | 22914.3284 | 97.48% | 2.478% | 0.04418% | 644.1795 | 0 | 0 | 644.1795 | 0 | 586.1945 | 5.7493 | 101.9594 | 586.1945 | 5.7493 | 101.9594 | 650.5104 | 6.3801 | 101.9594 | 2.811% | 0.16607 | 0.16128 | 137978.7753 | 23361.9707 | 3101.1924 | 111515.6122 | 138082.1018 | 0 | 0 | 138082.1018 | 0.02124%
2027 | 973 | 973-1226R | Tier-3 | Tier-3---10 | 5--5 | 194 | 800% | 5177.8696 | 97.32% | 2.585% | 0.09195% | 60.2633 | 0 | 0 | 60.2633 | 0 | 54.8388 | 0.85175 | 64.3839 | 54.8388 | 0.85175 | 64.3839 | 60.8556 | 0.9452 | 64.3839 | 1.164% | 0.13989 | 0.13822 | 37012.5952 | 5797.6214 | 879.9001 | 30335.0736 | 37024.5873 | 0 | 0 | 37024.5873 | 0.001987%
2027 | 974 | 974-23R | Tier-3 | Tier-3---11 | 5--5 | 389 | 1100% | 3492.8626 | 93.69% | 6.037% | 0.2698% | 26.8367 | 0 | 0 | 26.8367 | 0 | 24.4211 | 1.1712 | 20.8522 | 24.4211 | 1.1712 | 20.8522 | 27.1005 | 1.2996 | 20.8522 | 0.7683% | 0.16472 | 0.16337 | 21204.8226 | 3176.6761 | 1159.8225 | 16868.324 | 21215.8805 | 0 | 0 | 21215.8805 | 0.000885%
2027 | 974 | 974-715R | Tier-3 | Tier-3---6 | 5--5 | 134 | 300% | 7107.1697 | 99.55% | 0.3981% | 0.05413% | 45.9349 | 0 | 0 | 45.9349 | 0 | 41.8001 | 0.31941 | 130.8686 | 41.8001 | 0.31941 | 130.8686 | 46.3863 | 0.35445 | 130.8686 | 0.6463% | 0.14069 | 0.13977 | 50517.2415 | 8114.8836 | 271.1921 | 42131.1659 | 50518.7345 | 0 | 0 | 50518.7345 | 0.001515%
2027 | 975 | 975-22R | Tier-3 | Tier-3---7 | 5--5 | 30 | 300% | 6417.0381 | 80.3% | 19.69% | 0.01691% | 149.4284 | 0 | 0 | 149.4284 | 0 | 135.9778 | 0.31941 | 425.722 | 135.9778 | 0.31941 | 425.722 | 150.897 | 0.35445 | 425.722 | 2.329% | 0.19669 | 0.19099 | 32624.3404 | 6032.7065 | 5987.0676 | 20604.5664 | 32816.3167 | 0 | 0 | 32816.3167 | 0.004928%
2027 | 991 | 991-1 | Tier-2 | Tier-2---12 | 4--5 | 29 | 1000% | 626.8618 | 65.87% | 33.98% | 0.153% | 41.2906 | 0 | 0 | 41.2906 | 0 | 37.5739 | 1.0647 | 35.2911 | 37.5739 | 1.0647 | 35.2911 | 41.6964 | 1.1815 | 35.2911 | 6.587% | 0.034773 | 0.031295 | 18027.4627 | 3649.7735 | 5561.6241 | 8816.0652 | 18711.1291 | 0 | 0 | 18711.1291 | 0.001362%
2027 | 991 | 991-1206R | Tier-2 | Tier-2---4 | 4--5 | 164 | 3600% | 4576.7911 | 99.78% | 0.09876% | 0.1221% | 290.7083 | 0 | 0 | 290.7083 | 0 | 264.5406 | 3.8329 | 69.0191 | 264.5406 | 3.8329 | 69.0191 | 293.5654 | 4.2534 | 69.0191 | 6.352% | 0.063785 | 0.059725 | 71752.9575 | 17377.7181 | 68.9781 | 54306.2613 | 71763.7326 | 0 | 0 | 71763.7326 | 0.009586%
2027 | 1090 | CB 1090 | Tier-2 | Tier-2---7 | 3--5 | 111 | 1000% | 1414.5114 | 99.62% | 0.1678% | 0.2113% | 36.8156 | 0 | 0 | 36.8156 | 0 | 33.5017 | 1.0647 | 31.4663 | 33.5017 | 1.0647 | 31.4663 | 37.1774 | 1.1815 | 31.4663 | 2.603% | 0.025114 | 0.024458 | 56324.0689 | 9092.3637 | 116.2348 | 47115.4703 | 56329.7967 | 0 | 0 | 56329.7967 | 0.001214%
2027 | 1101 | CB 1101 | Tier-2 | Tier-2---9 | 4--4 | 41 | 700% | 1133.279 | 99.72% | 0.1529% | 0.1272% | 55.954 | 0 | 0 | 55.954 | 0 | 50.9173 | 0.74528 | 68.3199 | 50.9173 | 0.74528 | 68.3199 | 56.5039 | 0.82705 | 68.3199 | 4.937% | 0.091579 | 0.087044 | 12374.933 | 1964.2318 | 240.1019 | 10170.5993 | 12376.7387 | 0 | 0 | 12376.7387 | 0.001845%
2027 | 1106 | CB 1106 | Tier-2 | Tier-2---7 | 4--5 | 24 | 300% | 1646.9837 | 34.54% | 65.41% | 0.04829% | 20.6195 | 0 | 0 | 20.6195 | 0 | 18.7635 | 0.31941 | 58.7451 | 18.7635 | 0.31941 | 58.7451 | 20.8222 | 0.35445 | 58.7451 | 1.252% | 0.070774 | 0.068209 | 23270.9618 | 1321.744 | 13847.343 | 8101.8748 | 23843.9628 | 0 | 0 | 23843.9628 | 0.00068%
2027 | 1138 | CB 1138 | Tier-2 | Tier-2---10 | 5--4 | 291 | 800% | 765.4961 | 75% | 24.28% | 0.7274% | 4.5769 | 0 | 0 | 4.5769 | 0 | 4.1649 | 0.85175 | 4.8899 | 4.1649 | 0.85175 | 4.8899 | 4.6219 | 0.9452 | 4.8899 | 0.5979% | 0.11418 | 0.11327 | 6704.4211 | 1031.4722 | 1538.2078 | 4134.7411 | 6717.8936 | 0 | 0 | 6717.8936 | 0.0001509%
2027 | 1162 | CB 1162 | Tier-2 | Tier-2---18 | 4--2 | 34 | 300% | 75.2008 | 96.65% | 1.975% | 1.378% | 1.8597 | 0 | 0 | 1.8597 | 0 | 1.6923 | 0.31941 | 5.2984 | 1.6923 | 0.31941 | 5.2984 | 1.878 | 0.35445 | 5.2984 | 2.473% | 0.064214 | 0.06257 | 1171.1044 | 178.0938 | 26.2712 | 966.7394 | 1172.1356 | 0 | 0 | 1172.1356 | 6.133e-05%
2027 | 1180 | CB 1180 | Tier-1 | Non-HFTD---7 | 1--4 | 39 | 600% | 35.2333 | 97.75% | 0% | 2.252% | 1.5365 | 0 | 0 | 1.5365 | 0 | 1.3982 | 0.63881 | 2.1888 | 1.3982 | 0.63881 | 2.1888 | 1.5516 | 0.7089 | 2.1888 | 4.361% | 0.0039062 | 0.0037319 | 9019.8397 | 919.8579 | 4656.5948 | 3443.387 | 9029.3257 | 0 | 0 | 9029.3257 | 5.067e-05%
2027 | 120 | CB 120 | Tier-1 | Non-HFTD---5 | 2--4 | 18 | 600% | 72.8901 | 46.84% | 52.05% | 1.107% | 3.3006 | 0 | 0 | 3.3006 | 0 | 3.0035 | 0.63881 | 4.7016 | 3.0035 | 0.63881 | 4.7016 | 3.333 | 0.7089 | 4.7016 | 4.528% | 0.010618 | 0.0095918 | 6864.6422 | 601.3181 | 3453.7454 | 2809.5787 | 7255.1322 | 0 | 0 | 7255.1322 | 0.0001088%
2027 | 1234 | CB 1234 | Tier-3 | Tier-3---10 | 5--5 | 240 | 3200% | 6311.4919 | 84.29% | 15.54% | 0.1769% | 205.7004 | 0 | 0 | 205.7004 | 0 | 187.1845 | 3.407 | 54.9413 | 187.1845 | 3.407 | 54.9413 | 207.722 | 3.7808 | 54.9413 | 3.259% | 0.11961 | 0.11499 | 52765.4948 | 7251.4549 | 7797.694 | 37716.3459 | 53098.9529 | 0 | 0 | 53098.9529 | 0.006783%
2027 | 1235 | CB 1235 | Tier-2 | Tier-2---6 | 4--5 | 622 | 4300% | 6645.572 | 99.09% | 0.6868% | 0.2213% | 132.0221 | 0 | 0 | 132.0221 | 0 | 120.1383 | 4.5781 | 26.2417 | 120.1383 | 4.5781 | 26.2417 | 133.3196 | 5.0804 | 26.2417 | 1.987% | 0.082825 | 0.081164 | 80236.4987 | 14594.2716 | 649.5597 | 64992.6674 | 80251.4052 | 0 | 0 | 80251.4052 | 0.004354%
2027 | 1243 | CB 1243 | Tier-2 | Tier-2---7 | 3--5 | 116 | 1100% | 1438.3629 | 99.75% | 0% | 0.2509% | 39.4557 | 0 | 0 | 39.4557 | 0 | 35.9042 | 1.1712 | 30.6571 | 35.9042 | 1.1712 | 30.6571 | 39.8435 | 1.2996 | 30.6571 | 2.743% | 0.019586 | 0.019047 | 73438.3162 | 12301.3098 | 66.4142 | 61070.5923 | 73443.527 | 0 | 0 | 73443.527 | 0.001301%
2027 | 1299 | CB 1299 | Tier-2 | Tier-2---19 | 3--3 | 76 | 100% | 41.7756 | 94.08% | 0% | 5.924% | 0.14996 | 0 | 0 | 0.14996 | 0 | 0.13647 | 0.10647 | 1.2817 | 0.13647 | 0.10647 | 1.2817 | 0.15144 | 0.11815 | 1.2817 | 0.359% | 0.014997 | 0.01494 | 2785.5246 | 467.5235 | 44.8169 | 2273.1842 | 2786.1566 | 0 | 0 | 2786.1566 | 4.945e-06%
2027 | 1448 | CB 1448 | Tier-1 | Non-HFTD---15 | 1--3 | 16 | 300% | 4.2012 | 88.77% | 0% | 11.23% | 0.2028 | 0 | 0 | 0.2028 | 0 | 0.18454 | 0.31941 | 0.57776 | 0.18454 | 0.31941 | 0.57776 | 0.20479 | 0.35445 | 0.57776 | 4.827% | 0.002261 | 0.0021381 | 1858.0978 | 176.4132 | 558.9214 | 1122.7631 | 1870.0912 | 0 | 0 | 1870.0912 | 6.687e-06%
2027 | 1525 | CB 1525 | Tier-2 | Tier-2---13 | 4--4 | 184 | 600% | 259.6903 | 35.49% | 63.12% | 1.387% | 0.87161 | 0 | 0 | 0.87161 | 0 | 0.79316 | 0.63881 | 1.2416 | 0.79316 | 0.63881 | 1.2416 | 0.88018 | 0.7089 | 1.2416 | 0.3356% | 0.050512 | 0.050034 | 5141.181 | 367.2769 | 3050.2081 | 1723.6959 | 5172.8424 | 0 | 0 | 5172.8424 | 2.874e-05%
2027 | 200 | CB 200 | Tier-2 | Tier-2---9 | 4--5 | 478 | 2400% | 1342.6559 | 29.9% | 69.37% | 0.7369% | 5.8447 | 0 | 0 | 5.8447 | 0 | 5.3186 | 2.5552 | 2.0814 | 5.3186 | 2.5552 | 2.0814 | 5.9021 | 2.8356 | 2.0814 | 0.4353% | 0.060261 | 0.059384 | 22280.6766 | 968.7431 | 14863.6506 | 6448.2829 | 22511.4693 | 0 | 0 | 22511.4693 | 0.0001927%
2027 | 202 | CB 202 | Tier-2 | Tier-2---16 | 4--3 | 193 | 2500% | 133.9861 | 95.12% | 0% | 4.877% | 4.7877 | 0 | 0 | 4.7877 | 0 | 4.3567 | 2.6617 | 1.6368 | 4.3567 | 2.6617 | 1.6368 | 4.8347 | 2.9537 | 1.6368 | 3.573% | 0.040966 | 0.039428 | 3270.6344 | 424.6242 | 32.8297 | 2813.1806 | 3276.8603 | 0 | 0 | 3276.8603 | 0.0001579%
2027 | 203 | CB 203 | Tier-2 | Tier-2---13 | 4--4 | 233 | 1200% | 195.752 | 9.583% | 88.23% | 2.187% | 0.28019 | 0 | 0 | 0.28019 | 0 | 0.25497 | 1.2776 | 0.19956 | 0.25497 | 1.2776 | 0.19956 | 0.28294 | 1.4178 | 0.19956 | 0.1431% | 0.03541 | 0.034881 | 5528.1246 | 34.2367 | 4807.7085 | 686.1793 | 5603.9099 | 0 | 0 | 5603.9099 | 9.24e-06%
2027 | 204 | CB 204 | Tier-2 | Tier-2---9 | 4--4 | 229 | 4600% | 1059.5314 | 80.82% | 18.41% | 0.7661% | 49.8846 | 0 | 0 | 49.8846 | 0 | 45.3943 | 4.8975 | 9.2688 | 45.3943 | 4.8975 | 9.2688 | 50.3748 | 5.4349 | 9.2688 | 4.708% | 0.068524 | 0.064532 | 15462.1941 | 1952.7232 | 2912.9931 | 10596.4779 | 15645.6157 | 0 | 0 | 15645.6157 | 0.001645%
2027 | 231 | CB 231 | Tier-2 | Tier-2---7 | 4--5 | 260 | 3300% | 2499.974 | 99.29% | 0.4807% | 0.2332% | 91.3614 | 0 | 0 | 91.3614 | 0 | 83.1376 | 3.5135 | 23.6626 | 83.1376 | 3.5135 | 23.6626 | 92.2593 | 3.8989 | 23.6626 | 3.654% | 0.037573 | 0.03619 | 66537.1573 | 11726.385 | 695.1024 | 54115.6699 | 66555.3094 | 0 | 0 | 66555.3094 | 0.003013%
2027 | 232 | CB 232 | Tier-2 | Tier-2---7 | 4--5 | 259 | 1900% | 1642.5971 | 97.37% | 2.323% | 0.3027% | 34.0273 | 0 | 0 | 34.0273 | 0 | 30.9644 | 2.0229 | 15.3069 | 30.9644 | 2.0229 | 15.3069 | 34.3617 | 2.2448 | 15.3069 | 2.072% | 0.029023 | 0.028406 | 56595.6114 | 8878.7373 | 1490.4163 | 46226.4579 | 56627.9127 | 0 | 0 | 56627.9127 | 0.001122%
2027 | 233 | CB 233 | Tier-2 | Tier-2---4 | 4--5 | 613 | 6200% | 4127.6955 | 98.74% | 0.928% | 0.3343% | 119.5417 | 0 | 0 | 119.5417 | 0 | 108.7814 | 6.601 | 16.4794 | 108.7814 | 6.601 | 16.4794 | 120.7166 | 7.3253 | 16.4794 | 2.896% | 0.075451 | 0.073238 | 54706.8242 | 9492.9943 | 1134.8954 | 44078.9345 | 54727.6923 | 0 | 0 | 54727.6923 | 0.003942%
2027 | 234 | CB 234 | Tier-2 | Tier-2---4 | 4--5 | 352 | 5300% | 3294.853 | 98.88% | 0.9043% | 0.2189% | 142.2531 | 0 | 0 | 142.2531 | 0 | 129.4484 | 5.6428 | 22.9404 | 129.4484 | 5.6428 | 22.9404 | 143.6512 | 6.2619 | 22.9404 | 4.317% | 0.044658 | 0.042708 | 73779.6805 | 13525.886 | 881.4848 | 59372.3097 | 73817.5157 | 0 | 0 | 73817.5157 | 0.004691%
2027 | 236 | CB 236 | Tier-2 | Tier-2---1 | 5--5 | 337 | 2500% | 12711.1878 | 97.62% | 2.333% | 0.04724% | 266.9506 | 0 | 0 | 266.9506 | 0 | 242.9214 | 2.6617 | 91.2652 | 242.9214 | 2.6617 | 91.2652 | 269.5742 | 2.9537 | 91.2652 | 2.1% | 0.1419 | 0.13884 | 89580.6366 | 15500.694 | 2015.4718 | 72064.4708 | 89627.5212 | 0 | 0 | 89627.5212 | 0.008803%
2027 | 240 | CB 240 | Tier-2 | Tier-2---9 | 4--5 | 238 | 2400% | 1263.0316 | 97.68% | 1.949% | 0.3739% | 36.0777 | 0 | 0 | 36.0777 | 0 | 32.8302 | 2.5552 | 12.8482 | 32.8302 | 2.5552 | 12.8482 | 36.4323 | 2.8356 | 12.8482 | 2.856% | 0.048511 | 0.047092 | 26036.1977 | 5428.7987 | 694.0612 | 19913.3378 | 26054.4178 | 0 | 0 | 26054.4178 | 0.00119%
2027 | 242 | CB 242 | Tier-2 | Tier-2---11 | 5--3 | 87 | 100% | 406.8184 | 64.36% | 35.02% | 0.6193% | 0.8728 | 0 | 0 | 0.8728 | 0 | 0.79424 | 0.10647 | 7.4599 | 0.79424 | 0.10647 | 7.4599 | 0.88138 | 0.11815 | 7.4599 | 0.2145% | 0.1014 | 0.10107 | 4011.826 | 391.3486 | 1462.3995 | 2158.0779 | 4016.6075 | 0 | 0 | 4016.6075 | 2.878e-05%
2027 | 244 | CB 244 | Tier-2 | Tier-2---14 | 4--4 | 197 | 100% | 295.5508 | 37.5% | 61.39% | 1.106% | 0.16317 | 0 | 0 | 0.16317 | 0 | 0.14848 | 0.10647 | 1.3946 | 0.14848 | 0.10647 | 1.3946 | 0.16477 | 0.11815 | 1.3946 | 0.05521% | 0.040668 | 0.040609 | 7267.3331 | 364.4749 | 4618.5636 | 2284.2946 | 7274.0289 | 0 | 0 | 7274.0289 | 5.381e-06%
2027 | 246 | CB 246 | Tier-2 | Tier-2---7 | 4--5 | 303 | 3200% | 1438.4419 | 90% | 9.47% | 0.5268% | 39.6511 | 0 | 0 | 39.6511 | 0 | 36.082 | 3.407 | 10.5906 | 36.082 | 3.407 | 10.5906 | 40.0408 | 3.7808 | 10.5906 | 2.757% | 0.066431 | 0.064397 | 21653.0415 | 4674.1804 | 2209.0046 | 14769.8565 | 21721.4319 | 0 | 0 | 21721.4319 | 0.001308%
2027 | 247 | CB 247 | Tier-2 | Tier-2---12 | 4--4 | 90 | 800% | 379.7423 | 70.28% | 29.01% | 0.71% | 6.8796 | 0 | 0 | 6.8796 | 0 | 6.2604 | 0.85175 | 7.35 | 6.2604 | 0.85175 | 7.35 | 6.9472 | 0.9452 | 7.35 | 1.812% | 0.038566 | 0.037572 | 9846.5066 | 1443.1584 | 2899.0809 | 5504.2673 | 9923.9393 | 0 | 0 | 9923.9393 | 0.0002269%
2027 | 249 | CB 249 | Tier-3 | Tier-3---16 | 4--4 | 101 | 1800% | 826.9208 | 97.04% | 2.672% | 0.2884% | 41.4726 | 0 | 0 | 41.4726 | 0 | 37.7395 | 1.9164 | 19.6926 | 37.7395 | 1.9164 | 19.6926 | 41.8802 | 2.1267 | 19.6926 | 5.015% | 0.05906 | 0.056008 | 14001.3211 | 2124.344 | 445.6547 | 11431.3225 | 14023.9125 | 0 | 0 | 14023.9125 | 0.001368%
2027 | 275 | CB 275 | Tier-1 | Non-HFTD---2 | 3--4 | 66 | 300% | 206.6235 | 45.85% | 53.34% | 0.8107% | 1.2488 | 0 | 0 | 1.2488 | 0 | 1.1364 | 0.31941 | 3.5578 | 1.1364 | 0.31941 | 3.5578 | 1.2611 | 0.35445 | 3.5578 | 0.6044% | 0.025053 | 0.024723 | 8247.3894 | 358.5021 | 5488.4618 | 2400.4254 | 8307.0453 | 0 | 0 | 8307.0453 | 4.118e-05%
2027 | 276 | CB 276 | Tier-1 | Non-HFTD---10 | 3--2 | 28 | 300% | 26.0793 | 53.94% | 42.4% | 3.659% | 0.43712 | 0 | 0 | 0.43712 | 0 | 0.39777 | 0.31941 | 1.2453 | 0.39777 | 0.31941 | 1.2453 | 0.44141 | 0.35445 | 1.2453 | 1.676% | 0.01954 | 0.018933 | 1334.6469 | 19.5495 | 1128.3922 | 186.7052 | 1354.3587 | 0 | 0 | 1354.3587 | 1.441e-05%
2027 | 277 | CB 277 | Tier-1 | Non-HFTD---11 | 1--4 | 11 | 100% | 9.2421 | 96.22% | 0% | 3.783% | 0.23444 | 0 | 0 | 0.23444 | 0 | 0.21333 | 0.10647 | 2.0037 | 0.21333 | 0.10647 | 2.0037 | 0.23674 | 0.11815 | 2.0037 | 2.537% | 0.0016702 | 0.0016262 | 5533.5154 | 30.682 | 5156.0762 | 346.7572 | 5539.1841 | 0 | 0 | 5539.1841 | 7.731e-06%
2027 | 292 | CB 292 | Tier-2 | Tier-2---18 | 4--3 | 17 | 100% | 94.6686 | 66.47% | 32.93% | 0.6021% | 1.0735 | 0 | 0 | 1.0735 | 0 | 0.97685 | 0.10647 | 9.1751 | 0.97685 | 0.10647 | 9.1751 | 1.084 | 0.11815 | 9.1751 | 1.134% | 0.048129 | 0.047308 | 1966.9754 | 205.7428 | 558.5001 | 1202.7325 | 1978.4206 | 0 | 0 | 1978.4206 | 3.54e-05%
2027 | 305 | CB 305 | Tier-1 | Non-HFTD---1 | 4--5 | 170 | 800% | 2786.7739 | 97.11% | 2.732% | 0.1605% | 36.9311 | 0 | 0 | 36.9311 | 0 | 33.6068 | 0.85175 | 39.4563 | 33.6068 | 0.85175 | 39.4563 | 37.294 | 0.9452 | 39.4563 | 1.325% | 0.073949 | 0.07294 | 37685.1802 | 5958.9331 | 946.9636 | 30779.2836 | 37700.2641 | 0 | 0 | 37700.2641 | 0.001218%
2027 | 306 | CB 306 | Tier-1 | Non-HFTD---1 | 4--4 | 46 | 100% | 737.4997 | 97.09% | 2.802% | 0.1119% | 4.514 | 0 | 0 | 4.514 | 0 | 4.1076 | 0.10647 | 38.5809 | 4.1076 | 0.10647 | 38.5809 | 4.5583 | 0.11815 | 38.5809 | 0.6121% | 0.057753 | 0.057389 | 12769.9388 | 2020.535 | 320.1958 | 10429.208 | 12772.2997 | 0 | 0 | 12772.2997 | 0.0001489%
2027 | 307 | CB 307 | Tier-1 | Non-HFTD---1 | 4--4 | 30 | 600% | 601.8674 | 89.73% | 10.15% | 0.1197% | 31.3245 | 0 | 0 | 31.3245 | 0 | 28.5048 | 0.63881 | 44.6218 | 28.5048 | 0.63881 | 44.6218 | 31.6323 | 0.7089 | 44.6218 | 5.205% | 0.056404 | 0.053132 | 10670.688 | 1554.5631 | 980.4133 | 8135.7116 | 10738.1389 | 0 | 0 | 10738.1389 | 0.001033%
2027 | 330 | CB 330 | Tier-2 | Tier-2---16 | 4--3 | 156 | 2200% | 124.2501 | 33.35% | 64.03% | 2.615% | 1.6949 | 0 | 0 | 1.6949 | 0 | 1.5423 | 2.3423 | 0.65846 | 1.5423 | 2.3423 | 0.65846 | 1.7115 | 2.5993 | 0.65846 | 1.364% | 0.029702 | 0.028487 | 4183.2246 | 10.9263 | 3758.006 | 414.2923 | 4302.1066 | 0 | 0 | 4302.1066 | 5.589e-05%
2027 | 351 | CB 351 | Tier-2 | Tier-2---3 | 5--5 | 154 | 600% | 14599.7352 | 99.66% | 0.3054% | 0.03279% | 164.4002 | 0 | 0 | 164.4002 | 0 | 149.6019 | 0.63881 | 234.1883 | 149.6019 | 0.63881 | 234.1883 | 166.0159 | 0.7089 | 234.1883 | 1.126% | 0.12463 | 0.12323 | 117140.1184 | 26730.0261 | 377.3251 | 90032.7671 | 117144.6454 | 0 | 0 | 117144.6454 | 0.005421%
2027 | 355 | CB 355 | Tier-2 | Tier-2---3 | 5--5 | 302 | 5300% | 11288.3525 | 98.84% | 1.109% | 0.05403% | 567.8268 | 0 | 0 | 567.8268 | 0 | 516.7146 | 5.6428 | 91.5702 | 516.7146 | 5.6428 | 91.5702 | 573.4074 | 6.2619 | 91.5702 | 5.03% | 0.1048 | 0.09947 | 107709.793 | 22403.5173 | 1198.9113 | 84107.3644 | 107776.9801 | 0 | 0 | 107776.9801 | 0.01872%
2027 | 357 | CB 357 | Tier-3 | Tier-3---10 | 5--5 | 162 | 1800% | 6110.8546 | 96.01% | 3.933% | 0.05986% | 189.0429 | 0 | 0 | 189.0429 | 0 | 172.0265 | 1.9164 | 89.764 | 172.0265 | 1.9164 | 89.764 | 190.9008 | 2.1267 | 89.764 | 3.094% | 0.12773 | 0.12362 | 47841.0693 | 7695.9209 | 1866.6974 | 38278.451 | 47904.6725 | 0 | 0 | 47904.6725 | 0.006234%
2027 | 441 | CB 441 | Tier-3 | Tier-3---15 | 5--3 | 94 | 100% | 1133.0808 | 94.08% | 5.666% | 0.2577% | 3.2886 | 0 | 0 | 3.2886 | 0 | 2.9926 | 0.10647 | 28.1076 | 2.9926 | 0.10647 | 28.1076 | 3.3209 | 0.11815 | 28.1076 | 0.2902% | 0.54555 | 0.54386 | 2076.9658 | 210.0359 | 105.6276 | 1761.3022 | 2077.3465 | 0 | 0 | 2077.3465 | 0.0001084%
2027 | 443 | CB 443 | Tier-2 | Tier-2---17 | 2--4 | 36 | 1400% | 67.1473 | 98.29% | 0% | 1.71% | 7.4432 | 0 | 0 | 7.4432 | 0 | 6.7732 | 1.4906 | 4.5441 | 6.7732 | 1.4906 | 4.5441 | 7.5164 | 1.6541 | 4.5441 | 11.08% | 0.007405 | 0.0065699 | 9067.8323 | 1863.6752 | 20.0371 | 7184.12 | 9087.5471 | 0 | 0 | 9087.5471 | 0.0002454%
2027 | 461 | CB 461 | Tier-2 | Tier-2---15 | 2--4 | 36 | 300% | 101.8709 | 98.65% | 0% | 1.347% | 2.4287 | 0 | 0 | 2.4287 | 0 | 2.2101 | 0.31941 | 6.9194 | 2.2101 | 0.31941 | 6.9194 | 2.4526 | 0.35445 | 6.9194 | 2.384% | 0.0097562 | 0.0095204 | 10441.6529 | 2274.299 | 1515.1673 | 6652.1866 | 10445.1361 | 0 | 0 | 10445.1361 | 8.009e-05%
2027 | 470 | CB 470 | Tier-2 | Tier-2---6 | 5--5 | 381 | 300% | 6922.0493 | 95.49% | 4.388% | 0.1268% | 15.0927 | 0 | 0 | 15.0927 | 0 | 13.7341 | 0.31941 | 42.9991 | 13.7341 | 0.31941 | 42.9991 | 15.241 | 0.35445 | 42.9991 | 0.218% | 0.114 | 0.11374 | 60721.6484 | 13514.2063 | 2573.4965 | 44633.9456 | 60727.9223 | 0 | 0 | 60727.9223 | 0.0004977%
2027 | 474 | CB 474 | Tier-1 | Non-HFTD---1 | 3--5 | 170 | 1400% | 794.8798 | 99.6% | 0% | 0.3957% | 18.9085 | 0 | 0 | 18.9085 | 0 | 17.2065 | 1.4906 | 11.5436 | 17.2065 | 1.4906 | 11.5436 | 19.0943 | 1.6541 | 11.5436 | 2.379% | 0.016088 | 0.015703 | 49409.4676 | 7937.2559 | 481.7871 | 40990.4246 | 49414.2513 | 0 | 0 | 49414.2513 | 0.0006235%
2027 | 492 | CB 492 | Tier-1 | Non-HFTD---4 | 3--4 | 98 | 300% | 147.6974 | 50.2% | 48.6% | 1.193% | 0.65827 | 0 | 0 | 0.65827 | 0 | 0.59902 | 0.31941 | 1.8754 | 0.59902 | 0.31941 | 1.8754 | 0.66474 | 0.35445 | 1.8754 | 0.4457% | 0.022696 | 0.022495 | 6507.5812 | 522.8448 | 3980.5377 | 2004.1987 | 6536.6068 | 0 | 0 | 6536.6068 | 2.171e-05%
2027 | 493 | CB 493 | Tier-1 | Non-HFTD---17 | 1--2 | 8 | 100% | 1.0505 | 81.53% | 0% | 18.47% | 0.031047 | 0 | 0 | 0.031047 | 0 | 0.028252 | 0.10647 | 0.26536 | 0.028252 | 0.10647 | 0.26536 | 0.031352 | 0.11815 | 0.26536 | 2.955% | 0.0008612 | 0.00082998 | 1219.8489 | 9.8539 | 955.0049 | 254.9902 | 1228.3254 | 0 | 0 | 1228.3254 | 1.024e-06%
2027 | 511 | CB 511 | Tier-1 | Non-HFTD---4 | 3--4 | 40 | 100% | 163.9412 | 95.95% | 3.193% | 0.8556% | 1.1405 | 0 | 0 | 1.1405 | 0 | 1.0378 | 0.10647 | 9.7475 | 1.0378 | 0.10647 | 9.7475 | 1.1517 | 0.11815 | 9.7475 | 0.6956% | 0.019336 | 0.019196 | 8478.4598 | 1002.8854 | 2208.1517 | 5267.4227 | 8480.9664 | 0 | 0 | 8480.9664 | 3.761e-05%
2027 | 521 | CB 521 | Tier-2 | Tier-2---20 | 3--1 | 14 | 100% | 12.2832 | 16.79% | 81.3% | 1.905% | 0.042728 | 0 | 0 | 0.042728 | 0 | 0.038882 | 0.10647 | 0.3652 | 0.038882 | 0.10647 | 0.3652 | 0.043148 | 0.11815 | 0.3652 | 0.3479% | 0.025917 | 0.02538 | 473.952 | 7.4349 | 392.0671 | 74.45 | 482.2937 | 0 | 0 | 482.2937 | 1.409e-06%
2027 | 522 | CB 522 | Tier-2 | Tier-2---9 | 4--5 | 253 | 5300% | 1074.3257 | 89.49% | 10.08% | 0.4258% | 58.4099 | 0 | 0 | 58.4099 | 0 | 53.1522 | 5.6428 | 9.4194 | 53.1522 | 5.6428 | 9.4194 | 58.9839 | 6.2619 | 9.4194 | 5.437% | 0.049006 | 0.046029 | 21922.4202 | 3152.3384 | 2334.9737 | 16435.1082 | 22071.3811 | 0 | 0 | 22071.3811 | 0.001926%
2027 | 523 | CB 523 | Tier-2 | Tier-2---13 | 4--4 | 259 | 3600% | 305.5692 | 37.2% | 61.32% | 1.484% | 4.5817 | 0 | 0 | 4.5817 | 0 | 4.1693 | 3.8329 | 1.0878 | 4.1693 | 3.8329 | 1.0878 | 4.6267 | 4.2534 | 1.0878 | 1.499% | 0.044603 | 0.042805 | 6850.8655 | 637.5043 | 4014.608 | 2198.7533 | 7031.5792 | 0 | 0 | 7031.5792 | 0.0001511%
2027 | 524 | CB 524 | Tier-3 | Tier-3---17 | 3--5 | 90 | 400% | 481.3309 | 94.25% | 5.298% | 0.4514% | 5.8471 | 0 | 0 | 5.8471 | 0 | 5.3208 | 0.42587 | 12.4939 | 5.3208 | 0.42587 | 12.4939 | 5.9046 | 0.4726 | 12.4939 | 1.215% | 0.018139 | 0.017905 | 26536.2736 | 4900.6821 | 2268.1123 | 19367.4792 | 26556.1955 | 0 | 0 | 26556.1955 | 0.0001928%
2027 | 589 | CB 589 | Tier-1 | Non-HFTD---4 | 2--5 | 31 | 400% | 115.513 | 99.19% | 0% | 0.8071% | 4.2875 | 0 | 0 | 4.2875 | 0 | 3.9016 | 0.42587 | 9.1614 | 3.9016 | 0.42587 | 9.1614 | 4.3297 | 0.4726 | 9.1614 | 3.712% | 0.0061356 | 0.005906 | 18826.6917 | 3852.5482 | 1417.3063 | 13556.8372 | 18832.599 | 0 | 0 | 18832.599 | 0.0001414%
2027 | 59 | CB 59 | Tier-1 | Non-HFTD---5 | 2--4 | 11 | 100% | 54.4254 | 99.08% | 0.2847% | 0.6369% | 1.4216 | 0 | 0 | 1.4216 | 0 | 1.2937 | 0.10647 | 12.1507 | 1.2937 | 0.10647 | 12.1507 | 1.4356 | 0.11815 | 12.1507 | 2.612% | 0.0099342 | 0.0096723 | 5478.5927 | 848.4383 | 1089.8599 | 3540.2945 | 5479.9599 | 0 | 0 | 5479.9599 | 4.688e-05%
2027 | 599 | CB 599 | Tier-2 | Tier-2---4 | 4--5 | 369 | 6800% | 4323.2442 | 99.81% | 0% | 0.1903% | 230.602 | 0 | 0 | 230.602 | 0 | 209.8447 | 7.2399 | 28.9847 | 209.8447 | 7.2399 | 28.9847 | 232.8683 | 8.0342 | 28.9847 | 5.334% | 0.043095 | 0.040792 | 100319.859 | 21711.3429 | 465.9724 | 78142.5437 | 100330.638 | 0 | 0 | 100330.638 | 0.007604%
2027 | 65 | CB 65 | Tier-1 | Non-HFTD---2 | 3--4 | 188 | 800% | 189.2656 | 62.06% | 35.57% | 2.376% | 1.4494 | 0 | 0 | 1.4494 | 0 | 1.319 | 0.85175 | 1.5485 | 1.319 | 0.85175 | 1.5485 | 1.4637 | 0.9452 | 1.5485 | 0.7658% | 0.027671 | 0.02733 | 6839.7543 | 634.4467 | 2950.5287 | 3254.7788 | 6872.1796 | 0 | 0 | 6872.1796 | 4.78e-05%
2027 | 702 | CB 702 | Tier-1 | Non-HFTD---5 | 2--4 | 21 | 300% | 63.7539 | 98.86% | 0% | 1.141% | 2.6111 | 0 | 0 | 2.6111 | 0 | 2.3761 | 0.31941 | 7.439 | 2.3761 | 0.31941 | 7.439 | 2.6368 | 0.35445 | 7.439 | 4.096% | 0.005363 | 0.0051408 | 11887.738 | 811.1818 | 6774.97 | 4301.5862 | 11893.6009 | 0 | 0 | 11893.6009 | 8.61e-05%
2027 | 788 | CB 788 | Tier-2 | Tier-2---2 | 5--5 | 708 | 400% | 8569.0681 | 95.07% | 4.755% | 0.1724% | 13.3479 | 0 | 0 | 13.3479 | 0 | 12.1464 | 0.42587 | 28.5212 | 12.1464 | 0.42587 | 28.5212 | 13.4791 | 0.4726 | 28.5212 | 0.1558% | 0.14181 | 0.14158 | 60426.1463 | 13184.7767 | 2801.9092 | 44439.4605 | 60431.0327 | 0 | 0 | 60431.0327 | 0.0004402%
2027 | 907 | CB 907 | Tier-3 | Tier-3---13 | 3--5 | 51 | 300% | 2742.2838 | 99.83% | 0.1274% | 0.03844% | 46.7026 | 0 | 0 | 46.7026 | 0 | 42.4987 | 0.31941 | 133.0557 | 42.4987 | 0.31941 | 133.0557 | 47.1615 | 0.35445 | 133.0557 | 1.703% | 0.023668 | 0.023265 | 115862.6602 | 23455.2181 | 132.6973 | 92274.7448 | 115865.9947 | 0 | 0 | 115865.9947 | 0.00154%
2027 | 91 | CB 91 | Tier-2 | Tier-2---12 | 3--5 | 68 | 600% | 337.7351 | 93.43% | 6.078% | 0.496% | 8.0739 | 0 | 0 | 8.0739 | 0 | 7.3471 | 0.63881 | 11.5013 | 7.3471 | 0.63881 | 11.5013 | 8.1532 | 0.7089 | 11.5013 | 2.391% | 0.015476 | 0.01508 | 21823.4311 | 3984.4333 | 1811.7057 | 16027.292 | 21861.108 | 0 | 0 | 21861.108 | 0.0002662%
2027 | 971 | CB 971 | Tier-2 | Tier-2---3 | 5--5 | 167 | 400% | 11456.6981 | 99.51% | 0.4569% | 0.03477% | 79.1882 | 0 | 0 | 79.1882 | 0 | 72.0602 | 0.42587 | 169.2056 | 72.0602 | 0.42587 | 169.2056 | 79.9665 | 0.4726 | 169.2056 | 0.6912% | 0.12528 | 0.12441 | 91451.3672 | 15599.0846 | 567.0446 | 75285.238 | 91454.5122 | 0 | 0 | 91454.5122 | 0.002611%
2027 | 975 | CB 975 | Tier-3 | Tier-3---16 | 5--4 | 11 | 100% | 1304.3742 | 99.51% | 0.4601% | 0.0271% | 34.2205 | 0 | 0 | 34.2205 | 0 | 31.1402 | 0.10647 | 292.4831 | 31.1402 | 0.10647 | 292.4831 | 34.5568 | 0.11815 | 292.4831 | 2.624% | 0.10726 | 0.10443 | 12161.0449 | 1953.4321 | 79.6517 | 10127.9611 | 12162.649 | 0 | 0 | 12162.649 | 0.001128%
2027 | 980 | CB 980 | Tier-2 | Tier-2---12 | 2--5 | 35 | 100% | 387.8494 | 99.7% | 0% | 0.3041% | 3.2038 | 0 | 0 | 3.2038 | 0 | 2.9154 | 0.10647 | 27.3832 | 2.9154 | 0.10647 | 27.3832 | 3.2353 | 0.11815 | 27.3832 | 0.8261% | 0.0069124 | 0.0068551 | 56109.2292 | 24867.9549 | 702.1092 | 30539.1651 | 56110.6547 | 0 | 0 | 56110.6547 | 0.0001057%
2027 | CTL1 | CB CTL1 | Tier-3 | Tier-3---19 | 5--1 | 6 | 300% | 27.4807 | 90.21% | 9.514% | 0.2799% | 3.5944 | 0 | 0 | 3.5944 | 0 | 3.2709 | 0.31941 | 10.2405 | 3.2709 | 0.31941 | 10.2405 | 3.6298 | 0.35445 | 10.2405 | 13.08% | 0.42111 | 0.36005 | 65.2572 | 9.1588 | 5.9813 | 50.1171 | 66.3411 | 0 | 0 | 66.3411 | 0.0001185%
2027 | FB1 | CB FB1 | Tier-2 | Tier-2---11 | 4--4 | 371 | 2900% | 346.5871 | 36.93% | 61.45% | 1.621% | 2.9013 | 0 | 0 | 2.9013 | 0 | 2.6402 | 3.0876 | 0.85509 | 2.6402 | 3.0876 | 0.85509 | 2.9298 | 3.4263 | 0.85509 | 0.8371% | 0.04664 | 0.045583 | 7431.1135 | 852.2072 | 4097.3369 | 2481.5694 | 7539.8228 | 0 | 0 | 7539.8228 | 9.568e-05%
2027 | FB2 | CB FB2 | Tier-2 | Tier-2---9 | 4--5 | 173 | 3000% | 1029.5845 | 94.33% | 5.316% | 0.3556% | 48.8403 | 0 | 0 | 48.8403 | 0 | 44.444 | 3.1941 | 13.9146 | 44.444 | 3.1941 | 13.9146 | 49.3203 | 3.5445 | 13.9146 | 4.744% | 0.045688 | 0.043391 | 22535.0189 | 4971.8159 | 1116.7336 | 16446.4695 | 22602.6951 | 0 | 0 | 22602.6951 | 0.001611%
2027 | JU1 | CB JU1 | Tier-3 | Tier-3---15 | 5--4 | 80 | 100% | 1531.7487 | 97.85% | 2.019% | 0.1357% | 5.4329 | 0 | 0 | 5.4329 | 0 | 4.9439 | 0.10647 | 46.4354 | 4.9439 | 0.10647 | 46.4354 | 5.4863 | 0.11815 | 46.4354 | 0.3547% | 0.1808 | 0.18015 | 8471.8458 | 1257.0107 | 156.1661 | 7058.669 | 8472.51 | 0 | 0 | 8472.51 | 0.0001792%
2027 | MOR1 | CB MOR1 | Tier-2 | Tier-2---4 | 5--5 | 116 | 1100% | 5119.7141 | 98.56% | 1.393% | 0.05121% | 138.7592 | 0 | 0 | 138.7592 | 0 | 126.269 | 1.1712 | 107.816 | 126.269 | 1.1712 | 107.816 | 140.1229 | 1.2996 | 107.816 | 2.71% | 0.12647 | 0.12299 | 40481.7763 | 7026.0973 | 519.7061 | 32935.973 | 40498.3056 | 0 | 0 | 40498.3056 | 0.004576%
2027 | OK1 | CB OK1 | Tier-3 | Tier-3---7 | 5--5 | 190 | 400% | 6915.6819 | 99% | 0.9206% | 0.07911% | 41.8 | 0 | 0 | 41.8 | 0 | 38.0374 | 0.42587 | 89.3162 | 38.0374 | 0.42587 | 89.3162 | 42.2108 | 0.4726 | 89.3162 | 0.6044% | 0.20255 | 0.20131 | 34143.1528 | 5850.2009 | 285.3534 | 28007.5985 | 34145.2494 | 0 | 0 | 34145.2494 | 0.001378%
2027 | PE1 | CB PE1 | Tier-3 | Tier-3---13 | 5--4 | 247 | 1000% | 3027.5479 | 94.73% | 5.109% | 0.164% | 33.6717 | 0 | 0 | 33.6717 | 0 | 30.6408 | 1.0647 | 28.7792 | 30.6408 | 1.0647 | 28.7792 | 34.0026 | 1.1815 | 28.7792 | 1.112% | 0.24168 | 0.23884 | 12527.0623 | 1785.3868 | 582.212 | 10159.4635 | 12534.9102 | 0 | 0 | 12534.9102 | 0.00111%
2027 | RA1 | CB RA1 | Tier-2 | Tier-2---2 | 5--5 | 353 | 3200% | 10517.0624 | 98.31% | 1.619% | 0.07383% | 271.8009 | 0 | 0 | 271.8009 | 0 | 247.3351 | 3.407 | 72.5964 | 247.3351 | 3.407 | 72.5964 | 274.4721 | 3.7808 | 72.5964 | 2.584% | 0.14726 | 0.14339 | 71417.5478 | 11306.2901 | 1058.7648 | 59052.4929 | 71450.1976 | 0 | 0 | 71450.1976 | 0.008963%
2027 | RA2 | CB RA2 | Tier-2 | Tier-2---4 | 5--5 | 118 | 400% | 5229.9021 | 98.11% | 1.831% | 0.05575% | 50.4424 | 0 | 0 | 50.4424 | 0 | 45.9019 | 0.42587 | 107.7829 | 45.9019 | 0.42587 | 107.7829 | 50.9382 | 0.4726 | 107.7829 | 0.9645% | 0.12706 | 0.12581 | 41161.4683 | 9548.3144 | 685.7088 | 30927.4452 | 41169.1798 | 0 | 0 | 41169.1798 | 0.001663%
2027 | RA3 | CB RA3 | Tier-2 | Tier-2---10 | 5--4 | 241 | 700% | 916.1972 | 69.5% | 30.07% | 0.4286% | 5.3634 | 0 | 0 | 5.3634 | 0 | 4.8806 | 0.74528 | 6.5487 | 4.8806 | 0.74528 | 6.5487 | 5.4161 | 0.82705 | 6.5487 | 0.5854% | 0.12911 | 0.12802 | 7096.3625 | 800.779 | 1887.9363 | 4407.6471 | 7114.7498 | 0 | 0 | 7114.7498 | 0.0001769%
2027 | RC1 | CB RC1 | Tier-2 | Tier-2---4 | 4--5 | 94 | 2200% | 3739.8748 | 99.14% | 0.8077% | 0.05477% | 251.6449 | 0 | 0 | 251.6449 | 0 | 228.9934 | 2.3423 | 97.7641 | 228.9934 | 2.3423 | 97.7641 | 254.118 | 2.5993 | 97.7641 | 6.729% | 0.084253 | 0.078535 | 44388.4144 | 8961.6827 | 332.4323 | 35094.2993 | 44416.2896 | 0 | 0 | 44416.2896 | 0.008298%
2027 | SL1 | CB SL1 | Tier-3 | Tier-3---11 | 5--5 | 225 | 3700% | 3361.5705 | 93.71% | 6.129% | 0.1568% | 150.2329 | 0 | 0 | 150.2329 | 0 | 136.7099 | 3.9393 | 34.7038 | 136.7099 | 3.9393 | 34.7038 | 151.7094 | 4.3715 | 34.7038 | 4.469% | 0.19527 | 0.18596 | 17214.6695 | 3012.3475 | 977.9751 | 13224.3469 | 17268.8566 | 0 | 0 | 17268.8566 | 0.004954%
2027 | SSC1 | CB SSC1 | Tier-2 | Tier-2---18 | 4--3 | 220 | 1200% | 94.186 | 2.003% | 94.63% | 3.363% | 0.029843 | 0 | 0 | 0.029843 | 0 | 0.027157 | 1.2776 | 0.021256 | 0.027157 | 1.2776 | 0.021256 | 0.030136 | 1.4178 | 0.021256 | 0.03169% | 0.031528 | 0.031029 | 2987.3954 | 7.3065 | 2624.9969 | 355.0921 | 3034.4483 | 0 | 0 | 3034.4483 | 9.841e-07%
2027 | CTL1 | CTL1-3R | Tier-3 | Tier-3---14 | 5--4 | 314 | 2500% | 2064.0334 | 78.9% | 20.86% | 0.2358% | 37.6013 | 0 | 0 | 37.6013 | 0 | 34.2167 | 2.6617 | 12.8551 | 34.2167 | 2.6617 | 12.8551 | 37.9708 | 2.9537 | 12.8551 | 1.822% | 0.42513 | 0.41531 | 4855.055 | 599.2986 | 919.5646 | 3336.1917 | 4879.2668 | 0 | 0 | 4879.2668 | 0.00124%
2027 | DV1 | DV1-3R | Tier-3 | Tier-3---11 | 5--5 | 235 | 1400% | 3719.4004 | 95.17% | 4.691% | 0.1427% | 61.1525 | 0 | 0 | 61.1525 | 0 | 55.648 | 1.4906 | 37.3337 | 55.648 | 1.4906 | 37.3337 | 61.7535 | 1.6541 | 37.3337 | 1.644% | 0.19421 | 0.19086 | 19151.2388 | 2981.992 | 820.0711 | 15349.1757 | 19167.513 | 0 | 0 | 19167.513 | 0.002017%
2027 | RB1 | RB1-427R | Tier-3 | Tier-3---7 | 5--5 | 433 | 4000% | 6920.124 | 97.57% | 2.306% | 0.1195% | 180.8921 | 0 | 0 | 180.8921 | 0 | 164.6093 | 4.2587 | 38.6522 | 164.6093 | 4.2587 | 38.6522 | 182.6699 | 4.726 | 38.6522 | 2.614% | 0.15381 | 0.14968 | 44992.7829 | 7465.1678 | 918.5464 | 36609.0687 | 45022.8255 | 0 | 0 | 45022.8255 | 0.005965%
2027 | RB1 | RB1-433R | Tier-3 | Tier-3---10 | 5--5 | 125 | 100% | 5946.5075 | 99.32% | 0.6164% | 0.06772% | 13.7015 | 0 | 0 | 13.7015 | 0 | 12.4682 | 0.10647 | 117.107 | 12.4682 | 0.10647 | 117.107 | 13.8362 | 0.11815 | 117.107 | 0.2304% | 0.15284 | 0.15249 | 38906.0871 | 6569.4535 | 216.2572 | 32120.3764 | 38906.706 | 0 | 0 | 38906.706 | 0.0004518%
2027 | TM1 | TM1-10R | Tier-3 | Tier-3---12 | 5--5 | 103 | 400% | 3782.8568 | 99.48% | 0.4537% | 0.066% | 42.3816 | 0 | 0 | 42.3816 | 0 | 38.5667 | 0.42587 | 90.5591 | 38.5667 | 0.42587 | 90.5591 | 42.7982 | 0.4726 | 90.5591 | 1.12% | 0.093421 | 0.092369 | 40492.6609 | 6371.8092 | 167.7468 | 33953.1049 | 40495.0579 | 0 | 0 | 40495.0579 | 0.001398%
2028 | 1001 | 1001-1130R | Tier-2 | Tier-2---5 | 5--5 | 104 | 100% | 2758.283 | 96.49% | 3.415% | 0.0991% | 7.4211 | 0 | 0 | 7.4211 | 0 | 6.442 | 0.10156 | 63.4279 | 6.442 | 0.10156 | 63.4279 | 7.5307 | 0.11873 | 63.4279 | 0.269% | 0.10617 | 0.10587 | 25980.7036 | 4080.9848 | 853.5333 | 21046.1854 | 25983.2567 | 0 | 0 | 25983.2567 | 0.0002447%
2028 | 1001 | 1001-1231F | Tier-2 | Tier-2---15 | 3--3 | 4 | 100% | 117.1572 | 99.03% | 0.8725% | 0.09309% | 8.4119 | 0 | 0 | 8.4119 | 0 | 7.3021 | 0.10156 | 71.8964 | 7.3021 | 0.10156 | 71.8964 | 8.5362 | 0.11873 | 71.8964 | 7.18% | 0.025088 | 0.023269 | 4669.7772 | 753.5538 | 37.9946 | 3878.2287 | 4673.3019 | 0 | 0 | 4673.3019 | 0.0002774%
2028 | 1001 | 1001-1814AE | Tier-2 | Tier-2---11 | 5--3 | 10 | 800% | 409.0622 | 99.15% | 0.7717% | 0.07851% | 94.0956 | 0 | 0 | 94.0956 | 0 | 81.6811 | 0.81251 | 100.5295 | 81.6811 | 0.81251 | 100.5295 | 95.4861 | 0.94983 | 100.5295 | 23% | 0.094213 | 0.072355 | 4341.8958 | 702.528 | 31.2092 | 3608.1586 | 4353.0467 | 0 | 0 | 4353.0467 | 0.003103%
2028 | 1001 | 1001-1820F | Tier-2 | Tier-2---5 | 5--5 | 146 | 3600% | 4222.2471 | 91.41% | 8.486% | 0.103% | 275.9866 | 0 | 0 | 275.9866 | 0 | 239.5744 | 3.6563 | 65.5239 | 239.5744 | 3.6563 | 65.5239 | 280.0652 | 4.2742 | 65.5239 | 6.536% | 0.12846 | 0.11927 | 32868.2878 | 4904.2029 | 2558.3215 | 25405.7635 | 33085.7114 | 0 | 0 | 33085.7114 | 0.009101%
2028 | 1021 | 1021-1748F | Tier-3 | Tier-3---2 | 5--5 | 516 | 8300% | 35156.1224 | 99.02% | 0.9436% | 0.03662% | 1623.8625 | 0 | 0 | 1623.8625 | 0 | 1409.6185 | 8.4298 | 167.2189 | 1409.6185 | 8.4298 | 167.2189 | 1647.8601 | 9.8545 | 167.2189 | 4.619% | 0.16564 | 0.15791 | 212249.5403 | 39094.5522 | 1887.9434 | 171267.0447 | 212351.3404 | 0 | 0 | 212351.3404 | 0.05355%
2028 | 1021 | 1021-1760R | Tier-3 | Tier-3---6 | 5--5 | 85 | 800% | 7055.7157 | 98.18% | 1.793% | 0.03106% | 189.0662 | 0 | 0 | 189.0662 | 0 | 164.1217 | 0.81251 | 201.9938 | 164.1217 | 0.81251 | 201.9938 | 191.8602 | 0.94983 | 201.9938 | 2.68% | 0.10829 | 0.10534 | 65155.0235 | 11761.6096 | 1070.3945 | 52323.0195 | 65188.3777 | 0 | 0 | 65188.3777 | 0.006235%
2028 | 1021 | 1021-25R | Tier-3 | Tier-3---2 | 5--5 | 168 | 2200% | 18825.6899 | 99.7% | 0.2782% | 0.02306% | 712.7743 | 0 | 0 | 712.7743 | 0 | 618.7346 | 2.2344 | 276.9131 | 618.7346 | 2.2344 | 276.9131 | 723.3078 | 2.612 | 276.9131 | 3.786% | 0.12361 | 0.11891 | 152300.0709 | 28596.6216 | 387.4212 | 123316.0281 | 152318.1819 | 0 | 0 | 152318.1819 | 0.0235%
2028 | 1021 | 1021-855 | Tier-3 | Tier-3---10 | 5--5 | 69 | 2900% | 5034.3753 | 99.51% | 0.4541% | 0.0405% | 610.5749 | 0 | 0 | 610.5749 | 0 | 530.0188 | 2.9453 | 179.9514 | 530.0188 | 2.9453 | 179.9514 | 619.5981 | 3.4431 | 179.9514 | 12.13% | 0.10909 | 0.095793 | 46149.2476 | 7426.785 | 192.1999 | 38530.2627 | 46180.9321 | 0 | 0 | 46180.9321 | 0.02013%
2028 | 1022 | 1022-17F | Tier-3 | Tier-3---4 | 5--5 | 139 | 1800% | 9800.6792 | 99.62% | 0.3456% | 0.03348% | 366.6591 | 0 | 0 | 366.6591 | 0 | 318.284 | 1.8281 | 174.1021 | 318.284 | 1.8281 | 174.1021 | 372.0776 | 2.1371 | 174.1021 | 3.741% | 0.10945 | 0.10534 | 89544.6442 | 15809.5952 | 285.6325 | 73449.4165 | 89557.8891 | 0 | 0 | 89557.8891 | 0.01209%
2028 | 1022 | 1022-26R | Tier-3 | Tier-3---15 | 4--4 | 9 | 300% | 694.7204 | 99.22% | 0.7469% | 0.03547% | 66.6309 | 0 | 0 | 66.6309 | 0 | 57.8399 | 0.30469 | 189.8315 | 57.8399 | 0.30469 | 189.8315 | 67.6155 | 0.35619 | 189.8315 | 9.591% | 0.092662 | 0.083704 | 7497.376 | 1200.1947 | 49.8675 | 6247.3138 | 7503.6533 | 0 | 0 | 7503.6533 | 0.002197%
2028 | 1022 | 1022-322R | Tier-3 | Tier-3---10 | 5--5 | 89 | 800% | 5072.1995 | 99.16% | 0.7912% | 0.04875% | 131.1085 | 0 | 0 | 131.1085 | 0 | 113.8107 | 0.81251 | 140.0732 | 113.8107 | 0.81251 | 140.0732 | 133.0461 | 0.94983 | 140.0732 | 2.585% | 0.10587 | 0.10311 | 47911.5964 | 8502.7198 | 346.5755 | 39062.3011 | 47922.3679 | 0 | 0 | 47922.3679 | 0.004323%
2028 | 1023 | 1023-46AE | Tier-2 | Tier-2---2 | 5--5 | 469 | 6900% | 9469.9149 | 95.98% | 3.884% | 0.1387% | 387.7847 | 0 | 0 | 387.7847 | 0 | 336.6224 | 7.0079 | 48.0348 | 336.6224 | 7.0079 | 48.0348 | 393.5154 | 8.1923 | 48.0348 | 4.095% | 0.13914 | 0.1332 | 68062.6824 | 10581.9513 | 2429.1867 | 55051.5444 | 68184.6919 | 0 | 0 | 68184.6919 | 0.01279%
2028 | 1023 | 1023-48R | Tier-2 | Tier-2---5 | 5--5 | 380 | 6800% | 3773.8473 | 97.39% | 2.337% | 0.2725% | 190.7315 | 0 | 0 | 190.7315 | 0 | 165.5674 | 6.9063 | 23.9733 | 165.5674 | 6.9063 | 23.9733 | 193.5502 | 8.0736 | 23.9733 | 5.054% | 0.12816 | 0.12151 | 29445.7307 | 4617.189 | 643.444 | 24185.0978 | 29487.795 | 0 | 0 | 29487.795 | 0.00629%
2028 | 1023 | 1023-89R | Tier-2 | Tier-2---11 | 4--4 | 119 | 600% | 585.5086 | 87.68% | 11.85% | 0.4758% | 7.5063 | 0 | 0 | 7.5063 | 0 | 6.516 | 0.60938 | 10.6927 | 6.516 | 0.60938 | 10.6927 | 7.6172 | 0.71237 | 10.6927 | 1.282% | 0.083403 | 0.082184 | 7020.201 | 994.3035 | 754.0146 | 5271.8829 | 7033.037 | 0 | 0 | 7033.037 | 0.0002475%
2028 | 1030 | 1030-1728R | Tier-3 | Tier-3---9 | 5--5 | 85 | 600% | 5124.1587 | 98.26% | 1.711% | 0.02883% | 103.0698 | 0 | 0 | 103.0698 | 0 | 89.4713 | 0.60938 | 146.8231 | 89.4713 | 0.60938 | 146.8231 | 104.593 | 0.71237 | 146.8231 | 2.011% | 0.23544 | 0.23062 | 21764.1991 | 3692.5677 | 344.0629 | 17727.5685 | 21772.1112 | 0 | 0 | 21772.1112 | 0.003399%
2028 | 1030 | 1030-1735F | Tier-3 | Not Applicable | Not Applicable | 6 | 100% | 0 | 0% | 0% | 0% | 0 | 0 | 0 | 0 | 0 | 0 | 0.10156 | 0 | 0 | 0.10156 | 0 | 0 | 0.11873 | 0 | 0% | 0 | 0 | 0 | 0 | 0 | 0 | 0 | 0 | 0 | 0 | 0%
2028 | 1030 | 1030-1777 | Tier-3 | Tier-3---5 | 5--5 | 193 | 1100% | 11817.5772 | 98.58% | 1.381% | 0.03413% | 192.5626 | 0 | 0 | 192.5626 | 0 | 167.1569 | 1.1172 | 149.6213 | 167.1569 | 1.1172 | 149.6213 | 195.4083 | 1.306 | 149.6213 | 1.629% | 0.24629 | 0.24222 | 47981.5879 | 7910.8802 | 628.0436 | 39442.6641 | 47992.9998 | 0 | 0 | 47992.9998 | 0.00635%
2028 | 1030 | 1030-1823F | Tier-3 | Tier-3---13 | 5--5 | 20 | 300% | 2150.9739 | 99.45% | 0.5287% | 0.02497% | 93.0493 | 0 | 0 | 93.0493 | 0 | 80.7729 | 0.30469 | 265.0978 | 80.7729 | 0.30469 | 265.0978 | 94.4244 | 0.35619 | 265.0978 | 4.326% | 0.10605 | 0.10144 | 20281.9888 | 3254.225 | 96.8163 | 16930.9475 | 20287.0956 | 0 | 0 | 20287.0956 | 0.003068%
2028 | 1030 | 1030-20R | Tier-3 | Tier-3---3 | 5--5 | 367 | 700% | 25318.462 | 99.14% | 0.8163% | 0.04139% | 138.8438 | 0 | 0 | 138.8438 | 0 | 120.5254 | 0.71095 | 169.5284 | 120.5254 | 0.71095 | 169.5284 | 140.8956 | 0.8311 | 169.5284 | 0.5484% | 0.28668 | 0.28509 | 88316.4782 | 15740.2144 | 654.513 | 71921.7508 | 88320.6913 | 0 | 0 | 88320.6913 | 0.004579%
2028 | 1030 | 1030-42R | Tier-3 | Tier-3---3 | 5--5 | 472 | 3900% | 28398.7895 | 98.49% | 1.466% | 0.03945% | 670.2434 | 0 | 0 | 670.2434 | 0 | 581.815 | 3.961 | 146.8866 | 581.815 | 3.961 | 146.8866 | 680.1484 | 4.6304 | 146.8866 | 2.36% | 0.28228 | 0.27551 | 100606.2475 | 17857.1529 | 1351.3594 | 81397.7352 | 100643.4309 | 0 | 0 | 100643.4309 | 0.0221%
2028 | 1030 | 1030-989R | Tier-3 | Tier-3---3 | 5--5 | 422 | 2600% | 26696.2161 | 99.16% | 0.796% | 0.04527% | 472.9764 | 0 | 0 | 472.9764 | 0 | 410.5743 | 2.6407 | 155.482 | 410.5743 | 2.6407 | 155.482 | 479.9661 | 3.087 | 155.482 | 1.772% | 0.30703 | 0.30154 | 86951.1078 | 14407.8405 | 617.0271 | 71926.2402 | 86964.4158 | 0 | 0 | 86964.4158 | 0.0156%
2028 | 1039 | 1039-13 | Tier-2 | Tier-2---3 | 5--5 | 534 | 5100% | 15957.1711 | 97.45% | 2.471% | 0.0752% | 430.7071 | 0 | 0 | 430.7071 | 0 | 373.8818 | 5.1797 | 72.1815 | 373.8818 | 5.1797 | 72.1815 | 437.0721 | 6.0552 | 72.1815 | 2.699% | 0.1351 | 0.13136 | 118113.2514 | 24651.3232 | 2725.8666 | 90736.0616 | 118198.9156 | 0 | 0 | 118198.9156 | 0.0142%
2028 | 1090 | 1090-1734 | Tier-3 | Tier-3---16 | 2--5 | 44 | 100% | 730.5479 | 99.24% | 0.5863% | 0.172% | 4.7785 | 0 | 0 | 4.7785 | 0 | 4.148 | 0.10156 | 40.8416 | 4.148 | 0.10156 | 40.8416 | 4.8491 | 0.11873 | 40.8416 | 0.6541% | 0.01345 | 0.013361 | 54317.4438 | 9020.2507 | 362.2329 | 44934.9602 | 54320.1764 | 0 | 0 | 54320.1764 | 0.0001576%
2028 | 1090 | 1090-636R | Tier-3 | Tier-3---15 | 5--3 | 122 | 300% | 919.3728 | 93.93% | 5.62% | 0.4487% | 6.1583 | 0 | 0 | 6.1583 | 0 | 5.3458 | 0.30469 | 17.545 | 5.3458 | 0.30469 | 17.545 | 6.2493 | 0.35619 | 17.545 | 0.6698% | 0.38465 | 0.3819 | 2390.1852 | 345.5626 | 112.657 | 1931.9657 | 2391.2271 | 0 | 0 | 2391.2271 | 0.0002031%
2028 | 1090 | 1090-639R | Tier-3 | Tier-3---18 | 5--2 | 80 | 400% | 509.5021 | 91.97% | 7.519% | 0.512% | 6.7944 | 0 | 0 | 6.7944 | 0 | 5.898 | 0.40625 | 14.518 | 5.898 | 0.40625 | 14.518 | 6.8949 | 0.47492 | 14.518 | 1.334% | 0.37006 | 0.36469 | 1376.8236 | 183.1657 | 83.207 | 1110.4509 | 1378.4505 | 0 | 0 | 1378.4505 | 0.0002241%
2028 | 1090 | 1090-70F | Tier-2 | Tier-2---15 | 2--5 | 29 | 600% | 140.8367 | 88.02% | 11.68% | 0.2956% | 7.4378 | 0 | 0 | 7.4378 | 0 | 6.4565 | 0.60938 | 10.5952 | 6.4565 | 0.60938 | 10.5952 | 7.5477 | 0.71237 | 10.5952 | 5.281% | 0.0083 | 0.007802 | 16968.2749 | 2406.7786 | 1862.2717 | 12699.2245 | 17098.0334 | 0 | 0 | 17098.0334 | 0.0002453%
2028 | 1090 | 1090-73F | Tier-3 | Tier-3---10 | 4--5 | 317 | 3300% | 5899.0454 | 99.62% | 0.2521% | 0.1275% | 177.4118 | 0 | 0 | 177.4118 | 0 | 154.005 | 3.3516 | 45.9497 | 154.005 | 3.3516 | 45.9497 | 180.0336 | 3.9181 | 45.9497 | 3.007% | 0.046754 | 0.045342 | 126173.0725 | 23873.2693 | 324.7773 | 101975.0259 | 126187.9831 | 0 | 0 | 126187.9831 | 0.00585%
2028 | 1090 | 1090-74F | Tier-3 | Tier-3---10 | 4--5 | 321 | 2600% | 4990.92 | 99.62% | 0.2191% | 0.1576% | 116.7906 | 0 | 0 | 116.7906 | 0 | 101.3818 | 2.6407 | 38.3927 | 101.3818 | 2.6407 | 38.3927 | 118.5165 | 3.087 | 38.3927 | 2.34% | 0.045737 | 0.044662 | 109123.1086 | 21034.7206 | 297.6505 | 87790.7376 | 109132.9966 | 0 | 0 | 109132.9966 | 0.003851%
2028 | 1094 | 1094-35F | Tier-2 | Tier-2---7 | 3--5 | 167 | 800% | 2514.2831 | 99.84% | 0% | 0.1648% | 34.8714 | 0 | 0 | 34.8714 | 0 | 30.2706 | 0.81251 | 37.2558 | 30.2706 | 0.81251 | 37.2558 | 35.3867 | 0.94983 | 37.2558 | 1.387% | 0.020398 | 0.020114 | 123263.6714 | 20043.0193 | 98.2626 | 103122.3894 | 123266.5333 | 0 | 0 | 123266.5333 | 0.00115%
2028 | 1094 | 1094-7 | Tier-2 | Tier-2---17 | 2--4 | 65 | 300% | 95.3301 | 98.77% | 0% | 1.235% | 1.2602 | 0 | 0 | 1.2602 | 0 | 1.0939 | 0.30469 | 3.5903 | 1.0939 | 0.30469 | 3.5903 | 1.2788 | 0.35619 | 3.5903 | 1.322% | 0.0065074 | 0.0064203 | 14649.4839 | 2335.884 | 162.0699 | 12151.53 | 14651.9379 | 0 | 0 | 14651.9379 | 4.156e-05%
2028 | 1105 | 1105-1483 | Tier-2 | Tier-2---11 | 4--4 | 12 | 700% | 417.0013 | 94.5% | 5.418% | 0.08666% | 66.6598 | 0 | 0 | 66.6598 | 0 | 57.8651 | 0.71095 | 81.3917 | 57.8651 | 0.71095 | 81.3917 | 67.6449 | 0.8311 | 81.3917 | 15.99% | 0.063819 | 0.053023 | 6534.1451 | 1004.5674 | 285.3302 | 5244.2475 | 6607.3759 | 0 | 0 | 6607.3759 | 0.002198%
2028 | 1138 | 1138-6R | Tier-2 | Tier-2---5 | 5--5 | 804 | 10200% | 4663.8779 | 91.12% | 8.567% | 0.3106% | 156.356 | 0 | 0 | 156.356 | 0 | 135.7272 | 10.3595 | 13.1017 | 135.7272 | 10.3595 | 13.1017 | 158.6667 | 12.1104 | 13.1017 | 3.352% | 0.17153 | 0.16521 | 27190.5644 | 4666.2669 | 2170.5181 | 20353.7794 | 27282.765 | 0 | 0 | 27282.765 | 0.005156%
2028 | 1162 | 1162-324R | Tier-2 | Tier-2---13 | 4--3 | 65 | 100% | 240.2897 | 88.19% | 10.99% | 0.8202% | 0.94542 | 0 | 0 | 0.94542 | 0 | 0.82069 | 0.10156 | 8.0806 | 0.82069 | 0.10156 | 8.0806 | 0.9594 | 0.11873 | 8.0806 | 0.3935% | 0.068658 | 0.068352 | 3499.8056 | 488.3895 | 324.3861 | 2687.0299 | 3501.6583 | 0 | 0 | 3501.6583 | 3.118e-05%
2028 | 1162 | 1162-363 | Tier-2 | Tier-2---13 | 4--3 | 37 | 100% | 247.9994 | 97.75% | 1.792% | 0.4608% | 1.9 | 0 | 0 | 1.9 | 0 | 1.6493 | 0.10156 | 16.2392 | 1.6493 | 0.10156 | 16.2392 | 1.9281 | 0.11873 | 16.2392 | 0.7661% | 0.064829 | 0.064321 | 3825.4385 | 595.791 | 56.0143 | 3173.6332 | 3826.1194 | 0 | 0 | 3826.1194 | 6.265e-05%
2028 | 1166 | 1166-15R | Tier-3 | Tier-3---11 | 5--5 | 123 | 1400% | 3965.2217 | 98.26% | 1.658% | 0.07833% | 128.6125 | 0 | 0 | 128.6125 | 0 | 111.644 | 1.4219 | 78.518 | 111.644 | 1.4219 | 78.518 | 130.5132 | 1.6622 | 78.518 | 3.244% | 0.19397 | 0.18756 | 20442.8701 | 3274.5374 | 313.5505 | 16854.7822 | 20454.9836 | 0 | 0 | 20454.9836 | 0.004241%
2028 | 1166 | 1166-18R | Tier-3 | Tier-3---5 | 5--5 | 100 | 1200% | 10108.4901 | 99.77% | 0.1963% | 0.03345% | 350.9674 | 0 | 0 | 350.9674 | 0 | 304.6626 | 1.2188 | 249.9768 | 304.6626 | 1.2188 | 249.9768 | 356.154 | 1.4247 | 249.9768 | 3.472% | 0.21365 | 0.20621 | 47313.4054 | 8461.5455 | 93.1732 | 38758.6866 | 47317.324 | 0 | 0 | 47317.324 | 0.01157%
2028 | 1166 | 1166-342R | Tier-3 | Tier-3---5 | 5--5 | 216 | 1000% | 10322.642 | 99.08% | 0.8619% | 0.05733% | 137.317 | 0 | 0 | 137.317 | 0 | 119.2001 | 1.0156 | 117.365 | 119.2001 | 1.0156 | 117.365 | 139.3463 | 1.1873 | 117.365 | 1.33% | 0.21878 | 0.21584 | 47183.5693 | 7440.5956 | 374.9584 | 39368.0153 | 47189.4719 | 0 | 0 | 47189.4719 | 0.004528%
2028 | 1215 | 1215-12R | Tier-3 | Tier-3---9 | 5--4 | 149 | 300% | 6147.2839 | 97.88% | 2.045% | 0.07292% | 35.1332 | 0 | 0 | 35.1332 | 0 | 30.4979 | 0.30469 | 100.0946 | 30.4979 | 0.30469 | 100.0946 | 35.6524 | 0.35619 | 100.0946 | 0.5715% | 0.69907 | 0.69499 | 8793.5219 | 1246.9976 | 166.0142 | 7380.5102 | 8794.616 | 0 | 0 | 8794.616 | 0.001159%
2028 | 1215 | 1215-28R | Tier-3 | Tier-3---14 | 5--3 | 58 | 600% | 2215.156 | 94.69% | 5.226% | 0.08401% | 62.926 | 0 | 0 | 62.926 | 0 | 54.6239 | 0.60938 | 89.6382 | 54.6239 | 0.60938 | 89.6382 | 63.8559 | 0.71237 | 89.6382 | 2.841% | 0.66756 | 0.64753 | 3318.2974 | 455.1438 | 152.4425 | 2710.7111 | 3323.7468 | 0 | 0 | 3323.7468 | 0.002075%
2028 | 1215 | 1215-32R | Tier-3 | Tier-3---7 | 5--4 | 234 | 400% | 8696.5042 | 96.48% | 3.447% | 0.07747% | 41.5913 | 0 | 0 | 41.5913 | 0 | 36.104 | 0.40625 | 88.8704 | 36.104 | 0.40625 | 88.8704 | 42.206 | 0.47492 | 88.8704 | 0.4783% | 0.68132 | 0.67794 | 12764.1579 | 1785.0395 | 391.9912 | 10587.1273 | 12766.3993 | 0 | 0 | 12766.3993 | 0.001372%
2028 | 1233 | 1233-259R | Tier-3 | Tier-3---16 | 5--4 | 105 | 600% | 1558.5389 | 98.56% | 1.214% | 0.2225% | 25.4562 | 0 | 0 | 25.4562 | 0 | 22.0977 | 0.60938 | 36.2625 | 22.0977 | 0.60938 | 36.2625 | 25.8324 | 0.71237 | 36.2625 | 1.633% | 0.12749 | 0.12537 | 12225.1388 | 1994.1014 | 166.7691 | 10064.2683 | 12228.0977 | 0 | 0 | 12228.0977 | 0.0008395%
2028 | 1233 | 1233-585R | Tier-3 | Tier-3---12 | 5--5 | 166 | 2100% | 3561.9587 | 98.42% | 1.457% | 0.1235% | 128.611 | 0 | 0 | 128.611 | 0 | 111.6427 | 2.1328 | 52.3447 | 111.6427 | 2.1328 | 52.3447 | 130.5116 | 2.4933 | 52.3447 | 3.611% | 0.12988 | 0.12512 | 27424.4063 | 4490.301 | 369.0567 | 22565.0486 | 27440.9163 | 0 | 0 | 27440.9163 | 0.004241%
2028 | 1233 | 1233-587R | Tier-3 | Tier-3---13 | 5--5 | 187 | 3200% | 2983.7291 | 97.9% | 1.929% | 0.1696% | 144.9629 | 0 | 0 | 144.9629 | 0 | 125.8373 | 3.25 | 38.7187 | 125.8373 | 3.25 | 38.7187 | 147.1052 | 3.7993 | 38.7187 | 4.858% | 0.13489 | 0.12819 | 22120.1137 | 3552.0723 | 402.3722 | 18165.6692 | 22144.3475 | 0 | 0 | 22144.3475 | 0.00478%
2028 | 1233 | 1233-589R | Tier-3 | Tier-3---16 | 5--4 | 58 | 100% | 1386.4905 | 98.92% | 0.9396% | 0.1432% | 6.8574 | 0 | 0 | 6.8574 | 0 | 5.9527 | 0.10156 | 58.6101 | 5.9527 | 0.10156 | 58.6101 | 6.9587 | 0.11873 | 58.6101 | 0.4946% | 0.11751 | 0.11692 | 11798.9753 | 1859.8108 | 96.407 | 9842.7575 | 11799.6173 | 0 | 0 | 11799.6173 | 0.0002261%
2028 | 1233 | 1233-591R | Tier-3 | Tier-3---12 | 5--5 | 167 | 5000% | 4300.1838 | 98.66% | 1.226% | 0.1146% | 368.3644 | 0 | 0 | 368.3644 | 0 | 319.7643 | 5.0782 | 62.9683 | 319.7643 | 5.0782 | 62.9683 | 373.8081 | 5.9365 | 62.9683 | 8.566% | 0.13142 | 0.12001 | 32721.9695 | 5569.8694 | 365.067 | 26787.0331 | 32763.6748 | 0 | 0 | 32763.6748 | 0.01215%
2028 | 1242 | 1242-1084 | Tier-2 | Tier-2---12 | 2--5 | 34 | 100% | 456.1931 | 99.77% | 0% | 0.2285% | 3.8822 | 0 | 0 | 3.8822 | 0 | 3.37 | 0.10156 | 33.1809 | 3.37 | 0.10156 | 33.1809 | 3.9395 | 0.11873 | 33.1809 | 0.851% | 0.005996 | 0.0059449 | 76082.9136 | 21423.4088 | 20.55 | 54638.9547 | 76084.4092 | 0 | 0 | 76084.4092 | 0.000128%
2028 | 1243 | 1243-319R | Tier-2 | Tier-2---9 | 4--4 | 64 | 400% | 1178.043 | 99.35% | 0.5195% | 0.1323% | 21.2129 | 0 | 0 | 21.2129 | 0 | 18.4141 | 0.40625 | 45.3266 | 18.4141 | 0.40625 | 45.3266 | 21.5263 | 0.47492 | 45.3266 | 1.801% | 0.081051 | 0.079582 | 14534.5899 | 2255.6514 | 66.1042 | 12212.8342 | 14536.3386 | 0 | 0 | 14536.3386 | 0.0006995%
2028 | 1243 | 1243-38R | Tier-2 | Tier-2---16 | 4--3 | 7 | 700% | 158.2514 | 99.48% | 0.3681% | 0.155% | 45.6528 | 0 | 0 | 45.6528 | 0 | 39.6296 | 0.71095 | 55.7421 | 39.6296 | 0.71095 | 55.7421 | 46.3275 | 0.8311 | 55.7421 | 28.85% | 0.072591 | 0.051539 | 2180.0532 | 345.5554 | 6.6981 | 1827.7997 | 2184.7119 | 0 | 0 | 2184.7119 | 0.001505%
2028 | 1250 | 1250-27R | Tier-2 | Tier-2---6 | 5--5 | 152 | 600% | 6418.5082 | 93.04% | 6.917% | 0.04745% | 68.3581 | 0 | 0 | 68.3581 | 0 | 59.3393 | 0.60938 | 97.3762 | 59.3393 | 0.60938 | 97.3762 | 69.3683 | 0.71237 | 97.3762 | 1.065% | 0.097369 | 0.096255 | 65919.1509 | 13368.0206 | 4366.1577 | 48184.9726 | 65972.3115 | 0 | 0 | 65972.3115 | 0.002254%
2028 | 1250 | 1250-671R | Tier-2 | Tier-2---6 | 4--5 | 48 | 600% | 6815.4278 | 94.54% | 5.441% | 0.023% | 233.561 | 0 | 0 | 233.561 | 0 | 202.7461 | 0.60938 | 332.7079 | 202.7461 | 0.60938 | 332.7079 | 237.0125 | 0.71237 | 332.7079 | 3.427% | 0.09205 | 0.088713 | 74040.4971 | 12900.0912 | 3770.1984 | 57370.2075 | 74192.6538 | 0 | 0 | 74192.6538 | 0.007702%
2028 | 1250 | 1250-677R | Tier-2 | Tier-2---3 | 5--5 | 267 | 1100% | 11748.9088 | 99.26% | 0.6837% | 0.05427% | 139.335 | 0 | 0 | 139.335 | 0 | 120.9519 | 1.1172 | 108.2634 | 120.9519 | 1.1172 | 108.2634 | 141.3941 | 1.306 | 108.2634 | 1.186% | 0.11659 | 0.11519 | 100775.3023 | 17114.8267 | 643.0906 | 83017.3851 | 100784.2949 | 0 | 0 | 100784.2949 | 0.004595%
2028 | 1250 | 1250-8R | Tier-2 | Tier-2---4 | 4--5 | 146 | 100% | 3684.9802 | 98.15% | 1.772% | 0.07391% | 7.1844 | 0 | 0 | 7.1844 | 0 | 6.2365 | 0.10156 | 61.405 | 6.2365 | 0.10156 | 61.405 | 7.2906 | 0.11873 | 61.405 | 0.195% | 0.092289 | 0.092105 | 39928.877 | 6438.64 | 665.159 | 32825.0781 | 39930.3438 | 0 | 0 | 39930.3438 | 0.0002369%
2028 | 139 | 139-245AE | Tier-1 | Non-HFTD---14 | 2--2 | 165 | 100% | 5.6722 | 51.84% | 0% | 48.16% | 0.0051677 | 0 | 0 | 0.0051677 | 0 | 0.0044859 | 0.10156 | 0.044168 | 0.0044859 | 0.10156 | 0.044168 | 0.0052441 | 0.11873 | 0.044168 | 0.09111% | 0.010451 | 0.010433 | 542.7299 | 27.8649 | 162.7078 | 352.1572 | 543.1901 | 0 | 0 | 543.1901 | 1.704e-07%
2028 | 140 | 140-481R | Tier-1 | Non-HFTD---6 | 3--3 | 247 | 1000% | 76.5519 | 22.22% | 72.37% | 5.415% | 0.19971 | 0 | 0 | 0.19971 | 0 | 0.17336 | 1.0156 | 0.17069 | 0.17336 | 1.0156 | 0.17069 | 0.20266 | 1.1873 | 0.17069 | 0.2609% | 0.022011 | 0.021752 | 3477.9247 | 83.6911 | 2703.5551 | 690.6785 | 3510.0628 | 0 | 0 | 3510.0628 | 6.586e-06%
2028 | 140 | 140-496 | Tier-1 | Non-HFTD---5 | 3--4 | 98 | 400% | 76.0759 | 10.21% | 86.85% | 2.935% | 0.091954 | 0 | 0 | 0.091954 | 0 | 0.079822 | 0.40625 | 0.19648 | 0.079822 | 0.40625 | 0.19648 | 0.093313 | 0.47492 | 0.19648 | 0.1209% | 0.01454 | 0.014368 | 5232.251 | 43.4645 | 4467.4961 | 721.2904 | 5288.5256 | 0 | 0 | 5288.5256 | 3.032e-06%
2028 | 1448 | 1448-368 | Tier-1 | Non-HFTD---11 | 2--3 | 58 | 1500% | 14.0801 | 87.11% | 0% | 12.89% | 0.91988 | 0 | 0 | 0.91988 | 0 | 0.79851 | 1.5235 | 0.52415 | 0.79851 | 1.5235 | 0.52415 | 0.93347 | 1.7809 | 0.52415 | 6.533% | 0.0077936 | 0.0072091 | 1806.6243 | 178.7989 | 575.1368 | 1052.6887 | 1825.5075 | 0 | 0 | 1825.5075 | 3.033e-05%
2028 | 1458 | 1458-1057F | Tier-3 | Tier-3---18 | 5--2 | 3 | 100% | 155.9987 | 0% | 100% | 0% | 0 | 0 | 0 | 0 | 0 | 0 | 0.10156 | 0 | 0 | 0.10156 | 0 | 0 | 0.11873 | 0 | 0% | 0.13292 | 0.12007 | 1173.6392 | 1.8615 | 1072.4058 | 99.3719 | 1299.2315 | 0 | 0 | 1299.2315 | 0%
2028 | 1458 | 1458-1058F | Tier-3 | Tier-3---13 | 5--5 | 36 | 100% | 2365.6896 | 85.54% | 14.42% | 0.04244% | 16.3009 | 0 | 0 | 16.3009 | 0 | 14.1502 | 0.10156 | 139.3238 | 14.1502 | 0.10156 | 139.3238 | 16.5418 | 0.11873 | 139.3238 | 0.6891% | 0.13833 | 0.13722 | 17101.412 | 2623.0697 | 2234.5189 | 12243.8234 | 17121.4971 | 0 | 0 | 17121.4971 | 0.0005375%
2028 | 1458 | 1458-1061 | Tier-2 | Tier-2---5 | 5--5 | 80 | 600% | 4370.0987 | 98.67% | 1.293% | 0.03403% | 93.7887 | 0 | 0 | 93.7887 | 0 | 81.4147 | 0.60938 | 133.6021 | 81.4147 | 0.60938 | 133.6021 | 95.1747 | 0.71237 | 133.6021 | 2.146% | 0.14228 | 0.13918 | 30715.3399 | 7020.373 | 365.5776 | 23329.3893 | 30724.3997 | 0 | 0 | 30724.3997 | 0.003093%
2028 | 1458 | 1458-456F | Tier-2 | Tier-2---16 | 4--3 | 7 | 100% | 167.5686 | 29.81% | 70.17% | 0.01889% | 2.0693 | 0 | 0 | 2.0693 | 0 | 1.7963 | 0.10156 | 17.686 | 1.7963 | 0.10156 | 17.686 | 2.0998 | 0.11873 | 17.686 | 1.235% | 0.091761 | 0.087959 | 1826.1497 | 89.9148 | 1141.6591 | 594.5758 | 1881.5489 | 0 | 0 | 1881.5489 | 6.824e-05%
2028 | 1458 | 1458-565R | Tier-3 | Tier-3---6 | 5--5 | 127 | 1700% | 8159.9793 | 99.25% | 0.7112% | 0.04348% | 314.371 | 0 | 0 | 314.371 | 0 | 272.8945 | 1.7266 | 158.0548 | 272.8945 | 1.7266 | 158.0548 | 319.0168 | 2.0184 | 158.0548 | 3.853% | 0.15819 | 0.15205 | 51582.9513 | 8279.4207 | 334.7207 | 42968.8099 | 51598.6724 | 0 | 0 | 51598.6724 | 0.01037%
2028 | 1458 | 1458-601R | Tier-3 | Tier-3---2 | 5--5 | 441 | 1700% | 37077.302 | 99.36% | 0.615% | 0.02874% | 411.8239 | 0 | 0 | 411.8239 | 0 | 357.4899 | 1.7266 | 207.0507 | 357.4899 | 1.7266 | 207.0507 | 417.9098 | 2.0184 | 207.0507 | 1.111% | 0.20421 | 0.20193 | 181561.9083 | 39229.4205 | 1054.6776 | 141277.8102 | 181575.123 | 0 | 0 | 181575.123 | 0.01358%
2028 | 1525 | 1525-23R | Tier-2 | Tier-2---20 | 4--1 | 9 | 100% | 8.268 | 89.5% | 6.947% | 3.548% | 0.23845 | 0 | 0 | 0.23845 | 0 | 0.20699 | 0.10156 | 2.0381 | 0.20699 | 0.10156 | 2.0381 | 0.24198 | 0.11873 | 2.0381 | 2.884% | 0.032823 | 0.031765 | 251.8988 | 39.1664 | 14.7185 | 198.0139 | 252.779 | 0 | 0 | 252.779 | 7.863e-06%
2028 | 157 | 157-165R | Tier-3 | Tier-3---18 | 5--2 | 87 | 600% | 418.5676 | 87.71% | 11.66% | 0.6303% | 7.3422 | 0 | 0 | 7.3422 | 0 | 6.3735 | 0.60938 | 10.4589 | 6.3735 | 0.60938 | 10.4589 | 7.4507 | 0.71237 | 10.4589 | 1.754% | 0.28262 | 0.27696 | 1481.042 | 148.6168 | 162.2497 | 1170.1755 | 1484.7579 | 0 | 0 | 1484.7579 | 0.0002421%
2028 | 157 | 157-189R | Tier-3 | Tier-3---9 | 5--4 | 669 | 2800% | 5507.0239 | 92.46% | 7.234% | 0.3043% | 61.8026 | 0 | 0 | 61.8026 | 0 | 53.6487 | 2.8438 | 18.8653 | 53.6487 | 2.8438 | 18.8653 | 62.7159 | 3.3244 | 18.8653 | 1.122% | 0.3705 | 0.366 | 14863.9228 | 1949.0115 | 963.9544 | 11950.9569 | 14877.6907 | 0 | 0 | 14877.6907 | 0.002038%
2028 | 157 | 157-1928R | Tier-3 | Tier-3---11 | 5--4 | 60 | 300% | 3052.6745 | 99.07% | 0.8703% | 0.06204% | 43.8511 | 0 | 0 | 43.8511 | 0 | 38.0656 | 0.30469 | 124.9319 | 38.0656 | 0.30469 | 124.9319 | 44.4991 | 0.35619 | 124.9319 | 1.436% | 0.2812 | 0.27713 | 10855.7291 | 1703.869 | 84.5376 | 9067.3225 | 10857.2184 | 0 | 0 | 10857.2184 | 0.001446%
2028 | 157 | 157-204R | Tier-3 | Tier-3---11 | 5--4 | 213 | 300% | 3876.1334 | 98.99% | 0.834% | 0.1804% | 15.6715 | 0 | 0 | 15.6715 | 0 | 13.6039 | 0.30469 | 44.6481 | 13.6039 | 0.30469 | 44.6481 | 15.9031 | 0.35619 | 44.6481 | 0.4043% | 0.32777 | 0.32643 | 11825.9094 | 1771.5346 | 144.6692 | 9909.7056 | 11826.4014 | 0 | 0 | 11826.4014 | 0.0005168%
2028 | 157 | 157-232R | Tier-3 | Tier-3---11 | 5--4 | 250 | 2900% | 3160.5079 | 95.27% | 4.501% | 0.231% | 101.2888 | 0 | 0 | 101.2888 | 0 | 87.9253 | 2.9453 | 29.8523 | 87.9253 | 2.9453 | 29.8523 | 102.7856 | 3.4431 | 29.8523 | 3.205% | 0.32167 | 0.31085 | 9825.3054 | 1334.764 | 421.9769 | 8068.5645 | 9841.4892 | 0 | 0 | 9841.4892 | 0.00334%
2028 | 157 | 157-257R | Tier-3 | Tier-3---14 | 5--4 | 554 | 2600% | 2061.1876 | 81.54% | 17.79% | 0.6678% | 22.8746 | 0 | 0 | 22.8746 | 0 | 19.8566 | 2.6407 | 7.5196 | 19.8566 | 2.6407 | 7.5196 | 23.2126 | 3.087 | 7.5196 | 1.11% | 0.36686 | 0.36187 | 5618.4522 | 584.3287 | 907.0207 | 4127.1028 | 5632.7625 | 0 | 0 | 5632.7625 | 0.0007543%
2028 | 157 | 157-273R | Tier-3 | Tier-3---14 | 5--4 | 173 | 1700% | 1867.403 | 95.01% | 4.712% | 0.2778% | 50.5604 | 0 | 0 | 50.5604 | 0 | 43.8897 | 1.7266 | 25.42 | 43.8897 | 1.7266 | 25.42 | 51.3076 | 2.0184 | 25.42 | 2.708% | 0.32295 | 0.31375 | 5782.3142 | 798.5103 | 275.1351 | 4708.6688 | 5790.777 | 0 | 0 | 5790.777 | 0.001667%
2028 | 157 | 157-81R | Tier-3 | Tier-3---3 | 5--5 | 675 | 13000% | 18749.5963 | 97% | 2.901% | 0.09453% | 1015.8357 | 0 | 0 | 1015.8357 | 0 | 881.8116 | 13.2033 | 66.7874 | 881.8116 | 13.2033 | 66.7874 | 1030.8478 | 15.4348 | 66.7874 | 5.418% | 0.38414 | 0.36268 | 48809.8885 | 7659.8047 | 1292.0303 | 39858.0535 | 48896.3668 | 0 | 0 | 48896.3668 | 0.0335%
2028 | 168 | 168-702F | Tier-1 | Non-HFTD---5 | 3--3 | 160 | 300% | 86.0496 | 96.13% | 0% | 3.875% | 0.44976 | 0 | 0 | 0.44976 | 0 | 0.39042 | 0.30469 | 1.2814 | 0.39042 | 0.30469 | 1.2814 | 0.45641 | 0.35619 | 1.2814 | 0.5227% | 0.018904 | 0.018801 | 4551.8785 | 998.3577 | 182.1089 | 3371.4119 | 4552.8428 | 0 | 0 | 4552.8428 | 1.483e-05%
2028 | 175 | 175-2024R | Tier-2 | Tier-2---5 | 5--5 | 103 | 400% | 4029.0085 | 99.1% | 0.8147% | 0.08289% | 44.9679 | 0 | 0 | 44.9679 | 0 | 39.0351 | 0.40625 | 96.0854 | 39.0351 | 0.40625 | 96.0854 | 45.6325 | 0.47492 | 96.0854 | 1.116% | 0.19114 | 0.18899 | 21078.6803 | 4664.0587 | 153.3837 | 16261.2378 | 21080.8354 | 0 | 0 | 21080.8354 | 0.001483%
2028 | 175 | 175-64R | Tier-3 | Tier-3---11 | 5--5 | 239 | 4200% | 4385.4004 | 97.52% | 2.308% | 0.1684% | 217.9554 | 0 | 0 | 217.9554 | 0 | 189.1995 | 4.2657 | 44.354 | 189.1995 | 4.2657 | 44.354 | 221.1764 | 4.9866 | 44.354 | 4.97% | 0.20232 | 0.19201 | 21675.2228 | 3768.1363 | 445.824 | 17461.2625 | 21704.0482 | 0 | 0 | 21704.0482 | 0.007187%
2028 | 175 | 175-90R | Tier-3 | Tier-3---9 | 5--5 | 300 | 1800% | 5741.4949 | 96.86% | 2.992% | 0.1472% | 96.7661 | 0 | 0 | 96.7661 | 0 | 83.9993 | 1.8281 | 45.9478 | 83.9993 | 1.8281 | 45.9478 | 98.1961 | 2.1371 | 45.9478 | 1.685% | 0.20491 | 0.20135 | 28019.3198 | 4481.7022 | 744.6531 | 22792.9645 | 28034.8944 | 0 | 0 | 28034.8944 | 0.003191%
2028 | 175 | 175-94R | Tier-2 | Tier-2---10 | 5--4 | 52 | 1100% | 836.2457 | 79.76% | 20.09% | 0.1547% | 40.9164 | 0 | 0 | 40.9164 | 0 | 35.5181 | 1.1172 | 31.7921 | 35.5181 | 1.1172 | 31.7921 | 41.5211 | 1.306 | 31.7921 | 4.893% | 0.16555 | 0.15539 | 5051.3061 | 703.4026 | 913.3417 | 3434.5618 | 5118.1297 | 0 | 0 | 5118.1297 | 0.001349%
2028 | 176 | 176-161R | Tier-3 | Tier-3---5 | 5--5 | 236 | 1000% | 11523.3049 | 98.77% | 1.172% | 0.05875% | 139.8568 | 0 | 0 | 139.8568 | 0 | 121.4048 | 1.0156 | 119.5357 | 121.4048 | 1.0156 | 119.5357 | 141.9236 | 1.1873 | 119.5357 | 1.214% | 0.22417 | 0.22141 | 51404.5427 | 8329.9408 | 608.281 | 42466.321 | 51412.4155 | 0 | 0 | 51412.4155 | 0.004612%
2028 | 176 | 176-164R | Tier-3 | Tier-3---11 | 5--5 | 131 | 600% | 4184.7467 | 98.1% | 1.799% | 0.1047% | 54.5254 | 0 | 0 | 54.5254 | 0 | 47.3316 | 0.60938 | 77.6716 | 47.3316 | 0.60938 | 77.6716 | 55.3312 | 0.71237 | 77.6716 | 1.303% | 0.20727 | 0.20452 | 20189.7554 | 3207.9265 | 321.2591 | 16660.5698 | 20194.9296 | 0 | 0 | 20194.9296 | 0.001798%
2028 | 176 | 176-1834R | Tier-3 | Tier-3---5 | 5--5 | 312 | 2600% | 10068.5168 | 97.13% | 2.784% | 0.0867% | 236.3386 | 0 | 0 | 236.3386 | 0 | 205.1573 | 2.6407 | 77.6918 | 205.1573 | 2.6407 | 77.6918 | 239.8312 | 3.087 | 77.6918 | 2.347% | 0.23205 | 0.22644 | 43390.2136 | 8541.7295 | 1179.6329 | 33668.8511 | 43421.0561 | 0 | 0 | 43421.0561 | 0.007794%
2028 | 176 | 176-1836R | Tier-2 | Tier-2---11 | 5--3 | 50 | 100% | 404.4817 | 67.64% | 32.12% | 0.2398% | 1.5868 | 0 | 0 | 1.5868 | 0 | 1.3774 | 0.10156 | 13.5623 | 1.3774 | 0.10156 | 13.5623 | 1.6102 | 0.11873 | 13.5623 | 0.3923% | 0.10638 | 0.10576 | 3802.2631 | 510.8459 | 1145.0457 | 2146.3715 | 3809.4416 | 0 | 0 | 3809.4416 | 5.233e-05%
2028 | 176 | 176-1845R | Tier-3 | Tier-3---11 | 5--5 | 172 | 1500% | 3401.0234 | 97.74% | 2.113% | 0.1474% | 84.0701 | 0 | 0 | 84.0701 | 0 | 72.9783 | 1.5235 | 47.9032 | 72.9783 | 1.5235 | 47.9032 | 85.3125 | 1.7809 | 47.9032 | 2.472% | 0.20978 | 0.20447 | 16212.4883 | 2568.5055 | 309.8495 | 13334.1334 | 16221.9964 | 0 | 0 | 16221.9964 | 0.002772%
2028 | 176 | 176-194R | Tier-3 | Tier-3---9 | 5--5 | 214 | 1100% | 4934.1603 | 97.7% | 2.178% | 0.1196% | 71.861 | 0 | 0 | 71.861 | 0 | 62.38 | 1.1172 | 55.836 | 62.38 | 1.1172 | 55.836 | 72.923 | 1.306 | 55.836 | 1.456% | 0.21542 | 0.21221 | 22904.8386 | 3771.0766 | 447.8074 | 18685.9546 | 22912.8038 | 0 | 0 | 22912.8038 | 0.00237%
2028 | 176 | 176-197F | Tier-3 | Tier-3---5 | 5--5 | 345 | 2100% | 13172.958 | 96.8% | 3.124% | 0.0728% | 225.0977 | 0 | 0 | 225.0977 | 0 | 195.3995 | 2.1328 | 91.6149 | 195.3995 | 2.1328 | 91.6149 | 228.4243 | 2.4933 | 91.6149 | 1.709% | 0.23242 | 0.22831 | 56678.2637 | 12110.4711 | 1632.9775 | 42934.8152 | 56710.8225 | 0 | 0 | 56710.8225 | 0.007423%
2028 | 176 | 176-200F | Tier-3 | Tier-3---15 | 5--4 | 30 | 700% | 1635.841 | 89.24% | 10.7% | 0.05535% | 98.7858 | 0 | 0 | 98.7858 | 0 | 85.7525 | 0.71095 | 120.6176 | 85.7525 | 0.71095 | 120.6176 | 100.2456 | 0.8311 | 120.6176 | 6.039% | 0.18529 | 0.17275 | 8828.4206 | 1287.3516 | 863.0873 | 6677.9817 | 8897.34 | 0 | 0 | 8897.34 | 0.003258%
2028 | 178 | 178-968AE | Tier-2 | Tier-2---18 | 3--3 | 200 | 100% | 47.6106 | 91.21% | 0% | 8.789% | 0.062968 | 0 | 0 | 0.062968 | 0 | 0.05466 | 0.10156 | 0.53819 | 0.05466 | 0.10156 | 0.53819 | 0.063899 | 0.11873 | 0.53819 | 0.1323% | 0.018466 | 0.018439 | 2578.2566 | 462.9869 | 204.7374 | 1910.5323 | 2578.5856 | 0 | 0 | 2578.5856 | 2.076e-06%
2028 | 182 | 182-2240F | Tier-2 | Tier-2---2 | 5--5 | 291 | 1800% | 11917.1989 | 94.29% | 5.651% | 0.05821% | 201.5679 | 0 | 0 | 201.5679 | 0 | 174.9741 | 1.8281 | 95.7113 | 174.9741 | 1.8281 | 95.7113 | 204.5467 | 2.1371 | 95.7113 | 1.691% | 0.1455 | 0.14289 | 81902.6703 | 23758.3803 | 4446.6021 | 53697.6879 | 81988.0798 | 0 | 0 | 81988.0798 | 0.006647%
2028 | 182 | 182-2250 | Tier-2 | Tier-2---8 | 5--5 | 26 | 100% | 1939.2132 | 99.74% | 0.2126% | 0.04638% | 21.5737 | 0 | 0 | 21.5737 | 0 | 18.7273 | 0.10156 | 184.3903 | 18.7273 | 0.10156 | 184.3903 | 21.8925 | 0.11873 | 184.3903 | 1.112% | 0.10496 | 0.10379 | 18476.2986 | 2987.5542 | 36.178 | 15452.5664 | 18476.8383 | 0 | 0 | 18476.8383 | 0.0007114%
2028 | 182 | 182-2252R | Tier-2 | Tier-2---5 | 5--5 | 104 | 400% | 4229.9446 | 99.22% | 0.7256% | 0.05893% | 46.81 | 0 | 0 | 46.81 | 0 | 40.6341 | 0.40625 | 100.0214 | 40.6341 | 0.40625 | 100.0214 | 47.5018 | 0.47492 | 100.0214 | 1.107% | 0.11307 | 0.11181 | 37409.5665 | 6099.6348 | 248.5113 | 31061.4203 | 37412.8771 | 0 | 0 | 37412.8771 | 0.001544%
2028 | 183 | 183-439 | Tier-2 | Tier-2---14 | 3--5 | 42 | 600% | 316.4778 | 66.23% | 33.5% | 0.2671% | 8.6836 | 0 | 0 | 8.6836 | 0 | 7.5379 | 0.60938 | 12.3698 | 7.5379 | 0.60938 | 12.3698 | 8.8119 | 0.71237 | 12.3698 | 2.744% | 0.018422 | 0.017659 | 17179.1509 | 1863.06 | 5259.1597 | 10056.9311 | 17429.8795 | 0 | 0 | 17429.8795 | 0.0002864%
2028 | 183 | 183-440 | Tier-2 | Tier-2---12 | 3--5 | 114 | 100% | 471.2015 | 74.37% | 25.17% | 0.4626% | 0.89144 | 0 | 0 | 0.89144 | 0 | 0.77383 | 0.10156 | 7.6192 | 0.77383 | 0.10156 | 7.6192 | 0.90462 | 0.11873 | 7.6192 | 0.1892% | 0.025335 | 0.025271 | 18598.5411 | 2255.9959 | 4325.0411 | 12017.5041 | 18610.6984 | 0 | 0 | 18610.6984 | 2.94e-05%
2028 | 185 | 185-51F | Tier-2 | Tier-2---7 | 4--5 | 260 | 2400% | 1723.9707 | 91.93% | 7.724% | 0.3493% | 42.4235 | 0 | 0 | 42.4235 | 0 | 36.8263 | 2.4375 | 15.1081 | 36.8263 | 2.4375 | 15.1081 | 43.0504 | 2.8495 | 15.1081 | 2.461% | 0.048222 | 0.046931 | 35751.0066 | 6382.5174 | 2576.5393 | 26791.9499 | 35830.3984 | 0 | 0 | 35830.3984 | 0.001399%
2028 | 198 | 198-37R | Tier-2 | Tier-2---9 | 4--5 | 188 | 300% | 973.0999 | 95.53% | 4.02% | 0.4464% | 4.302 | 0 | 0 | 4.302 | 0 | 3.7345 | 0.30469 | 12.2565 | 3.7345 | 0.30469 | 12.2565 | 4.3656 | 0.35619 | 12.2565 | 0.4421% | 0.030671 | 0.030529 | 31727.0349 | 12880.9235 | 1667.8732 | 17178.2382 | 31733.6231 | 0 | 0 | 31733.6231 | 0.0001419%
2028 | 204 | 204-32R | Tier-2 | Tier-2---11 | 4--4 | 336 | 2500% | 490.4615 | 96.36% | 1.259% | 2.378% | 10.1979 | 0 | 0 | 10.1979 | 0 | 8.8525 | 2.5391 | 3.4865 | 8.8525 | 2.5391 | 3.4865 | 10.3486 | 2.9682 | 3.4865 | 2.079% | 0.087106 | 0.085226 | 5630.6279 | 747.5355 | 75.2 | 4807.8924 | 5635.1446 | 0 | 0 | 5635.1446 | 0.0003363%
2028 | 205 | 205-1550 | Tier-2 | Tier-2---15 | 2--4 | 102 | 100% | 124.0064 | 98.52% | 0% | 1.478% | 0.34736 | 0 | 0 | 0.34736 | 0 | 0.30153 | 0.10156 | 2.9689 | 0.30153 | 0.10156 | 2.9689 | 0.35249 | 0.11873 | 2.9689 | 0.2801% | 0.008789 | 0.008764 | 14109.2738 | 2221.4405 | 309.7116 | 11578.1217 | 14109.8683 | 0 | 0 | 14109.8683 | 1.145e-05%
2028 | 206 | 206-1105 | Tier-2 | Tier-2---9 | 3--5 | 132 | 100% | 1279.0443 | 99.78% | 0% | 0.2159% | 2.804 | 0 | 0 | 2.804 | 0 | 2.434 | 0.10156 | 23.9654 | 2.434 | 0.10156 | 23.9654 | 2.8454 | 0.11873 | 23.9654 | 0.2192% | 0.014019 | 0.013988 | 91236.4892 | 14837.9635 | 119.2359 | 76279.2897 | 91236.9228 | 0 | 0 | 91236.9228 | 9.246e-05%
2028 | 206 | 206-1817 | Tier-2 | Tier-2---4 | 4--5 | 413 | 1500% | 2976.5734 | 99.75% | 0% | 0.2502% | 31.2729 | 0 | 0 | 31.2729 | 0 | 27.1469 | 1.5235 | 17.8193 | 27.1469 | 1.5235 | 17.8193 | 31.735 | 1.7809 | 17.8193 | 1.051% | 0.038208 | 0.037805 | 77904.8627 | 12644.4177 | 94.4539 | 65165.9911 | 77906.9374 | 0 | 0 | 77906.9374 | 0.001031%
2028 | 209 | 209-1769F | Tier-2 | Tier-2---6 | 5--5 | 1069 | 6000% | 8462.8018 | 99.74% | 0% | 0.2593% | 137.391 | 0 | 0 | 137.391 | 0 | 119.2643 | 6.0938 | 19.5714 | 119.2643 | 6.0938 | 19.5714 | 139.4214 | 7.1237 | 19.5714 | 1.623% | 0.11169 | 0.10987 | 75768.5529 | 12314.8084 | 115.8328 | 63337.9117 | 75771.8031 | 0 | 0 | 75771.8031 | 0.004531%
2028 | 210 | 210-172R | Tier-2 | Tier-2---11 | 5--2 | 111 | 300% | 498.1496 | 90.1% | 9.186% | 0.7154% | 3.5178 | 0 | 0 | 3.5178 | 0 | 3.0537 | 0.30469 | 10.0223 | 3.0537 | 0.30469 | 10.0223 | 3.5698 | 0.35619 | 10.0223 | 0.7062% | 0.32588 | 0.32332 | 1528.6439 | 130.0935 | 126.0496 | 1272.5007 | 1529.8396 | 0 | 0 | 1529.8396 | 0.000116%
2028 | 210 | 210-392R | Tier-2 | Tier-2---10 | 5--3 | 221 | 2900% | 1037.8957 | 85.73% | 13.64% | 0.6245% | 33.8612 | 0 | 0 | 33.8612 | 0 | 29.3937 | 2.9453 | 9.9797 | 29.3937 | 2.9453 | 9.9797 | 34.3616 | 3.4431 | 9.9797 | 3.262% | 0.34771 | 0.33447 | 2984.984 | 285.5851 | 372.7528 | 2326.6461 | 3001.832 | 0 | 0 | 3001.832 | 0.001117%
2028 | 210 | 210-394R | Tier-2 | Tier-2---16 | 5--2 | 77 | 100% | 170.5929 | 70.47% | 28.1% | 1.432% | 0.45278 | 0 | 0 | 0.45278 | 0 | 0.39304 | 0.10156 | 3.8699 | 0.39304 | 0.10156 | 3.8699 | 0.45947 | 0.11873 | 3.8699 | 0.2654% | 0.31841 | 0.31721 | 535.7584 | 42.1364 | 121.741 | 371.881 | 536.3565 | 0 | 0 | 536.3565 | 1.493e-05%
2028 | 210 | 210-9R | Tier-2 | Tier-2---13 | 5--2 | 95 | 400% | 317.7725 | 50.82% | 48.53% | 0.6462% | 1.9721 | 0 | 0 | 1.9721 | 0 | 1.7119 | 0.40625 | 4.2138 | 1.7119 | 0.40625 | 4.2138 | 2.0012 | 0.47492 | 4.2138 | 0.6206% | 0.31397 | 0.31014 | 1012.1143 | 65.1884 | 453.8469 | 493.0789 | 1018.2667 | 0 | 0 | 1018.2667 | 6.503e-05%
2028 | 211 | 211-279R | Tier-2 | Tier-2---10 | 5--3 | 293 | 1400% | 1199.6322 | 89.49% | 9.8% | 0.7134% | 14.8753 | 0 | 0 | 14.8753 | 0 | 12.9127 | 1.4219 | 9.0814 | 12.9127 | 1.4219 | 9.0814 | 15.0951 | 1.6622 | 9.0814 | 1.24% | 0.37314 | 0.36796 | 3215.0069 | 263.9331 | 327.4552 | 2623.6187 | 3219.7563 | 0 | 0 | 3219.7563 | 0.0004905%
2028 | 211 | 211-312R | Tier-2 | Tier-2---8 | 5--3 | 420 | 2500% | 1809.5147 | 84.26% | 15.08% | 0.6521% | 26.3207 | 0 | 0 | 26.3207 | 0 | 22.8481 | 2.5391 | 8.9985 | 22.8481 | 2.5391 | 8.9985 | 26.7097 | 2.9682 | 8.9985 | 1.455% | 0.39031 | 0.38357 | 4636.1485 | 511.795 | 635.8046 | 3488.549 | 4648.9622 | 0 | 0 | 4648.9622 | 0.000868%
2028 | 211 | 211-771R | Tier-3 | Tier-3---14 | 5--4 | 279 | 1000% | 1890.633 | 91.06% | 8.49% | 0.4466% | 17.8956 | 0 | 0 | 17.8956 | 0 | 15.5345 | 1.0156 | 15.2954 | 15.5345 | 1.0156 | 15.2954 | 18.16 | 1.1873 | 15.2954 | 0.9465% | 0.3743 | 0.37041 | 5051.0602 | 491.5059 | 380.0774 | 4179.4769 | 5055.8013 | 0 | 0 | 5055.8013 | 0.0005901%
2028 | 212 | 212-1177R | Tier-2 | Tier-2---8 | 5--4 | 287 | 800% | 1738.9252 | 95.43% | 4.096% | 0.4776% | 13.4139 | 0 | 0 | 13.4139 | 0 | 11.6442 | 0.81251 | 14.3311 | 11.6442 | 0.81251 | 14.3311 | 13.6122 | 0.94983 | 14.3311 | 0.7714% | 0.15054 | 0.14932 | 11551.4959 | 1436.1291 | 504.7372 | 9610.6296 | 11555.8012 | 0 | 0 | 11555.8012 | 0.0004423%
2028 | 212 | 212-1204R | Tier-2 | Tier-2---8 | 5--4 | 219 | 1800% | 1570.3762 | 94.97% | 4.642% | 0.3849% | 35.5492 | 0 | 0 | 35.5492 | 0 | 30.859 | 1.8281 | 16.8799 | 30.859 | 1.8281 | 16.8799 | 36.0745 | 2.1371 | 16.8799 | 2.264% | 0.19221 | 0.18762 | 8170.2767 | 1029.897 | 370.2708 | 6770.1089 | 8180.3059 | 0 | 0 | 8180.3059 | 0.001172%
2028 | 212 | 212-638R | Tier-2 | Tier-2---11 | 5--4 | 79 | 100% | 609.7797 | 99.07% | 0.4924% | 0.4406% | 2.2175 | 0 | 0 | 2.2175 | 0 | 1.925 | 0.10156 | 18.9534 | 1.925 | 0.10156 | 18.9534 | 2.2503 | 0.11873 | 18.9534 | 0.3637% | 0.10708 | 0.10668 | 5694.8842 | 618.0557 | 46.4103 | 5030.4182 | 5695.0799 | 0 | 0 | 5695.0799 | 7.313e-05%
2028 | 212 | 212-725R | Tier-3 | Tier-3---10 | 5--5 | 218 | 1400% | 4887.8267 | 99.15% | 0.7265% | 0.1225% | 90.2573 | 0 | 0 | 90.2573 | 0 | 78.3492 | 1.4219 | 55.1022 | 78.3492 | 1.4219 | 55.1022 | 91.5912 | 1.6622 | 55.1022 | 1.847% | 0.13941 | 0.13681 | 35061.0556 | 5196.5846 | 230.3548 | 29634.1163 | 35066.7045 | 0 | 0 | 35066.7045 | 0.002976%
2028 | 212 | 212-734R | Tier-2 | Tier-2---10 | 5--4 | 273 | 1000% | 1265.9596 | 97.92% | 1.386% | 0.6959% | 13.168 | 0 | 0 | 13.168 | 0 | 11.4307 | 1.0156 | 11.2547 | 11.4307 | 1.0156 | 11.2547 | 13.3626 | 1.1873 | 11.2547 | 1.04% | 0.17753 | 0.17565 | 7130.7609 | 660.9769 | 211.9053 | 6257.8788 | 7132.3546 | 0 | 0 | 7132.3546 | 0.0004342%
2028 | 212 | 212-739R | Tier-3 | Tier-3---15 | 5--4 | 201 | 1700% | 998.7912 | 96.62% | 2.787% | 0.5903% | 23.6702 | 0 | 0 | 23.6702 | 0 | 20.5473 | 1.7266 | 11.9006 | 20.5473 | 1.7266 | 11.9006 | 24.02 | 2.0184 | 11.9006 | 2.37% | 0.13097 | 0.12776 | 7626.107 | 884.6687 | 208.746 | 6532.6923 | 7632.5839 | 0 | 0 | 7632.5839 | 0.0007806%
2028 | 212 | 212-743R | Tier-2 | Tier-2---13 | 5--3 | 71 | 100% | 261.4279 | 97.06% | 2.12% | 0.8249% | 1.0364 | 0 | 0 | 1.0364 | 0 | 0.89963 | 0.10156 | 8.8578 | 0.89963 | 0.10156 | 8.8578 | 1.0517 | 0.11873 | 8.8578 | 0.3964% | 0.11654 | 0.11607 | 2243.1612 | 251.3274 | 45.2431 | 1946.5907 | 2243.4321 | 0 | 0 | 2243.4321 | 3.418e-05%
2028 | 212 | 212-758R | Tier-2 | Tier-2---8 | 5--4 | 201 | 400% | 1482.4618 | 97.27% | 2.316% | 0.4117% | 8.3222 | 0 | 0 | 8.3222 | 0 | 7.2242 | 0.40625 | 17.7824 | 7.2242 | 0.40625 | 17.7824 | 8.4451 | 0.47492 | 17.7824 | 0.5614% | 0.1427 | 0.14188 | 10388.4417 | 1332.9551 | 229.8859 | 8825.6006 | 10390.0864 | 0 | 0 | 10390.0864 | 0.0002744%
2028 | 212 | 212-773R | Tier-2 | Tier-2---5 | 5--4 | 297 | 3000% | 2758.5667 | 95.78% | 3.96% | 0.2633% | 77.3939 | 0 | 0 | 77.3939 | 0 | 67.1829 | 3.0469 | 22.0495 | 67.1829 | 3.0469 | 22.0495 | 78.5376 | 3.5619 | 22.0495 | 2.806% | 0.19881 | 0.19299 | 13875.2805 | 1871.421 | 507.3138 | 11496.5456 | 13892.9635 | 0 | 0 | 13892.9635 | 0.002552%
2028 | 212 | 212-799R | Tier-2 | Tier-2---10 | 5--4 | 115 | 100% | 1038.8005 | 97.12% | 2.539% | 0.3416% | 2.5441 | 0 | 0 | 2.5441 | 0 | 2.2085 | 0.10156 | 21.7447 | 2.2085 | 0.10156 | 21.7447 | 2.5817 | 0.11873 | 21.7447 | 0.2449% | 0.12493 | 0.12461 | 8315.0604 | 1068.4402 | 194.8254 | 7051.7948 | 8315.6659 | 0 | 0 | 8315.6659 | 8.39e-05%
2028 | 212 | 212-886R | Tier-2 | Tier-2---8 | 5--4 | 155 | 300% | 2163.5248 | 98.72% | 1.034% | 0.2463% | 11.9882 | 0 | 0 | 11.9882 | 0 | 10.4065 | 0.30469 | 34.1544 | 10.4065 | 0.30469 | 34.1544 | 12.1653 | 0.35619 | 34.1544 | 0.5541% | 0.18767 | 0.18662 | 11528.3958 | 1549.2528 | 106.6411 | 9872.5019 | 11529.2289 | 0 | 0 | 11529.2289 | 0.0003953%
2028 | 212 | 212-888R | Tier-2 | Tier-2---8 | 5--4 | 147 | 600% | 1471.0622 | 97.82% | 1.883% | 0.2988% | 17.0327 | 0 | 0 | 17.0327 | 0 | 14.7855 | 0.60938 | 24.2631 | 14.7855 | 0.60938 | 24.2631 | 17.2844 | 0.71237 | 24.2631 | 1.158% | 0.13116 | 0.1296 | 11216.1087 | 1520.4174 | 191.4206 | 9504.2707 | 11219.0395 | 0 | 0 | 11219.0395 | 0.0005617%
2028 | 214 | 214-1122R | Tier-3 | Tier-3---3 | 5--5 | 446 | 1700% | 26281.1502 | 98.91% | 1.048% | 0.04591% | 287.3285 | 0 | 0 | 287.3285 | 0 | 249.4199 | 1.7266 | 144.4588 | 249.4199 | 1.7266 | 144.4588 | 291.5747 | 2.0184 | 144.4588 | 1.093% | 0.26918 | 0.2662 | 97635.635 | 15575.0756 | 943.7834 | 81116.776 | 97647.5748 | 0 | 0 | 97647.5748 | 0.009475%
2028 | 214 | 214-1135R | Tier-3 | Tier-3---6 | 4--5 | 285 | 2400% | 6666.9216 | 99.41% | 0.4702% | 0.123% | 161.8475 | 0 | 0 | 161.8475 | 0 | 140.4941 | 2.4375 | 57.638 | 140.4941 | 2.4375 | 57.638 | 164.2393 | 2.8495 | 57.638 | 2.428% | 0.090777 | 0.08856 | 73442.8498 | 12678.0578 | 384.6507 | 60380.1413 | 73453.7552 | 0 | 0 | 73453.7552 | 0.005337%
2028 | 214 | 214-583R | Tier-3 | Tier-3---13 | 4--5 | 174 | 600% | 2208.3134 | 99.09% | 0.6816% | 0.2244% | 21.8831 | 0 | 0 | 21.8831 | 0 | 18.9959 | 0.60938 | 31.1725 | 18.9959 | 0.60938 | 31.1725 | 22.2065 | 0.71237 | 31.1725 | 0.9909% | 0.070413 | 0.069709 | 31362.296 | 5124.9033 | 314.6524 | 25922.7404 | 31365.1661 | 0 | 0 | 31365.1661 | 0.0007216%
2028 | 214 | 214-613R | Tier-3 | Tier-3---14 | 5--3 | 196 | 100% | 1721.769 | 85.69% | 14.07% | 0.2459% | 2.1829 | 0 | 0 | 2.1829 | 0 | 1.8949 | 0.10156 | 18.6573 | 1.8949 | 0.10156 | 18.6573 | 2.2152 | 0.11873 | 18.6573 | 0.1268% | 0.43289 | 0.43225 | 3977.4025 | 528.7899 | 507.0028 | 2941.6099 | 3978.246 | 0 | 0 | 3978.246 | 7.198e-05%
2028 | 214 | 214-647R | Tier-3 | Tier-3---8 | 5--5 | 264 | 2500% | 22354.3085 | 99.24% | 0.73% | 0.02701% | 609.2493 | 0 | 0 | 609.2493 | 0 | 528.8681 | 2.5391 | 208.2904 | 528.8681 | 2.5391 | 208.2904 | 618.2528 | 2.9682 | 208.2904 | 2.725% | 0.23844 | 0.23189 | 93753.9152 | 14837.2709 | 625.983 | 78290.6613 | 93773.957 | 0 | 0 | 93773.957 | 0.02009%
2028 | 215 | 215-1531R | Tier-2 | Tier-2---2 | 5--5 | 256 | 3900% | 12702.4119 | 98.21% | 1.737% | 0.04837% | 551.1669 | 0 | 0 | 551.1669 | 0 | 478.4488 | 3.961 | 120.7905 | 478.4488 | 3.961 | 120.7905 | 559.3121 | 4.6304 | 120.7905 | 4.339% | 0.20291 | 0.19395 | 62600.9651 | 10891.2685 | 1005.9666 | 50703.7299 | 62652.6376 | 0 | 0 | 62652.6376 | 0.01818%
2028 | 215 | 215-1534R | Tier-2 | Tier-2---1 | 5--5 | 243 | 2200% | 19489.7064 | 99% | 0.9737% | 0.02962% | 506.5712 | 0 | 0 | 506.5712 | 0 | 439.7368 | 2.2344 | 196.8031 | 439.7368 | 2.2344 | 196.8031 | 514.0573 | 2.612 | 196.8031 | 2.599% | 0.1982 | 0.193 | 98331.2515 | 17803.4226 | 882.3499 | 79645.479 | 98357.8518 | 0 | 0 | 98357.8518 | 0.0167%
2028 | 215 | 215-1544R | Tier-2 | Tier-2---8 | 5--4 | 53 | 600% | 1412.4296 | 98.09% | 1.785% | 0.1216% | 45.4861 | 0 | 0 | 45.4861 | 0 | 39.4849 | 0.60938 | 64.795 | 39.4849 | 0.60938 | 64.795 | 46.1583 | 0.71237 | 64.795 | 3.22% | 0.10891 | 0.10533 | 12968.9923 | 2539.663 | 210.0651 | 10219.2641 | 12977.3873 | 0 | 0 | 12977.3873 | 0.0015%
2028 | 215 | 215-38R | Tier-3 | Tier-3---10 | 5--5 | 126 | 700% | 5434.8155 | 98.92% | 1.009% | 0.07406% | 86.6124 | 0 | 0 | 86.6124 | 0 | 75.1852 | 0.71095 | 105.7538 | 75.1852 | 0.71095 | 105.7538 | 87.8923 | 0.8311 | 105.7538 | 1.594% | 0.12528 | 0.12326 | 43381.3494 | 7513.7468 | 468.0295 | 35399.5731 | 43389.0447 | 0 | 0 | 43389.0447 | 0.002856%
2028 | 216 | 216-1859F | Tier-3 | Tier-3---4 | 5--5 | 268 | 1400% | 14041.2877 | 99.19% | 0.7753% | 0.03948% | 210.9818 | 0 | 0 | 210.9818 | 0 | 183.146 | 1.4219 | 128.8045 | 183.146 | 1.4219 | 128.8045 | 214.0997 | 1.6622 | 128.8045 | 1.503% | 0.15704 | 0.15467 | 89409.7821 | 15986.4383 | 636.9074 | 72786.4365 | 89420.9883 | 0 | 0 | 89420.9883 | 0.006957%
2028 | 217 | 217-41AE | Tier-2 | Tier-2---8 | 5--4 | 456 | 2200% | 2013.5966 | 89.22% | 10.31% | 0.4697% | 25.137 | 0 | 0 | 25.137 | 0 | 21.8206 | 2.2344 | 9.7658 | 21.8206 | 2.2344 | 9.7658 | 25.5085 | 2.612 | 9.7658 | 1.248% | 0.19664 | 0.19389 | 10240.1297 | 1454.7861 | 960.9628 | 7824.3807 | 10255.7865 | 0 | 0 | 10255.7865 | 0.0008289%
2028 | 217 | 217-48AE | Tier-2 | Tier-2---8 | 5--4 | 344 | 1200% | 2727.5845 | 87.85% | 11.78% | 0.3693% | 24.2404 | 0 | 0 | 24.2404 | 0 | 21.0423 | 1.2188 | 17.2652 | 21.0423 | 1.2188 | 17.2652 | 24.5986 | 1.4247 | 17.2652 | 0.8887% | 0.20236 | 0.20031 | 13478.9252 | 1980.0515 | 1403.044 | 10095.8296 | 13495.6621 | 0 | 0 | 13495.6621 | 0.0007994%
2028 | 217 | 217-835R | Tier-3 | Tier-3---5 | 5--5 | 319 | 1900% | 10686.9326 | 98.68% | 1.222% | 0.09479% | 182.1621 | 0 | 0 | 182.1621 | 0 | 158.1286 | 1.9297 | 81.9443 | 158.1286 | 1.9297 | 81.9443 | 184.8542 | 2.2559 | 81.9443 | 1.705% | 0.28412 | 0.27922 | 37613.7803 | 6234.338 | 401.1019 | 30978.3405 | 37622.4844 | 0 | 0 | 37622.4844 | 0.006007%
2028 | 217 | 217-837R | Tier-3 | Tier-3---12 | 5--5 | 293 | 400% | 3657.1834 | 94.66% | 5.124% | 0.2164% | 13.7057 | 0 | 0 | 13.7057 | 0 | 11.8974 | 0.40625 | 29.2856 | 11.8974 | 0.40625 | 29.2856 | 13.9082 | 0.47492 | 29.2856 | 0.3748% | 0.14269 | 0.14213 | 25630.0196 | 4247.0317 | 1289.9429 | 20093.0451 | 25635.4606 | 0 | 0 | 25635.4606 | 0.000452%
2028 | 217 | 217-972R | Tier-2 | Tier-2---8 | 5--4 | 256 | 1900% | 1438.6594 | 90.88% | 8.66% | 0.4639% | 28.1397 | 0 | 0 | 28.1397 | 0 | 24.4271 | 1.9297 | 12.6585 | 24.4271 | 1.9297 | 12.6585 | 28.5556 | 2.2559 | 12.6585 | 1.956% | 0.18227 | 0.17835 | 7892.9777 | 1198.2453 | 600.4509 | 6094.2815 | 7908.8184 | 0 | 0 | 7908.8184 | 0.0009279%
2028 | 220 | 220-288R | Tier-3 | Tier-3---14 | 5--4 | 132 | 400% | 2198.6799 | 96.34% | 3.473% | 0.1901% | 18.6139 | 0 | 0 | 18.6139 | 0 | 16.1581 | 0.40625 | 39.7734 | 16.1581 | 0.40625 | 39.7734 | 18.889 | 0.47492 | 39.7734 | 0.8466% | 0.37523 | 0.37193 | 5859.515 | 816.9998 | 199.3663 | 4843.1489 | 5861.418 | 0 | 0 | 5861.418 | 0.0006138%
2028 | 220 | 220-294R | Tier-3 | Tier-3---14 | 5--3 | 328 | 2100% | 1925.8876 | 84.29% | 15.28% | 0.4298% | 30.1408 | 0 | 0 | 30.1408 | 0 | 26.1642 | 2.1328 | 12.2673 | 26.1642 | 2.1328 | 12.2673 | 30.5862 | 2.4933 | 12.2673 | 1.565% | 0.44397 | 0.43573 | 4337.8466 | 467.6186 | 600.0435 | 3270.1845 | 4350.7383 | 0 | 0 | 4350.7383 | 0.0009939%
2028 | 220 | 220-298R | Tier-3 | Tier-3---11 | 5--4 | 614 | 3000% | 3585.6314 | 89.37% | 10.06% | 0.5685% | 45.4054 | 0 | 0 | 45.4054 | 0 | 39.4148 | 3.0469 | 12.936 | 39.4148 | 3.0469 | 12.936 | 46.0764 | 3.5619 | 12.936 | 1.266% | 0.50177 | 0.49466 | 7145.9975 | 838.8497 | 642.3981 | 5664.7497 | 7156.9157 | 0 | 0 | 7156.9157 | 0.001497%
2028 | 221 | 221-1230F | Tier-3 | Tier-3---12 | 4--5 | 97 | 100% | 3690.9623 | 99.91% | 0% | 0.09183% | 11.0247 | 0 | 0 | 11.0247 | 0 | 9.5702 | 0.10156 | 94.2282 | 9.5702 | 0.10156 | 94.2282 | 11.1876 | 0.11873 | 94.2282 | 0.2987% | 0.035843 | 0.035736 | 102975.2444 | 15309.4662 | 8.5902 | 87657.1879 | 102975.5279 | 0 | 0 | 102975.5279 | 0.0003636%
2028 | 221 | 221-23R | Tier-3 | Tier-3---11 | 5--5 | 307 | 600% | 3270.2376 | 92.16% | 7.656% | 0.1816% | 17.0822 | 0 | 0 | 17.0822 | 0 | 14.8285 | 0.60938 | 24.3337 | 14.8285 | 0.60938 | 24.3337 | 17.3347 | 0.71237 | 24.3337 | 0.5224% | 0.19945 | 0.19832 | 16396.4914 | 2639.7901 | 1189.9448 | 12566.7565 | 16403.8164 | 0 | 0 | 16403.8164 | 0.0005633%
2028 | 221 | 221-344R | Tier-3 | Tier-3---13 | 5--4 | 293 | 1000% | 2735.9283 | 96.11% | 3.605% | 0.2871% | 26.0253 | 0 | 0 | 26.0253 | 0 | 22.5916 | 1.0156 | 22.2438 | 22.5916 | 1.0156 | 22.2438 | 26.4099 | 1.1873 | 22.2438 | 0.9512% | 0.2115 | 0.20941 | 12935.7823 | 1776.6901 | 423.0574 | 10736.0349 | 12940.8151 | 0 | 0 | 12940.8151 | 0.0008582%
2028 | 221 | 221-37AE | Tier-3 | Tier-3---11 | 5--5 | 244 | 1200% | 3934.7733 | 97.03% | 2.838% | 0.1358% | 54.4499 | 0 | 0 | 54.4499 | 0 | 47.266 | 1.2188 | 38.782 | 47.266 | 1.2188 | 38.782 | 55.2545 | 1.4247 | 38.782 | 1.384% | 0.19925 | 0.19641 | 19747.6238 | 2983.7057 | 579.4204 | 16184.4978 | 19756.1215 | 0 | 0 | 19756.1215 | 0.001796%
2028 | 221 | 221-38AE | Tier-3 | Tier-3---17 | 5--3 | 18 | 100% | 318.0967 | 33.4% | 66.33% | 0.2755% | 1.7116 | 0 | 0 | 1.7116 | 0 | 1.4858 | 0.10156 | 14.629 | 1.4858 | 0.10156 | 14.629 | 1.7369 | 0.11873 | 14.629 | 0.5381% | 0.16917 | 0.16645 | 1880.3284 | 102.8825 | 1057.137 | 720.3088 | 1900.8354 | 0 | 0 | 1900.8354 | 5.644e-05%
2028 | 221 | 221-675R | Tier-2 | Tier-2---8 | 5--4 | 99 | 300% | 2055.424 | 99.51% | 0.3331% | 0.1572% | 17.9743 | 0 | 0 | 17.9743 | 0 | 15.6028 | 0.30469 | 51.2087 | 15.6028 | 0.30469 | 51.2087 | 18.2399 | 0.35619 | 51.2087 | 0.8745% | 0.22072 | 0.21878 | 9312.3427 | 1344.1868 | 80.6907 | 7887.4652 | 9312.7475 | 0 | 0 | 9312.7475 | 0.0005927%
2028 | 221 | 221-788 | Tier-3 | Tier-3---12 | 5--5 | 67 | 100% | 4481.9143 | 99.45% | 0.5095% | 0.04337% | 19.2921 | 0 | 0 | 19.2921 | 0 | 16.7468 | 0.10156 | 164.8896 | 16.7468 | 0.10156 | 164.8896 | 19.5772 | 0.11873 | 164.8896 | 0.4304% | 0.18975 | 0.18893 | 23620.3007 | 4014.0972 | 176.6894 | 19429.514 | 23620.8684 | 0 | 0 | 23620.8684 | 0.0006362%
2028 | 221 | 221-824 | Tier-3 | Tier-3---13 | 5--4 | 106 | 100% | 2324.2215 | 96.86% | 3.03% | 0.1069% | 6.1592 | 0 | 0 | 6.1592 | 0 | 5.3466 | 0.10156 | 52.643 | 5.3466 | 0.10156 | 52.643 | 6.2503 | 0.11873 | 52.643 | 0.265% | 0.18396 | 0.18346 | 12634.0691 | 1992.2766 | 356.0024 | 10285.7901 | 12635.1564 | 0 | 0 | 12635.1564 | 0.0002031%
2028 | 222 | 222-1433R | Tier-3 | Tier-3---5 | 5--5 | 123 | 100% | 9617.9712 | 99.59% | 0.3681% | 0.03974% | 22.584 | 0 | 0 | 22.584 | 0 | 19.6044 | 0.10156 | 193.0259 | 19.6044 | 0.10156 | 193.0259 | 22.9178 | 0.11873 | 193.0259 | 0.2348% | 0.37266 | 0.37178 | 25809.0958 | 4058.0923 | 86.1531 | 21664.8505 | 25809.3446 | 0 | 0 | 25809.3446 | 0.0007447%
2028 | 222 | 222-1503R | Tier-3 | Tier-3---15 | 5--4 | 76 | 400% | 1359.3953 | 95.15% | 4.696% | 0.1502% | 19.7432 | 0 | 0 | 19.7432 | 0 | 17.1384 | 0.40625 | 42.1863 | 17.1384 | 0.40625 | 42.1863 | 20.0349 | 0.47492 | 42.1863 | 1.452% | 0.23465 | 0.23107 | 5793.3484 | 808.274 | 260.6182 | 4724.4562 | 5797.6999 | 0 | 0 | 5797.6999 | 0.0006511%
2028 | 222 | 222-1523R | Tier-3 | Tier-3---7 | 5--5 | 367 | 3000% | 7406.689 | 96.62% | 3.25% | 0.1263% | 169.6527 | 0 | 0 | 169.6527 | 0 | 147.2696 | 3.0469 | 48.3341 | 147.2696 | 3.0469 | 48.3341 | 172.1598 | 3.5619 | 48.3341 | 2.291% | 0.26901 | 0.26263 | 27533.3002 | 4015.4723 | 832.0956 | 22685.7323 | 27555.8726 | 0 | 0 | 27555.8726 | 0.005595%
2028 | 222 | 222-1986R | Tier-3 | Tier-3---1 | 5--5 | 451 | 1100% | 79194.3488 | 99.25% | 0.7305% | 0.01724% | 555.9666 | 0 | 0 | 555.9666 | 0 | 482.6152 | 1.1172 | 431.9865 | 482.6152 | 1.1172 | 431.9865 | 564.1827 | 1.306 | 431.9865 | 0.702% | 0.41507 | 0.41213 | 190797.4815 | 33595.3988 | 1245.7209 | 155956.3617 | 190807.6446 | 0 | 0 | 190807.6446 | 0.01833%
2028 | 222 | 222-1988R | Tier-3 | Tier-3---11 | 5--4 | 18 | 100% | 3619.4356 | 99.27% | 0.7155% | 0.01673% | 57.8862 | 0 | 0 | 57.8862 | 0 | 50.249 | 0.10156 | 494.7534 | 50.249 | 0.10156 | 494.7534 | 58.7416 | 0.11873 | 494.7534 | 1.599% | 0.34461 | 0.33906 | 10502.9479 | 1679.8132 | 68.5397 | 8754.595 | 10504.2072 | 0 | 0 | 10504.2072 | 0.001909%
2028 | 222 | 222-1990R | Tier-3 | Tier-3---1 | 5--5 | 287 | 1800% | 45106.6402 | 99.63% | 0.3509% | 0.01982% | 817.365 | 0 | 0 | 817.365 | 0 | 709.5261 | 1.8281 | 388.1125 | 709.5261 | 1.8281 | 388.1125 | 829.444 | 2.1371 | 388.1125 | 1.812% | 0.41211 | 0.40462 | 109452.4885 | 17402.8472 | 400.2043 | 91649.437 | 109460.0056 | 0 | 0 | 109460.0056 | 0.02695%
2028 | 222 | 222-1992R | Tier-3 | Tier-3---18 | 5--2 | 43 | 100% | 288.7705 | 86.56% | 13.18% | 0.2657% | 1.6857 | 0 | 0 | 1.6857 | 0 | 1.4633 | 0.10156 | 14.4077 | 1.4633 | 0.10156 | 14.4077 | 1.7106 | 0.11873 | 14.4077 | 0.5838% | 0.22115 | 0.21966 | 1305.7642 | 167.1535 | 149.2603 | 989.3504 | 1306.9561 | 0 | 0 | 1306.9561 | 5.559e-05%
2028 | 222 | 222-2013R | Tier-3 | Tier-3---7 | 5--5 | 407 | 1200% | 7426.9759 | 96.05% | 3.813% | 0.1383% | 60.9943 | 0 | 0 | 60.9943 | 0 | 52.9471 | 1.2188 | 43.4433 | 52.9471 | 1.2188 | 43.4433 | 61.8957 | 1.4247 | 43.4433 | 0.8213% | 0.27927 | 0.27688 | 26594.1155 | 4003.6011 | 918.5637 | 21671.9506 | 26603.1772 | 0 | 0 | 26603.1772 | 0.002011%
2028 | 222 | 222-2085 | Tier-3 | Tier-3---3 | 5--5 | 910 | 4400% | 16772.3082 | 96.7% | 3.181% | 0.1236% | 227.4093 | 0 | 0 | 227.4093 | 0 | 197.4061 | 4.4688 | 44.1743 | 197.4061 | 4.4688 | 44.1743 | 230.7699 | 5.2241 | 44.1743 | 1.356% | 0.35117 | 0.34625 | 47761.3033 | 7204.6408 | 1463.9747 | 39092.6878 | 47783.7489 | 0 | 0 | 47783.7489 | 0.007499%
2028 | 230 | 230-127AE | Tier-2 | Tier-2---7 | 5--5 | 269 | 3900% | 2000.4654 | 94.98% | 4.641% | 0.3747% | 79.8898 | 0 | 0 | 79.8898 | 0 | 69.3496 | 3.961 | 17.5082 | 69.3496 | 3.961 | 17.5082 | 81.0705 | 4.6304 | 17.5082 | 3.994% | 0.093988 | 0.090037 | 21284.2191 | 3269.4209 | 921.4772 | 17093.321 | 21331.0774 | 0 | 0 | 21331.0774 | 0.002634%
2028 | 230 | 230-133AE | Tier-2 | Tier-2---6 | 5--5 | 328 | 600% | 6388.6939 | 98.26% | 1.615% | 0.1229% | 33.3024 | 0 | 0 | 33.3024 | 0 | 28.9087 | 0.60938 | 47.4393 | 28.9087 | 0.60938 | 47.4393 | 33.7946 | 0.71237 | 47.4393 | 0.5213% | 0.095565 | 0.095058 | 66852.0974 | 10704.3112 | 1013.9772 | 55133.809 | 66858.2919 | 0 | 0 | 66858.2919 | 0.001098%
2028 | 230 | 230-1586R | Tier-2 | Tier-2---7 | 4--5 | 245 | 2500% | 2072.8837 | 91.06% | 8.635% | 0.3% | 55.8595 | 0 | 0 | 55.8595 | 0 | 48.4897 | 2.5391 | 19.0973 | 48.4897 | 2.5391 | 19.0973 | 56.685 | 2.9682 | 19.0973 | 2.695% | 0.084625 | 0.082121 | 24494.9333 | 3610.2418 | 2037.5267 | 18847.1648 | 24561.6761 | 0 | 0 | 24561.6761 | 0.001842%
2028 | 230 | 230-1606R | Tier-2 | Tier-2---11 | 4--4 | 71 | 1100% | 536.3838 | 78.97% | 20.71% | 0.32% | 19.0309 | 0 | 0 | 19.0309 | 0 | 16.5201 | 1.1172 | 14.787 | 16.5201 | 1.1172 | 14.787 | 19.3122 | 1.306 | 14.787 | 3.548% | 0.062818 | 0.059996 | 8538.6965 | 1090.1965 | 1630.9842 | 5817.5158 | 8623.1789 | 0 | 0 | 8623.1789 | 0.0006276%
2028 | 230 | 230-2060R | Tier-2 | Tier-2---4 | 4--5 | 236 | 4000% | 3473.4554 | 97.68% | 2.135% | 0.1887% | 166.7626 | 0 | 0 | 166.7626 | 0 | 144.7608 | 4.0625 | 35.633 | 144.7608 | 4.0625 | 35.633 | 169.2271 | 4.7492 | 35.633 | 4.801% | 0.088414 | 0.084069 | 39286.0822 | 6237.3116 | 786.318 | 32262.4526 | 39333.2642 | 0 | 0 | 39333.2642 | 0.005499%
2028 | 230 | 230-2067 | Tier-2 | Tier-2---16 | 4--3 | 6 | 100% | 121.6067 | 92.98% | 6.845% | 0.1786% | 5.4648 | 0 | 0 | 5.4648 | 0 | 4.7438 | 0.10156 | 46.708 | 4.7438 | 0.10156 | 46.708 | 5.5456 | 0.11873 | 46.708 | 4.494% | 0.054619 | 0.051979 | 2226.4545 | 337.872 | 139.4312 | 1749.1513 | 2234.3966 | 0 | 0 | 2234.3966 | 0.0001802%
2028 | 231 | 231-1136R | Tier-2 | Tier-2---7 | 4--5 | 357 | 7800% | 2730.9177 | 98.3% | 1.373% | 0.325% | 170.0962 | 0 | 0 | 170.0962 | 0 | 147.6546 | 7.922 | 18.6386 | 147.6546 | 7.922 | 18.6386 | 172.6099 | 9.2609 | 18.6386 | 6.229% | 0.054655 | 0.051192 | 49966.8413 | 8713.2838 | 1199.3075 | 40054.25 | 50024.2425 | 0 | 0 | 50024.2425 | 0.005609%
2028 | 231 | 231-1635R | Tier-2 | Tier-2---4 | 5--5 | 862 | 16900% | 5142.095 | 98.68% | 0.901% | 0.4182% | 288.503 | 0 | 0 | 288.503 | 0 | 250.4394 | 17.1643 | 14.5908 | 250.4394 | 17.1643 | 14.5908 | 292.7665 | 20.0652 | 14.5908 | 5.611% | 0.11648 | 0.10985 | 44146.87 | 7752.1946 | 471.7485 | 35922.9269 | 44181.9776 | 0 | 0 | 44181.9776 | 0.009514%
2028 | 232 | 232-40AE | Tier-2 | Tier-2---19 | 2--3 | 5 | 100% | 11.4297 | 0.4523% | 98.58% | 0.9661% | 0.0029987 | 0 | 0 | 0.0029987 | 0 | 0.002603 | 0.10156 | 0.02563 | 0.002603 | 0.10156 | 0.02563 | 0.003043 | 0.11873 | 0.02563 | 0.02624% | 0.0059544 | 0.005609 | 1919.5436 | 3.4341 | 1729.7945 | 186.3149 | 2037.1974 | 0 | 0 | 2037.1974 | 9.889e-08%
2028 | 233 | 233-123R | Tier-2 | Tier-2---4 | 4--5 | 412 | 5800% | 3035.8045 | 98.84% | 0.8219% | 0.339% | 122.4987 | 0 | 0 | 122.4987 | 0 | 106.3368 | 5.8907 | 18.0517 | 106.3368 | 5.8907 | 18.0517 | 124.309 | 6.8863 | 18.0517 | 4.035% | 0.06125 | 0.05875 | 49563.8317 | 7938.6753 | 487.1368 | 41138.0196 | 49588.3215 | 0 | 0 | 49588.3215 | 0.00404%
2028 | 233 | 233-41R | Tier-2 | Tier-2---9 | 4--5 | 273 | 3300% | 718.991 | 97.57% | 1.357% | 1.072% | 24.5918 | 0 | 0 | 24.5918 | 0 | 21.3473 | 3.3516 | 6.3693 | 21.3473 | 3.3516 | 6.3693 | 24.9552 | 3.9181 | 6.3693 | 3.42% | 0.044487 | 0.042928 | 16161.8225 | 2695.2374 | 377.2862 | 13089.2989 | 16176.0877 | 0 | 0 | 16176.0877 | 0.0008109%
2028 | 233 | 233-81F | Tier-2 | Tier-2---12 | 3--5 | 99 | 100% | 447.7794 | 94.96% | 4.349% | 0.694% | 1.2455 | 0 | 0 | 1.2455 | 0 | 1.0812 | 0.10156 | 10.6456 | 1.0812 | 0.10156 | 10.6456 | 1.2639 | 0.11873 | 10.6456 | 0.2782% | 0.02204 | 0.021975 | 20316.8521 | 3103.6732 | 873.0875 | 16340.0914 | 20319.8621 | 0 | 0 | 20319.8621 | 4.107e-05%
2028 | 233 | 233-86F | Tier-2 | Tier-2---8 | 5--5 | 412 | 1100% | 2341.6741 | 85.9% | 13.6% | 0.4998% | 15.5749 | 0 | 0 | 15.5749 | 0 | 13.52 | 1.1172 | 12.1017 | 13.52 | 1.1172 | 12.1017 | 15.8051 | 1.306 | 12.1017 | 0.6651% | 0.1204 | 0.11946 | 19449.7342 | 2690.1535 | 2433.0497 | 14326.531 | 19471.1299 | 0 | 0 | 19471.1299 | 0.0005136%
2028 | 234 | 234-48R | Tier-2 | Tier-2---4 | 4--5 | 334 | 3300% | 4939.3793 | 99.46% | 0.3916% | 0.1518% | 140.7575 | 0 | 0 | 140.7575 | 0 | 122.1867 | 3.3516 | 36.4562 | 122.1867 | 3.3516 | 36.4562 | 142.8376 | 3.9181 | 36.4562 | 2.85% | 0.047931 | 0.046558 | 103051.0115 | 20615.902 | 443.8608 | 81991.2487 | 103067.5296 | 0 | 0 | 103067.5296 | 0.004642%
2028 | 235 | 235-897R | Tier-2 | Tier-2---5 | 5--5 | 241 | 1100% | 4375.0381 | 88.63% | 11.27% | 0.1058% | 51.3239 | 0 | 0 | 51.3239 | 0 | 44.5525 | 1.1172 | 39.8787 | 44.5525 | 1.1172 | 39.8787 | 52.0824 | 1.306 | 39.8787 | 1.173% | 0.1179 | 0.11634 | 37108.0419 | 5823.2573 | 3860.2589 | 27424.5257 | 37164.6551 | 0 | 0 | 37164.6551 | 0.001692%
2028 | 235 | 235-899R | Tier-2 | Tier-2---1 | 5--5 | 531 | 8700% | 23678.6611 | 98.37% | 1.593% | 0.04039% | 1106.6899 | 0 | 0 | 1106.6899 | 0 | 960.679 | 8.836 | 108.7229 | 960.679 | 8.836 | 108.7229 | 1123.0447 | 10.3294 | 108.7229 | 4.674% | 0.15496 | 0.1476 | 152800.2562 | 27483.3247 | 2386.7614 | 122930.1701 | 152924.7867 | 0 | 0 | 152924.7867 | 0.03649%
2028 | 236 | 236-1535R | Tier-3 | Tier-3---4 | 5--5 | 252 | 4400% | 9719.0421 | 98.73% | 1.209% | 0.05836% | 485.8862 | 0 | 0 | 485.8862 | 0 | 421.7809 | 4.4688 | 94.3835 | 421.7809 | 4.4688 | 94.3835 | 493.0666 | 5.2241 | 94.3835 | 4.999% | 0.12847 | 0.12197 | 75651.1712 | 14020.5397 | 863.9874 | 60766.6441 | 75702.3061 | 0 | 0 | 75702.3061 | 0.01602%
2028 | 236 | 236-1561R | Tier-3 | Tier-3---13 | 5--4 | 137 | 1100% | 2823.5781 | 97.26% | 2.617% | 0.1213% | 63.946 | 0 | 0 | 63.946 | 0 | 55.5093 | 1.1172 | 49.6861 | 55.5093 | 1.1172 | 49.6861 | 64.891 | 1.306 | 49.6861 | 2.265% | 0.17766 | 0.17352 | 15893.5317 | 2548.7171 | 379.7854 | 12965.0293 | 15903.9056 | 0 | 0 | 15903.9056 | 0.002109%
2028 | 236 | 236-1567R | Tier-3 | Tier-3---10 | 5--5 | 171 | 1000% | 5332.0037 | 98.07% | 1.841% | 0.0848% | 88.6846 | 0 | 0 | 88.6846 | 0 | 76.984 | 1.0156 | 75.7988 | 76.984 | 1.0156 | 75.7988 | 89.9952 | 1.1873 | 75.7988 | 1.663% | 0.18129 | 0.17821 | 29411.5902 | 5307.4744 | 501.4864 | 23602.6294 | 29421.3604 | 0 | 0 | 29421.3604 | 0.002924%
2028 | 236 | 236-1569R | Tier-3 | Tier-3---8 | 5--5 | 498 | 7600% | 21222.9131 | 98.36% | 1.585% | 0.05121% | 923.8956 | 0 | 0 | 923.8956 | 0 | 802.0016 | 7.7188 | 103.9019 | 802.0016 | 7.7188 | 103.9019 | 937.549 | 9.0234 | 103.9019 | 4.353% | 0.21435 | 0.20486 | 99012.7753 | 16128.7388 | 1444.5093 | 81439.5272 | 99087.7901 | 0 | 0 | 99087.7901 | 0.03047%
2028 | 236 | 236-1573R | Tier-3 | Tier-3---7 | 5--5 | 192 | 2200% | 6927.8558 | 97.84% | 2.089% | 0.06679% | 225.2446 | 0 | 0 | 225.2446 | 0 | 195.527 | 2.2344 | 87.5076 | 195.527 | 2.2344 | 87.5076 | 228.5732 | 2.612 | 87.5076 | 3.251% | 0.18488 | 0.17873 | 37473.1079 | 6448.1569 | 711.4883 | 30313.4626 | 37500.8718 | 0 | 0 | 37500.8718 | 0.007428%
2028 | 237 | 237-1761R | Tier-3 | Tier-3---12 | 5--5 | 126 | 600% | 3634.1464 | 99.4% | 0.4942% | 0.1098% | 49.8827 | 0 | 0 | 49.8827 | 0 | 43.3014 | 0.60938 | 71.058 | 43.3014 | 0.60938 | 71.058 | 50.6199 | 0.71237 | 71.058 | 1.373% | 0.14935 | 0.14729 | 24332.6951 | 3910.2644 | 110.1562 | 20312.2745 | 24334.7531 | 0 | 0 | 24334.7531 | 0.001645%
2028 | 237 | 237-1765R | Tier-3 | Tier-3---1 | 5--5 | 223 | 1000% | 28249.2525 | 99.34% | 0.6358% | 0.01982% | 364.9584 | 0 | 0 | 364.9584 | 0 | 316.8076 | 1.0156 | 311.9302 | 316.8076 | 1.0156 | 311.9302 | 370.3517 | 1.1873 | 311.9302 | 1.292% | 0.25909 | 0.25572 | 109034.6893 | 21935.6413 | 634.4252 | 86464.6228 | 109044.1083 | 0 | 0 | 109044.1083 | 0.01203%
2028 | 237 | 237-17R | Tier-2 | Tier-2---1 | 5--5 | 536 | 5300% | 27080.7376 | 98.89% | 1.071% | 0.0369% | 767.9462 | 0 | 0 | 767.9462 | 0 | 666.6273 | 5.3829 | 123.8423 | 666.6273 | 5.3829 | 123.8423 | 779.2949 | 6.2926 | 123.8423 | 2.836% | 0.15539 | 0.15094 | 174274.8137 | 31991.9545 | 1838.789 | 140444.0702 | 174331.819 | 0 | 0 | 174331.819 | 0.02532%
2028 | 237 | 237-26F | Tier-2 | Tier-2---10 | 5--4 | 113 | 600% | 663.2151 | 70.89% | 28.72% | 0.399% | 7.239 | 0 | 0 | 7.239 | 0 | 6.284 | 0.60938 | 10.312 | 6.284 | 0.60938 | 10.312 | 7.346 | 0.71237 | 10.312 | 1.092% | 0.10897 | 0.1073 | 6086.0279 | 695.3102 | 1570.8815 | 3819.8362 | 6113.7393 | 0 | 0 | 6113.7393 | 0.0002387%
2028 | 237 | 237-28F | Tier-2 | Tier-2---7 | 5--5 | 59 | 800% | 2530.2255 | 98.83% | 1.116% | 0.05734% | 98.3259 | 0 | 0 | 98.3259 | 0 | 85.3533 | 0.81251 | 105.0491 | 85.3533 | 0.81251 | 105.0491 | 99.779 | 0.94983 | 105.0491 | 3.886% | 0.10804 | 0.1038 | 23418.4293 | 3729.6319 | 261.331 | 19427.4664 | 23429.6791 | 0 | 0 | 23429.6791 | 0.003242%
2028 | 237 | 237-2R | Tier-3 | Tier-3---2 | 5--5 | 499 | 4800% | 30894.1234 | 99.11% | 0.8492% | 0.03898% | 854.1616 | 0 | 0 | 854.1616 | 0 | 741.4679 | 4.8751 | 152.0943 | 741.4679 | 4.8751 | 152.0943 | 866.7844 | 5.699 | 152.0943 | 2.765% | 0.18156 | 0.17649 | 170161.3668 | 36497.0865 | 1351.4865 | 132312.7938 | 170204.7367 | 0 | 0 | 170204.7367 | 0.02817%
2028 | 237 | 237-30R | Tier-3 | Tier-3---1 | 5--5 | 651 | 5800% | 65515.492 | 98.93% | 1.038% | 0.03019% | 1674.6534 | 0 | 0 | 1674.6534 | 0 | 1453.7083 | 5.8907 | 246.7806 | 1453.7083 | 5.8907 | 246.7806 | 1699.4016 | 6.8863 | 246.7806 | 2.556% | 0.49249 | 0.47976 | 133030.3773 | 22547.6539 | 1250.7985 | 109231.9249 | 133068.0664 | 0 | 0 | 133068.0664 | 0.05522%
2028 | 239 | 239-2207R | Tier-3 | Tier-3---16 | 4--4 | 127 | 2400% | 860.3234 | 98.08% | 1.495% | 0.4234% | 46.2437 | 0 | 0 | 46.2437 | 0 | 40.1426 | 2.4375 | 16.4686 | 40.1426 | 2.4375 | 16.4686 | 46.9271 | 2.8495 | 16.4686 | 5.375% | 0.078224 | 0.073937 | 10998.2588 | 1887.5765 | 146.4219 | 8964.2604 | 11010.495 | 0 | 0 | 11010.495 | 0.001525%
2028 | 239 | 239-2213R | Tier-3 | Tier-3---15 | 5--4 | 134 | 2100% | 1116.4705 | 96.46% | 3.23% | 0.3121% | 48.9436 | 0 | 0 | 48.9436 | 0 | 42.4863 | 2.1328 | 19.9201 | 42.4863 | 2.1328 | 19.9201 | 49.6669 | 2.4933 | 19.9201 | 4.384% | 0.1294 | 0.12352 | 8627.7496 | 1319.6651 | 288.3985 | 7019.686 | 8642.301 | 0 | 0 | 8642.301 | 0.001614%
2028 | 239 | 239-2215R | Tier-3 | Tier-3---10 | 5--5 | 305 | 3000% | 6268.6569 | 98.24% | 1.63% | 0.1302% | 175.6636 | 0 | 0 | 175.6636 | 0 | 152.4874 | 3.0469 | 50.0466 | 152.4874 | 3.0469 | 50.0466 | 178.2595 | 3.5619 | 50.0466 | 2.802% | 0.15408 | 0.14968 | 40685.5389 | 6831.4863 | 640.4954 | 33213.5572 | 40706.5656 | 0 | 0 | 40706.5656 | 0.005793%
2028 | 239 | 239-2217R | Tier-3 | Tier-3---16 | 4--4 | 108 | 1000% | 1029.5673 | 69.27% | 30.42% | 0.3032% | 19.1508 | 0 | 0 | 19.1508 | 0 | 16.6241 | 1.0156 | 16.3682 | 16.6241 | 1.0156 | 16.3682 | 19.4338 | 1.1873 | 16.3682 | 1.86% | 0.073205 | 0.07124 | 14064.0898 | 1546.1618 | 3996.6336 | 8521.2943 | 14183.3353 | 0 | 0 | 14183.3353 | 0.0006315%
2028 | 240 | 240-1028R | Tier-2 | Tier-2---9 | 4--5 | 165 | 1200% | 1181.5361 | 98.38% | 1.316% | 0.2998% | 24.517 | 0 | 0 | 24.517 | 0 | 21.2824 | 1.2188 | 17.4623 | 21.2824 | 1.2188 | 17.4623 | 24.8794 | 1.4247 | 17.4623 | 2.075% | 0.045174 | 0.044221 | 26155.1082 | 4733.8049 | 362.4599 | 21058.8433 | 26164.2131 | 0 | 0 | 26164.2131 | 0.0008085%
2028 | 240 | 240-1148 | Tier-3 | Tier-3---17 | 4--4 | 75 | 300% | 376.72 | 96.88% | 2.523% | 0.5996% | 4.2335 | 0 | 0 | 4.2335 | 0 | 3.675 | 0.30469 | 12.0612 | 3.675 | 0.30469 | 12.0612 | 4.2961 | 0.35619 | 12.0612 | 1.124% | 0.037482 | 0.037047 | 10050.6383 | 1533.8365 | 215.1786 | 8301.6232 | 10054.3215 | 0 | 0 | 10054.3215 | 0.0001396%
2028 | 240 | 240-2004R | Tier-3 | Tier-3---12 | 5--5 | 623 | 5500% | 4437.6588 | 97.91% | 1.769% | 0.321% | 111.2381 | 0 | 0 | 111.2381 | 0 | 96.5619 | 5.586 | 17.2864 | 96.5619 | 5.586 | 17.2864 | 112.882 | 6.5301 | 17.2864 | 2.507% | 0.095775 | 0.093323 | 46334.0144 | 8309.1897 | 777.0534 | 37247.7713 | 46359.4582 | 0 | 0 | 46359.4582 | 0.003668%
2028 | 240 | 240-2006R | Tier-3 | Tier-3---12 | 4--5 | 269 | 1700% | 3742.5721 | 99.07% | 0.7558% | 0.1785% | 67.9498 | 0 | 0 | 67.9498 | 0 | 58.9849 | 1.7266 | 34.1628 | 58.9849 | 1.7266 | 34.1628 | 68.954 | 2.0184 | 34.1628 | 1.816% | 0.06999 | 0.068707 | 53472.8025 | 8543.8289 | 386.3377 | 44542.6358 | 53482.1291 | 0 | 0 | 53482.1291 | 0.002241%
2028 | 240 | 240-2032R | Tier-3 | Tier-3---12 | 5--5 | 344 | 1500% | 3665.7351 | 96.82% | 2.929% | 0.2538% | 44.879 | 0 | 0 | 44.879 | 0 | 38.9579 | 1.5235 | 25.5721 | 38.9579 | 1.5235 | 25.5721 | 45.5423 | 1.7809 | 25.5721 | 1.224% | 0.12278 | 0.12122 | 29856.9037 | 4756.4874 | 803.6507 | 24296.7656 | 29869.0751 | 0 | 0 | 29869.0751 | 0.00148%
2028 | 242 | 242-1426F | Tier-2 | Tier-2---10 | 5--4 | 117 | 1800% | 960.3446 | 65.96% | 33.81% | 0.2324% | 28.261 | 0 | 0 | 28.261 | 0 | 24.5324 | 1.8281 | 13.4193 | 24.5324 | 1.8281 | 13.4193 | 28.6786 | 2.1371 | 13.4193 | 2.943% | 0.10724 | 0.10246 | 8954.7461 | 1188.9727 | 2793.8383 | 4971.9351 | 9097.0968 | 0 | 0 | 9097.0968 | 0.0009319%
2028 | 242 | 242-1427F | Tier-2 | Tier-2---20 | 5--1 | 5 | 100% | 24.991 | 71.07% | 28.66% | 0.2708% | 1.0302 | 0 | 0 | 1.0302 | 0 | 0.89426 | 0.10156 | 8.8049 | 0.89426 | 0.10156 | 8.8049 | 1.0454 | 0.11873 | 8.8049 | 4.122% | 0.096908 | 0.091287 | 257.8839 | 30.0686 | 62.0054 | 165.8099 | 262.4771 | 0 | 0 | 262.4771 | 3.397e-05%
2028 | 243 | 243-14R | Tier-2 | Tier-2---11 | 4--4 | 470 | 100% | 404.2589 | 29.5% | 68.39% | 2.113% | 0.07358 | 0 | 0 | 0.07358 | 0 | 0.063872 | 0.10156 | 0.62889 | 0.063872 | 0.10156 | 0.62889 | 0.074667 | 0.11873 | 0.62889 | 0.0182% | 0.066445 | 0.066404 | 6084.1314 | 280.7794 | 3933.5085 | 1869.8435 | 6086.7797 | 0 | 0 | 6086.7797 | 2.426e-06%
2028 | 246 | 246-34R | Tier-3 | Tier-3---12 | 4--5 | 436 | 5800% | 3387.0058 | 94.54% | 5.197% | 0.2577% | 123.5358 | 0 | 0 | 123.5358 | 0 | 107.2372 | 5.8907 | 18.2045 | 107.2372 | 5.8907 | 18.2045 | 125.3615 | 6.8863 | 18.2045 | 3.647% | 0.070488 | 0.067769 | 48050.8143 | 8360.4537 | 2387.5887 | 37302.7719 | 48155.9957 | 0 | 0 | 48155.9957 | 0.004074%
2028 | 247 | 247-46 | Tier-3 | Tier-3---16 | 4--5 | 227 | 3700% | 1360.3328 | 92.51% | 7.186% | 0.3009% | 59.4871 | 0 | 0 | 59.4871 | 0 | 51.6387 | 3.7579 | 13.7415 | 51.6387 | 3.7579 | 13.7415 | 60.3662 | 4.393 | 13.7415 | 4.373% | 0.045228 | 0.043091 | 30076.9614 | 4522.9768 | 2007.8493 | 23546.1352 | 30188.6811 | 0 | 0 | 30188.6811 | 0.001962%
2028 | 249 | 249-24R | Tier-3 | Tier-3---12 | 5--5 | 464 | 6000% | 3753.23 | 95.85% | 3.876% | 0.273% | 134.9067 | 0 | 0 | 134.9067 | 0 | 117.1078 | 6.0938 | 19.2175 | 117.1078 | 6.0938 | 19.2175 | 136.9003 | 7.1237 | 19.2175 | 3.594% | 0.10094 | 0.097152 | 37183.961 | 6704.4922 | 1334.1553 | 29145.3135 | 37244.0675 | 0 | 0 | 37244.0675 | 0.004449%
2028 | 252 | 252-129 | Tier-2 | Tier-2---18 | 3--3 | 98 | 400% | 49.4853 | 86.66% | 6.71% | 6.626% | 0.50763 | 0 | 0 | 0.50763 | 0 | 0.44066 | 0.40625 | 1.0847 | 0.44066 | 0.40625 | 1.0847 | 0.51513 | 0.47492 | 1.0847 | 1.026% | 0.02391 | 0.023627 | 2069.6845 | 324.0484 | 134.0961 | 1611.54 | 2072.9907 | 0 | 0 | 2072.9907 | 1.674e-05%
2028 | 276 | 276-228 | Tier-1 | Non-HFTD---2 | 4--3 | 773 | 100% | 290.9914 | 11.65% | 84% | 4.346% | 0.012723 | 0 | 0 | 0.012723 | 0 | 0.011045 | 0.10156 | 0.10875 | 0.011045 | 0.10156 | 0.10875 | 0.012912 | 0.11873 | 0.10875 | 0.004372% | 0.065634 | 0.065609 | 4433.5468 | 54.5858 | 3672.1531 | 706.8079 | 4435.0168 | 0 | 0 | 4435.0168 | 4.196e-07%
2028 | 283 | 283-55R | Tier-3 | Tier-3---9 | 5--5 | 109 | 1400% | 5299.6344 | 98.55% | 1.37% | 0.07601% | 194.5456 | 0 | 0 | 194.5456 | 0 | 168.8783 | 1.4219 | 118.7702 | 168.8783 | 1.4219 | 118.7702 | 197.4206 | 1.6622 | 118.7702 | 3.671% | 0.20157 | 0.19406 | 26291.5727 | 4431.5745 | 343.4719 | 21516.5263 | 26306.2772 | 0 | 0 | 26306.2772 | 0.006415%
2028 | 283 | 283-71F | Tier-3 | Tier-3---13 | 5--4 | 127 | 1900% | 2013.5901 | 87.8% | 12.03% | 0.1689% | 76.704 | 0 | 0 | 76.704 | 0 | 66.5841 | 1.9297 | 34.5047 | 66.5841 | 1.9297 | 34.5047 | 77.8375 | 2.2559 | 34.5047 | 3.809% | 0.19011 | 0.18187 | 10591.4545 | 1521.6606 | 1147.6649 | 7922.129 | 10650.0539 | 0 | 0 | 10650.0539 | 0.002529%
2028 | 288 | 288-149R | Tier-2 | Tier-2---12 | 3--5 | 170 | 1000% | 481.2843 | 94.31% | 4.95% | 0.7414% | 7.7429 | 0 | 0 | 7.7429 | 0 | 6.7213 | 1.0156 | 6.6178 | 6.7213 | 1.0156 | 6.6178 | 7.8573 | 1.1873 | 6.6178 | 1.609% | 0.02124 | 0.020877 | 22659.7646 | 3469.9036 | 1191.7456 | 17998.1154 | 22682.1467 | 0 | 0 | 22682.1467 | 0.0002553%
2028 | 288 | 288-2380F | Tier-2 | Tier-2---12 | 4--5 | 43 | 1000% | 550.61 | 92.88% | 6.93% | 0.1872% | 34.4911 | 0 | 0 | 34.4911 | 0 | 29.9405 | 1.0156 | 29.4796 | 29.9405 | 1.0156 | 29.4796 | 35.0008 | 1.1873 | 29.4796 | 6.264% | 0.030344 | 0.028298 | 18145.5978 | 2753.5191 | 1169.7879 | 14222.2908 | 18239.001 | 0 | 0 | 18239.001 | 0.001137%
2028 | 299 | 299-814AE | Tier-1 | Non-HFTD---4 | 2--4 | 100 | 1100% | 92.0555 | 97.82% | 0% | 2.183% | 2.8725 | 0 | 0 | 2.8725 | 0 | 2.4935 | 1.1172 | 2.2319 | 2.4935 | 1.1172 | 2.2319 | 2.9149 | 1.306 | 2.2319 | 3.12% | 0.0089936 | 0.0087067 | 10235.6661 | 2125.5614 | 107.0953 | 8003.0094 | 10243.0287 | 0 | 0 | 10243.0287 | 9.472e-05%
2028 | 300 | 300-483F | Tier-2 | Tier-2---12 | 3--5 | 69 | 100% | 458.7821 | 99.48% | 0% | 0.5194% | 1.9182 | 0 | 0 | 1.9182 | 0 | 1.6651 | 0.10156 | 16.3949 | 1.6651 | 0.10156 | 16.3949 | 1.9465 | 0.11873 | 16.3949 | 0.4181% | 0.018397 | 0.01832 | 24937.8732 | 4596.9105 | 11.7655 | 20329.1971 | 24938.4198 | 0 | 0 | 24938.4198 | 6.326e-05%
2028 | 300 | 300-484F | Tier-2 | Tier-2---9 | 4--5 | 250 | 600% | 754.1323 | 92.41% | 6.882% | 0.7076% | 4.8504 | 0 | 0 | 4.8504 | 0 | 4.2105 | 0.60938 | 6.9094 | 4.2105 | 0.60938 | 6.9094 | 4.9221 | 0.71237 | 6.9094 | 0.6432% | 0.039922 | 0.039644 | 18890.1433 | 2594.5618 | 1654.6819 | 14640.8997 | 18900.1914 | 0 | 0 | 18900.1914 | 0.0001599%
2028 | 305 | 305-32R | Tier-1 | Non-HFTD---1 | 4--5 | 233 | 800% | 4233.8665 | 96.93% | 2.943% | 0.1312% | 40.8608 | 0 | 0 | 40.8608 | 0 | 35.4699 | 0.81251 | 43.6548 | 35.4699 | 0.81251 | 43.6548 | 41.4647 | 0.94983 | 43.6548 | 0.9651% | 0.080233 | 0.079434 | 52769.5087 | 8342.6927 | 1399.583 | 43027.233 | 52785.8254 | 0 | 0 | 52785.8254 | 0.001347%
2028 | 305 | 305-35R | Tier-1 | Non-HFTD---1 | 4--5 | 152 | 300% | 2371.786 | 97.71% | 2.108% | 0.1806% | 13.2647 | 0 | 0 | 13.2647 | 0 | 11.5146 | 0.30469 | 37.7911 | 11.5146 | 0.30469 | 37.7911 | 13.4607 | 0.35619 | 37.7911 | 0.5593% | 0.074138 | 0.073713 | 31991.6747 | 5091.6051 | 638.7369 | 26261.3327 | 31995.8893 | 0 | 0 | 31995.8893 | 0.0004374%
2028 | 307 | 307-1492R | Tier-2 | Tier-2---9 | 4--4 | 39 | 400% | 744.3133 | 92.56% | 7.329% | 0.1099% | 20.4917 | 0 | 0 | 20.4917 | 0 | 17.7881 | 0.40625 | 43.7856 | 17.7881 | 0.40625 | 43.7856 | 20.7945 | 0.47492 | 43.7856 | 2.753% | 0.057115 | 0.055416 | 13031.835 | 1966.1148 | 878.6004 | 10187.1199 | 13061.5534 | 0 | 0 | 13061.5534 | 0.0006757%
2028 | 307 | 307-1538F | Tier-2 | Tier-2---7 | 5--5 | 53 | 700% | 2407.2332 | 91.07% | 8.863% | 0.06623% | 83.9687 | 0 | 0 | 83.9687 | 0 | 72.8903 | 0.71095 | 102.5258 | 72.8903 | 0.71095 | 102.5258 | 85.2096 | 0.8311 | 102.5258 | 3.488% | 0.10098 | 0.097111 | 23839.1374 | 3538.2875 | 1900.5414 | 18400.3085 | 23923.9161 | 0 | 0 | 23923.9161 | 0.002769%
2028 | 307 | 307-1684R | Tier-1 | Non-HFTD---1 | 4--5 | 98 | 300% | 2117.8574 | 97.53% | 2.33% | 0.1416% | 18.3368 | 0 | 0 | 18.3368 | 0 | 15.9175 | 0.30469 | 52.2415 | 15.9175 | 0.30469 | 52.2415 | 18.6077 | 0.35619 | 52.2415 | 0.8658% | 0.067442 | 0.066844 | 31402.4615 | 4988.1224 | 677.5642 | 25736.7748 | 31409.4125 | 0 | 0 | 31409.4125 | 0.0006047%
2028 | 307 | 307-234R | Tier-2 | Tier-2---4 | 5--5 | 109 | 300% | 4762.848 | 95.55% | 4.384% | 0.07015% | 36.3221 | 0 | 0 | 36.3221 | 0 | 31.5299 | 0.30469 | 103.4817 | 31.5299 | 0.30469 | 103.4817 | 36.8589 | 0.35619 | 103.4817 | 0.7626% | 0.11001 | 0.10913 | 43295.9421 | 6736.6432 | 1761.8167 | 34797.4822 | 43311.4587 | 0 | 0 | 43311.4587 | 0.001198%
2028 | 308 | 308-563AE | Tier-2 | Tier-2---18 | 4--3 | 39 | 300% | 95.5263 | 19.37% | 79.9% | 0.729% | 0.41286 | 0 | 0 | 0.41286 | 0 | 0.35839 | 0.30469 | 1.1762 | 0.35839 | 0.30469 | 1.1762 | 0.41896 | 0.35619 | 1.1762 | 0.4322% | 0.03316 | 0.03242 | 2880.805 | 126.6132 | 2111.1435 | 643.0484 | 2933.8005 | 0 | 0 | 2933.8005 | 1.361e-05%
2028 | 311 | 311-1199 | Tier-2 | Tier-2---20 | 3--2 | 15 | 100% | 15.6056 | 49.38% | 48.09% | 2.529% | 0.14899 | 0 | 0 | 0.14899 | 0 | 0.12934 | 0.10156 | 1.2734 | 0.12934 | 0.10156 | 1.2734 | 0.1512 | 0.11873 | 1.2734 | 0.9547% | 0.018336 | 0.017981 | 851.1013 | 60.6306 | 426.7234 | 363.7473 | 859.5943 | 0 | 0 | 859.5943 | 4.913e-06%
2028 | 311 | 311-43 | Tier-2 | Tier-2---15 | 3--4 | 195 | 1000% | 159.8581 | 2.339% | 95.81% | 1.853% | 0.055607 | 0 | 0 | 0.055607 | 0 | 0.04827 | 1.0156 | 0.047527 | 0.04827 | 1.0156 | 0.047527 | 0.056429 | 1.1873 | 0.047527 | 0.03479% | 0.027937 | 0.027522 | 5722.0498 | 17.0566 | 5016.8041 | 688.1891 | 5806.4112 | 0 | 0 | 5806.4112 | 1.834e-06%
2028 | 312 | 312-14F | Tier-2 | Tier-2---14 | 3--4 | 53 | 300% | 202.1236 | 0.1514% | 99.59% | 0.26% | 0.0050218 | 0 | 0 | 0.0050218 | 0 | 0.0043592 | 0.30469 | 0.014307 | 0.0043592 | 0.30469 | 0.014307 | 0.005096 | 0.35619 | 0.014307 | 0.002484% | 0.018868 | 0.018558 | 10712.5091 | 15.0624 | 9630.1858 | 1067.2609 | 10891.02 | 0 | 0 | 10891.02 | 1.656e-07%
2028 | 315 | 315-485AE | Tier-2 | Tier-2---14 | 2--5 | 39 | 600% | 209.8559 | 99.5% | 0% | 0.498% | 9.3162 | 0 | 0 | 9.3162 | 0 | 8.087 | 0.60938 | 13.2709 | 8.087 | 0.60938 | 13.2709 | 9.4539 | 0.71237 | 13.2709 | 4.439% | 0.00637 | 0.0060858 | 32944.4153 | 11783.7746 | 42.3107 | 21118.3299 | 32952.0768 | 0 | 0 | 32952.0768 | 0.0003072%
2028 | 334 | 334-21 | Tier-1 | Non-HFTD---2 | 5--3 | 183 | 100% | 378.2145 | 89.09% | 9.517% | 1.396% | 0.53395 | 0 | 0 | 0.53395 | 0 | 0.46351 | 0.10156 | 4.5637 | 0.46351 | 0.10156 | 4.5637 | 0.54184 | 0.11873 | 4.5637 | 0.1412% | 0.11474 | 0.11456 | 3296.3029 | 544.604 | 266.9039 | 2484.795 | 3296.8738 | 0 | 0 | 3296.8738 | 1.761e-05%
2028 | 350 | 350-2182R | Tier-2 | Tier-2---13 | 4--3 | 15 | 100% | 302.428 | 99.27% | 0.6612% | 0.06922% | 5.8042 | 0 | 0 | 5.8042 | 0 | 5.0385 | 0.10156 | 49.6089 | 5.0385 | 0.10156 | 49.6089 | 5.89 | 0.11873 | 49.6089 | 1.919% | 0.068991 | 0.067657 | 4383.5865 | 700.445 | 25.9827 | 3657.1588 | 4384.2177 | 0 | 0 | 4384.2177 | 0.0001914%
2028 | 350 | 350-2188R | Tier-2 | Tier-2---5 | 5--5 | 565 | 7500% | 3602.0119 | 95.48% | 4.084% | 0.4314% | 132.4005 | 0 | 0 | 132.4005 | 0 | 114.9323 | 7.6173 | 15.0884 | 114.9323 | 7.6173 | 15.0884 | 134.3572 | 8.9047 | 15.0884 | 3.676% | 0.15121 | 0.14539 | 23821.2544 | 3643.7972 | 896.9251 | 19280.5321 | 23864.318 | 0 | 0 | 23864.318 | 0.004366%
2028 | 350 | 350-2192R | Tier-2 | Tier-2---2 | 5--5 | 826 | 12400% | 13871.6222 | 98.14% | 1.698% | 0.1643% | 592.6538 | 0 | 0 | 592.6538 | 0 | 514.4621 | 12.5939 | 40.8501 | 514.4621 | 12.5939 | 40.8501 | 601.4121 | 14.7224 | 40.8501 | 4.272% | 0.18928 | 0.18104 | 73287.5708 | 12530.2712 | 1204.2381 | 59553.0615 | 73349.7064 | 0 | 0 | 73349.7064 | 0.01954%
2028 | 350 | 350-2196R | Tier-2 | Tier-2---5 | 5--5 | 807 | 9800% | 5570.6857 | 96.99% | 2.589% | 0.4237% | 190.2722 | 0 | 0 | 190.2722 | 0 | 165.1687 | 9.9532 | 16.5945 | 165.1687 | 9.9532 | 16.5945 | 193.0841 | 11.6354 | 16.5945 | 3.416% | 0.19915 | 0.19213 | 27972.7323 | 4549.3249 | 680.341 | 22743.0664 | 28003.4909 | 0 | 0 | 28003.4909 | 0.006274%
2028 | 350 | 350-2201R | Tier-3 | Tier-3---4 | 5--5 | 361 | 6500% | 13521.7454 | 99.28% | 0.6466% | 0.06915% | 700.999 | 0 | 0 | 700.999 | 0 | 608.5129 | 6.6016 | 92.1761 | 608.5129 | 6.6016 | 92.1761 | 711.3585 | 7.7174 | 92.1761 | 5.184% | 0.1241 | 0.11762 | 108955.4794 | 20355.5322 | 658.7237 | 87941.2235 | 108998.4413 | 0 | 0 | 108998.4413 | 0.02312%
2028 | 350 | 350-41R | Tier-2 | Tier-2---3 | 5--5 | 475 | 5000% | 11201.3889 | 98.88% | 1.023% | 0.1021% | 338.0913 | 0 | 0 | 338.0913 | 0 | 293.4853 | 5.0782 | 57.7934 | 293.4853 | 5.0782 | 57.7934 | 343.0876 | 5.9365 | 57.7934 | 3.018% | 0.12896 | 0.12503 | 86857.3846 | 16955.532 | 989.3213 | 68912.5314 | 86888.145 | 0 | 0 | 86888.145 | 0.01115%
2028 | 351 | 351-819R | Tier-2 | Tier-2---1 | 5--5 | 341 | 4000% | 23517.4275 | 99.25% | 0.716% | 0.03401% | 794.0062 | 0 | 0 | 794.0062 | 0 | 689.2491 | 4.0625 | 169.6594 | 689.2491 | 4.0625 | 169.6594 | 805.7401 | 4.7492 | 169.6594 | 3.376% | 0.14376 | 0.13887 | 163589.7091 | 37860.9824 | 1092.4816 | 124636.245 | 163632.9165 | 0 | 0 | 163632.9165 | 0.02618%
2028 | 351 | 351-871R | Tier-3 | Tier-3---6 | 5--5 | 110 | 2500% | 9144.3124 | 99.73% | 0.2371% | 0.03256% | 601.0681 | 0 | 0 | 601.0681 | 0 | 521.7663 | 2.5391 | 205.4934 | 521.7663 | 2.5391 | 205.4934 | 609.9507 | 2.9682 | 205.4934 | 6.573% | 0.11468 | 0.10712 | 79737.0821 | 12866.5749 | 173.3661 | 66697.1411 | 79752.2539 | 0 | 0 | 79752.2539 | 0.01982%
2028 | 352 | 352-27R | Tier-3 | Tier-3---2 | 5--5 | 359 | 4800% | 18614.1823 | 99.36% | 0.5928% | 0.04664% | 717.1378 | 0 | 0 | 717.1378 | 0 | 622.5224 | 4.8751 | 127.6955 | 622.5224 | 4.8751 | 127.6955 | 727.7357 | 5.699 | 127.6955 | 3.853% | 0.11814 | 0.11355 | 157566.7738 | 32189.8213 | 867.9223 | 124509.0302 | 157607.4191 | 0 | 0 | 157607.4191 | 0.02365%
2028 | 353 | 353-1429R | Tier-2 | Tier-2---6 | 5--5 | 204 | 5300% | 9221.8022 | 97.49% | 2.457% | 0.05523% | 677.345 | 0 | 0 | 677.345 | 0 | 587.9796 | 5.3829 | 109.2316 | 587.9796 | 5.3829 | 109.2316 | 687.3549 | 6.2926 | 109.2316 | 7.345% | 0.12141 | 0.11226 | 75954.4937 | 16555.9174 | 1751.4473 | 57647.129 | 76109.9701 | 0 | 0 | 76109.9701 | 0.02234%
2028 | 353 | 353-593F | Tier-2 | Tier-2---7 | 5--5 | 56 | 100% | 2519.0591 | 99.18% | 0.76% | 0.05848% | 12.9383 | 0 | 0 | 12.9383 | 0 | 11.2313 | 0.10156 | 110.5842 | 11.2313 | 0.10156 | 110.5842 | 13.1296 | 0.11873 | 110.5842 | 0.5136% | 0.10537 | 0.10483 | 23906.1611 | 3846.0543 | 163.4883 | 19896.6185 | 23907.1797 | 0 | 0 | 23907.1797 | 0.0004267%
2028 | 353 | 353-594F | Tier-2 | Tier-2---7 | 5--5 | 25 | 100% | 2215.6498 | 99.93% | 0.02983% | 0.0378% | 25.6842 | 0 | 0 | 25.6842 | 0 | 22.2955 | 0.10156 | 219.5227 | 22.2955 | 0.10156 | 219.5227 | 26.0637 | 0.11873 | 219.5227 | 1.159% | 0.10216 | 0.10097 | 21688.8427 | 3516.9498 | 6.7126 | 18165.1803 | 21689.0148 | 0 | 0 | 21689.0148 | 0.000847%
2028 | 353 | 353-901F | Tier-2 | Tier-2---4 | 5--5 | 82 | 300% | 4555.6189 | 94.3% | 5.656% | 0.04182% | 45.58 | 0 | 0 | 45.58 | 0 | 39.5664 | 0.30469 | 129.8576 | 39.5664 | 0.30469 | 129.8576 | 46.2536 | 0.35619 | 129.8576 | 1.001% | 0.10618 | 0.10506 | 42903.6289 | 8030.1734 | 2213.8729 | 32659.5826 | 42929.8433 | 0 | 0 | 42929.8433 | 0.001503%
2028 | 353 | 353-904R | Tier-2 | Tier-2---3 | 5--5 | 181 | 4600% | 13534.4067 | 99.43% | 0.528% | 0.03951% | 991.8476 | 0 | 0 | 991.8476 | 0 | 860.9884 | 4.6719 | 184.2898 | 860.9884 | 4.6719 | 184.2898 | 1006.5052 | 5.4615 | 184.2898 | 7.328% | 0.12577 | 0.1165 | 107611.5055 | 19419.395 | 792.7842 | 87399.3263 | 107660.0938 | 0 | 0 | 107660.0938 | 0.03271%
2028 | 354 | 354-1706R | Tier-2 | Tier-2---1 | 5--5 | 481 | 8500% | 20510.2592 | 99.17% | 0.7728% | 0.06052% | 1042.3387 | 0 | 0 | 1042.3387 | 0 | 904.818 | 8.6329 | 104.8103 | 904.818 | 8.6329 | 104.8103 | 1057.7425 | 10.092 | 104.8103 | 5.082% | 0.13939 | 0.13225 | 147143.8192 | 29557.6672 | 1212.8556 | 116373.2964 | 147210.0501 | 0 | 0 | 147210.0501 | 0.03437%
2028 | 354 | 354-24AE | Tier-2 | Tier-2---4 | 4--5 | 89 | 600% | 3653.654 | 88.54% | 11.39% | 0.07412% | 63.242 | 0 | 0 | 63.242 | 0 | 54.8982 | 0.60938 | 90.0883 | 54.8982 | 0.60938 | 90.0883 | 64.1766 | 0.71237 | 90.0883 | 1.731% | 0.080555 | 0.07898 | 45356.2427 | 6500.1683 | 4749.3039 | 34106.7705 | 45459.9274 | 0 | 0 | 45459.9274 | 0.002085%
2028 | 355 | 355-41R | Tier-2 | Tier-2---6 | 4--5 | 226 | 2100% | 7500.5861 | 98.5% | 1.439% | 0.05987% | 199.0874 | 0 | 0 | 199.0874 | 0 | 172.8208 | 2.1328 | 81.0287 | 172.8208 | 2.1328 | 81.0287 | 202.0295 | 2.4933 | 81.0287 | 2.654% | 0.092253 | 0.089767 | 81304.346 | 12979.0487 | 1073.0006 | 67252.2967 | 81338.1016 | 0 | 0 | 81338.1016 | 0.006565%
2028 | 356 | 356-16R | Tier-2 | Tier-2---4 | 4--5 | 216 | 1100% | 5437.4375 | 98.14% | 1.781% | 0.0775% | 78.8103 | 0 | 0 | 78.8103 | 0 | 68.4125 | 1.1172 | 61.2357 | 68.4125 | 1.1172 | 61.2357 | 79.975 | 1.306 | 61.2357 | 1.449% | 0.090754 | 0.089414 | 59914.026 | 11488.6365 | 1202.6478 | 47222.7417 | 59930.7189 | 0 | 0 | 59930.7189 | 0.002599%
2028 | 356 | 356-19R | Tier-3 | Tier-3---8 | 5--5 | 736 | 6100% | 16012.7864 | 97.76% | 2.145% | 0.09187% | 376.2624 | 0 | 0 | 376.2624 | 0 | 326.6203 | 6.1954 | 52.72 | 326.6203 | 6.1954 | 52.72 | 381.8228 | 7.2425 | 52.72 | 2.35% | 0.16775 | 0.16372 | 95453.8626 | 17291.24 | 1933.3613 | 76229.2613 | 95506.4526 | 0 | 0 | 95506.4526 | 0.01241%
2028 | 356 | 356-30AE | Tier-3 | Tier-3---6 | 5--5 | 730 | 5700% | 9294.6751 | 95.41% | 4.438% | 0.1505% | 200.8102 | 0 | 0 | 200.8102 | 0 | 174.3163 | 5.7891 | 30.111 | 174.3163 | 5.7891 | 30.111 | 203.7778 | 6.7676 | 30.111 | 2.16% | 0.14106 | 0.13786 | 65892.3901 | 11916.7444 | 2728.2388 | 51247.4069 | 65962.4365 | 0 | 0 | 65962.4365 | 0.006622%
2028 | 357 | 357-1299R | Tier-3 | Tier-3---9 | 5--5 | 48 | 100% | 5098.7328 | 99.68% | 0.2892% | 0.03002% | 30.7065 | 0 | 0 | 30.7065 | 0 | 26.6553 | 0.10156 | 262.4488 | 26.6553 | 0.10156 | 262.4488 | 31.1603 | 0.11873 | 262.4488 | 0.6022% | 0.2409 | 0.23945 | 21164.9633 | 3980.007 | 56.5395 | 17128.4168 | 21165.374 | 0 | 0 | 21165.374 | 0.001013%
2028 | 357 | 357-2047F | Tier-2 | Tier-2---10 | 5--4 | 17 | 600% | 878.9304 | 95.49% | 4.482% | 0.03213% | 85.8997 | 0 | 0 | 85.8997 | 0 | 74.5666 | 0.60938 | 122.3643 | 74.5666 | 0.60938 | 122.3643 | 87.1692 | 0.71237 | 122.3643 | 9.773% | 0.14128 | 0.12682 | 6221.0361 | 965.311 | 255.5825 | 5000.1426 | 6253.0601 | 0 | 0 | 6253.0601 | 0.002833%
2028 | 357 | 357-2049F | Tier-3 | Tier-3---8 | 5--5 | 271 | 4000% | 16869.708 | 98.79% | 1.184% | 0.02933% | 713.3351 | 0 | 0 | 713.3351 | 0 | 619.2214 | 4.0625 | 152.422 | 619.2214 | 4.0625 | 152.422 | 723.8769 | 4.7492 | 152.422 | 4.228% | 0.18286 | 0.17504 | 92253.2607 | 17311.1307 | 1006.4282 | 73935.7018 | 92303.3252 | 0 | 0 | 92303.3252 | 0.02352%
2028 | 357 | 357-45R | Tier-3 | Tier-3---8 | 5--5 | 363 | 2800% | 17696.7525 | 97.47% | 2.478% | 0.04808% | 385.8627 | 0 | 0 | 385.8627 | 0 | 334.954 | 2.8438 | 117.7847 | 334.954 | 2.8438 | 117.7847 | 391.565 | 3.3244 | 117.7847 | 2.18% | 0.18538 | 0.18123 | 95462.1405 | 19005.7771 | 2236.2758 | 74220.0876 | 95517.31 | 0 | 0 | 95517.31 | 0.01272%
2028 | 357 | 357-50R | Tier-3 | Tier-3---4 | 5--5 | 383 | 4000% | 10432.4887 | 97.04% | 2.884% | 0.07824% | 306.6124 | 0 | 0 | 306.6124 | 0 | 266.1595 | 4.0625 | 65.5155 | 266.1595 | 4.0625 | 65.5155 | 311.1435 | 4.7492 | 65.5155 | 2.939% | 0.14913 | 0.14461 | 69957.169 | 13067.3057 | 1874.1098 | 55015.7535 | 70021.8848 | 0 | 0 | 70021.8848 | 0.01011%
2028 | 357 | 357-750R | Tier-2 | Tier-2---2 | 5--5 | 272 | 4300% | 11757.6254 | 97.81% | 2.143% | 0.05143% | 527.2081 | 0 | 0 | 527.2081 | 0 | 457.651 | 4.3672 | 104.7919 | 457.651 | 4.3672 | 104.7919 | 534.9993 | 5.1053 | 104.7919 | 4.484% | 0.171 | 0.16316 | 68756.8371 | 13656.9609 | 1362.3102 | 53737.566 | 68829.3235 | 0 | 0 | 68829.3235 | 0.01739%
2028 | 358 | 358-682F | Tier-3 | Tier-3---3 | 5--5 | 344 | 2100% | 37602.1184 | 98.59% | 1.386% | 0.02088% | 656.3225 | 0 | 0 | 656.3225 | 0 | 569.7307 | 2.1328 | 267.1235 | 569.7307 | 2.1328 | 267.1235 | 666.0217 | 2.4933 | 267.1235 | 1.745% | 0.54241 | 0.53281 | 69323.599 | 12097.0224 | 871.8787 | 56354.6979 | 69341.1778 | 0 | 0 | 69341.1778 | 0.02164%
2028 | 362 | 362-47F | Tier-1 | Non-HFTD---3 | 4--3 | 650 | 4700% | 174.2726 | 36.5% | 57.41% | 6.096% | 1.3337 | 0 | 0 | 1.3337 | 0 | 1.1578 | 4.7735 | 0.24254 | 1.1578 | 4.7735 | 0.24254 | 1.3534 | 5.5803 | 0.24254 | 0.7653% | 0.049116 | 0.048086 | 3548.1987 | 294.627 | 1994.8222 | 1258.7495 | 3596.4588 | 0 | 0 | 3596.4588 | 4.398e-05%
2028 | 393 | 393-14R | Tier-2 | Tier-2---10 | 5--4 | 76 | 300% | 924.8041 | 18.79% | 81.02% | 0.1888% | 1.9889 | 0 | 0 | 1.9889 | 0 | 1.7265 | 0.30469 | 5.6665 | 1.7265 | 0.30469 | 5.6665 | 2.0183 | 0.35619 | 5.6665 | 0.2151% | 0.10079 | 0.099639 | 9175.2809 | 449.6615 | 6823.2178 | 1902.4016 | 9261.5686 | 0 | 0 | 9261.5686 | 6.559e-05%
2028 | 396 | 396-699R | Tier-2 | Tier-2---5 | 5--5 | 748 | 11700% | 3136.9517 | 88.18% | 11.4% | 0.4202% | 125.4764 | 0 | 0 | 125.4764 | 0 | 108.9217 | 11.8829 | 9.1662 | 108.9217 | 11.8829 | 9.1662 | 127.3307 | 13.8913 | 9.1662 | 4% | 0.15664 | 0.14953 | 20026.8881 | 3486.3931 | 2134.8995 | 14405.5955 | 20139.3638 | 0 | 0 | 20139.3638 | 0.004138%
2028 | 411 | 411-1873R | Tier-2 | Tier-2---7 | 4--5 | 342 | 4000% | 1857.5393 | 97.83% | 1.797% | 0.3696% | 61.6394 | 0 | 0 | 61.6394 | 0 | 53.507 | 4.0625 | 13.1708 | 53.507 | 4.0625 | 13.1708 | 62.5503 | 4.7492 | 13.1708 | 3.318% | 0.04682 | 0.045232 | 39673.886 | 7004.2078 | 901.7535 | 31767.9247 | 39704.0615 | 0 | 0 | 39704.0615 | 0.002033%
2028 | 411 | 411-30R | Tier-3 | Tier-3---6 | 5--5 | 856 | 11000% | 6370.0414 | 98.47% | 1.262% | 0.272% | 233.7464 | 0 | 0 | 233.7464 | 0 | 202.9071 | 11.172 | 18.1621 | 202.9071 | 11.172 | 18.1621 | 237.2008 | 13.0602 | 18.1621 | 3.669% | 0.10309 | 0.099251 | 61789.3921 | 12748.9007 | 821.0259 | 48219.4655 | 61826.085 | 0 | 0 | 61826.085 | 0.007708%
2028 | 411 | 411-47R | Tier-2 | Tier-2---9 | 4--5 | 459 | 400% | 1350.4062 | 95.97% | 3.342% | 0.6845% | 3.2754 | 0 | 0 | 3.2754 | 0 | 2.8433 | 0.40625 | 6.9987 | 2.8433 | 0.40625 | 6.9987 | 3.3238 | 0.47492 | 6.9987 | 0.2425% | 0.063274 | 0.063114 | 21342.1296 | 4038.9634 | 957.9305 | 16345.2356 | 21344.3065 | 0 | 0 | 21344.3065 | 0.000108%
2028 | 441 | 441-23R | Tier-3 | Tier-3---11 | 5--4 | 84 | 700% | 3518.0204 | 97.45% | 2.468% | 0.07959% | 82.8531 | 0 | 0 | 82.8531 | 0 | 71.9219 | 0.71095 | 101.1638 | 71.9219 | 0.71095 | 101.1638 | 84.0775 | 0.8311 | 101.1638 | 2.355% | 0.54783 | 0.53459 | 6421.7327 | 899.4842 | 135.0433 | 5387.2052 | 6425.7838 | 0 | 0 | 6425.7838 | 0.002732%
2028 | 441 | 441-279R | Tier-3 | Tier-3---18 | 5--2 | 48 | 100% | 582.1633 | 91.34% | 8.391% | 0.2732% | 3.2125 | 0 | 0 | 3.2125 | 0 | 2.7886 | 0.10156 | 27.4571 | 2.7886 | 0.10156 | 27.4571 | 3.26 | 0.11873 | 27.4571 | 0.5518% | 0.53527 | 0.53204 | 1087.6056 | 130.7987 | 72.799 | 884.0079 | 1088.1784 | 0 | 0 | 1088.1784 | 0.0001059%
2028 | 441 | 441-27R | Tier-3 | Tier-3---9 | 5--4 | 133 | 600% | 4750.1268 | 98% | 1.916% | 0.08125% | 60.9032 | 0 | 0 | 60.9032 | 0 | 52.8679 | 0.60938 | 86.7567 | 52.8679 | 0.60938 | 86.7567 | 61.8032 | 0.71237 | 86.7567 | 1.282% | 0.55752 | 0.55023 | 8520.0828 | 1214.2934 | 144.8205 | 7160.9689 | 8522.3388 | 0 | 0 | 8522.3388 | 0.002008%
2028 | 441 | 441-30R | Tier-3 | Tier-3---9 | 5--4 | 101 | 2200% | 5348.8774 | 98.57% | 1.364% | 0.06326% | 333.056 | 0 | 0 | 333.056 | 0 | 289.1143 | 2.2344 | 129.3924 | 289.1143 | 2.2344 | 129.3924 | 337.978 | 2.612 | 129.3924 | 6.227% | 0.55519 | 0.52012 | 9634.2631 | 1376.8977 | 118.4218 | 8138.9436 | 9643.537 | 0 | 0 | 9643.537 | 0.01098%
2028 | 442 | 442-16R | Tier-3 | Tier-3---14 | 5--3 | 201 | 1400% | 1834.9376 | 96.09% | 3.534% | 0.3793% | 35.6136 | 0 | 0 | 35.6136 | 0 | 30.9149 | 1.4219 | 21.7421 | 30.9149 | 1.4219 | 21.7421 | 36.1399 | 1.6622 | 21.7421 | 1.941% | 0.45792 | 0.44867 | 4007.1227 | 501.0309 | 121.8682 | 3384.2237 | 4010.3552 | 0 | 0 | 4010.3552 | 0.001174%
2028 | 442 | 442-509R | Tier-3 | Tier-3---15 | 5--3 | 145 | 400% | 852.9261 | 84.92% | 14.72% | 0.3553% | 5.7948 | 0 | 0 | 5.7948 | 0 | 5.0302 | 0.40625 | 12.382 | 5.0302 | 0.40625 | 12.382 | 5.8804 | 0.47492 | 12.382 | 0.6794% | 0.36954 | 0.36659 | 2308.0588 | 278.8986 | 306.2936 | 1722.8667 | 2310.8649 | 0 | 0 | 2310.8649 | 0.0001911%
2028 | 442 | 442-525 | Tier-3 | Tier-3---18 | 5--2 | 144 | 600% | 526.1263 | 57.95% | 41.57% | 0.4783% | 3.6843 | 0 | 0 | 3.6843 | 0 | 3.1982 | 0.60938 | 5.2482 | 3.1982 | 0.60938 | 5.2482 | 3.7387 | 0.71237 | 5.2482 | 0.7003% | 0.36155 | 0.35718 | 1455.1925 | 118.5768 | 543.1524 | 793.4634 | 1462.6764 | 0 | 0 | 1462.6764 | 0.0001215%
2028 | 442 | 442-728R | Tier-3 | Tier-3---5 | 5--5 | 763 | 1700% | 11572.221 | 88.48% | 11.4% | 0.1243% | 66.1555 | 0 | 0 | 66.1555 | 0 | 57.4273 | 1.7266 | 33.2607 | 57.4273 | 1.7266 | 33.2607 | 67.1332 | 2.0184 | 33.2607 | 0.5717% | 0.35802 | 0.3557 | 32323.0144 | 5419.0959 | 3368.3532 | 23535.5653 | 32347.2382 | 0 | 0 | 32347.2382 | 0.002182%
2028 | 442 | 442-758F | Tier-3 | Tier-3---18 | 5--2 | 25 | 100% | 549.9829 | 98.93% | 0.9134% | 0.161% | 6.3113 | 0 | 0 | 6.3113 | 0 | 5.4786 | 0.10156 | 53.9424 | 5.4786 | 0.10156 | 53.9424 | 6.4045 | 0.11873 | 53.9424 | 1.148% | 0.35119 | 0.34711 | 1566.0749 | 220.1383 | 11.599 | 1334.3376 | 1566.2724 | 0 | 0 | 1566.2724 | 0.0002081%
2028 | 442 | 442-764R | Tier-3 | Tier-3---18 | 5--2 | 74 | 100% | 474.7376 | 91.31% | 8.325% | 0.3651% | 1.6988 | 0 | 0 | 1.6988 | 0 | 1.4747 | 0.10156 | 14.5195 | 1.4747 | 0.10156 | 14.5195 | 1.7239 | 0.11873 | 14.5195 | 0.3578% | 0.35448 | 0.35309 | 1339.2423 | 150.4184 | 101.5124 | 1087.3115 | 1339.7002 | 0 | 0 | 1339.7002 | 5.602e-05%
2028 | 444 | 444-15R | Tier-2 | Tier-2---13 | 5--3 | 122 | 300% | 333.8465 | 96.62% | 2.31% | 1.072% | 2.3002 | 0 | 0 | 2.3002 | 0 | 1.9967 | 0.30469 | 6.5532 | 1.9967 | 0.30469 | 6.5532 | 2.3342 | 0.35619 | 6.5532 | 0.689% | 0.14886 | 0.1478 | 2242.6726 | 267.3076 | 49.2808 | 1926.0842 | 2243.2174 | 0 | 0 | 2243.2174 | 7.585e-05%
2028 | 444 | 444-43R | Tier-2 | Tier-2---5 | 5--5 | 403 | 1700% | 3413.8137 | 97.67% | 1.995% | 0.3352% | 40.789 | 0 | 0 | 40.789 | 0 | 35.4075 | 1.7266 | 20.5073 | 35.4075 | 1.7266 | 20.5073 | 41.3918 | 2.0184 | 20.5073 | 1.195% | 0.2124 | 0.2098 | 16072.3576 | 2078.7289 | 404.7694 | 13588.8592 | 16076.9953 | 0 | 0 | 16076.9953 | 0.001345%
2028 | 444 | 444-9R | Tier-2 | Tier-2---11 | 5--3 | 465 | 4800% | 571.2373 | 70.71% | 27.93% | 1.361% | 12.0913 | 0 | 0 | 12.0913 | 0 | 10.496 | 4.8751 | 2.153 | 10.496 | 4.8751 | 2.153 | 12.27 | 5.699 | 2.153 | 2.117% | 0.1488 | 0.14434 | 3839.0169 | 360.2149 | 1019.4785 | 2459.3235 | 3873.7188 | 0 | 0 | 3873.7188 | 0.0003987%
2028 | 445 | 445-1311R | Tier-3 | Tier-3---5 | 5--5 | 337 | 3000% | 9632.5907 | 94.96% | 4.965% | 0.07823% | 236.135 | 0 | 0 | 236.135 | 0 | 204.9806 | 3.0469 | 67.2749 | 204.9806 | 3.0469 | 67.2749 | 239.6246 | 3.5619 | 67.2749 | 2.451% | 0.53792 | 0.52403 | 17907.0399 | 2661.5807 | 811.6698 | 14433.7894 | 17930.97 | 0 | 0 | 17930.97 | 0.007787%
2028 | 445 | 445-1325F | Tier-2 | Tier-2---2 | 5--4 | 220 | 3200% | 7250.7229 | 96.11% | 3.805% | 0.08959% | 293.9367 | 0 | 0 | 293.9367 | 0 | 255.1562 | 3.25 | 78.5087 | 255.1562 | 3.25 | 78.5087 | 298.2805 | 3.7993 | 78.5087 | 4.054% | 0.57356 | 0.54937 | 12641.5766 | 1855.057 | 431.2255 | 10355.2942 | 12663.2597 | 0 | 0 | 12663.2597 | 0.009693%
2028 | 445 | 445-17R | Tier-2 | Tier-2---8 | 5--3 | 97 | 2200% | 1603.5562 | 88.72% | 11.16% | 0.1231% | 93.5747 | 0 | 0 | 93.5747 | 0 | 81.229 | 2.2344 | 36.3538 | 81.229 | 2.2344 | 36.3538 | 94.9576 | 2.612 | 36.3538 | 5.835% | 0.53426 | 0.49912 | 3001.4248 | 392.7995 | 299.0437 | 2309.5816 | 3025.2591 | 0 | 0 | 3025.2591 | 0.003086%
2028 | 445 | 445-18R | Tier-2 | Tier-2---2 | 5--5 | 526 | 16300% | 10619.7967 | 95.69% | 4.18% | 0.1317% | 913.2152 | 0 | 0 | 913.2152 | 0 | 792.7303 | 16.5549 | 47.885 | 792.7303 | 16.5549 | 47.885 | 926.7108 | 19.3528 | 47.885 | 8.599% | 0.6048 | 0.55044 | 17559.3271 | 2475.3162 | 661.1087 | 14422.9022 | 17634.0907 | 0 | 0 | 17634.0907 | 0.03011%
2028 | 445 | 445-19R | Tier-2 | Tier-2---8 | 5--3 | 238 | 700% | 1766.7037 | 84.73% | 14.9% | 0.3714% | 12.7674 | 0 | 0 | 12.7674 | 0 | 11.083 | 0.71095 | 15.5891 | 11.083 | 0.71095 | 15.5891 | 12.9561 | 0.8311 | 15.5891 | 0.7227% | 0.56527 | 0.56045 | 3125.4156 | 351.5514 | 420.2841 | 2353.5801 | 3129.5221 | 0 | 0 | 3129.5221 | 0.000421%
2028 | 445 | 445-39R | Tier-2 | Tier-2---5 | 5--4 | 246 | 1100% | 3678.5807 | 87.54% | 12.33% | 0.1304% | 41.7587 | 0 | 0 | 41.7587 | 0 | 36.2492 | 1.1172 | 32.4465 | 36.2492 | 1.1172 | 32.4465 | 42.3758 | 1.306 | 32.4465 | 1.135% | 0.48997 | 0.48361 | 7507.8253 | 962.2168 | 887.8643 | 5657.7442 | 7520.1146 | 0 | 0 | 7520.1146 | 0.001377%
2028 | 445 | 445-894R | Tier-2 | Tier-2---5 | 5--4 | 587 | 1000% | 4421.0024 | 88.12% | 11.51% | 0.3702% | 19.2469 | 0 | 0 | 19.2469 | 0 | 16.7076 | 1.0156 | 16.4504 | 16.7076 | 1.0156 | 16.4504 | 19.5314 | 1.1873 | 16.4504 | 0.4354% | 0.63526 | 0.63212 | 6959.394 | 786.5248 | 728.3164 | 5444.5527 | 6963.4984 | 0 | 0 | 6963.4984 | 0.0006347%
2028 | 448 | 448-47R | Tier-3 | Tier-3---14 | 5--3 | 184 | 800% | 2612.2711 | 91.91% | 7.885% | 0.2065% | 30.2723 | 0 | 0 | 30.2723 | 0 | 26.2783 | 0.81251 | 32.3422 | 26.2783 | 0.81251 | 32.3422 | 30.7196 | 0.94983 | 32.3422 | 1.159% | 0.62882 | 0.62089 | 4154.2404 | 551.1168 | 295.8527 | 3307.2709 | 4158.5327 | 0 | 0 | 4158.5327 | 0.0009983%
2028 | 448 | 448-714R | Tier-3 | Tier-3---14 | 5--3 | 314 | 1100% | 2119.752 | 55.7% | 43.96% | 0.3458% | 11.9946 | 0 | 0 | 11.9946 | 0 | 10.4121 | 1.1172 | 9.3198 | 10.4121 | 1.1172 | 9.3198 | 12.1719 | 1.306 | 9.3198 | 0.5659% | 0.46343 | 0.45872 | 4574.0639 | 348.1722 | 1808.8383 | 2417.0534 | 4594.8619 | 0 | 0 | 4594.8619 | 0.0003955%
2028 | 448 | 448-724R | Tier-3 | Tier-3---18 | 5--2 | 202 | 1400% | 520.639 | 76.18% | 22.78% | 1.038% | 7.9722 | 0 | 0 | 7.9722 | 0 | 6.9204 | 1.4219 | 4.867 | 6.9204 | 1.4219 | 4.867 | 8.09 | 1.6622 | 4.867 | 1.531% | 0.55035 | 0.53929 | 946.0153 | 77.3726 | 193.0689 | 675.5738 | 950.6365 | 0 | 0 | 950.6365 | 0.0002629%
2028 | 448 | 448-735R | Tier-3 | Tier-3---18 | 5--2 | 170 | 100% | 630.7627 | 79.12% | 20.09% | 0.7869% | 0.85136 | 0 | 0 | 0.85136 | 0 | 0.73904 | 0.10156 | 7.2766 | 0.73904 | 0.10156 | 7.2766 | 0.86394 | 0.11873 | 7.2766 | 0.135% | 0.54202 | 0.54109 | 1163.7353 | 117.1961 | 208.0615 | 838.4777 | 1164.1504 | 0 | 0 | 1164.1504 | 2.807e-05%
2028 | 448 | 448-744R | Tier-3 | Tier-3---7 | 5--5 | 717 | 2200% | 9104.5616 | 91.68% | 8.126% | 0.1928% | 74.2749 | 0 | 0 | 74.2749 | 0 | 64.4755 | 2.2344 | 28.8558 | 64.4755 | 2.2344 | 28.8558 | 75.3726 | 2.612 | 28.8558 | 0.8158% | 0.49442 | 0.49002 | 18414.705 | 2487.6549 | 1363.4523 | 14563.5979 | 18428.4579 | 0 | 0 | 18428.4579 | 0.002449%
2028 | 448 | 448-9R | Tier-3 | Tier-3---9 | 5--4 | 413 | 800% | 5644.8109 | 93.43% | 6.384% | 0.1906% | 29.6246 | 0 | 0 | 29.6246 | 0 | 25.7161 | 0.81251 | 31.6502 | 25.7161 | 0.81251 | 31.6502 | 30.0624 | 0.94983 | 31.6502 | 0.5248% | 0.54394 | 0.54088 | 10377.639 | 1411.4395 | 624.4235 | 8341.776 | 10381.4933 | 0 | 0 | 10381.4933 | 0.0009769%
2028 | 449 | 449-13R | Tier-3 | Tier-3---7 | 5--5 | 557 | 7100% | 6729.9647 | 90.49% | 9.346% | 0.1629% | 225.1232 | 0 | 0 | 225.1232 | 0 | 195.4216 | 7.211 | 27.1004 | 195.4216 | 7.211 | 27.1004 | 228.4501 | 8.4298 | 27.1004 | 3.345% | 0.28234 | 0.2719 | 23836.2998 | 3539.8627 | 2045.1194 | 18251.3177 | 23923.3008 | 0 | 0 | 23923.3008 | 0.007424%
2028 | 449 | 449-16R | Tier-3 | Tier-3---15 | 5--4 | 72 | 700% | 1495.5065 | 96.97% | 2.927% | 0.1006% | 40.8883 | 0 | 0 | 40.8883 | 0 | 35.4937 | 0.71095 | 49.9247 | 35.4937 | 0.71095 | 49.9247 | 41.4926 | 0.8311 | 49.9247 | 2.734% | 0.23738 | 0.23069 | 6300.0313 | 977.5714 | 169.5858 | 5152.8741 | 6305.5654 | 0 | 0 | 6305.5654 | 0.001348%
2028 | 449 | 449-683 | Tier-3 | Tier-3---18 | 5--3 | 26 | 800% | 625.3129 | 96.7% | 3.156% | 0.1473% | 53.9539 | 0 | 0 | 53.9539 | 0 | 46.8355 | 0.81251 | 57.6431 | 46.8355 | 0.81251 | 57.6431 | 54.7513 | 0.94983 | 57.6431 | 8.628% | 0.34581 | 0.31495 | 1808.2683 | 247.0492 | 45.475 | 1515.7441 | 1814.1207 | 0 | 0 | 1814.1207 | 0.001779%
2028 | 449 | 449-693R | Tier-3 | Tier-3---9 | 5--5 | 165 | 1500% | 5260.7056 | 98.77% | 1.153% | 0.07468% | 136.9893 | 0 | 0 | 136.9893 | 0 | 118.9156 | 1.5235 | 78.0566 | 118.9156 | 1.5235 | 78.0566 | 139.0137 | 1.7809 | 78.0566 | 2.604% | 0.26107 | 0.25419 | 20150.463 | 3063.9091 | 212.3063 | 16874.2476 | 20157.1591 | 0 | 0 | 20157.1591 | 0.004517%
2028 | 449 | 449-6R | Tier-3 | Tier-3---14 | 5--4 | 161 | 1000% | 2320.0162 | 95.55% | 4.318% | 0.1352% | 39.9283 | 0 | 0 | 39.9283 | 0 | 34.6604 | 1.0156 | 34.1268 | 34.6604 | 1.0156 | 34.1268 | 40.5184 | 1.1873 | 34.1268 | 1.721% | 0.24779 | 0.24332 | 9362.9076 | 1355.2687 | 401.1593 | 7606.4796 | 9370.555 | 0 | 0 | 9370.555 | 0.001317%
2028 | 450 | 450-1850 | Tier-2 | Tier-2---13 | 4--3 | 18 | 100% | 296.7138 | 97.11% | 2.719% | 0.1664% | 4.6425 | 0 | 0 | 4.6425 | 0 | 4.03 | 0.10156 | 39.6792 | 4.03 | 0.10156 | 39.6792 | 4.7111 | 0.11873 | 39.6792 | 1.565% | 0.073712 | 0.072525 | 4025.2898 | 636.7638 | 101.4909 | 3287.0352 | 4027.1916 | 0 | 0 | 4027.1916 | 0.0001531%
2028 | 450 | 450-1851F | Tier-2 | Tier-2---3 | 5--5 | 209 | 3200% | 8274.1225 | 99.23% | 0.7168% | 0.05235% | 364.5611 | 0 | 0 | 364.5611 | 0 | 316.4628 | 3.25 | 97.3721 | 316.4628 | 3.25 | 97.3721 | 369.9486 | 3.7993 | 97.3721 | 4.406% | 0.099477 | 0.09506 | 83176.2362 | 24640.5992 | 545.9556 | 57989.6815 | 83205.9622 | 0 | 0 | 83205.9622 | 0.01202%
2028 | 450 | 450-1853F | Tier-2 | Tier-2---10 | 4--4 | 44 | 1800% | 792.2018 | 92.77% | 7.138% | 0.09408% | 87.1873 | 0 | 0 | 87.1873 | 0 | 75.6842 | 1.8281 | 41.3995 | 75.6842 | 1.8281 | 41.3995 | 88.4757 | 2.1371 | 41.3995 | 11.01% | 0.075291 | 0.066359 | 10521.8374 | 1586.5914 | 691.3436 | 8243.9024 | 10624.2604 | 0 | 0 | 10624.2604 | 0.002875%
2028 | 450 | 450-1854 | Tier-2 | Tier-2---9 | 4--4 | 70 | 1700% | 1132.2887 | 95.25% | 4.625% | 0.1242% | 75.9584 | 0 | 0 | 75.9584 | 0 | 65.9369 | 1.7266 | 38.1892 | 65.9369 | 1.7266 | 38.1892 | 77.0809 | 2.0184 | 38.1892 | 6.708% | 0.079085 | 0.073515 | 14317.3642 | 2563.412 | 613.0615 | 11140.8906 | 14368.8782 | 0 | 0 | 14368.8782 | 0.002505%
2028 | 452 | 452-1404F | Tier-2 | Tier-2---12 | 1--5 | 20 | 300% | 625.5425 | 99.9% | 0% | 0.09615% | 27.1849 | 0 | 0 | 27.1849 | 0 | 23.5983 | 0.30469 | 77.45 | 23.5983 | 0.30469 | 77.45 | 27.5867 | 0.35619 | 77.45 | 4.346% | 0.0036434 | 0.0034849 | 171691.9583 | 40882.2121 | 22.2295 | 130787.5168 | 171699.4657 | 0 | 0 | 171699.4657 | 0.0008965%
2028 | 452 | 452-38AE | Tier-2 | Tier-2---4 | 2--5 | 71 | 400% | 2823.7515 | 99.93% | 0% | 0.06613% | 46.104 | 0 | 0 | 46.104 | 0 | 40.0213 | 0.40625 | 98.5129 | 40.0213 | 0.40625 | 98.5129 | 46.7854 | 0.47492 | 98.5129 | 1.633% | 0.011395 | 0.011209 | 247801.8355 | 52326.7791 | 24.6712 | 195450.3852 | 247804.5573 | 0 | 0 | 247804.5573 | 0.00152%
2028 | 454 | 454-48F | Tier-2 | Tier-2---4 | 4--5 | 53 | 2100% | 3441.1661 | 99.7% | 0.2542% | 0.04705% | 394.2183 | 0 | 0 | 394.2183 | 0 | 342.2072 | 2.1328 | 160.447 | 342.2072 | 2.1328 | 160.447 | 400.0441 | 2.4933 | 160.447 | 11.46% | 0.085487 | 0.075664 | 40253.7717 | 13127.3131 | 90.5163 | 27035.9424 | 40269.5147 | 0 | 0 | 40269.5147 | 0.013%
2028 | 463 | 463-1229 | Tier-2 | Tier-2---9 | 5--4 | 231 | 1000% | 1378.3182 | 99.02% | 0.574% | 0.4088% | 17.1335 | 0 | 0 | 17.1335 | 0 | 14.873 | 1.0156 | 14.644 | 14.873 | 1.0156 | 14.644 | 17.3867 | 1.1873 | 14.644 | 1.243% | 0.096723 | 0.095509 | 14250.1892 | 3311.1583 | 71.0827 | 10867.9482 | 14251.9697 | 0 | 0 | 14251.9697 | 0.000565%
2028 | 470 | 470-40AE | Tier-2 | Tier-2---4 | 4--5 | 142 | 1700% | 5264.9688 | 98.33% | 1.599% | 0.07273% | 179.7356 | 0 | 0 | 179.7356 | 0 | 156.0222 | 1.7266 | 90.3648 | 156.0222 | 1.7266 | 90.3648 | 182.3917 | 2.0184 | 90.3648 | 3.414% | 0.091034 | 0.087873 | 57835.1917 | 10044.8198 | 839.6266 | 46950.7453 | 57869.9602 | 0 | 0 | 57869.9602 | 0.005927%
2028 | 470 | 470-47R | Tier-3 | Tier-3---2 | 5--5 | 534 | 2400% | 16740.3912 | 99.37% | 0.5365% | 0.09319% | 216.8154 | 0 | 0 | 216.8154 | 0 | 188.2099 | 2.4375 | 77.2135 | 188.2099 | 2.4375 | 77.2135 | 220.0195 | 2.8495 | 77.2135 | 1.295% | 0.16225 | 0.16014 | 103174.1084 | 18151.9385 | 504.5592 | 84517.6107 | 103182.6881 | 0 | 0 | 103182.6881 | 0.00715%
2028 | 471 | 471-36F | Tier-2 | Tier-2---4 | 4--5 | 128 | 100% | 4253.6671 | 94.96% | 4.983% | 0.06005% | 9.1512 | 0 | 0 | 9.1512 | 0 | 7.9439 | 0.10156 | 78.2157 | 7.9439 | 0.10156 | 78.2157 | 9.2865 | 0.11873 | 78.2157 | 0.2151% | 0.093079 | 0.092868 | 45699.6343 | 7333.0142 | 2085.1053 | 36281.5148 | 45704.8673 | 0 | 0 | 45704.8673 | 0.0003018%
2028 | 492 | 492-1090F | Tier-1 | Non-HFTD---8 | 3--2 | 134 | 300% | 34.6286 | 4.526% | 88.49% | 6.986% | 0.010176 | 0 | 0 | 0.010176 | 0 | 0.0088333 | 0.30469 | 0.028991 | 0.0088333 | 0.30469 | 0.028991 | 0.010326 | 0.35619 | 0.028991 | 0.02939% | 0.023375 | 0.023223 | 1481.4265 | 7.0789 | 1228.0468 | 246.3007 | 1490.6694 | 0 | 0 | 1490.6694 | 3.356e-07%
2028 | 492 | 492-14R | Tier-1 | Non-HFTD---2 | 4--3 | 453 | 400% | 216.5783 | 3.253% | 93.45% | 3.298% | 0.018043 | 0 | 0 | 0.018043 | 0 | 0.015662 | 0.40625 | 0.038553 | 0.015662 | 0.40625 | 0.038553 | 0.018309 | 0.47492 | 0.038553 | 0.008331% | 0.045206 | 0.045091 | 4790.8774 | 21.0243 | 4182.3297 | 587.5234 | 4802.7768 | 0 | 0 | 4802.7768 | 5.95e-07%
2028 | 501 | 501-786 | Tier-2 | Tier-2---14 | 2--5 | 23 | 100% | 204.0835 | 99.63% | 0% | 0.368% | 2.5638 | 0 | 0 | 2.5638 | 0 | 2.2255 | 0.10156 | 21.9125 | 2.2255 | 0.10156 | 21.9125 | 2.6016 | 0.11873 | 21.9125 | 1.256% | 0.0050324 | 0.0049689 | 40553.9202 | 6567.6362 | 21.2746 | 33965.0094 | 40555.8261 | 0 | 0 | 40555.8261 | 8.454e-05%
2028 | 520 | 520-1045R | Tier-2 | Tier-2---5 | 5--4 | 180 | 1700% | 2978.814 | 97.34% | 2.471% | 0.184% | 79.42 | 0 | 0 | 79.42 | 0 | 68.9418 | 1.7266 | 39.9296 | 68.9418 | 1.7266 | 39.9296 | 80.5937 | 2.0184 | 39.9296 | 2.666% | 0.26824 | 0.26089 | 11105.2066 | 1577.7553 | 240.9549 | 9286.4963 | 11113.5103 | 0 | 0 | 11113.5103 | 0.002619%
2028 | 520 | 520-10R | Tier-2 | Tier-2---7 | 4--5 | 155 | 1800% | 1478.7446 | 97.97% | 1.759% | 0.2664% | 48.7914 | 0 | 0 | 48.7914 | 0 | 42.3542 | 1.8281 | 23.1678 | 42.3542 | 1.8281 | 23.1678 | 49.5125 | 2.1371 | 23.1678 | 3.3% | 0.046043 | 0.044493 | 32116.3215 | 6760.2491 | 666.312 | 24689.7604 | 32138.9962 | 0 | 0 | 32138.9962 | 0.001609%
2028 | 520 | 520-1489R | Tier-2 | Tier-2---8 | 5--5 | 408 | 2600% | 2637.9338 | 96.76% | 2.798% | 0.4462% | 47.1688 | 0 | 0 | 47.1688 | 0 | 40.9456 | 2.6407 | 15.5058 | 40.9456 | 2.6407 | 15.5058 | 47.8658 | 3.087 | 15.5058 | 1.788% | 0.13822 | 0.13566 | 19085.4238 | 2512.9913 | 492.8345 | 16079.598 | 19097.0799 | 0 | 0 | 19097.0799 | 0.001555%
2028 | 520 | 520-1509R | Tier-2 | Tier-2---5 | 5--4 | 401 | 7100% | 3413.9118 | 92.72% | 6.994% | 0.2858% | 162.5322 | 0 | 0 | 162.5322 | 0 | 141.0885 | 7.211 | 19.5657 | 141.0885 | 7.211 | 19.5657 | 164.9341 | 8.4298 | 19.5657 | 4.761% | 0.28561 | 0.27094 | 11953.1797 | 1649.8318 | 753.7764 | 9549.5714 | 12000.2772 | 0 | 0 | 12000.2772 | 0.00536%
2028 | 520 | 520-1525R | Tier-2 | Tier-2---8 | 5--5 | 145 | 1000% | 1632.8033 | 98.29% | 1.436% | 0.2778% | 32.0965 | 0 | 0 | 32.0965 | 0 | 27.8618 | 1.0156 | 27.4329 | 27.8618 | 1.0156 | 27.4329 | 32.5708 | 1.1873 | 27.4329 | 1.966% | 0.099044 | 0.097063 | 16485.7021 | 3352.5642 | 292.1155 | 12841.0224 | 16491.4672 | 0 | 0 | 16491.4672 | 0.001058%
2028 | 520 | 520-1527R | Tier-3 | Tier-3---7 | 5--5 | 249 | 1400% | 6763.0006 | 96.72% | 3.176% | 0.1068% | 106.6527 | 0 | 0 | 106.6527 | 0 | 92.5815 | 1.4219 | 65.1115 | 92.5815 | 1.4219 | 65.1115 | 108.2288 | 1.6622 | 65.1115 | 1.577% | 0.27105 | 0.26663 | 24951.4497 | 4456.278 | 731.2619 | 19763.9099 | 24965.0249 | 0 | 0 | 24965.0249 | 0.003517%
2028 | 520 | 520-1902R | Tier-2 | Tier-2---9 | 4--4 | 408 | 2200% | 748.333 | 77.34% | 21.7% | 0.962% | 9.0499 | 0 | 0 | 9.0499 | 0 | 7.8559 | 2.2344 | 3.5159 | 7.8559 | 2.2344 | 3.5159 | 9.1837 | 2.612 | 3.5159 | 1.209% | 0.058932 | 0.05801 | 12698.2886 | 2074.7299 | 2551.2719 | 8072.2868 | 12744.0039 | 0 | 0 | 12744.0039 | 0.0002984%
2028 | 520 | 520-1904 | Tier-3 | Tier-3---13 | 4--5 | 276 | 3500% | 2084.5359 | 96.48% | 3.265% | 0.2521% | 73.9632 | 0 | 0 | 73.9632 | 0 | 64.2049 | 3.5547 | 18.0618 | 64.2049 | 3.5547 | 18.0618 | 75.0563 | 4.1555 | 18.0618 | 3.548% | 0.05278 | 0.050839 | 39495.106 | 6591.0687 | 1215.4691 | 31688.5681 | 39548.1431 | 0 | 0 | 39548.1431 | 0.002439%
2028 | 520 | 520-22R | Tier-2 | Tier-2---14 | 4--4 | 113 | 1500% | 258.296 | 74.72% | 24.53% | 0.7505% | 7.4299 | 0 | 0 | 7.4299 | 0 | 6.4496 | 1.5235 | 4.2336 | 6.4496 | 1.5235 | 4.2336 | 7.5397 | 1.7809 | 4.2336 | 2.877% | 0.036011 | 0.034624 | 7172.7783 | 1320.6919 | 1869.4908 | 3982.5956 | 7245.3673 | 0 | 0 | 7245.3673 | 0.000245%
2028 | 520 | 520-35R | Tier-3 | Tier-3---9 | 5--5 | 306 | 300% | 4997.7942 | 96.49% | 3.313% | 0.193% | 13.7113 | 0 | 0 | 13.7113 | 0 | 11.9023 | 0.30469 | 39.0635 | 11.9023 | 0.30469 | 39.0635 | 13.9139 | 0.35619 | 39.0635 | 0.2743% | 0.28544 | 0.28463 | 17509.0395 | 2720.8213 | 525.8469 | 14262.3712 | 17510.7896 | 0 | 0 | 17510.7896 | 0.0004521%
2028 | 520 | 520-45 | Tier-2 | Tier-2---8 | 5--5 | 219 | 700% | 2044.6463 | 97.57% | 2.13% | 0.298% | 18.4925 | 0 | 0 | 18.4925 | 0 | 16.0527 | 0.71095 | 22.5793 | 16.0527 | 0.71095 | 22.5793 | 18.7657 | 0.8311 | 22.5793 | 0.9044% | 0.10446 | 0.10349 | 19573.1854 | 2561.9074 | 366.8903 | 16644.3877 | 19577.632 | 0 | 0 | 19577.632 | 0.0006098%
2028 | 521 | 521-14R | Tier-3 | Tier-3---5 | 5--5 | 315 | 3200% | 11350.2874 | 96.69% | 3.233% | 0.07621% | 323.3189 | 0 | 0 | 323.3189 | 0 | 280.6619 | 3.25 | 86.3565 | 280.6619 | 3.25 | 86.3565 | 328.0969 | 3.7993 | 86.3565 | 2.849% | 0.27097 | 0.26298 | 41888.3276 | 6522.016 | 1245.0082 | 34121.3033 | 41930.3995 | 0 | 0 | 41930.3995 | 0.01066%
2028 | 521 | 521-1819R | Tier-2 | Tier-2---9 | 4--5 | 199 | 1400% | 810.9996 | 89.31% | 10.24% | 0.4457% | 14.7778 | 0 | 0 | 14.7778 | 0 | 12.8281 | 1.4219 | 9.0219 | 12.8281 | 1.4219 | 9.0219 | 14.9962 | 1.6622 | 9.0219 | 1.822% | 0.043667 | 0.042776 | 18572.4528 | 3866.096 | 1843.7459 | 12862.6109 | 18613.7885 | 0 | 0 | 18613.7885 | 0.0004873%
2028 | 521 | 521-1856R | Tier-3 | Tier-3---6 | 5--5 | 335 | 2100% | 8477.8617 | 97.79% | 2.104% | 0.1048% | 150.7164 | 0 | 0 | 150.7164 | 0 | 130.8316 | 2.1328 | 61.3416 | 130.8316 | 2.1328 | 61.3416 | 152.9437 | 2.4933 | 61.3416 | 1.778% | 0.15411 | 0.15131 | 55012.684 | 8678.1991 | 1054.7005 | 45279.7844 | 55035.1786 | 0 | 0 | 55035.1786 | 0.00497%
2028 | 521 | 521-18R | Tier-3 | Tier-3---6 | 4--5 | 307 | 2600% | 8713.0173 | 99.36% | 0.5424% | 0.09583% | 212.6281 | 0 | 0 | 212.6281 | 0 | 184.5751 | 2.6407 | 69.8975 | 184.5751 | 2.6407 | 69.8975 | 215.7704 | 3.087 | 69.8975 | 2.44% | 0.071321 | 0.06957 | 122165.8816 | 19717.7113 | 666.3639 | 101781.8064 | 122185.5143 | 0 | 0 | 122185.5143 | 0.007012%
2028 | 521 | 521-27R | Tier-2 | Tier-2---3 | 4--5 | 358 | 3300% | 5618.6229 | 98.78% | 1.092% | 0.1294% | 148.3623 | 0 | 0 | 148.3623 | 0 | 128.7881 | 3.3516 | 38.4259 | 128.7881 | 3.3516 | 38.4259 | 150.5548 | 3.9181 | 38.4259 | 2.641% | 0.063668 | 0.061966 | 88249.328 | 16011.7412 | 1005.788 | 71231.7988 | 88278.9232 | 0 | 0 | 88278.9232 | 0.004892%
2028 | 521 | 521-32R | Tier-3 | Tier-3---4 | 5--5 | 232 | 4300% | 12241.7135 | 99.38% | 0.5642% | 0.05689% | 653.9053 | 0 | 0 | 653.9053 | 0 | 567.6324 | 4.3672 | 129.9752 | 567.6324 | 4.3672 | 129.9752 | 663.5688 | 5.1053 | 129.9752 | 5.342% | 0.14844 | 0.14046 | 82470.5463 | 14293.5118 | 425.937 | 67751.0975 | 82499.6422 | 0 | 0 | 82499.6422 | 0.02156%
2028 | 521 | 521-700R | Tier-2 | Tier-2---3 | 4--5 | 437 | 4700% | 9012.5446 | 99.05% | 0.8425% | 0.1052% | 278.4367 | 0 | 0 | 278.4367 | 0 | 241.7012 | 4.7735 | 50.6341 | 241.7012 | 4.7735 | 50.6341 | 282.5515 | 5.5803 | 50.6341 | 3.089% | 0.074421 | 0.072099 | 121102.821 | 22486.5784 | 1104.4304 | 97511.8122 | 121139.7694 | 0 | 0 | 121139.7694 | 0.009182%
2028 | 522 | 522-34 | Tier-2 | Tier-2---16 | 4--3 | 64 | 800% | 112.7117 | 43.02% | 55.81% | 1.165% | 1.7579 | 0 | 0 | 1.7579 | 0 | 1.526 | 0.81251 | 1.8781 | 1.526 | 0.81251 | 1.8781 | 1.7839 | 0.94983 | 1.8781 | 1.56% | 0.030009 | 0.028921 | 3755.9309 | 247.8638 | 2031.3846 | 1476.6825 | 3836.4222 | 0 | 0 | 3836.4222 | 5.797e-05%
2028 | 522 | 522-36 | Tier-2 | Tier-2---16 | 4--3 | 93 | 1700% | 116.9577 | 22.53% | 76.17% | 1.295% | 1.3971 | 0 | 0 | 1.3971 | 0 | 1.2128 | 1.7266 | 0.7024 | 1.2128 | 1.7266 | 0.7024 | 1.4177 | 2.0184 | 0.7024 | 1.195% | 0.031092 | 0.029443 | 3761.7134 | 135.7107 | 2618.1163 | 1007.8864 | 3924.8375 | 0 | 0 | 3924.8375 | 4.607e-05%
2028 | 522 | 522-38R | Tier-2 | Tier-2---6 | 4--5 | 606 | 6900% | 5639.8414 | 96.44% | 3.339% | 0.2198% | 179.5993 | 0 | 0 | 179.5993 | 0 | 155.9039 | 7.0079 | 22.2469 | 155.9039 | 7.0079 | 22.2469 | 182.2534 | 8.1923 | 22.2469 | 3.184% | 0.088602 | 0.085677 | 63653.5146 | 14842.1478 | 2035.9127 | 46775.4541 | 63730.8652 | 0 | 0 | 63730.8652 | 0.005923%
2028 | 523 | 523-31AE | Tier-2 | Tier-2---14 | 4--4 | 199 | 800% | 305.199 | 11.7% | 87.21% | 1.095% | 0.41617 | 0 | 0 | 0.41617 | 0 | 0.36126 | 0.81251 | 0.44463 | 0.36126 | 0.81251 | 0.44463 | 0.42232 | 0.94983 | 0.44463 | 0.1364% | 0.037419 | 0.036983 | 8156.1707 | 205.0688 | 6422.8624 | 1528.2395 | 8241.1263 | 0 | 0 | 8241.1263 | 1.372e-05%
2028 | 524 | 524-1782F | Tier-3 | Tier-3---10 | 4--5 | 231 | 3700% | 5468.1345 | 99.78% | 0.1144% | 0.1099% | 253.4263 | 0 | 0 | 253.4263 | 0 | 219.9905 | 3.7579 | 58.5415 | 219.9905 | 3.7579 | 58.5415 | 257.1714 | 4.393 | 58.5415 | 4.635% | 0.040404 | 0.038527 | 135337.1336 | 26288.6429 | 296.748 | 108751.7427 | 135351.9223 | 0 | 0 | 135351.9223 | 0.008357%
2028 | 524 | 524-27R | Tier-3 | Tier-3---4 | 4--5 | 489 | 5400% | 11317.6942 | 99.77% | 0.1414% | 0.08951% | 361.607 | 0 | 0 | 361.607 | 0 | 313.8984 | 5.4844 | 57.2344 | 313.8984 | 5.4844 | 57.2344 | 366.9508 | 6.4114 | 57.2344 | 3.195% | 0.060207 | 0.058279 | 187979.0829 | 37296.5794 | 584.5714 | 150097.9321 | 187993.4448 | 0 | 0 | 187993.4448 | 0.01192%
2028 | 524 | 524-46R | Tier-3 | Tier-3---4 | 5--5 | 283 | 3900% | 13710.9533 | 98.99% | 0.9557% | 0.05722% | 542.4034 | 0 | 0 | 542.4034 | 0 | 470.8415 | 3.961 | 118.8699 | 470.8415 | 3.961 | 118.8699 | 550.4191 | 4.6304 | 118.8699 | 3.956% | 0.18916 | 0.1816 | 72484.9745 | 13906.2618 | 666.7027 | 57912.0099 | 72515.5382 | 0 | 0 | 72515.5382 | 0.01789%
2028 | 524 | 524-50R | Tier-3 | Tier-3---7 | 5--5 | 283 | 4200% | 8801.877 | 98.2% | 1.718% | 0.0819% | 372.0062 | 0 | 0 | 372.0062 | 0 | 322.9257 | 4.2657 | 75.7033 | 322.9257 | 4.2657 | 75.7033 | 377.5038 | 4.9866 | 75.7033 | 4.226% | 0.18313 | 0.17525 | 48062.3901 | 8095.7209 | 755.2397 | 39211.4295 | 48101.2859 | 0 | 0 | 48101.2859 | 0.01227%
2028 | 524 | 524-69R | Tier-3 | Tier-3---1 | 5--5 | 842 | 13000% | 40375.3309 | 99.03% | 0.9107% | 0.05596% | 1790.3034 | 0 | 0 | 1790.3034 | 0 | 1554.1 | 13.2033 | 117.7057 | 1554.1 | 13.2033 | 117.7057 | 1816.7606 | 15.4348 | 117.7057 | 4.434% | 0.27264 | 0.26043 | 148092.4418 | 24296.9603 | 1265.0887 | 122530.3927 | 148159.5453 | 0 | 0 | 148159.5453 | 0.05904%
2028 | 57 | 57-736 | Tier-1 | Non-HFTD---4 | 3--4 | 81 | 600% | 116.8924 | 0.4896% | 98.37% | 1.142% | 0.012295 | 0 | 0 | 0.012295 | 0 | 0.010673 | 0.60938 | 0.017514 | 0.010673 | 0.60938 | 0.017514 | 0.012476 | 0.71237 | 0.017514 | 0.01052% | 0.015165 | 0.01484 | 7707.8351 | 8.3652 | 6936.4124 | 763.0575 | 7876.2172 | 0 | 0 | 7876.2172 | 4.054e-07%
2028 | 586 | 586-3 | Tier-1 | Non-HFTD---1 | 3--5 | 84 | 700% | 516.8084 | 87.93% | 11.54% | 0.527% | 10.9822 | 0 | 0 | 10.9822 | 0 | 9.5332 | 0.71095 | 13.4092 | 9.5332 | 0.71095 | 13.4092 | 11.1445 | 0.8311 | 13.4092 | 2.125% | 0.028089 | 0.02741 | 18398.9604 | 3049.2137 | 1855.4913 | 13494.2554 | 18453.9538 | 0 | 0 | 18453.9538 | 0.0003622%
2028 | 591 | 591-1594R | Tier-2 | Tier-2---12 | 4--4 | 92 | 300% | 519.9571 | 96.32% | 3.27% | 0.4047% | 4.7363 | 0 | 0 | 4.7363 | 0 | 4.1114 | 0.30469 | 13.4937 | 4.1114 | 0.30469 | 13.4937 | 4.8063 | 0.35619 | 13.4937 | 0.9109% | 0.047196 | 0.046749 | 11017.0212 | 2112.3756 | 330.6194 | 8574.0262 | 11020.8866 | 0 | 0 | 11020.8866 | 0.0001562%
2028 | 594 | 594-1379F | Tier-2 | Tier-2---17 | 1--5 | 9 | 100% | 49.4293 | 99.41% | 0% | 0.5897% | 1.5833 | 0 | 0 | 1.5833 | 0 | 1.3744 | 0.10156 | 13.5327 | 1.3744 | 0.10156 | 13.5327 | 1.6067 | 0.11873 | 13.5327 | 3.203% | 0.0021822 | 0.0021119 | 22651.1445 | 6586.9703 | 15.0709 | 16049.1033 | 22655.5918 | 0 | 0 | 22655.5918 | 5.221e-05%
2028 | 597 | 597-595 | Tier-2 | Tier-2---1 | 5--5 | 398 | 3500% | 18774.394 | 95.55% | 4.388% | 0.06321% | 457.4839 | 0 | 0 | 457.4839 | 0 | 397.1259 | 3.5547 | 111.7177 | 397.1259 | 3.5547 | 111.7177 | 464.2447 | 4.1555 | 111.7177 | 2.437% | 0.15307 | 0.14916 | 122655.7075 | 27181.9194 | 4937.1438 | 90536.6442 | 122798.574 | 0 | 0 | 122798.574 | 0.01509%
2028 | 599 | 599-19R | Tier-2 | Tier-2---1 | 5--5 | 753 | 9700% | 25743.4561 | 99.4% | 0.5253% | 0.0786% | 955.8972 | 0 | 0 | 955.8972 | 0 | 829.7811 | 9.8517 | 84.2274 | 829.7811 | 9.8517 | 84.2274 | 970.0235 | 11.5167 | 84.2274 | 3.713% | 0.15161 | 0.14595 | 169796.7072 | 27439.4443 | 825.3004 | 141531.9625 | 169836.4965 | 0 | 0 | 169836.4965 | 0.03152%
2028 | 66 | 66-1213R | Tier-1 | Non-HFTD---1 | 4--5 | 477 | 100% | 5312.2676 | 97.77% | 1.999% | 0.2313% | 3.1576 | 0 | 0 | 3.1576 | 0 | 2.741 | 0.10156 | 26.9884 | 2.741 | 0.10156 | 26.9884 | 3.2043 | 0.11873 | 26.9884 | 0.05944% | 0.075145 | 0.075099 | 70693.7485 | 12854.9773 | 1446.2382 | 56392.533 | 70694.7078 | 0 | 0 | 70694.7078 | 0.0001041%
2028 | 67 | 67-24R | Tier-3 | Tier-3---13 | 5--4 | 344 | 5700% | 2610.8 | 93.6% | 6.065% | 0.3401% | 117.4199 | 0 | 0 | 117.4199 | 0 | 101.9282 | 5.7891 | 17.6068 | 101.9282 | 5.7891 | 17.6068 | 119.1552 | 6.7676 | 17.6068 | 4.497% | 0.2194 | 0.20886 | 11899.5856 | 1685.3261 | 658.8049 | 9555.4545 | 11938.0567 | 0 | 0 | 11938.0567 | 0.003872%
2028 | 67 | 67-34R | Tier-3 | Tier-3---11 | 5--5 | 551 | 6400% | 4180.1374 | 93.8% | 5.869% | 0.3284% | 132.0786 | 0 | 0 | 132.0786 | 0 | 114.6528 | 6.5001 | 17.6387 | 114.6528 | 6.5001 | 17.6387 | 134.0305 | 7.5987 | 17.6387 | 3.16% | 0.24743 | 0.2391 | 16893.949 | 2506.1553 | 940.0965 | 13447.6972 | 16930.4444 | 0 | 0 | 16930.4444 | 0.004355%
2028 | 67 | 67-37R | Tier-3 | Tier-3---17 | 5--3 | 190 | 2600% | 622.3042 | 87.18% | 11.98% | 0.8373% | 21.5296 | 0 | 0 | 21.5296 | 0 | 18.6891 | 2.6407 | 7.0775 | 18.6891 | 2.6407 | 7.0775 | 21.8478 | 3.087 | 7.0775 | 3.46% | 0.20095 | 0.19298 | 3096.8174 | 368.9872 | 339.0656 | 2388.7646 | 3113.2239 | 0 | 0 | 3113.2239 | 0.00071%
2028 | 67 | 67-45R | Tier-3 | Tier-3---15 | 5--4 | 233 | 2800% | 1627.9508 | 92.79% | 6.809% | 0.4053% | 52.6407 | 0 | 0 | 52.6407 | 0 | 45.6956 | 2.8438 | 16.0686 | 45.6956 | 2.8438 | 16.0686 | 53.4186 | 3.3244 | 16.0686 | 3.234% | 0.20887 | 0.2016 | 7793.9219 | 1114.9846 | 483.0899 | 6195.8475 | 7814.225 | 0 | 0 | 7814.225 | 0.001736%
2028 | 702 | 702-25 | Tier-1 | Non-HFTD---4 | 2--4 | 20 | 400% | 105.79 | 16.96% | 82.58% | 0.4592% | 1.0407 | 0 | 0 | 1.0407 | 0 | 0.90343 | 0.40625 | 2.2238 | 0.90343 | 0.40625 | 2.2238 | 1.0561 | 0.47492 | 2.2238 | 0.9838% | 0.0085112 | 0.0080176 | 12429.5062 | 105.0973 | 10920.6101 | 1403.7989 | 13064.9976 | 0 | 0 | 13064.9976 | 3.432e-05%
2028 | 702 | 702-27R | Tier-1 | Non-HFTD---3 | 4--3 | 513 | 600% | 127.2983 | 14.57% | 79% | 6.429% | 0.062917 | 0 | 0 | 0.062917 | 0 | 0.054616 | 0.60938 | 0.089626 | 0.054616 | 0.60938 | 0.089626 | 0.063847 | 0.71237 | 0.089626 | 0.04942% | 0.039338 | 0.039204 | 3236.0467 | 32.4645 | 2654.2302 | 549.352 | 3245.4553 | 0 | 0 | 3245.4553 | 2.075e-06%
2028 | 702 | 702-30 | Tier-1 | Non-HFTD---3 | 4--3 | 328 | 100% | 100.3702 | 67.48% | 26.99% | 5.53% | 0.059879 | 0 | 0 | 0.059879 | 0 | 0.051979 | 0.10156 | 0.51179 | 0.051979 | 0.10156 | 0.51179 | 0.060764 | 0.11873 | 0.51179 | 0.05966% | 0.033242 | 0.033213 | 3019.3805 | 488.6759 | 847.0105 | 1683.6941 | 3020.2495 | 0 | 0 | 3020.2495 | 1.975e-06%
2028 | 702 | 702-448F | Tier-1 | Non-HFTD---19 | 1--3 | 2 | 100% | 0.36733 | 90.03% | 0% | 9.967% | 0.047955 | 0 | 0 | 0.047955 | 0 | 0.041628 | 0.10156 | 0.40987 | 0.041628 | 0.10156 | 0.40987 | 0.048663 | 0.11873 | 0.40987 | 13.05% | 0.0001214 | 0.0001038 | 3025.8156 | 1.795 | 2741.9742 | 282.0463 | 3076.9628 | 0 | 0 | 3076.9628 | 1.581e-06%
2028 | 73 | 73-1130R | Tier-3 | Tier-3---9 | 5--5 | 310 | 1900% | 6201.607 | 97.29% | 2.601% | 0.1104% | 107.24 | 0 | 0 | 107.24 | 0 | 93.0913 | 1.9297 | 48.2411 | 93.0913 | 1.9297 | 48.2411 | 108.8248 | 2.2559 | 48.2411 | 1.729% | 0.2182 | 0.21432 | 28421.9762 | 4506.0463 | 681.7619 | 23234.168 | 28435.9207 | 0 | 0 | 28435.9207 | 0.003536%
2028 | 73 | 73-1163 | Tier-3 | Tier-3---4 | 5--5 | 326 | 400% | 15337.1849 | 98.56% | 1.393% | 0.04595% | 53.7887 | 0 | 0 | 53.7887 | 0 | 46.6921 | 0.40625 | 114.9331 | 46.6921 | 0.40625 | 114.9331 | 54.5836 | 0.47492 | 114.9331 | 0.3507% | 0.22506 | 0.22426 | 68145.9431 | 11285.6081 | 934.2701 | 55926.0649 | 68149.445 | 0 | 0 | 68149.445 | 0.001774%
2028 | 73 | 73-23R | Tier-3 | Tier-3---9 | 5--5 | 188 | 700% | 5733.7907 | 98.41% | 1.505% | 0.0877% | 60.9269 | 0 | 0 | 60.9269 | 0 | 52.8886 | 0.71095 | 74.3919 | 52.8886 | 0.71095 | 74.3919 | 61.8273 | 0.8311 | 74.3919 | 1.063% | 0.21349 | 0.21119 | 26857.2697 | 4453.5755 | 373.1893 | 22030.5049 | 26861.9376 | 0 | 0 | 26861.9376 | 0.002009%
2028 | 73 | 73-678R | Tier-3 | Tier-3---5 | 5--5 | 313 | 2500% | 10591.3769 | 98.31% | 1.605% | 0.08417% | 241.1823 | 0 | 0 | 241.1823 | 0 | 209.362 | 2.5391 | 82.4555 | 209.362 | 2.5391 | 82.4555 | 244.7466 | 2.9682 | 82.4555 | 2.277% | 0.23776 | 0.23225 | 44546.6543 | 7354.6581 | 672.0109 | 36519.9852 | 44564.5016 | 0 | 0 | 44564.5016 | 0.007953%
2028 | 73 | 73-683R | Tier-3 | Tier-3---7 | 5--5 | 273 | 1000% | 9288.0329 | 98.43% | 1.494% | 0.07761% | 97.1133 | 0 | 0 | 97.1133 | 0 | 84.3007 | 1.0156 | 83.0028 | 84.3007 | 1.0156 | 83.0028 | 98.5484 | 1.1873 | 83.0028 | 1.046% | 0.22716 | 0.22474 | 40887.9849 | 6381.0644 | 580.3589 | 33926.5617 | 40894.8852 | 0 | 0 | 40894.8852 | 0.003202%
2028 | 75 | 75-2259F | Tier-3 | Tier-3---12 | 3--5 | 140 | 1100% | 3135.4576 | 99.77% | 0.1421% | 0.08717% | 71.2799 | 0 | 0 | 71.2799 | 0 | 61.8756 | 1.1172 | 55.3845 | 61.8756 | 1.1172 | 55.3845 | 72.3333 | 1.306 | 55.3845 | 2.273% | 0.020337 | 0.019874 | 154171.9995 | 31533.3232 | 223.914 | 122414.7623 | 154180.2398 | 0 | 0 | 154180.2398 | 0.002351%
2028 | 75 | 75-32R | Tier-3 | Tier-3---13 | 3--5 | 84 | 1800% | 1708.3855 | 99.57% | 0.3134% | 0.112% | 105.7124 | 0 | 0 | 105.7124 | 0 | 91.7652 | 1.8281 | 50.1958 | 91.7652 | 1.8281 | 50.1958 | 107.2746 | 2.1371 | 50.1958 | 6.188% | 0.014781 | 0.013863 | 115578.2654 | 21738.9456 | 361.961 | 93477.3588 | 115610.8392 | 0 | 0 | 115610.8392 | 0.003486%
2028 | 75 | 75-41 | Tier-3 | Tier-3---13 | 3--5 | 69 | 600% | 1937.5846 | 99.86% | 0.04507% | 0.0969% | 48.7915 | 0 | 0 | 48.7915 | 0 | 42.3542 | 0.60938 | 69.5035 | 42.3542 | 0.60938 | 69.5035 | 49.5125 | 0.71237 | 69.5035 | 2.518% | 0.0163 | 0.015889 | 118871.6769 | 26474.373 | 152.913 | 92244.3909 | 118876.0426 | 0 | 0 | 118876.0426 | 0.001609%
2028 | 75 | 75-996R | Tier-2 | Tier-2---7 | 4--5 | 319 | 2200% | 2211.1377 | 99.23% | 0.4312% | 0.3416% | 43.881 | 0 | 0 | 43.881 | 0 | 38.0916 | 2.2344 | 17.0478 | 38.0916 | 2.2344 | 17.0478 | 44.5295 | 2.612 | 17.0478 | 1.985% | 0.043997 | 0.043117 | 50256.3267 | 10744.6266 | 373.824 | 39137.876 | 50264.2529 | 0 | 0 | 50264.2529 | 0.001447%
2028 | 78 | 78-26R | Tier-3 | Tier-3---5 | 5--5 | 186 | 700% | 14526.7268 | 98.56% | 1.412% | 0.03052% | 156.2567 | 0 | 0 | 156.2567 | 0 | 135.641 | 0.71095 | 190.7896 | 135.641 | 0.71095 | 190.7896 | 158.5658 | 0.8311 | 190.7896 | 1.076% | 0.34567 | 0.3419 | 42024.2818 | 6675.4461 | 542.9403 | 34805.8954 | 42030.973 | 0 | 0 | 42030.973 | 0.005153%
2028 | 78 | 78-35R | Tier-3 | Tier-3---10 | 2--5 | 29 | 100% | 5696.3358 | 99.98% | 0% | 0.01771% | 56.9533 | 0 | 0 | 56.9533 | 0 | 49.4391 | 0.10156 | 486.7801 | 49.4391 | 0.10156 | 486.7801 | 57.7949 | 0.11873 | 486.7801 | 0.9998% | 0.008188 | 0.0081061 | 695693.1861 | 112288.7116 | 42.5016 | 583361.9729 | 695694.4308 | 0 | 0 | 695694.4308 | 0.001878%
2028 | 788 | 788-34R | Tier-2 | Tier-2---6 | 5--5 | 521 | 300% | 9132.2366 | 94.33% | 5.547% | 0.1209% | 14.3854 | 0 | 0 | 14.3854 | 0 | 12.4874 | 0.30469 | 40.9839 | 12.4874 | 0.30469 | 40.9839 | 14.5979 | 0.35619 | 40.9839 | 0.1575% | 0.12404 | 0.12384 | 73621.1831 | 18327.6204 | 3867.2587 | 51426.3041 | 73628.1621 | 0 | 0 | 73628.1621 | 0.0004744%
2028 | 791 | 791-419F | Tier-2 | Tier-2---5 | 5--5 | 141 | 600% | 3349.7594 | 92.58% | 7.304% | 0.116% | 38.2703 | 0 | 0 | 38.2703 | 0 | 33.2211 | 0.60938 | 54.5161 | 33.2211 | 0.60938 | 54.5161 | 38.8359 | 0.71237 | 54.5161 | 1.142% | 0.11325 | 0.11186 | 29577.718 | 5038.7125 | 1957.3259 | 22581.6795 | 29605.1385 | 0 | 0 | 29605.1385 | 0.001262%
2028 | 79 | 79-658R | Tier-3 | Tier-3---5 | 5--5 | 198 | 400% | 12321.0759 | 99.26% | 0.6823% | 0.05367% | 71.6528 | 0 | 0 | 71.6528 | 0 | 62.1993 | 0.40625 | 153.1043 | 62.1993 | 0.40625 | 153.1043 | 72.7117 | 0.47492 | 153.1043 | 0.5815% | 0.46655 | 0.46382 | 26408.7945 | 4377.4606 | 177.0739 | 21854.26 | 26409.94 | 0 | 0 | 26409.94 | 0.002363%
2028 | 79 | 79-660R | Tier-3 | Tier-3---14 | 5--3 | 179 | 400% | 2087.0386 | 97.47% | 2.263% | 0.2704% | 13.1823 | 0 | 0 | 13.1823 | 0 | 11.4431 | 0.40625 | 28.1673 | 11.4431 | 0.40625 | 28.1673 | 13.3771 | 0.47492 | 28.1673 | 0.6316% | 0.45747 | 0.45451 | 4562.1181 | 605.8757 | 102.8461 | 3853.3963 | 4562.872 | 0 | 0 | 4562.872 | 0.0004347%
2028 | 79 | 79-668R | Tier-3 | Tier-3---15 | 5--3 | 309 | 400% | 1606.9068 | 70.93% | 28.63% | 0.4437% | 4.2785 | 0 | 0 | 4.2785 | 0 | 3.7141 | 0.40625 | 9.1422 | 3.7141 | 0.40625 | 9.1422 | 4.3418 | 0.47492 | 9.1422 | 0.2663% | 0.43999 | 0.43834 | 3652.1539 | 351.9998 | 935.9584 | 2364.1956 | 3656.1551 | 0 | 0 | 3656.1551 | 0.0001411%
2028 | 79 | 79-676R | Tier-3 | Tier-3---5 | 5--5 | 138 | 600% | 9714.1464 | 98.29% | 1.686% | 0.02874% | 120.3831 | 0 | 0 | 120.3831 | 0 | 104.5003 | 0.60938 | 171.4858 | 104.5003 | 0.60938 | 171.4858 | 122.1621 | 0.71237 | 171.4858 | 1.239% | 0.38409 | 0.37925 | 25291.2629 | 4345.6054 | 407.8419 | 20537.8155 | 25296.7992 | 0 | 0 | 25296.7992 | 0.00397%
2028 | 79 | 79-679R | Tier-3 | Tier-3---3 | 5--5 | 192 | 1900% | 18448.5828 | 98.9% | 1.079% | 0.02427% | 523.5973 | 0 | 0 | 523.5973 | 0 | 454.5166 | 1.9297 | 235.5363 | 454.5166 | 1.9297 | 235.5363 | 531.335 | 2.2559 | 235.5363 | 2.838% | 0.3939 | 0.3826 | 46835.416 | 7852.0838 | 464.0518 | 38519.2804 | 46850.6764 | 0 | 0 | 46850.6764 | 0.01727%
2028 | 79 | 79-685R | Tier-3 | Tier-3---14 | 5--4 | 74 | 300% | 2564.7524 | 99.37% | 0.5359% | 0.0899% | 29.9645 | 0 | 0 | 29.9645 | 0 | 26.0111 | 0.30469 | 85.3689 | 26.0111 | 0.30469 | 85.3689 | 30.4073 | 0.35619 | 85.3689 | 1.168% | 0.43155 | 0.42648 | 5943.1342 | 854.3477 | 28.1313 | 5060.6552 | 5943.5767 | 0 | 0 | 5943.5767 | 0.0009881%
2028 | 79 | 79-714R | Tier-3 | Tier-3---9 | 5--4 | 180 | 300% | 5536.6205 | 96.31% | 3.618% | 0.06787% | 25.774 | 0 | 0 | 25.774 | 0 | 22.3735 | 0.30469 | 73.4302 | 22.3735 | 0.30469 | 73.4302 | 26.1549 | 0.35619 | 73.4302 | 0.4655% | 0.37772 | 0.37589 | 14658.165 | 2258.9978 | 483.8289 | 11915.3383 | 14660.789 | 0 | 0 | 14660.789 | 0.0008499%
2028 | 79 | 79-785 | Tier-3 | Tier-3---3 | 5--5 | 427 | 1100% | 18780.9285 | 97.14% | 2.812% | 0.0448% | 136.2996 | 0 | 0 | 136.2996 | 0 | 118.3169 | 1.1172 | 105.9049 | 118.3169 | 1.1172 | 105.9049 | 138.3138 | 1.306 | 105.9049 | 0.7257% | 0.38023 | 0.37739 | 49393.626 | 8845.5666 | 1277.0593 | 39271.0002 | 49404.2453 | 0 | 0 | 49404.2453 | 0.004495%
2028 | 79 | 79-808R | Tier-3 | Tier-3---3 | 5--5 | 218 | 3600% | 19978.3255 | 99.23% | 0.7353% | 0.0338% | 949.4017 | 0 | 0 | 949.4017 | 0 | 824.1426 | 3.6563 | 225.404 | 824.1426 | 3.6563 | 225.404 | 963.4321 | 4.2742 | 225.404 | 4.752% | 0.44563 | 0.42429 | 44831.6641 | 7188.3432 | 299.9404 | 37343.3805 | 44849.0071 | 0 | 0 | 44849.0071 | 0.03131%
2028 | 799 | 799-504R | Tier-2 | Tier-2---15 | 1--5 | 38 | 100% | 127.4062 | 99.28% | 0% | 0.716% | 0.96535 | 0 | 0 | 0.96535 | 0 | 0.83799 | 0.10156 | 8.2508 | 0.83799 | 0.10156 | 8.2508 | 0.97961 | 0.11873 | 8.2508 | 0.7577% | 0.0046964 | 0.0046606 | 27128.474 | 7563.5291 | 572.4903 | 18992.4546 | 27129.9679 | 0 | 0 | 27129.9679 | 3.183e-05%
2028 | 835 | 835-10F | Tier-2 | Tier-2---19 | 1--4 | 13 | 300% | 12.4137 | 98.83% | 0% | 1.166% | 0.82108 | 0 | 0 | 0.82108 | 0 | 0.71275 | 0.30469 | 2.3393 | 0.71275 | 0.30469 | 2.3393 | 0.83321 | 0.35619 | 2.3393 | 6.614% | 0.0010446 | 0.00097469 | 11883.6638 | 1899.9347 | 22.1501 | 9961.5789 | 11893.5987 | 0 | 0 | 11893.5987 | 2.708e-05%
2028 | 840 | 840-374 | Tier-2 | Tier-2---13 | 4--3 | 40 | 100% | 232.5563 | 96.66% | 2.796% | 0.5416% | 1.6298 | 0 | 0 | 1.6298 | 0 | 1.4147 | 0.10156 | 13.9296 | 1.4147 | 0.10156 | 13.9296 | 1.6539 | 0.11873 | 13.9296 | 0.7008% | 0.064007 | 0.063543 | 3633.3054 | 565.5328 | 81.8411 | 2985.9315 | 3634.1909 | 0 | 0 | 3634.1909 | 5.374e-05%
2028 | 859 | 859-42R | Tier-2 | Tier-2---3 | 4--5 | 557 | 1900% | 8606.9717 | 99.86% | 0% | 0.1411% | 85.0224 | 0 | 0 | 85.0224 | 0 | 73.805 | 1.9297 | 38.2467 | 73.805 | 1.9297 | 38.2467 | 86.2789 | 2.2559 | 38.2467 | 0.9878% | 0.067132 | 0.066468 | 128210.0534 | 20875.9672 | 105.3382 | 107228.748 | 128211.8611 | 0 | 0 | 128211.8611 | 0.002804%
2028 | 907 | 907-1475 | Tier-3 | Tier-3---21 | 3--1 | 4 | 100% | 4.2814 | 0% | 100% | 0% | 0 | 0 | 0 | 0 | 0 | 0 | 0.10156 | 0 | 0 | 0.10156 | 0 | 0 | 0.11873 | 0 | 0% | 0.017589 | 0.016314 | 243.4138 | 0.27581 | 199.7806 | 43.3575 | 262.4408 | 0 | 0 | 262.4408 | 0%
2028 | 907 | 907-1562AE | Tier-3 | Tier-3---6 | 4--5 | 162 | 2100% | 8439.7692 | 97.62% | 2.35% | 0.03436% | 309.709 | 0 | 0 | 309.709 | 0 | 268.8476 | 2.1328 | 126.0517 | 268.8476 | 2.1328 | 126.0517 | 314.2859 | 2.4933 | 126.0517 | 3.67% | 0.054867 | 0.052804 | 153823.4412 | 28255.722 | 3280.1961 | 122287.5231 | 153966.6848 | 0 | 0 | 153966.6848 | 0.01021%
2028 | 907 | 907-1702R | Tier-3 | Tier-3---6 | 4--5 | 148 | 2100% | 9100.5582 | 99.73% | 0.2344% | 0.03926% | 373.4509 | 0 | 0 | 373.4509 | 0 | 324.1797 | 2.1328 | 151.9947 | 324.1797 | 2.1328 | 151.9947 | 378.9698 | 2.4933 | 151.9947 | 4.104% | 0.061079 | 0.058565 | 148997.4926 | 27594.5733 | 329.8343 | 121073.085 | 149014.9906 | 0 | 0 | 149014.9906 | 0.01232%
2028 | 907 | 907-1716R | Tier-3 | Tier-3---2 | 4--5 | 388 | 3900% | 27066.4552 | 99.19% | 0.7771% | 0.02941% | 782.6104 | 0 | 0 | 782.6104 | 0 | 679.3568 | 3.961 | 171.5123 | 679.3568 | 3.961 | 171.5123 | 794.1759 | 4.6304 | 171.5123 | 2.891% | 0.088049 | 0.085483 | 307401.4891 | 65823.1334 | 2297.2385 | 239281.1172 | 307475.923 | 0 | 0 | 307475.923 | 0.02581%
2028 | 908 | 908-1172R | Tier-2 | Tier-2---2 | 5--5 | 303 | 3600% | 15766.5188 | 98.33% | 1.627% | 0.04735% | 534.1482 | 0 | 0 | 534.1482 | 0 | 463.6755 | 3.6563 | 126.8158 | 463.6755 | 3.6563 | 126.8158 | 542.0419 | 4.2742 | 126.8158 | 3.388% | 0.20692 | 0.19979 | 76195.3215 | 14303.1214 | 1151.1077 | 60741.0923 | 76240.8397 | 0 | 0 | 76240.8397 | 0.01761%
2028 | 908 | 908-1236 | Tier-2 | Tier-2---2 | 5--5 | 166 | 2400% | 11763.9311 | 98.8% | 1.165% | 0.03327% | 487.3257 | 0 | 0 | 487.3257 | 0 | 423.0305 | 2.4375 | 173.549 | 423.0305 | 2.4375 | 173.549 | 494.5274 | 2.8495 | 173.549 | 4.143% | 0.1877 | 0.17983 | 62673.98 | 12802.8477 | 668.2172 | 49202.9151 | 62706.8387 | 0 | 0 | 62706.8387 | 0.01607%
2028 | 908 | 908-1368R | Tier-2 | Tier-2---5 | 5--5 | 471 | 10900% | 5570.7929 | 96.25% | 3.531% | 0.2207% | 359.8447 | 0 | 0 | 359.8447 | 0 | 312.3686 | 11.0704 | 28.2165 | 312.3686 | 11.0704 | 28.2165 | 365.1625 | 12.9415 | 28.2165 | 6.459% | 0.23644 | 0.22058 | 23560.7485 | 3807.7086 | 754.5572 | 18998.4826 | 23624.3335 | 0 | 0 | 23624.3335 | 0.01187%
2028 | 908 | 908-1370R | Tier-2 | Tier-2---8 | 5--4 | 150 | 2100% | 1466.2762 | 91.81% | 7.905% | 0.289% | 54.6528 | 0 | 0 | 54.6528 | 0 | 47.4422 | 2.1328 | 22.2437 | 47.4422 | 2.1328 | 22.2437 | 55.4605 | 2.4933 | 22.2437 | 3.727% | 0.1878 | 0.18018 | 7807.4644 | 1287.0292 | 565.6485 | 5954.7867 | 7834.5372 | 0 | 0 | 7834.5372 | 0.001802%
2028 | 908 | 908-1372R | Tier-2 | Tier-2---2 | 5--5 | 123 | 1200% | 7960.2903 | 98.35% | 1.621% | 0.03193% | 221.496 | 0 | 0 | 221.496 | 0 | 192.273 | 1.2188 | 157.7607 | 192.273 | 1.2188 | 157.7607 | 224.7693 | 1.4247 | 157.7607 | 2.783% | 0.17701 | 0.172 | 44971.6131 | 9357.4907 | 670.8421 | 34943.2804 | 44993.2526 | 0 | 0 | 44993.2526 | 0.007304%
2028 | 908 | 908-2038R | Tier-2 | Tier-2---1 | 5--5 | 547 | 3300% | 41258.5742 | 98.89% | 1.078% | 0.03081% | 713.8304 | 0 | 0 | 713.8304 | 0 | 619.6513 | 3.3516 | 184.8823 | 619.6513 | 3.3516 | 184.8823 | 724.3794 | 3.9181 | 184.8823 | 1.73% | 0.23053 | 0.2265 | 178970.5163 | 35360.8505 | 1780.0078 | 141829.658 | 179005.8633 | 0 | 0 | 179005.8633 | 0.02354%
2028 | 908 | 908-2040 | Tier-2 | Tier-2---5 | 5--5 | 162 | 1100% | 3646.8048 | 91.91% | 7.986% | 0.1044% | 66.001 | 0 | 0 | 66.001 | 0 | 57.2932 | 1.1172 | 51.2828 | 57.2932 | 1.1172 | 51.2828 | 66.9764 | 1.306 | 51.2828 | 1.81% | 0.17929 | 0.17576 | 20339.8492 | 3923.1303 | 1491.1287 | 14925.5902 | 20372.9025 | 0 | 0 | 20372.9025 | 0.002176%
2028 | 908 | 908-2055F | Tier-3 | Tier-3---2 | 5--5 | 363 | 4300% | 22564.0783 | 99.08% | 0.8792% | 0.03652% | 768.0369 | 0 | 0 | 768.0369 | 0 | 666.7061 | 4.3672 | 152.6609 | 666.7061 | 4.3672 | 152.6609 | 779.387 | 5.1053 | 152.6609 | 3.404% | 0.20355 | 0.19656 | 110854.0623 | 21094.0064 | 955.5801 | 88804.4759 | 110890.1757 | 0 | 0 | 110890.1757 | 0.02533%
2028 | 909 | 909-451 | Tier-3 | Tier-3---1 | 5--5 | 506 | 6800% | 55252.3747 | 99.27% | 0.7029% | 0.02396% | 2137.6624 | 0 | 0 | 2137.6624 | 0 | 1855.6303 | 6.9063 | 268.6856 | 1855.6303 | 6.9063 | 268.6856 | 2169.2529 | 8.0736 | 268.6856 | 3.869% | 0.31112 | 0.299 | 177590.703 | 30501.3074 | 1127.1647 | 145962.2309 | 177643.0498 | 0 | 0 | 177643.0498 | 0.07049%
2028 | 909 | 909-453R | Tier-2 | Tier-2---3 | 2--5 | 62 | 100% | 5703.0403 | 99.97% | 0% | 0.03309% | 26.6667 | 0 | 0 | 26.6667 | 0 | 23.1484 | 0.10156 | 227.9204 | 23.1484 | 0.10156 | 227.9204 | 27.0608 | 0.11873 | 227.9204 | 0.4676% | 0.0097928 | 0.009747 | 582370.7512 | 94031.5141 | 664.3163 | 487674.9208 | 582371.6567 | 0 | 0 | 582371.6567 | 0.0008794%
2028 | 909 | 909-805R | Tier-2 | Tier-2---1 | 5--5 | 309 | 5500% | 32313.161 | 99.26% | 0.708% | 0.02831% | 1655.6643 | 0 | 0 | 1655.6643 | 0 | 1437.2246 | 5.586 | 257.2905 | 1437.2246 | 5.586 | 257.2905 | 1680.1319 | 6.5301 | 257.2905 | 5.124% | 0.28921 | 0.27428 | 111728.904 | 24066.0497 | 703.1475 | 86959.7068 | 111773.6769 | 0 | 0 | 111773.6769 | 0.0546%
2028 | 909 | 909-812 | Tier-2 | Tier-2---17 | 1--5 | 3 | 100% | 62.9838 | 99.88% | 0% | 0.1185% | 6.0812 | 0 | 0 | 6.0812 | 0 | 5.2789 | 0.10156 | 51.9763 | 5.2789 | 0.10156 | 51.9763 | 6.1711 | 0.11873 | 51.9763 | 9.655% | 0.0001786 | 0.00016134 | 352652.9396 | 56837.6366 | 442.6032 | 295372.6998 | 352697.6408 | 0 | 0 | 352697.6408 | 0.0002005%
2028 | 91 | 91-7F | Tier-2 | Tier-2---9 | 4--5 | 194 | 300% | 1295.9906 | 95.98% | 3.603% | 0.4176% | 5.5782 | 0 | 0 | 5.5782 | 0 | 4.8423 | 0.30469 | 15.8924 | 4.8423 | 0.30469 | 15.8924 | 5.6607 | 0.35619 | 15.8924 | 0.4304% | 0.034038 | 0.033885 | 38075.0405 | 8008.4456 | 1355.7745 | 28710.8203 | 38081.9366 | 0 | 0 | 38081.9366 | 0.0001839%
2028 | 920 | 920-735AE | Tier-2 | Tier-2---7 | 4--5 | 295 | 100% | 1554.328 | 69.02% | 30.62% | 0.3611% | 1.0546 | 0 | 0 | 1.0546 | 0 | 0.91549 | 0.10156 | 9.014 | 0.91549 | 0.10156 | 9.014 | 1.0702 | 0.11873 | 9.014 | 0.06785% | 0.068691 | 0.068623 | 22627.8919 | 3439.8789 | 6367.8103 | 12820.2027 | 22634.7897 | 0 | 0 | 22634.7897 | 3.478e-05%
2028 | 928 | 928-19 | Tier-2 | Tier-2---11 | 4--4 | 36 | 100% | 434.8834 | 99.47% | 0.2691% | 0.2608% | 3.4847 | 0 | 0 | 3.4847 | 0 | 3.0249 | 0.10156 | 29.7835 | 3.0249 | 0.10156 | 29.7835 | 3.5362 | 0.11873 | 29.7835 | 0.8013% | 0.051756 | 0.051339 | 8402.5377 | 1782.5381 | 20.2893 | 6599.7102 | 8402.8993 | 0 | 0 | 8402.8993 | 0.0001149%
2028 | 968 | 968-476F | Tier-2 | Tier-2---17 | 3--3 | 44 | 700% | 62.492 | 96.91% | 0.773% | 2.32% | 2.794 | 0 | 0 | 2.794 | 0 | 2.4254 | 0.71095 | 3.4115 | 2.4254 | 0.71095 | 3.4115 | 2.8353 | 0.8311 | 3.4115 | 4.471% | 0.015315 | 0.014609 | 4080.3921 | 1049.3579 | 36.5623 | 2994.4719 | 4086.4958 | 0 | 0 | 4086.4958 | 9.214e-05%
2028 | 970 | 970-1341R | Tier-3 | Tier-3---4 | 5--5 | 92 | 1100% | 12961.6134 | 99.66% | 0.3199% | 0.02218% | 447.8924 | 0 | 0 | 447.8924 | 0 | 388.7998 | 1.1172 | 348.0127 | 388.7998 | 1.1172 | 348.0127 | 454.5114 | 1.306 | 348.0127 | 3.456% | 0.12497 | 0.12063 | 103720.1236 | 23825.8597 | 477.209 | 79417.0549 | 103732.8687 | 0 | 0 | 103732.8687 | 0.01477%
2028 | 971 | 971-1973R | Tier-3 | Tier-3---4 | 5--5 | 344 | 4200% | 15148.7962 | 99.05% | 0.8967% | 0.0506% | 531.2922 | 0 | 0 | 531.2922 | 0 | 461.1963 | 4.2657 | 108.1181 | 461.1963 | 4.2657 | 108.1181 | 539.1437 | 4.9866 | 108.1181 | 3.507% | 0.14704 | 0.14183 | 103024.8612 | 19745.1245 | 859.0693 | 82420.6674 | 103060.6838 | 0 | 0 | 103060.6838 | 0.01752%
2028 | 971 | 971-2050R | Tier-3 | Tier-3---2 | 5--5 | 597 | 4600% | 28484.5838 | 98.91% | 1.035% | 0.05308% | 629.5673 | 0 | 0 | 629.5673 | 0 | 546.5055 | 4.6719 | 116.9765 | 546.5055 | 4.6719 | 116.9765 | 638.8711 | 5.4615 | 116.9765 | 2.21% | 0.18464 | 0.18052 | 154268.7538 | 28980.1168 | 1504.6624 | 123783.9747 | 154307.1013 | 0 | 0 | 154307.1013 | 0.02076%
2028 | 971 | 971-29R | Tier-3 | Tier-3---6 | 5--5 | 106 | 1900% | 8015.4065 | 99.46% | 0.5042% | 0.0309% | 414.4204 | 0 | 0 | 414.4204 | 0 | 359.7439 | 1.9297 | 186.4239 | 359.7439 | 1.9297 | 186.4239 | 420.5448 | 2.2559 | 186.4239 | 5.17% | 0.12171 | 0.11538 | 65856.8143 | 11074.2553 | 300.8602 | 54481.6988 | 65876.1367 | 0 | 0 | 65876.1367 | 0.01367%
2028 | 971 | 971-371R | Tier-3 | Tier-3---12 | 5--5 | 58 | 100% | 4351.5062 | 99.52% | 0.4473% | 0.03668% | 21.6522 | 0 | 0 | 21.6522 | 0 | 18.7955 | 0.10156 | 185.0618 | 18.7955 | 0.10156 | 185.0618 | 21.9722 | 0.11873 | 185.0618 | 0.4976% | 0.11668 | 0.11609 | 37295.5774 | 6189.1534 | 149.4964 | 30956.9275 | 37296.4844 | 0 | 0 | 37296.4844 | 0.000714%
2028 | 971 | 971-381R | Tier-2 | Tier-2---15 | 1--5 | 2 | 100% | 191.8954 | 99.94% | 0% | 0.06293% | 27.8073 | 0 | 0 | 27.8073 | 0 | 24.1386 | 0.10156 | 237.6694 | 24.1386 | 0.10156 | 237.6694 | 28.2183 | 0.11873 | 237.6694 | 14.49% | 0.0003802 | 0.00032507 | 504722.2701 | 81534.2634 | 28.852 | 423159.1547 | 504776.134 | 0 | 0 | 504776.134 | 0.000917%
2028 | 971 | 971-383R | Tier-3 | Tier-3---4 | 5--5 | 281 | 3500% | 14770.5962 | 98.43% | 1.528% | 0.03956% | 525.1628 | 0 | 0 | 525.1628 | 0 | 455.8755 | 3.5547 | 128.2449 | 455.8755 | 3.5547 | 128.2449 | 532.9237 | 4.1555 | 128.2449 | 3.555% | 0.13837 | 0.13337 | 106747.8715 | 18250.5069 | 1553.2478 | 86944.1168 | 106810.5979 | 0 | 0 | 106810.5979 | 0.01732%
2028 | 971 | 971-388R | Tier-3 | Tier-3---4 | 5--5 | 406 | 2500% | 11267.961 | 98.98% | 0.9235% | 0.09902% | 199.1562 | 0 | 0 | 199.1562 | 0 | 172.8805 | 2.5391 | 68.0876 | 172.8805 | 2.5391 | 68.0876 | 202.0993 | 2.9682 | 68.0876 | 1.767% | 0.17642 | 0.17327 | 63870.0886 | 10985.172 | 547.8169 | 52337.0996 | 63881.9627 | 0 | 0 | 63881.9627 | 0.006567%
2028 | 972 | 972-1582R | Tier-3 | Tier-3---6 | 5--5 | 213 | 100% | 8019.1792 | 98.53% | 1.384% | 0.08092% | 10.7581 | 0 | 0 | 10.7581 | 0 | 9.3388 | 0.10156 | 91.95 | 9.3388 | 0.10156 | 91.95 | 10.9171 | 0.11873 | 91.95 | 0.1342% | 0.15062 | 0.15042 | 53239.6467 | 8712.3531 | 675.9355 | 43851.3581 | 53240.7103 | 0 | 0 | 53240.7103 | 0.0003548%
2028 | 972 | 972-1590F | Tier-3 | Tier-3---2 | 5--5 | 697 | 5300% | 23409.1539 | 98.39% | 1.548% | 0.05965% | 507.9132 | 0 | 0 | 507.9132 | 0 | 440.9017 | 5.3829 | 81.9083 | 440.9017 | 5.3829 | 81.9083 | 515.4192 | 6.2926 | 81.9083 | 2.17% | 0.17603 | 0.17215 | 132982.6796 | 26774.8666 | 1933.0349 | 104274.7781 | 133030.8777 | 0 | 0 | 133030.8777 | 0.01675%
2028 | 972 | 972-1642 | Tier-2 | Tier-2---16 | 5--2 | 9 | 600% | 185.3011 | 0% | 99.96% | 0.04171% | 0 | 0 | 0 | 0 | 0 | 0 | 0.60938 | 0 | 0 | 0.60938 | 0 | 0 | 0.71237 | 0 | 0% | 0.11047 | 0.089115 | 1677.3427 | 1.9611 | 1510.6909 | 164.6906 | 2079.3504 | 0 | 0 | 2079.3504 | 0%
2028 | 972 | 972-32R | Tier-2 | Tier-2---1 | 5--5 | 543 | 7300% | 22914.3284 | 97.48% | 2.478% | 0.04418% | 870.8352 | 0 | 0 | 870.8352 | 0 | 755.9417 | 7.4141 | 101.9594 | 755.9417 | 7.4141 | 101.9594 | 883.7045 | 8.6672 | 101.9594 | 3.8% | 0.16607 | 0.1596 | 137978.7753 | 23361.9707 | 3101.1924 | 111515.6122 | 138119.9323 | 0 | 0 | 138119.9323 | 0.02872%
2028 | 972 | 972-942R | Tier-3 | Tier-3---6 | 5--5 | 189 | 1400% | 9149.6836 | 99.12% | 0.8301% | 0.05344% | 194.8121 | 0 | 0 | 194.8121 | 0 | 169.1096 | 1.4219 | 118.9329 | 169.1096 | 1.4219 | 118.9329 | 197.691 | 1.6622 | 118.9329 | 2.129% | 0.14194 | 0.1389 | 64459.3584 | 11777.4052 | 488.1508 | 52193.8024 | 64471.8617 | 0 | 0 | 64471.8617 | 0.006424%
2028 | 973 | 973-1226R | Tier-3 | Tier-3---10 | 5--5 | 194 | 1200% | 5177.8696 | 97.32% | 2.585% | 0.09195% | 90.395 | 0 | 0 | 90.395 | 0 | 78.4688 | 1.2188 | 64.3839 | 78.4688 | 1.2188 | 64.3839 | 91.7309 | 1.4247 | 64.3839 | 1.746% | 0.13989 | 0.13739 | 37012.5952 | 5797.6214 | 879.9001 | 30335.0736 | 37030.6929 | 0 | 0 | 37030.6929 | 0.002981%
2028 | 973 | 973-1245R | Tier-3 | Tier-3---6 | 5--5 | 59 | 1500% | 8620.1106 | 99.53% | 0.4446% | 0.0227% | 632.5805 | 0 | 0 | 632.5805 | 0 | 549.1211 | 1.5235 | 360.4447 | 549.1211 | 1.5235 | 360.4447 | 641.9288 | 1.7809 | 360.4447 | 7.338% | 0.12039 | 0.11151 | 71603.6913 | 12270.708 | 387.9577 | 58945.0256 | 71630.3257 | 0 | 0 | 71630.3257 | 0.02086%
2028 | 974 | 974-23R | Tier-3 | Tier-3---11 | 5--5 | 389 | 2500% | 3492.8626 | 93.69% | 6.037% | 0.2698% | 60.9926 | 0 | 0 | 60.9926 | 0 | 52.9455 | 2.5391 | 20.8522 | 52.9455 | 2.5391 | 20.8522 | 61.8939 | 2.9682 | 20.8522 | 1.746% | 0.16472 | 0.16165 | 21204.8226 | 3176.6761 | 1159.8225 | 16868.324 | 21230.2216 | 0 | 0 | 21230.2216 | 0.002011%
2028 | 974 | 974-715R | Tier-3 | Tier-3---6 | 5--5 | 134 | 800% | 7107.1697 | 99.55% | 0.3981% | 0.05413% | 122.493 | 0 | 0 | 122.493 | 0 | 106.332 | 0.81251 | 130.8686 | 106.332 | 0.81251 | 130.8686 | 124.3033 | 0.94983 | 130.8686 | 1.724% | 0.14069 | 0.13825 | 50517.2415 | 8114.8836 | 271.1921 | 42131.1659 | 50521.2665 | 0 | 0 | 50521.2665 | 0.004039%
2028 | 975 | 975-22R | Tier-3 | Tier-3---7 | 5--5 | 30 | 300% | 6417.0381 | 80.3% | 19.69% | 0.01691% | 149.4284 | 0 | 0 | 149.4284 | 0 | 129.7136 | 0.30469 | 425.722 | 129.7136 | 0.30469 | 425.722 | 151.6367 | 0.35619 | 425.722 | 2.329% | 0.19669 | 0.19099 | 32624.3404 | 6032.7065 | 5987.0676 | 20604.5664 | 32816.3167 | 0 | 0 | 32816.3167 | 0.004928%
2028 | 991 | 991-1 | Tier-2 | Tier-2---12 | 4--5 | 29 | 100% | 626.8618 | 65.87% | 33.98% | 0.153% | 4.1291 | 0 | 0 | 4.1291 | 0 | 3.5843 | 0.10156 | 35.2911 | 3.5843 | 0.10156 | 35.2911 | 4.1901 | 0.11873 | 35.2911 | 0.6587% | 0.034773 | 0.034425 | 18027.4627 | 3649.7735 | 5561.6241 | 8816.0652 | 18089.6142 | 0 | 0 | 18089.6142 | 0.0001362%
2028 | 991 | 991-1206R | Tier-2 | Tier-2---4 | 4--5 | 164 | 2500% | 4576.7911 | 99.78% | 0.09876% | 0.1221% | 201.8808 | 0 | 0 | 201.8808 | 0 | 175.2457 | 2.5391 | 69.0191 | 175.2457 | 2.5391 | 69.0191 | 204.8642 | 2.9682 | 69.0191 | 4.411% | 0.063785 | 0.060966 | 71752.9575 | 17377.7181 | 68.9781 | 54306.2613 | 71760.2879 | 0 | 0 | 71760.2879 | 0.006657%
2028 | 1023 | CB 1023 | Tier-2 | Tier-2---4 | 4--5 | 78 | 700% | 3332.7386 | 99.81% | 0.1085% | 0.07978% | 86.5734 | 0 | 0 | 86.5734 | 0 | 75.1513 | 0.71095 | 105.7062 | 75.1513 | 0.71095 | 105.7062 | 87.8528 | 0.8311 | 105.7062 | 2.598% | 0.082267 | 0.080126 | 40511.3439 | 6478.7378 | 346.66 | 33685.946 | 40513.3816 | 0 | 0 | 40513.3816 | 0.002855%
2028 | 1090 | CB 1090 | Tier-2 | Tier-2---7 | 3--5 | 111 | 1200% | 1414.5114 | 99.62% | 0.1678% | 0.2113% | 44.1787 | 0 | 0 | 44.1787 | 0 | 38.35 | 1.2188 | 31.4663 | 38.35 | 1.2188 | 31.4663 | 44.8316 | 1.4247 | 31.4663 | 3.123% | 0.025114 | 0.024326 | 56324.0689 | 9092.3637 | 116.2348 | 47115.4703 | 56330.9793 | 0 | 0 | 56330.9793 | 0.001457%
2028 | 1101 | CB 1101 | Tier-2 | Tier-2---9 | 4--4 | 41 | 100% | 1133.279 | 99.72% | 0.1529% | 0.1272% | 7.9934 | 0 | 0 | 7.9934 | 0 | 6.9388 | 0.10156 | 68.3199 | 6.9388 | 0.10156 | 68.3199 | 8.1116 | 0.11873 | 68.3199 | 0.7053% | 0.091579 | 0.090931 | 12374.933 | 1964.2318 | 240.1019 | 10170.5993 | 12375.18 | 0 | 0 | 12375.18 | 0.0002636%
2028 | 1138 | CB 1138 | Tier-2 | Tier-2---10 | 5--4 | 291 | 1000% | 765.4961 | 75% | 24.28% | 0.7274% | 5.7212 | 0 | 0 | 5.7212 | 0 | 4.9663 | 1.0156 | 4.8899 | 4.9663 | 1.0156 | 4.8899 | 5.8057 | 1.1873 | 4.8899 | 0.7474% | 0.11418 | 0.11304 | 6704.4211 | 1031.4722 | 1538.2078 | 4134.7411 | 6721.2957 | 0 | 0 | 6721.2957 | 0.0001887%
2028 | 1162 | CB 1162 | Tier-2 | Tier-2---18 | 4--2 | 34 | 600% | 75.2008 | 96.65% | 1.975% | 1.378% | 3.7195 | 0 | 0 | 3.7195 | 0 | 3.2287 | 0.60938 | 5.2984 | 3.2287 | 0.60938 | 5.2984 | 3.7744 | 0.71237 | 5.2984 | 4.946% | 0.064214 | 0.060927 | 1171.1044 | 178.0938 | 26.2712 | 966.7394 | 1173.2225 | 0 | 0 | 1173.2225 | 0.0001227%
2028 | 120 | CB 120 | Tier-1 | Non-HFTD---5 | 2--4 | 18 | 600% | 72.8901 | 46.84% | 52.05% | 1.107% | 3.3006 | 0 | 0 | 3.3006 | 0 | 2.8651 | 0.60938 | 4.7016 | 2.8651 | 0.60938 | 4.7016 | 3.3493 | 0.71237 | 4.7016 | 4.528% | 0.010618 | 0.0095918 | 6864.6422 | 601.3181 | 3453.7454 | 2809.5787 | 7255.1322 | 0 | 0 | 7255.1322 | 0.0001088%
2028 | 1234 | CB 1234 | Tier-3 | Tier-3---10 | 5--5 | 240 | 2900% | 6311.4919 | 84.29% | 15.54% | 0.1769% | 186.416 | 0 | 0 | 186.416 | 0 | 161.8212 | 2.9453 | 54.9413 | 161.8212 | 2.9453 | 54.9413 | 189.1708 | 3.4431 | 54.9413 | 2.954% | 0.11961 | 0.11542 | 52765.4948 | 7251.4549 | 7797.694 | 37716.3459 | 53066.5559 | 0 | 0 | 53066.5559 | 0.006147%
2028 | 1235 | CB 1235 | Tier-2 | Tier-2---6 | 4--5 | 622 | 4000% | 6645.572 | 99.09% | 0.6868% | 0.2213% | 122.8112 | 0 | 0 | 122.8112 | 0 | 106.6082 | 4.0625 | 26.2417 | 106.6082 | 4.0625 | 26.2417 | 124.6262 | 4.7492 | 26.2417 | 1.848% | 0.082825 | 0.08128 | 80236.4987 | 14594.2716 | 649.5597 | 64992.6674 | 80250.3454 | 0 | 0 | 80250.3454 | 0.00405%
2028 | 1243 | CB 1243 | Tier-2 | Tier-2---7 | 3--5 | 116 | 800% | 1438.3629 | 99.75% | 0% | 0.2509% | 28.6951 | 0 | 0 | 28.6951 | 0 | 24.9092 | 0.81251 | 30.6571 | 24.9092 | 0.81251 | 30.6571 | 29.1191 | 0.94983 | 30.6571 | 1.995% | 0.019586 | 0.019194 | 73438.3162 | 12301.3098 | 66.4142 | 61070.5923 | 73442.0768 | 0 | 0 | 73442.0768 | 0.0009463%
2028 | 1299 | CB 1299 | Tier-2 | Tier-2---19 | 3--3 | 76 | 100% | 41.7756 | 94.08% | 0% | 5.924% | 0.14996 | 0 | 0 | 0.14996 | 0 | 0.13018 | 0.10156 | 1.2817 | 0.13018 | 0.10156 | 1.2817 | 0.15218 | 0.11873 | 1.2817 | 0.359% | 0.014997 | 0.01494 | 2785.5246 | 467.5235 | 44.8169 | 2273.1842 | 2786.1566 | 0 | 0 | 2786.1566 | 4.945e-06%
2028 | 200 | CB 200 | Tier-2 | Tier-2---9 | 4--5 | 478 | 300% | 1342.6559 | 29.9% | 69.37% | 0.7369% | 0.73058 | 0 | 0 | 0.73058 | 0 | 0.63419 | 0.30469 | 2.0814 | 0.63419 | 0.30469 | 2.0814 | 0.74138 | 0.35619 | 2.0814 | 0.05441% | 0.060261 | 0.060151 | 22280.6766 | 968.7431 | 14863.6506 | 6448.2829 | 22309.1574 | 0 | 0 | 22309.1574 | 2.409e-05%
2028 | 203 | CB 203 | Tier-2 | Tier-2---13 | 4--4 | 233 | 800% | 195.752 | 9.583% | 88.23% | 2.187% | 0.18679 | 0 | 0 | 0.18679 | 0 | 0.16215 | 0.81251 | 0.19956 | 0.16215 | 0.81251 | 0.19956 | 0.18955 | 0.94983 | 0.19956 | 0.09542% | 0.03541 | 0.035058 | 5528.1246 | 34.2367 | 4807.7085 | 686.1793 | 5578.3941 | 0 | 0 | 5578.3941 | 6.16e-06%
2028 | 204 | CB 204 | Tier-2 | Tier-2---9 | 4--4 | 229 | 1500% | 1059.5314 | 80.82% | 18.41% | 0.7661% | 16.2667 | 0 | 0 | 16.2667 | 0 | 14.1206 | 1.5235 | 9.2688 | 14.1206 | 1.5235 | 9.2688 | 16.5071 | 1.7809 | 9.2688 | 1.535% | 0.068524 | 0.067222 | 15462.1941 | 1952.7232 | 2912.9931 | 10596.4779 | 15519.612 | 0 | 0 | 15519.612 | 0.0005364%
2028 | 231 | CB 231 | Tier-2 | Tier-2---7 | 4--5 | 260 | 2500% | 2499.974 | 99.29% | 0.4807% | 0.2332% | 69.2131 | 0 | 0 | 69.2131 | 0 | 60.0815 | 2.5391 | 23.6626 | 60.0815 | 2.5391 | 23.6626 | 70.236 | 2.9682 | 23.6626 | 2.769% | 0.037573 | 0.036525 | 66537.1573 | 11726.385 | 695.1024 | 54115.6699 | 66550.7827 | 0 | 0 | 66550.7827 | 0.002282%
2028 | 232 | CB 232 | Tier-2 | Tier-2---7 | 4--5 | 259 | 1800% | 1642.5971 | 97.37% | 2.323% | 0.3027% | 32.2364 | 0 | 0 | 32.2364 | 0 | 27.9833 | 1.8281 | 15.3069 | 27.9833 | 1.8281 | 15.3069 | 32.7128 | 2.1371 | 15.3069 | 1.963% | 0.029023 | 0.028438 | 56595.6114 | 8878.7373 | 1490.4163 | 46226.4579 | 56626.1776 | 0 | 0 | 56626.1776 | 0.001063%
2028 | 233 | CB 233 | Tier-2 | Tier-2---4 | 4--5 | 613 | 5100% | 4127.6955 | 98.74% | 0.928% | 0.3343% | 98.3327 | 0 | 0 | 98.3327 | 0 | 85.3592 | 5.1797 | 16.4794 | 85.3592 | 5.1797 | 16.4794 | 99.7859 | 6.0552 | 16.4794 | 2.382% | 0.075451 | 0.073631 | 54706.8242 | 9492.9943 | 1134.8954 | 44078.9345 | 54723.8984 | 0 | 0 | 54723.8984 | 0.003243%
2028 | 234 | CB 234 | Tier-2 | Tier-2---4 | 4--5 | 352 | 4400% | 3294.853 | 98.88% | 0.9043% | 0.2189% | 118.0969 | 0 | 0 | 118.0969 | 0 | 102.5158 | 4.4688 | 22.9404 | 102.5158 | 4.4688 | 22.9404 | 119.8422 | 5.2241 | 22.9404 | 3.584% | 0.044658 | 0.043039 | 73779.6805 | 13525.886 | 881.4848 | 59372.3097 | 73810.8492 | 0 | 0 | 73810.8492 | 0.003894%
2028 | 236 | CB 236 | Tier-2 | Tier-2---1 | 5--5 | 337 | 5000% | 12711.1878 | 97.62% | 2.333% | 0.04724% | 533.9013 | 0 | 0 | 533.9013 | 0 | 463.4611 | 5.0782 | 91.2652 | 463.4611 | 5.0782 | 91.2652 | 541.7913 | 5.9365 | 91.2652 | 4.2% | 0.1419 | 0.13579 | 89580.6366 | 15500.694 | 2015.4718 | 72064.4708 | 89676.5137 | 0 | 0 | 89676.5137 | 0.01761%
2028 | 237 | CB 237 | Tier-2 | Tier-2---8 | 5--5 | 41 | 100% | 2111.5746 | 99.54% | 0.4259% | 0.03207% | 14.8671 | 0 | 0 | 14.8671 | 0 | 12.9056 | 0.10156 | 127.0695 | 12.9056 | 0.10156 | 127.0695 | 15.0868 | 0.11873 | 127.0695 | 0.7041% | 0.10923 | 0.10845 | 19331.9134 | 3573.3415 | 106.8159 | 15651.756 | 19332.5441 | 0 | 0 | 19332.5441 | 0.0004903%
2028 | 240 | CB 240 | Tier-2 | Tier-2---9 | 4--5 | 238 | 1500% | 1263.0316 | 97.68% | 1.949% | 0.3739% | 22.5486 | 0 | 0 | 22.5486 | 0 | 19.5736 | 1.5235 | 12.8482 | 19.5736 | 1.5235 | 12.8482 | 22.8818 | 1.7809 | 12.8482 | 1.785% | 0.048511 | 0.047624 | 26036.1977 | 5428.7987 | 694.0612 | 19913.3378 | 26047.4581 | 0 | 0 | 26047.4581 | 0.0007436%
2028 | 242 | CB 242 | Tier-2 | Tier-2---11 | 5--3 | 87 | 100% | 406.8184 | 64.36% | 35.02% | 0.6193% | 0.8728 | 0 | 0 | 0.8728 | 0 | 0.75765 | 0.10156 | 7.4599 | 0.75765 | 0.10156 | 7.4599 | 0.8857 | 0.11873 | 7.4599 | 0.2145% | 0.1014 | 0.10107 | 4011.826 | 391.3486 | 1462.3995 | 2158.0779 | 4016.6075 | 0 | 0 | 4016.6075 | 2.878e-05%
2028 | 244 | CB 244 | Tier-2 | Tier-2---14 | 4--4 | 197 | 100% | 295.5508 | 37.5% | 61.39% | 1.106% | 0.16317 | 0 | 0 | 0.16317 | 0 | 0.14164 | 0.10156 | 1.3946 | 0.14164 | 0.10156 | 1.3946 | 0.16558 | 0.11873 | 1.3946 | 0.05521% | 0.040668 | 0.040609 | 7267.3331 | 364.4749 | 4618.5636 | 2284.2946 | 7274.0289 | 0 | 0 | 7274.0289 | 5.381e-06%
2028 | 246 | CB 246 | Tier-2 | Tier-2---7 | 4--5 | 303 | 1500% | 1438.4419 | 90% | 9.47% | 0.5268% | 18.5865 | 0 | 0 | 18.5865 | 0 | 16.1343 | 1.5235 | 10.5906 | 16.1343 | 1.5235 | 10.5906 | 18.8611 | 1.7809 | 10.5906 | 1.292% | 0.066431 | 0.065478 | 21653.0415 | 4674.1804 | 2209.0046 | 14769.8565 | 21684.5703 | 0 | 0 | 21684.5703 | 0.0006129%
2028 | 249 | CB 249 | Tier-3 | Tier-3---16 | 4--4 | 101 | 800% | 826.9208 | 97.04% | 2.672% | 0.2884% | 18.4323 | 0 | 0 | 18.4323 | 0 | 16.0004 | 0.81251 | 19.6926 | 16.0004 | 0.81251 | 19.6926 | 18.7047 | 0.94983 | 19.6926 | 2.229% | 0.05906 | 0.057704 | 14001.3211 | 2124.344 | 445.6547 | 11431.3225 | 14011.0666 | 0 | 0 | 14011.0666 | 0.0006078%
2028 | 276 | CB 276 | Tier-1 | Non-HFTD---10 | 3--2 | 28 | 100% | 26.0793 | 53.94% | 42.4% | 3.659% | 0.14571 | 0 | 0 | 0.14571 | 0 | 0.12648 | 0.10156 | 1.2453 | 0.12648 | 0.10156 | 1.2453 | 0.14786 | 0.11873 | 1.2453 | 0.5587% | 0.01954 | 0.019338 | 1334.6469 | 19.5495 | 1128.3922 | 186.7052 | 1341.08 | 0 | 0 | 1341.08 | 4.805e-06%
2028 | 305 | CB 305 | Tier-1 | Non-HFTD---1 | 4--5 | 170 | 1000% | 2786.7739 | 97.11% | 2.732% | 0.1605% | 46.1638 | 0 | 0 | 46.1638 | 0 | 40.0732 | 1.0156 | 39.4563 | 40.0732 | 1.0156 | 39.4563 | 46.846 | 1.1873 | 39.4563 | 1.657% | 0.073949 | 0.072687 | 37685.1802 | 5958.9331 | 946.9636 | 30779.2836 | 37704.1004 | 0 | 0 | 37704.1004 | 0.001522%
2028 | 307 | CB 307 | Tier-1 | Non-HFTD---1 | 4--4 | 30 | 600% | 601.8674 | 89.73% | 10.15% | 0.1197% | 31.3245 | 0 | 0 | 31.3245 | 0 | 27.1917 | 0.60938 | 44.6218 | 27.1917 | 0.60938 | 44.6218 | 31.7874 | 0.71237 | 44.6218 | 5.205% | 0.056404 | 0.053132 | 10670.688 | 1554.5631 | 980.4133 | 8135.7116 | 10738.1389 | 0 | 0 | 10738.1389 | 0.001033%
2028 | 330 | CB 330 | Tier-2 | Tier-2---16 | 4--3 | 156 | 1200% | 124.2501 | 33.35% | 64.03% | 2.615% | 0.92448 | 0 | 0 | 0.92448 | 0 | 0.80251 | 1.2188 | 0.65846 | 0.80251 | 1.2188 | 0.65846 | 0.93815 | 1.4247 | 0.65846 | 0.7441% | 0.029702 | 0.029039 | 4183.2246 | 10.9263 | 3758.006 | 414.2923 | 4246.8364 | 0 | 0 | 4246.8364 | 3.049e-05%
2028 | 331 | CB 331 | Tier-2 | Tier-2---14 | 2--5 | 48 | 100% | 261.2105 | 99.38% | 0% | 0.6196% | 1.5684 | 0 | 0 | 1.5684 | 0 | 1.3614 | 0.10156 | 13.4049 | 1.3614 | 0.10156 | 13.4049 | 1.5915 | 0.11873 | 13.4049 | 0.6004% | 0.010352 | 0.010289 | 25232.8512 | 3536.4388 | 3219.2744 | 18477.138 | 25233.8015 | 0 | 0 | 25233.8015 | 5.172e-05%
2028 | 351 | CB 351 | Tier-2 | Tier-2---3 | 5--5 | 154 | 1200% | 14599.7352 | 99.66% | 0.3054% | 0.03279% | 328.8004 | 0 | 0 | 328.8004 | 0 | 285.4202 | 1.2188 | 234.1883 | 285.4202 | 1.2188 | 234.1883 | 333.6594 | 1.4247 | 234.1883 | 2.252% | 0.12463 | 0.12182 | 117140.1184 | 26730.0261 | 377.3251 | 90032.7671 | 117149.2771 | 0 | 0 | 117149.2771 | 0.01084%
2028 | 355 | CB 355 | Tier-2 | Tier-2---3 | 5--5 | 302 | 2900% | 11288.3525 | 98.84% | 1.109% | 0.05403% | 310.6977 | 0 | 0 | 310.6977 | 0 | 269.7058 | 2.9453 | 91.5702 | 269.7058 | 2.9453 | 91.5702 | 315.2892 | 3.4431 | 91.5702 | 2.752% | 0.1048 | 0.10188 | 107709.793 | 22403.5173 | 1198.9113 | 84107.3644 | 107745.6842 | 0 | 0 | 107745.6842 | 0.01025%
2028 | 357 | CB 357 | Tier-3 | Tier-3---10 | 5--5 | 162 | 1800% | 6110.8546 | 96.01% | 3.933% | 0.05986% | 189.0429 | 0 | 0 | 189.0429 | 0 | 164.1016 | 1.8281 | 89.764 | 164.1016 | 1.8281 | 89.764 | 191.8366 | 2.1371 | 89.764 | 3.094% | 0.12773 | 0.12362 | 47841.0693 | 7695.9209 | 1866.6974 | 38278.451 | 47904.6725 | 0 | 0 | 47904.6725 | 0.006234%
2028 | 358 | CB 358 | Tier-3 | Tier-3---15 | 5--4 | 21 | 400% | 861.4334 | 18.88% | 81.11% | 0.0161% | 8.9827 | 0 | 0 | 8.9827 | 0 | 7.7976 | 0.40625 | 19.1938 | 7.7976 | 0.40625 | 19.1938 | 9.1154 | 0.47492 | 19.1938 | 1.043% | 0.1387 | 0.13104 | 6210.6059 | 197.9224 | 4526.0062 | 1486.6772 | 6505.1778 | 0 | 0 | 6505.1778 | 0.0002962%
2028 | 443 | CB 443 | Tier-2 | Tier-2---17 | 2--4 | 36 | 300% | 67.1473 | 98.29% | 0% | 1.71% | 1.595 | 0 | 0 | 1.595 | 0 | 1.3845 | 0.30469 | 4.5441 | 1.3845 | 0.30469 | 4.5441 | 1.6185 | 0.35619 | 4.5441 | 2.375% | 0.007405 | 0.007226 | 9067.8323 | 1863.6752 | 20.0371 | 7184.12 | 9071.6733 | 0 | 0 | 9071.6733 | 5.26e-05%
2028 | 470 | CB 470 | Tier-2 | Tier-2---6 | 5--5 | 381 | 800% | 6922.0493 | 95.49% | 4.388% | 0.1268% | 40.2471 | 0 | 0 | 40.2471 | 0 | 34.9371 | 0.81251 | 42.9991 | 34.9371 | 0.81251 | 42.9991 | 40.8419 | 0.94983 | 42.9991 | 0.5814% | 0.114 | 0.1133 | 60721.6484 | 13514.2063 | 2573.4965 | 44633.9456 | 60738.443 | 0 | 0 | 60738.443 | 0.001327%
2028 | 474 | CB 474 | Tier-1 | Non-HFTD---1 | 3--5 | 170 | 300% | 794.8798 | 99.6% | 0% | 0.3957% | 4.0518 | 0 | 0 | 4.0518 | 0 | 3.5172 | 0.30469 | 11.5436 | 3.5172 | 0.30469 | 11.5436 | 4.1117 | 0.35619 | 11.5436 | 0.5097% | 0.016088 | 0.016005 | 49409.4676 | 7937.2559 | 481.7871 | 40990.4246 | 49410.4733 | 0 | 0 | 49410.4733 | 0.0001336%
2028 | 492 | CB 492 | Tier-1 | Non-HFTD---4 | 3--4 | 98 | 600% | 147.6974 | 50.2% | 48.6% | 1.193% | 1.3165 | 0 | 0 | 1.3165 | 0 | 1.1428 | 0.60938 | 1.8754 | 1.1428 | 0.60938 | 1.8754 | 1.336 | 0.71237 | 1.8754 | 0.8914% | 0.022696 | 0.022293 | 6507.5812 | 522.8448 | 3980.5377 | 2004.1987 | 6566.157 | 0 | 0 | 6566.157 | 4.341e-05%
2028 | 521 | CB 521 | Tier-2 | Tier-2---20 | 3--1 | 14 | 300% | 12.2832 | 16.79% | 81.3% | 1.905% | 0.12818 | 0 | 0 | 0.12818 | 0 | 0.11127 | 0.30469 | 0.3652 | 0.11127 | 0.30469 | 0.3652 | 0.13008 | 0.35619 | 0.3652 | 1.044% | 0.025917 | 0.024306 | 473.952 | 7.4349 | 392.0671 | 74.45 | 500.0825 | 0 | 0 | 500.0825 | 4.227e-06%
2028 | 522 | CB 522 | Tier-2 | Tier-2---9 | 4--5 | 253 | 2800% | 1074.3257 | 89.49% | 10.08% | 0.4258% | 30.8581 | 0 | 0 | 30.8581 | 0 | 26.7868 | 2.8438 | 9.4194 | 26.7868 | 2.8438 | 9.4194 | 31.3141 | 3.3244 | 9.4194 | 2.872% | 0.049006 | 0.047433 | 21922.4202 | 3152.3384 | 2334.9737 | 16435.1082 | 21998.7866 | 0 | 0 | 21998.7866 | 0.001018%
2028 | 523 | CB 523 | Tier-2 | Tier-2---13 | 4--4 | 259 | 3200% | 305.5692 | 37.2% | 61.32% | 1.484% | 4.0726 | 0 | 0 | 4.0726 | 0 | 3.5353 | 3.25 | 1.0878 | 3.5353 | 3.25 | 1.0878 | 4.1328 | 3.7993 | 1.0878 | 1.333% | 0.044603 | 0.043005 | 6850.8655 | 637.5043 | 4014.608 | 2198.7533 | 7010.7537 | 0 | 0 | 7010.7537 | 0.0001343%
2028 | 524 | CB 524 | Tier-3 | Tier-3---17 | 3--5 | 90 | 100% | 481.3309 | 94.25% | 5.298% | 0.4514% | 1.4618 | 0 | 0 | 1.4618 | 0 | 1.2689 | 0.10156 | 12.4939 | 1.2689 | 0.10156 | 12.4939 | 1.4834 | 0.11873 | 12.4939 | 0.3037% | 0.018139 | 0.01808 | 26536.2736 | 4900.6821 | 2268.1123 | 19367.4792 | 26541.2058 | 0 | 0 | 26541.2058 | 4.82e-05%
2028 | 536 | CB 536 | Tier-2 | Tier-2---18 | 4--2 | 39 | 100% | 54.1099 | 76.19% | 21.99% | 1.82% | 0.30656 | 0 | 0 | 0.30656 | 0 | 0.26612 | 0.10156 | 2.6202 | 0.26612 | 0.10156 | 2.6202 | 0.31109 | 0.11873 | 2.6202 | 0.5666% | 0.063476 | 0.063004 | 852.4497 | 102.6719 | 151.462 | 598.3157 | 853.9701 | 0 | 0 | 853.9701 | 1.011e-05%
2028 | 589 | CB 589 | Tier-1 | Non-HFTD---4 | 2--5 | 31 | 100% | 115.513 | 99.19% | 0% | 0.8071% | 1.0719 | 0 | 0 | 1.0719 | 0 | 0.93047 | 0.10156 | 9.1614 | 0.93047 | 0.10156 | 9.1614 | 1.0877 | 0.11873 | 9.1614 | 0.9279% | 0.0061356 | 0.0060782 | 18826.6917 | 3852.5482 | 1417.3063 | 13556.8372 | 18828.1267 | 0 | 0 | 18828.1267 | 3.535e-05%
2028 | 599 | CB 599 | Tier-2 | Tier-2---4 | 4--5 | 369 | 1800% | 4323.2442 | 99.81% | 0% | 0.1903% | 61.0417 | 0 | 0 | 61.0417 | 0 | 52.9882 | 1.8281 | 28.9847 | 52.9882 | 1.8281 | 28.9847 | 61.9438 | 2.1371 | 28.9847 | 1.412% | 0.043095 | 0.042485 | 100319.859 | 21711.3429 | 465.9724 | 78142.5437 | 100322.5985 | 0 | 0 | 100322.5985 | 0.002013%
2028 | 65 | CB 65 | Tier-1 | Non-HFTD---2 | 3--4 | 188 | 300% | 189.2656 | 62.06% | 35.57% | 2.376% | 0.54354 | 0 | 0 | 0.54354 | 0 | 0.47183 | 0.30469 | 1.5485 | 0.47183 | 0.30469 | 1.5485 | 0.55157 | 0.35619 | 1.5485 | 0.2872% | 0.027671 | 0.027543 | 6839.7543 | 634.4467 | 2950.5287 | 3254.7788 | 6851.8195 | 0 | 0 | 6851.8195 | 1.792e-05%
2028 | 788 | CB 788 | Tier-2 | Tier-2---2 | 5--5 | 708 | 100% | 8569.0681 | 95.07% | 4.755% | 0.1724% | 3.337 | 0 | 0 | 3.337 | 0 | 2.8967 | 0.10156 | 28.5212 | 2.8967 | 0.10156 | 28.5212 | 3.3863 | 0.11873 | 28.5212 | 0.03894% | 0.14181 | 0.14175 | 60426.1463 | 13184.7767 | 2801.9092 | 44439.4605 | 60427.3664 | 0 | 0 | 60427.3664 | 0.00011%
2028 | 791 | CB 791 | Tier-1 | Non-HFTD---1 | 2--5 | 89 | 100% | 969.8887 | 99.78% | 0% | 0.2167% | 3.1535 | 0 | 0 | 3.1535 | 0 | 2.7374 | 0.10156 | 26.9527 | 2.7374 | 0.10156 | 26.9527 | 3.2001 | 0.11873 | 26.9527 | 0.3251% | 0.010706 | 0.010671 | 90594.693 | 15315.6434 | 490.2766 | 74788.773 | 90595.3346 | 0 | 0 | 90595.3346 | 0.000104%
2028 | 907 | CB 907 | Tier-3 | Tier-3---13 | 3--5 | 51 | 1200% | 2742.2838 | 99.83% | 0.1274% | 0.03844% | 186.8102 | 0 | 0 | 186.8102 | 0 | 162.1635 | 1.2188 | 133.0557 | 162.1635 | 1.2188 | 133.0557 | 189.5709 | 1.4247 | 133.0557 | 6.812% | 0.023668 | 0.022053 | 115862.6602 | 23455.2181 | 132.6973 | 92274.7448 | 115876.7308 | 0 | 0 | 115876.7308 | 0.00616%
2028 | 928 | CB 928 | Tier-2 | Tier-2---7 | 4--5 | 62 | 100% | 1655.0106 | 79.76% | 20.12% | 0.1245% | 6.1741 | 0 | 0 | 6.1741 | 0 | 5.3596 | 0.10156 | 52.7705 | 5.3596 | 0.10156 | 52.7705 | 6.2654 | 0.11873 | 52.7705 | 0.3731% | 0.057199 | 0.056931 | 28934.4603 | 4597.4585 | 5524.6499 | 18812.3519 | 28961.9854 | 0 | 0 | 28961.9854 | 0.0002036%
2028 | 971 | CB 971 | Tier-2 | Tier-2---3 | 5--5 | 167 | 800% | 11456.6981 | 99.51% | 0.4569% | 0.03477% | 158.3764 | 0 | 0 | 158.3764 | 0 | 137.481 | 0.81251 | 169.2056 | 137.481 | 0.81251 | 169.2056 | 160.7169 | 0.94983 | 169.2056 | 1.382% | 0.12528 | 0.12354 | 91451.3672 | 15599.0846 | 567.0446 | 75285.238 | 91457.7015 | 0 | 0 | 91457.7015 | 0.005223%
2028 | 975 | CB 975 | Tier-3 | Tier-3---16 | 5--4 | 11 | 100% | 1304.3742 | 99.51% | 0.4601% | 0.0271% | 34.2205 | 0 | 0 | 34.2205 | 0 | 29.7056 | 0.10156 | 292.4831 | 29.7056 | 0.10156 | 292.4831 | 34.7262 | 0.11873 | 292.4831 | 2.624% | 0.10726 | 0.10443 | 12161.0449 | 1953.4321 | 79.6517 | 10127.9611 | 12162.649 | 0 | 0 | 12162.649 | 0.001128%
2028 | 981 | CB 981 | Tier-2 | Tier-2---15 | 1--5 | 14 | 100% | 132.7571 | 99.65% | 0% | 0.354% | 2.7402 | 0 | 0 | 2.7402 | 0 | 2.3787 | 0.10156 | 23.4208 | 2.3787 | 0.10156 | 23.4208 | 2.7807 | 0.11873 | 23.4208 | 2.064% | 0.0030076 | 0.0029453 | 44140.5414 | 6652.1756 | 3087.2085 | 34401.1573 | 44143.8465 | 0 | 0 | 44143.8465 | 9.036e-05%
2028 | FB1 | CB FB1 | Tier-2 | Tier-2---11 | 4--4 | 371 | 2900% | 346.5871 | 36.93% | 61.45% | 1.621% | 2.9013 | 0 | 0 | 2.9013 | 0 | 2.5185 | 2.9453 | 0.85509 | 2.5185 | 2.9453 | 0.85509 | 2.9442 | 3.4431 | 0.85509 | 0.8371% | 0.04664 | 0.045583 | 7431.1135 | 852.2072 | 4097.3369 | 2481.5694 | 7539.8228 | 0 | 0 | 7539.8228 | 9.568e-05%
2028 | FB2 | CB FB2 | Tier-2 | Tier-2---9 | 4--5 | 173 | 2400% | 1029.5845 | 94.33% | 5.316% | 0.3556% | 39.0722 | 0 | 0 | 39.0722 | 0 | 33.9172 | 2.4375 | 13.9146 | 33.9172 | 2.4375 | 13.9146 | 39.6496 | 2.8495 | 13.9146 | 3.795% | 0.045688 | 0.04385 | 22535.0189 | 4971.8159 | 1116.7336 | 16446.4695 | 22588.5925 | 0 | 0 | 22588.5925 | 0.001288%
2028 | JU1 | CB JU1 | Tier-3 | Tier-3---15 | 5--4 | 80 | 300% | 1531.7487 | 97.85% | 2.019% | 0.1357% | 16.2988 | 0 | 0 | 16.2988 | 0 | 14.1484 | 0.30469 | 46.4354 | 14.1484 | 0.30469 | 46.4354 | 16.5397 | 0.35619 | 46.4354 | 1.064% | 0.1808 | 0.17884 | 8471.8458 | 1257.0107 | 156.1661 | 7058.669 | 8473.8529 | 0 | 0 | 8473.8529 | 0.0005375%
2028 | MOR1 | CB MOR1 | Tier-2 | Tier-2---4 | 5--5 | 116 | 2200% | 5119.7141 | 98.56% | 1.393% | 0.05121% | 277.5183 | 0 | 0 | 277.5183 | 0 | 240.904 | 2.2344 | 107.816 | 240.904 | 2.2344 | 107.816 | 281.6195 | 2.612 | 107.816 | 5.421% | 0.12647 | 0.11951 | 40481.7763 | 7026.0973 | 519.7061 | 32935.973 | 40515.7969 | 0 | 0 | 40515.7969 | 0.009152%
2028 | NVS1 | CB NVS1 | Tier-2 | Tier-2---12 | 4--5 | 403 | 100% | 638.0788 | 99.02% | 0% | 0.9838% | 0.45465 | 0 | 0 | 0.45465 | 0 | 0.39466 | 0.10156 | 3.8859 | 0.39466 | 0.10156 | 3.8859 | 0.46137 | 0.11873 | 3.8859 | 0.07125% | 0.029239 | 0.029218 | 21822.7187 | 3513.3113 | 81.7568 | 18227.6506 | 21822.8733 | 0 | 0 | 21822.8733 | 1.499e-05%
2028 | OK1 | CB OK1 | Tier-3 | Tier-3---7 | 5--5 | 190 | 600% | 6915.6819 | 99% | 0.9206% | 0.07911% | 62.7 | 0 | 0 | 62.7 | 0 | 54.4277 | 0.60938 | 89.3162 | 54.4277 | 0.60938 | 89.3162 | 63.6266 | 0.71237 | 89.3162 | 0.9066% | 0.20255 | 0.20069 | 34143.1528 | 5850.2009 | 285.3534 | 28007.5985 | 34146.3074 | 0 | 0 | 34146.3074 | 0.002068%
2028 | PE1 | CB PE1 | Tier-3 | Tier-3---13 | 5--4 | 247 | 600% | 3027.5479 | 94.73% | 5.109% | 0.164% | 20.203 | 0 | 0 | 20.203 | 0 | 17.5375 | 0.60938 | 28.7792 | 17.5375 | 0.60938 | 28.7792 | 20.5016 | 0.71237 | 28.7792 | 0.6673% | 0.24168 | 0.23998 | 12527.0623 | 1785.3868 | 582.212 | 10159.4635 | 12531.7488 | 0 | 0 | 12531.7488 | 0.0006662%
2028 | RA1 | CB RA1 | Tier-2 | Tier-2---2 | 5--5 | 353 | 1200% | 10517.0624 | 98.31% | 1.619% | 0.07383% | 101.9253 | 0 | 0 | 101.9253 | 0 | 88.4778 | 1.2188 | 72.5964 | 88.4778 | 1.2188 | 72.5964 | 103.4316 | 1.4247 | 72.5964 | 0.9691% | 0.14726 | 0.14581 | 71417.5478 | 11306.2901 | 1058.7648 | 59052.4929 | 71429.5883 | 0 | 0 | 71429.5883 | 0.003361%
2028 | RA2 | CB RA2 | Tier-2 | Tier-2---4 | 5--5 | 118 | 800% | 5229.9021 | 98.11% | 1.831% | 0.05575% | 100.8848 | 0 | 0 | 100.8848 | 0 | 87.5746 | 0.81251 | 107.7829 | 87.5746 | 0.81251 | 107.7829 | 102.3757 | 0.94983 | 107.7829 | 1.929% | 0.12706 | 0.12456 | 41161.4683 | 9548.3144 | 685.7088 | 30927.4452 | 41177.046 | 0 | 0 | 41177.046 | 0.003327%
2028 | RA3 | CB RA3 | Tier-2 | Tier-2---10 | 5--4 | 241 | 1200% | 916.1972 | 69.5% | 30.07% | 0.4286% | 9.1944 | 0 | 0 | 9.1944 | 0 | 7.9813 | 1.2188 | 6.5487 | 7.9813 | 1.2188 | 6.5487 | 9.3302 | 1.4247 | 6.5487 | 1.004% | 0.12911 | 0.12724 | 7096.3625 | 800.779 | 1887.9363 | 4407.6471 | 7128.0761 | 0 | 0 | 7128.0761 | 0.0003032%
2028 | RC1 | CB RC1 | Tier-2 | Tier-2---4 | 4--5 | 94 | 600% | 3739.8748 | 99.14% | 0.8077% | 0.05477% | 68.6304 | 0 | 0 | 68.6304 | 0 | 59.5757 | 0.60938 | 97.7641 | 59.5757 | 0.60938 | 97.7641 | 69.6446 | 0.71237 | 97.7641 | 1.835% | 0.084253 | 0.082694 | 44388.4144 | 8961.6827 | 332.4323 | 35094.2993 | 44395.6343 | 0 | 0 | 44395.6343 | 0.002263%
2028 | SL1 | CB SL1 | Tier-3 | Tier-3---11 | 5--5 | 225 | 2800% | 3361.5705 | 93.71% | 6.129% | 0.1568% | 113.6897 | 0 | 0 | 113.6897 | 0 | 98.6901 | 2.8438 | 34.7038 | 98.6901 | 2.8438 | 34.7038 | 115.3699 | 3.3244 | 34.7038 | 3.382% | 0.19527 | 0.18823 | 17214.6695 | 3012.3475 | 977.9751 | 13224.3469 | 17255.1824 | 0 | 0 | 17255.1824 | 0.003749%
2028 | SSC1 | CB SSC1 | Tier-2 | Tier-2---18 | 4--3 | 220 | 300% | 94.186 | 2.003% | 94.63% | 3.363% | 0.0074607 | 0 | 0 | 0.0074607 | 0 | 0.0064764 | 0.30469 | 0.021256 | 0.0064764 | 0.30469 | 0.021256 | 0.007571 | 0.35619 | 0.021256 | 0.007921% | 0.031528 | 0.031403 | 2987.3954 | 7.3065 | 2624.9969 | 355.0921 | 2999.0186 | 0 | 0 | 2999.0186 | 2.46e-07%
2028 | CTL1 | CTL1-3R | Tier-3 | Tier-3---14 | 5--4 | 314 | 1800% | 2064.0334 | 78.9% | 20.86% | 0.2358% | 27.0729 | 0 | 0 | 27.0729 | 0 | 23.5011 | 1.8281 | 12.8551 | 23.5011 | 1.8281 | 12.8551 | 27.473 | 2.1371 | 12.8551 | 1.312% | 0.42513 | 0.41806 | 4855.055 | 599.2986 | 919.5646 | 3336.1917 | 4872.3729 | 0 | 0 | 4872.3729 | 0.0008928%
2028 | DV1 | DV1-3R | Tier-3 | Tier-3---11 | 5--5 | 235 | 4400% | 3719.4004 | 95.17% | 4.691% | 0.1427% | 192.1936 | 0 | 0 | 192.1936 | 0 | 166.8366 | 4.4688 | 37.3337 | 166.8366 | 4.4688 | 37.3337 | 195.0339 | 5.2241 | 37.3337 | 5.167% | 0.19421 | 0.18367 | 19151.2388 | 2981.992 | 820.0711 | 15349.1757 | 19204.3888 | 0 | 0 | 19204.3888 | 0.006338%
2028 | RA1 | RA1-402R | Tier-3 | Tier-3---4 | 5--5 | 122 | 700% | 9339.3378 | 99.33% | 0.6459% | 0.02826% | 154.3529 | 0 | 0 | 154.3529 | 0 | 133.9883 | 0.71095 | 188.465 | 133.9883 | 0.71095 | 188.465 | 156.6339 | 0.8311 | 188.465 | 1.653% | 0.12948 | 0.12732 | 72130.9155 | 12817.7406 | 426.7116 | 58886.4633 | 72139.1433 | 0 | 0 | 72139.1433 | 0.00509%
2028 | RB1 | RB1-427R | Tier-3 | Tier-3---7 | 5--5 | 433 | 1900% | 6920.124 | 97.57% | 2.306% | 0.1195% | 85.9237 | 0 | 0 | 85.9237 | 0 | 74.5874 | 1.9297 | 38.6522 | 74.5874 | 1.9297 | 38.6522 | 87.1935 | 2.2559 | 38.6522 | 1.242% | 0.15381 | 0.15185 | 44992.7829 | 7465.1678 | 918.5464 | 36609.0687 | 45006.8498 | 0 | 0 | 45006.8498 | 0.002833%
2028 | RB1 | RB1-433R | Tier-3 | Tier-3---10 | 5--5 | 125 | 300% | 5946.5075 | 99.32% | 0.6164% | 0.06772% | 41.1045 | 0 | 0 | 41.1045 | 0 | 35.6814 | 0.30469 | 117.107 | 35.6814 | 0.30469 | 117.107 | 41.712 | 0.35619 | 117.107 | 0.6912% | 0.15284 | 0.15178 | 38906.0871 | 6569.4535 | 216.2572 | 32120.3764 | 38907.9526 | 0 | 0 | 38907.9526 | 0.001355%
2028 | TM1 | TM1-10R | Tier-3 | Tier-3---12 | 5--5 | 103 | 1400% | 3782.8568 | 99.48% | 0.4537% | 0.066% | 148.3357 | 0 | 0 | 148.3357 | 0 | 128.7651 | 1.4219 | 90.5591 | 128.7651 | 1.4219 | 90.5591 | 150.5279 | 1.6622 | 90.5591 | 3.921% | 0.093421 | 0.089738 | 40492.6609 | 6371.8092 | 167.7468 | 33953.1049 | 40501.2963 | 0 | 0 | 40501.2963 | 0.004892%

## WoodPole_Intrusive_Primary
Wood Pole Intrusive - Risk & Cost Benefit | [29 empty] | Summary Table |  | Baseline 2024 | Baseline 2024 | Baseline 2024 | WACC | WACC | WACC | H.D.R | H.D.R | H.D.R | S.D.R | S.D.R | S.D.R
[30 empty] | Year | Total Units (miles) | WF + PSPS + PEDS Risk Baseline (K$) | Baseline Risk Reduction (K$) | Baseline Risk Reduction (%) | PV Risk Reduced (K$) Year 40 | PV Total Cost Capital + O&M (K$) Year 40 | CBR WACC | PV Risk Reduced (K$) Year 40 | PV Total Cost Capital + O&M (K$) Year 40 | CBR HDR | PV Risk Reduced (K$) Year 40 | PV Total Cost Capital + O&M (K$) Year 40 | CBR SDR | Service Territory Risk Reduction (%)
back to index | [29 empty] | 2026 | 1003 | 52450.6146 | 1376.7399 | 2.625% | 1313.3164 | 158.1285 | 8.3054 | 1313.3164 | 158.1285 | 8.3054 | 1383.4887 | 166.5776 | 8.3054 | 0.0454%
[9 empty] | Assumptions | Value | Units | Last Update | Comments |  |  |  | Notes | [12 empty] | 2027 | 4906 | 266043.1681 | 10483.3154 | 3.94% | 9539.6742 | 737.8266 | 12.9294 | 9539.6742 | 737.8266 | 12.9294 | 10586.3449 | 818.7792 | 12.9294 | 0.3457%
[9 empty] | Capital Cost only in Year 0 | 0.16527 | K$/inspection | 2025-06-30 |  |  |  |  | [1] SDG&E does not calculate the risk reduction for the safety and reliability attributes for this program. All risk reduction is considered to fall within the financial attribute. | [12 empty] | 2028 | 11137 | 889727.5255 | 46524.7302 | 5.229% | 40386.4983 | 1597.7632 | 25.2769 | 40386.4983 | 1597.7632 | 25.2769 | 47212.2767 | 1867.8034 | 25.2769 | 1.534%
[9 empty] | Service Drop factor | 0% | % | 2025-06-30 |  |  |  |  | [2] To avoid double counting of foundational cost SDG&E assumes no foundational cost for this program. | [12 empty] | Total 2026-2028 | 17046 | 1208221.3082 | 58384.7855 | 4.832% | 51239.4889 | 2493.7184 | 20.5474 | 51239.4889 | 2493.7184 | 20.5474 | 59182.1103 | 2853.1602 | 20.7427 | 1.925%
[9 empty] | OH to UG conversion factor | 0% | % | 2025-06-30
[9 empty] | Long-term Ongoing costs | 0 | $/unit | 2025-06-30
[9 empty] | Lifetime | 1 | Years | 2025-06-30
[9 empty] | Inflation Assumption to adjust Baseline | 2.5% |  | 2025-06-30
[9 empty] | Mitigation Effectiveness Estimate (%) | 10% | % | 2025-06-30
[9 empty] | Additional Installation Cost (O&M) only in Year 0 | 0 | M$/mile | 2025-06-30
[13 empty] | [1] | [1] |  | [2]
[8 empty] | Baseline 2025 | Baseline 2025 | Baseline 2025 | Baseline 2025 | Baseline 2025 | Baseline 2025 | Baseline 2025 | Baseline 2025 | Baseline 2025 | WACC | WACC | WACC | H.D.R | H.D.R | H.D.R | S.D.R | S.D.R | S.D.R |  |  |  | Pre - Mitigation CoRE |  |  |  | Post - Mitigation CoRE
Year | Feeder | Feeder Segment | HFTD Tier | Tranche ID HTM | Tranche ID Quintile | Total Units | Units (Poles) | WF + PSPS + PEDS Risk Baseline (K$/year) | Baseline Wildfire (%) | Baseline PSPS (%) | Baseline PEDS (%) | Risk Reduction (K$/year) | Safety Risk Reduction (K$/year) | Reliability Risk Reduction (K$/year) | Financial Risk Reduction (K$/year) | Mitigation Annual Cost (K$/year) | PV Risk Reduced (K$) Year N | PV Total Cost Capital + O&M (K$) Year N | CBR WACC | PV Risk Reduced (K$) Year N | PV Total Cost Capital + O&M (K$) Year N | CBR HDR | PV Risk Reduced (K$) Year N | PV Total Cost Capital + O&M (K$) Year N | CBR SDR | Risk Reduction % | Pre-Mitigation LoRE | Post-Mitigation LoRE | Pre-Mitigated CoRE [K$] | Pre-Mitigated CoRE Safety [K$] | Pre-Mitigated CoRE Reliability [K$] | Pre-Mitigated CoRE Financial [K$] | Post-Mitigated CoRE [K$] | Post-Mitigated CoRE Safety [K$] | Post-Mitigated CoRE Reliability [K$] | Post-Mitigated CoRE Financial [K$] | Service Territory Risk Reduction (%)
2026 | 198 | 198-37R | Tier-2 | Tier-2---9 | 4--5 | 188 | 26 | 973.0999 | 95.53% | 4.02% | 0.4464% | 12.8567 | 0 | 0 | 12.8567 | 0 | 12.2644 | 4.099 | 2.992 | 12.2644 | 4.099 | 2.992 | 12.9197 | 4.3181 | 2.992 | 1.321% | 0.030671 | 0.030247 | 31727.0349 | 12880.9235 | 1667.8732 | 17178.2382 | 31746.9075 | 0 | 0 | 31746.9075 | 0.000424%
2026 | 205 | 205-1550 | Tier-2 | Tier-2---15 | 2--4 | 102 | 1 | 124.0064 | 98.52% | 0% | 1.478% | 0.11978 | 0 | 0 | 0.11978 | 0 | 0.11426 | 0.15766 | 0.72475 | 0.11426 | 0.15766 | 0.72475 | 0.12037 | 0.16608 | 0.72475 | 0.09659% | 0.008789 | 0.0087804 | 14109.2738 | 2221.4405 | 309.7116 | 11578.1217 | 14109.4784 | 0 | 0 | 14109.4784 | 3.95e-06%
2026 | 206 | 206-1105 | Tier-2 | Tier-2---9 | 3--5 | 132 | 14 | 1279.0443 | 99.78% | 0% | 0.2159% | 13.5363 | 0 | 0 | 13.5363 | 0 | 12.9127 | 2.2072 | 5.8503 | 12.9127 | 2.2072 | 5.8503 | 13.6027 | 2.3251 | 5.8503 | 1.058% | 0.014019 | 0.01387 | 91236.4892 | 14837.9635 | 119.2359 | 76279.2897 | 91238.6003 | 0 | 0 | 91238.6003 | 0.0004464%
2026 | 206 | 206-1817 | Tier-2 | Tier-2---4 | 4--5 | 413 | 96 | 2976.5734 | 99.75% | 0% | 0.2502% | 69.016 | 0 | 0 | 69.016 | 0 | 65.8366 | 15.1349 | 4.35 | 65.8366 | 15.1349 | 4.35 | 69.3543 | 15.9436 | 4.35 | 2.319% | 0.038208 | 0.03732 | 77904.8627 | 12644.4177 | 94.4539 | 65165.9911 | 77909.5009 | 0 | 0 | 77909.5009 | 0.002276%
2026 | 209 | 209-1769F | Tier-2 | Tier-2---6 | 5--5 | 1069 | 324 | 8462.8018 | 99.74% | 0% | 0.2593% | 255.8315 | 0 | 0 | 255.8315 | 0 | 244.0459 | 51.0804 | 4.7777 | 244.0459 | 51.0804 | 4.7777 | 257.0856 | 53.8097 | 4.7777 | 3.023% | 0.11169 | 0.10831 | 75768.5529 | 12314.8084 | 115.8328 | 63337.9117 | 75774.6927 | 0 | 0 | 75774.6927 | 0.008436%
2026 | 233 | 233-123R | Tier-2 | Tier-2---4 | 4--5 | 412 | 183 | 3035.8045 | 98.84% | 0.8219% | 0.339% | 133.2774 | 0 | 0 | 133.2774 | 0 | 127.1376 | 28.851 | 4.4067 | 127.1376 | 28.851 | 4.4067 | 133.9307 | 30.3925 | 4.4067 | 4.39% | 0.06125 | 0.05853 | 49563.8317 | 7938.6753 | 487.1368 | 41138.0196 | 49590.5765 | 0 | 0 | 49590.5765 | 0.004395%
2026 | 288 | 288-2380F | Tier-2 | Tier-2---12 | 4--5 | 43 | 2 | 550.61 | 92.88% | 6.93% | 0.1872% | 2.3787 | 0 | 0 | 2.3787 | 0 | 2.2691 | 0.31531 | 7.1964 | 2.2691 | 0.31531 | 7.1964 | 2.3904 | 0.33216 | 7.1964 | 0.432% | 0.030344 | 0.030203 | 18145.5978 | 2753.5191 | 1169.7879 | 14222.2908 | 18151.6331 | 0 | 0 | 18151.6331 | 7.844e-05%
2026 | 307 | 307-1538F | Tier-2 | Tier-2---7 | 5--5 | 53 | 47 | 2407.2332 | 91.07% | 8.863% | 0.06623% | 194.4102 | 0 | 0 | 194.4102 | 0 | 185.4541 | 7.4098 | 25.0282 | 185.4541 | 7.4098 | 25.0282 | 195.3632 | 7.8057 | 25.0282 | 8.076% | 0.10098 | 0.092024 | 23839.1374 | 3538.2875 | 1900.5414 | 18400.3085 | 24046.2737 | 0 | 0 | 24046.2737 | 0.006411%
2026 | 307 | 307-234R | Tier-2 | Tier-2---4 | 5--5 | 109 | 52 | 4762.848 | 95.55% | 4.384% | 0.07015% | 217.0976 | 0 | 0 | 217.0976 | 0 | 207.0963 | 8.1981 | 25.2615 | 207.0963 | 8.1981 | 25.2615 | 218.1618 | 8.6361 | 25.2615 | 4.558% | 0.11001 | 0.10476 | 43295.9421 | 6736.6432 | 1761.8167 | 34797.4822 | 43392.5534 | 0 | 0 | 43392.5534 | 0.007159%
2026 | 504 | 504-1563 | Tier-1 | Non-HFTD---1 | 3--5 | 351 | 18 | 1424.1907 | 99.61% | 0% | 0.3928% | 7.2749 | 0 | 0 | 7.2749 | 0 | 6.9397 | 2.8378 | 2.4455 | 6.9397 | 2.8378 | 2.4455 | 7.3105 | 2.9894 | 2.4455 | 0.5108% | 0.028304 | 0.028159 | 50317.6471 | 8145.1206 | 368.3302 | 41804.1963 | 50318.6659 | 0 | 0 | 50318.6659 | 0.0002399%
2026 | 599 | CB 599 | Tier-2 | Tier-2---4 | 4--5 | 369 | 25 | 4323.2442 | 99.81% | 0% | 0.1903% | 29.2345 | 0 | 0 | 29.2345 | 0 | 27.8878 | 3.9414 | 7.0756 | 27.8878 | 3.9414 | 7.0756 | 29.3778 | 4.152 | 7.0756 | 0.6762% | 0.043095 | 0.042803 | 100319.859 | 21711.3429 | 465.9724 | 78142.5437 | 100321.1613 | 0 | 0 | 100321.1613 | 0.000964%
2026 | 859 | 859-42R | Tier-2 | Tier-2---3 | 4--5 | 557 | 77 | 8606.9717 | 99.86% | 0% | 0.1411% | 118.8154 | 0 | 0 | 118.8154 | 0 | 113.3418 | 12.1395 | 9.3366 | 113.3418 | 12.1395 | 9.3366 | 119.3978 | 12.7881 | 9.3366 | 1.38% | 0.067132 | 0.066204 | 128210.0534 | 20875.9672 | 105.3382 | 107228.748 | 128212.5896 | 0 | 0 | 128212.5896 | 0.003918%
2026 | 1001 | 1001-1231F | Tier-2 | Tier-2---15 | 3--3 | 4 | 1 | 117.1572 | 99.03% | 0.8725% | 0.09309% | 2.9006 | 0 | 0 | 2.9006 | 0 | 2.767 | 0.15766 | 17.5511 | 2.767 | 0.15766 | 17.5511 | 2.9149 | 0.16608 | 17.5511 | 2.476% | 0.025088 | 0.024461 | 4669.7772 | 753.5538 | 37.9946 | 3878.2287 | 4670.9334 | 0 | 0 | 4670.9334 | 9.565e-05%
2026 | 1001 | 1001-1814AE | Tier-2 | Tier-2---11 | 5--3 | 10 | 7 | 409.0622 | 99.15% | 0.7717% | 0.07851% | 28.3909 | 0 | 0 | 28.3909 | 0 | 27.083 | 1.1036 | 24.5408 | 27.083 | 1.1036 | 24.5408 | 28.5301 | 1.1626 | 24.5408 | 6.94% | 0.094213 | 0.087618 | 4341.8958 | 702.528 | 31.2092 | 3608.1586 | 4344.6742 | 0 | 0 | 4344.6742 | 0.0009362%
2026 | 1023 | 1023-200R | Tier-2 | Tier-2---5 | 4--5 | 82 | 30 | 2889.9732 | 99.24% | 0.6691% | 0.08946% | 104.9287 | 0 | 0 | 104.9287 | 0 | 100.0948 | 4.7297 | 21.1632 | 100.0948 | 4.7297 | 21.1632 | 105.443 | 4.9824 | 21.1632 | 3.631% | 0.083115 | 0.080074 | 34770.9454 | 5602.7978 | 215.4265 | 28952.7211 | 34780.9616 | 0 | 0 | 34780.9616 | 0.00346%
2026 | 1023 | 1023-46AE | Tier-2 | Tier-2---2 | 5--5 | 469 | 96 | 9469.9149 | 95.98% | 3.884% | 0.1387% | 186.0436 | 0 | 0 | 186.0436 | 0 | 177.473 | 15.1349 | 11.726 | 177.473 | 15.1349 | 11.726 | 186.9556 | 15.9436 | 11.726 | 1.965% | 0.13914 | 0.13629 | 68062.6824 | 10581.9513 | 2429.1867 | 55051.5444 | 68119.8913 | 0 | 0 | 68119.8913 | 0.006135%
2026 | NVS1 | CB NVS1 | Tier-2 | Tier-2---12 | 4--5 | 403 | 4 | 638.0788 | 99.02% | 0% | 0.9838% | 0.6271 | 0 | 0 | 0.6271 | 0 | 0.59821 | 0.63062 | 0.9486 | 0.59821 | 0.63062 | 0.9486 | 0.63017 | 0.66432 | 0.9486 | 0.09828% | 0.029239 | 0.02921 | 21822.7187 | 3513.3113 | 81.7568 | 18227.6506 | 21822.932 | 0 | 0 | 21822.932 | 2.068e-05%
2027 | 175 | 175-2024R | Tier-2 | Tier-2---5 | 5--5 | 103 | 75 | 4029.0085 | 99.1% | 0.8147% | 0.08289% | 290.741 | 0 | 0 | 290.741 | 0 | 264.5704 | 11.2795 | 23.456 | 264.5704 | 11.2795 | 23.456 | 293.5984 | 12.517 | 23.456 | 7.216% | 0.19114 | 0.17722 | 21078.6803 | 4664.0587 | 153.3837 | 16261.2378 | 21093.5393 | 0 | 0 | 21093.5393 | 0.009588%
2027 | 175 | 175-24R | Tier-2 | Tier-2---8 | 5--4 | 86 | 42 | 2651.4354 | 70.65% | 29.24% | 0.1064% | 91.4843 | 0 | 0 | 91.4843 | 0 | 83.2495 | 6.3165 | 13.1797 | 83.2495 | 6.3165 | 13.1797 | 92.3834 | 7.0095 | 13.1797 | 3.45% | 0.17491 | 0.16637 | 15158.7512 | 2441.7081 | 4085.9178 | 8631.1253 | 15387.1853 | 0 | 0 | 15387.1853 | 0.003017%
2027 | 175 | 175-90R | Tier-3 | Tier-3---9 | 5--5 | 300 | 70 | 5741.4949 | 96.86% | 2.992% | 0.1472% | 129.763 | 0 | 0 | 129.763 | 0 | 118.0826 | 10.5275 | 11.2166 | 118.0826 | 10.5275 | 11.2166 | 131.0383 | 11.6825 | 11.2166 | 2.26% | 0.20491 | 0.20013 | 28019.3198 | 4481.7022 | 744.6531 | 22792.9645 | 28040.3321 | 0 | 0 | 28040.3321 | 0.004279%
2027 | 175 | 175-94R | Tier-2 | Tier-2---10 | 5--4 | 52 | 28 | 836.2457 | 79.76% | 20.09% | 0.1547% | 35.9141 | 0 | 0 | 35.9141 | 0 | 32.6814 | 4.211 | 7.761 | 32.6814 | 4.211 | 7.761 | 36.2671 | 4.673 | 7.761 | 4.295% | 0.16555 | 0.15664 | 5051.3061 | 703.4026 | 913.3417 | 3434.5618 | 5109.4951 | 0 | 0 | 5109.4951 | 0.001184%
2027 | 176 | 176-1834R | Tier-3 | Tier-3---5 | 5--5 | 312 | 96 | 10068.5168 | 97.13% | 2.784% | 0.0867% | 300.9085 | 0 | 0 | 300.9085 | 0 | 273.8227 | 14.4377 | 18.9658 | 273.8227 | 14.4377 | 18.9658 | 303.8658 | 16.0218 | 18.9658 | 2.989% | 0.23205 | 0.22491 | 43390.2136 | 8541.7295 | 1179.6329 | 33668.8511 | 43429.7501 | 0 | 0 | 43429.7501 | 0.009923%
2027 | 176 | 176-1836R | Tier-2 | Tier-2---11 | 5--3 | 50 | 8 | 404.4817 | 67.64% | 32.12% | 0.2398% | 4.3773 | 0 | 0 | 4.3773 | 0 | 3.9833 | 1.2031 | 3.3108 | 3.9833 | 1.2031 | 3.3108 | 4.4204 | 1.3351 | 3.3108 | 1.082% | 0.10638 | 0.10468 | 3802.2631 | 510.8459 | 1145.0457 | 2146.3715 | 3822.2711 | 0 | 0 | 3822.2711 | 0.0001443%
2027 | 177 | 177-955 | Tier-2 | Tier-2---5 | 5--5 | 176 | 6 | 2963.4059 | 78.23% | 21.66% | 0.1106% | 7.9031 | 0 | 0 | 7.9031 | 0 | 7.1917 | 0.90236 | 7.9699 | 7.1917 | 0.90236 | 7.9699 | 7.9808 | 1.0014 | 7.9699 | 0.2667% | 0.11726 | 0.11686 | 25272.526 | 4724.2579 | 4965.7102 | 15582.5579 | 25291.3472 | 0 | 0 | 25291.3472 | 0.0002606%
2027 | 178 | 178-968AE | Tier-2 | Tier-2---18 | 3--3 | 200 | 6 | 47.6106 | 91.21% | 0% | 8.789% | 0.13028 | 0 | 0 | 0.13028 | 0 | 0.11855 | 0.90236 | 0.13138 | 0.11855 | 0.90236 | 0.13138 | 0.13156 | 1.0014 | 0.13138 | 0.2736% | 0.018466 | 0.018411 | 2578.2566 | 462.9869 | 204.7374 | 1910.5323 | 2578.9384 | 0 | 0 | 2578.9384 | 4.296e-06%
2027 | 178 | 178-982 | Tier-2 | Tier-2---21 | 1--1 | 45 | 7 | 0.95479 | 13.38% | 0% | 86.62% | 0.0019878 | 0 | 0 | 0.0019878 | 0 | 0.0018088 | 1.0527 | 0.0017182 | 0.0018088 | 1.0527 | 0.0017182 | 0.0020073 | 1.1683 | 0.0017182 | 0.2082% | 0.0033454 | 0.0032934 | 285.4035 | 0.62363 | 58.6739 | 226.106 | 289.3097 | 0 | 0 | 289.3097 | 6.555e-08%
2027 | 182 | 182-2240F | Tier-2 | Tier-2---2 | 5--5 | 291 | 82 | 11917.1989 | 94.29% | 5.651% | 0.05821% | 316.6393 | 0 | 0 | 316.6393 | 0 | 288.1374 | 12.3322 | 23.3646 | 288.1374 | 12.3322 | 23.3646 | 319.7512 | 13.6853 | 23.3646 | 2.657% | 0.1455 | 0.1414 | 81902.6703 | 23758.3803 | 4446.6021 | 53697.6879 | 82038.2522 | 0 | 0 | 82038.2522 | 0.01044%
2027 | 182 | 182-2250 | Tier-2 | Tier-2---8 | 5--5 | 26 | 22 | 1939.2132 | 99.74% | 0.2126% | 0.04638% | 163.6623 | 0 | 0 | 163.6623 | 0 | 148.9304 | 3.3086 | 45.0126 | 148.9304 | 3.3086 | 45.0126 | 165.2707 | 3.6717 | 45.0126 | 8.44% | 0.10496 | 0.096076 | 18476.2986 | 2987.5542 | 36.178 | 15452.5664 | 18480.7221 | 0 | 0 | 18480.7221 | 0.005397%
2027 | 182 | 182-2252R | Tier-2 | Tier-2---5 | 5--5 | 104 | 66 | 4229.9446 | 99.22% | 0.7256% | 0.05893% | 266.3327 | 0 | 0 | 266.3327 | 0 | 242.3592 | 9.9259 | 24.4168 | 242.3592 | 9.9259 | 24.4168 | 268.9502 | 11.015 | 24.4168 | 6.296% | 0.11307 | 0.1059 | 37409.5665 | 6099.6348 | 248.5113 | 31061.4203 | 37429.4546 | 0 | 0 | 37429.4546 | 0.008783%
2027 | 182 | 182-2254R | Tier-2 | Tier-2---11 | 5--4 | 19 | 9 | 655.8009 | 99.14% | 0.7615% | 0.1019% | 30.796 | 0 | 0 | 30.796 | 0 | 28.024 | 1.3535 | 20.7043 | 28.024 | 1.3535 | 20.7043 | 31.0987 | 1.502 | 20.7043 | 4.696% | 0.10223 | 0.097385 | 6415.1442 | 1053.2232 | 42.7228 | 5319.1982 | 6417.8984 | 0 | 0 | 6417.8984 | 0.001016%
2027 | 183 | 183-439 | Tier-2 | Tier-2---14 | 3--5 | 42 | 21 | 316.4778 | 66.23% | 33.5% | 0.2671% | 10.4802 | 0 | 0 | 10.4802 | 0 | 9.5369 | 3.1582 | 3.0197 | 9.5369 | 3.1582 | 3.0197 | 10.5832 | 3.5048 | 3.0197 | 3.312% | 0.018422 | 0.017501 | 17179.1509 | 1863.06 | 5259.1597 | 10056.9311 | 17484.4847 | 0 | 0 | 17484.4847 | 0.0003456%
2027 | 183 | 183-440 | Tier-2 | Tier-2---12 | 3--5 | 114 | 44 | 471.2015 | 74.37% | 25.17% | 0.4626% | 13.5253 | 0 | 0 | 13.5253 | 0 | 12.3079 | 6.6173 | 1.86 | 12.3079 | 6.6173 | 1.86 | 13.6583 | 7.3433 | 1.86 | 2.87% | 0.025335 | 0.024358 | 18598.5411 | 2255.9959 | 4325.0411 | 12017.5041 | 18789.914 | 0 | 0 | 18789.914 | 0.000446%
2027 | 185 | 185-51F | Tier-2 | Tier-2---7 | 4--5 | 260 | 129 | 1723.9707 | 91.93% | 7.724% | 0.3493% | 78.6297 | 0 | 0 | 78.6297 | 0 | 71.5519 | 19.4007 | 3.6881 | 71.5519 | 19.4007 | 3.6881 | 79.4025 | 21.5293 | 3.6881 | 4.561% | 0.048222 | 0.045829 | 35751.0066 | 6382.5174 | 2576.5393 | 26791.9499 | 35901.6924 | 0 | 0 | 35901.6924 | 0.002593%
2027 | 197 | 197-1150F | Tier-2 | Tier-2---15 | 3--4 | 29 | 28 | 183.5383 | 99.34% | 0.09556% | 0.5689% | 17.6032 | 0 | 0 | 17.6032 | 0 | 16.0187 | 4.211 | 3.804 | 16.0187 | 4.211 | 3.804 | 17.7762 | 4.673 | 3.804 | 9.591% | 0.021777 | 0.019674 | 8428.1597 | 1361.8326 | 10.8364 | 7055.4907 | 8434.1443 | 0 | 0 | 8434.1443 | 0.0005805%
2027 | 197 | 197-1155F | Tier-2 | Tier-2---21 | 1--4 | 9 | 9 | 6.6189 | 96.38% | 0% | 3.621% | 0.63793 | 0 | 0 | 0.63793 | 0 | 0.58051 | 1.3535 | 0.42888 | 0.58051 | 1.3535 | 0.42888 | 0.6442 | 1.502 | 0.42888 | 9.638% | 0.0010316 | 0.00092844 | 6416.1897 | 1003.77 | 50.6222 | 5361.7975 | 6442.0009 | 0 | 0 | 6442.0009 | 2.104e-05%
2027 | 198 | 198-37R | Tier-2 | Tier-2---9 | 4--5 | 188 | 27 | 973.0999 | 95.53% | 4.02% | 0.4464% | 13.3512 | 0 | 0 | 13.3512 | 0 | 12.1494 | 4.0606 | 2.992 | 12.1494 | 4.0606 | 2.992 | 13.4824 | 4.5061 | 2.992 | 1.372% | 0.030671 | 0.030231 | 31727.0349 | 12880.9235 | 1667.8732 | 17178.2382 | 31747.683 | 0 | 0 | 31747.683 | 0.0004403%
2027 | 200 | CB 200 | Tier-2 | Tier-2---9 | 4--5 | 478 | 114 | 1342.6559 | 29.9% | 69.37% | 0.7369% | 9.5732 | 0 | 0 | 9.5732 | 0 | 8.7115 | 17.1448 | 0.50811 | 8.7115 | 17.1448 | 0.50811 | 9.6673 | 19.0259 | 0.50811 | 0.713% | 0.060261 | 0.058824 | 22280.6766 | 968.7431 | 14863.6506 | 6448.2829 | 22662.2963 | 0 | 0 | 22662.2963 | 0.0003157%
2027 | 202 | CB 202 | Tier-2 | Tier-2---16 | 4--3 | 193 | 116 | 133.9861 | 95.12% | 0% | 4.877% | 7.6603 | 0 | 0 | 7.6603 | 0 | 6.9708 | 17.4456 | 0.39957 | 6.9708 | 17.4456 | 0.39957 | 7.7356 | 19.3596 | 0.39957 | 5.717% | 0.040966 | 0.038504 | 3270.6344 | 424.6242 | 32.8297 | 2813.1806 | 3280.8347 | 0 | 0 | 3280.8347 | 0.0002526%
2027 | 203 | CB 203 | Tier-2 | Tier-2---13 | 4--4 | 233 | 90 | 195.752 | 9.583% | 88.23% | 2.187% | 0.72462 | 0 | 0 | 0.72462 | 0 | 0.6594 | 13.5353 | 0.048717 | 0.6594 | 13.5353 | 0.048717 | 0.73174 | 15.0204 | 0.048717 | 0.3702% | 0.03541 | 0.034042 | 5528.1246 | 34.2367 | 4807.7085 | 686.1793 | 5728.9509 | 0 | 0 | 5728.9509 | 2.39e-05%
2027 | 204 | 204-32R | Tier-2 | Tier-2---11 | 4--4 | 336 | 210 | 490.4615 | 96.36% | 1.259% | 2.378% | 29.5388 | 0 | 0 | 29.5388 | 0 | 26.8799 | 31.5825 | 0.8511 | 26.8799 | 31.5825 | 0.8511 | 29.8291 | 35.0476 | 0.8511 | 6.023% | 0.087106 | 0.081662 | 5630.6279 | 747.5355 | 75.2 | 4807.8924 | 5644.2819 | 0 | 0 | 5644.2819 | 0.0009741%
2027 | 204 | CB 204 | Tier-2 | Tier-2---9 | 4--4 | 229 | 156 | 1059.5314 | 80.82% | 18.41% | 0.7661% | 58.3358 | 0 | 0 | 58.3358 | 0 | 53.0848 | 23.4613 | 2.2627 | 53.0848 | 23.4613 | 2.2627 | 58.9091 | 26.0354 | 2.2627 | 5.506% | 0.068524 | 0.063856 | 15462.1941 | 1952.7232 | 2912.9931 | 10596.4779 | 15678.9618 | 0 | 0 | 15678.9618 | 0.001924%
2027 | 231 | 231-1136R | Tier-2 | Tier-2---7 | 4--5 | 357 | 10 | 2730.9177 | 98.3% | 1.373% | 0.325% | 7.5197 | 0 | 0 | 7.5197 | 0 | 6.8428 | 1.5039 | 4.55 | 6.8428 | 1.5039 | 4.55 | 7.5936 | 1.6689 | 4.55 | 0.2754% | 0.054655 | 0.054502 | 49966.8413 | 8713.2838 | 1199.3075 | 40054.25 | 49969.2248 | 0 | 0 | 49969.2248 | 0.000248%
2027 | 288 | 288-149R | Tier-2 | Tier-2---12 | 3--5 | 170 | 2 | 481.2843 | 94.31% | 4.95% | 0.7414% | 0.53399 | 0 | 0 | 0.53399 | 0 | 0.48592 | 0.30079 | 1.6155 | 0.48592 | 0.30079 | 1.6155 | 0.53924 | 0.33379 | 1.6155 | 0.111% | 0.02124 | 0.021215 | 22659.7646 | 3469.9036 | 1191.7456 | 17998.1154 | 22661.2836 | 0 | 0 | 22661.2836 | 1.761e-05%
2027 | 288 | 288-2380F | Tier-2 | Tier-2---12 | 4--5 | 43 | 26 | 550.61 | 92.88% | 6.93% | 0.1872% | 30.923 | 0 | 0 | 30.923 | 0 | 28.1395 | 3.9102 | 7.1964 | 28.1395 | 3.9102 | 7.1964 | 31.227 | 4.3392 | 7.1964 | 5.616% | 0.030344 | 0.028509 | 18145.5978 | 2753.5191 | 1169.7879 | 14222.2908 | 18228.7168 | 0 | 0 | 18228.7168 | 0.00102%
2027 | 292 | CB 292 | Tier-2 | Tier-2---18 | 4--3 | 17 | 2 | 94.6686 | 66.47% | 32.93% | 0.6021% | 0.74033 | 0 | 0 | 0.74033 | 0 | 0.67369 | 0.30079 | 2.2398 | 0.67369 | 0.30079 | 2.2398 | 0.74761 | 0.33379 | 2.2398 | 0.782% | 0.048129 | 0.047563 | 1966.9754 | 205.7428 | 558.5001 | 1202.7325 | 1974.8264 | 0 | 0 | 1974.8264 | 2.441e-05%
2027 | 296 | 296-68F | Tier-2 | Tier-2---21 | 1--2 | 43 | 22 | 3.2301 | 78.97% | 0% | 21.03% | 0.1305 | 0 | 0 | 0.1305 | 0 | 0.11875 | 3.3086 | 0.035892 | 0.11875 | 3.3086 | 0.035892 | 0.13178 | 3.6717 | 0.035892 | 4.04% | 0.0027146 | 0.0025757 | 1189.8836 | 223.7824 | 100.9033 | 865.1979 | 1203.3778 | 0 | 0 | 1203.3778 | 4.303e-06%
2027 | 300 | 300-483F | Tier-2 | Tier-2---12 | 3--5 | 69 | 3 | 458.7821 | 99.48% | 0% | 0.5194% | 1.9843 | 0 | 0 | 1.9843 | 0 | 1.8057 | 0.45118 | 4.0022 | 1.8057 | 0.45118 | 4.0022 | 2.0038 | 0.50068 | 4.0022 | 0.4325% | 0.018397 | 0.018317 | 24937.8732 | 4596.9105 | 11.7655 | 20329.1971 | 24938.4387 | 0 | 0 | 24938.4387 | 6.544e-05%
2027 | 300 | 300-484F | Tier-2 | Tier-2---9 | 4--5 | 250 | 127 | 754.1323 | 92.41% | 6.882% | 0.7076% | 35.4024 | 0 | 0 | 35.4024 | 0 | 32.2157 | 19.0999 | 1.6867 | 32.2157 | 19.0999 | 1.6867 | 35.7504 | 21.1955 | 1.6867 | 4.694% | 0.039922 | 0.037894 | 18890.1433 | 2594.5618 | 1654.6819 | 14640.8997 | 18966.8701 | 0 | 0 | 18966.8701 | 0.001167%
2027 | 307 | 307-234R | Tier-2 | Tier-2---4 | 5--5 | 109 | 3 | 4762.848 | 95.55% | 4.384% | 0.07015% | 12.5249 | 0 | 0 | 12.5249 | 0 | 11.3975 | 0.45118 | 25.2615 | 11.3975 | 0.45118 | 25.2615 | 12.648 | 0.50068 | 25.2615 | 0.263% | 0.11001 | 0.1097 | 43295.9421 | 6736.6432 | 1761.8167 | 34797.4822 | 43301.2646 | 0 | 0 | 43301.2646 | 0.000413%
2027 | 311 | 311-1163F | Tier-2 | Tier-2---18 | 3--3 | 29 | 29 | 46.1951 | 84.69% | 14.76% | 0.5474% | 3.9124 | 0 | 0 | 3.9124 | 0 | 3.5602 | 4.3614 | 0.81631 | 3.5602 | 4.3614 | 0.81631 | 3.9508 | 4.8399 | 0.81631 | 8.469% | 0.018623 | 0.016761 | 2480.5668 | 274.9764 | 742.9932 | 1462.5972 | 2522.7562 | 0 | 0 | 2522.7562 | 0.000129%
2027 | 311 | 311-43 | Tier-2 | Tier-2---15 | 3--4 | 195 | 79 | 159.8581 | 2.339% | 95.81% | 1.853% | 0.15148 | 0 | 0 | 0.15148 | 0 | 0.13785 | 11.881 | 0.011602 | 0.13785 | 11.881 | 0.011602 | 0.15297 | 13.1846 | 0.011602 | 0.09476% | 0.027937 | 0.026805 | 5722.0498 | 17.0566 | 5016.8041 | 688.1891 | 5958.0032 | 0 | 0 | 5958.0032 | 4.995e-06%
2027 | 312 | 312-14F | Tier-2 | Tier-2---14 | 3--4 | 53 | 14 | 202.1236 | 0.1514% | 99.59% | 0.26% | 0.008081 | 0 | 0 | 0.008081 | 0 | 0.0073536 | 2.1055 | 0.0034926 | 0.0073536 | 2.1055 | 0.0034926 | 0.0081604 | 2.3365 | 0.0034926 | 0.003998% | 0.018868 | 0.01837 | 10712.5091 | 15.0624 | 9630.1858 | 1067.2609 | 11002.7186 | 0 | 0 | 11002.7186 | 2.665e-07%
2027 | 315 | 315-1192F | Tier-2 | Tier-2---19 | 1--4 | 9 | 2 | 14.6681 | 98.1% | 0% | 1.899% | 0.31977 | 0 | 0 | 0.31977 | 0 | 0.29098 | 0.30079 | 0.96741 | 0.29098 | 0.30079 | 0.96741 | 0.32291 | 0.33379 | 0.96741 | 2.18% | 0.0015284 | 0.0014944 | 9597.0285 | 5451.7396 | 23.5265 | 4121.7625 | 9601.1707 | 0 | 0 | 9601.1707 | 1.054e-05%
2027 | 315 | 315-485AE | Tier-2 | Tier-2---14 | 2--5 | 39 | 23 | 209.8559 | 99.5% | 0% | 0.498% | 12.3145 | 0 | 0 | 12.3145 | 0 | 11.206 | 3.459 | 3.2396 | 11.206 | 3.459 | 3.2396 | 12.4355 | 3.8385 | 3.2396 | 5.868% | 0.00637 | 0.0059943 | 32944.4153 | 11783.7746 | 42.3107 | 21118.3299 | 32954.6971 | 0 | 0 | 32954.6971 | 0.0004061%
2027 | 327 | CB 327 | Tier-3 | Tier-3---16 | 4--5 | 22 | 19 | 1456.7095 | 99.79% | 0.1579% | 0.0494% | 125.5459 | 0 | 0 | 125.5459 | 0 | 114.2451 | 2.8575 | 39.9813 | 114.2451 | 2.8575 | 39.9813 | 126.7797 | 3.171 | 39.9813 | 8.618% | 0.076966 | 0.070319 | 18926.5639 | 3241.7353 | 24.8136 | 15660.0149 | 18930.2732 | 0 | 0 | 18930.2732 | 0.00414%
2027 | 330 | CB 330 | Tier-2 | Tier-2---16 | 4--3 | 156 | 63 | 124.2501 | 33.35% | 64.03% | 2.615% | 1.6736 | 0 | 0 | 1.6736 | 0 | 1.523 | 9.4747 | 0.16074 | 1.523 | 9.4747 | 0.16074 | 1.6901 | 10.5143 | 0.16074 | 1.347% | 0.029702 | 0.028502 | 4183.2246 | 10.9263 | 3758.006 | 414.2923 | 4300.5532 | 0 | 0 | 4300.5532 | 5.519e-05%
2027 | 331 | CB 331 | Tier-2 | Tier-2---14 | 2--5 | 48 | 10 | 261.2105 | 99.38% | 0% | 0.6196% | 5.4082 | 0 | 0 | 5.4082 | 0 | 4.9214 | 1.5039 | 3.2723 | 4.9214 | 1.5039 | 3.2723 | 5.4613 | 1.6689 | 3.2723 | 2.07% | 0.010352 | 0.010136 | 25232.8512 | 3536.4388 | 3219.2744 | 18477.138 | 25236.1775 | 0 | 0 | 25236.1775 | 0.0001783%
2027 | 470 | 470-40AE | Tier-2 | Tier-2---4 | 4--5 | 142 | 106 | 5264.9688 | 98.33% | 1.599% | 0.07273% | 386.4497 | 0 | 0 | 386.4497 | 0 | 351.664 | 15.9416 | 22.0595 | 351.664 | 15.9416 | 22.0595 | 390.2478 | 17.6907 | 22.0595 | 7.34% | 0.091034 | 0.084239 | 57835.1917 | 10044.8198 | 839.6266 | 46950.7453 | 57913.1733 | 0 | 0 | 57913.1733 | 0.01274%
2027 | 470 | 470-47R | Tier-3 | Tier-3---2 | 5--5 | 534 | 384 | 16740.3912 | 99.37% | 0.5365% | 0.09319% | 1196.223 | 0 | 0 | 1196.223 | 0 | 1088.5467 | 57.7508 | 18.849 | 1088.5467 | 57.7508 | 18.849 | 1207.9795 | 64.0871 | 18.849 | 7.146% | 0.16225 | 0.15059 | 103174.1084 | 18151.9385 | 504.5592 | 84517.6107 | 103224.4475 | 0 | 0 | 103224.4475 | 0.03945%
2027 | 470 | CB 470 | Tier-2 | Tier-2---6 | 5--5 | 381 | 48 | 6922.0493 | 95.49% | 4.388% | 0.1268% | 83.2699 | 0 | 0 | 83.2699 | 0 | 75.7745 | 7.2188 | 10.4968 | 75.7745 | 7.2188 | 10.4968 | 84.0883 | 8.0109 | 10.4968 | 1.203% | 0.114 | 0.11256 | 60721.6484 | 13514.2063 | 2573.4965 | 44633.9456 | 60756.6249 | 0 | 0 | 60756.6249 | 0.002746%
2027 | 471 | 471-36F | Tier-2 | Tier-2---4 | 4--5 | 128 | 17 | 4253.6671 | 94.96% | 4.983% | 0.06005% | 53.6452 | 0 | 0 | 53.6452 | 0 | 48.8164 | 2.5567 | 19.0937 | 48.8164 | 2.5567 | 19.0937 | 54.1724 | 2.8372 | 19.0937 | 1.261% | 0.093079 | 0.091843 | 45699.6343 | 7333.0142 | 2085.1053 | 36281.5148 | 45730.6527 | 0 | 0 | 45730.6527 | 0.001769%
2027 | 500 | 500-1531 | Tier-2 | Tier-2---10 | 4--4 | 20 | 9 | 800.5503 | 21.6% | 78.32% | 0.07823% | 7.7818 | 0 | 0 | 7.7818 | 0 | 7.0814 | 1.3535 | 5.2318 | 7.0814 | 1.3535 | 5.2318 | 7.8583 | 1.502 | 5.2318 | 0.9721% | 0.071178 | 0.067975 | 11247.1911 | 406.5986 | 8046.836 | 2793.7565 | 11662.6822 | 0 | 0 | 11662.6822 | 0.0002566%
2027 | 540 | CB 540 | Tier-2 | Tier-2---17 | 1--5 | 16 | 12 | 67.245 | 99.24% | 0% | 0.7576% | 5.0052 | 0 | 0 | 5.0052 | 0 | 4.5546 | 1.8047 | 2.5237 | 4.5546 | 1.8047 | 2.5237 | 5.0544 | 2.0027 | 2.5237 | 7.443% | 0.0036022 | 0.003332 | 18667.7627 | 2802.0205 | 1252.6198 | 14613.1224 | 18679.229 | 0 | 0 | 18679.229 | 0.0001651%
2027 | 542 | CB 542 | Tier-2 | Tier-2---9 | 4--5 | 43 | 15 | 949.4775 | 95.45% | 4.414% | 0.1311% | 31.6158 | 0 | 0 | 31.6158 | 0 | 28.77 | 2.2559 | 12.7533 | 28.77 | 2.2559 | 12.7533 | 31.9265 | 2.5034 | 12.7533 | 3.33% | 0.053515 | 0.051648 | 17742.4015 | 2646.628 | 1293.2242 | 13802.5493 | 17771.5506 | 0 | 0 | 17771.5506 | 0.001043%
2027 | 204 | 204-32R | Tier-2 | Tier-2---11 | 4--4 | 336 | 25 | 490.4615 | 96.36% | 1.259% | 2.378% | 3.5165 | 0 | 0 | 3.5165 | 0 | 3.2 | 3.7598 | 0.8511 | 3.2 | 3.7598 | 0.8511 | 3.5511 | 4.1723 | 0.8511 | 0.717% | 0.087106 | 0.086458 | 5630.6279 | 747.5355 | 75.2 | 4807.8924 | 5632.1632 | 0 | 0 | 5632.1632 | 0.000116%
2027 | 204 | 204-32R | Tier-2 | Tier-2---11 | 4--4 | 336 | 3 | 490.4615 | 96.36% | 1.259% | 2.378% | 0.42198 | 0 | 0 | 0.42198 | 0 | 0.384 | 0.45118 | 0.8511 | 0.384 | 0.45118 | 0.8511 | 0.42613 | 0.50068 | 0.8511 | 0.08604% | 0.087106 | 0.087028 | 5630.6279 | 747.5355 | 75.2 | 4807.8924 | 5630.811 | 0 | 0 | 5630.811 | 1.392e-05%
2027 | 576 | CB 576 | Tier-2 | Tier-2---12 | 4--4 | 19 | 8 | 417.7025 | 78.37% | 21.49% | 0.1463% | 13.7828 | 0 | 0 | 13.7828 | 0 | 12.5421 | 1.2031 | 10.4245 | 12.5421 | 1.2031 | 10.4245 | 13.9182 | 1.3351 | 10.4245 | 3.3% | 0.047237 | 0.045248 | 8842.622 | 1103.3667 | 1857.3002 | 5881.9552 | 8926.7067 | 0 | 0 | 8926.7067 | 0.0004545%
2027 | 597 | 597-595 | Tier-2 | Tier-2---1 | 5--5 | 398 | 286 | 18774.394 | 95.55% | 4.388% | 0.06321% | 1289.068 | 0 | 0 | 1289.068 | 0 | 1173.0343 | 43.0123 | 27.2721 | 1173.0343 | 43.0123 | 27.2721 | 1301.7369 | 47.7315 | 27.2721 | 6.866% | 0.15307 | 0.14207 | 122655.7075 | 27181.9194 | 4937.1438 | 90536.6442 | 123078.3735 | 0 | 0 | 123078.3735 | 0.04251%
2027 | 599 | 599-19R | Tier-2 | Tier-2---1 | 5--5 | 753 | 533 | 25743.4561 | 99.4% | 0.5253% | 0.0786% | 1811.2094 | 0 | 0 | 1811.2094 | 0 | 1648.1759 | 80.1593 | 20.5613 | 1648.1759 | 80.1593 | 20.5613 | 1829.0098 | 88.9542 | 20.5613 | 7.036% | 0.15161 | 0.14088 | 169796.7072 | 27439.4443 | 825.3004 | 141531.9625 | 169874.811 | 0 | 0 | 169874.811 | 0.05973%
2027 | 599 | CB 599 | Tier-2 | Tier-2---4 | 4--5 | 369 | 200 | 4323.2442 | 99.81% | 0% | 0.1903% | 233.8762 | 0 | 0 | 233.8762 | 0 | 212.8242 | 30.0785 | 7.0756 | 212.8242 | 30.0785 | 7.0756 | 236.1748 | 33.3787 | 7.0756 | 5.41% | 0.043095 | 0.040759 | 100319.859 | 21711.3429 | 465.9724 | 78142.5437 | 100330.7999 | 0 | 0 | 100330.7999 | 0.007712%
2027 | 788 | 788-34R | Tier-2 | Tier-2---6 | 5--5 | 521 | 106 | 9132.2366 | 94.33% | 5.547% | 0.1209% | 175.2698 | 0 | 0 | 175.2698 | 0 | 159.4932 | 15.9416 | 10.0048 | 159.4932 | 15.9416 | 10.0048 | 176.9924 | 17.6907 | 10.0048 | 1.919% | 0.12404 | 0.12152 | 73621.1831 | 18327.6204 | 3867.2587 | 51426.3041 | 73707.8355 | 0 | 0 | 73707.8355 | 0.00578%
2027 | 788 | CB 788 | Tier-2 | Tier-2---2 | 5--5 | 708 | 20 | 8569.0681 | 95.07% | 4.755% | 0.1724% | 23.0136 | 0 | 0 | 23.0136 | 0 | 20.9421 | 3.0079 | 6.9625 | 20.9421 | 3.0079 | 6.9625 | 23.2398 | 3.3379 | 6.9625 | 0.2686% | 0.14181 | 0.14141 | 60426.1463 | 13184.7767 | 2801.9092 | 44439.4605 | 60434.5811 | 0 | 0 | 60434.5811 | 0.0007589%
2027 | 791 | 791-419F | Tier-2 | Tier-2---5 | 5--5 | 141 | 44 | 3349.7594 | 92.58% | 7.304% | 0.116% | 96.7755 | 0 | 0 | 96.7755 | 0 | 88.0644 | 6.6173 | 13.3083 | 88.0644 | 6.6173 | 13.3083 | 97.7267 | 7.3433 | 13.3083 | 2.889% | 0.11325 | 0.10972 | 29577.718 | 5038.7125 | 1957.3259 | 22581.6795 | 29648.4075 | 0 | 0 | 29648.4075 | 0.003191%
2027 | 799 | 799-504R | Tier-2 | Tier-2---15 | 1--5 | 38 | 11 | 127.4062 | 99.28% | 0% | 0.716% | 3.6617 | 0 | 0 | 3.6617 | 0 | 3.3321 | 1.6543 | 2.0142 | 3.3321 | 1.6543 | 2.0142 | 3.6977 | 1.8358 | 2.0142 | 2.874% | 0.0046964 | 0.0045605 | 27128.474 | 7563.5291 | 572.4903 | 18992.4546 | 27134.2647 | 0 | 0 | 27134.2647 | 0.0001207%
2027 | 855 | 855-46AE | Tier-2 | Tier-2---15 | 1--5 | 7 | 5 | 188.5529 | 99.88% | 0% | 0.1171% | 13.4523 | 0 | 0 | 13.4523 | 0 | 12.2414 | 0.75196 | 16.2792 | 12.2414 | 0.75196 | 16.2792 | 13.5845 | 0.83447 | 16.2792 | 7.134% | 0.0010888 | 0.001011 | 173174.957 | 50966.8705 | 22.9996 | 122185.0869 | 173190.559 | 0 | 0 | 173190.559 | 0.0004436%
2027 | 859 | 859-42R | Tier-2 | Tier-2---3 | 4--5 | 557 | 67 | 8606.9717 | 99.86% | 0% | 0.1411% | 103.3848 | 0 | 0 | 103.3848 | 0 | 94.0788 | 10.0763 | 9.3366 | 94.0788 | 10.0763 | 9.3366 | 104.4009 | 11.1819 | 9.3366 | 1.201% | 0.067132 | 0.066324 | 128210.0534 | 20875.9672 | 105.3382 | 107228.748 | 128212.2562 | 0 | 0 | 128212.2562 | 0.003409%
2027 | 920 | 920-1342R | Tier-3 | Tier-3---12 | 4--5 | 131 | 91 | 3406.6458 | 99.34% | 0.5402% | 0.1203% | 235.082 | 0 | 0 | 235.082 | 0 | 213.9214 | 13.6857 | 15.631 | 213.9214 | 13.6857 | 15.631 | 237.3923 | 15.1873 | 15.631 | 6.901% | 0.068604 | 0.063839 | 49656.3753 | 10714.8381 | 249.0111 | 38692.5261 | 49680.8573 | 0 | 0 | 49680.8573 | 0.007752%
2027 | 920 | 920-735AE | Tier-2 | Tier-2---7 | 4--5 | 295 | 31 | 1554.328 | 69.02% | 30.62% | 0.3611% | 11.2737 | 0 | 0 | 11.2737 | 0 | 10.2589 | 4.6622 | 2.2005 | 10.2589 | 4.6622 | 2.2005 | 11.3845 | 5.1737 | 2.2005 | 0.7253% | 0.068691 | 0.067969 | 22627.8919 | 3439.8789 | 6367.8103 | 12820.2027 | 22702.3364 | 0 | 0 | 22702.3364 | 0.0003718%
2027 | 921 | 921-800F | Tier-2 | Tier-2---7 | 4--5 | 252 | 21 | 1991.7107 | 76.61% | 23.16% | 0.2301% | 12.7148 | 0 | 0 | 12.7148 | 0 | 11.5703 | 3.1582 | 3.6635 | 11.5703 | 3.1582 | 3.6635 | 12.8397 | 3.5048 | 3.6635 | 0.6384% | 0.065336 | 0.064792 | 30484.0304 | 5417.7742 | 6386.3527 | 18679.9035 | 30543.9578 | 0 | 0 | 30543.9578 | 0.0004193%
2027 | 928 | CB 928 | Tier-2 | Tier-2---7 | 4--5 | 62 | 6 | 1655.0106 | 79.76% | 20.12% | 0.1245% | 12.7741 | 0 | 0 | 12.7741 | 0 | 11.6243 | 0.90236 | 12.8821 | 11.6243 | 0.90236 | 12.8821 | 12.8996 | 1.0014 | 12.8821 | 0.7718% | 0.057199 | 0.056645 | 28934.4603 | 4597.4585 | 5524.6499 | 18812.3519 | 28991.6962 | 0 | 0 | 28991.6962 | 0.0004212%
2027 | 980 | CB 980 | Tier-2 | Tier-2---12 | 2--5 | 35 | 17 | 387.8494 | 99.7% | 0% | 0.3041% | 18.7811 | 0 | 0 | 18.7811 | 0 | 17.0906 | 2.5567 | 6.6847 | 17.0906 | 2.5567 | 6.6847 | 18.9657 | 2.8372 | 6.6847 | 4.842% | 0.0069124 | 0.0065767 | 56109.2292 | 24867.9549 | 702.1092 | 30539.1651 | 56117.9398 | 0 | 0 | 56117.9398 | 0.0006193%
2027 | 981 | CB 981 | Tier-2 | Tier-2---15 | 1--5 | 14 | 9 | 132.7571 | 99.65% | 0% | 0.354% | 8.5042 | 0 | 0 | 8.5042 | 0 | 7.7387 | 1.3535 | 5.7174 | 7.7387 | 1.3535 | 5.7174 | 8.5878 | 1.502 | 5.7174 | 6.406% | 0.0030076 | 0.0028143 | 44140.5414 | 6652.1756 | 3087.2085 | 34401.1573 | 44151.2762 | 0 | 0 | 44151.2762 | 0.0002804%
2027 | 982 | CB 982 | Tier-2 | Not Applicable | Not Applicable | 2 | 2 | 0 | 0% | 0% | 0% | 0 | 0 | 0 | 0 | 0 | 0 | 0.30079 | 0 | 0 | 0.30079 | 0 | 0 | 0.33379 | 0 | 0% | 0 | 0 | 0 | 0 | 0 | 0 | 0 | 0 | 0 | 0 | 0%
2027 | 991 | 991-1 | Tier-2 | Tier-2---12 | 4--5 | 29 | 22 | 626.8618 | 65.87% | 33.98% | 0.153% | 31.3239 | 0 | 0 | 31.3239 | 0 | 28.5043 | 3.3086 | 8.6151 | 28.5043 | 3.3086 | 8.6151 | 31.6318 | 3.6717 | 8.6151 | 4.997% | 0.034773 | 0.032135 | 18027.4627 | 3649.7735 | 5561.6241 | 8816.0652 | 18532.5596 | 0 | 0 | 18532.5596 | 0.001033%
2027 | 991 | 991-1206R | Tier-2 | Tier-2---4 | 4--5 | 164 | 74 | 4576.7911 | 99.78% | 0.09876% | 0.1221% | 206.0576 | 0 | 0 | 206.0576 | 0 | 187.5096 | 11.1291 | 16.8486 | 187.5096 | 11.1291 | 16.8486 | 208.0827 | 12.3501 | 16.8486 | 4.502% | 0.063785 | 0.060907 | 71752.9575 | 17377.7181 | 68.9781 | 54306.2613 | 71760.4467 | 0 | 0 | 71760.4467 | 0.006795%
2027 | 1001 | 1001-1820F | Tier-2 | Tier-2---5 | 5--5 | 146 | 95 | 4222.2471 | 91.41% | 8.486% | 0.103% | 251.1373 | 0 | 0 | 251.1373 | 0 | 228.5315 | 14.2873 | 15.9954 | 228.5315 | 14.2873 | 15.9954 | 253.6054 | 15.8549 | 15.9954 | 5.948% | 0.12846 | 0.1201 | 32868.2878 | 4904.2029 | 2558.3215 | 25405.7635 | 33064.7725 | 0 | 0 | 33064.7725 | 0.008282%
2027 | 1039 | 1039-13 | Tier-2 | Tier-2---3 | 5--5 | 534 | 1 | 15957.1711 | 97.45% | 2.471% | 0.0752% | 2.9122 | 0 | 0 | 2.9122 | 0 | 2.65 | 0.15039 | 17.6207 | 2.65 | 0.15039 | 17.6207 | 2.9408 | 0.16689 | 17.6207 | 0.01825% | 0.1351 | 0.13508 | 118113.2514 | 24651.3232 | 2725.8666 | 90736.0616 | 118113.8146 | 0 | 0 | 118113.8146 | 9.603e-05%
2027 | 1073 | 1073-872F | Tier-2 | Tier-2---20 | 3--2 | 16 | 12 | 17.9659 | 86.84% | 10.72% | 2.434% | 1.1701 | 0 | 0 | 1.1701 | 0 | 1.0648 | 1.8047 | 0.59002 | 1.0648 | 1.8047 | 0.59002 | 1.1816 | 2.0027 | 0.59002 | 6.513% | 0.018584 | 0.017191 | 966.7183 | 136.5279 | 98.6169 | 731.5734 | 977.0317 | 0 | 0 | 977.0317 | 3.859e-05%
2027 | 1073 | 1073-874F | Tier-2 | Tier-2---20 | 3--3 | 40 | 1 | 40.9949 | 23.55% | 73.64% | 2.81% | 0.024132 | 0 | 0 | 0.024132 | 0 | 0.02196 | 0.15039 | 0.14602 | 0.02196 | 0.15039 | 0.14602 | 0.02437 | 0.16689 | 0.14602 | 0.05887% | 0.021565 | 0.021511 | 1901.027 | 61.7007 | 1198.5032 | 640.8231 | 1904.6696 | 0 | 0 | 1904.6696 | 7.958e-07%
2027 | 1073 | 1073-886F | Tier-2 | Tier-2---20 | 3--2 | 4 | 4 | 27.0781 | 12.75% | 86.83% | 0.4178% | 0.3453 | 0 | 0 | 0.3453 | 0 | 0.31422 | 0.60157 | 0.52232 | 0.31422 | 0.60157 | 0.52232 | 0.34869 | 0.66757 | 0.52232 | 1.275% | 0.016776 | 0.015099 | 1614.0782 | 34.779 | 1276.2143 | 303.0849 | 1770.5507 | 0 | 0 | 1770.5507 | 1.139e-05%
2027 | 1073 | 1073-887F | Tier-2 | Tier-2---21 | 3--1 | 3 | 3 | 6.3934 | 34.35% | 64.55% | 1.103% | 0.21961 | 0 | 0 | 0.21961 | 0 | 0.19984 | 0.45118 | 0.44293 | 0.19984 | 0.45118 | 0.44293 | 0.22176 | 0.50068 | 0.44293 | 3.435% | 0.016639 | 0.014975 | 384.2398 | 21.9164 | 213.9745 | 148.3489 | 412.2684 | 0 | 0 | 412.2684 | 7.242e-06%
2027 | 1094 | 1094-35F | Tier-2 | Tier-2---7 | 3--5 | 167 | 123 | 2514.2831 | 99.84% | 0% | 0.1648% | 184.8785 | 0 | 0 | 184.8785 | 0 | 168.2369 | 18.4983 | 9.0947 | 168.2369 | 18.4983 | 9.0947 | 186.6955 | 20.5279 | 9.0947 | 7.353% | 0.020398 | 0.018895 | 123263.6714 | 20043.0193 | 98.2626 | 103122.3894 | 123279.8237 | 0 | 0 | 123279.8237 | 0.006097%
2027 | 1094 | 1094-7 | Tier-2 | Tier-2---17 | 2--4 | 65 | 33 | 95.3301 | 98.77% | 0% | 1.235% | 4.7801 | 0 | 0 | 4.7801 | 0 | 4.3498 | 4.963 | 0.87645 | 4.3498 | 4.963 | 0.87645 | 4.8271 | 5.5075 | 0.87645 | 5.014% | 0.0065074 | 0.006177 | 14649.4839 | 2335.884 | 162.0699 | 12151.53 | 14659.1587 | 0 | 0 | 14659.1587 | 0.0001576%
2027 | 1100 | 1100-1168F | Tier-2 | Tier-2---18 | 4--2 | 4 | 3 | 54.719 | 98.75% | 1.065% | 0.1855% | 4.0526 | 0 | 0 | 4.0526 | 0 | 3.6878 | 0.45118 | 8.1737 | 3.6878 | 0.45118 | 8.1737 | 4.0924 | 0.50068 | 8.1737 | 7.406% | 0.070904 | 0.065586 | 771.7308 | 123.9939 | 6.7126 | 641.0242 | 772.5135 | 0 | 0 | 772.5135 | 0.0001336%
2027 | 1100 | 1100-1172R | Tier-2 | Tier-2---7 | 4--5 | 34 | 20 | 2144.9788 | 99.68% | 0.2699% | 0.05437% | 125.7661 | 0 | 0 | 125.7661 | 0 | 114.4454 | 3.0079 | 38.0489 | 114.4454 | 3.0079 | 38.0489 | 127.0021 | 3.3379 | 38.0489 | 5.863% | 0.080798 | 0.076045 | 26547.4908 | 6276.7564 | 58.3505 | 20212.3839 | 26552.8707 | 0 | 0 | 26552.8707 | 0.004147%
2027 | 1101 | CB 1101 | Tier-2 | Tier-2---9 | 4--4 | 41 | 14 | 1133.279 | 99.72% | 0.1529% | 0.1272% | 38.5889 | 0 | 0 | 38.5889 | 0 | 35.1154 | 2.1055 | 16.678 | 35.1154 | 2.1055 | 16.678 | 38.9682 | 2.3365 | 16.678 | 3.405% | 0.091579 | 0.088452 | 12374.933 | 1964.2318 | 240.1019 | 10170.5993 | 12376.1585 | 0 | 0 | 12376.1585 | 0.001273%
2027 | 1105 | 1105-1479 | Tier-2 | Tier-2---4 | 5--5 | 54 | 6 | 4228.0435 | 99.92% | 0.03248% | 0.04256% | 46.943 | 0 | 0 | 46.943 | 0 | 42.7175 | 0.90236 | 47.34 | 42.7175 | 0.90236 | 47.34 | 47.4044 | 1.0014 | 47.34 | 1.11% | 0.10556 | 0.10439 | 40053.0076 | 8992.3794 | 12.7012 | 31047.927 | 40053.3453 | 0 | 0 | 40053.3453 | 0.001548%
2027 | 1105 | 1105-1483 | Tier-2 | Tier-2---11 | 4--4 | 12 | 12 | 417.0013 | 94.5% | 5.418% | 0.08666% | 39.4048 | 0 | 0 | 39.4048 | 0 | 35.8578 | 1.8047 | 19.869 | 35.8578 | 1.8047 | 19.869 | 39.7921 | 2.0027 | 19.869 | 9.45% | 0.063819 | 0.057437 | 6534.1451 | 1004.5674 | 285.3302 | 5244.2475 | 6574.1074 | 0 | 0 | 6574.1074 | 0.001299%
2027 | 1106 | CB 1106 | Tier-2 | Tier-2---7 | 4--5 | 24 | 22 | 1646.9837 | 34.54% | 65.41% | 0.04829% | 52.1414 | 0 | 0 | 52.1414 | 0 | 47.4479 | 3.3086 | 14.3406 | 47.4479 | 3.3086 | 14.3406 | 52.6538 | 3.6717 | 14.3406 | 3.166% | 0.070774 | 0.064287 | 23270.9618 | 1321.744 | 13847.343 | 8101.8748 | 24808.3301 | 0 | 0 | 24808.3301 | 0.001719%
2027 | 1118 | 1118-1718F | Tier-2 | Tier-2---10 | 5--4 | 19 | 14 | 788.3757 | 99.4% | 0.5205% | 0.07536% | 57.7447 | 0 | 0 | 57.7447 | 0 | 52.5469 | 2.1055 | 24.957 | 52.5469 | 2.1055 | 24.957 | 58.3122 | 2.3365 | 24.957 | 7.325% | 0.10781 | 0.099865 | 7312.7208 | 1401.0432 | 30.5742 | 5881.1034 | 7316.1872 | 0 | 0 | 7316.1872 | 0.001904%
2027 | 1242 | 1242-1079R | Tier-2 | Tier-2---12 | 2--5 | 44 | 3 | 411.5414 | 99.65% | 0% | 0.3468% | 2.7962 | 0 | 0 | 2.7962 | 0 | 2.5445 | 0.45118 | 5.6398 | 2.5445 | 0.45118 | 5.6398 | 2.8237 | 0.50068 | 5.6398 | 0.6795% | 0.0067316 | 0.0066857 | 61135.7492 | 25086.0386 | 163.5766 | 35886.134 | 61137.2046 | 0 | 0 | 61137.2046 | 9.221e-05%
2027 | 1242 | 1242-1084 | Tier-2 | Tier-2---12 | 2--5 | 34 | 24 | 456.1931 | 99.77% | 0% | 0.2285% | 32.1283 | 0 | 0 | 32.1283 | 0 | 29.2363 | 3.6094 | 8.1 | 29.2363 | 3.6094 | 8.1 | 32.444 | 4.0054 | 8.1 | 7.043% | 0.005996 | 0.0055728 | 76082.9136 | 21423.4088 | 20.55 | 54638.9547 | 76096.118 | 0 | 0 | 76096.118 | 0.001059%
2027 | 1242 | 1242-127AE | Tier-2 | Tier-2---21 | 1--4 | 2 | 2 | 2.4589 | 98.62% | 0% | 1.38% | 0.2425 | 0 | 0 | 0.2425 | 0 | 0.22067 | 0.30079 | 0.73365 | 0.22067 | 0.30079 | 0.73365 | 0.24488 | 0.33379 | 0.73365 | 9.862% | 0.0001786 | 0.00016074 | 13767.9144 | 2205.6945 | 17.2653 | 11544.9546 | 13789.0323 | 0 | 0 | 13789.0323 | 7.997e-06%
2027 | 1243 | 1243-319R | Tier-2 | Tier-2---9 | 4--4 | 64 | 49 | 1178.043 | 99.35% | 0.5195% | 0.1323% | 89.606 | 0 | 0 | 89.606 | 0 | 81.5403 | 7.3692 | 11.0649 | 81.5403 | 7.3692 | 11.0649 | 90.4867 | 8.1778 | 11.0649 | 7.606% | 0.081051 | 0.074846 | 14534.5899 | 2255.6514 | 66.1042 | 12212.8342 | 14542.4444 | 0 | 0 | 14542.4444 | 0.002955%
2027 | 1243 | 1243-38R | Tier-2 | Tier-2---16 | 4--3 | 7 | 7 | 158.2514 | 99.48% | 0.3681% | 0.155% | 15.7423 | 0 | 0 | 15.7423 | 0 | 14.3253 | 1.0527 | 13.6075 | 14.3253 | 1.0527 | 13.6075 | 15.8971 | 1.1683 | 13.6075 | 9.948% | 0.072591 | 0.065332 | 2180.0532 | 345.5554 | 6.6981 | 1827.7997 | 2181.3205 | 0 | 0 | 2181.3205 | 0.0005191%
2027 | 1243 | 1243-45R | Tier-2 | Tier-2---7 | 4--5 | 72 | 17 | 1878.3826 | 99.05% | 0.8285% | 0.1244% | 43.9281 | 0 | 0 | 43.9281 | 0 | 39.9739 | 2.5567 | 15.6351 | 39.9739 | 2.5567 | 15.6351 | 44.3598 | 2.8372 | 15.6351 | 2.339% | 0.087615 | 0.085547 | 21438.9544 | 3365.8931 | 151.2586 | 17921.8028 | 21443.8947 | 0 | 0 | 21443.8947 | 0.001449%
2027 | 1243 | CB 1243 | Tier-2 | Tier-2---7 | 3--5 | 116 | 68 | 1438.3629 | 99.75% | 0% | 0.2509% | 84.1063 | 0 | 0 | 84.1063 | 0 | 76.5355 | 10.2267 | 7.4839 | 76.5355 | 10.2267 | 7.4839 | 84.9328 | 11.3488 | 7.4839 | 5.847% | 0.019586 | 0.018438 | 73438.3162 | 12301.3098 | 66.4142 | 61070.5923 | 73449.791 | 0 | 0 | 73449.791 | 0.002774%
2027 | 1245 | CB 1245 | Tier-2 | Tier-2---15 | 1--5 | 9 | 6 | 108.0997 | 99.75% | 0% | 0.2497% | 7.1887 | 0 | 0 | 7.1887 | 0 | 6.5416 | 0.90236 | 7.2494 | 6.5416 | 0.90236 | 7.2494 | 7.2593 | 1.0014 | 7.2494 | 6.65% | 0.001637 | 0.0015279 | 66035.2637 | 17244.823 | 21.4736 | 48768.9671 | 66047.0427 | 0 | 0 | 66047.0427 | 0.0002371%
2027 | 1250 | 1250-27R | Tier-2 | Tier-2---6 | 5--5 | 152 | 7 | 6418.5082 | 93.04% | 6.917% | 0.04745% | 27.5004 | 0 | 0 | 27.5004 | 0 | 25.025 | 1.0527 | 23.7711 | 25.025 | 1.0527 | 23.7711 | 27.7706 | 1.1683 | 23.7711 | 0.4285% | 0.097369 | 0.096921 | 65919.1509 | 13368.0206 | 4366.1577 | 48184.9726 | 65940.3903 | 0 | 0 | 65940.3903 | 0.0009069%
2027 | 1250 | 1250-671R | Tier-2 | Tier-2---6 | 4--5 | 48 | 21 | 6815.4278 | 94.54% | 5.441% | 0.023% | 281.8839 | 0 | 0 | 281.8839 | 0 | 256.5105 | 3.1582 | 81.2193 | 256.5105 | 3.1582 | 81.2193 | 284.6542 | 3.5048 | 81.2193 | 4.136% | 0.09205 | 0.088023 | 74040.4971 | 12900.0912 | 3770.1984 | 57370.2075 | 74225.5748 | 0 | 0 | 74225.5748 | 0.009295%
2027 | 1250 | 1250-677R | Tier-2 | Tier-2---3 | 5--5 | 267 | 156 | 11748.9088 | 99.26% | 0.6837% | 0.05427% | 681.3874 | 0 | 0 | 681.3874 | 0 | 620.0533 | 23.4613 | 26.4288 | 620.0533 | 23.4613 | 26.4288 | 688.084 | 26.0354 | 26.4288 | 5.8% | 0.11659 | 0.10977 | 100775.3023 | 17114.8267 | 643.0906 | 83017.3851 | 100821.4491 | 0 | 0 | 100821.4491 | 0.02247%
2027 | 1250 | 1250-8R | Tier-2 | Tier-2---4 | 4--5 | 146 | 84 | 3684.9802 | 98.15% | 1.772% | 0.07391% | 208.0993 | 0 | 0 | 208.0993 | 0 | 189.3676 | 12.633 | 14.9899 | 189.3676 | 12.633 | 14.9899 | 210.1445 | 14.019 | 14.9899 | 5.647% | 0.092289 | 0.086979 | 39928.877 | 6438.64 | 665.159 | 32825.0781 | 39973.8675 | 0 | 0 | 39973.8675 | 0.006862%
2027 | 1250 | CB 1250 | Tier-2 | Tier-2---4 | 4--5 | 32 | 1 | 4075.2359 | 99.93% | 0.04042% | 0.02515% | 12.7268 | 0 | 0 | 12.7268 | 0 | 11.5812 | 0.15039 | 77.0063 | 11.5812 | 0.15039 | 77.0063 | 12.8518 | 0.16689 | 77.0063 | 0.3123% | 0.088703 | 0.088426 | 45942.5846 | 7443.6301 | 317.2977 | 38181.6568 | 45942.679 | 0 | 0 | 45942.679 | 0.0004197%
2027 | 1299 | CB 1299 | Tier-2 | Tier-2---19 | 3--3 | 76 | 2 | 41.7756 | 94.08% | 0% | 5.924% | 0.10342 | 0 | 0 | 0.10342 | 0 | 0.094114 | 0.30079 | 0.31289 | 0.094114 | 0.30079 | 0.31289 | 0.10444 | 0.33379 | 0.31289 | 0.2476% | 0.014997 | 0.014958 | 2785.5246 | 467.5235 | 44.8169 | 2273.1842 | 2785.96 | 0 | 0 | 2785.96 | 3.411e-06%
2027 | SSC1 | CB SSC1 | Tier-2 | Tier-2---18 | 4--3 | 220 | 29 | 94.186 | 2.003% | 94.63% | 3.363% | 0.024869 | 0 | 0 | 0.024869 | 0 | 0.022631 | 4.3614 | 0.0051888 | 0.022631 | 4.3614 | 0.0051888 | 0.025113 | 4.8399 | 0.0051888 | 0.0264% | 0.031528 | 0.031112 | 2987.3954 | 7.3065 | 2624.9969 | 355.0921 | 3026.5014 | 0 | 0 | 3026.5014 | 8.201e-07%
2028 | 214 | 214-1122R | Tier-3 | Tier-3---3 | 5--5 | 446 | 207 | 26281.1502 | 98.91% | 1.048% | 0.04591% | 1206.4301 | 0 | 0 | 1206.4301 | 0 | 1047.2599 | 29.6971 | 35.2647 | 1047.2599 | 29.6971 | 35.2647 | 1224.2588 | 34.7163 | 35.2647 | 4.59% | 0.26918 | 0.25668 | 97635.635 | 15575.0756 | 943.7834 | 81116.776 | 97687.6264 | 0 | 0 | 97687.6264 | 0.03978%
2028 | 214 | 214-1135R | Tier-3 | Tier-3---6 | 4--5 | 285 | 139 | 6666.9216 | 99.41% | 0.4702% | 0.123% | 323.2298 | 0 | 0 | 323.2298 | 0 | 280.5846 | 19.9416 | 14.0703 | 280.5846 | 19.9416 | 14.0703 | 328.0066 | 23.3119 | 14.0703 | 4.848% | 0.090777 | 0.08635 | 73442.8498 | 12678.0578 | 384.6507 | 60380.1413 | 73465.1868 | 0 | 0 | 73465.1868 | 0.01066%
2028 | 214 | 214-17AE | Tier-3 | Tier-3---17 | 4--4 | 157 | 105 | 484.0355 | 97.4% | 1.48% | 1.12% | 31.5303 | 0 | 0 | 31.5303 | 0 | 27.3703 | 15.0638 | 1.817 | 27.3703 | 15.0638 | 1.817 | 31.9962 | 17.6097 | 1.817 | 6.514% | 0.071957 | 0.067144 | 6726.7702 | 920.7038 | 92.7705 | 5713.2959 | 6739.3033 | 0 | 0 | 6739.3033 | 0.00104%
2028 | 214 | 214-4R | Tier-3 | Tier-3---17 | 4--4 | 94 | 54 | 400.1895 | 97.86% | 1.359% | 0.7809% | 22.4976 | 0 | 0 | 22.4976 | 0 | 19.5294 | 7.7471 | 2.5209 | 19.5294 | 7.7471 | 2.5209 | 22.8301 | 9.0564 | 2.5209 | 5.622% | 0.059676 | 0.056247 | 6706.0819 | 981.7315 | 85.3472 | 5639.0033 | 6714.8291 | 0 | 0 | 6714.8291 | 0.0007419%
2028 | 214 | 214-536R | Tier-3 | Tier-3---17 | 4--4 | 70 | 18 | 513.3291 | 98.71% | 0.8845% | 0.4005% | 13.0303 | 0 | 0 | 13.0303 | 0 | 11.3111 | 2.5824 | 4.3802 | 11.3111 | 2.5824 | 4.3802 | 13.2228 | 3.0188 | 4.3802 | 2.538% | 0.053744 | 0.052362 | 9551.4463 | 1436.3496 | 158.5376 | 7956.5591 | 9554.6857 | 0 | 0 | 9554.6857 | 0.0004297%
2028 | 214 | 214-583R | Tier-3 | Tier-3---13 | 4--5 | 174 | 119 | 2208.3134 | 99.09% | 0.6816% | 0.2244% | 149.66 | 0 | 0 | 149.66 | 0 | 129.9147 | 17.0723 | 7.6097 | 129.9147 | 17.0723 | 7.6097 | 151.8717 | 19.9577 | 7.6097 | 6.777% | 0.070413 | 0.065597 | 31362.296 | 5124.9033 | 314.6524 | 25922.7404 | 31383.1548 | 0 | 0 | 31383.1548 | 0.004935%
2028 | 214 | 214-613R | Tier-3 | Tier-3---14 | 5--3 | 196 | 118 | 1721.769 | 85.69% | 14.07% | 0.2459% | 88.8216 | 0 | 0 | 88.8216 | 0 | 77.1029 | 16.9288 | 4.5545 | 77.1029 | 16.9288 | 4.5545 | 90.1342 | 19.79 | 4.5545 | 5.159% | 0.43289 | 0.40683 | 3977.4025 | 528.7899 | 507.0028 | 2941.6099 | 4013.87 | 0 | 0 | 4013.87 | 0.002929%
2028 | 214 | 214-647R | Tier-3 | Tier-3---8 | 5--5 | 264 | 95 | 22354.3085 | 99.24% | 0.73% | 0.02701% | 798.3267 | 0 | 0 | 798.3267 | 0 | 692.9996 | 13.6291 | 50.847 | 692.9996 | 13.6291 | 50.847 | 810.1244 | 15.9326 | 50.847 | 3.571% | 0.23844 | 0.22986 | 93753.9152 | 14837.2709 | 625.983 | 78290.6613 | 93780.409 | 0 | 0 | 93780.409 | 0.02633%
2028 | 215 | 215-1531R | Tier-2 | Tier-2---2 | 5--5 | 256 | 137 | 12702.4119 | 98.21% | 1.737% | 0.04837% | 667.6381 | 0 | 0 | 667.6381 | 0 | 579.5534 | 19.6546 | 29.4869 | 579.5534 | 19.6546 | 29.4869 | 677.5045 | 22.9765 | 29.4869 | 5.256% | 0.20291 | 0.19205 | 62600.9651 | 10891.2685 | 1005.9666 | 50703.7299 | 62664.1743 | 0 | 0 | 62664.1743 | 0.02202%
2028 | 215 | 215-1534R | Tier-2 | Tier-2---1 | 5--5 | 243 | 146 | 19489.7064 | 99% | 0.9737% | 0.02962% | 1159.2381 | 0 | 0 | 1159.2381 | 0 | 1006.2942 | 20.9458 | 48.0428 | 1006.2942 | 20.9458 | 48.0428 | 1176.3694 | 24.4859 | 48.0428 | 5.948% | 0.1982 | 0.1863 | 98331.2515 | 17803.4226 | 882.3499 | 79645.479 | 98394.3143 | 0 | 0 | 98394.3143 | 0.03823%
2028 | 215 | 215-1544R | Tier-2 | Tier-2---8 | 5--4 | 53 | 17 | 1412.4296 | 98.09% | 1.785% | 0.1216% | 44.4404 | 0 | 0 | 44.4404 | 0 | 38.5772 | 2.4389 | 15.8175 | 38.5772 | 2.4389 | 15.8175 | 45.0971 | 2.8511 | 15.8175 | 3.146% | 0.10891 | 0.10541 | 12968.9923 | 2539.663 | 210.0651 | 10219.2641 | 12977.1879 | 0 | 0 | 12977.1879 | 0.001465%
2028 | 215 | 215-38R | Tier-3 | Tier-3---10 | 5--5 | 126 | 37 | 5434.8155 | 98.92% | 1.009% | 0.07406% | 157.8649 | 0 | 0 | 157.8649 | 0 | 137.037 | 5.3082 | 25.8162 | 137.037 | 5.3082 | 25.8162 | 160.1979 | 6.2053 | 25.8162 | 2.905% | 0.12528 | 0.1216 | 43381.3494 | 7513.7468 | 468.0295 | 35399.5731 | 43395.5669 | 0 | 0 | 43395.5669 | 0.005206%
2028 | 216 | 216-1859F | Tier-3 | Tier-3---4 | 5--5 | 268 | 166 | 14041.2877 | 99.19% | 0.7753% | 0.03948% | 862.635 | 0 | 0 | 862.635 | 0 | 748.8234 | 23.8151 | 31.4432 | 748.8234 | 23.8151 | 31.4432 | 875.3831 | 27.8401 | 31.4432 | 6.144% | 0.15704 | 0.14732 | 89409.7821 | 15986.4383 | 636.9074 | 72786.4365 | 89457.8861 | 0 | 0 | 89457.8861 | 0.02845%
2028 | 216 | 216-220R | Tier-3 | Tier-3---20 | 1--5 | 2 | 1 | 71.2816 | 99.9% | 0% | 0.09987% | 3.5605 | 0 | 0 | 3.5605 | 0 | 3.0908 | 0.14346 | 21.5438 | 3.0908 | 0.14346 | 21.5438 | 3.6131 | 0.16771 | 21.5438 | 4.995% | 0.000285 | 0.00027075 | 250110.7129 | 40302.5833 | 22.6906 | 209785.4391 | 250123.8595 | 0 | 0 | 250123.8595 | 0.0001174%
2028 | 217 | 217-41AE | Tier-2 | Tier-2---8 | 5--4 | 456 | 143 | 2013.5966 | 89.22% | 10.31% | 0.4697% | 56.3417 | 0 | 0 | 56.3417 | 0 | 48.9082 | 20.5154 | 2.384 | 48.9082 | 20.5154 | 2.384 | 57.1743 | 23.9828 | 2.384 | 2.798% | 0.19664 | 0.19047 | 10240.1297 | 1454.7861 | 960.9628 | 7824.3807 | 10275.8518 | 0 | 0 | 10275.8518 | 0.001858%
2028 | 217 | 217-48AE | Tier-2 | Tier-2---8 | 5--4 | 344 | 137 | 2727.5845 | 87.85% | 11.78% | 0.3693% | 95.4292 | 0 | 0 | 95.4292 | 0 | 82.8387 | 19.6546 | 4.2147 | 82.8387 | 19.6546 | 4.2147 | 96.8394 | 22.9765 | 4.2147 | 3.499% | 0.20236 | 0.1943 | 13478.9252 | 1980.0515 | 1403.044 | 10095.8296 | 13546.8534 | 0 | 0 | 13546.8534 | 0.003147%
2028 | 217 | 217-835R | Tier-3 | Tier-3---5 | 5--5 | 319 | 90 | 10686.9326 | 98.68% | 1.222% | 0.09479% | 297.5425 | 0 | 0 | 297.5425 | 0 | 258.2863 | 12.9118 | 20.0039 | 258.2863 | 12.9118 | 20.0039 | 301.9396 | 15.094 | 20.0039 | 2.784% | 0.28412 | 0.27611 | 37613.7803 | 6234.338 | 401.1019 | 30978.3405 | 37628.1576 | 0 | 0 | 37628.1576 | 0.009812%
2028 | 217 | 217-837R | Tier-3 | Tier-3---12 | 5--5 | 293 | 102 | 3657.1834 | 94.66% | 5.124% | 0.2164% | 120.5152 | 0 | 0 | 120.5152 | 0 | 104.6151 | 14.6334 | 7.1491 | 104.6151 | 14.6334 | 7.1491 | 122.2962 | 17.1066 | 7.1491 | 3.295% | 0.14269 | 0.13772 | 25630.0196 | 4247.0317 | 1289.9429 | 20093.0451 | 25679.3917 | 0 | 0 | 25679.3917 | 0.003974%
2028 | 217 | 217-972R | Tier-2 | Tier-2---8 | 5--4 | 256 | 158 | 1438.6594 | 90.88% | 8.66% | 0.4639% | 80.6911 | 0 | 0 | 80.6911 | 0 | 70.0451 | 22.6674 | 3.0901 | 70.0451 | 22.6674 | 3.0901 | 81.8836 | 26.4984 | 3.0901 | 5.609% | 0.18227 | 0.17102 | 7892.9777 | 1198.2453 | 600.4509 | 6094.2815 | 7940.347 | 0 | 0 | 7940.347 | 0.002661%
2028 | 217 | 217-983R | Tier-3 | Tier-3---5 | 5--5 | 116 | 102 | 10116.9629 | 99.05% | 0.91% | 0.0405% | 881.1396 | 0 | 0 | 881.1396 | 0 | 764.8866 | 14.6334 | 52.27 | 764.8866 | 14.6334 | 52.27 | 894.1612 | 17.1066 | 52.27 | 8.71% | 0.2438 | 0.22236 | 41497.7937 | 6529.9576 | 349.4347 | 34618.4014 | 41535.8196 | 0 | 0 | 41535.8196 | 0.02906%
2028 | 239 | 239-2207R | Tier-3 | Tier-3---16 | 4--4 | 127 | 96 | 860.3234 | 98.08% | 1.495% | 0.4234% | 63.7845 | 0 | 0 | 63.7845 | 0 | 55.3691 | 13.7726 | 4.0202 | 55.3691 | 13.7726 | 4.0202 | 64.7271 | 16.1003 | 4.0202 | 7.414% | 0.078224 | 0.072311 | 10998.2588 | 1887.5765 | 146.4219 | 8964.2604 | 11015.5158 | 0 | 0 | 11015.5158 | 0.002103%
2028 | 239 | 239-2211R | Tier-3 | Tier-3---16 | 5--4 | 55 | 41 | 1585.1718 | 98.67% | 1.22% | 0.1095% | 116.5961 | 0 | 0 | 116.5961 | 0 | 101.213 | 5.882 | 17.2071 | 101.213 | 5.882 | 17.2071 | 118.3192 | 6.8762 | 17.2071 | 7.355% | 0.11902 | 0.11015 | 13318.69 | 2119.2722 | 143.2039 | 11056.2139 | 13332.955 | 0 | 0 | 13332.955 | 0.003845%
2028 | 239 | 239-2213R | Tier-3 | Tier-3---15 | 5--4 | 134 | 79 | 1116.4705 | 96.46% | 3.23% | 0.3121% | 63.4901 | 0 | 0 | 63.4901 | 0 | 55.1136 | 11.3337 | 4.8628 | 55.1136 | 11.3337 | 4.8628 | 64.4284 | 13.2492 | 4.8628 | 5.687% | 0.1294 | 0.12178 | 8627.7496 | 1319.6651 | 288.3985 | 7019.686 | 8646.8967 | 0 | 0 | 8646.8967 | 0.002094%
2028 | 239 | 239-2215R | Tier-3 | Tier-3---10 | 5--5 | 305 | 154 | 6268.6569 | 98.24% | 1.63% | 0.1302% | 310.9447 | 0 | 0 | 310.9447 | 0 | 269.9203 | 22.0935 | 12.2172 | 269.9203 | 22.0935 | 12.2172 | 315.5399 | 25.8276 | 12.2172 | 4.96% | 0.15408 | 0.1463 | 40685.5389 | 6831.4863 | 640.4954 | 33213.5572 | 40723.6197 | 0 | 0 | 40723.6197 | 0.01025%
2028 | 239 | 239-2217R | Tier-3 | Tier-3---16 | 4--4 | 108 | 76 | 1029.5673 | 69.27% | 30.42% | 0.3032% | 50.1882 | 0 | 0 | 50.1882 | 0 | 43.5667 | 10.9033 | 3.9957 | 43.5667 | 10.9033 | 3.9957 | 50.9299 | 12.7461 | 3.9957 | 4.875% | 0.073205 | 0.068054 | 14064.0898 | 1546.1618 | 3996.6336 | 8521.2943 | 14391.2244 | 0 | 0 | 14391.2244 | 0.001655%
2028 | 239 | 239-89R | Tier-3 | Tier-3---17 | 4--4 | 52 | 16 | 376.4251 | 98.76% | 0.8388% | 0.4045% | 11.4383 | 0 | 0 | 11.4383 | 0 | 9.9292 | 2.2954 | 4.3256 | 9.9292 | 2.2954 | 4.3256 | 11.6073 | 2.6834 | 4.3256 | 3.039% | 0.064786 | 0.062792 | 5810.3033 | 876.5504 | 280.4988 | 4653.254 | 5812.5966 | 0 | 0 | 5812.5966 | 0.0003772%
2028 | 249 | 249-24R | Tier-3 | Tier-3---12 | 5--5 | 464 | 238 | 3753.23 | 95.85% | 3.876% | 0.273% | 184.5275 | 0 | 0 | 184.5275 | 0 | 160.1819 | 34.1445 | 4.6913 | 160.1819 | 34.1445 | 4.6913 | 187.2545 | 39.9153 | 4.6913 | 4.916% | 0.10094 | 0.095759 | 37183.961 | 6704.4922 | 1334.1553 | 29145.3135 | 37267.3709 | 0 | 0 | 37267.3709 | 0.006085%
2028 | 249 | CB 249 | Tier-3 | Tier-3---16 | 4--4 | 101 | 42 | 826.9208 | 97.04% | 2.672% | 0.2884% | 33.3688 | 0 | 0 | 33.3688 | 0 | 28.9663 | 6.0255 | 4.8073 | 28.9663 | 6.0255 | 4.8073 | 33.8619 | 7.0439 | 4.8073 | 4.035% | 0.05906 | 0.056604 | 14001.3211 | 2124.344 | 445.6547 | 11431.3225 | 14019.3065 | 0 | 0 | 14019.3065 | 0.0011%
2028 | 350 | 350-2182R | Tier-2 | Tier-2---13 | 4--3 | 15 | 1 | 302.428 | 99.27% | 0.6612% | 0.06922% | 2.0015 | 0 | 0 | 2.0015 | 0 | 1.7374 | 0.14346 | 12.1103 | 1.7374 | 0.14346 | 12.1103 | 2.031 | 0.16771 | 12.1103 | 0.6618% | 0.068991 | 0.068531 | 4383.5865 | 700.445 | 25.9827 | 3657.1588 | 4383.8014 | 0 | 0 | 4383.8014 | 6.6e-05%
2028 | 350 | 350-2188R | Tier-2 | Tier-2---5 | 5--5 | 565 | 208 | 3602.0119 | 95.48% | 4.084% | 0.4314% | 126.6175 | 0 | 0 | 126.6175 | 0 | 109.9123 | 29.8406 | 3.6833 | 109.9123 | 29.8406 | 3.6833 | 128.4887 | 34.884 | 3.6833 | 3.515% | 0.15121 | 0.14564 | 23821.2544 | 3643.7972 | 896.9251 | 19280.5321 | 23862.3652 | 0 | 0 | 23862.3652 | 0.004175%
2028 | 350 | 350-2192R | Tier-2 | Tier-2---2 | 5--5 | 826 | 549 | 13871.6222 | 98.14% | 1.698% | 0.1643% | 904.8024 | 0 | 0 | 904.8024 | 0 | 785.4274 | 78.762 | 9.9722 | 785.4274 | 78.762 | 9.9722 | 918.1736 | 92.0736 | 9.9722 | 6.523% | 0.18928 | 0.1767 | 73287.5708 | 12530.2712 | 1204.2381 | 59553.0615 | 73384.763 | 0 | 0 | 73384.763 | 0.02984%
2028 | 350 | 350-2196R | Tier-2 | Tier-2---5 | 5--5 | 807 | 341 | 5570.6857 | 96.99% | 2.589% | 0.4237% | 228.2999 | 0 | 0 | 228.2999 | 0 | 198.1792 | 48.9214 | 4.051 | 198.1792 | 48.9214 | 4.051 | 231.6737 | 57.1896 | 4.051 | 4.098% | 0.19915 | 0.19073 | 27972.7323 | 4549.3249 | 680.341 | 22743.0664 | 28009.9095 | 0 | 0 | 28009.9095 | 0.007528%
2028 | 350 | 350-2201R | Tier-3 | Tier-3---4 | 5--5 | 361 | 138 | 13521.7454 | 99.28% | 0.6466% | 0.06915% | 513.1982 | 0 | 0 | 513.1982 | 0 | 445.4895 | 19.7981 | 22.5016 | 445.4895 | 19.7981 | 22.5016 | 520.7823 | 23.1442 | 22.5016 | 3.795% | 0.1241 | 0.11936 | 108955.4794 | 20355.5322 | 658.7237 | 87941.2235 | 108986.4742 | 0 | 0 | 108986.4742 | 0.01692%
2028 | 350 | 350-41R | Tier-2 | Tier-2---3 | 5--5 | 475 | 315 | 11201.3889 | 98.88% | 1.023% | 0.1021% | 734.4742 | 0 | 0 | 734.4742 | 0 | 637.5714 | 45.1913 | 14.1083 | 637.5714 | 45.1913 | 14.1083 | 745.3283 | 52.8291 | 14.1083 | 6.557% | 0.12896 | 0.12041 | 86857.3846 | 16955.532 | 989.3213 | 68912.5314 | 86926.7704 | 0 | 0 | 86926.7704 | 0.02422%
2028 | 351 | 351-819R | Tier-2 | Tier-2---1 | 5--5 | 341 | 162 | 23517.4275 | 99.25% | 0.716% | 0.03401% | 1108.8707 | 0 | 0 | 1108.8707 | 0 | 962.5721 | 23.2412 | 41.4166 | 962.5721 | 23.2412 | 41.4166 | 1125.2577 | 27.1693 | 41.4166 | 4.715% | 0.14376 | 0.13693 | 163589.7091 | 37860.9824 | 1092.4816 | 124636.245 | 163650.905 | 0 | 0 | 163650.905 | 0.03657%
2028 | 351 | 351-871R | Tier-3 | Tier-3---6 | 5--5 | 110 | 61 | 9144.3124 | 99.73% | 0.2371% | 0.03256% | 505.7262 | 0 | 0 | 505.7262 | 0 | 439.0033 | 8.7513 | 50.1642 | 439.0033 | 8.7513 | 50.1642 | 513.1999 | 10.2304 | 50.1642 | 5.531% | 0.11468 | 0.10832 | 79737.0821 | 12866.5749 | 173.3661 | 66697.1411 | 79749.706 | 0 | 0 | 79749.706 | 0.01668%
2028 | 351 | CB 351 | Tier-2 | Tier-2---3 | 5--5 | 154 | 69 | 14599.7352 | 99.66% | 0.3054% | 0.03279% | 651.9318 | 0 | 0 | 651.9318 | 0 | 565.9193 | 9.899 | 57.1691 | 565.9193 | 9.899 | 57.1691 | 661.5661 | 11.5721 | 57.1691 | 4.465% | 0.12463 | 0.11905 | 117140.1184 | 26730.0261 | 377.3251 | 90032.7671 | 117158.7002 | 0 | 0 | 117158.7002 | 0.0215%
2028 | 352 | 352-27R | Tier-3 | Tier-3---2 | 5--5 | 359 | 201 | 18614.1823 | 99.36% | 0.5928% | 0.04664% | 1035.5223 | 0 | 0 | 1035.5223 | 0 | 898.9008 | 28.8363 | 31.1725 | 898.9008 | 28.8363 | 31.1725 | 1050.8253 | 33.71 | 31.1725 | 5.563% | 0.11814 | 0.11152 | 157566.7738 | 32189.8213 | 867.9223 | 124509.0302 | 157626.5344 | 0 | 0 | 157626.5344 | 0.03415%
2028 | 352 | CB 352 | Tier-2 | Tier-2---18 | 4--2 | 5 | 2 | 87.8741 | 99.22% | 0.6237% | 0.1541% | 3.4876 | 0 | 0 | 3.4876 | 0 | 3.0275 | 0.28693 | 10.5514 | 3.0275 | 0.28693 | 10.5514 | 3.5392 | 0.33542 | 10.5514 | 3.969% | 0.066856 | 0.064182 | 1314.3831 | 210.4244 | 8.2251 | 1095.7336 | 1314.809 | 0 | 0 | 1314.809 | 0.000115%
2028 | 353 | 353-1429R | Tier-2 | Tier-2---6 | 5--5 | 204 | 130 | 9221.8022 | 97.49% | 2.457% | 0.05523% | 572.9008 | 0 | 0 | 572.9008 | 0 | 497.3152 | 18.6504 | 26.6652 | 497.3152 | 18.6504 | 26.6652 | 581.3672 | 21.8025 | 26.6652 | 6.212% | 0.12141 | 0.11368 | 75954.4937 | 16555.9174 | 1751.4473 | 57647.129 | 76084.3644 | 0 | 0 | 76084.3644 | 0.01889%
2028 | 353 | 353-593F | Tier-2 | Tier-2---7 | 5--5 | 56 | 32 | 2519.0591 | 99.18% | 0.76% | 0.05848% | 142.768 | 0 | 0 | 142.768 | 0 | 123.9319 | 4.5909 | 26.9954 | 123.9319 | 4.5909 | 26.9954 | 144.8778 | 5.3668 | 26.9954 | 5.668% | 0.10537 | 0.099351 | 23906.1611 | 3846.0543 | 163.4883 | 19896.6185 | 23918.0204 | 0 | 0 | 23918.0204 | 0.004708%
2028 | 353 | 353-594F | Tier-2 | Tier-2---7 | 5--5 | 25 | 21 | 2215.6498 | 99.93% | 0.02983% | 0.0378% | 185.9887 | 0 | 0 | 185.9887 | 0 | 161.4503 | 3.0128 | 53.589 | 161.4503 | 3.0128 | 53.589 | 188.7373 | 3.5219 | 53.589 | 8.394% | 0.10216 | 0.093575 | 21688.8427 | 3516.9498 | 6.7126 | 18165.1803 | 21690.1877 | 0 | 0 | 21690.1877 | 0.006133%
2028 | 353 | 353-900F | Tier-2 | Tier-2---8 | 5--5 | 28 | 24 | 1991.3582 | 88.69% | 11.27% | 0.03442% | 151.3903 | 0 | 0 | 151.3903 | 0 | 131.4166 | 3.4431 | 38.1676 | 131.4166 | 3.4431 | 38.1676 | 153.6275 | 4.0251 | 38.1676 | 7.602% | 0.10085 | 0.092208 | 19745.2341 | 2847.6968 | 2035.1188 | 14862.4185 | 19954.5168 | 0 | 0 | 19954.5168 | 0.004992%
2028 | 353 | 353-901F | Tier-2 | Tier-2---4 | 5--5 | 82 | 49 | 4555.6189 | 94.3% | 5.656% | 0.04182% | 256.7151 | 0 | 0 | 256.7151 | 0 | 222.8454 | 7.0298 | 31.7003 | 222.8454 | 7.0298 | 31.7003 | 260.5089 | 8.2179 | 31.7003 | 5.635% | 0.10618 | 0.099838 | 42903.6289 | 8030.1734 | 2213.8729 | 32659.5826 | 43058.9903 | 0 | 0 | 43058.9903 | 0.008466%
2028 | 353 | 353-902F | Tier-2 | Tier-2---11 | 5--3 | 11 | 7 | 465.1006 | 62.84% | 37.09% | 0.07221% | 18.5989 | 0 | 0 | 18.5989 | 0 | 16.145 | 1.0043 | 16.0767 | 16.145 | 1.0043 | 16.0767 | 18.8737 | 1.174 | 16.0767 | 3.999% | 0.098854 | 0.092563 | 4704.9245 | 482.7247 | 1590.8556 | 2631.3442 | 4823.7452 | 0 | 0 | 4823.7452 | 0.0006133%
2028 | 353 | 353-904R | Tier-2 | Tier-2---3 | 5--5 | 181 | 106 | 13534.4067 | 99.43% | 0.528% | 0.03951% | 788.1248 | 0 | 0 | 788.1248 | 0 | 684.1437 | 15.2072 | 44.9881 | 684.1437 | 15.2072 | 44.9881 | 799.7718 | 17.7774 | 44.9881 | 5.823% | 0.12577 | 0.11841 | 107611.5055 | 19419.395 | 792.7842 | 87399.3263 | 107649.493 | 0 | 0 | 107649.493 | 0.02599%
2028 | 354 | 354-1706R | Tier-2 | Tier-2---1 | 5--5 | 481 | 245 | 20510.2592 | 99.17% | 0.7728% | 0.06052% | 1035.9959 | 0 | 0 | 1035.9959 | 0 | 899.312 | 35.1488 | 25.5859 | 899.312 | 35.1488 | 25.5859 | 1051.3059 | 41.0893 | 25.5859 | 5.051% | 0.13939 | 0.13229 | 147143.8192 | 29557.6672 | 1212.8556 | 116373.2964 | 147209.6254 | 0 | 0 | 147209.6254 | 0.03416%
2028 | 354 | 354-24AE | Tier-2 | Tier-2---4 | 4--5 | 89 | 42 | 3653.654 | 88.54% | 11.39% | 0.07412% | 152.6531 | 0 | 0 | 152.6531 | 0 | 132.5128 | 6.0255 | 21.992 | 132.5128 | 6.0255 | 21.992 | 154.909 | 7.0439 | 21.992 | 4.178% | 0.080555 | 0.076753 | 45356.2427 | 6500.1683 | 4749.3039 | 34106.7705 | 45613.7764 | 0 | 0 | 45613.7764 | 0.005034%
2028 | 450 | 450-1850 | Tier-2 | Tier-2---13 | 4--3 | 18 | 14 | 296.7138 | 97.11% | 2.719% | 0.1664% | 22.4119 | 0 | 0 | 22.4119 | 0 | 19.455 | 2.0085 | 9.6863 | 19.455 | 2.0085 | 9.6863 | 22.7431 | 2.348 | 9.6863 | 7.553% | 0.073712 | 0.067979 | 4025.2898 | 636.7638 | 101.4909 | 3287.0352 | 4035.0848 | 0 | 0 | 4035.0848 | 0.0007391%
2028 | 450 | 450-1851F | Tier-2 | Tier-2---3 | 5--5 | 209 | 110 | 8274.1225 | 99.23% | 0.7168% | 0.05235% | 432.1306 | 0 | 0 | 432.1306 | 0 | 375.1176 | 15.7811 | 23.7701 | 375.1176 | 15.7811 | 23.7701 | 438.5167 | 18.4483 | 23.7701 | 5.223% | 0.099477 | 0.094241 | 83176.2362 | 24640.5992 | 545.9556 | 57989.6815 | 83211.7778 | 0 | 0 | 83211.7778 | 0.01425%
2028 | 450 | 450-1853F | Tier-2 | Tier-2---10 | 4--4 | 44 | 16 | 792.2018 | 92.77% | 7.138% | 0.09408% | 26.7241 | 0 | 0 | 26.7241 | 0 | 23.1982 | 2.2954 | 10.1063 | 23.1982 | 2.2954 | 10.1063 | 27.119 | 2.6834 | 10.1063 | 3.373% | 0.075291 | 0.072553 | 10521.8374 | 1586.5914 | 691.3436 | 8243.9024 | 10550.5511 | 0 | 0 | 10550.5511 | 0.0008813%
2028 | 450 | 450-1854 | Tier-2 | Tier-2---9 | 4--4 | 70 | 39 | 1132.2887 | 95.25% | 4.625% | 0.1242% | 60.0888 | 0 | 0 | 60.0888 | 0 | 52.161 | 5.5951 | 9.3226 | 52.161 | 5.5951 | 9.3226 | 60.9768 | 6.5408 | 9.3226 | 5.307% | 0.079085 | 0.074679 | 14317.3642 | 2563.412 | 613.0615 | 11140.8906 | 14357.4806 | 0 | 0 | 14357.4806 | 0.001982%
2028 | 450 | 450-50R | Tier-2 | Tier-2---11 | 4--4 | 18 | 5 | 537.0702 | 32.53% | 67.41% | 0.0594% | 4.8529 | 0 | 0 | 4.8529 | 0 | 4.2127 | 0.71732 | 5.8728 | 4.2127 | 0.71732 | 5.8728 | 4.9247 | 0.83856 | 5.8728 | 0.9036% | 0.071801 | 0.069806 | 7480.0024 | 403.5755 | 4618.5943 | 2457.8325 | 7624.1968 | 0 | 0 | 7624.1968 | 0.00016%
2028 | 452 | 452-1403 | Tier-2 | Tier-2---15 | 1--5 | 5 | 4 | 137.227 | 99.9% | 0% | 0.1049% | 10.9666 | 0 | 0 | 10.9666 | 0 | 9.5198 | 0.57386 | 16.5891 | 9.5198 | 0.57386 | 16.5891 | 11.1287 | 0.67085 | 16.5891 | 7.992% | 0.0007938 | 0.0007303 | 172873.5238 | 28023.5372 | 18.7375 | 144831.2491 | 172889.2882 | 0 | 0 | 172889.2882 | 0.0003616%
2028 | 452 | 452-1404F | Tier-2 | Tier-2---12 | 1--5 | 20 | 15 | 625.5425 | 99.9% | 0% | 0.09615% | 46.8706 | 0 | 0 | 46.8706 | 0 | 40.6867 | 2.152 | 18.9068 | 40.6867 | 2.152 | 18.9068 | 47.5632 | 2.5157 | 18.9068 | 7.493% | 0.0036434 | 0.0033701 | 171691.9583 | 40882.2121 | 22.2295 | 130787.5168 | 171705.3429 | 0 | 0 | 171705.3429 | 0.001546%
2028 | 452 | 452-1405 | Tier-2 | Tier-2---15 | 1--5 | 12 | 8 | 181.2174 | 99.84% | 0% | 0.161% | 12.0617 | 0 | 0 | 12.0617 | 0 | 10.4704 | 1.1477 | 9.1228 | 10.4704 | 1.1477 | 9.1228 | 12.24 | 1.3417 | 9.1228 | 6.656% | 0.001513 | 0.0014121 | 119773.5584 | 22556.6664 | 21.4776 | 97195.4144 | 119787.3286 | 0 | 0 | 119787.3286 | 0.0003978%
2028 | 452 | 452-38AE | Tier-2 | Tier-2---4 | 2--5 | 71 | 40 | 2823.7515 | 99.93% | 0% | 0.06613% | 158.9794 | 0 | 0 | 158.9794 | 0 | 138.0045 | 5.7386 | 24.0486 | 138.0045 | 5.7386 | 24.0486 | 161.3288 | 6.7085 | 24.0486 | 5.63% | 0.011395 | 0.010753 | 247801.8355 | 52326.7791 | 24.6712 | 195450.3852 | 247811.6187 | 0 | 0 | 247811.6187 | 0.005243%
2028 | 454 | 454-1814 | Tier-2 | Tier-2---20 | 4--2 | 2 | 2 | 39.0262 | 97.23% | 2.586% | 0.1833% | 3.7945 | 0 | 0 | 3.7945 | 0 | 3.2939 | 0.28693 | 11.4799 | 3.2939 | 0.28693 | 11.4799 | 3.8506 | 0.33542 | 11.4799 | 9.723% | 0.072066 | 0.064859 | 541.534 | 85.8986 | 12.987 | 442.6484 | 543.2003 | 0 | 0 | 543.2003 | 0.0001251%
2028 | 454 | 454-48F | Tier-2 | Tier-2---4 | 4--5 | 53 | 29 | 3441.1661 | 99.7% | 0.2542% | 0.04705% | 187.723 | 0 | 0 | 187.723 | 0 | 162.9558 | 4.1605 | 39.1677 | 162.9558 | 4.1605 | 39.1677 | 190.4972 | 4.8636 | 39.1677 | 5.455% | 0.085487 | 0.080809 | 40253.7717 | 13127.3131 | 90.5163 | 27035.9424 | 40260.791 | 0 | 0 | 40260.791 | 0.00619%
2028 | 454 | 454-49F | Tier-2 | Tier-2---13 | 4--3 | 52 | 1 | 292.9743 | 76.06% | 23.59% | 0.3558% | 0.42851 | 0 | 0 | 0.42851 | 0 | 0.37198 | 0.14346 | 2.5928 | 0.37198 | 0.14346 | 2.5928 | 0.43484 | 0.16771 | 2.5928 | 0.1463% | 0.077203 | 0.077055 | 3794.8464 | 847.9473 | 816.929 | 2129.9701 | 3796.5972 | 0 | 0 | 3796.5972 | 1.413e-05%
2028 | 521 | 521-18R | Tier-3 | Tier-3---6 | 4--5 | 307 | 179 | 8713.0173 | 99.36% | 0.5424% | 0.09583% | 504.7803 | 0 | 0 | 504.7803 | 0 | 438.1822 | 25.6801 | 17.0631 | 438.1822 | 25.6801 | 17.0631 | 512.24 | 30.0204 | 17.0631 | 5.793% | 0.071321 | 0.067163 | 122165.8816 | 19717.7113 | 666.3639 | 101781.8064 | 122214.16 | 0 | 0 | 122214.16 | 0.01665%
2028 | 907 | 907-1475 | Tier-3 | Tier-3---21 | 3--1 | 4 | 4 | 4.2814 | 0% | 100% | 0% | 0 | 0 | 0 | 0 | 0 | 0 | 0.57386 | 0 | 0 | 0.57386 | 0 | 0 | 0.67085 | 0 | 0% | 0.017589 | 0.01583 | 243.4138 | 0.27581 | 199.7806 | 43.3575 | 270.4598 | 0 | 0 | 270.4598 | 0%
2028 | 907 | 907-1562AE | Tier-3 | Tier-3---6 | 4--5 | 162 | 90 | 8439.7692 | 97.62% | 2.35% | 0.03436% | 457.698 | 0 | 0 | 457.698 | 0 | 397.3117 | 12.9118 | 30.7712 | 397.3117 | 12.9118 | 30.7712 | 464.4619 | 15.094 | 30.7712 | 5.423% | 0.054867 | 0.051818 | 153823.4412 | 28255.722 | 3280.1961 | 122287.5231 | 154039.1575 | 0 | 0 | 154039.1575 | 0.01509%
2028 | 907 | 907-1602 | Tier-3 | Tier-3---17 | 3--4 | 5 | 5 | 257.2419 | 98.67% | 1.294% | 0.04048% | 25.3809 | 0 | 0 | 25.3809 | 0 | 22.0323 | 0.71732 | 30.7146 | 22.0323 | 0.71732 | 30.7146 | 25.756 | 0.83856 | 30.7146 | 9.867% | 0.018131 | 0.016318 | 14188.117 | 2263.0518 | 146.1468 | 11778.9183 | 14209.1546 | 0 | 0 | 14209.1546 | 0.000837%
2028 | 907 | 907-1604 | Tier-3 | Tier-3---19 | 3--2 | 4 | 4 | 17.8439 | 83.33% | 16.48% | 0.1969% | 1.4869 | 0 | 0 | 1.4869 | 0 | 1.2907 | 0.57386 | 2.2492 | 1.2907 | 0.57386 | 2.2492 | 1.5089 | 0.67085 | 2.2492 | 8.333% | 0.017739 | 0.015965 | 1005.9134 | 134.52 | 136.2349 | 735.1585 | 1024.5483 | 0 | 0 | 1024.5483 | 4.903e-05%
2028 | 907 | 907-1702R | Tier-3 | Tier-3---6 | 4--5 | 148 | 78 | 9100.5582 | 99.73% | 0.2344% | 0.03926% | 478.3115 | 0 | 0 | 478.3115 | 0 | 415.2056 | 11.1902 | 37.1043 | 415.2056 | 11.1902 | 37.1043 | 485.38 | 13.0815 | 37.1043 | 5.256% | 0.061079 | 0.05786 | 148997.4926 | 27594.5733 | 329.8343 | 121073.085 | 149020.1772 | 0 | 0 | 149020.1772 | 0.01577%
2028 | 907 | 907-1716R | Tier-3 | Tier-3---2 | 4--5 | 388 | 214 | 27066.4552 | 99.19% | 0.7771% | 0.02941% | 1480.8013 | 0 | 0 | 1480.8013 | 0 | 1285.4321 | 30.7014 | 41.8689 | 1285.4321 | 30.7014 | 41.8689 | 1502.6847 | 35.8903 | 41.8689 | 5.471% | 0.088049 | 0.083193 | 307401.4891 | 65823.1334 | 2297.2385 | 239281.1172 | 307546.2042 | 0 | 0 | 307546.2042 | 0.04883%
2028 | 907 | 907-2820R | Tier-3 | Tier-3---10 | 4--5 | 33 | 4 | 6348.4755 | 99.98% | 0.008026% | 0.01607% | 76.9327 | 0 | 0 | 76.9327 | 0 | 66.7826 | 0.57386 | 116.3748 | 66.7826 | 0.57386 | 116.3748 | 78.0696 | 0.67085 | 116.3748 | 1.212% | 0.082479 | 0.081479 | 76970.9977 | 15788.3869 | 6.9606 | 61175.6502 | 76971.2253 | 0 | 0 | 76971.2253 | 0.002537%
2028 | 907 | CB 907 | Tier-3 | Tier-3---13 | 3--5 | 51 | 35 | 2742.2838 | 99.83% | 0.1274% | 0.03844% | 187.8839 | 0 | 0 | 187.8839 | 0 | 163.0954 | 5.0213 | 32.481 | 163.0954 | 5.0213 | 32.481 | 190.6604 | 5.8699 | 32.481 | 6.851% | 0.023668 | 0.022044 | 115862.6602 | 23455.2181 | 132.6973 | 92274.7448 | 115876.8176 | 0 | 0 | 115876.8176 | 0.006196%
2028 | 908 | 908-1172R | Tier-2 | Tier-2---2 | 5--5 | 303 | 151 | 15766.5188 | 98.33% | 1.627% | 0.04735% | 772.5707 | 0 | 0 | 772.5707 | 0 | 670.6417 | 21.6631 | 30.9578 | 670.6417 | 21.6631 | 30.9578 | 783.9878 | 25.3244 | 30.9578 | 4.9% | 0.20692 | 0.19661 | 76195.3215 | 14303.1214 | 1151.1077 | 60741.0923 | 76262.2228 | 0 | 0 | 76262.2228 | 0.02548%
2028 | 908 | 908-1236 | Tier-2 | Tier-2---2 | 5--5 | 166 | 112 | 11763.9311 | 98.8% | 1.165% | 0.03327% | 784.2023 | 0 | 0 | 784.2023 | 0 | 680.7387 | 16.068 | 42.3661 | 680.7387 | 16.068 | 42.3661 | 795.7913 | 18.7837 | 42.3661 | 6.666% | 0.1877 | 0.17504 | 62673.98 | 12802.8477 | 668.2172 | 49202.9151 | 62728.3043 | 0 | 0 | 62728.3043 | 0.02586%
2028 | 908 | 908-1236 | Tier-2 | Tier-2---2 | 5--5 | 292 | 292 | 11763.9311 | 98.8% | 1.165% | 0.03327% | 1162.2998 | 0 | 0 | 1162.2998 | 0 | 1008.952 | 41.8916 | 24.0848 | 1008.952 | 41.8916 | 24.0848 | 1179.4764 | 48.9718 | 24.0848 | 9.88% | 0.1877 | 0.16893 | 62673.98 | 12802.8477 | 668.2172 | 49202.9151 | 62757.4067 | 0 | 0 | 62757.4067 | 0.03833%
2028 | 908 | 908-1370R | Tier-2 | Tier-2---8 | 5--4 | 150 | 110 | 1466.2762 | 91.81% | 7.905% | 0.289% | 98.7161 | 0 | 0 | 98.7161 | 0 | 85.692 | 15.7811 | 5.43 | 85.692 | 15.7811 | 5.43 | 100.175 | 18.4483 | 5.43 | 6.732% | 0.1878 | 0.17403 | 7807.4644 | 1287.0292 | 565.6485 | 5954.7867 | 7858.0918 | 0 | 0 | 7858.0918 | 0.003255%
2028 | 908 | 908-1372R | Tier-2 | Tier-2---2 | 5--5 | 123 | 73 | 7960.2903 | 98.35% | 1.621% | 0.03193% | 464.6324 | 0 | 0 | 464.6324 | 0 | 403.3312 | 10.4729 | 38.5119 | 403.3312 | 10.4729 | 38.5119 | 471.4988 | 12.2429 | 38.5119 | 5.837% | 0.17701 | 0.1665 | 44971.6131 | 9357.4907 | 670.8421 | 34943.2804 | 45018.5049 | 0 | 0 | 45018.5049 | 0.01532%
2028 | 908 | 908-2038R | Tier-2 | Tier-2---1 | 5--5 | 547 | 222 | 41258.5742 | 98.89% | 1.078% | 0.03081% | 1655.9075 | 0 | 0 | 1655.9075 | 0 | 1437.4356 | 31.8491 | 45.1327 | 1437.4356 | 31.8491 | 45.1327 | 1680.3786 | 37.232 | 45.1327 | 4.013% | 0.23053 | 0.22118 | 178970.5163 | 35360.8505 | 1780.0078 | 141829.658 | 179054.4859 | 0 | 0 | 179054.4859 | 0.05461%
2028 | 908 | 908-2040 | Tier-2 | Tier-2---5 | 5--5 | 162 | 98 | 3646.8048 | 91.91% | 7.986% | 0.1044% | 202.7617 | 0 | 0 | 202.7617 | 0 | 176.0103 | 14.0595 | 12.5189 | 176.0103 | 14.0595 | 12.5189 | 205.7581 | 16.4357 | 12.5189 | 5.56% | 0.17929 | 0.16845 | 20339.8492 | 3923.1303 | 1491.1287 | 14925.5902 | 20445.8023 | 0 | 0 | 20445.8023 | 0.006686%
2028 | 908 | 908-2055F | Tier-3 | Tier-3---2 | 5--5 | 363 | 213 | 22564.0783 | 99.08% | 0.8792% | 0.03652% | 1311.8833 | 0 | 0 | 1311.8833 | 0 | 1138.8003 | 30.5579 | 37.2669 | 1138.8003 | 30.5579 | 37.2669 | 1331.2705 | 35.7226 | 37.2669 | 5.814% | 0.20355 | 0.1916 | 110854.0623 | 21094.0064 | 955.5801 | 88804.4759 | 110917.3416 | 0 | 0 | 110917.3416 | 0.04326%
2028 | 908 | 908-2062F | Tier-2 | Tier-2---16 | 5--2 | 7 | 1 | 153.3115 | 98.58% | 1.358% | 0.06577% | 2.159 | 0 | 0 | 2.159 | 0 | 1.8741 | 0.14346 | 13.0635 | 1.8741 | 0.14346 | 13.0635 | 2.1909 | 0.16771 | 13.0635 | 1.408% | 0.16054 | 0.15825 | 954.9499 | 151.795 | 13.6809 | 789.4741 | 955.1469 | 0 | 0 | 955.1469 | 7.12e-05%
2028 | 908 | 908-30 | Tier-2 | Tier-2---10 | 5--4 | 52 | 32 | 847.524 | 96.52% | 3.329% | 0.1488% | 50.3414 | 0 | 0 | 50.3414 | 0 | 43.6996 | 4.5909 | 9.5188 | 43.6996 | 4.5909 | 9.5188 | 51.0853 | 5.3668 | 9.5188 | 5.94% | 0.16572 | 0.15553 | 5114.069 | 791.8811 | 161.7983 | 4160.3897 | 5125.7324 | 0 | 0 | 5125.7324 | 0.00166%
2028 | 909 | 909-451 | Tier-3 | Tier-3---1 | 5--5 | 506 | 329 | 55252.3747 | 99.27% | 0.7029% | 0.02396% | 3566.384 | 0 | 0 | 3566.384 | 0 | 3095.8537 | 47.1998 | 65.5904 | 3095.8537 | 47.1998 | 65.5904 | 3619.0883 | 55.1771 | 65.5904 | 6.455% | 0.31112 | 0.29089 | 177590.703 | 30501.3074 | 1127.1647 | 145962.2309 | 177680.4691 | 0 | 0 | 177680.4691 | 0.1176%
2028 | 909 | 909-453R | Tier-2 | Tier-2---3 | 2--5 | 62 | 17 | 5703.0403 | 99.97% | 0% | 0.03309% | 156.3219 | 0 | 0 | 156.3219 | 0 | 135.6976 | 2.4389 | 55.639 | 135.6976 | 2.4389 | 55.639 | 158.6321 | 2.8511 | 55.639 | 2.741% | 0.0097928 | 0.0095243 | 582370.7512 | 94031.5141 | 664.3163 | 487674.9208 | 582376.1838 | 0 | 0 | 582376.1838 | 0.005155%
2028 | 909 | 909-805R | Tier-2 | Tier-2---1 | 5--5 | 309 | 219 | 32313.161 | 99.26% | 0.708% | 0.02831% | 2273.2946 | 0 | 0 | 2273.2946 | 0 | 1973.3679 | 31.4187 | 62.8087 | 1973.3679 | 31.4187 | 62.8087 | 2306.8896 | 36.7288 | 62.8087 | 7.035% | 0.28921 | 0.26871 | 111728.904 | 24066.0497 | 703.1475 | 86959.7068 | 111791.653 | 0 | 0 | 111791.653 | 0.07496%
2028 | 1021 | 1021-1748F | Tier-3 | Tier-3---2 | 5--5 | 516 | 343 | 35156.1224 | 99.02% | 0.9436% | 0.03662% | 2314.021 | 0 | 0 | 2314.021 | 0 | 2008.721 | 49.2083 | 40.8208 | 2008.721 | 49.2083 | 40.8208 | 2348.2178 | 57.5251 | 40.8208 | 6.582% | 0.16564 | 0.15463 | 212249.5403 | 39094.5522 | 1887.9434 | 171267.0447 | 212397.6873 | 0 | 0 | 212397.6873 | 0.07631%
2028 | 1021 | 1021-1760R | Tier-3 | Tier-3---6 | 5--5 | 85 | 53 | 7055.7157 | 98.18% | 1.793% | 0.03106% | 431.9184 | 0 | 0 | 431.9184 | 0 | 374.9333 | 7.6036 | 49.3099 | 374.9333 | 7.6036 | 49.3099 | 438.3013 | 8.8887 | 49.3099 | 6.122% | 0.10829 | 0.10154 | 65155.0235 | 11761.6096 | 1070.3945 | 52323.0195 | 65234.0696 | 0 | 0 | 65234.0696 | 0.01424%
2028 | 1021 | 1021-25R | Tier-3 | Tier-3---2 | 5--5 | 168 | 99 | 18825.6899 | 99.7% | 0.2782% | 0.02306% | 1106.0291 | 0 | 0 | 1106.0291 | 0 | 960.1054 | 14.203 | 67.5989 | 960.1054 | 14.203 | 67.5989 | 1122.3741 | 16.6034 | 67.5989 | 5.875% | 0.12361 | 0.11633 | 152300.0709 | 28596.6216 | 387.4212 | 123316.0281 | 152328.7999 | 0 | 0 | 152328.7999 | 0.03647%
2028 | 1021 | 1021-855 | Tier-3 | Tier-3---10 | 5--5 | 69 | 47 | 5034.3753 | 99.51% | 0.4541% | 0.0405% | 341.225 | 0 | 0 | 341.225 | 0 | 296.2055 | 6.7428 | 43.929 | 296.2055 | 6.7428 | 43.929 | 346.2677 | 7.8824 | 43.929 | 6.778% | 0.10909 | 0.10166 | 46149.2476 | 7426.785 | 192.1999 | 38530.2627 | 46165.9331 | 0 | 0 | 46165.9331 | 0.01125%
2028 | 1021 | 1021-883R | Tier-3 | Tier-3---16 | 5--4 | 16 | 14 | 1386.6299 | 99.58% | 0.3809% | 0.03987% | 120.8196 | 0 | 0 | 120.8196 | 0 | 104.8793 | 2.0085 | 52.2177 | 104.8793 | 2.0085 | 52.2177 | 122.605 | 2.348 | 52.2177 | 8.713% | 0.10042 | 0.091632 | 13808.4689 | 2223.2077 | 49.0594 | 11536.2018 | 13814.0406 | 0 | 0 | 13814.0406 | 0.003984%
2028 | 1021 | 1021-92 | Tier-3 | Tier-3---15 | 5--4 | 12 | 6 | 794.3626 | 99.6% | 0.3592% | 0.04176% | 39.5589 | 0 | 0 | 39.5589 | 0 | 34.3397 | 0.86079 | 39.8934 | 34.3397 | 0.86079 | 39.8934 | 40.1435 | 1.0063 | 39.8934 | 4.98% | 0.099013 | 0.094063 | 8022.7784 | 1292.1342 | 24.8963 | 6705.7479 | 8024.4714 | 0 | 0 | 8024.4714 | 0.001305%
2028 | 1022 | 1022-17F | Tier-3 | Tier-3---4 | 5--5 | 139 | 75 | 9800.6792 | 99.62% | 0.3456% | 0.03348% | 526.809 | 0 | 0 | 526.809 | 0 | 457.3046 | 10.7598 | 42.5011 | 457.3046 | 10.7598 | 42.5011 | 534.5942 | 12.5784 | 42.5011 | 5.375% | 0.10945 | 0.10354 | 89544.6442 | 15809.5952 | 285.6325 | 73449.4165 | 89564.0042 | 0 | 0 | 89564.0042 | 0.01737%
2028 | 1022 | 1022-26R | Tier-3 | Tier-3---15 | 4--4 | 9 | 6 | 694.7204 | 99.22% | 0.7469% | 0.03547% | 45.9523 | 0 | 0 | 45.9523 | 0 | 39.8896 | 0.86079 | 46.3409 | 39.8896 | 0.86079 | 46.3409 | 46.6314 | 1.0063 | 46.3409 | 6.615% | 0.092662 | 0.086484 | 7497.376 | 1200.1947 | 49.8675 | 6247.3138 | 7501.566 | 0 | 0 | 7501.566 | 0.001515%
2028 | 1022 | 1022-322R | Tier-3 | Tier-3---10 | 5--5 | 89 | 66 | 5072.1995 | 99.16% | 0.7912% | 0.04875% | 372.9812 | 0 | 0 | 372.9812 | 0 | 323.772 | 9.4687 | 34.1941 | 323.772 | 9.4687 | 34.1941 | 378.4931 | 11.069 | 34.1941 | 7.353% | 0.10587 | 0.098015 | 47911.5964 | 8502.7198 | 346.5755 | 39062.3011 | 47943.831 | 0 | 0 | 47943.831 | 0.0123%
2028 | 1023 | 1023-46AE | Tier-2 | Tier-2---2 | 5--5 | 469 | 37 | 9469.9149 | 95.98% | 3.884% | 0.1387% | 71.7043 | 0 | 0 | 71.7043 | 0 | 62.244 | 5.3082 | 11.726 | 62.244 | 5.3082 | 11.726 | 72.764 | 6.2053 | 11.726 | 0.7572% | 0.13914 | 0.13804 | 68062.6824 | 10581.9513 | 2429.1867 | 55051.5444 | 68084.4521 | 0 | 0 | 68084.4521 | 0.002365%
2028 | 1023 | 1023-48R | Tier-2 | Tier-2---5 | 5--5 | 380 | 81 | 3773.8473 | 97.39% | 2.337% | 0.2725% | 78.3431 | 0 | 0 | 78.3431 | 0 | 68.0069 | 11.6206 | 5.8523 | 68.0069 | 11.6206 | 5.8523 | 79.5008 | 13.5846 | 5.8523 | 2.076% | 0.12816 | 0.12543 | 29445.7307 | 4617.189 | 643.444 | 24185.0978 | 29462.4688 | 0 | 0 | 29462.4688 | 0.002583%
2028 | 1023 | CB 1023 | Tier-2 | Tier-2---4 | 4--5 | 78 | 17 | 3332.7386 | 99.81% | 0.1085% | 0.07978% | 72.4999 | 0 | 0 | 72.4999 | 0 | 62.9346 | 2.4389 | 25.8046 | 62.9346 | 2.4389 | 25.8046 | 73.5713 | 2.8511 | 25.8046 | 2.175% | 0.082267 | 0.080474 | 40511.3439 | 6478.7378 | 346.66 | 33685.946 | 40513.043 | 0 | 0 | 40513.043 | 0.002391%
2028 | 1030 | 1030-1728R | Tier-3 | Tier-3---9 | 5--5 | 85 | 48 | 5124.1587 | 98.26% | 1.711% | 0.02883% | 284.3306 | 0 | 0 | 284.3306 | 0 | 246.8175 | 6.8863 | 35.8419 | 246.8175 | 6.8863 | 35.8419 | 288.5324 | 8.0502 | 35.8419 | 5.549% | 0.23544 | 0.22214 | 21764.1991 | 3692.5677 | 344.0629 | 17727.5685 | 21786.8585 | 0 | 0 | 21786.8585 | 0.009376%
2028 | 1030 | 1030-1735F | Tier-3 | Not Applicable | Not Applicable | 6 | 3 | 0 | 0% | 0% | 0% | 0 | 0 | 0 | 0 | 0 | 0 | 0.43039 | 0 | 0 | 0.43039 | 0 | 0 | 0.50313 | 0 | 0% | 0 | 0 | 0 | 0 | 0 | 0 | 0 | 0 | 0 | 0 | 0%
2028 | 1030 | 1030-1777 | Tier-3 | Tier-3---5 | 5--5 | 193 | 90 | 11817.5772 | 98.58% | 1.381% | 0.03413% | 543.28 | 0 | 0 | 543.28 | 0 | 471.6024 | 12.9118 | 36.5249 | 471.6024 | 12.9118 | 36.5249 | 551.3086 | 15.094 | 36.5249 | 4.597% | 0.24629 | 0.23481 | 47981.5879 | 7910.8802 | 628.0436 | 39442.6641 | 48014.8011 | 0 | 0 | 48014.8011 | 0.01792%
2028 | 1030 | 1030-1823F | Tier-3 | Tier-3---13 | 5--5 | 20 | 10 | 2150.9739 | 99.45% | 0.5287% | 0.02497% | 106.9533 | 0 | 0 | 106.9533 | 0 | 92.8424 | 1.4346 | 64.7146 | 92.8424 | 1.4346 | 64.7146 | 108.5338 | 1.6771 | 64.7146 | 4.972% | 0.10605 | 0.10075 | 20281.9888 | 3254.225 | 96.8163 | 16930.9475 | 20287.8989 | 0 | 0 | 20287.8989 | 0.003527%
2028 | 1030 | 1030-18R | Tier-3 | Tier-3---7 | 5--5 | 98 | 32 | 6620.9098 | 98.66% | 1.309% | 0.03186% | 213.2936 | 0 | 0 | 213.2936 | 0 | 185.1527 | 4.5909 | 40.3307 | 185.1527 | 4.5909 | 40.3307 | 216.4456 | 5.3668 | 40.3307 | 3.222% | 0.23843 | 0.23064 | 27769.0579 | 4629.9608 | 333.1834 | 22805.9136 | 27781.6289 | 0 | 0 | 27781.6289 | 0.007034%
2028 | 1030 | 1030-20R | Tier-3 | Tier-3---3 | 5--5 | 367 | 85 | 25318.462 | 99.14% | 0.8163% | 0.04139% | 581.3655 | 0 | 0 | 581.3655 | 0 | 504.6632 | 12.1945 | 41.3846 | 504.6632 | 12.1945 | 41.3846 | 589.957 | 14.2555 | 41.3846 | 2.296% | 0.28668 | 0.28004 | 88316.4782 | 15740.2144 | 654.513 | 71921.7508 | 88334.4378 | 0 | 0 | 88334.4378 | 0.01917%
2028 | 1030 | 1030-42R | Tier-3 | Tier-3---3 | 5--5 | 472 | 208 | 28398.7895 | 98.49% | 1.466% | 0.03945% | 1232.6316 | 0 | 0 | 1232.6316 | 0 | 1070.0046 | 29.8406 | 35.8573 | 1070.0046 | 29.8406 | 35.8573 | 1250.8476 | 34.884 | 35.8573 | 4.34% | 0.28228 | 0.26984 | 100606.2475 | 17857.1529 | 1351.3594 | 81397.7352 | 100676.0691 | 0 | 0 | 100676.0691 | 0.04065%
2028 | 1030 | 1030-989R | Tier-3 | Tier-3---3 | 5--5 | 422 | 201 | 26696.2161 | 99.16% | 0.796% | 0.04527% | 1260.8521 | 0 | 0 | 1260.8521 | 0 | 1094.5018 | 28.8363 | 37.9556 | 1094.5018 | 28.8363 | 37.9556 | 1279.4851 | 33.71 | 37.9556 | 4.723% | 0.30703 | 0.2924 | 86951.1078 | 14407.8405 | 617.0271 | 71926.2402 | 86987.6927 | 0 | 0 | 86987.6927 | 0.04158%
2028 | 1039 | 1039-13 | Tier-2 | Tier-2---3 | 5--5 | 534 | 293 | 15957.1711 | 97.45% | 2.471% | 0.0752% | 853.2602 | 0 | 0 | 853.2602 | 0 | 740.6854 | 42.0351 | 17.6207 | 740.6854 | 42.0351 | 17.6207 | 865.8697 | 49.1395 | 17.6207 | 5.347% | 0.1351 | 0.12769 | 118113.2514 | 24651.3232 | 2725.8666 | 90736.0616 | 118287.8372 | 0 | 0 | 118287.8372 | 0.02814%
2028 | 1233 | 1233-259R | Tier-3 | Tier-3---16 | 5--4 | 105 | 75 | 1558.5389 | 98.56% | 1.214% | 0.2225% | 109.7252 | 0 | 0 | 109.7252 | 0 | 95.2486 | 10.7598 | 8.8522 | 95.2486 | 10.7598 | 8.8522 | 111.3467 | 12.5784 | 8.8522 | 7.04% | 0.12749 | 0.11838 | 12225.1388 | 1994.1014 | 166.7691 | 10064.2683 | 12238.6464 | 0 | 0 | 12238.6464 | 0.003618%
2028 | 1233 | 1233-585R | Tier-3 | Tier-3---12 | 5--5 | 166 | 105 | 3561.9587 | 98.42% | 1.457% | 0.1235% | 221.7431 | 0 | 0 | 221.7431 | 0 | 192.4875 | 15.0638 | 12.7782 | 192.4875 | 15.0638 | 12.7782 | 225.02 | 17.6097 | 12.7782 | 6.225% | 0.12988 | 0.12167 | 27424.4063 | 4490.301 | 369.0567 | 22565.0486 | 27453.679 | 0 | 0 | 27453.679 | 0.007312%
2028 | 1233 | 1233-587R | Tier-3 | Tier-3---13 | 5--5 | 187 | 132 | 2983.7291 | 97.9% | 1.929% | 0.1696% | 206.1973 | 0 | 0 | 206.1973 | 0 | 178.9927 | 18.9373 | 9.4519 | 178.9927 | 18.9373 | 9.4519 | 209.2445 | 22.1379 | 9.4519 | 6.911% | 0.13489 | 0.12537 | 22120.1137 | 3552.0723 | 402.3722 | 18165.6692 | 22155.3617 | 0 | 0 | 22155.3617 | 0.0068%
2028 | 1233 | 1233-589R | Tier-3 | Tier-3---16 | 5--4 | 58 | 42 | 1386.4905 | 98.92% | 0.9396% | 0.1432% | 99.3139 | 0 | 0 | 99.3139 | 0 | 86.2109 | 6.0255 | 14.3077 | 86.2109 | 6.0255 | 14.3077 | 100.7815 | 7.0439 | 14.3077 | 7.163% | 0.11751 | 0.109 | 11798.9753 | 1859.8108 | 96.407 | 9842.7575 | 11808.9494 | 0 | 0 | 11808.9494 | 0.003275%
2028 | 1233 | 1233-591R | Tier-3 | Tier-3---12 | 5--5 | 167 | 126 | 4300.1838 | 98.66% | 1.226% | 0.1146% | 320.0959 | 0 | 0 | 320.0959 | 0 | 277.8641 | 18.0765 | 15.3716 | 277.8641 | 18.0765 | 15.3716 | 324.8264 | 21.1317 | 15.3716 | 7.444% | 0.13142 | 0.1215 | 32721.9695 | 5569.8694 | 365.067 | 26787.0331 | 32757.764 | 0 | 0 | 32757.764 | 0.01056%
2028 | 1234 | CB 1234 | Tier-3 | Tier-3---10 | 5--5 | 240 | 66 | 6311.4919 | 84.29% | 15.54% | 0.1769% | 146.2955 | 0 | 0 | 146.2955 | 0 | 126.994 | 9.4687 | 13.4121 | 126.994 | 9.4687 | 13.4121 | 148.4575 | 11.069 | 13.4121 | 2.318% | 0.11961 | 0.11632 | 52765.4948 | 7251.4549 | 7797.694 | 37716.3459 | 52999.9293 | 0 | 0 | 52999.9293 | 0.004824%
2028 | CTL1 | CB CTL1 | Tier-3 | Tier-3---19 | 5--1 | 6 | 1 | 27.4807 | 90.21% | 9.514% | 0.2799% | 0.41315 | 0 | 0 | 0.41315 | 0 | 0.35864 | 0.14346 | 2.4999 | 0.35864 | 0.14346 | 2.4999 | 0.41926 | 0.16771 | 2.4999 | 1.503% | 0.42111 | 0.41409 | 65.2572 | 9.1588 | 5.9813 | 50.1171 | 65.3656 | 0 | 0 | 65.3656 | 1.362e-05%
2028 | RC1 | CB RC1 | Tier-2 | Tier-2---4 | 4--5 | 94 | 51 | 3739.8748 | 99.14% | 0.8077% | 0.05477% | 201.1581 | 0 | 0 | 201.1581 | 0 | 174.6184 | 7.3167 | 23.8658 | 174.6184 | 7.3167 | 23.8658 | 204.1309 | 8.5533 | 23.8658 | 5.379% | 0.084253 | 0.079682 | 44388.4144 | 8961.6827 | 332.4323 | 35094.2993 | 44410.3762 | 0 | 0 | 44410.3762 | 0.006633%
2028 | CTL1 | CTL1-3R | Tier-3 | Tier-3---14 | 5--4 | 314 | 82 | 2064.0334 | 78.9% | 20.86% | 0.2358% | 42.5284 | 0 | 0 | 42.5284 | 0 | 36.9174 | 11.7641 | 3.1381 | 36.9174 | 11.7641 | 3.1381 | 43.1568 | 13.7523 | 3.1381 | 2.06% | 0.42513 | 0.41403 | 4855.055 | 599.2986 | 919.5646 | 3336.1917 | 4882.5244 | 0 | 0 | 4882.5244 | 0.001402%
2028 | RB1 | RB1-427R | Tier-3 | Tier-3---7 | 5--5 | 433 | 212 | 6920.124 | 97.57% | 2.306% | 0.1195% | 330.5959 | 0 | 0 | 330.5959 | 0 | 286.9788 | 30.4145 | 9.4356 | 286.9788 | 30.4145 | 9.4356 | 335.4814 | 35.5548 | 9.4356 | 4.777% | 0.15381 | 0.14627 | 44992.7829 | 7465.1678 | 918.5464 | 36609.0687 | 45048.9684 | 0 | 0 | 45048.9684 | 0.0109%
2028 | RB1 | RB1-433R | Tier-3 | Tier-3---10 | 5--5 | 125 | 72 | 5946.5075 | 99.32% | 0.6164% | 0.06772% | 340.1755 | 0 | 0 | 340.1755 | 0 | 295.2945 | 10.3294 | 28.5877 | 295.2945 | 10.3294 | 28.5877 | 345.2026 | 12.0752 | 28.5877 | 5.721% | 0.15284 | 0.14404 | 38906.0871 | 6569.4535 | 216.2572 | 32120.3764 | 38922.3558 | 0 | 0 | 38922.3558 | 0.01122%
2028 | TM1 | TM1-10R | Tier-3 | Tier-3---12 | 5--5 | 103 | 58 | 3782.8568 | 99.48% | 0.4537% | 0.066% | 211.9082 | 0 | 0 | 211.9082 | 0 | 183.9501 | 8.3209 | 22.1069 | 183.9501 | 8.3209 | 22.1069 | 215.0398 | 9.7273 | 22.1069 | 5.602% | 0.093421 | 0.08816 | 40492.6609 | 6371.8092 | 167.7468 | 33953.1049 | 40505.2179 | 0 | 0 | 40505.2179 | 0.006988%

## OH_Detail_Inspection
OH Detail - Risk & Cost Benefit | [29 empty] | Summary Table |  | Baseline 2024 | Baseline 2024 | Baseline 2024 | WACC | WACC | WACC | H.D.R | H.D.R | H.D.R | S.D.R | S.D.R | S.D.R
[30 empty] | Year | Total Units (Poles) | WF + PSPS + PEDS Risk Baseline (K$) | Baseline Risk Reduction (K$) | Baseline Risk Reduction (%) | PV Risk Reduced (K$) Year 40 | PV Total Cost Capital + O&M (K$) Year 40 | CBR WACC | PV Risk Reduced (K$) Year 40 | PV Total Cost Capital + O&M (K$) Year 40 | CBR HDR | PV Risk Reduced (K$) Year 40 | PV Total Cost Capital + O&M (K$) Year 40 | CBR SDR | Service Territory Risk Reduction (%)
back to index | [29 empty] | 2026 | 19874 | 1681774.7952 | 197707.0485 | 11.76% | 188599.0923 | 2624.6339 | 71.8573 | 188599.0923 | 2624.6339 | 71.8573 | 198676.2007 | 2764.8717 | 71.8573 | 6.52%
[9 empty] | Assumptions | Value | Units | Last Update | Comments |  |  |  | Notes | [12 empty] | 2027 | 15365 | 887502.8357 | 78280.3388 | 8.82% | 71234.042 | 1935.6795 | 36.8005 | 71234.042 | 1935.6795 | 36.8005 | 79049.6741 | 2148.0578 | 36.8005 | 2.581%
[9 empty] | Capital Cost only in Year 0 | 0.13844 | K$/inspection | 2025-06-30 |  |  |  |  | [1] SDG&E does not calculate the risk reduction for the safety and reliability attributes for this program. All risk reduction is considered to fall within the financial attribute. | [12 empty] | 2028 | 10276 | 605883.9218 | 51400.698 | 8.484% | 44619.1562 | 1234.9303 | 36.1309 | 44619.1562 | 1234.9303 | 36.1309 | 52160.302 | 1443.6475 | 36.1309 | 1.695%
[9 empty] | Service Drop factor | 0% | % | 2025-06-30 |  |  |  |  | [2] To avoid double counting of foundational cost SDG&E assumes no foundational cost for this program. | [12 empty] | Total 2026-2028 | 45515 | 3175161.5527 | 327388.0853 | 10.31% | 304452.2905 | 5795.2437 | 52.5349 | 304452.2905 | 5795.2437 | 52.5349 | 329886.1768 | 6356.577 | 51.8968 | 10.8%
[9 empty] | OH to UG conversion factor | 0% | % | 2025-06-30
[9 empty] | Long-term Ongoing costs | 0 | $/unit | 2025-06-30
[9 empty] | Lifetime | 1 | Years | 2025-06-30
[9 empty] | Inflation Assumption to adjust Baseline | 2.5% |  | 2025-06-30
[9 empty] | Mitigation Effectiveness Estimate (%) | 29% | % | 2025-06-30
[9 empty] | Additional Installation Cost (O&M) only in Year 0 | 0 | M$/mile | 2025-06-30
[13 empty] | [1] | [1] |  | [2]
[8 empty] | Baseline 2025 | Baseline 2025 | Baseline 2025 | Baseline 2025 | Baseline 2025 | Baseline 2025 | Baseline 2025 | Baseline 2025 | Baseline 2025 | WACC | WACC | WACC | H.D.R | H.D.R | H.D.R | S.D.R | S.D.R | S.D.R |  |  |  | Pre - Mitigation CoRE |  |  |  | Post - Mitigation CoRE
Year | Feeder | Feeder Segment | HFTD Tier | Tranche ID HTM | Tranche ID Quintile | Total Units | Units in Scope (Poles) | WF + PSPS + PEDS Risk Baseline (K$/year) | Baseline Wildfire (%) | Baseline PSPS (%) | Baseline PEDS (%) | Risk Reduction (K$/year) | Safety Risk Reduction (K$/year) | Reliability Risk Reduction (K$/year) | Financial Risk Reduction (K$/year) | Mitigation Annual Cost (K$/year) | PV Risk Reduced (K$) Year N | PV Total Cost Capital + O&M (K$) Year N | CBR WACC | PV Risk Reduced (K$) Year N | PV Total Cost Capital + O&M (K$) Year N | CBR HDR | PV Risk Reduced (K$) Year N | PV Total Cost Capital + O&M (K$) Year N | CBR SDR | Risk Reduction % | Pre-Mitigation LoRE | Post-Mitigation LoRE | Pre-Mitigated CoRE [K$] | Pre-Mitigated CoRE Safety [K$] | Pre-Mitigated CoRE Reliability [K$] | Pre-Mitigated CoRE Financial [K$] | Post-Mitigated CoRE [K$] | Post-Mitigated CoRE Safety [K$] | Post-Mitigated CoRE Reliability [K$] | Post-Mitigated CoRE Financial [K$] | Service Territory Risk Reduction (%)
2026 | 73 | 73-1130R | Tier-3 | Tier-3---9 | 5--5 | 400% | 1 | 6201.607 | 97.29% | 2.601% | 0.1104% | 437.4263 | 0 | 0 | 437.4263 | 0 | 417.2749 | 0.13206 | 3159.6492 | 417.2749 | 0.13206 | 3159.6492 | 439.5705 | 0.13912 | 3159.6492 | 7.053% | 0.2182 | 0.20238 | 28421.9762 | 4506.0463 | 681.7619 | 23234.168 | 28482.2111 | 0 | 0 | 28482.2111 | 0.01442%
2026 | 1001 | 1001-1231F | Tier-2 | Tier-2---15 | 3--3 | 51600% | 156 | 117.1572 | 99.03% | 0.8725% | 0.09309% | 10.1725 | 0 | 0 | 10.1725 | 0 | 9.7039 | 20.6019 | 0.47102 | 9.7039 | 20.6019 | 0.47102 | 10.2224 | 21.7027 | 0.47102 | 8.683% | 0.025088 | 0.022889 | 4669.7772 | 753.5538 | 37.9946 | 3878.2287 | 4674.1105 | 0 | 0 | 4674.1105 | 0.0003355%
2026 | 1021 | 1021-1748F | Tier-3 | Tier-3---2 | 5--5 | 8500% | 29 | 35156.1224 | 99.02% | 0.9436% | 0.03662% | 3444.2918 | 0 | 0 | 3444.2918 | 0 | 3285.6204 | 3.8298 | 857.8986 | 3285.6204 | 3.8298 | 857.8986 | 3461.1756 | 4.0345 | 857.8986 | 9.797% | 0.16564 | 0.14925 | 212249.5403 | 39094.5522 | 1887.9434 | 171267.0447 | 212477.9946 | 0 | 0 | 212477.9946 | 0.1136%
2026 | 1021 | 1021-1760R | Tier-3 | Tier-3---6 | 5--5 | 16800% | 56 | 7055.7157 | 98.18% | 1.793% | 0.03106% | 669.6093 | 0 | 0 | 669.6093 | 0 | 638.7618 | 7.3956 | 86.3709 | 638.7618 | 7.3956 | 86.3709 | 672.8917 | 7.7907 | 86.3709 | 9.49% | 0.10829 | 0.097823 | 65155.0235 | 11761.6096 | 1070.3945 | 52323.0195 | 65282.2249 | 0 | 0 | 65282.2249 | 0.02208%
2026 | 1021 | 1021-25R | Tier-3 | Tier-3---2 | 5--5 | 6900% | 25 | 18825.6899 | 99.7% | 0.2782% | 0.02306% | 1972.1028 | 0 | 0 | 1972.1028 | 0 | 1881.2521 | 3.3016 | 569.8015 | 1881.2521 | 3.3016 | 569.8015 | 1981.77 | 3.478 | 569.8015 | 10.48% | 0.12361 | 0.11062 | 152300.0709 | 28596.6216 | 387.4212 | 123316.0281 | 152353.9373 | 0 | 0 | 152353.9373 | 0.06503%
2026 | 1021 | 1021-855 | Tier-3 | Tier-3---10 | 5--5 | 1600% | 16 | 5034.3753 | 99.51% | 0.4541% | 0.0405% | 1452.7473 | 0 | 0 | 1452.7473 | 0 | 1385.8222 | 2.113 | 655.8493 | 1385.8222 | 2.113 | 655.8493 | 1459.8686 | 2.2259 | 655.8493 | 28.86% | 0.10909 | 0.077453 | 46149.2476 | 7426.785 | 192.1999 | 38530.2627 | 46242.4852 | 0 | 0 | 46242.4852 | 0.04791%
2026 | 1021 | 1021-883R | Tier-3 | Tier-3---16 | 5--4 | 1200% | 10 | 1386.6299 | 99.58% | 0.3809% | 0.03987% | 333.6921 | 0 | 0 | 333.6921 | 0 | 318.3196 | 1.3206 | 241.0349 | 318.3196 | 1.3206 | 241.0349 | 335.3279 | 1.3912 | 241.0349 | 24.06% | 0.10042 | 0.076151 | 13808.4689 | 2223.2077 | 49.0594 | 11536.2018 | 13826.986 | 0 | 0 | 13826.986 | 0.011%
2026 | 1021 | 1021-92 | Tier-3 | Tier-3---15 | 5--4 | 13900% | 105 | 794.3626 | 99.6% | 0.3592% | 0.04176% | 173.3191 | 0 | 0 | 173.3191 | 0 | 165.3347 | 13.8667 | 11.9232 | 165.3347 | 13.8667 | 11.9232 | 174.1687 | 14.6076 | 11.9232 | 21.82% | 0.099013 | 0.077323 | 8022.7784 | 1292.1342 | 24.8963 | 6705.7479 | 8031.8019 | 0 | 0 | 8031.8019 | 0.005715%
2026 | 1022 | 1022-17F | Tier-3 | Tier-3---4 | 5--5 | 900% | 9 | 9800.6792 | 99.62% | 0.3456% | 0.03348% | 2831.4228 | 0 | 0 | 2831.4228 | 0 | 2700.985 | 1.1886 | 2272.4598 | 2700.985 | 1.1886 | 2272.4598 | 2845.3023 | 1.2521 | 2272.4598 | 28.89% | 0.10945 | 0.07771 | 89544.6442 | 15809.5952 | 285.6325 | 73449.4165 | 89683.2907 | 0 | 0 | 89683.2907 | 0.09337%
2026 | 1022 | 1022-26R | Tier-3 | Tier-3---15 | 4--4 | 8900% | 72 | 694.7204 | 99.22% | 0.7469% | 0.03547% | 161.7109 | 0 | 0 | 161.7109 | 0 | 154.2612 | 9.5086 | 16.2234 | 154.2612 | 9.5086 | 16.2234 | 162.5036 | 10.0166 | 16.2234 | 23.28% | 0.092662 | 0.070923 | 7497.376 | 1200.1947 | 49.8675 | 6247.3138 | 7515.3564 | 0 | 0 | 7515.3564 | 0.005333%
2026 | 1022 | 1022-322R | Tier-3 | Tier-3---10 | 5--5 | 8200% | 6 | 5072.1995 | 99.16% | 0.7912% | 0.04875% | 106.7255 | 0 | 0 | 106.7255 | 0 | 101.8089 | 0.79238 | 128.4846 | 101.8089 | 0.79238 | 128.4846 | 107.2487 | 0.83472 | 128.4846 | 2.104% | 0.10587 | 0.10362 | 47911.5964 | 8502.7198 | 346.5755 | 39062.3011 | 47920.3212 | 0 | 0 | 47920.3212 | 0.003519%
2026 | 1023 | 1023-200R | Tier-2 | Tier-2---5 | 4--5 | 46900% | 99 | 2889.9732 | 99.24% | 0.6691% | 0.08946% | 175.5687 | 0 | 0 | 175.5687 | 0 | 167.4807 | 13.0743 | 12.8099 | 167.4807 | 13.0743 | 12.8099 | 176.4294 | 13.7729 | 12.8099 | 6.075% | 0.083115 | 0.078027 | 34770.9454 | 5602.7978 | 215.4265 | 28952.7211 | 34788.1444 | 0 | 0 | 34788.1444 | 0.00579%
2026 | 1023 | 1023-46AE | Tier-2 | Tier-2---2 | 5--5 | 38000% | 140 | 9469.9149 | 95.98% | 3.884% | 0.1387% | 971.0886 | 0 | 0 | 971.0886 | 0 | 926.3525 | 18.4889 | 50.1031 | 926.3525 | 18.4889 | 50.1031 | 975.8488 | 19.4768 | 50.1031 | 10.25% | 0.13914 | 0.12427 | 68062.6824 | 10581.9513 | 2429.1867 | 55051.5444 | 68390.1721 | 0 | 0 | 68390.1721 | 0.03202%
2026 | 1023 | 1023-48R | Tier-2 | Tier-2---5 | 5--5 | 11900% | 47 | 3773.8473 | 97.39% | 2.337% | 0.2725% | 420.967 | 0 | 0 | 420.967 | 0 | 401.5739 | 6.207 | 64.697 | 401.5739 | 6.207 | 64.697 | 423.0305 | 6.5386 | 64.697 | 11.15% | 0.12816 | 0.11348 | 29445.7307 | 4617.189 | 643.444 | 24185.0978 | 29545.1396 | 0 | 0 | 29545.1396 | 0.01388%
2026 | 1023 | 1023-89R | Tier-2 | Tier-2---11 | 4--4 | 8500% | 7 | 585.5086 | 87.68% | 11.85% | 0.4758% | 12.2603 | 0 | 0 | 12.2603 | 0 | 11.6955 | 0.92445 | 12.6514 | 11.6955 | 0.92445 | 12.6514 | 12.3204 | 0.97384 | 12.6514 | 2.094% | 0.083403 | 0.081412 | 7020.201 | 994.3035 | 754.0146 | 5271.8829 | 7041.3653 | 0 | 0 | 7041.3653 | 0.0004043%
2026 | 1030 | 1030-1728R | Tier-3 | Tier-3---9 | 5--5 | 600% | 1 | 5124.1587 | 98.26% | 1.711% | 0.02883% | 243.3593 | 0 | 0 | 243.3593 | 0 | 232.1483 | 0.13206 | 1757.8508 | 232.1483 | 0.13206 | 1757.8508 | 244.5523 | 0.13912 | 1757.8508 | 4.749% | 0.23544 | 0.22406 | 21764.1991 | 3692.5677 | 344.0629 | 17727.5685 | 21783.4275 | 0 | 0 | 21783.4275 | 0.008025%
2026 | 1030 | 1030-1735F | Tier-3 | Not Applicable | Not Applicable | 19300% | 126 | 0 | 0% | 0% | 0% | 0 | 0 | 0 | 0 | 0 | 0 | 16.64 | 0 | 0 | 16.64 | 0 | 0 | 17.5291 | 0 | 0% | 0 | 0 | 0 | 0 | 0 | 0 | 0 | 0 | 0 | 0 | 0%
2026 | 1030 | 1030-1777 | Tier-3 | Tier-3---5 | 5--5 | 2000% | 3 | 11817.5772 | 98.58% | 1.381% | 0.03413% | 506.7897 | 0 | 0 | 506.7897 | 0 | 483.4429 | 0.39619 | 1220.2267 | 483.4429 | 0.39619 | 1220.2267 | 509.2739 | 0.41736 | 1220.2267 | 4.288% | 0.24629 | 0.23558 | 47981.5879 | 7910.8802 | 628.0436 | 39442.6641 | 48012.4688 | 0 | 0 | 48012.4688 | 0.01671%
2026 | 1030 | 1030-1823F | Tier-3 | Tier-3---13 | 5--5 | 9800% | 9 | 2150.9739 | 99.45% | 0.5287% | 0.02497% | 56.969 | 0 | 0 | 56.969 | 0 | 54.3445 | 1.1886 | 45.7225 | 54.3445 | 1.1886 | 45.7225 | 57.2482 | 1.2521 | 45.7225 | 2.649% | 0.10605 | 0.10323 | 20281.9888 | 3254.225 | 96.8163 | 16930.9475 | 20285.0612 | 0 | 0 | 20285.0612 | 0.001879%
2026 | 1030 | 1030-18R | Tier-3 | Tier-3---7 | 5--5 | 36700% | 81 | 6620.9098 | 98.66% | 1.309% | 0.03186% | 418.091 | 0 | 0 | 418.091 | 0 | 398.8304 | 10.6972 | 37.2838 | 398.8304 | 10.6972 | 37.2838 | 420.1404 | 11.2687 | 37.2838 | 6.315% | 0.23843 | 0.22317 | 27769.0579 | 4629.9608 | 333.1834 | 22805.9136 | 27794.5246 | 0 | 0 | 27794.5246 | 0.01379%
2026 | 1030 | 1030-20R | Tier-3 | Tier-3---3 | 5--5 | 47200% | 113 | 25318.462 | 99.14% | 0.8163% | 0.04139% | 1742.733 | 0 | 0 | 1742.733 | 0 | 1662.4488 | 14.9232 | 111.4003 | 1662.4488 | 14.9232 | 111.4003 | 1751.2758 | 15.7206 | 111.4003 | 6.883% | 0.28668 | 0.26678 | 88316.4782 | 15740.2144 | 654.513 | 71921.7508 | 88372.9915 | 0 | 0 | 88372.9915 | 0.05747%
2026 | 1030 | 1030-42R | Tier-3 | Tier-3---3 | 5--5 | 23700% | 1 | 28398.7895 | 98.49% | 1.466% | 0.03945% | 34.2264 | 0 | 0 | 34.2264 | 0 | 32.6497 | 0.13206 | 247.2268 | 32.6497 | 0.13206 | 247.2268 | 34.3942 | 0.13912 | 247.2268 | 0.1205% | 0.28228 | 0.28193 | 100606.2475 | 17857.1529 | 1351.3594 | 81397.7352 | 100608.1031 | 0 | 0 | 100608.1031 | 0.001129%
2026 | 1079 | 1079-9 | Tier-2 | Tier-2---15 | 3--3 | 4400% | 38 | 117.3021 | 94.99% | 0% | 5.009% | 27.9073 | 0 | 0 | 27.9073 | 0 | 26.6217 | 5.0184 | 5.3048 | 26.6217 | 5.0184 | 5.3048 | 28.0441 | 5.2866 | 5.3048 | 23.79% | 0.027256 | 0.020429 | 4303.7498 | 1020.4795 | 248.6707 | 3034.5996 | 4375.7804 | 0 | 0 | 4375.7804 | 0.0009203%
2026 | 1090 | 1090-1734 | Tier-3 | Tier-3---16 | 2--5 | 12200% | 117 | 730.5479 | 99.24% | 0.5863% | 0.172% | 201.6355 | 0 | 0 | 201.6355 | 0 | 192.3466 | 15.4515 | 12.4484 | 192.3466 | 15.4515 | 12.4484 | 202.6239 | 16.277 | 12.4484 | 27.6% | 0.01345 | 0.0097091 | 54317.4438 | 9020.2507 | 362.2329 | 44934.9602 | 54476.1227 | 0 | 0 | 54476.1227 | 0.006649%
2026 | 1090 | 1090-636R | Tier-3 | Tier-3---15 | 5--3 | 8000% | 54 | 919.3728 | 93.93% | 5.62% | 0.4487% | 169.0455 | 0 | 0 | 169.0455 | 0 | 161.2579 | 7.1314 | 22.6123 | 161.2579 | 7.1314 | 22.6123 | 169.8742 | 7.5125 | 22.6123 | 18.39% | 0.38465 | 0.30935 | 2390.1852 | 345.5626 | 112.657 | 1931.9657 | 2425.4905 | 0 | 0 | 2425.4905 | 0.005574%
2026 | 1090 | 1090-639R | Tier-3 | Tier-3---18 | 5--2 | 31700% | 215 | 509.5021 | 91.97% | 7.519% | 0.512% | 92.1644 | 0 | 0 | 92.1644 | 0 | 87.9186 | 28.3937 | 3.0964 | 87.9186 | 28.3937 | 3.0964 | 92.6162 | 29.9108 | 3.0964 | 18.09% | 0.37006 | 0.29727 | 1376.8236 | 183.1657 | 83.207 | 1110.4509 | 1403.8979 | 0 | 0 | 1403.8979 | 0.003039%
2026 | 1090 | 1090-73F | Tier-3 | Tier-3---10 | 4--5 | 32100% | 225 | 5899.0454 | 99.62% | 0.2521% | 0.1275% | 1194.5528 | 0 | 0 | 1194.5528 | 0 | 1139.5222 | 29.7143 | 38.3492 | 1139.5222 | 29.7143 | 38.3492 | 1200.4085 | 31.302 | 38.3492 | 20.25% | 0.046754 | 0.03725 | 126173.0725 | 23873.2693 | 324.7773 | 101975.0259 | 126295.2793 | 0 | 0 | 126295.2793 | 0.03939%
2026 | 1090 | 1090-74F | Tier-3 | Tier-3---10 | 4--5 | 80400% | 63 | 4990.92 | 99.62% | 0.2191% | 0.1576% | 112.9858 | 0 | 0 | 112.9858 | 0 | 107.7808 | 8.32 | 12.9544 | 107.7808 | 8.32 | 12.9544 | 113.5397 | 8.7646 | 12.9544 | 2.264% | 0.045737 | 0.044697 | 109123.1086 | 21034.7206 | 297.6505 | 87790.7376 | 109132.667 | 0 | 0 | 109132.667 | 0.003726%
2026 | 1138 | 1138-6R | Tier-2 | Tier-2---5 | 5--5 | 12300% | 33 | 4663.8779 | 91.12% | 8.567% | 0.3106% | 330.6582 | 0 | 0 | 330.6582 | 0 | 315.4254 | 4.3581 | 72.3768 | 315.4254 | 4.3581 | 72.3768 | 332.2791 | 4.591 | 72.3768 | 7.09% | 0.17153 | 0.15818 | 27190.5644 | 4666.2669 | 2170.5181 | 20353.7794 | 27394.22 | 0 | 0 | 27394.22 | 0.0109%
2026 | 1166 | 1166-15R | Tier-3 | Tier-3---11 | 5--5 | 10000% | 39 | 3965.2217 | 98.26% | 1.658% | 0.07833% | 440.6816 | 0 | 0 | 440.6816 | 0 | 420.3803 | 5.1505 | 81.6196 | 420.3803 | 5.1505 | 81.6196 | 442.8418 | 5.4257 | 81.6196 | 11.11% | 0.19397 | 0.17203 | 20442.8701 | 3274.5374 | 313.5505 | 16854.7822 | 20488.1243 | 0 | 0 | 20488.1243 | 0.01453%
2026 | 1166 | 1166-18R | Tier-3 | Tier-3---5 | 5--5 | 21600% | 186 | 10108.4901 | 99.77% | 0.1963% | 0.03345% | 2518.5159 | 0 | 0 | 2518.5159 | 0 | 2402.493 | 24.5638 | 97.8061 | 2402.493 | 24.5638 | 97.8061 | 2530.8615 | 25.8763 | 97.8061 | 24.91% | 0.21365 | 0.1603 | 47313.4054 | 8461.5455 | 93.1732 | 38758.6866 | 47349.5805 | 0 | 0 | 47349.5805 | 0.08305%
2026 | 1166 | 1166-342R | Tier-3 | Tier-3---5 | 5--5 | 14900% | 4 | 10322.642 | 99.08% | 0.8619% | 0.05733% | 79.6254 | 0 | 0 | 79.6254 | 0 | 75.9573 | 0.52825 | 143.789 | 75.9573 | 0.52825 | 143.789 | 80.0158 | 0.55648 | 143.789 | 0.7714% | 0.21878 | 0.21707 | 47183.5693 | 7440.5956 | 374.9584 | 39368.0153 | 47186.9726 | 0 | 0 | 47186.9726 | 0.002626%
2026 | 1215 | 1215-12R | Tier-3 | Tier-3---9 | 5--4 | 10500% | 12 | 6147.2839 | 97.88% | 2.045% | 0.07292% | 199.4227 | 0 | 0 | 199.4227 | 0 | 190.2357 | 1.5848 | 120.0404 | 190.2357 | 1.5848 | 120.0404 | 200.4002 | 1.6694 | 120.0404 | 3.244% | 0.69907 | 0.6759 | 8793.5219 | 1246.9976 | 166.0142 | 7380.5102 | 8799.9073 | 0 | 0 | 8799.9073 | 0.006576%
2026 | 1233 | 1233-259R | Tier-3 | Tier-3---16 | 5--4 | 18700% | 34 | 1558.5389 | 98.56% | 1.214% | 0.2225% | 80.9971 | 0 | 0 | 80.9971 | 0 | 77.2658 | 4.4902 | 17.2078 | 77.2658 | 4.4902 | 17.2078 | 81.3942 | 4.7301 | 17.2078 | 5.197% | 0.12749 | 0.12076 | 12225.1388 | 1994.1014 | 166.7691 | 10064.2683 | 12234.913 | 0 | 0 | 12234.913 | 0.002671%
2026 | 1233 | 1233-587R | Tier-3 | Tier-3---13 | 5--5 | 5800% | 7 | 2983.7291 | 97.9% | 1.929% | 0.1696% | 102.2395 | 0 | 0 | 102.2395 | 0 | 97.5295 | 0.92445 | 105.5005 | 97.5295 | 0.92445 | 105.5005 | 102.7407 | 0.97384 | 105.5005 | 3.427% | 0.13489 | 0.13017 | 22120.1137 | 3552.0723 | 402.3722 | 18165.6692 | 22136.9463 | 0 | 0 | 22136.9463 | 0.003371%
2026 | 1233 | 1233-589R | Tier-3 | Tier-3---16 | 5--4 | 2200% | 18 | 1386.4905 | 98.92% | 0.9396% | 0.1432% | 325.4141 | 0 | 0 | 325.4141 | 0 | 310.423 | 2.3771 | 130.5864 | 310.423 | 2.3771 | 130.5864 | 327.0093 | 2.5042 | 130.5864 | 23.47% | 0.11751 | 0.089628 | 11798.9753 | 1859.8108 | 96.407 | 9842.7575 | 11838.7205 | 0 | 0 | 11838.7205 | 0.01073%
2026 | 1458 | 1458-1056 | Tier-2 | Tier-2---11 | 5--3 | 300% | 3 | 427.4478 | 90.46% | 9.431% | 0.1062% | 112.1377 | 0 | 0 | 112.1377 | 0 | 106.9717 | 0.39619 | 270.0003 | 106.9717 | 0.39619 | 270.0003 | 112.6874 | 0.41736 | 270.0003 | 26.23% | 0.13508 | 0.095904 | 3164.5032 | 465.473 | 268.1729 | 2430.8573 | 3287.7745 | 0 | 0 | 3287.7745 | 0.003698%
2026 | 1458 | 1458-1057F | Tier-3 | Tier-3---18 | 5--2 | 3600% | 29 | 155.9987 | 0% | 100% | 0% | 0 | 0 | 0 | 0 | 0 | 0 | 3.8298 | 0 | 0 | 3.8298 | 0 | 0 | 4.0345 | 0 | 0% | 0.13292 | 0.10187 | 1173.6392 | 1.8615 | 1072.4058 | 99.3719 | 1531.3885 | 0 | 0 | 1531.3885 | 0%
2026 | 1458 | 1458-1058F | Tier-3 | Tier-3---13 | 5--5 | 8000% | 52 | 2365.6896 | 85.54% | 14.42% | 0.04244% | 381.4408 | 0 | 0 | 381.4408 | 0 | 363.8686 | 6.8673 | 52.9856 | 363.8686 | 6.8673 | 52.9856 | 383.3106 | 7.2342 | 52.9856 | 16.12% | 0.13833 | 0.11226 | 17101.412 | 2623.0697 | 2234.5189 | 12243.8234 | 17675.9114 | 0 | 0 | 17675.9114 | 0.01258%
2026 | 1458 | 1458-1061 | Tier-2 | Tier-2---5 | 5--5 | 300% | 3 | 4370.0987 | 98.67% | 1.293% | 0.03403% | 1250.5156 | 0 | 0 | 1250.5156 | 0 | 1192.9069 | 0.39619 | 3010.9384 | 1192.9069 | 0.39619 | 3010.9384 | 1256.6456 | 0.41736 | 3010.9384 | 28.62% | 0.14228 | 0.10102 | 30715.3399 | 7020.373 | 365.5776 | 23329.3893 | 30881.7773 | 0 | 0 | 30881.7773 | 0.04124%
2026 | 1458 | 1458-1115F | Tier-2 | Tier-2---18 | 4--2 | 500% | 5 | 66.5074 | 0% | 100% | 0% | 0 | 0 | 0 | 0 | 0 | 0 | 0.66032 | 0 | 0 | 0.66032 | 0 | 0 | 0.6956 | 0 | 0% | 0.091242 | 0.064782 | 728.9125 | 1.3917 | 578.9338 | 148.587 | 1026.6374 | 0 | 0 | 1026.6374 | 0%
2026 | 1458 | 1458-1117F | Tier-2 | Tier-2---16 | 4--2 | 100% | 1 | 139.4631 | 0% | 100% | 0% | 0 | 0 | 0 | 0 | 0 | 0 | 0.13206 | 0 | 0 | 0.13206 | 0 | 0 | 0.13912 | 0 | 0% | 0.091116 | 0.064692 | 1530.6137 | 1.9599 | 1384.4341 | 144.2196 | 2155.7939 | 0 | 0 | 2155.7939 | 0%
2026 | 1458 | 1458-1119F | Tier-2 | Not Applicable | Not Applicable | 200% | 1 | 0 | 0% | 0% | 0% | 0 | 0 | 0 | 0 | 0 | 0 | 0.13206 | 0 | 0 | 0.13206 | 0 | 0 | 0.13912 | 0 | 0% | 0 | 0 | 0 | 0 | 0 | 0 | 0 | 0 | 0 | 0 | 0%
2026 | 1458 | 1458-454F | Tier-2 | Tier-2---18 | 5--2 | 700% | 6 | 84.0912 | 0% | 100% | 0% | 0 | 0 | 0 | 0 | 0 | 0 | 0.79238 | 0 | 0 | 0.79238 | 0 | 0 | 0.83472 | 0 | 0% | 0.13508 | 0.1015 | 622.5483 | 0.79747 | 559.5915 | 62.1593 | 828.4863 | 0 | 0 | 828.4863 | 0%
2026 | 1458 | 1458-456F | Tier-2 | Tier-2---16 | 4--3 | 200% | 2 | 167.5686 | 29.81% | 70.17% | 0.01889% | 14.4849 | 0 | 0 | 14.4849 | 0 | 13.8176 | 0.26413 | 52.3141 | 13.8176 | 0.26413 | 52.3141 | 14.5559 | 0.27824 | 52.3141 | 8.644% | 0.091761 | 0.06515 | 1826.1497 | 89.9148 | 1141.6591 | 594.5758 | 2349.7108 | 0 | 0 | 2349.7108 | 0.0004777%
2026 | 1458 | 1458-519 | Tier-2 | Tier-2---17 | 1--5 | 44100% | 198 | 81.0039 | 99.95% | 0% | 0.04716% | 10.5421 | 0 | 0 | 10.5421 | 0 | 10.0564 | 26.1486 | 0.38459 | 10.0564 | 26.1486 | 0.38459 | 10.5937 | 27.5458 | 0.38459 | 13.01% | 0.000217 | 0.00018875 | 373290.0884 | 60391.7386 | 732.2515 | 312166.0983 | 373316.44 | 0 | 0 | 373316.44 | 0.0003476%
2026 | 1458 | 1458-601R | Tier-3 | Tier-3---2 | 5--5 | 8700% | 11 | 37077.302 | 99.36% | 0.615% | 0.02874% | 1350.7488 | 0 | 0 | 1350.7488 | 0 | 1288.5226 | 1.4527 | 886.9843 | 1288.5226 | 1.4527 | 886.9843 | 1357.3701 | 1.5303 | 886.9843 | 3.643% | 0.20421 | 0.19673 | 181561.9083 | 39229.4205 | 1054.6776 | 141277.8102 | 181606.398 | 0 | 0 | 181606.398 | 0.04454%
2026 | 157 | 157-165R | Tier-3 | Tier-3---18 | 5--2 | 6000% | 55 | 418.5676 | 87.71% | 11.66% | 0.6303% | 97.5897 | 0 | 0 | 97.5897 | 0 | 93.0939 | 7.2635 | 12.8167 | 93.0939 | 7.2635 | 12.8167 | 98.0681 | 7.6516 | 12.8167 | 23.32% | 0.28262 | 0.20749 | 1481.042 | 148.6168 | 162.2497 | 1170.1755 | 1546.9712 | 0 | 0 | 1546.9712 | 0.003218%
2026 | 157 | 157-1928R | Tier-3 | Tier-3---11 | 5--4 | 55400% | 329 | 3052.6745 | 99.07% | 0.8703% | 0.06204% | 520.8305 | 0 | 0 | 520.8305 | 0 | 496.837 | 43.449 | 11.435 | 496.837 | 43.449 | 11.435 | 523.3836 | 45.7705 | 11.435 | 17.06% | 0.2812 | 0.23277 | 10855.7291 | 1703.869 | 84.5376 | 9067.3225 | 10876.7869 | 0 | 0 | 10876.7869 | 0.01718%
2026 | 157 | 157-257R | Tier-3 | Tier-3---14 | 5--4 | 67500% | 562 | 2061.1876 | 81.54% | 17.79% | 0.6678% | 405.809 | 0 | 0 | 405.809 | 0 | 387.1142 | 74.2198 | 5.2158 | 387.1142 | 74.2198 | 5.2158 | 407.7983 | 78.1855 | 5.2158 | 19.69% | 0.36686 | 0.27828 | 5618.4522 | 584.3287 | 907.0207 | 4127.1028 | 5948.5806 | 0 | 0 | 5948.5806 | 0.01338%
2026 | 157 | 157-81R | Tier-3 | Tier-3---3 | 5--5 | 23900% | 25 | 18749.5963 | 97% | 2.901% | 0.09453% | 551.7292 | 0 | 0 | 551.7292 | 0 | 526.3122 | 3.3016 | 159.4116 | 526.3122 | 3.3016 | 159.4116 | 554.4338 | 3.478 | 159.4116 | 2.943% | 0.38414 | 0.37248 | 48809.8885 | 7659.8047 | 1292.0303 | 39858.0535 | 48855.6213 | 0 | 0 | 48855.6213 | 0.01819%
2026 | 175 | 175-64R | Tier-3 | Tier-3---11 | 5--5 | 13100% | 126 | 4385.4004 | 97.52% | 2.308% | 0.1684% | 1192.9317 | 0 | 0 | 1192.9317 | 0 | 1137.9758 | 16.64 | 68.3879 | 1137.9758 | 16.64 | 68.3879 | 1198.7794 | 17.5291 | 68.3879 | 27.2% | 0.20232 | 0.14589 | 21675.2228 | 3768.1363 | 445.824 | 17461.2625 | 21882.8718 | 0 | 0 | 21882.8718 | 0.03934%
2026 | 176 | 176-164R | Tier-3 | Tier-3---11 | 5--5 | 17200% | 105 | 4184.7467 | 98.1% | 1.799% | 0.1047% | 726.7416 | 0 | 0 | 726.7416 | 0 | 693.2621 | 13.8667 | 49.9948 | 693.2621 | 13.8667 | 49.9948 | 730.304 | 14.6076 | 49.9948 | 17.37% | 0.20727 | 0.17058 | 20189.7554 | 3207.9265 | 321.2591 | 16660.5698 | 20272.4431 | 0 | 0 | 20272.4431 | 0.02397%
2026 | 176 | 176-1845R | Tier-3 | Tier-3---11 | 5--5 | 34500% | 260 | 3401.0234 | 97.74% | 2.113% | 0.1474% | 726.4957 | 0 | 0 | 726.4957 | 0 | 693.0275 | 34.3366 | 20.1834 | 693.0275 | 34.3366 | 20.1834 | 730.057 | 36.1712 | 20.1834 | 21.36% | 0.20978 | 0.16393 | 16212.4883 | 2568.5055 | 309.8495 | 13334.1334 | 16314.9731 | 0 | 0 | 16314.9731 | 0.02396%
2026 | 176 | 176-197F | Tier-3 | Tier-3---5 | 5--5 | 3000% | 27 | 13172.958 | 96.8% | 3.124% | 0.0728% | 3328.2309 | 0 | 0 | 3328.2309 | 0 | 3174.9062 | 3.5657 | 890.397 | 3174.9062 | 3.5657 | 890.397 | 3344.5457 | 3.7562 | 890.397 | 25.27% | 0.23242 | 0.17176 | 56678.2637 | 12110.4711 | 1632.9775 | 42934.8152 | 57318.1909 | 0 | 0 | 57318.1909 | 0.1098%
2026 | 176 | 176-200F | Tier-3 | Tier-3---15 | 5--4 | 18800% | 41 | 1635.841 | 89.24% | 10.7% | 0.05535% | 92.3302 | 0 | 0 | 92.3302 | 0 | 88.0767 | 5.4146 | 16.2665 | 88.0767 | 5.4146 | 16.2665 | 92.7828 | 5.7039 | 16.2665 | 5.644% | 0.18529 | 0.17357 | 8828.4206 | 1287.3516 | 863.0873 | 6677.9817 | 8892.5321 | 0 | 0 | 8892.5321 | 0.003045%
2026 | 198 | 198-37R | Tier-2 | Tier-2---9 | 4--5 | 10200% | 1 | 973.0999 | 95.53% | 4.02% | 0.4464% | 2.6431 | 0 | 0 | 2.6431 | 0 | 2.5213 | 0.13206 | 19.0917 | 2.5213 | 0.13206 | 19.0917 | 2.656 | 0.13912 | 19.0917 | 0.2716% | 0.030671 | 0.030584 | 31727.0349 | 12880.9235 | 1667.8732 | 17178.2382 | 31731.0753 | 0 | 0 | 31731.0753 | 8.716e-05%
2026 | 205 | 205-1550 | Tier-2 | Tier-2---15 | 2--4 | 41300% | 39 | 124.0064 | 98.52% | 0% | 1.478% | 3.3457 | 0 | 0 | 3.3457 | 0 | 3.1916 | 5.1505 | 0.61967 | 3.1916 | 5.1505 | 0.61967 | 3.3621 | 5.4257 | 0.61967 | 2.698% | 0.008789 | 0.0085483 | 14109.2738 | 2221.4405 | 309.7116 | 11578.1217 | 14115.1448 | 0 | 0 | 14115.1448 | 0.0001103%
2026 | 206 | 206-1817 | Tier-2 | Tier-2---4 | 4--5 | 44600% | 137 | 2976.5734 | 99.75% | 0% | 0.2502% | 264.4919 | 0 | 0 | 264.4919 | 0 | 252.3073 | 18.0927 | 13.9452 | 252.3073 | 18.0927 | 13.9452 | 265.7885 | 19.0594 | 13.9452 | 8.886% | 0.038208 | 0.034804 | 77904.8627 | 12644.4177 | 94.4539 | 65165.9911 | 77923.9224 | 0 | 0 | 77923.9224 | 0.008722%
2026 | 214 | 214-1122R | Tier-3 | Tier-3---3 | 5--5 | 28500% | 24 | 26281.1502 | 98.91% | 1.048% | 0.04591% | 634.7914 | 0 | 0 | 634.7914 | 0 | 605.5479 | 3.1695 | 191.053 | 605.5479 | 3.1695 | 191.053 | 637.9031 | 3.3389 | 191.053 | 2.415% | 0.26918 | 0.2626 | 97635.635 | 15575.0756 | 943.7834 | 81116.776 | 97662.3748 | 0 | 0 | 97662.3748 | 0.02093%
2026 | 214 | 214-1135R | Tier-3 | Tier-3---6 | 4--5 | 17400% | 32 | 6666.9216 | 99.41% | 0.4702% | 0.123% | 353.46 | 0 | 0 | 353.46 | 0 | 337.1768 | 4.226 | 79.7856 | 337.1768 | 4.226 | 79.7856 | 355.1926 | 4.4518 | 79.7856 | 5.302% | 0.090777 | 0.085936 | 73442.8498 | 12678.0578 | 384.6507 | 60380.1413 | 73467.3936 | 0 | 0 | 73467.3936 | 0.01166%
2026 | 214 | 214-583R | Tier-3 | Tier-3---13 | 4--5 | 25600% | 5 | 2208.3134 | 99.09% | 0.6816% | 0.2244% | 12.3947 | 0 | 0 | 12.3947 | 0 | 11.8237 | 0.66032 | 17.9061 | 11.8237 | 0.66032 | 17.9061 | 12.4555 | 0.6956 | 17.9061 | 0.5613% | 0.070413 | 0.070014 | 31362.296 | 5124.9033 | 314.6524 | 25922.7404 | 31363.9146 | 0 | 0 | 31363.9146 | 0.0004087%
2026 | 215 | 215-1531R | Tier-2 | Tier-2---2 | 5--5 | 24300% | 150 | 12702.4119 | 98.21% | 1.737% | 0.04837% | 2233.2815 | 0 | 0 | 2233.2815 | 0 | 2130.3988 | 19.8096 | 107.544 | 2130.3988 | 19.8096 | 107.544 | 2244.229 | 20.868 | 107.544 | 17.58% | 0.20291 | 0.16659 | 62600.9651 | 10891.2685 | 1005.9666 | 50703.7299 | 62844.7235 | 0 | 0 | 62844.7235 | 0.07365%
2026 | 215 | 215-1534R | Tier-2 | Tier-2---1 | 5--5 | 12600% | 32 | 19489.7064 | 99% | 0.9737% | 0.02962% | 1421.0308 | 0 | 0 | 1421.0308 | 0 | 1355.5669 | 4.226 | 320.7654 | 1355.5669 | 4.226 | 320.7654 | 1427.9967 | 4.4518 | 320.7654 | 7.291% | 0.1982 | 0.18361 | 98331.2515 | 17803.4226 | 882.3499 | 79645.479 | 98409.6882 | 0 | 0 | 98409.6882 | 0.04686%
2026 | 215 | 215-38R | Tier-3 | Tier-3---10 | 5--5 | 26800% | 191 | 5434.8155 | 98.92% | 1.009% | 0.07406% | 1111.0946 | 0 | 0 | 1111.0946 | 0 | 1059.9088 | 25.2242 | 42.0196 | 1059.9088 | 25.2242 | 42.0196 | 1116.5411 | 26.5719 | 42.0196 | 20.44% | 0.12528 | 0.099387 | 43381.3494 | 7513.7468 | 468.0295 | 35399.5731 | 43503.7816 | 0 | 0 | 43503.7816 | 0.03664%
2026 | 216 | 216-1859F | Tier-3 | Tier-3---4 | 5--5 | 200% | 2 | 14041.2877 | 99.19% | 0.7753% | 0.03948% | 4038.7948 | 0 | 0 | 4038.7948 | 0 | 3852.7359 | 0.26413 | 14586.6577 | 3852.7359 | 0.26413 | 14586.6577 | 4058.5928 | 0.27824 | 14586.6577 | 28.76% | 0.15704 | 0.1115 | 89409.7821 | 15986.4383 | 636.9074 | 72786.4365 | 89707.3446 | 0 | 0 | 89707.3446 | 0.1332%
2026 | 216 | 216-220R | Tier-3 | Tier-3---20 | 1--5 | 45600% | 272 | 71.2816 | 99.9% | 0% | 0.09987% | 12.3181 | 0 | 0 | 12.3181 | 0 | 11.7507 | 35.9213 | 0.32712 | 11.7507 | 35.9213 | 0.32712 | 12.3785 | 37.8407 | 0.32712 | 17.28% | 0.000285 | 0.0002357 | 250110.7129 | 40302.5833 | 22.6906 | 209785.4391 | 250162.9588 | 0 | 0 | 250162.9588 | 0.0004062%
2026 | 217 | 217-41AE | Tier-2 | Tier-2---8 | 5--4 | 34400% | 45 | 2013.5966 | 89.22% | 10.31% | 0.4697% | 68.157 | 0 | 0 | 68.157 | 0 | 65.0171 | 5.9429 | 10.9404 | 65.0171 | 5.9429 | 10.9404 | 68.4911 | 6.2604 | 10.9404 | 3.385% | 0.19664 | 0.18918 | 10240.1297 | 1454.7861 | 960.9628 | 7824.3807 | 10283.6384 | 0 | 0 | 10283.6384 | 0.002248%
2026 | 217 | 217-48AE | Tier-2 | Tier-2---8 | 5--4 | 31900% | 13 | 2727.5845 | 87.85% | 11.78% | 0.3693% | 28.3185 | 0 | 0 | 28.3185 | 0 | 27.0139 | 1.7168 | 15.7348 | 27.0139 | 1.7168 | 15.7348 | 28.4573 | 1.8086 | 15.7348 | 1.038% | 0.20236 | 0.19997 | 13478.9252 | 1980.0515 | 1403.044 | 10095.8296 | 13498.5115 | 0 | 0 | 13498.5115 | 0.0009338%
2026 | 217 | 217-835R | Tier-3 | Tier-3---5 | 5--5 | 29300% | 113 | 10686.9326 | 98.68% | 1.222% | 0.09479% | 1179.522 | 0 | 0 | 1179.522 | 0 | 1125.1839 | 14.9232 | 75.3983 | 1125.1839 | 14.9232 | 75.3983 | 1185.304 | 15.7206 | 75.3983 | 11.04% | 0.28412 | 0.25235 | 37613.7803 | 6234.338 | 401.1019 | 30978.3405 | 37676.1417 | 0 | 0 | 37676.1417 | 0.0389%
2026 | 217 | 217-837R | Tier-3 | Tier-3---12 | 5--5 | 25600% | 104 | 3657.1834 | 94.66% | 5.124% | 0.2164% | 407.8502 | 0 | 0 | 407.8502 | 0 | 389.0614 | 13.7346 | 28.327 | 389.0614 | 13.7346 | 28.327 | 409.8494 | 14.4685 | 28.327 | 11.15% | 0.14269 | 0.12588 | 25630.0196 | 4247.0317 | 1289.9429 | 20093.0451 | 25812.8257 | 0 | 0 | 25812.8257 | 0.01345%
2026 | 217 | 217-972R | Tier-2 | Tier-2---8 | 5--4 | 35700% | 14 | 1438.6594 | 90.88% | 8.66% | 0.4639% | 14.8685 | 0 | 0 | 14.8685 | 0 | 14.1835 | 1.8489 | 7.6714 | 14.1835 | 1.8489 | 7.6714 | 14.9414 | 1.9477 | 7.6714 | 1.033% | 0.18227 | 0.1802 | 7892.9777 | 1198.2453 | 600.4509 | 6094.2815 | 7901.2617 | 0 | 0 | 7901.2617 | 0.0004903%
2026 | 231 | 231-1136R | Tier-2 | Tier-2---7 | 4--5 | 41200% | 19 | 2730.9177 | 98.3% | 1.373% | 0.325% | 35.9025 | 0 | 0 | 35.9025 | 0 | 34.2485 | 2.5092 | 13.6491 | 34.2485 | 2.5092 | 13.6491 | 36.0785 | 2.6433 | 13.6491 | 1.315% | 0.054655 | 0.053924 | 49966.8413 | 8713.2838 | 1199.3075 | 40054.25 | 49978.3432 | 0 | 0 | 49978.3432 | 0.001184%
2026 | 233 | 233-123R | Tier-2 | Tier-2---4 | 4--5 | 27300% | 28 | 3035.8045 | 98.84% | 0.8219% | 0.339% | 89.2475 | 0 | 0 | 89.2475 | 0 | 85.136 | 3.6978 | 23.0235 | 85.136 | 3.6978 | 23.0235 | 89.685 | 3.8954 | 23.0235 | 2.94% | 0.06125 | 0.059429 | 49563.8317 | 7938.6753 | 487.1368 | 41138.0196 | 49581.4702 | 0 | 0 | 49581.4702 | 0.002943%
2026 | 233 | 233-41R | Tier-2 | Tier-2---9 | 4--5 | 9900% | 22 | 718.991 | 97.57% | 1.357% | 1.072% | 45.2092 | 0 | 0 | 45.2092 | 0 | 43.1265 | 2.9054 | 14.8436 | 43.1265 | 2.9054 | 14.8436 | 45.4308 | 3.0606 | 14.8436 | 6.288% | 0.044487 | 0.04162 | 16161.8225 | 2695.2374 | 377.2862 | 13089.2989 | 16188.8712 | 0 | 0 | 16188.8712 | 0.001491%
2026 | 233 | 233-81F | Tier-2 | Tier-2---12 | 3--5 | 41200% | 72 | 447.7794 | 94.96% | 4.349% | 0.694% | 21.5489 | 0 | 0 | 21.5489 | 0 | 20.5562 | 9.5086 | 2.1619 | 20.5562 | 9.5086 | 2.1619 | 21.6546 | 10.0166 | 2.1619 | 4.812% | 0.02204 | 0.020923 | 20316.8521 | 3103.6732 | 873.0875 | 16340.0914 | 20371.5462 | 0 | 0 | 20371.5462 | 0.0007106%
2026 | 233 | 233-86F | Tier-2 | Tier-2---8 | 5--5 | 24100% | 130 | 2341.6741 | 85.9% | 13.6% | 0.4998% | 314.6709 | 0 | 0 | 314.6709 | 0 | 300.1746 | 17.1683 | 17.4843 | 300.1746 | 17.1683 | 17.4843 | 316.2134 | 18.0856 | 17.4843 | 13.44% | 0.1204 | 0.10156 | 19449.7342 | 2690.1535 | 2433.0497 | 14326.531 | 19958.1977 | 0 | 0 | 19958.1977 | 0.01038%
2026 | 235 | 235-897R | Tier-2 | Tier-2---5 | 5--5 | 53100% | 270 | 4375.0381 | 88.63% | 11.27% | 0.1058% | 571.7594 | 0 | 0 | 571.7594 | 0 | 545.4197 | 35.6572 | 15.2962 | 545.4197 | 35.6572 | 15.2962 | 574.5622 | 37.5624 | 15.2962 | 13.07% | 0.1179 | 0.10051 | 37108.0419 | 5823.2573 | 3860.2589 | 27424.5257 | 37838.0175 | 0 | 0 | 37838.0175 | 0.01885%
2026 | 235 | 235-899R | Tier-2 | Tier-2---1 | 5--5 | 25200% | 162 | 23678.6611 | 98.37% | 1.593% | 0.04039% | 4342.2588 | 0 | 0 | 4342.2588 | 0 | 4142.2199 | 21.3943 | 193.6131 | 4142.2199 | 21.3943 | 193.6131 | 4363.5444 | 22.5374 | 193.6131 | 18.34% | 0.15496 | 0.12607 | 152800.2562 | 27483.3247 | 2386.7614 | 122930.1701 | 153372.2985 | 0 | 0 | 153372.2985 | 0.1432%
2026 | 236 | 236-1535R | Tier-3 | Tier-3---4 | 5--5 | 13700% | 91 | 9719.0421 | 98.73% | 1.209% | 0.05836% | 1848.4309 | 0 | 0 | 1848.4309 | 0 | 1763.2775 | 12.0178 | 146.7222 | 1763.2775 | 12.0178 | 146.7222 | 1857.4919 | 12.6599 | 146.7222 | 19.02% | 0.12847 | 0.10372 | 75651.1712 | 14020.5397 | 863.9874 | 60766.6441 | 75879.9133 | 0 | 0 | 75879.9133 | 0.06095%
2026 | 236 | 236-1561R | Tier-3 | Tier-3---13 | 5--4 | 8100% | 69 | 2823.5781 | 97.26% | 2.617% | 0.1213% | 678.4307 | 0 | 0 | 678.4307 | 0 | 647.1768 | 9.1124 | 71.0216 | 647.1768 | 9.1124 | 71.0216 | 681.7564 | 9.5993 | 71.0216 | 24.03% | 0.17766 | 0.13377 | 15893.5317 | 2548.7171 | 379.7854 | 12965.0293 | 16036.2982 | 0 | 0 | 16036.2982 | 0.02237%
2026 | 236 | 236-1563R | Tier-3 | Tier-3---13 | 5--4 | 17100% | 44 | 2260.6624 | 98.61% | 1.288% | 0.1052% | 166.3408 | 0 | 0 | 166.3408 | 0 | 158.6778 | 5.8108 | 27.3074 | 158.6778 | 5.8108 | 27.3074 | 167.1562 | 6.1213 | 27.3074 | 7.358% | 0.17215 | 0.15931 | 13131.72 | 2138.3841 | 138.0778 | 10855.258 | 13146.4685 | 0 | 0 | 13146.4685 | 0.005485%
2026 | 236 | 236-1567R | Tier-3 | Tier-3---10 | 5--5 | 49800% | 127 | 5332.0037 | 98.07% | 1.841% | 0.0848% | 386.7397 | 0 | 0 | 386.7397 | 0 | 368.9234 | 16.7721 | 21.9963 | 368.9234 | 16.7721 | 21.9963 | 388.6355 | 17.6682 | 21.9963 | 7.253% | 0.18129 | 0.16788 | 29411.5902 | 5307.4744 | 501.4864 | 23602.6294 | 29456.8187 | 0 | 0 | 29456.8187 | 0.01275%
2026 | 236 | 236-1569R | Tier-3 | Tier-3---8 | 5--5 | 22300% | 75 | 21222.9131 | 98.36% | 1.585% | 0.05121% | 2036.081 | 0 | 0 | 2036.081 | 0 | 1942.2829 | 9.9048 | 196.0956 | 1942.2829 | 9.9048 | 196.0956 | 2046.0618 | 10.434 | 196.0956 | 9.594% | 0.21435 | 0.19344 | 99012.7753 | 16128.7388 | 1444.5093 | 81439.5272 | 99187.8524 | 0 | 0 | 99187.8524 | 0.06714%
2026 | 237 | 237-1765R | Tier-3 | Tier-3---1 | 5--5 | 53600% | 159 | 28249.2525 | 99.34% | 0.6358% | 0.01982% | 2414.2404 | 0 | 0 | 2414.2404 | 0 | 2303.0213 | 20.9981 | 109.6775 | 2303.0213 | 20.9981 | 109.6775 | 2426.0749 | 22.1201 | 109.6775 | 8.546% | 0.25909 | 0.2368 | 109034.6893 | 21935.6413 | 634.4252 | 86464.6228 | 109101.9756 | 0 | 0 | 109101.9756 | 0.07961%
2026 | 237 | 237-17R | Tier-2 | Tier-2---1 | 5--5 | 11300% | 16 | 27080.7376 | 98.89% | 1.071% | 0.0369% | 1099.6671 | 0 | 0 | 1099.6671 | 0 | 1049.0077 | 2.113 | 496.4497 | 1049.0077 | 2.113 | 496.4497 | 1105.0576 | 2.2259 | 496.4497 | 4.061% | 0.15539 | 0.14901 | 174274.8137 | 31991.9545 | 1838.789 | 140444.0702 | 174357.4973 | 0 | 0 | 174357.4973 | 0.03626%
2026 | 237 | 237-26F | Tier-2 | Tier-2---10 | 5--4 | 65100% | 33 | 663.2151 | 70.89% | 28.72% | 0.399% | 6.911 | 0 | 0 | 6.911 | 0 | 6.5926 | 4.3581 | 1.5127 | 6.5926 | 4.3581 | 1.5127 | 6.9449 | 4.591 | 1.5127 | 1.042% | 0.10897 | 0.10737 | 6086.0279 | 695.3102 | 1570.8815 | 3819.8362 | 6112.4648 | 0 | 0 | 6112.4648 | 0.0002279%
2026 | 237 | 237-30R | Tier-3 | Tier-3---1 | 5--5 | 12700% | 52 | 65515.492 | 98.93% | 1.038% | 0.03019% | 7696.2215 | 0 | 0 | 7696.2215 | 0 | 7341.6725 | 6.8673 | 1069.0751 | 7341.6725 | 6.8673 | 1069.0751 | 7733.9481 | 7.2342 | 1069.0751 | 11.75% | 0.49249 | 0.43401 | 133030.3773 | 22547.6539 | 1250.7985 | 109231.9249 | 133221.8448 | 0 | 0 | 133221.8448 | 0.2538%
2026 | 239 | 239-2207R | Tier-3 | Tier-3---16 | 4--4 | 13400% | 17 | 860.3234 | 98.08% | 1.495% | 0.4234% | 31.0448 | 0 | 0 | 31.0448 | 0 | 29.6147 | 2.2451 | 13.1909 | 29.6147 | 2.2451 | 13.1909 | 31.197 | 2.365 | 13.1909 | 3.609% | 0.078224 | 0.075346 | 10998.2588 | 1887.5765 | 146.4219 | 8964.2604 | 11006.3197 | 0 | 0 | 11006.3197 | 0.001024%
2026 | 239 | 239-2213R | Tier-3 | Tier-3---15 | 5--4 | 30500% | 11 | 1116.4705 | 96.46% | 3.23% | 0.3121% | 11.2635 | 0 | 0 | 11.2635 | 0 | 10.7446 | 1.4527 | 7.3963 | 10.7446 | 1.4527 | 7.3963 | 11.3187 | 1.5303 | 7.3963 | 1.009% | 0.1294 | 0.12805 | 8627.7496 | 1319.6651 | 288.3985 | 7019.686 | 8630.9799 | 0 | 0 | 8630.9799 | 0.0003714%
2026 | 239 | 239-2215R | Tier-3 | Tier-3---10 | 5--5 | 43600% | 29 | 6268.6569 | 98.24% | 1.63% | 0.1302% | 118.7878 | 0 | 0 | 118.7878 | 0 | 113.3155 | 3.8298 | 29.5875 | 113.3155 | 3.8298 | 29.5875 | 119.3701 | 4.0345 | 29.5875 | 1.895% | 0.15408 | 0.1511 | 40685.5389 | 6831.4863 | 640.4954 | 33213.5572 | 40699.6238 | 0 | 0 | 40699.6238 | 0.003917%
2026 | 246 | 246-34R | Tier-3 | Tier-3---12 | 4--5 | 22700% | 22 | 3387.0058 | 94.54% | 5.197% | 0.2577% | 90.0012 | 0 | 0 | 90.0012 | 0 | 85.855 | 2.9054 | 29.5501 | 85.855 | 2.9054 | 29.5501 | 90.4424 | 3.0606 | 29.5501 | 2.657% | 0.070488 | 0.068507 | 48050.8143 | 8360.4537 | 2387.5887 | 37302.7719 | 48126.6178 | 0 | 0 | 48126.6178 | 0.002968%
2026 | 247 | 247-46 | Tier-3 | Tier-3---16 | 4--5 | 900% | 9 | 1360.3328 | 92.51% | 7.186% | 0.3009% | 364.9616 | 0 | 0 | 364.9616 | 0 | 348.1486 | 1.1886 | 292.913 | 348.1486 | 1.1886 | 292.913 | 366.7506 | 1.2521 | 292.913 | 26.83% | 0.045228 | 0.032112 | 30076.9614 | 4522.9768 | 2007.8493 | 23546.1352 | 30996.7037 | 0 | 0 | 30996.7037 | 0.01204%
2026 | 247 | 247-48 | Tier-2 | Tier-2---16 | 3--3 | 10900% | 68 | 105.2026 | 98.18% | 1.532% | 0.2854% | 18.6871 | 0 | 0 | 18.6871 | 0 | 17.8262 | 8.9803 | 1.985 | 17.8262 | 8.9803 | 1.985 | 18.7787 | 9.4602 | 1.985 | 17.76% | 0.026216 | 0.021473 | 4012.9756 | 640.3206 | 51.944 | 3320.7111 | 4029.0822 | 0 | 0 | 4029.0822 | 0.0006162%
2026 | 283 | 283-55R | Tier-3 | Tier-3---9 | 5--5 | 12700% | 98 | 5299.6344 | 98.55% | 1.37% | 0.07601% | 1168.8055 | 0 | 0 | 1168.8055 | 0 | 1114.961 | 12.9422 | 86.149 | 1114.961 | 12.9422 | 86.149 | 1174.5349 | 13.6338 | 86.149 | 22.05% | 0.20157 | 0.15646 | 26291.5727 | 4431.5745 | 343.4719 | 21516.5263 | 26401.1453 | 0 | 0 | 26401.1453 | 0.03854%
2026 | 283 | 283-71F | Tier-3 | Tier-3---13 | 5--4 | 200% | 2 | 2013.5901 | 87.8% | 12.03% | 0.1689% | 512.7057 | 0 | 0 | 512.7057 | 0 | 489.0864 | 0.26413 | 1851.7066 | 489.0864 | 0.26413 | 1851.7066 | 515.219 | 0.27824 | 1851.7066 | 25.46% | 0.19011 | 0.13498 | 10591.4545 | 1521.6606 | 1147.6649 | 7922.129 | 11119.1969 | 0 | 0 | 11119.1969 | 0.01691%
2026 | 283 | 283-80F | Tier-3 | Tier-3---19 | 5--1 | 25000% | 5 | 22.6843 | 50.28% | 49.56% | 0.1579% | 0.066156 | 0 | 0 | 0.066156 | 0 | 0.063109 | 0.66032 | 0.095573 | 0.063109 | 0.66032 | 0.095573 | 0.066481 | 0.6956 | 0.095573 | 0.2916% | 0.17072 | 0.16973 | 132.8742 | 11.4022 | 53.3449 | 68.1271 | 133.2596 | 0 | 0 | 133.2596 | 2.182e-06%
2026 | 300 | 300-484F | Tier-2 | Tier-2---9 | 4--5 | 10900% | 46 | 754.1323 | 92.41% | 6.882% | 0.7076% | 85.2901 | 0 | 0 | 85.2901 | 0 | 81.361 | 6.0749 | 13.3929 | 81.361 | 6.0749 | 13.3929 | 85.7082 | 6.3995 | 13.3929 | 11.31% | 0.039922 | 0.035036 | 18890.1433 | 2594.5618 | 1654.6819 | 14640.8997 | 19090.068 | 0 | 0 | 19090.068 | 0.002813%
2026 | 307 | 307-234R | Tier-2 | Tier-2---4 | 5--5 | 56500% | 201 | 4762.848 | 95.55% | 4.384% | 0.07015% | 469.4871 | 0 | 0 | 469.4871 | 0 | 447.8588 | 26.5448 | 16.8718 | 447.8588 | 26.5448 | 16.8718 | 471.7885 | 27.9631 | 16.8718 | 9.857% | 0.11001 | 0.098658 | 43295.9421 | 6736.6432 | 1761.8167 | 34797.4822 | 43517.7907 | 0 | 0 | 43517.7907 | 0.01548%
2026 | 350 | 350-2188R | Tier-2 | Tier-2---5 | 5--5 | 82600% | 641 | 3602.0119 | 95.48% | 4.084% | 0.4314% | 774.0249 | 0 | 0 | 774.0249 | 0 | 738.3671 | 84.6528 | 8.7223 | 738.3671 | 84.6528 | 8.7223 | 777.8191 | 89.1759 | 8.7223 | 21.49% | 0.15121 | 0.11718 | 23821.2544 | 3643.7972 | 896.9251 | 19280.5321 | 24133.6124 | 0 | 0 | 24133.6124 | 0.02552%
2026 | 350 | 350-2192R | Tier-2 | Tier-2---2 | 5--5 | 80700% | 314 | 13871.6222 | 98.14% | 1.698% | 0.1643% | 1536.086 | 0 | 0 | 1536.086 | 0 | 1465.3217 | 41.468 | 35.3362 | 1465.3217 | 41.468 | 35.3362 | 1543.6159 | 43.6837 | 35.3362 | 11.07% | 0.18928 | 0.16792 | 73287.5708 | 12530.2712 | 1204.2381 | 59553.0615 | 73461.1992 | 0 | 0 | 73461.1992 | 0.05065%
2026 | 350 | 350-2196R | Tier-2 | Tier-2---5 | 5--5 | 36100% | 120 | 5570.6857 | 96.99% | 2.589% | 0.4237% | 520.8311 | 0 | 0 | 520.8311 | 0 | 496.8375 | 15.8476 | 31.3509 | 496.8375 | 15.8476 | 31.3509 | 523.3842 | 16.6944 | 31.3509 | 9.349% | 0.19915 | 0.17995 | 27972.7323 | 4549.3249 | 680.341 | 22743.0664 | 28062.6286 | 0 | 0 | 28062.6286 | 0.01718%
2026 | 350 | 350-2201R | Tier-3 | Tier-3---4 | 5--5 | 47500% | 356 | 13521.7454 | 99.28% | 0.6466% | 0.06915% | 2917.8816 | 0 | 0 | 2917.8816 | 0 | 2783.4608 | 47.0147 | 59.2041 | 2783.4608 | 47.0147 | 59.2041 | 2932.1849 | 49.5267 | 59.2041 | 21.58% | 0.1241 | 0.09713 | 108955.4794 | 20355.5322 | 658.7237 | 87941.2235 | 109172.0373 | 0 | 0 | 109172.0373 | 0.09622%
2026 | 350 | 350-41R | Tier-2 | Tier-2---3 | 5--5 | 34100% | 39 | 11201.3889 | 98.88% | 1.023% | 0.1021% | 367.3396 | 0 | 0 | 367.3396 | 0 | 350.4171 | 5.1505 | 68.0358 | 350.4171 | 5.1505 | 68.0358 | 369.1403 | 5.4257 | 68.0358 | 3.279% | 0.12896 | 0.12469 | 86857.3846 | 16955.532 | 989.3213 | 68912.5314 | 86890.8974 | 0 | 0 | 86890.8974 | 0.01211%
2026 | 351 | 351-819R | Tier-2 | Tier-2---1 | 5--5 | 11000% | 60 | 23517.4275 | 99.25% | 0.716% | 0.03401% | 3692.1288 | 0 | 0 | 3692.1288 | 0 | 3522.04 | 7.9238 | 444.4875 | 3522.04 | 7.9238 | 444.4875 | 3710.2275 | 8.3472 | 444.4875 | 15.7% | 0.14376 | 0.12102 | 163589.7091 | 37860.9824 | 1092.4816 | 124636.245 | 163820.2575 | 0 | 0 | 163820.2575 | 0.1218%
2026 | 351 | 351-871R | Tier-3 | Tier-3---6 | 5--5 | 35900% | 159 | 9144.3124 | 99.73% | 0.2371% | 0.03256% | 1171.3293 | 0 | 0 | 1171.3293 | 0 | 1117.3686 | 20.9981 | 53.2128 | 1117.3686 | 20.9981 | 53.2128 | 1177.0711 | 22.1201 | 53.2128 | 12.81% | 0.11468 | 0.099951 | 79737.0821 | 12866.5749 | 173.3661 | 66697.1411 | 79768.7693 | 0 | 0 | 79768.7693 | 0.03863%
2026 | 352 | 352-27R | Tier-3 | Tier-3---2 | 5--5 | 20400% | 120 | 18614.1823 | 99.36% | 0.5928% | 0.04664% | 3155.0548 | 0 | 0 | 3155.0548 | 0 | 3009.7079 | 15.8476 | 189.9152 | 3009.7079 | 15.8476 | 189.9152 | 3170.5208 | 16.6944 | 189.9152 | 16.95% | 0.11814 | 0.097983 | 157566.7738 | 32189.8213 | 867.9223 | 124509.0302 | 157774.0116 | 0 | 0 | 157774.0116 | 0.104%
2026 | 353 | 353-1429R | Tier-2 | Tier-2---6 | 5--5 | 2800% | 25 | 9221.8022 | 97.49% | 2.457% | 0.05523% | 2327.8029 | 0 | 0 | 2327.8029 | 0 | 2220.5659 | 3.3016 | 672.5742 | 2220.5659 | 3.3016 | 672.5742 | 2339.2137 | 3.478 | 672.5742 | 25.24% | 0.12141 | 0.089975 | 75954.4937 | 16555.9174 | 1751.4473 | 57647.129 | 76621.1794 | 0 | 0 | 76621.1794 | 0.07676%
2026 | 353 | 353-900F | Tier-2 | Tier-2---8 | 5--5 | 8200% | 26 | 1991.3582 | 88.69% | 11.27% | 0.03442% | 162.4061 | 0 | 0 | 162.4061 | 0 | 154.9244 | 3.4337 | 45.1194 | 154.9244 | 3.4337 | 45.1194 | 163.2022 | 3.6171 | 45.1194 | 8.156% | 0.10085 | 0.091579 | 19745.2341 | 2847.6968 | 2035.1188 | 14862.4185 | 19971.2872 | 0 | 0 | 19971.2872 | 0.005356%
2026 | 353 | 353-901F | Tier-2 | Tier-2---4 | 5--5 | 1100% | 11 | 4555.6189 | 94.3% | 5.656% | 0.04182% | 1245.8541 | 0 | 0 | 1245.8541 | 0 | 1188.4602 | 1.4527 | 818.104 | 1188.4602 | 1.4527 | 818.104 | 1251.9613 | 1.5303 | 818.104 | 27.35% | 0.10618 | 0.07539 | 42903.6289 | 8030.1734 | 2213.8729 | 32659.5826 | 43902.1128 | 0 | 0 | 43902.1128 | 0.04108%
2026 | 353 | 353-902F | Tier-2 | Tier-2---11 | 5--3 | 18100% | 74 | 465.1006 | 62.84% | 37.09% | 0.07221% | 34.6523 | 0 | 0 | 34.6523 | 0 | 33.056 | 9.7727 | 3.3825 | 33.056 | 9.7727 | 3.3825 | 34.8222 | 10.2949 | 3.3825 | 7.451% | 0.098854 | 0.087134 | 4704.9245 | 482.7247 | 1590.8556 | 2631.3442 | 4940.0997 | 0 | 0 | 4940.0997 | 0.001143%
2026 | 353 | 353-904R | Tier-2 | Tier-2---3 | 5--5 | 48100% | 17 | 13534.4067 | 99.43% | 0.528% | 0.03951% | 137.9334 | 0 | 0 | 137.9334 | 0 | 131.5791 | 2.2451 | 58.6077 | 131.5791 | 2.2451 | 58.6077 | 138.6096 | 2.365 | 58.6077 | 1.019% | 0.12577 | 0.12448 | 107611.5055 | 19419.395 | 792.7842 | 87399.3263 | 107617.8293 | 0 | 0 | 107617.8293 | 0.004549%
2026 | 354 | 354-1706R | Tier-2 | Tier-2---1 | 5--5 | 8900% | 10 | 20510.2592 | 99.17% | 0.7728% | 0.06052% | 662.7428 | 0 | 0 | 662.7428 | 0 | 632.2116 | 1.3206 | 478.7172 | 632.2116 | 1.3206 | 478.7172 | 665.9915 | 1.3912 | 478.7172 | 3.231% | 0.13939 | 0.13485 | 147143.8192 | 29557.6672 | 1212.8556 | 116373.2964 | 147185.1179 | 0 | 0 | 147185.1179 | 0.02185%
2026 | 354 | 354-24AE | Tier-2 | Tier-2---4 | 4--5 | 22600% | 118 | 3653.654 | 88.54% | 11.39% | 0.07412% | 489.799 | 0 | 0 | 489.799 | 0 | 467.235 | 15.5835 | 29.9826 | 467.235 | 15.5835 | 29.9826 | 492.2 | 16.4162 | 29.9826 | 13.41% | 0.080555 | 0.068357 | 45356.2427 | 6500.1683 | 4749.3039 | 34106.7705 | 46284.0492 | 0 | 0 | 46284.0492 | 0.01615%
2026 | 355 | 355-41R | Tier-2 | Tier-2---6 | 4--5 | 100% | 1 | 7500.5861 | 98.5% | 1.439% | 0.05987% | 2142.5597 | 0 | 0 | 2142.5597 | 0 | 2043.8564 | 0.13206 | 15476.2926 | 2043.8564 | 0.13206 | 15476.2926 | 2153.0625 | 0.13912 | 15476.2926 | 28.57% | 0.092253 | 0.0655 | 81304.346 | 12979.0487 | 1073.0006 | 67252.2967 | 81802.2142 | 0 | 0 | 81802.2142 | 0.07065%
2026 | 355 | 355-65R | Tier-2 | Tier-2---21 | 1--2 | 5800% | 35 | 0.06699 | 46.11% | 0% | 53.89% | 0.0054051 | 0 | 0 | 0.0054051 | 0 | 0.0051561 | 4.6222 | 0.0011155 | 0.0051561 | 4.6222 | 0.0011155 | 0.0054316 | 4.8692 | 0.0011155 | 8.069% | 7.02e-05 | 5.7915e-05 | 954.2713 | 72.5365 | 46.719 | 835.0158 | 1063.3645 | 0 | 0 | 1063.3645 | 1.782e-07%
2026 | 355 | 355-6R | Tier-2 | Tier-2---7 | 4--5 | 21600% | 94 | 1698.7097 | 79.94% | 19.99% | 0.07228% | 171.376 | 0 | 0 | 171.376 | 0 | 163.4811 | 12.414 | 13.1691 | 163.4811 | 12.414 | 13.1691 | 172.2161 | 13.0773 | 13.1691 | 10.09% | 0.074333 | 0.064952 | 22852.699 | 2966.2426 | 4205.6125 | 15680.8438 | 23514.8415 | 0 | 0 | 23514.8415 | 0.005651%
2026 | 356 | 356-16R | Tier-2 | Tier-2---4 | 4--5 | 73600% | 73 | 5437.4375 | 98.14% | 1.781% | 0.0775% | 153.4932 | 0 | 0 | 153.4932 | 0 | 146.4221 | 9.6406 | 15.188 | 146.4221 | 9.6406 | 15.188 | 154.2457 | 10.1558 | 15.188 | 2.823% | 0.090754 | 0.088144 | 59914.026 | 11488.6365 | 1202.6478 | 47222.7417 | 59947.006 | 0 | 0 | 59947.006 | 0.005062%
2026 | 356 | 356-19R | Tier-3 | Tier-3---8 | 5--5 | 73000% | 400 | 16012.7864 | 97.76% | 2.145% | 0.09187% | 2487.5735 | 0 | 0 | 2487.5735 | 0 | 2372.9761 | 52.8255 | 44.9211 | 2372.9761 | 52.8255 | 44.9211 | 2499.7675 | 55.648 | 44.9211 | 15.53% | 0.16775 | 0.1411 | 95453.8626 | 17291.24 | 1933.3613 | 76229.2613 | 95857.3005 | 0 | 0 | 95857.3005 | 0.08203%
2026 | 356 | 356-30AE | Tier-3 | Tier-3---6 | 5--5 | 4000% | 22 | 9294.6751 | 95.41% | 4.438% | 0.1505% | 1414.4788 | 0 | 0 | 1414.4788 | 0 | 1349.3167 | 2.9054 | 464.4166 | 1349.3167 | 2.9054 | 464.4166 | 1421.4126 | 3.0606 | 464.4166 | 15.22% | 0.14106 | 0.11856 | 65892.3901 | 11916.7444 | 2728.2388 | 51247.4069 | 66466.1257 | 0 | 0 | 66466.1257 | 0.04664%
2026 | 357 | 357-1147R | Tier-2 | Tier-2---10 | 5--4 | 1700% | 10 | 1251.1758 | 99.06% | 0.8754% | 0.0621% | 211.4348 | 0 | 0 | 211.4348 | 0 | 201.6945 | 1.3206 | 152.7251 | 201.6945 | 1.3206 | 152.7251 | 212.4713 | 1.3912 | 152.7251 | 16.9% | 0.14287 | 0.1185 | 8757.5771 | 1409.6316 | 71.0463 | 7276.8992 | 8774.464 | 0 | 0 | 8774.464 | 0.006972%
2026 | 357 | 357-2047F | Tier-2 | Tier-2---10 | 5--4 | 27100% | 139 | 878.9304 | 95.49% | 4.482% | 0.03213% | 124.8346 | 0 | 0 | 124.8346 | 0 | 119.0837 | 18.3569 | 6.4872 | 119.0837 | 18.3569 | 6.4872 | 125.4466 | 19.3377 | 6.4872 | 14.2% | 0.14128 | 0.12027 | 6221.0361 | 965.311 | 255.5825 | 5000.1426 | 6270.1115 | 0 | 0 | 6270.1115 | 0.004117%
2026 | 357 | 357-2049F | Tier-3 | Tier-3---8 | 5--5 | 36300% | 173 | 16869.708 | 98.79% | 1.184% | 0.02933% | 2303.257 | 0 | 0 | 2303.257 | 0 | 2197.1507 | 22.847 | 96.1679 | 2197.1507 | 22.847 | 96.1679 | 2314.5474 | 24.0678 | 96.1679 | 13.65% | 0.18286 | 0.15759 | 92253.2607 | 17311.1307 | 1006.4282 | 73935.7018 | 92432.8073 | 0 | 0 | 92432.8073 | 0.07595%
2026 | 357 | 357-45R | Tier-3 | Tier-3---8 | 5--5 | 38300% | 127 | 17696.7525 | 97.47% | 2.478% | 0.04808% | 1658.7706 | 0 | 0 | 1658.7706 | 0 | 1582.3545 | 16.7721 | 94.3445 | 1582.3545 | 16.7721 | 94.3445 | 1666.9019 | 17.6682 | 94.3445 | 9.373% | 0.18538 | 0.16755 | 95462.1405 | 19005.7771 | 2236.2758 | 74220.0876 | 95718.6698 | 0 | 0 | 95718.6698 | 0.0547%
2026 | 357 | 357-50R | Tier-3 | Tier-3---4 | 5--5 | 27200% | 170 | 10432.4887 | 97.04% | 2.884% | 0.07824% | 1834.8834 | 0 | 0 | 1834.8834 | 0 | 1750.3541 | 22.4508 | 77.9639 | 1750.3541 | 22.4508 | 77.9639 | 1843.8779 | 23.6504 | 77.9639 | 17.59% | 0.14913 | 0.1221 | 69957.169 | 13067.3057 | 1874.1098 | 55015.7535 | 70415.8608 | 0 | 0 | 70415.8608 | 0.06051%
2026 | 357 | 357-750R | Tier-2 | Tier-2---2 | 5--5 | 2100% | 5 | 11757.6254 | 97.81% | 2.143% | 0.05143% | 794.0233 | 0 | 0 | 794.0233 | 0 | 757.4443 | 0.66032 | 1147.0894 | 757.4443 | 0.66032 | 1147.0894 | 797.9156 | 0.6956 | 1147.0894 | 6.753% | 0.171 | 0.1592 | 68756.8371 | 13656.9609 | 1362.3102 | 53737.566 | 68868.7291 | 0 | 0 | 68868.7291 | 0.02618%
2026 | 358 | 358-1175F | Tier-2 | Tier-2---11 | 5--3 | 14000% | 10 | 599.5834 | 97.21% | 2.746% | 0.04768% | 12.0729 | 0 | 0 | 12.0729 | 0 | 11.5168 | 1.3206 | 8.7206 | 11.5168 | 1.3206 | 8.7206 | 12.1321 | 1.3912 | 8.7206 | 2.014% | 0.14195 | 0.13901 | 4224.0008 | 666.1443 | 106.9445 | 3450.912 | 4226.497 | 0 | 0 | 4226.497 | 0.0003981%
2026 | 387 | 387-15 | Tier-3 | Tier-3---16 | 4--5 | 74800% | 2 | 1455.0528 | 89.01% | 10.72% | 0.2619% | 1.0043 | 0 | 0 | 1.0043 | 0 | 0.95804 | 0.26413 | 3.6272 | 0.95804 | 0.26413 | 3.6272 | 1.0092 | 0.27824 | 3.6272 | 0.06902% | 0.072601 | 0.072545 | 20041.7181 | 3328.5132 | 2008.3795 | 14704.8254 | 20043.4266 | 0 | 0 | 20043.4266 | 3.312e-05%
2026 | 396 | 396-699R | Tier-2 | Tier-2---5 | 5--5 | 200% | 1 | 3136.9517 | 88.18% | 11.4% | 0.4202% | 401.0956 | 0 | 0 | 401.0956 | 0 | 382.618 | 0.13206 | 2897.2231 | 382.618 | 0.13206 | 2897.2231 | 403.0618 | 0.13912 | 2897.2231 | 12.79% | 0.15664 | 0.13392 | 20026.8881 | 3486.3931 | 2134.8995 | 14405.5955 | 20428.3254 | 0 | 0 | 20428.3254 | 0.01323%
2026 | 401 | 401-684R | Tier-2 | Tier-2---21 | 4--1 | 85600% | 16 | 1.5961 | 62.42% | 35.57% | 2.007% | 0.0054008 | 0 | 0 | 0.0054008 | 0 | 0.005152 | 2.113 | 0.0024382 | 0.005152 | 2.113 | 0.0024382 | 0.0054273 | 2.2259 | 0.0024382 | 0.3384% | 0.030395 | 0.03023 | 52.5129 | 8.9983 | 14.8334 | 28.6812 | 52.6204 | 0 | 0 | 52.6204 | 1.781e-07%
2026 | 411 | 411-30R | Tier-3 | Tier-3---6 | 5--5 | 20100% | 196 | 6370.0414 | 98.47% | 1.262% | 0.272% | 1773.7241 | 0 | 0 | 1773.7241 | 0 | 1692.0123 | 25.8845 | 65.3678 | 1692.0123 | 25.8845 | 65.3678 | 1782.4188 | 27.2675 | 65.3678 | 27.84% | 0.10309 | 0.07394 | 61789.3921 | 12748.9007 | 821.0259 | 48219.4655 | 62163.1413 | 0 | 0 | 62163.1413 | 0.05849%
2026 | 442 | 442-16R | Tier-3 | Tier-3---14 | 5--3 | 14500% | 40 | 1834.9376 | 96.09% | 3.534% | 0.3793% | 141.0509 | 0 | 0 | 141.0509 | 0 | 134.553 | 5.2825 | 25.4712 | 134.553 | 5.2825 | 25.4712 | 141.7423 | 5.5648 | 25.4712 | 7.687% | 0.45792 | 0.42129 | 4007.1227 | 501.0309 | 121.8682 | 3384.2237 | 4020.7574 | 0 | 0 | 4020.7574 | 0.004651%
2026 | 442 | 442-509R | Tier-3 | Tier-3---15 | 5--3 | 76300% | 68 | 852.9261 | 84.92% | 14.72% | 0.3553% | 18.7209 | 0 | 0 | 18.7209 | 0 | 17.8585 | 8.9803 | 1.9886 | 17.8585 | 8.9803 | 1.9886 | 18.8127 | 9.4602 | 1.9886 | 2.195% | 0.36954 | 0.35999 | 2308.0588 | 278.8986 | 306.2936 | 1722.8667 | 2317.2903 | 0 | 0 | 2317.2903 | 0.0006173%
2026 | 442 | 442-728R | Tier-3 | Tier-3---5 | 5--5 | 12200% | 84 | 11572.221 | 88.48% | 11.4% | 0.1243% | 2044.3772 | 0 | 0 | 2044.3772 | 0 | 1950.1969 | 11.0934 | 175.7987 | 1950.1969 | 11.0934 | 175.7987 | 2054.3986 | 11.6861 | 175.7987 | 17.67% | 0.35802 | 0.28653 | 32323.0144 | 5419.0959 | 3368.3532 | 23535.5653 | 33252.3105 | 0 | 0 | 33252.3105 | 0.06742%
2026 | 444 | 444-15R | Tier-2 | Tier-2---13 | 5--3 | 40300% | 344 | 333.8465 | 96.62% | 2.31% | 1.072% | 79.8461 | 0 | 0 | 79.8461 | 0 | 76.1678 | 45.4299 | 1.6766 | 76.1678 | 45.4299 | 1.6766 | 80.2375 | 47.8573 | 1.6766 | 23.92% | 0.14886 | 0.11201 | 2242.6726 | 267.3076 | 49.2808 | 1926.0842 | 2267.629 | 0 | 0 | 2267.629 | 0.002633%
2026 | 444 | 444-43R | Tier-2 | Tier-2---5 | 5--5 | 46500% | 363 | 3413.8137 | 97.67% | 1.995% | 0.3352% | 754.8368 | 0 | 0 | 754.8368 | 0 | 720.063 | 47.9391 | 15.0204 | 720.063 | 47.9391 | 15.0204 | 758.537 | 50.5006 | 15.0204 | 22.11% | 0.2124 | 0.16432 | 16072.3576 | 2078.7289 | 404.7694 | 13588.8592 | 16181.9415 | 0 | 0 | 16181.9415 | 0.02489%
2026 | 444 | 444-9R | Tier-2 | Tier-2---11 | 5--3 | 33700% | 42 | 571.2373 | 70.71% | 27.93% | 1.361% | 14.5983 | 0 | 0 | 14.5983 | 0 | 13.9258 | 5.5467 | 2.5107 | 13.9258 | 5.5467 | 2.5107 | 14.6699 | 5.843 | 2.5107 | 2.556% | 0.1488 | 0.14342 | 3839.0169 | 360.2149 | 1019.4785 | 2459.3235 | 3881.1838 | 0 | 0 | 3881.1838 | 0.0004814%
2026 | 445 | 445-1311R | Tier-3 | Tier-3---5 | 5--5 | 400% | 1 | 9632.5907 | 94.96% | 4.965% | 0.07823% | 663.1458 | 0 | 0 | 663.1458 | 0 | 632.596 | 0.13206 | 4790.0829 | 632.596 | 0.13206 | 4790.0829 | 666.3965 | 0.13912 | 4790.0829 | 6.884% | 0.53792 | 0.49892 | 17907.0399 | 2661.5807 | 811.6698 | 14433.7894 | 17977.626 | 0 | 0 | 17977.626 | 0.02187%
2026 | 445 | 445-1315 | Tier-2 | Tier-2---19 | 1--5 | 9700% | 36 | 26.2494 | 99.59% | 0% | 0.4079% | 2.8137 | 0 | 0 | 2.8137 | 0 | 2.684 | 4.7543 | 0.56455 | 2.684 | 4.7543 | 0.56455 | 2.8275 | 5.0083 | 0.56455 | 10.72% | 0.000636 | 0.00056755 | 41272.5846 | 5558.0973 | 1215.1763 | 34499.311 | 41292.8914 | 0 | 0 | 41292.8914 | 9.278e-05%
2026 | 445 | 445-17R | Tier-2 | Tier-2---8 | 5--3 | 24600% | 13 | 1603.5562 | 88.72% | 11.16% | 0.1231% | 21.803 | 0 | 0 | 21.803 | 0 | 20.7986 | 1.7168 | 12.1145 | 20.7986 | 1.7168 | 12.1145 | 21.9099 | 1.8086 | 12.1145 | 1.36% | 0.53426 | 0.52608 | 3001.4248 | 392.7995 | 299.0437 | 2309.5816 | 3006.6937 | 0 | 0 | 3006.6937 | 0.000719%
2026 | 445 | 445-39R | Tier-2 | Tier-2---5 | 5--4 | 20200% | 21 | 3678.5807 | 87.54% | 12.33% | 0.1304% | 97.0861 | 0 | 0 | 97.0861 | 0 | 92.6135 | 2.7733 | 33.3943 | 92.6135 | 2.7733 | 33.3943 | 97.562 | 2.9215 | 33.3943 | 2.639% | 0.48997 | 0.47519 | 7507.8253 | 962.2168 | 887.8643 | 5657.7442 | 7536.9032 | 0 | 0 | 7536.9032 | 0.003202%
2026 | 448 | 448-724R | Tier-3 | Tier-3---18 | 5--2 | 17000% | 10 | 520.639 | 76.18% | 22.78% | 1.038% | 6.7663 | 0 | 0 | 6.7663 | 0 | 6.4546 | 1.3206 | 4.8875 | 6.4546 | 1.3206 | 4.8875 | 6.7995 | 1.3912 | 4.8875 | 1.3% | 0.55035 | 0.54096 | 946.0153 | 77.3726 | 193.0689 | 675.5738 | 949.9254 | 0 | 0 | 949.9254 | 0.0002231%
2026 | 448 | 448-735R | Tier-3 | Tier-3---18 | 5--2 | 55700% | 1 | 630.7627 | 79.12% | 20.09% | 0.7869% | 0.25984 | 0 | 0 | 0.25984 | 0 | 0.24787 | 0.13206 | 1.8769 | 0.24787 | 0.13206 | 1.8769 | 0.26111 | 0.13912 | 1.8769 | 0.04119% | 0.54202 | 0.54173 | 1163.7353 | 117.1961 | 208.0615 | 838.4777 | 1163.8618 | 0 | 0 | 1163.8618 | 8.569e-06%
2026 | 449 | 449-13R | Tier-3 | Tier-3---7 | 5--5 | 2600% | 26 | 6729.9647 | 90.49% | 9.346% | 0.1629% | 1766.1075 | 0 | 0 | 1766.1075 | 0 | 1684.7466 | 3.4337 | 490.6568 | 1684.7466 | 3.4337 | 490.6568 | 1774.7649 | 3.6171 | 490.6568 | 26.24% | 0.28234 | 0.20046 | 23836.2998 | 3539.8627 | 2045.1194 | 18251.3177 | 24762.0721 | 0 | 0 | 24762.0721 | 0.05824%
2026 | 449 | 449-683 | Tier-3 | Tier-3---18 | 5--3 | 53400% | 56 | 625.3129 | 96.7% | 3.156% | 0.1473% | 18.3888 | 0 | 0 | 18.3888 | 0 | 17.5417 | 7.3956 | 2.3719 | 17.5417 | 7.3956 | 2.3719 | 18.4789 | 7.7907 | 2.3719 | 2.941% | 0.34581 | 0.33529 | 1808.2683 | 247.0492 | 45.475 | 1515.7441 | 1810.142 | 0 | 0 | 1810.142 | 0.0006064%
2026 | 470 | 470-47R | Tier-3 | Tier-3---2 | 5--5 | 15500% | 90 | 16740.3912 | 99.37% | 0.5365% | 0.09319% | 2801.1154 | 0 | 0 | 2801.1154 | 0 | 2672.0738 | 11.8857 | 224.8136 | 2672.0738 | 11.8857 | 224.8136 | 2814.8464 | 12.5208 | 224.8136 | 16.73% | 0.16225 | 0.13493 | 103174.1084 | 18151.9385 | 504.5592 | 84517.6107 | 103305.6591 | 0 | 0 | 103305.6591 | 0.09237%
2026 | 520 | 520-10R | Tier-2 | Tier-2---7 | 4--5 | 14500% | 16 | 1478.7446 | 97.97% | 1.759% | 0.2664% | 46.3612 | 0 | 0 | 46.3612 | 0 | 44.2255 | 2.113 | 20.93 | 44.2255 | 2.113 | 20.93 | 46.5885 | 2.2259 | 20.93 | 3.135% | 0.046043 | 0.04457 | 32116.3215 | 6760.2491 | 666.312 | 24689.7604 | 32137.8295 | 0 | 0 | 32137.8295 | 0.001529%
2026 | 520 | 520-1525R | Tier-2 | Tier-2---8 | 5--5 | 24900% | 13 | 1632.8033 | 98.29% | 1.436% | 0.2778% | 24.2979 | 0 | 0 | 24.2979 | 0 | 23.1786 | 1.7168 | 13.5008 | 23.1786 | 1.7168 | 13.5008 | 24.4171 | 1.8086 | 13.5008 | 1.488% | 0.099044 | 0.097544 | 16485.7021 | 3352.5642 | 292.1155 | 12841.0224 | 16490.0449 | 0 | 0 | 16490.0449 | 0.0008013%
2026 | 520 | 520-1527R | Tier-3 | Tier-3---7 | 5--5 | 40800% | 59 | 6763.0006 | 96.72% | 3.176% | 0.1068% | 274.3058 | 0 | 0 | 274.3058 | 0 | 261.6691 | 7.7918 | 33.5828 | 261.6691 | 7.7918 | 33.5828 | 275.6505 | 8.2081 | 33.5828 | 4.056% | 0.27105 | 0.25968 | 24951.4497 | 4456.278 | 731.2619 | 19763.9099 | 24987.2986 | 0 | 0 | 24987.2986 | 0.009046%
2026 | 520 | 520-1902R | Tier-2 | Tier-2---9 | 4--4 | 27600% | 133 | 748.333 | 77.34% | 21.7% | 0.962% | 80.8769 | 0 | 0 | 80.8769 | 0 | 77.1511 | 17.5645 | 4.3925 | 77.1511 | 17.5645 | 4.3925 | 81.2734 | 18.503 | 4.3925 | 10.81% | 0.058932 | 0.050696 | 12698.2886 | 2074.7299 | 2551.2719 | 8072.2868 | 13165.7767 | 0 | 0 | 13165.7767 | 0.002667%
2026 | 520 | 520-1904 | Tier-3 | Tier-3---13 | 4--5 | 11300% | 5 | 2084.5359 | 96.48% | 3.265% | 0.2521% | 25.8076 | 0 | 0 | 25.8076 | 0 | 24.6187 | 0.66032 | 37.2831 | 24.6187 | 0.66032 | 37.2831 | 25.9342 | 0.6956 | 37.2831 | 1.238% | 0.05278 | 0.052102 | 39495.106 | 6591.0687 | 1215.4691 | 31688.5681 | 39513.1631 | 0 | 0 | 39513.1631 | 0.000851%
2026 | 520 | 520-22R | Tier-2 | Tier-2---14 | 4--4 | 31500% | 119 | 258.296 | 74.72% | 24.53% | 0.7505% | 21.145 | 0 | 0 | 21.145 | 0 | 20.1709 | 15.7156 | 1.2835 | 20.1709 | 15.7156 | 1.2835 | 21.2486 | 16.5553 | 1.2835 | 8.186% | 0.036011 | 0.032065 | 7172.7783 | 1320.6919 | 1869.4908 | 3982.5956 | 7395.8471 | 0 | 0 | 7395.8471 | 0.0006973%
2026 | 521 | 521-14R | Tier-3 | Tier-3---5 | 5--5 | 33500% | 88 | 11350.2874 | 96.69% | 3.233% | 0.07621% | 836.0447 | 0 | 0 | 836.0447 | 0 | 797.5298 | 11.6216 | 68.6248 | 797.5298 | 11.6216 | 68.6248 | 840.1429 | 12.2426 | 68.6248 | 7.366% | 0.27097 | 0.25032 | 41888.3276 | 6522.016 | 1245.0082 | 34121.3033 | 42002.6199 | 0 | 0 | 42002.6199 | 0.02757%
2026 | 521 | 521-1856R | Tier-3 | Tier-3---6 | 5--5 | 30700% | 23 | 8477.8617 | 97.79% | 2.104% | 0.1048% | 180.1256 | 0 | 0 | 180.1256 | 0 | 171.8276 | 3.0375 | 56.5694 | 171.8276 | 3.0375 | 56.5694 | 181.0086 | 3.1998 | 56.5694 | 2.125% | 0.15411 | 0.15076 | 55012.684 | 8678.1991 | 1054.7005 | 45279.7844 | 55039.6654 | 0 | 0 | 55039.6654 | 0.00594%
2026 | 521 | 521-18R | Tier-3 | Tier-3---6 | 4--5 | 35800% | 125 | 8713.0173 | 99.36% | 0.5424% | 0.09583% | 876.6228 | 0 | 0 | 876.6228 | 0 | 836.2386 | 16.508 | 50.6567 | 836.2386 | 16.508 | 50.6567 | 880.9199 | 17.39 | 50.6567 | 10.06% | 0.071321 | 0.064099 | 122165.8816 | 19717.7113 | 666.3639 | 101781.8064 | 122253.7308 | 0 | 0 | 122253.7308 | 0.02891%
2026 | 521 | 521-27R | Tier-2 | Tier-2---3 | 4--5 | 19900% | 61 | 5618.6229 | 98.78% | 1.092% | 0.1294% | 493.3661 | 0 | 0 | 493.3661 | 0 | 470.6377 | 8.0559 | 58.4216 | 470.6377 | 8.0559 | 58.4216 | 495.7845 | 8.4863 | 58.4216 | 8.781% | 0.063668 | 0.058008 | 88249.328 | 16011.7412 | 1005.788 | 71231.7988 | 88354.4592 | 0 | 0 | 88354.4592 | 0.01627%
2026 | 523 | 523-31AE | Tier-2 | Tier-2---14 | 4--4 | 23100% | 173 | 305.199 | 11.7% | 87.21% | 1.095% | 7.753 | 0 | 0 | 7.753 | 0 | 7.3958 | 22.847 | 0.32371 | 7.3958 | 22.847 | 0.32371 | 7.791 | 24.0678 | 0.32371 | 2.54% | 0.037419 | 0.029292 | 8156.1707 | 205.0688 | 6422.8624 | 1528.2395 | 10154.3663 | 0 | 0 | 10154.3663 | 0.0002557%
2026 | 524 | 524-1782F | Tier-3 | Tier-3---10 | 4--5 | 48900% | 289 | 5468.1345 | 99.78% | 0.1144% | 0.1099% | 935.0845 | 0 | 0 | 935.0845 | 0 | 892.0071 | 38.1664 | 23.3715 | 892.0071 | 38.1664 | 23.3715 | 939.6683 | 40.2057 | 23.3715 | 17.1% | 0.040404 | 0.033479 | 135337.1336 | 26288.6429 | 296.748 | 108751.7427 | 135399.9283 | 0 | 0 | 135399.9283 | 0.03084%
2026 | 524 | 524-27R | Tier-3 | Tier-3---4 | 4--5 | 28300% | 223 | 11317.6942 | 99.77% | 0.1414% | 0.08951% | 2580.3006 | 0 | 0 | 2580.3006 | 0 | 2461.4315 | 29.4502 | 83.5794 | 2461.4315 | 29.4502 | 83.5794 | 2592.9491 | 31.0238 | 83.5794 | 22.8% | 0.060207 | 0.046449 | 187979.0829 | 37296.5794 | 584.5714 | 150097.9321 | 188107.6653 | 0 | 0 | 188107.6653 | 0.08509%
2026 | 524 | 524-46R | Tier-3 | Tier-3---4 | 5--5 | 28300% | 204 | 13710.9533 | 98.99% | 0.9557% | 0.05722% | 2837.187 | 0 | 0 | 2837.187 | 0 | 2706.4836 | 26.941 | 100.4597 | 2706.4836 | 26.941 | 100.4597 | 2851.0947 | 28.3805 | 100.4597 | 20.69% | 0.18916 | 0.14961 | 72484.9745 | 13906.2618 | 666.7027 | 57912.0099 | 72679.0219 | 0 | 0 | 72679.0219 | 0.09356%
2026 | 524 | 524-50R | Tier-3 | Tier-3---7 | 5--5 | 84200% | 629 | 8801.877 | 98.2% | 1.718% | 0.0819% | 1872.5177 | 0 | 0 | 1872.5177 | 0 | 1786.2546 | 83.0681 | 21.5035 | 1786.2546 | 83.0681 | 21.5035 | 1881.6967 | 87.5065 | 21.5035 | 21.27% | 0.18313 | 0.14346 | 48062.3901 | 8095.7209 | 755.2397 | 39211.4295 | 48301.5624 | 0 | 0 | 48301.5624 | 0.06175%
2026 | 524 | 524-69R | Tier-3 | Tier-3---1 | 5--5 | 31000% | 151 | 40375.3309 | 99.03% | 0.9107% | 0.05596% | 5648.2072 | 0 | 0 | 5648.2072 | 0 | 5388.006 | 19.9416 | 270.189 | 5388.006 | 19.9416 | 270.189 | 5675.8945 | 21.0071 | 270.189 | 13.99% | 0.27264 | 0.23412 | 148092.4418 | 24296.9603 | 1265.0887 | 122530.3927 | 148327.9318 | 0 | 0 | 148327.9318 | 0.1863%
2026 | 73 | 73-1130R | Tier-3 | Tier-3---9 | 5--5 | 18800% | 78 | 6201.607 | 97.29% | 2.601% | 0.1104% | 725.9415 | 0 | 0 | 725.9415 | 0 | 692.4988 | 10.301 | 67.2266 | 692.4988 | 10.301 | 67.2266 | 729.5 | 10.8514 | 67.2266 | 11.71% | 0.2182 | 0.19194 | 28421.9762 | 4506.0463 | 681.7619 | 23234.168 | 28527.3745 | 0 | 0 | 28527.3745 | 0.02394%
2026 | 73 | 73-23R | Tier-3 | Tier-3---9 | 5--5 | 400% | 4 | 5733.7907 | 98.41% | 1.505% | 0.0877% | 1636.3237 | 0 | 0 | 1636.3237 | 0 | 1560.9416 | 0.52825 | 2954.9029 | 1560.9416 | 0.52825 | 2954.9029 | 1644.3449 | 0.55648 | 2954.9029 | 28.54% | 0.21349 | 0.15158 | 26857.2697 | 4453.5755 | 373.1893 | 22030.5049 | 27031.9357 | 0 | 0 | 27031.9357 | 0.05396%
2026 | 75 | 75-2257F | Tier-3 | Tier-3---20 | 1--5 | 400% | 3 | 17.7969 | 99.34% | 0% | 0.6614% | 3.8452 | 0 | 0 | 3.8452 | 0 | 3.6681 | 0.39619 | 9.2584 | 3.6681 | 0.39619 | 9.2584 | 3.8641 | 0.41736 | 9.2584 | 21.61% | 0.0002804 | 0.00021941 | 63469.7957 | 10131.5901 | 38.1351 | 53300.0705 | 63586.482 | 0 | 0 | 63586.482 | 0.0001268%
2026 | 75 | 75-2258F | Tier-3 | Tier-3---21 | 2--2 | 14000% | 102 | 4.4231 | 0% | 100% | 0% | 0 | 0 | 0 | 0 | 0 | 0 | 13.4705 | 0 | 0 | 13.4705 | 0 | 0 | 14.1902 | 0 | 0% | 0.0051944 | 0.0040969 | 851.5125 | 1.4212 | 766.2233 | 83.868 | 1079.621 | 0 | 0 | 1079.621 | 0%
2026 | 75 | 75-2259F | Tier-3 | Tier-3---12 | 3--5 | 200% | 1 | 3135.4576 | 99.77% | 0.1421% | 0.08717% | 453.5992 | 0 | 0 | 453.5992 | 0 | 432.7028 | 0.13206 | 3276.4706 | 432.7028 | 0.13206 | 3276.4706 | 455.8227 | 0.13912 | 3276.4706 | 14.47% | 0.020337 | 0.017388 | 154171.9995 | 31533.3232 | 223.914 | 122414.7623 | 154231.9336 | 0 | 0 | 154231.9336 | 0.01496%
2026 | 75 | 75-2260F | Tier-3 | Not Applicable | Not Applicable | 8400% | 65 | 0 | 0% | 0% | 0% | 0 | 0 | 0 | 0 | 0 | 0 | 8.5841 | 0 | 0 | 8.5841 | 0 | 0 | 9.0428 | 0 | 0% | 0 | 0 | 0 | 0 | 0 | 0 | 0 | 0 | 0 | 0 | 0%
2026 | 75 | 75-32R | Tier-3 | Tier-3---13 | 3--5 | 6900% | 45 | 1708.3855 | 99.57% | 0.3134% | 0.112% | 321.7334 | 0 | 0 | 321.7334 | 0 | 306.9118 | 5.9429 | 51.6437 | 306.9118 | 5.9429 | 51.6437 | 323.3105 | 6.2604 | 51.6437 | 18.83% | 0.014781 | 0.011986 | 115578.2654 | 21738.9456 | 361.961 | 93477.3588 | 115692.9287 | 0 | 0 | 115692.9287 | 0.01061%
2026 | 75 | 75-41 | Tier-3 | Tier-3---13 | 3--5 | 31900% | 120 | 1937.5846 | 99.86% | 0.04507% | 0.0969% | 211.0728 | 0 | 0 | 211.0728 | 0 | 201.3491 | 15.8476 | 12.7053 | 201.3491 | 15.8476 | 12.7053 | 212.1075 | 16.6944 | 12.7053 | 10.89% | 0.0163 | 0.014522 | 118871.6769 | 26474.373 | 152.913 | 92244.3909 | 118892.341 | 0 | 0 | 118892.341 | 0.00696%
2026 | 75 | 75-996R | Tier-2 | Tier-2---7 | 4--5 | 11600% | 79 | 2211.1377 | 99.23% | 0.4312% | 0.3416% | 433.3248 | 0 | 0 | 433.3248 | 0 | 413.3625 | 10.433 | 39.6205 | 413.3625 | 10.433 | 39.6205 | 435.449 | 10.9905 | 39.6205 | 19.6% | 0.043997 | 0.035308 | 50256.3267 | 10744.6266 | 373.824 | 39137.876 | 50351.9104 | 0 | 0 | 50351.9104 | 0.01429%
2026 | 79 | 79-799R | Tier-3 | Tier-3---14 | 5--3 | 55700% | 75 | 3034.8235 | 97.12% | 2.752% | 0.1275% | 115.0927 | 0 | 0 | 115.0927 | 0 | 109.7907 | 9.9048 | 11.0846 | 109.7907 | 9.9048 | 11.0846 | 115.6569 | 10.434 | 11.0846 | 3.792% | 0.77068 | 0.74059 | 3937.8445 | 548.6205 | 97.3974 | 3291.8266 | 3942.4523 | 0 | 0 | 3942.4523 | 0.003795%
2026 | 859 | 859-42R | Tier-2 | Tier-2---3 | 4--5 | 14800% | 23 | 8606.9717 | 99.86% | 0% | 0.1411% | 387.3479 | 0 | 0 | 387.3479 | 0 | 369.5036 | 3.0375 | 121.6487 | 369.5036 | 3.0375 | 121.6487 | 389.2466 | 3.1998 | 121.6487 | 4.5% | 0.067132 | 0.064106 | 128210.0534 | 20875.9672 | 105.3382 | 107228.748 | 128218.5922 | 0 | 0 | 128218.5922 | 0.01277%
2026 | 907 | 907-1702R | Tier-3 | Tier-3---6 | 4--5 | 38800% | 66 | 9100.5582 | 99.73% | 0.2344% | 0.03926% | 447.7011 | 0 | 0 | 447.7011 | 0 | 427.0764 | 8.7162 | 48.998 | 427.0764 | 8.7162 | 48.998 | 449.8957 | 9.1819 | 48.998 | 4.919% | 0.061079 | 0.058066 | 148997.4926 | 27594.5733 | 329.8343 | 121073.085 | 149018.6501 | 0 | 0 | 149018.6501 | 0.01476%
2026 | 907 | 907-1716R | Tier-3 | Tier-3---2 | 4--5 | 30300% | 28 | 27066.4552 | 99.19% | 0.7771% | 0.02941% | 719.4956 | 0 | 0 | 719.4956 | 0 | 686.3499 | 3.6978 | 185.6112 | 686.3499 | 3.6978 | 185.6112 | 723.0225 | 3.8954 | 185.6112 | 2.658% | 0.088049 | 0.08569 | 307401.4891 | 65823.1334 | 2297.2385 | 239281.1172 | 307469.7549 | 0 | 0 | 307469.7549 | 0.02373%
2026 | 908 | 908-1172R | Tier-2 | Tier-2---2 | 5--5 | 16600% | 109 | 15766.5188 | 98.33% | 1.627% | 0.04735% | 2952.027 | 0 | 0 | 2952.027 | 0 | 2816.0332 | 14.3949 | 195.6266 | 2816.0332 | 14.3949 | 195.6266 | 2966.4977 | 15.1641 | 195.6266 | 18.72% | 0.20692 | 0.16752 | 76195.3215 | 14303.1214 | 1151.1077 | 60741.0923 | 76495.3461 | 0 | 0 | 76495.3461 | 0.09735%
2026 | 908 | 908-1236 | Tier-2 | Tier-2---2 | 5--5 | 47100% | 101 | 11763.9311 | 98.8% | 1.165% | 0.03327% | 722.7975 | 0 | 0 | 722.7975 | 0 | 689.4997 | 13.3384 | 51.6927 | 689.4997 | 13.3384 | 51.6927 | 726.3406 | 14.0511 | 51.6927 | 6.144% | 0.1877 | 0.17603 | 62673.98 | 12802.8477 | 668.2172 | 49202.9151 | 62723.7686 | 0 | 0 | 62723.7686 | 0.02384%
2026 | 908 | 908-1368R | Tier-2 | Tier-2---5 | 5--5 | 15000% | 59 | 5570.7929 | 96.25% | 3.531% | 0.2207% | 611.6039 | 0 | 0 | 611.6039 | 0 | 583.4286 | 7.7918 | 74.8777 | 583.4286 | 7.7918 | 74.8777 | 614.602 | 8.2081 | 74.8777 | 10.98% | 0.23644 | 0.20947 | 23560.7485 | 3807.7086 | 754.5572 | 18998.4826 | 23674.5474 | 0 | 0 | 23674.5474 | 0.02017%
2026 | 908 | 908-1370R | Tier-2 | Tier-2---8 | 5--4 | 12300% | 89 | 1466.2762 | 91.81% | 7.905% | 0.289% | 282.4682 | 0 | 0 | 282.4682 | 0 | 269.4555 | 11.7537 | 22.9252 | 269.4555 | 11.7537 | 22.9252 | 283.8528 | 12.3817 | 22.9252 | 19.26% | 0.1878 | 0.1484 | 7807.4644 | 1287.0292 | 565.6485 | 5954.7867 | 7977.357 | 0 | 0 | 7977.357 | 0.009315%
2026 | 908 | 908-1372R | Tier-2 | Tier-2---2 | 5--5 | 54700% | 365 | 7960.2903 | 98.35% | 1.621% | 0.03193% | 1514.9396 | 0 | 0 | 1514.9396 | 0 | 1445.1494 | 48.2032 | 29.9803 | 1445.1494 | 48.2032 | 29.9803 | 1522.3657 | 50.7788 | 29.9803 | 19.03% | 0.17701 | 0.14275 | 44971.6131 | 9357.4907 | 670.8421 | 34943.2804 | 45149.938 | 0 | 0 | 45149.938 | 0.04996%
2026 | 908 | 908-2038R | Tier-2 | Tier-2---1 | 5--5 | 36300% | 159 | 41258.5742 | 98.89% | 1.078% | 0.03081% | 5182.734 | 0 | 0 | 5182.734 | 0 | 4943.9761 | 20.9981 | 235.4484 | 4943.9761 | 20.9981 | 235.4484 | 5208.1395 | 22.1201 | 235.4484 | 12.56% | 0.23053 | 0.20125 | 178970.5163 | 35360.8505 | 1780.0078 | 141829.658 | 179259.3513 | 0 | 0 | 179259.3513 | 0.1709%
2026 | 908 | 908-2055F | Tier-3 | Tier-3---2 | 5--5 | 50600% | 367 | 22564.0783 | 99.08% | 0.8792% | 0.03652% | 4702.5756 | 0 | 0 | 4702.5756 | 0 | 4485.9376 | 48.4674 | 92.5558 | 4485.9376 | 48.4674 | 92.5558 | 4725.6274 | 51.0571 | 92.5558 | 20.84% | 0.20355 | 0.16073 | 110854.0623 | 21094.0064 | 955.5801 | 88804.4759 | 111124.457 | 0 | 0 | 111124.457 | 0.1551%
2026 | 909 | 909-451 | Tier-3 | Tier-3---1 | 5--5 | 6200% | 5 | 55252.3747 | 99.27% | 0.7029% | 0.02396% | 1282.8002 | 0 | 0 | 1282.8002 | 0 | 1223.7043 | 0.66032 | 1853.2031 | 1223.7043 | 0.66032 | 1853.2031 | 1289.0885 | 0.6956 | 1853.2031 | 2.322% | 0.31112 | 0.30385 | 177590.703 | 30501.3074 | 1127.1647 | 145962.2309 | 177621.6147 | 0 | 0 | 177621.6147 | 0.0423%
2026 | 909 | 909-453R | Tier-2 | Tier-2---3 | 2--5 | 30900% | 93 | 5703.0403 | 99.97% | 0% | 0.03309% | 497.6055 | 0 | 0 | 497.6055 | 0 | 474.6818 | 12.2819 | 38.6488 | 474.6818 | 12.2819 | 38.6488 | 500.0448 | 12.9382 | 38.6488 | 8.725% | 0.0097928 | 0.0089381 | 582370.7512 | 94031.5141 | 664.3163 | 487674.9208 | 582389.1787 | 0 | 0 | 582389.1787 | 0.01641%
2026 | 909 | 909-805R | Tier-2 | Tier-2---1 | 5--5 | 19400% | 10 | 32313.161 | 99.26% | 0.708% | 0.02831% | 479.4754 | 0 | 0 | 479.4754 | 0 | 457.387 | 1.3206 | 346.3382 | 457.387 | 1.3206 | 346.3382 | 481.8258 | 1.3912 | 346.3382 | 1.484% | 0.28921 | 0.28489 | 111728.904 | 24066.0497 | 703.1475 | 86959.7068 | 111741.3874 | 0 | 0 | 111741.3874 | 0.01581%
2026 | 91 | 91-7F | Tier-2 | Tier-2---9 | 4--5 | 9200% | 4 | 1295.9906 | 95.98% | 3.603% | 0.4176% | 15.6838 | 0 | 0 | 15.6838 | 0 | 14.9612 | 0.52825 | 28.322 | 14.9612 | 0.52825 | 28.322 | 15.7606 | 0.55648 | 28.322 | 1.21% | 0.034038 | 0.033609 | 38075.0405 | 8008.4456 | 1355.7745 | 28710.8203 | 38094.589 | 0 | 0 | 38094.589 | 0.0005172%
2026 | 970 | 970-1341R | Tier-3 | Tier-3---4 | 5--5 | 34400% | 193 | 12961.6134 | 99.66% | 0.3199% | 0.02218% | 2101.6852 | 0 | 0 | 2101.6852 | 0 | 2004.8649 | 25.4883 | 78.6583 | 2004.8649 | 25.4883 | 78.6583 | 2111.9876 | 26.8502 | 78.6583 | 16.21% | 0.12497 | 0.10463 | 103720.1236 | 23825.8597 | 477.209 | 79417.0549 | 103789.0732 | 0 | 0 | 103789.0732 | 0.06931%
2026 | 971 | 971-1973R | Tier-3 | Tier-3---4 | 5--5 | 59700% | 304 | 15148.7962 | 99.05% | 0.8967% | 0.0506% | 2215.8577 | 0 | 0 | 2215.8577 | 0 | 2113.7777 | 40.1474 | 52.6505 | 2113.7777 | 40.1474 | 52.6505 | 2226.7197 | 42.2925 | 52.6505 | 14.63% | 0.14704 | 0.12533 | 103024.8612 | 19745.1245 | 859.0693 | 82420.6674 | 103193.9452 | 0 | 0 | 103193.9452 | 0.07307%
2026 | 971 | 971-2050R | Tier-3 | Tier-3---2 | 5--5 | 10600% | 88 | 28484.5838 | 98.91% | 1.035% | 0.05308% | 6783.2136 | 0 | 0 | 6783.2136 | 0 | 6470.725 | 11.6216 | 556.7841 | 6470.725 | 11.6216 | 556.7841 | 6816.4647 | 12.2426 | 556.7841 | 23.81% | 0.18464 | 0.14019 | 154268.7538 | 28980.1168 | 1504.6624 | 123783.9747 | 154800.7803 | 0 | 0 | 154800.7803 | 0.2237%
2026 | 971 | 971-29R | Tier-3 | Tier-3---6 | 5--5 | 5800% | 50 | 8015.4065 | 99.46% | 0.5042% | 0.0309% | 1993.1291 | 0 | 0 | 1993.1291 | 0 | 1901.3097 | 6.6032 | 287.9383 | 1901.3097 | 6.6032 | 287.9383 | 2002.8993 | 6.956 | 287.9383 | 24.87% | 0.12171 | 0.091282 | 65856.8143 | 11074.2553 | 300.8602 | 54481.6988 | 65974.2804 | 0 | 0 | 65974.2804 | 0.06573%
2026 | 971 | 971-371R | Tier-3 | Tier-3---12 | 5--5 | 200% | 2 | 4351.5062 | 99.52% | 0.4473% | 0.03668% | 1255.8294 | 0 | 0 | 1255.8294 | 0 | 1197.9759 | 0.26413 | 4535.5989 | 1197.9759 | 0.26413 | 4535.5989 | 1261.9854 | 0.27824 | 4535.5989 | 28.86% | 0.11668 | 0.08284 | 37295.5774 | 6189.1534 | 149.4964 | 30956.9275 | 37369.303 | 0 | 0 | 37369.303 | 0.04141%
2026 | 971 | 971-381R | Tier-2 | Tier-2---15 | 1--5 | 28100% | 212 | 191.8954 | 99.94% | 0% | 0.06293% | 41.9584 | 0 | 0 | 41.9584 | 0 | 40.0254 | 27.9975 | 1.4296 | 40.0254 | 27.9975 | 1.4296 | 42.1641 | 29.4934 | 1.4296 | 21.87% | 0.0003802 | 0.00029702 | 504722.2701 | 81534.2634 | 28.852 | 423159.1547 | 504811.2221 | 0 | 0 | 504811.2221 | 0.001384%
2026 | 971 | 971-383R | Tier-3 | Tier-3---4 | 5--5 | 21300% | 190 | 14770.5962 | 98.43% | 1.528% | 0.03956% | 3761.0248 | 0 | 0 | 3761.0248 | 0 | 3587.7622 | 25.0921 | 142.9837 | 3587.7622 | 25.0921 | 142.9837 | 3779.4612 | 26.4328 | 142.9837 | 25.46% | 0.13837 | 0.10257 | 106747.8715 | 18250.5069 | 1553.2478 | 86944.1168 | 107331.9657 | 0 | 0 | 107331.9657 | 0.124%
2026 | 972 | 972-1582R | Tier-3 | Tier-3---6 | 5--5 | 69700% | 474 | 8019.1792 | 98.53% | 1.384% | 0.08092% | 1558.3417 | 0 | 0 | 1558.3417 | 0 | 1486.5521 | 62.5982 | 23.7475 | 1486.5521 | 62.5982 | 23.7475 | 1565.9806 | 65.9429 | 23.7475 | 19.43% | 0.15062 | 0.12092 | 53239.6467 | 8712.3531 | 675.9355 | 43851.3581 | 53431.2958 | 0 | 0 | 53431.2958 | 0.05139%
2026 | 972 | 972-1590F | Tier-3 | Tier-3---2 | 5--5 | 300% | 3 | 23409.1539 | 98.39% | 1.548% | 0.05965% | 6679.5375 | 0 | 0 | 6679.5375 | 0 | 6371.8249 | 0.39619 | 16082.7064 | 6371.8249 | 0.39619 | 16082.7064 | 6712.2803 | 0.41736 | 16082.7064 | 28.53% | 0.17603 | 0.12498 | 132982.6796 | 26774.8666 | 1933.0349 | 104274.7781 | 133855.7396 | 0 | 0 | 133855.7396 | 0.2203%
2026 | 972 | 972-1641 | Tier-2 | Tier-2---13 | 5--3 | 900% | 9 | 295.0839 | 0% | 100% | 0% | 0 | 0 | 0 | 0 | 0 | 0 | 1.1886 | 0 | 0 | 1.1886 | 0 | 0 | 1.2521 | 0 | 0% | 0.10934 | 0.077629 | 2698.8424 | 3.4 | 2456.6522 | 238.7901 | 3801.1865 | 0 | 0 | 3801.1865 | 0%
2026 | 972 | 972-1642 | Tier-2 | Tier-2---16 | 5--2 | 54300% | 384 | 185.3011 | 0% | 99.96% | 0.04171% | 0 | 0 | 0 | 0 | 0 | 0 | 50.7125 | 0 | 0 | 50.7125 | 0 | 0 | 53.4221 | 0 | 0% | 0.11047 | 0.087817 | 1677.3427 | 1.9611 | 1510.6909 | 164.6906 | 2110.0849 | 0 | 0 | 2110.0849 | 0%
2026 | 972 | 972-32R | Tier-2 | Tier-2---1 | 5--5 | 18900% | 155 | 22914.3284 | 97.48% | 2.478% | 0.04418% | 5312.3031 | 0 | 0 | 5312.3031 | 0 | 5067.5762 | 20.4699 | 247.5627 | 5067.5762 | 20.4699 | 247.5627 | 5338.3438 | 21.5636 | 247.5627 | 23.18% | 0.16607 | 0.12657 | 137978.7753 | 23361.9707 | 3101.1924 | 111515.6122 | 139064.5183 | 0 | 0 | 139064.5183 | 0.1752%
2026 | 972 | 972-942R | Tier-3 | Tier-3---6 | 5--5 | 19400% | 57 | 9149.6836 | 99.12% | 0.8301% | 0.05344% | 772.7212 | 0 | 0 | 772.7212 | 0 | 737.1235 | 7.5276 | 97.9224 | 737.1235 | 7.5276 | 97.9224 | 776.509 | 7.9298 | 97.9224 | 8.445% | 0.14194 | 0.12985 | 64459.3584 | 11777.4052 | 488.1508 | 52193.8024 | 64512.4075 | 0 | 0 | 64512.4075 | 0.02548%
2026 | 973 | 973-1226R | Tier-3 | Tier-3---10 | 5--5 | 5900% | 4 | 5177.8696 | 97.32% | 2.585% | 0.09195% | 99.077 | 0 | 0 | 99.077 | 0 | 94.5127 | 0.52825 | 178.9151 | 94.5127 | 0.52825 | 178.9151 | 99.5627 | 0.55648 | 178.9151 | 1.913% | 0.13989 | 0.13714 | 37012.5952 | 5797.6214 | 879.9001 | 30335.0736 | 37032.466 | 0 | 0 | 37032.466 | 0.003267%
2026 | 973 | 973-1245R | Tier-3 | Tier-3---6 | 5--5 | 19900% | 16 | 8620.1106 | 99.53% | 0.4446% | 0.0227% | 200.0523 | 0 | 0 | 200.0523 | 0 | 190.8363 | 2.113 | 90.3145 | 190.8363 | 2.113 | 90.3145 | 201.0329 | 2.2259 | 90.3145 | 2.321% | 0.12039 | 0.11758 | 71603.6913 | 12270.708 | 387.9577 | 58945.0256 | 71611.6796 | 0 | 0 | 71611.6796 | 0.006597%
2026 | 973 | 973-626R | Tier-3 | Tier-3---7 | 5--5 | 13400% | 5 | 6521.7236 | 98.03% | 1.864% | 0.1053% | 69.1811 | 0 | 0 | 69.1811 | 0 | 65.994 | 0.66032 | 99.9428 | 65.994 | 0.66032 | 99.9428 | 69.5202 | 0.6956 | 99.9428 | 1.061% | 0.1523 | 0.15065 | 42821.6164 | 7446.1094 | 721.9925 | 34653.5145 | 42830.8417 | 0 | 0 | 42830.8417 | 0.002281%
2026 | 974 | 974-715R | Tier-3 | Tier-3---6 | 5--5 | 7800% | 5 | 7107.1697 | 99.55% | 0.3981% | 0.05413% | 131.523 | 0 | 0 | 131.523 | 0 | 125.464 | 0.66032 | 190.0053 | 125.464 | 0.66032 | 190.0053 | 132.1677 | 0.6956 | 190.0053 | 1.851% | 0.14069 | 0.13807 | 50517.2415 | 8114.8836 | 271.1921 | 42131.1659 | 50521.5688 | 0 | 0 | 50521.5688 | 0.004337%
2026 | 1023 | CB 1023 | Tier-2 | Tier-2---4 | 4--5 | 11100% | 84 | 3332.7386 | 99.81% | 0.1085% | 0.07978% | 730.0242 | 0 | 0 | 730.0242 | 0 | 696.3935 | 11.0934 | 62.7758 | 696.3935 | 11.0934 | 62.7758 | 733.6027 | 11.6861 | 62.7758 | 21.9% | 0.082267 | 0.064213 | 40511.3439 | 6478.7378 | 346.66 | 33685.946 | 40532.7854 | 0 | 0 | 40532.7854 | 0.02407%
2026 | 1090 | CB 1090 | Tier-2 | Tier-2---7 | 3--5 | 500% | 1 | 1414.5114 | 99.62% | 0.1678% | 0.2113% | 81.7307 | 0 | 0 | 81.7307 | 0 | 77.9655 | 0.13206 | 590.3629 | 77.9655 | 0.13206 | 590.3629 | 82.1313 | 0.13912 | 590.3629 | 5.778% | 0.025114 | 0.023657 | 56324.0689 | 9092.3637 | 116.2348 | 47115.4703 | 56337.2148 | 0 | 0 | 56337.2148 | 0.002695%
2026 | 1166 | CB 1166 | Tier-3 | Tier-3---20 | 1--5 | 24000% | 57 | 70.8201 | 99.8% | 0% | 0.2033% | 4.8678 | 0 | 0 | 4.8678 | 0 | 4.6436 | 7.5276 | 0.61687 | 4.6436 | 7.5276 | 0.61687 | 4.8917 | 7.9298 | 0.61687 | 6.873% | 0.0005142 | 0.00047878 | 137728.7598 | 21906.6699 | 136.7435 | 115685.3465 | 137749.476 | 0 | 0 | 137749.476 | 0.0001605%
2026 | 1234 | CB 1234 | Tier-3 | Tier-3---10 | 5--5 | 62200% | 4 | 6311.4919 | 84.29% | 15.54% | 0.1769% | 9.9212 | 0 | 0 | 9.9212 | 0 | 9.4642 | 0.52825 | 17.916 | 9.4642 | 0.52825 | 17.916 | 9.9699 | 0.55648 | 17.916 | 0.1572% | 0.11961 | 0.11939 | 52765.4948 | 7251.4549 | 7797.694 | 37716.3459 | 52780.985 | 0 | 0 | 52780.985 | 0.0003272%
2026 | 1235 | CB 1235 | Tier-2 | Tier-2---6 | 4--5 | 300% | 2 | 6645.572 | 99.09% | 0.6868% | 0.2213% | 1273.1433 | 0 | 0 | 1273.1433 | 0 | 1214.4922 | 0.26413 | 4598.1304 | 1214.4922 | 0.26413 | 4598.1304 | 1279.3842 | 0.27824 | 4598.1304 | 19.16% | 0.082825 | 0.066812 | 80236.4987 | 14594.2716 | 649.5597 | 64992.6674 | 80411.1276 | 0 | 0 | 80411.1276 | 0.04198%
2026 | 214 | CB 214 | Tier-3 | Tier-3---20 | 1--5 | 500% | 3 | 59.1996 | 99.88% | 0% | 0.1188% | 10.2885 | 0 | 0 | 10.2885 | 0 | 9.8145 | 0.39619 | 24.7722 | 9.8145 | 0.39619 | 24.7722 | 10.3389 | 0.41736 | 24.7722 | 17.38% | 0.0002016 | 0.00016652 | 293649.0501 | 47091.7983 | 966.5627 | 245590.6891 | 293722.5629 | 0 | 0 | 293722.5629 | 0.0003393%
2026 | 215 | CB 215 | Tier-3 | Tier-3---20 | 1--5 | 300% | 2 | 133.9133 | 99.89% | 0% | 0.1056% | 25.8626 | 0 | 0 | 25.8626 | 0 | 24.6711 | 0.26413 | 93.4062 | 24.6711 | 0.26413 | 93.4062 | 25.9893 | 0.27824 | 93.4062 | 19.31% | 0.0005546 | 0.00044738 | 241459.2274 | 38751.4093 | 725.0579 | 201982.7602 | 241520.323 | 0 | 0 | 241520.323 | 0.0008529%
2026 | 217 | CB 217 | Tier-3 | Tier-3---20 | 1--5 | 600% | 4 | 26.6678 | 99.71% | 0% | 0.2895% | 5.1409 | 0 | 0 | 5.1409 | 0 | 4.904 | 0.52825 | 9.2835 | 4.904 | 0.52825 | 9.2835 | 5.1661 | 0.55648 | 9.2835 | 19.28% | 0.000134 | 0.00010809 | 199013.7941 | 31841.1986 | 716.7689 | 166455.8266 | 199151.8974 | 0 | 0 | 199151.8974 | 0.0001695%
2026 | 235 | CB 235 | Tier-2 | Tier-2---12 | 1--5 | 33700% | 158 | 443.5427 | 99.96% | 0% | 0.03939% | 60.2823 | 0 | 0 | 60.2823 | 0 | 57.5052 | 20.8661 | 2.7559 | 57.5052 | 20.8661 | 2.7559 | 60.5778 | 21.981 | 2.7559 | 13.59% | 0.0007134 | 0.0006164 | 621730.7449 | 100003.5038 | 3209.2492 | 518517.9918 | 621769.2814 | 0 | 0 | 621769.2814 | 0.001988%
2026 | 236 | CB 236 | Tier-2 | Tier-2---1 | 5--5 | 4100% | 6 | 12711.1878 | 97.62% | 2.333% | 0.04724% | 526.609 | 0 | 0 | 526.609 | 0 | 502.3492 | 0.79238 | 633.9733 | 502.3492 | 0.79238 | 633.9733 | 529.1904 | 0.83472 | 633.9733 | 4.143% | 0.1419 | 0.13587 | 89580.6366 | 15500.694 | 2015.4718 | 72064.4708 | 89675.1461 | 0 | 0 | 89675.1461 | 0.01737%
2026 | 237 | CB 237 | Tier-2 | Tier-2---8 | 5--5 | 15400% | 85 | 2111.5746 | 99.54% | 0.4259% | 0.03207% | 336.4412 | 0 | 0 | 336.4412 | 0 | 320.942 | 11.2254 | 28.5907 | 320.942 | 11.2254 | 28.5907 | 338.0904 | 11.8252 | 28.5907 | 15.93% | 0.10923 | 0.091744 | 19331.9134 | 3573.3415 | 106.8159 | 15651.756 | 19348.7852 | 0 | 0 | 19348.7852 | 0.01109%
2026 | 351 | CB 351 | Tier-2 | Tier-2---3 | 5--5 | 30200% | 148 | 14599.7352 | 99.66% | 0.3054% | 0.03279% | 2067.8859 | 0 | 0 | 2067.8859 | 0 | 1972.6226 | 19.5454 | 100.925 | 1972.6226 | 19.5454 | 100.925 | 2078.0226 | 20.5898 | 100.925 | 14.16% | 0.12463 | 0.10692 | 117140.1184 | 26730.0261 | 377.3251 | 90032.7671 | 117205.7448 | 0 | 0 | 117205.7448 | 0.06819%
2026 | 355 | CB 355 | Tier-2 | Tier-2---3 | 5--5 | 16200% | 80 | 11288.3525 | 98.84% | 1.109% | 0.05403% | 1597.7982 | 0 | 0 | 1597.7982 | 0 | 1524.1909 | 10.5651 | 144.2666 | 1524.1909 | 10.5651 | 144.2666 | 1605.6305 | 11.1296 | 144.2666 | 14.15% | 0.1048 | 0.089795 | 107709.793 | 22403.5173 | 1198.9113 | 84107.3644 | 107919.2199 | 0 | 0 | 107919.2199 | 0.05269%
2026 | 357 | CB 357 | Tier-3 | Tier-3---10 | 5--5 | 2100% | 4 | 6110.8546 | 96.01% | 3.933% | 0.05986% | 324.0736 | 0 | 0 | 324.0736 | 0 | 309.1442 | 0.52825 | 585.2179 | 309.1442 | 0.52825 | 585.2179 | 325.6622 | 0.55648 | 585.2179 | 5.303% | 0.12773 | 0.12068 | 47841.0693 | 7695.9209 | 1866.6974 | 38278.451 | 47952.7596 | 0 | 0 | 47952.7596 | 0.01069%
2026 | 358 | CB 358 | Tier-3 | Tier-3---15 | 5--4 | 1700% | 15 | 861.4334 | 18.88% | 81.11% | 0.0161% | 41.611 | 0 | 0 | 41.611 | 0 | 39.694 | 1.981 | 20.0378 | 39.694 | 1.981 | 20.0378 | 41.8149 | 2.0868 | 20.0378 | 4.83% | 0.1387 | 0.10321 | 6210.6059 | 197.9224 | 4526.0062 | 1486.6772 | 7943.1079 | 0 | 0 | 7943.1079 | 0.001372%
2026 | 444 | CB 444 | Tier-2 | Tier-2---16 | 4--2 | 25900% | 6 | 117.4434 | 97.68% | 1.947% | 0.3705% | 0.77071 | 0 | 0 | 0.77071 | 0 | 0.73521 | 0.79238 | 0.92785 | 0.73521 | 0.79238 | 0.92785 | 0.77449 | 0.83472 | 0.92785 | 0.6562% | 0.081621 | 0.081072 | 1438.8937 | 193.307 | 35.5972 | 1209.9894 | 1439.1193 | 0 | 0 | 1439.1193 | 2.542e-05%
2026 | 523 | CB 523 | Tier-2 | Tier-2---13 | 4--4 | 9000% | 12 | 305.5692 | 37.2% | 61.32% | 1.484% | 4.395 | 0 | 0 | 4.395 | 0 | 4.1926 | 1.5848 | 2.6455 | 4.1926 | 1.5848 | 2.6455 | 4.4166 | 1.6694 | 2.6455 | 1.438% | 0.044603 | 0.042878 | 6850.8655 | 637.5043 | 4014.608 | 2198.7533 | 7023.9206 | 0 | 0 | 7023.9206 | 0.0001449%
2026 | 524 | CB 524 | Tier-3 | Tier-3---17 | 3--5 | 36900% | 3 | 481.3309 | 94.25% | 5.298% | 0.4514% | 1.0696 | 0 | 0 | 1.0696 | 0 | 1.0203 | 0.39619 | 2.5753 | 1.0203 | 0.39619 | 2.5753 | 1.0748 | 0.41736 | 2.5753 | 0.2222% | 0.018139 | 0.018096 | 26536.2736 | 4900.6821 | 2268.1123 | 19367.4792 | 26539.8794 | 0 | 0 | 26539.8794 | 3.527e-05%
2026 | 599 | CB 599 | Tier-2 | Tier-2---4 | 4--5 | 5100% | 4 | 4323.2442 | 99.81% | 0% | 0.1903% | 98.1455 | 0 | 0 | 98.1455 | 0 | 93.6241 | 0.52825 | 177.2329 | 93.6241 | 0.52825 | 177.2329 | 98.6266 | 0.55648 | 177.2329 | 2.27% | 0.043095 | 0.042114 | 100319.859 | 21711.3429 | 465.9724 | 78142.5437 | 100324.3025 | 0 | 0 | 100324.3025 | 0.003236%
2026 | 907 | CB 907 | Tier-3 | Tier-3---13 | 3--5 | 6800% | 30 | 2742.2838 | 99.83% | 0.1274% | 0.03844% | 350.2692 | 0 | 0 | 350.2692 | 0 | 334.133 | 3.9619 | 84.3363 | 334.133 | 3.9619 | 84.3363 | 351.9862 | 4.1736 | 84.3363 | 12.77% | 0.023668 | 0.02064 | 115862.6602 | 23455.2181 | 132.6973 | 92274.7448 | 115890.8488 | 0 | 0 | 115890.8488 | 0.01155%
2026 | 91 | CB 91 | Tier-2 | Tier-2---12 | 3--5 | 400% | 3 | 337.7351 | 93.43% | 6.078% | 0.496% | 68.628 | 0 | 0 | 68.628 | 0 | 65.4665 | 0.39619 | 165.2396 | 65.4665 | 0.39619 | 165.2396 | 68.9644 | 0.41736 | 165.2396 | 20.32% | 0.015476 | 0.01211 | 21823.4311 | 3984.4333 | 1811.7057 | 16027.292 | 22222.2286 | 0 | 0 | 22222.2286 | 0.002263%
2026 | 970 | CB 970 | Tier-2 | Tier-2---14 | 1--5 | 16700% | 111 | 251.0066 | 99.97% | 0% | 0.03372% | 48.3663 | 0 | 0 | 48.3663 | 0 | 46.1382 | 14.6591 | 3.1474 | 46.1382 | 14.6591 | 3.1474 | 48.6034 | 15.4423 | 3.1474 | 19.27% | 0.00034 | 0.00027446 | 738254.59 | 119031.8531 | 2302.4993 | 616920.2376 | 738314.0359 | 0 | 0 | 738314.0359 | 0.001595%
2026 | 971 | CB 971 | Tier-2 | Tier-2---3 | 5--5 | 1100% | 2 | 11456.6981 | 99.51% | 0.4569% | 0.03477% | 601.1105 | 0 | 0 | 601.1105 | 0 | 573.4185 | 0.26413 | 2170.9923 | 573.4185 | 0.26413 | 2170.9923 | 604.0571 | 0.27824 | 2170.9923 | 5.247% | 0.12528 | 0.11867 | 91451.3672 | 15599.0846 | 567.0446 | 75285.238 | 91476.3943 | 0 | 0 | 91476.3943 | 0.01982%
2026 | 975 | CB 975 | Tier-3 | Tier-3---16 | 5--4 | 200% | 2 | 1304.3742 | 99.51% | 0.4601% | 0.0271% | 376.4258 | 0 | 0 | 376.4258 | 0 | 359.0846 | 0.26413 | 1359.513 | 359.0846 | 0.26413 | 1359.513 | 378.271 | 0.27824 | 1359.513 | 28.86% | 0.10726 | 0.076153 | 12161.0449 | 1953.4321 | 79.6517 | 10127.9611 | 12185.2426 | 0 | 0 | 12185.2426 | 0.01241%
2026 | DV1 | CB DV1 | Tier-3 | Tier-3---20 | 1--5 | 37100% | 64 | 15.4911 | 99.81% | 0% | 0.1868% | 0.77353 | 0 | 0 | 0.77353 | 0 | 0.73789 | 8.4521 | 0.087303 | 0.73789 | 8.4521 | 0.087303 | 0.77732 | 8.9037 | 0.087303 | 4.993% | 0.000145 | 0.00013775 | 106835.191 | 17155.6704 | 250.2479 | 89429.2727 | 106845.6989 | 0 | 0 | 106845.6989 | 2.551e-05%
2026 | FB1 | CB FB1 | Tier-2 | Tier-2---11 | 4--4 | 11600% | 86 | 346.5871 | 36.93% | 61.45% | 1.621% | 27.5178 | 0 | 0 | 27.5178 | 0 | 26.2501 | 11.3575 | 2.3113 | 26.2501 | 11.3575 | 2.3113 | 27.6527 | 11.9643 | 2.3113 | 7.94% | 0.04664 | 0.036612 | 7431.1135 | 852.2072 | 4097.3369 | 2481.5694 | 8714.789 | 0 | 0 | 8714.789 | 0.0009074%
2026 | MOR1 | CB MOR1 | Tier-2 | Tier-2---4 | 5--5 | 35300% | 49 | 5119.7141 | 98.56% | 1.393% | 0.05121% | 203.118 | 0 | 0 | 203.118 | 0 | 193.7608 | 6.4711 | 29.9424 | 193.7608 | 6.4711 | 29.9424 | 204.1137 | 6.8169 | 29.9424 | 3.967% | 0.12647 | 0.12138 | 40481.7763 | 7026.0973 | 519.7061 | 32935.973 | 40506.2937 | 0 | 0 | 40506.2937 | 0.006698%
2026 | RA1 | CB RA1 | Tier-2 | Tier-2---2 | 5--5 | 11800% | 62 | 10517.0624 | 98.31% | 1.619% | 0.07383% | 1575.3798 | 0 | 0 | 1575.3798 | 0 | 1502.8053 | 8.1879 | 183.5387 | 1502.8053 | 8.1879 | 183.5387 | 1583.1022 | 8.6254 | 183.5387 | 14.98% | 0.14726 | 0.12482 | 71417.5478 | 11306.2901 | 1058.7648 | 59052.4929 | 71634.9383 | 0 | 0 | 71634.9383 | 0.05195%
2026 | RA2 | CB RA2 | Tier-2 | Tier-2---4 | 5--5 | 24100% | 55 | 5229.9021 | 98.11% | 1.831% | 0.05575% | 339.5968 | 0 | 0 | 339.5968 | 0 | 323.9522 | 7.2635 | 44.6 | 323.9522 | 7.2635 | 44.6 | 341.2615 | 7.6516 | 44.6 | 6.493% | 0.12706 | 0.11865 | 41161.4683 | 9548.3144 | 685.7088 | 30927.4452 | 41216.518 | 0 | 0 | 41216.518 | 0.0112%
2026 | RA3 | CB RA3 | Tier-2 | Tier-2---10 | 5--4 | 23500% | 175 | 916.1972 | 69.5% | 30.07% | 0.4286% | 137.508 | 0 | 0 | 137.508 | 0 | 131.1733 | 23.1111 | 5.6758 | 131.1733 | 23.1111 | 5.6758 | 138.1821 | 24.346 | 5.6758 | 15.01% | 0.12911 | 0.10123 | 7096.3625 | 800.779 | 1887.9363 | 4407.6471 | 7692.5679 | 0 | 0 | 7692.5679 | 0.004535%
2026 | DV1 | DV1-3R | Tier-3 | Tier-3---11 | 5--5 | 23700% | 237 | 3719.4004 | 95.17% | 4.691% | 0.1427% | 1026.4888 | 0 | 0 | 1026.4888 | 0 | 979.2005 | 31.2991 | 31.2853 | 979.2005 | 31.2991 | 31.2853 | 1031.5206 | 32.9714 | 31.2853 | 27.6% | 0.19421 | 0.13789 | 19151.2388 | 2981.992 | 820.0711 | 15349.1757 | 19529.3455 | 0 | 0 | 19529.3455 | 0.03385%
2027 | 1001 | 1001-1814AE | Tier-2 | Tier-2---11 | 5--3 | 1000% | 2 | 409.0622 | 99.15% | 0.7717% | 0.07851% | 23.5239 | 0 | 0 | 23.5239 | 0 | 21.4064 | 0.25196 | 84.9598 | 21.4064 | 0.25196 | 84.9598 | 23.7551 | 0.2796 | 84.9598 | 5.751% | 0.094213 | 0.088748 | 4341.8958 | 702.528 | 31.2092 | 3608.1586 | 4344.1686 | 0 | 0 | 4344.1686 | 0.0007757%
2027 | 1001 | 1001-1820F | Tier-2 | Tier-2---5 | 5--5 | 14600% | 49 | 4222.2471 | 91.41% | 8.486% | 0.103% | 375.6485 | 0 | 0 | 375.6485 | 0 | 341.835 | 6.173 | 55.3757 | 341.835 | 6.173 | 55.3757 | 379.3403 | 6.8503 | 55.3757 | 8.897% | 0.12846 | 0.11596 | 32868.2878 | 4904.2029 | 2558.3215 | 25405.7635 | 33172.6911 | 0 | 0 | 33172.6911 | 0.01239%
2027 | 1006 | 1006-829F | Tier-2 | Tier-2---15 | 1--5 | 1000% | 10 | 114.5301 | 99.76% | 0% | 0.2395% | 33.1342 | 0 | 0 | 33.1342 | 0 | 30.1517 | 1.2598 | 23.9337 | 30.1517 | 1.2598 | 23.9337 | 33.4598 | 1.398 | 23.9337 | 28.93% | 0.0022112 | 0.00157 | 51795.4298 | 10544.9933 | 12.8959 | 41237.5406 | 51846.0881 | 0 | 0 | 51846.0881 | 0.001093%
2027 | 1023 | 1023-200R | Tier-2 | Tier-2---5 | 4--5 | 8200% | 40 | 2889.9732 | 99.24% | 0.6691% | 0.08946% | 405.7243 | 0 | 0 | 405.7243 | 0 | 369.2036 | 5.0392 | 73.2664 | 369.2036 | 5.0392 | 73.2664 | 409.7117 | 5.5921 | 73.2664 | 14.04% | 0.083115 | 0.071357 | 34770.9454 | 5602.7978 | 215.4265 | 28952.7211 | 34814.406 | 0 | 0 | 34814.406 | 0.01338%
2027 | 1023 | 1023-46AE | Tier-2 | Tier-2---2 | 5--5 | 46900% | 141 | 9469.9149 | 95.98% | 3.884% | 0.1387% | 792.4296 | 0 | 0 | 792.4296 | 0 | 721.1001 | 17.7632 | 40.5953 | 721.1001 | 17.7632 | 40.5953 | 800.2175 | 19.7121 | 40.5953 | 8.368% | 0.13914 | 0.127 | 68062.6824 | 10581.9513 | 2429.1867 | 55051.5444 | 68324.1665 | 0 | 0 | 68324.1665 | 0.02613%
2027 | 1039 | 1039-13 | Tier-2 | Tier-2---3 | 5--5 | 53400% | 13 | 15957.1711 | 97.45% | 2.471% | 0.0752% | 109.7881 | 0 | 0 | 109.7881 | 0 | 99.9057 | 1.6377 | 61.0022 | 99.9057 | 1.6377 | 61.0022 | 110.8671 | 1.8174 | 61.0022 | 0.688% | 0.1351 | 0.13415 | 118113.2514 | 24651.3232 | 2725.8666 | 90736.0616 | 118134.6335 | 0 | 0 | 118134.6335 | 0.00362%
2027 | 1073 | 1073-872F | Tier-2 | Tier-2---20 | 3--2 | 1600% | 12 | 17.9659 | 86.84% | 10.72% | 2.434% | 3.3934 | 0 | 0 | 3.3934 | 0 | 3.088 | 1.5118 | 2.0426 | 3.088 | 1.5118 | 2.0426 | 3.4268 | 1.6776 | 2.0426 | 18.89% | 0.018584 | 0.014542 | 966.7183 | 136.5279 | 98.6169 | 731.5734 | 1002.0737 | 0 | 0 | 1002.0737 | 0.0001119%
2027 | 1073 | 1073-874F | Tier-2 | Tier-2---20 | 3--3 | 4000% | 1 | 40.9949 | 23.55% | 73.64% | 2.81% | 0.069984 | 0 | 0 | 0.069984 | 0 | 0.063685 | 0.12598 | 0.50551 | 0.063685 | 0.12598 | 0.50551 | 0.070672 | 0.1398 | 0.50551 | 0.1707% | 0.021565 | 0.021408 | 1901.027 | 61.7007 | 1198.5032 | 640.8231 | 1911.6411 | 0 | 0 | 1911.6411 | 2.308e-06%
2027 | 1073 | 1073-886F | Tier-2 | Tier-2---20 | 3--2 | 400% | 4 | 27.0781 | 12.75% | 86.83% | 0.4178% | 1.0014 | 0 | 0 | 1.0014 | 0 | 0.91122 | 0.50392 | 1.8083 | 0.91122 | 0.50392 | 1.8083 | 1.0112 | 0.55921 | 1.8083 | 3.698% | 0.016776 | 0.011911 | 1614.0782 | 34.779 | 1276.2143 | 303.0849 | 2189.28 | 0 | 0 | 2189.28 | 3.302e-05%
2027 | 1073 | 1073-887F | Tier-2 | Tier-2---21 | 3--1 | 300% | 3 | 6.3934 | 34.35% | 64.55% | 1.103% | 0.63686 | 0 | 0 | 0.63686 | 0 | 0.57953 | 0.37794 | 1.5334 | 0.57953 | 0.37794 | 1.5334 | 0.64312 | 0.41941 | 1.5334 | 9.961% | 0.016639 | 0.011814 | 384.2398 | 21.9164 | 213.9745 | 148.3489 | 487.2744 | 0 | 0 | 487.2744 | 2.1e-05%
2027 | 1090 | 1090-639R | Tier-3 | Tier-3---18 | 5--2 | 8000% | 18 | 509.5021 | 91.97% | 7.519% | 0.512% | 30.575 | 0 | 0 | 30.575 | 0 | 27.8228 | 2.2676 | 12.2695 | 27.8228 | 2.2676 | 12.2695 | 30.8755 | 2.5164 | 12.2695 | 6.001% | 0.37006 | 0.34591 | 1376.8236 | 183.1657 | 83.207 | 1110.4509 | 1384.5424 | 0 | 0 | 1384.5424 | 0.001008%
2027 | 1094 | 1094-35F | Tier-2 | Tier-2---7 | 3--5 | 16700% | 26 | 2514.2831 | 99.84% | 0% | 0.1648% | 113.332 | 0 | 0 | 113.332 | 0 | 103.1306 | 3.2755 | 31.4857 | 103.1306 | 3.2755 | 31.4857 | 114.4459 | 3.6349 | 31.4857 | 4.508% | 0.020398 | 0.019477 | 123263.6714 | 20043.0193 | 98.2626 | 103122.3894 | 123273.2773 | 0 | 0 | 123273.2773 | 0.003737%
2027 | 1118 | 1118-1718F | Tier-2 | Tier-2---10 | 5--4 | 1900% | 17 | 788.3757 | 99.4% | 0.5205% | 0.07536% | 203.3437 | 0 | 0 | 203.3437 | 0 | 185.04 | 2.1417 | 86.4004 | 185.04 | 2.1417 | 86.4004 | 205.3422 | 2.3766 | 86.4004 | 25.79% | 0.10781 | 0.079835 | 7312.7208 | 1401.0432 | 30.5742 | 5881.1034 | 7327.9897 | 0 | 0 | 7327.9897 | 0.006706%
2027 | 1138 | 1138-6R | Tier-2 | Tier-2---5 | 5--5 | 80400% | 334 | 4663.8779 | 91.12% | 8.567% | 0.3106% | 511.9893 | 0 | 0 | 511.9893 | 0 | 465.9033 | 42.0773 | 11.0726 | 465.9033 | 42.0773 | 11.0726 | 517.0211 | 46.6939 | 11.0726 | 10.98% | 0.17153 | 0.15086 | 27190.5644 | 4666.2669 | 2170.5181 | 20353.7794 | 27521.2013 | 0 | 0 | 27521.2013 | 0.01688%
2027 | 1162 | 1162-329R | Tier-2 | Tier-2---13 | 4--3 | 4900% | 7 | 206.5878 | 96.62% | 2.592% | 0.7875% | 8.2694 | 0 | 0 | 8.2694 | 0 | 7.5251 | 0.88186 | 8.5332 | 7.5251 | 0.88186 | 8.5332 | 8.3507 | 0.97861 | 8.5332 | 4.003% | 0.070019 | 0.067119 | 2950.4371 | 449.0329 | 64.8259 | 2436.5783 | 2954.746 | 0 | 0 | 2954.746 | 0.0002727%
2027 | 1162 | 1162-363 | Tier-2 | Tier-2---13 | 4--3 | 3700% | 30 | 247.9994 | 97.75% | 1.792% | 0.4608% | 56.9994 | 0 | 0 | 56.9994 | 0 | 51.8687 | 3.7794 | 13.7241 | 51.8687 | 3.7794 | 13.7241 | 57.5596 | 4.1941 | 13.7241 | 22.98% | 0.064829 | 0.049585 | 3825.4385 | 595.791 | 56.0143 | 3173.6332 | 3851.9369 | 0 | 0 | 3851.9369 | 0.00188%
2027 | 1166 | 1166-15R | Tier-3 | Tier-3---11 | 5--5 | 12300% | 66 | 3965.2217 | 98.26% | 1.658% | 0.07833% | 606.3161 | 0 | 0 | 606.3161 | 0 | 551.7394 | 8.3147 | 66.3574 | 551.7394 | 8.3147 | 66.3574 | 612.2749 | 9.2269 | 66.3574 | 15.29% | 0.19397 | 0.16378 | 20442.8701 | 3274.5374 | 313.5505 | 16854.7822 | 20508.2681 | 0 | 0 | 20508.2681 | 0.01999%
2027 | 1166 | 1166-18R | Tier-3 | Tier-3---5 | 5--5 | 10000% | 55 | 10108.4901 | 99.77% | 0.1963% | 0.03345% | 1608.6005 | 0 | 0 | 1608.6005 | 0 | 1463.8045 | 6.9289 | 211.2611 | 1463.8045 | 6.9289 | 211.2611 | 1624.4097 | 7.6891 | 211.2611 | 15.91% | 0.21365 | 0.17957 | 47313.4054 | 8461.5455 | 93.1732 | 38758.6866 | 47334.0306 | 0 | 0 | 47334.0306 | 0.05305%
2027 | 1215 | 1215-12R | Tier-3 | Tier-3---9 | 5--4 | 14900% | 69 | 6147.2839 | 97.88% | 2.045% | 0.07292% | 808.0634 | 0 | 0 | 808.0634 | 0 | 735.3267 | 8.6926 | 84.5922 | 735.3267 | 8.6926 | 84.5922 | 816.005 | 9.6463 | 84.5922 | 13.15% | 0.69907 | 0.60519 | 8793.5219 | 1246.9976 | 166.0142 | 7380.5102 | 8822.4187 | 0 | 0 | 8822.4187 | 0.02665%
2027 | 1215 | 1215-32R | Tier-3 | Tier-3---7 | 5--4 | 23400% | 7 | 8696.5042 | 96.48% | 3.447% | 0.07747% | 72.7848 | 0 | 0 | 72.7848 | 0 | 66.2332 | 0.88186 | 75.1064 | 66.2332 | 0.88186 | 75.1064 | 73.5001 | 0.97861 | 75.1064 | 0.8369% | 0.68132 | 0.67541 | 12764.1579 | 1785.0395 | 391.9912 | 10587.1273 | 12768.0951 | 0 | 0 | 12768.0951 | 0.0024%
2027 | 1242 | 1242-1079R | Tier-2 | Tier-2---12 | 2--5 | 4400% | 12 | 411.5414 | 99.65% | 0% | 0.3468% | 32.4363 | 0 | 0 | 32.4363 | 0 | 29.5166 | 1.5118 | 19.5247 | 29.5166 | 1.5118 | 19.5247 | 32.7551 | 1.6776 | 19.5247 | 7.882% | 0.0067316 | 0.0061992 | 61135.7492 | 25086.0386 | 163.5766 | 35886.134 | 61153.9567 | 0 | 0 | 61153.9567 | 0.00107%
2027 | 1243 | 1243-319R | Tier-2 | Tier-2---9 | 4--4 | 6400% | 52 | 1178.043 | 99.35% | 0.5195% | 0.1323% | 275.7672 | 0 | 0 | 275.7672 | 0 | 250.9444 | 6.5509 | 38.3066 | 250.9444 | 6.5509 | 38.3066 | 278.4774 | 7.2697 | 38.3066 | 23.41% | 0.081051 | 0.061953 | 14534.5899 | 2255.6514 | 66.1042 | 12212.8342 | 14563.7927 | 0 | 0 | 14563.7927 | 0.009094%
2027 | 1243 | 1243-45R | Tier-2 | Tier-2---7 | 4--5 | 7200% | 9 | 1878.3826 | 99.05% | 0.8285% | 0.1244% | 67.4425 | 0 | 0 | 67.4425 | 0 | 61.3718 | 1.1338 | 54.1284 | 61.3718 | 1.1338 | 54.1284 | 68.1053 | 1.2582 | 54.1284 | 3.59% | 0.087615 | 0.084439 | 21438.9544 | 3365.8931 | 151.2586 | 17921.8028 | 21446.6387 | 0 | 0 | 21446.6387 | 0.002224%
2027 | 1458 | 1458-1075F | Tier-3 | Tier-3---20 | 1--5 | 200% | 2 | 58.2342 | 99.94% | 0% | 0.06312% | 16.8773 | 0 | 0 | 16.8773 | 0 | 15.3581 | 0.25196 | 60.9545 | 15.3581 | 0.25196 | 60.9545 | 17.0431 | 0.2796 | 60.9545 | 28.98% | 0.00013 | 9.23e-05 | 447955.3838 | 72658.276 | 116.4548 | 375180.6529 | 448070.8735 | 0 | 0 | 448070.8735 | 0.0005565%
2027 | 1458 | 1458-454F | Tier-2 | Tier-2---18 | 5--2 | 200% | 1 | 84.0912 | 0% | 100% | 0% | 0 | 0 | 0 | 0 | 0 | 0 | 0.12598 | 0 | 0 | 0.12598 | 0 | 0 | 0.1398 | 0 | 0% | 0.13508 | 0.11549 | 622.5483 | 0.79747 | 559.5915 | 62.1593 | 728.1267 | 0 | 0 | 728.1267 | 0%
2027 | 1458 | 1458-565R | Tier-3 | Tier-3---6 | 5--5 | 12700% | 108 | 8159.9793 | 99.25% | 0.7112% | 0.04348% | 1997.1805 | 0 | 0 | 1997.1805 | 0 | 1817.407 | 13.6058 | 133.5757 | 1817.407 | 13.6058 | 133.5757 | 2016.8087 | 15.0986 | 133.5757 | 24.48% | 0.15819 | 0.11918 | 51582.9513 | 8279.4207 | 334.7207 | 42968.8099 | 51710.3735 | 0 | 0 | 51710.3735 | 0.06586%
2027 | 1458 | 1458-601R | Tier-3 | Tier-3---2 | 5--5 | 44100% | 29 | 37077.302 | 99.36% | 0.615% | 0.02874% | 702.523 | 0 | 0 | 702.523 | 0 | 639.2864 | 3.6534 | 174.9833 | 639.2864 | 3.6534 | 174.9833 | 709.4274 | 4.0543 | 174.9833 | 1.895% | 0.20421 | 0.20032 | 181561.9083 | 39229.4205 | 1054.6776 | 141277.8102 | 181584.6323 | 0 | 0 | 181584.6323 | 0.02317%
2027 | 1525 | 1525-23R | Tier-2 | Tier-2---20 | 4--1 | 900% | 7 | 8.268 | 89.5% | 6.947% | 3.548% | 1.6692 | 0 | 0 | 1.6692 | 0 | 1.5189 | 0.88186 | 1.7224 | 1.5189 | 0.88186 | 1.7224 | 1.6856 | 0.97861 | 1.7224 | 20.19% | 0.032823 | 0.025419 | 251.8988 | 39.1664 | 14.7185 | 198.0139 | 259.5985 | 0 | 0 | 259.5985 | 5.504e-05%
2027 | 157 | 157-189R | Tier-3 | Tier-3---9 | 5--4 | 66900% | 307 | 5507.0239 | 92.46% | 7.234% | 0.3043% | 677.621 | 0 | 0 | 677.621 | 0 | 616.6259 | 38.6758 | 15.9435 | 616.6259 | 38.6758 | 15.9435 | 684.2806 | 42.9192 | 15.9435 | 12.3% | 0.3705 | 0.32119 | 14863.9228 | 1949.0115 | 963.9544 | 11950.9569 | 15035.9374 | 0 | 0 | 15035.9374 | 0.02235%
2027 | 157 | 157-204R | Tier-3 | Tier-3---11 | 5--4 | 21300% | 156 | 3876.1334 | 98.99% | 0.834% | 0.1804% | 814.9177 | 0 | 0 | 814.9177 | 0 | 741.564 | 19.6528 | 37.7332 | 741.564 | 19.6528 | 37.7332 | 822.9266 | 21.8091 | 37.7332 | 21.02% | 0.32777 | 0.25815 | 11825.9094 | 1771.5346 | 144.6692 | 9909.7056 | 11858.2596 | 0 | 0 | 11858.2596 | 0.02687%
2027 | 157 | 157-207R | Tier-3 | Tier-3---16 | 2--5 | 2300% | 20 | 719.0865 | 99.89% | 0% | 0.1123% | 181.1312 | 0 | 0 | 181.1312 | 0 | 164.8269 | 2.5196 | 65.418 | 164.8269 | 2.5196 | 65.418 | 182.9113 | 2.796 | 65.418 | 25.19% | 0.0095404 | 0.0071346 | 75372.7824 | 10925.518 | 1399.5436 | 63047.7208 | 75401.3276 | 0 | 0 | 75401.3276 | 0.005973%
2027 | 157 | 157-232R | Tier-3 | Tier-3---11 | 5--4 | 25000% | 23 | 3160.5079 | 95.27% | 4.501% | 0.231% | 80.3325 | 0 | 0 | 80.3325 | 0 | 73.1015 | 2.8975 | 25.2288 | 73.1015 | 2.8975 | 25.2288 | 81.122 | 3.2154 | 25.2288 | 2.542% | 0.32167 | 0.31309 | 9825.3054 | 1334.764 | 421.9769 | 8068.5645 | 9838.049 | 0 | 0 | 9838.049 | 0.002649%
2027 | 157 | 157-273R | Tier-3 | Tier-3---14 | 5--4 | 17300% | 80 | 1867.403 | 95.01% | 4.712% | 0.2778% | 237.9313 | 0 | 0 | 237.9313 | 0 | 216.5142 | 10.0784 | 21.483 | 216.5142 | 10.0784 | 21.483 | 240.2696 | 11.1842 | 21.483 | 12.74% | 0.32295 | 0.27964 | 5782.3142 | 798.5103 | 275.1351 | 4708.6688 | 5826.9965 | 0 | 0 | 5826.9965 | 0.007846%
2027 | 175 | 175-90R | Tier-3 | Tier-3---9 | 5--5 | 30000% | 37 | 5741.4949 | 96.86% | 2.992% | 0.1472% | 198.9081 | 0 | 0 | 198.9081 | 0 | 181.0037 | 4.6613 | 38.8316 | 181.0037 | 4.6613 | 38.8316 | 200.863 | 5.1727 | 38.8316 | 3.464% | 0.20491 | 0.19758 | 28019.3198 | 4481.7022 | 744.6531 | 22792.9645 | 28051.944 | 0 | 0 | 28051.944 | 0.006559%
2027 | 182 | 182-2240F | Tier-2 | Tier-2---2 | 5--5 | 29100% | 138 | 11917.1989 | 94.29% | 5.651% | 0.05821% | 1545.354 | 0 | 0 | 1545.354 | 0 | 1406.2511 | 17.3852 | 80.8878 | 1406.2511 | 17.3852 | 80.8878 | 1560.5417 | 19.2927 | 80.8878 | 12.97% | 0.1455 | 0.12549 | 81902.6703 | 23758.3803 | 4446.6021 | 53697.6879 | 82648.2688 | 0 | 0 | 82648.2688 | 0.05096%
2027 | 182 | 182-2250 | Tier-2 | Tier-2---8 | 5--5 | 2600% | 16 | 1939.2132 | 99.74% | 0.2126% | 0.04638% | 345.1786 | 0 | 0 | 345.1786 | 0 | 314.1078 | 2.0157 | 155.8324 | 314.1078 | 2.0157 | 155.8324 | 348.571 | 2.2368 | 155.8324 | 17.8% | 0.10496 | 0.086226 | 18476.2986 | 2987.5542 | 36.178 | 15452.5664 | 18486.694 | 0 | 0 | 18486.694 | 0.01138%
2027 | 182 | 182-2252R | Tier-2 | Tier-2---5 | 5--5 | 10400% | 42 | 4229.9446 | 99.22% | 0.7256% | 0.05893% | 491.5049 | 0 | 0 | 491.5049 | 0 | 447.2628 | 5.2912 | 84.5303 | 447.2628 | 5.2912 | 84.5303 | 496.3354 | 5.8717 | 84.5303 | 11.62% | 0.11307 | 0.099829 | 37409.5665 | 6099.6348 | 248.5113 | 31061.4203 | 37448.4995 | 0 | 0 | 37448.4995 | 0.01621%
2027 | 198 | 198-37R | Tier-2 | Tier-2---9 | 4--5 | 18800% | 5 | 973.0999 | 95.53% | 4.02% | 0.4464% | 7.1701 | 0 | 0 | 7.1701 | 0 | 6.5247 | 0.6299 | 10.3583 | 6.5247 | 0.6299 | 10.3583 | 7.2405 | 0.69901 | 10.3583 | 0.7368% | 0.030671 | 0.030434 | 31727.0349 | 12880.9235 | 1667.8732 | 17178.2382 | 31738.0494 | 0 | 0 | 31738.0494 | 0.0002364%
2027 | 206 | 206-1817 | Tier-2 | Tier-2---4 | 4--5 | 41300% | 5 | 2976.5734 | 99.75% | 0% | 0.2502% | 10.4243 | 0 | 0 | 10.4243 | 0 | 9.486 | 0.6299 | 15.0595 | 9.486 | 0.6299 | 15.0595 | 10.5267 | 0.69901 | 15.0595 | 0.3502% | 0.038208 | 0.038074 | 77904.8627 | 12644.4177 | 94.4539 | 65165.9911 | 77905.5494 | 0 | 0 | 77905.5494 | 0.0003438%
2027 | 211 | 211-312R | Tier-2 | Tier-2---8 | 5--3 | 42000% | 24 | 1809.5147 | 84.26% | 15.08% | 0.6521% | 25.2679 | 0 | 0 | 25.2679 | 0 | 22.9935 | 3.0235 | 7.6049 | 22.9935 | 3.0235 | 7.6049 | 25.5162 | 3.3552 | 7.6049 | 1.396% | 0.39031 | 0.38384 | 4636.1485 | 511.795 | 635.8046 | 3488.549 | 4648.4411 | 0 | 0 | 4648.4411 | 0.0008332%
2027 | 212 | 212-773R | Tier-2 | Tier-2---5 | 5--4 | 29700% | 13 | 2758.5667 | 95.78% | 3.96% | 0.2633% | 33.5374 | 0 | 0 | 33.5374 | 0 | 30.5185 | 1.6377 | 18.6346 | 30.5185 | 1.6377 | 18.6346 | 33.867 | 1.8174 | 18.6346 | 1.216% | 0.19881 | 0.19629 | 13875.2805 | 1871.421 | 507.3138 | 11496.5456 | 13882.8143 | 0 | 0 | 13882.8143 | 0.001106%
2027 | 214 | 214-613R | Tier-3 | Tier-3---14 | 5--3 | 19600% | 71 | 1721.769 | 85.69% | 14.07% | 0.2459% | 154.9862 | 0 | 0 | 154.9862 | 0 | 141.0353 | 8.9446 | 15.7677 | 141.0353 | 8.9446 | 15.7677 | 156.5094 | 9.9259 | 15.7677 | 9.002% | 0.43289 | 0.38741 | 3977.4025 | 528.7899 | 507.0028 | 2941.6099 | 4044.2238 | 0 | 0 | 4044.2238 | 0.005111%
2027 | 220 | 220-294R | Tier-3 | Tier-3---14 | 5--3 | 32800% | 28 | 1925.8876 | 84.29% | 15.28% | 0.4298% | 40.1877 | 0 | 0 | 40.1877 | 0 | 36.5703 | 3.5274 | 10.3674 | 36.5703 | 3.5274 | 10.3674 | 40.5827 | 3.9145 | 10.3674 | 2.087% | 0.44397 | 0.43298 | 4337.8466 | 467.6186 | 600.0435 | 3270.1845 | 4355.1446 | 0 | 0 | 4355.1446 | 0.001325%
2027 | 223 | 223-536R | Tier-2 | Tier-2---19 | 1--4 | 800% | 5 | 17.3686 | 98.33% | 0% | 1.666% | 3.0956 | 0 | 0 | 3.0956 | 0 | 2.817 | 0.6299 | 4.4721 | 2.817 | 0.6299 | 4.4721 | 3.126 | 0.69901 | 4.4721 | 17.82% | 0.0018852 | 0.0015435 | 9213.1285 | 1446.4962 | 15.3355 | 7751.2969 | 9247.1077 | 0 | 0 | 9247.1077 | 0.0001021%
2027 | 230 | 230-1008R | Tier-2 | Tier-2---16 | 4--3 | 900% | 3 | 171.5883 | 99.37% | 0.4538% | 0.1789% | 16.4819 | 0 | 0 | 16.4819 | 0 | 14.9983 | 0.37794 | 39.6844 | 14.9983 | 0.37794 | 39.6844 | 16.6439 | 0.41941 | 39.6844 | 9.605% | 0.055697 | 0.050313 | 3080.7564 | 492.3345 | 31.2554 | 2557.1665 | 3082.8425 | 0 | 0 | 3082.8425 | 0.0005435%
2027 | 230 | 230-127AE | Tier-2 | Tier-2---7 | 5--5 | 26900% | 162 | 2000.4654 | 94.98% | 4.641% | 0.3747% | 331.8501 | 0 | 0 | 331.8501 | 0 | 301.979 | 20.4087 | 14.7966 | 301.979 | 20.4087 | 14.7966 | 335.1115 | 22.6479 | 14.7966 | 16.59% | 0.093988 | 0.077573 | 21284.2191 | 3269.4209 | 921.4772 | 17093.321 | 21510.1326 | 0 | 0 | 21510.1326 | 0.01094%
2027 | 230 | 230-133AE | Tier-2 | Tier-2---6 | 5--5 | 32800% | 221 | 6388.6939 | 98.26% | 1.615% | 0.1229% | 1226.6388 | 0 | 0 | 1226.6388 | 0 | 1116.2246 | 27.8415 | 40.0921 | 1116.2246 | 27.8415 | 40.0921 | 1238.6941 | 30.8962 | 40.0921 | 19.2% | 0.095565 | 0.076892 | 66852.0974 | 10704.3112 | 1013.9772 | 55133.809 | 67134.1648 | 0 | 0 | 67134.1648 | 0.04045%
2027 | 230 | 230-1586R | Tier-2 | Tier-2---7 | 4--5 | 24500% | 157 | 2072.8837 | 91.06% | 8.635% | 0.3% | 350.7974 | 0 | 0 | 350.7974 | 0 | 319.2209 | 19.7788 | 16.1395 | 319.2209 | 19.7788 | 16.1395 | 354.245 | 21.9489 | 16.1395 | 16.92% | 0.084625 | 0.068899 | 24494.9333 | 3610.2418 | 2037.5267 | 18847.1648 | 24994.5161 | 0 | 0 | 24994.5161 | 0.01157%
2027 | 230 | 230-1606R | Tier-2 | Tier-2---11 | 4--4 | 7100% | 6 | 536.3838 | 78.97% | 20.71% | 0.32% | 10.3805 | 0 | 0 | 10.3805 | 0 | 9.4461 | 0.75588 | 12.4969 | 9.4461 | 0.75588 | 12.4969 | 10.4825 | 0.83881 | 12.4969 | 1.935% | 0.062818 | 0.061279 | 8538.6965 | 1090.1965 | 1630.9842 | 5817.5158 | 8583.8131 | 0 | 0 | 8583.8131 | 0.0003423%
2027 | 230 | 230-181 | Tier-2 | Tier-2---9 | 4--4 | 5200% | 28 | 788.7224 | 98.19% | 1.606% | 0.2041% | 120.9323 | 0 | 0 | 120.9323 | 0 | 110.0468 | 3.5274 | 31.1974 | 110.0468 | 3.5274 | 31.1974 | 122.1208 | 3.9145 | 31.1974 | 15.33% | 0.063241 | 0.053366 | 12471.6541 | 1938.3166 | 505.8598 | 10027.4777 | 12513.4357 | 0 | 0 | 12513.4357 | 0.003988%
2027 | 230 | 230-2060R | Tier-2 | Tier-2---4 | 4--5 | 23600% | 183 | 3473.4554 | 97.68% | 2.135% | 0.1887% | 762.939 | 0 | 0 | 762.939 | 0 | 694.2641 | 23.0543 | 30.1143 | 694.2641 | 23.0543 | 30.1143 | 770.4372 | 25.5838 | 30.1143 | 21.96% | 0.088414 | 0.068532 | 39286.0822 | 6237.3116 | 786.318 | 32262.4526 | 39550.8748 | 0 | 0 | 39550.8748 | 0.02516%
2027 | 230 | 230-2067 | Tier-2 | Tier-2---16 | 4--3 | 600% | 6 | 121.6067 | 92.98% | 6.845% | 0.1786% | 32.789 | 0 | 0 | 32.789 | 0 | 29.8376 | 0.75588 | 39.474 | 29.8376 | 0.75588 | 39.474 | 33.1113 | 0.83881 | 39.474 | 26.96% | 0.054619 | 0.038779 | 2226.4545 | 337.872 | 139.4312 | 1749.1513 | 2290.3269 | 0 | 0 | 2290.3269 | 0.001081%
2027 | 230 | 230-371AE | Tier-2 | Tier-2---13 | 4--3 | 4100% | 14 | 195.7251 | 81.71% | 17.81% | 0.4804% | 15.8374 | 0 | 0 | 15.8374 | 0 | 14.4118 | 1.7637 | 8.1713 | 14.4118 | 1.7637 | 8.1713 | 15.9931 | 1.9572 | 8.1713 | 8.092% | 0.059006 | 0.053163 | 3317.0375 | 438.8452 | 524.5469 | 2353.6453 | 3383.703 | 0 | 0 | 3383.703 | 0.0005223%
2027 | 231 | 231-1136R | Tier-2 | Tier-2---7 | 4--5 | 35700% | 112 | 2730.9177 | 98.3% | 1.373% | 0.325% | 244.2406 | 0 | 0 | 244.2406 | 0 | 222.2557 | 14.1097 | 15.7519 | 222.2557 | 14.1097 | 15.7519 | 246.641 | 15.6578 | 15.7519 | 8.944% | 0.054655 | 0.049682 | 49966.8413 | 8713.2838 | 1199.3075 | 40054.25 | 50051.7677 | 0 | 0 | 50051.7677 | 0.008054%
2027 | 231 | 231-1635R | Tier-2 | Tier-2---4 | 5--5 | 86200% | 429 | 5142.095 | 98.68% | 0.901% | 0.4182% | 732.3537 | 0 | 0 | 732.3537 | 0 | 666.4319 | 54.0453 | 12.331 | 666.4319 | 54.0453 | 12.331 | 739.5513 | 59.9751 | 12.331 | 14.24% | 0.11648 | 0.099666 | 44146.87 | 7752.1946 | 471.7485 | 35922.9269 | 44245.0995 | 0 | 0 | 44245.0995 | 0.02415%
2027 | 232 | 232-40AE | Tier-2 | Tier-2---19 | 2--3 | 500% | 4 | 11.4297 | 0.4523% | 98.58% | 0.9661% | 0.011995 | 0 | 0 | 0.011995 | 0 | 0.010915 | 0.50392 | 0.02166 | 0.010915 | 0.50392 | 0.02166 | 0.012113 | 0.55921 | 0.02166 | 0.1049% | 0.0059544 | 0.004573 | 1919.5436 | 3.4341 | 1729.7945 | 186.3149 | 2496.7828 | 0 | 0 | 2496.7828 | 3.955e-07%
2027 | 233 | 233-123R | Tier-2 | Tier-2---4 | 4--5 | 41200% | 64 | 3035.8045 | 98.84% | 0.8219% | 0.339% | 135.171 | 0 | 0 | 135.171 | 0 | 123.0037 | 8.0627 | 15.2559 | 123.0037 | 8.0627 | 15.2559 | 136.4994 | 8.9473 | 15.2559 | 4.453% | 0.06125 | 0.058491 | 49563.8317 | 7938.6753 | 487.1368 | 41138.0196 | 49590.9744 | 0 | 0 | 49590.9744 | 0.004457%
2027 | 233 | 233-41R | Tier-2 | Tier-2---9 | 4--5 | 27300% | 57 | 718.991 | 97.57% | 1.357% | 1.072% | 42.4768 | 0 | 0 | 42.4768 | 0 | 38.6533 | 7.1808 | 5.3828 | 38.6533 | 7.1808 | 5.3828 | 42.8942 | 7.9687 | 5.3828 | 5.908% | 0.044487 | 0.041793 | 16161.8225 | 2695.2374 | 377.2862 | 13089.2989 | 16187.131 | 0 | 0 | 16187.131 | 0.001401%
2027 | 233 | 233-86F | Tier-2 | Tier-2---8 | 5--5 | 41200% | 60 | 2341.6741 | 85.9% | 13.6% | 0.4998% | 84.9541 | 0 | 0 | 84.9541 | 0 | 77.3071 | 7.5588 | 10.2274 | 77.3071 | 7.5588 | 10.2274 | 85.789 | 8.3881 | 10.2274 | 3.628% | 0.1204 | 0.11531 | 19449.7342 | 2690.1535 | 2433.0497 | 14326.531 | 19570.6403 | 0 | 0 | 19570.6403 | 0.002801%
2027 | 234 | 234-48R | Tier-2 | Tier-2---4 | 4--5 | 33400% | 155 | 4939.3793 | 99.46% | 0.3916% | 0.1518% | 661.1336 | 0 | 0 | 661.1336 | 0 | 601.6226 | 19.5269 | 30.81 | 601.6226 | 19.5269 | 30.81 | 667.6312 | 21.6693 | 30.81 | 13.38% | 0.047931 | 0.041481 | 103051.0115 | 20615.902 | 443.8608 | 81991.2487 | 103138.0931 | 0 | 0 | 103138.0931 | 0.0218%
2027 | 239 | 239-2217R | Tier-3 | Tier-3---16 | 4--4 | 10800% | 11 | 1029.5673 | 69.27% | 30.42% | 0.3032% | 21.0659 | 0 | 0 | 21.0659 | 0 | 19.1696 | 1.3858 | 13.8331 | 19.1696 | 1.3858 | 13.8331 | 21.2729 | 1.5378 | 13.8331 | 2.046% | 0.073205 | 0.071043 | 14064.0898 | 1546.1618 | 3996.6336 | 8521.2943 | 14195.6228 | 0 | 0 | 14195.6228 | 0.0006947%
2027 | 240 | 240-1028R | Tier-2 | Tier-2---9 | 4--5 | 16500% | 99 | 1181.5361 | 98.38% | 1.316% | 0.2998% | 202.2656 | 0 | 0 | 202.2656 | 0 | 184.0589 | 12.472 | 14.7578 | 184.0589 | 12.472 | 14.7578 | 204.2534 | 13.8404 | 14.7578 | 17.12% | 0.045174 | 0.037314 | 26155.1082 | 4733.8049 | 362.4599 | 21058.8433 | 26244.1289 | 0 | 0 | 26244.1289 | 0.00667%
2027 | 240 | 240-1044 | Tier-3 | Tier-3---16 | 4--4 | 7100% | 40 | 791.3356 | 98.7% | 1.112% | 0.1837% | 127.6139 | 0 | 0 | 127.6139 | 0 | 116.1269 | 5.0392 | 23.0448 | 116.1269 | 5.0392 | 23.0448 | 128.8681 | 5.5921 | 23.0448 | 16.13% | 0.076308 | 0.063841 | 10370.2289 | 1768.6676 | 147.2931 | 8454.2683 | 10396.4616 | 0 | 0 | 10396.4616 | 0.004208%
2027 | 240 | 240-1148 | Tier-3 | Tier-3---17 | 4--4 | 7500% | 64 | 376.72 | 96.88% | 2.523% | 0.5996% | 90.3146 | 0 | 0 | 90.3146 | 0 | 82.1851 | 8.0627 | 10.1932 | 82.1851 | 8.0627 | 10.1932 | 91.2022 | 8.9473 | 10.1932 | 23.97% | 0.037482 | 0.028207 | 10050.6383 | 1533.8365 | 215.1786 | 8301.6232 | 10153.8425 | 0 | 0 | 10153.8425 | 0.002978%
2027 | 240 | 240-2004R | Tier-3 | Tier-3---12 | 5--5 | 62300% | 363 | 4437.6588 | 97.91% | 1.769% | 0.321% | 734.1715 | 0 | 0 | 734.1715 | 0 | 668.0861 | 45.7307 | 14.6091 | 668.0861 | 45.7307 | 14.6091 | 741.3869 | 50.7481 | 14.6091 | 16.54% | 0.095775 | 0.079592 | 46334.0144 | 8309.1897 | 777.0534 | 37247.7713 | 46530.915 | 0 | 0 | 46530.915 | 0.02421%
2027 | 240 | 240-2006R | Tier-3 | Tier-3---12 | 4--5 | 26900% | 189 | 3742.5721 | 99.07% | 0.7558% | 0.1785% | 755.4422 | 0 | 0 | 755.4422 | 0 | 687.4421 | 23.8102 | 28.8718 | 687.4421 | 23.8102 | 28.8718 | 762.8667 | 26.4226 | 28.8718 | 20.19% | 0.06999 | 0.055729 | 53472.8025 | 8543.8289 | 386.3377 | 44542.6358 | 53600.6388 | 0 | 0 | 53600.6388 | 0.02491%
2027 | 240 | 240-2032R | Tier-3 | Tier-3---12 | 5--5 | 34400% | 265 | 3665.7351 | 96.82% | 2.929% | 0.2538% | 792.8628 | 0 | 0 | 792.8628 | 0 | 721.4943 | 33.3846 | 21.6116 | 721.4943 | 33.3846 | 21.6116 | 800.655 | 37.0475 | 21.6116 | 21.63% | 0.12278 | 0.095348 | 29856.9037 | 4756.4874 | 803.6507 | 24296.7656 | 30130.2876 | 0 | 0 | 30130.2876 | 0.02615%
2027 | 242 | 242-1426F | Tier-2 | Tier-2---10 | 5--4 | 11700% | 56 | 960.3446 | 65.96% | 33.81% | 0.2324% | 87.923 | 0 | 0 | 87.923 | 0 | 80.0087 | 7.0549 | 11.3409 | 80.0087 | 7.0549 | 11.3409 | 88.7871 | 7.8289 | 11.3409 | 9.155% | 0.10724 | 0.092358 | 8954.7461 | 1188.9727 | 2793.8383 | 4971.9351 | 9446.0509 | 0 | 0 | 9446.0509 | 0.002899%
2027 | 242 | 242-1427F | Tier-2 | Tier-2---20 | 5--1 | 500% | 3 | 24.991 | 71.07% | 28.66% | 0.2708% | 3.0905 | 0 | 0 | 3.0905 | 0 | 2.8123 | 0.37794 | 7.4412 | 2.8123 | 0.37794 | 7.4412 | 3.1209 | 0.41941 | 7.4412 | 12.37% | 0.096908 | 0.080046 | 257.8839 | 30.0686 | 62.0054 | 165.8099 | 273.5988 | 0 | 0 | 273.5988 | 0.0001019%
2027 | 246 | 246-34R | Tier-3 | Tier-3---12 | 4--5 | 43600% | 186 | 3387.0058 | 94.54% | 5.197% | 0.2577% | 396.1667 | 0 | 0 | 396.1667 | 0 | 360.5063 | 23.4322 | 15.3851 | 360.5063 | 23.4322 | 15.3851 | 400.0602 | 26.0032 | 15.3851 | 11.7% | 0.070488 | 0.061768 | 48050.8143 | 8360.4537 | 2387.5887 | 37302.7719 | 48420.892 | 0 | 0 | 48420.892 | 0.01306%
2027 | 247 | 247-46 | Tier-3 | Tier-3---16 | 4--5 | 22700% | 139 | 1360.3328 | 92.51% | 7.186% | 0.3009% | 223.4787 | 0 | 0 | 223.4787 | 0 | 203.3626 | 17.5112 | 11.6133 | 203.3626 | 17.5112 | 11.6133 | 225.675 | 19.4325 | 11.6133 | 16.43% | 0.045228 | 0.037197 | 30076.9614 | 4522.9768 | 2007.8493 | 23546.1352 | 30563.1651 | 0 | 0 | 30563.1651 | 0.00737%
2027 | 252 | 252-129 | Tier-2 | Tier-2---18 | 3--3 | 9800% | 54 | 49.4853 | 86.66% | 6.71% | 6.626% | 6.853 | 0 | 0 | 6.853 | 0 | 6.2362 | 6.8029 | 0.91669 | 6.2362 | 6.8029 | 0.91669 | 6.9204 | 7.5493 | 0.91669 | 13.85% | 0.02391 | 0.020089 | 2069.6845 | 324.0484 | 134.0961 | 1611.54 | 2122.1774 | 0 | 0 | 2122.1774 | 0.000226%
2027 | 283 | 283-55R | Tier-3 | Tier-3---9 | 5--5 | 10900% | 28 | 5299.6344 | 98.55% | 1.37% | 0.07601% | 389.0912 | 0 | 0 | 389.0912 | 0 | 354.0677 | 3.5274 | 100.3754 | 354.0677 | 3.5274 | 100.3754 | 392.9152 | 3.9145 | 100.3754 | 7.342% | 0.20157 | 0.18656 | 26291.5727 | 4431.5745 | 343.4719 | 21516.5263 | 26322.1653 | 0 | 0 | 26322.1653 | 0.01283%
2027 | 288 | 288-2380F | Tier-2 | Tier-2---12 | 4--5 | 4300% | 23 | 550.61 | 92.88% | 6.93% | 0.1872% | 79.3295 | 0 | 0 | 79.3295 | 0 | 72.1888 | 2.8975 | 24.9138 | 72.1888 | 2.8975 | 24.9138 | 80.1091 | 3.2154 | 24.9138 | 14.41% | 0.030344 | 0.025637 | 18145.5978 | 2753.5191 | 1169.7879 | 14222.2908 | 18382.718 | 0 | 0 | 18382.718 | 0.002616%
2027 | 300 | 300-484F | Tier-2 | Tier-2---9 | 4--5 | 25000% | 15 | 754.1323 | 92.41% | 6.882% | 0.7076% | 12.126 | 0 | 0 | 12.126 | 0 | 11.0345 | 1.8897 | 5.8393 | 11.0345 | 1.8897 | 5.8393 | 12.2452 | 2.097 | 5.8393 | 1.608% | 0.039922 | 0.039227 | 18890.1433 | 2594.5618 | 1654.6819 | 14640.8997 | 18915.5304 | 0 | 0 | 18915.5304 | 0.0003999%
2027 | 307 | 307-1538F | Tier-2 | Tier-2---7 | 5--5 | 5300% | 24 | 2407.2332 | 91.07% | 8.863% | 0.06623% | 287.8926 | 0 | 0 | 287.8926 | 0 | 261.9783 | 3.0235 | 86.6469 | 261.9783 | 3.0235 | 86.6469 | 290.722 | 3.3552 | 86.6469 | 11.96% | 0.10098 | 0.087718 | 23839.1374 | 3538.2875 | 1900.5414 | 18400.3085 | 24160.9325 | 0 | 0 | 24160.9325 | 0.009494%
2027 | 307 | 307-234R | Tier-2 | Tier-2---4 | 5--5 | 10900% | 7 | 4762.848 | 95.55% | 4.384% | 0.07015% | 84.7515 | 0 | 0 | 84.7515 | 0 | 77.1228 | 0.88186 | 87.4548 | 77.1228 | 0.88186 | 87.4548 | 85.5845 | 0.97861 | 87.4548 | 1.779% | 0.11001 | 0.10796 | 43295.9421 | 6736.6432 | 1761.8167 | 34797.4822 | 43332.54 | 0 | 0 | 43332.54 | 0.002795%
2027 | 311 | 311-1163F | Tier-2 | Tier-2---18 | 3--3 | 1400% | 7 | 46.1951 | 84.69% | 14.76% | 0.5474% | 5.673 | 0 | 0 | 5.673 | 0 | 5.1623 | 0.88186 | 5.8539 | 5.1623 | 0.88186 | 5.8539 | 5.7287 | 0.97861 | 5.8539 | 12.28% | 0.018623 | 0.015922 | 2480.5668 | 274.9764 | 742.9932 | 1462.5972 | 2544.9611 | 0 | 0 | 2544.9611 | 0.0001871%
2027 | 311 | 311-1199 | Tier-2 | Tier-2---20 | 3--2 | 1500% | 5 | 15.6056 | 49.38% | 48.09% | 2.529% | 0.74497 | 0 | 0 | 0.74497 | 0 | 0.67791 | 0.6299 | 1.0762 | 0.67791 | 0.6299 | 1.0762 | 0.75229 | 0.69901 | 1.0762 | 4.774% | 0.018336 | 0.016563 | 851.1013 | 60.6306 | 426.7234 | 363.7473 | 897.2017 | 0 | 0 | 897.2017 | 2.457e-05%
2027 | 311 | 311-14R | Tier-2 | Tier-2---14 | 3--4 | 1400% | 12 | 278.652 | 16.28% | 83.57% | 0.1501% | 11.2762 | 0 | 0 | 11.2762 | 0 | 10.2611 | 1.5118 | 6.7876 | 10.2611 | 1.5118 | 6.7876 | 11.387 | 1.6776 | 6.7876 | 4.047% | 0.018935 | 0.014229 | 14715.9264 | 335.1634 | 11691.6167 | 2689.1463 | 18791.4334 | 0 | 0 | 18791.4334 | 0.0003718%
2027 | 311 | 311-43 | Tier-2 | Tier-2---15 | 3--4 | 19500% | 62 | 159.8581 | 2.339% | 95.81% | 1.853% | 0.34476 | 0 | 0 | 0.34476 | 0 | 0.31373 | 7.8107 | 0.040166 | 0.31373 | 7.8107 | 0.040166 | 0.34815 | 8.6677 | 0.040166 | 0.2157% | 0.027937 | 0.025361 | 5722.0498 | 17.0566 | 5016.8041 | 688.1891 | 6289.6469 | 0 | 0 | 6289.6469 | 1.137e-05%
2027 | 312 | 312-14F | Tier-2 | Tier-2---14 | 3--4 | 5300% | 15 | 202.1236 | 0.1514% | 99.59% | 0.26% | 0.025109 | 0 | 0 | 0.025109 | 0 | 0.022849 | 1.8897 | 0.012091 | 0.022849 | 1.8897 | 0.012091 | 0.025356 | 2.097 | 0.012091 | 0.01242% | 0.018868 | 0.017319 | 10712.5091 | 15.0624 | 9630.1858 | 1067.2609 | 11668.9096 | 0 | 0 | 11668.9096 | 8.28e-07%
2027 | 350 | 350-2188R | Tier-2 | Tier-2---5 | 5--5 | 56500% | 128 | 3602.0119 | 95.48% | 4.084% | 0.4314% | 225.9636 | 0 | 0 | 225.9636 | 0 | 205.6238 | 16.1254 | 12.7515 | 205.6238 | 16.1254 | 12.7515 | 228.1843 | 17.8947 | 12.7515 | 6.273% | 0.15121 | 0.14128 | 23821.2544 | 3643.7972 | 896.9251 | 19280.5321 | 23896.8896 | 0 | 0 | 23896.8896 | 0.007451%
2027 | 353 | 353-593F | Tier-2 | Tier-2---7 | 5--5 | 5600% | 9 | 2519.0591 | 99.18% | 0.76% | 0.05848% | 116.4451 | 0 | 0 | 116.4451 | 0 | 105.9635 | 1.1338 | 93.4572 | 105.9635 | 1.1338 | 93.4572 | 117.5896 | 1.2582 | 93.4572 | 4.623% | 0.10537 | 0.10046 | 23906.1611 | 3846.0543 | 163.4883 | 19896.6185 | 23915.7269 | 0 | 0 | 23915.7269 | 0.00384%
2027 | 355 | 355-41R | Tier-2 | Tier-2---6 | 4--5 | 22600% | 11 | 7500.5861 | 98.5% | 1.439% | 0.05987% | 104.2839 | 0 | 0 | 104.2839 | 0 | 94.8969 | 1.3858 | 68.4792 | 94.8969 | 1.3858 | 68.4792 | 105.3088 | 1.5378 | 68.4792 | 1.39% | 0.092253 | 0.090951 | 81304.346 | 12979.0487 | 1073.0006 | 67252.2967 | 81321.7974 | 0 | 0 | 81321.7974 | 0.003439%
2027 | 356 | 356-16R | Tier-2 | Tier-2---4 | 4--5 | 21600% | 25 | 5437.4375 | 98.14% | 1.781% | 0.0775% | 179.1144 | 0 | 0 | 179.1144 | 0 | 162.9916 | 3.1495 | 51.7517 | 162.9916 | 3.1495 | 51.7517 | 180.8747 | 3.4951 | 51.7517 | 3.294% | 0.090754 | 0.087708 | 59914.026 | 11488.6365 | 1202.6478 | 47222.7417 | 59952.7022 | 0 | 0 | 59952.7022 | 0.005907%
2027 | 356 | 356-19R | Tier-3 | Tier-3---8 | 5--5 | 73600% | 258 | 16012.7864 | 97.76% | 2.145% | 0.09187% | 1591.4049 | 0 | 0 | 1591.4049 | 0 | 1448.1568 | 32.5028 | 44.5548 | 1448.1568 | 32.5028 | 44.5548 | 1607.0451 | 36.0689 | 44.5548 | 9.938% | 0.16775 | 0.1507 | 95453.8626 | 17291.24 | 1933.3613 | 76229.2613 | 95695.5116 | 0 | 0 | 95695.5116 | 0.05248%
2027 | 357 | 357-1299R | Tier-3 | Tier-3---9 | 5--5 | 4800% | 44 | 5098.7328 | 99.68% | 0.2892% | 0.03002% | 1351.0865 | 0 | 0 | 1351.0865 | 0 | 1229.4703 | 5.5431 | 221.8015 | 1229.4703 | 5.5431 | 221.8015 | 1364.3649 | 6.1513 | 221.8015 | 26.5% | 0.2409 | 0.17686 | 21164.9633 | 3980.007 | 56.5395 | 17128.4168 | 21189.4267 | 0 | 0 | 21189.4267 | 0.04455%
2027 | 357 | 357-2049F | Tier-3 | Tier-3---8 | 5--5 | 27100% | 2 | 16869.708 | 98.79% | 1.184% | 0.02933% | 35.6668 | 0 | 0 | 35.6668 | 0 | 32.4563 | 0.25196 | 128.8154 | 32.4563 | 0.25196 | 128.8154 | 36.0173 | 0.2796 | 128.8154 | 0.2114% | 0.18286 | 0.18247 | 92253.2607 | 17311.1307 | 1006.4282 | 73935.7018 | 92255.6619 | 0 | 0 | 92255.6619 | 0.001176%
2027 | 357 | 357-45R | Tier-3 | Tier-3---8 | 5--5 | 36300% | 69 | 17696.7525 | 97.47% | 2.478% | 0.04808% | 950.8759 | 0 | 0 | 950.8759 | 0 | 865.2842 | 8.6926 | 99.5426 | 865.2842 | 8.6926 | 99.5426 | 960.2211 | 9.6463 | 99.5426 | 5.373% | 0.18538 | 0.17516 | 95462.1405 | 19005.7771 | 2236.2758 | 74220.0876 | 95602.8069 | 0 | 0 | 95602.8069 | 0.03136%
2027 | 357 | 357-50R | Tier-3 | Tier-3---4 | 5--5 | 38300% | 104 | 10432.4887 | 97.04% | 2.884% | 0.07824% | 797.1922 | 0 | 0 | 797.1922 | 0 | 725.434 | 13.1019 | 55.3686 | 725.434 | 13.1019 | 55.3686 | 805.0269 | 14.5394 | 55.3686 | 7.641% | 0.14913 | 0.13738 | 69957.169 | 13067.3057 | 1874.1098 | 55015.7535 | 70134.2809 | 0 | 0 | 70134.2809 | 0.02629%
2027 | 357 | 357-750R | Tier-2 | Tier-2---2 | 5--5 | 27200% | 2 | 11757.6254 | 97.81% | 2.143% | 0.05143% | 24.5213 | 0 | 0 | 24.5213 | 0 | 22.3141 | 0.25196 | 88.562 | 22.3141 | 0.25196 | 88.562 | 24.7623 | 0.2796 | 88.562 | 0.2086% | 0.171 | 0.17064 | 68756.8371 | 13656.9609 | 1362.3102 | 53737.566 | 68760.0609 | 0 | 0 | 68760.0609 | 0.0008086%
2027 | 358 | 358-1175F | Tier-2 | Tier-2---11 | 5--3 | 2100% | 4 | 599.5834 | 97.21% | 2.746% | 0.04768% | 32.1945 | 0 | 0 | 32.1945 | 0 | 29.2966 | 0.50392 | 58.1374 | 29.2966 | 0.50392 | 58.1374 | 32.5109 | 0.55921 | 58.1374 | 5.369% | 0.14195 | 0.13411 | 4224.0008 | 666.1443 | 106.9445 | 3450.912 | 4230.9007 | 0 | 0 | 4230.9007 | 0.001062%
2027 | 358 | 358-682F | Tier-3 | Tier-3---3 | 5--5 | 34400% | 66 | 37602.1184 | 98.59% | 1.386% | 0.02088% | 2062.7278 | 0 | 0 | 2062.7278 | 0 | 1877.0542 | 8.3147 | 225.7522 | 1877.0542 | 8.3147 | 225.7522 | 2083.0002 | 9.2269 | 225.7522 | 5.486% | 0.54241 | 0.51223 | 69323.599 | 12097.0224 | 871.8787 | 56354.6979 | 69381.0659 | 0 | 0 | 69381.0659 | 0.06802%
2027 | 393 | 393-14R | Tier-2 | Tier-2---10 | 5--4 | 7600% | 41 | 924.8041 | 18.79% | 81.02% | 0.1888% | 27.1822 | 0 | 0 | 27.1822 | 0 | 24.7354 | 5.1652 | 4.7889 | 24.7354 | 5.1652 | 4.7889 | 27.4493 | 5.7319 | 4.7889 | 2.939% | 0.10079 | 0.085024 | 9175.2809 | 449.6615 | 6823.2178 | 1902.4016 | 10557.2523 | 0 | 0 | 10557.2523 | 0.0008964%
2027 | 396 | 396-699R | Tier-2 | Tier-2---5 | 5--5 | 74800% | 456 | 3136.9517 | 88.18% | 11.4% | 0.4202% | 489.0364 | 0 | 0 | 489.0364 | 0 | 445.0165 | 57.4468 | 7.7466 | 445.0165 | 57.4468 | 7.7466 | 493.8426 | 63.7497 | 7.7466 | 15.59% | 0.15664 | 0.12894 | 20026.8881 | 3486.3931 | 2134.8995 | 14405.5955 | 20535.2433 | 0 | 0 | 20535.2433 | 0.01613%
2027 | 411 | 411-30R | Tier-3 | Tier-3---6 | 5--5 | 85600% | 83 | 6370.0414 | 98.47% | 1.262% | 0.272% | 176.3723 | 0 | 0 | 176.3723 | 0 | 160.4964 | 10.4563 | 15.3492 | 160.4964 | 10.4563 | 15.3492 | 178.1057 | 11.6036 | 15.3492 | 2.769% | 0.10309 | 0.10019 | 61789.3921 | 12748.9007 | 821.0259 | 48219.4655 | 61816.818 | 0 | 0 | 61816.818 | 0.005816%
2027 | 441 | 441-23R | Tier-3 | Tier-3---11 | 5--4 | 8400% | 58 | 3518.0204 | 97.45% | 2.468% | 0.07959% | 686.4973 | 0 | 0 | 686.4973 | 0 | 624.7032 | 7.3068 | 85.4958 | 624.7032 | 7.3068 | 85.4958 | 693.2441 | 8.1085 | 85.4958 | 19.51% | 0.54783 | 0.43813 | 6421.7327 | 899.4842 | 135.0433 | 5387.2052 | 6462.6892 | 0 | 0 | 6462.6892 | 0.02264%
2027 | 441 | 441-279R | Tier-3 | Tier-3---18 | 5--2 | 4900% | 49 | 582.1633 | 91.34% | 8.391% | 0.2732% | 154.1992 | 0 | 0 | 154.1992 | 0 | 140.3192 | 6.173 | 22.7311 | 140.3192 | 6.173 | 22.7311 | 155.7147 | 6.8503 | 22.7311 | 26.49% | 0.53527 | 0.38004 | 1087.6056 | 130.7987 | 72.799 | 884.0079 | 1126.0963 | 0 | 0 | 1126.0963 | 0.005085%
2027 | 441 | 441-27R | Tier-3 | Tier-3---9 | 5--4 | 13300% | 21 | 4750.1268 | 98% | 1.916% | 0.08125% | 213.1612 | 0 | 0 | 213.1612 | 0 | 193.9737 | 2.6456 | 73.3201 | 193.9737 | 2.6456 | 73.3201 | 215.2561 | 2.9358 | 73.3201 | 4.487% | 0.55752 | 0.53199 | 8520.0828 | 1214.2934 | 144.8205 | 7160.9689 | 8528.2495 | 0 | 0 | 8528.2495 | 0.007029%
2027 | 441 | 441-30R | Tier-3 | Tier-3---9 | 5--4 | 10100% | 91 | 5348.8774 | 98.57% | 1.364% | 0.06326% | 1377.6409 | 0 | 0 | 1377.6409 | 0 | 1253.6344 | 11.4642 | 109.3525 | 1253.6344 | 11.4642 | 109.3525 | 1391.1802 | 12.722 | 109.3525 | 25.76% | 0.55519 | 0.41013 | 9634.2631 | 1376.8977 | 118.4218 | 8138.9436 | 9682.9112 | 0 | 0 | 9682.9112 | 0.04543%
2027 | 442 | 442-46R | Tier-3 | Tier-3---19 | 5--1 | 300% | 3 | 88.141 | 1.745% | 98.17% | 0.08447% | 0.446 | 0 | 0 | 0.446 | 0 | 0.40586 | 0.37794 | 1.0739 | 0.40586 | 0.37794 | 1.0739 | 0.45039 | 0.41941 | 1.0739 | 0.506% | 0.35092 | 0.24915 | 251.1714 | 0.81668 | 223.9277 | 26.427 | 351.9724 | 0 | 0 | 351.9724 | 1.471e-05%
2027 | 442 | 442-509R | Tier-3 | Tier-3---15 | 5--3 | 14500% | 49 | 852.9261 | 84.92% | 14.72% | 0.3553% | 70.9857 | 0 | 0 | 70.9857 | 0 | 64.596 | 6.173 | 10.4643 | 64.596 | 6.173 | 10.4643 | 71.6834 | 6.8503 | 10.4643 | 8.323% | 0.36954 | 0.33333 | 2308.0588 | 278.8986 | 306.2936 | 1722.8667 | 2345.8626 | 0 | 0 | 2345.8626 | 0.002341%
2027 | 442 | 442-525 | Tier-3 | Tier-3---18 | 5--2 | 14400% | 71 | 526.1263 | 57.95% | 41.57% | 0.4783% | 43.597 | 0 | 0 | 43.597 | 0 | 39.6727 | 8.9446 | 4.4354 | 39.6727 | 8.9446 | 4.4354 | 44.0255 | 9.9259 | 4.4354 | 8.286% | 0.36155 | 0.30985 | 1455.1925 | 118.5768 | 543.1524 | 793.4634 | 1557.2784 | 0 | 0 | 1557.2784 | 0.001438%
2027 | 442 | 442-728R | Tier-3 | Tier-3---5 | 5--5 | 76300% | 161 | 11572.221 | 88.48% | 11.4% | 0.1243% | 626.5315 | 0 | 0 | 626.5315 | 0 | 570.1351 | 20.2827 | 28.1094 | 570.1351 | 20.2827 | 28.1094 | 632.689 | 22.5081 | 28.1094 | 5.414% | 0.35802 | 0.33611 | 32323.0144 | 5419.0959 | 3368.3532 | 23535.5653 | 32565.8025 | 0 | 0 | 32565.8025 | 0.02066%
2027 | 442 | 442-729 | Tier-3 | Tier-3---15 | 5--3 | 5400% | 24 | 704.6091 | 96.62% | 3.132% | 0.2514% | 87.7432 | 0 | 0 | 87.7432 | 0 | 79.8451 | 3.0235 | 26.408 | 79.8451 | 3.0235 | 26.408 | 88.6055 | 3.3552 | 26.408 | 12.45% | 0.36059 | 0.31412 | 1954.0299 | 229.5782 | 101.2201 | 1623.2315 | 1963.8131 | 0 | 0 | 1963.8131 | 0.002893%
2027 | 442 | 442-780 | Tier-3 | Tier-3---19 | 5--1 | 7300% | 26 | 141.3846 | 51% | 48.51% | 0.49% | 7.4478 | 0 | 0 | 7.4478 | 0 | 6.7774 | 3.2755 | 2.0691 | 6.7774 | 3.2755 | 2.0691 | 7.521 | 3.6349 | 2.0691 | 5.268% | 0.34601 | 0.31027 | 408.6195 | 29.4314 | 178.8179 | 200.3702 | 431.6817 | 0 | 0 | 431.6817 | 0.0002456%
2027 | 445 | 445-1311R | Tier-3 | Tier-3---5 | 5--5 | 33700% | 144 | 9632.5907 | 94.96% | 4.965% | 0.07823% | 1133.448 | 0 | 0 | 1133.448 | 0 | 1031.4223 | 18.1411 | 56.8556 | 1031.4223 | 18.1411 | 56.8556 | 1144.5875 | 20.1315 | 56.8556 | 11.77% | 0.53792 | 0.47126 | 17907.0399 | 2661.5807 | 811.6698 | 14433.7894 | 18034.7663 | 0 | 0 | 18034.7663 | 0.03738%
2027 | 445 | 445-1325F | Tier-2 | Tier-2---2 | 5--4 | 22000% | 97 | 7250.7229 | 96.11% | 3.805% | 0.08959% | 890.9956 | 0 | 0 | 890.9956 | 0 | 810.7938 | 12.22 | 66.3495 | 810.7938 | 12.22 | 66.3495 | 899.7522 | 13.5608 | 66.3495 | 12.29% | 0.57356 | 0.50022 | 12641.5766 | 1855.057 | 431.2255 | 10355.2942 | 12713.7607 | 0 | 0 | 12713.7607 | 0.02938%
2027 | 445 | 445-17R | Tier-2 | Tier-2---8 | 5--3 | 9700% | 37 | 1603.5562 | 88.72% | 11.16% | 0.1231% | 157.3757 | 0 | 0 | 157.3757 | 0 | 143.2097 | 4.6613 | 30.7234 | 143.2097 | 4.6613 | 30.7234 | 158.9224 | 5.1727 | 30.7234 | 9.814% | 0.53426 | 0.47517 | 3001.4248 | 392.7995 | 299.0437 | 2309.5816 | 3043.5309 | 0 | 0 | 3043.5309 | 0.00519%
2027 | 445 | 445-18R | Tier-2 | Tier-2---2 | 5--5 | 52600% | 144 | 10619.7967 | 95.69% | 4.18% | 0.1317% | 806.7668 | 0 | 0 | 806.7668 | 0 | 734.1468 | 18.1411 | 40.4687 | 734.1468 | 18.1411 | 40.4687 | 814.6957 | 20.1315 | 40.4687 | 7.597% | 0.6048 | 0.55678 | 17559.3271 | 2475.3162 | 661.1087 | 14422.9022 | 17624.6244 | 0 | 0 | 17624.6244 | 0.0266%
2027 | 445 | 445-19R | Tier-2 | Tier-2---8 | 5--3 | 23800% | 147 | 1766.7037 | 84.73% | 14.9% | 0.3714% | 268.1163 | 0 | 0 | 268.1163 | 0 | 243.9821 | 18.519 | 13.1747 | 243.9821 | 18.519 | 13.1747 | 270.7513 | 20.5509 | 13.1747 | 15.18% | 0.56527 | 0.46402 | 3125.4156 | 351.5514 | 420.2841 | 2353.5801 | 3229.5738 | 0 | 0 | 3229.5738 | 0.008841%
2027 | 445 | 445-39R | Tier-2 | Tier-2---5 | 5--4 | 24600% | 126 | 3678.5807 | 87.54% | 12.33% | 0.1304% | 478.3266 | 0 | 0 | 478.3266 | 0 | 435.2707 | 15.8735 | 27.4213 | 435.2707 | 15.8735 | 27.4213 | 483.0275 | 17.6151 | 27.4213 | 13% | 0.48997 | 0.41719 | 7507.8253 | 962.2168 | 887.8643 | 5657.7442 | 7671.0064 | 0 | 0 | 7671.0064 | 0.01577%
2027 | 445 | 445-894R | Tier-2 | Tier-2---5 | 5--4 | 58700% | 494 | 4421.0024 | 88.12% | 11.51% | 0.3702% | 950.7986 | 0 | 0 | 950.7986 | 0 | 865.2138 | 62.234 | 13.9026 | 865.2138 | 62.234 | 13.9026 | 960.143 | 69.0622 | 13.9026 | 21.51% | 0.63526 | 0.48022 | 6959.394 | 786.5248 | 728.3164 | 5444.5527 | 7226.2865 | 0 | 0 | 7226.2865 | 0.03135%
2027 | 445 | 445-897R | Tier-2 | Tier-2---10 | 5--3 | 2500% | 13 | 1351.7747 | 97.24% | 2.711% | 0.04647% | 198.2268 | 0 | 0 | 198.2268 | 0 | 180.3837 | 1.6377 | 110.142 | 180.3837 | 1.6377 | 110.142 | 200.175 | 1.8174 | 110.142 | 14.66% | 0.75637 | 0.64231 | 1787.1928 | 255.4993 | 53.1623 | 1478.5313 | 1795.9437 | 0 | 0 | 1795.9437 | 0.006537%
2027 | 448 | 448-724R | Tier-3 | Tier-3---18 | 5--2 | 20200% | 29 | 520.639 | 76.18% | 22.78% | 1.038% | 16.5138 | 0 | 0 | 16.5138 | 0 | 15.0274 | 3.6534 | 4.1132 | 15.0274 | 3.6534 | 4.1132 | 16.6761 | 4.0543 | 4.1132 | 3.172% | 0.55035 | 0.52744 | 946.0153 | 77.3726 | 193.0689 | 675.5738 | 955.8028 | 0 | 0 | 955.8028 | 0.0005446%
2027 | 448 | 448-744R | Tier-3 | Tier-3---7 | 5--5 | 71700% | 30 | 9104.5616 | 91.68% | 8.126% | 0.1928% | 101.284 | 0 | 0 | 101.284 | 0 | 92.1671 | 3.7794 | 24.3867 | 92.1671 | 3.7794 | 24.3867 | 102.2794 | 4.1941 | 24.3867 | 1.112% | 0.49442 | 0.48842 | 18414.705 | 2487.6549 | 1363.4523 | 14563.5979 | 18433.5203 | 0 | 0 | 18433.5203 | 0.00334%
2027 | 448 | 448-9R | Tier-3 | Tier-3---9 | 5--4 | 41300% | 9 | 5644.8109 | 93.43% | 6.384% | 0.1906% | 33.3276 | 0 | 0 | 33.3276 | 0 | 30.3277 | 1.1338 | 26.7483 | 30.3277 | 1.1338 | 26.7483 | 33.6552 | 1.2582 | 26.7483 | 0.5904% | 0.54394 | 0.5405 | 10377.639 | 1411.4395 | 624.4235 | 8341.776 | 10381.9782 | 0 | 0 | 10381.9782 | 0.001099%
2027 | 449 | 449-13R | Tier-3 | Tier-3---7 | 5--5 | 55700% | 194 | 6729.9647 | 90.49% | 9.346% | 0.1629% | 615.1254 | 0 | 0 | 615.1254 | 0 | 559.7558 | 24.4401 | 22.9032 | 559.7558 | 24.4401 | 22.9032 | 621.1708 | 27.1216 | 22.9032 | 9.14% | 0.28234 | 0.25382 | 23836.2998 | 3539.8627 | 2045.1194 | 18251.3177 | 24090.9547 | 0 | 0 | 24090.9547 | 0.02028%
2027 | 449 | 449-16R | Tier-3 | Tier-3---15 | 5--4 | 7200% | 55 | 1495.5065 | 96.97% | 2.927% | 0.1006% | 321.2654 | 0 | 0 | 321.2654 | 0 | 292.3471 | 6.9289 | 42.1925 | 292.3471 | 6.9289 | 42.1925 | 324.4228 | 7.6891 | 42.1925 | 21.48% | 0.23738 | 0.18479 | 6300.0313 | 977.5714 | 169.5858 | 5152.8741 | 6354.3124 | 0 | 0 | 6354.3124 | 0.01059%
2027 | 449 | 449-693R | Tier-3 | Tier-3---9 | 5--5 | 16500% | 102 | 5260.7056 | 98.77% | 1.153% | 0.07468% | 931.527 | 0 | 0 | 931.527 | 0 | 847.6769 | 12.8499 | 65.9674 | 847.6769 | 12.8499 | 65.9674 | 940.682 | 14.2598 | 65.9674 | 17.71% | 0.26107 | 0.21427 | 20150.463 | 3063.9091 | 212.3063 | 16874.2476 | 20204.4794 | 0 | 0 | 20204.4794 | 0.03072%
2027 | 449 | 449-6R | Tier-3 | Tier-3---14 | 5--4 | 16100% | 56 | 2320.0162 | 95.55% | 4.318% | 0.1352% | 223.5986 | 0 | 0 | 223.5986 | 0 | 203.4716 | 7.0549 | 28.8413 | 203.4716 | 7.0549 | 28.8413 | 225.7961 | 7.8289 | 28.8413 | 9.638% | 0.24779 | 0.22279 | 9362.9076 | 1355.2687 | 401.1593 | 7606.4796 | 9409.6794 | 0 | 0 | 9409.6794 | 0.007373%
2027 | 463 | 463-1136F | Tier-2 | Tier-2---18 | 4--2 | 1100% | 10 | 88.0149 | 97.35% | 2.233% | 0.4157% | 22.5893 | 0 | 0 | 22.5893 | 0 | 20.556 | 1.2598 | 16.3169 | 20.556 | 1.2598 | 16.3169 | 22.8113 | 1.398 | 16.3169 | 25.67% | 0.060434 | 0.044501 | 1456.3858 | 230.2642 | 26.4999 | 1199.6216 | 1470.1971 | 0 | 0 | 1470.1971 | 0.0007449%
2027 | 463 | 463-1229 | Tier-2 | Tier-2---9 | 5--4 | 23100% | 87 | 1378.3182 | 99.02% | 0.574% | 0.4088% | 149.0615 | 0 | 0 | 149.0615 | 0 | 135.6439 | 10.9602 | 12.376 | 135.6439 | 10.9602 | 12.376 | 150.5265 | 12.1628 | 12.376 | 10.81% | 0.096723 | 0.086159 | 14250.1892 | 3311.1583 | 71.0827 | 10867.9482 | 14267.3609 | 0 | 0 | 14267.3609 | 0.004915%
2027 | 470 | 470-40AE | Tier-2 | Tier-2---4 | 4--5 | 14200% | 125 | 5264.9688 | 98.33% | 1.599% | 0.07273% | 1321.5852 | 0 | 0 | 1321.5852 | 0 | 1202.6245 | 15.7475 | 76.3694 | 1202.6245 | 15.7475 | 76.3694 | 1334.5737 | 17.4753 | 76.3694 | 25.1% | 0.091034 | 0.067795 | 57835.1917 | 10044.8198 | 839.6266 | 46950.7453 | 58166.5588 | 0 | 0 | 58166.5588 | 0.04358%
2027 | 470 | 470-47R | Tier-3 | Tier-3---2 | 5--5 | 53400% | 96 | 16740.3912 | 99.37% | 0.5365% | 0.09319% | 867.2617 | 0 | 0 | 867.2617 | 0 | 789.1963 | 12.0941 | 65.2549 | 789.1963 | 12.0941 | 65.2549 | 875.7851 | 13.421 | 65.2549 | 5.181% | 0.16225 | 0.15379 | 103174.1084 | 18151.9385 | 504.5592 | 84517.6107 | 103209.8429 | 0 | 0 | 103209.8429 | 0.0286%
2027 | 520 | 520-1489R | Tier-2 | Tier-2---8 | 5--5 | 40800% | 14 | 2637.9338 | 96.76% | 2.798% | 0.4462% | 25.3986 | 0 | 0 | 25.3986 | 0 | 23.1123 | 1.7637 | 13.1043 | 23.1123 | 1.7637 | 13.1043 | 25.6482 | 1.9572 | 13.1043 | 0.9628% | 0.13822 | 0.13684 | 19085.4238 | 2512.9913 | 492.8345 | 16079.598 | 19091.6461 | 0 | 0 | 19091.6461 | 0.0008376%
2027 | 520 | 520-1525R | Tier-2 | Tier-2---8 | 5--5 | 14500% | 43 | 1632.8033 | 98.29% | 1.436% | 0.2778% | 138.0149 | 0 | 0 | 138.0149 | 0 | 125.5917 | 5.4171 | 23.1842 | 125.5917 | 5.4171 | 23.1842 | 139.3713 | 6.0115 | 23.1842 | 8.453% | 0.099044 | 0.090526 | 16485.7021 | 3352.5642 | 292.1155 | 12841.0224 | 16512.2822 | 0 | 0 | 16512.2822 | 0.004551%
2027 | 520 | 520-1902R | Tier-2 | Tier-2---9 | 4--4 | 40800% | 22 | 748.333 | 77.34% | 21.7% | 0.962% | 9.0499 | 0 | 0 | 9.0499 | 0 | 8.2353 | 2.7716 | 2.9714 | 8.2353 | 2.7716 | 2.9714 | 9.1389 | 3.0756 | 2.9714 | 1.209% | 0.058932 | 0.05801 | 12698.2886 | 2074.7299 | 2551.2719 | 8072.2868 | 12744.0039 | 0 | 0 | 12744.0039 | 0.0002984%
2027 | 521 | 521-14R | Tier-3 | Tier-3---5 | 5--5 | 31500% | 12 | 11350.2874 | 96.69% | 3.233% | 0.07621% | 121.2446 | 0 | 0 | 121.2446 | 0 | 110.3309 | 1.5118 | 72.9819 | 110.3309 | 1.5118 | 72.9819 | 122.4362 | 1.6776 | 72.9819 | 1.068% | 0.27097 | 0.26797 | 41888.3276 | 6522.016 | 1245.0082 | 34121.3033 | 41903.8108 | 0 | 0 | 41903.8108 | 0.003998%
2027 | 521 | 521-1819R | Tier-2 | Tier-2---9 | 4--5 | 19900% | 102 | 810.9996 | 89.31% | 10.24% | 0.4457% | 107.6672 | 0 | 0 | 107.6672 | 0 | 97.9757 | 12.8499 | 7.6246 | 97.9757 | 12.8499 | 7.6246 | 108.7253 | 14.2598 | 7.6246 | 13.28% | 0.043667 | 0.037176 | 18572.4528 | 3866.096 | 1843.7459 | 12862.6109 | 18918.9771 | 0 | 0 | 18918.9771 | 0.00355%
2027 | 521 | 521-1856R | Tier-3 | Tier-3---6 | 5--5 | 33500% | 3 | 8477.8617 | 97.79% | 2.104% | 0.1048% | 21.5309 | 0 | 0 | 21.5309 | 0 | 19.5928 | 0.37794 | 51.8412 | 19.5928 | 0.37794 | 51.8412 | 21.7425 | 0.41941 | 51.8412 | 0.254% | 0.15411 | 0.15371 | 55012.684 | 8678.1991 | 1054.7005 | 45279.7844 | 55015.8473 | 0 | 0 | 55015.8473 | 0.00071%
2027 | 521 | 521-18R | Tier-3 | Tier-3---6 | 4--5 | 30700% | 166 | 8713.0173 | 99.36% | 0.5424% | 0.09583% | 1357.5489 | 0 | 0 | 1357.5489 | 0 | 1235.351 | 20.9126 | 59.072 | 1235.351 | 20.9126 | 59.072 | 1370.8908 | 23.2071 | 59.072 | 15.58% | 0.071321 | 0.060137 | 122165.8816 | 19717.7113 | 666.3639 | 101781.8064 | 122310.8887 | 0 | 0 | 122310.8887 | 0.04477%
2027 | 521 | 521-27R | Tier-2 | Tier-2---3 | 4--5 | 35800% | 71 | 5618.6229 | 98.78% | 1.092% | 0.1294% | 319.2037 | 0 | 0 | 319.2037 | 0 | 290.471 | 8.9446 | 32.4746 | 290.471 | 8.9446 | 32.4746 | 322.3408 | 9.9259 | 32.4746 | 5.681% | 0.063668 | 0.060006 | 88249.328 | 16011.7412 | 1005.788 | 71231.7988 | 88315.0822 | 0 | 0 | 88315.0822 | 0.01053%
2027 | 521 | 521-700R | Tier-2 | Tier-2---3 | 4--5 | 43700% | 135 | 9012.5446 | 99.05% | 0.8425% | 0.1052% | 799.765 | 0 | 0 | 799.765 | 0 | 727.7752 | 17.0073 | 42.792 | 727.7752 | 17.0073 | 42.792 | 807.625 | 18.8733 | 42.792 | 8.874% | 0.074421 | 0.067753 | 121102.821 | 22486.5784 | 1104.4304 | 97511.8122 | 121215.757 | 0 | 0 | 121215.757 | 0.02637%
2027 | 522 | 522-34 | Tier-2 | Tier-2---16 | 4--3 | 6400% | 34 | 112.7117 | 43.02% | 55.81% | 1.165% | 7.4711 | 0 | 0 | 7.4711 | 0 | 6.7986 | 4.2833 | 1.5872 | 6.7986 | 4.2833 | 1.5872 | 7.5445 | 4.7533 | 1.5872 | 6.628% | 0.030009 | 0.025386 | 3755.9309 | 247.8638 | 2031.3846 | 1476.6825 | 4145.661 | 0 | 0 | 4145.661 | 0.0002464%
2027 | 522 | 522-36 | Tier-2 | Tier-2---16 | 4--3 | 9300% | 42 | 116.9577 | 22.53% | 76.17% | 1.295% | 3.4516 | 0 | 0 | 3.4516 | 0 | 3.1409 | 5.2912 | 0.59362 | 3.1409 | 5.2912 | 0.59362 | 3.4855 | 5.8717 | 0.59362 | 2.951% | 0.031092 | 0.02702 | 3761.7134 | 135.7107 | 2618.1163 | 1007.8864 | 4200.8785 | 0 | 0 | 4200.8785 | 0.0001138%
2027 | 522 | 522-38R | Tier-2 | Tier-2---6 | 4--5 | 60600% | 354 | 5639.8414 | 96.44% | 3.339% | 0.2198% | 921.4226 | 0 | 0 | 921.4226 | 0 | 838.482 | 44.5968 | 18.8014 | 838.482 | 44.5968 | 18.8014 | 930.4783 | 49.4899 | 18.8014 | 16.34% | 0.088602 | 0.073592 | 63653.5146 | 14842.1478 | 2035.9127 | 46775.4541 | 64115.5195 | 0 | 0 | 64115.5195 | 0.03039%
2027 | 523 | 523-31AE | Tier-2 | Tier-2---14 | 4--4 | 19900% | 38 | 305.199 | 11.7% | 87.21% | 1.095% | 1.9768 | 0 | 0 | 1.9768 | 0 | 1.7989 | 4.7872 | 0.37577 | 1.7989 | 4.7872 | 0.37577 | 1.9962 | 5.3125 | 0.37577 | 0.6477% | 0.037419 | 0.035347 | 8156.1707 | 205.0688 | 6422.8624 | 1528.2395 | 8578.3864 | 0 | 0 | 8578.3864 | 6.519e-05%
2027 | 594 | 594-1379F | Tier-2 | Tier-2---17 | 1--5 | 900% | 9 | 49.4293 | 99.41% | 0% | 0.5897% | 14.25 | 0 | 0 | 14.25 | 0 | 12.9673 | 1.1338 | 11.4368 | 12.9673 | 1.1338 | 11.4368 | 14.39 | 1.2582 | 11.4368 | 28.83% | 0.0021822 | 0.0015494 | 22651.1445 | 6586.9703 | 15.0709 | 16049.1033 | 22705.7027 | 0 | 0 | 22705.7027 | 0.0004699%
2027 | 597 | 597-595 | Tier-2 | Tier-2---1 | 5--5 | 39800% | 304 | 18774.394 | 95.55% | 4.388% | 0.06321% | 3973.5747 | 0 | 0 | 3973.5747 | 0 | 3615.8988 | 38.2979 | 94.4152 | 3615.8988 | 38.2979 | 94.4152 | 4012.6268 | 42.4998 | 94.4152 | 21.16% | 0.15307 | 0.11916 | 122655.7075 | 27181.9194 | 4937.1438 | 90536.6442 | 124209.0325 | 0 | 0 | 124209.0325 | 0.131%
2027 | 599 | 599-19R | Tier-2 | Tier-2---1 | 5--5 | 75300% | 514 | 25743.4561 | 99.4% | 0.5253% | 0.0786% | 5065.2696 | 0 | 0 | 5065.2696 | 0 | 4609.3263 | 64.7536 | 71.1825 | 4609.3263 | 64.7536 | 71.1825 | 5115.0508 | 71.8582 | 71.1825 | 19.68% | 0.15161 | 0.1216 | 169796.7072 | 27439.4443 | 825.3004 | 141531.9625 | 170049.7676 | 0 | 0 | 170049.7676 | 0.167%
2027 | 67 | 67-24R | Tier-3 | Tier-3---13 | 5--4 | 34400% | 76 | 2610.8 | 93.6% | 6.065% | 0.3401% | 156.5599 | 0 | 0 | 156.5599 | 0 | 142.4674 | 9.5745 | 14.8799 | 142.4674 | 9.5745 | 14.8799 | 158.0986 | 10.625 | 14.8799 | 5.997% | 0.2194 | 0.20535 | 11899.5856 | 1685.3261 | 658.8049 | 9555.4545 | 11951.7582 | 0 | 0 | 11951.7582 | 0.005163%
2027 | 67 | 67-34R | Tier-3 | Tier-3---11 | 5--5 | 55100% | 430 | 4180.1374 | 93.8% | 5.869% | 0.3284% | 887.4032 | 0 | 0 | 887.4032 | 0 | 807.5248 | 54.1713 | 14.9069 | 807.5248 | 54.1713 | 14.9069 | 896.1246 | 60.1149 | 14.9069 | 21.23% | 0.24743 | 0.19144 | 16893.949 | 2506.1553 | 940.0965 | 13447.6972 | 17200.2026 | 0 | 0 | 17200.2026 | 0.02926%
2027 | 67 | 67-37R | Tier-3 | Tier-3---17 | 5--3 | 19000% | 29 | 622.3042 | 87.18% | 11.98% | 0.8373% | 24.0138 | 0 | 0 | 24.0138 | 0 | 21.8522 | 3.6534 | 5.9813 | 21.8522 | 3.6534 | 5.9813 | 24.2498 | 4.0543 | 5.9813 | 3.859% | 0.20095 | 0.19205 | 3096.8174 | 368.9872 | 339.0656 | 2388.7646 | 3115.2046 | 0 | 0 | 3115.2046 | 0.0007919%
2027 | 67 | 67-45R | Tier-3 | Tier-3---15 | 5--4 | 23300% | 198 | 1627.9508 | 92.79% | 6.809% | 0.4053% | 372.2451 | 0 | 0 | 372.2451 | 0 | 338.738 | 24.944 | 13.5799 | 338.738 | 24.944 | 13.5799 | 375.9035 | 27.6808 | 13.5799 | 22.87% | 0.20887 | 0.1574 | 7793.9219 | 1114.9846 | 483.0899 | 6195.8475 | 7977.8069 | 0 | 0 | 7977.8069 | 0.01228%
2027 | 73 | 73-1130R | Tier-3 | Tier-3---9 | 5--5 | 31000% | 75 | 6201.607 | 97.29% | 2.601% | 0.1104% | 423.3157 | 0 | 0 | 423.3157 | 0 | 385.2116 | 9.4485 | 40.7697 | 385.2116 | 9.4485 | 40.7697 | 427.4761 | 10.4852 | 40.7697 | 6.826% | 0.2182 | 0.20289 | 28421.9762 | 4506.0463 | 681.7619 | 23234.168 | 28480.1214 | 0 | 0 | 28480.1214 | 0.01396%
2027 | 73 | 73-1163 | Tier-3 | Tier-3---4 | 5--5 | 32600% | 83 | 15337.1849 | 98.56% | 1.393% | 0.04595% | 1116.1155 | 0 | 0 | 1116.1155 | 0 | 1015.6499 | 10.4563 | 97.1326 | 1015.6499 | 10.4563 | 97.1326 | 1127.0846 | 11.6036 | 97.1326 | 7.277% | 0.22506 | 0.20845 | 68145.9431 | 11285.6081 | 934.2701 | 55926.0649 | 68224.12 | 0 | 0 | 68224.12 | 0.03681%
2027 | 73 | 73-683R | Tier-3 | Tier-3---7 | 5--5 | 27300% | 2 | 9288.0329 | 98.43% | 1.494% | 0.07761% | 19.4227 | 0 | 0 | 19.4227 | 0 | 17.6744 | 0.25196 | 70.1476 | 17.6744 | 0.25196 | 70.1476 | 19.6135 | 0.2796 | 70.1476 | 0.2091% | 0.22716 | 0.22668 | 40887.9849 | 6381.0644 | 580.3589 | 33926.5617 | 40889.3532 | 0 | 0 | 40889.3532 | 0.0006405%
2027 | 770 | 770-259R | Tier-2 | Tier-2---17 | 2--3 | 2400% | 20 | 42.5113 | 97.49% | 0.5175% | 1.991% | 10.0159 | 0 | 0 | 10.0159 | 0 | 9.1143 | 2.5196 | 3.6174 | 9.1143 | 2.5196 | 3.6174 | 10.1143 | 2.796 | 3.6174 | 23.56% | 0.010605 | 0.0080423 | 4008.538 | 787.4023 | 25.9222 | 3195.2135 | 4040.5769 | 0 | 0 | 4040.5769 | 0.0003303%
2027 | 78 | 78-26R | Tier-3 | Tier-3---5 | 5--5 | 18600% | 8 | 14526.7268 | 98.56% | 1.412% | 0.03052% | 178.579 | 0 | 0 | 178.579 | 0 | 162.5045 | 1.0078 | 161.2406 | 162.5045 | 1.0078 | 161.2406 | 180.3341 | 1.1184 | 161.2406 | 1.229% | 0.34567 | 0.34136 | 42024.2818 | 6675.4461 | 542.9403 | 34805.8954 | 42031.9409 | 0 | 0 | 42031.9409 | 0.005889%
2027 | 788 | 788-34R | Tier-2 | Tier-2---6 | 5--5 | 52100% | 33 | 9132.2366 | 94.33% | 5.547% | 0.1209% | 158.2389 | 0 | 0 | 158.2389 | 0 | 143.9952 | 4.1573 | 34.6364 | 143.9952 | 4.1573 | 34.6364 | 159.7941 | 4.6135 | 34.6364 | 1.733% | 0.12404 | 0.12177 | 73621.1831 | 18327.6204 | 3867.2587 | 51426.3041 | 73699.258 | 0 | 0 | 73699.258 | 0.005218%
2027 | 79 | 79-1215F | Tier-3 | Tier-3---18 | 5--3 | 900% | 5 | 324.1263 | 99.58% | 0.3619% | 0.05404% | 52.0031 | 0 | 0 | 52.0031 | 0 | 47.3221 | 0.6299 | 75.1266 | 47.3221 | 0.6299 | 75.1266 | 52.5142 | 0.69901 | 75.1266 | 16.04% | 0.1831 | 0.1536 | 1770.1913 | 278.679 | 8.5105 | 1483.0017 | 1771.6054 | 0 | 0 | 1771.6054 | 0.001715%
2027 | 791 | 791-419F | Tier-2 | Tier-2---5 | 5--5 | 14100% | 12 | 3349.7594 | 92.58% | 7.304% | 0.116% | 76.5407 | 0 | 0 | 76.5407 | 0 | 69.651 | 1.5118 | 46.0728 | 69.651 | 1.5118 | 46.0728 | 77.2929 | 1.6776 | 46.0728 | 2.285% | 0.11325 | 0.11046 | 29577.718 | 5038.7125 | 1957.3259 | 22581.6795 | 29633.2529 | 0 | 0 | 29633.2529 | 0.002524%
2027 | 79 | 79-658R | Tier-3 | Tier-3---5 | 5--5 | 19800% | 113 | 12321.0759 | 99.26% | 0.6823% | 0.05367% | 2024.1915 | 0 | 0 | 2024.1915 | 0 | 1841.9867 | 14.2357 | 129.3919 | 1841.9867 | 14.2357 | 129.3919 | 2044.0851 | 15.7976 | 129.3919 | 16.43% | 0.46655 | 0.38934 | 26408.7945 | 4377.4606 | 177.0739 | 21854.26 | 26447.3444 | 0 | 0 | 26447.3444 | 0.06675%
2027 | 79 | 79-660R | Tier-3 | Tier-3---14 | 5--3 | 17900% | 9 | 2087.0386 | 97.47% | 2.263% | 0.2704% | 29.6602 | 0 | 0 | 29.6602 | 0 | 26.9904 | 1.1338 | 23.8049 | 26.9904 | 1.1338 | 23.8049 | 29.9517 | 1.2582 | 23.8049 | 1.421% | 0.45747 | 0.4508 | 4562.1181 | 605.8757 | 102.8461 | 3853.3963 | 4563.8282 | 0 | 0 | 4563.8282 | 0.0009781%
2027 | 79 | 79-676R | Tier-3 | Tier-3---5 | 5--5 | 13800% | 47 | 9714.1464 | 98.29% | 1.686% | 0.02874% | 943.0006 | 0 | 0 | 943.0006 | 0 | 858.1177 | 5.9211 | 144.9266 | 858.1177 | 5.9211 | 144.9266 | 952.2684 | 6.5707 | 144.9266 | 9.707% | 0.38409 | 0.34616 | 25291.2629 | 4345.6054 | 407.8419 | 20537.8155 | 25338.7771 | 0 | 0 | 25338.7771 | 0.0311%
2027 | 79 | 79-679R | Tier-3 | Tier-3---3 | 5--5 | 19200% | 15 | 18448.5828 | 98.9% | 1.079% | 0.02427% | 413.3663 | 0 | 0 | 413.3663 | 0 | 376.1577 | 1.8897 | 199.0571 | 376.1577 | 1.8897 | 199.0571 | 417.4288 | 2.097 | 199.0571 | 2.241% | 0.3939 | 0.38498 | 46835.416 | 7852.0838 | 464.0518 | 38519.2804 | 46847.3892 | 0 | 0 | 46847.3892 | 0.01363%
2027 | 79 | 79-714R | Tier-3 | Tier-3---9 | 5--4 | 18000% | 106 | 5536.6205 | 96.31% | 3.618% | 0.06787% | 910.6811 | 0 | 0 | 910.6811 | 0 | 828.7074 | 13.3539 | 62.0575 | 828.7074 | 13.3539 | 62.0575 | 919.6313 | 14.819 | 62.0575 | 16.45% | 0.37772 | 0.31321 | 14658.165 | 2258.9978 | 483.8289 | 11915.3383 | 14769.4341 | 0 | 0 | 14769.4341 | 0.03003%
2027 | 79 | 79-785 | Tier-3 | Tier-3---3 | 5--5 | 42700% | 238 | 18780.9285 | 97.14% | 2.812% | 0.0448% | 2949.0271 | 0 | 0 | 2949.0271 | 0 | 2683.5745 | 29.9832 | 89.5026 | 2683.5745 | 29.9832 | 89.5026 | 2978.01 | 33.2729 | 89.5026 | 15.7% | 0.38023 | 0.31877 | 49393.626 | 8845.5666 | 1277.0593 | 39271.0002 | 49665.6401 | 0 | 0 | 49665.6401 | 0.09725%
2027 | 79 | 79-799R | Tier-3 | Tier-3---14 | 5--3 | 11600% | 16 | 3034.8235 | 97.12% | 2.752% | 0.1275% | 117.8973 | 0 | 0 | 117.8973 | 0 | 107.2849 | 2.0157 | 53.2253 | 107.2849 | 2.0157 | 53.2253 | 119.056 | 2.2368 | 53.2253 | 3.885% | 0.77068 | 0.73985 | 3937.8445 | 548.6205 | 97.3974 | 3291.8266 | 3942.5692 | 0 | 0 | 3942.5692 | 0.003888%
2027 | 79 | 79-808R | Tier-3 | Tier-3---3 | 5--5 | 21800% | 80 | 19978.3255 | 99.23% | 0.7353% | 0.0338% | 2109.7817 | 0 | 0 | 2109.7817 | 0 | 1919.8726 | 10.0784 | 190.4941 | 1919.8726 | 10.0784 | 190.4941 | 2130.5165 | 11.1842 | 190.4941 | 10.56% | 0.44563 | 0.3982 | 44831.6641 | 7188.3432 | 299.9404 | 37343.3805 | 44872.7285 | 0 | 0 | 44872.7285 | 0.06957%
2027 | 835 | 835-10F | Tier-2 | Tier-2---19 | 1--4 | 1300% | 6 | 12.4137 | 98.83% | 0% | 1.166% | 1.6422 | 0 | 0 | 1.6422 | 0 | 1.4943 | 0.75588 | 1.977 | 1.4943 | 0.75588 | 1.977 | 1.6583 | 0.83881 | 1.977 | 13.23% | 0.0010446 | 0.00090478 | 11883.6638 | 1899.9347 | 22.1501 | 9961.5789 | 11905.069 | 0 | 0 | 11905.069 | 5.415e-05%
2027 | 835 | 835-11F | Tier-2 | Tier-2---15 | 1--5 | 1700% | 17 | 139.955 | 99.63% | 0% | 0.3714% | 40.4362 | 0 | 0 | 40.4362 | 0 | 36.7964 | 2.1417 | 17.1813 | 36.7964 | 2.1417 | 17.1813 | 40.8336 | 2.3766 | 17.1813 | 28.89% | 0.0041866 | 0.0029725 | 33429.2729 | 8048.3513 | 14.1386 | 25366.7829 | 33479.9886 | 0 | 0 | 33479.9886 | 0.001333%
2027 | 840 | 840-308F | Tier-2 | Tier-2---13 | 4--4 | 1600% | 5 | 330.3488 | 99.39% | 0.4551% | 0.1546% | 29.7553 | 0 | 0 | 29.7553 | 0 | 27.077 | 0.6299 | 42.9862 | 27.077 | 0.6299 | 42.9862 | 30.0478 | 0.69901 | 42.9862 | 9.007% | 0.063249 | 0.057517 | 5222.9719 | 1196.0786 | 20.9413 | 4005.9521 | 5226.1451 | 0 | 0 | 5226.1451 | 0.0009812%
2027 | 859 | 859-42R | Tier-2 | Tier-2---3 | 4--5 | 55700% | 32 | 8606.9717 | 99.86% | 0% | 0.1411% | 143.1957 | 0 | 0 | 143.1957 | 0 | 130.3061 | 4.0314 | 32.3232 | 130.3061 | 4.0314 | 32.3232 | 144.603 | 4.4737 | 32.3232 | 1.664% | 0.067132 | 0.066013 | 128210.0534 | 20875.9672 | 105.3382 | 107228.748 | 128213.1189 | 0 | 0 | 128213.1189 | 0.004722%
2027 | 920 | 920-1342R | Tier-3 | Tier-3---12 | 4--5 | 13100% | 83 | 3406.6458 | 99.34% | 0.5402% | 0.1203% | 621.8047 | 0 | 0 | 621.8047 | 0 | 565.8338 | 10.4563 | 54.114 | 565.8338 | 10.4563 | 54.114 | 627.9158 | 11.6036 | 54.114 | 18.25% | 0.068604 | 0.055999 | 49656.3753 | 10714.8381 | 249.0111 | 38692.5261 | 49730.1973 | 0 | 0 | 49730.1973 | 0.0205%
2027 | 921 | 921-800F | Tier-2 | Tier-2---7 | 4--5 | 25200% | 10 | 1991.7107 | 76.61% | 23.16% | 0.2301% | 17.5585 | 0 | 0 | 17.5585 | 0 | 15.978 | 1.2598 | 12.683 | 15.978 | 1.2598 | 12.683 | 17.7311 | 1.398 | 12.683 | 0.8816% | 0.065336 | 0.064584 | 30484.0304 | 5417.7742 | 6386.3527 | 18679.9035 | 30567.0531 | 0 | 0 | 30567.0531 | 0.000579%
2027 | 968 | 968-476F | Tier-2 | Tier-2---17 | 3--3 | 4400% | 12 | 62.492 | 96.91% | 0.773% | 2.32% | 4.7897 | 0 | 0 | 4.7897 | 0 | 4.3586 | 1.5118 | 2.8831 | 4.3586 | 1.5118 | 2.8831 | 4.8368 | 1.6776 | 2.8831 | 7.664% | 0.015315 | 0.014104 | 4080.3921 | 1049.3579 | 36.5623 | 2994.4719 | 4091.23 | 0 | 0 | 4091.23 | 0.0001579%
2027 | 973 | 973-1226R | Tier-3 | Tier-3---10 | 5--5 | 19400% | 75 | 5177.8696 | 97.32% | 2.585% | 0.09195% | 564.9688 | 0 | 0 | 564.9688 | 0 | 514.1139 | 9.4485 | 54.4123 | 514.1139 | 9.4485 | 54.4123 | 570.5213 | 10.4852 | 54.4123 | 10.91% | 0.13989 | 0.12421 | 37012.5952 | 5797.6214 | 879.9001 | 30335.0736 | 37137.7035 | 0 | 0 | 37137.7035 | 0.01863%
2027 | 973 | 973-626R | Tier-3 | Tier-3---7 | 5--5 | 19900% | 76 | 6521.7236 | 98.03% | 1.864% | 0.1053% | 708.0805 | 0 | 0 | 708.0805 | 0 | 644.3436 | 9.5745 | 67.2981 | 644.3436 | 9.5745 | 67.2981 | 715.0395 | 10.625 | 67.2981 | 10.86% | 0.1523 | 0.13543 | 42821.6164 | 7446.1094 | 721.9925 | 34653.5145 | 42926.6504 | 0 | 0 | 42926.6504 | 0.02335%
2027 | 974 | 974-23R | Tier-3 | Tier-3---11 | 5--5 | 38900% | 305 | 3492.8626 | 93.69% | 6.037% | 0.2698% | 744.1095 | 0 | 0 | 744.1095 | 0 | 677.1295 | 38.4238 | 17.6226 | 677.1295 | 38.4238 | 17.6226 | 751.4226 | 42.6396 | 17.6226 | 21.3% | 0.16472 | 0.12727 | 21204.8226 | 3176.6761 | 1159.8225 | 16868.324 | 21598.4082 | 0 | 0 | 21598.4082 | 0.02454%
2027 | 974 | 974-715R | Tier-3 | Tier-3---6 | 5--5 | 13400% | 16 | 7107.1697 | 99.55% | 0.3981% | 0.05413% | 244.9861 | 0 | 0 | 244.9861 | 0 | 222.934 | 2.0157 | 110.6001 | 222.934 | 2.0157 | 110.6001 | 247.3938 | 2.2368 | 110.6001 | 3.447% | 0.14069 | 0.13582 | 50517.2415 | 8114.8836 | 271.1921 | 42131.1659 | 50525.4358 | 0 | 0 | 50525.4358 | 0.008079%
2027 | 991 | 991-1 | Tier-2 | Tier-2---12 | 4--5 | 2900% | 2 | 626.8618 | 65.87% | 33.98% | 0.153% | 8.2581 | 0 | 0 | 8.2581 | 0 | 7.5148 | 0.25196 | 29.8253 | 7.5148 | 0.25196 | 29.8253 | 8.3393 | 0.2796 | 29.8253 | 1.317% | 0.034773 | 0.034077 | 18027.4627 | 3649.7735 | 5561.6241 | 8816.0652 | 18153.0341 | 0 | 0 | 18153.0341 | 0.0002723%
2027 | 991 | 991-1206R | Tier-2 | Tier-2---4 | 4--5 | 16400% | 103 | 4576.7911 | 99.78% | 0.09876% | 0.1221% | 831.7487 | 0 | 0 | 831.7487 | 0 | 756.88 | 12.9759 | 58.3296 | 756.88 | 12.9759 | 58.3296 | 839.9231 | 14.3996 | 58.3296 | 18.17% | 0.063785 | 0.052168 | 71752.9575 | 17377.7181 | 68.9781 | 54306.2613 | 71788.252 | 0 | 0 | 71788.252 | 0.02743%
2027 | 1138 | CB 1138 | Tier-2 | Tier-2---10 | 5--4 | 29100% | 70 | 765.4961 | 75% | 24.28% | 0.7274% | 40.0481 | 0 | 0 | 40.0481 | 0 | 36.4432 | 8.8186 | 4.1325 | 36.4432 | 8.8186 | 4.1325 | 40.4417 | 9.7861 | 4.1325 | 5.232% | 0.11418 | 0.10621 | 6704.4211 | 1031.4722 | 1538.2078 | 4134.7411 | 6830.1356 | 0 | 0 | 6830.1356 | 0.001321%
2027 | 1166 | CB 1166 | Tier-3 | Tier-3---20 | 1--5 | 500% | 3 | 70.8201 | 99.8% | 0% | 0.2033% | 12.2976 | 0 | 0 | 12.2976 | 0 | 11.1907 | 0.37794 | 29.6097 | 11.1907 | 0.37794 | 29.6097 | 12.4185 | 0.41941 | 29.6097 | 17.36% | 0.0005142 | 0.00042473 | 137728.7598 | 21906.6699 | 136.7435 | 115685.3465 | 137787.7564 | 0 | 0 | 137787.7564 | 0.0004055%
2027 | 1234 | CB 1234 | Tier-3 | Tier-3---10 | 5--5 | 24000% | 168 | 6311.4919 | 84.29% | 15.54% | 0.1769% | 1079.9269 | 0 | 0 | 1079.9269 | 0 | 982.7188 | 21.1646 | 46.4322 | 982.7188 | 21.1646 | 46.4322 | 1090.5404 | 23.4867 | 46.4322 | 17.11% | 0.11961 | 0.095332 | 52765.4948 | 7251.4549 | 7797.694 | 37716.3459 | 54877.1173 | 0 | 0 | 54877.1173 | 0.03561%
2027 | 1235 | CB 1235 | Tier-2 | Tier-2---6 | 4--5 | 62200% | 209 | 6645.572 | 99.09% | 0.6868% | 0.2213% | 641.6888 | 0 | 0 | 641.6888 | 0 | 583.928 | 26.3298 | 22.1775 | 583.928 | 26.3298 | 22.1775 | 647.9953 | 29.2186 | 22.1775 | 9.656% | 0.082825 | 0.074754 | 80236.4987 | 14594.2716 | 649.5597 | 64992.6674 | 80315.164 | 0 | 0 | 80315.164 | 0.02116%
2027 | 1525 | CB 1525 | Tier-2 | Tier-2---13 | 4--4 | 18400% | 8 | 259.6903 | 35.49% | 63.12% | 1.387% | 1.1622 | 0 | 0 | 1.1622 | 0 | 1.0575 | 1.0078 | 1.0493 | 1.0575 | 1.0078 | 1.0493 | 1.1736 | 1.1184 | 1.0493 | 0.4475% | 0.050512 | 0.049875 | 5141.181 | 367.2769 | 3050.2081 | 1723.6959 | 5183.531 | 0 | 0 | 5183.531 | 3.832e-05%
2027 | 202 | CB 202 | Tier-2 | Tier-2---16 | 4--3 | 19300% | 62 | 133.9861 | 95.12% | 0% | 4.877% | 11.8735 | 0 | 0 | 11.8735 | 0 | 10.8047 | 7.8107 | 1.3833 | 10.8047 | 7.8107 | 1.3833 | 11.9902 | 8.6677 | 1.3833 | 8.862% | 0.040966 | 0.03715 | 3270.6344 | 424.6242 | 32.8297 | 2813.1806 | 3287.0213 | 0 | 0 | 3287.0213 | 0.0003915%
2027 | 230 | CB 230 | Tier-2 | Tier-2---14 | 1--5 | 1200% | 4 | 212.8275 | 99.81% | 0% | 0.1866% | 20.5349 | 0 | 0 | 20.5349 | 0 | 18.6865 | 0.50392 | 37.0824 | 18.6865 | 0.50392 | 37.0824 | 20.7368 | 0.55921 | 37.0824 | 9.649% | 0.0025822 | 0.0023326 | 82420.9788 | 12968.0928 | 2517.612 | 66935.274 | 82437.4331 | 0 | 0 | 82437.4331 | 0.0006772%
2027 | 231 | CB 231 | Tier-2 | Tier-2---7 | 4--5 | 26000% | 50 | 2499.974 | 99.29% | 0.4807% | 0.2332% | 138.4263 | 0 | 0 | 138.4263 | 0 | 125.966 | 6.299 | 19.9978 | 125.966 | 6.299 | 19.9978 | 139.7867 | 6.9901 | 19.9978 | 5.537% | 0.037573 | 0.035477 | 66537.1573 | 11726.385 | 695.1024 | 54115.6699 | 66565.2128 | 0 | 0 | 66565.2128 | 0.004565%
2027 | 232 | CB 232 | Tier-2 | Tier-2---7 | 4--5 | 25900% | 65 | 1642.5971 | 97.37% | 2.323% | 0.3027% | 116.4091 | 0 | 0 | 116.4091 | 0 | 105.9307 | 8.1887 | 12.9362 | 105.9307 | 8.1887 | 12.9362 | 117.5532 | 9.0871 | 12.9362 | 7.087% | 0.029023 | 0.026911 | 56595.6114 | 8878.7373 | 1490.4163 | 46226.4579 | 56712.2539 | 0 | 0 | 56712.2539 | 0.003839%
2027 | 233 | CB 233 | Tier-2 | Tier-2---4 | 4--5 | 61300% | 161 | 4127.6955 | 98.74% | 0.928% | 0.3343% | 310.4229 | 0 | 0 | 310.4229 | 0 | 282.4806 | 20.2827 | 13.9271 | 282.4806 | 20.2827 | 13.9271 | 313.4737 | 22.5081 | 13.9271 | 7.52% | 0.075451 | 0.069704 | 54706.8242 | 9492.9943 | 1134.8954 | 44078.9345 | 54763.7613 | 0 | 0 | 54763.7613 | 0.01024%
2027 | 234 | CB 234 | Tier-2 | Tier-2---4 | 4--5 | 35200% | 94 | 3294.853 | 98.88% | 0.9043% | 0.2189% | 252.298 | 0 | 0 | 252.298 | 0 | 229.5878 | 11.8421 | 19.3874 | 229.5878 | 11.8421 | 19.3874 | 254.7776 | 13.1414 | 19.3874 | 7.657% | 0.044658 | 0.0412 | 73779.6805 | 13525.886 | 881.4848 | 59372.3097 | 73849.2413 | 0 | 0 | 73849.2413 | 0.00832%
2027 | 240 | CB 240 | Tier-2 | Tier-2---9 | 4--5 | 23800% | 114 | 1263.0316 | 97.68% | 1.949% | 0.3739% | 171.369 | 0 | 0 | 171.369 | 0 | 155.9435 | 14.3617 | 10.8583 | 155.9435 | 14.3617 | 10.8583 | 173.0532 | 15.9374 | 10.8583 | 13.57% | 0.048511 | 0.041772 | 26036.1977 | 5428.7987 | 694.0612 | 19913.3378 | 26133.7652 | 0 | 0 | 26133.7652 | 0.005651%
2027 | 242 | CB 242 | Tier-2 | Tier-2---11 | 5--3 | 8700% | 35 | 406.8184 | 64.36% | 35.02% | 0.6193% | 30.5481 | 0 | 0 | 30.5481 | 0 | 27.7984 | 4.4093 | 6.3045 | 27.7984 | 4.4093 | 6.3045 | 30.8484 | 4.8931 | 6.3045 | 7.509% | 0.1014 | 0.089574 | 4011.826 | 391.3486 | 1462.3995 | 2158.0779 | 4200.6526 | 0 | 0 | 4200.6526 | 0.001007%
2027 | 244 | CB 244 | Tier-2 | Tier-2---14 | 4--4 | 19700% | 16 | 295.5508 | 37.5% | 61.39% | 1.106% | 2.6107 | 0 | 0 | 2.6107 | 0 | 2.3757 | 2.0157 | 1.1786 | 2.3757 | 2.0157 | 1.1786 | 2.6364 | 2.2368 | 1.1786 | 0.8833% | 0.040668 | 0.039711 | 7267.3331 | 364.4749 | 4618.5636 | 2284.2946 | 7376.8884 | 0 | 0 | 7376.8884 | 8.609e-05%
2027 | 246 | CB 246 | Tier-2 | Tier-2---7 | 4--5 | 30300% | 3 | 1438.4419 | 90% | 9.47% | 0.5268% | 3.7173 | 0 | 0 | 3.7173 | 0 | 3.3827 | 0.37794 | 8.9503 | 3.3827 | 0.37794 | 8.9503 | 3.7538 | 0.41941 | 8.9503 | 0.2584% | 0.066431 | 0.066241 | 21653.0415 | 4674.1804 | 2209.0046 | 14769.8565 | 21659.2747 | 0 | 0 | 21659.2747 | 0.0001226%
2027 | 247 | CB 247 | Tier-2 | Tier-2---12 | 4--4 | 9000% | 17 | 379.7423 | 70.28% | 29.01% | 0.71% | 14.6192 | 0 | 0 | 14.6192 | 0 | 13.3032 | 2.1417 | 6.2117 | 13.3032 | 2.1417 | 6.2117 | 14.7628 | 2.3766 | 6.2117 | 3.85% | 0.038566 | 0.036454 | 9846.5066 | 1443.1584 | 2899.0809 | 5504.2673 | 10016.0994 | 0 | 0 | 10016.0994 | 0.0004821%
2027 | 248 | CB 248 | Tier-2 | Tier-2---9 | 3--5 | 13600% | 62 | 962.1527 | 99.5% | 0% | 0.4991% | 126.5674 | 0 | 0 | 126.5674 | 0 | 115.1746 | 7.8107 | 14.7457 | 115.1746 | 7.8107 | 14.7457 | 127.8113 | 8.6677 | 14.7457 | 13.15% | 0.01881 | 0.016323 | 51150.5838 | 8615.1388 | 24.4667 | 42510.9782 | 51189.4765 | 0 | 0 | 51189.4765 | 0.004174%
2027 | 283 | CB 283 | Tier-3 | Tier-3---21 | 1--5 | 200% | 2 | 6.0451 | 99.41% | 0% | 0.5857% | 1.7428 | 0 | 0 | 1.7428 | 0 | 1.5859 | 0.25196 | 6.2945 | 1.5859 | 0.25196 | 6.2945 | 1.76 | 0.2796 | 6.2945 | 28.83% | 7.6e-05 | 5.396e-05 | 79541.4151 | 12489.5349 | 411.7525 | 66640.1278 | 79731.6929 | 0 | 0 | 79731.6929 | 5.747e-05%
2027 | 355 | CB 355 | Tier-2 | Tier-2---3 | 5--5 | 30200% | 20 | 11288.3525 | 98.84% | 1.109% | 0.05403% | 214.2743 | 0 | 0 | 214.2743 | 0 | 194.9867 | 2.5196 | 77.3881 | 194.9867 | 2.5196 | 77.3881 | 216.3801 | 2.796 | 77.3881 | 1.898% | 0.1048 | 0.10279 | 107709.793 | 22403.5173 | 1198.9113 | 84107.3644 | 107734.3275 | 0 | 0 | 107734.3275 | 0.007066%
2027 | 356 | CB 356 | Tier-2 | Tier-2---19 | 1--5 | 300% | 2 | 6.8062 | 99.1% | 0% | 0.8997% | 1.304 | 0 | 0 | 1.304 | 0 | 1.1866 | 0.25196 | 4.7096 | 1.1866 | 0.25196 | 4.7096 | 1.3168 | 0.2796 | 4.7096 | 19.16% | 0.0001262 | 0.0001018 | 53931.5569 | 8525.3907 | 930.8819 | 44475.2842 | 54047.8482 | 0 | 0 | 54047.8482 | 4.3e-05%
2027 | 357 | CB 357 | Tier-3 | Tier-3---10 | 5--5 | 16200% | 26 | 6110.8546 | 96.01% | 3.933% | 0.05986% | 273.062 | 0 | 0 | 273.062 | 0 | 248.4827 | 3.2755 | 75.8616 | 248.4827 | 3.2755 | 75.8616 | 275.7456 | 3.6349 | 75.8616 | 4.468% | 0.12773 | 0.12179 | 47841.0693 | 7695.9209 | 1866.6974 | 38278.451 | 47934.3205 | 0 | 0 | 47934.3205 | 0.009005%
2027 | 358 | CB 358 | Tier-3 | Tier-3---15 | 5--4 | 2100% | 2 | 861.4334 | 18.88% | 81.11% | 0.0161% | 4.4913 | 0 | 0 | 4.4913 | 0 | 4.0871 | 0.25196 | 16.2211 | 4.0871 | 0.25196 | 16.2211 | 4.5355 | 0.2796 | 16.2211 | 0.5214% | 0.1387 | 0.13487 | 6210.6059 | 197.9224 | 4526.0062 | 1486.6772 | 6353.7084 | 0 | 0 | 6353.7084 | 0.0001481%
2027 | 396 | CB 396 | Tier-2 | Tier-2---11 | 5--4 | 14500% | 5 | 669.8148 | 14.34% | 85.25% | 0.4034% | 0.96069 | 0 | 0 | 0.96069 | 0 | 0.87422 | 0.6299 | 1.3879 | 0.87422 | 0.6299 | 1.3879 | 0.97014 | 0.69901 | 1.3879 | 0.1434% | 0.10036 | 0.099356 | 6674.121 | 193.8927 | 5213.8843 | 1266.344 | 6731.8672 | 0 | 0 | 6731.8672 | 3.168e-05%
2027 | 441 | CB 441 | Tier-3 | Tier-3---15 | 5--3 | 9400% | 43 | 1133.0808 | 94.08% | 5.666% | 0.2577% | 141.4093 | 0 | 0 | 141.4093 | 0 | 128.6805 | 5.4171 | 23.7544 | 128.6805 | 5.4171 | 23.7544 | 142.7991 | 6.0115 | 23.7544 | 12.48% | 0.54555 | 0.47317 | 2076.9658 | 210.0359 | 105.6276 | 1761.3022 | 2095.7848 | 0 | 0 | 2095.7848 | 0.004663%
2027 | 470 | CB 470 | Tier-2 | Tier-2---6 | 5--5 | 38100% | 48 | 6922.0493 | 95.49% | 4.388% | 0.1268% | 241.4829 | 0 | 0 | 241.4829 | 0 | 219.7461 | 6.047 | 36.3395 | 219.7461 | 6.047 | 36.3395 | 243.8561 | 6.7105 | 36.3395 | 3.489% | 0.114 | 0.10983 | 60721.6484 | 13514.2063 | 2573.4965 | 44633.9456 | 60825.6005 | 0 | 0 | 60825.6005 | 0.007963%
2027 | 521 | CB 521 | Tier-2 | Tier-2---20 | 3--1 | 1400% | 10 | 12.2832 | 16.79% | 81.3% | 1.905% | 0.42728 | 0 | 0 | 0.42728 | 0 | 0.38882 | 1.2598 | 0.30863 | 0.38882 | 1.2598 | 0.30863 | 0.43148 | 1.398 | 0.30863 | 3.479% | 0.025917 | 0.020548 | 473.952 | 7.4349 | 392.0671 | 74.45 | 576.9833 | 0 | 0 | 576.9833 | 1.409e-05%
2027 | 522 | CB 522 | Tier-2 | Tier-2---9 | 4--5 | 25300% | 129 | 1074.3257 | 89.49% | 10.08% | 0.4258% | 142.1675 | 0 | 0 | 142.1675 | 0 | 129.3704 | 16.2514 | 7.9606 | 129.3704 | 16.2514 | 7.9606 | 143.5647 | 18.0345 | 7.9606 | 13.23% | 0.049006 | 0.04176 | 21922.4202 | 3152.3384 | 2334.9737 | 16435.1082 | 22322.0507 | 0 | 0 | 22322.0507 | 0.004688%
2027 | 523 | CB 523 | Tier-2 | Tier-2---13 | 4--4 | 25900% | 110 | 305.5692 | 37.2% | 61.32% | 1.484% | 13.9996 | 0 | 0 | 13.9996 | 0 | 12.7394 | 13.8578 | 0.9193 | 12.7394 | 13.8578 | 0.9193 | 14.1372 | 15.3782 | 0.9193 | 4.581% | 0.044603 | 0.039109 | 6850.8655 | 637.5043 | 4014.608 | 2198.7533 | 7455.2249 | 0 | 0 | 7455.2249 | 0.0004617%
2027 | 599 | CB 599 | Tier-2 | Tier-2---4 | 4--5 | 36900% | 107 | 4323.2442 | 99.81% | 0% | 0.1903% | 362.859 | 0 | 0 | 362.859 | 0 | 330.1967 | 13.4798 | 24.4956 | 330.1967 | 13.4798 | 24.4956 | 366.4251 | 14.9588 | 24.4956 | 8.393% | 0.043095 | 0.039471 | 100319.859 | 21711.3429 | 465.9724 | 78142.5437 | 100337.3877 | 0 | 0 | 100337.3877 | 0.01197%
2027 | 776 | CB 776 | Tier-2 | Tier-2---18 | 3--3 | 5300% | 40 | 55.0677 | 92.66% | 4.028% | 3.312% | 11.1679 | 0 | 0 | 11.1679 | 0 | 10.1626 | 5.0392 | 2.0167 | 10.1626 | 5.0392 | 2.0167 | 11.2777 | 5.5921 | 2.0167 | 20.28% | 0.014982 | 0.011703 | 3675.6367 | 654.2376 | 129.2917 | 2892.1074 | 3751.2294 | 0 | 0 | 3751.2294 | 0.0003683%
2027 | 78 | CB 78 | Tier-3 | Tier-3---20 | 1--5 | 400% | 3 | 25.281 | 99.56% | 0% | 0.4423% | 5.4743 | 0 | 0 | 5.4743 | 0 | 4.9815 | 0.37794 | 13.1808 | 4.9815 | 0.37794 | 13.1808 | 5.5281 | 0.41941 | 13.1808 | 21.65% | 0.0002122 | 0.00016605 | 119137.3955 | 18702.2941 | 125.3011 | 100309.8003 | 119283.8481 | 0 | 0 | 119283.8481 | 0.0001805%
2027 | 788 | CB 788 | Tier-2 | Tier-2---2 | 5--5 | 70800% | 24 | 8569.0681 | 95.07% | 4.755% | 0.1724% | 80.0875 | 0 | 0 | 80.0875 | 0 | 72.8785 | 3.0235 | 24.1039 | 72.8785 | 3.0235 | 24.1039 | 80.8745 | 3.3552 | 24.1039 | 0.9346% | 0.14181 | 0.14042 | 60426.1463 | 13184.7767 | 2801.9092 | 44439.4605 | 60455.7072 | 0 | 0 | 60455.7072 | 0.002641%
2027 | 835 | CB 835 | Tier-2 | Tier-2---17 | 1--5 | 1200% | 8 | 42.6475 | 99.43% | 0% | 0.5747% | 8.1978 | 0 | 0 | 8.1978 | 0 | 7.4599 | 1.0078 | 7.4019 | 7.4599 | 1.0078 | 7.4019 | 8.2784 | 1.1184 | 7.4019 | 19.22% | 0.0017112 | 0.0013804 | 24922.574 | 5223.7878 | 17.636 | 19681.1502 | 24956.9047 | 0 | 0 | 24956.9047 | 0.0002703%
2027 | 928 | CB 928 | Tier-2 | Tier-2---7 | 4--5 | 6200% | 17 | 1655.0106 | 79.76% | 20.12% | 0.1245% | 104.9605 | 0 | 0 | 104.9605 | 0 | 95.5126 | 2.1417 | 44.5975 | 95.5126 | 2.1417 | 44.5975 | 105.992 | 2.3766 | 44.5975 | 6.342% | 0.057199 | 0.05265 | 28934.4603 | 4597.4585 | 5524.6499 | 18812.3519 | 29440.4307 | 0 | 0 | 29440.4307 | 0.003461%
2027 | FB1 | CB FB1 | Tier-2 | Tier-2---11 | 4--4 | 37100% | 81 | 346.5871 | 36.93% | 61.45% | 1.621% | 8.1037 | 0 | 0 | 8.1037 | 0 | 7.3743 | 10.2044 | 0.72266 | 7.3743 | 10.2044 | 0.72266 | 8.1834 | 11.324 | 0.72266 | 2.338% | 0.04664 | 0.043687 | 7431.1135 | 852.2072 | 4097.3369 | 2481.5694 | 7747.9259 | 0 | 0 | 7747.9259 | 0.0002672%
2027 | FB2 | CB FB2 | Tier-2 | Tier-2---9 | 4--5 | 17300% | 71 | 1029.5845 | 94.33% | 5.316% | 0.3556% | 115.5887 | 0 | 0 | 115.5887 | 0 | 105.1841 | 8.9446 | 11.7596 | 105.1841 | 8.9446 | 11.7596 | 116.7247 | 9.9259 | 11.7596 | 11.23% | 0.045688 | 0.040251 | 22535.0189 | 4971.8159 | 1116.7336 | 16446.4695 | 22707.6809 | 0 | 0 | 22707.6809 | 0.003812%
2027 | RC1 | CB RC1 | Tier-2 | Tier-2---4 | 4--5 | 9400% | 4 | 3739.8748 | 99.14% | 0.8077% | 0.05477% | 45.7536 | 0 | 0 | 45.7536 | 0 | 41.6352 | 0.50392 | 82.6227 | 41.6352 | 0.50392 | 82.6227 | 46.2033 | 0.55921 | 82.6227 | 1.223% | 0.084253 | 0.083214 | 44388.4144 | 8961.6827 | 332.4323 | 35094.2993 | 44393.1976 | 0 | 0 | 44393.1976 | 0.001509%
2028 | 1022 | 1022-322R | Tier-3 | Tier-3---10 | 5--5 | 8900% | 1 | 5072.1995 | 99.16% | 0.7912% | 0.04875% | 16.3886 | 0 | 0 | 16.3886 | 0 | 14.2263 | 0.12018 | 118.3791 | 14.2263 | 0.12018 | 118.3791 | 16.6308 | 0.14049 | 118.3791 | 0.3231% | 0.10587 | 0.10552 | 47911.5964 | 8502.7198 | 346.5755 | 39062.3011 | 47912.912 | 0 | 0 | 47912.912 | 0.0005404%
2028 | 1023 | 1023-200R | Tier-2 | Tier-2---5 | 4--5 | 8200% | 7 | 2889.9732 | 99.24% | 0.6691% | 0.08946% | 71.0017 | 0 | 0 | 71.0017 | 0 | 61.6341 | 0.84123 | 73.2664 | 61.6341 | 0.84123 | 73.2664 | 72.051 | 0.98341 | 73.2664 | 2.457% | 0.083115 | 0.081057 | 34770.9454 | 5602.7978 | 215.4265 | 28952.7211 | 34777.6408 | 0 | 0 | 34777.6408 | 0.002341%
2028 | 1023 | 1023-46AE | Tier-2 | Tier-2---2 | 5--5 | 46900% | 20 | 9469.9149 | 95.98% | 3.884% | 0.1387% | 112.4014 | 0 | 0 | 112.4014 | 0 | 97.5717 | 2.4035 | 40.5953 | 97.5717 | 2.4035 | 40.5953 | 114.0624 | 2.8097 | 40.5953 | 1.187% | 0.13914 | 0.13741 | 68062.6824 | 10581.9513 | 2429.1867 | 55051.5444 | 68096.9625 | 0 | 0 | 68096.9625 | 0.003707%
2028 | 1030 | 1030-1728R | Tier-3 | Tier-3---9 | 5--5 | 8500% | 18 | 5124.1587 | 98.26% | 1.711% | 0.02883% | 309.2095 | 0 | 0 | 309.2095 | 0 | 268.414 | 2.1632 | 124.0836 | 268.414 | 2.1632 | 124.0836 | 313.779 | 2.5288 | 124.0836 | 6.034% | 0.23544 | 0.22098 | 21764.1991 | 3692.5677 | 344.0629 | 17727.5685 | 21788.971 | 0 | 0 | 21788.971 | 0.0102%
2028 | 1030 | 1030-18R | Tier-3 | Tier-3---7 | 5--5 | 9800% | 14 | 6620.9098 | 98.66% | 1.309% | 0.03186% | 270.6162 | 0 | 0 | 270.6162 | 0 | 234.9125 | 1.6825 | 139.6239 | 234.9125 | 1.6825 | 139.6239 | 274.6154 | 1.9668 | 139.6239 | 4.087% | 0.23843 | 0.22855 | 27769.0579 | 4629.9608 | 333.1834 | 22805.9136 | 27785.1534 | 0 | 0 | 27785.1534 | 0.008924%
2028 | 1030 | 1030-20R | Tier-3 | Tier-3---3 | 5--5 | 36700% | 79 | 25318.462 | 99.14% | 0.8163% | 0.04139% | 1566.951 | 0 | 0 | 1566.951 | 0 | 1360.2156 | 9.4939 | 143.2723 | 1360.2156 | 9.4939 | 143.2723 | 1590.1076 | 11.0985 | 143.2723 | 6.189% | 0.28668 | 0.26878 | 88316.4782 | 15740.2144 | 654.513 | 71921.7508 | 88366.9118 | 0 | 0 | 88366.9118 | 0.05167%
2028 | 1030 | 1030-42R | Tier-3 | Tier-3---3 | 5--5 | 47200% | 53 | 28398.7895 | 98.49% | 1.466% | 0.03945% | 910.8436 | 0 | 0 | 910.8436 | 0 | 790.6717 | 6.3693 | 124.1372 | 790.6717 | 6.3693 | 124.1372 | 924.3042 | 7.4458 | 124.1372 | 3.207% | 0.28228 | 0.27308 | 100606.2475 | 17857.1529 | 1351.3594 | 81397.7352 | 100657.2281 | 0 | 0 | 100657.2281 | 0.03004%
2028 | 1030 | 1030-989R | Tier-3 | Tier-3---3 | 5--5 | 42200% | 372 | 26696.2161 | 99.16% | 0.796% | 0.04527% | 6767.2005 | 0 | 0 | 6767.2005 | 0 | 5874.3711 | 44.7055 | 131.4014 | 5874.3711 | 44.7055 | 131.4014 | 6867.2067 | 52.2613 | 131.4014 | 25.35% | 0.30703 | 0.22854 | 86951.1078 | 14407.8405 | 617.0271 | 71926.2402 | 87202.3362 | 0 | 0 | 87202.3362 | 0.2232%
2028 | 1039 | 1039-13 | Tier-2 | Tier-2---3 | 5--5 | 53400% | 216 | 15957.1711 | 97.45% | 2.471% | 0.0752% | 1824.1712 | 0 | 0 | 1824.1712 | 0 | 1583.4995 | 25.9581 | 61.0022 | 1583.4995 | 25.9581 | 61.0022 | 1851.129 | 30.3453 | 61.0022 | 11.43% | 0.1351 | 0.11925 | 118113.2514 | 24651.3232 | 2725.8666 | 90736.0616 | 118512.8957 | 0 | 0 | 118512.8957 | 0.06015%
2028 | 1100 | 1100-1168F | Tier-2 | Tier-2---18 | 4--2 | 400% | 4 | 54.719 | 98.75% | 1.065% | 0.1855% | 15.67 | 0 | 0 | 15.67 | 0 | 13.6026 | 0.4807 | 28.2972 | 13.6026 | 0.4807 | 28.2972 | 15.9016 | 0.56195 | 28.2972 | 28.64% | 0.070904 | 0.050342 | 771.7308 | 123.9939 | 6.7126 | 641.0242 | 775.6736 | 0 | 0 | 775.6736 | 0.0005167%
2028 | 1100 | 1100-1172R | Tier-2 | Tier-2---7 | 4--5 | 3400% | 1 | 2144.9788 | 99.68% | 0.2699% | 0.05437% | 18.2361 | 0 | 0 | 18.2361 | 0 | 15.8301 | 0.12018 | 131.7242 | 15.8301 | 0.12018 | 131.7242 | 18.5056 | 0.14049 | 131.7242 | 0.8502% | 0.080798 | 0.080109 | 26547.4908 | 6276.7564 | 58.3505 | 20212.3839 | 26548.2313 | 0 | 0 | 26548.2313 | 0.0006014%
2028 | 1215 | 1215-28R | Tier-3 | Tier-3---14 | 5--3 | 5800% | 40 | 2215.156 | 94.69% | 5.226% | 0.08401% | 419.5066 | 0 | 0 | 419.5066 | 0 | 364.1591 | 4.807 | 75.7553 | 364.1591 | 4.807 | 75.7553 | 425.7061 | 5.6195 | 75.7553 | 18.94% | 0.66756 | 0.53405 | 3318.2974 | 455.1438 | 152.4425 | 2710.7111 | 3362.347 | 0 | 0 | 3362.347 | 0.01383%
2028 | 1215 | 1215-32R | Tier-3 | Tier-3---7 | 5--4 | 23400% | 183 | 8696.5042 | 96.48% | 3.447% | 0.07747% | 1902.8031 | 0 | 0 | 1902.8031 | 0 | 1651.7572 | 21.9922 | 75.1064 | 1651.7572 | 21.9922 | 75.1064 | 1930.9229 | 25.7092 | 75.1064 | 21.88% | 0.68132 | 0.5268 | 12764.1579 | 1785.0395 | 391.9912 | 10587.1273 | 12896.1229 | 0 | 0 | 12896.1229 | 0.06275%
2028 | 1242 | 1242-1079R | Tier-2 | Tier-2---12 | 2--5 | 4400% | 32 | 411.5414 | 99.65% | 0% | 0.3468% | 86.4968 | 0 | 0 | 86.4968 | 0 | 75.0849 | 3.8456 | 19.5247 | 75.0849 | 3.8456 | 19.5247 | 87.7751 | 4.4956 | 19.5247 | 21.02% | 0.0067316 | 0.0053118 | 61135.7492 | 25086.0386 | 163.5766 | 35886.134 | 61192.4134 | 0 | 0 | 61192.4134 | 0.002852%
2028 | 1242 | 1242-1084 | Tier-2 | Tier-2---12 | 2--5 | 3400% | 31 | 456.1931 | 99.77% | 0% | 0.2285% | 120.3472 | 0 | 0 | 120.3472 | 0 | 104.4692 | 3.7255 | 28.042 | 104.4692 | 3.7255 | 28.042 | 122.1257 | 4.3551 | 28.042 | 26.38% | 0.005996 | 0.0044106 | 76082.9136 | 21423.4088 | 20.55 | 54638.9547 | 76145.4082 | 0 | 0 | 76145.4082 | 0.003969%
2028 | 1242 | 1242-127AE | Tier-2 | Tier-2---21 | 1--4 | 200% | 2 | 2.4589 | 98.62% | 0% | 1.38% | 0.70325 | 0 | 0 | 0.70325 | 0 | 0.61047 | 0.24035 | 2.5399 | 0.61047 | 0.24035 | 2.5399 | 0.71364 | 0.28097 | 2.5399 | 28.6% | 0.0001786 | 0.00012681 | 13767.9144 | 2205.6945 | 17.2653 | 11544.9546 | 13845.5449 | 0 | 0 | 13845.5449 | 2.319e-05%
2028 | 1243 | 1243-38R | Tier-2 | Tier-2---16 | 4--3 | 700% | 7 | 158.2514 | 99.48% | 0.3681% | 0.155% | 45.6528 | 0 | 0 | 45.6528 | 0 | 39.6296 | 0.84123 | 47.1089 | 39.6296 | 0.84123 | 47.1089 | 46.3275 | 0.98341 | 47.1089 | 28.85% | 0.072591 | 0.051539 | 2180.0532 | 345.5554 | 6.6981 | 1827.7997 | 2184.7119 | 0 | 0 | 2184.7119 | 0.001505%
2028 | 1243 | 1243-45R | Tier-2 | Tier-2---7 | 4--5 | 7200% | 59 | 1878.3826 | 99.05% | 0.8285% | 0.1244% | 442.1231 | 0 | 0 | 442.1231 | 0 | 383.7917 | 7.0904 | 54.1284 | 383.7917 | 7.0904 | 54.1284 | 448.6569 | 8.2888 | 54.1284 | 23.54% | 0.087615 | 0.066795 | 21438.9544 | 3365.8931 | 151.2586 | 17921.8028 | 21502.6362 | 0 | 0 | 21502.6362 | 0.01458%
2028 | 175 | 175-2024R | Tier-2 | Tier-2---5 | 5--5 | 10300% | 71 | 4029.0085 | 99.1% | 0.8147% | 0.08289% | 798.1811 | 0 | 0 | 798.1811 | 0 | 692.8732 | 8.5325 | 81.2039 | 692.8732 | 8.5325 | 81.2039 | 809.9767 | 9.9746 | 81.2039 | 19.81% | 0.19114 | 0.15293 | 21078.6803 | 4664.0587 | 153.3837 | 16261.2378 | 21125.9528 | 0 | 0 | 21125.9528 | 0.02632%
2028 | 175 | 175-24R | Tier-2 | Tier-2---8 | 5--4 | 8600% | 62 | 2651.4354 | 70.65% | 29.24% | 0.1064% | 391.6401 | 0 | 0 | 391.6401 | 0 | 339.9691 | 7.4509 | 45.6278 | 339.9691 | 7.4509 | 45.6278 | 397.4278 | 8.7102 | 45.6278 | 14.77% | 0.17491 | 0.13834 | 15158.7512 | 2441.7081 | 4085.9178 | 8631.1253 | 16334.7802 | 0 | 0 | 16334.7802 | 0.01291%
2028 | 175 | 175-90R | Tier-3 | Tier-3---9 | 5--5 | 30000% | 180 | 5741.4949 | 96.86% | 2.992% | 0.1472% | 967.6612 | 0 | 0 | 967.6612 | 0 | 839.993 | 21.6317 | 38.8316 | 839.993 | 21.6317 | 38.8316 | 981.9614 | 25.2877 | 38.8316 | 16.85% | 0.20491 | 0.16926 | 28019.3198 | 4481.7022 | 744.6531 | 22792.9645 | 28204.5932 | 0 | 0 | 28204.5932 | 0.03191%
2028 | 175 | 175-94R | Tier-2 | Tier-2---10 | 5--4 | 5200% | 43 | 836.2457 | 79.76% | 20.09% | 0.1547% | 159.9461 | 0 | 0 | 159.9461 | 0 | 138.8436 | 5.1676 | 26.8682 | 138.8436 | 5.1676 | 26.8682 | 162.3098 | 6.041 | 26.8682 | 19.13% | 0.16555 | 0.12585 | 5051.3061 | 703.4026 | 913.3417 | 3434.5618 | 5373.849 | 0 | 0 | 5373.849 | 0.005274%
2028 | 176 | 176-161R | Tier-3 | Tier-3---5 | 5--5 | 23600% | 66 | 11523.3049 | 98.77% | 1.172% | 0.05875% | 923.0548 | 0 | 0 | 923.0548 | 0 | 801.2717 | 7.9316 | 101.0224 | 801.2717 | 7.9316 | 101.0224 | 936.6958 | 9.2722 | 101.0224 | 8.01% | 0.22417 | 0.20599 | 51404.5427 | 8329.9408 | 608.281 | 42466.321 | 51460.3943 | 0 | 0 | 51460.3943 | 0.03044%
2028 | 176 | 176-1834R | Tier-3 | Tier-3---5 | 5--5 | 31200% | 250 | 10068.5168 | 97.13% | 2.784% | 0.0867% | 2272.4862 | 0 | 0 | 2272.4862 | 0 | 1972.6662 | 30.044 | 65.6591 | 1972.6662 | 30.044 | 65.6591 | 2306.0692 | 35.1218 | 65.6591 | 22.57% | 0.23205 | 0.17812 | 43390.2136 | 8541.7295 | 1179.6329 | 33668.8511 | 43767.2137 | 0 | 0 | 43767.2137 | 0.07494%
2028 | 176 | 176-1836R | Tier-2 | Tier-2---11 | 5--3 | 5000% | 9 | 404.4817 | 67.64% | 32.12% | 0.2398% | 14.2811 | 0 | 0 | 14.2811 | 0 | 12.3969 | 1.0816 | 11.4618 | 12.3969 | 1.0816 | 11.4618 | 14.4921 | 1.2644 | 11.4618 | 3.531% | 0.10638 | 0.10083 | 3802.2631 | 510.8459 | 1145.0457 | 2146.3715 | 3870.0321 | 0 | 0 | 3870.0321 | 0.0004709%
2028 | 176 | 176-194R | Tier-3 | Tier-3---9 | 5--5 | 21400% | 166 | 4934.1603 | 97.7% | 2.178% | 0.1196% | 1084.4476 | 0 | 0 | 1084.4476 | 0 | 941.3712 | 19.9492 | 47.1883 | 941.3712 | 19.9492 | 47.1883 | 1100.4737 | 23.3209 | 47.1883 | 21.98% | 0.21542 | 0.16696 | 22904.8386 | 3771.0766 | 447.8074 | 18685.9546 | 23057.6165 | 0 | 0 | 23057.6165 | 0.03576%
2028 | 177 | 177-955 | Tier-2 | Tier-2---5 | 5--5 | 17600% | 7 | 2963.4059 | 78.23% | 21.66% | 0.1106% | 26.7389 | 0 | 0 | 26.7389 | 0 | 23.2111 | 0.84123 | 27.5917 | 23.2111 | 0.84123 | 27.5917 | 27.134 | 0.98341 | 27.5917 | 0.9023% | 0.11726 | 0.11591 | 25272.526 | 4724.2579 | 4965.7102 | 15582.5579 | 25336.7276 | 0 | 0 | 25336.7276 | 0.0008817%
2028 | 178 | 178-968AE | Tier-2 | Tier-2---18 | 3--3 | 20000% | 7 | 47.6106 | 91.21% | 0% | 8.789% | 0.44078 | 0 | 0 | 0.44078 | 0 | 0.38262 | 0.84123 | 0.45484 | 0.38262 | 0.84123 | 0.45484 | 0.44729 | 0.98341 | 0.45484 | 0.9258% | 0.018466 | 0.018279 | 2578.2566 | 462.9869 | 204.7374 | 1910.5323 | 2580.5801 | 0 | 0 | 2580.5801 | 1.454e-05%
2028 | 178 | 178-982 | Tier-2 | Tier-2---21 | 1--1 | 4500% | 7 | 0.95479 | 13.38% | 0% | 86.62% | 0.0057645 | 0 | 0 | 0.0057645 | 0 | 0.005004 | 0.84123 | 0.0059484 | 0.005004 | 0.84123 | 0.0059484 | 0.0058497 | 0.98341 | 0.0059484 | 0.6037% | 0.0033454 | 0.0031945 | 285.4035 | 0.62363 | 58.6739 | 226.106 | 297.0821 | 0 | 0 | 297.0821 | 1.901e-07%
2028 | 182 | 182-2240F | Tier-2 | Tier-2---2 | 5--5 | 29100% | 1 | 11917.1989 | 94.29% | 5.651% | 0.05821% | 11.1982 | 0 | 0 | 11.1982 | 0 | 9.7208 | 0.12018 | 80.8878 | 9.7208 | 0.12018 | 80.8878 | 11.3637 | 0.14049 | 80.8878 | 0.09397% | 0.1455 | 0.14536 | 81902.6703 | 23758.3803 | 4446.6021 | 53697.6879 | 81907.3348 | 0 | 0 | 81907.3348 | 0.0003693%
2028 | 182 | 182-2254R | Tier-2 | Tier-2---11 | 5--4 | 1900% | 19 | 655.8009 | 99.14% | 0.7615% | 0.1019% | 188.5402 | 0 | 0 | 188.5402 | 0 | 163.6652 | 2.2833 | 71.6778 | 163.6652 | 2.2833 | 71.6778 | 191.3265 | 2.6693 | 71.6778 | 28.75% | 0.10223 | 0.072581 | 6415.1442 | 1053.2232 | 42.7228 | 5319.1982 | 6437.7677 | 0 | 0 | 6437.7677 | 0.006217%
2028 | 185 | 185-51F | Tier-2 | Tier-2---7 | 4--5 | 26000% | 161 | 1723.9707 | 91.93% | 7.724% | 0.3493% | 284.5907 | 0 | 0 | 284.5907 | 0 | 247.0433 | 19.3484 | 12.7682 | 247.0433 | 19.3484 | 12.7682 | 288.7964 | 22.6185 | 12.7682 | 16.51% | 0.048222 | 0.039562 | 35751.0066 | 6382.5174 | 2576.5393 | 26791.9499 | 36382.7898 | 0 | 0 | 36382.7898 | 0.009385%
2028 | 197 | 197-1150F | Tier-2 | Tier-2---15 | 3--4 | 2900% | 29 | 183.5383 | 99.34% | 0.09556% | 0.5689% | 52.8725 | 0 | 0 | 52.8725 | 0 | 45.8968 | 3.4851 | 13.1694 | 45.8968 | 3.4851 | 13.1694 | 53.6538 | 4.0741 | 13.1694 | 28.81% | 0.021777 | 0.015462 | 8428.1597 | 1361.8326 | 10.8364 | 7055.4907 | 8451.0325 | 0 | 0 | 8451.0325 | 0.001744%
2028 | 197 | 197-1155F | Tier-2 | Tier-2---21 | 1--4 | 900% | 9 | 6.6189 | 96.38% | 0% | 3.621% | 1.85 | 0 | 0 | 1.85 | 0 | 1.6059 | 1.0816 | 1.4848 | 1.6059 | 1.0816 | 1.4848 | 1.8773 | 1.2644 | 1.4848 | 27.95% | 0.0010316 | 0.00073244 | 6416.1897 | 1003.77 | 50.6222 | 5361.7975 | 6511.073 | 0 | 0 | 6511.073 | 6.101e-05%
2028 | 198 | 198-37R | Tier-2 | Tier-2---9 | 4--5 | 18800% | 28 | 973.0999 | 95.53% | 4.02% | 0.4464% | 40.1524 | 0 | 0 | 40.1524 | 0 | 34.8549 | 3.3649 | 10.3583 | 34.8549 | 3.3649 | 10.3583 | 40.7458 | 3.9336 | 10.3583 | 4.126% | 0.030671 | 0.029346 | 31727.0349 | 12880.9235 | 1667.8732 | 17178.2382 | 31791.0031 | 0 | 0 | 31791.0031 | 0.001324%
2028 | 206 | 206-1105 | Tier-2 | Tier-2---9 | 3--5 | 13200% | 9 | 1279.0443 | 99.78% | 0% | 0.2159% | 25.2356 | 0 | 0 | 25.2356 | 0 | 21.9061 | 1.0816 | 20.2537 | 21.9061 | 1.0816 | 20.2537 | 25.6085 | 1.2644 | 20.2537 | 1.973% | 0.014019 | 0.013742 | 91236.4892 | 14837.9635 | 119.2359 | 76279.2897 | 91240.4618 | 0 | 0 | 91240.4618 | 0.0008322%
2028 | 206 | 206-1817 | Tier-2 | Tier-2---4 | 4--5 | 41300% | 22 | 2976.5734 | 99.75% | 0% | 0.2502% | 45.8669 | 0 | 0 | 45.8669 | 0 | 39.8155 | 2.6439 | 15.0595 | 39.8155 | 2.6439 | 15.0595 | 46.5447 | 3.0907 | 15.0595 | 1.541% | 0.038208 | 0.037618 | 77904.8627 | 12644.4177 | 94.4539 | 65165.9911 | 77907.9207 | 0 | 0 | 77907.9207 | 0.001513%
2028 | 209 | 209-1769F | Tier-2 | Tier-2---6 | 5--5 | 106900% | 253 | 8462.8018 | 99.74% | 0% | 0.2593% | 579.3321 | 0 | 0 | 579.3321 | 0 | 502.898 | 30.4046 | 16.5402 | 502.898 | 30.4046 | 16.5402 | 587.8935 | 35.5433 | 16.5402 | 6.846% | 0.11169 | 0.10403 | 75768.5529 | 12314.8084 | 115.8328 | 63337.9117 | 75783.0286 | 0 | 0 | 75783.0286 | 0.0191%
2028 | 210 | 210-172R | Tier-2 | Tier-2---11 | 5--2 | 11100% | 93 | 498.1496 | 90.1% | 9.186% | 0.7154% | 109.0524 | 0 | 0 | 109.0524 | 0 | 94.6646 | 11.1764 | 8.4701 | 94.6646 | 11.1764 | 8.4701 | 110.6639 | 13.0653 | 8.4701 | 21.89% | 0.32588 | 0.2467 | 1528.6439 | 130.0935 | 126.0496 | 1272.5007 | 1577.2237 | 0 | 0 | 1577.2237 | 0.003596%
2028 | 210 | 210-392R | Tier-2 | Tier-2---10 | 5--3 | 22100% | 177 | 1037.8957 | 85.73% | 13.64% | 0.6245% | 206.6698 | 0 | 0 | 206.6698 | 0 | 179.4029 | 21.2712 | 8.4341 | 179.4029 | 21.2712 | 8.4341 | 209.724 | 24.8663 | 8.4341 | 19.91% | 0.34771 | 0.26695 | 2984.984 | 285.5851 | 372.7528 | 2326.6461 | 3113.8275 | 0 | 0 | 3113.8275 | 0.006815%
2028 | 210 | 210-394R | Tier-2 | Tier-2---16 | 5--2 | 7700% | 72 | 170.5929 | 70.47% | 28.1% | 1.432% | 32.6001 | 0 | 0 | 32.6001 | 0 | 28.299 | 8.6527 | 3.2706 | 28.299 | 8.6527 | 3.2706 | 33.0819 | 10.1151 | 3.2706 | 19.11% | 0.31841 | 0.23207 | 535.7584 | 42.1364 | 121.741 | 371.881 | 594.6171 | 0 | 0 | 594.6171 | 0.001075%
2028 | 210 | 210-9R | Tier-2 | Tier-2---13 | 5--2 | 9500% | 71 | 317.7725 | 50.82% | 48.53% | 0.6462% | 35.0042 | 0 | 0 | 35.0042 | 0 | 30.3859 | 8.5325 | 3.5612 | 30.3859 | 8.5325 | 3.5612 | 35.5215 | 9.9746 | 3.5612 | 11.02% | 0.31397 | 0.24592 | 1012.1143 | 65.1884 | 453.8469 | 493.0789 | 1149.837 | 0 | 0 | 1149.837 | 0.001154%
2028 | 211 | 211-279R | Tier-2 | Tier-2---10 | 5--3 | 29300% | 249 | 1199.6322 | 89.49% | 9.8% | 0.7134% | 264.5675 | 0 | 0 | 264.5675 | 0 | 229.6618 | 29.9239 | 7.6749 | 229.6618 | 29.9239 | 7.6749 | 268.4773 | 34.9813 | 7.6749 | 22.05% | 0.37314 | 0.28118 | 3215.0069 | 263.9331 | 327.4552 | 2623.6187 | 3325.5516 | 0 | 0 | 3325.5516 | 0.008724%
2028 | 211 | 211-312R | Tier-2 | Tier-2---8 | 5--3 | 42000% | 132 | 1809.5147 | 84.26% | 15.08% | 0.6521% | 138.9735 | 0 | 0 | 138.9735 | 0 | 120.638 | 15.8633 | 7.6049 | 120.638 | 15.8633 | 7.6049 | 141.0272 | 18.5443 | 7.6049 | 7.68% | 0.39031 | 0.35473 | 4636.1485 | 511.795 | 635.8046 | 3488.549 | 4709.3048 | 0 | 0 | 4709.3048 | 0.004583%
2028 | 211 | 211-771R | Tier-3 | Tier-3---14 | 5--4 | 27900% | 122 | 1890.633 | 91.06% | 8.49% | 0.4466% | 218.3259 | 0 | 0 | 218.3259 | 0 | 189.5211 | 14.6615 | 12.9265 | 189.5211 | 14.6615 | 12.9265 | 221.5523 | 17.1395 | 12.9265 | 11.55% | 0.3743 | 0.32684 | 5051.0602 | 491.5059 | 380.0774 | 4179.4769 | 5116.6135 | 0 | 0 | 5116.6135 | 0.0072%
2028 | 212 | 212-1177R | Tier-2 | Tier-2---8 | 5--4 | 28700% | 250 | 1738.9252 | 95.43% | 4.096% | 0.4776% | 419.1859 | 0 | 0 | 419.1859 | 0 | 363.8807 | 30.044 | 12.1116 | 363.8807 | 30.044 | 12.1116 | 425.3807 | 35.1218 | 12.1116 | 24.11% | 0.15054 | 0.11251 | 11551.4959 | 1436.1291 | 504.7372 | 9610.6296 | 11730.0556 | 0 | 0 | 11730.0556 | 0.01382%
2028 | 212 | 212-1204R | Tier-2 | Tier-2---8 | 5--4 | 21900% | 185 | 1570.3762 | 94.97% | 4.642% | 0.3849% | 365.3664 | 0 | 0 | 365.3664 | 0 | 317.1619 | 22.2326 | 14.2656 | 317.1619 | 22.2326 | 14.2656 | 370.7658 | 25.9902 | 14.2656 | 23.27% | 0.19221 | 0.14512 | 8170.2767 | 1029.897 | 370.2708 | 6770.1089 | 8303.5452 | 0 | 0 | 8303.5452 | 0.01205%
2028 | 212 | 212-734R | Tier-2 | Tier-2---10 | 5--4 | 27300% | 228 | 1265.9596 | 97.92% | 1.386% | 0.6959% | 300.2303 | 0 | 0 | 300.2303 | 0 | 260.6195 | 27.4002 | 9.5116 | 260.6195 | 27.4002 | 9.5116 | 304.6672 | 32.0311 | 9.5116 | 23.72% | 0.17753 | 0.13454 | 7130.7609 | 660.9769 | 211.9053 | 6257.8788 | 7178.2003 | 0 | 0 | 7178.2003 | 0.0099%
2028 | 212 | 212-743R | Tier-2 | Tier-2---13 | 5--3 | 7100% | 66 | 261.4279 | 97.06% | 2.12% | 0.8249% | 68.3998 | 0 | 0 | 68.3998 | 0 | 59.3754 | 7.9316 | 7.4859 | 59.3754 | 7.9316 | 7.4859 | 69.4106 | 9.2722 | 7.4859 | 26.16% | 0.11654 | 0.085127 | 2243.1612 | 251.3274 | 45.2431 | 1946.5907 | 2267.5402 | 0 | 0 | 2267.5402 | 0.002256%
2028 | 212 | 212-758R | Tier-2 | Tier-2---8 | 5--4 | 20100% | 183 | 1482.4618 | 97.27% | 2.316% | 0.4117% | 380.7384 | 0 | 0 | 380.7384 | 0 | 330.5057 | 21.9922 | 15.0283 | 330.5057 | 21.9922 | 15.0283 | 386.365 | 25.7092 | 15.0283 | 25.68% | 0.1427 | 0.10503 | 10388.4417 | 1332.9551 | 229.8859 | 8825.6006 | 10490.0914 | 0 | 0 | 10490.0914 | 0.01256%
2028 | 212 | 212-773R | Tier-2 | Tier-2---5 | 5--4 | 29700% | 221 | 2758.5667 | 95.78% | 3.96% | 0.2633% | 570.135 | 0 | 0 | 570.135 | 0 | 494.9143 | 26.5589 | 18.6346 | 494.9143 | 26.5589 | 18.6346 | 578.5605 | 31.0477 | 18.6346 | 20.67% | 0.19881 | 0.15591 | 13875.2805 | 1871.421 | 507.3138 | 11496.5456 | 14036.5246 | 0 | 0 | 14036.5246 | 0.0188%
2028 | 212 | 212-799R | Tier-2 | Tier-2---10 | 5--4 | 11500% | 105 | 1038.8005 | 97.12% | 2.539% | 0.3416% | 267.1334 | 0 | 0 | 267.1334 | 0 | 231.8892 | 12.6185 | 18.3769 | 231.8892 | 12.6185 | 18.3769 | 271.0812 | 14.7512 | 18.3769 | 25.72% | 0.12493 | 0.091851 | 8315.0604 | 1068.4402 | 194.8254 | 7051.7948 | 8401.3185 | 0 | 0 | 8401.3185 | 0.008809%
2028 | 212 | 212-880R | Tier-2 | Tier-2---16 | 5--2 | 3100% | 29 | 104.9439 | 97.78% | 1.295% | 0.9224% | 27.8389 | 0 | 0 | 27.8389 | 0 | 24.166 | 3.4851 | 6.9341 | 24.166 | 3.4851 | 6.9341 | 28.2503 | 4.0741 | 6.9341 | 26.53% | 0.10736 | 0.078234 | 977.4994 | 110.3734 | 12.634 | 854.492 | 985.5696 | 0 | 0 | 985.5696 | 0.000918%
2028 | 212 | 212-886R | Tier-2 | Tier-2---8 | 5--4 | 15500% | 69 | 2163.5248 | 98.72% | 1.034% | 0.2463% | 275.7282 | 0 | 0 | 275.7282 | 0 | 239.3501 | 8.2922 | 28.8646 | 239.3501 | 8.2922 | 28.8646 | 279.803 | 9.6936 | 28.8646 | 12.74% | 0.18767 | 0.16344 | 11528.3958 | 1549.2528 | 106.6411 | 9872.5019 | 11550.2742 | 0 | 0 | 11550.2742 | 0.009092%
2028 | 212 | 212-888R | Tier-2 | Tier-2---8 | 5--4 | 14700% | 133 | 1471.0622 | 97.82% | 1.883% | 0.2988% | 377.5589 | 0 | 0 | 377.5589 | 0 | 327.7457 | 15.9834 | 20.5053 | 327.7457 | 15.9834 | 20.5053 | 383.1385 | 18.6848 | 20.5053 | 25.67% | 0.13116 | 0.096743 | 11216.1087 | 1520.4174 | 191.4206 | 9504.2707 | 11303.1414 | 0 | 0 | 11303.1414 | 0.01245%
2028 | 214 | 214-1122R | Tier-3 | Tier-3---3 | 5--5 | 44600% | 15 | 26281.1502 | 98.91% | 1.048% | 0.04591% | 253.5252 | 0 | 0 | 253.5252 | 0 | 220.0764 | 1.8026 | 122.0854 | 220.0764 | 1.8026 | 122.0854 | 257.2718 | 2.1073 | 122.0854 | 0.9647% | 0.26918 | 0.26655 | 97635.635 | 15575.0756 | 943.7834 | 81116.776 | 97646.1563 | 0 | 0 | 97646.1563 | 0.00836%
2028 | 214 | 214-1135R | Tier-3 | Tier-3---6 | 4--5 | 28500% | 140 | 6666.9216 | 99.41% | 0.4702% | 0.123% | 944.1102 | 0 | 0 | 944.1102 | 0 | 819.5492 | 16.8247 | 48.7112 | 819.5492 | 16.8247 | 48.7112 | 958.0623 | 19.6682 | 48.7112 | 14.16% | 0.090777 | 0.077845 | 73442.8498 | 12678.0578 | 384.6507 | 60380.1413 | 73515.2209 | 0 | 0 | 73515.2209 | 0.03113%
2028 | 214 | 214-17AE | Tier-3 | Tier-3---17 | 4--4 | 15700% | 155 | 484.0355 | 97.4% | 1.48% | 1.12% | 134.9796 | 0 | 0 | 134.9796 | 0 | 117.1711 | 18.6273 | 6.2903 | 117.1711 | 18.6273 | 6.2903 | 136.9744 | 21.7755 | 6.2903 | 27.89% | 0.071957 | 0.051355 | 6726.7702 | 920.7038 | 92.7705 | 5713.2959 | 6796.9195 | 0 | 0 | 6796.9195 | 0.004451%
2028 | 214 | 214-4R | Tier-3 | Tier-3---17 | 4--4 | 9400% | 89 | 400.1895 | 97.86% | 1.359% | 0.7809% | 107.5302 | 0 | 0 | 107.5302 | 0 | 93.3432 | 10.6957 | 8.7272 | 93.3432 | 10.6957 | 8.7272 | 109.1193 | 12.5034 | 8.7272 | 26.87% | 0.059676 | 0.04329 | 6706.0819 | 981.7315 | 85.3472 | 5639.0033 | 6760.4039 | 0 | 0 | 6760.4039 | 0.003546%
2028 | 214 | 214-536R | Tier-3 | Tier-3---17 | 4--4 | 7000% | 60 | 513.3291 | 98.71% | 0.8845% | 0.4005% | 125.9593 | 0 | 0 | 125.9593 | 0 | 109.3409 | 7.2106 | 15.164 | 109.3409 | 7.2106 | 15.164 | 127.8207 | 8.4292 | 15.164 | 24.54% | 0.053744 | 0.040384 | 9551.4463 | 1436.3496 | 158.5376 | 7956.5591 | 9592.0479 | 0 | 0 | 9592.0479 | 0.004154%
2028 | 214 | 214-583R | Tier-3 | Tier-3---13 | 4--5 | 17400% | 89 | 2208.3134 | 99.09% | 0.6816% | 0.2244% | 324.5988 | 0 | 0 | 324.5988 | 0 | 281.7729 | 10.6957 | 26.3446 | 281.7729 | 10.6957 | 26.3446 | 329.3958 | 12.5034 | 26.3446 | 14.7% | 0.070413 | 0.059968 | 31362.296 | 5124.9033 | 314.6524 | 25922.7404 | 31411.7833 | 0 | 0 | 31411.7833 | 0.0107%
2028 | 214 | 214-613R | Tier-3 | Tier-3---14 | 5--3 | 19600% | 89 | 1721.769 | 85.69% | 14.07% | 0.2459% | 194.2784 | 0 | 0 | 194.2784 | 0 | 168.6464 | 10.6957 | 15.7677 | 168.6464 | 10.6957 | 15.7677 | 197.1495 | 12.5034 | 15.7677 | 11.28% | 0.43289 | 0.37588 | 3977.4025 | 528.7899 | 507.0028 | 2941.6099 | 4063.7336 | 0 | 0 | 4063.7336 | 0.006407%
2028 | 215 | 215-38R | Tier-3 | Tier-3---10 | 5--5 | 12600% | 10 | 5434.8155 | 98.92% | 1.009% | 0.07406% | 123.732 | 0 | 0 | 123.732 | 0 | 107.4074 | 1.2018 | 89.375 | 107.4074 | 1.2018 | 89.375 | 125.5605 | 1.4049 | 89.375 | 2.277% | 0.12528 | 0.1224 | 43381.3494 | 7513.7468 | 468.0295 | 35399.5731 | 43392.4204 | 0 | 0 | 43392.4204 | 0.00408%
2028 | 217 | 217-837R | Tier-3 | Tier-3---12 | 5--5 | 29300% | 84 | 3657.1834 | 94.66% | 5.124% | 0.2164% | 287.8187 | 0 | 0 | 287.8187 | 0 | 249.8454 | 10.0948 | 24.7499 | 249.8454 | 10.0948 | 24.7499 | 292.0721 | 11.8009 | 24.7499 | 7.87% | 0.14269 | 0.13083 | 25630.0196 | 4247.0317 | 1289.9429 | 20093.0451 | 25754.1468 | 0 | 0 | 25754.1468 | 0.009491%
2028 | 217 | 217-983R | Tier-3 | Tier-3---5 | 5--5 | 11600% | 38 | 10116.9629 | 99.05% | 0.91% | 0.0405% | 951.9764 | 0 | 0 | 951.9764 | 0 | 826.3775 | 4.5667 | 180.9575 | 826.3775 | 4.5667 | 180.9575 | 966.0447 | 5.3385 | 180.9575 | 9.41% | 0.2438 | 0.22063 | 41497.7937 | 6529.9576 | 349.4347 | 34618.4014 | 41539.1975 | 0 | 0 | 41539.1975 | 0.03139%
2028 | 220 | 220-294R | Tier-3 | Tier-3---14 | 5--3 | 32800% | 92 | 1925.8876 | 84.29% | 15.28% | 0.4298% | 132.0454 | 0 | 0 | 132.0454 | 0 | 114.624 | 11.0562 | 10.3674 | 114.624 | 11.0562 | 10.3674 | 133.9968 | 12.9248 | 10.3674 | 6.856% | 0.44397 | 0.40786 | 4337.8466 | 467.6186 | 600.0435 | 3270.1845 | 4398.1838 | 0 | 0 | 4398.1838 | 0.004354%
2028 | 220 | 220-298R | Tier-3 | Tier-3---11 | 5--4 | 61400% | 30 | 3585.6314 | 89.37% | 10.06% | 0.5685% | 45.4054 | 0 | 0 | 45.4054 | 0 | 39.4148 | 3.6053 | 10.9325 | 39.4148 | 3.6053 | 10.9325 | 46.0764 | 4.2146 | 10.9325 | 1.266% | 0.50177 | 0.49466 | 7145.9975 | 838.8497 | 642.3981 | 5664.7497 | 7156.9157 | 0 | 0 | 7156.9157 | 0.001497%
2028 | 222 | 222-2013R | Tier-3 | Tier-3---7 | 5--5 | 40700% | 3 | 7426.9759 | 96.05% | 3.813% | 0.1383% | 15.2486 | 0 | 0 | 15.2486 | 0 | 13.2368 | 0.36053 | 36.7149 | 13.2368 | 0.36053 | 36.7149 | 15.4739 | 0.42146 | 36.7149 | 0.2053% | 0.27927 | 0.27867 | 26594.1155 | 4003.6011 | 918.5637 | 21671.9506 | 26596.3663 | 0 | 0 | 26596.3663 | 0.0005028%
2028 | 231 | 231-1136R | Tier-2 | Tier-2---7 | 4--5 | 35700% | 40 | 2730.9177 | 98.3% | 1.373% | 0.325% | 87.2288 | 0 | 0 | 87.2288 | 0 | 75.7203 | 4.807 | 15.7519 | 75.7203 | 4.807 | 15.7519 | 88.5179 | 5.6195 | 15.7519 | 3.194% | 0.054655 | 0.052879 | 49966.8413 | 8713.2838 | 1199.3075 | 40054.25 | 49995.3386 | 0 | 0 | 49995.3386 | 0.002876%
2028 | 231 | 231-1635R | Tier-2 | Tier-2---4 | 5--5 | 86200% | 67 | 5142.095 | 98.68% | 0.901% | 0.4182% | 114.3769 | 0 | 0 | 114.3769 | 0 | 99.2866 | 8.0518 | 12.331 | 99.2866 | 8.0518 | 12.331 | 116.0672 | 9.4126 | 12.331 | 2.224% | 0.11648 | 0.11385 | 44146.87 | 7752.1946 | 471.7485 | 35922.9269 | 44160.2998 | 0 | 0 | 44160.2998 | 0.003772%
2028 | 233 | 233-123R | Tier-2 | Tier-2---4 | 4--5 | 41200% | 96 | 3035.8045 | 98.84% | 0.8219% | 0.339% | 202.7564 | 0 | 0 | 202.7564 | 0 | 176.0058 | 11.5369 | 15.2559 | 176.0058 | 11.5369 | 15.2559 | 205.7528 | 13.4868 | 15.2559 | 6.679% | 0.06125 | 0.057112 | 49563.8317 | 7938.6753 | 487.1368 | 41138.0196 | 49605.5294 | 0 | 0 | 49605.5294 | 0.006686%
2028 | 233 | 233-41R | Tier-2 | Tier-2---9 | 4--5 | 27300% | 18 | 718.991 | 97.57% | 1.357% | 1.072% | 13.4137 | 0 | 0 | 13.4137 | 0 | 11.644 | 2.1632 | 5.3828 | 11.644 | 2.1632 | 5.3828 | 13.6119 | 2.5288 | 5.3828 | 1.866% | 0.044487 | 0.043636 | 16161.8225 | 2695.2374 | 377.2862 | 13089.2989 | 16169.4771 | 0 | 0 | 16169.4771 | 0.0004423%
2028 | 243 | 243-14R | Tier-2 | Tier-2---11 | 4--4 | 47000% | 1 | 404.2589 | 29.5% | 68.39% | 2.113% | 0.07358 | 0 | 0 | 0.07358 | 0 | 0.063872 | 0.12018 | 0.53149 | 0.063872 | 0.12018 | 0.53149 | 0.074667 | 0.14049 | 0.53149 | 0.0182% | 0.066445 | 0.066404 | 6084.1314 | 280.7794 | 3933.5085 | 1869.8435 | 6086.7797 | 0 | 0 | 6086.7797 | 2.426e-06%
2028 | 246 | 246-34R | Tier-3 | Tier-3---12 | 4--5 | 43600% | 95 | 3387.0058 | 94.54% | 5.197% | 0.2577% | 202.3432 | 0 | 0 | 202.3432 | 0 | 175.6471 | 11.4167 | 15.3851 | 175.6471 | 11.4167 | 15.3851 | 205.3334 | 13.3463 | 15.3851 | 5.974% | 0.070488 | 0.066034 | 48050.8143 | 8360.4537 | 2387.5887 | 37302.7719 | 48227.62 | 0 | 0 | 48227.62 | 0.006673%
2028 | 300 | 300-483F | Tier-2 | Tier-2---12 | 3--5 | 6900% | 1 | 458.7821 | 99.48% | 0% | 0.5194% | 1.9182 | 0 | 0 | 1.9182 | 0 | 1.6651 | 0.12018 | 13.8557 | 1.6651 | 0.12018 | 13.8557 | 1.9465 | 0.14049 | 13.8557 | 0.4181% | 0.018397 | 0.01832 | 24937.8732 | 4596.9105 | 11.7655 | 20329.1971 | 24938.4198 | 0 | 0 | 24938.4198 | 6.326e-05%
2028 | 300 | 300-484F | Tier-2 | Tier-2---9 | 4--5 | 25000% | 174 | 754.1323 | 92.41% | 6.882% | 0.7076% | 140.662 | 0 | 0 | 140.662 | 0 | 122.1038 | 20.9107 | 5.8393 | 122.1038 | 20.9107 | 5.8393 | 142.7407 | 24.4448 | 5.8393 | 18.65% | 0.039922 | 0.031864 | 18890.1433 | 2594.5618 | 1654.6819 | 14640.8997 | 19252.6852 | 0 | 0 | 19252.6852 | 0.004639%
2028 | 311 | 311-1199 | Tier-2 | Tier-2---20 | 3--2 | 1500% | 7 | 15.6056 | 49.38% | 48.09% | 2.529% | 1.043 | 0 | 0 | 1.043 | 0 | 0.90535 | 0.84123 | 1.0762 | 0.90535 | 0.84123 | 1.0762 | 1.0584 | 0.98341 | 1.0762 | 6.683% | 0.018336 | 0.015854 | 851.1013 | 60.6306 | 426.7234 | 363.7473 | 918.528 | 0 | 0 | 918.528 | 3.439e-05%
2028 | 311 | 311-43 | Tier-2 | Tier-2---15 | 3--4 | 19500% | 17 | 159.8581 | 2.339% | 95.81% | 1.853% | 0.094532 | 0 | 0 | 0.094532 | 0 | 0.08206 | 2.043 | 0.040166 | 0.08206 | 2.043 | 0.040166 | 0.095929 | 2.3883 | 0.040166 | 0.05913% | 0.027937 | 0.027231 | 5722.0498 | 17.0566 | 5016.8041 | 688.1891 | 5866.9958 | 0 | 0 | 5866.9958 | 3.117e-06%
2028 | 315 | 315-1192F | Tier-2 | Tier-2---19 | 1--4 | 900% | 9 | 14.6681 | 98.1% | 0% | 1.899% | 4.173 | 0 | 0 | 4.173 | 0 | 3.6224 | 1.0816 | 3.3492 | 3.6224 | 1.0816 | 3.3492 | 4.2346 | 1.2644 | 3.3492 | 28.45% | 0.0015284 | 0.0010852 | 9597.0285 | 5451.7396 | 23.5265 | 4121.7625 | 9671.4703 | 0 | 0 | 9671.4703 | 0.0001376%
2028 | 315 | 315-485AE | Tier-2 | Tier-2---14 | 2--5 | 3900% | 34 | 209.8559 | 99.5% | 0% | 0.498% | 52.7917 | 0 | 0 | 52.7917 | 0 | 45.8266 | 4.086 | 11.2155 | 45.8266 | 4.086 | 11.2155 | 53.5718 | 4.7766 | 11.2155 | 25.16% | 0.00637 | 0.0047595 | 32944.4153 | 11783.7746 | 42.3107 | 21118.3299 | 32999.9281 | 0 | 0 | 32999.9281 | 0.001741%
2028 | 351 | 351-819R | Tier-2 | Tier-2---1 | 5--5 | 34100% | 150 | 23517.4275 | 99.25% | 0.716% | 0.03401% | 2977.5232 | 0 | 0 | 2977.5232 | 0 | 2584.6842 | 18.0264 | 143.3831 | 2584.6842 | 18.0264 | 143.3831 | 3021.5253 | 21.0731 | 143.3831 | 12.66% | 0.14376 | 0.12542 | 163589.7091 | 37860.9824 | 1092.4816 | 124636.245 | 163769.1106 | 0 | 0 | 163769.1106 | 0.09819%
2028 | 352 | 352-27R | Tier-3 | Tier-3---2 | 5--5 | 35900% | 29 | 18614.1823 | 99.36% | 0.5928% | 0.04664% | 433.2708 | 0 | 0 | 433.2708 | 0 | 376.1073 | 3.4851 | 107.9184 | 376.1073 | 3.4851 | 107.9184 | 439.6737 | 4.0741 | 107.9184 | 2.328% | 0.11814 | 0.11537 | 157566.7738 | 32189.8213 | 867.9223 | 124509.0302 | 157590.9444 | 0 | 0 | 157590.9444 | 0.01429%
2028 | 411 | 411-1873R | Tier-2 | Tier-2---7 | 4--5 | 34200% | 168 | 1857.5393 | 97.83% | 1.797% | 0.3696% | 258.8853 | 0 | 0 | 258.8853 | 0 | 224.7293 | 20.1896 | 11.1309 | 224.7293 | 20.1896 | 11.1309 | 262.7111 | 23.6019 | 11.1309 | 13.94% | 0.04682 | 0.04015 | 39673.886 | 7004.2078 | 901.7535 | 31767.9247 | 39816.6638 | 0 | 0 | 39816.6638 | 0.008537%
2028 | 411 | 411-30R | Tier-3 | Tier-3---6 | 5--5 | 85600% | 387 | 6370.0414 | 98.47% | 1.262% | 0.272% | 822.3624 | 0 | 0 | 822.3624 | 0 | 713.8642 | 46.5082 | 15.3492 | 713.8642 | 46.5082 | 15.3492 | 834.5154 | 54.3686 | 15.3492 | 12.91% | 0.10309 | 0.089576 | 61789.3921 | 12748.9007 | 821.0259 | 48219.4655 | 61932.4268 | 0 | 0 | 61932.4268 | 0.02712%
2028 | 411 | 411-47R | Tier-2 | Tier-2---9 | 4--5 | 45900% | 24 | 1350.4062 | 95.97% | 3.342% | 0.6845% | 19.6524 | 0 | 0 | 19.6524 | 0 | 17.0595 | 2.8842 | 5.9148 | 17.0595 | 2.8842 | 5.9148 | 19.9428 | 3.3717 | 5.9148 | 1.455% | 0.063274 | 0.062315 | 21342.1296 | 4038.9634 | 957.9305 | 16345.2356 | 21355.359 | 0 | 0 | 21355.359 | 0.0006481%
2028 | 442 | 442-729 | Tier-3 | Tier-3---15 | 5--3 | 5400% | 1 | 704.6091 | 96.62% | 3.132% | 0.2514% | 3.656 | 0 | 0 | 3.656 | 0 | 3.1736 | 0.12018 | 26.408 | 3.1736 | 0.12018 | 26.408 | 3.71 | 0.14049 | 26.408 | 0.5189% | 0.36059 | 0.35866 | 1954.0299 | 229.5782 | 101.2201 | 1623.2315 | 1954.3869 | 0 | 0 | 1954.3869 | 0.0001206%
2028 | 442 | 442-764R | Tier-3 | Tier-3---18 | 5--2 | 7400% | 33 | 474.7376 | 91.31% | 8.325% | 0.3651% | 56.0597 | 0 | 0 | 56.0597 | 0 | 48.6635 | 3.9658 | 12.2707 | 48.6635 | 3.9658 | 12.2707 | 56.8881 | 4.6361 | 12.2707 | 11.81% | 0.35448 | 0.30864 | 1339.2423 | 150.4184 | 101.5124 | 1087.3115 | 1356.5292 | 0 | 0 | 1356.5292 | 0.001849%
2028 | 444 | 444-43R | Tier-2 | Tier-2---5 | 5--5 | 40300% | 10 | 3413.8137 | 97.67% | 1.995% | 0.3352% | 23.9935 | 0 | 0 | 23.9935 | 0 | 20.828 | 1.2018 | 17.3312 | 20.828 | 1.2018 | 17.3312 | 24.3481 | 1.4049 | 17.3312 | 0.7028% | 0.2124 | 0.21087 | 16072.3576 | 2078.7289 | 404.7694 | 13588.8592 | 16075.0718 | 0 | 0 | 16075.0718 | 0.0007912%
2028 | 445 | 445-1311R | Tier-3 | Tier-3---5 | 5--5 | 33700% | 12 | 9632.5907 | 94.96% | 4.965% | 0.07823% | 94.454 | 0 | 0 | 94.454 | 0 | 81.9922 | 1.4421 | 56.8556 | 81.9922 | 1.4421 | 56.8556 | 95.8499 | 1.6858 | 56.8556 | 0.9806% | 0.53792 | 0.53237 | 17907.0399 | 2661.5807 | 811.6698 | 14433.7894 | 17916.4621 | 0 | 0 | 17916.4621 | 0.003115%
2028 | 445 | 445-1325F | Tier-2 | Tier-2---2 | 5--4 | 22000% | 97 | 7250.7229 | 96.11% | 3.805% | 0.08959% | 890.9956 | 0 | 0 | 890.9956 | 0 | 773.4422 | 11.6571 | 66.3495 | 773.4422 | 11.6571 | 66.3495 | 904.1628 | 13.6273 | 66.3495 | 12.29% | 0.57356 | 0.50022 | 12641.5766 | 1855.057 | 431.2255 | 10355.2942 | 12713.7607 | 0 | 0 | 12713.7607 | 0.02938%
2028 | 445 | 445-18R | Tier-2 | Tier-2---2 | 5--5 | 52600% | 68 | 10619.7967 | 95.69% | 4.18% | 0.1317% | 380.9732 | 0 | 0 | 380.9732 | 0 | 330.7096 | 8.172 | 40.4687 | 330.7096 | 8.172 | 40.4687 | 386.6033 | 9.5531 | 40.4687 | 3.587% | 0.6048 | 0.58212 | 17559.3271 | 2475.3162 | 661.1087 | 14422.9022 | 17588.8196 | 0 | 0 | 17588.8196 | 0.01256%
2028 | 445 | 445-19R | Tier-2 | Tier-2---8 | 5--3 | 23800% | 46 | 1766.7037 | 84.73% | 14.9% | 0.3714% | 83.9003 | 0 | 0 | 83.9003 | 0 | 72.831 | 5.5281 | 13.1747 | 72.831 | 5.5281 | 13.1747 | 85.1402 | 6.4624 | 13.1747 | 4.749% | 0.56527 | 0.53359 | 3125.4156 | 351.5514 | 420.2841 | 2353.5801 | 3153.7599 | 0 | 0 | 3153.7599 | 0.002767%
2028 | 445 | 445-39R | Tier-2 | Tier-2---5 | 5--4 | 24600% | 18 | 3678.5807 | 87.54% | 12.33% | 0.1304% | 68.3324 | 0 | 0 | 68.3324 | 0 | 59.3169 | 2.1632 | 27.4213 | 59.3169 | 2.1632 | 27.4213 | 69.3422 | 2.5288 | 27.4213 | 1.858% | 0.48997 | 0.47957 | 7507.8253 | 962.2168 | 887.8643 | 5657.7442 | 7528.1046 | 0 | 0 | 7528.1046 | 0.002253%
2028 | 445 | 445-894R | Tier-2 | Tier-2---5 | 5--4 | 58700% | 10 | 4421.0024 | 88.12% | 11.51% | 0.3702% | 19.2469 | 0 | 0 | 19.2469 | 0 | 16.7076 | 1.2018 | 13.9026 | 16.7076 | 1.2018 | 13.9026 | 19.5314 | 1.4049 | 13.9026 | 0.4354% | 0.63526 | 0.63212 | 6959.394 | 786.5248 | 728.3164 | 5444.5527 | 6963.4984 | 0 | 0 | 6963.4984 | 0.0006347%
2028 | 445 | 445-897R | Tier-2 | Tier-2---10 | 5--3 | 2500% | 9 | 1351.7747 | 97.24% | 2.711% | 0.04647% | 137.234 | 0 | 0 | 137.234 | 0 | 119.128 | 1.0816 | 110.142 | 119.128 | 1.0816 | 110.142 | 139.262 | 1.2644 | 110.142 | 10.15% | 0.75637 | 0.6774 | 1787.1928 | 255.4993 | 53.1623 | 1478.5313 | 1792.9373 | 0 | 0 | 1792.9373 | 0.004525%
2028 | 448 | 448-1234R | Tier-3 | Tier-3---15 | 5--3 | 5100% | 45 | 1211.6194 | 97.39% | 2.475% | 0.1351% | 301.9398 | 0 | 0 | 301.9398 | 0 | 262.1034 | 5.4079 | 48.4665 | 262.1034 | 5.4079 | 48.4665 | 306.4019 | 6.3219 | 48.4665 | 24.92% | 0.62101 | 0.4621 | 1951.0598 | 272.2597 | 44.6636 | 1634.1365 | 1968.5716 | 0 | 0 | 1968.5716 | 0.009957%
2028 | 448 | 448-714R | Tier-3 | Tier-3---14 | 5--3 | 31400% | 213 | 2119.752 | 55.7% | 43.96% | 0.3458% | 232.2595 | 0 | 0 | 232.2595 | 0 | 201.6164 | 25.5975 | 7.8764 | 201.6164 | 25.5975 | 7.8764 | 235.6919 | 29.9238 | 7.8764 | 10.96% | 0.46343 | 0.37226 | 4574.0639 | 348.1722 | 1808.8383 | 2417.0534 | 5070.3194 | 0 | 0 | 5070.3194 | 0.007659%
2028 | 448 | 448-724R | Tier-3 | Tier-3---18 | 5--2 | 20200% | 101 | 520.639 | 76.18% | 22.78% | 1.038% | 57.5137 | 0 | 0 | 57.5137 | 0 | 49.9256 | 12.1378 | 4.1132 | 49.9256 | 12.1378 | 4.1132 | 58.3636 | 14.1892 | 4.1132 | 11.05% | 0.55035 | 0.47055 | 946.0153 | 77.3726 | 193.0689 | 675.5738 | 984.2239 | 0 | 0 | 984.2239 | 0.001897%
2028 | 448 | 448-735R | Tier-3 | Tier-3---18 | 5--2 | 17000% | 82 | 630.7627 | 79.12% | 20.09% | 0.7869% | 69.8116 | 0 | 0 | 69.8116 | 0 | 60.601 | 9.8544 | 6.1496 | 60.601 | 9.8544 | 6.1496 | 70.8433 | 11.52 | 6.1496 | 11.07% | 0.54202 | 0.4662 | 1163.7353 | 117.1961 | 208.0615 | 838.4777 | 1203.2486 | 0 | 0 | 1203.2486 | 0.002302%
2028 | 448 | 448-744R | Tier-3 | Tier-3---7 | 5--5 | 71700% | 336 | 9104.5616 | 91.68% | 8.126% | 0.1928% | 1134.3809 | 0 | 0 | 1134.3809 | 0 | 984.7166 | 40.3792 | 24.3867 | 984.7166 | 40.3792 | 24.3867 | 1151.1449 | 47.2037 | 24.3867 | 12.46% | 0.49442 | 0.42723 | 18414.705 | 2487.6549 | 1363.4523 | 14563.5979 | 18655.6196 | 0 | 0 | 18655.6196 | 0.03741%
2028 | 448 | 448-9R | Tier-3 | Tier-3---9 | 5--4 | 41300% | 65 | 5644.8109 | 93.43% | 6.384% | 0.1906% | 240.6997 | 0 | 0 | 240.6997 | 0 | 208.943 | 7.8115 | 26.7483 | 208.943 | 7.8115 | 26.7483 | 244.2567 | 9.1317 | 26.7483 | 4.264% | 0.54394 | 0.51911 | 10377.639 | 1411.4395 | 624.4235 | 8341.776 | 10410.2692 | 0 | 0 | 10410.2692 | 0.007937%
2028 | 449 | 449-13R | Tier-3 | Tier-3---7 | 5--5 | 55700% | 79 | 6729.9647 | 90.49% | 9.346% | 0.1629% | 250.4892 | 0 | 0 | 250.4892 | 0 | 217.441 | 9.4939 | 22.9032 | 217.441 | 9.4939 | 22.9032 | 254.191 | 11.0985 | 22.9032 | 3.722% | 0.28234 | 0.27073 | 23836.2998 | 3539.8627 | 2045.1194 | 18251.3177 | 23933.5242 | 0 | 0 | 23933.5242 | 0.00826%
2028 | 450 | 450-1850 | Tier-2 | Tier-2---13 | 4--3 | 1800% | 15 | 296.7138 | 97.11% | 2.719% | 0.1664% | 69.6369 | 0 | 0 | 69.6369 | 0 | 60.4494 | 1.8026 | 33.5338 | 60.4494 | 1.8026 | 33.5338 | 70.666 | 2.1073 | 33.5338 | 23.47% | 0.073712 | 0.055899 | 4025.2898 | 636.7638 | 101.4909 | 3287.0352 | 4062.3015 | 0 | 0 | 4062.3015 | 0.002296%
2028 | 450 | 450-1851F | Tier-2 | Tier-2---3 | 5--5 | 20900% | 126 | 8274.1225 | 99.23% | 0.7168% | 0.05235% | 1435.4594 | 0 | 0 | 1435.4594 | 0 | 1246.0724 | 15.1422 | 82.2914 | 1246.0724 | 15.1422 | 82.2914 | 1456.6728 | 17.7014 | 82.2914 | 17.35% | 0.099477 | 0.082085 | 83176.2362 | 24640.5992 | 545.9556 | 57989.6815 | 83311.7829 | 0 | 0 | 83311.7829 | 0.04734%
2028 | 450 | 450-1853F | Tier-2 | Tier-2---10 | 4--4 | 4400% | 22 | 792.2018 | 92.77% | 7.138% | 0.09408% | 106.5622 | 0 | 0 | 106.5622 | 0 | 92.5029 | 2.6439 | 34.9876 | 92.5029 | 2.6439 | 34.9876 | 108.137 | 3.0907 | 34.9876 | 13.45% | 0.075291 | 0.064374 | 10521.8374 | 1586.5914 | 691.3436 | 8243.9024 | 10650.881 | 0 | 0 | 10650.881 | 0.003514%
2028 | 450 | 450-1854 | Tier-2 | Tier-2---9 | 4--4 | 7000% | 41 | 1132.2887 | 95.25% | 4.625% | 0.1242% | 183.1938 | 0 | 0 | 183.1938 | 0 | 159.0242 | 4.9272 | 32.2746 | 159.0242 | 4.9272 | 32.2746 | 185.9011 | 5.76 | 32.2746 | 16.18% | 0.079085 | 0.065652 | 14317.3642 | 2563.412 | 613.0615 | 11140.8906 | 14456.4845 | 0 | 0 | 14456.4845 | 0.006041%
2028 | 450 | 450-50R | Tier-2 | Tier-2---11 | 4--4 | 1800% | 5 | 537.0702 | 32.53% | 67.41% | 0.0594% | 14.0735 | 0 | 0 | 14.0735 | 0 | 12.2167 | 0.60088 | 20.3314 | 12.2167 | 0.60088 | 20.3314 | 14.2815 | 0.70244 | 20.3314 | 2.62% | 0.071801 | 0.066017 | 7480.0024 | 403.5755 | 4618.5943 | 2457.8325 | 7922.1694 | 0 | 0 | 7922.1694 | 0.0004641%
2028 | 452 | 452-1403 | Tier-2 | Tier-2---15 | 1--5 | 500% | 5 | 137.227 | 99.9% | 0% | 0.1049% | 39.7541 | 0 | 0 | 39.7541 | 0 | 34.5091 | 0.60088 | 57.4309 | 34.5091 | 0.60088 | 57.4309 | 40.3416 | 0.70244 | 57.4309 | 28.97% | 0.0007938 | 0.0005636 | 172873.5238 | 28023.5372 | 18.7375 | 144831.2491 | 172947.5723 | 0 | 0 | 172947.5723 | 0.001311%
2028 | 452 | 452-1404F | Tier-2 | Tier-2---12 | 1--5 | 2000% | 19 | 625.5425 | 99.9% | 0% | 0.09615% | 172.1713 | 0 | 0 | 172.1713 | 0 | 149.4559 | 2.2833 | 65.4547 | 149.4559 | 2.2833 | 65.4547 | 174.7156 | 2.6693 | 65.4547 | 27.52% | 0.0036434 | 0.0026396 | 171691.9583 | 40882.2121 | 22.2295 | 130787.5168 | 171754.7304 | 0 | 0 | 171754.7304 | 0.005678%
2028 | 452 | 452-1405 | Tier-2 | Tier-2---15 | 1--5 | 1200% | 10 | 181.2174 | 99.84% | 0% | 0.161% | 43.7237 | 0 | 0 | 43.7237 | 0 | 37.955 | 1.2018 | 31.5828 | 37.955 | 1.2018 | 31.5828 | 44.3699 | 1.4049 | 31.5828 | 24.13% | 0.001513 | 0.0011474 | 119773.5584 | 22556.6664 | 21.4776 | 97195.4144 | 119834.9949 | 0 | 0 | 119834.9949 | 0.001442%
2028 | 452 | 452-38AE | Tier-2 | Tier-2---4 | 2--5 | 7100% | 58 | 2823.7515 | 99.93% | 0% | 0.06613% | 668.5083 | 0 | 0 | 668.5083 | 0 | 580.3088 | 6.9702 | 83.2555 | 580.3088 | 6.9702 | 83.2555 | 678.3876 | 8.1483 | 83.2555 | 23.67% | 0.011395 | 0.0086957 | 247801.8355 | 52326.7791 | 24.6712 | 195450.3852 | 247852.7079 | 0 | 0 | 247852.7079 | 0.02204%
2028 | 454 | 454-1814 | Tier-2 | Tier-2---20 | 4--2 | 300% | 3 | 39.0262 | 97.23% | 2.586% | 0.1833% | 11.0042 | 0 | 0 | 11.0042 | 0 | 9.5523 | 0.36053 | 26.4954 | 9.5523 | 0.36053 | 26.4954 | 11.1668 | 0.42146 | 26.4954 | 28.2% | 0.072066 | 0.051167 | 541.534 | 85.8986 | 12.987 | 442.6484 | 547.6593 | 0 | 0 | 547.6593 | 0.0003629%
2028 | 454 | 454-48F | Tier-2 | Tier-2---4 | 4--5 | 5300% | 46 | 3441.1661 | 99.7% | 0.2542% | 0.04705% | 863.5258 | 0 | 0 | 863.5258 | 0 | 749.5967 | 5.5281 | 135.5974 | 749.5967 | 5.5281 | 135.5974 | 876.287 | 6.4624 | 135.5974 | 25.09% | 0.085487 | 0.06397 | 40253.7717 | 13127.3131 | 90.5163 | 27035.9424 | 40294.5603 | 0 | 0 | 40294.5603 | 0.02848%
2028 | 454 | 454-49F | Tier-2 | Tier-2---13 | 4--3 | 5200% | 1 | 292.9743 | 76.06% | 23.59% | 0.3558% | 1.2427 | 0 | 0 | 1.2427 | 0 | 1.0787 | 0.12018 | 8.9762 | 1.0787 | 0.12018 | 8.9762 | 1.261 | 0.14049 | 8.9762 | 0.4242% | 0.077203 | 0.076773 | 3794.8464 | 847.9473 | 816.929 | 2129.9701 | 3799.9422 | 0 | 0 | 3799.9422 | 4.098e-05%
2028 | 500 | 500-1531 | Tier-2 | Tier-2---10 | 4--4 | 2000% | 17 | 800.5503 | 21.6% | 78.32% | 0.07823% | 42.6272 | 0 | 0 | 42.6272 | 0 | 37.0032 | 2.043 | 18.1122 | 37.0032 | 2.043 | 18.1122 | 43.2571 | 2.3883 | 18.1122 | 5.325% | 0.071178 | 0.053632 | 11247.1911 | 406.5986 | 8046.836 | 2793.7565 | 14131.7958 | 0 | 0 | 14131.7958 | 0.001406%
2028 | 501 | 501-786 | Tier-2 | Tier-2---14 | 2--5 | 2300% | 3 | 204.0835 | 99.63% | 0% | 0.368% | 7.6913 | 0 | 0 | 7.6913 | 0 | 6.6765 | 0.36053 | 18.5187 | 6.6765 | 0.36053 | 18.5187 | 7.8049 | 0.42146 | 18.5187 | 3.769% | 0.0050324 | 0.004842 | 40553.9202 | 6567.6362 | 21.2746 | 33965.0094 | 40559.7878 | 0 | 0 | 40559.7878 | 0.0002536%
2028 | 504 | 504-2501R | Tier-2 | Tier-2---9 | 3--5 | 15400% | 23 | 733.6834 | 99.51% | 0% | 0.4917% | 31.6208 | 0 | 0 | 31.6208 | 0 | 27.4489 | 2.7641 | 9.9307 | 27.4489 | 2.7641 | 9.9307 | 32.0881 | 3.2312 | 9.9307 | 4.31% | 0.021593 | 0.020657 | 33978.4661 | 5431.2856 | 538.4348 | 28008.7457 | 33986.0297 | 0 | 0 | 33986.0297 | 0.001043%
2028 | 540 | 540-241R | Tier-2 | Tier-2---9 | 4--5 | 1800% | 18 | 833.6308 | 67.75% | 32.17% | 0.07637% | 163.7891 | 0 | 0 | 163.7891 | 0 | 142.1796 | 2.1632 | 65.7274 | 142.1796 | 2.1632 | 65.7274 | 166.2096 | 2.5288 | 65.7274 | 19.65% | 0.047942 | 0.034039 | 17388.4645 | 1898.6352 | 5274.4553 | 10215.374 | 19678.9229 | 0 | 0 | 19678.9229 | 0.005401%
2028 | 591 | 591-1594R | Tier-2 | Tier-2---12 | 4--4 | 9200% | 11 | 519.9571 | 96.32% | 3.27% | 0.4047% | 17.3664 | 0 | 0 | 17.3664 | 0 | 15.0751 | 1.3219 | 11.4038 | 15.0751 | 1.3219 | 11.4038 | 17.623 | 1.5454 | 11.4038 | 3.34% | 0.047196 | 0.045559 | 11017.0212 | 2112.3756 | 330.6194 | 8574.0262 | 11031.5646 | 0 | 0 | 11031.5646 | 0.0005727%
2028 | 597 | 597-595 | Tier-2 | Tier-2---1 | 5--5 | 39800% | 45 | 18774.394 | 95.55% | 4.388% | 0.06321% | 588.1936 | 0 | 0 | 588.1936 | 0 | 510.5904 | 5.4079 | 94.4152 | 510.5904 | 5.4079 | 94.4152 | 596.886 | 6.3219 | 94.4152 | 3.133% | 0.15307 | 0.14805 | 122655.7075 | 27181.9194 | 4937.1438 | 90536.6442 | 122840.7768 | 0 | 0 | 122840.7768 | 0.0194%
2028 | 599 | 599-19R | Tier-2 | Tier-2---1 | 5--5 | 75300% | 50 | 25743.4561 | 99.4% | 0.5253% | 0.0786% | 492.7305 | 0 | 0 | 492.7305 | 0 | 427.7222 | 6.0088 | 71.1825 | 427.7222 | 6.0088 | 71.1825 | 500.0121 | 7.0244 | 71.1825 | 1.914% | 0.15161 | 0.14869 | 169796.7072 | 27439.4443 | 825.3004 | 141531.9625 | 169816.8386 | 0 | 0 | 169816.8386 | 0.01625%
2028 | 67 | 67-37R | Tier-3 | Tier-3---17 | 5--3 | 19000% | 54 | 622.3042 | 87.18% | 11.98% | 0.8373% | 44.7153 | 0 | 0 | 44.7153 | 0 | 38.8158 | 6.4895 | 5.9813 | 38.8158 | 6.4895 | 5.9813 | 45.3761 | 7.5863 | 5.9813 | 7.185% | 0.20095 | 0.18439 | 3096.8174 | 368.9872 | 339.0656 | 2388.7646 | 3132.4795 | 0 | 0 | 3132.4795 | 0.001475%
2028 | 770 | 770-259R | Tier-2 | Tier-2---17 | 2--3 | 2400% | 6 | 42.5113 | 97.49% | 0.5175% | 1.991% | 3.0048 | 0 | 0 | 3.0048 | 0 | 2.6083 | 0.72106 | 3.6174 | 2.6083 | 0.72106 | 3.6174 | 3.0492 | 0.84292 | 3.6174 | 7.068% | 0.010605 | 0.0098363 | 4008.538 | 787.4023 | 25.9222 | 3195.2135 | 4016.3966 | 0 | 0 | 4016.3966 | 9.909e-05%
2028 | 78 | 78-35R | Tier-3 | Tier-3---10 | 2--5 | 2900% | 24 | 5696.3358 | 99.98% | 0% | 0.01771% | 1366.8784 | 0 | 0 | 1366.8784 | 0 | 1186.5396 | 2.8842 | 411.389 | 1186.5396 | 2.8842 | 411.389 | 1387.0783 | 3.3717 | 411.389 | 24% | 0.008188 | 0.0062229 | 695693.1861 | 112288.7116 | 42.5016 | 583361.9729 | 695732.0997 | 0 | 0 | 695732.0997 | 0.04507%
2028 | 788 | 788-34R | Tier-2 | Tier-2---6 | 5--5 | 52100% | 110 | 9132.2366 | 94.33% | 5.547% | 0.1209% | 527.463 | 0 | 0 | 527.463 | 0 | 457.8723 | 13.2194 | 34.6364 | 457.8723 | 13.2194 | 34.6364 | 535.2579 | 15.4536 | 34.6364 | 5.776% | 0.12404 | 0.11645 | 73621.1831 | 18327.6204 | 3867.2587 | 51426.3041 | 73893.3143 | 0 | 0 | 73893.3143 | 0.01739%
2028 | 79 | 79-658R | Tier-3 | Tier-3---5 | 5--5 | 19800% | 21 | 12321.0759 | 99.26% | 0.6823% | 0.05367% | 376.1772 | 0 | 0 | 376.1772 | 0 | 326.5463 | 2.5237 | 129.3919 | 326.5463 | 2.5237 | 129.3919 | 381.7364 | 2.9502 | 129.3919 | 3.053% | 0.46655 | 0.4522 | 26408.7945 | 4377.4606 | 177.0739 | 21854.26 | 26414.9627 | 0 | 0 | 26414.9627 | 0.0124%
2028 | 79 | 79-660R | Tier-3 | Tier-3---14 | 5--3 | 17900% | 72 | 2087.0386 | 97.47% | 2.263% | 0.2704% | 237.2816 | 0 | 0 | 237.2816 | 0 | 205.9759 | 8.6527 | 23.8049 | 205.9759 | 8.6527 | 23.8049 | 240.7882 | 10.1151 | 23.8049 | 11.37% | 0.45747 | 0.40411 | 4562.1181 | 605.8757 | 102.8461 | 3853.3963 | 4577.3797 | 0 | 0 | 4577.3797 | 0.007825%
2028 | 79 | 79-668R | Tier-3 | Tier-3---15 | 5--3 | 30900% | 102 | 1606.9068 | 70.93% | 28.63% | 0.4437% | 109.103 | 0 | 0 | 109.103 | 0 | 94.7085 | 12.258 | 7.7263 | 94.7085 | 12.258 | 7.7263 | 110.7153 | 14.3297 | 7.7263 | 6.79% | 0.43999 | 0.39787 | 3652.1539 | 351.9998 | 935.9584 | 2364.1956 | 3764.5608 | 0 | 0 | 3764.5608 | 0.003598%
2028 | 799 | 799-504R | Tier-2 | Tier-2---15 | 1--5 | 3800% | 11 | 127.4062 | 99.28% | 0% | 0.716% | 10.6188 | 0 | 0 | 10.6188 | 0 | 9.2178 | 1.3219 | 6.973 | 9.2178 | 1.3219 | 6.973 | 10.7758 | 1.5454 | 6.973 | 8.335% | 0.0046964 | 0.0043021 | 27128.474 | 7563.5291 | 572.4903 | 18992.4546 | 27146.2752 | 0 | 0 | 27146.2752 | 0.0003502%
2028 | 835 | 835-35F | Tier-2 | Tier-2---19 | 1--5 | 300% | 3 | 6.7153 | 99.02% | 0% | 0.9775% | 1.9284 | 0 | 0 | 1.9284 | 0 | 1.674 | 0.36053 | 4.6431 | 1.674 | 0.36053 | 4.6431 | 1.9569 | 0.42146 | 4.6431 | 28.72% | 0.0003154 | 0.00022393 | 21291.4086 | 3424.4375 | 20.5737 | 17846.3975 | 21376.4203 | 0 | 0 | 21376.4203 | 6.359e-05%
2028 | 855 | 855-46AE | Tier-2 | Tier-2---15 | 1--5 | 700% | 7 | 188.5529 | 99.88% | 0% | 0.1171% | 54.6163 | 0 | 0 | 54.6163 | 0 | 47.4105 | 0.84123 | 56.3583 | 47.4105 | 0.84123 | 56.3583 | 55.4234 | 0.98341 | 56.3583 | 28.97% | 0.0010888 | 0.00077305 | 173174.957 | 50966.8705 | 22.9996 | 122185.0869 | 173257.8016 | 0 | 0 | 173257.8016 | 0.001801%
2028 | 859 | 859-42R | Tier-2 | Tier-2---3 | 4--5 | 55700% | 8 | 8606.9717 | 99.86% | 0% | 0.1411% | 35.7989 | 0 | 0 | 35.7989 | 0 | 31.0758 | 0.96141 | 32.3232 | 31.0758 | 0.96141 | 32.3232 | 36.328 | 1.1239 | 32.3232 | 0.4159% | 0.067132 | 0.066852 | 128210.0534 | 20875.9672 | 105.3382 | 107228.748 | 128210.8101 | 0 | 0 | 128210.8101 | 0.001181%
2028 | 907 | 907-2820R | Tier-3 | Tier-3---10 | 4--5 | 3300% | 4 | 6348.4755 | 99.98% | 0.008026% | 0.01607% | 223.1048 | 0 | 0 | 223.1048 | 0 | 193.6695 | 0.4807 | 402.8866 | 193.6695 | 0.4807 | 402.8866 | 226.4018 | 0.56195 | 402.8866 | 3.514% | 0.082479 | 0.07958 | 76970.9977 | 15788.3869 | 6.9606 | 61175.6502 | 76971.6735 | 0 | 0 | 76971.6735 | 0.007357%
2028 | 920 | 920-1342R | Tier-3 | Tier-3---12 | 4--5 | 13100% | 28 | 3406.6458 | 99.34% | 0.5402% | 0.1203% | 209.7654 | 0 | 0 | 209.7654 | 0 | 182.0901 | 3.3649 | 54.114 | 182.0901 | 3.3649 | 54.114 | 212.8654 | 3.9336 | 54.114 | 6.158% | 0.068604 | 0.064352 | 49656.3753 | 10714.8381 | 249.0111 | 38692.5261 | 49678.0466 | 0 | 0 | 49678.0466 | 0.006917%
2028 | 920 | 920-735AE | Tier-2 | Tier-2---7 | 4--5 | 29500% | 35 | 1554.328 | 69.02% | 30.62% | 0.3611% | 36.9123 | 0 | 0 | 36.9123 | 0 | 32.0423 | 4.2062 | 7.6179 | 32.0423 | 4.2062 | 7.6179 | 37.4578 | 4.9171 | 7.6179 | 2.375% | 0.068691 | 0.066327 | 22627.8919 | 3439.8789 | 6367.8103 | 12820.2027 | 22877.6705 | 0 | 0 | 22877.6705 | 0.001217%
2028 | 921 | 921-800F | Tier-2 | Tier-2---7 | 4--5 | 25200% | 14 | 1991.7107 | 76.61% | 23.16% | 0.2301% | 24.5819 | 0 | 0 | 24.5819 | 0 | 21.3387 | 1.6825 | 12.683 | 21.3387 | 1.6825 | 12.683 | 24.9452 | 1.9668 | 12.683 | 1.234% | 0.065336 | 0.064284 | 30484.0304 | 5417.7742 | 6386.3527 | 18679.9035 | 30600.8059 | 0 | 0 | 30600.8059 | 0.0008106%
2028 | 928 | 928-19 | Tier-2 | Tier-2---11 | 4--4 | 3600% | 33 | 434.8834 | 99.47% | 0.2691% | 0.2608% | 114.9939 | 0 | 0 | 114.9939 | 0 | 99.8222 | 3.9658 | 25.1707 | 99.8222 | 3.9658 | 25.1707 | 116.6933 | 4.6361 | 25.1707 | 26.44% | 0.051756 | 0.037998 | 8402.5377 | 1782.5381 | 20.2893 | 6599.7102 | 8418.6591 | 0 | 0 | 8418.6591 | 0.003792%
2028 | 968 | 968-476F | Tier-2 | Tier-2---17 | 3--3 | 4400% | 21 | 62.492 | 96.91% | 0.773% | 2.32% | 8.382 | 0 | 0 | 8.382 | 0 | 7.2761 | 2.5237 | 2.8831 | 7.2761 | 2.5237 | 2.8831 | 8.5058 | 2.9502 | 2.8831 | 13.41% | 0.015315 | 0.013195 | 4080.3921 | 1049.3579 | 36.5623 | 2994.4719 | 4100.6642 | 0 | 0 | 4100.6642 | 0.0002764%
2028 | 991 | 991-1206R | Tier-2 | Tier-2---4 | 4--5 | 16400% | 55 | 4576.7911 | 99.78% | 0.09876% | 0.1221% | 444.1377 | 0 | 0 | 444.1377 | 0 | 385.5404 | 6.6097 | 58.3296 | 385.5404 | 6.6097 | 58.3296 | 450.7012 | 7.7268 | 58.3296 | 9.704% | 0.063785 | 0.057582 | 71752.9575 | 17377.7181 | 68.9781 | 54306.2613 | 71770.0321 | 0 | 0 | 71770.0321 | 0.01465%
2028 | 1101 | CB 1101 | Tier-2 | Tier-2---9 | 4--4 | 5800% | 58 | 1133.279 | 99.72% | 0.1529% | 0.1272% | 327.7303 | 0 | 0 | 327.7303 | 0 | 284.4913 | 6.9702 | 40.8153 | 284.4913 | 6.9702 | 40.8153 | 332.5736 | 8.1483 | 40.8153 | 28.92% | 0.091579 | 0.065021 | 12374.933 | 1964.2318 | 240.1019 | 10170.5993 | 12389.0913 | 0 | 0 | 12389.0913 | 0.01081%
2028 | 1106 | CB 1106 | Tier-2 | Tier-2---7 | 4--5 | 2400% | 2 | 1646.9837 | 34.54% | 65.41% | 0.04829% | 13.7464 | 0 | 0 | 13.7464 | 0 | 11.9327 | 0.24035 | 49.6469 | 11.9327 | 0.24035 | 49.6469 | 13.9495 | 0.28097 | 49.6469 | 0.8346% | 0.070774 | 0.069064 | 23270.9618 | 1321.744 | 13847.343 | 8101.8748 | 23648.2323 | 0 | 0 | 23648.2323 | 0.0004533%
2028 | 1243 | CB 1243 | Tier-2 | Tier-2---7 | 3--5 | 11600% | 106 | 1438.3629 | 99.75% | 0% | 0.2509% | 380.2097 | 0 | 0 | 380.2097 | 0 | 330.0468 | 12.7387 | 25.909 | 330.0468 | 12.7387 | 25.909 | 385.8285 | 14.8917 | 25.909 | 26.43% | 0.019586 | 0.014396 | 73438.3162 | 12301.3098 | 66.4142 | 61070.5923 | 73504.754 | 0 | 0 | 73504.754 | 0.01254%
2028 | 1245 | CB 1245 | Tier-2 | Tier-2---15 | 1--5 | 900% | 9 | 108.0997 | 99.75% | 0% | 0.2497% | 31.2706 | 0 | 0 | 31.2706 | 0 | 27.1449 | 1.0816 | 25.0974 | 27.1449 | 1.0816 | 25.0974 | 31.7328 | 1.2644 | 25.0974 | 28.93% | 0.001637 | 0.0011623 | 66035.2637 | 17244.823 | 21.4736 | 48768.9671 | 66102.6196 | 0 | 0 | 66102.6196 | 0.001031%
2028 | 1299 | CB 1299 | Tier-2 | Tier-2---19 | 3--3 | 7600% | 23 | 41.7756 | 94.08% | 0% | 5.924% | 3.4492 | 0 | 0 | 3.4492 | 0 | 2.9941 | 2.7641 | 1.0832 | 2.9941 | 2.7641 | 1.0832 | 3.5002 | 3.2312 | 1.0832 | 8.256% | 0.014997 | 0.013681 | 2785.5246 | 467.5235 | 44.8169 | 2273.1842 | 2801.3988 | 0 | 0 | 2801.3988 | 0.0001137%
2028 | 185 | CB 185 | Tier-2 | Tier-2---12 | 3--4 | 15400% | 2 | 396.8506 | 79.93% | 19.29% | 0.7702% | 1.1947 | 0 | 0 | 1.1947 | 0 | 1.0371 | 0.24035 | 4.3149 | 1.0371 | 0.24035 | 4.3149 | 1.2124 | 0.28097 | 4.3149 | 0.3011% | 0.027797 | 0.027692 | 14276.8452 | 1950.4963 | 2483.4015 | 9842.9474 | 14287.675 | 0 | 0 | 14287.675 | 3.94e-05%
2028 | 196 | CB 196 | Tier-2 | Tier-2---15 | 3--4 | 2400% | 1 | 134.4699 | 3.142% | 96.54% | 0.3137% | 0.051054 | 0 | 0 | 0.051054 | 0 | 0.044318 | 0.12018 | 0.36878 | 0.044318 | 0.12018 | 0.36878 | 0.051809 | 0.14049 | 0.36878 | 0.03797% | 0.019464 | 0.019229 | 6908.5051 | 30.9312 | 5935.5679 | 942.006 | 6990.3488 | 0 | 0 | 6990.3488 | 1.684e-06%
2028 | 202 | CB 202 | Tier-2 | Tier-2---16 | 4--3 | 19300% | 73 | 133.9861 | 95.12% | 0% | 4.877% | 13.98 | 0 | 0 | 13.98 | 0 | 12.1356 | 8.7729 | 1.3833 | 12.1356 | 8.7729 | 1.3833 | 14.1866 | 10.2556 | 1.3833 | 10.43% | 0.040966 | 0.036473 | 3270.6344 | 424.6242 | 32.8297 | 2813.1806 | 3290.2868 | 0 | 0 | 3290.2868 | 0.000461%
2028 | 246 | CB 246 | Tier-2 | Tier-2---7 | 4--5 | 30300% | 171 | 1438.4419 | 90% | 9.47% | 0.5268% | 211.8857 | 0 | 0 | 211.8857 | 0 | 183.9306 | 20.5501 | 8.9503 | 183.9306 | 20.5501 | 8.9503 | 215.017 | 24.0233 | 8.9503 | 14.73% | 0.066431 | 0.055559 | 21653.0415 | 4674.1804 | 2209.0046 | 14769.8565 | 22076.6368 | 0 | 0 | 22076.6368 | 0.006987%
2028 | 247 | CB 247 | Tier-2 | Tier-2---12 | 4--4 | 9000% | 12 | 379.7423 | 70.28% | 29.01% | 0.71% | 10.3194 | 0 | 0 | 10.3194 | 0 | 8.9579 | 1.4421 | 6.2117 | 8.9579 | 1.4421 | 6.2117 | 10.4719 | 1.6858 | 6.2117 | 2.717% | 0.038566 | 0.037075 | 9846.5066 | 1443.1584 | 2899.0809 | 5504.2673 | 9964.2129 | 0 | 0 | 9964.2129 | 0.0003403%
2028 | 292 | CB 292 | Tier-2 | Tier-2---18 | 4--3 | 1700% | 9 | 94.6686 | 66.47% | 32.93% | 0.6021% | 9.6613 | 0 | 0 | 9.6613 | 0 | 8.3867 | 1.0816 | 7.7541 | 8.3867 | 1.0816 | 7.7541 | 9.8041 | 1.2644 | 7.7541 | 10.21% | 0.048129 | 0.04074 | 1966.9754 | 205.7428 | 558.5001 | 1202.7325 | 2086.5897 | 0 | 0 | 2086.5897 | 0.0003186%
2028 | 315 | CB 315 | Tier-2 | Tier-2---19 | 1--4 | 2100% | 1 | 10.7713 | 97.26% | 0% | 2.741% | 0.14467 | 0 | 0 | 0.14467 | 0 | 0.12558 | 0.12018 | 1.045 | 0.12558 | 0.12018 | 1.045 | 0.14681 | 0.14049 | 1.045 | 1.343% | 0.0017586 | 0.0017343 | 6124.9072 | 776.0019 | 1213.3331 | 4135.5722 | 6127.2583 | 0 | 0 | 6127.2583 | 4.771e-06%
2028 | 327 | CB 327 | Tier-3 | Tier-3---16 | 4--5 | 2200% | 21 | 1456.7095 | 99.79% | 0.1579% | 0.0494% | 402.4076 | 0 | 0 | 402.4076 | 0 | 349.316 | 2.5237 | 138.4143 | 349.316 | 2.5237 | 138.4143 | 408.3544 | 2.9502 | 138.4143 | 27.62% | 0.076966 | 0.055661 | 18926.5639 | 3241.7353 | 24.8136 | 15660.0149 | 18941.5844 | 0 | 0 | 18941.5844 | 0.01327%
2028 | 351 | CB 351 | Tier-2 | Tier-2---3 | 5--5 | 15400% | 7 | 14599.7352 | 99.66% | 0.3054% | 0.03279% | 191.8002 | 0 | 0 | 191.8002 | 0 | 166.4951 | 0.84123 | 197.9179 | 166.4951 | 0.84123 | 197.9179 | 194.6347 | 0.98341 | 197.9179 | 1.314% | 0.12463 | 0.12299 | 117140.1184 | 26730.0261 | 377.3251 | 90032.7671 | 117145.41 | 0 | 0 | 117145.41 | 0.006325%
2028 | 499 | CB 499 | Tier-2 | Tier-2---19 | 2--3 | 3100% | 6 | 19.4193 | 94.64% | 0% | 5.361% | 1.0316 | 0 | 0 | 1.0316 | 0 | 0.89546 | 0.72106 | 1.2419 | 0.89546 | 0.72106 | 1.2419 | 1.0468 | 0.84292 | 1.2419 | 5.312% | 0.00687 | 0.0064844 | 2826.6853 | 293.3494 | 758.4761 | 1774.8598 | 2835.6962 | 0 | 0 | 2835.6962 | 3.402e-05%
2028 | 540 | CB 540 | Tier-2 | Tier-2---17 | 1--5 | 1600% | 5 | 67.245 | 99.24% | 0% | 0.7576% | 6.0479 | 0 | 0 | 6.0479 | 0 | 5.25 | 0.60088 | 8.7371 | 5.25 | 0.60088 | 8.7371 | 6.1373 | 0.70244 | 8.7371 | 8.994% | 0.0036022 | 0.0032758 | 18667.7627 | 2802.0205 | 1252.6198 | 14613.1224 | 18681.8559 | 0 | 0 | 18681.8559 | 0.0001994%
2028 | 776 | CB 776 | Tier-2 | Tier-2---18 | 3--3 | 5300% | 13 | 55.0677 | 92.66% | 4.028% | 3.312% | 3.6296 | 0 | 0 | 3.6296 | 0 | 3.1507 | 1.5623 | 2.0167 | 3.1507 | 1.5623 | 2.0167 | 3.6832 | 1.8263 | 2.0167 | 6.591% | 0.014982 | 0.013916 | 3675.6367 | 654.2376 | 129.2917 | 2892.1074 | 3696.2969 | 0 | 0 | 3696.2969 | 0.0001197%
2028 | 928 | CB 928 | Tier-2 | Tier-2---7 | 4--5 | 6200% | 36 | 1655.0106 | 79.76% | 20.12% | 0.1245% | 222.2693 | 0 | 0 | 222.2693 | 0 | 192.9442 | 4.3263 | 44.5975 | 192.9442 | 4.3263 | 44.5975 | 225.554 | 5.0575 | 44.5975 | 13.43% | 0.057199 | 0.047567 | 28934.4603 | 4597.4585 | 5524.6499 | 18812.3519 | 30120.4303 | 0 | 0 | 30120.4303 | 0.00733%
2028 | 980 | CB 980 | Tier-2 | Tier-2---12 | 2--5 | 3500% | 24 | 387.8494 | 99.7% | 0% | 0.3041% | 76.8921 | 0 | 0 | 76.8921 | 0 | 66.7473 | 2.8842 | 23.1422 | 66.7473 | 2.8842 | 23.1422 | 78.0284 | 3.3717 | 23.1422 | 19.83% | 0.0069124 | 0.0055378 | 56109.2292 | 24867.9549 | 702.1092 | 30539.1651 | 56151.5811 | 0 | 0 | 56151.5811 | 0.002536%
2028 | 981 | CB 981 | Tier-2 | Tier-2---15 | 1--5 | 1400% | 11 | 132.7571 | 99.65% | 0% | 0.354% | 30.1426 | 0 | 0 | 30.1426 | 0 | 26.1657 | 1.3219 | 19.7935 | 26.1657 | 1.3219 | 19.7935 | 30.588 | 1.5454 | 19.7935 | 22.71% | 0.0030076 | 0.0023223 | 44140.5414 | 6652.1756 | 3087.2085 | 34401.1573 | 44186.6504 | 0 | 0 | 44186.6504 | 0.000994%
2028 | 982 | CB 982 | Tier-2 | Not Applicable | Not Applicable | 100% | 1 | 0 | 0% | 0% | 0% | 0 | 0 | 0 | 0 | 0 | 0 | 0.12018 | 0 | 0 | 0.12018 | 0 | 0 | 0.14049 | 0 | 0% | 0 | 0 | 0 | 0 | 0 | 0 | 0 | 0 | 0 | 0 | 0%
2028 | CTL1 | CB CTL1 | Tier-3 | Tier-3---19 | 5--1 | 600% | 2 | 27.4807 | 90.21% | 9.514% | 0.2799% | 2.3963 | 0 | 0 | 2.3963 | 0 | 2.0801 | 0.24035 | 8.6545 | 2.0801 | 0.24035 | 8.6545 | 2.4317 | 0.28097 | 8.6545 | 8.72% | 0.42111 | 0.38041 | 65.2572 | 9.1588 | 5.9813 | 50.1171 | 65.9412 | 0 | 0 | 65.9412 | 7.902e-05%
2028 | NVS1 | CB NVS1 | Tier-2 | Tier-2---12 | 4--5 | 40300% | 5 | 638.0788 | 99.02% | 0% | 0.9838% | 2.2732 | 0 | 0 | 2.2732 | 0 | 1.9733 | 0.60088 | 3.284 | 1.9733 | 0.60088 | 3.284 | 2.3068 | 0.70244 | 3.284 | 0.3563% | 0.029239 | 0.029134 | 21822.7187 | 3513.3113 | 81.7568 | 18227.6506 | 21823.494 | 0 | 0 | 21823.494 | 7.496e-05%
2028 | RC1 | CB RC1 | Tier-2 | Tier-2---4 | 4--5 | 9400% | 54 | 3739.8748 | 99.14% | 0.8077% | 0.05477% | 617.6738 | 0 | 0 | 617.6738 | 0 | 536.1811 | 6.4895 | 82.6227 | 536.1811 | 6.4895 | 82.6227 | 626.8018 | 7.5863 | 82.6227 | 16.52% | 0.084253 | 0.070217 | 44388.4144 | 8961.6827 | 332.4323 | 35094.2993 | 44464.9403 | 0 | 0 | 44464.9403 | 0.02037%
2028 | CTL1 | CTL1-3R | Tier-3 | Tier-3---14 | 5--4 | 31400% | 138 | 2064.0334 | 78.9% | 20.86% | 0.2358% | 207.5591 | 0 | 0 | 207.5591 | 0 | 180.1749 | 16.5843 | 10.8642 | 180.1749 | 16.5843 | 10.8642 | 210.6265 | 19.3872 | 10.8642 | 10.06% | 0.42513 | 0.37095 | 4855.055 | 599.2986 | 919.5646 | 3336.1917 | 5004.6896 | 0 | 0 | 5004.6896 | 0.006845%
2028 | RB1 | RB1-427R | Tier-3 | Tier-3---7 | 5--5 | 43300% | 1 | 6920.124 | 97.57% | 2.306% | 0.1195% | 4.5223 | 0 | 0 | 4.5223 | 0 | 3.9257 | 0.12018 | 32.6658 | 3.9257 | 0.12018 | 32.6658 | 4.5891 | 0.14049 | 32.6658 | 0.06535% | 0.15381 | 0.1537 | 44992.7829 | 7465.1678 | 918.5464 | 36609.0687 | 44993.5143 | 0 | 0 | 44993.5143 | 0.0001491%

## System Protection---->
back to index

## FCP
Falling Conductor Protection - Risk & Cost Benefit | [30 empty] | Summary Table |  | Baseline 2024 | Baseline 2024 | Baseline 2024 | WACC | WACC | WACC | H.D.R | H.D.R | H.D.R | S.D.R | S.D.R | S.D.R
[31 empty] | Year | Total Units (miles) | WF + PSPS + PEDS Risk Baseline (K$) | Baseline Risk Reduction (K$) | Baseline Risk Reduction (%) | PV Risk Reduced (K$) Year 40 | PV Total Cost Capital + O&M (K$) Year 40 | CBR WACC | PV Risk Reduced (K$) Year 40 | PV Total Cost Capital + O&M (K$) Year 40 | CBR HDR | PV Risk Reduced (K$) Year 40 | PV Total Cost Capital + O&M (K$) Year 40 | CBR SDR | Service Territory Risk Reduction (%)
back to index | [30 empty] | 2026 | 30 | 73381.4244 | 1277.2735 | 1.741% | 16150.6266 | 3251.1038 | 4.9677 | 16150.6266 | 3251.1038 | 4.9677 | 26902.0471 | 3424.8147 | 7.855 | 0.04212%
[10 empty] | Assumptions | Value | Units | Last Update | Comments |  |  |  | Notes | [12 empty] | 2027 | 30 | 92120.5683 | 1741.3051 | 1.89% | 21003.7956 | 3101.3322 | 6.7725 | 21003.7956 | 3101.3322 | 6.7725 | 36855.3029 | 3441.6031 | 10.7088 | 0.05742%
[10 empty] | Capital Cost only in Year 0 | 113.4236 | K$/unit | 2025-06-30 | Removed UG trace ffrom the calculation |  |  |  | [1] SDG&E does not calculate the risk reduction for the safety and reliability attributes for this program. All risk reduction is considered to fall within the financial attribute. | [12 empty] | 2028 | 30 | 115315.796 | 2197.6631 | 1.906% | 25287.2425 | 2958.4602 | 8.5474 | 25287.2425 | 2958.4602 | 8.5474 | 46742.2831 | 3458.4737 | 13.5153 | 0.07247%
[10 empty] | Service Drop factor | 0% | % | 2025-06-30 |  |  |  |  | [2] To prevent double counting of foundational costs, SDG&E assumes no foundational costs for this program. | [12 empty] | Total 2026-2028 | 90 | 280817.7886 | 5216.2418 | 1.858% | 62441.6647 | 9310.8961 | 6.7063 | 62441.6647 | 9310.8961 | 6.7063 | 110499.6331 | 10324.8915 | 10.7023 | 0.172%
[10 empty] | OH to UG conversion factor | 0% | % | 2025-06-30
[10 empty] | Long-term Ongoing costs | 0 | $/unit | 2025-06-30
[10 empty] | Lifetime | 20 | Years | 2025-06-30 | Expected lifetime (defined as 20 years) of the infrastructure
[10 empty] | Inflation Assumption to adjust Baseline | 2.5% |  | 2025-06-30
[10 empty] | Mitigation Effectiveness Estimate (%) | 8% | % | 2025-06-30
[10 empty] | Additional Installation Cost (O&M) only in Year 0 | 0.18 | M$/mile | 2025-06-30 | This cost does not represent annual O&M activities; it is incurred during the installation that cannot be capitalized.
[14 empty] | [1] | [1] | [1] | [2]
[9 empty] | Baseline 2025 | Baseline 2025 | Baseline 2025 | Baseline 2025 | Baseline 2025 | Baseline 2025 | Baseline 2025 | Baseline 2025 | Baseline 2025 | WACC | WACC | WACC | H.D.R | H.D.R | H.D.R | S.D.R | S.D.R | S.D.R |  |  |  | Pre - Mitigation CoRE |  |  |  | Post - Mitigation CoRE
Year | Feeder | Feeder Segment | HFTD Tier | Tranche ID HTM | Tranche ID Quintile | Total Circuit OH Miles | OH Miles Protected | Total Unit | WF + PSPS + PEDS Risk Baseline (K$/year) | Baseline Wildfire (%) | Baseline PSPS (%) | Baseline PEDS (%) | Risk Reduction (K$/year) | Safety Risk Reduction (K$/year) | Reliability Risk Reduction (K$/year) | Financial Risk Reduction (K$/year) | Mitigation Annual Cost (K$/year) | PV Risk Reduced (K$) Year N | PV Total Cost Capital + O&M (K$) Year N | CBR WACC | PV Risk Reduced (K$) Year N | PV Total Cost Capital + O&M (K$) Year N | CBR HDR | PV Risk Reduced (K$) Year N | PV Total Cost Capital + O&M (K$) Year N | CBR SDR | Risk Reduction % | Pre-Mitigation LoRE | Post-Mitigation LoRE | Pre-Mitigated CoRE [K$] | Pre-Mitigated CoRE Safety [K$] | Pre-Mitigated CoRE Reliability [K$] | Pre-Mitigated CoRE Financial [K$] | Post-Mitigated CoRE [K$] | Post-Mitigated CoRE Safety [K$] | Post-Mitigated CoRE Reliability [K$] | Post-Mitigated CoRE Financial [K$] | Service Territory Risk Reduction (%)
2026 | 75 | CB 75 | Tier-3 | Tier-3---21 | 1--4 | 16.86 | 5.2 | 1 | 3135.4576 | 99.77% | 0.1421% | 0.08717% | 77.1863 | 0 | 0 | 77.1863 | 0 | 975.9903 | 108.3701 | 9.0061 | 975.9903 | 108.3701 | 9.0061 | 1625.7039 | 114.1605 | 14.2405 | 2.462% | 0.0006394 | 0.00062362 | 6527.0943 | 953.8716 | 494.2061 | 5079.0166 | 4904034.1691 | 0 | 0 | 4904034.1691 | 0.002545%
2026 | 240 | CB 240 | Tier-2 | Tier-2---9 | 4--5 | 54.46 | 20.07 | 13 | 4437.6588 | 97.91% | 1.769% | 0.321% | 128.0975 | 0 | 0 | 128.0975 | 0 | 1619.7431 | 1408.8117 | 1.1497 | 1619.7431 | 1408.8117 | 1.1497 | 2698.0009 | 1484.0864 | 1.818 | 2.887% | 0.048511 | 0.04708 | 26036.1977 | 5428.7987 | 694.0612 | 19913.3378 | 91536.2046 | 0 | 0 | 91536.2046 | 0.004224%
2028 | 444 | CB 444 | Tier-2 | Tier-2---16 | 4--2 | 36.48 | 18.64 | 9 | 3413.8137 | 97.67% | 1.995% | 0.3352% | 136.2958 | 0 | 0 | 136.2958 | 0 | 1568.2772 | 887.5381 | 1.767 | 1568.2772 | 887.5381 | 1.767 | 2898.8869 | 1037.5421 | 2.794 | 3.992% | 0.081621 | 0.078284 | 1438.8937 | 193.307 | 35.5972 | 1209.9894 | 41866.9262 | 0 | 0 | 41866.9262 | 0.004495%
2028 | 470 | CB 470 | Tier-2 | Tier-2---6 | 5--5 | 30.36 | 6.3 | 2 | 16740.3912 | 99.37% | 0.5365% | 0.09319% | 276.1538 | 0 | 0 | 276.1538 | 0 | 3177.5421 | 197.2307 | 16.1108 | 3177.5421 | 197.2307 | 16.1108 | 5873.5378 | 230.5649 | 25.4746 | 1.65% | 0.114 | 0.1121 | 60721.6484 | 13514.2063 | 2573.4965 | 44633.9456 | 146865.784 | 0 | 0 | 146865.784 | 0.009107%
2026 | 524 | CB 524 | Tier-3 | Tier-3---17 | 3--5 | 71.28 | 11.28 | 6 | 40375.3309 | 99.03% | 0.9107% | 0.05596% | 506.2077 | 0 | 0 | 506.2077 | 0 | 6400.7995 | 650.2208 | 9.844 | 6400.7995 | 650.2208 | 9.844 | 10661.7914 | 684.9629 | 15.5655 | 1.254% | 0.018139 | 0.017909 | 26536.2736 | 4900.6821 | 2268.1123 | 19367.4792 | 2226210.1571 | 0 | 0 | 2226210.1571 | 0.01669%
2026 | 920 | CB 920 | Tier-1 | Non-HFTD---1 | 1--5 | 7.51 | 2.48 | 2 | 3406.6458 | 99.34% | 0.5402% | 0.1203% | 89.4028 | 0 | 0 | 89.4028 | 0 | 1130.4631 | 216.7403 | 5.2158 | 1130.4631 | 216.7403 | 5.2158 | 1883.0088 | 228.321 | 8.2472 | 2.624% | 0.0036978 | 0.0036001 | 68122.5856 | 11982.8045 | 3000.2837 | 53139.4975 | 921427.9688 | 0 | 0 | 921427.9688 | 0.002948%
2026 | 928 | CB 928 | Tier-2 | Tier-2---7 | 4--5 | 5.27 | 1.69 | 1 | 1655.0106 | 79.76% | 20.12% | 0.1245% | 33.8639 | 0 | 0 | 33.8639 | 0 | 428.1956 | 108.3701 | 3.9512 | 428.1956 | 108.3701 | 3.9512 | 713.244 | 114.1605 | 6.2477 | 2.046% | 0.057199 | 0.055731 | 28934.4603 | 4597.4585 | 5524.6499 | 18812.3519 | 29088.6798 | 0 | 0 | 29088.6798 | 0.001117%
2026 | 1022 | CB 1022 | Tier-3 | Not Applicable | Not Applicable | 7.77 | 1.67 | 2 | 9800.6792 | 99.62% | 0.3456% | 0.03348% | 167.8774 | 0 | 0 | 167.8774 | 0 | 2122.744 | 216.7403 | 9.794 | 2122.744 | 216.7403 | 9.794 | 3535.8479 | 228.321 | 15.4863 | 1.713% | 0 | 0 | 0 | 0 | 0 | 0 | 0 | 0 | 0 | 0 | 0.005536%
2026 | 1162 | CB 1162 | Tier-2 | Tier-2---18 | 4--2 | 9.29 | 3.15 | 2 | 247.9994 | 97.75% | 1.792% | 0.4608% | 6.5756 | 0 | 0 | 6.5756 | 0 | 83.1464 | 216.7403 | 0.38362 | 83.1464 | 216.7403 | 0.38362 | 138.4966 | 228.321 | 0.60659 | 2.651% | 0.064214 | 0.062472 | 1171.1044 | 178.0938 | 26.2712 | 966.7394 | 3864.5265 | 0 | 0 | 3864.5265 | 0.0002168%
2026 | 1166 | CB 1166 | Tier-3 | Tier-3---20 | 1--5 | 22.74 | 7.45 | 3 | 10322.642 | 99.08% | 0.8619% | 0.05733% | 268.0624 | 0 | 0 | 268.0624 | 0 | 3389.5445 | 325.1104 | 10.4258 | 3389.5445 | 325.1104 | 10.4258 | 5645.9535 | 342.4815 | 16.4854 | 2.597% | 0.0005142 | 0.00050072 | 137728.7598 | 21906.6699 | 136.7435 | 115685.3465 | 20080116.6846 | 0 | 0 | 20080116.6846 | 0.00884%
2027 | 91 | CB 91 | Tier-2 | Tier-2---12 | 3--5 | 7 | 2.12 | 1 | 1295.9906 | 95.98% | 3.603% | 0.4176% | 30.1375 | 0 | 0 | 30.1375 | 0 | 363.5219 | 103.3777 | 3.5164 | 363.5219 | 103.3777 | 3.5164 | 637.8709 | 114.7201 | 5.5602 | 2.325% | 0.015476 | 0.015101 | 21823.4311 | 3984.4333 | 1811.7057 | 16027.292 | 83826.6474 | 0 | 0 | 83826.6474 | 0.0009938%
2027 | 231 | CB 231 | Tier-2 | Tier-2---7 | 4--5 | 45.29 | 3.63 | 1 | 5142.095 | 98.68% | 0.901% | 0.4182% | 32.5362 | 0 | 0 | 32.5362 | 0 | 392.4552 | 103.3777 | 3.7963 | 392.4552 | 103.3777 | 3.7963 | 688.64 | 114.7201 | 6.0028 | 0.6327% | 0.037573 | 0.037332 | 66537.1573 | 11726.385 | 695.1024 | 54115.6699 | 136869.2274 | 0 | 0 | 136869.2274 | 0.001073%
2027 | 233 | CB 233 | Tier-2 | Tier-2---4 | 4--5 | 57.92 | 12.66 | 8 | 4127.6955 | 98.74% | 0.928% | 0.3343% | 71.2665 | 0 | 0 | 71.2665 | 0 | 859.6238 | 827.0219 | 1.0394 | 859.6238 | 827.0219 | 1.0394 | 1508.3796 | 917.7608 | 1.6435 | 1.727% | 0.075451 | 0.074132 | 54706.8242 | 9492.9943 | 1134.8954 | 44078.9345 | 54719.1151 | 0 | 0 | 54719.1151 | 0.00235%
2027 | 351 | CB 351 | Tier-2 | Tier-2---3 | 5--5 | 21.11 | 5.35 | 2 | 23517.4275 | 99.25% | 0.716% | 0.03401% | 473.2339 | 0 | 0 | 473.2339 | 0 | 5708.194 | 206.7555 | 27.6084 | 5708.194 | 206.7555 | 27.6084 | 10016.1524 | 229.4402 | 43.6547 | 2.012% | 0.12463 | 0.12211 | 117140.1184 | 26730.0261 | 377.3251 | 90032.7671 | 188719.9858 | 0 | 0 | 188719.9858 | 0.01561%
2027 | 352 | CB 352 | Tier-2 | Tier-2---18 | 4--2 | 11.54 | 2.23 | 1 | 18614.1823 | 99.36% | 0.5928% | 0.04664% | 285.9215 | 0 | 0 | 285.9215 | 0 | 3448.814 | 103.3777 | 33.3613 | 3448.814 | 103.3777 | 33.3613 | 6051.6246 | 114.7201 | 52.7512 | 1.536% | 0.066856 | 0.065822 | 1314.3831 | 210.4244 | 8.2251 | 1095.7336 | 278450.8062 | 0 | 0 | 278450.8062 | 0.009429%
2027 | 442 | CB 442 | Tier-3 | Not Applicable | Not Applicable | 37.31 | 11.01 | 9 | 11572.221 | 88.48% | 11.4% | 0.1243% | 241.7106 | 0 | 0 | 241.7106 | 0 | 2915.5368 | 930.3996 | 3.1336 | 2915.5368 | 930.3996 | 3.1336 | 5115.8845 | 1032.4809 | 4.9549 | 2.089% | 0 | 0 | 0 | 0 | 0 | 0 | 0 | 0 | 0 | 0 | 0.007971%
2027 | 788 | CB 788 | Tier-2 | Tier-2---2 | 5--5 | 7.21 | 1.46 | 1 | 9132.2366 | 94.33% | 5.547% | 0.1209% | 139.5554 | 0 | 0 | 139.5554 | 0 | 1683.331 | 103.3777 | 16.2833 | 1683.331 | 103.3777 | 16.2833 | 2953.7363 | 114.7201 | 25.7473 | 1.528% | 0.14181 | 0.13951 | 60426.1463 | 13184.7767 | 2801.9092 | 44439.4605 | 64457.5156 | 0 | 0 | 64457.5156 | 0.004602%
2027 | 791 | CB 791 | Tier-1 | Non-HFTD---1 | 2--5 | 2.62 | 1.52 | 1 | 3349.7594 | 92.58% | 7.304% | 0.116% | 143.9343 | 0 | 0 | 143.9343 | 0 | 1736.1501 | 103.3777 | 16.7942 | 1736.1501 | 103.3777 | 16.7942 | 3046.4179 | 114.7201 | 26.5552 | 4.297% | 0.010706 | 0.010209 | 90594.693 | 15315.6434 | 490.2766 | 74788.773 | 314021.9558 | 0 | 0 | 314021.9558 | 0.004746%
2027 | 1023 | CB 1023 | Tier-2 | Tier-2---4 | 4--5 | 43.04 | 10.11 | 2 | 9469.9149 | 95.98% | 3.884% | 0.1387% | 170.799 | 0 | 0 | 170.799 | 0 | 2060.1944 | 206.7555 | 9.9644 | 2060.1944 | 206.7555 | 9.9644 | 3615.0175 | 229.4402 | 15.7558 | 1.804% | 0.082267 | 0.080721 | 40511.3439 | 6478.7378 | 346.66 | 33685.946 | 115200.907 | 0 | 0 | 115200.907 | 0.005632%
2027 | 1090 | CB 1090 | Tier-2 | Tier-2---7 | 3--5 | 36.91 | 11.95 | 4 | 5899.0454 | 99.62% | 0.2521% | 0.1275% | 152.2102 | 0 | 0 | 152.2102 | 0 | 1835.9744 | 413.511 | 4.44 | 1835.9744 | 413.511 | 4.44 | 3221.5793 | 458.8804 | 7.0205 | 2.58% | 0.025114 | 0.024463 | 56324.0689 | 9092.3637 | 116.2348 | 47115.4703 | 234916.2941 | 0 | 0 | 234916.2941 | 0.005019%
2028 | 182 | CB 182 | Tier-1 | Not Applicable | Not Applicable | 15.26 | 5.8 | 1 | 11917.1989 | 94.29% | 5.651% | 0.05821% | 341.6704 | 0 | 0 | 341.6704 | 0 | 3931.4041 | 98.6153 | 39.8661 | 3931.4041 | 98.6153 | 39.8661 | 7267.0163 | 115.2825 | 63.0366 | 2.867% | 0 | 0 | 0 | 0 | 0 | 0 | 0 | 0 | 0 | 0 | 0.01127%
2028 | 204 | CB 204 | Tier-2 | Tier-2---9 | 4--4 | 31.71 | 17.43 | 5 | 1059.5314 | 80.82% | 18.41% | 0.7661% | 37.6562 | 0 | 0 | 37.6562 | 0 | 433.2887 | 493.0767 | 0.87874 | 433.2887 | 493.0767 | 0.87874 | 800.9138 | 576.4123 | 1.3895 | 3.554% | 0.068524 | 0.065511 | 15462.1941 | 1952.7232 | 2912.9931 | 10596.4779 | 15598.5851 | 0 | 0 | 15598.5851 | 0.001242%
2028 | 246 | CB 246 | Tier-2 | Tier-2---7 | 4--5 | 16.23 | 3.66 | 1 | 3387.0058 | 94.54% | 5.197% | 0.2577% | 57.7705 | 0 | 0 | 57.7705 | 0 | 664.7317 | 98.6153 | 6.7407 | 664.7317 | 98.6153 | 6.7407 | 1228.7253 | 115.2825 | 10.6584 | 1.706% | 0.066431 | 0.065233 | 21653.0415 | 4674.1804 | 2209.0046 | 14769.8565 | 51036.1123 | 0 | 0 | 51036.1123 | 0.001905%
2028 | 300 | CB 300 | Tier-2 | Not Applicable | Not Applicable | 14.17 | 10.65 | 2 | 754.1323 | 92.41% | 6.882% | 0.7076% | 41.9024 | 0 | 0 | 41.9024 | 0 | 482.1471 | 197.2307 | 2.4446 | 482.1471 | 197.2307 | 2.4446 | 891.2264 | 230.5649 | 3.8654 | 5.556% | 0 | 0 | 0 | 0 | 0 | 0 | 0 | 0 | 0 | 0 | 0.001382%
2028 | 354 | CB 354 | Tier-2 | Tier-2---19 | 1--5 | 20.6 | 5.04 | 2 | 20510.2592 | 99.17% | 0.7728% | 0.06052% | 398.0983 | 0 | 0 | 398.0983 | 0 | 4580.6877 | 197.2307 | 23.225 | 4580.6877 | 197.2307 | 23.225 | 8467.1866 | 230.5649 | 36.7237 | 1.941% | 0.0002126 | 0.00020844 | 56770.8652 | 8857.5448 | 1365.0187 | 46548.3017 | 96489516.6633 | 0 | 0 | 96489516.6633 | 0.01313%
2028 | 411 | CB 411 | Tier-1 | Non-HFTD---17 | 1--4 | 27.3 | 5.21 | 3 | 6370.0414 | 98.47% | 1.262% | 0.272% | 95.762 | 0 | 0 | 95.762 | 0 | 1101.8779 | 295.846 | 3.7245 | 1101.8779 | 295.846 | 3.7245 | 2036.7697 | 345.8474 | 5.8892 | 1.503% | 0.000145 | 0.00014279 | 5081.7307 | 456.5916 | 2088.6806 | 2536.4584 | 43941769.3635 | 0 | 0 | 43941769.3635 | 0.003158%
2028 | 597 | CB 597 | Tier-2 | Tier-2---14 | 1--5 | 16.71 | 3.95 | 1 | 18774.394 | 95.55% | 4.388% | 0.06321% | 339.2372 | 0 | 0 | 339.2372 | 0 | 3903.4072 | 98.6153 | 39.5822 | 3903.4072 | 98.6153 | 39.5822 | 7215.2653 | 115.2825 | 62.5877 | 1.807% | 0.0040332 | 0.0039569 | 54063.4858 | 8115.5826 | 4098.4737 | 41849.4295 | 4658955.8562 | 0 | 0 | 4658955.8562 | 0.01119%
2028 | 599 | CB 599 | Tier-2 | Tier-2---4 | 4--5 | 34.31 | 6.91 | 3 | 25743.4561 | 99.4% | 0.5253% | 0.0786% | 412.2719 | 0 | 0 | 412.2719 | 0 | 4743.7751 | 295.846 | 16.0346 | 4743.7751 | 295.846 | 16.0346 | 8768.646 | 345.8474 | 25.3541 | 1.601% | 0.043095 | 0.0424 | 100319.859 | 21711.3429 | 465.9724 | 78142.5437 | 597429.8802 | 0 | 0 | 597429.8802 | 0.0136%
2028 | 1235 | CB 1235 | Tier-2 | Tier-2---6 | 4--5 | 17.49 | 2.02 | 1 | 6645.572 | 99.09% | 0.6868% | 0.2213% | 60.8446 | 0 | 0 | 60.8446 | 0 | 700.1038 | 98.6153 | 7.0993 | 700.1038 | 98.6153 | 7.0993 | 1294.1091 | 115.2825 | 11.2256 | 0.9156% | 0.082825 | 0.08206 | 80236.4987 | 14594.2716 | 649.5597 | 64992.6674 | 80243.2936 | 0 | 0 | 80243.2936 | 0.002006%

## EFD
Early Fault Detector - Risk & Cost Benefit | [30 empty] | Summary Table |  | Baseline 2024 | Baseline 2024 | Baseline 2024 | WACC | WACC | WACC | H.D.R | H.D.R | H.D.R | S.D.R | S.D.R | S.D.R
[31 empty] | Year | Total Units | WF + PSPS + PEDS Risk Baseline (K$) | Baseline Risk Reduction (K$) | Baseline Risk Reduction (%) | PV Risk Reduced (K$) Year 40 | PV Total Cost Capital + O&M (K$) Year 40 | CBR WACC | PV Risk Reduced (K$) Year 40 | PV Total Cost Capital + O&M (K$) Year 40 | CBR HDR | PV Risk Reduced (K$) Year 40 | PV Total Cost Capital + O&M (K$) Year 40 | CBR SDR | Service Territory Risk Reduction (%)
back to index | [30 empty] | 2026 | 46 | 60993.9474 | 9408.507 | 15.43% | 118966.907 | 1734.1304 | 68.6032 | 118966.907 | 1734.1304 | 68.6032 | 198162.7969 | 1826.7873 | 108.4761 | 0.3103%
[10 empty] | Assumptions | Value | Units | Last Update | Comments |  |  |  | Notes | [12 empty] | 2027 | 37 | 47534.0231 | 7322.3638 | 15.4% | 88323.0808 | 1330.5864 | 66.3791 | 88323.0808 | 1330.5864 | 66.3791 | 154980.2688 | 1476.5752 | 104.9593 | 0.2415%
[10 empty] | Capital Cost only in Year 0 | 39.519 | K$/unit | 2025-06-30 | Removed UG trace from the calculation |  |  |  | [1] SDG&E does not calculate the risk reduction for the safety and reliability attributes for this program. All risk reduction is considered to fall within the financial attribute. | [12 empty] | 2028 | 51 | 88483.8681 | 13931.5964 | 15.74% | 160302.8466 | 1749.5606 | 91.6246 | 160302.8466 | 1749.5606 | 91.6246 | 296312.3025 | 2045.2562 | 144.8778 | 0.4594%
[10 empty] | Service Drop factor | 0% | % | 2025-06-30 |  |  |  |  | [2] To prevent double counting of foundational costs, SDG&E assumes no foundational costs for this program. | [12 empty] | Total 2026-2028 | 134 | 197011.8387 | 30662.4671 | 15.56% | 367592.8344 | 4814.2774 | 76.3547 | 367592.8344 | 4814.2774 | 76.3547 | 649455.3682 | 5348.6188 | 121.4249 | 1.011%
[10 empty] | OH to UG conversion factor | 0% | % | 2025-06-30
[10 empty] | Long-term Ongoing costs | 0 | $/unit | 2025-06-30
[10 empty] | Lifetime | 20 | Years | 2025-06-30 | Expected lifetime (defined as 20 years) of the infrastructure
[10 empty] | Inflation Assumption to adjust Baseline | 2.5% |  | 2025-06-30
[10 empty] | Mitigation Effectiveness Estimate (%) | 16% | % | 2025-06-30
[10 empty] | Additional Installation Cost (O&M) only in Year 0 | 0 | M$/mile | 2025-06-30
[14 empty] | [1] | [1] | [1] | [2]
[9 empty] | Baseline 2025 | Baseline 2025 | Baseline 2025 | Baseline 2025 | Baseline 2025 | Baseline 2025 | Baseline 2025 | Baseline 2025 | Baseline 2025 | WACC | WACC | WACC | H.D.R | H.D.R | H.D.R | S.D.R | S.D.R | S.D.R |  |  |  | Pre - Mitigation CoRE |  |  |  | Post - Mitigation CoRE
Year | Feeder | Feeder Segment | HFTD Tier | Tranche ID HTM | Tranche ID Quintile | Total Protected miles | Total coverge | Units (Poles) | WF + PSPS + PEDS Risk Baseline (K$/year) | Baseline Wildfire (%) | Baseline PSPS (%) | Baseline PEDS (%) | Risk Reduction (K$/year) | Safety Risk Reduction (K$/year) | Reliability Risk Reduction (K$/year) | Financial Risk Reduction (K$/year) | Mitigation Annual Cost (K$/year) | PV Risk Reduced (K$) Year N | PV Total Cost Capital + O&M (K$) Year N | CBR WACC | PV Risk Reduced (K$) Year N | PV Total Cost Capital + O&M (K$) Year N | CBR HDR | PV Risk Reduced (K$) Year N | PV Total Cost Capital + O&M (K$) Year N | CBR SDR | Risk Reduction % | Pre-Mitigation LoRE | Post-Mitigation LoRE | Pre-Mitigated CoRE [K$] | Pre-Mitigated CoRE Safety [K$] | Pre-Mitigated CoRE Reliability [K$] | Pre-Mitigated CoRE Financial [K$] | Post-Mitigated CoRE [K$] | Post-Mitigated CoRE Safety [K$] | Post-Mitigated CoRE Reliability [K$] | Post-Mitigated CoRE Financial [K$] | Service Territory Risk Reduction (%)
2026 | 1233 | 1233-259R | Tier-3 | Tier-3---16 | 5--4 | 22.2 | 100% | 1 | 1558.5389 | 98.56% | 1.214% | 0.2225% | 245.7844 | 0 | 0 | 245.7844 | 0 | 3107.8479 | 37.6985 | 82.4396 | 3107.8479 | 37.6985 | 82.4396 | 5176.7323 | 39.7128 | 130.3544 | 15.77% | 0.12749 | 0.10709 | 12225.1388 | 1994.1014 | 166.7691 | 10064.2683 | 12258.5862 | 0 | 0 | 12258.5862 | 0.008105%
2026 | 233 | 233-123R | Tier-2 | Tier-2---4 | 4--5 | 6.63 | 100% | 3 | 3035.8045 | 98.84% | 0.8219% | 0.339% | 480.09 | 0 | 0 | 480.09 | 0 | 6070.5506 | 113.0955 | 53.6763 | 6070.5506 | 113.0955 | 53.6763 | 10111.6967 | 119.1383 | 84.8736 | 15.81% | 0.06125 | 0.05145 | 49563.8317 | 7938.6753 | 487.1368 | 41138.0196 | 49673.4279 | 0 | 0 | 49673.4279 | 0.01583%
2026 | 233 | 233-41R | Tier-2 | Tier-2---9 | 4--5 | 20.73 | 100% | 3 | 718.991 | 97.57% | 1.357% | 1.072% | 112.2435 | 0 | 0 | 112.2435 | 0 | 1419.276 | 113.0955 | 12.5494 | 1419.276 | 113.0955 | 12.5494 | 2364.0834 | 119.1383 | 19.8432 | 15.61% | 0.044487 | 0.037369 | 16161.8225 | 2695.2374 | 377.2862 | 13089.2989 | 16236.6173 | 0 | 0 | 16236.6173 | 0.003701%
2026 | 233 | 233-81F | Tier-2 | Tier-2---12 | 3--5 | 0.27 | 100% | 1 | 447.7794 | 94.96% | 4.349% | 0.694% | 68.0319 | 0 | 0 | 68.0319 | 0 | 860.2365 | 37.6985 | 22.8189 | 860.2365 | 37.6985 | 22.8189 | 1432.8932 | 39.7128 | 36.0814 | 15.19% | 0.02204 | 0.018513 | 20316.8521 | 3103.6732 | 873.0875 | 16340.0914 | 20511.9984 | 0 | 0 | 20511.9984 | 0.002243%
2026 | 239 | 239-89R | Tier-3 | Tier-3---17 | 4--4 | 4.87 | 100% | 1 | 376.4251 | 98.76% | 0.8388% | 0.4045% | 59.4792 | 0 | 0 | 59.4792 | 0 | 752.0915 | 37.6985 | 19.9502 | 752.0915 | 37.6985 | 19.9502 | 1252.7564 | 39.7128 | 31.5454 | 15.8% | 0.064786 | 0.05442 | 5810.3033 | 876.5504 | 280.4988 | 4653.254 | 5824.0631 | 0 | 0 | 5824.0631 | 0.001961%
2026 | 240 | 240-1028R | Tier-2 | Tier-2---9 | 4--5 | 0.39 | 100% | 1 | 1181.5361 | 98.38% | 1.316% | 0.2998% | 185.9913 | 0 | 0 | 185.9913 | 0 | 2351.7879 | 37.6985 | 62.3841 | 2351.7879 | 37.6985 | 62.3841 | 3917.3656 | 39.7128 | 98.6425 | 15.74% | 0.045174 | 0.037946 | 26155.1082 | 4733.8049 | 362.4599 | 21058.8433 | 26235.602 | 0 | 0 | 26235.602 | 0.006133%
2026 | 240 | 240-1044 | Tier-3 | Tier-3---16 | 4--4 | 13.88 | 100% | 1 | 791.3356 | 98.7% | 1.112% | 0.1837% | 124.9736 | 0 | 0 | 124.9736 | 0 | 1580.2427 | 37.6985 | 41.9179 | 1580.2427 | 37.6985 | 41.9179 | 2632.2053 | 39.7128 | 66.2811 | 15.79% | 0.076308 | 0.064099 | 10370.2289 | 1768.6676 | 147.2931 | 8454.2683 | 10395.8155 | 0 | 0 | 10395.8155 | 0.004121%
2026 | 240 | 240-1148 | Tier-3 | Tier-3---17 | 4--4 | 1.01 | 100% | 1 | 376.72 | 96.88% | 2.523% | 0.5996% | 58.3931 | 0 | 0 | 58.3931 | 0 | 738.3576 | 37.6985 | 19.5859 | 738.3576 | 37.6985 | 19.5859 | 1229.8799 | 39.7128 | 30.9694 | 15.5% | 0.037482 | 0.031485 | 10050.6383 | 1533.8365 | 215.1786 | 8301.6232 | 10110.4171 | 0 | 0 | 10110.4171 | 0.001926%
2026 | 240 | 240-2004R | Tier-3 | Tier-3---12 | 5--5 | 6.48 | 100% | 2 | 4437.6588 | 97.91% | 1.769% | 0.321% | 695.1859 | 0 | 0 | 695.1859 | 0 | 8790.3548 | 75.397 | 116.5876 | 8790.3548 | 75.397 | 116.5876 | 14642.0659 | 79.4255 | 184.3496 | 15.67% | 0.095775 | 0.080451 | 46334.0144 | 8309.1897 | 777.0534 | 37247.7713 | 46518.4677 | 0 | 0 | 46518.4677 | 0.02292%
2026 | 240 | 240-2032R | Tier-3 | Tier-3---12 | 5--5 | 1.32 | 100% | 2 | 3665.7351 | 96.82% | 2.929% | 0.2538% | 567.8486 | 0 | 0 | 567.8486 | 0 | 7180.2249 | 75.397 | 95.2323 | 7180.2249 | 75.397 | 95.2323 | 11960.0776 | 79.4255 | 150.5823 | 15.49% | 0.12278 | 0.10313 | 29856.9037 | 4756.4874 | 803.6507 | 24296.7656 | 30037.923 | 0 | 0 | 30037.923 | 0.01873%
2026 | 352 | 352-27R | Tier-3 | Tier-3---2 | 5--5 | 11.13 | 100% | 1 | 18614.1823 | 99.36% | 0.5928% | 0.04664% | 2959.2238 | 0 | 0 | 2959.2238 | 0 | 37418.2328 | 37.6985 | 992.5659 | 37418.2328 | 37.6985 | 992.5659 | 62327.4308 | 39.7128 | 1569.4557 | 15.9% | 0.11814 | 0.099234 | 157566.7738 | 32189.8213 | 867.9223 | 124509.0302 | 157758.6985 | 0 | 0 | 157758.6985 | 0.09758%
2026 | 67 | 67-24R | Tier-3 | Tier-3---13 | 5--4 | 1.06 | 100% | 3 | 2610.8 | 93.6% | 6.065% | 0.3401% | 390.9736 | 0 | 0 | 390.9736 | 0 | 4943.709 | 113.0955 | 43.7127 | 4943.709 | 113.0955 | 43.7127 | 8234.7204 | 119.1383 | 69.119 | 14.98% | 0.2194 | 0.1843 | 11899.5856 | 1685.3261 | 658.8049 | 9555.4545 | 12044.7546 | 0 | 0 | 12044.7546 | 0.01289%
2026 | 67 | 67-34R | Tier-3 | Tier-3---11 | 5--5 | 89.33 | 100% | 6 | 4180.1374 | 93.8% | 5.869% | 0.3284% | 627.3734 | 0 | 0 | 627.3734 | 0 | 7932.8927 | 226.1909 | 35.0717 | 7932.8927 | 226.1909 | 35.0717 | 13213.794 | 238.2766 | 55.4557 | 15.01% | 0.24743 | 0.20784 | 16893.949 | 2506.1553 | 940.0965 | 13447.6972 | 17093.37 | 0 | 0 | 17093.37 | 0.02069%
2026 | 67 | 67-37R | Tier-3 | Tier-3---17 | 5--3 | 5.37 | 100% | 5 | 622.3042 | 87.18% | 11.98% | 0.8373% | 86.8037 | 0 | 0 | 86.8037 | 0 | 1097.5992 | 188.4924 | 5.823 | 1097.5992 | 188.4924 | 5.823 | 1828.2674 | 198.5638 | 9.2075 | 13.95% | 0.20095 | 0.1688 | 3096.8174 | 368.9872 | 339.0656 | 2388.7646 | 3172.4402 | 0 | 0 | 3172.4402 | 0.002862%
2026 | 67 | 67-45R | Tier-3 | Tier-3---15 | 5--4 | 2.91 | 100% | 3 | 1627.9508 | 92.79% | 6.809% | 0.4053% | 241.6805 | 0 | 0 | 241.6805 | 0 | 3055.9564 | 113.0955 | 27.021 | 3055.9564 | 113.0955 | 27.021 | 5090.2967 | 119.1383 | 42.7259 | 14.85% | 0.20887 | 0.17545 | 7793.9219 | 1114.9846 | 483.0899 | 6195.8475 | 7901.0242 | 0 | 0 | 7901.0242 | 0.00797%
2026 | 1079 | CB 1079 | Tier-1 | Non-HFTD---9 | 2--3 | 6.13 | 100% | 1 | 15.9736 | 90.06% | 0% | 9.938% | 2.3018 | 0 | 0 | 2.3018 | 0 | 29.1053 | 37.6985 | 0.77205 | 29.1053 | 37.6985 | 0.77205 | 48.4806 | 39.7128 | 1.2208 | 14.41% | 0.0072148 | 0.0060604 | 2214.0112 | 265.8554 | 1002.265 | 945.8908 | 2255.9206 | 0 | 0 | 2255.9206 | 7.59e-05%
2026 | 1234 | CB 1234 | Tier-3 | Tier-3---10 | 5--5 | 23.27 | 100% | 2 | 6311.4919 | 84.29% | 15.54% | 0.1769% | 851.1739 | 0 | 0 | 851.1739 | 0 | 10762.7627 | 75.397 | 142.7479 | 10762.7627 | 75.397 | 142.7479 | 17927.4994 | 79.4255 | 225.7146 | 13.49% | 0.11961 | 0.10048 | 52765.4948 | 7251.4549 | 7797.694 | 37716.3459 | 54344.6298 | 0 | 0 | 54344.6298 | 0.02807%
2026 | 1250 | CB 1250 | Tier-2 | Tier-2---4 | 4--5 | 9.23 | 100% | 1 | 4075.2359 | 99.93% | 0.04042% | 0.02515% | 651.6102 | 0 | 0 | 651.6102 | 0 | 8239.3571 | 37.6985 | 218.5594 | 8239.3571 | 37.6985 | 218.5594 | 13724.2708 | 39.7128 | 345.5884 | 15.99% | 0.088703 | 0.07451 | 45942.5846 | 7443.6301 | 317.2977 | 38181.6568 | 45948.3228 | 0 | 0 | 45948.3228 | 0.02149%
2026 | 176 | CB 176 | Tier-1 | Non-HFTD---10 | 4--1 | 59.02 | 100% | 1 | 15.5544 | 4.631% | 94.88% | 0.4893% | 0.11526 | 0 | 0 | 0.11526 | 0 | 1.4574 | 37.6985 | 0.038658 | 1.4574 | 37.6985 | 0.038658 | 2.4275 | 39.7128 | 0.061127 | 0.741% | 0.032585 | 0.027371 | 477.3549 | 3.466 | 417.7975 | 56.0913 | 564.0688 | 0 | 0 | 564.0688 | 3.801e-06%
2026 | 178 | CB 178 | Tier-1 | Non-HFTD---1 | 2--5 | 5.18 | 100% | 1 | 644.514 | 99.63% | 0% | 0.3655% | 102.7453 | 0 | 0 | 102.7453 | 0 | 1299.1744 | 37.6985 | 34.4622 | 1299.1744 | 37.6985 | 34.4622 | 2164.0306 | 39.7128 | 54.4921 | 15.94% | 0.013511 | 0.01135 | 47701.4988 | 11137.324 | 1569.0906 | 34995.0842 | 47734.7105 | 0 | 0 | 47734.7105 | 0.003388%
2026 | 233 | CB 233 | Tier-2 | Tier-2---4 | 4--5 | 92.64 | 100% | 2 | 4127.6955 | 98.74% | 0.928% | 0.3343% | 652.0943 | 0 | 0 | 652.0943 | 0 | 8245.4779 | 75.397 | 109.3609 | 8245.4779 | 75.397 | 109.3609 | 13734.4663 | 79.4255 | 172.9225 | 15.8% | 0.075451 | 0.063379 | 54706.8242 | 9492.9943 | 1134.8954 | 44078.9345 | 54838.3667 | 0 | 0 | 54838.3667 | 0.0215%
2026 | 240 | CB 240 | Tier-2 | Tier-2---9 | 4--5 | 54.33 | 100% | 1 | 1263.0316 | 97.68% | 1.949% | 0.3739% | 197.3906 | 0 | 0 | 197.3906 | 0 | 2495.9272 | 37.6985 | 66.2076 | 2495.9272 | 37.6985 | 66.2076 | 4157.4579 | 39.7128 | 104.6882 | 15.63% | 0.048511 | 0.040749 | 26036.1977 | 5428.7987 | 694.0612 | 19913.3378 | 26151.4023 | 0 | 0 | 26151.4023 | 0.006509%
2026 | 835 | CB 835 | Tier-2 | Tier-2---17 | 1--5 | 1.57 | 100% | 1 | 42.6475 | 99.43% | 0% | 0.5747% | 6.7844 | 0 | 0 | 6.7844 | 0 | 85.7859 | 37.6985 | 2.2756 | 85.7859 | 37.6985 | 2.2756 | 142.8933 | 39.7128 | 3.5982 | 15.91% | 0.0017112 | 0.0014374 | 24922.574 | 5223.7878 | 17.636 | 19681.1502 | 24949.8581 | 0 | 0 | 24949.8581 | 0.0002237%
2026 | 920 | CB 920 | Tier-1 | Non-HFTD---1 | 1--5 | 14.85 | 100% | 1 | 251.9037 | 99.78% | 0% | 0.2231% | 40.2147 | 0 | 0 | 40.2147 | 0 | 508.4987 | 37.6985 | 13.4886 | 508.4987 | 37.6985 | 13.4886 | 847.0047 | 39.7128 | 21.3283 | 15.96% | 0.0036978 | 0.0031062 | 68122.5856 | 11982.8045 | 3000.2837 | 53139.4975 | 68151.5382 | 0 | 0 | 68151.5382 | 0.001326%
2026 | 921 | CB 921 | Tier-1 | Not Applicable | Not Applicable | 4.91 | 100% | 1 | 0 | 0% | 0% | 0% | 0 | 0 | 0 | 0 | 0 | 0 | 37.6985 | 0 | 0 | 37.6985 | 0 | 0 | 39.7128 | 0 | 0% | 0 | 0 | 0 | 0 | 0 | 0 | 0 | 0 | 0 | 0 | 0%
2027 | 1001 | 1001-1140R | Tier-2 | Tier-2---10 | 5--4 | 6.34 | 100% | 1 | 1005.6854 | 94.09% | 5.81% | 0.1042% | 151.3925 | 0 | 0 | 151.3925 | 0 | 1826.1118 | 35.9618 | 50.7792 | 1826.1118 | 35.9618 | 50.7792 | 3204.2733 | 39.9074 | 80.2926 | 15.05% | 0.097832 | 0.082179 | 10279.6968 | 1573.4563 | 574.8933 | 8131.3471 | 10395.5064 | 0 | 0 | 10395.5064 | 0.004992%
2027 | 1022 | 1022-17F | Tier-3 | Tier-3---4 | 5--5 | 7.77 | 100% | 3 | 9800.6792 | 99.62% | 0.3456% | 0.03348% | 1562.1643 | 0 | 0 | 1562.1643 | 0 | 18842.9813 | 107.8854 | 174.6574 | 18842.9813 | 107.8854 | 174.6574 | 33063.7278 | 119.7223 | 276.1701 | 15.94% | 0.10945 | 0.091938 | 89544.6442 | 15809.5952 | 285.6325 | 73449.4165 | 89609.3004 | 0 | 0 | 89609.3004 | 0.05151%
2027 | 1286 | CB 1286 | Tier-1 | Non-HFTD---15 | 1--2 | 1.15 | 100% | 1 | 2.6947 | 57.45% | 0% | 42.55% | 0.24768 | 0 | 0 | 0.24768 | 0 | 2.9875 | 35.9618 | 0.083075 | 2.9875 | 35.9618 | 0.083075 | 5.2422 | 39.9074 | 0.13136 | 9.191% | 0.0043234 | 0.0036317 | 623.2816 | 31.002 | 192.2211 | 400.0585 | 673.8015 | 0 | 0 | 673.8015 | 8.168e-06%
2027 | 180 | CB 180 | Tier-1 | Non-HFTD---13 | 1--3 | 2.34 | 100% | 1 | 7.7122 | 90.8% | 0% | 9.202% | 1.1204 | 0 | 0 | 1.1204 | 0 | 13.5143 | 35.9618 | 0.3758 | 13.5143 | 35.9618 | 0.3758 | 23.7135 | 39.9074 | 0.59421 | 14.53% | 0.0030172 | 0.0025344 | 2556.0648 | 24.9107 | 2190.1936 | 340.9605 | 2600.8679 | 0 | 0 | 2600.8679 | 3.695e-05%
2027 | 181 | CB 181 | Tier-1 | Non-HFTD---15 | 1--2 | 3.23 | 100% | 1 | 2.8335 | 82.32% | 0% | 17.68% | 0.37322 | 0 | 0 | 0.37322 | 0 | 4.5018 | 35.9618 | 0.12518 | 4.5018 | 35.9618 | 0.12518 | 7.8993 | 39.9074 | 0.19794 | 13.17% | 0.0024946 | 0.0020955 | 1135.8594 | 18.9687 | 837.4512 | 279.4394 | 1174.106 | 0 | 0 | 1174.106 | 1.231e-05%
2027 | 182 | CB 182 | Tier-1 | Not Applicable | Not Applicable | 18.46 | 100% | 1 | 0 | 0% | 0% | 0% | 0 | 0 | 0 | 0 | 0 | 0 | 35.9618 | 0 | 0 | 35.9618 | 0 | 0 | 39.9074 | 0 | 0% | 0 | 0 | 0 | 0 | 0 | 0 | 0 | 0 | 0 | 0 | 0%
2027 | 183 | CB 183 | Tier-1 | Non-HFTD---4 | 3--4 | 5.6 | 100% | 1 | 128.8021 | 22.66% | 75.77% | 1.57% | 4.6691 | 0 | 0 | 4.6691 | 0 | 56.3188 | 35.9618 | 1.5661 | 56.3188 | 35.9618 | 1.5661 | 98.8224 | 39.9074 | 2.4763 | 3.625% | 0.022326 | 0.018754 | 5769.2045 | 129.7649 | 4423.5742 | 1215.8654 | 6619.1323 | 0 | 0 | 6619.1323 | 0.000154%
2027 | 184 | CB 184 | Tier-1 | Non-HFTD---6 | 3--3 | 0.53 | 100% | 1 | 52.4866 | 0.7232% | 98.61% | 0.668% | 0.060731 | 0 | 0 | 0.060731 | 0 | 0.73254 | 35.9618 | 0.02037 | 0.73254 | 35.9618 | 0.02037 | 1.2854 | 39.9074 | 0.032209 | 0.1157% | 0.015821 | 0.01329 | 3317.5286 | 5.4671 | 2617.7865 | 694.2749 | 3944.869 | 0 | 0 | 3944.869 | 2.003e-06%
2027 | 185 | CB 185 | Tier-2 | Tier-2---12 | 3--4 | 12.1 | 100% | 1 | 396.8506 | 79.93% | 19.29% | 0.7702% | 50.7555 | 0 | 0 | 50.7555 | 0 | 612.2184 | 35.9618 | 17.0241 | 612.2184 | 35.9618 | 17.0241 | 1074.2579 | 39.9074 | 26.9187 | 12.79% | 0.027797 | 0.023349 | 14276.8452 | 1950.4963 | 2483.4015 | 9842.9474 | 14822.4955 | 0 | 0 | 14822.4955 | 0.001674%
2027 | 186 | CB 186 | Tier-1 | Non-HFTD---5 | 3--4 | 6.01 | 100% | 1 | 92.3894 | 96.63% | 0% | 3.367% | 14.2847 | 0 | 0 | 14.2847 | 0 | 172.303 | 35.9618 | 4.7913 | 172.303 | 35.9618 | 4.7913 | 302.3396 | 39.9074 | 7.576 | 15.46% | 0.015082 | 0.012669 | 6125.6456 | 905.7849 | 2088.3006 | 3131.5601 | 6164.9259 | 0 | 0 | 6164.9259 | 0.0004711%
2027 | 187 | CB 187 | Tier-1 | Non-HFTD---7 | 3--3 | 4.27 | 100% | 1 | 43.4605 | 90.51% | 0% | 9.49% | 6.2938 | 0 | 0 | 6.2938 | 0 | 75.9163 | 35.9618 | 2.111 | 75.9163 | 35.9618 | 2.111 | 133.21 | 39.9074 | 3.338 | 14.48% | 0.017469 | 0.014674 | 2487.8091 | 217.7975 | 1012.4115 | 1257.6001 | 2532.779 | 0 | 0 | 2532.779 | 0.0002075%
2027 | 188 | CB 188 | Tier-1 | Non-HFTD---1 | 4--4 | 11 | 100% | 1 | 378.367 | 98.23% | 0% | 1.765% | 59.47 | 0 | 0 | 59.47 | 0 | 717.3325 | 35.9618 | 19.9471 | 717.3325 | 35.9618 | 19.9471 | 1258.7014 | 39.9074 | 31.5405 | 15.72% | 0.035993 | 0.030234 | 10512.2388 | 2006.1945 | 714.6271 | 7791.4172 | 10547.5885 | 0 | 0 | 10547.5885 | 0.001961%
2027 | 189 | CB 189 | Tier-1 | Non-HFTD---7 | 2--4 | 5.04 | 100% | 1 | 36.5503 | 96.65% | 0% | 3.352% | 5.652 | 0 | 0 | 5.652 | 0 | 68.1752 | 35.9618 | 1.8958 | 68.1752 | 35.9618 | 1.8958 | 119.6268 | 39.9074 | 2.9976 | 15.46% | 0.0052996 | 0.0044517 | 6896.7976 | 807.5104 | 1754.8536 | 4334.4335 | 6940.8323 | 0 | 0 | 6940.8323 | 0.0001864%
2027 | 196 | 196-915AE | Tier-1 | Non-HFTD---16 | 3--1 | 0.27 | 100% | 1 | 3.8074 | 0% | 100% | 0% | 0 | 0 | 0 | 0 | 0 | 0 | 35.9618 | 0 | 0 | 35.9618 | 0 | 0 | 39.9074 | 0 | 0% | 0.016451 | 0.013819 | 231.4462 | 0.5449 | 183.1924 | 47.7089 | 275.5312 | 0 | 0 | 275.5312 | 0%
2027 | 307 | 307-1492R | Tier-2 | Tier-2---9 | 4--4 | 7 | 100% | 1 | 744.3133 | 92.56% | 7.329% | 0.1099% | 110.2311 | 0 | 0 | 110.2311 | 0 | 1329.618 | 35.9618 | 36.9731 | 1329.618 | 35.9618 | 36.9731 | 2333.0771 | 39.9074 | 58.4622 | 14.81% | 0.057115 | 0.047977 | 13031.835 | 1966.1148 | 878.6004 | 10187.1199 | 13216.4888 | 0 | 0 | 13216.4888 | 0.003635%
2027 | 327 | CB 327 | Tier-3 | Tier-3---16 | 4--5 | 0.88 | 100% | 1 | 1456.7095 | 99.79% | 0.1579% | 0.0494% | 232.5903 | 0 | 0 | 232.5903 | 0 | 2805.5271 | 35.9618 | 78.0141 | 2805.5271 | 35.9618 | 78.0141 | 4922.8508 | 39.9074 | 123.3567 | 15.97% | 0.076966 | 0.064652 | 18926.5639 | 3241.7353 | 24.8136 | 15660.0149 | 18934.0383 | 0 | 0 | 18934.0383 | 0.00767%
2027 | 352 | 352-27R | Tier-3 | Tier-3---2 | 5--5 | 6.02 | 100% | 1 | 18614.1823 | 99.36% | 0.5928% | 0.04664% | 2959.2238 | 0 | 0 | 2959.2238 | 0 | 35694.452 | 35.9618 | 992.5659 | 35694.452 | 35.9618 | 992.5659 | 62632.9575 | 39.9074 | 1569.4557 | 15.9% | 0.11814 | 0.099234 | 157566.7738 | 32189.8213 | 867.9223 | 124509.0302 | 157758.6985 | 0 | 0 | 157758.6985 | 0.09758%
2027 | 441 | CB 441 | Tier-3 | Tier-3---15 | 5--3 | 26.37 | 100% | 1 | 1133.0808 | 94.08% | 5.666% | 0.2577% | 170.553 | 0 | 0 | 170.553 | 0 | 2057.2274 | 35.9618 | 57.2059 | 2057.2274 | 35.9618 | 57.2059 | 3609.8114 | 39.9074 | 90.4546 | 15.05% | 0.54555 | 0.45826 | 2076.9658 | 210.0359 | 105.6276 | 1761.3022 | 2100.4021 | 0 | 0 | 2100.4021 | 0.005624%
2027 | 442 | CB 442 | Tier-3 | Not Applicable | Not Applicable | 39.62 | 100% | 1 | 0 | 0% | 0% | 0% | 0 | 0 | 0 | 0 | 0 | 0 | 35.9618 | 0 | 0 | 35.9618 | 0 | 0 | 39.9074 | 0 | 0% | 0 | 0 | 0 | 0 | 0 | 0 | 0 | 0 | 0 | 0 | 0%
2027 | 770 | CB 770 | Tier-1 | Non-HFTD---13 | 2--2 | 4.24 | 100% | 1 | 5.4599 | 68.13% | 0% | 31.87% | 0.5952 | 0 | 0 | 0.5952 | 0 | 7.1794 | 35.9618 | 0.19964 | 7.1794 | 35.9618 | 0.19964 | 12.5977 | 39.9074 | 0.31567 | 10.9% | 0.008087 | 0.0067931 | 675.1471 | 60.111 | 111.1789 | 503.8571 | 716.1276 | 0 | 0 | 716.1276 | 1.963e-05%
2027 | 771 | CB 771 | Tier-1 | Non-HFTD---9 | 2--3 | 3.29 | 100% | 1 | 24.0595 | 89.94% | 0% | 10.06% | 3.4624 | 0 | 0 | 3.4624 | 0 | 41.7638 | 35.9618 | 1.1613 | 41.7638 | 35.9618 | 1.1613 | 73.2828 | 39.9074 | 1.8363 | 14.39% | 0.012612 | 0.010594 | 1907.7243 | 292.4297 | 438.977 | 1176.3177 | 1944.266 | 0 | 0 | 1944.266 | 0.0001142%
2027 | 773 | CB 773 | Tier-2 | Not Applicable | Not Applicable | 0.67 | 100% | 1 | 0 | 0% | 0% | 0% | 0 | 0 | 0 | 0 | 0 | 0 | 35.9618 | 0 | 0 | 35.9618 | 0 | 0 | 39.9074 | 0 | 0% | 0 | 0 | 0 | 0 | 0 | 0 | 0 | 0 | 0 | 0 | 0%
2027 | 774 | CB 774 | Tier-1 | Not Applicable | Not Applicable | 0.03 | 100% | 1 | 0 | 0% | 0% | 0% | 0 | 0 | 0 | 0 | 0 | 0 | 35.9618 | 0 | 0 | 35.9618 | 0 | 0 | 39.9074 | 0 | 0% | 0 | 0 | 0 | 0 | 0 | 0 | 0 | 0 | 0 | 0 | 0%
2027 | 775 | CB 775 | Tier-1 | Non-HFTD---17 | 1--2 | 2.17 | 100% | 1 | 1.2409 | 63.86% | 0% | 36.14% | 0.12678 | 0 | 0 | 0.12678 | 0 | 1.5293 | 35.9618 | 0.042525 | 1.5293 | 35.9618 | 0.042525 | 2.6834 | 39.9074 | 0.06724 | 10.22% | 0.0013874 | 0.0011654 | 894.417 | 24.4609 | 451.2287 | 418.7273 | 955.9947 | 0 | 0 | 955.9947 | 4.181e-06%
2027 | 776 | CB 776 | Tier-2 | Tier-2---18 | 3--3 | 2.68 | 100% | 1 | 55.0677 | 92.66% | 4.028% | 3.312% | 8.1641 | 0 | 0 | 8.1641 | 0 | 98.4764 | 35.9618 | 2.7384 | 98.4764 | 35.9618 | 2.7384 | 172.7963 | 39.9074 | 4.3299 | 14.83% | 0.014982 | 0.012585 | 3675.6367 | 654.2376 | 129.2917 | 2892.1074 | 3727.0248 | 0 | 0 | 3727.0248 | 0.0002692%
2027 | 777 | CB 777 | Tier-1 | Not Applicable | Not Applicable | 0.97 | 100% | 1 | 0 | 0% | 0% | 0% | 0 | 0 | 0 | 0 | 0 | 0 | 35.9618 | 0 | 0 | 35.9618 | 0 | 0 | 39.9074 | 0 | 0% | 0 | 0 | 0 | 0 | 0 | 0 | 0 | 0 | 0 | 0 | 0%
2027 | 1006 | CB 1006 | Tier-2 | Not Applicable | Not Applicable | 0.52 | 100% | 1 | 0 | 0% | 0% | 0% | 0 | 0 | 0 | 0 | 0 | 0 | 35.9618 | 0 | 0 | 35.9618 | 0 | 0 | 39.9074 | 0 | 0% | 0 | 0 | 0 | 0 | 0 | 0 | 0 | 0 | 0 | 0 | 0%
2027 | 1234 | CB 1234 | Tier-3 | Tier-3---10 | 5--5 | 2.59 | 100% | 2 | 6311.4919 | 84.29% | 15.54% | 0.1769% | 851.1739 | 0 | 0 | 851.1739 | 0 | 10266.9444 | 71.9236 | 142.7479 | 10266.9444 | 71.9236 | 142.7479 | 18015.3793 | 79.8149 | 225.7146 | 13.49% | 0.11961 | 0.10048 | 52765.4948 | 7251.4549 | 7797.694 | 37716.3459 | 54344.6298 | 0 | 0 | 54344.6298 | 0.02807%
2027 | 197 | CB 197 | Tier-2 | Tier-2---21 | 1--4 | 2.06 | 100% | 1 | 1.9198 | 98.18% | 0% | 1.817% | 0.30159 | 0 | 0 | 0.30159 | 0 | 3.6378 | 35.9618 | 0.10116 | 3.6378 | 35.9618 | 0.10116 | 6.3833 | 39.9074 | 0.15995 | 15.71% | 0.000314 | 0.00026376 | 6114.1 | 461.2612 | 3185.8611 | 2466.9777 | 6135.2565 | 0 | 0 | 6135.2565 | 9.945e-06%
2027 | 214 | CB 214 | Tier-3 | Tier-3---20 | 1--5 | 63.48 | 100% | 1 | 59.1996 | 99.88% | 0% | 0.1188% | 9.4607 | 0 | 0 | 9.4607 | 0 | 114.1158 | 35.9618 | 3.1732 | 114.1158 | 35.9618 | 3.1732 | 200.2386 | 39.9074 | 5.0176 | 15.98% | 0.0002016 | 0.00016934 | 293649.0501 | 47091.7983 | 966.5627 | 245590.6891 | 293715.5214 | 0 | 0 | 293715.5214 | 0.000312%
2027 | 216 | CB 216 | Tier-3 | Not Applicable | Not Applicable | 7.18 | 100% | 1 | 0 | 0% | 0% | 0% | 0 | 0 | 0 | 0 | 0 | 0 | 35.9618 | 0 | 0 | 35.9618 | 0 | 0 | 39.9074 | 0 | 0% | 0 | 0 | 0 | 0 | 0 | 0 | 0 | 0 | 0 | 0 | 0%
2027 | 296 | CB 296 | Tier-2 | Tier-2---19 | 1--5 | 1.04 | 100% | 1 | 39.5699 | 99.22% | 0% | 0.7837% | 6.2816 | 0 | 0 | 6.2816 | 0 | 75.7689 | 35.9618 | 2.1069 | 75.7689 | 35.9618 | 2.1069 | 132.9514 | 39.9074 | 3.3315 | 15.87% | 0.0016582 | 0.0013929 | 23863.1595 | 3322.2329 | 3363.4423 | 17177.4843 | 23898.782 | 0 | 0 | 23898.782 | 0.0002071%
2027 | 329 | CB 329 | Tier-2 | Tier-2---14 | 3--4 | 1.53 | 100% | 1 | 215.2852 | 96.83% | 2.614% | 0.5577% | 33.3532 | 0 | 0 | 33.3532 | 0 | 402.3095 | 35.9618 | 11.1871 | 402.3095 | 35.9618 | 11.1871 | 705.9314 | 39.9074 | 17.6892 | 15.49% | 0.026212 | 0.022018 | 8213.1037 | 1191.5515 | 755.5628 | 6265.9894 | 8262.7183 | 0 | 0 | 8262.7183 | 0.0011%
2027 | RB1 | RB1-427R | Tier-3 | Tier-3---7 | 5--5 | 16.47 | 100% | 1 | 6920.124 | 97.57% | 2.306% | 0.1195% | 1080.3623 | 0 | 0 | 1080.3623 | 0 | 13031.4378 | 35.9618 | 362.3689 | 13031.4378 | 35.9618 | 362.3689 | 22866.2283 | 39.9074 | 572.9816 | 15.61% | 0.15381 | 0.1292 | 44992.7829 | 7465.1678 | 918.5464 | 36609.0687 | 45200.6642 | 0 | 0 | 45200.6642 | 0.03563%
2028 | 1021 | 1021-1748F | Tier-3 | Tier-3---2 | 5--5 | 53.69 | 100% | 6 | 35156.1224 | 99.02% | 0.9436% | 0.03662% | 5569.8417 | 0 | 0 | 5569.8417 | 0 | 64088.9574 | 205.8307 | 311.3674 | 64088.9574 | 205.8307 | 311.3674 | 118465.4356 | 240.6184 | 492.3374 | 15.84% | 0.16564 | 0.13913 | 212249.5403 | 39094.5522 | 1887.9434 | 171267.0447 | 212645.8331 | 0 | 0 | 212645.8331 | 0.1837%
2028 | 1021 | 1021-1760R | Tier-3 | Tier-3---6 | 5--5 | 0.02 | 100% | 1 | 7055.7157 | 98.18% | 1.793% | 0.03106% | 1108.3188 | 0 | 0 | 1108.3188 | 0 | 12752.7857 | 34.3051 | 371.746 | 12752.7857 | 34.3051 | 371.746 | 23572.927 | 40.1031 | 587.8086 | 15.71% | 0.10829 | 0.090965 | 65155.0235 | 11761.6096 | 1070.3945 | 52323.0195 | 65381.4377 | 0 | 0 | 65381.4377 | 0.03655%
2028 | 1021 | 1021-25R | Tier-3 | Tier-3---2 | 5--5 | 0.49 | 100% | 2 | 18825.6899 | 99.7% | 0.2782% | 0.02306% | 3003.0366 | 0 | 0 | 3003.0366 | 0 | 34554.2108 | 68.6102 | 503.6307 | 34554.2108 | 68.6102 | 503.6307 | 63871.84 | 80.2061 | 796.3461 | 15.95% | 0.12361 | 0.10383 | 152300.0709 | 28596.6216 | 387.4212 | 123316.0281 | 152387.4601 | 0 | 0 | 152387.4601 | 0.09903%
2028 | 1021 | 1021-92 | Tier-3 | Tier-3---15 | 5--4 | 0.01 | 100% | 1 | 794.3626 | 99.6% | 0.3592% | 0.04176% | 126.5884 | 0 | 0 | 126.5884 | 0 | 1456.5798 | 34.3051 | 42.4596 | 1456.5798 | 34.3051 | 42.4596 | 2692.4195 | 40.1031 | 67.1375 | 15.94% | 0.099013 | 0.083171 | 8022.7784 | 1292.1342 | 24.8963 | 6705.7479 | 8028.9055 | 0 | 0 | 8028.9055 | 0.004174%
2028 | 1022 | 1022-17F | Tier-3 | Tier-3---4 | 5--5 | 0.05 | 100% | 3 | 9800.6792 | 99.62% | 0.3456% | 0.03348% | 1562.1643 | 0 | 0 | 1562.1643 | 0 | 17974.924 | 102.9153 | 174.6574 | 17974.924 | 102.9153 | 174.6574 | 33225.8049 | 120.3092 | 276.1701 | 15.94% | 0.10945 | 0.091938 | 89544.6442 | 15809.5952 | 285.6325 | 73449.4165 | 89609.3004 | 0 | 0 | 89609.3004 | 0.05151%
2028 | 1022 | 1022-322R | Tier-3 | Tier-3---10 | 5--5 | 0.16 | 100% | 2 | 5072.1995 | 99.16% | 0.7912% | 0.04875% | 804.7351 | 0 | 0 | 804.7351 | 0 | 9259.6228 | 68.6102 | 134.9598 | 9259.6228 | 68.6102 | 134.9598 | 17115.979 | 80.2061 | 213.3999 | 15.87% | 0.10587 | 0.088927 | 47911.5964 | 8502.7198 | 346.5755 | 39062.3011 | 47988.2524 | 0 | 0 | 47988.2524 | 0.02654%
2028 | 1201 | CB 1201 | Tier-2 | Not Applicable | Not Applicable | 1.86 | 100% | 1 | 0 | 0% | 0% | 0% | 0 | 0 | 0 | 0 | 0 | 0 | 34.3051 | 0 | 0 | 34.3051 | 0 | 0 | 40.1031 | 0 | 0% | 0 | 0 | 0 | 0 | 0 | 0 | 0 | 0 | 0 | 0 | 0%
2028 | 1202 | CB 1202 | Tier-2 | Not Applicable | Not Applicable | 2.89 | 100% | 1 | 0 | 0% | 0% | 0% | 0 | 0 | 0 | 0 | 0 | 0 | 34.3051 | 0 | 0 | 34.3051 | 0 | 0 | 40.1031 | 0 | 0% | 0 | 0 | 0 | 0 | 0 | 0 | 0 | 0 | 0 | 0 | 0%
2028 | 176 | 176-194R | Tier-3 | Tier-3---9 | 5--5 | 0.33 | 100% | 2 | 4934.1603 | 97.7% | 2.178% | 0.1196% | 771.3229 | 0 | 0 | 771.3229 | 0 | 8875.1684 | 68.6102 | 129.3564 | 8875.1684 | 68.6102 | 129.3564 | 16405.3331 | 80.2061 | 204.5396 | 15.63% | 0.21542 | 0.18095 | 22904.8386 | 3771.0766 | 447.8074 | 18685.9546 | 23005.1007 | 0 | 0 | 23005.1007 | 0.02544%
2028 | 190 | CB 190 | Tier-1 | Non-HFTD---5 | 1--4 | 2.2 | 100% | 1 | 50.7497 | 97.95% | 0% | 2.052% | 7.9534 | 0 | 0 | 7.9534 | 0 | 91.5147 | 34.3051 | 2.6677 | 91.5147 | 34.3051 | 2.6677 | 169.1606 | 40.1031 | 4.2181 | 15.67% | 0.0045876 | 0.0038536 | 11062.3637 | 1434.6717 | 5166.1533 | 4461.5387 | 11105.5952 | 0 | 0 | 11105.5952 | 0.0002623%
2028 | 191 | CB 191 | Tier-1 | Non-HFTD---11 | 2--2 | 5.03 | 100% | 1 | 11.195 | 80.08% | 0% | 19.92% | 1.4345 | 0 | 0 | 1.4345 | 0 | 16.5056 | 34.3051 | 0.48114 | 16.5056 | 34.3051 | 0.48114 | 30.5098 | 40.1031 | 0.76078 | 12.81% | 0.009482 | 0.0079649 | 1180.6585 | 96.7187 | 494.004 | 589.9358 | 1225.4469 | 0 | 0 | 1225.4469 | 4.73e-05%
2028 | 192 | CB 192 | Tier-1 | Non-HFTD---4 | 3--4 | 5.28 | 100% | 1 | 109.5816 | 97.38% | 0% | 2.615% | 17.0745 | 0 | 0 | 17.0745 | 0 | 196.4665 | 34.3051 | 5.727 | 196.4665 | 34.3051 | 5.727 | 363.1592 | 40.1031 | 9.0556 | 15.58% | 0.015026 | 0.012622 | 7292.705 | 958.338 | 2325.7233 | 4008.6436 | 7329.0345 | 0 | 0 | 7329.0345 | 0.0005631%
2028 | 194 | CB 194 | Tier-1 | Non-HFTD---7 | 3--3 | 3.91 | 100% | 1 | 41.3648 | 90.26% | 0% | 9.742% | 5.9736 | 0 | 0 | 5.9736 | 0 | 68.7352 | 34.3051 | 2.0036 | 68.7352 | 34.3051 | 2.0036 | 127.0537 | 40.1031 | 3.1682 | 14.44% | 0.018044 | 0.015157 | 2292.4387 | 249.104 | 561.289 | 1482.0457 | 2334.9755 | 0 | 0 | 2334.9755 | 0.000197%
2028 | 198 | CB 198 | Tier-1 | Non-HFTD---7 | 2--3 | 8.22 | 100% | 1 | 42.3989 | 95.29% | 0% | 4.712% | 6.4642 | 0 | 0 | 6.4642 | 0 | 74.3796 | 34.3051 | 2.1682 | 74.3796 | 34.3051 | 2.1682 | 137.4872 | 40.1031 | 3.4283 | 15.25% | 0.0090942 | 0.0076391 | 4662.1866 | 881.6219 | 964.9735 | 2815.5912 | 4704.0289 | 0 | 0 | 4704.0289 | 0.0002132%
2028 | 199 | CB 199 | Tier-1 | Non-HFTD---5 | 3--3 | 5.1 | 100% | 1 | 86.2492 | 95.28% | 0% | 4.716% | 13.1491 | 0 | 0 | 13.1491 | 0 | 151.299 | 34.3051 | 4.4104 | 151.299 | 34.3051 | 4.4104 | 279.669 | 40.1031 | 6.9738 | 15.25% | 0.019491 | 0.016373 | 4425.0322 | 993.0316 | 124.6693 | 3307.3312 | 4464.7805 | 0 | 0 | 4464.7805 | 0.0004336%
2028 | 213 | CB 213 | Tier-1 | Not Applicable | Not Applicable | 0.87 | 100% | 1 | 0 | 0% | 0% | 0% | 0 | 0 | 0 | 0 | 0 | 0 | 34.3051 | 0 | 0 | 34.3051 | 0 | 0 | 40.1031 | 0 | 0% | 0 | 0 | 0 | 0 | 0 | 0 | 0 | 0 | 0 | 0 | 0%
2028 | 334 | CB 334 | Tier-2 | Tier-2---17 | 3--4 | 9.91 | 100% | 1 | 70.5162 | 95.08% | 0% | 4.917% | 10.7278 | 0 | 0 | 10.7278 | 0 | 123.4387 | 34.3051 | 3.5983 | 123.4387 | 34.3051 | 3.5983 | 228.1707 | 40.1031 | 5.6896 | 15.21% | 0.014478 | 0.012162 | 4870.4444 | 330.0733 | 2622.0959 | 1918.2753 | 4916.0615 | 0 | 0 | 4916.0615 | 0.0003538%
2028 | 443 | CB 443 | Tier-2 | Tier-2---17 | 2--4 | 3.35 | 100% | 1 | 67.1473 | 98.29% | 0% | 1.71% | 10.5598 | 0 | 0 | 10.5598 | 0 | 121.5056 | 34.3051 | 3.5419 | 121.5056 | 34.3051 | 3.5419 | 224.5975 | 40.1031 | 5.6005 | 15.73% | 0.007405 | 0.0062202 | 9067.8323 | 1863.6752 | 20.0371 | 7184.12 | 9097.3744 | 0 | 0 | 9097.3744 | 0.0003482%
2028 | 460 | CB 460 | Tier-2 | Tier-2---17 | 1--4 | 1.01 | 100% | 1 | 58.9173 | 99.11% | 0% | 0.8919% | 9.3427 | 0 | 0 | 9.3427 | 0 | 107.501 | 34.3051 | 3.1337 | 107.501 | 34.3051 | 3.1337 | 198.7105 | 40.1031 | 4.955 | 15.86% | 0.0037362 | 0.0031384 | 15769.3081 | 2295.5963 | 5550.7252 | 7922.9866 | 15796.0968 | 0 | 0 | 15796.0968 | 0.0003081%
2028 | 461 | CB 461 | Tier-2 | Tier-2---15 | 2--4 | 2.86 | 100% | 1 | 101.8709 | 98.65% | 0% | 1.347% | 16.0798 | 0 | 0 | 16.0798 | 0 | 185.0208 | 34.3051 | 5.3934 | 185.0208 | 34.3051 | 5.3934 | 342.0023 | 40.1031 | 8.5281 | 15.78% | 0.0097562 | 0.0081952 | 10441.6529 | 2274.299 | 1515.1673 | 6652.1866 | 10468.4434 | 0 | 0 | 10468.4434 | 0.0005303%
2028 | 462 | CB 462 | Tier-2 | Tier-2---19 | 2--4 | 4.95 | 100% | 1 | 42.4238 | 96.69% | 0% | 3.313% | 6.5629 | 0 | 0 | 6.5629 | 0 | 75.5159 | 34.3051 | 2.2013 | 75.5159 | 34.3051 | 2.2013 | 139.5876 | 40.1031 | 3.4807 | 15.47% | 0.0069768 | 0.0058605 | 6080.6996 | 1110.385 | 1800.7984 | 3169.5162 | 6119.071 | 0 | 0 | 6119.071 | 0.0002164%
2028 | 463 | CB 463 | Tier-2 | Tier-2---17 | 2--5 | 12.94 | 100% | 1 | 99.9729 | 99.18% | 0% | 0.8185% | 15.8647 | 0 | 0 | 15.8647 | 0 | 182.5464 | 34.3051 | 5.3213 | 182.5464 | 34.3051 | 5.3213 | 337.4285 | 40.1031 | 8.414 | 15.87% | 0.0053474 | 0.0044918 | 18695.6146 | 4709.0355 | 4354.0593 | 9632.5197 | 18724.7633 | 0 | 0 | 18724.7633 | 0.0005232%
2028 | 497 | CB 497 | Tier-1 | Non-HFTD---4 | 2--4 | 4.1 | 100% | 1 | 116.2654 | 98.23% | 0% | 1.77% | 18.2733 | 0 | 0 | 18.2733 | 0 | 210.2598 | 34.3051 | 6.1291 | 210.2598 | 34.3051 | 6.1291 | 388.6553 | 40.1031 | 9.6914 | 15.72% | 0.012543 | 0.010536 | 9269.494 | 1186.1414 | 3789.5424 | 4293.8102 | 9300.7408 | 0 | 0 | 9300.7408 | 0.0006026%
2028 | 498 | CB 498 | Tier-1 | Non-HFTD---11 | 1--4 | 0.29 | 100% | 1 | 11.9856 | 98.23% | 0% | 1.767% | 1.8838 | 0 | 0 | 1.8838 | 0 | 21.6759 | 34.3051 | 0.63186 | 21.6759 | 34.3051 | 0.63186 | 40.0668 | 40.1031 | 0.9991 | 15.72% | 0.001257 | 0.0010559 | 9535.0565 | 1272.1609 | 1584.4485 | 6678.4471 | 9567.1485 | 0 | 0 | 9567.1485 | 6.212e-05%
2028 | 900 | CB 900 | Tier-1 | Non-HFTD---19 | 1--3 | 1.68 | 100% | 1 | 0.53356 | 93.68% | 0% | 6.317% | 0.079976 | 0 | 0 | 0.079976 | 0 | 0.92024 | 34.3051 | 0.026825 | 0.92024 | 34.3051 | 0.026825 | 1.701 | 40.1031 | 0.042416 | 14.99% | 0.0001684 | 0.00014146 | 3168.3903 | 480.3966 | 18.1813 | 2669.8125 | 3206.5131 | 0 | 0 | 3206.5131 | 2.637e-06%
2028 | 901 | CB 901 | Tier-1 | Not Applicable | Not Applicable | 1.97 | 100% | 1 | 0 | 0% | 0% | 0% | 0 | 0 | 0 | 0 | 0 | 0 | 34.3051 | 0 | 0 | 34.3051 | 0 | 0 | 40.1031 | 0 | 0% | 0 | 0 | 0 | 0 | 0 | 0 | 0 | 0 | 0 | 0 | 0%
2028 | 902 | CB 902 | Tier-1 | Non-HFTD---6 | 3--3 | 6.9 | 100% | 1 | 88.9578 | 94.13% | 0% | 5.869% | 13.3979 | 0 | 0 | 13.3979 | 0 | 154.1617 | 34.3051 | 4.4938 | 154.1617 | 34.3051 | 4.4938 | 284.9607 | 40.1031 | 7.1057 | 15.06% | 0.02472 | 0.020765 | 3598.5877 | 613.2964 | 680.9324 | 2304.3589 | 3638.8174 | 0 | 0 | 3638.8174 | 0.0004418%
2028 | 920 | 920-1342R | Tier-3 | Tier-3---12 | 4--5 | 0.03 | 100% | 1 | 3406.6458 | 99.34% | 0.5402% | 0.1203% | 541.4635 | 0 | 0 | 541.4635 | 0 | 6230.3085 | 34.3051 | 181.6146 | 6230.3085 | 34.3051 | 181.6146 | 11516.4333 | 40.1031 | 287.1709 | 15.89% | 0.068604 | 0.057628 | 49656.3753 | 10714.8381 | 249.0111 | 38692.5261 | 49718.8422 | 0 | 0 | 49718.8422 | 0.01786%
2028 | 920 | 920-735AE | Tier-2 | Tier-2---7 | 4--5 | 7.96 | 100% | 2 | 1554.328 | 69.02% | 30.62% | 0.3611% | 171.6511 | 0 | 0 | 171.6511 | 0 | 1975.0905 | 68.6102 | 28.7871 | 1975.0905 | 68.6102 | 28.7871 | 3650.8622 | 80.2061 | 45.5185 | 11.04% | 0.068691 | 0.0577 | 22627.8919 | 3439.8789 | 6367.8103 | 12820.2027 | 23963.0911 | 0 | 0 | 23963.0911 | 0.00566%
2028 | 920 | 920-823 | Tier-2 | Tier-2---11 | 4--4 | 0.21 | 100% | 2 | 458.2189 | 68.35% | 31.14% | 0.5113% | 50.1079 | 0 | 0 | 50.1079 | 0 | 576.5632 | 68.6102 | 8.4035 | 576.5632 | 68.6102 | 8.4035 | 1065.7501 | 80.2061 | 13.2876 | 10.94% | 0.054577 | 0.045845 | 8395.8542 | 937.9397 | 2311.5146 | 5146.3999 | 8902.0669 | 0 | 0 | 8902.0669 | 0.001652%
2028 | 1139 | CB 1139 | Tier-1 | Non-HFTD---17 | 1--3 | 2.62 | 100% | 1 | 1.9809 | 88.52% | 0% | 11.48% | 0.28058 | 0 | 0 | 0.28058 | 0 | 3.2284 | 34.3051 | 0.09411 | 3.2284 | 34.3051 | 0.09411 | 5.9676 | 40.1031 | 0.14881 | 14.16% | 0.0008862 | 0.00074441 | 2235.3083 | 105.1437 | 1355.0151 | 775.1495 | 2284.168 | 0 | 0 | 2284.168 | 9.252e-06%
2028 | 1201 | CB 1201 | Tier-2 | Not Applicable | Not Applicable | 1.86 | 100% | 1 | 0 | 0% | 0% | 0% | 0 | 0 | 0 | 0 | 0 | 0 | 34.3051 | 0 | 0 | 34.3051 | 0 | 0 | 40.1031 | 0 | 0% | 0 | 0 | 0 | 0 | 0 | 0 | 0 | 0 | 0 | 0 | 0%
2028 | 1221 | CB 1221 | Tier-1 | Not Applicable | Not Applicable | 0.34 | 100% | 1 | 0 | 0% | 0% | 0% | 0 | 0 | 0 | 0 | 0 | 0 | 34.3051 | 0 | 0 | 34.3051 | 0 | 0 | 40.1031 | 0 | 0% | 0 | 0 | 0 | 0 | 0 | 0 | 0 | 0 | 0 | 0 | 0%
2028 | 212 | CB 212 | Tier-2 | Tier-2---19 | 1--5 | 85.2 | 100% | 1 | 22.9809 | 99.09% | 0% | 0.9069% | 3.6436 | 0 | 0 | 3.6436 | 0 | 41.9247 | 34.3051 | 1.2221 | 41.9247 | 34.3051 | 1.2221 | 77.4959 | 40.1031 | 1.9324 | 15.85% | 0.0011646 | 0.00097826 | 19732.8401 | 1812.7881 | 561.3991 | 17358.6529 | 19766.9261 | 0 | 0 | 19766.9261 | 0.0001202%
2028 | 221 | CB 221 | Tier-3 | Not Applicable | Not Applicable | 87.91 | 100% | 1 | 0 | 0% | 0% | 0% | 0 | 0 | 0 | 0 | 0 | 0 | 34.3051 | 0 | 0 | 34.3051 | 0 | 0 | 40.1031 | 0 | 0% | 0 | 0 | 0 | 0 | 0 | 0 | 0 | 0 | 0 | 0 | 0%
2028 | 462 | CB 462 | Tier-2 | Tier-2---19 | 2--4 | 3.16 | 100% | 1 | 42.4238 | 96.69% | 0% | 3.313% | 6.5629 | 0 | 0 | 6.5629 | 0 | 75.5159 | 34.3051 | 2.2013 | 75.5159 | 34.3051 | 2.2013 | 139.5876 | 40.1031 | 3.4807 | 15.47% | 0.0069768 | 0.0058605 | 6080.6996 | 1110.385 | 1800.7984 | 3169.5162 | 6119.071 | 0 | 0 | 6119.071 | 0.0002164%
2028 | 463 | CB 463 | Tier-2 | Tier-2---17 | 2--5 | 11.39 | 100% | 1 | 99.9729 | 99.18% | 0% | 0.8185% | 15.8647 | 0 | 0 | 15.8647 | 0 | 182.5464 | 34.3051 | 5.3213 | 182.5464 | 34.3051 | 5.3213 | 337.4285 | 40.1031 | 8.414 | 15.87% | 0.0053474 | 0.0044918 | 18695.6146 | 4709.0355 | 4354.0593 | 9632.5197 | 18724.7633 | 0 | 0 | 18724.7633 | 0.0005232%
2028 | 859 | CB 859 | Tier-1 | Non-HFTD---13 | 1--4 | 24.76 | 100% | 1 | 6.3536 | 96.15% | 0% | 3.853% | 0.97741 | 0 | 0 | 0.97741 | 0 | 11.2465 | 34.3051 | 0.32784 | 11.2465 | 34.3051 | 0.32784 | 20.7887 | 40.1031 | 0.51838 | 15.38% | 0.0009722 | 0.00081665 | 6535.3261 | 323.1257 | 4329.0086 | 1883.1918 | 6583.2889 | 0 | 0 | 6583.2889 | 3.223e-05%
2028 | 920 | CB 920 | Tier-1 | Non-HFTD---1 | 1--5 | 15.78 | 100% | 1 | 251.9037 | 99.78% | 0% | 0.2231% | 40.2147 | 0 | 0 | 40.2147 | 0 | 462.7269 | 34.3051 | 13.4886 | 462.7269 | 34.3051 | 13.4886 | 855.329 | 40.1031 | 21.3283 | 15.96% | 0.0036978 | 0.0031062 | 68122.5856 | 11982.8045 | 3000.2837 | 53139.4975 | 68151.5382 | 0 | 0 | 68151.5382 | 0.001326%

## Microgrid(Capital)
Microgrid (Capital) - Risk & Cost Benefit
back to index |  | Assumptions | Value | Units | Last Update | Comments | [28 empty] | Summary Table | [7 empty] | WACC | WACC | H.D.R | H.D.R | S.D.R | S.D.R
|  | Mitigation Effectiveness | 100% | % | 2025-06-30 | SME assumption | [28 empty] | ` | Total Units (Microgrid) | CBR (7.45%) | CBR (6.09%) | CBR (2%) | Risk Reduction (K$) | Baseline (K$) | % Risk Reduction | Risk Reduced (K$) Year 20 | Total Cost Capital + O&M (K$) Year 20 | Risk Reduced (K$) Year 20 | Total Cost (K$) Year 20 | Risk Reduced (K$) Year 20 | Total Cost (K$) Year 20 | Service Territory Risk Reduction (%)
|  | lifetime | 20 | Year | 2025-06-30 | [29 empty] | 2028 | 1 | 6.6899e-06 | 6.0575e-06 | 6.9441e-06 | 6.7611 | 6.7611 | 100% | 0.077796 | 11628.8443 | 0.070442 | 11628.8443 | 0.1438 | 20708.581 | 0.000223%
|  | Microgrid Capital Cost (K$) | 910 | K$ | 2025-06-30 | Based on Capital cost forecasts
|  | O&M Microgrid (K$/Year) | 424 | K$/year | 2025-06-30 | Based on O&M cost forecasts
|  | PSPS Events per year | 1 | events/year | 2025-06-30 | SME assumption
|  |  | Safety Customer Weights --> |  |  | 1 | 1 | 1 | 1 | 10 | 10 | 10 | 1 | 5
[18 empty] | per event | per event | per event | per event | annual | WACC | WACC | WACC | H.D.R | H.D.R | H.D.R | S.D.R | S.D.R | S.D.R |  |  |  | Pre - Mitigation CoRE |  |  |  | Post - Mitigation CoRE
# | Year | Actual Segment | Cost (K$) | HFTD | Total Customers | Commercial | Industrial | Residential | MBL | Urgent | Essential | Sensitive | Life Support | AFN | Total Safety Customers | Fatalities | Serious Injuries | Safety (M$) | Reliability (M$) | Financial (M$) | Total Risk Year 0 (M$) | Total Risk Reduction (M$) | Risk Reduced (K$) Year N | Total Cost Capital + O&M (K$) Year N | CBR WACC | Risk Reduced (K$) Year N | Total Cost (K$) Year N | CBR HDR | Risk Reduced (K$) Year N | Total Cost (K$) Year N | CBR SDR | Risk Reduction % | Pre-Mitigation LoRE | Post-Mitigation LoRE | Pre-Mitigated CoRE [K$] | Pre-Mitigated CoRE Safety [K$] | Pre-Mitigated CoRE Reliability [K$] | Pre-Mitigated CoRE Financial [K$] | Post-Mitigated CoRE [K$] | Post-Mitigated CoRE Safety [K$] | Post-Mitigated CoRE Reliability [K$] | Post-Mitigated CoRE Financial [K$] | Service Territory Risk Reduction (%)
1 | 2028 | TBD | 910 | Tier 2 | 1 | 1 | 0 | 0 | 0 | 0 | 1 | 0 | 0 | 0 | 11 | 1.584e-06 | 6.336e-06 | 3.0294e-05 | 0.0052848 | 0.001446 | 0.0067611 | 0.0067611 | 0.077796 | 11628.8443 | 6.6899e-06 | 0.070442 | 11628.8443 | 6.0575e-06 | 0.1438 | 20708.581 | 6.9441e-06 | 100% | 1 | 1 | TBD | TBD | TBD | TBD | TBD | TBD | TBD | TBD | 0.000223%

## Master Input---->
back to index

## raw_WiNGS_Planning
upstreamardfacilityid | Baseline | Wildfire | PSPS | PEDS | Wildfire (%) | PSPS (%) | PEDS (%) | Risk Reduction CCC | Risk Reduction SUG | CCC Safety Risk Reduction | CCC Reliability Risk Reduction | CCC Financial Risk Reduction | SUG Safety Risk Reduction | SUG Reliability Risk Reduction | SUG Financial Risk Reduction | Feeder | Pre-Mitigation LoRE | CCC Post-Mitigation LoRE | SUG Post-Mitigation LoRE | Pre CoRE | Pre-Risk Safety | Pre-Risk Reliability | Pre-Risk Financial | Pre CoRE Safety | Pre CoRE Reliability | Pre CoRE Financial | CCC Post CoRE | CCC Post CoRE Safety | CCC Post CoRE Reliability | CCC Post CoRE Financial | SUG Post CoRE | SUG Post CoRE Safety | SUG Post CoRE Reliability | SUG Post CoRE Financial | back to index |  | upstreamardfacilityid | base_all_sim_total_cost_mean | if_cc_mit_all_sim_total_cost_mean | if_ug_mit_all_sim_total_cost_mean | base_wf_sim_total_cost_mean | if_cc_mit_wf_sim_total_cost_mean | if_ug_mit_wf_sim_total_cost_mean | base_psps_sim_total_cost_mean | if_cc_mit_psps_sim_total_cost_mean | if_ug_mit_psps_sim_total_cost_mean | base_peds_sim_total_cost_mean | base_all_sim_safety_cost_mean | if_cc_mit_all_sim_safety_cost_mean | if_ug_mit_all_sim_safety_cost_mean | base_wf_sim_safety_cost_mean | if_cc_mit_wf_sim_safety_cost_mean | if_ug_mit_wf_sim_safety_cost_mean | base_psps_sim_safety_cost_mean | if_cc_mit_psps_sim_safety_cost_mean | if_ug_mit_psps_sim_safety_cost_mean | base_peds_sim_safety_cost_mean | base_all_sim_financial_cost_mean | if_cc_mit_all_sim_financial_cost_mean | if_ug_mit_all_sim_financial_cost_mean | base_wf_sim_financial_cost_mean | if_cc_mit_wf_sim_financial_cost_mean | if_ug_mit_wf_sim_financial_cost_mean | base_psps_sim_financial_cost_mean | if_cc_mit_psps_sim_financial_cost_mean | if_ug_mit_psps_sim_financial_cost_mean | base_peds_sim_financial_cost_mean | base_all_sim_reliability_cost_mean | if_cc_mit_all_sim_reliability_cost_mean | if_ug_mit_all_sim_reliability_cost_mean | base_wf_sim_reliability_cost_mean | if_cc_mit_wf_sim_reliability_cost_mean | if_ug_mit_wf_sim_reliability_cost_mean | base_psps_sim_reliability_cost_mean | if_cc_mit_psps_sim_reliability_cost_mean | if_ug_mit_psps_sim_reliability_cost_mean | base_peds_sim_reliability_cost_mean | base_wf_sim_events_per_year | if_cc_mit_wf_sim_events_per_year | if_ug_mit_wf_sim_events_per_year | base_psps_sim_events_per_year | if_cc_mit_psps_sim_events_per_year | if_ug_mit_psps_sim_events_per_year | base_peds_sim_events_per_year | num_sim_runs | risk_attitude | Last Updated: | 2025-07-10 | back to index
100-519 | 0 | 0 | 0 | 0 | 0% | 0% | 0% | 0 | 0 | 0 | 0 | 0 | 0 | 0 | 0 | 100 | 0 | 0 | 0 | 0 | 0 | 0 | 0 | 0 | 0 | 0 | 0 | 0 | 0 | 0 | 0 | 0 | 0 | 0 |  | 0 | 100-519 | 0 | 0 | 0 | 0 | 0 | 0 | 0 | 0 | 0 | 0 | 0 | 0 | 0 | 0 | 0 | 0 | 0 | 0 | 0 | 0 | 0 | 0 | 0 | 0 | 0 | 0 | 0 | 0 | 0 | 0 | 0 | 0 | 0 | 0 | 0 | 0 | 0 | 0 | 0 | 0 | 0 | 0 | 0 | 0 | 0 | 0 | 0 | 5000000 | scaled
1001-1232F | 3708.17 | 3643.4162 | 0 | 64.7538 | 98.25% | 0% | 1.746% | 2888.2848 | 3637.3553 | 450.9785 | 118.7823 | 2318.524 | 554.3763 | 231.6742 | 2851.3048 | 1001 | 0.0002536 | 0.0001746 | 9.72e-05 | 14622121.3643 | 554.425 | 243.6174 | 2910.1275 | 2186218.6331 | 960636.5324 | 11475266.1988 | 4695791.3969 | 733203.6082 | 193117.0031 | 3769470.7856 | 728546.181 | 111039.1256 | 46403.3202 | 571103.7352 |  | 1 | 1001-1232F | 3708.17 | 819.8852 | 70.8147 | 3643.4162 | 755.1314 | 6.0609 | 0 | 0 | 0 | 64.7538 | 554.425 | 103.4466 | 0.048725 | 2851.3048 | 103.3978 | 0 | 0 | 0 | 0 | 0.048725 | 2910.1275 | 591.6035 | 58.8228 | 2851.3048 | 532.7807 | 0 | 0 | 0 | 0 | 58.8228 | 243.6174 | 124.8351 | 11.9432 | 237.7351 | 118.9528 | 6.0609 | 0 | 0 | 0 | 5.8823 | 0.0001606 | 8.16e-05 | 4.2e-06 | 0 | 0 | 0 | 9.3e-05 | 5000000 | scaled
1001-1814AE | 409062.1599 | 405584.4516 | 3156.546 | 321.1622 | 99.15% | 0.7717% | 0.07851% | 180522.7501 | 390418.9545 | 29229.9991 | 1273.641 | 150019.11 | 63244.0494 | 2654.3225 | 324520.5827 | 1001 | 0.094213 | 0.053711 | 0.0097306 | 4341895.7923 | 66187.1311 | 2940.3055 | 339934.7233 | 702528.0121 | 31209.1935 | 3608158.5867 | 4254999.1772 | 688963.7018 | 30020.269 | 3536015.2064 | 1915935.8491 | 310362.8553 | 13025.7805 | 1592547.2133 |  | 2 | 1001-1814AE | 409062.1599 | 228539.4098 | 18643.2054 | 405584.4516 | 226442.9465 | 18043.0591 | 3156.546 | 1775.3011 | 278.984 | 321.1622 | 66187.1311 | 36957.132 | 2943.0817 | 339391.0366 | 36955.5383 | 2942.6276 | 2.404 | 1.3521 | 0.21247 | 0.24166 | 339934.7233 | 189915.6133 | 15414.1406 | 339391.0366 | 189482.1712 | 15100.1275 | 251.9407 | 141.6962 | 22.2672 | 291.746 | 2940.3055 | 1666.6645 | 285.983 | 8.9295 | 5.2371 | 0.30406 | 2902.2014 | 1632.2528 | 256.5044 | 29.1746 | 0.001377 | 0.0007746 | 4.02e-05 | 0.092384 | 0.052484 | 0.0092384 | 0.000452 | 5000000 | scaled
1001-1819 | 0 | 0 | 0 | 0 | 0% | 0% | 0% | 0 | 0 | 0 | 0 | 0 | 0 | 0 | 0 | 1001 | 0 | 0 | 0 | 0 | 0 | 0 | 0 | 0 | 0 | 0 | 0 | 0 | 0 | 0 | 0 | 0 | 0 | 0 |  | 3 | 1001-1819 | 0 | 0 | 0 | 0 | 0 | 0 | 0 | 0 | 0 | 0 | 0 | 0 | 0 | 0 | 0 | 0 | 0 | 0 | 0 | 0 | 0 | 0 | 0 | 0 | 0 | 0 | 0 | 0 | 0 | 0 | 0 | 0 | 0 | 0 | 0 | 0 | 0 | 0 | 0 | 0 | 0 | 0 | 0 | 0 | 0 | 0 | 0 | 5000000 | scaled
1001-1820F | 4222247.108 | 3859583.2958 | 358314.2717 | 4349.5404 | 91.41% | 8.486% | 0.103% | 2326318.7118 | 4113533.513 | 354181.2064 | 143494.1881 | 1828643.3173 | 618188.0721 | 299025.2344 | 3196320.2065 | 1001 | 0.12846 | 0.073475 | 0.016875 | 32868287.8349 | 629991.94 | 328640.9563 | 3263614.2117 | 4904202.8776 | 2558321.4981 | 25405763.4592 | 25803791.1801 | 3928618.1396 | 1591653.8203 | 20283519.2201 | 6442287.1113 | 968156.7043 | 468309.4006 | 5005821.0064 |  | 4 | 1001-1820F | 4222247.108 | 1895928.3962 | 108713.595 | 3859583.2958 | 1689800.4352 | 72159.2843 | 358314.2717 | 201778.4206 | 32204.7703 | 4349.5404 | 629991.94 | 275810.7336 | 11803.8679 | 3225557.3599 | 275497.7376 | 11751.1618 | 550.0004 | 309.7231 | 49.4332 | 3.2729 | 3263614.2117 | 1434970.8944 | 67294.0052 | 3225557.3599 | 1411813.7134 | 60277.4818 | 34105.6995 | 19206.0287 | 3065.3711 | 3951.1523 | 328640.9563 | 185146.7682 | 29615.7219 | 4587.2693 | 2488.9842 | 130.6407 | 323658.5718 | 182262.6688 | 29089.9659 | 395.1152 | 0.018664 | 0.0084952 | 0.0004436 | 0.10374 | 0.058922 | 0.010374 | 0.0060576 | 5000000 | scaled
1001-1821F | 4094.1428 | 0 | 4094.1428 | 0 | 0% | 100% | 0% | 228.523 | 474.9034 | 0.2685 | 194.4875 | 33.767 | 0.55799 | 404.1728 | 70.1726 | 1001 | 0.092451 | 0.092451 | 0.092451 | 44284.3657 | 4.8104 | 3484.374 | 604.9584 | 52.0318 | 37688.7911 | 6543.5429 | 41812.5431 | 49.1275 | 35585.114 | 6178.3016 | 39147.5644 | 45.9963 | 33317.0488 | 5784.5193 |  | 5 | 1001-1821F | 4094.1428 | 3865.6198 | 3619.2393 | 0 | 0 | 0 | 4094.1428 | 3865.6198 | 3619.2393 | 0 | 4.8104 | 4.5419 | 4.2524 | 0 | 0 | 0 | 4.8104 | 4.5419 | 4.2524 | 0 | 604.9584 | 571.1914 | 534.7857 | 0 | 0 | 0 | 604.9584 | 571.1914 | 534.7857 | 0 | 3484.374 | 3289.8865 | 3080.2011 | 0 | 0 | 0 | 3484.374 | 3289.8865 | 3080.2011 | 0 | 0 | 0 | 0 | 0.092451 | 0.092451 | 0.092451 | 0 | 5000000 | scaled
100-1122R | 1118.7752 | 586.1806 | 0 | 532.5946 | 52.39% | 0% | 47.61% | 353.2805 | 570.1974 | 65.1842 | 13.1464 | 274.9499 | 105.152 | 20.9001 | 444.1452 | 100 | 0.002205 | 0.0013096 | 0.0007818 | 507381.033 | 108.5195 | 69.6946 | 940.5611 | 49215.1756 | 31607.5276 | 426558.3298 | 584525.5977 | 107851.4846 | 21751.605 | 454922.5081 | 701685.604 | 129400.2351 | 25719.7296 | 546565.6394 |  | 6 | 100-1122R | 1118.7752 | 765.4947 | 548.5778 | 586.1806 | 232.9002 | 15.9832 | 0 | 0 | 0 | 532.5946 | 108.5195 | 43.3353 | 3.3674 | 456.7486 | 42.9345 | 2.9667 | 0 | 0 | 0 | 0.40076 | 940.5611 | 665.6113 | 496.4159 | 456.7486 | 181.7987 | 12.6034 | 0 | 0 | 0 | 483.8125 | 69.6946 | 56.5482 | 48.7945 | 21.3133 | 8.1669 | 0.41321 | 0 | 0 | 0 | 48.3813 | 0.0014516 | 0.0005562 | 2.84e-05 | 0 | 0 | 0 | 0.0007534 | 5000000 | scaled
100-517 | 0 | 0 | 0 | 0 | 0% | 0% | 0% | 0 | 0 | 0 | 0 | 0 | 0 | 0 | 0 | 100 | 0 | 0 | 0 | 0 | 0 | 0 | 0 | 0 | 0 | 0 | 0 | 0 | 0 | 0 | 0 | 0 | 0 | 0 |  | 7 | 100-517 | 0 | 0 | 0 | 0 | 0 | 0 | 0 | 0 | 0 | 0 | 0 | 0 | 0 | 0 | 0 | 0 | 0 | 0 | 0 | 0 | 0 | 0 | 0 | 0 | 0 | 0 | 0 | 0 | 0 | 0 | 0 | 0 | 0 | 0 | 0 | 0 | 0 | 0 | 0 | 0 | 0 | 0 | 0 | 0 | 0 | 0 | 0 | 5000000 | scaled
100-523AE | 0 | 0 | 0 | 0 | 0% | 0% | 0% | 0 | 0 | 0 | 0 | 0 | 0 | 0 | 0 | 100 | 0 | 0 | 0 | 0 | 0 | 0 | 0 | 0 | 0 | 0 | 0 | 0 | 0 | 0 | 0 | 0 | 0 | 0 |  | 8 | 100-523AE | 0 | 0 | 0 | 0 | 0 | 0 | 0 | 0 | 0 | 0 | 0 | 0 | 0 | 0 | 0 | 0 | 0 | 0 | 0 | 0 | 0 | 0 | 0 | 0 | 0 | 0 | 0 | 0 | 0 | 0 | 0 | 0 | 0 | 0 | 0 | 0 | 0 | 0 | 0 | 0 | 0 | 0 | 0 | 0 | 0 | 0 | 0 | 5000000 | scaled
100-524 | 0 | 0 | 0 | 0 | 0% | 0% | 0% | 0 | 0 | 0 | 0 | 0 | 0 | 0 | 0 | 100 | 0 | 0 | 0 | 0 | 0 | 0 | 0 | 0 | 0 | 0 | 0 | 0 | 0 | 0 | 0 | 0 | 0 | 0 |  | 9 | 100-524 | 0 | 0 | 0 | 0 | 0 | 0 | 0 | 0 | 0 | 0 | 0 | 0 | 0 | 0 | 0 | 0 | 0 | 0 | 0 | 0 | 0 | 0 | 0 | 0 | 0 | 0 | 0 | 0 | 0 | 0 | 0 | 0 | 0 | 0 | 0 | 0 | 0 | 0 | 0 | 0 | 0 | 0 | 0 | 0 | 0 | 0 | 0 | 5000000 | scaled
100-525 | 0 | 0 | 0 | 0 | 0% | 0% | 0% | 0 | 0 | 0 | 0 | 0 | 0 | 0 | 0 | 100 | 0 | 0 | 0 | 0 | 0 | 0 | 0 | 0 | 0 | 0 | 0 | 0 | 0 | 0 | 0 | 0 | 0 | 0 |  | 10 | 100-525 | 0 | 0 | 0 | 0 | 0 | 0 | 0 | 0 | 0 | 0 | 0 | 0 | 0 | 0 | 0 | 0 | 0 | 0 | 0 | 0 | 0 | 0 | 0 | 0 | 0 | 0 | 0 | 0 | 0 | 0 | 0 | 0 | 0 | 0 | 0 | 0 | 0 | 0 | 0 | 0 | 0 | 0 | 0 | 0 | 0 | 0 | 0 | 5000000 | scaled
1001-1130R | 2758282.9631 | 2661345.2595 | 94204.2314 | 2733.4722 | 96.49% | 3.415% | 0.0991% | 1532510.2374 | 2698850.4875 | 242740.5849 | 40182.924 | 1249586.7285 | 425380.1218 | 82722.5258 | 2190747.8398 | 1001 | 0.10617 | 0.06042 | 0.013311 | 25980703.5651 | 433264.2847 | 90616.7331 | 2234401.9453 | 4080984.8361 | 853533.3441 | 21046185.3849 | 20287398.39 | 3213404.2775 | 531942.2789 | 16542051.8336 | 4465048.5821 | 703759.9595 | 136858.3026 | 3624430.32 |  | 11 | 1001-1130R | 2758282.9631 | 1225772.7257 | 59432.4757 | 2661345.2595 | 1170093.7663 | 48374.5912 | 94204.2314 | 52945.4872 | 8324.4123 | 2733.4722 | 433264.2847 | 190523.6998 | 7884.1629 | 2223019.5579 | 190428.349 | 7867.4378 | 165.9948 | 93.2939 | 14.6682 | 2.0568 | 2234401.9453 | 984815.2168 | 43654.1054 | 2223019.5579 | 977330.4593 | 40384.6103 | 8899.2825 | 5001.6527 | 786.3903 | 2483.1048 | 90616.7331 | 50433.8091 | 7894.2073 | 5229.4686 | 2334.958 | 122.5431 | 85138.9541 | 47850.5406 | 7523.3537 | 248.3105 | 0.010126 | 0.0042202 | 0.0002196 | 0.092166 | 0.052326 | 0.0092166 | 0.0038744 | 5000000 | scaled
1001-1140R | 1005685.3515 | 946203.319 | 58434.1701 | 1047.8623 | 94.09% | 5.81% | 0.1042% | 548469.1961 | 978664.3174 | 85053.3594 | 24935.5822 | 438480.2545 | 150545.5301 | 51402.31 | 776716.4772 | 1001 | 0.097832 | 0.055657 | 0.010799 | 10279696.7818 | 153934.6915 | 56243.0811 | 795507.5789 | 1573456.3009 | 574893.3493 | 8131347.1316 | 8214949.4471 | 1273925.7789 | 373484.1417 | 6567539.5265 | 2502086.605 | 384889.8419 | 131416.9007 | 1985779.8624 |  | 12 | 1001-1140R | 1005685.3515 | 457216.1554 | 27021.0341 | 946203.319 | 423333.9463 | 20809.1794 | 58434.1701 | 32834.3468 | 5163.9923 | 1047.8623 | 153934.6915 | 68881.3321 | 3389.1614 | 788967.3133 | 68841.1329 | 3382.1746 | 70.1379 | 39.4107 | 6.1983 | 0.78848 | 795507.5789 | 357027.3243 | 18791.1016 | 788967.3133 | 352935.3103 | 17345.3554 | 5588.3802 | 3140.1287 | 493.8609 | 951.8853 | 56243.0811 | 31307.499 | 4840.7711 | 3372.2405 | 1557.503 | 81.6494 | 52775.6521 | 29654.8074 | 4663.9331 | 95.1885 | 0.0040564 | 0.0017904 | 9.34e-05 | 0.0923 | 0.05239 | 0.00923 | 0.001476 | 5000000 | scaled
1001-1230 | 0 | 0 | 0 | 0 | 0% | 0% | 0% | 0 | 0 | 0 | 0 | 0 | 0 | 0 | 0 | 1001 | 0 | 0 | 0 | 0 | 0 | 0 | 0 | 0 | 0 | 0 | 0 | 0 | 0 | 0 | 0 | 0 | 0 | 0 |  | 13 | 1001-1230 | 0 | 0 | 0 | 0 | 0 | 0 | 0 | 0 | 0 | 0 | 0 | 0 | 0 | 0 | 0 | 0 | 0 | 0 | 0 | 0 | 0 | 0 | 0 | 0 | 0 | 0 | 0 | 0 | 0 | 0 | 0 | 0 | 0 | 0 | 0 | 0 | 0 | 0 | 0 | 0 | 0 | 0 | 0 | 0 | 0 | 0 | 0 | 5000000 | scaled
1001-1231F | 117157.2378 | 116025.9492 | 1022.2238 | 109.0648 | 99.03% | 0.8725% | 0.09309% | 65792.4744 | 116973.7189 | 10644.4034 | 418.5263 | 54729.5447 | 18905.3209 | 874.8573 | 97193.5407 | 1001 | 0.025088 | 0.014313 | 0.0026186 | 4669777.1809 | 18905.4596 | 953.2243 | 97298.5539 | 753553.8192 | 37994.6234 | 3878228.7383 | 3588578.7737 | 580587.3746 | 22828.0611 | 2985163.338 | 70082.8318 | 11326.8043 | 524.156 | 58231.8714 |  | 14 | 1001-1231F | 117157.2378 | 51364.7634 | 183.5189 | 116025.9492 | 50686.3834 | 0.057374 | 1022.2238 | 569.3152 | 74.3967 | 109.0648 | 18905.4596 | 8261.0563 | 0.13873 | 97117.8896 | 8260.5406 | 0 | 0.77852 | 0.43359 | 0.05666 | 0.082068 | 97298.5539 | 42569.0091 | 105.0132 | 97117.8896 | 42424.4939 | 0 | 81.5891 | 45.4401 | 5.938 | 99.0752 | 953.2243 | 534.698 | 78.367 | 3.4606 | 1.3489 | 0.057374 | 939.8562 | 523.4416 | 68.4021 | 9.9075 | 0.0003102 | 0.0001188 | 6.2e-06 | 0.024629 | 0.014045 | 0.0024628 | 0.0001496 | 5000000 | scaled
1006-1 | 0 | 0 | 0 | 0 | 0% | 0% | 0% | 0 | 0 | 0 | 0 | 0 | 0 | 0 | 0 | 1006 | 0 | 0 | 0 | 0 | 0 | 0 | 0 | 0 | 0 | 0 | 0 | 0 | 0 | 0 | 0 | 0 | 0 | 0 |  | 15 | 1006-1 | 0 | 0 | 0 | 0 | 0 | 0 | 0 | 0 | 0 | 0 | 0 | 0 | 0 | 0 | 0 | 0 | 0 | 0 | 0 | 0 | 0 | 0 | 0 | 0 | 0 | 0 | 0 | 0 | 0 | 0 | 0 | 0 | 0 | 0 | 0 | 0 | 0 | 0 | 0 | 0 | 0 | 0 | 0 | 0 | 0 | 0 | 0 | 5000000 | scaled
1006-2F | 0 | 0 | 0 | 0 | 0% | 0% | 0% | 0 | 0 | 0 | 0 | 0 | 0 | 0 | 0 | 1006 | 0 | 0 | 0 | 0 | 0 | 0 | 0 | 0 | 0 | 0 | 0 | 0 | 0 | 0 | 0 | 0 | 0 | 0 |  | 16 | 1006-2F | 0 | 0 | 0 | 0 | 0 | 0 | 0 | 0 | 0 | 0 | 0 | 0 | 0 | 0 | 0 | 0 | 0 | 0 | 0 | 0 | 0 | 0 | 0 | 0 | 0 | 0 | 0 | 0 | 0 | 0 | 0 | 0 | 0 | 0 | 0 | 0 | 0 | 0 | 0 | 0 | 0 | 0 | 0 | 0 | 0 | 0 | 0 | 5000000 | scaled
1006-3F | 0 | 0 | 0 | 0 | 0% | 0% | 0% | 0 | 0 | 0 | 0 | 0 | 0 | 0 | 0 | 1006 | 0 | 0 | 0 | 0 | 0 | 0 | 0 | 0 | 0 | 0 | 0 | 0 | 0 | 0 | 0 | 0 | 0 | 0 |  | 17 | 1006-3F | 0 | 0 | 0 | 0 | 0 | 0 | 0 | 0 | 0 | 0 | 0 | 0 | 0 | 0 | 0 | 0 | 0 | 0 | 0 | 0 | 0 | 0 | 0 | 0 | 0 | 0 | 0 | 0 | 0 | 0 | 0 | 0 | 0 | 0 | 0 | 0 | 0 | 0 | 0 | 0 | 0 | 0 | 0 | 0 | 0 | 0 | 0 | 5000000 | scaled
1006-829F | 114530.0544 | 114255.809 | 0 | 274.2453 | 99.76% | 0% | 0.2395% | 60867.0906 | 112288.428 | 12422.0664 | 1.8728 | 48443.1515 | 22915.9305 | 3.5123 | 89368.9852 | 1006 | 0.0022112 | 0.0012678 | 0.000439 | 51795429.7934 | 23317.0892 | 28.5153 | 91184.4498 | 10544993.326 | 12895.8696 | 41237540.5977 | 42327625.5827 | 8638437.7799 | 1302.3505 | 33687885.4523 | 5106210.4071 | 1042080.3373 | 159.7188 | 4063970.3511 |  | 18 | 1006-829F | 114530.0544 | 53662.9637 | 2241.6264 | 114255.809 | 53388.7184 | 1967.381 | 0 | 0 | 0 | 274.2453 | 23317.0892 | 10895.0228 | 401.1587 | 90935.3234 | 10894.8165 | 400.9524 | 0 | 0 | 0 | 0.20636 | 91184.4498 | 42741.2983 | 1815.4646 | 90935.3234 | 42492.172 | 1566.3383 | 0 | 0 | 0 | 249.1263 | 28.5153 | 26.6426 | 25.003 | 3.6027 | 1.7299 | 0.090407 | 0 | 0 | 0 | 24.9126 | 0.001818 | 0.0008746 | 4.58e-05 | 0 | 0 | 0 | 0.0003932 | 5000000 | scaled
1006-830F | 0 | 0 | 0 | 0 | 0% | 0% | 0% | 0 | 0 | 0 | 0 | 0 | 0 | 0 | 0 | 1006 | 0 | 0 | 0 | 0 | 0 | 0 | 0 | 0 | 0 | 0 | 0 | 0 | 0 | 0 | 0 | 0 | 0 | 0 |  | 19 | 1006-830F | 0 | 0 | 0 | 0 | 0 | 0 | 0 | 0 | 0 | 0 | 0 | 0 | 0 | 0 | 0 | 0 | 0 | 0 | 0 | 0 | 0 | 0 | 0 | 0 | 0 | 0 | 0 | 0 | 0 | 0 | 0 | 0 | 0 | 0 | 0 | 0 | 0 | 0 | 0 | 0 | 0 | 0 | 0 | 0 | 0 | 0 | 0 | 5000000 | scaled
1006-831 | 0 | 0 | 0 | 0 | 0% | 0% | 0% | 0 | 0 | 0 | 0 | 0 | 0 | 0 | 0 | 1006 | 0 | 0 | 0 | 0 | 0 | 0 | 0 | 0 | 0 | 0 | 0 | 0 | 0 | 0 | 0 | 0 | 0 | 0 |  | 20 | 1006-831 | 0 | 0 | 0 | 0 | 0 | 0 | 0 | 0 | 0 | 0 | 0 | 0 | 0 | 0 | 0 | 0 | 0 | 0 | 0 | 0 | 0 | 0 | 0 | 0 | 0 | 0 | 0 | 0 | 0 | 0 | 0 | 0 | 0 | 0 | 0 | 0 | 0 | 0 | 0 | 0 | 0 | 0 | 0 | 0 | 0 | 0 | 0 | 5000000 | scaled
1007-10F | 102018.4778 | 0 | 102018.4778 | 0 | 0% | 100% | 0% | 10883.8226 | 22509.769 | 16.6262 | 8621.8126 | 2245.3838 | 34.3861 | 17831.5117 | 4643.8712 | 1007 | 0.036103 | 0.036103 | 0.036103 | 2825746.132 | 155.8444 | 80815.7416 | 21046.8918 | 4316.6368 | 2238464.7777 | 582964.7175 | 2524281.9238 | 3856.1172 | 1999654.5731 | 520771.2335 | 2202262.0909 | 3364.1967 | 1744560.8669 | 454337.0274 |  | 21 | 1007-10F | 102018.4778 | 91134.6552 | 79508.7087 | 0 | 0 | 0 | 102018.4778 | 91134.6552 | 79508.7087 | 0 | 155.8444 | 139.2182 | 121.4583 | 0 | 0 | 0 | 155.8444 | 139.2182 | 121.4583 | 0 | 21046.8918 | 18801.508 | 16403.0206 | 0 | 0 | 0 | 21046.8918 | 18801.508 | 16403.0206 | 0 | 80815.7416 | 72193.929 | 62984.2299 | 0 | 0 | 0 | 80815.7416 | 72193.929 | 62984.2299 | 0 | 0 | 0 | 0 | 0.036103 | 0.036103 | 0.036103 | 0 | 5000000 | scaled
1007-7 | 0 | 0 | 0 | 0 | 0% | 0% | 0% | 0 | 0 | 0 | 0 | 0 | 0 | 0 | 0 | 1007 | 0 | 0 | 0 | 0 | 0 | 0 | 0 | 0 | 0 | 0 | 0 | 0 | 0 | 0 | 0 | 0 | 0 | 0 |  | 22 | 1007-7 | 0 | 0 | 0 | 0 | 0 | 0 | 0 | 0 | 0 | 0 | 0 | 0 | 0 | 0 | 0 | 0 | 0 | 0 | 0 | 0 | 0 | 0 | 0 | 0 | 0 | 0 | 0 | 0 | 0 | 0 | 0 | 0 | 0 | 0 | 0 | 0 | 0 | 0 | 0 | 0 | 0 | 0 | 0 | 0 | 0 | 0 | 0 | 5000000 | scaled
1007-9F | 402779.3253 | 0 | 402779.3253 | 0 | 0% | 100% | 0% | 43606.3242 | 90191.8907 | 54.9576 | 40020.461 | 3530.9056 | 113.67 | 82775.1734 | 7303.0473 | 1007 | 0.035124 | 0.035124 | 0.035124 | 11467418.8249 | 507.6279 | 369657.718 | 32613.9794 | 14452.5339 | 10524422.7005 | 928543.5905 | 10225915.2232 | 12887.8511 | 9385011.2176 | 828016.1545 | 8899590.4384 | 11216.2671 | 8167753.6214 | 720620.5499 |  | 23 | 1007-9F | 402779.3253 | 359173.0011 | 312587.4346 | 0 | 0 | 0 | 402779.3253 | 359173.0011 | 312587.4346 | 0 | 507.6279 | 452.6703 | 393.9579 | 0 | 0 | 0 | 507.6279 | 452.6703 | 393.9579 | 0 | 32613.9794 | 29083.0738 | 25310.9321 | 0 | 0 | 0 | 32613.9794 | 29083.0738 | 25310.9321 | 0 | 369657.718 | 329637.257 | 286882.5446 | 0 | 0 | 0 | 369657.718 | 329637.257 | 286882.5446 | 0 | 0 | 0 | 0 | 0.035124 | 0.035124 | 0.035124 | 0 | 5000000 | scaled
1011-31 | 0 | 0 | 0 | 0 | 0% | 0% | 0% | 0 | 0 | 0 | 0 | 0 | 0 | 0 | 0 | 1011 | 0 | 0 | 0 | 0 | 0 | 0 | 0 | 0 | 0 | 0 | 0 | 0 | 0 | 0 | 0 | 0 | 0 | 0 |  | 24 | 1011-31 | 0 | 0 | 0 | 0 | 0 | 0 | 0 | 0 | 0 | 0 | 0 | 0 | 0 | 0 | 0 | 0 | 0 | 0 | 0 | 0 | 0 | 0 | 0 | 0 | 0 | 0 | 0 | 0 | 0 | 0 | 0 | 0 | 0 | 0 | 0 | 0 | 0 | 0 | 0 | 0 | 0 | 0 | 0 | 0 | 0 | 0 | 0 | 5000000 | scaled
1011-32 | 0 | 0 | 0 | 0 | 0% | 0% | 0% | 0 | 0 | 0 | 0 | 0 | 0 | 0 | 0 | 1011 | 0 | 0 | 0 | 0 | 0 | 0 | 0 | 0 | 0 | 0 | 0 | 0 | 0 | 0 | 0 | 0 | 0 | 0 |  | 25 | 1011-32 | 0 | 0 | 0 | 0 | 0 | 0 | 0 | 0 | 0 | 0 | 0 | 0 | 0 | 0 | 0 | 0 | 0 | 0 | 0 | 0 | 0 | 0 | 0 | 0 | 0 | 0 | 0 | 0 | 0 | 0 | 0 | 0 | 0 | 0 | 0 | 0 | 0 | 0 | 0 | 0 | 0 | 0 | 0 | 0 | 0 | 0 | 0 | 5000000 | scaled
1012-2 | 0 | 0 | 0 | 0 | 0% | 0% | 0% | 0 | 0 | 0 | 0 | 0 | 0 | 0 | 0 | 1012 | 0 | 0 | 0 | 0 | 0 | 0 | 0 | 0 | 0 | 0 | 0 | 0 | 0 | 0 | 0 | 0 | 0 | 0 |  | 26 | 1012-2 | 0 | 0 | 0 | 0 | 0 | 0 | 0 | 0 | 0 | 0 | 0 | 0 | 0 | 0 | 0 | 0 | 0 | 0 | 0 | 0 | 0 | 0 | 0 | 0 | 0 | 0 | 0 | 0 | 0 | 0 | 0 | 0 | 0 | 0 | 0 | 0 | 0 | 0 | 0 | 0 | 0 | 0 | 0 | 0 | 0 | 0 | 0 | 5000000 | scaled
1012-3 | 0 | 0 | 0 | 0 | 0% | 0% | 0% | 0 | 0 | 0 | 0 | 0 | 0 | 0 | 0 | 1012 | 0 | 0 | 0 | 0 | 0 | 0 | 0 | 0 | 0 | 0 | 0 | 0 | 0 | 0 | 0 | 0 | 0 | 0 |  | 27 | 1012-3 | 0 | 0 | 0 | 0 | 0 | 0 | 0 | 0 | 0 | 0 | 0 | 0 | 0 | 0 | 0 | 0 | 0 | 0 | 0 | 0 | 0 | 0 | 0 | 0 | 0 | 0 | 0 | 0 | 0 | 0 | 0 | 0 | 0 | 0 | 0 | 0 | 0 | 0 | 0 | 0 | 0 | 0 | 0 | 0 | 0 | 0 | 0 | 5000000 | scaled
1013-10 | 0 | 0 | 0 | 0 | 0% | 0% | 0% | 0 | 0 | 0 | 0 | 0 | 0 | 0 | 0 | 1013 | 0 | 0 | 0 | 0 | 0 | 0 | 0 | 0 | 0 | 0 | 0 | 0 | 0 | 0 | 0 | 0 | 0 | 0 |  | 28 | 1013-10 | 0 | 0 | 0 | 0 | 0 | 0 | 0 | 0 | 0 | 0 | 0 | 0 | 0 | 0 | 0 | 0 | 0 | 0 | 0 | 0 | 0 | 0 | 0 | 0 | 0 | 0 | 0 | 0 | 0 | 0 | 0 | 0 | 0 | 0 | 0 | 0 | 0 | 0 | 0 | 0 | 0 | 0 | 0 | 0 | 0 | 0 | 0 | 5000000 | scaled
1013-11 | 0 | 0 | 0 | 0 | 0% | 0% | 0% | 0 | 0 | 0 | 0 | 0 | 0 | 0 | 0 | 1013 | 0 | 0 | 0 | 0 | 0 | 0 | 0 | 0 | 0 | 0 | 0 | 0 | 0 | 0 | 0 | 0 | 0 | 0 |  | 29 | 1013-11 | 0 | 0 | 0 | 0 | 0 | 0 | 0 | 0 | 0 | 0 | 0 | 0 | 0 | 0 | 0 | 0 | 0 | 0 | 0 | 0 | 0 | 0 | 0 | 0 | 0 | 0 | 0 | 0 | 0 | 0 | 0 | 0 | 0 | 0 | 0 | 0 | 0 | 0 | 0 | 0 | 0 | 0 | 0 | 0 | 0 | 0 | 0 | 5000000 | scaled
1013-12F | 0 | 0 | 0 | 0 | 0% | 0% | 0% | 0 | 0 | 0 | 0 | 0 | 0 | 0 | 0 | 1013 | 0 | 0 | 0 | 0 | 0 | 0 | 0 | 0 | 0 | 0 | 0 | 0 | 0 | 0 | 0 | 0 | 0 | 0 |  | 30 | 1013-12F | 0 | 0 | 0 | 0 | 0 | 0 | 0 | 0 | 0 | 0 | 0 | 0 | 0 | 0 | 0 | 0 | 0 | 0 | 0 | 0 | 0 | 0 | 0 | 0 | 0 | 0 | 0 | 0 | 0 | 0 | 0 | 0 | 0 | 0 | 0 | 0 | 0 | 0 | 0 | 0 | 0 | 0 | 0 | 0 | 0 | 0 | 0 | 5000000 | scaled
1021-1749 | 0 | 0 | 0 | 0 | 0% | 0% | 0% | 0 | 0 | 0 | 0 | 0 | 0 | 0 | 0 | 1021 | 0 | 0 | 0 | 0 | 0 | 0 | 0 | 0 | 0 | 0 | 0 | 0 | 0 | 0 | 0 | 0 | 0 | 0 |  | 31 | 1021-1749 | 0 | 0 | 0 | 0 | 0 | 0 | 0 | 0 | 0 | 0 | 0 | 0 | 0 | 0 | 0 | 0 | 0 | 0 | 0 | 0 | 0 | 0 | 0 | 0 | 0 | 0 | 0 | 0 | 0 | 0 | 0 | 0 | 0 | 0 | 0 | 0 | 0 | 0 | 0 | 0 | 0 | 0 | 0 | 0 | 0 | 0 | 0 | 5000000 | scaled
1021-1750F | 0 | 0 | 0 | 0 | 0% | 0% | 0% | 0 | 0 | 0 | 0 | 0 | 0 | 0 | 0 | 1021 | 0 | 0 | 0 | 0 | 0 | 0 | 0 | 0 | 0 | 0 | 0 | 0 | 0 | 0 | 0 | 0 | 0 | 0 |  | 32 | 1021-1750F | 0 | 0 | 0 | 0 | 0 | 0 | 0 | 0 | 0 | 0 | 0 | 0 | 0 | 0 | 0 | 0 | 0 | 0 | 0 | 0 | 0 | 0 | 0 | 0 | 0 | 0 | 0 | 0 | 0 | 0 | 0 | 0 | 0 | 0 | 0 | 0 | 0 | 0 | 0 | 0 | 0 | 0 | 0 | 0 | 0 | 0 | 0 | 5000000 | scaled
1021-1760R | 7055715.6839 | 6926992.6786 | 126531.8319 | 2191.1734 | 98.18% | 1.793% | 0.03106% | 3950618.7268 | 6875874.7602 | 716279.5637 | 50674.3796 | 3183664.7835 | 1243094.3582 | 105481.0885 | 5527299.3135 | 1021 | 0.10829 | 0.061919 | 0.012984 | 65155023.5286 | 1273678.8131 | 115914.3011 | 5666122.5697 | 11761609.5588 | 1070394.4655 | 52323019.5043 | 50147724.5619 | 9092193.5915 | 643242.2383 | 40412288.7322 | 13851391.2728 | 2504203.0207 | 212490.7565 | 11134697.4956 |  | 33 | 1021-1760R | 7055715.6839 | 3105096.9571 | 179840.9237 | 6926992.6786 | 3031684.037 | 166402.1381 | 126531.8319 | 71221.7468 | 11247.6122 | 2191.1734 | 1273678.8131 | 557399.2493 | 30584.4549 | 5652690.2516 | 557276.1034 | 30563.6188 | 215.8507 | 121.4972 | 19.1873 | 1.6488 | 5666122.5697 | 2482457.7863 | 138823.2563 | 5652690.2516 | 2474026.9702 | 135815.6962 | 11441.8412 | 6440.3392 | 1017.0831 | 1990.4769 | 115914.3011 | 65239.9215 | 10433.2126 | 841.1135 | 380.9635 | 22.8231 | 114874.14 | 64659.9103 | 10211.3418 | 199.0477 | 0.0083966 | 0.0037982 | 0.0001974 | 0.096787 | 0.055013 | 0.0096788 | 0.0031074 | 5000000 | scaled
1021-25R | 18825689.9208 | 18768978.8338 | 52369.3413 | 4341.7458 | 99.7% | 0.2782% | 0.02306% | 9249811.6227 | 18335573.2204 | 1737588.5485 | 20839.9263 | 7491383.1478 | 3444115.8886 | 43326.7136 | 14848130.6182 | 1021 | 0.12361 | 0.071126 | 0.016364 | 152300070.8748 | 3534805.5135 | 47888.8257 | 15242995.5816 | 28596621.5582 | 387421.2088 | 123316028.1077 | 134632978.4427 | 25290971.4423 | 303329.5664 | 109038677.434 | 29951276.6215 | 5625985.4249 | 70774.465 | 24254516.7316 |  | 34 | 1021-25R | 18825689.9208 | 9575878.2981 | 490116.7004 | 18768978.8338 | 9542064.8346 | 481119.3784 | 52369.3413 | 29471.7178 | 4655.5762 | 4341.7458 | 3534805.5135 | 1797216.965 | 90689.6249 | 15233423.9563 | 1797162.2969 | 90678.2382 | 91.3364 | 51.4011 | 8.1197 | 3.267 | 15242995.5816 | 7751612.4337 | 394864.9634 | 15233423.9563 | 7744501.3627 | 390420.6086 | 5627.5537 | 3166.9995 | 500.2833 | 3944.0716 | 47888.8257 | 27048.8994 | 4562.112 | 843.9674 | 401.175 | 20.5316 | 46650.4511 | 26253.3172 | 4147.1732 | 394.4072 | 0.020462 | 0.0098576 | 0.0005154 | 0.096999 | 0.05512 | 0.0096998 | 0.0061486 | 5000000 | scaled
1021-855 | 5034375.2727 | 5009473.3713 | 22862.7294 | 2039.172 | 99.51% | 0.4541% | 0.0405% | 2615780.3956 | 4860096.8721 | 421435.1332 | 9100.8308 | 2185244.4316 | 782622.9691 | 18943.1553 | 4058530.7476 | 1021 | 0.10909 | 0.062482 | 0.012861 | 46149247.6114 | 810180.5501 | 20966.8919 | 4203227.8307 | 7426785.011 | 192199.8726 | 38530262.7278 | 38708542.2268 | 6236433.1797 | 134674.8727 | 32337434.1744 | 13550499.9923 | 2182041.3906 | 52815.6604 | 11315642.9412 |  | 35 | 1021-855 | 5034375.2727 | 2418594.8771 | 174278.4006 | 5009473.3713 | 2403692.4508 | 170206.2079 | 22862.7294 | 12863.2543 | 2033.0208 | 2039.172 | 810180.5501 | 388745.4169 | 27557.5809 | 4199162.8265 | 388734.2665 | 27554.5267 | 17.0911 | 9.616 | 1.5198 | 1.5344 | 4203227.8307 | 2017983.3991 | 144697.0831 | 4199162.8265 | 2014886.1229 | 142647.9339 | 2212.6064 | 1244.8785 | 196.7514 | 1852.3978 | 20966.8919 | 11866.0611 | 2023.7366 | 148.6203 | 72.0615 | 3.7473 | 20633.0318 | 11608.7599 | 1834.7495 | 185.2398 | 0.0089948 | 0.0043576 | 0.0002278 | 0.097178 | 0.055209 | 0.0097178 | 0.0029158 | 5000000 | scaled
1021-883R | 1386629.8745 | 1380794.9907 | 5282.084 | 552.7998 | 99.58% | 0.3809% | 0.03987% | 700064.7777 | 1323789.253 | 112850.9283 | 2134.2513 | 585079.598 | 213236.2754 | 4443.9545 | 1106109.0231 | 1021 | 0.10042 | 0.057199 | 0.010565 | 13808468.877 | 223251.847 | 4926.4831 | 1158451.5444 | 2223207.6762 | 49059.3705 | 11536201.8303 | 12003054.1829 | 1934900.6701 | 36593.0916 | 10031560.4212 | 5947774.9527 | 958068.9485 | 19966.6535 | 4969739.3507 |  | 36 | 1021-883R | 1386629.8745 | 686565.0968 | 62840.6215 | 1380794.9907 | 683039.7219 | 61818.1466 | 5282.084 | 2972.5751 | 469.6751 | 552.7998 | 223251.847 | 110400.9187 | 10015.5716 | 1157527.7861 | 110398.2388 | 10014.798 | 4.0228 | 2.2639 | 0.3577 | 0.41596 | 1158451.5444 | 573371.9464 | 52342.5212 | 1157527.7861 | 572632.5223 | 51802.8669 | 421.5911 | 237.257 | 37.4873 | 502.1671 | 4926.4831 | 2792.2318 | 482.5286 | 19.7963 | 8.9608 | 0.48175 | 4856.4701 | 2733.0542 | 431.8301 | 50.2167 | 0.002428 | 0.0011824 | 6.16e-05 | 0.097208 | 0.055234 | 0.0097208 | 0.000783 | 5000000 | scaled
1021-92 | 794362.5658 | 791177.5446 | 2853.327 | 331.6943 | 99.6% | 0.3592% | 0.04176% | 377805.9404 | 777111.7158 | 60899.2717 | 1064.1397 | 315842.529 | 125239.1803 | 2218.7609 | 649653.7746 | 1021 | 0.099013 | 0.056498 | 0.010231 | 8022778.3899 | 127938.598 | 2465.0721 | 663958.8957 | 1292134.1756 | 24896.3486 | 6705747.8657 | 7372996.8258 | 1188467.646 | 20767.0066 | 6163762.1732 | 1686201.2078 | 271747.8746 | 4814.3365 | 1409638.9968 |  | 37 | 1021-92 | 794362.5658 | 416556.6255 | 17250.8501 | 791177.5446 | 414618.6197 | 16665.4312 | 2853.327 | 1606.3115 | 253.7246 | 331.6943 | 127938.598 | 67039.3263 | 2699.4177 | 663235.7711 | 67037.9438 | 2698.9892 | 2.0124 | 1.1329 | 0.17895 | 0.24959 | 663958.8957 | 348116.3667 | 14305.1211 | 663235.7711 | 347577.5901 | 13966.2993 | 421.8113 | 237.4633 | 37.5085 | 301.3134 | 2465.0721 | 1400.9324 | 246.3112 | 5.4376 | 3.0858 | 0.14267 | 2429.5032 | 1367.7153 | 216.0372 | 30.1313 | 0.0012864 | 0.000752 | 3.92e-05 | 0.097262 | 0.05528 | 0.0097262 | 0.0004652 | 5000000 | scaled
1022-17F | 9800679.2209 | 9763526.9192 | 33870.5622 | 3281.7394 | 99.62% | 0.3456% | 0.03348% | 5093215.3814 | 9628735.3371 | 899946.8524 | 13621.0275 | 4179647.5015 | 1700997.7408 | 28276.1394 | 7899461.4569 | 1022 | 0.10945 | 0.063002 | 0.014014 | 89544644.2387 | 1730363.359 | 31262.534 | 8039053.3279 | 15809595.2226 | 285632.4975 | 73449416.5187 | 74719276.205 | 13202539.5354 | 199825.3044 | 61316911.3651 | 12269086.3516 | 2167438.1354 | 36029.9026 | 10065618.3136 |  | 38 | 1022-17F | 9800679.2209 | 4707463.8395 | 171943.8838 | 9763526.9192 | 4685170.327 | 165675.0622 | 33870.5622 | 19011.773 | 2987.0821 | 3281.7394 | 1730363.359 | 830416.5066 | 29365.6182 | 8032548.8918 | 830385.5985 | 29358.6806 | 50.6652 | 28.4387 | 4.4682 | 2.4694 | 8039053.3279 | 3859405.8263 | 139591.871 | 8032548.8918 | 3854447.0303 | 136299.9943 | 3523.2815 | 1977.6415 | 310.7221 | 2981.1546 | 31262.534 | 17641.5065 | 2986.3946 | 667.803 | 337.6982 | 16.3873 | 30296.6155 | 17005.6928 | 2671.8918 | 298.1155 | 0.014095 | 0.0069446 | 0.0003628 | 0.090782 | 0.051484 | 0.0090782 | 0.0045734 | 5000000 | scaled
1022-18 | 0 | 0 | 0 | 0 | 0% | 0% | 0% | 0 | 0 | 0 | 0 | 0 | 0 | 0 | 0 | 1022 | 0 | 0 | 0 | 0 | 0 | 0 | 0 | 0 | 0 | 0 | 0 | 0 | 0 | 0 | 0 | 0 | 0 | 0 |  | 39 | 1022-18 | 0 | 0 | 0 | 0 | 0 | 0 | 0 | 0 | 0 | 0 | 0 | 0 | 0 | 0 | 0 | 0 | 0 | 0 | 0 | 0 | 0 | 0 | 0 | 0 | 0 | 0 | 0 | 0 | 0 | 0 | 0 | 0 | 0 | 0 | 0 | 0 | 0 | 0 | 0 | 0 | 0 | 0 | 0 | 0 | 0 | 0 | 0 | 5000000 | scaled
1025-11 | 0 | 0 | 0 | 0 | 0% | 0% | 0% | 0 | 0 | 0 | 0 | 0 | 0 | 0 | 0 | 1025 | 0 | 0 | 0 | 0 | 0 | 0 | 0 | 0 | 0 | 0 | 0 | 0 | 0 | 0 | 0 | 0 | 0 | 0 |  | 40 | 1025-11 | 0 | 0 | 0 | 0 | 0 | 0 | 0 | 0 | 0 | 0 | 0 | 0 | 0 | 0 | 0 | 0 | 0 | 0 | 0 | 0 | 0 | 0 | 0 | 0 | 0 | 0 | 0 | 0 | 0 | 0 | 0 | 0 | 0 | 0 | 0 | 0 | 0 | 0 | 0 | 0 | 0 | 0 | 0 | 0 | 0 | 0 | 0 | 5000000 | scaled
1025-12F | 0 | 0 | 0 | 0 | 0% | 0% | 0% | 0 | 0 | 0 | 0 | 0 | 0 | 0 | 0 | 1025 | 0 | 0 | 0 | 0 | 0 | 0 | 0 | 0 | 0 | 0 | 0 | 0 | 0 | 0 | 0 | 0 | 0 | 0 |  | 41 | 1025-12F | 0 | 0 | 0 | 0 | 0 | 0 | 0 | 0 | 0 | 0 | 0 | 0 | 0 | 0 | 0 | 0 | 0 | 0 | 0 | 0 | 0 | 0 | 0 | 0 | 0 | 0 | 0 | 0 | 0 | 0 | 0 | 0 | 0 | 0 | 0 | 0 | 0 | 0 | 0 | 0 | 0 | 0 | 0 | 0 | 0 | 0 | 0 | 5000000 | scaled
1025-13F | 0 | 0 | 0 | 0 | 0% | 0% | 0% | 0 | 0 | 0 | 0 | 0 | 0 | 0 | 0 | 1025 | 0 | 0 | 0 | 0 | 0 | 0 | 0 | 0 | 0 | 0 | 0 | 0 | 0 | 0 | 0 | 0 | 0 | 0 |  | 42 | 1025-13F | 0 | 0 | 0 | 0 | 0 | 0 | 0 | 0 | 0 | 0 | 0 | 0 | 0 | 0 | 0 | 0 | 0 | 0 | 0 | 0 | 0 | 0 | 0 | 0 | 0 | 0 | 0 | 0 | 0 | 0 | 0 | 0 | 0 | 0 | 0 | 0 | 0 | 0 | 0 | 0 | 0 | 0 | 0 | 0 | 0 | 0 | 0 | 5000000 | scaled
1026-1 | 0 | 0 | 0 | 0 | 0% | 0% | 0% | 0 | 0 | 0 | 0 | 0 | 0 | 0 | 0 | 1026 | 0 | 0 | 0 | 0 | 0 | 0 | 0 | 0 | 0 | 0 | 0 | 0 | 0 | 0 | 0 | 0 | 0 | 0 |  | 43 | 1026-1 | 0 | 0 | 0 | 0 | 0 | 0 | 0 | 0 | 0 | 0 | 0 | 0 | 0 | 0 | 0 | 0 | 0 | 0 | 0 | 0 | 0 | 0 | 0 | 0 | 0 | 0 | 0 | 0 | 0 | 0 | 0 | 0 | 0 | 0 | 0 | 0 | 0 | 0 | 0 | 0 | 0 | 0 | 0 | 0 | 0 | 0 | 0 | 5000000 | scaled
1026-3F | 0 | 0 | 0 | 0 | 0% | 0% | 0% | 0 | 0 | 0 | 0 | 0 | 0 | 0 | 0 | 1026 | 0 | 0 | 0 | 0 | 0 | 0 | 0 | 0 | 0 | 0 | 0 | 0 | 0 | 0 | 0 | 0 | 0 | 0 |  | 44 | 1026-3F | 0 | 0 | 0 | 0 | 0 | 0 | 0 | 0 | 0 | 0 | 0 | 0 | 0 | 0 | 0 | 0 | 0 | 0 | 0 | 0 | 0 | 0 | 0 | 0 | 0 | 0 | 0 | 0 | 0 | 0 | 0 | 0 | 0 | 0 | 0 | 0 | 0 | 0 | 0 | 0 | 0 | 0 | 0 | 0 | 0 | 0 | 0 | 5000000 | scaled
102-373 | 0 | 0 | 0 | 0 | 0% | 0% | 0% | 0 | 0 | 0 | 0 | 0 | 0 | 0 | 0 | 102 | 0 | 0 | 0 | 0 | 0 | 0 | 0 | 0 | 0 | 0 | 0 | 0 | 0 | 0 | 0 | 0 | 0 | 0 |  | 45 | 102-373 | 0 | 0 | 0 | 0 | 0 | 0 | 0 | 0 | 0 | 0 | 0 | 0 | 0 | 0 | 0 | 0 | 0 | 0 | 0 | 0 | 0 | 0 | 0 | 0 | 0 | 0 | 0 | 0 | 0 | 0 | 0 | 0 | 0 | 0 | 0 | 0 | 0 | 0 | 0 | 0 | 0 | 0 | 0 | 0 | 0 | 0 | 0 | 5000000 | scaled
102-374 | 0 | 0 | 0 | 0 | 0% | 0% | 0% | 0 | 0 | 0 | 0 | 0 | 0 | 0 | 0 | 102 | 0 | 0 | 0 | 0 | 0 | 0 | 0 | 0 | 0 | 0 | 0 | 0 | 0 | 0 | 0 | 0 | 0 | 0 |  | 46 | 102-374 | 0 | 0 | 0 | 0 | 0 | 0 | 0 | 0 | 0 | 0 | 0 | 0 | 0 | 0 | 0 | 0 | 0 | 0 | 0 | 0 | 0 | 0 | 0 | 0 | 0 | 0 | 0 | 0 | 0 | 0 | 0 | 0 | 0 | 0 | 0 | 0 | 0 | 0 | 0 | 0 | 0 | 0 | 0 | 0 | 0 | 0 | 0 | 5000000 | scaled
102-375 | 0 | 0 | 0 | 0 | 0% | 0% | 0% | 0 | 0 | 0 | 0 | 0 | 0 | 0 | 0 | 102 | 0 | 0 | 0 | 0 | 0 | 0 | 0 | 0 | 0 | 0 | 0 | 0 | 0 | 0 | 0 | 0 | 0 | 0 |  | 47 | 102-375 | 0 | 0 | 0 | 0 | 0 | 0 | 0 | 0 | 0 | 0 | 0 | 0 | 0 | 0 | 0 | 0 | 0 | 0 | 0 | 0 | 0 | 0 | 0 | 0 | 0 | 0 | 0 | 0 | 0 | 0 | 0 | 0 | 0 | 0 | 0 | 0 | 0 | 0 | 0 | 0 | 0 | 0 | 0 | 0 | 0 | 0 | 0 | 5000000 | scaled
102-376 | 0 | 0 | 0 | 0 | 0% | 0% | 0% | 0 | 0 | 0 | 0 | 0 | 0 | 0 | 0 | 102 | 0 | 0 | 0 | 0 | 0 | 0 | 0 | 0 | 0 | 0 | 0 | 0 | 0 | 0 | 0 | 0 | 0 | 0 |  | 48 | 102-376 | 0 | 0 | 0 | 0 | 0 | 0 | 0 | 0 | 0 | 0 | 0 | 0 | 0 | 0 | 0 | 0 | 0 | 0 | 0 | 0 | 0 | 0 | 0 | 0 | 0 | 0 | 0 | 0 | 0 | 0 | 0 | 0 | 0 | 0 | 0 | 0 | 0 | 0 | 0 | 0 | 0 | 0 | 0 | 0 | 0 | 0 | 0 | 5000000 | scaled
102-376F | 0 | 0 | 0 | 0 | 0% | 0% | 0% | 0 | 0 | 0 | 0 | 0 | 0 | 0 | 0 | 102 | 0 | 0 | 0 | 0 | 0 | 0 | 0 | 0 | 0 | 0 | 0 | 0 | 0 | 0 | 0 | 0 | 0 | 0 |  | 49 | 102-376F | 0 | 0 | 0 | 0 | 0 | 0 | 0 | 0 | 0 | 0 | 0 | 0 | 0 | 0 | 0 | 0 | 0 | 0 | 0 | 0 | 0 | 0 | 0 | 0 | 0 | 0 | 0 | 0 | 0 | 0 | 0 | 0 | 0 | 0 | 0 | 0 | 0 | 0 | 0 | 0 | 0 | 0 | 0 | 0 | 0 | 0 | 0 | 5000000 | scaled
102-377 | 0 | 0 | 0 | 0 | 0% | 0% | 0% | 0 | 0 | 0 | 0 | 0 | 0 | 0 | 0 | 102 | 0 | 0 | 0 | 0 | 0 | 0 | 0 | 0 | 0 | 0 | 0 | 0 | 0 | 0 | 0 | 0 | 0 | 0 |  | 50 | 102-377 | 0 | 0 | 0 | 0 | 0 | 0 | 0 | 0 | 0 | 0 | 0 | 0 | 0 | 0 | 0 | 0 | 0 | 0 | 0 | 0 | 0 | 0 | 0 | 0 | 0 | 0 | 0 | 0 | 0 | 0 | 0 | 0 | 0 | 0 | 0 | 0 | 0 | 0 | 0 | 0 | 0 | 0 | 0 | 0 | 0 | 0 | 0 | 5000000 | scaled
102-377F | 0 | 0 | 0 | 0 | 0% | 0% | 0% | 0 | 0 | 0 | 0 | 0 | 0 | 0 | 0 | 102 | 0 | 0 | 0 | 0 | 0 | 0 | 0 | 0 | 0 | 0 | 0 | 0 | 0 | 0 | 0 | 0 | 0 | 0 |  | 51 | 102-377F | 0 | 0 | 0 | 0 | 0 | 0 | 0 | 0 | 0 | 0 | 0 | 0 | 0 | 0 | 0 | 0 | 0 | 0 | 0 | 0 | 0 | 0 | 0 | 0 | 0 | 0 | 0 | 0 | 0 | 0 | 0 | 0 | 0 | 0 | 0 | 0 | 0 | 0 | 0 | 0 | 0 | 0 | 0 | 0 | 0 | 0 | 0 | 5000000 | scaled
102-378 | 0 | 0 | 0 | 0 | 0% | 0% | 0% | 0 | 0 | 0 | 0 | 0 | 0 | 0 | 0 | 102 | 0 | 0 | 0 | 0 | 0 | 0 | 0 | 0 | 0 | 0 | 0 | 0 | 0 | 0 | 0 | 0 | 0 | 0 |  | 52 | 102-378 | 0 | 0 | 0 | 0 | 0 | 0 | 0 | 0 | 0 | 0 | 0 | 0 | 0 | 0 | 0 | 0 | 0 | 0 | 0 | 0 | 0 | 0 | 0 | 0 | 0 | 0 | 0 | 0 | 0 | 0 | 0 | 0 | 0 | 0 | 0 | 0 | 0 | 0 | 0 | 0 | 0 | 0 | 0 | 0 | 0 | 0 | 0 | 5000000 | scaled
102-378F | 0 | 0 | 0 | 0 | 0% | 0% | 0% | 0 | 0 | 0 | 0 | 0 | 0 | 0 | 0 | 102 | 0 | 0 | 0 | 0 | 0 | 0 | 0 | 0 | 0 | 0 | 0 | 0 | 0 | 0 | 0 | 0 | 0 | 0 |  | 53 | 102-378F | 0 | 0 | 0 | 0 | 0 | 0 | 0 | 0 | 0 | 0 | 0 | 0 | 0 | 0 | 0 | 0 | 0 | 0 | 0 | 0 | 0 | 0 | 0 | 0 | 0 | 0 | 0 | 0 | 0 | 0 | 0 | 0 | 0 | 0 | 0 | 0 | 0 | 0 | 0 | 0 | 0 | 0 | 0 | 0 | 0 | 0 | 0 | 5000000 | scaled
102-756 | 0 | 0 | 0 | 0 | 0% | 0% | 0% | 0 | 0 | 0 | 0 | 0 | 0 | 0 | 0 | 102 | 0 | 0 | 0 | 0 | 0 | 0 | 0 | 0 | 0 | 0 | 0 | 0 | 0 | 0 | 0 | 0 | 0 | 0 |  | 54 | 102-756 | 0 | 0 | 0 | 0 | 0 | 0 | 0 | 0 | 0 | 0 | 0 | 0 | 0 | 0 | 0 | 0 | 0 | 0 | 0 | 0 | 0 | 0 | 0 | 0 | 0 | 0 | 0 | 0 | 0 | 0 | 0 | 0 | 0 | 0 | 0 | 0 | 0 | 0 | 0 | 0 | 0 | 0 | 0 | 0 | 0 | 0 | 0 | 5000000 | scaled
102-757F | 0 | 0 | 0 | 0 | 0% | 0% | 0% | 0 | 0 | 0 | 0 | 0 | 0 | 0 | 0 | 102 | 0 | 0 | 0 | 0 | 0 | 0 | 0 | 0 | 0 | 0 | 0 | 0 | 0 | 0 | 0 | 0 | 0 | 0 |  | 55 | 102-757F | 0 | 0 | 0 | 0 | 0 | 0 | 0 | 0 | 0 | 0 | 0 | 0 | 0 | 0 | 0 | 0 | 0 | 0 | 0 | 0 | 0 | 0 | 0 | 0 | 0 | 0 | 0 | 0 | 0 | 0 | 0 | 0 | 0 | 0 | 0 | 0 | 0 | 0 | 0 | 0 | 0 | 0 | 0 | 0 | 0 | 0 | 0 | 5000000 | scaled
102-758F | 0 | 0 | 0 | 0 | 0% | 0% | 0% | 0 | 0 | 0 | 0 | 0 | 0 | 0 | 0 | 102 | 0 | 0 | 0 | 0 | 0 | 0 | 0 | 0 | 0 | 0 | 0 | 0 | 0 | 0 | 0 | 0 | 0 | 0 |  | 56 | 102-758F | 0 | 0 | 0 | 0 | 0 | 0 | 0 | 0 | 0 | 0 | 0 | 0 | 0 | 0 | 0 | 0 | 0 | 0 | 0 | 0 | 0 | 0 | 0 | 0 | 0 | 0 | 0 | 0 | 0 | 0 | 0 | 0 | 0 | 0 | 0 | 0 | 0 | 0 | 0 | 0 | 0 | 0 | 0 | 0 | 0 | 0 | 0 | 5000000 | scaled
102-759F | 0 | 0 | 0 | 0 | 0% | 0% | 0% | 0 | 0 | 0 | 0 | 0 | 0 | 0 | 0 | 102 | 0 | 0 | 0 | 0 | 0 | 0 | 0 | 0 | 0 | 0 | 0 | 0 | 0 | 0 | 0 | 0 | 0 | 0 |  | 57 | 102-759F | 0 | 0 | 0 | 0 | 0 | 0 | 0 | 0 | 0 | 0 | 0 | 0 | 0 | 0 | 0 | 0 | 0 | 0 | 0 | 0 | 0 | 0 | 0 | 0 | 0 | 0 | 0 | 0 | 0 | 0 | 0 | 0 | 0 | 0 | 0 | 0 | 0 | 0 | 0 | 0 | 0 | 0 | 0 | 0 | 0 | 0 | 0 | 5000000 | scaled
102-760F | 0 | 0 | 0 | 0 | 0% | 0% | 0% | 0 | 0 | 0 | 0 | 0 | 0 | 0 | 0 | 102 | 0 | 0 | 0 | 0 | 0 | 0 | 0 | 0 | 0 | 0 | 0 | 0 | 0 | 0 | 0 | 0 | 0 | 0 |  | 58 | 102-760F | 0 | 0 | 0 | 0 | 0 | 0 | 0 | 0 | 0 | 0 | 0 | 0 | 0 | 0 | 0 | 0 | 0 | 0 | 0 | 0 | 0 | 0 | 0 | 0 | 0 | 0 | 0 | 0 | 0 | 0 | 0 | 0 | 0 | 0 | 0 | 0 | 0 | 0 | 0 | 0 | 0 | 0 | 0 | 0 | 0 | 0 | 0 | 5000000 | scaled
1021-13 | 0 | 0 | 0 | 0 | 0% | 0% | 0% | 0 | 0 | 0 | 0 | 0 | 0 | 0 | 0 | 1021 | 0 | 0 | 0 | 0 | 0 | 0 | 0 | 0 | 0 | 0 | 0 | 0 | 0 | 0 | 0 | 0 | 0 | 0 |  | 59 | 1021-13 | 0 | 0 | 0 | 0 | 0 | 0 | 0 | 0 | 0 | 0 | 0 | 0 | 0 | 0 | 0 | 0 | 0 | 0 | 0 | 0 | 0 | 0 | 0 | 0 | 0 | 0 | 0 | 0 | 0 | 0 | 0 | 0 | 0 | 0 | 0 | 0 | 0 | 0 | 0 | 0 | 0 | 0 | 0 | 0 | 0 | 0 | 0 | 5000000 | scaled
1021-14F | 1554.9669 | 0 | 1554.9669 | 0 | 0% | 100% | 0% | 82.6888 | 171.9447 | 1.0727 | 64.7525 | 16.8635 | 2.2307 | 134.6476 | 35.0664 | 1021 | 0.097521 | 0.097521 | 0.097521 | 15945.0098 | 20.1729 | 1217.6743 | 317.1197 | 206.858 | 12486.3295 | 3251.8223 | 15097.0985 | 195.8579 | 11822.3413 | 3078.8994 | 14181.847 | 183.9841 | 11105.6197 | 2892.2432 |  | 60 | 1021-14F | 1554.9669 | 1472.2781 | 1383.0222 | 0 | 0 | 0 | 1554.9669 | 1472.2781 | 1383.0222 | 0 | 20.1729 | 19.1002 | 17.9422 | 0 | 0 | 0 | 20.1729 | 19.1002 | 17.9422 | 0 | 317.1197 | 300.2561 | 282.0533 | 0 | 0 | 0 | 317.1197 | 300.2561 | 282.0533 | 0 | 1217.6743 | 1152.9218 | 1083.0267 | 0 | 0 | 0 | 1217.6743 | 1152.9218 | 1083.0267 | 0 | 0 | 0 | 0 | 0.097521 | 0.097521 | 0.097521 | 0 | 5000000 | scaled
1021-15F | 0 | 0 | 0 | 0 | 0% | 0% | 0% | 0 | 0 | 0 | 0 | 0 | 0 | 0 | 0 | 1021 | 0 | 0 | 0 | 0 | 0 | 0 | 0 | 0 | 0 | 0 | 0 | 0 | 0 | 0 | 0 | 0 | 0 | 0 |  | 61 | 1021-15F | 0 | 0 | 0 | 0 | 0 | 0 | 0 | 0 | 0 | 0 | 0 | 0 | 0 | 0 | 0 | 0 | 0 | 0 | 0 | 0 | 0 | 0 | 0 | 0 | 0 | 0 | 0 | 0 | 0 | 0 | 0 | 0 | 0 | 0 | 0 | 0 | 0 | 0 | 0 | 0 | 0 | 0 | 0 | 0 | 0 | 0 | 0 | 5000000 | scaled
1021-16F | 775.228 | 0 | 775.228 | 0 | 0% | 100% | 0% | 41.3621 | 85.905 | 0.5366 | 32.3901 | 8.4354 | 1.1145 | 67.2711 | 17.5194 | 1021 | 0.097212 | 0.097212 | 0.097212 | 7974.6453 | 10.0572 | 607.071 | 158.0999 | 103.4568 | 6244.8409 | 1626.3476 | 7549.1597 | 97.9368 | 5911.6487 | 1539.5742 | 7090.9546 | 91.9925 | 5552.8342 | 1446.1279 |  | 62 | 1021-16F | 775.228 | 733.8659 | 689.323 | 0 | 0 | 0 | 775.228 | 733.8659 | 689.323 | 0 | 10.0572 | 9.5206 | 8.9427 | 0 | 0 | 0 | 10.0572 | 9.5206 | 8.9427 | 0 | 158.0999 | 149.6645 | 140.5804 | 0 | 0 | 0 | 158.0999 | 149.6645 | 140.5804 | 0 | 607.071 | 574.6808 | 539.7999 | 0 | 0 | 0 | 607.071 | 574.6808 | 539.7999 | 0 | 0 | 0 | 0 | 0.097212 | 0.097212 | 0.097212 | 0 | 5000000 | scaled
1021-1748F | 35156122.4002 | 34811510.8905 | 331735.5921 | 12875.9176 | 99.02% | 0.9436% | 0.03662% | 18234195.8261 | 34160490.9506 | 3364710.019 | 136745.7696 | 14732740.0374 | 6297990.264 | 284557.122 | 27577943.5646 | 1021 | 0.16564 | 0.097279 | 0.029092 | 212249540.2576 | 6475457.4306 | 312711.0108 | 28367953.9588 | 39094552.208 | 1887943.3722 | 171267044.6773 | 173953228.9126 | 32099149.1891 | 1304547.1485 | 140549532.575 | 34223077.1478 | 6309528.9524 | 285078.4654 | 27628469.73 |  | 63 | 1021-1748F | 35156122.4002 | 16921926.5741 | 995631.4496 | 34811510.8905 | 16722334.2271 | 953277.947 | 331735.5921 | 186716.4294 | 29477.5849 | 12875.9176 | 6475457.4306 | 3110747.4116 | 177467.1666 | 28325094.6078 | 3110498.1509 | 177419.6558 | 425.643 | 239.572 | 37.8221 | 9.6887 | 28367953.9588 | 13635213.9213 | 790010.3941 | 28325094.6078 | 13605977.4684 | 775544.7391 | 31162.7793 | 17539.8812 | 2769.0833 | 11696.5718 | 312711.0108 | 175965.2412 | 28153.8888 | 11394.1838 | 5858.6078 | 313.5521 | 300147.1698 | 168936.9762 | 26670.6796 | 1169.6572 | 0.051371 | 0.024475 | 0.0012862 | 0.096065 | 0.054604 | 0.0096064 | 0.0182 | 5000000 | scaled
1022-26R | 694720.3524 | 689284.7819 | 5189.1765 | 246.3939 | 99.22% | 0.7469% | 0.03547% | 236637.3688 | 672388.1698 | 37822.4111 | 2015.7749 | 196799.1827 | 107720.1081 | 4193.2795 | 560474.7823 | 1022 | 0.092662 | 0.052815 | 0.0095068 | 7497375.9668 | 111212.2032 | 4620.8118 | 578887.3374 | 1200194.7211 | 49867.4941 | 6247313.7516 | 8673350.0635 | 1386285.7483 | 73883.1811 | 7213181.1341 | 2349074.6161 | 376334.0624 | 14649.7615 | 1958090.7921 |  | 64 | 1022-26R | 694720.3524 | 458082.9836 | 22332.1826 | 689284.7819 | 454923.3697 | 21627.9658 | 5189.1765 | 2913.22 | 457.8229 | 246.3939 | 111212.2032 | 73389.7921 | 3492.0951 | 578066.0897 | 73387.4731 | 3491.5745 | 3.8004 | 2.1335 | 0.33529 | 0.1854 | 578887.3374 | 382088.1547 | 18412.5551 | 578066.0897 | 381528.9343 | 18136.0208 | 597.4218 | 335.3945 | 52.7084 | 223.8259 | 4620.8118 | 2605.0368 | 427.5323 | 10.4748 | 6.9623 | 0.37058 | 4587.9543 | 2575.6919 | 404.7791 | 22.3826 | 0.0011886 | 0.000775 | 4.04e-05 | 0.091119 | 0.051685 | 0.0091118 | 0.0003546 | 5000000 | scaled
1022-322R | 5072199.4815 | 5029594.3965 | 40132.4725 | 2472.6125 | 99.16% | 0.7912% | 0.04875% | 2625605.8934 | 4937040.1568 | 466796.0357 | 16012.9828 | 2142796.8748 | 877033.3187 | 33268.5777 | 4026738.2604 | 1022 | 0.10587 | 0.060555 | 0.012854 | 47911596.3938 | 900147.2331 | 36690.4968 | 4135361.7516 | 8502719.7929 | 346575.5404 | 39062301.0604 | 40402967.033 | 7183082.9182 | 246408.6553 | 32973475.4595 | 10514635.0436 | 1867857.0509 | 70853.5765 | 8575924.4162 |  | 65 | 1022-322R | 5072199.4815 | 2446593.5881 | 135159.3247 | 5029594.3965 | 2421582.6521 | 129146.0709 | 40132.4725 | 22538.3235 | 3540.6413 | 2472.6125 | 900147.2331 | 433351.1973 | 23113.9143 | 4129180.9148 | 433319.9779 | 23107.4417 | 52.2774 | 29.3589 | 4.6121 | 1.8606 | 4135361.7516 | 1992564.8768 | 108623.4912 | 4129180.9148 | 1988109.019 | 106030.2188 | 3934.6987 | 2209.7196 | 347.1343 | 2246.1381 | 36690.4968 | 20677.514 | 3421.9192 | 320.3866 | 153.6552 | 8.4104 | 36145.4964 | 20299.245 | 3188.8949 | 224.6138 | 0.011253 | 0.0053674 | 0.0002806 | 0.091155 | 0.051729 | 0.0091154 | 0.0034584 | 5000000 | scaled
1023-200R | 2889973.2177 | 2868050.8454 | 19336.8689 | 2585.5034 | 99.24% | 0.6691% | 0.08946% | 1230554.3041 | 2802222.7639 | 198368.9512 | 7743.6981 | 1024441.6547 | 452111.7661 | 16178.8404 | 2333932.1574 | 1023 | 0.083115 | 0.048838 | 0.010794 | 34770945.3903 | 465674.299 | 17905.0863 | 2406393.8324 | 5602797.8119 | 215426.4867 | 28952721.0916 | 33977749.346 | 5477312.5259 | 213817.0027 | 28286619.8175 | 8129859.7201 | 1311674.8901 | 46938.3463 | 6771246.4836 |  | 66 | 1023-200R | 2889973.2177 | 1659418.9137 | 87750.4539 | 2868050.8454 | 1645995.2375 | 83518.7029 | 19336.8689 | 10838.1727 | 1646.2475 | 2585.5034 | 465674.299 | 267305.3478 | 13562.533 | 2402145.4981 | 267291.9986 | 13558.8553 | 20.3459 | 11.4037 | 1.7321 | 1.9455 | 2406393.8324 | 1381952.1777 | 72461.675 | 2402145.4981 | 1378538.7515 | 69951.2593 | 1899.6453 | 1064.7372 | 161.7266 | 2348.689 | 17905.0863 | 10161.3882 | 1726.2459 | 253.3397 | 164.4875 | 8.5883 | 17416.8777 | 9762.0317 | 1482.7887 | 234.8689 | 0.011031 | 0.006341 | 0.0003308 | 0.068467 | 0.038881 | 0.0068466 | 0.0036162 | 5000000 | scaled
1023-46AE | 9469914.9237 | 9089006.5352 | 367772.8429 | 13135.5456 | 95.98% | 3.884% | 0.1387% | 4927697.7652 | 9197235.5236 | 771990.222 | 148017.8191 | 4007689.7241 | 1435295.9759 | 308434.2954 | 7453505.2523 | 1023 | 0.13914 | 0.081246 | 0.026514 | 68062682.3672 | 1472321.9072 | 337985.3796 | 7659607.6368 | 10581951.2764 | 2429186.7163 | 55051544.3744 | 55907101.148 | 8758600.3607 | 1679333.3482 | 45469167.4391 | 10284510.5928 | 1604973.2151 | 344896.6562 | 8334640.7215 |  | 67 | 1023-46AE | 9469914.9237 | 4542217.1584 | 272679.4001 | 9089006.5352 | 4322924.5225 | 228278.2934 | 367772.8429 | 206157.0904 | 31265.5611 | 13135.5456 | 1472321.9072 | 700331.6853 | 37025.9313 | 7612296.5774 | 700011.9988 | 36969.063 | 552.6703 | 309.8024 | 46.9843 | 9.8841 | 7659607.6368 | 3651917.9127 | 206102.3845 | 7612296.5774 | 3620153.8019 | 191162.3122 | 35378.6399 | 19831.6912 | 3007.6528 | 11932.4195 | 337985.3796 | 189967.5605 | 29551.0842 | 4950.6049 | 2758.7217 | 146.9183 | 331841.5327 | 186015.5968 | 28210.924 | 1193.242 | 0.053269 | 0.02449 | 0.0012808 | 0.06737 | 0.03826 | 0.006737 | 0.018496 | 5000000 | scaled
1023-48R | 3773847.2966 | 3675353.5853 | 88211.5049 | 10282.2064 | 97.39% | 2.337% | 0.2725% | 2145856.4714 | 3649952.8281 | 339239.5324 | 36248.9588 | 1770367.9802 | 574637.4286 | 74827.0839 | 3000488.3156 | 1023 | 0.12816 | 0.072317 | 0.022197 | 29445730.7162 | 591751.8714 | 82465.5792 | 3099629.846 | 4617189.0081 | 643443.9576 | 24185097.7505 | 22511931.1861 | 3558922.5614 | 380283.6194 | 18572725.0053 | 5581686.7691 | 878763.722 | 114429.2443 | 4588493.8027 |  | 68 | 1023-48R | 3773847.2966 | 1627990.8252 | 123894.4685 | 3675353.5853 | 1568284.5417 | 106114.0892 | 88211.5049 | 49424.0771 | 7498.1729 | 10282.2064 | 591751.8714 | 252512.339 | 17114.4428 | 3080005.1496 | 252433.4121 | 17095.9055 | 127.0588 | 71.1899 | 10.8003 | 7.737 | 3099629.846 | 1329261.8658 | 99141.5304 | 3080005.1496 | 1314159.2594 | 88926.9181 | 10284.2697 | 5762.1797 | 874.1857 | 9340.4267 | 82465.5792 | 46216.6205 | 7638.4954 | 3731.3602 | 1691.8702 | 91.2657 | 77800.1764 | 43590.7075 | 6613.187 | 934.0427 | 0.046087 | 0.019494 | 0.001017 | 0.067662 | 0.038409 | 0.0067662 | 0.014413 | 5000000 | scaled
1023-89R | 585508.6346 | 513362.5128 | 69359.9995 | 2786.1223 | 87.68% | 11.85% | 0.4758% | 355861.1419 | 567656.5998 | 52554.0762 | 27577.1748 | 275729.8908 | 81441.7031 | 57330.2613 | 428884.6354 | 1023 | 0.083403 | 0.047254 | 0.010977 | 7020201.03 | 82928.2902 | 62887.3849 | 439692.9595 | 994303.4721 | 754014.6434 | 5271882.9145 | 4859811.842 | 717703.8789 | 376607.2354 | 3765500.7276 | 1626283.0941 | 233322.8663 | 164245.8393 | 1228714.3886 |  | 69 | 1023-89R | 585508.6346 | 229647.4927 | 17852.0348 | 513362.5128 | 187982.309 | 9170.9537 | 69359.9995 | 38879.0614 | 5894.9588 | 2786.1223 | 82928.2902 | 30374.214 | 1486.5871 | 430215.6793 | 30327.5744 | 1477.7369 | 79.4647 | 44.5432 | 6.7538 | 2.0965 | 439692.9595 | 163963.0686 | 10808.324 | 430215.6793 | 157538.4296 | 7687.0161 | 6946.3476 | 3893.7064 | 590.3753 | 2530.9326 | 62887.3849 | 35310.2101 | 5557.1237 | 300.1045 | 116.3051 | 6.2007 | 62334.1871 | 34940.8118 | 5297.8297 | 253.0933 | 0.011787 | 0.004875 | 0.0002548 | 0.06766 | 0.038423 | 0.006766 | 0.0039564 | 5000000 | scaled
1030-1728R | 5124158.6734 | 5035020.7149 | 87660.8236 | 1477.1349 | 98.26% | 1.711% | 0.02883% | 2457275.5476 | 4976304.1746 | 417589.4186 | 35087.0004 | 2004599.1286 | 845553.6361 | 73215.4248 | 4057535.1137 | 1030 | 0.23544 | 0.13425 | 0.024893 | 21764199.0579 | 869377.4005 | 81006.1017 | 4173775.1712 | 3692567.699 | 344062.9055 | 17727568.4534 | 19865199.1879 | 3375892.0476 | 283651.645 | 16205655.4952 | 5939696.887 | 1009249.4599 | 87389.6401 | 4843057.7871 |  | 70 | 1030-1728R | 5124158.6734 | 2666883.1258 | 147854.4987 | 5035020.7149 | 2615783.5029 | 138056.9432 | 87660.8236 | 49622.4879 | 8320.4207 | 1477.1349 | 869377.4005 | 451787.9819 | 23823.7644 | 4165439.1016 | 451731.7503 | 23813.4107 | 97.3726 | 55.1201 | 9.2422 | 1.1115 | 4173775.1712 | 2169176.0426 | 116240.0575 | 4165439.1016 | 2163874.9533 | 114234.3532 | 6994.2301 | 3959.2498 | 663.8648 | 1341.8395 | 81006.1017 | 45919.1013 | 7790.6769 | 302.6969 | 176.7993 | 9.1793 | 80569.2209 | 45608.1181 | 7647.3136 | 134.1839 | 0.0075448 | 0.0037724 | 0.0001972 | 0.22578 | 0.12836 | 0.022578 | 0.0021176 | 5000000 | scaled
1030-1732 | 0 | 0 | 0 | 0 | 0% | 0% | 0% | 0 | 0 | 0 | 0 | 0 | 0 | 0 | 0 | 1030 | 0 | 0 | 0 | 0 | 0 | 0 | 0 | 0 | 0 | 0 | 0 | 0 | 0 | 0 | 0 | 0 | 0 | 0 |  | 71 | 1030-1732 | 0 | 0 | 0 | 0 | 0 | 0 | 0 | 0 | 0 | 0 | 0 | 0 | 0 | 0 | 0 | 0 | 0 | 0 | 0 | 0 | 0 | 0 | 0 | 0 | 0 | 0 | 0 | 0 | 0 | 0 | 0 | 0 | 0 | 0 | 0 | 0 | 0 | 0 | 0 | 0 | 0 | 0 | 0 | 0 | 0 | 0 | 0 | 5000000 | scaled
1030-1733 | 0 | 0 | 0 | 0 | 0% | 0% | 0% | 0 | 0 | 0 | 0 | 0 | 0 | 0 | 0 | 1030 | 0 | 0 | 0 | 0 | 0 | 0 | 0 | 0 | 0 | 0 | 0 | 0 | 0 | 0 | 0 | 0 | 0 | 0 |  | 72 | 1030-1733 | 0 | 0 | 0 | 0 | 0 | 0 | 0 | 0 | 0 | 0 | 0 | 0 | 0 | 0 | 0 | 0 | 0 | 0 | 0 | 0 | 0 | 0 | 0 | 0 | 0 | 0 | 0 | 0 | 0 | 0 | 0 | 0 | 0 | 0 | 0 | 0 | 0 | 0 | 0 | 0 | 0 | 0 | 0 | 0 | 0 | 0 | 0 | 5000000 | scaled
1030-1735F | 0 | 0 | 0 | 0 | 0% | 0% | 0% | 0 | 0 | 0 | 0 | 0 | 0 | 0 | 0 | 1030 | 0 | 0 | 0 | 0 | 0 | 0 | 0 | 0 | 0 | 0 | 0 | 0 | 0 | 0 | 0 | 0 | 0 | 0 |  | 73 | 1030-1735F | 0 | 0 | 0 | 0 | 0 | 0 | 0 | 0 | 0 | 0 | 0 | 0 | 0 | 0 | 0 | 0 | 0 | 0 | 0 | 0 | 0 | 0 | 0 | 0 | 0 | 0 | 0 | 0 | 0 | 0 | 0 | 0 | 0 | 0 | 0 | 0 | 0 | 0 | 0 | 0 | 0 | 0 | 0 | 0 | 0 | 0 | 0 | 5000000 | scaled
1030-1766 | 0 | 0 | 0 | 0 | 0% | 0% | 0% | 0 | 0 | 0 | 0 | 0 | 0 | 0 | 0 | 1030 | 0 | 0 | 0 | 0 | 0 | 0 | 0 | 0 | 0 | 0 | 0 | 0 | 0 | 0 | 0 | 0 | 0 | 0 |  | 74 | 1030-1766 | 0 | 0 | 0 | 0 | 0 | 0 | 0 | 0 | 0 | 0 | 0 | 0 | 0 | 0 | 0 | 0 | 0 | 0 | 0 | 0 | 0 | 0 | 0 | 0 | 0 | 0 | 0 | 0 | 0 | 0 | 0 | 0 | 0 | 0 | 0 | 0 | 0 | 0 | 0 | 0 | 0 | 0 | 0 | 0 | 0 | 0 | 0 | 5000000 | scaled
1030-1769F | 0 | 0 | 0 | 0 | 0% | 0% | 0% | 0 | 0 | 0 | 0 | 0 | 0 | 0 | 0 | 1030 | 0 | 0 | 0 | 0 | 0 | 0 | 0 | 0 | 0 | 0 | 0 | 0 | 0 | 0 | 0 | 0 | 0 | 0 |  | 75 | 1030-1769F | 0 | 0 | 0 | 0 | 0 | 0 | 0 | 0 | 0 | 0 | 0 | 0 | 0 | 0 | 0 | 0 | 0 | 0 | 0 | 0 | 0 | 0 | 0 | 0 | 0 | 0 | 0 | 0 | 0 | 0 | 0 | 0 | 0 | 0 | 0 | 0 | 0 | 0 | 0 | 0 | 0 | 0 | 0 | 0 | 0 | 0 | 0 | 5000000 | scaled
1030-1774 | 0 | 0 | 0 | 0 | 0% | 0% | 0% | 0 | 0 | 0 | 0 | 0 | 0 | 0 | 0 | 1030 | 0 | 0 | 0 | 0 | 0 | 0 | 0 | 0 | 0 | 0 | 0 | 0 | 0 | 0 | 0 | 0 | 0 | 0 |  | 76 | 1030-1774 | 0 | 0 | 0 | 0 | 0 | 0 | 0 | 0 | 0 | 0 | 0 | 0 | 0 | 0 | 0 | 0 | 0 | 0 | 0 | 0 | 0 | 0 | 0 | 0 | 0 | 0 | 0 | 0 | 0 | 0 | 0 | 0 | 0 | 0 | 0 | 0 | 0 | 0 | 0 | 0 | 0 | 0 | 0 | 0 | 0 | 0 | 0 | 5000000 | scaled
1030-1775F | 0 | 0 | 0 | 0 | 0% | 0% | 0% | 0 | 0 | 0 | 0 | 0 | 0 | 0 | 0 | 1030 | 0 | 0 | 0 | 0 | 0 | 0 | 0 | 0 | 0 | 0 | 0 | 0 | 0 | 0 | 0 | 0 | 0 | 0 |  | 77 | 1030-1775F | 0 | 0 | 0 | 0 | 0 | 0 | 0 | 0 | 0 | 0 | 0 | 0 | 0 | 0 | 0 | 0 | 0 | 0 | 0 | 0 | 0 | 0 | 0 | 0 | 0 | 0 | 0 | 0 | 0 | 0 | 0 | 0 | 0 | 0 | 0 | 0 | 0 | 0 | 0 | 0 | 0 | 0 | 0 | 0 | 0 | 0 | 0 | 5000000 | scaled
1030-1776F | 0 | 0 | 0 | 0 | 0% | 0% | 0% | 0 | 0 | 0 | 0 | 0 | 0 | 0 | 0 | 1030 | 0 | 0 | 0 | 0 | 0 | 0 | 0 | 0 | 0 | 0 | 0 | 0 | 0 | 0 | 0 | 0 | 0 | 0 |  | 78 | 1030-1776F | 0 | 0 | 0 | 0 | 0 | 0 | 0 | 0 | 0 | 0 | 0 | 0 | 0 | 0 | 0 | 0 | 0 | 0 | 0 | 0 | 0 | 0 | 0 | 0 | 0 | 0 | 0 | 0 | 0 | 0 | 0 | 0 | 0 | 0 | 0 | 0 | 0 | 0 | 0 | 0 | 0 | 0 | 0 | 0 | 0 | 0 | 0 | 5000000 | scaled
1030-1777 | 11817577.2193 | 11650337.6053 | 163206.4337 | 4033.1803 | 98.58% | 1.381% | 0.03413% | 5310691.1716 | 11559992.8328 | 876248.7272 | 66845.9837 | 4367596.4606 | 1908582.8873 | 140075.5023 | 9511334.4432 | 1030 | 0.24629 | 0.14233 | 0.028576 | 47981587.9369 | 1948402.3258 | 154683.3727 | 9714491.5208 | 7910880.1913 | 628043.6092 | 39442664.1364 | 45715612.9088 | 7542944.2858 | 575425.1223 | 37597243.5006 | 9014137.4655 | 1488255.9842 | 109226.6969 | 7416654.7844 |  | 79 | 1030-1777 | 11817577.2193 | 6506886.0478 | 257584.3866 | 11650337.6053 | 6410417.5406 | 238066.1839 | 163206.4337 | 92435.3268 | 15485.0224 | 4033.1803 | 1948402.3258 | 1072153.5986 | 39819.4385 | 9696138.3924 | 1071985.0238 | 39788.672 | 292.2821 | 165.54 | 27.7317 | 3.0348 | 9714491.5208 | 5346895.0602 | 203157.0776 | 9696138.3924 | 5334911.67 | 198099.5829 | 14689.3597 | 8319.6216 | 1393.7261 | 3663.7686 | 154683.3727 | 87837.3889 | 14607.8704 | 6092.204 | 3520.8469 | 177.929 | 148224.7918 | 83950.1652 | 14063.5646 | 366.3769 | 0.016484 | 0.009158 | 0.0004878 | 0.22414 | 0.1275 | 0.022414 | 0.0056742 | 5000000 | scaled
1030-1823F | 2150973.8719 | 2139065.0261 | 11371.7045 | 537.1412 | 99.45% | 0.5287% | 0.02497% | 984520.6634 | 2082493.3127 | 158063.4052 | 4464.1344 | 821993.1239 | 334299.5999 | 9310.7753 | 1738882.9376 | 1030 | 0.10605 | 0.060478 | 0.011028 | 20281988.8083 | 345121.6275 | 10267.6985 | 1795584.5459 | 3254225.0178 | 96816.3068 | 16930947.4837 | 19287231.8605 | 3096537.8965 | 87454.5325 | 16103239.4314 | 6209924.1114 | 996870.0177 | 27764.4147 | 5185289.679 |  | 80 | 1030-1823F | 2150973.8719 | 1166453.2085 | 68480.5591 | 2139065.0261 | 1159514.2776 | 66926.5791 | 11371.7045 | 6401.7896 | 1016.8388 | 537.1412 | 345121.6275 | 187058.2223 | 10822.0276 | 1793887.8881 | 187037.159 | 10818.342 | 36.6975 | 20.6591 | 3.2814 | 0.40418 | 1795584.5459 | 973591.422 | 56701.6083 | 1793887.8881 | 972423.0237 | 56105.5842 | 1208.715 | 680.4555 | 108.0813 | 487.9428 | 10267.6985 | 5803.5642 | 956.9232 | 92.6121 | 54.0949 | 2.6529 | 10126.2921 | 5700.675 | 905.4761 | 48.7943 | 0.0034008 | 0.0018466 | 9.6e-05 | 0.10191 | 0.057891 | 0.010191 | 0.0007404 | 5000000 | scaled
1030-1831 | 0 | 0 | 0 | 0 | 0% | 0% | 0% | 0 | 0 | 0 | 0 | 0 | 0 | 0 | 0 | 1030 | 0 | 0 | 0 | 0 | 0 | 0 | 0 | 0 | 0 | 0 | 0 | 0 | 0 | 0 | 0 | 0 | 0 | 0 |  | 81 | 1030-1831 | 0 | 0 | 0 | 0 | 0 | 0 | 0 | 0 | 0 | 0 | 0 | 0 | 0 | 0 | 0 | 0 | 0 | 0 | 0 | 0 | 0 | 0 | 0 | 0 | 0 | 0 | 0 | 0 | 0 | 0 | 0 | 0 | 0 | 0 | 0 | 0 | 0 | 0 | 0 | 0 | 0 | 0 | 0 | 0 | 0 | 0 | 0 | 5000000 | scaled
1030-1832F | 0 | 0 | 0 | 0 | 0% | 0% | 0% | 0 | 0 | 0 | 0 | 0 | 0 | 0 | 0 | 1030 | 0 | 0 | 0 | 0 | 0 | 0 | 0 | 0 | 0 | 0 | 0 | 0 | 0 | 0 | 0 | 0 | 0 | 0 |  | 82 | 1030-1832F | 0 | 0 | 0 | 0 | 0 | 0 | 0 | 0 | 0 | 0 | 0 | 0 | 0 | 0 | 0 | 0 | 0 | 0 | 0 | 0 | 0 | 0 | 0 | 0 | 0 | 0 | 0 | 0 | 0 | 0 | 0 | 0 | 0 | 0 | 0 | 0 | 0 | 0 | 0 | 0 | 0 | 0 | 0 | 0 | 0 | 0 | 0 | 5000000 | scaled
1030-1834F | 0 | 0 | 0 | 0 | 0% | 0% | 0% | 0 | 0 | 0 | 0 | 0 | 0 | 0 | 0 | 1030 | 0 | 0 | 0 | 0 | 0 | 0 | 0 | 0 | 0 | 0 | 0 | 0 | 0 | 0 | 0 | 0 | 0 | 0 |  | 83 | 1030-1834F | 0 | 0 | 0 | 0 | 0 | 0 | 0 | 0 | 0 | 0 | 0 | 0 | 0 | 0 | 0 | 0 | 0 | 0 | 0 | 0 | 0 | 0 | 0 | 0 | 0 | 0 | 0 | 0 | 0 | 0 | 0 | 0 | 0 | 0 | 0 | 0 | 0 | 0 | 0 | 0 | 0 | 0 | 0 | 0 | 0 | 0 | 0 | 5000000 | scaled
1030-1897 | 0 | 0 | 0 | 0 | 0% | 0% | 0% | 0 | 0 | 0 | 0 | 0 | 0 | 0 | 0 | 1030 | 0 | 0 | 0 | 0 | 0 | 0 | 0 | 0 | 0 | 0 | 0 | 0 | 0 | 0 | 0 | 0 | 0 | 0 |  | 84 | 1030-1897 | 0 | 0 | 0 | 0 | 0 | 0 | 0 | 0 | 0 | 0 | 0 | 0 | 0 | 0 | 0 | 0 | 0 | 0 | 0 | 0 | 0 | 0 | 0 | 0 | 0 | 0 | 0 | 0 | 0 | 0 | 0 | 0 | 0 | 0 | 0 | 0 | 0 | 0 | 0 | 0 | 0 | 0 | 0 | 0 | 0 | 0 | 0 | 5000000 | scaled
1030-1899F | 0 | 0 | 0 | 0 | 0% | 0% | 0% | 0 | 0 | 0 | 0 | 0 | 0 | 0 | 0 | 1030 | 0 | 0 | 0 | 0 | 0 | 0 | 0 | 0 | 0 | 0 | 0 | 0 | 0 | 0 | 0 | 0 | 0 | 0 |  | 85 | 1030-1899F | 0 | 0 | 0 | 0 | 0 | 0 | 0 | 0 | 0 | 0 | 0 | 0 | 0 | 0 | 0 | 0 | 0 | 0 | 0 | 0 | 0 | 0 | 0 | 0 | 0 | 0 | 0 | 0 | 0 | 0 | 0 | 0 | 0 | 0 | 0 | 0 | 0 | 0 | 0 | 0 | 0 | 0 | 0 | 0 | 0 | 0 | 0 | 5000000 | scaled
1030-18R | 6620909.8177 | 6532115.4055 | 86685.2051 | 2109.2071 | 98.66% | 1.309% | 0.03186% | 2335122.0829 | 6413780.7969 | 388123.7068 | 34390.1359 | 1912608.2403 | 1070643.9151 | 71742.4864 | 5271394.3955 | 1030 | 0.23843 | 0.1373 | 0.025777 | 27769057.8511 | 1103910.4526 | 79440.1197 | 5437559.2454 | 4629960.8459 | 333183.4055 | 22805913.5996 | 31214859.5825 | 5188262.7877 | 459711.8367 | 25566884.9581 | 8035482.3244 | 1341352.3985 | 89882.3174 | 6604247.6085 |  | 86 | 1030-18R | 6620909.8177 | 4285787.7347 | 207129.0208 | 6532115.4055 | 4234624.1611 | 196793.9702 | 86685.2051 | 49054.3666 | 8225.8435 | 2109.2071 | 1103910.4526 | 715786.7458 | 33266.5375 | 5428096.511 | 715724.0337 | 33254.7004 | 108.0155 | 61.125 | 10.2499 | 1.5871 | 5437559.2454 | 3524951.005 | 166164.8499 | 5428096.511 | 3518764.369 | 163532.6991 | 7546.7162 | 4270.6178 | 716.1327 | 1916.0182 | 79440.1197 | 45049.9839 | 7697.6334 | 218.0445 | 135.7583 | 6.5707 | 79030.4734 | 44722.6237 | 7499.4609 | 191.6018 | 0.010395 | 0.006429 | 0.000336 | 0.2251 | 0.12794 | 0.02251 | 0.0029306 | 5000000 | scaled
1030-1900F | 0 | 0 | 0 | 0 | 0% | 0% | 0% | 0 | 0 | 0 | 0 | 0 | 0 | 0 | 0 | 1030 | 0 | 0 | 0 | 0 | 0 | 0 | 0 | 0 | 0 | 0 | 0 | 0 | 0 | 0 | 0 | 0 | 0 | 0 |  | 87 | 1030-1900F | 0 | 0 | 0 | 0 | 0 | 0 | 0 | 0 | 0 | 0 | 0 | 0 | 0 | 0 | 0 | 0 | 0 | 0 | 0 | 0 | 0 | 0 | 0 | 0 | 0 | 0 | 0 | 0 | 0 | 0 | 0 | 0 | 0 | 0 | 0 | 0 | 0 | 0 | 0 | 0 | 0 | 0 | 0 | 0 | 0 | 0 | 0 | 5000000 | scaled
1030-20R | 25318461.9928 | 25101310.8982 | 206672.9701 | 10478.1245 | 99.14% | 0.8163% | 0.04139% | 9433367.6487 | 24516975.3649 | 1679520.8346 | 80659.1942 | 7673187.6199 | 4373688.2823 | 169243.3165 | 19974043.7661 | 1030 | 0.28668 | 0.1721 | 0.038632 | 88316478.2077 | 4512385.7725 | 187635.0009 | 20618441.2195 | 15740214.3879 | 654512.9981 | 71921750.8217 | 92300999.6697 | 16433309.6912 | 789211.7143 | 75078478.2642 | 20746810.3462 | 3701112.3907 | 143217.4621 | 16902480.4934 |  | 88 | 1030-20R | 25318461.9928 | 15885094.3442 | 801486.6279 | 25101310.8982 | 15757655.8886 | 771409.4007 | 206672.9701 | 116960.3311 | 19599.1028 | 10478.1245 | 4512385.7725 | 2832864.9378 | 138697.4902 | 20585166.5361 | 2832586.4367 | 138644.2583 | 478.1891 | 270.6167 | 45.3474 | 7.8845 | 20618441.2195 | 12945253.5996 | 644397.4534 | 20585166.5361 | 12922291.0478 | 632626.21 | 23756.2834 | 13444.1517 | 2252.8434 | 9518.4 | 187635.0009 | 106975.8067 | 18391.6844 | 4244.6633 | 2778.4041 | 138.9324 | 182438.4976 | 103245.5627 | 17300.912 | 951.84 | 0.049346 | 0.030823 | 0.0016086 | 0.22257 | 0.12651 | 0.022257 | 0.014767 | 5000000 | scaled
1030-42R | 28398789.4867 | 27971255.8292 | 416330.7729 | 11202.8845 | 98.49% | 1.466% | 0.03945% | 11987726.7466 | 27443695.6838 | 2127630.997 | 164793.6257 | 9695302.1239 | 4877547.1649 | 344768.5861 | 22221379.9328 | 1030 | 0.28228 | 0.16747 | 0.038978 | 100606247.5127 | 5040656.4117 | 381457.1361 | 22976675.9389 | 17857152.9191 | 1351359.3975 | 81397735.1961 | 97994513.2599 | 17392468.8437 | 1347117.0541 | 79254927.3622 | 24503281.3949 | 4354949.5693 | 307828.8646 | 19840502.961 |  | 89 | 1030-42R | 28398789.4867 | 16411062.74 | 955093.8029 | 27971255.8292 | 16164249.4337 | 904448.2559 | 416330.7729 | 235610.4218 | 39442.6624 | 11202.8845 | 5040656.4117 | 2913025.4147 | 163109.2468 | 22925342.3844 | 2912592.8603 | 163029.8159 | 749.4411 | 424.1246 | 71.0011 | 8.4298 | 22976675.9389 | 13281373.8149 | 755296.0061 | 22925342.3844 | 13247905.544 | 741220.0869 | 41156.7774 | 23291.494 | 3899.1422 | 10176.777 | 381457.1361 | 216663.5104 | 36688.55 | 6014.904 | 3751.0294 | 198.3532 | 374424.5544 | 211894.8033 | 35472.5191 | 1017.6777 | 0.048528 | 0.02781 | 0.001463 | 0.21804 | 0.12395 | 0.021804 | 0.015712 | 5000000 | scaled
1030-989R | 26696216.0546 | 26471622.1415 | 212509.788 | 12084.1251 | 99.16% | 0.796% | 0.04527% | 11450126.7896 | 25807606.9647 | 1898156.4531 | 81586.7637 | 9470383.5728 | 4280413.5102 | 170672.7626 | 21356520.6919 | 1030 | 0.30703 | 0.18134 | 0.041216 | 86951107.838 | 4423575.8869 | 189443.1098 | 22083197.0579 | 14407840.5414 | 617027.0813 | 71926240.2153 | 84074885.3534 | 13937599.9156 | 599067.4106 | 69538218.0272 | 21560018.2919 | 3575914.4078 | 142582.2971 | 17841521.587 |  | 90 | 1030-989R | 26696216.0546 | 15246089.265 | 888609.0899 | 26471622.1415 | 15113757.3244 | 856378.4599 | 212509.788 | 120247.8156 | 20146.5049 | 12084.1251 | 4423575.8869 | 2525419.4338 | 143162.3768 | 22045323.3729 | 2525277.8801 | 143131.0912 | 234.0934 | 132.4608 | 22.1927 | 9.0929 | 22083197.0579 | 12612813.4851 | 726676.3659 | 22045323.3729 | 12586616.9721 | 713149.2138 | 26896.383 | 15219.211 | 2549.8501 | 10977.302 | 189443.1098 | 107856.3461 | 18770.3472 | 2966.068 | 1862.4721 | 98.155 | 185379.3116 | 104896.1438 | 17574.4621 | 1097.7302 | 0.068619 | 0.038468 | 0.00201 | 0.22133 | 0.1258 | 0.022133 | 0.017072 | 5000000 | scaled
1039-12 | 0 | 0 | 0 | 0 | 0% | 0% | 0% | 0 | 0 | 0 | 0 | 0 | 0 | 0 | 0 | 1039 | 0 | 0 | 0 | 0 | 0 | 0 | 0 | 0 | 0 | 0 | 0 | 0 | 0 | 0 | 0 | 0 | 0 | 0 |  | 91 | 1039-12 | 0 | 0 | 0 | 0 | 0 | 0 | 0 | 0 | 0 | 0 | 0 | 0 | 0 | 0 | 0 | 0 | 0 | 0 | 0 | 0 | 0 | 0 | 0 | 0 | 0 | 0 | 0 | 0 | 0 | 0 | 0 | 0 | 0 | 0 | 0 | 0 | 0 | 0 | 0 | 0 | 0 | 0 | 0 | 0 | 0 | 0 | 0 | 5000000 | scaled
1039-13 | 15957171.1285 | 15550885.1225 | 394286.4327 | 11999.5733 | 97.45% | 2.471% | 0.0752% | 9701946.0492 | 15635660.9132 | 2040738.759 | 162820.434 | 7498386.8561 | 3271303.7586 | 336301.6467 | 12028055.5078 | 1039 | 0.1351 | 0.075942 | 0.024908 | 118113251.3733 | 3330408.5576 | 368266.2096 | 12258496.3614 | 24651323.2182 | 2725866.5732 | 90736061.5819 | 82368236.3603 | 17325601.6473 | 1382323.9096 | 63660310.8034 | 12907806.0753 | 2700580.0883 | 277629.2261 | 9929596.7609 |  | 92 | 1039-13 | 15957171.1285 | 6255225.0793 | 321510.2153 | 15550885.1225 | 6022519.6742 | 275756.7031 | 394286.4327 | 220705.8319 | 33753.9389 | 11999.5733 | 3330408.5576 | 1289669.7986 | 59104.7989 | 12212283.3486 | 1289300.7127 | 59040.7039 | 643.2338 | 360.0566 | 55.0657 | 9.0293 | 12258496.3614 | 4760109.5052 | 230440.8535 | 12212283.3486 | 4729442.4703 | 216517.3369 | 35312.5183 | 19766.5404 | 3023.0221 | 10900.4945 | 368266.2096 | 205445.7755 | 31964.5628 | 8845.4794 | 3776.4912 | 198.6622 | 358330.6807 | 200579.2348 | 30675.8511 | 1090.0495 | 0.047778 | 0.019165 | 0.001 | 0.070461 | 0.039915 | 0.007046 | 0.016862 | 5000000 | scaled
1039-14AE | 282519.7809 | 0 | 282519.7809 | 0 | 0% | 100% | 0% | 26858.6835 | 56018.8654 | 34.4156 | 24539.5788 | 2284.6892 | 71.7802 | 51181.9336 | 4765.1515 | 1039 | 0.042185 | 0.042185 | 0.042185 | 6697162.045 | 362.0089 | 258125.6971 | 24032.0749 | 8581.4603 | 6118897.6436 | 569682.9412 | 6060474.0388 | 7765.6352 | 5537184.2678 | 515524.1358 | 5369228.7661 | 6879.9027 | 4905624.3561 | 456724.5073 |  | 93 | 1039-14AE | 282519.7809 | 255661.0973 | 226500.9155 | 0 | 0 | 0 | 282519.7809 | 255661.0973 | 226500.9155 | 0 | 362.0089 | 327.5933 | 290.2287 | 0 | 0 | 0 | 362.0089 | 327.5933 | 290.2287 | 0 | 24032.0749 | 21747.3857 | 19266.9233 | 0 | 0 | 0 | 24032.0749 | 21747.3857 | 19266.9233 | 0 | 258125.6971 | 233586.1183 | 206943.7635 | 0 | 0 | 0 | 258125.6971 | 233586.1183 | 206943.7635 | 0 | 0 | 0 | 0 | 0.042185 | 0.042185 | 0.042185 | 0 | 5000000 | scaled
104-38 | 0 | 0 | 0 | 0 | 0% | 0% | 0% | 0 | 0 | 0 | 0 | 0 | 0 | 0 | 0 | 104 | 0 | 0 | 0 | 0 | 0 | 0 | 0 | 0 | 0 | 0 | 0 | 0 | 0 | 0 | 0 | 0 | 0 | 0 |  | 94 | 104-38 | 0 | 0 | 0 | 0 | 0 | 0 | 0 | 0 | 0 | 0 | 0 | 0 | 0 | 0 | 0 | 0 | 0 | 0 | 0 | 0 | 0 | 0 | 0 | 0 | 0 | 0 | 0 | 0 | 0 | 0 | 0 | 0 | 0 | 0 | 0 | 0 | 0 | 0 | 0 | 0 | 0 | 0 | 0 | 0 | 0 | 0 | 0 | 5000000 | scaled
104-41 | 0 | 0 | 0 | 0 | 0% | 0% | 0% | 0 | 0 | 0 | 0 | 0 | 0 | 0 | 0 | 104 | 0 | 0 | 0 | 0 | 0 | 0 | 0 | 0 | 0 | 0 | 0 | 0 | 0 | 0 | 0 | 0 | 0 | 0 |  | 95 | 104-41 | 0 | 0 | 0 | 0 | 0 | 0 | 0 | 0 | 0 | 0 | 0 | 0 | 0 | 0 | 0 | 0 | 0 | 0 | 0 | 0 | 0 | 0 | 0 | 0 | 0 | 0 | 0 | 0 | 0 | 0 | 0 | 0 | 0 | 0 | 0 | 0 | 0 | 0 | 0 | 0 | 0 | 0 | 0 | 0 | 0 | 0 | 0 | 5000000 | scaled
1047-179AE | 0 | 0 | 0 | 0 | 0% | 0% | 0% | 0 | 0 | 0 | 0 | 0 | 0 | 0 | 0 | 1047 | 0 | 0 | 0 | 0 | 0 | 0 | 0 | 0 | 0 | 0 | 0 | 0 | 0 | 0 | 0 | 0 | 0 | 0 |  | 96 | 1047-179AE | 0 | 0 | 0 | 0 | 0 | 0 | 0 | 0 | 0 | 0 | 0 | 0 | 0 | 0 | 0 | 0 | 0 | 0 | 0 | 0 | 0 | 0 | 0 | 0 | 0 | 0 | 0 | 0 | 0 | 0 | 0 | 0 | 0 | 0 | 0 | 0 | 0 | 0 | 0 | 0 | 0 | 0 | 0 | 0 | 0 | 0 | 0 | 5000000 | scaled
1047-180 | 0 | 0 | 0 | 0 | 0% | 0% | 0% | 0 | 0 | 0 | 0 | 0 | 0 | 0 | 0 | 1047 | 0 | 0 | 0 | 0 | 0 | 0 | 0 | 0 | 0 | 0 | 0 | 0 | 0 | 0 | 0 | 0 | 0 | 0 |  | 97 | 1047-180 | 0 | 0 | 0 | 0 | 0 | 0 | 0 | 0 | 0 | 0 | 0 | 0 | 0 | 0 | 0 | 0 | 0 | 0 | 0 | 0 | 0 | 0 | 0 | 0 | 0 | 0 | 0 | 0 | 0 | 0 | 0 | 0 | 0 | 0 | 0 | 0 | 0 | 0 | 0 | 0 | 0 | 0 | 0 | 0 | 0 | 0 | 0 | 5000000 | scaled
1047-181 | 0 | 0 | 0 | 0 | 0% | 0% | 0% | 0 | 0 | 0 | 0 | 0 | 0 | 0 | 0 | 1047 | 0 | 0 | 0 | 0 | 0 | 0 | 0 | 0 | 0 | 0 | 0 | 0 | 0 | 0 | 0 | 0 | 0 | 0 |  | 98 | 1047-181 | 0 | 0 | 0 | 0 | 0 | 0 | 0 | 0 | 0 | 0 | 0 | 0 | 0 | 0 | 0 | 0 | 0 | 0 | 0 | 0 | 0 | 0 | 0 | 0 | 0 | 0 | 0 | 0 | 0 | 0 | 0 | 0 | 0 | 0 | 0 | 0 | 0 | 0 | 0 | 0 | 0 | 0 | 0 | 0 | 0 | 0 | 0 | 5000000 | scaled
1047-28 | 0 | 0 | 0 | 0 | 0% | 0% | 0% | 0 | 0 | 0 | 0 | 0 | 0 | 0 | 0 | 1047 | 0 | 0 | 0 | 0 | 0 | 0 | 0 | 0 | 0 | 0 | 0 | 0 | 0 | 0 | 0 | 0 | 0 | 0 |  | 99 | 1047-28 | 0 | 0 | 0 | 0 | 0 | 0 | 0 | 0 | 0 | 0 | 0 | 0 | 0 | 0 | 0 | 0 | 0 | 0 | 0 | 0 | 0 | 0 | 0 | 0 | 0 | 0 | 0 | 0 | 0 | 0 | 0 | 0 | 0 | 0 | 0 | 0 | 0 | 0 | 0 | 0 | 0 | 0 | 0 | 0 | 0 | 0 | 0 | 5000000 | scaled
1047-31F | 0 | 0 | 0 | 0 | 0% | 0% | 0% | 0 | 0 | 0 | 0 | 0 | 0 | 0 | 0 | 1047 | 0 | 0 | 0 | 0 | 0 | 0 | 0 | 0 | 0 | 0 | 0 | 0 | 0 | 0 | 0 | 0 | 0 | 0 |  | 100 | 1047-31F | 0 | 0 | 0 | 0 | 0 | 0 | 0 | 0 | 0 | 0 | 0 | 0 | 0 | 0 | 0 | 0 | 0 | 0 | 0 | 0 | 0 | 0 | 0 | 0 | 0 | 0 | 0 | 0 | 0 | 0 | 0 | 0 | 0 | 0 | 0 | 0 | 0 | 0 | 0 | 0 | 0 | 0 | 0 | 0 | 0 | 0 | 0 | 5000000 | scaled
1047-34 | 0 | 0 | 0 | 0 | 0% | 0% | 0% | 0 | 0 | 0 | 0 | 0 | 0 | 0 | 0 | 1047 | 0 | 0 | 0 | 0 | 0 | 0 | 0 | 0 | 0 | 0 | 0 | 0 | 0 | 0 | 0 | 0 | 0 | 0 |  | 101 | 1047-34 | 0 | 0 | 0 | 0 | 0 | 0 | 0 | 0 | 0 | 0 | 0 | 0 | 0 | 0 | 0 | 0 | 0 | 0 | 0 | 0 | 0 | 0 | 0 | 0 | 0 | 0 | 0 | 0 | 0 | 0 | 0 | 0 | 0 | 0 | 0 | 0 | 0 | 0 | 0 | 0 | 0 | 0 | 0 | 0 | 0 | 0 | 0 | 5000000 | scaled
1047-35F | 2344.7819 | 1150.7629 | 0 | 1194.0189 | 49.08% | 0% | 50.92% | 712.5749 | 1127.7214 | 2.0804 | 699.8063 | 10.6882 | 2.7059 | 1111.0954 | 13.9202 | 1047 | 0.004654 | 0.0028052 | 0.0017176 | 503820.7737 | 3.6935 | 1242.0482 | 1099.0402 | 793.609 | 266877.5734 | 236149.5913 | 581850.4683 | 1698.7778 | 571424.2778 | 8727.4127 | 708581.9954 | 1700.2142 | 698135.3215 | 8746.4597 |  | 102 | 1047-35F | 2344.7819 | 1632.2069 | 1217.0604 | 1150.7629 | 438.188 | 23.0415 | 0 | 0 | 0 | 1194.0189 | 3.6935 | 1.613 | 0.98753 | 14.3852 | 0.71455 | 0.089073 | 0 | 0 | 0 | 0.89846 | 1099.0402 | 1088.352 | 1085.12 | 14.3852 | 3.697 | 0.46507 | 0 | 0 | 0 | 1084.655 | 1242.0482 | 542.2419 | 130.9529 | 1133.5827 | 433.7764 | 22.4874 | 0 | 0 | 0 | 108.4655 | 0.002996 | 0.0011472 | 5.96e-05 | 0 | 0 | 0 | 0.001658 | 5000000 | scaled
1047-36F | 7628.4805 | 2559.7424 | 0 | 5068.738 | 33.56% | 0% | 66.44% | 1581.4082 | 2507.8333 | 6.4597 | 1541.5488 | 33.3996 | 9.6266 | 2448.4248 | 49.7819 | 1047 | 0.020747 | 0.012318 | 0.007359 | 367697.8626 | 13.7398 | 2958.9405 | 4655.8002 | 662.2658 | 142622.9135 | 224412.6833 | 490929.4241 | 2005.3515 | 478555.5479 | 10368.5247 | 695834.6469 | 2671.0279 | 679350.9059 | 13812.7131 |  | 103 | 1047-36F | 7628.4805 | 6047.0723 | 5120.6472 | 2559.7424 | 978.3342 | 51.9091 | 0 | 0 | 0 | 5068.738 | 13.7398 | 7.28 | 4.1132 | 51.3238 | 3.466 | 0.29914 | 0 | 0 | 0 | 3.8141 | 4655.8002 | 4622.4005 | 4606.0183 | 51.3238 | 17.9242 | 1.5419 | 0 | 0 | 0 | 4604.4763 | 2958.9405 | 1417.3917 | 510.5157 | 2498.4929 | 956.9441 | 50.0681 | 0 | 0 | 0 | 460.4476 | 0.013662 | 0.005233 | 0.0002744 | 0 | 0 | 0 | 0.0070846 | 5000000 | scaled
1048-1 | 0 | 0 | 0 | 0 | 0% | 0% | 0% | 0 | 0 | 0 | 0 | 0 | 0 | 0 | 0 | 1048 | 0 | 0 | 0 | 0 | 0 | 0 | 0 | 0 | 0 | 0 | 0 | 0 | 0 | 0 | 0 | 0 | 0 | 0 |  | 104 | 1048-1 | 0 | 0 | 0 | 0 | 0 | 0 | 0 | 0 | 0 | 0 | 0 | 0 | 0 | 0 | 0 | 0 | 0 | 0 | 0 | 0 | 0 | 0 | 0 | 0 | 0 | 0 | 0 | 0 | 0 | 0 | 0 | 0 | 0 | 0 | 0 | 0 | 0 | 0 | 0 | 0 | 0 | 0 | 0 | 0 | 0 | 0 | 0 | 5000000 | scaled
1048-2F | 0 | 0 | 0 | 0 | 0% | 0% | 0% | 0 | 0 | 0 | 0 | 0 | 0 | 0 | 0 | 1048 | 0 | 0 | 0 | 0 | 0 | 0 | 0 | 0 | 0 | 0 | 0 | 0 | 0 | 0 | 0 | 0 | 0 | 0 |  | 105 | 1048-2F | 0 | 0 | 0 | 0 | 0 | 0 | 0 | 0 | 0 | 0 | 0 | 0 | 0 | 0 | 0 | 0 | 0 | 0 | 0 | 0 | 0 | 0 | 0 | 0 | 0 | 0 | 0 | 0 | 0 | 0 | 0 | 0 | 0 | 0 | 0 | 0 | 0 | 0 | 0 | 0 | 0 | 0 | 0 | 0 | 0 | 0 | 0 | 5000000 | scaled
1048-3F | 0 | 0 | 0 | 0 | 0% | 0% | 0% | 0 | 0 | 0 | 0 | 0 | 0 | 0 | 0 | 1048 | 0 | 0 | 0 | 0 | 0 | 0 | 0 | 0 | 0 | 0 | 0 | 0 | 0 | 0 | 0 | 0 | 0 | 0 |  | 106 | 1048-3F | 0 | 0 | 0 | 0 | 0 | 0 | 0 | 0 | 0 | 0 | 0 | 0 | 0 | 0 | 0 | 0 | 0 | 0 | 0 | 0 | 0 | 0 | 0 | 0 | 0 | 0 | 0 | 0 | 0 | 0 | 0 | 0 | 0 | 0 | 0 | 0 | 0 | 0 | 0 | 0 | 0 | 0 | 0 | 0 | 0 | 0 | 0 | 5000000 | scaled
1048-4F | 0 | 0 | 0 | 0 | 0% | 0% | 0% | 0 | 0 | 0 | 0 | 0 | 0 | 0 | 0 | 1048 | 0 | 0 | 0 | 0 | 0 | 0 | 0 | 0 | 0 | 0 | 0 | 0 | 0 | 0 | 0 | 0 | 0 | 0 |  | 107 | 1048-4F | 0 | 0 | 0 | 0 | 0 | 0 | 0 | 0 | 0 | 0 | 0 | 0 | 0 | 0 | 0 | 0 | 0 | 0 | 0 | 0 | 0 | 0 | 0 | 0 | 0 | 0 | 0 | 0 | 0 | 0 | 0 | 0 | 0 | 0 | 0 | 0 | 0 | 0 | 0 | 0 | 0 | 0 | 0 | 0 | 0 | 0 | 0 | 5000000 | scaled
1048-5F | 0 | 0 | 0 | 0 | 0% | 0% | 0% | 0 | 0 | 0 | 0 | 0 | 0 | 0 | 0 | 1048 | 0 | 0 | 0 | 0 | 0 | 0 | 0 | 0 | 0 | 0 | 0 | 0 | 0 | 0 | 0 | 0 | 0 | 0 |  | 108 | 1048-5F | 0 | 0 | 0 | 0 | 0 | 0 | 0 | 0 | 0 | 0 | 0 | 0 | 0 | 0 | 0 | 0 | 0 | 0 | 0 | 0 | 0 | 0 | 0 | 0 | 0 | 0 | 0 | 0 | 0 | 0 | 0 | 0 | 0 | 0 | 0 | 0 | 0 | 0 | 0 | 0 | 0 | 0 | 0 | 0 | 0 | 0 | 0 | 5000000 | scaled
1049-1 | 0 | 0 | 0 | 0 | 0% | 0% | 0% | 0 | 0 | 0 | 0 | 0 | 0 | 0 | 0 | 1049 | 0 | 0 | 0 | 0 | 0 | 0 | 0 | 0 | 0 | 0 | 0 | 0 | 0 | 0 | 0 | 0 | 0 | 0 |  | 109 | 1049-1 | 0 | 0 | 0 | 0 | 0 | 0 | 0 | 0 | 0 | 0 | 0 | 0 | 0 | 0 | 0 | 0 | 0 | 0 | 0 | 0 | 0 | 0 | 0 | 0 | 0 | 0 | 0 | 0 | 0 | 0 | 0 | 0 | 0 | 0 | 0 | 0 | 0 | 0 | 0 | 0 | 0 | 0 | 0 | 0 | 0 | 0 | 0 | 5000000 | scaled
1049-36 | 0 | 0 | 0 | 0 | 0% | 0% | 0% | 0 | 0 | 0 | 0 | 0 | 0 | 0 | 0 | 1049 | 0 | 0 | 0 | 0 | 0 | 0 | 0 | 0 | 0 | 0 | 0 | 0 | 0 | 0 | 0 | 0 | 0 | 0 |  | 110 | 1049-36 | 0 | 0 | 0 | 0 | 0 | 0 | 0 | 0 | 0 | 0 | 0 | 0 | 0 | 0 | 0 | 0 | 0 | 0 | 0 | 0 | 0 | 0 | 0 | 0 | 0 | 0 | 0 | 0 | 0 | 0 | 0 | 0 | 0 | 0 | 0 | 0 | 0 | 0 | 0 | 0 | 0 | 0 | 0 | 0 | 0 | 0 | 0 | 5000000 | scaled
1049-3F | 8896.2884 | 3656.6708 | 0 | 5239.6175 | 41.1% | 0% | 58.9% | 2286.8355 | 3606.4429 | 232.1804 | 865.6348 | 1189.0202 | 364.5286 | 1374.7013 | 1867.213 | 1049 | 0.019998 | 0.012201 | 0.007616 | 444863.3543 | 372.0509 | 1878.9234 | 6645.3141 | 18604.5921 | 93956.5029 | 332302.2593 | 541696.2754 | 54997.9432 | 205048.055 | 281650.2772 | 694570.046 | 70205.0923 | 264755.6995 | 359609.2541 |  | 111 | 1049-3F | 8896.2884 | 6609.4529 | 5289.8455 | 3656.6708 | 1369.8354 | 50.2279 | 0 | 0 | 0 | 5239.6175 | 372.0509 | 139.8705 | 7.5223 | 1885.6097 | 135.9279 | 3.5797 | 0 | 0 | 0 | 3.9426 | 6645.3141 | 5456.2939 | 4778.1011 | 1885.6097 | 696.5894 | 18.3966 | 0 | 0 | 0 | 4759.7045 | 1878.9234 | 1013.2885 | 504.2221 | 1402.9529 | 537.3181 | 28.2516 | 0 | 0 | 0 | 475.9704 | 0.012635 | 0.0048388 | 0.0002534 | 0 | 0 | 0 | 0.0073626 | 5000000 | scaled
1049-4F | 3714.0874 | 2055.5823 | 0 | 1658.5051 | 55.35% | 0% | 44.65% | 1398.8054 | 2042.5635 | 213.548 | 89.7222 | 1095.5351 | 309.9771 | 142.5498 | 1590.0366 | 1049 | 0.0062142 | 0.0038092 | 0.0023938 | 597677.4745 | 312.8783 | 296.0861 | 3105.123 | 50348.9291 | 47646.6944 | 499681.851 | 607813.1808 | 92791.545 | 38986.3806 | 476035.2552 | 698272.1247 | 105968.9849 | 48732.1716 | 543570.9682 |  | 112 | 1049-4F | 3714.0874 | 2315.282 | 1671.5238 | 2055.5823 | 656.7769 | 13.0188 | 0 | 0 | 0 | 1658.5051 | 312.8783 | 99.3303 | 2.9012 | 1598.5256 | 98.0823 | 1.6532 | 0 | 0 | 0 | 1.248 | 3105.123 | 2009.5878 | 1515.0863 | 1598.5256 | 502.9905 | 8.489 | 0 | 0 | 0 | 1506.5973 | 296.0861 | 206.3638 | 153.5363 | 145.4264 | 55.7041 | 2.8765 | 0 | 0 | 0 | 150.6597 | 0.003898 | 0.001493 | 7.76e-05 | 0 | 0 | 0 | 0.0023162 | 5000000 | scaled
1049-5F | 0 | 0 | 0 | 0 | 0% | 0% | 0% | 0 | 0 | 0 | 0 | 0 | 0 | 0 | 0 | 1049 | 0 | 0 | 0 | 0 | 0 | 0 | 0 | 0 | 0 | 0 | 0 | 0 | 0 | 0 | 0 | 0 | 0 | 0 |  | 113 | 1049-5F | 0 | 0 | 0 | 0 | 0 | 0 | 0 | 0 | 0 | 0 | 0 | 0 | 0 | 0 | 0 | 0 | 0 | 0 | 0 | 0 | 0 | 0 | 0 | 0 | 0 | 0 | 0 | 0 | 0 | 0 | 0 | 0 | 0 | 0 | 0 | 0 | 0 | 0 | 0 | 0 | 0 | 0 | 0 | 0 | 0 | 0 | 0 | 5000000 | scaled
1049-6 | 0 | 0 | 0 | 0 | 0% | 0% | 0% | 0 | 0 | 0 | 0 | 0 | 0 | 0 | 0 | 1049 | 0 | 0 | 0 | 0 | 0 | 0 | 0 | 0 | 0 | 0 | 0 | 0 | 0 | 0 | 0 | 0 | 0 | 0 |  | 114 | 1049-6 | 0 | 0 | 0 | 0 | 0 | 0 | 0 | 0 | 0 | 0 | 0 | 0 | 0 | 0 | 0 | 0 | 0 | 0 | 0 | 0 | 0 | 0 | 0 | 0 | 0 | 0 | 0 | 0 | 0 | 0 | 0 | 0 | 0 | 0 | 0 | 0 | 0 | 0 | 0 | 0 | 0 | 0 | 0 | 0 | 0 | 0 | 0 | 5000000 | scaled
1049-7F | 4396.8706 | 1836.7465 | 0 | 2560.1241 | 41.77% | 0% | 58.23% | 1057.8377 | 1806.2464 | 61.4001 | 682.6314 | 313.8062 | 116.1844 | 1096.0739 | 593.9881 | 1049 | 0.010687 | 0.0064136 | 0.003757 | 411422.3451 | 119.374 | 1351.4456 | 2926.051 | 11170.0198 | 126456.9685 | 273795.3567 | 520617.583 | 30218.2078 | 335958.8439 | 154440.5313 | 689545.9662 | 44354.1329 | 418433.1348 | 226758.6986 |  | 115 | 1049-7F | 4396.8706 | 3339.0329 | 2590.6242 | 1836.7465 | 778.9089 | 30.5001 | 0 | 0 | 0 | 2560.1241 | 119.374 | 57.9739 | 3.1896 | 600.4167 | 56.0475 | 1.2632 | 0 | 0 | 0 | 1.9264 | 2926.051 | 2612.2448 | 2332.0629 | 600.4167 | 286.6106 | 6.4287 | 0 | 0 | 0 | 2325.6342 | 1351.4456 | 668.8142 | 255.3717 | 1118.8822 | 436.2508 | 22.8083 | 0 | 0 | 0 | 232.5634 | 0.007077 | 0.0028036 | 0.000147 | 0 | 0 | 0 | 0.00361 | 5000000 | scaled
105-233 | 0 | 0 | 0 | 0 | 0% | 0% | 0% | 0 | 0 | 0 | 0 | 0 | 0 | 0 | 0 | 105 | 0 | 0 | 0 | 0 | 0 | 0 | 0 | 0 | 0 | 0 | 0 | 0 | 0 | 0 | 0 | 0 | 0 | 0 |  | 116 | 105-233 | 0 | 0 | 0 | 0 | 0 | 0 | 0 | 0 | 0 | 0 | 0 | 0 | 0 | 0 | 0 | 0 | 0 | 0 | 0 | 0 | 0 | 0 | 0 | 0 | 0 | 0 | 0 | 0 | 0 | 0 | 0 | 0 | 0 | 0 | 0 | 0 | 0 | 0 | 0 | 0 | 0 | 0 | 0 | 0 | 0 | 0 | 0 | 5000000 | scaled
105-234 | 0 | 0 | 0 | 0 | 0% | 0% | 0% | 0 | 0 | 0 | 0 | 0 | 0 | 0 | 0 | 105 | 0 | 0 | 0 | 0 | 0 | 0 | 0 | 0 | 0 | 0 | 0 | 0 | 0 | 0 | 0 | 0 | 0 | 0 |  | 117 | 105-234 | 0 | 0 | 0 | 0 | 0 | 0 | 0 | 0 | 0 | 0 | 0 | 0 | 0 | 0 | 0 | 0 | 0 | 0 | 0 | 0 | 0 | 0 | 0 | 0 | 0 | 0 | 0 | 0 | 0 | 0 | 0 | 0 | 0 | 0 | 0 | 0 | 0 | 0 | 0 | 0 | 0 | 0 | 0 | 0 | 0 | 0 | 0 | 5000000 | scaled
105-235 | 0 | 0 | 0 | 0 | 0% | 0% | 0% | 0 | 0 | 0 | 0 | 0 | 0 | 0 | 0 | 105 | 0 | 0 | 0 | 0 | 0 | 0 | 0 | 0 | 0 | 0 | 0 | 0 | 0 | 0 | 0 | 0 | 0 | 0 |  | 118 | 105-235 | 0 | 0 | 0 | 0 | 0 | 0 | 0 | 0 | 0 | 0 | 0 | 0 | 0 | 0 | 0 | 0 | 0 | 0 | 0 | 0 | 0 | 0 | 0 | 0 | 0 | 0 | 0 | 0 | 0 | 0 | 0 | 0 | 0 | 0 | 0 | 0 | 0 | 0 | 0 | 0 | 0 | 0 | 0 | 0 | 0 | 0 | 0 | 5000000 | scaled
105-236 | 0 | 0 | 0 | 0 | 0% | 0% | 0% | 0 | 0 | 0 | 0 | 0 | 0 | 0 | 0 | 105 | 0 | 0 | 0 | 0 | 0 | 0 | 0 | 0 | 0 | 0 | 0 | 0 | 0 | 0 | 0 | 0 | 0 | 0 |  | 119 | 105-236 | 0 | 0 | 0 | 0 | 0 | 0 | 0 | 0 | 0 | 0 | 0 | 0 | 0 | 0 | 0 | 0 | 0 | 0 | 0 | 0 | 0 | 0 | 0 | 0 | 0 | 0 | 0 | 0 | 0 | 0 | 0 | 0 | 0 | 0 | 0 | 0 | 0 | 0 | 0 | 0 | 0 | 0 | 0 | 0 | 0 | 0 | 0 | 5000000 | scaled
105-237F | 0 | 0 | 0 | 0 | 0% | 0% | 0% | 0 | 0 | 0 | 0 | 0 | 0 | 0 | 0 | 105 | 0 | 0 | 0 | 0 | 0 | 0 | 0 | 0 | 0 | 0 | 0 | 0 | 0 | 0 | 0 | 0 | 0 | 0 |  | 120 | 105-237F | 0 | 0 | 0 | 0 | 0 | 0 | 0 | 0 | 0 | 0 | 0 | 0 | 0 | 0 | 0 | 0 | 0 | 0 | 0 | 0 | 0 | 0 | 0 | 0 | 0 | 0 | 0 | 0 | 0 | 0 | 0 | 0 | 0 | 0 | 0 | 0 | 0 | 0 | 0 | 0 | 0 | 0 | 0 | 0 | 0 | 0 | 0 | 5000000 | scaled
105-238F | 0 | 0 | 0 | 0 | 0% | 0% | 0% | 0 | 0 | 0 | 0 | 0 | 0 | 0 | 0 | 105 | 0 | 0 | 0 | 0 | 0 | 0 | 0 | 0 | 0 | 0 | 0 | 0 | 0 | 0 | 0 | 0 | 0 | 0 |  | 121 | 105-238F | 0 | 0 | 0 | 0 | 0 | 0 | 0 | 0 | 0 | 0 | 0 | 0 | 0 | 0 | 0 | 0 | 0 | 0 | 0 | 0 | 0 | 0 | 0 | 0 | 0 | 0 | 0 | 0 | 0 | 0 | 0 | 0 | 0 | 0 | 0 | 0 | 0 | 0 | 0 | 0 | 0 | 0 | 0 | 0 | 0 | 0 | 0 | 5000000 | scaled
105-239F | 2456.5837 | 2248.5934 | 0 | 207.9903 | 91.53% | 0% | 8.467% | 1468.797 | 2111.1341 | 214.4852 | 150.5424 | 1103.7694 | 304.3563 | 239.062 | 1567.7159 | 105 | 0.0010678 | 0.0005904 | 0.0003094 | 2300602.8367 | 326.0914 | 262.9931 | 1867.4992 | 305386.1965 | 246294.3457 | 1748922.2945 | 1673080.4334 | 244316.2952 | 171480.1805 | 1257283.9576 | 1116514.5583 | 160964.7573 | 126432.6051 | 829117.1959 |  | 122 | 105-239F | 2456.5837 | 987.7867 | 345.4496 | 2248.5934 | 779.7964 | 137.4593 | 0 | 0 | 0 | 207.9903 | 326.0914 | 111.6061 | 21.7351 | 1678.5594 | 111.4496 | 21.5786 | 0 | 0 | 0 | 0.15651 | 1867.4992 | 763.7299 | 299.7834 | 1678.5594 | 574.79 | 110.8435 | 0 | 0 | 0 | 188.9398 | 262.9931 | 112.4507 | 23.9311 | 244.0991 | 93.5567 | 5.0371 | 0 | 0 | 0 | 18.894 | 0.0007738 | 0.0002964 | 1.54e-05 | 0 | 0 | 0 | 0.000294 | 5000000 | scaled
105-447F | 0 | 0 | 0 | 0 | 0% | 0% | 0% | 0 | 0 | 0 | 0 | 0 | 0 | 0 | 0 | 105 | 0 | 0 | 0 | 0 | 0 | 0 | 0 | 0 | 0 | 0 | 0 | 0 | 0 | 0 | 0 | 0 | 0 | 0 |  | 123 | 105-447F | 0 | 0 | 0 | 0 | 0 | 0 | 0 | 0 | 0 | 0 | 0 | 0 | 0 | 0 | 0 | 0 | 0 | 0 | 0 | 0 | 0 | 0 | 0 | 0 | 0 | 0 | 0 | 0 | 0 | 0 | 0 | 0 | 0 | 0 | 0 | 0 | 0 | 0 | 0 | 0 | 0 | 0 | 0 | 0 | 0 | 0 | 0 | 5000000 | scaled
105-448F | 0 | 0 | 0 | 0 | 0% | 0% | 0% | 0 | 0 | 0 | 0 | 0 | 0 | 0 | 0 | 105 | 0 | 0 | 0 | 0 | 0 | 0 | 0 | 0 | 0 | 0 | 0 | 0 | 0 | 0 | 0 | 0 | 0 | 0 |  | 124 | 105-448F | 0 | 0 | 0 | 0 | 0 | 0 | 0 | 0 | 0 | 0 | 0 | 0 | 0 | 0 | 0 | 0 | 0 | 0 | 0 | 0 | 0 | 0 | 0 | 0 | 0 | 0 | 0 | 0 | 0 | 0 | 0 | 0 | 0 | 0 | 0 | 0 | 0 | 0 | 0 | 0 | 0 | 0 | 0 | 0 | 0 | 0 | 0 | 5000000 | scaled
105-449 | 0 | 0 | 0 | 0 | 0% | 0% | 0% | 0 | 0 | 0 | 0 | 0 | 0 | 0 | 0 | 105 | 0 | 0 | 0 | 0 | 0 | 0 | 0 | 0 | 0 | 0 | 0 | 0 | 0 | 0 | 0 | 0 | 0 | 0 |  | 125 | 105-449 | 0 | 0 | 0 | 0 | 0 | 0 | 0 | 0 | 0 | 0 | 0 | 0 | 0 | 0 | 0 | 0 | 0 | 0 | 0 | 0 | 0 | 0 | 0 | 0 | 0 | 0 | 0 | 0 | 0 | 0 | 0 | 0 | 0 | 0 | 0 | 0 | 0 | 0 | 0 | 0 | 0 | 0 | 0 | 0 | 0 | 0 | 0 | 5000000 | scaled
1060-17 | 0 | 0 | 0 | 0 | 0% | 0% | 0% | 0 | 0 | 0 | 0 | 0 | 0 | 0 | 0 | 1060 | 0 | 0 | 0 | 0 | 0 | 0 | 0 | 0 | 0 | 0 | 0 | 0 | 0 | 0 | 0 | 0 | 0 | 0 |  | 126 | 1060-17 | 0 | 0 | 0 | 0 | 0 | 0 | 0 | 0 | 0 | 0 | 0 | 0 | 0 | 0 | 0 | 0 | 0 | 0 | 0 | 0 | 0 | 0 | 0 | 0 | 0 | 0 | 0 | 0 | 0 | 0 | 0 | 0 | 0 | 0 | 0 | 0 | 0 | 0 | 0 | 0 | 0 | 0 | 0 | 0 | 0 | 0 | 0 | 5000000 | scaled
1060-17F | 0 | 0 | 0 | 0 | 0% | 0% | 0% | 0 | 0 | 0 | 0 | 0 | 0 | 0 | 0 | 1060 | 0 | 0 | 0 | 0 | 0 | 0 | 0 | 0 | 0 | 0 | 0 | 0 | 0 | 0 | 0 | 0 | 0 | 0 |  | 127 | 1060-17F | 0 | 0 | 0 | 0 | 0 | 0 | 0 | 0 | 0 | 0 | 0 | 0 | 0 | 0 | 0 | 0 | 0 | 0 | 0 | 0 | 0 | 0 | 0 | 0 | 0 | 0 | 0 | 0 | 0 | 0 | 0 | 0 | 0 | 0 | 0 | 0 | 0 | 0 | 0 | 0 | 0 | 0 | 0 | 0 | 0 | 0 | 0 | 5000000 | scaled
1060-19 | 0 | 0 | 0 | 0 | 0% | 0% | 0% | 0 | 0 | 0 | 0 | 0 | 0 | 0 | 0 | 1060 | 0 | 0 | 0 | 0 | 0 | 0 | 0 | 0 | 0 | 0 | 0 | 0 | 0 | 0 | 0 | 0 | 0 | 0 |  | 128 | 1060-19 | 0 | 0 | 0 | 0 | 0 | 0 | 0 | 0 | 0 | 0 | 0 | 0 | 0 | 0 | 0 | 0 | 0 | 0 | 0 | 0 | 0 | 0 | 0 | 0 | 0 | 0 | 0 | 0 | 0 | 0 | 0 | 0 | 0 | 0 | 0 | 0 | 0 | 0 | 0 | 0 | 0 | 0 | 0 | 0 | 0 | 0 | 0 | 5000000 | scaled
1060-20 | 0 | 0 | 0 | 0 | 0% | 0% | 0% | 0 | 0 | 0 | 0 | 0 | 0 | 0 | 0 | 1060 | 0 | 0 | 0 | 0 | 0 | 0 | 0 | 0 | 0 | 0 | 0 | 0 | 0 | 0 | 0 | 0 | 0 | 0 |  | 129 | 1060-20 | 0 | 0 | 0 | 0 | 0 | 0 | 0 | 0 | 0 | 0 | 0 | 0 | 0 | 0 | 0 | 0 | 0 | 0 | 0 | 0 | 0 | 0 | 0 | 0 | 0 | 0 | 0 | 0 | 0 | 0 | 0 | 0 | 0 | 0 | 0 | 0 | 0 | 0 | 0 | 0 | 0 | 0 | 0 | 0 | 0 | 0 | 0 | 5000000 | scaled
1060-21 | 0 | 0 | 0 | 0 | 0% | 0% | 0% | 0 | 0 | 0 | 0 | 0 | 0 | 0 | 0 | 1060 | 0 | 0 | 0 | 0 | 0 | 0 | 0 | 0 | 0 | 0 | 0 | 0 | 0 | 0 | 0 | 0 | 0 | 0 |  | 130 | 1060-21 | 0 | 0 | 0 | 0 | 0 | 0 | 0 | 0 | 0 | 0 | 0 | 0 | 0 | 0 | 0 | 0 | 0 | 0 | 0 | 0 | 0 | 0 | 0 | 0 | 0 | 0 | 0 | 0 | 0 | 0 | 0 | 0 | 0 | 0 | 0 | 0 | 0 | 0 | 0 | 0 | 0 | 0 | 0 | 0 | 0 | 0 | 0 | 5000000 | scaled
1060-22 | 0 | 0 | 0 | 0 | 0% | 0% | 0% | 0 | 0 | 0 | 0 | 0 | 0 | 0 | 0 | 1060 | 0 | 0 | 0 | 0 | 0 | 0 | 0 | 0 | 0 | 0 | 0 | 0 | 0 | 0 | 0 | 0 | 0 | 0 |  | 131 | 1060-22 | 0 | 0 | 0 | 0 | 0 | 0 | 0 | 0 | 0 | 0 | 0 | 0 | 0 | 0 | 0 | 0 | 0 | 0 | 0 | 0 | 0 | 0 | 0 | 0 | 0 | 0 | 0 | 0 | 0 | 0 | 0 | 0 | 0 | 0 | 0 | 0 | 0 | 0 | 0 | 0 | 0 | 0 | 0 | 0 | 0 | 0 | 0 | 5000000 | scaled
106-30 | 0 | 0 | 0 | 0 | 0% | 0% | 0% | 0 | 0 | 0 | 0 | 0 | 0 | 0 | 0 | 106 | 0 | 0 | 0 | 0 | 0 | 0 | 0 | 0 | 0 | 0 | 0 | 0 | 0 | 0 | 0 | 0 | 0 | 0 |  | 132 | 106-30 | 0 | 0 | 0 | 0 | 0 | 0 | 0 | 0 | 0 | 0 | 0 | 0 | 0 | 0 | 0 | 0 | 0 | 0 | 0 | 0 | 0 | 0 | 0 | 0 | 0 | 0 | 0 | 0 | 0 | 0 | 0 | 0 | 0 | 0 | 0 | 0 | 0 | 0 | 0 | 0 | 0 | 0 | 0 | 0 | 0 | 0 | 0 | 5000000 | scaled
106-32 | 0 | 0 | 0 | 0 | 0% | 0% | 0% | 0 | 0 | 0 | 0 | 0 | 0 | 0 | 0 | 106 | 0 | 0 | 0 | 0 | 0 | 0 | 0 | 0 | 0 | 0 | 0 | 0 | 0 | 0 | 0 | 0 | 0 | 0 |  | 133 | 106-32 | 0 | 0 | 0 | 0 | 0 | 0 | 0 | 0 | 0 | 0 | 0 | 0 | 0 | 0 | 0 | 0 | 0 | 0 | 0 | 0 | 0 | 0 | 0 | 0 | 0 | 0 | 0 | 0 | 0 | 0 | 0 | 0 | 0 | 0 | 0 | 0 | 0 | 0 | 0 | 0 | 0 | 0 | 0 | 0 | 0 | 0 | 0 | 5000000 | scaled
106-70 | 0 | 0 | 0 | 0 | 0% | 0% | 0% | 0 | 0 | 0 | 0 | 0 | 0 | 0 | 0 | 106 | 0 | 0 | 0 | 0 | 0 | 0 | 0 | 0 | 0 | 0 | 0 | 0 | 0 | 0 | 0 | 0 | 0 | 0 |  | 134 | 106-70 | 0 | 0 | 0 | 0 | 0 | 0 | 0 | 0 | 0 | 0 | 0 | 0 | 0 | 0 | 0 | 0 | 0 | 0 | 0 | 0 | 0 | 0 | 0 | 0 | 0 | 0 | 0 | 0 | 0 | 0 | 0 | 0 | 0 | 0 | 0 | 0 | 0 | 0 | 0 | 0 | 0 | 0 | 0 | 0 | 0 | 0 | 0 | 5000000 | scaled
106-70F | 0 | 0 | 0 | 0 | 0% | 0% | 0% | 0 | 0 | 0 | 0 | 0 | 0 | 0 | 0 | 106 | 0 | 0 | 0 | 0 | 0 | 0 | 0 | 0 | 0 | 0 | 0 | 0 | 0 | 0 | 0 | 0 | 0 | 0 |  | 135 | 106-70F | 0 | 0 | 0 | 0 | 0 | 0 | 0 | 0 | 0 | 0 | 0 | 0 | 0 | 0 | 0 | 0 | 0 | 0 | 0 | 0 | 0 | 0 | 0 | 0 | 0 | 0 | 0 | 0 | 0 | 0 | 0 | 0 | 0 | 0 | 0 | 0 | 0 | 0 | 0 | 0 | 0 | 0 | 0 | 0 | 0 | 0 | 0 | 5000000 | scaled
106-72 | 0 | 0 | 0 | 0 | 0% | 0% | 0% | 0 | 0 | 0 | 0 | 0 | 0 | 0 | 0 | 106 | 0 | 0 | 0 | 0 | 0 | 0 | 0 | 0 | 0 | 0 | 0 | 0 | 0 | 0 | 0 | 0 | 0 | 0 |  | 136 | 106-72 | 0 | 0 | 0 | 0 | 0 | 0 | 0 | 0 | 0 | 0 | 0 | 0 | 0 | 0 | 0 | 0 | 0 | 0 | 0 | 0 | 0 | 0 | 0 | 0 | 0 | 0 | 0 | 0 | 0 | 0 | 0 | 0 | 0 | 0 | 0 | 0 | 0 | 0 | 0 | 0 | 0 | 0 | 0 | 0 | 0 | 0 | 0 | 5000000 | scaled
106-72F | 0 | 0 | 0 | 0 | 0% | 0% | 0% | 0 | 0 | 0 | 0 | 0 | 0 | 0 | 0 | 106 | 0 | 0 | 0 | 0 | 0 | 0 | 0 | 0 | 0 | 0 | 0 | 0 | 0 | 0 | 0 | 0 | 0 | 0 |  | 137 | 106-72F | 0 | 0 | 0 | 0 | 0 | 0 | 0 | 0 | 0 | 0 | 0 | 0 | 0 | 0 | 0 | 0 | 0 | 0 | 0 | 0 | 0 | 0 | 0 | 0 | 0 | 0 | 0 | 0 | 0 | 0 | 0 | 0 | 0 | 0 | 0 | 0 | 0 | 0 | 0 | 0 | 0 | 0 | 0 | 0 | 0 | 0 | 0 | 5000000 | scaled
1060-13 | 0 | 0 | 0 | 0 | 0% | 0% | 0% | 0 | 0 | 0 | 0 | 0 | 0 | 0 | 0 | 1060 | 0 | 0 | 0 | 0 | 0 | 0 | 0 | 0 | 0 | 0 | 0 | 0 | 0 | 0 | 0 | 0 | 0 | 0 |  | 138 | 1060-13 | 0 | 0 | 0 | 0 | 0 | 0 | 0 | 0 | 0 | 0 | 0 | 0 | 0 | 0 | 0 | 0 | 0 | 0 | 0 | 0 | 0 | 0 | 0 | 0 | 0 | 0 | 0 | 0 | 0 | 0 | 0 | 0 | 0 | 0 | 0 | 0 | 0 | 0 | 0 | 0 | 0 | 0 | 0 | 0 | 0 | 0 | 0 | 5000000 | scaled
1060-132 | 0 | 0 | 0 | 0 | 0% | 0% | 0% | 0 | 0 | 0 | 0 | 0 | 0 | 0 | 0 | 1060 | 0 | 0 | 0 | 0 | 0 | 0 | 0 | 0 | 0 | 0 | 0 | 0 | 0 | 0 | 0 | 0 | 0 | 0 |  | 139 | 1060-132 | 0 | 0 | 0 | 0 | 0 | 0 | 0 | 0 | 0 | 0 | 0 | 0 | 0 | 0 | 0 | 0 | 0 | 0 | 0 | 0 | 0 | 0 | 0 | 0 | 0 | 0 | 0 | 0 | 0 | 0 | 0 | 0 | 0 | 0 | 0 | 0 | 0 | 0 | 0 | 0 | 0 | 0 | 0 | 0 | 0 | 0 | 0 | 5000000 | scaled
1060-133F | 0 | 0 | 0 | 0 | 0% | 0% | 0% | 0 | 0 | 0 | 0 | 0 | 0 | 0 | 0 | 1060 | 0 | 0 | 0 | 0 | 0 | 0 | 0 | 0 | 0 | 0 | 0 | 0 | 0 | 0 | 0 | 0 | 0 | 0 |  | 140 | 1060-133F | 0 | 0 | 0 | 0 | 0 | 0 | 0 | 0 | 0 | 0 | 0 | 0 | 0 | 0 | 0 | 0 | 0 | 0 | 0 | 0 | 0 | 0 | 0 | 0 | 0 | 0 | 0 | 0 | 0 | 0 | 0 | 0 | 0 | 0 | 0 | 0 | 0 | 0 | 0 | 0 | 0 | 0 | 0 | 0 | 0 | 0 | 0 | 5000000 | scaled
1060-135F | 0 | 0 | 0 | 0 | 0% | 0% | 0% | 0 | 0 | 0 | 0 | 0 | 0 | 0 | 0 | 1060 | 0 | 0 | 0 | 0 | 0 | 0 | 0 | 0 | 0 | 0 | 0 | 0 | 0 | 0 | 0 | 0 | 0 | 0 |  | 141 | 1060-135F | 0 | 0 | 0 | 0 | 0 | 0 | 0 | 0 | 0 | 0 | 0 | 0 | 0 | 0 | 0 | 0 | 0 | 0 | 0 | 0 | 0 | 0 | 0 | 0 | 0 | 0 | 0 | 0 | 0 | 0 | 0 | 0 | 0 | 0 | 0 | 0 | 0 | 0 | 0 | 0 | 0 | 0 | 0 | 0 | 0 | 0 | 0 | 5000000 | scaled
1060-136F | 0 | 0 | 0 | 0 | 0% | 0% | 0% | 0 | 0 | 0 | 0 | 0 | 0 | 0 | 0 | 1060 | 0 | 0 | 0 | 0 | 0 | 0 | 0 | 0 | 0 | 0 | 0 | 0 | 0 | 0 | 0 | 0 | 0 | 0 |  | 142 | 1060-136F | 0 | 0 | 0 | 0 | 0 | 0 | 0 | 0 | 0 | 0 | 0 | 0 | 0 | 0 | 0 | 0 | 0 | 0 | 0 | 0 | 0 | 0 | 0 | 0 | 0 | 0 | 0 | 0 | 0 | 0 | 0 | 0 | 0 | 0 | 0 | 0 | 0 | 0 | 0 | 0 | 0 | 0 | 0 | 0 | 0 | 0 | 0 | 5000000 | scaled
1060-14 | 0 | 0 | 0 | 0 | 0% | 0% | 0% | 0 | 0 | 0 | 0 | 0 | 0 | 0 | 0 | 1060 | 0 | 0 | 0 | 0 | 0 | 0 | 0 | 0 | 0 | 0 | 0 | 0 | 0 | 0 | 0 | 0 | 0 | 0 |  | 143 | 1060-14 | 0 | 0 | 0 | 0 | 0 | 0 | 0 | 0 | 0 | 0 | 0 | 0 | 0 | 0 | 0 | 0 | 0 | 0 | 0 | 0 | 0 | 0 | 0 | 0 | 0 | 0 | 0 | 0 | 0 | 0 | 0 | 0 | 0 | 0 | 0 | 0 | 0 | 0 | 0 | 0 | 0 | 0 | 0 | 0 | 0 | 0 | 0 | 5000000 | scaled
1060-15 | 0 | 0 | 0 | 0 | 0% | 0% | 0% | 0 | 0 | 0 | 0 | 0 | 0 | 0 | 0 | 1060 | 0 | 0 | 0 | 0 | 0 | 0 | 0 | 0 | 0 | 0 | 0 | 0 | 0 | 0 | 0 | 0 | 0 | 0 |  | 144 | 1060-15 | 0 | 0 | 0 | 0 | 0 | 0 | 0 | 0 | 0 | 0 | 0 | 0 | 0 | 0 | 0 | 0 | 0 | 0 | 0 | 0 | 0 | 0 | 0 | 0 | 0 | 0 | 0 | 0 | 0 | 0 | 0 | 0 | 0 | 0 | 0 | 0 | 0 | 0 | 0 | 0 | 0 | 0 | 0 | 0 | 0 | 0 | 0 | 5000000 | scaled
1060-15F | 0 | 0 | 0 | 0 | 0% | 0% | 0% | 0 | 0 | 0 | 0 | 0 | 0 | 0 | 0 | 1060 | 0 | 0 | 0 | 0 | 0 | 0 | 0 | 0 | 0 | 0 | 0 | 0 | 0 | 0 | 0 | 0 | 0 | 0 |  | 145 | 1060-15F | 0 | 0 | 0 | 0 | 0 | 0 | 0 | 0 | 0 | 0 | 0 | 0 | 0 | 0 | 0 | 0 | 0 | 0 | 0 | 0 | 0 | 0 | 0 | 0 | 0 | 0 | 0 | 0 | 0 | 0 | 0 | 0 | 0 | 0 | 0 | 0 | 0 | 0 | 0 | 0 | 0 | 0 | 0 | 0 | 0 | 0 | 0 | 5000000 | scaled
1060-16 | 0 | 0 | 0 | 0 | 0% | 0% | 0% | 0 | 0 | 0 | 0 | 0 | 0 | 0 | 0 | 1060 | 0 | 0 | 0 | 0 | 0 | 0 | 0 | 0 | 0 | 0 | 0 | 0 | 0 | 0 | 0 | 0 | 0 | 0 |  | 146 | 1060-16 | 0 | 0 | 0 | 0 | 0 | 0 | 0 | 0 | 0 | 0 | 0 | 0 | 0 | 0 | 0 | 0 | 0 | 0 | 0 | 0 | 0 | 0 | 0 | 0 | 0 | 0 | 0 | 0 | 0 | 0 | 0 | 0 | 0 | 0 | 0 | 0 | 0 | 0 | 0 | 0 | 0 | 0 | 0 | 0 | 0 | 0 | 0 | 5000000 | scaled
1060-16F | 0 | 0 | 0 | 0 | 0% | 0% | 0% | 0 | 0 | 0 | 0 | 0 | 0 | 0 | 0 | 1060 | 0 | 0 | 0 | 0 | 0 | 0 | 0 | 0 | 0 | 0 | 0 | 0 | 0 | 0 | 0 | 0 | 0 | 0 |  | 147 | 1060-16F | 0 | 0 | 0 | 0 | 0 | 0 | 0 | 0 | 0 | 0 | 0 | 0 | 0 | 0 | 0 | 0 | 0 | 0 | 0 | 0 | 0 | 0 | 0 | 0 | 0 | 0 | 0 | 0 | 0 | 0 | 0 | 0 | 0 | 0 | 0 | 0 | 0 | 0 | 0 | 0 | 0 | 0 | 0 | 0 | 0 | 0 | 0 | 5000000 | scaled
1073-885 | 0 | 0 | 0 | 0 | 0% | 0% | 0% | 0 | 0 | 0 | 0 | 0 | 0 | 0 | 0 | 1073 | 0 | 0 | 0 | 0 | 0 | 0 | 0 | 0 | 0 | 0 | 0 | 0 | 0 | 0 | 0 | 0 | 0 | 0 |  | 148 | 1073-885 | 0 | 0 | 0 | 0 | 0 | 0 | 0 | 0 | 0 | 0 | 0 | 0 | 0 | 0 | 0 | 0 | 0 | 0 | 0 | 0 | 0 | 0 | 0 | 0 | 0 | 0 | 0 | 0 | 0 | 0 | 0 | 0 | 0 | 0 | 0 | 0 | 0 | 0 | 0 | 0 | 0 | 0 | 0 | 0 | 0 | 0 | 0 | 5000000 | scaled
1073-886F | 27078.0985 | 3452.9675 | 23512.0119 | 113.1191 | 12.75% | 86.83% | 0.4178% | 13137.4742 | 25360.7845 | 431.8981 | 9593.4527 | 3112.1234 | 575.9045 | 19973.4125 | 4811.4675 | 1073 | 0.016776 | 0.0095428 | 0.0017944 | 1614078.1889 | 583.4602 | 21410.0258 | 5084.6125 | 34779.0442 | 1276214.2676 | 303084.8771 | 1460852.6152 | 48025.9288 | 1066766.7369 | 346059.9495 | 957040.8009 | 21732.9296 | 753737.3559 | 181570.5154 |  | 149 | 1073-886F | 27078.0985 | 13940.6243 | 1717.314 | 3452.9675 | 850.2543 | 35.5574 | 23512.0119 | 12977.251 | 1568.6376 | 113.1191 | 583.4602 | 151.5621 | 7.5557 | 2866.8182 | 136.2931 | 5.6352 | 27.51 | 15.1839 | 1.8354 | 0.085118 | 5084.6125 | 1972.4891 | 273.145 | 2866.8182 | 702.3551 | 29.2792 | 2115.0361 | 1167.3759 | 141.1077 | 102.7581 | 21410.0258 | 11816.5731 | 1436.6133 | 30.2842 | 11.6061 | 0.64298 | 21369.4657 | 11794.6912 | 1425.6945 | 10.2758 | 0.0002762 | 0.0001056 | 5.6e-06 | 0.016346 | 0.009283 | 0.0016346 | 0.0001542 | 5000000 | scaled
1073-887F | 6393.3665 | 2196.0607 | 4126.8081 | 70.4977 | 34.35% | 64.55% | 1.103% | 3183.6345 | 5988.4289 | 220.4308 | 1593.5971 | 1369.6066 | 354.4754 | 3316.988 | 2316.9655 | 1073 | 0.016639 | 0.009465 | 0.0017444 | 384239.8286 | 364.6667 | 3560.3225 | 2468.3773 | 21916.3861 | 213974.5459 | 148348.8966 | 339115.8979 | 23479.9537 | 169747.5371 | 145888.4071 | 232135.7286 | 13740.8992 | 128579.8736 | 89814.9558 |  | 150 | 1073-887F | 6393.3665 | 3209.732 | 404.9376 | 2196.0607 | 862.1095 | 59.1011 | 4126.8081 | 2277.1247 | 275.3387 | 70.4977 | 364.6667 | 144.2359 | 10.1914 | 1835.434 | 139.6899 | 9.5951 | 8.1427 | 4.493 | 0.54327 | 0.053047 | 2468.3773 | 1098.7707 | 151.4118 | 1835.434 | 720.8162 | 49.4142 | 568.9027 | 313.9139 | 37.9569 | 64.0406 | 3560.3225 | 1966.7253 | 243.3344 | 4.1556 | 1.6035 | 0.091841 | 3549.7628 | 1958.7178 | 236.8385 | 6.4041 | 0.0001412 | 5.4e-05 | 3e-06 | 0.016396 | 0.0093092 | 0.0016396 | 0.0001018 | 5000000 | scaled
1073-888F | 67344.1791 | 0 | 67344.1791 | 0 | 0% | 100% | 0% | 10774.816 | 22410.7053 | 11.7094 | 9823.3601 | 939.7464 | 24.3546 | 20431.7577 | 1954.593 | 1073 | 0.016349 | 0.016349 | 0.016349 | 4119212.3633 | 73.1857 | 61397.4408 | 5873.5527 | 4476.5152 | 3755470.7852 | 359265.0629 | 3460153.8414 | 3760.2896 | 3154609.551 | 301784.0009 | 2748426.4148 | 2986.8265 | 2505730.2697 | 239709.3186 |  | 151 | 1073-888F | 67344.1791 | 56569.3631 | 44933.4738 | 0 | 0 | 0 | 67344.1791 | 56569.3631 | 44933.4738 | 0 | 73.1857 | 61.4762 | 48.831 | 0 | 0 | 0 | 73.1857 | 61.4762 | 48.831 | 0 | 5873.5527 | 4933.8063 | 3918.9597 | 0 | 0 | 0 | 5873.5527 | 4933.8063 | 3918.9597 | 0 | 61397.4408 | 51574.0806 | 40965.683 | 0 | 0 | 0 | 61397.4408 | 51574.0806 | 40965.683 | 0 | 0 | 0 | 0 | 0.016349 | 0.016349 | 0.016349 | 0 | 5000000 | scaled
107-500F | 0 | 0 | 0 | 0 | 0% | 0% | 0% | 0 | 0 | 0 | 0 | 0 | 0 | 0 | 0 | 107 | 0 | 0 | 0 | 0 | 0 | 0 | 0 | 0 | 0 | 0 | 0 | 0 | 0 | 0 | 0 | 0 | 0 | 0 |  | 152 | 107-500F | 0 | 0 | 0 | 0 | 0 | 0 | 0 | 0 | 0 | 0 | 0 | 0 | 0 | 0 | 0 | 0 | 0 | 0 | 0 | 0 | 0 | 0 | 0 | 0 | 0 | 0 | 0 | 0 | 0 | 0 | 0 | 0 | 0 | 0 | 0 | 0 | 0 | 0 | 0 | 0 | 0 | 0 | 0 | 0 | 0 | 0 | 0 | 5000000 | scaled
107-501 | 0 | 0 | 0 | 0 | 0% | 0% | 0% | 0 | 0 | 0 | 0 | 0 | 0 | 0 | 0 | 107 | 0 | 0 | 0 | 0 | 0 | 0 | 0 | 0 | 0 | 0 | 0 | 0 | 0 | 0 | 0 | 0 | 0 | 0 |  | 153 | 107-501 | 0 | 0 | 0 | 0 | 0 | 0 | 0 | 0 | 0 | 0 | 0 | 0 | 0 | 0 | 0 | 0 | 0 | 0 | 0 | 0 | 0 | 0 | 0 | 0 | 0 | 0 | 0 | 0 | 0 | 0 | 0 | 0 | 0 | 0 | 0 | 0 | 0 | 0 | 0 | 0 | 0 | 0 | 0 | 0 | 0 | 0 | 0 | 5000000 | scaled
107-502F | 0 | 0 | 0 | 0 | 0% | 0% | 0% | 0 | 0 | 0 | 0 | 0 | 0 | 0 | 0 | 107 | 0 | 0 | 0 | 0 | 0 | 0 | 0 | 0 | 0 | 0 | 0 | 0 | 0 | 0 | 0 | 0 | 0 | 0 |  | 154 | 107-502F | 0 | 0 | 0 | 0 | 0 | 0 | 0 | 0 | 0 | 0 | 0 | 0 | 0 | 0 | 0 | 0 | 0 | 0 | 0 | 0 | 0 | 0 | 0 | 0 | 0 | 0 | 0 | 0 | 0 | 0 | 0 | 0 | 0 | 0 | 0 | 0 | 0 | 0 | 0 | 0 | 0 | 0 | 0 | 0 | 0 | 0 | 0 | 5000000 | scaled
107-503F | 0 | 0 | 0 | 0 | 0% | 0% | 0% | 0 | 0 | 0 | 0 | 0 | 0 | 0 | 0 | 107 | 0 | 0 | 0 | 0 | 0 | 0 | 0 | 0 | 0 | 0 | 0 | 0 | 0 | 0 | 0 | 0 | 0 | 0 |  | 155 | 107-503F | 0 | 0 | 0 | 0 | 0 | 0 | 0 | 0 | 0 | 0 | 0 | 0 | 0 | 0 | 0 | 0 | 0 | 0 | 0 | 0 | 0 | 0 | 0 | 0 | 0 | 0 | 0 | 0 | 0 | 0 | 0 | 0 | 0 | 0 | 0 | 0 | 0 | 0 | 0 | 0 | 0 | 0 | 0 | 0 | 0 | 0 | 0 | 5000000 | scaled
1070-333 | 0 | 0 | 0 | 0 | 0% | 0% | 0% | 0 | 0 | 0 | 0 | 0 | 0 | 0 | 0 | 1070 | 0 | 0 | 0 | 0 | 0 | 0 | 0 | 0 | 0 | 0 | 0 | 0 | 0 | 0 | 0 | 0 | 0 | 0 |  | 156 | 1070-333 | 0 | 0 | 0 | 0 | 0 | 0 | 0 | 0 | 0 | 0 | 0 | 0 | 0 | 0 | 0 | 0 | 0 | 0 | 0 | 0 | 0 | 0 | 0 | 0 | 0 | 0 | 0 | 0 | 0 | 0 | 0 | 0 | 0 | 0 | 0 | 0 | 0 | 0 | 0 | 0 | 0 | 0 | 0 | 0 | 0 | 0 | 0 | 5000000 | scaled
1070-334AE | 0 | 0 | 0 | 0 | 0% | 0% | 0% | 0 | 0 | 0 | 0 | 0 | 0 | 0 | 0 | 1070 | 0 | 0 | 0 | 0 | 0 | 0 | 0 | 0 | 0 | 0 | 0 | 0 | 0 | 0 | 0 | 0 | 0 | 0 |  | 157 | 1070-334AE | 0 | 0 | 0 | 0 | 0 | 0 | 0 | 0 | 0 | 0 | 0 | 0 | 0 | 0 | 0 | 0 | 0 | 0 | 0 | 0 | 0 | 0 | 0 | 0 | 0 | 0 | 0 | 0 | 0 | 0 | 0 | 0 | 0 | 0 | 0 | 0 | 0 | 0 | 0 | 0 | 0 | 0 | 0 | 0 | 0 | 0 | 0 | 5000000 | scaled
1070-335AE | 0 | 0 | 0 | 0 | 0% | 0% | 0% | 0 | 0 | 0 | 0 | 0 | 0 | 0 | 0 | 1070 | 0 | 0 | 0 | 0 | 0 | 0 | 0 | 0 | 0 | 0 | 0 | 0 | 0 | 0 | 0 | 0 | 0 | 0 |  | 158 | 1070-335AE | 0 | 0 | 0 | 0 | 0 | 0 | 0 | 0 | 0 | 0 | 0 | 0 | 0 | 0 | 0 | 0 | 0 | 0 | 0 | 0 | 0 | 0 | 0 | 0 | 0 | 0 | 0 | 0 | 0 | 0 | 0 | 0 | 0 | 0 | 0 | 0 | 0 | 0 | 0 | 0 | 0 | 0 | 0 | 0 | 0 | 0 | 0 | 5000000 | scaled
1071-181 | 0 | 0 | 0 | 0 | 0% | 0% | 0% | 0 | 0 | 0 | 0 | 0 | 0 | 0 | 0 | 1071 | 0 | 0 | 0 | 0 | 0 | 0 | 0 | 0 | 0 | 0 | 0 | 0 | 0 | 0 | 0 | 0 | 0 | 0 |  | 159 | 1071-181 | 0 | 0 | 0 | 0 | 0 | 0 | 0 | 0 | 0 | 0 | 0 | 0 | 0 | 0 | 0 | 0 | 0 | 0 | 0 | 0 | 0 | 0 | 0 | 0 | 0 | 0 | 0 | 0 | 0 | 0 | 0 | 0 | 0 | 0 | 0 | 0 | 0 | 0 | 0 | 0 | 0 | 0 | 0 | 0 | 0 | 0 | 0 | 5000000 | scaled
1071-225 | 0 | 0 | 0 | 0 | 0% | 0% | 0% | 0 | 0 | 0 | 0 | 0 | 0 | 0 | 0 | 1071 | 0 | 0 | 0 | 0 | 0 | 0 | 0 | 0 | 0 | 0 | 0 | 0 | 0 | 0 | 0 | 0 | 0 | 0 |  | 160 | 1071-225 | 0 | 0 | 0 | 0 | 0 | 0 | 0 | 0 | 0 | 0 | 0 | 0 | 0 | 0 | 0 | 0 | 0 | 0 | 0 | 0 | 0 | 0 | 0 | 0 | 0 | 0 | 0 | 0 | 0 | 0 | 0 | 0 | 0 | 0 | 0 | 0 | 0 | 0 | 0 | 0 | 0 | 0 | 0 | 0 | 0 | 0 | 0 | 5000000 | scaled
1071-226F | 15052.821 | 14799.468 | 0 | 253.353 | 98.32% | 0% | 1.683% | 8949.095 | 14449.2115 | 1307.7973 | 950.6207 | 6690.677 | 2115.1976 | 1512.2577 | 10821.7563 | 1071 | 0.0017068 | 0.0008688 | 0.0003752 | 8819323.3107 | 2167.5646 | 1566.4874 | 11318.769 | 1269958.1928 | 917791.9986 | 6631573.1193 | 7025467.3521 | 1026683.394 | 746282.6693 | 5252501.2888 | 1608767.2679 | 235504.934 | 168373.9417 | 1204888.3922 |  | 161 | 1071-226F | 15052.821 | 6103.726 | 603.6095 | 14799.468 | 5850.373 | 350.2565 | 0 | 0 | 0 | 253.353 | 2167.5646 | 859.7673 | 52.3671 | 11088.6214 | 859.5767 | 52.1764 | 0 | 0 | 0 | 0.19064 | 11318.769 | 4628.092 | 497.0127 | 11088.6214 | 4397.9444 | 266.8651 | 0 | 0 | 0 | 230.1476 | 1566.4874 | 615.8667 | 54.2297 | 1543.4726 | 592.852 | 31.2149 | 0 | 0 | 0 | 23.0148 | 0.0013586 | 0.0005206 | 2.7e-05 | 0 | 0 | 0 | 0.0003482 | 5000000 | scaled
1071-228F | 0 | 0 | 0 | 0 | 0% | 0% | 0% | 0 | 0 | 0 | 0 | 0 | 0 | 0 | 0 | 1071 | 0 | 0 | 0 | 0 | 0 | 0 | 0 | 0 | 0 | 0 | 0 | 0 | 0 | 0 | 0 | 0 | 0 | 0 |  | 162 | 1071-228F | 0 | 0 | 0 | 0 | 0 | 0 | 0 | 0 | 0 | 0 | 0 | 0 | 0 | 0 | 0 | 0 | 0 | 0 | 0 | 0 | 0 | 0 | 0 | 0 | 0 | 0 | 0 | 0 | 0 | 0 | 0 | 0 | 0 | 0 | 0 | 0 | 0 | 0 | 0 | 0 | 0 | 0 | 0 | 0 | 0 | 0 | 0 | 5000000 | scaled
1071-3F | 0 | 0 | 0 | 0 | 0% | 0% | 0% | 0 | 0 | 0 | 0 | 0 | 0 | 0 | 0 | 1071 | 0 | 0 | 0 | 0 | 0 | 0 | 0 | 0 | 0 | 0 | 0 | 0 | 0 | 0 | 0 | 0 | 0 | 0 |  | 163 | 1071-3F | 0 | 0 | 0 | 0 | 0 | 0 | 0 | 0 | 0 | 0 | 0 | 0 | 0 | 0 | 0 | 0 | 0 | 0 | 0 | 0 | 0 | 0 | 0 | 0 | 0 | 0 | 0 | 0 | 0 | 0 | 0 | 0 | 0 | 0 | 0 | 0 | 0 | 0 | 0 | 0 | 0 | 0 | 0 | 0 | 0 | 0 | 0 | 5000000 | scaled
1071-4 | 0 | 0 | 0 | 0 | 0% | 0% | 0% | 0 | 0 | 0 | 0 | 0 | 0 | 0 | 0 | 1071 | 0 | 0 | 0 | 0 | 0 | 0 | 0 | 0 | 0 | 0 | 0 | 0 | 0 | 0 | 0 | 0 | 0 | 0 |  | 164 | 1071-4 | 0 | 0 | 0 | 0 | 0 | 0 | 0 | 0 | 0 | 0 | 0 | 0 | 0 | 0 | 0 | 0 | 0 | 0 | 0 | 0 | 0 | 0 | 0 | 0 | 0 | 0 | 0 | 0 | 0 | 0 | 0 | 0 | 0 | 0 | 0 | 0 | 0 | 0 | 0 | 0 | 0 | 0 | 0 | 0 | 0 | 0 | 0 | 5000000 | scaled
1071-457 | 0 | 0 | 0 | 0 | 0% | 0% | 0% | 0 | 0 | 0 | 0 | 0 | 0 | 0 | 0 | 1071 | 0 | 0 | 0 | 0 | 0 | 0 | 0 | 0 | 0 | 0 | 0 | 0 | 0 | 0 | 0 | 0 | 0 | 0 |  | 165 | 1071-457 | 0 | 0 | 0 | 0 | 0 | 0 | 0 | 0 | 0 | 0 | 0 | 0 | 0 | 0 | 0 | 0 | 0 | 0 | 0 | 0 | 0 | 0 | 0 | 0 | 0 | 0 | 0 | 0 | 0 | 0 | 0 | 0 | 0 | 0 | 0 | 0 | 0 | 0 | 0 | 0 | 0 | 0 | 0 | 0 | 0 | 0 | 0 | 5000000 | scaled
1071-458 | 0 | 0 | 0 | 0 | 0% | 0% | 0% | 0 | 0 | 0 | 0 | 0 | 0 | 0 | 0 | 1071 | 0 | 0 | 0 | 0 | 0 | 0 | 0 | 0 | 0 | 0 | 0 | 0 | 0 | 0 | 0 | 0 | 0 | 0 |  | 166 | 1071-458 | 0 | 0 | 0 | 0 | 0 | 0 | 0 | 0 | 0 | 0 | 0 | 0 | 0 | 0 | 0 | 0 | 0 | 0 | 0 | 0 | 0 | 0 | 0 | 0 | 0 | 0 | 0 | 0 | 0 | 0 | 0 | 0 | 0 | 0 | 0 | 0 | 0 | 0 | 0 | 0 | 0 | 0 | 0 | 0 | 0 | 0 | 0 | 5000000 | scaled
1072-3 | 0 | 0 | 0 | 0 | 0% | 0% | 0% | 0 | 0 | 0 | 0 | 0 | 0 | 0 | 0 | 1072 | 0 | 0 | 0 | 0 | 0 | 0 | 0 | 0 | 0 | 0 | 0 | 0 | 0 | 0 | 0 | 0 | 0 | 0 |  | 167 | 1072-3 | 0 | 0 | 0 | 0 | 0 | 0 | 0 | 0 | 0 | 0 | 0 | 0 | 0 | 0 | 0 | 0 | 0 | 0 | 0 | 0 | 0 | 0 | 0 | 0 | 0 | 0 | 0 | 0 | 0 | 0 | 0 | 0 | 0 | 0 | 0 | 0 | 0 | 0 | 0 | 0 | 0 | 0 | 0 | 0 | 0 | 0 | 0 | 5000000 | scaled
1072-4 | 0 | 0 | 0 | 0 | 0% | 0% | 0% | 0 | 0 | 0 | 0 | 0 | 0 | 0 | 0 | 1072 | 0 | 0 | 0 | 0 | 0 | 0 | 0 | 0 | 0 | 0 | 0 | 0 | 0 | 0 | 0 | 0 | 0 | 0 |  | 168 | 1072-4 | 0 | 0 | 0 | 0 | 0 | 0 | 0 | 0 | 0 | 0 | 0 | 0 | 0 | 0 | 0 | 0 | 0 | 0 | 0 | 0 | 0 | 0 | 0 | 0 | 0 | 0 | 0 | 0 | 0 | 0 | 0 | 0 | 0 | 0 | 0 | 0 | 0 | 0 | 0 | 0 | 0 | 0 | 0 | 0 | 0 | 0 | 0 | 5000000 | scaled
1072-5 | 0 | 0 | 0 | 0 | 0% | 0% | 0% | 0 | 0 | 0 | 0 | 0 | 0 | 0 | 0 | 1072 | 0 | 0 | 0 | 0 | 0 | 0 | 0 | 0 | 0 | 0 | 0 | 0 | 0 | 0 | 0 | 0 | 0 | 0 |  | 169 | 1072-5 | 0 | 0 | 0 | 0 | 0 | 0 | 0 | 0 | 0 | 0 | 0 | 0 | 0 | 0 | 0 | 0 | 0 | 0 | 0 | 0 | 0 | 0 | 0 | 0 | 0 | 0 | 0 | 0 | 0 | 0 | 0 | 0 | 0 | 0 | 0 | 0 | 0 | 0 | 0 | 0 | 0 | 0 | 0 | 0 | 0 | 0 | 0 | 5000000 | scaled
1072-6 | 193612.1217 | 714.8884 | 192796.5728 | 100.6605 | 0.3692% | 99.58% | 0.05199% | 87053.4782 | 180621.1048 | 185.0831 | 79193.2883 | 7675.1068 | 327.815 | 164628.9096 | 15664.3802 | 1072 | 0.01694 | 0.0095368 | 0.0017702 | 11429152.0561 | 347.8702 | 176406.3287 | 16857.9228 | 20535.1875 | 10413473.7917 | 995143.077 | 11173417.0255 | 23755.6328 | 10164552.3442 | 985109.0484 | 7338728.3033 | 13319.293 | 6688957.1945 | 636451.8159 |  | 170 | 1072-6 | 193612.1217 | 106558.6435 | 12991.0168 | 714.8884 | 216.4717 | 27.8061 | 192796.5728 | 106241.5113 | 12862.5502 | 100.6605 | 347.8702 | 162.7871 | 20.0552 | 594.6497 | 35.1914 | 4.5407 | 231.4106 | 127.52 | 15.4387 | 0.075744 | 16857.9228 | 9182.8159 | 1193.5426 | 594.6497 | 179.8065 | 23.1875 | 16171.8324 | 8911.5687 | 1078.9144 | 91.4407 | 176406.3287 | 97213.0404 | 11777.4191 | 3.8549 | 1.4738 | 0.077945 | 176393.3298 | 97202.4225 | 11768.1971 | 9.1441 | 0.00073 | 0.0002796 | 1.46e-05 | 0.016061 | 0.0091076 | 0.001606 | 0.0001496 | 5000000 | scaled
1073-2 | 0 | 0 | 0 | 0 | 0% | 0% | 0% | 0 | 0 | 0 | 0 | 0 | 0 | 0 | 0 | 1073 | 0 | 0 | 0 | 0 | 0 | 0 | 0 | 0 | 0 | 0 | 0 | 0 | 0 | 0 | 0 | 0 | 0 | 0 |  | 171 | 1073-2 | 0 | 0 | 0 | 0 | 0 | 0 | 0 | 0 | 0 | 0 | 0 | 0 | 0 | 0 | 0 | 0 | 0 | 0 | 0 | 0 | 0 | 0 | 0 | 0 | 0 | 0 | 0 | 0 | 0 | 0 | 0 | 0 | 0 | 0 | 0 | 0 | 0 | 0 | 0 | 0 | 0 | 0 | 0 | 0 | 0 | 0 | 0 | 5000000 | scaled
1073-3F | 1202.2019 | 0 | 1202.2019 | 0 | 0% | 100% | 0% | 192.3244 | 400.1797 | 0.80911 | 151.9443 | 39.5709 | 1.6836 | 316.1587 | 82.3374 | 1073 | 0.016295 | 0.016295 | 0.016295 | 73778.2551 | 5.0577 | 949.7899 | 247.3544 | 310.3848 | 58287.914 | 15179.9562 | 61975.4491 | 260.7305 | 48963.2026 | 12751.5161 | 49219.5184 | 207.0663 | 38885.4826 | 10126.9694 |  | 172 | 1073-3F | 1202.2019 | 1009.8775 | 802.0222 | 0 | 0 | 0 | 1202.2019 | 1009.8775 | 802.0222 | 0 | 5.0577 | 4.2486 | 3.3741 | 0 | 0 | 0 | 5.0577 | 4.2486 | 3.3741 | 0 | 247.3544 | 207.7834 | 165.0169 | 0 | 0 | 0 | 247.3544 | 207.7834 | 165.0169 | 0 | 949.7899 | 797.8456 | 633.6312 | 0 | 0 | 0 | 949.7899 | 797.8456 | 633.6312 | 0 | 0 | 0 | 0 | 0.016295 | 0.016295 | 0.016295 | 0 | 5000000 | scaled
1073-480 | 99118.627 | 2763.9934 | 96173.6284 | 181.0052 | 2.789% | 97.03% | 0.1826% | 44845.3815 | 92495.7636 | 218.4325 | 40145.9078 | 4481.0412 | 364.0412 | 83262.0456 | 8869.6768 | 1073 | 0.017172 | 0.0097402 | 0.0018986 | 5772174.5524 | 371.9299 | 89171.7345 | 9574.9626 | 21659.3438 | 5192917.1377 | 557598.0709 | 5572087.3752 | 27140.4794 | 4988172.661 | 556774.2347 | 3488287.8758 | 13729.0683 | 3140057.1515 | 334501.656 |  | 173 | 1073-480 | 99118.627 | 54273.2455 | 6622.8634 | 2763.9934 | 1005.4282 | 23.5375 | 96173.6284 | 53086.8121 | 6418.3207 | 181.0052 | 371.9299 | 153.4974 | 7.8887 | 1306.1719 | 89.2394 | 0 | 116.1649 | 64.1218 | 7.7525 | 0.1362 | 9574.9626 | 5093.9214 | 705.2857 | 1306.1719 | 455.9728 | 0 | 8104.3643 | 4473.5223 | 540.8594 | 164.4264 | 89171.7345 | 49025.8267 | 5909.6889 | 1202.1927 | 460.216 | 23.5375 | 87953.0991 | 48549.168 | 5869.7088 | 16.4426 | 0.0006842 | 0.0002622 | 1.36e-05 | 0.016225 | 0.0092154 | 0.0016224 | 0.0002626 | 5000000 | scaled
1073-871 | 0 | 0 | 0 | 0 | 0% | 0% | 0% | 0 | 0 | 0 | 0 | 0 | 0 | 0 | 0 | 1073 | 0 | 0 | 0 | 0 | 0 | 0 | 0 | 0 | 0 | 0 | 0 | 0 | 0 | 0 | 0 | 0 | 0 | 0 |  | 174 | 1073-871 | 0 | 0 | 0 | 0 | 0 | 0 | 0 | 0 | 0 | 0 | 0 | 0 | 0 | 0 | 0 | 0 | 0 | 0 | 0 | 0 | 0 | 0 | 0 | 0 | 0 | 0 | 0 | 0 | 0 | 0 | 0 | 0 | 0 | 0 | 0 | 0 | 0 | 0 | 0 | 0 | 0 | 0 | 0 | 0 | 0 | 0 | 0 | 5000000 | scaled
1073-872F | 17965.8791 | 15601.9726 | 1926.6608 | 437.2457 | 86.84% | 10.72% | 2.434% | 9274.9821 | 17258.6218 | 1367.3979 | 807.5194 | 7100.0648 | 2513.9198 | 1674.4624 | 13070.2397 | 1073 | 0.018584 | 0.010504 | 0.0022604 | 966718.2749 | 2537.2897 | 1832.7361 | 13595.8534 | 136527.9307 | 98616.9073 | 731573.4369 | 827420.7931 | 121985.5132 | 72038.7743 | 633396.5056 | 312890.3425 | 45576.1313 | 30357.1809 | 236957.0303 |  | 175 | 1073-872F | 17965.8791 | 8690.897 | 707.2573 | 15601.9726 | 7190.7127 | 141.4995 | 1926.6608 | 1062.9387 | 128.5121 | 437.2457 | 2537.2897 | 1169.8918 | 23.3699 | 13044.9514 | 1168.2557 | 22.8829 | 2.3692 | 1.3071 | 0.15803 | 0.32901 | 13595.8534 | 6495.7886 | 525.6137 | 13044.9514 | 6013.7926 | 118.1643 | 153.705 | 84.799 | 10.2524 | 397.197 | 1832.7361 | 1025.2167 | 158.2737 | 22.4297 | 8.6644 | 0.45232 | 1770.5867 | 976.8326 | 118.1017 | 39.7197 | 0.0016362 | 0.0006266 | 3.3e-05 | 0.016356 | 0.0092852 | 0.0016356 | 0.0005918 | 5000000 | scaled
1073-874F | 40994.8871 | 9652.9701 | 30189.9757 | 1151.9413 | 23.55% | 73.64% | 2.81% | 18779.7541 | 36872.8296 | 729.5309 | 11642.0374 | 6408.1858 | 1200.5119 | 23959.804 | 11712.5137 | 1073 | 0.021565 | 0.012468 | 0.0034526 | 1901027.0104 | 1330.5499 | 25845.2428 | 13819.0944 | 61700.6508 | 1198503.234 | 640823.1256 | 1781800.5579 | 69217.013 | 1104582.5585 | 608000.9864 | 1193899.5299 | 38871.1851 | 775790.7128 | 379237.6321 |  | 176 | 1073-874F | 40994.8871 | 22215.133 | 4122.0575 | 9652.9701 | 4389.1189 | 956.8106 | 30189.9757 | 16674.0728 | 2013.3056 | 1151.9413 | 1330.5499 | 601.019 | 130.038 | 6582.676 | 572.3865 | 125.8186 | 50.2725 | 27.7657 | 3.3526 | 0.8668 | 13819.0944 | 7410.9086 | 2106.5807 | 6582.676 | 2945.7168 | 647.3522 | 6189.9871 | 3418.7604 | 412.7971 | 1046.4314 | 25845.2428 | 14203.2054 | 1885.4389 | 1790.8835 | 871.0157 | 183.6398 | 23949.7162 | 13227.5466 | 1597.1559 | 104.6431 | 0.003574 | 0.0015324 | 0.0001696 | 0.016342 | 0.0092866 | 0.0016342 | 0.0016488 | 5000000 | scaled
1076-30 | 0 | 0 | 0 | 0 | 0% | 0% | 0% | 0 | 0 | 0 | 0 | 0 | 0 | 0 | 0 | 1076 | 0 | 0 | 0 | 0 | 0 | 0 | 0 | 0 | 0 | 0 | 0 | 0 | 0 | 0 | 0 | 0 | 0 | 0 |  | 177 | 1076-30 | 0 | 0 | 0 | 0 | 0 | 0 | 0 | 0 | 0 | 0 | 0 | 0 | 0 | 0 | 0 | 0 | 0 | 0 | 0 | 0 | 0 | 0 | 0 | 0 | 0 | 0 | 0 | 0 | 0 | 0 | 0 | 0 | 0 | 0 | 0 | 0 | 0 | 0 | 0 | 0 | 0 | 0 | 0 | 0 | 0 | 0 | 0 | 5000000 | scaled
1076-31F | 0 | 0 | 0 | 0 | 0% | 0% | 0% | 0 | 0 | 0 | 0 | 0 | 0 | 0 | 0 | 1076 | 0 | 0 | 0 | 0 | 0 | 0 | 0 | 0 | 0 | 0 | 0 | 0 | 0 | 0 | 0 | 0 | 0 | 0 |  | 178 | 1076-31F | 0 | 0 | 0 | 0 | 0 | 0 | 0 | 0 | 0 | 0 | 0 | 0 | 0 | 0 | 0 | 0 | 0 | 0 | 0 | 0 | 0 | 0 | 0 | 0 | 0 | 0 | 0 | 0 | 0 | 0 | 0 | 0 | 0 | 0 | 0 | 0 | 0 | 0 | 0 | 0 | 0 | 0 | 0 | 0 | 0 | 0 | 0 | 5000000 | scaled
1076-32F | 0 | 0 | 0 | 0 | 0% | 0% | 0% | 0 | 0 | 0 | 0 | 0 | 0 | 0 | 0 | 1076 | 0 | 0 | 0 | 0 | 0 | 0 | 0 | 0 | 0 | 0 | 0 | 0 | 0 | 0 | 0 | 0 | 0 | 0 |  | 179 | 1076-32F | 0 | 0 | 0 | 0 | 0 | 0 | 0 | 0 | 0 | 0 | 0 | 0 | 0 | 0 | 0 | 0 | 0 | 0 | 0 | 0 | 0 | 0 | 0 | 0 | 0 | 0 | 0 | 0 | 0 | 0 | 0 | 0 | 0 | 0 | 0 | 0 | 0 | 0 | 0 | 0 | 0 | 0 | 0 | 0 | 0 | 0 | 0 | 5000000 | scaled
1076-34 | 0 | 0 | 0 | 0 | 0% | 0% | 0% | 0 | 0 | 0 | 0 | 0 | 0 | 0 | 0 | 1076 | 0 | 0 | 0 | 0 | 0 | 0 | 0 | 0 | 0 | 0 | 0 | 0 | 0 | 0 | 0 | 0 | 0 | 0 |  | 180 | 1076-34 | 0 | 0 | 0 | 0 | 0 | 0 | 0 | 0 | 0 | 0 | 0 | 0 | 0 | 0 | 0 | 0 | 0 | 0 | 0 | 0 | 0 | 0 | 0 | 0 | 0 | 0 | 0 | 0 | 0 | 0 | 0 | 0 | 0 | 0 | 0 | 0 | 0 | 0 | 0 | 0 | 0 | 0 | 0 | 0 | 0 | 0 | 0 | 5000000 | scaled
1076-35F | 0 | 0 | 0 | 0 | 0% | 0% | 0% | 0 | 0 | 0 | 0 | 0 | 0 | 0 | 0 | 1076 | 0 | 0 | 0 | 0 | 0 | 0 | 0 | 0 | 0 | 0 | 0 | 0 | 0 | 0 | 0 | 0 | 0 | 0 |  | 181 | 1076-35F | 0 | 0 | 0 | 0 | 0 | 0 | 0 | 0 | 0 | 0 | 0 | 0 | 0 | 0 | 0 | 0 | 0 | 0 | 0 | 0 | 0 | 0 | 0 | 0 | 0 | 0 | 0 | 0 | 0 | 0 | 0 | 0 | 0 | 0 | 0 | 0 | 0 | 0 | 0 | 0 | 0 | 0 | 0 | 0 | 0 | 0 | 0 | 5000000 | scaled
1076-36F | 0 | 0 | 0 | 0 | 0% | 0% | 0% | 0 | 0 | 0 | 0 | 0 | 0 | 0 | 0 | 1076 | 0 | 0 | 0 | 0 | 0 | 0 | 0 | 0 | 0 | 0 | 0 | 0 | 0 | 0 | 0 | 0 | 0 | 0 |  | 182 | 1076-36F | 0 | 0 | 0 | 0 | 0 | 0 | 0 | 0 | 0 | 0 | 0 | 0 | 0 | 0 | 0 | 0 | 0 | 0 | 0 | 0 | 0 | 0 | 0 | 0 | 0 | 0 | 0 | 0 | 0 | 0 | 0 | 0 | 0 | 0 | 0 | 0 | 0 | 0 | 0 | 0 | 0 | 0 | 0 | 0 | 0 | 0 | 0 | 5000000 | scaled
1076-37F | 25755.9692 | 18421.398 | 0 | 7334.5712 | 71.52% | 0% | 28.48% | 10720.1271 | 18037.3984 | 194.9575 | 9762.7987 | 762.371 | 315.2979 | 16489.1542 | 1232.9463 | 1076 | 0.031216 | 0.018594 | 0.01074 | 825093.9963 | 323.1062 | 17528.195 | 7904.668 | 10350.7265 | 561516.7625 | 253226.5072 | 808639.4549 | 14706.0114 | 736426.3608 | 57507.0827 | 718648.3558 | 12562.141 | 656963.0103 | 49123.2046 |  | 183 | 1076-37F | 25755.9692 | 15035.842 | 7718.5708 | 18421.398 | 7701.2708 | 383.9996 | 0 | 0 | 0 | 7334.5712 | 323.1062 | 128.1487 | 7.8083 | 1241.8933 | 122.6297 | 2.2892 | 0 | 0 | 0 | 5.519 | 7904.668 | 7142.297 | 6671.7217 | 1241.8933 | 479.5224 | 8.947 | 0 | 0 | 0 | 6662.7747 | 17528.195 | 7765.3963 | 1039.0408 | 16861.9175 | 7099.1188 | 372.7633 | 0 | 0 | 0 | 666.2775 | 0.020909 | 0.008287 | 0.0004334 | 0 | 0 | 0 | 0.010307 | 5000000 | scaled
1077-8R | 24383.2116 | 22128.3008 | 0 | 2254.9108 | 90.75% | 0% | 9.248% | 12432.9081 | 21555.655 | 1958.4245 | 418.1841 | 10056.2995 | 3398.4374 | 701.6058 | 17455.6119 | 1077 | 0.0094446 | 0.0056722 | 0.0032812 | 2581709.2966 | 3490.9227 | 922.0509 | 19970.238 | 369621.017 | 97627.3148 | 2114460.9648 | 2106819.8423 | 331865.0422 | 70863.4417 | 1704091.3585 | 861744.6603 | 135861.5759 | 28048.5579 | 697834.5266 |  | 184 | 1077-8R | 24383.2116 | 11950.3035 | 2827.5566 | 22128.3008 | 9695.3927 | 572.6458 | 0 | 0 | 0 | 2254.9108 | 3490.9227 | 1532.4982 | 92.4853 | 17921.8616 | 1530.8014 | 90.7885 | 0 | 0 | 0 | 1.6967 | 19970.238 | 9913.9386 | 2514.6261 | 17921.8616 | 7865.5622 | 466.2497 | 0 | 0 | 0 | 2048.3764 | 922.0509 | 503.8668 | 220.4452 | 717.2133 | 299.0292 | 15.6075 | 0 | 0 | 0 | 204.8376 | 0.0062946 | 0.0025222 | 0.0001312 | 0 | 0 | 0 | 0.00315 | 5000000 | scaled
1079-21F | 0 | 0 | 0 | 0 | 0% | 0% | 0% | 0 | 0 | 0 | 0 | 0 | 0 | 0 | 0 | 1079 | 0 | 0 | 0 | 0 | 0 | 0 | 0 | 0 | 0 | 0 | 0 | 0 | 0 | 0 | 0 | 0 | 0 | 0 |  | 185 | 1079-21F | 0 | 0 | 0 | 0 | 0 | 0 | 0 | 0 | 0 | 0 | 0 | 0 | 0 | 0 | 0 | 0 | 0 | 0 | 0 | 0 | 0 | 0 | 0 | 0 | 0 | 0 | 0 | 0 | 0 | 0 | 0 | 0 | 0 | 0 | 0 | 0 | 0 | 0 | 0 | 0 | 0 | 0 | 0 | 0 | 0 | 0 | 0 | 5000000 | scaled
1079-23 | 0 | 0 | 0 | 0 | 0% | 0% | 0% | 0 | 0 | 0 | 0 | 0 | 0 | 0 | 0 | 1079 | 0 | 0 | 0 | 0 | 0 | 0 | 0 | 0 | 0 | 0 | 0 | 0 | 0 | 0 | 0 | 0 | 0 | 0 |  | 186 | 1079-23 | 0 | 0 | 0 | 0 | 0 | 0 | 0 | 0 | 0 | 0 | 0 | 0 | 0 | 0 | 0 | 0 | 0 | 0 | 0 | 0 | 0 | 0 | 0 | 0 | 0 | 0 | 0 | 0 | 0 | 0 | 0 | 0 | 0 | 0 | 0 | 0 | 0 | 0 | 0 | 0 | 0 | 0 | 0 | 0 | 0 | 0 | 0 | 5000000 | scaled
1079-9 | 117302.1432 | 111426.6382 | 0 | 5875.505 | 94.99% | 0% | 5.009% | 50936.7145 | 108740.0979 | 12750.8117 | 2702.8138 | 35483.089 | 27147.0897 | 6062.4108 | 75530.5974 | 1079 | 0.027256 | 0.016688 | 0.0087542 | 4303749.7778 | 27813.9841 | 6777.7186 | 82710.4404 | 1020479.4623 | 248670.692 | 3034599.6234 | 3976930.6986 | 995531.3166 | 211024.6666 | 2770374.7154 | 978050.0029 | 244171.3007 | 54527.6396 | 679351.0626 |  | 187 | 1079-9 | 117302.1432 | 66365.4287 | 8562.0453 | 111426.6382 | 60489.9238 | 2686.5404 | 0 | 0 | 0 | 5875.505 | 27813.9841 | 15063.1724 | 666.8945 | 77373.0915 | 15058.7513 | 662.4733 | 0 | 0 | 0 | 4.4211 | 82710.4404 | 47227.3514 | 7179.843 | 77373.0915 | 41890.0025 | 1842.4941 | 0 | 0 | 0 | 5337.3489 | 6777.7186 | 4074.9048 | 715.3079 | 6243.9838 | 3541.17 | 181.573 | 0 | 0 | 0 | 533.7349 | 0.018953 | 0.008385 | 0.0004516 | 0 | 0 | 0 | 0.0083026 | 5000000 | scaled
1081-665 | 0 | 0 | 0 | 0 | 0% | 0% | 0% | 0 | 0 | 0 | 0 | 0 | 0 | 0 | 0 | 1081 | 0 | 0 | 0 | 0 | 0 | 0 | 0 | 0 | 0 | 0 | 0 | 0 | 0 | 0 | 0 | 0 | 0 | 0 |  | 188 | 1081-665 | 0 | 0 | 0 | 0 | 0 | 0 | 0 | 0 | 0 | 0 | 0 | 0 | 0 | 0 | 0 | 0 | 0 | 0 | 0 | 0 | 0 | 0 | 0 | 0 | 0 | 0 | 0 | 0 | 0 | 0 | 0 | 0 | 0 | 0 | 0 | 0 | 0 | 0 | 0 | 0 | 0 | 0 | 0 | 0 | 0 | 0 | 0 | 5000000 | scaled
1081-666F | 169874.5207 | 136342.3922 | 29758.0318 | 3774.0967 | 80.26% | 17.52% | 2.222% | 95026.8618 | 161366.6173 | 16833.8008 | 12514.9074 | 65678.1536 | 27531.2079 | 25912.094 | 107923.3155 | 1081 | 0.027363 | 0.015792 | 0.0066252 | 6208183.3404 | 28099.6272 | 28079.7245 | 113695.169 | 1026920.5585 | 1026193.2001 | 4155069.5818 | 4739713.4526 | 839629.8765 | 624213.7622 | 3275869.8139 | 1284173.0726 | 219096.3434 | 206211.2592 | 858865.47 |  | 189 | 1081-666F | 169874.5207 | 74847.659 | 8507.9034 | 136342.3922 | 54610.2551 | 2739.2219 | 29758.0318 | 16463.3072 | 1994.5849 | 3774.0967 | 28099.6272 | 11265.8264 | 568.4194 | 107562.1455 | 11240.8274 | 562.8948 | 40.0534 | 22.1591 | 2.6846 | 2.8399 | 113695.169 | 48017.0154 | 5771.8535 | 107562.1455 | 43092.3051 | 2162.1571 | 2704.6082 | 1496.2951 | 181.2812 | 3428.4153 | 28079.7245 | 15564.8171 | 2167.6306 | 723.5128 | 277.1226 | 14.17 | 27013.3702 | 14944.853 | 1810.6191 | 342.8415 | 0.011232 | 0.0043192 | 0.0002244 | 0.010812 | 0.0061528 | 0.0010812 | 0.0053196 | 5000000 | scaled
1081-668F | 32959.1187 | 5006.4721 | 27394.0445 | 558.6021 | 15.19% | 83.12% | 1.695% | 14858.7013 | 30116.0853 | 454.4354 | 11642.6394 | 2761.6264 | 790.123 | 24175.337 | 5150.6253 | 1081 | 0.013304 | 0.0076692 | 0.001914 | 2477421.392 | 880.5968 | 25921.8007 | 6156.7212 | 66191.3735 | 1948450.8736 | 462779.1449 | 2360144.1406 | 72182.1536 | 1849307.4667 | 438654.5202 | 1485388.4152 | 38970.5198 | 1192378.2643 | 254039.631 |  | 190 | 1081-668F | 32959.1187 | 18100.4174 | 2843.0334 | 5006.4721 | 2388.3328 | 449.4301 | 27394.0445 | 15153.4826 | 1835.0013 | 558.6021 | 880.5968 | 426.1614 | 90.4738 | 3277.2001 | 406.9191 | 87.7743 | 34.0259 | 18.822 | 2.2792 | 0.42033 | 6156.7212 | 3395.0947 | 1006.0959 | 3277.2001 | 1575.4986 | 339.763 | 2372.0832 | 1312.1582 | 158.895 | 507.4379 | 25921.8007 | 14279.1613 | 1746.4637 | 883.1215 | 405.9151 | 21.8929 | 24987.9354 | 13822.5024 | 1673.8271 | 50.7438 | 0.0017146 | 0.0007322 | 3.8e-05 | 0.010792 | 0.0061402 | 0.0010792 | 0.0007968 | 5000000 | scaled
108-389 | 0 | 0 | 0 | 0 | 0% | 0% | 0% | 0 | 0 | 0 | 0 | 0 | 0 | 0 | 0 | 108 | 0 | 0 | 0 | 0 | 0 | 0 | 0 | 0 | 0 | 0 | 0 | 0 | 0 | 0 | 0 | 0 | 0 | 0 |  | 191 | 108-389 | 0 | 0 | 0 | 0 | 0 | 0 | 0 | 0 | 0 | 0 | 0 | 0 | 0 | 0 | 0 | 0 | 0 | 0 | 0 | 0 | 0 | 0 | 0 | 0 | 0 | 0 | 0 | 0 | 0 | 0 | 0 | 0 | 0 | 0 | 0 | 0 | 0 | 0 | 0 | 0 | 0 | 0 | 0 | 0 | 0 | 0 | 0 | 5000000 | scaled
108-390F | 0 | 0 | 0 | 0 | 0% | 0% | 0% | 0 | 0 | 0 | 0 | 0 | 0 | 0 | 0 | 108 | 0 | 0 | 0 | 0 | 0 | 0 | 0 | 0 | 0 | 0 | 0 | 0 | 0 | 0 | 0 | 0 | 0 | 0 |  | 192 | 108-390F | 0 | 0 | 0 | 0 | 0 | 0 | 0 | 0 | 0 | 0 | 0 | 0 | 0 | 0 | 0 | 0 | 0 | 0 | 0 | 0 | 0 | 0 | 0 | 0 | 0 | 0 | 0 | 0 | 0 | 0 | 0 | 0 | 0 | 0 | 0 | 0 | 0 | 0 | 0 | 0 | 0 | 0 | 0 | 0 | 0 | 0 | 0 | 5000000 | scaled
108-391F | 0 | 0 | 0 | 0 | 0% | 0% | 0% | 0 | 0 | 0 | 0 | 0 | 0 | 0 | 0 | 108 | 0 | 0 | 0 | 0 | 0 | 0 | 0 | 0 | 0 | 0 | 0 | 0 | 0 | 0 | 0 | 0 | 0 | 0 |  | 193 | 108-391F | 0 | 0 | 0 | 0 | 0 | 0 | 0 | 0 | 0 | 0 | 0 | 0 | 0 | 0 | 0 | 0 | 0 | 0 | 0 | 0 | 0 | 0 | 0 | 0 | 0 | 0 | 0 | 0 | 0 | 0 | 0 | 0 | 0 | 0 | 0 | 0 | 0 | 0 | 0 | 0 | 0 | 0 | 0 | 0 | 0 | 0 | 0 | 5000000 | scaled
1081-11 | 174685.4114 | 32405.6085 | 138002.6007 | 4277.2022 | 18.55% | 79% | 2.449% | 76657.1699 | 160386.3058 | 1501.5107 | 64003.7322 | 11151.927 | 3201.1361 | 133598.6244 | 23586.5452 | 1081 | 0.031395 | 0.018262 | 0.0073462 | 5564080.2216 | 3273.3502 | 142923.9272 | 28488.1339 | 104262.7607 | 4552413.3372 | 907404.1237 | 5367939.7142 | 105143.7067 | 4481879.2095 | 780916.7981 | 1946462.8776 | 38849.2806 | 1621365.1266 | 286248.4704 |  | 194 | 1081-11 | 174685.4114 | 98028.2415 | 14299.1056 | 32405.6085 | 17273.0349 | 743.8283 | 138002.6007 | 76478.0043 | 9278.0751 | 4277.2022 | 3273.3502 | 1771.8395 | 72.2141 | 13100.8221 | 1672.7476 | 57.3646 | 173.0012 | 95.8734 | 11.6311 | 3.2185 | 28488.1339 | 17336.207 | 4901.5887 | 13100.8221 | 7076.6828 | 242.8647 | 11501.8721 | 6374.0844 | 773.2842 | 3885.4398 | 142923.9272 | 78920.195 | 9325.3028 | 16207.6558 | 8523.6045 | 443.599 | 126327.7275 | 70008.0465 | 8493.1598 | 388.544 | 0.014567 | 0.0061174 | 0.0003184 | 0.010889 | 0.0062054 | 0.0010888 | 0.005939 | 5000000 | scaled
1081-38AE | 213067.9419 | 166262.6209 | 45883.2766 | 922.0444 | 78.03% | 21.53% | 0.4327% | 122231.1671 | 207112.2626 | 19299.4701 | 19310.7026 | 83620.9943 | 31177.1996 | 40040.6204 | 135894.4426 | 1081 | 0.01533 | 0.0087318 | 0.00246 | 13898394.1648 | 31551.9568 | 42938.7043 | 138577.2808 | 2058130.0399 | 2800886.1021 | 9039378.0228 | 10402983.8989 | 1642560.4203 | 1643516.4074 | 7116907.0711 | 2421007.8351 | 364441.2142 | 468048.8471 | 1588517.7738 |  | 195 | 1081-38AE | 213067.9419 | 90836.7748 | 5955.6793 | 166262.6209 | 64493.8372 | 1962.377 | 45883.2766 | 25420.8932 | 3071.2578 | 922.0444 | 31551.9568 | 12252.4866 | 374.7572 | 133610.1482 | 12217.824 | 369.9594 | 61.3118 | 33.9688 | 4.104 | 0.69381 | 138577.2808 | 54956.2865 | 2682.8382 | 133610.1482 | 51830.789 | 1568.8304 | 4129.5412 | 2287.906 | 276.4163 | 837.5915 | 42938.7043 | 23628.0017 | 2898.0839 | 1162.5215 | 445.2241 | 23.5872 | 41692.4237 | 23099.0184 | 2790.7375 | 83.7591 | 0.0030068 | 0.0011518 | 6.02e-05 | 0.011026 | 0.0062828 | 0.0011026 | 0.0012972 | 5000000 | scaled
1085-109F | 288289.2845 | 0 | 288289.2845 | 0 | 0% | 100% | 0% | 60999.2888 | 127815.8533 | 71.9665 | 55739.0033 | 5188.319 | 150.7962 | 116793.6284 | 10871.4286 | 1085 | 0.0074098 | 0.0074098 | 0.0074098 | 38906486.6064 | 340.1216 | 263428.6022 | 24520.5606 | 45901.5908 | 35551378.203 | 3309206.8125 | 30674241.6322 | 36189.2479 | 28029042.4676 | 2609009.9167 | 21656918.0233 | 25550.6749 | 19789329.5056 | 1842037.8429 |  | 196 | 1085-109F | 288289.2845 | 227289.9956 | 160473.4312 | 0 | 0 | 0 | 288289.2845 | 227289.9956 | 160473.4312 | 0 | 340.1216 | 268.1551 | 189.3254 | 0 | 0 | 0 | 340.1216 | 268.1551 | 189.3254 | 0 | 24520.5606 | 19332.2417 | 13649.132 | 0 | 0 | 0 | 24520.5606 | 19332.2417 | 13649.132 | 0 | 263428.6022 | 207689.5989 | 146634.9738 | 0 | 0 | 0 | 263428.6022 | 207689.5989 | 146634.9738 | 0 | 0 | 0 | 0 | 0.0074098 | 0.0074098 | 0.0074098 | 0 | 5000000 | scaled
1085-412F | 80.1172 | 0 | 80.1172 | 0 | 0% | 100% | 0% | 12.5948 | 26.3794 | 0.0082717 | 9.9859 | 2.6006 | 0.017325 | 20.9151 | 5.4469 | 1085 | 0.007627 | 0.007627 | 0.007627 | 10504.4133 | 0.052617 | 63.5216 | 16.543 | 6.8988 | 8328.5145 | 2169 | 8853.0705 | 5.8143 | 7019.2331 | 1828.0231 | 7045.7293 | 4.6273 | 5586.2671 | 1454.8349 |  | 197 | 1085-412F | 80.1172 | 67.5224 | 53.7378 | 0 | 0 | 0 | 80.1172 | 67.5224 | 53.7378 | 0 | 0.052617 | 0.044346 | 0.035293 | 0 | 0 | 0 | 0.052617 | 0.044346 | 0.035293 | 0 | 16.543 | 13.9423 | 11.096 | 0 | 0 | 0 | 16.543 | 13.9423 | 11.096 | 0 | 63.5216 | 53.5357 | 42.6065 | 0 | 0 | 0 | 63.5216 | 53.5357 | 42.6065 | 0 | 0 | 0 | 0 | 0.007627 | 0.007627 | 0.007627 | 0 | 5000000 | scaled
1085-414 | 0 | 0 | 0 | 0 | 0% | 0% | 0% | 0 | 0 | 0 | 0 | 0 | 0 | 0 | 0 | 1085 | 0 | 0 | 0 | 0 | 0 | 0 | 0 | 0 | 0 | 0 | 0 | 0 | 0 | 0 | 0 | 0 | 0 | 0 |  | 198 | 1085-414 | 0 | 0 | 0 | 0 | 0 | 0 | 0 | 0 | 0 | 0 | 0 | 0 | 0 | 0 | 0 | 0 | 0 | 0 | 0 | 0 | 0 | 0 | 0 | 0 | 0 | 0 | 0 | 0 | 0 | 0 | 0 | 0 | 0 | 0 | 0 | 0 | 0 | 0 | 0 | 0 | 0 | 0 | 0 | 0 | 0 | 0 | 0 | 5000000 | scaled
1085-433 | 0 | 0 | 0 | 0 | 0% | 0% | 0% | 0 | 0 | 0 | 0 | 0 | 0 | 0 | 0 | 1085 | 0 | 0 | 0 | 0 | 0 | 0 | 0 | 0 | 0 | 0 | 0 | 0 | 0 | 0 | 0 | 0 | 0 | 0 |  | 199 | 1085-433 | 0 | 0 | 0 | 0 | 0 | 0 | 0 | 0 | 0 | 0 | 0 | 0 | 0 | 0 | 0 | 0 | 0 | 0 | 0 | 0 | 0 | 0 | 0 | 0 | 0 | 0 | 0 | 0 | 0 | 0 | 0 | 0 | 0 | 0 | 0 | 0 | 0 | 0 | 0 | 0 | 0 | 0 | 0 | 0 | 0 | 0 | 0 | 5000000 | scaled
1085-8F | 93881.604 | 0 | 93881.604 | 0 | 0% | 100% | 0% | 14742.7395 | 30883.7872 | 15.9602 | 13491.3273 | 1235.452 | 33.4342 | 28262.2698 | 2588.0832 | 1085 | 0.007448 | 0.007448 | 0.007448 | 12604941.4564 | 101.6345 | 85912.6248 | 7867.3447 | 13645.8739 | 11534992.5825 | 1056303 | 10625518.856 | 11502.988 | 9723589.8805 | 890425.9875 | 8458353.4828 | 9156.8553 | 7740380.6295 | 708815.9981 |  | 200 | 1085-8F | 93881.604 | 79138.8644 | 62997.8167 | 0 | 0 | 0 | 93881.604 | 79138.8644 | 62997.8167 | 0 | 101.6345 | 85.6743 | 68.2003 | 0 | 0 | 0 | 101.6345 | 85.6743 | 68.2003 | 0 | 7867.3447 | 6631.8928 | 5279.2616 | 0 | 0 | 0 | 7867.3447 | 6631.8928 | 5279.2616 | 0 | 85912.6248 | 72421.2974 | 57650.3549 | 0 | 0 | 0 | 85912.6248 | 72421.2974 | 57650.3549 | 0 | 0 | 0 | 0 | 0.007448 | 0.007448 | 0.007448 | 0 | 5000000 | scaled
1085-9 | 0 | 0 | 0 | 0 | 0% | 0% | 0% | 0 | 0 | 0 | 0 | 0 | 0 | 0 | 0 | 1085 | 0 | 0 | 0 | 0 | 0 | 0 | 0 | 0 | 0 | 0 | 0 | 0 | 0 | 0 | 0 | 0 | 0 | 0 |  | 201 | 1085-9 | 0 | 0 | 0 | 0 | 0 | 0 | 0 | 0 | 0 | 0 | 0 | 0 | 0 | 0 | 0 | 0 | 0 | 0 | 0 | 0 | 0 | 0 | 0 | 0 | 0 | 0 | 0 | 0 | 0 | 0 | 0 | 0 | 0 | 0 | 0 | 0 | 0 | 0 | 0 | 0 | 0 | 0 | 0 | 0 | 0 | 0 | 0 | 5000000 | scaled
109-26 | 0 | 0 | 0 | 0 | 0% | 0% | 0% | 0 | 0 | 0 | 0 | 0 | 0 | 0 | 0 | 109 | 0 | 0 | 0 | 0 | 0 | 0 | 0 | 0 | 0 | 0 | 0 | 0 | 0 | 0 | 0 | 0 | 0 | 0 |  | 202 | 109-26 | 0 | 0 | 0 | 0 | 0 | 0 | 0 | 0 | 0 | 0 | 0 | 0 | 0 | 0 | 0 | 0 | 0 | 0 | 0 | 0 | 0 | 0 | 0 | 0 | 0 | 0 | 0 | 0 | 0 | 0 | 0 | 0 | 0 | 0 | 0 | 0 | 0 | 0 | 0 | 0 | 0 | 0 | 0 | 0 | 0 | 0 | 0 | 5000000 | scaled
109-26F | 0 | 0 | 0 | 0 | 0% | 0% | 0% | 0 | 0 | 0 | 0 | 0 | 0 | 0 | 0 | 109 | 0 | 0 | 0 | 0 | 0 | 0 | 0 | 0 | 0 | 0 | 0 | 0 | 0 | 0 | 0 | 0 | 0 | 0 |  | 203 | 109-26F | 0 | 0 | 0 | 0 | 0 | 0 | 0 | 0 | 0 | 0 | 0 | 0 | 0 | 0 | 0 | 0 | 0 | 0 | 0 | 0 | 0 | 0 | 0 | 0 | 0 | 0 | 0 | 0 | 0 | 0 | 0 | 0 | 0 | 0 | 0 | 0 | 0 | 0 | 0 | 0 | 0 | 0 | 0 | 0 | 0 | 0 | 0 | 5000000 | scaled
1090-1734 | 730547.8922 | 725008.3664 | 4283.2261 | 1256.2997 | 99.24% | 0.5863% | 0.172% | 441691.9544 | 714462.8589 | 73633.4176 | 2197.6406 | 365860.8962 | 118872.8756 | 4477.7619 | 591112.2214 | 1090 | 0.01345 | 0.0074628 | 0.0024342 | 54317443.803 | 121318.7643 | 4871.8874 | 604357.2405 | 9020250.7349 | 362232.8856 | 44934960.1826 | 38706107.3303 | 6452603.3023 | 192582.4377 | 32060921.5903 | 6607934.1367 | 1099433.1236 | 41413.9871 | 5467087.026 |  | 204 | 1090-1734 | 730547.8922 | 288855.9378 | 16085.0333 | 725008.3664 | 285207.1267 | 14542.3702 | 4283.2261 | 2392.5115 | 286.3634 | 1256.2997 | 121318.7643 | 47685.3467 | 2445.8887 | 602826.1237 | 47680.6649 | 2444.4961 | 6.6893 | 3.7365 | 0.44723 | 0.94533 | 604357.2405 | 238496.3443 | 13245.0191 | 602826.1237 | 237137.332 | 12077.7213 | 389.8856 | 217.7811 | 26.0666 | 1141.2312 | 4871.8874 | 2674.2468 | 394.1255 | 871.1131 | 389.1298 | 20.1528 | 3886.6512 | 2170.9939 | 259.8497 | 114.1231 | 0.0064908 | 0.0027114 | 0.000142 | 0.0051852 | 0.0029778 | 0.0005186 | 0.0017736 | 5000000 | scaled
1090-50 | 0 | 0 | 0 | 0 | 0% | 0% | 0% | 0 | 0 | 0 | 0 | 0 | 0 | 0 | 0 | 1090 | 0 | 0 | 0 | 0 | 0 | 0 | 0 | 0 | 0 | 0 | 0 | 0 | 0 | 0 | 0 | 0 | 0 | 0 |  | 205 | 1090-50 | 0 | 0 | 0 | 0 | 0 | 0 | 0 | 0 | 0 | 0 | 0 | 0 | 0 | 0 | 0 | 0 | 0 | 0 | 0 | 0 | 0 | 0 | 0 | 0 | 0 | 0 | 0 | 0 | 0 | 0 | 0 | 0 | 0 | 0 | 0 | 0 | 0 | 0 | 0 | 0 | 0 | 0 | 0 | 0 | 0 | 0 | 0 | 5000000 | scaled
1090-636R | 919372.7965 | 863578.6076 | 51668.7349 | 4125.4539 | 93.93% | 5.62% | 0.4487% | 383536.3134 | 886334.6512 | 55621.2798 | 18530.3978 | 309384.6357 | 129242.9138 | 38839.6273 | 718252.1101 | 1090 | 0.38465 | 0.22307 | 0.041886 | 2390185.2266 | 132918.9211 | 43332.9455 | 743120.9299 | 345562.5865 | 112656.9838 | 1931965.6563 | 2402098.0083 | 348357.5369 | 116056.3686 | 1937684.1027 | 788759.6707 | 115014.7949 | 34563.8429 | 639181.0329 |  | 206 | 1090-636R | 919372.7965 | 535836.4831 | 33038.1453 | 863578.6076 | 502434.4916 | 23919.6034 | 51668.7349 | 29276.5376 | 4993.088 | 4125.4539 | 132918.9211 | 77297.6413 | 3676.0073 | 730434.3187 | 77107.8498 | 3641.0637 | 329.4752 | 186.6872 | 31.8393 | 3.1043 | 743120.9299 | 433736.2941 | 24868.8197 | 730434.3187 | 424923.6759 | 20257.3931 | 8939.0206 | 5065.0277 | 863.8361 | 3747.5906 | 43332.9455 | 24802.5477 | 4493.3182 | 557.9474 | 402.9659 | 21.1466 | 42400.2391 | 24024.8227 | 4097.4126 | 374.7591 | 0.027416 | 0.017602 | 0.0009192 | 0.3514 | 0.19964 | 0.03514 | 0.0058268 | 5000000 | scaled
1090-639R | 509502.0987 | 468582.4441 | 38311.1916 | 2608.4629 | 91.97% | 7.519% | 0.512% | 257314.6485 | 491758.6699 | 35044.9032 | 13237.566 | 209032.1793 | 66150.8906 | 27630.6384 | 397977.141 | 1090 | 0.37006 | 0.21167 | 0.039085 | 1376823.5707 | 67781.6 | 30791.2479 | 410929.2508 | 183165.692 | 83206.9505 | 1110450.9282 | 1191428.1418 | 162266.2531 | 61293.0853 | 967868.8034 | 453970.2889 | 61067.6349 | 25507.4077 | 367395.2463 |  | 207 | 1090-639R | 509502.0987 | 252187.4502 | 17743.4287 | 468582.4441 | 227872.1026 | 11433.3864 | 38311.1916 | 21706.8847 | 3701.5793 | 2608.4629 | 67781.6 | 32736.6968 | 1630.7094 | 400714.2977 | 32541.508 | 1595.7966 | 341.0308 | 193.226 | 32.95 | 1.9628 | 410929.2508 | 201897.0715 | 12952.1098 | 400714.2977 | 195082.3665 | 9824.5508 | 7845.4075 | 4445.1594 | 758.0134 | 2369.5456 | 30791.2479 | 17553.6819 | 3160.6096 | 429.5401 | 248.2281 | 13.0391 | 30124.7533 | 17068.4993 | 2910.6159 | 236.9546 | 0.016946 | 0.0094836 | 0.0004958 | 0.34947 | 0.19854 | 0.034947 | 0.0036424 | 5000000 | scaled
1090-68 | 0 | 0 | 0 | 0 | 0% | 0% | 0% | 0 | 0 | 0 | 0 | 0 | 0 | 0 | 0 | 1090 | 0 | 0 | 0 | 0 | 0 | 0 | 0 | 0 | 0 | 0 | 0 | 0 | 0 | 0 | 0 | 0 | 0 | 0 |  | 208 | 1090-68 | 0 | 0 | 0 | 0 | 0 | 0 | 0 | 0 | 0 | 0 | 0 | 0 | 0 | 0 | 0 | 0 | 0 | 0 | 0 | 0 | 0 | 0 | 0 | 0 | 0 | 0 | 0 | 0 | 0 | 0 | 0 | 0 | 0 | 0 | 0 | 0 | 0 | 0 | 0 | 0 | 0 | 0 | 0 | 0 | 0 | 0 | 0 | 5000000 | scaled
1090-69F | 1112.1569 | 0 | 1112.1569 | 0 | 0% | 100% | 0% | 177.5386 | 369.4528 | 0.1166 | 140.763 | 36.659 | 0.24264 | 292.9238 | 76.2863 | 1090 | 0.0066172 | 0.0066172 | 0.0066172 | 168070.6132 | 0.73041 | 881.7831 | 229.6433 | 110.3812 | 133256.232 | 34704 | 141240.7469 | 92.7605 | 111983.9416 | 29164.0447 | 112238.415 | 73.7131 | 88989.1932 | 23175.5087 |  | 209 | 1090-69F | 1112.1569 | 934.6183 | 742.704 | 0 | 0 | 0 | 1112.1569 | 934.6183 | 742.704 | 0 | 0.73041 | 0.61382 | 0.48777 | 0 | 0 | 0 | 0.73041 | 0.61382 | 0.48777 | 0 | 229.6433 | 192.9843 | 153.357 | 0 | 0 | 0 | 229.6433 | 192.9843 | 153.357 | 0 | 881.7831 | 741.0201 | 588.8593 | 0 | 0 | 0 | 881.7831 | 741.0201 | 588.8593 | 0 | 0 | 0 | 0 | 0.0066172 | 0.0066172 | 0.0066172 | 0 | 5000000 | scaled
1090-70F | 140836.6813 | 123963.7422 | 16456.6324 | 416.3066 | 88.02% | 11.68% | 0.2956% | 97939.3101 | 135056.5208 | 14606.6498 | 6942.7151 | 76389.9452 | 19287.2649 | 14402.4468 | 101366.809 | 1090 | 0.0083 | 0.0047668 | 0.0012624 | 16968274.8534 | 19976.2626 | 15456.8554 | 105403.5633 | 2406778.6224 | 1862271.7336 | 12699224.4974 | 8999196.7735 | 1342138.4724 | 637934.4431 | 7019123.8579 | 4578707.644 | 653879.9218 | 488274.0419 | 3436553.6803 |  | 210 | 1090-70F | 140836.6813 | 42897.3712 | 5780.1605 | 123963.7422 | 33404.6601 | 4264.5896 | 16456.6324 | 9076.4045 | 1099.2642 | 416.3066 | 19976.2626 | 5369.6127 | 688.9977 | 103679.2179 | 5356.0911 | 687.0847 | 23.9484 | 13.2084 | 1.5997 | 0.31326 | 105403.5633 | 29013.6181 | 4036.7543 | 103679.2179 | 27892.983 | 3568.6575 | 1346.1696 | 742.4593 | 89.921 | 378.1758 | 15456.8554 | 8514.1403 | 1054.4086 | 332.5235 | 155.5859 | 8.8474 | 15086.5144 | 8320.7368 | 1007.7436 | 37.8176 | 0.0013874 | 0.000584 | 3.02e-05 | 0.0063116 | 0.0035818 | 0.0006312 | 0.000601 | 5000000 | scaled
1090-72 | 0 | 0 | 0 | 0 | 0% | 0% | 0% | 0 | 0 | 0 | 0 | 0 | 0 | 0 | 0 | 1090 | 0 | 0 | 0 | 0 | 0 | 0 | 0 | 0 | 0 | 0 | 0 | 0 | 0 | 0 | 0 | 0 | 0 | 0 |  | 211 | 1090-72 | 0 | 0 | 0 | 0 | 0 | 0 | 0 | 0 | 0 | 0 | 0 | 0 | 0 | 0 | 0 | 0 | 0 | 0 | 0 | 0 | 0 | 0 | 0 | 0 | 0 | 0 | 0 | 0 | 0 | 0 | 0 | 0 | 0 | 0 | 0 | 0 | 0 | 0 | 0 | 0 | 0 | 0 | 0 | 0 | 0 | 0 | 0 | 5000000 | scaled
1090-73F | 5899045.3617 | 5876650.6475 | 14873.685 | 7521.0292 | 99.62% | 0.2521% | 0.1275% | 3254805.6096 | 5741459.4937 | 616600.782 | 6605.2413 | 2631599.5862 | 1087793.82 | 13583.7128 | 4640081.9609 | 1090 | 0.046754 | 0.026284 | 0.011749 | 126173072.4846 | 1116161.2842 | 15184.5088 | 4767699.5687 | 23873269.3147 | 324777.3167 | 101975025.8532 | 100604169.6017 | 19058775.5751 | 204164.2096 | 81341229.817 | 13412248.1169 | 2541124.0172 | 31732.0233 | 10839392.0764 |  | 212 | 1090-73F | 5899045.3617 | 2644239.7521 | 157585.868 | 5876650.6475 | 2628434.4861 | 149070.2123 | 14873.685 | 8284.2368 | 994.6265 | 7521.0292 | 1116161.2842 | 499560.5022 | 28367.4643 | 4759369.367 | 499542.9806 | 28360.3807 | 21.2978 | 11.8623 | 1.4242 | 5.6593 | 4767699.5687 | 2136099.9825 | 127617.6078 | 4759369.367 | 2128433.4566 | 120685.2766 | 1498.0473 | 834.3715 | 100.1768 | 6832.1544 | 15184.5088 | 8579.2675 | 1600.796 | 1146.9534 | 458.0489 | 24.555 | 13354.3399 | 7438.0031 | 893.0255 | 683.2154 | 0.030984 | 0.012738 | 0.0006654 | 0.005206 | 0.0029818 | 0.0005206 | 0.010563 | 5000000 | scaled
1090-74F | 4990919.9691 | 4972118.9145 | 10937.5089 | 7863.5456 | 99.62% | 0.2191% | 0.1576% | 2716991.0637 | 4884548.4173 | 524436.761 | 6042.6561 | 2186511.6466 | 943157.4534 | 12166.2497 | 3929224.7142 | 1090 | 0.045737 | 0.026161 | 0.012289 | 109123108.6061 | 962056.6012 | 13613.5196 | 4015249.8482 | 21034720.5793 | 297650.4502 | 87790737.5766 | 86919236.1797 | 16777251.6084 | 193310.5552 | 69948674.016 | 8655693.7584 | 1671327.9069 | 21559.2769 | 6962806.5746 |  | 213 | 1090-74F | 4990919.9691 | 2273928.9054 | 106371.5517 | 4972118.9145 | 2259976.4517 | 97776.4854 | 10937.5089 | 6088.9081 | 731.5207 | 7863.5456 | 962056.6012 | 437619.8402 | 18899.1479 | 4007158.1829 | 437603.7478 | 18892.0083 | 18.2781 | 10.1754 | 1.2225 | 5.9171 | 4015249.8482 | 1828738.2017 | 86025.134 | 4007158.1829 | 1821066.9476 | 78818.4069 | 948.3666 | 527.9554 | 63.4285 | 7143.2987 | 13613.5196 | 7570.8635 | 1447.2698 | 2928.3255 | 1305.7564 | 66.0703 | 9970.8642 | 5550.7772 | 666.8697 | 714.3299 | 0.029392 | 0.012042 | 0.0006288 | 0.0052052 | 0.0029796 | 0.0005206 | 0.01114 | 5000000 | scaled
109-17 | 0 | 0 | 0 | 0 | 0% | 0% | 0% | 0 | 0 | 0 | 0 | 0 | 0 | 0 | 0 | 109 | 0 | 0 | 0 | 0 | 0 | 0 | 0 | 0 | 0 | 0 | 0 | 0 | 0 | 0 | 0 | 0 | 0 | 0 |  | 214 | 109-17 | 0 | 0 | 0 | 0 | 0 | 0 | 0 | 0 | 0 | 0 | 0 | 0 | 0 | 0 | 0 | 0 | 0 | 0 | 0 | 0 | 0 | 0 | 0 | 0 | 0 | 0 | 0 | 0 | 0 | 0 | 0 | 0 | 0 | 0 | 0 | 0 | 0 | 0 | 0 | 0 | 0 | 0 | 0 | 0 | 0 | 0 | 0 | 5000000 | scaled
109-18F | 0 | 0 | 0 | 0 | 0% | 0% | 0% | 0 | 0 | 0 | 0 | 0 | 0 | 0 | 0 | 109 | 0 | 0 | 0 | 0 | 0 | 0 | 0 | 0 | 0 | 0 | 0 | 0 | 0 | 0 | 0 | 0 | 0 | 0 |  | 215 | 109-18F | 0 | 0 | 0 | 0 | 0 | 0 | 0 | 0 | 0 | 0 | 0 | 0 | 0 | 0 | 0 | 0 | 0 | 0 | 0 | 0 | 0 | 0 | 0 | 0 | 0 | 0 | 0 | 0 | 0 | 0 | 0 | 0 | 0 | 0 | 0 | 0 | 0 | 0 | 0 | 0 | 0 | 0 | 0 | 0 | 0 | 0 | 0 | 5000000 | scaled
109-19F | 0 | 0 | 0 | 0 | 0% | 0% | 0% | 0 | 0 | 0 | 0 | 0 | 0 | 0 | 0 | 109 | 0 | 0 | 0 | 0 | 0 | 0 | 0 | 0 | 0 | 0 | 0 | 0 | 0 | 0 | 0 | 0 | 0 | 0 |  | 216 | 109-19F | 0 | 0 | 0 | 0 | 0 | 0 | 0 | 0 | 0 | 0 | 0 | 0 | 0 | 0 | 0 | 0 | 0 | 0 | 0 | 0 | 0 | 0 | 0 | 0 | 0 | 0 | 0 | 0 | 0 | 0 | 0 | 0 | 0 | 0 | 0 | 0 | 0 | 0 | 0 | 0 | 0 | 0 | 0 | 0 | 0 | 0 | 0 | 5000000 | scaled
109-20F | 0 | 0 | 0 | 0 | 0% | 0% | 0% | 0 | 0 | 0 | 0 | 0 | 0 | 0 | 0 | 109 | 0 | 0 | 0 | 0 | 0 | 0 | 0 | 0 | 0 | 0 | 0 | 0 | 0 | 0 | 0 | 0 | 0 | 0 |  | 217 | 109-20F | 0 | 0 | 0 | 0 | 0 | 0 | 0 | 0 | 0 | 0 | 0 | 0 | 0 | 0 | 0 | 0 | 0 | 0 | 0 | 0 | 0 | 0 | 0 | 0 | 0 | 0 | 0 | 0 | 0 | 0 | 0 | 0 | 0 | 0 | 0 | 0 | 0 | 0 | 0 | 0 | 0 | 0 | 0 | 0 | 0 | 0 | 0 | 5000000 | scaled
109-22 | 0 | 0 | 0 | 0 | 0% | 0% | 0% | 0 | 0 | 0 | 0 | 0 | 0 | 0 | 0 | 109 | 0 | 0 | 0 | 0 | 0 | 0 | 0 | 0 | 0 | 0 | 0 | 0 | 0 | 0 | 0 | 0 | 0 | 0 |  | 218 | 109-22 | 0 | 0 | 0 | 0 | 0 | 0 | 0 | 0 | 0 | 0 | 0 | 0 | 0 | 0 | 0 | 0 | 0 | 0 | 0 | 0 | 0 | 0 | 0 | 0 | 0 | 0 | 0 | 0 | 0 | 0 | 0 | 0 | 0 | 0 | 0 | 0 | 0 | 0 | 0 | 0 | 0 | 0 | 0 | 0 | 0 | 0 | 0 | 5000000 | scaled
109-23 | 0 | 0 | 0 | 0 | 0% | 0% | 0% | 0 | 0 | 0 | 0 | 0 | 0 | 0 | 0 | 109 | 0 | 0 | 0 | 0 | 0 | 0 | 0 | 0 | 0 | 0 | 0 | 0 | 0 | 0 | 0 | 0 | 0 | 0 |  | 219 | 109-23 | 0 | 0 | 0 | 0 | 0 | 0 | 0 | 0 | 0 | 0 | 0 | 0 | 0 | 0 | 0 | 0 | 0 | 0 | 0 | 0 | 0 | 0 | 0 | 0 | 0 | 0 | 0 | 0 | 0 | 0 | 0 | 0 | 0 | 0 | 0 | 0 | 0 | 0 | 0 | 0 | 0 | 0 | 0 | 0 | 0 | 0 | 0 | 5000000 | scaled
109-24 | 0 | 0 | 0 | 0 | 0% | 0% | 0% | 0 | 0 | 0 | 0 | 0 | 0 | 0 | 0 | 109 | 0 | 0 | 0 | 0 | 0 | 0 | 0 | 0 | 0 | 0 | 0 | 0 | 0 | 0 | 0 | 0 | 0 | 0 |  | 220 | 109-24 | 0 | 0 | 0 | 0 | 0 | 0 | 0 | 0 | 0 | 0 | 0 | 0 | 0 | 0 | 0 | 0 | 0 | 0 | 0 | 0 | 0 | 0 | 0 | 0 | 0 | 0 | 0 | 0 | 0 | 0 | 0 | 0 | 0 | 0 | 0 | 0 | 0 | 0 | 0 | 0 | 0 | 0 | 0 | 0 | 0 | 0 | 0 | 5000000 | scaled
109-24F | 0 | 0 | 0 | 0 | 0% | 0% | 0% | 0 | 0 | 0 | 0 | 0 | 0 | 0 | 0 | 109 | 0 | 0 | 0 | 0 | 0 | 0 | 0 | 0 | 0 | 0 | 0 | 0 | 0 | 0 | 0 | 0 | 0 | 0 |  | 221 | 109-24F | 0 | 0 | 0 | 0 | 0 | 0 | 0 | 0 | 0 | 0 | 0 | 0 | 0 | 0 | 0 | 0 | 0 | 0 | 0 | 0 | 0 | 0 | 0 | 0 | 0 | 0 | 0 | 0 | 0 | 0 | 0 | 0 | 0 | 0 | 0 | 0 | 0 | 0 | 0 | 0 | 0 | 0 | 0 | 0 | 0 | 0 | 0 | 5000000 | scaled
109-25 | 0 | 0 | 0 | 0 | 0% | 0% | 0% | 0 | 0 | 0 | 0 | 0 | 0 | 0 | 0 | 109 | 0 | 0 | 0 | 0 | 0 | 0 | 0 | 0 | 0 | 0 | 0 | 0 | 0 | 0 | 0 | 0 | 0 | 0 |  | 222 | 109-25 | 0 | 0 | 0 | 0 | 0 | 0 | 0 | 0 | 0 | 0 | 0 | 0 | 0 | 0 | 0 | 0 | 0 | 0 | 0 | 0 | 0 | 0 | 0 | 0 | 0 | 0 | 0 | 0 | 0 | 0 | 0 | 0 | 0 | 0 | 0 | 0 | 0 | 0 | 0 | 0 | 0 | 0 | 0 | 0 | 0 | 0 | 0 | 5000000 | scaled
109-25F | 0 | 0 | 0 | 0 | 0% | 0% | 0% | 0 | 0 | 0 | 0 | 0 | 0 | 0 | 0 | 109 | 0 | 0 | 0 | 0 | 0 | 0 | 0 | 0 | 0 | 0 | 0 | 0 | 0 | 0 | 0 | 0 | 0 | 0 |  | 223 | 109-25F | 0 | 0 | 0 | 0 | 0 | 0 | 0 | 0 | 0 | 0 | 0 | 0 | 0 | 0 | 0 | 0 | 0 | 0 | 0 | 0 | 0 | 0 | 0 | 0 | 0 | 0 | 0 | 0 | 0 | 0 | 0 | 0 | 0 | 0 | 0 | 0 | 0 | 0 | 0 | 0 | 0 | 0 | 0 | 0 | 0 | 0 | 0 | 5000000 | scaled
1094-24F | 0 | 0 | 0 | 0 | 0% | 0% | 0% | 0 | 0 | 0 | 0 | 0 | 0 | 0 | 0 | 1094 | 0 | 0 | 0 | 0 | 0 | 0 | 0 | 0 | 0 | 0 | 0 | 0 | 0 | 0 | 0 | 0 | 0 | 0 |  | 224 | 1094-24F | 0 | 0 | 0 | 0 | 0 | 0 | 0 | 0 | 0 | 0 | 0 | 0 | 0 | 0 | 0 | 0 | 0 | 0 | 0 | 0 | 0 | 0 | 0 | 0 | 0 | 0 | 0 | 0 | 0 | 0 | 0 | 0 | 0 | 0 | 0 | 0 | 0 | 0 | 0 | 0 | 0 | 0 | 0 | 0 | 0 | 0 | 0 | 5000000 | scaled
1094-25F | 0 | 0 | 0 | 0 | 0% | 0% | 0% | 0 | 0 | 0 | 0 | 0 | 0 | 0 | 0 | 1094 | 0 | 0 | 0 | 0 | 0 | 0 | 0 | 0 | 0 | 0 | 0 | 0 | 0 | 0 | 0 | 0 | 0 | 0 |  | 225 | 1094-25F | 0 | 0 | 0 | 0 | 0 | 0 | 0 | 0 | 0 | 0 | 0 | 0 | 0 | 0 | 0 | 0 | 0 | 0 | 0 | 0 | 0 | 0 | 0 | 0 | 0 | 0 | 0 | 0 | 0 | 0 | 0 | 0 | 0 | 0 | 0 | 0 | 0 | 0 | 0 | 0 | 0 | 0 | 0 | 0 | 0 | 0 | 0 | 5000000 | scaled
1094-26 | 0 | 0 | 0 | 0 | 0% | 0% | 0% | 0 | 0 | 0 | 0 | 0 | 0 | 0 | 0 | 1094 | 0 | 0 | 0 | 0 | 0 | 0 | 0 | 0 | 0 | 0 | 0 | 0 | 0 | 0 | 0 | 0 | 0 | 0 |  | 226 | 1094-26 | 0 | 0 | 0 | 0 | 0 | 0 | 0 | 0 | 0 | 0 | 0 | 0 | 0 | 0 | 0 | 0 | 0 | 0 | 0 | 0 | 0 | 0 | 0 | 0 | 0 | 0 | 0 | 0 | 0 | 0 | 0 | 0 | 0 | 0 | 0 | 0 | 0 | 0 | 0 | 0 | 0 | 0 | 0 | 0 | 0 | 0 | 0 | 5000000 | scaled
1094-35F | 2514283.0628 | 2510139.2574 | 0 | 4143.8054 | 99.84% | 0% | 0.1648% | 1439548.6086 | 2422622.6137 | 234463.6932 | 933.198 | 1204151.7174 | 394571.5288 | 1592.1356 | 2026458.9494 | 1094 | 0.020398 | 0.011942 | 0.006178 | 123263671.3525 | 408829.4904 | 2004.3217 | 2103449.2506 | 20043019.2984 | 98262.6257 | 103122389.4284 | 89994678.8844 | 14657709.128 | 58339.7114 | 75278630.045 | 14836589.364 | 2416429.0855 | 9750.5329 | 12410409.7456 |  | 227 | 1094-35F | 2514283.0628 | 1074734.4542 | 91660.4491 | 2510139.2574 | 1070590.6487 | 87516.6437 | 0 | 0 | 0 | 4143.8054 | 408829.4904 | 174365.7972 | 14257.9617 | 2099684.9894 | 174362.6791 | 14254.8436 | 0 | 0 | 0 | 3.1181 | 2103449.2506 | 899297.5332 | 76990.3012 | 2099684.9894 | 895533.2719 | 73226.04 | 0 | 0 | 0 | 3764.2612 | 2004.3217 | 1071.1238 | 412.1862 | 1627.8956 | 694.6977 | 35.7601 | 0 | 0 | 0 | 376.4261 | 0.014536 | 0.0060806 | 0.0003164 | 0 | 0 | 0 | 0.0058616 | 5000000 | scaled
1094-5 | 0 | 0 | 0 | 0 | 0% | 0% | 0% | 0 | 0 | 0 | 0 | 0 | 0 | 0 | 0 | 1094 | 0 | 0 | 0 | 0 | 0 | 0 | 0 | 0 | 0 | 0 | 0 | 0 | 0 | 0 | 0 | 0 | 0 | 0 |  | 228 | 1094-5 | 0 | 0 | 0 | 0 | 0 | 0 | 0 | 0 | 0 | 0 | 0 | 0 | 0 | 0 | 0 | 0 | 0 | 0 | 0 | 0 | 0 | 0 | 0 | 0 | 0 | 0 | 0 | 0 | 0 | 0 | 0 | 0 | 0 | 0 | 0 | 0 | 0 | 0 | 0 | 0 | 0 | 0 | 0 | 0 | 0 | 0 | 0 | 5000000 | scaled
1094-7 | 95330.0513 | 94152.929 | 0 | 1177.1223 | 98.77% | 0% | 1.235% | 53821.5989 | 92650.4091 | 8682.4203 | 580.4995 | 44558.6791 | 14958.2253 | 925.9928 | 76766.191 | 1094 | 0.0065074 | 0.0034956 | 0.0017238 | 14649483.8646 | 15200.5315 | 1054.6535 | 79074.8663 | 2335883.99 | 162069.8794 | 12151529.9951 | 11874485.7419 | 1915574.39 | 128073.7424 | 9830837.6094 | 1554497.1494 | 250970.4894 | 15536.3935 | 1287990.2665 |  | 229 | 1094-7 | 95330.0513 | 41508.4524 | 2679.6422 | 94152.929 | 40331.3301 | 1502.5199 | 0 | 0 | 0 | 1177.1223 | 15200.5315 | 6518.1111 | 242.3062 | 78005.5603 | 6517.2254 | 241.4205 | 0 | 0 | 0 | 0.88575 | 79074.8663 | 34516.1872 | 2308.6753 | 78005.5603 | 33446.8813 | 1239.3693 | 0 | 0 | 0 | 1069.306 | 1054.6535 | 474.154 | 128.6607 | 947.7229 | 367.2234 | 21.7301 | 0 | 0 | 0 | 106.9306 | 0.0048814 | 0.0018696 | 9.78e-05 | 0 | 0 | 0 | 0.001626 | 5000000 | scaled
1094-8AE | 1727.6701 | 1475.671 | 0 | 251.9991 | 85.41% | 0% | 14.59% | 887.2676 | 1465.5015 | 144.7495 | 1.4834 | 741.0347 | 238.7352 | 4.3471 | 1222.4192 | 1094 | 0.0010582 | 0.000738 | 0.000378 | 1632649.8895 | 240.5541 | 27.3984 | 1459.7177 | 227323.8274 | 25891.488 | 1379434.5741 | 1138756.7647 | 185777.5654 | 1903.9145 | 951075.2848 | 693567.7829 | 112984.5627 | 2057.305 | 578525.9151 |  | 230 | 1094-8AE | 1727.6701 | 840.4025 | 262.1686 | 1475.671 | 588.4034 | 10.1695 | 0 | 0 | 0 | 251.9991 | 240.5541 | 95.8046 | 1.8189 | 1230.8 | 95.615 | 1.6293 | 0 | 0 | 0 | 0.18962 | 1459.7177 | 718.6829 | 237.2984 | 1230.8 | 489.7652 | 8.3807 | 0 | 0 | 0 | 228.9177 | 27.3984 | 25.9149 | 23.0513 | 4.5066 | 3.0232 | 0.15954 | 0 | 0 | 0 | 22.8918 | 0.0007004 | 0.0003802 | 2.02e-05 | 0 | 0 | 0 | 0.0003578 | 5000000 | scaled
1101-593F | 299797.5767 | 0 | 299797.5767 | 0 | 0% | 100% | 0% | 21168.3735 | 44055.2497 | 25.4006 | 19272.1576 | 1870.8153 | 52.8633 | 40108.8782 | 3893.5081 | 1101 | 0.068851 | 0.068851 | 0.068851 | 4354269.8727 | 359.7369 | 272942.3754 | 26495.4645 | 5224.8304 | 3964224.0442 | 384820.9981 | 4046819.7196 | 4855.9109 | 3684314.5933 | 357649.2154 | 3714409.9761 | 4457.0416 | 3381681.3766 | 328271.5579 |  | 231 | 1101-593F | 299797.5767 | 278629.2032 | 255742.327 | 0 | 0 | 0 | 299797.5767 | 278629.2032 | 255742.327 | 0 | 359.7369 | 334.3363 | 306.8736 | 0 | 0 | 0 | 359.7369 | 334.3363 | 306.8736 | 0 | 26495.4645 | 24624.6492 | 22601.9563 | 0 | 0 | 0 | 26495.4645 | 24624.6492 | 22601.9563 | 0 | 272942.3754 | 253670.2178 | 232833.4971 | 0 | 0 | 0 | 272942.3754 | 253670.2178 | 232833.4971 | 0 | 0 | 0 | 0 | 0.068851 | 0.068851 | 0.068851 | 0 | 5000000 | scaled
1102-319AE | 0 | 0 | 0 | 0 | 0% | 0% | 0% | 0 | 0 | 0 | 0 | 0 | 0 | 0 | 0 | 1102 | 0 | 0 | 0 | 0 | 0 | 0 | 0 | 0 | 0 | 0 | 0 | 0 | 0 | 0 | 0 | 0 | 0 | 0 |  | 232 | 1102-319AE | 0 | 0 | 0 | 0 | 0 | 0 | 0 | 0 | 0 | 0 | 0 | 0 | 0 | 0 | 0 | 0 | 0 | 0 | 0 | 0 | 0 | 0 | 0 | 0 | 0 | 0 | 0 | 0 | 0 | 0 | 0 | 0 | 0 | 0 | 0 | 0 | 0 | 0 | 0 | 0 | 0 | 0 | 0 | 0 | 0 | 0 | 0 | 5000000 | scaled
1102-320 | 0 | 0 | 0 | 0 | 0% | 0% | 0% | 0 | 0 | 0 | 0 | 0 | 0 | 0 | 0 | 1102 | 0 | 0 | 0 | 0 | 0 | 0 | 0 | 0 | 0 | 0 | 0 | 0 | 0 | 0 | 0 | 0 | 0 | 0 |  | 233 | 1102-320 | 0 | 0 | 0 | 0 | 0 | 0 | 0 | 0 | 0 | 0 | 0 | 0 | 0 | 0 | 0 | 0 | 0 | 0 | 0 | 0 | 0 | 0 | 0 | 0 | 0 | 0 | 0 | 0 | 0 | 0 | 0 | 0 | 0 | 0 | 0 | 0 | 0 | 0 | 0 | 0 | 0 | 0 | 0 | 0 | 0 | 0 | 0 | 5000000 | scaled
1103-13AE | 94466.2276 | 94244.816 | 0 | 221.4117 | 99.77% | 0% | 0.2344% | 51529.6071 | 91724.0112 | 8401.894 | 1.924 | 43125.789 | 14956.2989 | 3.0721 | 76764.6402 | 1103 | 0.001345 | 0.0007118 | 0.0003392 | 70235113.4812 | 15367.5418 | 23.255 | 79075.4308 | 11425681.6463 | 17289.9902 | 58792141.8447 | 60321186.5089 | 9835359.6342 | 2252.3004 | 50483574.5743 | 8084364.4283 | 1318217.2151 | 270.7711 | 6765876.4421 |  | 234 | 1103-13AE | 94466.2276 | 42936.6206 | 2742.2164 | 94244.816 | 42715.2089 | 2520.8048 | 0 | 0 | 0 | 221.4117 | 15367.5418 | 6965.6478 | 411.2429 | 78874.2989 | 6965.4812 | 411.0763 | 0 | 0 | 0 | 0.16661 | 79075.4308 | 35949.6418 | 2310.7906 | 78874.2989 | 35748.5099 | 2109.6587 | 0 | 0 | 0 | 201.1319 | 23.255 | 21.331 | 20.1829 | 3.1419 | 1.2178 | 0.069721 | 0 | 0 | 0 | 20.1132 | 0.0010262 | 0.000393 | 2.04e-05 | 0 | 0 | 0 | 0.0003188 | 5000000 | scaled
1103-14AE | 0 | 0 | 0 | 0 | 0% | 0% | 0% | 0 | 0 | 0 | 0 | 0 | 0 | 0 | 0 | 1103 | 0 | 0 | 0 | 0 | 0 | 0 | 0 | 0 | 0 | 0 | 0 | 0 | 0 | 0 | 0 | 0 | 0 | 0 |  | 235 | 1103-14AE | 0 | 0 | 0 | 0 | 0 | 0 | 0 | 0 | 0 | 0 | 0 | 0 | 0 | 0 | 0 | 0 | 0 | 0 | 0 | 0 | 0 | 0 | 0 | 0 | 0 | 0 | 0 | 0 | 0 | 0 | 0 | 0 | 0 | 0 | 0 | 0 | 0 | 0 | 0 | 0 | 0 | 0 | 0 | 0 | 0 | 0 | 0 | 5000000 | scaled
1103-15 | 0 | 0 | 0 | 0 | 0% | 0% | 0% | 0 | 0 | 0 | 0 | 0 | 0 | 0 | 0 | 1103 | 0 | 0 | 0 | 0 | 0 | 0 | 0 | 0 | 0 | 0 | 0 | 0 | 0 | 0 | 0 | 0 | 0 | 0 |  | 236 | 1103-15 | 0 | 0 | 0 | 0 | 0 | 0 | 0 | 0 | 0 | 0 | 0 | 0 | 0 | 0 | 0 | 0 | 0 | 0 | 0 | 0 | 0 | 0 | 0 | 0 | 0 | 0 | 0 | 0 | 0 | 0 | 0 | 0 | 0 | 0 | 0 | 0 | 0 | 0 | 0 | 0 | 0 | 0 | 0 | 0 | 0 | 0 | 0 | 5000000 | scaled
110-41 | 0 | 0 | 0 | 0 | 0% | 0% | 0% | 0 | 0 | 0 | 0 | 0 | 0 | 0 | 0 | 110 | 0 | 0 | 0 | 0 | 0 | 0 | 0 | 0 | 0 | 0 | 0 | 0 | 0 | 0 | 0 | 0 | 0 | 0 |  | 237 | 110-41 | 0 | 0 | 0 | 0 | 0 | 0 | 0 | 0 | 0 | 0 | 0 | 0 | 0 | 0 | 0 | 0 | 0 | 0 | 0 | 0 | 0 | 0 | 0 | 0 | 0 | 0 | 0 | 0 | 0 | 0 | 0 | 0 | 0 | 0 | 0 | 0 | 0 | 0 | 0 | 0 | 0 | 0 | 0 | 0 | 0 | 0 | 0 | 5000000 | scaled
110-42F | 0 | 0 | 0 | 0 | 0% | 0% | 0% | 0 | 0 | 0 | 0 | 0 | 0 | 0 | 0 | 110 | 0 | 0 | 0 | 0 | 0 | 0 | 0 | 0 | 0 | 0 | 0 | 0 | 0 | 0 | 0 | 0 | 0 | 0 |  | 238 | 110-42F | 0 | 0 | 0 | 0 | 0 | 0 | 0 | 0 | 0 | 0 | 0 | 0 | 0 | 0 | 0 | 0 | 0 | 0 | 0 | 0 | 0 | 0 | 0 | 0 | 0 | 0 | 0 | 0 | 0 | 0 | 0 | 0 | 0 | 0 | 0 | 0 | 0 | 0 | 0 | 0 | 0 | 0 | 0 | 0 | 0 | 0 | 0 | 5000000 | scaled
110-43 | 0 | 0 | 0 | 0 | 0% | 0% | 0% | 0 | 0 | 0 | 0 | 0 | 0 | 0 | 0 | 110 | 0 | 0 | 0 | 0 | 0 | 0 | 0 | 0 | 0 | 0 | 0 | 0 | 0 | 0 | 0 | 0 | 0 | 0 |  | 239 | 110-43 | 0 | 0 | 0 | 0 | 0 | 0 | 0 | 0 | 0 | 0 | 0 | 0 | 0 | 0 | 0 | 0 | 0 | 0 | 0 | 0 | 0 | 0 | 0 | 0 | 0 | 0 | 0 | 0 | 0 | 0 | 0 | 0 | 0 | 0 | 0 | 0 | 0 | 0 | 0 | 0 | 0 | 0 | 0 | 0 | 0 | 0 | 0 | 5000000 | scaled
110-44F | 0 | 0 | 0 | 0 | 0% | 0% | 0% | 0 | 0 | 0 | 0 | 0 | 0 | 0 | 0 | 110 | 0 | 0 | 0 | 0 | 0 | 0 | 0 | 0 | 0 | 0 | 0 | 0 | 0 | 0 | 0 | 0 | 0 | 0 |  | 240 | 110-44F | 0 | 0 | 0 | 0 | 0 | 0 | 0 | 0 | 0 | 0 | 0 | 0 | 0 | 0 | 0 | 0 | 0 | 0 | 0 | 0 | 0 | 0 | 0 | 0 | 0 | 0 | 0 | 0 | 0 | 0 | 0 | 0 | 0 | 0 | 0 | 0 | 0 | 0 | 0 | 0 | 0 | 0 | 0 | 0 | 0 | 0 | 0 | 5000000 | scaled
110-45 | 0 | 0 | 0 | 0 | 0% | 0% | 0% | 0 | 0 | 0 | 0 | 0 | 0 | 0 | 0 | 110 | 0 | 0 | 0 | 0 | 0 | 0 | 0 | 0 | 0 | 0 | 0 | 0 | 0 | 0 | 0 | 0 | 0 | 0 |  | 241 | 110-45 | 0 | 0 | 0 | 0 | 0 | 0 | 0 | 0 | 0 | 0 | 0 | 0 | 0 | 0 | 0 | 0 | 0 | 0 | 0 | 0 | 0 | 0 | 0 | 0 | 0 | 0 | 0 | 0 | 0 | 0 | 0 | 0 | 0 | 0 | 0 | 0 | 0 | 0 | 0 | 0 | 0 | 0 | 0 | 0 | 0 | 0 | 0 | 5000000 | scaled
110-49 | 0 | 0 | 0 | 0 | 0% | 0% | 0% | 0 | 0 | 0 | 0 | 0 | 0 | 0 | 0 | 110 | 0 | 0 | 0 | 0 | 0 | 0 | 0 | 0 | 0 | 0 | 0 | 0 | 0 | 0 | 0 | 0 | 0 | 0 |  | 242 | 110-49 | 0 | 0 | 0 | 0 | 0 | 0 | 0 | 0 | 0 | 0 | 0 | 0 | 0 | 0 | 0 | 0 | 0 | 0 | 0 | 0 | 0 | 0 | 0 | 0 | 0 | 0 | 0 | 0 | 0 | 0 | 0 | 0 | 0 | 0 | 0 | 0 | 0 | 0 | 0 | 0 | 0 | 0 | 0 | 0 | 0 | 0 | 0 | 5000000 | scaled
1100-10 | 0 | 0 | 0 | 0 | 0% | 0% | 0% | 0 | 0 | 0 | 0 | 0 | 0 | 0 | 0 | 1100 | 0 | 0 | 0 | 0 | 0 | 0 | 0 | 0 | 0 | 0 | 0 | 0 | 0 | 0 | 0 | 0 | 0 | 0 |  | 243 | 1100-10 | 0 | 0 | 0 | 0 | 0 | 0 | 0 | 0 | 0 | 0 | 0 | 0 | 0 | 0 | 0 | 0 | 0 | 0 | 0 | 0 | 0 | 0 | 0 | 0 | 0 | 0 | 0 | 0 | 0 | 0 | 0 | 0 | 0 | 0 | 0 | 0 | 0 | 0 | 0 | 0 | 0 | 0 | 0 | 0 | 0 | 0 | 0 | 5000000 | scaled
1100-1167 | 0 | 0 | 0 | 0 | 0% | 0% | 0% | 0 | 0 | 0 | 0 | 0 | 0 | 0 | 0 | 1100 | 0 | 0 | 0 | 0 | 0 | 0 | 0 | 0 | 0 | 0 | 0 | 0 | 0 | 0 | 0 | 0 | 0 | 0 |  | 244 | 1100-1167 | 0 | 0 | 0 | 0 | 0 | 0 | 0 | 0 | 0 | 0 | 0 | 0 | 0 | 0 | 0 | 0 | 0 | 0 | 0 | 0 | 0 | 0 | 0 | 0 | 0 | 0 | 0 | 0 | 0 | 0 | 0 | 0 | 0 | 0 | 0 | 0 | 0 | 0 | 0 | 0 | 0 | 0 | 0 | 0 | 0 | 0 | 0 | 5000000 | scaled
1100-1168F | 54718.9543 | 54034.5106 | 582.9419 | 101.5017 | 98.75% | 1.065% | 0.1855% | 34016.5902 | 53072.0185 | 5492.3788 | 205.9622 | 28318.2491 | 8548.4475 | 427.4453 | 44096.1257 | 1100 | 0.070904 | 0.040243 | 0.007185 | 771730.79 | 8791.6894 | 475.9545 | 45451.3104 | 123993.9159 | 6712.6419 | 641024.2321 | 514428.8028 | 83060.5848 | 3114.7418 | 428253.4762 | 229218.617 | 36920.8364 | 1846.1407 | 190451.6398 |  | 245 | 1100-1168F | 54718.9543 | 20702.3641 | 1646.9358 | 54034.5106 | 20274.2464 | 1495.6181 | 582.9419 | 326.6159 | 49.8159 | 101.5017 | 8791.6894 | 3299.3106 | 243.2419 | 45240.2204 | 3294.9969 | 242.5193 | 7.5626 | 4.2373 | 0.64627 | 0.076377 | 45451.3104 | 17133.0612 | 1355.1846 | 45240.2204 | 16974.2463 | 1252.8203 | 118.8851 | 66.61 | 10.1595 | 92.2049 | 475.9545 | 269.9923 | 48.5092 | 10.2398 | 5.0031 | 0.27853 | 456.4942 | 255.7687 | 39.0102 | 9.2205 | 0.0005028 | 0.0002498 | 1.32e-05 | 0.070255 | 0.039847 | 0.0070256 | 0.0001462 | 5000000 | scaled
1100-1170F | 0 | 0 | 0 | 0 | 0% | 0% | 0% | 0 | 0 | 0 | 0 | 0 | 0 | 0 | 0 | 1100 | 0 | 0 | 0 | 0 | 0 | 0 | 0 | 0 | 0 | 0 | 0 | 0 | 0 | 0 | 0 | 0 | 0 | 0 |  | 246 | 1100-1170F | 0 | 0 | 0 | 0 | 0 | 0 | 0 | 0 | 0 | 0 | 0 | 0 | 0 | 0 | 0 | 0 | 0 | 0 | 0 | 0 | 0 | 0 | 0 | 0 | 0 | 0 | 0 | 0 | 0 | 0 | 0 | 0 | 0 | 0 | 0 | 0 | 0 | 0 | 0 | 0 | 0 | 0 | 0 | 0 | 0 | 0 | 0 | 5000000 | scaled
1100-1172R | 2144978.849 | 2138023.8044 | 5788.8739 | 1166.1707 | 99.68% | 0.2699% | 0.05437% | 980168.5978 | 2069105.2618 | 231888.3521 | 2030.3856 | 746249.8601 | 489532.4195 | 4217.557 | 1575355.2853 | 1100 | 0.080798 | 0.046062 | 0.0089058 | 26547490.761 | 507148.109 | 4714.5897 | 1633116.1503 | 6276756.4096 | 58350.4715 | 20212383.88 | 25287878.3198 | 5982607.9363 | 52382.973 | 19252887.4105 | 8519570.0823 | 2015656.6377 | 17365.8504 | 6486547.5941 |  | 247 | 1100-1172R | 2144978.849 | 1164810.2512 | 75873.5872 | 2138023.8044 | 1160403.4459 | 74212.7569 | 5788.8739 | 3240.6346 | 494.6597 | 1166.1707 | 507148.109 | 275259.7569 | 17615.6896 | 1630868.8908 | 275236.6708 | 17611.4221 | 39.6721 | 22.2086 | 3.39 | 0.87751 | 1633116.1503 | 886866.2902 | 57760.8649 | 1630868.8908 | 885141.9405 | 56600.0012 | 1187.902 | 664.9923 | 101.5063 | 1059.3575 | 4714.5897 | 2684.2041 | 497.0327 | 47.3542 | 24.8346 | 1.3336 | 4561.2997 | 2553.4337 | 389.7634 | 105.9357 | 0.0089602 | 0.0046438 | 0.0002424 | 0.070194 | 0.039774 | 0.0070194 | 0.001644 | 5000000 | scaled
1100-598 | 0 | 0 | 0 | 0 | 0% | 0% | 0% | 0 | 0 | 0 | 0 | 0 | 0 | 0 | 0 | 1100 | 0 | 0 | 0 | 0 | 0 | 0 | 0 | 0 | 0 | 0 | 0 | 0 | 0 | 0 | 0 | 0 | 0 | 0 |  | 248 | 1100-598 | 0 | 0 | 0 | 0 | 0 | 0 | 0 | 0 | 0 | 0 | 0 | 0 | 0 | 0 | 0 | 0 | 0 | 0 | 0 | 0 | 0 | 0 | 0 | 0 | 0 | 0 | 0 | 0 | 0 | 0 | 0 | 0 | 0 | 0 | 0 | 0 | 0 | 0 | 0 | 0 | 0 | 0 | 0 | 0 | 0 | 0 | 0 | 5000000 | scaled
1100-599AE | 0 | 0 | 0 | 0 | 0% | 0% | 0% | 0 | 0 | 0 | 0 | 0 | 0 | 0 | 0 | 1100 | 0 | 0 | 0 | 0 | 0 | 0 | 0 | 0 | 0 | 0 | 0 | 0 | 0 | 0 | 0 | 0 | 0 | 0 |  | 249 | 1100-599AE | 0 | 0 | 0 | 0 | 0 | 0 | 0 | 0 | 0 | 0 | 0 | 0 | 0 | 0 | 0 | 0 | 0 | 0 | 0 | 0 | 0 | 0 | 0 | 0 | 0 | 0 | 0 | 0 | 0 | 0 | 0 | 0 | 0 | 0 | 0 | 0 | 0 | 0 | 0 | 0 | 0 | 0 | 0 | 0 | 0 | 0 | 0 | 5000000 | scaled
1100-603F | 0 | 0 | 0 | 0 | 0% | 0% | 0% | 0 | 0 | 0 | 0 | 0 | 0 | 0 | 0 | 1100 | 0 | 0 | 0 | 0 | 0 | 0 | 0 | 0 | 0 | 0 | 0 | 0 | 0 | 0 | 0 | 0 | 0 | 0 |  | 250 | 1100-603F | 0 | 0 | 0 | 0 | 0 | 0 | 0 | 0 | 0 | 0 | 0 | 0 | 0 | 0 | 0 | 0 | 0 | 0 | 0 | 0 | 0 | 0 | 0 | 0 | 0 | 0 | 0 | 0 | 0 | 0 | 0 | 0 | 0 | 0 | 0 | 0 | 0 | 0 | 0 | 0 | 0 | 0 | 0 | 0 | 0 | 0 | 0 | 5000000 | scaled
1100-7F | 0 | 0 | 0 | 0 | 0% | 0% | 0% | 0 | 0 | 0 | 0 | 0 | 0 | 0 | 0 | 1100 | 0 | 0 | 0 | 0 | 0 | 0 | 0 | 0 | 0 | 0 | 0 | 0 | 0 | 0 | 0 | 0 | 0 | 0 |  | 251 | 1100-7F | 0 | 0 | 0 | 0 | 0 | 0 | 0 | 0 | 0 | 0 | 0 | 0 | 0 | 0 | 0 | 0 | 0 | 0 | 0 | 0 | 0 | 0 | 0 | 0 | 0 | 0 | 0 | 0 | 0 | 0 | 0 | 0 | 0 | 0 | 0 | 0 | 0 | 0 | 0 | 0 | 0 | 0 | 0 | 0 | 0 | 0 | 0 | 5000000 | scaled
1100-8F | 0 | 0 | 0 | 0 | 0% | 0% | 0% | 0 | 0 | 0 | 0 | 0 | 0 | 0 | 0 | 1100 | 0 | 0 | 0 | 0 | 0 | 0 | 0 | 0 | 0 | 0 | 0 | 0 | 0 | 0 | 0 | 0 | 0 | 0 |  | 252 | 1100-8F | 0 | 0 | 0 | 0 | 0 | 0 | 0 | 0 | 0 | 0 | 0 | 0 | 0 | 0 | 0 | 0 | 0 | 0 | 0 | 0 | 0 | 0 | 0 | 0 | 0 | 0 | 0 | 0 | 0 | 0 | 0 | 0 | 0 | 0 | 0 | 0 | 0 | 0 | 0 | 0 | 0 | 0 | 0 | 0 | 0 | 0 | 0 | 5000000 | scaled
1101-590 | 0 | 0 | 0 | 0 | 0% | 0% | 0% | 0 | 0 | 0 | 0 | 0 | 0 | 0 | 0 | 1101 | 0 | 0 | 0 | 0 | 0 | 0 | 0 | 0 | 0 | 0 | 0 | 0 | 0 | 0 | 0 | 0 | 0 | 0 |  | 253 | 1101-590 | 0 | 0 | 0 | 0 | 0 | 0 | 0 | 0 | 0 | 0 | 0 | 0 | 0 | 0 | 0 | 0 | 0 | 0 | 0 | 0 | 0 | 0 | 0 | 0 | 0 | 0 | 0 | 0 | 0 | 0 | 0 | 0 | 0 | 0 | 0 | 0 | 0 | 0 | 0 | 0 | 0 | 0 | 0 | 0 | 0 | 0 | 0 | 5000000 | scaled
1105-1479 | 4228043.5461 | 4224870.7096 | 1373.4345 | 1799.402 | 99.92% | 0.03248% | 0.04256% | 1593897.5414 | 4028445.13 | 357890.6743 | 514.4945 | 1235492.3725 | 904752.342 | 1074.0515 | 3122618.7366 | 1105 | 0.10556 | 0.061677 | 0.012095 | 40053007.6022 | 949246.363 | 1340.7558 | 3277456.4273 | 8992379.4252 | 12701.2182 | 31047926.9588 | 42708724.5609 | 9589734.4949 | 13785.958 | 33105204.108 | 16502556.1022 | 3706324.8476 | 4399.8601 | 12791831.3946 |  | 254 | 1105-1479 | 4228043.5461 | 2634146.0047 | 199598.4161 | 4224870.7096 | 2631574.4862 | 197677.5801 | 1373.4345 | 772.1166 | 121.4339 | 1799.402 | 949246.363 | 591355.6886 | 44494.021 | 3275620.1528 | 591348.6547 | 44491.7737 | 10.1035 | 5.68 | 0.89331 | 1.354 | 3277456.4273 | 2041964.0548 | 154837.6907 | 3275620.1528 | 2040216.0823 | 153185.2694 | 201.6854 | 113.3834 | 17.8323 | 1634.5891 | 1340.7558 | 826.2613 | 266.7044 | 15.6513 | 9.7492 | 0.53709 | 1161.6457 | 653.0533 | 102.7084 | 163.4589 | 0.010576 | 0.0066538 | 0.0003476 | 0.092486 | 0.052524 | 0.0092486 | 0.0024988 | 5000000 | scaled
1105-1480F | 0 | 0 | 0 | 0 | 0% | 0% | 0% | 0 | 0 | 0 | 0 | 0 | 0 | 0 | 0 | 1105 | 0 | 0 | 0 | 0 | 0 | 0 | 0 | 0 | 0 | 0 | 0 | 0 | 0 | 0 | 0 | 0 | 0 | 0 |  | 255 | 1105-1480F | 0 | 0 | 0 | 0 | 0 | 0 | 0 | 0 | 0 | 0 | 0 | 0 | 0 | 0 | 0 | 0 | 0 | 0 | 0 | 0 | 0 | 0 | 0 | 0 | 0 | 0 | 0 | 0 | 0 | 0 | 0 | 0 | 0 | 0 | 0 | 0 | 0 | 0 | 0 | 0 | 0 | 0 | 0 | 0 | 0 | 0 | 0 | 5000000 | scaled
1105-1481 | 0 | 0 | 0 | 0 | 0% | 0% | 0% | 0 | 0 | 0 | 0 | 0 | 0 | 0 | 0 | 1105 | 0 | 0 | 0 | 0 | 0 | 0 | 0 | 0 | 0 | 0 | 0 | 0 | 0 | 0 | 0 | 0 | 0 | 0 |  | 256 | 1105-1481 | 0 | 0 | 0 | 0 | 0 | 0 | 0 | 0 | 0 | 0 | 0 | 0 | 0 | 0 | 0 | 0 | 0 | 0 | 0 | 0 | 0 | 0 | 0 | 0 | 0 | 0 | 0 | 0 | 0 | 0 | 0 | 0 | 0 | 0 | 0 | 0 | 0 | 0 | 0 | 0 | 0 | 0 | 0 | 0 | 0 | 0 | 0 | 5000000 | scaled
1105-1482F | 0 | 0 | 0 | 0 | 0% | 0% | 0% | 0 | 0 | 0 | 0 | 0 | 0 | 0 | 0 | 1105 | 0 | 0 | 0 | 0 | 0 | 0 | 0 | 0 | 0 | 0 | 0 | 0 | 0 | 0 | 0 | 0 | 0 | 0 |  | 257 | 1105-1482F | 0 | 0 | 0 | 0 | 0 | 0 | 0 | 0 | 0 | 0 | 0 | 0 | 0 | 0 | 0 | 0 | 0 | 0 | 0 | 0 | 0 | 0 | 0 | 0 | 0 | 0 | 0 | 0 | 0 | 0 | 0 | 0 | 0 | 0 | 0 | 0 | 0 | 0 | 0 | 0 | 0 | 0 | 0 | 0 | 0 | 0 | 0 | 5000000 | scaled
1105-1483 | 417001.2973 | 394048.1697 | 22591.7751 | 361.3525 | 94.5% | 5.418% | 0.08666% | 239920.7349 | 410101.0576 | 37400.2255 | 7998.1181 | 194522.3913 | 63354.3816 | 16651.3008 | 330095.3751 | 1105 | 0.063819 | 0.036294 | 0.0067596 | 6534145.0691 | 64110.2866 | 18209.4303 | 334681.5804 | 1004567.409 | 285330.19 | 5244247.4701 | 4879058.8649 | 760575.7876 | 162650.7563 | 3955832.321 | 1020805.9288 | 157699.0042 | 41447.7025 | 821659.2222 |  | 258 | 1105-1483 | 417001.2973 | 177080.5624 | 6900.2398 | 394048.1697 | 164067.0492 | 4642.5985 | 22591.7751 | 12652.1607 | 1896.2887 | 361.3525 | 64110.2866 | 26710.061 | 755.9049 | 329979.6543 | 26683.1603 | 751.6419 | 47.5486 | 26.6288 | 3.9911 | 0.27191 | 334681.5804 | 140159.1892 | 4586.2053 | 329979.6543 | 137381.5299 | 3890.8368 | 4373.671 | 2449.4042 | 367.1134 | 328.2551 | 18209.4303 | 10211.3122 | 1558.1295 | 6.0493 | 2.359 | 0.11978 | 18170.5555 | 10176.1277 | 1525.1842 | 32.8255 | 0.0008972 | 0.0003436 | 1.78e-05 | 0.062422 | 0.035451 | 0.0062422 | 0.0004996 | 5000000 | scaled
1105-8 | 0 | 0 | 0 | 0 | 0% | 0% | 0% | 0 | 0 | 0 | 0 | 0 | 0 | 0 | 0 | 1105 | 0 | 0 | 0 | 0 | 0 | 0 | 0 | 0 | 0 | 0 | 0 | 0 | 0 | 0 | 0 | 0 | 0 | 0 |  | 259 | 1105-8 | 0 | 0 | 0 | 0 | 0 | 0 | 0 | 0 | 0 | 0 | 0 | 0 | 0 | 0 | 0 | 0 | 0 | 0 | 0 | 0 | 0 | 0 | 0 | 0 | 0 | 0 | 0 | 0 | 0 | 0 | 0 | 0 | 0 | 0 | 0 | 0 | 0 | 0 | 0 | 0 | 0 | 0 | 0 | 0 | 0 | 0 | 0 | 5000000 | scaled
1105-9AE | 0 | 0 | 0 | 0 | 0% | 0% | 0% | 0 | 0 | 0 | 0 | 0 | 0 | 0 | 0 | 1105 | 0 | 0 | 0 | 0 | 0 | 0 | 0 | 0 | 0 | 0 | 0 | 0 | 0 | 0 | 0 | 0 | 0 | 0 |  | 260 | 1105-9AE | 0 | 0 | 0 | 0 | 0 | 0 | 0 | 0 | 0 | 0 | 0 | 0 | 0 | 0 | 0 | 0 | 0 | 0 | 0 | 0 | 0 | 0 | 0 | 0 | 0 | 0 | 0 | 0 | 0 | 0 | 0 | 0 | 0 | 0 | 0 | 0 | 0 | 0 | 0 | 0 | 0 | 0 | 0 | 0 | 0 | 0 | 0 | 5000000 | scaled
111-420 | 0 | 0 | 0 | 0 | 0% | 0% | 0% | 0 | 0 | 0 | 0 | 0 | 0 | 0 | 0 | 111 | 0 | 0 | 0 | 0 | 0 | 0 | 0 | 0 | 0 | 0 | 0 | 0 | 0 | 0 | 0 | 0 | 0 | 0 |  | 261 | 111-420 | 0 | 0 | 0 | 0 | 0 | 0 | 0 | 0 | 0 | 0 | 0 | 0 | 0 | 0 | 0 | 0 | 0 | 0 | 0 | 0 | 0 | 0 | 0 | 0 | 0 | 0 | 0 | 0 | 0 | 0 | 0 | 0 | 0 | 0 | 0 | 0 | 0 | 0 | 0 | 0 | 0 | 0 | 0 | 0 | 0 | 0 | 0 | 5000000 | scaled
111-421F | 0 | 0 | 0 | 0 | 0% | 0% | 0% | 0 | 0 | 0 | 0 | 0 | 0 | 0 | 0 | 111 | 0 | 0 | 0 | 0 | 0 | 0 | 0 | 0 | 0 | 0 | 0 | 0 | 0 | 0 | 0 | 0 | 0 | 0 |  | 262 | 111-421F | 0 | 0 | 0 | 0 | 0 | 0 | 0 | 0 | 0 | 0 | 0 | 0 | 0 | 0 | 0 | 0 | 0 | 0 | 0 | 0 | 0 | 0 | 0 | 0 | 0 | 0 | 0 | 0 | 0 | 0 | 0 | 0 | 0 | 0 | 0 | 0 | 0 | 0 | 0 | 0 | 0 | 0 | 0 | 0 | 0 | 0 | 0 | 5000000 | scaled
111-422F | 0 | 0 | 0 | 0 | 0% | 0% | 0% | 0 | 0 | 0 | 0 | 0 | 0 | 0 | 0 | 111 | 0 | 0 | 0 | 0 | 0 | 0 | 0 | 0 | 0 | 0 | 0 | 0 | 0 | 0 | 0 | 0 | 0 | 0 |  | 263 | 111-422F | 0 | 0 | 0 | 0 | 0 | 0 | 0 | 0 | 0 | 0 | 0 | 0 | 0 | 0 | 0 | 0 | 0 | 0 | 0 | 0 | 0 | 0 | 0 | 0 | 0 | 0 | 0 | 0 | 0 | 0 | 0 | 0 | 0 | 0 | 0 | 0 | 0 | 0 | 0 | 0 | 0 | 0 | 0 | 0 | 0 | 0 | 0 | 5000000 | scaled
1116-5 | 0 | 0 | 0 | 0 | 0% | 0% | 0% | 0 | 0 | 0 | 0 | 0 | 0 | 0 | 0 | 1116 | 0 | 0 | 0 | 0 | 0 | 0 | 0 | 0 | 0 | 0 | 0 | 0 | 0 | 0 | 0 | 0 | 0 | 0 |  | 264 | 1116-5 | 0 | 0 | 0 | 0 | 0 | 0 | 0 | 0 | 0 | 0 | 0 | 0 | 0 | 0 | 0 | 0 | 0 | 0 | 0 | 0 | 0 | 0 | 0 | 0 | 0 | 0 | 0 | 0 | 0 | 0 | 0 | 0 | 0 | 0 | 0 | 0 | 0 | 0 | 0 | 0 | 0 | 0 | 0 | 0 | 0 | 0 | 0 | 5000000 | scaled
1116-6F | 0 | 0 | 0 | 0 | 0% | 0% | 0% | 0 | 0 | 0 | 0 | 0 | 0 | 0 | 0 | 1116 | 0 | 0 | 0 | 0 | 0 | 0 | 0 | 0 | 0 | 0 | 0 | 0 | 0 | 0 | 0 | 0 | 0 | 0 |  | 265 | 1116-6F | 0 | 0 | 0 | 0 | 0 | 0 | 0 | 0 | 0 | 0 | 0 | 0 | 0 | 0 | 0 | 0 | 0 | 0 | 0 | 0 | 0 | 0 | 0 | 0 | 0 | 0 | 0 | 0 | 0 | 0 | 0 | 0 | 0 | 0 | 0 | 0 | 0 | 0 | 0 | 0 | 0 | 0 | 0 | 0 | 0 | 0 | 0 | 5000000 | scaled
1117-10 | 0 | 0 | 0 | 0 | 0% | 0% | 0% | 0 | 0 | 0 | 0 | 0 | 0 | 0 | 0 | 1117 | 0 | 0 | 0 | 0 | 0 | 0 | 0 | 0 | 0 | 0 | 0 | 0 | 0 | 0 | 0 | 0 | 0 | 0 |  | 266 | 1117-10 | 0 | 0 | 0 | 0 | 0 | 0 | 0 | 0 | 0 | 0 | 0 | 0 | 0 | 0 | 0 | 0 | 0 | 0 | 0 | 0 | 0 | 0 | 0 | 0 | 0 | 0 | 0 | 0 | 0 | 0 | 0 | 0 | 0 | 0 | 0 | 0 | 0 | 0 | 0 | 0 | 0 | 0 | 0 | 0 | 0 | 0 | 0 | 5000000 | scaled
1117-11 | 0 | 0 | 0 | 0 | 0% | 0% | 0% | 0 | 0 | 0 | 0 | 0 | 0 | 0 | 0 | 1117 | 0 | 0 | 0 | 0 | 0 | 0 | 0 | 0 | 0 | 0 | 0 | 0 | 0 | 0 | 0 | 0 | 0 | 0 |  | 267 | 1117-11 | 0 | 0 | 0 | 0 | 0 | 0 | 0 | 0 | 0 | 0 | 0 | 0 | 0 | 0 | 0 | 0 | 0 | 0 | 0 | 0 | 0 | 0 | 0 | 0 | 0 | 0 | 0 | 0 | 0 | 0 | 0 | 0 | 0 | 0 | 0 | 0 | 0 | 0 | 0 | 0 | 0 | 0 | 0 | 0 | 0 | 0 | 0 | 5000000 | scaled
1117-1118 | 0 | 0 | 0 | 0 | 0% | 0% | 0% | 0 | 0 | 0 | 0 | 0 | 0 | 0 | 0 | 1117 | 0 | 0 | 0 | 0 | 0 | 0 | 0 | 0 | 0 | 0 | 0 | 0 | 0 | 0 | 0 | 0 | 0 | 0 |  | 268 | 1117-1118 | 0 | 0 | 0 | 0 | 0 | 0 | 0 | 0 | 0 | 0 | 0 | 0 | 0 | 0 | 0 | 0 | 0 | 0 | 0 | 0 | 0 | 0 | 0 | 0 | 0 | 0 | 0 | 0 | 0 | 0 | 0 | 0 | 0 | 0 | 0 | 0 | 0 | 0 | 0 | 0 | 0 | 0 | 0 | 0 | 0 | 0 | 0 | 5000000 | scaled
1117-1119F | 0 | 0 | 0 | 0 | 0% | 0% | 0% | 0 | 0 | 0 | 0 | 0 | 0 | 0 | 0 | 1117 | 0 | 0 | 0 | 0 | 0 | 0 | 0 | 0 | 0 | 0 | 0 | 0 | 0 | 0 | 0 | 0 | 0 | 0 |  | 269 | 1117-1119F | 0 | 0 | 0 | 0 | 0 | 0 | 0 | 0 | 0 | 0 | 0 | 0 | 0 | 0 | 0 | 0 | 0 | 0 | 0 | 0 | 0 | 0 | 0 | 0 | 0 | 0 | 0 | 0 | 0 | 0 | 0 | 0 | 0 | 0 | 0 | 0 | 0 | 0 | 0 | 0 | 0 | 0 | 0 | 0 | 0 | 0 | 0 | 5000000 | scaled
1117-1121F | 101566.2718 | 18451.1165 | 82929.1031 | 186.0522 | 18.17% | 81.65% | 0.1832% | 45890.7822 | 93597.5145 | 1450.4657 | 33986.4182 | 10453.8983 | 2718.1033 | 70666.1193 | 20213.2919 | 1117 | 0.007029 | 0.0039996 | 0.0008886 | 14449604.7477 | 3089.6178 | 75744.3976 | 22732.2563 | 439552.9733 | 10775984.869 | 3234066.9053 | 13920264.4121 | 439976.5161 | 10309258.302 | 3171029.5941 | 8967766.4062 | 260426.9487 | 6770663.2394 | 1936676.2181 |  | 270 | 1117-1121F | 101566.2718 | 55675.4895 | 7968.7572 | 18451.1165 | 9738.6904 | 2228.5618 | 82929.1031 | 45750.747 | 5554.1432 | 186.0522 | 3089.6178 | 1639.1521 | 371.5146 | 15251.1887 | 1577.8335 | 363.9475 | 110.8941 | 61.1786 | 7.4271 | 0.14 | 22732.2563 | 12278.358 | 2518.9643 | 15251.1887 | 8075.3946 | 1860.2312 | 7312.0565 | 4033.9523 | 489.722 | 169.0111 | 75744.3976 | 41757.9795 | 5078.2783 | 221.344 | 85.4623 | 4.3831 | 75506.1525 | 41655.6161 | 5056.9941 | 16.9011 | 0.0005396 | 0.0002064 | 1.08e-05 | 0.0062352 | 0.003539 | 0.0006236 | 0.0002542 | 5000000 | scaled
1118-1718F | 788375.657 | 783677.6985 | 4103.8402 | 594.1183 | 99.4% | 0.5205% | 0.07536% | 347267.6289 | 771530.7806 | 66559.5556 | 1417.2023 | 279290.871 | 147981.1355 | 2951.1057 | 620598.5395 | 1118 | 0.10781 | 0.061447 | 0.011387 | 7312720.8264 | 151044.7819 | 3296.1728 | 634034.7023 | 1401043.1611 | 30574.2463 | 5881103.4189 | 7178698.1285 | 1375915.6267 | 29296.3315 | 5773486.1704 | 1479255.7022 | 283724.1806 | 5658.1539 | 1189873.3677 |  | 271 | 1118-1718F | 788375.657 | 441108.0282 | 16844.8764 | 783677.6985 | 438203.839 | 15881.6406 | 4103.8402 | 2310.0708 | 369.1174 | 594.1183 | 151044.7819 | 84485.2264 | 3063.6464 | 632652.8203 | 84469.0977 | 3060.6937 | 27.8583 | 15.6816 | 2.5057 | 0.44705 | 634034.7023 | 354743.8313 | 13436.1628 | 632652.8203 | 353730.0626 | 12820.7122 | 842.1808 | 474.0675 | 75.7494 | 539.7012 | 3296.1728 | 1878.9705 | 345.0671 | 8.4015 | 4.6786 | 0.23475 | 3233.8012 | 1820.3218 | 290.8623 | 53.9701 | 0.0021904 | 0.0011178 | 5.86e-05 | 0.10477 | 0.059477 | 0.010477 | 0.0008522 | 5000000 | scaled
1118-1F | 0 | 0 | 0 | 0 | 0% | 0% | 0% | 0 | 0 | 0 | 0 | 0 | 0 | 0 | 0 | 1118 | 0 | 0 | 0 | 0 | 0 | 0 | 0 | 0 | 0 | 0 | 0 | 0 | 0 | 0 | 0 | 0 | 0 | 0 |  | 272 | 1118-1F | 0 | 0 | 0 | 0 | 0 | 0 | 0 | 0 | 0 | 0 | 0 | 0 | 0 | 0 | 0 | 0 | 0 | 0 | 0 | 0 | 0 | 0 | 0 | 0 | 0 | 0 | 0 | 0 | 0 | 0 | 0 | 0 | 0 | 0 | 0 | 0 | 0 | 0 | 0 | 0 | 0 | 0 | 0 | 0 | 0 | 0 | 0 | 5000000 | scaled
1118-2 | 0 | 0 | 0 | 0 | 0% | 0% | 0% | 0 | 0 | 0 | 0 | 0 | 0 | 0 | 0 | 1118 | 0 | 0 | 0 | 0 | 0 | 0 | 0 | 0 | 0 | 0 | 0 | 0 | 0 | 0 | 0 | 0 | 0 | 0 |  | 273 | 1118-2 | 0 | 0 | 0 | 0 | 0 | 0 | 0 | 0 | 0 | 0 | 0 | 0 | 0 | 0 | 0 | 0 | 0 | 0 | 0 | 0 | 0 | 0 | 0 | 0 | 0 | 0 | 0 | 0 | 0 | 0 | 0 | 0 | 0 | 0 | 0 | 0 | 0 | 0 | 0 | 0 | 0 | 0 | 0 | 0 | 0 | 0 | 0 | 5000000 | scaled
1119-512 | 0 | 0 | 0 | 0 | 0% | 0% | 0% | 0 | 0 | 0 | 0 | 0 | 0 | 0 | 0 | 1119 | 0 | 0 | 0 | 0 | 0 | 0 | 0 | 0 | 0 | 0 | 0 | 0 | 0 | 0 | 0 | 0 | 0 | 0 |  | 274 | 1119-512 | 0 | 0 | 0 | 0 | 0 | 0 | 0 | 0 | 0 | 0 | 0 | 0 | 0 | 0 | 0 | 0 | 0 | 0 | 0 | 0 | 0 | 0 | 0 | 0 | 0 | 0 | 0 | 0 | 0 | 0 | 0 | 0 | 0 | 0 | 0 | 0 | 0 | 0 | 0 | 0 | 0 | 0 | 0 | 0 | 0 | 0 | 0 | 5000000 | scaled
1119-514F | 0 | 0 | 0 | 0 | 0% | 0% | 0% | 0 | 0 | 0 | 0 | 0 | 0 | 0 | 0 | 1119 | 0 | 0 | 0 | 0 | 0 | 0 | 0 | 0 | 0 | 0 | 0 | 0 | 0 | 0 | 0 | 0 | 0 | 0 |  | 275 | 1119-514F | 0 | 0 | 0 | 0 | 0 | 0 | 0 | 0 | 0 | 0 | 0 | 0 | 0 | 0 | 0 | 0 | 0 | 0 | 0 | 0 | 0 | 0 | 0 | 0 | 0 | 0 | 0 | 0 | 0 | 0 | 0 | 0 | 0 | 0 | 0 | 0 | 0 | 0 | 0 | 0 | 0 | 0 | 0 | 0 | 0 | 0 | 0 | 5000000 | scaled
1119-515F | 0 | 0 | 0 | 0 | 0% | 0% | 0% | 0 | 0 | 0 | 0 | 0 | 0 | 0 | 0 | 1119 | 0 | 0 | 0 | 0 | 0 | 0 | 0 | 0 | 0 | 0 | 0 | 0 | 0 | 0 | 0 | 0 | 0 | 0 |  | 276 | 1119-515F | 0 | 0 | 0 | 0 | 0 | 0 | 0 | 0 | 0 | 0 | 0 | 0 | 0 | 0 | 0 | 0 | 0 | 0 | 0 | 0 | 0 | 0 | 0 | 0 | 0 | 0 | 0 | 0 | 0 | 0 | 0 | 0 | 0 | 0 | 0 | 0 | 0 | 0 | 0 | 0 | 0 | 0 | 0 | 0 | 0 | 0 | 0 | 5000000 | scaled
1119-6F | 14112.606 | 13593.2244 | 0 | 519.3816 | 96.32% | 0% | 3.68% | 7509.0013 | 13475.8462 | 1049.3262 | 1089.4697 | 5370.2055 | 1897.4682 | 1870.2608 | 9708.1172 | 1119 | 0.002277 | 0.001381 | 0.0007956 | 6197894.6144 | 1909.9939 | 1960.5753 | 10242.0368 | 838820.3483 | 861034.3747 | 4498039.8914 | 4781755.7847 | 668214.2185 | 693777.7318 | 3419763.8344 | 800351.6866 | 112693.6212 | 111077.7298 | 576580.3357 |  | 277 | 1119-6F | 14112.606 | 6603.6047 | 636.7598 | 13593.2244 | 6084.2231 | 117.3782 | 0 | 0 | 0 | 519.3816 | 1909.9939 | 860.6678 | 12.5257 | 9770.227 | 860.277 | 12.1349 | 0 | 0 | 0 | 0.39082 | 10242.0368 | 4871.8314 | 533.9197 | 9770.227 | 4400.0215 | 62.1098 | 0 | 0 | 0 | 471.8098 | 1960.5753 | 871.1056 | 90.3144 | 1913.3943 | 823.9246 | 43.1335 | 0 | 0 | 0 | 47.181 | 0.0015138 | 0.0006178 | 3.24e-05 | 0 | 0 | 0 | 0.0007632 | 5000000 | scaled
1119-7 | 0 | 0 | 0 | 0 | 0% | 0% | 0% | 0 | 0 | 0 | 0 | 0 | 0 | 0 | 0 | 1119 | 0 | 0 | 0 | 0 | 0 | 0 | 0 | 0 | 0 | 0 | 0 | 0 | 0 | 0 | 0 | 0 | 0 | 0 |  | 278 | 1119-7 | 0 | 0 | 0 | 0 | 0 | 0 | 0 | 0 | 0 | 0 | 0 | 0 | 0 | 0 | 0 | 0 | 0 | 0 | 0 | 0 | 0 | 0 | 0 | 0 | 0 | 0 | 0 | 0 | 0 | 0 | 0 | 0 | 0 | 0 | 0 | 0 | 0 | 0 | 0 | 0 | 0 | 0 | 0 | 0 | 0 | 0 | 0 | 5000000 | scaled
1119-9F | 44057.8268 | 761.5686 | 41945.4368 | 1350.8213 | 1.729% | 95.21% | 3.066% | 19260.4908 | 39820.6081 | 66.5935 | 17273.4566 | 1920.4408 | 110.3881 | 35857.6809 | 3852.5391 | 1119 | 0.01155 | 0.0067308 | 0.0025654 | 3814464.4032 | 127.4935 | 38533.0226 | 5397.3106 | 11038.2046 | 3336134.667 | 467291.5316 | 3684158.7838 | 12738.0397 | 3304077.6232 | 367343.1208 | 1651679.5228 | 4578.6804 | 1487305.1925 | 159795.65 |  | 279 | 1119-9F | 44057.8268 | 24797.3359 | 4237.2186 | 761.5686 | 308.499 | 83.4048 | 41945.4368 | 23138.0156 | 2802.9925 | 1350.8213 | 127.4935 | 60.9 | 17.1053 | 383.7155 | 31.4489 | 12.6442 | 51.5474 | 28.4347 | 3.4446 | 1.0164 | 5397.3106 | 3476.8699 | 1544.7715 | 383.7155 | 161.0588 | 64.6444 | 3786.4998 | 2088.7157 | 253.0318 | 1227.0953 | 38533.0226 | 21259.5661 | 2675.3418 | 302.9235 | 115.9913 | 6.1162 | 38107.3896 | 21020.8652 | 2546.516 | 122.7095 | 0.0034356 | 0.0013154 | 6.88e-05 | 0.0062422 | 0.003543 | 0.0006242 | 0.0018724 | 5000000 | scaled
113-192 | 0 | 0 | 0 | 0 | 0% | 0% | 0% | 0 | 0 | 0 | 0 | 0 | 0 | 0 | 0 | 113 | 0 | 0 | 0 | 0 | 0 | 0 | 0 | 0 | 0 | 0 | 0 | 0 | 0 | 0 | 0 | 0 | 0 | 0 |  | 280 | 113-192 | 0 | 0 | 0 | 0 | 0 | 0 | 0 | 0 | 0 | 0 | 0 | 0 | 0 | 0 | 0 | 0 | 0 | 0 | 0 | 0 | 0 | 0 | 0 | 0 | 0 | 0 | 0 | 0 | 0 | 0 | 0 | 0 | 0 | 0 | 0 | 0 | 0 | 0 | 0 | 0 | 0 | 0 | 0 | 0 | 0 | 0 | 0 | 5000000 | scaled
113-194 | 0 | 0 | 0 | 0 | 0% | 0% | 0% | 0 | 0 | 0 | 0 | 0 | 0 | 0 | 0 | 113 | 0 | 0 | 0 | 0 | 0 | 0 | 0 | 0 | 0 | 0 | 0 | 0 | 0 | 0 | 0 | 0 | 0 | 0 |  | 281 | 113-194 | 0 | 0 | 0 | 0 | 0 | 0 | 0 | 0 | 0 | 0 | 0 | 0 | 0 | 0 | 0 | 0 | 0 | 0 | 0 | 0 | 0 | 0 | 0 | 0 | 0 | 0 | 0 | 0 | 0 | 0 | 0 | 0 | 0 | 0 | 0 | 0 | 0 | 0 | 0 | 0 | 0 | 0 | 0 | 0 | 0 | 0 | 0 | 5000000 | scaled
113-194F | 0 | 0 | 0 | 0 | 0% | 0% | 0% | 0 | 0 | 0 | 0 | 0 | 0 | 0 | 0 | 113 | 0 | 0 | 0 | 0 | 0 | 0 | 0 | 0 | 0 | 0 | 0 | 0 | 0 | 0 | 0 | 0 | 0 | 0 |  | 282 | 113-194F | 0 | 0 | 0 | 0 | 0 | 0 | 0 | 0 | 0 | 0 | 0 | 0 | 0 | 0 | 0 | 0 | 0 | 0 | 0 | 0 | 0 | 0 | 0 | 0 | 0 | 0 | 0 | 0 | 0 | 0 | 0 | 0 | 0 | 0 | 0 | 0 | 0 | 0 | 0 | 0 | 0 | 0 | 0 | 0 | 0 | 0 | 0 | 5000000 | scaled
113-198 | 0 | 0 | 0 | 0 | 0% | 0% | 0% | 0 | 0 | 0 | 0 | 0 | 0 | 0 | 0 | 113 | 0 | 0 | 0 | 0 | 0 | 0 | 0 | 0 | 0 | 0 | 0 | 0 | 0 | 0 | 0 | 0 | 0 | 0 |  | 283 | 113-198 | 0 | 0 | 0 | 0 | 0 | 0 | 0 | 0 | 0 | 0 | 0 | 0 | 0 | 0 | 0 | 0 | 0 | 0 | 0 | 0 | 0 | 0 | 0 | 0 | 0 | 0 | 0 | 0 | 0 | 0 | 0 | 0 | 0 | 0 | 0 | 0 | 0 | 0 | 0 | 0 | 0 | 0 | 0 | 0 | 0 | 0 | 0 | 5000000 | scaled
113-598 | 0 | 0 | 0 | 0 | 0% | 0% | 0% | 0 | 0 | 0 | 0 | 0 | 0 | 0 | 0 | 113 | 0 | 0 | 0 | 0 | 0 | 0 | 0 | 0 | 0 | 0 | 0 | 0 | 0 | 0 | 0 | 0 | 0 | 0 |  | 284 | 113-598 | 0 | 0 | 0 | 0 | 0 | 0 | 0 | 0 | 0 | 0 | 0 | 0 | 0 | 0 | 0 | 0 | 0 | 0 | 0 | 0 | 0 | 0 | 0 | 0 | 0 | 0 | 0 | 0 | 0 | 0 | 0 | 0 | 0 | 0 | 0 | 0 | 0 | 0 | 0 | 0 | 0 | 0 | 0 | 0 | 0 | 0 | 0 | 5000000 | scaled
113-599F | 0 | 0 | 0 | 0 | 0% | 0% | 0% | 0 | 0 | 0 | 0 | 0 | 0 | 0 | 0 | 113 | 0 | 0 | 0 | 0 | 0 | 0 | 0 | 0 | 0 | 0 | 0 | 0 | 0 | 0 | 0 | 0 | 0 | 0 |  | 285 | 113-599F | 0 | 0 | 0 | 0 | 0 | 0 | 0 | 0 | 0 | 0 | 0 | 0 | 0 | 0 | 0 | 0 | 0 | 0 | 0 | 0 | 0 | 0 | 0 | 0 | 0 | 0 | 0 | 0 | 0 | 0 | 0 | 0 | 0 | 0 | 0 | 0 | 0 | 0 | 0 | 0 | 0 | 0 | 0 | 0 | 0 | 0 | 0 | 5000000 | scaled
113-600F | 0 | 0 | 0 | 0 | 0% | 0% | 0% | 0 | 0 | 0 | 0 | 0 | 0 | 0 | 0 | 113 | 0 | 0 | 0 | 0 | 0 | 0 | 0 | 0 | 0 | 0 | 0 | 0 | 0 | 0 | 0 | 0 | 0 | 0 |  | 286 | 113-600F | 0 | 0 | 0 | 0 | 0 | 0 | 0 | 0 | 0 | 0 | 0 | 0 | 0 | 0 | 0 | 0 | 0 | 0 | 0 | 0 | 0 | 0 | 0 | 0 | 0 | 0 | 0 | 0 | 0 | 0 | 0 | 0 | 0 | 0 | 0 | 0 | 0 | 0 | 0 | 0 | 0 | 0 | 0 | 0 | 0 | 0 | 0 | 5000000 | scaled
113-601F | 0 | 0 | 0 | 0 | 0% | 0% | 0% | 0 | 0 | 0 | 0 | 0 | 0 | 0 | 0 | 113 | 0 | 0 | 0 | 0 | 0 | 0 | 0 | 0 | 0 | 0 | 0 | 0 | 0 | 0 | 0 | 0 | 0 | 0 |  | 287 | 113-601F | 0 | 0 | 0 | 0 | 0 | 0 | 0 | 0 | 0 | 0 | 0 | 0 | 0 | 0 | 0 | 0 | 0 | 0 | 0 | 0 | 0 | 0 | 0 | 0 | 0 | 0 | 0 | 0 | 0 | 0 | 0 | 0 | 0 | 0 | 0 | 0 | 0 | 0 | 0 | 0 | 0 | 0 | 0 | 0 | 0 | 0 | 0 | 5000000 | scaled
113-602F | 0 | 0 | 0 | 0 | 0% | 0% | 0% | 0 | 0 | 0 | 0 | 0 | 0 | 0 | 0 | 113 | 0 | 0 | 0 | 0 | 0 | 0 | 0 | 0 | 0 | 0 | 0 | 0 | 0 | 0 | 0 | 0 | 0 | 0 |  | 288 | 113-602F | 0 | 0 | 0 | 0 | 0 | 0 | 0 | 0 | 0 | 0 | 0 | 0 | 0 | 0 | 0 | 0 | 0 | 0 | 0 | 0 | 0 | 0 | 0 | 0 | 0 | 0 | 0 | 0 | 0 | 0 | 0 | 0 | 0 | 0 | 0 | 0 | 0 | 0 | 0 | 0 | 0 | 0 | 0 | 0 | 0 | 0 | 0 | 5000000 | scaled
1138-6R | 4663877.8673 | 4249838.818 | 399553.8585 | 14485.1909 | 91.12% | 8.567% | 0.3106% | 2773422.9392 | 4530424.3224 | 489314.1423 | 162972.3627 | 2121136.4342 | 784669.3988 | 338055.8685 | 3407699.0551 | 1138 | 0.17153 | 0.098354 | 0.03177 | 27190564.3666 | 800384.2266 | 372299.424 | 3491194.2167 | 4666266.8814 | 2170518.1266 | 20353779.3586 | 19220886.6338 | 3391135.021 | 1129461.0943 | 14700290.5184 | 4200562.3118 | 727537.3054 | 313441.8852 | 3159583.1212 |  | 289 | 1138-6R | 4663877.8673 | 1890454.9282 | 133453.5449 | 4249838.818 | 1651130.1164 | 83078.1924 | 399553.8585 | 224839.6208 | 35890.1616 | 14485.1909 | 800384.2266 | 311070.0843 | 15714.8278 | 3444143.4758 | 310701.1332 | 15646.7739 | 636.2796 | 358.0515 | 57.1542 | 10.8996 | 3491194.2167 | 1370057.7826 | 83495.1616 | 3444143.4758 | 1337827.2373 | 67292.3197 | 33892.2944 | 19072.0987 | 3044.3954 | 13158.4466 | 372299.424 | 209327.0613 | 34243.5555 | 5958.2949 | 2601.746 | 139.0988 | 365025.2845 | 205409.4706 | 32788.612 | 1315.8447 | 0.048464 | 0.019693 | 0.0011312 | 0.10269 | 0.058291 | 0.010269 | 0.02037 | 5000000 | scaled
1139-3F | 0 | 0 | 0 | 0 | 0% | 0% | 0% | 0 | 0 | 0 | 0 | 0 | 0 | 0 | 0 | 1139 | 0 | 0 | 0 | 0 | 0 | 0 | 0 | 0 | 0 | 0 | 0 | 0 | 0 | 0 | 0 | 0 | 0 | 0 |  | 290 | 1139-3F | 0 | 0 | 0 | 0 | 0 | 0 | 0 | 0 | 0 | 0 | 0 | 0 | 0 | 0 | 0 | 0 | 0 | 0 | 0 | 0 | 0 | 0 | 0 | 0 | 0 | 0 | 0 | 0 | 0 | 0 | 0 | 0 | 0 | 0 | 0 | 0 | 0 | 0 | 0 | 0 | 0 | 0 | 0 | 0 | 0 | 0 | 0 | 5000000 | scaled
1139-4F | 472177.0734 | 1225.1707 | 468726.8593 | 2225.0435 | 0.2595% | 99.27% | 0.4712% | 205684.7944 | 427867.7639 | 392.8487 | 186759.1873 | 18532.7583 | 779.2342 | 388703.8543 | 38384.6754 | 1139 | 0.11231 | 0.063756 | 0.013461 | 4204402.2232 | 846.8417 | 427196.2928 | 44133.939 | 7540.5251 | 3803880.2477 | 392981.4504 | 4179890.7558 | 7983.4042 | 3795287.8482 | 376619.5034 | 3291631.4689 | 5994.7301 | 2990339.4152 | 295297.3236 |  | 291 | 1139-4F | 472177.0734 | 266492.279 | 44309.3095 | 1225.1707 | 479.2207 | 23.1082 | 468726.8593 | 263788.0148 | 42061.1579 | 2225.0435 | 846.8417 | 453.9929 | 67.6075 | 714.0637 | 54.8563 | 2.5576 | 706.2538 | 397.4624 | 63.3756 | 1.6743 | 44133.939 | 25601.1807 | 5749.2636 | 714.0637 | 281.799 | 13.1169 | 41398.6305 | 23298.1369 | 3714.902 | 2021.2447 | 427196.2928 | 240437.1054 | 38492.4385 | 372.1933 | 142.5655 | 7.4337 | 426621.9749 | 240092.4155 | 38282.8803 | 202.1245 | 0.0076212 | 0.0029602 | 0.0001538 | 0.10153 | 0.057641 | 0.010153 | 0.0031544 | 5000000 | scaled
1139-5 | 335856.5349 | 1244.8238 | 334164.6331 | 447.078 | 0.3706% | 99.5% | 0.1331% | 146797.547 | 305400.8069 | 198.2576 | 132668.1104 | 13931.1789 | 412.9724 | 275969.0676 | 29018.7668 | 1139 | 0.10416 | 0.059088 | 0.010848 | 3224367.187 | 454.0161 | 303117.1985 | 32285.3203 | 4358.7502 | 2910055.4759 | 309952.9609 | 3199638.9759 | 4321.2772 | 2891669.9612 | 303647.7375 | 2807393.5396 | 3796.2442 | 2536842.6024 | 266754.693 |  | 292 | 1139-5 | 335856.5349 | 189058.988 | 30455.7281 | 1244.8238 | 476.93 | 25.0544 | 334164.6331 | 188134.9799 | 29983.5957 | 447.078 | 454.0161 | 255.7585 | 41.0437 | 0 | 0 | 0 | 453.6797 | 255.4221 | 40.7073 | 0.33641 | 32285.3203 | 18354.1414 | 3266.5535 | 0 | 0 | 0 | 31879.1916 | 17948.0127 | 2860.4248 | 406.1287 | 303117.1985 | 170449.088 | 27148.1308 | 1244.8238 | 476.93 | 25.0544 | 301831.7618 | 169931.5452 | 27082.4636 | 40.6129 | 0.001902 | 0.0007286 | 3.84e-05 | 0.10161 | 0.05771 | 0.010161 | 0.000649 | 5000000 | scaled
1140-5 | 0 | 0 | 0 | 0 | 0% | 0% | 0% | 0 | 0 | 0 | 0 | 0 | 0 | 0 | 0 | 1140 | 0 | 0 | 0 | 0 | 0 | 0 | 0 | 0 | 0 | 0 | 0 | 0 | 0 | 0 | 0 | 0 | 0 | 0 |  | 293 | 1140-5 | 0 | 0 | 0 | 0 | 0 | 0 | 0 | 0 | 0 | 0 | 0 | 0 | 0 | 0 | 0 | 0 | 0 | 0 | 0 | 0 | 0 | 0 | 0 | 0 | 0 | 0 | 0 | 0 | 0 | 0 | 0 | 0 | 0 | 0 | 0 | 0 | 0 | 0 | 0 | 0 | 0 | 0 | 0 | 0 | 0 | 0 | 0 | 5000000 | scaled
1140-6F | 0 | 0 | 0 | 0 | 0% | 0% | 0% | 0 | 0 | 0 | 0 | 0 | 0 | 0 | 0 | 1140 | 0 | 0 | 0 | 0 | 0 | 0 | 0 | 0 | 0 | 0 | 0 | 0 | 0 | 0 | 0 | 0 | 0 | 0 |  | 294 | 1140-6F | 0 | 0 | 0 | 0 | 0 | 0 | 0 | 0 | 0 | 0 | 0 | 0 | 0 | 0 | 0 | 0 | 0 | 0 | 0 | 0 | 0 | 0 | 0 | 0 | 0 | 0 | 0 | 0 | 0 | 0 | 0 | 0 | 0 | 0 | 0 | 0 | 0 | 0 | 0 | 0 | 0 | 0 | 0 | 0 | 0 | 0 | 0 | 5000000 | scaled
1140-7F | 805.8788 | 0 | 805.8788 | 0 | 0% | 100% | 0% | 39.7817 | 82.8001 | 0.5161 | 31.1525 | 8.1131 | 1.0742 | 64.8397 | 16.8862 | 1140 | 0.10197 | 0.10197 | 0.10197 | 7902.911 | 10.4548 | 631.0732 | 164.3508 | 102.5261 | 6188.6667 | 1611.7182 | 7512.7888 | 97.465 | 5883.1671 | 1532.1567 | 7090.9253 | 91.9921 | 5552.8113 | 1446.122 |  | 295 | 1140-7F | 805.8788 | 766.0971 | 723.0787 | 0 | 0 | 0 | 805.8788 | 766.0971 | 723.0787 | 0 | 10.4548 | 9.9387 | 9.3807 | 0 | 0 | 0 | 10.4548 | 9.9387 | 9.3807 | 0 | 164.3508 | 156.2377 | 147.4645 | 0 | 0 | 0 | 164.3508 | 156.2377 | 147.4645 | 0 | 631.0732 | 599.9207 | 566.2335 | 0 | 0 | 0 | 631.0732 | 599.9207 | 566.2335 | 0 | 0 | 0 | 0 | 0.10197 | 0.10197 | 0.10197 | 0 | 5000000 | scaled
1140-8F | 97447.0968 | 538.0691 | 96282.2653 | 626.7624 | 0.5522% | 98.8% | 0.6432% | 42495.1946 | 88168.0795 | 94.3139 | 38258.2061 | 4142.6746 | 166.5324 | 79539.2486 | 8462.2984 | 1140 | 0.10414 | 0.059108 | 0.011055 | 935762.2278 | 178.7299 | 87427.0061 | 9841.3608 | 1716.3027 | 839541.5837 | 94504.3414 | 929683.2286 | 2063.341 | 836989.0501 | 90630.8375 | 839319.9076 | 1585.3129 | 757177.3731 | 80557.2217 |  | 296 | 1140-8F | 97447.0968 | 54951.9022 | 9279.0173 | 538.0691 | 188.2641 | 16.679 | 96282.2653 | 54136.8756 | 8635.5758 | 626.7624 | 178.7299 | 84.416 | 12.1975 | 385.7195 | 25.7382 | 2.4412 | 103.5196 | 58.2062 | 9.2847 | 0.47162 | 9841.3608 | 5698.6862 | 1379.0624 | 385.7195 | 132.8162 | 12.6943 | 8886.286 | 4996.5148 | 797.0128 | 569.3553 | 87427.0061 | 49168.8 | 7887.7574 | 77.6108 | 29.7098 | 1.5436 | 87292.4597 | 49082.1547 | 7829.2784 | 56.9355 | 0.0018234 | 0.0006984 | 3.68e-05 | 0.10144 | 0.057535 | 0.010144 | 0.0008748 | 5000000 | scaled
114-16 | 0 | 0 | 0 | 0 | 0% | 0% | 0% | 0 | 0 | 0 | 0 | 0 | 0 | 0 | 0 | 114 | 0 | 0 | 0 | 0 | 0 | 0 | 0 | 0 | 0 | 0 | 0 | 0 | 0 | 0 | 0 | 0 | 0 | 0 |  | 297 | 114-16 | 0 | 0 | 0 | 0 | 0 | 0 | 0 | 0 | 0 | 0 | 0 | 0 | 0 | 0 | 0 | 0 | 0 | 0 | 0 | 0 | 0 | 0 | 0 | 0 | 0 | 0 | 0 | 0 | 0 | 0 | 0 | 0 | 0 | 0 | 0 | 0 | 0 | 0 | 0 | 0 | 0 | 0 | 0 | 0 | 0 | 0 | 0 | 5000000 | scaled
114-18AE | 66683.4264 | 3124.9257 | 60888.8544 | 2669.6463 | 4.686% | 91.31% | 4.003% | 28788.0757 | 59883.4514 | 224.8866 | 25355.9181 | 3207.271 | 445.4481 | 52851.3969 | 6586.6064 | 114 | 0.019386 | 0.011165 | 0.0047066 | 3439772.3286 | 454.3157 | 56870.7973 | 9358.3134 | 23435.2457 | 2933601.4274 | 482735.6555 | 3394241.6788 | 26515.1292 | 2989575.0907 | 378151.4589 | 1444774.3439 | 10747.0764 | 1275115.9206 | 158911.3469 |  | 298 | 114-18AE | 66683.4264 | 37895.3506 | 6799.9749 | 3124.9257 | 1448.8481 | 27.2855 | 60888.8544 | 33776.8562 | 4103.0431 | 2669.6463 | 454.3157 | 229.4291 | 8.8675 | 1926.8513 | 185.8596 | 1.8101 | 74.9205 | 41.5606 | 5.0486 | 2.0088 | 9358.3134 | 6151.0424 | 2771.707 | 1926.8513 | 948.7535 | 9.2261 | 5006.3372 | 2777.1639 | 337.3559 | 2425.125 | 56870.7973 | 31514.8792 | 4019.4004 | 820.6881 | 314.235 | 16.2493 | 55807.5967 | 30958.1317 | 3760.6386 | 242.5125 | 0.0081338 | 0.003115 | 0.0001626 | 0.0074536 | 0.004251 | 0.0007454 | 0.0037986 | 5000000 | scaled
114-47 | 0 | 0 | 0 | 0 | 0% | 0% | 0% | 0 | 0 | 0 | 0 | 0 | 0 | 0 | 0 | 114 | 0 | 0 | 0 | 0 | 0 | 0 | 0 | 0 | 0 | 0 | 0 | 0 | 0 | 0 | 0 | 0 | 0 | 0 |  | 299 | 114-47 | 0 | 0 | 0 | 0 | 0 | 0 | 0 | 0 | 0 | 0 | 0 | 0 | 0 | 0 | 0 | 0 | 0 | 0 | 0 | 0 | 0 | 0 | 0 | 0 | 0 | 0 | 0 | 0 | 0 | 0 | 0 | 0 | 0 | 0 | 0 | 0 | 0 | 0 | 0 | 0 | 0 | 0 | 0 | 0 | 0 | 0 | 0 | 5000000 | scaled
114-48 | 88860.6048 | 3625.4415 | 81459.1885 | 3775.9748 | 4.08% | 91.67% | 4.249% | 38546.7335 | 79546.5084 | 161.1434 | 34403.0263 | 3982.5639 | 301.418 | 71031.3522 | 8213.7382 | 114 | 0.02752 | 0.015803 | 0.0065942 | 3228899.4647 | 315.8659 | 76341.1784 | 12203.5605 | 11477.5194 | 2773985.0599 | 443436.8854 | 3183898.3006 | 13310.1822 | 2841634.7324 | 328953.386 | 1412467.9931 | 5352.1294 | 1261268.5783 | 145847.2854 |  | 300 | 114-48 | 88860.6048 | 50313.8713 | 9314.0964 | 3625.4415 | 1448.3962 | 75.1984 | 81459.1885 | 45089.5002 | 5462.9232 | 3775.9748 | 315.8659 | 154.7226 | 14.448 | 648.4275 | 95.7822 | 4.8099 | 101.3491 | 56.099 | 6.7968 | 2.8413 | 12203.5605 | 8220.9965 | 3989.8223 | 648.4275 | 293.4978 | 14.8107 | 8125.0115 | 4497.3773 | 544.8902 | 3430.1214 | 76341.1784 | 41938.1522 | 5309.8262 | 2765.3384 | 1059.1162 | 55.5779 | 73232.8279 | 40536.0239 | 4911.2362 | 343.0121 | 0.011506 | 0.0044072 | 0.0002304 | 0.010723 | 0.006104 | 0.0010724 | 0.0052914 | 5000000 | scaled
1140-10 | 0 | 0 | 0 | 0 | 0% | 0% | 0% | 0 | 0 | 0 | 0 | 0 | 0 | 0 | 0 | 1140 | 0 | 0 | 0 | 0 | 0 | 0 | 0 | 0 | 0 | 0 | 0 | 0 | 0 | 0 | 0 | 0 | 0 | 0 |  | 301 | 1140-10 | 0 | 0 | 0 | 0 | 0 | 0 | 0 | 0 | 0 | 0 | 0 | 0 | 0 | 0 | 0 | 0 | 0 | 0 | 0 | 0 | 0 | 0 | 0 | 0 | 0 | 0 | 0 | 0 | 0 | 0 | 0 | 0 | 0 | 0 | 0 | 0 | 0 | 0 | 0 | 0 | 0 | 0 | 0 | 0 | 0 | 0 | 0 | 5000000 | scaled
1140-11F | 129276.9759 | 0 | 129276.9759 | 0 | 0% | 100% | 0% | 6379.3683 | 13285.5454 | 6.8879 | 5699.2874 | 673.193 | 14.3447 | 11869.2225 | 1401.9783 | 1140 | 0.10198 | 0.10198 | 0.10198 | 1267704.7012 | 139.5828 | 115495.2351 | 13642.158 | 1368.7643 | 1132559.3866 | 133776.5502 | 1205147.8913 | 1301.2206 | 1076671.5272 | 127175.1436 | 1137425.1343 | 1228.099 | 1016168.4431 | 120028.5922 |  | 302 | 1140-11F | 129276.9759 | 122897.6075 | 115991.4304 | 0 | 0 | 0 | 129276.9759 | 122897.6075 | 115991.4304 | 0 | 139.5828 | 132.6948 | 125.2381 | 0 | 0 | 0 | 139.5828 | 132.6948 | 125.2381 | 0 | 13642.158 | 12968.9651 | 12240.1798 | 0 | 0 | 0 | 13642.158 | 12968.9651 | 12240.1798 | 0 | 115495.2351 | 109795.9477 | 103626.0126 | 0 | 0 | 0 | 115495.2351 | 109795.9477 | 103626.0126 | 0 | 0 | 0 | 0 | 0.10198 | 0.10198 | 0.10198 | 0 | 5000000 | scaled
1140-13F | 150625.1457 | 0 | 150625.1457 | 0 | 0% | 100% | 0% | 7444.3267 | 15500.9998 | 10.9805 | 6814.7437 | 618.6025 | 22.8642 | 14190.0464 | 1288.0892 | 1140 | 0.10172 | 0.10172 | 0.10172 | 1480808.2104 | 222.1747 | 137886.448 | 12516.523 | 2184.2177 | 1355573.0241 | 123050.9685 | 1407622.4219 | 2076.2674 | 1288576.7177 | 116969.4368 | 1328416.6048 | 1959.4374 | 1216069.5097 | 110387.6577 |  | 303 | 1140-13F | 150625.1457 | 143180.819 | 135124.1459 | 0 | 0 | 0 | 150625.1457 | 143180.819 | 135124.1459 | 0 | 222.1747 | 211.1942 | 199.3104 | 0 | 0 | 0 | 222.1747 | 211.1942 | 199.3104 | 0 | 12516.523 | 11897.9206 | 11228.4338 | 0 | 0 | 0 | 12516.523 | 11897.9206 | 11228.4338 | 0 | 137886.448 | 131071.7043 | 123696.4016 | 0 | 0 | 0 | 137886.448 | 131071.7043 | 123696.4016 | 0 | 0 | 0 | 0 | 0.10172 | 0.10172 | 0.10172 | 0 | 5000000 | scaled
115-22 | 0 | 0 | 0 | 0 | 0% | 0% | 0% | 0 | 0 | 0 | 0 | 0 | 0 | 0 | 0 | 115 | 0 | 0 | 0 | 0 | 0 | 0 | 0 | 0 | 0 | 0 | 0 | 0 | 0 | 0 | 0 | 0 | 0 | 0 |  | 304 | 115-22 | 0 | 0 | 0 | 0 | 0 | 0 | 0 | 0 | 0 | 0 | 0 | 0 | 0 | 0 | 0 | 0 | 0 | 0 | 0 | 0 | 0 | 0 | 0 | 0 | 0 | 0 | 0 | 0 | 0 | 0 | 0 | 0 | 0 | 0 | 0 | 0 | 0 | 0 | 0 | 0 | 0 | 0 | 0 | 0 | 0 | 0 | 0 | 5000000 | scaled
115-23 | 0 | 0 | 0 | 0 | 0% | 0% | 0% | 0 | 0 | 0 | 0 | 0 | 0 | 0 | 0 | 115 | 0 | 0 | 0 | 0 | 0 | 0 | 0 | 0 | 0 | 0 | 0 | 0 | 0 | 0 | 0 | 0 | 0 | 0 |  | 305 | 115-23 | 0 | 0 | 0 | 0 | 0 | 0 | 0 | 0 | 0 | 0 | 0 | 0 | 0 | 0 | 0 | 0 | 0 | 0 | 0 | 0 | 0 | 0 | 0 | 0 | 0 | 0 | 0 | 0 | 0 | 0 | 0 | 0 | 0 | 0 | 0 | 0 | 0 | 0 | 0 | 0 | 0 | 0 | 0 | 0 | 0 | 0 | 0 | 5000000 | scaled
115-26 | 0 | 0 | 0 | 0 | 0% | 0% | 0% | 0 | 0 | 0 | 0 | 0 | 0 | 0 | 0 | 115 | 0 | 0 | 0 | 0 | 0 | 0 | 0 | 0 | 0 | 0 | 0 | 0 | 0 | 0 | 0 | 0 | 0 | 0 |  | 306 | 115-26 | 0 | 0 | 0 | 0 | 0 | 0 | 0 | 0 | 0 | 0 | 0 | 0 | 0 | 0 | 0 | 0 | 0 | 0 | 0 | 0 | 0 | 0 | 0 | 0 | 0 | 0 | 0 | 0 | 0 | 0 | 0 | 0 | 0 | 0 | 0 | 0 | 0 | 0 | 0 | 0 | 0 | 0 | 0 | 0 | 0 | 0 | 0 | 5000000 | scaled
115-26F | 0 | 0 | 0 | 0 | 0% | 0% | 0% | 0 | 0 | 0 | 0 | 0 | 0 | 0 | 0 | 115 | 0 | 0 | 0 | 0 | 0 | 0 | 0 | 0 | 0 | 0 | 0 | 0 | 0 | 0 | 0 | 0 | 0 | 0 |  | 307 | 115-26F | 0 | 0 | 0 | 0 | 0 | 0 | 0 | 0 | 0 | 0 | 0 | 0 | 0 | 0 | 0 | 0 | 0 | 0 | 0 | 0 | 0 | 0 | 0 | 0 | 0 | 0 | 0 | 0 | 0 | 0 | 0 | 0 | 0 | 0 | 0 | 0 | 0 | 0 | 0 | 0 | 0 | 0 | 0 | 0 | 0 | 0 | 0 | 5000000 | scaled
115-27 | 0 | 0 | 0 | 0 | 0% | 0% | 0% | 0 | 0 | 0 | 0 | 0 | 0 | 0 | 0 | 115 | 0 | 0 | 0 | 0 | 0 | 0 | 0 | 0 | 0 | 0 | 0 | 0 | 0 | 0 | 0 | 0 | 0 | 0 |  | 308 | 115-27 | 0 | 0 | 0 | 0 | 0 | 0 | 0 | 0 | 0 | 0 | 0 | 0 | 0 | 0 | 0 | 0 | 0 | 0 | 0 | 0 | 0 | 0 | 0 | 0 | 0 | 0 | 0 | 0 | 0 | 0 | 0 | 0 | 0 | 0 | 0 | 0 | 0 | 0 | 0 | 0 | 0 | 0 | 0 | 0 | 0 | 0 | 0 | 5000000 | scaled
115-28 | 0 | 0 | 0 | 0 | 0% | 0% | 0% | 0 | 0 | 0 | 0 | 0 | 0 | 0 | 0 | 115 | 0 | 0 | 0 | 0 | 0 | 0 | 0 | 0 | 0 | 0 | 0 | 0 | 0 | 0 | 0 | 0 | 0 | 0 |  | 309 | 115-28 | 0 | 0 | 0 | 0 | 0 | 0 | 0 | 0 | 0 | 0 | 0 | 0 | 0 | 0 | 0 | 0 | 0 | 0 | 0 | 0 | 0 | 0 | 0 | 0 | 0 | 0 | 0 | 0 | 0 | 0 | 0 | 0 | 0 | 0 | 0 | 0 | 0 | 0 | 0 | 0 | 0 | 0 | 0 | 0 | 0 | 0 | 0 | 5000000 | scaled
115-29 | 0 | 0 | 0 | 0 | 0% | 0% | 0% | 0 | 0 | 0 | 0 | 0 | 0 | 0 | 0 | 115 | 0 | 0 | 0 | 0 | 0 | 0 | 0 | 0 | 0 | 0 | 0 | 0 | 0 | 0 | 0 | 0 | 0 | 0 |  | 310 | 115-29 | 0 | 0 | 0 | 0 | 0 | 0 | 0 | 0 | 0 | 0 | 0 | 0 | 0 | 0 | 0 | 0 | 0 | 0 | 0 | 0 | 0 | 0 | 0 | 0 | 0 | 0 | 0 | 0 | 0 | 0 | 0 | 0 | 0 | 0 | 0 | 0 | 0 | 0 | 0 | 0 | 0 | 0 | 0 | 0 | 0 | 0 | 0 | 5000000 | scaled
115-29F | 0 | 0 | 0 | 0 | 0% | 0% | 0% | 0 | 0 | 0 | 0 | 0 | 0 | 0 | 0 | 115 | 0 | 0 | 0 | 0 | 0 | 0 | 0 | 0 | 0 | 0 | 0 | 0 | 0 | 0 | 0 | 0 | 0 | 0 |  | 311 | 115-29F | 0 | 0 | 0 | 0 | 0 | 0 | 0 | 0 | 0 | 0 | 0 | 0 | 0 | 0 | 0 | 0 | 0 | 0 | 0 | 0 | 0 | 0 | 0 | 0 | 0 | 0 | 0 | 0 | 0 | 0 | 0 | 0 | 0 | 0 | 0 | 0 | 0 | 0 | 0 | 0 | 0 | 0 | 0 | 0 | 0 | 0 | 0 | 5000000 | scaled
115-30 | 0 | 0 | 0 | 0 | 0% | 0% | 0% | 0 | 0 | 0 | 0 | 0 | 0 | 0 | 0 | 115 | 0 | 0 | 0 | 0 | 0 | 0 | 0 | 0 | 0 | 0 | 0 | 0 | 0 | 0 | 0 | 0 | 0 | 0 |  | 312 | 115-30 | 0 | 0 | 0 | 0 | 0 | 0 | 0 | 0 | 0 | 0 | 0 | 0 | 0 | 0 | 0 | 0 | 0 | 0 | 0 | 0 | 0 | 0 | 0 | 0 | 0 | 0 | 0 | 0 | 0 | 0 | 0 | 0 | 0 | 0 | 0 | 0 | 0 | 0 | 0 | 0 | 0 | 0 | 0 | 0 | 0 | 0 | 0 | 5000000 | scaled
115-30F | 0 | 0 | 0 | 0 | 0% | 0% | 0% | 0 | 0 | 0 | 0 | 0 | 0 | 0 | 0 | 115 | 0 | 0 | 0 | 0 | 0 | 0 | 0 | 0 | 0 | 0 | 0 | 0 | 0 | 0 | 0 | 0 | 0 | 0 |  | 313 | 115-30F | 0 | 0 | 0 | 0 | 0 | 0 | 0 | 0 | 0 | 0 | 0 | 0 | 0 | 0 | 0 | 0 | 0 | 0 | 0 | 0 | 0 | 0 | 0 | 0 | 0 | 0 | 0 | 0 | 0 | 0 | 0 | 0 | 0 | 0 | 0 | 0 | 0 | 0 | 0 | 0 | 0 | 0 | 0 | 0 | 0 | 0 | 0 | 5000000 | scaled
115-31 | 0 | 0 | 0 | 0 | 0% | 0% | 0% | 0 | 0 | 0 | 0 | 0 | 0 | 0 | 0 | 115 | 0 | 0 | 0 | 0 | 0 | 0 | 0 | 0 | 0 | 0 | 0 | 0 | 0 | 0 | 0 | 0 | 0 | 0 |  | 314 | 115-31 | 0 | 0 | 0 | 0 | 0 | 0 | 0 | 0 | 0 | 0 | 0 | 0 | 0 | 0 | 0 | 0 | 0 | 0 | 0 | 0 | 0 | 0 | 0 | 0 | 0 | 0 | 0 | 0 | 0 | 0 | 0 | 0 | 0 | 0 | 0 | 0 | 0 | 0 | 0 | 0 | 0 | 0 | 0 | 0 | 0 | 0 | 0 | 5000000 | scaled
115-31F | 0 | 0 | 0 | 0 | 0% | 0% | 0% | 0 | 0 | 0 | 0 | 0 | 0 | 0 | 0 | 115 | 0 | 0 | 0 | 0 | 0 | 0 | 0 | 0 | 0 | 0 | 0 | 0 | 0 | 0 | 0 | 0 | 0 | 0 |  | 315 | 115-31F | 0 | 0 | 0 | 0 | 0 | 0 | 0 | 0 | 0 | 0 | 0 | 0 | 0 | 0 | 0 | 0 | 0 | 0 | 0 | 0 | 0 | 0 | 0 | 0 | 0 | 0 | 0 | 0 | 0 | 0 | 0 | 0 | 0 | 0 | 0 | 0 | 0 | 0 | 0 | 0 | 0 | 0 | 0 | 0 | 0 | 0 | 0 | 5000000 | scaled
1152-31F | 0 | 0 | 0 | 0 | 0% | 0% | 0% | 0 | 0 | 0 | 0 | 0 | 0 | 0 | 0 | 1152 | 0 | 0 | 0 | 0 | 0 | 0 | 0 | 0 | 0 | 0 | 0 | 0 | 0 | 0 | 0 | 0 | 0 | 0 |  | 316 | 1152-31F | 0 | 0 | 0 | 0 | 0 | 0 | 0 | 0 | 0 | 0 | 0 | 0 | 0 | 0 | 0 | 0 | 0 | 0 | 0 | 0 | 0 | 0 | 0 | 0 | 0 | 0 | 0 | 0 | 0 | 0 | 0 | 0 | 0 | 0 | 0 | 0 | 0 | 0 | 0 | 0 | 0 | 0 | 0 | 0 | 0 | 0 | 0 | 5000000 | scaled
1152-32 | 0 | 0 | 0 | 0 | 0% | 0% | 0% | 0 | 0 | 0 | 0 | 0 | 0 | 0 | 0 | 1152 | 0 | 0 | 0 | 0 | 0 | 0 | 0 | 0 | 0 | 0 | 0 | 0 | 0 | 0 | 0 | 0 | 0 | 0 |  | 317 | 1152-32 | 0 | 0 | 0 | 0 | 0 | 0 | 0 | 0 | 0 | 0 | 0 | 0 | 0 | 0 | 0 | 0 | 0 | 0 | 0 | 0 | 0 | 0 | 0 | 0 | 0 | 0 | 0 | 0 | 0 | 0 | 0 | 0 | 0 | 0 | 0 | 0 | 0 | 0 | 0 | 0 | 0 | 0 | 0 | 0 | 0 | 0 | 0 | 5000000 | scaled
1152-33F | 0 | 0 | 0 | 0 | 0% | 0% | 0% | 0 | 0 | 0 | 0 | 0 | 0 | 0 | 0 | 1152 | 0 | 0 | 0 | 0 | 0 | 0 | 0 | 0 | 0 | 0 | 0 | 0 | 0 | 0 | 0 | 0 | 0 | 0 |  | 318 | 1152-33F | 0 | 0 | 0 | 0 | 0 | 0 | 0 | 0 | 0 | 0 | 0 | 0 | 0 | 0 | 0 | 0 | 0 | 0 | 0 | 0 | 0 | 0 | 0 | 0 | 0 | 0 | 0 | 0 | 0 | 0 | 0 | 0 | 0 | 0 | 0 | 0 | 0 | 0 | 0 | 0 | 0 | 0 | 0 | 0 | 0 | 0 | 0 | 5000000 | scaled
1152-34F | 0 | 0 | 0 | 0 | 0% | 0% | 0% | 0 | 0 | 0 | 0 | 0 | 0 | 0 | 0 | 1152 | 0 | 0 | 0 | 0 | 0 | 0 | 0 | 0 | 0 | 0 | 0 | 0 | 0 | 0 | 0 | 0 | 0 | 0 |  | 319 | 1152-34F | 0 | 0 | 0 | 0 | 0 | 0 | 0 | 0 | 0 | 0 | 0 | 0 | 0 | 0 | 0 | 0 | 0 | 0 | 0 | 0 | 0 | 0 | 0 | 0 | 0 | 0 | 0 | 0 | 0 | 0 | 0 | 0 | 0 | 0 | 0 | 0 | 0 | 0 | 0 | 0 | 0 | 0 | 0 | 0 | 0 | 0 | 0 | 5000000 | scaled
115-24 | 0 | 0 | 0 | 0 | 0% | 0% | 0% | 0 | 0 | 0 | 0 | 0 | 0 | 0 | 0 | 115 | 0 | 0 | 0 | 0 | 0 | 0 | 0 | 0 | 0 | 0 | 0 | 0 | 0 | 0 | 0 | 0 | 0 | 0 |  | 320 | 115-24 | 0 | 0 | 0 | 0 | 0 | 0 | 0 | 0 | 0 | 0 | 0 | 0 | 0 | 0 | 0 | 0 | 0 | 0 | 0 | 0 | 0 | 0 | 0 | 0 | 0 | 0 | 0 | 0 | 0 | 0 | 0 | 0 | 0 | 0 | 0 | 0 | 0 | 0 | 0 | 0 | 0 | 0 | 0 | 0 | 0 | 0 | 0 | 5000000 | scaled
115-24F | 0 | 0 | 0 | 0 | 0% | 0% | 0% | 0 | 0 | 0 | 0 | 0 | 0 | 0 | 0 | 115 | 0 | 0 | 0 | 0 | 0 | 0 | 0 | 0 | 0 | 0 | 0 | 0 | 0 | 0 | 0 | 0 | 0 | 0 |  | 321 | 115-24F | 0 | 0 | 0 | 0 | 0 | 0 | 0 | 0 | 0 | 0 | 0 | 0 | 0 | 0 | 0 | 0 | 0 | 0 | 0 | 0 | 0 | 0 | 0 | 0 | 0 | 0 | 0 | 0 | 0 | 0 | 0 | 0 | 0 | 0 | 0 | 0 | 0 | 0 | 0 | 0 | 0 | 0 | 0 | 0 | 0 | 0 | 0 | 5000000 | scaled
115-25 | 0 | 0 | 0 | 0 | 0% | 0% | 0% | 0 | 0 | 0 | 0 | 0 | 0 | 0 | 0 | 115 | 0 | 0 | 0 | 0 | 0 | 0 | 0 | 0 | 0 | 0 | 0 | 0 | 0 | 0 | 0 | 0 | 0 | 0 |  | 322 | 115-25 | 0 | 0 | 0 | 0 | 0 | 0 | 0 | 0 | 0 | 0 | 0 | 0 | 0 | 0 | 0 | 0 | 0 | 0 | 0 | 0 | 0 | 0 | 0 | 0 | 0 | 0 | 0 | 0 | 0 | 0 | 0 | 0 | 0 | 0 | 0 | 0 | 0 | 0 | 0 | 0 | 0 | 0 | 0 | 0 | 0 | 0 | 0 | 5000000 | scaled
115-25F | 0 | 0 | 0 | 0 | 0% | 0% | 0% | 0 | 0 | 0 | 0 | 0 | 0 | 0 | 0 | 115 | 0 | 0 | 0 | 0 | 0 | 0 | 0 | 0 | 0 | 0 | 0 | 0 | 0 | 0 | 0 | 0 | 0 | 0 |  | 323 | 115-25F | 0 | 0 | 0 | 0 | 0 | 0 | 0 | 0 | 0 | 0 | 0 | 0 | 0 | 0 | 0 | 0 | 0 | 0 | 0 | 0 | 0 | 0 | 0 | 0 | 0 | 0 | 0 | 0 | 0 | 0 | 0 | 0 | 0 | 0 | 0 | 0 | 0 | 0 | 0 | 0 | 0 | 0 | 0 | 0 | 0 | 0 | 0 | 5000000 | scaled
1160-2 | 0 | 0 | 0 | 0 | 0% | 0% | 0% | 0 | 0 | 0 | 0 | 0 | 0 | 0 | 0 | 1160 | 0 | 0 | 0 | 0 | 0 | 0 | 0 | 0 | 0 | 0 | 0 | 0 | 0 | 0 | 0 | 0 | 0 | 0 |  | 324 | 1160-2 | 0 | 0 | 0 | 0 | 0 | 0 | 0 | 0 | 0 | 0 | 0 | 0 | 0 | 0 | 0 | 0 | 0 | 0 | 0 | 0 | 0 | 0 | 0 | 0 | 0 | 0 | 0 | 0 | 0 | 0 | 0 | 0 | 0 | 0 | 0 | 0 | 0 | 0 | 0 | 0 | 0 | 0 | 0 | 0 | 0 | 0 | 0 | 5000000 | scaled
1162-385F | 3430.6393 | 0 | 3430.6393 | 0 | 0% | 100% | 0% | 278.7516 | 581.7037 | 0.67877 | 220.6174 | 57.4555 | 1.4165 | 460.3881 | 119.8991 | 1162 | 0.057998 | 0.057998 | 0.057998 | 59150.5857 | 8.3537 | 2715.1718 | 707.1138 | 144.0337 | 46814.5982 | 12191.9537 | 54344.3905 | 132.3305 | 43010.7458 | 11201.3142 | 49120.9353 | 119.6112 | 38876.654 | 10124.6702 |  | 325 | 1162-385F | 3430.6393 | 3151.8877 | 2848.9357 | 0 | 0 | 0 | 3430.6393 | 3151.8877 | 2848.9357 | 0 | 8.3537 | 7.675 | 6.9373 | 0 | 0 | 0 | 8.3537 | 7.675 | 6.9373 | 0 | 707.1138 | 649.6583 | 587.2147 | 0 | 0 | 0 | 707.1138 | 649.6583 | 587.2147 | 0 | 2715.1718 | 2494.5544 | 2254.7837 | 0 | 0 | 0 | 2715.1718 | 2494.5544 | 2254.7837 | 0 | 0 | 0 | 0 | 0.057998 | 0.057998 | 0.057998 | 0 | 5000000 | scaled
1162-386 | 0 | 0 | 0 | 0 | 0% | 0% | 0% | 0 | 0 | 0 | 0 | 0 | 0 | 0 | 0 | 1162 | 0 | 0 | 0 | 0 | 0 | 0 | 0 | 0 | 0 | 0 | 0 | 0 | 0 | 0 | 0 | 0 | 0 | 0 |  | 326 | 1162-386 | 0 | 0 | 0 | 0 | 0 | 0 | 0 | 0 | 0 | 0 | 0 | 0 | 0 | 0 | 0 | 0 | 0 | 0 | 0 | 0 | 0 | 0 | 0 | 0 | 0 | 0 | 0 | 0 | 0 | 0 | 0 | 0 | 0 | 0 | 0 | 0 | 0 | 0 | 0 | 0 | 0 | 0 | 0 | 0 | 0 | 0 | 0 | 5000000 | scaled
1162-387F | 12197.2449 | 0 | 12197.2449 | 0 | 0% | 100% | 0% | 990.2133 | 2069.4139 | 0.65393 | 789.446 | 200.1133 | 1.3666 | 1649.8371 | 418.2102 | 1162 | 0.058154 | 0.058154 | 0.058154 | 209740.4289 | 8.055 | 9724.2347 | 2464.9552 | 138.5107 | 167215.2341 | 42386.6841 | 192712.997 | 127.2659 | 153640.1402 | 38945.5909 | 174155.3627 | 115.0107 | 138845.0948 | 35195.2572 |  | 327 | 1162-387F | 12197.2449 | 11207.0316 | 10127.831 | 0 | 0 | 0 | 12197.2449 | 11207.0316 | 10127.831 | 0 | 8.055 | 7.401 | 6.6883 | 0 | 0 | 0 | 8.055 | 7.401 | 6.6883 | 0 | 2464.9552 | 2264.8419 | 2046.745 | 0 | 0 | 0 | 2464.9552 | 2264.8419 | 2046.745 | 0 | 9724.2347 | 8934.7887 | 8074.3976 | 0 | 0 | 0 | 9724.2347 | 8934.7887 | 8074.3976 | 0 | 0 | 0 | 0 | 0.058154 | 0.058154 | 0.058154 | 0 | 5000000 | scaled
116-12R | 54554.885 | 3024.7688 | 49064.2678 | 2465.8483 | 5.544% | 89.94% | 4.52% | 23793.1328 | 48758.8612 | 54.597 | 21852.4281 | 1886.1078 | 86.0528 | 44832.2215 | 3840.5869 | 116 | 0.024461 | 0.014211 | 0.0050364 | 2230262.0048 | 92.2128 | 48114.6346 | 6348.0375 | 3769.7587 | 1966977.6876 | 259514.5584 | 2164674.2036 | 4967.175 | 1988110.928 | 171596.1006 | 1150826.7312 | 2031.0543 | 1058148.5634 | 90647.1134 |  | 328 | 116-12R | 54554.885 | 30761.7522 | 5796.0237 | 3024.7688 | 1111.156 | 57.9143 | 49064.2678 | 27184.7479 | 3272.2612 | 2465.8483 | 92.2128 | 37.6159 | 6.16 | 97.7925 | 0 | 0 | 64.542 | 35.7604 | 4.3045 | 1.8555 | 6348.0375 | 4461.9298 | 2507.4507 | 97.7925 | 0 | 0 | 4010.2515 | 2221.9363 | 267.4572 | 2239.9935 | 48114.6346 | 26262.2066 | 3282.4131 | 2901.1609 | 1111.156 | 57.9143 | 44989.4743 | 24927.0512 | 3000.4995 | 223.9993 | 0.0065216 | 0.0024988 | 0.0001308 | 0.014482 | 0.0082546 | 0.0014482 | 0.0034574 | 5000000 | scaled
116-30 | 0 | 0 | 0 | 0 | 0% | 0% | 0% | 0 | 0 | 0 | 0 | 0 | 0 | 0 | 0 | 116 | 0 | 0 | 0 | 0 | 0 | 0 | 0 | 0 | 0 | 0 | 0 | 0 | 0 | 0 | 0 | 0 | 0 | 0 |  | 329 | 116-30 | 0 | 0 | 0 | 0 | 0 | 0 | 0 | 0 | 0 | 0 | 0 | 0 | 0 | 0 | 0 | 0 | 0 | 0 | 0 | 0 | 0 | 0 | 0 | 0 | 0 | 0 | 0 | 0 | 0 | 0 | 0 | 0 | 0 | 0 | 0 | 0 | 0 | 0 | 0 | 0 | 0 | 0 | 0 | 0 | 0 | 0 | 0 | 5000000 | scaled
116-31F | 141477.223 | 524.697 | 139419.8512 | 1532.6747 | 0.3709% | 98.55% | 1.083% | 62610.6035 | 130640.8465 | 109.0631 | 57153.5788 | 5347.9616 | 196.5391 | 119422.4947 | 11021.8127 | 116 | 0.020781 | 0.011974 | 0.0036862 | 6807877.3787 | 209.0093 | 128080.4983 | 13187.7153 | 10057.5182 | 6163227.6137 | 634592.2468 | 6586709.0461 | 11473.5712 | 6012623.6318 | 562611.8431 | 2939714.7378 | 4422.5747 | 2687276.4308 | 248015.7323 |  | 330 | 116-31F | 141477.223 | 78866.6194 | 10836.3765 | 524.697 | 141.2084 | 5.8066 | 139419.8512 | 77192.7363 | 9297.8951 | 1532.6747 | 209.0093 | 99.9462 | 12.4702 | 195.3089 | 4.8379 | 0 | 169.6946 | 93.955 | 11.3169 | 1.1533 | 13187.7153 | 7839.7537 | 2165.9026 | 195.3089 | 24.814 | 0 | 11600.1142 | 6422.6475 | 773.6104 | 1392.2922 | 128080.4983 | 70926.9196 | 8658.0036 | 291.2267 | 111.5565 | 5.8066 | 127650.0424 | 70676.1338 | 8512.9678 | 139.2292 | 0.0042646 | 0.0016336 | 8.54e-05 | 0.014351 | 0.0081742 | 0.001435 | 0.0021658 | 5000000 | scaled
116-32F | 87668.6781 | 0 | 87668.6781 | 0 | 0% | 100% | 0% | 13980.3306 | 29205.0348 | 17.2524 | 12814.1525 | 1148.9257 | 36.0405 | 26768.8783 | 2400.1159 | 116 | 0.0144 | 0.0144 | 0.0144 | 6087933.5343 | 108.1876 | 80355.7399 | 7204.7505 | 7512.8193 | 5580104.715 | 500316 | 5117104.2124 | 6314.7666 | 4690257.7338 | 420531.7119 | 4059862.4564 | 5010.0766 | 3721206.4664 | 333645.9134 |  | 331 | 116-32F | 87668.6781 | 73688.3475 | 58463.6433 | 0 | 0 | 0 | 87668.6781 | 73688.3475 | 58463.6433 | 0 | 108.1876 | 90.9352 | 72.1471 | 0 | 0 | 0 | 108.1876 | 90.9352 | 72.1471 | 0 | 7204.7505 | 6055.8249 | 4804.6346 | 0 | 0 | 0 | 7204.7505 | 6055.8249 | 4804.6346 | 0 | 80355.7399 | 67541.5875 | 53586.8616 | 0 | 0 | 0 | 80355.7399 | 67541.5875 | 53586.8616 | 0 | 0 | 0 | 0 | 0.0144 | 0.0144 | 0.0144 | 0 | 5000000 | scaled
1160-1 | 89914.8575 | 0 | 89914.8575 | 0 | 0% | 100% | 0% | 7386.77 | 15400.4824 | 14.5966 | 5853.1984 | 1518.975 | 30.432 | 12203.1793 | 3166.8711 | 1160 | 0.056248 | 0.056248 | 0.056248 | 1598531.8252 | 177.6757 | 71247.5815 | 18489.6003 | 3158.7695 | 1266659.7012 | 328713.3546 | 1467207.7343 | 2899.2673 | 1162599.8813 | 301708.5857 | 1324737.6828 | 2617.7402 | 1049708.1202 | 272411.8224 |  | 332 | 1160-1 | 89914.8575 | 82528.0875 | 74514.3751 | 0 | 0 | 0 | 89914.8575 | 82528.0875 | 74514.3751 | 0 | 177.6757 | 163.0791 | 147.2437 | 0 | 0 | 0 | 177.6757 | 163.0791 | 147.2437 | 0 | 18489.6003 | 16970.6252 | 15322.7291 | 0 | 0 | 0 | 18489.6003 | 16970.6252 | 15322.7291 | 0 | 71247.5815 | 65394.3832 | 59044.4022 | 0 | 0 | 0 | 71247.5815 | 65394.3832 | 59044.4022 | 0 | 0 | 0 | 0 | 0.056248 | 0.056248 | 0.056248 | 0 | 5000000 | scaled
1160-10 | 0 | 0 | 0 | 0 | 0% | 0% | 0% | 0 | 0 | 0 | 0 | 0 | 0 | 0 | 0 | 1160 | 0 | 0 | 0 | 0 | 0 | 0 | 0 | 0 | 0 | 0 | 0 | 0 | 0 | 0 | 0 | 0 | 0 | 0 |  | 333 | 1160-10 | 0 | 0 | 0 | 0 | 0 | 0 | 0 | 0 | 0 | 0 | 0 | 0 | 0 | 0 | 0 | 0 | 0 | 0 | 0 | 0 | 0 | 0 | 0 | 0 | 0 | 0 | 0 | 0 | 0 | 0 | 0 | 0 | 0 | 0 | 0 | 0 | 0 | 0 | 0 | 0 | 0 | 0 | 0 | 0 | 0 | 0 | 0 | 5000000 | scaled
1160-3AE | 7674.3143 | 0 | 7674.3143 | 0 | 0% | 100% | 0% | 628.5137 | 1312.5114 | 0.90225 | 497.9341 | 129.6773 | 1.8842 | 1039.825 | 270.8023 | 1160 | 0.056717 | 0.056717 | 0.056717 | 135309.3665 | 11.0167 | 6079.9044 | 1583.3931 | 194.2409 | 107197.5926 | 27917.533 | 124227.7531 | 178.3329 | 98418.287 | 25631.1332 | 112167.8735 | 161.0205 | 88863.9591 | 23142.8939 |  | 334 | 1160-3AE | 7674.3143 | 7045.8006 | 6361.8028 | 0 | 0 | 0 | 7674.3143 | 7045.8006 | 6361.8028 | 0 | 11.0167 | 10.1145 | 9.1326 | 0 | 0 | 0 | 11.0167 | 10.1145 | 9.1326 | 0 | 1583.3931 | 1453.7159 | 1312.5909 | 0 | 0 | 0 | 1583.3931 | 1453.7159 | 1312.5909 | 0 | 6079.9044 | 5581.9703 | 5040.0794 | 0 | 0 | 0 | 6079.9044 | 5581.9703 | 5040.0794 | 0 | 0 | 0 | 0 | 0.056717 | 0.056717 | 0.056717 | 0 | 5000000 | scaled
1160-8AE | 14871.0653 | 0 | 14871.0653 | 0 | 0% | 100% | 0% | 1217.3077 | 2543.9215 | 1.289 | 964.7646 | 251.2542 | 2.6936 | 2016.1585 | 525.0694 | 1160 | 0.056743 | 0.056743 | 0.056743 | 262075.6831 | 15.7463 | 11785.908 | 3069.411 | 277.5003 | 207705.3536 | 54092.8291 | 240622.8315 | 254.7849 | 190703.1195 | 49664.9272 | 217243.6593 | 230.0297 | 172174.2 | 44839.4296 |  | 335 | 1160-8AE | 14871.0653 | 13653.7576 | 12327.1439 | 0 | 0 | 0 | 14871.0653 | 13653.7576 | 12327.1439 | 0 | 15.7463 | 14.4574 | 13.0527 | 0 | 0 | 0 | 15.7463 | 14.4574 | 13.0527 | 0 | 3069.411 | 2818.1568 | 2544.3417 | 0 | 0 | 0 | 3069.411 | 2818.1568 | 2544.3417 | 0 | 11785.908 | 10821.1434 | 9769.7495 | 0 | 0 | 0 | 11785.908 | 10821.1434 | 9769.7495 | 0 | 0 | 0 | 0 | 0.056743 | 0.056743 | 0.056743 | 0 | 5000000 | scaled
1160-9AE | 7694.0051 | 0 | 7694.0051 | 0 | 0% | 100% | 0% | 628.4239 | 1313.6216 | 0.90212 | 497.8631 | 129.6588 | 1.8857 | 1040.7045 | 271.0313 | 1160 | 0.056883 | 0.056883 | 0.056883 | 135260.6603 | 11.045 | 6095.5043 | 1587.4558 | 194.171 | 107159.0056 | 27907.4838 | 124212.9633 | 178.3116 | 98406.5699 | 25628.0817 | 112167.1845 | 161.0195 | 88863.4133 | 23142.7517 |  | 336 | 1160-9AE | 7694.0051 | 7065.5811 | 6380.3835 | 0 | 0 | 0 | 7694.0051 | 7065.5811 | 6380.3835 | 0 | 11.045 | 10.1429 | 9.1592 | 0 | 0 | 0 | 11.045 | 10.1429 | 9.1592 | 0 | 1587.4558 | 1457.797 | 1316.4245 | 0 | 0 | 0 | 1587.4558 | 1457.797 | 1316.4245 | 0 | 6095.5043 | 5597.6412 | 5054.7998 | 0 | 0 | 0 | 6095.5043 | 5597.6412 | 5054.7998 | 0 | 0 | 0 | 0 | 0.056883 | 0.056883 | 0.056883 | 0 | 5000000 | scaled
1161-33 | 0 | 0 | 0 | 0 | 0% | 0% | 0% | 0 | 0 | 0 | 0 | 0 | 0 | 0 | 0 | 1161 | 0 | 0 | 0 | 0 | 0 | 0 | 0 | 0 | 0 | 0 | 0 | 0 | 0 | 0 | 0 | 0 | 0 | 0 |  | 337 | 1161-33 | 0 | 0 | 0 | 0 | 0 | 0 | 0 | 0 | 0 | 0 | 0 | 0 | 0 | 0 | 0 | 0 | 0 | 0 | 0 | 0 | 0 | 0 | 0 | 0 | 0 | 0 | 0 | 0 | 0 | 0 | 0 | 0 | 0 | 0 | 0 | 0 | 0 | 0 | 0 | 0 | 0 | 0 | 0 | 0 | 0 | 0 | 0 | 5000000 | scaled
1161-34 | 1445.3758 | 0 | 1445.3758 | 0 | 0% | 100% | 0% | 118.2104 | 246.6394 | 0.077635 | 93.7241 | 24.4086 | 0.16198 | 195.5502 | 50.9273 | 1161 | 0.057042 | 0.057042 | 0.057042 | 25338.7099 | 0.94926 | 1145.9786 | 298.4479 | 16.6413 | 20090.0142 | 5232.0544 | 23266.3781 | 15.2803 | 18446.9481 | 4804.1497 | 21014.9037 | 13.8016 | 16661.8472 | 4339.2548 |  | 338 | 1161-34 | 1445.3758 | 1327.1654 | 1198.7363 | 0 | 0 | 0 | 1445.3758 | 1327.1654 | 1198.7363 | 0 | 0.94926 | 0.87162 | 0.78728 | 0 | 0 | 0 | 0.94926 | 0.87162 | 0.78728 | 0 | 298.4479 | 274.0393 | 247.5206 | 0 | 0 | 0 | 298.4479 | 274.0393 | 247.5206 | 0 | 1145.9786 | 1052.2545 | 950.4284 | 0 | 0 | 0 | 1145.9786 | 1052.2545 | 950.4284 | 0 | 0 | 0 | 0 | 0.057042 | 0.057042 | 0.057042 | 0 | 5000000 | scaled
1161-35 | 2413.3785 | 0 | 2413.3785 | 0 | 0% | 100% | 0% | 197.3989 | 411.6995 | 0.12964 | 156.5094 | 40.7598 | 0.27039 | 326.4195 | 85.0096 | 1161 | 0.05715 | 0.05715 | 0.05715 | 42228.9922 | 1.585 | 1913.4679 | 498.3256 | 27.7341 | 33481.6198 | 8719.6382 | 38774.9305 | 25.4656 | 30743.0373 | 8006.4275 | 35025.1267 | 23.0029 | 27769.9731 | 7232.1507 |  | 339 | 1161-35 | 2413.3785 | 2215.9795 | 2001.679 | 0 | 0 | 0 | 2413.3785 | 2215.9795 | 2001.679 | 0 | 1.585 | 1.4554 | 1.3146 | 0 | 0 | 0 | 1.585 | 1.4554 | 1.3146 | 0 | 498.3256 | 457.5657 | 413.316 | 0 | 0 | 0 | 498.3256 | 457.5657 | 413.316 | 0 | 1913.4679 | 1756.9584 | 1587.0484 | 0 | 0 | 0 | 1913.4679 | 1756.9584 | 1587.0484 | 0 | 0 | 0 | 0 | 0.05715 | 0.05715 | 0.05715 | 0 | 5000000 | scaled
1161-53AE | 29935.0541 | 0 | 29935.0541 | 0 | 0% | 100% | 0% | 2447.2258 | 5106.376 | 1.6072 | 1940.304 | 505.3145 | 3.3536 | 4048.6341 | 1054.3882 | 1161 | 0.057168 | 0.057168 | 0.057168 | 523631.2165 | 19.66 | 23734.2653 | 6181.1289 | 343.8973 | 415165.5162 | 108121.8031 | 480823.7505 | 315.7833 | 381225.2484 | 99282.7189 | 434309.251 | 285.2347 | 344345.8271 | 89678.1892 |  | 340 | 1161-53AE | 29935.0541 | 27487.8283 | 24828.6781 | 0 | 0 | 0 | 29935.0541 | 27487.8283 | 24828.6781 | 0 | 19.66 | 18.0528 | 16.3064 | 0 | 0 | 0 | 19.66 | 18.0528 | 16.3064 | 0 | 6181.1289 | 5675.8143 | 5126.7407 | 0 | 0 | 0 | 6181.1289 | 5675.8143 | 5126.7407 | 0 | 23734.2653 | 21793.9612 | 19685.6311 | 0 | 0 | 0 | 23734.2653 | 21793.9612 | 19685.6311 | 0 | 0 | 0 | 0 | 0.057168 | 0.057168 | 0.057168 | 0 | 5000000 | scaled
1161-54 | 980.4547 | 0 | 980.4547 | 0 | 0% | 100% | 0% | 80.1888 | 167.1389 | 1.0403 | 62.7948 | 16.3537 | 2.1683 | 130.8843 | 34.0863 | 1161 | 0.057338 | 0.057338 | 0.057338 | 17099.6818 | 12.7196 | 767.7813 | 199.9537 | 221.8378 | 13390.5382 | 3487.3058 | 15701.1446 | 203.6943 | 12295.3619 | 3202.0884 | 14184.6859 | 184.0209 | 11107.8429 | 2892.8221 |  | 341 | 1161-54 | 980.4547 | 900.266 | 813.3158 | 0 | 0 | 0 | 980.4547 | 900.266 | 813.3158 | 0 | 12.7196 | 11.6793 | 10.5513 | 0 | 0 | 0 | 12.7196 | 11.6793 | 10.5513 | 0 | 199.9537 | 183.6001 | 165.8675 | 0 | 0 | 0 | 199.9537 | 183.6001 | 165.8675 | 0 | 767.7813 | 704.9865 | 636.8971 | 0 | 0 | 0 | 767.7813 | 704.9865 | 636.8971 | 0 | 0 | 0 | 0 | 0.057338 | 0.057338 | 0.057338 | 0 | 5000000 | scaled
1161-55 | 1454.8528 | 0 | 1454.8528 | 0 | 0% | 100% | 0% | 118.8112 | 247.7445 | 0.07803 | 94.2005 | 24.5327 | 0.16271 | 196.4263 | 51.1554 | 1161 | 0.057441 | 0.057441 | 0.057441 | 25327.7771 | 0.95548 | 1153.4926 | 300.4048 | 16.6341 | 20081.346 | 5229.7969 | 23259.3727 | 15.2757 | 18441.3938 | 4802.7032 | 21014.7517 | 13.8015 | 16661.7268 | 4339.2234 |  | 342 | 1161-55 | 1454.8528 | 1336.0416 | 1207.1084 | 0 | 0 | 0 | 1454.8528 | 1336.0416 | 1207.1084 | 0 | 0.95548 | 0.87745 | 0.79277 | 0 | 0 | 0 | 0.95548 | 0.87745 | 0.79277 | 0 | 300.4048 | 275.8721 | 249.2493 | 0 | 0 | 0 | 300.4048 | 275.8721 | 249.2493 | 0 | 1153.4926 | 1059.2921 | 957.0662 | 0 | 0 | 0 | 1153.4926 | 1059.2921 | 957.0662 | 0 | 0 | 0 | 0 | 0.057441 | 0.057441 | 0.057441 | 0 | 5000000 | scaled
1161-61 | 4368.0124 | 0 | 4368.0124 | 0 | 0% | 100% | 0% | 356.4273 | 743.7062 | 0.23409 | 282.5965 | 73.5968 | 0.48843 | 589.6538 | 153.5639 | 1161 | 0.057489 | 0.057489 | 0.057489 | 75980.4966 | 2.8687 | 3463.2162 | 901.9275 | 49.9006 | 60241.7906 | 15688.8055 | 69780.5309 | 45.8287 | 55326.0944 | 14408.6078 | 63043.9116 | 41.4044 | 49984.9078 | 13017.5994 |  | 343 | 1161-61 | 4368.0124 | 4011.585 | 3624.3062 | 0 | 0 | 0 | 4368.0124 | 4011.585 | 3624.3062 | 0 | 2.8687 | 2.6346 | 2.3803 | 0 | 0 | 0 | 2.8687 | 2.6346 | 2.3803 | 0 | 901.9275 | 828.3307 | 748.3636 | 0 | 0 | 0 | 901.9275 | 828.3307 | 748.3636 | 0 | 3463.2162 | 3180.6197 | 2873.5624 | 0 | 0 | 0 | 3463.2162 | 3180.6197 | 2873.5624 | 0 | 0 | 0 | 0 | 0.057489 | 0.057489 | 0.057489 | 0 | 5000000 | scaled
1161-62 | 6317.5192 | 0 | 6317.5192 | 0 | 0% | 100% | 0% | 515.0528 | 1075.2424 | 0.44226 | 408.2815 | 106.329 | 0.92327 | 852.343 | 221.9762 | 1161 | 0.057556 | 0.057556 | 0.057556 | 109762.9992 | 5.4246 | 5007.8875 | 1304.2071 | 94.2491 | 87008.9559 | 22659.7943 | 100814.2743 | 86.5652 | 79915.3158 | 20812.3934 | 91081.3257 | 78.2079 | 72200.0228 | 18803.095 |  | 344 | 1161-62 | 6317.5192 | 5802.4664 | 5242.2768 | 0 | 0 | 0 | 6317.5192 | 5802.4664 | 5242.2768 | 0 | 5.4246 | 4.9823 | 4.5013 | 0 | 0 | 0 | 5.4246 | 4.9823 | 4.5013 | 0 | 1304.2071 | 1197.8781 | 1082.2309 | 0 | 0 | 0 | 1304.2071 | 1197.8781 | 1082.2309 | 0 | 5007.8875 | 4599.6059 | 4155.5445 | 0 | 0 | 0 | 5007.8875 | 4599.6059 | 4155.5445 | 0 | 0 | 0 | 0 | 0.057556 | 0.057556 | 0.057556 | 0 | 5000000 | scaled
1161-74 | 1461.7172 | 1391.5065 | 0 | 70.2107 | 95.2% | 0% | 4.803% | 964.8219 | 1391.5065 | 154.6772 | 0 | 810.1447 | 223.326 | 0 | 1168.1805 | 1161 | 0.0002106 | 0.0001406 | 9.96e-05 | 6940727.4308 | 223.3788 | 6.378 | 1231.9604 | 1060678.0644 | 30284.8567 | 5849764.5097 | 3534105.8933 | 566576.7174 | 0 | 2967529.1759 | 704927.0119 | 113135.3047 | 0 | 591791.7072 |  | 345 | 1161-74 | 1461.7172 | 496.8953 | 70.2107 | 1391.5065 | 426.6846 | 0 | 0 | 0 | 0 | 70.2107 | 223.3788 | 68.7016 | 0.052831 | 1168.1805 | 68.6488 | 0 | 0 | 0 | 0 | 0.052831 | 1231.9604 | 421.8157 | 63.7799 | 1168.1805 | 358.0358 | 0 | 0 | 0 | 0 | 63.7799 | 6.378 | 6.378 | 6.378 | 0 | 0 | 0 | 0 | 0 | 0 | 6.378 | 0.0001132 | 4.32e-05 | 2.2e-06 | 0 | 0 | 0 | 9.74e-05 | 5000000 | scaled
1161-8 | 0 | 0 | 0 | 0 | 0% | 0% | 0% | 0 | 0 | 0 | 0 | 0 | 0 | 0 | 0 | 1161 | 0 | 0 | 0 | 0 | 0 | 0 | 0 | 0 | 0 | 0 | 0 | 0 | 0 | 0 | 0 | 0 | 0 | 0 |  | 346 | 1161-8 | 0 | 0 | 0 | 0 | 0 | 0 | 0 | 0 | 0 | 0 | 0 | 0 | 0 | 0 | 0 | 0 | 0 | 0 | 0 | 0 | 0 | 0 | 0 | 0 | 0 | 0 | 0 | 0 | 0 | 0 | 0 | 0 | 0 | 0 | 0 | 0 | 0 | 0 | 0 | 0 | 0 | 0 | 0 | 0 | 0 | 0 | 0 | 5000000 | scaled
1161-9F | 43953.2723 | 0 | 43953.2723 | 0 | 0% | 100% | 0% | 3579.2324 | 7467.5634 | 14.2135 | 2828.4135 | 736.6054 | 29.6544 | 5901.0857 | 1536.8233 | 1161 | 0.057681 | 0.057681 | 0.057681 | 762000.7883 | 174.5428 | 34733.1536 | 9045.5759 | 3025.9802 | 602155.1763 | 156819.6318 | 699949.0282 | 2779.5665 | 553120.0715 | 144049.3902 | 632538.5465 | 2511.8729 | 499850.349 | 130176.3246 |  | 347 | 1161-9F | 43953.2723 | 40374.0399 | 36485.7089 | 0 | 0 | 0 | 43953.2723 | 40374.0399 | 36485.7089 | 0 | 174.5428 | 160.3293 | 144.8883 | 0 | 0 | 0 | 174.5428 | 160.3293 | 144.8883 | 0 | 9045.5759 | 8308.9705 | 7508.7527 | 0 | 0 | 0 | 9045.5759 | 8308.9705 | 7508.7527 | 0 | 34733.1536 | 31904.7401 | 28832.0679 | 0 | 0 | 0 | 34733.1536 | 31904.7401 | 28832.0679 | 0 | 0 | 0 | 0 | 0.057681 | 0.057681 | 0.057681 | 0 | 5000000 | scaled
1162-324R | 240289.6501 | 211905.5549 | 26413.3474 | 1970.7478 | 88.19% | 10.99% | 0.8202% | 79264.655 | 224033.7616 | 10735.054 | 9583.48 | 58946.121 | 31593.3289 | 20318.1826 | 172122.2501 | 1162 | 0.068658 | 0.041014 | 0.0088256 | 3499805.56 | 33531.8464 | 22271.7037 | 184486.1001 | 488389.5016 | 324386.1408 | 2687029.9176 | 3926079.1425 | 531720.8734 | 474681.9493 | 2919676.3198 | 1841901.8028 | 259745.7142 | 167046.6847 | 1415109.4039 |  | 348 | 1162-324R | 240289.6501 | 161024.9952 | 16255.8886 | 211905.5549 | 144247.7446 | 12092.2655 | 26413.3474 | 14806.5028 | 2192.8753 | 1970.7478 | 33531.8464 | 22796.7924 | 1938.5175 | 177264.5002 | 22724.2938 | 1926.517 | 126.6851 | 71.0157 | 10.5176 | 1.4829 | 184486.1001 | 125539.9791 | 12363.85 | 177264.5002 | 120705.087 | 10122.6897 | 5431.3591 | 3044.6513 | 450.9195 | 1790.2408 | 22271.7037 | 12688.2237 | 1953.5211 | 1237.3763 | 818.3638 | 43.0588 | 20855.3032 | 11690.8357 | 1731.4382 | 179.0241 | 0.0081596 | 0.0054144 | 0.0002834 | 0.057729 | 0.032831 | 0.005773 | 0.0027692 | 5000000 | scaled
1162-329R | 206587.8377 | 199607.0303 | 5354.0204 | 1626.787 | 96.62% | 2.592% | 0.7875% | 90451.5213 | 197524.6994 | 13884.694 | 1932.2382 | 74634.5891 | 30334.2616 | 4034.1412 | 163156.2966 | 1162 | 0.070019 | 0.0401 | 0.0083216 | 2950437.1324 | 31441.0135 | 4539.0723 | 170607.7519 | 449032.89 | 64825.9235 | 2436578.3189 | 2896138.6025 | 444569.6194 | 61867.7215 | 2389701.2615 | 1089110.0704 | 167256.803 | 22243.415 | 899609.8524 |  | 349 | 1162-329R | 206587.8377 | 116136.3164 | 9063.1384 | 199607.0303 | 111509.052 | 6991.7704 | 5354.0204 | 3000.4774 | 444.5809 | 1626.787 | 31441.0135 | 17556.3195 | 1106.752 | 168089.296 | 17521.7057 | 1100.5805 | 59.5802 | 33.3897 | 4.9473 | 1.2241 | 170607.7519 | 95973.1628 | 7451.4554 | 168089.296 | 93912.1697 | 5887.2568 | 1040.6715 | 583.2087 | 86.4141 | 1477.7845 | 4539.0723 | 2606.8341 | 504.931 | 137.525 | 75.1766 | 3.9331 | 4253.7688 | 2383.879 | 353.2195 | 147.7784 | 0.0099208 | 0.0049496 | 0.0002584 | 0.057817 | 0.032869 | 0.0057816 | 0.0022816 | 5000000 | scaled
1162-363 | 247999.3526 | 242411.3636 | 4445.3103 | 1142.6787 | 97.75% | 1.792% | 0.4608% | 86571.309 | 229660.6884 | 13445.5808 | 1548.1604 | 71577.5678 | 35915.061 | 3236.6996 | 190508.9278 | 1162 | 0.064829 | 0.037645 | 0.007582 | 3825438.5014 | 38624.5358 | 3631.3516 | 205743.4652 | 595791.0163 | 56014.3085 | 3173633.1767 | 4288212.4822 | 666011.7325 | 76686.3859 | 3545514.3637 | 2418710.6534 | 378245.5819 | 34087.8534 | 2006377.2182 |  | 350 | 1162-363 | 247999.3526 | 161428.0436 | 18338.6642 | 242411.3636 | 157793.9185 | 16826.8169 | 4445.3103 | 2491.4464 | 369.1685 | 1142.6787 | 38624.5358 | 25178.955 | 2709.4748 | 203797.6291 | 25149.1452 | 2704.3253 | 51.6533 | 28.9499 | 4.2896 | 0.85983 | 205743.4652 | 134165.8974 | 15234.5374 | 203797.6291 | 132619.0784 | 14121.1289 | 907.8189 | 508.8019 | 75.3914 | 1038.0172 | 3631.3516 | 2083.1912 | 394.652 | 41.7118 | 25.6949 | 1.3628 | 3485.8381 | 1953.6946 | 289.4875 | 103.8017 | 0.0052862 | 0.0030894 | 0.0001616 | 0.057914 | 0.032926 | 0.0057914 | 0.001629 | 5000000 | scaled
1166-15R | 3965221.7427 | 3896388.7437 | 65726.9864 | 3106.0126 | 98.26% | 1.658% | 0.07833% | 2141368.0227 | 3895986.0209 | 344579.489 | 26328.7517 | 1770459.782 | 625393.7649 | 54911.9197 | 3215680.3363 | 1166 | 0.19397 | 0.11065 | 0.022172 | 20442870.1046 | 635148.9188 | 60818.1376 | 3269254.6863 | 3274537.387 | 313550.507 | 16854782.2106 | 16482552.036 | 2652299.5101 | 202657.8411 | 13627594.6849 | 3122664.7043 | 501258.2246 | 44012.3534 | 2577394.1264 |  | 351 | 1166-15R | 3965221.7427 | 1823853.72 | 69235.7218 | 3896388.7437 | 1783558.3635 | 59964.4503 | 65726.9864 | 37189.3439 | 6165.259 | 3106.0126 | 635148.9188 | 290569.4298 | 9755.1539 | 3260532.2376 | 290515.9252 | 9744.3342 | 90.4313 | 51.1674 | 8.4826 | 2.3372 | 3269254.6863 | 1498794.9042 | 53574.35 | 3260532.2376 | 1492634.5463 | 50199.314 | 5900.9256 | 3338.8348 | 553.5129 | 2821.5231 | 60818.1376 | 34489.3859 | 5906.2179 | 800.3558 | 407.892 | 20.8021 | 59735.6295 | 33799.3417 | 5603.2635 | 282.1523 | 0.015585 | 0.0072984 | 0.0003812 | 0.17399 | 0.098963 | 0.017399 | 0.004392 | 5000000 | scaled
1166-18R | 10108490.1387 | 10085269.383 | 19839.3591 | 3381.3966 | 99.77% | 0.1963% | 0.03345% | 4793348.383 | 9813088.2564 | 858317.9003 | 8347.5665 | 3926682.9162 | 1755759.8661 | 17886.9149 | 8039441.4754 | 1166 | 0.21365 | 0.12254 | 0.023158 | 47313405.4015 | 1807805.8166 | 19906.4268 | 8280777.8953 | 8461545.524 | 93173.2462 | 38758686.6313 | 43374041.1915 | 7766745.287 | 75535.4429 | 35531760.4616 | 12755712.0627 | 2282254.7518 | 23250.6149 | 10450206.6959 |  | 352 | 1166-18R | 10108490.1387 | 5315141.7557 | 295401.8822 | 10085269.383 | 5300539.0883 | 290159.3815 | 19839.3591 | 11221.2708 | 1861.1041 | 3381.3966 | 1807805.8166 | 949487.9163 | 52045.9505 | 8275468.5229 | 949443.8278 | 52036.5158 | 73.4505 | 41.5441 | 6.8903 | 2.5444 | 8280777.8953 | 4354094.9791 | 241336.4199 | 8275468.5229 | 4349757.644 | 238054.8214 | 2237.6886 | 1265.6513 | 209.9146 | 3071.6838 | 19906.4268 | 11558.8603 | 2019.5119 | 2071.0385 | 1337.6165 | 68.0443 | 17528.2199 | 9914.0754 | 1644.2992 | 307.1684 | 0.034692 | 0.018734 | 0.0009778 | 0.1742 | 0.099047 | 0.01742 | 0.004761 | 5000000 | scaled
1166-342R | 10322641.9923 | 10227749.4926 | 88974.2171 | 5918.2825 | 99.08% | 0.8619% | 0.05733% | 4792866.1577 | 10048023.7973 | 756636.4928 | 35318.1207 | 4000911.5441 | 1586387.7251 | 73948.0435 | 8387688.0286 | 1166 | 0.21878 | 0.12637 | 0.026678 | 47183569.2926 | 1627825.237 | 82031.9702 | 8612784.7851 | 7440595.6271 | 374958.3829 | 39368015.2826 | 43757989.0023 | 6907952.4113 | 322447.9649 | 36527588.6261 | 10293653.1052 | 1625167.8203 | 75755.743 | 8592729.542 |  | 353 | 1166-342R | 10322641.9923 | 5529775.8346 | 274618.195 | 10227749.4926 | 5473525.6233 | 260357.1232 | 88974.2171 | 50331.9287 | 8342.7892 | 5918.2825 | 1627825.237 | 871188.7442 | 41437.5119 | 8598510.2253 | 871114.6453 | 41421.5145 | 123.116 | 69.6456 | 11.5441 | 4.4533 | 8612784.7851 | 4611873.2409 | 225096.7565 | 8598510.2253 | 4601463.3137 | 218886.182 | 8898.3514 | 5033.7188 | 834.3661 | 5376.2084 | 82031.9702 | 46713.8494 | 8083.9266 | 1541.5995 | 947.6643 | 49.4268 | 79952.7498 | 45228.5643 | 7496.879 | 537.6208 | 0.037336 | 0.019589 | 0.0010238 | 0.17309 | 0.098437 | 0.017309 | 0.0083452 | 5000000 | scaled
117-11 | 0 | 0 | 0 | 0 | 0% | 0% | 0% | 0 | 0 | 0 | 0 | 0 | 0 | 0 | 0 | 117 | 0 | 0 | 0 | 0 | 0 | 0 | 0 | 0 | 0 | 0 | 0 | 0 | 0 | 0 | 0 | 0 | 0 | 0 |  | 354 | 117-11 | 0 | 0 | 0 | 0 | 0 | 0 | 0 | 0 | 0 | 0 | 0 | 0 | 0 | 0 | 0 | 0 | 0 | 0 | 0 | 0 | 0 | 0 | 0 | 0 | 0 | 0 | 0 | 0 | 0 | 0 | 0 | 0 | 0 | 0 | 0 | 0 | 0 | 0 | 0 | 0 | 0 | 0 | 0 | 0 | 0 | 0 | 0 | 5000000 | scaled
117-13 | 0 | 0 | 0 | 0 | 0% | 0% | 0% | 0 | 0 | 0 | 0 | 0 | 0 | 0 | 0 | 117 | 0 | 0 | 0 | 0 | 0 | 0 | 0 | 0 | 0 | 0 | 0 | 0 | 0 | 0 | 0 | 0 | 0 | 0 |  | 355 | 117-13 | 0 | 0 | 0 | 0 | 0 | 0 | 0 | 0 | 0 | 0 | 0 | 0 | 0 | 0 | 0 | 0 | 0 | 0 | 0 | 0 | 0 | 0 | 0 | 0 | 0 | 0 | 0 | 0 | 0 | 0 | 0 | 0 | 0 | 0 | 0 | 0 | 0 | 0 | 0 | 0 | 0 | 0 | 0 | 0 | 0 | 0 | 0 | 5000000 | scaled
117-13F | 0 | 0 | 0 | 0 | 0% | 0% | 0% | 0 | 0 | 0 | 0 | 0 | 0 | 0 | 0 | 117 | 0 | 0 | 0 | 0 | 0 | 0 | 0 | 0 | 0 | 0 | 0 | 0 | 0 | 0 | 0 | 0 | 0 | 0 |  | 356 | 117-13F | 0 | 0 | 0 | 0 | 0 | 0 | 0 | 0 | 0 | 0 | 0 | 0 | 0 | 0 | 0 | 0 | 0 | 0 | 0 | 0 | 0 | 0 | 0 | 0 | 0 | 0 | 0 | 0 | 0 | 0 | 0 | 0 | 0 | 0 | 0 | 0 | 0 | 0 | 0 | 0 | 0 | 0 | 0 | 0 | 0 | 0 | 0 | 5000000 | scaled
117-14 | 0 | 0 | 0 | 0 | 0% | 0% | 0% | 0 | 0 | 0 | 0 | 0 | 0 | 0 | 0 | 117 | 0 | 0 | 0 | 0 | 0 | 0 | 0 | 0 | 0 | 0 | 0 | 0 | 0 | 0 | 0 | 0 | 0 | 0 |  | 357 | 117-14 | 0 | 0 | 0 | 0 | 0 | 0 | 0 | 0 | 0 | 0 | 0 | 0 | 0 | 0 | 0 | 0 | 0 | 0 | 0 | 0 | 0 | 0 | 0 | 0 | 0 | 0 | 0 | 0 | 0 | 0 | 0 | 0 | 0 | 0 | 0 | 0 | 0 | 0 | 0 | 0 | 0 | 0 | 0 | 0 | 0 | 0 | 0 | 5000000 | scaled
117-14F | 0 | 0 | 0 | 0 | 0% | 0% | 0% | 0 | 0 | 0 | 0 | 0 | 0 | 0 | 0 | 117 | 0 | 0 | 0 | 0 | 0 | 0 | 0 | 0 | 0 | 0 | 0 | 0 | 0 | 0 | 0 | 0 | 0 | 0 |  | 358 | 117-14F | 0 | 0 | 0 | 0 | 0 | 0 | 0 | 0 | 0 | 0 | 0 | 0 | 0 | 0 | 0 | 0 | 0 | 0 | 0 | 0 | 0 | 0 | 0 | 0 | 0 | 0 | 0 | 0 | 0 | 0 | 0 | 0 | 0 | 0 | 0 | 0 | 0 | 0 | 0 | 0 | 0 | 0 | 0 | 0 | 0 | 0 | 0 | 5000000 | scaled
117-15 | 0 | 0 | 0 | 0 | 0% | 0% | 0% | 0 | 0 | 0 | 0 | 0 | 0 | 0 | 0 | 117 | 0 | 0 | 0 | 0 | 0 | 0 | 0 | 0 | 0 | 0 | 0 | 0 | 0 | 0 | 0 | 0 | 0 | 0 |  | 359 | 117-15 | 0 | 0 | 0 | 0 | 0 | 0 | 0 | 0 | 0 | 0 | 0 | 0 | 0 | 0 | 0 | 0 | 0 | 0 | 0 | 0 | 0 | 0 | 0 | 0 | 0 | 0 | 0 | 0 | 0 | 0 | 0 | 0 | 0 | 0 | 0 | 0 | 0 | 0 | 0 | 0 | 0 | 0 | 0 | 0 | 0 | 0 | 0 | 5000000 | scaled
117-15F | 0 | 0 | 0 | 0 | 0% | 0% | 0% | 0 | 0 | 0 | 0 | 0 | 0 | 0 | 0 | 117 | 0 | 0 | 0 | 0 | 0 | 0 | 0 | 0 | 0 | 0 | 0 | 0 | 0 | 0 | 0 | 0 | 0 | 0 |  | 360 | 117-15F | 0 | 0 | 0 | 0 | 0 | 0 | 0 | 0 | 0 | 0 | 0 | 0 | 0 | 0 | 0 | 0 | 0 | 0 | 0 | 0 | 0 | 0 | 0 | 0 | 0 | 0 | 0 | 0 | 0 | 0 | 0 | 0 | 0 | 0 | 0 | 0 | 0 | 0 | 0 | 0 | 0 | 0 | 0 | 0 | 0 | 0 | 0 | 5000000 | scaled
117-28 | 0 | 0 | 0 | 0 | 0% | 0% | 0% | 0 | 0 | 0 | 0 | 0 | 0 | 0 | 0 | 117 | 0 | 0 | 0 | 0 | 0 | 0 | 0 | 0 | 0 | 0 | 0 | 0 | 0 | 0 | 0 | 0 | 0 | 0 |  | 361 | 117-28 | 0 | 0 | 0 | 0 | 0 | 0 | 0 | 0 | 0 | 0 | 0 | 0 | 0 | 0 | 0 | 0 | 0 | 0 | 0 | 0 | 0 | 0 | 0 | 0 | 0 | 0 | 0 | 0 | 0 | 0 | 0 | 0 | 0 | 0 | 0 | 0 | 0 | 0 | 0 | 0 | 0 | 0 | 0 | 0 | 0 | 0 | 0 | 5000000 | scaled
117-29 | 0 | 0 | 0 | 0 | 0% | 0% | 0% | 0 | 0 | 0 | 0 | 0 | 0 | 0 | 0 | 117 | 0 | 0 | 0 | 0 | 0 | 0 | 0 | 0 | 0 | 0 | 0 | 0 | 0 | 0 | 0 | 0 | 0 | 0 |  | 362 | 117-29 | 0 | 0 | 0 | 0 | 0 | 0 | 0 | 0 | 0 | 0 | 0 | 0 | 0 | 0 | 0 | 0 | 0 | 0 | 0 | 0 | 0 | 0 | 0 | 0 | 0 | 0 | 0 | 0 | 0 | 0 | 0 | 0 | 0 | 0 | 0 | 0 | 0 | 0 | 0 | 0 | 0 | 0 | 0 | 0 | 0 | 0 | 0 | 5000000 | scaled
117-31 | 0 | 0 | 0 | 0 | 0% | 0% | 0% | 0 | 0 | 0 | 0 | 0 | 0 | 0 | 0 | 117 | 0 | 0 | 0 | 0 | 0 | 0 | 0 | 0 | 0 | 0 | 0 | 0 | 0 | 0 | 0 | 0 | 0 | 0 |  | 363 | 117-31 | 0 | 0 | 0 | 0 | 0 | 0 | 0 | 0 | 0 | 0 | 0 | 0 | 0 | 0 | 0 | 0 | 0 | 0 | 0 | 0 | 0 | 0 | 0 | 0 | 0 | 0 | 0 | 0 | 0 | 0 | 0 | 0 | 0 | 0 | 0 | 0 | 0 | 0 | 0 | 0 | 0 | 0 | 0 | 0 | 0 | 0 | 0 | 5000000 | scaled
117-31F | 0 | 0 | 0 | 0 | 0% | 0% | 0% | 0 | 0 | 0 | 0 | 0 | 0 | 0 | 0 | 117 | 0 | 0 | 0 | 0 | 0 | 0 | 0 | 0 | 0 | 0 | 0 | 0 | 0 | 0 | 0 | 0 | 0 | 0 |  | 364 | 117-31F | 0 | 0 | 0 | 0 | 0 | 0 | 0 | 0 | 0 | 0 | 0 | 0 | 0 | 0 | 0 | 0 | 0 | 0 | 0 | 0 | 0 | 0 | 0 | 0 | 0 | 0 | 0 | 0 | 0 | 0 | 0 | 0 | 0 | 0 | 0 | 0 | 0 | 0 | 0 | 0 | 0 | 0 | 0 | 0 | 0 | 0 | 0 | 5000000 | scaled
117-32 | 0 | 0 | 0 | 0 | 0% | 0% | 0% | 0 | 0 | 0 | 0 | 0 | 0 | 0 | 0 | 117 | 0 | 0 | 0 | 0 | 0 | 0 | 0 | 0 | 0 | 0 | 0 | 0 | 0 | 0 | 0 | 0 | 0 | 0 |  | 365 | 117-32 | 0 | 0 | 0 | 0 | 0 | 0 | 0 | 0 | 0 | 0 | 0 | 0 | 0 | 0 | 0 | 0 | 0 | 0 | 0 | 0 | 0 | 0 | 0 | 0 | 0 | 0 | 0 | 0 | 0 | 0 | 0 | 0 | 0 | 0 | 0 | 0 | 0 | 0 | 0 | 0 | 0 | 0 | 0 | 0 | 0 | 0 | 0 | 5000000 | scaled
117-32F | 0 | 0 | 0 | 0 | 0% | 0% | 0% | 0 | 0 | 0 | 0 | 0 | 0 | 0 | 0 | 117 | 0 | 0 | 0 | 0 | 0 | 0 | 0 | 0 | 0 | 0 | 0 | 0 | 0 | 0 | 0 | 0 | 0 | 0 |  | 366 | 117-32F | 0 | 0 | 0 | 0 | 0 | 0 | 0 | 0 | 0 | 0 | 0 | 0 | 0 | 0 | 0 | 0 | 0 | 0 | 0 | 0 | 0 | 0 | 0 | 0 | 0 | 0 | 0 | 0 | 0 | 0 | 0 | 0 | 0 | 0 | 0 | 0 | 0 | 0 | 0 | 0 | 0 | 0 | 0 | 0 | 0 | 0 | 0 | 5000000 | scaled
117-33 | 0 | 0 | 0 | 0 | 0% | 0% | 0% | 0 | 0 | 0 | 0 | 0 | 0 | 0 | 0 | 117 | 0 | 0 | 0 | 0 | 0 | 0 | 0 | 0 | 0 | 0 | 0 | 0 | 0 | 0 | 0 | 0 | 0 | 0 |  | 367 | 117-33 | 0 | 0 | 0 | 0 | 0 | 0 | 0 | 0 | 0 | 0 | 0 | 0 | 0 | 0 | 0 | 0 | 0 | 0 | 0 | 0 | 0 | 0 | 0 | 0 | 0 | 0 | 0 | 0 | 0 | 0 | 0 | 0 | 0 | 0 | 0 | 0 | 0 | 0 | 0 | 0 | 0 | 0 | 0 | 0 | 0 | 0 | 0 | 5000000 | scaled
117-33F | 0 | 0 | 0 | 0 | 0% | 0% | 0% | 0 | 0 | 0 | 0 | 0 | 0 | 0 | 0 | 117 | 0 | 0 | 0 | 0 | 0 | 0 | 0 | 0 | 0 | 0 | 0 | 0 | 0 | 0 | 0 | 0 | 0 | 0 |  | 368 | 117-33F | 0 | 0 | 0 | 0 | 0 | 0 | 0 | 0 | 0 | 0 | 0 | 0 | 0 | 0 | 0 | 0 | 0 | 0 | 0 | 0 | 0 | 0 | 0 | 0 | 0 | 0 | 0 | 0 | 0 | 0 | 0 | 0 | 0 | 0 | 0 | 0 | 0 | 0 | 0 | 0 | 0 | 0 | 0 | 0 | 0 | 0 | 0 | 5000000 | scaled
117-34 | 0 | 0 | 0 | 0 | 0% | 0% | 0% | 0 | 0 | 0 | 0 | 0 | 0 | 0 | 0 | 117 | 0 | 0 | 0 | 0 | 0 | 0 | 0 | 0 | 0 | 0 | 0 | 0 | 0 | 0 | 0 | 0 | 0 | 0 |  | 369 | 117-34 | 0 | 0 | 0 | 0 | 0 | 0 | 0 | 0 | 0 | 0 | 0 | 0 | 0 | 0 | 0 | 0 | 0 | 0 | 0 | 0 | 0 | 0 | 0 | 0 | 0 | 0 | 0 | 0 | 0 | 0 | 0 | 0 | 0 | 0 | 0 | 0 | 0 | 0 | 0 | 0 | 0 | 0 | 0 | 0 | 0 | 0 | 0 | 5000000 | scaled
117-35 | 0 | 0 | 0 | 0 | 0% | 0% | 0% | 0 | 0 | 0 | 0 | 0 | 0 | 0 | 0 | 117 | 0 | 0 | 0 | 0 | 0 | 0 | 0 | 0 | 0 | 0 | 0 | 0 | 0 | 0 | 0 | 0 | 0 | 0 |  | 370 | 117-35 | 0 | 0 | 0 | 0 | 0 | 0 | 0 | 0 | 0 | 0 | 0 | 0 | 0 | 0 | 0 | 0 | 0 | 0 | 0 | 0 | 0 | 0 | 0 | 0 | 0 | 0 | 0 | 0 | 0 | 0 | 0 | 0 | 0 | 0 | 0 | 0 | 0 | 0 | 0 | 0 | 0 | 0 | 0 | 0 | 0 | 0 | 0 | 5000000 | scaled
117-36 | 0 | 0 | 0 | 0 | 0% | 0% | 0% | 0 | 0 | 0 | 0 | 0 | 0 | 0 | 0 | 117 | 0 | 0 | 0 | 0 | 0 | 0 | 0 | 0 | 0 | 0 | 0 | 0 | 0 | 0 | 0 | 0 | 0 | 0 |  | 371 | 117-36 | 0 | 0 | 0 | 0 | 0 | 0 | 0 | 0 | 0 | 0 | 0 | 0 | 0 | 0 | 0 | 0 | 0 | 0 | 0 | 0 | 0 | 0 | 0 | 0 | 0 | 0 | 0 | 0 | 0 | 0 | 0 | 0 | 0 | 0 | 0 | 0 | 0 | 0 | 0 | 0 | 0 | 0 | 0 | 0 | 0 | 0 | 0 | 5000000 | scaled
117-45F | 0 | 0 | 0 | 0 | 0% | 0% | 0% | 0 | 0 | 0 | 0 | 0 | 0 | 0 | 0 | 117 | 0 | 0 | 0 | 0 | 0 | 0 | 0 | 0 | 0 | 0 | 0 | 0 | 0 | 0 | 0 | 0 | 0 | 0 |  | 372 | 117-45F | 0 | 0 | 0 | 0 | 0 | 0 | 0 | 0 | 0 | 0 | 0 | 0 | 0 | 0 | 0 | 0 | 0 | 0 | 0 | 0 | 0 | 0 | 0 | 0 | 0 | 0 | 0 | 0 | 0 | 0 | 0 | 0 | 0 | 0 | 0 | 0 | 0 | 0 | 0 | 0 | 0 | 0 | 0 | 0 | 0 | 0 | 0 | 5000000 | scaled
1173-71 | 0 | 0 | 0 | 0 | 0% | 0% | 0% | 0 | 0 | 0 | 0 | 0 | 0 | 0 | 0 | 1173 | 0 | 0 | 0 | 0 | 0 | 0 | 0 | 0 | 0 | 0 | 0 | 0 | 0 | 0 | 0 | 0 | 0 | 0 |  | 373 | 1173-71 | 0 | 0 | 0 | 0 | 0 | 0 | 0 | 0 | 0 | 0 | 0 | 0 | 0 | 0 | 0 | 0 | 0 | 0 | 0 | 0 | 0 | 0 | 0 | 0 | 0 | 0 | 0 | 0 | 0 | 0 | 0 | 0 | 0 | 0 | 0 | 0 | 0 | 0 | 0 | 0 | 0 | 0 | 0 | 0 | 0 | 0 | 0 | 5000000 | scaled
1174-13 | 0 | 0 | 0 | 0 | 0% | 0% | 0% | 0 | 0 | 0 | 0 | 0 | 0 | 0 | 0 | 1174 | 0 | 0 | 0 | 0 | 0 | 0 | 0 | 0 | 0 | 0 | 0 | 0 | 0 | 0 | 0 | 0 | 0 | 0 |  | 374 | 1174-13 | 0 | 0 | 0 | 0 | 0 | 0 | 0 | 0 | 0 | 0 | 0 | 0 | 0 | 0 | 0 | 0 | 0 | 0 | 0 | 0 | 0 | 0 | 0 | 0 | 0 | 0 | 0 | 0 | 0 | 0 | 0 | 0 | 0 | 0 | 0 | 0 | 0 | 0 | 0 | 0 | 0 | 0 | 0 | 0 | 0 | 0 | 0 | 5000000 | scaled
1174-15F | 0 | 0 | 0 | 0 | 0% | 0% | 0% | 0 | 0 | 0 | 0 | 0 | 0 | 0 | 0 | 1174 | 0 | 0 | 0 | 0 | 0 | 0 | 0 | 0 | 0 | 0 | 0 | 0 | 0 | 0 | 0 | 0 | 0 | 0 |  | 375 | 1174-15F | 0 | 0 | 0 | 0 | 0 | 0 | 0 | 0 | 0 | 0 | 0 | 0 | 0 | 0 | 0 | 0 | 0 | 0 | 0 | 0 | 0 | 0 | 0 | 0 | 0 | 0 | 0 | 0 | 0 | 0 | 0 | 0 | 0 | 0 | 0 | 0 | 0 | 0 | 0 | 0 | 0 | 0 | 0 | 0 | 0 | 0 | 0 | 5000000 | scaled
117-37 | 0 | 0 | 0 | 0 | 0% | 0% | 0% | 0 | 0 | 0 | 0 | 0 | 0 | 0 | 0 | 117 | 0 | 0 | 0 | 0 | 0 | 0 | 0 | 0 | 0 | 0 | 0 | 0 | 0 | 0 | 0 | 0 | 0 | 0 |  | 376 | 117-37 | 0 | 0 | 0 | 0 | 0 | 0 | 0 | 0 | 0 | 0 | 0 | 0 | 0 | 0 | 0 | 0 | 0 | 0 | 0 | 0 | 0 | 0 | 0 | 0 | 0 | 0 | 0 | 0 | 0 | 0 | 0 | 0 | 0 | 0 | 0 | 0 | 0 | 0 | 0 | 0 | 0 | 0 | 0 | 0 | 0 | 0 | 0 | 5000000 | scaled
117-44 | 0 | 0 | 0 | 0 | 0% | 0% | 0% | 0 | 0 | 0 | 0 | 0 | 0 | 0 | 0 | 117 | 0 | 0 | 0 | 0 | 0 | 0 | 0 | 0 | 0 | 0 | 0 | 0 | 0 | 0 | 0 | 0 | 0 | 0 |  | 377 | 117-44 | 0 | 0 | 0 | 0 | 0 | 0 | 0 | 0 | 0 | 0 | 0 | 0 | 0 | 0 | 0 | 0 | 0 | 0 | 0 | 0 | 0 | 0 | 0 | 0 | 0 | 0 | 0 | 0 | 0 | 0 | 0 | 0 | 0 | 0 | 0 | 0 | 0 | 0 | 0 | 0 | 0 | 0 | 0 | 0 | 0 | 0 | 0 | 5000000 | scaled
117-46F | 0 | 0 | 0 | 0 | 0% | 0% | 0% | 0 | 0 | 0 | 0 | 0 | 0 | 0 | 0 | 117 | 0 | 0 | 0 | 0 | 0 | 0 | 0 | 0 | 0 | 0 | 0 | 0 | 0 | 0 | 0 | 0 | 0 | 0 |  | 378 | 117-46F | 0 | 0 | 0 | 0 | 0 | 0 | 0 | 0 | 0 | 0 | 0 | 0 | 0 | 0 | 0 | 0 | 0 | 0 | 0 | 0 | 0 | 0 | 0 | 0 | 0 | 0 | 0 | 0 | 0 | 0 | 0 | 0 | 0 | 0 | 0 | 0 | 0 | 0 | 0 | 0 | 0 | 0 | 0 | 0 | 0 | 0 | 0 | 5000000 | scaled
1173-68 | 6499.8985 | 5583.6911 | 0 | 916.2074 | 85.9% | 0% | 14.1% | 3363.2842 | 5573.556 | 909.073 | 28.5994 | 2425.6118 | 1507.0515 | 45.4063 | 4021.0981 | 1173 | 0.0037692 | 0.002239 | 0.0013392 | 1724476.9441 | 1510.2493 | 129.5698 | 4860.0794 | 400681.6474 | 34375.9476 | 1289419.349 | 1400899.649 | 378653.6959 | 11912.4445 | 1010333.5086 | 691713.352 | 187034.5693 | 5635.2132 | 499043.5696 |  | 379 | 1173-68 | 6499.8985 | 3136.6143 | 926.3425 | 5583.6911 | 2220.407 | 10.1352 | 0 | 0 | 0 | 916.2074 | 1510.2493 | 601.1763 | 3.1978 | 4027.7904 | 600.4869 | 2.5084 | 0 | 0 | 0 | 0.68942 | 4860.0794 | 2434.4676 | 838.9813 | 4027.7904 | 1602.1786 | 6.6922 | 0 | 0 | 0 | 832.289 | 129.5698 | 100.9704 | 84.1635 | 46.3409 | 17.7415 | 0.93457 | 0 | 0 | 0 | 83.2289 | 0.00248 | 0.0009498 | 5e-05 | 0 | 0 | 0 | 0.0012892 | 5000000 | scaled
1173-69 | 238.6847 | 28.7008 | 0 | 209.9839 | 12.02% | 0% | 87.98% | 17.7131 | 28.1148 | 0 | 17.7131 | 0 | 0 | 28.1148 | 0 | 1173 | 0.000946 | 0.0005466 | 0.0003122 | 252309.4226 | 0.15801 | 47.7759 | 190.7508 | 167.0255 | 50503.0483 | 201639.3488 | 404265.6955 | 0 | 404265.6955 | 0 | 674471.0755 | 0 | 674471.0755 | 0 |  | 380 | 1173-69 | 238.6847 | 220.9716 | 210.5699 | 28.7008 | 10.9877 | 0.58596 | 0 | 0 | 0 | 209.9839 | 0.15801 | 0.15801 | 0.15801 | 0 | 0 | 0 | 0 | 0 | 0 | 0.15801 | 190.7508 | 190.7508 | 190.7508 | 0 | 0 | 0 | 0 | 0 | 0 | 190.7508 | 47.7759 | 30.0628 | 19.661 | 28.7008 | 10.9877 | 0.58596 | 0 | 0 | 0 | 19.0751 | 0.000647 | 0.0002476 | 1.32e-05 | 0 | 0 | 0 | 0.000299 | 5000000 | scaled
1173-70 | 15376.365 | 104.2249 | 14949.8078 | 322.3323 | 0.6778% | 97.23% | 2.096% | 6705.7637 | 14048.0481 | 6.1187 | 5757.0712 | 942.5738 | 12.8482 | 12055.9532 | 1979.2468 | 1173 | 0.008697 | 0.0050232 | 0.0012158 | 1768007.9383 | 14.0156 | 12947.8165 | 2414.533 | 1611.5451 | 1488768.1363 | 277628.2569 | 1726111.1066 | 1574.989 | 1481910.9295 | 242625.1881 | 1092545.5629 | 999.2293 | 937616.2464 | 153930.0873 |  | 381 | 1173-70 | 15376.365 | 8670.6013 | 1328.3169 | 104.2249 | 39.8988 | 2.0803 | 14949.8078 | 8308.3702 | 1003.9043 | 322.3323 | 14.0156 | 7.8969 | 1.1674 | 0 | 0 | 0 | 13.7731 | 7.6544 | 0.92488 | 0.24254 | 2414.533 | 1471.9591 | 435.2862 | 0 | 0 | 0 | 2121.724 | 1179.1502 | 142.4773 | 292.8089 | 12947.8165 | 7190.7453 | 891.8633 | 104.2249 | 39.8988 | 2.0803 | 12814.3107 | 7121.5656 | 860.5021 | 29.2809 | 0.000741 | 0.0002838 | 1.46e-05 | 0.0075054 | 0.0042888 | 0.0007506 | 0.0004506 | 5000000 | scaled
118-14F | 0 | 0 | 0 | 0 | 0% | 0% | 0% | 0 | 0 | 0 | 0 | 0 | 0 | 0 | 0 | 118 | 0 | 0 | 0 | 0 | 0 | 0 | 0 | 0 | 0 | 0 | 0 | 0 | 0 | 0 | 0 | 0 | 0 | 0 |  | 382 | 118-14F | 0 | 0 | 0 | 0 | 0 | 0 | 0 | 0 | 0 | 0 | 0 | 0 | 0 | 0 | 0 | 0 | 0 | 0 | 0 | 0 | 0 | 0 | 0 | 0 | 0 | 0 | 0 | 0 | 0 | 0 | 0 | 0 | 0 | 0 | 0 | 0 | 0 | 0 | 0 | 0 | 0 | 0 | 0 | 0 | 0 | 0 | 0 | 5000000 | scaled
118-16F | 0 | 0 | 0 | 0 | 0% | 0% | 0% | 0 | 0 | 0 | 0 | 0 | 0 | 0 | 0 | 118 | 0 | 0 | 0 | 0 | 0 | 0 | 0 | 0 | 0 | 0 | 0 | 0 | 0 | 0 | 0 | 0 | 0 | 0 |  | 383 | 118-16F | 0 | 0 | 0 | 0 | 0 | 0 | 0 | 0 | 0 | 0 | 0 | 0 | 0 | 0 | 0 | 0 | 0 | 0 | 0 | 0 | 0 | 0 | 0 | 0 | 0 | 0 | 0 | 0 | 0 | 0 | 0 | 0 | 0 | 0 | 0 | 0 | 0 | 0 | 0 | 0 | 0 | 0 | 0 | 0 | 0 | 0 | 0 | 5000000 | scaled
118-17 | 0 | 0 | 0 | 0 | 0% | 0% | 0% | 0 | 0 | 0 | 0 | 0 | 0 | 0 | 0 | 118 | 0 | 0 | 0 | 0 | 0 | 0 | 0 | 0 | 0 | 0 | 0 | 0 | 0 | 0 | 0 | 0 | 0 | 0 |  | 384 | 118-17 | 0 | 0 | 0 | 0 | 0 | 0 | 0 | 0 | 0 | 0 | 0 | 0 | 0 | 0 | 0 | 0 | 0 | 0 | 0 | 0 | 0 | 0 | 0 | 0 | 0 | 0 | 0 | 0 | 0 | 0 | 0 | 0 | 0 | 0 | 0 | 0 | 0 | 0 | 0 | 0 | 0 | 0 | 0 | 0 | 0 | 0 | 0 | 5000000 | scaled
1180-9 | 4069.7193 | 2332.5264 | 0 | 1737.1929 | 57.31% | 0% | 42.69% | 1219.5276 | 2318.5923 | 196.1634 | 430.249 | 593.1153 | 406.4189 | 683.2248 | 1228.9485 | 1180 | 0.00751 | 0.0043996 | 0.0025696 | 541906.703 | 407.7261 | 854.9668 | 2807.0265 | 54291.0909 | 113843.7788 | 373771.8333 | 647829.7383 | 104204.6623 | 228554.1253 | 315070.9506 | 681478.4728 | 119454.2672 | 200812.8029 | 361211.4028 |  | 385 | 1180-9 | 4069.7193 | 2850.1917 | 1751.1271 | 2332.5264 | 1112.9988 | 13.9342 | 0 | 0 | 0 | 1737.1929 | 407.7261 | 211.5627 | 1.3072 | 1228.9485 | 210.2555 | 0 | 0 | 0 | 0 | 1.3072 | 2807.0265 | 2213.9112 | 1578.0779 | 1228.9485 | 635.8332 | 0 | 0 | 0 | 0 | 1578.0779 | 854.9668 | 424.7178 | 171.742 | 697.159 | 266.91 | 13.9342 | 0 | 0 | 0 | 157.8078 | 0.005041 | 0.0019306 | 0.0001006 | 0 | 0 | 0 | 0.002469 | 5000000 | scaled
1181-301 | 0 | 0 | 0 | 0 | 0% | 0% | 0% | 0 | 0 | 0 | 0 | 0 | 0 | 0 | 0 | 1181 | 0 | 0 | 0 | 0 | 0 | 0 | 0 | 0 | 0 | 0 | 0 | 0 | 0 | 0 | 0 | 0 | 0 | 0 |  | 386 | 1181-301 | 0 | 0 | 0 | 0 | 0 | 0 | 0 | 0 | 0 | 0 | 0 | 0 | 0 | 0 | 0 | 0 | 0 | 0 | 0 | 0 | 0 | 0 | 0 | 0 | 0 | 0 | 0 | 0 | 0 | 0 | 0 | 0 | 0 | 0 | 0 | 0 | 0 | 0 | 0 | 0 | 0 | 0 | 0 | 0 | 0 | 0 | 0 | 5000000 | scaled
1181-303F | 0 | 0 | 0 | 0 | 0% | 0% | 0% | 0 | 0 | 0 | 0 | 0 | 0 | 0 | 0 | 1181 | 0 | 0 | 0 | 0 | 0 | 0 | 0 | 0 | 0 | 0 | 0 | 0 | 0 | 0 | 0 | 0 | 0 | 0 |  | 387 | 1181-303F | 0 | 0 | 0 | 0 | 0 | 0 | 0 | 0 | 0 | 0 | 0 | 0 | 0 | 0 | 0 | 0 | 0 | 0 | 0 | 0 | 0 | 0 | 0 | 0 | 0 | 0 | 0 | 0 | 0 | 0 | 0 | 0 | 0 | 0 | 0 | 0 | 0 | 0 | 0 | 0 | 0 | 0 | 0 | 0 | 0 | 0 | 0 | 5000000 | scaled
1181-304F | 0 | 0 | 0 | 0 | 0% | 0% | 0% | 0 | 0 | 0 | 0 | 0 | 0 | 0 | 0 | 1181 | 0 | 0 | 0 | 0 | 0 | 0 | 0 | 0 | 0 | 0 | 0 | 0 | 0 | 0 | 0 | 0 | 0 | 0 |  | 388 | 1181-304F | 0 | 0 | 0 | 0 | 0 | 0 | 0 | 0 | 0 | 0 | 0 | 0 | 0 | 0 | 0 | 0 | 0 | 0 | 0 | 0 | 0 | 0 | 0 | 0 | 0 | 0 | 0 | 0 | 0 | 0 | 0 | 0 | 0 | 0 | 0 | 0 | 0 | 0 | 0 | 0 | 0 | 0 | 0 | 0 | 0 | 0 | 0 | 5000000 | scaled
118-11 | 0 | 0 | 0 | 0 | 0% | 0% | 0% | 0 | 0 | 0 | 0 | 0 | 0 | 0 | 0 | 118 | 0 | 0 | 0 | 0 | 0 | 0 | 0 | 0 | 0 | 0 | 0 | 0 | 0 | 0 | 0 | 0 | 0 | 0 |  | 389 | 118-11 | 0 | 0 | 0 | 0 | 0 | 0 | 0 | 0 | 0 | 0 | 0 | 0 | 0 | 0 | 0 | 0 | 0 | 0 | 0 | 0 | 0 | 0 | 0 | 0 | 0 | 0 | 0 | 0 | 0 | 0 | 0 | 0 | 0 | 0 | 0 | 0 | 0 | 0 | 0 | 0 | 0 | 0 | 0 | 0 | 0 | 0 | 0 | 5000000 | scaled
118-12F | 0 | 0 | 0 | 0 | 0% | 0% | 0% | 0 | 0 | 0 | 0 | 0 | 0 | 0 | 0 | 118 | 0 | 0 | 0 | 0 | 0 | 0 | 0 | 0 | 0 | 0 | 0 | 0 | 0 | 0 | 0 | 0 | 0 | 0 |  | 390 | 118-12F | 0 | 0 | 0 | 0 | 0 | 0 | 0 | 0 | 0 | 0 | 0 | 0 | 0 | 0 | 0 | 0 | 0 | 0 | 0 | 0 | 0 | 0 | 0 | 0 | 0 | 0 | 0 | 0 | 0 | 0 | 0 | 0 | 0 | 0 | 0 | 0 | 0 | 0 | 0 | 0 | 0 | 0 | 0 | 0 | 0 | 0 | 0 | 5000000 | scaled
118-13 | 0 | 0 | 0 | 0 | 0% | 0% | 0% | 0 | 0 | 0 | 0 | 0 | 0 | 0 | 0 | 118 | 0 | 0 | 0 | 0 | 0 | 0 | 0 | 0 | 0 | 0 | 0 | 0 | 0 | 0 | 0 | 0 | 0 | 0 |  | 391 | 118-13 | 0 | 0 | 0 | 0 | 0 | 0 | 0 | 0 | 0 | 0 | 0 | 0 | 0 | 0 | 0 | 0 | 0 | 0 | 0 | 0 | 0 | 0 | 0 | 0 | 0 | 0 | 0 | 0 | 0 | 0 | 0 | 0 | 0 | 0 | 0 | 0 | 0 | 0 | 0 | 0 | 0 | 0 | 0 | 0 | 0 | 0 | 0 | 5000000 | scaled
118-18F | 0 | 0 | 0 | 0 | 0% | 0% | 0% | 0 | 0 | 0 | 0 | 0 | 0 | 0 | 0 | 118 | 0 | 0 | 0 | 0 | 0 | 0 | 0 | 0 | 0 | 0 | 0 | 0 | 0 | 0 | 0 | 0 | 0 | 0 |  | 392 | 118-18F | 0 | 0 | 0 | 0 | 0 | 0 | 0 | 0 | 0 | 0 | 0 | 0 | 0 | 0 | 0 | 0 | 0 | 0 | 0 | 0 | 0 | 0 | 0 | 0 | 0 | 0 | 0 | 0 | 0 | 0 | 0 | 0 | 0 | 0 | 0 | 0 | 0 | 0 | 0 | 0 | 0 | 0 | 0 | 0 | 0 | 0 | 0 | 5000000 | scaled
1180-1107 | 0 | 0 | 0 | 0 | 0% | 0% | 0% | 0 | 0 | 0 | 0 | 0 | 0 | 0 | 0 | 1180 | 0 | 0 | 0 | 0 | 0 | 0 | 0 | 0 | 0 | 0 | 0 | 0 | 0 | 0 | 0 | 0 | 0 | 0 |  | 393 | 1180-1107 | 0 | 0 | 0 | 0 | 0 | 0 | 0 | 0 | 0 | 0 | 0 | 0 | 0 | 0 | 0 | 0 | 0 | 0 | 0 | 0 | 0 | 0 | 0 | 0 | 0 | 0 | 0 | 0 | 0 | 0 | 0 | 0 | 0 | 0 | 0 | 0 | 0 | 0 | 0 | 0 | 0 | 0 | 0 | 0 | 0 | 0 | 0 | 5000000 | scaled
1180-375 | 0 | 0 | 0 | 0 | 0% | 0% | 0% | 0 | 0 | 0 | 0 | 0 | 0 | 0 | 0 | 1180 | 0 | 0 | 0 | 0 | 0 | 0 | 0 | 0 | 0 | 0 | 0 | 0 | 0 | 0 | 0 | 0 | 0 | 0 |  | 394 | 1180-375 | 0 | 0 | 0 | 0 | 0 | 0 | 0 | 0 | 0 | 0 | 0 | 0 | 0 | 0 | 0 | 0 | 0 | 0 | 0 | 0 | 0 | 0 | 0 | 0 | 0 | 0 | 0 | 0 | 0 | 0 | 0 | 0 | 0 | 0 | 0 | 0 | 0 | 0 | 0 | 0 | 0 | 0 | 0 | 0 | 0 | 0 | 0 | 5000000 | scaled
119-30 | 0 | 0 | 0 | 0 | 0% | 0% | 0% | 0 | 0 | 0 | 0 | 0 | 0 | 0 | 0 | 119 | 0 | 0 | 0 | 0 | 0 | 0 | 0 | 0 | 0 | 0 | 0 | 0 | 0 | 0 | 0 | 0 | 0 | 0 |  | 395 | 119-30 | 0 | 0 | 0 | 0 | 0 | 0 | 0 | 0 | 0 | 0 | 0 | 0 | 0 | 0 | 0 | 0 | 0 | 0 | 0 | 0 | 0 | 0 | 0 | 0 | 0 | 0 | 0 | 0 | 0 | 0 | 0 | 0 | 0 | 0 | 0 | 0 | 0 | 0 | 0 | 0 | 0 | 0 | 0 | 0 | 0 | 0 | 0 | 5000000 | scaled
119-31 | 0 | 0 | 0 | 0 | 0% | 0% | 0% | 0 | 0 | 0 | 0 | 0 | 0 | 0 | 0 | 119 | 0 | 0 | 0 | 0 | 0 | 0 | 0 | 0 | 0 | 0 | 0 | 0 | 0 | 0 | 0 | 0 | 0 | 0 |  | 396 | 119-31 | 0 | 0 | 0 | 0 | 0 | 0 | 0 | 0 | 0 | 0 | 0 | 0 | 0 | 0 | 0 | 0 | 0 | 0 | 0 | 0 | 0 | 0 | 0 | 0 | 0 | 0 | 0 | 0 | 0 | 0 | 0 | 0 | 0 | 0 | 0 | 0 | 0 | 0 | 0 | 0 | 0 | 0 | 0 | 0 | 0 | 0 | 0 | 5000000 | scaled
119-32 | 0 | 0 | 0 | 0 | 0% | 0% | 0% | 0 | 0 | 0 | 0 | 0 | 0 | 0 | 0 | 119 | 0 | 0 | 0 | 0 | 0 | 0 | 0 | 0 | 0 | 0 | 0 | 0 | 0 | 0 | 0 | 0 | 0 | 0 |  | 397 | 119-32 | 0 | 0 | 0 | 0 | 0 | 0 | 0 | 0 | 0 | 0 | 0 | 0 | 0 | 0 | 0 | 0 | 0 | 0 | 0 | 0 | 0 | 0 | 0 | 0 | 0 | 0 | 0 | 0 | 0 | 0 | 0 | 0 | 0 | 0 | 0 | 0 | 0 | 0 | 0 | 0 | 0 | 0 | 0 | 0 | 0 | 0 | 0 | 5000000 | scaled
119-36 | 0 | 0 | 0 | 0 | 0% | 0% | 0% | 0 | 0 | 0 | 0 | 0 | 0 | 0 | 0 | 119 | 0 | 0 | 0 | 0 | 0 | 0 | 0 | 0 | 0 | 0 | 0 | 0 | 0 | 0 | 0 | 0 | 0 | 0 |  | 398 | 119-36 | 0 | 0 | 0 | 0 | 0 | 0 | 0 | 0 | 0 | 0 | 0 | 0 | 0 | 0 | 0 | 0 | 0 | 0 | 0 | 0 | 0 | 0 | 0 | 0 | 0 | 0 | 0 | 0 | 0 | 0 | 0 | 0 | 0 | 0 | 0 | 0 | 0 | 0 | 0 | 0 | 0 | 0 | 0 | 0 | 0 | 0 | 0 | 5000000 | scaled
119-37 | 0 | 0 | 0 | 0 | 0% | 0% | 0% | 0 | 0 | 0 | 0 | 0 | 0 | 0 | 0 | 119 | 0 | 0 | 0 | 0 | 0 | 0 | 0 | 0 | 0 | 0 | 0 | 0 | 0 | 0 | 0 | 0 | 0 | 0 |  | 399 | 119-37 | 0 | 0 | 0 | 0 | 0 | 0 | 0 | 0 | 0 | 0 | 0 | 0 | 0 | 0 | 0 | 0 | 0 | 0 | 0 | 0 | 0 | 0 | 0 | 0 | 0 | 0 | 0 | 0 | 0 | 0 | 0 | 0 | 0 | 0 | 0 | 0 | 0 | 0 | 0 | 0 | 0 | 0 | 0 | 0 | 0 | 0 | 0 | 5000000 | scaled
119-38 | 0 | 0 | 0 | 0 | 0% | 0% | 0% | 0 | 0 | 0 | 0 | 0 | 0 | 0 | 0 | 119 | 0 | 0 | 0 | 0 | 0 | 0 | 0 | 0 | 0 | 0 | 0 | 0 | 0 | 0 | 0 | 0 | 0 | 0 |  | 400 | 119-38 | 0 | 0 | 0 | 0 | 0 | 0 | 0 | 0 | 0 | 0 | 0 | 0 | 0 | 0 | 0 | 0 | 0 | 0 | 0 | 0 | 0 | 0 | 0 | 0 | 0 | 0 | 0 | 0 | 0 | 0 | 0 | 0 | 0 | 0 | 0 | 0 | 0 | 0 | 0 | 0 | 0 | 0 | 0 | 0 | 0 | 0 | 0 | 5000000 | scaled
119-40 | 0 | 0 | 0 | 0 | 0% | 0% | 0% | 0 | 0 | 0 | 0 | 0 | 0 | 0 | 0 | 119 | 0 | 0 | 0 | 0 | 0 | 0 | 0 | 0 | 0 | 0 | 0 | 0 | 0 | 0 | 0 | 0 | 0 | 0 |  | 401 | 119-40 | 0 | 0 | 0 | 0 | 0 | 0 | 0 | 0 | 0 | 0 | 0 | 0 | 0 | 0 | 0 | 0 | 0 | 0 | 0 | 0 | 0 | 0 | 0 | 0 | 0 | 0 | 0 | 0 | 0 | 0 | 0 | 0 | 0 | 0 | 0 | 0 | 0 | 0 | 0 | 0 | 0 | 0 | 0 | 0 | 0 | 0 | 0 | 5000000 | scaled
119-40F | 0 | 0 | 0 | 0 | 0% | 0% | 0% | 0 | 0 | 0 | 0 | 0 | 0 | 0 | 0 | 119 | 0 | 0 | 0 | 0 | 0 | 0 | 0 | 0 | 0 | 0 | 0 | 0 | 0 | 0 | 0 | 0 | 0 | 0 |  | 402 | 119-40F | 0 | 0 | 0 | 0 | 0 | 0 | 0 | 0 | 0 | 0 | 0 | 0 | 0 | 0 | 0 | 0 | 0 | 0 | 0 | 0 | 0 | 0 | 0 | 0 | 0 | 0 | 0 | 0 | 0 | 0 | 0 | 0 | 0 | 0 | 0 | 0 | 0 | 0 | 0 | 0 | 0 | 0 | 0 | 0 | 0 | 0 | 0 | 5000000 | scaled
119-41 | 0 | 0 | 0 | 0 | 0% | 0% | 0% | 0 | 0 | 0 | 0 | 0 | 0 | 0 | 0 | 119 | 0 | 0 | 0 | 0 | 0 | 0 | 0 | 0 | 0 | 0 | 0 | 0 | 0 | 0 | 0 | 0 | 0 | 0 |  | 403 | 119-41 | 0 | 0 | 0 | 0 | 0 | 0 | 0 | 0 | 0 | 0 | 0 | 0 | 0 | 0 | 0 | 0 | 0 | 0 | 0 | 0 | 0 | 0 | 0 | 0 | 0 | 0 | 0 | 0 | 0 | 0 | 0 | 0 | 0 | 0 | 0 | 0 | 0 | 0 | 0 | 0 | 0 | 0 | 0 | 0 | 0 | 0 | 0 | 5000000 | scaled
119-41F | 0 | 0 | 0 | 0 | 0% | 0% | 0% | 0 | 0 | 0 | 0 | 0 | 0 | 0 | 0 | 119 | 0 | 0 | 0 | 0 | 0 | 0 | 0 | 0 | 0 | 0 | 0 | 0 | 0 | 0 | 0 | 0 | 0 | 0 |  | 404 | 119-41F | 0 | 0 | 0 | 0 | 0 | 0 | 0 | 0 | 0 | 0 | 0 | 0 | 0 | 0 | 0 | 0 | 0 | 0 | 0 | 0 | 0 | 0 | 0 | 0 | 0 | 0 | 0 | 0 | 0 | 0 | 0 | 0 | 0 | 0 | 0 | 0 | 0 | 0 | 0 | 0 | 0 | 0 | 0 | 0 | 0 | 0 | 0 | 5000000 | scaled
1201-281F | 0 | 0 | 0 | 0 | 0% | 0% | 0% | 0 | 0 | 0 | 0 | 0 | 0 | 0 | 0 | 1201 | 0 | 0 | 0 | 0 | 0 | 0 | 0 | 0 | 0 | 0 | 0 | 0 | 0 | 0 | 0 | 0 | 0 | 0 |  | 405 | 1201-281F | 0 | 0 | 0 | 0 | 0 | 0 | 0 | 0 | 0 | 0 | 0 | 0 | 0 | 0 | 0 | 0 | 0 | 0 | 0 | 0 | 0 | 0 | 0 | 0 | 0 | 0 | 0 | 0 | 0 | 0 | 0 | 0 | 0 | 0 | 0 | 0 | 0 | 0 | 0 | 0 | 0 | 0 | 0 | 0 | 0 | 0 | 0 | 5000000 | scaled
1202-23 | 0 | 0 | 0 | 0 | 0% | 0% | 0% | 0 | 0 | 0 | 0 | 0 | 0 | 0 | 0 | 1202 | 0 | 0 | 0 | 0 | 0 | 0 | 0 | 0 | 0 | 0 | 0 | 0 | 0 | 0 | 0 | 0 | 0 | 0 |  | 406 | 1202-23 | 0 | 0 | 0 | 0 | 0 | 0 | 0 | 0 | 0 | 0 | 0 | 0 | 0 | 0 | 0 | 0 | 0 | 0 | 0 | 0 | 0 | 0 | 0 | 0 | 0 | 0 | 0 | 0 | 0 | 0 | 0 | 0 | 0 | 0 | 0 | 0 | 0 | 0 | 0 | 0 | 0 | 0 | 0 | 0 | 0 | 0 | 0 | 5000000 | scaled
1202-25 | 0 | 0 | 0 | 0 | 0% | 0% | 0% | 0 | 0 | 0 | 0 | 0 | 0 | 0 | 0 | 1202 | 0 | 0 | 0 | 0 | 0 | 0 | 0 | 0 | 0 | 0 | 0 | 0 | 0 | 0 | 0 | 0 | 0 | 0 |  | 407 | 1202-25 | 0 | 0 | 0 | 0 | 0 | 0 | 0 | 0 | 0 | 0 | 0 | 0 | 0 | 0 | 0 | 0 | 0 | 0 | 0 | 0 | 0 | 0 | 0 | 0 | 0 | 0 | 0 | 0 | 0 | 0 | 0 | 0 | 0 | 0 | 0 | 0 | 0 | 0 | 0 | 0 | 0 | 0 | 0 | 0 | 0 | 0 | 0 | 5000000 | scaled
1202-7AE | 0 | 0 | 0 | 0 | 0% | 0% | 0% | 0 | 0 | 0 | 0 | 0 | 0 | 0 | 0 | 1202 | 0 | 0 | 0 | 0 | 0 | 0 | 0 | 0 | 0 | 0 | 0 | 0 | 0 | 0 | 0 | 0 | 0 | 0 |  | 408 | 1202-7AE | 0 | 0 | 0 | 0 | 0 | 0 | 0 | 0 | 0 | 0 | 0 | 0 | 0 | 0 | 0 | 0 | 0 | 0 | 0 | 0 | 0 | 0 | 0 | 0 | 0 | 0 | 0 | 0 | 0 | 0 | 0 | 0 | 0 | 0 | 0 | 0 | 0 | 0 | 0 | 0 | 0 | 0 | 0 | 0 | 0 | 0 | 0 | 5000000 | scaled
1202-8 | 0 | 0 | 0 | 0 | 0% | 0% | 0% | 0 | 0 | 0 | 0 | 0 | 0 | 0 | 0 | 1202 | 0 | 0 | 0 | 0 | 0 | 0 | 0 | 0 | 0 | 0 | 0 | 0 | 0 | 0 | 0 | 0 | 0 | 0 |  | 409 | 1202-8 | 0 | 0 | 0 | 0 | 0 | 0 | 0 | 0 | 0 | 0 | 0 | 0 | 0 | 0 | 0 | 0 | 0 | 0 | 0 | 0 | 0 | 0 | 0 | 0 | 0 | 0 | 0 | 0 | 0 | 0 | 0 | 0 | 0 | 0 | 0 | 0 | 0 | 0 | 0 | 0 | 0 | 0 | 0 | 0 | 0 | 0 | 0 | 5000000 | scaled
1202-9 | 73442.0912 | 71121.2834 | 0 | 2320.8078 | 96.84% | 0% | 3.16% | 43380.9431 | 69866.8932 | 10467.5612 | 3502.6313 | 29410.7506 | 16884.9166 | 5566.6237 | 47415.3529 | 1202 | 0.01182 | 0.0065544 | 0.003342 | 6213480.0231 | 17184.0027 | 5892.3264 | 50365.762 | 1453831.9373 | 498513.2106 | 4261134.8752 | 4586407.3155 | 1106672.5561 | 370312.2291 | 3109422.5302 | 1069777.9637 | 258536.0654 | 85234.2378 | 726007.6605 |  | 410 | 1202-9 | 73442.0912 | 30061.1481 | 3575.198 | 71121.2834 | 27740.3403 | 1254.3901 | 0 | 0 | 0 | 2320.8078 | 17184.0027 | 6716.4416 | 299.0862 | 48257.5243 | 6714.6952 | 297.3398 | 0 | 0 | 0 | 1.7463 | 50365.762 | 20955.0114 | 2950.4091 | 48257.5243 | 18846.7737 | 842.1714 | 0 | 0 | 0 | 2108.2377 | 5892.3264 | 2389.6952 | 325.7027 | 5681.5027 | 2178.8714 | 114.879 | 0 | 0 | 0 | 210.8238 | 0.0086548 | 0.0033894 | 0.000177 | 0 | 0 | 0 | 0.003165 | 5000000 | scaled
120-270 | 0 | 0 | 0 | 0 | 0% | 0% | 0% | 0 | 0 | 0 | 0 | 0 | 0 | 0 | 0 | 120 | 0 | 0 | 0 | 0 | 0 | 0 | 0 | 0 | 0 | 0 | 0 | 0 | 0 | 0 | 0 | 0 | 0 | 0 |  | 411 | 120-270 | 0 | 0 | 0 | 0 | 0 | 0 | 0 | 0 | 0 | 0 | 0 | 0 | 0 | 0 | 0 | 0 | 0 | 0 | 0 | 0 | 0 | 0 | 0 | 0 | 0 | 0 | 0 | 0 | 0 | 0 | 0 | 0 | 0 | 0 | 0 | 0 | 0 | 0 | 0 | 0 | 0 | 0 | 0 | 0 | 0 | 0 | 0 | 5000000 | scaled
120-360F | 24545.7737 | 285.6246 | 23418.1827 | 841.9664 | 1.164% | 95.41% | 3.43% | 10572.6875 | 22123.4682 | 10.6756 | 9374.2357 | 1187.7762 | 22.5326 | 19605.0104 | 2495.9253 | 120 | 0.010414 | 0.0061206 | 0.0019528 | 2357088.1991 | 24.7639 | 21080.435 | 3440.5747 | 2378.0383 | 2024317.7183 | 330392.4425 | 2282960.1897 | 2305.1777 | 2024178.5216 | 256476.4904 | 1240426.7878 | 1263.3647 | 1099220.9609 | 139942.4622 |  | 412 | 120-360F | 24545.7737 | 13973.0861 | 2422.3054 | 285.6246 | 110.1522 | 5.586 | 23418.1827 | 13020.9676 | 1574.753 | 841.9664 | 24.7639 | 14.0884 | 2.2314 | 1.8963 | 0.24318 | 0 | 23.7611 | 13.2116 | 1.5978 | 0.63355 | 3440.5747 | 2252.7985 | 944.6494 | 1.8963 | 1.2485 | 0 | 2673.8304 | 1486.702 | 179.8014 | 764.848 | 21080.435 | 11706.1992 | 1475.4246 | 283.359 | 108.6605 | 5.586 | 20720.5912 | 11521.054 | 1393.3538 | 76.4848 | 0.001772 | 0.0006792 | 3.52e-05 | 0.0074712 | 0.004271 | 0.0007472 | 0.0011704 | 5000000 | scaled
120-367F | 8156.3086 | 0 | 8123.3567 | 32.9519 | 0% | 99.6% | 0.404% | 3612.4295 | 7578.083 | 5.6754 | 3300.9351 | 305.819 | 11.9057 | 6924.6362 | 641.5411 | 120 | 0.0075852 | 0.004344 | 0.0007998 | 1075292.4898 | 12.7871 | 7425.8852 | 717.6363 | 1685.802 | 978996.6239 | 94610.064 | 1046012.6842 | 1643.3576 | 955816.5736 | 88552.753 | 722962.7425 | 1135.824 | 660622.7456 | 61204.1729 |  | 413 | 120-367F | 8156.3086 | 4543.8791 | 578.2256 | 0 | 0 | 0 | 8123.3567 | 4510.9272 | 545.2737 | 32.9519 | 12.7871 | 7.1118 | 0.88146 | 0 | 0 | 0 | 12.7623 | 7.087 | 0.85666 | 0.024795 | 717.6363 | 411.8172 | 76.0952 | 0 | 0 | 0 | 687.7026 | 381.8835 | 46.1615 | 29.9337 | 7425.8852 | 4124.9501 | 501.249 | 0 | 0 | 0 | 7422.8918 | 4121.9567 | 498.2556 | 2.9934 | 4.58e-05 | 1.76e-05 | 1e-06 | 0.0074896 | 0.0042766 | 0.000749 | 4.98e-05 | 5000000 | scaled
120-368F | 30116.209 | 299.5447 | 28777.2168 | 1039.4475 | 0.9946% | 95.55% | 3.451% | 12939.879 | 27110.303 | 25.0553 | 11786.8038 | 1128.0199 | 46.9116 | 24721.0457 | 2342.3456 | 120 | 0.011459 | 0.006686 | 0.0022334 | 2628170.7848 | 54.1833 | 26590.3871 | 3471.6386 | 4728.4499 | 2320480.5931 | 302961.7417 | 2568999.4078 | 4974.3252 | 2340075.3573 | 223949.7253 | 1345887.9136 | 2328.9225 | 1227273.5087 | 116285.4825 |  | 414 | 120-368F | 30116.209 | 17176.33 | 3005.9061 | 299.5447 | 123.5797 | 28.4431 | 28777.2168 | 16013.3028 | 1938.0155 | 1039.4475 | 54.1833 | 29.128 | 7.2717 | 82.7955 | 7.6293 | 3.9823 | 37.2293 | 20.7165 | 2.5072 | 0.78215 | 3471.6386 | 2343.6187 | 1129.293 | 82.7955 | 39.0601 | 20.4188 | 2444.6018 | 1360.3174 | 164.6329 | 944.2412 | 26590.3871 | 14803.5833 | 1869.3414 | 200.5774 | 76.8904 | 4.0419 | 26295.3856 | 14632.2688 | 1770.8754 | 94.4241 | 0.0025592 | 0.0009808 | 5.12e-05 | 0.007464 | 0.0042694 | 0.0007464 | 0.0014358 | 5000000 | scaled
120-844 | 0 | 0 | 0 | 0 | 0% | 0% | 0% | 0 | 0 | 0 | 0 | 0 | 0 | 0 | 0 | 120 | 0 | 0 | 0 | 0 | 0 | 0 | 0 | 0 | 0 | 0 | 0 | 0 | 0 | 0 | 0 | 0 | 0 | 0 |  | 415 | 120-844 | 0 | 0 | 0 | 0 | 0 | 0 | 0 | 0 | 0 | 0 | 0 | 0 | 0 | 0 | 0 | 0 | 0 | 0 | 0 | 0 | 0 | 0 | 0 | 0 | 0 | 0 | 0 | 0 | 0 | 0 | 0 | 0 | 0 | 0 | 0 | 0 | 0 | 0 | 0 | 0 | 0 | 0 | 0 | 0 | 0 | 0 | 0 | 5000000 | scaled
120-846F | 0 | 0 | 0 | 0 | 0% | 0% | 0% | 0 | 0 | 0 | 0 | 0 | 0 | 0 | 0 | 120 | 0 | 0 | 0 | 0 | 0 | 0 | 0 | 0 | 0 | 0 | 0 | 0 | 0 | 0 | 0 | 0 | 0 | 0 |  | 416 | 120-846F | 0 | 0 | 0 | 0 | 0 | 0 | 0 | 0 | 0 | 0 | 0 | 0 | 0 | 0 | 0 | 0 | 0 | 0 | 0 | 0 | 0 | 0 | 0 | 0 | 0 | 0 | 0 | 0 | 0 | 0 | 0 | 0 | 0 | 0 | 0 | 0 | 0 | 0 | 0 | 0 | 0 | 0 | 0 | 0 | 0 | 0 | 0 | 5000000 | scaled
1201-279 | 0 | 0 | 0 | 0 | 0% | 0% | 0% | 0 | 0 | 0 | 0 | 0 | 0 | 0 | 0 | 1201 | 0 | 0 | 0 | 0 | 0 | 0 | 0 | 0 | 0 | 0 | 0 | 0 | 0 | 0 | 0 | 0 | 0 | 0 |  | 417 | 1201-279 | 0 | 0 | 0 | 0 | 0 | 0 | 0 | 0 | 0 | 0 | 0 | 0 | 0 | 0 | 0 | 0 | 0 | 0 | 0 | 0 | 0 | 0 | 0 | 0 | 0 | 0 | 0 | 0 | 0 | 0 | 0 | 0 | 0 | 0 | 0 | 0 | 0 | 0 | 0 | 0 | 0 | 0 | 0 | 0 | 0 | 0 | 0 | 5000000 | scaled
1201-282F | 70653.4269 | 69709.0498 | 0 | 944.3771 | 98.66% | 0% | 1.337% | 38782.4421 | 68680.3565 | 9578.777 | 1663.8312 | 27539.8339 | 16990.3715 | 2832.5224 | 48857.4626 | 1201 | 0.0070442 | 0.003751 | 0.0014606 | 10030014.3226 | 17239.0479 | 2982.345 | 50432.034 | 2447268.381 | 423375.963 | 7159369.9786 | 8496663.5075 | 2098569.3796 | 364520.9721 | 6033573.1558 | 1350862.9564 | 334180.9018 | 55712.4303 | 960969.6243 |  | 418 | 1201-282F | 70653.4269 | 31870.9848 | 1973.0704 | 69709.0498 | 30926.6078 | 1028.6934 | 0 | 0 | 0 | 944.3771 | 17239.0479 | 7660.2709 | 248.6764 | 49574.1554 | 7659.5603 | 247.9658 | 0 | 0 | 0 | 0.71061 | 50432.034 | 22892.2001 | 1574.5714 | 49574.1554 | 22034.3215 | 716.6928 | 0 | 0 | 0 | 857.8786 | 2982.345 | 1318.5138 | 149.8226 | 2896.5571 | 1232.7259 | 64.0347 | 0 | 0 | 0 | 85.7879 | 0.0057104 | 0.0024172 | 0.0001268 | 0 | 0 | 0 | 0.0013338 | 5000000 | scaled
1201-9 | 0 | 0 | 0 | 0 | 0% | 0% | 0% | 0 | 0 | 0 | 0 | 0 | 0 | 0 | 0 | 1201 | 0 | 0 | 0 | 0 | 0 | 0 | 0 | 0 | 0 | 0 | 0 | 0 | 0 | 0 | 0 | 0 | 0 | 0 |  | 419 | 1201-9 | 0 | 0 | 0 | 0 | 0 | 0 | 0 | 0 | 0 | 0 | 0 | 0 | 0 | 0 | 0 | 0 | 0 | 0 | 0 | 0 | 0 | 0 | 0 | 0 | 0 | 0 | 0 | 0 | 0 | 0 | 0 | 0 | 0 | 0 | 0 | 0 | 0 | 0 | 0 | 0 | 0 | 0 | 0 | 0 | 0 | 0 | 0 | 5000000 | scaled
1202-22 | 0 | 0 | 0 | 0 | 0% | 0% | 0% | 0 | 0 | 0 | 0 | 0 | 0 | 0 | 0 | 1202 | 0 | 0 | 0 | 0 | 0 | 0 | 0 | 0 | 0 | 0 | 0 | 0 | 0 | 0 | 0 | 0 | 0 | 0 |  | 420 | 1202-22 | 0 | 0 | 0 | 0 | 0 | 0 | 0 | 0 | 0 | 0 | 0 | 0 | 0 | 0 | 0 | 0 | 0 | 0 | 0 | 0 | 0 | 0 | 0 | 0 | 0 | 0 | 0 | 0 | 0 | 0 | 0 | 0 | 0 | 0 | 0 | 0 | 0 | 0 | 0 | 0 | 0 | 0 | 0 | 0 | 0 | 0 | 0 | 5000000 | scaled
121-171 | 0 | 0 | 0 | 0 | 0% | 0% | 0% | 0 | 0 | 0 | 0 | 0 | 0 | 0 | 0 | 121 | 0 | 0 | 0 | 0 | 0 | 0 | 0 | 0 | 0 | 0 | 0 | 0 | 0 | 0 | 0 | 0 | 0 | 0 |  | 421 | 121-171 | 0 | 0 | 0 | 0 | 0 | 0 | 0 | 0 | 0 | 0 | 0 | 0 | 0 | 0 | 0 | 0 | 0 | 0 | 0 | 0 | 0 | 0 | 0 | 0 | 0 | 0 | 0 | 0 | 0 | 0 | 0 | 0 | 0 | 0 | 0 | 0 | 0 | 0 | 0 | 0 | 0 | 0 | 0 | 0 | 0 | 0 | 0 | 5000000 | scaled
121-172 | 0 | 0 | 0 | 0 | 0% | 0% | 0% | 0 | 0 | 0 | 0 | 0 | 0 | 0 | 0 | 121 | 0 | 0 | 0 | 0 | 0 | 0 | 0 | 0 | 0 | 0 | 0 | 0 | 0 | 0 | 0 | 0 | 0 | 0 |  | 422 | 121-172 | 0 | 0 | 0 | 0 | 0 | 0 | 0 | 0 | 0 | 0 | 0 | 0 | 0 | 0 | 0 | 0 | 0 | 0 | 0 | 0 | 0 | 0 | 0 | 0 | 0 | 0 | 0 | 0 | 0 | 0 | 0 | 0 | 0 | 0 | 0 | 0 | 0 | 0 | 0 | 0 | 0 | 0 | 0 | 0 | 0 | 0 | 0 | 5000000 | scaled
121-173 | 0 | 0 | 0 | 0 | 0% | 0% | 0% | 0 | 0 | 0 | 0 | 0 | 0 | 0 | 0 | 121 | 0 | 0 | 0 | 0 | 0 | 0 | 0 | 0 | 0 | 0 | 0 | 0 | 0 | 0 | 0 | 0 | 0 | 0 |  | 423 | 121-173 | 0 | 0 | 0 | 0 | 0 | 0 | 0 | 0 | 0 | 0 | 0 | 0 | 0 | 0 | 0 | 0 | 0 | 0 | 0 | 0 | 0 | 0 | 0 | 0 | 0 | 0 | 0 | 0 | 0 | 0 | 0 | 0 | 0 | 0 | 0 | 0 | 0 | 0 | 0 | 0 | 0 | 0 | 0 | 0 | 0 | 0 | 0 | 5000000 | scaled
121-174F | 0 | 0 | 0 | 0 | 0% | 0% | 0% | 0 | 0 | 0 | 0 | 0 | 0 | 0 | 0 | 121 | 0 | 0 | 0 | 0 | 0 | 0 | 0 | 0 | 0 | 0 | 0 | 0 | 0 | 0 | 0 | 0 | 0 | 0 |  | 424 | 121-174F | 0 | 0 | 0 | 0 | 0 | 0 | 0 | 0 | 0 | 0 | 0 | 0 | 0 | 0 | 0 | 0 | 0 | 0 | 0 | 0 | 0 | 0 | 0 | 0 | 0 | 0 | 0 | 0 | 0 | 0 | 0 | 0 | 0 | 0 | 0 | 0 | 0 | 0 | 0 | 0 | 0 | 0 | 0 | 0 | 0 | 0 | 0 | 5000000 | scaled
121-187F | 0 | 0 | 0 | 0 | 0% | 0% | 0% | 0 | 0 | 0 | 0 | 0 | 0 | 0 | 0 | 121 | 0 | 0 | 0 | 0 | 0 | 0 | 0 | 0 | 0 | 0 | 0 | 0 | 0 | 0 | 0 | 0 | 0 | 0 |  | 425 | 121-187F | 0 | 0 | 0 | 0 | 0 | 0 | 0 | 0 | 0 | 0 | 0 | 0 | 0 | 0 | 0 | 0 | 0 | 0 | 0 | 0 | 0 | 0 | 0 | 0 | 0 | 0 | 0 | 0 | 0 | 0 | 0 | 0 | 0 | 0 | 0 | 0 | 0 | 0 | 0 | 0 | 0 | 0 | 0 | 0 | 0 | 0 | 0 | 5000000 | scaled
121-188F | 0 | 0 | 0 | 0 | 0% | 0% | 0% | 0 | 0 | 0 | 0 | 0 | 0 | 0 | 0 | 121 | 0 | 0 | 0 | 0 | 0 | 0 | 0 | 0 | 0 | 0 | 0 | 0 | 0 | 0 | 0 | 0 | 0 | 0 |  | 426 | 121-188F | 0 | 0 | 0 | 0 | 0 | 0 | 0 | 0 | 0 | 0 | 0 | 0 | 0 | 0 | 0 | 0 | 0 | 0 | 0 | 0 | 0 | 0 | 0 | 0 | 0 | 0 | 0 | 0 | 0 | 0 | 0 | 0 | 0 | 0 | 0 | 0 | 0 | 0 | 0 | 0 | 0 | 0 | 0 | 0 | 0 | 0 | 0 | 5000000 | scaled
121-189 | 0 | 0 | 0 | 0 | 0% | 0% | 0% | 0 | 0 | 0 | 0 | 0 | 0 | 0 | 0 | 121 | 0 | 0 | 0 | 0 | 0 | 0 | 0 | 0 | 0 | 0 | 0 | 0 | 0 | 0 | 0 | 0 | 0 | 0 |  | 427 | 121-189 | 0 | 0 | 0 | 0 | 0 | 0 | 0 | 0 | 0 | 0 | 0 | 0 | 0 | 0 | 0 | 0 | 0 | 0 | 0 | 0 | 0 | 0 | 0 | 0 | 0 | 0 | 0 | 0 | 0 | 0 | 0 | 0 | 0 | 0 | 0 | 0 | 0 | 0 | 0 | 0 | 0 | 0 | 0 | 0 | 0 | 0 | 0 | 5000000 | scaled
121-194 | 0 | 0 | 0 | 0 | 0% | 0% | 0% | 0 | 0 | 0 | 0 | 0 | 0 | 0 | 0 | 121 | 0 | 0 | 0 | 0 | 0 | 0 | 0 | 0 | 0 | 0 | 0 | 0 | 0 | 0 | 0 | 0 | 0 | 0 |  | 428 | 121-194 | 0 | 0 | 0 | 0 | 0 | 0 | 0 | 0 | 0 | 0 | 0 | 0 | 0 | 0 | 0 | 0 | 0 | 0 | 0 | 0 | 0 | 0 | 0 | 0 | 0 | 0 | 0 | 0 | 0 | 0 | 0 | 0 | 0 | 0 | 0 | 0 | 0 | 0 | 0 | 0 | 0 | 0 | 0 | 0 | 0 | 0 | 0 | 5000000 | scaled
121-195F | 0 | 0 | 0 | 0 | 0% | 0% | 0% | 0 | 0 | 0 | 0 | 0 | 0 | 0 | 0 | 121 | 0 | 0 | 0 | 0 | 0 | 0 | 0 | 0 | 0 | 0 | 0 | 0 | 0 | 0 | 0 | 0 | 0 | 0 |  | 429 | 121-195F | 0 | 0 | 0 | 0 | 0 | 0 | 0 | 0 | 0 | 0 | 0 | 0 | 0 | 0 | 0 | 0 | 0 | 0 | 0 | 0 | 0 | 0 | 0 | 0 | 0 | 0 | 0 | 0 | 0 | 0 | 0 | 0 | 0 | 0 | 0 | 0 | 0 | 0 | 0 | 0 | 0 | 0 | 0 | 0 | 0 | 0 | 0 | 5000000 | scaled
121-196F | 0 | 0 | 0 | 0 | 0% | 0% | 0% | 0 | 0 | 0 | 0 | 0 | 0 | 0 | 0 | 121 | 0 | 0 | 0 | 0 | 0 | 0 | 0 | 0 | 0 | 0 | 0 | 0 | 0 | 0 | 0 | 0 | 0 | 0 |  | 430 | 121-196F | 0 | 0 | 0 | 0 | 0 | 0 | 0 | 0 | 0 | 0 | 0 | 0 | 0 | 0 | 0 | 0 | 0 | 0 | 0 | 0 | 0 | 0 | 0 | 0 | 0 | 0 | 0 | 0 | 0 | 0 | 0 | 0 | 0 | 0 | 0 | 0 | 0 | 0 | 0 | 0 | 0 | 0 | 0 | 0 | 0 | 0 | 0 | 5000000 | scaled
1215-10R | 157887.7895 | 123932.8324 | 33535.8543 | 419.1029 | 78.49% | 21.24% | 0.2654% | 90006.8102 | 154176.4021 | 11150.3515 | 11370.8156 | 67485.6431 | 18388.2041 | 23692.4338 | 112095.7643 | 1215 | 0.66566 | 0.37809 | 0.066956 | 237191.5513 | 18431.2285 | 26308.6916 | 113147.8694 | 27688.8523 | 39523.0017 | 169979.6973 | 179537.8933 | 22241.7682 | 22681.5313 | 134614.5938 | 55430.244 | 6611.0159 | 8518.0181 | 40301.2101 |  | 431 | 1215-10R | 157887.7895 | 67880.9794 | 3711.3874 | 123932.8324 | 48439.8492 | 0.18952 | 33535.8543 | 19022.0273 | 3292.095 | 419.1029 | 18431.2285 | 7280.877 | 43.0244 | 105927.8578 | 7033.7849 | 0 | 435.0677 | 246.7768 | 42.709 | 0.31536 | 113147.8694 | 45662.2263 | 1052.1052 | 105927.8578 | 41402.1618 | 0 | 6839.2957 | 3879.3486 | 671.3892 | 380.716 | 26308.6916 | 14937.876 | 2616.2578 | 9.1292 | 3.9025 | 0.18952 | 26261.4908 | 14895.9019 | 2577.9967 | 38.0716 | 0.0017822 | 0.0007042 | 3.66e-05 | 0.66328 | 0.37679 | 0.066328 | 0.0005912 | 5000000 | scaled
1215-12R | 6147283.8671 | 6017063.678 | 125737.3971 | 4482.792 | 97.88% | 2.045% | 0.07292% | 2559792.1427 | 5948790.6131 | 363018.5205 | 49966.7523 | 2146806.8699 | 845393.6754 | 104381.2318 | 4999015.7059 | 1215 | 0.69907 | 0.40051 | 0.072784 | 8793521.9427 | 871738.0804 | 116055.4535 | 5159490.3332 | 1246997.5527 | 166014.1615 | 7380510.2285 | 8957246.1215 | 1270277.4495 | 174844.0785 | 7512124.5935 | 2727170.0497 | 387563.1976 | 47852.6456 | 2291754.2065 |  | 432 | 1215-12R | 6147283.8671 | 3587491.7244 | 198493.254 | 6017063.678 | 3511730.8848 | 181671.0179 | 125737.3971 | 71278.0476 | 12339.4441 | 4482.792 | 871738.0804 | 508719.5599 | 26344.405 | 5144210.5616 | 508613.9932 | 26323.3404 | 180.2737 | 102.1936 | 17.6915 | 3.3732 | 5159490.3332 | 3012683.4633 | 160474.6274 | 5144210.5616 | 3002257.9127 | 155302.555 | 11207.5727 | 6353.3517 | 1099.8734 | 4072.199 | 116055.4535 | 66088.7012 | 11674.2216 | 1298.6828 | 858.9789 | 45.1224 | 114349.5507 | 64822.5024 | 11221.8793 | 407.2199 | 0.040774 | 0.024028 | 0.0012542 | 0.65196 | 0.37015 | 0.065196 | 0.0063332 | 5000000 | scaled
1215-28R | 2215155.9721 | 2097533.216 | 115761.7845 | 1860.9717 | 94.69% | 5.226% | 0.08401% | 886540.8467 | 2148924.4837 | 121184.1939 | 43914.8819 | 721441.771 | 296113.6588 | 91773.4542 | 1761037.3707 | 1215 | 0.66756 | 0.38068 | 0.068142 | 3318297.3946 | 303834.8906 | 101764.1926 | 1809556.8889 | 455143.8086 | 152442.4734 | 2710711.1126 | 3490110.133 | 477074.6714 | 172882.9243 | 2840152.5372 | 971957.0845 | 133932.0068 | 41509.071 | 796516.0068 |  | 433 | 1215-28R | 2215155.9721 | 1328615.1254 | 66231.4884 | 2097533.216 | 1261131.2516 | 53010.4268 | 115761.7845 | 65622.9022 | 11360.09 | 1860.9717 | 303834.8906 | 182650.6967 | 7721.2318 | 1792205.9752 | 182253.4113 | 7651.2992 | 698.3592 | 395.885 | 68.5323 | 1.4003 | 1809556.8889 | 1088115.118 | 48519.5182 | 1792205.9752 | 1077547.0529 | 45292.1921 | 15660.3943 | 8877.5456 | 1536.8067 | 1690.5194 | 101764.1926 | 57849.3108 | 9990.7384 | 2192.1097 | 1330.7873 | 66.9355 | 99403.0309 | 56349.4715 | 9754.751 | 169.0519 | 0.01425 | 0.008627 | 0.0004506 | 0.65068 | 0.36943 | 0.065068 | 0.0026234 | 5000000 | scaled
1215-3 | 9511.9634 | 0 | 9511.9634 | 0 | 0% | 100% | 0% | 84.1452 | 175.7366 | 1.0916 | 65.893 | 17.1605 | 2.2799 | 137.617 | 35.8397 | 1215 | 0.65837 | 0.65837 | 0.65837 | 14447.8087 | 123.4007 | 7448.6947 | 1939.868 | 187.4345 | 11313.8909 | 2946.4834 | 14319.9999 | 185.7764 | 11213.8054 | 2920.418 | 14180.8808 | 183.9716 | 11104.8631 | 2892.0461 |  | 434 | 1215-3 | 9511.9634 | 9427.8182 | 9336.2268 | 0 | 0 | 0 | 9511.9634 | 9427.8182 | 9336.2268 | 0 | 123.4007 | 122.3091 | 121.1209 | 0 | 0 | 0 | 123.4007 | 122.3091 | 121.1209 | 0 | 1939.868 | 1922.7074 | 1904.0283 | 0 | 0 | 0 | 1939.868 | 1922.7074 | 1904.0283 | 0 | 7448.6947 | 7382.8017 | 7311.0776 | 0 | 0 | 0 | 7448.6947 | 7382.8017 | 7311.0776 | 0 | 0 | 0 | 0 | 0.65837 | 0.65837 | 0.65837 | 0 | 5000000 | scaled
1215-32R | 8696504.1653 | 8389974.3077 | 299792.8752 | 6736.9824 | 96.48% | 3.447% | 0.07747% | 4540413.4641 | 8465495.7242 | 639262.9733 | 115499.9461 | 3785650.5447 | 1187918.838 | 240465.6212 | 7037111.265 | 1215 | 0.68132 | 0.38571 | 0.072366 | 12764157.9348 | 1216187.0322 | 267072.2897 | 7213244.8434 | 1785039.4896 | 391991.175 | 10587127.2702 | 10775208.8004 | 1517084.7479 | 274101.9173 | 8984022.1352 | 3192223.4344 | 447948.056 | 90676.3191 | 2653599.0593 |  | 435 | 1215-32R | 8696504.1653 | 4156090.7011 | 231008.4411 | 8389974.3077 | 3979425.2004 | 194883.8088 | 299792.8752 | 169928.5183 | 29387.6498 | 6736.9824 | 1216187.0322 | 576924.0589 | 28268.1942 | 7173263.1993 | 576214.2152 | 28141.2403 | 1243.3834 | 704.7743 | 121.8845 | 5.0694 | 7213244.8434 | 3427594.2987 | 176133.5784 | 7173263.1993 | 3402280.8848 | 166694.3108 | 33861.7231 | 19193.493 | 3319.3466 | 6119.921 | 267072.2897 | 151572.3436 | 26606.6685 | 1772.529 | 930.1004 | 48.2578 | 264687.7686 | 150030.2511 | 25946.4187 | 611.9921 | 0.056995 | 0.027168 | 0.0014178 | 0.61487 | 0.34908 | 0.061487 | 0.0094616 | 5000000 | scaled
1215-4 | 0 | 0 | 0 | 0 | 0% | 0% | 0% | 0 | 0 | 0 | 0 | 0 | 0 | 0 | 0 | 1215 | 0 | 0 | 0 | 0 | 0 | 0 | 0 | 0 | 0 | 0 | 0 | 0 | 0 | 0 | 0 | 0 | 0 | 0 |  | 436 | 1215-4 | 0 | 0 | 0 | 0 | 0 | 0 | 0 | 0 | 0 | 0 | 0 | 0 | 0 | 0 | 0 | 0 | 0 | 0 | 0 | 0 | 0 | 0 | 0 | 0 | 0 | 0 | 0 | 0 | 0 | 0 | 0 | 0 | 0 | 0 | 0 | 0 | 0 | 0 | 0 | 0 | 0 | 0 | 0 | 0 | 0 | 0 | 0 | 5000000 | scaled
1219-1 | 0 | 0 | 0 | 0 | 0% | 0% | 0% | 0 | 0 | 0 | 0 | 0 | 0 | 0 | 0 | 1219 | 0 | 0 | 0 | 0 | 0 | 0 | 0 | 0 | 0 | 0 | 0 | 0 | 0 | 0 | 0 | 0 | 0 | 0 |  | 437 | 1219-1 | 0 | 0 | 0 | 0 | 0 | 0 | 0 | 0 | 0 | 0 | 0 | 0 | 0 | 0 | 0 | 0 | 0 | 0 | 0 | 0 | 0 | 0 | 0 | 0 | 0 | 0 | 0 | 0 | 0 | 0 | 0 | 0 | 0 | 0 | 0 | 0 | 0 | 0 | 0 | 0 | 0 | 0 | 0 | 0 | 0 | 0 | 0 | 5000000 | scaled
1219-2F | 0 | 0 | 0 | 0 | 0% | 0% | 0% | 0 | 0 | 0 | 0 | 0 | 0 | 0 | 0 | 1219 | 0 | 0 | 0 | 0 | 0 | 0 | 0 | 0 | 0 | 0 | 0 | 0 | 0 | 0 | 0 | 0 | 0 | 0 |  | 438 | 1219-2F | 0 | 0 | 0 | 0 | 0 | 0 | 0 | 0 | 0 | 0 | 0 | 0 | 0 | 0 | 0 | 0 | 0 | 0 | 0 | 0 | 0 | 0 | 0 | 0 | 0 | 0 | 0 | 0 | 0 | 0 | 0 | 0 | 0 | 0 | 0 | 0 | 0 | 0 | 0 | 0 | 0 | 0 | 0 | 0 | 0 | 0 | 0 | 5000000 | scaled
1219-4F | 0 | 0 | 0 | 0 | 0% | 0% | 0% | 0 | 0 | 0 | 0 | 0 | 0 | 0 | 0 | 1219 | 0 | 0 | 0 | 0 | 0 | 0 | 0 | 0 | 0 | 0 | 0 | 0 | 0 | 0 | 0 | 0 | 0 | 0 |  | 439 | 1219-4F | 0 | 0 | 0 | 0 | 0 | 0 | 0 | 0 | 0 | 0 | 0 | 0 | 0 | 0 | 0 | 0 | 0 | 0 | 0 | 0 | 0 | 0 | 0 | 0 | 0 | 0 | 0 | 0 | 0 | 0 | 0 | 0 | 0 | 0 | 0 | 0 | 0 | 0 | 0 | 0 | 0 | 0 | 0 | 0 | 0 | 0 | 0 | 5000000 | scaled
1219-5 | 0 | 0 | 0 | 0 | 0% | 0% | 0% | 0 | 0 | 0 | 0 | 0 | 0 | 0 | 0 | 1219 | 0 | 0 | 0 | 0 | 0 | 0 | 0 | 0 | 0 | 0 | 0 | 0 | 0 | 0 | 0 | 0 | 0 | 0 |  | 440 | 1219-5 | 0 | 0 | 0 | 0 | 0 | 0 | 0 | 0 | 0 | 0 | 0 | 0 | 0 | 0 | 0 | 0 | 0 | 0 | 0 | 0 | 0 | 0 | 0 | 0 | 0 | 0 | 0 | 0 | 0 | 0 | 0 | 0 | 0 | 0 | 0 | 0 | 0 | 0 | 0 | 0 | 0 | 0 | 0 | 0 | 0 | 0 | 0 | 5000000 | scaled
1221-5F | 0 | 0 | 0 | 0 | 0% | 0% | 0% | 0 | 0 | 0 | 0 | 0 | 0 | 0 | 0 | 1221 | 0 | 0 | 0 | 0 | 0 | 0 | 0 | 0 | 0 | 0 | 0 | 0 | 0 | 0 | 0 | 0 | 0 | 0 |  | 441 | 1221-5F | 0 | 0 | 0 | 0 | 0 | 0 | 0 | 0 | 0 | 0 | 0 | 0 | 0 | 0 | 0 | 0 | 0 | 0 | 0 | 0 | 0 | 0 | 0 | 0 | 0 | 0 | 0 | 0 | 0 | 0 | 0 | 0 | 0 | 0 | 0 | 0 | 0 | 0 | 0 | 0 | 0 | 0 | 0 | 0 | 0 | 0 | 0 | 5000000 | scaled
1221-6F | 0 | 0 | 0 | 0 | 0% | 0% | 0% | 0 | 0 | 0 | 0 | 0 | 0 | 0 | 0 | 1221 | 0 | 0 | 0 | 0 | 0 | 0 | 0 | 0 | 0 | 0 | 0 | 0 | 0 | 0 | 0 | 0 | 0 | 0 |  | 442 | 1221-6F | 0 | 0 | 0 | 0 | 0 | 0 | 0 | 0 | 0 | 0 | 0 | 0 | 0 | 0 | 0 | 0 | 0 | 0 | 0 | 0 | 0 | 0 | 0 | 0 | 0 | 0 | 0 | 0 | 0 | 0 | 0 | 0 | 0 | 0 | 0 | 0 | 0 | 0 | 0 | 0 | 0 | 0 | 0 | 0 | 0 | 0 | 0 | 5000000 | scaled
1221-7 | 0 | 0 | 0 | 0 | 0% | 0% | 0% | 0 | 0 | 0 | 0 | 0 | 0 | 0 | 0 | 1221 | 0 | 0 | 0 | 0 | 0 | 0 | 0 | 0 | 0 | 0 | 0 | 0 | 0 | 0 | 0 | 0 | 0 | 0 |  | 443 | 1221-7 | 0 | 0 | 0 | 0 | 0 | 0 | 0 | 0 | 0 | 0 | 0 | 0 | 0 | 0 | 0 | 0 | 0 | 0 | 0 | 0 | 0 | 0 | 0 | 0 | 0 | 0 | 0 | 0 | 0 | 0 | 0 | 0 | 0 | 0 | 0 | 0 | 0 | 0 | 0 | 0 | 0 | 0 | 0 | 0 | 0 | 0 | 0 | 5000000 | scaled
122-196 | 868.4323 | 722.659 | 0 | 145.7733 | 83.21% | 0% | 16.79% | 443.6498 | 712.2917 | 20.4334 | 317.7532 | 105.4633 | 33.6231 | 505.1397 | 173.5288 | 122 | 0.0004458 | 0.0002998 | 0.0002138 | 1948031.1294 | 33.7328 | 528.7492 | 305.9503 | 75668.0294 | 1186068.2331 | 686294.8669 | 1416886.0614 | 65258.3196 | 1014809.3835 | 336818.3584 | 730311.6231 | 34473.7351 | 517919.0584 | 177918.8296 |  | 444 | 122-196 | 868.4323 | 424.7824 | 156.1406 | 722.659 | 279.0092 | 10.3673 | 0 | 0 | 0 | 145.7733 | 33.7328 | 13.2994 | 0.10969 | 173.5288 | 13.1897 | 0 | 0 | 0 | 0 | 0.10969 | 305.9503 | 200.487 | 132.4215 | 173.5288 | 68.0655 | 0 | 0 | 0 | 0 | 132.4215 | 528.7492 | 210.9961 | 23.6095 | 515.5071 | 197.7539 | 10.3673 | 0 | 0 | 0 | 13.2421 | 0.0002368 | 9.08e-05 | 4.8e-06 | 0 | 0 | 0 | 0.000209 | 5000000 | scaled
122-203 | 0 | 0 | 0 | 0 | 0% | 0% | 0% | 0 | 0 | 0 | 0 | 0 | 0 | 0 | 0 | 122 | 0 | 0 | 0 | 0 | 0 | 0 | 0 | 0 | 0 | 0 | 0 | 0 | 0 | 0 | 0 | 0 | 0 | 0 |  | 445 | 122-203 | 0 | 0 | 0 | 0 | 0 | 0 | 0 | 0 | 0 | 0 | 0 | 0 | 0 | 0 | 0 | 0 | 0 | 0 | 0 | 0 | 0 | 0 | 0 | 0 | 0 | 0 | 0 | 0 | 0 | 0 | 0 | 0 | 0 | 0 | 0 | 0 | 0 | 0 | 0 | 0 | 0 | 0 | 0 | 0 | 0 | 0 | 0 | 5000000 | scaled
122-204 | 0 | 0 | 0 | 0 | 0% | 0% | 0% | 0 | 0 | 0 | 0 | 0 | 0 | 0 | 0 | 122 | 0 | 0 | 0 | 0 | 0 | 0 | 0 | 0 | 0 | 0 | 0 | 0 | 0 | 0 | 0 | 0 | 0 | 0 |  | 446 | 122-204 | 0 | 0 | 0 | 0 | 0 | 0 | 0 | 0 | 0 | 0 | 0 | 0 | 0 | 0 | 0 | 0 | 0 | 0 | 0 | 0 | 0 | 0 | 0 | 0 | 0 | 0 | 0 | 0 | 0 | 0 | 0 | 0 | 0 | 0 | 0 | 0 | 0 | 0 | 0 | 0 | 0 | 0 | 0 | 0 | 0 | 0 | 0 | 5000000 | scaled
1221-1192 | 0 | 0 | 0 | 0 | 0% | 0% | 0% | 0 | 0 | 0 | 0 | 0 | 0 | 0 | 0 | 1221 | 0 | 0 | 0 | 0 | 0 | 0 | 0 | 0 | 0 | 0 | 0 | 0 | 0 | 0 | 0 | 0 | 0 | 0 |  | 447 | 1221-1192 | 0 | 0 | 0 | 0 | 0 | 0 | 0 | 0 | 0 | 0 | 0 | 0 | 0 | 0 | 0 | 0 | 0 | 0 | 0 | 0 | 0 | 0 | 0 | 0 | 0 | 0 | 0 | 0 | 0 | 0 | 0 | 0 | 0 | 0 | 0 | 0 | 0 | 0 | 0 | 0 | 0 | 0 | 0 | 0 | 0 | 0 | 0 | 5000000 | scaled
1221-1193 | 0 | 0 | 0 | 0 | 0% | 0% | 0% | 0 | 0 | 0 | 0 | 0 | 0 | 0 | 0 | 1221 | 0 | 0 | 0 | 0 | 0 | 0 | 0 | 0 | 0 | 0 | 0 | 0 | 0 | 0 | 0 | 0 | 0 | 0 |  | 448 | 1221-1193 | 0 | 0 | 0 | 0 | 0 | 0 | 0 | 0 | 0 | 0 | 0 | 0 | 0 | 0 | 0 | 0 | 0 | 0 | 0 | 0 | 0 | 0 | 0 | 0 | 0 | 0 | 0 | 0 | 0 | 0 | 0 | 0 | 0 | 0 | 0 | 0 | 0 | 0 | 0 | 0 | 0 | 0 | 0 | 0 | 0 | 0 | 0 | 5000000 | scaled
1221-1197 | 0 | 0 | 0 | 0 | 0% | 0% | 0% | 0 | 0 | 0 | 0 | 0 | 0 | 0 | 0 | 1221 | 0 | 0 | 0 | 0 | 0 | 0 | 0 | 0 | 0 | 0 | 0 | 0 | 0 | 0 | 0 | 0 | 0 | 0 |  | 449 | 1221-1197 | 0 | 0 | 0 | 0 | 0 | 0 | 0 | 0 | 0 | 0 | 0 | 0 | 0 | 0 | 0 | 0 | 0 | 0 | 0 | 0 | 0 | 0 | 0 | 0 | 0 | 0 | 0 | 0 | 0 | 0 | 0 | 0 | 0 | 0 | 0 | 0 | 0 | 0 | 0 | 0 | 0 | 0 | 0 | 0 | 0 | 0 | 0 | 5000000 | scaled
1221-2094F | 0 | 0 | 0 | 0 | 0% | 0% | 0% | 0 | 0 | 0 | 0 | 0 | 0 | 0 | 0 | 1221 | 0 | 0 | 0 | 0 | 0 | 0 | 0 | 0 | 0 | 0 | 0 | 0 | 0 | 0 | 0 | 0 | 0 | 0 |  | 450 | 1221-2094F | 0 | 0 | 0 | 0 | 0 | 0 | 0 | 0 | 0 | 0 | 0 | 0 | 0 | 0 | 0 | 0 | 0 | 0 | 0 | 0 | 0 | 0 | 0 | 0 | 0 | 0 | 0 | 0 | 0 | 0 | 0 | 0 | 0 | 0 | 0 | 0 | 0 | 0 | 0 | 0 | 0 | 0 | 0 | 0 | 0 | 0 | 0 | 5000000 | scaled
1221-2095F | 19642.0615 | 19394.3438 | 0 | 247.7177 | 98.74% | 0% | 1.261% | 10795.7946 | 18279.0342 | 4001.2109 | 1.2252 | 6793.3586 | 6776.0078 | 1.9463 | 11501.08 | 1221 | 0.0016714 | 0.0008538 | 0.0003728 | 11751861.623 | 7189.7375 | 24.49 | 12427.834 | 4301625.8774 | 14652.407 | 7435583.3387 | 10361052.7849 | 3840083.8859 | 1175.8835 | 6519793.0156 | 3656189.1808 | 1355343.3008 | 389.3043 | 2300456.5757 |  | 451 | 1221-2095F | 19642.0615 | 8846.2669 | 1363.0273 | 19394.3438 | 8598.5492 | 1115.3096 | 0 | 0 | 0 | 247.7177 | 7189.7375 | 3188.5266 | 413.7297 | 12202.8056 | 3188.3402 | 413.5433 | 0 | 0 | 0 | 0.1864 | 12427.834 | 5634.4754 | 926.754 | 12202.8056 | 5409.447 | 701.7255 | 0 | 0 | 0 | 225.0284 | 24.49 | 23.2648 | 22.5437 | 1.9872 | 0.76197 | 0.040871 | 0 | 0 | 0 | 22.5028 | 0.001325 | 0.0005074 | 2.64e-05 | 0 | 0 | 0 | 0.0003464 | 5000000 | scaled
1221-2096F | 0 | 0 | 0 | 0 | 0% | 0% | 0% | 0 | 0 | 0 | 0 | 0 | 0 | 0 | 0 | 1221 | 0 | 0 | 0 | 0 | 0 | 0 | 0 | 0 | 0 | 0 | 0 | 0 | 0 | 0 | 0 | 0 | 0 | 0 |  | 452 | 1221-2096F | 0 | 0 | 0 | 0 | 0 | 0 | 0 | 0 | 0 | 0 | 0 | 0 | 0 | 0 | 0 | 0 | 0 | 0 | 0 | 0 | 0 | 0 | 0 | 0 | 0 | 0 | 0 | 0 | 0 | 0 | 0 | 0 | 0 | 0 | 0 | 0 | 0 | 0 | 0 | 0 | 0 | 0 | 0 | 0 | 0 | 0 | 0 | 5000000 | scaled
1221-2097 | 0 | 0 | 0 | 0 | 0% | 0% | 0% | 0 | 0 | 0 | 0 | 0 | 0 | 0 | 0 | 1221 | 0 | 0 | 0 | 0 | 0 | 0 | 0 | 0 | 0 | 0 | 0 | 0 | 0 | 0 | 0 | 0 | 0 | 0 |  | 453 | 1221-2097 | 0 | 0 | 0 | 0 | 0 | 0 | 0 | 0 | 0 | 0 | 0 | 0 | 0 | 0 | 0 | 0 | 0 | 0 | 0 | 0 | 0 | 0 | 0 | 0 | 0 | 0 | 0 | 0 | 0 | 0 | 0 | 0 | 0 | 0 | 0 | 0 | 0 | 0 | 0 | 0 | 0 | 0 | 0 | 0 | 0 | 0 | 0 | 5000000 | scaled
1222-16AE | 0 | 0 | 0 | 0 | 0% | 0% | 0% | 0 | 0 | 0 | 0 | 0 | 0 | 0 | 0 | 1222 | 0 | 0 | 0 | 0 | 0 | 0 | 0 | 0 | 0 | 0 | 0 | 0 | 0 | 0 | 0 | 0 | 0 | 0 |  | 454 | 1222-16AE | 0 | 0 | 0 | 0 | 0 | 0 | 0 | 0 | 0 | 0 | 0 | 0 | 0 | 0 | 0 | 0 | 0 | 0 | 0 | 0 | 0 | 0 | 0 | 0 | 0 | 0 | 0 | 0 | 0 | 0 | 0 | 0 | 0 | 0 | 0 | 0 | 0 | 0 | 0 | 0 | 0 | 0 | 0 | 0 | 0 | 0 | 0 | 5000000 | scaled
1222-17AE | 0 | 0 | 0 | 0 | 0% | 0% | 0% | 0 | 0 | 0 | 0 | 0 | 0 | 0 | 0 | 1222 | 0 | 0 | 0 | 0 | 0 | 0 | 0 | 0 | 0 | 0 | 0 | 0 | 0 | 0 | 0 | 0 | 0 | 0 |  | 455 | 1222-17AE | 0 | 0 | 0 | 0 | 0 | 0 | 0 | 0 | 0 | 0 | 0 | 0 | 0 | 0 | 0 | 0 | 0 | 0 | 0 | 0 | 0 | 0 | 0 | 0 | 0 | 0 | 0 | 0 | 0 | 0 | 0 | 0 | 0 | 0 | 0 | 0 | 0 | 0 | 0 | 0 | 0 | 0 | 0 | 0 | 0 | 0 | 0 | 5000000 | scaled
1222-18 | 0 | 0 | 0 | 0 | 0% | 0% | 0% | 0 | 0 | 0 | 0 | 0 | 0 | 0 | 0 | 1222 | 0 | 0 | 0 | 0 | 0 | 0 | 0 | 0 | 0 | 0 | 0 | 0 | 0 | 0 | 0 | 0 | 0 | 0 |  | 456 | 1222-18 | 0 | 0 | 0 | 0 | 0 | 0 | 0 | 0 | 0 | 0 | 0 | 0 | 0 | 0 | 0 | 0 | 0 | 0 | 0 | 0 | 0 | 0 | 0 | 0 | 0 | 0 | 0 | 0 | 0 | 0 | 0 | 0 | 0 | 0 | 0 | 0 | 0 | 0 | 0 | 0 | 0 | 0 | 0 | 0 | 0 | 0 | 0 | 5000000 | scaled
1223-2 | 0 | 0 | 0 | 0 | 0% | 0% | 0% | 0 | 0 | 0 | 0 | 0 | 0 | 0 | 0 | 1223 | 0 | 0 | 0 | 0 | 0 | 0 | 0 | 0 | 0 | 0 | 0 | 0 | 0 | 0 | 0 | 0 | 0 | 0 |  | 457 | 1223-2 | 0 | 0 | 0 | 0 | 0 | 0 | 0 | 0 | 0 | 0 | 0 | 0 | 0 | 0 | 0 | 0 | 0 | 0 | 0 | 0 | 0 | 0 | 0 | 0 | 0 | 0 | 0 | 0 | 0 | 0 | 0 | 0 | 0 | 0 | 0 | 0 | 0 | 0 | 0 | 0 | 0 | 0 | 0 | 0 | 0 | 0 | 0 | 5000000 | scaled
1223-3 | 0 | 0 | 0 | 0 | 0% | 0% | 0% | 0 | 0 | 0 | 0 | 0 | 0 | 0 | 0 | 1223 | 0 | 0 | 0 | 0 | 0 | 0 | 0 | 0 | 0 | 0 | 0 | 0 | 0 | 0 | 0 | 0 | 0 | 0 |  | 458 | 1223-3 | 0 | 0 | 0 | 0 | 0 | 0 | 0 | 0 | 0 | 0 | 0 | 0 | 0 | 0 | 0 | 0 | 0 | 0 | 0 | 0 | 0 | 0 | 0 | 0 | 0 | 0 | 0 | 0 | 0 | 0 | 0 | 0 | 0 | 0 | 0 | 0 | 0 | 0 | 0 | 0 | 0 | 0 | 0 | 0 | 0 | 0 | 0 | 5000000 | scaled
1223-4 | 0 | 0 | 0 | 0 | 0% | 0% | 0% | 0 | 0 | 0 | 0 | 0 | 0 | 0 | 0 | 1223 | 0 | 0 | 0 | 0 | 0 | 0 | 0 | 0 | 0 | 0 | 0 | 0 | 0 | 0 | 0 | 0 | 0 | 0 |  | 459 | 1223-4 | 0 | 0 | 0 | 0 | 0 | 0 | 0 | 0 | 0 | 0 | 0 | 0 | 0 | 0 | 0 | 0 | 0 | 0 | 0 | 0 | 0 | 0 | 0 | 0 | 0 | 0 | 0 | 0 | 0 | 0 | 0 | 0 | 0 | 0 | 0 | 0 | 0 | 0 | 0 | 0 | 0 | 0 | 0 | 0 | 0 | 0 | 0 | 5000000 | scaled
1223-5AE | 0 | 0 | 0 | 0 | 0% | 0% | 0% | 0 | 0 | 0 | 0 | 0 | 0 | 0 | 0 | 1223 | 0 | 0 | 0 | 0 | 0 | 0 | 0 | 0 | 0 | 0 | 0 | 0 | 0 | 0 | 0 | 0 | 0 | 0 |  | 460 | 1223-5AE | 0 | 0 | 0 | 0 | 0 | 0 | 0 | 0 | 0 | 0 | 0 | 0 | 0 | 0 | 0 | 0 | 0 | 0 | 0 | 0 | 0 | 0 | 0 | 0 | 0 | 0 | 0 | 0 | 0 | 0 | 0 | 0 | 0 | 0 | 0 | 0 | 0 | 0 | 0 | 0 | 0 | 0 | 0 | 0 | 0 | 0 | 0 | 5000000 | scaled
1224-788 | 0 | 0 | 0 | 0 | 0% | 0% | 0% | 0 | 0 | 0 | 0 | 0 | 0 | 0 | 0 | 1224 | 0 | 0 | 0 | 0 | 0 | 0 | 0 | 0 | 0 | 0 | 0 | 0 | 0 | 0 | 0 | 0 | 0 | 0 |  | 461 | 1224-788 | 0 | 0 | 0 | 0 | 0 | 0 | 0 | 0 | 0 | 0 | 0 | 0 | 0 | 0 | 0 | 0 | 0 | 0 | 0 | 0 | 0 | 0 | 0 | 0 | 0 | 0 | 0 | 0 | 0 | 0 | 0 | 0 | 0 | 0 | 0 | 0 | 0 | 0 | 0 | 0 | 0 | 0 | 0 | 0 | 0 | 0 | 0 | 5000000 | scaled
1224-789F | 0 | 0 | 0 | 0 | 0% | 0% | 0% | 0 | 0 | 0 | 0 | 0 | 0 | 0 | 0 | 1224 | 0 | 0 | 0 | 0 | 0 | 0 | 0 | 0 | 0 | 0 | 0 | 0 | 0 | 0 | 0 | 0 | 0 | 0 |  | 462 | 1224-789F | 0 | 0 | 0 | 0 | 0 | 0 | 0 | 0 | 0 | 0 | 0 | 0 | 0 | 0 | 0 | 0 | 0 | 0 | 0 | 0 | 0 | 0 | 0 | 0 | 0 | 0 | 0 | 0 | 0 | 0 | 0 | 0 | 0 | 0 | 0 | 0 | 0 | 0 | 0 | 0 | 0 | 0 | 0 | 0 | 0 | 0 | 0 | 5000000 | scaled
1224-790F | 0 | 0 | 0 | 0 | 0% | 0% | 0% | 0 | 0 | 0 | 0 | 0 | 0 | 0 | 0 | 1224 | 0 | 0 | 0 | 0 | 0 | 0 | 0 | 0 | 0 | 0 | 0 | 0 | 0 | 0 | 0 | 0 | 0 | 0 |  | 463 | 1224-790F | 0 | 0 | 0 | 0 | 0 | 0 | 0 | 0 | 0 | 0 | 0 | 0 | 0 | 0 | 0 | 0 | 0 | 0 | 0 | 0 | 0 | 0 | 0 | 0 | 0 | 0 | 0 | 0 | 0 | 0 | 0 | 0 | 0 | 0 | 0 | 0 | 0 | 0 | 0 | 0 | 0 | 0 | 0 | 0 | 0 | 0 | 0 | 5000000 | scaled
1224-791 | 0 | 0 | 0 | 0 | 0% | 0% | 0% | 0 | 0 | 0 | 0 | 0 | 0 | 0 | 0 | 1224 | 0 | 0 | 0 | 0 | 0 | 0 | 0 | 0 | 0 | 0 | 0 | 0 | 0 | 0 | 0 | 0 | 0 | 0 |  | 464 | 1224-791 | 0 | 0 | 0 | 0 | 0 | 0 | 0 | 0 | 0 | 0 | 0 | 0 | 0 | 0 | 0 | 0 | 0 | 0 | 0 | 0 | 0 | 0 | 0 | 0 | 0 | 0 | 0 | 0 | 0 | 0 | 0 | 0 | 0 | 0 | 0 | 0 | 0 | 0 | 0 | 0 | 0 | 0 | 0 | 0 | 0 | 0 | 0 | 5000000 | scaled
1224-792F | 0 | 0 | 0 | 0 | 0% | 0% | 0% | 0 | 0 | 0 | 0 | 0 | 0 | 0 | 0 | 1224 | 0 | 0 | 0 | 0 | 0 | 0 | 0 | 0 | 0 | 0 | 0 | 0 | 0 | 0 | 0 | 0 | 0 | 0 |  | 465 | 1224-792F | 0 | 0 | 0 | 0 | 0 | 0 | 0 | 0 | 0 | 0 | 0 | 0 | 0 | 0 | 0 | 0 | 0 | 0 | 0 | 0 | 0 | 0 | 0 | 0 | 0 | 0 | 0 | 0 | 0 | 0 | 0 | 0 | 0 | 0 | 0 | 0 | 0 | 0 | 0 | 0 | 0 | 0 | 0 | 0 | 0 | 0 | 0 | 5000000 | scaled
1225-288 | 0 | 0 | 0 | 0 | 0% | 0% | 0% | 0 | 0 | 0 | 0 | 0 | 0 | 0 | 0 | 1225 | 0 | 0 | 0 | 0 | 0 | 0 | 0 | 0 | 0 | 0 | 0 | 0 | 0 | 0 | 0 | 0 | 0 | 0 |  | 466 | 1225-288 | 0 | 0 | 0 | 0 | 0 | 0 | 0 | 0 | 0 | 0 | 0 | 0 | 0 | 0 | 0 | 0 | 0 | 0 | 0 | 0 | 0 | 0 | 0 | 0 | 0 | 0 | 0 | 0 | 0 | 0 | 0 | 0 | 0 | 0 | 0 | 0 | 0 | 0 | 0 | 0 | 0 | 0 | 0 | 0 | 0 | 0 | 0 | 5000000 | scaled
1225-291F | 0 | 0 | 0 | 0 | 0% | 0% | 0% | 0 | 0 | 0 | 0 | 0 | 0 | 0 | 0 | 1225 | 0 | 0 | 0 | 0 | 0 | 0 | 0 | 0 | 0 | 0 | 0 | 0 | 0 | 0 | 0 | 0 | 0 | 0 |  | 467 | 1225-291F | 0 | 0 | 0 | 0 | 0 | 0 | 0 | 0 | 0 | 0 | 0 | 0 | 0 | 0 | 0 | 0 | 0 | 0 | 0 | 0 | 0 | 0 | 0 | 0 | 0 | 0 | 0 | 0 | 0 | 0 | 0 | 0 | 0 | 0 | 0 | 0 | 0 | 0 | 0 | 0 | 0 | 0 | 0 | 0 | 0 | 0 | 0 | 5000000 | scaled
1225-3 | 0 | 0 | 0 | 0 | 0% | 0% | 0% | 0 | 0 | 0 | 0 | 0 | 0 | 0 | 0 | 1225 | 0 | 0 | 0 | 0 | 0 | 0 | 0 | 0 | 0 | 0 | 0 | 0 | 0 | 0 | 0 | 0 | 0 | 0 |  | 468 | 1225-3 | 0 | 0 | 0 | 0 | 0 | 0 | 0 | 0 | 0 | 0 | 0 | 0 | 0 | 0 | 0 | 0 | 0 | 0 | 0 | 0 | 0 | 0 | 0 | 0 | 0 | 0 | 0 | 0 | 0 | 0 | 0 | 0 | 0 | 0 | 0 | 0 | 0 | 0 | 0 | 0 | 0 | 0 | 0 | 0 | 0 | 0 | 0 | 5000000 | scaled
1225-5 | 0 | 0 | 0 | 0 | 0% | 0% | 0% | 0 | 0 | 0 | 0 | 0 | 0 | 0 | 0 | 1225 | 0 | 0 | 0 | 0 | 0 | 0 | 0 | 0 | 0 | 0 | 0 | 0 | 0 | 0 | 0 | 0 | 0 | 0 |  | 469 | 1225-5 | 0 | 0 | 0 | 0 | 0 | 0 | 0 | 0 | 0 | 0 | 0 | 0 | 0 | 0 | 0 | 0 | 0 | 0 | 0 | 0 | 0 | 0 | 0 | 0 | 0 | 0 | 0 | 0 | 0 | 0 | 0 | 0 | 0 | 0 | 0 | 0 | 0 | 0 | 0 | 0 | 0 | 0 | 0 | 0 | 0 | 0 | 0 | 5000000 | scaled
1225-774 | 0 | 0 | 0 | 0 | 0% | 0% | 0% | 0 | 0 | 0 | 0 | 0 | 0 | 0 | 0 | 1225 | 0 | 0 | 0 | 0 | 0 | 0 | 0 | 0 | 0 | 0 | 0 | 0 | 0 | 0 | 0 | 0 | 0 | 0 |  | 470 | 1225-774 | 0 | 0 | 0 | 0 | 0 | 0 | 0 | 0 | 0 | 0 | 0 | 0 | 0 | 0 | 0 | 0 | 0 | 0 | 0 | 0 | 0 | 0 | 0 | 0 | 0 | 0 | 0 | 0 | 0 | 0 | 0 | 0 | 0 | 0 | 0 | 0 | 0 | 0 | 0 | 0 | 0 | 0 | 0 | 0 | 0 | 0 | 0 | 5000000 | scaled
1225-775F | 0 | 0 | 0 | 0 | 0% | 0% | 0% | 0 | 0 | 0 | 0 | 0 | 0 | 0 | 0 | 1225 | 0 | 0 | 0 | 0 | 0 | 0 | 0 | 0 | 0 | 0 | 0 | 0 | 0 | 0 | 0 | 0 | 0 | 0 |  | 471 | 1225-775F | 0 | 0 | 0 | 0 | 0 | 0 | 0 | 0 | 0 | 0 | 0 | 0 | 0 | 0 | 0 | 0 | 0 | 0 | 0 | 0 | 0 | 0 | 0 | 0 | 0 | 0 | 0 | 0 | 0 | 0 | 0 | 0 | 0 | 0 | 0 | 0 | 0 | 0 | 0 | 0 | 0 | 0 | 0 | 0 | 0 | 0 | 0 | 5000000 | scaled
1225-917 | 0 | 0 | 0 | 0 | 0% | 0% | 0% | 0 | 0 | 0 | 0 | 0 | 0 | 0 | 0 | 1225 | 0 | 0 | 0 | 0 | 0 | 0 | 0 | 0 | 0 | 0 | 0 | 0 | 0 | 0 | 0 | 0 | 0 | 0 |  | 472 | 1225-917 | 0 | 0 | 0 | 0 | 0 | 0 | 0 | 0 | 0 | 0 | 0 | 0 | 0 | 0 | 0 | 0 | 0 | 0 | 0 | 0 | 0 | 0 | 0 | 0 | 0 | 0 | 0 | 0 | 0 | 0 | 0 | 0 | 0 | 0 | 0 | 0 | 0 | 0 | 0 | 0 | 0 | 0 | 0 | 0 | 0 | 0 | 0 | 5000000 | scaled
1225-918F | 0 | 0 | 0 | 0 | 0% | 0% | 0% | 0 | 0 | 0 | 0 | 0 | 0 | 0 | 0 | 1225 | 0 | 0 | 0 | 0 | 0 | 0 | 0 | 0 | 0 | 0 | 0 | 0 | 0 | 0 | 0 | 0 | 0 | 0 |  | 473 | 1225-918F | 0 | 0 | 0 | 0 | 0 | 0 | 0 | 0 | 0 | 0 | 0 | 0 | 0 | 0 | 0 | 0 | 0 | 0 | 0 | 0 | 0 | 0 | 0 | 0 | 0 | 0 | 0 | 0 | 0 | 0 | 0 | 0 | 0 | 0 | 0 | 0 | 0 | 0 | 0 | 0 | 0 | 0 | 0 | 0 | 0 | 0 | 0 | 5000000 | scaled
1225-919F | 0 | 0 | 0 | 0 | 0% | 0% | 0% | 0 | 0 | 0 | 0 | 0 | 0 | 0 | 0 | 1225 | 0 | 0 | 0 | 0 | 0 | 0 | 0 | 0 | 0 | 0 | 0 | 0 | 0 | 0 | 0 | 0 | 0 | 0 |  | 474 | 1225-919F | 0 | 0 | 0 | 0 | 0 | 0 | 0 | 0 | 0 | 0 | 0 | 0 | 0 | 0 | 0 | 0 | 0 | 0 | 0 | 0 | 0 | 0 | 0 | 0 | 0 | 0 | 0 | 0 | 0 | 0 | 0 | 0 | 0 | 0 | 0 | 0 | 0 | 0 | 0 | 0 | 0 | 0 | 0 | 0 | 0 | 0 | 0 | 5000000 | scaled
1225-920F | 0 | 0 | 0 | 0 | 0% | 0% | 0% | 0 | 0 | 0 | 0 | 0 | 0 | 0 | 0 | 1225 | 0 | 0 | 0 | 0 | 0 | 0 | 0 | 0 | 0 | 0 | 0 | 0 | 0 | 0 | 0 | 0 | 0 | 0 |  | 475 | 1225-920F | 0 | 0 | 0 | 0 | 0 | 0 | 0 | 0 | 0 | 0 | 0 | 0 | 0 | 0 | 0 | 0 | 0 | 0 | 0 | 0 | 0 | 0 | 0 | 0 | 0 | 0 | 0 | 0 | 0 | 0 | 0 | 0 | 0 | 0 | 0 | 0 | 0 | 0 | 0 | 0 | 0 | 0 | 0 | 0 | 0 | 0 | 0 | 5000000 | scaled
1226-51F | 0 | 0 | 0 | 0 | 0% | 0% | 0% | 0 | 0 | 0 | 0 | 0 | 0 | 0 | 0 | 1226 | 0 | 0 | 0 | 0 | 0 | 0 | 0 | 0 | 0 | 0 | 0 | 0 | 0 | 0 | 0 | 0 | 0 | 0 |  | 476 | 1226-51F | 0 | 0 | 0 | 0 | 0 | 0 | 0 | 0 | 0 | 0 | 0 | 0 | 0 | 0 | 0 | 0 | 0 | 0 | 0 | 0 | 0 | 0 | 0 | 0 | 0 | 0 | 0 | 0 | 0 | 0 | 0 | 0 | 0 | 0 | 0 | 0 | 0 | 0 | 0 | 0 | 0 | 0 | 0 | 0 | 0 | 0 | 0 | 5000000 | scaled
1226-52F | 0 | 0 | 0 | 0 | 0% | 0% | 0% | 0 | 0 | 0 | 0 | 0 | 0 | 0 | 0 | 1226 | 0 | 0 | 0 | 0 | 0 | 0 | 0 | 0 | 0 | 0 | 0 | 0 | 0 | 0 | 0 | 0 | 0 | 0 |  | 477 | 1226-52F | 0 | 0 | 0 | 0 | 0 | 0 | 0 | 0 | 0 | 0 | 0 | 0 | 0 | 0 | 0 | 0 | 0 | 0 | 0 | 0 | 0 | 0 | 0 | 0 | 0 | 0 | 0 | 0 | 0 | 0 | 0 | 0 | 0 | 0 | 0 | 0 | 0 | 0 | 0 | 0 | 0 | 0 | 0 | 0 | 0 | 0 | 0 | 5000000 | scaled
1226-53 | 0 | 0 | 0 | 0 | 0% | 0% | 0% | 0 | 0 | 0 | 0 | 0 | 0 | 0 | 0 | 1226 | 0 | 0 | 0 | 0 | 0 | 0 | 0 | 0 | 0 | 0 | 0 | 0 | 0 | 0 | 0 | 0 | 0 | 0 |  | 478 | 1226-53 | 0 | 0 | 0 | 0 | 0 | 0 | 0 | 0 | 0 | 0 | 0 | 0 | 0 | 0 | 0 | 0 | 0 | 0 | 0 | 0 | 0 | 0 | 0 | 0 | 0 | 0 | 0 | 0 | 0 | 0 | 0 | 0 | 0 | 0 | 0 | 0 | 0 | 0 | 0 | 0 | 0 | 0 | 0 | 0 | 0 | 0 | 0 | 5000000 | scaled
123-301 | 0 | 0 | 0 | 0 | 0% | 0% | 0% | 0 | 0 | 0 | 0 | 0 | 0 | 0 | 0 | 123 | 0 | 0 | 0 | 0 | 0 | 0 | 0 | 0 | 0 | 0 | 0 | 0 | 0 | 0 | 0 | 0 | 0 | 0 |  | 479 | 123-301 | 0 | 0 | 0 | 0 | 0 | 0 | 0 | 0 | 0 | 0 | 0 | 0 | 0 | 0 | 0 | 0 | 0 | 0 | 0 | 0 | 0 | 0 | 0 | 0 | 0 | 0 | 0 | 0 | 0 | 0 | 0 | 0 | 0 | 0 | 0 | 0 | 0 | 0 | 0 | 0 | 0 | 0 | 0 | 0 | 0 | 0 | 0 | 5000000 | scaled
123-437 | 1105.2687 | 830.0048 | 0 | 275.2639 | 75.1% | 0% | 24.9% | 518.3122 | 819.7698 | 64.2315 | 122.485 | 331.5957 | 101.4566 | 194.5308 | 523.7824 | 123 | 0.0010262 | 0.000629 | 0.0003956 | 1077049.9996 | 102.7014 | 223.38 | 779.1874 | 100079.2858 | 217676.8539 | 759293.86 | 933158.2395 | 115640.9964 | 220519.4633 | 596997.7798 | 721685.7881 | 89317.5281 | 171255.4925 | 461112.7675 |  | 480 | 123-437 | 1105.2687 | 586.9565 | 285.4989 | 830.0048 | 311.6927 | 10.235 | 0 | 0 | 0 | 275.2639 | 102.7014 | 38.4699 | 1.2447 | 529.1358 | 38.2628 | 1.0376 | 0 | 0 | 0 | 0.20713 | 779.1874 | 447.5917 | 255.4049 | 529.1358 | 197.5401 | 5.3534 | 0 | 0 | 0 | 250.0516 | 223.38 | 100.8949 | 28.8492 | 198.3748 | 75.8898 | 3.8441 | 0 | 0 | 0 | 25.0052 | 0.0006432 | 0.000246 | 1.26e-05 | 0 | 0 | 0 | 0.000383 | 5000000 | scaled
123-445 | 0 | 0 | 0 | 0 | 0% | 0% | 0% | 0 | 0 | 0 | 0 | 0 | 0 | 0 | 0 | 123 | 0 | 0 | 0 | 0 | 0 | 0 | 0 | 0 | 0 | 0 | 0 | 0 | 0 | 0 | 0 | 0 | 0 | 0 |  | 481 | 123-445 | 0 | 0 | 0 | 0 | 0 | 0 | 0 | 0 | 0 | 0 | 0 | 0 | 0 | 0 | 0 | 0 | 0 | 0 | 0 | 0 | 0 | 0 | 0 | 0 | 0 | 0 | 0 | 0 | 0 | 0 | 0 | 0 | 0 | 0 | 0 | 0 | 0 | 0 | 0 | 0 | 0 | 0 | 0 | 0 | 0 | 0 | 0 | 5000000 | scaled
123-446F | 0 | 0 | 0 | 0 | 0% | 0% | 0% | 0 | 0 | 0 | 0 | 0 | 0 | 0 | 0 | 123 | 0 | 0 | 0 | 0 | 0 | 0 | 0 | 0 | 0 | 0 | 0 | 0 | 0 | 0 | 0 | 0 | 0 | 0 |  | 482 | 123-446F | 0 | 0 | 0 | 0 | 0 | 0 | 0 | 0 | 0 | 0 | 0 | 0 | 0 | 0 | 0 | 0 | 0 | 0 | 0 | 0 | 0 | 0 | 0 | 0 | 0 | 0 | 0 | 0 | 0 | 0 | 0 | 0 | 0 | 0 | 0 | 0 | 0 | 0 | 0 | 0 | 0 | 0 | 0 | 0 | 0 | 0 | 0 | 5000000 | scaled
123-447 | 0 | 0 | 0 | 0 | 0% | 0% | 0% | 0 | 0 | 0 | 0 | 0 | 0 | 0 | 0 | 123 | 0 | 0 | 0 | 0 | 0 | 0 | 0 | 0 | 0 | 0 | 0 | 0 | 0 | 0 | 0 | 0 | 0 | 0 |  | 483 | 123-447 | 0 | 0 | 0 | 0 | 0 | 0 | 0 | 0 | 0 | 0 | 0 | 0 | 0 | 0 | 0 | 0 | 0 | 0 | 0 | 0 | 0 | 0 | 0 | 0 | 0 | 0 | 0 | 0 | 0 | 0 | 0 | 0 | 0 | 0 | 0 | 0 | 0 | 0 | 0 | 0 | 0 | 0 | 0 | 0 | 0 | 0 | 0 | 5000000 | scaled
123-448F | 0 | 0 | 0 | 0 | 0% | 0% | 0% | 0 | 0 | 0 | 0 | 0 | 0 | 0 | 0 | 123 | 0 | 0 | 0 | 0 | 0 | 0 | 0 | 0 | 0 | 0 | 0 | 0 | 0 | 0 | 0 | 0 | 0 | 0 |  | 484 | 123-448F | 0 | 0 | 0 | 0 | 0 | 0 | 0 | 0 | 0 | 0 | 0 | 0 | 0 | 0 | 0 | 0 | 0 | 0 | 0 | 0 | 0 | 0 | 0 | 0 | 0 | 0 | 0 | 0 | 0 | 0 | 0 | 0 | 0 | 0 | 0 | 0 | 0 | 0 | 0 | 0 | 0 | 0 | 0 | 0 | 0 | 0 | 0 | 5000000 | scaled
123-455F | 0 | 0 | 0 | 0 | 0% | 0% | 0% | 0 | 0 | 0 | 0 | 0 | 0 | 0 | 0 | 123 | 0 | 0 | 0 | 0 | 0 | 0 | 0 | 0 | 0 | 0 | 0 | 0 | 0 | 0 | 0 | 0 | 0 | 0 |  | 485 | 123-455F | 0 | 0 | 0 | 0 | 0 | 0 | 0 | 0 | 0 | 0 | 0 | 0 | 0 | 0 | 0 | 0 | 0 | 0 | 0 | 0 | 0 | 0 | 0 | 0 | 0 | 0 | 0 | 0 | 0 | 0 | 0 | 0 | 0 | 0 | 0 | 0 | 0 | 0 | 0 | 0 | 0 | 0 | 0 | 0 | 0 | 0 | 0 | 5000000 | scaled
123-557 | 44.9854 | 11.1687 | 0 | 33.8167 | 24.83% | 0% | 75.17% | 8.3833 | 11.0573 | 0.65222 | 4.355 | 3.3761 | 0.65222 | 7.029 | 3.3761 | 123 | 6.14e-05 | 5.36e-05 | 4.88e-05 | 732661.1111 | 0.67767 | 10.2123 | 34.0954 | 11036.897 | 166324.8351 | 555299.3791 | 682875.2325 | 53127.7208 | 354743.4704 | 275004.0412 | 695248.0342 | 41009.5426 | 441961.5528 | 212276.9388 |  | 486 | 123-557 | 44.9854 | 36.6021 | 33.9281 | 11.1687 | 2.7854 | 0.11142 | 0 | 0 | 0 | 33.8167 | 0.67767 | 0.025446 | 0.025446 | 3.3761 | 0 | 0 | 0 | 0 | 0 | 0.025446 | 34.0954 | 30.7193 | 30.7193 | 3.3761 | 0 | 0 | 0 | 0 | 0 | 30.7193 | 10.2123 | 5.8574 | 3.1833 | 7.1404 | 2.7854 | 0.11142 | 0 | 0 | 0 | 3.0719 | 1.28e-05 | 5e-06 | 2e-07 | 0 | 0 | 0 | 4.86e-05 | 5000000 | scaled
1233-259R | 1558538.9319 | 1536152.4329 | 18918.3414 | 3468.1576 | 98.56% | 1.214% | 0.2225% | 767682.4937 | 1514045.83 | 125528.2751 | 9563.5805 | 632590.6381 | 247698.0426 | 19406.5621 | 1246941.2253 | 1233 | 0.12749 | 0.073032 | 0.015875 | 12225138.7752 | 254220.8124 | 21260.788 | 1283057.3316 | 1994101.4288 | 166769.0668 | 10064268.2796 | 10828902.9229 | 1770697.5433 | 134903.5383 | 8923301.8413 | 2802750.3947 | 458530.2326 | 35924.7709 | 2308295.3913 |  | 487 | 1233-259R | 1558538.9319 | 790856.4383 | 44493.102 | 1536152.4329 | 776731.3701 | 39323.6009 | 18918.3414 | 10656.9105 | 1701.3435 | 3468.1576 | 254220.8124 | 128692.5372 | 6522.7698 | 1276734.5474 | 128642.123 | 6512.5283 | 84.8635 | 47.8045 | 7.6318 | 2.6097 | 1283057.3316 | 650466.6935 | 36116.1063 | 1276734.5474 | 645529.2117 | 32680.3216 | 3172.2861 | 1786.9838 | 285.2865 | 3150.4981 | 21260.788 | 11697.2075 | 1854.2259 | 5284.5463 | 2560.0354 | 130.751 | 15661.1919 | 8822.1222 | 1408.4251 | 315.0498 | 0.016925 | 0.008096 | 0.0004222 | 0.10568 | 0.060051 | 0.010568 | 0.004885 | 5000000 | scaled
1233-264F | 833.1206 | 0 | 833.1206 | 0 | 0% | 100% | 0% | 40.3723 | 83.975 | 0.52376 | 31.615 | 8.2335 | 1.0894 | 65.7597 | 17.1258 | 1233 | 0.10565 | 0.10565 | 0.10565 | 7885.9043 | 10.8082 | 652.4059 | 169.9064 | 102.3055 | 6175.3489 | 1608.2498 | 7503.7599 | 97.3479 | 5876.0967 | 1530.3154 | 7091.0387 | 91.9935 | 5552.9001 | 1446.1451 |  | 488 | 1233-264F | 833.1206 | 792.7482 | 749.1455 | 0 | 0 | 0 | 833.1206 | 792.7482 | 749.1455 | 0 | 10.8082 | 10.2845 | 9.7188 | 0 | 0 | 0 | 10.8082 | 10.2845 | 9.7188 | 0 | 169.9064 | 161.6729 | 152.7806 | 0 | 0 | 0 | 169.9064 | 161.6729 | 152.7806 | 0 | 652.4059 | 620.7908 | 586.6461 | 0 | 0 | 0 | 652.4059 | 620.7908 | 586.6461 | 0 | 0 | 0 | 0 | 0.10565 | 0.10565 | 0.10565 | 0 | 5000000 | scaled
1233-265 | 0 | 0 | 0 | 0 | 0% | 0% | 0% | 0 | 0 | 0 | 0 | 0 | 0 | 0 | 0 | 1233 | 0 | 0 | 0 | 0 | 0 | 0 | 0 | 0 | 0 | 0 | 0 | 0 | 0 | 0 | 0 | 0 | 0 | 0 |  | 489 | 1233-265 | 0 | 0 | 0 | 0 | 0 | 0 | 0 | 0 | 0 | 0 | 0 | 0 | 0 | 0 | 0 | 0 | 0 | 0 | 0 | 0 | 0 | 0 | 0 | 0 | 0 | 0 | 0 | 0 | 0 | 0 | 0 | 0 | 0 | 0 | 0 | 0 | 0 | 0 | 0 | 0 | 0 | 0 | 0 | 0 | 0 | 0 | 0 | 5000000 | scaled
1233-585R | 3561958.681 | 3505652.5681 | 51908.639 | 4397.4739 | 98.42% | 1.457% | 0.1235% | 1825887.5032 | 3494439.7892 | 299940.6363 | 20893.7605 | 1505053.1064 | 573500.3377 | 43315.0448 | 2877624.4067 | 1233 | 0.12988 | 0.074306 | 0.017175 | 27424406.3187 | 583212.8643 | 47934.1213 | 2930811.6954 | 4490300.981 | 369056.7291 | 22565048.6085 | 23363745.9299 | 3837989.366 | 267353.0051 | 19258403.5588 | 3931230.9618 | 645185.6149 | 48729.2543 | 3237316.0925 |  | 490 | 1233-585R | 3561958.681 | 1736071.1778 | 67518.8918 | 3505652.5681 | 1702439.4032 | 58455.0954 | 51908.639 | 29234.3007 | 4666.3225 | 4397.4739 | 583212.8643 | 283272.2279 | 9712.5265 | 2921742.1213 | 283231.6474 | 9703.2684 | 66.1797 | 37.2716 | 5.9492 | 3.309 | 2930811.6954 | 1425758.589 | 53187.2887 | 2921742.1213 | 1418905.7849 | 48736.3875 | 5074.8787 | 2858.1087 | 456.2058 | 3994.6954 | 47934.1213 | 27040.3609 | 4619.0765 | 767.0713 | 301.9709 | 15.4395 | 46767.5805 | 26338.9204 | 4204.1675 | 399.4695 | 0.018499 | 0.0083388 | 0.0004346 | 0.10516 | 0.059743 | 0.010516 | 0.0062246 | 5000000 | scaled
1233-587R | 2983729.0544 | 2921127.9574 | 57541.4404 | 5059.6565 | 97.9% | 1.929% | 0.1696% | 1681955.9722 | 2907780.2323 | 271798.8514 | 23764.8181 | 1386392.3027 | 468328.0208 | 49110.192 | 2390342.0195 | 1233 | 0.13489 | 0.076923 | 0.01815 | 22120113.7417 | 479130.5095 | 54275.0197 | 2450323.5251 | 3552072.3146 | 402372.195 | 18165669.2322 | 16923066.9912 | 2734714.9665 | 239110.6638 | 13949241.3608 | 4184461.9934 | 673950.7964 | 70672.3739 | 3439838.823 |  | 491 | 1233-587R | 2983729.0544 | 1301773.0822 | 75948.8221 | 2921127.9574 | 1264292.7805 | 65716.9123 | 57541.4404 | 32420.6451 | 5172.2532 | 5059.6565 | 479130.5095 | 207331.6581 | 10802.4887 | 2440101.4282 | 207288.2287 | 10792.3604 | 70.3231 | 39.6222 | 6.3212 | 3.8072 | 2450323.5251 | 1063931.2224 | 59981.5056 | 2440101.4282 | 1056165.2047 | 54879.5838 | 5625.8703 | 3169.7911 | 505.6951 | 4596.2266 | 54275.0197 | 30510.2016 | 5164.8277 | 1970.15 | 839.347 | 44.9681 | 51845.2471 | 29211.2319 | 4660.2369 | 459.6227 | 0.022854 | 0.010172 | 0.0005316 | 0.1049 | 0.059623 | 0.01049 | 0.0071282 | 5000000 | scaled
1233-589R | 1386490.5084 | 1371477.111 | 13027.2956 | 1986.1018 | 98.92% | 0.9396% | 0.1432% | 680583.2147 | 1328484.0488 | 107527.8859 | 4882.743 | 568172.5857 | 209740.5508 | 10154.4239 | 1108589.0742 | 1233 | 0.11751 | 0.067269 | 0.013498 | 11798975.3025 | 218545.2563 | 11328.7281 | 1156616.524 | 1859810.8432 | 96406.995 | 9842757.4642 | 10493797.9417 | 1657954.3598 | 75286.1921 | 8760557.3898 | 4297284.094 | 678453.5602 | 32846.7957 | 3585983.7381 |  | 492 | 1233-589R | 1386490.5084 | 705907.2937 | 58006.4596 | 1371477.111 | 696585.7472 | 54849.4776 | 13027.2956 | 7335.4447 | 1170.8802 | 1986.1018 | 218545.2563 | 111017.3704 | 8804.7056 | 1152842.1759 | 110996.822 | 8800.1697 | 33.8385 | 19.0539 | 3.0414 | 1.4945 | 1156616.524 | 588443.9382 | 48027.4498 | 1152842.1759 | 585530.387 | 46046.1854 | 1970.1596 | 1109.3628 | 177.076 | 1804.1885 | 11328.7281 | 6445.9851 | 1174.3043 | 125.0118 | 58.5382 | 3.1226 | 11023.2975 | 6207.0281 | 990.7629 | 180.4188 | 0.0098092 | 0.0049054 | 0.000256 | 0.10495 | 0.059617 | 0.010495 | 0.002747 | 5000000 | scaled
1233-591R | 4300183.7991 | 4242541.5206 | 52712.8052 | 4929.4733 | 98.66% | 1.226% | 0.1146% | 2104007.6922 | 4209503.3161 | 358733.3467 | 20795.0095 | 1724479.336 | 718053.3149 | 43278.2018 | 3448171.7994 | 1233 | 0.13142 | 0.075584 | 0.017887 | 32721969.4978 | 731968.8452 | 47975.5676 | 3520239.3864 | 5569869.4156 | 365066.9674 | 26787033.1147 | 29056021.0584 | 4954052.0767 | 287175.8671 | 23814793.1146 | 5069573.9451 | 864763.3944 | 52120.6489 | 4152689.9019 |  | 493 | 1233-591R | 4300183.7991 | 2196176.1069 | 90680.4831 | 4242541.5206 | 2161563.9725 | 81013.4756 | 52712.8052 | 29682.661 | 4737.5342 | 4929.4733 | 731968.8452 | 373235.4984 | 13915.5303 | 3510318.6737 | 373183.5511 | 13904.1219 | 85.6649 | 48.238 | 7.6991 | 3.7093 | 3520239.3864 | 1795760.0504 | 72067.587 | 3510318.6737 | 1788217.2648 | 67100.456 | 5442.7453 | 3064.8182 | 489.1637 | 4477.9673 | 47975.5676 | 27180.5581 | 4697.3658 | 343.3759 | 163.1566 | 8.8977 | 47184.3949 | 26569.6047 | 4240.6714 | 447.7967 | 0.019856 | 0.0092212 | 0.000484 | 0.10462 | 0.059422 | 0.010462 | 0.0069414 | 5000000 | scaled
1233-617F | 1629.6715 | 0 | 1629.6715 | 0 | 0% | 100% | 0% | 79.1697 | 164.8619 | 0.051995 | 62.7703 | 16.3473 | 0.10827 | 130.7121 | 34.0414 | 1233 | 0.10458 | 0.10458 | 0.10458 | 15583.7282 | 1.0703 | 1292.0991 | 336.5021 | 10.2347 | 12355.693 | 3217.8005 | 14826.6685 | 9.7375 | 11755.4517 | 3061.4793 | 14007.2371 | 9.1993 | 11105.7585 | 2892.2793 |  | 494 | 1233-617F | 1629.6715 | 1550.5018 | 1464.8096 | 0 | 0 | 0 | 1629.6715 | 1550.5018 | 1464.8096 | 0 | 1.0703 | 1.0183 | 0.96202 | 0 | 0 | 0 | 1.0703 | 1.0183 | 0.96202 | 0 | 336.5021 | 320.1548 | 302.4607 | 0 | 0 | 0 | 336.5021 | 320.1548 | 302.4607 | 0 | 1292.0991 | 1229.3287 | 1161.3869 | 0 | 0 | 0 | 1292.0991 | 1229.3287 | 1161.3869 | 0 | 0 | 0 | 0 | 0.10458 | 0.10458 | 0.10458 | 0 | 5000000 | scaled
123-427 | 0 | 0 | 0 | 0 | 0% | 0% | 0% | 0 | 0 | 0 | 0 | 0 | 0 | 0 | 0 | 123 | 0 | 0 | 0 | 0 | 0 | 0 | 0 | 0 | 0 | 0 | 0 | 0 | 0 | 0 | 0 | 0 | 0 | 0 |  | 495 | 123-427 | 0 | 0 | 0 | 0 | 0 | 0 | 0 | 0 | 0 | 0 | 0 | 0 | 0 | 0 | 0 | 0 | 0 | 0 | 0 | 0 | 0 | 0 | 0 | 0 | 0 | 0 | 0 | 0 | 0 | 0 | 0 | 0 | 0 | 0 | 0 | 0 | 0 | 0 | 0 | 0 | 0 | 0 | 0 | 0 | 0 | 0 | 0 | 5000000 | scaled
123-428AE | 0 | 0 | 0 | 0 | 0% | 0% | 0% | 0 | 0 | 0 | 0 | 0 | 0 | 0 | 0 | 123 | 0 | 0 | 0 | 0 | 0 | 0 | 0 | 0 | 0 | 0 | 0 | 0 | 0 | 0 | 0 | 0 | 0 | 0 |  | 496 | 123-428AE | 0 | 0 | 0 | 0 | 0 | 0 | 0 | 0 | 0 | 0 | 0 | 0 | 0 | 0 | 0 | 0 | 0 | 0 | 0 | 0 | 0 | 0 | 0 | 0 | 0 | 0 | 0 | 0 | 0 | 0 | 0 | 0 | 0 | 0 | 0 | 0 | 0 | 0 | 0 | 0 | 0 | 0 | 0 | 0 | 0 | 0 | 0 | 5000000 | scaled
123-429 | 0 | 0 | 0 | 0 | 0% | 0% | 0% | 0 | 0 | 0 | 0 | 0 | 0 | 0 | 0 | 123 | 0 | 0 | 0 | 0 | 0 | 0 | 0 | 0 | 0 | 0 | 0 | 0 | 0 | 0 | 0 | 0 | 0 | 0 |  | 497 | 123-429 | 0 | 0 | 0 | 0 | 0 | 0 | 0 | 0 | 0 | 0 | 0 | 0 | 0 | 0 | 0 | 0 | 0 | 0 | 0 | 0 | 0 | 0 | 0 | 0 | 0 | 0 | 0 | 0 | 0 | 0 | 0 | 0 | 0 | 0 | 0 | 0 | 0 | 0 | 0 | 0 | 0 | 0 | 0 | 0 | 0 | 0 | 0 | 5000000 | scaled
123-429F | 0 | 0 | 0 | 0 | 0% | 0% | 0% | 0 | 0 | 0 | 0 | 0 | 0 | 0 | 0 | 123 | 0 | 0 | 0 | 0 | 0 | 0 | 0 | 0 | 0 | 0 | 0 | 0 | 0 | 0 | 0 | 0 | 0 | 0 |  | 498 | 123-429F | 0 | 0 | 0 | 0 | 0 | 0 | 0 | 0 | 0 | 0 | 0 | 0 | 0 | 0 | 0 | 0 | 0 | 0 | 0 | 0 | 0 | 0 | 0 | 0 | 0 | 0 | 0 | 0 | 0 | 0 | 0 | 0 | 0 | 0 | 0 | 0 | 0 | 0 | 0 | 0 | 0 | 0 | 0 | 0 | 0 | 0 | 0 | 5000000 | scaled
123-430 | 0 | 0 | 0 | 0 | 0% | 0% | 0% | 0 | 0 | 0 | 0 | 0 | 0 | 0 | 0 | 123 | 0 | 0 | 0 | 0 | 0 | 0 | 0 | 0 | 0 | 0 | 0 | 0 | 0 | 0 | 0 | 0 | 0 | 0 |  | 499 | 123-430 | 0 | 0 | 0 | 0 | 0 | 0 | 0 | 0 | 0 | 0 | 0 | 0 | 0 | 0 | 0 | 0 | 0 | 0 | 0 | 0 | 0 | 0 | 0 | 0 | 0 | 0 | 0 | 0 | 0 | 0 | 0 | 0 | 0 | 0 | 0 | 0 | 0 | 0 | 0 | 0 | 0 | 0 | 0 | 0 | 0 | 0 | 0 | 5000000 | scaled
123-430F | 0 | 0 | 0 | 0 | 0% | 0% | 0% | 0 | 0 | 0 | 0 | 0 | 0 | 0 | 0 | 123 | 0 | 0 | 0 | 0 | 0 | 0 | 0 | 0 | 0 | 0 | 0 | 0 | 0 | 0 | 0 | 0 | 0 | 0 |  | 500 | 123-430F | 0 | 0 | 0 | 0 | 0 | 0 | 0 | 0 | 0 | 0 | 0 | 0 | 0 | 0 | 0 | 0 | 0 | 0 | 0 | 0 | 0 | 0 | 0 | 0 | 0 | 0 | 0 | 0 | 0 | 0 | 0 | 0 | 0 | 0 | 0 | 0 | 0 | 0 | 0 | 0 | 0 | 0 | 0 | 0 | 0 | 0 | 0 | 5000000 | scaled
123-431 | 0 | 0 | 0 | 0 | 0% | 0% | 0% | 0 | 0 | 0 | 0 | 0 | 0 | 0 | 0 | 123 | 0 | 0 | 0 | 0 | 0 | 0 | 0 | 0 | 0 | 0 | 0 | 0 | 0 | 0 | 0 | 0 | 0 | 0 |  | 501 | 123-431 | 0 | 0 | 0 | 0 | 0 | 0 | 0 | 0 | 0 | 0 | 0 | 0 | 0 | 0 | 0 | 0 | 0 | 0 | 0 | 0 | 0 | 0 | 0 | 0 | 0 | 0 | 0 | 0 | 0 | 0 | 0 | 0 | 0 | 0 | 0 | 0 | 0 | 0 | 0 | 0 | 0 | 0 | 0 | 0 | 0 | 0 | 0 | 5000000 | scaled
123-431F | 0 | 0 | 0 | 0 | 0% | 0% | 0% | 0 | 0 | 0 | 0 | 0 | 0 | 0 | 0 | 123 | 0 | 0 | 0 | 0 | 0 | 0 | 0 | 0 | 0 | 0 | 0 | 0 | 0 | 0 | 0 | 0 | 0 | 0 |  | 502 | 123-431F | 0 | 0 | 0 | 0 | 0 | 0 | 0 | 0 | 0 | 0 | 0 | 0 | 0 | 0 | 0 | 0 | 0 | 0 | 0 | 0 | 0 | 0 | 0 | 0 | 0 | 0 | 0 | 0 | 0 | 0 | 0 | 0 | 0 | 0 | 0 | 0 | 0 | 0 | 0 | 0 | 0 | 0 | 0 | 0 | 0 | 0 | 0 | 5000000 | scaled
124-206R | 5028.946 | 2626.9384 | 0 | 2402.0076 | 52.24% | 0% | 47.76% | 1333.2765 | 2561.7411 | 14.0522 | 1245.6802 | 73.5441 | 26.2105 | 2398.2291 | 137.3015 | 124 | 0.0096408 | 0.0062056 | 0.0035136 | 521631.6059 | 28.3017 | 2679.808 | 2320.8363 | 2935.6161 | 277965.3176 | 240730.6722 | 595537.818 | 6276.7411 | 556410.9578 | 32850.1191 | 702187.1807 | 7184.4361 | 657367.6596 | 37635.0851 |  | 503 | 124-206R | 5028.946 | 3695.6695 | 2467.2049 | 2626.9384 | 1293.6619 | 65.1973 | 0 | 0 | 0 | 2402.0076 | 28.3017 | 14.2495 | 2.0912 | 138.8361 | 12.442 | 0.28377 | 0 | 0 | 0 | 1.8074 | 2320.8363 | 2247.2922 | 2183.5348 | 138.8361 | 65.292 | 1.5347 | 0 | 0 | 0 | 2182.0001 | 2679.808 | 1434.1279 | 281.5789 | 2461.608 | 1215.9278 | 63.3789 | 0 | 0 | 0 | 218.2 | 0.0062754 | 0.0028402 | 0.0001482 | 0 | 0 | 0 | 0.0033654 | 5000000 | scaled
1242-148 | 0 | 0 | 0 | 0 | 0% | 0% | 0% | 0 | 0 | 0 | 0 | 0 | 0 | 0 | 0 | 1242 | 0 | 0 | 0 | 0 | 0 | 0 | 0 | 0 | 0 | 0 | 0 | 0 | 0 | 0 | 0 | 0 | 0 | 0 |  | 504 | 1242-148 | 0 | 0 | 0 | 0 | 0 | 0 | 0 | 0 | 0 | 0 | 0 | 0 | 0 | 0 | 0 | 0 | 0 | 0 | 0 | 0 | 0 | 0 | 0 | 0 | 0 | 0 | 0 | 0 | 0 | 0 | 0 | 0 | 0 | 0 | 0 | 0 | 0 | 0 | 0 | 0 | 0 | 0 | 0 | 0 | 0 | 0 | 0 | 5000000 | scaled
1242-149AE | 0 | 0 | 0 | 0 | 0% | 0% | 0% | 0 | 0 | 0 | 0 | 0 | 0 | 0 | 0 | 1242 | 0 | 0 | 0 | 0 | 0 | 0 | 0 | 0 | 0 | 0 | 0 | 0 | 0 | 0 | 0 | 0 | 0 | 0 |  | 505 | 1242-149AE | 0 | 0 | 0 | 0 | 0 | 0 | 0 | 0 | 0 | 0 | 0 | 0 | 0 | 0 | 0 | 0 | 0 | 0 | 0 | 0 | 0 | 0 | 0 | 0 | 0 | 0 | 0 | 0 | 0 | 0 | 0 | 0 | 0 | 0 | 0 | 0 | 0 | 0 | 0 | 0 | 0 | 0 | 0 | 0 | 0 | 0 | 0 | 5000000 | scaled
1242-151 | 0 | 0 | 0 | 0 | 0% | 0% | 0% | 0 | 0 | 0 | 0 | 0 | 0 | 0 | 0 | 1242 | 0 | 0 | 0 | 0 | 0 | 0 | 0 | 0 | 0 | 0 | 0 | 0 | 0 | 0 | 0 | 0 | 0 | 0 |  | 506 | 1242-151 | 0 | 0 | 0 | 0 | 0 | 0 | 0 | 0 | 0 | 0 | 0 | 0 | 0 | 0 | 0 | 0 | 0 | 0 | 0 | 0 | 0 | 0 | 0 | 0 | 0 | 0 | 0 | 0 | 0 | 0 | 0 | 0 | 0 | 0 | 0 | 0 | 0 | 0 | 0 | 0 | 0 | 0 | 0 | 0 | 0 | 0 | 0 | 5000000 | scaled
1243-50F | 0 | 0 | 0 | 0 | 0% | 0% | 0% | 0 | 0 | 0 | 0 | 0 | 0 | 0 | 0 | 1243 | 0 | 0 | 0 | 0 | 0 | 0 | 0 | 0 | 0 | 0 | 0 | 0 | 0 | 0 | 0 | 0 | 0 | 0 |  | 507 | 1243-50F | 0 | 0 | 0 | 0 | 0 | 0 | 0 | 0 | 0 | 0 | 0 | 0 | 0 | 0 | 0 | 0 | 0 | 0 | 0 | 0 | 0 | 0 | 0 | 0 | 0 | 0 | 0 | 0 | 0 | 0 | 0 | 0 | 0 | 0 | 0 | 0 | 0 | 0 | 0 | 0 | 0 | 0 | 0 | 0 | 0 | 0 | 0 | 5000000 | scaled
1244-11 | 0 | 0 | 0 | 0 | 0% | 0% | 0% | 0 | 0 | 0 | 0 | 0 | 0 | 0 | 0 | 1244 | 0 | 0 | 0 | 0 | 0 | 0 | 0 | 0 | 0 | 0 | 0 | 0 | 0 | 0 | 0 | 0 | 0 | 0 |  | 508 | 1244-11 | 0 | 0 | 0 | 0 | 0 | 0 | 0 | 0 | 0 | 0 | 0 | 0 | 0 | 0 | 0 | 0 | 0 | 0 | 0 | 0 | 0 | 0 | 0 | 0 | 0 | 0 | 0 | 0 | 0 | 0 | 0 | 0 | 0 | 0 | 0 | 0 | 0 | 0 | 0 | 0 | 0 | 0 | 0 | 0 | 0 | 0 | 0 | 5000000 | scaled
1244-12F | 0 | 0 | 0 | 0 | 0% | 0% | 0% | 0 | 0 | 0 | 0 | 0 | 0 | 0 | 0 | 1244 | 0 | 0 | 0 | 0 | 0 | 0 | 0 | 0 | 0 | 0 | 0 | 0 | 0 | 0 | 0 | 0 | 0 | 0 |  | 509 | 1244-12F | 0 | 0 | 0 | 0 | 0 | 0 | 0 | 0 | 0 | 0 | 0 | 0 | 0 | 0 | 0 | 0 | 0 | 0 | 0 | 0 | 0 | 0 | 0 | 0 | 0 | 0 | 0 | 0 | 0 | 0 | 0 | 0 | 0 | 0 | 0 | 0 | 0 | 0 | 0 | 0 | 0 | 0 | 0 | 0 | 0 | 0 | 0 | 5000000 | scaled
1244-13 | 0 | 0 | 0 | 0 | 0% | 0% | 0% | 0 | 0 | 0 | 0 | 0 | 0 | 0 | 0 | 1244 | 0 | 0 | 0 | 0 | 0 | 0 | 0 | 0 | 0 | 0 | 0 | 0 | 0 | 0 | 0 | 0 | 0 | 0 |  | 510 | 1244-13 | 0 | 0 | 0 | 0 | 0 | 0 | 0 | 0 | 0 | 0 | 0 | 0 | 0 | 0 | 0 | 0 | 0 | 0 | 0 | 0 | 0 | 0 | 0 | 0 | 0 | 0 | 0 | 0 | 0 | 0 | 0 | 0 | 0 | 0 | 0 | 0 | 0 | 0 | 0 | 0 | 0 | 0 | 0 | 0 | 0 | 0 | 0 | 5000000 | scaled
1244-31 | 0 | 0 | 0 | 0 | 0% | 0% | 0% | 0 | 0 | 0 | 0 | 0 | 0 | 0 | 0 | 1244 | 0 | 0 | 0 | 0 | 0 | 0 | 0 | 0 | 0 | 0 | 0 | 0 | 0 | 0 | 0 | 0 | 0 | 0 |  | 511 | 1244-31 | 0 | 0 | 0 | 0 | 0 | 0 | 0 | 0 | 0 | 0 | 0 | 0 | 0 | 0 | 0 | 0 | 0 | 0 | 0 | 0 | 0 | 0 | 0 | 0 | 0 | 0 | 0 | 0 | 0 | 0 | 0 | 0 | 0 | 0 | 0 | 0 | 0 | 0 | 0 | 0 | 0 | 0 | 0 | 0 | 0 | 0 | 0 | 5000000 | scaled
124-218F | 0 | 0 | 0 | 0 | 0% | 0% | 0% | 0 | 0 | 0 | 0 | 0 | 0 | 0 | 0 | 124 | 0 | 0 | 0 | 0 | 0 | 0 | 0 | 0 | 0 | 0 | 0 | 0 | 0 | 0 | 0 | 0 | 0 | 0 |  | 512 | 124-218F | 0 | 0 | 0 | 0 | 0 | 0 | 0 | 0 | 0 | 0 | 0 | 0 | 0 | 0 | 0 | 0 | 0 | 0 | 0 | 0 | 0 | 0 | 0 | 0 | 0 | 0 | 0 | 0 | 0 | 0 | 0 | 0 | 0 | 0 | 0 | 0 | 0 | 0 | 0 | 0 | 0 | 0 | 0 | 0 | 0 | 0 | 0 | 5000000 | scaled
124-219 | 0 | 0 | 0 | 0 | 0% | 0% | 0% | 0 | 0 | 0 | 0 | 0 | 0 | 0 | 0 | 124 | 0 | 0 | 0 | 0 | 0 | 0 | 0 | 0 | 0 | 0 | 0 | 0 | 0 | 0 | 0 | 0 | 0 | 0 |  | 513 | 124-219 | 0 | 0 | 0 | 0 | 0 | 0 | 0 | 0 | 0 | 0 | 0 | 0 | 0 | 0 | 0 | 0 | 0 | 0 | 0 | 0 | 0 | 0 | 0 | 0 | 0 | 0 | 0 | 0 | 0 | 0 | 0 | 0 | 0 | 0 | 0 | 0 | 0 | 0 | 0 | 0 | 0 | 0 | 0 | 0 | 0 | 0 | 0 | 5000000 | scaled
124-258R | 1249.8654 | 967.659 | 0 | 282.2064 | 77.42% | 0% | 22.58% | 546.5068 | 946.1367 | 4.5967 | 518.1461 | 23.764 | 8.3141 | 894.7871 | 43.0355 | 124 | 0.0013672 | 0.000827 | 0.0004336 | 914178.931 | 8.6601 | 941.1017 | 300.1037 | 6334.1683 | 688342.3775 | 219502.3852 | 850494.0821 | 7153.5638 | 806358.116 | 36982.4023 | 700481.3056 | 6155.4335 | 662464.1095 | 31861.7626 |  | 514 | 124-258R | 1249.8654 | 703.3586 | 303.7287 | 967.659 | 421.1522 | 21.5223 | 0 | 0 | 0 | 282.2064 | 8.6601 | 4.0634 | 0.34596 | 43.7454 | 3.851 | 0.13361 | 0 | 0 | 0 | 0.21235 | 300.1037 | 276.3397 | 257.0681 | 43.7454 | 19.9814 | 0.70987 | 0 | 0 | 0 | 256.3583 | 941.1017 | 422.9556 | 46.3146 | 915.4659 | 397.3197 | 20.6788 | 0 | 0 | 0 | 25.6358 | 0.0009552 | 0.000415 | 2.16e-05 | 0 | 0 | 0 | 0.000412 | 5000000 | scaled
124-503 | 0 | 0 | 0 | 0 | 0% | 0% | 0% | 0 | 0 | 0 | 0 | 0 | 0 | 0 | 0 | 124 | 0 | 0 | 0 | 0 | 0 | 0 | 0 | 0 | 0 | 0 | 0 | 0 | 0 | 0 | 0 | 0 | 0 | 0 |  | 515 | 124-503 | 0 | 0 | 0 | 0 | 0 | 0 | 0 | 0 | 0 | 0 | 0 | 0 | 0 | 0 | 0 | 0 | 0 | 0 | 0 | 0 | 0 | 0 | 0 | 0 | 0 | 0 | 0 | 0 | 0 | 0 | 0 | 0 | 0 | 0 | 0 | 0 | 0 | 0 | 0 | 0 | 0 | 0 | 0 | 0 | 0 | 0 | 0 | 5000000 | scaled
124-504F | 0 | 0 | 0 | 0 | 0% | 0% | 0% | 0 | 0 | 0 | 0 | 0 | 0 | 0 | 0 | 124 | 0 | 0 | 0 | 0 | 0 | 0 | 0 | 0 | 0 | 0 | 0 | 0 | 0 | 0 | 0 | 0 | 0 | 0 |  | 516 | 124-504F | 0 | 0 | 0 | 0 | 0 | 0 | 0 | 0 | 0 | 0 | 0 | 0 | 0 | 0 | 0 | 0 | 0 | 0 | 0 | 0 | 0 | 0 | 0 | 0 | 0 | 0 | 0 | 0 | 0 | 0 | 0 | 0 | 0 | 0 | 0 | 0 | 0 | 0 | 0 | 0 | 0 | 0 | 0 | 0 | 0 | 0 | 0 | 5000000 | scaled
124-505F | 0 | 0 | 0 | 0 | 0% | 0% | 0% | 0 | 0 | 0 | 0 | 0 | 0 | 0 | 0 | 124 | 0 | 0 | 0 | 0 | 0 | 0 | 0 | 0 | 0 | 0 | 0 | 0 | 0 | 0 | 0 | 0 | 0 | 0 |  | 517 | 124-505F | 0 | 0 | 0 | 0 | 0 | 0 | 0 | 0 | 0 | 0 | 0 | 0 | 0 | 0 | 0 | 0 | 0 | 0 | 0 | 0 | 0 | 0 | 0 | 0 | 0 | 0 | 0 | 0 | 0 | 0 | 0 | 0 | 0 | 0 | 0 | 0 | 0 | 0 | 0 | 0 | 0 | 0 | 0 | 0 | 0 | 0 | 0 | 5000000 | scaled
124-506F | 0 | 0 | 0 | 0 | 0% | 0% | 0% | 0 | 0 | 0 | 0 | 0 | 0 | 0 | 0 | 124 | 0 | 0 | 0 | 0 | 0 | 0 | 0 | 0 | 0 | 0 | 0 | 0 | 0 | 0 | 0 | 0 | 0 | 0 |  | 518 | 124-506F | 0 | 0 | 0 | 0 | 0 | 0 | 0 | 0 | 0 | 0 | 0 | 0 | 0 | 0 | 0 | 0 | 0 | 0 | 0 | 0 | 0 | 0 | 0 | 0 | 0 | 0 | 0 | 0 | 0 | 0 | 0 | 0 | 0 | 0 | 0 | 0 | 0 | 0 | 0 | 0 | 0 | 0 | 0 | 0 | 0 | 0 | 0 | 5000000 | scaled
124-507F | 0 | 0 | 0 | 0 | 0% | 0% | 0% | 0 | 0 | 0 | 0 | 0 | 0 | 0 | 0 | 124 | 0 | 0 | 0 | 0 | 0 | 0 | 0 | 0 | 0 | 0 | 0 | 0 | 0 | 0 | 0 | 0 | 0 | 0 |  | 519 | 124-507F | 0 | 0 | 0 | 0 | 0 | 0 | 0 | 0 | 0 | 0 | 0 | 0 | 0 | 0 | 0 | 0 | 0 | 0 | 0 | 0 | 0 | 0 | 0 | 0 | 0 | 0 | 0 | 0 | 0 | 0 | 0 | 0 | 0 | 0 | 0 | 0 | 0 | 0 | 0 | 0 | 0 | 0 | 0 | 0 | 0 | 0 | 0 | 5000000 | scaled
1242-1024F | 0 | 0 | 0 | 0 | 0% | 0% | 0% | 0 | 0 | 0 | 0 | 0 | 0 | 0 | 0 | 1242 | 0 | 0 | 0 | 0 | 0 | 0 | 0 | 0 | 0 | 0 | 0 | 0 | 0 | 0 | 0 | 0 | 0 | 0 |  | 520 | 1242-1024F | 0 | 0 | 0 | 0 | 0 | 0 | 0 | 0 | 0 | 0 | 0 | 0 | 0 | 0 | 0 | 0 | 0 | 0 | 0 | 0 | 0 | 0 | 0 | 0 | 0 | 0 | 0 | 0 | 0 | 0 | 0 | 0 | 0 | 0 | 0 | 0 | 0 | 0 | 0 | 0 | 0 | 0 | 0 | 0 | 0 | 0 | 0 | 5000000 | scaled
1242-1025F | 0 | 0 | 0 | 0 | 0% | 0% | 0% | 0 | 0 | 0 | 0 | 0 | 0 | 0 | 0 | 1242 | 0 | 0 | 0 | 0 | 0 | 0 | 0 | 0 | 0 | 0 | 0 | 0 | 0 | 0 | 0 | 0 | 0 | 0 |  | 521 | 1242-1025F | 0 | 0 | 0 | 0 | 0 | 0 | 0 | 0 | 0 | 0 | 0 | 0 | 0 | 0 | 0 | 0 | 0 | 0 | 0 | 0 | 0 | 0 | 0 | 0 | 0 | 0 | 0 | 0 | 0 | 0 | 0 | 0 | 0 | 0 | 0 | 0 | 0 | 0 | 0 | 0 | 0 | 0 | 0 | 0 | 0 | 0 | 0 | 5000000 | scaled
1242-1026 | 0 | 0 | 0 | 0 | 0% | 0% | 0% | 0 | 0 | 0 | 0 | 0 | 0 | 0 | 0 | 1242 | 0 | 0 | 0 | 0 | 0 | 0 | 0 | 0 | 0 | 0 | 0 | 0 | 0 | 0 | 0 | 0 | 0 | 0 |  | 522 | 1242-1026 | 0 | 0 | 0 | 0 | 0 | 0 | 0 | 0 | 0 | 0 | 0 | 0 | 0 | 0 | 0 | 0 | 0 | 0 | 0 | 0 | 0 | 0 | 0 | 0 | 0 | 0 | 0 | 0 | 0 | 0 | 0 | 0 | 0 | 0 | 0 | 0 | 0 | 0 | 0 | 0 | 0 | 0 | 0 | 0 | 0 | 0 | 0 | 5000000 | scaled
1242-1027F | 0 | 0 | 0 | 0 | 0% | 0% | 0% | 0 | 0 | 0 | 0 | 0 | 0 | 0 | 0 | 1242 | 0 | 0 | 0 | 0 | 0 | 0 | 0 | 0 | 0 | 0 | 0 | 0 | 0 | 0 | 0 | 0 | 0 | 0 |  | 523 | 1242-1027F | 0 | 0 | 0 | 0 | 0 | 0 | 0 | 0 | 0 | 0 | 0 | 0 | 0 | 0 | 0 | 0 | 0 | 0 | 0 | 0 | 0 | 0 | 0 | 0 | 0 | 0 | 0 | 0 | 0 | 0 | 0 | 0 | 0 | 0 | 0 | 0 | 0 | 0 | 0 | 0 | 0 | 0 | 0 | 0 | 0 | 0 | 0 | 5000000 | scaled
1242-1079R | 411541.4092 | 410114.2946 | 0 | 1427.1145 | 99.65% | 0% | 0.3468% | 142399.7932 | 396569.298 | 58614.615 | 321.102 | 83464.0761 | 163296.7603 | 937.642 | 232334.8957 | 1242 | 0.0067316 | 0.0051836 | 0.0021894 | 61135749.1777 | 168869.1775 | 1101.1321 | 241571.0995 | 25086038.6159 | 163576.5839 | 35886133.9778 | 51921756.3056 | 21372037.7558 | 117080.0984 | 30432638.4513 | 6838453.9797 | 2815894.6903 | 16168.7294 | 4006390.56 |  | 524 | 1242-1079R | 411541.4092 | 269141.616 | 14972.1111 | 410114.2946 | 267714.5014 | 13544.9966 | 0 | 0 | 0 | 1427.1145 | 168869.1775 | 110254.5625 | 5572.4172 | 240274.6989 | 110253.4887 | 5571.3433 | 0 | 0 | 0 | 1.0739 | 241571.0995 | 158107.0233 | 9236.2038 | 240274.6989 | 156810.6227 | 7939.8032 | 0 | 0 | 0 | 1296.4006 | 1101.1321 | 780.0301 | 163.4901 | 971.4921 | 650.39 | 33.8501 | 0 | 0 | 0 | 129.6401 | 0.0047078 | 0.0031598 | 0.0001656 | 0 | 0 | 0 | 0.0020238 | 5000000 | scaled
1242-1084 | 456193.1498 | 455150.6916 | 0 | 1042.4581 | 99.77% | 0% | 0.2285% | 229080.0145 | 442736.1978 | 64660.4121 | 13.9971 | 164405.6052 | 124939.5536 | 27.7829 | 317768.8613 | 1242 | 0.005996 | 0.0037522 | 0.0016198 | 76082913.5686 | 128454.7594 | 123.2181 | 327615.1723 | 21423408.8324 | 20550.0491 | 54638954.6872 | 60527992.9911 | 17084707.2019 | 3698.3358 | 43439587.4534 | 8307786.1078 | 2344445.9546 | 521.3369 | 5962818.8163 |  | 525 | 1242-1084 | 456193.1498 | 227113.1353 | 13456.9519 | 455150.6916 | 226070.6772 | 12414.4938 | 0 | 0 | 0 | 1042.4581 | 128454.7594 | 63794.3472 | 3515.2057 | 326668.1962 | 63793.5628 | 3514.4213 | 0 | 0 | 0 | 0.78442 | 327615.1723 | 163209.5671 | 9846.311 | 326668.1962 | 162262.591 | 8899.335 | 0 | 0 | 0 | 946.9761 | 123.2181 | 109.221 | 95.4352 | 28.5205 | 14.5234 | 0.73755 | 0 | 0 | 0 | 94.6976 | 0.0044936 | 0.0022498 | 0.0001174 | 0 | 0 | 0 | 0.0015024 | 5000000 | scaled
1242-125 | 0 | 0 | 0 | 0 | 0% | 0% | 0% | 0 | 0 | 0 | 0 | 0 | 0 | 0 | 0 | 1242 | 0 | 0 | 0 | 0 | 0 | 0 | 0 | 0 | 0 | 0 | 0 | 0 | 0 | 0 | 0 | 0 | 0 | 0 |  | 526 | 1242-125 | 0 | 0 | 0 | 0 | 0 | 0 | 0 | 0 | 0 | 0 | 0 | 0 | 0 | 0 | 0 | 0 | 0 | 0 | 0 | 0 | 0 | 0 | 0 | 0 | 0 | 0 | 0 | 0 | 0 | 0 | 0 | 0 | 0 | 0 | 0 | 0 | 0 | 0 | 0 | 0 | 0 | 0 | 0 | 0 | 0 | 0 | 0 | 5000000 | scaled
1242-127AE | 2458.9495 | 2425.0046 | 0 | 33.9449 | 98.62% | 0% | 1.38% | 1186.5942 | 2425.0046 | 193.1673 | 0 | 993.4268 | 393.9115 | 0 | 2031.0931 | 1242 | 0.0001786 | 9.82e-05 | 5.08e-05 | 13767914.409 | 393.937 | 3.0836 | 2061.9289 | 2205694.5375 | 17265.2673 | 11544954.6042 | 12956775.5941 | 2109251.9266 | 0 | 10847523.6675 | 668206.4284 | 108541.7301 | 0 | 559664.6982 |  | 527 | 1242-127AE | 2458.9495 | 1272.3554 | 33.9449 | 2425.0046 | 1238.4105 | 0 | 0 | 0 | 0 | 33.9449 | 393.937 | 200.7697 | 0.025542 | 2031.0931 | 200.7442 | 0 | 0 | 0 | 0 | 0.025542 | 2061.9289 | 1068.5021 | 30.8358 | 2031.0931 | 1037.6663 | 0 | 0 | 0 | 0 | 30.8358 | 3.0836 | 3.0836 | 3.0836 | 0 | 0 | 0 | 0 | 0 | 0 | 3.0836 | 0.0001304 | 5e-05 | 2.6e-06 | 0 | 0 | 0 | 4.82e-05 | 5000000 | scaled
1242-147 | 0 | 0 | 0 | 0 | 0% | 0% | 0% | 0 | 0 | 0 | 0 | 0 | 0 | 0 | 0 | 1242 | 0 | 0 | 0 | 0 | 0 | 0 | 0 | 0 | 0 | 0 | 0 | 0 | 0 | 0 | 0 | 0 | 0 | 0 |  | 528 | 1242-147 | 0 | 0 | 0 | 0 | 0 | 0 | 0 | 0 | 0 | 0 | 0 | 0 | 0 | 0 | 0 | 0 | 0 | 0 | 0 | 0 | 0 | 0 | 0 | 0 | 0 | 0 | 0 | 0 | 0 | 0 | 0 | 0 | 0 | 0 | 0 | 0 | 0 | 0 | 0 | 0 | 0 | 0 | 0 | 0 | 0 | 0 | 0 | 5000000 | scaled
1242-152AE | 0 | 0 | 0 | 0 | 0% | 0% | 0% | 0 | 0 | 0 | 0 | 0 | 0 | 0 | 0 | 1242 | 0 | 0 | 0 | 0 | 0 | 0 | 0 | 0 | 0 | 0 | 0 | 0 | 0 | 0 | 0 | 0 | 0 | 0 |  | 529 | 1242-152AE | 0 | 0 | 0 | 0 | 0 | 0 | 0 | 0 | 0 | 0 | 0 | 0 | 0 | 0 | 0 | 0 | 0 | 0 | 0 | 0 | 0 | 0 | 0 | 0 | 0 | 0 | 0 | 0 | 0 | 0 | 0 | 0 | 0 | 0 | 0 | 0 | 0 | 0 | 0 | 0 | 0 | 0 | 0 | 0 | 0 | 0 | 0 | 5000000 | scaled
1242-154 | 0 | 0 | 0 | 0 | 0% | 0% | 0% | 0 | 0 | 0 | 0 | 0 | 0 | 0 | 0 | 1242 | 0 | 0 | 0 | 0 | 0 | 0 | 0 | 0 | 0 | 0 | 0 | 0 | 0 | 0 | 0 | 0 | 0 | 0 |  | 530 | 1242-154 | 0 | 0 | 0 | 0 | 0 | 0 | 0 | 0 | 0 | 0 | 0 | 0 | 0 | 0 | 0 | 0 | 0 | 0 | 0 | 0 | 0 | 0 | 0 | 0 | 0 | 0 | 0 | 0 | 0 | 0 | 0 | 0 | 0 | 0 | 0 | 0 | 0 | 0 | 0 | 0 | 0 | 0 | 0 | 0 | 0 | 0 | 0 | 5000000 | scaled
1242-155 | 0 | 0 | 0 | 0 | 0% | 0% | 0% | 0 | 0 | 0 | 0 | 0 | 0 | 0 | 0 | 1242 | 0 | 0 | 0 | 0 | 0 | 0 | 0 | 0 | 0 | 0 | 0 | 0 | 0 | 0 | 0 | 0 | 0 | 0 |  | 531 | 1242-155 | 0 | 0 | 0 | 0 | 0 | 0 | 0 | 0 | 0 | 0 | 0 | 0 | 0 | 0 | 0 | 0 | 0 | 0 | 0 | 0 | 0 | 0 | 0 | 0 | 0 | 0 | 0 | 0 | 0 | 0 | 0 | 0 | 0 | 0 | 0 | 0 | 0 | 0 | 0 | 0 | 0 | 0 | 0 | 0 | 0 | 0 | 0 | 5000000 | scaled
1242-156AE | 0 | 0 | 0 | 0 | 0% | 0% | 0% | 0 | 0 | 0 | 0 | 0 | 0 | 0 | 0 | 1242 | 0 | 0 | 0 | 0 | 0 | 0 | 0 | 0 | 0 | 0 | 0 | 0 | 0 | 0 | 0 | 0 | 0 | 0 |  | 532 | 1242-156AE | 0 | 0 | 0 | 0 | 0 | 0 | 0 | 0 | 0 | 0 | 0 | 0 | 0 | 0 | 0 | 0 | 0 | 0 | 0 | 0 | 0 | 0 | 0 | 0 | 0 | 0 | 0 | 0 | 0 | 0 | 0 | 0 | 0 | 0 | 0 | 0 | 0 | 0 | 0 | 0 | 0 | 0 | 0 | 0 | 0 | 0 | 0 | 5000000 | scaled
1242-157 | 0 | 0 | 0 | 0 | 0% | 0% | 0% | 0 | 0 | 0 | 0 | 0 | 0 | 0 | 0 | 1242 | 0 | 0 | 0 | 0 | 0 | 0 | 0 | 0 | 0 | 0 | 0 | 0 | 0 | 0 | 0 | 0 | 0 | 0 |  | 533 | 1242-157 | 0 | 0 | 0 | 0 | 0 | 0 | 0 | 0 | 0 | 0 | 0 | 0 | 0 | 0 | 0 | 0 | 0 | 0 | 0 | 0 | 0 | 0 | 0 | 0 | 0 | 0 | 0 | 0 | 0 | 0 | 0 | 0 | 0 | 0 | 0 | 0 | 0 | 0 | 0 | 0 | 0 | 0 | 0 | 0 | 0 | 0 | 0 | 5000000 | scaled
1243-156F | 583.7849 | 0 | 583.7849 | 0 | 0% | 100% | 0% | 40.0582 | 83.508 | 0.026308 | 31.7605 | 8.2714 | 0.054844 | 66.21 | 17.2431 | 1243 | 0.071432 | 0.071432 | 0.071432 | 8172.6417 | 0.3834 | 462.8589 | 120.5426 | 5.3674 | 6479.7493 | 1687.525 | 7611.8502 | 4.9991 | 6035.121 | 1571.7302 | 7003.5795 | 4.5996 | 5552.8482 | 1446.1316 |  | 534 | 1243-156F | 583.7849 | 543.7266 | 500.2769 | 0 | 0 | 0 | 583.7849 | 543.7266 | 500.2769 | 0 | 0.3834 | 0.3571 | 0.32856 | 0 | 0 | 0 | 0.3834 | 0.3571 | 0.32856 | 0 | 120.5426 | 112.2712 | 103.2995 | 0 | 0 | 0 | 120.5426 | 112.2712 | 103.2995 | 0 | 462.8589 | 431.0983 | 396.6488 | 0 | 0 | 0 | 462.8589 | 431.0983 | 396.6488 | 0 | 0 | 0 | 0 | 0.071432 | 0.071432 | 0.071432 | 0 | 5000000 | scaled
1243-157 | 0 | 0 | 0 | 0 | 0% | 0% | 0% | 0 | 0 | 0 | 0 | 0 | 0 | 0 | 0 | 1243 | 0 | 0 | 0 | 0 | 0 | 0 | 0 | 0 | 0 | 0 | 0 | 0 | 0 | 0 | 0 | 0 | 0 | 0 |  | 535 | 1243-157 | 0 | 0 | 0 | 0 | 0 | 0 | 0 | 0 | 0 | 0 | 0 | 0 | 0 | 0 | 0 | 0 | 0 | 0 | 0 | 0 | 0 | 0 | 0 | 0 | 0 | 0 | 0 | 0 | 0 | 0 | 0 | 0 | 0 | 0 | 0 | 0 | 0 | 0 | 0 | 0 | 0 | 0 | 0 | 0 | 0 | 0 | 0 | 5000000 | scaled
1243-158F | 1166.1103 | 0 | 1166.1103 | 0 | 0% | 100% | 0% | 80.0758 | 166.9655 | 0.05259 | 63.4888 | 16.5344 | 0.10966 | 132.3801 | 34.4758 | 1243 | 0.071331 | 0.071331 | 0.071331 | 16347.9216 | 0.76585 | 924.5606 | 240.7839 | 10.7366 | 12961.5904 | 3375.5947 | 15225.3232 | 9.9993 | 12071.5285 | 3143.7954 | 14007.2 | 9.1993 | 11105.729 | 2892.2716 |  | 536 | 1243-158F | 1166.1103 | 1086.0345 | 999.1448 | 0 | 0 | 0 | 1166.1103 | 1086.0345 | 999.1448 | 0 | 0.76585 | 0.71326 | 0.65619 | 0 | 0 | 0 | 0.76585 | 0.71326 | 0.65619 | 0 | 240.7839 | 224.2494 | 206.3081 | 0 | 0 | 0 | 240.7839 | 224.2494 | 206.3081 | 0 | 924.5606 | 861.0718 | 792.1805 | 0 | 0 | 0 | 924.5606 | 861.0718 | 792.1805 | 0 | 0 | 0 | 0 | 0.071331 | 0.071331 | 0.071331 | 0 | 5000000 | scaled
1243-319R | 1178043.0426 | 1170364.668 | 6119.3499 | 1559.0247 | 99.35% | 0.5195% | 0.1323% | 574847.0457 | 1155093.1728 | 89387.8881 | 2308.3063 | 483150.8513 | 179554.589 | 4777.698 | 970760.8857 | 1243 | 0.081051 | 0.04611 | 0.0095422 | 14534589.8582 | 182822.8014 | 5357.815 | 989862.4262 | 2255651.397 | 66104.2435 | 12212834.2177 | 13081560.7096 | 2034163.8597 | 52529.1877 | 10994867.6622 | 2405092.0971 | 373861.8955 | 9947.9454 | 2021282.2562 |  | 537 | 1243-319R | 1178043.0426 | 603195.9969 | 22949.8698 | 1170364.668 | 598209.8764 | 20866.4795 | 6119.3499 | 3427.0958 | 524.3656 | 1559.0247 | 182822.8014 | 93434.9133 | 3268.2123 | 987443.8748 | 93413.1719 | 3263.8922 | 36.7262 | 20.5682 | 3.1471 | 1.1731 | 989862.4262 | 506711.5749 | 19101.5405 | 987443.8748 | 504734.0029 | 17599.423 | 1002.3226 | 561.3432 | 85.8888 | 1416.2287 | 5357.815 | 3049.5088 | 580.117 | 135.891 | 62.7016 | 3.1643 | 5080.3011 | 2845.1843 | 435.3298 | 141.6229 | 0.0075476 | 0.0034918 | 0.0001824 | 0.071271 | 0.040386 | 0.007127 | 0.0022328 | 5000000 | scaled
1243-38R | 158251.3723 | 157423.4341 | 582.5986 | 245.3396 | 99.48% | 0.3681% | 0.155% | 98189.5932 | 157628.4825 | 15613.3673 | 204.3075 | 82371.9184 | 25037.4615 | 424.3188 | 132166.7022 | 1243 | 0.072591 | 0.041133 | 0.007488 | 2180053.2345 | 25084.0711 | 486.2225 | 132681.0787 | 345555.3625 | 6698.1474 | 1827799.7246 | 1460198.9454 | 232189.8045 | 3038.3016 | 1224970.8393 | 83185.0703 | 13212.9864 | 223.9252 | 69748.1586 |  | 538 | 1243-38R | 158251.3723 | 60061.7791 | 622.8898 | 157423.4341 | 59489.9673 | 327.6318 | 582.5986 | 326.4723 | 49.9184 | 245.3396 | 25084.0711 | 9470.7038 | 46.6096 | 132337.9129 | 9470.3048 | 46.3922 | 0.38262 | 0.21441 | 0.032784 | 0.18461 | 132681.0787 | 50309.1603 | 514.3765 | 132337.9129 | 50018.8806 | 281.201 | 120.2977 | 67.4115 | 10.3074 | 222.8682 | 486.2225 | 281.915 | 61.9037 | 2.0174 | 0.78187 | 0.03869 | 461.9183 | 258.8463 | 39.5782 | 22.2868 | 0.0009756 | 0.0003778 | 1.98e-05 | 0.071274 | 0.040414 | 0.0071274 | 0.0003408 | 5000000 | scaled
1243-45R | 1878382.5676 | 1860483.1499 | 15562.993 | 2336.4246 | 99.05% | 0.8285% | 0.1244% | 755953.3286 | 1814279.8268 | 118855.4911 | 5682.6556 | 631415.1818 | 285320.7186 | 11952.6544 | 1517006.4538 | 1243 | 0.087615 | 0.051647 | 0.010869 | 21438954.4256 | 294904.0701 | 13252.5788 | 1570225.9187 | 3365893.0977 | 151258.555 | 17921802.7729 | 21732877.6536 | 3416972.647 | 163370.4822 | 18152534.5245 | 5897867.36 | 927521.6142 | 38855.7317 | 4931490.014 |  | 539 | 1243-45R | 1878382.5676 | 1122429.239 | 64102.7408 | 1860483.1499 | 1111377.0284 | 60432.7882 | 15562.993 | 8715.786 | 1333.528 | 2336.4246 | 294904.0701 | 176048.579 | 9583.3515 | 1565097.9076 | 175994.5683 | 9573.5987 | 93.3028 | 52.2526 | 7.9947 | 1.7581 | 1570225.9187 | 938810.7368 | 53219.4649 | 1565097.9076 | 935005.0856 | 50839.5046 | 3005.5869 | 1683.2271 | 257.5362 | 2122.4241 | 13252.5788 | 7569.9232 | 1299.9244 | 576.233 | 377.3745 | 19.6849 | 12464.1033 | 6980.3062 | 1067.9971 | 212.2424 | 0.013051 | 0.0079526 | 0.000414 | 0.071233 | 0.040363 | 0.0071234 | 0.0033314 | 5000000 | scaled
1245-16 | 0 | 0 | 0 | 0 | 0% | 0% | 0% | 0 | 0 | 0 | 0 | 0 | 0 | 0 | 0 | 1245 | 0 | 0 | 0 | 0 | 0 | 0 | 0 | 0 | 0 | 0 | 0 | 0 | 0 | 0 | 0 | 0 | 0 | 0 |  | 540 | 1245-16 | 0 | 0 | 0 | 0 | 0 | 0 | 0 | 0 | 0 | 0 | 0 | 0 | 0 | 0 | 0 | 0 | 0 | 0 | 0 | 0 | 0 | 0 | 0 | 0 | 0 | 0 | 0 | 0 | 0 | 0 | 0 | 0 | 0 | 0 | 0 | 0 | 0 | 0 | 0 | 0 | 0 | 0 | 0 | 0 | 0 | 0 | 0 | 5000000 | scaled
1245-18AE | 0 | 0 | 0 | 0 | 0% | 0% | 0% | 0 | 0 | 0 | 0 | 0 | 0 | 0 | 0 | 1245 | 0 | 0 | 0 | 0 | 0 | 0 | 0 | 0 | 0 | 0 | 0 | 0 | 0 | 0 | 0 | 0 | 0 | 0 |  | 541 | 1245-18AE | 0 | 0 | 0 | 0 | 0 | 0 | 0 | 0 | 0 | 0 | 0 | 0 | 0 | 0 | 0 | 0 | 0 | 0 | 0 | 0 | 0 | 0 | 0 | 0 | 0 | 0 | 0 | 0 | 0 | 0 | 0 | 0 | 0 | 0 | 0 | 0 | 0 | 0 | 0 | 0 | 0 | 0 | 0 | 0 | 0 | 0 | 0 | 5000000 | scaled
1250-27R | 6418508.1687 | 5971509.076 | 443953.3672 | 3045.7255 | 93.04% | 6.917% | 0.04745% | 2136140.3639 | 6158331.3545 | 422933.9626 | 185086.4244 | 1528119.9769 | 1253915.8132 | 389070.4911 | 4515345.0502 | 1250 | 0.097369 | 0.057329 | 0.012433 | 65919150.8702 | 1301636.1416 | 425130.1585 | 4691741.8686 | 13368020.565 | 4366157.7306 | 48184972.5746 | 74698368.0952 | 14789513.5308 | 6472259.0784 | 53436595.486 | 20926646.7901 | 4260935.6036 | 1322101.7636 | 15343609.4229 |  | 542 | 1250-27R | 6418508.1687 | 4282367.8049 | 260176.8142 | 5971509.076 | 4030795.4029 | 218699.0663 | 443953.3672 | 248526.6764 | 38432.0224 | 3045.7255 | 1301636.1416 | 878702.179 | 47720.3284 | 4651524.3481 | 878356.0058 | 47664.859 | 614.2894 | 343.8814 | 53.1776 | 2.2918 | 4691741.8686 | 3163621.8917 | 176396.8184 | 4651524.3481 | 3139890.0635 | 170388.0341 | 37450.7626 | 20965.0703 | 3242.0264 | 2766.7579 | 425130.1585 | 240043.7341 | 36059.6674 | 18965.1675 | 12549.3336 | 646.1732 | 405888.3152 | 227217.7247 | 35136.8184 | 276.6758 | 0.016583 | 0.0097236 | 0.0005076 | 0.076513 | 0.043331 | 0.0076512 | 0.004274 | 5000000 | scaled
1250-671R | 6815427.7597 | 6443060.7288 | 370799.4193 | 1567.6116 | 94.54% | 5.441% | 0.023% | 3302604.678 | 6649763.6476 | 578616.2434 | 153409.2382 | 2570579.1965 | 1163107.6194 | 317315.6344 | 5169340.3938 | 1250 | 0.09205 | 0.052677 | 0.01026 | 74040497.1175 | 1187453.3951 | 347046.7641 | 5280927.6005 | 12900091.2019 | 3770198.4145 | 57370207.5011 | 66685582.0836 | 11683312.0386 | 3097610.9285 | 51904659.1165 | 16145970.1414 | 2824085.4696 | 770458.7758 | 12551425.8961 |  | 543 | 1250-671R | 6815427.7597 | 3512823.0817 | 165664.112 | 6443060.7288 | 3303572.3315 | 131970.669 | 370799.4193 | 207683.1386 | 32125.8314 | 1567.6116 | 1187453.3951 | 608837.1517 | 24345.7758 | 5248659.6863 | 608562.5364 | 24302.2993 | 488.1948 | 273.4358 | 42.2969 | 1.1796 | 5280927.6005 | 2710348.404 | 111587.2066 | 5248659.6863 | 2691648.8493 | 107490.8825 | 30843.8851 | 17275.5256 | 2672.295 | 1424.0291 | 347046.7641 | 193637.5259 | 29731.1296 | 7437.0218 | 3360.9458 | 177.4872 | 339467.3394 | 190134.1772 | 29411.2395 | 142.4029 | 0.01265 | 0.0067412 | 0.000352 | 0.077213 | 0.043749 | 0.0077214 | 0.002187 | 5000000 | scaled
1250-677R | 11748908.7781 | 11662207.457 | 80325.5814 | 6375.7396 | 99.26% | 0.6837% | 0.05427% | 5678179.0449 | 11415554.969 | 965475.8994 | 32645.6824 | 4680057.4632 | 1940581.7605 | 68079.353 | 9406893.8554 | 1250 | 0.11659 | 0.067959 | 0.017546 | 100775302.3373 | 1995335.4882 | 74974.8406 | 9678598.4493 | 17114826.6522 | 643090.5516 | 83017385.1335 | 89329034.6723 | 15188853.5762 | 513581.4264 | 73626599.6697 | 18999282.3881 | 3229773.845 | 113306.6992 | 15656201.8439 |  | 544 | 1250-677R | 11748908.7781 | 6070729.7331 | 333353.8091 | 11662207.457 | 6019366.2509 | 320012.382 | 80325.5814 | 44987.7426 | 6965.6875 | 6375.7396 | 1995335.4882 | 1029859.5888 | 54753.7277 | 9664647.7278 | 1029755.5259 | 54733.5604 | 177.2382 | 99.2653 | 15.3698 | 4.7975 | 9678598.4493 | 4998540.9861 | 271704.5938 | 9664647.7278 | 4988179.6551 | 265205.2986 | 8158.9559 | 4569.5655 | 707.5297 | 5791.7655 | 74974.8406 | 42329.1582 | 6895.4875 | 2406.2767 | 1431.0699 | 73.523 | 71989.3873 | 40318.9117 | 6242.788 | 579.1766 | 0.029543 | 0.01476 | 0.0007718 | 0.078076 | 0.044233 | 0.0078076 | 0.0089662 | 5000000 | scaled
1250-8R | 3684980.1605 | 3616964.705 | 65291.9982 | 2723.4573 | 98.15% | 1.772% | 0.07391% | 1854948.2989 | 3526544.6855 | 299980.792 | 26828.6498 | 1528138.8572 | 569514.5827 | 55960.6081 | 2901069.4947 | 1250 | 0.092289 | 0.052636 | 0.011893 | 39928877.0286 | 594213.0674 | 61386.5893 | 3029380.5038 | 6438639.9554 | 665158.9613 | 32825078.1119 | 34767420.6746 | 5622560.1512 | 502851.1862 | 28642009.3372 | 13322189.8555 | 2151449.1017 | 211401.7862 | 10959338.9676 |  | 545 | 1250-8R | 3684980.1605 | 1830031.8616 | 158435.4751 | 3616964.705 | 1790738.9284 | 150049.9495 | 65291.9982 | 36569.4759 | 5662.0683 | 2723.4573 | 594213.0674 | 294232.2754 | 24698.4847 | 3020742.8474 | 294159.0091 | 24685.4088 | 127.1524 | 71.217 | 11.0266 | 2.0493 | 3029380.5038 | 1501241.6466 | 128311.0091 | 3020742.8474 | 1495315.4335 | 125302.4953 | 6163.6491 | 3452.2058 | 534.5066 | 2474.0073 | 61386.5893 | 34557.9396 | 5425.9812 | 2137.9919 | 1264.4858 | 62.0453 | 59001.1967 | 33046.0531 | 5116.5352 | 247.4007 | 0.010354 | 0.0045436 | 0.0002378 | 0.078089 | 0.044247 | 0.0078088 | 0.003846 | 5000000 | scaled
1256-1172AE | 0 | 0 | 0 | 0 | 0% | 0% | 0% | 0 | 0 | 0 | 0 | 0 | 0 | 0 | 0 | 1256 | 0 | 0 | 0 | 0 | 0 | 0 | 0 | 0 | 0 | 0 | 0 | 0 | 0 | 0 | 0 | 0 | 0 | 0 |  | 546 | 1256-1172AE | 0 | 0 | 0 | 0 | 0 | 0 | 0 | 0 | 0 | 0 | 0 | 0 | 0 | 0 | 0 | 0 | 0 | 0 | 0 | 0 | 0 | 0 | 0 | 0 | 0 | 0 | 0 | 0 | 0 | 0 | 0 | 0 | 0 | 0 | 0 | 0 | 0 | 0 | 0 | 0 | 0 | 0 | 0 | 0 | 0 | 0 | 0 | 5000000 | scaled
1256-17AE | 0 | 0 | 0 | 0 | 0% | 0% | 0% | 0 | 0 | 0 | 0 | 0 | 0 | 0 | 0 | 1256 | 0 | 0 | 0 | 0 | 0 | 0 | 0 | 0 | 0 | 0 | 0 | 0 | 0 | 0 | 0 | 0 | 0 | 0 |  | 547 | 1256-17AE | 0 | 0 | 0 | 0 | 0 | 0 | 0 | 0 | 0 | 0 | 0 | 0 | 0 | 0 | 0 | 0 | 0 | 0 | 0 | 0 | 0 | 0 | 0 | 0 | 0 | 0 | 0 | 0 | 0 | 0 | 0 | 0 | 0 | 0 | 0 | 0 | 0 | 0 | 0 | 0 | 0 | 0 | 0 | 0 | 0 | 0 | 0 | 5000000 | scaled
1256-19AE | 0 | 0 | 0 | 0 | 0% | 0% | 0% | 0 | 0 | 0 | 0 | 0 | 0 | 0 | 0 | 1256 | 0 | 0 | 0 | 0 | 0 | 0 | 0 | 0 | 0 | 0 | 0 | 0 | 0 | 0 | 0 | 0 | 0 | 0 |  | 548 | 1256-19AE | 0 | 0 | 0 | 0 | 0 | 0 | 0 | 0 | 0 | 0 | 0 | 0 | 0 | 0 | 0 | 0 | 0 | 0 | 0 | 0 | 0 | 0 | 0 | 0 | 0 | 0 | 0 | 0 | 0 | 0 | 0 | 0 | 0 | 0 | 0 | 0 | 0 | 0 | 0 | 0 | 0 | 0 | 0 | 0 | 0 | 0 | 0 | 5000000 | scaled
1256-35 | 0 | 0 | 0 | 0 | 0% | 0% | 0% | 0 | 0 | 0 | 0 | 0 | 0 | 0 | 0 | 1256 | 0 | 0 | 0 | 0 | 0 | 0 | 0 | 0 | 0 | 0 | 0 | 0 | 0 | 0 | 0 | 0 | 0 | 0 |  | 549 | 1256-35 | 0 | 0 | 0 | 0 | 0 | 0 | 0 | 0 | 0 | 0 | 0 | 0 | 0 | 0 | 0 | 0 | 0 | 0 | 0 | 0 | 0 | 0 | 0 | 0 | 0 | 0 | 0 | 0 | 0 | 0 | 0 | 0 | 0 | 0 | 0 | 0 | 0 | 0 | 0 | 0 | 0 | 0 | 0 | 0 | 0 | 0 | 0 | 5000000 | scaled
1256-37 | 0 | 0 | 0 | 0 | 0% | 0% | 0% | 0 | 0 | 0 | 0 | 0 | 0 | 0 | 0 | 1256 | 0 | 0 | 0 | 0 | 0 | 0 | 0 | 0 | 0 | 0 | 0 | 0 | 0 | 0 | 0 | 0 | 0 | 0 |  | 550 | 1256-37 | 0 | 0 | 0 | 0 | 0 | 0 | 0 | 0 | 0 | 0 | 0 | 0 | 0 | 0 | 0 | 0 | 0 | 0 | 0 | 0 | 0 | 0 | 0 | 0 | 0 | 0 | 0 | 0 | 0 | 0 | 0 | 0 | 0 | 0 | 0 | 0 | 0 | 0 | 0 | 0 | 0 | 0 | 0 | 0 | 0 | 0 | 0 | 5000000 | scaled
1256-38 | 0 | 0 | 0 | 0 | 0% | 0% | 0% | 0 | 0 | 0 | 0 | 0 | 0 | 0 | 0 | 1256 | 0 | 0 | 0 | 0 | 0 | 0 | 0 | 0 | 0 | 0 | 0 | 0 | 0 | 0 | 0 | 0 | 0 | 0 |  | 551 | 1256-38 | 0 | 0 | 0 | 0 | 0 | 0 | 0 | 0 | 0 | 0 | 0 | 0 | 0 | 0 | 0 | 0 | 0 | 0 | 0 | 0 | 0 | 0 | 0 | 0 | 0 | 0 | 0 | 0 | 0 | 0 | 0 | 0 | 0 | 0 | 0 | 0 | 0 | 0 | 0 | 0 | 0 | 0 | 0 | 0 | 0 | 0 | 0 | 5000000 | scaled
1257-5 | 0 | 0 | 0 | 0 | 0% | 0% | 0% | 0 | 0 | 0 | 0 | 0 | 0 | 0 | 0 | 1257 | 0 | 0 | 0 | 0 | 0 | 0 | 0 | 0 | 0 | 0 | 0 | 0 | 0 | 0 | 0 | 0 | 0 | 0 |  | 552 | 1257-5 | 0 | 0 | 0 | 0 | 0 | 0 | 0 | 0 | 0 | 0 | 0 | 0 | 0 | 0 | 0 | 0 | 0 | 0 | 0 | 0 | 0 | 0 | 0 | 0 | 0 | 0 | 0 | 0 | 0 | 0 | 0 | 0 | 0 | 0 | 0 | 0 | 0 | 0 | 0 | 0 | 0 | 0 | 0 | 0 | 0 | 0 | 0 | 5000000 | scaled
1257-6 | 0 | 0 | 0 | 0 | 0% | 0% | 0% | 0 | 0 | 0 | 0 | 0 | 0 | 0 | 0 | 1257 | 0 | 0 | 0 | 0 | 0 | 0 | 0 | 0 | 0 | 0 | 0 | 0 | 0 | 0 | 0 | 0 | 0 | 0 |  | 553 | 1257-6 | 0 | 0 | 0 | 0 | 0 | 0 | 0 | 0 | 0 | 0 | 0 | 0 | 0 | 0 | 0 | 0 | 0 | 0 | 0 | 0 | 0 | 0 | 0 | 0 | 0 | 0 | 0 | 0 | 0 | 0 | 0 | 0 | 0 | 0 | 0 | 0 | 0 | 0 | 0 | 0 | 0 | 0 | 0 | 0 | 0 | 0 | 0 | 5000000 | scaled
1257-7AE | 0 | 0 | 0 | 0 | 0% | 0% | 0% | 0 | 0 | 0 | 0 | 0 | 0 | 0 | 0 | 1257 | 0 | 0 | 0 | 0 | 0 | 0 | 0 | 0 | 0 | 0 | 0 | 0 | 0 | 0 | 0 | 0 | 0 | 0 |  | 554 | 1257-7AE | 0 | 0 | 0 | 0 | 0 | 0 | 0 | 0 | 0 | 0 | 0 | 0 | 0 | 0 | 0 | 0 | 0 | 0 | 0 | 0 | 0 | 0 | 0 | 0 | 0 | 0 | 0 | 0 | 0 | 0 | 0 | 0 | 0 | 0 | 0 | 0 | 0 | 0 | 0 | 0 | 0 | 0 | 0 | 0 | 0 | 0 | 0 | 5000000 | scaled
1257-8AE | 0 | 0 | 0 | 0 | 0% | 0% | 0% | 0 | 0 | 0 | 0 | 0 | 0 | 0 | 0 | 1257 | 0 | 0 | 0 | 0 | 0 | 0 | 0 | 0 | 0 | 0 | 0 | 0 | 0 | 0 | 0 | 0 | 0 | 0 |  | 555 | 1257-8AE | 0 | 0 | 0 | 0 | 0 | 0 | 0 | 0 | 0 | 0 | 0 | 0 | 0 | 0 | 0 | 0 | 0 | 0 | 0 | 0 | 0 | 0 | 0 | 0 | 0 | 0 | 0 | 0 | 0 | 0 | 0 | 0 | 0 | 0 | 0 | 0 | 0 | 0 | 0 | 0 | 0 | 0 | 0 | 0 | 0 | 0 | 0 | 5000000 | scaled
1258-427 | 0 | 0 | 0 | 0 | 0% | 0% | 0% | 0 | 0 | 0 | 0 | 0 | 0 | 0 | 0 | 1258 | 0 | 0 | 0 | 0 | 0 | 0 | 0 | 0 | 0 | 0 | 0 | 0 | 0 | 0 | 0 | 0 | 0 | 0 |  | 556 | 1258-427 | 0 | 0 | 0 | 0 | 0 | 0 | 0 | 0 | 0 | 0 | 0 | 0 | 0 | 0 | 0 | 0 | 0 | 0 | 0 | 0 | 0 | 0 | 0 | 0 | 0 | 0 | 0 | 0 | 0 | 0 | 0 | 0 | 0 | 0 | 0 | 0 | 0 | 0 | 0 | 0 | 0 | 0 | 0 | 0 | 0 | 0 | 0 | 5000000 | scaled
1258-428F | 0 | 0 | 0 | 0 | 0% | 0% | 0% | 0 | 0 | 0 | 0 | 0 | 0 | 0 | 0 | 1258 | 0 | 0 | 0 | 0 | 0 | 0 | 0 | 0 | 0 | 0 | 0 | 0 | 0 | 0 | 0 | 0 | 0 | 0 |  | 557 | 1258-428F | 0 | 0 | 0 | 0 | 0 | 0 | 0 | 0 | 0 | 0 | 0 | 0 | 0 | 0 | 0 | 0 | 0 | 0 | 0 | 0 | 0 | 0 | 0 | 0 | 0 | 0 | 0 | 0 | 0 | 0 | 0 | 0 | 0 | 0 | 0 | 0 | 0 | 0 | 0 | 0 | 0 | 0 | 0 | 0 | 0 | 0 | 0 | 5000000 | scaled
1258-6F | 0 | 0 | 0 | 0 | 0% | 0% | 0% | 0 | 0 | 0 | 0 | 0 | 0 | 0 | 0 | 1258 | 0 | 0 | 0 | 0 | 0 | 0 | 0 | 0 | 0 | 0 | 0 | 0 | 0 | 0 | 0 | 0 | 0 | 0 |  | 558 | 1258-6F | 0 | 0 | 0 | 0 | 0 | 0 | 0 | 0 | 0 | 0 | 0 | 0 | 0 | 0 | 0 | 0 | 0 | 0 | 0 | 0 | 0 | 0 | 0 | 0 | 0 | 0 | 0 | 0 | 0 | 0 | 0 | 0 | 0 | 0 | 0 | 0 | 0 | 0 | 0 | 0 | 0 | 0 | 0 | 0 | 0 | 0 | 0 | 5000000 | scaled
1258-7 | 0 | 0 | 0 | 0 | 0% | 0% | 0% | 0 | 0 | 0 | 0 | 0 | 0 | 0 | 0 | 1258 | 0 | 0 | 0 | 0 | 0 | 0 | 0 | 0 | 0 | 0 | 0 | 0 | 0 | 0 | 0 | 0 | 0 | 0 |  | 559 | 1258-7 | 0 | 0 | 0 | 0 | 0 | 0 | 0 | 0 | 0 | 0 | 0 | 0 | 0 | 0 | 0 | 0 | 0 | 0 | 0 | 0 | 0 | 0 | 0 | 0 | 0 | 0 | 0 | 0 | 0 | 0 | 0 | 0 | 0 | 0 | 0 | 0 | 0 | 0 | 0 | 0 | 0 | 0 | 0 | 0 | 0 | 0 | 0 | 5000000 | scaled
1259-1 | 0 | 0 | 0 | 0 | 0% | 0% | 0% | 0 | 0 | 0 | 0 | 0 | 0 | 0 | 0 | 1259 | 0 | 0 | 0 | 0 | 0 | 0 | 0 | 0 | 0 | 0 | 0 | 0 | 0 | 0 | 0 | 0 | 0 | 0 |  | 560 | 1259-1 | 0 | 0 | 0 | 0 | 0 | 0 | 0 | 0 | 0 | 0 | 0 | 0 | 0 | 0 | 0 | 0 | 0 | 0 | 0 | 0 | 0 | 0 | 0 | 0 | 0 | 0 | 0 | 0 | 0 | 0 | 0 | 0 | 0 | 0 | 0 | 0 | 0 | 0 | 0 | 0 | 0 | 0 | 0 | 0 | 0 | 0 | 0 | 5000000 | scaled
1259-2F | 0 | 0 | 0 | 0 | 0% | 0% | 0% | 0 | 0 | 0 | 0 | 0 | 0 | 0 | 0 | 1259 | 0 | 0 | 0 | 0 | 0 | 0 | 0 | 0 | 0 | 0 | 0 | 0 | 0 | 0 | 0 | 0 | 0 | 0 |  | 561 | 1259-2F | 0 | 0 | 0 | 0 | 0 | 0 | 0 | 0 | 0 | 0 | 0 | 0 | 0 | 0 | 0 | 0 | 0 | 0 | 0 | 0 | 0 | 0 | 0 | 0 | 0 | 0 | 0 | 0 | 0 | 0 | 0 | 0 | 0 | 0 | 0 | 0 | 0 | 0 | 0 | 0 | 0 | 0 | 0 | 0 | 0 | 0 | 0 | 5000000 | scaled
1259-3F | 0 | 0 | 0 | 0 | 0% | 0% | 0% | 0 | 0 | 0 | 0 | 0 | 0 | 0 | 0 | 1259 | 0 | 0 | 0 | 0 | 0 | 0 | 0 | 0 | 0 | 0 | 0 | 0 | 0 | 0 | 0 | 0 | 0 | 0 |  | 562 | 1259-3F | 0 | 0 | 0 | 0 | 0 | 0 | 0 | 0 | 0 | 0 | 0 | 0 | 0 | 0 | 0 | 0 | 0 | 0 | 0 | 0 | 0 | 0 | 0 | 0 | 0 | 0 | 0 | 0 | 0 | 0 | 0 | 0 | 0 | 0 | 0 | 0 | 0 | 0 | 0 | 0 | 0 | 0 | 0 | 0 | 0 | 0 | 0 | 5000000 | scaled
1260-18 | 0 | 0 | 0 | 0 | 0% | 0% | 0% | 0 | 0 | 0 | 0 | 0 | 0 | 0 | 0 | 1260 | 0 | 0 | 0 | 0 | 0 | 0 | 0 | 0 | 0 | 0 | 0 | 0 | 0 | 0 | 0 | 0 | 0 | 0 |  | 563 | 1260-18 | 0 | 0 | 0 | 0 | 0 | 0 | 0 | 0 | 0 | 0 | 0 | 0 | 0 | 0 | 0 | 0 | 0 | 0 | 0 | 0 | 0 | 0 | 0 | 0 | 0 | 0 | 0 | 0 | 0 | 0 | 0 | 0 | 0 | 0 | 0 | 0 | 0 | 0 | 0 | 0 | 0 | 0 | 0 | 0 | 0 | 0 | 0 | 5000000 | scaled
1260-217F | 0 | 0 | 0 | 0 | 0% | 0% | 0% | 0 | 0 | 0 | 0 | 0 | 0 | 0 | 0 | 1260 | 0 | 0 | 0 | 0 | 0 | 0 | 0 | 0 | 0 | 0 | 0 | 0 | 0 | 0 | 0 | 0 | 0 | 0 |  | 564 | 1260-217F | 0 | 0 | 0 | 0 | 0 | 0 | 0 | 0 | 0 | 0 | 0 | 0 | 0 | 0 | 0 | 0 | 0 | 0 | 0 | 0 | 0 | 0 | 0 | 0 | 0 | 0 | 0 | 0 | 0 | 0 | 0 | 0 | 0 | 0 | 0 | 0 | 0 | 0 | 0 | 0 | 0 | 0 | 0 | 0 | 0 | 0 | 0 | 5000000 | scaled
1260-218F | 0 | 0 | 0 | 0 | 0% | 0% | 0% | 0 | 0 | 0 | 0 | 0 | 0 | 0 | 0 | 1260 | 0 | 0 | 0 | 0 | 0 | 0 | 0 | 0 | 0 | 0 | 0 | 0 | 0 | 0 | 0 | 0 | 0 | 0 |  | 565 | 1260-218F | 0 | 0 | 0 | 0 | 0 | 0 | 0 | 0 | 0 | 0 | 0 | 0 | 0 | 0 | 0 | 0 | 0 | 0 | 0 | 0 | 0 | 0 | 0 | 0 | 0 | 0 | 0 | 0 | 0 | 0 | 0 | 0 | 0 | 0 | 0 | 0 | 0 | 0 | 0 | 0 | 0 | 0 | 0 | 0 | 0 | 0 | 0 | 5000000 | scaled
1260-219 | 0 | 0 | 0 | 0 | 0% | 0% | 0% | 0 | 0 | 0 | 0 | 0 | 0 | 0 | 0 | 1260 | 0 | 0 | 0 | 0 | 0 | 0 | 0 | 0 | 0 | 0 | 0 | 0 | 0 | 0 | 0 | 0 | 0 | 0 |  | 566 | 1260-219 | 0 | 0 | 0 | 0 | 0 | 0 | 0 | 0 | 0 | 0 | 0 | 0 | 0 | 0 | 0 | 0 | 0 | 0 | 0 | 0 | 0 | 0 | 0 | 0 | 0 | 0 | 0 | 0 | 0 | 0 | 0 | 0 | 0 | 0 | 0 | 0 | 0 | 0 | 0 | 0 | 0 | 0 | 0 | 0 | 0 | 0 | 0 | 5000000 | scaled
126-11 | 0 | 0 | 0 | 0 | 0% | 0% | 0% | 0 | 0 | 0 | 0 | 0 | 0 | 0 | 0 | 126 | 0 | 0 | 0 | 0 | 0 | 0 | 0 | 0 | 0 | 0 | 0 | 0 | 0 | 0 | 0 | 0 | 0 | 0 |  | 567 | 126-11 | 0 | 0 | 0 | 0 | 0 | 0 | 0 | 0 | 0 | 0 | 0 | 0 | 0 | 0 | 0 | 0 | 0 | 0 | 0 | 0 | 0 | 0 | 0 | 0 | 0 | 0 | 0 | 0 | 0 | 0 | 0 | 0 | 0 | 0 | 0 | 0 | 0 | 0 | 0 | 0 | 0 | 0 | 0 | 0 | 0 | 0 | 0 | 5000000 | scaled
126-12 | 0 | 0 | 0 | 0 | 0% | 0% | 0% | 0 | 0 | 0 | 0 | 0 | 0 | 0 | 0 | 126 | 0 | 0 | 0 | 0 | 0 | 0 | 0 | 0 | 0 | 0 | 0 | 0 | 0 | 0 | 0 | 0 | 0 | 0 |  | 568 | 126-12 | 0 | 0 | 0 | 0 | 0 | 0 | 0 | 0 | 0 | 0 | 0 | 0 | 0 | 0 | 0 | 0 | 0 | 0 | 0 | 0 | 0 | 0 | 0 | 0 | 0 | 0 | 0 | 0 | 0 | 0 | 0 | 0 | 0 | 0 | 0 | 0 | 0 | 0 | 0 | 0 | 0 | 0 | 0 | 0 | 0 | 0 | 0 | 5000000 | scaled
126-5 | 0 | 0 | 0 | 0 | 0% | 0% | 0% | 0 | 0 | 0 | 0 | 0 | 0 | 0 | 0 | 126 | 0 | 0 | 0 | 0 | 0 | 0 | 0 | 0 | 0 | 0 | 0 | 0 | 0 | 0 | 0 | 0 | 0 | 0 |  | 569 | 126-5 | 0 | 0 | 0 | 0 | 0 | 0 | 0 | 0 | 0 | 0 | 0 | 0 | 0 | 0 | 0 | 0 | 0 | 0 | 0 | 0 | 0 | 0 | 0 | 0 | 0 | 0 | 0 | 0 | 0 | 0 | 0 | 0 | 0 | 0 | 0 | 0 | 0 | 0 | 0 | 0 | 0 | 0 | 0 | 0 | 0 | 0 | 0 | 5000000 | scaled
126-6 | 0 | 0 | 0 | 0 | 0% | 0% | 0% | 0 | 0 | 0 | 0 | 0 | 0 | 0 | 0 | 126 | 0 | 0 | 0 | 0 | 0 | 0 | 0 | 0 | 0 | 0 | 0 | 0 | 0 | 0 | 0 | 0 | 0 | 0 |  | 570 | 126-6 | 0 | 0 | 0 | 0 | 0 | 0 | 0 | 0 | 0 | 0 | 0 | 0 | 0 | 0 | 0 | 0 | 0 | 0 | 0 | 0 | 0 | 0 | 0 | 0 | 0 | 0 | 0 | 0 | 0 | 0 | 0 | 0 | 0 | 0 | 0 | 0 | 0 | 0 | 0 | 0 | 0 | 0 | 0 | 0 | 0 | 0 | 0 | 5000000 | scaled
1260-17 | 0 | 0 | 0 | 0 | 0% | 0% | 0% | 0 | 0 | 0 | 0 | 0 | 0 | 0 | 0 | 1260 | 0 | 0 | 0 | 0 | 0 | 0 | 0 | 0 | 0 | 0 | 0 | 0 | 0 | 0 | 0 | 0 | 0 | 0 |  | 571 | 1260-17 | 0 | 0 | 0 | 0 | 0 | 0 | 0 | 0 | 0 | 0 | 0 | 0 | 0 | 0 | 0 | 0 | 0 | 0 | 0 | 0 | 0 | 0 | 0 | 0 | 0 | 0 | 0 | 0 | 0 | 0 | 0 | 0 | 0 | 0 | 0 | 0 | 0 | 0 | 0 | 0 | 0 | 0 | 0 | 0 | 0 | 0 | 0 | 5000000 | scaled
1266-14 | 0 | 0 | 0 | 0 | 0% | 0% | 0% | 0 | 0 | 0 | 0 | 0 | 0 | 0 | 0 | 1266 | 0 | 0 | 0 | 0 | 0 | 0 | 0 | 0 | 0 | 0 | 0 | 0 | 0 | 0 | 0 | 0 | 0 | 0 |  | 572 | 1266-14 | 0 | 0 | 0 | 0 | 0 | 0 | 0 | 0 | 0 | 0 | 0 | 0 | 0 | 0 | 0 | 0 | 0 | 0 | 0 | 0 | 0 | 0 | 0 | 0 | 0 | 0 | 0 | 0 | 0 | 0 | 0 | 0 | 0 | 0 | 0 | 0 | 0 | 0 | 0 | 0 | 0 | 0 | 0 | 0 | 0 | 0 | 0 | 5000000 | scaled
1266-302F | 0 | 0 | 0 | 0 | 0% | 0% | 0% | 0 | 0 | 0 | 0 | 0 | 0 | 0 | 0 | 1266 | 0 | 0 | 0 | 0 | 0 | 0 | 0 | 0 | 0 | 0 | 0 | 0 | 0 | 0 | 0 | 0 | 0 | 0 |  | 573 | 1266-302F | 0 | 0 | 0 | 0 | 0 | 0 | 0 | 0 | 0 | 0 | 0 | 0 | 0 | 0 | 0 | 0 | 0 | 0 | 0 | 0 | 0 | 0 | 0 | 0 | 0 | 0 | 0 | 0 | 0 | 0 | 0 | 0 | 0 | 0 | 0 | 0 | 0 | 0 | 0 | 0 | 0 | 0 | 0 | 0 | 0 | 0 | 0 | 5000000 | scaled
1266-303F | 0 | 0 | 0 | 0 | 0% | 0% | 0% | 0 | 0 | 0 | 0 | 0 | 0 | 0 | 0 | 1266 | 0 | 0 | 0 | 0 | 0 | 0 | 0 | 0 | 0 | 0 | 0 | 0 | 0 | 0 | 0 | 0 | 0 | 0 |  | 574 | 1266-303F | 0 | 0 | 0 | 0 | 0 | 0 | 0 | 0 | 0 | 0 | 0 | 0 | 0 | 0 | 0 | 0 | 0 | 0 | 0 | 0 | 0 | 0 | 0 | 0 | 0 | 0 | 0 | 0 | 0 | 0 | 0 | 0 | 0 | 0 | 0 | 0 | 0 | 0 | 0 | 0 | 0 | 0 | 0 | 0 | 0 | 0 | 0 | 5000000 | scaled
1266-304 | 0 | 0 | 0 | 0 | 0% | 0% | 0% | 0 | 0 | 0 | 0 | 0 | 0 | 0 | 0 | 1266 | 0 | 0 | 0 | 0 | 0 | 0 | 0 | 0 | 0 | 0 | 0 | 0 | 0 | 0 | 0 | 0 | 0 | 0 |  | 575 | 1266-304 | 0 | 0 | 0 | 0 | 0 | 0 | 0 | 0 | 0 | 0 | 0 | 0 | 0 | 0 | 0 | 0 | 0 | 0 | 0 | 0 | 0 | 0 | 0 | 0 | 0 | 0 | 0 | 0 | 0 | 0 | 0 | 0 | 0 | 0 | 0 | 0 | 0 | 0 | 0 | 0 | 0 | 0 | 0 | 0 | 0 | 0 | 0 | 5000000 | scaled
1266-305F | 0 | 0 | 0 | 0 | 0% | 0% | 0% | 0 | 0 | 0 | 0 | 0 | 0 | 0 | 0 | 1266 | 0 | 0 | 0 | 0 | 0 | 0 | 0 | 0 | 0 | 0 | 0 | 0 | 0 | 0 | 0 | 0 | 0 | 0 |  | 576 | 1266-305F | 0 | 0 | 0 | 0 | 0 | 0 | 0 | 0 | 0 | 0 | 0 | 0 | 0 | 0 | 0 | 0 | 0 | 0 | 0 | 0 | 0 | 0 | 0 | 0 | 0 | 0 | 0 | 0 | 0 | 0 | 0 | 0 | 0 | 0 | 0 | 0 | 0 | 0 | 0 | 0 | 0 | 0 | 0 | 0 | 0 | 0 | 0 | 5000000 | scaled
127-36 | 0 | 0 | 0 | 0 | 0% | 0% | 0% | 0 | 0 | 0 | 0 | 0 | 0 | 0 | 0 | 127 | 0 | 0 | 0 | 0 | 0 | 0 | 0 | 0 | 0 | 0 | 0 | 0 | 0 | 0 | 0 | 0 | 0 | 0 |  | 577 | 127-36 | 0 | 0 | 0 | 0 | 0 | 0 | 0 | 0 | 0 | 0 | 0 | 0 | 0 | 0 | 0 | 0 | 0 | 0 | 0 | 0 | 0 | 0 | 0 | 0 | 0 | 0 | 0 | 0 | 0 | 0 | 0 | 0 | 0 | 0 | 0 | 0 | 0 | 0 | 0 | 0 | 0 | 0 | 0 | 0 | 0 | 0 | 0 | 5000000 | scaled
127-37 | 0 | 0 | 0 | 0 | 0% | 0% | 0% | 0 | 0 | 0 | 0 | 0 | 0 | 0 | 0 | 127 | 0 | 0 | 0 | 0 | 0 | 0 | 0 | 0 | 0 | 0 | 0 | 0 | 0 | 0 | 0 | 0 | 0 | 0 |  | 578 | 127-37 | 0 | 0 | 0 | 0 | 0 | 0 | 0 | 0 | 0 | 0 | 0 | 0 | 0 | 0 | 0 | 0 | 0 | 0 | 0 | 0 | 0 | 0 | 0 | 0 | 0 | 0 | 0 | 0 | 0 | 0 | 0 | 0 | 0 | 0 | 0 | 0 | 0 | 0 | 0 | 0 | 0 | 0 | 0 | 0 | 0 | 0 | 0 | 5000000 | scaled
127-37F | 0 | 0 | 0 | 0 | 0% | 0% | 0% | 0 | 0 | 0 | 0 | 0 | 0 | 0 | 0 | 127 | 0 | 0 | 0 | 0 | 0 | 0 | 0 | 0 | 0 | 0 | 0 | 0 | 0 | 0 | 0 | 0 | 0 | 0 |  | 579 | 127-37F | 0 | 0 | 0 | 0 | 0 | 0 | 0 | 0 | 0 | 0 | 0 | 0 | 0 | 0 | 0 | 0 | 0 | 0 | 0 | 0 | 0 | 0 | 0 | 0 | 0 | 0 | 0 | 0 | 0 | 0 | 0 | 0 | 0 | 0 | 0 | 0 | 0 | 0 | 0 | 0 | 0 | 0 | 0 | 0 | 0 | 0 | 0 | 5000000 | scaled
127-38 | 0 | 0 | 0 | 0 | 0% | 0% | 0% | 0 | 0 | 0 | 0 | 0 | 0 | 0 | 0 | 127 | 0 | 0 | 0 | 0 | 0 | 0 | 0 | 0 | 0 | 0 | 0 | 0 | 0 | 0 | 0 | 0 | 0 | 0 |  | 580 | 127-38 | 0 | 0 | 0 | 0 | 0 | 0 | 0 | 0 | 0 | 0 | 0 | 0 | 0 | 0 | 0 | 0 | 0 | 0 | 0 | 0 | 0 | 0 | 0 | 0 | 0 | 0 | 0 | 0 | 0 | 0 | 0 | 0 | 0 | 0 | 0 | 0 | 0 | 0 | 0 | 0 | 0 | 0 | 0 | 0 | 0 | 0 | 0 | 5000000 | scaled
127-38F | 0 | 0 | 0 | 0 | 0% | 0% | 0% | 0 | 0 | 0 | 0 | 0 | 0 | 0 | 0 | 127 | 0 | 0 | 0 | 0 | 0 | 0 | 0 | 0 | 0 | 0 | 0 | 0 | 0 | 0 | 0 | 0 | 0 | 0 |  | 581 | 127-38F | 0 | 0 | 0 | 0 | 0 | 0 | 0 | 0 | 0 | 0 | 0 | 0 | 0 | 0 | 0 | 0 | 0 | 0 | 0 | 0 | 0 | 0 | 0 | 0 | 0 | 0 | 0 | 0 | 0 | 0 | 0 | 0 | 0 | 0 | 0 | 0 | 0 | 0 | 0 | 0 | 0 | 0 | 0 | 0 | 0 | 0 | 0 | 5000000 | scaled
127-39 | 0 | 0 | 0 | 0 | 0% | 0% | 0% | 0 | 0 | 0 | 0 | 0 | 0 | 0 | 0 | 127 | 0 | 0 | 0 | 0 | 0 | 0 | 0 | 0 | 0 | 0 | 0 | 0 | 0 | 0 | 0 | 0 | 0 | 0 |  | 582 | 127-39 | 0 | 0 | 0 | 0 | 0 | 0 | 0 | 0 | 0 | 0 | 0 | 0 | 0 | 0 | 0 | 0 | 0 | 0 | 0 | 0 | 0 | 0 | 0 | 0 | 0 | 0 | 0 | 0 | 0 | 0 | 0 | 0 | 0 | 0 | 0 | 0 | 0 | 0 | 0 | 0 | 0 | 0 | 0 | 0 | 0 | 0 | 0 | 5000000 | scaled
127-40 | 0 | 0 | 0 | 0 | 0% | 0% | 0% | 0 | 0 | 0 | 0 | 0 | 0 | 0 | 0 | 127 | 0 | 0 | 0 | 0 | 0 | 0 | 0 | 0 | 0 | 0 | 0 | 0 | 0 | 0 | 0 | 0 | 0 | 0 |  | 583 | 127-40 | 0 | 0 | 0 | 0 | 0 | 0 | 0 | 0 | 0 | 0 | 0 | 0 | 0 | 0 | 0 | 0 | 0 | 0 | 0 | 0 | 0 | 0 | 0 | 0 | 0 | 0 | 0 | 0 | 0 | 0 | 0 | 0 | 0 | 0 | 0 | 0 | 0 | 0 | 0 | 0 | 0 | 0 | 0 | 0 | 0 | 0 | 0 | 5000000 | scaled
127-41 | 0 | 0 | 0 | 0 | 0% | 0% | 0% | 0 | 0 | 0 | 0 | 0 | 0 | 0 | 0 | 127 | 0 | 0 | 0 | 0 | 0 | 0 | 0 | 0 | 0 | 0 | 0 | 0 | 0 | 0 | 0 | 0 | 0 | 0 |  | 584 | 127-41 | 0 | 0 | 0 | 0 | 0 | 0 | 0 | 0 | 0 | 0 | 0 | 0 | 0 | 0 | 0 | 0 | 0 | 0 | 0 | 0 | 0 | 0 | 0 | 0 | 0 | 0 | 0 | 0 | 0 | 0 | 0 | 0 | 0 | 0 | 0 | 0 | 0 | 0 | 0 | 0 | 0 | 0 | 0 | 0 | 0 | 0 | 0 | 5000000 | scaled
127-41F | 0 | 0 | 0 | 0 | 0% | 0% | 0% | 0 | 0 | 0 | 0 | 0 | 0 | 0 | 0 | 127 | 0 | 0 | 0 | 0 | 0 | 0 | 0 | 0 | 0 | 0 | 0 | 0 | 0 | 0 | 0 | 0 | 0 | 0 |  | 585 | 127-41F | 0 | 0 | 0 | 0 | 0 | 0 | 0 | 0 | 0 | 0 | 0 | 0 | 0 | 0 | 0 | 0 | 0 | 0 | 0 | 0 | 0 | 0 | 0 | 0 | 0 | 0 | 0 | 0 | 0 | 0 | 0 | 0 | 0 | 0 | 0 | 0 | 0 | 0 | 0 | 0 | 0 | 0 | 0 | 0 | 0 | 0 | 0 | 5000000 | scaled
127-42 | 0 | 0 | 0 | 0 | 0% | 0% | 0% | 0 | 0 | 0 | 0 | 0 | 0 | 0 | 0 | 127 | 0 | 0 | 0 | 0 | 0 | 0 | 0 | 0 | 0 | 0 | 0 | 0 | 0 | 0 | 0 | 0 | 0 | 0 |  | 586 | 127-42 | 0 | 0 | 0 | 0 | 0 | 0 | 0 | 0 | 0 | 0 | 0 | 0 | 0 | 0 | 0 | 0 | 0 | 0 | 0 | 0 | 0 | 0 | 0 | 0 | 0 | 0 | 0 | 0 | 0 | 0 | 0 | 0 | 0 | 0 | 0 | 0 | 0 | 0 | 0 | 0 | 0 | 0 | 0 | 0 | 0 | 0 | 0 | 5000000 | scaled
1283-1 | 0 | 0 | 0 | 0 | 0% | 0% | 0% | 0 | 0 | 0 | 0 | 0 | 0 | 0 | 0 | 1283 | 0 | 0 | 0 | 0 | 0 | 0 | 0 | 0 | 0 | 0 | 0 | 0 | 0 | 0 | 0 | 0 | 0 | 0 |  | 587 | 1283-1 | 0 | 0 | 0 | 0 | 0 | 0 | 0 | 0 | 0 | 0 | 0 | 0 | 0 | 0 | 0 | 0 | 0 | 0 | 0 | 0 | 0 | 0 | 0 | 0 | 0 | 0 | 0 | 0 | 0 | 0 | 0 | 0 | 0 | 0 | 0 | 0 | 0 | 0 | 0 | 0 | 0 | 0 | 0 | 0 | 0 | 0 | 0 | 5000000 | scaled
1283-2F | 0 | 0 | 0 | 0 | 0% | 0% | 0% | 0 | 0 | 0 | 0 | 0 | 0 | 0 | 0 | 1283 | 0 | 0 | 0 | 0 | 0 | 0 | 0 | 0 | 0 | 0 | 0 | 0 | 0 | 0 | 0 | 0 | 0 | 0 |  | 588 | 1283-2F | 0 | 0 | 0 | 0 | 0 | 0 | 0 | 0 | 0 | 0 | 0 | 0 | 0 | 0 | 0 | 0 | 0 | 0 | 0 | 0 | 0 | 0 | 0 | 0 | 0 | 0 | 0 | 0 | 0 | 0 | 0 | 0 | 0 | 0 | 0 | 0 | 0 | 0 | 0 | 0 | 0 | 0 | 0 | 0 | 0 | 0 | 0 | 5000000 | scaled
1283-4F | 0 | 0 | 0 | 0 | 0% | 0% | 0% | 0 | 0 | 0 | 0 | 0 | 0 | 0 | 0 | 1283 | 0 | 0 | 0 | 0 | 0 | 0 | 0 | 0 | 0 | 0 | 0 | 0 | 0 | 0 | 0 | 0 | 0 | 0 |  | 589 | 1283-4F | 0 | 0 | 0 | 0 | 0 | 0 | 0 | 0 | 0 | 0 | 0 | 0 | 0 | 0 | 0 | 0 | 0 | 0 | 0 | 0 | 0 | 0 | 0 | 0 | 0 | 0 | 0 | 0 | 0 | 0 | 0 | 0 | 0 | 0 | 0 | 0 | 0 | 0 | 0 | 0 | 0 | 0 | 0 | 0 | 0 | 0 | 0 | 5000000 | scaled
1284-401F | 0 | 0 | 0 | 0 | 0% | 0% | 0% | 0 | 0 | 0 | 0 | 0 | 0 | 0 | 0 | 1284 | 0 | 0 | 0 | 0 | 0 | 0 | 0 | 0 | 0 | 0 | 0 | 0 | 0 | 0 | 0 | 0 | 0 | 0 |  | 590 | 1284-401F | 0 | 0 | 0 | 0 | 0 | 0 | 0 | 0 | 0 | 0 | 0 | 0 | 0 | 0 | 0 | 0 | 0 | 0 | 0 | 0 | 0 | 0 | 0 | 0 | 0 | 0 | 0 | 0 | 0 | 0 | 0 | 0 | 0 | 0 | 0 | 0 | 0 | 0 | 0 | 0 | 0 | 0 | 0 | 0 | 0 | 0 | 0 | 5000000 | scaled
1284-402F | 0 | 0 | 0 | 0 | 0% | 0% | 0% | 0 | 0 | 0 | 0 | 0 | 0 | 0 | 0 | 1284 | 0 | 0 | 0 | 0 | 0 | 0 | 0 | 0 | 0 | 0 | 0 | 0 | 0 | 0 | 0 | 0 | 0 | 0 |  | 591 | 1284-402F | 0 | 0 | 0 | 0 | 0 | 0 | 0 | 0 | 0 | 0 | 0 | 0 | 0 | 0 | 0 | 0 | 0 | 0 | 0 | 0 | 0 | 0 | 0 | 0 | 0 | 0 | 0 | 0 | 0 | 0 | 0 | 0 | 0 | 0 | 0 | 0 | 0 | 0 | 0 | 0 | 0 | 0 | 0 | 0 | 0 | 0 | 0 | 5000000 | scaled
1284-403 | 0 | 0 | 0 | 0 | 0% | 0% | 0% | 0 | 0 | 0 | 0 | 0 | 0 | 0 | 0 | 1284 | 0 | 0 | 0 | 0 | 0 | 0 | 0 | 0 | 0 | 0 | 0 | 0 | 0 | 0 | 0 | 0 | 0 | 0 |  | 592 | 1284-403 | 0 | 0 | 0 | 0 | 0 | 0 | 0 | 0 | 0 | 0 | 0 | 0 | 0 | 0 | 0 | 0 | 0 | 0 | 0 | 0 | 0 | 0 | 0 | 0 | 0 | 0 | 0 | 0 | 0 | 0 | 0 | 0 | 0 | 0 | 0 | 0 | 0 | 0 | 0 | 0 | 0 | 0 | 0 | 0 | 0 | 0 | 0 | 5000000 | scaled
1284-408F | 0 | 0 | 0 | 0 | 0% | 0% | 0% | 0 | 0 | 0 | 0 | 0 | 0 | 0 | 0 | 1284 | 0 | 0 | 0 | 0 | 0 | 0 | 0 | 0 | 0 | 0 | 0 | 0 | 0 | 0 | 0 | 0 | 0 | 0 |  | 593 | 1284-408F | 0 | 0 | 0 | 0 | 0 | 0 | 0 | 0 | 0 | 0 | 0 | 0 | 0 | 0 | 0 | 0 | 0 | 0 | 0 | 0 | 0 | 0 | 0 | 0 | 0 | 0 | 0 | 0 | 0 | 0 | 0 | 0 | 0 | 0 | 0 | 0 | 0 | 0 | 0 | 0 | 0 | 0 | 0 | 0 | 0 | 0 | 0 | 5000000 | scaled
1284-409 | 0 | 0 | 0 | 0 | 0% | 0% | 0% | 0 | 0 | 0 | 0 | 0 | 0 | 0 | 0 | 1284 | 0 | 0 | 0 | 0 | 0 | 0 | 0 | 0 | 0 | 0 | 0 | 0 | 0 | 0 | 0 | 0 | 0 | 0 |  | 594 | 1284-409 | 0 | 0 | 0 | 0 | 0 | 0 | 0 | 0 | 0 | 0 | 0 | 0 | 0 | 0 | 0 | 0 | 0 | 0 | 0 | 0 | 0 | 0 | 0 | 0 | 0 | 0 | 0 | 0 | 0 | 0 | 0 | 0 | 0 | 0 | 0 | 0 | 0 | 0 | 0 | 0 | 0 | 0 | 0 | 0 | 0 | 0 | 0 | 5000000 | scaled
1284-411 | 0 | 0 | 0 | 0 | 0% | 0% | 0% | 0 | 0 | 0 | 0 | 0 | 0 | 0 | 0 | 1284 | 0 | 0 | 0 | 0 | 0 | 0 | 0 | 0 | 0 | 0 | 0 | 0 | 0 | 0 | 0 | 0 | 0 | 0 |  | 595 | 1284-411 | 0 | 0 | 0 | 0 | 0 | 0 | 0 | 0 | 0 | 0 | 0 | 0 | 0 | 0 | 0 | 0 | 0 | 0 | 0 | 0 | 0 | 0 | 0 | 0 | 0 | 0 | 0 | 0 | 0 | 0 | 0 | 0 | 0 | 0 | 0 | 0 | 0 | 0 | 0 | 0 | 0 | 0 | 0 | 0 | 0 | 0 | 0 | 5000000 | scaled
1286-26 | 0 | 0 | 0 | 0 | 0% | 0% | 0% | 0 | 0 | 0 | 0 | 0 | 0 | 0 | 0 | 1286 | 0 | 0 | 0 | 0 | 0 | 0 | 0 | 0 | 0 | 0 | 0 | 0 | 0 | 0 | 0 | 0 | 0 | 0 |  | 596 | 1286-26 | 0 | 0 | 0 | 0 | 0 | 0 | 0 | 0 | 0 | 0 | 0 | 0 | 0 | 0 | 0 | 0 | 0 | 0 | 0 | 0 | 0 | 0 | 0 | 0 | 0 | 0 | 0 | 0 | 0 | 0 | 0 | 0 | 0 | 0 | 0 | 0 | 0 | 0 | 0 | 0 | 0 | 0 | 0 | 0 | 0 | 0 | 0 | 5000000 | scaled
1286-27 | 0 | 0 | 0 | 0 | 0% | 0% | 0% | 0 | 0 | 0 | 0 | 0 | 0 | 0 | 0 | 1286 | 0 | 0 | 0 | 0 | 0 | 0 | 0 | 0 | 0 | 0 | 0 | 0 | 0 | 0 | 0 | 0 | 0 | 0 |  | 597 | 1286-27 | 0 | 0 | 0 | 0 | 0 | 0 | 0 | 0 | 0 | 0 | 0 | 0 | 0 | 0 | 0 | 0 | 0 | 0 | 0 | 0 | 0 | 0 | 0 | 0 | 0 | 0 | 0 | 0 | 0 | 0 | 0 | 0 | 0 | 0 | 0 | 0 | 0 | 0 | 0 | 0 | 0 | 0 | 0 | 0 | 0 | 0 | 0 | 5000000 | scaled
1286-346F | 0 | 0 | 0 | 0 | 0% | 0% | 0% | 0 | 0 | 0 | 0 | 0 | 0 | 0 | 0 | 1286 | 0 | 0 | 0 | 0 | 0 | 0 | 0 | 0 | 0 | 0 | 0 | 0 | 0 | 0 | 0 | 0 | 0 | 0 |  | 598 | 1286-346F | 0 | 0 | 0 | 0 | 0 | 0 | 0 | 0 | 0 | 0 | 0 | 0 | 0 | 0 | 0 | 0 | 0 | 0 | 0 | 0 | 0 | 0 | 0 | 0 | 0 | 0 | 0 | 0 | 0 | 0 | 0 | 0 | 0 | 0 | 0 | 0 | 0 | 0 | 0 | 0 | 0 | 0 | 0 | 0 | 0 | 0 | 0 | 5000000 | scaled
1286-347F | 0 | 0 | 0 | 0 | 0% | 0% | 0% | 0 | 0 | 0 | 0 | 0 | 0 | 0 | 0 | 1286 | 0 | 0 | 0 | 0 | 0 | 0 | 0 | 0 | 0 | 0 | 0 | 0 | 0 | 0 | 0 | 0 | 0 | 0 |  | 599 | 1286-347F | 0 | 0 | 0 | 0 | 0 | 0 | 0 | 0 | 0 | 0 | 0 | 0 | 0 | 0 | 0 | 0 | 0 | 0 | 0 | 0 | 0 | 0 | 0 | 0 | 0 | 0 | 0 | 0 | 0 | 0 | 0 | 0 | 0 | 0 | 0 | 0 | 0 | 0 | 0 | 0 | 0 | 0 | 0 | 0 | 0 | 0 | 0 | 5000000 | scaled
1286-348F | 0 | 0 | 0 | 0 | 0% | 0% | 0% | 0 | 0 | 0 | 0 | 0 | 0 | 0 | 0 | 1286 | 0 | 0 | 0 | 0 | 0 | 0 | 0 | 0 | 0 | 0 | 0 | 0 | 0 | 0 | 0 | 0 | 0 | 0 |  | 600 | 1286-348F | 0 | 0 | 0 | 0 | 0 | 0 | 0 | 0 | 0 | 0 | 0 | 0 | 0 | 0 | 0 | 0 | 0 | 0 | 0 | 0 | 0 | 0 | 0 | 0 | 0 | 0 | 0 | 0 | 0 | 0 | 0 | 0 | 0 | 0 | 0 | 0 | 0 | 0 | 0 | 0 | 0 | 0 | 0 | 0 | 0 | 0 | 0 | 5000000 | scaled
1286-349 | 0 | 0 | 0 | 0 | 0% | 0% | 0% | 0 | 0 | 0 | 0 | 0 | 0 | 0 | 0 | 1286 | 0 | 0 | 0 | 0 | 0 | 0 | 0 | 0 | 0 | 0 | 0 | 0 | 0 | 0 | 0 | 0 | 0 | 0 |  | 601 | 1286-349 | 0 | 0 | 0 | 0 | 0 | 0 | 0 | 0 | 0 | 0 | 0 | 0 | 0 | 0 | 0 | 0 | 0 | 0 | 0 | 0 | 0 | 0 | 0 | 0 | 0 | 0 | 0 | 0 | 0 | 0 | 0 | 0 | 0 | 0 | 0 | 0 | 0 | 0 | 0 | 0 | 0 | 0 | 0 | 0 | 0 | 0 | 0 | 5000000 | scaled
1286-357 | 0 | 0 | 0 | 0 | 0% | 0% | 0% | 0 | 0 | 0 | 0 | 0 | 0 | 0 | 0 | 1286 | 0 | 0 | 0 | 0 | 0 | 0 | 0 | 0 | 0 | 0 | 0 | 0 | 0 | 0 | 0 | 0 | 0 | 0 |  | 602 | 1286-357 | 0 | 0 | 0 | 0 | 0 | 0 | 0 | 0 | 0 | 0 | 0 | 0 | 0 | 0 | 0 | 0 | 0 | 0 | 0 | 0 | 0 | 0 | 0 | 0 | 0 | 0 | 0 | 0 | 0 | 0 | 0 | 0 | 0 | 0 | 0 | 0 | 0 | 0 | 0 | 0 | 0 | 0 | 0 | 0 | 0 | 0 | 0 | 5000000 | scaled
1286-358F | 0 | 0 | 0 | 0 | 0% | 0% | 0% | 0 | 0 | 0 | 0 | 0 | 0 | 0 | 0 | 1286 | 0 | 0 | 0 | 0 | 0 | 0 | 0 | 0 | 0 | 0 | 0 | 0 | 0 | 0 | 0 | 0 | 0 | 0 |  | 603 | 1286-358F | 0 | 0 | 0 | 0 | 0 | 0 | 0 | 0 | 0 | 0 | 0 | 0 | 0 | 0 | 0 | 0 | 0 | 0 | 0 | 0 | 0 | 0 | 0 | 0 | 0 | 0 | 0 | 0 | 0 | 0 | 0 | 0 | 0 | 0 | 0 | 0 | 0 | 0 | 0 | 0 | 0 | 0 | 0 | 0 | 0 | 0 | 0 | 5000000 | scaled
1286-359F | 0 | 0 | 0 | 0 | 0% | 0% | 0% | 0 | 0 | 0 | 0 | 0 | 0 | 0 | 0 | 1286 | 0 | 0 | 0 | 0 | 0 | 0 | 0 | 0 | 0 | 0 | 0 | 0 | 0 | 0 | 0 | 0 | 0 | 0 |  | 604 | 1286-359F | 0 | 0 | 0 | 0 | 0 | 0 | 0 | 0 | 0 | 0 | 0 | 0 | 0 | 0 | 0 | 0 | 0 | 0 | 0 | 0 | 0 | 0 | 0 | 0 | 0 | 0 | 0 | 0 | 0 | 0 | 0 | 0 | 0 | 0 | 0 | 0 | 0 | 0 | 0 | 0 | 0 | 0 | 0 | 0 | 0 | 0 | 0 | 5000000 | scaled
1287-39 | 0 | 0 | 0 | 0 | 0% | 0% | 0% | 0 | 0 | 0 | 0 | 0 | 0 | 0 | 0 | 1287 | 0 | 0 | 0 | 0 | 0 | 0 | 0 | 0 | 0 | 0 | 0 | 0 | 0 | 0 | 0 | 0 | 0 | 0 |  | 605 | 1287-39 | 0 | 0 | 0 | 0 | 0 | 0 | 0 | 0 | 0 | 0 | 0 | 0 | 0 | 0 | 0 | 0 | 0 | 0 | 0 | 0 | 0 | 0 | 0 | 0 | 0 | 0 | 0 | 0 | 0 | 0 | 0 | 0 | 0 | 0 | 0 | 0 | 0 | 0 | 0 | 0 | 0 | 0 | 0 | 0 | 0 | 0 | 0 | 5000000 | scaled
1287-40F | 0 | 0 | 0 | 0 | 0% | 0% | 0% | 0 | 0 | 0 | 0 | 0 | 0 | 0 | 0 | 1287 | 0 | 0 | 0 | 0 | 0 | 0 | 0 | 0 | 0 | 0 | 0 | 0 | 0 | 0 | 0 | 0 | 0 | 0 |  | 606 | 1287-40F | 0 | 0 | 0 | 0 | 0 | 0 | 0 | 0 | 0 | 0 | 0 | 0 | 0 | 0 | 0 | 0 | 0 | 0 | 0 | 0 | 0 | 0 | 0 | 0 | 0 | 0 | 0 | 0 | 0 | 0 | 0 | 0 | 0 | 0 | 0 | 0 | 0 | 0 | 0 | 0 | 0 | 0 | 0 | 0 | 0 | 0 | 0 | 5000000 | scaled
1297-33 | 0 | 0 | 0 | 0 | 0% | 0% | 0% | 0 | 0 | 0 | 0 | 0 | 0 | 0 | 0 | 1297 | 0 | 0 | 0 | 0 | 0 | 0 | 0 | 0 | 0 | 0 | 0 | 0 | 0 | 0 | 0 | 0 | 0 | 0 |  | 607 | 1297-33 | 0 | 0 | 0 | 0 | 0 | 0 | 0 | 0 | 0 | 0 | 0 | 0 | 0 | 0 | 0 | 0 | 0 | 0 | 0 | 0 | 0 | 0 | 0 | 0 | 0 | 0 | 0 | 0 | 0 | 0 | 0 | 0 | 0 | 0 | 0 | 0 | 0 | 0 | 0 | 0 | 0 | 0 | 0 | 0 | 0 | 0 | 0 | 5000000 | scaled
1297-34F | 97116.8879 | 3562.5743 | 91815.1845 | 1739.1292 | 3.668% | 94.54% | 1.791% | 43304.1553 | 89171.7275 | 45.7261 | 39476.8637 | 3781.5654 | 95.3105 | 81194.2089 | 7882.2081 | 1297 | 0.012533 | 0.007458 | 0.0031466 | 7749017.613 | 103.4431 | 86987.0604 | 10026.3845 | 8253.7884 | 6940752.2989 | 800011.5258 | 7215437.4717 | 7618.9951 | 6577725.3915 | 630093.0851 | 2524998.5547 | 2698.8257 | 2299106.0715 | 223193.6576 |  | 608 | 1297-34F | 97116.8879 | 53812.7327 | 7945.1605 | 3562.5743 | 1364.5779 | 71.5801 | 91815.1845 | 50709.0256 | 6134.4512 | 1739.1292 | 103.4431 | 57.7169 | 8.1326 | 0 | 0 | 0 | 102.1344 | 56.4083 | 6.8239 | 1.3086 | 10026.3845 | 6244.819 | 2144.1764 | 0 | 0 | 0 | 8446.5476 | 4664.9821 | 564.3395 | 1579.8369 | 86987.0604 | 47510.1967 | 5792.8515 | 3562.5743 | 1364.5779 | 71.5801 | 83266.5025 | 45987.6351 | 5563.2878 | 157.9837 | 0.0038892 | 0.0014892 | 7.8e-05 | 0.0061944 | 0.0035196 | 0.0006194 | 0.0024492 | 5000000 | scaled
1297-35F | 50400.8685 | 1821.2403 | 47098.56 | 1481.0682 | 3.614% | 93.45% | 2.939% | 21910.3671 | 45720.0784 | 23.0558 | 20062.5471 | 1824.7643 | 48.0105 | 41872.2389 | 3799.829 | 1297 | 0.011686 | 0.007388 | 0.0028134 | 4313001.1249 | 52.5624 | 44931.0113 | 5417.2949 | 4497.9687 | 3844923.8674 | 463579.2888 | 3856321.2526 | 4057.9137 | 3531096.778 | 321166.5609 | 1663748.5469 | 1747.098 | 1523726.0969 | 138275.352 |  | 609 | 1297-35F | 50400.8685 | 28490.5014 | 4680.7902 | 1821.2403 | 1017.5168 | 52.9409 | 47098.56 | 25991.9164 | 3146.7811 | 1481.0682 | 52.5624 | 29.5066 | 4.5518 | 0 | 0 | 0 | 51.4479 | 28.3922 | 3.4374 | 1.1145 | 5417.2949 | 3592.5306 | 1617.4659 | 0 | 0 | 0 | 4071.8824 | 2247.1181 | 272.0534 | 1345.4125 | 44931.0113 | 24868.4642 | 3058.7725 | 1821.2403 | 1017.5168 | 52.9409 | 42975.2298 | 23716.4061 | 2871.2904 | 134.5412 | 0.0033756 | 0.0017618 | 9.16e-05 | 0.0062094 | 0.0035254 | 0.000621 | 0.0021008 | 5000000 | scaled
1297-36F | 27690.0017 | 0 | 27690.0017 | 0 | 0% | 100% | 0% | 4424.7691 | 9198.5181 | 6.8725 | 3987.0464 | 430.8502 | 14.287 | 8288.5498 | 895.6813 | 1297 | 0.0062154 | 0.0062154 | 0.0062154 | 4455063.5095 | 43.0076 | 24950.7536 | 2696.2405 | 6919.5205 | 4014343.989 | 433800 | 3743159.3557 | 5813.8044 | 3372865.3312 | 364480.2201 | 2975107.5726 | 4620.8809 | 2680793.4781 | 289693.2136 |  | 610 | 1297-36F | 27690.0017 | 23265.2327 | 18491.4836 | 0 | 0 | 0 | 27690.0017 | 23265.2327 | 18491.4836 | 0 | 43.0076 | 36.1351 | 28.7206 | 0 | 0 | 0 | 43.0076 | 36.1351 | 28.7206 | 0 | 2696.2405 | 2265.3904 | 1800.5592 | 0 | 0 | 0 | 2696.2405 | 2265.3904 | 1800.5592 | 0 | 24950.7536 | 20963.7072 | 16662.2038 | 0 | 0 | 0 | 24950.7536 | 20963.7072 | 16662.2038 | 0 | 0 | 0 | 0 | 0.0062154 | 0.0062154 | 0.0062154 | 0 | 5000000 | scaled
1299-1 | 0 | 0 | 0 | 0 | 0% | 0% | 0% | 0 | 0 | 0 | 0 | 0 | 0 | 0 | 0 | 1299 | 0 | 0 | 0 | 0 | 0 | 0 | 0 | 0 | 0 | 0 | 0 | 0 | 0 | 0 | 0 | 0 | 0 | 0 |  | 611 | 1299-1 | 0 | 0 | 0 | 0 | 0 | 0 | 0 | 0 | 0 | 0 | 0 | 0 | 0 | 0 | 0 | 0 | 0 | 0 | 0 | 0 | 0 | 0 | 0 | 0 | 0 | 0 | 0 | 0 | 0 | 0 | 0 | 0 | 0 | 0 | 0 | 0 | 0 | 0 | 0 | 0 | 0 | 0 | 0 | 0 | 0 | 0 | 0 | 5000000 | scaled
1299-2F | 0 | 0 | 0 | 0 | 0% | 0% | 0% | 0 | 0 | 0 | 0 | 0 | 0 | 0 | 0 | 1299 | 0 | 0 | 0 | 0 | 0 | 0 | 0 | 0 | 0 | 0 | 0 | 0 | 0 | 0 | 0 | 0 | 0 | 0 |  | 612 | 1299-2F | 0 | 0 | 0 | 0 | 0 | 0 | 0 | 0 | 0 | 0 | 0 | 0 | 0 | 0 | 0 | 0 | 0 | 0 | 0 | 0 | 0 | 0 | 0 | 0 | 0 | 0 | 0 | 0 | 0 | 0 | 0 | 0 | 0 | 0 | 0 | 0 | 0 | 0 | 0 | 0 | 0 | 0 | 0 | 0 | 0 | 0 | 0 | 5000000 | scaled
1299-3 | 0 | 0 | 0 | 0 | 0% | 0% | 0% | 0 | 0 | 0 | 0 | 0 | 0 | 0 | 0 | 1299 | 0 | 0 | 0 | 0 | 0 | 0 | 0 | 0 | 0 | 0 | 0 | 0 | 0 | 0 | 0 | 0 | 0 | 0 |  | 613 | 1299-3 | 0 | 0 | 0 | 0 | 0 | 0 | 0 | 0 | 0 | 0 | 0 | 0 | 0 | 0 | 0 | 0 | 0 | 0 | 0 | 0 | 0 | 0 | 0 | 0 | 0 | 0 | 0 | 0 | 0 | 0 | 0 | 0 | 0 | 0 | 0 | 0 | 0 | 0 | 0 | 0 | 0 | 0 | 0 | 0 | 0 | 0 | 0 | 5000000 | scaled
130-12 | 0 | 0 | 0 | 0 | 0% | 0% | 0% | 0 | 0 | 0 | 0 | 0 | 0 | 0 | 0 | 130 | 0 | 0 | 0 | 0 | 0 | 0 | 0 | 0 | 0 | 0 | 0 | 0 | 0 | 0 | 0 | 0 | 0 | 0 |  | 614 | 130-12 | 0 | 0 | 0 | 0 | 0 | 0 | 0 | 0 | 0 | 0 | 0 | 0 | 0 | 0 | 0 | 0 | 0 | 0 | 0 | 0 | 0 | 0 | 0 | 0 | 0 | 0 | 0 | 0 | 0 | 0 | 0 | 0 | 0 | 0 | 0 | 0 | 0 | 0 | 0 | 0 | 0 | 0 | 0 | 0 | 0 | 0 | 0 | 5000000 | scaled
130-13F | 6063.8774 | 2931.4983 | 0 | 3132.3791 | 48.34% | 0% | 51.66% | 1795.4362 | 2872.0436 | 4.333 | 1768.6308 | 22.4724 | 7.2464 | 2827.2146 | 37.5826 | 130 | 0.013826 | 0.008147 | 0.0046316 | 438585.0857 | 9.9053 | 3169.3691 | 2884.603 | 716.4284 | 229232.5376 | 208636.1197 | 523927.9764 | 1264.4272 | 516105.8616 | 6557.6877 | 689142.8022 | 1738.7692 | 678386.1391 | 9017.8939 |  | 615 | 130-13F | 6063.8774 | 4268.4412 | 3191.8338 | 2931.4983 | 1136.0621 | 59.4547 | 0 | 0 | 0 | 3132.3791 | 9.9053 | 5.5723 | 2.6589 | 39.1283 | 3.2153 | 0.3019 | 0 | 0 | 0 | 2.357 | 2884.603 | 2862.1306 | 2847.0204 | 39.1283 | 16.656 | 1.5457 | 0 | 0 | 0 | 2845.4747 | 3169.3691 | 1400.7383 | 342.1545 | 2884.8216 | 1116.1908 | 57.607 | 0 | 0 | 0 | 284.5475 | 0.0093878 | 0.0037088 | 0.0001934 | 0 | 0 | 0 | 0.0044382 | 5000000 | scaled
130-14F | 1014.1504 | 415.5722 | 0 | 598.5782 | 40.98% | 0% | 59.02% | 263.8654 | 408.2798 | 6.1809 | 225.3807 | 32.3037 | 8.0081 | 358.2239 | 42.0478 | 130 | 0.002514 | 0.0014868 | 0.0008824 | 403401.1291 | 8.4585 | 419.8916 | 585.8003 | 3364.565 | 167021.3134 | 233015.2508 | 504630.7615 | 11820.7538 | 431030.5442 | 61779.4635 | 686616.7685 | 13467.4787 | 602436.1798 | 70713.1101 |  | 616 | 130-14F | 1014.1504 | 750.285 | 605.8706 | 415.5722 | 151.7068 | 7.2924 | 0 | 0 | 0 | 598.5782 | 8.4585 | 2.2776 | 0.45041 | 42.0478 | 1.8272 | 0 | 0 | 0 | 0 | 0.45041 | 585.8003 | 553.4966 | 543.7525 | 42.0478 | 9.7441 | 0 | 0 | 0 | 0 | 543.7525 | 419.8916 | 194.5108 | 61.6677 | 365.5163 | 140.1356 | 7.2924 | 0 | 0 | 0 | 54.3753 | 0.0016652 | 0.000638 | 3.36e-05 | 0 | 0 | 0 | 0.0008488 | 5000000 | scaled
130-692R | 38855.0688 | 30933.9536 | 0 | 7921.1152 | 79.61% | 0% | 20.39% | 17054.3744 | 30223.8683 | 96.7904 | 16563.5395 | 394.0445 | 164.3603 | 29390.2909 | 669.2171 | 130 | 0.029616 | 0.01894 | 0.011503 | 1311962.0762 | 171.8318 | 30812.2085 | 7871.0286 | 5801.991 | 1040390.6158 | 265769.4695 | 1151027.6778 | 6532.542 | 1117900.4234 | 26594.7124 | 750369.5287 | 4080.5819 | 729674.2593 | 16614.6876 |  | 617 | 130-692R | 38855.0688 | 21800.6944 | 8631.2005 | 30933.9536 | 13879.5792 | 710.0853 | 0 | 0 | 0 | 7921.1152 | 171.8318 | 75.0414 | 7.4715 | 675.4333 | 69.081 | 1.5111 | 0 | 0 | 0 | 5.9604 | 7871.0286 | 7476.9841 | 7201.8115 | 675.4333 | 281.3888 | 6.2162 | 0 | 0 | 0 | 7195.5953 | 30812.2085 | 14248.669 | 1421.9176 | 30092.6489 | 13529.1095 | 702.3581 | 0 | 0 | 0 | 719.5595 | 0.018522 | 0.0078466 | 0.000409 | 0 | 0 | 0 | 0.011094 | 5000000 | scaled
131-178AE | 0 | 0 | 0 | 0 | 0% | 0% | 0% | 0 | 0 | 0 | 0 | 0 | 0 | 0 | 0 | 131 | 0 | 0 | 0 | 0 | 0 | 0 | 0 | 0 | 0 | 0 | 0 | 0 | 0 | 0 | 0 | 0 | 0 | 0 |  | 618 | 131-178AE | 0 | 0 | 0 | 0 | 0 | 0 | 0 | 0 | 0 | 0 | 0 | 0 | 0 | 0 | 0 | 0 | 0 | 0 | 0 | 0 | 0 | 0 | 0 | 0 | 0 | 0 | 0 | 0 | 0 | 0 | 0 | 0 | 0 | 0 | 0 | 0 | 0 | 0 | 0 | 0 | 0 | 0 | 0 | 0 | 0 | 0 | 0 | 5000000 | scaled
131-179 | 0 | 0 | 0 | 0 | 0% | 0% | 0% | 0 | 0 | 0 | 0 | 0 | 0 | 0 | 0 | 131 | 0 | 0 | 0 | 0 | 0 | 0 | 0 | 0 | 0 | 0 | 0 | 0 | 0 | 0 | 0 | 0 | 0 | 0 |  | 619 | 131-179 | 0 | 0 | 0 | 0 | 0 | 0 | 0 | 0 | 0 | 0 | 0 | 0 | 0 | 0 | 0 | 0 | 0 | 0 | 0 | 0 | 0 | 0 | 0 | 0 | 0 | 0 | 0 | 0 | 0 | 0 | 0 | 0 | 0 | 0 | 0 | 0 | 0 | 0 | 0 | 0 | 0 | 0 | 0 | 0 | 0 | 0 | 0 | 5000000 | scaled
131-180AE | 0 | 0 | 0 | 0 | 0% | 0% | 0% | 0 | 0 | 0 | 0 | 0 | 0 | 0 | 0 | 131 | 0 | 0 | 0 | 0 | 0 | 0 | 0 | 0 | 0 | 0 | 0 | 0 | 0 | 0 | 0 | 0 | 0 | 0 |  | 620 | 131-180AE | 0 | 0 | 0 | 0 | 0 | 0 | 0 | 0 | 0 | 0 | 0 | 0 | 0 | 0 | 0 | 0 | 0 | 0 | 0 | 0 | 0 | 0 | 0 | 0 | 0 | 0 | 0 | 0 | 0 | 0 | 0 | 0 | 0 | 0 | 0 | 0 | 0 | 0 | 0 | 0 | 0 | 0 | 0 | 0 | 0 | 0 | 0 | 5000000 | scaled
131-181 | 0 | 0 | 0 | 0 | 0% | 0% | 0% | 0 | 0 | 0 | 0 | 0 | 0 | 0 | 0 | 131 | 0 | 0 | 0 | 0 | 0 | 0 | 0 | 0 | 0 | 0 | 0 | 0 | 0 | 0 | 0 | 0 | 0 | 0 |  | 621 | 131-181 | 0 | 0 | 0 | 0 | 0 | 0 | 0 | 0 | 0 | 0 | 0 | 0 | 0 | 0 | 0 | 0 | 0 | 0 | 0 | 0 | 0 | 0 | 0 | 0 | 0 | 0 | 0 | 0 | 0 | 0 | 0 | 0 | 0 | 0 | 0 | 0 | 0 | 0 | 0 | 0 | 0 | 0 | 0 | 0 | 0 | 0 | 0 | 5000000 | scaled
131-227 | 0 | 0 | 0 | 0 | 0% | 0% | 0% | 0 | 0 | 0 | 0 | 0 | 0 | 0 | 0 | 131 | 0 | 0 | 0 | 0 | 0 | 0 | 0 | 0 | 0 | 0 | 0 | 0 | 0 | 0 | 0 | 0 | 0 | 0 |  | 622 | 131-227 | 0 | 0 | 0 | 0 | 0 | 0 | 0 | 0 | 0 | 0 | 0 | 0 | 0 | 0 | 0 | 0 | 0 | 0 | 0 | 0 | 0 | 0 | 0 | 0 | 0 | 0 | 0 | 0 | 0 | 0 | 0 | 0 | 0 | 0 | 0 | 0 | 0 | 0 | 0 | 0 | 0 | 0 | 0 | 0 | 0 | 0 | 0 | 5000000 | scaled
131-228 | 0 | 0 | 0 | 0 | 0% | 0% | 0% | 0 | 0 | 0 | 0 | 0 | 0 | 0 | 0 | 131 | 0 | 0 | 0 | 0 | 0 | 0 | 0 | 0 | 0 | 0 | 0 | 0 | 0 | 0 | 0 | 0 | 0 | 0 |  | 623 | 131-228 | 0 | 0 | 0 | 0 | 0 | 0 | 0 | 0 | 0 | 0 | 0 | 0 | 0 | 0 | 0 | 0 | 0 | 0 | 0 | 0 | 0 | 0 | 0 | 0 | 0 | 0 | 0 | 0 | 0 | 0 | 0 | 0 | 0 | 0 | 0 | 0 | 0 | 0 | 0 | 0 | 0 | 0 | 0 | 0 | 0 | 0 | 0 | 5000000 | scaled
131-230 | 0 | 0 | 0 | 0 | 0% | 0% | 0% | 0 | 0 | 0 | 0 | 0 | 0 | 0 | 0 | 131 | 0 | 0 | 0 | 0 | 0 | 0 | 0 | 0 | 0 | 0 | 0 | 0 | 0 | 0 | 0 | 0 | 0 | 0 |  | 624 | 131-230 | 0 | 0 | 0 | 0 | 0 | 0 | 0 | 0 | 0 | 0 | 0 | 0 | 0 | 0 | 0 | 0 | 0 | 0 | 0 | 0 | 0 | 0 | 0 | 0 | 0 | 0 | 0 | 0 | 0 | 0 | 0 | 0 | 0 | 0 | 0 | 0 | 0 | 0 | 0 | 0 | 0 | 0 | 0 | 0 | 0 | 0 | 0 | 5000000 | scaled
131-230F | 0 | 0 | 0 | 0 | 0% | 0% | 0% | 0 | 0 | 0 | 0 | 0 | 0 | 0 | 0 | 131 | 0 | 0 | 0 | 0 | 0 | 0 | 0 | 0 | 0 | 0 | 0 | 0 | 0 | 0 | 0 | 0 | 0 | 0 |  | 625 | 131-230F | 0 | 0 | 0 | 0 | 0 | 0 | 0 | 0 | 0 | 0 | 0 | 0 | 0 | 0 | 0 | 0 | 0 | 0 | 0 | 0 | 0 | 0 | 0 | 0 | 0 | 0 | 0 | 0 | 0 | 0 | 0 | 0 | 0 | 0 | 0 | 0 | 0 | 0 | 0 | 0 | 0 | 0 | 0 | 0 | 0 | 0 | 0 | 5000000 | scaled
131-231 | 0 | 0 | 0 | 0 | 0% | 0% | 0% | 0 | 0 | 0 | 0 | 0 | 0 | 0 | 0 | 131 | 0 | 0 | 0 | 0 | 0 | 0 | 0 | 0 | 0 | 0 | 0 | 0 | 0 | 0 | 0 | 0 | 0 | 0 |  | 626 | 131-231 | 0 | 0 | 0 | 0 | 0 | 0 | 0 | 0 | 0 | 0 | 0 | 0 | 0 | 0 | 0 | 0 | 0 | 0 | 0 | 0 | 0 | 0 | 0 | 0 | 0 | 0 | 0 | 0 | 0 | 0 | 0 | 0 | 0 | 0 | 0 | 0 | 0 | 0 | 0 | 0 | 0 | 0 | 0 | 0 | 0 | 0 | 0 | 5000000 | scaled
131-231F | 0 | 0 | 0 | 0 | 0% | 0% | 0% | 0 | 0 | 0 | 0 | 0 | 0 | 0 | 0 | 131 | 0 | 0 | 0 | 0 | 0 | 0 | 0 | 0 | 0 | 0 | 0 | 0 | 0 | 0 | 0 | 0 | 0 | 0 |  | 627 | 131-231F | 0 | 0 | 0 | 0 | 0 | 0 | 0 | 0 | 0 | 0 | 0 | 0 | 0 | 0 | 0 | 0 | 0 | 0 | 0 | 0 | 0 | 0 | 0 | 0 | 0 | 0 | 0 | 0 | 0 | 0 | 0 | 0 | 0 | 0 | 0 | 0 | 0 | 0 | 0 | 0 | 0 | 0 | 0 | 0 | 0 | 0 | 0 | 5000000 | scaled
131-232 | 0 | 0 | 0 | 0 | 0% | 0% | 0% | 0 | 0 | 0 | 0 | 0 | 0 | 0 | 0 | 131 | 0 | 0 | 0 | 0 | 0 | 0 | 0 | 0 | 0 | 0 | 0 | 0 | 0 | 0 | 0 | 0 | 0 | 0 |  | 628 | 131-232 | 0 | 0 | 0 | 0 | 0 | 0 | 0 | 0 | 0 | 0 | 0 | 0 | 0 | 0 | 0 | 0 | 0 | 0 | 0 | 0 | 0 | 0 | 0 | 0 | 0 | 0 | 0 | 0 | 0 | 0 | 0 | 0 | 0 | 0 | 0 | 0 | 0 | 0 | 0 | 0 | 0 | 0 | 0 | 0 | 0 | 0 | 0 | 5000000 | scaled
131-232F | 0 | 0 | 0 | 0 | 0% | 0% | 0% | 0 | 0 | 0 | 0 | 0 | 0 | 0 | 0 | 131 | 0 | 0 | 0 | 0 | 0 | 0 | 0 | 0 | 0 | 0 | 0 | 0 | 0 | 0 | 0 | 0 | 0 | 0 |  | 629 | 131-232F | 0 | 0 | 0 | 0 | 0 | 0 | 0 | 0 | 0 | 0 | 0 | 0 | 0 | 0 | 0 | 0 | 0 | 0 | 0 | 0 | 0 | 0 | 0 | 0 | 0 | 0 | 0 | 0 | 0 | 0 | 0 | 0 | 0 | 0 | 0 | 0 | 0 | 0 | 0 | 0 | 0 | 0 | 0 | 0 | 0 | 0 | 0 | 5000000 | scaled
132-157 | 0 | 0 | 0 | 0 | 0% | 0% | 0% | 0 | 0 | 0 | 0 | 0 | 0 | 0 | 0 | 132 | 0 | 0 | 0 | 0 | 0 | 0 | 0 | 0 | 0 | 0 | 0 | 0 | 0 | 0 | 0 | 0 | 0 | 0 |  | 630 | 132-157 | 0 | 0 | 0 | 0 | 0 | 0 | 0 | 0 | 0 | 0 | 0 | 0 | 0 | 0 | 0 | 0 | 0 | 0 | 0 | 0 | 0 | 0 | 0 | 0 | 0 | 0 | 0 | 0 | 0 | 0 | 0 | 0 | 0 | 0 | 0 | 0 | 0 | 0 | 0 | 0 | 0 | 0 | 0 | 0 | 0 | 0 | 0 | 5000000 | scaled
132-157F | 0 | 0 | 0 | 0 | 0% | 0% | 0% | 0 | 0 | 0 | 0 | 0 | 0 | 0 | 0 | 132 | 0 | 0 | 0 | 0 | 0 | 0 | 0 | 0 | 0 | 0 | 0 | 0 | 0 | 0 | 0 | 0 | 0 | 0 |  | 631 | 132-157F | 0 | 0 | 0 | 0 | 0 | 0 | 0 | 0 | 0 | 0 | 0 | 0 | 0 | 0 | 0 | 0 | 0 | 0 | 0 | 0 | 0 | 0 | 0 | 0 | 0 | 0 | 0 | 0 | 0 | 0 | 0 | 0 | 0 | 0 | 0 | 0 | 0 | 0 | 0 | 0 | 0 | 0 | 0 | 0 | 0 | 0 | 0 | 5000000 | scaled
132-158 | 0 | 0 | 0 | 0 | 0% | 0% | 0% | 0 | 0 | 0 | 0 | 0 | 0 | 0 | 0 | 132 | 0 | 0 | 0 | 0 | 0 | 0 | 0 | 0 | 0 | 0 | 0 | 0 | 0 | 0 | 0 | 0 | 0 | 0 |  | 632 | 132-158 | 0 | 0 | 0 | 0 | 0 | 0 | 0 | 0 | 0 | 0 | 0 | 0 | 0 | 0 | 0 | 0 | 0 | 0 | 0 | 0 | 0 | 0 | 0 | 0 | 0 | 0 | 0 | 0 | 0 | 0 | 0 | 0 | 0 | 0 | 0 | 0 | 0 | 0 | 0 | 0 | 0 | 0 | 0 | 0 | 0 | 0 | 0 | 5000000 | scaled
132-158F | 0 | 0 | 0 | 0 | 0% | 0% | 0% | 0 | 0 | 0 | 0 | 0 | 0 | 0 | 0 | 132 | 0 | 0 | 0 | 0 | 0 | 0 | 0 | 0 | 0 | 0 | 0 | 0 | 0 | 0 | 0 | 0 | 0 | 0 |  | 633 | 132-158F | 0 | 0 | 0 | 0 | 0 | 0 | 0 | 0 | 0 | 0 | 0 | 0 | 0 | 0 | 0 | 0 | 0 | 0 | 0 | 0 | 0 | 0 | 0 | 0 | 0 | 0 | 0 | 0 | 0 | 0 | 0 | 0 | 0 | 0 | 0 | 0 | 0 | 0 | 0 | 0 | 0 | 0 | 0 | 0 | 0 | 0 | 0 | 5000000 | scaled
132-28 | 0 | 0 | 0 | 0 | 0% | 0% | 0% | 0 | 0 | 0 | 0 | 0 | 0 | 0 | 0 | 132 | 0 | 0 | 0 | 0 | 0 | 0 | 0 | 0 | 0 | 0 | 0 | 0 | 0 | 0 | 0 | 0 | 0 | 0 |  | 634 | 132-28 | 0 | 0 | 0 | 0 | 0 | 0 | 0 | 0 | 0 | 0 | 0 | 0 | 0 | 0 | 0 | 0 | 0 | 0 | 0 | 0 | 0 | 0 | 0 | 0 | 0 | 0 | 0 | 0 | 0 | 0 | 0 | 0 | 0 | 0 | 0 | 0 | 0 | 0 | 0 | 0 | 0 | 0 | 0 | 0 | 0 | 0 | 0 | 5000000 | scaled
132-288 | 0 | 0 | 0 | 0 | 0% | 0% | 0% | 0 | 0 | 0 | 0 | 0 | 0 | 0 | 0 | 132 | 0 | 0 | 0 | 0 | 0 | 0 | 0 | 0 | 0 | 0 | 0 | 0 | 0 | 0 | 0 | 0 | 0 | 0 |  | 635 | 132-288 | 0 | 0 | 0 | 0 | 0 | 0 | 0 | 0 | 0 | 0 | 0 | 0 | 0 | 0 | 0 | 0 | 0 | 0 | 0 | 0 | 0 | 0 | 0 | 0 | 0 | 0 | 0 | 0 | 0 | 0 | 0 | 0 | 0 | 0 | 0 | 0 | 0 | 0 | 0 | 0 | 0 | 0 | 0 | 0 | 0 | 0 | 0 | 5000000 | scaled
132-289F | 0 | 0 | 0 | 0 | 0% | 0% | 0% | 0 | 0 | 0 | 0 | 0 | 0 | 0 | 0 | 132 | 0 | 0 | 0 | 0 | 0 | 0 | 0 | 0 | 0 | 0 | 0 | 0 | 0 | 0 | 0 | 0 | 0 | 0 |  | 636 | 132-289F | 0 | 0 | 0 | 0 | 0 | 0 | 0 | 0 | 0 | 0 | 0 | 0 | 0 | 0 | 0 | 0 | 0 | 0 | 0 | 0 | 0 | 0 | 0 | 0 | 0 | 0 | 0 | 0 | 0 | 0 | 0 | 0 | 0 | 0 | 0 | 0 | 0 | 0 | 0 | 0 | 0 | 0 | 0 | 0 | 0 | 0 | 0 | 5000000 | scaled
132-29 | 0 | 0 | 0 | 0 | 0% | 0% | 0% | 0 | 0 | 0 | 0 | 0 | 0 | 0 | 0 | 132 | 0 | 0 | 0 | 0 | 0 | 0 | 0 | 0 | 0 | 0 | 0 | 0 | 0 | 0 | 0 | 0 | 0 | 0 |  | 637 | 132-29 | 0 | 0 | 0 | 0 | 0 | 0 | 0 | 0 | 0 | 0 | 0 | 0 | 0 | 0 | 0 | 0 | 0 | 0 | 0 | 0 | 0 | 0 | 0 | 0 | 0 | 0 | 0 | 0 | 0 | 0 | 0 | 0 | 0 | 0 | 0 | 0 | 0 | 0 | 0 | 0 | 0 | 0 | 0 | 0 | 0 | 0 | 0 | 5000000 | scaled
132-290F | 0 | 0 | 0 | 0 | 0% | 0% | 0% | 0 | 0 | 0 | 0 | 0 | 0 | 0 | 0 | 132 | 0 | 0 | 0 | 0 | 0 | 0 | 0 | 0 | 0 | 0 | 0 | 0 | 0 | 0 | 0 | 0 | 0 | 0 |  | 638 | 132-290F | 0 | 0 | 0 | 0 | 0 | 0 | 0 | 0 | 0 | 0 | 0 | 0 | 0 | 0 | 0 | 0 | 0 | 0 | 0 | 0 | 0 | 0 | 0 | 0 | 0 | 0 | 0 | 0 | 0 | 0 | 0 | 0 | 0 | 0 | 0 | 0 | 0 | 0 | 0 | 0 | 0 | 0 | 0 | 0 | 0 | 0 | 0 | 5000000 | scaled
132-291F | 0 | 0 | 0 | 0 | 0% | 0% | 0% | 0 | 0 | 0 | 0 | 0 | 0 | 0 | 0 | 132 | 0 | 0 | 0 | 0 | 0 | 0 | 0 | 0 | 0 | 0 | 0 | 0 | 0 | 0 | 0 | 0 | 0 | 0 |  | 639 | 132-291F | 0 | 0 | 0 | 0 | 0 | 0 | 0 | 0 | 0 | 0 | 0 | 0 | 0 | 0 | 0 | 0 | 0 | 0 | 0 | 0 | 0 | 0 | 0 | 0 | 0 | 0 | 0 | 0 | 0 | 0 | 0 | 0 | 0 | 0 | 0 | 0 | 0 | 0 | 0 | 0 | 0 | 0 | 0 | 0 | 0 | 0 | 0 | 5000000 | scaled
132-30 | 0 | 0 | 0 | 0 | 0% | 0% | 0% | 0 | 0 | 0 | 0 | 0 | 0 | 0 | 0 | 132 | 0 | 0 | 0 | 0 | 0 | 0 | 0 | 0 | 0 | 0 | 0 | 0 | 0 | 0 | 0 | 0 | 0 | 0 |  | 640 | 132-30 | 0 | 0 | 0 | 0 | 0 | 0 | 0 | 0 | 0 | 0 | 0 | 0 | 0 | 0 | 0 | 0 | 0 | 0 | 0 | 0 | 0 | 0 | 0 | 0 | 0 | 0 | 0 | 0 | 0 | 0 | 0 | 0 | 0 | 0 | 0 | 0 | 0 | 0 | 0 | 0 | 0 | 0 | 0 | 0 | 0 | 0 | 0 | 5000000 | scaled
132-38 | 0 | 0 | 0 | 0 | 0% | 0% | 0% | 0 | 0 | 0 | 0 | 0 | 0 | 0 | 0 | 132 | 0 | 0 | 0 | 0 | 0 | 0 | 0 | 0 | 0 | 0 | 0 | 0 | 0 | 0 | 0 | 0 | 0 | 0 |  | 641 | 132-38 | 0 | 0 | 0 | 0 | 0 | 0 | 0 | 0 | 0 | 0 | 0 | 0 | 0 | 0 | 0 | 0 | 0 | 0 | 0 | 0 | 0 | 0 | 0 | 0 | 0 | 0 | 0 | 0 | 0 | 0 | 0 | 0 | 0 | 0 | 0 | 0 | 0 | 0 | 0 | 0 | 0 | 0 | 0 | 0 | 0 | 0 | 0 | 5000000 | scaled
132-39 | 0 | 0 | 0 | 0 | 0% | 0% | 0% | 0 | 0 | 0 | 0 | 0 | 0 | 0 | 0 | 132 | 0 | 0 | 0 | 0 | 0 | 0 | 0 | 0 | 0 | 0 | 0 | 0 | 0 | 0 | 0 | 0 | 0 | 0 |  | 642 | 132-39 | 0 | 0 | 0 | 0 | 0 | 0 | 0 | 0 | 0 | 0 | 0 | 0 | 0 | 0 | 0 | 0 | 0 | 0 | 0 | 0 | 0 | 0 | 0 | 0 | 0 | 0 | 0 | 0 | 0 | 0 | 0 | 0 | 0 | 0 | 0 | 0 | 0 | 0 | 0 | 0 | 0 | 0 | 0 | 0 | 0 | 0 | 0 | 5000000 | scaled
132-41 | 0 | 0 | 0 | 0 | 0% | 0% | 0% | 0 | 0 | 0 | 0 | 0 | 0 | 0 | 0 | 132 | 0 | 0 | 0 | 0 | 0 | 0 | 0 | 0 | 0 | 0 | 0 | 0 | 0 | 0 | 0 | 0 | 0 | 0 |  | 643 | 132-41 | 0 | 0 | 0 | 0 | 0 | 0 | 0 | 0 | 0 | 0 | 0 | 0 | 0 | 0 | 0 | 0 | 0 | 0 | 0 | 0 | 0 | 0 | 0 | 0 | 0 | 0 | 0 | 0 | 0 | 0 | 0 | 0 | 0 | 0 | 0 | 0 | 0 | 0 | 0 | 0 | 0 | 0 | 0 | 0 | 0 | 0 | 0 | 5000000 | scaled
132-41F | 0 | 0 | 0 | 0 | 0% | 0% | 0% | 0 | 0 | 0 | 0 | 0 | 0 | 0 | 0 | 132 | 0 | 0 | 0 | 0 | 0 | 0 | 0 | 0 | 0 | 0 | 0 | 0 | 0 | 0 | 0 | 0 | 0 | 0 |  | 644 | 132-41F | 0 | 0 | 0 | 0 | 0 | 0 | 0 | 0 | 0 | 0 | 0 | 0 | 0 | 0 | 0 | 0 | 0 | 0 | 0 | 0 | 0 | 0 | 0 | 0 | 0 | 0 | 0 | 0 | 0 | 0 | 0 | 0 | 0 | 0 | 0 | 0 | 0 | 0 | 0 | 0 | 0 | 0 | 0 | 0 | 0 | 0 | 0 | 5000000 | scaled
132-42 | 0 | 0 | 0 | 0 | 0% | 0% | 0% | 0 | 0 | 0 | 0 | 0 | 0 | 0 | 0 | 132 | 0 | 0 | 0 | 0 | 0 | 0 | 0 | 0 | 0 | 0 | 0 | 0 | 0 | 0 | 0 | 0 | 0 | 0 |  | 645 | 132-42 | 0 | 0 | 0 | 0 | 0 | 0 | 0 | 0 | 0 | 0 | 0 | 0 | 0 | 0 | 0 | 0 | 0 | 0 | 0 | 0 | 0 | 0 | 0 | 0 | 0 | 0 | 0 | 0 | 0 | 0 | 0 | 0 | 0 | 0 | 0 | 0 | 0 | 0 | 0 | 0 | 0 | 0 | 0 | 0 | 0 | 0 | 0 | 5000000 | scaled
132-42F | 0 | 0 | 0 | 0 | 0% | 0% | 0% | 0 | 0 | 0 | 0 | 0 | 0 | 0 | 0 | 132 | 0 | 0 | 0 | 0 | 0 | 0 | 0 | 0 | 0 | 0 | 0 | 0 | 0 | 0 | 0 | 0 | 0 | 0 |  | 646 | 132-42F | 0 | 0 | 0 | 0 | 0 | 0 | 0 | 0 | 0 | 0 | 0 | 0 | 0 | 0 | 0 | 0 | 0 | 0 | 0 | 0 | 0 | 0 | 0 | 0 | 0 | 0 | 0 | 0 | 0 | 0 | 0 | 0 | 0 | 0 | 0 | 0 | 0 | 0 | 0 | 0 | 0 | 0 | 0 | 0 | 0 | 0 | 0 | 5000000 | scaled
132-43 | 0 | 0 | 0 | 0 | 0% | 0% | 0% | 0 | 0 | 0 | 0 | 0 | 0 | 0 | 0 | 132 | 0 | 0 | 0 | 0 | 0 | 0 | 0 | 0 | 0 | 0 | 0 | 0 | 0 | 0 | 0 | 0 | 0 | 0 |  | 647 | 132-43 | 0 | 0 | 0 | 0 | 0 | 0 | 0 | 0 | 0 | 0 | 0 | 0 | 0 | 0 | 0 | 0 | 0 | 0 | 0 | 0 | 0 | 0 | 0 | 0 | 0 | 0 | 0 | 0 | 0 | 0 | 0 | 0 | 0 | 0 | 0 | 0 | 0 | 0 | 0 | 0 | 0 | 0 | 0 | 0 | 0 | 0 | 0 | 5000000 | scaled
132-43F | 0 | 0 | 0 | 0 | 0% | 0% | 0% | 0 | 0 | 0 | 0 | 0 | 0 | 0 | 0 | 132 | 0 | 0 | 0 | 0 | 0 | 0 | 0 | 0 | 0 | 0 | 0 | 0 | 0 | 0 | 0 | 0 | 0 | 0 |  | 648 | 132-43F | 0 | 0 | 0 | 0 | 0 | 0 | 0 | 0 | 0 | 0 | 0 | 0 | 0 | 0 | 0 | 0 | 0 | 0 | 0 | 0 | 0 | 0 | 0 | 0 | 0 | 0 | 0 | 0 | 0 | 0 | 0 | 0 | 0 | 0 | 0 | 0 | 0 | 0 | 0 | 0 | 0 | 0 | 0 | 0 | 0 | 0 | 0 | 5000000 | scaled
132-77 | 0 | 0 | 0 | 0 | 0% | 0% | 0% | 0 | 0 | 0 | 0 | 0 | 0 | 0 | 0 | 132 | 0 | 0 | 0 | 0 | 0 | 0 | 0 | 0 | 0 | 0 | 0 | 0 | 0 | 0 | 0 | 0 | 0 | 0 |  | 649 | 132-77 | 0 | 0 | 0 | 0 | 0 | 0 | 0 | 0 | 0 | 0 | 0 | 0 | 0 | 0 | 0 | 0 | 0 | 0 | 0 | 0 | 0 | 0 | 0 | 0 | 0 | 0 | 0 | 0 | 0 | 0 | 0 | 0 | 0 | 0 | 0 | 0 | 0 | 0 | 0 | 0 | 0 | 0 | 0 | 0 | 0 | 0 | 0 | 5000000 | scaled
132-99 | 0 | 0 | 0 | 0 | 0% | 0% | 0% | 0 | 0 | 0 | 0 | 0 | 0 | 0 | 0 | 132 | 0 | 0 | 0 | 0 | 0 | 0 | 0 | 0 | 0 | 0 | 0 | 0 | 0 | 0 | 0 | 0 | 0 | 0 |  | 650 | 132-99 | 0 | 0 | 0 | 0 | 0 | 0 | 0 | 0 | 0 | 0 | 0 | 0 | 0 | 0 | 0 | 0 | 0 | 0 | 0 | 0 | 0 | 0 | 0 | 0 | 0 | 0 | 0 | 0 | 0 | 0 | 0 | 0 | 0 | 0 | 0 | 0 | 0 | 0 | 0 | 0 | 0 | 0 | 0 | 0 | 0 | 0 | 0 | 5000000 | scaled
132-99F | 0 | 0 | 0 | 0 | 0% | 0% | 0% | 0 | 0 | 0 | 0 | 0 | 0 | 0 | 0 | 132 | 0 | 0 | 0 | 0 | 0 | 0 | 0 | 0 | 0 | 0 | 0 | 0 | 0 | 0 | 0 | 0 | 0 | 0 |  | 651 | 132-99F | 0 | 0 | 0 | 0 | 0 | 0 | 0 | 0 | 0 | 0 | 0 | 0 | 0 | 0 | 0 | 0 | 0 | 0 | 0 | 0 | 0 | 0 | 0 | 0 | 0 | 0 | 0 | 0 | 0 | 0 | 0 | 0 | 0 | 0 | 0 | 0 | 0 | 0 | 0 | 0 | 0 | 0 | 0 | 0 | 0 | 0 | 0 | 5000000 | scaled
134-262F | 0 | 0 | 0 | 0 | 0% | 0% | 0% | 0 | 0 | 0 | 0 | 0 | 0 | 0 | 0 | 134 | 0 | 0 | 0 | 0 | 0 | 0 | 0 | 0 | 0 | 0 | 0 | 0 | 0 | 0 | 0 | 0 | 0 | 0 |  | 652 | 134-262F | 0 | 0 | 0 | 0 | 0 | 0 | 0 | 0 | 0 | 0 | 0 | 0 | 0 | 0 | 0 | 0 | 0 | 0 | 0 | 0 | 0 | 0 | 0 | 0 | 0 | 0 | 0 | 0 | 0 | 0 | 0 | 0 | 0 | 0 | 0 | 0 | 0 | 0 | 0 | 0 | 0 | 0 | 0 | 0 | 0 | 0 | 0 | 5000000 | scaled
134-263 | 0 | 0 | 0 | 0 | 0% | 0% | 0% | 0 | 0 | 0 | 0 | 0 | 0 | 0 | 0 | 134 | 0 | 0 | 0 | 0 | 0 | 0 | 0 | 0 | 0 | 0 | 0 | 0 | 0 | 0 | 0 | 0 | 0 | 0 |  | 653 | 134-263 | 0 | 0 | 0 | 0 | 0 | 0 | 0 | 0 | 0 | 0 | 0 | 0 | 0 | 0 | 0 | 0 | 0 | 0 | 0 | 0 | 0 | 0 | 0 | 0 | 0 | 0 | 0 | 0 | 0 | 0 | 0 | 0 | 0 | 0 | 0 | 0 | 0 | 0 | 0 | 0 | 0 | 0 | 0 | 0 | 0 | 0 | 0 | 5000000 | scaled
134-264 | 0 | 0 | 0 | 0 | 0% | 0% | 0% | 0 | 0 | 0 | 0 | 0 | 0 | 0 | 0 | 134 | 0 | 0 | 0 | 0 | 0 | 0 | 0 | 0 | 0 | 0 | 0 | 0 | 0 | 0 | 0 | 0 | 0 | 0 |  | 654 | 134-264 | 0 | 0 | 0 | 0 | 0 | 0 | 0 | 0 | 0 | 0 | 0 | 0 | 0 | 0 | 0 | 0 | 0 | 0 | 0 | 0 | 0 | 0 | 0 | 0 | 0 | 0 | 0 | 0 | 0 | 0 | 0 | 0 | 0 | 0 | 0 | 0 | 0 | 0 | 0 | 0 | 0 | 0 | 0 | 0 | 0 | 0 | 0 | 5000000 | scaled
135-268 | 0 | 0 | 0 | 0 | 0% | 0% | 0% | 0 | 0 | 0 | 0 | 0 | 0 | 0 | 0 | 135 | 0 | 0 | 0 | 0 | 0 | 0 | 0 | 0 | 0 | 0 | 0 | 0 | 0 | 0 | 0 | 0 | 0 | 0 |  | 655 | 135-268 | 0 | 0 | 0 | 0 | 0 | 0 | 0 | 0 | 0 | 0 | 0 | 0 | 0 | 0 | 0 | 0 | 0 | 0 | 0 | 0 | 0 | 0 | 0 | 0 | 0 | 0 | 0 | 0 | 0 | 0 | 0 | 0 | 0 | 0 | 0 | 0 | 0 | 0 | 0 | 0 | 0 | 0 | 0 | 0 | 0 | 0 | 0 | 5000000 | scaled
135-269F | 0 | 0 | 0 | 0 | 0% | 0% | 0% | 0 | 0 | 0 | 0 | 0 | 0 | 0 | 0 | 135 | 0 | 0 | 0 | 0 | 0 | 0 | 0 | 0 | 0 | 0 | 0 | 0 | 0 | 0 | 0 | 0 | 0 | 0 |  | 656 | 135-269F | 0 | 0 | 0 | 0 | 0 | 0 | 0 | 0 | 0 | 0 | 0 | 0 | 0 | 0 | 0 | 0 | 0 | 0 | 0 | 0 | 0 | 0 | 0 | 0 | 0 | 0 | 0 | 0 | 0 | 0 | 0 | 0 | 0 | 0 | 0 | 0 | 0 | 0 | 0 | 0 | 0 | 0 | 0 | 0 | 0 | 0 | 0 | 5000000 | scaled
135-270F | 0 | 0 | 0 | 0 | 0% | 0% | 0% | 0 | 0 | 0 | 0 | 0 | 0 | 0 | 0 | 135 | 0 | 0 | 0 | 0 | 0 | 0 | 0 | 0 | 0 | 0 | 0 | 0 | 0 | 0 | 0 | 0 | 0 | 0 |  | 657 | 135-270F | 0 | 0 | 0 | 0 | 0 | 0 | 0 | 0 | 0 | 0 | 0 | 0 | 0 | 0 | 0 | 0 | 0 | 0 | 0 | 0 | 0 | 0 | 0 | 0 | 0 | 0 | 0 | 0 | 0 | 0 | 0 | 0 | 0 | 0 | 0 | 0 | 0 | 0 | 0 | 0 | 0 | 0 | 0 | 0 | 0 | 0 | 0 | 5000000 | scaled
135-272 | 0 | 0 | 0 | 0 | 0% | 0% | 0% | 0 | 0 | 0 | 0 | 0 | 0 | 0 | 0 | 135 | 0 | 0 | 0 | 0 | 0 | 0 | 0 | 0 | 0 | 0 | 0 | 0 | 0 | 0 | 0 | 0 | 0 | 0 |  | 658 | 135-272 | 0 | 0 | 0 | 0 | 0 | 0 | 0 | 0 | 0 | 0 | 0 | 0 | 0 | 0 | 0 | 0 | 0 | 0 | 0 | 0 | 0 | 0 | 0 | 0 | 0 | 0 | 0 | 0 | 0 | 0 | 0 | 0 | 0 | 0 | 0 | 0 | 0 | 0 | 0 | 0 | 0 | 0 | 0 | 0 | 0 | 0 | 0 | 5000000 | scaled
135-273F | 0 | 0 | 0 | 0 | 0% | 0% | 0% | 0 | 0 | 0 | 0 | 0 | 0 | 0 | 0 | 135 | 0 | 0 | 0 | 0 | 0 | 0 | 0 | 0 | 0 | 0 | 0 | 0 | 0 | 0 | 0 | 0 | 0 | 0 |  | 659 | 135-273F | 0 | 0 | 0 | 0 | 0 | 0 | 0 | 0 | 0 | 0 | 0 | 0 | 0 | 0 | 0 | 0 | 0 | 0 | 0 | 0 | 0 | 0 | 0 | 0 | 0 | 0 | 0 | 0 | 0 | 0 | 0 | 0 | 0 | 0 | 0 | 0 | 0 | 0 | 0 | 0 | 0 | 0 | 0 | 0 | 0 | 0 | 0 | 5000000 | scaled
135-275F | 0 | 0 | 0 | 0 | 0% | 0% | 0% | 0 | 0 | 0 | 0 | 0 | 0 | 0 | 0 | 135 | 0 | 0 | 0 | 0 | 0 | 0 | 0 | 0 | 0 | 0 | 0 | 0 | 0 | 0 | 0 | 0 | 0 | 0 |  | 660 | 135-275F | 0 | 0 | 0 | 0 | 0 | 0 | 0 | 0 | 0 | 0 | 0 | 0 | 0 | 0 | 0 | 0 | 0 | 0 | 0 | 0 | 0 | 0 | 0 | 0 | 0 | 0 | 0 | 0 | 0 | 0 | 0 | 0 | 0 | 0 | 0 | 0 | 0 | 0 | 0 | 0 | 0 | 0 | 0 | 0 | 0 | 0 | 0 | 5000000 | scaled
137-33 | 0 | 0 | 0 | 0 | 0% | 0% | 0% | 0 | 0 | 0 | 0 | 0 | 0 | 0 | 0 | 137 | 0 | 0 | 0 | 0 | 0 | 0 | 0 | 0 | 0 | 0 | 0 | 0 | 0 | 0 | 0 | 0 | 0 | 0 |  | 661 | 137-33 | 0 | 0 | 0 | 0 | 0 | 0 | 0 | 0 | 0 | 0 | 0 | 0 | 0 | 0 | 0 | 0 | 0 | 0 | 0 | 0 | 0 | 0 | 0 | 0 | 0 | 0 | 0 | 0 | 0 | 0 | 0 | 0 | 0 | 0 | 0 | 0 | 0 | 0 | 0 | 0 | 0 | 0 | 0 | 0 | 0 | 0 | 0 | 5000000 | scaled
137-34AE | 3188.4386 | 796.2811 | 0 | 2392.1575 | 24.97% | 0% | 75.03% | 491.1658 | 780.0827 | 0 | 491.1658 | 0 | 0 | 780.0827 | 0 | 137 | 0.0099752 | 0.0058718 | 0.0034578 | 319636.5635 | 1.8 | 1013.5864 | 2173.0523 | 180.4497 | 101610.6299 | 217845.484 | 459360.4745 | 0 | 459360.4745 | 0 | 696499.4869 | 0 | 696499.4869 | 0 |  | 662 | 137-34AE | 3188.4386 | 2697.2728 | 2408.3559 | 796.2811 | 305.1153 | 16.1984 | 0 | 0 | 0 | 2392.1575 | 1.8 | 1.8 | 1.8 | 0 | 0 | 0 | 0 | 0 | 0 | 1.8 | 2173.0523 | 2173.0523 | 2173.0523 | 0 | 0 | 0 | 0 | 0 | 0 | 2173.0523 | 1013.5864 | 522.4205 | 233.5036 | 796.2811 | 305.1153 | 16.1984 | 0 | 0 | 0 | 217.3052 | 0.0066508 | 0.0025474 | 0.0001334 | 0 | 0 | 0 | 0.0033244 | 5000000 | scaled
137-35 | 0 | 0 | 0 | 0 | 0% | 0% | 0% | 0 | 0 | 0 | 0 | 0 | 0 | 0 | 0 | 137 | 0 | 0 | 0 | 0 | 0 | 0 | 0 | 0 | 0 | 0 | 0 | 0 | 0 | 0 | 0 | 0 | 0 | 0 |  | 663 | 137-35 | 0 | 0 | 0 | 0 | 0 | 0 | 0 | 0 | 0 | 0 | 0 | 0 | 0 | 0 | 0 | 0 | 0 | 0 | 0 | 0 | 0 | 0 | 0 | 0 | 0 | 0 | 0 | 0 | 0 | 0 | 0 | 0 | 0 | 0 | 0 | 0 | 0 | 0 | 0 | 0 | 0 | 0 | 0 | 0 | 0 | 0 | 0 | 5000000 | scaled
137-36AE | 0 | 0 | 0 | 0 | 0% | 0% | 0% | 0 | 0 | 0 | 0 | 0 | 0 | 0 | 0 | 137 | 0 | 0 | 0 | 0 | 0 | 0 | 0 | 0 | 0 | 0 | 0 | 0 | 0 | 0 | 0 | 0 | 0 | 0 |  | 664 | 137-36AE | 0 | 0 | 0 | 0 | 0 | 0 | 0 | 0 | 0 | 0 | 0 | 0 | 0 | 0 | 0 | 0 | 0 | 0 | 0 | 0 | 0 | 0 | 0 | 0 | 0 | 0 | 0 | 0 | 0 | 0 | 0 | 0 | 0 | 0 | 0 | 0 | 0 | 0 | 0 | 0 | 0 | 0 | 0 | 0 | 0 | 0 | 0 | 5000000 | scaled
137-766 | 0 | 0 | 0 | 0 | 0% | 0% | 0% | 0 | 0 | 0 | 0 | 0 | 0 | 0 | 0 | 137 | 0 | 0 | 0 | 0 | 0 | 0 | 0 | 0 | 0 | 0 | 0 | 0 | 0 | 0 | 0 | 0 | 0 | 0 |  | 665 | 137-766 | 0 | 0 | 0 | 0 | 0 | 0 | 0 | 0 | 0 | 0 | 0 | 0 | 0 | 0 | 0 | 0 | 0 | 0 | 0 | 0 | 0 | 0 | 0 | 0 | 0 | 0 | 0 | 0 | 0 | 0 | 0 | 0 | 0 | 0 | 0 | 0 | 0 | 0 | 0 | 0 | 0 | 0 | 0 | 0 | 0 | 0 | 0 | 5000000 | scaled
137-767F | 10680.4291 | 8724.194 | 0 | 1956.2351 | 81.68% | 0% | 18.32% | 4716.6763 | 8570.1716 | 617.28 | 940.1492 | 3159.2471 | 1138.3941 | 1607.1406 | 5824.6369 | 137 | 0.0070892 | 0.004446 | 0.0028388 | 1506577.4869 | 1159.031 | 1821.6247 | 7699.7733 | 163492.5 | 256957.7312 | 1086127.2558 | 1341374.9109 | 175548.1822 | 267368.892 | 898457.8366 | 743362.504 | 98742.4193 | 139400.7162 | 505219.3685 |  | 666 | 137-767F | 10680.4291 | 5963.7529 | 2110.2575 | 8724.194 | 4007.5178 | 154.0224 | 0 | 0 | 0 | 1956.2351 | 1159.031 | 541.751 | 20.6369 | 5922.716 | 540.279 | 19.1649 | 0 | 0 | 0 | 1.472 | 7699.7733 | 4540.5263 | 1875.1364 | 5922.716 | 2763.4689 | 98.079 | 0 | 0 | 0 | 1777.0574 | 1821.6247 | 881.4756 | 214.4841 | 1643.919 | 703.7698 | 36.7784 | 0 | 0 | 0 | 177.7057 | 0.00434 | 0.0016968 | 8.96e-05 | 0 | 0 | 0 | 0.0027492 | 5000000 | scaled
137-768F | 0 | 0 | 0 | 0 | 0% | 0% | 0% | 0 | 0 | 0 | 0 | 0 | 0 | 0 | 0 | 137 | 0 | 0 | 0 | 0 | 0 | 0 | 0 | 0 | 0 | 0 | 0 | 0 | 0 | 0 | 0 | 0 | 0 | 0 |  | 667 | 137-768F | 0 | 0 | 0 | 0 | 0 | 0 | 0 | 0 | 0 | 0 | 0 | 0 | 0 | 0 | 0 | 0 | 0 | 0 | 0 | 0 | 0 | 0 | 0 | 0 | 0 | 0 | 0 | 0 | 0 | 0 | 0 | 0 | 0 | 0 | 0 | 0 | 0 | 0 | 0 | 0 | 0 | 0 | 0 | 0 | 0 | 0 | 0 | 5000000 | scaled
138-33 | 0 | 0 | 0 | 0 | 0% | 0% | 0% | 0 | 0 | 0 | 0 | 0 | 0 | 0 | 0 | 138 | 0 | 0 | 0 | 0 | 0 | 0 | 0 | 0 | 0 | 0 | 0 | 0 | 0 | 0 | 0 | 0 | 0 | 0 |  | 668 | 138-33 | 0 | 0 | 0 | 0 | 0 | 0 | 0 | 0 | 0 | 0 | 0 | 0 | 0 | 0 | 0 | 0 | 0 | 0 | 0 | 0 | 0 | 0 | 0 | 0 | 0 | 0 | 0 | 0 | 0 | 0 | 0 | 0 | 0 | 0 | 0 | 0 | 0 | 0 | 0 | 0 | 0 | 0 | 0 | 0 | 0 | 0 | 0 | 5000000 | scaled
138-358R | 38845.5543 | 33572.6718 | 0 | 5272.8825 | 86.43% | 0% | 13.57% | 19104.4698 | 32811.8094 | 59.0558 | 18833.9404 | 211.4736 | 104.8207 | 32331.623 | 375.3658 | 138 | 0.022652 | 0.013683 | 0.007724 | 1714868.9453 | 111.5027 | 33559.0466 | 5175.005 | 4922.3805 | 1481491.7147 | 228454.8501 | 1442787.5224 | 4459.9491 | 1422356.8912 | 15970.682 | 781168.425 | 2495.5228 | 769736.3673 | 8936.5348 |  | 669 | 138-358R | 38845.5543 | 19741.0846 | 6033.7449 | 33572.6718 | 14468.202 | 760.8624 | 0 | 0 | 0 | 5272.8825 | 111.5027 | 52.447 | 6.6821 | 385.0823 | 48.4793 | 2.7144 | 0 | 0 | 0 | 3.9677 | 5175.005 | 4963.5314 | 4799.6392 | 385.0823 | 173.6088 | 9.7166 | 0 | 0 | 0 | 4789.9226 | 33559.0466 | 14725.1062 | 1227.4237 | 33080.0544 | 14246.1139 | 748.4314 | 0 | 0 | 0 | 478.9923 | 0.015257 | 0.0062872 | 0.0003286 | 0 | 0 | 0 | 0.0073954 | 5000000 | scaled
138-359 | 0 | 0 | 0 | 0 | 0% | 0% | 0% | 0 | 0 | 0 | 0 | 0 | 0 | 0 | 0 | 138 | 0 | 0 | 0 | 0 | 0 | 0 | 0 | 0 | 0 | 0 | 0 | 0 | 0 | 0 | 0 | 0 | 0 | 0 |  | 670 | 138-359 | 0 | 0 | 0 | 0 | 0 | 0 | 0 | 0 | 0 | 0 | 0 | 0 | 0 | 0 | 0 | 0 | 0 | 0 | 0 | 0 | 0 | 0 | 0 | 0 | 0 | 0 | 0 | 0 | 0 | 0 | 0 | 0 | 0 | 0 | 0 | 0 | 0 | 0 | 0 | 0 | 0 | 0 | 0 | 0 | 0 | 0 | 0 | 5000000 | scaled
138-360F | 1398.7823 | 568.6799 | 0 | 830.1024 | 40.66% | 0% | 59.34% | 329.5652 | 555.7884 | 0 | 329.5652 | 0 | 0 | 555.7884 | 0 | 138 | 0.0024168 | 0.0017454 | 0.0012038 | 578774.5192 | 0.62463 | 644.0869 | 754.0707 | 258.4514 | 266504.0238 | 312012.044 | 612591.3926 | 0 | 612591.3926 | 0 | 700277.317 | 0 | 700277.317 | 0 |  | 671 | 138-360F | 1398.7823 | 1069.217 | 842.9938 | 568.6799 | 239.1146 | 12.8914 | 0 | 0 | 0 | 830.1024 | 0.62463 | 0.62463 | 0.62463 | 0 | 0 | 0 | 0 | 0 | 0 | 0.62463 | 754.0707 | 754.0707 | 754.0707 | 0 | 0 | 0 | 0 | 0 | 0 | 754.0707 | 644.0869 | 314.5217 | 88.2985 | 568.6799 | 239.1146 | 12.8914 | 0 | 0 | 0 | 75.4071 | 0.0012432 | 0.0005718 | 3.02e-05 | 0 | 0 | 0 | 0.0011736 | 5000000 | scaled
138-361F | 0 | 0 | 0 | 0 | 0% | 0% | 0% | 0 | 0 | 0 | 0 | 0 | 0 | 0 | 0 | 138 | 0 | 0 | 0 | 0 | 0 | 0 | 0 | 0 | 0 | 0 | 0 | 0 | 0 | 0 | 0 | 0 | 0 | 0 |  | 672 | 138-361F | 0 | 0 | 0 | 0 | 0 | 0 | 0 | 0 | 0 | 0 | 0 | 0 | 0 | 0 | 0 | 0 | 0 | 0 | 0 | 0 | 0 | 0 | 0 | 0 | 0 | 0 | 0 | 0 | 0 | 0 | 0 | 0 | 0 | 0 | 0 | 0 | 0 | 0 | 0 | 0 | 0 | 0 | 0 | 0 | 0 | 0 | 0 | 5000000 | scaled
138-366 | 162.9995 | 12.1063 | 0 | 150.8932 | 7.427% | 0% | 92.57% | 7.4568 | 11.8431 | 0 | 7.4568 | 0 | 0 | 11.8431 | 0 | 138 | 0.000406 | 0.0002828 | 0.0002106 | 401476.6335 | 0.11354 | 25.8136 | 137.0724 | 279.6607 | 63580.2189 | 337616.7539 | 550009.606 | 0 | 550009.606 | 0 | 717741.5271 | 0 | 717741.5271 | 0 |  | 673 | 138-366 | 162.9995 | 155.5427 | 151.1564 | 12.1063 | 4.6495 | 0.26318 | 0 | 0 | 0 | 150.8932 | 0.11354 | 0.11354 | 0.11354 | 0 | 0 | 0 | 0 | 0 | 0 | 0.11354 | 137.0724 | 137.0724 | 137.0724 | 0 | 0 | 0 | 0 | 0 | 0 | 137.0724 | 25.8136 | 18.3568 | 13.9704 | 12.1063 | 4.6495 | 0.26318 | 0 | 0 | 0 | 13.7072 | 0.0001996 | 7.64e-05 | 4.2e-06 | 0 | 0 | 0 | 0.0002064 | 5000000 | scaled
138-41 | 0 | 0 | 0 | 0 | 0% | 0% | 0% | 0 | 0 | 0 | 0 | 0 | 0 | 0 | 0 | 138 | 0 | 0 | 0 | 0 | 0 | 0 | 0 | 0 | 0 | 0 | 0 | 0 | 0 | 0 | 0 | 0 | 0 | 0 |  | 674 | 138-41 | 0 | 0 | 0 | 0 | 0 | 0 | 0 | 0 | 0 | 0 | 0 | 0 | 0 | 0 | 0 | 0 | 0 | 0 | 0 | 0 | 0 | 0 | 0 | 0 | 0 | 0 | 0 | 0 | 0 | 0 | 0 | 0 | 0 | 0 | 0 | 0 | 0 | 0 | 0 | 0 | 0 | 0 | 0 | 0 | 0 | 0 | 0 | 5000000 | scaled
138-42F | 0 | 0 | 0 | 0 | 0% | 0% | 0% | 0 | 0 | 0 | 0 | 0 | 0 | 0 | 0 | 138 | 0 | 0 | 0 | 0 | 0 | 0 | 0 | 0 | 0 | 0 | 0 | 0 | 0 | 0 | 0 | 0 | 0 | 0 |  | 675 | 138-42F | 0 | 0 | 0 | 0 | 0 | 0 | 0 | 0 | 0 | 0 | 0 | 0 | 0 | 0 | 0 | 0 | 0 | 0 | 0 | 0 | 0 | 0 | 0 | 0 | 0 | 0 | 0 | 0 | 0 | 0 | 0 | 0 | 0 | 0 | 0 | 0 | 0 | 0 | 0 | 0 | 0 | 0 | 0 | 0 | 0 | 0 | 0 | 5000000 | scaled
138-43F | 0 | 0 | 0 | 0 | 0% | 0% | 0% | 0 | 0 | 0 | 0 | 0 | 0 | 0 | 0 | 138 | 0 | 0 | 0 | 0 | 0 | 0 | 0 | 0 | 0 | 0 | 0 | 0 | 0 | 0 | 0 | 0 | 0 | 0 |  | 676 | 138-43F | 0 | 0 | 0 | 0 | 0 | 0 | 0 | 0 | 0 | 0 | 0 | 0 | 0 | 0 | 0 | 0 | 0 | 0 | 0 | 0 | 0 | 0 | 0 | 0 | 0 | 0 | 0 | 0 | 0 | 0 | 0 | 0 | 0 | 0 | 0 | 0 | 0 | 0 | 0 | 0 | 0 | 0 | 0 | 0 | 0 | 0 | 0 | 5000000 | scaled
139-243AE | 282.478 | 37.2281 | 0 | 245.2499 | 13.18% | 0% | 86.82% | 22.97 | 36.4726 | 0 | 22.97 | 0 | 0 | 36.4726 | 0 | 139 | 0.000781 | 0.0005106 | 0.0003514 | 361687.5583 | 0.18454 | 59.5068 | 222.7867 | 236.2902 | 76193.0319 | 285258.2362 | 508241.1673 | 0 | 508241.1673 | 0 | 700072.2316 | 0 | 700072.2316 | 0 |  | 677 | 139-243AE | 282.478 | 259.5079 | 246.0054 | 37.2281 | 14.258 | 0.75549 | 0 | 0 | 0 | 245.2499 | 0.18454 | 0.18454 | 0.18454 | 0 | 0 | 0 | 0 | 0 | 0 | 0.18454 | 222.7867 | 222.7867 | 222.7867 | 0 | 0 | 0 | 0 | 0 | 0 | 222.7867 | 59.5068 | 36.5367 | 23.0342 | 37.2281 | 14.258 | 0.75549 | 0 | 0 | 0 | 22.2787 | 0.0004384 | 0.000168 | 8.8e-06 | 0 | 0 | 0 | 0.0003426 | 5000000 | scaled
139-244 | 0 | 0 | 0 | 0 | 0% | 0% | 0% | 0 | 0 | 0 | 0 | 0 | 0 | 0 | 0 | 139 | 0 | 0 | 0 | 0 | 0 | 0 | 0 | 0 | 0 | 0 | 0 | 0 | 0 | 0 | 0 | 0 | 0 | 0 |  | 678 | 139-244 | 0 | 0 | 0 | 0 | 0 | 0 | 0 | 0 | 0 | 0 | 0 | 0 | 0 | 0 | 0 | 0 | 0 | 0 | 0 | 0 | 0 | 0 | 0 | 0 | 0 | 0 | 0 | 0 | 0 | 0 | 0 | 0 | 0 | 0 | 0 | 0 | 0 | 0 | 0 | 0 | 0 | 0 | 0 | 0 | 0 | 0 | 0 | 5000000 | scaled
139-245AE | 5672.1786 | 2940.2479 | 0 | 2731.9308 | 51.84% | 0% | 48.16% | 1916.1325 | 2911.3113 | 198.3205 | 895.5948 | 822.2172 | 289.166 | 1423.3846 | 1198.7607 | 139 | 0.010451 | 0.0064452 | 0.0040152 | 542729.8923 | 291.2217 | 1700.4916 | 3680.4653 | 27864.9047 | 162707.7877 | 352157.1998 | 582766.4153 | 60316.5662 | 272383.3408 | 250066.5084 | 687603.941 | 68296.263 | 336180.0729 | 283127.6052 |  | 679 | 139-245AE | 5672.1786 | 3756.0461 | 2760.8673 | 2940.2479 | 1024.1153 | 28.9366 | 0 | 0 | 0 | 2731.9308 | 291.2217 | 92.9012 | 2.0557 | 1198.7607 | 90.8455 | 0 | 0 | 0 | 0 | 2.0557 | 3680.4653 | 2858.2481 | 2481.7046 | 1198.7607 | 376.5435 | 0 | 0 | 0 | 0 | 2481.7046 | 1700.4916 | 804.8968 | 277.1071 | 1452.3212 | 556.7263 | 28.9366 | 0 | 0 | 0 | 248.1705 | 0.00657 | 0.002564 | 0.000134 | 0 | 0 | 0 | 0.0038812 | 5000000 | scaled
139-402F | 0 | 0 | 0 | 0 | 0% | 0% | 0% | 0 | 0 | 0 | 0 | 0 | 0 | 0 | 0 | 139 | 0 | 0 | 0 | 0 | 0 | 0 | 0 | 0 | 0 | 0 | 0 | 0 | 0 | 0 | 0 | 0 | 0 | 0 |  | 680 | 139-402F | 0 | 0 | 0 | 0 | 0 | 0 | 0 | 0 | 0 | 0 | 0 | 0 | 0 | 0 | 0 | 0 | 0 | 0 | 0 | 0 | 0 | 0 | 0 | 0 | 0 | 0 | 0 | 0 | 0 | 0 | 0 | 0 | 0 | 0 | 0 | 0 | 0 | 0 | 0 | 0 | 0 | 0 | 0 | 0 | 0 | 0 | 0 | 5000000 | scaled
139-425 | 0 | 0 | 0 | 0 | 0% | 0% | 0% | 0 | 0 | 0 | 0 | 0 | 0 | 0 | 0 | 139 | 0 | 0 | 0 | 0 | 0 | 0 | 0 | 0 | 0 | 0 | 0 | 0 | 0 | 0 | 0 | 0 | 0 | 0 |  | 681 | 139-425 | 0 | 0 | 0 | 0 | 0 | 0 | 0 | 0 | 0 | 0 | 0 | 0 | 0 | 0 | 0 | 0 | 0 | 0 | 0 | 0 | 0 | 0 | 0 | 0 | 0 | 0 | 0 | 0 | 0 | 0 | 0 | 0 | 0 | 0 | 0 | 0 | 0 | 0 | 0 | 0 | 0 | 0 | 0 | 0 | 0 | 0 | 0 | 5000000 | scaled
139-426F | 7505.4059 | 6400.1454 | 0 | 1105.2605 | 85.27% | 0% | 14.73% | 3949.1191 | 6270.2036 | 0 | 3949.1191 | 0 | 0 | 6270.2036 | 0 | 139 | 0.0044324 | 0.0026894 | 0.0016436 | 1693305.1865 | 0.83167 | 6500.548 | 1004.0262 | 187.6349 | 1466597.7908 | 226519.7608 | 1322334.6372 | 0 | 1322334.6372 | 0 | 751522.4707 | 0 | 751522.4707 | 0 |  | 682 | 139-426F | 7505.4059 | 3556.2868 | 1235.2023 | 6400.1454 | 2451.0263 | 129.9419 | 0 | 0 | 0 | 1105.2605 | 0.83167 | 0.83167 | 0.83167 | 0 | 0 | 0 | 0 | 0 | 0 | 0.83167 | 1004.0262 | 1004.0262 | 1004.0262 | 0 | 0 | 0 | 0 | 0 | 0 | 1004.0262 | 6500.548 | 2551.4289 | 230.3445 | 6400.1454 | 2451.0263 | 129.9419 | 0 | 0 | 0 | 100.4026 | 0.0028464 | 0.0011034 | 5.76e-05 | 0 | 0 | 0 | 0.001586 | 5000000 | scaled
139-48 | 22125.2744 | 17506.5094 | 0 | 4618.765 | 79.12% | 0% | 20.88% | 10804.7576 | 17155.1071 | 7.3331 | 10759.7467 | 37.6778 | 11.2109 | 17086.3036 | 57.5926 | 139 | 0.020647 | 0.011999 | 0.0069118 | 1071576.781 | 15.2784 | 17853.6453 | 4256.3508 | 739.9673 | 864692.1772 | 206144.6366 | 943423.5742 | 640.2966 | 939493.4216 | 3289.856 | 719084.3614 | 469.9253 | 716200.348 | 2414.0881 |  | 683 | 139-48 | 22125.2744 | 11320.5168 | 4970.1673 | 17506.5094 | 6701.7518 | 351.4023 | 0 | 0 | 0 | 4618.765 | 15.2784 | 7.9453 | 4.0675 | 60.633 | 4.4698 | 0.59198 | 0 | 0 | 0 | 3.4755 | 4256.3508 | 4218.673 | 4198.7582 | 60.633 | 22.9552 | 3.0404 | 0 | 0 | 0 | 4195.7178 | 17853.6453 | 7093.8986 | 767.3417 | 17434.0735 | 6674.3268 | 347.7699 | 0 | 0 | 0 | 419.5718 | 0.014016 | 0.0053676 | 0.00028 | 0 | 0 | 0 | 0.0066318 | 5000000 | scaled
140-1155F | 130.8388 | 0 | 130.8388 | 0 | 0% | 100% | 0% | 20.9038 | 43.4645 | 0.013729 | 16.5737 | 4.3163 | 0.028545 | 34.4612 | 8.9747 | 140 | 0.0062278 | 0.0062278 | 0.0062278 | 21008.8266 | 0.085929 | 103.7366 | 27.0162 | 13.7976 | 16657.029 | 4338 | 17652.2991 | 11.5932 | 13995.7772 | 3644.9286 | 14029.7231 | 9.2141 | 11123.5867 | 2896.9223 |  | 684 | 140-1155F | 130.8388 | 109.935 | 87.3743 | 0 | 0 | 0 | 130.8388 | 109.935 | 87.3743 | 0 | 0.085929 | 0.0722 | 0.057383 | 0 | 0 | 0 | 0.085929 | 0.0722 | 0.057383 | 0 | 27.0162 | 22.6999 | 18.0415 | 0 | 0 | 0 | 27.0162 | 22.6999 | 18.0415 | 0 | 103.7366 | 87.1629 | 69.2755 | 0 | 0 | 0 | 103.7366 | 87.1629 | 69.2755 | 0 | 0 | 0 | 0 | 0.0062278 | 0.0062278 | 0.0062278 | 0 | 5000000 | scaled
140-1157 | 0 | 0 | 0 | 0 | 0% | 0% | 0% | 0 | 0 | 0 | 0 | 0 | 0 | 0 | 0 | 140 | 0 | 0 | 0 | 0 | 0 | 0 | 0 | 0 | 0 | 0 | 0 | 0 | 0 | 0 | 0 | 0 | 0 | 0 |  | 685 | 140-1157 | 0 | 0 | 0 | 0 | 0 | 0 | 0 | 0 | 0 | 0 | 0 | 0 | 0 | 0 | 0 | 0 | 0 | 0 | 0 | 0 | 0 | 0 | 0 | 0 | 0 | 0 | 0 | 0 | 0 | 0 | 0 | 0 | 0 | 0 | 0 | 0 | 0 | 0 | 0 | 0 | 0 | 0 | 0 | 0 | 0 | 0 | 0 | 5000000 | scaled
140-481R | 76551.9048 | 17009.6042 | 55396.8833 | 4145.4173 | 22.22% | 72.37% | 5.415% | 35312.8434 | 68046.5229 | 1136.7012 | 27973.5509 | 6202.5913 | 1728.7508 | 55601.9412 | 10715.831 | 140 | 0.022011 | 0.013317 | 0.0067308 | 3477924.6916 | 1842.107 | 59507.4106 | 15202.3872 | 83691.0517 | 2703555.1007 | 690678.5392 | 3096769.5994 | 99683.3268 | 2453148.3052 | 543937.9674 | 1263650.9591 | 32103.5885 | 1032550.1334 | 198997.2372 |  | 686 | 140-481R | 76551.9048 | 41239.0614 | 8505.3819 | 17009.6042 | 6610.7409 | 659.6795 | 55396.8833 | 30482.9032 | 3700.2851 | 4145.4173 | 1842.107 | 705.4058 | 113.3562 | 6061.7424 | 665.6291 | 105.7871 | 66.6178 | 36.6574 | 4.4498 | 3.1193 | 15202.3872 | 8999.7959 | 4486.5562 | 6061.7424 | 2276.4465 | 361.8082 | 5374.9194 | 2957.6239 | 359.0226 | 3765.7255 | 59507.4106 | 31533.8597 | 3905.4694 | 9175.492 | 3668.6653 | 192.0842 | 49955.3461 | 27488.6219 | 3336.8127 | 376.5725 | 0.0099122 | 0.0039032 | 0.0002032 | 0.00619 | 0.003505 | 0.000619 | 0.0059086 | 5000000 | scaled
140-496 | 76075.8832 | 7768.52 | 66074.6137 | 2232.7496 | 10.21% | 86.85% | 2.935% | 34379.102 | 69216.442 | 419.3068 | 29463.4818 | 4496.3134 | 607.8181 | 60614.2037 | 7994.4202 | 140 | 0.01454 | 0.0088502 | 0.003881 | 5232251.0104 | 631.9651 | 64956.5002 | 10487.418 | 43464.4946 | 4467496.1249 | 721290.3909 | 4711394.2371 | 57462.8078 | 4037745.907 | 616185.5223 | 1767441.6985 | 15520.6334 | 1547783.5613 | 204137.5037 |  | 687 | 140-496 | 76075.8832 | 41696.7813 | 6859.4412 | 7768.52 | 3056.7523 | 209.8553 | 66074.6137 | 36407.2794 | 4416.8363 | 2232.7496 | 631.9651 | 212.6582 | 24.147 | 2794.5024 | 164.0896 | 16.7785 | 85.0967 | 46.8885 | 5.6884 | 1.6801 | 10487.418 | 5991.1047 | 2492.9978 | 2794.5024 | 841.6118 | 86.0911 | 5664.6706 | 3121.2478 | 378.6617 | 2028.245 | 64956.5002 | 35493.0184 | 4342.2965 | 4428.8293 | 2051.0509 | 106.9857 | 60324.8464 | 33239.143 | 4032.4863 | 202.8245 | 0.0052262 | 0.0022064 | 0.0001154 | 0.0061644 | 0.0034946 | 0.0006164 | 0.0031492 | 5000000 | scaled
140-510 | 132.063 | 0 | 132.063 | 0 | 0% | 100% | 0% | 21.1334 | 43.865 | 0.27417 | 16.5493 | 4.3099 | 0.56907 | 34.3501 | 8.9458 | 140 | 0.0062086 | 0.0062086 | 0.0062086 | 21270.982 | 1.7133 | 103.4168 | 26.9329 | 275.953 | 16657.029 | 4338 | 17867.0858 | 231.7935 | 13991.4823 | 3643.8101 | 14205.779 | 184.2946 | 11124.3606 | 2897.1239 |  | 688 | 140-510 | 132.063 | 110.9296 | 88.198 | 0 | 0 | 0 | 132.063 | 110.9296 | 88.198 | 0 | 1.7133 | 1.4391 | 1.1442 | 0 | 0 | 0 | 1.7133 | 1.4391 | 1.1442 | 0 | 26.9329 | 22.623 | 17.9871 | 0 | 0 | 0 | 26.9329 | 22.623 | 17.9871 | 0 | 103.4168 | 86.8675 | 69.0667 | 0 | 0 | 0 | 103.4168 | 86.8675 | 69.0667 | 0 | 0 | 0 | 0 | 0.0062086 | 0.0062086 | 0.0062086 | 0 | 5000000 | scaled
1406-18 | 0 | 0 | 0 | 0 | 0% | 0% | 0% | 0 | 0 | 0 | 0 | 0 | 0 | 0 | 0 | 1406 | 0 | 0 | 0 | 0 | 0 | 0 | 0 | 0 | 0 | 0 | 0 | 0 | 0 | 0 | 0 | 0 | 0 | 0 |  | 689 | 1406-18 | 0 | 0 | 0 | 0 | 0 | 0 | 0 | 0 | 0 | 0 | 0 | 0 | 0 | 0 | 0 | 0 | 0 | 0 | 0 | 0 | 0 | 0 | 0 | 0 | 0 | 0 | 0 | 0 | 0 | 0 | 0 | 0 | 0 | 0 | 0 | 0 | 0 | 0 | 0 | 0 | 0 | 0 | 0 | 0 | 0 | 0 | 0 | 5000000 | scaled
1406-19F | 15067.3711 | 12634.8396 | 0 | 2432.5315 | 83.86% | 0% | 16.14% | 5831.297 | 12222.8765 | 530.9806 | 2567.9102 | 2732.4063 | 1106.5908 | 5422.6953 | 5693.5904 | 1406 | 0.013569 | 0.0075158 | 0.0036678 | 1110393.3199 | 1149.3942 | 5803.0248 | 8114.9521 | 84704.8687 | 427655.2225 | 598033.2287 | 1228887.6855 | 111898.8544 | 541161.4598 | 575827.3712 | 775531.5426 | 70212.2858 | 344065.5936 | 361253.6632 |  | 690 | 1406-19F | 15067.3711 | 9236.0741 | 2844.4946 | 12634.8396 | 6803.5426 | 411.9631 | 0 | 0 | 0 | 2432.5315 | 1149.3942 | 618.4137 | 42.8034 | 5905.2238 | 616.5833 | 40.973 | 0 | 0 | 0 | 1.8304 | 8114.9521 | 5382.5458 | 2421.3617 | 5905.2238 | 3172.8176 | 211.6335 | 0 | 0 | 0 | 2209.7282 | 5803.0248 | 3235.1146 | 380.3295 | 5582.052 | 3014.1418 | 159.3566 | 0 | 0 | 0 | 220.9728 | 0.010114 | 0.0040604 | 0.0002124 | 0 | 0 | 0 | 0.0034554 | 5000000 | scaled
1406-21F | 0 | 0 | 0 | 0 | 0% | 0% | 0% | 0 | 0 | 0 | 0 | 0 | 0 | 0 | 0 | 1406 | 0 | 0 | 0 | 0 | 0 | 0 | 0 | 0 | 0 | 0 | 0 | 0 | 0 | 0 | 0 | 0 | 0 | 0 |  | 691 | 1406-21F | 0 | 0 | 0 | 0 | 0 | 0 | 0 | 0 | 0 | 0 | 0 | 0 | 0 | 0 | 0 | 0 | 0 | 0 | 0 | 0 | 0 | 0 | 0 | 0 | 0 | 0 | 0 | 0 | 0 | 0 | 0 | 0 | 0 | 0 | 0 | 0 | 0 | 0 | 0 | 0 | 0 | 0 | 0 | 0 | 0 | 0 | 0 | 5000000 | scaled
1406-436 | 817.1931 | 420.1888 | 0 | 397.0044 | 51.42% | 0% | 48.58% | 251.8655 | 411.4716 | 2.1484 | 238.6249 | 11.0922 | 3.3418 | 390.792 | 17.3378 | 1406 | 0.0015042 | 0.00095 | 0.0005724 | 543274.2564 | 3.6405 | 435.5734 | 377.9792 | 2420.2487 | 289571.4426 | 251282.5651 | 595081.7304 | 5075.9882 | 563798.2182 | 26207.5239 | 708807.7104 | 5756.648 | 673184.7535 | 29866.3088 |  | 692 | 1406-436 | 817.1931 | 565.3276 | 405.7215 | 420.1888 | 168.3233 | 8.7172 | 0 | 0 | 0 | 397.0044 | 3.6405 | 1.4922 | 0.29873 | 17.3378 | 1.1934 | 0 | 0 | 0 | 0 | 0.29873 | 377.9792 | 366.887 | 360.6415 | 17.3378 | 6.2456 | 0 | 0 | 0 | 0 | 360.6415 | 435.5734 | 196.9485 | 44.7813 | 399.5092 | 160.8843 | 8.7172 | 0 | 0 | 0 | 36.0641 | 0.0009526 | 0.0003984 | 2.08e-05 | 0 | 0 | 0 | 0.0005516 | 5000000 | scaled
1407-11 | 0 | 0 | 0 | 0 | 0% | 0% | 0% | 0 | 0 | 0 | 0 | 0 | 0 | 0 | 0 | 1407 | 0 | 0 | 0 | 0 | 0 | 0 | 0 | 0 | 0 | 0 | 0 | 0 | 0 | 0 | 0 | 0 | 0 | 0 |  | 693 | 1407-11 | 0 | 0 | 0 | 0 | 0 | 0 | 0 | 0 | 0 | 0 | 0 | 0 | 0 | 0 | 0 | 0 | 0 | 0 | 0 | 0 | 0 | 0 | 0 | 0 | 0 | 0 | 0 | 0 | 0 | 0 | 0 | 0 | 0 | 0 | 0 | 0 | 0 | 0 | 0 | 0 | 0 | 0 | 0 | 0 | 0 | 0 | 0 | 5000000 | scaled
1407-13F | 0 | 0 | 0 | 0 | 0% | 0% | 0% | 0 | 0 | 0 | 0 | 0 | 0 | 0 | 0 | 1407 | 0 | 0 | 0 | 0 | 0 | 0 | 0 | 0 | 0 | 0 | 0 | 0 | 0 | 0 | 0 | 0 | 0 | 0 |  | 694 | 1407-13F | 0 | 0 | 0 | 0 | 0 | 0 | 0 | 0 | 0 | 0 | 0 | 0 | 0 | 0 | 0 | 0 | 0 | 0 | 0 | 0 | 0 | 0 | 0 | 0 | 0 | 0 | 0 | 0 | 0 | 0 | 0 | 0 | 0 | 0 | 0 | 0 | 0 | 0 | 0 | 0 | 0 | 0 | 0 | 0 | 0 | 0 | 0 | 5000000 | scaled
1407-24 | 0 | 0 | 0 | 0 | 0% | 0% | 0% | 0 | 0 | 0 | 0 | 0 | 0 | 0 | 0 | 1407 | 0 | 0 | 0 | 0 | 0 | 0 | 0 | 0 | 0 | 0 | 0 | 0 | 0 | 0 | 0 | 0 | 0 | 0 |  | 695 | 1407-24 | 0 | 0 | 0 | 0 | 0 | 0 | 0 | 0 | 0 | 0 | 0 | 0 | 0 | 0 | 0 | 0 | 0 | 0 | 0 | 0 | 0 | 0 | 0 | 0 | 0 | 0 | 0 | 0 | 0 | 0 | 0 | 0 | 0 | 0 | 0 | 0 | 0 | 0 | 0 | 0 | 0 | 0 | 0 | 0 | 0 | 0 | 0 | 5000000 | scaled
1407-7AE | 0 | 0 | 0 | 0 | 0% | 0% | 0% | 0 | 0 | 0 | 0 | 0 | 0 | 0 | 0 | 1407 | 0 | 0 | 0 | 0 | 0 | 0 | 0 | 0 | 0 | 0 | 0 | 0 | 0 | 0 | 0 | 0 | 0 | 0 |  | 696 | 1407-7AE | 0 | 0 | 0 | 0 | 0 | 0 | 0 | 0 | 0 | 0 | 0 | 0 | 0 | 0 | 0 | 0 | 0 | 0 | 0 | 0 | 0 | 0 | 0 | 0 | 0 | 0 | 0 | 0 | 0 | 0 | 0 | 0 | 0 | 0 | 0 | 0 | 0 | 0 | 0 | 0 | 0 | 0 | 0 | 0 | 0 | 0 | 0 | 5000000 | scaled
1407-9 | 0 | 0 | 0 | 0 | 0% | 0% | 0% | 0 | 0 | 0 | 0 | 0 | 0 | 0 | 0 | 1407 | 0 | 0 | 0 | 0 | 0 | 0 | 0 | 0 | 0 | 0 | 0 | 0 | 0 | 0 | 0 | 0 | 0 | 0 |  | 697 | 1407-9 | 0 | 0 | 0 | 0 | 0 | 0 | 0 | 0 | 0 | 0 | 0 | 0 | 0 | 0 | 0 | 0 | 0 | 0 | 0 | 0 | 0 | 0 | 0 | 0 | 0 | 0 | 0 | 0 | 0 | 0 | 0 | 0 | 0 | 0 | 0 | 0 | 0 | 0 | 0 | 0 | 0 | 0 | 0 | 0 | 0 | 0 | 0 | 5000000 | scaled
1408-1 | 0 | 0 | 0 | 0 | 0% | 0% | 0% | 0 | 0 | 0 | 0 | 0 | 0 | 0 | 0 | 1408 | 0 | 0 | 0 | 0 | 0 | 0 | 0 | 0 | 0 | 0 | 0 | 0 | 0 | 0 | 0 | 0 | 0 | 0 |  | 698 | 1408-1 | 0 | 0 | 0 | 0 | 0 | 0 | 0 | 0 | 0 | 0 | 0 | 0 | 0 | 0 | 0 | 0 | 0 | 0 | 0 | 0 | 0 | 0 | 0 | 0 | 0 | 0 | 0 | 0 | 0 | 0 | 0 | 0 | 0 | 0 | 0 | 0 | 0 | 0 | 0 | 0 | 0 | 0 | 0 | 0 | 0 | 0 | 0 | 5000000 | scaled
1408-2 | 0 | 0 | 0 | 0 | 0% | 0% | 0% | 0 | 0 | 0 | 0 | 0 | 0 | 0 | 0 | 1408 | 0 | 0 | 0 | 0 | 0 | 0 | 0 | 0 | 0 | 0 | 0 | 0 | 0 | 0 | 0 | 0 | 0 | 0 |  | 699 | 1408-2 | 0 | 0 | 0 | 0 | 0 | 0 | 0 | 0 | 0 | 0 | 0 | 0 | 0 | 0 | 0 | 0 | 0 | 0 | 0 | 0 | 0 | 0 | 0 | 0 | 0 | 0 | 0 | 0 | 0 | 0 | 0 | 0 | 0 | 0 | 0 | 0 | 0 | 0 | 0 | 0 | 0 | 0 | 0 | 0 | 0 | 0 | 0 | 5000000 | scaled
1408-4AE | 0 | 0 | 0 | 0 | 0% | 0% | 0% | 0 | 0 | 0 | 0 | 0 | 0 | 0 | 0 | 1408 | 0 | 0 | 0 | 0 | 0 | 0 | 0 | 0 | 0 | 0 | 0 | 0 | 0 | 0 | 0 | 0 | 0 | 0 |  | 700 | 1408-4AE | 0 | 0 | 0 | 0 | 0 | 0 | 0 | 0 | 0 | 0 | 0 | 0 | 0 | 0 | 0 | 0 | 0 | 0 | 0 | 0 | 0 | 0 | 0 | 0 | 0 | 0 | 0 | 0 | 0 | 0 | 0 | 0 | 0 | 0 | 0 | 0 | 0 | 0 | 0 | 0 | 0 | 0 | 0 | 0 | 0 | 0 | 0 | 5000000 | scaled
1408-5 | 0 | 0 | 0 | 0 | 0% | 0% | 0% | 0 | 0 | 0 | 0 | 0 | 0 | 0 | 0 | 1408 | 0 | 0 | 0 | 0 | 0 | 0 | 0 | 0 | 0 | 0 | 0 | 0 | 0 | 0 | 0 | 0 | 0 | 0 |  | 701 | 1408-5 | 0 | 0 | 0 | 0 | 0 | 0 | 0 | 0 | 0 | 0 | 0 | 0 | 0 | 0 | 0 | 0 | 0 | 0 | 0 | 0 | 0 | 0 | 0 | 0 | 0 | 0 | 0 | 0 | 0 | 0 | 0 | 0 | 0 | 0 | 0 | 0 | 0 | 0 | 0 | 0 | 0 | 0 | 0 | 0 | 0 | 0 | 0 | 5000000 | scaled
1408-6 | 0 | 0 | 0 | 0 | 0% | 0% | 0% | 0 | 0 | 0 | 0 | 0 | 0 | 0 | 0 | 1408 | 0 | 0 | 0 | 0 | 0 | 0 | 0 | 0 | 0 | 0 | 0 | 0 | 0 | 0 | 0 | 0 | 0 | 0 |  | 702 | 1408-6 | 0 | 0 | 0 | 0 | 0 | 0 | 0 | 0 | 0 | 0 | 0 | 0 | 0 | 0 | 0 | 0 | 0 | 0 | 0 | 0 | 0 | 0 | 0 | 0 | 0 | 0 | 0 | 0 | 0 | 0 | 0 | 0 | 0 | 0 | 0 | 0 | 0 | 0 | 0 | 0 | 0 | 0 | 0 | 0 | 0 | 0 | 0 | 5000000 | scaled
1408-7 | 0 | 0 | 0 | 0 | 0% | 0% | 0% | 0 | 0 | 0 | 0 | 0 | 0 | 0 | 0 | 1408 | 0 | 0 | 0 | 0 | 0 | 0 | 0 | 0 | 0 | 0 | 0 | 0 | 0 | 0 | 0 | 0 | 0 | 0 |  | 703 | 1408-7 | 0 | 0 | 0 | 0 | 0 | 0 | 0 | 0 | 0 | 0 | 0 | 0 | 0 | 0 | 0 | 0 | 0 | 0 | 0 | 0 | 0 | 0 | 0 | 0 | 0 | 0 | 0 | 0 | 0 | 0 | 0 | 0 | 0 | 0 | 0 | 0 | 0 | 0 | 0 | 0 | 0 | 0 | 0 | 0 | 0 | 0 | 0 | 5000000 | scaled
1409-4F | 0 | 0 | 0 | 0 | 0% | 0% | 0% | 0 | 0 | 0 | 0 | 0 | 0 | 0 | 0 | 1409 | 0 | 0 | 0 | 0 | 0 | 0 | 0 | 0 | 0 | 0 | 0 | 0 | 0 | 0 | 0 | 0 | 0 | 0 |  | 704 | 1409-4F | 0 | 0 | 0 | 0 | 0 | 0 | 0 | 0 | 0 | 0 | 0 | 0 | 0 | 0 | 0 | 0 | 0 | 0 | 0 | 0 | 0 | 0 | 0 | 0 | 0 | 0 | 0 | 0 | 0 | 0 | 0 | 0 | 0 | 0 | 0 | 0 | 0 | 0 | 0 | 0 | 0 | 0 | 0 | 0 | 0 | 0 | 0 | 5000000 | scaled
1409-5F | 0 | 0 | 0 | 0 | 0% | 0% | 0% | 0 | 0 | 0 | 0 | 0 | 0 | 0 | 0 | 1409 | 0 | 0 | 0 | 0 | 0 | 0 | 0 | 0 | 0 | 0 | 0 | 0 | 0 | 0 | 0 | 0 | 0 | 0 |  | 705 | 1409-5F | 0 | 0 | 0 | 0 | 0 | 0 | 0 | 0 | 0 | 0 | 0 | 0 | 0 | 0 | 0 | 0 | 0 | 0 | 0 | 0 | 0 | 0 | 0 | 0 | 0 | 0 | 0 | 0 | 0 | 0 | 0 | 0 | 0 | 0 | 0 | 0 | 0 | 0 | 0 | 0 | 0 | 0 | 0 | 0 | 0 | 0 | 0 | 5000000 | scaled
1409-6 | 0 | 0 | 0 | 0 | 0% | 0% | 0% | 0 | 0 | 0 | 0 | 0 | 0 | 0 | 0 | 1409 | 0 | 0 | 0 | 0 | 0 | 0 | 0 | 0 | 0 | 0 | 0 | 0 | 0 | 0 | 0 | 0 | 0 | 0 |  | 706 | 1409-6 | 0 | 0 | 0 | 0 | 0 | 0 | 0 | 0 | 0 | 0 | 0 | 0 | 0 | 0 | 0 | 0 | 0 | 0 | 0 | 0 | 0 | 0 | 0 | 0 | 0 | 0 | 0 | 0 | 0 | 0 | 0 | 0 | 0 | 0 | 0 | 0 | 0 | 0 | 0 | 0 | 0 | 0 | 0 | 0 | 0 | 0 | 0 | 5000000 | scaled
1409-660AE | 0 | 0 | 0 | 0 | 0% | 0% | 0% | 0 | 0 | 0 | 0 | 0 | 0 | 0 | 0 | 1409 | 0 | 0 | 0 | 0 | 0 | 0 | 0 | 0 | 0 | 0 | 0 | 0 | 0 | 0 | 0 | 0 | 0 | 0 |  | 707 | 1409-660AE | 0 | 0 | 0 | 0 | 0 | 0 | 0 | 0 | 0 | 0 | 0 | 0 | 0 | 0 | 0 | 0 | 0 | 0 | 0 | 0 | 0 | 0 | 0 | 0 | 0 | 0 | 0 | 0 | 0 | 0 | 0 | 0 | 0 | 0 | 0 | 0 | 0 | 0 | 0 | 0 | 0 | 0 | 0 | 0 | 0 | 0 | 0 | 5000000 | scaled
1409-7AE | 0 | 0 | 0 | 0 | 0% | 0% | 0% | 0 | 0 | 0 | 0 | 0 | 0 | 0 | 0 | 1409 | 0 | 0 | 0 | 0 | 0 | 0 | 0 | 0 | 0 | 0 | 0 | 0 | 0 | 0 | 0 | 0 | 0 | 0 |  | 708 | 1409-7AE | 0 | 0 | 0 | 0 | 0 | 0 | 0 | 0 | 0 | 0 | 0 | 0 | 0 | 0 | 0 | 0 | 0 | 0 | 0 | 0 | 0 | 0 | 0 | 0 | 0 | 0 | 0 | 0 | 0 | 0 | 0 | 0 | 0 | 0 | 0 | 0 | 0 | 0 | 0 | 0 | 0 | 0 | 0 | 0 | 0 | 0 | 0 | 5000000 | scaled
1409-9 | 0 | 0 | 0 | 0 | 0% | 0% | 0% | 0 | 0 | 0 | 0 | 0 | 0 | 0 | 0 | 1409 | 0 | 0 | 0 | 0 | 0 | 0 | 0 | 0 | 0 | 0 | 0 | 0 | 0 | 0 | 0 | 0 | 0 | 0 |  | 709 | 1409-9 | 0 | 0 | 0 | 0 | 0 | 0 | 0 | 0 | 0 | 0 | 0 | 0 | 0 | 0 | 0 | 0 | 0 | 0 | 0 | 0 | 0 | 0 | 0 | 0 | 0 | 0 | 0 | 0 | 0 | 0 | 0 | 0 | 0 | 0 | 0 | 0 | 0 | 0 | 0 | 0 | 0 | 0 | 0 | 0 | 0 | 0 | 0 | 5000000 | scaled
141-195F | 1819.7015 | 0 | 1819.7015 | 0 | 0% | 100% | 0% | 290.8634 | 604.4285 | 0.3818 | 230.4622 | 60.0194 | 0.7934 | 478.9118 | 124.7233 | 141 | 0.0061828 | 0.0061828 | 0.0061828 | 294316.7401 | 2.3886 | 1441.8191 | 375.4938 | 386.3341 | 233198.406 | 60732 | 247272.7756 | 324.582 | 195923.6743 | 51024.5194 | 196557.0716 | 258.0102 | 155739.6829 | 40559.3785 |  | 710 | 141-195F | 1819.7015 | 1528.8381 | 1215.2731 | 0 | 0 | 0 | 1819.7015 | 1528.8381 | 1215.2731 | 0 | 2.3886 | 2.0068 | 1.5952 | 0 | 0 | 0 | 2.3886 | 2.0068 | 1.5952 | 0 | 375.4938 | 315.4744 | 250.7705 | 0 | 0 | 0 | 375.4938 | 315.4744 | 250.7705 | 0 | 1441.8191 | 1211.3569 | 962.9073 | 0 | 0 | 0 | 1441.8191 | 1211.3569 | 962.9073 | 0 | 0 | 0 | 0 | 0.0061828 | 0.0061828 | 0.0061828 | 0 | 5000000 | scaled
141-196 | 0 | 0 | 0 | 0 | 0% | 0% | 0% | 0 | 0 | 0 | 0 | 0 | 0 | 0 | 0 | 141 | 0 | 0 | 0 | 0 | 0 | 0 | 0 | 0 | 0 | 0 | 0 | 0 | 0 | 0 | 0 | 0 | 0 | 0 |  | 711 | 141-196 | 0 | 0 | 0 | 0 | 0 | 0 | 0 | 0 | 0 | 0 | 0 | 0 | 0 | 0 | 0 | 0 | 0 | 0 | 0 | 0 | 0 | 0 | 0 | 0 | 0 | 0 | 0 | 0 | 0 | 0 | 0 | 0 | 0 | 0 | 0 | 0 | 0 | 0 | 0 | 0 | 0 | 0 | 0 | 0 | 0 | 0 | 0 | 5000000 | scaled
1410-1 | 0 | 0 | 0 | 0 | 0% | 0% | 0% | 0 | 0 | 0 | 0 | 0 | 0 | 0 | 0 | 1410 | 0 | 0 | 0 | 0 | 0 | 0 | 0 | 0 | 0 | 0 | 0 | 0 | 0 | 0 | 0 | 0 | 0 | 0 |  | 712 | 1410-1 | 0 | 0 | 0 | 0 | 0 | 0 | 0 | 0 | 0 | 0 | 0 | 0 | 0 | 0 | 0 | 0 | 0 | 0 | 0 | 0 | 0 | 0 | 0 | 0 | 0 | 0 | 0 | 0 | 0 | 0 | 0 | 0 | 0 | 0 | 0 | 0 | 0 | 0 | 0 | 0 | 0 | 0 | 0 | 0 | 0 | 0 | 0 | 5000000 | scaled
141-194F | 23005.2092 | 0 | 23005.2092 | 0 | 0% | 100% | 0% | 3676.163 | 7641.1337 | 4.1739 | 3351.0628 | 320.9263 | 8.6758 | 6965.3926 | 667.0652 | 141 | 0.0061866 | 0.0061866 | 0.0061866 | 3718554.4818 | 26.1203 | 20970.7514 | 2008.3374 | 4222.0803 | 3389705.4015 | 324627 | 3124340.7035 | 3547.4046 | 2848040.7133 | 272752.5856 | 2483444.138 | 2819.7249 | 2263821.6141 | 216802.7991 |  | 713 | 141-194F | 23005.2092 | 19329.0462 | 15364.0755 | 0 | 0 | 0 | 23005.2092 | 19329.0462 | 15364.0755 | 0 | 26.1203 | 21.9464 | 17.4445 | 0 | 0 | 0 | 26.1203 | 21.9464 | 17.4445 | 0 | 2008.3374 | 1687.4111 | 1341.2722 | 0 | 0 | 0 | 2008.3374 | 1687.4111 | 1341.2722 | 0 | 20970.7514 | 17619.6887 | 14005.3588 | 0 | 0 | 0 | 20970.7514 | 17619.6887 | 14005.3588 | 0 | 0 | 0 | 0 | 0.0061866 | 0.0061866 | 0.0061866 | 0 | 5000000 | scaled
1418-31R | 2727.5199 | 2149.4253 | 0 | 578.0946 | 78.81% | 0% | 21.19% | 1040.435 | 2111.2923 | 101.1514 | 421.4227 | 517.8609 | 181.5927 | 999.792 | 929.9076 | 1418 | 0.0024528 | 0.0016628 | 0.0008572 | 1112002.5534 | 183.0789 | 1083.9852 | 1460.4557 | 74640.7894 | 441937.884 | 595423.88 | 1014604.7999 | 98640.1668 | 410960.3518 | 505004.2813 | 718884.212 | 61831.3835 | 340424.045 | 316628.7835 |  | 714 | 1418-31R | 2727.5199 | 1687.0849 | 616.2275 | 2149.4253 | 1108.9903 | 38.133 | 0 | 0 | 0 | 578.0946 | 183.0789 | 81.9275 | 1.4862 | 935.3106 | 81.4925 | 1.0512 | 0 | 0 | 0 | 0.435 | 1460.4557 | 942.5948 | 530.5481 | 935.3106 | 417.4498 | 5.403 | 0 | 0 | 0 | 525.1451 | 1083.9852 | 662.5625 | 84.1933 | 1031.4707 | 610.048 | 31.6788 | 0 | 0 | 0 | 52.5145 | 0.0016394 | 0.0008494 | 4.38e-05 | 0 | 0 | 0 | 0.0008134 | 5000000 | scaled
1418-581R | 5069.196 | 3913.2935 | 0 | 1155.9025 | 77.2% | 0% | 22.8% | 2268.1296 | 3860.9712 | 188.446 | 1112.828 | 966.8556 | 295.6323 | 2048.6677 | 1516.6713 | 1418 | 0.0055174 | 0.0034274 | 0.0017198 | 918765.3537 | 296.6447 | 2205.1024 | 2567.4489 | 53765.3105 | 399663.311 | 465336.7322 | 817256.9172 | 67901.2425 | 400976.3625 | 348379.3122 | 702537.939 | 53792.9124 | 372773.2409 | 275971.7857 |  | 715 | 1418-581R | 5069.196 | 2801.0664 | 1208.2247 | 3913.2935 | 1645.1639 | 52.3223 | 0 | 0 | 0 | 1155.9025 | 296.6447 | 108.1987 | 1.0125 | 1517.4192 | 107.3289 | 0.14267 | 0 | 0 | 0 | 0.86978 | 2567.4489 | 1600.5933 | 1050.7776 | 1517.4192 | 550.5636 | 0.74788 | 0 | 0 | 0 | 1050.0297 | 2205.1024 | 1092.2744 | 156.4347 | 2100.0994 | 987.2714 | 51.4317 | 0 | 0 | 0 | 105.003 | 0.0038918 | 0.0018018 | 9.42e-05 | 0 | 0 | 0 | 0.0016256 | 5000000 | scaled
1419-10 | 0 | 0 | 0 | 0 | 0% | 0% | 0% | 0 | 0 | 0 | 0 | 0 | 0 | 0 | 0 | 1419 | 0 | 0 | 0 | 0 | 0 | 0 | 0 | 0 | 0 | 0 | 0 | 0 | 0 | 0 | 0 | 0 | 0 | 0 |  | 716 | 1419-10 | 0 | 0 | 0 | 0 | 0 | 0 | 0 | 0 | 0 | 0 | 0 | 0 | 0 | 0 | 0 | 0 | 0 | 0 | 0 | 0 | 0 | 0 | 0 | 0 | 0 | 0 | 0 | 0 | 0 | 0 | 0 | 0 | 0 | 0 | 0 | 0 | 0 | 0 | 0 | 0 | 0 | 0 | 0 | 0 | 0 | 0 | 0 | 5000000 | scaled
1419-11F | 0 | 0 | 0 | 0 | 0% | 0% | 0% | 0 | 0 | 0 | 0 | 0 | 0 | 0 | 0 | 1419 | 0 | 0 | 0 | 0 | 0 | 0 | 0 | 0 | 0 | 0 | 0 | 0 | 0 | 0 | 0 | 0 | 0 | 0 |  | 717 | 1419-11F | 0 | 0 | 0 | 0 | 0 | 0 | 0 | 0 | 0 | 0 | 0 | 0 | 0 | 0 | 0 | 0 | 0 | 0 | 0 | 0 | 0 | 0 | 0 | 0 | 0 | 0 | 0 | 0 | 0 | 0 | 0 | 0 | 0 | 0 | 0 | 0 | 0 | 0 | 0 | 0 | 0 | 0 | 0 | 0 | 0 | 0 | 0 | 5000000 | scaled
1419-12F | 0 | 0 | 0 | 0 | 0% | 0% | 0% | 0 | 0 | 0 | 0 | 0 | 0 | 0 | 0 | 1419 | 0 | 0 | 0 | 0 | 0 | 0 | 0 | 0 | 0 | 0 | 0 | 0 | 0 | 0 | 0 | 0 | 0 | 0 |  | 718 | 1419-12F | 0 | 0 | 0 | 0 | 0 | 0 | 0 | 0 | 0 | 0 | 0 | 0 | 0 | 0 | 0 | 0 | 0 | 0 | 0 | 0 | 0 | 0 | 0 | 0 | 0 | 0 | 0 | 0 | 0 | 0 | 0 | 0 | 0 | 0 | 0 | 0 | 0 | 0 | 0 | 0 | 0 | 0 | 0 | 0 | 0 | 0 | 0 | 5000000 | scaled
1419-13F | 0 | 0 | 0 | 0 | 0% | 0% | 0% | 0 | 0 | 0 | 0 | 0 | 0 | 0 | 0 | 1419 | 0 | 0 | 0 | 0 | 0 | 0 | 0 | 0 | 0 | 0 | 0 | 0 | 0 | 0 | 0 | 0 | 0 | 0 |  | 719 | 1419-13F | 0 | 0 | 0 | 0 | 0 | 0 | 0 | 0 | 0 | 0 | 0 | 0 | 0 | 0 | 0 | 0 | 0 | 0 | 0 | 0 | 0 | 0 | 0 | 0 | 0 | 0 | 0 | 0 | 0 | 0 | 0 | 0 | 0 | 0 | 0 | 0 | 0 | 0 | 0 | 0 | 0 | 0 | 0 | 0 | 0 | 0 | 0 | 5000000 | scaled
1420-7F | 0 | 0 | 0 | 0 | 0% | 0% | 0% | 0 | 0 | 0 | 0 | 0 | 0 | 0 | 0 | 1420 | 0 | 0 | 0 | 0 | 0 | 0 | 0 | 0 | 0 | 0 | 0 | 0 | 0 | 0 | 0 | 0 | 0 | 0 |  | 720 | 1420-7F | 0 | 0 | 0 | 0 | 0 | 0 | 0 | 0 | 0 | 0 | 0 | 0 | 0 | 0 | 0 | 0 | 0 | 0 | 0 | 0 | 0 | 0 | 0 | 0 | 0 | 0 | 0 | 0 | 0 | 0 | 0 | 0 | 0 | 0 | 0 | 0 | 0 | 0 | 0 | 0 | 0 | 0 | 0 | 0 | 0 | 0 | 0 | 5000000 | scaled
1420-8F | 0 | 0 | 0 | 0 | 0% | 0% | 0% | 0 | 0 | 0 | 0 | 0 | 0 | 0 | 0 | 1420 | 0 | 0 | 0 | 0 | 0 | 0 | 0 | 0 | 0 | 0 | 0 | 0 | 0 | 0 | 0 | 0 | 0 | 0 |  | 721 | 1420-8F | 0 | 0 | 0 | 0 | 0 | 0 | 0 | 0 | 0 | 0 | 0 | 0 | 0 | 0 | 0 | 0 | 0 | 0 | 0 | 0 | 0 | 0 | 0 | 0 | 0 | 0 | 0 | 0 | 0 | 0 | 0 | 0 | 0 | 0 | 0 | 0 | 0 | 0 | 0 | 0 | 0 | 0 | 0 | 0 | 0 | 0 | 0 | 5000000 | scaled
142-33 | 118712.3932 | 24352.5802 | 87704.302 | 6655.511 | 20.51% | 73.88% | 5.606% | 53410.3455 | 105536.5382 | 1650.5265 | 43436.2645 | 8323.5545 | 2961.7016 | 86735.9683 | 15838.8683 | 142 | 0.037439 | 0.021276 | 0.010463 | 3170855.5653 | 3073.7332 | 92948.6391 | 22690.0208 | 82100.6461 | 2482695.3759 | 606059.5433 | 3069339.8854 | 94851.0414 | 2496157.9602 | 478330.8838 | 1259304.8661 | 35340.2271 | 1034968.8247 | 188995.8143 |  | 722 | 142-33 | 118712.3932 | 65302.0477 | 13175.855 | 24352.5802 | 10249.71 | 651.772 | 87704.302 | 48396.8267 | 5868.572 | 6655.511 | 3073.7332 | 1423.2067 | 112.0317 | 9241.8399 | 1350.2291 | 98.7817 | 123.1738 | 67.9695 | 8.2419 | 5.0081 | 22690.0208 | 14366.4663 | 6851.1525 | 9241.8399 | 4235.848 | 309.9315 | 7402.2692 | 4084.7066 | 495.3092 | 6045.9117 | 92948.6391 | 49512.3746 | 6212.6708 | 12165.189 | 4663.6329 | 243.0588 | 80178.8589 | 44244.1506 | 5365.0208 | 604.5912 | 0.021913 | 0.008392 | 0.000438 | 0.0061124 | 0.00347 | 0.0006112 | 0.0094136 | 5000000 | scaled
142-8R | 40889.2555 | 2617.5272 | 32982.0932 | 5289.6351 | 6.402% | 80.66% | 12.94% | 16516.7829 | 33355.3099 | 97.092 | 14712.7117 | 1706.9792 | 133.2636 | 30019.2929 | 3202.7534 | 142 | 0.027724 | 0.016289 | 0.0082532 | 1474857.9049 | 140.1158 | 32546.0786 | 8203.0611 | 5053.9173 | 1173923.0928 | 295880.8949 | 1496271.8303 | 8795.6627 | 1332839.2177 | 154636.9499 | 912851.4489 | 3647.0916 | 821553.0029 | 87651.3544 |  | 723 | 142-8R | 40889.2555 | 24372.4726 | 7533.9456 | 2617.5272 | 879.2412 | 41.4874 | 32982.0932 | 18203.5963 | 2202.8231 | 5289.6351 | 140.1158 | 43.0238 | 6.8522 | 481.2903 | 15.9098 | 0.072519 | 41.9147 | 23.1337 | 2.7994 | 3.9803 | 8203.0611 | 6496.0819 | 5000.3077 | 481.2903 | 81.1841 | 0.36969 | 2916.63 | 1609.757 | 194.7972 | 4805.1408 | 32546.0786 | 17833.3669 | 2526.7857 | 2042.016 | 782.1472 | 41.0451 | 30023.5485 | 16570.7056 | 2005.2265 | 480.5141 | 0.01424 | 0.0054536 | 0.0002864 | 0.0061308 | 0.0034814 | 0.000613 | 0.0073538 | 5000000 | scaled
1420-5 | 0 | 0 | 0 | 0 | 0% | 0% | 0% | 0 | 0 | 0 | 0 | 0 | 0 | 0 | 0 | 1420 | 0 | 0 | 0 | 0 | 0 | 0 | 0 | 0 | 0 | 0 | 0 | 0 | 0 | 0 | 0 | 0 | 0 | 0 |  | 724 | 1420-5 | 0 | 0 | 0 | 0 | 0 | 0 | 0 | 0 | 0 | 0 | 0 | 0 | 0 | 0 | 0 | 0 | 0 | 0 | 0 | 0 | 0 | 0 | 0 | 0 | 0 | 0 | 0 | 0 | 0 | 0 | 0 | 0 | 0 | 0 | 0 | 0 | 0 | 0 | 0 | 0 | 0 | 0 | 0 | 0 | 0 | 0 | 0 | 5000000 | scaled
1420-6 | 0 | 0 | 0 | 0 | 0% | 0% | 0% | 0 | 0 | 0 | 0 | 0 | 0 | 0 | 0 | 1420 | 0 | 0 | 0 | 0 | 0 | 0 | 0 | 0 | 0 | 0 | 0 | 0 | 0 | 0 | 0 | 0 | 0 | 0 |  | 725 | 1420-6 | 0 | 0 | 0 | 0 | 0 | 0 | 0 | 0 | 0 | 0 | 0 | 0 | 0 | 0 | 0 | 0 | 0 | 0 | 0 | 0 | 0 | 0 | 0 | 0 | 0 | 0 | 0 | 0 | 0 | 0 | 0 | 0 | 0 | 0 | 0 | 0 | 0 | 0 | 0 | 0 | 0 | 0 | 0 | 0 | 0 | 0 | 0 | 5000000 | scaled
143-130 | 0 | 0 | 0 | 0 | 0% | 0% | 0% | 0 | 0 | 0 | 0 | 0 | 0 | 0 | 0 | 143 | 0 | 0 | 0 | 0 | 0 | 0 | 0 | 0 | 0 | 0 | 0 | 0 | 0 | 0 | 0 | 0 | 0 | 0 |  | 726 | 143-130 | 0 | 0 | 0 | 0 | 0 | 0 | 0 | 0 | 0 | 0 | 0 | 0 | 0 | 0 | 0 | 0 | 0 | 0 | 0 | 0 | 0 | 0 | 0 | 0 | 0 | 0 | 0 | 0 | 0 | 0 | 0 | 0 | 0 | 0 | 0 | 0 | 0 | 0 | 0 | 0 | 0 | 0 | 0 | 0 | 0 | 0 | 0 | 5000000 | scaled
143-147F | 25659.1321 | 355.8763 | 24946.3411 | 356.9148 | 1.387% | 97.22% | 1.391% | 11361.6917 | 23633.749 | 36.4772 | 9911.9585 | 1413.256 | 74.8771 | 20622.335 | 2936.5369 | 143 | 0.0072518 | 0.0042116 | 0.0011182 | 3538312.1632 | 76.9137 | 22129.669 | 3452.5495 | 10606.153 | 3051610.4924 | 476095.5178 | 3394776.4271 | 10899.0826 | 2961608.5308 | 422268.8137 | 1811288.7947 | 5738.5779 | 1580494.242 | 225055.9748 |  | 727 | 143-147F | 25659.1321 | 14297.4404 | 2025.3831 | 355.8763 | 175.2826 | 0.91836 | 24946.3411 | 13765.243 | 1667.55 | 356.9148 | 76.9137 | 40.4365 | 2.0366 | 259.1902 | 25.5735 | 0 | 26.4491 | 14.5944 | 1.768 | 0.26857 | 3452.5495 | 2039.2935 | 516.0126 | 259.1902 | 131.8978 | 0 | 2869.1354 | 1583.1719 | 191.7887 | 324.2238 | 22129.669 | 12217.7104 | 1507.334 | 46.49 | 17.8114 | 0.91836 | 22050.7566 | 12167.4766 | 1473.9933 | 32.4224 | 0.0006432 | 0.0002464 | 1.28e-05 | 0.0061146 | 0.0034712 | 0.0006114 | 0.000494 | 5000000 | scaled
143-178F | 7656.553 | 2701.8618 | 4888.9469 | 65.7443 | 35.29% | 63.85% | 0.8587% | 4011.6142 | 7264.2304 | 298.054 | 1741.2503 | 1972.3099 | 444.4232 | 3621.9644 | 3197.8428 | 143 | 0.0064626 | 0.0036638 | 0.0007128 | 1184748.0927 | 444.8598 | 3887.1999 | 3324.4932 | 68836.0482 | 601491.6497 | 514420.3948 | 994852.0166 | 73915.298 | 431817.7878 | 489118.9307 | 550396.4634 | 33673.0759 | 274429.1209 | 242294.2666 |  | 728 | 143-178F | 7656.553 | 3644.9388 | 392.3226 | 2701.8618 | 883.5949 | 0 | 4888.9469 | 2695.5996 | 326.5783 | 65.7443 | 444.8598 | 146.8058 | 0.4366 | 2262.8468 | 143.5609 | 0 | 5.7954 | 3.1954 | 0.38713 | 0.04947 | 3324.4932 | 1352.1834 | 126.6504 | 2262.8468 | 740.0339 | 0 | 1001.9239 | 552.4269 | 66.9278 | 59.7226 | 3887.1999 | 2145.9496 | 265.2356 | 0 | 0 | 0 | 3881.2277 | 2139.9774 | 259.2633 | 5.9723 | 0.000236 | 9.04e-05 | 4.8e-06 | 0.0061318 | 0.0034786 | 0.0006132 | 9.48e-05 | 5000000 | scaled
143-179F | 1370.1837 | 878.8853 | 453.6622 | 37.6361 | 64.14% | 33.11% | 2.747% | 889.0747 | 1302.2397 | 113.0823 | 160.3282 | 615.6642 | 146.2018 | 333.5016 | 822.5363 | 143 | 0.0062356 | 0.003551 | 0.0006676 | 219735.656 | 146.4644 | 360.7811 | 862.9381 | 23488.4277 | 57858.2879 | 138388.9404 | 135485.4835 | 17232.5358 | 24432.3069 | 93820.6408 | 101773.4568 | 11426.056 | 26064.0278 | 64283.373 |  | 729 | 143-179F | 1370.1837 | 481.109 | 67.944 | 878.8853 | 193.2946 | 0.0044419 | 453.6622 | 250.1782 | 30.3034 | 37.6361 | 146.4644 | 33.3821 | 0.26263 | 735.7381 | 31.4194 | 0 | 3.5078 | 1.9344 | 0.23431 | 0.02832 | 862.9381 | 247.2739 | 40.4018 | 735.7381 | 161.7928 | 0 | 93.0111 | 51.2922 | 6.2129 | 34.1889 | 360.7811 | 200.4529 | 27.2795 | 0.21889 | 0.082431 | 0.0044419 | 357.1434 | 196.9516 | 23.8562 | 3.4189 | 5.58e-05 | 2.14e-05 | 1.2e-06 | 0.006126 | 0.0034758 | 0.0006126 | 5.38e-05 | 5000000 | scaled
143-33 | 7551.611 | 52.5699 | 7390.3443 | 108.6969 | 0.6961% | 97.86% | 1.439% | 3357.9871 | 6948.577 | 10.4407 | 2631.2218 | 716.3246 | 15.6273 | 5473.4725 | 1459.4772 | 143 | 0.0064842 | 0.0037036 | 0.0007648 | 1164617.2282 | 16.3568 | 5874.93 | 1660.3242 | 2522.5685 | 906037.7561 | 256056.9036 | 1132310.1624 | 3520.5941 | 887245.5727 | 241543.9956 | 788485.9312 | 1773.3026 | 621099.2636 | 165613.365 |  | 730 | 143-33 | 7551.611 | 4193.6239 | 603.034 | 52.5699 | 8.1626 | 0.37437 | 7390.3443 | 4076.7644 | 493.9628 | 108.6969 | 16.3568 | 5.9161 | 0.72951 | 36.4877 | 0.76185 | 0.033107 | 9.1954 | 5.0725 | 0.61461 | 0.081791 | 1660.3242 | 943.9996 | 200.847 | 36.4877 | 3.9642 | 0.17026 | 1525.0955 | 841.2944 | 101.9358 | 98.741 | 5874.93 | 3243.7082 | 401.4575 | 9.0025 | 3.4365 | 0.17101 | 5856.0534 | 3230.3976 | 391.4124 | 9.8741 | 0.0002208 | 8.44e-05 | 4.2e-06 | 0.0061142 | 0.00347 | 0.0006114 | 0.0001492 | 5000000 | scaled
143-35 | 21349.2209 | 0 | 21349.2209 | 0 | 0% | 100% | 0% | 3404.9794 | 7086.5551 | 3.2231 | 3120.972 | 280.7843 | 6.7081 | 6495.4695 | 584.3775 | 143 | 0.0061028 | 0.0061028 | 0.0061028 | 3498266.518 | 20.209 | 19568.4944 | 1760.5174 | 3311.4355 | 3206478.0825 | 288477 | 2940329.2743 | 2783.2959 | 2695078.0693 | 242467.9091 | 2337069.1833 | 2212.2539 | 2142135.562 | 192721.3674 |  | 731 | 143-35 | 21349.2209 | 17944.2415 | 14262.6658 | 0 | 0 | 0 | 21349.2209 | 17944.2415 | 14262.6658 | 0 | 20.209 | 16.9859 | 13.5009 | 0 | 0 | 0 | 20.209 | 16.9859 | 13.5009 | 0 | 1760.5174 | 1479.7332 | 1176.14 | 0 | 0 | 0 | 1760.5174 | 1479.7332 | 1176.14 | 0 | 19568.4944 | 16447.5224 | 13073.0249 | 0 | 0 | 0 | 19568.4944 | 16447.5224 | 13073.0249 | 0 | 0 | 0 | 0 | 0.0061028 | 0.0061028 | 0.0061028 | 0 | 5000000 | scaled
1434-1 | 0 | 0 | 0 | 0 | 0% | 0% | 0% | 0 | 0 | 0 | 0 | 0 | 0 | 0 | 0 | 1434 | 0 | 0 | 0 | 0 | 0 | 0 | 0 | 0 | 0 | 0 | 0 | 0 | 0 | 0 | 0 | 0 | 0 | 0 |  | 732 | 1434-1 | 0 | 0 | 0 | 0 | 0 | 0 | 0 | 0 | 0 | 0 | 0 | 0 | 0 | 0 | 0 | 0 | 0 | 0 | 0 | 0 | 0 | 0 | 0 | 0 | 0 | 0 | 0 | 0 | 0 | 0 | 0 | 0 | 0 | 0 | 0 | 0 | 0 | 0 | 0 | 0 | 0 | 0 | 0 | 0 | 0 | 0 | 0 | 5000000 | scaled
1434-10AE | 17676.2465 | 13956.9865 | 0 | 3719.2601 | 78.96% | 0% | 21.04% | 7868.1383 | 13526.8575 | 1299.7204 | 3090.1733 | 3478.2446 | 2244.4169 | 5277.5181 | 6004.9225 | 1434 | 0.017501 | 0.01006 | 0.0054528 | 1010036.6011 | 2331.4341 | 5735.9972 | 9608.8152 | 133220.241 | 327760.0323 | 549056.3278 | 974961.0609 | 161051.6629 | 382911.2479 | 430998.1502 | 760964.8325 | 126261.5742 | 296891.2543 | 337812.0041 |  | 733 | 1434-10AE | 17676.2465 | 9808.1083 | 4149.389 | 13956.9865 | 6088.8482 | 430.129 | 0 | 0 | 0 | 3719.2601 | 2331.4341 | 1031.7138 | 87.0173 | 6230.2138 | 1028.9152 | 84.2186 | 0 | 0 | 0 | 2.7986 | 9608.8152 | 6130.5706 | 3603.8927 | 6230.2138 | 2751.9693 | 225.2914 | 0 | 0 | 0 | 3378.6013 | 5735.9972 | 2645.8239 | 458.4791 | 5398.1371 | 2307.9638 | 120.619 | 0 | 0 | 0 | 337.8601 | 0.012302 | 0.0048614 | 0.0002542 | 0 | 0 | 0 | 0.0051986 | 5000000 | scaled
1434-11 | 1327.9687 | 1148.6474 | 0 | 179.3214 | 86.5% | 0% | 13.5% | 709.5532 | 1133.0334 | 41.152 | 455.6139 | 212.7873 | 66.5139 | 722.4201 | 344.0994 | 1434 | 0.000755 | 0.000446 | 0.000264 | 1758898.998 | 66.9035 | 752.7157 | 508.3495 | 88613.8635 | 996974.494 | 673310.6405 | 1386581.9995 | 80417.6366 | 890343.5017 | 415820.8612 | 738391.3829 | 43346.745 | 470797.0354 | 224247.6025 |  | 734 | 1434-11 | 1327.9687 | 618.4156 | 194.9353 | 1148.6474 | 439.0942 | 15.614 | 0 | 0 | 0 | 179.3214 | 66.9035 | 25.7515 | 0.38954 | 345.4528 | 25.6166 | 0.25461 | 0 | 0 | 0 | 0.13493 | 508.3495 | 295.5623 | 164.2501 | 345.4528 | 132.6655 | 1.3534 | 0 | 0 | 0 | 162.8968 | 752.7157 | 297.1018 | 30.2956 | 736.4261 | 280.8122 | 14.006 | 0 | 0 | 0 | 16.2897 | 0.0005008 | 0.0001918 | 9.8e-06 | 0 | 0 | 0 | 0.0002542 | 5000000 | scaled
1434-2 | 5895.7196 | 2593.4574 | 0 | 3302.2622 | 43.99% | 0% | 56.01% | 1596.9427 | 2540.9528 | 5.0799 | 1565.7148 | 26.1479 | 8.8379 | 2486.6127 | 45.5022 | 1434 | 0.014526 | 0.0084662 | 0.0049022 | 405879.1675 | 11.5955 | 2837.4205 | 3046.7036 | 798.2687 | 195336.6079 | 209744.2909 | 507757.5467 | 1615.1868 | 497828.4657 | 8313.8942 | 684339.025 | 2380.2592 | 669703.9431 | 12254.8226 |  | 735 | 1434-2 | 5895.7196 | 4298.7769 | 3354.7668 | 2593.4574 | 996.5147 | 52.5046 | 0 | 0 | 0 | 3302.2622 | 11.5955 | 6.5156 | 2.7576 | 46.906 | 4.0307 | 0.27274 | 0 | 0 | 0 | 2.4848 | 3046.7036 | 3020.5557 | 3001.2014 | 46.906 | 20.7581 | 1.4038 | 0 | 0 | 0 | 2999.7976 | 2837.4205 | 1271.7057 | 350.8078 | 2537.4407 | 971.7259 | 50.828 | 0 | 0 | 0 | 299.9798 | 0.009821 | 0.0037614 | 0.0001974 | 0 | 0 | 0 | 0.0047048 | 5000000 | scaled
1434-37R | 34365.7672 | 28084.6996 | 0 | 6281.0676 | 81.72% | 0% | 18.28% | 17418.2757 | 27546.6877 | 1696.1897 | 10608.8463 | 5113.2397 | 2662.7513 | 16854.3143 | 8029.6221 | 1434 | 0.027694 | 0.016047 | 0.009158 | 1240928.1273 | 2715.7054 | 17768.8366 | 13881.2252 | 98062.5636 | 641622.4908 | 501243.0729 | 1056129.039 | 102845.7246 | 643250.2751 | 310033.0394 | 744603.5742 | 71975.7726 | 455582.2766 | 217045.525 |  | 736 | 1434-37R | 34365.7672 | 16947.4915 | 6819.0795 | 28084.6996 | 10666.4239 | 538.012 | 0 | 0 | 0 | 6281.0676 | 2715.7054 | 1019.5157 | 52.9541 | 8175.4604 | 1014.7894 | 48.2278 | 0 | 0 | 0 | 4.7263 | 13881.2252 | 8767.9854 | 5851.6031 | 8175.4604 | 3062.2206 | 145.8383 | 0 | 0 | 0 | 5705.7648 | 17768.8366 | 7159.9903 | 914.5223 | 17198.2601 | 6589.4138 | 343.9458 | 0 | 0 | 0 | 570.5765 | 0.018915 | 0.0072686 | 0.0003798 | 0 | 0 | 0 | 0.0087782 | 5000000 | scaled
1434-8 | 0 | 0 | 0 | 0 | 0% | 0% | 0% | 0 | 0 | 0 | 0 | 0 | 0 | 0 | 0 | 1434 | 0 | 0 | 0 | 0 | 0 | 0 | 0 | 0 | 0 | 0 | 0 | 0 | 0 | 0 | 0 | 0 | 0 | 0 |  | 737 | 1434-8 | 0 | 0 | 0 | 0 | 0 | 0 | 0 | 0 | 0 | 0 | 0 | 0 | 0 | 0 | 0 | 0 | 0 | 0 | 0 | 0 | 0 | 0 | 0 | 0 | 0 | 0 | 0 | 0 | 0 | 0 | 0 | 0 | 0 | 0 | 0 | 0 | 0 | 0 | 0 | 0 | 0 | 0 | 0 | 0 | 0 | 0 | 0 | 5000000 | scaled
1435-1074 | 0 | 0 | 0 | 0 | 0% | 0% | 0% | 0 | 0 | 0 | 0 | 0 | 0 | 0 | 0 | 1435 | 0 | 0 | 0 | 0 | 0 | 0 | 0 | 0 | 0 | 0 | 0 | 0 | 0 | 0 | 0 | 0 | 0 | 0 |  | 738 | 1435-1074 | 0 | 0 | 0 | 0 | 0 | 0 | 0 | 0 | 0 | 0 | 0 | 0 | 0 | 0 | 0 | 0 | 0 | 0 | 0 | 0 | 0 | 0 | 0 | 0 | 0 | 0 | 0 | 0 | 0 | 0 | 0 | 0 | 0 | 0 | 0 | 0 | 0 | 0 | 0 | 0 | 0 | 0 | 0 | 0 | 0 | 0 | 0 | 5000000 | scaled
1435-1075F | 4689.2811 | 3284.7817 | 0 | 1404.4994 | 70.05% | 0% | 29.95% | 2173.5297 | 3256.3763 | 613.2453 | 210.4672 | 1349.8172 | 912.6555 | 334.4762 | 2009.2447 | 1435 | 0.0067656 | 0.0038088 | 0.0020686 | 693106.4654 | 920.5239 | 468.8072 | 3299.9501 | 136059.4585 | 69292.7691 | 487754.2378 | 660510.2467 | 186358.08 | 63958.5073 | 410193.6594 | 692693.0359 | 194139.1355 | 71149.4252 | 427404.4752 |  | 739 | 1435-1075F | 4689.2811 | 2515.7514 | 1432.9048 | 3284.7817 | 1111.2521 | 28.4055 | 0 | 0 | 0 | 1404.4994 | 920.5239 | 307.2786 | 7.8684 | 2024.0932 | 306.2217 | 6.8116 | 0 | 0 | 0 | 1.0568 | 3299.9501 | 1950.1329 | 1290.7054 | 2024.0932 | 674.276 | 14.8486 | 0 | 0 | 0 | 1275.8568 | 468.8072 | 258.34 | 134.331 | 341.2215 | 130.7543 | 6.7453 | 0 | 0 | 0 | 127.5857 | 0.0047928 | 0.001836 | 9.58e-05 | 0 | 0 | 0 | 0.0019728 | 5000000 | scaled
1435-1076F | 0 | 0 | 0 | 0 | 0% | 0% | 0% | 0 | 0 | 0 | 0 | 0 | 0 | 0 | 0 | 1435 | 0 | 0 | 0 | 0 | 0 | 0 | 0 | 0 | 0 | 0 | 0 | 0 | 0 | 0 | 0 | 0 | 0 | 0 |  | 740 | 1435-1076F | 0 | 0 | 0 | 0 | 0 | 0 | 0 | 0 | 0 | 0 | 0 | 0 | 0 | 0 | 0 | 0 | 0 | 0 | 0 | 0 | 0 | 0 | 0 | 0 | 0 | 0 | 0 | 0 | 0 | 0 | 0 | 0 | 0 | 0 | 0 | 0 | 0 | 0 | 0 | 0 | 0 | 0 | 0 | 0 | 0 | 0 | 0 | 5000000 | scaled
1435-459 | 0 | 0 | 0 | 0 | 0% | 0% | 0% | 0 | 0 | 0 | 0 | 0 | 0 | 0 | 0 | 1435 | 0 | 0 | 0 | 0 | 0 | 0 | 0 | 0 | 0 | 0 | 0 | 0 | 0 | 0 | 0 | 0 | 0 | 0 |  | 741 | 1435-459 | 0 | 0 | 0 | 0 | 0 | 0 | 0 | 0 | 0 | 0 | 0 | 0 | 0 | 0 | 0 | 0 | 0 | 0 | 0 | 0 | 0 | 0 | 0 | 0 | 0 | 0 | 0 | 0 | 0 | 0 | 0 | 0 | 0 | 0 | 0 | 0 | 0 | 0 | 0 | 0 | 0 | 0 | 0 | 0 | 0 | 0 | 0 | 5000000 | scaled
1435-49F | 2133.37 | 414.2719 | 0 | 1719.0981 | 19.42% | 0% | 80.58% | 256.0436 | 406.375 | 3.1424 | 236.2581 | 16.6431 | 4.3689 | 378.8656 | 23.1405 | 1435 | 0.0065472 | 0.0040392 | 0.0025006 | 325844.6335 | 5.6625 | 542.9266 | 1584.781 | 864.8684 | 82925.0011 | 242054.764 | 464776.7959 | 5704.1224 | 428861.7712 | 30210.9023 | 690632.2574 | 7424.9253 | 643880.2404 | 39327.0916 |  | 742 | 1435-49F | 2133.37 | 1877.3264 | 1726.995 | 414.2719 | 158.2283 | 7.8969 | 0 | 0 | 0 | 1719.0981 | 5.6625 | 2.5201 | 1.2936 | 23.1405 | 1.2265 | 0 | 0 | 0 | 0 | 1.2936 | 1584.781 | 1568.1379 | 1561.6405 | 23.1405 | 6.4974 | 0 | 0 | 0 | 0 | 1561.6405 | 542.9266 | 306.6684 | 164.061 | 386.7625 | 150.5044 | 7.8969 | 0 | 0 | 0 | 156.164 | 0.0041316 | 0.0016236 | 8.5e-05 | 0 | 0 | 0 | 0.0024156 | 5000000 | scaled
1435-50 | 15088.2307 | 8942.1721 | 0 | 6146.0586 | 59.27% | 0% | 40.73% | 5340.8384 | 8743.6284 | 1097.9075 | 1182.9504 | 3059.9805 | 1812.0988 | 1881.6287 | 5049.9009 | 1435 | 0.026149 | 0.015628 | 0.0089982 | 577009.8562 | 1858.9427 | 2478.4059 | 10750.8822 | 71090.3926 | 94780.139 | 411139.3246 | 623713.3549 | 128215.7438 | 138147.2152 | 357350.396 | 705096.835 | 146129.854 | 151736.828 | 407230.1531 |  | 743 | 1435-50 | 15088.2307 | 9747.3923 | 6344.6023 | 8942.1721 | 3601.3337 | 198.5437 | 0 | 0 | 0 | 6146.0586 | 1858.9427 | 761.0352 | 46.8439 | 5167.7604 | 756.4105 | 42.2192 | 0 | 0 | 0 | 4.6247 | 10750.8822 | 7690.9017 | 5700.9813 | 5167.7604 | 2107.7799 | 117.8596 | 0 | 0 | 0 | 5583.1218 | 2478.4059 | 1295.4555 | 596.7772 | 1920.0937 | 737.1433 | 38.465 | 0 | 0 | 0 | 558.3122 | 0.017517 | 0.0069956 | 0.0003658 | 0 | 0 | 0 | 0.0086324 | 5000000 | scaled
1436-38 | 0 | 0 | 0 | 0 | 0% | 0% | 0% | 0 | 0 | 0 | 0 | 0 | 0 | 0 | 0 | 1436 | 0 | 0 | 0 | 0 | 0 | 0 | 0 | 0 | 0 | 0 | 0 | 0 | 0 | 0 | 0 | 0 | 0 | 0 |  | 744 | 1436-38 | 0 | 0 | 0 | 0 | 0 | 0 | 0 | 0 | 0 | 0 | 0 | 0 | 0 | 0 | 0 | 0 | 0 | 0 | 0 | 0 | 0 | 0 | 0 | 0 | 0 | 0 | 0 | 0 | 0 | 0 | 0 | 0 | 0 | 0 | 0 | 0 | 0 | 0 | 0 | 0 | 0 | 0 | 0 | 0 | 0 | 0 | 0 | 5000000 | scaled
1436-39F | 0 | 0 | 0 | 0 | 0% | 0% | 0% | 0 | 0 | 0 | 0 | 0 | 0 | 0 | 0 | 1436 | 0 | 0 | 0 | 0 | 0 | 0 | 0 | 0 | 0 | 0 | 0 | 0 | 0 | 0 | 0 | 0 | 0 | 0 |  | 745 | 1436-39F | 0 | 0 | 0 | 0 | 0 | 0 | 0 | 0 | 0 | 0 | 0 | 0 | 0 | 0 | 0 | 0 | 0 | 0 | 0 | 0 | 0 | 0 | 0 | 0 | 0 | 0 | 0 | 0 | 0 | 0 | 0 | 0 | 0 | 0 | 0 | 0 | 0 | 0 | 0 | 0 | 0 | 0 | 0 | 0 | 0 | 0 | 0 | 5000000 | scaled
1437-3F | 0 | 0 | 0 | 0 | 0% | 0% | 0% | 0 | 0 | 0 | 0 | 0 | 0 | 0 | 0 | 1437 | 0 | 0 | 0 | 0 | 0 | 0 | 0 | 0 | 0 | 0 | 0 | 0 | 0 | 0 | 0 | 0 | 0 | 0 |  | 746 | 1437-3F | 0 | 0 | 0 | 0 | 0 | 0 | 0 | 0 | 0 | 0 | 0 | 0 | 0 | 0 | 0 | 0 | 0 | 0 | 0 | 0 | 0 | 0 | 0 | 0 | 0 | 0 | 0 | 0 | 0 | 0 | 0 | 0 | 0 | 0 | 0 | 0 | 0 | 0 | 0 | 0 | 0 | 0 | 0 | 0 | 0 | 0 | 0 | 5000000 | scaled
1437-4 | 0 | 0 | 0 | 0 | 0% | 0% | 0% | 0 | 0 | 0 | 0 | 0 | 0 | 0 | 0 | 1437 | 0 | 0 | 0 | 0 | 0 | 0 | 0 | 0 | 0 | 0 | 0 | 0 | 0 | 0 | 0 | 0 | 0 | 0 |  | 747 | 1437-4 | 0 | 0 | 0 | 0 | 0 | 0 | 0 | 0 | 0 | 0 | 0 | 0 | 0 | 0 | 0 | 0 | 0 | 0 | 0 | 0 | 0 | 0 | 0 | 0 | 0 | 0 | 0 | 0 | 0 | 0 | 0 | 0 | 0 | 0 | 0 | 0 | 0 | 0 | 0 | 0 | 0 | 0 | 0 | 0 | 0 | 0 | 0 | 5000000 | scaled
1437-5F | 0 | 0 | 0 | 0 | 0% | 0% | 0% | 0 | 0 | 0 | 0 | 0 | 0 | 0 | 0 | 1437 | 0 | 0 | 0 | 0 | 0 | 0 | 0 | 0 | 0 | 0 | 0 | 0 | 0 | 0 | 0 | 0 | 0 | 0 |  | 748 | 1437-5F | 0 | 0 | 0 | 0 | 0 | 0 | 0 | 0 | 0 | 0 | 0 | 0 | 0 | 0 | 0 | 0 | 0 | 0 | 0 | 0 | 0 | 0 | 0 | 0 | 0 | 0 | 0 | 0 | 0 | 0 | 0 | 0 | 0 | 0 | 0 | 0 | 0 | 0 | 0 | 0 | 0 | 0 | 0 | 0 | 0 | 0 | 0 | 5000000 | scaled
1437-6F | 0 | 0 | 0 | 0 | 0% | 0% | 0% | 0 | 0 | 0 | 0 | 0 | 0 | 0 | 0 | 1437 | 0 | 0 | 0 | 0 | 0 | 0 | 0 | 0 | 0 | 0 | 0 | 0 | 0 | 0 | 0 | 0 | 0 | 0 |  | 749 | 1437-6F | 0 | 0 | 0 | 0 | 0 | 0 | 0 | 0 | 0 | 0 | 0 | 0 | 0 | 0 | 0 | 0 | 0 | 0 | 0 | 0 | 0 | 0 | 0 | 0 | 0 | 0 | 0 | 0 | 0 | 0 | 0 | 0 | 0 | 0 | 0 | 0 | 0 | 0 | 0 | 0 | 0 | 0 | 0 | 0 | 0 | 0 | 0 | 5000000 | scaled
1438-318 | 0 | 0 | 0 | 0 | 0% | 0% | 0% | 0 | 0 | 0 | 0 | 0 | 0 | 0 | 0 | 1438 | 0 | 0 | 0 | 0 | 0 | 0 | 0 | 0 | 0 | 0 | 0 | 0 | 0 | 0 | 0 | 0 | 0 | 0 |  | 750 | 1438-318 | 0 | 0 | 0 | 0 | 0 | 0 | 0 | 0 | 0 | 0 | 0 | 0 | 0 | 0 | 0 | 0 | 0 | 0 | 0 | 0 | 0 | 0 | 0 | 0 | 0 | 0 | 0 | 0 | 0 | 0 | 0 | 0 | 0 | 0 | 0 | 0 | 0 | 0 | 0 | 0 | 0 | 0 | 0 | 0 | 0 | 0 | 0 | 5000000 | scaled
1438-330 | 0 | 0 | 0 | 0 | 0% | 0% | 0% | 0 | 0 | 0 | 0 | 0 | 0 | 0 | 0 | 1438 | 0 | 0 | 0 | 0 | 0 | 0 | 0 | 0 | 0 | 0 | 0 | 0 | 0 | 0 | 0 | 0 | 0 | 0 |  | 751 | 1438-330 | 0 | 0 | 0 | 0 | 0 | 0 | 0 | 0 | 0 | 0 | 0 | 0 | 0 | 0 | 0 | 0 | 0 | 0 | 0 | 0 | 0 | 0 | 0 | 0 | 0 | 0 | 0 | 0 | 0 | 0 | 0 | 0 | 0 | 0 | 0 | 0 | 0 | 0 | 0 | 0 | 0 | 0 | 0 | 0 | 0 | 0 | 0 | 5000000 | scaled
1438-331F | 124.8311 | 18.6792 | 0 | 106.1519 | 14.96% | 0% | 85.04% | 11.5433 | 18.2894 | 0 | 11.5433 | 0 | 0 | 18.2894 | 0 | 1438 | 0.000355 | 0.000228 | 0.0001536 | 351636.8548 | 0.079876 | 28.3221 | 96.4291 | 225.0025 | 79780.5713 | 271631.2811 | 496876.1508 | 0 | 496876.1508 | 0 | 693630.6356 | 0 | 693630.6356 | 0 |  | 752 | 1438-331F | 124.8311 | 113.2878 | 106.5417 | 18.6792 | 7.1359 | 0.38977 | 0 | 0 | 0 | 106.1519 | 0.079876 | 0.079876 | 0.079876 | 0 | 0 | 0 | 0 | 0 | 0 | 0.079876 | 96.4291 | 96.4291 | 96.4291 | 0 | 0 | 0 | 0 | 0 | 0 | 96.4291 | 28.3221 | 16.7788 | 10.0327 | 18.6792 | 7.1359 | 0.38977 | 0 | 0 | 0 | 9.6429 | 0.0002056 | 7.86e-05 | 4.2e-06 | 0 | 0 | 0 | 0.0001494 | 5000000 | scaled
1438-332F | 0 | 0 | 0 | 0 | 0% | 0% | 0% | 0 | 0 | 0 | 0 | 0 | 0 | 0 | 0 | 1438 | 0 | 0 | 0 | 0 | 0 | 0 | 0 | 0 | 0 | 0 | 0 | 0 | 0 | 0 | 0 | 0 | 0 | 0 |  | 753 | 1438-332F | 0 | 0 | 0 | 0 | 0 | 0 | 0 | 0 | 0 | 0 | 0 | 0 | 0 | 0 | 0 | 0 | 0 | 0 | 0 | 0 | 0 | 0 | 0 | 0 | 0 | 0 | 0 | 0 | 0 | 0 | 0 | 0 | 0 | 0 | 0 | 0 | 0 | 0 | 0 | 0 | 0 | 0 | 0 | 0 | 0 | 0 | 0 | 5000000 | scaled
1438-333F | 313.7963 | 65.4874 | 0 | 248.3089 | 20.87% | 0% | 79.13% | 34.8202 | 64.5953 | 1.2738 | 26.9646 | 6.5818 | 3.5412 | 42.8073 | 18.2468 | 1438 | 0.0012552 | 0.0006974 | 0.0003694 | 249997.0546 | 3.728 | 66.2559 | 243.8123 | 2970.0789 | 52785.1606 | 194241.8151 | 400023.0473 | 14633.9978 | 309775.9076 | 75613.1418 | 674610.2418 | 36983.0239 | 447064.3182 | 190562.8998 |  | 754 | 1438-333F | 313.7963 | 278.9761 | 249.201 | 65.4874 | 30.6671 | 0.89208 | 0 | 0 | 0 | 248.3089 | 3.728 | 2.4542 | 0.18684 | 18.2468 | 2.2674 | 0 | 0 | 0 | 0 | 0.18684 | 243.8123 | 237.2305 | 225.5655 | 18.2468 | 11.665 | 0 | 0 | 0 | 0 | 225.5655 | 66.2559 | 39.2913 | 23.4486 | 43.6994 | 16.7348 | 0.89208 | 0 | 0 | 0 | 22.5566 | 0.0009042 | 0.0003464 | 1.84e-05 | 0 | 0 | 0 | 0.000351 | 5000000 | scaled
1439-18F | 0 | 0 | 0 | 0 | 0% | 0% | 0% | 0 | 0 | 0 | 0 | 0 | 0 | 0 | 0 | 1439 | 0 | 0 | 0 | 0 | 0 | 0 | 0 | 0 | 0 | 0 | 0 | 0 | 0 | 0 | 0 | 0 | 0 | 0 |  | 755 | 1439-18F | 0 | 0 | 0 | 0 | 0 | 0 | 0 | 0 | 0 | 0 | 0 | 0 | 0 | 0 | 0 | 0 | 0 | 0 | 0 | 0 | 0 | 0 | 0 | 0 | 0 | 0 | 0 | 0 | 0 | 0 | 0 | 0 | 0 | 0 | 0 | 0 | 0 | 0 | 0 | 0 | 0 | 0 | 0 | 0 | 0 | 0 | 0 | 5000000 | scaled
1439-19 | 0 | 0 | 0 | 0 | 0% | 0% | 0% | 0 | 0 | 0 | 0 | 0 | 0 | 0 | 0 | 1439 | 0 | 0 | 0 | 0 | 0 | 0 | 0 | 0 | 0 | 0 | 0 | 0 | 0 | 0 | 0 | 0 | 0 | 0 |  | 756 | 1439-19 | 0 | 0 | 0 | 0 | 0 | 0 | 0 | 0 | 0 | 0 | 0 | 0 | 0 | 0 | 0 | 0 | 0 | 0 | 0 | 0 | 0 | 0 | 0 | 0 | 0 | 0 | 0 | 0 | 0 | 0 | 0 | 0 | 0 | 0 | 0 | 0 | 0 | 0 | 0 | 0 | 0 | 0 | 0 | 0 | 0 | 0 | 0 | 5000000 | scaled
1439-20F | 0 | 0 | 0 | 0 | 0% | 0% | 0% | 0 | 0 | 0 | 0 | 0 | 0 | 0 | 0 | 1439 | 0 | 0 | 0 | 0 | 0 | 0 | 0 | 0 | 0 | 0 | 0 | 0 | 0 | 0 | 0 | 0 | 0 | 0 |  | 757 | 1439-20F | 0 | 0 | 0 | 0 | 0 | 0 | 0 | 0 | 0 | 0 | 0 | 0 | 0 | 0 | 0 | 0 | 0 | 0 | 0 | 0 | 0 | 0 | 0 | 0 | 0 | 0 | 0 | 0 | 0 | 0 | 0 | 0 | 0 | 0 | 0 | 0 | 0 | 0 | 0 | 0 | 0 | 0 | 0 | 0 | 0 | 0 | 0 | 5000000 | scaled
1439-21F | 0 | 0 | 0 | 0 | 0% | 0% | 0% | 0 | 0 | 0 | 0 | 0 | 0 | 0 | 0 | 1439 | 0 | 0 | 0 | 0 | 0 | 0 | 0 | 0 | 0 | 0 | 0 | 0 | 0 | 0 | 0 | 0 | 0 | 0 |  | 758 | 1439-21F | 0 | 0 | 0 | 0 | 0 | 0 | 0 | 0 | 0 | 0 | 0 | 0 | 0 | 0 | 0 | 0 | 0 | 0 | 0 | 0 | 0 | 0 | 0 | 0 | 0 | 0 | 0 | 0 | 0 | 0 | 0 | 0 | 0 | 0 | 0 | 0 | 0 | 0 | 0 | 0 | 0 | 0 | 0 | 0 | 0 | 0 | 0 | 5000000 | scaled
1439-29 | 746.5371 | 398.4699 | 0 | 348.0672 | 53.38% | 0% | 46.62% | 213.5979 | 391.9791 | 26.2682 | 51.4398 | 135.8898 | 49.7427 | 85.112 | 257.1244 | 1439 | 0.0010952 | 0.0007392 | 0.0005106 | 681644.5555 | 50.7502 | 118.6046 | 577.1824 | 46338.7108 | 108294.9301 | 527010.9146 | 720967.6195 | 88664.3068 | 173627.4709 | 458675.8418 | 694394.8095 | 88119.689 | 150776.6784 | 455498.442 |  | 759 | 1439-29 | 746.5371 | 532.9393 | 354.558 | 398.4699 | 184.872 | 6.4907 | 0 | 0 | 0 | 348.0672 | 50.7502 | 24.482 | 1.0074 | 260.9957 | 24.2201 | 0.74554 | 0 | 0 | 0 | 0.26191 | 577.1824 | 441.2925 | 320.0579 | 260.9957 | 125.1058 | 3.8712 | 0 | 0 | 0 | 316.1867 | 118.6046 | 67.1648 | 33.4926 | 86.9859 | 35.5461 | 1.874 | 0 | 0 | 0 | 31.6187 | 0.0005974 | 0.0002414 | 1.28e-05 | 0 | 0 | 0 | 0.0004978 | 5000000 | scaled
1439-30 | 0 | 0 | 0 | 0 | 0% | 0% | 0% | 0 | 0 | 0 | 0 | 0 | 0 | 0 | 0 | 1439 | 0 | 0 | 0 | 0 | 0 | 0 | 0 | 0 | 0 | 0 | 0 | 0 | 0 | 0 | 0 | 0 | 0 | 0 |  | 760 | 1439-30 | 0 | 0 | 0 | 0 | 0 | 0 | 0 | 0 | 0 | 0 | 0 | 0 | 0 | 0 | 0 | 0 | 0 | 0 | 0 | 0 | 0 | 0 | 0 | 0 | 0 | 0 | 0 | 0 | 0 | 0 | 0 | 0 | 0 | 0 | 0 | 0 | 0 | 0 | 0 | 0 | 0 | 0 | 0 | 0 | 0 | 0 | 0 | 5000000 | scaled
144-36 | 0 | 0 | 0 | 0 | 0% | 0% | 0% | 0 | 0 | 0 | 0 | 0 | 0 | 0 | 0 | 144 | 0 | 0 | 0 | 0 | 0 | 0 | 0 | 0 | 0 | 0 | 0 | 0 | 0 | 0 | 0 | 0 | 0 | 0 |  | 761 | 144-36 | 0 | 0 | 0 | 0 | 0 | 0 | 0 | 0 | 0 | 0 | 0 | 0 | 0 | 0 | 0 | 0 | 0 | 0 | 0 | 0 | 0 | 0 | 0 | 0 | 0 | 0 | 0 | 0 | 0 | 0 | 0 | 0 | 0 | 0 | 0 | 0 | 0 | 0 | 0 | 0 | 0 | 0 | 0 | 0 | 0 | 0 | 0 | 5000000 | scaled
144-442F | 88451.1102 | 1479.7017 | 84606.8221 | 2364.5865 | 1.673% | 95.65% | 2.673% | 38739.0329 | 80391.4718 | 48.8087 | 35424.2796 | 3265.9446 | 98.9793 | 73490.7979 | 6801.6946 | 144 | 0.015509 | 0.0090974 | 0.004029 | 5703211.6981 | 107.6071 | 78906.9731 | 9436.53 | 6938.3643 | 5087818.242 | 608455.0919 | 5464426.9005 | 6884.8325 | 4996856.4468 | 460685.6213 | 2000406.6506 | 2462.9339 | 1828694.9781 | 169248.7385 |  | 762 | 144-442F | 88451.1102 | 49712.0773 | 8059.6384 | 1479.7017 | 562.265 | 29.5293 | 84606.8221 | 46785.2258 | 5665.5227 | 2364.5865 | 107.6071 | 58.7984 | 8.6278 | 25.039 | 1.1875 | 0.087496 | 100.9663 | 55.8316 | 6.761 | 1.7793 | 9436.53 | 6170.5854 | 2634.8354 | 25.039 | 6.0735 | 0.44447 | 7263.4844 | 4016.5054 | 486.3844 | 2148.0065 | 78906.9731 | 43482.6935 | 5416.1752 | 1449.8011 | 555.0041 | 28.9973 | 77242.3713 | 42712.8888 | 5172.3773 | 214.8007 | 0.0061768 | 0.0023654 | 0.000124 | 0.0060302 | 0.00343 | 0.000603 | 0.003302 | 5000000 | scaled
144-443F | 448.2773 | 0 | 448.2773 | 0 | 0% | 100% | 0% | 71.3392 | 148.7726 | 0.17371 | 56.4612 | 14.7042 | 0.36227 | 117.7458 | 30.6646 | 144 | 0.0060856 | 0.0060856 | 0.0060856 | 73661.9709 | 1.0916 | 354.7881 | 92.3977 | 179.3694 | 58299.6015 | 15183 | 61939.353 | 150.8244 | 49021.7619 | 12766.7667 | 49215.3055 | 119.841 | 38951.343 | 10144.1215 |  | 763 | 144-443F | 448.2773 | 376.9381 | 299.5047 | 0 | 0 | 0 | 448.2773 | 376.9381 | 299.5047 | 0 | 1.0916 | 0.91786 | 0.7293 | 0 | 0 | 0 | 1.0916 | 0.91786 | 0.7293 | 0 | 92.3977 | 77.6934 | 61.7331 | 0 | 0 | 0 | 92.3977 | 77.6934 | 61.7331 | 0 | 354.7881 | 298.3268 | 237.0423 | 0 | 0 | 0 | 354.7881 | 298.3268 | 237.0423 | 0 | 0 | 0 | 0 | 0.0060856 | 0.0060856 | 0.0060856 | 0 | 5000000 | scaled
1444-2 | 0 | 0 | 0 | 0 | 0% | 0% | 0% | 0 | 0 | 0 | 0 | 0 | 0 | 0 | 0 | 1444 | 0 | 0 | 0 | 0 | 0 | 0 | 0 | 0 | 0 | 0 | 0 | 0 | 0 | 0 | 0 | 0 | 0 | 0 |  | 764 | 1444-2 | 0 | 0 | 0 | 0 | 0 | 0 | 0 | 0 | 0 | 0 | 0 | 0 | 0 | 0 | 0 | 0 | 0 | 0 | 0 | 0 | 0 | 0 | 0 | 0 | 0 | 0 | 0 | 0 | 0 | 0 | 0 | 0 | 0 | 0 | 0 | 0 | 0 | 0 | 0 | 0 | 0 | 0 | 0 | 0 | 0 | 0 | 0 | 5000000 | scaled
1444-310F | 0 | 0 | 0 | 0 | 0% | 0% | 0% | 0 | 0 | 0 | 0 | 0 | 0 | 0 | 0 | 1444 | 0 | 0 | 0 | 0 | 0 | 0 | 0 | 0 | 0 | 0 | 0 | 0 | 0 | 0 | 0 | 0 | 0 | 0 |  | 765 | 1444-310F | 0 | 0 | 0 | 0 | 0 | 0 | 0 | 0 | 0 | 0 | 0 | 0 | 0 | 0 | 0 | 0 | 0 | 0 | 0 | 0 | 0 | 0 | 0 | 0 | 0 | 0 | 0 | 0 | 0 | 0 | 0 | 0 | 0 | 0 | 0 | 0 | 0 | 0 | 0 | 0 | 0 | 0 | 0 | 0 | 0 | 0 | 0 | 5000000 | scaled
1444-311F | 0 | 0 | 0 | 0 | 0% | 0% | 0% | 0 | 0 | 0 | 0 | 0 | 0 | 0 | 0 | 1444 | 0 | 0 | 0 | 0 | 0 | 0 | 0 | 0 | 0 | 0 | 0 | 0 | 0 | 0 | 0 | 0 | 0 | 0 |  | 766 | 1444-311F | 0 | 0 | 0 | 0 | 0 | 0 | 0 | 0 | 0 | 0 | 0 | 0 | 0 | 0 | 0 | 0 | 0 | 0 | 0 | 0 | 0 | 0 | 0 | 0 | 0 | 0 | 0 | 0 | 0 | 0 | 0 | 0 | 0 | 0 | 0 | 0 | 0 | 0 | 0 | 0 | 0 | 0 | 0 | 0 | 0 | 0 | 0 | 5000000 | scaled
1444-313 | 0 | 0 | 0 | 0 | 0% | 0% | 0% | 0 | 0 | 0 | 0 | 0 | 0 | 0 | 0 | 1444 | 0 | 0 | 0 | 0 | 0 | 0 | 0 | 0 | 0 | 0 | 0 | 0 | 0 | 0 | 0 | 0 | 0 | 0 |  | 767 | 1444-313 | 0 | 0 | 0 | 0 | 0 | 0 | 0 | 0 | 0 | 0 | 0 | 0 | 0 | 0 | 0 | 0 | 0 | 0 | 0 | 0 | 0 | 0 | 0 | 0 | 0 | 0 | 0 | 0 | 0 | 0 | 0 | 0 | 0 | 0 | 0 | 0 | 0 | 0 | 0 | 0 | 0 | 0 | 0 | 0 | 0 | 0 | 0 | 5000000 | scaled
144-29 | 11682.0378 | 20.3457 | 11486.9602 | 174.7319 | 0.1742% | 98.33% | 1.496% | 5165.0473 | 10738.9362 | 7.2509 | 4709.5473 | 448.2491 | 14.9581 | 9792.2816 | 931.6964 | 144 | 0.0067282 | 0.003858 | 0.0008706 | 1736279.8135 | 16.0452 | 10509.395 | 1156.5976 | 2384.7719 | 1561992.0594 | 171902.9822 | 1689214.7655 | 2371.3837 | 1540244.7294 | 146598.6523 | 1083277.7893 | 1508.886 | 987785.1044 | 93983.7989 |  | 768 | 144-29 | 11682.0378 | 6516.9906 | 943.1016 | 20.3457 | 8.783 | 0.21617 | 11486.9602 | 6333.4757 | 768.1536 | 174.7319 | 16.0452 | 8.7943 | 1.0871 | 8.3109 | 0.78392 | 0 | 14.2899 | 7.8789 | 0.95559 | 0.13148 | 1156.5976 | 708.3486 | 224.9012 | 8.3109 | 4.0154 | 0 | 989.5591 | 545.6055 | 66.1736 | 158.7277 | 10509.395 | 5799.8477 | 717.1133 | 10.411 | 3.9836 | 0.21617 | 10483.1112 | 5779.9913 | 701.0244 | 15.8728 | 0.000366 | 0.00014 | 7.6e-06 | 0.0061102 | 0.003466 | 0.000611 | 0.000252 | 5000000 | scaled
144-30AE | 14974.4229 | 0 | 14974.4229 | 0 | 0% | 100% | 0% | 2382.3839 | 4969.852 | 4.776 | 2139.9618 | 237.6461 | 9.9632 | 4464.1393 | 495.7495 | 144 | 0.0060944 | 0.0060944 | 0.0060944 | 2457079.1028 | 30.0196 | 13450.6842 | 1493.7192 | 4925.7603 | 2207056.3425 | 245097 | 2066165.4939 | 4142.0873 | 1855920.5736 | 206102.833 | 1641600.631 | 3290.9528 | 1474557.7708 | 163751.9075 |  | 769 | 144-30AE | 14974.4229 | 12592.039 | 10004.5709 | 0 | 0 | 0 | 14974.4229 | 12592.039 | 10004.5709 | 0 | 30.0196 | 25.2435 | 20.0564 | 0 | 0 | 0 | 30.0196 | 25.2435 | 20.0564 | 0 | 1493.7192 | 1256.0731 | 997.9696 | 0 | 0 | 0 | 1493.7192 | 1256.0731 | 997.9696 | 0 | 13450.6842 | 11310.7223 | 8986.5449 | 0 | 0 | 0 | 13450.6842 | 11310.7223 | 8986.5449 | 0 | 0 | 0 | 0 | 0.0060944 | 0.0060944 | 0.0060944 | 0 | 5000000 | scaled
144-444 | 0 | 0 | 0 | 0 | 0% | 0% | 0% | 0 | 0 | 0 | 0 | 0 | 0 | 0 | 0 | 144 | 0 | 0 | 0 | 0 | 0 | 0 | 0 | 0 | 0 | 0 | 0 | 0 | 0 | 0 | 0 | 0 | 0 | 0 |  | 770 | 144-444 | 0 | 0 | 0 | 0 | 0 | 0 | 0 | 0 | 0 | 0 | 0 | 0 | 0 | 0 | 0 | 0 | 0 | 0 | 0 | 0 | 0 | 0 | 0 | 0 | 0 | 0 | 0 | 0 | 0 | 0 | 0 | 0 | 0 | 0 | 0 | 0 | 0 | 0 | 0 | 0 | 0 | 0 | 0 | 0 | 0 | 0 | 0 | 5000000 | scaled
144-445F | 44171.9629 | 1564.5854 | 39594.446 | 3012.9315 | 3.542% | 89.64% | 6.821% | 18705.2763 | 38478.8509 | 31.3757 | 17175.0196 | 1498.8809 | 59.8874 | 35324.2926 | 3094.6709 | 144 | 0.01688 | 0.010178 | 0.004942 | 2616760.436 | 65.8803 | 38055.4708 | 6050.6117 | 3902.7711 | 2254417.5982 | 358440.0667 | 2502130.7332 | 4197.0035 | 2297434.361 | 200499.3687 | 1151985.4319 | 1792.9167 | 1057543.8086 | 92648.7067 |  | 771 | 144-445F | 44171.9629 | 25466.6866 | 5693.112 | 1564.5854 | 593.2703 | 31.3778 | 39594.446 | 21860.4848 | 2648.8027 | 3012.9315 | 65.8803 | 34.5046 | 5.993 | 58.6728 | 3.466 | 0.23963 | 52.112 | 28.7715 | 3.4862 | 2.2671 | 6050.6117 | 4551.7308 | 2955.9408 | 58.6728 | 17.6613 | 1.221 | 3254.9713 | 1797.1018 | 217.7522 | 2736.9676 | 38055.4708 | 20880.4512 | 2731.1782 | 1494.4114 | 572.143 | 29.9171 | 36287.3627 | 20034.6114 | 2427.5643 | 273.6968 | 0.0066316 | 0.0025398 | 0.000132 | 0.006043 | 0.0034324 | 0.0006042 | 0.0042058 | 5000000 | scaled
1442-1 | 0 | 0 | 0 | 0 | 0% | 0% | 0% | 0 | 0 | 0 | 0 | 0 | 0 | 0 | 0 | 1442 | 0 | 0 | 0 | 0 | 0 | 0 | 0 | 0 | 0 | 0 | 0 | 0 | 0 | 0 | 0 | 0 | 0 | 0 |  | 772 | 1442-1 | 0 | 0 | 0 | 0 | 0 | 0 | 0 | 0 | 0 | 0 | 0 | 0 | 0 | 0 | 0 | 0 | 0 | 0 | 0 | 0 | 0 | 0 | 0 | 0 | 0 | 0 | 0 | 0 | 0 | 0 | 0 | 0 | 0 | 0 | 0 | 0 | 0 | 0 | 0 | 0 | 0 | 0 | 0 | 0 | 0 | 0 | 0 | 5000000 | scaled
1442-3AE | 0 | 0 | 0 | 0 | 0% | 0% | 0% | 0 | 0 | 0 | 0 | 0 | 0 | 0 | 0 | 1442 | 0 | 0 | 0 | 0 | 0 | 0 | 0 | 0 | 0 | 0 | 0 | 0 | 0 | 0 | 0 | 0 | 0 | 0 |  | 773 | 1442-3AE | 0 | 0 | 0 | 0 | 0 | 0 | 0 | 0 | 0 | 0 | 0 | 0 | 0 | 0 | 0 | 0 | 0 | 0 | 0 | 0 | 0 | 0 | 0 | 0 | 0 | 0 | 0 | 0 | 0 | 0 | 0 | 0 | 0 | 0 | 0 | 0 | 0 | 0 | 0 | 0 | 0 | 0 | 0 | 0 | 0 | 0 | 0 | 5000000 | scaled
1444-1 | 0 | 0 | 0 | 0 | 0% | 0% | 0% | 0 | 0 | 0 | 0 | 0 | 0 | 0 | 0 | 1444 | 0 | 0 | 0 | 0 | 0 | 0 | 0 | 0 | 0 | 0 | 0 | 0 | 0 | 0 | 0 | 0 | 0 | 0 |  | 774 | 1444-1 | 0 | 0 | 0 | 0 | 0 | 0 | 0 | 0 | 0 | 0 | 0 | 0 | 0 | 0 | 0 | 0 | 0 | 0 | 0 | 0 | 0 | 0 | 0 | 0 | 0 | 0 | 0 | 0 | 0 | 0 | 0 | 0 | 0 | 0 | 0 | 0 | 0 | 0 | 0 | 0 | 0 | 0 | 0 | 0 | 0 | 0 | 0 | 5000000 | scaled
1445-1 | 0 | 0 | 0 | 0 | 0% | 0% | 0% | 0 | 0 | 0 | 0 | 0 | 0 | 0 | 0 | 1445 | 0 | 0 | 0 | 0 | 0 | 0 | 0 | 0 | 0 | 0 | 0 | 0 | 0 | 0 | 0 | 0 | 0 | 0 |  | 775 | 1445-1 | 0 | 0 | 0 | 0 | 0 | 0 | 0 | 0 | 0 | 0 | 0 | 0 | 0 | 0 | 0 | 0 | 0 | 0 | 0 | 0 | 0 | 0 | 0 | 0 | 0 | 0 | 0 | 0 | 0 | 0 | 0 | 0 | 0 | 0 | 0 | 0 | 0 | 0 | 0 | 0 | 0 | 0 | 0 | 0 | 0 | 0 | 0 | 5000000 | scaled
1445-2F | 0 | 0 | 0 | 0 | 0% | 0% | 0% | 0 | 0 | 0 | 0 | 0 | 0 | 0 | 0 | 1445 | 0 | 0 | 0 | 0 | 0 | 0 | 0 | 0 | 0 | 0 | 0 | 0 | 0 | 0 | 0 | 0 | 0 | 0 |  | 776 | 1445-2F | 0 | 0 | 0 | 0 | 0 | 0 | 0 | 0 | 0 | 0 | 0 | 0 | 0 | 0 | 0 | 0 | 0 | 0 | 0 | 0 | 0 | 0 | 0 | 0 | 0 | 0 | 0 | 0 | 0 | 0 | 0 | 0 | 0 | 0 | 0 | 0 | 0 | 0 | 0 | 0 | 0 | 0 | 0 | 0 | 0 | 0 | 0 | 5000000 | scaled
1445-309 | 0 | 0 | 0 | 0 | 0% | 0% | 0% | 0 | 0 | 0 | 0 | 0 | 0 | 0 | 0 | 1445 | 0 | 0 | 0 | 0 | 0 | 0 | 0 | 0 | 0 | 0 | 0 | 0 | 0 | 0 | 0 | 0 | 0 | 0 |  | 777 | 1445-309 | 0 | 0 | 0 | 0 | 0 | 0 | 0 | 0 | 0 | 0 | 0 | 0 | 0 | 0 | 0 | 0 | 0 | 0 | 0 | 0 | 0 | 0 | 0 | 0 | 0 | 0 | 0 | 0 | 0 | 0 | 0 | 0 | 0 | 0 | 0 | 0 | 0 | 0 | 0 | 0 | 0 | 0 | 0 | 0 | 0 | 0 | 0 | 5000000 | scaled
1445-310F | 0 | 0 | 0 | 0 | 0% | 0% | 0% | 0 | 0 | 0 | 0 | 0 | 0 | 0 | 0 | 1445 | 0 | 0 | 0 | 0 | 0 | 0 | 0 | 0 | 0 | 0 | 0 | 0 | 0 | 0 | 0 | 0 | 0 | 0 |  | 778 | 1445-310F | 0 | 0 | 0 | 0 | 0 | 0 | 0 | 0 | 0 | 0 | 0 | 0 | 0 | 0 | 0 | 0 | 0 | 0 | 0 | 0 | 0 | 0 | 0 | 0 | 0 | 0 | 0 | 0 | 0 | 0 | 0 | 0 | 0 | 0 | 0 | 0 | 0 | 0 | 0 | 0 | 0 | 0 | 0 | 0 | 0 | 0 | 0 | 5000000 | scaled
1445-311F | 0 | 0 | 0 | 0 | 0% | 0% | 0% | 0 | 0 | 0 | 0 | 0 | 0 | 0 | 0 | 1445 | 0 | 0 | 0 | 0 | 0 | 0 | 0 | 0 | 0 | 0 | 0 | 0 | 0 | 0 | 0 | 0 | 0 | 0 |  | 779 | 1445-311F | 0 | 0 | 0 | 0 | 0 | 0 | 0 | 0 | 0 | 0 | 0 | 0 | 0 | 0 | 0 | 0 | 0 | 0 | 0 | 0 | 0 | 0 | 0 | 0 | 0 | 0 | 0 | 0 | 0 | 0 | 0 | 0 | 0 | 0 | 0 | 0 | 0 | 0 | 0 | 0 | 0 | 0 | 0 | 0 | 0 | 0 | 0 | 5000000 | scaled
1445-3F | 0 | 0 | 0 | 0 | 0% | 0% | 0% | 0 | 0 | 0 | 0 | 0 | 0 | 0 | 0 | 1445 | 0 | 0 | 0 | 0 | 0 | 0 | 0 | 0 | 0 | 0 | 0 | 0 | 0 | 0 | 0 | 0 | 0 | 0 |  | 780 | 1445-3F | 0 | 0 | 0 | 0 | 0 | 0 | 0 | 0 | 0 | 0 | 0 | 0 | 0 | 0 | 0 | 0 | 0 | 0 | 0 | 0 | 0 | 0 | 0 | 0 | 0 | 0 | 0 | 0 | 0 | 0 | 0 | 0 | 0 | 0 | 0 | 0 | 0 | 0 | 0 | 0 | 0 | 0 | 0 | 0 | 0 | 0 | 0 | 5000000 | scaled
1445-4F | 0 | 0 | 0 | 0 | 0% | 0% | 0% | 0 | 0 | 0 | 0 | 0 | 0 | 0 | 0 | 1445 | 0 | 0 | 0 | 0 | 0 | 0 | 0 | 0 | 0 | 0 | 0 | 0 | 0 | 0 | 0 | 0 | 0 | 0 |  | 781 | 1445-4F | 0 | 0 | 0 | 0 | 0 | 0 | 0 | 0 | 0 | 0 | 0 | 0 | 0 | 0 | 0 | 0 | 0 | 0 | 0 | 0 | 0 | 0 | 0 | 0 | 0 | 0 | 0 | 0 | 0 | 0 | 0 | 0 | 0 | 0 | 0 | 0 | 0 | 0 | 0 | 0 | 0 | 0 | 0 | 0 | 0 | 0 | 0 | 5000000 | scaled
1446-11 | 0 | 0 | 0 | 0 | 0% | 0% | 0% | 0 | 0 | 0 | 0 | 0 | 0 | 0 | 0 | 1446 | 0 | 0 | 0 | 0 | 0 | 0 | 0 | 0 | 0 | 0 | 0 | 0 | 0 | 0 | 0 | 0 | 0 | 0 |  | 782 | 1446-11 | 0 | 0 | 0 | 0 | 0 | 0 | 0 | 0 | 0 | 0 | 0 | 0 | 0 | 0 | 0 | 0 | 0 | 0 | 0 | 0 | 0 | 0 | 0 | 0 | 0 | 0 | 0 | 0 | 0 | 0 | 0 | 0 | 0 | 0 | 0 | 0 | 0 | 0 | 0 | 0 | 0 | 0 | 0 | 0 | 0 | 0 | 0 | 5000000 | scaled
1446-13F | 0 | 0 | 0 | 0 | 0% | 0% | 0% | 0 | 0 | 0 | 0 | 0 | 0 | 0 | 0 | 1446 | 0 | 0 | 0 | 0 | 0 | 0 | 0 | 0 | 0 | 0 | 0 | 0 | 0 | 0 | 0 | 0 | 0 | 0 |  | 783 | 1446-13F | 0 | 0 | 0 | 0 | 0 | 0 | 0 | 0 | 0 | 0 | 0 | 0 | 0 | 0 | 0 | 0 | 0 | 0 | 0 | 0 | 0 | 0 | 0 | 0 | 0 | 0 | 0 | 0 | 0 | 0 | 0 | 0 | 0 | 0 | 0 | 0 | 0 | 0 | 0 | 0 | 0 | 0 | 0 | 0 | 0 | 0 | 0 | 5000000 | scaled
1447-305 | 0 | 0 | 0 | 0 | 0% | 0% | 0% | 0 | 0 | 0 | 0 | 0 | 0 | 0 | 0 | 1447 | 0 | 0 | 0 | 0 | 0 | 0 | 0 | 0 | 0 | 0 | 0 | 0 | 0 | 0 | 0 | 0 | 0 | 0 |  | 784 | 1447-305 | 0 | 0 | 0 | 0 | 0 | 0 | 0 | 0 | 0 | 0 | 0 | 0 | 0 | 0 | 0 | 0 | 0 | 0 | 0 | 0 | 0 | 0 | 0 | 0 | 0 | 0 | 0 | 0 | 0 | 0 | 0 | 0 | 0 | 0 | 0 | 0 | 0 | 0 | 0 | 0 | 0 | 0 | 0 | 0 | 0 | 0 | 0 | 5000000 | scaled
1447-306F | 0 | 0 | 0 | 0 | 0% | 0% | 0% | 0 | 0 | 0 | 0 | 0 | 0 | 0 | 0 | 1447 | 0 | 0 | 0 | 0 | 0 | 0 | 0 | 0 | 0 | 0 | 0 | 0 | 0 | 0 | 0 | 0 | 0 | 0 |  | 785 | 1447-306F | 0 | 0 | 0 | 0 | 0 | 0 | 0 | 0 | 0 | 0 | 0 | 0 | 0 | 0 | 0 | 0 | 0 | 0 | 0 | 0 | 0 | 0 | 0 | 0 | 0 | 0 | 0 | 0 | 0 | 0 | 0 | 0 | 0 | 0 | 0 | 0 | 0 | 0 | 0 | 0 | 0 | 0 | 0 | 0 | 0 | 0 | 0 | 5000000 | scaled
1447-307F | 0 | 0 | 0 | 0 | 0% | 0% | 0% | 0 | 0 | 0 | 0 | 0 | 0 | 0 | 0 | 1447 | 0 | 0 | 0 | 0 | 0 | 0 | 0 | 0 | 0 | 0 | 0 | 0 | 0 | 0 | 0 | 0 | 0 | 0 |  | 786 | 1447-307F | 0 | 0 | 0 | 0 | 0 | 0 | 0 | 0 | 0 | 0 | 0 | 0 | 0 | 0 | 0 | 0 | 0 | 0 | 0 | 0 | 0 | 0 | 0 | 0 | 0 | 0 | 0 | 0 | 0 | 0 | 0 | 0 | 0 | 0 | 0 | 0 | 0 | 0 | 0 | 0 | 0 | 0 | 0 | 0 | 0 | 0 | 0 | 5000000 | scaled
1447-311F | 0 | 0 | 0 | 0 | 0% | 0% | 0% | 0 | 0 | 0 | 0 | 0 | 0 | 0 | 0 | 1447 | 0 | 0 | 0 | 0 | 0 | 0 | 0 | 0 | 0 | 0 | 0 | 0 | 0 | 0 | 0 | 0 | 0 | 0 |  | 787 | 1447-311F | 0 | 0 | 0 | 0 | 0 | 0 | 0 | 0 | 0 | 0 | 0 | 0 | 0 | 0 | 0 | 0 | 0 | 0 | 0 | 0 | 0 | 0 | 0 | 0 | 0 | 0 | 0 | 0 | 0 | 0 | 0 | 0 | 0 | 0 | 0 | 0 | 0 | 0 | 0 | 0 | 0 | 0 | 0 | 0 | 0 | 0 | 0 | 5000000 | scaled
1447-324F | 0 | 0 | 0 | 0 | 0% | 0% | 0% | 0 | 0 | 0 | 0 | 0 | 0 | 0 | 0 | 1447 | 0 | 0 | 0 | 0 | 0 | 0 | 0 | 0 | 0 | 0 | 0 | 0 | 0 | 0 | 0 | 0 | 0 | 0 |  | 788 | 1447-324F | 0 | 0 | 0 | 0 | 0 | 0 | 0 | 0 | 0 | 0 | 0 | 0 | 0 | 0 | 0 | 0 | 0 | 0 | 0 | 0 | 0 | 0 | 0 | 0 | 0 | 0 | 0 | 0 | 0 | 0 | 0 | 0 | 0 | 0 | 0 | 0 | 0 | 0 | 0 | 0 | 0 | 0 | 0 | 0 | 0 | 0 | 0 | 5000000 | scaled
1447-325F | 0 | 0 | 0 | 0 | 0% | 0% | 0% | 0 | 0 | 0 | 0 | 0 | 0 | 0 | 0 | 1447 | 0 | 0 | 0 | 0 | 0 | 0 | 0 | 0 | 0 | 0 | 0 | 0 | 0 | 0 | 0 | 0 | 0 | 0 |  | 789 | 1447-325F | 0 | 0 | 0 | 0 | 0 | 0 | 0 | 0 | 0 | 0 | 0 | 0 | 0 | 0 | 0 | 0 | 0 | 0 | 0 | 0 | 0 | 0 | 0 | 0 | 0 | 0 | 0 | 0 | 0 | 0 | 0 | 0 | 0 | 0 | 0 | 0 | 0 | 0 | 0 | 0 | 0 | 0 | 0 | 0 | 0 | 0 | 0 | 5000000 | scaled
1447-327F | 0 | 0 | 0 | 0 | 0% | 0% | 0% | 0 | 0 | 0 | 0 | 0 | 0 | 0 | 0 | 1447 | 0 | 0 | 0 | 0 | 0 | 0 | 0 | 0 | 0 | 0 | 0 | 0 | 0 | 0 | 0 | 0 | 0 | 0 |  | 790 | 1447-327F | 0 | 0 | 0 | 0 | 0 | 0 | 0 | 0 | 0 | 0 | 0 | 0 | 0 | 0 | 0 | 0 | 0 | 0 | 0 | 0 | 0 | 0 | 0 | 0 | 0 | 0 | 0 | 0 | 0 | 0 | 0 | 0 | 0 | 0 | 0 | 0 | 0 | 0 | 0 | 0 | 0 | 0 | 0 | 0 | 0 | 0 | 0 | 5000000 | scaled
1447-328 | 0 | 0 | 0 | 0 | 0% | 0% | 0% | 0 | 0 | 0 | 0 | 0 | 0 | 0 | 0 | 1447 | 0 | 0 | 0 | 0 | 0 | 0 | 0 | 0 | 0 | 0 | 0 | 0 | 0 | 0 | 0 | 0 | 0 | 0 |  | 791 | 1447-328 | 0 | 0 | 0 | 0 | 0 | 0 | 0 | 0 | 0 | 0 | 0 | 0 | 0 | 0 | 0 | 0 | 0 | 0 | 0 | 0 | 0 | 0 | 0 | 0 | 0 | 0 | 0 | 0 | 0 | 0 | 0 | 0 | 0 | 0 | 0 | 0 | 0 | 0 | 0 | 0 | 0 | 0 | 0 | 0 | 0 | 0 | 0 | 5000000 | scaled
1448-319R | 0 | 0 | 0 | 0 | 0% | 0% | 0% | 0 | 0 | 0 | 0 | 0 | 0 | 0 | 0 | 1448 | 0 | 0 | 0 | 0 | 0 | 0 | 0 | 0 | 0 | 0 | 0 | 0 | 0 | 0 | 0 | 0 | 0 | 0 |  | 792 | 1448-319R | 0 | 0 | 0 | 0 | 0 | 0 | 0 | 0 | 0 | 0 | 0 | 0 | 0 | 0 | 0 | 0 | 0 | 0 | 0 | 0 | 0 | 0 | 0 | 0 | 0 | 0 | 0 | 0 | 0 | 0 | 0 | 0 | 0 | 0 | 0 | 0 | 0 | 0 | 0 | 0 | 0 | 0 | 0 | 0 | 0 | 0 | 0 | 5000000 | scaled
1448-335F | 0 | 0 | 0 | 0 | 0% | 0% | 0% | 0 | 0 | 0 | 0 | 0 | 0 | 0 | 0 | 1448 | 0 | 0 | 0 | 0 | 0 | 0 | 0 | 0 | 0 | 0 | 0 | 0 | 0 | 0 | 0 | 0 | 0 | 0 |  | 793 | 1448-335F | 0 | 0 | 0 | 0 | 0 | 0 | 0 | 0 | 0 | 0 | 0 | 0 | 0 | 0 | 0 | 0 | 0 | 0 | 0 | 0 | 0 | 0 | 0 | 0 | 0 | 0 | 0 | 0 | 0 | 0 | 0 | 0 | 0 | 0 | 0 | 0 | 0 | 0 | 0 | 0 | 0 | 0 | 0 | 0 | 0 | 0 | 0 | 5000000 | scaled
1448-336 | 0 | 0 | 0 | 0 | 0% | 0% | 0% | 0 | 0 | 0 | 0 | 0 | 0 | 0 | 0 | 1448 | 0 | 0 | 0 | 0 | 0 | 0 | 0 | 0 | 0 | 0 | 0 | 0 | 0 | 0 | 0 | 0 | 0 | 0 |  | 794 | 1448-336 | 0 | 0 | 0 | 0 | 0 | 0 | 0 | 0 | 0 | 0 | 0 | 0 | 0 | 0 | 0 | 0 | 0 | 0 | 0 | 0 | 0 | 0 | 0 | 0 | 0 | 0 | 0 | 0 | 0 | 0 | 0 | 0 | 0 | 0 | 0 | 0 | 0 | 0 | 0 | 0 | 0 | 0 | 0 | 0 | 0 | 0 | 0 | 5000000 | scaled
1448-337F | 0 | 0 | 0 | 0 | 0% | 0% | 0% | 0 | 0 | 0 | 0 | 0 | 0 | 0 | 0 | 1448 | 0 | 0 | 0 | 0 | 0 | 0 | 0 | 0 | 0 | 0 | 0 | 0 | 0 | 0 | 0 | 0 | 0 | 0 |  | 795 | 1448-337F | 0 | 0 | 0 | 0 | 0 | 0 | 0 | 0 | 0 | 0 | 0 | 0 | 0 | 0 | 0 | 0 | 0 | 0 | 0 | 0 | 0 | 0 | 0 | 0 | 0 | 0 | 0 | 0 | 0 | 0 | 0 | 0 | 0 | 0 | 0 | 0 | 0 | 0 | 0 | 0 | 0 | 0 | 0 | 0 | 0 | 0 | 0 | 5000000 | scaled
1448-338F | 0 | 0 | 0 | 0 | 0% | 0% | 0% | 0 | 0 | 0 | 0 | 0 | 0 | 0 | 0 | 1448 | 0 | 0 | 0 | 0 | 0 | 0 | 0 | 0 | 0 | 0 | 0 | 0 | 0 | 0 | 0 | 0 | 0 | 0 |  | 796 | 1448-338F | 0 | 0 | 0 | 0 | 0 | 0 | 0 | 0 | 0 | 0 | 0 | 0 | 0 | 0 | 0 | 0 | 0 | 0 | 0 | 0 | 0 | 0 | 0 | 0 | 0 | 0 | 0 | 0 | 0 | 0 | 0 | 0 | 0 | 0 | 0 | 0 | 0 | 0 | 0 | 0 | 0 | 0 | 0 | 0 | 0 | 0 | 0 | 5000000 | scaled
1448-339F | 0 | 0 | 0 | 0 | 0% | 0% | 0% | 0 | 0 | 0 | 0 | 0 | 0 | 0 | 0 | 1448 | 0 | 0 | 0 | 0 | 0 | 0 | 0 | 0 | 0 | 0 | 0 | 0 | 0 | 0 | 0 | 0 | 0 | 0 |  | 797 | 1448-339F | 0 | 0 | 0 | 0 | 0 | 0 | 0 | 0 | 0 | 0 | 0 | 0 | 0 | 0 | 0 | 0 | 0 | 0 | 0 | 0 | 0 | 0 | 0 | 0 | 0 | 0 | 0 | 0 | 0 | 0 | 0 | 0 | 0 | 0 | 0 | 0 | 0 | 0 | 0 | 0 | 0 | 0 | 0 | 0 | 0 | 0 | 0 | 5000000 | scaled
1448-367 | 0 | 0 | 0 | 0 | 0% | 0% | 0% | 0 | 0 | 0 | 0 | 0 | 0 | 0 | 0 | 1448 | 0 | 0 | 0 | 0 | 0 | 0 | 0 | 0 | 0 | 0 | 0 | 0 | 0 | 0 | 0 | 0 | 0 | 0 |  | 798 | 1448-367 | 0 | 0 | 0 | 0 | 0 | 0 | 0 | 0 | 0 | 0 | 0 | 0 | 0 | 0 | 0 | 0 | 0 | 0 | 0 | 0 | 0 | 0 | 0 | 0 | 0 | 0 | 0 | 0 | 0 | 0 | 0 | 0 | 0 | 0 | 0 | 0 | 0 | 0 | 0 | 0 | 0 | 0 | 0 | 0 | 0 | 0 | 0 | 5000000 | scaled
1448-368 | 14080.1073 | 12265.0308 | 0 | 1815.0765 | 87.11% | 0% | 12.89% | 4907.9 | 11926.5528 | 540.7795 | 1818.2526 | 2548.8679 | 1355.7008 | 4187.5468 | 6383.3052 | 1448 | 0.0077936 | 0.0055128 | 0.0027044 | 1806624.3142 | 1393.4869 | 4482.3859 | 8204.2344 | 178798.8792 | 575136.7691 | 1052688.666 | 1663801.9255 | 183326.8849 | 616396.4623 | 864078.5783 | 796315.046 | 90517.771 | 279595.1656 | 426202.1095 |  | 799 | 1448-368 | 14080.1073 | 9172.2073 | 2153.5544 | 12265.0308 | 7357.1308 | 338.4779 | 0 | 0 | 0 | 1815.0765 | 1393.4869 | 852.7074 | 37.7861 | 6555.4065 | 851.3416 | 36.4203 | 0 | 0 | 0 | 1.3658 | 8204.2344 | 5655.3665 | 1820.9292 | 6555.4065 | 4006.5386 | 172.1013 | 0 | 0 | 0 | 1648.8279 | 4482.3859 | 2664.1333 | 294.8391 | 4317.5031 | 2499.2505 | 129.9563 | 0 | 0 | 0 | 164.8828 | 0.005244 | 0.0029632 | 0.0001548 | 0 | 0 | 0 | 0.0025496 | 5000000 | scaled
1450-2F | 0 | 0 | 0 | 0 | 0% | 0% | 0% | 0 | 0 | 0 | 0 | 0 | 0 | 0 | 0 | 1450 | 0 | 0 | 0 | 0 | 0 | 0 | 0 | 0 | 0 | 0 | 0 | 0 | 0 | 0 | 0 | 0 | 0 | 0 |  | 800 | 1450-2F | 0 | 0 | 0 | 0 | 0 | 0 | 0 | 0 | 0 | 0 | 0 | 0 | 0 | 0 | 0 | 0 | 0 | 0 | 0 | 0 | 0 | 0 | 0 | 0 | 0 | 0 | 0 | 0 | 0 | 0 | 0 | 0 | 0 | 0 | 0 | 0 | 0 | 0 | 0 | 0 | 0 | 0 | 0 | 0 | 0 | 0 | 0 | 5000000 | scaled
1450-303 | 0 | 0 | 0 | 0 | 0% | 0% | 0% | 0 | 0 | 0 | 0 | 0 | 0 | 0 | 0 | 1450 | 0 | 0 | 0 | 0 | 0 | 0 | 0 | 0 | 0 | 0 | 0 | 0 | 0 | 0 | 0 | 0 | 0 | 0 |  | 801 | 1450-303 | 0 | 0 | 0 | 0 | 0 | 0 | 0 | 0 | 0 | 0 | 0 | 0 | 0 | 0 | 0 | 0 | 0 | 0 | 0 | 0 | 0 | 0 | 0 | 0 | 0 | 0 | 0 | 0 | 0 | 0 | 0 | 0 | 0 | 0 | 0 | 0 | 0 | 0 | 0 | 0 | 0 | 0 | 0 | 0 | 0 | 0 | 0 | 5000000 | scaled
1450-304F | 0 | 0 | 0 | 0 | 0% | 0% | 0% | 0 | 0 | 0 | 0 | 0 | 0 | 0 | 0 | 1450 | 0 | 0 | 0 | 0 | 0 | 0 | 0 | 0 | 0 | 0 | 0 | 0 | 0 | 0 | 0 | 0 | 0 | 0 |  | 802 | 1450-304F | 0 | 0 | 0 | 0 | 0 | 0 | 0 | 0 | 0 | 0 | 0 | 0 | 0 | 0 | 0 | 0 | 0 | 0 | 0 | 0 | 0 | 0 | 0 | 0 | 0 | 0 | 0 | 0 | 0 | 0 | 0 | 0 | 0 | 0 | 0 | 0 | 0 | 0 | 0 | 0 | 0 | 0 | 0 | 0 | 0 | 0 | 0 | 5000000 | scaled
1450-305F | 0 | 0 | 0 | 0 | 0% | 0% | 0% | 0 | 0 | 0 | 0 | 0 | 0 | 0 | 0 | 1450 | 0 | 0 | 0 | 0 | 0 | 0 | 0 | 0 | 0 | 0 | 0 | 0 | 0 | 0 | 0 | 0 | 0 | 0 |  | 803 | 1450-305F | 0 | 0 | 0 | 0 | 0 | 0 | 0 | 0 | 0 | 0 | 0 | 0 | 0 | 0 | 0 | 0 | 0 | 0 | 0 | 0 | 0 | 0 | 0 | 0 | 0 | 0 | 0 | 0 | 0 | 0 | 0 | 0 | 0 | 0 | 0 | 0 | 0 | 0 | 0 | 0 | 0 | 0 | 0 | 0 | 0 | 0 | 0 | 5000000 | scaled
1450-309 | 0 | 0 | 0 | 0 | 0% | 0% | 0% | 0 | 0 | 0 | 0 | 0 | 0 | 0 | 0 | 1450 | 0 | 0 | 0 | 0 | 0 | 0 | 0 | 0 | 0 | 0 | 0 | 0 | 0 | 0 | 0 | 0 | 0 | 0 |  | 804 | 1450-309 | 0 | 0 | 0 | 0 | 0 | 0 | 0 | 0 | 0 | 0 | 0 | 0 | 0 | 0 | 0 | 0 | 0 | 0 | 0 | 0 | 0 | 0 | 0 | 0 | 0 | 0 | 0 | 0 | 0 | 0 | 0 | 0 | 0 | 0 | 0 | 0 | 0 | 0 | 0 | 0 | 0 | 0 | 0 | 0 | 0 | 0 | 0 | 5000000 | scaled
1450-310F | 0 | 0 | 0 | 0 | 0% | 0% | 0% | 0 | 0 | 0 | 0 | 0 | 0 | 0 | 0 | 1450 | 0 | 0 | 0 | 0 | 0 | 0 | 0 | 0 | 0 | 0 | 0 | 0 | 0 | 0 | 0 | 0 | 0 | 0 |  | 805 | 1450-310F | 0 | 0 | 0 | 0 | 0 | 0 | 0 | 0 | 0 | 0 | 0 | 0 | 0 | 0 | 0 | 0 | 0 | 0 | 0 | 0 | 0 | 0 | 0 | 0 | 0 | 0 | 0 | 0 | 0 | 0 | 0 | 0 | 0 | 0 | 0 | 0 | 0 | 0 | 0 | 0 | 0 | 0 | 0 | 0 | 0 | 0 | 0 | 5000000 | scaled
1450-311F | 0 | 0 | 0 | 0 | 0% | 0% | 0% | 0 | 0 | 0 | 0 | 0 | 0 | 0 | 0 | 1450 | 0 | 0 | 0 | 0 | 0 | 0 | 0 | 0 | 0 | 0 | 0 | 0 | 0 | 0 | 0 | 0 | 0 | 0 |  | 806 | 1450-311F | 0 | 0 | 0 | 0 | 0 | 0 | 0 | 0 | 0 | 0 | 0 | 0 | 0 | 0 | 0 | 0 | 0 | 0 | 0 | 0 | 0 | 0 | 0 | 0 | 0 | 0 | 0 | 0 | 0 | 0 | 0 | 0 | 0 | 0 | 0 | 0 | 0 | 0 | 0 | 0 | 0 | 0 | 0 | 0 | 0 | 0 | 0 | 5000000 | scaled
145-627 | 0 | 0 | 0 | 0 | 0% | 0% | 0% | 0 | 0 | 0 | 0 | 0 | 0 | 0 | 0 | 145 | 0 | 0 | 0 | 0 | 0 | 0 | 0 | 0 | 0 | 0 | 0 | 0 | 0 | 0 | 0 | 0 | 0 | 0 |  | 807 | 145-627 | 0 | 0 | 0 | 0 | 0 | 0 | 0 | 0 | 0 | 0 | 0 | 0 | 0 | 0 | 0 | 0 | 0 | 0 | 0 | 0 | 0 | 0 | 0 | 0 | 0 | 0 | 0 | 0 | 0 | 0 | 0 | 0 | 0 | 0 | 0 | 0 | 0 | 0 | 0 | 0 | 0 | 0 | 0 | 0 | 0 | 0 | 0 | 5000000 | scaled
145-628F | 0 | 0 | 0 | 0 | 0% | 0% | 0% | 0 | 0 | 0 | 0 | 0 | 0 | 0 | 0 | 145 | 0 | 0 | 0 | 0 | 0 | 0 | 0 | 0 | 0 | 0 | 0 | 0 | 0 | 0 | 0 | 0 | 0 | 0 |  | 808 | 145-628F | 0 | 0 | 0 | 0 | 0 | 0 | 0 | 0 | 0 | 0 | 0 | 0 | 0 | 0 | 0 | 0 | 0 | 0 | 0 | 0 | 0 | 0 | 0 | 0 | 0 | 0 | 0 | 0 | 0 | 0 | 0 | 0 | 0 | 0 | 0 | 0 | 0 | 0 | 0 | 0 | 0 | 0 | 0 | 0 | 0 | 0 | 0 | 5000000 | scaled
145-630F | 0 | 0 | 0 | 0 | 0% | 0% | 0% | 0 | 0 | 0 | 0 | 0 | 0 | 0 | 0 | 145 | 0 | 0 | 0 | 0 | 0 | 0 | 0 | 0 | 0 | 0 | 0 | 0 | 0 | 0 | 0 | 0 | 0 | 0 |  | 809 | 145-630F | 0 | 0 | 0 | 0 | 0 | 0 | 0 | 0 | 0 | 0 | 0 | 0 | 0 | 0 | 0 | 0 | 0 | 0 | 0 | 0 | 0 | 0 | 0 | 0 | 0 | 0 | 0 | 0 | 0 | 0 | 0 | 0 | 0 | 0 | 0 | 0 | 0 | 0 | 0 | 0 | 0 | 0 | 0 | 0 | 0 | 0 | 0 | 5000000 | scaled
145-631F | 0 | 0 | 0 | 0 | 0% | 0% | 0% | 0 | 0 | 0 | 0 | 0 | 0 | 0 | 0 | 145 | 0 | 0 | 0 | 0 | 0 | 0 | 0 | 0 | 0 | 0 | 0 | 0 | 0 | 0 | 0 | 0 | 0 | 0 |  | 810 | 145-631F | 0 | 0 | 0 | 0 | 0 | 0 | 0 | 0 | 0 | 0 | 0 | 0 | 0 | 0 | 0 | 0 | 0 | 0 | 0 | 0 | 0 | 0 | 0 | 0 | 0 | 0 | 0 | 0 | 0 | 0 | 0 | 0 | 0 | 0 | 0 | 0 | 0 | 0 | 0 | 0 | 0 | 0 | 0 | 0 | 0 | 0 | 0 | 5000000 | scaled
145-632 | 0 | 0 | 0 | 0 | 0% | 0% | 0% | 0 | 0 | 0 | 0 | 0 | 0 | 0 | 0 | 145 | 0 | 0 | 0 | 0 | 0 | 0 | 0 | 0 | 0 | 0 | 0 | 0 | 0 | 0 | 0 | 0 | 0 | 0 |  | 811 | 145-632 | 0 | 0 | 0 | 0 | 0 | 0 | 0 | 0 | 0 | 0 | 0 | 0 | 0 | 0 | 0 | 0 | 0 | 0 | 0 | 0 | 0 | 0 | 0 | 0 | 0 | 0 | 0 | 0 | 0 | 0 | 0 | 0 | 0 | 0 | 0 | 0 | 0 | 0 | 0 | 0 | 0 | 0 | 0 | 0 | 0 | 0 | 0 | 5000000 | scaled
145-633 | 10355.1696 | 3579.757 | 6630.7392 | 144.6734 | 34.57% | 64.03% | 1.397% | 5027.479 | 9726.288 | 129.0061 | 4012.2244 | 886.2485 | 252.1249 | 7715.8709 | 1758.2922 | 145 | 0.0067068 | 0.0037948 | 0.0008026 | 1543980.6763 | 252.7909 | 8176.7547 | 1925.624 | 37691.7312 | 1219173.7743 | 287115.1708 | 1403945.043 | 36025.4992 | 1120430.8485 | 247488.6953 | 783555.4057 | 20311.3275 | 621595.0391 | 141649.0392 |  | 812 | 145-633 | 10355.1696 | 5327.6906 | 628.8816 | 3579.757 | 1531.239 | 40.8119 | 6630.7392 | 3651.7783 | 443.3962 | 144.6734 | 252.7909 | 123.7848 | 0.66601 | 1257.1951 | 119.0873 | 0 | 8.3318 | 4.5886 | 0.55715 | 0.10886 | 1925.624 | 1039.3755 | 167.3318 | 1257.1951 | 612.205 | 0 | 537.0067 | 295.7482 | 35.9095 | 131.4223 | 8176.7547 | 4164.5303 | 460.8837 | 2078.2118 | 799.9466 | 40.8119 | 6085.4007 | 3351.4414 | 406.9296 | 13.1422 | 0.000479 | 0.0001836 | 9.6e-06 | 0.0060386 | 0.003422 | 0.0006038 | 0.0001892 | 5000000 | scaled
145-634 | 0 | 0 | 0 | 0 | 0% | 0% | 0% | 0 | 0 | 0 | 0 | 0 | 0 | 0 | 0 | 145 | 0 | 0 | 0 | 0 | 0 | 0 | 0 | 0 | 0 | 0 | 0 | 0 | 0 | 0 | 0 | 0 | 0 | 0 |  | 813 | 145-634 | 0 | 0 | 0 | 0 | 0 | 0 | 0 | 0 | 0 | 0 | 0 | 0 | 0 | 0 | 0 | 0 | 0 | 0 | 0 | 0 | 0 | 0 | 0 | 0 | 0 | 0 | 0 | 0 | 0 | 0 | 0 | 0 | 0 | 0 | 0 | 0 | 0 | 0 | 0 | 0 | 0 | 0 | 0 | 0 | 0 | 0 | 0 | 5000000 | scaled
1450-1 | 0 | 0 | 0 | 0 | 0% | 0% | 0% | 0 | 0 | 0 | 0 | 0 | 0 | 0 | 0 | 1450 | 0 | 0 | 0 | 0 | 0 | 0 | 0 | 0 | 0 | 0 | 0 | 0 | 0 | 0 | 0 | 0 | 0 | 0 |  | 814 | 1450-1 | 0 | 0 | 0 | 0 | 0 | 0 | 0 | 0 | 0 | 0 | 0 | 0 | 0 | 0 | 0 | 0 | 0 | 0 | 0 | 0 | 0 | 0 | 0 | 0 | 0 | 0 | 0 | 0 | 0 | 0 | 0 | 0 | 0 | 0 | 0 | 0 | 0 | 0 | 0 | 0 | 0 | 0 | 0 | 0 | 0 | 0 | 0 | 5000000 | scaled
1450-17 | 0 | 0 | 0 | 0 | 0% | 0% | 0% | 0 | 0 | 0 | 0 | 0 | 0 | 0 | 0 | 1450 | 0 | 0 | 0 | 0 | 0 | 0 | 0 | 0 | 0 | 0 | 0 | 0 | 0 | 0 | 0 | 0 | 0 | 0 |  | 815 | 1450-17 | 0 | 0 | 0 | 0 | 0 | 0 | 0 | 0 | 0 | 0 | 0 | 0 | 0 | 0 | 0 | 0 | 0 | 0 | 0 | 0 | 0 | 0 | 0 | 0 | 0 | 0 | 0 | 0 | 0 | 0 | 0 | 0 | 0 | 0 | 0 | 0 | 0 | 0 | 0 | 0 | 0 | 0 | 0 | 0 | 0 | 0 | 0 | 5000000 | scaled
1450-18 | 0 | 0 | 0 | 0 | 0% | 0% | 0% | 0 | 0 | 0 | 0 | 0 | 0 | 0 | 0 | 1450 | 0 | 0 | 0 | 0 | 0 | 0 | 0 | 0 | 0 | 0 | 0 | 0 | 0 | 0 | 0 | 0 | 0 | 0 |  | 816 | 1450-18 | 0 | 0 | 0 | 0 | 0 | 0 | 0 | 0 | 0 | 0 | 0 | 0 | 0 | 0 | 0 | 0 | 0 | 0 | 0 | 0 | 0 | 0 | 0 | 0 | 0 | 0 | 0 | 0 | 0 | 0 | 0 | 0 | 0 | 0 | 0 | 0 | 0 | 0 | 0 | 0 | 0 | 0 | 0 | 0 | 0 | 0 | 0 | 5000000 | scaled
1450-20F | 0 | 0 | 0 | 0 | 0% | 0% | 0% | 0 | 0 | 0 | 0 | 0 | 0 | 0 | 0 | 1450 | 0 | 0 | 0 | 0 | 0 | 0 | 0 | 0 | 0 | 0 | 0 | 0 | 0 | 0 | 0 | 0 | 0 | 0 |  | 817 | 1450-20F | 0 | 0 | 0 | 0 | 0 | 0 | 0 | 0 | 0 | 0 | 0 | 0 | 0 | 0 | 0 | 0 | 0 | 0 | 0 | 0 | 0 | 0 | 0 | 0 | 0 | 0 | 0 | 0 | 0 | 0 | 0 | 0 | 0 | 0 | 0 | 0 | 0 | 0 | 0 | 0 | 0 | 0 | 0 | 0 | 0 | 0 | 0 | 5000000 | scaled
1450-21 | 0 | 0 | 0 | 0 | 0% | 0% | 0% | 0 | 0 | 0 | 0 | 0 | 0 | 0 | 0 | 1450 | 0 | 0 | 0 | 0 | 0 | 0 | 0 | 0 | 0 | 0 | 0 | 0 | 0 | 0 | 0 | 0 | 0 | 0 |  | 818 | 1450-21 | 0 | 0 | 0 | 0 | 0 | 0 | 0 | 0 | 0 | 0 | 0 | 0 | 0 | 0 | 0 | 0 | 0 | 0 | 0 | 0 | 0 | 0 | 0 | 0 | 0 | 0 | 0 | 0 | 0 | 0 | 0 | 0 | 0 | 0 | 0 | 0 | 0 | 0 | 0 | 0 | 0 | 0 | 0 | 0 | 0 | 0 | 0 | 5000000 | scaled
1458-1055 | 0 | 0 | 0 | 0 | 0% | 0% | 0% | 0 | 0 | 0 | 0 | 0 | 0 | 0 | 0 | 1458 | 0 | 0 | 0 | 0 | 0 | 0 | 0 | 0 | 0 | 0 | 0 | 0 | 0 | 0 | 0 | 0 | 0 | 0 |  | 819 | 1458-1055 | 0 | 0 | 0 | 0 | 0 | 0 | 0 | 0 | 0 | 0 | 0 | 0 | 0 | 0 | 0 | 0 | 0 | 0 | 0 | 0 | 0 | 0 | 0 | 0 | 0 | 0 | 0 | 0 | 0 | 0 | 0 | 0 | 0 | 0 | 0 | 0 | 0 | 0 | 0 | 0 | 0 | 0 | 0 | 0 | 0 | 0 | 0 | 5000000 | scaled
1458-1056 | 427447.797 | 386681.6177 | 40312.1118 | 454.0675 | 90.46% | 9.431% | 0.1062% | 225246.9849 | 397468.2872 | 33758.5367 | 15807.1693 | 175681.2789 | 58677.1862 | 32849.908 | 305941.1931 | 1458 | 0.13508 | 0.076686 | 0.014002 | 3164503.1675 | 62874.141 | 36223.6632 | 328349.9928 | 465473.0234 | 268172.8569 | 2430857.2873 | 2636750.7337 | 395178.8586 | 185039.3924 | 2056532.4828 | 2141057.1032 | 316078.5659 | 176953.8125 | 1648024.7248 |  | 820 | 1458-1056 | 427447.797 | 202200.8121 | 29979.5098 | 386681.6177 | 179039.6144 | 25809.9555 | 40312.1118 | 22707.1302 | 3715.4868 | 454.0675 | 62874.141 | 29115.6043 | 4196.9549 | 323823.3722 | 29086.4036 | 4191.8911 | 51.2336 | 28.859 | 4.7221 | 0.34167 | 328349.9928 | 152668.7139 | 22408.7997 | 323823.3722 | 149938.809 | 21617.1294 | 4114.1425 | 2317.4268 | 379.1923 | 412.478 | 36223.6632 | 20416.4939 | 3373.7552 | 35.6797 | 14.4018 | 0.93505 | 36146.7357 | 20360.8443 | 3331.5724 | 41.2478 | 0.001097 | 0.0004202 | 2.2e-05 | 0.13333 | 0.075618 | 0.013333 | 0.000647 | 5000000 | scaled
1458-1057F | 155998.7084 | 0 | 155998.7084 | 0 | 0% | 100% | 0% | 5886.3519 | 12224.4933 | 9.3361 | 5378.6191 | 498.3967 | 19.3888 | 11170.0582 | 1035.0463 | 1458 | 0.13292 | 0.13292 | 0.13292 | 1173639.1569 | 247.4241 | 142542.8932 | 13208.3911 | 1861.4677 | 1072405.8089 | 99371.8803 | 1129353.8347 | 1791.2283 | 1031940.3588 | 95622.2476 | 1081669.5233 | 1715.5979 | 988369.1025 | 91584.8229 |  | 821 | 1458-1057F | 155998.7084 | 150112.3565 | 143774.215 | 0 | 0 | 0 | 155998.7084 | 150112.3565 | 143774.215 | 0 | 247.4241 | 238.0879 | 228.0352 | 0 | 0 | 0 | 247.4241 | 238.0879 | 228.0352 | 0 | 13208.3911 | 12709.9944 | 12173.3448 | 0 | 0 | 0 | 13208.3911 | 12709.9944 | 12173.3448 | 0 | 142542.8932 | 137164.2742 | 131372.8351 | 0 | 0 | 0 | 142542.8932 | 137164.2742 | 131372.8351 | 0 | 0 | 0 | 0 | 0.13292 | 0.13292 | 0.13292 | 0 | 5000000 | scaled
1458-1058F | 2365689.624 | 2023558.5327 | 341127.0422 | 1004.0491 | 85.54% | 14.42% | 0.04244% | 1044127.2277 | 2245762.4512 | 160498.3637 | 134875.235 | 748753.629 | 347117.9508 | 280547.4726 | 1618097.0279 | 1458 | 0.13833 | 0.078995 | 0.014765 | 17101411.984 | 362857.0992 | 309107.7057 | 1693724.8191 | 2623069.6887 | 2234518.9193 | 12243823.376 | 16729696.7689 | 2571610.8977 | 2161060.188 | 11997025.6833 | 8122505.7391 | 1255461.167 | 1014688.1095 | 5852356.4627 |  | 822 | 1458-1058F | 2365689.624 | 1321562.3963 | 119927.1727 | 2023558.5327 | 1128310.287 | 87489.95 | 341127.0422 | 192248.0602 | 31433.1737 | 1004.0491 | 362857.0992 | 202358.7355 | 15739.1484 | 1661293.3743 | 201981.4457 | 15676.8283 | 668.1266 | 376.5343 | 61.5646 | 0.75551 | 1693724.8191 | 944971.1901 | 75627.7912 | 1661293.3743 | 926295.8233 | 71811.3527 | 31519.3597 | 17763.2817 | 2904.3535 | 912.0851 | 309107.7057 | 174232.4707 | 28560.2331 | 76.9412 | 33.018 | 1.7689 | 308939.5559 | 174108.2441 | 28467.2557 | 91.2085 | 0.0047804 | 0.0026004 | 0.0001354 | 0.13214 | 0.074979 | 0.013214 | 0.0014158 | 5000000 | scaled
1458-1060 | 0 | 0 | 0 | 0 | 0% | 0% | 0% | 0 | 0 | 0 | 0 | 0 | 0 | 0 | 0 | 1458 | 0 | 0 | 0 | 0 | 0 | 0 | 0 | 0 | 0 | 0 | 0 | 0 | 0 | 0 | 0 | 0 | 0 | 0 |  | 823 | 1458-1060 | 0 | 0 | 0 | 0 | 0 | 0 | 0 | 0 | 0 | 0 | 0 | 0 | 0 | 0 | 0 | 0 | 0 | 0 | 0 | 0 | 0 | 0 | 0 | 0 | 0 | 0 | 0 | 0 | 0 | 0 | 0 | 0 | 0 | 0 | 0 | 0 | 0 | 0 | 0 | 0 | 0 | 0 | 0 | 0 | 0 | 0 | 0 | 5000000 | scaled
1458-1061 | 4370098.6983 | 4312122.8435 | 56488.804 | 1487.0508 | 98.67% | 1.293% | 0.03403% | 2754252.4533 | 4321831.9303 | 632235.78 | 22658.8309 | 2099357.8424 | 989221.9579 | 47101.7439 | 3285508.2285 | 1458 | 0.14228 | 0.080587 | 0.015639 | 30715339.8801 | 998840.4244 | 52013.4251 | 3319244.8488 | 7020373.0487 | 365577.5622 | 23329389.2691 | 20051053.71 | 4602698.4808 | 164957.0773 | 15283398.1519 | 3086347.286 | 706432.4931 | 33636.7406 | 2346278.0524 |  | 824 | 1458-1061 | 4370098.6983 | 1615846.2449 | 48266.7679 | 4312122.8435 | 1582520.3286 | 41569.3071 | 56488.804 | 31838.8655 | 5210.4101 | 1487.0508 | 998840.4244 | 366604.6444 | 9618.4665 | 3313260.568 | 366548.0235 | 9608.2647 | 98.4721 | 55.502 | 9.0829 | 1.119 | 3319244.8488 | 1219887.0064 | 33736.6203 | 3313260.568 | 1215924.6104 | 31958.3949 | 4633.4337 | 2611.5489 | 427.3783 | 1350.8471 | 52013.4251 | 29354.5942 | 4911.6812 | 121.4422 | 47.6948 | 2.6475 | 51756.8982 | 29171.8147 | 4773.9489 | 135.0847 | 0.0058536 | 0.0022754 | 0.000119 | 0.13434 | 0.076225 | 0.013434 | 0.002086 | 5000000 | scaled
1458-1062F | 76809.2982 | 0 | 76809.2982 | 0 | 0% | 100% | 0% | 2868.3656 | 5952.3458 | 4.5578 | 2630.2282 | 233.5796 | 9.4582 | 5458.1703 | 484.7174 | 1458 | 0.1345 | 0.1345 | 0.1345 | 571071.1506 | 122.0485 | 70432.4382 | 6254.8115 | 907.4209 | 523659.693 | 46504.0366 | 549745.0761 | 873.5342 | 504104.1514 | 44767.3904 | 526815.9231 | 837.1003 | 483078.6221 | 42900.2007 |  | 825 | 1458-1062F | 76809.2982 | 73940.9326 | 70856.9524 | 0 | 0 | 0 | 76809.2982 | 73940.9326 | 70856.9524 | 0 | 122.0485 | 117.4907 | 112.5903 | 0 | 0 | 0 | 122.0485 | 117.4907 | 112.5903 | 0 | 6254.8115 | 6021.2319 | 5770.0942 | 0 | 0 | 0 | 6254.8115 | 6021.2319 | 5770.0942 | 0 | 70432.4382 | 67802.21 | 64974.2679 | 0 | 0 | 0 | 70432.4382 | 67802.21 | 64974.2679 | 0 | 0 | 0 | 0 | 0.1345 | 0.1345 | 0.1345 | 0 | 5000000 | scaled
1458-1075F | 58234.1999 | 58197.4423 | 0 | 36.7576 | 99.94% | 0% | 0.06312% | 34970.2441 | 58165.3006 | 5678.8172 | 7.1591 | 29284.2677 | 9440.3923 | 11.5847 | 48713.3235 | 1458 | 0.00013 | 8.12e-05 | 5.26e-05 | 447955383.7731 | 9445.5759 | 15.1391 | 48773.4849 | 72658276.0471 | 116454.8407 | 375180652.8852 | 286501918.5417 | 46525040.8522 | 58652.9784 | 239918224.7111 | 1309873.1809 | 212596.1108 | 260.8863 | 1097016.1838 |  | 826 | 1458-1075F | 58234.1999 | 23263.9558 | 68.8993 | 58197.4423 | 23227.1982 | 32.1417 | 0 | 0 | 0 | 36.7576 | 9445.5759 | 3766.7586 | 5.1836 | 48740.094 | 3766.731 | 5.1559 | 0 | 0 | 0 | 0.027659 | 48773.4849 | 19489.2172 | 60.1613 | 48740.094 | 19455.8263 | 26.7705 | 0 | 0 | 0 | 33.3909 | 15.1391 | 7.98 | 3.5544 | 11.8 | 4.6409 | 0.21531 | 0 | 0 | 0 | 3.3391 | 7.9e-05 | 3.02e-05 | 1.6e-06 | 0 | 0 | 0 | 5.1e-05 | 5000000 | scaled
1458-1115F | 66507.4376 | 0 | 66507.4376 | 0 | 0% | 100% | 0% | 29157.9944 | 60638.7162 | 55.6727 | 23158.5384 | 5943.7834 | 115.7802 | 48161.8871 | 12361.0489 | 1458 | 0.091242 | 0.051775 | 0.0091242 | 728912.5359 | 126.9857 | 52823.0791 | 13557.3729 | 1391.7456 | 578933.8142 | 148586.976 | 721385.4508 | 1377.3738 | 572955.4782 | 147052.5988 | 643203.9372 | 1228.0983 | 510860.3438 | 131115.4951 |  | 827 | 1458-1115F | 66507.4376 | 37349.4432 | 5868.7214 | 0 | 0 | 0 | 66507.4376 | 37349.4432 | 5868.7214 | 0 | 126.9857 | 71.313 | 11.2054 | 0 | 0 | 0 | 126.9857 | 71.313 | 11.2054 | 0 | 13557.3729 | 7613.5895 | 1196.324 | 0 | 0 | 0 | 13557.3729 | 7613.5895 | 1196.324 | 0 | 52823.0791 | 29664.5407 | 4661.1919 | 0 | 0 | 0 | 52823.0791 | 29664.5407 | 4661.1919 | 0 | 0 | 0 | 0 | 0.091242 | 0.051775 | 0.0091242 | 0 | 5000000 | scaled
1458-1116 | 0 | 0 | 0 | 0 | 0% | 0% | 0% | 0 | 0 | 0 | 0 | 0 | 0 | 0 | 0 | 1458 | 0 | 0 | 0 | 0 | 0 | 0 | 0 | 0 | 0 | 0 | 0 | 0 | 0 | 0 | 0 | 0 | 0 | 0 |  | 828 | 1458-1116 | 0 | 0 | 0 | 0 | 0 | 0 | 0 | 0 | 0 | 0 | 0 | 0 | 0 | 0 | 0 | 0 | 0 | 0 | 0 | 0 | 0 | 0 | 0 | 0 | 0 | 0 | 0 | 0 | 0 | 0 | 0 | 0 | 0 | 0 | 0 | 0 | 0 | 0 | 0 | 0 | 0 | 0 | 0 | 0 | 0 | 0 | 0 | 5000000 | scaled
1458-1117F | 139463.092 | 0 | 139463.092 | 0 | 0% | 100% | 0% | 61139.2384 | 127156.5917 | 78.2888 | 55300.2036 | 5760.746 | 162.8239 | 115012.6432 | 11981.1245 | 1458 | 0.091116 | 0.051703 | 0.0091116 | 1530613.7029 | 178.5824 | 126143.825 | 13140.6846 | 1959.95 | 1384434.1484 | 144219.6045 | 1514880.2518 | 1939.8033 | 1370203.303 | 142737.1455 | 1350640.9821 | 1729.495 | 1221649.5216 | 127261.9655 |  | 829 | 1458-1117F | 139463.092 | 78323.8537 | 12306.5004 | 0 | 0 | 0 | 139463.092 | 78323.8537 | 12306.5004 | 0 | 178.5824 | 100.2936 | 15.7585 | 0 | 0 | 0 | 178.5824 | 100.2936 | 15.7585 | 0 | 13140.6846 | 7379.9386 | 1159.5601 | 0 | 0 | 0 | 13140.6846 | 7379.9386 | 1159.5601 | 0 | 126143.825 | 70843.6214 | 11131.1818 | 0 | 0 | 0 | 126143.825 | 70843.6214 | 11131.1818 | 0 | 0 | 0 | 0 | 0.091116 | 0.051703 | 0.0091116 | 0 | 5000000 | scaled
1458-1119F | 0 | 0 | 0 | 0 | 0% | 0% | 0% | 0 | 0 | 0 | 0 | 0 | 0 | 0 | 0 | 1458 | 0 | 0 | 0 | 0 | 0 | 0 | 0 | 0 | 0 | 0 | 0 | 0 | 0 | 0 | 0 | 0 | 0 | 0 |  | 830 | 1458-1119F | 0 | 0 | 0 | 0 | 0 | 0 | 0 | 0 | 0 | 0 | 0 | 0 | 0 | 0 | 0 | 0 | 0 | 0 | 0 | 0 | 0 | 0 | 0 | 0 | 0 | 0 | 0 | 0 | 0 | 0 | 0 | 0 | 0 | 0 | 0 | 0 | 0 | 0 | 0 | 0 | 0 | 0 | 0 | 0 | 0 | 0 | 0 | 5000000 | scaled
1458-1131R | 15987426.5024 | 15842278.1898 | 142065.243 | 3083.0696 | 99.09% | 0.8886% | 0.01928% | 5678463.4319 | 15474443.3052 | 937702.6877 | 55980.0325 | 4684780.7117 | 2562053.3479 | 116903.6052 | 12795486.3521 | 1458 | 0.15941 | 0.093811 | 0.018666 | 100291868.7303 | 2644999.7856 | 129007.3629 | 13213419.3539 | 16592537.3449 | 809285.3159 | 82890046.0694 | 109890301.9306 | 18146534.3053 | 1083332.2691 | 90660435.3562 | 27482224.2161 | 4550142.6561 | 207617.8784 | 22724463.6816 |  | 831 | 1458-1131R | 15987426.5024 | 10308963.0705 | 512983.1972 | 15842278.1898 | 10225746.1166 | 496771.9666 | 142065.243 | 80133.8843 | 13128.1611 | 3083.0696 | 2644999.7856 | 1707297.098 | 82946.4377 | 13196392.1996 | 1707082.4685 | 82909.3355 | 376.3927 | 212.3095 | 34.7822 | 2.3199 | 13213419.3539 | 8528638.6422 | 417933.0018 | 13196392.1996 | 8517813.32 | 413817.6608 | 14226.4727 | 8024.6406 | 1314.6595 | 2800.6815 | 129007.3629 | 73027.3304 | 12103.7578 | 1264.9171 | 850.3281 | 44.9703 | 127462.3776 | 71896.9342 | 11778.7193 | 280.0682 | 0.017363 | 0.011304 | 0.0005906 | 0.13775 | 0.078207 | 0.013775 | 0.0043008 | 5000000 | scaled
1458-453 | 0 | 0 | 0 | 0 | 0% | 0% | 0% | 0 | 0 | 0 | 0 | 0 | 0 | 0 | 0 | 1458 | 0 | 0 | 0 | 0 | 0 | 0 | 0 | 0 | 0 | 0 | 0 | 0 | 0 | 0 | 0 | 0 | 0 | 0 |  | 832 | 1458-453 | 0 | 0 | 0 | 0 | 0 | 0 | 0 | 0 | 0 | 0 | 0 | 0 | 0 | 0 | 0 | 0 | 0 | 0 | 0 | 0 | 0 | 0 | 0 | 0 | 0 | 0 | 0 | 0 | 0 | 0 | 0 | 0 | 0 | 0 | 0 | 0 | 0 | 0 | 0 | 0 | 0 | 0 | 0 | 0 | 0 | 0 | 0 | 5000000 | scaled
1458-454F | 84091.208 | 0 | 84091.208 | 0 | 0% | 100% | 0% | 3128.0592 | 6491.4755 | 4.007 | 2811.7265 | 312.3258 | 8.3155 | 5835.0089 | 648.1511 | 1458 | 0.13508 | 0.13508 | 0.13508 | 622548.2878 | 107.7192 | 75587.2756 | 8396.2132 | 797.4725 | 559591.545 | 62159.2704 | 599390.4812 | 767.8078 | 538775.6292 | 59847.0443 | 574490.2679 | 735.9111 | 516393.5118 | 57360.8451 |  | 833 | 1458-454F | 84091.208 | 80963.1488 | 77599.7325 | 0 | 0 | 0 | 84091.208 | 80963.1488 | 77599.7325 | 0 | 107.7192 | 103.7122 | 99.4038 | 0 | 0 | 0 | 107.7192 | 103.7122 | 99.4038 | 0 | 8396.2132 | 8083.8874 | 7748.062 | 0 | 0 | 0 | 8396.2132 | 8083.8874 | 7748.062 | 0 | 75587.2756 | 72775.5491 | 69752.2667 | 0 | 0 | 0 | 75587.2756 | 72775.5491 | 69752.2667 | 0 | 0 | 0 | 0 | 0.13508 | 0.13508 | 0.13508 | 0 | 5000000 | scaled
1458-456F | 167568.5932 | 49947.8362 | 117589.0967 | 31.6603 | 29.81% | 70.17% | 0.01889% | 67913.8436 | 156324.1304 | 2729.8964 | 45868.5575 | 19315.3897 | 8102.6367 | 95508.8098 | 52712.684 | 1458 | 0.091761 | 0.052099 | 0.009205 | 1826149.7111 | 8250.6327 | 104759.3255 | 54558.635 | 89914.7636 | 1141659.1163 | 594575.8312 | 1912781.1368 | 76887.0395 | 1291879.635 | 544014.4623 | 1221560.3215 | 63316.2612 | 746332.457 | 411911.6033 |  | 834 | 1458-456F | 167568.5932 | 99654.7496 | 11244.4628 | 49947.8362 | 33521.3623 | 832.2962 | 117589.0967 | 66101.7269 | 10380.5062 | 31.6603 | 8250.6327 | 5520.7362 | 147.996 | 41838.4004 | 5441.1116 | 135.4718 | 141.6027 | 79.6008 | 12.5004 | 0.023823 | 54558.635 | 35243.2453 | 1845.951 | 41838.4004 | 28080.0788 | 696.8152 | 12691.4741 | 7134.406 | 1120.3754 | 28.7605 | 104759.3255 | 58890.768 | 9250.5158 | 0.42961 | 0.17188 | 0.0092249 | 104756.0198 | 58887.7201 | 9247.6305 | 2.876 | 0.0002032 | 7.78e-05 | 4e-06 | 0.091507 | 0.051971 | 0.0091508 | 5.02e-05 | 5000000 | scaled
1458-518 | 0 | 0 | 0 | 0 | 0% | 0% | 0% | 0 | 0 | 0 | 0 | 0 | 0 | 0 | 0 | 1458 | 0 | 0 | 0 | 0 | 0 | 0 | 0 | 0 | 0 | 0 | 0 | 0 | 0 | 0 | 0 | 0 | 0 | 0 |  | 835 | 1458-518 | 0 | 0 | 0 | 0 | 0 | 0 | 0 | 0 | 0 | 0 | 0 | 0 | 0 | 0 | 0 | 0 | 0 | 0 | 0 | 0 | 0 | 0 | 0 | 0 | 0 | 0 | 0 | 0 | 0 | 0 | 0 | 0 | 0 | 0 | 0 | 0 | 0 | 0 | 0 | 0 | 0 | 0 | 0 | 0 | 0 | 0 | 0 | 5000000 | scaled
1458-519 | 81003.9492 | 80965.7496 | 0 | 38.1996 | 99.95% | 0% | 0.04716% | 25463.164 | 73969.3799 | 4131.092 | 50.5119 | 21281.5601 | 11970.9559 | 148.7591 | 61849.6649 | 1458 | 0.000217 | 0.0001638 | 6.06e-05 | 373290088.4412 | 13105.0073 | 158.8986 | 67740.0433 | 60391738.6061 | 732251.5123 | 312166098.3228 | 339076832.5321 | 55011135.9804 | 672635.2044 | 283393061.3473 | 116082001.1411 | 18786321.0534 | 233451.3728 | 97062228.7149 |  | 836 | 1458-519 | 81003.9492 | 55540.7852 | 7034.5693 | 80965.7496 | 55502.5855 | 6996.3696 | 0 | 0 | 0 | 38.1996 | 13105.0073 | 8973.9153 | 1134.0514 | 67705.3425 | 8973.8866 | 1134.0226 | 0 | 0 | 0 | 0.028744 | 67740.0433 | 46458.4832 | 5890.3784 | 67705.3425 | 46423.7824 | 5855.6776 | 0 | 0 | 0 | 34.7008 | 158.8986 | 108.3867 | 10.1395 | 155.4285 | 104.9166 | 6.6694 | 0 | 0 | 0 | 3.4701 | 0.000162 | 0.0001088 | 5.6e-06 | 0 | 0 | 0 | 5.5e-05 | 5000000 | scaled
1458-565R | 8159979.2875 | 8098401.0314 | 58030.6786 | 3547.5774 | 99.25% | 0.7112% | 0.04348% | 4788791.5878 | 8049768.0084 | 770393.8614 | 23035.8791 | 3995361.8473 | 1293386.5372 | 47804.3859 | 6708577.0852 | 1458 | 0.15819 | 0.089261 | 0.018878 | 51582951.3327 | 1309733.156 | 52949.9316 | 6797296.1998 | 8279420.7273 | 334720.6712 | 42968809.9342 | 37767925.5983 | 6075891.4863 | 181677.8518 | 31510356.2602 | 5838080.2553 | 938026.3379 | 34670.0478 | 4865383.8697 |  | 837 | 1458-565R | 8159979.2875 | 3371187.6997 | 110211.2791 | 8098401.0314 | 3334921.3039 | 101307.3867 | 58030.6786 | 32718.8184 | 5356.315 | 3547.5774 | 1309733.156 | 539339.2947 | 16346.6188 | 6788271.3263 | 539301.6028 | 16338.2159 | 62.1163 | 35.0224 | 5.7334 | 2.6694 | 6797296.1998 | 2801934.3525 | 88719.1146 | 6788271.3263 | 2795440.2996 | 84960.9169 | 5802.2299 | 3271.4094 | 535.5542 | 3222.6436 | 52949.9316 | 29914.0525 | 5145.5457 | 461.3348 | 179.4015 | 8.2539 | 52166.3324 | 29412.3866 | 4815.0274 | 322.2644 | 0.017757 | 0.007414 | 0.0003874 | 0.13549 | 0.076905 | 0.013549 | 0.0049412 | 5000000 | scaled
1458-601R | 37077301.9797 | 36838604.201 | 228042.0393 | 10655.7393 | 99.36% | 0.615% | 0.02874% | 18720062.1265 | 36102405.6229 | 4048446.4666 | 93638.0184 | 14577977.6415 | 7805973.888 | 195134.6635 | 28101297.0714 | 1458 | 0.20421 | 0.11879 | 0.030139 | 181561908.3002 | 8011157.6565 | 215378.8676 | 28850765.4557 | 39229420.5388 | 1054677.5551 | 141277810.2063 | 154536529.9242 | 33420448.3034 | 772993.9322 | 120343087.6886 | 32346457.6627 | 6993872.0018 | 174833.644 | 25177752.0169 |  | 838 | 1458-601R | 37077301.9797 | 18357239.8532 | 974896.3568 | 36838604.201 | 18217956.7864 | 943168.8287 | 228042.0393 | 128627.3274 | 21071.7887 | 10655.7393 | 8011157.6565 | 3962711.1899 | 205183.7685 | 28819473.4529 | 3962432.6596 | 205131.4349 | 479.5881 | 270.5121 | 44.3154 | 8.0181 | 28850765.4557 | 14272787.8142 | 749468.3843 | 28819473.4529 | 14250917.6541 | 737791.5985 | 21612.2562 | 12190.4135 | 1997.0392 | 9679.7466 | 215378.8676 | 121740.8491 | 20244.2041 | 8460.6979 | 4606.4727 | 245.7953 | 205950.195 | 116166.4017 | 19030.4341 | 967.9747 | 0.051536 | 0.025609 | 0.0013398 | 0.13764 | 0.078145 | 0.013764 | 0.015035 | 5000000 | scaled
1458-8 | 31853.3509 | 0 | 31853.3509 | 0 | 0% | 100% | 0% | 1155.544 | 2402.4953 | 10.2862 | 908.6243 | 236.6336 | 21.386 | 1889.1236 | 491.9856 | 1458 | 0.13902 | 0.13902 | 0.13902 | 229127.5003 | 283.5457 | 25046.8414 | 6522.9638 | 2039.6008 | 180166.9208 | 46920.9787 | 220815.4419 | 1965.6102 | 173631.0054 | 45218.8263 | 211845.8731 | 1885.7667 | 166578.0781 | 43382.0283 |  | 839 | 1458-8 | 31853.3509 | 30697.8069 | 29450.8557 | 0 | 0 | 0 | 31853.3509 | 30697.8069 | 29450.8557 | 0 | 283.5457 | 273.2595 | 262.1597 | 0 | 0 | 0 | 283.5457 | 273.2595 | 262.1597 | 0 | 6522.9638 | 6286.3303 | 6030.9782 | 0 | 0 | 0 | 6522.9638 | 6286.3303 | 6030.9782 | 0 | 25046.8414 | 24138.2171 | 23157.7177 | 0 | 0 | 0 | 25046.8414 | 24138.2171 | 23157.7177 | 0 | 0 | 0 | 0 | 0.13902 | 0.13902 | 0.13902 | 0 | 5000000 | scaled
1458-9 | 1056.4015 | 0 | 1056.4015 | 0 | 0% | 100% | 0% | 38.241 | 79.5065 | 0.025115 | 30.3197 | 7.8962 | 0.052216 | 63.0374 | 16.4169 | 1458 | 0.13949 | 0.13949 | 0.13949 | 7573.2378 | 0.6938 | 837.577 | 218.1307 | 4.9738 | 6004.5067 | 1563.7573 | 7299.0921 | 4.7937 | 5787.148 | 1507.1504 | 7003.2635 | 4.5994 | 5552.5977 | 1446.0663 |  | 840 | 1458-9 | 1056.4015 | 1018.1606 | 976.895 | 0 | 0 | 0 | 1056.4015 | 1018.1606 | 976.895 | 0 | 0.6938 | 0.66868 | 0.64158 | 0 | 0 | 0 | 0.6938 | 0.66868 | 0.64158 | 0 | 218.1307 | 210.2345 | 201.7138 | 0 | 0 | 0 | 218.1307 | 210.2345 | 201.7138 | 0 | 837.577 | 807.2574 | 774.5396 | 0 | 0 | 0 | 837.577 | 807.2574 | 774.5396 | 0 | 0 | 0 | 0 | 0.13949 | 0.13949 | 0.13949 | 0 | 5000000 | scaled
146-275R | 50176.3891 | 15770.6481 | 33901.3459 | 504.3951 | 31.43% | 67.56% | 1.005% | 20671.6797 | 46706.1608 | 794.9025 | 14512.41 | 5364.3672 | 2312.6583 | 29837.7948 | 14555.7077 | 146 | 0.0089436 | 0.0054036 | 0.0013868 | 5610312.2999 | 2425.2412 | 31969.9361 | 15781.2118 | 271170.5774 | 3574616.0499 | 1764525.6726 | 5460194.9491 | 209964.6765 | 3833292.1577 | 1416938.115 | 2502327.8848 | 123902.9126 | 1598588.807 | 779836.1652 |  | 841 | 146-275R | 50176.3891 | 29504.7094 | 3470.2283 | 15770.6481 | 10318.9488 | 696.4532 | 33901.3459 | 18681.3655 | 2269.38 | 504.3951 | 2425.2412 | 1630.3387 | 112.5829 | 12313.2334 | 1608.1701 | 109.5564 | 39.5409 | 21.789 | 2.6469 | 0.37954 | 15781.2118 | 10416.8446 | 1225.5041 | 12313.2334 | 8300.1054 | 565.8312 | 3009.7825 | 1658.5432 | 201.477 | 458.196 | 31969.9361 | 17457.5262 | 2132.1414 | 1072.094 | 410.6733 | 21.0656 | 30852.0225 | 17001.0333 | 2065.2562 | 45.8196 | 0.0021928 | 0.0012654 | 6.58e-05 | 0.0060332 | 0.0034206 | 0.0006034 | 0.0007176 | 5000000 | scaled
146-564AE | 2535.9516 | 0 | 2535.9516 | 0 | 0% | 100% | 0% | 404.4479 | 840.8872 | 0.64353 | 320.3702 | 83.4342 | 1.338 | 666.0813 | 173.4679 | 146 | 0.0060298 | 0.0060298 | 0.0060298 | 420569.7659 | 4.0351 | 2008.7711 | 523.1454 | 669.1859 | 333140.58 | 86760 | 353494.9169 | 562.4604 | 280009.4328 | 72923.0236 | 281114.5286 | 447.2929 | 222675.6764 | 57991.5593 |  | 842 | 146-564AE | 2535.9516 | 2131.5036 | 1695.0644 | 0 | 0 | 0 | 2535.9516 | 2131.5036 | 1695.0644 | 0 | 4.0351 | 3.3915 | 2.6971 | 0 | 0 | 0 | 4.0351 | 3.3915 | 2.6971 | 0 | 523.1454 | 439.7112 | 349.6775 | 0 | 0 | 0 | 523.1454 | 439.7112 | 349.6775 | 0 | 2008.7711 | 1688.4009 | 1342.6898 | 0 | 0 | 0 | 2008.7711 | 1688.4009 | 1342.6898 | 0 | 0 | 0 | 0 | 0.0060298 | 0.0060298 | 0.0060298 | 0 | 5000000 | scaled
146-565 | 38178.0192 | 0 | 38178.0192 | 0 | 0% | 100% | 0% | 6080.1606 | 12658.0052 | 6.9086 | 5560.2273 | 513.0246 | 14.3827 | 11575.5802 | 1068.0422 | 146 | 0.0059886 | 0.0059886 | 0.0059886 | 6375115.9152 | 43.38 | 34913.2994 | 3221.3398 | 7243.7652 | 5829960.15 | 537912 | 5359826.7738 | 6090.1366 | 4901491.5051 | 452245.1322 | 4261432.3909 | 4842.0791 | 3897024.2034 | 359566.1084 |  | 843 | 146-565 | 38178.0192 | 32097.8586 | 25520.014 | 0 | 0 | 0 | 38178.0192 | 32097.8586 | 25520.014 | 0 | 43.38 | 36.4714 | 28.9973 | 0 | 0 | 0 | 43.38 | 36.4714 | 28.9973 | 0 | 3221.3398 | 2708.3152 | 2153.2976 | 0 | 0 | 0 | 3221.3398 | 2708.3152 | 2153.2976 | 0 | 34913.2994 | 29353.072 | 23337.7191 | 0 | 0 | 0 | 34913.2994 | 29353.072 | 23337.7191 | 0 | 0 | 0 | 0 | 0.0059886 | 0.0059886 | 0.0059886 | 0 | 5000000 | scaled
146-566 | 73830.7339 | 0 | 73830.7339 | 0 | 0% | 100% | 0% | 11727.2119 | 24474.2172 | 13.4577 | 10709.9699 | 1003.7843 | 28.0856 | 22351.2743 | 2094.8572 | 146 | 0.0059704 | 0.0059704 | 0.0059704 | 12366128.543 | 84.7252 | 67426.5074 | 6319.5012 | 14190.881 | 11293465.662 | 1058472 | 10401903.0469 | 11936.8133 | 9499621.0392 | 890345.1944 | 8266869.3302 | 9486.7329 | 7549784.4446 | 707598.1528 |  | 844 | 146-566 | 73830.7339 | 62103.522 | 49356.5166 | 0 | 0 | 0 | 73830.7339 | 62103.522 | 49356.5166 | 0 | 84.7252 | 71.2676 | 56.6396 | 0 | 0 | 0 | 84.7252 | 71.2676 | 56.6396 | 0 | 6319.5012 | 5315.7169 | 4224.644 | 0 | 0 | 0 | 6319.5012 | 5315.7169 | 4224.644 | 0 | 67426.5074 | 56716.5375 | 45075.233 | 0 | 0 | 0 | 67426.5074 | 56716.5375 | 45075.233 | 0 | 0 | 0 | 0 | 0.0059704 | 0.0059704 | 0.0059704 | 0 | 5000000 | scaled
147-799 | 0 | 0 | 0 | 0 | 0% | 0% | 0% | 0 | 0 | 0 | 0 | 0 | 0 | 0 | 0 | 147 | 0 | 0 | 0 | 0 | 0 | 0 | 0 | 0 | 0 | 0 | 0 | 0 | 0 | 0 | 0 | 0 | 0 | 0 |  | 845 | 147-799 | 0 | 0 | 0 | 0 | 0 | 0 | 0 | 0 | 0 | 0 | 0 | 0 | 0 | 0 | 0 | 0 | 0 | 0 | 0 | 0 | 0 | 0 | 0 | 0 | 0 | 0 | 0 | 0 | 0 | 0 | 0 | 0 | 0 | 0 | 0 | 0 | 0 | 0 | 0 | 0 | 0 | 0 | 0 | 0 | 0 | 0 | 0 | 5000000 | scaled
147-801F | 698.8282 | 0 | 698.8282 | 0 | 0% | 100% | 0% | 110.9347 | 231.7201 | 0.57363 | 87.5582 | 22.8028 | 1.1982 | 182.8914 | 47.6305 | 147 | 0.0060206 | 0.0060206 | 0.0060206 | 116072.8572 | 3.6136 | 551.5692 | 143.6455 | 600.1977 | 91613.6595 | 23859 | 97647.0028 | 504.92 | 77070.5528 | 20071.53 | 77584.9799 | 401.1819 | 61236.0556 | 15947.7425 |  | 846 | 147-801F | 698.8282 | 587.8935 | 467.1081 | 0 | 0 | 0 | 698.8282 | 587.8935 | 467.1081 | 0 | 3.6136 | 3.0399 | 2.4154 | 0 | 0 | 0 | 3.6136 | 3.0399 | 2.4154 | 0 | 143.6455 | 120.8427 | 96.015 | 0 | 0 | 0 | 143.6455 | 120.8427 | 96.015 | 0 | 551.5692 | 464.011 | 368.6778 | 0 | 0 | 0 | 551.5692 | 464.011 | 368.6778 | 0 | 0 | 0 | 0 | 0.0060206 | 0.0060206 | 0.0060206 | 0 | 5000000 | scaled
147-803F | 0 | 0 | 0 | 0 | 0% | 0% | 0% | 0 | 0 | 0 | 0 | 0 | 0 | 0 | 0 | 147 | 0 | 0 | 0 | 0 | 0 | 0 | 0 | 0 | 0 | 0 | 0 | 0 | 0 | 0 | 0 | 0 | 0 | 0 |  | 847 | 147-803F | 0 | 0 | 0 | 0 | 0 | 0 | 0 | 0 | 0 | 0 | 0 | 0 | 0 | 0 | 0 | 0 | 0 | 0 | 0 | 0 | 0 | 0 | 0 | 0 | 0 | 0 | 0 | 0 | 0 | 0 | 0 | 0 | 0 | 0 | 0 | 0 | 0 | 0 | 0 | 0 | 0 | 0 | 0 | 0 | 0 | 0 | 0 | 5000000 | scaled
147-810 | 0 | 0 | 0 | 0 | 0% | 0% | 0% | 0 | 0 | 0 | 0 | 0 | 0 | 0 | 0 | 147 | 0 | 0 | 0 | 0 | 0 | 0 | 0 | 0 | 0 | 0 | 0 | 0 | 0 | 0 | 0 | 0 | 0 | 0 |  | 848 | 147-810 | 0 | 0 | 0 | 0 | 0 | 0 | 0 | 0 | 0 | 0 | 0 | 0 | 0 | 0 | 0 | 0 | 0 | 0 | 0 | 0 | 0 | 0 | 0 | 0 | 0 | 0 | 0 | 0 | 0 | 0 | 0 | 0 | 0 | 0 | 0 | 0 | 0 | 0 | 0 | 0 | 0 | 0 | 0 | 0 | 0 | 0 | 0 | 5000000 | scaled
147-811F | 314.4286 | 0 | 314.4286 | 0 | 0% | 100% | 0% | 49.9555 | 104.2423 | 0.032809 | 39.6076 | 10.315 | 0.068462 | 82.6494 | 21.5244 | 147 | 0.0059866 | 0.0059866 | 0.0059866 | 52522.0666 | 0.2065 | 249.2974 | 64.9247 | 34.4941 | 41642.5725 | 10845 | 44177.5157 | 29.0138 | 35026.5235 | 9121.9784 | 35109.4624 | 23.0583 | 27836.8394 | 7249.5647 |  | 849 | 147-811F | 314.4286 | 264.4731 | 210.1863 | 0 | 0 | 0 | 314.4286 | 264.4731 | 210.1863 | 0 | 0.2065 | 0.17369 | 0.13804 | 0 | 0 | 0 | 0.2065 | 0.17369 | 0.13804 | 0 | 64.9247 | 54.6096 | 43.4002 | 0 | 0 | 0 | 64.9247 | 54.6096 | 43.4002 | 0 | 249.2974 | 209.6898 | 166.648 | 0 | 0 | 0 | 249.2974 | 209.6898 | 166.648 | 0 | 0 | 0 | 0 | 0.0059866 | 0.0059866 | 0.0059866 | 0 | 5000000 | scaled
147-812F | 127.3409 | 0 | 127.3409 | 0 | 0% | 100% | 0% | 20.2103 | 42.2186 | 0.26219 | 15.8264 | 4.1217 | 0.54771 | 33.0609 | 8.6101 | 147 | 0.0059866 | 0.0059866 | 0.0059866 | 21270.982 | 1.652 | 99.719 | 25.9699 | 275.953 | 16657.029 | 4338 | 17895.0642 | 232.1565 | 14013.3918 | 3649.516 | 14218.7912 | 184.4634 | 11134.5503 | 2899.7776 |  | 850 | 147-812F | 127.3409 | 107.1306 | 85.1222 | 0 | 0 | 0 | 127.3409 | 107.1306 | 85.1222 | 0 | 1.652 | 1.3898 | 1.1043 | 0 | 0 | 0 | 1.652 | 1.3898 | 1.1043 | 0 | 25.9699 | 21.8482 | 17.3598 | 0 | 0 | 0 | 25.9699 | 21.8482 | 17.3598 | 0 | 99.719 | 83.8926 | 66.6581 | 0 | 0 | 0 | 99.719 | 83.8926 | 66.6581 | 0 | 0 | 0 | 0 | 0.0059866 | 0.0059866 | 0.0059866 | 0 | 5000000 | scaled
147-815 | 0 | 0 | 0 | 0 | 0% | 0% | 0% | 0 | 0 | 0 | 0 | 0 | 0 | 0 | 0 | 147 | 0 | 0 | 0 | 0 | 0 | 0 | 0 | 0 | 0 | 0 | 0 | 0 | 0 | 0 | 0 | 0 | 0 | 0 |  | 851 | 147-815 | 0 | 0 | 0 | 0 | 0 | 0 | 0 | 0 | 0 | 0 | 0 | 0 | 0 | 0 | 0 | 0 | 0 | 0 | 0 | 0 | 0 | 0 | 0 | 0 | 0 | 0 | 0 | 0 | 0 | 0 | 0 | 0 | 0 | 0 | 0 | 0 | 0 | 0 | 0 | 0 | 0 | 0 | 0 | 0 | 0 | 0 | 0 | 5000000 | scaled
147-816F | 0 | 0 | 0 | 0 | 0% | 0% | 0% | 0 | 0 | 0 | 0 | 0 | 0 | 0 | 0 | 147 | 0 | 0 | 0 | 0 | 0 | 0 | 0 | 0 | 0 | 0 | 0 | 0 | 0 | 0 | 0 | 0 | 0 | 0 |  | 852 | 147-816F | 0 | 0 | 0 | 0 | 0 | 0 | 0 | 0 | 0 | 0 | 0 | 0 | 0 | 0 | 0 | 0 | 0 | 0 | 0 | 0 | 0 | 0 | 0 | 0 | 0 | 0 | 0 | 0 | 0 | 0 | 0 | 0 | 0 | 0 | 0 | 0 | 0 | 0 | 0 | 0 | 0 | 0 | 0 | 0 | 0 | 0 | 0 | 5000000 | scaled
147-818 | 250.879 | 0 | 250.879 | 0 | 0% | 100% | 0% | 39.7991 | 83.1894 | 0.026138 | 31.5551 | 8.2179 | 0.054635 | 65.9574 | 17.1773 | 147 | 0.0059708 | 0.0059708 | 0.0059708 | 42017.6533 | 0.16477 | 198.9116 | 51.8027 | 27.5953 | 33314.058 | 8676 | 35352.027 | 23.2176 | 28029.1589 | 7299.6506 | 28084.9556 | 18.4449 | 22267.3988 | 5799.1119 |  | 853 | 147-818 | 250.879 | 211.0799 | 167.6897 | 0 | 0 | 0 | 250.879 | 211.0799 | 167.6897 | 0 | 0.16477 | 0.13863 | 0.11013 | 0 | 0 | 0 | 0.16477 | 0.13863 | 0.11013 | 0 | 51.8027 | 43.5848 | 34.6253 | 0 | 0 | 0 | 51.8027 | 43.5848 | 34.6253 | 0 | 198.9116 | 167.3565 | 132.9542 | 0 | 0 | 0 | 198.9116 | 167.3565 | 132.9542 | 0 | 0 | 0 | 0 | 0.0059708 | 0.0059708 | 0.0059708 | 0 | 5000000 | scaled
1480-25 | 0 | 0 | 0 | 0 | 0% | 0% | 0% | 0 | 0 | 0 | 0 | 0 | 0 | 0 | 0 | 1480 | 0 | 0 | 0 | 0 | 0 | 0 | 0 | 0 | 0 | 0 | 0 | 0 | 0 | 0 | 0 | 0 | 0 | 0 |  | 854 | 1480-25 | 0 | 0 | 0 | 0 | 0 | 0 | 0 | 0 | 0 | 0 | 0 | 0 | 0 | 0 | 0 | 0 | 0 | 0 | 0 | 0 | 0 | 0 | 0 | 0 | 0 | 0 | 0 | 0 | 0 | 0 | 0 | 0 | 0 | 0 | 0 | 0 | 0 | 0 | 0 | 0 | 0 | 0 | 0 | 0 | 0 | 0 | 0 | 5000000 | scaled
1480-26F | 1575.3538 | 397.3181 | 0 | 1178.0358 | 25.22% | 0% | 74.78% | 237.7399 | 388.182 | 1.8221 | 226.4394 | 9.4785 | 3.1538 | 368.6463 | 16.3818 | 1480 | 0.0040818 | 0.0026598 | 0.001733 | 385945.8672 | 4.2416 | 483.5361 | 1087.5761 | 1039.159 | 118461.4857 | 266445.2225 | 502900.1909 | 3854.2517 | 478995.6922 | 20050.247 | 685038.5855 | 5565.6346 | 650563.3453 | 28909.6056 |  | 855 | 1480-26F | 1575.3538 | 1337.6139 | 1187.1719 | 397.3181 | 159.5782 | 9.1361 | 0 | 0 | 0 | 1178.0358 | 4.2416 | 2.4196 | 1.0878 | 17.4404 | 1.5332 | 0.2014 | 0 | 0 | 0 | 0.88643 | 1087.5761 | 1078.0976 | 1071.1943 | 17.4404 | 7.9618 | 1.0585 | 0 | 0 | 0 | 1070.1358 | 483.5361 | 257.0967 | 114.8898 | 376.5225 | 150.0832 | 7.8762 | 0 | 0 | 0 | 107.0136 | 0.0024 | 0.000978 | 5.12e-05 | 0 | 0 | 0 | 0.0016818 | 5000000 | scaled
1480-27F | 0 | 0 | 0 | 0 | 0% | 0% | 0% | 0 | 0 | 0 | 0 | 0 | 0 | 0 | 0 | 1480 | 0 | 0 | 0 | 0 | 0 | 0 | 0 | 0 | 0 | 0 | 0 | 0 | 0 | 0 | 0 | 0 | 0 | 0 |  | 856 | 1480-27F | 0 | 0 | 0 | 0 | 0 | 0 | 0 | 0 | 0 | 0 | 0 | 0 | 0 | 0 | 0 | 0 | 0 | 0 | 0 | 0 | 0 | 0 | 0 | 0 | 0 | 0 | 0 | 0 | 0 | 0 | 0 | 0 | 0 | 0 | 0 | 0 | 0 | 0 | 0 | 0 | 0 | 0 | 0 | 0 | 0 | 0 | 0 | 5000000 | scaled
1481-11 | 0 | 0 | 0 | 0 | 0% | 0% | 0% | 0 | 0 | 0 | 0 | 0 | 0 | 0 | 0 | 1481 | 0 | 0 | 0 | 0 | 0 | 0 | 0 | 0 | 0 | 0 | 0 | 0 | 0 | 0 | 0 | 0 | 0 | 0 |  | 857 | 1481-11 | 0 | 0 | 0 | 0 | 0 | 0 | 0 | 0 | 0 | 0 | 0 | 0 | 0 | 0 | 0 | 0 | 0 | 0 | 0 | 0 | 0 | 0 | 0 | 0 | 0 | 0 | 0 | 0 | 0 | 0 | 0 | 0 | 0 | 0 | 0 | 0 | 0 | 0 | 0 | 0 | 0 | 0 | 0 | 0 | 0 | 0 | 0 | 5000000 | scaled
1481-3 | 0 | 0 | 0 | 0 | 0% | 0% | 0% | 0 | 0 | 0 | 0 | 0 | 0 | 0 | 0 | 1481 | 0 | 0 | 0 | 0 | 0 | 0 | 0 | 0 | 0 | 0 | 0 | 0 | 0 | 0 | 0 | 0 | 0 | 0 |  | 858 | 1481-3 | 0 | 0 | 0 | 0 | 0 | 0 | 0 | 0 | 0 | 0 | 0 | 0 | 0 | 0 | 0 | 0 | 0 | 0 | 0 | 0 | 0 | 0 | 0 | 0 | 0 | 0 | 0 | 0 | 0 | 0 | 0 | 0 | 0 | 0 | 0 | 0 | 0 | 0 | 0 | 0 | 0 | 0 | 0 | 0 | 0 | 0 | 0 | 5000000 | scaled
1481-4 | 0 | 0 | 0 | 0 | 0% | 0% | 0% | 0 | 0 | 0 | 0 | 0 | 0 | 0 | 0 | 1481 | 0 | 0 | 0 | 0 | 0 | 0 | 0 | 0 | 0 | 0 | 0 | 0 | 0 | 0 | 0 | 0 | 0 | 0 |  | 859 | 1481-4 | 0 | 0 | 0 | 0 | 0 | 0 | 0 | 0 | 0 | 0 | 0 | 0 | 0 | 0 | 0 | 0 | 0 | 0 | 0 | 0 | 0 | 0 | 0 | 0 | 0 | 0 | 0 | 0 | 0 | 0 | 0 | 0 | 0 | 0 | 0 | 0 | 0 | 0 | 0 | 0 | 0 | 0 | 0 | 0 | 0 | 0 | 0 | 5000000 | scaled
1481-5AE | 36.0921 | 0.5447 | 0 | 35.5474 | 1.509% | 0% | 98.49% | 0.417 | 0.53804 | 0.033895 | 0.20655 | 0.17656 | 0.033895 | 0.32759 | 0.17656 | 1481 | 0.0001132 | 7.6e-05 | 5.42e-05 | 318835.104 | 0.060643 | 3.5634 | 32.4681 | 535.7177 | 31478.8323 | 286820.554 | 469409.6404 | 38154.8478 | 232505.9262 | 198748.8664 | 655979.5497 | 41324.6231 | 399394.6788 | 215260.2479 |  | 860 | 1481-5AE | 36.0921 | 35.6751 | 35.5541 | 0.5447 | 0.1277 | 0.0066628 | 0 | 0 | 0 | 35.5474 | 0.060643 | 0.026748 | 0.026748 | 0.17656 | 0 | 0 | 0 | 0 | 0 | 0.026748 | 32.4681 | 32.2915 | 32.2915 | 0.17656 | 0 | 0 | 0 | 0 | 0 | 32.2915 | 3.5634 | 3.3569 | 3.2358 | 0.33425 | 0.1277 | 0.0066628 | 0 | 0 | 0 | 3.2292 | 6.02e-05 | 2.3e-05 | 1.2e-06 | 0 | 0 | 0 | 5.3e-05 | 5000000 | scaled
1481-6 | 0 | 0 | 0 | 0 | 0% | 0% | 0% | 0 | 0 | 0 | 0 | 0 | 0 | 0 | 0 | 1481 | 0 | 0 | 0 | 0 | 0 | 0 | 0 | 0 | 0 | 0 | 0 | 0 | 0 | 0 | 0 | 0 | 0 | 0 |  | 861 | 1481-6 | 0 | 0 | 0 | 0 | 0 | 0 | 0 | 0 | 0 | 0 | 0 | 0 | 0 | 0 | 0 | 0 | 0 | 0 | 0 | 0 | 0 | 0 | 0 | 0 | 0 | 0 | 0 | 0 | 0 | 0 | 0 | 0 | 0 | 0 | 0 | 0 | 0 | 0 | 0 | 0 | 0 | 0 | 0 | 0 | 0 | 0 | 0 | 5000000 | scaled
1481-7 | 0 | 0 | 0 | 0 | 0% | 0% | 0% | 0 | 0 | 0 | 0 | 0 | 0 | 0 | 0 | 1481 | 0 | 0 | 0 | 0 | 0 | 0 | 0 | 0 | 0 | 0 | 0 | 0 | 0 | 0 | 0 | 0 | 0 | 0 |  | 862 | 1481-7 | 0 | 0 | 0 | 0 | 0 | 0 | 0 | 0 | 0 | 0 | 0 | 0 | 0 | 0 | 0 | 0 | 0 | 0 | 0 | 0 | 0 | 0 | 0 | 0 | 0 | 0 | 0 | 0 | 0 | 0 | 0 | 0 | 0 | 0 | 0 | 0 | 0 | 0 | 0 | 0 | 0 | 0 | 0 | 0 | 0 | 0 | 0 | 5000000 | scaled
1481-8F | 0 | 0 | 0 | 0 | 0% | 0% | 0% | 0 | 0 | 0 | 0 | 0 | 0 | 0 | 0 | 1481 | 0 | 0 | 0 | 0 | 0 | 0 | 0 | 0 | 0 | 0 | 0 | 0 | 0 | 0 | 0 | 0 | 0 | 0 |  | 863 | 1481-8F | 0 | 0 | 0 | 0 | 0 | 0 | 0 | 0 | 0 | 0 | 0 | 0 | 0 | 0 | 0 | 0 | 0 | 0 | 0 | 0 | 0 | 0 | 0 | 0 | 0 | 0 | 0 | 0 | 0 | 0 | 0 | 0 | 0 | 0 | 0 | 0 | 0 | 0 | 0 | 0 | 0 | 0 | 0 | 0 | 0 | 0 | 0 | 5000000 | scaled
1482-17 | 0 | 0 | 0 | 0 | 0% | 0% | 0% | 0 | 0 | 0 | 0 | 0 | 0 | 0 | 0 | 1482 | 0 | 0 | 0 | 0 | 0 | 0 | 0 | 0 | 0 | 0 | 0 | 0 | 0 | 0 | 0 | 0 | 0 | 0 |  | 864 | 1482-17 | 0 | 0 | 0 | 0 | 0 | 0 | 0 | 0 | 0 | 0 | 0 | 0 | 0 | 0 | 0 | 0 | 0 | 0 | 0 | 0 | 0 | 0 | 0 | 0 | 0 | 0 | 0 | 0 | 0 | 0 | 0 | 0 | 0 | 0 | 0 | 0 | 0 | 0 | 0 | 0 | 0 | 0 | 0 | 0 | 0 | 0 | 0 | 5000000 | scaled
1482-20 | 0 | 0 | 0 | 0 | 0% | 0% | 0% | 0 | 0 | 0 | 0 | 0 | 0 | 0 | 0 | 1482 | 0 | 0 | 0 | 0 | 0 | 0 | 0 | 0 | 0 | 0 | 0 | 0 | 0 | 0 | 0 | 0 | 0 | 0 |  | 865 | 1482-20 | 0 | 0 | 0 | 0 | 0 | 0 | 0 | 0 | 0 | 0 | 0 | 0 | 0 | 0 | 0 | 0 | 0 | 0 | 0 | 0 | 0 | 0 | 0 | 0 | 0 | 0 | 0 | 0 | 0 | 0 | 0 | 0 | 0 | 0 | 0 | 0 | 0 | 0 | 0 | 0 | 0 | 0 | 0 | 0 | 0 | 0 | 0 | 5000000 | scaled
1482-20F | 0 | 0 | 0 | 0 | 0% | 0% | 0% | 0 | 0 | 0 | 0 | 0 | 0 | 0 | 0 | 1482 | 0 | 0 | 0 | 0 | 0 | 0 | 0 | 0 | 0 | 0 | 0 | 0 | 0 | 0 | 0 | 0 | 0 | 0 |  | 866 | 1482-20F | 0 | 0 | 0 | 0 | 0 | 0 | 0 | 0 | 0 | 0 | 0 | 0 | 0 | 0 | 0 | 0 | 0 | 0 | 0 | 0 | 0 | 0 | 0 | 0 | 0 | 0 | 0 | 0 | 0 | 0 | 0 | 0 | 0 | 0 | 0 | 0 | 0 | 0 | 0 | 0 | 0 | 0 | 0 | 0 | 0 | 0 | 0 | 5000000 | scaled
1482-21 | 0 | 0 | 0 | 0 | 0% | 0% | 0% | 0 | 0 | 0 | 0 | 0 | 0 | 0 | 0 | 1482 | 0 | 0 | 0 | 0 | 0 | 0 | 0 | 0 | 0 | 0 | 0 | 0 | 0 | 0 | 0 | 0 | 0 | 0 |  | 867 | 1482-21 | 0 | 0 | 0 | 0 | 0 | 0 | 0 | 0 | 0 | 0 | 0 | 0 | 0 | 0 | 0 | 0 | 0 | 0 | 0 | 0 | 0 | 0 | 0 | 0 | 0 | 0 | 0 | 0 | 0 | 0 | 0 | 0 | 0 | 0 | 0 | 0 | 0 | 0 | 0 | 0 | 0 | 0 | 0 | 0 | 0 | 0 | 0 | 5000000 | scaled
1482-21F | 0 | 0 | 0 | 0 | 0% | 0% | 0% | 0 | 0 | 0 | 0 | 0 | 0 | 0 | 0 | 1482 | 0 | 0 | 0 | 0 | 0 | 0 | 0 | 0 | 0 | 0 | 0 | 0 | 0 | 0 | 0 | 0 | 0 | 0 |  | 868 | 1482-21F | 0 | 0 | 0 | 0 | 0 | 0 | 0 | 0 | 0 | 0 | 0 | 0 | 0 | 0 | 0 | 0 | 0 | 0 | 0 | 0 | 0 | 0 | 0 | 0 | 0 | 0 | 0 | 0 | 0 | 0 | 0 | 0 | 0 | 0 | 0 | 0 | 0 | 0 | 0 | 0 | 0 | 0 | 0 | 0 | 0 | 0 | 0 | 5000000 | scaled
1482-27 | 0 | 0 | 0 | 0 | 0% | 0% | 0% | 0 | 0 | 0 | 0 | 0 | 0 | 0 | 0 | 1482 | 0 | 0 | 0 | 0 | 0 | 0 | 0 | 0 | 0 | 0 | 0 | 0 | 0 | 0 | 0 | 0 | 0 | 0 |  | 869 | 1482-27 | 0 | 0 | 0 | 0 | 0 | 0 | 0 | 0 | 0 | 0 | 0 | 0 | 0 | 0 | 0 | 0 | 0 | 0 | 0 | 0 | 0 | 0 | 0 | 0 | 0 | 0 | 0 | 0 | 0 | 0 | 0 | 0 | 0 | 0 | 0 | 0 | 0 | 0 | 0 | 0 | 0 | 0 | 0 | 0 | 0 | 0 | 0 | 5000000 | scaled
1482-28 | 5045.7268 | 2778.3299 | 0 | 2267.3969 | 55.06% | 0% | 44.94% | 1706.7432 | 2711.1525 | 0 | 1706.7432 | 0 | 0 | 2711.1525 | 0 | 1482 | 0.0090634 | 0.0054406 | 0.0033082 | 556714.5639 | 1.7061 | 2984.3018 | 2059.7189 | 188.2454 | 329269.5641 | 227256.7544 | 613716.0515 | 0 | 613716.0515 | 0 | 705693.2244 | 0 | 705693.2244 | 0 |  | 870 | 1482-28 | 5045.7268 | 3338.9835 | 2334.5743 | 2778.3299 | 1071.5867 | 67.1774 | 0 | 0 | 0 | 2267.3969 | 1.7061 | 1.7061 | 1.7061 | 0 | 0 | 0 | 0 | 0 | 0 | 1.7061 | 2059.7189 | 2059.7189 | 2059.7189 | 0 | 0 | 0 | 0 | 0 | 0 | 2059.7189 | 2984.3018 | 1277.5585 | 273.1493 | 2778.3299 | 1071.5867 | 67.1774 | 0 | 0 | 0 | 205.9719 | 0.0059002 | 0.0022774 | 0.000145 | 0 | 0 | 0 | 0.0031632 | 5000000 | scaled
1483-11 | 0 | 0 | 0 | 0 | 0% | 0% | 0% | 0 | 0 | 0 | 0 | 0 | 0 | 0 | 0 | 1483 | 0 | 0 | 0 | 0 | 0 | 0 | 0 | 0 | 0 | 0 | 0 | 0 | 0 | 0 | 0 | 0 | 0 | 0 |  | 871 | 1483-11 | 0 | 0 | 0 | 0 | 0 | 0 | 0 | 0 | 0 | 0 | 0 | 0 | 0 | 0 | 0 | 0 | 0 | 0 | 0 | 0 | 0 | 0 | 0 | 0 | 0 | 0 | 0 | 0 | 0 | 0 | 0 | 0 | 0 | 0 | 0 | 0 | 0 | 0 | 0 | 0 | 0 | 0 | 0 | 0 | 0 | 0 | 0 | 5000000 | scaled
1483-12 | 0 | 0 | 0 | 0 | 0% | 0% | 0% | 0 | 0 | 0 | 0 | 0 | 0 | 0 | 0 | 1483 | 0 | 0 | 0 | 0 | 0 | 0 | 0 | 0 | 0 | 0 | 0 | 0 | 0 | 0 | 0 | 0 | 0 | 0 |  | 872 | 1483-12 | 0 | 0 | 0 | 0 | 0 | 0 | 0 | 0 | 0 | 0 | 0 | 0 | 0 | 0 | 0 | 0 | 0 | 0 | 0 | 0 | 0 | 0 | 0 | 0 | 0 | 0 | 0 | 0 | 0 | 0 | 0 | 0 | 0 | 0 | 0 | 0 | 0 | 0 | 0 | 0 | 0 | 0 | 0 | 0 | 0 | 0 | 0 | 5000000 | scaled
1483-14 | 0 | 0 | 0 | 0 | 0% | 0% | 0% | 0 | 0 | 0 | 0 | 0 | 0 | 0 | 0 | 1483 | 0 | 0 | 0 | 0 | 0 | 0 | 0 | 0 | 0 | 0 | 0 | 0 | 0 | 0 | 0 | 0 | 0 | 0 |  | 873 | 1483-14 | 0 | 0 | 0 | 0 | 0 | 0 | 0 | 0 | 0 | 0 | 0 | 0 | 0 | 0 | 0 | 0 | 0 | 0 | 0 | 0 | 0 | 0 | 0 | 0 | 0 | 0 | 0 | 0 | 0 | 0 | 0 | 0 | 0 | 0 | 0 | 0 | 0 | 0 | 0 | 0 | 0 | 0 | 0 | 0 | 0 | 0 | 0 | 5000000 | scaled
1483-14F | 0 | 0 | 0 | 0 | 0% | 0% | 0% | 0 | 0 | 0 | 0 | 0 | 0 | 0 | 0 | 1483 | 0 | 0 | 0 | 0 | 0 | 0 | 0 | 0 | 0 | 0 | 0 | 0 | 0 | 0 | 0 | 0 | 0 | 0 |  | 874 | 1483-14F | 0 | 0 | 0 | 0 | 0 | 0 | 0 | 0 | 0 | 0 | 0 | 0 | 0 | 0 | 0 | 0 | 0 | 0 | 0 | 0 | 0 | 0 | 0 | 0 | 0 | 0 | 0 | 0 | 0 | 0 | 0 | 0 | 0 | 0 | 0 | 0 | 0 | 0 | 0 | 0 | 0 | 0 | 0 | 0 | 0 | 0 | 0 | 5000000 | scaled
1483-15 | 0 | 0 | 0 | 0 | 0% | 0% | 0% | 0 | 0 | 0 | 0 | 0 | 0 | 0 | 0 | 1483 | 0 | 0 | 0 | 0 | 0 | 0 | 0 | 0 | 0 | 0 | 0 | 0 | 0 | 0 | 0 | 0 | 0 | 0 |  | 875 | 1483-15 | 0 | 0 | 0 | 0 | 0 | 0 | 0 | 0 | 0 | 0 | 0 | 0 | 0 | 0 | 0 | 0 | 0 | 0 | 0 | 0 | 0 | 0 | 0 | 0 | 0 | 0 | 0 | 0 | 0 | 0 | 0 | 0 | 0 | 0 | 0 | 0 | 0 | 0 | 0 | 0 | 0 | 0 | 0 | 0 | 0 | 0 | 0 | 5000000 | scaled
1483-15F | 0 | 0 | 0 | 0 | 0% | 0% | 0% | 0 | 0 | 0 | 0 | 0 | 0 | 0 | 0 | 1483 | 0 | 0 | 0 | 0 | 0 | 0 | 0 | 0 | 0 | 0 | 0 | 0 | 0 | 0 | 0 | 0 | 0 | 0 |  | 876 | 1483-15F | 0 | 0 | 0 | 0 | 0 | 0 | 0 | 0 | 0 | 0 | 0 | 0 | 0 | 0 | 0 | 0 | 0 | 0 | 0 | 0 | 0 | 0 | 0 | 0 | 0 | 0 | 0 | 0 | 0 | 0 | 0 | 0 | 0 | 0 | 0 | 0 | 0 | 0 | 0 | 0 | 0 | 0 | 0 | 0 | 0 | 0 | 0 | 5000000 | scaled
1483-16 | 0 | 0 | 0 | 0 | 0% | 0% | 0% | 0 | 0 | 0 | 0 | 0 | 0 | 0 | 0 | 1483 | 0 | 0 | 0 | 0 | 0 | 0 | 0 | 0 | 0 | 0 | 0 | 0 | 0 | 0 | 0 | 0 | 0 | 0 |  | 877 | 1483-16 | 0 | 0 | 0 | 0 | 0 | 0 | 0 | 0 | 0 | 0 | 0 | 0 | 0 | 0 | 0 | 0 | 0 | 0 | 0 | 0 | 0 | 0 | 0 | 0 | 0 | 0 | 0 | 0 | 0 | 0 | 0 | 0 | 0 | 0 | 0 | 0 | 0 | 0 | 0 | 0 | 0 | 0 | 0 | 0 | 0 | 0 | 0 | 5000000 | scaled
1483-16F | 0 | 0 | 0 | 0 | 0% | 0% | 0% | 0 | 0 | 0 | 0 | 0 | 0 | 0 | 0 | 1483 | 0 | 0 | 0 | 0 | 0 | 0 | 0 | 0 | 0 | 0 | 0 | 0 | 0 | 0 | 0 | 0 | 0 | 0 |  | 878 | 1483-16F | 0 | 0 | 0 | 0 | 0 | 0 | 0 | 0 | 0 | 0 | 0 | 0 | 0 | 0 | 0 | 0 | 0 | 0 | 0 | 0 | 0 | 0 | 0 | 0 | 0 | 0 | 0 | 0 | 0 | 0 | 0 | 0 | 0 | 0 | 0 | 0 | 0 | 0 | 0 | 0 | 0 | 0 | 0 | 0 | 0 | 0 | 0 | 5000000 | scaled
1483-24AE | 0 | 0 | 0 | 0 | 0% | 0% | 0% | 0 | 0 | 0 | 0 | 0 | 0 | 0 | 0 | 1483 | 0 | 0 | 0 | 0 | 0 | 0 | 0 | 0 | 0 | 0 | 0 | 0 | 0 | 0 | 0 | 0 | 0 | 0 |  | 879 | 1483-24AE | 0 | 0 | 0 | 0 | 0 | 0 | 0 | 0 | 0 | 0 | 0 | 0 | 0 | 0 | 0 | 0 | 0 | 0 | 0 | 0 | 0 | 0 | 0 | 0 | 0 | 0 | 0 | 0 | 0 | 0 | 0 | 0 | 0 | 0 | 0 | 0 | 0 | 0 | 0 | 0 | 0 | 0 | 0 | 0 | 0 | 0 | 0 | 5000000 | scaled
1483-25 | 0 | 0 | 0 | 0 | 0% | 0% | 0% | 0 | 0 | 0 | 0 | 0 | 0 | 0 | 0 | 1483 | 0 | 0 | 0 | 0 | 0 | 0 | 0 | 0 | 0 | 0 | 0 | 0 | 0 | 0 | 0 | 0 | 0 | 0 |  | 880 | 1483-25 | 0 | 0 | 0 | 0 | 0 | 0 | 0 | 0 | 0 | 0 | 0 | 0 | 0 | 0 | 0 | 0 | 0 | 0 | 0 | 0 | 0 | 0 | 0 | 0 | 0 | 0 | 0 | 0 | 0 | 0 | 0 | 0 | 0 | 0 | 0 | 0 | 0 | 0 | 0 | 0 | 0 | 0 | 0 | 0 | 0 | 0 | 0 | 5000000 | scaled
1483-304 | 0 | 0 | 0 | 0 | 0% | 0% | 0% | 0 | 0 | 0 | 0 | 0 | 0 | 0 | 0 | 1483 | 0 | 0 | 0 | 0 | 0 | 0 | 0 | 0 | 0 | 0 | 0 | 0 | 0 | 0 | 0 | 0 | 0 | 0 |  | 881 | 1483-304 | 0 | 0 | 0 | 0 | 0 | 0 | 0 | 0 | 0 | 0 | 0 | 0 | 0 | 0 | 0 | 0 | 0 | 0 | 0 | 0 | 0 | 0 | 0 | 0 | 0 | 0 | 0 | 0 | 0 | 0 | 0 | 0 | 0 | 0 | 0 | 0 | 0 | 0 | 0 | 0 | 0 | 0 | 0 | 0 | 0 | 0 | 0 | 5000000 | scaled
1483-305F | 0 | 0 | 0 | 0 | 0% | 0% | 0% | 0 | 0 | 0 | 0 | 0 | 0 | 0 | 0 | 1483 | 0 | 0 | 0 | 0 | 0 | 0 | 0 | 0 | 0 | 0 | 0 | 0 | 0 | 0 | 0 | 0 | 0 | 0 |  | 882 | 1483-305F | 0 | 0 | 0 | 0 | 0 | 0 | 0 | 0 | 0 | 0 | 0 | 0 | 0 | 0 | 0 | 0 | 0 | 0 | 0 | 0 | 0 | 0 | 0 | 0 | 0 | 0 | 0 | 0 | 0 | 0 | 0 | 0 | 0 | 0 | 0 | 0 | 0 | 0 | 0 | 0 | 0 | 0 | 0 | 0 | 0 | 0 | 0 | 5000000 | scaled
1483-306F | 0 | 0 | 0 | 0 | 0% | 0% | 0% | 0 | 0 | 0 | 0 | 0 | 0 | 0 | 0 | 1483 | 0 | 0 | 0 | 0 | 0 | 0 | 0 | 0 | 0 | 0 | 0 | 0 | 0 | 0 | 0 | 0 | 0 | 0 |  | 883 | 1483-306F | 0 | 0 | 0 | 0 | 0 | 0 | 0 | 0 | 0 | 0 | 0 | 0 | 0 | 0 | 0 | 0 | 0 | 0 | 0 | 0 | 0 | 0 | 0 | 0 | 0 | 0 | 0 | 0 | 0 | 0 | 0 | 0 | 0 | 0 | 0 | 0 | 0 | 0 | 0 | 0 | 0 | 0 | 0 | 0 | 0 | 0 | 0 | 5000000 | scaled
1483-307F | 0 | 0 | 0 | 0 | 0% | 0% | 0% | 0 | 0 | 0 | 0 | 0 | 0 | 0 | 0 | 1483 | 0 | 0 | 0 | 0 | 0 | 0 | 0 | 0 | 0 | 0 | 0 | 0 | 0 | 0 | 0 | 0 | 0 | 0 |  | 884 | 1483-307F | 0 | 0 | 0 | 0 | 0 | 0 | 0 | 0 | 0 | 0 | 0 | 0 | 0 | 0 | 0 | 0 | 0 | 0 | 0 | 0 | 0 | 0 | 0 | 0 | 0 | 0 | 0 | 0 | 0 | 0 | 0 | 0 | 0 | 0 | 0 | 0 | 0 | 0 | 0 | 0 | 0 | 0 | 0 | 0 | 0 | 0 | 0 | 5000000 | scaled
1483-38 | 0 | 0 | 0 | 0 | 0% | 0% | 0% | 0 | 0 | 0 | 0 | 0 | 0 | 0 | 0 | 1483 | 0 | 0 | 0 | 0 | 0 | 0 | 0 | 0 | 0 | 0 | 0 | 0 | 0 | 0 | 0 | 0 | 0 | 0 |  | 885 | 1483-38 | 0 | 0 | 0 | 0 | 0 | 0 | 0 | 0 | 0 | 0 | 0 | 0 | 0 | 0 | 0 | 0 | 0 | 0 | 0 | 0 | 0 | 0 | 0 | 0 | 0 | 0 | 0 | 0 | 0 | 0 | 0 | 0 | 0 | 0 | 0 | 0 | 0 | 0 | 0 | 0 | 0 | 0 | 0 | 0 | 0 | 0 | 0 | 5000000 | scaled
1483-39 | 1246.9688 | 434.5696 | 0 | 812.3992 | 34.85% | 0% | 65.15% | 272.015 | 426.2145 | 3.771 | 248.8742 | 19.3699 | 5.0322 | 395.3261 | 25.8562 | 1483 | 0.0033188 | 0.001981 | 0.0011942 | 375728.8079 | 5.6975 | 477.1481 | 764.1231 | 1716.7399 | 143771.2772 | 230240.7908 | 492152.3145 | 6822.8256 | 450283.8988 | 35045.5901 | 687283.7534 | 8114.6015 | 637475.2317 | 41693.9202 |  | 886 | 1483-39 | 1246.9688 | 974.9537 | 820.7543 | 434.5696 | 162.5546 | 8.3551 | 0 | 0 | 0 | 812.3992 | 5.6975 | 1.9265 | 0.6653 | 26.1342 | 1.3152 | 0.053995 | 0 | 0 | 0 | 0.6113 | 764.1231 | 744.7533 | 738.2669 | 26.1342 | 6.7643 | 0.27795 | 0 | 0 | 0 | 737.989 | 477.1481 | 228.274 | 81.822 | 403.3492 | 154.4751 | 8.0231 | 0 | 0 | 0 | 73.7989 | 0.0021682 | 0.0008304 | 4.36e-05 | 0 | 0 | 0 | 0.0011506 | 5000000 | scaled
1483-40 | 314.4327 | 70.3452 | 0 | 244.0874 | 22.37% | 0% | 77.63% | 43.3997 | 68.9268 | 0 | 43.3997 | 0 | 0 | 68.9268 | 0 | 1483 | 0.001097 | 0.0006298 | 0.0003548 | 286629.5891 | 0.18367 | 92.5183 | 221.7307 | 167.4275 | 84337.5517 | 202124.6099 | 430347.6584 | 0 | 430347.6584 | 0 | 691955.6742 | 0 | 691955.6742 | 0 |  | 887 | 1483-40 | 314.4327 | 271.033 | 245.5059 | 70.3452 | 26.9455 | 1.4184 | 0 | 0 | 0 | 244.0874 | 0.18367 | 0.18367 | 0.18367 | 0 | 0 | 0 | 0 | 0 | 0 | 0.18367 | 221.7307 | 221.7307 | 221.7307 | 0 | 0 | 0 | 0 | 0 | 0 | 221.7307 | 92.5183 | 49.1186 | 23.5915 | 70.3452 | 26.9455 | 1.4184 | 0 | 0 | 0 | 22.1731 | 0.0007574 | 0.0002902 | 1.52e-05 | 0 | 0 | 0 | 0.0003396 | 5000000 | scaled
1483-41 | 0 | 0 | 0 | 0 | 0% | 0% | 0% | 0 | 0 | 0 | 0 | 0 | 0 | 0 | 0 | 1483 | 0 | 0 | 0 | 0 | 0 | 0 | 0 | 0 | 0 | 0 | 0 | 0 | 0 | 0 | 0 | 0 | 0 | 0 |  | 888 | 1483-41 | 0 | 0 | 0 | 0 | 0 | 0 | 0 | 0 | 0 | 0 | 0 | 0 | 0 | 0 | 0 | 0 | 0 | 0 | 0 | 0 | 0 | 0 | 0 | 0 | 0 | 0 | 0 | 0 | 0 | 0 | 0 | 0 | 0 | 0 | 0 | 0 | 0 | 0 | 0 | 0 | 0 | 0 | 0 | 0 | 0 | 0 | 0 | 5000000 | scaled
1483-42 | 0 | 0 | 0 | 0 | 0% | 0% | 0% | 0 | 0 | 0 | 0 | 0 | 0 | 0 | 0 | 1483 | 0 | 0 | 0 | 0 | 0 | 0 | 0 | 0 | 0 | 0 | 0 | 0 | 0 | 0 | 0 | 0 | 0 | 0 |  | 889 | 1483-42 | 0 | 0 | 0 | 0 | 0 | 0 | 0 | 0 | 0 | 0 | 0 | 0 | 0 | 0 | 0 | 0 | 0 | 0 | 0 | 0 | 0 | 0 | 0 | 0 | 0 | 0 | 0 | 0 | 0 | 0 | 0 | 0 | 0 | 0 | 0 | 0 | 0 | 0 | 0 | 0 | 0 | 0 | 0 | 0 | 0 | 0 | 0 | 5000000 | scaled
1483-43 | 0 | 0 | 0 | 0 | 0% | 0% | 0% | 0 | 0 | 0 | 0 | 0 | 0 | 0 | 0 | 1483 | 0 | 0 | 0 | 0 | 0 | 0 | 0 | 0 | 0 | 0 | 0 | 0 | 0 | 0 | 0 | 0 | 0 | 0 |  | 890 | 1483-43 | 0 | 0 | 0 | 0 | 0 | 0 | 0 | 0 | 0 | 0 | 0 | 0 | 0 | 0 | 0 | 0 | 0 | 0 | 0 | 0 | 0 | 0 | 0 | 0 | 0 | 0 | 0 | 0 | 0 | 0 | 0 | 0 | 0 | 0 | 0 | 0 | 0 | 0 | 0 | 0 | 0 | 0 | 0 | 0 | 0 | 0 | 0 | 5000000 | scaled
149-129R | 5359.5889 | 4904.8402 | 125.3807 | 329.368 | 91.52% | 2.339% | 6.145% | 3438.2331 | 4919.9585 | 551.3647 | 45.4124 | 2841.4561 | 782.3907 | 94.7613 | 4042.8065 | 149 | 0.007042 | 0.0041556 | 0.0010616 | 761089.0199 | 799.1866 | 131.3829 | 4429.0194 | 113488.5786 | 18657.0448 | 628943.3965 | 462353.3888 | 74144.2789 | 6106.795 | 382102.3149 | 414120.5972 | 65855.0453 | 7976.2048 | 340289.3472 |  | 891 | 149-129R | 5359.5889 | 1921.3557 | 439.6304 | 4904.8402 | 1522.646 | 101.8813 | 125.3807 | 69.3417 | 8.3811 | 329.368 | 799.1866 | 247.8219 | 16.7959 | 4103.9301 | 247.5285 | 16.5426 | 0.082344 | 0.045541 | 0.0055043 | 0.24784 | 4429.0194 | 1587.5633 | 386.2129 | 4103.9301 | 1274.0452 | 85.2821 | 25.8892 | 14.318 | 1.7306 | 299.2002 | 131.3829 | 85.9705 | 36.6216 | 2.0537 | 1.0723 | 0.056573 | 99.4091 | 54.9782 | 6.645 | 29.92 | 0.0006254 | 0.000312 | 1.62e-05 | 0.005968 | 0.003395 | 0.0005968 | 0.0004486 | 5000000 | scaled
149-154R | 62.5895 | 0 | 62.5895 | 0 | 0% | 100% | 0% | 9.9337 | 20.7567 | 0.006524 | 7.876 | 2.0512 | 0.013632 | 16.4571 | 4.2859 | 149 | 0.0059584 | 0.0059584 | 0.0059584 | 10504.4133 | 0.041106 | 49.6246 | 12.9238 | 6.8988 | 8328.5145 | 2169 | 8837.242 | 5.8039 | 7006.6834 | 1824.7547 | 7020.8069 | 4.6109 | 5566.5071 | 1449.6888 |  | 892 | 149-154R | 62.5895 | 52.6558 | 41.8328 | 0 | 0 | 0 | 62.5895 | 52.6558 | 41.8328 | 0 | 0.041106 | 0.034582 | 0.027474 | 0 | 0 | 0 | 0.041106 | 0.034582 | 0.027474 | 0 | 12.9238 | 10.8726 | 8.6378 | 0 | 0 | 0 | 12.9238 | 10.8726 | 8.6378 | 0 | 49.6246 | 41.7486 | 33.1675 | 0 | 0 | 0 | 49.6246 | 41.7486 | 33.1675 | 0 | 0 | 0 | 0 | 0.0059584 | 0.0059584 | 0.0059584 | 0 | 5000000 | scaled
150-1031 | 0 | 0 | 0 | 0 | 0% | 0% | 0% | 0 | 0 | 0 | 0 | 0 | 0 | 0 | 0 | 150 | 0 | 0 | 0 | 0 | 0 | 0 | 0 | 0 | 0 | 0 | 0 | 0 | 0 | 0 | 0 | 0 | 0 | 0 |  | 893 | 150-1031 | 0 | 0 | 0 | 0 | 0 | 0 | 0 | 0 | 0 | 0 | 0 | 0 | 0 | 0 | 0 | 0 | 0 | 0 | 0 | 0 | 0 | 0 | 0 | 0 | 0 | 0 | 0 | 0 | 0 | 0 | 0 | 0 | 0 | 0 | 0 | 0 | 0 | 0 | 0 | 0 | 0 | 0 | 0 | 0 | 0 | 0 | 0 | 5000000 | scaled
150-1032F | 0 | 0 | 0 | 0 | 0% | 0% | 0% | 0 | 0 | 0 | 0 | 0 | 0 | 0 | 0 | 150 | 0 | 0 | 0 | 0 | 0 | 0 | 0 | 0 | 0 | 0 | 0 | 0 | 0 | 0 | 0 | 0 | 0 | 0 |  | 894 | 150-1032F | 0 | 0 | 0 | 0 | 0 | 0 | 0 | 0 | 0 | 0 | 0 | 0 | 0 | 0 | 0 | 0 | 0 | 0 | 0 | 0 | 0 | 0 | 0 | 0 | 0 | 0 | 0 | 0 | 0 | 0 | 0 | 0 | 0 | 0 | 0 | 0 | 0 | 0 | 0 | 0 | 0 | 0 | 0 | 0 | 0 | 0 | 0 | 5000000 | scaled
150-1034F | 0 | 0 | 0 | 0 | 0% | 0% | 0% | 0 | 0 | 0 | 0 | 0 | 0 | 0 | 0 | 150 | 0 | 0 | 0 | 0 | 0 | 0 | 0 | 0 | 0 | 0 | 0 | 0 | 0 | 0 | 0 | 0 | 0 | 0 |  | 895 | 150-1034F | 0 | 0 | 0 | 0 | 0 | 0 | 0 | 0 | 0 | 0 | 0 | 0 | 0 | 0 | 0 | 0 | 0 | 0 | 0 | 0 | 0 | 0 | 0 | 0 | 0 | 0 | 0 | 0 | 0 | 0 | 0 | 0 | 0 | 0 | 0 | 0 | 0 | 0 | 0 | 0 | 0 | 0 | 0 | 0 | 0 | 0 | 0 | 5000000 | scaled
150-434AE | 24532.3728 | 23680.0442 | 0 | 852.3286 | 96.53% | 0% | 3.474% | 10558.6827 | 22248.7595 | 2113.59 | 10.219 | 8434.8738 | 4455.5163 | 16.7473 | 17776.4959 | 150 | 0.0042426 | 0.0025086 | 0.001257 | 5782391.178 | 4744.2192 | 94.5423 | 19693.6113 | 1118233.9146 | 22284.0403 | 4641873.2231 | 5570314.1497 | 1115040.6281 | 5391.0911 | 4449882.4305 | 1816717.0082 | 363814.0894 | 1367.4998 | 1451535.4189 |  | 896 | 150-434AE | 24532.3728 | 13973.6901 | 2283.6133 | 23680.0442 | 13121.3614 | 1431.2846 | 0 | 0 | 0 | 852.3286 | 4744.2192 | 2630.6292 | 288.7029 | 18919.3502 | 2629.9879 | 288.0616 | 0 | 0 | 0 | 0.64135 | 19693.6113 | 11258.7376 | 1917.1154 | 18919.3502 | 10484.4764 | 1142.8542 | 0 | 0 | 0 | 774.2612 | 94.5423 | 84.3233 | 77.7949 | 17.1162 | 6.8972 | 0.36881 | 0 | 0 | 0 | 77.4261 | 0.0030544 | 0.0013204 | 6.88e-05 | 0 | 0 | 0 | 0.0011882 | 5000000 | scaled
150-435 | 0 | 0 | 0 | 0 | 0% | 0% | 0% | 0 | 0 | 0 | 0 | 0 | 0 | 0 | 0 | 150 | 0 | 0 | 0 | 0 | 0 | 0 | 0 | 0 | 0 | 0 | 0 | 0 | 0 | 0 | 0 | 0 | 0 | 0 |  | 897 | 150-435 | 0 | 0 | 0 | 0 | 0 | 0 | 0 | 0 | 0 | 0 | 0 | 0 | 0 | 0 | 0 | 0 | 0 | 0 | 0 | 0 | 0 | 0 | 0 | 0 | 0 | 0 | 0 | 0 | 0 | 0 | 0 | 0 | 0 | 0 | 0 | 0 | 0 | 0 | 0 | 0 | 0 | 0 | 0 | 0 | 0 | 0 | 0 | 5000000 | scaled
150-506 | 17137.6555 | 16567.1918 | 0 | 570.4638 | 96.67% | 0% | 3.329% | 9144.47 | 16277.0996 | 1484.5608 | 0.059617 | 7659.8496 | 2643.7378 | 0.17741 | 13633.1845 | 150 | 0.0026668 | 0.001535 | 0.0008256 | 6426299.5134 | 2691.0848 | 52.005 | 14394.5657 | 1009106.3467 | 19500.907 | 5397692.2597 | 5207286.9977 | 845378.0257 | 33.9488 | 4361875.0232 | 1042340.0002 | 169297.5832 | 11.3606 | 873031.0564 |  | 898 | 150-506 | 17137.6555 | 7993.1855 | 860.5559 | 16567.1918 | 7422.7218 | 290.0921 | 0 | 0 | 0 | 570.4638 | 2691.0848 | 1206.524 | 47.347 | 13876.3525 | 1206.0948 | 46.9178 | 0 | 0 | 0 | 0.42926 | 14394.5657 | 6734.7161 | 761.3813 | 13876.3525 | 6216.5029 | 243.1681 | 0 | 0 | 0 | 518.2132 | 52.005 | 51.9454 | 51.8276 | 0.1837 | 0.12408 | 0.0062927 | 0 | 0 | 0 | 51.8213 | 0.0018804 | 0.0007486 | 3.92e-05 | 0 | 0 | 0 | 0.0007864 | 5000000 | scaled
151-1042 | 0 | 0 | 0 | 0 | 0% | 0% | 0% | 0 | 0 | 0 | 0 | 0 | 0 | 0 | 0 | 151 | 0 | 0 | 0 | 0 | 0 | 0 | 0 | 0 | 0 | 0 | 0 | 0 | 0 | 0 | 0 | 0 | 0 | 0 |  | 899 | 151-1042 | 0 | 0 | 0 | 0 | 0 | 0 | 0 | 0 | 0 | 0 | 0 | 0 | 0 | 0 | 0 | 0 | 0 | 0 | 0 | 0 | 0 | 0 | 0 | 0 | 0 | 0 | 0 | 0 | 0 | 0 | 0 | 0 | 0 | 0 | 0 | 0 | 0 | 0 | 0 | 0 | 0 | 0 | 0 | 0 | 0 | 0 | 0 | 5000000 | scaled
151-1043F | 0 | 0 | 0 | 0 | 0% | 0% | 0% | 0 | 0 | 0 | 0 | 0 | 0 | 0 | 0 | 151 | 0 | 0 | 0 | 0 | 0 | 0 | 0 | 0 | 0 | 0 | 0 | 0 | 0 | 0 | 0 | 0 | 0 | 0 |  | 900 | 151-1043F | 0 | 0 | 0 | 0 | 0 | 0 | 0 | 0 | 0 | 0 | 0 | 0 | 0 | 0 | 0 | 0 | 0 | 0 | 0 | 0 | 0 | 0 | 0 | 0 | 0 | 0 | 0 | 0 | 0 | 0 | 0 | 0 | 0 | 0 | 0 | 0 | 0 | 0 | 0 | 0 | 0 | 0 | 0 | 0 | 0 | 0 | 0 | 5000000 | scaled
151-1044F | 907.5777 | 92.5956 | 0 | 814.9821 | 10.2% | 0% | 89.8% | 57.881 | 90.7996 | 0.33737 | 55.8288 | 1.7148 | 0.34565 | 88.6968 | 1.7571 | 151 | 0.0041016 | 0.0022726 | 0.0011962 | 221274.0693 | 0.9589 | 164.5264 | 742.0925 | 233.7862 | 40112.7274 | 180927.5557 | 373887.5155 | 2179.2925 | 360631.4842 | 11076.7388 | 682810.6857 | 2599.2768 | 666998.0436 | 13213.3653 |  | 901 | 151-1044F | 907.5777 | 849.6968 | 816.7781 | 92.5956 | 34.7146 | 1.796 | 0 | 0 | 0 | 814.9821 | 0.9589 | 0.62152 | 0.61325 | 1.7571 | 0.0082767 | 0 | 0 | 0 | 0 | 0.61325 | 742.0925 | 740.3777 | 740.3354 | 1.7571 | 0.042329 | 0 | 0 | 0 | 0 | 740.3354 | 164.5264 | 108.6976 | 75.8295 | 90.4928 | 34.664 | 1.796 | 0 | 0 | 0 | 74.0335 | 0.0029646 | 0.0011356 | 5.92e-05 | 0 | 0 | 0 | 0.001137 | 5000000 | scaled
151-97 | 93.7753 | 22.4855 | 0 | 71.2898 | 23.98% | 0% | 76.02% | 13.8716 | 22.0387 | 0 | 13.8716 | 0 | 0 | 22.0387 | 0 | 151 | 0.0004212 | 0.0002212 | 0.0001034 | 222638.4452 | 0.053643 | 28.9615 | 64.7601 | 127.3582 | 68759.5517 | 153751.5352 | 361228.3432 | 0 | 361228.3432 | 0 | 693777.3996 | 0 | 693777.3996 | 0 |  | 902 | 151-97 | 93.7753 | 79.9037 | 71.7366 | 22.4855 | 8.6139 | 0.44678 | 0 | 0 | 0 | 71.2898 | 0.053643 | 0.053643 | 0.053643 | 0 | 0 | 0 | 0 | 0 | 0 | 0.053643 | 64.7601 | 64.7601 | 64.7601 | 0 | 0 | 0 | 0 | 0 | 0 | 64.7601 | 28.9615 | 15.0899 | 6.9228 | 22.4855 | 8.6139 | 0.44678 | 0 | 0 | 0 | 6.476 | 0.0003242 | 0.0001242 | 6.4e-06 | 0 | 0 | 0 | 9.7e-05 | 5000000 | scaled
152-1710 | 0 | 0 | 0 | 0 | 0% | 0% | 0% | 0 | 0 | 0 | 0 | 0 | 0 | 0 | 0 | 152 | 0 | 0 | 0 | 0 | 0 | 0 | 0 | 0 | 0 | 0 | 0 | 0 | 0 | 0 | 0 | 0 | 0 | 0 |  | 903 | 152-1710 | 0 | 0 | 0 | 0 | 0 | 0 | 0 | 0 | 0 | 0 | 0 | 0 | 0 | 0 | 0 | 0 | 0 | 0 | 0 | 0 | 0 | 0 | 0 | 0 | 0 | 0 | 0 | 0 | 0 | 0 | 0 | 0 | 0 | 0 | 0 | 0 | 0 | 0 | 0 | 0 | 0 | 0 | 0 | 0 | 0 | 0 | 0 | 5000000 | scaled
152-1711F | 0 | 0 | 0 | 0 | 0% | 0% | 0% | 0 | 0 | 0 | 0 | 0 | 0 | 0 | 0 | 152 | 0 | 0 | 0 | 0 | 0 | 0 | 0 | 0 | 0 | 0 | 0 | 0 | 0 | 0 | 0 | 0 | 0 | 0 |  | 904 | 152-1711F | 0 | 0 | 0 | 0 | 0 | 0 | 0 | 0 | 0 | 0 | 0 | 0 | 0 | 0 | 0 | 0 | 0 | 0 | 0 | 0 | 0 | 0 | 0 | 0 | 0 | 0 | 0 | 0 | 0 | 0 | 0 | 0 | 0 | 0 | 0 | 0 | 0 | 0 | 0 | 0 | 0 | 0 | 0 | 0 | 0 | 0 | 0 | 5000000 | scaled
152-1713F | 9672.7599 | 6681.3015 | 0 | 2991.4584 | 69.07% | 0% | 30.93% | 4563.9139 | 6638.2683 | 1173.2628 | 492.1881 | 2898.463 | 1688.1623 | 781.5142 | 4168.5918 | 152 | 0.013625 | 0.0078312 | 0.0044236 | 709948.1728 | 1698.1783 | 1069.3206 | 6905.261 | 124640.5996 | 78484.55 | 506823.0232 | 652370.7711 | 167707.4502 | 70353.8981 | 414309.4227 | 685977.8325 | 174449.399 | 80759.2284 | 430769.2051 |  | 905 | 152-1713F | 9672.7599 | 5108.846 | 3034.4915 | 6681.3015 | 2117.3876 | 43.0332 | 0 | 0 | 0 | 2991.4584 | 1698.1783 | 524.9155 | 10.016 | 4187.7997 | 522.6645 | 7.765 | 0 | 0 | 0 | 2.251 | 6905.261 | 4006.798 | 2736.6692 | 4187.7997 | 1289.3367 | 19.2079 | 0 | 0 | 0 | 2717.4613 | 1069.3206 | 577.1325 | 287.8064 | 797.5745 | 305.3864 | 16.0603 | 0 | 0 | 0 | 271.7461 | 0.0093892 | 0.0035958 | 0.0001882 | 0 | 0 | 0 | 0.0042354 | 5000000 | scaled
152-1714 | 0 | 0 | 0 | 0 | 0% | 0% | 0% | 0 | 0 | 0 | 0 | 0 | 0 | 0 | 0 | 152 | 0 | 0 | 0 | 0 | 0 | 0 | 0 | 0 | 0 | 0 | 0 | 0 | 0 | 0 | 0 | 0 | 0 | 0 |  | 906 | 152-1714 | 0 | 0 | 0 | 0 | 0 | 0 | 0 | 0 | 0 | 0 | 0 | 0 | 0 | 0 | 0 | 0 | 0 | 0 | 0 | 0 | 0 | 0 | 0 | 0 | 0 | 0 | 0 | 0 | 0 | 0 | 0 | 0 | 0 | 0 | 0 | 0 | 0 | 0 | 0 | 0 | 0 | 0 | 0 | 0 | 0 | 0 | 0 | 5000000 | scaled
152-1715F | 0 | 0 | 0 | 0 | 0% | 0% | 0% | 0 | 0 | 0 | 0 | 0 | 0 | 0 | 0 | 152 | 0 | 0 | 0 | 0 | 0 | 0 | 0 | 0 | 0 | 0 | 0 | 0 | 0 | 0 | 0 | 0 | 0 | 0 |  | 907 | 152-1715F | 0 | 0 | 0 | 0 | 0 | 0 | 0 | 0 | 0 | 0 | 0 | 0 | 0 | 0 | 0 | 0 | 0 | 0 | 0 | 0 | 0 | 0 | 0 | 0 | 0 | 0 | 0 | 0 | 0 | 0 | 0 | 0 | 0 | 0 | 0 | 0 | 0 | 0 | 0 | 0 | 0 | 0 | 0 | 0 | 0 | 0 | 0 | 5000000 | scaled
152-1716F | 4298.9201 | 3519.9009 | 0 | 779.0191 | 81.88% | 0% | 18.12% | 1862.8716 | 3442.2482 | 437.967 | 68.6473 | 1356.2574 | 814.1585 | 109.0357 | 2519.0539 | 152 | 0.0035886 | 0.0020316 | 0.0011156 | 1197937.9318 | 833.1425 | 182.0178 | 3283.7598 | 232163.6494 | 50721.126 | 915053.1565 | 1199078.7672 | 281907.194 | 44186.3396 | 872985.2336 | 767902.3723 | 181623.8236 | 24323.8687 | 561954.68 |  | 908 | 152-1716F | 4298.9201 | 2436.0484 | 856.6719 | 3519.9009 | 1657.0293 | 77.6528 | 0 | 0 | 0 | 779.0191 | 833.1425 | 395.1755 | 18.9839 | 2576.0934 | 394.5893 | 18.3977 | 0 | 0 | 0 | 0.58619 | 3283.7598 | 1927.5024 | 764.7058 | 2576.0934 | 1219.8361 | 57.0395 | 0 | 0 | 0 | 707.6663 | 182.0178 | 113.3706 | 72.9821 | 111.2512 | 42.6039 | 2.2155 | 0 | 0 | 0 | 70.7666 | 0.0025234 | 0.0009664 | 5.04e-05 | 0 | 0 | 0 | 0.0010652 | 5000000 | scaled
152-512AE | 0 | 0 | 0 | 0 | 0% | 0% | 0% | 0 | 0 | 0 | 0 | 0 | 0 | 0 | 0 | 152 | 0 | 0 | 0 | 0 | 0 | 0 | 0 | 0 | 0 | 0 | 0 | 0 | 0 | 0 | 0 | 0 | 0 | 0 |  | 909 | 152-512AE | 0 | 0 | 0 | 0 | 0 | 0 | 0 | 0 | 0 | 0 | 0 | 0 | 0 | 0 | 0 | 0 | 0 | 0 | 0 | 0 | 0 | 0 | 0 | 0 | 0 | 0 | 0 | 0 | 0 | 0 | 0 | 0 | 0 | 0 | 0 | 0 | 0 | 0 | 0 | 0 | 0 | 0 | 0 | 0 | 0 | 0 | 0 | 5000000 | scaled
152-513AE | 12034.4749 | 8338.8008 | 0 | 3695.6741 | 69.29% | 0% | 30.71% | 5199.0161 | 8177.8932 | 171.5093 | 4149.8647 | 877.6421 | 259.7989 | 6588.2583 | 1329.836 | 152 | 0.019541 | 0.01068 | 0.0054674 | 615851.3758 | 266.8298 | 7058.8699 | 4708.7752 | 13654.7286 | 361230.1162 | 240966.531 | 640024.2283 | 21113.6271 | 510868.5777 | 108042.0235 | 705377.6462 | 22408.7433 | 568264.9567 | 114703.9462 |  | 910 | 152-513AE | 12034.4749 | 6835.4588 | 3856.5817 | 8338.8008 | 3139.7846 | 160.9076 | 0 | 0 | 0 | 3695.6741 | 266.8298 | 95.3205 | 7.0309 | 1351.5995 | 92.5396 | 4.25 | 0 | 0 | 0 | 2.7809 | 4708.7752 | 3831.133 | 3378.9391 | 1351.5995 | 473.9574 | 21.7635 | 0 | 0 | 0 | 3357.1757 | 7058.8699 | 2909.0052 | 470.6117 | 6723.1524 | 2573.2876 | 134.8941 | 0 | 0 | 0 | 335.7176 | 0.014362 | 0.0055004 | 0.0002878 | 0 | 0 | 0 | 0.0051796 | 5000000 | scaled
152-516 | 0 | 0 | 0 | 0 | 0% | 0% | 0% | 0 | 0 | 0 | 0 | 0 | 0 | 0 | 0 | 152 | 0 | 0 | 0 | 0 | 0 | 0 | 0 | 0 | 0 | 0 | 0 | 0 | 0 | 0 | 0 | 0 | 0 | 0 |  | 911 | 152-516 | 0 | 0 | 0 | 0 | 0 | 0 | 0 | 0 | 0 | 0 | 0 | 0 | 0 | 0 | 0 | 0 | 0 | 0 | 0 | 0 | 0 | 0 | 0 | 0 | 0 | 0 | 0 | 0 | 0 | 0 | 0 | 0 | 0 | 0 | 0 | 0 | 0 | 0 | 0 | 0 | 0 | 0 | 0 | 0 | 0 | 0 | 0 | 5000000 | scaled
1525-23R | 8267.974 | 7400.2431 | 574.352 | 293.379 | 89.5% | 6.947% | 3.548% | 3569.3194 | 5524.8303 | 577.6308 | 202.3789 | 2789.3097 | 861.3246 | 422.2033 | 4241.3025 | 1525 | 0.032823 | 0.018928 | 0.0035246 | 251898.8137 | 1285.5428 | 483.1003 | 6499.3309 | 39166.3916 | 14718.5276 | 198013.8945 | 248243.5469 | 40173.7972 | 14075.3045 | 193994.4452 | 778285.1102 | 121335.146 | 59475.9452 | 597474.019 |  | 912 | 1525-23R | 8267.974 | 4698.6546 | 2743.1437 | 7400.2431 | 4086.2747 | 2406.3209 | 574.352 | 319.0009 | 43.4439 | 293.379 | 1285.5428 | 707.912 | 424.2182 | 6115.6902 | 703.5528 | 423.4339 | 7.4512 | 4.1385 | 0.56361 | 0.22076 | 6499.3309 | 3710.0211 | 2258.0284 | 6115.6902 | 3378.4567 | 1982.661 | 117.1332 | 65.057 | 8.8599 | 266.5075 | 483.1003 | 280.7214 | 60.8971 | 6.6821 | 4.2652 | 0.22603 | 449.7675 | 249.8055 | 34.0203 | 26.6507 | 0.001793 | 0.0011448 | 5.96e-05 | 0.030627 | 0.017381 | 0.0030628 | 0.0004022 | 5000000 | scaled
153-1119R | 8011.5612 | 6044.4057 | 0 | 1967.1555 | 75.45% | 0% | 24.55% | 3659.208 | 5918.5978 | 0 | 3659.208 | 0 | 0 | 5918.5978 | 0 | 153 | 0.0073252 | 0.0046162 | 0.0029156 | 1093698.6307 | 1.4802 | 6223.1035 | 1786.9775 | 202.0725 | 849547.2418 | 243949.3164 | 942843.2959 | 0 | 942843.2959 | 0 | 717849.9987 | 0 | 717849.9987 | 0 |  | 913 | 153-1119R | 8011.5612 | 4352.3532 | 2092.9635 | 6044.4057 | 2385.1977 | 125.8079 | 0 | 0 | 0 | 1967.1555 | 1.4802 | 1.4802 | 1.4802 | 0 | 0 | 0 | 0 | 0 | 0 | 1.4802 | 1786.9775 | 1786.9775 | 1786.9775 | 0 | 0 | 0 | 0 | 0 | 0 | 1786.9775 | 6223.1035 | 2563.8955 | 304.5057 | 6044.4057 | 2385.1977 | 125.8079 | 0 | 0 | 0 | 178.6978 | 0.0045034 | 0.0017944 | 9.38e-05 | 0 | 0 | 0 | 0.0028218 | 5000000 | scaled
153-580 | 0 | 0 | 0 | 0 | 0% | 0% | 0% | 0 | 0 | 0 | 0 | 0 | 0 | 0 | 0 | 153 | 0 | 0 | 0 | 0 | 0 | 0 | 0 | 0 | 0 | 0 | 0 | 0 | 0 | 0 | 0 | 0 | 0 | 0 |  | 914 | 153-580 | 0 | 0 | 0 | 0 | 0 | 0 | 0 | 0 | 0 | 0 | 0 | 0 | 0 | 0 | 0 | 0 | 0 | 0 | 0 | 0 | 0 | 0 | 0 | 0 | 0 | 0 | 0 | 0 | 0 | 0 | 0 | 0 | 0 | 0 | 0 | 0 | 0 | 0 | 0 | 0 | 0 | 0 | 0 | 0 | 0 | 0 | 0 | 5000000 | scaled
153-581F | 9378.0031 | 5211.6199 | 0 | 4166.3832 | 55.57% | 0% | 44.43% | 3310.0916 | 5132.5664 | 199.9264 | 2422.9507 | 687.2146 | 289.9202 | 3846.2803 | 996.3658 | 153 | 0.019874 | 0.011238 | 0.0061594 | 471868.207 | 293.1266 | 4303.4856 | 4781.3909 | 14749.1016 | 216536.2929 | 240582.8124 | 539965.0714 | 32613.3724 | 395248.495 | 112103.204 | 689261.4146 | 38933.8956 | 516523.789 | 133803.73 |  | 915 | 153-581F | 9378.0031 | 6067.9115 | 4245.4368 | 5211.6199 | 1901.5282 | 79.0535 | 0 | 0 | 0 | 4166.3832 | 293.1266 | 93.2002 | 3.2064 | 996.6199 | 90.0652 | 0.071333 | 0 | 0 | 0 | 3.1351 | 4781.3909 | 4094.1763 | 3785.0251 | 996.6199 | 309.4053 | 0.25403 | 0 | 0 | 0 | 3784.7711 | 4303.4856 | 1880.5349 | 457.2053 | 3925.0085 | 1502.0578 | 78.7282 | 0 | 0 | 0 | 378.4771 | 0.013997 | 0.0053604 | 0.0002822 | 0 | 0 | 0 | 0.0058772 | 5000000 | scaled
153-583F | 0 | 0 | 0 | 0 | 0% | 0% | 0% | 0 | 0 | 0 | 0 | 0 | 0 | 0 | 0 | 153 | 0 | 0 | 0 | 0 | 0 | 0 | 0 | 0 | 0 | 0 | 0 | 0 | 0 | 0 | 0 | 0 | 0 | 0 |  | 916 | 153-583F | 0 | 0 | 0 | 0 | 0 | 0 | 0 | 0 | 0 | 0 | 0 | 0 | 0 | 0 | 0 | 0 | 0 | 0 | 0 | 0 | 0 | 0 | 0 | 0 | 0 | 0 | 0 | 0 | 0 | 0 | 0 | 0 | 0 | 0 | 0 | 0 | 0 | 0 | 0 | 0 | 0 | 0 | 0 | 0 | 0 | 0 | 0 | 5000000 | scaled
154-13 | 288.3909 | 10.5158 | 0 | 277.8751 | 3.646% | 0% | 96.35% | 3.6719 | 10.1545 | 0 | 3.6719 | 0 | 0 | 10.1545 | 0 | 154 | 0.0014332 | 0.0009886 | 0.0004222 | 201221.655 | 0.20909 | 35.7581 | 252.4237 | 145.8918 | 24949.8553 | 176125.9079 | 288002.1509 | 0 | 288002.1509 | 0 | 659015.587 | 0 | 659015.587 | 0 |  | 917 | 154-13 | 288.3909 | 284.7189 | 278.2364 | 10.5158 | 6.8438 | 0.36127 | 0 | 0 | 0 | 277.8751 | 0.20909 | 0.20909 | 0.20909 | 0 | 0 | 0 | 0 | 0 | 0 | 0.20909 | 252.4237 | 252.4237 | 252.4237 | 0 | 0 | 0 | 0 | 0 | 0 | 252.4237 | 35.7581 | 32.0862 | 25.6036 | 10.5158 | 6.8438 | 0.36127 | 0 | 0 | 0 | 25.2424 | 0.0010424 | 0.0005978 | 3.14e-05 | 0 | 0 | 0 | 0.0003908 | 5000000 | scaled
154-876R | 9995.7312 | 5858.8442 | 0 | 4136.887 | 58.61% | 0% | 41.39% | 2670.081 | 5691.839 | 0 | 2670.081 | 0 | 0 | 5691.839 | 0 | 154 | 0.018706 | 0.01128 | 0.006141 | 534353.9157 | 3.1129 | 6234.6418 | 3757.9765 | 166.4087 | 333292.8029 | 200894.7041 | 649414.0443 | 0 | 649414.0443 | 0 | 700845.5076 | 0 | 700845.5076 | 0 |  | 918 | 154-876R | 9995.7312 | 7325.6502 | 4303.8923 | 5858.8442 | 3188.7631 | 167.0052 | 0 | 0 | 0 | 4136.887 | 3.1129 | 3.1129 | 3.1129 | 0 | 0 | 0 | 0 | 0 | 0 | 3.1129 | 3757.9765 | 3757.9765 | 3757.9765 | 0 | 0 | 0 | 0 | 0 | 0 | 3757.9765 | 6234.6418 | 3564.5608 | 542.8029 | 5858.8442 | 3188.7631 | 167.0052 | 0 | 0 | 0 | 375.7977 | 0.012849 | 0.0054234 | 0.000284 | 0 | 0 | 0 | 0.005857 | 5000000 | scaled
154-878R | 14227.4616 | 7462.3386 | 0 | 6765.123 | 52.45% | 0% | 47.55% | 4605.46 | 7311.962 | 1.2959 | 4597.4988 | 6.6653 | 1.8086 | 7300.8606 | 9.2928 | 154 | 0.028539 | 0.016835 | 0.0099506 | 498519.9968 | 6.9299 | 8065.5869 | 6154.9448 | 242.8197 | 282612.3502 | 215664.8268 | 571554.2569 | 160.8247 | 570566.2444 | 827.1879 | 694983.1717 | 171.9075 | 693928.0055 | 883.2587 |  | 919 | 154-878R | 14227.4616 | 9622.0016 | 6915.4995 | 7462.3386 | 2856.8786 | 150.3765 | 0 | 0 | 0 | 6765.123 | 6.9299 | 5.634 | 5.1213 | 9.4607 | 0.5435 | 0.030742 | 0 | 0 | 0 | 5.0905 | 6154.9448 | 6148.2795 | 6145.6519 | 9.4607 | 2.7954 | 0.16784 | 0 | 0 | 0 | 6145.4841 | 8065.5869 | 3468.0881 | 764.7263 | 7451.0385 | 2853.5397 | 150.1779 | 0 | 0 | 0 | 614.5484 | 0.01897 | 0.007265 | 0.0003808 | 0 | 0 | 0 | 0.0095698 | 5000000 | scaled
154-894R | 8668.8446 | 2681.7092 | 0 | 5987.1354 | 30.94% | 0% | 69.06% | 1530.3348 | 2624.3078 | 33.4082 | 1398.3041 | 98.6224 | 56.5418 | 2400.8071 | 166.959 | 154 | 0.023715 | 0.014475 | 0.0087514 | 365539.5945 | 61.6056 | 2999.8706 | 5607.3683 | 2597.7281 | 126495.6907 | 236446.1757 | 493168.1144 | 10766.1917 | 450619.7135 | 31782.2093 | 690693.69 | 14881.2756 | 631870.3415 | 43942.0729 |  | 920 | 154-894R | 8668.8446 | 7138.5098 | 6044.5368 | 2681.7092 | 1151.3745 | 57.4014 | 0 | 0 | 0 | 5987.1354 | 61.6056 | 28.1974 | 5.0639 | 168.6136 | 23.6923 | 0.55874 | 0 | 0 | 0 | 4.5051 | 5607.3683 | 5508.746 | 5440.4093 | 168.6136 | 69.9912 | 1.6546 | 0 | 0 | 0 | 5438.7548 | 2999.8706 | 1601.5665 | 599.0635 | 2455.9951 | 1057.691 | 55.1881 | 0 | 0 | 0 | 543.8755 | 0.015279 | 0.0060384 | 0.000315 | 0 | 0 | 0 | 0.0084364 | 5000000 | scaled
154-897F | 316.7041 | 6.9027 | 0 | 309.8014 | 2.18% | 0% | 97.82% | 4.2601 | 6.7646 | 0 | 4.2601 | 0 | 0 | 6.7646 | 0 | 154 | 0.002013 | 0.001043 | 0.0004726 | 157329.3891 | 0.23312 | 35.0452 | 281.4257 | 115.8051 | 17409.46 | 139804.1241 | 299562.735 | 0 | 299562.735 | 0 | 655817.7228 | 0 | 655817.7228 | 0 |  | 921 | 154-897F | 316.7041 | 312.4439 | 309.9395 | 6.9027 | 2.6425 | 0.13807 | 0 | 0 | 0 | 309.8014 | 0.23312 | 0.23312 | 0.23312 | 0 | 0 | 0 | 0 | 0 | 0 | 0.23312 | 281.4257 | 281.4257 | 281.4257 | 0 | 0 | 0 | 0 | 0 | 0 | 281.4257 | 35.0452 | 30.7851 | 28.2806 | 6.9027 | 2.6425 | 0.13807 | 0 | 0 | 0 | 28.1426 | 0.0015718 | 0.0006018 | 3.14e-05 | 0 | 0 | 0 | 0.0004412 | 5000000 | scaled
154-898 | 0 | 0 | 0 | 0 | 0% | 0% | 0% | 0 | 0 | 0 | 0 | 0 | 0 | 0 | 0 | 154 | 0 | 0 | 0 | 0 | 0 | 0 | 0 | 0 | 0 | 0 | 0 | 0 | 0 | 0 | 0 | 0 | 0 | 0 |  | 922 | 154-898 | 0 | 0 | 0 | 0 | 0 | 0 | 0 | 0 | 0 | 0 | 0 | 0 | 0 | 0 | 0 | 0 | 0 | 0 | 0 | 0 | 0 | 0 | 0 | 0 | 0 | 0 | 0 | 0 | 0 | 0 | 0 | 0 | 0 | 0 | 0 | 0 | 0 | 0 | 0 | 0 | 0 | 0 | 0 | 0 | 0 | 0 | 0 | 5000000 | scaled
155-1236R | 27977.2902 | 25033.7293 | 0 | 2943.5608 | 89.48% | 0% | 10.52% | 15757.6796 | 24342.4225 | 2408.6261 | 5212.0621 | 8136.9914 | 3668.2841 | 8281.4257 | 12392.7126 | 155 | 0.01302 | 0.0075284 | 0.0042978 | 2148760.3994 | 3789.7724 | 8718.0769 | 15469.4409 | 291068.6784 | 669580.8722 | 1188110.8487 | 1623135.1395 | 248102.8735 | 536873.5346 | 838158.7315 | 845750.7683 | 127450.5089 | 287729.0521 | 430571.2073 |  | 923 | 155-1236R | 27977.2902 | 12219.6106 | 3634.8677 | 25033.7293 | 9276.0498 | 691.3068 | 0 | 0 | 0 | 2943.5608 | 3789.7724 | 1381.1464 | 121.4883 | 12795.4901 | 1378.9314 | 119.2733 | 0 | 0 | 0 | 2.2149 | 15469.4409 | 7332.4494 | 3076.7282 | 12795.4901 | 4658.4987 | 402.7774 | 0 | 0 | 0 | 2673.9508 | 8718.0769 | 3506.0148 | 436.6512 | 8450.6818 | 3238.6197 | 169.2561 | 0 | 0 | 0 | 267.3951 | 0.0089004 | 0.0034086 | 0.000178 | 0 | 0 | 0 | 0.0041198 | 5000000 | scaled
155-40 | 3749.156 | 947.1905 | 0 | 2801.9655 | 25.26% | 0% | 74.74% | 584.0526 | 928.7531 | 2.7774 | 567.043 | 14.2321 | 4.5971 | 900.61 | 23.5459 | 155 | 0.012188 | 0.0071052 | 0.004115 | 307610.4381 | 6.7055 | 1173.58 | 2568.8706 | 550.1714 | 96289.7904 | 210770.4762 | 445462.9635 | 2118.3631 | 432489.6047 | 10854.9957 | 685395.6153 | 3392.5406 | 664626.7839 | 17376.2909 |  | 924 | 155-40 | 3749.156 | 3165.1034 | 2820.403 | 947.1905 | 363.138 | 18.4375 | 0 | 0 | 0 | 2801.9655 | 6.7055 | 3.9281 | 2.1084 | 23.5459 | 1.8197 | 0 | 0 | 0 | 0 | 2.1084 | 2568.8706 | 2554.6384 | 2545.3246 | 23.5459 | 9.3138 | 0 | 0 | 0 | 0 | 2545.3246 | 1173.58 | 606.5369 | 272.9699 | 919.0475 | 352.0045 | 18.4375 | 0 | 0 | 0 | 254.5325 | 0.0082376 | 0.0031548 | 0.0001646 | 0 | 0 | 0 | 0.0039504 | 5000000 | scaled
156-529AE | 2061.718 | 840.3382 | 0 | 1221.3798 | 40.76% | 0% | 59.24% | 524.834 | 824.591 | 6.7698 | 483.0437 | 35.0205 | 9.3217 | 767.1721 | 48.0972 | 156 | 0.0054304 | 0.0031692 | 0.0018392 | 379662.2698 | 10.2408 | 893.8702 | 1157.607 | 1885.823 | 164604.8625 | 213171.5843 | 484943.8442 | 6255.2484 | 446329.8737 | 32358.722 | 672644.067 | 7604.0152 | 625805.6869 | 39234.3649 |  | 925 | 156-529AE | 2061.718 | 1536.884 | 1237.127 | 840.3382 | 315.5042 | 15.7472 | 0 | 0 | 0 | 1221.3798 | 10.2408 | 3.471 | 0.91905 | 48.0972 | 2.5519 | 0 | 0 | 0 | 0 | 0.91905 | 1157.607 | 1122.5865 | 1109.5098 | 48.0972 | 13.0768 | 0 | 0 | 0 | 0 | 1109.5098 | 893.8702 | 410.8265 | 126.6982 | 782.9193 | 299.8756 | 15.7472 | 0 | 0 | 0 | 110.951 | 0.0036644 | 0.0014032 | 7.32e-05 | 0 | 0 | 0 | 0.001766 | 5000000 | scaled
156-531 | 0 | 0 | 0 | 0 | 0% | 0% | 0% | 0 | 0 | 0 | 0 | 0 | 0 | 0 | 0 | 156 | 0 | 0 | 0 | 0 | 0 | 0 | 0 | 0 | 0 | 0 | 0 | 0 | 0 | 0 | 0 | 0 | 0 | 0 |  | 926 | 156-531 | 0 | 0 | 0 | 0 | 0 | 0 | 0 | 0 | 0 | 0 | 0 | 0 | 0 | 0 | 0 | 0 | 0 | 0 | 0 | 0 | 0 | 0 | 0 | 0 | 0 | 0 | 0 | 0 | 0 | 0 | 0 | 0 | 0 | 0 | 0 | 0 | 0 | 0 | 0 | 0 | 0 | 0 | 0 | 0 | 0 | 0 | 0 | 5000000 | scaled
156-538 | 34335.7843 | 30195.2509 | 0 | 4140.5334 | 87.94% | 0% | 12.06% | 19635.7423 | 29769.0088 | 3845.815 | 3670.3281 | 12119.5991 | 5767.9773 | 5822.8474 | 18178.184 | 156 | 0.018674 | 0.010764 | 0.0061106 | 1838694.672 | 5845.4165 | 6316.1379 | 22174.2299 | 313024.3368 | 338231.6545 | 1187438.6807 | 1365616.4746 | 267466.7591 | 255262.0881 | 842887.6274 | 747353.0485 | 144805.4747 | 146182.9927 | 456364.5811 |  | 927 | 156-538 | 34335.7843 | 14700.042 | 4566.7755 | 30195.2509 | 10559.5086 | 426.2421 | 0 | 0 | 0 | 4140.5334 | 5845.4165 | 1999.6014 | 77.4391 | 18412.941 | 1996.4858 | 74.3235 | 0 | 0 | 0 | 3.1156 | 22174.2299 | 10054.6308 | 3996.0459 | 18412.941 | 6293.3419 | 234.7571 | 0 | 0 | 0 | 3761.2889 | 6316.1379 | 2645.8098 | 493.2905 | 5940.009 | 2269.6809 | 117.1616 | 0 | 0 | 0 | 376.1289 | 0.012818 | 0.0049088 | 0.000255 | 0 | 0 | 0 | 0.0058556 | 5000000 | scaled
157-165R | 418567.6391 | 367108.5943 | 48820.7744 | 2638.2704 | 87.71% | 11.66% | 0.6303% | 156968.6552 | 399110.8516 | 15430.5589 | 19079.7602 | 122458.3361 | 40609.654 | 41418.4448 | 317082.7528 | 157 | 0.28262 | 0.16328 | 0.030469 | 1481041.9723 | 42001.6412 | 45854.5183 | 330711.4796 | 148616.8249 | 162249.6818 | 1170175.4656 | 1602198.6459 | 157501.6397 | 194749.4927 | 1249947.5135 | 638572.3104 | 64974.9324 | 66268.9874 | 507328.3907 |  | 928 | 157-165R | 418567.6391 | 261598.9839 | 19456.7874 | 367108.5943 | 231323.0632 | 12154.4611 | 48820.7744 | 27637.6504 | 4664.0559 | 2638.2704 | 42001.6412 | 26571.0823 | 1391.9872 | 322238.8662 | 26489.1854 | 1376.5163 | 141.1608 | 79.9117 | 13.4857 | 1.9852 | 330711.4796 | 208253.1435 | 13628.7267 | 322238.8662 | 202416.8763 | 10651.6387 | 6075.9905 | 3439.6444 | 580.4652 | 2396.6229 | 45854.5183 | 26774.7581 | 4436.0735 | 3011.2329 | 2417.0015 | 126.3062 | 42603.6231 | 24118.0943 | 4070.1051 | 239.6623 | 0.0171 | 0.010807 | 0.0005638 | 0.26179 | 0.14874 | 0.026179 | 0.0037264 | 5000000 | scaled
157-189R | 5507023.9246 | 5091861.4926 | 398405.2954 | 16757.1366 | 92.46% | 7.234% | 0.3043% | 1551946.7141 | 5251975.6539 | 191430.5355 | 153129.5119 | 1207386.6667 | 693463.9789 | 321968.0803 | 4236543.5946 | 157 | 0.3705 | 0.23037 | 0.052652 | 14863922.7538 | 722100.974 | 357141.2404 | 4427781.7103 | 1949011.525 | 963954.3757 | 11950956.8531 | 17168369.1908 | 2117695.2008 | 1693991.1469 | 13356682.8431 | 4844037.6571 | 639600.3807 | 296959.7744 | 3907477.5019 |  | 929 | 157-189R | 5507023.9246 | 3955077.2105 | 255048.2707 | 5091861.4926 | 3712687.1229 | 200255.165 | 398405.2954 | 225632.951 | 38035.9691 | 16757.1366 | 722100.974 | 530670.4384 | 28636.995 | 4365269.9482 | 530135.493 | 28536.3332 | 922.3011 | 522.3362 | 88.0526 | 12.6092 | 4427781.7103 | 3220395.0436 | 191238.1156 | 4365269.9482 | 3178390.8192 | 171501.0672 | 47289.4644 | 26781.9267 | 4514.7507 | 15222.2977 | 357141.2404 | 204011.7285 | 35173.1601 | 5425.4807 | 4160.8106 | 217.7646 | 350193.5299 | 198328.6881 | 33433.1658 | 1522.2298 | 0.089417 | 0.06034 | 0.0031588 | 0.25732 | 0.14627 | 0.025732 | 0.023761 | 5000000 | scaled
157-1928R | 3052674.4598 | 3024212.5715 | 26568.0107 | 1893.8776 | 99.07% | 0.8703% | 0.06204% | 515023.0301 | 2887397.0684 | 79601.1526 | 10178.216 | 425243.6615 | 453580.4777 | 21351.1745 | 2412465.4161 | 157 | 0.2812 | 0.16337 | 0.029976 | 10855729.1496 | 479134.7855 | 23772.3121 | 2549767.3622 | 1703869.0256 | 84537.603 | 9067322.521 | 15533306.5005 | 2400803.515 | 306979.1825 | 12825523.8031 | 5513657.3062 | 866139.0365 | 40771.3441 | 4606746.9256 |  | 930 | 157-1928R | 3052674.4598 | 2537651.4297 | 165277.3914 | 3024212.5715 | 2520716.637 | 160842.2771 | 26568.0107 | 15040.9151 | 2541.2367 | 1893.8776 | 479134.7855 | 399533.6329 | 25554.3078 | 2544928.8315 | 399518.2932 | 25550.5317 | 24.5785 | 13.9146 | 2.3509 | 1.4251 | 2549767.3622 | 2124523.7007 | 137301.9461 | 2544928.8315 | 2121038.0323 | 135283.2859 | 3118.1193 | 1765.257 | 298.2489 | 1720.4113 | 23772.3121 | 13594.0961 | 2421.1376 | 174.9581 | 160.3115 | 8.4595 | 23425.3129 | 13261.7435 | 2240.6369 | 172.0411 | 0.0095218 | 0.0078664 | 0.0004112 | 0.26902 | 0.15284 | 0.026902 | 0.0026628 | 5000000 | scaled
157-204R | 3876133.3857 | 3836813.9225 | 32325.7406 | 6993.7226 | 98.99% | 0.834% | 0.1804% | 1603604.6933 | 3750433.125 | 239935.1492 | 22403.3003 | 1341266.2437 | 563159.0924 | 43627.226 | 3143646.8067 | 157 | 0.32777 | 0.19112 | 0.038447 | 11825909.4003 | 580649.1676 | 47417.6791 | 3248066.539 | 1771534.611 | 144669.2158 | 9909705.5736 | 11890299.2729 | 1779054.8645 | 166114.4713 | 9945129.9371 | 3269425.6201 | 490931.768 | 38031.8661 | 2740461.9861 |  | 931 | 157-204R | 3876133.3857 | 2272528.6924 | 125700.2607 | 3836813.9225 | 2247230.2925 | 115613.2081 | 32325.7406 | 18304.6773 | 3093.3299 | 6993.7226 | 580649.1676 | 340714.0184 | 17490.0753 | 3237879.8047 | 340650.3139 | 17474.9365 | 103.2075 | 58.442 | 9.8762 | 5.2626 | 3248066.539 | 1906800.2953 | 104419.7323 | 3237879.8047 | 1898276.3532 | 97699.7412 | 3833.5887 | 2170.7965 | 366.8456 | 6353.1455 | 47417.6791 | 25014.3788 | 3790.4531 | 18393.4202 | 8303.6254 | 438.5304 | 28388.9443 | 16075.4388 | 2716.6082 | 635.3146 | 0.046093 | 0.026807 | 0.0014002 | 0.27181 | 0.15445 | 0.027181 | 0.0098664 | 5000000 | scaled
157-207R | 719086.4935 | 718278.8873 | 0 | 807.6062 | 99.89% | 0% | 0.1123% | 238681.8814 | 695370.6178 | 34592.4987 | 4327.56 | 199761.8228 | 100925.992 | 12813.7947 | 581630.8311 | 157 | 0.0095404 | 0.0068344 | 0.0014326 | 75372782.431 | 104233.8123 | 13352.206 | 601500.4752 | 10925518.0415 | 1399543.6222 | 63047720.7672 | 70292141.5295 | 10187538.3127 | 1274472.3607 | 58830130.8561 | 16554429.5032 | 2402707.5302 | 305053.2425 | 13846668.7305 |  | 932 | 157-207R | 719086.4935 | 480404.6121 | 23715.8757 | 718278.8873 | 479597.0058 | 22908.2695 | 0 | 0 | 0 | 807.6062 | 104233.8123 | 69641.3137 | 3307.8203 | 600766.8402 | 69640.706 | 3307.2126 | 0 | 0 | 0 | 0.6077 | 601500.4752 | 401738.6524 | 19869.6442 | 600766.8402 | 401005.0174 | 19136.0091 | 0 | 0 | 0 | 733.635 | 13352.206 | 9024.646 | 538.4112 | 13278.8425 | 8951.2825 | 465.0477 | 0 | 0 | 0 | 73.3635 | 0.0084054 | 0.0056994 | 0.0002976 | 0 | 0 | 0 | 0.001135 | 5000000 | scaled
157-232R | 3160507.9457 | 3010962.3601 | 142243.2326 | 7302.353 | 95.27% | 4.501% | 0.231% | 1115851.3145 | 3042581.21 | 150179.4307 | 56093.8933 | 909577.9905 | 415470.8371 | 122403.3373 | 2504707.0357 | 157 | 0.32167 | 0.18996 | 0.038968 | 9825305.377 | 429353.7992 | 135737.3814 | 2595416.7651 | 1334763.9886 | 421976.8615 | 8068564.527 | 10763571.3852 | 1448640.1563 | 541085.1938 | 8773846.0352 | 3026276.5905 | 413244.4072 | 121747.4008 | 2491284.7825 |  | 933 | 157-232R | 3160507.9457 | 2044656.6312 | 117926.7357 | 3010962.3601 | 1956776.4015 | 97005.06 | 142243.2326 | 80577.8767 | 13619.3226 | 7302.353 | 429353.7992 | 279174.3685 | 13882.962 | 2575907.1505 | 279066.3455 | 13860.1379 | 180.9918 | 102.5282 | 17.3294 | 5.4948 | 2595416.7651 | 1685838.7746 | 90709.7295 | 2575907.1505 | 1671911.2162 | 82843.377 | 12876.1071 | 7294.0509 | 1232.845 | 6633.5075 | 135737.3814 | 79643.4881 | 13334.0442 | 5887.8971 | 5798.8397 | 301.5451 | 129186.1336 | 73181.2977 | 12369.1483 | 663.3507 | 0.036403 | 0.023383 | 0.0012216 | 0.27502 | 0.15633 | 0.027502 | 0.010244 | 5000000 | scaled
157-257R | 2061187.627 | 1680703.7028 | 366718.3239 | 13765.6002 | 81.54% | 17.79% | 0.6678% | 753487.3208 | 1955938.0298 | 75816.333 | 143082.2196 | 534588.7682 | 207129.4389 | 299985.3999 | 1448823.191 | 157 | 0.36686 | 0.22343 | 0.049338 | 5618452.215 | 214367.0525 | 332749.9874 | 1514070.587 | 584328.6779 | 907020.7289 | 4127102.8081 | 5852877.8596 | 588919.9783 | 1111422.4914 | 4152535.3898 | 2133235.9868 | 225904.8938 | 327177.8762 | 1580153.2168 |  | 934 | 157-257R | 2061187.627 | 1307700.3061 | 105249.5971 | 1680703.7028 | 1086089.759 | 56381.4005 | 366718.3239 | 207844.9469 | 35102.5964 | 13765.6002 | 214367.0525 | 138550.7196 | 7237.6136 | 1463211.7008 | 138219.9347 | 7173.1391 | 565.3558 | 320.4267 | 54.1163 | 10.3582 | 1514070.587 | 979481.8188 | 65247.396 | 1463211.7008 | 945239.088 | 49071.3408 | 38354.1207 | 21737.9653 | 3671.2897 | 12504.7655 | 332749.9874 | 189667.7678 | 32764.5875 | 3700.6635 | 2630.7363 | 136.9206 | 327798.8474 | 185786.5549 | 31377.1903 | 1250.4765 | 0.074373 | 0.048664 | 0.0025404 | 0.27299 | 0.15527 | 0.027299 | 0.019499 | 5000000 | scaled
157-273R | 1867403.0023 | 1774228.8839 | 87986.0651 | 5188.0533 | 95.01% | 4.712% | 0.2778% | 686612.3896 | 1798953.7571 | 94668.0285 | 37147.6924 | 554796.6687 | 249885.6229 | 80492.9268 | 1468575.2073 | 157 | 0.32295 | 0.18936 | 0.03672 | 5782314.2172 | 257879.5531 | 88855.0983 | 1520668.3509 | 798510.34 | 275135.0928 | 4708668.7845 | 6235691.8711 | 859758.234 | 337368.7496 | 5038564.8875 | 1864086.1985 | 258932.9154 | 83407.2323 | 1521746.0508 |  | 935 | 157-273R | 1867403.0023 | 1180790.6127 | 68449.2452 | 1774228.8839 | 1125747.1087 | 54826.2755 | 87986.0651 | 49855.4508 | 8434.9164 | 5188.0533 | 257879.5531 | 163211.5246 | 7993.9302 | 1506844.0713 | 163119.1012 | 7975.0499 | 156.2214 | 88.5196 | 14.9764 | 3.9038 | 1520668.3509 | 965871.6821 | 52093.1435 | 1506844.0713 | 955996.0267 | 46506.8008 | 9111.4164 | 5162.7922 | 873.4796 | 4712.8632 | 88855.0983 | 51707.4059 | 8362.1715 | 9665.3847 | 6631.9807 | 344.4249 | 78718.4273 | 44604.139 | 7546.4603 | 471.2863 | 0.032501 | 0.021081 | 0.0011016 | 0.28315 | 0.16098 | 0.028315 | 0.0073038 | 5000000 | scaled
157-81R | 18749596.2803 | 18188039.2067 | 543833.1499 | 17723.9237 | 97% | 2.901% | 0.09453% | 8314590.001 | 18183337.4121 | 1308599.7881 | 213549.3018 | 6792440.911 | 2862194.7398 | 447617.7534 | 14873524.9189 | 157 | 0.38414 | 0.2297 | 0.055072 | 48809888.4984 | 2942400.6078 | 496314.3067 | 15310881.3657 | 7659804.6933 | 1292030.2715 | 39858053.5336 | 45429836.4324 | 7150018.7408 | 1166805.5613 | 37113012.1303 | 10282118.1689 | 1618483.1129 | 253114.0753 | 8410520.9808 |  | 936 | 157-81R | 18749596.2803 | 10435006.2793 | 566258.8682 | 18188039.2067 | 10109233.0358 | 496451.0761 | 543833.1499 | 308049.3198 | 52083.8684 | 17723.9237 | 2942400.6078 | 1633800.8197 | 80205.8681 | 15241176.6276 | 1633380.6631 | 80123.7477 | 718.2036 | 406.8199 | 68.7836 | 13.3367 | 15310881.3657 | 8518440.4547 | 437356.4468 | 15241176.6276 | 8471976.3091 | 416122.1431 | 53604.2045 | 30363.612 | 5133.77 | 16100.5336 | 496314.3067 | 282765.0049 | 48696.5534 | 5193.5116 | 3876.0636 | 205.1853 | 489510.7417 | 277278.8879 | 46881.3147 | 1610.0534 | 0.083238 | 0.047884 | 0.0024998 | 0.27592 | 0.15683 | 0.027592 | 0.024981 | 5000000 | scaled
158-29 | 14981.6018 | 4343.4993 | 0 | 10638.1025 | 28.99% | 0% | 71.01% | 2683.5591 | 4257.2937 | 45.7049 | 2504.245 | 133.6093 | 71.4945 | 3977.0671 | 208.7321 | 158 | 0.043297 | 0.025858 | 0.0156 | 346017.7985 | 80.7311 | 5024.7618 | 9876.1089 | 1864.5802 | 116052.8121 | 228100.4062 | 475606.5023 | 8100.2594 | 443826.7044 | 23679.5385 | 687473.2736 | 11545.0288 | 642221.9129 | 33706.332 |  | 937 | 158-29 | 14981.6018 | 12298.0427 | 10724.3081 | 4343.4993 | 1659.9402 | 86.2056 | 0 | 0 | 0 | 10638.1025 | 80.7311 | 35.0262 | 9.2366 | 212.3837 | 27.0214 | 1.2317 | 0 | 0 | 0 | 8.0048 | 9876.1089 | 9742.4996 | 9667.3768 | 212.3837 | 78.7744 | 3.6516 | 0 | 0 | 0 | 9663.7252 | 5024.7618 | 2520.5168 | 1047.6947 | 4058.3893 | 1554.1443 | 81.3222 | 0 | 0 | 0 | 966.3725 | 0.028264 | 0.010824 | 0.0005664 | 0 | 0 | 0 | 0.015033 | 5000000 | scaled
158-30 | 0 | 0 | 0 | 0 | 0% | 0% | 0% | 0 | 0 | 0 | 0 | 0 | 0 | 0 | 0 | 158 | 0 | 0 | 0 | 0 | 0 | 0 | 0 | 0 | 0 | 0 | 0 | 0 | 0 | 0 | 0 | 0 | 0 | 0 |  | 938 | 158-30 | 0 | 0 | 0 | 0 | 0 | 0 | 0 | 0 | 0 | 0 | 0 | 0 | 0 | 0 | 0 | 0 | 0 | 0 | 0 | 0 | 0 | 0 | 0 | 0 | 0 | 0 | 0 | 0 | 0 | 0 | 0 | 0 | 0 | 0 | 0 | 0 | 0 | 0 | 0 | 0 | 0 | 0 | 0 | 0 | 0 | 0 | 0 | 5000000 | scaled
159-1007 | 0 | 0 | 0 | 0 | 0% | 0% | 0% | 0 | 0 | 0 | 0 | 0 | 0 | 0 | 0 | 159 | 0 | 0 | 0 | 0 | 0 | 0 | 0 | 0 | 0 | 0 | 0 | 0 | 0 | 0 | 0 | 0 | 0 | 0 |  | 939 | 159-1007 | 0 | 0 | 0 | 0 | 0 | 0 | 0 | 0 | 0 | 0 | 0 | 0 | 0 | 0 | 0 | 0 | 0 | 0 | 0 | 0 | 0 | 0 | 0 | 0 | 0 | 0 | 0 | 0 | 0 | 0 | 0 | 0 | 0 | 0 | 0 | 0 | 0 | 0 | 0 | 0 | 0 | 0 | 0 | 0 | 0 | 0 | 0 | 5000000 | scaled
159-1008 | 0 | 0 | 0 | 0 | 0% | 0% | 0% | 0 | 0 | 0 | 0 | 0 | 0 | 0 | 0 | 159 | 0 | 0 | 0 | 0 | 0 | 0 | 0 | 0 | 0 | 0 | 0 | 0 | 0 | 0 | 0 | 0 | 0 | 0 |  | 940 | 159-1008 | 0 | 0 | 0 | 0 | 0 | 0 | 0 | 0 | 0 | 0 | 0 | 0 | 0 | 0 | 0 | 0 | 0 | 0 | 0 | 0 | 0 | 0 | 0 | 0 | 0 | 0 | 0 | 0 | 0 | 0 | 0 | 0 | 0 | 0 | 0 | 0 | 0 | 0 | 0 | 0 | 0 | 0 | 0 | 0 | 0 | 0 | 0 | 5000000 | scaled
159-1010F | 72.8645 | 10.3174 | 0 | 62.5471 | 14.16% | 0% | 85.84% | 6.3648 | 10.1064 | 0 | 6.3648 | 0 | 0 | 10.1064 | 0 | 159 | 0.0003894 | 0.0002084 | 0.000102 | 187119.8462 | 0.047065 | 15.9992 | 56.8182 | 120.8646 | 41086.7631 | 145912.2185 | 319096.1241 | 0 | 319096.1241 | 0 | 615275.4253 | 0 | 615275.4253 | 0 |  | 941 | 159-1010F | 72.8645 | 66.4996 | 62.7581 | 10.3174 | 3.9525 | 0.21099 | 0 | 0 | 0 | 62.5471 | 0.047065 | 0.047065 | 0.047065 | 0 | 0 | 0 | 0 | 0 | 0 | 0.047065 | 56.8182 | 56.8182 | 56.8182 | 0 | 0 | 0 | 0 | 0 | 0 | 56.8182 | 15.9992 | 9.6343 | 5.8928 | 10.3174 | 3.9525 | 0.21099 | 0 | 0 | 0 | 5.6818 | 0.0002934 | 0.0001124 | 6e-06 | 0 | 0 | 0 | 9.6e-05 | 5000000 | scaled
159-31R | 17924.8013 | 7689.385 | 0 | 10235.4163 | 42.9% | 0% | 57.1% | 4739.6695 | 7531.2204 | 18.0852 | 4637.9514 | 83.633 | 29.3028 | 7366.2946 | 135.623 | 159 | 0.041101 | 0.024637 | 0.01495 | 436111.6978 | 37.6761 | 8450.4719 | 9436.6533 | 916.6627 | 205600.5865 | 229594.4486 | 535176.0285 | 2042.0706 | 523690.6023 | 9443.3556 | 695222.8075 | 2705.002 | 679998.1632 | 12519.6422 |  | 942 | 159-31R | 17924.8013 | 13185.1318 | 10393.581 | 7689.385 | 2949.7155 | 158.1647 | 0 | 0 | 0 | 10235.4163 | 37.6761 | 19.591 | 8.3733 | 138.731 | 11.8891 | 0.67151 | 0 | 0 | 0 | 7.7018 | 9436.6533 | 9353.0203 | 9301.0303 | 138.731 | 55.098 | 3.108 | 0 | 0 | 0 | 9297.9222 | 8450.4719 | 3812.5206 | 1084.1773 | 7520.6797 | 2882.7284 | 154.3851 | 0 | 0 | 0 | 929.7922 | 0.026716 | 0.010251 | 0.0005644 | 0 | 0 | 0 | 0.014386 | 5000000 | scaled
159-36 | 0 | 0 | 0 | 0 | 0% | 0% | 0% | 0 | 0 | 0 | 0 | 0 | 0 | 0 | 0 | 159 | 0 | 0 | 0 | 0 | 0 | 0 | 0 | 0 | 0 | 0 | 0 | 0 | 0 | 0 | 0 | 0 | 0 | 0 |  | 943 | 159-36 | 0 | 0 | 0 | 0 | 0 | 0 | 0 | 0 | 0 | 0 | 0 | 0 | 0 | 0 | 0 | 0 | 0 | 0 | 0 | 0 | 0 | 0 | 0 | 0 | 0 | 0 | 0 | 0 | 0 | 0 | 0 | 0 | 0 | 0 | 0 | 0 | 0 | 0 | 0 | 0 | 0 | 0 | 0 | 0 | 0 | 0 | 0 | 5000000 | scaled
159-37F | 7088.9812 | 2401.2908 | 0 | 4687.6904 | 33.87% | 0% | 66.13% | 1478.7921 | 2353.6062 | 2.2799 | 1464.6141 | 11.8981 | 4.4344 | 2325.8045 | 23.3673 | 159 | 0.019669 | 0.011611 | 0.0068724 | 360417.5775 | 7.9617 | 2799.3218 | 4281.6977 | 404.7892 | 142322.9573 | 217689.831 | 483162.1676 | 744.9042 | 478529.8378 | 3887.4256 | 689042.4108 | 1298.211 | 680903.1854 | 6841.0143 |  | 944 | 159-37F | 7088.9812 | 5610.1892 | 4735.3751 | 2401.2908 | 922.4988 | 47.6846 | 0 | 0 | 0 | 4687.6904 | 7.9617 | 5.6818 | 3.5273 | 23.3677 | 2.1545 | 0 | 0 | 0 | 0 | 3.5273 | 4281.6977 | 4269.7997 | 4258.3305 | 23.3677 | 11.4696 | 0.000376 | 0 | 0 | 0 | 4258.3301 | 2799.3218 | 1334.7077 | 473.5173 | 2373.4888 | 908.8747 | 47.6843 | 0 | 0 | 0 | 425.833 | 0.013058 | 0.0050006 | 0.0002616 | 0 | 0 | 0 | 0.0066108 | 5000000 | scaled
159-38F | 2247.2178 | 515.4353 | 0 | 1731.7825 | 22.94% | 0% | 77.06% | 317.6618 | 505.0408 | 1.2001 | 310.3223 | 6.1394 | 2.0238 | 492.6642 | 10.3527 | 159 | 0.00712 | 0.0042466 | 0.002557 | 315620.481 | 3.3735 | 660.0906 | 1583.7538 | 473.8007 | 92709.3526 | 222437.3276 | 454376.691 | 1716.6228 | 443878.4715 | 8781.5967 | 681336.353 | 2730.3105 | 664639.478 | 13966.5645 |  | 945 | 159-38F | 2247.2178 | 1929.5561 | 1742.1771 | 515.4353 | 197.7736 | 10.3946 | 0 | 0 | 0 | 1731.7825 | 3.3735 | 2.1733 | 1.3496 | 10.5907 | 0.87023 | 0.046507 | 0 | 0 | 0 | 1.3031 | 1583.7538 | 1577.6144 | 1573.4011 | 10.5907 | 4.4513 | 0.23797 | 0 | 0 | 0 | 1573.1631 | 660.0906 | 349.7683 | 167.4264 | 502.7743 | 192.452 | 10.1101 | 0 | 0 | 0 | 157.3163 | 0.0046566 | 0.0017832 | 9.36e-05 | 0 | 0 | 0 | 0.0024634 | 5000000 | scaled
160-20R | 17108.6865 | 11846.8267 | 0 | 5261.8598 | 69.24% | 0% | 30.76% | 7072.7137 | 11594.7528 | 44.9285 | 6797.516 | 230.2691 | 64.0517 | 11202.3375 | 328.3636 | 160 | 0.018715 | 0.011839 | 0.0076856 | 914150.1919 | 69.3394 | 11924.2635 | 5115.0835 | 3704.9408 | 637136.4502 | 273308.8009 | 847675.7956 | 5384.7552 | 814692.923 | 27598.1175 | 717436.984 | 3963.2651 | 693155.8935 | 20317.8253 |  | 946 | 160-20R | 17108.6865 | 10035.9728 | 5513.9337 | 11846.8267 | 4774.113 | 252.0739 | 0 | 0 | 0 | 5261.8598 | 69.3394 | 24.4109 | 5.2877 | 335.1741 | 20.4515 | 1.3283 | 0 | 0 | 0 | 3.9594 | 5115.0835 | 4884.8144 | 4786.72 | 335.1741 | 104.9049 | 6.8105 | 0 | 0 | 0 | 4779.9095 | 11924.2635 | 5126.7475 | 721.926 | 11446.2726 | 4648.7566 | 243.935 | 0 | 0 | 0 | 477.9909 | 0.011259 | 0.0043834 | 0.0002296 | 0 | 0 | 0 | 0.007456 | 5000000 | scaled
161-610R | 29937.3639 | 20225.7446 | 0 | 9711.6193 | 67.56% | 0% | 32.44% | 12531.422 | 19815.7714 | 142.5892 | 11657.7235 | 731.1093 | 211.6245 | 18518.8876 | 1085.2592 | 161 | 0.041579 | 0.024406 | 0.014301 | 720008.1751 | 224.3962 | 19777.5452 | 9935.4225 | 5396.8383 | 475659.5893 | 238951.7475 | 713188.7464 | 8115.0438 | 663464.7862 | 41608.9164 | 707773.9766 | 7558.7427 | 661452.2592 | 38762.9747 |  | 947 | 161-610R | 29937.3639 | 17405.9419 | 10121.5925 | 20225.7446 | 7694.3226 | 409.9732 | 0 | 0 | 0 | 9711.6193 | 224.3962 | 81.807 | 12.7717 | 1113.321 | 74.4993 | 5.464 | 0 | 0 | 0 | 7.3077 | 9935.4225 | 9204.3133 | 8850.1633 | 1113.321 | 382.2118 | 28.0618 | 0 | 0 | 0 | 8822.1015 | 19777.5452 | 8119.8217 | 1258.6576 | 18895.335 | 7237.6115 | 376.4474 | 0 | 0 | 0 | 882.2101 | 0.027835 | 0.010662 | 0.0005566 | 0 | 0 | 0 | 0.013744 | 5000000 | scaled
161-617 | 0 | 0 | 0 | 0 | 0% | 0% | 0% | 0 | 0 | 0 | 0 | 0 | 0 | 0 | 0 | 161 | 0 | 0 | 0 | 0 | 0 | 0 | 0 | 0 | 0 | 0 | 0 | 0 | 0 | 0 | 0 | 0 | 0 | 0 |  | 948 | 161-617 | 0 | 0 | 0 | 0 | 0 | 0 | 0 | 0 | 0 | 0 | 0 | 0 | 0 | 0 | 0 | 0 | 0 | 0 | 0 | 0 | 0 | 0 | 0 | 0 | 0 | 0 | 0 | 0 | 0 | 0 | 0 | 0 | 0 | 0 | 0 | 0 | 0 | 0 | 0 | 0 | 0 | 0 | 0 | 0 | 0 | 0 | 0 | 5000000 | scaled
161-973 | 0 | 0 | 0 | 0 | 0% | 0% | 0% | 0 | 0 | 0 | 0 | 0 | 0 | 0 | 0 | 161 | 0 | 0 | 0 | 0 | 0 | 0 | 0 | 0 | 0 | 0 | 0 | 0 | 0 | 0 | 0 | 0 | 0 | 0 |  | 949 | 161-973 | 0 | 0 | 0 | 0 | 0 | 0 | 0 | 0 | 0 | 0 | 0 | 0 | 0 | 0 | 0 | 0 | 0 | 0 | 0 | 0 | 0 | 0 | 0 | 0 | 0 | 0 | 0 | 0 | 0 | 0 | 0 | 0 | 0 | 0 | 0 | 0 | 0 | 0 | 0 | 0 | 0 | 0 | 0 | 0 | 0 | 0 | 0 | 5000000 | scaled
161-974F | 2987.1246 | 2189.0733 | 0 | 798.0513 | 73.28% | 0% | 26.72% | 1438.6781 | 2123.1817 | 211.079 | 143.6743 | 1083.9248 | 304.3463 | 255.7369 | 1563.0985 | 161 | 0.0046736 | 0.002573 | 0.0011982 | 639148.5353 | 314.6804 | 334.3874 | 2338.0568 | 67331.4791 | 71548.1335 | 500268.9227 | 601805.8514 | 88295.3524 | 60099.624 | 453410.8751 | 721033.9595 | 103356.2093 | 86848.4157 | 530829.3344 |  | 950 | 161-974F | 2987.1246 | 1548.4465 | 863.9429 | 2189.0733 | 750.3951 | 65.8916 | 0 | 0 | 0 | 798.0513 | 314.6804 | 103.6014 | 10.3341 | 1613.1016 | 103.0009 | 9.7336 | 0 | 0 | 0 | 0.60051 | 2338.0568 | 1254.132 | 774.9583 | 1613.1016 | 529.1767 | 50.003 | 0 | 0 | 0 | 724.9553 | 334.3874 | 190.7131 | 78.6505 | 261.8918 | 118.2176 | 6.155 | 0 | 0 | 0 | 72.4955 | 0.0035512 | 0.0014506 | 7.58e-05 | 0 | 0 | 0 | 0.0011224 | 5000000 | scaled
161-975F | 8586.1588 | 6585.678 | 0 | 2000.4808 | 76.7% | 0% | 23.3% | 3699.1168 | 6433.2101 | 1.2581 | 3691.2224 | 6.6363 | 1.9923 | 6420.7291 | 10.4887 | 161 | 0.0085198 | 0.0050776 | 0.0029486 | 1007788.7718 | 3.6419 | 6754.022 | 1828.4949 | 427.4585 | 792744.1932 | 214617.1201 | 962470.8433 | 327.3323 | 960416.8052 | 1726.7058 | 730159.6228 | 226.1245 | 728743.0437 | 1190.4545 |  | 951 | 161-975F | 8586.1588 | 4887.042 | 2152.9487 | 6585.678 | 2886.5612 | 152.4679 | 0 | 0 | 0 | 2000.4808 | 3.6419 | 2.3838 | 1.6495 | 11.2445 | 0.87851 | 0.14425 | 0 | 0 | 0 | 1.5053 | 1828.4949 | 1821.8586 | 1818.0062 | 11.2445 | 4.6082 | 0.75578 | 0 | 0 | 0 | 1817.2504 | 6754.022 | 3062.7996 | 333.2929 | 6572.2969 | 2881.0745 | 151.5679 | 0 | 0 | 0 | 181.725 | 0.0056884 | 0.0022462 | 0.0001172 | 0 | 0 | 0 | 0.0028314 | 5000000 | scaled
161-988 | 0 | 0 | 0 | 0 | 0% | 0% | 0% | 0 | 0 | 0 | 0 | 0 | 0 | 0 | 0 | 161 | 0 | 0 | 0 | 0 | 0 | 0 | 0 | 0 | 0 | 0 | 0 | 0 | 0 | 0 | 0 | 0 | 0 | 0 |  | 952 | 161-988 | 0 | 0 | 0 | 0 | 0 | 0 | 0 | 0 | 0 | 0 | 0 | 0 | 0 | 0 | 0 | 0 | 0 | 0 | 0 | 0 | 0 | 0 | 0 | 0 | 0 | 0 | 0 | 0 | 0 | 0 | 0 | 0 | 0 | 0 | 0 | 0 | 0 | 0 | 0 | 0 | 0 | 0 | 0 | 0 | 0 | 0 | 0 | 5000000 | scaled
161-989F | 821.8126 | 640.8335 | 0 | 180.9791 | 77.98% | 0% | 22.02% | 296.4475 | 638.7323 | 47.6371 | 4.6534 | 244.1571 | 103.1434 | 7.4007 | 528.1881 | 161 | 0.0006838 | 0.0004184 | 0.0002622 | 1201831.7771 | 103.5957 | 23.9894 | 694.2274 | 151500.0082 | 35082.5093 | 1015249.2596 | 1255652.5326 | 201774.649 | 19710.3503 | 1034167.5333 | 698246.6144 | 112753.8928 | 8090.2915 | 577402.4301 |  | 953 | 161-989F | 821.8126 | 525.365 | 183.0803 | 640.8335 | 344.3859 | 2.1012 | 0 | 0 | 0 | 180.9791 | 103.5957 | 55.9586 | 0.45227 | 529.8248 | 55.8225 | 0.31609 | 0 | 0 | 0 | 0.13618 | 694.2274 | 450.0704 | 166.0393 | 529.8248 | 285.6678 | 1.6367 | 0 | 0 | 0 | 164.4026 | 23.9894 | 19.336 | 16.5887 | 7.5492 | 2.8957 | 0.14843 | 0 | 0 | 0 | 16.4403 | 0.0004302 | 0.0001648 | 8.6e-06 | 0 | 0 | 0 | 0.0002536 | 5000000 | scaled
161-991F | 10717.709 | 4759.0289 | 0 | 5958.6801 | 44.4% | 0% | 55.6% | 3011.4817 | 4681.3167 | 375.7451 | 1410.9281 | 1224.8086 | 534.4821 | 2403.6838 | 1743.1507 | 161 | 0.025268 | 0.01504 | 0.0088272 | 424161.3498 | 544.3953 | 2999.5321 | 7173.7815 | 21544.8525 | 118708.7278 | 283907.7695 | 512368.5036 | 63928.6418 | 240052.9584 | 208386.9034 | 683839.9838 | 78076.3767 | 351126.666 | 254636.9411 |  | 954 | 161-991F | 10717.709 | 7706.2272 | 6036.3923 | 4759.0289 | 1747.5472 | 77.7122 | 0 | 0 | 0 | 5958.6801 | 544.3953 | 168.6503 | 9.9132 | 1760.8757 | 164.1666 | 5.4295 | 0 | 0 | 0 | 4.4837 | 7173.7815 | 5948.9729 | 5430.6308 | 1760.8757 | 536.0671 | 17.725 | 0 | 0 | 0 | 5412.9058 | 2999.5321 | 1588.6041 | 595.8483 | 2458.2416 | 1047.3135 | 54.5577 | 0 | 0 | 0 | 541.2906 | 0.016783 | 0.006555 | 0.0003418 | 0 | 0 | 0 | 0.0084854 | 5000000 | scaled
162-15 | 0 | 0 | 0 | 0 | 0% | 0% | 0% | 0 | 0 | 0 | 0 | 0 | 0 | 0 | 0 | 162 | 0 | 0 | 0 | 0 | 0 | 0 | 0 | 0 | 0 | 0 | 0 | 0 | 0 | 0 | 0 | 0 | 0 | 0 |  | 955 | 162-15 | 0 | 0 | 0 | 0 | 0 | 0 | 0 | 0 | 0 | 0 | 0 | 0 | 0 | 0 | 0 | 0 | 0 | 0 | 0 | 0 | 0 | 0 | 0 | 0 | 0 | 0 | 0 | 0 | 0 | 0 | 0 | 0 | 0 | 0 | 0 | 0 | 0 | 0 | 0 | 0 | 0 | 0 | 0 | 0 | 0 | 0 | 0 | 5000000 | scaled
162-17 | 0 | 0 | 0 | 0 | 0% | 0% | 0% | 0 | 0 | 0 | 0 | 0 | 0 | 0 | 0 | 162 | 0 | 0 | 0 | 0 | 0 | 0 | 0 | 0 | 0 | 0 | 0 | 0 | 0 | 0 | 0 | 0 | 0 | 0 |  | 956 | 162-17 | 0 | 0 | 0 | 0 | 0 | 0 | 0 | 0 | 0 | 0 | 0 | 0 | 0 | 0 | 0 | 0 | 0 | 0 | 0 | 0 | 0 | 0 | 0 | 0 | 0 | 0 | 0 | 0 | 0 | 0 | 0 | 0 | 0 | 0 | 0 | 0 | 0 | 0 | 0 | 0 | 0 | 0 | 0 | 0 | 0 | 0 | 0 | 5000000 | scaled
162-19F | 15155.4896 | 8021.5455 | 0 | 7133.9441 | 52.93% | 0% | 47.07% | 4793.1031 | 7876.2611 | 393.9588 | 2375.0537 | 2024.0906 | 646.6133 | 3907.9342 | 3321.7136 | 162 | 0.029254 | 0.017574 | 0.010455 | 518058.4662 | 661.8932 | 4640.4017 | 9853.1947 | 22625.4228 | 158622.3504 | 336810.693 | 589643.0244 | 48464.4409 | 292176.8638 | 249001.7197 | 696270.3998 | 57161.3499 | 345465.807 | 293643.2429 |  | 957 | 162-19F | 15155.4896 | 10362.3865 | 7279.2285 | 8021.5455 | 3228.4424 | 145.2845 | 0 | 0 | 0 | 7133.9441 | 661.8932 | 267.9344 | 15.2798 | 3372.6711 | 262.5663 | 9.9118 | 0 | 0 | 0 | 5.3681 | 9853.1947 | 7829.1041 | 6531.4812 | 3372.6711 | 1348.5805 | 50.9575 | 0 | 0 | 0 | 6480.5236 | 4640.4017 | 2265.348 | 732.4675 | 3992.3493 | 1617.2957 | 84.4152 | 0 | 0 | 0 | 648.0524 | 0.019192 | 0.0075112 | 0.0003918 | 0 | 0 | 0 | 0.010063 | 5000000 | scaled
162-44R | 6377.9481 | 2283.5935 | 0 | 4094.3546 | 35.8% | 0% | 64.2% | 1377.2591 | 2234.6701 | 8.9314 | 1339.7996 | 28.5281 | 14.0313 | 2175.743 | 44.8958 | 162 | 0.016132 | 0.0097672 | 0.0059794 | 395360.035 | 17.7213 | 2594.0398 | 3766.187 | 1098.5194 | 160800.8774 | 233460.6382 | 511987.9784 | 3320.1973 | 498062.6335 | 10605.1476 | 692925.379 | 4350.809 | 674653.2947 | 13921.2753 |  | 958 | 162-44R | 6377.9481 | 5000.689 | 4143.278 | 2283.5935 | 906.3344 | 48.9235 | 0 | 0 | 0 | 4094.3546 | 17.7213 | 8.7899 | 3.69 | 46.8473 | 5.709 | 0.60918 | 0 | 0 | 0 | 3.0809 | 3766.187 | 3737.6589 | 3721.2912 | 46.8473 | 18.3192 | 1.9515 | 0 | 0 | 0 | 3719.3397 | 2594.0398 | 1254.2401 | 418.2968 | 2222.1058 | 882.3062 | 46.3628 | 0 | 0 | 0 | 371.934 | 0.010361 | 0.0039966 | 0.0002088 | 0 | 0 | 0 | 0.0057706 | 5000000 | scaled
163-29R | 28436.2269 | 17337.2392 | 0 | 11098.9877 | 60.97% | 0% | 39.03% | 10998.3355 | 17089.214 | 984.9848 | 4983.879 | 5029.4717 | 1502.6693 | 7914.2074 | 7672.3373 | 163 | 0.04406 | 0.026493 | 0.016122 | 645400.7256 | 1525.0875 | 9084.5191 | 17826.6203 | 34614.0353 | 206186.1173 | 404600.573 | 658202.5345 | 58947.0555 | 298263.4797 | 300991.9993 | 703839.1285 | 61889.181 | 325955.8247 | 315994.1229 |  | 959 | 163-29R | 28436.2269 | 17437.8914 | 11347.0129 | 17337.2392 | 6338.9037 | 248.0252 | 0 | 0 | 0 | 11098.9877 | 1525.0875 | 540.1027 | 22.4182 | 7744.2239 | 531.751 | 14.0665 | 0 | 0 | 0 | 8.3516 | 17826.6203 | 12797.1487 | 10154.283 | 7744.2239 | 2714.7522 | 71.8866 | 0 | 0 | 0 | 10082.3964 | 9084.5191 | 4100.64 | 1170.3117 | 8076.2794 | 3092.4004 | 162.072 | 0 | 0 | 0 | 1008.2396 | 0.02851 | 0.010943 | 0.0005716 | 0 | 0 | 0 | 0.01555 | 5000000 | scaled
163-33R | 25042.5523 | 11573.0912 | 0 | 13469.4611 | 46.21% | 0% | 53.79% | 6783.1276 | 11350.2227 | 107.1234 | 6344.3953 | 331.6089 | 251.1206 | 10322.1688 | 776.9333 | 163 | 0.044418 | 0.029049 | 0.019711 | 563797.9617 | 261.7779 | 11766.4628 | 13014.3116 | 5893.5616 | 264905.417 | 292998.9832 | 628568.9373 | 9926.7504 | 587913.135 | 30729.0518 | 694654.2383 | 15369.0345 | 631735.4764 | 47549.7273 |  | 960 | 163-33R | 25042.5523 | 18259.4248 | 13692.3297 | 11573.0912 | 4789.9636 | 222.8686 | 0 | 0 | 0 | 13469.4611 | 261.7779 | 154.6545 | 10.6573 | 778.5609 | 144.5192 | 0.52196 | 0 | 0 | 0 | 10.1353 | 13014.3116 | 12682.7027 | 12237.3784 | 778.5609 | 446.952 | 1.6276 | 0 | 0 | 0 | 12235.7507 | 11766.4628 | 5422.0676 | 1444.294 | 10542.8878 | 4198.4925 | 220.719 | 0 | 0 | 0 | 1223.5751 | 0.025223 | 0.0098548 | 0.0005166 | 0 | 0 | 0 | 0.019194 | 5000000 | scaled
165-35R | 6403.2002 | 2776.8255 | 0 | 3626.3748 | 43.37% | 0% | 56.63% | 1754.7768 | 2749.2416 | 178.1242 | 663.6941 | 912.9585 | 276.779 | 1053.8573 | 1418.6053 | 165 | 0.014379 | 0.0086266 | 0.0052442 | 445309.9076 | 280.5017 | 1404.7662 | 4717.9324 | 19507.4632 | 97694.3193 | 328108.1251 | 538847.6828 | 54697.4448 | 203803.708 | 280346.53 | 696761.8661 | 70146.2712 | 267087.3266 | 359528.2683 |  | 961 | 165-35R | 6403.2002 | 4648.4234 | 3653.9586 | 2776.8255 | 1022.0486 | 27.5838 | 0 | 0 | 0 | 3626.3748 | 280.5017 | 102.3775 | 3.7227 | 1423.7087 | 99.6488 | 0.99399 | 0 | 0 | 0 | 2.7287 | 4717.9324 | 3804.9738 | 3299.327 | 1423.7087 | 510.7501 | 5.1034 | 0 | 0 | 0 | 3294.2237 | 1404.7662 | 741.0721 | 350.9088 | 1075.3438 | 411.6497 | 21.4865 | 0 | 0 | 0 | 329.4224 | 0.0093216 | 0.003569 | 0.0001866 | 0 | 0 | 0 | 0.0050576 | 5000000 | scaled
165-457AE | 0 | 0 | 0 | 0 | 0% | 0% | 0% | 0 | 0 | 0 | 0 | 0 | 0 | 0 | 0 | 165 | 0 | 0 | 0 | 0 | 0 | 0 | 0 | 0 | 0 | 0 | 0 | 0 | 0 | 0 | 0 | 0 | 0 | 0 |  | 962 | 165-457AE | 0 | 0 | 0 | 0 | 0 | 0 | 0 | 0 | 0 | 0 | 0 | 0 | 0 | 0 | 0 | 0 | 0 | 0 | 0 | 0 | 0 | 0 | 0 | 0 | 0 | 0 | 0 | 0 | 0 | 0 | 0 | 0 | 0 | 0 | 0 | 0 | 0 | 0 | 0 | 0 | 0 | 0 | 0 | 0 | 0 | 0 | 0 | 5000000 | scaled
165-49 | 0 | 0 | 0 | 0 | 0% | 0% | 0% | 0 | 0 | 0 | 0 | 0 | 0 | 0 | 0 | 165 | 0 | 0 | 0 | 0 | 0 | 0 | 0 | 0 | 0 | 0 | 0 | 0 | 0 | 0 | 0 | 0 | 0 | 0 |  | 963 | 165-49 | 0 | 0 | 0 | 0 | 0 | 0 | 0 | 0 | 0 | 0 | 0 | 0 | 0 | 0 | 0 | 0 | 0 | 0 | 0 | 0 | 0 | 0 | 0 | 0 | 0 | 0 | 0 | 0 | 0 | 0 | 0 | 0 | 0 | 0 | 0 | 0 | 0 | 0 | 0 | 0 | 0 | 0 | 0 | 0 | 0 | 0 | 0 | 5000000 | scaled
165-620F | 0 | 0 | 0 | 0 | 0% | 0% | 0% | 0 | 0 | 0 | 0 | 0 | 0 | 0 | 0 | 165 | 0 | 0 | 0 | 0 | 0 | 0 | 0 | 0 | 0 | 0 | 0 | 0 | 0 | 0 | 0 | 0 | 0 | 0 |  | 964 | 165-620F | 0 | 0 | 0 | 0 | 0 | 0 | 0 | 0 | 0 | 0 | 0 | 0 | 0 | 0 | 0 | 0 | 0 | 0 | 0 | 0 | 0 | 0 | 0 | 0 | 0 | 0 | 0 | 0 | 0 | 0 | 0 | 0 | 0 | 0 | 0 | 0 | 0 | 0 | 0 | 0 | 0 | 0 | 0 | 0 | 0 | 0 | 0 | 5000000 | scaled
165-621F | 101146.8183 | 92716.6093 | 0 | 8430.209 | 91.67% | 0% | 8.335% | 55258.3382 | 90479.8292 | 6968.1316 | 12622.3329 | 35667.8736 | 11430.4641 | 20537.4924 | 58511.8726 | 165 | 0.037528 | 0.02185 | 0.012408 | 2695236.0444 | 11731.1931 | 21739.6296 | 67675.9956 | 312598.4084 | 579290.9195 | 1803346.7165 | 2100159.2718 | 264832.1817 | 479726.8676 | 1355600.2225 | 859658.7066 | 108602.0841 | 195128.9514 | 555927.6711 |  | 965 | 165-621F | 101146.8183 | 45888.4801 | 10666.9891 | 92716.6093 | 37458.2711 | 2236.7801 | 0 | 0 | 0 | 8430.209 | 11731.1931 | 4763.0614 | 300.7289 | 60017.936 | 4756.718 | 294.3855 | 0 | 0 | 0 | 6.3435 | 67675.9956 | 32008.1219 | 9164.123 | 60017.936 | 24350.0624 | 1506.0634 | 0 | 0 | 0 | 7658.0596 | 21739.6296 | 9117.2967 | 1202.1372 | 20973.8237 | 8351.4908 | 436.3312 | 0 | 0 | 0 | 765.806 | 0.025641 | 0.0099628 | 0.0005212 | 0 | 0 | 0 | 0.011887 | 5000000 | scaled
165-622 | 0 | 0 | 0 | 0 | 0% | 0% | 0% | 0 | 0 | 0 | 0 | 0 | 0 | 0 | 0 | 165 | 0 | 0 | 0 | 0 | 0 | 0 | 0 | 0 | 0 | 0 | 0 | 0 | 0 | 0 | 0 | 0 | 0 | 0 |  | 966 | 165-622 | 0 | 0 | 0 | 0 | 0 | 0 | 0 | 0 | 0 | 0 | 0 | 0 | 0 | 0 | 0 | 0 | 0 | 0 | 0 | 0 | 0 | 0 | 0 | 0 | 0 | 0 | 0 | 0 | 0 | 0 | 0 | 0 | 0 | 0 | 0 | 0 | 0 | 0 | 0 | 0 | 0 | 0 | 0 | 0 | 0 | 0 | 0 | 5000000 | scaled
166-296 | 0 | 0 | 0 | 0 | 0% | 0% | 0% | 0 | 0 | 0 | 0 | 0 | 0 | 0 | 0 | 166 | 0 | 0 | 0 | 0 | 0 | 0 | 0 | 0 | 0 | 0 | 0 | 0 | 0 | 0 | 0 | 0 | 0 | 0 |  | 967 | 166-296 | 0 | 0 | 0 | 0 | 0 | 0 | 0 | 0 | 0 | 0 | 0 | 0 | 0 | 0 | 0 | 0 | 0 | 0 | 0 | 0 | 0 | 0 | 0 | 0 | 0 | 0 | 0 | 0 | 0 | 0 | 0 | 0 | 0 | 0 | 0 | 0 | 0 | 0 | 0 | 0 | 0 | 0 | 0 | 0 | 0 | 0 | 0 | 5000000 | scaled
166-298 | 0 | 0 | 0 | 0 | 0% | 0% | 0% | 0 | 0 | 0 | 0 | 0 | 0 | 0 | 0 | 166 | 0 | 0 | 0 | 0 | 0 | 0 | 0 | 0 | 0 | 0 | 0 | 0 | 0 | 0 | 0 | 0 | 0 | 0 |  | 968 | 166-298 | 0 | 0 | 0 | 0 | 0 | 0 | 0 | 0 | 0 | 0 | 0 | 0 | 0 | 0 | 0 | 0 | 0 | 0 | 0 | 0 | 0 | 0 | 0 | 0 | 0 | 0 | 0 | 0 | 0 | 0 | 0 | 0 | 0 | 0 | 0 | 0 | 0 | 0 | 0 | 0 | 0 | 0 | 0 | 0 | 0 | 0 | 0 | 5000000 | scaled
166-462F | 8465.9831 | 3878.2864 | 0 | 4587.6967 | 45.81% | 0% | 54.19% | 2409.5825 | 3803.9202 | 18.1719 | 2298.4362 | 92.9745 | 24.8728 | 3651.8323 | 127.215 | 166 | 0.020176 | 0.01168 | 0.0066818 | 419598.2984 | 28.3249 | 4142.9481 | 4294.7102 | 1403.8611 | 205336.3377 | 212858.0995 | 518518.5692 | 3910.4107 | 494600.961 | 20007.1976 | 697725.6059 | 4562.2325 | 669829.2367 | 23334.1367 |  | 969 | 166-462F | 8465.9831 | 6056.4006 | 4662.063 | 3878.2864 | 1468.7039 | 74.3662 | 0 | 0 | 0 | 4587.6967 | 28.3249 | 10.153 | 3.4521 | 127.215 | 6.7009 | 0 | 0 | 0 | 0 | 3.4521 | 4294.7102 | 4201.7357 | 4167.4951 | 127.215 | 34.2406 | 0 | 0 | 0 | 0 | 4167.4951 | 4142.9481 | 1844.5119 | 491.1157 | 3726.1986 | 1427.7624 | 74.3662 | 0 | 0 | 0 | 416.7495 | 0.013771 | 0.005275 | 0.0002766 | 0 | 0 | 0 | 0.0064052 | 5000000 | scaled
166-463F | 159.515 | 17.0949 | 0 | 142.4201 | 10.72% | 0% | 89.28% | 10.5365 | 16.7455 | 0 | 10.5365 | 0 | 0 | 16.7455 | 0 | 166 | 0.0003874 | 0.0002714 | 0.000203 | 411757.8863 | 0.10717 | 30.0325 | 129.3754 | 276.6302 | 77523.1324 | 333958.1237 | 548925.9724 | 0 | 548925.9724 | 0 | 703298.073 | 0 | 703298.073 | 0 |  | 970 | 166-463F | 159.515 | 148.9785 | 142.7695 | 17.0949 | 6.5584 | 0.34943 | 0 | 0 | 0 | 142.4201 | 0.10717 | 0.10717 | 0.10717 | 0 | 0 | 0 | 0 | 0 | 0 | 0.10717 | 129.3754 | 129.3754 | 129.3754 | 0 | 0 | 0 | 0 | 0 | 0 | 129.3754 | 30.0325 | 19.496 | 13.287 | 17.0949 | 6.5584 | 0.34943 | 0 | 0 | 0 | 12.9375 | 0.0001882 | 7.22e-05 | 3.8e-06 | 0 | 0 | 0 | 0.0001992 | 5000000 | scaled
166-464 | 0 | 0 | 0 | 0 | 0% | 0% | 0% | 0 | 0 | 0 | 0 | 0 | 0 | 0 | 0 | 166 | 0 | 0 | 0 | 0 | 0 | 0 | 0 | 0 | 0 | 0 | 0 | 0 | 0 | 0 | 0 | 0 | 0 | 0 |  | 971 | 166-464 | 0 | 0 | 0 | 0 | 0 | 0 | 0 | 0 | 0 | 0 | 0 | 0 | 0 | 0 | 0 | 0 | 0 | 0 | 0 | 0 | 0 | 0 | 0 | 0 | 0 | 0 | 0 | 0 | 0 | 0 | 0 | 0 | 0 | 0 | 0 | 0 | 0 | 0 | 0 | 0 | 0 | 0 | 0 | 0 | 0 | 0 | 0 | 5000000 | scaled
166-465F | 544.0531 | 57.1677 | 0 | 486.8855 | 10.51% | 0% | 89.49% | 24.8093 | 55.4846 | 0 | 24.8093 | 0 | 0 | 55.4846 | 0 | 166 | 0.0018838 | 0.0012718 | 0.0007112 | 288806.2035 | 0.36637 | 101.3967 | 442.2901 | 194.4822 | 53825.6039 | 234786.1174 | 408274.7107 | 0 | 408274.7107 | 0 | 686963.6707 | 0 | 686963.6707 | 0 |  | 972 | 166-465F | 544.0531 | 519.2438 | 488.5686 | 57.1677 | 32.3583 | 1.6831 | 0 | 0 | 0 | 486.8855 | 0.36637 | 0.36637 | 0.36637 | 0 | 0 | 0 | 0 | 0 | 0 | 0.36637 | 442.2901 | 442.2901 | 442.2901 | 0 | 0 | 0 | 0 | 0 | 0 | 442.2901 | 101.3967 | 76.5873 | 45.9121 | 57.1677 | 32.3583 | 1.6831 | 0 | 0 | 0 | 44.229 | 0.0012034 | 0.0005914 | 3.08e-05 | 0 | 0 | 0 | 0.0006804 | 5000000 | scaled
166-981 | 0 | 0 | 0 | 0 | 0% | 0% | 0% | 0 | 0 | 0 | 0 | 0 | 0 | 0 | 0 | 166 | 0 | 0 | 0 | 0 | 0 | 0 | 0 | 0 | 0 | 0 | 0 | 0 | 0 | 0 | 0 | 0 | 0 | 0 |  | 973 | 166-981 | 0 | 0 | 0 | 0 | 0 | 0 | 0 | 0 | 0 | 0 | 0 | 0 | 0 | 0 | 0 | 0 | 0 | 0 | 0 | 0 | 0 | 0 | 0 | 0 | 0 | 0 | 0 | 0 | 0 | 0 | 0 | 0 | 0 | 0 | 0 | 0 | 0 | 0 | 0 | 0 | 0 | 0 | 0 | 0 | 0 | 0 | 0 | 5000000 | scaled
166-982F | 2919.185 | 1241.393 | 0 | 1677.7921 | 42.53% | 0% | 57.47% | 759.2987 | 1213.2726 | 9.2245 | 702.7755 | 47.2987 | 15.8381 | 1116.2542 | 81.1803 | 166 | 0.0065086 | 0.0039464 | 0.0024394 | 448511.9747 | 18.0087 | 1291.2214 | 1609.955 | 2766.9024 | 198386.9691 | 247358.1033 | 547305.4763 | 6649.0531 | 506563.3612 | 34093.062 | 699316.4085 | 9128.9033 | 643396.1074 | 46791.3979 |  | 974 | 166-982F | 2919.185 | 2159.8863 | 1705.9124 | 1241.393 | 482.0943 | 28.1204 | 0 | 0 | 0 | 1677.7921 | 18.0087 | 8.7842 | 2.1706 | 85.8371 | 7.5217 | 0.90807 | 0 | 0 | 0 | 1.2625 | 1609.955 | 1562.6563 | 1528.7746 | 85.8371 | 38.5385 | 4.6568 | 0 | 0 | 0 | 1524.1178 | 1291.2214 | 588.4459 | 174.9672 | 1138.8096 | 436.0341 | 22.5555 | 0 | 0 | 0 | 152.4118 | 0.0041522 | 0.00159 | 8.3e-05 | 0 | 0 | 0 | 0.0023564 | 5000000 | scaled
166-983F | 0 | 0 | 0 | 0 | 0% | 0% | 0% | 0 | 0 | 0 | 0 | 0 | 0 | 0 | 0 | 166 | 0 | 0 | 0 | 0 | 0 | 0 | 0 | 0 | 0 | 0 | 0 | 0 | 0 | 0 | 0 | 0 | 0 | 0 |  | 975 | 166-983F | 0 | 0 | 0 | 0 | 0 | 0 | 0 | 0 | 0 | 0 | 0 | 0 | 0 | 0 | 0 | 0 | 0 | 0 | 0 | 0 | 0 | 0 | 0 | 0 | 0 | 0 | 0 | 0 | 0 | 0 | 0 | 0 | 0 | 0 | 0 | 0 | 0 | 0 | 0 | 0 | 0 | 0 | 0 | 0 | 0 | 0 | 0 | 5000000 | scaled
166-984F | 4539.1878 | 1363.8636 | 0 | 3175.3243 | 30.05% | 0% | 69.95% | 840.4608 | 1336.594 | 1.7357 | 829.7721 | 8.9529 | 3.0442 | 1317.8486 | 15.7012 | 166 | 0.013305 | 0.00785 | 0.0046414 | 341153.805 | 5.4848 | 1633.2516 | 2900.4514 | 412.224 | 122751.0368 | 217990.5442 | 471175.4241 | 973.081 | 465183.207 | 5019.1361 | 690005.9892 | 1571.564 | 680328.8118 | 8105.6133 |  | 976 | 166-984F | 4539.1878 | 3698.7271 | 3202.5938 | 1363.8636 | 523.4028 | 27.2695 | 0 | 0 | 0 | 3175.3243 | 5.4848 | 3.7491 | 2.4406 | 15.9651 | 1.3597 | 0.051237 | 0 | 0 | 0 | 2.3893 | 2900.4514 | 2891.4985 | 2884.7502 | 15.9651 | 7.0122 | 0.2639 | 0 | 0 | 0 | 2884.4863 | 1633.2516 | 803.4795 | 315.403 | 1344.803 | 515.0309 | 26.9544 | 0 | 0 | 0 | 288.4486 | 0.0088412 | 0.0033858 | 0.0001772 | 0 | 0 | 0 | 0.0044642 | 5000000 | scaled
167-32F | 1715.6589 | 1194.5915 | 0 | 521.0673 | 69.63% | 0% | 30.37% | 621.9203 | 1186.5857 | 134.0669 | 47.4638 | 440.3896 | 259.3738 | 75.3847 | 851.8272 | 167 | 0.002212 | 0.0013084 | 0.000777 | 775614.3162 | 261.2454 | 124.2665 | 1330.1469 | 118103.7132 | 56178.3652 | 601332.2378 | 835935.9202 | 180202.0561 | 63797.0764 | 591936.7877 | 680917.9105 | 148840.7158 | 43259.2449 | 488817.9498 |  | 977 | 167-32F | 1715.6589 | 1093.7386 | 529.0732 | 1194.5915 | 572.6712 | 8.0059 | 0 | 0 | 0 | 521.0673 | 261.2454 | 127.1785 | 1.8716 | 856.8058 | 126.7864 | 1.4795 | 0 | 0 | 0 | 0.39209 | 1330.1469 | 889.7573 | 478.3198 | 856.8058 | 416.4161 | 4.9786 | 0 | 0 | 0 | 473.3411 | 124.2665 | 76.8027 | 48.8818 | 76.9324 | 29.4686 | 1.5477 | 0 | 0 | 0 | 47.3341 | 0.0014642 | 0.0005606 | 2.92e-05 | 0 | 0 | 0 | 0.0007478 | 5000000 | scaled
167-33 | 0 | 0 | 0 | 0 | 0% | 0% | 0% | 0 | 0 | 0 | 0 | 0 | 0 | 0 | 0 | 167 | 0 | 0 | 0 | 0 | 0 | 0 | 0 | 0 | 0 | 0 | 0 | 0 | 0 | 0 | 0 | 0 | 0 | 0 |  | 978 | 167-33 | 0 | 0 | 0 | 0 | 0 | 0 | 0 | 0 | 0 | 0 | 0 | 0 | 0 | 0 | 0 | 0 | 0 | 0 | 0 | 0 | 0 | 0 | 0 | 0 | 0 | 0 | 0 | 0 | 0 | 0 | 0 | 0 | 0 | 0 | 0 | 0 | 0 | 0 | 0 | 0 | 0 | 0 | 0 | 0 | 0 | 0 | 0 | 5000000 | scaled
168-701 | 0 | 0 | 0 | 0 | 0% | 0% | 0% | 0 | 0 | 0 | 0 | 0 | 0 | 0 | 0 | 168 | 0 | 0 | 0 | 0 | 0 | 0 | 0 | 0 | 0 | 0 | 0 | 0 | 0 | 0 | 0 | 0 | 0 | 0 |  | 979 | 168-701 | 0 | 0 | 0 | 0 | 0 | 0 | 0 | 0 | 0 | 0 | 0 | 0 | 0 | 0 | 0 | 0 | 0 | 0 | 0 | 0 | 0 | 0 | 0 | 0 | 0 | 0 | 0 | 0 | 0 | 0 | 0 | 0 | 0 | 0 | 0 | 0 | 0 | 0 | 0 | 0 | 0 | 0 | 0 | 0 | 0 | 0 | 0 | 5000000 | scaled
168-702F | 86049.6211 | 82715.2549 | 0 | 3334.3662 | 96.13% | 0% | 3.875% | 45443.4818 | 80888.2452 | 10350.2557 | 1800.333 | 33292.8932 | 18453.7784 | 3071.3826 | 59363.0842 | 168 | 0.018904 | 0.010723 | 0.0049332 | 4551878.4752 | 18873.154 | 3442.6227 | 63733.8444 | 998357.7176 | 182108.8826 | 3371411.8751 | 3786755.7488 | 862475.5084 | 150019.782 | 2774260.4583 | 1046253.1259 | 238691.3362 | 39726.9545 | 767834.8352 |  | 980 | 168-702F | 86049.6211 | 40606.1392 | 5161.3759 | 82715.2549 | 37271.7731 | 1827.0098 | 0 | 0 | 0 | 3334.3662 | 18873.154 | 8522.8983 | 419.3756 | 60704.8833 | 8520.3893 | 416.8666 | 0 | 0 | 0 | 2.509 | 63733.8444 | 30440.9512 | 4370.7602 | 60704.8833 | 27411.9901 | 1341.7991 | 0 | 0 | 0 | 3028.9611 | 3442.6227 | 1642.2898 | 371.2401 | 3139.7266 | 1339.3937 | 68.344 | 0 | 0 | 0 | 302.8961 | 0.014289 | 0.0061078 | 0.0003178 | 0 | 0 | 0 | 0.0046154 | 5000000 | scaled
168-703F | 2769.0967 | 1119.0332 | 0 | 1650.0635 | 40.41% | 0% | 59.59% | 678.5161 | 1098.5548 | 8.3969 | 626.8251 | 43.2941 | 16.7587 | 995.3398 | 86.4563 | 168 | 0.0058996 | 0.0036678 | 0.002356 | 469370.2476 | 18.0389 | 1165.475 | 1585.5827 | 3057.6555 | 197551.5336 | 268761.0584 | 569982.169 | 7053.7346 | 526559.5364 | 36368.8979 | 709058.5381 | 10816.8475 | 642438.7425 | 55802.9481 |  | 981 | 168-703F | 2769.0967 | 2090.5806 | 1670.5419 | 1119.0332 | 440.5171 | 20.4784 | 0 | 0 | 0 | 1650.0635 | 18.0389 | 9.6421 | 1.2802 | 86.6538 | 8.4004 | 0.038624 | 0 | 0 | 0 | 1.2416 | 1585.5827 | 1542.2886 | 1499.1264 | 86.6538 | 43.3597 | 0.19746 | 0 | 0 | 0 | 1498.929 | 1165.475 | 538.6499 | 170.1353 | 1015.5821 | 388.757 | 20.2424 | 0 | 0 | 0 | 149.8929 | 0.003616 | 0.0013842 | 7.24e-05 | 0 | 0 | 0 | 0.0022836 | 5000000 | scaled
168-704F | 0 | 0 | 0 | 0 | 0% | 0% | 0% | 0 | 0 | 0 | 0 | 0 | 0 | 0 | 0 | 168 | 0 | 0 | 0 | 0 | 0 | 0 | 0 | 0 | 0 | 0 | 0 | 0 | 0 | 0 | 0 | 0 | 0 | 0 |  | 982 | 168-704F | 0 | 0 | 0 | 0 | 0 | 0 | 0 | 0 | 0 | 0 | 0 | 0 | 0 | 0 | 0 | 0 | 0 | 0 | 0 | 0 | 0 | 0 | 0 | 0 | 0 | 0 | 0 | 0 | 0 | 0 | 0 | 0 | 0 | 0 | 0 | 0 | 0 | 0 | 0 | 0 | 0 | 0 | 0 | 0 | 0 | 0 | 0 | 5000000 | scaled
169-29AE | 0 | 0 | 0 | 0 | 0% | 0% | 0% | 0 | 0 | 0 | 0 | 0 | 0 | 0 | 0 | 169 | 0 | 0 | 0 | 0 | 0 | 0 | 0 | 0 | 0 | 0 | 0 | 0 | 0 | 0 | 0 | 0 | 0 | 0 |  | 983 | 169-29AE | 0 | 0 | 0 | 0 | 0 | 0 | 0 | 0 | 0 | 0 | 0 | 0 | 0 | 0 | 0 | 0 | 0 | 0 | 0 | 0 | 0 | 0 | 0 | 0 | 0 | 0 | 0 | 0 | 0 | 0 | 0 | 0 | 0 | 0 | 0 | 0 | 0 | 0 | 0 | 0 | 0 | 0 | 0 | 0 | 0 | 0 | 0 | 5000000 | scaled
169-30F | 0 | 0 | 0 | 0 | 0% | 0% | 0% | 0 | 0 | 0 | 0 | 0 | 0 | 0 | 0 | 169 | 0 | 0 | 0 | 0 | 0 | 0 | 0 | 0 | 0 | 0 | 0 | 0 | 0 | 0 | 0 | 0 | 0 | 0 |  | 984 | 169-30F | 0 | 0 | 0 | 0 | 0 | 0 | 0 | 0 | 0 | 0 | 0 | 0 | 0 | 0 | 0 | 0 | 0 | 0 | 0 | 0 | 0 | 0 | 0 | 0 | 0 | 0 | 0 | 0 | 0 | 0 | 0 | 0 | 0 | 0 | 0 | 0 | 0 | 0 | 0 | 0 | 0 | 0 | 0 | 0 | 0 | 0 | 0 | 5000000 | scaled
169-31 | 0 | 0 | 0 | 0 | 0% | 0% | 0% | 0 | 0 | 0 | 0 | 0 | 0 | 0 | 0 | 169 | 0 | 0 | 0 | 0 | 0 | 0 | 0 | 0 | 0 | 0 | 0 | 0 | 0 | 0 | 0 | 0 | 0 | 0 |  | 985 | 169-31 | 0 | 0 | 0 | 0 | 0 | 0 | 0 | 0 | 0 | 0 | 0 | 0 | 0 | 0 | 0 | 0 | 0 | 0 | 0 | 0 | 0 | 0 | 0 | 0 | 0 | 0 | 0 | 0 | 0 | 0 | 0 | 0 | 0 | 0 | 0 | 0 | 0 | 0 | 0 | 0 | 0 | 0 | 0 | 0 | 0 | 0 | 0 | 5000000 | scaled
169-35F | 38.1507 | 3.3736 | 0 | 34.7771 | 8.843% | 0% | 91.16% | 2.0832 | 3.3062 | 0 | 2.0832 | 0 | 0 | 3.3062 | 0 | 169 | 0.0001782 | 9.78e-05 | 5.06e-05 | 214088.9941 | 0.026169 | 6.5328 | 31.5917 | 146.8497 | 36659.793 | 177282.3515 | 368787.5221 | 0 | 368787.5221 | 0 | 688624.9719 | 0 | 688624.9719 | 0 |  | 986 | 169-35F | 38.1507 | 36.0674 | 34.8444 | 3.3736 | 1.2904 | 0.067368 | 0 | 0 | 0 | 34.7771 | 0.026169 | 0.026169 | 0.026169 | 0 | 0 | 0 | 0 | 0 | 0 | 0.026169 | 31.5917 | 31.5917 | 31.5917 | 0 | 0 | 0 | 0 | 0 | 0 | 31.5917 | 6.5328 | 4.4495 | 3.2265 | 3.3736 | 1.2904 | 0.067368 | 0 | 0 | 0 | 3.1592 | 0.0001302 | 4.98e-05 | 2.6e-06 | 0 | 0 | 0 | 4.8e-05 | 5000000 | scaled
169-36 | 0 | 0 | 0 | 0 | 0% | 0% | 0% | 0 | 0 | 0 | 0 | 0 | 0 | 0 | 0 | 169 | 0 | 0 | 0 | 0 | 0 | 0 | 0 | 0 | 0 | 0 | 0 | 0 | 0 | 0 | 0 | 0 | 0 | 0 |  | 987 | 169-36 | 0 | 0 | 0 | 0 | 0 | 0 | 0 | 0 | 0 | 0 | 0 | 0 | 0 | 0 | 0 | 0 | 0 | 0 | 0 | 0 | 0 | 0 | 0 | 0 | 0 | 0 | 0 | 0 | 0 | 0 | 0 | 0 | 0 | 0 | 0 | 0 | 0 | 0 | 0 | 0 | 0 | 0 | 0 | 0 | 0 | 0 | 0 | 5000000 | scaled
170-3R | 134607.5717 | 96026.3636 | 33230.9125 | 5350.2956 | 71.34% | 24.69% | 3.975% | 75235.4018 | 125332.252 | 9303.1237 | 16853.2307 | 49079.0474 | 14518.9015 | 33561.0288 | 77252.3218 | 170 | 0.059016 | 0.03223 | 0.010484 | 2280850.2672 | 14754.434 | 36360.1264 | 83493.0112 | 250005.66 | 616102.0741 | 1414742.5331 | 1842128.4989 | 227785.7087 | 412649.0429 | 1201693.7473 | 884711.9118 | 102487.946 | 236905.0381 | 545318.9277 |  | 988 | 170-3R | 134607.5717 | 59372.1699 | 9275.3197 | 96026.3636 | 35512.5812 | 1511.5954 | 33230.9125 | 18509.2931 | 2413.4287 | 5350.2956 | 14754.434 | 5451.3103 | 235.5326 | 75772.1717 | 5425.4295 | 228.657 | 39.2375 | 21.8549 | 2.8497 | 4.0259 | 83493.0112 | 34413.9639 | 6240.6895 | 75772.1717 | 27960.3956 | 1172.6907 | 2860.5944 | 1593.3231 | 207.7536 | 4860.2451 | 36360.1264 | 19506.8958 | 2799.0977 | 5543.0213 | 2126.7561 | 110.2477 | 30331.0806 | 16894.1152 | 2202.8255 | 486.0245 | 0.027063 | 0.010792 | 0.0005634 | 0.024481 | 0.013965 | 0.002448 | 0.0074726 | 5000000 | scaled
170-410R | 29166.7063 | 9045.2272 | 13245.7325 | 6875.7466 | 31.01% | 45.41% | 23.57% | 11457.3608 | 21140.4118 | 535.463 | 5475.1372 | 5446.7606 | 852.0115 | 11215.3618 | 9073.0385 | 170 | 0.10336 | 0.050943 | 0.013581 | 282184.5343 | 875.8779 | 12672.9097 | 15617.9187 | 8474.018 | 122608.9463 | 151101.57 | 347629.2324 | 16246.551 | 166121.8293 | 165260.8521 | 590976.9625 | 23817.8496 | 313523.716 | 253635.3968 |  | 989 | 170-410R | 29166.7063 | 17709.3455 | 8026.2945 | 9045.2272 | 3455.1741 | 188.6035 | 13245.7325 | 7378.4247 | 961.9444 | 6875.7466 | 875.8779 | 340.4149 | 23.8664 | 7386.4381 | 328.6668 | 17.8355 | 11.8022 | 6.5743 | 0.85711 | 5.1738 | 15617.9187 | 10171.1581 | 6544.8802 | 7386.4381 | 2819.1736 | 154.7116 | 1985.5053 | 1106.0092 | 144.1933 | 6245.9753 | 12672.9097 | 7197.7725 | 1457.5479 | 799.8871 | 307.3337 | 16.0563 | 11248.4251 | 6265.8413 | 816.894 | 624.5975 | 0.069145 | 0.027256 | 0.0014244 | 0.02451 | 0.013982 | 0.002451 | 0.009706 | 5000000 | scaled
170-42 | 23954.2202 | 20673.1889 | 1858.788 | 1422.2433 | 86.3% | 7.76% | 5.937% | 13469.4232 | 21869.7385 | 1773.612 | 2123.8632 | 9571.9479 | 2826.1946 | 3709.8772 | 15333.6667 | 170 | 0.037594 | 0.020215 | 0.004655 | 637182.0015 | 2903.434 | 3995.3363 | 17055.4499 | 77231.3135 | 106275.9026 | 453674.7854 | 518659.0781 | 68295.4249 | 81782.3388 | 368581.3144 | 447794.1337 | 57867.7861 | 75961.6425 | 313964.705 |  | 990 | 170-42 | 23954.2202 | 10484.797 | 2084.4817 | 20673.1889 | 8026.9114 | 527.2655 | 1858.788 | 1035.6424 | 134.973 | 1422.2433 | 2903.434 | 1129.822 | 77.2394 | 15405.4876 | 1128.0597 | 76.079 | 1.2421 | 0.69207 | 0.090196 | 1.0702 | 17055.4499 | 7483.5019 | 1721.7832 | 15405.4876 | 5992.0705 | 403.813 | 357.9868 | 199.4559 | 25.9946 | 1291.9755 | 3995.3363 | 1871.4731 | 285.4591 | 2366.5797 | 906.7812 | 47.3734 | 1499.559 | 835.4944 | 108.8881 | 129.1976 | 0.011109 | 0.004254 | 0.0002224 | 0.024503 | 0.013979 | 0.0024504 | 0.0019822 | 5000000 | scaled
170-46 | 63310.6973 | 25125.7829 | 30211.1438 | 7973.7706 | 39.69% | 47.72% | 12.59% | 28252.6529 | 52622.5314 | 770.3068 | 21209.8371 | 6272.509 | 1289.685 | 40372.1906 | 10960.6558 | 170 | 0.099838 | 0.050695 | 0.015034 | 634134.2703 | 1325.0754 | 43398.6438 | 18586.9781 | 13272.2547 | 434690.6366 | 186171.379 | 691551.0944 | 18855.0961 | 519161.373 | 153534.6254 | 710942.4012 | 17423.9388 | 545437.5023 | 148080.96 |  | 991 | 170-46 | 63310.6973 | 35058.0444 | 10688.1659 | 25125.7829 | 10256.3877 | 521.6343 | 30211.1438 | 16827.8861 | 2192.7609 | 7973.7706 | 1325.0754 | 554.7686 | 35.3903 | 8335.8016 | 522.4132 | 25.9561 | 47.3158 | 26.3554 | 3.4342 | 6 | 18586.9781 | 12314.4691 | 7626.3223 | 8335.8016 | 3395.6975 | 164.5885 | 3007.7487 | 1675.3438 | 218.306 | 7243.4278 | 43398.6438 | 22188.8067 | 3026.4532 | 15518.2217 | 6338.277 | 331.0897 | 27156.0793 | 15126.187 | 1971.0207 | 724.3428 | 0.06411 | 0.025479 | 0.00133 | 0.024472 | 0.013959 | 0.0024472 | 0.011257 | 5000000 | scaled
170-462 | 0 | 0 | 0 | 0 | 0% | 0% | 0% | 0 | 0 | 0 | 0 | 0 | 0 | 0 | 0 | 170 | 0 | 0 | 0 | 0 | 0 | 0 | 0 | 0 | 0 | 0 | 0 | 0 | 0 | 0 | 0 | 0 | 0 | 0 |  | 992 | 170-462 | 0 | 0 | 0 | 0 | 0 | 0 | 0 | 0 | 0 | 0 | 0 | 0 | 0 | 0 | 0 | 0 | 0 | 0 | 0 | 0 | 0 | 0 | 0 | 0 | 0 | 0 | 0 | 0 | 0 | 0 | 0 | 0 | 0 | 0 | 0 | 0 | 0 | 0 | 0 | 0 | 0 | 0 | 0 | 0 | 0 | 0 | 0 | 5000000 | scaled
170-463F | 4084.1596 | 0 | 4084.1596 | 0 | 0% | 100% | 0% | 535.8355 | 1121.0634 | 0.73411 | 492.3596 | 42.7418 | 1.5359 | 1030.104 | 89.4235 | 170 | 0.024508 | 0.024508 | 0.024508 | 166644.6165 | 5.5954 | 3752.7842 | 325.7799 | 228.3086 | 153123.6164 | 13292.6916 | 144781.0969 | 198.3548 | 133034.0313 | 11548.7107 | 120902.2359 | 165.64 | 111092.6232 | 9643.9727 |  | 993 | 170-463F | 4084.1596 | 3548.3241 | 2963.0962 | 0 | 0 | 0 | 4084.1596 | 3548.3241 | 2963.0962 | 0 | 5.5954 | 4.8613 | 4.0595 | 0 | 0 | 0 | 5.5954 | 4.8613 | 4.0595 | 0 | 325.7799 | 283.0381 | 236.3564 | 0 | 0 | 0 | 325.7799 | 283.0381 | 236.3564 | 0 | 3752.7842 | 3260.4246 | 2722.6802 | 0 | 0 | 0 | 3752.7842 | 3260.4246 | 2722.6802 | 0 | 0 | 0 | 0 | 0.024508 | 0.024508 | 0.024508 | 0 | 5000000 | scaled
170-464F | 2961.9496 | 0 | 2961.9496 | 0 | 0% | 100% | 0% | 389.7873 | 813.4254 | 0.53274 | 346.3074 | 42.9472 | 1.1117 | 722.6896 | 89.624 | 170 | 0.024547 | 0.024547 | 0.024547 | 120666.3892 | 4.0482 | 2631.5507 | 326.3506 | 164.92 | 107206.3232 | 13295.146 | 104786.9065 | 143.2168 | 93098.1613 | 11545.5284 | 87528.3814 | 119.6288 | 77764.7861 | 9643.9665 |  | 994 | 170-464F | 2961.9496 | 2572.1623 | 2148.5242 | 0 | 0 | 0 | 2961.9496 | 2572.1623 | 2148.5242 | 0 | 4.0482 | 3.5155 | 2.9365 | 0 | 0 | 0 | 4.0482 | 3.5155 | 2.9365 | 0 | 326.3506 | 283.4035 | 236.7266 | 0 | 0 | 0 | 326.3506 | 283.4035 | 236.7266 | 0 | 2631.5507 | 2285.2433 | 1908.8611 | 0 | 0 | 0 | 2631.5507 | 2285.2433 | 1908.8611 | 0 | 0 | 0 | 0 | 0.024547 | 0.024547 | 0.024547 | 0 | 5000000 | scaled
170-465F | 24847.0507 | 0 | 24847.0507 | 0 | 0% | 100% | 0% | 3271.3822 | 6830.2697 | 3.3831 | 2995.1009 | 272.8981 | 7.0636 | 6253.4262 | 569.7799 | 170 | 0.024542 | 0.024542 | 0.024542 | 1012413.2405 | 25.6957 | 22748.6183 | 2072.7366 | 1046.9937 | 926910.9104 | 84455.3364 | 879118.1189 | 909.1457 | 804873.0926 | 73335.8805 | 734108.359 | 759.1829 | 672109.9845 | 61239.1916 |  | 995 | 170-465F | 24847.0507 | 21575.6685 | 18016.781 | 0 | 0 | 0 | 24847.0507 | 21575.6685 | 18016.781 | 0 | 25.6957 | 22.3126 | 18.6322 | 0 | 0 | 0 | 25.6957 | 22.3126 | 18.6322 | 0 | 2072.7366 | 1799.8385 | 1502.9567 | 0 | 0 | 0 | 2072.7366 | 1799.8385 | 1502.9567 | 0 | 22748.6183 | 19753.5174 | 16495.1921 | 0 | 0 | 0 | 22748.6183 | 19753.5174 | 16495.1921 | 0 | 0 | 0 | 0 | 0.024542 | 0.024542 | 0.024542 | 0 | 5000000 | scaled
170-47F | 0 | 0 | 0 | 0 | 0% | 0% | 0% | 0 | 0 | 0 | 0 | 0 | 0 | 0 | 0 | 170 | 0 | 0 | 0 | 0 | 0 | 0 | 0 | 0 | 0 | 0 | 0 | 0 | 0 | 0 | 0 | 0 | 0 | 0 |  | 996 | 170-47F | 0 | 0 | 0 | 0 | 0 | 0 | 0 | 0 | 0 | 0 | 0 | 0 | 0 | 0 | 0 | 0 | 0 | 0 | 0 | 0 | 0 | 0 | 0 | 0 | 0 | 0 | 0 | 0 | 0 | 0 | 0 | 0 | 0 | 0 | 0 | 0 | 0 | 0 | 0 | 0 | 0 | 0 | 0 | 0 | 0 | 0 | 0 | 5000000 | scaled
170-48 | 0 | 0 | 0 | 0 | 0% | 0% | 0% | 0 | 0 | 0 | 0 | 0 | 0 | 0 | 0 | 170 | 0 | 0 | 0 | 0 | 0 | 0 | 0 | 0 | 0 | 0 | 0 | 0 | 0 | 0 | 0 | 0 | 0 | 0 |  | 997 | 170-48 | 0 | 0 | 0 | 0 | 0 | 0 | 0 | 0 | 0 | 0 | 0 | 0 | 0 | 0 | 0 | 0 | 0 | 0 | 0 | 0 | 0 | 0 | 0 | 0 | 0 | 0 | 0 | 0 | 0 | 0 | 0 | 0 | 0 | 0 | 0 | 0 | 0 | 0 | 0 | 0 | 0 | 0 | 0 | 0 | 0 | 0 | 0 | 5000000 | scaled
170-879 | 10367.5101 | 0 | 10367.5101 | 0 | 0% | 100% | 0% | 1366.4941 | 2852.0984 | 1.3766 | 1240.2269 | 124.8906 | 2.8732 | 2588.5578 | 260.6673 | 170 | 0.02456 | 0.02456 | 0.02456 | 422133.328 | 10.4443 | 9409.5279 | 947.5379 | 425.2608 | 383127.2209 | 38580.8463 | 366493.864 | 369.2091 | 332628.9735 | 33495.6813 | 306004.5975 | 308.2717 | 277729.0568 | 27967.269 |  | 998 | 170-879 | 10367.5101 | 9001.016 | 7515.4117 | 0 | 0 | 0 | 10367.5101 | 9001.016 | 7515.4117 | 0 | 10.4443 | 9.0677 | 7.5711 | 0 | 0 | 0 | 10.4443 | 9.0677 | 7.5711 | 0 | 947.5379 | 822.6472 | 686.8705 | 0 | 0 | 0 | 947.5379 | 822.6472 | 686.8705 | 0 | 9409.5279 | 8169.3011 | 6820.9701 | 0 | 0 | 0 | 9409.5279 | 8169.3011 | 6820.9701 | 0 | 0 | 0 | 0 | 0.02456 | 0.02456 | 0.02456 | 0 | 5000000 | scaled
171-34 | 81203.497 | 36273.3696 | 41936.381 | 2993.7464 | 44.67% | 51.64% | 3.687% | 39323.6808 | 73887.8115 | 3211.558 | 16650.567 | 19461.5559 | 5452.8265 | 34329.0636 | 34105.9214 | 171 | 0.043687 | 0.024288 | 0.007018 | 1858739.5231 | 5661.377 | 37203.6149 | 38338.5052 | 129588.3243 | 851586.8403 | 877564.3585 | 1724300.7353 | 140823.3319 | 730109.2953 | 853368.108 | 1042417.4295 | 76929.0803 | 484318.2319 | 481170.1174 |  | 999 | 171-34 | 81203.497 | 41879.8163 | 7315.6855 | 36273.3696 | 15577.2816 | 1281.6785 | 41936.381 | 23308.7882 | 3040.2606 | 2993.7464 | 5661.377 | 2449.819 | 208.5505 | 29243.4844 | 2413.6672 | 201.8762 | 60.9901 | 33.8991 | 4.4216 | 2.2527 | 38338.5052 | 18876.9493 | 4232.5837 | 29243.4844 | 12613.8339 | 1050.8409 | 6375.481 | 3543.5756 | 462.2031 | 2719.5398 | 37203.6149 | 20553.048 | 2874.5513 | 1431.751 | 549.7804 | 28.9614 | 35499.9099 | 19731.3136 | 2573.6359 | 271.954 | 0.01493 | 0.0060924 | 0.0003192 | 0.024509 | 0.013948 | 0.002451 | 0.0042478 | 5000000 | scaled
171-566 | 2584.8939 | 0 | 2584.8939 | 0 | 0% | 100% | 0% | 341.3405 | 711.8745 | 1.0089 | 273.4362 | 66.8953 | 2.1042 | 570.2584 | 139.512 | 171 | 0.024557 | 0.024557 | 0.024557 | 105262.6937 | 7.6405 | 2070.6703 | 506.5831 | 311.1384 | 84322.3514 | 20629.2039 | 91362.5401 | 270.0519 | 73187.4127 | 17905.0754 | 76273.5615 | 225.4515 | 61100.147 | 14947.963 |  | 1000 | 171-566 | 2584.8939 | 2243.5534 | 1873.0193 | 0 | 0 | 0 | 2584.8939 | 2243.5534 | 1873.0193 | 0 | 7.6405 | 6.6316 | 5.5363 | 0 | 0 | 0 | 7.6405 | 6.6316 | 5.5363 | 0 | 506.5831 | 439.6878 | 367.0711 | 0 | 0 | 0 | 506.5831 | 439.6878 | 367.0711 | 0 | 2070.6703 | 1797.234 | 1500.4119 | 0 | 0 | 0 | 2070.6703 | 1797.234 | 1500.4119 | 0 | 0 | 0 | 0 | 0.024557 | 0.024557 | 0.024557 | 0 | 5000000 | scaled
171-567 | 70655.3623 | 40358.6227 | 27428.3915 | 2868.3481 | 57.12% | 38.82% | 4.06% | 37017.1093 | 65215.8725 | 3783.5165 | 12615.8111 | 20617.7817 | 6076.2846 | 25525.3592 | 33614.2286 | 171 | 0.041203 | 0.022849 | 0.0067456 | 1714794.4659 | 6167.551 | 27635.9259 | 36851.8854 | 149685.4877 | 670719.5498 | 894389.4284 | 1472223.8105 | 150475.9071 | 501748.9983 | 819998.9051 | 806375.985 | 75131.5565 | 315613.9123 | 415630.5163 |  | 1001 | 171-567 | 70655.3623 | 33638.253 | 5439.4898 | 40358.6227 | 15545.6552 | 584.5715 | 27428.3915 | 15224.2496 | 1986.5702 | 2868.3481 | 6167.551 | 2384.0345 | 91.2664 | 31697.242 | 2363.1834 | 86.6689 | 33.6774 | 18.6928 | 2.4392 | 2.1583 | 36851.8854 | 16234.1037 | 3237.6567 | 31697.242 | 12213.6339 | 447.4107 | 2549.0163 | 1414.8427 | 184.6189 | 2605.6271 | 27635.9259 | 15020.1148 | 2110.5667 | 2529.6654 | 968.838 | 50.4919 | 24845.6977 | 13790.7141 | 1799.5121 | 260.5627 | 0.012622 | 0.0048616 | 0.0002544 | 0.024545 | 0.01395 | 0.0024546 | 0.0040366 | 5000000 | scaled
171-568 | 31078.0959 | 18653.1841 | 10951.6001 | 1473.3118 | 60.02% | 35.24% | 4.741% | 17228.4529 | 28684.3789 | 1907.028 | 4701.4713 | 10619.9536 | 2858.561 | 9512.2033 | 16313.6146 | 171 | 0.032551 | 0.018318 | 0.0046654 | 954750.8806 | 2879.2065 | 10333.7697 | 17865.1197 | 88452.1667 | 317463.9701 | 548834.7438 | 756067.4206 | 83689.5636 | 206323.1853 | 466054.6717 | 513078.6328 | 51131.1946 | 170145.1607 | 291802.2775 |  | 1002 | 171-568 | 31078.0959 | 13849.643 | 2393.7171 | 18653.1841 | 6294.492 | 127.307 | 10951.6001 | 6081.8392 | 793.0983 | 1473.3118 | 2879.2065 | 972.1785 | 20.6455 | 14840.934 | 955.8922 | 17.5576 | 27.3306 | 15.1777 | 1.9792 | 1.1086 | 17865.1197 | 7245.1661 | 1551.5051 | 14840.934 | 4970.6002 | 91.0542 | 1685.8193 | 936.1994 | 122.0845 | 1338.3665 | 10333.7697 | 5632.2984 | 821.5664 | 961.4828 | 367.9996 | 18.6952 | 9238.4502 | 5130.4621 | 669.0346 | 133.8366 | 0.0058784 | 0.002252 | 0.0001166 | 0.024582 | 0.013975 | 0.0024582 | 0.0020906 | 5000000 | scaled
171-664 | 0 | 0 | 0 | 0 | 0% | 0% | 0% | 0 | 0 | 0 | 0 | 0 | 0 | 0 | 0 | 171 | 0 | 0 | 0 | 0 | 0 | 0 | 0 | 0 | 0 | 0 | 0 | 0 | 0 | 0 | 0 | 0 | 0 | 0 |  | 1003 | 171-664 | 0 | 0 | 0 | 0 | 0 | 0 | 0 | 0 | 0 | 0 | 0 | 0 | 0 | 0 | 0 | 0 | 0 | 0 | 0 | 0 | 0 | 0 | 0 | 0 | 0 | 0 | 0 | 0 | 0 | 0 | 0 | 0 | 0 | 0 | 0 | 0 | 0 | 0 | 0 | 0 | 0 | 0 | 0 | 0 | 0 | 0 | 0 | 5000000 | scaled
171-666F | 0 | 0 | 0 | 0 | 0% | 0% | 0% | 0 | 0 | 0 | 0 | 0 | 0 | 0 | 0 | 171 | 0 | 0 | 0 | 0 | 0 | 0 | 0 | 0 | 0 | 0 | 0 | 0 | 0 | 0 | 0 | 0 | 0 | 0 |  | 1004 | 171-666F | 0 | 0 | 0 | 0 | 0 | 0 | 0 | 0 | 0 | 0 | 0 | 0 | 0 | 0 | 0 | 0 | 0 | 0 | 0 | 0 | 0 | 0 | 0 | 0 | 0 | 0 | 0 | 0 | 0 | 0 | 0 | 0 | 0 | 0 | 0 | 0 | 0 | 0 | 0 | 0 | 0 | 0 | 0 | 0 | 0 | 0 | 0 | 5000000 | scaled
171-667F | 237.4698 | 0 | 237.4698 | 0 | 0% | 100% | 0% | 31.4439 | 65.647 | 0.020651 | 24.9306 | 6.4927 | 0.043114 | 52.0488 | 13.5551 | 171 | 0.024527 | 0.024527 | 0.024527 | 9681.8948 | 0.15596 | 188.28 | 49.0339 | 6.3586 | 7676.3736 | 1999.1626 | 8399.8932 | 5.5167 | 6659.9276 | 1734.4489 | 7005.3977 | 4.6008 | 5554.2898 | 1446.507 |  | 1005 | 171-667F | 237.4698 | 206.0259 | 171.8228 | 0 | 0 | 0 | 237.4698 | 206.0259 | 171.8228 | 0 | 0.15596 | 0.13531 | 0.11285 | 0 | 0 | 0 | 0.15596 | 0.13531 | 0.11285 | 0 | 49.0339 | 42.5412 | 35.4788 | 0 | 0 | 0 | 49.0339 | 42.5412 | 35.4788 | 0 | 188.28 | 163.3494 | 136.2312 | 0 | 0 | 0 | 188.28 | 163.3494 | 136.2312 | 0 | 0 | 0 | 0 | 0.024527 | 0.024527 | 0.024527 | 0 | 5000000 | scaled
171-6R | 40340.4278 | 21901.327 | 16616.919 | 1822.1818 | 54.29% | 41.19% | 4.517% | 21641.1182 | 36918.9692 | 2296.9623 | 6904.457 | 12439.699 | 3466.1964 | 14356.2937 | 19096.4791 | 171 | 0.036438 | 0.02011 | 0.0052158 | 1107109.9024 | 3532.6674 | 15628.8039 | 21178.9565 | 96951.1541 | 428919.6849 | 581239.0634 | 929851.2947 | 98693.2993 | 296662.9626 | 534495.0327 | 655979.6316 | 61587.6956 | 255083.9436 | 339307.9924 |  | 1006 | 171-6R | 40340.4278 | 18699.3095 | 3421.4586 | 21901.327 | 7638.3583 | 397.2556 | 16616.919 | 9238.7694 | 1202.0212 | 1822.1818 | 3532.6674 | 1235.7051 | 66.471 | 18167.8748 | 1223.5015 | 63.6905 | 19.4834 | 10.8325 | 1.4094 | 1.3711 | 21178.9565 | 8739.2575 | 2082.4774 | 18167.8748 | 6330.1701 | 329.1203 | 1355.7993 | 753.8051 | 98.0747 | 1655.2824 | 15628.8039 | 8724.3469 | 1272.5102 | 221.6394 | 84.6868 | 4.4449 | 15241.6363 | 8474.1319 | 1102.5371 | 165.5282 | 0.0093526 | 0.0035816 | 0.000187 | 0.024507 | 0.01395 | 0.0024506 | 0.0025782 | 5000000 | scaled
171-704R | 80614.2651 | 49460.6306 | 27655.316 | 3498.3185 | 61.35% | 34.31% | 4.34% | 44092.8958 | 73747.6698 | 5091.1925 | 11463.5097 | 27538.1935 | 7710.0068 | 23678.7724 | 42358.8907 | 171 | 0.048088 | 0.02601 | 0.0077458 | 1676404.418 | 7935.799 | 25795.7943 | 46882.6717 | 165027.9708 | 536433.3904 | 974943.0568 | 1404117.2053 | 162126.5938 | 365049.9913 | 876940.6202 | 886492.7123 | 92679.0611 | 284633.5244 | 509180.1269 |  | 1007 | 171-704R | 80614.2651 | 36521.3693 | 6866.5953 | 49460.6306 | 17653.8438 | 1367.9771 | 27655.316 | 15369.207 | 2000.2996 | 3498.3185 | 7935.799 | 2844.6065 | 225.7923 | 40749.0512 | 2810.2802 | 219.035 | 57.03 | 31.6939 | 4.125 | 2.6324 | 46882.6717 | 19344.4782 | 4523.7811 | 40749.0512 | 14523.9632 | 1132.0981 | 2955.7241 | 1642.6185 | 213.7865 | 3177.8965 | 25795.7943 | 14332.2846 | 2117.0219 | 835.4427 | 319.6004 | 16.8441 | 24642.5619 | 13694.8945 | 1782.3882 | 317.7896 | 0.018668 | 0.00715 | 0.0003732 | 0.024497 | 0.013937 | 0.0024496 | 0.004923 | 5000000 | scaled
171-708R | 144381.4552 | 92868.3854 | 43163.8452 | 8349.2246 | 64.32% | 29.9% | 5.783% | 76030.3282 | 130947.5894 | 8929.4818 | 18723.6905 | 48377.156 | 14300.1873 | 38440.8645 | 78206.5376 | 171 | 0.084326 | 0.044408 | 0.015205 | 1712186.0118 | 14620.1281 | 42079.8522 | 87681.4749 | 173376.6901 | 499015.1554 | 1039794.1663 | 1539155.538 | 180768.1443 | 379041.792 | 979345.6017 | 883493.0845 | 96482.239 | 259357.4888 | 527653.3567 |  | 1008 | 171-708R | 144381.4552 | 68351.127 | 13433.8657 | 92868.3854 | 36029.9812 | 1963.8746 | 43163.8452 | 23971.9212 | 3120.7666 | 8349.2246 | 14620.1281 | 5690.6463 | 319.9408 | 76263.6875 | 5651.6888 | 309.4045 | 58.8346 | 32.675 | 4.2538 | 6.2825 | 87681.4749 | 39304.3189 | 9474.9373 | 76263.6875 | 29590.9278 | 1613.2955 | 3833.2947 | 2128.8983 | 277.149 | 7584.4928 | 42079.8522 | 23356.1617 | 3638.9877 | 2049.687 | 787.3646 | 41.1746 | 39271.7159 | 21810.3479 | 2839.3638 | 758.4493 | 0.048082 | 0.018718 | 0.0009764 | 0.024461 | 0.013908 | 0.0024462 | 0.011783 | 5000000 | scaled
172-567R | 141921.9139 | 88263.1825 | 46516.0801 | 7142.6512 | 62.19% | 32.78% | 5.033% | 71821.066 | 129157.3298 | 8024.9619 | 20677.0873 | 43119.0168 | 13502.5576 | 42436.8399 | 73217.9324 | 172 | 0.069555 | 0.039127 | 0.013343 | 2040433.0666 | 13866.9143 | 46230.4792 | 81824.5204 | 199366.7482 | 664662.6713 | 1176403.647 | 1791632.5347 | 200188.9374 | 515806.0776 | 1075637.5197 | 956678.9089 | 100014.5487 | 314333.1448 | 542331.2154 |  | 1009 | 172-567R | 141921.9139 | 70100.8479 | 12764.584 | 88263.1825 | 37147.9224 | 2259.6479 | 46516.0801 | 25810.2742 | 3362.2848 | 7142.6512 | 13866.9143 | 5841.9524 | 364.3567 | 71475.3549 | 5804.0624 | 354.7464 | 58.6002 | 32.5154 | 4.2358 | 5.3746 | 81824.5204 | 38705.5036 | 8606.588 | 71475.3549 | 30074.8744 | 1839.0925 | 3860.7322 | 2142.1959 | 279.0622 | 6488.4333 | 46230.4792 | 25553.3919 | 3793.6393 | 2984.8882 | 1268.9856 | 65.8091 | 42596.7476 | 23635.5629 | 3078.9868 | 648.8433 | 0.035018 | 0.01514 | 0.000789 | 0.024426 | 0.013876 | 0.0024426 | 0.010111 | 5000000 | scaled
172-569R | 174580.6003 | 122593.6417 | 41586.5453 | 10400.4134 | 70.22% | 23.82% | 5.957% | 89541.0321 | 158437.9636 | 10478.4032 | 21985.8252 | 57076.8037 | 17536.5259 | 44561.0818 | 96340.3559 | 172 | 0.12865 | 0.067386 | 0.019168 | 1356971.3039 | 17943.4893 | 48439.7427 | 108197.3683 | 139470.2507 | 376509.9941 | 840991.0591 | 1261976.7933 | 147680.9159 | 309864.6569 | 804431.2205 | 842157.152 | 93213.2069 | 236858.8494 | 512085.0957 |  | 1010 | 172-569R | 174580.6003 | 85039.5682 | 16142.6367 | 122593.6417 | 51547.4894 | 2737.0206 | 41586.5453 | 23091.6655 | 3005.2027 | 10400.4134 | 17943.4893 | 7465.0861 | 406.9635 | 94202.3763 | 7427.4684 | 395.2603 | 53.653 | 29.7918 | 3.8772 | 7.826 | 108197.3683 | 51120.5646 | 11857.0124 | 94202.3763 | 39147.8527 | 2080.6087 | 4547.1853 | 2524.9051 | 328.597 | 9447.8067 | 48439.7427 | 26453.9175 | 3878.6609 | 10509.2551 | 4972.1683 | 261.1516 | 36985.7069 | 20536.9685 | 2672.7286 | 944.7807 | 0.08953 | 0.038802 | 0.0020266 | 0.024426 | 0.013885 | 0.0024426 | 0.014699 | 5000000 | scaled
172-615R | 65021.1187 | 20405.3685 | 41059.6642 | 3556.086 | 31.38% | 63.15% | 5.469% | 30332.6149 | 58039.1485 | 550.558 | 25114.6424 | 4667.4144 | 906.8417 | 48711.0849 | 8421.2219 | 172 | 0.053579 | 0.028504 | 0.007959 | 1213546.9734 | 935.1607 | 52025.4806 | 12060.4774 | 17453.7361 | 970997.8196 | 225095.4177 | 1216978.2218 | 22088.9998 | 1007627.3684 | 187261.8536 | 877242.1403 | 13706.6065 | 736251.6076 | 127283.9262 |  | 1011 | 172-615R | 65021.1187 | 34688.5038 | 6981.9702 | 20405.3685 | 8340.1397 | 458.3122 | 41059.6642 | 22792.2781 | 2967.572 | 3556.086 | 935.1607 | 384.6027 | 28.319 | 4834.2223 | 353.1595 | 21.8976 | 51.8236 | 28.7674 | 3.7455 | 2.6758 | 12060.4774 | 7393.063 | 3639.2556 | 4834.2223 | 1944.5702 | 120.0818 | 3995.8822 | 2218.1199 | 288.8009 | 3230.3729 | 52025.4806 | 26910.8381 | 3314.3956 | 14690.4849 | 6042.41 | 316.3328 | 37011.9584 | 20545.3909 | 2675.0256 | 323.0373 | 0.024124 | 0.0095996 | 0.0005014 | 0.024442 | 0.013891 | 0.0024442 | 0.0050134 | 5000000 | scaled
172-630R | 66310.7427 | 4322.9071 | 60000.3608 | 1987.4749 | 6.519% | 90.48% | 2.997% | 29166.6758 | 59860.4426 | 323.0474 | 24289.6194 | 4554.009 | 553.9506 | 50640.4245 | 8666.0675 | 172 | 0.053137 | 0.028127 | 0.0058452 | 1247920.333 | 576.15 | 54756.8945 | 10977.6983 | 10842.7277 | 1030485.2448 | 206592.3605 | 1320584.0278 | 14626.6656 | 1099764.8004 | 206192.5618 | 1103520.8567 | 10212.0206 | 933550.8091 | 159758.0271 |  | 1012 | 172-630R | 66310.7427 | 37144.0669 | 6450.3001 | 4322.9071 | 1836.1684 | 128.5708 | 60000.3608 | 33320.4237 | 4334.2544 | 1987.4749 | 576.15 | 253.1026 | 22.1994 | 3695.6288 | 210.9264 | 15.4122 | 73.2541 | 40.6807 | 5.2917 | 1.4955 | 10977.6983 | 6423.6892 | 2311.6308 | 3695.6288 | 1576.8758 | 110.5786 | 5476.6336 | 3041.3776 | 395.6163 | 1805.4358 | 54756.8945 | 30467.2751 | 4116.4699 | 125.8778 | 48.3662 | 2.58 | 54450.473 | 30238.3654 | 3933.3464 | 180.5436 | 0.025913 | 0.011438 | 0.0005984 | 0.024419 | 0.013884 | 0.002442 | 0.0028048 | 5000000 | scaled
173-301F | 0 | 0 | 0 | 0 | 0% | 0% | 0% | 0 | 0 | 0 | 0 | 0 | 0 | 0 | 0 | 173 | 0 | 0 | 0 | 0 | 0 | 0 | 0 | 0 | 0 | 0 | 0 | 0 | 0 | 0 | 0 | 0 | 0 | 0 |  | 1013 | 173-301F | 0 | 0 | 0 | 0 | 0 | 0 | 0 | 0 | 0 | 0 | 0 | 0 | 0 | 0 | 0 | 0 | 0 | 0 | 0 | 0 | 0 | 0 | 0 | 0 | 0 | 0 | 0 | 0 | 0 | 0 | 0 | 0 | 0 | 0 | 0 | 0 | 0 | 0 | 0 | 0 | 0 | 0 | 0 | 0 | 0 | 0 | 0 | 5000000 | scaled
173-302 | 0 | 0 | 0 | 0 | 0% | 0% | 0% | 0 | 0 | 0 | 0 | 0 | 0 | 0 | 0 | 173 | 0 | 0 | 0 | 0 | 0 | 0 | 0 | 0 | 0 | 0 | 0 | 0 | 0 | 0 | 0 | 0 | 0 | 0 |  | 1014 | 173-302 | 0 | 0 | 0 | 0 | 0 | 0 | 0 | 0 | 0 | 0 | 0 | 0 | 0 | 0 | 0 | 0 | 0 | 0 | 0 | 0 | 0 | 0 | 0 | 0 | 0 | 0 | 0 | 0 | 0 | 0 | 0 | 0 | 0 | 0 | 0 | 0 | 0 | 0 | 0 | 0 | 0 | 0 | 0 | 0 | 0 | 0 | 0 | 5000000 | scaled
175-2024R | 4029008.4568 | 3992843.5947 | 32825.1404 | 3339.7217 | 99.1% | 0.8147% | 0.08289% | 1910005.7414 | 3912007.6779 | 423325.0671 | 12419.54 | 1474261.1343 | 866809.5589 | 26422.1572 | 3018775.9619 | 175 | 0.19114 | 0.10906 | 0.021564 | 21078680.2693 | 891494.7181 | 29317.9832 | 3108195.7555 | 4664058.7446 | 153383.742 | 16261237.7827 | 19429304.7032 | 4306223.5571 | 126336.2831 | 14996744.863 | 5425846.2821 | 1202240.8465 | 36646.8001 | 4186958.6354 |  | 1015 | 175-2024R | 4029008.4568 | 2119002.7154 | 117000.7789 | 3992843.5947 | 2097084.1674 | 110598.9765 | 32825.1404 | 18578.8263 | 3062.0806 | 3339.7217 | 891494.7181 | 468169.651 | 24685.1593 | 3099453.0812 | 468145.8278 | 24679.134 | 37.6508 | 21.3101 | 3.5122 | 2.513 | 3108195.7555 | 1633934.6212 | 89419.7937 | 3099453.0812 | 1627669.6223 | 85853.4199 | 5708.8483 | 3231.1728 | 532.5477 | 3033.8261 | 29317.9832 | 16898.4432 | 2895.826 | 1935.9592 | 1268.7172 | 66.4227 | 27078.6413 | 15326.3434 | 2526.0207 | 303.3826 | 0.023973 | 0.011886 | 0.0006206 | 0.16247 | 0.092481 | 0.016247 | 0.0046958 | 5000000 | scaled
175-24R | 2651435.357 | 1873250.8015 | 775363.8159 | 2820.7395 | 70.65% | 29.24% | 0.1064% | 1224985.168 | 2517871.2647 | 202553.1317 | 309923.3526 | 712508.6837 | 413653.9658 | 648453.9712 | 1455763.3277 | 175 | 0.17491 | 0.10048 | 0.01993 | 15158751.1662 | 427082.1003 | 714672.7779 | 1509680.4788 | 2441708.1371 | 4085917.7565 | 8631125.2726 | 14197037.5675 | 2347501.4188 | 3591874.9012 | 8257661.2474 | 6701660.4231 | 1100996.8819 | 1725949.3668 | 3874714.1744 |  | 1016 | 175-24R | 2651435.357 | 1426450.189 | 133564.0922 | 1873250.8015 | 985237.0513 | 58610.6223 | 775363.8159 | 438392.3982 | 72132.7304 | 2820.7395 | 427082.1003 | 224528.9686 | 13428.1345 | 1438913.9402 | 223919.2074 | 13326.0316 | 1074.7017 | 607.6387 | 99.9804 | 2.1225 | 1509680.4788 | 797171.795 | 53917.1511 | 1438913.9402 | 756046.6349 | 45009.6832 | 68204.1595 | 38562.781 | 6345.0888 | 2562.3791 | 714672.7779 | 404749.4253 | 66218.8067 | 8331.5852 | 5271.209 | 274.9075 | 706084.9547 | 399221.9784 | 65687.6613 | 256.2379 | 0.01588 | 0.0083038 | 0.0004334 | 0.15504 | 0.088179 | 0.015504 | 0.0039928 | 5000000 | scaled
175-64R | 4385400.4311 | 4276794.127 | 101222.6408 | 7383.6633 | 97.52% | 2.308% | 0.1684% | 2158568.4622 | 4271275.9074 | 376861.3045 | 38878.7147 | 1742828.4431 | 745052.6543 | 81250.0356 | 3444973.2174 | 175 | 0.20232 | 0.11735 | 0.027253 | 21675222.7676 | 762381.3903 | 90200.5301 | 3532818.5107 | 3768136.2804 | 445823.9592 | 17461262.528 | 18976212.4885 | 3313029.1289 | 341787.0522 | 15321396.3073 | 4187533.432 | 730445.1799 | 79657.0505 | 3377431.2016 |  | 1017 | 175-64R | 4385400.4311 | 2226831.9688 | 114124.5236 | 4276794.127 | 2162152.6415 | 97308.4101 | 101222.6408 | 57295.664 | 9432.4503 | 7383.6633 | 762381.3903 | 385520.0858 | 17328.7359 | 3513628.2924 | 385414.0682 | 17306.6412 | 177.4827 | 100.4616 | 16.5388 | 5.556 | 3532818.5107 | 1789990.0677 | 87845.2933 | 3513628.2924 | 1776216.9553 | 79974.7065 | 12482.8481 | 7065.7421 | 1163.2165 | 6707.3703 | 90200.5301 | 51321.8153 | 8950.4944 | 967.483 | 521.618 | 27.0624 | 88562.31 | 50129.4604 | 8252.695 | 670.737 | 0.032071 | 0.015918 | 0.0008324 | 0.15981 | 0.090991 | 0.015981 | 0.01044 | 5000000 | scaled
175-90R | 5741494.8572 | 5561271.4512 | 171774.1421 | 8449.2639 | 96.86% | 2.992% | 0.1472% | 2114648.5176 | 5509680.0914 | 336910.9383 | 65595.0459 | 1712142.5334 | 884069.8108 | 137839.9232 | 4487770.3574 | 175 | 0.20491 | 0.12339 | 0.02875 | 28019319.7919 | 918354.5682 | 152588.3529 | 4670551.9361 | 4481702.2342 | 744653.0847 | 22792964.473 | 29393500.0867 | 4683043.8307 | 911767.5927 | 23798688.6632 | 8063234.4734 | 1293806.9102 | 201724.1658 | 6567703.3973 |  | 1018 | 175-90R | 5741494.8572 | 3626846.3396 | 231814.7658 | 5561271.4512 | 3521163.4726 | 207369.7462 | 171774.1421 | 97233.6031 | 15995.7557 | 8449.2639 | 918354.5682 | 581443.6299 | 34284.7574 | 4640436.9855 | 581279.7979 | 34252.4938 | 278.196 | 157.4742 | 25.9059 | 6.3578 | 4670551.9361 | 2958409.4027 | 182781.5787 | 4640436.9855 | 2938031.9974 | 173016.6164 | 22439.5814 | 12702.0361 | 2089.5931 | 7675.3692 | 152588.3529 | 86993.307 | 14748.4297 | 2764.4514 | 1851.6773 | 100.6361 | 149056.3646 | 84374.0927 | 13880.2567 | 767.5369 | 0.03489 | 0.021496 | 0.0011218 | 0.15822 | 0.090088 | 0.015822 | 0.011806 | 5000000 | scaled
175-94R | 836245.7431 | 666976.4591 | 167975.653 | 1293.631 | 79.76% | 20.09% | 0.1547% | 387578.21 | 794793.7728 | 54950.8229 | 65390.7424 | 267236.6447 | 112148.9903 | 137129.7367 | 545515.0458 | 175 | 0.16555 | 0.094751 | 0.01775 | 5051306.0861 | 116448.5752 | 151204.0846 | 568593.0833 | 703402.5601 | 913341.7051 | 3434561.8209 | 4735227.4175 | 671360.3517 | 798909.8156 | 3264957.2502 | 2335374.8987 | 329531.9437 | 402933.8879 | 1602909.0671 |  | 1019 | 175-94R | 836245.7431 | 448667.533 | 41451.9703 | 666976.4591 | 352304.8098 | 24522.6992 | 167975.653 | 95069.0922 | 15635.6401 | 1293.631 | 116448.5752 | 61497.7522 | 4299.5849 | 548924.1402 | 61348.5065 | 4274.2258 | 261.9793 | 148.2723 | 24.3858 | 0.97342 | 568593.0833 | 301356.4386 | 23078.0375 | 548924.1402 | 289714.3691 | 20181.44 | 18493.7998 | 10466.9262 | 1721.4542 | 1175.1433 | 151204.0846 | 85813.3422 | 14074.3479 | 1866.6964 | 1241.9341 | 67.0335 | 149219.8739 | 84453.8938 | 13889.8001 | 117.5143 | 0.0063844 | 0.0033424 | 0.0001746 | 0.15732 | 0.089566 | 0.015732 | 0.0018426 | 5000000 | scaled
176-161R | 11523304.9395 | 11381448.7362 | 135086.7031 | 6769.5001 | 98.77% | 1.172% | 0.05875% | 5573740.625 | 11197411.4728 | 904942.0872 | 59001.27 | 4609797.2678 | 1816998.257 | 124002.5133 | 9256410.7026 | 176 | 0.22417 | 0.12973 | 0.028529 | 51404542.7309 | 1867314.4907 | 136357.7361 | 9519632.7126 | 8329940.7622 | 608280.9669 | 42466321.0018 | 45861129.3796 | 7445927.0598 | 485466.5937 | 37929735.7261 | 11423395.0025 | 1853668.4893 | 126505.1029 | 9443221.4104 |  | 1020 | 176-161R | 11523304.9395 | 5949564.3144 | 325893.4667 | 11381448.7362 | 5866438.3817 | 306445.6378 | 135086.7031 | 76356.4327 | 12678.3288 | 6769.5001 | 1867314.4907 | 962372.4035 | 50316.2338 | 9498780.4228 | 962183.1139 | 50280.5558 | 325.8717 | 184.1958 | 30.5841 | 5.0938 | 9519632.7126 | 4909835.4448 | 263222.0101 | 9498780.4228 | 4895375.3545 | 255692.6412 | 14702.8297 | 8310.6301 | 1379.9086 | 6149.4602 | 136357.7361 | 77356.4661 | 12355.2228 | 15684.7883 | 8879.9133 | 472.4408 | 120058.0018 | 67861.6068 | 11267.836 | 614.946 | 0.033477 | 0.017282 | 0.000902 | 0.18118 | 0.10294 | 0.018118 | 0.0095082 | 5000000 | scaled
176-164R | 4184746.7473 | 4105075.4627 | 75288.4941 | 4382.7905 | 98.1% | 1.799% | 0.1047% | 1996762.4046 | 4082276.6108 | 318236.5083 | 28721.8461 | 1649804.0503 | 650175.6713 | 60024.1571 | 3372076.7824 | 176 | 0.20727 | 0.11974 | 0.0249 | 20189755.37 | 664909.487 | 66587.6289 | 3453249.6315 | 3207926.4758 | 321259.0915 | 16660569.8027 | 18272366.6283 | 2912181.3093 | 262833.5252 | 15097351.7937 | 4115233.4726 | 655424.6419 | 60508.7416 | 3399300.0891 |  | 1021 | 176-164R | 4184746.7473 | 2187984.3427 | 102470.1365 | 4105075.4627 | 2141043.6145 | 91021.5167 | 75288.4941 | 42557.9377 | 7065.8292 | 4382.7905 | 664909.487 | 346672.9787 | 14733.8156 | 3439490.0075 | 346628.9947 | 14723.7627 | 71.9771 | 40.6861 | 6.7551 | 3.2979 | 3453249.6315 | 1803445.5812 | 81172.8491 | 3439490.0075 | 1793936.9138 | 76273.8012 | 9778.267 | 5527.3104 | 917.6909 | 3981.3569 | 66587.6289 | 37865.7828 | 6563.4718 | 751.2432 | 477.706 | 23.9528 | 65438.25 | 36989.9412 | 6141.3833 | 398.1357 | 0.019734 | 0.010499 | 0.0005474 | 0.18132 | 0.10302 | 0.018131 | 0.0062214 | 5000000 | scaled
176-1834R | 10068516.8214 | 9779526.9047 | 280260.2381 | 8729.6787 | 97.13% | 2.784% | 0.0867% | 3120479.7848 | 9711174.9927 | 606815.0942 | 119103.291 | 2394561.3996 | 1916687.3612 | 248672.8258 | 7545814.8056 | 176 | 0.23205 | 0.14198 | 0.03159 | 43390213.5761 | 1982072.4649 | 273728.865 | 7812715.4915 | 8541729.5418 | 1179632.9216 | 33668851.1128 | 48935489.9905 | 9516098.81 | 1867782.6195 | 37551608.561 | 11311722.1925 | 2232586.1676 | 289657.8349 | 8789478.1899 |  | 1022 | 176-1834R | 10068516.8214 | 6948037.0366 | 357341.8287 | 9779526.9047 | 6780935.4818 | 322334.3918 | 280260.2381 | 158371.8762 | 26277.7582 | 8729.6787 | 1982072.4649 | 1375257.3707 | 65385.1037 | 7777699.8034 | 1375028.0189 | 65341.5697 | 394.2444 | 222.783 | 36.9651 | 6.5688 | 7812715.4915 | 5418154.0919 | 266900.6859 | 7777699.8034 | 5394918.2339 | 256430.9873 | 27085.5883 | 15305.7582 | 2539.5987 | 7930.0999 | 273728.865 | 154625.5739 | 25056.0392 | 20155.4496 | 10989.229 | 561.8348 | 252780.4054 | 142843.335 | 23701.1944 | 793.01 | 0.041194 | 0.028277 | 0.001476 | 0.1786 | 0.10145 | 0.01786 | 0.012255 | 5000000 | scaled
176-1836R | 404481.7118 | 273583.5311 | 129928.3705 | 969.8102 | 67.64% | 32.12% | 0.2398% | 191676.1452 | 386028.2016 | 26817.563 | 53211.732 | 111646.8501 | 53177.6546 | 111014.7714 | 221835.7756 | 176 | 0.10638 | 0.061035 | 0.011599 | 3802263.1473 | 54343.3817 | 121809.0466 | 228329.2835 | 510845.9329 | 1145045.7101 | 2146371.5042 | 3486592.4795 | 487811.9464 | 967922.3493 | 2030858.1838 | 1590929.5615 | 219159.9019 | 457522.7425 | 914246.9171 |  | 1023 | 176-1836R | 404481.7118 | 212805.5666 | 18453.5102 | 273583.5311 | 138781.0426 | 5834.851 | 129928.3705 | 73054.7138 | 11648.849 | 969.8102 | 54343.3817 | 27525.8187 | 1165.727 | 215983.1094 | 27434.1323 | 1150.4939 | 161.7671 | 90.9567 | 14.5034 | 0.72975 | 228329.2835 | 116682.4334 | 6493.5079 | 215983.1094 | 109354.9275 | 4584.6032 | 11465.1919 | 6446.5237 | 1027.9225 | 880.9822 | 121809.0466 | 68597.3146 | 10794.2753 | 3419.5369 | 1991.9829 | 99.7539 | 118301.4114 | 66517.2335 | 10606.4232 | 88.0982 | 0.003945 | 0.0023342 | 0.000122 | 0.10106 | 0.05733 | 0.010106 | 0.0013708 | 5000000 | scaled
176-1845R | 3401023.3781 | 3324151.4369 | 71858.0781 | 5013.863 | 97.74% | 2.113% | 0.1474% | 1604210.0232 | 3275199.0148 | 254930.1418 | 28034.8584 | 1321245.023 | 520286.237 | 58513.089 | 2696399.6888 | 176 | 0.20978 | 0.12159 | 0.025783 | 16212488.3356 | 538815.9378 | 64999.6118 | 2797207.8285 | 2568505.4572 | 309849.5162 | 13334133.3622 | 14777349.2003 | 2348315.7898 | 258246.0437 | 12170787.3668 | 4880204.6054 | 775251.6041 | 87187.3267 | 4017765.6746 |  | 1024 | 176-1845R | 3401023.3781 | 1796813.3549 | 125824.3633 | 3324151.4369 | 1751170.2909 | 114069.1972 | 71858.0781 | 40629.201 | 6741.3031 | 5013.863 | 538815.9378 | 283885.796 | 18529.7008 | 2785041.7639 | 283830.4422 | 18517.3696 | 91.2277 | 51.581 | 8.5584 | 3.7728 | 2797207.8285 | 1475962.8055 | 100808.1397 | 2785041.7639 | 1467104.6033 | 95539.4519 | 7611.4371 | 4303.5747 | 714.0603 | 4554.6275 | 64999.6118 | 36964.7535 | 6486.5228 | 388.7357 | 235.2453 | 12.3758 | 64155.4134 | 36274.0454 | 6018.6843 | 455.4627 | 0.022022 | 0.011814 | 0.000618 | 0.18066 | 0.10268 | 0.018066 | 0.0070988 | 5000000 | scaled
176-194R | 4934160.3361 | 4820768.4196 | 107488.4773 | 5903.4392 | 97.7% | 2.178% | 0.1196% | 1716754.7285 | 4721769.1336 | 281220.2908 | 41367.502 | 1394166.9358 | 779202.3005 | 86977.1384 | 3855589.6947 | 176 | 0.21542 | 0.12818 | 0.027233 | 22904838.6226 | 812365.3254 | 96466.6617 | 4025328.349 | 3771076.6196 | 447807.3609 | 18685954.6421 | 25099861.04 | 4111589.2112 | 604814.7325 | 20383457.0963 | 7799152.5771 | 1287042.5169 | 143663.9432 | 6368446.1169 |  | 1025 | 176-194R | 4934160.3361 | 3217405.6075 | 212391.2025 | 4820768.4196 | 3150716.7188 | 196406.1249 | 107488.4773 | 60785.4495 | 10081.6384 | 5903.4392 | 812365.3254 | 531145.0346 | 33163.0249 | 4007646.6821 | 531022.1399 | 33138.9367 | 209.4628 | 118.4526 | 19.6461 | 4.4421 | 4025328.349 | 2631161.4132 | 169738.6543 | 4007646.6821 | 2618832.2448 | 163220.5024 | 12318.9423 | 6966.4439 | 1155.4273 | 5362.7246 | 96466.6617 | 55099.1597 | 9489.5233 | 970.3171 | 862.3342 | 46.6858 | 94960.0722 | 53700.553 | 8906.565 | 536.2725 | 0.026897 | 0.017437 | 0.000912 | 0.18022 | 0.10245 | 0.018022 | 0.0082982 | 5000000 | scaled
176-197F | 13172958.0173 | 12751842.4782 | 411525.6854 | 9589.8537 | 96.8% | 3.124% | 0.0728% | 5667201.8471 | 12768538.1418 | 1211501.2965 | 164301.6674 | 4291398.8832 | 2736031.4371 | 343615.1395 | 9688891.5651 | 176 | 0.23242 | 0.13797 | 0.03237 | 56678263.7428 | 2814672.0991 | 379530.7442 | 9978755.1741 | 12110471.1161 | 1632977.4671 | 42934815.1596 | 54400102.1234 | 11629335.9632 | 1577150.0166 | 41193616.1437 | 12493508.7473 | 2677098.3736 | 336213.8017 | 9480196.572 |  | 1026 | 176-197F | 13172958.0173 | 7505756.1703 | 404419.8756 | 12751842.4782 | 7263388.5114 | 356271.6253 | 411525.6854 | 232777.8052 | 38558.3965 | 9589.8537 | 2814672.0991 | 1603170.8026 | 78640.662 | 9931038.3034 | 1602763.6361 | 78567.1963 | 707.0687 | 399.9505 | 66.2497 | 7.2161 | 9978755.1741 | 5687356.2909 | 289863.6089 | 9931038.3034 | 5656581.5688 | 277497.4637 | 39005.3819 | 22063.2333 | 3654.6564 | 8711.4888 | 379530.7442 | 215229.0767 | 35915.6046 | 6846.3605 | 4043.3064 | 206.9653 | 371813.2348 | 210314.6214 | 34837.4904 | 871.1489 | 0.042242 | 0.024036 | 0.0012552 | 0.17673 | 0.1005 | 0.017673 | 0.013442 | 5000000 | scaled
176-199 | 0 | 0 | 0 | 0 | 0% | 0% | 0% | 0 | 0 | 0 | 0 | 0 | 0 | 0 | 0 | 176 | 0 | 0 | 0 | 0 | 0 | 0 | 0 | 0 | 0 | 0 | 0 | 0 | 0 | 0 | 0 | 0 | 0 | 0 |  | 1027 | 176-199 | 0 | 0 | 0 | 0 | 0 | 0 | 0 | 0 | 0 | 0 | 0 | 0 | 0 | 0 | 0 | 0 | 0 | 0 | 0 | 0 | 0 | 0 | 0 | 0 | 0 | 0 | 0 | 0 | 0 | 0 | 0 | 0 | 0 | 0 | 0 | 0 | 0 | 0 | 0 | 0 | 0 | 0 | 0 | 0 | 0 | 0 | 0 | 5000000 | scaled
176-200F | 1635841.0079 | 1459888.3134 | 175047.2729 | 905.4216 | 89.24% | 10.7% | 0.05535% | 625198.587 | 1544313.9732 | 89753.1055 | 69367.4872 | 466077.9944 | 226389.5695 | 144852.9075 | 1173071.4962 | 176 | 0.18529 | 0.10622 | 0.019404 | 8828420.6054 | 238536.7199 | 159923.6871 | 1237380.6009 | 1287351.5722 | 863087.285 | 6677981.7481 | 9514704.7222 | 1365924.8663 | 1055682.4208 | 7093097.4351 | 4716915.8273 | 691478.9103 | 442435.2714 | 3583001.6456 |  | 1028 | 176-200F | 1635841.0079 | 1010642.4209 | 91527.0347 | 1459888.3134 | 910658.2361 | 74205.8486 | 175047.2729 | 99078.7631 | 16415.7645 | 905.4216 | 238536.7199 | 148783.6145 | 12147.1505 | 1221574.2039 | 148645.0596 | 12123.6257 | 243.588 | 137.8736 | 22.8434 | 0.6813 | 1237380.6009 | 771302.6065 | 64309.1046 | 1221574.2039 | 761999.0529 | 62081.4372 | 14983.9058 | 8481.0624 | 1405.1762 | 822.4912 | 159923.6871 | 90556.1999 | 15070.7796 | 21.6588 | 14.1237 | 0.78565 | 159819.7791 | 90459.8271 | 14987.7448 | 82.2491 | 0.0040796 | 0.0025672 | 0.000134 | 0.17994 | 0.10238 | 0.017994 | 0.0012764 | 5000000 | scaled
177-940 | 0 | 0 | 0 | 0 | 0% | 0% | 0% | 0 | 0 | 0 | 0 | 0 | 0 | 0 | 0 | 177 | 0 | 0 | 0 | 0 | 0 | 0 | 0 | 0 | 0 | 0 | 0 | 0 | 0 | 0 | 0 | 0 | 0 | 0 |  | 1029 | 177-940 | 0 | 0 | 0 | 0 | 0 | 0 | 0 | 0 | 0 | 0 | 0 | 0 | 0 | 0 | 0 | 0 | 0 | 0 | 0 | 0 | 0 | 0 | 0 | 0 | 0 | 0 | 0 | 0 | 0 | 0 | 0 | 0 | 0 | 0 | 0 | 0 | 0 | 0 | 0 | 0 | 0 | 0 | 0 | 0 | 0 | 0 | 0 | 5000000 | scaled
177-941AE | 569509.132 | 565012.4521 | 0 | 4496.6799 | 99.21% | 0% | 0.7896% | 263087.1505 | 548364.5067 | 59179.7624 | 1496.0037 | 202411.3845 | 123251.5269 | 3567.6887 | 421545.2911 | 177 | 0.025296 | 0.015459 | 0.0068152 | 22514157.8789 | 126996.1875 | 4089.7956 | 438423.1489 | 5020485.2818 | 161680.1197 | 17331992.4774 | 19821334.9652 | 4458681.8138 | 112710.9004 | 15249942.2511 | 3102568.5741 | 697339.6518 | 20185.4764 | 2385043.4459 |  | 1030 | 177-941AE | 569509.132 | 306421.9815 | 21144.6253 | 565012.4521 | 301925.3016 | 16647.9454 | 0 | 0 | 0 | 4496.6799 | 126996.1875 | 67816.4251 | 3744.6606 | 434338.3341 | 67813.0415 | 3741.277 | 0 | 0 | 0 | 3.3836 | 438423.1489 | 236011.7644 | 16877.8578 | 434338.3341 | 231926.9496 | 12793.043 | 0 | 0 | 0 | 4084.8148 | 4089.7956 | 2593.792 | 522.1069 | 3681.3142 | 2185.3105 | 113.6255 | 0 | 0 | 0 | 408.4815 | 0.018956 | 0.0091198 | 0.0004758 | 0 | 0 | 0 | 0.0063394 | 5000000 | scaled
177-955 | 2963405.8552 | 2318246.7809 | 641882.4257 | 3276.6486 | 78.23% | 21.66% | 0.1106% | 1674269.8642 | 2856205.4245 | 332759.22 | 254836.3748 | 1086674.2693 | 542769.1634 | 529923.0769 | 1783513.1841 | 177 | 0.11726 | 0.066046 | 0.014722 | 25272526.0131 | 553957.0333 | 582269.2496 | 1827179.5724 | 4724257.9036 | 4965710.2253 | 15582557.8843 | 19518700.4108 | 3879319.3759 | 2970891.9454 | 12668489.0895 | 7281846.4543 | 1383780.6183 | 1351029.7424 | 4547036.0936 |  | 1031 | 177-955 | 2963405.8552 | 1289135.9911 | 107200.4308 | 2318246.7809 | 925002.1372 | 46498.9876 | 641882.4257 | 360857.2053 | 57424.7946 | 3276.6486 | 553957.0333 | 221197.8132 | 11187.8698 | 1765144.9811 | 220582.4181 | 11087.8661 | 1090.2615 | 612.9296 | 97.5382 | 2.4656 | 1827179.5724 | 740505.3031 | 43666.3883 | 1765144.9811 | 704327.1677 | 35406.3408 | 59058.0613 | 33201.6053 | 5283.5175 | 2976.53 | 582269.2496 | 327432.8748 | 52346.1727 | 237.4937 | 92.5513 | 4.7808 | 581734.1029 | 327042.6704 | 52043.7389 | 297.653 | 0.014615 | 0.005824 | 0.0003046 | 0.098029 | 0.055608 | 0.009803 | 0.004614 | 5000000 | scaled
178-46 | 0 | 0 | 0 | 0 | 0% | 0% | 0% | 0 | 0 | 0 | 0 | 0 | 0 | 0 | 0 | 178 | 0 | 0 | 0 | 0 | 0 | 0 | 0 | 0 | 0 | 0 | 0 | 0 | 0 | 0 | 0 | 0 | 0 | 0 |  | 1032 | 178-46 | 0 | 0 | 0 | 0 | 0 | 0 | 0 | 0 | 0 | 0 | 0 | 0 | 0 | 0 | 0 | 0 | 0 | 0 | 0 | 0 | 0 | 0 | 0 | 0 | 0 | 0 | 0 | 0 | 0 | 0 | 0 | 0 | 0 | 0 | 0 | 0 | 0 | 0 | 0 | 0 | 0 | 0 | 0 | 0 | 0 | 0 | 0 | 5000000 | scaled
178-48 | 2395.0613 | 2189.6102 | 0 | 205.451 | 91.42% | 0% | 8.578% | 817.9006 | 2189.4899 | 133.0677 | 3.7482 | 681.0847 | 356.6114 | 5.9744 | 1826.9041 | 178 | 0.0008186 | 0.0005016 | 0.0003152 | 2925801.7085 | 356.766 | 24.758 | 2013.5373 | 435824.6336 | 30244.2909 | 2459732.784 | 3144259.7012 | 511552.9757 | 14409.2599 | 2618297.4656 | 652193.3644 | 106225.4811 | 1779.6105 | 544188.2728 |  | 1033 | 178-48 | 2395.0613 | 1577.1607 | 205.5713 | 2189.6102 | 1371.7096 | 0.1203 | 0 | 0 | 0 | 205.451 | 356.766 | 223.6983 | 0.1546 | 1826.9041 | 223.5437 | 0 | 0 | 0 | 0 | 0.1546 | 2013.5373 | 1332.4526 | 186.6331 | 1826.9041 | 1145.8194 | 0 | 0 | 0 | 0 | 186.6331 | 24.758 | 21.0098 | 18.7836 | 6.0947 | 2.3465 | 0.1203 | 0 | 0 | 0 | 18.6633 | 0.0005136 | 0.0001966 | 1.02e-05 | 0 | 0 | 0 | 0.000305 | 5000000 | scaled
178-49F | 0 | 0 | 0 | 0 | 0% | 0% | 0% | 0 | 0 | 0 | 0 | 0 | 0 | 0 | 0 | 178 | 0 | 0 | 0 | 0 | 0 | 0 | 0 | 0 | 0 | 0 | 0 | 0 | 0 | 0 | 0 | 0 | 0 | 0 |  | 1034 | 178-49F | 0 | 0 | 0 | 0 | 0 | 0 | 0 | 0 | 0 | 0 | 0 | 0 | 0 | 0 | 0 | 0 | 0 | 0 | 0 | 0 | 0 | 0 | 0 | 0 | 0 | 0 | 0 | 0 | 0 | 0 | 0 | 0 | 0 | 0 | 0 | 0 | 0 | 0 | 0 | 0 | 0 | 0 | 0 | 0 | 0 | 0 | 0 | 5000000 | scaled
178-50 | 0 | 0 | 0 | 0 | 0% | 0% | 0% | 0 | 0 | 0 | 0 | 0 | 0 | 0 | 0 | 178 | 0 | 0 | 0 | 0 | 0 | 0 | 0 | 0 | 0 | 0 | 0 | 0 | 0 | 0 | 0 | 0 | 0 | 0 |  | 1035 | 178-50 | 0 | 0 | 0 | 0 | 0 | 0 | 0 | 0 | 0 | 0 | 0 | 0 | 0 | 0 | 0 | 0 | 0 | 0 | 0 | 0 | 0 | 0 | 0 | 0 | 0 | 0 | 0 | 0 | 0 | 0 | 0 | 0 | 0 | 0 | 0 | 0 | 0 | 0 | 0 | 0 | 0 | 0 | 0 | 0 | 0 | 0 | 0 | 5000000 | scaled
178-968AE | 47610.602 | 43426.331 | 0 | 4184.2709 | 91.21% | 0% | 8.789% | 19757.9244 | 42203.8288 | 3771.3181 | 2093.2711 | 13893.3352 | 8299.9034 | 3332.269 | 30571.6564 | 178 | 0.018466 | 0.010804 | 0.00611 | 2578256.5961 | 8549.6087 | 3780.7214 | 35280.2718 | 462986.9027 | 204737.3791 | 1910532.3143 | 2577901.3649 | 492060.0877 | 273118.0865 | 1812723.1907 | 884905.5895 | 174027.5961 | 69869.0988 | 641008.8946 |  | 1036 | 178-968AE | 47610.602 | 27852.6775 | 5406.7732 | 43426.331 | 23668.4066 | 1222.5022 | 0 | 0 | 0 | 4184.2709 | 8549.6087 | 4778.2907 | 249.7054 | 31479.2515 | 4775.1421 | 246.5569 | 0 | 0 | 0 | 3.1485 | 35280.2718 | 21386.9366 | 4708.6154 | 31479.2515 | 17585.9162 | 907.595 | 0 | 0 | 0 | 3801.0204 | 3780.7214 | 1687.4503 | 448.4524 | 3400.6194 | 1307.3482 | 68.3503 | 0 | 0 | 0 | 380.102 | 0.012615 | 0.004953 | 0.0002586 | 0 | 0 | 0 | 0.0058514 | 5000000 | scaled
178-982 | 954.789 | 127.7852 | 0 | 827.0038 | 13.38% | 0% | 86.62% | 78.7238 | 125.3858 | 0.87955 | 74.7438 | 3.1005 | 1.464 | 118.7628 | 5.159 | 178 | 0.0033454 | 0.0020018 | 0.0012106 | 285403.5348 | 2.0863 | 196.2877 | 756.415 | 623.6349 | 58673.9139 | 226105.9861 | 437638.7211 | 4889.5538 | 415513.2199 | 17235.9473 | 685117.4377 | 7999.4834 | 648928.6027 | 28189.3517 |  | 1037 | 178-982 | 954.789 | 876.0652 | 829.4032 | 127.7852 | 49.0614 | 2.3994 | 0 | 0 | 0 | 827.0038 | 2.0863 | 1.2068 | 0.62229 | 5.159 | 0.58447 | 0 | 0 | 0 | 0 | 0.62229 | 756.415 | 753.3145 | 751.2559 | 5.159 | 2.0586 | 0 | 0 | 0 | 0 | 751.2559 | 196.2877 | 121.5439 | 77.5249 | 121.1621 | 46.4183 | 2.3994 | 0 | 0 | 0 | 75.1256 | 0.0021782 | 0.0008346 | 4.34e-05 | 0 | 0 | 0 | 0.0011672 | 5000000 | scaled
178-983AE | 24306.4971 | 24141.654 | 0 | 164.8432 | 99.32% | 0% | 0.6782% | 17245.0588 | 24119.5351 | 2803.5582 | 2.4367 | 14439.0639 | 3919.892 | 3.825 | 20195.8182 | 178 | 0.00085 | 0.0004662 | 0.0002404 | 28595878.9828 | 3923.5415 | 18.8719 | 20364.0837 | 4615931.1478 | 22202.2541 | 23957745.5809 | 15146800.3209 | 2462440.8288 | 2140.1913 | 12682219.3007 | 777712.3117 | 126393.3258 | 123.3321 | 651195.6538 |  | 1038 | 178-983AE | 24306.4971 | 7061.4383 | 186.962 | 24141.654 | 6896.5952 | 22.1189 | 0 | 0 | 0 | 164.8432 | 3923.5415 | 1119.9832 | 3.6495 | 20214.3391 | 1119.8592 | 3.5255 | 0 | 0 | 0 | 0.12404 | 20364.0837 | 5925.0198 | 168.2656 | 20214.3391 | 5775.2752 | 18.5209 | 0 | 0 | 0 | 149.7447 | 18.8719 | 16.4352 | 15.047 | 3.8975 | 1.4608 | 0.072497 | 0 | 0 | 0 | 14.9745 | 0.000622 | 0.0002382 | 1.24e-05 | 0 | 0 | 0 | 0.000228 | 5000000 | scaled
179-10 | 0 | 0 | 0 | 0 | 0% | 0% | 0% | 0 | 0 | 0 | 0 | 0 | 0 | 0 | 0 | 179 | 0 | 0 | 0 | 0 | 0 | 0 | 0 | 0 | 0 | 0 | 0 | 0 | 0 | 0 | 0 | 0 | 0 | 0 |  | 1039 | 179-10 | 0 | 0 | 0 | 0 | 0 | 0 | 0 | 0 | 0 | 0 | 0 | 0 | 0 | 0 | 0 | 0 | 0 | 0 | 0 | 0 | 0 | 0 | 0 | 0 | 0 | 0 | 0 | 0 | 0 | 0 | 0 | 0 | 0 | 0 | 0 | 0 | 0 | 0 | 0 | 0 | 0 | 0 | 0 | 0 | 0 | 0 | 0 | 5000000 | scaled
179-10F | 0 | 0 | 0 | 0 | 0% | 0% | 0% | 0 | 0 | 0 | 0 | 0 | 0 | 0 | 0 | 179 | 0 | 0 | 0 | 0 | 0 | 0 | 0 | 0 | 0 | 0 | 0 | 0 | 0 | 0 | 0 | 0 | 0 | 0 |  | 1040 | 179-10F | 0 | 0 | 0 | 0 | 0 | 0 | 0 | 0 | 0 | 0 | 0 | 0 | 0 | 0 | 0 | 0 | 0 | 0 | 0 | 0 | 0 | 0 | 0 | 0 | 0 | 0 | 0 | 0 | 0 | 0 | 0 | 0 | 0 | 0 | 0 | 0 | 0 | 0 | 0 | 0 | 0 | 0 | 0 | 0 | 0 | 0 | 0 | 5000000 | scaled
179-6 | 0 | 0 | 0 | 0 | 0% | 0% | 0% | 0 | 0 | 0 | 0 | 0 | 0 | 0 | 0 | 179 | 0 | 0 | 0 | 0 | 0 | 0 | 0 | 0 | 0 | 0 | 0 | 0 | 0 | 0 | 0 | 0 | 0 | 0 |  | 1041 | 179-6 | 0 | 0 | 0 | 0 | 0 | 0 | 0 | 0 | 0 | 0 | 0 | 0 | 0 | 0 | 0 | 0 | 0 | 0 | 0 | 0 | 0 | 0 | 0 | 0 | 0 | 0 | 0 | 0 | 0 | 0 | 0 | 0 | 0 | 0 | 0 | 0 | 0 | 0 | 0 | 0 | 0 | 0 | 0 | 0 | 0 | 0 | 0 | 5000000 | scaled
179-7 | 0 | 0 | 0 | 0 | 0% | 0% | 0% | 0 | 0 | 0 | 0 | 0 | 0 | 0 | 0 | 179 | 0 | 0 | 0 | 0 | 0 | 0 | 0 | 0 | 0 | 0 | 0 | 0 | 0 | 0 | 0 | 0 | 0 | 0 |  | 1042 | 179-7 | 0 | 0 | 0 | 0 | 0 | 0 | 0 | 0 | 0 | 0 | 0 | 0 | 0 | 0 | 0 | 0 | 0 | 0 | 0 | 0 | 0 | 0 | 0 | 0 | 0 | 0 | 0 | 0 | 0 | 0 | 0 | 0 | 0 | 0 | 0 | 0 | 0 | 0 | 0 | 0 | 0 | 0 | 0 | 0 | 0 | 0 | 0 | 5000000 | scaled
179-9 | 0 | 0 | 0 | 0 | 0% | 0% | 0% | 0 | 0 | 0 | 0 | 0 | 0 | 0 | 0 | 179 | 0 | 0 | 0 | 0 | 0 | 0 | 0 | 0 | 0 | 0 | 0 | 0 | 0 | 0 | 0 | 0 | 0 | 0 |  | 1043 | 179-9 | 0 | 0 | 0 | 0 | 0 | 0 | 0 | 0 | 0 | 0 | 0 | 0 | 0 | 0 | 0 | 0 | 0 | 0 | 0 | 0 | 0 | 0 | 0 | 0 | 0 | 0 | 0 | 0 | 0 | 0 | 0 | 0 | 0 | 0 | 0 | 0 | 0 | 0 | 0 | 0 | 0 | 0 | 0 | 0 | 0 | 0 | 0 | 5000000 | scaled
179-9F | 0 | 0 | 0 | 0 | 0% | 0% | 0% | 0 | 0 | 0 | 0 | 0 | 0 | 0 | 0 | 179 | 0 | 0 | 0 | 0 | 0 | 0 | 0 | 0 | 0 | 0 | 0 | 0 | 0 | 0 | 0 | 0 | 0 | 0 |  | 1044 | 179-9F | 0 | 0 | 0 | 0 | 0 | 0 | 0 | 0 | 0 | 0 | 0 | 0 | 0 | 0 | 0 | 0 | 0 | 0 | 0 | 0 | 0 | 0 | 0 | 0 | 0 | 0 | 0 | 0 | 0 | 0 | 0 | 0 | 0 | 0 | 0 | 0 | 0 | 0 | 0 | 0 | 0 | 0 | 0 | 0 | 0 | 0 | 0 | 5000000 | scaled
180-1156 | 1321.9335 | 688.451 | 0 | 633.4825 | 52.08% | 0% | 47.92% | 460.8978 | 683.1557 | 67.6228 | 48.3115 | 344.9635 | 92.8312 | 116.7375 | 473.587 | 180 | 0.00285 | 0.001796 | 0.0009458 | 463836.3205 | 93.5672 | 177.9946 | 1050.3717 | 32830.5979 | 62454.2615 | 368551.461 | 479418.5519 | 70340.1093 | 50252.8631 | 358825.5795 | 675383.5992 | 91775.074 | 115409.3798 | 468199.1454 |  | 1045 | 180-1156 | 1321.9335 | 861.0357 | 638.7778 | 688.451 | 227.5532 | 5.2953 | 0 | 0 | 0 | 633.4825 | 93.5672 | 25.9445 | 0.73601 | 474.9118 | 25.4678 | 0.25934 | 0 | 0 | 0 | 0.47668 | 1050.3717 | 705.4081 | 576.7846 | 474.9118 | 129.9483 | 1.3248 | 0 | 0 | 0 | 575.4598 | 177.9946 | 129.6831 | 61.2572 | 120.4487 | 72.1372 | 3.7112 | 0 | 0 | 0 | 57.546 | 0.001951 | 0.000897 | 4.68e-05 | 0 | 0 | 0 | 0.000899 | 5000000 | scaled
180-13 | 4684.3077 | 3891.8824 | 0 | 792.4253 | 83.08% | 0% | 16.92% | 2479.809 | 3841.5104 | 354.4796 | 317.4785 | 1807.8509 | 542.6056 | 531.4526 | 2767.4522 | 180 | 0.0036268 | 0.0021216 | 0.0011968 | 1291581.4717 | 549.5077 | 615.3206 | 3519.4794 | 151513.0835 | 169659.3812 | 970409.007 | 1039073.6495 | 148531.7651 | 133027.8016 | 757514.0828 | 704208.9888 | 99468.0934 | 97423.5883 | 507317.3071 |  | 1046 | 180-13 | 4684.3077 | 2204.4987 | 842.7973 | 3891.8824 | 1412.0734 | 50.372 | 0 | 0 | 0 | 792.4253 | 549.5077 | 195.0281 | 6.9021 | 2799.6348 | 194.4318 | 6.3058 | 0 | 0 | 0 | 0.59627 | 3519.4794 | 1711.6285 | 752.0272 | 2799.6348 | 991.7839 | 32.1827 | 0 | 0 | 0 | 719.8446 | 615.3206 | 297.8421 | 83.868 | 543.3362 | 225.8577 | 11.8836 | 0 | 0 | 0 | 71.9845 | 0.0024814 | 0.0009762 | 5.14e-05 | 0 | 0 | 0 | 0.0011454 | 5000000 | scaled
181-1770 | 0 | 0 | 0 | 0 | 0% | 0% | 0% | 0 | 0 | 0 | 0 | 0 | 0 | 0 | 0 | 181 | 0 | 0 | 0 | 0 | 0 | 0 | 0 | 0 | 0 | 0 | 0 | 0 | 0 | 0 | 0 | 0 | 0 | 0 |  | 1047 | 181-1770 | 0 | 0 | 0 | 0 | 0 | 0 | 0 | 0 | 0 | 0 | 0 | 0 | 0 | 0 | 0 | 0 | 0 | 0 | 0 | 0 | 0 | 0 | 0 | 0 | 0 | 0 | 0 | 0 | 0 | 0 | 0 | 0 | 0 | 0 | 0 | 0 | 0 | 0 | 0 | 0 | 0 | 0 | 0 | 0 | 0 | 0 | 0 | 5000000 | scaled
181-1771 | 0 | 0 | 0 | 0 | 0% | 0% | 0% | 0 | 0 | 0 | 0 | 0 | 0 | 0 | 0 | 181 | 0 | 0 | 0 | 0 | 0 | 0 | 0 | 0 | 0 | 0 | 0 | 0 | 0 | 0 | 0 | 0 | 0 | 0 |  | 1048 | 181-1771 | 0 | 0 | 0 | 0 | 0 | 0 | 0 | 0 | 0 | 0 | 0 | 0 | 0 | 0 | 0 | 0 | 0 | 0 | 0 | 0 | 0 | 0 | 0 | 0 | 0 | 0 | 0 | 0 | 0 | 0 | 0 | 0 | 0 | 0 | 0 | 0 | 0 | 0 | 0 | 0 | 0 | 0 | 0 | 0 | 0 | 0 | 0 | 5000000 | scaled
181-1773 | 0 | 0 | 0 | 0 | 0% | 0% | 0% | 0 | 0 | 0 | 0 | 0 | 0 | 0 | 0 | 181 | 0 | 0 | 0 | 0 | 0 | 0 | 0 | 0 | 0 | 0 | 0 | 0 | 0 | 0 | 0 | 0 | 0 | 0 |  | 1049 | 181-1773 | 0 | 0 | 0 | 0 | 0 | 0 | 0 | 0 | 0 | 0 | 0 | 0 | 0 | 0 | 0 | 0 | 0 | 0 | 0 | 0 | 0 | 0 | 0 | 0 | 0 | 0 | 0 | 0 | 0 | 0 | 0 | 0 | 0 | 0 | 0 | 0 | 0 | 0 | 0 | 0 | 0 | 0 | 0 | 0 | 0 | 0 | 0 | 5000000 | scaled
181-47 | 0 | 0 | 0 | 0 | 0% | 0% | 0% | 0 | 0 | 0 | 0 | 0 | 0 | 0 | 0 | 181 | 0 | 0 | 0 | 0 | 0 | 0 | 0 | 0 | 0 | 0 | 0 | 0 | 0 | 0 | 0 | 0 | 0 | 0 |  | 1050 | 181-47 | 0 | 0 | 0 | 0 | 0 | 0 | 0 | 0 | 0 | 0 | 0 | 0 | 0 | 0 | 0 | 0 | 0 | 0 | 0 | 0 | 0 | 0 | 0 | 0 | 0 | 0 | 0 | 0 | 0 | 0 | 0 | 0 | 0 | 0 | 0 | 0 | 0 | 0 | 0 | 0 | 0 | 0 | 0 | 0 | 0 | 0 | 0 | 5000000 | scaled
181-49 | 64766.387 | 5259.6933 | 59258.4581 | 248.2355 | 8.121% | 91.5% | 0.3833% | 29323.807 | 59378.7059 | 562.7138 | 23795.6883 | 4965.4049 | 927.5626 | 49379.2902 | 9071.853 | 181 | 0.078852 | 0.044784 | 0.00818 | 821368.5288 | 935.6931 | 54088.8389 | 9741.8549 | 11866.4775 | 685955.6652 | 123546.386 | 791408.1303 | 15186.8503 | 642212.0154 | 134009.2646 | 658640.7214 | 10288.7141 | 547725.1623 | 100626.845 |  | 1051 | 181-49 | 64766.387 | 35442.58 | 5387.6811 | 5259.6933 | 2012.1013 | 0.53043 | 59258.4581 | 33182.2431 | 5138.9151 | 248.2355 | 935.6931 | 372.9793 | 8.1305 | 4390.6511 | 321.4998 | 0 | 91.6011 | 51.2928 | 7.9437 | 0.18679 | 9741.8549 | 4776.45 | 670.0019 | 4390.6511 | 1680.7721 | 0 | 5125.7049 | 2870.1791 | 444.503 | 225.4989 | 54088.8389 | 30293.1506 | 4709.5488 | 25.137 | 9.8295 | 0.53043 | 54041.1521 | 30260.7713 | 4686.4684 | 22.5499 | 0.0003466 | 0.0001536 | 8.2e-06 | 0.078148 | 0.044274 | 0.0078148 | 0.000357 | 5000000 | scaled
181-53F | 294622.8915 | 49952.934 | 243695.4369 | 974.5205 | 16.95% | 82.71% | 0.3308% | 122500.2169 | 271960.6805 | 2500.2823 | 98636.8933 | 21363.0413 | 8085.2169 | 204584.1333 | 59291.3304 | 181 | 0.081527 | 0.046426 | 0.009179 | 3613798.7258 | 8200.8223 | 223995.5788 | 62426.4904 | 100590.0158 | 2747495.054 | 765713.6561 | 3707478.9153 | 75671.2451 | 2985253.5073 | 646554.163 | 2468919.3807 | 73399.3922 | 1857260.1402 | 538259.8483 |  | 1052 | 181-53F | 294622.8915 | 172122.6746 | 22662.211 | 49952.934 | 34667.7935 | 566.2681 | 243695.4369 | 136480.3605 | 21121.4223 | 974.5205 | 8200.8223 | 5700.54 | 115.6055 | 40753.2959 | 5512.2001 | 85.8385 | 334.9851 | 187.6066 | 29.0336 | 0.7333 | 62426.4904 | 41063.4491 | 3135.16 | 40753.2959 | 28536.0141 | 448.1798 | 20787.9333 | 11642.1738 | 1801.7191 | 885.2611 | 223995.5788 | 125358.6855 | 19411.4455 | 1334.5341 | 619.5793 | 32.2498 | 222572.5185 | 124650.5801 | 19290.6696 | 88.5261 | 0.0026156 | 0.0011238 | 5.88e-05 | 0.077546 | 0.043936 | 0.0077546 | 0.0013656 | 5000000 | scaled
181-54F | 2723.6374 | 804.5027 | 1062.7067 | 856.4279 | 29.54% | 39.02% | 31.44% | 809.2739 | 1785.2884 | 55.5097 | 377.1955 | 376.5688 | 130.6066 | 787.3844 | 867.2975 | 181 | 0.01856 | 0.010704 | 0.0027196 | 146750.865 | 133.2452 | 921.3458 | 1669.0464 | 7179.3138 | 49642.546 | 89929.0052 | 178838.9338 | 12266.9082 | 83355.2601 | 83216.7655 | 345031.9552 | 25241.5452 | 152173.0494 | 167617.3606 |  | 1053 | 181-54F | 2723.6374 | 1914.3635 | 938.3489 | 804.5027 | 470.841 | 11.0562 | 1062.7067 | 587.0946 | 70.8648 | 856.4279 | 133.2452 | 77.7355 | 2.6386 | 672.1013 | 75.4422 | 1.7952 | 2.9847 | 1.6489 | 0.19903 | 0.64443 | 1669.0464 | 1292.4776 | 801.7489 | 672.1013 | 393.5276 | 9.1629 | 218.9601 | 120.965 | 14.601 | 777.985 | 921.3458 | 544.1503 | 133.9614 | 2.7854 | 1.8711 | 0.098091 | 840.7619 | 464.4807 | 56.0648 | 77.7985 | 0.0029286 | 0.0012972 | 6.78e-05 | 0.014421 | 0.0081976 | 0.0014422 | 0.0012096 | 5000000 | scaled
181-56F | 0 | 0 | 0 | 0 | 0% | 0% | 0% | 0 | 0 | 0 | 0 | 0 | 0 | 0 | 0 | 181 | 0 | 0 | 0 | 0 | 0 | 0 | 0 | 0 | 0 | 0 | 0 | 0 | 0 | 0 | 0 | 0 | 0 | 0 |  | 1054 | 181-56F | 0 | 0 | 0 | 0 | 0 | 0 | 0 | 0 | 0 | 0 | 0 | 0 | 0 | 0 | 0 | 0 | 0 | 0 | 0 | 0 | 0 | 0 | 0 | 0 | 0 | 0 | 0 | 0 | 0 | 0 | 0 | 0 | 0 | 0 | 0 | 0 | 0 | 0 | 0 | 0 | 0 | 0 | 0 | 0 | 0 | 0 | 0 | 5000000 | scaled
181-57 | 0 | 0 | 0 | 0 | 0% | 0% | 0% | 0 | 0 | 0 | 0 | 0 | 0 | 0 | 0 | 181 | 0 | 0 | 0 | 0 | 0 | 0 | 0 | 0 | 0 | 0 | 0 | 0 | 0 | 0 | 0 | 0 | 0 | 0 |  | 1055 | 181-57 | 0 | 0 | 0 | 0 | 0 | 0 | 0 | 0 | 0 | 0 | 0 | 0 | 0 | 0 | 0 | 0 | 0 | 0 | 0 | 0 | 0 | 0 | 0 | 0 | 0 | 0 | 0 | 0 | 0 | 0 | 0 | 0 | 0 | 0 | 0 | 0 | 0 | 0 | 0 | 0 | 0 | 0 | 0 | 0 | 0 | 0 | 0 | 5000000 | scaled
182-2239 | 0 | 0 | 0 | 0 | 0% | 0% | 0% | 0 | 0 | 0 | 0 | 0 | 0 | 0 | 0 | 182 | 0 | 0 | 0 | 0 | 0 | 0 | 0 | 0 | 0 | 0 | 0 | 0 | 0 | 0 | 0 | 0 | 0 | 0 |  | 1056 | 182-2239 | 0 | 0 | 0 | 0 | 0 | 0 | 0 | 0 | 0 | 0 | 0 | 0 | 0 | 0 | 0 | 0 | 0 | 0 | 0 | 0 | 0 | 0 | 0 | 0 | 0 | 0 | 0 | 0 | 0 | 0 | 0 | 0 | 0 | 0 | 0 | 0 | 0 | 0 | 0 | 0 | 0 | 0 | 0 | 0 | 0 | 0 | 0 | 5000000 | scaled
182-2240F | 11917198.9064 | 11236831.9909 | 673429.9826 | 6936.9329 | 94.29% | 5.651% | 0.05821% | 4575331.698 | 11586213.4552 | 1317067.9057 | 279538.2713 | 2978725.5209 | 3375843.7985 | 590675.23 | 7619694.4267 | 182 | 0.1455 | 0.087454 | 0.020694 | 81902670.3409 | 3456948.8742 | 647000.1668 | 7813249.8654 | 23758380.3251 | 4446602.0738 | 53697687.942 | 83950996.16 | 24166370.8766 | 5129139.894 | 54655485.3894 | 15994425.9233 | 4660252.7885 | 815409.7322 | 10518763.4025 |  | 1057 | 182-2240F | 11917198.9064 | 7341867.2084 | 330985.4512 | 11236831.9909 | 6956337.6671 | 263867.4259 | 673429.9826 | 378592.6084 | 60181.0923 | 6936.9329 | 3456948.8742 | 2139880.9684 | 81105.0757 | 7743503.5889 | 2139342.4944 | 81015.0898 | 948.5377 | 533.2542 | 84.7661 | 5.2198 | 7813249.8654 | 4834524.3445 | 193555.4387 | 7743503.5889 | 4792555.0825 | 181584.142 | 63444.7191 | 35667.7046 | 5669.7394 | 6301.5573 | 647000.1668 | 367461.8955 | 56324.9368 | 37333.2853 | 24440.0902 | 1268.1942 | 609036.7258 | 342391.6496 | 54426.5868 | 630.1557 | 0.038653 | 0.02259 | 0.00118 | 0.097041 | 0.055055 | 0.0097042 | 0.0098096 | 5000000 | scaled
182-2242F | 422926.8482 | 0 | 422926.8482 | 0 | 0% | 100% | 0% | 21554.178 | 44779.3663 | 26.8196 | 19748.497 | 1778.8614 | 55.7185 | 41028.017 | 3695.6309 | 182 | 0.097797 | 0.097797 | 0.097797 | 4324529.2112 | 526.243 | 387496.5488 | 34904.0563 | 5380.9622 | 3962245.8396 | 356902.4094 | 4104132.5335 | 5106.7252 | 3760312.6865 | 338713.1219 | 3866649.371 | 4811.2276 | 3542724.4528 | 319113.6907 |  | 1058 | 182-2242F | 422926.8482 | 401372.6702 | 378147.4819 | 0 | 0 | 0 | 422926.8482 | 401372.6702 | 378147.4819 | 0 | 526.243 | 499.4234 | 470.5246 | 0 | 0 | 0 | 526.243 | 499.4234 | 470.5246 | 0 | 34904.0563 | 33125.1949 | 31208.4254 | 0 | 0 | 0 | 34904.0563 | 33125.1949 | 31208.4254 | 0 | 387496.5488 | 367748.0519 | 346468.5319 | 0 | 0 | 0 | 387496.5488 | 367748.0519 | 346468.5319 | 0 | 0 | 0 | 0 | 0.097797 | 0.097797 | 0.097797 | 0 | 5000000 | scaled
182-2243F | 211321.3128 | 0 | 211321.3128 | 0 | 0% | 100% | 0% | 10725.2966 | 22304.0339 | 13.597 | 9712.3349 | 999.3646 | 28.2759 | 20197.5066 | 2078.2514 | 182 | 0.098482 | 0.098482 | 0.098482 | 2145794.8779 | 267.9023 | 191362.8552 | 19690.5554 | 2720.3288 | 1943133.0843 | 199941.4648 | 2036888.2745 | 2582.2626 | 1844512.2766 | 189793.7354 | 1919315.6785 | 2433.2101 | 1738043.9447 | 178838.5237 |  | 1059 | 182-2243F | 211321.3128 | 200596.0163 | 189017.2789 | 0 | 0 | 0 | 211321.3128 | 200596.0163 | 189017.2789 | 0 | 267.9023 | 254.3054 | 239.6264 | 0 | 0 | 0 | 267.9023 | 254.3054 | 239.6264 | 0 | 19690.5554 | 18691.1907 | 17612.304 | 0 | 0 | 0 | 19690.5554 | 18691.1907 | 17612.304 | 0 | 191362.8552 | 181650.5202 | 171165.3485 | 0 | 0 | 0 | 191362.8552 | 181650.5202 | 171165.3485 | 0 | 0 | 0 | 0 | 0.098482 | 0.098482 | 0.098482 | 0 | 5000000 | scaled
182-2244 | 0 | 0 | 0 | 0 | 0% | 0% | 0% | 0 | 0 | 0 | 0 | 0 | 0 | 0 | 0 | 182 | 0 | 0 | 0 | 0 | 0 | 0 | 0 | 0 | 0 | 0 | 0 | 0 | 0 | 0 | 0 | 0 | 0 | 0 |  | 1060 | 182-2244 | 0 | 0 | 0 | 0 | 0 | 0 | 0 | 0 | 0 | 0 | 0 | 0 | 0 | 0 | 0 | 0 | 0 | 0 | 0 | 0 | 0 | 0 | 0 | 0 | 0 | 0 | 0 | 0 | 0 | 0 | 0 | 0 | 0 | 0 | 0 | 0 | 0 | 0 | 0 | 0 | 0 | 0 | 0 | 0 | 0 | 0 | 0 | 5000000 | scaled
182-2250 | 1939213.1723 | 1934190.4572 | 4123.3262 | 899.3889 | 99.74% | 0.2126% | 0.04638% | 1221576.0751 | 1916523.9153 | 197746.1197 | 1632.2914 | 1022197.664 | 310094.8646 | 3384.6954 | 1603044.3553 | 182 | 0.10496 | 0.059318 | 0.011298 | 18476298.5566 | 313564.1269 | 3797.1265 | 1621851.9189 | 2987554.1834 | 36177.9945 | 15452566.3787 | 12098052.1605 | 1958406.7822 | 16165.6294 | 10123479.7489 | 2008325.3994 | 324948.4068 | 3546.8223 | 1679830.1703 |  | 1061 | 182-2250 | 1939213.1723 | 717637.0973 | 22689.257 | 1934190.4572 | 714421.5228 | 21420.9417 | 4123.3262 | 2316.1855 | 368.9264 | 899.3889 | 313564.1269 | 115818.0072 | 3469.2623 | 1620607.685 | 115814.4681 | 3468.1296 | 5.0957 | 2.8624 | 0.45592 | 0.67676 | 1621851.9189 | 599654.2549 | 18807.5636 | 1620607.685 | 598597.261 | 17952.3277 | 427.2228 | 239.9828 | 38.2249 | 817.011 | 3797.1265 | 2164.8352 | 412.4312 | 24.4177 | 9.7937 | 0.48446 | 3691.0077 | 2073.3404 | 330.2456 | 81.7011 | 0.0045462 | 0.0018474 | 9.58e-05 | 0.099121 | 0.056181 | 0.009912 | 0.0012898 | 5000000 | scaled
182-2252R | 4229944.5723 | 4196758.1646 | 30693.8966 | 2492.511 | 99.22% | 0.7256% | 0.05893% | 2432146.8988 | 4113663.3425 | 397424.0575 | 12268.6391 | 2022454.2021 | 671416.3644 | 25397.7144 | 3416849.2637 | 182 | 0.11307 | 0.063989 | 0.013652 | 37409566.4701 | 689693.0291 | 28099.4752 | 3512152.068 | 6099634.8237 | 248511.3381 | 31061420.3084 | 28095593.1755 | 4590949.9314 | 141724.455 | 23362918.7891 | 8517273.8695 | 1390156.7969 | 52585.5597 | 7074531.5129 |  | 1062 | 182-2252R | 4229944.5723 | 1797797.6735 | 116281.2298 | 4196758.1646 | 1778072.9545 | 111043.1929 | 30693.8966 | 17232.2079 | 2745.5259 | 2492.511 | 689693.0291 | 292268.9716 | 18276.6647 | 3506851.3533 | 292243.1241 | 18270.9698 | 42.6987 | 23.972 | 3.8193 | 1.8755 | 3512152.068 | 1489697.8658 | 95302.8043 | 3506851.3533 | 1485728.8956 | 92766.9795 | 3036.5007 | 1704.7562 | 271.6107 | 2264.2141 | 28099.4752 | 15830.8361 | 2701.7608 | 258.3565 | 100.9349 | 5.2436 | 27614.6973 | 15503.4798 | 2470.0958 | 226.4214 | 0.010686 | 0.0044572 | 0.0002334 | 0.098852 | 0.055998 | 0.0098852 | 0.0035338 | 5000000 | scaled
182-2254R | 655800.9495 | 650138.7556 | 4993.8178 | 668.376 | 99.14% | 0.7615% | 0.1019% | 240119.3557 | 649599.347 | 39410.0294 | 1887.9006 | 198821.4257 | 106829.8736 | 3922.284 | 538847.1893 | 182 | 0.10223 | 0.05848 | 0.010905 | 6415144.2331 | 107667.8526 | 4367.4197 | 543765.6772 | 1053223.2445 | 42722.7609 | 5319198.2277 | 7108049.7712 | 1166621.6967 | 55885.9208 | 5885542.1537 | 568693.4942 | 93524.5 | 3433.7741 | 471735.2201 |  | 1063 | 182-2254R | 655800.9495 | 415681.5938 | 6201.6026 | 650138.7556 | 412208.675 | 5086.5509 | 4993.8178 | 2804.5428 | 446.6756 | 668.376 | 107667.8526 | 68257.8233 | 837.979 | 542466.2565 | 68253.0399 | 836.7943 | 7.6218 | 4.2804 | 0.68173 | 0.50293 | 543765.6772 | 344944.2515 | 4918.4879 | 542466.2565 | 343948.317 | 4249.4105 | 692.2633 | 388.7771 | 61.92 | 607.1574 | 4367.4197 | 2479.5191 | 445.1357 | 12.7712 | 7.3181 | 0.34605 | 4293.9328 | 2411.4853 | 384.0739 | 60.7157 | 0.0024736 | 0.001548 | 8.1e-05 | 0.09881 | 0.055989 | 0.009881 | 0.000943 | 5000000 | scaled
183-438 | 0 | 0 | 0 | 0 | 0% | 0% | 0% | 0 | 0 | 0 | 0 | 0 | 0 | 0 | 0 | 183 | 0 | 0 | 0 | 0 | 0 | 0 | 0 | 0 | 0 | 0 | 0 | 0 | 0 | 0 | 0 | 0 | 0 | 0 |  | 1064 | 183-438 | 0 | 0 | 0 | 0 | 0 | 0 | 0 | 0 | 0 | 0 | 0 | 0 | 0 | 0 | 0 | 0 | 0 | 0 | 0 | 0 | 0 | 0 | 0 | 0 | 0 | 0 | 0 | 0 | 0 | 0 | 0 | 0 | 0 | 0 | 0 | 0 | 0 | 0 | 0 | 0 | 0 | 0 | 0 | 0 | 0 | 0 | 0 | 5000000 | scaled
183-439 | 316477.7532 | 209604.2625 | 106028.0211 | 845.4696 | 66.23% | 33.5% | 0.2671% | 181449.6304 | 299827.9757 | 21913.1313 | 43313.3294 | 116223.1697 | 32885.4743 | 90352.9814 | 176589.5199 | 183 | 0.018422 | 0.010413 | 0.0026466 | 17179150.875 | 34321.6647 | 96885.2924 | 185270.7961 | 1863060.0411 | 5259159.7325 | 10056931.1014 | 12967264.2695 | 1566017.8759 | 3095379.0717 | 8305867.3219 | 6291006.406 | 690004.7578 | 1895791.0238 | 3705210.6245 |  | 1065 | 183-439 | 316477.7532 | 135028.1228 | 16649.7776 | 209604.2625 | 75589.1097 | 8732.9904 | 106028.0211 | 58593.5435 | 7071.3175 | 845.4696 | 34321.6647 | 12408.5334 | 1436.1903 | 175421.7808 | 12320.2618 | 1424.9779 | 158.5807 | 87.6354 | 10.5762 | 0.63619 | 185270.7961 | 69047.6264 | 8681.2762 | 175421.7808 | 63261.2331 | 7307.6085 | 9080.985 | 5018.3629 | 605.6373 | 768.0304 | 96885.2924 | 53571.963 | 6532.311 | 20.034 | 7.6148 | 0.40395 | 96788.4554 | 53487.5452 | 6455.104 | 76.803 | 0.0030348 | 0.0011622 | 6.12e-05 | 0.014224 | 0.0080878 | 0.0014224 | 0.001163 | 5000000 | scaled
183-440 | 471201.4781 | 350429.5219 | 118592.208 | 2179.7482 | 74.37% | 25.17% | 0.4626% | 256193.9388 | 455505.0378 | 33132.2706 | 48897.0232 | 174164.645 | 56234.1698 | 102120.0525 | 297150.8155 | 183 | 0.025335 | 0.01442 | 0.0046664 | 18598541.0985 | 57156.5595 | 109576.6461 | 304468.2726 | 2255995.9392 | 4325041.0909 | 12017504.0684 | 14909956.6811 | 1928229.5344 | 2845705.4902 | 10136021.6564 | 3363715.1385 | 415265.9413 | 754114.0892 | 2194335.1081 |  | 1066 | 183-440 | 471201.4781 | 215007.5393 | 15696.4403 | 350429.5219 | 147181.7852 | 5608.7627 | 118592.208 | 65646.0059 | 7907.9294 | 2179.7482 | 57156.5595 | 24024.2889 | 922.3897 | 292594.0992 | 23932.3875 | 909.8764 | 163.0607 | 90.2612 | 10.8732 | 1.6402 | 304468.2726 | 130303.6276 | 7317.4571 | 292594.0992 | 122846.7234 | 4677.6052 | 9894.0751 | 5476.806 | 659.7537 | 1980.0982 | 109576.6461 | 60679.6228 | 7456.5935 | 843.564 | 402.6743 | 21.2811 | 108535.0722 | 60078.9387 | 7237.3025 | 198.0098 | 0.0080636 | 0.0032604 | 0.0001708 | 0.014196 | 0.008084 | 0.0014196 | 0.003076 | 5000000 | scaled
183-571F | 29104.9986 | 0 | 29104.9986 | 0 | 0% | 100% | 0% | 4639.9155 | 9697.0471 | 5.4349 | 4209.7676 | 424.713 | 11.3584 | 8798.0728 | 887.6158 | 183 | 0.014282 | 0.014282 | 0.014282 | 2037851.2121 | 34.0915 | 26406.7912 | 2664.1159 | 2386.9931 | 1848930.219 | 186534 | 1712977.2083 | 2006.4589 | 1554173.978 | 156796.7714 | 1358890.8934 | 1591.7076 | 1232913.5818 | 124385.604 |  | 1067 | 183-571F | 29104.9986 | 24465.0831 | 19407.9515 | 0 | 0 | 0 | 29104.9986 | 24465.0831 | 19407.9515 | 0 | 34.0915 | 28.6566 | 22.7331 | 0 | 0 | 0 | 34.0915 | 28.6566 | 22.7331 | 0 | 2664.1159 | 2239.4028 | 1776.5001 | 0 | 0 | 0 | 2664.1159 | 2239.4028 | 1776.5001 | 0 | 26406.7912 | 22197.0236 | 17608.7184 | 0 | 0 | 0 | 26406.7912 | 22197.0236 | 17608.7184 | 0 | 0 | 0 | 0 | 0.014282 | 0.014282 | 0.014282 | 0 | 5000000 | scaled
183-572 | 0 | 0 | 0 | 0 | 0% | 0% | 0% | 0 | 0 | 0 | 0 | 0 | 0 | 0 | 0 | 183 | 0 | 0 | 0 | 0 | 0 | 0 | 0 | 0 | 0 | 0 | 0 | 0 | 0 | 0 | 0 | 0 | 0 | 0 |  | 1068 | 183-572 | 0 | 0 | 0 | 0 | 0 | 0 | 0 | 0 | 0 | 0 | 0 | 0 | 0 | 0 | 0 | 0 | 0 | 0 | 0 | 0 | 0 | 0 | 0 | 0 | 0 | 0 | 0 | 0 | 0 | 0 | 0 | 0 | 0 | 0 | 0 | 0 | 0 | 0 | 0 | 0 | 0 | 0 | 0 | 0 | 0 | 0 | 0 | 5000000 | scaled
185-40AE | 24177.5129 | 10855.0355 | 13213.0712 | 109.4062 | 44.9% | 54.65% | 0.4525% | 12319.4222 | 22678.7156 | 1429.6919 | 4726.1309 | 6163.5993 | 2307.589 | 9869.0485 | 10502.0782 | 185 | 0.014972 | 0.0085836 | 0.001592 | 1614805.4373 | 2421.7473 | 10580.6375 | 11175.1281 | 161747.4365 | 706676.1189 | 746381.882 | 1381482.2127 | 160323.5882 | 529981.4961 | 691177.1283 | 941455.5787 | 95794.3359 | 409691.2224 | 435970.0203 |  | 1069 | 185-40AE | 24177.5129 | 11858.0907 | 1498.7973 | 10855.0355 | 4445.3981 | 508.3348 | 13213.0712 | 7303.2864 | 881.0562 | 109.4062 | 2421.7473 | 992.0554 | 114.1584 | 8366.9509 | 978.8862 | 112.4972 | 23.6768 | 13.0869 | 1.5788 | 0.082325 | 11175.1281 | 5011.5287 | 673.0499 | 8366.9509 | 3414.9076 | 393.0405 | 2708.7918 | 1497.2357 | 180.624 | 99.3854 | 10580.6375 | 5854.5066 | 711.5891 | 90.0963 | 51.6043 | 2.7971 | 10480.6026 | 5792.9638 | 698.8534 | 9.9385 | 0.0005264 | 0.0003052 | 1.6e-05 | 0.0143 | 0.0081324 | 0.00143 | 0.000146 | 5000000 | scaled
185-41 | 0 | 0 | 0 | 0 | 0% | 0% | 0% | 0 | 0 | 0 | 0 | 0 | 0 | 0 | 0 | 185 | 0 | 0 | 0 | 0 | 0 | 0 | 0 | 0 | 0 | 0 | 0 | 0 | 0 | 0 | 0 | 0 | 0 | 0 |  | 1070 | 185-41 | 0 | 0 | 0 | 0 | 0 | 0 | 0 | 0 | 0 | 0 | 0 | 0 | 0 | 0 | 0 | 0 | 0 | 0 | 0 | 0 | 0 | 0 | 0 | 0 | 0 | 0 | 0 | 0 | 0 | 0 | 0 | 0 | 0 | 0 | 0 | 0 | 0 | 0 | 0 | 0 | 0 | 0 | 0 | 0 | 0 | 0 | 0 | 5000000 | scaled
185-51F | 1723970.7412 | 1584784.2802 | 133165.1506 | 6021.3105 | 91.93% | 7.724% | 0.3493% | 865189.3349 | 1669818.7232 | 156438.5563 | 55545.8098 | 653204.9687 | 300140.2411 | 115536.8062 | 1254141.6759 | 185 | 0.048222 | 0.028313 | 0.010543 | 35751006.6283 | 307775.1997 | 124244.8488 | 1291950.6927 | 6382517.3713 | 2576539.3271 | 26791949.9298 | 30331699.444 | 5484403.3335 | 1947318.0496 | 22899978.0608 | 5136203.243 | 923202.7753 | 355380.2041 | 3857620.2636 |  | 1071 | 185-51F | 1723970.7412 | 858781.4064 | 54152.018 | 1584784.2802 | 779181.3011 | 39246.7781 | 133165.1506 | 73578.7948 | 8883.9295 | 6021.3105 | 307775.1997 | 151336.6433 | 7634.9586 | 1275066.0418 | 151226.5228 | 7617.6788 | 191.0995 | 105.5897 | 12.7489 | 4.5308 | 1291950.6927 | 638745.724 | 37809.0168 | 1275066.0418 | 626968.7862 | 31577.6911 | 11414.8512 | 6307.1381 | 761.5261 | 5469.7997 | 124244.8488 | 68699.039 | 8708.0426 | 2138.669 | 985.9921 | 51.4082 | 121559.1998 | 67166.067 | 8109.6545 | 546.98 | 0.025513 | 0.011731 | 0.0006128 | 0.014198 | 0.0080716 | 0.0014198 | 0.0085106 | 5000000 | scaled
185-52F | 1998.573 | 5.8373 | 1920.5971 | 72.1386 | 0.2921% | 96.1% | 3.61% | 861.3739 | 1798.3676 | 3.5241 | 694.3323 | 163.5174 | 7.7309 | 1447.695 | 342.9418 | 185 | 0.014577 | 0.0083008 | 0.001537 | 137108.3129 | 8.2728 | 1557.6594 | 432.6409 | 567.5373 | 106860.2666 | 29680.509 | 136998.7437 | 560.5012 | 110431.3263 | 26006.9162 | 130257.2601 | 559.9561 | 104857.7482 | 24839.5558 |  | 1072 | 185-52F | 1998.573 | 1137.1992 | 200.2054 | 5.8373 | 4.1348 | 0.0055523 | 1920.5971 | 1060.9258 | 128.0613 | 72.1386 | 8.2728 | 4.7486 | 0.54186 | 4.651 | 0.65504 | 0 | 7.3124 | 4.0393 | 0.48757 | 0.054282 | 432.6409 | 269.1235 | 89.6992 | 4.651 | 3.3724 | 0 | 362.4587 | 200.2199 | 24.168 | 65.5312 | 1557.6594 | 863.327 | 109.9644 | 0.28021 | 0.10735 | 0.0055523 | 1550.826 | 856.6666 | 103.4057 | 6.5531 | 0.0001514 | 5.8e-05 | 3e-06 | 0.014324 | 0.0081412 | 0.0014324 | 0.0001016 | 5000000 | scaled
185-55 | 0 | 0 | 0 | 0 | 0% | 0% | 0% | 0 | 0 | 0 | 0 | 0 | 0 | 0 | 0 | 185 | 0 | 0 | 0 | 0 | 0 | 0 | 0 | 0 | 0 | 0 | 0 | 0 | 0 | 0 | 0 | 0 | 0 | 0 |  | 1073 | 185-55 | 0 | 0 | 0 | 0 | 0 | 0 | 0 | 0 | 0 | 0 | 0 | 0 | 0 | 0 | 0 | 0 | 0 | 0 | 0 | 0 | 0 | 0 | 0 | 0 | 0 | 0 | 0 | 0 | 0 | 0 | 0 | 0 | 0 | 0 | 0 | 0 | 0 | 0 | 0 | 0 | 0 | 0 | 0 | 0 | 0 | 0 | 0 | 5000000 | scaled
186-940R | 708016.0499 | 192782.5361 | 513154.713 | 2078.8008 | 27.23% | 72.48% | 0.2936% | 338748.5363 | 661320.8421 | 22724.9932 | 208991.9611 | 107031.582 | 38444.7862 | 434710.7447 | 188165.3112 | 186 | 0.051585 | 0.029426 | 0.007236 | 13725124.742 | 39203.993 | 472495.353 | 196316.7039 | 759982.3403 | 9159478.3206 | 3805664.0811 | 12548851.1542 | 841841.4432 | 7742052.6761 | 3964957.0349 | 6453179.6264 | 375144.8541 | 4241914.5784 | 1836120.194 |  | 1074 | 186-940R | 708016.0499 | 369267.5136 | 46695.2078 | 192782.5361 | 80711.488 | 3532.7165 | 513154.713 | 286477.2248 | 41083.6906 | 2078.8008 | 39203.993 | 16478.9999 | 759.2069 | 150406.4415 | 16084.908 | 701.3502 | 703.1184 | 392.5276 | 56.2924 | 1.5642 | 196316.7039 | 89285.1218 | 8151.3927 | 150406.4415 | 62820.7803 | 2738.5603 | 44021.8655 | 24575.9447 | 3524.4355 | 1888.3968 | 472495.353 | 263503.3919 | 37784.6083 | 3876.7842 | 1805.7998 | 92.8059 | 468429.7291 | 261508.7525 | 37502.9627 | 188.8397 | 0.0070982 | 0.002908 | 0.0001518 | 0.041559 | 0.02359 | 0.0041558 | 0.0029284 | 5000000 | scaled
187-38 | 0 | 0 | 0 | 0 | 0% | 0% | 0% | 0 | 0 | 0 | 0 | 0 | 0 | 0 | 0 | 187 | 0 | 0 | 0 | 0 | 0 | 0 | 0 | 0 | 0 | 0 | 0 | 0 | 0 | 0 | 0 | 0 | 0 | 0 |  | 1075 | 187-38 | 0 | 0 | 0 | 0 | 0 | 0 | 0 | 0 | 0 | 0 | 0 | 0 | 0 | 0 | 0 | 0 | 0 | 0 | 0 | 0 | 0 | 0 | 0 | 0 | 0 | 0 | 0 | 0 | 0 | 0 | 0 | 0 | 0 | 0 | 0 | 0 | 0 | 0 | 0 | 0 | 0 | 0 | 0 | 0 | 0 | 0 | 0 | 5000000 | scaled
187-39F | 0 | 0 | 0 | 0 | 0% | 0% | 0% | 0 | 0 | 0 | 0 | 0 | 0 | 0 | 0 | 187 | 0 | 0 | 0 | 0 | 0 | 0 | 0 | 0 | 0 | 0 | 0 | 0 | 0 | 0 | 0 | 0 | 0 | 0 |  | 1076 | 187-39F | 0 | 0 | 0 | 0 | 0 | 0 | 0 | 0 | 0 | 0 | 0 | 0 | 0 | 0 | 0 | 0 | 0 | 0 | 0 | 0 | 0 | 0 | 0 | 0 | 0 | 0 | 0 | 0 | 0 | 0 | 0 | 0 | 0 | 0 | 0 | 0 | 0 | 0 | 0 | 0 | 0 | 0 | 0 | 0 | 0 | 0 | 0 | 5000000 | scaled
187-40F | 0 | 0 | 0 | 0 | 0% | 0% | 0% | 0 | 0 | 0 | 0 | 0 | 0 | 0 | 0 | 187 | 0 | 0 | 0 | 0 | 0 | 0 | 0 | 0 | 0 | 0 | 0 | 0 | 0 | 0 | 0 | 0 | 0 | 0 |  | 1077 | 187-40F | 0 | 0 | 0 | 0 | 0 | 0 | 0 | 0 | 0 | 0 | 0 | 0 | 0 | 0 | 0 | 0 | 0 | 0 | 0 | 0 | 0 | 0 | 0 | 0 | 0 | 0 | 0 | 0 | 0 | 0 | 0 | 0 | 0 | 0 | 0 | 0 | 0 | 0 | 0 | 0 | 0 | 0 | 0 | 0 | 0 | 0 | 0 | 5000000 | scaled
188-10 | 0 | 0 | 0 | 0 | 0% | 0% | 0% | 0 | 0 | 0 | 0 | 0 | 0 | 0 | 0 | 188 | 0 | 0 | 0 | 0 | 0 | 0 | 0 | 0 | 0 | 0 | 0 | 0 | 0 | 0 | 0 | 0 | 0 | 0 |  | 1078 | 188-10 | 0 | 0 | 0 | 0 | 0 | 0 | 0 | 0 | 0 | 0 | 0 | 0 | 0 | 0 | 0 | 0 | 0 | 0 | 0 | 0 | 0 | 0 | 0 | 0 | 0 | 0 | 0 | 0 | 0 | 0 | 0 | 0 | 0 | 0 | 0 | 0 | 0 | 0 | 0 | 0 | 0 | 0 | 0 | 0 | 0 | 0 | 0 | 5000000 | scaled
188-11F | 2209344.0258 | 2206186.7224 | 0 | 3157.3034 | 99.86% | 0% | 0.1429% | 1358614.0432 | 2163737.9531 | 289641.8424 | 758.2882 | 1068213.9126 | 461266.1391 | 1203.8767 | 1701267.9373 | 188 | 0.019333 | 0.01026 | 0.0047796 | 114277203.2465 | 470315.3546 | 1515.1931 | 1737513.4781 | 24326824.0411 | 78372.5979 | 89872006.6076 | 82913919.791 | 17676352.3152 | 46277.0505 | 65191290.4252 | 9541817.8662 | 2034126.8595 | 5308.9481 | 7502382.0586 |  | 1079 | 188-11F | 2209344.0258 | 850729.9826 | 45606.0727 | 2206186.7224 | 847572.6792 | 42448.7693 | 0 | 0 | 0 | 3157.3034 | 470315.3546 | 180673.5122 | 9049.2154 | 1734645.3621 | 180671.1364 | 9046.8396 | 0 | 0 | 0 | 2.3758 | 1737513.4781 | 669299.5656 | 36245.5409 | 1734645.3621 | 666431.4495 | 33377.4248 | 0 | 0 | 0 | 2868.116 | 1515.1931 | 756.9049 | 311.3164 | 1228.3815 | 470.0933 | 24.5048 | 0 | 0 | 0 | 286.8116 | 0.014855 | 0.0057824 | 0.0003016 | 0 | 0 | 0 | 0.004478 | 5000000 | scaled
188-12F | 374.4512 | 227.4308 | 0 | 147.0204 | 60.74% | 0% | 39.26% | 111.5249 | 220.4674 | 17.9812 | 1.9274 | 91.6163 | 35.5851 | 3.6029 | 181.2794 | 188 | 0.0006558 | 0.0004482 | 0.0002146 | 570983.8841 | 36.8232 | 17.0506 | 320.5774 | 56150.1008 | 25999.7194 | 488834.0639 | 586627.2891 | 94582.2502 | 10137.9967 | 481907.0422 | 717538.9363 | 115816.255 | 11725.9864 | 589996.6949 |  | 1080 | 188-12F | 374.4512 | 262.9264 | 153.9839 | 227.4308 | 115.9059 | 6.9634 | 0 | 0 | 0 | 147.0204 | 36.8232 | 18.842 | 1.2381 | 187.023 | 18.7314 | 1.1275 | 0 | 0 | 0 | 0.11063 | 320.5774 | 228.9611 | 139.298 | 187.023 | 95.4067 | 5.7436 | 0 | 0 | 0 | 133.5544 | 17.0506 | 15.1233 | 13.4477 | 3.6952 | 1.7678 | 0.092313 | 0 | 0 | 0 | 13.3554 | 0.000454 | 0.0002464 | 1.28e-05 | 0 | 0 | 0 | 0.0002018 | 5000000 | scaled
189-645 | 13588.1421 | 12535.9707 | 0 | 1052.1714 | 92.26% | 0% | 7.743% | 8193.8929 | 12343.7004 | 913.7713 | 2614.3049 | 4665.8167 | 1340.6448 | 4157.8475 | 6845.2081 | 189 | 0.0052774 | 0.0029742 | 0.0016192 | 2574779.6493 | 1359.1381 | 4337.6273 | 7891.3767 | 257539.3453 | 821925.0533 | 1495315.2507 | 1813680.713 | 202259.0949 | 578664.4329 | 1032757.1852 | 768553.404 | 83472.3053 | 258879.2476 | 426201.8511 |  | 1081 | 189-645 | 13588.1421 | 5394.2492 | 1244.4417 | 12535.9707 | 4342.0777 | 192.2702 | 0 | 0 | 0 | 1052.1714 | 1359.1381 | 445.3668 | 18.4933 | 6935.577 | 444.5751 | 17.7016 | 0 | 0 | 0 | 0.79173 | 7891.3767 | 3225.56 | 1046.1686 | 6935.577 | 2269.7602 | 90.3689 | 0 | 0 | 0 | 955.7997 | 4337.6273 | 1723.3224 | 179.7797 | 4242.0473 | 1627.7424 | 84.1998 | 0 | 0 | 0 | 95.58 | 0.0037328 | 0.0014296 | 7.46e-05 | 0 | 0 | 0 | 0.0015446 | 5000000 | scaled
189-750 | 1724.8402 | 1521.4026 | 0 | 203.4376 | 88.21% | 0% | 11.79% | 579.9528 | 1472.8381 | 0.98019 | 573.9701 | 5.0024 | 2.1657 | 1459.6199 | 11.0524 | 189 | 0.001013 | 0.0007112 | 0.000315 | 1702705.0194 | 2.3188 | 1526.6648 | 195.8566 | 2289.0519 | 1507072.8759 | 193343.0916 | 1609796.7224 | 2720.7628 | 1593190.5122 | 13885.4474 | 800006.7401 | 1176.367 | 792826.9926 | 6003.3805 |  | 1082 | 189-750 | 1724.8402 | 1144.8874 | 252.0021 | 1521.4026 | 941.4498 | 48.5645 | 0 | 0 | 0 | 203.4376 | 2.3188 | 1.3386 | 0.15308 | 11.0524 | 1.1855 | 0 | 0 | 0 | 0 | 0.15308 | 195.8566 | 190.8541 | 184.8041 | 11.0524 | 6.05 | 0 | 0 | 0 | 0 | 184.8041 | 1526.6648 | 952.6947 | 67.0449 | 1508.1844 | 934.2143 | 48.5645 | 0 | 0 | 0 | 18.4804 | 0.0007198 | 0.000418 | 2.18e-05 | 0 | 0 | 0 | 0.0002932 | 5000000 | scaled
189-782F | 270400.0684 | 176793.9415 | 92115.4347 | 1490.6923 | 65.38% | 34.07% | 0.5513% | 151002.2105 | 257037.1955 | 31192.3818 | 37487.5719 | 82322.2568 | 48728.6538 | 78042.8142 | 130265.7275 | 189 | 0.052115 | 0.029146 | 0.0065154 | 5188486.8665 | 50006.8271 | 84959.7551 | 135433.4863 | 959540.3103 | 1630223.6011 | 2598722.955 | 4096543.538 | 846219.0689 | 1017001.4734 | 2233322.9957 | 2050967.3937 | 388818.7464 | 622724.1425 | 1039424.5049 |  | 1083 | 189-782F | 270400.0684 | 119397.858 | 13362.873 | 176793.9415 | 66440.6939 | 4486.8892 | 92115.4347 | 51466.4718 | 7385.2915 | 1490.6923 | 50006.8271 | 18814.4453 | 1278.1733 | 126589.5971 | 18745.498 | 1267.3188 | 121.3953 | 67.8257 | 9.7328 | 1.1217 | 135433.4863 | 53111.2295 | 5167.7588 | 126589.5971 | 47572.4316 | 3213.1194 | 7489.7342 | 4184.6428 | 600.4843 | 1354.1551 | 84959.7551 | 47472.1831 | 6916.9409 | 320.0344 | 122.7643 | 6.451 | 84504.3052 | 47214.0033 | 6775.0744 | 135.4155 | 0.0073756 | 0.0028252 | 0.0001476 | 0.042636 | 0.024217 | 0.0042636 | 0.0021042 | 5000000 | scaled
189-783F | 1922.0286 | 1631.3444 | 0 | 290.6842 | 84.88% | 0% | 15.12% | 863.1067 | 1592.6619 | 9.0464 | 807.9274 | 46.1329 | 16.8878 | 1489.6563 | 86.1179 | 189 | 0.0013618 | 0.000827 | 0.00043 | 1411388.3167 | 17.2575 | 1553.8233 | 350.9478 | 12672.5404 | 1141006.9911 | 257708.7852 | 1280437.5854 | 13420.4927 | 1198577.8676 | 68439.2251 | 765969.0884 | 8121.9502 | 716429.9237 | 41417.2145 |  | 1084 | 189-783F | 1922.0286 | 1058.9219 | 329.3667 | 1631.3444 | 768.2377 | 38.6825 | 0 | 0 | 0 | 290.6842 | 17.2575 | 8.2111 | 0.36968 | 86.8883 | 7.9924 | 0.15095 | 0 | 0 | 0 | 0.21873 | 350.9478 | 304.8149 | 264.83 | 86.8883 | 40.7554 | 0.77046 | 0 | 0 | 0 | 264.0595 | 1553.8233 | 745.8959 | 64.1671 | 1527.4174 | 719.49 | 37.7611 | 0 | 0 | 0 | 26.4059 | 0.0009536 | 0.0004188 | 2.18e-05 | 0 | 0 | 0 | 0.0004082 | 5000000 | scaled
189-784 | 0 | 0 | 0 | 0 | 0% | 0% | 0% | 0 | 0 | 0 | 0 | 0 | 0 | 0 | 0 | 189 | 0 | 0 | 0 | 0 | 0 | 0 | 0 | 0 | 0 | 0 | 0 | 0 | 0 | 0 | 0 | 0 | 0 | 0 |  | 1085 | 189-784 | 0 | 0 | 0 | 0 | 0 | 0 | 0 | 0 | 0 | 0 | 0 | 0 | 0 | 0 | 0 | 0 | 0 | 0 | 0 | 0 | 0 | 0 | 0 | 0 | 0 | 0 | 0 | 0 | 0 | 0 | 0 | 0 | 0 | 0 | 0 | 0 | 0 | 0 | 0 | 0 | 0 | 0 | 0 | 0 | 0 | 0 | 0 | 5000000 | scaled
190-1122F | 22262.3253 | 21987.8912 | 0 | 274.4341 | 98.77% | 0% | 1.233% | 12955.0419 | 21869.7184 | 2069.587 | 1.8212 | 10883.6336 | 3488.7818 | 2.8958 | 18378.0408 | 190 | 0.001452 | 0.000797 | 0.0004112 | 15332179.9621 | 3507.7045 | 27.8823 | 18726.7385 | 2415774.4529 | 19202.6904 | 12897202.8188 | 11677896.4133 | 1865561.1782 | 1641.6459 | 9810693.5892 | 954783.2111 | 152312.4445 | 126.4253 | 802344.3413 |  | 1086 | 190-1122F | 22262.3253 | 9307.2834 | 392.6069 | 21987.8912 | 9032.8493 | 118.1727 | 0 | 0 | 0 | 274.4341 | 3507.7045 | 1438.1175 | 18.9227 | 18477.4407 | 1437.911 | 18.7162 | 0 | 0 | 0 | 0.2065 | 18726.7385 | 7843.1049 | 348.6977 | 18477.4407 | 7593.807 | 99.3998 | 0 | 0 | 0 | 249.2978 | 27.8823 | 26.0611 | 24.9865 | 2.9525 | 1.1313 | 0.056698 | 0 | 0 | 0 | 24.9298 | 0.0010618 | 0.0004068 | 2.1e-05 | 0 | 0 | 0 | 0.0003902 | 5000000 | scaled
190-1123 | 0 | 0 | 0 | 0 | 0% | 0% | 0% | 0 | 0 | 0 | 0 | 0 | 0 | 0 | 0 | 190 | 0 | 0 | 0 | 0 | 0 | 0 | 0 | 0 | 0 | 0 | 0 | 0 | 0 | 0 | 0 | 0 | 0 | 0 |  | 1087 | 190-1123 | 0 | 0 | 0 | 0 | 0 | 0 | 0 | 0 | 0 | 0 | 0 | 0 | 0 | 0 | 0 | 0 | 0 | 0 | 0 | 0 | 0 | 0 | 0 | 0 | 0 | 0 | 0 | 0 | 0 | 0 | 0 | 0 | 0 | 0 | 0 | 0 | 0 | 0 | 0 | 0 | 0 | 0 | 0 | 0 | 0 | 0 | 0 | 5000000 | scaled
190-1124 | 0 | 0 | 0 | 0 | 0% | 0% | 0% | 0 | 0 | 0 | 0 | 0 | 0 | 0 | 0 | 190 | 0 | 0 | 0 | 0 | 0 | 0 | 0 | 0 | 0 | 0 | 0 | 0 | 0 | 0 | 0 | 0 | 0 | 0 |  | 1088 | 190-1124 | 0 | 0 | 0 | 0 | 0 | 0 | 0 | 0 | 0 | 0 | 0 | 0 | 0 | 0 | 0 | 0 | 0 | 0 | 0 | 0 | 0 | 0 | 0 | 0 | 0 | 0 | 0 | 0 | 0 | 0 | 0 | 0 | 0 | 0 | 0 | 0 | 0 | 0 | 0 | 0 | 0 | 0 | 0 | 0 | 0 | 0 | 0 | 5000000 | scaled
190-1125F | 1331.4132 | 1299.0141 | 0 | 32.3992 | 97.57% | 0% | 2.433% | 703.4454 | 1299.007 | 111.9694 | 0.06834 | 591.4076 | 204.5994 | 0.1995 | 1094.2081 | 190 | 0.0001574 | 0.0001222 | 5.42e-05 | 8458788.0843 | 204.6238 | 3.1497 | 1123.6398 | 1300023.9843 | 20010.7951 | 7138753.3049 | 5138853.0172 | 817966.1364 | 499.2405 | 4320387.6403 | 597900.7951 | 94172.0402 | 91.8256 | 503636.9293 |  | 1089 | 190-1125F | 1331.4132 | 627.9678 | 32.4062 | 1299.0141 | 595.5686 | 0.007033 | 0 | 0 | 0 | 32.3992 | 204.6238 | 92.6543 | 0.024379 | 1094.2081 | 92.63 | 0 | 0 | 0 | 0 | 0.024379 | 1123.6398 | 532.2321 | 29.4316 | 1094.2081 | 502.8005 | 0 | 0 | 0 | 0 | 29.4316 | 3.1497 | 3.0814 | 2.9502 | 0.20653 | 0.13819 | 0.007033 | 0 | 0 | 0 | 2.9432 | 0.000107 | 7.18e-05 | 3.8e-06 | 0 | 0 | 0 | 5.04e-05 | 5000000 | scaled
190-1868R | 12069.8746 | 11788.3225 | 0 | 281.5521 | 97.67% | 0% | 2.333% | 6307.6584 | 11544.0255 | 381.6969 | 3908.9848 | 2016.9767 | 663.9965 | 7375.3505 | 3504.6786 | 190 | 0.0015928 | 0.000953 | 0.0004152 | 7577771.6013 | 672.8239 | 7590.9974 | 3806.0533 | 422415.817 | 4765819.5462 | 2389536.2381 | 6046396.9016 | 365887.1012 | 3747075.728 | 1933434.0724 | 1266495.8532 | 72847.1026 | 809150.22 | 384498.5305 |  | 1090 | 190-1868R | 12069.8746 | 5762.2162 | 525.8491 | 11788.3225 | 5480.6641 | 244.297 | 0 | 0 | 0 | 281.5521 | 672.8239 | 291.127 | 8.8274 | 3550.2895 | 290.9152 | 8.6156 | 0 | 0 | 0 | 0.21186 | 3806.0533 | 1789.0766 | 301.3748 | 3550.2895 | 1533.3128 | 45.6109 | 0 | 0 | 0 | 255.7639 | 7590.9974 | 3682.0126 | 215.6469 | 7565.421 | 3656.4362 | 190.0705 | 0 | 0 | 0 | 25.5764 | 0.0012072 | 0.0005674 | 2.96e-05 | 0 | 0 | 0 | 0.0003856 | 5000000 | scaled
191-1050R | 34116.3546 | 30386.4377 | 0 | 3729.9169 | 89.07% | 0% | 10.93% | 18116.776 | 29752.5028 | 2883.122 | 476.8467 | 14756.8074 | 4726.0187 | 835.3826 | 24191.1015 | 191 | 0.014785 | 0.0089872 | 0.0054748 | 2307466.5621 | 4829.0614 | 1194.2628 | 28093.0304 | 326614.5458 | 80774.206 | 1900077.8102 | 1780262.8843 | 283312.8258 | 46857.8106 | 1450092.2479 | 797079.6827 | 126611.6513 | 22380.1841 | 648087.8472 |  | 1091 | 191-1050R | 34116.3546 | 15999.5786 | 4363.8518 | 30386.4377 | 12269.6617 | 633.935 | 0 | 0 | 0 | 3729.9169 | 4829.0614 | 1945.9394 | 103.0427 | 24704.7484 | 1943.1328 | 100.236 | 0 | 0 | 0 | 2.8066 | 28093.0304 | 13336.2231 | 3901.929 | 24704.7484 | 9947.941 | 513.6469 | 0 | 0 | 0 | 3388.282 | 1194.2628 | 717.4161 | 358.8802 | 855.4346 | 378.5879 | 20.052 | 0 | 0 | 0 | 338.8282 | 0.0095052 | 0.0037072 | 0.0001948 | 0 | 0 | 0 | 0.00528 | 5000000 | scaled
192-1616F | 0 | 0 | 0 | 0 | 0% | 0% | 0% | 0 | 0 | 0 | 0 | 0 | 0 | 0 | 0 | 192 | 0 | 0 | 0 | 0 | 0 | 0 | 0 | 0 | 0 | 0 | 0 | 0 | 0 | 0 | 0 | 0 | 0 | 0 |  | 1092 | 192-1616F | 0 | 0 | 0 | 0 | 0 | 0 | 0 | 0 | 0 | 0 | 0 | 0 | 0 | 0 | 0 | 0 | 0 | 0 | 0 | 0 | 0 | 0 | 0 | 0 | 0 | 0 | 0 | 0 | 0 | 0 | 0 | 0 | 0 | 0 | 0 | 0 | 0 | 0 | 0 | 0 | 0 | 0 | 0 | 0 | 0 | 0 | 0 | 5000000 | scaled
192-1617 | 0 | 0 | 0 | 0 | 0% | 0% | 0% | 0 | 0 | 0 | 0 | 0 | 0 | 0 | 0 | 192 | 0 | 0 | 0 | 0 | 0 | 0 | 0 | 0 | 0 | 0 | 0 | 0 | 0 | 0 | 0 | 0 | 0 | 0 |  | 1093 | 192-1617 | 0 | 0 | 0 | 0 | 0 | 0 | 0 | 0 | 0 | 0 | 0 | 0 | 0 | 0 | 0 | 0 | 0 | 0 | 0 | 0 | 0 | 0 | 0 | 0 | 0 | 0 | 0 | 0 | 0 | 0 | 0 | 0 | 0 | 0 | 0 | 0 | 0 | 0 | 0 | 0 | 0 | 0 | 0 | 0 | 0 | 0 | 0 | 5000000 | scaled
192-657AE | 94561.0459 | 93545.6971 | 0 | 1015.3488 | 98.93% | 0% | 1.074% | 60705.8272 | 90932.7878 | 11694.4334 | 7271.3153 | 41740.0786 | 17238.5454 | 12150.4708 | 61543.7716 | 192 | 0.006219 | 0.0035784 | 0.001556 | 15205185.0554 | 17750.5202 | 12519.8693 | 64290.6564 | 2854240.2645 | 2013164.3767 | 10337780.4142 | 9460993.3519 | 1822575.546 | 1133233.3171 | 6505184.4889 | 2331785.3681 | 442047.2416 | 311573.9731 | 1578164.1534 |  | 1094 | 192-657AE | 94561.0459 | 33855.2186 | 3628.258 | 93545.6971 | 32839.8698 | 2612.9093 | 0 | 0 | 0 | 1015.3488 | 17750.5202 | 6056.0868 | 511.9748 | 63368.3066 | 6055.3228 | 511.2107 | 0 | 0 | 0 | 0.76402 | 64290.6564 | 22550.5778 | 2746.8848 | 63368.3066 | 21628.2281 | 1824.535 | 0 | 0 | 0 | 922.3498 | 12519.8693 | 5248.5539 | 369.3985 | 12427.6343 | 5156.319 | 277.1635 | 0 | 0 | 0 | 92.235 | 0.0047748 | 0.0021342 | 0.0001118 | 0 | 0 | 0 | 0.0014442 | 5000000 | scaled
192-756 | 0 | 0 | 0 | 0 | 0% | 0% | 0% | 0 | 0 | 0 | 0 | 0 | 0 | 0 | 0 | 192 | 0 | 0 | 0 | 0 | 0 | 0 | 0 | 0 | 0 | 0 | 0 | 0 | 0 | 0 | 0 | 0 | 0 | 0 |  | 1095 | 192-756 | 0 | 0 | 0 | 0 | 0 | 0 | 0 | 0 | 0 | 0 | 0 | 0 | 0 | 0 | 0 | 0 | 0 | 0 | 0 | 0 | 0 | 0 | 0 | 0 | 0 | 0 | 0 | 0 | 0 | 0 | 0 | 0 | 0 | 0 | 0 | 0 | 0 | 0 | 0 | 0 | 0 | 0 | 0 | 0 | 0 | 0 | 0 | 5000000 | scaled
192-757 | 34548.945 | 0 | 34548.945 | 0 | 0% | 100% | 0% | 5474.2382 | 11420.2456 | 6.481 | 4904.2113 | 563.5459 | 13.5205 | 10231.067 | 1175.6582 | 192 | 0.010741 | 0.010741 | 0.010741 | 3216608.1678 | 40.9026 | 30951.3984 | 3556.6441 | 3808.1508 | 2881666.017 | 331134 | 2706940.5248 | 3204.754 | 2425069.5494 | 278666.2214 | 2153349.7849 | 2549.3565 | 1929123.6527 | 221676.7758 |  | 1096 | 192-757 | 34548.945 | 29074.7068 | 23128.6994 | 0 | 0 | 0 | 34548.945 | 29074.7068 | 23128.6994 | 0 | 40.9026 | 34.4216 | 27.3821 | 0 | 0 | 0 | 40.9026 | 34.4216 | 27.3821 | 0 | 3556.6441 | 2993.0982 | 2380.9859 | 0 | 0 | 0 | 3556.6441 | 2993.0982 | 2380.9859 | 0 | 30951.3984 | 26047.187 | 20720.3313 | 0 | 0 | 0 | 30951.3984 | 26047.187 | 20720.3313 | 0 | 0 | 0 | 0 | 0.010741 | 0.010741 | 0.010741 | 0 | 5000000 | scaled
196-37 | 0 | 0 | 0 | 0 | 0% | 0% | 0% | 0 | 0 | 0 | 0 | 0 | 0 | 0 | 0 | 196 | 0 | 0 | 0 | 0 | 0 | 0 | 0 | 0 | 0 | 0 | 0 | 0 | 0 | 0 | 0 | 0 | 0 | 0 |  | 1097 | 196-37 | 0 | 0 | 0 | 0 | 0 | 0 | 0 | 0 | 0 | 0 | 0 | 0 | 0 | 0 | 0 | 0 | 0 | 0 | 0 | 0 | 0 | 0 | 0 | 0 | 0 | 0 | 0 | 0 | 0 | 0 | 0 | 0 | 0 | 0 | 0 | 0 | 0 | 0 | 0 | 0 | 0 | 0 | 0 | 0 | 0 | 0 | 0 | 5000000 | scaled
196-38F | 96899.663 | 0 | 96899.663 | 0 | 0% | 100% | 0% | 15512.7253 | 32241.0959 | 20.7475 | 14157.1143 | 1334.8634 | 43.121 | 29423.6423 | 2774.3326 | 196 | 0.016339 | 0.016339 | 0.016339 | 5930720.0738 | 129.5988 | 88431.8893 | 8338.1749 | 7932.0614 | 5412452.0671 | 510335.9453 | 4981267.5319 | 6662.2129 | 4545969.362 | 428635.957 | 3957411.719 | 5292.8535 | 3611585.2666 | 340533.5989 |  | 1098 | 196-38F | 96899.663 | 81386.9377 | 64658.5671 | 0 | 0 | 0 | 96899.663 | 81386.9377 | 64658.5671 | 0 | 129.5988 | 108.8512 | 86.4778 | 0 | 0 | 0 | 129.5988 | 108.8512 | 86.4778 | 0 | 8338.1749 | 7003.3114 | 5563.8423 | 0 | 0 | 0 | 8338.1749 | 7003.3114 | 5563.8423 | 0 | 88431.8893 | 74274.775 | 59008.247 | 0 | 0 | 0 | 88431.8893 | 74274.775 | 59008.247 | 0 | 0 | 0 | 0 | 0.016339 | 0.016339 | 0.016339 | 0 | 5000000 | scaled
196-43F | 93765.1171 | 4819.2537 | 88696.2602 | 249.6031 | 5.14% | 94.59% | 0.2662% | 41812.2049 | 87542.257 | 345.5107 | 36549.0217 | 4917.6725 | 825.7712 | 75935.6602 | 10780.8256 | 196 | 0.017356 | 0.0098918 | 0.002008 | 5402336.7224 | 842.2121 | 81364.14 | 11558.765 | 48524.5832 | 4687846.5604 | 665965.5788 | 5252119.1434 | 43400.3327 | 4590999.6063 | 617719.2044 | 3099033.8914 | 29232.6602 | 2688155.3249 | 381645.9063 |  | 1099 | 196-43F | 93765.1171 | 51952.9121 | 6222.8601 | 4819.2537 | 2773.1456 | 53.7438 | 88696.2602 | 48930.1634 | 5919.5132 | 249.6031 | 842.2121 | 496.7013 | 16.4408 | 3626.542 | 421.1861 | 7.14 | 136.5469 | 75.3274 | 9.113 | 0.18782 | 11558.765 | 6641.0925 | 777.9393 | 3626.542 | 2163.5465 | 36.9408 | 7705.4818 | 4250.8048 | 514.2573 | 226.7412 | 81364.14 | 44815.1184 | 5428.4799 | 487.2344 | 188.413 | 9.6629 | 80854.2315 | 44604.0312 | 5396.1428 | 22.6741 | 0.000624 | 0.0002388 | 1.24e-05 | 0.016374 | 0.0092948 | 0.0016374 | 0.0003582 | 5000000 | scaled
196-915AE | 3807.4294 | 0 | 3807.4294 | 0 | 0% | 100% | 0% | 608.8967 | 1266.7614 | 1.4336 | 481.9489 | 125.5142 | 2.9824 | 1002.6565 | 261.1224 | 196 | 0.016451 | 0.016451 | 0.016451 | 231446.2343 | 8.964 | 3013.6252 | 784.8402 | 544.9033 | 183192.4198 | 47708.9112 | 194432.5861 | 457.7606 | 153895.6814 | 40079.1441 | 154442.2732 | 363.6097 | 122242.8779 | 31835.7856 |  | 1100 | 196-915AE | 3807.4294 | 3198.5327 | 2540.6681 | 0 | 0 | 0 | 3807.4294 | 3198.5327 | 2540.6681 | 0 | 8.964 | 7.5304 | 5.9816 | 0 | 0 | 0 | 8.964 | 7.5304 | 5.9816 | 0 | 784.8402 | 659.326 | 523.7178 | 0 | 0 | 0 | 784.8402 | 659.326 | 523.7178 | 0 | 3013.6252 | 2531.6763 | 2010.9687 | 0 | 0 | 0 | 3013.6252 | 2531.6763 | 2010.9687 | 0 | 0 | 0 | 0 | 0.016451 | 0.016451 | 0.016451 | 0 | 5000000 | scaled
197-1150F | 183538.3491 | 182318.8763 | 175.3984 | 1044.0744 | 99.34% | 0.09556% | 0.5689% | 98802.454 | 179827.6221 | 16056.3338 | 63.9201 | 82682.2001 | 29223.6568 | 131.8969 | 150472.0683 | 197 | 0.021777 | 0.012441 | 0.003204 | 8428159.7436 | 29656.3555 | 235.9828 | 153646.0108 | 1361832.571 | 10836.4309 | 7055490.7417 | 6811129.1131 | 1106872.939 | 4406.4515 | 5699849.7227 | 1158154.5002 | 188210.8504 | 849.4635 | 969094.1862 |  | 1101 | 197-1150F | 183538.3491 | 84735.8951 | 3710.727 | 182318.8763 | 83595.0717 | 2654.9493 | 175.3984 | 96.7489 | 11.7033 | 1044.0744 | 29656.3555 | 13600.0217 | 432.6987 | 152661.7957 | 13597.9809 | 431.7612 | 2.2755 | 1.2551 | 0.15183 | 0.78563 | 153646.0108 | 70963.8107 | 3173.9425 | 152661.7957 | 69995.6353 | 2223.1113 | 35.7707 | 19.731 | 2.3868 | 948.4444 | 235.9828 | 172.0627 | 104.0859 | 3.7862 | 1.4554 | 0.076737 | 137.3522 | 75.7628 | 9.1647 | 94.8444 | 0.0038112 | 0.0016076 | 8.38e-05 | 0.016495 | 0.0093624 | 0.0016494 | 0.0014708 | 5000000 | scaled
197-1151F | 40964.5873 | 0 | 40964.5873 | 0 | 0% | 100% | 0% | 6546.4592 | 13628.7461 | 8.7064 | 5956.0738 | 581.6789 | 18.1255 | 12399.6523 | 1210.9683 | 197 | 0.016455 | 0.016455 | 0.016455 | 2489431.2675 | 54.4806 | 37270.2401 | 3639.8666 | 3310.805 | 2264924.5892 | 221195.8733 | 2091600.8152 | 2781.7126 | 1902972.0479 | 185847.0547 | 1661207.9435 | 2209.3141 | 1511393.6939 | 147604.9355 |  | 1102 | 197-1151F | 40964.5873 | 34418.1281 | 27335.8412 | 0 | 0 | 0 | 40964.5873 | 34418.1281 | 27335.8412 | 0 | 54.4806 | 45.7742 | 36.3551 | 0 | 0 | 0 | 54.4806 | 45.7742 | 36.3551 | 0 | 3639.8666 | 3058.1876 | 2428.8983 | 0 | 0 | 0 | 3639.8666 | 3058.1876 | 2428.8983 | 0 | 37270.2401 | 31314.1662 | 24870.5878 | 0 | 0 | 0 | 37270.2401 | 31314.1662 | 24870.5878 | 0 | 0 | 0 | 0 | 0.016455 | 0.016455 | 0.016455 | 0 | 5000000 | scaled
197-1152F | 45172.9197 | 0 | 45172.9197 | 0 | 0% | 100% | 0% | 7227.5721 | 15029.6225 | 8.7323 | 6610.6501 | 608.1898 | 18.1586 | 13746.7429 | 1264.7211 | 197 | 0.016485 | 0.016485 | 0.016485 | 2740310.3327 | 54.5773 | 41317.1064 | 3801.236 | 3310.8061 | 2506406.3652 | 230593.1614 | 2301866.4434 | 2781.0841 | 2105386.6187 | 193698.7406 | 1828573.1649 | 2209.2575 | 1672492.1134 | 153871.7939 |  | 1103 | 197-1152F | 45172.9197 | 37945.3476 | 30143.2972 | 0 | 0 | 0 | 45172.9197 | 37945.3476 | 30143.2972 | 0 | 54.5773 | 45.8451 | 36.4187 | 0 | 0 | 0 | 54.5773 | 45.8451 | 36.4187 | 0 | 3801.236 | 3193.0463 | 2536.515 | 0 | 0 | 0 | 3801.236 | 3193.0463 | 2536.515 | 0 | 41317.1064 | 34706.4563 | 27570.3635 | 0 | 0 | 0 | 41317.1064 | 34706.4563 | 27570.3635 | 0 | 0 | 0 | 0 | 0.016485 | 0.016485 | 0.016485 | 0 | 5000000 | scaled
197-1153 | 0 | 0 | 0 | 0 | 0% | 0% | 0% | 0 | 0 | 0 | 0 | 0 | 0 | 0 | 0 | 197 | 0 | 0 | 0 | 0 | 0 | 0 | 0 | 0 | 0 | 0 | 0 | 0 | 0 | 0 | 0 | 0 | 0 | 0 |  | 1104 | 197-1153 | 0 | 0 | 0 | 0 | 0 | 0 | 0 | 0 | 0 | 0 | 0 | 0 | 0 | 0 | 0 | 0 | 0 | 0 | 0 | 0 | 0 | 0 | 0 | 0 | 0 | 0 | 0 | 0 | 0 | 0 | 0 | 0 | 0 | 0 | 0 | 0 | 0 | 0 | 0 | 0 | 0 | 0 | 0 | 0 | 0 | 0 | 0 | 5000000 | scaled
197-1154 | 0 | 0 | 0 | 0 | 0% | 0% | 0% | 0 | 0 | 0 | 0 | 0 | 0 | 0 | 0 | 197 | 0 | 0 | 0 | 0 | 0 | 0 | 0 | 0 | 0 | 0 | 0 | 0 | 0 | 0 | 0 | 0 | 0 | 0 |  | 1105 | 197-1154 | 0 | 0 | 0 | 0 | 0 | 0 | 0 | 0 | 0 | 0 | 0 | 0 | 0 | 0 | 0 | 0 | 0 | 0 | 0 | 0 | 0 | 0 | 0 | 0 | 0 | 0 | 0 | 0 | 0 | 0 | 0 | 0 | 0 | 0 | 0 | 0 | 0 | 0 | 0 | 0 | 0 | 0 | 0 | 0 | 0 | 0 | 0 | 5000000 | scaled
197-1155F | 6618.9413 | 6379.3003 | 0 | 239.641 | 96.38% | 0% | 3.621% | 3157.1594 | 6161.8083 | 511.8974 | 18.3535 | 2626.9085 | 999.9662 | 29.8267 | 5132.0154 | 197 | 0.0010316 | 0.0007206 | 0.000359 | 6416189.7201 | 1035.4892 | 52.2219 | 5531.2303 | 1003770.0186 | 50622.2489 | 5361797.4526 | 4804027.0627 | 778918.1792 | 27927.2315 | 3997181.652 | 1273351.0362 | 206645.1786 | 6163.7533 | 1060542.1043 |  | 1106 | 197-1155F | 6618.9413 | 3461.7819 | 457.133 | 6379.3003 | 3222.1409 | 217.492 | 0 | 0 | 0 | 239.641 | 1035.4892 | 523.5918 | 35.523 | 5313.5387 | 523.4114 | 35.3426 | 0 | 0 | 0 | 0.18032 | 5531.2303 | 2904.3217 | 399.2148 | 5313.5387 | 2686.6302 | 181.5233 | 0 | 0 | 0 | 217.6915 | 52.2219 | 33.8684 | 22.3952 | 30.4528 | 12.0993 | 0.62605 | 0 | 0 | 0 | 21.7692 | 0.0006924 | 0.0003814 | 1.98e-05 | 0 | 0 | 0 | 0.0003392 | 5000000 | scaled
197-1156F | 0 | 0 | 0 | 0 | 0% | 0% | 0% | 0 | 0 | 0 | 0 | 0 | 0 | 0 | 0 | 197 | 0 | 0 | 0 | 0 | 0 | 0 | 0 | 0 | 0 | 0 | 0 | 0 | 0 | 0 | 0 | 0 | 0 | 0 |  | 1107 | 197-1156F | 0 | 0 | 0 | 0 | 0 | 0 | 0 | 0 | 0 | 0 | 0 | 0 | 0 | 0 | 0 | 0 | 0 | 0 | 0 | 0 | 0 | 0 | 0 | 0 | 0 | 0 | 0 | 0 | 0 | 0 | 0 | 0 | 0 | 0 | 0 | 0 | 0 | 0 | 0 | 0 | 0 | 0 | 0 | 0 | 0 | 0 | 0 | 5000000 | scaled
197-1157F | 63165.5174 | 824.3028 | 61987.4406 | 353.774 | 1.305% | 98.13% | 0.5601% | 28300.18 | 58672.8501 | 111.7289 | 23839.8517 | 4348.5994 | 203.1878 | 49574.9515 | 8894.7109 | 197 | 0.01787 | 0.010194 | 0.0021652 | 3534763.5313 | 208.6572 | 53152.4243 | 9804.4358 | 11676.5284 | 2974427.4863 | 548659.5166 | 3420115.0964 | 13502.5931 | 2881078.3729 | 525534.1305 | 2074943.2914 | 7185.6589 | 1753199.5258 | 314558.1067 |  | 1108 | 197-1157F | 63165.5174 | 34865.3373 | 4492.6672 | 824.3028 | 338.8428 | 0.47565 | 61987.4406 | 34172.7206 | 4138.4176 | 353.774 | 208.6572 | 96.9283 | 5.4695 | 670.3791 | 53.6965 | 0 | 77.9372 | 42.9656 | 5.2033 | 0.2662 | 9804.4358 | 5455.8364 | 909.725 | 670.3791 | 276.1677 | 0 | 8812.686 | 4858.298 | 588.3543 | 321.3707 | 53152.4243 | 29312.5726 | 3577.4728 | 23.4699 | 8.9785 | 0.47565 | 53096.8174 | 29271.457 | 3544.8601 | 32.1371 | 0.0008542 | 0.000327 | 1.72e-05 | 0.01652 | 0.0093712 | 0.001652 | 0.000496 | 5000000 | scaled
197-47 | 0 | 0 | 0 | 0 | 0% | 0% | 0% | 0 | 0 | 0 | 0 | 0 | 0 | 0 | 0 | 197 | 0 | 0 | 0 | 0 | 0 | 0 | 0 | 0 | 0 | 0 | 0 | 0 | 0 | 0 | 0 | 0 | 0 | 0 |  | 1109 | 197-47 | 0 | 0 | 0 | 0 | 0 | 0 | 0 | 0 | 0 | 0 | 0 | 0 | 0 | 0 | 0 | 0 | 0 | 0 | 0 | 0 | 0 | 0 | 0 | 0 | 0 | 0 | 0 | 0 | 0 | 0 | 0 | 0 | 0 | 0 | 0 | 0 | 0 | 0 | 0 | 0 | 0 | 0 | 0 | 0 | 0 | 0 | 0 | 5000000 | scaled
197-48F | 0 | 0 | 0 | 0 | 0% | 0% | 0% | 0 | 0 | 0 | 0 | 0 | 0 | 0 | 0 | 197 | 0 | 0 | 0 | 0 | 0 | 0 | 0 | 0 | 0 | 0 | 0 | 0 | 0 | 0 | 0 | 0 | 0 | 0 |  | 1110 | 197-48F | 0 | 0 | 0 | 0 | 0 | 0 | 0 | 0 | 0 | 0 | 0 | 0 | 0 | 0 | 0 | 0 | 0 | 0 | 0 | 0 | 0 | 0 | 0 | 0 | 0 | 0 | 0 | 0 | 0 | 0 | 0 | 0 | 0 | 0 | 0 | 0 | 0 | 0 | 0 | 0 | 0 | 0 | 0 | 0 | 0 | 0 | 0 | 5000000 | scaled
197-50F | 17414.1347 | 0 | 17414.1347 | 0 | 0% | 100% | 0% | 2783.1732 | 5793.411 | 3.775 | 2553.8735 | 225.5247 | 7.858 | 5316.1041 | 469.4488 | 197 | 0.016543 | 0.016543 | 0.016543 | 1052633.3569 | 23.6201 | 15979.4211 | 1411.0936 | 1427.7631 | 965909.1275 | 85296.4663 | 884398.702 | 1199.5742 | 811534.969 | 71664.1588 | 702438.6586 | 952.7686 | 644566.2276 | 56919.6624 |  | 1111 | 197-50F | 17414.1347 | 14630.9615 | 11620.7237 | 0 | 0 | 0 | 17414.1347 | 14630.9615 | 11620.7237 | 0 | 23.6201 | 19.845 | 15.762 | 0 | 0 | 0 | 23.6201 | 19.845 | 15.762 | 0 | 1411.0936 | 1185.5688 | 941.6447 | 0 | 0 | 0 | 1411.0936 | 1185.5688 | 941.6447 | 0 | 15979.4211 | 13425.5476 | 10663.3169 | 0 | 0 | 0 | 15979.4211 | 13425.5476 | 10663.3169 | 0 | 0 | 0 | 0 | 0.016543 | 0.016543 | 0.016543 | 0 | 5000000 | scaled
197-969F | 78761.0057 | 0 | 78761.0057 | 0 | 0% | 100% | 0% | 12579.9469 | 26202.8669 | 16.075 | 11525.2482 | 1038.6237 | 33.4827 | 24006.0269 | 2163.3572 | 197 | 0.016506 | 0.016506 | 0.016506 | 4771601.3207 | 100.6429 | 72157.7083 | 6502.6545 | 6097.2796 | 4371551.7972 | 393952.2439 | 4009466.6722 | 5123.4036 | 3673314.2731 | 331028.9956 | 3184145.2825 | 4068.7859 | 2917187.5638 | 262888.9328 |  | 1112 | 197-969F | 78761.0057 | 66181.0588 | 52558.1389 | 0 | 0 | 0 | 78761.0057 | 66181.0588 | 52558.1389 | 0 | 100.6429 | 84.5679 | 67.1602 | 0 | 0 | 0 | 100.6429 | 84.5679 | 67.1602 | 0 | 6502.6545 | 5464.0308 | 4339.2973 | 0 | 0 | 0 | 6502.6545 | 5464.0308 | 4339.2973 | 0 | 72157.7083 | 60632.4601 | 48151.6814 | 0 | 0 | 0 | 72157.7083 | 60632.4601 | 48151.6814 | 0 | 0 | 0 | 0 | 0.016506 | 0.016506 | 0.016506 | 0 | 5000000 | scaled
198-37R | 973099.8875 | 929636.9633 | 39119.1651 | 4343.759 | 95.53% | 4.02% | 0.4464% | 393716.8663 | 922169.769 | 160429.8573 | 21148.3776 | 212138.6314 | 376309.4076 | 47850.3284 | 498010.033 | 198 | 0.030671 | 0.019703 | 0.0072656 | 31727034.9014 | 395070.8033 | 51155.3393 | 526873.7449 | 12880923.4538 | 1667873.2127 | 17178238.2349 | 29406424.5923 | 11982388.6263 | 1579556.8419 | 15844479.1241 | 7009760.8542 | 2860469.995 | 363728.4265 | 3785562.4327 |  | 1113 | 198-37R | 973099.8875 | 579383.0212 | 50930.1185 | 929636.9633 | 553285.1808 | 43967.0815 | 39119.1651 | 21754.0814 | 2619.278 | 4343.759 | 395070.8033 | 234640.946 | 18761.3956 | 519485.5107 | 234612.7988 | 18755.1316 | 44.7379 | 24.8787 | 2.9955 | 3.2685 | 526873.7449 | 314735.1135 | 28863.7119 | 519485.5107 | 308874.9388 | 24687.3253 | 3442.3337 | 1914.2742 | 230.4862 | 3945.9004 | 51155.3393 | 30006.9617 | 3305.0109 | 15128.6558 | 9797.4432 | 524.6246 | 35632.0935 | 19814.9285 | 2385.7963 | 394.59 | 0.018892 | 0.010328 | 0.0005396 | 0.0056146 | 0.0032104 | 0.0005614 | 0.0061646 | 5000000 | scaled
199-39AE | 5506.3297 | 3584.2738 | 0 | 1922.0559 | 65.09% | 0% | 34.91% | 2060.1784 | 3569.3637 | 296.207 | 244.1352 | 1519.8362 | 518.8681 | 387.9603 | 2662.5353 | 199 | 0.0073958 | 0.0045236 | 0.0028346 | 744521.178 | 521.4502 | 570.4877 | 4414.3918 | 70506.2594 | 77136.7116 | 596878.207 | 761816.0952 | 109531.911 | 90276.7199 | 562007.4643 | 683329.5814 | 99333.657 | 74272.27 | 509723.6544 |  | 1114 | 199-39AE | 5506.3297 | 3446.1513 | 1936.966 | 3584.2738 | 1524.0954 | 14.9101 | 0 | 0 | 0 | 1922.0559 | 521.4502 | 225.2432 | 2.5821 | 2668.3831 | 223.7969 | 1.1358 | 0 | 0 | 0 | 1.4463 | 4414.3918 | 2894.5557 | 1751.8566 | 2668.3831 | 1148.5469 | 5.8478 | 0 | 0 | 0 | 1746.0087 | 570.4877 | 326.3525 | 182.5274 | 395.8868 | 151.7516 | 7.9265 | 0 | 0 | 0 | 174.6009 | 0.0046544 | 0.0017822 | 9.32e-05 | 0 | 0 | 0 | 0.0027414 | 5000000 | scaled
203-21R | 165993.6898 | 7751.2673 | 156642.0527 | 1600.3697 | 4.67% | 94.37% | 0.9641% | 74971.674 | 153799.9362 | 536.6945 | 66075.2242 | 8359.7553 | 934.8322 | 136413.9315 | 16451.1724 | 203 | 0.023296 | 0.013324 | 0.0039682 | 7125293.599 | 961.6564 | 146161.7884 | 18870.245 | 41279.1869 | 6274007.5012 | 810006.9109 | 6831433.1883 | 48903.705 | 6020786.994 | 761742.4893 | 3072867.7044 | 18677.6134 | 2725501.5509 | 328688.5401 |  | 1115 | 203-21R | 165993.6898 | 91022.0158 | 12193.7536 | 7751.2673 | 3091.1221 | 132.9342 | 156642.0527 | 86330.524 | 10460.4497 | 1600.3697 | 961.6564 | 424.9619 | 26.8242 | 3829.8094 | 305.5056 | 11.2917 | 214.562 | 118.2521 | 14.3283 | 1.2042 | 18870.245 | 10510.4897 | 2419.0726 | 3829.8094 | 1568.6594 | 57.9786 | 13586.6488 | 7488.0435 | 907.3072 | 1453.7868 | 146161.7884 | 80086.5641 | 9747.8568 | 3175.5677 | 1216.9571 | 63.6639 | 142840.842 | 78724.2284 | 9538.8142 | 145.3787 | 0.0046468 | 0.0017806 | 9.3e-05 | 0.016416 | 0.0093098 | 0.0016416 | 0.0022336 | 5000000 | scaled
204-32R | 490461.4768 | 472621.3902 | 6175.7404 | 11664.3461 | 96.36% | 1.259% | 2.378% | 258854.9353 | 469481.1648 | 35072.0431 | 2496.9374 | 221285.9548 | 63895.6206 | 5150.6327 | 400434.9114 | 204 | 0.087106 | 0.05137 | 0.019441 | 5630627.9333 | 65114.8242 | 6550.3732 | 418796.2794 | 747535.4645 | 75200.0228 | 4807892.4461 | 4508612.8719 | 610868.2643 | 43490.4747 | 3854254.1329 | 1079189.7437 | 146875.9636 | 11839.6869 | 920474.0932 |  | 1116 | 204-32R | 490461.4768 | 231606.5415 | 20980.312 | 472621.3902 | 216540.6891 | 8903.9741 | 6175.7404 | 3401.5063 | 411.9917 | 11664.3461 | 65114.8242 | 30042.7811 | 1219.2035 | 406937.9271 | 29997.609 | 1206.0183 | 66.0785 | 36.3951 | 4.4082 | 8.777 | 418796.2794 | 197510.3246 | 18361.368 | 406937.9271 | 186219.0523 | 7681.181 | 1262.3804 | 695.3004 | 84.215 | 10595.9719 | 6550.3732 | 4053.4358 | 1399.7405 | 643.4945 | 324.0278 | 16.7748 | 4847.2815 | 2669.8108 | 323.3685 | 1059.5972 | 0.054026 | 0.025495 | 0.0013302 | 0.016632 | 0.009427 | 0.0016632 | 0.016447 | 5000000 | scaled
205-1550 | 124006.4072 | 122173.7477 | 0 | 1832.6596 | 98.52% | 0% | 1.478% | 70008.5662 | 120034.5336 | 11170.8652 | 1575.4234 | 57262.2776 | 19183.2176 | 2504.8252 | 98346.4908 | 205 | 0.008789 | 0.005007 | 0.0027084 | 14109273.7781 | 19524.2404 | 2722.0551 | 101760.1118 | 2221440.4787 | 309711.5771 | 11578121.7224 | 10784469.9568 | 1720815.9853 | 242686.109 | 8820967.8625 | 1466501.8628 | 234367.7567 | 30602.2834 | 1201531.8227 |  | 1117 | 205-1550 | 124006.4072 | 53997.8411 | 3971.8736 | 122173.7477 | 52165.1815 | 2139.2141 | 0 | 0 | 0 | 1832.6596 | 19524.2404 | 8353.3752 | 341.0228 | 100095.3113 | 8351.9962 | 339.6437 | 0 | 0 | 0 | 1.379 | 101760.1118 | 44497.8342 | 3413.621 | 100095.3113 | 42833.0337 | 1748.8205 | 0 | 0 | 0 | 1664.8005 | 2722.0551 | 1146.6316 | 217.2299 | 2555.575 | 980.1516 | 50.7498 | 0 | 0 | 0 | 166.48 | 0.0062072 | 0.0024252 | 0.0001266 | 0 | 0 | 0 | 0.0025818 | 5000000 | scaled
205-1551 | 0 | 0 | 0 | 0 | 0% | 0% | 0% | 0 | 0 | 0 | 0 | 0 | 0 | 0 | 0 | 205 | 0 | 0 | 0 | 0 | 0 | 0 | 0 | 0 | 0 | 0 | 0 | 0 | 0 | 0 | 0 | 0 | 0 | 0 |  | 1118 | 205-1551 | 0 | 0 | 0 | 0 | 0 | 0 | 0 | 0 | 0 | 0 | 0 | 0 | 0 | 0 | 0 | 0 | 0 | 0 | 0 | 0 | 0 | 0 | 0 | 0 | 0 | 0 | 0 | 0 | 0 | 0 | 0 | 0 | 0 | 0 | 0 | 0 | 0 | 0 | 0 | 0 | 0 | 0 | 0 | 0 | 0 | 0 | 0 | 5000000 | scaled
205-1675R | 0 | 0 | 0 | 0 | 0% | 0% | 0% | 0 | 0 | 0 | 0 | 0 | 0 | 0 | 0 | 205 | 0 | 0 | 0 | 0 | 0 | 0 | 0 | 0 | 0 | 0 | 0 | 0 | 0 | 0 | 0 | 0 | 0 | 0 |  | 1119 | 205-1675R | 0 | 0 | 0 | 0 | 0 | 0 | 0 | 0 | 0 | 0 | 0 | 0 | 0 | 0 | 0 | 0 | 0 | 0 | 0 | 0 | 0 | 0 | 0 | 0 | 0 | 0 | 0 | 0 | 0 | 0 | 0 | 0 | 0 | 0 | 0 | 0 | 0 | 0 | 0 | 0 | 0 | 0 | 0 | 0 | 0 | 0 | 0 | 5000000 | scaled
205-369R | 370182.5355 | 359719.1346 | 0 | 10463.4008 | 97.17% | 0% | 2.827% | 225678.0884 | 354292.0631 | 35943.6808 | 6138.5855 | 183595.822 | 56369.8106 | 10030.0138 | 287892.2386 | 205 | 0.046634 | 0.027007 | 0.015331 | 7938039.5305 | 57231.5292 | 11194.5798 | 301756.4265 | 1227248.9865 | 240051.8885 | 6470738.6555 | 5350629.3576 | 852193.1184 | 145540.4739 | 4352895.7653 | 1036479.3633 | 164909.552 | 29342.7469 | 842227.0644 |  | 1120 | 205-369R | 370182.5355 | 144504.4471 | 15890.4724 | 359719.1346 | 134041.0462 | 5427.0716 | 0 | 0 | 0 | 10463.4008 | 57231.5292 | 21287.8484 | 861.7187 | 292251.4015 | 21279.975 | 853.8453 | 0 | 0 | 0 | 7.8734 | 301756.4265 | 118160.6044 | 13864.1878 | 292251.4015 | 108655.5795 | 4359.1629 | 0 | 0 | 0 | 9505.025 | 11194.5798 | 5055.9942 | 1164.5659 | 10244.0773 | 4105.4917 | 214.0634 | 0 | 0 | 0 | 950.5025 | 0.031948 | 0.012321 | 0.000645 | 0 | 0 | 0 | 0.014686 | 5000000 | scaled
206-1105 | 1279044.3418 | 1276283.4138 | 0 | 2760.928 | 99.78% | 0% | 0.2159% | 776748.5773 | 1253822.4696 | 126583.5188 | 874.789 | 649290.2696 | 204354.3019 | 1393.2183 | 1048074.9494 | 206 | 0.014019 | 0.0077826 | 0.0041128 | 91236489.1796 | 208013.4105 | 1671.5687 | 1069359.3626 | 14837963.5105 | 119235.9455 | 76279289.7235 | 64540868.6666 | 10517959.7358 | 72687.1492 | 53950221.7816 | 6132530.6883 | 999510.7428 | 6814.325 | 5126205.6205 |  | 1121 | 206-1105 | 1279044.3418 | 502295.7645 | 25221.8722 | 1276283.4138 | 499534.8365 | 22460.9442 | 0 | 0 | 0 | 2760.928 | 208013.4105 | 81429.8917 | 3659.1085 | 1066851.3167 | 81427.8142 | 3657.031 | 0 | 0 | 0 | 2.0775 | 1069359.3626 | 420069.0931 | 21284.4132 | 1066851.3167 | 417561.0472 | 18776.3673 | 0 | 0 | 0 | 2508.0459 | 1671.5687 | 796.7798 | 278.3505 | 1420.7641 | 545.9752 | 27.5459 | 0 | 0 | 0 | 250.8046 | 0.010109 | 0.0038722 | 0.0002024 | 0 | 0 | 0 | 0.0039104 | 5000000 | scaled
206-1817 | 2976573.4131 | 2969126.7016 | 0 | 7446.7115 | 99.75% | 0% | 0.2502% | 1766734.45 | 2908287.4894 | 287493.3321 | 1692.2316 | 1477548.8862 | 473221.2391 | 2867.8857 | 2432198.3646 | 206 | 0.038208 | 0.021521 | 0.010982 | 77904862.7001 | 483115.3817 | 3608.877 | 2489849.1544 | 12644417.6773 | 94453.9327 | 65165991.0901 | 56216147.9422 | 9147819.4085 | 53845.5249 | 47014483.0088 | 6218099.3748 | 1011776.4154 | 6131.7177 | 5200191.2417 |  | 1122 | 206-1817 | 2976573.4131 | 1209838.9631 | 68285.9237 | 2969126.7016 | 1202392.2516 | 60839.2122 | 0 | 0 | 0 | 7446.7115 | 483115.3817 | 195622.0496 | 9894.1427 | 2483084.5107 | 195616.4462 | 9888.5392 | 0 | 0 | 0 | 5.6034 | 2489849.1544 | 1012300.2682 | 57650.7897 | 2483084.5107 | 1005535.6244 | 50886.146 | 0 | 0 | 0 | 6764.6437 | 3608.877 | 1916.6453 | 740.9913 | 2932.4126 | 1240.181 | 64.5269 | 0 | 0 | 0 | 676.4644 | 0.027806 | 0.011119 | 0.00058 | 0 | 0 | 0 | 0.010402 | 5000000 | scaled
206-953R | 1585851.9327 | 1580692.2595 | 0 | 5159.6732 | 99.67% | 0% | 0.3254% | 949913.2627 | 1552707.6098 | 154866.5419 | 2685.9657 | 792360.7551 | 253050.8849 | 5023.7213 | 1294633.0036 | 206 | 0.026002 | 0.014821 | 0.0076694 | 60989613.594 | 257607.5689 | 5624.2671 | 1322620.0967 | 9907221.324 | 216301.3257 | 50866090.9444 | 42909104.2153 | 6995569.8552 | 121329.3745 | 35792204.9855 | 4321631.7903 | 704313.3826 | 13982.461 | 3603335.9466 |  | 1123 | 206-953R | 1585851.9327 | 635938.6699 | 33144.3229 | 1580692.2595 | 630778.9967 | 27984.6496 | 0 | 0 | 0 | 5159.6732 | 257607.5689 | 102741.027 | 4556.6839 | 1317933.0143 | 102737.1445 | 4552.8014 | 0 | 0 | 0 | 3.8825 | 1322620.0967 | 530259.3416 | 27987.0932 | 1317933.0143 | 525572.2591 | 23300.0107 | 0 | 0 | 0 | 4687.0825 | 5624.2671 | 2938.3014 | 600.5458 | 5155.5588 | 2469.5931 | 131.8375 | 0 | 0 | 0 | 468.7082 | 0.018726 | 0.007545 | 0.0003938 | 0 | 0 | 0 | 0.0072756 | 5000000 | scaled
206-960 | 0 | 0 | 0 | 0 | 0% | 0% | 0% | 0 | 0 | 0 | 0 | 0 | 0 | 0 | 0 | 206 | 0 | 0 | 0 | 0 | 0 | 0 | 0 | 0 | 0 | 0 | 0 | 0 | 0 | 0 | 0 | 0 | 0 | 0 |  | 1124 | 206-960 | 0 | 0 | 0 | 0 | 0 | 0 | 0 | 0 | 0 | 0 | 0 | 0 | 0 | 0 | 0 | 0 | 0 | 0 | 0 | 0 | 0 | 0 | 0 | 0 | 0 | 0 | 0 | 0 | 0 | 0 | 0 | 0 | 0 | 0 | 0 | 0 | 0 | 0 | 0 | 0 | 0 | 0 | 0 | 0 | 0 | 0 | 0 | 5000000 | scaled
206-961F | 734.9748 | 534.573 | 0 | 200.4018 | 72.73% | 0% | 27.27% | 444.1172 | 533.7145 | 71.0624 | 10.2857 | 362.769 | 84.7371 | 16.3266 | 432.6508 | 206 | 0.0009058 | 0.0005266 | 0.0003036 | 811409.5825 | 84.9735 | 34.8644 | 615.137 | 93810.402 | 38490.1256 | 679109.0549 | 552331.261 | 88377.5854 | 12791.9542 | 451161.7215 | 662912.8176 | 105249.7917 | 20278.813 | 537384.2129 |  | 1125 | 206-961F | 734.9748 | 290.8576 | 201.2603 | 534.573 | 90.4558 | 0.85849 | 0 | 0 | 0 | 200.4018 | 84.9735 | 13.911 | 0.23632 | 433.0906 | 13.7602 | 0.085526 | 0 | 0 | 0 | 0.1508 | 615.137 | 252.368 | 182.4862 | 433.0906 | 70.3216 | 0.43983 | 0 | 0 | 0 | 182.0464 | 34.8644 | 24.5786 | 18.5378 | 16.6597 | 6.374 | 0.33314 | 0 | 0 | 0 | 18.2046 | 0.0006146 | 0.0002354 | 1.24e-05 | 0 | 0 | 0 | 0.0002912 | 5000000 | scaled
206-963F | 308008.4782 | 304622.4649 | 0 | 3386.0133 | 98.9% | 0% | 1.099% | 166990.428 | 300854.3849 | 26352.2814 | 5913.7797 | 134724.3668 | 47409.2423 | 11092.2266 | 242352.9159 | 206 | 0.014856 | 0.0089918 | 0.0049716 | 20732655.6034 | 47983.7631 | 11672.5034 | 248352.2116 | 3229881.3367 | 785699.1309 | 16717075.1359 | 15682961.1659 | 2474883.2096 | 555394.5743 | 12652683.382 | 1438992.1359 | 226759.2906 | 53054.3267 | 1159178.5185 |  | 1126 | 206-963F | 308008.4782 | 141018.0502 | 7154.0933 | 304622.4649 | 137632.0369 | 3768.08 | 0 | 0 | 0 | 3386.0133 | 47983.7631 | 21631.4817 | 574.5208 | 245276.334 | 21628.9338 | 571.9729 | 0 | 0 | 0 | 2.5479 | 248352.2116 | 113627.8448 | 5999.2957 | 245276.334 | 110551.9672 | 2923.4181 | 0 | 0 | 0 | 3075.8776 | 11672.5034 | 5758.7237 | 580.2768 | 11364.9157 | 5451.1359 | 272.6891 | 0 | 0 | 0 | 307.5878 | 0.010107 | 0.0042424 | 0.0002222 | 0 | 0 | 0 | 0.0047494 | 5000000 | scaled
206-974 | 1943671.9016 | 1937613.9402 | 0 | 6057.9614 | 99.69% | 0% | 0.3117% | 1185604.1329 | 1897904.6993 | 193273.217 | 4162.335 | 988168.5808 | 309395.3771 | 6585.2623 | 1581924.0599 | 206 | 0.028958 | 0.016353 | 0.0089358 | 67119450.717 | 315873.6446 | 7272.5971 | 1620525.6599 | 10907841.7527 | 251139.4655 | 55960469.4989 | 46355361.4998 | 7556695.8614 | 162741.1207 | 38635924.5177 | 5121780.0723 | 834949.7621 | 17771.3164 | 4269058.9938 |  | 1127 | 206-974 | 1943671.9016 | 758067.7688 | 45767.2024 | 1937613.9402 | 752009.8073 | 39709.2409 | 0 | 0 | 0 | 6057.9614 | 315873.6446 | 122600.4276 | 6478.2675 | 1615022.5663 | 122595.8691 | 6473.709 | 0 | 0 | 0 | 4.5584 | 1620525.6599 | 632357.0791 | 38601.6001 | 1615022.5663 | 626853.9855 | 33098.5064 | 0 | 0 | 0 | 5503.0936 | 7272.5971 | 3110.2621 | 687.3348 | 6722.2877 | 2559.9527 | 137.0255 | 0 | 0 | 0 | 550.3094 | 0.02043 | 0.007825 | 0.0004074 | 0 | 0 | 0 | 0.0085284 | 5000000 | scaled
207-101R | 42865.1365 | 35873.7541 | 0 | 6991.3824 | 83.69% | 0% | 16.31% | 17801.3067 | 35042.433 | 2321.9405 | 3602.6817 | 11876.6845 | 4685.4257 | 6374.8729 | 23982.1344 | 207 | 0.032633 | 0.01955 | 0.010353 | 1313559.8691 | 4801.5985 | 7163.4795 | 30900.0586 | 147140.2532 | 219517.7692 | 946901.8467 | 1282063.5593 | 167227.9077 | 259467.8585 | 855367.793 | 755568.5547 | 101024.959 | 137452.0284 | 517091.5673 |  | 1128 | 207-101R | 42865.1365 | 25063.8298 | 7822.7035 | 35873.7541 | 18072.4474 | 831.3211 | 0 | 0 | 0 | 6991.3824 | 4801.5985 | 2479.658 | 116.1727 | 24549.0389 | 2474.3972 | 110.9119 | 0 | 0 | 0 | 5.2608 | 30900.0586 | 19023.374 | 6917.9242 | 24549.0389 | 12672.3544 | 566.9046 | 0 | 0 | 0 | 6351.0196 | 7163.4795 | 3560.7977 | 788.6066 | 6528.3775 | 2925.6958 | 153.5046 | 0 | 0 | 0 | 635.102 | 0.022787 | 0.0097036 | 0.0005074 | 0 | 0 | 0 | 0.009846 | 5000000 | scaled
209-1767 | 0 | 0 | 0 | 0 | 0% | 0% | 0% | 0 | 0 | 0 | 0 | 0 | 0 | 0 | 0 | 209 | 0 | 0 | 0 | 0 | 0 | 0 | 0 | 0 | 0 | 0 | 0 | 0 | 0 | 0 | 0 | 0 | 0 | 0 |  | 1129 | 209-1767 | 0 | 0 | 0 | 0 | 0 | 0 | 0 | 0 | 0 | 0 | 0 | 0 | 0 | 0 | 0 | 0 | 0 | 0 | 0 | 0 | 0 | 0 | 0 | 0 | 0 | 0 | 0 | 0 | 0 | 0 | 0 | 0 | 0 | 0 | 0 | 0 | 0 | 0 | 0 | 0 | 0 | 0 | 0 | 0 | 0 | 0 | 0 | 5000000 | scaled
209-1769F | 8462801.8216 | 8440861.3147 | 0 | 21940.507 | 99.74% | 0% | 0.2593% | 5037147.535 | 8250388.2626 | 820817.0124 | 6574.7375 | 4209755.7851 | 1344388.6487 | 10700.9874 | 6895298.6264 | 209 | 0.11169 | 0.062452 | 0.03264 | 75768552.8669 | 1375475.4342 | 12937.6866 | 7074388.7008 | 12314808.4228 | 115832.7719 | 63337911.6721 | 54852595.3799 | 8938380.9286 | 71596.3576 | 45842618.0937 | 6507688.6027 | 1060418.2989 | 8440.6566 | 5438829.6472 |  | 1130 | 209-1769F | 8462801.8216 | 3425654.2867 | 212413.5591 | 8440861.3147 | 3403713.7797 | 190473.0521 | 0 | 0 | 0 | 21940.507 | 1375475.4342 | 554658.4218 | 31086.7855 | 7054457.7941 | 554641.9123 | 31070.276 | 0 | 0 | 0 | 16.5095 | 7074388.7008 | 2864632.9157 | 179090.0744 | 7054457.7941 | 2844702.009 | 159159.1676 | 0 | 0 | 0 | 19930.9068 | 12937.6866 | 6362.9491 | 2236.6992 | 10944.596 | 4369.8585 | 243.6085 | 0 | 0 | 0 | 1993.0907 | 0.08071 | 0.031469 | 0.0016578 | 0 | 0 | 0 | 0.030983 | 5000000 | scaled
209-1770F | 0 | 0 | 0 | 0 | 0% | 0% | 0% | 0 | 0 | 0 | 0 | 0 | 0 | 0 | 0 | 209 | 0 | 0 | 0 | 0 | 0 | 0 | 0 | 0 | 0 | 0 | 0 | 0 | 0 | 0 | 0 | 0 | 0 | 0 |  | 1131 | 209-1770F | 0 | 0 | 0 | 0 | 0 | 0 | 0 | 0 | 0 | 0 | 0 | 0 | 0 | 0 | 0 | 0 | 0 | 0 | 0 | 0 | 0 | 0 | 0 | 0 | 0 | 0 | 0 | 0 | 0 | 0 | 0 | 0 | 0 | 0 | 0 | 0 | 0 | 0 | 0 | 0 | 0 | 0 | 0 | 0 | 0 | 0 | 0 | 5000000 | scaled
209-660R | 6801.7341 | 6167.3172 | 0 | 634.4168 | 90.67% | 0% | 9.327% | 3613.453 | 6036.893 | 94.3064 | 3037.3763 | 481.7702 | 197.7677 | 4829.1086 | 1010.0168 | 209 | 0.0025076 | 0.0015066 | 0.0009174 | 2712447.7829 | 203.508 | 4985.0418 | 1613.1843 | 81156.4668 | 1987973.2842 | 643318.032 | 2116209.4088 | 55230.3144 | 1778831.6138 | 282147.4806 | 833705.1039 | 27312.0511 | 666908.0355 | 139485.0173 |  | 1132 | 209-660R | 6801.7341 | 3188.2811 | 764.8411 | 6167.3172 | 2553.8643 | 130.4242 | 0 | 0 | 0 | 634.4168 | 203.508 | 109.2015 | 5.7403 | 1036.8757 | 108.7242 | 5.2629 | 0 | 0 | 0 | 0.47738 | 1613.1843 | 1131.4141 | 603.1675 | 1036.8757 | 555.1055 | 26.8589 | 0 | 0 | 0 | 576.3086 | 4985.0418 | 1947.6655 | 155.9333 | 4927.4109 | 1890.0346 | 98.3024 | 0 | 0 | 0 | 57.6309 | 0.0016228 | 0.0006218 | 3.26e-05 | 0 | 0 | 0 | 0.0008848 | 5000000 | scaled
209-661 | 118711.2283 | 117657.145 | 0 | 1054.0834 | 99.11% | 0% | 0.8879% | 68696.4404 | 116388.0894 | 10931.3032 | 1881.3653 | 55883.7719 | 18455.4342 | 3579.7079 | 94352.9472 | 209 | 0.0044254 | 0.002704 | 0.0015722 | 26824971.3811 | 18648.8379 | 3766.4559 | 96295.9346 | 4214045.7094 | 851099.5337 | 21759826.1379 | 18496593.1688 | 2943265.5858 | 506559.6996 | 15046767.8833 | 1477635.7667 | 234305.8456 | 45447.1288 | 1197882.7923 |  | 1133 | 209-661 | 118711.2283 | 50014.7879 | 2323.139 | 117657.145 | 48960.7045 | 1269.0556 | 0 | 0 | 0 | 1054.0834 | 18648.8379 | 7717.5346 | 193.4037 | 95338.398 | 7716.7415 | 192.6105 | 0 | 0 | 0 | 0.79316 | 96295.9346 | 40412.1627 | 1942.9874 | 95338.398 | 39454.6261 | 985.4508 | 0 | 0 | 0 | 957.5366 | 3766.4559 | 1885.0906 | 186.7479 | 3670.7022 | 1789.3369 | 90.9943 | 0 | 0 | 0 | 95.7537 | 0.0029158 | 0.0011944 | 6.26e-05 | 0 | 0 | 0 | 0.0015096 | 5000000 | scaled
210-172R | 498149.5699 | 448825.0802 | 45760.7733 | 3563.7165 | 90.1% | 9.186% | 0.7154% | 293411.2071 | 481543.1677 | 25666.3788 | 18517.1325 | 249227.6957 | 41494.6909 | 37193.4238 | 402855.0529 | 210 | 0.32588 | 0.18343 | 0.035277 | 1528643.8615 | 42394.4657 | 41076.6441 | 414678.4602 | 130093.5373 | 126049.6116 | 1272500.7126 | 1116195.3913 | 97640.08 | 70442.9056 | 948112.4057 | 470745.7103 | 40564.2714 | 36359.4499 | 393821.9889 |  | 1134 | 210-172R | 498149.5699 | 204738.3629 | 16606.4023 | 448825.0802 | 175250.6054 | 8647.621 | 45760.7733 | 25924.0411 | 4395.0648 | 3563.7165 | 42394.4657 | 16728.0868 | 899.7747 | 402335.3387 | 16417.1585 | 844.8341 | 544.1131 | 308.2468 | 52.259 | 2.6816 | 414678.4602 | 165450.7645 | 11823.4073 | 402335.3387 | 157054.9027 | 7711.5404 | 9105.817 | 5158.5574 | 874.5625 | 3237.3044 | 41076.6441 | 22559.5116 | 3883.2203 | 4642.0705 | 1778.5442 | 91.2466 | 36110.8431 | 20457.2369 | 3468.2433 | 323.7304 | 0.023388 | 0.009331 | 0.0004874 | 0.29744 | 0.16905 | 0.029744 | 0.005045 | 5000000 | scaled
210-392R | 1037895.6522 | 889811.7026 | 141601.8867 | 6482.0629 | 85.73% | 13.64% | 0.6245% | 506514.5882 | 997256.3182 | 49816.283 | 56081.6831 | 400616.6221 | 97009.325 | 116740.8808 | 783506.1125 | 210 | 0.34771 | 0.19876 | 0.039946 | 2984983.9984 | 99299.5515 | 129608.2395 | 808987.8612 | 285585.1372 | 372752.81 | 2326646.0512 | 2673510.4932 | 262942.7827 | 296013.1292 | 2114554.5813 | 1017356.7795 | 98964.6219 | 119093.8822 | 799298.2754 |  | 1135 | 210-392R | 1037895.6522 | 531381.0639 | 40639.3339 | 889811.7026 | 444631.1115 | 20555.1979 | 141601.8867 | 80267.8895 | 13602.0732 | 6482.0629 | 99299.5515 | 49483.2685 | 2290.2265 | 789344.1706 | 49254.3781 | 2247.3881 | 395.1846 | 224.0128 | 37.9609 | 4.8775 | 808987.8612 | 408371.2391 | 25481.7487 | 789344.1706 | 394685.5906 | 18272.0803 | 13755.3403 | 7797.2982 | 1321.3182 | 5888.3503 | 129608.2395 | 73526.5564 | 12867.3587 | 1568.0426 | 691.1428 | 35.7295 | 127451.3618 | 72246.5785 | 12242.7942 | 588.835 | 0.040655 | 0.020218 | 0.0010558 | 0.29796 | 0.16945 | 0.029796 | 0.0090946 | 5000000 | scaled
210-394R | 170592.87 | 120220.794 | 47928.6718 | 2443.4042 | 70.47% | 28.1% | 1.432% | 81711.787 | 160406.1379 | 6947.8342 | 16699.6229 | 58064.3299 | 13074.4582 | 34846.8918 | 112484.7879 | 210 | 0.31841 | 0.18151 | 0.033961 | 535758.4063 | 13416.8257 | 38764.0064 | 118412.0379 | 42136.4455 | 121740.9748 | 371880.986 | 489670.0223 | 41635.9287 | 100074.9712 | 347959.1225 | 299953.8334 | 24448.7767 | 65162.4615 | 210342.5953 |  | 1136 | 210-394R | 170592.87 | 88881.083 | 10186.7321 | 120220.794 | 59260.2791 | 3137.0107 | 47928.6718 | 27177.3997 | 4606.3172 | 2443.4042 | 13416.8257 | 6468.9915 | 342.3676 | 106794.0672 | 6402.3586 | 329.5469 | 114.268 | 64.7943 | 10.982 | 1.8386 | 118412.0379 | 60347.7081 | 5927.25 | 106794.0672 | 52798.8683 | 2804.389 | 9398.3656 | 5329.2346 | 903.2559 | 2219.6051 | 38764.0064 | 22064.3835 | 3917.1146 | 126.0076 | 59.0523 | 3.0747 | 38416.0382 | 21783.3707 | 3692.0793 | 221.9605 | 0.012758 | 0.0061724 | 0.0003226 | 0.30224 | 0.17193 | 0.030224 | 0.0034144 | 5000000 | scaled
210-9R | 317772.4997 | 161505.4673 | 154213.5674 | 2053.4649 | 50.82% | 48.53% | 0.6462% | 161088.2087 | 297300.369 | 11885.5486 | 61775.4155 | 87427.2445 | 19983.3386 | 128698.521 | 148618.5094 | 210 | 0.31397 | 0.1783 | 0.033306 | 1012114.2522 | 20467.143 | 142493.8583 | 154811.4983 | 65188.42 | 453846.9031 | 493078.9291 | 878758.8852 | 64837.343 | 336993.5996 | 476927.9426 | 614667.9486 | 41315.5147 | 266083.9479 | 307268.486 |  | 1137 | 210-9R | 317772.4997 | 156684.291 | 20472.1307 | 161505.4673 | 67184.2185 | 3597.2094 | 154213.5674 | 87446.6076 | 14821.4564 | 2053.4649 | 20467.143 | 8581.5944 | 483.8044 | 140367.2582 | 8452.1274 | 460.5776 | 225.5924 | 127.9219 | 21.6817 | 1.5452 | 154811.4983 | 67384.2538 | 6192.9889 | 140367.2582 | 58386.0464 | 3118.654 | 12578.8585 | 7132.8258 | 1208.9533 | 1865.3816 | 142493.8583 | 80718.4428 | 13795.3373 | 898.2037 | 346.0447 | 17.9777 | 141409.1165 | 80185.8599 | 13590.8214 | 186.5382 | 0.0088812 | 0.003501 | 0.0001828 | 0.30218 | 0.1719 | 0.030218 | 0.002905 | 5000000 | scaled
211-279R | 1199632.2461 | 1073511.5836 | 117562.3496 | 8558.313 | 89.49% | 9.8% | 0.7134% | 691856.7936 | 1157581.8064 | 58783.6716 | 55344.5177 | 577728.6043 | 96429.6587 | 110906.3164 | 950245.8313 | 211 | 0.37314 | 0.20835 | 0.043771 | 3215006.9094 | 98482.7127 | 122185.0434 | 978964.49 | 263933.0536 | 327455.1514 | 2623618.7045 | 2437094.4502 | 207067.9383 | 194953.3749 | 2035073.1371 | 960691.7762 | 80028.1929 | 92042.5542 | 788621.0292 |  | 1138 | 211-279R | 1199632.2461 | 507775.4526 | 42050.4397 | 1073511.5836 | 432537.22 | 22187.9581 | 117562.3496 | 66679.9196 | 11304.1687 | 8558.313 | 98482.7127 | 39699.0411 | 2053.0541 | 959841.1015 | 39571.4185 | 2026.0703 | 213.6554 | 121.1827 | 20.544 | 6.4399 | 978964.49 | 401235.8857 | 28718.6587 | 959841.1015 | 387024.4659 | 19852.9733 | 11348.9584 | 6436.9897 | 1091.2553 | 7774.4301 | 122185.0434 | 66840.5257 | 11278.727 | 15407.8646 | 5941.3355 | 308.9146 | 105999.7358 | 60121.7472 | 10192.3694 | 777.443 | 0.055187 | 0.022279 | 0.0011646 | 0.30593 | 0.17406 | 0.030593 | 0.012013 | 5000000 | scaled
211-312R | 1809514.7304 | 1524787.4196 | 272926.761 | 11800.5499 | 84.26% | 15.08% | 0.6521% | 999284.0658 | 1741972.9146 | 115398.4364 | 107287.2819 | 776598.3475 | 195879.608 | 223478.1751 | 1322615.1315 | 211 | 0.39031 | 0.21939 | 0.04879 | 4636148.5216 | 199756.445 | 248158.0859 | 1361600.1995 | 511794.9756 | 635804.5744 | 3488548.9716 | 3693116.7349 | 426485.2321 | 396508.33 | 2870123.1728 | 1384331.6026 | 155663.9196 | 177596.2747 | 1051071.4083 |  | 1139 | 211-312R | 1809514.7304 | 810230.6646 | 67541.8158 | 1524787.4196 | 643627.6571 | 29499.2121 | 272926.761 | 154802.4576 | 26242.0538 | 11800.5499 | 199756.445 | 84358.0086 | 3876.837 | 1323478.615 | 84117.1472 | 3828.632 | 408.999 | 231.9818 | 39.3255 | 8.8795 | 1361600.1995 | 585001.852 | 38985.068 | 1323478.615 | 558739.9638 | 25630.6619 | 27401.8842 | 15542.1879 | 2634.7058 | 10719.7003 | 248158.0859 | 140870.804 | 24679.9107 | 1970.238 | 770.5461 | 39.9182 | 245115.8778 | 139028.2879 | 23568.0226 | 1071.97 | 0.068207 | 0.028909 | 0.0015168 | 0.30536 | 0.17374 | 0.030536 | 0.016737 | 5000000 | scaled
211-771R | 1890633.0335 | 1721676.6645 | 160513.2299 | 8443.1391 | 91.06% | 8.49% | 0.4466% | 1113096.5972 | 1832512.4584 | 111901.5777 | 61607.7353 | 939587.2841 | 180325.2174 | 128045.6592 | 1524141.5817 | 211 | 0.3743 | 0.20932 | 0.043961 | 5051060.1631 | 183972.7057 | 142264.5597 | 1564395.7681 | 491505.8546 | 380077.3801 | 4179476.9283 | 3714628.7712 | 373438.2273 | 205597.4897 | 3135593.0541 | 1322088.0022 | 130097.7821 | 92380.0703 | 1099610.1498 |  | 1140 | 211-771R | 1890633.0335 | 777536.4363 | 58120.5751 | 1721676.6645 | 678028.835 | 34235.6877 | 160513.2299 | 91064.4623 | 15441.7483 | 8443.1391 | 183972.7057 | 72071.128 | 3647.4883 | 1535938.2633 | 71873.3001 | 3608.6668 | 337.4996 | 191.4747 | 32.4682 | 6.3532 | 1564395.7681 | 624808.4839 | 40254.1864 | 1535938.2633 | 605345.1294 | 30584.5557 | 20787.6995 | 11793.5492 | 1999.8253 | 7669.8053 | 142264.5597 | 80656.8244 | 14218.9005 | 2109.5483 | 810.4055 | 42.4652 | 139388.0308 | 79079.4384 | 13409.4547 | 766.9805 | 0.0528 | 0.021231 | 0.0011102 | 0.30961 | 0.1762 | 0.030961 | 0.01189 | 5000000 | scaled
212-1177R | 1738925.2296 | 1659398.1014 | 71222.6311 | 8304.4971 | 95.43% | 4.096% | 0.4776% | 447568.3443 | 1657244.4053 | 54044.5749 | 29824.3561 | 363699.4133 | 207363.5186 | 69132.8375 | 1380748.0491 | 212 | 0.15054 | 0.09735 | 0.023152 | 11551495.9108 | 216190.2833 | 75981.5206 | 1446753.4257 | 1436129.1279 | 504737.1846 | 9610629.5983 | 13265039.3358 | 1601774.1668 | 883934.8478 | 10779330.3212 | 3527963.5967 | 441438.1745 | 147170.89 | 2939354.5322 |  | 1141 | 212-1177R | 1738925.2296 | 1291356.8854 | 81680.8244 | 1659398.1014 | 1242968.6594 | 67020.6973 | 71222.6311 | 40083.7288 | 6355.6299 | 8304.4971 | 216190.2833 | 162145.7084 | 8826.7647 | 1430454.9183 | 162017.8621 | 8801.2355 | 216.06 | 121.5974 | 19.2804 | 6.2489 | 1446753.4257 | 1083054.0124 | 66005.3766 | 1430454.9183 | 1070583.0812 | 57680.2841 | 8754.6453 | 4927.0692 | 781.2304 | 7543.862 | 75981.5206 | 46157.1645 | 6848.6831 | 12975.2086 | 10367.7161 | 539.1777 | 62251.9258 | 35035.0622 | 5555.1192 | 754.3862 | 0.038856 | 0.028883 | 0.001508 | 0.10004 | 0.056827 | 0.010004 | 0.01164 | 5000000 | scaled
212-1204R | 1570376.2068 | 1491430.4435 | 72901.975 | 6043.7883 | 94.97% | 4.642% | 0.3849% | 526595.8161 | 1502800.3269 | 65977.9395 | 29839.4926 | 430778.3841 | 190657.2699 | 64402.8563 | 1247740.2006 | 212 | 0.19221 | 0.11618 | 0.024639 | 8170276.7174 | 197952.3916 | 71168.2721 | 1301255.543 | 1029897.0459 | 370270.8143 | 6770108.8572 | 8984258.6655 | 1125650.5581 | 509092.0048 | 7349516.1026 | 2742638.9008 | 347953.1085 | 117536.4258 | 2277149.3665 |  | 1142 | 212-1204R | 1570376.2068 | 1043780.3906 | 67575.8799 | 1491430.4435 | 996552.9796 | 54756.4885 | 72901.975 | 41183.6227 | 6775.603 | 6043.7883 | 197952.3916 | 131974.4521 | 7295.1217 | 1287379.9096 | 131902.1031 | 7279.4191 | 120.0197 | 67.8013 | 11.1548 | 4.5478 | 1301255.543 | 870477.1589 | 53515.3424 | 1287379.9096 | 860249.8703 | 47245.7725 | 8385.4147 | 4737.07 | 779.3512 | 5490.2187 | 71168.2721 | 41328.7796 | 6765.4158 | 6222.7098 | 4401.0062 | 231.2969 | 64396.5405 | 36378.7515 | 5985.0971 | 549.0219 | 0.034015 | 0.022614 | 0.0011812 | 0.1497 | 0.085077 | 0.01497 | 0.0084874 | 5000000 | scaled
212-638R | 609779.7244 | 604090.7433 | 3002.3128 | 2686.6683 | 99.07% | 0.4924% | 0.4406% | 214231.3926 | 583749.938 | 23377.3215 | 1855.5546 | 188998.5164 | 63641.3278 | 4413.8461 | 515694.7641 | 212 | 0.10708 | 0.063827 | 0.013065 | 5694884.1877 | 66178.312 | 4969.3788 | 538632.0336 | 618055.6804 | 46410.2617 | 5030418.2456 | 6197155.6388 | 676244.9616 | 53676.3572 | 5467234.3199 | 1992329.614 | 217206.8788 | 15064.3893 | 1760058.3458 |  | 1143 | 212-638R | 609779.7244 | 395548.3318 | 26029.7864 | 604090.7433 | 391176.8416 | 23079.4997 | 3002.3128 | 1684.8219 | 263.6184 | 2686.6683 | 66178.312 | 42800.9905 | 2536.9842 | 535951.9612 | 42796.6606 | 2534.6014 | 4.1133 | 2.3083 | 0.36117 | 2.0216 | 538632.0336 | 349633.5172 | 22937.2696 | 535951.9612 | 347058.5366 | 20475.6537 | 239.4846 | 134.3927 | 21.028 | 2440.5879 | 4969.3788 | 3113.8242 | 555.5327 | 1966.6051 | 1321.6444 | 69.2446 | 2758.7149 | 1548.1209 | 242.2293 | 244.0588 | 0.01604 | 0.01056 | 0.0005506 | 0.087245 | 0.049478 | 0.0087244 | 0.00379 | 5000000 | scaled
212-725R | 4887826.6998 | 4846329.5478 | 35508.5272 | 5988.6249 | 99.15% | 0.7265% | 0.1225% | 1687643.7067 | 4697898.3907 | 250097.7461 | 13714.2903 | 1423831.6703 | 697241.0446 | 28863.0529 | 3971794.2933 | 212 | 0.13941 | 0.086354 | 0.018703 | 35061055.5979 | 724450.6558 | 32113.5272 | 4131262.5169 | 5196584.5518 | 230354.7633 | 29634116.2828 | 37059057.099 | 5491909.5877 | 301152.8239 | 31265994.6874 | 10154856.3424 | 1507138.3106 | 62389.6328 | 8585328.3991 |  | 1144 | 212-725R | 4887826.6998 | 3200182.9931 | 189928.3091 | 4846329.5478 | 3174255.2193 | 180822.0492 | 35508.5272 | 19939.1489 | 3117.635 | 5988.6249 | 724450.6558 | 474352.9097 | 27209.6112 | 4120793.5514 | 474272.1872 | 27193.188 | 135.7292 | 76.2162 | 11.917 | 4.5062 | 4131262.5169 | 2707430.8466 | 159468.2236 | 4120793.5514 | 2699166.8778 | 153586.584 | 5028.8576 | 2823.8609 | 441.5318 | 5440.1079 | 32113.5272 | 18399.2369 | 3250.4743 | 1225.576 | 816.1543 | 42.2773 | 30343.9404 | 17039.0718 | 2664.1863 | 544.0108 | 0.043677 | 0.028352 | 0.0014802 | 0.087233 | 0.049502 | 0.0087232 | 0.0084998 | 5000000 | scaled
212-734R | 1265959.6441 | 1239607.9706 | 17542.0399 | 8809.6336 | 97.92% | 1.386% | 0.6959% | 412767.0076 | 1208556.7286 | 38495.8888 | 13569.1514 | 360701.9674 | 112829.2731 | 34781.3766 | 1060946.079 | 212 | 0.17753 | 0.11301 | 0.024877 | 7130760.9432 | 117346.5292 | 37620.6041 | 1110992.5108 | 660976.8732 | 211905.2811 | 6257878.7889 | 7549642.393 | 704102.2866 | 248184.1784 | 6597355.9279 | 2307432.2653 | 215418.8538 | 66406.2088 | 2025607.2027 |  | 1145 | 212-734R | 1265959.6441 | 853192.6365 | 57402.9154 | 1239607.9706 | 834506.876 | 47027.4667 | 17542.0399 | 9876.1269 | 1565.8151 | 8809.6336 | 117346.5292 | 78850.6404 | 4517.2561 | 1099412.259 | 78715.8864 | 4490.3135 | 227.5766 | 128.1251 | 20.3137 | 6.629 | 1110992.5108 | 750290.5434 | 50046.4318 | 1099412.259 | 740273.6765 | 41724.3683 | 3577.5203 | 2014.1354 | 319.332 | 8002.7315 | 37620.6041 | 24051.4527 | 2839.2275 | 23083.3879 | 15517.3132 | 812.7849 | 13736.943 | 7733.8663 | 1226.1694 | 800.2732 | 0.064592 | 0.043401 | 0.002267 | 0.10037 | 0.057036 | 0.010037 | 0.012573 | 5000000 | scaled
212-739R | 998791.2358 | 965054.7656 | 27840.7085 | 5895.7617 | 96.62% | 2.787% | 0.5903% | 392727.721 | 962227.8485 | 45787.1036 | 11504.1796 | 335436.4379 | 112489.8366 | 24587.6706 | 825150.3413 | 212 | 0.13097 | 0.078832 | 0.0181 | 7626107.0155 | 115865.0652 | 27339.466 | 855586.7046 | 884668.7428 | 208746.0183 | 6532692.2544 | 7688039.3091 | 896328.5073 | 225205.8621 | 6566504.9397 | 2020076.6473 | 236158.299 | 51618.7297 | 1732299.6186 |  | 1146 | 212-739R | 998791.2358 | 606063.5148 | 36563.3873 | 965054.7656 | 584544.7071 | 28223.9136 | 27840.7085 | 15623.046 | 2443.712 | 5895.7617 | 115865.0652 | 70077.9617 | 3375.2287 | 846690.4772 | 70045.3451 | 3366.3844 | 50.218 | 28.1803 | 4.4079 | 4.4364 | 855586.7046 | 520150.2667 | 30436.3633 | 846690.4772 | 512807.7482 | 24769.8484 | 3540.477 | 1986.7682 | 310.7646 | 5355.7503 | 27339.466 | 15835.2864 | 2751.7954 | 2553.8775 | 1691.6139 | 87.6808 | 24250.0135 | 13608.0975 | 2128.5395 | 535.575 | 0.035565 | 0.021145 | 0.0011054 | 0.087122 | 0.049404 | 0.0087122 | 0.0082824 | 5000000 | scaled
212-743R | 261427.8714 | 253729.516 | 5541.9002 | 2156.4552 | 97.06% | 2.12% | 0.8249% | 110919.0603 | 251897.4106 | 12212.7981 | 2225.0701 | 96481.1921 | 28475.9119 | 4629.1603 | 218792.3384 | 212 | 0.11654 | 0.066892 | 0.013446 | 2243161.1594 | 29290.8008 | 5272.8276 | 226864.2431 | 251327.3978 | 45243.0798 | 1946590.6818 | 2250033.8032 | 247741.0864 | 45136.3633 | 1957156.3535 | 708784.6994 | 80125.0422 | 13025.4535 | 615634.2036 |  | 1147 | 212-743R | 261427.8714 | 150508.8112 | 9530.4608 | 253729.516 | 145232.2076 | 6879.405 | 5541.9002 | 3120.1483 | 494.6006 | 2156.4552 | 29290.8008 | 17078.0027 | 814.8889 | 224363.413 | 17072.8867 | 812.7125 | 6.2048 | 3.4934 | 0.55377 | 1.6227 | 226864.2431 | 130383.051 | 8071.9047 | 224363.413 | 128119.0217 | 6064.6036 | 541.8914 | 305.0906 | 48.3624 | 1958.9387 | 5272.8276 | 3047.7575 | 643.6673 | 83.1298 | 40.2992 | 2.089 | 4993.8039 | 2811.5644 | 445.6844 | 195.8939 | 0.01316 | 0.006826 | 0.0003566 | 0.10033 | 0.057009 | 0.010033 | 0.0030568 | 5000000 | scaled
212-758R | 1482461.7895 | 1442027.7956 | 34331.3121 | 6102.6818 | 97.27% | 2.316% | 0.4117% | 280853.5822 | 1413405.0582 | 34790.5225 | 13651.7146 | 232411.3451 | 182276.8249 | 29486.9622 | 1201641.2711 | 212 | 0.1427 | 0.093262 | 0.020085 | 10388441.6549 | 190216.6937 | 32805.413 | 1259439.6828 | 1332955.1143 | 229885.9378 | 8825600.6028 | 12884220.8755 | 1596022.9981 | 626275.4608 | 10661922.4166 | 3438258.348 | 443407.7912 | 71730.1762 | 2923120.3806 |  | 1148 | 212-758R | 1482461.7895 | 1201608.2073 | 69056.7313 | 1442027.7956 | 1176176.9241 | 59890.3097 | 34331.3121 | 19328.6014 | 3063.7398 | 6102.6818 | 190216.6937 | 155426.1712 | 7939.8688 | 1249562.8235 | 155393.9362 | 7930.8951 | 49.0991 | 27.6429 | 4.3816 | 4.5921 | 1259439.6828 | 1027028.3378 | 57798.4117 | 1249562.8235 | 1019045.052 | 51868.0026 | 4333.1414 | 2439.5678 | 386.6912 | 5543.7179 | 32805.413 | 19153.6984 | 3318.4508 | 2301.9696 | 1737.9358 | 91.4121 | 29949.0716 | 16861.3908 | 2672.6669 | 554.3718 | 0.033816 | 0.027672 | 0.0014452 | 0.10027 | 0.056978 | 0.010027 | 0.0086122 | 5000000 | scaled
212-773R | 2758566.7114 | 2642067.3385 | 109237.1393 | 7262.2336 | 95.78% | 3.96% | 0.2633% | 1153174.6202 | 2660779.8308 | 155740.3853 | 43431.796 | 954002.4389 | 360719.4914 | 90990.1568 | 2209070.1826 | 212 | 0.19881 | 0.11818 | 0.02634 | 13875280.4735 | 372060.2104 | 100859.8701 | 2285646.6309 | 1871421.0356 | 507313.8093 | 11496545.6286 | 13584594.7807 | 1834648.4459 | 511634.0046 | 11238312.3301 | 3712485.9754 | 503298.3328 | 126955.1419 | 3082232.5007 |  | 1149 | 212-773R | 2758566.7114 | 1605392.0912 | 97786.8806 | 2642067.3385 | 1536437.6983 | 80371.1207 | 109237.1393 | 61692.1594 | 10153.5264 | 7262.2336 | 372060.2104 | 216319.8251 | 11340.719 | 2268332.4438 | 216249.9115 | 11324.6471 | 114.1187 | 64.449 | 10.6073 | 5.4646 | 2285646.6309 | 1331644.192 | 76576.4483 | 2268332.4438 | 1318994.5857 | 68983.2353 | 10717.1244 | 6052.5436 | 996.1503 | 6597.0627 | 100859.8701 | 57428.0741 | 9869.7134 | 1794.2676 | 1193.2011 | 63.2382 | 98405.8962 | 55575.1667 | 9146.7688 | 659.7063 | 0.038893 | 0.02293 | 0.0011972 | 0.14975 | 0.08508 | 0.014975 | 0.010168 | 5000000 | scaled
212-799R | 1038800.4924 | 1008878.3087 | 26373.4381 | 3548.7456 | 97.12% | 2.539% | 0.3416% | 410742.6162 | 998318.5278 | 52945.555 | 10404.4787 | 347392.5825 | 128904.9459 | 21923.871 | 847489.7109 | 212 | 0.12493 | 0.073747 | 0.015643 | 8315060.3729 | 133480.2391 | 24339.534 | 880980.7194 | 1068440.2391 | 194825.3738 | 7051794.76 | 8516385.428 | 1097779.3276 | 215727.6784 | 7202878.422 | 2587930.6879 | 334158.9444 | 56833.0217 | 2196938.7218 |  | 1150 | 212-799R | 1038800.4924 | 628057.8762 | 40481.9646 | 1008878.3087 | 609663.6455 | 34579.2508 | 26373.4381 | 14845.4851 | 2353.9682 | 3548.7456 | 133480.2391 | 80534.6841 | 4575.2931 | 874559.9435 | 80486.6103 | 4565.4234 | 80.6606 | 45.4035 | 7.1994 | 2.6703 | 880980.7194 | 533588.1369 | 33491.0085 | 874559.9435 | 528564.8157 | 29981.9483 | 3197.0711 | 1799.6164 | 285.3554 | 3223.7048 | 24339.534 | 13935.0552 | 2415.663 | 921.4571 | 612.2195 | 31.8791 | 23095.7064 | 13000.4652 | 2061.4134 | 322.3705 | 0.019599 | 0.011749 | 0.0006124 | 0.10033 | 0.057001 | 0.010033 | 0.0049968 | 5000000 | scaled
212-880R | 104943.9464 | 102616.691 | 1359.2306 | 968.0248 | 97.78% | 1.295% | 0.9224% | 20644.0319 | 101133.4828 | 2308.0825 | 549.7296 | 17786.2198 | 11567.0025 | 1156.1126 | 88410.3677 | 212 | 0.10736 | 0.062807 | 0.011661 | 977499.4166 | 11849.6451 | 1356.381 | 91737.9202 | 110373.4098 | 12633.9984 | 854492.0085 | 1342214.2647 | 150064.7388 | 35741.8056 | 1156407.7203 | 326775.4813 | 37374.4947 | 3735.5508 | 285665.4358 |  | 1151 | 212-880R | 104943.9464 | 84299.9144 | 3810.4635 | 102616.691 | 82566.5576 | 2721.1068 | 1359.2306 | 765.3321 | 121.332 | 968.0248 | 11849.6451 | 9541.5626 | 282.6426 | 90750.0725 | 9540.2513 | 281.8218 | 1.0352 | 0.58287 | 0.092406 | 0.72841 | 91737.9202 | 73951.7005 | 3327.5525 | 90750.0725 | 73011.2549 | 2438.5081 | 108.4874 | 61.0852 | 9.6842 | 879.3603 | 1356.381 | 806.6514 | 200.2684 | 18.7369 | 15.0514 | 0.7769 | 1249.708 | 703.664 | 111.5555 | 87.936 | 0.0055194 | 0.0043406 | 0.0002266 | 0.10045 | 0.057077 | 0.010045 | 0.0013892 | 5000000 | scaled
212-886R | 2163524.8176 | 2135825.9125 | 22371.1462 | 5327.7589 | 98.72% | 1.034% | 0.2463% | 958194.3636 | 2093493.4324 | 128689.8363 | 8508.3756 | 820996.1518 | 282100.6894 | 17758.589 | 1793634.154 | 212 | 0.18767 | 0.10904 | 0.023327 | 11528395.803 | 290747.041 | 20013.2417 | 1852764.5348 | 1549252.8398 | 106641.0564 | 9872501.9068 | 11054467.1103 | 1484664.9245 | 98159.1642 | 9471643.0216 | 3002185.6926 | 404548.0346 | 25466.8016 | 2572170.8563 |  | 1152 | 212-886R | 2163524.8176 | 1205330.4541 | 70031.3852 | 2135825.9125 | 1187366.4448 | 62624.1762 | 22371.1462 | 12636.2503 | 2079.4501 | 5327.7589 | 290747.041 | 162057.2048 | 8646.3516 | 1844421.5474 | 162033.0557 | 8639.0284 | 35.656 | 20.1401 | 3.3143 | 4.009 | 1852764.5348 | 1031768.3831 | 59130.3809 | 1844421.5474 | 1024949.8339 | 53964.9762 | 3503.2148 | 1978.7765 | 325.632 | 4839.7727 | 20013.2417 | 11504.8662 | 2254.6527 | 696.9891 | 383.5553 | 20.1716 | 18832.2754 | 10637.3336 | 1750.5038 | 483.9773 | 0.030079 | 0.016265 | 0.0008488 | 0.15012 | 0.085305 | 0.015012 | 0.0074656 | 5000000 | scaled
212-888R | 1471062.1959 | 1438972.0881 | 27695.1883 | 4394.9195 | 97.82% | 1.883% | 0.2988% | 711846.7042 | 1424604.3756 | 97225.5849 | 10777.6532 | 603843.4662 | 193936.4804 | 22520.753 | 1208147.1422 | 212 | 0.13116 | 0.076024 | 0.016939 | 11216108.7005 | 199412.1722 | 25105.993 | 1246544.0308 | 1520417.4274 | 191420.5581 | 9504270.715 | 9986550.1556 | 1363984.9338 | 151200.4951 | 8471364.7268 | 2742589.4868 | 373358.4997 | 43356.0232 | 2325874.9638 |  | 1153 | 212-888R | 1471062.1959 | 759215.4917 | 46457.8204 | 1438972.0881 | 739228.2854 | 39590.4744 | 27695.1883 | 15592.2868 | 2472.4264 | 4394.9195 | 199412.1722 | 102186.5873 | 5475.6918 | 1239243.6632 | 102169.588 | 5470.2136 | 24.3203 | 13.6922 | 2.1711 | 3.307 | 1246544.0308 | 642700.5646 | 38396.8886 | 1239243.6632 | 636845.8023 | 34109.2 | 3307.9926 | 1862.3874 | 295.3137 | 3992.375 | 25105.993 | 14328.3398 | 2585.24 | 343.8801 | 212.8951 | 11.0609 | 24362.8754 | 13716.2072 | 2174.9416 | 399.2375 | 0.024497 | 0.01273 | 0.0006654 | 0.10043 | 0.057063 | 0.010043 | 0.0062312 | 5000000 | scaled
213-257 | 0 | 0 | 0 | 0 | 0% | 0% | 0% | 0 | 0 | 0 | 0 | 0 | 0 | 0 | 0 | 213 | 0 | 0 | 0 | 0 | 0 | 0 | 0 | 0 | 0 | 0 | 0 | 0 | 0 | 0 | 0 | 0 | 0 | 0 |  | 1154 | 213-257 | 0 | 0 | 0 | 0 | 0 | 0 | 0 | 0 | 0 | 0 | 0 | 0 | 0 | 0 | 0 | 0 | 0 | 0 | 0 | 0 | 0 | 0 | 0 | 0 | 0 | 0 | 0 | 0 | 0 | 0 | 0 | 0 | 0 | 0 | 0 | 0 | 0 | 0 | 0 | 0 | 0 | 0 | 0 | 0 | 0 | 0 | 0 | 5000000 | scaled
213-262F | 161.6751 | 128.102 | 0 | 33.5731 | 79.23% | 0% | 20.77% | 103.5709 | 128.0743 | 16.6782 | 0.84986 | 86.0428 | 20.5617 | 1.3475 | 106.165 | 213 | 0.0001976 | 0.0001064 | 5.28e-05 | 818194.0159 | 20.587 | 4.4251 | 136.663 | 104185.1832 | 22394.3049 | 691614.5278 | 546092.7381 | 87938.261 | 4481.0325 | 453673.4446 | 636379.9216 | 102167.8362 | 6695.7518 | 527516.3336 |  | 1155 | 213-262F | 161.6751 | 58.1043 | 33.6009 | 128.102 | 24.5312 | 0.027762 | 0 | 0 | 0 | 33.5731 | 20.587 | 3.9088 | 0.025263 | 106.165 | 3.8835 | 0 | 0 | 0 | 0 | 0.025263 | 136.663 | 50.6202 | 30.498 | 106.165 | 20.1222 | 0 | 0 | 0 | 0 | 30.498 | 4.4251 | 3.5753 | 3.0776 | 1.3753 | 0.52545 | 0.027762 | 0 | 0 | 0 | 3.0498 | 0.0001478 | 5.66e-05 | 3e-06 | 0 | 0 | 0 | 4.98e-05 | 5000000 | scaled
213-263F | 32297.4199 | 31746.5341 | 0 | 550.8858 | 98.29% | 0% | 1.706% | 19694.5597 | 31667.1767 | 4042.1668 | 2576.4756 | 13075.9174 | 6506.3174 | 4112.4925 | 21048.3668 | 213 | 0.0030164 | 0.001639 | 0.0008282 | 10707273.5338 | 6506.7319 | 4241.8927 | 21548.7953 | 2157118.384 | 1406276.5978 | 7143878.552 | 7689359.4843 | 1578185.7446 | 1005934.9903 | 5105238.7493 | 760979.486 | 156350.3465 | 98825.4317 | 505803.7077 |  | 1156 | 213-263F | 32297.4199 | 12602.8602 | 630.2432 | 31746.5341 | 12051.9744 | 79.3574 | 0 | 0 | 0 | 550.8858 | 6506.7319 | 2464.5651 | 0.41452 | 21048.3668 | 2464.1506 | 0 | 0 | 0 | 0 | 0.41452 | 21548.7953 | 8472.8779 | 500.4284 | 21048.3668 | 7972.4495 | 0 | 0 | 0 | 0 | 500.4284 | 4241.8927 | 1665.4172 | 129.4003 | 4191.8499 | 1615.3743 | 79.3574 | 0 | 0 | 0 | 50.0428 | 0.0022326 | 0.0008552 | 4.44e-05 | 0 | 0 | 0 | 0.0007838 | 5000000 | scaled
214-1122R | 26281150.1655 | 25993614.3166 | 275469.895 | 12065.9539 | 98.91% | 1.048% | 0.04591% | 11726077.5381 | 25469084.4664 | 1871659.6897 | 109175.8804 | 9745241.9681 | 4067570.8776 | 229669.3753 | 21171844.2135 | 214 | 0.26918 | 0.15827 | 0.037431 | 97635635.0216 | 4192433.4481 | 254043.6425 | 21834673.0748 | 15575075.6499 | 943783.3657 | 81116776.006 | 91965419.3256 | 14679074.7063 | 856245.8834 | 76430098.7359 | 21694772.2794 | 3464789.794 | 195634.2327 | 18034348.2528 |  | 1157 | 214-1122R | 26281150.1655 | 14555072.6273 | 812065.6991 | 25993614.3166 | 14387188.8499 | 774115.6713 | 275469.895 | 155817.8235 | 25884.0738 | 12065.9539 | 4192433.4481 | 2320773.7585 | 124862.5705 | 21793682.8109 | 2320453.3842 | 124801.7797 | 550.3377 | 311.2951 | 51.7116 | 9.0792 | 21834673.0748 | 12089431.1068 | 662828.8614 | 21793682.8109 | 12061484.3303 | 649046.3968 | 30029.4688 | 16985.9813 | 2821.6695 | 10960.7952 | 254043.6425 | 144867.7621 | 24374.2672 | 8057.4745 | 5251.1354 | 267.4949 | 244890.0885 | 138520.5472 | 23010.6928 | 1096.0795 | 0.066356 | 0.035628 | 0.0018608 | 0.18583 | 0.10565 | 0.018583 | 0.016987 | 5000000 | scaled
214-1135R | 6666921.5731 | 6627374.3046 | 31346.5489 | 8200.7196 | 99.41% | 0.4702% | 0.123% | 3408885.5784 | 6502982.9674 | 589510.8441 | 14438.4184 | 2804936.316 | 1124282.9613 | 31783.7735 | 5346916.2325 | 214 | 0.090777 | 0.052631 | 0.016675 | 73442849.7648 | 1150876.0531 | 34917.4336 | 5481128.0864 | 12678057.802 | 384650.6667 | 60380141.2961 | 61903600.0719 | 10705212.2137 | 262194.2143 | 50936193.6438 | 9831282.7277 | 1699703.6152 | 48051.066 | 8083528.0465 |  | 1158 | 214-1135R | 6666921.5731 | 3258035.9947 | 163938.6057 | 6627374.3046 | 3232337.7193 | 153224.385 | 31346.5489 | 17497.5558 | 2513.5012 | 8200.7196 | 1150876.0531 | 561365.209 | 26593.0917 | 5469141.9527 | 561310.4378 | 26579.9396 | 87.0668 | 48.6004 | 6.9814 | 6.1708 | 5481128.0864 | 2676191.7704 | 134211.854 | 5469141.9527 | 2666209.8945 | 126398.5045 | 4536.5439 | 2532.2861 | 363.7596 | 7449.5898 | 34917.4336 | 20479.0152 | 3133.66 | 7449.5363 | 4817.3869 | 245.9408 | 26722.9383 | 14916.6693 | 2142.7602 | 744.959 | 0.036405 | 0.016797 | 0.0008762 | 0.042859 | 0.02432 | 0.0042858 | 0.011513 | 5000000 | scaled
214-17AE | 484035.5133 | 471452.7484 | 7163.8313 | 5418.9337 | 97.4% | 1.48% | 1.12% | 257773.085 | 464419.1872 | 35684.6805 | 2764.2011 | 219324.2035 | 64303.3912 | 5700.6928 | 394415.1032 | 214 | 0.071957 | 0.041561 | 0.012416 | 6726770.2107 | 66250.7117 | 6675.4527 | 411109.3489 | 920703.7536 | 92770.5415 | 5713295.9156 | 5444052.1327 | 753644.4735 | 58378.689 | 4632028.9702 | 1579974.0787 | 218762.9066 | 19394.0025 | 1341817.1696 |  | 1159 | 214-17AE | 484035.5133 | 226262.4283 | 19616.3262 | 471452.7484 | 216844.0136 | 13622.7389 | 7163.8313 | 3999.481 | 574.6536 | 5418.9337 | 66250.7117 | 30566.0312 | 1947.3205 | 404998.2711 | 30549.1536 | 1941.4038 | 22.9274 | 12.8001 | 1.8391 | 4.0776 | 411109.3489 | 191785.1454 | 16694.2457 | 404998.2711 | 186199.0341 | 11676.3141 | 1188.4813 | 663.5148 | 95.3352 | 4922.5965 | 6675.4527 | 3911.2517 | 974.7599 | 230.7705 | 95.8259 | 5.021 | 5952.4226 | 3323.1661 | 477.4793 | 492.2596 | 0.02137 | 0.0095538 | 0.0004994 | 0.042967 | 0.024388 | 0.0042968 | 0.0076194 | 5000000 | scaled
214-4R | 400189.4629 | 391624.8997 | 5439.4986 | 3125.0646 | 97.86% | 1.359% | 0.7809% | 243019.8038 | 388474.9581 | 36028.557 | 2170.7591 | 204820.4877 | 57356.1764 | 4443.4835 | 326675.2981 | 214 | 0.059676 | 0.033701 | 0.008939 | 6706081.9317 | 58585.4162 | 5093.1427 | 336510.9041 | 981731.4975 | 85347.1555 | 5639003.2787 | 4663677.3946 | 691406.89 | 41658.004 | 3930612.5006 | 1310493.8877 | 193487.1657 | 14989.7899 | 1102016.932 |  | 1160 | 214-4R | 400189.4629 | 157169.6591 | 11714.5049 | 391624.8997 | 151006.7068 | 8153.1092 | 5439.4986 | 3037.8877 | 436.3311 | 3125.0646 | 58585.4162 | 22556.8592 | 1229.2398 | 332715.5581 | 22545.5529 | 1225.6021 | 16.034 | 8.9547 | 1.2862 | 2.3515 | 336510.9041 | 131690.4163 | 9835.6059 | 332715.5581 | 128317.3848 | 6920.0486 | 956.5159 | 534.2014 | 76.7272 | 2838.8301 | 5093.1427 | 2922.3836 | 649.6592 | 342.3109 | 143.7691 | 7.4585 | 4466.9488 | 2494.7316 | 358.3177 | 283.883 | 0.012296 | 0.0049026 | 0.0002562 | 0.042997 | 0.024415 | 0.0042996 | 0.0043832 | 5000000 | scaled
214-536R | 513329.1103 | 506732.7143 | 4540.4132 | 2055.9829 | 98.71% | 0.8845% | 0.4005% | 217049.697 | 504369.283 | 32837.5898 | 3410.4238 | 180801.6834 | 76225.7678 | 7883.1265 | 420260.3887 | 214 | 0.053744 | 0.032164 | 0.0074526 | 9551446.318 | 77194.6004 | 8520.3821 | 427614.1278 | 1436349.6388 | 158537.6143 | 7956559.0649 | 9211522.6133 | 1393617.246 | 144737.3403 | 7673168.027 | 1202241.8132 | 181695.8493 | 18790.6454 | 1001755.3186 |  | 1161 | 214-536R | 513329.1103 | 296279.4133 | 8959.8273 | 506732.7143 | 291690.5808 | 6539.6761 | 4540.4132 | 2532.8496 | 364.1684 | 2055.9829 | 77194.6004 | 44357.0107 | 968.8327 | 425098.7822 | 44348.1548 | 966.2348 | 13.1018 | 7.3088 | 1.0508 | 1.5471 | 427614.1278 | 246812.4443 | 7353.7391 | 425098.7822 | 244583.4718 | 5434.1226 | 647.6767 | 361.3036 | 51.9475 | 1867.6689 | 8520.3821 | 5109.9583 | 637.2556 | 4453.9805 | 2758.9542 | 139.3187 | 3879.6347 | 2164.2372 | 311.17 | 186.7669 | 0.0077628 | 0.0048294 | 0.0002518 | 0.043089 | 0.024443 | 0.0043088 | 0.002892 | 5000000 | scaled
214-583R | 2208313.3513 | 2188306.5727 | 15051.2713 | 4955.5073 | 99.09% | 0.6816% | 0.2244% | 1285655.326 | 2163674.0441 | 210779.5416 | 10986.8987 | 1063888.8857 | 354497.5811 | 20459.5375 | 1788716.9255 | 214 | 0.070413 | 0.039766 | 0.011654 | 31362296.0431 | 360859.8136 | 22155.616 | 1825297.9216 | 5124903.2655 | 314652.3514 | 25922740.4262 | 23201950.0203 | 3803893.8512 | 198278.2394 | 19199777.9297 | 3830385.0317 | 627572.4536 | 36219.83 | 3166592.7482 |  | 1162 | 214-583R | 2208313.3513 | 922658.0253 | 44639.3072 | 2188306.5727 | 909305.7792 | 38476.4948 | 15051.2713 | 8396.7388 | 1207.3051 | 4955.5073 | 360859.8136 | 150080.272 | 6362.2325 | 1819214.7889 | 150059.7057 | 6356.0827 | 30.1815 | 16.8375 | 2.4209 | 3.7289 | 1825297.9216 | 761409.0359 | 36580.9961 | 1819214.7889 | 756025.1298 | 31952.5215 | 1581.5159 | 882.2893 | 126.8579 | 4501.6167 | 22155.616 | 11168.7173 | 1696.0786 | 8265.8804 | 3220.9437 | 167.8906 | 13439.5739 | 7497.6119 | 1078.0263 | 450.1617 | 0.020393 | 0.008401 | 0.0004398 | 0.043118 | 0.024463 | 0.0043118 | 0.0069024 | 5000000 | scaled
214-613R | 1721769.027 | 1475341.9619 | 242193.3314 | 4233.7337 | 85.69% | 14.07% | 0.2459% | 1009079.9857 | 1659984.4422 | 140222.4436 | 95538.4647 | 773319.0775 | 223563.6974 | 198077.8467 | 1238342.8981 | 214 | 0.43289 | 0.24587 | 0.04731 | 3977402.5209 | 228906.6752 | 219475.3239 | 1273387.0279 | 528789.851 | 507002.7936 | 2941609.8764 | 2898637.0108 | 402796.5775 | 274439.4236 | 2221401.0097 | 1305957.4298 | 175883.9807 | 155833.5301 | 974239.9189 |  | 1163 | 214-613R | 1721769.027 | 712689.0413 | 61784.5848 | 1475341.9619 | 571180.6822 | 34032.9981 | 242193.3314 | 137274.6254 | 23517.8529 | 4233.7337 | 228906.6752 | 88684.2317 | 5342.9779 | 1243491.2163 | 88419.0846 | 5294.913 | 462.1779 | 261.9613 | 44.8791 | 3.1857 | 1273387.0279 | 500067.9504 | 35044.1298 | 1243491.2163 | 481456.9973 | 28668.6411 | 26049.8589 | 14765.0003 | 2529.536 | 3845.9527 | 219475.3239 | 123936.8592 | 21397.4772 | 3409.434 | 1304.6003 | 69.4441 | 215681.2946 | 122247.6637 | 20943.4378 | 384.5953 | 0.016958 | 0.0070092 | 0.0003664 | 0.40998 | 0.23292 | 0.040998 | 0.005945 | 5000000 | scaled
214-647R | 22354308.5327 | 22185077.5014 | 163192.3476 | 6038.6837 | 99.24% | 0.73% | 0.02701% | 9053604.1538 | 21722050.2446 | 1432674.5359 | 64379.8794 | 7556549.7384 | 3440510.7443 | 134887.6169 | 18146651.8834 | 214 | 0.23844 | 0.14079 | 0.028609 | 93753915.2337 | 3537739.5208 | 149256.8837 | 18667312.1282 | 14837270.8852 | 625983.0046 | 78290661.3439 | 94474489.5374 | 14949979.3846 | 671804.9672 | 78852705.1856 | 22100287.6081 | 3500418.9804 | 137236.3609 | 18462632.2668 |  | 1164 | 214-647R | 22354308.5327 | 13300704.3789 | 632258.2881 | 22185077.5014 | 13202314.5994 | 610880.0834 | 163192.3476 | 92351.0958 | 15339.521 | 6038.6837 | 3537739.5208 | 2105064.9849 | 97228.7764 | 18645292.5044 | 2104783.2552 | 97178.192 | 489.8111 | 277.1857 | 46.0406 | 4.5439 | 18667312.1282 | 11110762.3898 | 520660.2448 | 18645292.5044 | 11095920.1383 | 513620.5199 | 16534.0421 | 9356.6698 | 1554.1433 | 5485.5816 | 149256.8837 | 84877.0043 | 14369.2668 | 2539.8311 | 1611.2059 | 81.3715 | 146168.4944 | 82717.2403 | 13739.3372 | 548.5582 | 0.042459 | 0.025648 | 0.0013386 | 0.18745 | 0.10661 | 0.018745 | 0.0085248 | 5000000 | scaled
215-1531R | 12702411.9104 | 12475572.5359 | 220695.3654 | 6144.0091 | 98.21% | 1.737% | 0.04837% | 6267596.012 | 12288787.8858 | 1093342.9144 | 88205.7222 | 5086047.3754 | 2141385.8097 | 184745.1979 | 9962656.8782 | 215 | 0.20291 | 0.11726 | 0.026155 | 62600965.1058 | 2209956.0122 | 204121.4913 | 10288334.4069 | 10891268.5385 | 1005966.6185 | 50703729.9488 | 54875917.1692 | 9572760.4477 | 772284.9235 | 44530871.7981 | 15814338.5446 | 2755731.5224 | 237747.0529 | 12820859.9693 |  | 1165 | 215-1531R | 12702411.9104 | 6434815.8984 | 413624.0246 | 12475572.5359 | 6303774.0367 | 386840.2012 | 220695.3654 | 124897.8526 | 20639.8143 | 6144.0091 | 2209956.0122 | 1116613.0978 | 68570.2025 | 10262286.1953 | 1116453.1832 | 68539.9169 | 274.4011 | 155.2915 | 25.6625 | 4.6232 | 10288334.4069 | 5202287.0314 | 325677.5287 | 10262286.1953 | 5185122.9351 | 318182.1639 | 20466.9517 | 11582.8364 | 1914.1049 | 5581.2599 | 204121.4913 | 115915.7691 | 19376.2934 | 3609.3527 | 2197.9184 | 118.1205 | 199954.0127 | 113159.7247 | 18700.0469 | 558.126 | 0.026648 | 0.013222 | 0.0006898 | 0.16755 | 0.095329 | 0.016755 | 0.00871 | 5000000 | scaled
215-1534R | 19489706.3687 | 19294168.695 | 189765.6478 | 5772.0259 | 99% | 0.9737% | 0.02962% | 9895876.765 | 18954863.9826 | 1794769.5139 | 75840.5177 | 8025266.7333 | 3435185.8478 | 158169.6059 | 15361508.5289 | 215 | 0.1982 | 0.11414 | 0.025446 | 98331251.4883 | 3528720.253 | 174885.813 | 15786100.3027 | 17803422.5898 | 882349.9202 | 79645478.9784 | 84054355.0966 | 15244550.5967 | 644179.9914 | 68165624.5086 | 21018556.2534 | 3809188.346 | 175390.1669 | 17033977.7404 |  | 1166 | 215-1534R | 19489706.3687 | 9593829.6038 | 534842.3861 | 19294168.695 | 9480660.3099 | 511325.5226 | 189765.6478 | 107397.268 | 17744.8377 | 5772.0259 | 3528720.253 | 1733950.7391 | 93534.4052 | 15764135.873 | 1733784.8839 | 93503.376 | 285.3835 | 161.5119 | 26.686 | 4.3433 | 15786100.3027 | 7760833.5694 | 424591.7738 | 15764135.873 | 7746126.9783 | 417784.8507 | 16721.0819 | 9463.2434 | 1563.5753 | 5243.3478 | 174885.813 | 99045.2952 | 16716.2071 | 1602.2957 | 748.4478 | 37.296 | 172759.1825 | 97772.5127 | 16154.5764 | 524.3348 | 0.022842 | 0.010847 | 0.0005674 | 0.1672 | 0.095133 | 0.01672 | 0.0081584 | 5000000 | scaled
215-1544R | 1412429.6019 | 1385494.8684 | 25217.6287 | 1717.1047 | 98.09% | 1.785% | 0.1216% | 536253.9791 | 1341737.172 | 104944.9417 | 9917.1909 | 421391.8464 | 263271.5793 | 20697.3717 | 1057768.2211 | 215 | 0.10891 | 0.063092 | 0.012489 | 12968992.251 | 276590.1305 | 22877.8119 | 1112961.6595 | 2539663.0415 | 210065.0999 | 10219264.1096 | 13887181.7018 | 2717722.4438 | 256822.0246 | 10912637.2334 | 5660284.8728 | 1110643.8493 | 87314.4327 | 4462326.5908 |  | 1167 | 215-1544R | 1412429.6019 | 876175.6228 | 70692.4298 | 1385494.8684 | 860271.2925 | 66713.3917 | 25217.6287 | 14187.2256 | 2261.9334 | 1717.1047 | 276590.1305 | 171645.1887 | 13318.5512 | 1108712.5861 | 171613.6084 | 13312.4301 | 53.837 | 30.2882 | 4.829 | 1.2921 | 1112961.6595 | 691569.8131 | 55193.4384 | 1108712.5861 | 688497.0375 | 53392.393 | 2689.2438 | 1512.9459 | 241.2158 | 1559.8297 | 22877.8119 | 12960.621 | 2180.4402 | 247.2809 | 160.6465 | 8.5686 | 22474.548 | 12643.9915 | 2015.8886 | 155.983 | 0.0083662 | 0.0049766 | 0.0002596 | 0.098125 | 0.055699 | 0.0098124 | 0.0024172 | 5000000 | scaled
215-38R | 5434815.4519 | 5375940.6103 | 54849.6154 | 4025.2262 | 98.92% | 1.009% | 0.07406% | 2064333.4225 | 5245798.3828 | 357297.1382 | 24516.9065 | 1682519.3778 | 909763.6043 | 53556.3505 | 4282478.428 | 215 | 0.12528 | 0.074673 | 0.016189 | 43381349.3924 | 941322.2012 | 58634.7361 | 4434858.5146 | 7513746.8165 | 468029.5028 | 35399573.0731 | 45136555.7745 | 7812285.5697 | 536061.0373 | 36788209.1675 | 11675503.9843 | 2024848.8051 | 119199.66 | 9531455.5192 |  | 1168 | 215-38R | 5434815.4519 | 3370482.0294 | 189017.0691 | 5375940.6103 | 3335616.4059 | 180068.9528 | 54849.6154 | 30840.3972 | 4922.8901 | 4025.2262 | 941322.2012 | 584025.0629 | 31558.5969 | 4425366.3306 | 583952.0154 | 31544.3913 | 124.5282 | 70.0187 | 11.1767 | 3.0289 | 4434858.5146 | 2752339.1368 | 152380.0866 | 4425366.3306 | 2745401.3768 | 148199.7802 | 5835.641 | 3281.2169 | 523.7634 | 3656.543 | 58634.7361 | 34117.8296 | 5078.3856 | 9379.6356 | 6263.0138 | 324.7813 | 48889.4462 | 27489.1616 | 4387.95 | 365.6543 | 0.020867 | 0.013006 | 0.0006804 | 0.098782 | 0.056037 | 0.0098782 | 0.0056306 | 5000000 | scaled
216-1856 | 0 | 0 | 0 | 0 | 0% | 0% | 0% | 0 | 0 | 0 | 0 | 0 | 0 | 0 | 0 | 216 | 0 | 0 | 0 | 0 | 0 | 0 | 0 | 0 | 0 | 0 | 0 | 0 | 0 | 0 | 0 | 0 | 0 | 0 |  | 1169 | 216-1856 | 0 | 0 | 0 | 0 | 0 | 0 | 0 | 0 | 0 | 0 | 0 | 0 | 0 | 0 | 0 | 0 | 0 | 0 | 0 | 0 | 0 | 0 | 0 | 0 | 0 | 0 | 0 | 0 | 0 | 0 | 0 | 0 | 0 | 0 | 0 | 0 | 0 | 0 | 0 | 0 | 0 | 0 | 0 | 0 | 0 | 0 | 0 | 5000000 | scaled
216-1857F | 0 | 0 | 0 | 0 | 0% | 0% | 0% | 0 | 0 | 0 | 0 | 0 | 0 | 0 | 0 | 216 | 0 | 0 | 0 | 0 | 0 | 0 | 0 | 0 | 0 | 0 | 0 | 0 | 0 | 0 | 0 | 0 | 0 | 0 |  | 1170 | 216-1857F | 0 | 0 | 0 | 0 | 0 | 0 | 0 | 0 | 0 | 0 | 0 | 0 | 0 | 0 | 0 | 0 | 0 | 0 | 0 | 0 | 0 | 0 | 0 | 0 | 0 | 0 | 0 | 0 | 0 | 0 | 0 | 0 | 0 | 0 | 0 | 0 | 0 | 0 | 0 | 0 | 0 | 0 | 0 | 0 | 0 | 0 | 0 | 5000000 | scaled
216-1859F | 14041287.7051 | 13926878.6549 | 108865.6056 | 5543.4446 | 99.19% | 0.7753% | 0.03948% | 8037565.9806 | 13736074.4208 | 1440261.7508 | 43597.3037 | 6553706.9262 | 2458311.8391 | 90463.6049 | 11187298.9767 | 216 | 0.15704 | 0.089113 | 0.020792 | 89409782.1191 | 2510577.4126 | 100022.6082 | 11430687.6843 | 15986438.2931 | 636907.3686 | 72786436.4574 | 67372158.9315 | 12072503.518 | 365439.5472 | 54934215.8663 | 14679643.9092 | 2627180.1761 | 96677.8037 | 11955785.9293 |  | 1171 | 216-1859F | 14041287.7051 | 6003721.7244 | 305213.2843 | 13926878.6549 | 5936851.3281 | 289688.6911 | 108865.6056 | 61326.9518 | 9981.1486 | 5543.4446 | 2510577.4126 | 1070315.6618 | 52265.5735 | 11415517.6399 | 1070208.2013 | 52244.5916 | 183.3557 | 103.2892 | 16.8106 | 4.1713 | 11430687.6843 | 4876980.7581 | 243388.7076 | 11415517.6399 | 4866236.1054 | 237423.8556 | 10134.3414 | 5708.9497 | 929.149 | 5035.703 | 100022.6082 | 56425.3045 | 9559.0033 | 971.1294 | 407.0214 | 20.244 | 98547.9085 | 55514.7128 | 9035.189 | 503.5703 | 0.024139 | 0.010353 | 0.0005408 | 0.12517 | 0.071026 | 0.012517 | 0.0077338 | 5000000 | scaled
216-1893F | 0 | 0 | 0 | 0 | 0% | 0% | 0% | 0 | 0 | 0 | 0 | 0 | 0 | 0 | 0 | 216 | 0 | 0 | 0 | 0 | 0 | 0 | 0 | 0 | 0 | 0 | 0 | 0 | 0 | 0 | 0 | 0 | 0 | 0 |  | 1172 | 216-1893F | 0 | 0 | 0 | 0 | 0 | 0 | 0 | 0 | 0 | 0 | 0 | 0 | 0 | 0 | 0 | 0 | 0 | 0 | 0 | 0 | 0 | 0 | 0 | 0 | 0 | 0 | 0 | 0 | 0 | 0 | 0 | 0 | 0 | 0 | 0 | 0 | 0 | 0 | 0 | 0 | 0 | 0 | 0 | 0 | 0 | 0 | 0 | 5000000 | scaled
216-1894 | 0 | 0 | 0 | 0 | 0% | 0% | 0% | 0 | 0 | 0 | 0 | 0 | 0 | 0 | 0 | 216 | 0 | 0 | 0 | 0 | 0 | 0 | 0 | 0 | 0 | 0 | 0 | 0 | 0 | 0 | 0 | 0 | 0 | 0 |  | 1173 | 216-1894 | 0 | 0 | 0 | 0 | 0 | 0 | 0 | 0 | 0 | 0 | 0 | 0 | 0 | 0 | 0 | 0 | 0 | 0 | 0 | 0 | 0 | 0 | 0 | 0 | 0 | 0 | 0 | 0 | 0 | 0 | 0 | 0 | 0 | 0 | 0 | 0 | 0 | 0 | 0 | 0 | 0 | 0 | 0 | 0 | 0 | 0 | 0 | 5000000 | scaled
216-1914 | 0 | 0 | 0 | 0 | 0% | 0% | 0% | 0 | 0 | 0 | 0 | 0 | 0 | 0 | 0 | 216 | 0 | 0 | 0 | 0 | 0 | 0 | 0 | 0 | 0 | 0 | 0 | 0 | 0 | 0 | 0 | 0 | 0 | 0 |  | 1174 | 216-1914 | 0 | 0 | 0 | 0 | 0 | 0 | 0 | 0 | 0 | 0 | 0 | 0 | 0 | 0 | 0 | 0 | 0 | 0 | 0 | 0 | 0 | 0 | 0 | 0 | 0 | 0 | 0 | 0 | 0 | 0 | 0 | 0 | 0 | 0 | 0 | 0 | 0 | 0 | 0 | 0 | 0 | 0 | 0 | 0 | 0 | 0 | 0 | 5000000 | scaled
216-1915F | 0 | 0 | 0 | 0 | 0% | 0% | 0% | 0 | 0 | 0 | 0 | 0 | 0 | 0 | 0 | 216 | 0 | 0 | 0 | 0 | 0 | 0 | 0 | 0 | 0 | 0 | 0 | 0 | 0 | 0 | 0 | 0 | 0 | 0 |  | 1175 | 216-1915F | 0 | 0 | 0 | 0 | 0 | 0 | 0 | 0 | 0 | 0 | 0 | 0 | 0 | 0 | 0 | 0 | 0 | 0 | 0 | 0 | 0 | 0 | 0 | 0 | 0 | 0 | 0 | 0 | 0 | 0 | 0 | 0 | 0 | 0 | 0 | 0 | 0 | 0 | 0 | 0 | 0 | 0 | 0 | 0 | 0 | 0 | 0 | 5000000 | scaled
216-1916F | 0 | 0 | 0 | 0 | 0% | 0% | 0% | 0 | 0 | 0 | 0 | 0 | 0 | 0 | 0 | 216 | 0 | 0 | 0 | 0 | 0 | 0 | 0 | 0 | 0 | 0 | 0 | 0 | 0 | 0 | 0 | 0 | 0 | 0 |  | 1176 | 216-1916F | 0 | 0 | 0 | 0 | 0 | 0 | 0 | 0 | 0 | 0 | 0 | 0 | 0 | 0 | 0 | 0 | 0 | 0 | 0 | 0 | 0 | 0 | 0 | 0 | 0 | 0 | 0 | 0 | 0 | 0 | 0 | 0 | 0 | 0 | 0 | 0 | 0 | 0 | 0 | 0 | 0 | 0 | 0 | 0 | 0 | 0 | 0 | 5000000 | scaled
216-1917F | 0 | 0 | 0 | 0 | 0% | 0% | 0% | 0 | 0 | 0 | 0 | 0 | 0 | 0 | 0 | 216 | 0 | 0 | 0 | 0 | 0 | 0 | 0 | 0 | 0 | 0 | 0 | 0 | 0 | 0 | 0 | 0 | 0 | 0 |  | 1177 | 216-1917F | 0 | 0 | 0 | 0 | 0 | 0 | 0 | 0 | 0 | 0 | 0 | 0 | 0 | 0 | 0 | 0 | 0 | 0 | 0 | 0 | 0 | 0 | 0 | 0 | 0 | 0 | 0 | 0 | 0 | 0 | 0 | 0 | 0 | 0 | 0 | 0 | 0 | 0 | 0 | 0 | 0 | 0 | 0 | 0 | 0 | 0 | 0 | 5000000 | scaled
216-220R | 71281.5532 | 71210.3647 | 0 | 71.1885 | 99.9% | 0% | 0.09987% | 17067.3498 | 69794.953 | 2747.8823 | 0 | 14319.4675 | 11259.0145 | 0 | 58535.9385 | 216 | 0.000285 | 0.000224 | 0.0001062 | 250110712.9361 | 11486.2362 | 6.4668 | 59788.8501 | 40302583.3165 | 22690.5683 | 209785439.0513 | 242027693.8804 | 38967011.6937 | 0 | 203060682.1867 | 13998118.4071 | 2258114.818 | 0 | 11740003.5892 |  | 1178 | 216-220R | 71281.5532 | 54214.2034 | 1486.6002 | 71210.3647 | 54143.0149 | 1415.4117 | 0 | 0 | 0 | 71.1885 | 11486.2362 | 8738.3539 | 227.2218 | 59724.182 | 8738.3004 | 227.1682 | 0 | 0 | 0 | 0.053567 | 59788.8501 | 45469.3827 | 1252.9116 | 59724.182 | 45404.7146 | 1188.2435 | 0 | 0 | 0 | 64.6681 | 6.4668 | 6.4668 | 6.4668 | 0 | 0 | 0 | 0 | 0 | 0 | 6.4668 | 0.0001854 | 0.0001244 | 6.6e-06 | 0 | 0 | 0 | 9.96e-05 | 5000000 | scaled
216-40 | 0 | 0 | 0 | 0 | 0% | 0% | 0% | 0 | 0 | 0 | 0 | 0 | 0 | 0 | 0 | 216 | 0 | 0 | 0 | 0 | 0 | 0 | 0 | 0 | 0 | 0 | 0 | 0 | 0 | 0 | 0 | 0 | 0 | 0 |  | 1179 | 216-40 | 0 | 0 | 0 | 0 | 0 | 0 | 0 | 0 | 0 | 0 | 0 | 0 | 0 | 0 | 0 | 0 | 0 | 0 | 0 | 0 | 0 | 0 | 0 | 0 | 0 | 0 | 0 | 0 | 0 | 0 | 0 | 0 | 0 | 0 | 0 | 0 | 0 | 0 | 0 | 0 | 0 | 0 | 0 | 0 | 0 | 0 | 0 | 5000000 | scaled
216-41 | 0 | 0 | 0 | 0 | 0% | 0% | 0% | 0 | 0 | 0 | 0 | 0 | 0 | 0 | 0 | 216 | 0 | 0 | 0 | 0 | 0 | 0 | 0 | 0 | 0 | 0 | 0 | 0 | 0 | 0 | 0 | 0 | 0 | 0 |  | 1180 | 216-41 | 0 | 0 | 0 | 0 | 0 | 0 | 0 | 0 | 0 | 0 | 0 | 0 | 0 | 0 | 0 | 0 | 0 | 0 | 0 | 0 | 0 | 0 | 0 | 0 | 0 | 0 | 0 | 0 | 0 | 0 | 0 | 0 | 0 | 0 | 0 | 0 | 0 | 0 | 0 | 0 | 0 | 0 | 0 | 0 | 0 | 0 | 0 | 5000000 | scaled
216-48 | 0 | 0 | 0 | 0 | 0% | 0% | 0% | 0 | 0 | 0 | 0 | 0 | 0 | 0 | 0 | 216 | 0 | 0 | 0 | 0 | 0 | 0 | 0 | 0 | 0 | 0 | 0 | 0 | 0 | 0 | 0 | 0 | 0 | 0 |  | 1181 | 216-48 | 0 | 0 | 0 | 0 | 0 | 0 | 0 | 0 | 0 | 0 | 0 | 0 | 0 | 0 | 0 | 0 | 0 | 0 | 0 | 0 | 0 | 0 | 0 | 0 | 0 | 0 | 0 | 0 | 0 | 0 | 0 | 0 | 0 | 0 | 0 | 0 | 0 | 0 | 0 | 0 | 0 | 0 | 0 | 0 | 0 | 0 | 0 | 5000000 | scaled
216-50 | 0 | 0 | 0 | 0 | 0% | 0% | 0% | 0 | 0 | 0 | 0 | 0 | 0 | 0 | 0 | 216 | 0 | 0 | 0 | 0 | 0 | 0 | 0 | 0 | 0 | 0 | 0 | 0 | 0 | 0 | 0 | 0 | 0 | 0 |  | 1182 | 216-50 | 0 | 0 | 0 | 0 | 0 | 0 | 0 | 0 | 0 | 0 | 0 | 0 | 0 | 0 | 0 | 0 | 0 | 0 | 0 | 0 | 0 | 0 | 0 | 0 | 0 | 0 | 0 | 0 | 0 | 0 | 0 | 0 | 0 | 0 | 0 | 0 | 0 | 0 | 0 | 0 | 0 | 0 | 0 | 0 | 0 | 0 | 0 | 5000000 | scaled
217-41AE | 2013596.5771 | 1796628.9519 | 207510.3844 | 9457.2408 | 89.22% | 10.31% | 0.4697% | 828194.8081 | 1911678.964 | 117678.9956 | 82047.856 | 628467.9565 | 274287.9048 | 171106.0885 | 1466284.9708 | 217 | 0.19664 | 0.11833 | 0.028797 | 10240129.706 | 286065.9466 | 188961.6178 | 1538569.0127 | 1454786.1429 | 960962.835 | 7824380.728 | 10018134.4446 | 1423486.3439 | 992479.6004 | 7602168.5003 | 3539223.8351 | 507808.2192 | 316780.5672 | 2714635.0487 |  | 1183 | 217-41AE | 2013596.5771 | 1185401.769 | 101917.6131 | 1796628.9519 | 1058876.2516 | 73233.1625 | 207510.3844 | 117068.2767 | 19227.2098 | 9457.2408 | 286065.9466 | 168386.951 | 11778.0418 | 1504393.9904 | 168023.6838 | 11712.4316 | 631.2984 | 356.1509 | 58.494 | 7.1163 | 1538569.0127 | 910101.0563 | 72284.042 | 1504393.9904 | 887076.6609 | 61322.4928 | 25584.0001 | 14433.3731 | 2370.5269 | 8591.0223 | 188961.6178 | 106913.7618 | 17855.5293 | 6807.4297 | 3775.9069 | 198.2381 | 181295.0859 | 102278.7526 | 16798.189 | 859.1022 | 0.04004 | 0.023711 | 0.0012376 | 0.14338 | 0.081393 | 0.014338 | 0.013221 | 5000000 | scaled
217-48AE | 2727584.5153 | 2396177.964 | 321334.4889 | 10072.0624 | 87.85% | 11.78% | 0.3693% | 1192831.4723 | 2618646.1547 | 176211.1316 | 123713.2933 | 892907.0474 | 389115.8126 | 256989.8936 | 1972540.4486 | 217 | 0.20236 | 0.12059 | 0.029846 | 13478925.1751 | 400681.6436 | 283918.8711 | 2042984.0006 | 1980051.5301 | 1403044.048 | 10095829.5969 | 12727477.3895 | 1880167.6892 | 1320017.2699 | 9527292.4304 | 3650039.89 | 542375.0113 | 358209.2835 | 2749455.5952 |  | 1184 | 217-48AE | 2727584.5153 | 1534753.043 | 108938.3605 | 2396177.964 | 1343367.2795 | 69094.581 | 321334.4889 | 181313.7011 | 29771.7172 | 10072.0624 | 400681.6436 | 224470.512 | 11565.831 | 1993162.9932 | 224133.0654 | 11504.0878 | 584.6105 | 329.8678 | 54.1643 | 7.5789 | 2042984.0006 | 1150076.9532 | 70443.552 | 1993162.9932 | 1117978.4513 | 57525.7995 | 40671.477 | 22948.9715 | 3768.2221 | 9149.5304 | 283918.8711 | 160205.5778 | 26928.9775 | 2925.5166 | 1255.7629 | 64.6936 | 280078.4015 | 158034.8619 | 25949.3309 | 914.953 | 0.045211 | 0.025207 | 0.0013176 | 0.14291 | 0.081142 | 0.014291 | 0.014237 | 5000000 | scaled
217-835R | 10686932.5847 | 10546229.7286 | 130572.3311 | 10130.5249 | 98.68% | 1.222% | 0.09479% | 3780635.8854 | 10238007.0259 | 624815.1672 | 48828.3904 | 3106992.3278 | 1699425.744 | 102671.2406 | 8435910.0413 | 217 | 0.28412 | 0.17098 | 0.03722 | 37613780.3256 | 1771317.5616 | 113962.193 | 8801652.8301 | 6234337.975 | 401101.8933 | 30978340.4573 | 40392188.0167 | 6675504.4583 | 521680.8987 | 33195002.6596 | 12061341.9275 | 2002084.4806 | 120956.4455 | 9938301.0014 |  | 1185 | 217-835R | 10686932.5847 | 6906296.6993 | 448925.5588 | 10546229.7286 | 6822289.6854 | 426439.6535 | 130572.3311 | 73876.489 | 12355.3804 | 10130.5249 | 1771317.5616 | 1146502.3944 | 71891.8176 | 8770183.329 | 1146211.3712 | 71836.7978 | 500.8934 | 283.4003 | 47.3969 | 7.6229 | 8801652.8301 | 5694660.5023 | 365742.7888 | 8770183.329 | 5672859.5008 | 354433.1532 | 22266.8629 | 12598.3632 | 2106.9974 | 9202.6382 | 113962.193 | 65133.8026 | 11290.9524 | 5237.3543 | 3218.8133 | 169.7025 | 107804.5749 | 60994.7254 | 10200.9861 | 920.2638 | 0.058771 | 0.036791 | 0.0019198 | 0.21117 | 0.12001 | 0.021117 | 0.014184 | 5000000 | scaled
217-837R | 3657183.3822 | 3461858.2787 | 187410.7511 | 7914.3524 | 94.66% | 5.124% | 0.2164% | 1460308.5604 | 3535029.6882 | 241046.4804 | 80376.8304 | 1138885.2495 | 588906.1658 | 167993.7209 | 2778129.8015 | 217 | 0.14269 | 0.086087 | 0.021628 | 25630019.6241 | 606014.8922 | 184063.7589 | 2867104.7311 | 4247031.6514 | 1289942.9042 | 20093045.0686 | 25519240.0921 | 4212344.6885 | 1404604.2658 | 19902291.1378 | 5647889.9758 | 940890.8903 | 268402.2868 | 4438596.7987 |  | 1186 | 217-837R | 3657183.3822 | 2196874.8218 | 122153.694 | 3461858.2787 | 2083581.6921 | 97516.6673 | 187410.7511 | 105378.7773 | 16722.6743 | 7914.3524 | 606014.8922 | 364968.4117 | 17108.7264 | 2839499.2999 | 364773.1311 | 17072.7268 | 336.7053 | 189.3253 | 30.0442 | 5.9553 | 2867104.7311 | 1728219.4816 | 88974.9296 | 2839499.2999 | 1709550.3738 | 79963.7584 | 20415.9793 | 11479.6559 | 1821.7192 | 7189.4519 | 184063.7589 | 103686.9285 | 16070.038 | 16686.7473 | 9258.1872 | 480.1821 | 166658.0664 | 93709.7961 | 14870.9108 | 718.9452 | 0.038224 | 0.021982 | 0.0011468 | 0.093318 | 0.052956 | 0.0093318 | 0.01115 | 5000000 | scaled
217-972R | 1438659.3628 | 1307400.2329 | 124584.4907 | 6674.6392 | 90.88% | 8.66% | 0.4639% | 747161.1955 | 1391511.2905 | 115754.9323 | 47442.3803 | 583963.8828 | 213554.1154 | 98857.5009 | 1079099.6742 | 217 | 0.18227 | 0.10515 | 0.024474 | 7892977.7167 | 218405.1284 | 109444.6627 | 1110809.5717 | 1198245.2945 | 600450.8824 | 6094281.5397 | 6576114.4934 | 1018813.1994 | 417562.5378 | 5139738.7562 | 1926487.0004 | 295656.4062 | 136863.9204 | 1493966.6739 |  | 1187 | 217-972R | 1438659.3628 | 691498.1673 | 47148.0723 | 1307400.2329 | 614496.5715 | 28924.0109 | 124584.4907 | 70326.9566 | 11549.4221 | 6674.6392 | 218405.1284 | 102650.1961 | 4851.013 | 1087791.8458 | 102378.8836 | 4802.2591 | 471.734 | 266.2901 | 43.7314 | 5.0225 | 1110809.5717 | 526845.6888 | 31709.8975 | 1087791.8458 | 511211.7552 | 24074.8733 | 16954.4379 | 9570.6457 | 1571.7363 | 6063.288 | 109444.6627 | 62002.2824 | 10587.1618 | 1680.0151 | 905.9328 | 46.8785 | 107158.3188 | 60490.0208 | 9933.9545 | 606.3288 | 0.028671 | 0.013887 | 0.000724 | 0.14428 | 0.081944 | 0.014428 | 0.0093218 | 5000000 | scaled
217-983R | 10116962.9104 | 10020803.7313 | 92061.404 | 4097.7751 | 99.05% | 0.91% | 0.0405% | 5590357.3905 | 9845452.8034 | 881826.1273 | 36938.5626 | 4671592.7006 | 1550955.8668 | 76888.4621 | 8217608.4745 | 217 | 0.2438 | 0.13824 | 0.027646 | 41497793.6824 | 1591972.3154 | 85190.4981 | 8439800.0969 | 6529957.5848 | 349434.6817 | 34618401.4159 | 32744589.6177 | 5165150.0318 | 216361.4931 | 27363078.0928 | 9821096.5569 | 1547119.0231 | 76698.251 | 8197279.2827 |  | 1188 | 217-983R | 10116962.9104 | 4526605.5198 | 271510.107 | 10020803.7313 | 4470393.8558 | 258699.0326 | 92061.404 | 52113.889 | 8713.2993 | 4097.7751 | 1591972.3154 | 710146.1881 | 41016.4486 | 8427541.3544 | 710070.1479 | 41001.167 | 128.8811 | 72.9567 | 12.1982 | 3.0834 | 8439800.0969 | 3768207.3962 | 222191.6224 | 8427541.3544 | 3759652.7445 | 217661.2441 | 8536.2956 | 4832.2048 | 807.9314 | 3722.4469 | 85190.4981 | 48251.9356 | 8302.036 | 1422.026 | 670.9634 | 36.6216 | 83396.2274 | 47208.7275 | 7893.1697 | 372.2447 | 0.025816 | 0.011788 | 0.0006162 | 0.21217 | 0.12064 | 0.021217 | 0.0058128 | 5000000 | scaled
220-288R | 2198679.8663 | 2118136.7464 | 76362.619 | 4180.5009 | 96.34% | 3.473% | 0.1901% | 717069.384 | 2122811.1827 | 98692.4493 | 31311.9099 | 587065.0248 | 297348.4219 | 67798.1121 | 1757664.6487 | 220 | 0.37523 | 0.21819 | 0.041198 | 5859514.9733 | 306564.8109 | 74808.6826 | 1817306.3727 | 816999.8404 | 199366.2665 | 4843148.8664 | 6790572.1083 | 934607.1784 | 296520.5138 | 5559444.4161 | 1841544.418 | 257950.5568 | 58815.0449 | 1524778.8164 |  | 1189 | 220-288R | 2198679.8663 | 1481610.4823 | 75868.6836 | 2118136.7464 | 1434164.5491 | 64313.1076 | 76362.619 | 43265.4323 | 7375.0751 | 4180.5009 | 306564.8109 | 207872.3616 | 9216.3891 | 1802665.5795 | 207817.1082 | 9204.361 | 91.969 | 52.1077 | 8.8823 | 3.1457 | 1817306.3727 | 1230241.3479 | 59641.724 | 1802665.5795 | 1220300.2277 | 54796.8961 | 10843.1976 | 6143.5246 | 1047.2322 | 3797.5956 | 74808.6826 | 43496.7727 | 7010.5705 | 9001.4707 | 6047.2132 | 311.8504 | 65427.4524 | 37069.7999 | 6318.9606 | 379.7596 | 0.024519 | 0.01641 | 0.0008568 | 0.34486 | 0.19592 | 0.034486 | 0.0058558 | 5000000 | scaled
220-294R | 1925887.6447 | 1623346.7665 | 294263.9944 | 8276.8838 | 84.29% | 15.28% | 0.4298% | 937743.7273 | 1850384.6008 | 103848.4697 | 114813.616 | 719081.6417 | 202610.5744 | 240125.6864 | 1407648.34 | 220 | 0.44397 | 0.25467 | 0.051317 | 4337846.6193 | 207610.1467 | 266403.2201 | 1451874.2778 | 467618.6462 | 600043.4714 | 3270184.5018 | 3880153.3826 | 429699.4787 | 475070.563 | 2975383.3409 | 1471306.6599 | 161102.8796 | 190932.4805 | 1119271.2998 |  | 1190 | 220-294R | 1925887.6447 | 988143.9174 | 75503.0439 | 1623346.7665 | 813075.0486 | 38705.4136 | 294263.9944 | 166791.985 | 28520.7464 | 8276.8838 | 207610.1467 | 103761.6771 | 4999.5723 | 1413185.0286 | 103214.5299 | 4900.8493 | 954.3204 | 540.919 | 92.4949 | 6.2281 | 1451874.2778 | 732792.6362 | 44225.9379 | 1413185.0286 | 707606.1011 | 33686.0458 | 31170.4713 | 17667.7571 | 3021.1141 | 7518.778 | 266403.2201 | 151589.6041 | 26277.5337 | 3512.1396 | 2254.4175 | 118.5185 | 262139.2027 | 148583.3088 | 25407.1373 | 751.8778 | 0.047871 | 0.024602 | 0.0012848 | 0.38452 | 0.21848 | 0.038452 | 0.01158 | 5000000 | scaled
220-298R | 3585631.4391 | 3204472.4076 | 360773.6342 | 20385.3974 | 89.37% | 10.06% | 0.5685% | 1681354.0961 | 3432469.9437 | 201376.3305 | 138384.2406 | 1341593.525 | 407865.3192 | 289721.6084 | 2734883.016 | 220 | 0.50177 | 0.29674 | 0.069555 | 7145997.4895 | 420907.7494 | 322334.6766 | 2842389.013 | 838849.662 | 642398.0906 | 5664749.7369 | 6417235.2585 | 768594.3675 | 528172.0431 | 5120468.8479 | 2202007.2549 | 261654.8453 | 185862.9774 | 1754489.4322 |  | 1191 | 220-298R | 3585631.4391 | 1904277.343 | 153161.4954 | 3204472.4076 | 1679346.7867 | 97814.3633 | 360773.6342 | 204545.159 | 34961.7348 | 20385.3974 | 420907.7494 | 219531.419 | 13042.4302 | 2779327.8197 | 219248.3307 | 12981.3261 | 472.2515 | 267.7489 | 45.7648 | 15.3394 | 2842389.013 | 1500795.488 | 107505.997 | 2779327.8197 | 1457023.0616 | 84671.2078 | 44542.9588 | 25254.1919 | 4316.5547 | 18518.2346 | 322334.6766 | 183950.436 | 32613.0682 | 4724.4293 | 3075.3944 | 161.8294 | 315758.4239 | 179023.2181 | 30599.4153 | 1851.8235 | 0.090418 | 0.050591 | 0.0026424 | 0.38271 | 0.21751 | 0.038271 | 0.028642 | 5000000 | scaled
221-1229 | 0 | 0 | 0 | 0 | 0% | 0% | 0% | 0 | 0 | 0 | 0 | 0 | 0 | 0 | 0 | 221 | 0 | 0 | 0 | 0 | 0 | 0 | 0 | 0 | 0 | 0 | 0 | 0 | 0 | 0 | 0 | 0 | 0 | 0 |  | 1192 | 221-1229 | 0 | 0 | 0 | 0 | 0 | 0 | 0 | 0 | 0 | 0 | 0 | 0 | 0 | 0 | 0 | 0 | 0 | 0 | 0 | 0 | 0 | 0 | 0 | 0 | 0 | 0 | 0 | 0 | 0 | 0 | 0 | 0 | 0 | 0 | 0 | 0 | 0 | 0 | 0 | 0 | 0 | 0 | 0 | 0 | 0 | 0 | 0 | 5000000 | scaled
221-1230F | 3690962.2783 | 3687572.8112 | 0 | 3389.4671 | 99.91% | 0% | 0.09183% | 1212748.6189 | 3567957.7303 | 180506.5262 | 0 | 1032242.0927 | 530972.9478 | 0 | 3036984.7825 | 221 | 0.035843 | 0.025643 | 0.0058418 | 102975244.3508 | 548740.2605 | 307.9015 | 3141914.1163 | 15309466.2451 | 8590.235 | 87657187.8706 | 96642891.215 | 14384409.3504 | 0 | 82258481.8646 | 21055932.7594 | 3133481.8209 | 0 | 17922450.9384 |  | 1193 | 221-1230F | 3690962.2783 | 2478213.6594 | 123004.548 | 3687572.8112 | 2474824.1923 | 119615.0809 | 0 | 0 | 0 | 3389.4671 | 548740.2605 | 368233.7343 | 17767.3127 | 3138835.1012 | 368231.1839 | 17764.7623 | 0 | 0 | 0 | 2.5505 | 3141914.1163 | 2109672.0236 | 104929.3338 | 3138835.1012 | 2106593.0085 | 101850.3186 | 0 | 0 | 0 | 3079.0151 | 307.9015 | 307.9015 | 307.9015 | 0 | 0 | 0 | 0 | 0 | 0 | 307.9015 | 0.031093 | 0.020892 | 0.0010912 | 0 | 0 | 0 | 0.0047506 | 5000000 | scaled
221-1232F | 0 | 0 | 0 | 0 | 0% | 0% | 0% | 0 | 0 | 0 | 0 | 0 | 0 | 0 | 0 | 221 | 0 | 0 | 0 | 0 | 0 | 0 | 0 | 0 | 0 | 0 | 0 | 0 | 0 | 0 | 0 | 0 | 0 | 0 |  | 1194 | 221-1232F | 0 | 0 | 0 | 0 | 0 | 0 | 0 | 0 | 0 | 0 | 0 | 0 | 0 | 0 | 0 | 0 | 0 | 0 | 0 | 0 | 0 | 0 | 0 | 0 | 0 | 0 | 0 | 0 | 0 | 0 | 0 | 0 | 0 | 0 | 0 | 0 | 0 | 0 | 0 | 0 | 0 | 0 | 0 | 0 | 0 | 0 | 0 | 5000000 | scaled
221-1234 | 0 | 0 | 0 | 0 | 0% | 0% | 0% | 0 | 0 | 0 | 0 | 0 | 0 | 0 | 0 | 221 | 0 | 0 | 0 | 0 | 0 | 0 | 0 | 0 | 0 | 0 | 0 | 0 | 0 | 0 | 0 | 0 | 0 | 0 |  | 1195 | 221-1234 | 0 | 0 | 0 | 0 | 0 | 0 | 0 | 0 | 0 | 0 | 0 | 0 | 0 | 0 | 0 | 0 | 0 | 0 | 0 | 0 | 0 | 0 | 0 | 0 | 0 | 0 | 0 | 0 | 0 | 0 | 0 | 0 | 0 | 0 | 0 | 0 | 0 | 0 | 0 | 0 | 0 | 0 | 0 | 0 | 0 | 0 | 0 | 5000000 | scaled
221-1235F | 236176.8559 | 0 | 236176.8559 | 0 | 0% | 100% | 0% | 7336.7005 | 15314.0551 | 10.7303 | 6658.6029 | 667.3673 | 22.3976 | 13898.6472 | 1393.0103 | 221 | 0.16409 | 0.16409 | 0.16409 | 1439298.8791 | 345.4206 | 214348.1127 | 21483.3226 | 2105.0476 | 1306271.0869 | 130922.7446 | 1394587.8732 | 2039.6555 | 1265692.5141 | 126855.7036 | 1345972.6207 | 1968.5532 | 1221570.5464 | 122433.5211 |  | 1196 | 221-1235F | 236176.8559 | 228840.1555 | 220862.8009 | 0 | 0 | 0 | 236176.8559 | 228840.1555 | 220862.8009 | 0 | 345.4206 | 334.6903 | 323.023 | 0 | 0 | 0 | 345.4206 | 334.6903 | 323.023 | 0 | 21483.3226 | 20815.9554 | 20090.3124 | 0 | 0 | 0 | 21483.3226 | 20815.9554 | 20090.3124 | 0 | 214348.1127 | 207689.5098 | 200449.4655 | 0 | 0 | 0 | 214348.1127 | 207689.5098 | 200449.4655 | 0 | 0 | 0 | 0 | 0.16409 | 0.16409 | 0.16409 | 0 | 5000000 | scaled
221-1236F | 0 | 0 | 0 | 0 | 0% | 0% | 0% | 0 | 0 | 0 | 0 | 0 | 0 | 0 | 0 | 221 | 0 | 0 | 0 | 0 | 0 | 0 | 0 | 0 | 0 | 0 | 0 | 0 | 0 | 0 | 0 | 0 | 0 | 0 |  | 1197 | 221-1236F | 0 | 0 | 0 | 0 | 0 | 0 | 0 | 0 | 0 | 0 | 0 | 0 | 0 | 0 | 0 | 0 | 0 | 0 | 0 | 0 | 0 | 0 | 0 | 0 | 0 | 0 | 0 | 0 | 0 | 0 | 0 | 0 | 0 | 0 | 0 | 0 | 0 | 0 | 0 | 0 | 0 | 0 | 0 | 0 | 0 | 0 | 0 | 5000000 | scaled
221-1237F | 2479.9057 | 0 | 2479.9057 | 0 | 0% | 100% | 0% | 76.5702 | 159.8282 | 0.050288 | 60.7093 | 15.8106 | 0.10497 | 126.7211 | 33.0021 | 221 | 0.16564 | 0.16564 | 0.16564 | 14971.4247 | 1.6287 | 1966.2146 | 512.0624 | 9.8326 | 11870.2229 | 3091.3692 | 14509.1633 | 9.529 | 11503.715 | 2995.9194 | 14006.527 | 9.1989 | 11105.1955 | 2892.1327 |  | 1198 | 221-1237F | 2479.9057 | 2403.3355 | 2320.0776 | 0 | 0 | 0 | 2479.9057 | 2403.3355 | 2320.0776 | 0 | 1.6287 | 1.5784 | 1.5237 | 0 | 0 | 0 | 1.6287 | 1.5784 | 1.5237 | 0 | 512.0624 | 496.2519 | 479.0604 | 0 | 0 | 0 | 512.0624 | 496.2519 | 479.0604 | 0 | 1966.2146 | 1905.5053 | 1839.4935 | 0 | 0 | 0 | 1966.2146 | 1905.5053 | 1839.4935 | 0 | 0 | 0 | 0 | 0.16564 | 0.16564 | 0.16564 | 0 | 5000000 | scaled
221-1249R | 329371.7883 | 200693.7086 | 116714.123 | 11963.9566 | 60.93% | 35.44% | 3.632% | 150352.301 | 301727.8575 | 11034.1662 | 54184.2979 | 85133.837 | 22126.6889 | 109735.2136 | 169865.9549 | 221 | 0.32343 | 0.16993 | 0.036477 | 1018367.3939 | 22691.3613 | 120961.509 | 185718.918 | 70158.2325 | 373994.5588 | 574214.6026 | 1053478.438 | 77313.4568 | 379654.9112 | 596510.07 | 757849.6689 | 55575.5906 | 275621.8666 | 426652.2116 |  | 1199 | 221-1249R | 329371.7883 | 179019.4872 | 27643.9308 | 200693.7086 | 101132.9178 | 4763.3135 | 116714.123 | 65922.6128 | 10916.6607 | 11963.9566 | 22691.3613 | 11657.1952 | 564.6724 | 163205.7546 | 11478.6928 | 527.601 | 300.0947 | 169.4998 | 28.0689 | 9.0025 | 185718.918 | 100585.081 | 15852.9631 | 163205.7546 | 83139.5847 | 3895.6252 | 11645.0233 | 6577.3562 | 1089.1978 | 10868.1401 | 120961.509 | 66777.2111 | 11226.2954 | 15105.6898 | 6514.6403 | 340.0873 | 104769.0051 | 59175.7568 | 9799.394 | 1086.814 | 0.14162 | 0.059384 | 0.0031018 | 0.16493 | 0.093666 | 0.016493 | 0.016882 | 5000000 | scaled
221-1251R | 1814850.4819 | 1589147.8656 | 216249.2746 | 9453.3418 | 87.56% | 11.92% | 0.5209% | 1056834.0084 | 1755122.4748 | 137451.5015 | 90665.9375 | 828716.5694 | 222894.5382 | 185996.6595 | 1346231.2771 | 221 | 0.27478 | 0.14457 | 0.031691 | 6604778.5486 | 227240.2924 | 205299.3966 | 1382310.7929 | 826994.7434 | 747145.3238 | 5030638.4814 | 5243154.4675 | 681923.0348 | 449810.9554 | 4111420.4773 | 1884675.5626 | 239347.3363 | 199725.8675 | 1445602.3588 |  | 1200 | 221-1251R | 1814850.4819 | 758016.4736 | 59728.0071 | 1589147.8656 | 626477.2054 | 30052.323 | 216249.2746 | 122085.9264 | 20222.3423 | 9453.3418 | 227240.2924 | 89788.7909 | 4345.7542 | 1353042.2515 | 89615.0205 | 4311.0358 | 295.1975 | 166.657 | 27.6051 | 7.1133 | 1382310.7929 | 553594.2235 | 36079.5158 | 1353042.2515 | 533331.0207 | 25558.0659 | 20681.061 | 11675.7224 | 1933.9695 | 8587.4804 | 205299.3966 | 114633.4592 | 19302.7371 | 9167.6325 | 3531.1641 | 183.2213 | 195273.0161 | 110243.547 | 18260.7678 | 858.748 | 0.097077 | 0.037967 | 0.001984 | 0.16444 | 0.093342 | 0.016444 | 0.013264 | 5000000 | scaled
221-23R | 3270237.5696 | 3013932.7368 | 250367.2007 | 5937.6321 | 92.16% | 7.656% | 0.1816% | 1107165.2452 | 3136079.7867 | 174295.5387 | 102243.0661 | 830626.6404 | 508140.9835 | 215136.3397 | 2412802.4635 | 221 | 0.19945 | 0.11941 | 0.025715 | 16396491.3539 | 526499.2627 | 237331.3944 | 2506406.9125 | 2639790.0536 | 1189944.7893 | 12566756.5109 | 18114150.7105 | 2851620.9932 | 1672782.1939 | 13589747.5233 | 5217102.1942 | 845330.3552 | 357895.3172 | 4013876.5218 |  | 1201 | 221-23R | 3270237.5696 | 2163072.3244 | 134157.7829 | 3013932.7368 | 2015724.2275 | 104805.1421 | 250367.2007 | 141410.4649 | 23415.0087 | 5937.6321 | 526499.2627 | 352203.724 | 18358.2792 | 2479479.7924 | 352021.5232 | 18324.382 | 314.6762 | 177.733 | 29.4294 | 4.4679 | 2506406.9125 | 1675780.2721 | 93604.4491 | 2479479.7924 | 1658224.1951 | 86196.8085 | 21533.3345 | 12162.2913 | 2013.8549 | 5393.7856 | 237331.3944 | 135088.3283 | 22195.0547 | 8272.8258 | 5478.5092 | 283.9517 | 228519.19 | 129070.4405 | 21371.7244 | 539.3786 | 0.026617 | 0.017657 | 0.0009216 | 0.16449 | 0.093411 | 0.016449 | 0.0083448 | 5000000 | scaled
221-344R | 2735928.315 | 2629449.2922 | 98624.0236 | 7854.9991 | 96.11% | 3.605% | 0.2871% | 1002647.6967 | 2629310.3804 | 137012.613 | 38512.576 | 827122.5077 | 362950.5803 | 80523.7561 | 2185836.0441 | 221 | 0.2115 | 0.12703 | 0.028773 | 12935782.3468 | 375771.377 | 89476.9759 | 2270679.9621 | 1776690.0977 | 423057.3875 | 10736034.8616 | 13644763.1507 | 1864567.8431 | 524107.3001 | 11256088.0076 | 3705537.0227 | 511513.1415 | 113483.6577 | 3080540.2235 |  | 1202 | 221-344R | 2735928.315 | 1733280.6183 | 106617.9345 | 2629449.2922 | 1669721.0032 | 89535.2313 | 98624.0236 | 55704.616 | 9227.7041 | 7854.9991 | 375771.377 | 238758.764 | 12820.7968 | 2252686.5265 | 238688.3451 | 12804.2001 | 114.2107 | 64.5083 | 10.6861 | 5.9106 | 2270679.9621 | 1443557.4543 | 84843.9179 | 2252686.5265 | 1430289.1825 | 76692.4693 | 10857.9006 | 6132.7368 | 1015.9137 | 7135.535 | 89476.9759 | 50964.4 | 8953.2198 | 1111.5101 | 743.4756 | 38.562 | 87651.9123 | 49507.3709 | 8201.1043 | 713.5535 | 0.034505 | 0.021739 | 0.0011356 | 0.16595 | 0.094249 | 0.016595 | 0.011042 | 5000000 | scaled
221-35 | 710327.2529 | 706480.0529 | 3403.2868 | 443.9132 | 99.46% | 0.4791% | 0.06249% | 345024.7168 | 688852.0443 | 52502.4034 | 2042.9186 | 290479.3949 | 104934.587 | 4081.7784 | 579835.6789 | 221 | 0.17281 | 0.09811 | 0.017449 | 4110556.9084 | 108097.8551 | 4436.1089 | 597793.2888 | 625546.0188 | 25671.0948 | 3459339.7948 | 3723382.3942 | 566587.0147 | 22046.4411 | 3134748.9384 | 1230755.6153 | 187484.1387 | 7292.8167 | 1035978.66 |  | 1203 | 221-35 | 710327.2529 | 365302.536 | 21475.2086 | 706480.0529 | 362935.8983 | 20712.7872 | 3403.2868 | 1922.7246 | 318.5082 | 443.9132 | 108097.8551 | 55595.4517 | 3163.2681 | 596960.5977 | 55591.8767 | 3162.3972 | 5.7367 | 3.241 | 0.53689 | 0.33403 | 597793.2888 | 307313.8939 | 17957.6099 | 596960.5977 | 306668.0248 | 17514.1658 | 429.4374 | 242.6154 | 40.1904 | 403.2538 | 4436.1089 | 2393.1904 | 354.3306 | 1427.6709 | 675.9969 | 36.2242 | 2968.1127 | 1676.8681 | 277.7809 | 40.3254 | 0.0054186 | 0.0027506 | 0.0001438 | 0.16676 | 0.094731 | 0.016676 | 0.0006292 | 5000000 | scaled
221-36 | 0 | 0 | 0 | 0 | 0% | 0% | 0% | 0 | 0 | 0 | 0 | 0 | 0 | 0 | 0 | 221 | 0 | 0 | 0 | 0 | 0 | 0 | 0 | 0 | 0 | 0 | 0 | 0 | 0 | 0 | 0 | 0 | 0 | 0 |  | 1204 | 221-36 | 0 | 0 | 0 | 0 | 0 | 0 | 0 | 0 | 0 | 0 | 0 | 0 | 0 | 0 | 0 | 0 | 0 | 0 | 0 | 0 | 0 | 0 | 0 | 0 | 0 | 0 | 0 | 0 | 0 | 0 | 0 | 0 | 0 | 0 | 0 | 0 | 0 | 0 | 0 | 0 | 0 | 0 | 0 | 0 | 0 | 0 | 0 | 5000000 | scaled
221-37AE | 3934773.2911 | 3817749.2995 | 111681.1543 | 5342.8373 | 97.03% | 2.838% | 0.1358% | 1512647.397 | 3778945.0934 | 228252.0175 | 48406.5201 | 1235988.8594 | 572649.6632 | 105113.5066 | 3101181.9236 | 221 | 0.19925 | 0.11754 | 0.024899 | 19747623.8303 | 594512.31 | 115451.2449 | 3224809.7362 | 2983705.6906 | 579420.3597 | 16184497.78 | 20606050.9392 | 3109364.885 | 659418.197 | 16837267.8572 | 6258462.1614 | 948388.0184 | 174082.6838 | 5135991.4592 |  | 1205 | 221-37AE | 3934773.2911 | 2422125.894 | 155828.1977 | 3817749.2995 | 2353706.1677 | 140036.864 | 111681.1543 | 63076.889 | 10448.4964 | 5342.8373 | 594512.31 | 366260.2925 | 21862.6468 | 3207905.7065 | 366145.7304 | 21840.3156 | 195.7204 | 110.5418 | 18.3109 | 4.0203 | 3224809.7362 | 1988820.8767 | 123627.8126 | 3207905.7065 | 1977161.3183 | 117646.9346 | 12050.5597 | 6806.0885 | 1127.408 | 4853.47 | 115451.2449 | 67044.7248 | 10337.7383 | 15531.0238 | 10399.1191 | 549.6139 | 99434.8742 | 56160.2588 | 9302.7775 | 485.347 | 0.025889 | 0.01586 | 0.0008292 | 0.16588 | 0.094203 | 0.016588 | 0.0074814 | 5000000 | scaled
221-38AE | 318096.6552 | 106237.0339 | 210983.2568 | 876.3646 | 33.4% | 66.33% | 0.2755% | 125964.7863 | 295001.1923 | 5640.5625 | 77754.499 | 42569.7249 | 16973.7764 | 162039.445 | 115987.9709 | 221 | 0.16917 | 0.096866 | 0.017878 | 1880328.3736 | 17404.7189 | 178836.7187 | 121855.2176 | 102882.5239 | 1057137.0399 | 720308.8099 | 1983485.0786 | 88818.2468 | 1224349.2253 | 670317.6064 | 1291837.0611 | 74329.7111 | 709585.4725 | 507921.8775 |  | 1206 | 221-38AE | 318096.6552 | 192131.8689 | 23095.463 | 106237.0339 | 72051.5684 | 2483.3356 | 210983.2568 | 119203.936 | 19735.7628 | 876.3646 | 17404.7189 | 11764.1564 | 430.9425 | 89010.9069 | 11628.8604 | 407.9922 | 238.298 | 134.6366 | 22.2908 | 0.65944 | 121855.2176 | 79285.4928 | 5867.2467 | 89010.9069 | 60382.3993 | 2073.302 | 32048.2151 | 18106.9979 | 2997.8491 | 796.0956 | 178836.7187 | 101082.2198 | 16797.2738 | 60.3655 | 40.3087 | 2.0413 | 178696.7437 | 100962.3015 | 16715.6229 | 79.6096 | 0.002513 | 0.001651 | 8.6e-05 | 0.16541 | 0.093963 | 0.016541 | 0.0012514 | 5000000 | scaled
221-675R | 2055423.9984 | 2045345.9152 | 6846.5017 | 3231.5815 | 99.51% | 0.3331% | 0.1572% | 1090431.5389 | 1995694.6845 | 157371.8233 | 8939.3502 | 924120.3655 | 288555.8774 | 16689.9757 | 1690448.8313 | 221 | 0.22072 | 0.12145 | 0.022397 | 9312342.6672 | 296689.4407 | 17810.0876 | 1740924.4701 | 1344186.7664 | 80690.7182 | 7887465.1827 | 7945659.9849 | 1146723.0671 | 65138.4653 | 6733798.4526 | 2666820.5837 | 385593.4274 | 22302.5952 | 2258924.561 |  | 1207 | 221-675R | 2055423.9984 | 964992.4595 | 59729.314 | 2045345.9152 | 957892.4019 | 55857.0341 | 6846.5017 | 3868.4761 | 640.6984 | 3231.5815 | 296689.4407 | 139317.6175 | 8133.5633 | 1737129.416 | 139288.7733 | 8126.7572 | 46.7454 | 26.4125 | 4.3745 | 2.4317 | 1740924.4701 | 816804.1046 | 50475.6388 | 1737129.416 | 813382.8916 | 47459.6191 | 859.4634 | 485.6222 | 80.4289 | 2935.5908 | 17810.0876 | 8870.7374 | 1120.1119 | 11576.2355 | 5220.737 | 270.6578 | 5940.293 | 3356.4413 | 555.895 | 293.5591 | 0.049303 | 0.022097 | 0.0011538 | 0.16686 | 0.094794 | 0.016686 | 0.0045574 | 5000000 | scaled
221-6R | 3904259.0089 | 3899503.1774 | 1257.6822 | 3498.1493 | 99.88% | 0.03221% | 0.0896% | 2247972.3067 | 3809425.2236 | 340642.3692 | 5830.669 | 1901499.2686 | 576465.463 | 10232.4078 | 3222727.3528 | 221 | 0.21604 | 0.11902 | 0.022663 | 18071976.727 | 590274.0094 | 10861.038 | 3303123.9616 | 2732251.6605 | 50273.413 | 15289451.6536 | 13916481.136 | 2108808.4985 | 36095.8161 | 11771576.8214 | 4184594.236 | 633238.3265 | 11240.1405 | 3540115.7689 |  | 1208 | 221-6R | 3904259.0089 | 1656286.7022 | 94833.7853 | 3899503.1774 | 1652077.9584 | 91217.9182 | 1257.6822 | 710.5945 | 117.7179 | 3498.1493 | 590274.0094 | 249631.6402 | 13808.5464 | 3299688.0527 | 249624.3685 | 13805.1456 | 8.2114 | 4.6394 | 0.76857 | 2.6322 | 3303123.9616 | 1401624.693 | 80396.6088 | 3299688.0527 | 1398301.0856 | 77194.7019 | 258.1661 | 145.8647 | 24.1641 | 3177.7427 | 10861.038 | 5030.369 | 628.6302 | 9551.9589 | 4152.5043 | 218.0707 | 991.3048 | 560.0904 | 92.7852 | 317.7743 | 0.043987 | 0.019139 | 0.0009992 | 0.1671 | 0.094924 | 0.01671 | 0.0049536 | 5000000 | scaled
221-782R | 618017.4372 | 609874.5108 | 4906.4472 | 3236.4792 | 98.68% | 0.7939% | 0.5237% | 200783.9024 | 587192.8345 | 29202.459 | 131.2252 | 171450.2182 | 85272.7887 | 303.3508 | 501616.695 | 221 | 0.2472 | 0.23947 | 0.22447 | 2500060.4252 | 88692.2685 | 4251.0131 | 525074.1556 | 358786.0426 | 17196.5853 | 2124077.7973 | 1742291.5839 | 253402.7772 | 1138.6999 | 1487750.1067 | 137319.8677 | 19941.7421 | 70.9411 | 117307.1845 |  | 1209 | 221-782R | 618017.4372 | 417233.5348 | 30824.6027 | 609874.5108 | 409213.3101 | 22937.2613 | 4906.4472 | 4783.7455 | 4650.8622 | 3236.4792 | 88692.2685 | 59489.8095 | 3419.4798 | 521131.3276 | 59435.545 | 3366.655 | 53.1586 | 51.8292 | 50.3895 | 2.4353 | 525074.1556 | 353623.9373 | 23457.4606 | 521131.3276 | 349706.1874 | 19566.8695 | 1002.7881 | 977.7102 | 950.5512 | 2940.0398 | 4251.0131 | 4119.7879 | 3947.6623 | 106.5087 | 71.5777 | 3.7368 | 3850.5005 | 3754.2062 | 3649.9215 | 294.004 | 0.023554 | 0.015827 | 0.000826 | 0.21911 | 0.21911 | 0.21911 | 0.0045352 | 5000000 | scaled
221-788 | 4481914.2591 | 4457135.1181 | 22835.2096 | 1943.9315 | 99.45% | 0.5095% | 0.04337% | 2370546.9192 | 4372186.9926 | 403936.4849 | 15685.7982 | 1950924.6361 | 743650.0405 | 31160.492 | 3597376.4601 | 221 | 0.18975 | 0.10703 | 0.019933 | 23620300.6674 | 761668.5243 | 33526.5314 | 3686719.2034 | 4014097.2168 | 176689.4023 | 19429514.0483 | 19727722.0173 | 3361564.6341 | 130537.4147 | 16235619.9684 | 5504804.4208 | 936292.9896 | 39232.6345 | 4529278.7967 |  | 1210 | 221-788 | 4481914.2591 | 2111367.34 | 109727.2665 | 4457135.1181 | 2096520.3601 | 105646.1758 | 22835.2096 | 12903.0484 | 2137.1592 | 1943.9315 | 761668.5243 | 357732.0394 | 18018.4839 | 3682026.5603 | 357687.4133 | 18009.8719 | 76.3886 | 43.1634 | 7.1492 | 1.4627 | 3686719.2034 | 1735794.5674 | 89342.7433 | 3682026.5603 | 1732374.9179 | 87302.9454 | 2926.7624 | 1653.7688 | 273.9172 | 1765.8807 | 33526.5314 | 17840.7332 | 2366.0393 | 13517.8847 | 6458.0289 | 333.3585 | 19832.0586 | 11206.1162 | 1856.0927 | 176.5881 | 0.019879 | 0.0093374 | 0.0004882 | 0.16714 | 0.094957 | 0.016714 | 0.002731 | 5000000 | scaled
221-823 | 17379.5628 | 0 | 17379.5628 | 0 | 0% | 100% | 0% | 534.5009 | 1113.3159 | 6.2229 | 427.5382 | 100.7398 | 12.9616 | 890.5225 | 209.8318 | 221 | 0.16737 | 0.16737 | 0.16737 | 103836.3218 | 202.3392 | 13901.6177 | 3275.606 | 1208.9 | 83056.9137 | 19570.5081 | 100642.8811 | 1171.7208 | 80502.5346 | 18968.6257 | 97184.6799 | 1131.4592 | 77736.3781 | 18316.8426 |  | 1211 | 221-823 | 17379.5628 | 16845.062 | 16266.2469 | 0 | 0 | 0 | 17379.5628 | 16845.062 | 16266.2469 | 0 | 202.3392 | 196.1163 | 189.3775 | 0 | 0 | 0 | 202.3392 | 196.1163 | 189.3775 | 0 | 3275.606 | 3174.8661 | 3065.7742 | 0 | 0 | 0 | 3275.606 | 3174.8661 | 3065.7742 | 0 | 13901.6177 | 13474.0795 | 13011.0952 | 0 | 0 | 0 | 13901.6177 | 13474.0795 | 13011.0952 | 0 | 0 | 0 | 0 | 0.16737 | 0.16737 | 0.16737 | 0 | 5000000 | scaled
221-824 | 2324221.4688 | 2251306.5968 | 70429.858 | 2485.0141 | 96.86% | 3.03% | 0.1069% | 810371.1242 | 2252681.442 | 126869.7557 | 28089.4941 | 655411.8744 | 356286.5861 | 59319.8315 | 1837075.0244 | 221 | 0.18396 | 0.10707 | 0.020672 | 12634069.1027 | 366508.3618 | 65491.8404 | 1892221.2667 | 1992276.5671 | 356002.407 | 10285790.1286 | 14139227.6702 | 2213603.5038 | 490101.0667 | 11435523.0996 | 3460788.0782 | 547362.0666 | 91132.8881 | 2822293.1236 |  | 1212 | 221-824 | 2324221.4688 | 1513850.3447 | 71540.0268 | 2251306.5968 | 1471566.2115 | 62463.5645 | 70429.858 | 39799.1191 | 6591.4483 | 2485.0141 | 366508.3618 | 239638.6061 | 10221.7757 | 1882125.8287 | 239589.3645 | 10212.0602 | 83.8306 | 47.3717 | 7.8456 | 1.8699 | 1892221.2667 | 1236809.3923 | 55146.2423 | 1882125.8287 | 1230122.8037 | 52155.286 | 7838.0341 | 4429.1848 | 733.5525 | 2257.4038 | 65491.8404 | 37402.3463 | 6172.0089 | 2758.1068 | 1854.0433 | 96.2183 | 62507.9932 | 35322.5626 | 5850.0502 | 225.7404 | 0.013232 | 0.0085444 | 0.000446 | 0.16723 | 0.09502 | 0.016723 | 0.0035026 | 5000000 | scaled
222-1433R | 9617971.1979 | 9578744.2722 | 35404.348 | 3822.5777 | 99.59% | 0.3681% | 0.03974% | 4000776.2861 | 9351066.1046 | 628061.171 | 13758.4677 | 3358956.6473 | 1471262.1122 | 28702.435 | 7851101.5574 | 222 | 0.37266 | 0.21365 | 0.0404 | 25809095.836 | 1512281.3569 | 32105.6413 | 8073584.1996 | 4058092.2596 | 86153.0521 | 21664850.5243 | 26291377.6999 | 4127347.3659 | 90414.7209 | 22073615.6131 | 6606561.7144 | 1039451.9549 | 20278.3732 | 5546831.3863 |  | 1213 | 222-1433R | 9617971.1979 | 5617194.9118 | 266905.0933 | 9578744.2722 | 5593317.1123 | 259663.7551 | 35404.348 | 20055.2218 | 3418.7605 | 3822.5777 | 1512281.3569 | 884220.1859 | 41019.2447 | 8066340.567 | 884195.0727 | 41012.5776 | 39.2557 | 22.2368 | 3.7907 | 2.8764 | 8073584.1996 | 4714627.5523 | 222482.6423 | 8066340.567 | 4709018.8678 | 218646.0293 | 3771.1769 | 2136.2288 | 364.1573 | 3472.4557 | 32105.6413 | 18347.1736 | 3403.2063 | 164.4803 | 103.1719 | 5.1482 | 31593.9155 | 17896.7561 | 3050.8126 | 347.2456 | 0.023884 | 0.013229 | 0.0006906 | 0.34341 | 0.19505 | 0.034341 | 0.0053688 | 5000000 | scaled
222-1503R | 1359395.3002 | 1293518.5316 | 63834.5508 | 2042.2177 | 95.15% | 4.696% | 0.1502% | 499366.3489 | 1300013.8202 | 69109.1293 | 26258.9129 | 403998.3066 | 182105.355 | 55414.6197 | 1062493.8455 | 222 | 0.23465 | 0.1351 | 0.025366 | 5793348.4092 | 189659.5589 | 61153.4441 | 1108582.2972 | 808274.0198 | 260618.2382 | 4724456.1512 | 6366039.0009 | 881019.3431 | 334754.763 | 5150264.8948 | 2340950.2342 | 327919.2626 | 99785.7599 | 1913245.2117 |  | 1214 | 222-1503R | 1359395.3002 | 860028.9513 | 59381.48 | 1293518.5316 | 821872.4758 | 51284.215 | 63834.5508 | 36114.2577 | 6055.0473 | 2042.2177 | 189659.5589 | 120550.4296 | 7554.2039 | 1100179.5774 | 120509.8905 | 7546.128 | 68.9395 | 39.0024 | 6.5393 | 1.5367 | 1108582.2972 | 704583.9905 | 46088.4516 | 1100179.5774 | 699024.5609 | 43612.2166 | 6547.5552 | 3704.2651 | 621.0705 | 1855.1646 | 61153.4441 | 34894.5312 | 5738.8244 | 3749.8715 | 2338.0244 | 125.8705 | 57218.0562 | 32370.9903 | 5427.4375 | 185.5165 | 0.0096618 | 0.0060198 | 0.0003146 | 0.22215 | 0.12624 | 0.022215 | 0.002837 | 5000000 | scaled
222-1523R | 7406689.0243 | 7156613.2119 | 240718.3378 | 9357.4746 | 96.62% | 3.25% | 0.1263% | 3111856.2218 | 7151141.903 | 455179.0776 | 96063.6763 | 2560613.4679 | 1046409.8711 | 202311.056 | 5902420.9759 | 222 | 0.26901 | 0.16003 | 0.036023 | 27533300.1659 | 1080195.7703 | 223840.7062 | 6102652.5479 | 4015472.2688 | 832095.6006 | 22685732.2964 | 26837505.2495 | 3925589.7492 | 828479.6058 | 22083435.8945 | 7093959.4856 | 1038042.5017 | 200693.3234 | 5855223.6605 |  | 1215 | 222-1523R | 7406689.0243 | 4294832.8026 | 255547.1213 | 7156613.2119 | 4149275.0634 | 223390.4386 | 240718.3378 | 136200.2646 | 22799.2081 | 9357.4746 | 1080195.7703 | 625016.6927 | 33785.8992 | 6069532.9736 | 624690.0609 | 33725.3602 | 564.8396 | 319.5905 | 53.4978 | 7.0412 | 6102652.5479 | 3542039.08 | 200231.572 | 6069532.9736 | 3519608.9668 | 189399.4162 | 24619.1803 | 13929.7193 | 2331.7618 | 8500.394 | 223840.7062 | 127777.0299 | 21529.6502 | 7456.3488 | 4976.0357 | 265.6622 | 215534.318 | 121950.9548 | 20413.9486 | 850.0394 | 0.040774 | 0.024608 | 0.0012856 | 0.215 | 0.12218 | 0.0215 | 0.013238 | 5000000 | scaled
222-1986R | 79194348.7939 | 78602169.7569 | 578529.8095 | 13649.2275 | 99.25% | 0.7305% | 0.01724% | 31680649.4136 | 76889310.0504 | 5575653.633 | 223133.6004 | 25881862.1802 | 13547805.5663 | 466475.4764 | 62875029.0076 | 222 | 0.41507 | 0.2468 | 0.054147 | 190797481.4716 | 13944448.9146 | 517061.6177 | 64732838.2616 | 33595398.8376 | 1245720.887 | 155956361.747 | 192516077.0632 | 33881974.7816 | 1355931.9715 | 157278170.3101 | 42570017.6109 | 7500786.7956 | 258265.6709 | 34810965.1444 |  | 1216 | 222-1986R | 79194348.7939 | 47513699.3803 | 2305038.7436 | 78602169.7569 | 47172368.9063 | 2235618.6785 | 578529.8095 | 327681.2465 | 55770.8376 | 13649.2275 | 13944448.9146 | 8368795.2816 | 396643.3483 | 64652337.9605 | 8368440.7829 | 396574.4906 | 607.7436 | 344.228 | 58.5871 | 10.2706 | 64732838.2616 | 38850976.0815 | 1857809.254 | 64652337.9605 | 38800004.2511 | 1838845.1754 | 68101.2494 | 38572.7786 | 6565.0268 | 12399.0517 | 517061.6177 | 293928.0173 | 50586.1413 | 6000.896 | 3923.8723 | 199.0124 | 509820.8166 | 288764.2398 | 49147.2237 | 1239.9052 | 0.06916 | 0.041983 | 0.0021922 | 0.32662 | 0.18553 | 0.032662 | 0.019293 | 5000000 | scaled
222-1988R | 3619435.5667 | 3592933.5686 | 25896.588 | 605.4102 | 99.27% | 0.7155% | 0.01673% | 1204217.1812 | 3487229.6553 | 193937.2936 | 412.5756 | 1009867.312 | 561714.1829 | 884.348 | 2924631.1243 | 222 | 0.34461 | 0.34349 | 0.34131 | 10502947.8617 | 578882.7823 | 23619.5495 | 3016933.2349 | 1679813.2109 | 68539.6639 | 8754594.9869 | 7031444.9972 | 1132403.2192 | 2409.0363 | 5896632.7417 | 387351.2088 | 62393.5586 | 98.2308 | 324859.4195 |  | 1217 | 222-1988R | 3619435.5667 | 2415218.3855 | 132205.9114 | 3592933.5686 | 2389144.4522 | 106601.028 | 25896.588 | 25468.5231 | 24999.4733 | 605.4102 | 578882.7823 | 384945.4888 | 17168.5994 | 3014004.0946 | 384919.5169 | 17143.0975 | 25.9452 | 25.5163 | 25.0464 | 0.45555 | 3016933.2349 | 2007065.9228 | 92302.1105 | 3014004.0946 | 2004176.1099 | 89455.3903 | 2379.1815 | 2339.8542 | 2296.7614 | 549.9588 | 23619.5495 | 23206.9739 | 22735.2015 | 73.0923 | 48.8254 | 2.5401 | 23491.4613 | 23103.1526 | 22677.6655 | 54.9959 | 0.0034242 | 0.002301 | 0.0001204 | 0.34035 | 0.34035 | 0.34035 | 0.0008364 | 5000000 | scaled
222-1990R | 45106640.152 | 44939414.3997 | 158286.7628 | 8938.9896 | 99.63% | 0.3509% | 0.01982% | 16654842.5966 | 43532435.4981 | 2649021.6061 | 68234.0395 | 13937586.951 | 6924779.2215 | 150046.4431 | 36457609.8336 | 222 | 0.41211 | 0.24444 | 0.048334 | 109452488.4813 | 7171915.2134 | 164928.8366 | 37769796.102 | 17402847.2225 | 400204.3053 | 91649436.9535 | 116394881.221 | 18513087.3144 | 476863.8837 | 97404930.0229 | 32569032.695 | 5180811.9231 | 112258.0773 | 27275962.6946 |  | 1218 | 222-1990R | 45106640.152 | 28451797.5554 | 1574204.6539 | 44939414.3997 | 28353189.0238 | 1549992.3678 | 158286.7628 | 89669.5421 | 15273.2965 | 8938.9896 | 7171915.2134 | 4522893.6073 | 247135.992 | 37739216.0897 | 4522505.4466 | 247064.2964 | 673.3168 | 381.4343 | 64.9692 | 6.7263 | 37769796.102 | 23832209.151 | 1312186.2684 | 37739216.0897 | 23811365.4374 | 1301898.8563 | 22459.773 | 12723.4743 | 2167.1728 | 8120.2393 | 164928.8366 | 96694.7971 | 14882.3935 | 28963.1396 | 19318.1397 | 1029.2151 | 135153.673 | 76564.6335 | 13041.1545 | 812.0239 | 0.063955 | 0.041212 | 0.0021522 | 0.33553 | 0.1906 | 0.033553 | 0.01263 | 5000000 | scaled
222-1992R | 288770.5254 | 249949.0365 | 38054.1024 | 767.3865 | 86.56% | 13.18% | 0.2657% | 79938.7194 | 243050.0537 | 11692.1589 | 1143.8019 | 67102.7586 | 35605.6869 | 2684.1546 | 204760.2123 | 222 | 0.22115 | 0.22037 | 0.21885 | 1305764.1508 | 36966.0926 | 33009.0056 | 218795.4272 | 167153.4811 | 149260.3032 | 989350.3665 | 947646.881 | 138606.6475 | 13559.3904 | 795480.8431 | 208912.7495 | 30604.7328 | 2307.1549 | 176000.8618 |  | 1219 | 222-1992R | 288770.5254 | 208831.806 | 45720.4717 | 249949.0365 | 170965.5494 | 8891.716 | 38054.1024 | 37098.87 | 36061.3691 | 767.3865 | 36966.0926 | 25273.9338 | 1360.4057 | 212008.7901 | 25196.1098 | 1284.7421 | 79.2355 | 77.2465 | 75.0862 | 0.57743 | 218795.4272 | 151692.6685 | 14035.2149 | 212008.7901 | 145058.8908 | 7567.4614 | 6089.5379 | 5936.6786 | 5770.6544 | 697.0992 | 33009.0056 | 31865.2037 | 30324.851 | 1053.9666 | 710.5488 | 39.5126 | 31885.3291 | 31084.945 | 30215.6285 | 69.7099 | 0.0023848 | 0.001603 | 8.38e-05 | 0.21767 | 0.21767 | 0.21767 | 0.0010976 | 5000000 | scaled
222-2013R | 7426975.8578 | 7133534.366 | 283167.7861 | 10273.7057 | 96.05% | 3.813% | 0.1383% | 2851421.818 | 7147506.1412 | 426537.2657 | 110756.9666 | 2314127.5857 | 1079999.6955 | 231526.8019 | 5835979.6439 | 222 | 0.27927 | 0.16659 | 0.037765 | 26594115.4654 | 1118091.2976 | 256528.5775 | 6052355.9827 | 4003601.1478 | 918563.7252 | 21671950.5925 | 27466420.228 | 4108635.1054 | 1066870.3483 | 22290914.7744 | 7400191.6206 | 1118180.8786 | 239711.959 | 6042298.783 |  | 1220 | 222-2013R | 7426975.8578 | 4575554.0398 | 279469.7166 | 7133534.366 | 4405094.755 | 242361.8564 | 283167.7861 | 160185.579 | 26834.1544 | 10273.7057 | 1118091.2976 | 691554.0319 | 38091.6021 | 6013286.2911 | 691347.4554 | 38050.561 | 351.5095 | 198.8459 | 33.3105 | 7.7306 | 6052355.9827 | 3738228.397 | 216376.3388 | 6013286.2911 | 3712073.7348 | 204225.6339 | 29736.9869 | 16821.9575 | 2818.0003 | 9332.7046 | 256528.5775 | 145771.6109 | 25001.7756 | 2516.0174 | 1673.5648 | 85.6615 | 253079.2897 | 143164.7756 | 23982.8437 | 933.2705 | 0.046653 | 0.028157 | 0.0014726 | 0.21814 | 0.12395 | 0.021814 | 0.014479 | 5000000 | scaled
222-2063 | 4859776.4656 | 4852517.2036 | 4593.5252 | 2665.7369 | 99.85% | 0.09452% | 0.05485% | 1645504.7654 | 4688182.4943 | 254762.7014 | 111.5923 | 1390630.4718 | 725531.1423 | 245.8202 | 3962405.5318 | 222 | 0.23776 | 0.23215 | 0.22126 | 20439771.6764 | 750984.7367 | 4102.8129 | 4104688.9161 | 3158572.5514 | 17256.0526 | 17263943.0725 | 13845715.1701 | 2143641.1933 | 938.9675 | 11701135.0093 | 775543.5383 | 120021.1361 | 40.6649 | 655481.7373 |  | 1221 | 222-2063 | 4859776.4656 | 3214271.7002 | 171593.9713 | 4852517.2036 | 3207128.2451 | 164576.1722 | 4593.5252 | 4477.7182 | 4352.0623 | 2665.7369 | 750984.7367 | 496222.0353 | 25453.5944 | 4101494.8567 | 496212.8443 | 25444.605 | 7.371 | 7.1852 | 6.9835 | 2.0059 | 4104688.9161 | 2714058.4443 | 142283.3843 | 4101494.8567 | 2710883.86 | 139129.9313 | 772.4857 | 753.0107 | 731.8793 | 2421.5736 | 4102.8129 | 3991.2205 | 3856.9926 | 46.9871 | 31.5408 | 1.6359 | 3813.6684 | 3717.5224 | 3613.1994 | 242.1574 | 0.017105 | 0.011493 | 0.0006006 | 0.21691 | 0.21691 | 0.21691 | 0.0037484 | 5000000 | scaled
222-2084 | 0 | 0 | 0 | 0 | 0% | 0% | 0% | 0 | 0 | 0 | 0 | 0 | 0 | 0 | 0 | 222 | 0 | 0 | 0 | 0 | 0 | 0 | 0 | 0 | 0 | 0 | 0 | 0 | 0 | 0 | 0 | 0 | 0 | 0 |  | 1222 | 222-2084 | 0 | 0 | 0 | 0 | 0 | 0 | 0 | 0 | 0 | 0 | 0 | 0 | 0 | 0 | 0 | 0 | 0 | 0 | 0 | 0 | 0 | 0 | 0 | 0 | 0 | 0 | 0 | 0 | 0 | 0 | 0 | 0 | 0 | 0 | 0 | 0 | 0 | 0 | 0 | 0 | 0 | 0 | 0 | 0 | 0 | 0 | 0 | 5000000 | scaled
222-2085 | 16772308.2179 | 16218058.7657 | 533521.2809 | 20728.1713 | 96.7% | 3.181% | 0.1236% | 6191067.9865 | 16216088.7804 | 929448.4776 | 218425.1551 | 5043194.3538 | 2454419.1484 | 466114.8133 | 13295554.8186 | 222 | 0.35117 | 0.21974 | 0.053774 | 47761303.2852 | 2530049.3989 | 514103.1162 | 13728155.7028 | 7204640.834 | 1463974.6976 | 39092687.7536 | 48153718.1028 | 7229188.902 | 1698896.4373 | 39225632.7634 | 10343688.5156 | 1565590.0447 | 297318.7004 | 8480779.7705 |  | 1223 | 222-2085 | 16772308.2179 | 10581240.2314 | 556219.4375 | 16218058.7657 | 10258700.5333 | 485051.3746 | 533521.2809 | 301811.5268 | 50439.8916 | 20728.1713 | 2530049.3989 | 1600600.9214 | 75630.2505 | 13650005.7177 | 1600162.1993 | 75543.939 | 747.9703 | 423.1247 | 70.7142 | 15.5973 | 13728155.7028 | 8684961.349 | 432600.8842 | 13650005.7177 | 8632574.3642 | 408163.0356 | 59320.3724 | 33557.3721 | 5608.2358 | 18829.6127 | 514103.1162 | 295677.9611 | 47988.3029 | 38767.2167 | 25963.9698 | 1344.4 | 473452.9383 | 267831.03 | 44760.9416 | 1882.9613 | 0.11419 | 0.072448 | 0.0037864 | 0.20777 | 0.11808 | 0.020777 | 0.029211 | 5000000 | scaled
222-2086 | 0 | 0 | 0 | 0 | 0% | 0% | 0% | 0 | 0 | 0 | 0 | 0 | 0 | 0 | 0 | 222 | 0 | 0 | 0 | 0 | 0 | 0 | 0 | 0 | 0 | 0 | 0 | 0 | 0 | 0 | 0 | 0 | 0 | 0 |  | 1224 | 222-2086 | 0 | 0 | 0 | 0 | 0 | 0 | 0 | 0 | 0 | 0 | 0 | 0 | 0 | 0 | 0 | 0 | 0 | 0 | 0 | 0 | 0 | 0 | 0 | 0 | 0 | 0 | 0 | 0 | 0 | 0 | 0 | 0 | 0 | 0 | 0 | 0 | 0 | 0 | 0 | 0 | 0 | 0 | 0 | 0 | 0 | 0 | 0 | 5000000 | scaled
222-2108 | 46876.9983 | 0 | 46876.9983 | 0 | 0% | 100% | 0% | 1158.445 | 2415.8485 | 1.5708 | 1028.5249 | 128.3493 | 3.2758 | 2144.9101 | 267.6626 | 222 | 0.22216 | 0.22216 | 0.22216 | 211002.1548 | 63.5636 | 41619.7235 | 5193.7112 | 286.1118 | 187338.1756 | 23377.8674 | 205787.7768 | 279.0413 | 182708.5922 | 22800.1433 | 200127.968 | 271.3668 | 177683.5333 | 22173.0679 |  | 1225 | 222-2108 | 46876.9983 | 45718.5533 | 44461.1498 | 0 | 0 | 0 | 46876.9983 | 45718.5533 | 44461.1498 | 0 | 63.5636 | 61.9928 | 60.2878 | 0 | 0 | 0 | 63.5636 | 61.9928 | 60.2878 | 0 | 5193.7112 | 5065.3619 | 4926.0486 | 0 | 0 | 0 | 5193.7112 | 5065.3619 | 4926.0486 | 0 | 41619.7235 | 40591.1986 | 39474.8134 | 0 | 0 | 0 | 41619.7235 | 40591.1986 | 39474.8134 | 0 | 0 | 0 | 0 | 0.22216 | 0.22216 | 0.22216 | 0 | 5000000 | scaled
223-47AE | 19415.2625 | 18727.7624 | 0 | 687.5002 | 96.46% | 0% | 3.541% | 10698.22 | 18666.4019 | 1635.398 | 508.4564 | 8554.3657 | 2874.1999 | 806.5748 | 14985.6273 | 223 | 0.0044072 | 0.0022968 | 0.0010558 | 4405350.9135 | 2881.6013 | 885.3231 | 15648.3382 | 653839.4582 | 200881.0746 | 3550630.3808 | 3795298.9084 | 580173.531 | 180379.9025 | 3034745.4748 | 709282.6357 | 109213.3378 | 30648.0851 | 569421.2128 |  | 1226 | 223-47AE | 19415.2625 | 8717.0425 | 748.8606 | 18727.7624 | 8029.5423 | 61.3604 | 0 | 0 | 0 | 687.5002 | 2881.6013 | 1246.2033 | 7.4014 | 15023.8083 | 1245.686 | 6.8841 | 0 | 0 | 0 | 0.51732 | 15648.3382 | 7093.9725 | 662.7109 | 15023.8083 | 6469.4426 | 38.181 | 0 | 0 | 0 | 624.5299 | 885.3231 | 376.8667 | 78.7483 | 822.8701 | 314.4137 | 16.2953 | 0 | 0 | 0 | 62.453 | 0.0034198 | 0.0013094 | 6.84e-05 | 0 | 0 | 0 | 0.0009874 | 5000000 | scaled
223-48 | 0 | 0 | 0 | 0 | 0% | 0% | 0% | 0 | 0 | 0 | 0 | 0 | 0 | 0 | 0 | 223 | 0 | 0 | 0 | 0 | 0 | 0 | 0 | 0 | 0 | 0 | 0 | 0 | 0 | 0 | 0 | 0 | 0 | 0 |  | 1227 | 223-48 | 0 | 0 | 0 | 0 | 0 | 0 | 0 | 0 | 0 | 0 | 0 | 0 | 0 | 0 | 0 | 0 | 0 | 0 | 0 | 0 | 0 | 0 | 0 | 0 | 0 | 0 | 0 | 0 | 0 | 0 | 0 | 0 | 0 | 0 | 0 | 0 | 0 | 0 | 0 | 0 | 0 | 0 | 0 | 0 | 0 | 0 | 0 | 5000000 | scaled
223-49 | 0 | 0 | 0 | 0 | 0% | 0% | 0% | 0 | 0 | 0 | 0 | 0 | 0 | 0 | 0 | 223 | 0 | 0 | 0 | 0 | 0 | 0 | 0 | 0 | 0 | 0 | 0 | 0 | 0 | 0 | 0 | 0 | 0 | 0 |  | 1228 | 223-49 | 0 | 0 | 0 | 0 | 0 | 0 | 0 | 0 | 0 | 0 | 0 | 0 | 0 | 0 | 0 | 0 | 0 | 0 | 0 | 0 | 0 | 0 | 0 | 0 | 0 | 0 | 0 | 0 | 0 | 0 | 0 | 0 | 0 | 0 | 0 | 0 | 0 | 0 | 0 | 0 | 0 | 0 | 0 | 0 | 0 | 0 | 0 | 5000000 | scaled
223-50 | 0 | 0 | 0 | 0 | 0% | 0% | 0% | 0 | 0 | 0 | 0 | 0 | 0 | 0 | 0 | 223 | 0 | 0 | 0 | 0 | 0 | 0 | 0 | 0 | 0 | 0 | 0 | 0 | 0 | 0 | 0 | 0 | 0 | 0 |  | 1229 | 223-50 | 0 | 0 | 0 | 0 | 0 | 0 | 0 | 0 | 0 | 0 | 0 | 0 | 0 | 0 | 0 | 0 | 0 | 0 | 0 | 0 | 0 | 0 | 0 | 0 | 0 | 0 | 0 | 0 | 0 | 0 | 0 | 0 | 0 | 0 | 0 | 0 | 0 | 0 | 0 | 0 | 0 | 0 | 0 | 0 | 0 | 0 | 0 | 5000000 | scaled
223-526R | 76100.6588 | 74311.9718 | 0 | 1788.6871 | 97.65% | 0% | 2.35% | 47537.26 | 73267.9562 | 7475.1274 | 1305.559 | 38756.5736 | 11509.335 | 2071.1385 | 59687.4827 | 223 | 0.0098876 | 0.005343 | 0.0026686 | 7696575.391 | 11671.8612 | 2275.5402 | 62153.2575 | 1180454.424 | 230140.8015 | 6285980.1655 | 5345947.748 | 840638.2815 | 146820.6269 | 4358488.8396 | 1061493.8941 | 166745.321 | 30006.3081 | 864742.265 |  | 1230 | 223-526R | 76100.6588 | 28563.3988 | 2832.7026 | 74311.9718 | 26774.7118 | 1044.0156 | 0 | 0 | 0 | 1788.6871 | 11671.8612 | 4196.7337 | 162.5261 | 60528.4019 | 4195.3878 | 161.1802 | 0 | 0 | 0 | 1.3459 | 62153.2575 | 23396.6839 | 2465.7748 | 60528.4019 | 21771.8283 | 840.9192 | 0 | 0 | 0 | 1624.8556 | 2275.5402 | 969.9812 | 204.4017 | 2113.0546 | 807.4956 | 41.9161 | 0 | 0 | 0 | 162.4856 | 0.0073658 | 0.0028212 | 0.0001468 | 0 | 0 | 0 | 0.0025218 | 5000000 | scaled
223-536R | 17368.5899 | 17079.2265 | 0 | 289.3634 | 98.33% | 0% | 1.666% | 9907.7278 | 17079.1757 | 1582.3374 | 1.6186 | 8323.7717 | 2726.7169 | 2.5738 | 14349.8851 | 223 | 0.0018852 | 0.0009686 | 0.0004294 | 9213128.5275 | 2726.9346 | 28.9105 | 14612.7448 | 1446496.1816 | 15335.4927 | 7751296.8533 | 7702727.7499 | 1230182.6037 | 1258.3983 | 6471286.748 | 673996.6302 | 107604.6061 | 101.5695 | 566290.4546 |  | 1231 | 223-536R | 17368.5899 | 7460.8621 | 289.4142 | 17079.2265 | 7171.4987 | 0.050711 | 0 | 0 | 0 | 289.3634 | 2726.9346 | 1144.5972 | 0.21774 | 14349.8851 | 1144.3794 | 0 | 0 | 0 | 0 | 0.21774 | 14612.7448 | 6288.9731 | 262.8597 | 14349.8851 | 6026.1133 | 0 | 0 | 0 | 0 | 262.8597 | 28.9105 | 27.2918 | 26.3367 | 2.6245 | 1.0059 | 0.050711 | 0 | 0 | 0 | 26.286 | 0.0014854 | 0.0005688 | 2.96e-05 | 0 | 0 | 0 | 0.0003998 | 5000000 | scaled
223-547 | 0 | 0 | 0 | 0 | 0% | 0% | 0% | 0 | 0 | 0 | 0 | 0 | 0 | 0 | 0 | 223 | 0 | 0 | 0 | 0 | 0 | 0 | 0 | 0 | 0 | 0 | 0 | 0 | 0 | 0 | 0 | 0 | 0 | 0 |  | 1232 | 223-547 | 0 | 0 | 0 | 0 | 0 | 0 | 0 | 0 | 0 | 0 | 0 | 0 | 0 | 0 | 0 | 0 | 0 | 0 | 0 | 0 | 0 | 0 | 0 | 0 | 0 | 0 | 0 | 0 | 0 | 0 | 0 | 0 | 0 | 0 | 0 | 0 | 0 | 0 | 0 | 0 | 0 | 0 | 0 | 0 | 0 | 0 | 0 | 5000000 | scaled
223-550 | 0 | 0 | 0 | 0 | 0% | 0% | 0% | 0 | 0 | 0 | 0 | 0 | 0 | 0 | 0 | 223 | 0 | 0 | 0 | 0 | 0 | 0 | 0 | 0 | 0 | 0 | 0 | 0 | 0 | 0 | 0 | 0 | 0 | 0 |  | 1233 | 223-550 | 0 | 0 | 0 | 0 | 0 | 0 | 0 | 0 | 0 | 0 | 0 | 0 | 0 | 0 | 0 | 0 | 0 | 0 | 0 | 0 | 0 | 0 | 0 | 0 | 0 | 0 | 0 | 0 | 0 | 0 | 0 | 0 | 0 | 0 | 0 | 0 | 0 | 0 | 0 | 0 | 0 | 0 | 0 | 0 | 0 | 0 | 0 | 5000000 | scaled
224-251F | 0 | 0 | 0 | 0 | 0% | 0% | 0% | 0 | 0 | 0 | 0 | 0 | 0 | 0 | 0 | 224 | 0 | 0 | 0 | 0 | 0 | 0 | 0 | 0 | 0 | 0 | 0 | 0 | 0 | 0 | 0 | 0 | 0 | 0 |  | 1234 | 224-251F | 0 | 0 | 0 | 0 | 0 | 0 | 0 | 0 | 0 | 0 | 0 | 0 | 0 | 0 | 0 | 0 | 0 | 0 | 0 | 0 | 0 | 0 | 0 | 0 | 0 | 0 | 0 | 0 | 0 | 0 | 0 | 0 | 0 | 0 | 0 | 0 | 0 | 0 | 0 | 0 | 0 | 0 | 0 | 0 | 0 | 0 | 0 | 5000000 | scaled
224-252F | 0 | 0 | 0 | 0 | 0% | 0% | 0% | 0 | 0 | 0 | 0 | 0 | 0 | 0 | 0 | 224 | 0 | 0 | 0 | 0 | 0 | 0 | 0 | 0 | 0 | 0 | 0 | 0 | 0 | 0 | 0 | 0 | 0 | 0 |  | 1235 | 224-252F | 0 | 0 | 0 | 0 | 0 | 0 | 0 | 0 | 0 | 0 | 0 | 0 | 0 | 0 | 0 | 0 | 0 | 0 | 0 | 0 | 0 | 0 | 0 | 0 | 0 | 0 | 0 | 0 | 0 | 0 | 0 | 0 | 0 | 0 | 0 | 0 | 0 | 0 | 0 | 0 | 0 | 0 | 0 | 0 | 0 | 0 | 0 | 5000000 | scaled
224-253 | 0 | 0 | 0 | 0 | 0% | 0% | 0% | 0 | 0 | 0 | 0 | 0 | 0 | 0 | 0 | 224 | 0 | 0 | 0 | 0 | 0 | 0 | 0 | 0 | 0 | 0 | 0 | 0 | 0 | 0 | 0 | 0 | 0 | 0 |  | 1236 | 224-253 | 0 | 0 | 0 | 0 | 0 | 0 | 0 | 0 | 0 | 0 | 0 | 0 | 0 | 0 | 0 | 0 | 0 | 0 | 0 | 0 | 0 | 0 | 0 | 0 | 0 | 0 | 0 | 0 | 0 | 0 | 0 | 0 | 0 | 0 | 0 | 0 | 0 | 0 | 0 | 0 | 0 | 0 | 0 | 0 | 0 | 0 | 0 | 5000000 | scaled
224-537F | 0 | 0 | 0 | 0 | 0% | 0% | 0% | 0 | 0 | 0 | 0 | 0 | 0 | 0 | 0 | 224 | 0 | 0 | 0 | 0 | 0 | 0 | 0 | 0 | 0 | 0 | 0 | 0 | 0 | 0 | 0 | 0 | 0 | 0 |  | 1237 | 224-537F | 0 | 0 | 0 | 0 | 0 | 0 | 0 | 0 | 0 | 0 | 0 | 0 | 0 | 0 | 0 | 0 | 0 | 0 | 0 | 0 | 0 | 0 | 0 | 0 | 0 | 0 | 0 | 0 | 0 | 0 | 0 | 0 | 0 | 0 | 0 | 0 | 0 | 0 | 0 | 0 | 0 | 0 | 0 | 0 | 0 | 0 | 0 | 5000000 | scaled
224-538 | 0 | 0 | 0 | 0 | 0% | 0% | 0% | 0 | 0 | 0 | 0 | 0 | 0 | 0 | 0 | 224 | 0 | 0 | 0 | 0 | 0 | 0 | 0 | 0 | 0 | 0 | 0 | 0 | 0 | 0 | 0 | 0 | 0 | 0 |  | 1238 | 224-538 | 0 | 0 | 0 | 0 | 0 | 0 | 0 | 0 | 0 | 0 | 0 | 0 | 0 | 0 | 0 | 0 | 0 | 0 | 0 | 0 | 0 | 0 | 0 | 0 | 0 | 0 | 0 | 0 | 0 | 0 | 0 | 0 | 0 | 0 | 0 | 0 | 0 | 0 | 0 | 0 | 0 | 0 | 0 | 0 | 0 | 0 | 0 | 5000000 | scaled
224-539F | 0 | 0 | 0 | 0 | 0% | 0% | 0% | 0 | 0 | 0 | 0 | 0 | 0 | 0 | 0 | 224 | 0 | 0 | 0 | 0 | 0 | 0 | 0 | 0 | 0 | 0 | 0 | 0 | 0 | 0 | 0 | 0 | 0 | 0 |  | 1239 | 224-539F | 0 | 0 | 0 | 0 | 0 | 0 | 0 | 0 | 0 | 0 | 0 | 0 | 0 | 0 | 0 | 0 | 0 | 0 | 0 | 0 | 0 | 0 | 0 | 0 | 0 | 0 | 0 | 0 | 0 | 0 | 0 | 0 | 0 | 0 | 0 | 0 | 0 | 0 | 0 | 0 | 0 | 0 | 0 | 0 | 0 | 0 | 0 | 5000000 | scaled
224-540F | 0 | 0 | 0 | 0 | 0% | 0% | 0% | 0 | 0 | 0 | 0 | 0 | 0 | 0 | 0 | 224 | 0 | 0 | 0 | 0 | 0 | 0 | 0 | 0 | 0 | 0 | 0 | 0 | 0 | 0 | 0 | 0 | 0 | 0 |  | 1240 | 224-540F | 0 | 0 | 0 | 0 | 0 | 0 | 0 | 0 | 0 | 0 | 0 | 0 | 0 | 0 | 0 | 0 | 0 | 0 | 0 | 0 | 0 | 0 | 0 | 0 | 0 | 0 | 0 | 0 | 0 | 0 | 0 | 0 | 0 | 0 | 0 | 0 | 0 | 0 | 0 | 0 | 0 | 0 | 0 | 0 | 0 | 0 | 0 | 5000000 | scaled
226-151 | 0 | 0 | 0 | 0 | 0% | 0% | 0% | 0 | 0 | 0 | 0 | 0 | 0 | 0 | 0 | 226 | 0 | 0 | 0 | 0 | 0 | 0 | 0 | 0 | 0 | 0 | 0 | 0 | 0 | 0 | 0 | 0 | 0 | 0 |  | 1241 | 226-151 | 0 | 0 | 0 | 0 | 0 | 0 | 0 | 0 | 0 | 0 | 0 | 0 | 0 | 0 | 0 | 0 | 0 | 0 | 0 | 0 | 0 | 0 | 0 | 0 | 0 | 0 | 0 | 0 | 0 | 0 | 0 | 0 | 0 | 0 | 0 | 0 | 0 | 0 | 0 | 0 | 0 | 0 | 0 | 0 | 0 | 0 | 0 | 5000000 | scaled
226-152F | 0 | 0 | 0 | 0 | 0% | 0% | 0% | 0 | 0 | 0 | 0 | 0 | 0 | 0 | 0 | 226 | 0 | 0 | 0 | 0 | 0 | 0 | 0 | 0 | 0 | 0 | 0 | 0 | 0 | 0 | 0 | 0 | 0 | 0 |  | 1242 | 226-152F | 0 | 0 | 0 | 0 | 0 | 0 | 0 | 0 | 0 | 0 | 0 | 0 | 0 | 0 | 0 | 0 | 0 | 0 | 0 | 0 | 0 | 0 | 0 | 0 | 0 | 0 | 0 | 0 | 0 | 0 | 0 | 0 | 0 | 0 | 0 | 0 | 0 | 0 | 0 | 0 | 0 | 0 | 0 | 0 | 0 | 0 | 0 | 5000000 | scaled
226-44 | 0 | 0 | 0 | 0 | 0% | 0% | 0% | 0 | 0 | 0 | 0 | 0 | 0 | 0 | 0 | 226 | 0 | 0 | 0 | 0 | 0 | 0 | 0 | 0 | 0 | 0 | 0 | 0 | 0 | 0 | 0 | 0 | 0 | 0 |  | 1243 | 226-44 | 0 | 0 | 0 | 0 | 0 | 0 | 0 | 0 | 0 | 0 | 0 | 0 | 0 | 0 | 0 | 0 | 0 | 0 | 0 | 0 | 0 | 0 | 0 | 0 | 0 | 0 | 0 | 0 | 0 | 0 | 0 | 0 | 0 | 0 | 0 | 0 | 0 | 0 | 0 | 0 | 0 | 0 | 0 | 0 | 0 | 0 | 0 | 5000000 | scaled
226-46 | 0 | 0 | 0 | 0 | 0% | 0% | 0% | 0 | 0 | 0 | 0 | 0 | 0 | 0 | 0 | 226 | 0 | 0 | 0 | 0 | 0 | 0 | 0 | 0 | 0 | 0 | 0 | 0 | 0 | 0 | 0 | 0 | 0 | 0 |  | 1244 | 226-46 | 0 | 0 | 0 | 0 | 0 | 0 | 0 | 0 | 0 | 0 | 0 | 0 | 0 | 0 | 0 | 0 | 0 | 0 | 0 | 0 | 0 | 0 | 0 | 0 | 0 | 0 | 0 | 0 | 0 | 0 | 0 | 0 | 0 | 0 | 0 | 0 | 0 | 0 | 0 | 0 | 0 | 0 | 0 | 0 | 0 | 0 | 0 | 5000000 | scaled
227-12F | 0 | 0 | 0 | 0 | 0% | 0% | 0% | 0 | 0 | 0 | 0 | 0 | 0 | 0 | 0 | 227 | 0 | 0 | 0 | 0 | 0 | 0 | 0 | 0 | 0 | 0 | 0 | 0 | 0 | 0 | 0 | 0 | 0 | 0 |  | 1245 | 227-12F | 0 | 0 | 0 | 0 | 0 | 0 | 0 | 0 | 0 | 0 | 0 | 0 | 0 | 0 | 0 | 0 | 0 | 0 | 0 | 0 | 0 | 0 | 0 | 0 | 0 | 0 | 0 | 0 | 0 | 0 | 0 | 0 | 0 | 0 | 0 | 0 | 0 | 0 | 0 | 0 | 0 | 0 | 0 | 0 | 0 | 0 | 0 | 5000000 | scaled
227-13 | 0 | 0 | 0 | 0 | 0% | 0% | 0% | 0 | 0 | 0 | 0 | 0 | 0 | 0 | 0 | 227 | 0 | 0 | 0 | 0 | 0 | 0 | 0 | 0 | 0 | 0 | 0 | 0 | 0 | 0 | 0 | 0 | 0 | 0 |  | 1246 | 227-13 | 0 | 0 | 0 | 0 | 0 | 0 | 0 | 0 | 0 | 0 | 0 | 0 | 0 | 0 | 0 | 0 | 0 | 0 | 0 | 0 | 0 | 0 | 0 | 0 | 0 | 0 | 0 | 0 | 0 | 0 | 0 | 0 | 0 | 0 | 0 | 0 | 0 | 0 | 0 | 0 | 0 | 0 | 0 | 0 | 0 | 0 | 0 | 5000000 | scaled
227-14F | 0 | 0 | 0 | 0 | 0% | 0% | 0% | 0 | 0 | 0 | 0 | 0 | 0 | 0 | 0 | 227 | 0 | 0 | 0 | 0 | 0 | 0 | 0 | 0 | 0 | 0 | 0 | 0 | 0 | 0 | 0 | 0 | 0 | 0 |  | 1247 | 227-14F | 0 | 0 | 0 | 0 | 0 | 0 | 0 | 0 | 0 | 0 | 0 | 0 | 0 | 0 | 0 | 0 | 0 | 0 | 0 | 0 | 0 | 0 | 0 | 0 | 0 | 0 | 0 | 0 | 0 | 0 | 0 | 0 | 0 | 0 | 0 | 0 | 0 | 0 | 0 | 0 | 0 | 0 | 0 | 0 | 0 | 0 | 0 | 5000000 | scaled
227-15F | 0 | 0 | 0 | 0 | 0% | 0% | 0% | 0 | 0 | 0 | 0 | 0 | 0 | 0 | 0 | 227 | 0 | 0 | 0 | 0 | 0 | 0 | 0 | 0 | 0 | 0 | 0 | 0 | 0 | 0 | 0 | 0 | 0 | 0 |  | 1248 | 227-15F | 0 | 0 | 0 | 0 | 0 | 0 | 0 | 0 | 0 | 0 | 0 | 0 | 0 | 0 | 0 | 0 | 0 | 0 | 0 | 0 | 0 | 0 | 0 | 0 | 0 | 0 | 0 | 0 | 0 | 0 | 0 | 0 | 0 | 0 | 0 | 0 | 0 | 0 | 0 | 0 | 0 | 0 | 0 | 0 | 0 | 0 | 0 | 5000000 | scaled
228-11F | 0 | 0 | 0 | 0 | 0% | 0% | 0% | 0 | 0 | 0 | 0 | 0 | 0 | 0 | 0 | 228 | 0 | 0 | 0 | 0 | 0 | 0 | 0 | 0 | 0 | 0 | 0 | 0 | 0 | 0 | 0 | 0 | 0 | 0 |  | 1249 | 228-11F | 0 | 0 | 0 | 0 | 0 | 0 | 0 | 0 | 0 | 0 | 0 | 0 | 0 | 0 | 0 | 0 | 0 | 0 | 0 | 0 | 0 | 0 | 0 | 0 | 0 | 0 | 0 | 0 | 0 | 0 | 0 | 0 | 0 | 0 | 0 | 0 | 0 | 0 | 0 | 0 | 0 | 0 | 0 | 0 | 0 | 0 | 0 | 5000000 | scaled
228-12 | 0 | 0 | 0 | 0 | 0% | 0% | 0% | 0 | 0 | 0 | 0 | 0 | 0 | 0 | 0 | 228 | 0 | 0 | 0 | 0 | 0 | 0 | 0 | 0 | 0 | 0 | 0 | 0 | 0 | 0 | 0 | 0 | 0 | 0 |  | 1250 | 228-12 | 0 | 0 | 0 | 0 | 0 | 0 | 0 | 0 | 0 | 0 | 0 | 0 | 0 | 0 | 0 | 0 | 0 | 0 | 0 | 0 | 0 | 0 | 0 | 0 | 0 | 0 | 0 | 0 | 0 | 0 | 0 | 0 | 0 | 0 | 0 | 0 | 0 | 0 | 0 | 0 | 0 | 0 | 0 | 0 | 0 | 0 | 0 | 5000000 | scaled
228-13F | 0 | 0 | 0 | 0 | 0% | 0% | 0% | 0 | 0 | 0 | 0 | 0 | 0 | 0 | 0 | 228 | 0 | 0 | 0 | 0 | 0 | 0 | 0 | 0 | 0 | 0 | 0 | 0 | 0 | 0 | 0 | 0 | 0 | 0 |  | 1251 | 228-13F | 0 | 0 | 0 | 0 | 0 | 0 | 0 | 0 | 0 | 0 | 0 | 0 | 0 | 0 | 0 | 0 | 0 | 0 | 0 | 0 | 0 | 0 | 0 | 0 | 0 | 0 | 0 | 0 | 0 | 0 | 0 | 0 | 0 | 0 | 0 | 0 | 0 | 0 | 0 | 0 | 0 | 0 | 0 | 0 | 0 | 0 | 0 | 5000000 | scaled
228-178F | 0 | 0 | 0 | 0 | 0% | 0% | 0% | 0 | 0 | 0 | 0 | 0 | 0 | 0 | 0 | 228 | 0 | 0 | 0 | 0 | 0 | 0 | 0 | 0 | 0 | 0 | 0 | 0 | 0 | 0 | 0 | 0 | 0 | 0 |  | 1252 | 228-178F | 0 | 0 | 0 | 0 | 0 | 0 | 0 | 0 | 0 | 0 | 0 | 0 | 0 | 0 | 0 | 0 | 0 | 0 | 0 | 0 | 0 | 0 | 0 | 0 | 0 | 0 | 0 | 0 | 0 | 0 | 0 | 0 | 0 | 0 | 0 | 0 | 0 | 0 | 0 | 0 | 0 | 0 | 0 | 0 | 0 | 0 | 0 | 5000000 | scaled
228-179 | 0 | 0 | 0 | 0 | 0% | 0% | 0% | 0 | 0 | 0 | 0 | 0 | 0 | 0 | 0 | 228 | 0 | 0 | 0 | 0 | 0 | 0 | 0 | 0 | 0 | 0 | 0 | 0 | 0 | 0 | 0 | 0 | 0 | 0 |  | 1253 | 228-179 | 0 | 0 | 0 | 0 | 0 | 0 | 0 | 0 | 0 | 0 | 0 | 0 | 0 | 0 | 0 | 0 | 0 | 0 | 0 | 0 | 0 | 0 | 0 | 0 | 0 | 0 | 0 | 0 | 0 | 0 | 0 | 0 | 0 | 0 | 0 | 0 | 0 | 0 | 0 | 0 | 0 | 0 | 0 | 0 | 0 | 0 | 0 | 5000000 | scaled
228-41AE | 0 | 0 | 0 | 0 | 0% | 0% | 0% | 0 | 0 | 0 | 0 | 0 | 0 | 0 | 0 | 228 | 0 | 0 | 0 | 0 | 0 | 0 | 0 | 0 | 0 | 0 | 0 | 0 | 0 | 0 | 0 | 0 | 0 | 0 |  | 1254 | 228-41AE | 0 | 0 | 0 | 0 | 0 | 0 | 0 | 0 | 0 | 0 | 0 | 0 | 0 | 0 | 0 | 0 | 0 | 0 | 0 | 0 | 0 | 0 | 0 | 0 | 0 | 0 | 0 | 0 | 0 | 0 | 0 | 0 | 0 | 0 | 0 | 0 | 0 | 0 | 0 | 0 | 0 | 0 | 0 | 0 | 0 | 0 | 0 | 5000000 | scaled
229-425 | 0 | 0 | 0 | 0 | 0% | 0% | 0% | 0 | 0 | 0 | 0 | 0 | 0 | 0 | 0 | 229 | 0 | 0 | 0 | 0 | 0 | 0 | 0 | 0 | 0 | 0 | 0 | 0 | 0 | 0 | 0 | 0 | 0 | 0 |  | 1255 | 229-425 | 0 | 0 | 0 | 0 | 0 | 0 | 0 | 0 | 0 | 0 | 0 | 0 | 0 | 0 | 0 | 0 | 0 | 0 | 0 | 0 | 0 | 0 | 0 | 0 | 0 | 0 | 0 | 0 | 0 | 0 | 0 | 0 | 0 | 0 | 0 | 0 | 0 | 0 | 0 | 0 | 0 | 0 | 0 | 0 | 0 | 0 | 0 | 5000000 | scaled
229-426 | 0 | 0 | 0 | 0 | 0% | 0% | 0% | 0 | 0 | 0 | 0 | 0 | 0 | 0 | 0 | 229 | 0 | 0 | 0 | 0 | 0 | 0 | 0 | 0 | 0 | 0 | 0 | 0 | 0 | 0 | 0 | 0 | 0 | 0 |  | 1256 | 229-426 | 0 | 0 | 0 | 0 | 0 | 0 | 0 | 0 | 0 | 0 | 0 | 0 | 0 | 0 | 0 | 0 | 0 | 0 | 0 | 0 | 0 | 0 | 0 | 0 | 0 | 0 | 0 | 0 | 0 | 0 | 0 | 0 | 0 | 0 | 0 | 0 | 0 | 0 | 0 | 0 | 0 | 0 | 0 | 0 | 0 | 0 | 0 | 5000000 | scaled
229-450AE | 0 | 0 | 0 | 0 | 0% | 0% | 0% | 0 | 0 | 0 | 0 | 0 | 0 | 0 | 0 | 229 | 0 | 0 | 0 | 0 | 0 | 0 | 0 | 0 | 0 | 0 | 0 | 0 | 0 | 0 | 0 | 0 | 0 | 0 |  | 1257 | 229-450AE | 0 | 0 | 0 | 0 | 0 | 0 | 0 | 0 | 0 | 0 | 0 | 0 | 0 | 0 | 0 | 0 | 0 | 0 | 0 | 0 | 0 | 0 | 0 | 0 | 0 | 0 | 0 | 0 | 0 | 0 | 0 | 0 | 0 | 0 | 0 | 0 | 0 | 0 | 0 | 0 | 0 | 0 | 0 | 0 | 0 | 0 | 0 | 5000000 | scaled
229-503AE | 0 | 0 | 0 | 0 | 0% | 0% | 0% | 0 | 0 | 0 | 0 | 0 | 0 | 0 | 0 | 229 | 0 | 0 | 0 | 0 | 0 | 0 | 0 | 0 | 0 | 0 | 0 | 0 | 0 | 0 | 0 | 0 | 0 | 0 |  | 1258 | 229-503AE | 0 | 0 | 0 | 0 | 0 | 0 | 0 | 0 | 0 | 0 | 0 | 0 | 0 | 0 | 0 | 0 | 0 | 0 | 0 | 0 | 0 | 0 | 0 | 0 | 0 | 0 | 0 | 0 | 0 | 0 | 0 | 0 | 0 | 0 | 0 | 0 | 0 | 0 | 0 | 0 | 0 | 0 | 0 | 0 | 0 | 0 | 0 | 5000000 | scaled
229-504AE | 0 | 0 | 0 | 0 | 0% | 0% | 0% | 0 | 0 | 0 | 0 | 0 | 0 | 0 | 0 | 229 | 0 | 0 | 0 | 0 | 0 | 0 | 0 | 0 | 0 | 0 | 0 | 0 | 0 | 0 | 0 | 0 | 0 | 0 |  | 1259 | 229-504AE | 0 | 0 | 0 | 0 | 0 | 0 | 0 | 0 | 0 | 0 | 0 | 0 | 0 | 0 | 0 | 0 | 0 | 0 | 0 | 0 | 0 | 0 | 0 | 0 | 0 | 0 | 0 | 0 | 0 | 0 | 0 | 0 | 0 | 0 | 0 | 0 | 0 | 0 | 0 | 0 | 0 | 0 | 0 | 0 | 0 | 0 | 0 | 5000000 | scaled
229-505 | 0 | 0 | 0 | 0 | 0% | 0% | 0% | 0 | 0 | 0 | 0 | 0 | 0 | 0 | 0 | 229 | 0 | 0 | 0 | 0 | 0 | 0 | 0 | 0 | 0 | 0 | 0 | 0 | 0 | 0 | 0 | 0 | 0 | 0 |  | 1260 | 229-505 | 0 | 0 | 0 | 0 | 0 | 0 | 0 | 0 | 0 | 0 | 0 | 0 | 0 | 0 | 0 | 0 | 0 | 0 | 0 | 0 | 0 | 0 | 0 | 0 | 0 | 0 | 0 | 0 | 0 | 0 | 0 | 0 | 0 | 0 | 0 | 0 | 0 | 0 | 0 | 0 | 0 | 0 | 0 | 0 | 0 | 0 | 0 | 5000000 | scaled
230-371AE | 195725.1119 | 159934.5688 | 34850.1819 | 940.3612 | 81.71% | 17.81% | 0.4804% | 117039.102 | 187895.2235 | 16465.1765 | 13573.7733 | 87000.1522 | 25241.3123 | 28328.2267 | 134325.6845 | 230 | 0.059006 | 0.033601 | 0.0067978 | 3317037.4523 | 25894.4993 | 30951.4168 | 138879.1958 | 438845.1906 | 524546.9412 | 2353645.3206 | 2341775.8386 | 329443.3392 | 271590.7228 | 1740741.7767 | 1151826.8351 | 154733.1556 | 173656.419 | 823437.2606 |  | 1261 | 230-371AE | 195725.1119 | 78686.01 | 7829.8885 | 159934.5688 | 58202.4487 | 4016.7744 | 34850.1819 | 19543.2001 | 2872.7528 | 940.3612 | 25894.4993 | 9429.3228 | 653.187 | 133972.6446 | 9406.4273 | 649.2179 | 39.5662 | 22.1879 | 3.2615 | 0.70759 | 138879.1958 | 51879.0436 | 4553.5113 | 133972.6446 | 48752.3626 | 3365.2418 | 4052.3206 | 2272.4505 | 334.0389 | 854.2306 | 30951.4168 | 17377.6435 | 2623.1902 | 107.6987 | 43.6587 | 2.3147 | 30758.2951 | 17248.5617 | 2535.4524 | 85.4231 | 0.0039598 | 0.0016828 | 8.88e-05 | 0.053708 | 0.03058 | 0.0053708 | 0.0013382 | 5000000 | scaled
231-1136R | 2730917.723 | 2684541.5144 | 37502.001 | 8874.2076 | 98.3% | 1.373% | 0.325% | 1501155.6351 | 2620209.1182 | 263524.0916 | 31748.6584 | 1205882.8851 | 458558.9781 | 61686.8665 | 2099963.2736 | 231 | 0.054655 | 0.031912 | 0.014272 | 49966841.2723 | 476221.0404 | 65547.6719 | 2189149.0107 | 8713283.7935 | 1199307.5041 | 40054249.9747 | 38535556.3334 | 6764819.8765 | 815006.9079 | 30955729.549 | 7756831.7062 | 1357511.8091 | 182616.967 | 6216702.93 |  | 1262 | 231-1136R | 2730917.723 | 1229762.0879 | 110708.6048 | 2684541.5144 | 1200038.0446 | 99318.4588 | 37502.001 | 20849.8357 | 2515.9385 | 8874.2076 | 476221.0404 | 212696.9488 | 17662.0623 | 2177691.9869 | 212659.0819 | 17651.6212 | 56.0995 | 31.1894 | 3.7636 | 6.6776 | 2189149.0107 | 983266.1256 | 89185.7371 | 2177691.9869 | 973316.8784 | 80896.5396 | 3395.6328 | 1887.8562 | 227.8066 | 8061.3909 | 65547.6719 | 33799.0136 | 3860.8054 | 30691.2641 | 14062.0844 | 770.298 | 34050.2687 | 18930.7901 | 2284.3683 | 806.1391 | 0.036478 | 0.016148 | 0.0011642 | 0.0056314 | 0.0032192 | 0.0005632 | 0.012545 | 5000000 | scaled
231-1635R | 5142094.9811 | 5074261.8471 | 46327.9087 | 21505.2253 | 98.68% | 0.901% | 0.4182% | 3022625.8958 | 5001381.8532 | 534078.4454 | 25037.1802 | 2463510.2702 | 882291.9329 | 49945.426 | 4069144.4943 | 231 | 0.11648 | 0.067154 | 0.032623 | 44146870.0357 | 902952.3724 | 54947.8534 | 4184194.7553 | 7752194.6171 | 471748.5289 | 35922926.8897 | 31561417.0057 | 5576698.2452 | 261431.2563 | 25723287.5042 | 4313363.3715 | 760918.8457 | 43074.6496 | 3509369.8762 |  | 1263 | 231-1635R | 5142094.9811 | 2119469.0853 | 140713.1279 | 5074261.8471 | 2072167.9883 | 116100.5563 | 46327.9087 | 25795.8717 | 3107.3463 | 21505.2253 | 902952.3724 | 368873.927 | 20660.4395 | 4160284.6787 | 368819.518 | 20639.6527 | 68.6536 | 38.2271 | 4.6048 | 16.182 | 4184194.7553 | 1720684.4851 | 115050.2611 | 4160284.6787 | 1698713.1771 | 95221.3512 | 4374.5826 | 2435.8141 | 293.4159 | 19535.494 | 54947.8534 | 29910.6732 | 5002.4274 | 11109.6316 | 4635.2932 | 239.5523 | 41884.6724 | 23321.8306 | 2809.3257 | 1953.5494 | 0.080559 | 0.033635 | 0.0017562 | 0.0056128 | 0.0032132 | 0.0005612 | 0.030305 | 5000000 | scaled
23-211 | 0 | 0 | 0 | 0 | 0% | 0% | 0% | 0 | 0 | 0 | 0 | 0 | 0 | 0 | 0 | 23 | 0 | 0 | 0 | 0 | 0 | 0 | 0 | 0 | 0 | 0 | 0 | 0 | 0 | 0 | 0 | 0 | 0 | 0 |  | 1264 | 23-211 | 0 | 0 | 0 | 0 | 0 | 0 | 0 | 0 | 0 | 0 | 0 | 0 | 0 | 0 | 0 | 0 | 0 | 0 | 0 | 0 | 0 | 0 | 0 | 0 | 0 | 0 | 0 | 0 | 0 | 0 | 0 | 0 | 0 | 0 | 0 | 0 | 0 | 0 | 0 | 0 | 0 | 0 | 0 | 0 | 0 | 0 | 0 | 5000000 | scaled
23-212F | 0 | 0 | 0 | 0 | 0% | 0% | 0% | 0 | 0 | 0 | 0 | 0 | 0 | 0 | 0 | 23 | 0 | 0 | 0 | 0 | 0 | 0 | 0 | 0 | 0 | 0 | 0 | 0 | 0 | 0 | 0 | 0 | 0 | 0 |  | 1265 | 23-212F | 0 | 0 | 0 | 0 | 0 | 0 | 0 | 0 | 0 | 0 | 0 | 0 | 0 | 0 | 0 | 0 | 0 | 0 | 0 | 0 | 0 | 0 | 0 | 0 | 0 | 0 | 0 | 0 | 0 | 0 | 0 | 0 | 0 | 0 | 0 | 0 | 0 | 0 | 0 | 0 | 0 | 0 | 0 | 0 | 0 | 0 | 0 | 5000000 | scaled
23-213F | 0 | 0 | 0 | 0 | 0% | 0% | 0% | 0 | 0 | 0 | 0 | 0 | 0 | 0 | 0 | 23 | 0 | 0 | 0 | 0 | 0 | 0 | 0 | 0 | 0 | 0 | 0 | 0 | 0 | 0 | 0 | 0 | 0 | 0 |  | 1266 | 23-213F | 0 | 0 | 0 | 0 | 0 | 0 | 0 | 0 | 0 | 0 | 0 | 0 | 0 | 0 | 0 | 0 | 0 | 0 | 0 | 0 | 0 | 0 | 0 | 0 | 0 | 0 | 0 | 0 | 0 | 0 | 0 | 0 | 0 | 0 | 0 | 0 | 0 | 0 | 0 | 0 | 0 | 0 | 0 | 0 | 0 | 0 | 0 | 5000000 | scaled
230-1008R | 171588.2724 | 170502.5113 | 778.7361 | 307.025 | 99.37% | 0.4538% | 0.1789% | 59507.366 | 164691.4119 | 9565.6153 | 389.4251 | 49552.3256 | 26461.2264 | 1088.3306 | 137141.8548 | 230 | 0.055697 | 0.054981 | 0.053591 | 3080756.388 | 27421.459 | 1740.823 | 142425.9904 | 492334.5498 | 31255.3503 | 2557166.4878 | 2038531.4688 | 327687.2953 | 13340.4543 | 1697503.7192 | 128694.3804 | 20677.5271 | 850.4513 | 107166.4019 |  | 1267 | 230-1008R | 171588.2724 | 112080.9064 | 6896.8605 | 170502.5113 | 111061.0471 | 5948.5796 | 778.7361 | 712.8343 | 641.2559 | 307.025 | 27421.459 | 17855.8437 | 960.2325 | 142084.9318 | 17855.0697 | 959.5131 | 0.59308 | 0.54289 | 0.48838 | 0.23103 | 142425.9904 | 92873.6648 | 5284.1356 | 142084.9318 | 92537.8662 | 4954.05 | 62.1551 | 56.8951 | 51.182 | 278.9036 | 1740.823 | 1351.3979 | 652.4924 | 996.9447 | 668.1112 | 35.0165 | 715.988 | 655.3963 | 589.5855 | 27.8904 | 0.0021824 | 0.0014668 | 7.66e-05 | 0.053074 | 0.053074 | 0.053074 | 0.0004404 | 5000000 | scaled
230-127AE | 2000465.4437 | 1900120.7077 | 92848.8962 | 7495.8398 | 94.98% | 4.641% | 0.3747% | 1082691.8036 | 1941414.2232 | 168493.5768 | 37868.3944 | 876329.8324 | 300166.7216 | 78945.6447 | 1562301.8569 | 230 | 0.093988 | 0.05454 | 0.016605 | 21284219.122 | 307286.9851 | 86607.9874 | 1606570.4712 | 3269420.8968 | 921477.2429 | 17093320.9823 | 16827594.5282 | 2618789.1896 | 588564.525 | 13620240.8137 | 3556145.619 | 549824.2257 | 144607.0629 | 2861714.3305 |  | 1268 | 230-127AE | 2000465.4437 | 917773.6401 | 59051.2205 | 1900120.7077 | 858231.3983 | 43910.02 | 92848.8962 | 52046.4019 | 7645.3606 | 7495.8398 | 307286.9851 | 138793.4083 | 7120.2635 | 1591329.4418 | 138707.1863 | 7102.7861 | 143.7548 | 80.5817 | 11.837 | 5.6404 | 1606570.4712 | 730240.6388 | 44268.6143 | 1591329.4418 | 718704.9493 | 36765.0546 | 8431.7571 | 4726.4172 | 694.2875 | 6809.2722 | 86607.9874 | 48739.593 | 7662.3427 | 1653.6759 | 819.2626 | 42.1793 | 84273.3843 | 47239.4031 | 6939.2361 | 680.9272 | 0.030463 | 0.013824 | 0.000722 | 0.052935 | 0.030125 | 0.0052934 | 0.01059 | 5000000 | scaled
230-133AE | 6388693.9467 | 6277695.8362 | 103148.0092 | 7850.1013 | 98.26% | 1.615% | 0.1229% | 2566287.3206 | 6169592.6007 | 410797.1181 | 42259.5342 | 2113230.6683 | 989903.4992 | 88422.4092 | 5091266.6923 | 230 | 0.095565 | 0.059431 | 0.017227 | 66852097.3951 | 1022953.214 | 96900.3274 | 5268840.4054 | 10704311.157 | 1013977.2192 | 55133809.0189 | 64317146.825 | 10295534.0761 | 1059122.5092 | 52962490.2398 | 12718189.9767 | 2040617.8457 | 182276.7031 | 10495295.4279 |  | 1269 | 230-133AE | 6388693.9467 | 3822406.6261 | 219101.346 | 6277695.8362 | 3756720.8762 | 202758.7037 | 103148.0092 | 57835.6486 | 8492.541 | 7850.1013 | 1022953.214 | 612156.0959 | 33049.7148 | 5251939.5449 | 612077.6741 | 33033.1598 | 129.3279 | 72.5149 | 10.648 | 5.9069 | 5268840.4054 | 3155609.737 | 177573.7131 | 5251939.5449 | 3143000.6856 | 169638.2471 | 9769.7746 | 5477.9657 | 804.3802 | 7131.0858 | 96900.3274 | 54640.7932 | 8477.9181 | 2938.3121 | 1642.5165 | 87.2967 | 93248.9067 | 52285.1681 | 7677.5128 | 713.1086 | 0.03163 | 0.018304 | 0.0009572 | 0.05296 | 0.030152 | 0.005296 | 0.010974 | 5000000 | scaled
230-1586R | 2072883.7273 | 1887664.4635 | 179000.8324 | 6218.4314 | 91.06% | 8.635% | 0.3% | 1191117.9398 | 2020024.2634 | 180170.3078 | 75921.8303 | 935025.8017 | 300341.866 | 158215.1897 | 1561467.2077 | 230 | 0.084625 | 0.048856 | 0.014571 | 24494933.2625 | 305516.709 | 172425.6975 | 1594941.3208 | 3610241.761 | 2037526.7061 | 18847164.7954 | 18048333.8224 | 2730018.3724 | 1150400.3864 | 14167915.0635 | 3627667.1719 | 539369.9211 | 284131.2653 | 2804165.9855 |  | 1270 | 230-1586R | 2072883.7273 | 881765.7876 | 52859.4639 | 1887664.4635 | 775174.957 | 31904.927 | 179000.8324 | 100372.3992 | 14736.1055 | 6218.4314 | 305516.709 | 125346.4013 | 5174.843 | 1573478.118 | 125192.5283 | 5148.2601 | 266.0674 | 149.1938 | 21.9038 | 4.6792 | 1594941.3208 | 659915.5191 | 33474.1131 | 1573478.118 | 645398.9687 | 26523.3443 | 15814.3371 | 8867.6848 | 1301.9031 | 5648.8657 | 172425.6975 | 96503.8672 | 14210.5078 | 8940.383 | 4583.4601 | 233.3226 | 162920.4279 | 91355.5205 | 13412.2986 | 564.8866 | 0.023023 | 0.010007 | 0.000522 | 0.052837 | 0.030083 | 0.0052836 | 0.0087656 | 5000000 | scaled
230-1606R | 536383.8374 | 423572.2986 | 111094.9689 | 1716.5698 | 78.97% | 20.71% | 0.32% | 273245.76 | 520223.4466 | 36262.3177 | 45145.248 | 191838.1943 | 67617.4225 | 93955.4553 | 358650.5688 | 230 | 0.062818 | 0.036063 | 0.0079026 | 8538696.5106 | 68483.9615 | 102455.1683 | 365444.7076 | 1090196.4648 | 1630984.2453 | 5817515.8005 | 7296621.9501 | 968331.3035 | 1205536.7584 | 5122753.8882 | 2044946.0695 | 265797.29 | 369329.4493 | 1409819.3301 |  | 1271 | 230-1606R | 536383.8374 | 263138.0774 | 16160.3908 | 423572.2986 | 199118.6554 | 5293.2102 | 111094.9689 | 62302.8522 | 9150.6108 | 1716.5698 | 68483.9615 | 32221.6439 | 866.5391 | 353939.3208 | 32118.2303 | 850.2484 | 182.0981 | 102.1219 | 14.999 | 1.2917 | 365444.7076 | 173606.5132 | 6794.1388 | 353939.3208 | 166469.3575 | 4415.5646 | 9946.043 | 5577.812 | 819.2303 | 1559.3438 | 102455.1683 | 57309.9203 | 8499.713 | 1332.4061 | 531.0676 | 27.3971 | 100966.8278 | 56622.9183 | 8316.3815 | 155.9344 | 0.0073136 | 0.0034162 | 0.0001786 | 0.053089 | 0.030232 | 0.005309 | 0.002415 | 5000000 | scaled
230-181 | 788722.3733 | 774443.4469 | 12668.9441 | 1609.9824 | 98.19% | 1.606% | 0.2041% | 298366.6216 | 750405.2499 | 46502.1281 | 11813.8845 | 240050.6091 | 116897.1428 | 30174.5276 | 603333.5796 | 230 | 0.063241 | 0.037555 | 0.0078902 | 12471654.1327 | 122581.4708 | 31991.182 | 634149.7205 | 1938316.6481 | 505859.819 | 10027477.6657 | 13057142.18 | 2035029.5725 | 517000.0859 | 10505112.5216 | 4856293.048 | 756506.9431 | 195276.2837 | 3904509.8211 |  | 1272 | 230-181 | 788722.3733 | 490355.7517 | 38317.1234 | 774443.4469 | 481641.4606 | 35663.3105 | 12668.9441 | 7104.3088 | 1043.8305 | 1609.9824 | 122581.4708 | 76079.3427 | 5684.328 | 631561.5825 | 76068.2603 | 5681.6663 | 17.6026 | 9.871 | 1.4503 | 1.2115 | 634149.7205 | 394099.1115 | 30816.141 | 631561.5825 | 392005.384 | 29260.879 | 1125.619 | 631.2085 | 92.743 | 1462.519 | 31991.182 | 20177.2975 | 1816.6544 | 20319.2077 | 13567.8163 | 720.7653 | 11525.7224 | 6463.2293 | 949.6372 | 146.2519 | 0.0075204 | 0.0048426 | 0.0002524 | 0.053426 | 0.030417 | 0.0053426 | 0.0022952 | 5000000 | scaled
230-2060R | 3473455.3851 | 3392757.0341 | 74143.8925 | 6554.4586 | 97.68% | 2.135% | 0.1887% | 1361559.7565 | 3355520.3602 | 216011.3747 | 30131.104 | 1115417.2777 | 534357.8935 | 63330.1747 | 2757832.2919 | 230 | 0.088414 | 0.0549 | 0.015281 | 39286082.1896 | 551468.1592 | 69521.833 | 2852465.393 | 6237311.5599 | 786317.9863 | 32262452.6434 | 38467904.0997 | 6102930.7073 | 851288.689 | 31513684.7034 | 7717654.6979 | 1229016.4459 | 145658.6067 | 6342979.6453 |  | 1273 | 230-2060R | 3473455.3851 | 2111895.6287 | 117935.025 | 3392757.0341 | 2063770.8833 | 105273.3872 | 74143.8925 | 41570.2867 | 6107.1792 | 6554.4586 | 551468.1592 | 335456.7844 | 17110.2657 | 2839734.0051 | 335401.5596 | 17097.945 | 89.7013 | 50.2928 | 7.3886 | 4.932 | 2852465.393 | 1737048.1153 | 94633.1011 | 2839734.0051 | 1727294.1838 | 88120.7469 | 6777.2728 | 3799.8163 | 558.2391 | 5954.1151 | 69521.833 | 39390.7289 | 6191.6582 | 1649.5031 | 1075.1399 | 54.6953 | 67276.9184 | 37720.1775 | 5541.5515 | 595.4115 | 0.025912 | 0.01538 | 0.0008036 | 0.053361 | 0.030378 | 0.005336 | 0.0091416 | 5000000 | scaled
230-2067 | 121606.7192 | 113065.5535 | 8323.9346 | 217.2311 | 92.98% | 6.845% | 0.1786% | 77157.9741 | 120703.2745 | 11995.2837 | 3336.9756 | 61825.7148 | 18453.155 | 6970.0481 | 95280.0715 | 230 | 0.054619 | 0.031154 | 0.0056838 | 2226454.5153 | 18454.2317 | 7615.5911 | 95536.8964 | 337872.0166 | 139431.1697 | 1749151.329 | 1426733.6382 | 221805.652 | 61704.2554 | 1143223.7307 | 158950.812 | 24300.4507 | 9178.664 | 125471.6973 |  | 1274 | 230-2067 | 121606.7192 | 44448.7451 | 903.4446 | 113065.5535 | 39563.7828 | 0.10327 | 8323.9346 | 4667.7312 | 686.1103 | 217.2311 | 18454.2317 | 6458.948 | 1.0766 | 94617.816 | 6452.5719 | 0 | 11.0789 | 6.2126 | 0.91319 | 0.16346 | 95536.8964 | 33711.1817 | 256.825 | 94617.816 | 33109.1209 | 0 | 721.7463 | 404.7266 | 59.4908 | 197.3342 | 7615.5911 | 4278.6155 | 645.543 | 4.7481 | 2.09 | 0.10327 | 7591.1095 | 4256.792 | 625.7063 | 19.7334 | 0.0006702 | 0.0003104 | 1.62e-05 | 0.053646 | 0.030541 | 0.0053646 | 0.000303 | 5000000 | scaled
232-39 | 0 | 0 | 0 | 0 | 0% | 0% | 0% | 0 | 0 | 0 | 0 | 0 | 0 | 0 | 0 | 232 | 0 | 0 | 0 | 0 | 0 | 0 | 0 | 0 | 0 | 0 | 0 | 0 | 0 | 0 | 0 | 0 | 0 | 0 |  | 1275 | 232-39 | 0 | 0 | 0 | 0 | 0 | 0 | 0 | 0 | 0 | 0 | 0 | 0 | 0 | 0 | 0 | 0 | 0 | 0 | 0 | 0 | 0 | 0 | 0 | 0 | 0 | 0 | 0 | 0 | 0 | 0 | 0 | 0 | 0 | 0 | 0 | 0 | 0 | 0 | 0 | 0 | 0 | 0 | 0 | 0 | 0 | 0 | 0 | 5000000 | scaled
232-40AE | 11429.7304 | 51.7014 | 11267.6057 | 110.4233 | 0.4523% | 98.58% | 0.9661% | 5009.1229 | 10564.6348 | 6.5753 | 4567.5638 | 434.9838 | 19.4563 | 9601.3078 | 943.8707 | 232 | 0.0059544 | 0.0034362 | 0.000714 | 1919543.5897 | 20.4481 | 10299.8886 | 1109.3936 | 3434.1153 | 1729794.545 | 186314.9294 | 1868519.7052 | 2452.7545 | 1703807.8323 | 162259.1184 | 1211618.3586 | 2231.3751 | 1101137.9882 | 108248.9952 |  | 1276 | 232-40AE | 11429.7304 | 6420.6074 | 865.0955 | 51.7014 | 42.3177 | 0.19322 | 11267.6057 | 6267.8664 | 754.479 | 110.4233 | 20.4481 | 13.8728 | 0.99175 | 35.1659 | 6.2409 | 0 | 13.5702 | 7.5487 | 0.90866 | 0.08309 | 1109.3936 | 674.4098 | 165.5229 | 35.1659 | 32.3358 | 0 | 973.9185 | 541.7647 | 65.2136 | 100.3093 | 10299.8886 | 5732.3249 | 698.5809 | 9.7407 | 3.741 | 0.19322 | 10280.117 | 5718.5529 | 688.3567 | 10.0309 | 0.0001712 | 6.56e-05 | 3.4e-06 | 0.0056362 | 0.0032236 | 0.0005636 | 0.000147 | 5000000 | scaled
233-123R | 3035804.5149 | 3000562.2494 | 24952.003 | 10290.2625 | 98.84% | 0.8219% | 0.339% | 1667621.2526 | 2954715.7478 | 268444.7419 | 13486.6106 | 1385689.9001 | 475045.4232 | 27240.6342 | 2452429.6904 | 233 | 0.06125 | 0.035801 | 0.016091 | 49563831.6634 | 486247.0392 | 29837.323 | 2519720.1528 | 7938675.3257 | 487136.7855 | 41138019.5522 | 38216555.5614 | 6151896.5286 | 309070.0613 | 31755588.9715 | 5039261.1651 | 810188.9174 | 46458.8413 | 4182613.4065 |  | 1277 | 233-123R | 3035804.5149 | 1368183.2623 | 81088.7671 | 3000562.2494 | 1343973.3404 | 69123.531 | 24952.003 | 13919.6594 | 1674.9736 | 10290.2625 | 486247.0392 | 217802.2972 | 11201.616 | 2507947.0248 | 217775.2428 | 11191.5491 | 34.6171 | 19.3114 | 2.3238 | 7.7431 | 2519720.1528 | 1134030.2527 | 67290.4624 | 2507947.0248 | 1123329.4899 | 57779.9068 | 2425.383 | 1353.0179 | 162.8107 | 9347.7449 | 29837.323 | 16350.7124 | 2596.6888 | 6410.5456 | 2868.6077 | 152.0751 | 22492.0029 | 12547.3302 | 1509.8392 | 934.7745 | 0.041026 | 0.017981 | 0.0009408 | 0.005638 | 0.0032332 | 0.0005638 | 0.014587 | 5000000 | scaled
233-41R | 718990.9984 | 701522.1709 | 9758.7762 | 7710.0513 | 97.57% | 1.357% | 1.072% | 373580.2726 | 697602.0291 | 63154.2051 | 7409.2472 | 303016.8204 | 117686.7725 | 15303.9591 | 564611.2975 | 233 | 0.044487 | 0.026606 | 0.012041 | 16161822.5195 | 119903.0265 | 16784.3298 | 582303.6421 | 2695237.4059 | 377286.1697 | 13089298.9438 | 12982339.6719 | 2194680.5075 | 257479.7716 | 10530179.3927 | 1776315.4256 | 299667.7483 | 38968.7208 | 1437678.9565 |  | 1278 | 233-41R | 718990.9984 | 345410.7258 | 21388.9693 | 701522.1709 | 332272.0642 | 13025.5211 | 9758.7762 | 5428.6102 | 653.3969 | 7710.0513 | 119903.0265 | 56748.8214 | 2216.254 | 574205.8647 | 56735.6317 | 2209.5632 | 13.2813 | 7.3881 | 0.88924 | 5.8016 | 582303.6421 | 279286.8217 | 17692.3446 | 574205.8647 | 271674.436 | 10615.2384 | 1093.914 | 608.5223 | 73.2428 | 7003.8634 | 16784.3298 | 9375.0827 | 1480.3707 | 7432.3626 | 3861.9965 | 200.7195 | 8651.5809 | 4812.6998 | 579.2648 | 700.3863 | 0.028021 | 0.012557 | 0.000656 | 0.0056456 | 0.003229 | 0.0005646 | 0.010821 | 5000000 | scaled
233-80 | 0 | 0 | 0 | 0 | 0% | 0% | 0% | 0 | 0 | 0 | 0 | 0 | 0 | 0 | 0 | 233 | 0 | 0 | 0 | 0 | 0 | 0 | 0 | 0 | 0 | 0 | 0 | 0 | 0 | 0 | 0 | 0 | 0 | 0 |  | 1279 | 233-80 | 0 | 0 | 0 | 0 | 0 | 0 | 0 | 0 | 0 | 0 | 0 | 0 | 0 | 0 | 0 | 0 | 0 | 0 | 0 | 0 | 0 | 0 | 0 | 0 | 0 | 0 | 0 | 0 | 0 | 0 | 0 | 0 | 0 | 0 | 0 | 0 | 0 | 0 | 0 | 0 | 0 | 0 | 0 | 0 | 0 | 0 | 0 | 5000000 | scaled
233-81F | 447779.3576 | 425199.1869 | 19472.4826 | 3107.6881 | 94.96% | 4.349% | 0.694% | 230600.5299 | 432083.7755 | 35715.1472 | 8433.0359 | 186452.3468 | 66587.1187 | 17744.6049 | 347752.0519 | 233 | 0.02204 | 0.013108 | 0.0052416 | 20316852.1293 | 68404.3376 | 19242.6745 | 360132.3455 | 3103673.2454 | 873087.5275 | 16340091.3564 | 16568165.5478 | 2566058.5934 | 605895.9868 | 13396210.9676 | 2994425.7687 | 461461.8633 | 122973.611 | 2409990.2945 |  | 1280 | 233-81F | 447779.3576 | 217178.8276 | 15695.5821 | 425199.1869 | 203224.1893 | 11282.5983 | 19472.4826 | 10846.9502 | 1305.2958 | 3107.6881 | 68404.3376 | 32689.1904 | 1817.2189 | 355395.4933 | 32672.7104 | 1813.1787 | 25.3869 | 14.1415 | 1.7018 | 2.3384 | 360132.3455 | 173679.9987 | 12380.2936 | 355395.4933 | 169790.8867 | 9428.9606 | 1913.807 | 1066.0669 | 128.2879 | 2823.0451 | 19242.6745 | 10809.6385 | 1498.0696 | 1427.0813 | 760.5922 | 40.459 | 17533.2887 | 9766.7418 | 1175.3061 | 282.3045 | 0.012005 | 0.0054856 | 0.0002868 | 0.005644 | 0.0032322 | 0.0005644 | 0.0043904 | 5000000 | scaled
233-85F | 3196.1344 | 0 | 3196.1344 | 0 | 0% | 100% | 0% | 502.1316 | 1053.9781 | 0.61791 | 457.9151 | 43.5986 | 1.297 | 961.1672 | 91.5139 | 233 | 0.0056446 | 0.0056446 | 0.0056446 | 566228.6802 | 3.9331 | 2914.6902 | 277.5111 | 696.7812 | 516367.899 | 49164 | 477270.8101 | 587.3128 | 435243.4521 | 41440.0452 | 379505.4287 | 467.0061 | 346087.0629 | 32951.3597 |  | 1281 | 233-85F | 3196.1344 | 2694.0028 | 2142.1563 | 0 | 0 | 0 | 3196.1344 | 2694.0028 | 2142.1563 | 0 | 3.9331 | 3.3151 | 2.6361 | 0 | 0 | 0 | 3.9331 | 3.3151 | 2.6361 | 0 | 277.5111 | 233.9125 | 185.9972 | 0 | 0 | 0 | 277.5111 | 233.9125 | 185.9972 | 0 | 2914.6902 | 2456.7752 | 1953.523 | 0 | 0 | 0 | 2914.6902 | 2456.7752 | 1953.523 | 0 | 0 | 0 | 0 | 0.0056446 | 0.0056446 | 0.0056446 | 0 | 5000000 | scaled
233-86F | 2341674.0922 | 2011556.5905 | 318414.1585 | 11703.3432 | 85.9% | 13.6% | 0.4998% | 1286639.8312 | 2269679.8697 | 184612.7608 | 128404.2627 | 973622.8076 | 318374.5218 | 267969.5502 | 1683335.7977 | 233 | 0.1204 | 0.068212 | 0.022883 | 19449734.2292 | 323884.2623 | 292929.9362 | 1724859.8937 | 2690153.5292 | 2433049.6823 | 14326531.0177 | 15467034.4581 | 2219278.3592 | 1543581.2787 | 11704174.8202 | 3146188.1107 | 441324.8532 | 371454.4171 | 2333408.8405 |  | 1282 | 233-86F | 2341674.0922 | 1055034.261 | 71994.2225 | 2011556.5905 | 864637.301 | 34064.2587 | 318414.1585 | 178693.6168 | 26226.6207 | 11703.3432 | 323884.2623 | 139271.5015 | 5509.7406 | 1685736.6676 | 139032.0055 | 5467.0762 | 411.0658 | 230.6896 | 33.858 | 8.8064 | 1724859.8937 | 751237.0861 | 41524.0961 | 1685736.6676 | 724616.1112 | 28545.9302 | 28491.829 | 15989.5778 | 2346.7687 | 10631.3971 | 292929.9362 | 164525.6735 | 24960.3859 | 2355.5328 | 989.1844 | 51.2523 | 289511.2637 | 162473.3494 | 23845.9939 | 1063.1397 | 0.050826 | 0.021501 | 0.0011278 | 0.053128 | 0.030269 | 0.0053128 | 0.016442 | 5000000 | scaled
234-48R | 4939379.2504 | 4912538.7809 | 19343.3759 | 7497.0936 | 99.46% | 0.3916% | 0.1518% | 2941486.8595 | 4838257.0773 | 589968.9316 | 9412.6716 | 2342105.2563 | 969566.7052 | 19345.1267 | 3849345.2453 | 234 | 0.047931 | 0.026483 | 0.011771 | 103051011.4529 | 988149.0455 | 21274.8673 | 3929955.3375 | 20615902.0087 | 443860.7535 | 81991248.6907 | 75441700.9992 | 15131211.4793 | 241411.2289 | 60069078.2911 | 8591080.58 | 1721617.0119 | 34350.2919 | 6835113.2762 |  | 1283 | 234-48R | 4939379.2504 | 1997892.3909 | 101122.1731 | 4912538.7809 | 1979628.794 | 92328.1637 | 19343.3759 | 10766.5033 | 1296.9158 | 7497.0936 | 988149.0455 | 398180.114 | 18582.3403 | 3921406.6472 | 398160.3212 | 18574.9943 | 25.4249 | 14.1515 | 1.7047 | 5.6413 | 3929955.3375 | 1587850.0812 | 80610.0922 | 3921406.6472 | 1580072.1457 | 73683.1346 | 1738.2791 | 967.5244 | 116.5464 | 6810.4111 | 21274.8673 | 11862.1957 | 1929.7406 | 3014.1544 | 1396.3272 | 70.0348 | 17579.6718 | 9784.8274 | 1178.6647 | 681.0411 | 0.031747 | 0.012712 | 0.0006652 | 0.0056438 | 0.0032294 | 0.0005644 | 0.010541 | 5000000 | scaled
235-897R | 4375038.1439 | 3877449.0208 | 492961.9345 | 4627.1887 | 88.63% | 11.27% | 0.1058% | 2475980.2255 | 4283802.981 | 400187.4762 | 199949.9072 | 1875842.8421 | 679020.8378 | 414601.4718 | 3190180.6714 | 235 | 0.1179 | 0.067867 | 0.016483 | 37108041.9331 | 686562.04 | 455124.5216 | 3233351.5823 | 5823257.3364 | 3860258.8773 | 27424525.7193 | 27982051.9317 | 4522680.1998 | 2259714.6093 | 21199657.1226 | 5534972.3296 | 877342.2973 | 535694.028 | 4121936.0043 |  | 1284 | 235-897R | 4375038.1439 | 1899057.9184 | 91235.1629 | 3877449.0208 | 1617165.7468 | 42416.8591 | 492961.9345 | 277264.9829 | 44191.1151 | 4627.1887 | 686562.04 | 286374.5638 | 7541.2021 | 3181469.0681 | 286029.5271 | 7483.2825 | 607.2658 | 341.5549 | 54.4378 | 3.4818 | 3233351.5823 | 1357508.7402 | 43170.9109 | 3181469.0681 | 1326488.3765 | 34693.3884 | 47679.1443 | 26816.9938 | 4274.1526 | 4203.3699 | 455124.5216 | 255174.6144 | 40523.0499 | 10028.6604 | 4647.8432 | 240.1882 | 444675.5243 | 250106.4342 | 39862.5246 | 420.337 | 0.014436 | 0.0063556 | 0.0003322 | 0.097015 | 0.055062 | 0.0097014 | 0.0064498 | 5000000 | scaled
235-899R | 23678661.1441 | 23291809.548 | 377288.9261 | 9562.67 | 98.37% | 1.593% | 0.04039% | 12551300.9429 | 23036945.8445 | 2265144.2885 | 161641.0801 | 10124515.5743 | 4149559.9678 | 337295.6747 | 18550090.202 | 235 | 0.15496 | 0.089766 | 0.024931 | 152800256.2136 | 4258947.9184 | 369864.0083 | 19049849.2174 | 27483324.719 | 2386761.4342 | 122930170.0604 | 123959906.7934 | 22371153.0907 | 1596409.2735 | 99992344.4292 | 25739859.9164 | 4636425.8964 | 376870.4183 | 20726563.6017 |  | 1285 | 235-899R | 23678661.1441 | 11127360.2012 | 641715.2996 | 23291809.548 | 10905274.3245 | 598234.6578 | 377288.9261 | 212523.2068 | 33917.9718 | 9562.67 | 4258947.9184 | 1993803.6299 | 109387.9506 | 19008660.2714 | 1993430.1575 | 109322.2985 | 650.245 | 366.2767 | 58.4565 | 7.1956 | 19049849.2174 | 8925333.6431 | 499759.0154 | 19008660.2714 | 8898338.7006 | 488150.3032 | 32502.151 | 18308.1476 | 2921.9173 | 8686.7949 | 369864.0083 | 208222.9282 | 32568.3336 | 24858.7988 | 13505.4664 | 762.0561 | 344136.53 | 193848.7824 | 30937.598 | 868.6795 | 0.034984 | 0.01579 | 0.0008262 | 0.10653 | 0.060524 | 0.010653 | 0.013452 | 5000000 | scaled
235-911 | 849.9119 | 0 | 849.9119 | 0 | 0% | 100% | 0% | 40.9679 | 85.3186 | 0.53149 | 32.0814 | 8.355 | 1.1069 | 66.8119 | 17.3999 | 235 | 0.10783 | 0.10783 | 0.10783 | 7882.3266 | 11.0261 | 665.5549 | 173.3309 | 102.2591 | 6172.5473 | 1607.5202 | 7502.3784 | 97.3299 | 5875.0148 | 1530.0336 | 7091.0572 | 91.9938 | 5552.9146 | 1446.1489 |  | 1286 | 235-911 | 849.9119 | 808.944 | 764.5932 | 0 | 0 | 0 | 849.9119 | 808.944 | 764.5932 | 0 | 11.0261 | 10.4946 | 9.9192 | 0 | 0 | 0 | 11.0261 | 10.4946 | 9.9192 | 0 | 173.3309 | 164.9759 | 155.931 | 0 | 0 | 0 | 173.3309 | 164.9759 | 155.931 | 0 | 665.5549 | 633.4735 | 598.743 | 0 | 0 | 0 | 665.5549 | 633.4735 | 598.743 | 0 | 0 | 0 | 0 | 0.10783 | 0.10783 | 0.10783 | 0 | 5000000 | scaled
236-1535R | 9719042.1331 | 9595870.9957 | 117498.9316 | 5672.2058 | 98.73% | 1.209% | 0.05836% | 5120375.9963 | 9491745.4885 | 951274.1418 | 48498.0838 | 4120603.7708 | 1761604.9125 | 100807.6751 | 7629332.9009 | 236 | 0.12847 | 0.073752 | 0.018452 | 75651171.1763 | 1801243.9775 | 110998.0117 | 7806800.1439 | 14020539.7408 | 863987.3631 | 60766644.0724 | 62353273.2327 | 11584121.2689 | 590584.416 | 50178567.5478 | 12318399.5408 | 2286213.1282 | 130828.3308 | 9901358.0818 |  | 1287 | 236-1535R | 9719042.1331 | 4598666.1368 | 227296.6446 | 9595870.9957 | 4526911.4445 | 211068.3794 | 117498.9316 | 66082.4865 | 10556.0594 | 5672.2058 | 1801243.9775 | 849969.8357 | 39639.0649 | 7790897.8826 | 849869.7088 | 39619.4843 | 170.443 | 95.8587 | 15.3125 | 4.2682 | 7806800.1439 | 3686196.3732 | 177467.2431 | 7790897.8826 | 3674998.0333 | 171348.8333 | 10749.5908 | 6045.6693 | 965.7392 | 5152.6706 | 110998.0117 | 62499.928 | 10190.3366 | 3903.8467 | 2043.7024 | 100.0618 | 106578.8979 | 59940.9585 | 9575.0077 | 515.2671 | 0.020791 | 0.009193 | 0.0004798 | 0.099676 | 0.056554 | 0.0099676 | 0.0080044 | 5000000 | scaled
236-1561R | 2823578.0947 | 2746271.3929 | 73882.5515 | 3424.1503 | 97.26% | 2.617% | 0.1213% | 1280794.8239 | 2760258.2221 | 205750.4453 | 29152.7195 | 1045891.6591 | 444071.7985 | 60933.2689 | 2255253.1546 | 236 | 0.17766 | 0.10277 | 0.021 | 15893531.732 | 452794.3676 | 67471.0732 | 2303312.6538 | 2548717.0565 | 379785.3671 | 12965029.3084 | 15011503.6648 | 2411489.7302 | 341683.2641 | 12258330.6706 | 3015174.5966 | 485082.8793 | 66560.6004 | 2463531.1169 |  | 1288 | 236-1561R | 2823578.0947 | 1542783.2707 | 63319.8726 | 2746271.3929 | 1497606.2429 | 53006.0373 | 73882.5515 | 41752.8775 | 6889.685 | 3424.1503 | 452794.3676 | 247043.9223 | 8722.5691 | 2292960.3578 | 246989.571 | 8711.4491 | 91.6165 | 51.7748 | 8.5434 | 2.5766 | 2303312.6538 | 1257420.9948 | 48059.4992 | 2292960.3578 | 1250217.9653 | 44273.6687 | 7241.7744 | 4092.5078 | 675.3089 | 3110.5216 | 67471.0732 | 38318.3537 | 6537.8043 | 610.8605 | 398.7067 | 20.9195 | 66549.1606 | 37608.5949 | 6205.8327 | 311.0522 | 0.015422 | 0.008483 | 0.000443 | 0.15742 | 0.089475 | 0.015742 | 0.0048156 | 5000000 | scaled
236-1563R | 2260662.3602 | 2229175.5852 | 29107.6182 | 2379.1568 | 98.61% | 1.288% | 0.1052% | 1176055.0108 | 2196735.9571 | 192165.4474 | 10248.5434 | 973641.0199 | 358418.7446 | 21365.6732 | 1816951.5393 | 236 | 0.17215 | 0.098339 | 0.019426 | 13131719.9618 | 368128.8097 | 23770.4861 | 1868763.0645 | 2138384.0965 | 138077.836 | 10855258.0293 | 11029292.0949 | 1802168.1222 | 96113.0029 | 9131010.9697 | 3290798.9964 | 536925.7244 | 32006.6395 | 2721866.6325 |  | 1289 | 236-1563R | 2260662.3602 | 1084607.3495 | 63926.4031 | 2229175.5852 | 1065782.6476 | 58832.9029 | 29107.6182 | 16445.545 | 2714.3434 | 2379.1568 | 368128.8097 | 175963.3622 | 9710.0651 | 1860987.742 | 175926.4808 | 9702.483 | 62.1092 | 35.0912 | 5.7918 | 1.7902 | 1868763.0645 | 895122.0445 | 51811.5252 | 1860987.742 | 889788.8969 | 49126.7587 | 5614.0801 | 3171.9053 | 523.5242 | 2161.2424 | 23770.4861 | 13521.9427 | 2404.8129 | 122.933 | 67.2699 | 3.6613 | 23431.4288 | 13238.5486 | 2185.0274 | 216.1242 | 0.011349 | 0.0054966 | 0.0002868 | 0.15741 | 0.089444 | 0.015741 | 0.0033984 | 5000000 | scaled
236-1567R | 5332003.6622 | 5229333.7728 | 98148.246 | 4521.6435 | 98.07% | 1.841% | 0.0848% | 2471287.7724 | 5157065.4605 | 446581.418 | 39214.011 | 1985492.3435 | 932504.2148 | 82163.7667 | 4142397.479 | 236 | 0.18129 | 0.10487 | 0.022512 | 29411590.2228 | 962187.7852 | 90914.0676 | 4278901.8095 | 5307474.3845 | 501486.3961 | 23602629.4423 | 27278426.7322 | 4929429.3552 | 432849.8431 | 21916147.5339 | 7770955.752 | 1405149.7013 | 123808.9763 | 6241997.0743 |  | 1290 | 236-1567R | 5332003.6622 | 2860715.8898 | 174938.2017 | 5229333.7728 | 2800702.8645 | 161266.2307 | 98148.246 | 55491.3819 | 9150.3275 | 4521.6435 | 962187.7852 | 515606.3672 | 29683.5704 | 4265622.2868 | 515518.0138 | 29666.1599 | 150.2538 | 84.951 | 14.0081 | 3.4024 | 4278901.8095 | 2293409.466 | 136504.3304 | 4265622.2868 | 2284116.2608 | 131541.7333 | 9172.0308 | 5185.7133 | 855.1053 | 4107.4919 | 90914.0676 | 51700.0566 | 8750.3009 | 1677.357 | 1068.5899 | 58.3376 | 88825.9613 | 50220.7176 | 8281.2141 | 410.7492 | 0.01797 | 0.0092768 | 0.0004844 | 0.15699 | 0.089266 | 0.015699 | 0.0063284 | 5000000 | scaled
236-1569R | 21222913.1191 | 20875680.9896 | 336363.0898 | 10869.0397 | 98.36% | 1.585% | 0.05121% | 12178286.8745 | 20681247.2513 | 1992695.1677 | 134972.0502 | 10050619.6567 | 3374346.7007 | 280325.5606 | 17026574.9899 | 236 | 0.21435 | 0.12238 | 0.031796 | 99012775.2759 | 3457117.7361 | 309623.6339 | 17456171.749 | 16128738.7641 | 1444509.2959 | 81439527.216 | 73904632.0756 | 12092784.8655 | 819085.6245 | 60992761.5856 | 17035553.5509 | 2779516.3039 | 230909.7243 | 14025127.5227 |  | 1291 | 236-1569R | 21222913.1191 | 9044626.2445 | 541665.8678 | 20875680.9896 | 8843561.988 | 499450.7097 | 336363.0898 | 190195.2168 | 31346.1184 | 10869.0397 | 3457117.7361 | 1464422.5685 | 82771.0354 | 17412655.313 | 1464147.7569 | 82718.913 | 471.5444 | 266.633 | 43.9438 | 8.1786 | 17456171.749 | 7405552.0923 | 429596.7591 | 17412655.313 | 7376655.319 | 416588.0205 | 33642.9259 | 19023.2632 | 3135.2285 | 9873.5101 | 309623.6339 | 174651.5837 | 29298.0733 | 6387.6634 | 2758.9121 | 143.7762 | 302248.6195 | 170905.3207 | 28166.9461 | 987.351 | 0.043476 | 0.018625 | 0.0009716 | 0.1556 | 0.088493 | 0.01556 | 0.015264 | 5000000 | scaled
236-1573R | 6927855.8046 | 6778519.8437 | 144709.0316 | 4626.9292 | 97.84% | 2.089% | 0.06679% | 3537687.6188 | 6747761.9268 | 610892.4862 | 57090.4436 | 2869704.689 | 1163594.656 | 118958.6505 | 5465208.6203 | 236 | 0.18488 | 0.10588 | 0.022766 | 37473107.8584 | 1192105.5875 | 131536.685 | 5604213.532 | 6448156.9074 | 711488.3052 | 30313462.6458 | 32019148.0658 | 5529108.0152 | 516718.1405 | 25973321.9101 | 7910511.8826 | 1364101.0831 | 139457.1754 | 6406953.6241 |  | 1292 | 236-1573R | 6927855.8046 | 3390168.1857 | 180093.8777 | 6778519.8437 | 3303745.7506 | 161973.3453 | 144709.0316 | 81795.5059 | 13493.6032 | 4626.9292 | 1192105.5875 | 581213.1013 | 28510.9315 | 5585627.3276 | 581089.5317 | 28487.6393 | 212.4544 | 120.088 | 19.8106 | 3.4816 | 5604213.532 | 2734508.843 | 139004.9117 | 5585627.3276 | 2722175.8051 | 133460.6073 | 14383.0702 | 8129.9038 | 1341.1702 | 4203.1342 | 131536.685 | 74446.2414 | 12578.0345 | 1002.8646 | 480.4138 | 25.0987 | 130113.507 | 73545.5142 | 12132.6224 | 420.3134 | 0.021156 | 0.0099958 | 0.0005232 | 0.1572 | 0.08936 | 0.01572 | 0.0065236 | 5000000 | scaled
237-1761R | 3634146.4134 | 3612196.0957 | 17960.9578 | 3989.3599 | 99.4% | 0.4942% | 0.1098% | 1816275.0957 | 3562798.3304 | 294403.7079 | 7031.1955 | 1514840.1923 | 573507.0354 | 14639.3294 | 2974651.9657 | 237 | 0.14935 | 0.087484 | 0.018218 | 24332695.1114 | 584007.376 | 16452.0987 | 3033686.9386 | 3910264.4216 | 110156.2394 | 20312274.4504 | 20779519.3818 | 3368194.3718 | 80442.0336 | 17330882.9765 | 3916394.0166 | 630425.6692 | 16092.2333 | 3269876.114 |  | 1293 | 237-1761R | 3634146.4134 | 1817871.3177 | 71348.0829 | 3612196.0957 | 1803765.1034 | 65720.1129 | 17960.9578 | 10116.8545 | 1638.6102 | 3989.3599 | 584007.376 | 289603.6681 | 10500.3406 | 3027941.524 | 289585.5752 | 10494.8945 | 26.7919 | 15.0911 | 2.4443 | 3.0019 | 3033686.9386 | 1518846.7463 | 59034.9729 | 3027941.524 | 1514027.8355 | 55217.4672 | 2121.4528 | 1194.949 | 193.5439 | 3623.9618 | 16452.0987 | 9420.9033 | 1812.7693 | 276.9895 | 151.6927 | 7.7512 | 15812.7131 | 8906.8143 | 1442.622 | 362.3962 | 0.025622 | 0.01482 | 0.0007728 | 0.1181 | 0.067028 | 0.011809 | 0.0056356 | 5000000 | scaled
237-1765R | 28249252.4704 | 28064039.1156 | 179613.607 | 5599.7477 | 99.34% | 0.6358% | 0.01982% | 11951545.2579 | 27485298.5788 | 2404360.6153 | 71110.6826 | 9476073.9601 | 5532977.0431 | 148421.7759 | 21803899.7599 | 237 | 0.25909 | 0.15104 | 0.031179 | 109034689.2733 | 5683195.6343 | 164370.0505 | 22401686.7855 | 21935641.3313 | 634425.1907 | 86464622.7512 | 107901394.7881 | 21707139.8183 | 642004.1654 | 85552250.8044 | 24502507.8587 | 4932521.0381 | 132314.5797 | 19437672.2408 |  | 1294 | 237-1765R | 28249252.4704 | 16297707.2124 | 763953.8915 | 28064039.1156 | 16190466.9331 | 741313.403 | 179613.607 | 101640.5316 | 17040.7408 | 5599.7477 | 5683195.6343 | 3278835.0191 | 150218.5913 | 22379537.696 | 3278660.1487 | 150185.7659 | 301.5752 | 170.6567 | 28.6118 | 4.2136 | 22401686.7855 | 12925612.8254 | 597787.0256 | 22379537.696 | 12910870.7213 | 591081.4059 | 17062.2403 | 9655.255 | 1618.7705 | 5086.8492 | 164370.0505 | 93259.3679 | 15948.2747 | 1611.5741 | 936.0631 | 46.2313 | 162249.7915 | 91814.6199 | 15393.3585 | 508.6849 | 0.02585 | 0.015091 | 0.000788 | 0.22538 | 0.1281 | 0.022538 | 0.0078522 | 5000000 | scaled
237-17R | 27080737.569 | 26780685.6631 | 290058.8995 | 9993.0064 | 98.89% | 1.071% | 0.0369% | 15029772.7546 | 26427848.841 | 2766791.5067 | 123554.9917 | 12139426.2562 | 4856773.2719 | 260363.1964 | 21310712.3727 | 237 | 0.15539 | 0.090617 | 0.025536 | 174274813.6571 | 4971261.7992 | 285731.2648 | 21823744.505 | 31991954.4835 | 1838789.0214 | 140444070.1521 | 132987609.5756 | 24481340.781 | 1093248.9312 | 107413019.8634 | 25567784.894 | 4698715.1714 | 251889.9756 | 20617179.747 |  | 1295 | 237-17R | 27080737.569 | 12050964.8144 | 652888.7279 | 26780685.6631 | 11877650.1958 | 616821.151 | 290058.8995 | 163321.6122 | 26074.5705 | 9993.0064 | 4971261.7992 | 2204470.2925 | 114488.5272 | 21789743.0776 | 2204227.2053 | 114443.399 | 418.3679 | 235.5677 | 37.6088 | 7.5194 | 21823744.505 | 9684318.2488 | 513032.1323 | 21789743.0776 | 9661206.898 | 501713.9233 | 24923.712 | 14033.6353 | 2240.4935 | 9077.7155 | 285731.2648 | 162176.2731 | 25368.0685 | 20106.6737 | 12216.0925 | 663.8288 | 264716.8196 | 149052.4091 | 23796.4682 | 907.7715 | 0.034759 | 0.016045 | 0.0008394 | 0.1066 | 0.060536 | 0.01066 | 0.014037 | 5000000 | scaled
237-25 | 0 | 0 | 0 | 0 | 0% | 0% | 0% | 0 | 0 | 0 | 0 | 0 | 0 | 0 | 0 | 237 | 0 | 0 | 0 | 0 | 0 | 0 | 0 | 0 | 0 | 0 | 0 | 0 | 0 | 0 | 0 | 0 | 0 | 0 |  | 1296 | 237-25 | 0 | 0 | 0 | 0 | 0 | 0 | 0 | 0 | 0 | 0 | 0 | 0 | 0 | 0 | 0 | 0 | 0 | 0 | 0 | 0 | 0 | 0 | 0 | 0 | 0 | 0 | 0 | 0 | 0 | 0 | 0 | 0 | 0 | 0 | 0 | 0 | 0 | 0 | 0 | 0 | 0 | 0 | 0 | 0 | 0 | 0 | 0 | 5000000 | scaled
237-26F | 663215.1491 | 470121.1852 | 190447.5449 | 2646.419 | 70.89% | 28.72% | 0.399% | 272533.5376 | 642284.8054 | 30500.8731 | 74841.631 | 167191.0335 | 75561.0547 | 155601.9146 | 411121.8361 | 237 | 0.10897 | 0.063264 | 0.013869 | 6086027.866 | 75770.3197 | 171184.2965 | 416260.5328 | 695310.2293 | 1570881.4856 | 3819836.1511 | 6175456.5248 | 691132.613 | 1695869.222 | 3788454.6899 | 1509102.3135 | 177537.0701 | 365599.8201 | 965965.4234 |  | 1297 | 237-26F | 663215.1491 | 390681.6114 | 20930.3436 | 470121.1852 | 280966.341 | 1166.8762 | 190447.5449 | 107068.8514 | 17117.0484 | 2646.419 | 75770.3197 | 45269.4466 | 209.265 | 394219.3471 | 45139.6628 | 186.8436 | 227.3094 | 127.7924 | 20.4301 | 1.9913 | 416260.5328 | 249069.4993 | 5138.6967 | 394219.3471 | 235625.5407 | 969.7225 | 19637.1607 | 11039.9335 | 1764.9491 | 2404.0251 | 171184.2965 | 96342.6655 | 15582.3819 | 360.8191 | 201.1375 | 10.3102 | 170583.0749 | 95901.1255 | 15331.6692 | 240.4025 | 0.0052096 | 0.0028022 | 0.0001454 | 0.10004 | 0.056742 | 0.010004 | 0.0037196 | 5000000 | scaled
237-28F | 2530225.4549 | 2500529.9117 | 28244.7097 | 1450.8335 | 98.83% | 1.116% | 0.05734% | 1113753.568 | 2468757.1173 | 177526.3718 | 12070.6662 | 924156.5299 | 393694.9308 | 25782.1115 | 2049280.075 | 237 | 0.10804 | 0.062162 | 0.012356 | 23418429.262 | 402965.0984 | 28235.2939 | 2099025.0626 | 3729631.9318 | 261330.9541 | 19427466.3761 | 22786634.475 | 3632067.866 | 246957.556 | 18907609.0529 | 4974937.4847 | 793357.7812 | 51955.0473 | 4129624.6562 |  | 1298 | 237-28F | 2530225.4549 | 1416471.8869 | 61468.3376 | 2500529.9117 | 1399135.2446 | 57475.3954 | 28244.7097 | 15885.8087 | 2542.1087 | 1450.8335 | 402965.0984 | 225438.7265 | 9270.1676 | 2093952.5235 | 225412.8125 | 9265.1037 | 44.1336 | 24.8223 | 3.9722 | 1.0917 | 2099025.0626 | 1174868.5327 | 49744.9876 | 2093952.5235 | 1171438.8723 | 48089.116 | 3754.5921 | 2111.7134 | 337.9246 | 1317.9471 | 28235.2939 | 16164.6276 | 2453.1824 | 3657.5151 | 2283.5599 | 121.1757 | 24445.984 | 13749.2731 | 2200.212 | 131.7947 | 0.0043736 | 0.0024584 | 0.0001282 | 0.1016 | 0.057637 | 0.01016 | 0.002067 | 5000000 | scaled
237-2R | 30894123.4063 | 30619728.0088 | 262352.8253 | 12042.5722 | 99.11% | 0.8492% | 0.03898% | 12345404.2511 | 29847411.6578 | 2647734.7905 | 106015.3812 | 9591654.0795 | 6407796.9116 | 222589.6311 | 23217025.1151 | 237 | 0.18156 | 0.11151 | 0.030194 | 170161366.8283 | 6626330.7367 | 245372.9082 | 24022419.7614 | 36497086.5294 | 1351486.4588 | 132312793.84 | 166343693.885 | 35675946.8149 | 1428465.991 | 129239281.0791 | 34665757.5089 | 7442224.3526 | 258522.8583 | 26965010.2979 |  | 1299 | 237-2R | 30894123.4063 | 18548719.1552 | 1046711.7485 | 30619728.0088 | 18388959.1507 | 1010737.8302 | 262352.8253 | 147717.4323 | 23931.3461 | 12042.5722 | 6626330.7367 | 3978595.9462 | 218533.8251 | 23983692.4146 | 3978362.1115 | 218488.3485 | 399.2072 | 224.7731 | 36.415 | 9.0616 | 24022419.7614 | 14430765.682 | 805394.6463 | 23983692.4146 | 14404180.2453 | 791920.3396 | 27787.7918 | 15645.8817 | 2534.7517 | 10939.5551 | 245372.9082 | 139357.527 | 22783.2771 | 10113.1264 | 6416.794 | 329.1421 | 234165.8263 | 131846.7775 | 21360.1794 | 1093.9555 | 0.046938 | 0.027786 | 0.0014502 | 0.11764 | 0.066743 | 0.011764 | 0.01698 | 5000000 | scaled
237-30R | 65515491.9922 | 64815658.7441 | 680055.5135 | 19777.7346 | 98.93% | 1.038% | 0.03019% | 29456304.9771 | 63602956.3708 | 5001036.2804 | 265660.675 | 24189608.0216 | 10791489.104 | 555372.6538 | 52256094.613 | 237 | 0.49249 | 0.29217 | 0.066878 | 133030377.3438 | 11104385.8625 | 615999.7323 | 53795106.3974 | 22547653.9448 | 1250798.4652 | 109231924.9337 | 123419780.5199 | 20953979.1425 | 1113098.952 | 101352702.4254 | 28597380.6242 | 4852106.5532 | 249708.5682 | 23495565.5028 |  | 1300 | 237-30R | 65515491.9922 | 36059187.0152 | 1912535.6214 | 64815658.7441 | 35654303.1407 | 1827001.5419 | 680055.5135 | 385106.1399 | 65756.3449 | 19777.7346 | 11104385.8625 | 6103349.5821 | 312896.7585 | 53703640.633 | 6102650.7149 | 312765.0869 | 1207.8432 | 683.9851 | 116.7895 | 14.8821 | 53795106.3974 | 29605498.3757 | 1539011.7844 | 53703640.633 | 29545910.3645 | 1513938.6927 | 73499.5348 | 41621.7817 | 7106.8621 | 17966.2295 | 615999.7323 | 350339.0573 | 60627.0785 | 8854.9738 | 5742.0612 | 297.7622 | 605348.1355 | 342800.3731 | 58532.6933 | 1796.623 | 0.10832 | 0.06194 | 0.003234 | 0.35613 | 0.2022 | 0.035613 | 0.028031 | 5000000 | scaled
239-2207R | 860323.3976 | 843815.2137 | 12865.5144 | 3642.6696 | 98.08% | 1.495% | 0.4234% | 553338.8425 | 832213.8302 | 95989.2353 | 4923.2582 | 452426.349 | 143543.0338 | 10220.116 | 678450.6804 | 239 | 0.078224 | 0.043433 | 0.010951 | 10998258.8073 | 147653.0284 | 11453.6466 | 701216.7226 | 1887576.4915 | 146421.8798 | 8964260.4361 | 7068067.654 | 1226117.4479 | 62887.1844 | 5779063.0216 | 2566896.2495 | 442746.878 | 31523.1212 | 2092626.2503 |  | 1301 | 239-2207R | 860323.3976 | 306984.5552 | 28109.5674 | 843815.2137 | 296125.0613 | 23406.2609 | 12865.5144 | 7216.8242 | 1060.6369 | 3642.6696 | 147653.0284 | 51663.7931 | 4109.9946 | 695953.4265 | 51650.7606 | 4105.7411 | 18.3468 | 10.2915 | 1.5125 | 2.741 | 701216.7226 | 248790.3737 | 22766.0423 | 695953.4265 | 244385.1129 | 19295.9056 | 1954.2702 | 1096.2348 | 161.1106 | 3309.026 | 11453.6466 | 6530.3884 | 1233.5305 | 229.8465 | 89.1878 | 4.6142 | 10892.8974 | 6110.2979 | 898.0137 | 330.9026 | 0.019164 | 0.0075742 | 0.0003952 | 0.053893 | 0.030692 | 0.0053894 | 0.0051662 | 5000000 | scaled
239-2211R | 1585171.8415 | 1564094.2986 | 19341.6452 | 1735.8977 | 98.67% | 1.22% | 0.1095% | 776452.3099 | 1558699.8398 | 123734.9293 | 7407.2677 | 645310.1129 | 248536.8948 | 15378.9416 | 1294784.0034 | 239 | 0.11902 | 0.067676 | 0.01349 | 13318690.0322 | 252232.8132 | 17043.9326 | 1315895.0956 | 2119272.2249 | 143203.9412 | 11056213.8661 | 11949907.2279 | 1904329.3538 | 114000.7708 | 9931577.1034 | 1962342.5969 | 312898.3036 | 19361.4905 | 1630082.8028 |  | 1302 | 239-2211R | 1585171.8415 | 808719.5316 | 26472.0016 | 1564094.2986 | 796093.414 | 22995.8495 | 19341.6452 | 10890.2199 | 1740.2544 | 1735.8977 | 252232.8132 | 128497.884 | 3695.9184 | 1311706.5079 | 128487.5353 | 3693.1672 | 16.0599 | 9.0425 | 1.445 | 1.3062 | 1315895.0956 | 670584.9827 | 21111.0923 | 1311706.5079 | 667537.5839 | 19299.2058 | 2611.6864 | 1470.4974 | 234.9851 | 1576.9014 | 17043.9326 | 9636.6649 | 1664.991 | 172.3436 | 68.2947 | 3.4765 | 16713.8989 | 9410.68 | 1503.8243 | 157.6901 | 0.008224 | 0.0037002 | 0.0001924 | 0.10833 | 0.061511 | 0.010833 | 0.0024646 | 5000000 | scaled
239-2213R | 1116470.4872 | 1076921.0119 | 36064.4478 | 3485.0275 | 96.46% | 3.23% | 0.3121% | 668330.4824 | 1091488.9128 | 103507.1252 | 17179.0048 | 547644.3525 | 167886.1117 | 34067.5759 | 889535.2252 | 239 | 0.1294 | 0.073124 | 0.016117 | 8627749.6099 | 170770.7327 | 37320.0907 | 908379.6637 | 1319665.0872 | 288398.4862 | 7019686.0365 | 6128510.8916 | 949148.0047 | 157529.4268 | 5021833.46 | 1549994.6893 | 238410.6503 | 48378.4682 | 1263205.5707 |  | 1303 | 239-2213R | 1116470.4872 | 448140.0047 | 24981.5744 | 1076921.0119 | 424352.7571 | 18251.6546 | 36064.4478 | 20302.2202 | 3244.8924 | 3485.0275 | 170770.7327 | 67263.6076 | 2884.6211 | 900627.9246 | 67232.9217 | 2877.5133 | 49.8515 | 28.0635 | 4.4854 | 2.6224 | 908379.6637 | 360735.3112 | 18844.4385 | 900627.9246 | 354987.8799 | 15265.9986 | 4585.9163 | 2581.6084 | 412.617 | 3165.8228 | 37320.0907 | 20141.086 | 3252.5149 | 5574.8285 | 2131.9555 | 108.1426 | 31428.68 | 17692.5482 | 2827.79 | 316.5823 | 0.016121 | 0.0066786 | 0.0003488 | 0.10835 | 0.061512 | 0.010835 | 0.0049334 | 5000000 | scaled
239-2215R | 6268656.9491 | 6158320.4267 | 102173.5112 | 8163.0111 | 98.24% | 1.63% | 0.1302% | 3346244.6131 | 6084885.9976 | 564218.1639 | 44031.0253 | 2737995.424 | 1024080.0422 | 89653.6403 | 4971152.3151 | 239 | 0.15408 | 0.088272 | 0.022998 | 40685538.8651 | 1052566.7098 | 98684.8368 | 5117405.4026 | 6831486.2539 | 640495.3715 | 33213557.2397 | 33106900.6699 | 5582232.2831 | 435631.8644 | 27089036.5224 | 7990666.7253 | 1344820.9745 | 117733.0784 | 6528112.6723 |  | 1304 | 239-2215R | 6268656.9491 | 2922412.3359 | 183770.9515 | 6158320.4267 | 2856732.866 | 166420.711 | 102173.5112 | 57516.4587 | 9187.2293 | 8163.0111 | 1052566.7098 | 488348.5459 | 28486.6676 | 5098337.1933 | 488260.5992 | 28467.4584 | 145.319 | 81.8043 | 13.0668 | 6.1424 | 5117405.4026 | 2379409.9785 | 146253.0875 | 5098337.1933 | 2365434.8996 | 137789.9501 | 11652.874 | 6559.7437 | 1047.8022 | 7415.3352 | 98684.8368 | 54653.8115 | 9031.1965 | 7567.985 | 3037.3673 | 163.3026 | 90375.3182 | 50874.9107 | 8126.3604 | 741.5335 | 0.035052 | 0.015766 | 0.000823 | 0.10761 | 0.061091 | 0.010761 | 0.011414 | 5000000 | scaled
239-2217R | 1029567.3189 | 713201.354 | 313244.4026 | 3121.5623 | 69.27% | 30.42% | 0.3032% | 538915.6319 | 980056.6671 | 63638.1392 | 129154.8707 | 346122.622 | 109883.8901 | 268637.8017 | 601534.9753 | 239 | 0.073205 | 0.041513 | 0.010106 | 14064089.7921 | 113187.3956 | 292575.1637 | 623804.7595 | 1546161.8356 | 3996633.6319 | 8521294.3245 | 11819115.9221 | 1395666.5944 | 2832533.1433 | 7590916.1844 | 4899037.3985 | 549279.7561 | 1342847.4918 | 3006910.1506 |  | 1305 | 239-2217R | 1029567.3189 | 490651.6869 | 49510.6518 | 713201.354 | 311846.4165 | 20590.6806 | 313244.4026 | 175683.7082 | 25798.4089 | 3121.5623 | 113187.3956 | 49549.2564 | 3303.5056 | 593459.507 | 49289.6884 | 3263.3851 | 458.6223 | 257.2192 | 37.7715 | 2.3489 | 623804.7595 | 277682.1376 | 22269.7842 | 593459.507 | 259417.6762 | 17168.4799 | 27509.604 | 15428.8128 | 2265.6558 | 2835.6485 | 292575.1637 | 163420.293 | 23937.362 | 7015.4225 | 3139.0519 | 158.8156 | 285276.1763 | 159997.6762 | 23494.9815 | 283.5649 | 0.015505 | 0.0067482 | 0.0003526 | 0.053275 | 0.030339 | 0.0053274 | 0.0044262 | 5000000 | scaled
239-89R | 376425.1446 | 371745.0705 | 3157.5544 | 1522.5197 | 98.76% | 0.8388% | 0.4045% | 152242.1063 | 370114.3064 | 23172.5865 | 6635.0175 | 122434.5023 | 56172.1907 | 17309.1209 | 296632.9948 | 239 | 0.064786 | 0.037994 | 0.0078262 | 5810303.2543 | 56788.0186 | 18172.3413 | 301464.7846 | 876550.3954 | 280498.8338 | 4653254.0251 | 5900423.1742 | 898096.2612 | 257152.3228 | 4745174.5903 | 806373.2331 | 122383.1402 | 37711.6246 | 646278.4684 |  | 1306 | 239-89R | 376425.1446 | 224183.0383 | 6310.8382 | 371745.0705 | 220889.6265 | 4528.049 | 3157.5544 | 1770.8921 | 260.2695 | 1522.5197 | 56788.0186 | 33615.4321 | 615.8279 | 299481.3133 | 33609.2132 | 613.9366 | 9.0458 | 5.0733 | 0.74562 | 1.1456 | 301464.7846 | 179030.2824 | 4831.7899 | 299481.3133 | 177310.4827 | 3399.2327 | 600.404 | 336.7323 | 49.4898 | 1383.0673 | 18172.3413 | 11537.3238 | 863.2205 | 15485.93 | 9969.9306 | 514.8797 | 2548.1046 | 1429.0865 | 210.034 | 138.3067 | 0.0086026 | 0.0050708 | 0.000265 | 0.054024 | 0.030765 | 0.0054024 | 0.0021588 | 5000000 | scaled
240-1028R | 1181536.0887 | 1162445.8063 | 15548.4516 | 3541.8308 | 98.38% | 1.316% | 0.2998% | 690581.3137 | 1142345.9112 | 125769.6445 | 7350.7075 | 557460.9618 | 207476.9456 | 14995.8844 | 919873.0813 | 240 | 0.045174 | 0.025378 | 0.00776 | 26155108.1971 | 213845.8514 | 16373.8382 | 951316.3991 | 4733804.946 | 362459.9493 | 21058843.3019 | 19345989.1783 | 3523318.8813 | 205923.19 | 15616747.1071 | 5050280.6056 | 917250.0063 | 66296.4023 | 4066734.197 |  | 1307 | 240-1028R | 1181536.0887 | 490954.775 | 39190.1775 | 1162445.8063 | 478774.9206 | 34525.3637 | 15548.4516 | 8638.0236 | 1122.983 | 3541.8308 | 213845.8514 | 88076.2069 | 6368.9058 | 946497.9493 | 88061.7637 | 6364.7095 | 21.2006 | 11.7781 | 1.5312 | 2.6651 | 951316.3991 | 393855.4373 | 31443.3178 | 946497.9493 | 389748.5554 | 28110.2608 | 1601.0264 | 889.4586 | 115.6337 | 3217.4233 | 16373.8382 | 9023.1308 | 1377.9538 | 2125.8713 | 964.6016 | 50.3935 | 13926.2246 | 7736.7869 | 1005.818 | 321.7423 | 0.015729 | 0.0064826 | 0.0003396 | 0.024472 | 0.013922 | 0.0024472 | 0.0049732 | 5000000 | scaled
240-1044 | 791335.5765 | 781085.1174 | 8797.135 | 1453.3241 | 98.7% | 1.112% | 0.1837% | 495274.3382 | 781722.0437 | 84930.6936 | 5478.3307 | 404865.3139 | 133689.0464 | 10382.1307 | 637650.8666 | 240 | 0.076308 | 0.042671 | 0.0087762 | 10370228.9201 | 134964.1922 | 11239.6984 | 645131.686 | 1768667.5676 | 147293.068 | 8454268.2845 | 6938165.5714 | 1189771.3431 | 76744.4672 | 5671649.761 | 1095409.5027 | 187335.4513 | 14548.246 | 893525.8054 |  | 1308 | 240-1044 | 791335.5765 | 296061.2384 | 9613.5329 | 781085.1174 | 289685.0144 | 7414.5392 | 8797.135 | 4922.8999 | 745.6696 | 1453.3241 | 134964.1922 | 50033.4986 | 1275.1458 | 642832.9302 | 50024.1654 | 1272.8042 | 14.7241 | 8.2396 | 1.2481 | 1.0936 | 645131.686 | 240266.3721 | 7480.8194 | 642832.9302 | 238398.5655 | 6077.6655 | 978.5462 | 547.597 | 82.9443 | 1320.2096 | 11239.6984 | 5761.3677 | 857.5677 | 3303.8127 | 1262.2835 | 64.0694 | 7803.8647 | 4367.0632 | 661.4773 | 132.021 | 0.008136 | 0.0031524 | 0.000164 | 0.066178 | 0.037525 | 0.0066178 | 0.0019944 | 5000000 | scaled
240-1147 | 0 | 0 | 0 | 0 | 0% | 0% | 0% | 0 | 0 | 0 | 0 | 0 | 0 | 0 | 0 | 240 | 0 | 0 | 0 | 0 | 0 | 0 | 0 | 0 | 0 | 0 | 0 | 0 | 0 | 0 | 0 | 0 | 0 | 0 |  | 1309 | 240-1147 | 0 | 0 | 0 | 0 | 0 | 0 | 0 | 0 | 0 | 0 | 0 | 0 | 0 | 0 | 0 | 0 | 0 | 0 | 0 | 0 | 0 | 0 | 0 | 0 | 0 | 0 | 0 | 0 | 0 | 0 | 0 | 0 | 0 | 0 | 0 | 0 | 0 | 0 | 0 | 0 | 0 | 0 | 0 | 0 | 0 | 0 | 0 | 5000000 | scaled
240-1148 | 376720.0338 | 364956.6627 | 9504.4604 | 2258.9107 | 96.88% | 2.523% | 0.5996% | 208860.9979 | 365584.0028 | 32301.9589 | 3516.4108 | 173042.6283 | 56217.8986 | 7300.5213 | 302065.583 | 240 | 0.037482 | 0.021566 | 0.0058682 | 10050638.2699 | 57491.5658 | 8065.3684 | 311163.0996 | 1533836.4825 | 215178.6277 | 8301623.1597 | 7783503.4715 | 1203778.6443 | 131044.0707 | 6448680.7565 | 1897691.1087 | 291818.5846 | 37895.8987 | 1567976.6255 |  | 1310 | 240-1148 | 376720.0338 | 167859.0359 | 11136.031 | 364956.6627 | 160326.9325 | 8191.4565 | 9504.4604 | 5273.1927 | 685.6638 | 2258.9107 | 57491.5658 | 25189.6069 | 1273.6672 | 307331.864 | 25179.0929 | 1270.8214 | 15.887 | 8.8143 | 1.1461 | 1.6998 | 311163.0996 | 138120.4713 | 9097.5166 | 307331.864 | 135081.3249 | 6917.1511 | 1779.2256 | 987.1365 | 128.3556 | 2052.0099 | 8065.3684 | 4548.9576 | 764.8471 | 150.8196 | 66.5147 | 3.484 | 7709.3477 | 4277.2419 | 556.1621 | 205.201 | 0.0098646 | 0.004496 | 0.000235 | 0.024427 | 0.013879 | 0.0024426 | 0.0031906 | 5000000 | scaled
240-2004R | 4437658.7596 | 4344911.7762 | 78502.7252 | 14244.2583 | 97.91% | 1.769% | 0.321% | 2418728.584 | 4322960.9762 | 436916.6556 | 32387.3644 | 1949424.564 | 778425.7715 | 68014.9941 | 3476520.2107 | 240 | 0.095775 | 0.057607 | 0.023784 | 46334014.3667 | 795815.9685 | 74422.5993 | 3567420.1918 | 8309189.7134 | 777053.3903 | 37247771.263 | 35046855.3182 | 6330828.0702 | 469285.9223 | 28246741.3257 | 4822395.4919 | 868357.8112 | 75872.811 | 3878164.8698 |  | 1311 | 240-2004R | 4437658.7596 | 2018930.1756 | 114697.7833 | 4344911.7762 | 1961108.1203 | 94792.2999 | 78502.7252 | 43577.797 | 5661.2251 | 14244.2583 | 795815.9685 | 358899.3129 | 17390.197 | 3545439.9 | 358800.9161 | 17368.0883 | 157.9473 | 87.6784 | 11.3904 | 10.7183 | 3567420.1918 | 1617995.6278 | 90899.9811 | 3545439.9 | 1600037.4403 | 77308.4285 | 9040.7101 | 5018.6058 | 651.9709 | 12939.5817 | 74422.5993 | 42035.2349 | 6407.6052 | 3824.5734 | 2269.7639 | 115.7832 | 69304.0677 | 38471.5128 | 4997.8638 | 1293.9582 | 0.051336 | 0.023666 | 0.0012348 | 0.024322 | 0.013823 | 0.0024322 | 0.020117 | 5000000 | scaled
240-2006R | 3742572.1436 | 3707607.3748 | 28285.6294 | 6679.1393 | 99.07% | 0.7558% | 0.1785% | 1769273.3195 | 3645717.9856 | 283407.89 | 11864.747 | 1474000.6825 | 583758.0505 | 24595.7836 | 3037364.1514 | 240 | 0.06999 | 0.043044 | 0.012896 | 53472802.5298 | 597984.2966 | 27039.8561 | 3117547.9909 | 8543828.9439 | 386337.7462 | 44542635.8397 | 45843760.4332 | 7343400.972 | 307428.2611 | 38192931.2001 | 7510286.5973 | 1202558.8047 | 50668.0399 | 6257059.7528 |  | 1312 | 240-2006R | 3742572.1436 | 1973298.8241 | 96854.158 | 3707607.3748 | 1950913.0833 | 88135.5695 | 28285.6294 | 15706.6014 | 2039.4491 | 6679.1393 | 597984.2966 | 314576.4065 | 14226.246 | 3108235.9873 | 314537.5157 | 14216.8229 | 60.9866 | 33.865 | 4.3973 | 5.0258 | 3117547.9909 | 1643547.3084 | 80183.8395 | 3108235.9873 | 1635678.2376 | 73882.5196 | 3244.6278 | 1801.6949 | 233.944 | 6067.3759 | 27039.8561 | 15175.1091 | 2444.0725 | 1453.1035 | 697.33 | 36.227 | 24980.015 | 13871.0415 | 1801.1079 | 606.7376 | 0.036178 | 0.019752 | 0.0010316 | 0.024387 | 0.013866 | 0.0024386 | 0.009426 | 5000000 | scaled
240-2032R | 3665735.0887 | 3549053.9682 | 107379.2653 | 9301.8552 | 96.82% | 2.929% | 0.2538% | 1626843.371 | 3536545.5618 | 259891.3538 | 42987.5331 | 1323964.4842 | 565719.4558 | 89620.4915 | 2881205.6145 | 240 | 0.12278 | 0.075006 | 0.020998 | 29856903.6552 | 583986.3052 | 98669.6556 | 2983079.1279 | 4756487.4242 | 803650.6542 | 24296765.5769 | 27182975.7761 | 4342532.6006 | 718280.0084 | 22122163.1672 | 6152350.9841 | 984153.7709 | 155908.2753 | 5012288.9379 |  | 1313 | 240-2032R | 3665735.0887 | 2038891.7177 | 129189.5269 | 3549053.9682 | 1969497.8687 | 110791.7931 | 107379.2653 | 60091.9938 | 9095.8787 | 9301.8552 | 583986.3052 | 324094.9514 | 18266.8494 | 2963649.1775 | 324013.3106 | 18248.5519 | 133.3778 | 74.6414 | 11.2982 | 6.9993 | 2983079.1279 | 1659114.6437 | 101873.5134 | 2963649.1775 | 1644520.0598 | 92493.5441 | 10980.0814 | 6144.715 | 930.1003 | 8449.8689 | 98669.6556 | 55682.1226 | 9049.1641 | 1558.8626 | 964.4983 | 49.697 | 96265.8061 | 53872.6374 | 8154.4802 | 844.9869 | 0.043791 | 0.024532 | 0.0012808 | 0.065853 | 0.037342 | 0.0065854 | 0.013132 | 5000000 | scaled
241-565 | 0 | 0 | 0 | 0 | 0% | 0% | 0% | 0 | 0 | 0 | 0 | 0 | 0 | 0 | 0 | 241 | 0 | 0 | 0 | 0 | 0 | 0 | 0 | 0 | 0 | 0 | 0 | 0 | 0 | 0 | 0 | 0 | 0 | 0 |  | 1314 | 241-565 | 0 | 0 | 0 | 0 | 0 | 0 | 0 | 0 | 0 | 0 | 0 | 0 | 0 | 0 | 0 | 0 | 0 | 0 | 0 | 0 | 0 | 0 | 0 | 0 | 0 | 0 | 0 | 0 | 0 | 0 | 0 | 0 | 0 | 0 | 0 | 0 | 0 | 0 | 0 | 0 | 0 | 0 | 0 | 0 | 0 | 0 | 0 | 5000000 | scaled
241-570 | 1283068.1629 | 448908.1156 | 821364.1204 | 12795.9269 | 34.99% | 64.02% | 0.9973% | 633254.1595 | 1186467.2924 | 53828.9265 | 343733.7121 | 235691.5208 | 86736.5734 | 706966.6477 | 392764.0714 | 241 | 0.15951 | 0.089839 | 0.028445 | 8043668.9904 | 88940.2868 | 775588.7924 | 418539.0838 | 557574.6073 | 4862235.4592 | 2623858.924 | 7233062.5926 | 614836.8535 | 3926144.689 | 2692081.0501 | 3396105.7812 | 248271.9753 | 2023598.5726 | 1124235.2334 |  | 1315 | 241-570 | 1283068.1629 | 649814.0035 | 96600.8705 | 448908.1156 | 176195.5482 | 10590.1421 | 821364.1204 | 460822.5284 | 73214.8015 | 12795.9269 | 88940.2868 | 35111.3603 | 2203.7134 | 338306.1291 | 34394.2153 | 2081.6758 | 1261.0682 | 707.5165 | 112.4092 | 9.6285 | 418539.0838 | 182847.563 | 25775.0124 | 338306.1291 | 132730.8679 | 8035.4277 | 68609.047 | 38492.7875 | 6115.6771 | 11623.9076 | 775588.7924 | 431855.0802 | 68622.1447 | 22932.3964 | 9070.465 | 473.0387 | 751494.0052 | 421622.2244 | 66986.7152 | 1162.3908 | 0.047012 | 0.018315 | 0.0009562 | 0.094459 | 0.053482 | 0.0094458 | 0.018043 | 5000000 | scaled
241-746 | 290982.4206 | 28895.3908 | 261875.266 | 211.7639 | 9.93% | 90% | 0.07278% | 132326.1407 | 266868.2305 | 2762.7522 | 105935.6437 | 23627.7448 | 4604.9116 | 219024.7521 | 43238.5668 | 241 | 0.098458 | 0.055587 | 0.0099994 | 2955402.4221 | 4714.5324 | 240349.7496 | 45918.1386 | 47883.7879 | 2441144.8318 | 466373.8024 | 2854197.5629 | 59590.9512 | 2284969.9578 | 509636.6539 | 2411563.7049 | 41612.4378 | 1979224.5101 | 390726.757 |  | 1316 | 241-746 | 290982.4206 | 158656.2799 | 24114.1901 | 28895.3908 | 11580.4968 | 520.3693 | 261875.266 | 146864.0192 | 23382.057 | 211.7639 | 4714.5324 | 1951.7802 | 109.6208 | 22338.6496 | 1753.5582 | 77.9281 | 353.1683 | 198.0627 | 31.5333 | 0.15935 | 45918.1386 | 22290.3938 | 2679.5718 | 22338.6496 | 8982.1382 | 399.0382 | 23387.1212 | 13115.8879 | 2088.1659 | 192.3678 | 240349.7496 | 134414.1059 | 21324.9975 | 2195.5364 | 844.8005 | 43.403 | 238134.9764 | 133550.0687 | 21262.3577 | 19.2368 | 0.0014584 | 0.0005586 | 2.92e-05 | 0.096699 | 0.054728 | 0.0096698 | 0.0003004 | 5000000 | scaled
241-820AE | 286770.1837 | 42737.4073 | 242086.7983 | 1945.9781 | 14.9% | 84.42% | 0.6786% | 132905.5467 | 262511.712 | 6853.1589 | 99047.3522 | 27005.0355 | 10838.8181 | 204728.2742 | 46944.6197 | 241 | 0.10624 | 0.06014 | 0.012538 | 2699191.3232 | 11040.8606 | 224734.7869 | 50994.5362 | 103920.829 | 2115290.2963 | 479980.1979 | 2558440.9224 | 131923.7806 | 1906668.3485 | 519848.7932 | 1934857.6873 | 79888.133 | 1508961.5319 | 346008.0224 |  | 1317 | 241-820AE | 286770.1837 | 153864.6371 | 24258.4717 | 42737.4073 | 16052.6087 | 701.4012 | 242086.7983 | 135866.0502 | 21611.0924 | 1945.9781 | 11040.8606 | 4187.7017 | 202.0425 | 28860.5749 | 4009.6686 | 172.4929 | 314.6112 | 176.5688 | 28.0853 | 1.4643 | 50994.5362 | 23989.5006 | 4049.9165 | 28860.5749 | 10791.6535 | 464.0837 | 20366.2214 | 11430.1072 | 1818.0929 | 1767.7399 | 224734.7869 | 125687.4347 | 20006.5128 | 3152.0472 | 1251.2865 | 64.8247 | 221405.9657 | 124259.3742 | 19764.9141 | 176.774 | 0.0070306 | 0.002758 | 0.0001438 | 0.096465 | 0.054635 | 0.0096464 | 0.0027474 | 5000000 | scaled
242-1410 | 0 | 0 | 0 | 0 | 0% | 0% | 0% | 0 | 0 | 0 | 0 | 0 | 0 | 0 | 0 | 242 | 0 | 0 | 0 | 0 | 0 | 0 | 0 | 0 | 0 | 0 | 0 | 0 | 0 | 0 | 0 | 0 | 0 | 0 |  | 1318 | 242-1410 | 0 | 0 | 0 | 0 | 0 | 0 | 0 | 0 | 0 | 0 | 0 | 0 | 0 | 0 | 0 | 0 | 0 | 0 | 0 | 0 | 0 | 0 | 0 | 0 | 0 | 0 | 0 | 0 | 0 | 0 | 0 | 0 | 0 | 0 | 0 | 0 | 0 | 0 | 0 | 0 | 0 | 0 | 0 | 0 | 0 | 0 | 0 | 5000000 | scaled
242-1411F | 861030.8326 | 2838.9304 | 857977.6012 | 214.301 | 0.3297% | 99.65% | 0.02489% | 377587.8719 | 784447.2386 | 703.8452 | 343290.6944 | 33593.3323 | 1445.9664 | 713283.1256 | 69718.1466 | 242 | 0.09372 | 0.053162 | 0.009603 | 9187308.0183 | 1543.4043 | 782987.4673 | 76499.961 | 16468.3188 | 8354575.4277 | 816264.2718 | 9093700.8232 | 16951.1731 | 8267698.9992 | 809050.6509 | 7974965.5277 | 14700.2014 | 7251486.2163 | 708779.11 |  | 1319 | 242-1411F | 861030.8326 | 483442.9606 | 76583.594 | 2838.9304 | 1413.6665 | 2.3153 | 857977.6012 | 481814.9932 | 76366.9777 | 214.301 | 1543.4043 | 839.5591 | 97.4378 | 2306.0805 | 226.4183 | 0.12021 | 1091.545 | 612.9796 | 97.1564 | 0.16125 | 76499.961 | 42906.6288 | 6781.8145 | 2306.0805 | 1156.1769 | 0.61122 | 73999.2081 | 41555.7794 | 6586.5308 | 194.6725 | 782987.4673 | 439696.7728 | 69704.3417 | 81.1519 | 31.0714 | 1.5839 | 782886.8481 | 439646.2342 | 69683.2905 | 19.4672 | 0.0005318 | 0.0002038 | 1.06e-05 | 0.092884 | 0.052655 | 0.0092884 | 0.000304 | 5000000 | scaled
242-1412 | 759.4572 | 0 | 759.4572 | 0 | 0% | 100% | 0% | 39.1359 | 81.2839 | 0.025703 | 31.0293 | 8.081 | 0.053384 | 64.4466 | 16.7839 | 242 | 0.096833 | 0.096833 | 0.096833 | 7842.9259 | 0.49878 | 602.1422 | 156.8162 | 5.1509 | 6218.3313 | 1619.4437 | 7438.7684 | 4.8854 | 5897.8915 | 1535.9914 | 7003.5063 | 4.5996 | 5552.7902 | 1446.1165 |  | 1320 | 242-1412 | 759.4572 | 720.3212 | 678.1733 | 0 | 0 | 0 | 759.4572 | 720.3212 | 678.1733 | 0 | 0.49878 | 0.47307 | 0.44539 | 0 | 0 | 0 | 0.49878 | 0.47307 | 0.44539 | 0 | 156.8162 | 148.7353 | 140.0324 | 0 | 0 | 0 | 156.8162 | 148.7353 | 140.0324 | 0 | 602.1422 | 571.1129 | 537.6956 | 0 | 0 | 0 | 602.1422 | 571.1129 | 537.6956 | 0 | 0 | 0 | 0 | 0.096833 | 0.096833 | 0.096833 | 0 | 5000000 | scaled
242-1413F | 367353.6892 | 30385.1486 | 335623.6304 | 1344.9102 | 8.271% | 91.36% | 0.3661% | 167200.1915 | 335647.0697 | 3471.7528 | 130812.2529 | 32916.1858 | 5299.498 | 271748.6166 | 58598.9551 | 242 | 0.10056 | 0.057252 | 0.011486 | 3652919.8127 | 5412.2556 | 298465.7376 | 63475.696 | 53818.8028 | 2967906.512 | 631194.4979 | 3495984.4087 | 72590.7872 | 2735149.9585 | 688243.663 | 2760505.9754 | 43585.3524 | 2234977.5934 | 481943.0296 |  | 1321 | 242-1413F | 367353.6892 | 200153.4978 | 31706.6195 | 30385.1486 | 10305.2844 | 428.5935 | 335623.6304 | 188503.3031 | 29933.1158 | 1344.9102 | 5412.2556 | 1940.5029 | 112.7576 | 25256.8244 | 1672.5483 | 69.3569 | 475.2821 | 266.9426 | 42.3888 | 1.012 | 63475.696 | 30559.5102 | 4876.7409 | 25256.8244 | 8558.3055 | 355.3672 | 36997.1458 | 20779.4791 | 3299.648 | 1221.7257 | 298465.7376 | 167653.4847 | 26717.121 | 192.3626 | 74.4307 | 3.8694 | 298151.2024 | 167456.8815 | 26591.079 | 122.1726 | 0.0034676 | 0.001393 | 7.26e-05 | 0.095204 | 0.053967 | 0.0095204 | 0.0018928 | 5000000 | scaled
242-1418 | 0 | 0 | 0 | 0 | 0% | 0% | 0% | 0 | 0 | 0 | 0 | 0 | 0 | 0 | 0 | 242 | 0 | 0 | 0 | 0 | 0 | 0 | 0 | 0 | 0 | 0 | 0 | 0 | 0 | 0 | 0 | 0 | 0 | 0 |  | 1322 | 242-1418 | 0 | 0 | 0 | 0 | 0 | 0 | 0 | 0 | 0 | 0 | 0 | 0 | 0 | 0 | 0 | 0 | 0 | 0 | 0 | 0 | 0 | 0 | 0 | 0 | 0 | 0 | 0 | 0 | 0 | 0 | 0 | 0 | 0 | 0 | 0 | 0 | 0 | 0 | 0 | 0 | 0 | 0 | 0 | 0 | 0 | 0 | 0 | 5000000 | scaled
242-1419F | 179229.5037 | 0 | 179229.5037 | 0 | 0% | 100% | 0% | 9265.4064 | 19259.9875 | 11.6228 | 8233.8176 | 1019.966 | 24.1602 | 17115.6253 | 2120.202 | 242 | 0.095886 | 0.095886 | 0.095886 | 1869193.6645 | 224.8298 | 159274.508 | 19730.1659 | 2344.7618 | 1661081.9929 | 205766.9099 | 1772564.2671 | 2223.5475 | 1575211.0876 | 195129.632 | 1668330.2694 | 2092.7939 | 1482582.2606 | 183655.215 |  | 1323 | 242-1419F | 179229.5037 | 169964.0973 | 159969.5162 | 0 | 0 | 0 | 179229.5037 | 169964.0973 | 159969.5162 | 0 | 224.8298 | 213.2071 | 200.6696 | 0 | 0 | 0 | 224.8298 | 213.2071 | 200.6696 | 0 | 19730.1659 | 18710.1999 | 17609.9639 | 0 | 0 | 0 | 19730.1659 | 18710.1999 | 17609.9639 | 0 | 159274.508 | 151040.6903 | 142158.8826 | 0 | 0 | 0 | 159274.508 | 151040.6903 | 142158.8826 | 0 | 0 | 0 | 0 | 0.095886 | 0.095886 | 0.095886 | 0 | 5000000 | scaled
242-1420F | 89560.1408 | 11211.9262 | 77463.2659 | 884.9488 | 12.52% | 86.49% | 0.9881% | 41644.849 | 81662.8391 | 1032.7096 | 29457.19 | 11154.9494 | 1479.0872 | 60421.4405 | 19762.3114 | 242 | 0.1 | 0.056819 | 0.010963 | 895563.7947 | 1494.9317 | 66227.1849 | 21838.0243 | 14948.6887 | 662244.0346 | 218371.0714 | 843294.0243 | 20912.0173 | 596498.0767 | 225883.9303 | 720359.5517 | 13047.2391 | 532986.1451 | 174326.1675 |  | 1324 | 242-1420F | 89560.1408 | 47915.2918 | 7897.3018 | 11211.9262 | 3514.8933 | 95.9887 | 77463.2659 | 43515.4498 | 6916.3643 | 884.9488 | 1494.9317 | 462.2221 | 15.8445 | 7194.0685 | 410.2395 | 7.0223 | 91.3505 | 51.3167 | 8.1563 | 0.6659 | 21838.0243 | 10683.0749 | 2075.7129 | 7194.0685 | 2104.4442 | 36.0993 | 13840.0623 | 7774.7372 | 1235.7201 | 803.8935 | 66227.1849 | 36769.9948 | 5805.7444 | 2614.9425 | 1000.2096 | 52.8671 | 63531.853 | 35689.3959 | 5672.4879 | 80.3894 | 0.0023538 | 0.0009016 | 4.72e-05 | 0.096372 | 0.054639 | 0.0096372 | 0.0012786 | 5000000 | scaled
242-1426F | 960344.5769 | 633435.469 | 324677.7231 | 2231.3848 | 65.96% | 33.81% | 0.2324% | 489246.7759 | 915980.7353 | 69847.754 | 131276.6572 | 288122.3647 | 124831.7792 | 272892.4499 | 518256.5062 | 242 | 0.10724 | 0.061099 | 0.012882 | 8954746.0554 | 127510.4214 | 299622.9482 | 533211.2073 | 1188972.6566 | 2793838.2514 | 4971935.1474 | 7710401.1692 | 1100782.326 | 2068885.7676 | 4540733.0756 | 3443862.88 | 469336.8693 | 1026008.6727 | 1948517.338 |  | 1325 | 242-1426F | 960344.5769 | 471097.801 | 44363.8416 | 633435.469 | 286389.5182 | 13173.0662 | 324677.7231 | 182476.8981 | 28959.3906 | 2231.3848 | 127510.4214 | 57662.6674 | 2678.6422 | 503485.6825 | 57433.904 | 2640.9245 | 404.0469 | 227.0843 | 36.0387 | 1.679 | 533211.2073 | 245088.8427 | 14954.7011 | 503485.6825 | 227494.5854 | 10457.1468 | 27698.5196 | 15567.252 | 2470.5491 | 2027.0052 | 299622.9482 | 168346.291 | 26730.4983 | 2845.0911 | 1461.0287 | 74.9949 | 296575.1566 | 166682.5617 | 26452.8029 | 202.7005 | 0.0089968 | 0.0039952 | 0.0002084 | 0.095082 | 0.053938 | 0.0095082 | 0.0031654 | 5000000 | scaled
242-1427F | 24990.9617 | 17761.5887 | 7161.6867 | 67.6863 | 71.07% | 28.66% | 0.2708% | 10564.968 | 24053.4278 | 1218.591 | 2629.4101 | 6716.9669 | 2874.8722 | 5466.7991 | 15711.7564 | 242 | 0.096908 | 0.054952 | 0.009753 | 257883.9028 | 2913.8785 | 6008.808 | 16068.2752 | 30068.5647 | 62005.4117 | 165809.9264 | 262517.9917 | 30279.51 | 65335.4995 | 166902.9823 | 96127.7443 | 11489.2142 | 21847.6582 | 62790.8719 |  | 1326 | 242-1427F | 24990.9617 | 14425.9937 | 937.5339 | 17761.5887 | 10333.4272 | 230.3977 | 7161.6867 | 4024.8802 | 639.4499 | 67.6863 | 2913.8785 | 1695.2875 | 39.0062 | 14860.6732 | 1687.1348 | 37.6681 | 14.4159 | 8.1017 | 1.2872 | 0.050932 | 16068.2752 | 9351.3083 | 356.5188 | 14860.6732 | 8645.7028 | 192.6982 | 1146.1153 | 644.1188 | 102.3339 | 61.4867 | 6008.808 | 3379.3979 | 542.0089 | 1.5038 | 0.58956 | 0.031382 | 6001.1555 | 3372.6597 | 535.8289 | 6.1487 | 0.0003116 | 0.0001194 | 6.2e-06 | 0.096499 | 0.054736 | 0.00965 | 9.68e-05 | 5000000 | scaled
242-1428 | 0 | 0 | 0 | 0 | 0% | 0% | 0% | 0 | 0 | 0 | 0 | 0 | 0 | 0 | 0 | 242 | 0 | 0 | 0 | 0 | 0 | 0 | 0 | 0 | 0 | 0 | 0 | 0 | 0 | 0 | 0 | 0 | 0 | 0 |  | 1327 | 242-1428 | 0 | 0 | 0 | 0 | 0 | 0 | 0 | 0 | 0 | 0 | 0 | 0 | 0 | 0 | 0 | 0 | 0 | 0 | 0 | 0 | 0 | 0 | 0 | 0 | 0 | 0 | 0 | 0 | 0 | 0 | 0 | 0 | 0 | 0 | 0 | 0 | 0 | 0 | 0 | 0 | 0 | 0 | 0 | 0 | 0 | 0 | 0 | 5000000 | scaled
242-773F | 0 | 0 | 0 | 0 | 0% | 0% | 0% | 0 | 0 | 0 | 0 | 0 | 0 | 0 | 0 | 242 | 0 | 0 | 0 | 0 | 0 | 0 | 0 | 0 | 0 | 0 | 0 | 0 | 0 | 0 | 0 | 0 | 0 | 0 |  | 1328 | 242-773F | 0 | 0 | 0 | 0 | 0 | 0 | 0 | 0 | 0 | 0 | 0 | 0 | 0 | 0 | 0 | 0 | 0 | 0 | 0 | 0 | 0 | 0 | 0 | 0 | 0 | 0 | 0 | 0 | 0 | 0 | 0 | 0 | 0 | 0 | 0 | 0 | 0 | 0 | 0 | 0 | 0 | 0 | 0 | 0 | 0 | 0 | 0 | 5000000 | scaled
242-775 | 0 | 0 | 0 | 0 | 0% | 0% | 0% | 0 | 0 | 0 | 0 | 0 | 0 | 0 | 0 | 242 | 0 | 0 | 0 | 0 | 0 | 0 | 0 | 0 | 0 | 0 | 0 | 0 | 0 | 0 | 0 | 0 | 0 | 0 |  | 1329 | 242-775 | 0 | 0 | 0 | 0 | 0 | 0 | 0 | 0 | 0 | 0 | 0 | 0 | 0 | 0 | 0 | 0 | 0 | 0 | 0 | 0 | 0 | 0 | 0 | 0 | 0 | 0 | 0 | 0 | 0 | 0 | 0 | 0 | 0 | 0 | 0 | 0 | 0 | 0 | 0 | 0 | 0 | 0 | 0 | 0 | 0 | 0 | 0 | 5000000 | scaled
242-776F | 89086.8198 | 10165.8129 | 78504.4383 | 416.5686 | 11.41% | 88.12% | 0.4676% | 40422.9734 | 81602.7151 | 709.3904 | 33054.9721 | 6658.611 | 1237.395 | 67746.038 | 12619.2821 | 242 | 0.097933 | 0.05553 | 0.010229 | 909667.3844 | 1245.0868 | 74191.167 | 13650.5661 | 12713.6074 | 757567.5609 | 139386.2161 | 876346.0453 | 15379.1614 | 716612.1544 | 144354.7294 | 731626.9513 | 11094.1346 | 607391.8888 | 113140.928 |  | 1330 | 242-776F | 89086.8198 | 48663.8464 | 7484.1047 | 10165.8129 | 4163.3783 | 60.0623 | 78504.4383 | 44083.8995 | 7007.4738 | 416.5686 | 1245.0868 | 535.6964 | 7.6918 | 5958.075 | 488.9657 | 0 | 82.6597 | 46.4173 | 7.3784 | 0.31345 | 13650.5661 | 6991.9551 | 1031.2839 | 5958.075 | 2506.3462 | 0 | 7314.0772 | 4107.1951 | 652.8702 | 378.4138 | 74191.167 | 41136.1949 | 6445.129 | 3045.6242 | 1168.0664 | 60.0623 | 71107.7014 | 39930.2871 | 6347.2253 | 37.8414 | 0.0012746 | 0.000488 | 2.54e-05 | 0.096061 | 0.054444 | 0.009606 | 0.000598 | 5000000 | scaled
243-14R | 404258.8944 | 119250.4179 | 276467.9023 | 8540.5741 | 29.5% | 68.39% | 2.113% | 195854.7196 | 373418.8167 | 11355.0923 | 117021.827 | 67477.8003 | 18257.6701 | 242203.7963 | 112957.3503 | 243 | 0.066445 | 0.037496 | 0.015087 | 6084131.4048 | 18656.331 | 261361.1878 | 124241.3756 | 280779.3989 | 3933508.5331 | 1869843.4727 | 5558007.8725 | 322237.2811 | 3320870.8829 | 1914899.7085 | 2044149.1149 | 99945.1516 | 1325858.9382 | 618345.0251 |  | 1331 | 243-14R | 404258.8944 | 208404.1748 | 30840.0777 | 119250.4179 | 46547.8482 | 2384.759 | 276467.9023 | 153315.7525 | 19914.7445 | 8540.5741 | 18656.331 | 7301.2387 | 398.6609 | 93134.2242 | 7048.3067 | 360.2149 | 444.5131 | 246.5055 | 32.0195 | 6.4265 | 124241.3756 | 56763.5752 | 11284.0253 | 93134.2242 | 36057.1223 | 1843.8284 | 23348.8353 | 12948.1369 | 1681.8809 | 7758.316 | 261361.1878 | 144339.3608 | 19157.3915 | 7910.8023 | 3442.4192 | 180.7158 | 252674.5539 | 140121.11 | 18200.8441 | 775.8316 | 0.030372 | 0.011796 | 0.0006176 | 0.024004 | 0.013631 | 0.0024004 | 0.012069 | 5000000 | scaled
243-20R | 388803.9632 | 281395.0371 | 101973.0237 | 5435.9023 | 72.37% | 26.23% | 1.398% | 169502.1748 | 368930.1012 | 27095.1008 | 46707.2806 | 95699.7935 | 59932.9675 | 97767.1144 | 211230.0193 | 243 | 0.058161 | 0.033509 | 0.01069 | 6684937.0914 | 61484.8989 | 105312.8611 | 222006.2032 | 1057146.3264 | 1810706.4688 | 3817084.2962 | 6544524.7368 | 1046149.1561 | 1803380.7158 | 3694994.865 | 1859038.2026 | 302002.1293 | 492648.3365 | 1064387.7367 |  | 1332 | 243-20R | 388803.9632 | 219301.7883 | 19873.862 | 281395.0371 | 157260.3239 | 7089.1908 | 101973.0237 | 56605.5621 | 7348.7689 | 5435.9023 | 61484.8989 | 34389.7982 | 1551.9314 | 208577.1543 | 34297.4777 | 1536.3867 | 158.9437 | 88.2302 | 11.4544 | 4.0903 | 222006.2032 | 126306.4097 | 10776.1839 | 208577.1543 | 116654.9956 | 5226.2594 | 8491.0379 | 4713.4032 | 611.9136 | 4938.0109 | 105312.8611 | 58605.5805 | 7545.7467 | 11496.0179 | 6307.8506 | 326.5446 | 93323.0421 | 51803.9287 | 6725.4009 | 493.8011 | 0.026267 | 0.012086 | 0.0006324 | 0.024263 | 0.013791 | 0.0024262 | 0.0076318 | 5000000 | scaled
244-28 | 0 | 0 | 0 | 0 | 0% | 0% | 0% | 0 | 0 | 0 | 0 | 0 | 0 | 0 | 0 | 244 | 0 | 0 | 0 | 0 | 0 | 0 | 0 | 0 | 0 | 0 | 0 | 0 | 0 | 0 | 0 | 0 | 0 | 0 |  | 1333 | 244-28 | 0 | 0 | 0 | 0 | 0 | 0 | 0 | 0 | 0 | 0 | 0 | 0 | 0 | 0 | 0 | 0 | 0 | 0 | 0 | 0 | 0 | 0 | 0 | 0 | 0 | 0 | 0 | 0 | 0 | 0 | 0 | 0 | 0 | 0 | 0 | 0 | 0 | 0 | 0 | 0 | 0 | 0 | 0 | 0 | 0 | 0 | 0 | 5000000 | scaled
244-29 | 494907.6296 | 187283.9913 | 295272.8804 | 12350.7579 | 37.84% | 59.66% | 2.496% | 243138.0662 | 456282.9822 | 27146.4238 | 127542.8239 | 88448.8184 | 44358.3375 | 262451.9149 | 149472.7299 | 244 | 0.082271 | 0.047029 | 0.020715 | 6015607.3936 | 45631.7055 | 283207.0911 | 166068.833 | 554653.8556 | 3442385.1424 | 2018568.3956 | 5353541.536 | 597724.2063 | 2808304.8295 | 1947512.5002 | 1864591.8567 | 181269.5148 | 1072504.8322 | 610817.5097 |  | 1334 | 244-29 | 494907.6296 | 251769.5635 | 38624.6474 | 187283.9913 | 75408.6095 | 5023.1931 | 295272.8804 | 164010.196 | 21250.6964 | 12350.7579 | 45631.7055 | 18485.2816 | 1273.368 | 129108.2463 | 18241.8155 | 1233.7329 | 421.5886 | 234.1726 | 30.3416 | 9.2935 | 166068.833 | 77620.0146 | 16596.1032 | 129108.2463 | 52102.546 | 3524.0131 | 25741.0736 | 14297.9556 | 1852.577 | 11219.5131 | 283207.0911 | 155664.2672 | 20755.1762 | 12974.9216 | 5064.2481 | 265.4471 | 269110.2182 | 149478.0678 | 19367.7778 | 1121.9513 | 0.040788 | 0.015895 | 0.0008322 | 0.024 | 0.013651 | 0.0024 | 0.017483 | 5000000 | scaled
244-30F | 12374.49 | 0 | 12374.49 | 0 | 0% | 100% | 0% | 1657.181 | 3460.7874 | 2.0512 | 1389.7181 | 265.4118 | 4.2835 | 2902.2291 | 554.2748 | 244 | 0.024472 | 0.024472 | 0.024472 | 505654.9891 | 15.3163 | 10377.293 | 1981.8807 | 625.8669 | 424044.1389 | 80984.9833 | 437938.1084 | 542.0513 | 367256.513 | 70139.544 | 364237.8934 | 450.83 | 305451.2409 | 58335.8225 |  | 1335 | 244-30F | 12374.49 | 10717.309 | 8913.7026 | 0 | 0 | 0 | 12374.49 | 10717.309 | 8913.7026 | 0 | 15.3163 | 13.2652 | 11.0328 | 0 | 0 | 0 | 15.3163 | 13.2652 | 11.0328 | 0 | 1981.8807 | 1716.4689 | 1427.6059 | 0 | 0 | 0 | 1981.8807 | 1716.4689 | 1427.6059 | 0 | 10377.293 | 8987.5748 | 7475.0639 | 0 | 0 | 0 | 10377.293 | 8987.5748 | 7475.0639 | 0 | 0 | 0 | 0 | 0.024472 | 0.024472 | 0.024472 | 0 | 5000000 | scaled
244-32F | 51190.9972 | 4231.4069 | 46386.0009 | 573.5893 | 8.266% | 90.61% | 1.12% | 23486.6625 | 47200.6229 | 134.3816 | 20447.4773 | 2904.8036 | 161.4614 | 41586.2058 | 5452.9557 | 244 | 0.026609 | 0.015229 | 0.003271 | 1923851.5801 | 166.6104 | 44667.2061 | 6357.1807 | 6261.5232 | 1678675.5462 | 238914.5107 | 1819206.6749 | 10408.7967 | 1583800.4732 | 224997.405 | 1219924.8714 | 4173.0541 | 1074817.3152 | 140934.502 |  | 1336 | 244-32F | 51190.9972 | 27704.3346 | 3990.3743 | 4231.4069 | 1366.7303 | 76.2229 | 46386.0009 | 25764.0151 | 3340.5621 | 573.5893 | 166.6104 | 32.2288 | 5.149 | 570.5376 | 1.2903 | 0.76186 | 54.9251 | 30.5068 | 3.9555 | 0.43161 | 6357.1807 | 3452.377 | 904.2249 | 570.5376 | 6.676 | 3.9626 | 5265.5906 | 2924.6487 | 379.2099 | 521.0524 | 44667.2061 | 24219.7288 | 3081.0003 | 3549.6156 | 1358.764 | 71.4984 | 41065.4853 | 22808.8596 | 2957.3966 | 52.1052 | 0.0013794 | 0.0005286 | 2.76e-05 | 0.024429 | 0.0139 | 0.0024428 | 0.0008006 | 5000000 | scaled
244-33F | 53966.9639 | 85.6875 | 53733.9257 | 147.3506 | 0.1588% | 99.57% | 0.273% | 23977.7939 | 49951.793 | 41.3458 | 21230.1328 | 2706.3153 | 79.7153 | 44262.5994 | 5609.4782 | 244 | 0.025024 | 0.014235 | 0.0026488 | 2156590.9741 | 84.996 | 47708.7328 | 6173.2351 | 3396.5518 | 1906503.8147 | 246690.6077 | 2106720.757 | 3632.6965 | 1865307.6144 | 237780.4461 | 1515845.2409 | 2419.0546 | 1343200.0471 | 170226.1392 |  | 1337 | 244-33F | 53966.9639 | 29989.17 | 4015.1709 | 85.6875 | 24.7763 | 0.11845 | 53733.9257 | 29817.0431 | 3867.7018 | 147.3506 | 84.996 | 43.6502 | 5.2807 | 66.7508 | 3.6843 | 0 | 71.8236 | 39.855 | 5.1698 | 0.11088 | 6173.2351 | 3466.9198 | 563.7569 | 66.7508 | 18.8434 | 0 | 5972.63 | 3314.2221 | 429.9025 | 133.8543 | 47708.7328 | 26478.5999 | 3446.1333 | 5.8752 | 2.2486 | 0.11845 | 47689.4721 | 26462.9659 | 3432.6295 | 13.3854 | 0.0003972 | 0.0001522 | 8e-06 | 0.024429 | 0.013885 | 0.0024428 | 0.000198 | 5000000 | scaled
244-35 | 0 | 0 | 0 | 0 | 0% | 0% | 0% | 0 | 0 | 0 | 0 | 0 | 0 | 0 | 0 | 244 | 0 | 0 | 0 | 0 | 0 | 0 | 0 | 0 | 0 | 0 | 0 | 0 | 0 | 0 | 0 | 0 | 0 | 0 |  | 1338 | 244-35 | 0 | 0 | 0 | 0 | 0 | 0 | 0 | 0 | 0 | 0 | 0 | 0 | 0 | 0 | 0 | 0 | 0 | 0 | 0 | 0 | 0 | 0 | 0 | 0 | 0 | 0 | 0 | 0 | 0 | 0 | 0 | 0 | 0 | 0 | 0 | 0 | 0 | 0 | 0 | 0 | 0 | 0 | 0 | 0 | 0 | 0 | 0 | 5000000 | scaled
245-485 | 0 | 0 | 0 | 0 | 0% | 0% | 0% | 0 | 0 | 0 | 0 | 0 | 0 | 0 | 0 | 245 | 0 | 0 | 0 | 0 | 0 | 0 | 0 | 0 | 0 | 0 | 0 | 0 | 0 | 0 | 0 | 0 | 0 | 0 |  | 1339 | 245-485 | 0 | 0 | 0 | 0 | 0 | 0 | 0 | 0 | 0 | 0 | 0 | 0 | 0 | 0 | 0 | 0 | 0 | 0 | 0 | 0 | 0 | 0 | 0 | 0 | 0 | 0 | 0 | 0 | 0 | 0 | 0 | 0 | 0 | 0 | 0 | 0 | 0 | 0 | 0 | 0 | 0 | 0 | 0 | 0 | 0 | 0 | 0 | 5000000 | scaled
245-486 | 294230.8654 | 105012.0964 | 186512.7276 | 2706.0414 | 35.69% | 63.39% | 0.9197% | 147946.6712 | 275484.9086 | 12927.9135 | 76101.2271 | 58917.5306 | 20460.5821 | 158544.5788 | 96479.7478 | 245 | 0.039483 | 0.021955 | 0.0064504 | 7452052.1477 | 21000.264 | 171069.8286 | 102160.7728 | 531878.4709 | 4332724.5147 | 2587449.1621 | 6662788.8407 | 582209.5026 | 3427224.1638 | 2653355.1742 | 2906169.6543 | 215844.574 | 1672532.4299 | 1017792.6504 |  | 1340 | 245-486 | 294230.8654 | 146284.1941 | 18745.9567 | 105012.0964 | 40128.8645 | 2624.5759 | 186512.7276 | 103449.2883 | 13415.3395 | 2706.0414 | 21000.264 | 8072.3505 | 539.682 | 84138.5 | 7921.2193 | 518.3111 | 268.8091 | 149.095 | 19.3347 | 2.0362 | 102160.7728 | 43243.2421 | 5681.025 | 84138.5 | 32152.4348 | 2103.3572 | 15564.0863 | 8632.6208 | 1119.4812 | 2458.1865 | 171069.8286 | 94968.6015 | 12525.2498 | 144.1777 | 55.2103 | 2.9076 | 170679.8322 | 94667.5725 | 12276.5235 | 245.8186 | 0.01145 | 0.0043854 | 0.0002296 | 0.024236 | 0.013773 | 0.0024236 | 0.0037972 | 5000000 | scaled
245-584 | 0 | 0 | 0 | 0 | 0% | 0% | 0% | 0 | 0 | 0 | 0 | 0 | 0 | 0 | 0 | 245 | 0 | 0 | 0 | 0 | 0 | 0 | 0 | 0 | 0 | 0 | 0 | 0 | 0 | 0 | 0 | 0 | 0 | 0 |  | 1341 | 245-584 | 0 | 0 | 0 | 0 | 0 | 0 | 0 | 0 | 0 | 0 | 0 | 0 | 0 | 0 | 0 | 0 | 0 | 0 | 0 | 0 | 0 | 0 | 0 | 0 | 0 | 0 | 0 | 0 | 0 | 0 | 0 | 0 | 0 | 0 | 0 | 0 | 0 | 0 | 0 | 0 | 0 | 0 | 0 | 0 | 0 | 0 | 0 | 5000000 | scaled
246-34R | 3387005.7991 | 3202236.9481 | 176039.3904 | 8729.4605 | 94.54% | 5.197% | 0.2577% | 1837515.4693 | 3289054.4068 | 323886.6074 | 74694.0485 | 1438934.8134 | 575199.0541 | 155893.9417 | 2557961.411 | 246 | 0.070488 | 0.041158 | 0.015575 | 48050814.3098 | 589311.66 | 168296.3509 | 2629397.7882 | 8360453.6938 | 2387588.6806 | 37302771.9354 | 37647366.9701 | 6635850.5109 | 1530345.8953 | 29481170.5639 | 6289175.4707 | 1099868.6352 | 298093.0788 | 4891213.7567 |  | 1342 | 246-34R | 3387005.7991 | 1549490.3298 | 97951.3923 | 3202236.9481 | 1443072.6567 | 76562.2731 | 176039.3904 | 97688.2125 | 12659.6587 | 8729.4605 | 589311.66 | 265425.0526 | 14112.6059 | 2603262.0147 | 265273.1929 | 14087.2086 | 261.8221 | 145.291 | 18.8286 | 6.5686 | 2629397.7882 | 1190462.9748 | 71436.3772 | 2603262.0147 | 1172430.2259 | 62197.2223 | 18205.8718 | 10102.8472 | 1309.2531 | 7929.9017 | 168296.3509 | 93602.3024 | 12402.4092 | 9931.6642 | 5369.2379 | 277.8421 | 157571.6965 | 87440.0743 | 11331.5769 | 792.9902 | 0.033834 | 0.014984 | 0.0007818 | 0.02429 | 0.01381 | 0.002429 | 0.012364 | 5000000 | scaled
247-46 | 1360332.8405 | 1258488.2986 | 97751.2623 | 4093.2796 | 92.51% | 7.186% | 0.3009% | 775876.4735 | 1331696.0035 | 119023.3939 | 40430.8966 | 616422.183 | 201711.0341 | 84007.0289 | 1045977.9406 | 247 | 0.045228 | 0.025847 | 0.0084928 | 30076961.3886 | 204567.0054 | 90811.8133 | 1064954.0218 | 4522976.8323 | 2007849.345 | 23546135.2113 | 22611979.9039 | 3468792.6267 | 1178309.5035 | 17964877.7737 | 3371895.8324 | 510738.632 | 212708.4183 | 2648448.782 |  | 1343 | 247-46 | 1360332.8405 | 584456.367 | 28636.8369 | 1258488.2986 | 526149.0166 | 17512.9266 | 97751.2623 | 54214.0707 | 7030.6307 | 4093.2796 | 204567.0054 | 85543.6115 | 2855.9713 | 1052567.4409 | 85453.0267 | 2841.5434 | 157.7763 | 87.5047 | 11.3479 | 3.0801 | 1064954.0218 | 448531.8388 | 18976.0812 | 1052567.4409 | 440005.9738 | 14634.2679 | 8668.2176 | 4807.5017 | 623.4501 | 3718.3632 | 90811.8133 | 50380.9167 | 6804.7844 | 1514.7087 | 690.0161 | 37.1154 | 88925.2683 | 49319.0643 | 6395.8327 | 371.8363 | 0.015102 | 0.0062562 | 0.000326 | 0.024399 | 0.013864 | 0.00244 | 0.0057268 | 5000000 | scaled
247-47 | 0 | 0 | 0 | 0 | 0% | 0% | 0% | 0 | 0 | 0 | 0 | 0 | 0 | 0 | 0 | 247 | 0 | 0 | 0 | 0 | 0 | 0 | 0 | 0 | 0 | 0 | 0 | 0 | 0 | 0 | 0 | 0 | 0 | 0 |  | 1344 | 247-47 | 0 | 0 | 0 | 0 | 0 | 0 | 0 | 0 | 0 | 0 | 0 | 0 | 0 | 0 | 0 | 0 | 0 | 0 | 0 | 0 | 0 | 0 | 0 | 0 | 0 | 0 | 0 | 0 | 0 | 0 | 0 | 0 | 0 | 0 | 0 | 0 | 0 | 0 | 0 | 0 | 0 | 0 | 0 | 0 | 0 | 0 | 0 | 5000000 | scaled
247-48 | 105202.5635 | 103290.899 | 1611.3945 | 300.27 | 98.18% | 1.532% | 0.2854% | 47347.1635 | 101838.5818 | 7577.5579 | 595.2153 | 39174.3903 | 16308.5026 | 1238.8345 | 84291.2447 | 247 | 0.026216 | 0.014965 | 0.0029004 | 4012975.6135 | 16786.3875 | 1361.7434 | 87054.4326 | 640320.5534 | 51944.0097 | 3320711.0503 | 3866047.442 | 618731.8571 | 48601.2341 | 3198714.3509 | 1159833.7054 | 185736.5911 | 14109.0142 | 959988.1001 |  | 1345 | 247-48 | 105202.5635 | 57855.4 | 3363.9817 | 103290.899 | 56661.645 | 2947.8377 | 1611.3945 | 893.485 | 115.874 | 300.27 | 16786.3875 | 9208.8296 | 477.8849 | 86501.8058 | 9206.3391 | 477.3652 | 4.0841 | 2.2646 | 0.29369 | 0.22594 | 87054.4326 | 47880.0423 | 2763.1879 | 86501.8058 | 47452.0987 | 2470.2962 | 279.8595 | 155.1763 | 20.1245 | 272.7673 | 1361.7434 | 766.5281 | 122.9089 | 7.0158 | 3.2072 | 0.17628 | 1327.4508 | 736.0441 | 95.4559 | 27.2767 | 0.0012446 | 0.000603 | 3.16e-05 | 0.024558 | 0.013949 | 0.0024558 | 0.000413 | 5000000 | scaled
248-29 | 0 | 0 | 0 | 0 | 0% | 0% | 0% | 0 | 0 | 0 | 0 | 0 | 0 | 0 | 0 | 248 | 0 | 0 | 0 | 0 | 0 | 0 | 0 | 0 | 0 | 0 | 0 | 0 | 0 | 0 | 0 | 0 | 0 | 0 |  | 1346 | 248-29 | 0 | 0 | 0 | 0 | 0 | 0 | 0 | 0 | 0 | 0 | 0 | 0 | 0 | 0 | 0 | 0 | 0 | 0 | 0 | 0 | 0 | 0 | 0 | 0 | 0 | 0 | 0 | 0 | 0 | 0 | 0 | 0 | 0 | 0 | 0 | 0 | 0 | 0 | 0 | 0 | 0 | 0 | 0 | 0 | 0 | 0 | 0 | 5000000 | scaled
248-30AE | 242.2985 | 0 | 242.2985 | 0 | 0% | 100% | 0% | 32.7382 | 68.1522 | 0.42472 | 25.6368 | 6.6766 | 0.88415 | 53.3691 | 13.899 | 248 | 0.024556 | 0.024556 | 0.024556 | 9867.2601 | 3.1434 | 189.7408 | 49.4143 | 128.0101 | 7726.9229 | 2012.3271 | 8534.0448 | 110.714 | 6682.8993 | 1740.4315 | 7091.8577 | 92.0042 | 5553.5414 | 1446.3121 |  | 1347 | 248-30AE | 242.2985 | 209.5603 | 174.1462 | 0 | 0 | 0 | 242.2985 | 209.5603 | 174.1462 | 0 | 3.1434 | 2.7187 | 2.2592 | 0 | 0 | 0 | 3.1434 | 2.7187 | 2.2592 | 0 | 49.4143 | 42.7377 | 35.5154 | 0 | 0 | 0 | 49.4143 | 42.7377 | 35.5154 | 0 | 189.7408 | 164.1039 | 136.3717 | 0 | 0 | 0 | 189.7408 | 164.1039 | 136.3717 | 0 | 0 | 0 | 0 | 0.024556 | 0.024556 | 0.024556 | 0 | 5000000 | scaled
249-11 | 1141.509 | 0 | 1141.509 | 0 | 0% | 100% | 0% | 108.6263 | 225.903 | 1.0604 | 85.3406 | 22.2253 | 2.2052 | 177.4773 | 46.2205 | 249 | 0.043158 | 0.043158 | 0.043158 | 26449.2887 | 11.1429 | 896.8094 | 233.5566 | 258.1866 | 20779.4878 | 5411.6144 | 23932.3674 | 233.6175 | 18802.1062 | 4896.6437 | 21215.0121 | 207.0918 | 16667.2567 | 4340.6636 |  | 1348 | 249-11 | 1141.509 | 1032.8827 | 915.606 | 0 | 0 | 0 | 1141.509 | 1032.8827 | 915.606 | 0 | 11.1429 | 10.0826 | 8.9378 | 0 | 0 | 0 | 11.1429 | 10.0826 | 8.9378 | 0 | 233.5566 | 211.3313 | 187.3361 | 0 | 0 | 0 | 233.5566 | 211.3313 | 187.3361 | 0 | 896.8094 | 811.4688 | 719.3321 | 0 | 0 | 0 | 896.8094 | 811.4688 | 719.3321 | 0 | 0 | 0 | 0 | 0.043158 | 0.043158 | 0.043158 | 0 | 5000000 | scaled
249-12 | 759.5793 | 0 | 759.5793 | 0 | 0% | 100% | 0% | 72.2773 | 150.4259 | 0.49533 | 56.9504 | 14.8316 | 1.0309 | 118.527 | 30.8681 | 249 | 0.043197 | 0.043197 | 0.043197 | 17584.2384 | 5.2055 | 598.5048 | 155.869 | 120.5077 | 13855.3687 | 3608.3619 | 15911.0203 | 109.0409 | 12536.9691 | 3265.0103 | 14101.8828 | 96.6426 | 11111.4727 | 2893.7675 |  | 1349 | 249-12 | 759.5793 | 687.302 | 609.1534 | 0 | 0 | 0 | 759.5793 | 687.302 | 609.1534 | 0 | 5.2055 | 4.7102 | 4.1746 | 0 | 0 | 0 | 5.2055 | 4.7102 | 4.1746 | 0 | 155.869 | 141.0373 | 125.0009 | 0 | 0 | 0 | 155.869 | 141.0373 | 125.0009 | 0 | 598.5048 | 541.5544 | 479.9778 | 0 | 0 | 0 | 598.5048 | 541.5544 | 479.9778 | 0 | 0 | 0 | 0 | 0.043197 | 0.043197 | 0.043197 | 0 | 5000000 | scaled
249-13 | 760.5912 | 0 | 760.5912 | 0 | 0% | 100% | 0% | 72.4422 | 150.6754 | 0.49646 | 57.0803 | 14.8655 | 1.0326 | 118.7235 | 30.9192 | 249 | 0.04325 | 0.04325 | 0.04325 | 17585.8426 | 5.2125 | 599.3021 | 156.0766 | 120.5187 | 13856.6327 | 3608.6911 | 15910.8856 | 109.04 | 12536.8629 | 3264.9827 | 14102.035 | 96.6436 | 11111.5927 | 2893.7987 |  | 1350 | 249-13 | 760.5912 | 688.149 | 609.9158 | 0 | 0 | 0 | 760.5912 | 688.149 | 609.9158 | 0 | 5.2125 | 4.716 | 4.1799 | 0 | 0 | 0 | 5.2125 | 4.716 | 4.1799 | 0 | 156.0766 | 141.2112 | 125.1574 | 0 | 0 | 0 | 156.0766 | 141.2112 | 125.1574 | 0 | 599.3021 | 542.2218 | 480.5786 | 0 | 0 | 0 | 599.3021 | 542.2218 | 480.5786 | 0 | 0 | 0 | 0 | 0.04325 | 0.04325 | 0.04325 | 0 | 5000000 | scaled
249-14AE | 0 | 0 | 0 | 0 | 0% | 0% | 0% | 0 | 0 | 0 | 0 | 0 | 0 | 0 | 0 | 249 | 0 | 0 | 0 | 0 | 0 | 0 | 0 | 0 | 0 | 0 | 0 | 0 | 0 | 0 | 0 | 0 | 0 | 0 |  | 1351 | 249-14AE | 0 | 0 | 0 | 0 | 0 | 0 | 0 | 0 | 0 | 0 | 0 | 0 | 0 | 0 | 0 | 0 | 0 | 0 | 0 | 0 | 0 | 0 | 0 | 0 | 0 | 0 | 0 | 0 | 0 | 0 | 0 | 0 | 0 | 0 | 0 | 0 | 0 | 0 | 0 | 0 | 0 | 0 | 0 | 0 | 0 | 0 | 0 | 5000000 | scaled
249-24R | 3753230.0343 | 3597511.4758 | 145470.9455 | 10247.613 | 95.85% | 3.876% | 0.273% | 2062948.8806 | 3656522.9913 | 375891.1797 | 59629.4228 | 1627428.2781 | 662607.3489 | 123199.0563 | 2870716.5861 | 249 | 0.10094 | 0.057788 | 0.019757 | 37183960.9962 | 676729.9867 | 134665.3676 | 2941834.68 | 6704492.184 | 1334155.3092 | 29145313.5031 | 29249589.9454 | 5329585.7083 | 845457.7725 | 23074546.4647 | 4894774.7155 | 886993.9299 | 164919.4131 | 3842861.3726 |  | 1352 | 249-24R | 3753230.0343 | 1690281.1537 | 96707.043 | 3597511.4758 | 1598935.6368 | 74804.1681 | 145470.9455 | 81097.9039 | 11655.2619 | 10247.613 | 676729.9867 | 300838.807 | 14122.6378 | 2918073.6503 | 300640.2801 | 14087.503 | 342.2797 | 190.8159 | 27.4238 | 7.711 | 2941834.68 | 1314406.4019 | 71118.0939 | 2918073.6503 | 1297040.608 | 60651.1827 | 14452.0279 | 8056.7921 | 1157.9094 | 9309.0018 | 134665.3676 | 75035.9448 | 11466.3114 | 3057.8296 | 1254.7488 | 65.4824 | 130676.6379 | 72850.2959 | 10469.9288 | 930.9002 | 0.043458 | 0.018922 | 0.0009904 | 0.043014 | 0.024401 | 0.0043014 | 0.014465 | 5000000 | scaled
250-285 | 0 | 0 | 0 | 0 | 0% | 0% | 0% | 0 | 0 | 0 | 0 | 0 | 0 | 0 | 0 | 250 | 0 | 0 | 0 | 0 | 0 | 0 | 0 | 0 | 0 | 0 | 0 | 0 | 0 | 0 | 0 | 0 | 0 | 0 |  | 1353 | 250-285 | 0 | 0 | 0 | 0 | 0 | 0 | 0 | 0 | 0 | 0 | 0 | 0 | 0 | 0 | 0 | 0 | 0 | 0 | 0 | 0 | 0 | 0 | 0 | 0 | 0 | 0 | 0 | 0 | 0 | 0 | 0 | 0 | 0 | 0 | 0 | 0 | 0 | 0 | 0 | 0 | 0 | 0 | 0 | 0 | 0 | 0 | 0 | 5000000 | scaled
250-286 | 0 | 0 | 0 | 0 | 0% | 0% | 0% | 0 | 0 | 0 | 0 | 0 | 0 | 0 | 0 | 250 | 0 | 0 | 0 | 0 | 0 | 0 | 0 | 0 | 0 | 0 | 0 | 0 | 0 | 0 | 0 | 0 | 0 | 0 |  | 1354 | 250-286 | 0 | 0 | 0 | 0 | 0 | 0 | 0 | 0 | 0 | 0 | 0 | 0 | 0 | 0 | 0 | 0 | 0 | 0 | 0 | 0 | 0 | 0 | 0 | 0 | 0 | 0 | 0 | 0 | 0 | 0 | 0 | 0 | 0 | 0 | 0 | 0 | 0 | 0 | 0 | 0 | 0 | 0 | 0 | 0 | 0 | 0 | 0 | 5000000 | scaled
250-287F | 0 | 0 | 0 | 0 | 0% | 0% | 0% | 0 | 0 | 0 | 0 | 0 | 0 | 0 | 0 | 250 | 0 | 0 | 0 | 0 | 0 | 0 | 0 | 0 | 0 | 0 | 0 | 0 | 0 | 0 | 0 | 0 | 0 | 0 |  | 1355 | 250-287F | 0 | 0 | 0 | 0 | 0 | 0 | 0 | 0 | 0 | 0 | 0 | 0 | 0 | 0 | 0 | 0 | 0 | 0 | 0 | 0 | 0 | 0 | 0 | 0 | 0 | 0 | 0 | 0 | 0 | 0 | 0 | 0 | 0 | 0 | 0 | 0 | 0 | 0 | 0 | 0 | 0 | 0 | 0 | 0 | 0 | 0 | 0 | 5000000 | scaled
250-288F | 221.9396 | 110.7355 | 0 | 111.2042 | 49.89% | 0% | 50.11% | 34.9638 | 100.3904 | 5.5547 | 0.22054 | 29.1886 | 16.0554 | 0.35228 | 83.9827 | 250 | 0.0002572 | 0.0001918 | 0.000153 | 862906.7933 | 17.787 | 10.4613 | 193.6913 | 69156.2419 | 40673.8476 | 753076.7039 | 974847.7006 | 154874.9359 | 6149.0192 | 813823.7456 | 794439.674 | 127054.296 | 2787.7824 | 664597.5956 |  | 1356 | 250-288F | 221.9396 | 186.9758 | 121.5493 | 110.7355 | 75.7716 | 10.3451 | 0 | 0 | 0 | 111.2042 | 17.787 | 12.2322 | 1.7316 | 92.6727 | 12.1486 | 1.6479 | 0 | 0 | 0 | 0.083678 | 193.6913 | 164.5028 | 109.7086 | 92.6727 | 63.4841 | 8.69 | 0 | 0 | 0 | 101.0186 | 10.4613 | 10.2408 | 10.109 | 0.35945 | 0.13891 | 0.007169 | 0 | 0 | 0 | 10.1019 | 0.0001062 | 4.08e-05 | 2e-06 | 0 | 0 | 0 | 0.000151 | 5000000 | scaled
250-45 | 0 | 0 | 0 | 0 | 0% | 0% | 0% | 0 | 0 | 0 | 0 | 0 | 0 | 0 | 0 | 250 | 0 | 0 | 0 | 0 | 0 | 0 | 0 | 0 | 0 | 0 | 0 | 0 | 0 | 0 | 0 | 0 | 0 | 0 |  | 1357 | 250-45 | 0 | 0 | 0 | 0 | 0 | 0 | 0 | 0 | 0 | 0 | 0 | 0 | 0 | 0 | 0 | 0 | 0 | 0 | 0 | 0 | 0 | 0 | 0 | 0 | 0 | 0 | 0 | 0 | 0 | 0 | 0 | 0 | 0 | 0 | 0 | 0 | 0 | 0 | 0 | 0 | 0 | 0 | 0 | 0 | 0 | 0 | 0 | 5000000 | scaled
250-46 | 0 | 0 | 0 | 0 | 0% | 0% | 0% | 0 | 0 | 0 | 0 | 0 | 0 | 0 | 0 | 250 | 0 | 0 | 0 | 0 | 0 | 0 | 0 | 0 | 0 | 0 | 0 | 0 | 0 | 0 | 0 | 0 | 0 | 0 |  | 1358 | 250-46 | 0 | 0 | 0 | 0 | 0 | 0 | 0 | 0 | 0 | 0 | 0 | 0 | 0 | 0 | 0 | 0 | 0 | 0 | 0 | 0 | 0 | 0 | 0 | 0 | 0 | 0 | 0 | 0 | 0 | 0 | 0 | 0 | 0 | 0 | 0 | 0 | 0 | 0 | 0 | 0 | 0 | 0 | 0 | 0 | 0 | 0 | 0 | 5000000 | scaled
250-47 | 266.0817 | 196.3835 | 0 | 69.6982 | 73.81% | 0% | 26.19% | 67.5053 | 196.3809 | 10.8586 | 0.079406 | 56.5673 | 31.6613 | 0.12573 | 164.5939 | 250 | 0.0002818 | 0.0001718 | 0.000107 | 944221.8474 | 31.7137 | 6.4598 | 227.9082 | 112539.8844 | 22923.1954 | 808758.7676 | 1155858.1848 | 185925.5595 | 1359.6284 | 968572.9969 | 651409.665 | 105022.8133 | 417.053 | 545969.7987 |  | 1359 | 250-47 | 266.0817 | 198.5764 | 69.7008 | 196.3835 | 128.8782 | 0.0025911 | 0 | 0 | 0 | 69.6982 | 31.7137 | 20.8552 | 0.052446 | 164.5939 | 20.8027 | 0 | 0 | 0 | 0 | 0.052446 | 227.9082 | 171.3409 | 63.3144 | 164.5939 | 108.0265 | 0 | 0 | 0 | 0 | 63.3144 | 6.4598 | 6.3804 | 6.334 | 0.12832 | 0.048914 | 0.0025911 | 0 | 0 | 0 | 6.3314 | 0.0001784 | 6.84e-05 | 3.6e-06 | 0 | 0 | 0 | 0.0001034 | 5000000 | scaled
252-128 | 0 | 0 | 0 | 0 | 0% | 0% | 0% | 0 | 0 | 0 | 0 | 0 | 0 | 0 | 0 | 252 | 0 | 0 | 0 | 0 | 0 | 0 | 0 | 0 | 0 | 0 | 0 | 0 | 0 | 0 | 0 | 0 | 0 | 0 |  | 1360 | 252-128 | 0 | 0 | 0 | 0 | 0 | 0 | 0 | 0 | 0 | 0 | 0 | 0 | 0 | 0 | 0 | 0 | 0 | 0 | 0 | 0 | 0 | 0 | 0 | 0 | 0 | 0 | 0 | 0 | 0 | 0 | 0 | 0 | 0 | 0 | 0 | 0 | 0 | 0 | 0 | 0 | 0 | 0 | 0 | 0 | 0 | 0 | 0 | 5000000 | scaled
252-129 | 49485.3293 | 42886.1174 | 3320.5216 | 3278.6903 | 86.66% | 6.71% | 6.626% | 30121.6769 | 45850.2265 | 5188.5694 | 1342.6381 | 23590.4694 | 7724.3184 | 2727.1284 | 35398.7796 | 252 | 0.02391 | 0.013233 | 0.0054892 | 2069684.5316 | 7747.8669 | 3206.1851 | 38531.2772 | 324048.3704 | 134096.1431 | 1611540.018 | 1463307.2679 | 252060.0477 | 65225.1894 | 1146022.0308 | 662228.1581 | 111564.5779 | 39388.7091 | 511274.8712 |  | 1361 | 252-129 | 49485.3293 | 19363.6524 | 3635.1028 | 42886.1174 | 14246.1367 | 134.5007 | 3320.5216 | 1838.8255 | 221.9118 | 3278.6903 | 7747.8669 | 2559.2975 | 23.5485 | 34869.5421 | 2549.4951 | 20.1962 | 13.246 | 7.3353 | 0.88524 | 2.4671 | 38531.2772 | 14940.8078 | 3132.4976 | 34869.5421 | 11584 | 108.4443 | 683.3504 | 378.4231 | 45.6686 | 2978.3847 | 3206.1851 | 1863.5471 | 479.0567 | 284.4215 | 112.6415 | 5.8603 | 2623.9251 | 1453.067 | 175.358 | 297.8385 | 0.013344 | 0.0052254 | 0.0002732 | 0.0059444 | 0.0033858 | 0.0005944 | 0.0046216 | 5000000 | scaled
252-132 | 5974.5438 | 0 | 5974.5438 | 0 | 0% | 100% | 0% | 947.6112 | 1981.2408 | 0.86972 | 752.2048 | 194.5367 | 1.8184 | 1572.6901 | 406.7323 | 252 | 0.0059316 | 0.0059316 | 0.0059316 | 1007239.8344 | 5.4834 | 4742.536 | 1226.5244 | 924.4424 | 799537.392 | 206778 | 847483.4051 | 777.8183 | 672724.2592 | 173981.3275 | 673225.2761 | 617.8846 | 534399.8153 | 138207.5762 |  | 1362 | 252-132 | 5974.5438 | 5026.9326 | 3993.303 | 0 | 0 | 0 | 5974.5438 | 5026.9326 | 3993.303 | 0 | 5.4834 | 4.6137 | 3.665 | 0 | 0 | 0 | 5.4834 | 4.6137 | 3.665 | 0 | 1226.5244 | 1031.9876 | 819.7921 | 0 | 0 | 0 | 1226.5244 | 1031.9876 | 819.7921 | 0 | 4742.536 | 3990.3312 | 3169.8459 | 0 | 0 | 0 | 4742.536 | 3990.3312 | 3169.8459 | 0 | 0 | 0 | 0 | 0.0059316 | 0.0059316 | 0.0059316 | 0 | 5000000 | scaled
252-267 | 0 | 0 | 0 | 0 | 0% | 0% | 0% | 0 | 0 | 0 | 0 | 0 | 0 | 0 | 0 | 252 | 0 | 0 | 0 | 0 | 0 | 0 | 0 | 0 | 0 | 0 | 0 | 0 | 0 | 0 | 0 | 0 | 0 | 0 |  | 1363 | 252-267 | 0 | 0 | 0 | 0 | 0 | 0 | 0 | 0 | 0 | 0 | 0 | 0 | 0 | 0 | 0 | 0 | 0 | 0 | 0 | 0 | 0 | 0 | 0 | 0 | 0 | 0 | 0 | 0 | 0 | 0 | 0 | 0 | 0 | 0 | 0 | 0 | 0 | 0 | 0 | 0 | 0 | 0 | 0 | 0 | 0 | 0 | 0 | 5000000 | scaled
252-268F | 0 | 0 | 0 | 0 | 0% | 0% | 0% | 0 | 0 | 0 | 0 | 0 | 0 | 0 | 0 | 252 | 0 | 0 | 0 | 0 | 0 | 0 | 0 | 0 | 0 | 0 | 0 | 0 | 0 | 0 | 0 | 0 | 0 | 0 |  | 1364 | 252-268F | 0 | 0 | 0 | 0 | 0 | 0 | 0 | 0 | 0 | 0 | 0 | 0 | 0 | 0 | 0 | 0 | 0 | 0 | 0 | 0 | 0 | 0 | 0 | 0 | 0 | 0 | 0 | 0 | 0 | 0 | 0 | 0 | 0 | 0 | 0 | 0 | 0 | 0 | 0 | 0 | 0 | 0 | 0 | 0 | 0 | 0 | 0 | 5000000 | scaled
252-269F | 0 | 0 | 0 | 0 | 0% | 0% | 0% | 0 | 0 | 0 | 0 | 0 | 0 | 0 | 0 | 252 | 0 | 0 | 0 | 0 | 0 | 0 | 0 | 0 | 0 | 0 | 0 | 0 | 0 | 0 | 0 | 0 | 0 | 0 |  | 1365 | 252-269F | 0 | 0 | 0 | 0 | 0 | 0 | 0 | 0 | 0 | 0 | 0 | 0 | 0 | 0 | 0 | 0 | 0 | 0 | 0 | 0 | 0 | 0 | 0 | 0 | 0 | 0 | 0 | 0 | 0 | 0 | 0 | 0 | 0 | 0 | 0 | 0 | 0 | 0 | 0 | 0 | 0 | 0 | 0 | 0 | 0 | 0 | 0 | 5000000 | scaled
252-270F | 0 | 0 | 0 | 0 | 0% | 0% | 0% | 0 | 0 | 0 | 0 | 0 | 0 | 0 | 0 | 252 | 0 | 0 | 0 | 0 | 0 | 0 | 0 | 0 | 0 | 0 | 0 | 0 | 0 | 0 | 0 | 0 | 0 | 0 |  | 1366 | 252-270F | 0 | 0 | 0 | 0 | 0 | 0 | 0 | 0 | 0 | 0 | 0 | 0 | 0 | 0 | 0 | 0 | 0 | 0 | 0 | 0 | 0 | 0 | 0 | 0 | 0 | 0 | 0 | 0 | 0 | 0 | 0 | 0 | 0 | 0 | 0 | 0 | 0 | 0 | 0 | 0 | 0 | 0 | 0 | 0 | 0 | 0 | 0 | 5000000 | scaled
252-271F | 0 | 0 | 0 | 0 | 0% | 0% | 0% | 0 | 0 | 0 | 0 | 0 | 0 | 0 | 0 | 252 | 0 | 0 | 0 | 0 | 0 | 0 | 0 | 0 | 0 | 0 | 0 | 0 | 0 | 0 | 0 | 0 | 0 | 0 |  | 1367 | 252-271F | 0 | 0 | 0 | 0 | 0 | 0 | 0 | 0 | 0 | 0 | 0 | 0 | 0 | 0 | 0 | 0 | 0 | 0 | 0 | 0 | 0 | 0 | 0 | 0 | 0 | 0 | 0 | 0 | 0 | 0 | 0 | 0 | 0 | 0 | 0 | 0 | 0 | 0 | 0 | 0 | 0 | 0 | 0 | 0 | 0 | 0 | 0 | 5000000 | scaled
252-276F | 0 | 0 | 0 | 0 | 0% | 0% | 0% | 0 | 0 | 0 | 0 | 0 | 0 | 0 | 0 | 252 | 0 | 0 | 0 | 0 | 0 | 0 | 0 | 0 | 0 | 0 | 0 | 0 | 0 | 0 | 0 | 0 | 0 | 0 |  | 1368 | 252-276F | 0 | 0 | 0 | 0 | 0 | 0 | 0 | 0 | 0 | 0 | 0 | 0 | 0 | 0 | 0 | 0 | 0 | 0 | 0 | 0 | 0 | 0 | 0 | 0 | 0 | 0 | 0 | 0 | 0 | 0 | 0 | 0 | 0 | 0 | 0 | 0 | 0 | 0 | 0 | 0 | 0 | 0 | 0 | 0 | 0 | 0 | 0 | 5000000 | scaled
252-277F | 3351.0827 | 2176.4848 | 0 | 1174.5979 | 64.95% | 0% | 35.05% | 1123.8537 | 2097.9627 | 158.7867 | 261.4982 | 703.5688 | 303.1513 | 452.8255 | 1341.9858 | 252 | 0.0037008 | 0.0025168 | 0.0016852 | 905502.2405 | 316.5335 | 570.2247 | 2464.3245 | 85531.1061 | 154081.4688 | 665889.6656 | 884944.7741 | 125031.8036 | 205908.9166 | 554004.0539 | 743603.1291 | 107449.1422 | 160499.7401 | 475654.2469 |  | 1369 | 252-277F | 3351.0827 | 2227.229 | 1253.12 | 2176.4848 | 1052.6311 | 78.5221 | 0 | 0 | 0 | 1174.5979 | 316.5335 | 157.7468 | 13.3822 | 1397.3117 | 156.863 | 12.4983 | 0 | 0 | 0 | 0.88385 | 2464.3245 | 1760.7557 | 1122.3386 | 1397.3117 | 693.743 | 55.3259 | 0 | 0 | 0 | 1067.0127 | 570.2247 | 308.7265 | 117.3992 | 463.5234 | 202.0252 | 10.6979 | 0 | 0 | 0 | 106.7013 | 0.0020612 | 0.0008772 | 4.56e-05 | 0 | 0 | 0 | 0.0016396 | 5000000 | scaled
252-278 | 0 | 0 | 0 | 0 | 0% | 0% | 0% | 0 | 0 | 0 | 0 | 0 | 0 | 0 | 0 | 252 | 0 | 0 | 0 | 0 | 0 | 0 | 0 | 0 | 0 | 0 | 0 | 0 | 0 | 0 | 0 | 0 | 0 | 0 |  | 1370 | 252-278 | 0 | 0 | 0 | 0 | 0 | 0 | 0 | 0 | 0 | 0 | 0 | 0 | 0 | 0 | 0 | 0 | 0 | 0 | 0 | 0 | 0 | 0 | 0 | 0 | 0 | 0 | 0 | 0 | 0 | 0 | 0 | 0 | 0 | 0 | 0 | 0 | 0 | 0 | 0 | 0 | 0 | 0 | 0 | 0 | 0 | 0 | 0 | 5000000 | scaled
254-201 | 0 | 0 | 0 | 0 | 0% | 0% | 0% | 0 | 0 | 0 | 0 | 0 | 0 | 0 | 0 | 254 | 0 | 0 | 0 | 0 | 0 | 0 | 0 | 0 | 0 | 0 | 0 | 0 | 0 | 0 | 0 | 0 | 0 | 0 |  | 1371 | 254-201 | 0 | 0 | 0 | 0 | 0 | 0 | 0 | 0 | 0 | 0 | 0 | 0 | 0 | 0 | 0 | 0 | 0 | 0 | 0 | 0 | 0 | 0 | 0 | 0 | 0 | 0 | 0 | 0 | 0 | 0 | 0 | 0 | 0 | 0 | 0 | 0 | 0 | 0 | 0 | 0 | 0 | 0 | 0 | 0 | 0 | 0 | 0 | 5000000 | scaled
254-202 | 0 | 0 | 0 | 0 | 0% | 0% | 0% | 0 | 0 | 0 | 0 | 0 | 0 | 0 | 0 | 254 | 0 | 0 | 0 | 0 | 0 | 0 | 0 | 0 | 0 | 0 | 0 | 0 | 0 | 0 | 0 | 0 | 0 | 0 |  | 1372 | 254-202 | 0 | 0 | 0 | 0 | 0 | 0 | 0 | 0 | 0 | 0 | 0 | 0 | 0 | 0 | 0 | 0 | 0 | 0 | 0 | 0 | 0 | 0 | 0 | 0 | 0 | 0 | 0 | 0 | 0 | 0 | 0 | 0 | 0 | 0 | 0 | 0 | 0 | 0 | 0 | 0 | 0 | 0 | 0 | 0 | 0 | 0 | 0 | 5000000 | scaled
254-272 | 0 | 0 | 0 | 0 | 0% | 0% | 0% | 0 | 0 | 0 | 0 | 0 | 0 | 0 | 0 | 254 | 0 | 0 | 0 | 0 | 0 | 0 | 0 | 0 | 0 | 0 | 0 | 0 | 0 | 0 | 0 | 0 | 0 | 0 |  | 1373 | 254-272 | 0 | 0 | 0 | 0 | 0 | 0 | 0 | 0 | 0 | 0 | 0 | 0 | 0 | 0 | 0 | 0 | 0 | 0 | 0 | 0 | 0 | 0 | 0 | 0 | 0 | 0 | 0 | 0 | 0 | 0 | 0 | 0 | 0 | 0 | 0 | 0 | 0 | 0 | 0 | 0 | 0 | 0 | 0 | 0 | 0 | 0 | 0 | 5000000 | scaled
254-273F | 0 | 0 | 0 | 0 | 0% | 0% | 0% | 0 | 0 | 0 | 0 | 0 | 0 | 0 | 0 | 254 | 0 | 0 | 0 | 0 | 0 | 0 | 0 | 0 | 0 | 0 | 0 | 0 | 0 | 0 | 0 | 0 | 0 | 0 |  | 1374 | 254-273F | 0 | 0 | 0 | 0 | 0 | 0 | 0 | 0 | 0 | 0 | 0 | 0 | 0 | 0 | 0 | 0 | 0 | 0 | 0 | 0 | 0 | 0 | 0 | 0 | 0 | 0 | 0 | 0 | 0 | 0 | 0 | 0 | 0 | 0 | 0 | 0 | 0 | 0 | 0 | 0 | 0 | 0 | 0 | 0 | 0 | 0 | 0 | 5000000 | scaled
254-293F | 0 | 0 | 0 | 0 | 0% | 0% | 0% | 0 | 0 | 0 | 0 | 0 | 0 | 0 | 0 | 254 | 0 | 0 | 0 | 0 | 0 | 0 | 0 | 0 | 0 | 0 | 0 | 0 | 0 | 0 | 0 | 0 | 0 | 0 |  | 1375 | 254-293F | 0 | 0 | 0 | 0 | 0 | 0 | 0 | 0 | 0 | 0 | 0 | 0 | 0 | 0 | 0 | 0 | 0 | 0 | 0 | 0 | 0 | 0 | 0 | 0 | 0 | 0 | 0 | 0 | 0 | 0 | 0 | 0 | 0 | 0 | 0 | 0 | 0 | 0 | 0 | 0 | 0 | 0 | 0 | 0 | 0 | 0 | 0 | 5000000 | scaled
255-1080R | 2174.484 | 644.7495 | 0 | 1529.7344 | 29.65% | 0% | 70.35% | 397.805 | 631.9114 | 0 | 397.805 | 0 | 0 | 631.9114 | 0 | 255 | 0.006657 | 0.0038734 | 0.0022358 | 326646.2304 | 1.1511 | 783.7117 | 1389.6212 | 172.9121 | 117727.4546 | 208745.8636 | 458687.1839 | 0 | 458687.1839 | 0 | 689942.0963 | 0 | 689942.0963 | 0 |  | 1376 | 255-1080R | 2174.484 | 1776.6789 | 1542.5725 | 644.7495 | 246.9445 | 12.8381 | 0 | 0 | 0 | 1529.7344 | 1.1511 | 1.1511 | 1.1511 | 0 | 0 | 0 | 0 | 0 | 0 | 1.1511 | 1389.6212 | 1389.6212 | 1389.6212 | 0 | 0 | 0 | 0 | 0 | 0 | 1389.6212 | 783.7117 | 385.9066 | 151.8002 | 644.7495 | 246.9445 | 12.8381 | 0 | 0 | 0 | 138.9621 | 0.0045112 | 0.0017276 | 9e-05 | 0 | 0 | 0 | 0.0021458 | 5000000 | scaled
255-43AE | 53099.8638 | 41288.7217 | 0 | 11811.1421 | 77.76% | 0% | 22.24% | 26384.8289 | 40487.4666 | 4645.5369 | 7209.8339 | 14529.4582 | 6986.155 | 11652.7795 | 21848.5321 | 255 | 0.048441 | 0.029062 | 0.017314 | 1096185.0977 | 7129.9259 | 12970.2497 | 32999.6882 | 147189.0511 | 267755.7608 | 681240.2859 | 919249.1483 | 161850.8049 | 251191.0801 | 506207.2633 | 728459.2222 | 125696.4055 | 209659.3194 | 393103.4974 |  | 1377 | 255-43AE | 53099.8638 | 26715.0349 | 12612.3973 | 41288.7217 | 14903.8928 | 801.2551 | 0 | 0 | 0 | 11811.1421 | 7129.9259 | 2484.3891 | 143.771 | 22270.3658 | 2475.5016 | 134.8835 | 0 | 0 | 0 | 8.8875 | 32999.6882 | 18470.23 | 11151.1561 | 22270.3658 | 7740.9076 | 421.8337 | 0 | 0 | 0 | 10729.3224 | 12970.2497 | 5760.4158 | 1317.4702 | 11897.3175 | 4687.4836 | 244.538 | 0 | 0 | 0 | 1072.9322 | 0.031775 | 0.012396 | 0.0006478 | 0 | 0 | 0 | 0.016666 | 5000000 | scaled
255-44 | 0 | 0 | 0 | 0 | 0% | 0% | 0% | 0 | 0 | 0 | 0 | 0 | 0 | 0 | 0 | 255 | 0 | 0 | 0 | 0 | 0 | 0 | 0 | 0 | 0 | 0 | 0 | 0 | 0 | 0 | 0 | 0 | 0 | 0 |  | 1378 | 255-44 | 0 | 0 | 0 | 0 | 0 | 0 | 0 | 0 | 0 | 0 | 0 | 0 | 0 | 0 | 0 | 0 | 0 | 0 | 0 | 0 | 0 | 0 | 0 | 0 | 0 | 0 | 0 | 0 | 0 | 0 | 0 | 0 | 0 | 0 | 0 | 0 | 0 | 0 | 0 | 0 | 0 | 0 | 0 | 0 | 0 | 0 | 0 | 5000000 | scaled
256-38 | 0 | 0 | 0 | 0 | 0% | 0% | 0% | 0 | 0 | 0 | 0 | 0 | 0 | 0 | 0 | 256 | 0 | 0 | 0 | 0 | 0 | 0 | 0 | 0 | 0 | 0 | 0 | 0 | 0 | 0 | 0 | 0 | 0 | 0 |  | 1379 | 256-38 | 0 | 0 | 0 | 0 | 0 | 0 | 0 | 0 | 0 | 0 | 0 | 0 | 0 | 0 | 0 | 0 | 0 | 0 | 0 | 0 | 0 | 0 | 0 | 0 | 0 | 0 | 0 | 0 | 0 | 0 | 0 | 0 | 0 | 0 | 0 | 0 | 0 | 0 | 0 | 0 | 0 | 0 | 0 | 0 | 0 | 0 | 0 | 5000000 | scaled
256-39AE | 1060.8544 | 203.2472 | 0 | 857.6072 | 19.16% | 0% | 80.84% | 125.4674 | 199.2421 | 0 | 125.4674 | 0 | 0 | 199.2421 | 0 | 256 | 0.0034328 | 0.00205 | 0.001237 | 309034.721 | 0.64532 | 281.1528 | 779.0562 | 187.987 | 81901.8993 | 226944.8347 | 456286.3341 | 0 | 456286.3341 | 0 | 696533.7616 | 0 | 696533.7616 | 0 |  | 1380 | 256-39AE | 1060.8544 | 935.387 | 861.6123 | 203.2472 | 77.7798 | 4.0051 | 0 | 0 | 0 | 857.6072 | 0.64532 | 0.64532 | 0.64532 | 0 | 0 | 0 | 0 | 0 | 0 | 0.64532 | 779.0562 | 779.0562 | 779.0562 | 0 | 0 | 0 | 0 | 0 | 0 | 779.0562 | 281.1528 | 155.6854 | 81.9107 | 203.2472 | 77.7798 | 4.0051 | 0 | 0 | 0 | 77.9056 | 0.0022404 | 0.0008576 | 4.46e-05 | 0 | 0 | 0 | 0.0011924 | 5000000 | scaled
256-46AE | 5468.3511 | 1614.1227 | 0 | 3854.2284 | 29.52% | 0% | 70.48% | 996.2791 | 1581.5212 | 0 | 996.2791 | 0 | 0 | 1581.5212 | 0 | 256 | 0.01432 | 0.0088948 | 0.005567 | 381868.094 | 2.9002 | 1964.2435 | 3501.2074 | 202.5267 | 137167.8413 | 244497.726 | 502773.7547 | 0 | 502773.7547 | 0 | 698191.1029 | 0 | 698191.1029 | 0 |  | 1381 | 256-46AE | 5468.3511 | 4472.072 | 3886.8299 | 1614.1227 | 617.8436 | 32.6015 | 0 | 0 | 0 | 3854.2284 | 2.9002 | 2.9002 | 2.9002 | 0 | 0 | 0 | 0 | 0 | 0 | 2.9002 | 3501.2074 | 3501.2074 | 3501.2074 | 0 | 0 | 0 | 0 | 0 | 0 | 3501.2074 | 1964.2435 | 967.9644 | 382.7223 | 1614.1227 | 617.8436 | 32.6015 | 0 | 0 | 0 | 350.1207 | 0.008937 | 0.0035118 | 0.000184 | 0 | 0 | 0 | 0.005383 | 5000000 | scaled
256-539R | 14306.9467 | 9099.1124 | 0 | 5207.8343 | 63.6% | 0% | 36.4% | 5342.7477 | 8902.6453 | 3.0809 | 5322.6453 | 17.0215 | 4.9558 | 8869.5823 | 28.1073 | 256 | 0.019872 | 0.012235 | 0.0075538 | 719955.0468 | 9.1035 | 9537.5165 | 4760.3267 | 458.1071 | 479947.4885 | 239549.4512 | 732668.4885 | 422.4975 | 729911.7722 | 2334.2188 | 715441.4131 | 398.2611 | 712784.374 | 2258.778 |  | 1382 | 256-539R | 14306.9467 | 8964.199 | 5404.3013 | 9099.1124 | 3756.3646 | 196.467 | 0 | 0 | 0 | 5207.8343 | 9.1035 | 6.0226 | 4.1477 | 29.4943 | 2.1039 | 0.22899 | 0 | 0 | 0 | 3.9187 | 4760.3267 | 4743.3052 | 4732.2194 | 29.4943 | 12.4728 | 1.3871 | 0 | 0 | 0 | 4730.8323 | 9537.5165 | 4214.8712 | 667.9342 | 9064.4333 | 3741.788 | 194.851 | 0 | 0 | 0 | 473.0832 | 0.012576 | 0.0049388 | 0.0002576 | 0 | 0 | 0 | 0.0072962 | 5000000 | scaled
257-29AE | 2298.3224 | 454.2227 | 0 | 1844.0997 | 19.76% | 0% | 80.24% | 280.3071 | 445.1047 | 0 | 280.3071 | 0 | 0 | 445.1047 | 0 | 257 | 0.006989 | 0.0042972 | 0.0027144 | 328848.5374 | 1.3876 | 621.742 | 1675.1928 | 198.5442 | 88960.0834 | 239689.9098 | 469611.6897 | 0 | 469611.6897 | 0 | 682735.6841 | 0 | 682735.6841 | 0 |  | 1383 | 257-29AE | 2298.3224 | 2018.0154 | 1853.2177 | 454.2227 | 173.9157 | 9.1181 | 0 | 0 | 0 | 1844.0997 | 1.3876 | 1.3876 | 1.3876 | 0 | 0 | 0 | 0 | 0 | 0 | 1.3876 | 1675.1928 | 1675.1928 | 1675.1928 | 0 | 0 | 0 | 0 | 0 | 0 | 1675.1928 | 621.742 | 341.4349 | 176.6373 | 454.2227 | 173.9157 | 9.1181 | 0 | 0 | 0 | 167.5193 | 0.0043622 | 0.0016704 | 8.76e-05 | 0 | 0 | 0 | 0.0026268 | 5000000 | scaled
257-30 | 0 | 0 | 0 | 0 | 0% | 0% | 0% | 0 | 0 | 0 | 0 | 0 | 0 | 0 | 0 | 257 | 0 | 0 | 0 | 0 | 0 | 0 | 0 | 0 | 0 | 0 | 0 | 0 | 0 | 0 | 0 | 0 | 0 | 0 |  | 1384 | 257-30 | 0 | 0 | 0 | 0 | 0 | 0 | 0 | 0 | 0 | 0 | 0 | 0 | 0 | 0 | 0 | 0 | 0 | 0 | 0 | 0 | 0 | 0 | 0 | 0 | 0 | 0 | 0 | 0 | 0 | 0 | 0 | 0 | 0 | 0 | 0 | 0 | 0 | 0 | 0 | 0 | 0 | 0 | 0 | 0 | 0 | 0 | 0 | 5000000 | scaled
257-31AE | 5771.887 | 2256.1361 | 0 | 3515.7509 | 39.09% | 0% | 60.91% | 1392.5868 | 2210.9685 | 0 | 1392.5868 | 0 | 0 | 2210.9685 | 0 | 257 | 0.012621 | 0.0078962 | 0.005117 | 457324.062 | 2.6455 | 2575.5093 | 3193.7322 | 209.6101 | 204065.392 | 253049.0599 | 554608.5632 | 0 | 554608.5632 | 0 | 695899.6409 | 0 | 695899.6409 | 0 |  | 1385 | 257-31AE | 5771.887 | 4379.3001 | 3560.9185 | 2256.1361 | 863.5492 | 45.1676 | 0 | 0 | 0 | 3515.7509 | 2.6455 | 2.6455 | 2.6455 | 0 | 0 | 0 | 0 | 0 | 0 | 2.6455 | 3193.7322 | 3193.7322 | 3193.7322 | 0 | 0 | 0 | 0 | 0 | 0 | 3193.7322 | 2575.5093 | 1182.9225 | 364.5408 | 2256.1361 | 863.5492 | 45.1676 | 0 | 0 | 0 | 319.3732 | 0.007657 | 0.0029322 | 0.000153 | 0 | 0 | 0 | 0.004964 | 5000000 | scaled
257-42 | 0 | 0 | 0 | 0 | 0% | 0% | 0% | 0 | 0 | 0 | 0 | 0 | 0 | 0 | 0 | 257 | 0 | 0 | 0 | 0 | 0 | 0 | 0 | 0 | 0 | 0 | 0 | 0 | 0 | 0 | 0 | 0 | 0 | 0 |  | 1386 | 257-42 | 0 | 0 | 0 | 0 | 0 | 0 | 0 | 0 | 0 | 0 | 0 | 0 | 0 | 0 | 0 | 0 | 0 | 0 | 0 | 0 | 0 | 0 | 0 | 0 | 0 | 0 | 0 | 0 | 0 | 0 | 0 | 0 | 0 | 0 | 0 | 0 | 0 | 0 | 0 | 0 | 0 | 0 | 0 | 0 | 0 | 0 | 0 | 5000000 | scaled
257-43AE | 0 | 0 | 0 | 0 | 0% | 0% | 0% | 0 | 0 | 0 | 0 | 0 | 0 | 0 | 0 | 257 | 0 | 0 | 0 | 0 | 0 | 0 | 0 | 0 | 0 | 0 | 0 | 0 | 0 | 0 | 0 | 0 | 0 | 0 |  | 1387 | 257-43AE | 0 | 0 | 0 | 0 | 0 | 0 | 0 | 0 | 0 | 0 | 0 | 0 | 0 | 0 | 0 | 0 | 0 | 0 | 0 | 0 | 0 | 0 | 0 | 0 | 0 | 0 | 0 | 0 | 0 | 0 | 0 | 0 | 0 | 0 | 0 | 0 | 0 | 0 | 0 | 0 | 0 | 0 | 0 | 0 | 0 | 0 | 0 | 5000000 | scaled
257-44AE | 0 | 0 | 0 | 0 | 0% | 0% | 0% | 0 | 0 | 0 | 0 | 0 | 0 | 0 | 0 | 257 | 0 | 0 | 0 | 0 | 0 | 0 | 0 | 0 | 0 | 0 | 0 | 0 | 0 | 0 | 0 | 0 | 0 | 0 |  | 1388 | 257-44AE | 0 | 0 | 0 | 0 | 0 | 0 | 0 | 0 | 0 | 0 | 0 | 0 | 0 | 0 | 0 | 0 | 0 | 0 | 0 | 0 | 0 | 0 | 0 | 0 | 0 | 0 | 0 | 0 | 0 | 0 | 0 | 0 | 0 | 0 | 0 | 0 | 0 | 0 | 0 | 0 | 0 | 0 | 0 | 0 | 0 | 0 | 0 | 5000000 | scaled
264-10 | 0 | 0 | 0 | 0 | 0% | 0% | 0% | 0 | 0 | 0 | 0 | 0 | 0 | 0 | 0 | 264 | 0 | 0 | 0 | 0 | 0 | 0 | 0 | 0 | 0 | 0 | 0 | 0 | 0 | 0 | 0 | 0 | 0 | 0 |  | 1389 | 264-10 | 0 | 0 | 0 | 0 | 0 | 0 | 0 | 0 | 0 | 0 | 0 | 0 | 0 | 0 | 0 | 0 | 0 | 0 | 0 | 0 | 0 | 0 | 0 | 0 | 0 | 0 | 0 | 0 | 0 | 0 | 0 | 0 | 0 | 0 | 0 | 0 | 0 | 0 | 0 | 0 | 0 | 0 | 0 | 0 | 0 | 0 | 0 | 5000000 | scaled
264-12 | 0 | 0 | 0 | 0 | 0% | 0% | 0% | 0 | 0 | 0 | 0 | 0 | 0 | 0 | 0 | 264 | 0 | 0 | 0 | 0 | 0 | 0 | 0 | 0 | 0 | 0 | 0 | 0 | 0 | 0 | 0 | 0 | 0 | 0 |  | 1390 | 264-12 | 0 | 0 | 0 | 0 | 0 | 0 | 0 | 0 | 0 | 0 | 0 | 0 | 0 | 0 | 0 | 0 | 0 | 0 | 0 | 0 | 0 | 0 | 0 | 0 | 0 | 0 | 0 | 0 | 0 | 0 | 0 | 0 | 0 | 0 | 0 | 0 | 0 | 0 | 0 | 0 | 0 | 0 | 0 | 0 | 0 | 0 | 0 | 5000000 | scaled
264-9 | 0 | 0 | 0 | 0 | 0% | 0% | 0% | 0 | 0 | 0 | 0 | 0 | 0 | 0 | 0 | 264 | 0 | 0 | 0 | 0 | 0 | 0 | 0 | 0 | 0 | 0 | 0 | 0 | 0 | 0 | 0 | 0 | 0 | 0 |  | 1391 | 264-9 | 0 | 0 | 0 | 0 | 0 | 0 | 0 | 0 | 0 | 0 | 0 | 0 | 0 | 0 | 0 | 0 | 0 | 0 | 0 | 0 | 0 | 0 | 0 | 0 | 0 | 0 | 0 | 0 | 0 | 0 | 0 | 0 | 0 | 0 | 0 | 0 | 0 | 0 | 0 | 0 | 0 | 0 | 0 | 0 | 0 | 0 | 0 | 5000000 | scaled
265-151 | 0 | 0 | 0 | 0 | 0% | 0% | 0% | 0 | 0 | 0 | 0 | 0 | 0 | 0 | 0 | 265 | 0 | 0 | 0 | 0 | 0 | 0 | 0 | 0 | 0 | 0 | 0 | 0 | 0 | 0 | 0 | 0 | 0 | 0 |  | 1392 | 265-151 | 0 | 0 | 0 | 0 | 0 | 0 | 0 | 0 | 0 | 0 | 0 | 0 | 0 | 0 | 0 | 0 | 0 | 0 | 0 | 0 | 0 | 0 | 0 | 0 | 0 | 0 | 0 | 0 | 0 | 0 | 0 | 0 | 0 | 0 | 0 | 0 | 0 | 0 | 0 | 0 | 0 | 0 | 0 | 0 | 0 | 0 | 0 | 5000000 | scaled
265-161 | 0 | 0 | 0 | 0 | 0% | 0% | 0% | 0 | 0 | 0 | 0 | 0 | 0 | 0 | 0 | 265 | 0 | 0 | 0 | 0 | 0 | 0 | 0 | 0 | 0 | 0 | 0 | 0 | 0 | 0 | 0 | 0 | 0 | 0 |  | 1393 | 265-161 | 0 | 0 | 0 | 0 | 0 | 0 | 0 | 0 | 0 | 0 | 0 | 0 | 0 | 0 | 0 | 0 | 0 | 0 | 0 | 0 | 0 | 0 | 0 | 0 | 0 | 0 | 0 | 0 | 0 | 0 | 0 | 0 | 0 | 0 | 0 | 0 | 0 | 0 | 0 | 0 | 0 | 0 | 0 | 0 | 0 | 0 | 0 | 5000000 | scaled
265-166 | 0 | 0 | 0 | 0 | 0% | 0% | 0% | 0 | 0 | 0 | 0 | 0 | 0 | 0 | 0 | 265 | 0 | 0 | 0 | 0 | 0 | 0 | 0 | 0 | 0 | 0 | 0 | 0 | 0 | 0 | 0 | 0 | 0 | 0 |  | 1394 | 265-166 | 0 | 0 | 0 | 0 | 0 | 0 | 0 | 0 | 0 | 0 | 0 | 0 | 0 | 0 | 0 | 0 | 0 | 0 | 0 | 0 | 0 | 0 | 0 | 0 | 0 | 0 | 0 | 0 | 0 | 0 | 0 | 0 | 0 | 0 | 0 | 0 | 0 | 0 | 0 | 0 | 0 | 0 | 0 | 0 | 0 | 0 | 0 | 5000000 | scaled
266-485F | 3902.5439 | 3798.96 | 0 | 103.5839 | 97.35% | 0% | 2.654% | 2093.3381 | 3595.2305 | 339.4831 | 1.7495 | 1752.1056 | 583.4954 | 2.7859 | 3008.9491 | 266 | 0.000646 | 0.0003402 | 0.0001604 | 6041089.5782 | 616.7975 | 12.2542 | 3273.4922 | 954794.8313 | 18969.315 | 5067325.4319 | 5318065.0156 | 862446.8905 | 4444.547 | 4451173.5781 | 1915918.688 | 310948.017 | 1484.6423 | 1603486.0287 |  | 1395 | 266-485F | 3902.5439 | 1809.2057 | 307.3134 | 3798.96 | 1705.6218 | 203.7294 | 0 | 0 | 0 | 103.5839 | 616.7975 | 277.3144 | 33.302 | 3179.3959 | 277.2365 | 33.2241 | 0 | 0 | 0 | 0.077944 | 3273.4922 | 1521.3866 | 264.5431 | 3179.3959 | 1427.2903 | 170.4468 | 0 | 0 | 0 | 94.0963 | 12.2542 | 10.5047 | 9.4682 | 2.8445 | 1.095 | 0.058606 | 0 | 0 | 0 | 9.4096 | 0.0004956 | 0.0001898 | 1e-05 | 0 | 0 | 0 | 0.0001504 | 5000000 | scaled
266-486F | 0 | 0 | 0 | 0 | 0% | 0% | 0% | 0 | 0 | 0 | 0 | 0 | 0 | 0 | 0 | 266 | 0 | 0 | 0 | 0 | 0 | 0 | 0 | 0 | 0 | 0 | 0 | 0 | 0 | 0 | 0 | 0 | 0 | 0 |  | 1396 | 266-486F | 0 | 0 | 0 | 0 | 0 | 0 | 0 | 0 | 0 | 0 | 0 | 0 | 0 | 0 | 0 | 0 | 0 | 0 | 0 | 0 | 0 | 0 | 0 | 0 | 0 | 0 | 0 | 0 | 0 | 0 | 0 | 0 | 0 | 0 | 0 | 0 | 0 | 0 | 0 | 0 | 0 | 0 | 0 | 0 | 0 | 0 | 0 | 5000000 | scaled
266-487 | 0 | 0 | 0 | 0 | 0% | 0% | 0% | 0 | 0 | 0 | 0 | 0 | 0 | 0 | 0 | 266 | 0 | 0 | 0 | 0 | 0 | 0 | 0 | 0 | 0 | 0 | 0 | 0 | 0 | 0 | 0 | 0 | 0 | 0 |  | 1397 | 266-487 | 0 | 0 | 0 | 0 | 0 | 0 | 0 | 0 | 0 | 0 | 0 | 0 | 0 | 0 | 0 | 0 | 0 | 0 | 0 | 0 | 0 | 0 | 0 | 0 | 0 | 0 | 0 | 0 | 0 | 0 | 0 | 0 | 0 | 0 | 0 | 0 | 0 | 0 | 0 | 0 | 0 | 0 | 0 | 0 | 0 | 0 | 0 | 5000000 | scaled
266-488 | 0 | 0 | 0 | 0 | 0% | 0% | 0% | 0 | 0 | 0 | 0 | 0 | 0 | 0 | 0 | 266 | 0 | 0 | 0 | 0 | 0 | 0 | 0 | 0 | 0 | 0 | 0 | 0 | 0 | 0 | 0 | 0 | 0 | 0 |  | 1398 | 266-488 | 0 | 0 | 0 | 0 | 0 | 0 | 0 | 0 | 0 | 0 | 0 | 0 | 0 | 0 | 0 | 0 | 0 | 0 | 0 | 0 | 0 | 0 | 0 | 0 | 0 | 0 | 0 | 0 | 0 | 0 | 0 | 0 | 0 | 0 | 0 | 0 | 0 | 0 | 0 | 0 | 0 | 0 | 0 | 0 | 0 | 0 | 0 | 5000000 | scaled
266-489 | 0 | 0 | 0 | 0 | 0% | 0% | 0% | 0 | 0 | 0 | 0 | 0 | 0 | 0 | 0 | 266 | 0 | 0 | 0 | 0 | 0 | 0 | 0 | 0 | 0 | 0 | 0 | 0 | 0 | 0 | 0 | 0 | 0 | 0 |  | 1399 | 266-489 | 0 | 0 | 0 | 0 | 0 | 0 | 0 | 0 | 0 | 0 | 0 | 0 | 0 | 0 | 0 | 0 | 0 | 0 | 0 | 0 | 0 | 0 | 0 | 0 | 0 | 0 | 0 | 0 | 0 | 0 | 0 | 0 | 0 | 0 | 0 | 0 | 0 | 0 | 0 | 0 | 0 | 0 | 0 | 0 | 0 | 0 | 0 | 5000000 | scaled
266-490AE | 0 | 0 | 0 | 0 | 0% | 0% | 0% | 0 | 0 | 0 | 0 | 0 | 0 | 0 | 0 | 266 | 0 | 0 | 0 | 0 | 0 | 0 | 0 | 0 | 0 | 0 | 0 | 0 | 0 | 0 | 0 | 0 | 0 | 0 |  | 1400 | 266-490AE | 0 | 0 | 0 | 0 | 0 | 0 | 0 | 0 | 0 | 0 | 0 | 0 | 0 | 0 | 0 | 0 | 0 | 0 | 0 | 0 | 0 | 0 | 0 | 0 | 0 | 0 | 0 | 0 | 0 | 0 | 0 | 0 | 0 | 0 | 0 | 0 | 0 | 0 | 0 | 0 | 0 | 0 | 0 | 0 | 0 | 0 | 0 | 5000000 | scaled
267-1215 | 0 | 0 | 0 | 0 | 0% | 0% | 0% | 0 | 0 | 0 | 0 | 0 | 0 | 0 | 0 | 267 | 0 | 0 | 0 | 0 | 0 | 0 | 0 | 0 | 0 | 0 | 0 | 0 | 0 | 0 | 0 | 0 | 0 | 0 |  | 1401 | 267-1215 | 0 | 0 | 0 | 0 | 0 | 0 | 0 | 0 | 0 | 0 | 0 | 0 | 0 | 0 | 0 | 0 | 0 | 0 | 0 | 0 | 0 | 0 | 0 | 0 | 0 | 0 | 0 | 0 | 0 | 0 | 0 | 0 | 0 | 0 | 0 | 0 | 0 | 0 | 0 | 0 | 0 | 0 | 0 | 0 | 0 | 0 | 0 | 5000000 | scaled
267-1216F | 0 | 0 | 0 | 0 | 0% | 0% | 0% | 0 | 0 | 0 | 0 | 0 | 0 | 0 | 0 | 267 | 0 | 0 | 0 | 0 | 0 | 0 | 0 | 0 | 0 | 0 | 0 | 0 | 0 | 0 | 0 | 0 | 0 | 0 |  | 1402 | 267-1216F | 0 | 0 | 0 | 0 | 0 | 0 | 0 | 0 | 0 | 0 | 0 | 0 | 0 | 0 | 0 | 0 | 0 | 0 | 0 | 0 | 0 | 0 | 0 | 0 | 0 | 0 | 0 | 0 | 0 | 0 | 0 | 0 | 0 | 0 | 0 | 0 | 0 | 0 | 0 | 0 | 0 | 0 | 0 | 0 | 0 | 0 | 0 | 5000000 | scaled
267-1217F | 0 | 0 | 0 | 0 | 0% | 0% | 0% | 0 | 0 | 0 | 0 | 0 | 0 | 0 | 0 | 267 | 0 | 0 | 0 | 0 | 0 | 0 | 0 | 0 | 0 | 0 | 0 | 0 | 0 | 0 | 0 | 0 | 0 | 0 |  | 1403 | 267-1217F | 0 | 0 | 0 | 0 | 0 | 0 | 0 | 0 | 0 | 0 | 0 | 0 | 0 | 0 | 0 | 0 | 0 | 0 | 0 | 0 | 0 | 0 | 0 | 0 | 0 | 0 | 0 | 0 | 0 | 0 | 0 | 0 | 0 | 0 | 0 | 0 | 0 | 0 | 0 | 0 | 0 | 0 | 0 | 0 | 0 | 0 | 0 | 5000000 | scaled
267-1218 | 0 | 0 | 0 | 0 | 0% | 0% | 0% | 0 | 0 | 0 | 0 | 0 | 0 | 0 | 0 | 267 | 0 | 0 | 0 | 0 | 0 | 0 | 0 | 0 | 0 | 0 | 0 | 0 | 0 | 0 | 0 | 0 | 0 | 0 |  | 1404 | 267-1218 | 0 | 0 | 0 | 0 | 0 | 0 | 0 | 0 | 0 | 0 | 0 | 0 | 0 | 0 | 0 | 0 | 0 | 0 | 0 | 0 | 0 | 0 | 0 | 0 | 0 | 0 | 0 | 0 | 0 | 0 | 0 | 0 | 0 | 0 | 0 | 0 | 0 | 0 | 0 | 0 | 0 | 0 | 0 | 0 | 0 | 0 | 0 | 5000000 | scaled
267-1219 | 0 | 0 | 0 | 0 | 0% | 0% | 0% | 0 | 0 | 0 | 0 | 0 | 0 | 0 | 0 | 267 | 0 | 0 | 0 | 0 | 0 | 0 | 0 | 0 | 0 | 0 | 0 | 0 | 0 | 0 | 0 | 0 | 0 | 0 |  | 1405 | 267-1219 | 0 | 0 | 0 | 0 | 0 | 0 | 0 | 0 | 0 | 0 | 0 | 0 | 0 | 0 | 0 | 0 | 0 | 0 | 0 | 0 | 0 | 0 | 0 | 0 | 0 | 0 | 0 | 0 | 0 | 0 | 0 | 0 | 0 | 0 | 0 | 0 | 0 | 0 | 0 | 0 | 0 | 0 | 0 | 0 | 0 | 0 | 0 | 5000000 | scaled
267-1221 | 0 | 0 | 0 | 0 | 0% | 0% | 0% | 0 | 0 | 0 | 0 | 0 | 0 | 0 | 0 | 267 | 0 | 0 | 0 | 0 | 0 | 0 | 0 | 0 | 0 | 0 | 0 | 0 | 0 | 0 | 0 | 0 | 0 | 0 |  | 1406 | 267-1221 | 0 | 0 | 0 | 0 | 0 | 0 | 0 | 0 | 0 | 0 | 0 | 0 | 0 | 0 | 0 | 0 | 0 | 0 | 0 | 0 | 0 | 0 | 0 | 0 | 0 | 0 | 0 | 0 | 0 | 0 | 0 | 0 | 0 | 0 | 0 | 0 | 0 | 0 | 0 | 0 | 0 | 0 | 0 | 0 | 0 | 0 | 0 | 5000000 | scaled
267-1222 | 0 | 0 | 0 | 0 | 0% | 0% | 0% | 0 | 0 | 0 | 0 | 0 | 0 | 0 | 0 | 267 | 0 | 0 | 0 | 0 | 0 | 0 | 0 | 0 | 0 | 0 | 0 | 0 | 0 | 0 | 0 | 0 | 0 | 0 |  | 1407 | 267-1222 | 0 | 0 | 0 | 0 | 0 | 0 | 0 | 0 | 0 | 0 | 0 | 0 | 0 | 0 | 0 | 0 | 0 | 0 | 0 | 0 | 0 | 0 | 0 | 0 | 0 | 0 | 0 | 0 | 0 | 0 | 0 | 0 | 0 | 0 | 0 | 0 | 0 | 0 | 0 | 0 | 0 | 0 | 0 | 0 | 0 | 0 | 0 | 5000000 | scaled
267-1223F | 0 | 0 | 0 | 0 | 0% | 0% | 0% | 0 | 0 | 0 | 0 | 0 | 0 | 0 | 0 | 267 | 0 | 0 | 0 | 0 | 0 | 0 | 0 | 0 | 0 | 0 | 0 | 0 | 0 | 0 | 0 | 0 | 0 | 0 |  | 1408 | 267-1223F | 0 | 0 | 0 | 0 | 0 | 0 | 0 | 0 | 0 | 0 | 0 | 0 | 0 | 0 | 0 | 0 | 0 | 0 | 0 | 0 | 0 | 0 | 0 | 0 | 0 | 0 | 0 | 0 | 0 | 0 | 0 | 0 | 0 | 0 | 0 | 0 | 0 | 0 | 0 | 0 | 0 | 0 | 0 | 0 | 0 | 0 | 0 | 5000000 | scaled
267-1224F | 0 | 0 | 0 | 0 | 0% | 0% | 0% | 0 | 0 | 0 | 0 | 0 | 0 | 0 | 0 | 267 | 0 | 0 | 0 | 0 | 0 | 0 | 0 | 0 | 0 | 0 | 0 | 0 | 0 | 0 | 0 | 0 | 0 | 0 |  | 1409 | 267-1224F | 0 | 0 | 0 | 0 | 0 | 0 | 0 | 0 | 0 | 0 | 0 | 0 | 0 | 0 | 0 | 0 | 0 | 0 | 0 | 0 | 0 | 0 | 0 | 0 | 0 | 0 | 0 | 0 | 0 | 0 | 0 | 0 | 0 | 0 | 0 | 0 | 0 | 0 | 0 | 0 | 0 | 0 | 0 | 0 | 0 | 0 | 0 | 5000000 | scaled
267-1226 | 0 | 0 | 0 | 0 | 0% | 0% | 0% | 0 | 0 | 0 | 0 | 0 | 0 | 0 | 0 | 267 | 0 | 0 | 0 | 0 | 0 | 0 | 0 | 0 | 0 | 0 | 0 | 0 | 0 | 0 | 0 | 0 | 0 | 0 |  | 1410 | 267-1226 | 0 | 0 | 0 | 0 | 0 | 0 | 0 | 0 | 0 | 0 | 0 | 0 | 0 | 0 | 0 | 0 | 0 | 0 | 0 | 0 | 0 | 0 | 0 | 0 | 0 | 0 | 0 | 0 | 0 | 0 | 0 | 0 | 0 | 0 | 0 | 0 | 0 | 0 | 0 | 0 | 0 | 0 | 0 | 0 | 0 | 0 | 0 | 5000000 | scaled
267-1239 | 0 | 0 | 0 | 0 | 0% | 0% | 0% | 0 | 0 | 0 | 0 | 0 | 0 | 0 | 0 | 267 | 0 | 0 | 0 | 0 | 0 | 0 | 0 | 0 | 0 | 0 | 0 | 0 | 0 | 0 | 0 | 0 | 0 | 0 |  | 1411 | 267-1239 | 0 | 0 | 0 | 0 | 0 | 0 | 0 | 0 | 0 | 0 | 0 | 0 | 0 | 0 | 0 | 0 | 0 | 0 | 0 | 0 | 0 | 0 | 0 | 0 | 0 | 0 | 0 | 0 | 0 | 0 | 0 | 0 | 0 | 0 | 0 | 0 | 0 | 0 | 0 | 0 | 0 | 0 | 0 | 0 | 0 | 0 | 0 | 5000000 | scaled
267-1240 | 0 | 0 | 0 | 0 | 0% | 0% | 0% | 0 | 0 | 0 | 0 | 0 | 0 | 0 | 0 | 267 | 0 | 0 | 0 | 0 | 0 | 0 | 0 | 0 | 0 | 0 | 0 | 0 | 0 | 0 | 0 | 0 | 0 | 0 |  | 1412 | 267-1240 | 0 | 0 | 0 | 0 | 0 | 0 | 0 | 0 | 0 | 0 | 0 | 0 | 0 | 0 | 0 | 0 | 0 | 0 | 0 | 0 | 0 | 0 | 0 | 0 | 0 | 0 | 0 | 0 | 0 | 0 | 0 | 0 | 0 | 0 | 0 | 0 | 0 | 0 | 0 | 0 | 0 | 0 | 0 | 0 | 0 | 0 | 0 | 5000000 | scaled
267-1241 | 0 | 0 | 0 | 0 | 0% | 0% | 0% | 0 | 0 | 0 | 0 | 0 | 0 | 0 | 0 | 267 | 0 | 0 | 0 | 0 | 0 | 0 | 0 | 0 | 0 | 0 | 0 | 0 | 0 | 0 | 0 | 0 | 0 | 0 |  | 1413 | 267-1241 | 0 | 0 | 0 | 0 | 0 | 0 | 0 | 0 | 0 | 0 | 0 | 0 | 0 | 0 | 0 | 0 | 0 | 0 | 0 | 0 | 0 | 0 | 0 | 0 | 0 | 0 | 0 | 0 | 0 | 0 | 0 | 0 | 0 | 0 | 0 | 0 | 0 | 0 | 0 | 0 | 0 | 0 | 0 | 0 | 0 | 0 | 0 | 5000000 | scaled
267-1242 | 0 | 0 | 0 | 0 | 0% | 0% | 0% | 0 | 0 | 0 | 0 | 0 | 0 | 0 | 0 | 267 | 0 | 0 | 0 | 0 | 0 | 0 | 0 | 0 | 0 | 0 | 0 | 0 | 0 | 0 | 0 | 0 | 0 | 0 |  | 1414 | 267-1242 | 0 | 0 | 0 | 0 | 0 | 0 | 0 | 0 | 0 | 0 | 0 | 0 | 0 | 0 | 0 | 0 | 0 | 0 | 0 | 0 | 0 | 0 | 0 | 0 | 0 | 0 | 0 | 0 | 0 | 0 | 0 | 0 | 0 | 0 | 0 | 0 | 0 | 0 | 0 | 0 | 0 | 0 | 0 | 0 | 0 | 0 | 0 | 5000000 | scaled
268-12 | 0 | 0 | 0 | 0 | 0% | 0% | 0% | 0 | 0 | 0 | 0 | 0 | 0 | 0 | 0 | 268 | 0 | 0 | 0 | 0 | 0 | 0 | 0 | 0 | 0 | 0 | 0 | 0 | 0 | 0 | 0 | 0 | 0 | 0 |  | 1415 | 268-12 | 0 | 0 | 0 | 0 | 0 | 0 | 0 | 0 | 0 | 0 | 0 | 0 | 0 | 0 | 0 | 0 | 0 | 0 | 0 | 0 | 0 | 0 | 0 | 0 | 0 | 0 | 0 | 0 | 0 | 0 | 0 | 0 | 0 | 0 | 0 | 0 | 0 | 0 | 0 | 0 | 0 | 0 | 0 | 0 | 0 | 0 | 0 | 5000000 | scaled
268-13F | 0 | 0 | 0 | 0 | 0% | 0% | 0% | 0 | 0 | 0 | 0 | 0 | 0 | 0 | 0 | 268 | 0 | 0 | 0 | 0 | 0 | 0 | 0 | 0 | 0 | 0 | 0 | 0 | 0 | 0 | 0 | 0 | 0 | 0 |  | 1416 | 268-13F | 0 | 0 | 0 | 0 | 0 | 0 | 0 | 0 | 0 | 0 | 0 | 0 | 0 | 0 | 0 | 0 | 0 | 0 | 0 | 0 | 0 | 0 | 0 | 0 | 0 | 0 | 0 | 0 | 0 | 0 | 0 | 0 | 0 | 0 | 0 | 0 | 0 | 0 | 0 | 0 | 0 | 0 | 0 | 0 | 0 | 0 | 0 | 5000000 | scaled
268-14F | 0 | 0 | 0 | 0 | 0% | 0% | 0% | 0 | 0 | 0 | 0 | 0 | 0 | 0 | 0 | 268 | 0 | 0 | 0 | 0 | 0 | 0 | 0 | 0 | 0 | 0 | 0 | 0 | 0 | 0 | 0 | 0 | 0 | 0 |  | 1417 | 268-14F | 0 | 0 | 0 | 0 | 0 | 0 | 0 | 0 | 0 | 0 | 0 | 0 | 0 | 0 | 0 | 0 | 0 | 0 | 0 | 0 | 0 | 0 | 0 | 0 | 0 | 0 | 0 | 0 | 0 | 0 | 0 | 0 | 0 | 0 | 0 | 0 | 0 | 0 | 0 | 0 | 0 | 0 | 0 | 0 | 0 | 0 | 0 | 5000000 | scaled
268-7F | 0 | 0 | 0 | 0 | 0% | 0% | 0% | 0 | 0 | 0 | 0 | 0 | 0 | 0 | 0 | 268 | 0 | 0 | 0 | 0 | 0 | 0 | 0 | 0 | 0 | 0 | 0 | 0 | 0 | 0 | 0 | 0 | 0 | 0 |  | 1418 | 268-7F | 0 | 0 | 0 | 0 | 0 | 0 | 0 | 0 | 0 | 0 | 0 | 0 | 0 | 0 | 0 | 0 | 0 | 0 | 0 | 0 | 0 | 0 | 0 | 0 | 0 | 0 | 0 | 0 | 0 | 0 | 0 | 0 | 0 | 0 | 0 | 0 | 0 | 0 | 0 | 0 | 0 | 0 | 0 | 0 | 0 | 0 | 0 | 5000000 | scaled
269-18F | 0 | 0 | 0 | 0 | 0% | 0% | 0% | 0 | 0 | 0 | 0 | 0 | 0 | 0 | 0 | 269 | 0 | 0 | 0 | 0 | 0 | 0 | 0 | 0 | 0 | 0 | 0 | 0 | 0 | 0 | 0 | 0 | 0 | 0 |  | 1419 | 269-18F | 0 | 0 | 0 | 0 | 0 | 0 | 0 | 0 | 0 | 0 | 0 | 0 | 0 | 0 | 0 | 0 | 0 | 0 | 0 | 0 | 0 | 0 | 0 | 0 | 0 | 0 | 0 | 0 | 0 | 0 | 0 | 0 | 0 | 0 | 0 | 0 | 0 | 0 | 0 | 0 | 0 | 0 | 0 | 0 | 0 | 0 | 0 | 5000000 | scaled
269-19 | 0 | 0 | 0 | 0 | 0% | 0% | 0% | 0 | 0 | 0 | 0 | 0 | 0 | 0 | 0 | 269 | 0 | 0 | 0 | 0 | 0 | 0 | 0 | 0 | 0 | 0 | 0 | 0 | 0 | 0 | 0 | 0 | 0 | 0 |  | 1420 | 269-19 | 0 | 0 | 0 | 0 | 0 | 0 | 0 | 0 | 0 | 0 | 0 | 0 | 0 | 0 | 0 | 0 | 0 | 0 | 0 | 0 | 0 | 0 | 0 | 0 | 0 | 0 | 0 | 0 | 0 | 0 | 0 | 0 | 0 | 0 | 0 | 0 | 0 | 0 | 0 | 0 | 0 | 0 | 0 | 0 | 0 | 0 | 0 | 5000000 | scaled
269-391F | 0 | 0 | 0 | 0 | 0% | 0% | 0% | 0 | 0 | 0 | 0 | 0 | 0 | 0 | 0 | 269 | 0 | 0 | 0 | 0 | 0 | 0 | 0 | 0 | 0 | 0 | 0 | 0 | 0 | 0 | 0 | 0 | 0 | 0 |  | 1421 | 269-391F | 0 | 0 | 0 | 0 | 0 | 0 | 0 | 0 | 0 | 0 | 0 | 0 | 0 | 0 | 0 | 0 | 0 | 0 | 0 | 0 | 0 | 0 | 0 | 0 | 0 | 0 | 0 | 0 | 0 | 0 | 0 | 0 | 0 | 0 | 0 | 0 | 0 | 0 | 0 | 0 | 0 | 0 | 0 | 0 | 0 | 0 | 0 | 5000000 | scaled
269-41F | 0 | 0 | 0 | 0 | 0% | 0% | 0% | 0 | 0 | 0 | 0 | 0 | 0 | 0 | 0 | 269 | 0 | 0 | 0 | 0 | 0 | 0 | 0 | 0 | 0 | 0 | 0 | 0 | 0 | 0 | 0 | 0 | 0 | 0 |  | 1422 | 269-41F | 0 | 0 | 0 | 0 | 0 | 0 | 0 | 0 | 0 | 0 | 0 | 0 | 0 | 0 | 0 | 0 | 0 | 0 | 0 | 0 | 0 | 0 | 0 | 0 | 0 | 0 | 0 | 0 | 0 | 0 | 0 | 0 | 0 | 0 | 0 | 0 | 0 | 0 | 0 | 0 | 0 | 0 | 0 | 0 | 0 | 0 | 0 | 5000000 | scaled
269-829F | 0 | 0 | 0 | 0 | 0% | 0% | 0% | 0 | 0 | 0 | 0 | 0 | 0 | 0 | 0 | 269 | 0 | 0 | 0 | 0 | 0 | 0 | 0 | 0 | 0 | 0 | 0 | 0 | 0 | 0 | 0 | 0 | 0 | 0 |  | 1423 | 269-829F | 0 | 0 | 0 | 0 | 0 | 0 | 0 | 0 | 0 | 0 | 0 | 0 | 0 | 0 | 0 | 0 | 0 | 0 | 0 | 0 | 0 | 0 | 0 | 0 | 0 | 0 | 0 | 0 | 0 | 0 | 0 | 0 | 0 | 0 | 0 | 0 | 0 | 0 | 0 | 0 | 0 | 0 | 0 | 0 | 0 | 0 | 0 | 5000000 | scaled
269-831 | 0 | 0 | 0 | 0 | 0% | 0% | 0% | 0 | 0 | 0 | 0 | 0 | 0 | 0 | 0 | 269 | 0 | 0 | 0 | 0 | 0 | 0 | 0 | 0 | 0 | 0 | 0 | 0 | 0 | 0 | 0 | 0 | 0 | 0 |  | 1424 | 269-831 | 0 | 0 | 0 | 0 | 0 | 0 | 0 | 0 | 0 | 0 | 0 | 0 | 0 | 0 | 0 | 0 | 0 | 0 | 0 | 0 | 0 | 0 | 0 | 0 | 0 | 0 | 0 | 0 | 0 | 0 | 0 | 0 | 0 | 0 | 0 | 0 | 0 | 0 | 0 | 0 | 0 | 0 | 0 | 0 | 0 | 0 | 0 | 5000000 | scaled
270-177 | 44748.6442 | 0 | 44748.6442 | 0 | 0% | 100% | 0% | 7007.3834 | 14713.6196 | 9.7044 | 6342.6735 | 655.0055 | 20.3766 | 13317.9077 | 1375.3353 | 270 | 0.0074362 | 0.0074362 | 0.0074362 | 6017676.2624 | 61.9717 | 40503.8547 | 4182.8179 | 8333.7794 | 5446848.483 | 562494 | 5075342.3528 | 7028.7569 | 4593902.9602 | 474410.6358 | 4039028.6144 | 5593.5833 | 3655892.3947 | 377542.6365 |  | 1425 | 270-177 | 44748.6442 | 37741.2608 | 30035.0246 | 0 | 0 | 0 | 44748.6442 | 37741.2608 | 30035.0246 | 0 | 61.9717 | 52.2672 | 41.595 | 0 | 0 | 0 | 61.9717 | 52.2672 | 41.595 | 0 | 4182.8179 | 3527.8124 | 2807.4826 | 0 | 0 | 0 | 4182.8179 | 3527.8124 | 2807.4826 | 0 | 40503.8547 | 34161.1812 | 27185.947 | 0 | 0 | 0 | 40503.8547 | 34161.1812 | 27185.947 | 0 | 0 | 0 | 0 | 0.0074362 | 0.0074362 | 0.0074362 | 0 | 5000000 | scaled
271-47 | 0 | 0 | 0 | 0 | 0% | 0% | 0% | 0 | 0 | 0 | 0 | 0 | 0 | 0 | 0 | 271 | 0 | 0 | 0 | 0 | 0 | 0 | 0 | 0 | 0 | 0 | 0 | 0 | 0 | 0 | 0 | 0 | 0 | 0 |  | 1426 | 271-47 | 0 | 0 | 0 | 0 | 0 | 0 | 0 | 0 | 0 | 0 | 0 | 0 | 0 | 0 | 0 | 0 | 0 | 0 | 0 | 0 | 0 | 0 | 0 | 0 | 0 | 0 | 0 | 0 | 0 | 0 | 0 | 0 | 0 | 0 | 0 | 0 | 0 | 0 | 0 | 0 | 0 | 0 | 0 | 0 | 0 | 0 | 0 | 5000000 | scaled
271-48F | 0 | 0 | 0 | 0 | 0% | 0% | 0% | 0 | 0 | 0 | 0 | 0 | 0 | 0 | 0 | 271 | 0 | 0 | 0 | 0 | 0 | 0 | 0 | 0 | 0 | 0 | 0 | 0 | 0 | 0 | 0 | 0 | 0 | 0 |  | 1427 | 271-48F | 0 | 0 | 0 | 0 | 0 | 0 | 0 | 0 | 0 | 0 | 0 | 0 | 0 | 0 | 0 | 0 | 0 | 0 | 0 | 0 | 0 | 0 | 0 | 0 | 0 | 0 | 0 | 0 | 0 | 0 | 0 | 0 | 0 | 0 | 0 | 0 | 0 | 0 | 0 | 0 | 0 | 0 | 0 | 0 | 0 | 0 | 0 | 5000000 | scaled
271-49F | 0 | 0 | 0 | 0 | 0% | 0% | 0% | 0 | 0 | 0 | 0 | 0 | 0 | 0 | 0 | 271 | 0 | 0 | 0 | 0 | 0 | 0 | 0 | 0 | 0 | 0 | 0 | 0 | 0 | 0 | 0 | 0 | 0 | 0 |  | 1428 | 271-49F | 0 | 0 | 0 | 0 | 0 | 0 | 0 | 0 | 0 | 0 | 0 | 0 | 0 | 0 | 0 | 0 | 0 | 0 | 0 | 0 | 0 | 0 | 0 | 0 | 0 | 0 | 0 | 0 | 0 | 0 | 0 | 0 | 0 | 0 | 0 | 0 | 0 | 0 | 0 | 0 | 0 | 0 | 0 | 0 | 0 | 0 | 0 | 5000000 | scaled
271-50F | 0 | 0 | 0 | 0 | 0% | 0% | 0% | 0 | 0 | 0 | 0 | 0 | 0 | 0 | 0 | 271 | 0 | 0 | 0 | 0 | 0 | 0 | 0 | 0 | 0 | 0 | 0 | 0 | 0 | 0 | 0 | 0 | 0 | 0 |  | 1429 | 271-50F | 0 | 0 | 0 | 0 | 0 | 0 | 0 | 0 | 0 | 0 | 0 | 0 | 0 | 0 | 0 | 0 | 0 | 0 | 0 | 0 | 0 | 0 | 0 | 0 | 0 | 0 | 0 | 0 | 0 | 0 | 0 | 0 | 0 | 0 | 0 | 0 | 0 | 0 | 0 | 0 | 0 | 0 | 0 | 0 | 0 | 0 | 0 | 5000000 | scaled
271-70 | 0 | 0 | 0 | 0 | 0% | 0% | 0% | 0 | 0 | 0 | 0 | 0 | 0 | 0 | 0 | 271 | 0 | 0 | 0 | 0 | 0 | 0 | 0 | 0 | 0 | 0 | 0 | 0 | 0 | 0 | 0 | 0 | 0 | 0 |  | 1430 | 271-70 | 0 | 0 | 0 | 0 | 0 | 0 | 0 | 0 | 0 | 0 | 0 | 0 | 0 | 0 | 0 | 0 | 0 | 0 | 0 | 0 | 0 | 0 | 0 | 0 | 0 | 0 | 0 | 0 | 0 | 0 | 0 | 0 | 0 | 0 | 0 | 0 | 0 | 0 | 0 | 0 | 0 | 0 | 0 | 0 | 0 | 0 | 0 | 5000000 | scaled
271-71F | 0 | 0 | 0 | 0 | 0% | 0% | 0% | 0 | 0 | 0 | 0 | 0 | 0 | 0 | 0 | 271 | 0 | 0 | 0 | 0 | 0 | 0 | 0 | 0 | 0 | 0 | 0 | 0 | 0 | 0 | 0 | 0 | 0 | 0 |  | 1431 | 271-71F | 0 | 0 | 0 | 0 | 0 | 0 | 0 | 0 | 0 | 0 | 0 | 0 | 0 | 0 | 0 | 0 | 0 | 0 | 0 | 0 | 0 | 0 | 0 | 0 | 0 | 0 | 0 | 0 | 0 | 0 | 0 | 0 | 0 | 0 | 0 | 0 | 0 | 0 | 0 | 0 | 0 | 0 | 0 | 0 | 0 | 0 | 0 | 5000000 | scaled
271-72 | 0 | 0 | 0 | 0 | 0% | 0% | 0% | 0 | 0 | 0 | 0 | 0 | 0 | 0 | 0 | 271 | 0 | 0 | 0 | 0 | 0 | 0 | 0 | 0 | 0 | 0 | 0 | 0 | 0 | 0 | 0 | 0 | 0 | 0 |  | 1432 | 271-72 | 0 | 0 | 0 | 0 | 0 | 0 | 0 | 0 | 0 | 0 | 0 | 0 | 0 | 0 | 0 | 0 | 0 | 0 | 0 | 0 | 0 | 0 | 0 | 0 | 0 | 0 | 0 | 0 | 0 | 0 | 0 | 0 | 0 | 0 | 0 | 0 | 0 | 0 | 0 | 0 | 0 | 0 | 0 | 0 | 0 | 0 | 0 | 5000000 | scaled
271-93F | 0 | 0 | 0 | 0 | 0% | 0% | 0% | 0 | 0 | 0 | 0 | 0 | 0 | 0 | 0 | 271 | 0 | 0 | 0 | 0 | 0 | 0 | 0 | 0 | 0 | 0 | 0 | 0 | 0 | 0 | 0 | 0 | 0 | 0 |  | 1433 | 271-93F | 0 | 0 | 0 | 0 | 0 | 0 | 0 | 0 | 0 | 0 | 0 | 0 | 0 | 0 | 0 | 0 | 0 | 0 | 0 | 0 | 0 | 0 | 0 | 0 | 0 | 0 | 0 | 0 | 0 | 0 | 0 | 0 | 0 | 0 | 0 | 0 | 0 | 0 | 0 | 0 | 0 | 0 | 0 | 0 | 0 | 0 | 0 | 5000000 | scaled
272-168 | 0 | 0 | 0 | 0 | 0% | 0% | 0% | 0 | 0 | 0 | 0 | 0 | 0 | 0 | 0 | 272 | 0 | 0 | 0 | 0 | 0 | 0 | 0 | 0 | 0 | 0 | 0 | 0 | 0 | 0 | 0 | 0 | 0 | 0 |  | 1434 | 272-168 | 0 | 0 | 0 | 0 | 0 | 0 | 0 | 0 | 0 | 0 | 0 | 0 | 0 | 0 | 0 | 0 | 0 | 0 | 0 | 0 | 0 | 0 | 0 | 0 | 0 | 0 | 0 | 0 | 0 | 0 | 0 | 0 | 0 | 0 | 0 | 0 | 0 | 0 | 0 | 0 | 0 | 0 | 0 | 0 | 0 | 0 | 0 | 5000000 | scaled
272-169F | 0 | 0 | 0 | 0 | 0% | 0% | 0% | 0 | 0 | 0 | 0 | 0 | 0 | 0 | 0 | 272 | 0 | 0 | 0 | 0 | 0 | 0 | 0 | 0 | 0 | 0 | 0 | 0 | 0 | 0 | 0 | 0 | 0 | 0 |  | 1435 | 272-169F | 0 | 0 | 0 | 0 | 0 | 0 | 0 | 0 | 0 | 0 | 0 | 0 | 0 | 0 | 0 | 0 | 0 | 0 | 0 | 0 | 0 | 0 | 0 | 0 | 0 | 0 | 0 | 0 | 0 | 0 | 0 | 0 | 0 | 0 | 0 | 0 | 0 | 0 | 0 | 0 | 0 | 0 | 0 | 0 | 0 | 0 | 0 | 5000000 | scaled
272-170F | 0 | 0 | 0 | 0 | 0% | 0% | 0% | 0 | 0 | 0 | 0 | 0 | 0 | 0 | 0 | 272 | 0 | 0 | 0 | 0 | 0 | 0 | 0 | 0 | 0 | 0 | 0 | 0 | 0 | 0 | 0 | 0 | 0 | 0 |  | 1436 | 272-170F | 0 | 0 | 0 | 0 | 0 | 0 | 0 | 0 | 0 | 0 | 0 | 0 | 0 | 0 | 0 | 0 | 0 | 0 | 0 | 0 | 0 | 0 | 0 | 0 | 0 | 0 | 0 | 0 | 0 | 0 | 0 | 0 | 0 | 0 | 0 | 0 | 0 | 0 | 0 | 0 | 0 | 0 | 0 | 0 | 0 | 0 | 0 | 5000000 | scaled
273-190 | 0 | 0 | 0 | 0 | 0% | 0% | 0% | 0 | 0 | 0 | 0 | 0 | 0 | 0 | 0 | 273 | 0 | 0 | 0 | 0 | 0 | 0 | 0 | 0 | 0 | 0 | 0 | 0 | 0 | 0 | 0 | 0 | 0 | 0 |  | 1437 | 273-190 | 0 | 0 | 0 | 0 | 0 | 0 | 0 | 0 | 0 | 0 | 0 | 0 | 0 | 0 | 0 | 0 | 0 | 0 | 0 | 0 | 0 | 0 | 0 | 0 | 0 | 0 | 0 | 0 | 0 | 0 | 0 | 0 | 0 | 0 | 0 | 0 | 0 | 0 | 0 | 0 | 0 | 0 | 0 | 0 | 0 | 0 | 0 | 5000000 | scaled
273-194AE | 0 | 0 | 0 | 0 | 0% | 0% | 0% | 0 | 0 | 0 | 0 | 0 | 0 | 0 | 0 | 273 | 0 | 0 | 0 | 0 | 0 | 0 | 0 | 0 | 0 | 0 | 0 | 0 | 0 | 0 | 0 | 0 | 0 | 0 |  | 1438 | 273-194AE | 0 | 0 | 0 | 0 | 0 | 0 | 0 | 0 | 0 | 0 | 0 | 0 | 0 | 0 | 0 | 0 | 0 | 0 | 0 | 0 | 0 | 0 | 0 | 0 | 0 | 0 | 0 | 0 | 0 | 0 | 0 | 0 | 0 | 0 | 0 | 0 | 0 | 0 | 0 | 0 | 0 | 0 | 0 | 0 | 0 | 0 | 0 | 5000000 | scaled
273-195F | 0 | 0 | 0 | 0 | 0% | 0% | 0% | 0 | 0 | 0 | 0 | 0 | 0 | 0 | 0 | 273 | 0 | 0 | 0 | 0 | 0 | 0 | 0 | 0 | 0 | 0 | 0 | 0 | 0 | 0 | 0 | 0 | 0 | 0 |  | 1439 | 273-195F | 0 | 0 | 0 | 0 | 0 | 0 | 0 | 0 | 0 | 0 | 0 | 0 | 0 | 0 | 0 | 0 | 0 | 0 | 0 | 0 | 0 | 0 | 0 | 0 | 0 | 0 | 0 | 0 | 0 | 0 | 0 | 0 | 0 | 0 | 0 | 0 | 0 | 0 | 0 | 0 | 0 | 0 | 0 | 0 | 0 | 0 | 0 | 5000000 | scaled
273-196F | 0 | 0 | 0 | 0 | 0% | 0% | 0% | 0 | 0 | 0 | 0 | 0 | 0 | 0 | 0 | 273 | 0 | 0 | 0 | 0 | 0 | 0 | 0 | 0 | 0 | 0 | 0 | 0 | 0 | 0 | 0 | 0 | 0 | 0 |  | 1440 | 273-196F | 0 | 0 | 0 | 0 | 0 | 0 | 0 | 0 | 0 | 0 | 0 | 0 | 0 | 0 | 0 | 0 | 0 | 0 | 0 | 0 | 0 | 0 | 0 | 0 | 0 | 0 | 0 | 0 | 0 | 0 | 0 | 0 | 0 | 0 | 0 | 0 | 0 | 0 | 0 | 0 | 0 | 0 | 0 | 0 | 0 | 0 | 0 | 5000000 | scaled
273-197 | 0 | 0 | 0 | 0 | 0% | 0% | 0% | 0 | 0 | 0 | 0 | 0 | 0 | 0 | 0 | 273 | 0 | 0 | 0 | 0 | 0 | 0 | 0 | 0 | 0 | 0 | 0 | 0 | 0 | 0 | 0 | 0 | 0 | 0 |  | 1441 | 273-197 | 0 | 0 | 0 | 0 | 0 | 0 | 0 | 0 | 0 | 0 | 0 | 0 | 0 | 0 | 0 | 0 | 0 | 0 | 0 | 0 | 0 | 0 | 0 | 0 | 0 | 0 | 0 | 0 | 0 | 0 | 0 | 0 | 0 | 0 | 0 | 0 | 0 | 0 | 0 | 0 | 0 | 0 | 0 | 0 | 0 | 0 | 0 | 5000000 | scaled
273-198 | 0 | 0 | 0 | 0 | 0% | 0% | 0% | 0 | 0 | 0 | 0 | 0 | 0 | 0 | 0 | 273 | 0 | 0 | 0 | 0 | 0 | 0 | 0 | 0 | 0 | 0 | 0 | 0 | 0 | 0 | 0 | 0 | 0 | 0 |  | 1442 | 273-198 | 0 | 0 | 0 | 0 | 0 | 0 | 0 | 0 | 0 | 0 | 0 | 0 | 0 | 0 | 0 | 0 | 0 | 0 | 0 | 0 | 0 | 0 | 0 | 0 | 0 | 0 | 0 | 0 | 0 | 0 | 0 | 0 | 0 | 0 | 0 | 0 | 0 | 0 | 0 | 0 | 0 | 0 | 0 | 0 | 0 | 0 | 0 | 5000000 | scaled
273-249F | 0 | 0 | 0 | 0 | 0% | 0% | 0% | 0 | 0 | 0 | 0 | 0 | 0 | 0 | 0 | 273 | 0 | 0 | 0 | 0 | 0 | 0 | 0 | 0 | 0 | 0 | 0 | 0 | 0 | 0 | 0 | 0 | 0 | 0 |  | 1443 | 273-249F | 0 | 0 | 0 | 0 | 0 | 0 | 0 | 0 | 0 | 0 | 0 | 0 | 0 | 0 | 0 | 0 | 0 | 0 | 0 | 0 | 0 | 0 | 0 | 0 | 0 | 0 | 0 | 0 | 0 | 0 | 0 | 0 | 0 | 0 | 0 | 0 | 0 | 0 | 0 | 0 | 0 | 0 | 0 | 0 | 0 | 0 | 0 | 5000000 | scaled
273-250 | 0 | 0 | 0 | 0 | 0% | 0% | 0% | 0 | 0 | 0 | 0 | 0 | 0 | 0 | 0 | 273 | 0 | 0 | 0 | 0 | 0 | 0 | 0 | 0 | 0 | 0 | 0 | 0 | 0 | 0 | 0 | 0 | 0 | 0 |  | 1444 | 273-250 | 0 | 0 | 0 | 0 | 0 | 0 | 0 | 0 | 0 | 0 | 0 | 0 | 0 | 0 | 0 | 0 | 0 | 0 | 0 | 0 | 0 | 0 | 0 | 0 | 0 | 0 | 0 | 0 | 0 | 0 | 0 | 0 | 0 | 0 | 0 | 0 | 0 | 0 | 0 | 0 | 0 | 0 | 0 | 0 | 0 | 0 | 0 | 5000000 | scaled
273-252F | 0 | 0 | 0 | 0 | 0% | 0% | 0% | 0 | 0 | 0 | 0 | 0 | 0 | 0 | 0 | 273 | 0 | 0 | 0 | 0 | 0 | 0 | 0 | 0 | 0 | 0 | 0 | 0 | 0 | 0 | 0 | 0 | 0 | 0 |  | 1445 | 273-252F | 0 | 0 | 0 | 0 | 0 | 0 | 0 | 0 | 0 | 0 | 0 | 0 | 0 | 0 | 0 | 0 | 0 | 0 | 0 | 0 | 0 | 0 | 0 | 0 | 0 | 0 | 0 | 0 | 0 | 0 | 0 | 0 | 0 | 0 | 0 | 0 | 0 | 0 | 0 | 0 | 0 | 0 | 0 | 0 | 0 | 0 | 0 | 5000000 | scaled
273-254F | 0 | 0 | 0 | 0 | 0% | 0% | 0% | 0 | 0 | 0 | 0 | 0 | 0 | 0 | 0 | 273 | 0 | 0 | 0 | 0 | 0 | 0 | 0 | 0 | 0 | 0 | 0 | 0 | 0 | 0 | 0 | 0 | 0 | 0 |  | 1446 | 273-254F | 0 | 0 | 0 | 0 | 0 | 0 | 0 | 0 | 0 | 0 | 0 | 0 | 0 | 0 | 0 | 0 | 0 | 0 | 0 | 0 | 0 | 0 | 0 | 0 | 0 | 0 | 0 | 0 | 0 | 0 | 0 | 0 | 0 | 0 | 0 | 0 | 0 | 0 | 0 | 0 | 0 | 0 | 0 | 0 | 0 | 0 | 0 | 5000000 | scaled
274-23R | 237928.3924 | 11198.6712 | 217061.7274 | 9667.9938 | 4.707% | 91.23% | 4.063% | 103701.5139 | 213456.5099 | 326.5437 | 94720.221 | 8654.7492 | 575.2002 | 195123.4825 | 17757.8272 | 274 | 0.05657 | 0.032726 | 0.015607 | 4205911.1252 | 631.9999 | 209459.6618 | 27836.7306 | 11171.9977 | 3702663.2815 | 492075.846 | 4101536.3451 | 12915.2471 | 3746313.9591 | 342307.1388 | 1567966.6334 | 4225.1922 | 1433299.5048 | 130441.9364 |  | 1447 | 274-23R | 237928.3924 | 134226.8784 | 24471.8824 | 11198.6712 | 4331.5215 | 323.7655 | 217061.7274 | 120227.3632 | 14480.1232 | 9667.9938 | 631.9999 | 305.4563 | 56.7997 | 1094.2973 | 140.0887 | 30.4842 | 285.4249 | 158.0927 | 19.0406 | 7.2749 | 27836.7306 | 19181.9814 | 10078.9034 | 1094.2973 | 451.7457 | 98.328 | 17959.9616 | 9947.7639 | 1198.1037 | 8782.4718 | 209459.6618 | 114739.4408 | 14336.1793 | 9765.0737 | 3739.6871 | 194.9533 | 198816.3409 | 110121.5065 | 13262.9789 | 878.2472 | 0.028711 | 0.010998 | 0.000575 | 0.014252 | 0.0081206 | 0.0014252 | 0.013607 | 5000000 | scaled
274-38AE | 25862.5762 | 0 | 25862.5762 | 0 | 0% | 100% | 0% | 4117.7556 | 8615.1446 | 5.8544 | 3264.9443 | 846.9569 | 12.2485 | 6830.8977 | 1771.9984 | 274 | 0.014483 | 0.014483 | 0.014483 | 1785670.2322 | 36.77 | 20506.2852 | 5319.5211 | 2538.7672 | 1415847.465 | 367284 | 1501361.6061 | 2134.5529 | 1190420.8211 | 308806.2321 | 1190841.3521 | 1693.0724 | 944211.131 | 244937.1487 |  | 1448 | 274-38AE | 25862.5762 | 21744.8207 | 17247.4316 | 0 | 0 | 0 | 25862.5762 | 21744.8207 | 17247.4316 | 0 | 36.77 | 30.9156 | 24.5214 | 0 | 0 | 0 | 36.77 | 30.9156 | 24.5214 | 0 | 5319.5211 | 4472.5642 | 3547.5227 | 0 | 0 | 0 | 5319.5211 | 4472.5642 | 3547.5227 | 0 | 20506.2852 | 17241.3409 | 13675.3875 | 0 | 0 | 0 | 20506.2852 | 17241.3409 | 13675.3875 | 0 | 0 | 0 | 0 | 0.014483 | 0.014483 | 0.014483 | 0 | 5000000 | scaled
274-39 | 0 | 0 | 0 | 0 | 0% | 0% | 0% | 0 | 0 | 0 | 0 | 0 | 0 | 0 | 0 | 274 | 0 | 0 | 0 | 0 | 0 | 0 | 0 | 0 | 0 | 0 | 0 | 0 | 0 | 0 | 0 | 0 | 0 | 0 |  | 1449 | 274-39 | 0 | 0 | 0 | 0 | 0 | 0 | 0 | 0 | 0 | 0 | 0 | 0 | 0 | 0 | 0 | 0 | 0 | 0 | 0 | 0 | 0 | 0 | 0 | 0 | 0 | 0 | 0 | 0 | 0 | 0 | 0 | 0 | 0 | 0 | 0 | 0 | 0 | 0 | 0 | 0 | 0 | 0 | 0 | 0 | 0 | 0 | 0 | 5000000 | scaled
274-40 | 130226.1581 | 3449.5552 | 120853.7695 | 5922.8334 | 2.649% | 92.8% | 4.548% | 55850.8095 | 116176.6552 | 95.2259 | 50914.794 | 4840.7895 | 192.9062 | 105858.0911 | 10125.6579 | 274 | 0.037195 | 0.022195 | 0.010154 | 3501136.1097 | 208.9045 | 113799.2308 | 16218.0227 | 5616.4082 | 3059497.4338 | 436022.2678 | 3350965.4598 | 5713.415 | 3054811.8775 | 290440.1674 | 1383642.1938 | 2297.4768 | 1260750.0288 | 120594.6881 |  | 1450 | 274-40 | 130226.1581 | 74375.3486 | 14049.5028 | 3449.5552 | 1332.291 | 66.6096 | 120853.7695 | 67120.2242 | 8060.0599 | 5922.8334 | 208.9045 | 113.6786 | 15.9983 | 185.1643 | 15.6298 | 0.30269 | 168.5179 | 93.5921 | 11.2389 | 4.4567 | 16218.0227 | 11377.2331 | 6092.3648 | 185.1643 | 80.6561 | 1.5777 | 10652.516 | 5916.2347 | 710.4447 | 5380.3424 | 113799.2308 | 62884.4368 | 7941.1397 | 3228.461 | 1236.0052 | 64.7292 | 110032.7357 | 61110.3974 | 7338.3763 | 538.0342 | 0.014408 | 0.0055646 | 0.0002908 | 0.01436 | 0.0082034 | 0.001436 | 0.0084272 | 5000000 | scaled
275-45 | 157580.9542 | 671.5644 | 156050.3867 | 859.0031 | 0.4262% | 99.03% | 0.5451% | 69872.8871 | 146306.3491 | 92.6952 | 64055.6548 | 5724.5371 | 274.1776 | 133813.5038 | 12218.6677 | 275 | 0.018421 | 0.010469 | 0.0027012 | 8554511.977 | 288.3883 | 143439.1306 | 13853.4354 | 15655.5793 | 7786802.4493 | 752053.9484 | 8377883.9568 | 11114.3234 | 7680387.4144 | 686382.2191 | 4173924.5862 | 7821.921 | 3817520.4067 | 348582.2585 |  | 1451 | 275-45 | 157580.9542 | 87708.0671 | 11274.6051 | 671.5644 | 464.0936 | 6.5636 | 156050.3867 | 86384.9705 | 10409.0384 | 859.0031 | 288.3883 | 195.6931 | 14.2107 | 263.454 | 82.4761 | 0 | 203.3536 | 112.5706 | 13.5643 | 0.64637 | 13853.4354 | 8128.8983 | 1634.7676 | 263.454 | 257.5192 | 0 | 12809.6571 | 7091.0548 | 854.4433 | 780.3243 | 143439.1306 | 79383.4758 | 9625.6268 | 323.7221 | 124.0984 | 6.5636 | 143037.376 | 79181.345 | 9541.0307 | 78.0324 | 0.0029192 | 0.0011186 | 5.9e-05 | 0.014288 | 0.008137 | 0.0014288 | 0.0012134 | 5000000 | scaled
275-47 | 0 | 0 | 0 | 0 | 0% | 0% | 0% | 0 | 0 | 0 | 0 | 0 | 0 | 0 | 0 | 275 | 0 | 0 | 0 | 0 | 0 | 0 | 0 | 0 | 0 | 0 | 0 | 0 | 0 | 0 | 0 | 0 | 0 | 0 |  | 1452 | 275-47 | 0 | 0 | 0 | 0 | 0 | 0 | 0 | 0 | 0 | 0 | 0 | 0 | 0 | 0 | 0 | 0 | 0 | 0 | 0 | 0 | 0 | 0 | 0 | 0 | 0 | 0 | 0 | 0 | 0 | 0 | 0 | 0 | 0 | 0 | 0 | 0 | 0 | 0 | 0 | 0 | 0 | 0 | 0 | 0 | 0 | 0 | 0 | 5000000 | scaled
275-48F | 122148.3024 | 7054.1771 | 113387.9953 | 1706.13 | 5.775% | 92.83% | 1.397% | 54557.5699 | 112742.5934 | 617.4436 | 47739.36 | 6200.7663 | 1149.2823 | 99164.6547 | 12428.6564 | 275 | 0.024465 | 0.013522 | 0.0039876 | 4992736.7187 | 1179.6783 | 106301.1016 | 14667.5225 | 48218.6238 | 4344992.1339 | 599525.961 | 4998649.0288 | 56571.1393 | 4373954.0776 | 568123.8118 | 2358739.3455 | 24044.661 | 2074669.0818 | 260025.6027 |  | 1453 | 275-48F | 122148.3024 | 67590.7324 | 9405.709 | 7054.1771 | 3109.9564 | 137.527 | 113387.9953 | 62774.6461 | 7562.0521 | 1706.13 | 1179.6783 | 562.2347 | 30.396 | 3919.5672 | 483.1732 | 19.7428 | 140.4875 | 77.7777 | 9.3694 | 1.2838 | 14667.5225 | 8466.7562 | 2238.8662 | 3919.5672 | 1824.583 | 75.5683 | 9198.0952 | 5092.3131 | 613.4377 | 1549.8601 | 106301.1016 | 58561.7416 | 7136.4469 | 2096.703 | 802.2002 | 42.2159 | 104049.4126 | 57604.5553 | 6939.245 | 154.986 | 0.0077536 | 0.0029702 | 0.0001556 | 0.014311 | 0.0081506 | 0.001431 | 0.002401 | 5000000 | scaled
275-50F | 41759.1126 | 0 | 41759.1126 | 0 | 0% | 100% | 0% | 6649.8898 | 13909.0392 | 7.9178 | 6093.1856 | 548.7863 | 16.5611 | 12744.626 | 1147.8522 | 275 | 0.014357 | 0.014357 | 0.014357 | 2908623.8496 | 49.7213 | 38263.1945 | 3446.1969 | 3463.2096 | 2665124.64 | 240036 | 2445442.8402 | 2911.7142 | 2240719.4281 | 201811.6979 | 1939825.4064 | 2309.6909 | 1777430.4122 | 160085.3033 |  | 1454 | 275-50F | 41759.1126 | 35109.2229 | 27850.0734 | 0 | 0 | 0 | 41759.1126 | 35109.2229 | 27850.0734 | 0 | 49.7213 | 41.8035 | 33.1602 | 0 | 0 | 0 | 49.7213 | 41.8035 | 33.1602 | 0 | 3446.1969 | 2897.4105 | 2298.3447 | 0 | 0 | 0 | 3446.1969 | 2897.4105 | 2298.3447 | 0 | 38263.1945 | 32170.0088 | 25518.5684 | 0 | 0 | 0 | 38263.1945 | 32170.0088 | 25518.5684 | 0 | 0 | 0 | 0 | 0.014357 | 0.014357 | 0.014357 | 0 | 5000000 | scaled
275-679 | 0 | 0 | 0 | 0 | 0% | 0% | 0% | 0 | 0 | 0 | 0 | 0 | 0 | 0 | 0 | 275 | 0 | 0 | 0 | 0 | 0 | 0 | 0 | 0 | 0 | 0 | 0 | 0 | 0 | 0 | 0 | 0 | 0 | 0 |  | 1455 | 275-679 | 0 | 0 | 0 | 0 | 0 | 0 | 0 | 0 | 0 | 0 | 0 | 0 | 0 | 0 | 0 | 0 | 0 | 0 | 0 | 0 | 0 | 0 | 0 | 0 | 0 | 0 | 0 | 0 | 0 | 0 | 0 | 0 | 0 | 0 | 0 | 0 | 0 | 0 | 0 | 0 | 0 | 0 | 0 | 0 | 0 | 0 | 0 | 5000000 | scaled
275-680F | 32517.9038 | 0 | 32517.9038 | 0 | 0% | 100% | 0% | 5168.1663 | 10831.1377 | 6.1634 | 4631.4225 | 530.5804 | 12.9168 | 9706.2618 | 1111.9591 | 275 | 0.01434 | 0.01434 | 0.01434 | 2267667.877 | 38.7797 | 29140.7327 | 3338.3915 | 2704.339 | 2032157.538 | 232806 | 1907260.7396 | 2274.5304 | 1709180.7527 | 195805.4564 | 1512347.8816 | 1803.5716 | 1355281.8642 | 155262.4458 |  | 1456 | 275-680F | 32517.9038 | 27349.7376 | 21686.7662 | 0 | 0 | 0 | 32517.9038 | 27349.7376 | 21686.7662 | 0 | 38.7797 | 32.6163 | 25.8629 | 0 | 0 | 0 | 38.7797 | 32.6163 | 25.8629 | 0 | 3338.3915 | 2807.8111 | 2226.4324 | 0 | 0 | 0 | 3338.3915 | 2807.8111 | 2226.4324 | 0 | 29140.7327 | 24509.3102 | 19434.4709 | 0 | 0 | 0 | 29140.7327 | 24509.3102 | 19434.4709 | 0 | 0 | 0 | 0 | 0.01434 | 0.01434 | 0.01434 | 0 | 5000000 | scaled
275-681F | 22678.5482 | 0 | 22678.5482 | 0 | 0% | 100% | 0% | 3603.5272 | 7554.1358 | 3.849 | 3300.0306 | 299.6476 | 8.0686 | 6917.9107 | 628.1565 | 275 | 0.014331 | 0.014331 | 0.014331 | 1582437.7349 | 24.2231 | 20768.5135 | 1885.8116 | 1690.2119 | 1449161.523 | 131586 | 1330994.9442 | 1421.6442 | 1218895.7695 | 110677.5305 | 1055333.9095 | 1127.2089 | 966451.483 | 87755.2176 |  | 1457 | 275-681F | 22678.5482 | 19075.0209 | 15124.4124 | 0 | 0 | 0 | 22678.5482 | 19075.0209 | 15124.4124 | 0 | 24.2231 | 20.3742 | 16.1545 | 0 | 0 | 0 | 24.2231 | 20.3742 | 16.1545 | 0 | 1885.8116 | 1586.164 | 1257.6551 | 0 | 0 | 0 | 1885.8116 | 1586.164 | 1257.6551 | 0 | 20768.5135 | 17468.4828 | 13850.6028 | 0 | 0 | 0 | 20768.5135 | 17468.4828 | 13850.6028 | 0 | 0 | 0 | 0 | 0.014331 | 0.014331 | 0.014331 | 0 | 5000000 | scaled
276-158R | 188059.4775 | 8834.2035 | 167614.4884 | 11610.7856 | 4.698% | 89.13% | 6.174% | 79871.5764 | 165135.9625 | 443.4088 | 72425.4663 | 7002.7014 | 857.9576 | 149781.5808 | 14496.4241 | 276 | 0.060308 | 0.035817 | 0.018331 | 3118296.5812 | 880.7565 | 161219.0109 | 25959.7102 | 14604.209 | 2673243.0454 | 430449.3269 | 3020590.9271 | 16768.8759 | 2738993.2201 | 264828.831 | 1250532.709 | 6497.0947 | 1134257.8758 | 109777.7385 |  | 1458 | 276-158R | 188059.4775 | 108187.9011 | 22923.5151 | 8834.2035 | 3589.8745 | 129.407 | 167614.4884 | 92987.241 | 11183.3225 | 11610.7856 | 880.7565 | 437.3477 | 22.7989 | 1683.9447 | 311.6866 | 0 | 210.7624 | 116.9244 | 14.0622 | 8.7367 | 25959.7102 | 18957.0088 | 11463.2861 | 1683.9447 | 793.5807 | 0 | 13728.4484 | 7616.1109 | 915.9689 | 10547.3171 | 161219.0109 | 88793.5446 | 11437.4301 | 6489.0015 | 2484.6072 | 129.407 | 153675.2777 | 85254.2057 | 10253.2914 | 1054.7317 | 0.029868 | 0.011438 | 0.000596 | 0.014118 | 0.008056 | 0.0014118 | 0.016323 | 5000000 | scaled
276-228 | 290991.4091 | 33914.6868 | 244428.7908 | 12647.9314 | 11.65% | 84% | 4.346% | 129280.5223 | 261794.7412 | 2186.6401 | 109296.9209 | 17796.9612 | 3495.8987 | 225081.9374 | 33216.9052 | 276 | 0.065634 | 0.039071 | 0.019988 | 4433546.7762 | 3582.682 | 241018.0961 | 46390.6309 | 54585.7638 | 3672153.0936 | 706807.9187 | 4138876.8919 | 70004.6236 | 3499107.9274 | 569764.3409 | 1460680.5889 | 19505.3243 | 1255841.9445 | 185333.3202 |  | 1459 | 276-228 | 290991.4091 | 161710.8868 | 29196.6679 | 33914.6868 | 13672.7781 | 680.9054 | 244428.7908 | 135390.1773 | 15867.8311 | 12647.9314 | 3582.682 | 1396.0419 | 86.7834 | 12176.642 | 1201.5376 | 55.5856 | 333.9694 | 184.9871 | 21.6806 | 9.5172 | 46390.6309 | 28593.6697 | 13173.7258 | 12176.642 | 4516.9903 | 209.0275 | 22724.5214 | 12587.2119 | 1475.2307 | 11489.4675 | 241018.0961 | 131721.1752 | 15936.1587 | 18498.8493 | 7954.2501 | 416.2923 | 221370.3001 | 122617.9783 | 14370.9197 | 1148.9468 | 0.033692 | 0.01316 | 0.0006884 | 0.014047 | 0.0080158 | 0.0014046 | 0.017895 | 5000000 | scaled
277-455 | 0 | 0 | 0 | 0 | 0% | 0% | 0% | 0 | 0 | 0 | 0 | 0 | 0 | 0 | 0 | 277 | 0 | 0 | 0 | 0 | 0 | 0 | 0 | 0 | 0 | 0 | 0 | 0 | 0 | 0 | 0 | 0 | 0 | 0 |  | 1460 | 277-455 | 0 | 0 | 0 | 0 | 0 | 0 | 0 | 0 | 0 | 0 | 0 | 0 | 0 | 0 | 0 | 0 | 0 | 0 | 0 | 0 | 0 | 0 | 0 | 0 | 0 | 0 | 0 | 0 | 0 | 0 | 0 | 0 | 0 | 0 | 0 | 0 | 0 | 0 | 0 | 0 | 0 | 0 | 0 | 0 | 0 | 0 | 0 | 5000000 | scaled
277-456F | 118446.9891 | 0 | 118446.9891 | 0 | 0% | 100% | 0% | 18845.396 | 39453.371 | 22.3184 | 17154.4745 | 1668.603 | 46.7242 | 35913.379 | 3493.2678 | 277 | 0.014179 | 0.014179 | 0.014179 | 8353455.6521 | 140.2756 | 107819.2181 | 10487.4954 | 9892.9136 | 7603933.7385 | 739629 | 7024387.0067 | 8318.911 | 6394117.0668 | 621951.0289 | 5571012.7388 | 6597.6944 | 5071148.2154 | 493266.829 |  | 1461 | 277-456F | 118446.9891 | 99601.5931 | 78993.618 | 0 | 0 | 0 | 118446.9891 | 99601.5931 | 78993.618 | 0 | 140.2756 | 117.9572 | 93.5513 | 0 | 0 | 0 | 140.2756 | 117.9572 | 93.5513 | 0 | 10487.4954 | 8818.8924 | 6994.2277 | 0 | 0 | 0 | 10487.4954 | 8818.8924 | 6994.2277 | 0 | 107819.2181 | 90664.7435 | 71905.839 | 0 | 0 | 0 | 107819.2181 | 90664.7435 | 71905.839 | 0 | 0 | 0 | 0 | 0.014179 | 0.014179 | 0.014179 | 0 | 5000000 | scaled
277-458F | 2237.5813 | 0 | 2237.5813 | 0 | 0% | 100% | 0% | 355.822 | 745.3496 | 0.83195 | 284.2522 | 70.7378 | 1.7427 | 595.4305 | 148.1764 | 277 | 0.014308 | 0.014308 | 0.014308 | 156382.3552 | 5.2317 | 1787.5158 | 444.8338 | 365.6377 | 124927.7175 | 31089 | 131514.3067 | 307.4937 | 105061.6109 | 26145.2021 | 104290.6062 | 243.8419 | 83313.6665 | 20733.0977 |  | 1462 | 277-458F | 2237.5813 | 1881.7593 | 1492.2317 | 0 | 0 | 0 | 2237.5813 | 1881.7593 | 1492.2317 | 0 | 5.2317 | 4.3997 | 3.489 | 0 | 0 | 0 | 5.2317 | 4.3997 | 3.489 | 0 | 444.8338 | 374.096 | 296.6575 | 0 | 0 | 0 | 444.8338 | 374.096 | 296.6575 | 0 | 1787.5158 | 1503.2636 | 1192.0853 | 0 | 0 | 0 | 1787.5158 | 1503.2636 | 1192.0853 | 0 | 0 | 0 | 0 | 0.014308 | 0.014308 | 0.014308 | 0 | 5000000 | scaled
277-459F | 196344.7376 | 15553.8641 | 174091.2914 | 6699.5821 | 7.922% | 88.67% | 3.412% | 87500.2719 | 177592.7952 | 690.0895 | 77455.7559 | 9354.4265 | 1038.9397 | 159040.2027 | 17513.6527 | 277 | 0.04286 | 0.024812 | 0.01112 | 4581093.1823 | 1096.6269 | 170507.3637 | 24740.747 | 25586.3749 | 3978258.5009 | 577248.3065 | 4386837.8349 | 34597.7296 | 3883254.6819 | 468985.4235 | 1686386.4162 | 9865.5684 | 1510214.6304 | 166306.2174 |  | 1463 | 277-459F | 196344.7376 | 108844.4656 | 18751.9424 | 15553.8641 | 5631.4608 | 438.8823 | 174091.2914 | 96513.4227 | 11613.478 | 6699.5821 | 1096.6269 | 406.5374 | 57.6872 | 4484.2198 | 282.2721 | 38.2997 | 215.0569 | 119.2241 | 14.3463 | 5.0412 | 24740.747 | 15386.3205 | 7227.0943 | 4484.2198 | 1444.4312 | 195.841 | 14170.5809 | 7855.943 | 945.3071 | 6085.9462 | 170507.3637 | 93051.6078 | 11467.161 | 10193.1156 | 3904.7576 | 204.7417 | 159705.6535 | 88538.2556 | 10653.8246 | 608.5946 | 0.019412 | 0.0074364 | 0.00039 | 0.014131 | 0.0080586 | 0.001413 | 0.0093166 | 5000000 | scaled
277-48 | 230021.8708 | 13476.6107 | 209832.6151 | 6712.645 | 5.859% | 91.22% | 2.918% | 101399.2796 | 209229.0579 | 1370.3369 | 87951.0558 | 12077.887 | 2413.898 | 183036.7549 | 23778.405 | 277 | 0.043712 | 0.025247 | 0.011319 | 5262213.3694 | 2436.9822 | 196526.5374 | 31058.3512 | 55750.8737 | 4495940.1861 | 710522.3096 | 5094569.3027 | 68849.3655 | 4418894.7955 | 606825.1418 | 1837048.1238 | 21194.2203 | 1607077.5761 | 208776.3274 |  | 1464 | 277-48 | 230021.8708 | 128622.5912 | 20792.8129 | 13476.6107 | 5529.1275 | 82.1812 | 209832.6151 | 116380.8188 | 13997.9868 | 6712.645 | 2436.9822 | 1066.6453 | 23.0842 | 7247.7588 | 912.9324 | 0.1525 | 268.0348 | 148.6619 | 17.8807 | 5.051 | 31058.3512 | 18980.4642 | 7279.9462 | 7247.7588 | 3058.4981 | 0.50953 | 17712.7797 | 9824.1535 | 1181.624 | 6097.8127 | 196526.5374 | 108575.4816 | 13489.7825 | 4064.9556 | 1557.6969 | 81.5191 | 191851.8006 | 106408.0035 | 12798.4821 | 609.7813 | 0.020132 | 0.0077112 | 0.0004036 | 0.014072 | 0.008028 | 0.0014072 | 0.0095078 | 5000000 | scaled
278-22R | 285166.5473 | 15713.5191 | 259256.7122 | 10196.3159 | 5.51% | 90.91% | 3.576% | 125536.2375 | 257995.6924 | 827.6688 | 112547.3632 | 12161.2056 | 1269.5447 | 232719.9184 | 24006.2293 | 278 | 0.058535 | 0.033914 | 0.016352 | 4871760.4166 | 1352.4183 | 248948.184 | 34865.945 | 23104.5958 | 4253009.058 | 595646.7628 | 4706887.0787 | 31032.8202 | 4219878.9759 | 455975.2826 | 1661582.0862 | 8176.3096 | 1498797.3016 | 154608.475 |  | 1465 | 278-22R | 285166.5473 | 159630.3098 | 27170.8549 | 15713.5191 | 5783.5987 | 459.7957 | 259256.7122 | 143650.3951 | 16514.7433 | 10196.3159 | 1352.4183 | 524.7495 | 82.8736 | 3297.9629 | 331.4683 | 53.8627 | 334.9823 | 185.6088 | 21.3385 | 7.6724 | 34865.945 | 22704.7394 | 10859.7157 | 3297.9629 | 1083.1375 | 176.4393 | 22305.5789 | 12359.1987 | 1420.8732 | 9262.4032 | 248948.184 | 136400.8208 | 16228.2656 | 11405.7926 | 4368.993 | 229.4936 | 236616.151 | 131105.5876 | 15072.5316 | 926.2403 | 0.030153 | 0.011549 | 0.0006044 | 0.014037 | 0.0080206 | 0.0014036 | 0.014344 | 5000000 | scaled
278-629F | 0 | 0 | 0 | 0 | 0% | 0% | 0% | 0 | 0 | 0 | 0 | 0 | 0 | 0 | 0 | 278 | 0 | 0 | 0 | 0 | 0 | 0 | 0 | 0 | 0 | 0 | 0 | 0 | 0 | 0 | 0 | 0 | 0 | 0 |  | 1466 | 278-629F | 0 | 0 | 0 | 0 | 0 | 0 | 0 | 0 | 0 | 0 | 0 | 0 | 0 | 0 | 0 | 0 | 0 | 0 | 0 | 0 | 0 | 0 | 0 | 0 | 0 | 0 | 0 | 0 | 0 | 0 | 0 | 0 | 0 | 0 | 0 | 0 | 0 | 0 | 0 | 0 | 0 | 0 | 0 | 0 | 0 | 0 | 0 | 5000000 | scaled
278-630 | 273714.2345 | 15641.7794 | 251466.9765 | 6605.4786 | 5.715% | 91.87% | 2.413% | 121624.2193 | 250579.4373 | 332.1063 | 111556.8787 | 9735.2342 | 642.5545 | 229672.4744 | 20264.4084 | 278 | 0.044769 | 0.025535 | 0.011148 | 6113923.3505 | 685.116 | 245391.6079 | 27637.5106 | 15303.3573 | 5481284.1003 | 617335.8929 | 5956232.5326 | 16264.0502 | 5463210.4883 | 476757.9942 | 2075316.4056 | 5321.6808 | 1902163.4784 | 167831.2463 |  | 1467 | 278-630 | 273714.2345 | 152090.0152 | 23134.7972 | 15641.7794 | 6128.8265 | 356.7414 | 251466.9765 | 139355.7102 | 16172.5772 | 6605.4786 | 685.116 | 353.0097 | 42.5616 | 1130.2565 | 174.6956 | 17.4742 | 312.7981 | 173.3437 | 20.117 | 4.9704 | 27637.5106 | 17902.2764 | 7373.1022 | 1130.2565 | 537.5446 | 53.7884 | 20506.7921 | 11364.2698 | 1318.8518 | 6000.462 | 245391.6079 | 133834.7292 | 15719.1334 | 14144.1754 | 5416.5863 | 285.4789 | 230647.3862 | 127818.0967 | 14833.6084 | 600.0462 | 0.021421 | 0.0082042 | 0.0004298 | 0.014034 | 0.008016 | 0.0014034 | 0.0093144 | 5000000 | scaled
278-631 | 0 | 0 | 0 | 0 | 0% | 0% | 0% | 0 | 0 | 0 | 0 | 0 | 0 | 0 | 0 | 278 | 0 | 0 | 0 | 0 | 0 | 0 | 0 | 0 | 0 | 0 | 0 | 0 | 0 | 0 | 0 | 0 | 0 | 0 |  | 1468 | 278-631 | 0 | 0 | 0 | 0 | 0 | 0 | 0 | 0 | 0 | 0 | 0 | 0 | 0 | 0 | 0 | 0 | 0 | 0 | 0 | 0 | 0 | 0 | 0 | 0 | 0 | 0 | 0 | 0 | 0 | 0 | 0 | 0 | 0 | 0 | 0 | 0 | 0 | 0 | 0 | 0 | 0 | 0 | 0 | 0 | 0 | 0 | 0 | 5000000 | scaled
278-632F | 0 | 0 | 0 | 0 | 0% | 0% | 0% | 0 | 0 | 0 | 0 | 0 | 0 | 0 | 0 | 278 | 0 | 0 | 0 | 0 | 0 | 0 | 0 | 0 | 0 | 0 | 0 | 0 | 0 | 0 | 0 | 0 | 0 | 0 |  | 1469 | 278-632F | 0 | 0 | 0 | 0 | 0 | 0 | 0 | 0 | 0 | 0 | 0 | 0 | 0 | 0 | 0 | 0 | 0 | 0 | 0 | 0 | 0 | 0 | 0 | 0 | 0 | 0 | 0 | 0 | 0 | 0 | 0 | 0 | 0 | 0 | 0 | 0 | 0 | 0 | 0 | 0 | 0 | 0 | 0 | 0 | 0 | 0 | 0 | 5000000 | scaled
279-10AE | 166571.4259 | 9846.5178 | 146782.4285 | 9942.4795 | 5.911% | 88.12% | 5.969% | 70782.9405 | 146674.6761 | 598.4185 | 62903.4778 | 7281.0441 | 1153.9116 | 130645.3697 | 14875.3948 | 279 | 0.054414 | 0.032544 | 0.015982 | 3061186.9345 | 1179.1019 | 140667.1309 | 24725.193 | 21669.0911 | 2585127.5576 | 454390.2858 | 2943316.9885 | 24883.6151 | 2615670.8634 | 302762.51 | 1244931.8474 | 9794.0648 | 1108879.7724 | 126258.0103 |  | 1470 | 279-10AE | 166571.4259 | 95788.4854 | 19896.7498 | 9846.5178 | 4455.3883 | 166.4232 | 146782.4285 | 81390.6176 | 9787.8471 | 9942.4795 | 1179.1019 | 580.6834 | 25.1903 | 3757.3101 | 474.5481 | 5.8451 | 177.9155 | 98.6539 | 11.8639 | 7.4814 | 24725.193 | 17444.1489 | 9849.7982 | 3757.3101 | 1793.8031 | 22.0527 | 11936.0664 | 6618.5294 | 795.929 | 9031.8165 | 140667.1309 | 77763.6531 | 10021.7612 | 5095.5027 | 2187.0371 | 138.5254 | 134668.4466 | 74673.4344 | 8980.0542 | 903.1816 | 0.026271 | 0.010479 | 0.0005716 | 0.014147 | 0.0080692 | 0.0014146 | 0.013996 | 5000000 | scaled
279-11AE | 201506.0077 | 6211.1266 | 185605.543 | 9689.3381 | 3.082% | 92.11% | 4.808% | 86184.4714 | 179310.1445 | 111.2913 | 78840.9262 | 7232.2539 | 286.2742 | 163607.5841 | 15416.2862 | 279 | 0.055223 | 0.032229 | 0.015501 | 3648977.1881 | 309.5562 | 175899.4182 | 25297.0333 | 5605.6065 | 3185279.5456 | 458092.036 | 3578235.9842 | 4620.6293 | 3273344.1945 | 300271.1604 | 1431935.7416 | 2286.1296 | 1306538.1655 | 123111.4464 |  | 1471 | 279-11AE | 201506.0077 | 115321.5362 | 22195.8632 | 6211.1266 | 2753.1757 | 126.8553 | 185605.543 | 102879.0224 | 12379.6698 | 9689.3381 | 309.5562 | 198.2649 | 23.282 | 356.2219 | 62.0462 | 0.47689 | 232.6005 | 128.9278 | 15.5142 | 7.2909 | 25297.0333 | 18064.7793 | 9880.747 | 356.2219 | 317.2833 | 2.4371 | 16138.9503 | 8945.6349 | 1076.4489 | 8801.8611 | 175899.4182 | 97058.492 | 12291.8341 | 5785.24 | 2373.8462 | 123.9413 | 169233.9921 | 93804.4597 | 11287.7068 | 880.1861 | 0.027589 | 0.010655 | 0.0005576 | 0.014101 | 0.0080404 | 0.0014102 | 0.013533 | 5000000 | scaled
279-9 | 0 | 0 | 0 | 0 | 0% | 0% | 0% | 0 | 0 | 0 | 0 | 0 | 0 | 0 | 0 | 279 | 0 | 0 | 0 | 0 | 0 | 0 | 0 | 0 | 0 | 0 | 0 | 0 | 0 | 0 | 0 | 0 | 0 | 0 |  | 1472 | 279-9 | 0 | 0 | 0 | 0 | 0 | 0 | 0 | 0 | 0 | 0 | 0 | 0 | 0 | 0 | 0 | 0 | 0 | 0 | 0 | 0 | 0 | 0 | 0 | 0 | 0 | 0 | 0 | 0 | 0 | 0 | 0 | 0 | 0 | 0 | 0 | 0 | 0 | 0 | 0 | 0 | 0 | 0 | 0 | 0 | 0 | 0 | 0 | 5000000 | scaled
280-22 | 0 | 0 | 0 | 0 | 0% | 0% | 0% | 0 | 0 | 0 | 0 | 0 | 0 | 0 | 0 | 280 | 0 | 0 | 0 | 0 | 0 | 0 | 0 | 0 | 0 | 0 | 0 | 0 | 0 | 0 | 0 | 0 | 0 | 0 |  | 1473 | 280-22 | 0 | 0 | 0 | 0 | 0 | 0 | 0 | 0 | 0 | 0 | 0 | 0 | 0 | 0 | 0 | 0 | 0 | 0 | 0 | 0 | 0 | 0 | 0 | 0 | 0 | 0 | 0 | 0 | 0 | 0 | 0 | 0 | 0 | 0 | 0 | 0 | 0 | 0 | 0 | 0 | 0 | 0 | 0 | 0 | 0 | 0 | 0 | 5000000 | scaled
280-23AE | 38657.0939 | 0 | 38657.0939 | 0 | 0% | 100% | 0% | 4576.3407 | 9505.7121 | 5.4586 | 4155.0431 | 415.839 | 11.3383 | 8630.6169 | 863.7569 | 280 | 0.030355 | 0.030355 | 0.030355 | 1273491.6556 | 46.1098 | 35098.3245 | 3512.6595 | 1519.0095 | 1156254.1022 | 115718.5439 | 1122731.9588 | 1339.1847 | 1019373.3326 | 102019.4415 | 960342.2734 | 1145.4877 | 871933.2304 | 87263.5553 |  | 1474 | 280-23AE | 38657.0939 | 34080.7532 | 29151.3818 | 0 | 0 | 0 | 38657.0939 | 34080.7532 | 29151.3818 | 0 | 46.1098 | 40.6512 | 34.7715 | 0 | 0 | 0 | 46.1098 | 40.6512 | 34.7715 | 0 | 3512.6595 | 3096.8205 | 2648.9027 | 0 | 0 | 0 | 3512.6595 | 3096.8205 | 2648.9027 | 0 | 35098.3245 | 30943.2814 | 26467.7076 | 0 | 0 | 0 | 35098.3245 | 30943.2814 | 26467.7076 | 0 | 0 | 0 | 0 | 0.030355 | 0.030355 | 0.030355 | 0 | 5000000 | scaled
280-24AE | 365788.5423 | 11503.142 | 352682.9576 | 1602.4428 | 3.145% | 96.42% | 0.4381% | 162076.2487 | 337427.4793 | 717.6741 | 145962.5931 | 15395.9815 | 1783.3788 | 302384.6628 | 33259.4377 | 280 | 0.037093 | 0.02109 | 0.0053152 | 9861390.082 | 1844.0172 | 326906.3424 | 37038.1827 | 49713.3476 | 8813154.5696 | 998522.1648 | 9659005.6913 | 42770.1038 | 8698705.266 | 917530.3215 | 5335841.1839 | 28201.0994 | 4781698.6948 | 525941.3897 |  | 1475 | 280-24AE | 365788.5423 | 203712.2936 | 28361.0631 | 11503.142 | 6237.6165 | 215.1825 | 352682.9576 | 195872.2344 | 26543.4378 | 1602.4428 | 1844.0172 | 1126.3431 | 60.6384 | 6181.6236 | 871.3692 | 25.0435 | 456.9289 | 253.7681 | 34.3891 | 1.2058 | 37038.1827 | 21642.2012 | 3778.745 | 6181.6236 | 3857.9343 | 110.3209 | 29400.8891 | 16328.5969 | 2212.7541 | 1455.67 | 326906.3424 | 180943.7493 | 24521.6797 | 3935.6359 | 1508.3129 | 79.8181 | 322825.1396 | 179289.8694 | 24296.2945 | 145.567 | 0.0050284 | 0.0019258 | 0.0001004 | 0.029833 | 0.016933 | 0.0029834 | 0.0022314 | 5000000 | scaled
280-382AE | 117950.1754 | 11405.7555 | 103537.7125 | 3006.7075 | 9.67% | 87.78% | 2.549% | 54419.6185 | 107072.8171 | 1374.0908 | 42537.6044 | 10507.9232 | 1877.2326 | 88034.0364 | 17161.5481 | 280 | 0.044174 | 0.025172 | 0.007469 | 2670102.4902 | 1898.9576 | 95400.4732 | 20650.7447 | 42987.7398 | 2159632.5734 | 467482.1769 | 2523818.0291 | 63726.1954 | 1972765.997 | 487325.8367 | 1456333.9647 | 25532.8823 | 1197381.0042 | 233420.0783 |  | 1476 | 280-382AE | 117950.1754 | 63530.557 | 10877.3584 | 11405.7555 | 3043.3697 | 72.6458 | 103537.7125 | 57480.4798 | 7798.0052 | 3006.7075 | 1898.9576 | 524.8668 | 21.725 | 8373.5273 | 437.2258 | 7.8798 | 153.7896 | 85.3785 | 11.5828 | 2.2625 | 20650.7447 | 10142.8214 | 3489.1966 | 8373.5273 | 2111.9593 | 38.9275 | 9545.9038 | 5299.5485 | 718.9555 | 2731.3137 | 95400.4732 | 52862.8687 | 7366.4368 | 1289.3226 | 494.1846 | 25.8385 | 93838.0192 | 52095.5528 | 7067.4669 | 273.1314 | 0.0095686 | 0.0037026 | 0.0001936 | 0.030367 | 0.017231 | 0.0030368 | 0.0042386 | 5000000 | scaled
282-1089 | 0 | 0 | 0 | 0 | 0% | 0% | 0% | 0 | 0 | 0 | 0 | 0 | 0 | 0 | 0 | 282 | 0 | 0 | 0 | 0 | 0 | 0 | 0 | 0 | 0 | 0 | 0 | 0 | 0 | 0 | 0 | 0 | 0 | 0 |  | 1477 | 282-1089 | 0 | 0 | 0 | 0 | 0 | 0 | 0 | 0 | 0 | 0 | 0 | 0 | 0 | 0 | 0 | 0 | 0 | 0 | 0 | 0 | 0 | 0 | 0 | 0 | 0 | 0 | 0 | 0 | 0 | 0 | 0 | 0 | 0 | 0 | 0 | 0 | 0 | 0 | 0 | 0 | 0 | 0 | 0 | 0 | 0 | 0 | 0 | 5000000 | scaled
282-1090F | 566.6179 | 0 | 566.6179 | 0 | 0% | 100% | 0% | 67.5882 | 140.0448 | 0.044389 | 53.5879 | 13.9559 | 0.091975 | 111.0358 | 28.9171 | 282 | 0.030447 | 0.030447 | 0.030447 | 18609.7289 | 0.37213 | 449.2478 | 116.9979 | 12.222 | 14754.8837 | 3842.6232 | 16389.8941 | 10.7641 | 12994.8686 | 3384.2614 | 14010.1625 | 9.2012 | 11108.0779 | 2892.8833 |  | 1478 | 282-1090F | 566.6179 | 499.0297 | 426.573 | 0 | 0 | 0 | 566.6179 | 499.0297 | 426.573 | 0 | 0.37213 | 0.32774 | 0.28015 | 0 | 0 | 0 | 0.37213 | 0.32774 | 0.28015 | 0 | 116.9979 | 103.042 | 88.0808 | 0 | 0 | 0 | 116.9979 | 103.042 | 88.0808 | 0 | 449.2478 | 395.66 | 338.2121 | 0 | 0 | 0 | 449.2478 | 395.66 | 338.2121 | 0 | 0 | 0 | 0 | 0.030447 | 0.030447 | 0.030447 | 0 | 5000000 | scaled
282-1095 | 0 | 0 | 0 | 0 | 0% | 0% | 0% | 0 | 0 | 0 | 0 | 0 | 0 | 0 | 0 | 282 | 0 | 0 | 0 | 0 | 0 | 0 | 0 | 0 | 0 | 0 | 0 | 0 | 0 | 0 | 0 | 0 | 0 | 0 |  | 1479 | 282-1095 | 0 | 0 | 0 | 0 | 0 | 0 | 0 | 0 | 0 | 0 | 0 | 0 | 0 | 0 | 0 | 0 | 0 | 0 | 0 | 0 | 0 | 0 | 0 | 0 | 0 | 0 | 0 | 0 | 0 | 0 | 0 | 0 | 0 | 0 | 0 | 0 | 0 | 0 | 0 | 0 | 0 | 0 | 0 | 0 | 0 | 0 | 0 | 5000000 | scaled
282-47F | 3959.2323 | 0 | 3959.2323 | 0 | 0% | 100% | 0% | 472.4385 | 980.0811 | 1.3269 | 373.7704 | 97.3412 | 2.7527 | 775.3925 | 201.9359 | 282 | 0.030311 | 0.030311 | 0.030311 | 130618.5895 | 11.1199 | 3132.3521 | 815.7603 | 366.8557 | 103339.0765 | 26912.6573 | 115032.4224 | 323.0804 | 91008.0589 | 23701.2831 | 98284.8453 | 276.0431 | 77758.1903 | 20250.6119 |  | 1480 | 282-47F | 3959.2323 | 3486.7938 | 2979.1513 | 0 | 0 | 0 | 3959.2323 | 3486.7938 | 2979.1513 | 0 | 11.1199 | 9.793 | 8.3673 | 0 | 0 | 0 | 11.1199 | 9.793 | 8.3673 | 0 | 815.7603 | 718.4191 | 613.8244 | 0 | 0 | 0 | 815.7603 | 718.4191 | 613.8244 | 0 | 3132.3521 | 2758.5817 | 2356.9596 | 0 | 0 | 0 | 3132.3521 | 2758.5817 | 2356.9596 | 0 | 0 | 0 | 0 | 0.030311 | 0.030311 | 0.030311 | 0 | 5000000 | scaled
282-48 | 0 | 0 | 0 | 0 | 0% | 0% | 0% | 0 | 0 | 0 | 0 | 0 | 0 | 0 | 0 | 282 | 0 | 0 | 0 | 0 | 0 | 0 | 0 | 0 | 0 | 0 | 0 | 0 | 0 | 0 | 0 | 0 | 0 | 0 |  | 1481 | 282-48 | 0 | 0 | 0 | 0 | 0 | 0 | 0 | 0 | 0 | 0 | 0 | 0 | 0 | 0 | 0 | 0 | 0 | 0 | 0 | 0 | 0 | 0 | 0 | 0 | 0 | 0 | 0 | 0 | 0 | 0 | 0 | 0 | 0 | 0 | 0 | 0 | 0 | 0 | 0 | 0 | 0 | 0 | 0 | 0 | 0 | 0 | 0 | 5000000 | scaled
282-562 | 0 | 0 | 0 | 0 | 0% | 0% | 0% | 0 | 0 | 0 | 0 | 0 | 0 | 0 | 0 | 282 | 0 | 0 | 0 | 0 | 0 | 0 | 0 | 0 | 0 | 0 | 0 | 0 | 0 | 0 | 0 | 0 | 0 | 0 |  | 1482 | 282-562 | 0 | 0 | 0 | 0 | 0 | 0 | 0 | 0 | 0 | 0 | 0 | 0 | 0 | 0 | 0 | 0 | 0 | 0 | 0 | 0 | 0 | 0 | 0 | 0 | 0 | 0 | 0 | 0 | 0 | 0 | 0 | 0 | 0 | 0 | 0 | 0 | 0 | 0 | 0 | 0 | 0 | 0 | 0 | 0 | 0 | 0 | 0 | 5000000 | scaled
282-563F | 27943.6221 | 6353.0054 | 21389.7462 | 200.8706 | 22.74% | 76.55% | 0.7188% | 12406.4716 | 26009.7608 | 470.7002 | 7594.5083 | 4341.2631 | 1011.6916 | 15800.4256 | 9197.6435 | 282 | 0.031532 | 0.017974 | 0.003341 | 886193.2285 | 1032.9263 | 17096.6119 | 9814.0839 | 32757.8257 | 542195.3391 | 311240.0637 | 864423.6382 | 32796.1371 | 529149.0373 | 302478.4639 | 578827.0976 | 22514.4144 | 351626.2443 | 204686.439 |  | 1483 | 282-563F | 27943.6221 | 15537.1505 | 1933.8613 | 6353.0054 | 3456.9616 | 125.3051 | 21389.7462 | 11879.3183 | 1607.6857 | 200.8706 | 1032.9263 | 562.2262 | 21.2347 | 5215.6828 | 552.3244 | 19.7639 | 17.5569 | 9.7506 | 1.3196 | 0.15115 | 9814.0839 | 5472.8208 | 616.4404 | 5215.6828 | 2837.8545 | 102.0603 | 4415.929 | 2452.4941 | 331.9079 | 182.4722 | 17096.6119 | 9502.1035 | 1296.1863 | 122.1043 | 66.7828 | 3.4809 | 16956.2603 | 9417.0736 | 1274.4582 | 18.2472 | 0.0010466 | 0.0005418 | 2.84e-05 | 0.030192 | 0.017139 | 0.0030192 | 0.0002934 | 5000000 | scaled
282-564F | 5352.7288 | 0 | 5352.7288 | 0 | 0% | 100% | 0% | 640.8795 | 1330.8812 | 1.261 | 507.4603 | 132.1582 | 2.6187 | 1053.8164 | 274.446 | 282 | 0.030177 | 0.030177 | 0.030177 | 177380.1152 | 10.5325 | 4238.3899 | 1103.8064 | 349.0273 | 140452.8646 | 36578.2233 | 156142.4839 | 307.2384 | 123636.5143 | 32198.7312 | 133277.0302 | 262.2465 | 105531.224 | 27483.5596 |  | 1484 | 282-564F | 5352.7288 | 4711.8493 | 4021.8476 | 0 | 0 | 0 | 5352.7288 | 4711.8493 | 4021.8476 | 0 | 10.5325 | 9.2714 | 7.9137 | 0 | 0 | 0 | 10.5325 | 9.2714 | 7.9137 | 0 | 1103.8064 | 971.6482 | 829.3604 | 0 | 0 | 0 | 1103.8064 | 971.6482 | 829.3604 | 0 | 4238.3899 | 3730.9296 | 3184.5735 | 0 | 0 | 0 | 4238.3899 | 3730.9296 | 3184.5735 | 0 | 0 | 0 | 0 | 0.030177 | 0.030177 | 0.030177 | 0 | 5000000 | scaled
282-565F | 89977.8 | 373.7239 | 88914.7259 | 689.3502 | 0.4154% | 98.82% | 0.7661% | 39702.808 | 82579.8234 | 83.9338 | 32332.7635 | 7286.1106 | 166.0959 | 67292.3472 | 15121.3803 | 282 | 0.032683 | 0.018647 | 0.0039854 | 2753045.9264 | 180.7174 | 72818.2998 | 16978.7828 | 5529.4007 | 2228017.6182 | 519498.9074 | 2696201.5607 | 5699.9097 | 2195704.8369 | 494796.8141 | 1856269.5252 | 3733.5841 | 1512630.183 | 339905.7581 |  | 1485 | 282-565F | 89977.8 | 50274.992 | 7397.9766 | 373.7239 | 180.8296 | 30.6217 | 88914.7259 | 49404.8123 | 6678.0047 | 689.3502 | 180.7174 | 96.7836 | 14.6215 | 297.2922 | 28.1864 | 4.9007 | 122.5221 | 68.0785 | 9.2021 | 0.51871 | 16978.7828 | 9692.6721 | 1857.4025 | 297.2922 | 145.4636 | 25.3486 | 16055.2801 | 8920.9981 | 1205.8434 | 626.2104 | 72818.2998 | 40485.5363 | 5525.9526 | 18.7551 | 7.1796 | 0.37238 | 72736.9237 | 40415.7357 | 5462.9592 | 62.621 | 0.0017488 | 0.0006692 | 3.46e-05 | 0.029982 | 0.017025 | 0.0029982 | 0.0009526 | 5000000 | scaled
283-1356 | 0 | 0 | 0 | 0 | 0% | 0% | 0% | 0 | 0 | 0 | 0 | 0 | 0 | 0 | 0 | 283 | 0 | 0 | 0 | 0 | 0 | 0 | 0 | 0 | 0 | 0 | 0 | 0 | 0 | 0 | 0 | 0 | 0 | 0 |  | 1486 | 283-1356 | 0 | 0 | 0 | 0 | 0 | 0 | 0 | 0 | 0 | 0 | 0 | 0 | 0 | 0 | 0 | 0 | 0 | 0 | 0 | 0 | 0 | 0 | 0 | 0 | 0 | 0 | 0 | 0 | 0 | 0 | 0 | 0 | 0 | 0 | 0 | 0 | 0 | 0 | 0 | 0 | 0 | 0 | 0 | 0 | 0 | 0 | 0 | 5000000 | scaled
283-1357AE | 1309.6636 | 0 | 1309.6636 | 0 | 0% | 100% | 0% | 39.1868 | 81.6898 | 0.50838 | 30.6867 | 7.9918 | 1.0598 | 63.9702 | 16.6598 | 283 | 0.17318 | 0.17318 | 0.17318 | 7562.3714 | 16.9905 | 1025.5805 | 267.0925 | 98.1082 | 5921.9946 | 1542.2686 | 7336.0955 | 95.1727 | 5744.8009 | 1496.1219 | 7090.6712 | 91.9888 | 5552.6123 | 1446.0701 |  | 1487 | 283-1357AE | 1309.6636 | 1270.4768 | 1227.9738 | 0 | 0 | 0 | 1309.6636 | 1270.4768 | 1227.9738 | 0 | 16.9905 | 16.4822 | 15.9308 | 0 | 0 | 0 | 16.9905 | 16.4822 | 15.9308 | 0 | 267.0925 | 259.1008 | 250.4327 | 0 | 0 | 0 | 267.0925 | 259.1008 | 250.4327 | 0 | 1025.5805 | 994.8938 | 961.6103 | 0 | 0 | 0 | 1025.5805 | 994.8938 | 961.6103 | 0 | 0 | 0 | 0 | 0.17318 | 0.17318 | 0.17318 | 0 | 5000000 | scaled
283-1358AE | 1307.7045 | 0 | 1307.7045 | 0 | 0% | 100% | 0% | 39.2102 | 81.8245 | 0.50868 | 30.705 | 7.9965 | 1.0615 | 64.0757 | 16.6873 | 283 | 0.17289 | 0.17289 | 0.17289 | 7563.9613 | 16.9651 | 1024.0464 | 266.693 | 98.1289 | 5923.2396 | 1542.5928 | 7337.1634 | 95.1866 | 5745.6371 | 1496.3397 | 7090.6759 | 91.9888 | 5552.616 | 1446.0711 |  | 1488 | 283-1358AE | 1307.7045 | 1268.4943 | 1225.88 | 0 | 0 | 0 | 1307.7045 | 1268.4943 | 1225.88 | 0 | 16.9651 | 16.4564 | 15.9036 | 0 | 0 | 0 | 16.9651 | 16.4564 | 15.9036 | 0 | 266.693 | 258.6965 | 250.0057 | 0 | 0 | 0 | 266.693 | 258.6965 | 250.0057 | 0 | 1024.0464 | 993.3414 | 959.9707 | 0 | 0 | 0 | 1024.0464 | 993.3414 | 959.9707 | 0 | 0 | 0 | 0 | 0.17289 | 0.17289 | 0.17289 | 0 | 5000000 | scaled
283-1359AE | 0 | 0 | 0 | 0 | 0% | 0% | 0% | 0 | 0 | 0 | 0 | 0 | 0 | 0 | 0 | 283 | 0 | 0 | 0 | 0 | 0 | 0 | 0 | 0 | 0 | 0 | 0 | 0 | 0 | 0 | 0 | 0 | 0 | 0 |  | 1489 | 283-1359AE | 0 | 0 | 0 | 0 | 0 | 0 | 0 | 0 | 0 | 0 | 0 | 0 | 0 | 0 | 0 | 0 | 0 | 0 | 0 | 0 | 0 | 0 | 0 | 0 | 0 | 0 | 0 | 0 | 0 | 0 | 0 | 0 | 0 | 0 | 0 | 0 | 0 | 0 | 0 | 0 | 0 | 0 | 0 | 0 | 0 | 0 | 0 | 5000000 | scaled
283-55R | 5299634.3657 | 5223022.4858 | 72583.4736 | 4028.4062 | 98.55% | 1.37% | 0.07601% | 2467918.5478 | 5109136.791 | 416804.405 | 29355.8118 | 2021758.3309 | 862522.9416 | 62747.6287 | 4183866.2207 | 283 | 0.20157 | 0.11659 | 0.023562 | 26291572.6505 | 893279.5525 | 69234.1876 | 4337120.6256 | 4431574.4504 | 343471.9356 | 21516526.2645 | 24287477.1246 | 4101888.801 | 288898.7596 | 19896689.564 | 8084949.2714 | 1364898.7126 | 99294.9329 | 6620755.626 |  | 1490 | 283-55R | 5299634.3657 | 2831715.8179 | 190497.5747 | 5223022.4858 | 2786639.5679 | 179667.8451 | 72583.4736 | 41047.8438 | 6801.3234 | 4028.4062 | 893279.5525 | 476475.1474 | 30756.6109 | 4324273.3981 | 476302.4023 | 30725.4593 | 300.0991 | 169.7139 | 28.1203 | 3.0312 | 4337120.6256 | 2315362.2946 | 153254.4049 | 4324273.3981 | 2306506.9252 | 148734.0448 | 9187.7957 | 5195.9376 | 860.9283 | 3659.4318 | 69234.1876 | 39878.3758 | 6486.559 | 5772.6656 | 3830.2404 | 208.341 | 63095.5788 | 35682.1923 | 5912.2747 | 365.9432 | 0.024145 | 0.013259 | 0.0006962 | 0.17173 | 0.09764 | 0.017173 | 0.0056924 | 5000000 | scaled
283-66 | 0 | 0 | 0 | 0 | 0% | 0% | 0% | 0 | 0 | 0 | 0 | 0 | 0 | 0 | 0 | 283 | 0 | 0 | 0 | 0 | 0 | 0 | 0 | 0 | 0 | 0 | 0 | 0 | 0 | 0 | 0 | 0 | 0 | 0 |  | 1491 | 283-66 | 0 | 0 | 0 | 0 | 0 | 0 | 0 | 0 | 0 | 0 | 0 | 0 | 0 | 0 | 0 | 0 | 0 | 0 | 0 | 0 | 0 | 0 | 0 | 0 | 0 | 0 | 0 | 0 | 0 | 0 | 0 | 0 | 0 | 0 | 0 | 0 | 0 | 0 | 0 | 0 | 0 | 0 | 0 | 0 | 0 | 0 | 0 | 5000000 | scaled
283-67 | 0 | 0 | 0 | 0 | 0% | 0% | 0% | 0 | 0 | 0 | 0 | 0 | 0 | 0 | 0 | 283 | 0 | 0 | 0 | 0 | 0 | 0 | 0 | 0 | 0 | 0 | 0 | 0 | 0 | 0 | 0 | 0 | 0 | 0 |  | 1492 | 283-67 | 0 | 0 | 0 | 0 | 0 | 0 | 0 | 0 | 0 | 0 | 0 | 0 | 0 | 0 | 0 | 0 | 0 | 0 | 0 | 0 | 0 | 0 | 0 | 0 | 0 | 0 | 0 | 0 | 0 | 0 | 0 | 0 | 0 | 0 | 0 | 0 | 0 | 0 | 0 | 0 | 0 | 0 | 0 | 0 | 0 | 0 | 0 | 5000000 | scaled
283-71F | 2013590.1284 | 1767950.8361 | 242238.6417 | 3400.6506 | 87.8% | 12.03% | 0.1689% | 1081573.6258 | 1952147.9599 | 159888.7182 | 94469.1995 | 827215.7081 | 283466.9781 | 197612.3059 | 1471068.6759 | 283 | 0.19011 | 0.10851 | 0.022148 | 10591454.4617 | 289289.8914 | 218187.8581 | 1506112.379 | 1521660.574 | 1147664.9246 | 7922128.9631 | 8589491.3545 | 1269782.0379 | 750242.3811 | 6569466.9355 | 2774113.1865 | 402822.6846 | 280818.3165 | 2090472.1854 |  | 1493 | 283-71F | 2013590.1284 | 932016.5026 | 61442.1685 | 1767950.8361 | 791604.5224 | 35358.041 | 242238.6417 | 137011.3296 | 22683.477 | 3400.6506 | 289289.8914 | 129401.1732 | 5822.9132 | 1477131.2043 | 128995.4504 | 5753.6069 | 712.8014 | 403.1639 | 66.7475 | 2.5589 | 1506112.379 | 678896.6709 | 35043.7031 | 1477131.2043 | 661162.8578 | 29529.9751 | 25892.0004 | 14644.6388 | 2424.5537 | 3089.1743 | 218187.8581 | 123718.6586 | 20575.5522 | 2245.1008 | 1446.2141 | 74.4589 | 215633.8399 | 121963.527 | 20192.1758 | 308.9174 | 0.015405 | 0.0070906 | 0.0003708 | 0.16992 | 0.096631 | 0.016992 | 0.0047852 | 5000000 | scaled
283-78F | 3886.4275 | 0 | 3886.4275 | 0 | 0% | 100% | 0% | 117.8731 | 246.0734 | 1.5292 | 92.3049 | 24.039 | 3.1924 | 192.6968 | 50.1842 | 283 | 0.17113 | 0.17113 | 0.17113 | 22709.9563 | 50.4194 | 3043.4108 | 792.5973 | 294.6211 | 17783.8711 | 4631.4642 | 22021.1762 | 285.6854 | 17244.4963 | 4490.9945 | 21272.0509 | 275.9668 | 16657.8661 | 4338.218 |  | 1494 | 283-78F | 3886.4275 | 3768.5543 | 3640.3541 | 0 | 0 | 0 | 3886.4275 | 3768.5543 | 3640.3541 | 0 | 50.4194 | 48.8903 | 47.2271 | 0 | 0 | 0 | 50.4194 | 48.8903 | 47.2271 | 0 | 792.5973 | 768.5583 | 742.4131 | 0 | 0 | 0 | 792.5973 | 768.5583 | 742.4131 | 0 | 3043.4108 | 2951.1058 | 2850.7139 | 0 | 0 | 0 | 3043.4108 | 2951.1058 | 2850.7139 | 0 | 0 | 0 | 0 | 0.17113 | 0.17113 | 0.17113 | 0 | 5000000 | scaled
283-80F | 22684.3181 | 11406.2619 | 11242.2302 | 35.826 | 50.28% | 49.56% | 0.1579% | 1848.7951 | 12121.107 | 243.9614 | 277.5701 | 1327.2637 | 1835.1504 | 579.0379 | 9706.9188 | 283 | 0.17072 | 0.17069 | 0.17064 | 132874.2477 | 1946.5903 | 9107.0605 | 11630.6673 | 11402.2259 | 53344.9499 | 68127.0719 | 122064.8808 | 16107.3092 | 18326.2916 | 87631.28 | 61904.2856 | 9372.3844 | 2957.2321 | 49574.6692 |  | 1495 | 283-80F | 22684.3181 | 20835.523 | 10563.2111 | 11406.2619 | 9900.1743 | 0.0055523 | 11242.2302 | 10899.5228 | 10527.3795 | 35.826 | 1946.5903 | 1702.6289 | 111.4399 | 9578.4985 | 1587.2506 | 0 | 118.9783 | 115.3514 | 111.4129 | 0.026958 | 11630.6673 | 10303.4037 | 1923.7486 | 9578.4985 | 8312.801 | 0 | 2019.6242 | 1958.0581 | 1891.204 | 32.5446 | 9107.0605 | 8829.4904 | 8528.0226 | 0.17836 | 0.12272 | 0.0055523 | 9103.6277 | 8826.1133 | 8524.7626 | 3.2545 | 8.54e-05 | 5.74e-05 | 3e-06 | 0.17059 | 0.17059 | 0.17059 | 4.94e-05 | 5000000 | scaled
283-81 | 1288.0416 | 0 | 1288.0416 | 0 | 0% | 100% | 0% | 39.3364 | 82.1464 | 0.51032 | 30.8038 | 8.0223 | 1.0657 | 64.3278 | 16.7529 | 283 | 0.17007 | 0.17007 | 0.17007 | 7573.6949 | 16.71 | 1008.6486 | 262.683 | 98.2551 | 5930.8618 | 1544.5779 | 7342.3964 | 95.2545 | 5749.735 | 1497.4069 | 7090.6734 | 91.9888 | 5552.614 | 1446.0706 |  | 1496 | 283-81 | 1288.0416 | 1248.7052 | 1205.8952 | 0 | 0 | 0 | 1288.0416 | 1248.7052 | 1205.8952 | 0 | 16.71 | 16.1997 | 15.6443 | 0 | 0 | 0 | 16.71 | 16.1997 | 15.6443 | 0 | 262.683 | 254.6607 | 245.93 | 0 | 0 | 0 | 262.683 | 254.6607 | 245.93 | 0 | 1008.6486 | 977.8448 | 944.3208 | 0 | 0 | 0 | 1008.6486 | 977.8448 | 944.3208 | 0 | 0 | 0 | 0 | 0.17007 | 0.17007 | 0.17007 | 0 | 5000000 | scaled
283-82 | 0 | 0 | 0 | 0 | 0% | 0% | 0% | 0 | 0 | 0 | 0 | 0 | 0 | 0 | 0 | 283 | 0 | 0 | 0 | 0 | 0 | 0 | 0 | 0 | 0 | 0 | 0 | 0 | 0 | 0 | 0 | 0 | 0 | 0 |  | 1497 | 283-82 | 0 | 0 | 0 | 0 | 0 | 0 | 0 | 0 | 0 | 0 | 0 | 0 | 0 | 0 | 0 | 0 | 0 | 0 | 0 | 0 | 0 | 0 | 0 | 0 | 0 | 0 | 0 | 0 | 0 | 0 | 0 | 0 | 0 | 0 | 0 | 0 | 0 | 0 | 0 | 0 | 0 | 0 | 0 | 0 | 0 | 0 | 0 | 5000000 | scaled
283-83F | 1280.3933 | 0 | 1280.3933 | 0 | 0% | 100% | 0% | 39.3747 | 82.2315 | 0.51082 | 30.8338 | 8.0301 | 1.0668 | 64.3944 | 16.7703 | 283 | 0.16898 | 0.16898 | 0.16898 | 7577.3139 | 16.6108 | 1002.6593 | 261.1232 | 98.3021 | 5933.6959 | 1545.316 | 7344.296 | 95.2791 | 5751.2226 | 1497.7943 | 7090.6714 | 91.9888 | 5552.6124 | 1446.0702 |  | 1498 | 283-83F | 1280.3933 | 1241.0186 | 1198.1618 | 0 | 0 | 0 | 1280.3933 | 1241.0186 | 1198.1618 | 0 | 16.6108 | 16.1 | 15.544 | 0 | 0 | 0 | 16.6108 | 16.1 | 15.544 | 0 | 261.1232 | 253.0931 | 244.3529 | 0 | 0 | 0 | 261.1232 | 253.0931 | 244.3529 | 0 | 1002.6593 | 971.8255 | 938.2649 | 0 | 0 | 0 | 1002.6593 | 971.8255 | 938.2649 | 0 | 0 | 0 | 0 | 0.16898 | 0.16898 | 0.16898 | 0 | 5000000 | scaled
283-85F | 1276.0703 | 0 | 1276.0703 | 0 | 0% | 100% | 0% | 39.3804 | 82.3003 | 0.51089 | 30.8383 | 8.0312 | 1.0677 | 64.4483 | 16.7843 | 283 | 0.16836 | 0.16836 | 0.16836 | 7579.5051 | 16.5547 | 999.274 | 260.2415 | 98.3305 | 5935.4117 | 1545.7628 | 7345.5965 | 95.296 | 5752.2409 | 1498.0595 | 7090.6642 | 91.9887 | 5552.6068 | 1446.0687 |  | 1499 | 283-85F | 1276.0703 | 1236.6899 | 1193.77 | 0 | 0 | 0 | 1276.0703 | 1236.6899 | 1193.77 | 0 | 16.5547 | 16.0438 | 15.487 | 0 | 0 | 0 | 16.5547 | 16.0438 | 15.487 | 0 | 260.2415 | 252.2103 | 243.4572 | 0 | 0 | 0 | 260.2415 | 252.2103 | 243.4572 | 0 | 999.274 | 968.4358 | 934.8258 | 0 | 0 | 0 | 999.274 | 968.4358 | 934.8258 | 0 | 0 | 0 | 0 | 0.16836 | 0.16836 | 0.16836 | 0 | 5000000 | scaled
284-660R | 67711.0615 | 25335.0003 | 42167.087 | 208.9742 | 37.42% | 62.28% | 0.3086% | 35419.1699 | 64357.946 | 2982.665 | 16991.2903 | 15445.2146 | 4501.8217 | 35518.8674 | 24337.2569 | 284 | 0.0068676 | 0.0039156 | 0.0009028 | 9859494.0674 | 4562.6328 | 38077.0025 | 25071.4262 | 664370.7896 | 5544440.9206 | 3650682.3573 | 8246984.2467 | 694482.4342 | 3956244.7036 | 3596257.109 | 3714128.8165 | 259802.3513 | 2049811.3616 | 1404515.1036 |  | 1500 | 284-660R | 67711.0615 | 32291.8915 | 3353.1155 | 25335.0003 | 8712.5326 | 323.0584 | 42167.087 | 23370.3848 | 2821.083 | 208.9742 | 4562.6328 | 1579.9678 | 60.8111 | 20672.7218 | 1550.5149 | 57.1176 | 52.8581 | 29.2957 | 3.5363 | 0.15725 | 25071.4262 | 9626.2115 | 734.1693 | 20672.7218 | 7103.6835 | 262.7518 | 4208.8708 | 2332.6944 | 281.5839 | 189.8336 | 38077.0025 | 21085.7122 | 2558.1351 | 152.6609 | 58.3341 | 3.189 | 37905.3582 | 21008.3947 | 2535.9627 | 18.9834 | 0.0006862 | 0.0002624 | 1.36e-05 | 0.0058802 | 0.003352 | 0.000588 | 0.0003012 | 5000000 | scaled
286-1053R | 76516.3244 | 14918.8305 | 55121.6765 | 6475.8173 | 19.5% | 72.04% | 8.463% | 33506.8251 | 66028.5994 | 336.5831 | 29462.8909 | 3707.3511 | 621.5843 | 58078.3055 | 7328.7096 | 286 | 0.033619 | 0.019772 | 0.010242 | 2275957.4655 | 646.1483 | 62260.4809 | 13609.6952 | 19219.5083 | 1851921.2378 | 404816.7193 | 2175251.074 | 21850.8564 | 1912720.3164 | 240679.9011 | 1024011.8937 | 9639.9095 | 900713.8749 | 113658.1093 |  | 1501 | 286-1053R | 76516.3244 | 43009.4993 | 10487.725 | 14918.8305 | 6024.2882 | 320.5671 | 55121.6765 | 30509.3938 | 3691.3405 | 6475.8173 | 646.1483 | 309.5652 | 24.564 | 2924.4776 | 265.6845 | 14.9716 | 70.476 | 39.0079 | 4.7196 | 4.8728 | 13609.6952 | 9902.3442 | 6280.9856 | 2924.4776 | 1361.5006 | 76.6964 | 4802.5408 | 2658.1668 | 321.6124 | 5882.6768 | 62260.4809 | 32797.5899 | 4182.1753 | 11423.5534 | 4397.1031 | 228.8991 | 50248.6597 | 27812.2191 | 3365.0086 | 588.2677 | 0.018602 | 0.007278 | 0.0004964 | 0.0058576 | 0.0033346 | 0.0005858 | 0.0091596 | 5000000 | scaled
286-989AE | 139871.578 | 5630.2462 | 126676.0413 | 7565.2905 | 4.025% | 90.57% | 5.409% | 60299.6503 | 124483.8799 | 292.7425 | 54358.0883 | 5648.8194 | 536.0286 | 112429.489 | 11518.3623 | 286 | 0.03669 | 0.021738 | 0.011582 | 3812274.2017 | 553.7823 | 120262.0048 | 19055.7909 | 15093.6303 | 3277804.8618 | 519375.7096 | 3660499.0213 | 17770.9774 | 3299815.6395 | 342912.4043 | 1328541.4145 | 5720.7105 | 1199892.1664 | 122928.5375 |  | 1502 | 286-989AE | 139871.578 | 79571.9277 | 15387.6981 | 5630.2462 | 2301.1157 | 93.0474 | 126676.0413 | 69705.5215 | 7729.3601 | 7565.2905 | 553.7823 | 261.0398 | 17.7536 | 1487.1832 | 176.9643 | 3.3695 | 142.4454 | 78.3828 | 8.6916 | 5.6926 | 19055.7909 | 13406.9715 | 7537.4286 | 1487.1832 | 648.829 | 12.4168 | 10696.246 | 5885.7808 | 652.6502 | 6872.3617 | 120262.0048 | 65903.9165 | 7832.5158 | 3737.4187 | 1475.3224 | 77.2612 | 115837.3499 | 63741.3579 | 7068.0184 | 687.2362 | 0.020288 | 0.0078412 | 0.00041 | 0.0058102 | 0.0033054 | 0.000581 | 0.010591 | 5000000 | scaled
286-990AE | 50012.4149 | 2667.7601 | 44215.4182 | 3129.2366 | 5.334% | 88.41% | 6.257% | 21398.6641 | 43870.8003 | 26.4325 | 19315.8329 | 2056.3987 | 54.1651 | 39528.0674 | 4288.5678 | 286 | 0.018547 | 0.01089 | 0.0051248 | 2696581.3062 | 60.0036 | 42515.8119 | 7436.5993 | 3235.2909 | 2292377.6789 | 400968.3364 | 2627428.8155 | 3245.5045 | 2371688.982 | 252494.329 | 1198410.575 | 1479.6181 | 1079780.9395 | 117150.0174 |  | 1503 | 286-990AE | 50012.4149 | 28613.7508 | 6141.6145 | 2667.7601 | 1027.1935 | 54.2049 | 44215.4182 | 24457.3207 | 2958.1731 | 3129.2366 | 60.0036 | 33.5712 | 5.8385 | 46.2805 | 4.244 | 0.2215 | 48.7626 | 26.9726 | 3.2624 | 2.3546 | 7436.5993 | 5380.2006 | 3148.0315 | 46.2805 | 22.0661 | 1.1539 | 4547.6989 | 2515.5146 | 304.2577 | 2842.6199 | 42515.8119 | 23199.979 | 2987.7444 | 2612.5932 | 1000.8835 | 52.8294 | 39618.9567 | 21914.8335 | 2650.653 | 284.262 | 0.0083226 | 0.0031884 | 0.0001668 | 0.0058512 | 0.0033292 | 0.0005852 | 0.0043728 | 5000000 | scaled
286-991 | 4531.5386 | 0 | 4531.5386 | 0 | 0% | 100% | 0% | 719.1152 | 1502.9394 | 0.84097 | 650.9967 | 67.2776 | 1.7576 | 1360.5728 | 140.609 | 286 | 0.0058638 | 0.0058638 | 0.0058638 | 772798.9639 | 5.2994 | 4102.2864 | 423.9527 | 903.7459 | 699595.218 | 72300 | 650162.5855 | 760.3294 | 588575.6283 | 60826.6278 | 516490.8659 | 604.0077 | 467566.0253 | 48320.8329 |  | 1504 | 286-991 | 4531.5386 | 3812.4234 | 3028.5991 | 0 | 0 | 0 | 4531.5386 | 3812.4234 | 3028.5991 | 0 | 5.2994 | 4.4584 | 3.5418 | 0 | 0 | 0 | 5.2994 | 4.4584 | 3.5418 | 0 | 423.9527 | 356.6752 | 283.3437 | 0 | 0 | 0 | 423.9527 | 356.6752 | 283.3437 | 0 | 4102.2864 | 3451.2898 | 2741.7137 | 0 | 0 | 0 | 4102.2864 | 3451.2898 | 2741.7137 | 0 | 0 | 0 | 0 | 0.0058638 | 0.0058638 | 0.0058638 | 0 | 5000000 | scaled
287-1116F | 3736.1623 | 0 | 3736.1623 | 0 | 0% | 100% | 0% | 592.7443 | 1239.1002 | 0.67382 | 542.3029 | 49.7676 | 1.4086 | 1133.6552 | 104.0364 | 287 | 0.0058632 | 0.0058632 | 0.0058632 | 637222.3915 | 4.2472 | 3418.2222 | 313.6929 | 724.3765 | 582996.015 | 53502 | 536126.6983 | 609.4538 | 490503.3671 | 45013.8774 | 425887.2535 | 484.1367 | 389645.083 | 35758.0338 |  | 1505 | 287-1116F | 3736.1623 | 3143.4181 | 2497.0621 | 0 | 0 | 0 | 3736.1623 | 3143.4181 | 2497.0621 | 0 | 4.2472 | 3.5733 | 2.8386 | 0 | 0 | 0 | 4.2472 | 3.5733 | 2.8386 | 0 | 313.6929 | 263.9254 | 209.6565 | 0 | 0 | 0 | 313.6929 | 263.9254 | 209.6565 | 0 | 3418.2222 | 2875.9193 | 2284.5671 | 0 | 0 | 0 | 3418.2222 | 2875.9193 | 2284.5671 | 0 | 0 | 0 | 0 | 0.0058632 | 0.0058632 | 0.0058632 | 0 | 5000000 | scaled
287-1117 | 0 | 0 | 0 | 0 | 0% | 0% | 0% | 0 | 0 | 0 | 0 | 0 | 0 | 0 | 0 | 287 | 0 | 0 | 0 | 0 | 0 | 0 | 0 | 0 | 0 | 0 | 0 | 0 | 0 | 0 | 0 | 0 | 0 | 0 |  | 1506 | 287-1117 | 0 | 0 | 0 | 0 | 0 | 0 | 0 | 0 | 0 | 0 | 0 | 0 | 0 | 0 | 0 | 0 | 0 | 0 | 0 | 0 | 0 | 0 | 0 | 0 | 0 | 0 | 0 | 0 | 0 | 0 | 0 | 0 | 0 | 0 | 0 | 0 | 0 | 0 | 0 | 0 | 0 | 0 | 0 | 0 | 0 | 0 | 0 | 5000000 | scaled
287-1118 | 43578.3828 | 32224.9154 | 11001.52 | 351.9474 | 73.95% | 25.25% | 0.8076% | 24501.8838 | 41817.5303 | 3203.8017 | 4560.456 | 16737.6261 | 5165.105 | 9493.0412 | 27159.3841 | 287 | 0.0072086 | 0.0041496 | 0.0010918 | 6045332.3497 | 5276.2737 | 10201.098 | 28101.011 | 731941.5325 | 1415128.88 | 3898261.9372 | 4597189.8407 | 601116.4201 | 855660.0053 | 3140413.4153 | 1612797.6913 | 199205.1968 | 366122.888 | 1047469.6065 |  | 1507 | 287-1118 | 43578.3828 | 19076.499 | 1760.8525 | 32224.9154 | 12642.0528 | 673.3646 | 11001.52 | 6082.4988 | 735.5405 | 351.9474 | 5276.2737 | 2072.472 | 111.1688 | 26880.2206 | 2065.0432 | 110.0376 | 12.9576 | 7.164 | 0.86632 | 0.26483 | 28101.011 | 11363.3849 | 941.6269 | 26880.2206 | 10545.4867 | 561.6711 | 901.0789 | 498.1868 | 60.2444 | 319.7114 | 10201.098 | 5640.642 | 708.0568 | 81.6435 | 31.5228 | 1.6559 | 10087.4834 | 5577.1481 | 674.4298 | 31.9711 | 0.0008682 | 0.0003326 | 1.74e-05 | 0.0058512 | 0.0033278 | 0.0005852 | 0.0004892 | 5000000 | scaled
287-1119 | 33157.7407 | 0 | 33157.7407 | 0 | 0% | 100% | 0% | 5263.2416 | 10996.5642 | 6.9265 | 4817.959 | 438.3561 | 14.4717 | 10066.2291 | 915.8634 | 287 | 0.0058404 | 0.0058404 | 0.0058404 | 5677306.4744 | 43.6361 | 30352.5182 | 2761.5864 | 7471.4264 | 5196993.048 | 472842 | 4776128.2008 | 6285.4613 | 4372056.5673 | 397786.1722 | 3794462.1223 | 4993.573 | 3473441.7385 | 316026.8108 |  | 1508 | 287-1119 | 33157.7407 | 27894.4991 | 22161.1766 | 0 | 0 | 0 | 33157.7407 | 27894.4991 | 22161.1766 | 0 | 43.6361 | 36.7096 | 29.1645 | 0 | 0 | 0 | 43.6361 | 36.7096 | 29.1645 | 0 | 2761.5864 | 2323.2304 | 1845.723 | 0 | 0 | 0 | 2761.5864 | 2323.2304 | 1845.723 | 0 | 30352.5182 | 25534.5592 | 20286.2891 | 0 | 0 | 0 | 30352.5182 | 25534.5592 | 20286.2891 | 0 | 0 | 0 | 0 | 0.0058404 | 0.0058404 | 0.0058404 | 0 | 5000000 | scaled
287-19 | 0 | 0 | 0 | 0 | 0% | 0% | 0% | 0 | 0 | 0 | 0 | 0 | 0 | 0 | 0 | 287 | 0 | 0 | 0 | 0 | 0 | 0 | 0 | 0 | 0 | 0 | 0 | 0 | 0 | 0 | 0 | 0 | 0 | 0 |  | 1509 | 287-19 | 0 | 0 | 0 | 0 | 0 | 0 | 0 | 0 | 0 | 0 | 0 | 0 | 0 | 0 | 0 | 0 | 0 | 0 | 0 | 0 | 0 | 0 | 0 | 0 | 0 | 0 | 0 | 0 | 0 | 0 | 0 | 0 | 0 | 0 | 0 | 0 | 0 | 0 | 0 | 0 | 0 | 0 | 0 | 0 | 0 | 0 | 0 | 5000000 | scaled
287-20 | 45559.3901 | 2796.1965 | 42301.7244 | 461.4692 | 6.137% | 92.85% | 1.013% | 20349.2745 | 42268.0534 | 309.3957 | 17318.3437 | 2721.5351 | 596.4296 | 36187.4269 | 5484.197 | 287 | 0.0081382 | 0.004591 | 0.0012502 | 5598214.6072 | 600.2879 | 38823.2318 | 6135.8704 | 73761.7518 | 4770493.6937 | 753959.1617 | 5491203.5865 | 83489.6985 | 4673314.0837 | 734399.8043 | 2632648.1179 | 37148.3673 | 2253918.8217 | 341580.9289 |  | 1510 | 287-20 | 45559.3901 | 25210.1157 | 3291.3367 | 2796.1965 | 1335.996 | 0.14547 | 42301.7244 | 23412.6505 | 2829.722 | 461.4692 | 600.2879 | 290.8922 | 3.8583 | 2241.4323 | 261.4948 | 0 | 52.4874 | 29.0501 | 3.5111 | 0.34724 | 6135.8704 | 3414.3354 | 651.6734 | 2241.4323 | 1071.7015 | 0 | 3475.2364 | 1923.4321 | 232.4717 | 419.2017 | 38823.2318 | 21504.8881 | 2635.8049 | 7.311 | 2.7997 | 0.14547 | 38774.0006 | 21460.1683 | 2593.7393 | 41.9202 | 0.0016908 | 0.0006472 | 3.38e-05 | 0.0058122 | 0.0033086 | 0.0005812 | 0.0006352 | 5000000 | scaled
287-22 | 0 | 0 | 0 | 0 | 0% | 0% | 0% | 0 | 0 | 0 | 0 | 0 | 0 | 0 | 0 | 287 | 0 | 0 | 0 | 0 | 0 | 0 | 0 | 0 | 0 | 0 | 0 | 0 | 0 | 0 | 0 | 0 | 0 | 0 |  | 1511 | 287-22 | 0 | 0 | 0 | 0 | 0 | 0 | 0 | 0 | 0 | 0 | 0 | 0 | 0 | 0 | 0 | 0 | 0 | 0 | 0 | 0 | 0 | 0 | 0 | 0 | 0 | 0 | 0 | 0 | 0 | 0 | 0 | 0 | 0 | 0 | 0 | 0 | 0 | 0 | 0 | 0 | 0 | 0 | 0 | 0 | 0 | 0 | 0 | 5000000 | scaled
287-23AE | 31156.8198 | 0 | 31156.8198 | 0 | 0% | 100% | 0% | 4942.0175 | 10333.3745 | 6.2136 | 4532.9739 | 402.8301 | 12.9921 | 9478.096 | 842.2863 | 287 | 0.005806 | 0.005806 | 0.005806 | 5366314.1194 | 39.1734 | 28578.0149 | 2539.6315 | 6747.0499 | 4922152.0695 | 437415 | 4515122.6709 | 5676.8495 | 4141412.5048 | 368033.3166 | 3586538.9784 | 4509.3442 | 3289686.3401 | 292343.2942 |  | 1512 | 287-23AE | 31156.8198 | 26214.8022 | 20823.4453 | 0 | 0 | 0 | 31156.8198 | 26214.8022 | 20823.4453 | 0 | 39.1734 | 32.9598 | 26.1813 | 0 | 0 | 0 | 39.1734 | 32.9598 | 26.1813 | 0 | 2539.6315 | 2136.8014 | 1697.3452 | 0 | 0 | 0 | 2539.6315 | 2136.8014 | 1697.3452 | 0 | 28578.0149 | 24045.041 | 19099.9189 | 0 | 0 | 0 | 28578.0149 | 24045.041 | 19099.9189 | 0 | 0 | 0 | 0 | 0.005806 | 0.005806 | 0.005806 | 0 | 5000000 | scaled
287-24AE | 44837.9199 | 0 | 44837.9199 | 0 | 0% | 100% | 0% | 7090.3259 | 14868.5116 | 8.5312 | 6502.732 | 579.0628 | 17.89 | 13636.319 | 1214.3026 | 287 | 0.0057884 | 0.0057884 | 0.0057884 | 7746168.1797 | 53.9497 | 41122.0837 | 3661.8866 | 9320.3112 | 7104222.8685 | 632625 | 6521248.3503 | 7846.4684 | 5980815.364 | 532586.5179 | 5177494.3466 | 6229.6425 | 4748421.7855 | 422842.9186 |  | 1513 | 287-24AE | 44837.9199 | 37747.594 | 29969.4083 | 0 | 0 | 0 | 44837.9199 | 37747.594 | 29969.4083 | 0 | 53.9497 | 45.4185 | 36.0597 | 0 | 0 | 0 | 53.9497 | 45.4185 | 36.0597 | 0 | 3661.8866 | 3082.8238 | 2447.584 | 0 | 0 | 0 | 3661.8866 | 3082.8238 | 2447.584 | 0 | 41122.0837 | 34619.3517 | 27485.7647 | 0 | 0 | 0 | 41122.0837 | 34619.3517 | 27485.7647 | 0 | 0 | 0 | 0 | 0.0057884 | 0.0057884 | 0.0057884 | 0 | 5000000 | scaled
287-27AE | 66801.3686 | 0 | 66801.3686 | 0 | 0% | 100% | 0% | 10602.7305 | 22151.3894 | 13.1019 | 9690.1378 | 899.4909 | 27.3726 | 20244.7865 | 1879.2303 | 287 | 0.005772 | 0.005772 | 0.005772 | 11573348.6772 | 82.5469 | 61051.6758 | 5667.1458 | 14301.2622 | 10577213.415 | 981834 | 9736423.7809 | 12031.3621 | 8898395.3652 | 825997.0535 | 7735616.6314 | 9558.9517 | 7069800.6506 | 656257.0291 |  | 1514 | 287-27AE | 66801.3686 | 56198.6381 | 44649.9792 | 0 | 0 | 0 | 66801.3686 | 56198.6381 | 44649.9792 | 0 | 82.5469 | 69.445 | 55.1743 | 0 | 0 | 0 | 82.5469 | 69.445 | 55.1743 | 0 | 5667.1458 | 4767.655 | 3787.9156 | 0 | 0 | 0 | 5667.1458 | 4767.655 | 3787.9156 | 0 | 61051.6758 | 51361.538 | 40806.8894 | 0 | 0 | 0 | 61051.6758 | 51361.538 | 40806.8894 | 0 | 0 | 0 | 0 | 0.005772 | 0.005772 | 0.005772 | 0 | 5000000 | scaled
287-28 | 61.8369 | 0 | 61.8369 | 0 | 0% | 100% | 0% | 9.8173 | 20.5088 | 0.12736 | 7.6878 | 2.0021 | 0.26606 | 16.0602 | 4.1826 | 287 | 0.0058142 | 0.0058142 | 0.0058142 | 10635.491 | 0.80222 | 48.4236 | 12.611 | 137.9765 | 8328.5145 | 2169 | 8946.9926 | 116.0712 | 7006.2734 | 1824.648 | 7108.1318 | 92.2153 | 5566.2855 | 1449.631 |  | 1515 | 287-28 | 61.8369 | 52.0196 | 41.3281 | 0 | 0 | 0 | 61.8369 | 52.0196 | 41.3281 | 0 | 0.80222 | 0.67486 | 0.53616 | 0 | 0 | 0 | 0.80222 | 0.67486 | 0.53616 | 0 | 12.611 | 10.6089 | 8.4284 | 0 | 0 | 0 | 12.611 | 10.6089 | 8.4284 | 0 | 48.4236 | 40.7359 | 32.3635 | 0 | 0 | 0 | 48.4236 | 40.7359 | 32.3635 | 0 | 0 | 0 | 0 | 0.0058142 | 0.0058142 | 0.0058142 | 0 | 5000000 | scaled
287-29 | 0 | 0 | 0 | 0 | 0% | 0% | 0% | 0 | 0 | 0 | 0 | 0 | 0 | 0 | 0 | 287 | 0 | 0 | 0 | 0 | 0 | 0 | 0 | 0 | 0 | 0 | 0 | 0 | 0 | 0 | 0 | 0 | 0 | 0 |  | 1516 | 287-29 | 0 | 0 | 0 | 0 | 0 | 0 | 0 | 0 | 0 | 0 | 0 | 0 | 0 | 0 | 0 | 0 | 0 | 0 | 0 | 0 | 0 | 0 | 0 | 0 | 0 | 0 | 0 | 0 | 0 | 0 | 0 | 0 | 0 | 0 | 0 | 0 | 0 | 0 | 0 | 0 | 0 | 0 | 0 | 0 | 0 | 0 | 0 | 5000000 | scaled
287-30 | 61.8241 | 0 | 61.8241 | 0 | 0% | 100% | 0% | 9.857 | 20.5123 | 0.12788 | 7.7189 | 2.0102 | 0.26611 | 16.0629 | 4.1833 | 287 | 0.005813 | 0.005813 | 0.005813 | 10635.491 | 0.80206 | 48.4137 | 12.6084 | 137.9765 | 8328.5145 | 2169 | 8939.8135 | 115.9781 | 7000.6516 | 1823.1839 | 7106.7938 | 92.1979 | 5565.2377 | 1449.3582 |  | 1517 | 287-30 | 61.8241 | 51.9671 | 41.3118 | 0 | 0 | 0 | 61.8241 | 51.9671 | 41.3118 | 0 | 0.80206 | 0.67418 | 0.53595 | 0 | 0 | 0 | 0.80206 | 0.67418 | 0.53595 | 0 | 12.6084 | 10.5982 | 8.4251 | 0 | 0 | 0 | 12.6084 | 10.5982 | 8.4251 | 0 | 48.4137 | 40.6948 | 32.3507 | 0 | 0 | 0 | 48.4137 | 40.6948 | 32.3507 | 0 | 0 | 0 | 0 | 0.005813 | 0.005813 | 0.005813 | 0 | 5000000 | scaled
288-149R | 481284.3353 | 453892.174 | 23823.7737 | 3568.3875 | 94.31% | 4.95% | 0.7414% | 263272.6838 | 471446.7674 | 41019.2857 | 11489.22 | 210764.1781 | 72942.7465 | 23458.3106 | 375045.7103 | 288 | 0.02124 | 0.012468 | 0.0058192 | 22659764.5574 | 73699.3647 | 25312.1996 | 382272.771 | 3469903.6087 | 1191745.5876 | 17998115.3611 | 17485975.9935 | 2724408.1492 | 763087.9954 | 13998479.8489 | 1690536.135 | 261561.5531 | 84117.9207 | 1344856.6612 |  | 1518 | 288-149R | 481284.3353 | 218011.6515 | 9837.5679 | 453892.174 | 201290.8126 | 4675.5004 | 23823.7737 | 13152.4514 | 1593.6799 | 3568.3875 | 73699.3647 | 32680.079 | 756.6182 | 376999.8088 | 32659.6321 | 751.781 | 32.1728 | 17.7617 | 2.1522 | 2.6851 | 382272.771 | 171508.5929 | 7227.0607 | 376999.8088 | 167145.557 | 3849.6225 | 2031.4145 | 1121.4882 | 135.8905 | 3241.5477 | 25312.1996 | 13822.9796 | 1853.8889 | 3227.8585 | 1485.6234 | 74.0969 | 21760.1863 | 12013.2014 | 1455.6372 | 324.1548 | 0.010423 | 0.0041542 | 0.0002166 | 0.0057932 | 0.0032904 | 0.0005794 | 0.0050232 | 5000000 | scaled
288-18 | 1717867.0948 | 1651247.1688 | 62685.8201 | 3934.1058 | 96.12% | 3.649% | 0.229% | 1003196.1937 | 1678569.8894 | 171973.5997 | 26473.4806 | 804749.1134 | 285749.3806 | 54215.6077 | 1338604.9011 | 288 | 0.026137 | 0.014493 | 0.0064146 | 65724985.6432 | 291252.4287 | 58301.7978 | 1368312.8683 | 11143214.6015 | 2230606.1019 | 52351164.9399 | 49311453.8755 | 8453250.006 | 1301286.6552 | 39556917.2142 | 6126212.918 | 1042888.6861 | 197868.6489 | 4885455.583 |  | 1519 | 288-18 | 1717867.0948 | 714670.901 | 39297.2054 | 1651247.1688 | 676124.5245 | 31169.6549 | 62685.8201 | 34612.2707 | 4193.4447 | 3934.1058 | 291252.4287 | 119278.829 | 5503.0481 | 1356931.5125 | 119225.4243 | 5493.9763 | 91.3591 | 50.4444 | 6.1116 | 2.9603 | 1368312.8683 | 563563.7549 | 29707.9671 | 1356931.5125 | 555678.9903 | 25611.9004 | 7807.5871 | 4310.996 | 522.2981 | 3573.7687 | 58301.7978 | 31828.3172 | 4086.1901 | 3157.547 | 1220.1099 | 63.7783 | 54786.8739 | 30250.8304 | 3665.035 | 357.3769 | 0.014844 | 0.005684 | 0.0002966 | 0.0057502 | 0.003266 | 0.000575 | 0.005543 | 5000000 | scaled
288-2375R | 41801.3993 | 41062.2068 | 523.848 | 215.3444 | 98.23% | 1.253% | 0.5152% | 16681.831 | 38177.3693 | 2670.9361 | 316.3464 | 13694.5484 | 6115.4333 | 720.6036 | 31341.3325 | 288 | 0.0067116 | 0.003912 | 0.000894 | 6228231.6071 | 6665.928 | 783.0397 | 34352.4315 | 993195.0702 | 116669.6034 | 5118366.9335 | 6421157.5355 | 1028094.6823 | 121767.8235 | 5271295.0297 | 4053724.7554 | 649344.9828 | 76514.6644 | 3327865.1082 |  | 1520 | 288-2375R | 41801.3993 | 25119.5683 | 3624.0299 | 41062.2068 | 24614.9948 | 3373.702 | 523.848 | 289.2291 | 34.9836 | 215.3444 | 6665.928 | 3994.9919 | 550.4948 | 34115.0001 | 3994.6096 | 550.3061 | 0.39896 | 0.22027 | 0.026643 | 0.16204 | 34352.4315 | 20657.8831 | 3011.099 | 34115.0001 | 20439.1779 | 2812.6865 | 41.8111 | 23.0849 | 2.7922 | 195.6203 | 783.0397 | 466.6933 | 62.4361 | 281.8397 | 181.2073 | 10.7094 | 481.638 | 265.9239 | 32.1647 | 19.562 | 0.00063 | 0.0003286 | 1.72e-05 | 0.005783 | 0.0032848 | 0.0005782 | 0.0002986 | 5000000 | scaled
288-2378F | 10859.6376 | 0 | 10859.6376 | 0 | 0% | 100% | 0% | 1730.8969 | 3605.1765 | 2.4073 | 1583.094 | 145.3956 | 5.014 | 3297.3272 | 302.8353 | 288 | 0.0057612 | 0.0057612 | 0.0057612 | 1884961.0546 | 15.1033 | 9932.3232 | 912.2111 | 2621.5531 | 1724002.5015 | 158337 | 1584520.7116 | 2203.7088 | 1449217.0349 | 133099.9679 | 1259192.7228 | 1751.2514 | 1151669.1014 | 105772.37 |  | 1521 | 288-2378F | 10859.6376 | 9128.7407 | 7254.4611 | 0 | 0 | 0 | 10859.6376 | 9128.7407 | 7254.4611 | 0 | 15.1033 | 12.696 | 10.0893 | 0 | 0 | 0 | 15.1033 | 12.696 | 10.0893 | 0 | 912.2111 | 766.8155 | 609.3758 | 0 | 0 | 0 | 912.2111 | 766.8155 | 609.3758 | 0 | 9932.3232 | 8349.2292 | 6634.996 | 0 | 0 | 0 | 9932.3232 | 8349.2292 | 6634.996 | 0 | 0 | 0 | 0 | 0.0057612 | 0.0057612 | 0.0057612 | 0 | 5000000 | scaled
288-2379F | 1002.9641 | 0 | 1002.9641 | 0 | 0% | 100% | 0% | 160.0419 | 333.0123 | 0.31769 | 145.7407 | 13.9835 | 0.66105 | 303.2545 | 29.0967 | 288 | 0.0057718 | 0.0057718 | 0.0057718 | 173769.7167 | 1.9909 | 913.3399 | 87.6332 | 344.9412 | 158241.7755 | 15183 | 146041.4674 | 289.8993 | 132991.3033 | 12760.2648 | 116073.2814 | 230.411 | 105701.0536 | 10141.8168 |  | 1522 | 288-2379F | 1002.9641 | 842.9221 | 669.9518 | 0 | 0 | 0 | 1002.9641 | 842.9221 | 669.9518 | 0 | 1.9909 | 1.6732 | 1.3299 | 0 | 0 | 0 | 1.9909 | 1.6732 | 1.3299 | 0 | 87.6332 | 73.6497 | 58.5365 | 0 | 0 | 0 | 87.6332 | 73.6497 | 58.5365 | 0 | 913.3399 | 767.5992 | 610.0853 | 0 | 0 | 0 | 913.3399 | 767.5992 | 610.0853 | 0 | 0 | 0 | 0 | 0.0057718 | 0.0057718 | 0.0057718 | 0 | 5000000 | scaled
288-2380F | 550610.0211 | 511419.522 | 38159.8215 | 1030.6775 | 92.88% | 6.93% | 0.1872% | 264615.2817 | 534357.2568 | 40443.9691 | 15869.9737 | 208301.3389 | 81508.9329 | 32890.6592 | 419957.6647 | 288 | 0.030344 | 0.017363 | 0.004036 | 18145597.8476 | 83552.785 | 35496.0435 | 431561.1926 | 2753519.1469 | 1169787.8827 | 14222290.8179 | 16471315.1578 | 2517486.3574 | 987846.7217 | 12965982.0787 | 4026948.5386 | 614256.2377 | 247865.9931 | 3164826.3078 |  | 1523 | 288-2380F | 550610.0211 | 285994.7393 | 16252.7643 | 511419.522 | 263808.6618 | 12480.5045 | 38159.8215 | 21155.4 | 2741.5822 | 1030.6775 | 83552.785 | 43108.8159 | 2043.8521 | 427309.4207 | 43077.4776 | 2039.1159 | 55.1286 | 30.5627 | 3.9607 | 0.77555 | 431561.1926 | 223259.8537 | 11603.5279 | 427309.4207 | 220485.5026 | 10429.0523 | 3315.4973 | 1838.0765 | 238.201 | 936.2745 | 35496.0435 | 19626.0698 | 2605.3843 | 613.2205 | 245.6816 | 12.3363 | 34789.1956 | 19286.7608 | 2499.4205 | 93.6275 | 0.0043964 | 0.001983 | 0.0001034 | 0.024461 | 0.013894 | 0.0024462 | 0.0014864 | 5000000 | scaled
288-2381 | 0 | 0 | 0 | 0 | 0% | 0% | 0% | 0 | 0 | 0 | 0 | 0 | 0 | 0 | 0 | 288 | 0 | 0 | 0 | 0 | 0 | 0 | 0 | 0 | 0 | 0 | 0 | 0 | 0 | 0 | 0 | 0 | 0 | 0 |  | 1524 | 288-2381 | 0 | 0 | 0 | 0 | 0 | 0 | 0 | 0 | 0 | 0 | 0 | 0 | 0 | 0 | 0 | 0 | 0 | 0 | 0 | 0 | 0 | 0 | 0 | 0 | 0 | 0 | 0 | 0 | 0 | 0 | 0 | 0 | 0 | 0 | 0 | 0 | 0 | 0 | 0 | 0 | 0 | 0 | 0 | 0 | 0 | 0 | 0 | 5000000 | scaled
289-1559 | 4416.9519 | 138.6593 | 3919.5264 | 358.7662 | 3.139% | 88.74% | 8.122% | 1826.9673 | 3795.3811 | 9.6935 | 1634.2853 | 182.9885 | 19.2217 | 3399.193 | 376.9664 | 289 | 0.0072536 | 0.00418 | 0.0011058 | 608932.3751 | 19.7729 | 3672.8996 | 724.2794 | 2725.9397 | 506355.4104 | 99851.025 | 619613.5303 | 3287.5251 | 554265.6941 | 62060.3111 | 562100.5687 | 2846.7596 | 503424.6309 | 55829.1781 |  | 1525 | 289-1559 | 4416.9519 | 2589.9846 | 621.5708 | 138.6593 | 63.0113 | 0.92169 | 3919.5264 | 2168.2071 | 261.8829 | 358.7662 | 19.7729 | 10.0794 | 0.55116 | 77.976 | 7.4813 | 0 | 4.2086 | 2.3281 | 0.2812 | 0.26996 | 724.2794 | 541.2909 | 347.313 | 77.976 | 38.1473 | 0 | 320.3977 | 177.2379 | 21.4074 | 325.9057 | 3672.8996 | 2038.6143 | 273.7066 | 45.389 | 17.3826 | 0.92169 | 3594.92 | 1988.641 | 240.1944 | 32.5906 | 0.000989 | 0.0003952 | 2.08e-05 | 0.0057552 | 0.0032754 | 0.0005756 | 0.0005094 | 5000000 | scaled
289-905AE | 40945.235 | 6730.4249 | 31084.3447 | 3130.4654 | 16.44% | 75.92% | 7.645% | 18020.5899 | 35605.2025 | 83.3749 | 16086.8217 | 1850.3933 | 146.2874 | 31737.5551 | 3721.3601 | 289 | 0.0188 | 0.01098 | 0.0051486 | 2177891.694 | 152.8071 | 33993.2598 | 6799.1681 | 8127.8641 | 1808113.6452 | 361650.1847 | 2087816.7172 | 9659.5865 | 1863775.5714 | 214381.5593 | 1037181.4588 | 4261.3588 | 924516.6816 | 108403.4183 |  | 1526 | 289-905AE | 40945.235 | 22924.6451 | 5340.0325 | 6730.4249 | 2599.6864 | 132.7153 | 31084.3447 | 17194.4933 | 2076.8518 | 3130.4654 | 152.8071 | 69.4322 | 6.5197 | 599.4992 | 48.4679 | 1.9165 | 33.641 | 18.6087 | 2.2477 | 2.3556 | 6799.1681 | 4948.7748 | 3077.8081 | 599.4992 | 248.6841 | 9.8505 | 3355.9328 | 1856.3545 | 224.2214 | 2843.7362 | 33993.2598 | 17906.4381 | 2255.7047 | 6014.1152 | 2302.5344 | 120.9483 | 27694.771 | 15319.5301 | 1850.3827 | 284.3736 | 0.0086756 | 0.003322 | 0.0001748 | 0.0057234 | 0.0032568 | 0.0005724 | 0.0044014 | 5000000 | scaled
289-906AE | 60632.2016 | 3654.4768 | 53878.7608 | 3098.9639 | 6.027% | 88.86% | 5.111% | 26295.108 | 53854.0325 | 147.9264 | 22652.2022 | 3494.9795 | 246.6875 | 46619.7465 | 6987.5985 | 289 | 0.017149 | 0.01033 | 0.0050478 | 3535611.4964 | 257.1248 | 50120.5858 | 10254.4909 | 14993.5745 | 2922653.5561 | 597964.3658 | 3324081.1568 | 18700.0295 | 2863565.2818 | 441815.8455 | 1342796.6656 | 6150.908 | 1162416.9489 | 174228.8087 |  | 1527 | 289-906AE | 60632.2016 | 34337.0935 | 6778.169 | 3654.4768 | 1395.7202 | 74.6003 | 53878.7608 | 29842.4094 | 3604.6048 | 3098.9639 | 257.1248 | 109.1984 | 10.4373 | 1009.9242 | 74.5471 | 4.2016 | 58.351 | 32.3195 | 3.9038 | 2.3319 | 10254.4909 | 6759.5114 | 3266.8924 | 1009.9242 | 383.2446 | 21.6286 | 6429.4467 | 3561.1469 | 430.1438 | 2815.12 | 50120.5858 | 27468.3837 | 3500.8393 | 2448.1107 | 937.9286 | 48.7701 | 47390.9632 | 26248.9431 | 3170.5572 | 281.512 | 0.0070966 | 0.002738 | 0.0001424 | 0.0057188 | 0.0032582 | 0.0005718 | 0.0043336 | 5000000 | scaled
289-907 | 40108.7304 | 1030.9681 | 36169.1273 | 2908.635 | 2.57% | 90.18% | 7.252% | 16771.1034 | 34762.7264 | 64.0653 | 14952.5765 | 1754.4616 | 107.5166 | 31116.3366 | 3538.8732 | 289 | 0.017391 | 0.010261 | 0.004823 | 2306292.3594 | 114.5169 | 33574.5862 | 6419.6274 | 6584.8346 | 1930572.4912 | 369135.0336 | 2274312.1782 | 8687.8343 | 2027703.5981 | 237920.7457 | 1108439.5672 | 3428.2586 | 992171.2795 | 112840.0291 |  | 1528 | 289-907 | 40108.7304 | 23337.627 | 5346.004 | 1030.9681 | 373.5085 | 21.7969 | 36169.1273 | 20055.4835 | 2415.5721 | 2908.635 | 114.5169 | 50.4515 | 7.0003 | 313.6401 | 20.0396 | 1.4123 | 50.8994 | 28.2233 | 3.3993 | 2.1887 | 6419.6274 | 4665.1657 | 2880.7542 | 313.6401 | 102.3135 | 7.2012 | 3463.7633 | 1920.6282 | 231.3291 | 2642.224 | 33574.5862 | 18622.0097 | 2458.2496 | 655.8992 | 251.1554 | 13.1834 | 32654.4646 | 18106.6319 | 2180.8437 | 264.2224 | 0.0075686 | 0.0028986 | 0.000152 | 0.0057238 | 0.0032642 | 0.0005724 | 0.0040986 | 5000000 | scaled
289-908 | 0 | 0 | 0 | 0 | 0% | 0% | 0% | 0 | 0 | 0 | 0 | 0 | 0 | 0 | 0 | 289 | 0 | 0 | 0 | 0 | 0 | 0 | 0 | 0 | 0 | 0 | 0 | 0 | 0 | 0 | 0 | 0 | 0 | 0 |  | 1529 | 289-908 | 0 | 0 | 0 | 0 | 0 | 0 | 0 | 0 | 0 | 0 | 0 | 0 | 0 | 0 | 0 | 0 | 0 | 0 | 0 | 0 | 0 | 0 | 0 | 0 | 0 | 0 | 0 | 0 | 0 | 0 | 0 | 0 | 0 | 0 | 0 | 0 | 0 | 0 | 0 | 0 | 0 | 0 | 0 | 0 | 0 | 0 | 0 | 5000000 | scaled
290-29F | 0 | 0 | 0 | 0 | 0% | 0% | 0% | 0 | 0 | 0 | 0 | 0 | 0 | 0 | 0 | 290 | 0 | 0 | 0 | 0 | 0 | 0 | 0 | 0 | 0 | 0 | 0 | 0 | 0 | 0 | 0 | 0 | 0 | 0 |  | 1530 | 290-29F | 0 | 0 | 0 | 0 | 0 | 0 | 0 | 0 | 0 | 0 | 0 | 0 | 0 | 0 | 0 | 0 | 0 | 0 | 0 | 0 | 0 | 0 | 0 | 0 | 0 | 0 | 0 | 0 | 0 | 0 | 0 | 0 | 0 | 0 | 0 | 0 | 0 | 0 | 0 | 0 | 0 | 0 | 0 | 0 | 0 | 0 | 0 | 5000000 | scaled
290-30F | 0 | 0 | 0 | 0 | 0% | 0% | 0% | 0 | 0 | 0 | 0 | 0 | 0 | 0 | 0 | 290 | 0 | 0 | 0 | 0 | 0 | 0 | 0 | 0 | 0 | 0 | 0 | 0 | 0 | 0 | 0 | 0 | 0 | 0 |  | 1531 | 290-30F | 0 | 0 | 0 | 0 | 0 | 0 | 0 | 0 | 0 | 0 | 0 | 0 | 0 | 0 | 0 | 0 | 0 | 0 | 0 | 0 | 0 | 0 | 0 | 0 | 0 | 0 | 0 | 0 | 0 | 0 | 0 | 0 | 0 | 0 | 0 | 0 | 0 | 0 | 0 | 0 | 0 | 0 | 0 | 0 | 0 | 0 | 0 | 5000000 | scaled
290-31 | 0 | 0 | 0 | 0 | 0% | 0% | 0% | 0 | 0 | 0 | 0 | 0 | 0 | 0 | 0 | 290 | 0 | 0 | 0 | 0 | 0 | 0 | 0 | 0 | 0 | 0 | 0 | 0 | 0 | 0 | 0 | 0 | 0 | 0 |  | 1532 | 290-31 | 0 | 0 | 0 | 0 | 0 | 0 | 0 | 0 | 0 | 0 | 0 | 0 | 0 | 0 | 0 | 0 | 0 | 0 | 0 | 0 | 0 | 0 | 0 | 0 | 0 | 0 | 0 | 0 | 0 | 0 | 0 | 0 | 0 | 0 | 0 | 0 | 0 | 0 | 0 | 0 | 0 | 0 | 0 | 0 | 0 | 0 | 0 | 5000000 | scaled
291-1061AE | 0 | 0 | 0 | 0 | 0% | 0% | 0% | 0 | 0 | 0 | 0 | 0 | 0 | 0 | 0 | 291 | 0 | 0 | 0 | 0 | 0 | 0 | 0 | 0 | 0 | 0 | 0 | 0 | 0 | 0 | 0 | 0 | 0 | 0 |  | 1533 | 291-1061AE | 0 | 0 | 0 | 0 | 0 | 0 | 0 | 0 | 0 | 0 | 0 | 0 | 0 | 0 | 0 | 0 | 0 | 0 | 0 | 0 | 0 | 0 | 0 | 0 | 0 | 0 | 0 | 0 | 0 | 0 | 0 | 0 | 0 | 0 | 0 | 0 | 0 | 0 | 0 | 0 | 0 | 0 | 0 | 0 | 0 | 0 | 0 | 5000000 | scaled
291-1062 | 0 | 0 | 0 | 0 | 0% | 0% | 0% | 0 | 0 | 0 | 0 | 0 | 0 | 0 | 0 | 291 | 0 | 0 | 0 | 0 | 0 | 0 | 0 | 0 | 0 | 0 | 0 | 0 | 0 | 0 | 0 | 0 | 0 | 0 |  | 1534 | 291-1062 | 0 | 0 | 0 | 0 | 0 | 0 | 0 | 0 | 0 | 0 | 0 | 0 | 0 | 0 | 0 | 0 | 0 | 0 | 0 | 0 | 0 | 0 | 0 | 0 | 0 | 0 | 0 | 0 | 0 | 0 | 0 | 0 | 0 | 0 | 0 | 0 | 0 | 0 | 0 | 0 | 0 | 0 | 0 | 0 | 0 | 0 | 0 | 5000000 | scaled
291-23 | 0 | 0 | 0 | 0 | 0% | 0% | 0% | 0 | 0 | 0 | 0 | 0 | 0 | 0 | 0 | 291 | 0 | 0 | 0 | 0 | 0 | 0 | 0 | 0 | 0 | 0 | 0 | 0 | 0 | 0 | 0 | 0 | 0 | 0 |  | 1535 | 291-23 | 0 | 0 | 0 | 0 | 0 | 0 | 0 | 0 | 0 | 0 | 0 | 0 | 0 | 0 | 0 | 0 | 0 | 0 | 0 | 0 | 0 | 0 | 0 | 0 | 0 | 0 | 0 | 0 | 0 | 0 | 0 | 0 | 0 | 0 | 0 | 0 | 0 | 0 | 0 | 0 | 0 | 0 | 0 | 0 | 0 | 0 | 0 | 5000000 | scaled
291-25 | 0 | 0 | 0 | 0 | 0% | 0% | 0% | 0 | 0 | 0 | 0 | 0 | 0 | 0 | 0 | 291 | 0 | 0 | 0 | 0 | 0 | 0 | 0 | 0 | 0 | 0 | 0 | 0 | 0 | 0 | 0 | 0 | 0 | 0 |  | 1536 | 291-25 | 0 | 0 | 0 | 0 | 0 | 0 | 0 | 0 | 0 | 0 | 0 | 0 | 0 | 0 | 0 | 0 | 0 | 0 | 0 | 0 | 0 | 0 | 0 | 0 | 0 | 0 | 0 | 0 | 0 | 0 | 0 | 0 | 0 | 0 | 0 | 0 | 0 | 0 | 0 | 0 | 0 | 0 | 0 | 0 | 0 | 0 | 0 | 5000000 | scaled
292-156F | 0 | 0 | 0 | 0 | 0% | 0% | 0% | 0 | 0 | 0 | 0 | 0 | 0 | 0 | 0 | 292 | 0 | 0 | 0 | 0 | 0 | 0 | 0 | 0 | 0 | 0 | 0 | 0 | 0 | 0 | 0 | 0 | 0 | 0 |  | 1537 | 292-156F | 0 | 0 | 0 | 0 | 0 | 0 | 0 | 0 | 0 | 0 | 0 | 0 | 0 | 0 | 0 | 0 | 0 | 0 | 0 | 0 | 0 | 0 | 0 | 0 | 0 | 0 | 0 | 0 | 0 | 0 | 0 | 0 | 0 | 0 | 0 | 0 | 0 | 0 | 0 | 0 | 0 | 0 | 0 | 0 | 0 | 0 | 0 | 5000000 | scaled
292-157F | 379.5104 | 0 | 379.5104 | 0 | 0% | 100% | 0% | 36.3257 | 75.3229 | 0.023857 | 28.8011 | 7.5007 | 0.049469 | 59.7204 | 15.553 | 292 | 0.043408 | 0.043408 | 0.043408 | 8742.7882 | 0.24925 | 300.8981 | 78.3631 | 5.7419 | 6931.7949 | 1805.2515 | 7905.9534 | 5.1923 | 6268.3032 | 1632.4579 | 7007.5723 | 4.6023 | 5556.014 | 1446.956 |  | 1538 | 292-157F | 379.5104 | 343.1848 | 304.1875 | 0 | 0 | 0 | 379.5104 | 343.1848 | 304.1875 | 0 | 0.24925 | 0.22539 | 0.19978 | 0 | 0 | 0 | 0.24925 | 0.22539 | 0.19978 | 0 | 78.3631 | 70.8624 | 62.81 | 0 | 0 | 0 | 78.3631 | 70.8624 | 62.81 | 0 | 300.8981 | 272.097 | 241.1777 | 0 | 0 | 0 | 300.8981 | 272.097 | 241.1777 | 0 | 0 | 0 | 0 | 0.043408 | 0.043408 | 0.043408 | 0 | 5000000 | scaled
292-158 | 0 | 0 | 0 | 0 | 0% | 0% | 0% | 0 | 0 | 0 | 0 | 0 | 0 | 0 | 0 | 292 | 0 | 0 | 0 | 0 | 0 | 0 | 0 | 0 | 0 | 0 | 0 | 0 | 0 | 0 | 0 | 0 | 0 | 0 |  | 1539 | 292-158 | 0 | 0 | 0 | 0 | 0 | 0 | 0 | 0 | 0 | 0 | 0 | 0 | 0 | 0 | 0 | 0 | 0 | 0 | 0 | 0 | 0 | 0 | 0 | 0 | 0 | 0 | 0 | 0 | 0 | 0 | 0 | 0 | 0 | 0 | 0 | 0 | 0 | 0 | 0 | 0 | 0 | 0 | 0 | 0 | 0 | 0 | 0 | 5000000 | scaled
292-314 | 0 | 0 | 0 | 0 | 0% | 0% | 0% | 0 | 0 | 0 | 0 | 0 | 0 | 0 | 0 | 292 | 0 | 0 | 0 | 0 | 0 | 0 | 0 | 0 | 0 | 0 | 0 | 0 | 0 | 0 | 0 | 0 | 0 | 0 |  | 1540 | 292-314 | 0 | 0 | 0 | 0 | 0 | 0 | 0 | 0 | 0 | 0 | 0 | 0 | 0 | 0 | 0 | 0 | 0 | 0 | 0 | 0 | 0 | 0 | 0 | 0 | 0 | 0 | 0 | 0 | 0 | 0 | 0 | 0 | 0 | 0 | 0 | 0 | 0 | 0 | 0 | 0 | 0 | 0 | 0 | 0 | 0 | 0 | 0 | 5000000 | scaled
292-316F | 0 | 0 | 0 | 0 | 0% | 0% | 0% | 0 | 0 | 0 | 0 | 0 | 0 | 0 | 0 | 292 | 0 | 0 | 0 | 0 | 0 | 0 | 0 | 0 | 0 | 0 | 0 | 0 | 0 | 0 | 0 | 0 | 0 | 0 |  | 1541 | 292-316F | 0 | 0 | 0 | 0 | 0 | 0 | 0 | 0 | 0 | 0 | 0 | 0 | 0 | 0 | 0 | 0 | 0 | 0 | 0 | 0 | 0 | 0 | 0 | 0 | 0 | 0 | 0 | 0 | 0 | 0 | 0 | 0 | 0 | 0 | 0 | 0 | 0 | 0 | 0 | 0 | 0 | 0 | 0 | 0 | 0 | 0 | 0 | 5000000 | scaled
292-317F | 133935.9634 | 0 | 133935.9634 | 0 | 0% | 100% | 0% | 12845.1814 | 26697.2096 | 17.3928 | 11748.0898 | 1079.6987 | 36.1488 | 24417.033 | 2244.0278 | 292 | 0.043158 | 0.043158 | 0.043158 | 3103357.9426 | 181.3534 | 122496.6535 | 11257.9564 | 4202.0429 | 2838303.8654 | 260852.0344 | 2805729.1759 | 3799.0443 | 2566095.2145 | 235834.9172 | 2484771.3031 | 3364.4574 | 2272549.9683 | 208856.8774 |  | 1542 | 292-317F | 133935.9634 | 121090.7821 | 107238.7538 | 0 | 0 | 0 | 133935.9634 | 121090.7821 | 107238.7538 | 0 | 181.3534 | 163.9607 | 145.2046 | 0 | 0 | 0 | 181.3534 | 163.9607 | 145.2046 | 0 | 11257.9564 | 10178.2577 | 9013.9287 | 0 | 0 | 0 | 11257.9564 | 10178.2577 | 9013.9287 | 0 | 122496.6535 | 110748.5637 | 98079.6206 | 0 | 0 | 0 | 122496.6535 | 110748.5637 | 98079.6206 | 0 | 0 | 0 | 0 | 0.043158 | 0.043158 | 0.043158 | 0 | 5000000 | scaled
293-14 | 0 | 0 | 0 | 0 | 0% | 0% | 0% | 0 | 0 | 0 | 0 | 0 | 0 | 0 | 0 | 293 | 0 | 0 | 0 | 0 | 0 | 0 | 0 | 0 | 0 | 0 | 0 | 0 | 0 | 0 | 0 | 0 | 0 | 0 |  | 1543 | 293-14 | 0 | 0 | 0 | 0 | 0 | 0 | 0 | 0 | 0 | 0 | 0 | 0 | 0 | 0 | 0 | 0 | 0 | 0 | 0 | 0 | 0 | 0 | 0 | 0 | 0 | 0 | 0 | 0 | 0 | 0 | 0 | 0 | 0 | 0 | 0 | 0 | 0 | 0 | 0 | 0 | 0 | 0 | 0 | 0 | 0 | 0 | 0 | 5000000 | scaled
293-15AE | 0 | 0 | 0 | 0 | 0% | 0% | 0% | 0 | 0 | 0 | 0 | 0 | 0 | 0 | 0 | 293 | 0 | 0 | 0 | 0 | 0 | 0 | 0 | 0 | 0 | 0 | 0 | 0 | 0 | 0 | 0 | 0 | 0 | 0 |  | 1544 | 293-15AE | 0 | 0 | 0 | 0 | 0 | 0 | 0 | 0 | 0 | 0 | 0 | 0 | 0 | 0 | 0 | 0 | 0 | 0 | 0 | 0 | 0 | 0 | 0 | 0 | 0 | 0 | 0 | 0 | 0 | 0 | 0 | 0 | 0 | 0 | 0 | 0 | 0 | 0 | 0 | 0 | 0 | 0 | 0 | 0 | 0 | 0 | 0 | 5000000 | scaled
293-20AE | 0 | 0 | 0 | 0 | 0% | 0% | 0% | 0 | 0 | 0 | 0 | 0 | 0 | 0 | 0 | 293 | 0 | 0 | 0 | 0 | 0 | 0 | 0 | 0 | 0 | 0 | 0 | 0 | 0 | 0 | 0 | 0 | 0 | 0 |  | 1545 | 293-20AE | 0 | 0 | 0 | 0 | 0 | 0 | 0 | 0 | 0 | 0 | 0 | 0 | 0 | 0 | 0 | 0 | 0 | 0 | 0 | 0 | 0 | 0 | 0 | 0 | 0 | 0 | 0 | 0 | 0 | 0 | 0 | 0 | 0 | 0 | 0 | 0 | 0 | 0 | 0 | 0 | 0 | 0 | 0 | 0 | 0 | 0 | 0 | 5000000 | scaled
293-21 | 0 | 0 | 0 | 0 | 0% | 0% | 0% | 0 | 0 | 0 | 0 | 0 | 0 | 0 | 0 | 293 | 0 | 0 | 0 | 0 | 0 | 0 | 0 | 0 | 0 | 0 | 0 | 0 | 0 | 0 | 0 | 0 | 0 | 0 |  | 1546 | 293-21 | 0 | 0 | 0 | 0 | 0 | 0 | 0 | 0 | 0 | 0 | 0 | 0 | 0 | 0 | 0 | 0 | 0 | 0 | 0 | 0 | 0 | 0 | 0 | 0 | 0 | 0 | 0 | 0 | 0 | 0 | 0 | 0 | 0 | 0 | 0 | 0 | 0 | 0 | 0 | 0 | 0 | 0 | 0 | 0 | 0 | 0 | 0 | 5000000 | scaled
293-25F | 0 | 0 | 0 | 0 | 0% | 0% | 0% | 0 | 0 | 0 | 0 | 0 | 0 | 0 | 0 | 293 | 0 | 0 | 0 | 0 | 0 | 0 | 0 | 0 | 0 | 0 | 0 | 0 | 0 | 0 | 0 | 0 | 0 | 0 |  | 1547 | 293-25F | 0 | 0 | 0 | 0 | 0 | 0 | 0 | 0 | 0 | 0 | 0 | 0 | 0 | 0 | 0 | 0 | 0 | 0 | 0 | 0 | 0 | 0 | 0 | 0 | 0 | 0 | 0 | 0 | 0 | 0 | 0 | 0 | 0 | 0 | 0 | 0 | 0 | 0 | 0 | 0 | 0 | 0 | 0 | 0 | 0 | 0 | 0 | 5000000 | scaled
293-26F | 0 | 0 | 0 | 0 | 0% | 0% | 0% | 0 | 0 | 0 | 0 | 0 | 0 | 0 | 0 | 293 | 0 | 0 | 0 | 0 | 0 | 0 | 0 | 0 | 0 | 0 | 0 | 0 | 0 | 0 | 0 | 0 | 0 | 0 |  | 1548 | 293-26F | 0 | 0 | 0 | 0 | 0 | 0 | 0 | 0 | 0 | 0 | 0 | 0 | 0 | 0 | 0 | 0 | 0 | 0 | 0 | 0 | 0 | 0 | 0 | 0 | 0 | 0 | 0 | 0 | 0 | 0 | 0 | 0 | 0 | 0 | 0 | 0 | 0 | 0 | 0 | 0 | 0 | 0 | 0 | 0 | 0 | 0 | 0 | 5000000 | scaled
293-27F | 0 | 0 | 0 | 0 | 0% | 0% | 0% | 0 | 0 | 0 | 0 | 0 | 0 | 0 | 0 | 293 | 0 | 0 | 0 | 0 | 0 | 0 | 0 | 0 | 0 | 0 | 0 | 0 | 0 | 0 | 0 | 0 | 0 | 0 |  | 1549 | 293-27F | 0 | 0 | 0 | 0 | 0 | 0 | 0 | 0 | 0 | 0 | 0 | 0 | 0 | 0 | 0 | 0 | 0 | 0 | 0 | 0 | 0 | 0 | 0 | 0 | 0 | 0 | 0 | 0 | 0 | 0 | 0 | 0 | 0 | 0 | 0 | 0 | 0 | 0 | 0 | 0 | 0 | 0 | 0 | 0 | 0 | 0 | 0 | 5000000 | scaled
294-36 | 0 | 0 | 0 | 0 | 0% | 0% | 0% | 0 | 0 | 0 | 0 | 0 | 0 | 0 | 0 | 294 | 0 | 0 | 0 | 0 | 0 | 0 | 0 | 0 | 0 | 0 | 0 | 0 | 0 | 0 | 0 | 0 | 0 | 0 |  | 1550 | 294-36 | 0 | 0 | 0 | 0 | 0 | 0 | 0 | 0 | 0 | 0 | 0 | 0 | 0 | 0 | 0 | 0 | 0 | 0 | 0 | 0 | 0 | 0 | 0 | 0 | 0 | 0 | 0 | 0 | 0 | 0 | 0 | 0 | 0 | 0 | 0 | 0 | 0 | 0 | 0 | 0 | 0 | 0 | 0 | 0 | 0 | 0 | 0 | 5000000 | scaled
294-41F | 0 | 0 | 0 | 0 | 0% | 0% | 0% | 0 | 0 | 0 | 0 | 0 | 0 | 0 | 0 | 294 | 0 | 0 | 0 | 0 | 0 | 0 | 0 | 0 | 0 | 0 | 0 | 0 | 0 | 0 | 0 | 0 | 0 | 0 |  | 1551 | 294-41F | 0 | 0 | 0 | 0 | 0 | 0 | 0 | 0 | 0 | 0 | 0 | 0 | 0 | 0 | 0 | 0 | 0 | 0 | 0 | 0 | 0 | 0 | 0 | 0 | 0 | 0 | 0 | 0 | 0 | 0 | 0 | 0 | 0 | 0 | 0 | 0 | 0 | 0 | 0 | 0 | 0 | 0 | 0 | 0 | 0 | 0 | 0 | 5000000 | scaled
294-43F | 0 | 0 | 0 | 0 | 0% | 0% | 0% | 0 | 0 | 0 | 0 | 0 | 0 | 0 | 0 | 294 | 0 | 0 | 0 | 0 | 0 | 0 | 0 | 0 | 0 | 0 | 0 | 0 | 0 | 0 | 0 | 0 | 0 | 0 |  | 1552 | 294-43F | 0 | 0 | 0 | 0 | 0 | 0 | 0 | 0 | 0 | 0 | 0 | 0 | 0 | 0 | 0 | 0 | 0 | 0 | 0 | 0 | 0 | 0 | 0 | 0 | 0 | 0 | 0 | 0 | 0 | 0 | 0 | 0 | 0 | 0 | 0 | 0 | 0 | 0 | 0 | 0 | 0 | 0 | 0 | 0 | 0 | 0 | 0 | 5000000 | scaled
294-590F | 0 | 0 | 0 | 0 | 0% | 0% | 0% | 0 | 0 | 0 | 0 | 0 | 0 | 0 | 0 | 294 | 0 | 0 | 0 | 0 | 0 | 0 | 0 | 0 | 0 | 0 | 0 | 0 | 0 | 0 | 0 | 0 | 0 | 0 |  | 1553 | 294-590F | 0 | 0 | 0 | 0 | 0 | 0 | 0 | 0 | 0 | 0 | 0 | 0 | 0 | 0 | 0 | 0 | 0 | 0 | 0 | 0 | 0 | 0 | 0 | 0 | 0 | 0 | 0 | 0 | 0 | 0 | 0 | 0 | 0 | 0 | 0 | 0 | 0 | 0 | 0 | 0 | 0 | 0 | 0 | 0 | 0 | 0 | 0 | 5000000 | scaled
294-591 | 0 | 0 | 0 | 0 | 0% | 0% | 0% | 0 | 0 | 0 | 0 | 0 | 0 | 0 | 0 | 294 | 0 | 0 | 0 | 0 | 0 | 0 | 0 | 0 | 0 | 0 | 0 | 0 | 0 | 0 | 0 | 0 | 0 | 0 |  | 1554 | 294-591 | 0 | 0 | 0 | 0 | 0 | 0 | 0 | 0 | 0 | 0 | 0 | 0 | 0 | 0 | 0 | 0 | 0 | 0 | 0 | 0 | 0 | 0 | 0 | 0 | 0 | 0 | 0 | 0 | 0 | 0 | 0 | 0 | 0 | 0 | 0 | 0 | 0 | 0 | 0 | 0 | 0 | 0 | 0 | 0 | 0 | 0 | 0 | 5000000 | scaled
294-592F | 0 | 0 | 0 | 0 | 0% | 0% | 0% | 0 | 0 | 0 | 0 | 0 | 0 | 0 | 0 | 294 | 0 | 0 | 0 | 0 | 0 | 0 | 0 | 0 | 0 | 0 | 0 | 0 | 0 | 0 | 0 | 0 | 0 | 0 |  | 1555 | 294-592F | 0 | 0 | 0 | 0 | 0 | 0 | 0 | 0 | 0 | 0 | 0 | 0 | 0 | 0 | 0 | 0 | 0 | 0 | 0 | 0 | 0 | 0 | 0 | 0 | 0 | 0 | 0 | 0 | 0 | 0 | 0 | 0 | 0 | 0 | 0 | 0 | 0 | 0 | 0 | 0 | 0 | 0 | 0 | 0 | 0 | 0 | 0 | 5000000 | scaled
295-1201F | 616.1921 | 477.6017 | 0 | 138.5904 | 77.51% | 0% | 22.49% | 224.407 | 477.5088 | 36.2207 | 2.8941 | 185.2923 | 77.3685 | 4.6049 | 395.5355 | 295 | 0.0006544 | 0.0003756 | 0.0002114 | 941613.886 | 77.4727 | 17.2874 | 521.4319 | 118387.4447 | 26417.2407 | 796809.2006 | 1043091.271 | 168361.3214 | 13452.3236 | 861277.626 | 656023.2524 | 106292.2963 | 6326.4007 | 543404.5553 |  | 1556 | 295-1201F | 616.1921 | 391.7851 | 138.6833 | 477.6017 | 253.1947 | 0.092909 | 0 | 0 | 0 | 138.5904 | 77.4727 | 41.2521 | 0.10428 | 395.5355 | 41.1478 | 0 | 0 | 0 | 0 | 0.10428 | 521.4319 | 336.1397 | 125.8965 | 395.5355 | 210.2432 | 0 | 0 | 0 | 0 | 125.8965 | 17.2874 | 14.3934 | 12.6826 | 4.6978 | 1.8037 | 0.092909 | 0 | 0 | 0 | 12.5896 | 0.000452 | 0.0001732 | 9e-06 | 0 | 0 | 0 | 0.0002024 | 5000000 | scaled
295-1202 | 0 | 0 | 0 | 0 | 0% | 0% | 0% | 0 | 0 | 0 | 0 | 0 | 0 | 0 | 0 | 295 | 0 | 0 | 0 | 0 | 0 | 0 | 0 | 0 | 0 | 0 | 0 | 0 | 0 | 0 | 0 | 0 | 0 | 0 |  | 1557 | 295-1202 | 0 | 0 | 0 | 0 | 0 | 0 | 0 | 0 | 0 | 0 | 0 | 0 | 0 | 0 | 0 | 0 | 0 | 0 | 0 | 0 | 0 | 0 | 0 | 0 | 0 | 0 | 0 | 0 | 0 | 0 | 0 | 0 | 0 | 0 | 0 | 0 | 0 | 0 | 0 | 0 | 0 | 0 | 0 | 0 | 0 | 0 | 0 | 5000000 | scaled
295-1203F | 804.4752 | 486.659 | 0 | 317.8162 | 60.49% | 0% | 39.51% | 248.9938 | 486.1178 | 53.7723 | 16.6563 | 178.5652 | 106.4 | 26.4442 | 353.2736 | 295 | 0.0013362 | 0.0007918 | 0.0004712 | 602061.9516 | 106.6392 | 55.856 | 641.98 | 79807.7996 | 41802.1315 | 480452.0204 | 701542.498 | 151504.0539 | 46929.3704 | 503109.0736 | 675631.0309 | 147880.1229 | 36753.4811 | 490997.4269 |  | 1558 | 295-1203F | 804.4752 | 555.4813 | 318.3573 | 486.659 | 237.6652 | 0.54117 | 0 | 0 | 0 | 317.8162 | 106.6392 | 52.8669 | 0.23915 | 353.2736 | 52.6277 | 0 | 0 | 0 | 0 | 0.23915 | 641.98 | 463.4148 | 288.7064 | 353.2736 | 174.7084 | 0 | 0 | 0 | 0 | 288.7064 | 55.856 | 39.1997 | 29.4118 | 26.9854 | 10.329 | 0.54117 | 0 | 0 | 0 | 28.8706 | 0.0008828 | 0.0003384 | 1.78e-05 | 0 | 0 | 0 | 0.0004534 | 5000000 | scaled
295-519 | 0 | 0 | 0 | 0 | 0% | 0% | 0% | 0 | 0 | 0 | 0 | 0 | 0 | 0 | 0 | 295 | 0 | 0 | 0 | 0 | 0 | 0 | 0 | 0 | 0 | 0 | 0 | 0 | 0 | 0 | 0 | 0 | 0 | 0 |  | 1559 | 295-519 | 0 | 0 | 0 | 0 | 0 | 0 | 0 | 0 | 0 | 0 | 0 | 0 | 0 | 0 | 0 | 0 | 0 | 0 | 0 | 0 | 0 | 0 | 0 | 0 | 0 | 0 | 0 | 0 | 0 | 0 | 0 | 0 | 0 | 0 | 0 | 0 | 0 | 0 | 0 | 0 | 0 | 0 | 0 | 0 | 0 | 0 | 0 | 5000000 | scaled
295-520 | 0 | 0 | 0 | 0 | 0% | 0% | 0% | 0 | 0 | 0 | 0 | 0 | 0 | 0 | 0 | 295 | 0 | 0 | 0 | 0 | 0 | 0 | 0 | 0 | 0 | 0 | 0 | 0 | 0 | 0 | 0 | 0 | 0 | 0 |  | 1560 | 295-520 | 0 | 0 | 0 | 0 | 0 | 0 | 0 | 0 | 0 | 0 | 0 | 0 | 0 | 0 | 0 | 0 | 0 | 0 | 0 | 0 | 0 | 0 | 0 | 0 | 0 | 0 | 0 | 0 | 0 | 0 | 0 | 0 | 0 | 0 | 0 | 0 | 0 | 0 | 0 | 0 | 0 | 0 | 0 | 0 | 0 | 0 | 0 | 5000000 | scaled
295-521AE | 0 | 0 | 0 | 0 | 0% | 0% | 0% | 0 | 0 | 0 | 0 | 0 | 0 | 0 | 0 | 295 | 0 | 0 | 0 | 0 | 0 | 0 | 0 | 0 | 0 | 0 | 0 | 0 | 0 | 0 | 0 | 0 | 0 | 0 |  | 1561 | 295-521AE | 0 | 0 | 0 | 0 | 0 | 0 | 0 | 0 | 0 | 0 | 0 | 0 | 0 | 0 | 0 | 0 | 0 | 0 | 0 | 0 | 0 | 0 | 0 | 0 | 0 | 0 | 0 | 0 | 0 | 0 | 0 | 0 | 0 | 0 | 0 | 0 | 0 | 0 | 0 | 0 | 0 | 0 | 0 | 0 | 0 | 0 | 0 | 5000000 | scaled
296-10AE | 0 | 0 | 0 | 0 | 0% | 0% | 0% | 0 | 0 | 0 | 0 | 0 | 0 | 0 | 0 | 296 | 0 | 0 | 0 | 0 | 0 | 0 | 0 | 0 | 0 | 0 | 0 | 0 | 0 | 0 | 0 | 0 | 0 | 0 |  | 1562 | 296-10AE | 0 | 0 | 0 | 0 | 0 | 0 | 0 | 0 | 0 | 0 | 0 | 0 | 0 | 0 | 0 | 0 | 0 | 0 | 0 | 0 | 0 | 0 | 0 | 0 | 0 | 0 | 0 | 0 | 0 | 0 | 0 | 0 | 0 | 0 | 0 | 0 | 0 | 0 | 0 | 0 | 0 | 0 | 0 | 0 | 0 | 0 | 0 | 5000000 | scaled
296-2651 | 0 | 0 | 0 | 0 | 0% | 0% | 0% | 0 | 0 | 0 | 0 | 0 | 0 | 0 | 0 | 296 | 0 | 0 | 0 | 0 | 0 | 0 | 0 | 0 | 0 | 0 | 0 | 0 | 0 | 0 | 0 | 0 | 0 | 0 |  | 1563 | 296-2651 | 0 | 0 | 0 | 0 | 0 | 0 | 0 | 0 | 0 | 0 | 0 | 0 | 0 | 0 | 0 | 0 | 0 | 0 | 0 | 0 | 0 | 0 | 0 | 0 | 0 | 0 | 0 | 0 | 0 | 0 | 0 | 0 | 0 | 0 | 0 | 0 | 0 | 0 | 0 | 0 | 0 | 0 | 0 | 0 | 0 | 0 | 0 | 5000000 | scaled
296-2652F | 0 | 0 | 0 | 0 | 0% | 0% | 0% | 0 | 0 | 0 | 0 | 0 | 0 | 0 | 0 | 296 | 0 | 0 | 0 | 0 | 0 | 0 | 0 | 0 | 0 | 0 | 0 | 0 | 0 | 0 | 0 | 0 | 0 | 0 |  | 1564 | 296-2652F | 0 | 0 | 0 | 0 | 0 | 0 | 0 | 0 | 0 | 0 | 0 | 0 | 0 | 0 | 0 | 0 | 0 | 0 | 0 | 0 | 0 | 0 | 0 | 0 | 0 | 0 | 0 | 0 | 0 | 0 | 0 | 0 | 0 | 0 | 0 | 0 | 0 | 0 | 0 | 0 | 0 | 0 | 0 | 0 | 0 | 0 | 0 | 5000000 | scaled
296-2653F | 0 | 0 | 0 | 0 | 0% | 0% | 0% | 0 | 0 | 0 | 0 | 0 | 0 | 0 | 0 | 296 | 0 | 0 | 0 | 0 | 0 | 0 | 0 | 0 | 0 | 0 | 0 | 0 | 0 | 0 | 0 | 0 | 0 | 0 |  | 1565 | 296-2653F | 0 | 0 | 0 | 0 | 0 | 0 | 0 | 0 | 0 | 0 | 0 | 0 | 0 | 0 | 0 | 0 | 0 | 0 | 0 | 0 | 0 | 0 | 0 | 0 | 0 | 0 | 0 | 0 | 0 | 0 | 0 | 0 | 0 | 0 | 0 | 0 | 0 | 0 | 0 | 0 | 0 | 0 | 0 | 0 | 0 | 0 | 0 | 5000000 | scaled
296-2654F | 0 | 0 | 0 | 0 | 0% | 0% | 0% | 0 | 0 | 0 | 0 | 0 | 0 | 0 | 0 | 296 | 0 | 0 | 0 | 0 | 0 | 0 | 0 | 0 | 0 | 0 | 0 | 0 | 0 | 0 | 0 | 0 | 0 | 0 |  | 1566 | 296-2654F | 0 | 0 | 0 | 0 | 0 | 0 | 0 | 0 | 0 | 0 | 0 | 0 | 0 | 0 | 0 | 0 | 0 | 0 | 0 | 0 | 0 | 0 | 0 | 0 | 0 | 0 | 0 | 0 | 0 | 0 | 0 | 0 | 0 | 0 | 0 | 0 | 0 | 0 | 0 | 0 | 0 | 0 | 0 | 0 | 0 | 0 | 0 | 5000000 | scaled
296-66F | 2283.986 | 2068.8061 | 0 | 215.1799 | 90.58% | 0% | 9.421% | 1810.84 | 2047.6405 | 456.3474 | 1.4949 | 1352.9977 | 515.8097 | 2.3616 | 1529.4692 | 296 | 0.0006178 | 0.0004228 | 0.0003078 | 3696966.6564 | 521.3086 | 21.9568 | 1740.7206 | 843814.5134 | 35540.3236 | 2817611.8194 | 1119077.4707 | 282017.2507 | 923.8433 | 836136.3767 | 767854.0707 | 193425.853 | 885.5913 | 573542.6265 |  | 1567 | 296-66F | 2283.986 | 473.146 | 236.3455 | 2068.8061 | 257.9661 | 21.1656 | 0 | 0 | 0 | 215.1799 | 521.3086 | 64.9612 | 5.4989 | 1545.2497 | 64.7993 | 5.3369 | 0 | 0 | 0 | 0.16192 | 1740.7206 | 387.7229 | 211.2514 | 1545.2497 | 192.252 | 15.7805 | 0 | 0 | 0 | 195.4709 | 21.9568 | 20.4619 | 19.5952 | 2.4097 | 0.9148 | 0.048112 | 0 | 0 | 0 | 19.5471 | 0.0003162 | 0.0001212 | 6.2e-06 | 0 | 0 | 0 | 0.0003016 | 5000000 | scaled
296-67 | 0 | 0 | 0 | 0 | 0% | 0% | 0% | 0 | 0 | 0 | 0 | 0 | 0 | 0 | 0 | 296 | 0 | 0 | 0 | 0 | 0 | 0 | 0 | 0 | 0 | 0 | 0 | 0 | 0 | 0 | 0 | 0 | 0 | 0 |  | 1568 | 296-67 | 0 | 0 | 0 | 0 | 0 | 0 | 0 | 0 | 0 | 0 | 0 | 0 | 0 | 0 | 0 | 0 | 0 | 0 | 0 | 0 | 0 | 0 | 0 | 0 | 0 | 0 | 0 | 0 | 0 | 0 | 0 | 0 | 0 | 0 | 0 | 0 | 0 | 0 | 0 | 0 | 0 | 0 | 0 | 0 | 0 | 0 | 0 | 5000000 | scaled
296-68F | 3230.058 | 2550.7142 | 0 | 679.3438 | 78.97% | 0% | 21.03% | 1593.7327 | 2539.5832 | 385.7337 | 107.6913 | 1100.3076 | 605.4719 | 206.8798 | 1727.2315 | 296 | 0.0027146 | 0.0017036 | 0.0009968 | 1189883.6056 | 607.4797 | 273.9122 | 2348.6661 | 223782.4127 | 100903.3418 | 865197.851 | 960510.3109 | 232473.8818 | 64903.3769 | 663133.0522 | 692691.413 | 165147.262 | 56428.1036 | 471116.0474 |  | 1569 | 296-68F | 3230.058 | 1636.3254 | 690.4748 | 2550.7142 | 956.9815 | 11.131 | 0 | 0 | 0 | 679.3438 | 607.4797 | 221.746 | 2.0078 | 1731.5455 | 221.2348 | 1.4966 | 0 | 0 | 0 | 0.51118 | 2348.6661 | 1248.3585 | 621.4346 | 1731.5455 | 631.2379 | 4.314 | 0 | 0 | 0 | 617.1206 | 273.9122 | 166.2209 | 67.0324 | 212.2002 | 104.5088 | 5.3203 | 0 | 0 | 0 | 61.7121 | 0.0017566 | 0.0007456 | 3.88e-05 | 0 | 0 | 0 | 0.000958 | 5000000 | scaled
296-69 | 0 | 0 | 0 | 0 | 0% | 0% | 0% | 0 | 0 | 0 | 0 | 0 | 0 | 0 | 0 | 296 | 0 | 0 | 0 | 0 | 0 | 0 | 0 | 0 | 0 | 0 | 0 | 0 | 0 | 0 | 0 | 0 | 0 | 0 |  | 1570 | 296-69 | 0 | 0 | 0 | 0 | 0 | 0 | 0 | 0 | 0 | 0 | 0 | 0 | 0 | 0 | 0 | 0 | 0 | 0 | 0 | 0 | 0 | 0 | 0 | 0 | 0 | 0 | 0 | 0 | 0 | 0 | 0 | 0 | 0 | 0 | 0 | 0 | 0 | 0 | 0 | 0 | 0 | 0 | 0 | 0 | 0 | 0 | 0 | 5000000 | scaled
296-8 | 0 | 0 | 0 | 0 | 0% | 0% | 0% | 0 | 0 | 0 | 0 | 0 | 0 | 0 | 0 | 296 | 0 | 0 | 0 | 0 | 0 | 0 | 0 | 0 | 0 | 0 | 0 | 0 | 0 | 0 | 0 | 0 | 0 | 0 |  | 1571 | 296-8 | 0 | 0 | 0 | 0 | 0 | 0 | 0 | 0 | 0 | 0 | 0 | 0 | 0 | 0 | 0 | 0 | 0 | 0 | 0 | 0 | 0 | 0 | 0 | 0 | 0 | 0 | 0 | 0 | 0 | 0 | 0 | 0 | 0 | 0 | 0 | 0 | 0 | 0 | 0 | 0 | 0 | 0 | 0 | 0 | 0 | 0 | 0 | 5000000 | scaled
296-88 | 0 | 0 | 0 | 0 | 0% | 0% | 0% | 0 | 0 | 0 | 0 | 0 | 0 | 0 | 0 | 296 | 0 | 0 | 0 | 0 | 0 | 0 | 0 | 0 | 0 | 0 | 0 | 0 | 0 | 0 | 0 | 0 | 0 | 0 |  | 1572 | 296-88 | 0 | 0 | 0 | 0 | 0 | 0 | 0 | 0 | 0 | 0 | 0 | 0 | 0 | 0 | 0 | 0 | 0 | 0 | 0 | 0 | 0 | 0 | 0 | 0 | 0 | 0 | 0 | 0 | 0 | 0 | 0 | 0 | 0 | 0 | 0 | 0 | 0 | 0 | 0 | 0 | 0 | 0 | 0 | 0 | 0 | 0 | 0 | 5000000 | scaled
296-89 | 0 | 0 | 0 | 0 | 0% | 0% | 0% | 0 | 0 | 0 | 0 | 0 | 0 | 0 | 0 | 296 | 0 | 0 | 0 | 0 | 0 | 0 | 0 | 0 | 0 | 0 | 0 | 0 | 0 | 0 | 0 | 0 | 0 | 0 |  | 1573 | 296-89 | 0 | 0 | 0 | 0 | 0 | 0 | 0 | 0 | 0 | 0 | 0 | 0 | 0 | 0 | 0 | 0 | 0 | 0 | 0 | 0 | 0 | 0 | 0 | 0 | 0 | 0 | 0 | 0 | 0 | 0 | 0 | 0 | 0 | 0 | 0 | 0 | 0 | 0 | 0 | 0 | 0 | 0 | 0 | 0 | 0 | 0 | 0 | 5000000 | scaled
297-826 | 0 | 0 | 0 | 0 | 0% | 0% | 0% | 0 | 0 | 0 | 0 | 0 | 0 | 0 | 0 | 297 | 0 | 0 | 0 | 0 | 0 | 0 | 0 | 0 | 0 | 0 | 0 | 0 | 0 | 0 | 0 | 0 | 0 | 0 |  | 1574 | 297-826 | 0 | 0 | 0 | 0 | 0 | 0 | 0 | 0 | 0 | 0 | 0 | 0 | 0 | 0 | 0 | 0 | 0 | 0 | 0 | 0 | 0 | 0 | 0 | 0 | 0 | 0 | 0 | 0 | 0 | 0 | 0 | 0 | 0 | 0 | 0 | 0 | 0 | 0 | 0 | 0 | 0 | 0 | 0 | 0 | 0 | 0 | 0 | 5000000 | scaled
297-827AE | 0 | 0 | 0 | 0 | 0% | 0% | 0% | 0 | 0 | 0 | 0 | 0 | 0 | 0 | 0 | 297 | 0 | 0 | 0 | 0 | 0 | 0 | 0 | 0 | 0 | 0 | 0 | 0 | 0 | 0 | 0 | 0 | 0 | 0 |  | 1575 | 297-827AE | 0 | 0 | 0 | 0 | 0 | 0 | 0 | 0 | 0 | 0 | 0 | 0 | 0 | 0 | 0 | 0 | 0 | 0 | 0 | 0 | 0 | 0 | 0 | 0 | 0 | 0 | 0 | 0 | 0 | 0 | 0 | 0 | 0 | 0 | 0 | 0 | 0 | 0 | 0 | 0 | 0 | 0 | 0 | 0 | 0 | 0 | 0 | 5000000 | scaled
297-828AE | 51977.572 | 50793.3898 | 0 | 1184.1822 | 97.72% | 0% | 2.278% | 32394.2574 | 49566.2043 | 7053.0135 | 170.5379 | 25170.706 | 10788.6925 | 270.67 | 38506.8419 | 297 | 0.0062854 | 0.003425 | 0.0017418 | 8269572.6657 | 11056.8597 | 383.6802 | 40537.0321 | 1759133.8139 | 61043.0915 | 6449395.7603 | 5717756.0888 | 1244893.8248 | 30100.8273 | 4442761.4368 | 1384411.3522 | 301334.1164 | 7559.9606 | 1075517.2753 |  | 1576 | 297-828AE | 51977.572 | 19583.3146 | 2411.3677 | 50793.3898 | 18399.1324 | 1227.1854 | 0 | 0 | 0 | 1184.1822 | 11056.8597 | 4003.8461 | 268.1672 | 39461.3129 | 4002.9551 | 267.2761 | 0 | 0 | 0 | 0.89106 | 40537.0321 | 15366.3261 | 2030.1902 | 39461.3129 | 14290.6068 | 954.471 | 0 | 0 | 0 | 1075.7193 | 383.6802 | 213.1424 | 113.0103 | 276.1083 | 105.5705 | 5.4384 | 0 | 0 | 0 | 107.5719 | 0.0046362 | 0.0017758 | 9.26e-05 | 0 | 0 | 0 | 0.0016492 | 5000000 | scaled
298-383AE | 0 | 0 | 0 | 0 | 0% | 0% | 0% | 0 | 0 | 0 | 0 | 0 | 0 | 0 | 0 | 298 | 0 | 0 | 0 | 0 | 0 | 0 | 0 | 0 | 0 | 0 | 0 | 0 | 0 | 0 | 0 | 0 | 0 | 0 |  | 1577 | 298-383AE | 0 | 0 | 0 | 0 | 0 | 0 | 0 | 0 | 0 | 0 | 0 | 0 | 0 | 0 | 0 | 0 | 0 | 0 | 0 | 0 | 0 | 0 | 0 | 0 | 0 | 0 | 0 | 0 | 0 | 0 | 0 | 0 | 0 | 0 | 0 | 0 | 0 | 0 | 0 | 0 | 0 | 0 | 0 | 0 | 0 | 0 | 0 | 5000000 | scaled
298-384 | 146.6996 | 110.7252 | 0 | 35.9744 | 75.48% | 0% | 24.52% | 29.784 | 106.8598 | 2.7639 | 12.8478 | 14.1723 | 11.2847 | 37.7589 | 57.8163 | 298 | 0.0001034 | 8.56e-05 | 5.12e-05 | 1418758.2958 | 11.7078 | 42.4593 | 92.5325 | 113228.5097 | 410631.7519 | 894898.0343 | 1365836.4068 | 126748.7523 | 589173.3478 | 649914.3067 | 778120.5134 | 82171.4311 | 274948.5772 | 421000.5051 |  | 1578 | 298-384 | 146.6996 | 116.9156 | 39.8398 | 110.7252 | 80.9412 | 3.8654 | 0 | 0 | 0 | 35.9744 | 11.7078 | 8.9439 | 0.42317 | 59.8531 | 8.9168 | 0.3961 | 0 | 0 | 0 | 0.02707 | 92.5325 | 78.3601 | 34.7162 | 59.8531 | 45.6808 | 2.0368 | 0 | 0 | 0 | 32.6794 | 42.4593 | 29.6116 | 4.7004 | 39.1914 | 26.3436 | 1.4325 | 0 | 0 | 0 | 3.2679 | 5.42e-05 | 3.64e-05 | 2e-06 | 0 | 0 | 0 | 4.92e-05 | 5000000 | scaled
298-385 | 0 | 0 | 0 | 0 | 0% | 0% | 0% | 0 | 0 | 0 | 0 | 0 | 0 | 0 | 0 | 298 | 0 | 0 | 0 | 0 | 0 | 0 | 0 | 0 | 0 | 0 | 0 | 0 | 0 | 0 | 0 | 0 | 0 | 0 |  | 1579 | 298-385 | 0 | 0 | 0 | 0 | 0 | 0 | 0 | 0 | 0 | 0 | 0 | 0 | 0 | 0 | 0 | 0 | 0 | 0 | 0 | 0 | 0 | 0 | 0 | 0 | 0 | 0 | 0 | 0 | 0 | 0 | 0 | 0 | 0 | 0 | 0 | 0 | 0 | 0 | 0 | 0 | 0 | 0 | 0 | 0 | 0 | 0 | 0 | 5000000 | scaled
298-42R | 3826.2634 | 2433.245 | 0 | 1393.0184 | 63.59% | 0% | 36.41% | 1410.7147 | 2415.9139 | 167.2939 | 387.7528 | 855.668 | 284.6915 | 674.6775 | 1456.545 | 298 | 0.0063514 | 0.003811 | 0.0020458 | 602428.3505 | 286.0159 | 816.8441 | 2723.4034 | 45031.9532 | 128608.5156 | 428787.8818 | 633835.929 | 75165.3643 | 174217.8267 | 384452.738 | 689387.7702 | 81237.5021 | 192521.0927 | 415629.1754 |  | 1580 | 298-42R | 3826.2634 | 2415.5487 | 1410.3495 | 2433.245 | 1022.5303 | 17.3311 | 0 | 0 | 0 | 1393.0184 | 286.0159 | 118.722 | 1.3245 | 1457.9759 | 117.6738 | 0.27628 | 0 | 0 | 0 | 1.0482 | 2723.4034 | 1867.7353 | 1266.8583 | 1457.9759 | 602.3079 | 1.4309 | 0 | 0 | 0 | 1265.4274 | 816.8441 | 429.0913 | 142.1667 | 690.3014 | 302.5486 | 15.6239 | 0 | 0 | 0 | 126.5427 | 0.0044022 | 0.0018618 | 9.66e-05 | 0 | 0 | 0 | 0.0019492 | 5000000 | scaled
299-1009 | 0 | 0 | 0 | 0 | 0% | 0% | 0% | 0 | 0 | 0 | 0 | 0 | 0 | 0 | 0 | 299 | 0 | 0 | 0 | 0 | 0 | 0 | 0 | 0 | 0 | 0 | 0 | 0 | 0 | 0 | 0 | 0 | 0 | 0 |  | 1581 | 299-1009 | 0 | 0 | 0 | 0 | 0 | 0 | 0 | 0 | 0 | 0 | 0 | 0 | 0 | 0 | 0 | 0 | 0 | 0 | 0 | 0 | 0 | 0 | 0 | 0 | 0 | 0 | 0 | 0 | 0 | 0 | 0 | 0 | 0 | 0 | 0 | 0 | 0 | 0 | 0 | 0 | 0 | 0 | 0 | 0 | 0 | 0 | 0 | 5000000 | scaled
299-1010AE | 300.8992 | 47.9966 | 0 | 252.9026 | 15.95% | 0% | 84.05% | 30.0396 | 47.0461 | 0.18012 | 28.9421 | 0.91734 | 0.18012 | 45.9486 | 0.91734 | 299 | 0.001182 | 0.0006712 | 0.0003708 | 254567.8778 | 0.37042 | 69.873 | 230.6558 | 313.3818 | 59114.2197 | 195140.2763 | 403545.3445 | 2419.6409 | 388802.3996 | 12323.304 | 684609.4358 | 2621.0322 | 668639.4076 | 13348.9959 |  | 1582 | 299-1010AE | 300.8992 | 270.8596 | 253.8532 | 47.9966 | 17.957 | 0.95056 | 0 | 0 | 0 | 252.9026 | 0.37042 | 0.1903 | 0.1903 | 0.91734 | 0 | 0 | 0 | 0 | 0 | 0.1903 | 230.6558 | 229.7385 | 229.7385 | 0.91734 | 0 | 0 | 0 | 0 | 0 | 229.7385 | 69.873 | 40.9309 | 23.9244 | 46.8992 | 17.957 | 0.95056 | 0 | 0 | 0 | 22.9738 | 0.0008278 | 0.000317 | 1.66e-05 | 0 | 0 | 0 | 0.0003542 | 5000000 | scaled
299-1011 | 54999.0743 | 51753.9666 | 0 | 3245.1078 | 94.1% | 0% | 5.9% | 28189.6467 | 51034.8769 | 3867.845 | 4432.1122 | 19889.6895 | 7118.3252 | 7319.3578 | 36597.1939 | 299 | 0.013194 | 0.0081074 | 0.0047692 | 4168554.4979 | 7212.3449 | 7772.2442 | 40014.4853 | 546646.5254 | 589083.0655 | 3032824.907 | 3306784.8639 | 453717.3307 | 519908.6646 | 2333158.8687 | 831208.042 | 115936.5819 | 119210.8103 | 596060.6499 |  | 1583 | 299-1011 | 54999.0743 | 26809.4276 | 3964.1974 | 51753.9666 | 23564.3198 | 719.0896 | 0 | 0 | 0 | 3245.1078 | 7212.3449 | 3344.4999 | 94.0197 | 37066.6071 | 3342.0581 | 91.5778 | 0 | 0 | 0 | 2.4418 | 40014.4853 | 20124.7957 | 3417.2913 | 37066.6071 | 17176.9176 | 469.4132 | 0 | 0 | 0 | 2947.8781 | 7772.2442 | 3340.1319 | 452.8864 | 7477.4563 | 3045.3441 | 158.0986 | 0 | 0 | 0 | 294.7878 | 0.008609 | 0.0035226 | 0.0001844 | 0 | 0 | 0 | 0.0045848 | 5000000 | scaled
299-1152 | 0 | 0 | 0 | 0 | 0% | 0% | 0% | 0 | 0 | 0 | 0 | 0 | 0 | 0 | 0 | 299 | 0 | 0 | 0 | 0 | 0 | 0 | 0 | 0 | 0 | 0 | 0 | 0 | 0 | 0 | 0 | 0 | 0 | 0 |  | 1584 | 299-1152 | 0 | 0 | 0 | 0 | 0 | 0 | 0 | 0 | 0 | 0 | 0 | 0 | 0 | 0 | 0 | 0 | 0 | 0 | 0 | 0 | 0 | 0 | 0 | 0 | 0 | 0 | 0 | 0 | 0 | 0 | 0 | 0 | 0 | 0 | 0 | 0 | 0 | 0 | 0 | 0 | 0 | 0 | 0 | 0 | 0 | 0 | 0 | 5000000 | scaled
299-1153F | 12694.3607 | 12299.9867 | 0 | 394.374 | 96.89% | 0% | 3.107% | 5462.7385 | 12207.6468 | 797.6788 | 576.5544 | 4088.5052 | 1808.3515 | 1127.7471 | 9271.5481 | 299 | 0.0013374 | 0.0009192 | 0.0005694 | 9491820.463 | 1818.959 | 1192.9351 | 9682.4666 | 1360071.0202 | 891980.7601 | 7239768.6827 | 7867300.0829 | 1148797.2184 | 830339.3346 | 5888163.53 | 854783.8372 | 126621.4263 | 78965.2612 | 649197.1496 |  | 1585 | 299-1153F | 12694.3607 | 7231.6222 | 486.7139 | 12299.9867 | 6837.2482 | 92.3399 | 0 | 0 | 0 | 394.374 | 1818.959 | 1021.2802 | 10.6075 | 9324.2146 | 1020.9834 | 10.3107 | 0 | 0 | 0 | 0.29675 | 9682.4666 | 5593.9614 | 410.9185 | 9324.2146 | 5235.7094 | 52.6665 | 0 | 0 | 0 | 358.252 | 1192.9351 | 616.3807 | 65.1879 | 1157.1099 | 580.5554 | 29.3627 | 0 | 0 | 0 | 35.8252 | 0.0007872 | 0.000369 | 1.92e-05 | 0 | 0 | 0 | 0.0005502 | 5000000 | scaled
299-1154F | 0 | 0 | 0 | 0 | 0% | 0% | 0% | 0 | 0 | 0 | 0 | 0 | 0 | 0 | 0 | 299 | 0 | 0 | 0 | 0 | 0 | 0 | 0 | 0 | 0 | 0 | 0 | 0 | 0 | 0 | 0 | 0 | 0 | 0 |  | 1586 | 299-1154F | 0 | 0 | 0 | 0 | 0 | 0 | 0 | 0 | 0 | 0 | 0 | 0 | 0 | 0 | 0 | 0 | 0 | 0 | 0 | 0 | 0 | 0 | 0 | 0 | 0 | 0 | 0 | 0 | 0 | 0 | 0 | 0 | 0 | 0 | 0 | 0 | 0 | 0 | 0 | 0 | 0 | 0 | 0 | 0 | 0 | 0 | 0 | 5000000 | scaled
299-814AE | 92055.4865 | 90045.9657 | 0 | 2009.5208 | 97.82% | 0% | 2.183% | 51282.4017 | 89722.5023 | 10879.3294 | 479.7581 | 39923.3142 | 19048.782 | 765.4547 | 69908.2656 | 299 | 0.0089936 | 0.0052376 | 0.0029416 | 10235666.087 | 19116.449 | 963.1725 | 71975.865 | 2125561.401 | 107095.3245 | 8003009.3615 | 7784688.5629 | 1651486.4407 | 72827.4638 | 6060374.6584 | 793100.442 | 168381.3653 | 6766.2228 | 617952.8538 |  | 1587 | 299-814AE | 92055.4865 | 40773.0848 | 2332.9843 | 90045.9657 | 38763.564 | 323.4634 | 0 | 0 | 0 | 2009.5208 | 19116.449 | 8237.1196 | 67.667 | 70150.4025 | 8235.6075 | 66.1549 | 0 | 0 | 0 | 1.5121 | 71975.865 | 32052.5508 | 2067.5994 | 70150.4025 | 30227.0883 | 242.1369 | 0 | 0 | 0 | 1825.4625 | 963.1725 | 483.4144 | 197.7178 | 780.6263 | 300.8682 | 15.1716 | 0 | 0 | 0 | 182.5462 | 0.0061788 | 0.0024228 | 0.0001268 | 0 | 0 | 0 | 0.0028148 | 5000000 | scaled
299-815 | 28225.5574 | 25831.5465 | 0 | 2394.0109 | 91.52% | 0% | 8.482% | 16548.4665 | 25568.7222 | 2554.1653 | 909.4668 | 13084.8344 | 3871.6701 | 1872.6061 | 19824.446 | 299 | 0.010153 | 0.0063504 | 0.0034876 | 2779966.6485 | 3907.7406 | 2143.3021 | 22174.5148 | 384877.7295 | 211096.2113 | 2183992.7078 | 1838796.1211 | 283808.1215 | 101056.1377 | 1453931.8619 | 761794.6947 | 115352.5668 | 55792.4396 | 590649.6883 |  | 1588 | 299-815 | 28225.5574 | 11677.0909 | 2656.8352 | 25831.5465 | 9283.08 | 262.8243 | 0 | 0 | 0 | 2394.0109 | 3907.7406 | 1353.5753 | 36.0705 | 19999.7789 | 1351.7739 | 34.2691 | 0 | 0 | 0 | 1.8014 | 22174.5148 | 9089.6804 | 2350.0687 | 19999.7789 | 6914.9445 | 175.3329 | 0 | 0 | 0 | 2174.7359 | 2143.3021 | 1233.8352 | 270.696 | 1925.8285 | 1016.3616 | 53.2224 | 0 | 0 | 0 | 217.4736 | 0.0068236 | 0.0030208 | 0.000158 | 0 | 0 | 0 | 0.0033296 | 5000000 | scaled
299-816 | 0 | 0 | 0 | 0 | 0% | 0% | 0% | 0 | 0 | 0 | 0 | 0 | 0 | 0 | 0 | 299 | 0 | 0 | 0 | 0 | 0 | 0 | 0 | 0 | 0 | 0 | 0 | 0 | 0 | 0 | 0 | 0 | 0 | 0 |  | 1589 | 299-816 | 0 | 0 | 0 | 0 | 0 | 0 | 0 | 0 | 0 | 0 | 0 | 0 | 0 | 0 | 0 | 0 | 0 | 0 | 0 | 0 | 0 | 0 | 0 | 0 | 0 | 0 | 0 | 0 | 0 | 0 | 0 | 0 | 0 | 0 | 0 | 0 | 0 | 0 | 0 | 0 | 0 | 0 | 0 | 0 | 0 | 0 | 0 | 5000000 | scaled
300-483F | 458782.0524 | 456399.3169 | 0 | 2382.7354 | 99.48% | 0% | 0.5194% | 155448.036 | 444052.2568 | 28843.571 | 0 | 126604.465 | 82273.2851 | 0 | 361778.9718 | 300 | 0.018397 | 0.013395 | 0.0038866 | 24937873.1512 | 84569.3632 | 216.4493 | 373996.2398 | 4596910.5398 | 11765.4682 | 20329197.1432 | 22645316.6387 | 4201865.878 | 0 | 18443450.7607 | 3789892.3268 | 702185.1304 | 0 | 3087707.1965 |  | 1590 | 300-483F | 458782.0524 | 303334.0164 | 14729.7955 | 456399.3169 | 300951.2809 | 12347.0601 | 0 | 0 | 0 | 2382.7354 | 84569.3632 | 55725.7922 | 2296.0781 | 371831.7467 | 55723.9993 | 2294.2852 | 0 | 0 | 0 | 1.7929 | 373996.2398 | 247391.7749 | 12217.2681 | 371831.7467 | 245227.2817 | 10052.7749 | 0 | 0 | 0 | 2164.4932 | 216.4493 | 216.4493 | 216.4493 | 0 | 0 | 0 | 0 | 0 | 0 | 216.4493 | 0.015035 | 0.010033 | 0.0005246 | 0 | 0 | 0 | 0.003362 | 5000000 | scaled
300-484F | 754132.3013 | 696898.4187 | 51897.5748 | 5336.3078 | 92.41% | 6.882% | 0.7076% | 350035.2316 | 728094.3298 | 48483.8983 | 30700.2094 | 270851.124 | 101030.1936 | 61955.4424 | 565108.6939 | 300 | 0.039922 | 0.02422 | 0.0088134 | 18890143.3118 | 103580.0942 | 66058.2108 | 584493.9963 | 2594561.7511 | 1654681.8996 | 14640899.6611 | 16684575.0044 | 2311005.1898 | 1463338.2581 | 12910231.5564 | 2954361.7078 | 409946.5178 | 251394.3306 | 2293020.8594 |  | 1591 | 300-484F | 754132.3013 | 404097.0697 | 26037.9715 | 696898.4187 | 369922.2133 | 17210.8174 | 51897.5748 | 28838.5485 | 3490.8462 | 5336.3078 | 103580.0942 | 55096.196 | 2549.9007 | 574682.0392 | 55064.3487 | 2542.5163 | 50.0859 | 27.8318 | 3.369 | 4.0154 | 584493.9963 | 313642.8723 | 19385.3024 | 574682.0392 | 306036.6957 | 14203.8364 | 4964.4185 | 2758.638 | 333.9274 | 4847.5386 | 66058.2108 | 35358.0014 | 4102.7684 | 18690.3866 | 8821.1689 | 464.4647 | 46883.0704 | 26052.0786 | 3153.5498 | 484.7539 | 0.026751 | 0.013459 | 0.0007034 | 0.0056236 | 0.003213 | 0.0005624 | 0.0075476 | 5000000 | scaled
300-486 | 0 | 0 | 0 | 0 | 0% | 0% | 0% | 0 | 0 | 0 | 0 | 0 | 0 | 0 | 0 | 300 | 0 | 0 | 0 | 0 | 0 | 0 | 0 | 0 | 0 | 0 | 0 | 0 | 0 | 0 | 0 | 0 | 0 | 0 |  | 1592 | 300-486 | 0 | 0 | 0 | 0 | 0 | 0 | 0 | 0 | 0 | 0 | 0 | 0 | 0 | 0 | 0 | 0 | 0 | 0 | 0 | 0 | 0 | 0 | 0 | 0 | 0 | 0 | 0 | 0 | 0 | 0 | 0 | 0 | 0 | 0 | 0 | 0 | 0 | 0 | 0 | 0 | 0 | 0 | 0 | 0 | 0 | 0 | 0 | 5000000 | scaled
303-188 | 1835.331 | 0 | 1835.331 | 0 | 0% | 100% | 0% | 291.2822 | 606.7089 | 1.1528 | 255.6121 | 34.5174 | 2.4011 | 532.4119 | 71.8959 | 303 | 0.010743 | 0.010743 | 0.010743 | 170833.3458 | 7.2634 | 1610.5781 | 217.4894 | 676.0848 | 149913.261 | 20244 | 143720.6772 | 568.7845 | 126120.7834 | 17031.1093 | 114360.6339 | 452.5901 | 100356.1423 | 13551.9015 |  | 1593 | 303-188 | 1835.331 | 1544.0487 | 1228.622 | 0 | 0 | 0 | 1835.331 | 1544.0487 | 1228.622 | 0 | 7.2634 | 6.1107 | 4.8624 | 0 | 0 | 0 | 7.2634 | 6.1107 | 4.8624 | 0 | 217.4894 | 182.972 | 145.5935 | 0 | 0 | 0 | 217.4894 | 182.972 | 145.5935 | 0 | 1610.5781 | 1354.966 | 1078.1662 | 0 | 0 | 0 | 1610.5781 | 1354.966 | 1078.1662 | 0 | 0 | 0 | 0 | 0.010743 | 0.010743 | 0.010743 | 0 | 5000000 | scaled
303-189AE | 171003.4457 | 5809.1931 | 160414.7073 | 4779.5452 | 3.397% | 93.81% | 2.795% | 75212.6646 | 155320.5021 | 214.9658 | 68414.689 | 6583.0098 | 398.3763 | 141466.6231 | 13455.5027 | 303 | 0.032667 | 0.01884 | 0.008209 | 5234713.8931 | 418.5195 | 151879.6107 | 18705.3155 | 12811.6131 | 4649299.9296 | 572602.3504 | 5084490.3404 | 14532.0119 | 4624936.8714 | 445021.4571 | 1910457.2518 | 4900.0671 | 1740053.1954 | 165503.9893 |  | 1594 | 303-189AE | 171003.4457 | 95790.7811 | 15682.9436 | 5809.1931 | 2457.5187 | 114.3197 | 160414.7073 | 88553.7172 | 10789.0787 | 4779.5452 | 418.5195 | 203.5538 | 20.1432 | 1003.1286 | 79.3661 | 1.8544 | 218.4504 | 120.5912 | 14.6924 | 3.5965 | 18705.3155 | 12122.3057 | 5249.8128 | 1003.1286 | 405.1852 | 9.4542 | 13360.4153 | 7375.3489 | 898.587 | 4341.7716 | 151879.6107 | 83464.9216 | 10412.9875 | 4609.5919 | 1972.9674 | 103.0111 | 146835.8416 | 81057.7771 | 9875.7992 | 434.1772 | 0.015223 | 0.0059812 | 0.0003118 | 0.010608 | 0.0060222 | 0.0010608 | 0.0068364 | 5000000 | scaled
303-487AE | 106350.1307 | 5298.298 | 99768.9125 | 1282.9203 | 4.982% | 93.81% | 1.206% | 47750.5275 | 98264.4058 | 276.7793 | 42669.1363 | 4804.6119 | 481.4923 | 88260.8539 | 9522.0597 | 303 | 0.016038 | 0.009306 | 0.002949 | 6631134.2262 | 495.4255 | 94592.2096 | 11262.4956 | 30890.7283 | 5898005.3403 | 702238.1576 | 6296970.0417 | 36499.5157 | 5626875.4945 | 633595.0315 | 2741853.1302 | 13434.9877 | 2462725.913 | 265692.2295 |  | 1595 | 303-487AE | 106350.1307 | 58599.6032 | 8085.7249 | 5298.298 | 2221.5644 | 96.3331 | 99768.9125 | 55095.1185 | 6706.4715 | 1282.9203 | 495.4255 | 218.6462 | 13.9332 | 1896.9433 | 149.2765 | 4.6413 | 123.8699 | 68.4044 | 8.3265 | 0.96536 | 11262.4956 | 6457.8837 | 1740.4359 | 1896.9433 | 764.1296 | 23.8086 | 8200.1388 | 4528.3406 | 551.2138 | 1165.4135 | 94592.2096 | 51923.0733 | 6331.3557 | 3030.7645 | 1308.1584 | 67.8832 | 91444.9038 | 50498.3736 | 6146.9312 | 116.5414 | 0.00358 | 0.0014484 | 7.56e-05 | 0.01065 | 0.0060492 | 0.001065 | 0.0018084 | 5000000 | scaled
304-1551 | 0 | 0 | 0 | 0 | 0% | 0% | 0% | 0 | 0 | 0 | 0 | 0 | 0 | 0 | 0 | 304 | 0 | 0 | 0 | 0 | 0 | 0 | 0 | 0 | 0 | 0 | 0 | 0 | 0 | 0 | 0 | 0 | 0 | 0 |  | 1596 | 304-1551 | 0 | 0 | 0 | 0 | 0 | 0 | 0 | 0 | 0 | 0 | 0 | 0 | 0 | 0 | 0 | 0 | 0 | 0 | 0 | 0 | 0 | 0 | 0 | 0 | 0 | 0 | 0 | 0 | 0 | 0 | 0 | 0 | 0 | 0 | 0 | 0 | 0 | 0 | 0 | 0 | 0 | 0 | 0 | 0 | 0 | 0 | 0 | 5000000 | scaled
304-920 | 0 | 0 | 0 | 0 | 0% | 0% | 0% | 0 | 0 | 0 | 0 | 0 | 0 | 0 | 0 | 304 | 0 | 0 | 0 | 0 | 0 | 0 | 0 | 0 | 0 | 0 | 0 | 0 | 0 | 0 | 0 | 0 | 0 | 0 |  | 1597 | 304-920 | 0 | 0 | 0 | 0 | 0 | 0 | 0 | 0 | 0 | 0 | 0 | 0 | 0 | 0 | 0 | 0 | 0 | 0 | 0 | 0 | 0 | 0 | 0 | 0 | 0 | 0 | 0 | 0 | 0 | 0 | 0 | 0 | 0 | 0 | 0 | 0 | 0 | 0 | 0 | 0 | 0 | 0 | 0 | 0 | 0 | 0 | 0 | 5000000 | scaled
304-921AE | 0 | 0 | 0 | 0 | 0% | 0% | 0% | 0 | 0 | 0 | 0 | 0 | 0 | 0 | 0 | 304 | 0 | 0 | 0 | 0 | 0 | 0 | 0 | 0 | 0 | 0 | 0 | 0 | 0 | 0 | 0 | 0 | 0 | 0 |  | 1598 | 304-921AE | 0 | 0 | 0 | 0 | 0 | 0 | 0 | 0 | 0 | 0 | 0 | 0 | 0 | 0 | 0 | 0 | 0 | 0 | 0 | 0 | 0 | 0 | 0 | 0 | 0 | 0 | 0 | 0 | 0 | 0 | 0 | 0 | 0 | 0 | 0 | 0 | 0 | 0 | 0 | 0 | 0 | 0 | 0 | 0 | 0 | 0 | 0 | 5000000 | scaled
304-922AE | 0 | 0 | 0 | 0 | 0% | 0% | 0% | 0 | 0 | 0 | 0 | 0 | 0 | 0 | 0 | 304 | 0 | 0 | 0 | 0 | 0 | 0 | 0 | 0 | 0 | 0 | 0 | 0 | 0 | 0 | 0 | 0 | 0 | 0 |  | 1599 | 304-922AE | 0 | 0 | 0 | 0 | 0 | 0 | 0 | 0 | 0 | 0 | 0 | 0 | 0 | 0 | 0 | 0 | 0 | 0 | 0 | 0 | 0 | 0 | 0 | 0 | 0 | 0 | 0 | 0 | 0 | 0 | 0 | 0 | 0 | 0 | 0 | 0 | 0 | 0 | 0 | 0 | 0 | 0 | 0 | 0 | 0 | 0 | 0 | 5000000 | scaled
304-997 | 0 | 0 | 0 | 0 | 0% | 0% | 0% | 0 | 0 | 0 | 0 | 0 | 0 | 0 | 0 | 304 | 0 | 0 | 0 | 0 | 0 | 0 | 0 | 0 | 0 | 0 | 0 | 0 | 0 | 0 | 0 | 0 | 0 | 0 |  | 1600 | 304-997 | 0 | 0 | 0 | 0 | 0 | 0 | 0 | 0 | 0 | 0 | 0 | 0 | 0 | 0 | 0 | 0 | 0 | 0 | 0 | 0 | 0 | 0 | 0 | 0 | 0 | 0 | 0 | 0 | 0 | 0 | 0 | 0 | 0 | 0 | 0 | 0 | 0 | 0 | 0 | 0 | 0 | 0 | 0 | 0 | 0 | 0 | 0 | 5000000 | scaled
304-998F | 0 | 0 | 0 | 0 | 0% | 0% | 0% | 0 | 0 | 0 | 0 | 0 | 0 | 0 | 0 | 304 | 0 | 0 | 0 | 0 | 0 | 0 | 0 | 0 | 0 | 0 | 0 | 0 | 0 | 0 | 0 | 0 | 0 | 0 |  | 1601 | 304-998F | 0 | 0 | 0 | 0 | 0 | 0 | 0 | 0 | 0 | 0 | 0 | 0 | 0 | 0 | 0 | 0 | 0 | 0 | 0 | 0 | 0 | 0 | 0 | 0 | 0 | 0 | 0 | 0 | 0 | 0 | 0 | 0 | 0 | 0 | 0 | 0 | 0 | 0 | 0 | 0 | 0 | 0 | 0 | 0 | 0 | 0 | 0 | 5000000 | scaled
304-999F | 0 | 0 | 0 | 0 | 0% | 0% | 0% | 0 | 0 | 0 | 0 | 0 | 0 | 0 | 0 | 304 | 0 | 0 | 0 | 0 | 0 | 0 | 0 | 0 | 0 | 0 | 0 | 0 | 0 | 0 | 0 | 0 | 0 | 0 |  | 1602 | 304-999F | 0 | 0 | 0 | 0 | 0 | 0 | 0 | 0 | 0 | 0 | 0 | 0 | 0 | 0 | 0 | 0 | 0 | 0 | 0 | 0 | 0 | 0 | 0 | 0 | 0 | 0 | 0 | 0 | 0 | 0 | 0 | 0 | 0 | 0 | 0 | 0 | 0 | 0 | 0 | 0 | 0 | 0 | 0 | 0 | 0 | 0 | 0 | 5000000 | scaled
305-32R | 4233866.5476 | 4103697.3678 | 124613.0467 | 5556.133 | 96.93% | 2.943% | 0.1312% | 2576134.1205 | 4130413.0741 | 411218.2894 | 49366.8645 | 2115548.9666 | 655046.5751 | 102691.513 | 3372674.9859 | 305 | 0.080233 | 0.045283 | 0.013393 | 52769508.7267 | 669360.9308 | 112293.0267 | 3452212.5901 | 8342692.6861 | 1399583.049 | 43027232.9916 | 36608434.7049 | 5843662.3225 | 701533.2088 | 30063239.1736 | 7724212.9341 | 1224991.0935 | 192041.5946 | 6307180.2461 |  | 1603 | 305-32R | 4233866.5476 | 1657732.4271 | 103453.4735 | 4103697.3678 | 1582412.5475 | 87674.2576 | 124613.0467 | 69763.7465 | 10223.0829 | 5556.133 | 669360.9308 | 258142.6414 | 14314.3557 | 3433244.1541 | 258050.7499 | 14297.3219 | 156.6701 | 87.7107 | 12.853 | 4.1808 | 3452212.5901 | 1336663.6235 | 79537.6041 | 3433244.1541 | 1323822.7036 | 73348.2982 | 13921.2067 | 7793.6906 | 1142.0766 | 5047.2293 | 112293.0267 | 62926.1622 | 9601.5137 | 1253.1338 | 539.094 | 28.6375 | 110535.1699 | 61882.3452 | 9068.1532 | 504.7229 | 0.020612 | 0.0080234 | 0.000418 | 0.051829 | 0.029467 | 0.0051828 | 0.0077926 | 5000000 | scaled
305-35R | 2371785.9811 | 2317507.7248 | 49995.5032 | 4282.7531 | 97.71% | 2.108% | 0.1806% | 1469275.8417 | 2317018.5348 | 235734.7645 | 20986.6159 | 1212554.4613 | 369917.2851 | 43217.3402 | 1903883.9095 | 305 | 0.074138 | 0.041822 | 0.011604 | 31991674.6849 | 377479.3825 | 47354.4178 | 1946952.1808 | 5091605.1036 | 638736.8598 | 26261332.7215 | 21580000.2741 | 3462356.1742 | 308241.083 | 17809403.0169 | 4719866.7908 | 753537.4806 | 88035.588 | 3878293.7223 |  | 1604 | 305-35R | 2371785.9811 | 902510.1395 | 54767.4463 | 2317507.7248 | 870244.1729 | 46378.6517 | 49995.5032 | 27983.2134 | 4106.0415 | 4282.7531 | 377479.3825 | 141744.6181 | 7562.0975 | 1938339.4913 | 141707.6593 | 7553.9246 | 60.2738 | 33.7361 | 4.9502 | 3.2226 | 1946952.1808 | 734397.7195 | 43068.2713 | 1938339.4913 | 727864.1489 | 38789.9626 | 4722.2072 | 2643.0884 | 387.8265 | 3890.4823 | 47354.4178 | 26367.8019 | 4137.0776 | 1752.3474 | 672.3647 | 34.7645 | 45213.0222 | 25306.389 | 3713.2649 | 389.0482 | 0.015845 | 0.0060684 | 0.0003166 | 0.052229 | 0.029689 | 0.0052228 | 0.0060642 | 5000000 | scaled
306-2246 | 131580.9114 | 0 | 131580.9114 | 0 | 0% | 100% | 0% | 11338.2014 | 23616.6642 | 14.8758 | 10322.4275 | 1000.8981 | 30.9852 | 21500.8797 | 2084.7992 | 306 | 0.051741 | 0.051741 | 0.051741 | 2543078.4096 | 172.635 | 119792.7586 | 11615.5178 | 3336.5359 | 2315247.5137 | 224494.3599 | 2323943.7739 | 3049.0298 | 2115744.8486 | 205149.8955 | 2086636.6043 | 2737.6812 | 1899697.7018 | 184201.2213 |  | 1605 | 306-2246 | 131580.9114 | 120242.71 | 107964.2472 | 0 | 0 | 0 | 131580.9114 | 120242.71 | 107964.2472 | 0 | 172.635 | 157.7592 | 141.6498 | 0 | 0 | 0 | 172.635 | 157.7592 | 141.6498 | 0 | 11615.5178 | 10614.6197 | 9530.7185 | 0 | 0 | 0 | 11615.5178 | 10614.6197 | 9530.7185 | 0 | 119792.7586 | 109470.3311 | 98291.8789 | 0 | 0 | 0 | 119792.7586 | 109470.3311 | 98291.8789 | 0 | 0 | 0 | 0 | 0.051741 | 0.051741 | 0.051741 | 0 | 5000000 | scaled
306-2255 | 0 | 0 | 0 | 0 | 0% | 0% | 0% | 0 | 0 | 0 | 0 | 0 | 0 | 0 | 0 | 306 | 0 | 0 | 0 | 0 | 0 | 0 | 0 | 0 | 0 | 0 | 0 | 0 | 0 | 0 | 0 | 0 | 0 | 0 |  | 1606 | 306-2255 | 0 | 0 | 0 | 0 | 0 | 0 | 0 | 0 | 0 | 0 | 0 | 0 | 0 | 0 | 0 | 0 | 0 | 0 | 0 | 0 | 0 | 0 | 0 | 0 | 0 | 0 | 0 | 0 | 0 | 0 | 0 | 0 | 0 | 0 | 0 | 0 | 0 | 0 | 0 | 0 | 0 | 0 | 0 | 0 | 0 | 0 | 0 | 5000000 | scaled
306-2257F | 0 | 0 | 0 | 0 | 0% | 0% | 0% | 0 | 0 | 0 | 0 | 0 | 0 | 0 | 0 | 306 | 0 | 0 | 0 | 0 | 0 | 0 | 0 | 0 | 0 | 0 | 0 | 0 | 0 | 0 | 0 | 0 | 0 | 0 |  | 1607 | 306-2257F | 0 | 0 | 0 | 0 | 0 | 0 | 0 | 0 | 0 | 0 | 0 | 0 | 0 | 0 | 0 | 0 | 0 | 0 | 0 | 0 | 0 | 0 | 0 | 0 | 0 | 0 | 0 | 0 | 0 | 0 | 0 | 0 | 0 | 0 | 0 | 0 | 0 | 0 | 0 | 0 | 0 | 0 | 0 | 0 | 0 | 0 | 0 | 5000000 | scaled
306-2258F | 122043.9607 | 0 | 122043.9607 | 0 | 0% | 100% | 0% | 10482.6242 | 21838.3162 | 16.853 | 9466.5727 | 999.1984 | 35.1097 | 19721.5892 | 2081.6173 | 306 | 0.051719 | 0.051719 | 0.051719 | 2359750.9747 | 196.2116 | 110214.5804 | 11633.1686 | 3793.8012 | 2131026.9039 | 224930.2697 | 2157066.7741 | 3467.9433 | 1947988.3167 | 205610.5142 | 1937501.585 | 3114.9455 | 1749704.9681 | 184681.6714 |  | 1608 | 306-2258F | 122043.9607 | 111561.3365 | 100205.6445 | 0 | 0 | 0 | 122043.9607 | 111561.3365 | 100205.6445 | 0 | 196.2116 | 179.3586 | 161.1019 | 0 | 0 | 0 | 196.2116 | 179.3586 | 161.1019 | 0 | 11633.1686 | 10633.9702 | 9551.5514 | 0 | 0 | 0 | 11633.1686 | 10633.9702 | 9551.5514 | 0 | 110214.5804 | 100748.0077 | 90492.9912 | 0 | 0 | 0 | 110214.5804 | 100748.0077 | 90492.9912 | 0 | 0 | 0 | 0 | 0.051719 | 0.051719 | 0.051719 | 0 | 5000000 | scaled
306-960 | 2984.4414 | 0 | 2984.4414 | 0 | 0% | 100% | 0% | 255.4773 | 532.9893 | 0.17466 | 210.8502 | 44.4524 | 0.36437 | 439.886 | 92.7389 | 306 | 0.052035 | 0.052035 | 0.052035 | 57354.5006 | 2.0403 | 2463.1154 | 519.2857 | 39.21 | 47335.7434 | 9979.5472 | 52444.7796 | 35.8535 | 43283.6588 | 9125.2674 | 47111.6009 | 32.2075 | 38882.0865 | 8197.3069 |  | 1609 | 306-960 | 2984.4414 | 2728.9641 | 2451.4522 | 0 | 0 | 0 | 2984.4414 | 2728.9641 | 2451.4522 | 0 | 2.0403 | 1.8656 | 1.6759 | 0 | 0 | 0 | 2.0403 | 1.8656 | 1.6759 | 0 | 519.2857 | 474.8333 | 426.5469 | 0 | 0 | 0 | 519.2857 | 474.8333 | 426.5469 | 0 | 2463.1154 | 2252.2652 | 2023.2294 | 0 | 0 | 0 | 2463.1154 | 2252.2652 | 2023.2294 | 0 | 0 | 0 | 0 | 0.052035 | 0.052035 | 0.052035 | 0 | 5000000 | scaled
306-961 | 44898.8737 | 16794.6621 | 27934.3957 | 169.8159 | 37.41% | 62.22% | 0.3782% | 22159.1153 | 42417.1956 | 1536.7377 | 11055.4224 | 9566.9552 | 2623.459 | 22828.3421 | 16965.3944 | 306 | 0.052982 | 0.030148 | 0.0054562 | 847436.3685 | 2626.4125 | 24826.5529 | 17445.9082 | 49571.7893 | 468584.6691 | 329279.9101 | 754265.8726 | 52308.441 | 376311.4059 | 325646.0257 | 454836.3531 | 28131.1513 | 244786.5715 | 181918.6303 |  | 1610 | 306-961 | 44898.8737 | 22739.7584 | 2481.6781 | 16794.6621 | 6903.0119 | 16.9465 | 27934.3957 | 15666.9305 | 2294.9157 | 169.8159 | 2626.4125 | 1089.6749 | 2.9535 | 13320.4121 | 1070.2565 | 0 | 34.3954 | 19.2906 | 2.8257 | 0.12778 | 17445.9082 | 7878.953 | 480.5138 | 13320.4121 | 5497.435 | 0 | 3971.2342 | 2227.256 | 326.2518 | 154.262 | 24826.5529 | 13771.1305 | 1998.2108 | 882.3607 | 335.3204 | 16.9465 | 23928.7661 | 13420.3839 | 1965.8381 | 15.4262 | 0.0007012 | 0.0002686 | 1.38e-05 | 0.052043 | 0.029641 | 0.0052042 | 0.0002382 | 5000000 | scaled
307-1492R | 744313.2583 | 688944.1383 | 54550.7998 | 818.3202 | 92.56% | 7.329% | 0.1099% | 443166.1656 | 736665.8486 | 68320.3073 | 22032.9111 | 352812.9472 | 111907.9825 | 46015.9473 | 578741.9189 | 307 | 0.057115 | 0.032341 | 0.0064562 | 13031835.0403 | 112294.6458 | 50181.2602 | 581837.3523 | 1966114.7831 | 878600.3711 | 10187119.886 | 9311619.7016 | 1435517.3489 | 462946.1921 | 7413156.1606 | 1184506.3211 | 179940.0813 | 73990.3723 | 930575.8676 |  | 1611 | 307-1492R | 744313.2583 | 301147.0928 | 7647.4097 | 688944.1383 | 269746.9623 | 2347.2932 | 54550.7998 | 30581.8102 | 4481.7962 | 818.3202 | 112294.6458 | 43974.3386 | 386.6633 | 576236.9364 | 43930.2562 | 379.6775 | 77.5343 | 43.4666 | 6.3701 | 0.61576 | 581837.3523 | 229024.4051 | 3095.4334 | 576236.9364 | 225558.1199 | 1953.0193 | 4857.0482 | 2722.9175 | 399.0464 | 743.3677 | 50181.2602 | 28148.3491 | 4165.3129 | 490.7061 | 258.5862 | 14.5964 | 49616.2173 | 27815.4261 | 4076.3798 | 74.3368 | 0.0038958 | 0.001538 | 8.02e-05 | 0.052048 | 0.029632 | 0.0052048 | 0.0011712 | 5000000 | scaled
307-1538F | 2407233.1842 | 2192285.3193 | 213353.479 | 1594.386 | 91.07% | 8.863% | 0.06623% | 1475350.9721 | 2355244.9982 | 225184.1347 | 84029.2591 | 1166137.5783 | 352130.333 | 174827.9919 | 1828286.6733 | 307 | 0.10098 | 0.057113 | 0.01159 | 23839137.3998 | 357289.9008 | 191913.2532 | 1858030.0302 | 3538287.4798 | 1900541.4353 | 18400308.4847 | 16316578.3392 | 2490413.9046 | 929317.8465 | 12896846.5881 | 4485761.8849 | 670661.79 | 332974.5921 | 3482125.5028 |  | 1612 | 307-1538F | 2407233.1842 | 931882.2121 | 51988.1859 | 2192285.3193 | 810388.0461 | 31533.5064 | 213353.479 | 119899.78 | 18860.2936 | 1594.386 | 357289.9008 | 132105.7661 | 5159.5678 | 1835139.7886 | 131927.2623 | 5130.478 | 315.5005 | 177.3041 | 27.89 | 1.1997 | 1858030.0302 | 691892.4519 | 29743.3569 | 1835139.7886 | 678394.2483 | 26399.5582 | 21441.8905 | 12049.8525 | 1895.4476 | 1448.3511 | 191913.2532 | 107883.9941 | 17085.2612 | 172.3301 | 66.5356 | 3.4702 | 191596.088 | 107672.6234 | 16936.9559 | 144.8351 | 0.0068496 | 0.002696 | 0.0001404 | 0.091866 | 0.052154 | 0.0091866 | 0.0022626 | 5000000 | scaled
307-1539 | 0 | 0 | 0 | 0 | 0% | 0% | 0% | 0 | 0 | 0 | 0 | 0 | 0 | 0 | 0 | 307 | 0 | 0 | 0 | 0 | 0 | 0 | 0 | 0 | 0 | 0 | 0 | 0 | 0 | 0 | 0 | 0 | 0 | 0 |  | 1613 | 307-1539 | 0 | 0 | 0 | 0 | 0 | 0 | 0 | 0 | 0 | 0 | 0 | 0 | 0 | 0 | 0 | 0 | 0 | 0 | 0 | 0 | 0 | 0 | 0 | 0 | 0 | 0 | 0 | 0 | 0 | 0 | 0 | 0 | 0 | 0 | 0 | 0 | 0 | 0 | 0 | 0 | 0 | 0 | 0 | 0 | 0 | 0 | 0 | 5000000 | scaled
307-1684R | 2117857.3694 | 2065519.6984 | 49338.8766 | 2998.7944 | 97.53% | 2.33% | 0.1416% | 1269803.4748 | 2054049.2495 | 203268.2643 | 20078.8664 | 1046456.344 | 327162.7612 | 41733.9884 | 1685152.4999 | 307 | 0.067442 | 0.03812 | 0.009616 | 31402461.4986 | 336410.9481 | 45696.5573 | 1735749.864 | 4988122.4288 | 677564.2221 | 25736774.8477 | 22246954.2129 | 3561259.5639 | 351781.6979 | 18333912.9511 | 6635619.7915 | 1056901.4807 | 134821.9276 | 5443896.3832 |  | 1614 | 307-1684R | 2117857.3694 | 848053.8946 | 63808.1199 | 2065519.6984 | 817393.5581 | 56755.4848 | 49338.8766 | 27661.5421 | 4053.8407 | 2998.7944 | 336410.9481 | 133142.6838 | 9248.1869 | 1728469.5472 | 133113.7632 | 9242.0227 | 47.5598 | 26.6641 | 3.9077 | 2.2565 | 1735749.864 | 689293.52 | 50597.3641 | 1728469.5472 | 684014.9935 | 47498.8874 | 4556.1914 | 2554.4011 | 374.3513 | 2724.1254 | 45696.5573 | 25617.6908 | 3962.5689 | 689.0194 | 264.8014 | 14.5747 | 44735.1254 | 25080.4769 | 3675.5817 | 272.4125 | 0.011162 | 0.004275 | 0.0002238 | 0.052098 | 0.029663 | 0.0052098 | 0.0041824 | 5000000 | scaled
307-234R | 4762848.0442 | 4550698.7421 | 208808.1126 | 3341.1895 | 95.55% | 4.384% | 0.07015% | 2277518.2322 | 4578655.6446 | 356029.3822 | 84654.2014 | 1836834.6486 | 714603.1902 | 176638.0078 | 3687414.4465 | 307 | 0.11001 | 0.063613 | 0.014293 | 43295942.1071 | 741076.5642 | 193811.8154 | 3827959.6645 | 6736643.2277 | 1761816.6826 | 34797482.1968 | 39069281.1889 | 6107442.6746 | 1452185.4328 | 31509653.0814 | 12887256.3167 | 2011349.0055 | 497171.9776 | 10378735.3335 |  | 1615 | 307-234R | 4762848.0442 | 2485329.812 | 184192.3996 | 4550698.7421 | 2364486.5477 | 162392.395 | 208808.1126 | 117502.0748 | 18458.8151 | 3341.1895 | 741076.5642 | 385047.182 | 26473.374 | 3805957.1363 | 384904.2935 | 26448.8079 | 249.4536 | 140.3744 | 22.0519 | 2.5141 | 3827959.6645 | 1991125.0159 | 140545.218 | 3805957.1363 | 1977416.3958 | 135833.327 | 18967.3688 | 10673.4607 | 1676.7316 | 3035.1594 | 193811.8154 | 109157.614 | 17173.8076 | 3917.0093 | 2165.8584 | 110.2601 | 189591.2902 | 106688.2397 | 16760.0316 | 303.5159 | 0.01324 | 0.0065578 | 0.000343 | 0.092019 | 0.052308 | 0.009202 | 0.0047476 | 5000000 | scaled
308-464 | 187214.6683 | 9916.229 | 175118.4103 | 2180.029 | 5.297% | 93.54% | 1.164% | 83847.9336 | 171778.3136 | 590.8215 | 74149.7215 | 9107.3906 | 1051.5171 | 152528.8878 | 18197.9087 | 308 | 0.040091 | 0.022763 | 0.0062048 | 4669789.6349 | 1073.5329 | 164760.3865 | 21380.7489 | 26777.672 | 4109701.1902 | 533310.7727 | 4540957.9835 | 31997.1577 | 4015731.2828 | 493229.5429 | 2487808.586 | 15228.7755 | 2209025.5087 | 263554.3018 |  | 1616 | 308-464 | 187214.6683 | 103366.7348 | 15436.3547 | 9916.229 | 3923.0876 | 115.2499 | 175118.4103 | 97263.6182 | 13141.0758 | 2180.029 | 1073.5329 | 482.7114 | 22.0158 | 3389.9441 | 332.0736 | 0.24467 | 268.2626 | 148.9974 | 20.1307 | 1.6404 | 21380.7489 | 12273.3583 | 3182.8402 | 3389.9441 | 1400.5394 | 1.0452 | 16010.4515 | 8892.4656 | 1201.4417 | 1980.3533 | 164760.3865 | 90610.665 | 12231.4988 | 5722.655 | 2190.4746 | 113.96 | 158839.6962 | 88222.1551 | 11919.5034 | 198.0353 | 0.0072068 | 0.00276 | 0.0001446 | 0.029804 | 0.016923 | 0.0029804 | 0.0030798 | 5000000 | scaled
308-483 | 0 | 0 | 0 | 0 | 0% | 0% | 0% | 0 | 0 | 0 | 0 | 0 | 0 | 0 | 0 | 308 | 0 | 0 | 0 | 0 | 0 | 0 | 0 | 0 | 0 | 0 | 0 | 0 | 0 | 0 | 0 | 0 | 0 | 0 |  | 1617 | 308-483 | 0 | 0 | 0 | 0 | 0 | 0 | 0 | 0 | 0 | 0 | 0 | 0 | 0 | 0 | 0 | 0 | 0 | 0 | 0 | 0 | 0 | 0 | 0 | 0 | 0 | 0 | 0 | 0 | 0 | 0 | 0 | 0 | 0 | 0 | 0 | 0 | 0 | 0 | 0 | 0 | 0 | 0 | 0 | 0 | 0 | 0 | 0 | 5000000 | scaled
308-484AE | 121718.5902 | 10533.5588 | 108033.2691 | 3151.7622 | 8.654% | 88.76% | 2.589% | 54579.765 | 110360.5973 | 1130.8192 | 44922.1783 | 8526.7675 | 1857.513 | 92905.0677 | 15598.0166 | 308 | 0.043365 | 0.024883 | 0.0076214 | 2806852.3357 | 1884.8281 | 100648.2852 | 19185.4769 | 43464.4709 | 2320967.3557 | 442420.5091 | 2698158.803 | 55902.2161 | 2220734.5677 | 421522.0192 | 1490276.4393 | 25083.2988 | 1254562.1981 | 210630.9425 |  | 1618 | 308-484AE | 121718.5902 | 67138.8251 | 11357.9929 | 10533.5588 | 4061.2779 | 99.8159 | 108033.2691 | 59925.785 | 8106.4148 | 3151.7622 | 1884.8281 | 754.0089 | 27.3151 | 7457.268 | 669.1927 | 13.7909 | 148.6298 | 82.4446 | 11.1526 | 2.3716 | 19185.4769 | 10658.7094 | 3587.4603 | 7457.268 | 2878.1635 | 59.1718 | 8865.1265 | 4917.4636 | 665.2061 | 2863.0824 | 100648.2852 | 55726.1069 | 7743.2174 | 1342.4641 | 513.9218 | 26.8532 | 99019.5128 | 54925.8769 | 7430.056 | 286.3082 | 0.0089962 | 0.0034674 | 0.000181 | 0.02992 | 0.016967 | 0.002992 | 0.0044484 | 5000000 | scaled
308-485AE | 157977.2573 | 4383.756 | 152608.2129 | 985.2884 | 2.775% | 96.6% | 0.6237% | 70470.1173 | 145507.1633 | 471.5056 | 62704.2654 | 7294.3462 | 857.1868 | 130019.7199 | 14630.2566 | 308 | 0.034738 | 0.019695 | 0.0044464 | 4547678.5459 | 877.5736 | 140601.5832 | 16498.1005 | 25262.6412 | 4047486.4176 | 474929.4871 | 4443114.4999 | 29728.2523 | 3953480.4504 | 459905.7972 | 2804537.1526 | 16521.6074 | 2506028.7536 | 281986.7916 |  | 1619 | 308-485AE | 157977.2573 | 87507.1401 | 12470.094 | 4383.756 | 1865.8355 | 40.8666 | 152608.2129 | 84656.0161 | 11443.939 | 985.2884 | 877.5736 | 406.068 | 20.3868 | 2899.526 | 294.7124 | 4.6924 | 199.4027 | 110.6142 | 14.953 | 0.7414 | 16498.1005 | 9203.7543 | 1867.8439 | 2899.526 | 1261.7095 | 20.1759 | 12703.5318 | 7047.002 | 952.6253 | 895.0427 | 140601.5832 | 77897.3178 | 10581.8632 | 806.8005 | 309.4136 | 15.9983 | 139705.2784 | 77498.3998 | 10476.3607 | 89.5043 | 0.003508 | 0.0013796 | 7.2e-05 | 0.02984 | 0.016925 | 0.002984 | 0.0013904 | 5000000 | scaled
308-486AE | 164677.8024 | 3924.9147 | 158415.7965 | 2337.0912 | 2.383% | 96.2% | 1.419% | 73315.1339 | 150439.0036 | 511.7042 | 65270.3382 | 7533.0914 | 750.4639 | 135299.9345 | 14388.6052 | 308 | 0.040279 | 0.022982 | 0.00643 | 4088468.8731 | 769.3095 | 146408.071 | 17500.4218 | 19099.7079 | 3634884.8027 | 434484.3625 | 3975470.311 | 27746.8623 | 3539245.9659 | 408477.4827 | 2214432.1559 | 11046.6786 | 1991588.0762 | 211797.4011 |  | 1620 | 308-486AE | 164677.8024 | 91362.6685 | 14238.7988 | 3924.9147 | 1137.8526 | 28.7884 | 158415.7965 | 87887.7247 | 11872.9192 | 2337.0912 | 769.3095 | 257.6053 | 18.8456 | 2246.8615 | 138.0344 | 1.1716 | 212.3541 | 117.8122 | 15.9155 | 1.7586 | 17500.4218 | 9967.3304 | 3111.8167 | 2246.8615 | 559.595 | 4.6823 | 13130.5307 | 7284.7058 | 984.1047 | 2123.0296 | 146408.071 | 81137.7328 | 11108.1365 | 1122.8565 | 440.2231 | 22.9345 | 145072.9116 | 80485.2067 | 10872.899 | 212.303 | 0.0071828 | 0.002781 | 0.0001458 | 0.029791 | 0.016895 | 0.002979 | 0.0033052 | 5000000 | scaled
308-563AE | 95526.3419 | 18507.6595 | 76322.3117 | 696.3706 | 19.37% | 79.9% | 0.729% | 45536.5914 | 88354.5382 | 2605.241 | 31160.6721 | 11770.6783 | 4022.8554 | 64707.5865 | 19624.0962 | 308 | 0.03316 | 0.018883 | 0.0040412 | 2880805.0126 | 4198.4414 | 70004.6728 | 21323.2276 | 126613.1507 | 2111143.4645 | 643048.3973 | 2647397.6315 | 151463.0023 | 1811613.19 | 684321.4392 | 1774671.8037 | 80802.2794 | 1299703.8032 | 394165.7211 |  | 1621 | 308-563AE | 95526.3419 | 49989.7505 | 7171.8037 | 18507.6595 | 6936.0883 | 751.8512 | 76322.3117 | 42357.2917 | 5723.5819 | 696.3706 | 4198.4414 | 1593.2004 | 175.586 | 14212.7542 | 1532.1337 | 166.8811 | 109.0901 | 60.5427 | 8.1809 | 0.524 | 21323.2276 | 9552.5494 | 1699.1314 | 14212.7542 | 5324.8701 | 580.7524 | 6477.8857 | 3595.0915 | 485.7912 | 632.5878 | 70004.6728 | 38844.0007 | 5297.0863 | 206.0781 | 79.0845 | 4.2178 | 69735.336 | 38701.6574 | 5229.6097 | 63.2588 | 0.0021958 | 0.0008874 | 5.88e-05 | 0.029979 | 0.017011 | 0.002998 | 0.0009844 | 5000000 | scaled
309-12 | 0 | 0 | 0 | 0 | 0% | 0% | 0% | 0 | 0 | 0 | 0 | 0 | 0 | 0 | 0 | 309 | 0 | 0 | 0 | 0 | 0 | 0 | 0 | 0 | 0 | 0 | 0 | 0 | 0 | 0 | 0 | 0 | 0 | 0 |  | 1622 | 309-12 | 0 | 0 | 0 | 0 | 0 | 0 | 0 | 0 | 0 | 0 | 0 | 0 | 0 | 0 | 0 | 0 | 0 | 0 | 0 | 0 | 0 | 0 | 0 | 0 | 0 | 0 | 0 | 0 | 0 | 0 | 0 | 0 | 0 | 0 | 0 | 0 | 0 | 0 | 0 | 0 | 0 | 0 | 0 | 0 | 0 | 0 | 0 | 5000000 | scaled
309-13 | 0 | 0 | 0 | 0 | 0% | 0% | 0% | 0 | 0 | 0 | 0 | 0 | 0 | 0 | 0 | 309 | 0 | 0 | 0 | 0 | 0 | 0 | 0 | 0 | 0 | 0 | 0 | 0 | 0 | 0 | 0 | 0 | 0 | 0 |  | 1623 | 309-13 | 0 | 0 | 0 | 0 | 0 | 0 | 0 | 0 | 0 | 0 | 0 | 0 | 0 | 0 | 0 | 0 | 0 | 0 | 0 | 0 | 0 | 0 | 0 | 0 | 0 | 0 | 0 | 0 | 0 | 0 | 0 | 0 | 0 | 0 | 0 | 0 | 0 | 0 | 0 | 0 | 0 | 0 | 0 | 0 | 0 | 0 | 0 | 5000000 | scaled
309-15F | 10194.9475 | 5403.5256 | 0 | 4791.4219 | 53% | 0% | 47% | 3365.3559 | 5317.581 | 121.1042 | 2621.3355 | 622.9163 | 187.7571 | 4163.9591 | 965.8648 | 309 | 0.023995 | 0.013374 | 0.0071236 | 424885.0798 | 191.569 | 4683.8987 | 5319.4798 | 7983.8379 | 195206.3678 | 221694.8742 | 510669.4878 | 18376.7194 | 397769.5304 | 94523.238 | 684677.2057 | 24175.0893 | 536139.9976 | 124362.1188 |  | 1624 | 309-15F | 10194.9475 | 6829.5916 | 4877.3665 | 5403.5256 | 2038.1697 | 85.9447 | 0 | 0 | 0 | 4791.4219 | 191.569 | 70.4648 | 3.8119 | 966.9194 | 66.8594 | 0.20652 | 0 | 0 | 0 | 3.6054 | 5319.4798 | 4696.5635 | 4353.615 | 966.9194 | 344.0031 | 1.0545 | 0 | 0 | 0 | 4352.5605 | 4683.8987 | 2062.5632 | 519.9396 | 4248.6427 | 1627.3072 | 84.6836 | 0 | 0 | 0 | 435.256 | 0.017214 | 0.0065936 | 0.0003434 | 0 | 0 | 0 | 0.0067802 | 5000000 | scaled
310-1191 | 0 | 0 | 0 | 0 | 0% | 0% | 0% | 0 | 0 | 0 | 0 | 0 | 0 | 0 | 0 | 310 | 0 | 0 | 0 | 0 | 0 | 0 | 0 | 0 | 0 | 0 | 0 | 0 | 0 | 0 | 0 | 0 | 0 | 0 |  | 1625 | 310-1191 | 0 | 0 | 0 | 0 | 0 | 0 | 0 | 0 | 0 | 0 | 0 | 0 | 0 | 0 | 0 | 0 | 0 | 0 | 0 | 0 | 0 | 0 | 0 | 0 | 0 | 0 | 0 | 0 | 0 | 0 | 0 | 0 | 0 | 0 | 0 | 0 | 0 | 0 | 0 | 0 | 0 | 0 | 0 | 0 | 0 | 0 | 0 | 5000000 | scaled
310-1192F | 284941.6726 | 5320.1357 | 272715.3833 | 6906.1536 | 1.867% | 95.71% | 2.424% | 125748.2142 | 259967.8703 | 141.7103 | 114536.2591 | 11070.2448 | 293.3656 | 236653.7624 | 23020.7424 | 310 | 0.04251 | 0.025328 | 0.011743 | 6702964.318 | 318.8055 | 253707.659 | 30915.2081 | 7499.5772 | 5968215.7752 | 727248.9656 | 6285325.1515 | 7083.1632 | 5724913.3495 | 553328.6389 | 2126769.3898 | 2399.9923 | 1936039.162 | 188330.2355 |  | 1626 | 310-1192F | 284941.6726 | 159193.4584 | 24973.8022 | 5320.1357 | 2039.5193 | 105.7744 | 272715.3833 | 150247.7855 | 17961.8743 | 6906.1536 | 318.8055 | 177.0953 | 25.44 | 37.619 | 3.1802 | 0.073308 | 306.2414 | 168.7184 | 20.17 | 5.1967 | 30915.2081 | 19844.9633 | 7894.4657 | 37.619 | 16.2257 | 0.37388 | 24603.9919 | 13555.1404 | 1620.4946 | 6273.5972 | 253707.659 | 139171.3999 | 17053.8966 | 5275.1493 | 2020.1134 | 105.3272 | 247805.1499 | 136523.9267 | 16321.2096 | 627.3597 | 0.016381 | 0.0062728 | 0.0003278 | 0.016349 | 0.009275 | 0.0016348 | 0.00978 | 5000000 | scaled
310-1193F | 0 | 0 | 0 | 0 | 0% | 0% | 0% | 0 | 0 | 0 | 0 | 0 | 0 | 0 | 0 | 310 | 0 | 0 | 0 | 0 | 0 | 0 | 0 | 0 | 0 | 0 | 0 | 0 | 0 | 0 | 0 | 0 | 0 | 0 |  | 1627 | 310-1193F | 0 | 0 | 0 | 0 | 0 | 0 | 0 | 0 | 0 | 0 | 0 | 0 | 0 | 0 | 0 | 0 | 0 | 0 | 0 | 0 | 0 | 0 | 0 | 0 | 0 | 0 | 0 | 0 | 0 | 0 | 0 | 0 | 0 | 0 | 0 | 0 | 0 | 0 | 0 | 0 | 0 | 0 | 0 | 0 | 0 | 0 | 0 | 5000000 | scaled
310-1194F | 286.7451 | 83.3551 | 0 | 203.39 | 29.07% | 0% | 70.93% | 51.0096 | 81.5982 | 0.86274 | 45.5411 | 4.6058 | 1.4709 | 72.2871 | 7.8402 | 310 | 0.000692 | 0.0004442 | 0.0002986 | 414371.5137 | 1.6673 | 92.2471 | 192.8307 | 2409.3661 | 133305.069 | 278657.0786 | 530696.7048 | 8975.8712 | 473802.655 | 47918.1786 | 687029.1545 | 12384.3379 | 608632.6838 | 66012.1328 |  | 1628 | 310-1194F | 286.7451 | 235.7355 | 205.1469 | 83.3551 | 32.3455 | 1.7569 | 0 | 0 | 0 | 203.39 | 1.6673 | 0.80454 | 0.1964 | 8.0698 | 0.65149 | 0.043354 | 0 | 0 | 0 | 0.15304 | 192.8307 | 188.2249 | 184.9905 | 8.0698 | 3.464 | 0.22959 | 0 | 0 | 0 | 184.7609 | 92.2471 | 46.7061 | 19.96 | 73.771 | 28.23 | 1.484 | 0 | 0 | 0 | 18.4761 | 0.0004014 | 0.0001536 | 8e-06 | 0 | 0 | 0 | 0.0002906 | 5000000 | scaled
310-32F | 0 | 0 | 0 | 0 | 0% | 0% | 0% | 0 | 0 | 0 | 0 | 0 | 0 | 0 | 0 | 310 | 0 | 0 | 0 | 0 | 0 | 0 | 0 | 0 | 0 | 0 | 0 | 0 | 0 | 0 | 0 | 0 | 0 | 0 |  | 1629 | 310-32F | 0 | 0 | 0 | 0 | 0 | 0 | 0 | 0 | 0 | 0 | 0 | 0 | 0 | 0 | 0 | 0 | 0 | 0 | 0 | 0 | 0 | 0 | 0 | 0 | 0 | 0 | 0 | 0 | 0 | 0 | 0 | 0 | 0 | 0 | 0 | 0 | 0 | 0 | 0 | 0 | 0 | 0 | 0 | 0 | 0 | 0 | 0 | 5000000 | scaled
310-33F | 0 | 0 | 0 | 0 | 0% | 0% | 0% | 0 | 0 | 0 | 0 | 0 | 0 | 0 | 0 | 310 | 0 | 0 | 0 | 0 | 0 | 0 | 0 | 0 | 0 | 0 | 0 | 0 | 0 | 0 | 0 | 0 | 0 | 0 |  | 1630 | 310-33F | 0 | 0 | 0 | 0 | 0 | 0 | 0 | 0 | 0 | 0 | 0 | 0 | 0 | 0 | 0 | 0 | 0 | 0 | 0 | 0 | 0 | 0 | 0 | 0 | 0 | 0 | 0 | 0 | 0 | 0 | 0 | 0 | 0 | 0 | 0 | 0 | 0 | 0 | 0 | 0 | 0 | 0 | 0 | 0 | 0 | 0 | 0 | 5000000 | scaled
310-34 | 0 | 0 | 0 | 0 | 0% | 0% | 0% | 0 | 0 | 0 | 0 | 0 | 0 | 0 | 0 | 310 | 0 | 0 | 0 | 0 | 0 | 0 | 0 | 0 | 0 | 0 | 0 | 0 | 0 | 0 | 0 | 0 | 0 | 0 |  | 1631 | 310-34 | 0 | 0 | 0 | 0 | 0 | 0 | 0 | 0 | 0 | 0 | 0 | 0 | 0 | 0 | 0 | 0 | 0 | 0 | 0 | 0 | 0 | 0 | 0 | 0 | 0 | 0 | 0 | 0 | 0 | 0 | 0 | 0 | 0 | 0 | 0 | 0 | 0 | 0 | 0 | 0 | 0 | 0 | 0 | 0 | 0 | 0 | 0 | 5000000 | scaled
310-35F | 0 | 0 | 0 | 0 | 0% | 0% | 0% | 0 | 0 | 0 | 0 | 0 | 0 | 0 | 0 | 310 | 0 | 0 | 0 | 0 | 0 | 0 | 0 | 0 | 0 | 0 | 0 | 0 | 0 | 0 | 0 | 0 | 0 | 0 |  | 1632 | 310-35F | 0 | 0 | 0 | 0 | 0 | 0 | 0 | 0 | 0 | 0 | 0 | 0 | 0 | 0 | 0 | 0 | 0 | 0 | 0 | 0 | 0 | 0 | 0 | 0 | 0 | 0 | 0 | 0 | 0 | 0 | 0 | 0 | 0 | 0 | 0 | 0 | 0 | 0 | 0 | 0 | 0 | 0 | 0 | 0 | 0 | 0 | 0 | 5000000 | scaled
310-456AE | 0 | 0 | 0 | 0 | 0% | 0% | 0% | 0 | 0 | 0 | 0 | 0 | 0 | 0 | 0 | 310 | 0 | 0 | 0 | 0 | 0 | 0 | 0 | 0 | 0 | 0 | 0 | 0 | 0 | 0 | 0 | 0 | 0 | 0 |  | 1633 | 310-456AE | 0 | 0 | 0 | 0 | 0 | 0 | 0 | 0 | 0 | 0 | 0 | 0 | 0 | 0 | 0 | 0 | 0 | 0 | 0 | 0 | 0 | 0 | 0 | 0 | 0 | 0 | 0 | 0 | 0 | 0 | 0 | 0 | 0 | 0 | 0 | 0 | 0 | 0 | 0 | 0 | 0 | 0 | 0 | 0 | 0 | 0 | 0 | 5000000 | scaled
310-717 | 0 | 0 | 0 | 0 | 0% | 0% | 0% | 0 | 0 | 0 | 0 | 0 | 0 | 0 | 0 | 310 | 0 | 0 | 0 | 0 | 0 | 0 | 0 | 0 | 0 | 0 | 0 | 0 | 0 | 0 | 0 | 0 | 0 | 0 |  | 1634 | 310-717 | 0 | 0 | 0 | 0 | 0 | 0 | 0 | 0 | 0 | 0 | 0 | 0 | 0 | 0 | 0 | 0 | 0 | 0 | 0 | 0 | 0 | 0 | 0 | 0 | 0 | 0 | 0 | 0 | 0 | 0 | 0 | 0 | 0 | 0 | 0 | 0 | 0 | 0 | 0 | 0 | 0 | 0 | 0 | 0 | 0 | 0 | 0 | 5000000 | scaled
310-718F | 818.0206 | 741.9213 | 0 | 76.0993 | 90.7% | 0% | 9.303% | 458.1797 | 727.2564 | 0.15923 | 457.1692 | 0.85129 | 0.16632 | 726.2017 | 0.88841 | 310 | 0.000254 | 0.0001602 | 0.000105 | 3220553.734 | 0.23068 | 747.7354 | 70.0546 | 908.1822 | 2943840.1122 | 275805.4396 | 2246198.1644 | 780.6027 | 2241244.1789 | 4173.3828 | 864421.2975 | 197.691 | 863167.6312 | 1055.9754 |  | 1635 | 310-718F | 818.0206 | 359.8409 | 90.7642 | 741.9213 | 283.7416 | 14.6649 | 0 | 0 | 0 | 76.0993 | 0.23068 | 0.071451 | 0.064357 | 0.92545 | 0.014189 | 0.0070943 | 0 | 0 | 0 | 0.057262 | 70.0546 | 69.2033 | 69.1662 | 0.92545 | 0.074162 | 0.037034 | 0 | 0 | 0 | 69.1291 | 747.7354 | 290.5662 | 21.5337 | 740.8225 | 283.6533 | 14.6208 | 0 | 0 | 0 | 6.9129 | 0.000152 | 5.82e-05 | 3e-06 | 0 | 0 | 0 | 0.000102 | 5000000 | scaled
310-719F | 124514.6895 | 2817.8482 | 119524.2441 | 2172.5971 | 2.263% | 95.99% | 1.745% | 55363.7466 | 114308.6118 | 85.598 | 50605.8848 | 4672.2638 | 167.0219 | 104480.1105 | 9661.4794 | 310 | 0.025632 | 0.014786 | 0.0048768 | 4857782.8289 | 178.0049 | 112023.7743 | 12312.9104 | 6944.6337 | 4370465.5997 | 480372.5956 | 4676658.4774 | 7230.5907 | 4274754.7771 | 394673.1096 | 2092781.6806 | 3057.8658 | 1912839.7926 | 176884.0222 |  | 1636 | 310-719F | 124514.6895 | 69150.9429 | 10206.0777 | 2817.8482 | 1080.905 | 52.9297 | 119524.2441 | 65897.4408 | 7980.5509 | 2172.5971 | 178.0049 | 92.4069 | 10.9829 | 207.2771 | 15.7073 | 0.25737 | 136.1518 | 75.0648 | 9.0908 | 1.6348 | 12312.9104 | 7640.6466 | 2651.431 | 207.2771 | 80.9399 | 1.3202 | 10132.0311 | 5586.1045 | 676.5087 | 1973.6021 | 112023.7743 | 61417.8895 | 7543.6638 | 2570.3529 | 984.2577 | 51.3521 | 109256.0611 | 60236.2715 | 7294.9514 | 197.3602 | 0.0059446 | 0.0022766 | 0.0001188 | 0.016588 | 0.0094106 | 0.0016588 | 0.0030992 | 5000000 | scaled
310-9R | 7880.5398 | 6733.5913 | 0 | 1146.9486 | 85.45% | 0% | 14.55% | 3735.4216 | 6576.7581 | 3.1583 | 3715.7959 | 16.4674 | 3.7392 | 6553.5063 | 19.5126 | 310 | 0.0044784 | 0.0028184 | 0.0016992 | 1759677.5298 | 4.6058 | 6814.5062 | 1061.4278 | 1028.4495 | 1521638.5853 | 237010.495 | 1470734.5382 | 1243.4969 | 1463007.3788 | 6483.6625 | 767291.5439 | 436.244 | 764578.8236 | 2276.4764 |  | 1637 | 310-9R | 7880.5398 | 4145.1182 | 1303.7818 | 6733.5913 | 2998.1696 | 156.8332 | 0 | 0 | 0 | 1146.9486 | 4.6058 | 1.4475 | 0.86659 | 19.5318 | 0.58449 | 0.0035471 | 0 | 0 | 0 | 0.86304 | 1061.4278 | 1044.9604 | 1041.9152 | 19.5318 | 3.0644 | 0.019269 | 0 | 0 | 0 | 1041.896 | 6814.5062 | 3098.7103 | 261 | 6710.3166 | 2994.5207 | 156.8104 | 0 | 0 | 0 | 104.1896 | 0.0028414 | 0.0011814 | 6.22e-05 | 0 | 0 | 0 | 0.001637 | 5000000 | scaled
311-1160 | 0 | 0 | 0 | 0 | 0% | 0% | 0% | 0 | 0 | 0 | 0 | 0 | 0 | 0 | 0 | 311 | 0 | 0 | 0 | 0 | 0 | 0 | 0 | 0 | 0 | 0 | 0 | 0 | 0 | 0 | 0 | 0 | 0 | 0 |  | 1638 | 311-1160 | 0 | 0 | 0 | 0 | 0 | 0 | 0 | 0 | 0 | 0 | 0 | 0 | 0 | 0 | 0 | 0 | 0 | 0 | 0 | 0 | 0 | 0 | 0 | 0 | 0 | 0 | 0 | 0 | 0 | 0 | 0 | 0 | 0 | 0 | 0 | 0 | 0 | 0 | 0 | 0 | 0 | 0 | 0 | 0 | 0 | 0 | 0 | 5000000 | scaled
311-1161F | 0 | 0 | 0 | 0 | 0% | 0% | 0% | 0 | 0 | 0 | 0 | 0 | 0 | 0 | 0 | 311 | 0 | 0 | 0 | 0 | 0 | 0 | 0 | 0 | 0 | 0 | 0 | 0 | 0 | 0 | 0 | 0 | 0 | 0 |  | 1639 | 311-1161F | 0 | 0 | 0 | 0 | 0 | 0 | 0 | 0 | 0 | 0 | 0 | 0 | 0 | 0 | 0 | 0 | 0 | 0 | 0 | 0 | 0 | 0 | 0 | 0 | 0 | 0 | 0 | 0 | 0 | 0 | 0 | 0 | 0 | 0 | 0 | 0 | 0 | 0 | 0 | 0 | 0 | 0 | 0 | 0 | 0 | 0 | 0 | 5000000 | scaled
311-1162F | 0 | 0 | 0 | 0 | 0% | 0% | 0% | 0 | 0 | 0 | 0 | 0 | 0 | 0 | 0 | 311 | 0 | 0 | 0 | 0 | 0 | 0 | 0 | 0 | 0 | 0 | 0 | 0 | 0 | 0 | 0 | 0 | 0 | 0 |  | 1640 | 311-1162F | 0 | 0 | 0 | 0 | 0 | 0 | 0 | 0 | 0 | 0 | 0 | 0 | 0 | 0 | 0 | 0 | 0 | 0 | 0 | 0 | 0 | 0 | 0 | 0 | 0 | 0 | 0 | 0 | 0 | 0 | 0 | 0 | 0 | 0 | 0 | 0 | 0 | 0 | 0 | 0 | 0 | 0 | 0 | 0 | 0 | 0 | 0 | 5000000 | scaled
311-1163F | 46195.0999 | 39123.9482 | 6818.2707 | 252.881 | 84.69% | 14.76% | 0.5474% | 21858.6455 | 44533.0875 | 2377.6758 | 6950.6791 | 12530.2905 | 4994.2454 | 13228.8696 | 26309.9725 | 311 | 0.018623 | 0.010551 | 0.00207 | 2480566.8244 | 5120.8301 | 13836.6139 | 27237.6559 | 274976.3787 | 742993.2067 | 1462597.239 | 2306466.8581 | 250886.108 | 733417.4078 | 1322163.3423 | 802904.4999 | 90043.2098 | 238508.4787 | 474352.8114 |  | 1641 | 311-1163F | 46195.0999 | 24336.4544 | 1662.0123 | 39123.9482 | 20320.9215 | 954.2414 | 6818.2707 | 3762.652 | 454.8899 | 252.881 | 5120.8301 | 2743.1543 | 126.5847 | 26197.1058 | 2735.8268 | 125.5315 | 12.9333 | 7.1372 | 0.86286 | 0.19028 | 27237.6559 | 14707.3654 | 927.6834 | 26197.1058 | 14030.1906 | 643.8689 | 810.8313 | 447.456 | 54.0957 | 229.7188 | 13836.6139 | 6885.9347 | 607.7442 | 7819.136 | 3554.9041 | 184.841 | 5994.5061 | 3308.0588 | 399.9314 | 22.9719 | 0.0015204 | 0.0006846 | 3.58e-05 | 0.016742 | 0.0095068 | 0.0016742 | 0.00036 | 5000000 | scaled
311-1199 | 15605.6232 | 7706.5535 | 7504.4728 | 394.5969 | 49.38% | 48.09% | 2.529% | 8525.4842 | 14586.051 | 749.4857 | 3652.506 | 4123.4925 | 1093.3466 | 7313.0717 | 6179.6327 | 311 | 0.018336 | 0.010455 | 0.0022448 | 851101.2985 | 1111.7103 | 7824.3154 | 6669.5975 | 60630.586 | 426723.426 | 363747.2865 | 677201.2425 | 59533.5827 | 290127.9929 | 327539.6668 | 454192.8817 | 34045.5594 | 227720.6564 | 192426.666 |  | 1642 | 311-1199 | 15605.6232 | 7080.139 | 1019.5722 | 7706.5535 | 2547.5158 | 124.3412 | 7504.4728 | 4138.0263 | 500.634 | 394.5969 | 1111.7103 | 362.2246 | 18.3636 | 5668.0454 | 355.0966 | 17.2403 | 12.3886 | 6.8312 | 0.82646 | 0.29692 | 6669.5975 | 2546.105 | 489.9648 | 5668.0454 | 1833.0413 | 88.6083 | 643.0976 | 354.6091 | 42.902 | 358.4545 | 7824.3154 | 4171.8094 | 511.2437 | 939.4833 | 359.3779 | 18.4926 | 6848.9867 | 3776.586 | 456.9056 | 35.8455 | 0.0010032 | 0.0003844 | 2.04e-05 | 0.016787 | 0.0095248 | 0.0016786 | 0.0005458 | 5000000 | scaled
311-14R | 278651.9529 | 45363.8342 | 232869.7624 | 418.3563 | 16.28% | 83.57% | 0.1501% | 131625.4847 | 261477.3588 | 3785.4133 | 100367.609 | 27472.4624 | 6159.3353 | 206938.0095 | 48380.0141 | 311 | 0.018935 | 0.010721 | 0.0022962 | 14715926.4084 | 6346.4534 | 221385.4382 | 50920.0613 | 335163.4194 | 11691616.6673 | 2689146.3218 | 13714132.1743 | 394404.3084 | 10457356.7903 | 2862371.0757 | 7479572.3709 | 176188.0806 | 5919471.6711 | 1383912.6193 |  | 1643 | 311-14R | 278651.9529 | 147026.4682 | 17174.5941 | 45363.8342 | 18031.4547 | 1203.9877 | 232869.7624 | 128576.6571 | 15552.25 | 418.3563 | 6346.4534 | 2561.0401 | 187.1181 | 31038.6706 | 2398.1388 | 167.1373 | 294.4663 | 162.5865 | 19.666 | 0.3148 | 50920.0613 | 23447.5989 | 2540.0472 | 31038.6706 | 12300.0886 | 857.608 | 19501.3529 | 10767.4725 | 1302.4015 | 380.0377 | 221385.4382 | 121017.8292 | 14447.4288 | 8273.4912 | 3333.2273 | 179.2424 | 213073.9432 | 117646.5981 | 14230.1826 | 38.0038 | 0.0017894 | 0.00072 | 3.78e-05 | 0.016542 | 0.0093966 | 0.0016542 | 0.0006042 | 5000000 | scaled
311-43 | 159858.0503 | 3739.0789 | 153156.7623 | 2962.2091 | 2.339% | 95.81% | 1.853% | 70870.7616 | 146625.9417 | 256.7988 | 62978.58 | 7635.3828 | 461.1377 | 130638.0968 | 15526.7072 | 311 | 0.027937 | 0.016408 | 0.0059446 | 5722049.8234 | 476.514 | 140155.4597 | 19226.0766 | 17056.6126 | 5016804.1069 | 688189.1039 | 5423276.4126 | 19651.1369 | 4819339.3058 | 584285.9699 | 2225903.9587 | 7000.4542 | 1983195.1529 | 235708.3516 |  | 1644 | 311-43 | 159858.0503 | 88987.2887 | 13232.1087 | 3739.0789 | 1470.0511 | 43.8047 | 153156.7623 | 84555.0285 | 10226.0949 | 2962.2091 | 476.514 | 219.7152 | 15.3763 | 1471.2096 | 113.1207 | 0.52537 | 189.04 | 104.3655 | 12.622 | 2.229 | 19226.0766 | 11590.6938 | 3699.3694 | 1471.2096 | 583.259 | 2.6746 | 15063.976 | 8316.5438 | 1005.8038 | 2690.891 | 140155.4597 | 77176.8797 | 9517.3629 | 1982.6243 | 773.6714 | 40.6047 | 137903.7463 | 76134.1192 | 9207.6692 | 269.0891 | 0.0070966 | 0.0027876 | 0.0001454 | 0.016713 | 0.0094928 | 0.0016712 | 0.004128 | 5000000 | scaled
312-1178 | 0 | 0 | 0 | 0 | 0% | 0% | 0% | 0 | 0 | 0 | 0 | 0 | 0 | 0 | 0 | 312 | 0 | 0 | 0 | 0 | 0 | 0 | 0 | 0 | 0 | 0 | 0 | 0 | 0 | 0 | 0 | 0 | 0 | 0 |  | 1645 | 312-1178 | 0 | 0 | 0 | 0 | 0 | 0 | 0 | 0 | 0 | 0 | 0 | 0 | 0 | 0 | 0 | 0 | 0 | 0 | 0 | 0 | 0 | 0 | 0 | 0 | 0 | 0 | 0 | 0 | 0 | 0 | 0 | 0 | 0 | 0 | 0 | 0 | 0 | 0 | 0 | 0 | 0 | 0 | 0 | 0 | 0 | 0 | 0 | 5000000 | scaled
312-1179 | 0 | 0 | 0 | 0 | 0% | 0% | 0% | 0 | 0 | 0 | 0 | 0 | 0 | 0 | 0 | 312 | 0 | 0 | 0 | 0 | 0 | 0 | 0 | 0 | 0 | 0 | 0 | 0 | 0 | 0 | 0 | 0 | 0 | 0 |  | 1646 | 312-1179 | 0 | 0 | 0 | 0 | 0 | 0 | 0 | 0 | 0 | 0 | 0 | 0 | 0 | 0 | 0 | 0 | 0 | 0 | 0 | 0 | 0 | 0 | 0 | 0 | 0 | 0 | 0 | 0 | 0 | 0 | 0 | 0 | 0 | 0 | 0 | 0 | 0 | 0 | 0 | 0 | 0 | 0 | 0 | 0 | 0 | 0 | 0 | 5000000 | scaled
312-14F | 202123.6211 | 305.923 | 201292.1779 | 525.5203 | 0.1514% | 99.59% | 0.26% | 90448.4529 | 188153.4611 | 139.3949 | 81435.893 | 8873.165 | 266.3336 | 169532.5844 | 18354.5431 | 312 | 0.018868 | 0.010777 | 0.0024504 | 10712509.069 | 284.198 | 181702.3451 | 20137.078 | 15062.4342 | 9630185.768 | 1067260.8668 | 10362745.9687 | 15970.5745 | 9330170.3331 | 1016605.0612 | 5701175.3148 | 8070.086 | 5136950.3368 | 556154.892 |  | 1647 | 312-14F | 202123.6211 | 111675.1682 | 13970.16 | 305.923 | 65.2075 | 3.4088 | 201292.1779 | 111084.4404 | 13441.231 | 525.5203 | 284.198 | 144.8031 | 17.8644 | 114.143 | 0.03626 | 0 | 261.6104 | 144.3714 | 17.469 | 0.39544 | 20137.078 | 11263.913 | 1782.535 | 114.143 | 0.18442 | 0 | 19545.5488 | 10786.3424 | 1305.1488 | 477.3862 | 181702.3451 | 100266.4521 | 12169.7606 | 169.5877 | 64.9868 | 3.4088 | 181485.0188 | 100153.7266 | 12118.6132 | 47.7386 | 0.001414 | 0.0005416 | 2.82e-05 | 0.016702 | 0.009483 | 0.0016702 | 0.000752 | 5000000 | scaled
312-15F | 0 | 0 | 0 | 0 | 0% | 0% | 0% | 0 | 0 | 0 | 0 | 0 | 0 | 0 | 0 | 312 | 0 | 0 | 0 | 0 | 0 | 0 | 0 | 0 | 0 | 0 | 0 | 0 | 0 | 0 | 0 | 0 | 0 | 0 |  | 1648 | 312-15F | 0 | 0 | 0 | 0 | 0 | 0 | 0 | 0 | 0 | 0 | 0 | 0 | 0 | 0 | 0 | 0 | 0 | 0 | 0 | 0 | 0 | 0 | 0 | 0 | 0 | 0 | 0 | 0 | 0 | 0 | 0 | 0 | 0 | 0 | 0 | 0 | 0 | 0 | 0 | 0 | 0 | 0 | 0 | 0 | 0 | 0 | 0 | 5000000 | scaled
312-16 | 0 | 0 | 0 | 0 | 0% | 0% | 0% | 0 | 0 | 0 | 0 | 0 | 0 | 0 | 0 | 312 | 0 | 0 | 0 | 0 | 0 | 0 | 0 | 0 | 0 | 0 | 0 | 0 | 0 | 0 | 0 | 0 | 0 | 0 |  | 1649 | 312-16 | 0 | 0 | 0 | 0 | 0 | 0 | 0 | 0 | 0 | 0 | 0 | 0 | 0 | 0 | 0 | 0 | 0 | 0 | 0 | 0 | 0 | 0 | 0 | 0 | 0 | 0 | 0 | 0 | 0 | 0 | 0 | 0 | 0 | 0 | 0 | 0 | 0 | 0 | 0 | 0 | 0 | 0 | 0 | 0 | 0 | 0 | 0 | 5000000 | scaled
312-25 | 0 | 0 | 0 | 0 | 0% | 0% | 0% | 0 | 0 | 0 | 0 | 0 | 0 | 0 | 0 | 312 | 0 | 0 | 0 | 0 | 0 | 0 | 0 | 0 | 0 | 0 | 0 | 0 | 0 | 0 | 0 | 0 | 0 | 0 |  | 1650 | 312-25 | 0 | 0 | 0 | 0 | 0 | 0 | 0 | 0 | 0 | 0 | 0 | 0 | 0 | 0 | 0 | 0 | 0 | 0 | 0 | 0 | 0 | 0 | 0 | 0 | 0 | 0 | 0 | 0 | 0 | 0 | 0 | 0 | 0 | 0 | 0 | 0 | 0 | 0 | 0 | 0 | 0 | 0 | 0 | 0 | 0 | 0 | 0 | 5000000 | scaled
312-26F | 0 | 0 | 0 | 0 | 0% | 0% | 0% | 0 | 0 | 0 | 0 | 0 | 0 | 0 | 0 | 312 | 0 | 0 | 0 | 0 | 0 | 0 | 0 | 0 | 0 | 0 | 0 | 0 | 0 | 0 | 0 | 0 | 0 | 0 |  | 1651 | 312-26F | 0 | 0 | 0 | 0 | 0 | 0 | 0 | 0 | 0 | 0 | 0 | 0 | 0 | 0 | 0 | 0 | 0 | 0 | 0 | 0 | 0 | 0 | 0 | 0 | 0 | 0 | 0 | 0 | 0 | 0 | 0 | 0 | 0 | 0 | 0 | 0 | 0 | 0 | 0 | 0 | 0 | 0 | 0 | 0 | 0 | 0 | 0 | 5000000 | scaled
312-27F | 0 | 0 | 0 | 0 | 0% | 0% | 0% | 0 | 0 | 0 | 0 | 0 | 0 | 0 | 0 | 312 | 0 | 0 | 0 | 0 | 0 | 0 | 0 | 0 | 0 | 0 | 0 | 0 | 0 | 0 | 0 | 0 | 0 | 0 |  | 1652 | 312-27F | 0 | 0 | 0 | 0 | 0 | 0 | 0 | 0 | 0 | 0 | 0 | 0 | 0 | 0 | 0 | 0 | 0 | 0 | 0 | 0 | 0 | 0 | 0 | 0 | 0 | 0 | 0 | 0 | 0 | 0 | 0 | 0 | 0 | 0 | 0 | 0 | 0 | 0 | 0 | 0 | 0 | 0 | 0 | 0 | 0 | 0 | 0 | 5000000 | scaled
312-40F | 9416.2866 | 7.1797 | 9331.4831 | 77.6238 | 0.07625% | 99.1% | 0.8244% | 4183.3939 | 8715.5891 | 7.5831 | 3790.8148 | 384.996 | 15.7421 | 7897.9051 | 801.9418 | 312 | 0.017172 | 0.0097718 | 0.0017942 | 548338.4123 | 16.892 | 8469.746 | 929.6485 | 983.6725 | 493218.5394 | 54136.2004 | 535509.5951 | 970.702 | 485256.171 | 49282.7221 | 390534.7731 | 705.3863 | 353895.3669 | 35934.02 |  | 1653 | 312-40F | 9416.2866 | 5232.8927 | 700.6975 | 7.1797 | 2.98 | 0.082915 | 9331.4831 | 5152.2888 | 622.9907 | 77.6238 | 16.892 | 9.3089 | 1.1499 | 2.4725 | 0.22386 | 0 | 16.3484 | 9.0266 | 1.0915 | 0.058409 | 929.6485 | 544.6525 | 127.7067 | 2.4725 | 1.1408 | 0 | 856.662 | 472.9977 | 57.1927 | 70.514 | 8469.746 | 4678.9312 | 571.8409 | 4.222 | 1.6154 | 0.082915 | 8458.4726 | 4670.2645 | 564.7066 | 7.0514 | 0.0001432 | 5.48e-05 | 2.8e-06 | 0.016931 | 0.0096186 | 0.001693 | 9.84e-05 | 5000000 | scaled
312-41F | 540.9913 | 0 | 540.9913 | 0 | 0% | 100% | 0% | 86.4665 | 179.9057 | 1.1217 | 67.7108 | 17.634 | 2.334 | 140.8818 | 36.6899 | 312 | 0.016959 | 0.016959 | 0.016959 | 31899.1984 | 7.0184 | 423.6432 | 110.3297 | 413.8351 | 24979.8469 | 6505.5164 | 26800.755 | 347.6919 | 20987.3222 | 5465.7409 | 21291.1751 | 276.2149 | 16672.842 | 4342.1182 |  | 1654 | 312-41F | 540.9913 | 454.5247 | 361.0856 | 0 | 0 | 0 | 540.9913 | 454.5247 | 361.0856 | 0 | 7.0184 | 5.8966 | 4.6844 | 0 | 0 | 0 | 7.0184 | 5.8966 | 4.6844 | 0 | 110.3297 | 92.6957 | 73.6397 | 0 | 0 | 0 | 110.3297 | 92.6957 | 73.6397 | 0 | 423.6432 | 355.9324 | 282.7614 | 0 | 0 | 0 | 423.6432 | 355.9324 | 282.7614 | 0 | 0 | 0 | 0 | 0.016959 | 0.016959 | 0.016959 | 0 | 5000000 | scaled
312-42 | 0 | 0 | 0 | 0 | 0% | 0% | 0% | 0 | 0 | 0 | 0 | 0 | 0 | 0 | 0 | 312 | 0 | 0 | 0 | 0 | 0 | 0 | 0 | 0 | 0 | 0 | 0 | 0 | 0 | 0 | 0 | 0 | 0 | 0 |  | 1655 | 312-42 | 0 | 0 | 0 | 0 | 0 | 0 | 0 | 0 | 0 | 0 | 0 | 0 | 0 | 0 | 0 | 0 | 0 | 0 | 0 | 0 | 0 | 0 | 0 | 0 | 0 | 0 | 0 | 0 | 0 | 0 | 0 | 0 | 0 | 0 | 0 | 0 | 0 | 0 | 0 | 0 | 0 | 0 | 0 | 0 | 0 | 0 | 0 | 5000000 | scaled
313-547 | 0 | 0 | 0 | 0 | 0% | 0% | 0% | 0 | 0 | 0 | 0 | 0 | 0 | 0 | 0 | 313 | 0 | 0 | 0 | 0 | 0 | 0 | 0 | 0 | 0 | 0 | 0 | 0 | 0 | 0 | 0 | 0 | 0 | 0 |  | 1656 | 313-547 | 0 | 0 | 0 | 0 | 0 | 0 | 0 | 0 | 0 | 0 | 0 | 0 | 0 | 0 | 0 | 0 | 0 | 0 | 0 | 0 | 0 | 0 | 0 | 0 | 0 | 0 | 0 | 0 | 0 | 0 | 0 | 0 | 0 | 0 | 0 | 0 | 0 | 0 | 0 | 0 | 0 | 0 | 0 | 0 | 0 | 0 | 0 | 5000000 | scaled
313-548AE | 14293.5479 | 1320.3495 | 12870.4475 | 102.7509 | 9.237% | 90.04% | 0.7189% | 6149.5746 | 13331.7389 | 69.866 | 4575.3049 | 1504.4038 | 231.5681 | 9525.6977 | 3574.4731 | 313 | 0.017367 | 0.0098846 | 0.0018502 | 823029.1852 | 232.8979 | 10215.6386 | 3845.0113 | 13410.3707 | 588221.2609 | 221397.5537 | 823905.1879 | 9360.4776 | 612988.3202 | 201556.3901 | 519840.5112 | 9029.4669 | 371432.6839 | 139378.3603 |  | 1657 | 313-548AE | 14293.5479 | 8143.9732 | 961.8089 | 1320.3495 | 938.3404 | 0.20062 | 12870.4475 | 7102.8819 | 858.8574 | 102.7509 | 232.8979 | 163.0319 | 1.3298 | 1096.2535 | 152.5966 | 0 | 18.7688 | 10.358 | 1.2525 | 0.077317 | 3845.0113 | 2340.6076 | 270.5382 | 1096.2535 | 781.8083 | 0 | 2655.4182 | 1465.4597 | 177.1986 | 93.3396 | 10215.6386 | 5640.3338 | 689.9409 | 10.0442 | 3.9356 | 0.20062 | 10196.2605 | 5627.0642 | 680.4063 | 9.334 | 0.0002144 | 8.22e-05 | 4.4e-06 | 0.017008 | 0.0096574 | 0.0017008 | 0.000145 | 5000000 | scaled
313-549AE | 1261.9352 | 0 | 1261.9352 | 0 | 0% | 100% | 0% | 201.3067 | 419.5721 | 1.5565 | 158.4778 | 41.2725 | 3.2442 | 330.3061 | 86.0218 | 313 | 0.017045 | 0.017045 | 0.017045 | 74037.2454 | 9.7574 | 993.4524 | 258.7254 | 572.4635 | 58285.4638 | 15179.3181 | 62226.6585 | 481.1429 | 48987.6363 | 12757.8794 | 49421.1148 | 382.1291 | 38906.5339 | 10132.4518 |  | 1658 | 313-549AE | 1261.9352 | 1060.6285 | 842.3631 | 0 | 0 | 0 | 1261.9352 | 1060.6285 | 842.3631 | 0 | 9.7574 | 8.2009 | 6.5132 | 0 | 0 | 0 | 9.7574 | 8.2009 | 6.5132 | 0 | 258.7254 | 217.453 | 172.7036 | 0 | 0 | 0 | 258.7254 | 217.453 | 172.7036 | 0 | 993.4524 | 834.9747 | 663.1463 | 0 | 0 | 0 | 993.4524 | 834.9747 | 663.1463 | 0 | 0 | 0 | 0 | 0.017045 | 0.017045 | 0.017045 | 0 | 5000000 | scaled
313-550AE | 63029.281 | 22186.3268 | 39827.3336 | 1015.6206 | 35.2% | 63.19% | 1.611% | 31768.2669 | 59159.0681 | 2270.5103 | 14792.6967 | 14705.0599 | 3595.9153 | 30742.2171 | 24820.9357 | 313 | 0.021034 | 0.012082 | 0.003182 | 2996514.2947 | 3631.0496 | 33021.452 | 26376.7794 | 172625.988 | 1569893.4134 | 1253994.8933 | 2587446.7421 | 184927.4463 | 1204828.55 | 1197690.7459 | 1216283.1154 | 73930.3575 | 632045.7842 | 510306.9737 |  | 1659 | 313-550AE | 63029.281 | 31261.014 | 3870.2129 | 22186.3268 | 8265.9742 | 197.2195 | 39827.3336 | 21979.4193 | 2657.3728 | 1015.6206 | 3631.0496 | 1360.5393 | 35.1343 | 18384.8622 | 1336.2092 | 31.5209 | 42.702 | 23.5658 | 2.8492 | 0.76422 | 26376.7794 | 11671.7195 | 1555.8437 | 18384.8622 | 6847.7931 | 161.5654 | 7069.3205 | 3901.3297 | 471.6816 | 922.5967 | 33021.452 | 18228.7553 | 2279.2349 | 213.8813 | 81.9719 | 4.1332 | 32715.3111 | 18054.5238 | 2182.842 | 92.2597 | 0.002596 | 0.000994 | 5.2e-05 | 0.017009 | 0.0096586 | 0.0017008 | 0.0014292 | 5000000 | scaled
313-919 | 0 | 0 | 0 | 0 | 0% | 0% | 0% | 0 | 0 | 0 | 0 | 0 | 0 | 0 | 0 | 313 | 0 | 0 | 0 | 0 | 0 | 0 | 0 | 0 | 0 | 0 | 0 | 0 | 0 | 0 | 0 | 0 | 0 | 0 |  | 1660 | 313-919 | 0 | 0 | 0 | 0 | 0 | 0 | 0 | 0 | 0 | 0 | 0 | 0 | 0 | 0 | 0 | 0 | 0 | 0 | 0 | 0 | 0 | 0 | 0 | 0 | 0 | 0 | 0 | 0 | 0 | 0 | 0 | 0 | 0 | 0 | 0 | 0 | 0 | 0 | 0 | 0 | 0 | 0 | 0 | 0 | 0 | 0 | 0 | 5000000 | scaled
313-920F | 25989.7712 | 644.0418 | 24674.485 | 671.2444 | 2.478% | 94.94% | 2.583% | 11428.2435 | 23669.54 | 67.5783 | 9127.4001 | 2233.2651 | 120.0685 | 19001.3531 | 4548.1184 | 313 | 0.019352 | 0.011147 | 0.0026724 | 1342987.9369 | 122.6443 | 20417.3437 | 5449.7831 | 6337.4838 | 1055039.9308 | 281610.5223 | 1306318.0826 | 7724.6088 | 1043317.6226 | 255275.8512 | 868219.9903 | 4404.2213 | 696986.7005 | 166829.0685 |  | 1661 | 313-920F | 25989.7712 | 14561.5277 | 2320.2311 | 644.0418 | 262.62 | 1.9596 | 24674.485 | 13627.6633 | 1647.0271 | 671.2444 | 122.6443 | 55.066 | 2.5757 | 470.6407 | 37.8261 | 0.048084 | 30.3004 | 16.7348 | 2.0226 | 0.50509 | 5449.7831 | 3216.518 | 901.6647 | 470.6407 | 193.5565 | 0.24475 | 4369.3794 | 2413.1986 | 291.657 | 609.763 | 20417.3437 | 11289.9436 | 1415.9906 | 81.5622 | 31.2374 | 1.6668 | 20274.8052 | 11197.7299 | 1353.3475 | 60.9763 | 0.001383 | 0.0005296 | 2.82e-05 | 0.017028 | 0.009676 | 0.0017028 | 0.0009414 | 5000000 | scaled
313-921F | 17816.1718 | 3462.2824 | 14182.9051 | 170.9843 | 19.43% | 79.61% | 0.9597% | 8496.3706 | 16681.9717 | 359.9575 | 5028.8662 | 3107.5469 | 580.9846 | 10489.7828 | 5611.2043 | 313 | 0.018006 | 0.010278 | 0.0019664 | 989446.5156 | 585.0993 | 11255.716 | 5975.3566 | 32494.3219 | 625102.2424 | 331849.9513 | 906736.5778 | 38414.8287 | 536682.9135 | 331638.8357 | 576790.1511 | 20087.9248 | 362691.1458 | 194011.0805 |  | 1662 | 313-921F | 17816.1718 | 9319.8012 | 1134.2002 | 3462.2824 | 1311.4056 | 16.1644 | 14182.9051 | 7837.4113 | 947.0514 | 170.9843 | 585.0993 | 225.1418 | 4.1147 | 2893.7923 | 213.6851 | 2.6172 | 20.4997 | 11.3281 | 1.3689 | 0.12866 | 5975.3566 | 2867.8097 | 364.1523 | 2893.7923 | 1095.4584 | 13.4317 | 2926.241 | 1617.028 | 195.3973 | 155.3233 | 11255.716 | 6226.8498 | 765.9332 | 4.0193 | 2.2622 | 0.11549 | 11236.1644 | 6209.0553 | 750.2853 | 15.5323 | 0.0006832 | 0.0003256 | 1.68e-05 | 0.017082 | 0.0097114 | 0.0017082 | 0.0002414 | 5000000 | scaled
313-922F | 7544.4249 | 0 | 7544.4249 | 0 | 0% | 100% | 0% | 1199.7819 | 2507.7655 | 1.3689 | 950.7965 | 247.6165 | 2.8612 | 1987.3401 | 517.5642 | 313 | 0.017097 | 0.017097 | 0.017097 | 441282.1818 | 8.6078 | 5978.7641 | 1557.0531 | 503.4806 | 349704.8567 | 91073.8445 | 371105.5419 | 423.4126 | 294091.6622 | 76590.467 | 294600.061 | 336.1237 | 233463.0229 | 60800.9143 |  | 1663 | 313-922F | 7544.4249 | 6344.643 | 5036.6594 | 0 | 0 | 0 | 7544.4249 | 6344.643 | 5036.6594 | 0 | 8.6078 | 7.2389 | 5.7466 | 0 | 0 | 0 | 8.6078 | 7.2389 | 5.7466 | 0 | 1557.0531 | 1309.4366 | 1039.4889 | 0 | 0 | 0 | 1557.0531 | 1309.4366 | 1039.4889 | 0 | 5978.7641 | 5027.9675 | 3991.4239 | 0 | 0 | 0 | 5978.7641 | 5027.9675 | 3991.4239 | 0 | 0 | 0 | 0 | 0.017097 | 0.017097 | 0.017097 | 0 | 5000000 | scaled
313-923F | 37779.6956 | 7496.0209 | 28515.1048 | 1768.57 | 19.84% | 75.48% | 4.681% | 16284.3263 | 33758.4458 | 567.2322 | 11225.757 | 4491.3371 | 1157.5608 | 23358.3619 | 9242.5232 | 313 | 0.024714 | 0.014373 | 0.0043232 | 1528651.1345 | 1219.433 | 25163.9066 | 11396.356 | 49340.993 | 1018188.0438 | 461122.0978 | 1495538.1151 | 52094.103 | 1030963.5868 | 412480.4254 | 930155.8588 | 31894.5947 | 643599.4496 | 254661.8145 |  | 1664 | 313-923F | 37779.6956 | 21495.3693 | 4021.2498 | 7496.0209 | 3942.4443 | 348.5517 | 28515.1048 | 15784.355 | 1904.1281 | 1768.57 | 1219.433 | 652.2008 | 61.8723 | 5794.8413 | 600.9185 | 54.5156 | 90.2395 | 49.9515 | 6.0258 | 1.3308 | 11396.356 | 6905.0189 | 2153.8328 | 5794.8413 | 3087.0677 | 280.4856 | 3994.9336 | 2211.3701 | 266.7662 | 1606.5811 | 25163.9066 | 13938.1496 | 1805.5447 | 573.3168 | 254.4581 | 13.5505 | 24429.9316 | 13523.0334 | 1631.3361 | 160.6581 | 0.0051508 | 0.0021536 | 0.0001124 | 0.017059 | 0.0097144 | 0.0017058 | 0.002505 | 5000000 | scaled
314-11F | 0 | 0 | 0 | 0 | 0% | 0% | 0% | 0 | 0 | 0 | 0 | 0 | 0 | 0 | 0 | 314 | 0 | 0 | 0 | 0 | 0 | 0 | 0 | 0 | 0 | 0 | 0 | 0 | 0 | 0 | 0 | 0 | 0 | 0 |  | 1665 | 314-11F | 0 | 0 | 0 | 0 | 0 | 0 | 0 | 0 | 0 | 0 | 0 | 0 | 0 | 0 | 0 | 0 | 0 | 0 | 0 | 0 | 0 | 0 | 0 | 0 | 0 | 0 | 0 | 0 | 0 | 0 | 0 | 0 | 0 | 0 | 0 | 0 | 0 | 0 | 0 | 0 | 0 | 0 | 0 | 0 | 0 | 0 | 0 | 5000000 | scaled
314-12 | 0 | 0 | 0 | 0 | 0% | 0% | 0% | 0 | 0 | 0 | 0 | 0 | 0 | 0 | 0 | 314 | 0 | 0 | 0 | 0 | 0 | 0 | 0 | 0 | 0 | 0 | 0 | 0 | 0 | 0 | 0 | 0 | 0 | 0 |  | 1666 | 314-12 | 0 | 0 | 0 | 0 | 0 | 0 | 0 | 0 | 0 | 0 | 0 | 0 | 0 | 0 | 0 | 0 | 0 | 0 | 0 | 0 | 0 | 0 | 0 | 0 | 0 | 0 | 0 | 0 | 0 | 0 | 0 | 0 | 0 | 0 | 0 | 0 | 0 | 0 | 0 | 0 | 0 | 0 | 0 | 0 | 0 | 0 | 0 | 5000000 | scaled
314-1328 | 7905.8007 | 0 | 7905.8007 | 0 | 0% | 100% | 0% | 1257.1682 | 2627.1118 | 0.82565 | 996.7566 | 259.5859 | 1.7254 | 2082.9282 | 542.4582 | 314 | 0.01711 | 0.01711 | 0.01711 | 462068.1222 | 5.1922 | 6268.1822 | 1632.4264 | 303.4655 | 366354.687 | 95409.9697 | 388590.7652 | 255.2089 | 308097.5322 | 80238.0241 | 308522.0571 | 202.6233 | 244614.368 | 63705.0658 |  | 1667 | 314-1328 | 7905.8007 | 6648.6326 | 5278.689 | 0 | 0 | 0 | 7905.8007 | 6648.6326 | 5278.689 | 0 | 5.1922 | 4.3665 | 3.4668 | 0 | 0 | 0 | 5.1922 | 4.3665 | 3.4668 | 0 | 1632.4264 | 1372.8405 | 1089.9682 | 0 | 0 | 0 | 1632.4264 | 1372.8405 | 1089.9682 | 0 | 6268.1822 | 5271.4255 | 4185.254 | 0 | 0 | 0 | 6268.1822 | 5271.4255 | 4185.254 | 0 | 0 | 0 | 0 | 0.01711 | 0.01711 | 0.01711 | 0 | 5000000 | scaled
314-13F | 74540.7705 | 56747.5225 | 17488.1011 | 305.1468 | 76.13% | 23.46% | 0.4094% | 38905.8063 | 72424.029 | 5082.4369 | 7166.6721 | 26656.6974 | 9178.9263 | 14945.0008 | 48300.102 | 314 | 0.019129 | 0.010882 | 0.0021828 | 3896660.1415 | 9285.8963 | 16038.7357 | 49216.1386 | 485425.3794 | 838433.808 | 2572800.9541 | 3274610.2964 | 427776.7701 | 603201.9471 | 2243631.5792 | 969736.7999 | 122903.1676 | 200109.2373 | 646724.3949 |  | 1668 | 314-13F | 74540.7705 | 35634.9642 | 2116.7415 | 56747.5225 | 25662.8698 | 644.3804 | 17488.1011 | 9666.9475 | 1167.2143 | 305.1468 | 9285.8963 | 4203.4594 | 106.97 | 47430.5891 | 4187.3833 | 104.827 | 28.6672 | 15.8465 | 1.9133 | 0.22961 | 49216.1386 | 22559.4412 | 916.0366 | 47430.5891 | 21448.4677 | 538.1667 | 1508.352 | 833.776 | 100.6724 | 277.1975 | 16038.7357 | 8872.0636 | 1093.7349 | 59.934 | 27.0189 | 1.3867 | 15951.0819 | 8817.325 | 1064.6285 | 27.7197 | 0.0015898 | 0.0007194 | 3.78e-05 | 0.017105 | 0.0097282 | 0.0017104 | 0.0004346 | 5000000 | scaled
314-43F | 116601.0889 | 0 | 116601.0889 | 0 | 0% | 100% | 0% | 18547.6594 | 38741.2483 | 23.6135 | 16968.5154 | 1555.5305 | 49.3225 | 35442.8263 | 3249.0995 | 314 | 0.017083 | 0.017083 | 0.017083 | 6825642.6903 | 148.4479 | 106673.6958 | 9778.9452 | 8689.9062 | 6244508.8536 | 572443.9305 | 5739892.1453 | 7307.6084 | 5251198.8902 | 481385.6467 | 4557791.4981 | 5802.6449 | 4169742.0527 | 382246.8005 |  | 1669 | 314-43F | 116601.0889 | 98053.4295 | 77859.8406 | 0 | 0 | 0 | 116601.0889 | 98053.4295 | 77859.8406 | 0 | 148.4479 | 124.8344 | 99.1254 | 0 | 0 | 0 | 148.4479 | 124.8344 | 99.1254 | 0 | 9778.9452 | 8223.4147 | 6529.8456 | 0 | 0 | 0 | 9778.9452 | 8223.4147 | 6529.8456 | 0 | 106673.6958 | 89705.1804 | 71230.8695 | 0 | 0 | 0 | 106673.6958 | 89705.1804 | 71230.8695 | 0 | 0 | 0 | 0 | 0.017083 | 0.017083 | 0.017083 | 0 | 5000000 | scaled
314-44F | 106469.6169 | 0 | 106469.6169 | 0 | 0% | 100% | 0% | 16929.247 | 35374.0756 | 19.3082 | 15486.7916 | 1423.1471 | 40.3449 | 32360.03 | 2973.7007 | 314 | 0.017127 | 0.017127 | 0.017127 | 6216332.7098 | 121.431 | 97397.8806 | 8950.3053 | 7089.8655 | 5686670.5138 | 522572.3304 | 5227902.069 | 5962.5384 | 4782459.037 | 439480.4936 | 4150982.7063 | 4734.288 | 3797298.5137 | 348949.9047 |  | 1670 | 314-44F | 106469.6169 | 89540.3699 | 71095.5412 | 0 | 0 | 0 | 106469.6169 | 89540.3699 | 71095.5412 | 0 | 121.431 | 102.1228 | 81.086 | 0 | 0 | 0 | 121.431 | 102.1228 | 81.086 | 0 | 8950.3053 | 7527.1582 | 5976.6046 | 0 | 0 | 0 | 8950.3053 | 7527.1582 | 5976.6046 | 0 | 97397.8806 | 81911.0889 | 65037.8506 | 0 | 0 | 0 | 97397.8806 | 81911.0889 | 65037.8506 | 0 | 0 | 0 | 0 | 0.017127 | 0.017127 | 0.017127 | 0 | 5000000 | scaled
314-46 | 0 | 0 | 0 | 0 | 0% | 0% | 0% | 0 | 0 | 0 | 0 | 0 | 0 | 0 | 0 | 314 | 0 | 0 | 0 | 0 | 0 | 0 | 0 | 0 | 0 | 0 | 0 | 0 | 0 | 0 | 0 | 0 | 0 | 0 |  | 1671 | 314-46 | 0 | 0 | 0 | 0 | 0 | 0 | 0 | 0 | 0 | 0 | 0 | 0 | 0 | 0 | 0 | 0 | 0 | 0 | 0 | 0 | 0 | 0 | 0 | 0 | 0 | 0 | 0 | 0 | 0 | 0 | 0 | 0 | 0 | 0 | 0 | 0 | 0 | 0 | 0 | 0 | 0 | 0 | 0 | 0 | 0 | 0 | 0 | 5000000 | scaled
314-814F | 89229.892 | 0 | 89229.892 | 0 | 0% | 100% | 0% | 14182.4042 | 29645.65 | 19.5721 | 12962.5333 | 1200.2988 | 40.9119 | 27095.7392 | 2508.9989 | 314 | 0.017185 | 0.017185 | 0.017185 | 5192373.0248 | 123.1398 | 81554.9627 | 7551.7894 | 7165.6258 | 4745761.53 | 439445.869 | 4367085.3184 | 6026.7047 | 3991459.2814 | 369599.3322 | 3467264.2064 | 4784.9254 | 3169034.4678 | 293444.8132 |  | 1672 | 314-814F | 89229.892 | 75047.4878 | 59584.2419 | 0 | 0 | 0 | 89229.892 | 75047.4878 | 59584.2419 | 0 | 123.1398 | 103.5677 | 82.228 | 0 | 0 | 0 | 123.1398 | 103.5677 | 82.228 | 0 | 7551.7894 | 6351.4906 | 5042.7904 | 0 | 0 | 0 | 7551.7894 | 6351.4906 | 5042.7904 | 0 | 81554.9627 | 68592.4295 | 54459.2235 | 0 | 0 | 0 | 81554.9627 | 68592.4295 | 54459.2235 | 0 | 0 | 0 | 0 | 0.017185 | 0.017185 | 0.017185 | 0 | 5000000 | scaled
314-816 | 0 | 0 | 0 | 0 | 0% | 0% | 0% | 0 | 0 | 0 | 0 | 0 | 0 | 0 | 0 | 314 | 0 | 0 | 0 | 0 | 0 | 0 | 0 | 0 | 0 | 0 | 0 | 0 | 0 | 0 | 0 | 0 | 0 | 0 |  | 1673 | 314-816 | 0 | 0 | 0 | 0 | 0 | 0 | 0 | 0 | 0 | 0 | 0 | 0 | 0 | 0 | 0 | 0 | 0 | 0 | 0 | 0 | 0 | 0 | 0 | 0 | 0 | 0 | 0 | 0 | 0 | 0 | 0 | 0 | 0 | 0 | 0 | 0 | 0 | 0 | 0 | 0 | 0 | 0 | 0 | 0 | 0 | 0 | 0 | 5000000 | scaled
315-1150 | 0 | 0 | 0 | 0 | 0% | 0% | 0% | 0 | 0 | 0 | 0 | 0 | 0 | 0 | 0 | 315 | 0 | 0 | 0 | 0 | 0 | 0 | 0 | 0 | 0 | 0 | 0 | 0 | 0 | 0 | 0 | 0 | 0 | 0 |  | 1674 | 315-1150 | 0 | 0 | 0 | 0 | 0 | 0 | 0 | 0 | 0 | 0 | 0 | 0 | 0 | 0 | 0 | 0 | 0 | 0 | 0 | 0 | 0 | 0 | 0 | 0 | 0 | 0 | 0 | 0 | 0 | 0 | 0 | 0 | 0 | 0 | 0 | 0 | 0 | 0 | 0 | 0 | 0 | 0 | 0 | 0 | 0 | 0 | 0 | 5000000 | scaled
315-1151 | 0 | 0 | 0 | 0 | 0% | 0% | 0% | 0 | 0 | 0 | 0 | 0 | 0 | 0 | 0 | 315 | 0 | 0 | 0 | 0 | 0 | 0 | 0 | 0 | 0 | 0 | 0 | 0 | 0 | 0 | 0 | 0 | 0 | 0 |  | 1675 | 315-1151 | 0 | 0 | 0 | 0 | 0 | 0 | 0 | 0 | 0 | 0 | 0 | 0 | 0 | 0 | 0 | 0 | 0 | 0 | 0 | 0 | 0 | 0 | 0 | 0 | 0 | 0 | 0 | 0 | 0 | 0 | 0 | 0 | 0 | 0 | 0 | 0 | 0 | 0 | 0 | 0 | 0 | 0 | 0 | 0 | 0 | 0 | 0 | 5000000 | scaled
315-1191 | 0 | 0 | 0 | 0 | 0% | 0% | 0% | 0 | 0 | 0 | 0 | 0 | 0 | 0 | 0 | 315 | 0 | 0 | 0 | 0 | 0 | 0 | 0 | 0 | 0 | 0 | 0 | 0 | 0 | 0 | 0 | 0 | 0 | 0 |  | 1676 | 315-1191 | 0 | 0 | 0 | 0 | 0 | 0 | 0 | 0 | 0 | 0 | 0 | 0 | 0 | 0 | 0 | 0 | 0 | 0 | 0 | 0 | 0 | 0 | 0 | 0 | 0 | 0 | 0 | 0 | 0 | 0 | 0 | 0 | 0 | 0 | 0 | 0 | 0 | 0 | 0 | 0 | 0 | 0 | 0 | 0 | 0 | 0 | 0 | 5000000 | scaled
315-1192F | 14668.0984 | 14389.5416 | 0 | 278.5568 | 98.1% | 0% | 1.899% | 1874.6892 | 13133.4348 | 1084.9 | 3.4669 | 786.3223 | 7604.3946 | 10.272 | 5518.7682 | 315 | 0.0015284 | 0.0011574 | 0.000437 | 9597028.5475 | 8332.4388 | 35.9579 | 6299.7018 | 5451739.5954 | 23526.4858 | 4121762.4663 | 11053576.3258 | 6396807.0577 | 20441.6859 | 4636327.5823 | 3511816.1879 | 2033377.896 | 2746.6867 | 1475691.6052 |  | 1677 | 315-1192F | 14668.0984 | 12793.4092 | 1534.6637 | 14389.5416 | 12514.8524 | 1256.1068 | 0 | 0 | 0 | 278.5568 | 8332.4388 | 7247.5388 | 728.0442 | 6046.6588 | 7247.3292 | 727.8346 | 0 | 0 | 0 | 0.20961 | 6299.7018 | 5513.3795 | 780.9336 | 6046.6588 | 5260.3365 | 527.8906 | 0 | 0 | 0 | 253.0429 | 35.9579 | 32.491 | 25.6859 | 10.6536 | 7.1867 | 0.38157 | 0 | 0 | 0 | 25.3043 | 0.0011306 | 0.0007596 | 3.92e-05 | 0 | 0 | 0 | 0.0003978 | 5000000 | scaled
315-1193F | 0 | 0 | 0 | 0 | 0% | 0% | 0% | 0 | 0 | 0 | 0 | 0 | 0 | 0 | 0 | 315 | 0 | 0 | 0 | 0 | 0 | 0 | 0 | 0 | 0 | 0 | 0 | 0 | 0 | 0 | 0 | 0 | 0 | 0 |  | 1678 | 315-1193F | 0 | 0 | 0 | 0 | 0 | 0 | 0 | 0 | 0 | 0 | 0 | 0 | 0 | 0 | 0 | 0 | 0 | 0 | 0 | 0 | 0 | 0 | 0 | 0 | 0 | 0 | 0 | 0 | 0 | 0 | 0 | 0 | 0 | 0 | 0 | 0 | 0 | 0 | 0 | 0 | 0 | 0 | 0 | 0 | 0 | 0 | 0 | 5000000 | scaled
315-1194F | 0 | 0 | 0 | 0 | 0% | 0% | 0% | 0 | 0 | 0 | 0 | 0 | 0 | 0 | 0 | 315 | 0 | 0 | 0 | 0 | 0 | 0 | 0 | 0 | 0 | 0 | 0 | 0 | 0 | 0 | 0 | 0 | 0 | 0 |  | 1679 | 315-1194F | 0 | 0 | 0 | 0 | 0 | 0 | 0 | 0 | 0 | 0 | 0 | 0 | 0 | 0 | 0 | 0 | 0 | 0 | 0 | 0 | 0 | 0 | 0 | 0 | 0 | 0 | 0 | 0 | 0 | 0 | 0 | 0 | 0 | 0 | 0 | 0 | 0 | 0 | 0 | 0 | 0 | 0 | 0 | 0 | 0 | 0 | 0 | 5000000 | scaled
315-484 | 0 | 0 | 0 | 0 | 0% | 0% | 0% | 0 | 0 | 0 | 0 | 0 | 0 | 0 | 0 | 315 | 0 | 0 | 0 | 0 | 0 | 0 | 0 | 0 | 0 | 0 | 0 | 0 | 0 | 0 | 0 | 0 | 0 | 0 |  | 1680 | 315-484 | 0 | 0 | 0 | 0 | 0 | 0 | 0 | 0 | 0 | 0 | 0 | 0 | 0 | 0 | 0 | 0 | 0 | 0 | 0 | 0 | 0 | 0 | 0 | 0 | 0 | 0 | 0 | 0 | 0 | 0 | 0 | 0 | 0 | 0 | 0 | 0 | 0 | 0 | 0 | 0 | 0 | 0 | 0 | 0 | 0 | 0 | 0 | 5000000 | scaled
315-485AE | 209855.9254 | 208810.8548 | 0 | 1045.0706 | 99.5% | 0% | 0.498% | 112881.383 | 206459.3472 | 40607.7282 | 65.048 | 72208.6068 | 74217.8389 | 169.1254 | 132072.3829 | 315 | 0.00637 | 0.0038182 | 0.0016046 | 32944415.2864 | 75062.6444 | 269.5192 | 134523.7617 | 11783774.6368 | 42310.7051 | 21118329.9446 | 25397973.4998 | 9136617.3684 | 14635.6025 | 16246720.5289 | 2116775.5993 | 760936.7779 | 1734.0001 | 1354104.8213 |  | 1681 | 315-485AE | 209855.9254 | 96974.5424 | 3396.5781 | 208810.8548 | 95929.4718 | 2351.5075 | 0 | 0 | 0 | 1045.0706 | 75062.6444 | 34454.9163 | 844.8055 | 133574.4125 | 34454.1299 | 844.0191 | 0 | 0 | 0 | 0.78638 | 134523.7617 | 62315.155 | 2451.3788 | 133574.4125 | 61365.8057 | 1502.0296 | 0 | 0 | 0 | 949.3493 | 269.5192 | 204.4712 | 100.3938 | 174.5843 | 109.5363 | 5.4589 | 0 | 0 | 0 | 94.9349 | 0.0048876 | 0.0023358 | 0.0001222 | 0 | 0 | 0 | 0.0014824 | 5000000 | scaled
315-486 | 0 | 0 | 0 | 0 | 0% | 0% | 0% | 0 | 0 | 0 | 0 | 0 | 0 | 0 | 0 | 315 | 0 | 0 | 0 | 0 | 0 | 0 | 0 | 0 | 0 | 0 | 0 | 0 | 0 | 0 | 0 | 0 | 0 | 0 |  | 1682 | 315-486 | 0 | 0 | 0 | 0 | 0 | 0 | 0 | 0 | 0 | 0 | 0 | 0 | 0 | 0 | 0 | 0 | 0 | 0 | 0 | 0 | 0 | 0 | 0 | 0 | 0 | 0 | 0 | 0 | 0 | 0 | 0 | 0 | 0 | 0 | 0 | 0 | 0 | 0 | 0 | 0 | 0 | 0 | 0 | 0 | 0 | 0 | 0 | 5000000 | scaled
320-1413F | 0 | 0 | 0 | 0 | 0% | 0% | 0% | 0 | 0 | 0 | 0 | 0 | 0 | 0 | 0 | 320 | 0 | 0 | 0 | 0 | 0 | 0 | 0 | 0 | 0 | 0 | 0 | 0 | 0 | 0 | 0 | 0 | 0 | 0 |  | 1683 | 320-1413F | 0 | 0 | 0 | 0 | 0 | 0 | 0 | 0 | 0 | 0 | 0 | 0 | 0 | 0 | 0 | 0 | 0 | 0 | 0 | 0 | 0 | 0 | 0 | 0 | 0 | 0 | 0 | 0 | 0 | 0 | 0 | 0 | 0 | 0 | 0 | 0 | 0 | 0 | 0 | 0 | 0 | 0 | 0 | 0 | 0 | 0 | 0 | 5000000 | scaled
320-1414 | 2934.8264 | 619.5534 | 0 | 2315.273 | 21.11% | 0% | 78.89% | 391.8608 | 601.1421 | 8.0224 | 342.9019 | 40.9365 | 9.2746 | 544.5386 | 47.329 | 320 | 0.009875 | 0.0057938 | 0.0033944 | 297197.6067 | 12.2087 | 766.0025 | 2156.6151 | 1236.3279 | 77569.8772 | 218391.4016 | 438911.5138 | 8985.6652 | 384074.0759 | 45851.7727 | 687510.0831 | 10607.0615 | 622774.0929 | 54128.9287 |  | 1684 | 320-1414 | 2934.8264 | 2542.9655 | 2333.6842 | 619.5534 | 227.6925 | 18.4112 | 0 | 0 | 0 | 2315.273 | 12.2087 | 4.1863 | 2.9342 | 53.4052 | 2.4442 | 1.192 | 0 | 0 | 0 | 1.7422 | 2156.6151 | 2115.6786 | 2109.2861 | 53.4052 | 12.4687 | 6.0762 | 0 | 0 | 0 | 2103.2099 | 766.0025 | 423.1006 | 221.464 | 555.6816 | 212.7797 | 11.143 | 0 | 0 | 0 | 210.321 | 0.0066132 | 0.002532 | 0.0001326 | 0 | 0 | 0 | 0.0032618 | 5000000 | scaled
320-1415 | 0 | 0 | 0 | 0 | 0% | 0% | 0% | 0 | 0 | 0 | 0 | 0 | 0 | 0 | 0 | 320 | 0 | 0 | 0 | 0 | 0 | 0 | 0 | 0 | 0 | 0 | 0 | 0 | 0 | 0 | 0 | 0 | 0 | 0 |  | 1685 | 320-1415 | 0 | 0 | 0 | 0 | 0 | 0 | 0 | 0 | 0 | 0 | 0 | 0 | 0 | 0 | 0 | 0 | 0 | 0 | 0 | 0 | 0 | 0 | 0 | 0 | 0 | 0 | 0 | 0 | 0 | 0 | 0 | 0 | 0 | 0 | 0 | 0 | 0 | 0 | 0 | 0 | 0 | 0 | 0 | 0 | 0 | 0 | 0 | 5000000 | scaled
320-1416F | 0 | 0 | 0 | 0 | 0% | 0% | 0% | 0 | 0 | 0 | 0 | 0 | 0 | 0 | 0 | 320 | 0 | 0 | 0 | 0 | 0 | 0 | 0 | 0 | 0 | 0 | 0 | 0 | 0 | 0 | 0 | 0 | 0 | 0 |  | 1686 | 320-1416F | 0 | 0 | 0 | 0 | 0 | 0 | 0 | 0 | 0 | 0 | 0 | 0 | 0 | 0 | 0 | 0 | 0 | 0 | 0 | 0 | 0 | 0 | 0 | 0 | 0 | 0 | 0 | 0 | 0 | 0 | 0 | 0 | 0 | 0 | 0 | 0 | 0 | 0 | 0 | 0 | 0 | 0 | 0 | 0 | 0 | 0 | 0 | 5000000 | scaled
321-1332R | 9616.2978 | 6563.8121 | 0 | 3052.4857 | 68.26% | 0% | 31.74% | 3745.0971 | 6420.0813 | 23.0312 | 3604.1135 | 117.9524 | 39.8679 | 6175.9558 | 204.2576 | 321 | 0.013392 | 0.0079286 | 0.0045214 | 718062.8606 | 42.5408 | 6594.6775 | 2979.0795 | 3176.5841 | 492434.1052 | 222452.1714 | 740509.1371 | 4553.8976 | 712632.7894 | 23322.45 | 706908.5905 | 4389.8158 | 680028.1749 | 22490.5997 |  | 1687 | 321-1332R | 9616.2978 | 5871.2007 | 3196.2165 | 6563.8121 | 2818.715 | 143.7308 | 0 | 0 | 0 | 3052.4857 | 42.5408 | 19.5096 | 2.6729 | 206.1805 | 17.2128 | 0.376 | 0 | 0 | 0 | 2.2969 | 2979.0795 | 2861.1271 | 2774.8218 | 206.1805 | 88.2281 | 1.9229 | 0 | 0 | 0 | 2772.8989 | 6594.6775 | 2990.564 | 418.7218 | 6317.3876 | 2713.2741 | 141.4319 | 0 | 0 | 0 | 277.2899 | 0.0090582 | 0.0035948 | 0.0001876 | 0 | 0 | 0 | 0.0043338 | 5000000 | scaled
321-646 | 2127.4066 | 681.1536 | 0 | 1446.253 | 32.02% | 0% | 67.98% | 446.6451 | 669.5107 | 31.4423 | 252.724 | 162.4788 | 43.4657 | 401.3484 | 224.6966 | 321 | 0.0057906 | 0.0034546 | 0.0020796 | 367389.6725 | 45.1141 | 540.9012 | 1541.3914 | 7790.9123 | 93410.2107 | 266188.5495 | 486528.5565 | 34249.972 | 275291.1813 | 176987.4033 | 701046.3116 | 45513.0851 | 420252.8793 | 235280.3472 |  | 1688 | 321-646 | 2127.4066 | 1680.7616 | 1457.8959 | 681.1536 | 234.5085 | 11.6429 | 0 | 0 | 0 | 1446.253 | 45.1141 | 13.6717 | 1.6483 | 227.6053 | 12.5835 | 0.56005 | 0 | 0 | 0 | 1.0883 | 1541.3914 | 1378.9127 | 1316.6948 | 227.6053 | 65.1265 | 2.9087 | 0 | 0 | 0 | 1313.7861 | 540.9012 | 288.1771 | 139.5528 | 409.5226 | 156.7985 | 8.1742 | 0 | 0 | 0 | 131.3786 | 0.0037864 | 0.0014504 | 7.54e-05 | 0 | 0 | 0 | 0.0020042 | 5000000 | scaled
321-739 | 0 | 0 | 0 | 0 | 0% | 0% | 0% | 0 | 0 | 0 | 0 | 0 | 0 | 0 | 0 | 321 | 0 | 0 | 0 | 0 | 0 | 0 | 0 | 0 | 0 | 0 | 0 | 0 | 0 | 0 | 0 | 0 | 0 | 0 |  | 1689 | 321-739 | 0 | 0 | 0 | 0 | 0 | 0 | 0 | 0 | 0 | 0 | 0 | 0 | 0 | 0 | 0 | 0 | 0 | 0 | 0 | 0 | 0 | 0 | 0 | 0 | 0 | 0 | 0 | 0 | 0 | 0 | 0 | 0 | 0 | 0 | 0 | 0 | 0 | 0 | 0 | 0 | 0 | 0 | 0 | 0 | 0 | 0 | 0 | 5000000 | scaled
321-740AE | 5604.3599 | 1388.3716 | 0 | 4215.9883 | 24.77% | 0% | 75.23% | 858.7619 | 1358.3951 | 6.4609 | 819.0106 | 33.2904 | 9.3589 | 1300.7755 | 48.2606 | 321 | 0.016283 | 0.0098862 | 0.006083 | 344188.9529 | 13.076 | 1710.366 | 3880.9179 | 803.0575 | 105041.2696 | 238344.6258 | 480022.4584 | 3611.4676 | 457802.6666 | 18608.3242 | 698005.0588 | 4809.0512 | 668397.5015 | 24798.5061 |  | 1690 | 321-740AE | 5604.3599 | 4745.598 | 4245.9648 | 1388.3716 | 529.6098 | 29.9765 | 0 | 0 | 0 | 4215.9883 | 13.076 | 6.6151 | 3.7171 | 51.0853 | 3.4427 | 0.54468 | 0 | 0 | 0 | 3.1724 | 3880.9179 | 3847.6275 | 3832.6572 | 51.0853 | 17.7949 | 2.8246 | 0 | 0 | 0 | 3829.8326 | 1710.366 | 891.3554 | 409.5905 | 1327.3827 | 508.3722 | 26.6072 | 0 | 0 | 0 | 382.9833 | 0.01041 | 0.0040132 | 0.00021 | 0 | 0 | 0 | 0.005873 | 5000000 | scaled
321-741 | 1210.8213 | 206.9236 | 0 | 1003.8977 | 17.09% | 0% | 82.91% | 127.638 | 202.8053 | 0 | 127.638 | 0 | 0 | 202.8053 | 0 | 321 | 0.0042182 | 0.0024754 | 0.0014498 | 287046.9087 | 0.7554 | 298.1184 | 911.9475 | 179.0813 | 70674.3065 | 216193.521 | 437579.0859 | 0 | 437579.0859 | 0 | 695279.3626 | 0 | 695279.3626 | 0 |  | 1691 | 321-741 | 1210.8213 | 1083.1833 | 1008.016 | 206.9236 | 79.2856 | 4.1184 | 0 | 0 | 0 | 1003.8977 | 0.7554 | 0.7554 | 0.7554 | 0 | 0 | 0 | 0 | 0 | 0 | 0.7554 | 911.9475 | 911.9475 | 911.9475 | 0 | 0 | 0 | 0 | 0 | 0 | 911.9475 | 298.1184 | 170.4804 | 95.3131 | 206.9236 | 79.2856 | 4.1184 | 0 | 0 | 0 | 91.1948 | 0.002825 | 0.0010822 | 5.66e-05 | 0 | 0 | 0 | 0.0013932 | 5000000 | scaled
322-32R | 502.6597 | 393.1656 | 0 | 109.4941 | 78.22% | 0% | 21.78% | 241.6113 | 385.0629 | 0 | 241.6113 | 0 | 0.21046 | 383.7794 | 1.073 | 322 | 0.0003072 | 0.0002104 | 0.0001534 | 1636262.1011 | 0.29285 | 401.8287 | 100.5382 | 953.3033 | 1308036.0324 | 327272.7654 | 1240724.341 | 0 | 1240724.341 | 0 | 766602.6253 | 419.0023 | 764047.4762 | 2136.1468 |  | 1692 | 322-32R | 502.6597 | 261.0484 | 117.5968 | 393.1656 | 151.5543 | 8.1027 | 0 | 0 | 0 | 109.4941 | 0.29285 | 0.29285 | 0.082391 | 1.073 | 0.21046 | 0 | 0 | 0 | 0 | 0.082391 | 100.5382 | 100.5382 | 99.4652 | 1.073 | 1.073 | 0 | 0 | 0 | 0 | 99.4652 | 401.8287 | 160.2174 | 18.0492 | 391.8821 | 150.2708 | 8.1027 | 0 | 0 | 0 | 9.9465 | 0.000157 | 6.02e-05 | 3.2e-06 | 0 | 0 | 0 | 0.0001502 | 5000000 | scaled
322-821F | 18510.6685 | 10475.5756 | 0 | 8035.0929 | 56.59% | 0% | 43.41% | 5801.8276 | 10182.4331 | 367.9469 | 3551.2639 | 1882.6169 | 742.8536 | 5640.5582 | 3799.0212 | 322 | 0.033072 | 0.019653 | 0.01172 | 559708.1669 | 777.7948 | 6486.8764 | 11245.9973 | 23518.2279 | 196144.0607 | 340045.8783 | 646661.6221 | 41010.7216 | 395817.6958 | 209833.2048 | 710576.0419 | 51839.6727 | 393623.5552 | 265112.814 |  | 1693 | 322-821F | 18510.6685 | 12708.8409 | 8328.2354 | 10475.5756 | 4673.7479 | 293.1425 | 0 | 0 | 0 | 8035.0929 | 777.7948 | 409.8479 | 34.9412 | 3946.8639 | 403.8018 | 28.895 | 0 | 0 | 0 | 6.0461 | 11245.9973 | 9363.3804 | 7446.976 | 3946.8639 | 2064.247 | 147.8426 | 0 | 0 | 0 | 7299.1334 | 6486.8764 | 2935.6125 | 846.3182 | 5756.963 | 2205.6992 | 116.4049 | 0 | 0 | 0 | 729.9133 | 0.021791 | 0.0083716 | 0.000439 | 0 | 0 | 0 | 0.011281 | 5000000 | scaled
322-822F | 869.6793 | 207.8409 | 0 | 661.8384 | 23.9% | 0% | 76.1% | 160.3947 | 206.0093 | 16.9443 | 56.8811 | 86.5693 | 18.9266 | 90.3781 | 96.7046 | 322 | 0.0028306 | 0.001658 | 0.0009676 | 307242.0341 | 19.4246 | 152.3315 | 697.9232 | 6862.3676 | 53815.9769 | 246563.6896 | 427795.3062 | 45192.7397 | 151709.9671 | 230892.5994 | 685892.8945 | 63014.7378 | 300907.2686 | 321970.8881 |  | 1694 | 322-822F | 869.6793 | 709.2846 | 663.67 | 207.8409 | 47.4462 | 1.8315 | 0 | 0 | 0 | 661.8384 | 19.4246 | 2.4804 | 0.49801 | 96.7046 | 1.9823 | 0 | 0 | 0 | 0 | 0.49801 | 697.9232 | 611.3539 | 601.2186 | 96.7046 | 10.1353 | 0 | 0 | 0 | 0 | 601.2186 | 152.3315 | 95.4504 | 61.9534 | 92.2096 | 35.3285 | 1.8315 | 0 | 0 | 0 | 60.1219 | 0.0019008 | 0.0007282 | 3.78e-05 | 0 | 0 | 0 | 0.0009298 | 5000000 | scaled
322-823 | 0 | 0 | 0 | 0 | 0% | 0% | 0% | 0 | 0 | 0 | 0 | 0 | 0 | 0 | 0 | 322 | 0 | 0 | 0 | 0 | 0 | 0 | 0 | 0 | 0 | 0 | 0 | 0 | 0 | 0 | 0 | 0 | 0 | 0 |  | 1695 | 322-823 | 0 | 0 | 0 | 0 | 0 | 0 | 0 | 0 | 0 | 0 | 0 | 0 | 0 | 0 | 0 | 0 | 0 | 0 | 0 | 0 | 0 | 0 | 0 | 0 | 0 | 0 | 0 | 0 | 0 | 0 | 0 | 0 | 0 | 0 | 0 | 0 | 0 | 0 | 0 | 0 | 0 | 0 | 0 | 0 | 0 | 0 | 0 | 5000000 | scaled
322-824 | 0 | 0 | 0 | 0 | 0% | 0% | 0% | 0 | 0 | 0 | 0 | 0 | 0 | 0 | 0 | 322 | 0 | 0 | 0 | 0 | 0 | 0 | 0 | 0 | 0 | 0 | 0 | 0 | 0 | 0 | 0 | 0 | 0 | 0 |  | 1696 | 322-824 | 0 | 0 | 0 | 0 | 0 | 0 | 0 | 0 | 0 | 0 | 0 | 0 | 0 | 0 | 0 | 0 | 0 | 0 | 0 | 0 | 0 | 0 | 0 | 0 | 0 | 0 | 0 | 0 | 0 | 0 | 0 | 0 | 0 | 0 | 0 | 0 | 0 | 0 | 0 | 0 | 0 | 0 | 0 | 0 | 0 | 0 | 0 | 5000000 | scaled
322-828F | 0 | 0 | 0 | 0 | 0% | 0% | 0% | 0 | 0 | 0 | 0 | 0 | 0 | 0 | 0 | 322 | 0 | 0 | 0 | 0 | 0 | 0 | 0 | 0 | 0 | 0 | 0 | 0 | 0 | 0 | 0 | 0 | 0 | 0 |  | 1697 | 322-828F | 0 | 0 | 0 | 0 | 0 | 0 | 0 | 0 | 0 | 0 | 0 | 0 | 0 | 0 | 0 | 0 | 0 | 0 | 0 | 0 | 0 | 0 | 0 | 0 | 0 | 0 | 0 | 0 | 0 | 0 | 0 | 0 | 0 | 0 | 0 | 0 | 0 | 0 | 0 | 0 | 0 | 0 | 0 | 0 | 0 | 0 | 0 | 5000000 | scaled
322-829F | 0 | 0 | 0 | 0 | 0% | 0% | 0% | 0 | 0 | 0 | 0 | 0 | 0 | 0 | 0 | 322 | 0 | 0 | 0 | 0 | 0 | 0 | 0 | 0 | 0 | 0 | 0 | 0 | 0 | 0 | 0 | 0 | 0 | 0 |  | 1698 | 322-829F | 0 | 0 | 0 | 0 | 0 | 0 | 0 | 0 | 0 | 0 | 0 | 0 | 0 | 0 | 0 | 0 | 0 | 0 | 0 | 0 | 0 | 0 | 0 | 0 | 0 | 0 | 0 | 0 | 0 | 0 | 0 | 0 | 0 | 0 | 0 | 0 | 0 | 0 | 0 | 0 | 0 | 0 | 0 | 0 | 0 | 0 | 0 | 5000000 | scaled
322-830F | 0 | 0 | 0 | 0 | 0% | 0% | 0% | 0 | 0 | 0 | 0 | 0 | 0 | 0 | 0 | 322 | 0 | 0 | 0 | 0 | 0 | 0 | 0 | 0 | 0 | 0 | 0 | 0 | 0 | 0 | 0 | 0 | 0 | 0 |  | 1699 | 322-830F | 0 | 0 | 0 | 0 | 0 | 0 | 0 | 0 | 0 | 0 | 0 | 0 | 0 | 0 | 0 | 0 | 0 | 0 | 0 | 0 | 0 | 0 | 0 | 0 | 0 | 0 | 0 | 0 | 0 | 0 | 0 | 0 | 0 | 0 | 0 | 0 | 0 | 0 | 0 | 0 | 0 | 0 | 0 | 0 | 0 | 0 | 0 | 5000000 | scaled
323-1116F | 0 | 0 | 0 | 0 | 0% | 0% | 0% | 0 | 0 | 0 | 0 | 0 | 0 | 0 | 0 | 323 | 0 | 0 | 0 | 0 | 0 | 0 | 0 | 0 | 0 | 0 | 0 | 0 | 0 | 0 | 0 | 0 | 0 | 0 |  | 1700 | 323-1116F | 0 | 0 | 0 | 0 | 0 | 0 | 0 | 0 | 0 | 0 | 0 | 0 | 0 | 0 | 0 | 0 | 0 | 0 | 0 | 0 | 0 | 0 | 0 | 0 | 0 | 0 | 0 | 0 | 0 | 0 | 0 | 0 | 0 | 0 | 0 | 0 | 0 | 0 | 0 | 0 | 0 | 0 | 0 | 0 | 0 | 0 | 0 | 5000000 | scaled
323-1117F | 0 | 0 | 0 | 0 | 0% | 0% | 0% | 0 | 0 | 0 | 0 | 0 | 0 | 0 | 0 | 323 | 0 | 0 | 0 | 0 | 0 | 0 | 0 | 0 | 0 | 0 | 0 | 0 | 0 | 0 | 0 | 0 | 0 | 0 |  | 1701 | 323-1117F | 0 | 0 | 0 | 0 | 0 | 0 | 0 | 0 | 0 | 0 | 0 | 0 | 0 | 0 | 0 | 0 | 0 | 0 | 0 | 0 | 0 | 0 | 0 | 0 | 0 | 0 | 0 | 0 | 0 | 0 | 0 | 0 | 0 | 0 | 0 | 0 | 0 | 0 | 0 | 0 | 0 | 0 | 0 | 0 | 0 | 0 | 0 | 5000000 | scaled
323-1118 | 0 | 0 | 0 | 0 | 0% | 0% | 0% | 0 | 0 | 0 | 0 | 0 | 0 | 0 | 0 | 323 | 0 | 0 | 0 | 0 | 0 | 0 | 0 | 0 | 0 | 0 | 0 | 0 | 0 | 0 | 0 | 0 | 0 | 0 |  | 1702 | 323-1118 | 0 | 0 | 0 | 0 | 0 | 0 | 0 | 0 | 0 | 0 | 0 | 0 | 0 | 0 | 0 | 0 | 0 | 0 | 0 | 0 | 0 | 0 | 0 | 0 | 0 | 0 | 0 | 0 | 0 | 0 | 0 | 0 | 0 | 0 | 0 | 0 | 0 | 0 | 0 | 0 | 0 | 0 | 0 | 0 | 0 | 0 | 0 | 5000000 | scaled
323-1119F | 0 | 0 | 0 | 0 | 0% | 0% | 0% | 0 | 0 | 0 | 0 | 0 | 0 | 0 | 0 | 323 | 0 | 0 | 0 | 0 | 0 | 0 | 0 | 0 | 0 | 0 | 0 | 0 | 0 | 0 | 0 | 0 | 0 | 0 |  | 1703 | 323-1119F | 0 | 0 | 0 | 0 | 0 | 0 | 0 | 0 | 0 | 0 | 0 | 0 | 0 | 0 | 0 | 0 | 0 | 0 | 0 | 0 | 0 | 0 | 0 | 0 | 0 | 0 | 0 | 0 | 0 | 0 | 0 | 0 | 0 | 0 | 0 | 0 | 0 | 0 | 0 | 0 | 0 | 0 | 0 | 0 | 0 | 0 | 0 | 5000000 | scaled
323-1133F | 0 | 0 | 0 | 0 | 0% | 0% | 0% | 0 | 0 | 0 | 0 | 0 | 0 | 0 | 0 | 323 | 0 | 0 | 0 | 0 | 0 | 0 | 0 | 0 | 0 | 0 | 0 | 0 | 0 | 0 | 0 | 0 | 0 | 0 |  | 1704 | 323-1133F | 0 | 0 | 0 | 0 | 0 | 0 | 0 | 0 | 0 | 0 | 0 | 0 | 0 | 0 | 0 | 0 | 0 | 0 | 0 | 0 | 0 | 0 | 0 | 0 | 0 | 0 | 0 | 0 | 0 | 0 | 0 | 0 | 0 | 0 | 0 | 0 | 0 | 0 | 0 | 0 | 0 | 0 | 0 | 0 | 0 | 0 | 0 | 5000000 | scaled
323-1134F | 1800.5999 | 1099.0741 | 0 | 701.5258 | 61.04% | 0% | 38.96% | 580.3699 | 1086.537 | 87.0969 | 43.8205 | 449.4524 | 165.1664 | 69.6211 | 851.7495 | 323 | 0.0037208 | 0.0020388 | 0.0010488 | 483928.1655 | 167.4996 | 134.7655 | 1498.3348 | 45017.0954 | 36219.5072 | 402691.5628 | 598504.0316 | 89818.3517 | 45189.7316 | 463495.9484 | 680837.9791 | 103495.378 | 43625.4863 | 533717.1149 |  | 1705 | 323-1134F | 1800.5999 | 1220.23 | 714.0629 | 1099.0741 | 518.7042 | 12.537 | 0 | 0 | 0 | 701.5258 | 167.4996 | 80.4027 | 2.3332 | 861.0639 | 79.8748 | 1.8053 | 0 | 0 | 0 | 0.52788 | 1498.3348 | 1048.8823 | 646.5853 | 861.0639 | 411.6114 | 9.3144 | 0 | 0 | 0 | 637.2709 | 134.7655 | 90.945 | 65.1444 | 71.0385 | 27.2179 | 1.4173 | 0 | 0 | 0 | 63.7271 | 0.0027264 | 0.0010444 | 5.44e-05 | 0 | 0 | 0 | 0.0009944 | 5000000 | scaled
323-1135 | 0 | 0 | 0 | 0 | 0% | 0% | 0% | 0 | 0 | 0 | 0 | 0 | 0 | 0 | 0 | 323 | 0 | 0 | 0 | 0 | 0 | 0 | 0 | 0 | 0 | 0 | 0 | 0 | 0 | 0 | 0 | 0 | 0 | 0 |  | 1706 | 323-1135 | 0 | 0 | 0 | 0 | 0 | 0 | 0 | 0 | 0 | 0 | 0 | 0 | 0 | 0 | 0 | 0 | 0 | 0 | 0 | 0 | 0 | 0 | 0 | 0 | 0 | 0 | 0 | 0 | 0 | 0 | 0 | 0 | 0 | 0 | 0 | 0 | 0 | 0 | 0 | 0 | 0 | 0 | 0 | 0 | 0 | 0 | 0 | 5000000 | scaled
323-471 | 28359.9249 | 21392.9363 | 0 | 6966.9886 | 75.43% | 0% | 24.57% | 12589.7813 | 20737.6439 | 2711.6436 | 1768.3634 | 8109.7744 | 4457.3154 | 2947.6994 | 13332.6291 | 323 | 0.03033 | 0.017783 | 0.010327 | 935057.6643 | 4610.2455 | 3646.2379 | 20103.4414 | 152004.8253 | 120220.4426 | 662832.3963 | 886800.1031 | 191002.9823 | 124560.1339 | 571236.987 | 738078.1874 | 158641.3223 | 104912.237 | 474524.6281 |  | 1707 | 323-471 | 28359.9249 | 15770.1436 | 7622.2811 | 21392.9363 | 8803.155 | 655.2924 | 0 | 0 | 0 | 6966.9886 | 4610.2455 | 1898.602 | 152.9302 | 13774.5813 | 1893.3596 | 147.6878 | 0 | 0 | 0 | 5.2424 | 20103.4414 | 11993.6671 | 6770.8123 | 13774.5813 | 5664.8069 | 441.9521 | 0 | 0 | 0 | 6328.8602 | 3646.2379 | 1877.8745 | 698.5386 | 3013.3519 | 1244.9885 | 65.6525 | 0 | 0 | 0 | 632.886 | 0.020413 | 0.007867 | 0.000411 | 0 | 0 | 0 | 0.0099162 | 5000000 | scaled
323-472AE | 8330.9337 | 6700.3621 | 0 | 1630.5716 | 80.43% | 0% | 19.57% | 4211.1585 | 6556.0189 | 661.9238 | 162.0348 | 3387.1998 | 1029.7491 | 256.9491 | 5269.3208 | 323 | 0.0064722 | 0.0038826 | 0.0023582 | 1287187.3101 | 1053.7151 | 410.2866 | 6866.932 | 162806.3281 | 63392.1329 | 1060988.8492 | 1061086.7006 | 166785.1247 | 40827.9625 | 853473.6134 | 752656.5865 | 118219.2152 | 29498.7582 | 604938.6132 |  | 1708 | 323-472AE | 8330.9337 | 4119.7752 | 1774.9148 | 6700.3621 | 2489.2036 | 144.3432 | 0 | 0 | 0 | 1630.5716 | 1053.7151 | 391.7913 | 23.9661 | 5385.7096 | 390.5643 | 22.7391 | 0 | 0 | 0 | 1.227 | 6866.932 | 3479.7322 | 1597.6112 | 5385.7096 | 1998.5098 | 116.3888 | 0 | 0 | 0 | 1481.2224 | 410.2866 | 248.2517 | 153.3375 | 262.1643 | 100.1295 | 5.2152 | 0 | 0 | 0 | 148.1222 | 0.0041966 | 0.001607 | 8.26e-05 | 0 | 0 | 0 | 0.0022756 | 5000000 | scaled
323-473 | 0 | 0 | 0 | 0 | 0% | 0% | 0% | 0 | 0 | 0 | 0 | 0 | 0 | 0 | 0 | 323 | 0 | 0 | 0 | 0 | 0 | 0 | 0 | 0 | 0 | 0 | 0 | 0 | 0 | 0 | 0 | 0 | 0 | 0 |  | 1709 | 323-473 | 0 | 0 | 0 | 0 | 0 | 0 | 0 | 0 | 0 | 0 | 0 | 0 | 0 | 0 | 0 | 0 | 0 | 0 | 0 | 0 | 0 | 0 | 0 | 0 | 0 | 0 | 0 | 0 | 0 | 0 | 0 | 0 | 0 | 0 | 0 | 0 | 0 | 0 | 0 | 0 | 0 | 0 | 0 | 0 | 0 | 0 | 0 | 5000000 | scaled
323-474 | 0 | 0 | 0 | 0 | 0% | 0% | 0% | 0 | 0 | 0 | 0 | 0 | 0 | 0 | 0 | 323 | 0 | 0 | 0 | 0 | 0 | 0 | 0 | 0 | 0 | 0 | 0 | 0 | 0 | 0 | 0 | 0 | 0 | 0 |  | 1710 | 323-474 | 0 | 0 | 0 | 0 | 0 | 0 | 0 | 0 | 0 | 0 | 0 | 0 | 0 | 0 | 0 | 0 | 0 | 0 | 0 | 0 | 0 | 0 | 0 | 0 | 0 | 0 | 0 | 0 | 0 | 0 | 0 | 0 | 0 | 0 | 0 | 0 | 0 | 0 | 0 | 0 | 0 | 0 | 0 | 0 | 0 | 0 | 0 | 5000000 | scaled
324-41 | 0 | 0 | 0 | 0 | 0% | 0% | 0% | 0 | 0 | 0 | 0 | 0 | 0 | 0 | 0 | 324 | 0 | 0 | 0 | 0 | 0 | 0 | 0 | 0 | 0 | 0 | 0 | 0 | 0 | 0 | 0 | 0 | 0 | 0 |  | 1711 | 324-41 | 0 | 0 | 0 | 0 | 0 | 0 | 0 | 0 | 0 | 0 | 0 | 0 | 0 | 0 | 0 | 0 | 0 | 0 | 0 | 0 | 0 | 0 | 0 | 0 | 0 | 0 | 0 | 0 | 0 | 0 | 0 | 0 | 0 | 0 | 0 | 0 | 0 | 0 | 0 | 0 | 0 | 0 | 0 | 0 | 0 | 0 | 0 | 5000000 | scaled
324-42F | 0 | 0 | 0 | 0 | 0% | 0% | 0% | 0 | 0 | 0 | 0 | 0 | 0 | 0 | 0 | 324 | 0 | 0 | 0 | 0 | 0 | 0 | 0 | 0 | 0 | 0 | 0 | 0 | 0 | 0 | 0 | 0 | 0 | 0 |  | 1712 | 324-42F | 0 | 0 | 0 | 0 | 0 | 0 | 0 | 0 | 0 | 0 | 0 | 0 | 0 | 0 | 0 | 0 | 0 | 0 | 0 | 0 | 0 | 0 | 0 | 0 | 0 | 0 | 0 | 0 | 0 | 0 | 0 | 0 | 0 | 0 | 0 | 0 | 0 | 0 | 0 | 0 | 0 | 0 | 0 | 0 | 0 | 0 | 0 | 5000000 | scaled
324-44F | 0 | 0 | 0 | 0 | 0% | 0% | 0% | 0 | 0 | 0 | 0 | 0 | 0 | 0 | 0 | 324 | 0 | 0 | 0 | 0 | 0 | 0 | 0 | 0 | 0 | 0 | 0 | 0 | 0 | 0 | 0 | 0 | 0 | 0 |  | 1713 | 324-44F | 0 | 0 | 0 | 0 | 0 | 0 | 0 | 0 | 0 | 0 | 0 | 0 | 0 | 0 | 0 | 0 | 0 | 0 | 0 | 0 | 0 | 0 | 0 | 0 | 0 | 0 | 0 | 0 | 0 | 0 | 0 | 0 | 0 | 0 | 0 | 0 | 0 | 0 | 0 | 0 | 0 | 0 | 0 | 0 | 0 | 0 | 0 | 5000000 | scaled
325-1220R | 37708.5774 | 22451.3592 | 0 | 15257.2182 | 59.54% | 0% | 40.46% | 13836.6202 | 22020.885 | 139.2999 | 12983.2403 | 714.0799 | 228.6286 | 20620.4328 | 1171.8236 | 325 | 0.060023 | 0.036232 | 0.022239 | 628233.3734 | 241.5831 | 22427.8246 | 15039.1697 | 4024.8283 | 373652.5979 | 250555.9473 | 658856.6382 | 6633.0282 | 618221.3544 | 34002.2556 | 705419.9161 | 7323.9178 | 660557.648 | 37538.3503 |  | 1714 | 325-1220R | 37708.5774 | 23871.9573 | 15687.6924 | 22451.3592 | 8614.739 | 430.4742 | 0 | 0 | 0 | 15257.2182 | 241.5831 | 102.2831 | 12.9545 | 1179.4082 | 90.8026 | 1.4739 | 0 | 0 | 0 | 11.4806 | 15039.1697 | 14325.0898 | 13867.3462 | 1179.4082 | 465.3283 | 7.5846 | 0 | 0 | 0 | 13859.7615 | 22427.8246 | 9444.5843 | 1807.3918 | 21041.8485 | 8058.6082 | 421.4156 | 0 | 0 | 0 | 1385.9762 | 0.038558 | 0.014767 | 0.0007734 | 0 | 0 | 0 | 0.021465 | 5000000 | scaled
325-1227F | 7449.1852 | 7236.3788 | 0 | 212.8064 | 97.14% | 0% | 2.857% | 3923.163 | 7067.6036 | 641.8589 | 1.3404 | 3279.9636 | 1156.4152 | 2.3144 | 5908.874 | 325 | 0.000908 | 0.0005628 | 0.000313 | 8203948.4613 | 1184.1954 | 21.7003 | 6243.2895 | 1304179.9491 | 23899.0206 | 6875869.4916 | 6265142.5272 | 1025024.3405 | 2140.6466 | 5237977.54 | 1219110.4277 | 199473.2525 | 399.215 | 1019237.9602 |  | 1715 | 325-1227F | 7449.1852 | 3526.0222 | 381.5816 | 7236.3788 | 3313.2158 | 168.7752 | 0 | 0 | 0 | 212.8064 | 1184.1954 | 542.3365 | 27.7801 | 6049.9747 | 542.1764 | 27.62 | 0 | 0 | 0 | 0.16013 | 6243.2895 | 2963.3259 | 334.4155 | 6049.9747 | 2770.0111 | 141.1007 | 0 | 0 | 0 | 193.3148 | 21.7003 | 20.3599 | 19.3859 | 2.3688 | 1.0284 | 0.054445 | 0 | 0 | 0 | 19.3315 | 0.000609 | 0.0002638 | 1.4e-05 | 0 | 0 | 0 | 0.000299 | 5000000 | scaled
325-1228 | 0 | 0 | 0 | 0 | 0% | 0% | 0% | 0 | 0 | 0 | 0 | 0 | 0 | 0 | 0 | 325 | 0 | 0 | 0 | 0 | 0 | 0 | 0 | 0 | 0 | 0 | 0 | 0 | 0 | 0 | 0 | 0 | 0 | 0 |  | 1716 | 325-1228 | 0 | 0 | 0 | 0 | 0 | 0 | 0 | 0 | 0 | 0 | 0 | 0 | 0 | 0 | 0 | 0 | 0 | 0 | 0 | 0 | 0 | 0 | 0 | 0 | 0 | 0 | 0 | 0 | 0 | 0 | 0 | 0 | 0 | 0 | 0 | 0 | 0 | 0 | 0 | 0 | 0 | 0 | 0 | 0 | 0 | 0 | 0 | 5000000 | scaled
325-1229F | 10049.8517 | 9206.548 | 0 | 843.3037 | 91.61% | 0% | 8.391% | 5628.9655 | 9056.2127 | 273.0518 | 4437.1464 | 918.7674 | 460.2775 | 7047.4276 | 1548.5075 | 325 | 0.0038216 | 0.002217 | 0.0012726 | 2629749.7611 | 462.2321 | 7268.6239 | 2318.9956 | 120952.5113 | 1901984.4891 | 606812.7607 | 1994084.8645 | 96729.7626 | 1571877.8793 | 325477.2227 | 780794.4589 | 39683.4912 | 607604.1523 | 133506.8154 |  | 1717 | 325-1229F | 10049.8517 | 4420.8861 | 993.639 | 9206.548 | 3577.5825 | 150.3353 | 0 | 0 | 0 | 843.3037 | 462.2321 | 189.1803 | 1.9546 | 1552.9328 | 188.5457 | 1.32 | 0 | 0 | 0 | 0.63456 | 2318.9956 | 1400.2283 | 770.4881 | 1552.9328 | 634.1655 | 4.4253 | 0 | 0 | 0 | 766.0628 | 7268.6239 | 2831.4776 | 221.1963 | 7192.0176 | 2754.8713 | 144.59 | 0 | 0 | 0 | 76.6063 | 0.0026012 | 0.0009966 | 5.22e-05 | 0 | 0 | 0 | 0.0012204 | 5000000 | scaled
325-22R | 13831.2362 | 7759.0733 | 0 | 6072.1629 | 56.1% | 0% | 43.9% | 4601.7865 | 7547.2562 | 545.4542 | 2179.4415 | 1876.8908 | 881.0847 | 3634.1524 | 3032.0191 | 325 | 0.024153 | 0.014691 | 0.008864 | 572660.3422 | 915.2124 | 4266.2535 | 8649.7703 | 37892.9122 | 176637.4435 | 358129.9864 | 628229.8006 | 74464.6804 | 297534.4725 | 256230.6478 | 708932.7643 | 82762.5045 | 341365.0777 | 284805.1821 |  | 1718 | 325-22R | 13831.2362 | 9229.4496 | 6283.98 | 7759.0733 | 3157.2868 | 211.8172 | 0 | 0 | 0 | 6072.1629 | 915.2124 | 369.7582 | 34.1276 | 3133.776 | 365.1891 | 29.5585 | 0 | 0 | 0 | 4.5691 | 8649.7703 | 6772.8795 | 5617.7512 | 3133.776 | 1256.8852 | 101.7569 | 0 | 0 | 0 | 5515.9943 | 4266.2535 | 2086.812 | 632.1011 | 3714.6541 | 1535.2125 | 80.5017 | 0 | 0 | 0 | 551.5994 | 0.015611 | 0.0061496 | 0.0003224 | 0 | 0 | 0 | 0.0085416 | 5000000 | scaled
325-25 | 8361.1532 | 7360.9654 | 0 | 1000.1878 | 88.04% | 0% | 11.96% | 4549.133 | 7213.598 | 2.8804 | 4531.569 | 14.6837 | 3.0093 | 7195.2438 | 15.345 | 325 | 0.0037654 | 0.0022852 | 0.0014146 | 2220521.899 | 3.8702 | 7432.8074 | 924.4756 | 1027.8456 | 1973975.5013 | 245518.552 | 1668134.1316 | 1056.2131 | 1661693.5304 | 5384.3881 | 811222.3723 | 338.413 | 809158.3026 | 1725.6566 |  | 1719 | 325-25 | 8361.1532 | 3812.0201 | 1147.5552 | 7360.9654 | 2811.8323 | 147.3674 | 0 | 0 | 0 | 1000.1878 | 3.8702 | 0.98987 | 0.86099 | 15.8981 | 0.23726 | 0.10838 | 0 | 0 | 0 | 0.75261 | 924.4756 | 909.7919 | 909.1306 | 15.8981 | 1.2145 | 0.55315 | 0 | 0 | 0 | 908.5774 | 7432.8074 | 2901.2383 | 237.5636 | 7341.9496 | 2810.3806 | 146.7059 | 0 | 0 | 0 | 90.8577 | 0.0023982 | 0.000918 | 4.74e-05 | 0 | 0 | 0 | 0.0013672 | 5000000 | scaled
326-25 | 0 | 0 | 0 | 0 | 0% | 0% | 0% | 0 | 0 | 0 | 0 | 0 | 0 | 0 | 0 | 326 | 0 | 0 | 0 | 0 | 0 | 0 | 0 | 0 | 0 | 0 | 0 | 0 | 0 | 0 | 0 | 0 | 0 | 0 |  | 1720 | 326-25 | 0 | 0 | 0 | 0 | 0 | 0 | 0 | 0 | 0 | 0 | 0 | 0 | 0 | 0 | 0 | 0 | 0 | 0 | 0 | 0 | 0 | 0 | 0 | 0 | 0 | 0 | 0 | 0 | 0 | 0 | 0 | 0 | 0 | 0 | 0 | 0 | 0 | 0 | 0 | 0 | 0 | 0 | 0 | 0 | 0 | 0 | 0 | 5000000 | scaled
326-26 | 1950.0665 | 1768.4026 | 0 | 181.6639 | 90.68% | 0% | 9.316% | 751.426 | 1715.3186 | 1.2959 | 743.4824 | 6.6477 | 2.9969 | 1696.9633 | 15.3583 | 326 | 0.0009188 | 0.0006132 | 0.0002692 | 2122405.8437 | 3.175 | 1766.2971 | 180.5944 | 3455.6196 | 1922395.6099 | 196554.6142 | 1954730.0376 | 3371.0783 | 1934065.8375 | 17293.1218 | 872020.4609 | 1523.5632 | 862689.1604 | 7807.7374 |  | 1721 | 326-26 | 1950.0665 | 1198.6405 | 234.7479 | 1768.4026 | 1016.9766 | 53.084 | 0 | 0 | 0 | 181.6639 | 3.175 | 1.8791 | 0.17808 | 15.5697 | 1.7424 | 0.041383 | 0 | 0 | 0 | 0.1367 | 180.5944 | 173.9467 | 165.2361 | 15.5697 | 8.9219 | 0.21136 | 0 | 0 | 0 | 165.0247 | 1766.2971 | 1022.8147 | 69.3338 | 1749.7946 | 1006.3122 | 52.8313 | 0 | 0 | 0 | 16.5025 | 0.0006686 | 0.000363 | 1.9e-05 | 0 | 0 | 0 | 0.0002502 | 5000000 | scaled
326-35R | 586182.605 | 109665.2191 | 468246.1805 | 8271.2055 | 18.71% | 79.88% | 1.411% | 277384.9776 | 539873.9503 | 17073.9411 | 195224.5808 | 65086.4558 | 26675.4402 | 402523.2674 | 110675.2426 | 326 | 0.07497 | 0.042592 | 0.015741 | 7818937.3424 | 27132.1751 | 436539.473 | 122510.9569 | 361909.0279 | 5822886.5167 | 1634141.7978 | 7250200.212 | 446273.2352 | 5102717.9224 | 1701209.0543 | 2941838.3826 | 145357.6967 | 2193397.917 | 603082.7688 |  | 1722 | 326-35R | 586182.605 | 308797.6273 | 46308.6547 | 109665.2191 | 40693.6693 | 1716.0842 | 468246.1805 | 259832.7525 | 36321.3651 | 8271.2055 | 27132.1751 | 10058.234 | 456.7348 | 73485.2334 | 9664.8502 | 396.3909 | 697.7034 | 387.16 | 54.1201 | 6.2238 | 122510.9569 | 57424.5011 | 11835.7143 | 73485.2334 | 26875.5538 | 1102.0443 | 41512.1039 | 23035.3277 | 3220.0504 | 7513.6197 | 436539.473 | 241314.8922 | 34016.2056 | 9751.7378 | 4153.2654 | 217.649 | 426036.3732 | 236410.2649 | 33047.1946 | 751.362 | 0.028331 | 0.011137 | 0.000583 | 0.034978 | 0.019794 | 0.0034978 | 0.011661 | 5000000 | scaled
329-11 | 0 | 0 | 0 | 0 | 0% | 0% | 0% | 0 | 0 | 0 | 0 | 0 | 0 | 0 | 0 | 329 | 0 | 0 | 0 | 0 | 0 | 0 | 0 | 0 | 0 | 0 | 0 | 0 | 0 | 0 | 0 | 0 | 0 | 0 |  | 1723 | 329-11 | 0 | 0 | 0 | 0 | 0 | 0 | 0 | 0 | 0 | 0 | 0 | 0 | 0 | 0 | 0 | 0 | 0 | 0 | 0 | 0 | 0 | 0 | 0 | 0 | 0 | 0 | 0 | 0 | 0 | 0 | 0 | 0 | 0 | 0 | 0 | 0 | 0 | 0 | 0 | 0 | 0 | 0 | 0 | 0 | 0 | 0 | 0 | 5000000 | scaled
329-13F | 183.911 | 0 | 183.911 | 0 | 0% | 100% | 0% | 29.3412 | 61.1073 | 0.38065 | 22.9767 | 5.9838 | 0.79276 | 47.8523 | 12.4622 | 329 | 0.017298 | 0.017298 | 0.017298 | 10632.1708 | 2.3859 | 144.0183 | 37.5068 | 137.9334 | 8325.9145 | 2168.3229 | 8935.9128 | 115.9275 | 6997.5969 | 1822.3883 | 7099.4681 | 92.1029 | 5559.5011 | 1447.8642 |  | 1724 | 329-13F | 183.911 | 154.5698 | 122.8038 | 0 | 0 | 0 | 183.911 | 154.5698 | 122.8038 | 0 | 2.3859 | 2.0053 | 1.5932 | 0 | 0 | 0 | 2.3859 | 2.0053 | 1.5932 | 0 | 37.5068 | 31.5229 | 25.0446 | 0 | 0 | 0 | 37.5068 | 31.5229 | 25.0446 | 0 | 144.0183 | 121.0416 | 96.166 | 0 | 0 | 0 | 144.0183 | 121.0416 | 96.166 | 0 | 0 | 0 | 0 | 0.017298 | 0.017298 | 0.017298 | 0 | 5000000 | scaled
329-215F | 64924.7945 | 1158.5882 | 62337.7743 | 1428.432 | 1.785% | 96.02% | 2.2% | 28498.7119 | 59238.9654 | 134.2577 | 22703.0008 | 5661.4534 | 257.9202 | 47294.0599 | 11686.9853 | 329 | 0.021703 | 0.012734 | 0.0037696 | 2991567.5776 | 280.5508 | 50806.9057 | 13837.338 | 12927.0597 | 2341051.5663 | 637588.9517 | 2860492.4262 | 13475.8027 | 2278761.3083 | 568255.3153 | 1508337.5108 | 6567.142 | 1204197.3398 | 297573.029 |  | 1725 | 329-215F | 64924.7945 | 36426.0827 | 5685.8291 | 1158.5882 | 570.6908 | 91.4201 | 62337.7743 | 34426.9598 | 4165.977 | 1428.432 | 280.5508 | 146.2931 | 22.6306 | 904.9734 | 88.3003 | 14.6682 | 103.063 | 56.918 | 6.8876 | 1.0748 | 13837.338 | 8175.8846 | 2150.3526 | 904.9734 | 452.8146 | 75.2143 | 11634.7671 | 6425.4726 | 777.541 | 1297.5974 | 50806.9057 | 28103.9049 | 3512.8458 | 77.2017 | 29.576 | 1.5376 | 50599.9443 | 27944.5692 | 3381.5485 | 129.7597 | 0.0024882 | 0.0009532 | 5.02e-05 | 0.017217 | 0.0097832 | 0.0017216 | 0.0019978 | 5000000 | scaled
329-217 | 0 | 0 | 0 | 0 | 0% | 0% | 0% | 0 | 0 | 0 | 0 | 0 | 0 | 0 | 0 | 329 | 0 | 0 | 0 | 0 | 0 | 0 | 0 | 0 | 0 | 0 | 0 | 0 | 0 | 0 | 0 | 0 | 0 | 0 |  | 1726 | 329-217 | 0 | 0 | 0 | 0 | 0 | 0 | 0 | 0 | 0 | 0 | 0 | 0 | 0 | 0 | 0 | 0 | 0 | 0 | 0 | 0 | 0 | 0 | 0 | 0 | 0 | 0 | 0 | 0 | 0 | 0 | 0 | 0 | 0 | 0 | 0 | 0 | 0 | 0 | 0 | 0 | 0 | 0 | 0 | 0 | 0 | 0 | 0 | 5000000 | scaled
329-793F | 8622.2123 | 2355.2291 | 5722.2324 | 544.7508 | 27.32% | 66.37% | 6.318% | 3987.1103 | 7632.962 | 161.4324 | 2551.5624 | 1274.1155 | 266.3815 | 5071.0513 | 2295.5291 | 329 | 0.019245 | 0.011041 | 0.0025206 | 448014.1908 | 275.709 | 5443.8313 | 2902.672 | 14325.9678 | 282864.0266 | 150824.1964 | 419823.3798 | 16998.0467 | 268667.1526 | 134158.1805 | 392466.2206 | 13696.6163 | 260739.7189 | 118029.8855 |  | 1727 | 329-793F | 8622.2123 | 4635.102 | 989.2504 | 2355.2291 | 931.9795 | 62.2649 | 5722.2324 | 3158.3717 | 382.2346 | 544.7508 | 275.709 | 114.2766 | 9.3275 | 1308.9071 | 102.7519 | 7.5724 | 20.1374 | 11.1148 | 1.3451 | 0.40991 | 2902.672 | 1628.5565 | 607.1429 | 1308.9071 | 527.1608 | 38.8824 | 1098.9095 | 606.5403 | 73.4051 | 494.8554 | 5443.8313 | 2892.2689 | 372.78 | 791.1603 | 302.0667 | 15.8101 | 4603.1855 | 2540.7166 | 307.4843 | 49.4855 | 0.0011988 | 0.000459 | 2.38e-05 | 0.017278 | 0.0098126 | 0.0017278 | 0.000769 | 5000000 | scaled
330-44R | 135.2482 | 20.8035 | 0 | 114.4446 | 15.38% | 0% | 84.62% | 13.1391 | 20.8035 | 0 | 13.1391 | 0 | 0 | 20.8035 | 0 | 330 | 0.0001638 | 0.000158 | 0.0001548 | 825690.8097 | 0.086116 | 31.1997 | 103.9623 | 525.7381 | 190474.651 | 634690.4205 | 772842.3427 | 0 | 772842.3427 | 0 | 739306.4333 | 0 | 739306.4333 | 0 |  | 1728 | 330-44R | 135.2482 | 122.1091 | 114.4446 | 20.8035 | 7.6645 | 0 | 0 | 0 | 0 | 114.4446 | 0.086116 | 0.086116 | 0.086116 | 0 | 0 | 0 | 0 | 0 | 0 | 0.086116 | 103.9623 | 103.9623 | 103.9623 | 0 | 0 | 0 | 0 | 0 | 0 | 103.9623 | 31.1997 | 18.0607 | 10.3962 | 20.8035 | 7.6645 | 0 | 0 | 0 | 0 | 10.3962 | 9.2e-06 | 3.4e-06 | 2e-07 | 0 | 0 | 0 | 0.0001546 | 5000000 | scaled
330-810R | 235355.6121 | 11155.0598 | 221620.2056 | 2580.3467 | 4.74% | 94.16% | 1.096% | 105469.1122 | 217691.5524 | 108.0154 | 95323.7469 | 10037.3499 | 224.6459 | 196524.0983 | 20942.8082 | 330 | 0.026057 | 0.015531 | 0.0055522 | 9032267.9392 | 242.4422 | 210326.3996 | 24786.7703 | 9304.2316 | 8071719.1252 | 951244.5824 | 8363155.7898 | 8565.0635 | 7558680.7306 | 795909.9956 | 3181452.3552 | 3283.0865 | 2872100.6795 | 306068.5892 |  | 1729 | 330-810R | 235355.6121 | 129886.4999 | 17664.0598 | 11155.0598 | 4778.9963 | 259.8741 | 221620.2056 | 122527.157 | 14823.839 | 2580.3467 | 242.4422 | 134.4268 | 17.7963 | 18.014 | 1.4374 | 0 | 237.0319 | 131.0478 | 15.8547 | 1.9416 | 24786.7703 | 14749.4205 | 3843.9622 | 18.014 | 7.444 | 0 | 22424.7517 | 12397.9719 | 1499.9576 | 2344.0046 | 210326.3996 | 115002.6527 | 13802.3013 | 11133.5771 | 4770.1149 | 259.8741 | 198958.4221 | 109998.1373 | 13308.0267 | 234.4005 | 0.0053776 | 0.0022072 | 0.0002242 | 0.017057 | 0.0097014 | 0.0017058 | 0.0036222 | 5000000 | scaled
330-8R | 217250.5641 | 25140.2889 | 184805.9785 | 7304.2967 | 11.57% | 85.07% | 3.362% | 95593.6296 | 196944.4499 | 108.9982 | 87815.5929 | 7669.0384 | 222.8896 | 180768.5817 | 15952.9787 | 330 | 0.044939 | 0.027073 | 0.012448 | 4834300.5042 | 243.0604 | 193283.1154 | 23724.3883 | 5408.6255 | 4300972.3177 | 527919.561 | 4493629.6606 | 5123.749 | 4128002.6182 | 360503.2935 | 1631222.8191 | 1846.1175 | 1497243.6921 | 132133.0095 |  | 1730 | 330-8R | 217250.5641 | 121656.9345 | 20306.1141 | 25140.2889 | 12337.5073 | 648.1357 | 184805.9785 | 102015.1305 | 12353.6818 | 7304.2967 | 243.0604 | 134.0621 | 20.1708 | 137.2466 | 12.1176 | 0.57306 | 210.9524 | 116.4483 | 14.1015 | 5.4962 | 23724.3883 | 16055.35 | 7771.4096 | 137.2466 | 62.4408 | 2.9589 | 16951.8685 | 9357.636 | 1133.1776 | 6635.2732 | 193283.1154 | 105467.5224 | 12514.5337 | 24976.4305 | 12262.9489 | 644.6037 | 167643.1576 | 92541.0463 | 11206.4027 | 663.5273 | 0.017574 | 0.007099 | 0.0004798 | 0.017108 | 0.0097164 | 0.0017108 | 0.010258 | 5000000 | scaled
331-246R | 26193.6923 | 0 | 26193.6923 | 0 | 0% | 100% | 0% | 4168.7954 | 8701.929 | 6.1362 | 3302.5692 | 860.0901 | 12.8087 | 6893.7713 | 1795.349 | 331 | 0.017309 | 0.017309 | 0.017309 | 1513316.4792 | 38.5554 | 20750.9536 | 5404.1832 | 2227.5048 | 1198867.2589 | 312221.7155 | 1272468.1589 | 1872.9915 | 1008064.3638 | 262530.8037 | 1010570.5375 | 1487.495 | 800585.9626 | 208497.0799 |  | 1731 | 331-246R | 26193.6923 | 22024.8969 | 17491.7633 | 0 | 0 | 0 | 26193.6923 | 22024.8969 | 17491.7633 | 0 | 38.5554 | 32.4192 | 25.7468 | 0 | 0 | 0 | 38.5554 | 32.4192 | 25.7468 | 0 | 5404.1832 | 4544.0932 | 3608.8343 | 0 | 0 | 0 | 5404.1832 | 4544.0932 | 3608.8343 | 0 | 20750.9536 | 17448.3845 | 13857.1823 | 0 | 0 | 0 | 20750.9536 | 17448.3845 | 13857.1823 | 0 | 0 | 0 | 0 | 0.017309 | 0.017309 | 0.017309 | 0 | 5000000 | scaled
331-40AE | 217394.1123 | 0 | 217394.1123 | 0 | 0% | 100% | 0% | 34724.9145 | 72210.2843 | 39.6978 | 31805.7385 | 2879.4783 | 82.5513 | 66139.8724 | 5987.8606 | 331 | 0.017096 | 0.017096 | 0.017096 | 12716378.0301 | 248.5264 | 199118.7127 | 18026.8732 | 14537.4468 | 11647366.1445 | 1054474.4388 | 10685158.6199 | 12215.3435 | 9786902.7221 | 886040.5544 | 8492467.5354 | 9708.6446 | 7778541.8631 | 704217.0276 |  | 1732 | 331-40AE | 217394.1123 | 182669.1977 | 145183.828 | 0 | 0 | 0 | 217394.1123 | 182669.1977 | 145183.828 | 0 | 248.5264 | 208.8286 | 165.9751 | 0 | 0 | 0 | 248.5264 | 208.8286 | 165.9751 | 0 | 18026.8732 | 15147.3949 | 12039.0126 | 0 | 0 | 0 | 18026.8732 | 15147.3949 | 12039.0126 | 0 | 199118.7127 | 167312.9742 | 132978.8403 | 0 | 0 | 0 | 199118.7127 | 167312.9742 | 132978.8403 | 0 | 0 | 0 | 0 | 0.017096 | 0.017096 | 0.017096 | 0 | 5000000 | scaled
331-42AE | 143891.3323 | 0 | 143891.3323 | 0 | 0% | 100% | 0% | 22911.5411 | 47796.7042 | 25.7703 | 21014.0514 | 1871.7195 | 53.7604 | 43838.2732 | 3904.6706 | 331 | 0.017193 | 0.017193 | 0.017193 | 8369181.1978 | 161.845 | 131974.5291 | 11754.9582 | 9413.4259 | 7676061.7194 | 683706.0525 | 7036572.5128 | 7914.5441 | 6453817.1208 | 574840.8479 | 5589171.6451 | 6286.5473 | 5126287.2071 | 456597.8907 |  | 1733 | 331-42AE | 143891.3323 | 120979.7912 | 96094.6281 | 0 | 0 | 0 | 143891.3323 | 120979.7912 | 96094.6281 | 0 | 161.845 | 136.0748 | 108.0846 | 0 | 0 | 0 | 161.845 | 136.0748 | 108.0846 | 0 | 11754.9582 | 9883.2387 | 7850.2875 | 0 | 0 | 0 | 11754.9582 | 9883.2387 | 7850.2875 | 0 | 131974.5291 | 110960.4778 | 88136.256 | 0 | 0 | 0 | 131974.5291 | 110960.4778 | 88136.256 | 0 | 0 | 0 | 0 | 0.017193 | 0.017193 | 0.017193 | 0 | 5000000 | scaled
331-43 | 0 | 0 | 0 | 0 | 0% | 0% | 0% | 0 | 0 | 0 | 0 | 0 | 0 | 0 | 0 | 331 | 0 | 0 | 0 | 0 | 0 | 0 | 0 | 0 | 0 | 0 | 0 | 0 | 0 | 0 | 0 | 0 | 0 | 0 |  | 1734 | 331-43 | 0 | 0 | 0 | 0 | 0 | 0 | 0 | 0 | 0 | 0 | 0 | 0 | 0 | 0 | 0 | 0 | 0 | 0 | 0 | 0 | 0 | 0 | 0 | 0 | 0 | 0 | 0 | 0 | 0 | 0 | 0 | 0 | 0 | 0 | 0 | 0 | 0 | 0 | 0 | 0 | 0 | 0 | 0 | 0 | 0 | 0 | 0 | 5000000 | scaled
334-21 | 378214.4953 | 336942.3665 | 35993.0586 | 5279.0701 | 89.09% | 9.517% | 1.396% | 210161.4045 | 361769.7726 | 35995.0145 | 13292.8384 | 160873.5516 | 60980.6217 | 27525.0743 | 273264.0766 | 334 | 0.11474 | 0.065105 | 0.016702 | 3296302.8725 | 62487.321 | 30624.2839 | 285102.8903 | 544604.0232 | 266903.877 | 2484794.9724 | 2581262.4344 | 442101.055 | 163266.4406 | 1975894.9387 | 984607.8081 | 165967.4214 | 74913.3982 | 743726.9885 |  | 1735 | 334-21 | 378214.4953 | 168053.0908 | 16444.7227 | 336942.3665 | 142566.5457 | 7999.9678 | 35993.0586 | 20207.4749 | 3165.6847 | 5279.0701 | 62487.321 | 26492.3066 | 1506.6993 | 274232.8635 | 26348.275 | 1480.7854 | 249.47 | 140.0592 | 21.9415 | 3.9723 | 285102.8903 | 124229.3387 | 11838.8137 | 274232.8635 | 116023.4163 | 6509.0034 | 6074.4833 | 3410.3789 | 534.2669 | 4795.5435 | 30624.2839 | 17331.4455 | 3099.2097 | 475.6243 | 194.8544 | 10.1791 | 29669.1053 | 16657.0368 | 2609.4763 | 479.5543 | 0.018621 | 0.0073536 | 0.0003842 | 0.088667 | 0.0503 | 0.0088666 | 0.007451 | 5000000 | scaled
334-43 | 0 | 0 | 0 | 0 | 0% | 0% | 0% | 0 | 0 | 0 | 0 | 0 | 0 | 0 | 0 | 334 | 0 | 0 | 0 | 0 | 0 | 0 | 0 | 0 | 0 | 0 | 0 | 0 | 0 | 0 | 0 | 0 | 0 | 0 |  | 1736 | 334-43 | 0 | 0 | 0 | 0 | 0 | 0 | 0 | 0 | 0 | 0 | 0 | 0 | 0 | 0 | 0 | 0 | 0 | 0 | 0 | 0 | 0 | 0 | 0 | 0 | 0 | 0 | 0 | 0 | 0 | 0 | 0 | 0 | 0 | 0 | 0 | 0 | 0 | 0 | 0 | 0 | 0 | 0 | 0 | 0 | 0 | 0 | 0 | 5000000 | scaled
334-44F | 717.1972 | 0 | 717.1972 | 0 | 0% | 100% | 0% | 41.5834 | 86.2638 | 0.53947 | 32.5634 | 8.4805 | 1.1191 | 67.552 | 17.5926 | 334 | 0.088978 | 0.088978 | 0.088978 | 8060.4066 | 9.3044 | 561.6278 | 146.2651 | 104.5694 | 6311.9994 | 1643.8378 | 7593.0613 | 98.5064 | 5946.0275 | 1548.5275 | 7090.909 | 91.9919 | 5552.7985 | 1446.1186 |  | 1737 | 334-44F | 717.1972 | 675.6139 | 630.9335 | 0 | 0 | 0 | 717.1972 | 675.6139 | 630.9335 | 0 | 9.3044 | 8.7649 | 8.1852 | 0 | 0 | 0 | 9.3044 | 8.7649 | 8.1852 | 0 | 146.2651 | 137.7846 | 128.6725 | 0 | 0 | 0 | 146.2651 | 137.7846 | 128.6725 | 0 | 561.6278 | 529.0644 | 494.0758 | 0 | 0 | 0 | 561.6278 | 529.0644 | 494.0758 | 0 | 0 | 0 | 0 | 0.088978 | 0.088978 | 0.088978 | 0 | 5000000 | scaled
334-45F | 1673.6743 | 1310.9059 | 0 | 362.7684 | 78.33% | 0% | 21.67% | 833.2902 | 1267.1441 | 95.4432 | 248.1694 | 489.6775 | 142.4113 | 393.7844 | 730.9484 | 334 | 0.001477 | 0.0008768 | 0.000524 | 1133157.9834 | 148.4821 | 434.9072 | 1090.2851 | 100529.513 | 294453.0477 | 738175.4226 | 958467.3364 | 109780.7546 | 285449.5084 | 563237.0734 | 775821.0817 | 87192.652 | 241098.2696 | 447530.1601 |  | 1738 | 334-45F | 1673.6743 | 840.3842 | 406.5302 | 1310.9059 | 477.6157 | 43.7618 | 0 | 0 | 0 | 362.7684 | 148.4821 | 53.0389 | 6.0708 | 760.7438 | 52.7659 | 5.7979 | 0 | 0 | 0 | 0.27297 | 1090.2851 | 600.6076 | 359.3367 | 760.7438 | 271.0662 | 29.7953 | 0 | 0 | 0 | 329.5413 | 434.9072 | 186.7377 | 41.1227 | 401.953 | 153.7836 | 8.1686 | 0 | 0 | 0 | 32.9541 | 0.0009726 | 0.0003724 | 1.96e-05 | 0 | 0 | 0 | 0.0005044 | 5000000 | scaled
334-46F | 529890.7405 | 0 | 529890.7405 | 0 | 0% | 100% | 0% | 31038.7379 | 64394.0466 | 40.9 | 28496.0729 | 2501.765 | 84.8526 | 59118.9452 | 5190.2489 | 334 | 0.087161 | 0.087161 | 0.087161 | 6079419.7952 | 698.2413 | 486482.5755 | 42709.9237 | 8010.9005 | 5581399.2832 | 490009.6114 | 5723313.3316 | 7541.6562 | 5254464.7356 | 461306.9398 | 5340628.924 | 7037.3898 | 4903129.4848 | 430462.0493 |  | 1739 | 334-46F | 529890.7405 | 498852.0026 | 465496.6939 | 0 | 0 | 0 | 529890.7405 | 498852.0026 | 465496.6939 | 0 | 698.2413 | 657.3413 | 613.3888 | 0 | 0 | 0 | 698.2413 | 657.3413 | 613.3888 | 0 | 42709.9237 | 40208.1587 | 37519.6749 | 0 | 0 | 0 | 42709.9237 | 40208.1587 | 37519.6749 | 0 | 486482.5755 | 457986.5026 | 427363.6303 | 0 | 0 | 0 | 486482.5755 | 457986.5026 | 427363.6303 | 0 | 0 | 0 | 0 | 0.087161 | 0.087161 | 0.087161 | 0 | 5000000 | scaled
340-376F | 34927.5947 | 33468.2796 | 0 | 1459.3151 | 95.82% | 0% | 4.178% | 13469.1068 | 32596.8812 | 1439.617 | 6969.4351 | 5060.0547 | 3764.5257 | 15598.693 | 13233.6626 | 340 | 0.0073482 | 0.0046246 | 0.0021824 | 4753217.7519 | 3853.1502 | 16207.7767 | 14866.6677 | 524366.5448 | 2205679.8567 | 2023171.3504 | 4640074.3621 | 495944.5524 | 2400953.3487 | 1743176.461 | 1067958.8785 | 123335.6828 | 511053.8819 | 433569.3138 |  | 1740 | 340-376F | 34927.5947 | 21458.4879 | 2330.7135 | 33468.2796 | 19999.1728 | 871.3983 | 0 | 0 | 0 | 1459.3151 | 3853.1502 | 2413.5332 | 88.6246 | 13541.0159 | 2412.4351 | 87.5265 | 0 | 0 | 0 | 1.0981 | 14866.6677 | 9806.6131 | 1633.0052 | 13541.0159 | 8480.9612 | 307.3533 | 0 | 0 | 0 | 1325.6518 | 16207.7767 | 9238.3416 | 609.0837 | 16075.2115 | 9105.7765 | 476.5185 | 0 | 0 | 0 | 132.5652 | 0.0053008 | 0.0025772 | 0.000135 | 0 | 0 | 0 | 0.0020474 | 5000000 | scaled
340-378F | 393785.0691 | 388138.9599 | 0 | 5646.1093 | 98.57% | 0% | 1.434% | 231292.4056 | 377999.5028 | 49507.2634 | 1481.1165 | 180304.0258 | 80922.216 | 2362.5806 | 294714.7062 | 340 | 0.02753 | 0.015456 | 0.0083528 | 14303956.7715 | 83100.3251 | 2925.0486 | 307759.6954 | 3018558.9843 | 106250.2678 | 11179147.5194 | 10513513.7739 | 2250377.8027 | 67324.9026 | 8195811.0686 | 1889853.2606 | 404580.1981 | 11812.0015 | 1473461.061 |  | 1741 | 340-378F | 393785.0691 | 162492.6635 | 15785.5663 | 388138.9599 | 156846.5542 | 10139.4571 | 0 | 0 | 0 | 5646.1093 | 83100.3251 | 33593.0617 | 2178.1091 | 302630.7311 | 33588.8132 | 2173.8606 | 0 | 0 | 0 | 4.2485 | 307759.6954 | 127455.6696 | 13044.9892 | 302630.7311 | 122326.7053 | 7916.0249 | 0 | 0 | 0 | 5128.9643 | 2925.0486 | 1443.9321 | 562.468 | 2412.1522 | 931.0357 | 49.5716 | 0 | 0 | 0 | 512.8964 | 0.01957 | 0.0074958 | 0.000393 | 0 | 0 | 0 | 0.0079598 | 5000000 | scaled
340-380 | 0 | 0 | 0 | 0 | 0% | 0% | 0% | 0 | 0 | 0 | 0 | 0 | 0 | 0 | 0 | 340 | 0 | 0 | 0 | 0 | 0 | 0 | 0 | 0 | 0 | 0 | 0 | 0 | 0 | 0 | 0 | 0 | 0 | 0 |  | 1742 | 340-380 | 0 | 0 | 0 | 0 | 0 | 0 | 0 | 0 | 0 | 0 | 0 | 0 | 0 | 0 | 0 | 0 | 0 | 0 | 0 | 0 | 0 | 0 | 0 | 0 | 0 | 0 | 0 | 0 | 0 | 0 | 0 | 0 | 0 | 0 | 0 | 0 | 0 | 0 | 0 | 0 | 0 | 0 | 0 | 0 | 0 | 0 | 0 | 5000000 | scaled
341-1154 | 0 | 0 | 0 | 0 | 0% | 0% | 0% | 0 | 0 | 0 | 0 | 0 | 0 | 0 | 0 | 341 | 0 | 0 | 0 | 0 | 0 | 0 | 0 | 0 | 0 | 0 | 0 | 0 | 0 | 0 | 0 | 0 | 0 | 0 |  | 1743 | 341-1154 | 0 | 0 | 0 | 0 | 0 | 0 | 0 | 0 | 0 | 0 | 0 | 0 | 0 | 0 | 0 | 0 | 0 | 0 | 0 | 0 | 0 | 0 | 0 | 0 | 0 | 0 | 0 | 0 | 0 | 0 | 0 | 0 | 0 | 0 | 0 | 0 | 0 | 0 | 0 | 0 | 0 | 0 | 0 | 0 | 0 | 0 | 0 | 5000000 | scaled
342-521AE | 2959.0165 | 908.5739 | 0 | 2050.4427 | 30.71% | 0% | 69.29% | 503.9025 | 887.5615 | 13.1377 | 423.096 | 67.6688 | 25.4195 | 731.3073 | 130.8347 | 342 | 0.0073744 | 0.0046992 | 0.0030406 | 401255.2268 | 27.6131 | 934.5804 | 1996.8231 | 3744.4508 | 126733.07 | 270777.706 | 522453.6197 | 13621.3512 | 438672.2575 | 70160.0111 | 681265.241 | 19511.2231 | 561329.3067 | 100424.7111 |  | 1744 | 342-521AE | 2959.0165 | 2455.114 | 2071.4551 | 908.5739 | 404.6714 | 21.0124 | 0 | 0 | 0 | 2050.4427 | 27.6131 | 14.4754 | 2.1936 | 134.1869 | 12.9325 | 0.6507 | 0 | 0 | 0 | 1.5429 | 1996.8231 | 1929.1543 | 1865.9885 | 134.1869 | 66.5182 | 3.3523 | 0 | 0 | 0 | 1862.6362 | 934.5804 | 511.4843 | 203.273 | 748.3167 | 325.2207 | 17.0094 | 0 | 0 | 0 | 186.2636 | 0.0044254 | 0.0017502 | 9.16e-05 | 0 | 0 | 0 | 0.002949 | 5000000 | scaled
343-17 | 0 | 0 | 0 | 0 | 0% | 0% | 0% | 0 | 0 | 0 | 0 | 0 | 0 | 0 | 0 | 343 | 0 | 0 | 0 | 0 | 0 | 0 | 0 | 0 | 0 | 0 | 0 | 0 | 0 | 0 | 0 | 0 | 0 | 0 |  | 1745 | 343-17 | 0 | 0 | 0 | 0 | 0 | 0 | 0 | 0 | 0 | 0 | 0 | 0 | 0 | 0 | 0 | 0 | 0 | 0 | 0 | 0 | 0 | 0 | 0 | 0 | 0 | 0 | 0 | 0 | 0 | 0 | 0 | 0 | 0 | 0 | 0 | 0 | 0 | 0 | 0 | 0 | 0 | 0 | 0 | 0 | 0 | 0 | 0 | 5000000 | scaled
343-18F | 0 | 0 | 0 | 0 | 0% | 0% | 0% | 0 | 0 | 0 | 0 | 0 | 0 | 0 | 0 | 343 | 0 | 0 | 0 | 0 | 0 | 0 | 0 | 0 | 0 | 0 | 0 | 0 | 0 | 0 | 0 | 0 | 0 | 0 |  | 1746 | 343-18F | 0 | 0 | 0 | 0 | 0 | 0 | 0 | 0 | 0 | 0 | 0 | 0 | 0 | 0 | 0 | 0 | 0 | 0 | 0 | 0 | 0 | 0 | 0 | 0 | 0 | 0 | 0 | 0 | 0 | 0 | 0 | 0 | 0 | 0 | 0 | 0 | 0 | 0 | 0 | 0 | 0 | 0 | 0 | 0 | 0 | 0 | 0 | 5000000 | scaled
343-19F | 0 | 0 | 0 | 0 | 0% | 0% | 0% | 0 | 0 | 0 | 0 | 0 | 0 | 0 | 0 | 343 | 0 | 0 | 0 | 0 | 0 | 0 | 0 | 0 | 0 | 0 | 0 | 0 | 0 | 0 | 0 | 0 | 0 | 0 |  | 1747 | 343-19F | 0 | 0 | 0 | 0 | 0 | 0 | 0 | 0 | 0 | 0 | 0 | 0 | 0 | 0 | 0 | 0 | 0 | 0 | 0 | 0 | 0 | 0 | 0 | 0 | 0 | 0 | 0 | 0 | 0 | 0 | 0 | 0 | 0 | 0 | 0 | 0 | 0 | 0 | 0 | 0 | 0 | 0 | 0 | 0 | 0 | 0 | 0 | 5000000 | scaled
343-20 | 6021.6801 | 2909.013 | 0 | 3112.6671 | 48.31% | 0% | 51.69% | 1788.5263 | 2857.356 | 73.716 | 1338.349 | 376.4612 | 117.4933 | 2139.8609 | 600.0018 | 343 | 0.012386 | 0.0074994 | 0.0045762 | 486183.96 | 121.0942 | 2466.5879 | 3433.998 | 9777.0123 | 199149.6501 | 277257.2976 | 564465.6594 | 23265.0629 | 422388.0126 | 118812.5839 | 691474.1549 | 28433.1408 | 517841.8401 | 145199.174 |  | 1748 | 343-20 | 6021.6801 | 4233.1538 | 3164.324 | 2909.013 | 1120.4867 | 51.657 | 0 | 0 | 0 | 3112.6671 | 121.0942 | 47.3781 | 3.6008 | 606.4299 | 45.0359 | 1.2586 | 0 | 0 | 0 | 2.3422 | 3433.998 | 3057.5368 | 2833.9962 | 606.4299 | 229.9687 | 6.4281 | 0 | 0 | 0 | 2827.5681 | 2466.5879 | 1128.2389 | 326.727 | 2183.8311 | 845.4821 | 43.9702 | 0 | 0 | 0 | 282.7568 | 0.007971 | 0.0030848 | 0.0001616 | 0 | 0 | 0 | 0.0044146 | 5000000 | scaled
344-271R | 0 | 0 | 0 | 0 | 0% | 0% | 0% | 0 | 0 | 0 | 0 | 0 | 0 | 0 | 0 | 344 | 0 | 0 | 0 | 0 | 0 | 0 | 0 | 0 | 0 | 0 | 0 | 0 | 0 | 0 | 0 | 0 | 0 | 0 |  | 1749 | 344-271R | 0 | 0 | 0 | 0 | 0 | 0 | 0 | 0 | 0 | 0 | 0 | 0 | 0 | 0 | 0 | 0 | 0 | 0 | 0 | 0 | 0 | 0 | 0 | 0 | 0 | 0 | 0 | 0 | 0 | 0 | 0 | 0 | 0 | 0 | 0 | 0 | 0 | 0 | 0 | 0 | 0 | 0 | 0 | 0 | 0 | 0 | 0 | 5000000 | scaled
34-238 | 0 | 0 | 0 | 0 | 0% | 0% | 0% | 0 | 0 | 0 | 0 | 0 | 0 | 0 | 0 | 34 | 0 | 0 | 0 | 0 | 0 | 0 | 0 | 0 | 0 | 0 | 0 | 0 | 0 | 0 | 0 | 0 | 0 | 0 |  | 1750 | 34-238 | 0 | 0 | 0 | 0 | 0 | 0 | 0 | 0 | 0 | 0 | 0 | 0 | 0 | 0 | 0 | 0 | 0 | 0 | 0 | 0 | 0 | 0 | 0 | 0 | 0 | 0 | 0 | 0 | 0 | 0 | 0 | 0 | 0 | 0 | 0 | 0 | 0 | 0 | 0 | 0 | 0 | 0 | 0 | 0 | 0 | 0 | 0 | 5000000 | scaled
34-239 | 0 | 0 | 0 | 0 | 0% | 0% | 0% | 0 | 0 | 0 | 0 | 0 | 0 | 0 | 0 | 34 | 0 | 0 | 0 | 0 | 0 | 0 | 0 | 0 | 0 | 0 | 0 | 0 | 0 | 0 | 0 | 0 | 0 | 0 |  | 1751 | 34-239 | 0 | 0 | 0 | 0 | 0 | 0 | 0 | 0 | 0 | 0 | 0 | 0 | 0 | 0 | 0 | 0 | 0 | 0 | 0 | 0 | 0 | 0 | 0 | 0 | 0 | 0 | 0 | 0 | 0 | 0 | 0 | 0 | 0 | 0 | 0 | 0 | 0 | 0 | 0 | 0 | 0 | 0 | 0 | 0 | 0 | 0 | 0 | 5000000 | scaled
34-240 | 0 | 0 | 0 | 0 | 0% | 0% | 0% | 0 | 0 | 0 | 0 | 0 | 0 | 0 | 0 | 34 | 0 | 0 | 0 | 0 | 0 | 0 | 0 | 0 | 0 | 0 | 0 | 0 | 0 | 0 | 0 | 0 | 0 | 0 |  | 1752 | 34-240 | 0 | 0 | 0 | 0 | 0 | 0 | 0 | 0 | 0 | 0 | 0 | 0 | 0 | 0 | 0 | 0 | 0 | 0 | 0 | 0 | 0 | 0 | 0 | 0 | 0 | 0 | 0 | 0 | 0 | 0 | 0 | 0 | 0 | 0 | 0 | 0 | 0 | 0 | 0 | 0 | 0 | 0 | 0 | 0 | 0 | 0 | 0 | 5000000 | scaled
34-242 | 0 | 0 | 0 | 0 | 0% | 0% | 0% | 0 | 0 | 0 | 0 | 0 | 0 | 0 | 0 | 34 | 0 | 0 | 0 | 0 | 0 | 0 | 0 | 0 | 0 | 0 | 0 | 0 | 0 | 0 | 0 | 0 | 0 | 0 |  | 1753 | 34-242 | 0 | 0 | 0 | 0 | 0 | 0 | 0 | 0 | 0 | 0 | 0 | 0 | 0 | 0 | 0 | 0 | 0 | 0 | 0 | 0 | 0 | 0 | 0 | 0 | 0 | 0 | 0 | 0 | 0 | 0 | 0 | 0 | 0 | 0 | 0 | 0 | 0 | 0 | 0 | 0 | 0 | 0 | 0 | 0 | 0 | 0 | 0 | 5000000 | scaled
34-75F | 0 | 0 | 0 | 0 | 0% | 0% | 0% | 0 | 0 | 0 | 0 | 0 | 0 | 0 | 0 | 34 | 0 | 0 | 0 | 0 | 0 | 0 | 0 | 0 | 0 | 0 | 0 | 0 | 0 | 0 | 0 | 0 | 0 | 0 |  | 1754 | 34-75F | 0 | 0 | 0 | 0 | 0 | 0 | 0 | 0 | 0 | 0 | 0 | 0 | 0 | 0 | 0 | 0 | 0 | 0 | 0 | 0 | 0 | 0 | 0 | 0 | 0 | 0 | 0 | 0 | 0 | 0 | 0 | 0 | 0 | 0 | 0 | 0 | 0 | 0 | 0 | 0 | 0 | 0 | 0 | 0 | 0 | 0 | 0 | 5000000 | scaled
34-76F | 0 | 0 | 0 | 0 | 0% | 0% | 0% | 0 | 0 | 0 | 0 | 0 | 0 | 0 | 0 | 34 | 0 | 0 | 0 | 0 | 0 | 0 | 0 | 0 | 0 | 0 | 0 | 0 | 0 | 0 | 0 | 0 | 0 | 0 |  | 1755 | 34-76F | 0 | 0 | 0 | 0 | 0 | 0 | 0 | 0 | 0 | 0 | 0 | 0 | 0 | 0 | 0 | 0 | 0 | 0 | 0 | 0 | 0 | 0 | 0 | 0 | 0 | 0 | 0 | 0 | 0 | 0 | 0 | 0 | 0 | 0 | 0 | 0 | 0 | 0 | 0 | 0 | 0 | 0 | 0 | 0 | 0 | 0 | 0 | 5000000 | scaled
34-77 | 0 | 0 | 0 | 0 | 0% | 0% | 0% | 0 | 0 | 0 | 0 | 0 | 0 | 0 | 0 | 34 | 0 | 0 | 0 | 0 | 0 | 0 | 0 | 0 | 0 | 0 | 0 | 0 | 0 | 0 | 0 | 0 | 0 | 0 |  | 1756 | 34-77 | 0 | 0 | 0 | 0 | 0 | 0 | 0 | 0 | 0 | 0 | 0 | 0 | 0 | 0 | 0 | 0 | 0 | 0 | 0 | 0 | 0 | 0 | 0 | 0 | 0 | 0 | 0 | 0 | 0 | 0 | 0 | 0 | 0 | 0 | 0 | 0 | 0 | 0 | 0 | 0 | 0 | 0 | 0 | 0 | 0 | 0 | 0 | 5000000 | scaled
34-80 | 0 | 0 | 0 | 0 | 0% | 0% | 0% | 0 | 0 | 0 | 0 | 0 | 0 | 0 | 0 | 34 | 0 | 0 | 0 | 0 | 0 | 0 | 0 | 0 | 0 | 0 | 0 | 0 | 0 | 0 | 0 | 0 | 0 | 0 |  | 1757 | 34-80 | 0 | 0 | 0 | 0 | 0 | 0 | 0 | 0 | 0 | 0 | 0 | 0 | 0 | 0 | 0 | 0 | 0 | 0 | 0 | 0 | 0 | 0 | 0 | 0 | 0 | 0 | 0 | 0 | 0 | 0 | 0 | 0 | 0 | 0 | 0 | 0 | 0 | 0 | 0 | 0 | 0 | 0 | 0 | 0 | 0 | 0 | 0 | 5000000 | scaled
34-81F | 0 | 0 | 0 | 0 | 0% | 0% | 0% | 0 | 0 | 0 | 0 | 0 | 0 | 0 | 0 | 34 | 0 | 0 | 0 | 0 | 0 | 0 | 0 | 0 | 0 | 0 | 0 | 0 | 0 | 0 | 0 | 0 | 0 | 0 |  | 1758 | 34-81F | 0 | 0 | 0 | 0 | 0 | 0 | 0 | 0 | 0 | 0 | 0 | 0 | 0 | 0 | 0 | 0 | 0 | 0 | 0 | 0 | 0 | 0 | 0 | 0 | 0 | 0 | 0 | 0 | 0 | 0 | 0 | 0 | 0 | 0 | 0 | 0 | 0 | 0 | 0 | 0 | 0 | 0 | 0 | 0 | 0 | 0 | 0 | 5000000 | scaled
34-82F | 0 | 0 | 0 | 0 | 0% | 0% | 0% | 0 | 0 | 0 | 0 | 0 | 0 | 0 | 0 | 34 | 0 | 0 | 0 | 0 | 0 | 0 | 0 | 0 | 0 | 0 | 0 | 0 | 0 | 0 | 0 | 0 | 0 | 0 |  | 1759 | 34-82F | 0 | 0 | 0 | 0 | 0 | 0 | 0 | 0 | 0 | 0 | 0 | 0 | 0 | 0 | 0 | 0 | 0 | 0 | 0 | 0 | 0 | 0 | 0 | 0 | 0 | 0 | 0 | 0 | 0 | 0 | 0 | 0 | 0 | 0 | 0 | 0 | 0 | 0 | 0 | 0 | 0 | 0 | 0 | 0 | 0 | 0 | 0 | 5000000 | scaled
340-1070 | 0 | 0 | 0 | 0 | 0% | 0% | 0% | 0 | 0 | 0 | 0 | 0 | 0 | 0 | 0 | 340 | 0 | 0 | 0 | 0 | 0 | 0 | 0 | 0 | 0 | 0 | 0 | 0 | 0 | 0 | 0 | 0 | 0 | 0 |  | 1760 | 340-1070 | 0 | 0 | 0 | 0 | 0 | 0 | 0 | 0 | 0 | 0 | 0 | 0 | 0 | 0 | 0 | 0 | 0 | 0 | 0 | 0 | 0 | 0 | 0 | 0 | 0 | 0 | 0 | 0 | 0 | 0 | 0 | 0 | 0 | 0 | 0 | 0 | 0 | 0 | 0 | 0 | 0 | 0 | 0 | 0 | 0 | 0 | 0 | 5000000 | scaled
340-1071F | 0 | 0 | 0 | 0 | 0% | 0% | 0% | 0 | 0 | 0 | 0 | 0 | 0 | 0 | 0 | 340 | 0 | 0 | 0 | 0 | 0 | 0 | 0 | 0 | 0 | 0 | 0 | 0 | 0 | 0 | 0 | 0 | 0 | 0 |  | 1761 | 340-1071F | 0 | 0 | 0 | 0 | 0 | 0 | 0 | 0 | 0 | 0 | 0 | 0 | 0 | 0 | 0 | 0 | 0 | 0 | 0 | 0 | 0 | 0 | 0 | 0 | 0 | 0 | 0 | 0 | 0 | 0 | 0 | 0 | 0 | 0 | 0 | 0 | 0 | 0 | 0 | 0 | 0 | 0 | 0 | 0 | 0 | 0 | 0 | 5000000 | scaled
340-1072F | 0 | 0 | 0 | 0 | 0% | 0% | 0% | 0 | 0 | 0 | 0 | 0 | 0 | 0 | 0 | 340 | 0 | 0 | 0 | 0 | 0 | 0 | 0 | 0 | 0 | 0 | 0 | 0 | 0 | 0 | 0 | 0 | 0 | 0 |  | 1762 | 340-1072F | 0 | 0 | 0 | 0 | 0 | 0 | 0 | 0 | 0 | 0 | 0 | 0 | 0 | 0 | 0 | 0 | 0 | 0 | 0 | 0 | 0 | 0 | 0 | 0 | 0 | 0 | 0 | 0 | 0 | 0 | 0 | 0 | 0 | 0 | 0 | 0 | 0 | 0 | 0 | 0 | 0 | 0 | 0 | 0 | 0 | 0 | 0 | 5000000 | scaled
340-375F | 0 | 0 | 0 | 0 | 0% | 0% | 0% | 0 | 0 | 0 | 0 | 0 | 0 | 0 | 0 | 340 | 0 | 0 | 0 | 0 | 0 | 0 | 0 | 0 | 0 | 0 | 0 | 0 | 0 | 0 | 0 | 0 | 0 | 0 |  | 1763 | 340-375F | 0 | 0 | 0 | 0 | 0 | 0 | 0 | 0 | 0 | 0 | 0 | 0 | 0 | 0 | 0 | 0 | 0 | 0 | 0 | 0 | 0 | 0 | 0 | 0 | 0 | 0 | 0 | 0 | 0 | 0 | 0 | 0 | 0 | 0 | 0 | 0 | 0 | 0 | 0 | 0 | 0 | 0 | 0 | 0 | 0 | 0 | 0 | 5000000 | scaled
341-1155F | 374361.3305 | 371520.3518 | 0 | 2840.9786 | 99.24% | 0% | 0.7589% | 234915.0108 | 365564.1477 | 42599.124 | 143.3252 | 192172.5616 | 66291.1993 | 227.9259 | 299045.0226 | 341 | 0.015477 | 0.0084012 | 0.004239 | 24187610.9973 | 67373.2239 | 490.5693 | 306497.5372 | 4353006.5704 | 31695.8494 | 19802908.5775 | 16598381.139 | 3009924.7153 | 10126.9218 | 13578329.5019 | 2075296.7026 | 376333.1499 | 1293.9285 | 1697669.6242 |  | 1764 | 341-1155F | 374361.3305 | 139446.3196 | 8797.1827 | 371520.3518 | 136605.341 | 5956.2041 | 0 | 0 | 0 | 2840.9786 | 67373.2239 | 24774.0998 | 1082.0246 | 303916.7728 | 24771.9621 | 1079.8869 | 0 | 0 | 0 | 2.1377 | 306497.5372 | 114324.9756 | 7452.5146 | 303916.7728 | 111744.2112 | 4871.7502 | 0 | 0 | 0 | 2580.7644 | 490.5693 | 347.2442 | 262.6434 | 232.4929 | 89.1677 | 4.567 | 0 | 0 | 0 | 258.0764 | 0.011468 | 0.0043922 | 0.00023 | 0 | 0 | 0 | 0.004009 | 5000000 | scaled
341-1156F | 0 | 0 | 0 | 0 | 0% | 0% | 0% | 0 | 0 | 0 | 0 | 0 | 0 | 0 | 0 | 341 | 0 | 0 | 0 | 0 | 0 | 0 | 0 | 0 | 0 | 0 | 0 | 0 | 0 | 0 | 0 | 0 | 0 | 0 |  | 1765 | 341-1156F | 0 | 0 | 0 | 0 | 0 | 0 | 0 | 0 | 0 | 0 | 0 | 0 | 0 | 0 | 0 | 0 | 0 | 0 | 0 | 0 | 0 | 0 | 0 | 0 | 0 | 0 | 0 | 0 | 0 | 0 | 0 | 0 | 0 | 0 | 0 | 0 | 0 | 0 | 0 | 0 | 0 | 0 | 0 | 0 | 0 | 0 | 0 | 5000000 | scaled
341-1157F | 34426.7281 | 33265.9478 | 0 | 1160.7803 | 96.63% | 0% | 3.372% | 19708.0955 | 33255.7537 | 3936.96 | 316.1292 | 15455.0063 | 6650.796 | 501.5466 | 26103.4111 | 341 | 0.0066766 | 0.0035606 | 0.0017272 | 5156326.2922 | 6651.6695 | 617.1868 | 27157.8718 | 996265.9873 | 92440.283 | 4067620.0218 | 4133750.6603 | 825772.896 | 66307.7372 | 3241670.027 | 677961.1014 | 135584.9893 | 10224.6696 | 532151.4425 |  | 1766 | 341-1157F | 34426.7281 | 14718.6326 | 1170.9744 | 33265.9478 | 13557.8523 | 10.1941 | 0 | 0 | 0 | 1160.7803 | 6651.6695 | 2714.7095 | 0.87345 | 26103.4111 | 2713.836 | 0 | 0 | 0 | 0 | 0.87345 | 27157.8718 | 11702.8655 | 1054.4608 | 26103.4111 | 10648.4047 | 0 | 0 | 0 | 0 | 1054.4608 | 617.1868 | 301.0576 | 115.6402 | 511.7407 | 195.6115 | 10.1941 | 0 | 0 | 0 | 105.4461 | 0.0050508 | 0.0019348 | 0.0001014 | 0 | 0 | 0 | 0.0016258 | 5000000 | scaled
341-1177 | 0 | 0 | 0 | 0 | 0% | 0% | 0% | 0 | 0 | 0 | 0 | 0 | 0 | 0 | 0 | 341 | 0 | 0 | 0 | 0 | 0 | 0 | 0 | 0 | 0 | 0 | 0 | 0 | 0 | 0 | 0 | 0 | 0 | 0 |  | 1767 | 341-1177 | 0 | 0 | 0 | 0 | 0 | 0 | 0 | 0 | 0 | 0 | 0 | 0 | 0 | 0 | 0 | 0 | 0 | 0 | 0 | 0 | 0 | 0 | 0 | 0 | 0 | 0 | 0 | 0 | 0 | 0 | 0 | 0 | 0 | 0 | 0 | 0 | 0 | 0 | 0 | 0 | 0 | 0 | 0 | 0 | 0 | 0 | 0 | 5000000 | scaled
341-1179 | 16522.9432 | 15980.3411 | 0 | 542.6022 | 96.72% | 0% | 3.284% | 7264.4279 | 15450.6776 | 1415.2052 | 14.6088 | 5834.6139 | 3010.5721 | 29.121 | 12410.9845 | 341 | 0.002784 | 0.0017006 | 0.000804 | 5934965.2395 | 3114.2935 | 79.2334 | 13329.4163 | 1118639.918 | 28460.2764 | 4787865.0451 | 5444263.975 | 1060613.5672 | 10948.4596 | 4372701.9482 | 1333663.6725 | 259865.0208 | 2513.6517 | 1071285.0001 |  | 1768 | 341-1179 | 16522.9432 | 9258.5153 | 1072.2656 | 15980.3411 | 8715.9132 | 529.6634 | 0 | 0 | 0 | 542.6022 | 3114.2935 | 1699.0883 | 103.7214 | 12836.5128 | 1698.68 | 103.3131 | 0 | 0 | 0 | 0.40829 | 13329.4163 | 7494.8024 | 918.4318 | 12836.5128 | 7001.8989 | 425.5283 | 0 | 0 | 0 | 492.9035 | 79.2334 | 64.6246 | 50.1124 | 29.9431 | 15.3342 | 0.82206 | 0 | 0 | 0 | 49.2904 | 0.0020296 | 0.0009462 | 4.96e-05 | 0 | 0 | 0 | 0.0007544 | 5000000 | scaled
341-920 | 161885.9737 | 154106.2838 | 0 | 7779.69 | 95.19% | 0% | 4.806% | 95052.1023 | 152442.2305 | 19329.0577 | 3475.206 | 72247.8386 | 31015.9827 | 5510.255 | 115915.9928 | 341 | 0.035928 | 0.020521 | 0.011455 | 4505894.4578 | 31349.8148 | 6327.6509 | 124208.508 | 872583.0505 | 176122.2825 | 3457189.1249 | 3256884.3053 | 662294.7131 | 119075.1542 | 2475514.4379 | 824435.4549 | 167740.1052 | 29800.4664 | 626894.8833 |  | 1769 | 341-920 | 161885.9737 | 66833.8715 | 9443.7432 | 154106.2838 | 59054.1815 | 1664.0533 | 0 | 0 | 0 | 7779.69 | 31349.8148 | 12020.7571 | 333.8321 | 117141.3844 | 12014.9031 | 327.9782 | 0 | 0 | 0 | 5.854 | 124208.508 | 51960.6694 | 8292.5152 | 117141.3844 | 44893.5458 | 1225.3915 | 0 | 0 | 0 | 7067.1236 | 6327.6509 | 2852.445 | 817.3959 | 5620.9386 | 2145.7326 | 110.6836 | 0 | 0 | 0 | 706.7124 | 0.024972 | 0.0095654 | 0.0004994 | 0 | 0 | 0 | 0.010955 | 5000000 | scaled
342-513 | 0 | 0 | 0 | 0 | 0% | 0% | 0% | 0 | 0 | 0 | 0 | 0 | 0 | 0 | 0 | 342 | 0 | 0 | 0 | 0 | 0 | 0 | 0 | 0 | 0 | 0 | 0 | 0 | 0 | 0 | 0 | 0 | 0 | 0 |  | 1770 | 342-513 | 0 | 0 | 0 | 0 | 0 | 0 | 0 | 0 | 0 | 0 | 0 | 0 | 0 | 0 | 0 | 0 | 0 | 0 | 0 | 0 | 0 | 0 | 0 | 0 | 0 | 0 | 0 | 0 | 0 | 0 | 0 | 0 | 0 | 0 | 0 | 0 | 0 | 0 | 0 | 0 | 0 | 0 | 0 | 0 | 0 | 0 | 0 | 5000000 | scaled
342-514F | 4638.2513 | 1320.2121 | 0 | 3318.0392 | 28.46% | 0% | 71.54% | 848.1618 | 1300.7107 | 51.2657 | 534.9517 | 261.9445 | 73.8477 | 849.5421 | 377.3209 | 342 | 0.013236 | 0.0079364 | 0.0048186 | 350421.6698 | 76.6704 | 1168.462 | 3393.119 | 5792.4761 | 88277.7501 | 256351.4435 | 477557.7666 | 28865.1407 | 301204.7084 | 147487.9175 | 692636.991 | 39324.3916 | 452386.7464 | 200925.853 |  | 1771 | 342-514F | 4638.2513 | 3790.0895 | 3337.5406 | 1320.2121 | 472.0503 | 19.5014 | 0 | 0 | 0 | 3318.0392 | 76.6704 | 25.4047 | 2.8227 | 378.9895 | 22.908 | 0.32594 | 0 | 0 | 0 | 2.4967 | 3393.119 | 3131.1745 | 3015.7981 | 378.9895 | 117.045 | 1.6686 | 0 | 0 | 0 | 3014.1295 | 1168.462 | 633.5103 | 318.9199 | 867.049 | 332.0973 | 17.5069 | 0 | 0 | 0 | 301.413 | 0.008589 | 0.0032892 | 0.0001714 | 0 | 0 | 0 | 0.0046472 | 5000000 | scaled
342-515F | 0 | 0 | 0 | 0 | 0% | 0% | 0% | 0 | 0 | 0 | 0 | 0 | 0 | 0 | 0 | 342 | 0 | 0 | 0 | 0 | 0 | 0 | 0 | 0 | 0 | 0 | 0 | 0 | 0 | 0 | 0 | 0 | 0 | 0 |  | 1772 | 342-515F | 0 | 0 | 0 | 0 | 0 | 0 | 0 | 0 | 0 | 0 | 0 | 0 | 0 | 0 | 0 | 0 | 0 | 0 | 0 | 0 | 0 | 0 | 0 | 0 | 0 | 0 | 0 | 0 | 0 | 0 | 0 | 0 | 0 | 0 | 0 | 0 | 0 | 0 | 0 | 0 | 0 | 0 | 0 | 0 | 0 | 0 | 0 | 5000000 | scaled
350-2192R | 13871622.229 | 13613237.5993 | 235593.9222 | 22790.7076 | 98.14% | 1.698% | 0.1643% | 7312590.958 | 13562648.9411 | 1256064.7238 | 99636.4569 | 5956889.7773 | 2325302.8241 | 207584.8425 | 11029761.2745 | 350 | 0.18928 | 0.11162 | 0.040927 | 73287570.8304 | 2371687.1304 | 227934.0967 | 11272001.002 | 12530271.2029 | 1204238.1187 | 59553061.5088 | 58763308.9976 | 10093620.7029 | 800669.4121 | 47869018.8826 | 7549412.3164 | 1294339.3179 | 115548.4871 | 6139524.5113 |  | 1773 | 350-2192R | 13871622.229 | 6559031.271 | 308973.288 | 13613237.5993 | 6404193.6152 | 266189.5608 | 235593.9222 | 132046.9483 | 19993.0196 | 22790.7076 | 2371687.1304 | 1115622.4066 | 46384.3063 | 11226293.8755 | 1115403.9614 | 46336.6791 | 359.1457 | 201.2959 | 30.4779 | 17.1493 | 11272001.002 | 5315111.2246 | 242239.7275 | 11226293.8755 | 5280393.6742 | 219414.6073 | 25003.8916 | 14014.3156 | 2121.8854 | 20703.2348 | 227934.0967 | 128297.6398 | 20349.2542 | 15632.8883 | 8395.9796 | 438.2743 | 210230.8849 | 117831.3368 | 17840.6564 | 2070.3235 | 0.090414 | 0.041612 | 0.0021786 | 0.066794 | 0.037937 | 0.0066794 | 0.032069 | 5000000 | scaled
350-41R | 11201388.8952 | 11075404.026 | 114551.2268 | 11433.6424 | 98.88% | 1.023% | 0.1021% | 5963858.9402 | 10941542.6578 | 1167912.614 | 55265.4373 | 4740680.8889 | 2139538.8576 | 117054.234 | 8684949.5662 | 350 | 0.12896 | 0.074715 | 0.023852 | 86857384.6393 | 2186636.2713 | 127585.8379 | 8887166.7861 | 16955531.984 | 989321.262 | 68912531.3932 | 70100488.4598 | 13727897.5813 | 649601.9084 | 55722988.9701 | 10893924.1921 | 2130227.414 | 116544.8047 | 8647151.9735 |  | 1774 | 350-41R | 11201388.8952 | 5237529.9551 | 259846.2374 | 11075404.026 | 5161926.3209 | 238690.1377 | 114551.2268 | 64169.9917 | 9722.4573 | 11433.6424 | 2186636.2713 | 1018723.6573 | 47097.4136 | 8866107.2324 | 1018613.3369 | 47073.399 | 181.5771 | 101.7169 | 15.4112 | 8.6034 | 8887166.7861 | 4146485.8972 | 202217.2198 | 8866107.2324 | 4130120.5465 | 190924.9441 | 10673.1547 | 5978.9516 | 905.8767 | 10386.3991 | 127585.8379 | 72320.4006 | 10531.6039 | 22850.7029 | 13192.4376 | 691.7946 | 103696.4951 | 58089.3232 | 8801.1694 | 1038.6399 | 0.046008 | 0.020667 | 0.0010792 | 0.066869 | 0.037962 | 0.0066868 | 0.016086 | 5000000 | scaled
351-871R | 9144312.3619 | 9119653.5616 | 21681.8052 | 2976.995 | 99.73% | 0.2371% | 0.03256% | 4819333.0626 | 8942311.9499 | 778241.3389 | 8593.9889 | 4032497.7348 | 1443649.1391 | 17878.9549 | 7480783.8559 | 351 | 0.11468 | 0.065868 | 0.014216 | 79737082.0738 | 1475549.104 | 19881.7579 | 7648881.5001 | 12866574.9102 | 173366.0549 | 66697141.1087 | 65661511.3796 | 10603231.1664 | 117089.7078 | 54941190.5055 | 14209570.479 | 2293996.7096 | 28410.1327 | 11887163.6366 |  | 1775 | 351-871R | 9144312.3619 | 4324979.2993 | 202000.412 | 9119653.5616 | 4309801.6825 | 197095.4402 | 21681.8052 | 12200.6218 | 1927.9768 | 2976.995 | 1475549.104 | 697307.7651 | 31899.9648 | 7643962.917 | 697286.5589 | 31894.7277 | 33.7047 | 18.9661 | 2.9971 | 2.2401 | 7648881.5001 | 3616383.7652 | 168097.6442 | 7643962.917 | 3612433.4507 | 165196.4264 | 2214.2604 | 1245.9919 | 196.8952 | 2704.3227 | 19881.7579 | 11287.769 | 2002.803 | 177.4855 | 81.6729 | 4.2861 | 19433.8401 | 10935.6638 | 1728.0846 | 270.4323 | 0.013276 | 0.0064626 | 0.0003384 | 0.097253 | 0.055253 | 0.0097254 | 0.004152 | 5000000 | scaled
352-27R | 18614182.3412 | 18495148.8145 | 110352.5408 | 8680.986 | 99.36% | 0.5928% | 0.04664% | 9047617.0634 | 18166709.5388 | 1850198.8561 | 44769.6593 | 7152648.548 | 3714456.3075 | 93225.0735 | 14359028.1578 | 352 | 0.11814 | 0.069641 | 0.019909 | 157566773.8424 | 3802750.9741 | 102532.1786 | 14708899.1885 | 32189821.2737 | 867922.3346 | 124509030.2342 | 137369728.7201 | 28091519.9167 | 679736.5442 | 108598472.2593 | 22476357.0747 | 4595628.4008 | 115340.6474 | 17765388.0265 |  | 1776 | 352-27R | 18614182.3412 | 9566565.2778 | 447472.8025 | 18495148.8145 | 9496056.7767 | 429428.2572 | 110352.5408 | 61827.5151 | 9363.5592 | 8680.986 | 3802750.9741 | 1952552.1181 | 88294.6667 | 14690536.3331 | 1952446.755 | 88273.1669 | 176.3978 | 98.8309 | 14.9676 | 6.5322 | 14708899.1885 | 7556250.6405 | 349871.0307 | 14690536.3331 | 7542494.8029 | 341096.1773 | 10476.9884 | 5869.9705 | 888.9863 | 7885.8671 | 102532.1786 | 57762.5193 | 9307.1051 | 2044.4373 | 1115.2188 | 58.9131 | 99699.1546 | 55858.7138 | 8459.6053 | 788.5867 | 0.039108 | 0.019498 | 0.0010188 | 0.066819 | 0.037935 | 0.0066818 | 0.012208 | 5000000 | scaled
35-1 | 0 | 0 | 0 | 0 | 0% | 0% | 0% | 0 | 0 | 0 | 0 | 0 | 0 | 0 | 0 | 35 | 0 | 0 | 0 | 0 | 0 | 0 | 0 | 0 | 0 | 0 | 0 | 0 | 0 | 0 | 0 | 0 | 0 | 0 |  | 1777 | 35-1 | 0 | 0 | 0 | 0 | 0 | 0 | 0 | 0 | 0 | 0 | 0 | 0 | 0 | 0 | 0 | 0 | 0 | 0 | 0 | 0 | 0 | 0 | 0 | 0 | 0 | 0 | 0 | 0 | 0 | 0 | 0 | 0 | 0 | 0 | 0 | 0 | 0 | 0 | 0 | 0 | 0 | 0 | 0 | 0 | 0 | 0 | 0 | 5000000 | scaled
35-2 | 55557.1191 | 3369.0821 | 51755.7585 | 432.2785 | 6.064% | 93.16% | 0.7781% | 25165.9164 | 51631.8041 | 346.7261 | 20591.153 | 4228.0374 | 564.7501 | 43049.0658 | 8017.9882 | 35 | 0.0075196 | 0.0043074 | 0.001183 | 7388307.7652 | 574.3069 | 46159.1724 | 8823.6398 | 76374.6573 | 6138514.3307 | 1173418.7772 | 7055579.3946 | 97208.9912 | 5772987.2532 | 1185383.1502 | 3318102.2463 | 36293.4938 | 2766535.1674 | 515273.5851 |  | 1778 | 35-2 | 55557.1191 | 30391.2027 | 3925.315 | 3369.0821 | 1269.8819 | 35.8523 | 51755.7585 | 28689.0423 | 3457.1841 | 432.2785 | 574.3069 | 227.5808 | 9.5568 | 2645.9556 | 193.2453 | 5.1331 | 61.3553 | 34.0102 | 4.0984 | 0.32528 | 8823.6398 | 4595.6025 | 805.6516 | 2645.9556 | 996.2002 | 26.5401 | 5784.9995 | 3206.7175 | 386.4267 | 392.6848 | 46159.1724 | 25568.0194 | 3110.1066 | 210.5001 | 80.4363 | 4.1791 | 45909.4037 | 25448.3146 | 3066.659 | 39.2685 | 0.001247 | 0.0004776 | 2.5e-05 | 0.0056828 | 0.00324 | 0.0005682 | 0.0005898 | 5000000 | scaled
35-296 | 0 | 0 | 0 | 0 | 0% | 0% | 0% | 0 | 0 | 0 | 0 | 0 | 0 | 0 | 0 | 35 | 0 | 0 | 0 | 0 | 0 | 0 | 0 | 0 | 0 | 0 | 0 | 0 | 0 | 0 | 0 | 0 | 0 | 0 |  | 1779 | 35-296 | 0 | 0 | 0 | 0 | 0 | 0 | 0 | 0 | 0 | 0 | 0 | 0 | 0 | 0 | 0 | 0 | 0 | 0 | 0 | 0 | 0 | 0 | 0 | 0 | 0 | 0 | 0 | 0 | 0 | 0 | 0 | 0 | 0 | 0 | 0 | 0 | 0 | 0 | 0 | 0 | 0 | 0 | 0 | 0 | 0 | 0 | 0 | 5000000 | scaled
35-297AE | 10279.2877 | 2082.2009 | 7854.0294 | 343.0574 | 20.26% | 76.41% | 3.337% | 4553.7228 | 9391.5029 | 163.8324 | 2846.1009 | 1543.7895 | 324.6905 | 5929.5537 | 3137.2587 | 35 | 0.0071058 | 0.0040884 | 0.0010678 | 1446605.2666 | 328.4897 | 6378.9036 | 3571.8944 | 46228.389 | 897703.7979 | 502673.0796 | 1400441.4806 | 50384.6355 | 875283.3571 | 474773.4879 | 831414.8968 | 28744.3337 | 524934.0138 | 277736.5493 |  | 1780 | 35-297AE | 10279.2877 | 5725.5649 | 887.7848 | 2082.2009 | 1023.3504 | 20.0421 | 7854.0294 | 4359.1571 | 524.6853 | 343.0574 | 328.4897 | 164.6573 | 3.7992 | 1639.7571 | 158.2191 | 2.7972 | 11.1347 | 6.18 | 0.74385 | 0.25814 | 3571.8944 | 2028.1049 | 434.6357 | 1639.7571 | 817.0556 | 14.743 | 1620.5015 | 899.4136 | 108.257 | 311.6357 | 6378.9036 | 3532.8028 | 449.3499 | 125.347 | 48.0757 | 2.5019 | 6222.3931 | 3453.5635 | 415.6845 | 31.1636 | 0.0009236 | 0.0003536 | 1.84e-05 | 0.0057032 | 0.0032558 | 0.0005704 | 0.000479 | 5000000 | scaled
350-2073 | 558.2059 | 0 | 558.2059 | 0 | 0% | 100% | 0% | 40.3243 | 83.8392 | 0.026483 | 31.9715 | 8.3264 | 0.055062 | 66.4727 | 17.3115 | 350 | 0.067729 | 0.067729 | 0.067729 | 8241.8052 | 0.3666 | 442.5784 | 115.2609 | 5.4128 | 6534.5861 | 1701.8062 | 7646.4239 | 5.0218 | 6062.533 | 1578.8691 | 7003.9348 | 4.5999 | 5553.13 | 1446.205 |  | 1781 | 350-2073 | 558.2059 | 517.8816 | 474.3667 | 0 | 0 | 0 | 558.2059 | 517.8816 | 474.3667 | 0 | 0.3666 | 0.34012 | 0.31154 | 0 | 0 | 0 | 0.3666 | 0.34012 | 0.31154 | 0 | 115.2609 | 106.9346 | 97.9494 | 0 | 0 | 0 | 115.2609 | 106.9346 | 97.9494 | 0 | 442.5784 | 410.6069 | 376.1057 | 0 | 0 | 0 | 442.5784 | 410.6069 | 376.1057 | 0 | 0 | 0 | 0 | 0.067729 | 0.067729 | 0.067729 | 0 | 5000000 | scaled
350-2182R | 302428.0161 | 300219.1158 | 1999.5562 | 209.3441 | 99.27% | 0.6612% | 0.06922% | 97798.5477 | 291302.3822 | 15605.1568 | 778.9671 | 81414.4238 | 46595.0362 | 1623.1592 | 243084.1868 | 350 | 0.068991 | 0.039413 | 0.0070914 | 4383586.4981 | 48324.401 | 1792.5699 | 252311.0452 | 700444.9995 | 25982.6627 | 3657158.8359 | 5191875.5661 | 828437.989 | 41353.3765 | 4322084.2007 | 1568891.0343 | 250950.6923 | 8741.9812 | 1309198.3608 |  | 1782 | 350-2182R | 302428.0161 | 204629.4684 | 11125.6339 | 300219.1158 | 203299.5591 | 10746.3898 | 1999.5562 | 1120.5653 | 169.9001 | 209.3441 | 48324.401 | 32719.2442 | 1729.3648 | 251890.6699 | 32718.266 | 1729.0828 | 1.4644 | 0.82066 | 0.12443 | 0.15752 | 252311.0452 | 170896.6214 | 9226.8584 | 251890.6699 | 170577.4429 | 9017.1285 | 230.2058 | 129.0089 | 19.5603 | 190.1696 | 1792.5699 | 1013.6028 | 169.4107 | 5.6669 | 3.8502 | 0.17839 | 1767.886 | 990.7357 | 150.2153 | 19.017 | 0.0010728 | 0.0007208 | 3.76e-05 | 0.067627 | 0.038401 | 0.0067626 | 0.0002912 | 5000000 | scaled
350-2188R | 3602011.8741 | 3439370.2131 | 147102.2415 | 15539.4195 | 95.48% | 4.084% | 0.4314% | 1853912.4783 | 3498305.7175 | 286573.3987 | 59576.4269 | 1507762.6527 | 538829.4895 | 123074.2679 | 2836401.9602 | 350 | 0.15121 | 0.087705 | 0.030148 | 23821254.3755 | 550978.5776 | 135624.0433 | 2915409.2533 | 3643797.2196 | 896925.0928 | 19280532.0631 | 19931491.0576 | 3080962.667 | 640508.6722 | 16210019.7184 | 3439856.0646 | 529826.7324 | 121017.9444 | 2789011.3879 |  | 1783 | 350-2188R | 3602011.8741 | 1748099.3958 | 103706.1566 | 3439370.2131 | 1650138.9799 | 75677.0066 | 147102.2415 | 82420.9964 | 12489.7306 | 15539.4195 | 550978.5776 | 264405.1789 | 12149.0881 | 2884506.6033 | 264264.5777 | 12117.861 | 230.0712 | 128.9083 | 19.5342 | 11.6929 | 2915409.2533 | 1407646.6005 | 79007.2931 | 2884506.6033 | 1384125.0344 | 63465.9156 | 16786.535 | 9405.4511 | 1425.2624 | 14116.115 | 135624.0433 | 76047.6164 | 12549.7754 | 4126.7964 | 1749.3678 | 93.23 | 130085.6354 | 72886.6371 | 11044.9339 | 1411.6115 | 0.062025 | 0.027567 | 0.0014412 | 0.067198 | 0.038151 | 0.0067198 | 0.021987 | 5000000 | scaled
350-2196R | 5570685.7117 | 5402874.7346 | 144206.9831 | 23603.994 | 96.99% | 2.589% | 0.4237% | 2032193.6356 | 5343705.8305 | 330730.8267 | 57989.5919 | 1643473.217 | 873797.2824 | 122341.7056 | 4347566.8425 | 350 | 0.19915 | 0.13488 | 0.043332 | 27972732.2617 | 905984.4055 | 135487.8651 | 4529213.4412 | 4549324.898 | 680340.9795 | 22743066.3842 | 26234332.9568 | 4269525.5387 | 748608.9096 | 21216198.5085 | 5238182.6092 | 856542.2337 | 119925.7996 | 4261714.5758 |  | 1784 | 350-2196R | 5570685.7117 | 3538492.0761 | 226979.8812 | 5402874.7346 | 3434088.379 | 191135.462 | 144206.9831 | 80799.7031 | 12240.4251 | 23603.994 | 905984.4055 | 575253.5787 | 32187.1231 | 4490953.9737 | 575076.7415 | 32145.2633 | 283.9103 | 159.076 | 24.0986 | 17.7612 | 4529213.4412 | 2885740.2242 | 181646.5987 | 4490953.9737 | 2854875.3222 | 158777.0889 | 16817.4377 | 9422.8722 | 1427.48 | 21442.0298 | 135487.8651 | 77498.2732 | 13146.1594 | 6238.0269 | 4136.3153 | 213.1099 | 127105.6351 | 71217.7549 | 10788.8465 | 2144.203 | 0.098833 | 0.063528 | 0.0033174 | 0.066999 | 0.038038 | 0.0067 | 0.033314 | 5000000 | scaled
350-2201R | 13521745.4458 | 13424968.4125 | 87426.2339 | 9350.7993 | 99.28% | 0.6466% | 0.06915% | 5902951.7081 | 13120777.3109 | 1103654.7663 | 35280.9353 | 4764016.0066 | 2453878.7439 | 74176.1413 | 10592722.4258 | 350 | 0.1241 | 0.076494 | 0.02124 | 108955479.4291 | 2526190.756 | 81749.8546 | 10913804.8351 | 20355532.2098 | 658723.7305 | 87941223.4888 | 99599365.936 | 18621754.0592 | 595288.4177 | 80382323.4591 | 18878150.2102 | 3530636.2136 | 106724.4954 | 15240789.5012 |  | 1785 | 350-2201R | 13521745.4458 | 7618793.7377 | 400968.1348 | 13424968.4125 | 7560454.1748 | 384195.6445 | 87426.2339 | 48988.7635 | 7421.691 | 9350.7993 | 2526190.756 | 1422535.9898 | 72312.0122 | 10896024.2949 | 1422470.9593 | 72296.19 | 103.4976 | 57.9943 | 8.786 | 7.0362 | 10913804.8351 | 6149788.8285 | 321082.4093 | 10896024.2949 | 6136091.0265 | 311799.7646 | 9286.2101 | 5203.4719 | 788.3147 | 8494.3301 | 81749.8546 | 46468.9194 | 7573.7133 | 2863.8953 | 1892.1889 | 99.6899 | 78036.5263 | 43727.2974 | 6624.5904 | 849.433 | 0.043861 | 0.025219 | 0.001317 | 0.067022 | 0.038055 | 0.0067022 | 0.013221 | 5000000 | scaled
351-819R | 23517427.5477 | 23341044.154 | 168384.291 | 7999.1026 | 99.25% | 0.716% | 0.03401% | 12654308.0891 | 23020822.0571 | 2933732.5877 | 68693.9858 | 9651881.5156 | 5332447.9681 | 142732.6803 | 17545641.4086 | 351 | 0.14376 | 0.082611 | 0.021785 | 163589709.0517 | 5442841.8261 | 157053.6319 | 17917532.0896 | 37860982.4118 | 1092481.6455 | 124636244.9943 | 131497251.6802 | 30485884.3116 | 713833.6033 | 100297533.7653 | 22796172.0932 | 5280410.98 | 141339.8156 | 17374421.2975 |  | 1786 | 351-819R | 23517427.5477 | 10863119.4586 | 496605.4906 | 23341044.154 | 10760349.4358 | 473640.3674 | 168384.291 | 94770.9201 | 14966.0206 | 7999.1026 | 5442841.8261 | 2509109.2384 | 110393.858 | 17893746.1361 | 2508971.9743 | 110367.113 | 233.1897 | 131.245 | 20.7259 | 6.0191 | 17917532.0896 | 8265650.574 | 371890.681 | 17893746.1361 | 8249086.5359 | 363155.9846 | 16519.5139 | 9297.5985 | 1468.2568 | 7266.4396 | 157053.6319 | 88359.6461 | 14320.9516 | 4695.4006 | 2290.9256 | 117.2698 | 151631.5873 | 85342.0765 | 13477.0378 | 726.644 | 0.035805 | 0.016408 | 0.0008578 | 0.096696 | 0.054946 | 0.0096696 | 0.011257 | 5000000 | scaled
353-1429R | 9221802.1839 | 8990135.5043 | 226573.8474 | 5092.8322 | 97.49% | 2.457% | 0.05523% | 4878217.3752 | 9020682.2795 | 1068660.0523 | 92978.5623 | 3716578.7607 | 1970815.6505 | 193600.3697 | 6856266.2593 | 353 | 0.12141 | 0.070252 | 0.017236 | 75954493.7323 | 2010090.3544 | 212647.0718 | 6999064.7578 | 16555917.3986 | 1751447.3157 | 57647129.018 | 61828276.4533 | 13544580.7486 | 1178443.6425 | 47105252.0622 | 11668595.0613 | 2549324.8796 | 250429.4296 | 8868840.7521 |  | 1787 | 353-1429R | 9221802.1839 | 4343584.8087 | 201119.9045 | 8990135.5043 | 4210998.963 | 175889.1575 | 226573.8474 | 127493.0135 | 20137.9148 | 5092.8322 | 2010090.3544 | 941430.3021 | 39274.7039 | 6975788.7975 | 941238.5775 | 39241.1935 | 333.9125 | 187.8924 | 29.6782 | 3.8322 | 6999064.7578 | 3282485.9971 | 142798.4985 | 6975788.7975 | 3267365.5129 | 136514.5561 | 18649.5966 | 10494.1206 | 1657.5787 | 4626.3637 | 212647.0718 | 119668.5095 | 19046.7021 | 4594.0972 | 2394.8727 | 133.4079 | 207590.3382 | 116811.0005 | 18450.6579 | 462.6364 | 0.017677 | 0.0082272 | 0.0004306 | 0.096588 | 0.054879 | 0.0096588 | 0.0071466 | 5000000 | scaled
353-593F | 2519059.1295 | 2498439.9602 | 19146.1021 | 1473.0673 | 99.18% | 0.76% | 0.05848% | 1297536.7316 | 2478866.8695 | 209030.0531 | 7471.1012 | 1081035.5773 | 399274.0466 | 15578.2914 | 2064014.5315 | 353 | 0.10537 | 0.060103 | 0.011935 | 23906161.0729 | 405269.5153 | 17227.2171 | 2096562.397 | 3846054.3456 | 163488.2734 | 19896618.4539 | 20323885.042 | 3274129.0991 | 117023.1238 | 16932732.8191 | 3367596.1422 | 542422.7318 | 21163.4576 | 2804009.9528 |  | 1788 | 353-593F | 2519059.1295 | 1221522.3979 | 40192.26 | 2498439.9602 | 1209270.1151 | 37016.4432 | 19146.1021 | 10779.2156 | 1702.7495 | 1473.0673 | 405269.5153 | 196239.4622 | 5995.4687 | 2093114.6601 | 196223.9043 | 5992.0777 | 25.6653 | 14.4495 | 2.2825 | 1.1084 | 2096562.397 | 1015526.8197 | 32547.8655 | 2093114.6601 | 1013000.9792 | 31022.1055 | 2109.5925 | 1187.6962 | 187.6156 | 1338.1444 | 17227.2171 | 9756.1159 | 1648.9258 | 82.5584 | 45.2316 | 2.26 | 17010.8443 | 9577.0699 | 1512.8513 | 133.8144 | 0.0060066 | 0.0027312 | 0.0001424 | 0.097304 | 0.055309 | 0.0097304 | 0.0020622 | 5000000 | scaled
353-594F | 2215649.7528 | 2214151.4104 | 660.9115 | 837.4309 | 99.93% | 0.02983% | 0.0378% | 1284684.4085 | 2163997.3506 | 208451.105 | 266.5414 | 1075966.7621 | 351033.0671 | 555.5783 | 1812408.7053 | 353 | 0.10216 | 0.058149 | 0.010999 | 21688842.7016 | 359278.2304 | 685.7312 | 1855685.7912 | 3516949.8318 | 6712.5752 | 18165180.2946 | 16009942.4283 | 2597750.987 | 3321.6819 | 13408869.7594 | 4696014.453 | 761764.4985 | 1205.6409 | 3933044.3136 |  | 1789 | 353-594F | 2215649.7528 | 930965.3443 | 51652.4022 | 2214151.4104 | 929755.6965 | 50756.1991 | 660.9115 | 372.2168 | 58.7722 | 837.4309 | 359278.2304 | 150827.1254 | 8245.1633 | 1854872.3124 | 150826.2118 | 8244.4884 | 0.50335 | 0.28348 | 0.04476 | 0.63014 | 1855685.7912 | 779719.0291 | 43277.086 | 1854872.3124 | 778928.5925 | 42511.6671 | 52.7509 | 29.7086 | 4.6909 | 760.728 | 685.7312 | 419.1897 | 130.1529 | 2.0011 | 0.89218 | 0.043579 | 607.6573 | 342.2248 | 54.0365 | 76.0728 | 0.0036578 | 0.0016298 | 8.52e-05 | 0.097316 | 0.055337 | 0.0097316 | 0.0011824 | 5000000 | scaled
353-595 | 0 | 0 | 0 | 0 | 0% | 0% | 0% | 0 | 0 | 0 | 0 | 0 | 0 | 0 | 0 | 353 | 0 | 0 | 0 | 0 | 0 | 0 | 0 | 0 | 0 | 0 | 0 | 0 | 0 | 0 | 0 | 0 | 0 | 0 |  | 1790 | 353-595 | 0 | 0 | 0 | 0 | 0 | 0 | 0 | 0 | 0 | 0 | 0 | 0 | 0 | 0 | 0 | 0 | 0 | 0 | 0 | 0 | 0 | 0 | 0 | 0 | 0 | 0 | 0 | 0 | 0 | 0 | 0 | 0 | 0 | 0 | 0 | 0 | 0 | 0 | 0 | 0 | 0 | 0 | 0 | 0 | 0 | 0 | 0 | 5000000 | scaled
353-899 | 0 | 0 | 0 | 0 | 0% | 0% | 0% | 0 | 0 | 0 | 0 | 0 | 0 | 0 | 0 | 353 | 0 | 0 | 0 | 0 | 0 | 0 | 0 | 0 | 0 | 0 | 0 | 0 | 0 | 0 | 0 | 0 | 0 | 0 |  | 1791 | 353-899 | 0 | 0 | 0 | 0 | 0 | 0 | 0 | 0 | 0 | 0 | 0 | 0 | 0 | 0 | 0 | 0 | 0 | 0 | 0 | 0 | 0 | 0 | 0 | 0 | 0 | 0 | 0 | 0 | 0 | 0 | 0 | 0 | 0 | 0 | 0 | 0 | 0 | 0 | 0 | 0 | 0 | 0 | 0 | 0 | 0 | 0 | 0 | 5000000 | scaled
353-900F | 1991358.192 | 1766219.9618 | 224452.8332 | 685.397 | 88.69% | 11.27% | 0.03442% | 1140791.1046 | 1919567.3133 | 169470.7177 | 89711.5377 | 881608.8491 | 278851.9796 | 186949.2673 | 1453766.0665 | 353 | 0.10085 | 0.057199 | 0.010689 | 19745234.0546 | 287197.6224 | 205247.0266 | 1498913.543 | 2847696.7615 | 2035118.8429 | 14862418.4501 | 14870209.9574 | 2209050.4944 | 1169389.7301 | 11491769.7329 | 6716458.2256 | 975687.4163 | 654124.987 | 5086645.8224 |  | 1792 | 353-900F | 1991358.192 | 850567.0874 | 71790.8787 | 1766219.9618 | 723560.6729 | 51155.3075 | 224452.8332 | 126321.0175 | 19950.1742 | 685.397 | 287197.6224 | 117726.9047 | 8345.6428 | 1479329.1192 | 117536.5164 | 8315.14 | 337.374 | 189.8725 | 29.987 | 0.51574 | 1498913.543 | 617304.6938 | 45147.4765 | 1479329.1192 | 606010.4586 | 42839.4639 | 18961.8044 | 10671.6159 | 1685.3933 | 622.6193 | 205247.0266 | 115535.4889 | 18297.7594 | 31.1099 | 13.6979 | 0.70354 | 205153.6548 | 115459.5291 | 18234.7939 | 62.2619 | 0.0033072 | 0.001361 | 7.08e-05 | 0.096586 | 0.054879 | 0.0096586 | 0.0009594 | 5000000 | scaled
353-901F | 4555618.8657 | 4296048.7024 | 257665.2243 | 1904.9389 | 94.3% | 5.656% | 0.04182% | 2583968.3249 | 4459909.3138 | 490488.3023 | 102708.4319 | 1990771.5908 | 838553.4269 | 214037.7214 | 3407318.1655 | 353 | 0.10618 | 0.060529 | 0.012519 | 42903628.8965 | 852664.6944 | 235074.7797 | 3467879.3916 | 8030173.4409 | 2213872.8916 | 32659582.564 | 32573758.9498 | 6183143.8 | 1294752.5979 | 25095862.5519 | 7644899.2678 | 1437396.1505 | 366890.155 | 5840612.9624 |  | 1793 | 353-901F | 4555618.8657 | 1971650.5407 | 95709.5519 | 4296048.7024 | 1824712.6378 | 70897.5427 | 257665.2243 | 145032.964 | 22907.0703 | 1904.9389 | 852664.6944 | 362176.3921 | 14111.2675 | 3443478.0758 | 361962.3654 | 14076.2563 | 377.6927 | 212.5933 | 33.5778 | 1.4334 | 3467879.3916 | 1477107.8008 | 60561.226 | 3443478.0758 | 1462616.5138 | 56815.2717 | 22670.8562 | 12760.8275 | 2015.4947 | 1730.4596 | 235074.7797 | 132366.3478 | 21037.0583 | 285.0583 | 133.7586 | 6.0146 | 234616.6754 | 132059.5433 | 20857.9978 | 173.046 | 0.0069132 | 0.0029462 | 0.0001536 | 0.09656 | 0.054873 | 0.009656 | 0.0027098 | 5000000 | scaled
353-902F | 465100.6078 | 292268.0514 | 172496.6985 | 335.858 | 62.84% | 37.09% | 0.07221% | 207579.5002 | 437869.882 | 21574.3748 | 68708.2873 | 117296.8381 | 45823.1559 | 143250.8894 | 248795.8367 | 353 | 0.098854 | 0.056196 | 0.010212 | 4704924.5134 | 47719.2683 | 157262.4386 | 260118.9009 | 482724.7084 | 1590855.5911 | 2631344.2138 | 4582568.585 | 476280.4228 | 1516818.5615 | 2589469.6007 | 2666646.3495 | 279064.9836 | 872404.0564 | 1515177.3096 |  | 1794 | 353-902F | 465100.6078 | 257521.1077 | 27230.7259 | 292268.0514 | 160066.5694 | 11556.1298 | 172496.6985 | 97118.6803 | 15338.7381 | 335.858 | 47719.2683 | 26144.8935 | 1896.1124 | 244800.013 | 26000.5275 | 1873.0987 | 255.9659 | 144.1133 | 22.761 | 0.25272 | 260118.9009 | 142822.0628 | 11323.0642 | 244800.013 | 134063.9376 | 9682.9132 | 15013.7922 | 8453.0295 | 1335.0553 | 305.0957 | 157262.4386 | 88554.1513 | 14011.5492 | 4.9886 | 2.1043 | 0.11784 | 157226.9405 | 88521.5375 | 13980.9218 | 30.5096 | 0.0015218 | 0.0006582 | 3.46e-05 | 0.096839 | 0.055044 | 0.0096838 | 0.0004932 | 5000000 | scaled
353-904R | 13534406.6532 | 13457602.2771 | 71457.012 | 5347.3641 | 99.43% | 0.528% | 0.03951% | 6805834.9523 | 13209012.6639 | 1229739.8014 | 44382.6253 | 5531712.5256 | 2385502.9652 | 92520.1158 | 10730989.5829 | 353 | 0.12577 | 0.073245 | 0.017747 | 107611505.4596 | 2442396.7286 | 99709.2598 | 10992300.6648 | 19419395.0001 | 792784.1852 | 87399326.2743 | 91863403.0382 | 16598710.3413 | 599065.2181 | 74665627.4787 | 18334741.3836 | 3311192.2178 | 128422.3462 | 14895126.8197 |  | 1795 | 353-904R | 13534406.6532 | 6728571.7009 | 325393.9892 | 13457602.2771 | 6683021.1881 | 313689.3205 | 71457.012 | 40203.1487 | 6357.3046 | 5347.3641 | 2442396.7286 | 1212656.9272 | 56893.7633 | 10980968.3045 | 1212597.2313 | 56880.9362 | 98.9516 | 55.6722 | 8.8034 | 4.0237 | 10992300.6648 | 5460588.1393 | 261311.082 | 10980968.3045 | 5452087.717 | 255877.4593 | 6474.7782 | 3642.8401 | 576.0406 | 4857.5821 | 99709.2598 | 55326.6344 | 7189.1439 | 34340.2193 | 18336.2398 | 930.9251 | 64883.2822 | 36504.6364 | 5772.4606 | 485.7582 | 0.021143 | 0.010585 | 0.000552 | 0.097148 | 0.05518 | 0.0097148 | 0.0074806 | 5000000 | scaled
354-1706R | 20510259.2469 | 20339348.0468 | 158498.2239 | 12412.9762 | 99.17% | 0.7728% | 0.06052% | 10293789.1118 | 19914100.0401 | 2071730.4405 | 72481.8853 | 8149576.786 | 4004435.0435 | 155003.2176 | 15754661.779 | 354 | 0.13939 | 0.083125 | 0.025625 | 147143819.2261 | 4120019.5862 | 169058.9722 | 16221180.6885 | 29557667.2095 | 1212855.6027 | 116373296.414 | 122904312.461 | 24735751.1049 | 865408.8577 | 97303152.4984 | 23265112.6949 | 4678274.8092 | 181086.1309 | 18405751.7548 |  | 1796 | 354-1706R | 20510259.2469 | 10216470.135 | 596159.2068 | 20339348.0468 | 10115278.3064 | 570303.016 | 158498.2239 | 88778.8524 | 13443.2146 | 12412.9762 | 4120019.5862 | 2048289.1457 | 115584.5427 | 16194545.5345 | 2048166.3761 | 115558.0265 | 202.507 | 113.4293 | 17.1759 | 9.3404 | 16221180.6885 | 8071603.9025 | 466518.9095 | 16194545.5345 | 8051724.8386 | 453940.1749 | 15359.1215 | 8603.0313 | 1302.7021 | 11276.0326 | 169058.9722 | 96577.0869 | 14055.7545 | 24994.7735 | 15387.0917 | 804.8147 | 142936.5954 | 80062.3919 | 12123.3366 | 1127.6033 | 0.055314 | 0.027827 | 0.0014534 | 0.06656 | 0.037784 | 0.006656 | 0.017515 | 5000000 | scaled
354-24AE | 3653653.987 | 3234791.8728 | 416154.1266 | 2707.9876 | 88.54% | 11.39% | 0.07412% | 1867140.6719 | 3547057.7164 | 272828.1664 | 168016.8761 | 1426295.6295 | 512509.9342 | 350341.361 | 2684206.4212 | 354 | 0.080555 | 0.046685 | 0.01062 | 45356242.685 | 523618.4586 | 382578.2725 | 2747457.2559 | 6500168.3158 | 4749303.857 | 34106770.5122 | 38267722.4406 | 5591711.8094 | 3443566.5586 | 29232444.0726 | 10037313.6156 | 1450278.8938 | 991381.1372 | 7595653.5846 |  | 1797 | 354-24AE | 3653653.987 | 1786513.3151 | 106596.2706 | 3234791.8728 | 1550753.8775 | 68619.1151 | 416154.1266 | 233051.45 | 35269.168 | 2707.9876 | 523618.4586 | 250790.2922 | 11108.5244 | 2704004.9048 | 250506.1362 | 11063.7919 | 503.7717 | 282.1184 | 42.6948 | 2.0377 | 2747457.2559 | 1321161.6264 | 63250.8347 | 2704004.9048 | 1295745.4236 | 57316.7642 | 40992.3966 | 22956.2483 | 3474.116 | 2459.9545 | 382578.2725 | 214561.3964 | 32236.9115 | 7674.3188 | 4502.3177 | 238.5589 | 374657.9583 | 209813.0833 | 31752.3571 | 245.9954 | 0.010941 | 0.0055618 | 0.0002904 | 0.065871 | 0.03738 | 0.006587 | 0.0037426 | 5000000 | scaled
355-41R | 7500586.088 | 7388136.9365 | 107958.6016 | 4490.5499 | 98.5% | 1.439% | 0.05987% | 4248392.2812 | 7304814.4444 | 680791.6978 | 43640.343 | 3523960.2404 | 1167826.2577 | 90261.0989 | 6046727.0878 | 355 | 0.092253 | 0.052663 | 0.013524 | 81304345.952 | 1197358.7713 | 98987.7415 | 6204239.5752 | 12979048.6538 | 1073000.6277 | 67252296.6705 | 61754580.177 | 9895980.1027 | 634355.5121 | 51224244.5622 | 14476082.43 | 2314302.3411 | 178872.0463 | 11982908.0425 |  | 1798 | 355-41R | 7500586.088 | 3252193.8068 | 195771.6436 | 7388136.9365 | 3187338.6269 | 182095.1364 | 107958.6016 | 60364.63 | 9185.9572 | 4490.5499 | 1197358.7713 | 516567.0735 | 29532.5136 | 6189927.5113 | 516432.542 | 29509.1765 | 234.5585 | 131.1525 | 19.9581 | 3.379 | 6204239.5752 | 2680279.3348 | 157512.4874 | 6189927.5113 | 2670478.4485 | 152562.5534 | 10232.8177 | 5721.64 | 870.6877 | 4079.2463 | 98987.7415 | 55347.3985 | 8726.6426 | 1088.5914 | 427.6363 | 23.4065 | 97491.2254 | 54511.8375 | 8295.3115 | 407.9246 | 0.018028 | 0.0078854 | 0.0004116 | 0.067904 | 0.038456 | 0.0067904 | 0.0063218 | 5000000 | scaled
355-65R | 66.9898 | 30.8862 | 0 | 36.1036 | 46.11% | 0% | 53.89% | 30.8862 | 30.8862 | 5.0649 | 0 | 25.8213 | 5.0649 | 0 | 25.8213 | 355 | 7.02e-05 | 6.4e-05 | 5.22e-05 | 954271.3326 | 5.0921 | 3.2797 | 58.6181 | 72536.508 | 46719.0326 | 835015.7921 | 564118.8084 | 92507.3035 | 0 | 471611.5049 | 691639.9184 | 113418.9162 | 0 | 578221.0022 |  | 1799 | 355-65R | 66.9898 | 36.1036 | 36.1036 | 30.8862 | 0 | 0 | 0 | 0 | 0 | 36.1036 | 5.0921 | 0.027167 | 0.027167 | 25.8213 | 0 | 0 | 0 | 0 | 0 | 0.027167 | 58.6181 | 32.7968 | 32.7968 | 25.8213 | 0 | 0 | 0 | 0 | 0 | 32.7968 | 3.2797 | 3.2797 | 3.2797 | 0 | 0 | 0 | 0 | 0 | 0 | 3.2797 | 1.86e-05 | 1.24e-05 | 6e-07 | 0 | 0 | 0 | 5.16e-05 | 5000000 | scaled
355-6R | 1698709.6728 | 1357931.9014 | 339549.8847 | 1227.8867 | 79.94% | 19.99% | 0.07228% | 826910.1292 | 1645425.8962 | 109943.2184 | 137702.8084 | 579264.1024 | 216692.4795 | 286048.9089 | 1142684.5079 | 355 | 0.074333 | 0.04267 | 0.0086086 | 22852698.9733 | 220489.7102 | 312615.7972 | 1165604.1654 | 2966242.5863 | 4205612.5438 | 15680843.8432 | 20431014.0883 | 2716439.6289 | 3402314.1312 | 14312260.3282 | 6189598.3735 | 815132.0711 | 1076030.1422 | 4298436.1602 |  | 1800 | 355-6R | 1698709.6728 | 871799.5436 | 53283.7766 | 1357931.9014 | 680610.1698 | 23197.4668 | 339549.8847 | 189961.487 | 28858.423 | 1227.8867 | 220489.7102 | 110546.4917 | 3797.2307 | 1135998.0363 | 110313.7722 | 3761.093 | 414.327 | 231.7956 | 35.2138 | 0.92395 | 1165604.1654 | 586340.063 | 22919.6575 | 1135998.0363 | 569285.49 | 19382.805 | 28490.7084 | 15939.1523 | 2421.4319 | 1115.4207 | 312615.7972 | 174912.9888 | 26566.8883 | 1859.4059 | 1010.9077 | 53.5689 | 310644.8492 | 173790.5391 | 26401.7774 | 111.5421 | 0.0054326 | 0.002871 | 0.00015 | 0.067158 | 0.038057 | 0.0067158 | 0.0017428 | 5000000 | scaled
356-16R | 5437437.5172 | 5336373.2739 | 96850.0673 | 4214.176 | 98.14% | 1.781% | 0.0775% | 2699969.9099 | 5298156.4503 | 519270.3193 | 48316.7977 | 2132382.793 | 1017845.3602 | 100689.9551 | 4179621.1349 | 356 | 0.090754 | 0.052713 | 0.013207 | 59914026.0174 | 1042639.7162 | 109145.1017 | 4285652.6993 | 11488636.4916 | 1202647.8358 | 47222741.69 | 51931152.3679 | 9987632.0736 | 929324.0544 | 41014196.24 | 10545843.7009 | 2025994.9251 | 200420.7575 | 8319428.0183 |  | 1801 | 356-16R | 5437437.5172 | 2737467.6072 | 139281.0669 | 5336373.2739 | 2679049.2799 | 126826.4518 | 96850.0673 | 54204.1514 | 8240.4391 | 4214.176 | 1042639.7162 | 523369.3969 | 24794.356 | 4273533.6985 | 523275.8208 | 24777.441 | 161.5325 | 90.405 | 13.7439 | 3.171 | 4285652.6993 | 2153269.9064 | 106031.5644 | 4273533.6985 | 2144801.5935 | 101497.9583 | 8290.8145 | 4640.1265 | 705.4198 | 3828.1863 | 109145.1017 | 60828.304 | 8455.1466 | 20364.5628 | 10971.8655 | 551.0525 | 88397.7202 | 49473.6198 | 7521.2755 | 382.8186 | 0.016717 | 0.0081622 | 0.0004268 | 0.068062 | 0.038577 | 0.0068062 | 0.0059742 | 5000000 | scaled
356-19R | 16012786.3517 | 15654557.522 | 343518.1164 | 14710.7133 | 97.76% | 2.145% | 0.09187% | 8814734.9376 | 15538044.3395 | 1605485.9406 | 142337.7273 | 7066911.2698 | 2820927.0368 | 295578.7058 | 12421538.5969 | 356 | 0.16775 | 0.095595 | 0.030436 | 95453862.5664 | 2900678.1344 | 324329.4726 | 12787778.7447 | 17291240.0072 | 1933361.2665 | 76229261.2927 | 75297205.4463 | 13714377.751 | 1215876.9573 | 60366950.738 | 15597837.2014 | 2831782.4119 | 296716.1396 | 12469338.6498 |  | 1802 | 356-19R | 16012786.3517 | 7198051.4141 | 474742.0122 | 15654557.522 | 6990586.2789 | 430087.2419 | 343518.1164 | 192754.4219 | 29944.057 | 14710.7133 | 2900678.1344 | 1295192.1938 | 79751.0976 | 12742112.9865 | 1294888.4356 | 79694.5596 | 521.6167 | 292.6889 | 45.4687 | 11.0693 | 12787778.7447 | 5720867.475 | 366240.1478 | 12742112.9865 | 5689378.6576 | 350061.0702 | 32302.4456 | 18125.5047 | 2815.765 | 13363.3127 | 324329.4726 | 181991.7453 | 28750.7668 | 12299.0872 | 6319.1857 | 331.6121 | 310694.0541 | 174336.2283 | 27082.8234 | 1336.3313 | 0.06528 | 0.028467 | 0.0014874 | 0.081694 | 0.046349 | 0.0081694 | 0.02078 | 5000000 | scaled
356-30AE | 9294675.1195 | 8868205.8361 | 412482.4657 | 13986.8177 | 95.41% | 4.438% | 0.1505% | 5073047.7391 | 9061547.3271 | 927077.0085 | 169464.84 | 3976505.8905 | 1646022.1394 | 351426.724 | 7064098.4637 | 356 | 0.14106 | 0.081547 | 0.027705 | 65892390.099 | 1680956.8961 | 384841.004 | 7228877.2194 | 11916744.3846 | 2728238.829 | 51247406.8854 | 51769254.3006 | 9460601.965 | 1729348.6777 | 40579303.6579 | 8414707.647 | 1528524.2777 | 326340.8594 | 6559842.5099 |  | 1803 | 356-30AE | 9294675.1195 | 4221627.3804 | 233127.7924 | 8868205.8361 | 3976920.2865 | 184090.4968 | 412482.4657 | 230720.2763 | 35050.4779 | 13986.8177 | 1680956.8961 | 753879.8876 | 34934.7567 | 7180338.8 | 753485.2431 | 34865.8775 | 686.7308 | 384.1199 | 58.3546 | 10.5246 | 7228877.2194 | 3252371.3289 | 164778.7557 | 7180338.8 | 3219622.7436 | 149028.1703 | 35832.6984 | 20042.8643 | 3044.8645 | 12705.721 | 384841.004 | 215376.164 | 33414.28 | 7607.3954 | 3812.2998 | 196.4491 | 375963.0365 | 210293.2921 | 31947.2588 | 1270.5721 | 0.054258 | 0.02381 | 0.0012452 | 0.067045 | 0.037982 | 0.0067046 | 0.019755 | 5000000 | scaled
357-1147R | 1251175.7701 | 1239445.5619 | 10953.1743 | 777.034 | 99.06% | 0.8754% | 0.0621% | 711335.6509 | 1223527.2503 | 114813.8676 | 4397.538 | 592124.2453 | 197177.5394 | 9148.5594 | 1017201.1515 | 357 | 0.14287 | 0.081285 | 0.015119 | 8757577.0756 | 201390.9611 | 10150.2248 | 1039634.5842 | 1409631.5693 | 71046.2735 | 7276899.2329 | 6641341.5457 | 1071952.612 | 41057.3428 | 5528331.5909 | 1828678.376 | 294700.6718 | 13673.3961 | 1520304.3081 |  | 1804 | 357-1147R | 1251175.7701 | 539840.1193 | 27648.5198 | 1239445.5619 | 532886.1484 | 25858.4698 | 10953.1743 | 6176.9369 | 1013.016 | 777.034 | 201390.9611 | 86577.0935 | 4213.4217 | 1038055.1556 | 86567.1073 | 4211.2951 | 16.671 | 9.4015 | 1.5418 | 0.58469 | 1039634.5842 | 447510.339 | 22433.4328 | 1038055.1556 | 446311.8371 | 21646.7771 | 873.5656 | 492.6389 | 80.7926 | 705.863 | 10150.2248 | 5752.6868 | 1001.6654 | 16.7009 | 7.204 | 0.3976 | 10062.9376 | 5674.8965 | 930.6815 | 70.5863 | 0.0020868 | 0.0009 | 4.72e-05 | 0.13968 | 0.07928 | 0.013968 | 0.0011046 | 5000000 | scaled
357-1299R | 5098732.7905 | 5082456.8734 | 14745.3624 | 1530.5548 | 99.68% | 0.2892% | 0.03002% | 2906152.7439 | 5037671.1475 | 547199.46 | 5874.4484 | 2353078.8356 | 947924.9966 | 12212.8235 | 4077533.3275 | 357 | 0.2409 | 0.13655 | 0.025215 | 21164963.3238 | 958801.2083 | 13620.6215 | 4126310.9607 | 3980007.0415 | 56539.5297 | 17128416.7525 | 16057328.5873 | 3023434.1776 | 32458.0144 | 13001436.3953 | 2421678.0358 | 455680.6263 | 5870.8728 | 1960126.5367 |  | 1805 | 357-1299R | 5098732.7905 | 2192580.0466 | 61061.643 | 5082456.8734 | 2182705.5413 | 58131.2482 | 14745.3624 | 8343.9505 | 1399.84 | 1530.5548 | 958801.2083 | 411601.7484 | 10876.2118 | 4123531.7472 | 411586.8484 | 10872.7536 | 24.2959 | 13.7483 | 2.3065 | 1.1517 | 4126310.9607 | 1773232.1251 | 48777.6332 | 4123531.7472 | 1771055.8525 | 47255.4177 | 1388.8471 | 785.9062 | 131.8492 | 1390.3664 | 13620.6215 | 7746.1731 | 1407.798 | 149.3655 | 62.8405 | 3.077 | 13332.2194 | 7544.296 | 1265.6843 | 139.0366 | 0.010791 | 0.0048384 | 0.000253 | 0.22795 | 0.12954 | 0.022795 | 0.002167 | 5000000 | scaled
357-2046 | 0 | 0 | 0 | 0 | 0% | 0% | 0% | 0 | 0 | 0 | 0 | 0 | 0 | 0 | 0 | 357 | 0 | 0 | 0 | 0 | 0 | 0 | 0 | 0 | 0 | 0 | 0 | 0 | 0 | 0 | 0 | 0 | 0 | 0 |  | 1806 | 357-2046 | 0 | 0 | 0 | 0 | 0 | 0 | 0 | 0 | 0 | 0 | 0 | 0 | 0 | 0 | 0 | 0 | 0 | 0 | 0 | 0 | 0 | 0 | 0 | 0 | 0 | 0 | 0 | 0 | 0 | 0 | 0 | 0 | 0 | 0 | 0 | 0 | 0 | 0 | 0 | 0 | 0 | 0 | 0 | 0 | 0 | 0 | 0 | 5000000 | scaled
357-2047F | 878930.3773 | 839250.3564 | 39397.5938 | 282.4272 | 95.49% | 4.482% | 0.03213% | 511956.7426 | 873140.1874 | 80399.5553 | 15736.5142 | 415820.6732 | 136074.0593 | 32747.3649 | 704318.7632 | 357 | 0.14128 | 0.080156 | 0.014404 | 6221036.1099 | 136382.6177 | 36109.6118 | 706438.1479 | 965311.0318 | 255582.4722 | 5000142.6059 | 4578242.8601 | 718983.9672 | 140725.9202 | 3718532.9727 | 401979.2759 | 62646.2424 | 15076.3442 | 324256.6892 |  | 1807 | 357-2047F | 878930.3773 | 366973.6347 | 5790.1899 | 839250.3564 | 344473.3416 | 1863.9272 | 39397.5938 | 22217.8659 | 3643.8355 | 282.4272 | 136382.6177 | 55983.0624 | 308.5584 | 702904.3602 | 55956.5933 | 304.0397 | 46.5592 | 26.2566 | 4.3062 | 0.21252 | 706438.1479 | 290617.4747 | 2119.3847 | 702904.3602 | 288512.7565 | 1559.719 | 3277.2289 | 1848.1594 | 303.1069 | 256.5588 | 36109.6118 | 20373.0976 | 3362.2468 | 10.1502 | 3.9918 | 0.16862 | 36073.8057 | 20343.4499 | 3336.4223 | 25.6559 | 0.001136 | 0.0004352 | 2.26e-05 | 0.13974 | 0.079313 | 0.013974 | 0.0004076 | 5000000 | scaled
357-2048F | 41154.2263 | 0 | 41154.2263 | 0 | 0% | 100% | 0% | 1519.8977 | 3159.6853 | 2.5305 | 1391.3339 | 126.0334 | 5.2606 | 2892.4165 | 262.0083 | 357 | 0.13617 | 0.13617 | 0.13617 | 302226.3777 | 68.5177 | 37673.107 | 3412.6016 | 503.1766 | 276661.9054 | 25061.2957 | 291064.6278 | 484.5934 | 266444.2963 | 24135.7381 | 279022.4367 | 464.5444 | 255420.72 | 23137.1723 |  | 1808 | 357-2048F | 41154.2263 | 39634.3286 | 37994.541 | 0 | 0 | 0 | 41154.2263 | 39634.3286 | 37994.541 | 0 | 68.5177 | 65.9872 | 63.2571 | 0 | 0 | 0 | 68.5177 | 65.9872 | 63.2571 | 0 | 3412.6016 | 3286.5683 | 3150.5934 | 0 | 0 | 0 | 3412.6016 | 3286.5683 | 3150.5934 | 0 | 37673.107 | 36281.7731 | 34780.6905 | 0 | 0 | 0 | 37673.107 | 36281.7731 | 34780.6905 | 0 | 0 | 0 | 0 | 0.13617 | 0.13617 | 0.13617 | 0 | 5000000 | scaled
357-2049F | 16869708.0077 | 16664984.6208 | 199776.3295 | 4947.0574 | 98.79% | 1.184% | 0.02933% | 9446524.3611 | 16408580.6677 | 1777886.1604 | 80002.5617 | 7588635.639 | 3082418.9631 | 166556.3543 | 13159605.3503 | 357 | 0.18286 | 0.1045 | 0.023035 | 92253260.68 | 3165565.2901 | 184038.4861 | 13520104.2315 | 17311130.6832 | 1006428.2338 | 73935701.7629 | 71035658.067 | 13369288.9091 | 601600.5887 | 57064768.5692 | 20018551.7678 | 3760566.7932 | 203199.5983 | 16054785.3762 |  | 1809 | 357-2049F | 16869708.0077 | 7423183.6466 | 461127.34 | 16664984.6208 | 7305348.5827 | 437564.922 | 199776.3295 | 112888.0065 | 18615.3605 | 4947.0574 | 3165565.2901 | 1387679.1297 | 83146.327 | 13498638.749 | 1387520.1462 | 83117.0018 | 274.7632 | 155.261 | 25.6027 | 3.7225 | 13520104.2315 | 5931468.5924 | 360498.8811 | 13498638.749 | 5917384.5089 | 354423.5149 | 16971.5416 | 9590.1426 | 1581.4254 | 4493.9408 | 184038.4861 | 104035.9244 | 17482.1318 | 1059.0674 | 443.9275 | 24.4054 | 182530.0247 | 103142.6028 | 17008.3324 | 449.3941 | 0.020362 | 0.0091152 | 0.000477 | 0.15549 | 0.088375 | 0.015549 | 0.0070088 | 5000000 | scaled
357-45R | 17696752.5099 | 17249773.4593 | 438470.3008 | 8508.7498 | 97.47% | 2.478% | 0.04808% | 9823823.9031 | 17201969.9655 | 1967518.5277 | 181521.3472 | 7674784.0283 | 3432201.8637 | 376588.0458 | 13393180.0561 | 357 | 0.18538 | 0.1054 | 0.026372 | 95462140.4806 | 3523287.1598 | 414560.3516 | 13758904.9984 | 19005777.1116 | 2236275.7519 | 74220087.6171 | 74695150.3855 | 14959968.1104 | 1380192.1185 | 58354990.1566 | 18761377.2095 | 3743340.6728 | 410726.8175 | 14607309.7192 |  | 1810 | 357-45R | 17696752.5099 | 7872928.6068 | 494782.5443 | 17249773.4593 | 7617104.9754 | 445826.5839 | 438470.3008 | 247314.8816 | 40447.2106 | 8508.7498 | 3523287.1598 | 1555768.6321 | 91085.2961 | 13712729.6661 | 1555360.4554 | 91013.1852 | 712.3148 | 401.7742 | 65.7083 | 6.4026 | 13758904.9984 | 6084120.9702 | 365724.9424 | 13712729.6661 | 6054706.5155 | 354449.046 | 38445.9258 | 21685.0482 | 3546.4898 | 7729.4066 | 414560.3516 | 233039.0045 | 37972.3059 | 14475.3508 | 7038.0045 | 364.3528 | 399312.0602 | 225228.0593 | 36835.0125 | 772.9407 | 0.039295 | 0.017229 | 0.000901 | 0.13401 | 0.076102 | 0.013401 | 0.01207 | 5000000 | scaled
357-50R | 10432488.7437 | 10123494.7451 | 300831.8477 | 8162.1509 | 97.04% | 2.884% | 0.07824% | 5740314.7771 | 10125614.4502 | 1079947.5398 | 121972.6581 | 4538394.5792 | 1896351.3879 | 253910.7234 | 7975352.3389 | 357 | 0.14913 | 0.085731 | 0.022688 | 69957168.9577 | 1948685.4779 | 279479.9911 | 8204323.2747 | 13067305.6615 | 1874109.7583 | 55015753.5379 | 54731612.3605 | 10296869.1461 | 1162960.6564 | 43271782.558 | 13526080.0398 | 2533199.4203 | 339181.0724 | 10653699.5471 |  | 1811 | 357-50R | 10432488.7437 | 4692173.9666 | 306874.2935 | 10123494.7451 | 4514525.3277 | 271660.7868 | 300831.8477 | 169486.4881 | 27051.3559 | 8162.1509 | 1948685.4779 | 868737.9381 | 52334.0901 | 8171576.7368 | 868463.3506 | 52285.1023 | 476.4806 | 268.4457 | 42.846 | 6.1418 | 8204323.2747 | 3665928.6955 | 228970.9358 | 8171576.7368 | 3644242.285 | 219278.4832 | 25331.9841 | 14271.8567 | 2277.8988 | 7414.5538 | 279479.9911 | 157507.333 | 25569.2677 | 3715.1528 | 1819.692 | 97.2013 | 275023.383 | 154946.1856 | 24730.611 | 741.4554 | 0.033132 | 0.01488 | 0.0007874 | 0.10455 | 0.059405 | 0.010455 | 0.011445 | 5000000 | scaled
357-750R | 11757625.4162 | 11499648.1899 | 251929.878 | 6047.3483 | 97.81% | 2.143% | 0.05143% | 6473932.3447 | 11479987.8149 | 1292296.5148 | 101835.0158 | 5079800.8141 | 2285047.4452 | 211160.807 | 8983779.5627 | 357 | 0.171 | 0.097032 | 0.022642 | 68756837.1092 | 2335381.2932 | 232959.1274 | 9189284.9955 | 13656960.9495 | 1362310.1784 | 53737565.9814 | 54452874.2097 | 10869631.5953 | 856544.2165 | 42726698.3979 | 12261953.3997 | 2440694.6889 | 225544.1397 | 9595714.5711 |  | 1812 | 357-750R | 11757625.4162 | 5283693.0715 | 277637.6013 | 11499648.1899 | 5135606.8727 | 248337.4262 | 251929.878 | 142038.8505 | 23252.8268 | 6047.3483 | 2335381.2932 | 1043084.7785 | 50333.848 | 9161882.2079 | 1042835.3682 | 50289.2122 | 434.3003 | 244.8599 | 40.0854 | 4.5504 | 9189284.9955 | 4109484.1814 | 205505.4328 | 9161882.2079 | 4091638.1774 | 197989.7748 | 21909.3351 | 12352.5514 | 2022.2055 | 5493.4526 | 232959.1274 | 131124.1116 | 21798.3204 | 2823.5395 | 1133.3271 | 58.4392 | 229586.2426 | 129441.4392 | 21190.5359 | 549.3453 | 0.027182 | 0.011732 | 0.0006192 | 0.13533 | 0.076811 | 0.013533 | 0.0084898 | 5000000 | scaled
358-1175F | 599583.3935 | 582831.823 | 16465.7029 | 285.8675 | 97.21% | 2.746% | 0.04768% | 362695.0269 | 582192.6595 | 57659.7114 | 6610.5421 | 298424.7735 | 92021.3943 | 13754.1521 | 476417.1131 | 358 | 0.14195 | 0.08048 | 0.014434 | 4224000.7769 | 94557.053 | 15180.4268 | 489845.9136 | 666144.3092 | 106944.4809 | 3450911.9868 | 2943436.6037 | 467935.021 | 53647.5831 | 2421853.9996 | 1204828.3935 | 190435.2225 | 28463.7614 | 985929.4096 |  | 1813 | 358-1175F | 599583.3935 | 236888.3665 | 17390.734 | 582831.823 | 227314.8325 | 15581.5734 | 16465.7029 | 9287.6665 | 1523.293 | 285.8675 | 94557.053 | 36897.3417 | 2535.6587 | 488272.6814 | 36885.3435 | 2533.5111 | 20.8897 | 11.7831 | 1.9326 | 0.21511 | 489845.9136 | 191421.1402 | 13428.8005 | 488272.6814 | 190420.5344 | 13047.5961 | 1313.5481 | 740.9217 | 121.5204 | 259.684 | 15180.4268 | 8569.8847 | 1426.2748 | 23.1933 | 8.9546 | 0.4663 | 15131.2651 | 8534.9617 | 1399.8401 | 25.9684 | 0.0014874 | 0.0005696 | 3e-05 | 0.14006 | 0.079513 | 0.014006 | 0.000398 | 5000000 | scaled
358-1193F | 0 | 0 | 0 | 0 | 0% | 0% | 0% | 0 | 0 | 0 | 0 | 0 | 0 | 0 | 0 | 358 | 0 | 0 | 0 | 0 | 0 | 0 | 0 | 0 | 0 | 0 | 0 | 0 | 0 | 0 | 0 | 0 | 0 | 0 |  | 1814 | 358-1193F | 0 | 0 | 0 | 0 | 0 | 0 | 0 | 0 | 0 | 0 | 0 | 0 | 0 | 0 | 0 | 0 | 0 | 0 | 0 | 0 | 0 | 0 | 0 | 0 | 0 | 0 | 0 | 0 | 0 | 0 | 0 | 0 | 0 | 0 | 0 | 0 | 0 | 0 | 0 | 0 | 0 | 0 | 0 | 0 | 0 | 0 | 0 | 5000000 | scaled
358-1240F | 3541.2933 | 0 | 3541.2933 | 0 | 0% | 100% | 0% | 41.2368 | 86.2258 | 0.027082 | 32.695 | 8.5148 | 0.056629 | 68.3649 | 17.8043 | 358 | 0.49336 | 0.49336 | 0.49336 | 7177.8686 | 2.3258 | 2807.7449 | 731.2227 | 4.7141 | 5691.0349 | 1482.1196 | 7094.2854 | 4.6592 | 5624.7652 | 1464.861 | 7003.0969 | 4.5993 | 5552.4657 | 1446.0319 |  | 1815 | 358-1240F | 3541.2933 | 3500.0565 | 3455.0675 | 0 | 0 | 0 | 3541.2933 | 3500.0565 | 3455.0675 | 0 | 2.3258 | 2.2987 | 2.2691 | 0 | 0 | 0 | 2.3258 | 2.2987 | 2.2691 | 0 | 731.2227 | 722.7079 | 713.4184 | 0 | 0 | 0 | 731.2227 | 722.7079 | 713.4184 | 0 | 2807.7449 | 2775.0499 | 2739.38 | 0 | 0 | 0 | 2807.7449 | 2775.0499 | 2739.38 | 0 | 0 | 0 | 0 | 0.49336 | 0.49336 | 0.49336 | 0 | 5000000 | scaled
358-1241 | 0 | 0 | 0 | 0 | 0% | 0% | 0% | 0 | 0 | 0 | 0 | 0 | 0 | 0 | 0 | 358 | 0 | 0 | 0 | 0 | 0 | 0 | 0 | 0 | 0 | 0 | 0 | 0 | 0 | 0 | 0 | 0 | 0 | 0 |  | 1816 | 358-1241 | 0 | 0 | 0 | 0 | 0 | 0 | 0 | 0 | 0 | 0 | 0 | 0 | 0 | 0 | 0 | 0 | 0 | 0 | 0 | 0 | 0 | 0 | 0 | 0 | 0 | 0 | 0 | 0 | 0 | 0 | 0 | 0 | 0 | 0 | 0 | 0 | 0 | 0 | 0 | 0 | 0 | 0 | 0 | 0 | 0 | 0 | 0 | 5000000 | scaled
358-33 | 1344643.6099 | 1340076.1645 | 4140.6168 | 426.8286 | 99.66% | 0.3079% | 0.03174% | 591625.7324 | 1314100.0302 | 118686.8439 | 1835.279 | 471103.6095 | 263593.6531 | 3866.2763 | 1046640.1008 | 358 | 0.14298 | 0.081385 | 0.014722 | 9404720.0417 | 269559.0519 | 4240.0569 | 1070844.501 | 1885352.6687 | 29655.8493 | 7489711.5238 | 9252516.1507 | 1856159.8654 | 28702.1811 | 7367654.1042 | 2074661.3708 | 416153.6847 | 6103.9601 | 1652403.726 |  | 1817 | 358-33 | 1344643.6099 | 753017.8774 | 30543.5796 | 1340076.1645 | 750255.0078 | 29733.6019 | 4140.6168 | 2336.041 | 383.1492 | 426.8286 | 269559.0519 | 150872.2081 | 5965.3989 | 1069724.128 | 150853.7443 | 5962.102 | 32.1577 | 18.1426 | 2.9757 | 0.32117 | 1070844.501 | 599740.8915 | 24204.4002 | 1069724.128 | 598939.8194 | 23748.8719 | 732.639 | 413.3381 | 67.7943 | 387.734 | 4240.0569 | 2404.7779 | 373.7806 | 825.4634 | 461.4442 | 22.6279 | 3375.8201 | 1904.5603 | 312.3793 | 38.7734 | 0.0017168 | 0.0009164 | 4.78e-05 | 0.14065 | 0.079859 | 0.014065 | 0.0006096 | 5000000 | scaled
358-35 | 0 | 0 | 0 | 0 | 0% | 0% | 0% | 0 | 0 | 0 | 0 | 0 | 0 | 0 | 0 | 358 | 0 | 0 | 0 | 0 | 0 | 0 | 0 | 0 | 0 | 0 | 0 | 0 | 0 | 0 | 0 | 0 | 0 | 0 |  | 1818 | 358-35 | 0 | 0 | 0 | 0 | 0 | 0 | 0 | 0 | 0 | 0 | 0 | 0 | 0 | 0 | 0 | 0 | 0 | 0 | 0 | 0 | 0 | 0 | 0 | 0 | 0 | 0 | 0 | 0 | 0 | 0 | 0 | 0 | 0 | 0 | 0 | 0 | 0 | 0 | 0 | 0 | 0 | 0 | 0 | 0 | 0 | 0 | 0 | 5000000 | scaled
358-36 | 0 | 0 | 0 | 0 | 0% | 0% | 0% | 0 | 0 | 0 | 0 | 0 | 0 | 0 | 0 | 358 | 0 | 0 | 0 | 0 | 0 | 0 | 0 | 0 | 0 | 0 | 0 | 0 | 0 | 0 | 0 | 0 | 0 | 0 |  | 1819 | 358-36 | 0 | 0 | 0 | 0 | 0 | 0 | 0 | 0 | 0 | 0 | 0 | 0 | 0 | 0 | 0 | 0 | 0 | 0 | 0 | 0 | 0 | 0 | 0 | 0 | 0 | 0 | 0 | 0 | 0 | 0 | 0 | 0 | 0 | 0 | 0 | 0 | 0 | 0 | 0 | 0 | 0 | 0 | 0 | 0 | 0 | 0 | 0 | 5000000 | scaled
358-662 | 0 | 0 | 0 | 0 | 0% | 0% | 0% | 0 | 0 | 0 | 0 | 0 | 0 | 0 | 0 | 358 | 0 | 0 | 0 | 0 | 0 | 0 | 0 | 0 | 0 | 0 | 0 | 0 | 0 | 0 | 0 | 0 | 0 | 0 |  | 1820 | 358-662 | 0 | 0 | 0 | 0 | 0 | 0 | 0 | 0 | 0 | 0 | 0 | 0 | 0 | 0 | 0 | 0 | 0 | 0 | 0 | 0 | 0 | 0 | 0 | 0 | 0 | 0 | 0 | 0 | 0 | 0 | 0 | 0 | 0 | 0 | 0 | 0 | 0 | 0 | 0 | 0 | 0 | 0 | 0 | 0 | 0 | 0 | 0 | 5000000 | scaled
358-663F | 1082.8298 | 0 | 1082.8298 | 0 | 0% | 100% | 0% | 38.6834 | 80.5653 | 0.50185 | 30.2925 | 7.8891 | 1.0452 | 63.0896 | 16.4305 | 358 | 0.14135 | 0.14135 | 0.14135 | 7660.6067 | 14.0478 | 847.9499 | 220.8321 | 99.3827 | 5998.9214 | 1562.3027 | 7386.9364 | 95.8323 | 5784.6137 | 1506.4904 | 7090.6383 | 91.9884 | 5552.5865 | 1446.0634 |  | 1821 | 358-663F | 1082.8298 | 1044.1464 | 1002.2646 | 0 | 0 | 0 | 1082.8298 | 1044.1464 | 1002.2646 | 0 | 14.0478 | 13.5459 | 13.0026 | 0 | 0 | 0 | 14.0478 | 13.5459 | 13.0026 | 0 | 220.8321 | 212.943 | 204.4016 | 0 | 0 | 0 | 220.8321 | 212.943 | 204.4016 | 0 | 847.9499 | 817.6575 | 784.8603 | 0 | 0 | 0 | 847.9499 | 817.6575 | 784.8603 | 0 | 0 | 0 | 0 | 0.14135 | 0.14135 | 0.14135 | 0 | 5000000 | scaled
358-665F | 1083.7268 | 0 | 1083.7268 | 0 | 0% | 100% | 0% | 38.716 | 80.6376 | 0.50227 | 30.318 | 7.8957 | 1.0461 | 63.1462 | 16.4452 | 358 | 0.14147 | 0.14147 | 0.14147 | 7660.6545 | 14.0594 | 848.6523 | 221.015 | 99.3833 | 5998.9588 | 1562.3124 | 7386.9785 | 95.8328 | 5784.6467 | 1506.499 | 7090.6431 | 91.9884 | 5552.5903 | 1446.0644 |  | 1822 | 358-665F | 1083.7268 | 1045.0107 | 1003.0892 | 0 | 0 | 0 | 1083.7268 | 1045.0107 | 1003.0892 | 0 | 14.0594 | 13.5571 | 13.0133 | 0 | 0 | 0 | 14.0594 | 13.5571 | 13.0133 | 0 | 221.015 | 213.1193 | 204.5698 | 0 | 0 | 0 | 221.015 | 213.1193 | 204.5698 | 0 | 848.6523 | 818.3343 | 785.5061 | 0 | 0 | 0 | 848.6523 | 818.3343 | 785.5061 | 0 | 0 | 0 | 0 | 0.14147 | 0.14147 | 0.14147 | 0 | 5000000 | scaled
358-666F | 1084.5712 | 0 | 1084.5712 | 0 | 0% | 100% | 0% | 38.7571 | 80.7397 | 0.5028 | 30.3502 | 7.9041 | 1.0475 | 63.2262 | 16.466 | 358 | 0.14157 | 0.14157 | 0.14157 | 7660.9377 | 14.0704 | 849.3136 | 221.1872 | 99.387 | 5999.1806 | 1562.3702 | 7387.1741 | 95.8354 | 5784.7999 | 1506.5389 | 7090.6278 | 91.9882 | 5552.5783 | 1446.0613 |  | 1823 | 358-666F | 1084.5712 | 1045.8141 | 1003.8315 | 0 | 0 | 0 | 1084.5712 | 1045.8141 | 1003.8315 | 0 | 14.0704 | 13.5676 | 13.0229 | 0 | 0 | 0 | 14.0704 | 13.5676 | 13.0229 | 0 | 221.1872 | 213.2831 | 204.7212 | 0 | 0 | 0 | 221.1872 | 213.2831 | 204.7212 | 0 | 849.3136 | 818.9634 | 786.0874 | 0 | 0 | 0 | 849.3136 | 818.9634 | 786.0874 | 0 | 0 | 0 | 0 | 0.14157 | 0.14157 | 0.14157 | 0 | 5000000 | scaled
358-679 | 0 | 0 | 0 | 0 | 0% | 0% | 0% | 0 | 0 | 0 | 0 | 0 | 0 | 0 | 0 | 358 | 0 | 0 | 0 | 0 | 0 | 0 | 0 | 0 | 0 | 0 | 0 | 0 | 0 | 0 | 0 | 0 | 0 | 0 |  | 1824 | 358-679 | 0 | 0 | 0 | 0 | 0 | 0 | 0 | 0 | 0 | 0 | 0 | 0 | 0 | 0 | 0 | 0 | 0 | 0 | 0 | 0 | 0 | 0 | 0 | 0 | 0 | 0 | 0 | 0 | 0 | 0 | 0 | 0 | 0 | 0 | 0 | 0 | 0 | 0 | 0 | 0 | 0 | 0 | 0 | 0 | 0 | 0 | 0 | 5000000 | scaled
358-681F | 59326.7645 | 0 | 59326.7645 | 0 | 0% | 100% | 0% | 2124.0161 | 4422.8489 | 19.065 | 1670.0254 | 434.9257 | 39.6992 | 3477.5018 | 905.6479 | 358 | 0.14136 | 0.14136 | 0.14136 | 419700.502 | 532.5127 | 46646.1636 | 12148.0882 | 3767.201 | 329993.0215 | 85940.2795 | 404674.3896 | 3632.3277 | 318178.6153 | 82863.4466 | 388411.5567 | 3486.3537 | 305391.8272 | 79533.3758 |  | 1825 | 358-681F | 59326.7645 | 57202.7483 | 54903.9156 | 0 | 0 | 0 | 59326.7645 | 57202.7483 | 54903.9156 | 0 | 532.5127 | 513.4477 | 492.8135 | 0 | 0 | 0 | 532.5127 | 513.4477 | 492.8135 | 0 | 12148.0882 | 11713.1625 | 11242.4403 | 0 | 0 | 0 | 12148.0882 | 11713.1625 | 11242.4403 | 0 | 46646.1636 | 44976.1382 | 43168.6617 | 0 | 0 | 0 | 46646.1636 | 44976.1382 | 43168.6617 | 0 | 0 | 0 | 0 | 0.14136 | 0.14136 | 0.14136 | 0 | 5000000 | scaled
358-682F | 37602118.365 | 37073060.587 | 521206.7954 | 7850.9826 | 98.59% | 1.386% | 0.02088% | 18335859.1321 | 36611587.1058 | 3204773.4922 | 204573.7066 | 14926511.9333 | 6396594.4836 | 426258.2054 | 29788734.4168 | 358 | 0.54241 | 0.31006 | 0.060572 | 69323599.0139 | 6561599.149 | 472919.5747 | 30567599.6412 | 12097022.404 | 871878.7235 | 56354697.8864 | 62138038.4847 | 10860594.9226 | 693275.879 | 50584167.6832 | 16352902.1425 | 2857097.7634 | 190392.1482 | 13305412.2308 |  | 1826 | 358-682F | 37602118.365 | 19266259.2328 | 990531.2592 | 37073060.587 | 18963060.0519 | 931860.7653 | 521206.7954 | 295348.1984 | 50819.5113 | 7850.9826 | 6561599.149 | 3356825.6568 | 165004.6654 | 30511046.0183 | 3356246.7546 | 164900.1647 | 1011.1749 | 572.9946 | 98.5931 | 5.9076 | 30567599.6412 | 15641087.7079 | 778865.2244 | 30511046.0183 | 15605950.3907 | 766914.5435 | 49421.7366 | 28005.4308 | 4818.7946 | 7131.8863 | 472919.5747 | 268345.8681 | 46661.3693 | 1432.5022 | 862.9065 | 46.0572 | 470773.8839 | 266769.7729 | 45902.1235 | 713.1886 | 0.050627 | 0.02599 | 0.0013562 | 0.48064 | 0.27291 | 0.048064 | 0.011152 | 5000000 | scaled
36-237F | 0 | 0 | 0 | 0 | 0% | 0% | 0% | 0 | 0 | 0 | 0 | 0 | 0 | 0 | 0 | 36 | 0 | 0 | 0 | 0 | 0 | 0 | 0 | 0 | 0 | 0 | 0 | 0 | 0 | 0 | 0 | 0 | 0 | 0 |  | 1827 | 36-237F | 0 | 0 | 0 | 0 | 0 | 0 | 0 | 0 | 0 | 0 | 0 | 0 | 0 | 0 | 0 | 0 | 0 | 0 | 0 | 0 | 0 | 0 | 0 | 0 | 0 | 0 | 0 | 0 | 0 | 0 | 0 | 0 | 0 | 0 | 0 | 0 | 0 | 0 | 0 | 0 | 0 | 0 | 0 | 0 | 0 | 0 | 0 | 5000000 | scaled
36-238 | 0 | 0 | 0 | 0 | 0% | 0% | 0% | 0 | 0 | 0 | 0 | 0 | 0 | 0 | 0 | 36 | 0 | 0 | 0 | 0 | 0 | 0 | 0 | 0 | 0 | 0 | 0 | 0 | 0 | 0 | 0 | 0 | 0 | 0 |  | 1828 | 36-238 | 0 | 0 | 0 | 0 | 0 | 0 | 0 | 0 | 0 | 0 | 0 | 0 | 0 | 0 | 0 | 0 | 0 | 0 | 0 | 0 | 0 | 0 | 0 | 0 | 0 | 0 | 0 | 0 | 0 | 0 | 0 | 0 | 0 | 0 | 0 | 0 | 0 | 0 | 0 | 0 | 0 | 0 | 0 | 0 | 0 | 0 | 0 | 5000000 | scaled
36-239F | 0 | 0 | 0 | 0 | 0% | 0% | 0% | 0 | 0 | 0 | 0 | 0 | 0 | 0 | 0 | 36 | 0 | 0 | 0 | 0 | 0 | 0 | 0 | 0 | 0 | 0 | 0 | 0 | 0 | 0 | 0 | 0 | 0 | 0 |  | 1829 | 36-239F | 0 | 0 | 0 | 0 | 0 | 0 | 0 | 0 | 0 | 0 | 0 | 0 | 0 | 0 | 0 | 0 | 0 | 0 | 0 | 0 | 0 | 0 | 0 | 0 | 0 | 0 | 0 | 0 | 0 | 0 | 0 | 0 | 0 | 0 | 0 | 0 | 0 | 0 | 0 | 0 | 0 | 0 | 0 | 0 | 0 | 0 | 0 | 5000000 | scaled
36-240F | 0 | 0 | 0 | 0 | 0% | 0% | 0% | 0 | 0 | 0 | 0 | 0 | 0 | 0 | 0 | 36 | 0 | 0 | 0 | 0 | 0 | 0 | 0 | 0 | 0 | 0 | 0 | 0 | 0 | 0 | 0 | 0 | 0 | 0 |  | 1830 | 36-240F | 0 | 0 | 0 | 0 | 0 | 0 | 0 | 0 | 0 | 0 | 0 | 0 | 0 | 0 | 0 | 0 | 0 | 0 | 0 | 0 | 0 | 0 | 0 | 0 | 0 | 0 | 0 | 0 | 0 | 0 | 0 | 0 | 0 | 0 | 0 | 0 | 0 | 0 | 0 | 0 | 0 | 0 | 0 | 0 | 0 | 0 | 0 | 5000000 | scaled
36-241F | 0 | 0 | 0 | 0 | 0% | 0% | 0% | 0 | 0 | 0 | 0 | 0 | 0 | 0 | 0 | 36 | 0 | 0 | 0 | 0 | 0 | 0 | 0 | 0 | 0 | 0 | 0 | 0 | 0 | 0 | 0 | 0 | 0 | 0 |  | 1831 | 36-241F | 0 | 0 | 0 | 0 | 0 | 0 | 0 | 0 | 0 | 0 | 0 | 0 | 0 | 0 | 0 | 0 | 0 | 0 | 0 | 0 | 0 | 0 | 0 | 0 | 0 | 0 | 0 | 0 | 0 | 0 | 0 | 0 | 0 | 0 | 0 | 0 | 0 | 0 | 0 | 0 | 0 | 0 | 0 | 0 | 0 | 0 | 0 | 5000000 | scaled
36-81F | 0 | 0 | 0 | 0 | 0% | 0% | 0% | 0 | 0 | 0 | 0 | 0 | 0 | 0 | 0 | 36 | 0 | 0 | 0 | 0 | 0 | 0 | 0 | 0 | 0 | 0 | 0 | 0 | 0 | 0 | 0 | 0 | 0 | 0 |  | 1832 | 36-81F | 0 | 0 | 0 | 0 | 0 | 0 | 0 | 0 | 0 | 0 | 0 | 0 | 0 | 0 | 0 | 0 | 0 | 0 | 0 | 0 | 0 | 0 | 0 | 0 | 0 | 0 | 0 | 0 | 0 | 0 | 0 | 0 | 0 | 0 | 0 | 0 | 0 | 0 | 0 | 0 | 0 | 0 | 0 | 0 | 0 | 0 | 0 | 5000000 | scaled
36-82F | 0 | 0 | 0 | 0 | 0% | 0% | 0% | 0 | 0 | 0 | 0 | 0 | 0 | 0 | 0 | 36 | 0 | 0 | 0 | 0 | 0 | 0 | 0 | 0 | 0 | 0 | 0 | 0 | 0 | 0 | 0 | 0 | 0 | 0 |  | 1833 | 36-82F | 0 | 0 | 0 | 0 | 0 | 0 | 0 | 0 | 0 | 0 | 0 | 0 | 0 | 0 | 0 | 0 | 0 | 0 | 0 | 0 | 0 | 0 | 0 | 0 | 0 | 0 | 0 | 0 | 0 | 0 | 0 | 0 | 0 | 0 | 0 | 0 | 0 | 0 | 0 | 0 | 0 | 0 | 0 | 0 | 0 | 0 | 0 | 5000000 | scaled
36-83F | 0 | 0 | 0 | 0 | 0% | 0% | 0% | 0 | 0 | 0 | 0 | 0 | 0 | 0 | 0 | 36 | 0 | 0 | 0 | 0 | 0 | 0 | 0 | 0 | 0 | 0 | 0 | 0 | 0 | 0 | 0 | 0 | 0 | 0 |  | 1834 | 36-83F | 0 | 0 | 0 | 0 | 0 | 0 | 0 | 0 | 0 | 0 | 0 | 0 | 0 | 0 | 0 | 0 | 0 | 0 | 0 | 0 | 0 | 0 | 0 | 0 | 0 | 0 | 0 | 0 | 0 | 0 | 0 | 0 | 0 | 0 | 0 | 0 | 0 | 0 | 0 | 0 | 0 | 0 | 0 | 0 | 0 | 0 | 0 | 5000000 | scaled
361-45R | 74922.6332 | 3550.2602 | 68786.5166 | 2585.8564 | 4.739% | 91.81% | 3.451% | 32677.5923 | 67629.1376 | 97.4607 | 29375.3041 | 3204.8275 | 173.9366 | 60902.7365 | 6552.4644 | 361 | 0.01487 | 0.0091264 | 0.0042464 | 5038441.5248 | 187.4318 | 65368.6585 | 9366.5429 | 12604.5219 | 4395950.1902 | 629886.8127 | 4628883.3329 | 13805.6148 | 4161103.8674 | 453973.8508 | 1717571.4879 | 4417.4538 | 1546741.6493 | 166412.3848 |  | 1835 | 361-45R | 74922.6332 | 42245.0408 | 7293.4956 | 3550.2602 | 1548.1973 | 105.7815 | 68786.5166 | 38110.9871 | 4601.8576 | 2585.8564 | 187.4318 | 89.9711 | 13.4951 | 538.4398 | 43.6345 | 6.1892 | 80.1209 | 44.3908 | 5.3601 | 1.9458 | 9366.5429 | 6161.7154 | 2814.0785 | 538.4398 | 222.9812 | 31.6137 | 6479.0934 | 3589.7245 | 433.4551 | 2349.0097 | 65368.6585 | 35993.3544 | 4465.922 | 2906.4553 | 1281.5815 | 67.9786 | 62227.3023 | 34476.8719 | 4163.0424 | 234.901 | 0.0056688 | 0.0023524 | 0.0001238 | 0.0056432 | 0.0032158 | 0.0005644 | 0.0035582 | 5000000 | scaled
361-684F | 700.0449 | 242.2341 | 103.1801 | 354.6307 | 34.6% | 14.74% | 50.66% | 196.0236 | 338.4801 | 24.2982 | 43.8517 | 127.8737 | 39.2939 | 90.9918 | 208.1944 | 361 | 0.0069836 | 0.0040508 | 0.00109 | 100241.2709 | 39.5765 | 129.5767 | 530.8918 | 5667.0562 | 18554.4296 | 76019.7851 | 124425.125 | 15423.2018 | 27834.6467 | 81167.2765 | 331710.8995 | 38508.0795 | 89172.0798 | 204030.7402 |  | 1836 | 361-684F | 700.0449 | 504.0213 | 361.5649 | 242.2341 | 92.203 | 0.052562 | 103.1801 | 57.1876 | 6.8816 | 354.6307 | 39.5765 | 15.2782 | 0.28255 | 200.52 | 14.8809 | 0 | 0.23539 | 0.13046 | 0.015699 | 0.26685 | 530.8918 | 403.018 | 322.6974 | 200.52 | 76.3115 | 0 | 8.2228 | 4.5575 | 0.54842 | 322.149 | 129.5767 | 85.7251 | 38.5849 | 2.64 | 1.0105 | 0.052562 | 94.7219 | 52.4996 | 6.3175 | 32.2149 | 0.0007914 | 0.000303 | 1.58e-05 | 0.0056866 | 0.0032422 | 0.0005686 | 0.0005056 | 5000000 | scaled
365-648R | 37113.6899 | 7519.3761 | 27124.9068 | 2469.407 | 20.26% | 73.09% | 6.654% | 16844.5649 | 32649.1869 | 83.3291 | 15392.5985 | 1368.6373 | 116.6909 | 29972.6584 | 2559.8376 | 365 | 0.015525 | 0.0091352 | 0.004195 | 2390575.8394 | 127.7015 | 31995.6068 | 4990.3816 | 8225.5384 | 2060908.6513 | 321441.6498 | 2218793.791 | 10976.2477 | 2027538.3912 | 180279.152 | 1064243.8602 | 3803.6953 | 976998.8384 | 83441.3265 |  | 1837 | 365-648R | 37113.6899 | 20269.125 | 4464.503 | 7519.3761 | 2809.2399 | 183.678 | 27124.9068 | 14990.4781 | 1811.4179 | 2469.407 | 127.7015 | 44.3724 | 11.0106 | 480.7152 | 24.2932 | 6.9507 | 32.9705 | 18.221 | 2.2018 | 1.8581 | 4990.3816 | 3621.7443 | 2430.544 | 480.7152 | 125.9784 | 35.9635 | 2266.4402 | 1252.5397 | 151.3543 | 2243.2262 | 31995.6068 | 16603.0083 | 2022.9484 | 6945.7881 | 2658.9683 | 140.7639 | 24825.4961 | 13719.7174 | 1657.8619 | 224.3226 | 0.0065108 | 0.0024934 | 0.0001304 | 0.0054996 | 0.0031272 | 0.00055 | 0.0035146 | 5000000 | scaled
368-1055 | 0 | 0 | 0 | 0 | 0% | 0% | 0% | 0 | 0 | 0 | 0 | 0 | 0 | 0 | 0 | 368 | 0 | 0 | 0 | 0 | 0 | 0 | 0 | 0 | 0 | 0 | 0 | 0 | 0 | 0 | 0 | 0 | 0 | 0 |  | 1838 | 368-1055 | 0 | 0 | 0 | 0 | 0 | 0 | 0 | 0 | 0 | 0 | 0 | 0 | 0 | 0 | 0 | 0 | 0 | 0 | 0 | 0 | 0 | 0 | 0 | 0 | 0 | 0 | 0 | 0 | 0 | 0 | 0 | 0 | 0 | 0 | 0 | 0 | 0 | 0 | 0 | 0 | 0 | 0 | 0 | 0 | 0 | 0 | 0 | 5000000 | scaled
368-1070 | 0 | 0 | 0 | 0 | 0% | 0% | 0% | 0 | 0 | 0 | 0 | 0 | 0 | 0 | 0 | 368 | 0 | 0 | 0 | 0 | 0 | 0 | 0 | 0 | 0 | 0 | 0 | 0 | 0 | 0 | 0 | 0 | 0 | 0 |  | 1839 | 368-1070 | 0 | 0 | 0 | 0 | 0 | 0 | 0 | 0 | 0 | 0 | 0 | 0 | 0 | 0 | 0 | 0 | 0 | 0 | 0 | 0 | 0 | 0 | 0 | 0 | 0 | 0 | 0 | 0 | 0 | 0 | 0 | 0 | 0 | 0 | 0 | 0 | 0 | 0 | 0 | 0 | 0 | 0 | 0 | 0 | 0 | 0 | 0 | 5000000 | scaled
368-21AE | 50816.3193 | 4021.0171 | 44060.1656 | 2735.1366 | 7.913% | 86.7% | 5.382% | 22155.7812 | 45061.2001 | 24.1715 | 20381.9345 | 1749.6752 | 55.1514 | 41329.232 | 3676.8167 | 368 | 0.015098 | 0.009152 | 0.0044852 | 3365809.5409 | 61.1018 | 44331.3116 | 6423.9059 | 4047.0645 | 2936276.2502 | 425486.2262 | 3131614.7358 | 3416.523 | 2880889.9071 | 247308.3057 | 1283135.455 | 1570.458 | 1176866.1895 | 104698.8074 |  | 1840 | 368-21AE | 50816.3193 | 28660.5381 | 5755.1191 | 4021.0171 | 1563.2505 | 81.8799 | 44060.1656 | 24362.151 | 2938.1026 | 2735.1366 | 61.1018 | 36.9303 | 5.9504 | 41.5539 | 6.6736 | 0.49148 | 50.9986 | 28.1986 | 3.4008 | 2.0581 | 6423.9059 | 4674.2307 | 2747.0892 | 41.5539 | 34.4424 | 2.5563 | 3897.7352 | 2155.1715 | 259.9161 | 2484.6168 | 44331.3116 | 23949.377 | 3002.0796 | 3971.4181 | 1522.1345 | 78.8322 | 40111.4317 | 22178.7808 | 2674.7857 | 248.4617 | 0.0058482 | 0.0022408 | 0.0001168 | 0.0054236 | 0.0030852 | 0.0005424 | 0.003826 | 5000000 | scaled
368-405 | 0 | 0 | 0 | 0 | 0% | 0% | 0% | 0 | 0 | 0 | 0 | 0 | 0 | 0 | 0 | 368 | 0 | 0 | 0 | 0 | 0 | 0 | 0 | 0 | 0 | 0 | 0 | 0 | 0 | 0 | 0 | 0 | 0 | 0 |  | 1841 | 368-405 | 0 | 0 | 0 | 0 | 0 | 0 | 0 | 0 | 0 | 0 | 0 | 0 | 0 | 0 | 0 | 0 | 0 | 0 | 0 | 0 | 0 | 0 | 0 | 0 | 0 | 0 | 0 | 0 | 0 | 0 | 0 | 0 | 0 | 0 | 0 | 0 | 0 | 0 | 0 | 0 | 0 | 0 | 0 | 0 | 0 | 0 | 0 | 5000000 | scaled
36-231 | 0 | 0 | 0 | 0 | 0% | 0% | 0% | 0 | 0 | 0 | 0 | 0 | 0 | 0 | 0 | 36 | 0 | 0 | 0 | 0 | 0 | 0 | 0 | 0 | 0 | 0 | 0 | 0 | 0 | 0 | 0 | 0 | 0 | 0 |  | 1842 | 36-231 | 0 | 0 | 0 | 0 | 0 | 0 | 0 | 0 | 0 | 0 | 0 | 0 | 0 | 0 | 0 | 0 | 0 | 0 | 0 | 0 | 0 | 0 | 0 | 0 | 0 | 0 | 0 | 0 | 0 | 0 | 0 | 0 | 0 | 0 | 0 | 0 | 0 | 0 | 0 | 0 | 0 | 0 | 0 | 0 | 0 | 0 | 0 | 5000000 | scaled
36-232F | 0 | 0 | 0 | 0 | 0% | 0% | 0% | 0 | 0 | 0 | 0 | 0 | 0 | 0 | 0 | 36 | 0 | 0 | 0 | 0 | 0 | 0 | 0 | 0 | 0 | 0 | 0 | 0 | 0 | 0 | 0 | 0 | 0 | 0 |  | 1843 | 36-232F | 0 | 0 | 0 | 0 | 0 | 0 | 0 | 0 | 0 | 0 | 0 | 0 | 0 | 0 | 0 | 0 | 0 | 0 | 0 | 0 | 0 | 0 | 0 | 0 | 0 | 0 | 0 | 0 | 0 | 0 | 0 | 0 | 0 | 0 | 0 | 0 | 0 | 0 | 0 | 0 | 0 | 0 | 0 | 0 | 0 | 0 | 0 | 5000000 | scaled
36-234 | 0 | 0 | 0 | 0 | 0% | 0% | 0% | 0 | 0 | 0 | 0 | 0 | 0 | 0 | 0 | 36 | 0 | 0 | 0 | 0 | 0 | 0 | 0 | 0 | 0 | 0 | 0 | 0 | 0 | 0 | 0 | 0 | 0 | 0 |  | 1844 | 36-234 | 0 | 0 | 0 | 0 | 0 | 0 | 0 | 0 | 0 | 0 | 0 | 0 | 0 | 0 | 0 | 0 | 0 | 0 | 0 | 0 | 0 | 0 | 0 | 0 | 0 | 0 | 0 | 0 | 0 | 0 | 0 | 0 | 0 | 0 | 0 | 0 | 0 | 0 | 0 | 0 | 0 | 0 | 0 | 0 | 0 | 0 | 0 | 5000000 | scaled
36-235 | 0 | 0 | 0 | 0 | 0% | 0% | 0% | 0 | 0 | 0 | 0 | 0 | 0 | 0 | 0 | 36 | 0 | 0 | 0 | 0 | 0 | 0 | 0 | 0 | 0 | 0 | 0 | 0 | 0 | 0 | 0 | 0 | 0 | 0 |  | 1845 | 36-235 | 0 | 0 | 0 | 0 | 0 | 0 | 0 | 0 | 0 | 0 | 0 | 0 | 0 | 0 | 0 | 0 | 0 | 0 | 0 | 0 | 0 | 0 | 0 | 0 | 0 | 0 | 0 | 0 | 0 | 0 | 0 | 0 | 0 | 0 | 0 | 0 | 0 | 0 | 0 | 0 | 0 | 0 | 0 | 0 | 0 | 0 | 0 | 5000000 | scaled
36-236 | 0 | 0 | 0 | 0 | 0% | 0% | 0% | 0 | 0 | 0 | 0 | 0 | 0 | 0 | 0 | 36 | 0 | 0 | 0 | 0 | 0 | 0 | 0 | 0 | 0 | 0 | 0 | 0 | 0 | 0 | 0 | 0 | 0 | 0 |  | 1846 | 36-236 | 0 | 0 | 0 | 0 | 0 | 0 | 0 | 0 | 0 | 0 | 0 | 0 | 0 | 0 | 0 | 0 | 0 | 0 | 0 | 0 | 0 | 0 | 0 | 0 | 0 | 0 | 0 | 0 | 0 | 0 | 0 | 0 | 0 | 0 | 0 | 0 | 0 | 0 | 0 | 0 | 0 | 0 | 0 | 0 | 0 | 0 | 0 | 5000000 | scaled
36-79 | 0 | 0 | 0 | 0 | 0% | 0% | 0% | 0 | 0 | 0 | 0 | 0 | 0 | 0 | 0 | 36 | 0 | 0 | 0 | 0 | 0 | 0 | 0 | 0 | 0 | 0 | 0 | 0 | 0 | 0 | 0 | 0 | 0 | 0 |  | 1847 | 36-79 | 0 | 0 | 0 | 0 | 0 | 0 | 0 | 0 | 0 | 0 | 0 | 0 | 0 | 0 | 0 | 0 | 0 | 0 | 0 | 0 | 0 | 0 | 0 | 0 | 0 | 0 | 0 | 0 | 0 | 0 | 0 | 0 | 0 | 0 | 0 | 0 | 0 | 0 | 0 | 0 | 0 | 0 | 0 | 0 | 0 | 0 | 0 | 5000000 | scaled
36-84F | 0 | 0 | 0 | 0 | 0% | 0% | 0% | 0 | 0 | 0 | 0 | 0 | 0 | 0 | 0 | 36 | 0 | 0 | 0 | 0 | 0 | 0 | 0 | 0 | 0 | 0 | 0 | 0 | 0 | 0 | 0 | 0 | 0 | 0 |  | 1848 | 36-84F | 0 | 0 | 0 | 0 | 0 | 0 | 0 | 0 | 0 | 0 | 0 | 0 | 0 | 0 | 0 | 0 | 0 | 0 | 0 | 0 | 0 | 0 | 0 | 0 | 0 | 0 | 0 | 0 | 0 | 0 | 0 | 0 | 0 | 0 | 0 | 0 | 0 | 0 | 0 | 0 | 0 | 0 | 0 | 0 | 0 | 0 | 0 | 5000000 | scaled
361-685F | 60.3245 | 0 | 60.3245 | 0 | 0% | 100% | 0% | 9.5556 | 20.0543 | 0.12397 | 7.4829 | 1.9488 | 0.26017 | 15.7042 | 4.0899 | 361 | 0.005672 | 0.005672 | 0.005672 | 10635.491 | 0.7826 | 47.2393 | 12.3026 | 137.9765 | 8328.5145 | 2169 | 8950.7882 | 116.1205 | 7009.2457 | 1825.422 | 7099.8278 | 92.1076 | 5559.7827 | 1447.9375 |  | 1849 | 361-685F | 60.3245 | 50.7689 | 40.2702 | 0 | 0 | 0 | 60.3245 | 50.7689 | 40.2702 | 0 | 0.7826 | 0.65864 | 0.52243 | 0 | 0 | 0 | 0.7826 | 0.65864 | 0.52243 | 0 | 12.3026 | 10.3538 | 8.2127 | 0 | 0 | 0 | 12.3026 | 10.3538 | 8.2127 | 0 | 47.2393 | 39.7564 | 31.5351 | 0 | 0 | 0 | 47.2393 | 39.7564 | 31.5351 | 0 | 0 | 0 | 0 | 0.005672 | 0.005672 | 0.005672 | 0 | 5000000 | scaled
361-686F | 90674.3969 | 3250.9415 | 84709.1853 | 2714.2701 | 3.585% | 93.42% | 2.993% | 39669.6283 | 82168.6565 | 128.7178 | 35922.8211 | 3618.0895 | 238.9068 | 74510.9529 | 7418.7967 | 361 | 0.016667 | 0.0097906 | 0.0045296 | 5440224.4442 | 261.78 | 79978.0545 | 10434.5624 | 15706.1105 | 4798472.138 | 626046.1957 | 5209565.1495 | 16903.7016 | 4717520.2936 | 475141.1542 | 1877812.7082 | 5459.7734 | 1702810.054 | 169542.8808 |  | 1850 | 361-686F | 90674.3969 | 51004.7686 | 8505.7404 | 3250.9415 | 1336.4558 | 133.0925 | 84709.1853 | 46954.0426 | 5658.3778 | 2714.2701 | 261.78 | 133.0623 | 22.8732 | 830.6437 | 77.0845 | 14.3311 | 97.304 | 53.9353 | 6.4997 | 2.0424 | 10434.5624 | 6816.4729 | 3015.7657 | 830.6437 | 394.0972 | 73.285 | 7138.2571 | 3956.7141 | 476.8191 | 2465.6616 | 79978.0545 | 44055.2334 | 5467.1016 | 2257.8642 | 865.2741 | 45.4763 | 77473.6242 | 42943.3932 | 5175.0591 | 246.5662 | 0.0072464 | 0.0027754 | 0.000146 | 0.005597 | 0.0031912 | 0.0005596 | 0.003824 | 5000000 | scaled
361-687 | 0 | 0 | 0 | 0 | 0% | 0% | 0% | 0 | 0 | 0 | 0 | 0 | 0 | 0 | 0 | 361 | 0 | 0 | 0 | 0 | 0 | 0 | 0 | 0 | 0 | 0 | 0 | 0 | 0 | 0 | 0 | 0 | 0 | 0 |  | 1851 | 361-687 | 0 | 0 | 0 | 0 | 0 | 0 | 0 | 0 | 0 | 0 | 0 | 0 | 0 | 0 | 0 | 0 | 0 | 0 | 0 | 0 | 0 | 0 | 0 | 0 | 0 | 0 | 0 | 0 | 0 | 0 | 0 | 0 | 0 | 0 | 0 | 0 | 0 | 0 | 0 | 0 | 0 | 0 | 0 | 0 | 0 | 0 | 0 | 5000000 | scaled
362-37 | 0 | 0 | 0 | 0 | 0% | 0% | 0% | 0 | 0 | 0 | 0 | 0 | 0 | 0 | 0 | 362 | 0 | 0 | 0 | 0 | 0 | 0 | 0 | 0 | 0 | 0 | 0 | 0 | 0 | 0 | 0 | 0 | 0 | 0 |  | 1852 | 362-37 | 0 | 0 | 0 | 0 | 0 | 0 | 0 | 0 | 0 | 0 | 0 | 0 | 0 | 0 | 0 | 0 | 0 | 0 | 0 | 0 | 0 | 0 | 0 | 0 | 0 | 0 | 0 | 0 | 0 | 0 | 0 | 0 | 0 | 0 | 0 | 0 | 0 | 0 | 0 | 0 | 0 | 0 | 0 | 0 | 0 | 0 | 0 | 5000000 | scaled
362-40F | 13028.4098 | 151.1817 | 12236.2153 | 641.0128 | 1.16% | 93.92% | 4.92% | 5527.8505 | 11555.8801 | 9.4235 | 4975.5686 | 542.8584 | 23.987 | 10374.9411 | 1156.952 | 362 | 0.008482 | 0.0048668 | 0.0015222 | 1536006.8163 | 27.646 | 11171.2017 | 1829.5621 | 3259.3774 | 1317048.0661 | 215699.3728 | 1541168.5888 | 2627.2825 | 1387192.0024 | 151349.3039 | 967369.4391 | 2008.0066 | 868510.3045 | 96851.128 |  | 1853 | 362-40F | 13028.4098 | 7500.5593 | 1472.5298 | 151.1817 | 85.4929 | 14.4081 | 12236.2153 | 6774.0536 | 817.1088 | 641.0128 | 27.646 | 18.2225 | 3.659 | 53.8454 | 8.4883 | 2.0607 | 16.712 | 9.2519 | 1.116 | 0.48234 | 1829.5621 | 1286.7037 | 672.6101 | 53.8454 | 43.7197 | 10.6158 | 1193.4162 | 660.6835 | 79.6938 | 582.3004 | 11171.2017 | 6195.6331 | 796.2606 | 86.8846 | 33.2849 | 1.7316 | 11026.087 | 6104.1182 | 736.299 | 58.23 | 0.0019284 | 0.0007384 | 3.88e-05 | 0.0056336 | 0.0032084 | 0.0005634 | 0.00092 | 5000000 | scaled
362-45F | 4596.8195 | 0 | 4596.8195 | 0 | 0% | 100% | 0% | 732.9304 | 1528.8981 | 1.1394 | 627.9567 | 103.8344 | 2.3768 | 1309.9221 | 216.5992 | 362 | 0.0056296 | 0.0056296 | 0.0056296 | 816544.6016 | 7.1461 | 3938.4412 | 651.2321 | 1269.3836 | 699595.218 | 115680 | 686352.3261 | 1066.9894 | 588049.6965 | 97235.6402 | 544962.5865 | 847.1877 | 466910.4649 | 77204.9339 |  | 1854 | 362-45F | 4596.8195 | 3863.8891 | 3067.9214 | 0 | 0 | 0 | 4596.8195 | 3863.8891 | 3067.9214 | 0 | 7.1461 | 6.0067 | 4.7693 | 0 | 0 | 0 | 7.1461 | 6.0067 | 4.7693 | 0 | 651.2321 | 547.3978 | 434.6329 | 0 | 0 | 0 | 651.2321 | 547.3978 | 434.6329 | 0 | 3938.4412 | 3310.4846 | 2628.5192 | 0 | 0 | 0 | 3938.4412 | 3310.4846 | 2628.5192 | 0 | 0 | 0 | 0 | 0.0056296 | 0.0056296 | 0.0056296 | 0 | 5000000 | scaled
362-46 | 0 | 0 | 0 | 0 | 0% | 0% | 0% | 0 | 0 | 0 | 0 | 0 | 0 | 0 | 0 | 362 | 0 | 0 | 0 | 0 | 0 | 0 | 0 | 0 | 0 | 0 | 0 | 0 | 0 | 0 | 0 | 0 | 0 | 0 |  | 1855 | 362-46 | 0 | 0 | 0 | 0 | 0 | 0 | 0 | 0 | 0 | 0 | 0 | 0 | 0 | 0 | 0 | 0 | 0 | 0 | 0 | 0 | 0 | 0 | 0 | 0 | 0 | 0 | 0 | 0 | 0 | 0 | 0 | 0 | 0 | 0 | 0 | 0 | 0 | 0 | 0 | 0 | 0 | 0 | 0 | 0 | 0 | 0 | 0 | 5000000 | scaled
362-47F | 174272.616 | 63604.2409 | 100045.3053 | 10623.0698 | 36.5% | 57.41% | 6.096% | 79692.5085 | 156165.4554 | 7899.5085 | 44090.0142 | 27702.9858 | 14227.2263 | 91000.7535 | 50937.4755 | 362 | 0.049116 | 0.029676 | 0.016053 | 3548198.665 | 14470.8399 | 97977.286 | 61824.4901 | 294626.9818 | 1994822.1554 | 1258749.5277 | 3187047.8735 | 315915.6643 | 1763239.5906 | 1107892.6186 | 1127961.1683 | 102761.2593 | 657285.6722 | 367914.2369 |  | 1856 | 362-47F | 174272.616 | 94580.1075 | 18107.1606 | 63604.2409 | 28737.8732 | 1048.7177 | 100045.3053 | 55219.1645 | 6435.3731 | 10623.0698 | 14470.8399 | 6571.3314 | 243.6136 | 43739.8299 | 6495.7934 | 227.7483 | 122.3762 | 67.5445 | 7.8718 | 7.9935 | 61824.4901 | 34121.5043 | 10887.0146 | 43739.8299 | 19816.0335 | 694.3936 | 8434.5908 | 4655.4014 | 542.5516 | 9650.0694 | 97977.286 | 53887.2718 | 6976.5325 | 5523.9408 | 2426.0463 | 126.5758 | 91488.3383 | 50496.2186 | 5884.9497 | 965.0069 | 0.02867 | 0.011625 | 0.0006066 | 0.0055546 | 0.0031606 | 0.0005554 | 0.014891 | 5000000 | scaled
362-48F | 472.875 | 0 | 472.875 | 0 | 0% | 100% | 0% | 75.2833 | 157.3328 | 0.28341 | 59.5033 | 15.4965 | 0.59229 | 124.3547 | 32.3858 | 362 | 0.0056096 | 0.0056096 | 0.0056096 | 84297.4619 | 1.7802 | 373.7571 | 97.3378 | 317.3459 | 66628.116 | 17352 | 70877.0303 | 266.8234 | 56020.702 | 14589.5048 | 56250.4028 | 211.7601 | 44459.9194 | 11578.7233 |  | 1857 | 362-48F | 472.875 | 397.5918 | 315.5423 | 0 | 0 | 0 | 472.875 | 397.5918 | 315.5423 | 0 | 1.7802 | 1.4968 | 1.1879 | 0 | 0 | 0 | 1.7802 | 1.4968 | 1.1879 | 0 | 97.3378 | 81.8413 | 64.952 | 0 | 0 | 0 | 97.3378 | 81.8413 | 64.952 | 0 | 373.7571 | 314.2537 | 249.4024 | 0 | 0 | 0 | 373.7571 | 314.2537 | 249.4024 | 0 | 0 | 0 | 0 | 0.0056096 | 0.0056096 | 0.0056096 | 0 | 5000000 | scaled
362-977 | 0 | 0 | 0 | 0 | 0% | 0% | 0% | 0 | 0 | 0 | 0 | 0 | 0 | 0 | 0 | 362 | 0 | 0 | 0 | 0 | 0 | 0 | 0 | 0 | 0 | 0 | 0 | 0 | 0 | 0 | 0 | 0 | 0 | 0 |  | 1858 | 362-977 | 0 | 0 | 0 | 0 | 0 | 0 | 0 | 0 | 0 | 0 | 0 | 0 | 0 | 0 | 0 | 0 | 0 | 0 | 0 | 0 | 0 | 0 | 0 | 0 | 0 | 0 | 0 | 0 | 0 | 0 | 0 | 0 | 0 | 0 | 0 | 0 | 0 | 0 | 0 | 0 | 0 | 0 | 0 | 0 | 0 | 0 | 0 | 5000000 | scaled
362-978F | 0 | 0 | 0 | 0 | 0% | 0% | 0% | 0 | 0 | 0 | 0 | 0 | 0 | 0 | 0 | 362 | 0 | 0 | 0 | 0 | 0 | 0 | 0 | 0 | 0 | 0 | 0 | 0 | 0 | 0 | 0 | 0 | 0 | 0 |  | 1859 | 362-978F | 0 | 0 | 0 | 0 | 0 | 0 | 0 | 0 | 0 | 0 | 0 | 0 | 0 | 0 | 0 | 0 | 0 | 0 | 0 | 0 | 0 | 0 | 0 | 0 | 0 | 0 | 0 | 0 | 0 | 0 | 0 | 0 | 0 | 0 | 0 | 0 | 0 | 0 | 0 | 0 | 0 | 0 | 0 | 0 | 0 | 0 | 0 | 5000000 | scaled
363-25 | 16229.7747 | 39.3472 | 15905.813 | 284.6145 | 0.2424% | 98% | 1.754% | 7139.6004 | 14883.7609 | 10.0511 | 6236.7217 | 892.8276 | 20.9702 | 13000.0231 | 1862.7676 | 363 | 0.0067338 | 0.0038638 | 0.0009772 | 2410195.5352 | 22.6826 | 13952.6933 | 2254.3988 | 3368.4705 | 2072038.5593 | 334788.5055 | 2352651.364 | 3312.0411 | 2055133.4769 | 294205.846 | 1377418.9853 | 1940.6913 | 1203088.3023 | 172389.9916 |  | 1860 | 363-25 | 16229.7747 | 9090.1743 | 1346.0138 | 39.3472 | 15.075 | 0.78362 | 15905.813 | 8790.4848 | 1060.6157 | 284.6145 | 22.6826 | 12.6315 | 1.7124 | 0 | 0 | 0 | 22.4684 | 12.4174 | 1.4982 | 0.21416 | 2254.3988 | 1361.5712 | 391.6313 | 0 | 0 | 0 | 1995.8531 | 1103.0254 | 133.0855 | 258.5458 | 13952.6933 | 7715.9716 | 952.6702 | 39.3472 | 15.075 | 0.78362 | 13887.4914 | 7675.042 | 926.032 | 25.8546 | 0.0007526 | 0.0002884 | 1.52e-05 | 0.0055768 | 0.003171 | 0.0005576 | 0.0004044 | 5000000 | scaled
364-35 | 7517.5323 | 0 | 7517.5323 | 0 | 0% | 100% | 0% | 1198.2323 | 2501.7098 | 2.4833 | 1065.9433 | 129.8057 | 5.1848 | 2225.5123 | 271.0127 | 364 | 0.0055762 | 0.0055762 | 0.0055762 | 1348146.1117 | 15.58 | 6687.5706 | 814.3817 | 2794.0237 | 1199306.088 | 146046 | 1133262.8105 | 2348.6795 | 1008146.6513 | 122767.4797 | 899505.496 | 1864.2191 | 800196.958 | 97444.3189 |  | 1861 | 364-35 | 7517.5323 | 6319.3001 | 5015.8225 | 0 | 0 | 0 | 7517.5323 | 6319.3001 | 5015.8225 | 0 | 15.58 | 13.0967 | 10.3953 | 0 | 0 | 0 | 15.58 | 13.0967 | 10.3953 | 0 | 814.3817 | 684.576 | 543.369 | 0 | 0 | 0 | 814.3817 | 684.576 | 543.369 | 0 | 6687.5706 | 5621.6274 | 4462.0583 | 0 | 0 | 0 | 6687.5706 | 5621.6274 | 4462.0583 | 0 | 0 | 0 | 0 | 0.0055762 | 0.0055762 | 0.0055762 | 0 | 5000000 | scaled
364-36 | 171186.9421 | 3465.8079 | 161856.1205 | 5865.0136 | 2.025% | 94.55% | 3.426% | 75427.2934 | 156307.2666 | 102.0395 | 68757.9824 | 6567.2716 | 208.8814 | 142424.5633 | 13673.8219 | 364 | 0.027309 | 0.016648 | 0.0091264 | 6268425.5991 | 224.2568 | 151167.5771 | 19795.1082 | 8211.7061 | 5535367.9347 | 724845.9583 | 5752090.2835 | 7781.5351 | 5243488.1886 | 500820.5598 | 1630399.2266 | 2178.7857 | 1485592.4679 | 142627.9731 |  | 1862 | 364-36 | 171186.9421 | 95759.6486 | 14879.6755 | 3465.8079 | 1370.0654 | 68.8735 | 161856.1205 | 88524.5697 | 8945.7884 | 5865.0136 | 224.2568 | 122.2173 | 15.3754 | 111.0788 | 9.3262 | 0 | 198.3383 | 108.4779 | 10.9622 | 4.4132 | 19795.1082 | 13227.8366 | 6121.2863 | 111.0788 | 48.1223 | 0 | 14356.2109 | 7851.8958 | 793.4678 | 5327.8185 | 151167.5771 | 82409.5947 | 8743.0138 | 3333.2239 | 1312.6169 | 68.8735 | 147301.5713 | 80564.196 | 8141.3584 | 532.7819 | 0.01354 | 0.0052362 | 0.0002736 | 0.005463 | 0.003105 | 0.0005462 | 0.0083066 | 5000000 | scaled
364-49R | 138166.7587 | 19819.3203 | 111052.1631 | 7295.2752 | 14.34% | 80.38% | 5.28% | 62161.3768 | 123599.7156 | 222.8128 | 57069.8887 | 4868.6753 | 380.3278 | 113353.2899 | 9866.0979 | 364 | 0.035529 | 0.021047 | 0.011349 | 3888822.677 | 398.4909 | 120666.7979 | 17101.4698 | 11215.8706 | 3396271.1775 | 481335.6288 | 3611153.0103 | 12943.9061 | 3315372.1979 | 282836.9063 | 1283507.7645 | 3949.473 | 1177104.8742 | 102453.4174 |  | 1863 | 364-49R | 138166.7587 | 76005.3819 | 14567.043 | 19819.3203 | 7574.4666 | 392.6385 | 111052.1631 | 61135.64 | 6879.1293 | 7295.2752 | 398.4909 | 175.6781 | 18.1631 | 875.6857 | 92.1867 | 3.8966 | 141.6896 | 78.0019 | 8.777 | 5.4895 | 17101.4698 | 12232.7945 | 7235.3719 | 875.6857 | 321.5057 | 13.7018 | 9598.7061 | 5284.2108 | 594.5921 | 6627.078 | 120666.7979 | 63596.9092 | 7313.508 | 18692.3227 | 7160.7741 | 375.04 | 101311.7674 | 55773.4273 | 6275.7602 | 662.7078 | 0.019642 | 0.0075234 | 0.0003942 | 0.00548 | 0.0031168 | 0.000548 | 0.010407 | 5000000 | scaled
365-28AE | 5748.6084 | 2997.7973 | 2217.2648 | 533.5463 | 52.15% | 38.57% | 9.281% | 2846.6807 | 5027.7142 | 296.0618 | 934.8931 | 1615.7259 | 473.7588 | 1926.1014 | 2627.8541 | 365 | 0.0083168 | 0.004729 | 0.0013624 | 691204.3564 | 480.7114 | 2108.3434 | 3159.5536 | 57800.0449 | 253504.1572 | 379900.1543 | 613645.0977 | 63820.5943 | 201530.3471 | 348294.1563 | 529135.4713 | 49860.1452 | 202710.1236 | 276565.2025 |  | 1864 | 365-28AE | 5748.6084 | 2901.9277 | 720.8942 | 2997.7973 | 1143.3227 | 39.4555 | 2217.2648 | 1225.0587 | 147.8924 | 533.5463 | 480.7114 | 184.6496 | 6.9527 | 2446.7242 | 180.6819 | 6.1207 | 6.4547 | 3.5663 | 0.43053 | 0.40148 | 3159.5536 | 1543.8277 | 531.6995 | 2446.7242 | 933.0944 | 31.8046 | 228.1523 | 126.0562 | 15.2178 | 484.6771 | 2108.3434 | 1173.4503 | 182.242 | 77.2178 | 29.5464 | 1.5302 | 1982.6578 | 1095.4362 | 132.244 | 48.4677 | 0.0020144 | 0.0008156 | 4.26e-05 | 0.0055362 | 0.0031472 | 0.0005536 | 0.0007662 | 5000000 | scaled
365-34R | 103073.8764 | 4917.6341 | 94789.5099 | 3366.7324 | 4.771% | 91.96% | 3.266% | 45525.4749 | 93450.5649 | 68.3115 | 41667.4157 | 3789.7476 | 126.3112 | 85499.1113 | 7825.1423 | 365 | 0.017802 | 0.010752 | 0.0054336 | 5789951.6023 | 135.7326 | 91520.4078 | 11417.736 | 7624.4867 | 5140960.5415 | 641366.5741 | 5352244.3366 | 8031.1045 | 4898668.0631 | 445545.169 | 1771074.7046 | 2393.8501 | 1620378.7909 | 148302.0636 |  | 1865 | 365-34R | 103073.8764 | 57548.4016 | 9623.3115 | 4917.6341 | 1858.8212 | 94.9984 | 94789.5099 | 52322.848 | 6161.5808 | 3366.7324 | 135.7326 | 67.4211 | 9.4214 | 140.7857 | 6.396 | 0 | 105.9653 | 58.4918 | 6.888 | 2.5334 | 11417.736 | 7627.9884 | 3592.5937 | 140.7857 | 33.0486 | 0 | 8218.5876 | 4536.577 | 534.231 | 3058.3627 | 91520.4078 | 49852.992 | 6021.2964 | 4749.6145 | 1819.3766 | 94.9984 | 86464.957 | 47727.7792 | 5620.4618 | 305.8363 | 0.0076178 | 0.0029176 | 0.0001528 | 0.0054484 | 0.0030986 | 0.0005448 | 0.004736 | 5000000 | scaled
366-34 | 0 | 0 | 0 | 0 | 0% | 0% | 0% | 0 | 0 | 0 | 0 | 0 | 0 | 0 | 0 | 366 | 0 | 0 | 0 | 0 | 0 | 0 | 0 | 0 | 0 | 0 | 0 | 0 | 0 | 0 | 0 | 0 | 0 | 0 |  | 1866 | 366-34 | 0 | 0 | 0 | 0 | 0 | 0 | 0 | 0 | 0 | 0 | 0 | 0 | 0 | 0 | 0 | 0 | 0 | 0 | 0 | 0 | 0 | 0 | 0 | 0 | 0 | 0 | 0 | 0 | 0 | 0 | 0 | 0 | 0 | 0 | 0 | 0 | 0 | 0 | 0 | 0 | 0 | 0 | 0 | 0 | 0 | 0 | 0 | 5000000 | scaled
366-36F | 0 | 0 | 0 | 0 | 0% | 0% | 0% | 0 | 0 | 0 | 0 | 0 | 0 | 0 | 0 | 366 | 0 | 0 | 0 | 0 | 0 | 0 | 0 | 0 | 0 | 0 | 0 | 0 | 0 | 0 | 0 | 0 | 0 | 0 |  | 1867 | 366-36F | 0 | 0 | 0 | 0 | 0 | 0 | 0 | 0 | 0 | 0 | 0 | 0 | 0 | 0 | 0 | 0 | 0 | 0 | 0 | 0 | 0 | 0 | 0 | 0 | 0 | 0 | 0 | 0 | 0 | 0 | 0 | 0 | 0 | 0 | 0 | 0 | 0 | 0 | 0 | 0 | 0 | 0 | 0 | 0 | 0 | 0 | 0 | 5000000 | scaled
366-48 | 85177.9907 | 1535.4342 | 81274.1035 | 2368.453 | 1.803% | 95.42% | 2.781% | 37208.1129 | 77349.0418 | 43.7832 | 33831.0729 | 3333.2567 | 91.5662 | 70286.46 | 6971.0156 | 366 | 0.013571 | 0.008339 | 0.0039834 | 6276656.2028 | 99.9037 | 75456.4869 | 9621.6 | 7361.7749 | 5560291.1384 | 709003.2894 | 5752473.6515 | 6769.0029 | 5230374.2531 | 515330.3955 | 1965393.5954 | 2326.6422 | 1785937.5522 | 177129.401 |  | 1868 | 366-48 | 85177.9907 | 47969.8778 | 7828.9488 | 1535.4342 | 592.9854 | 30.6885 | 81274.1035 | 45008.4394 | 5429.8073 | 2368.453 | 99.9037 | 56.1205 | 8.3375 | 0 | 0 | 0 | 98.1215 | 54.3383 | 6.5554 | 1.7822 | 9621.6 | 6288.3433 | 2650.5844 | 0 | 0 | 0 | 7470.0811 | 4136.8244 | 499.0655 | 2151.5189 | 75456.4869 | 41625.414 | 5170.0269 | 1535.4342 | 592.9854 | 30.6885 | 73705.9008 | 40817.2767 | 4924.1864 | 215.1519 | 0.0047812 | 0.0018948 | 9.84e-05 | 0.0054494 | 0.0031042 | 0.000545 | 0.00334 | 5000000 | scaled
366-559 | 36973.6855 | 179.9285 | 35994.9221 | 798.8349 | 0.4866% | 97.35% | 2.161% | 16198.9238 | 33765.3992 | 21.6772 | 14728.5267 | 1448.7199 | 45.2585 | 30695.4402 | 3024.7006 | 366 | 0.0083398 | 0.0048986 | 0.0016996 | 4433401.9414 | 49.1013 | 32957.5722 | 3967.012 | 5887.5814 | 3951842.0368 | 475672.3232 | 4240958.9997 | 5675.1875 | 3856001.7129 | 379282.0993 | 1887671.3745 | 2530.1995 | 1716043.7906 | 169097.3844 |  | 1869 | 366-559 | 36973.6855 | 20774.7618 | 3208.2863 | 179.9285 | 68.9442 | 3.6301 | 35994.9221 | 19906.9826 | 2405.8212 | 798.8349 | 49.1013 | 27.4241 | 3.8427 | 0 | 0 | 0 | 48.5002 | 26.823 | 3.2416 | 0.6011 | 3967.012 | 2518.2921 | 942.3115 | 0 | 0 | 0 | 3241.3449 | 1792.625 | 216.6443 | 725.6671 | 32957.5722 | 18229.0455 | 2262.1321 | 179.9285 | 68.9442 | 3.6301 | 32705.077 | 18087.5347 | 2185.9352 | 72.5667 | 0.0017674 | 0.000677 | 3.58e-05 | 0.005454 | 0.0031032 | 0.0005454 | 0.0011184 | 5000000 | scaled
368-1054F | 80990.9593 | 159.3874 | 80484.305 | 347.2669 | 0.1968% | 99.37% | 0.4288% | 36034.0286 | 75264.6829 | 44.1995 | 32476.4034 | 3513.4257 | 92.3808 | 67828.9371 | 7343.365 | 368 | 0.0067372 | 0.0038992 | 0.0010606 | 12021456.8764 | 99.2541 | 72707.2958 | 8184.4094 | 14732.2405 | 10791915.8993 | 1214808.7366 | 11529783.1949 | 14142.4836 | 10391452.3129 | 1124188.3984 | 5399091.4394 | 6626.9111 | 4865690.252 | 526774.2763 |  | 1870 | 368-1054F | 80990.9593 | 44956.9306 | 5726.2764 | 159.3874 | 60.9836 | 3.2818 | 80484.305 | 44548.6801 | 5375.7277 | 347.2669 | 99.2541 | 55.0545 | 6.8733 | 0 | 0 | 0 | 98.9927 | 54.7932 | 6.6119 | 0.26131 | 8184.4094 | 4670.9837 | 841.0445 | 0 | 0 | 0 | 7868.9498 | 4355.5241 | 525.5848 | 315.4596 | 72707.2958 | 40230.8924 | 4878.3587 | 159.3874 | 60.9836 | 3.2818 | 72516.3624 | 40138.3628 | 4843.5309 | 31.546 | 0.00082 | 0.0003138 | 1.68e-05 | 0.0054148 | 0.003083 | 0.0005414 | 0.0005024 | 5000000 | scaled
368-1056F | 3002.247 | 0 | 3002.247 | 0 | 0% | 100% | 0% | 477.9768 | 998.7743 | 1.2745 | 428.1906 | 48.5117 | 2.6631 | 894.7418 | 101.3695 | 368 | 0.0054734 | 0.0054734 | 0.0054734 | 548515.9062 | 8.0051 | 2689.5322 | 304.7097 | 1462.5507 | 491382.3555 | 55671 | 461188.6945 | 1229.7033 | 413151.1675 | 46807.8237 | 366038.0442 | 975.9958 | 327911.4322 | 37150.6163 |  | 1871 | 368-1056F | 3002.247 | 2524.2702 | 2003.4726 | 0 | 0 | 0 | 3002.247 | 2524.2702 | 2003.4726 | 0 | 8.0051 | 6.7307 | 5.342 | 0 | 0 | 0 | 8.0051 | 6.7307 | 5.342 | 0 | 304.7097 | 256.1979 | 203.3402 | 0 | 0 | 0 | 304.7097 | 256.1979 | 203.3402 | 0 | 2689.5322 | 2261.3416 | 1794.7904 | 0 | 0 | 0 | 2689.5322 | 2261.3416 | 1794.7904 | 0 | 0 | 0 | 0 | 0.0054734 | 0.0054734 | 0.0054734 | 0 | 5000000 | scaled
368-1057F | 9344.984 | 5802.276 | 2576.2932 | 966.4148 | 62.09% | 27.57% | 10.34% | 4522.6047 | 8062.4866 | 317.8631 | 2482.2458 | 1722.4957 | 553.904 | 4476.282 | 3032.3006 | 368 | 0.01023 | 0.0058992 | 0.0019912 | 913488.1691 | 570.737 | 4768.1105 | 4006.1364 | 55790.5222 | 466090.9561 | 391606.6909 | 817463.2601 | 57453.9317 | 448667.2859 | 311342.0424 | 644082.6689 | 44249.3692 | 357593.854 | 242239.4458 |  | 1872 | 368-1057F | 9344.984 | 4822.3793 | 1282.4974 | 5802.276 | 2428.24 | 144.1664 | 2576.2932 | 1427.7245 | 171.9162 | 966.4148 | 570.737 | 252.8739 | 16.8331 | 2922.6713 | 250.6416 | 15.9246 | 2.7159 | 1.5051 | 0.18123 | 0.7272 | 4006.1364 | 2283.6407 | 973.8358 | 2922.6713 | 1291.822 | 82.2205 | 205.5674 | 113.9209 | 13.7175 | 877.8978 | 4768.1105 | 2285.8646 | 291.8285 | 2312.3108 | 885.7764 | 46.0213 | 2368.0099 | 1312.2985 | 158.0175 | 87.7898 | 0.0033916 | 0.0014118 | 7.38e-05 | 0.0054678 | 0.0031168 | 0.0005468 | 0.0013706 | 5000000 | scaled
368-24 | 131820.2995 | 7180.8367 | 119308.5993 | 5330.8635 | 5.447% | 90.51% | 4.044% | 58254.9588 | 119160.4611 | 61.763 | 53801.9224 | 4391.2734 | 128.6611 | 109884.1456 | 9147.6544 | 368 | 0.025227 | 0.015263 | 0.0082504 | 5225448.5137 | 140.917 | 117102.9588 | 14576.4237 | 5586.0472 | 4642042.8765 | 577819.5901 | 4819848.0449 | 5110.0903 | 4451416.6016 | 363321.3529 | 1534451.4657 | 1656.7935 | 1414998.6216 | 117796.0505 |  | 1873 | 368-24 | 131820.2995 | 73565.3407 | 12659.8384 | 7180.8367 | 2750.1828 | 144.1484 | 119308.5993 | 65484.2944 | 7184.8265 | 5330.8635 | 140.917 | 79.154 | 12.2558 | 0 | 0 | 0 | 136.9057 | 75.1427 | 8.2445 | 4.0113 | 14576.4237 | 10185.1503 | 5428.7693 | 0 | 0 | 0 | 9733.8308 | 5342.5574 | 586.1764 | 4842.5929 | 117102.9588 | 63301.0364 | 7218.8133 | 7180.8367 | 2750.1828 | 144.1484 | 109437.8629 | 60066.5943 | 6590.4055 | 484.2593 | 0.012375 | 0.004739 | 0.0002472 | 0.0053872 | 0.0030596 | 0.0005388 | 0.0074644 | 5000000 | scaled
368-402F | 1167.6203 | 0 | 1167.6203 | 0 | 0% | 100% | 0% | 186.3524 | 388.5085 | 0.46912 | 152.4768 | 33.4065 | 0.97803 | 317.8844 | 69.6461 | 368 | 0.0054624 | 0.0054624 | 0.0054624 | 213755.9128 | 2.9394 | 955.3672 | 209.3137 | 538.1083 | 174898.8045 | 38319 | 179640.4315 | 452.2261 | 146984.9246 | 32203.2809 | 142631.7738 | 359.0607 | 116703.7973 | 25568.9158 |  | 1874 | 368-402F | 1167.6203 | 981.2679 | 779.1118 | 0 | 0 | 0 | 1167.6203 | 981.2679 | 779.1118 | 0 | 2.9394 | 2.4702 | 1.9613 | 0 | 0 | 0 | 2.9394 | 2.4702 | 1.9613 | 0 | 209.3137 | 175.9072 | 139.6676 | 0 | 0 | 0 | 209.3137 | 175.9072 | 139.6676 | 0 | 955.3672 | 802.8905 | 637.4828 | 0 | 0 | 0 | 955.3672 | 802.8905 | 637.4828 | 0 | 0 | 0 | 0 | 0.0054624 | 0.0054624 | 0.0054624 | 0 | 5000000 | scaled
368-403F | 10478.0521 | 153.5811 | 9921.1182 | 403.3527 | 1.466% | 94.68% | 3.85% | 4541.5675 | 9408.5142 | 4.931 | 4172.0661 | 364.5704 | 10.2661 | 8639.2303 | 759.0178 | 368 | 0.0067636 | 0.003939 | 0.0011118 | 1549182.7007 | 11.3049 | 9286.9587 | 1179.7886 | 1671.4265 | 1373079.2264 | 174432.0478 | 1507104.5002 | 1636.3321 | 1384486.6465 | 120981.5216 | 961987.7031 | 1049.6702 | 883331.1111 | 77606.9217 |  | 1875 | 368-403F | 10478.0521 | 5936.4846 | 1069.5379 | 153.5811 | 58.8226 | 3.106 | 9921.1182 | 5474.3093 | 663.0792 | 403.3527 | 11.3049 | 6.3739 | 1.0388 | 0 | 0 | 0 | 11.0014 | 6.0704 | 0.73528 | 0.30351 | 1179.7886 | 815.2182 | 420.7708 | 0 | 0 | 0 | 813.3802 | 448.8098 | 54.3624 | 366.4084 | 9286.9587 | 5114.8926 | 647.7284 | 153.5811 | 58.8226 | 3.106 | 9096.7367 | 5019.4291 | 607.9816 | 36.6408 | 0.000752 | 0.000288 | 1.52e-05 | 0.0054612 | 0.0031006 | 0.0005462 | 0.0005504 | 5000000 | scaled
369-207 | 0 | 0 | 0 | 0 | 0% | 0% | 0% | 0 | 0 | 0 | 0 | 0 | 0 | 0 | 0 | 369 | 0 | 0 | 0 | 0 | 0 | 0 | 0 | 0 | 0 | 0 | 0 | 0 | 0 | 0 | 0 | 0 | 0 | 0 |  | 1876 | 369-207 | 0 | 0 | 0 | 0 | 0 | 0 | 0 | 0 | 0 | 0 | 0 | 0 | 0 | 0 | 0 | 0 | 0 | 0 | 0 | 0 | 0 | 0 | 0 | 0 | 0 | 0 | 0 | 0 | 0 | 0 | 0 | 0 | 0 | 0 | 0 | 0 | 0 | 0 | 0 | 0 | 0 | 0 | 0 | 0 | 0 | 0 | 0 | 5000000 | scaled
369-209F | 0 | 0 | 0 | 0 | 0% | 0% | 0% | 0 | 0 | 0 | 0 | 0 | 0 | 0 | 0 | 369 | 0 | 0 | 0 | 0 | 0 | 0 | 0 | 0 | 0 | 0 | 0 | 0 | 0 | 0 | 0 | 0 | 0 | 0 |  | 1877 | 369-209F | 0 | 0 | 0 | 0 | 0 | 0 | 0 | 0 | 0 | 0 | 0 | 0 | 0 | 0 | 0 | 0 | 0 | 0 | 0 | 0 | 0 | 0 | 0 | 0 | 0 | 0 | 0 | 0 | 0 | 0 | 0 | 0 | 0 | 0 | 0 | 0 | 0 | 0 | 0 | 0 | 0 | 0 | 0 | 0 | 0 | 0 | 0 | 5000000 | scaled
369-6F | 0 | 0 | 0 | 0 | 0% | 0% | 0% | 0 | 0 | 0 | 0 | 0 | 0 | 0 | 0 | 369 | 0 | 0 | 0 | 0 | 0 | 0 | 0 | 0 | 0 | 0 | 0 | 0 | 0 | 0 | 0 | 0 | 0 | 0 |  | 1878 | 369-6F | 0 | 0 | 0 | 0 | 0 | 0 | 0 | 0 | 0 | 0 | 0 | 0 | 0 | 0 | 0 | 0 | 0 | 0 | 0 | 0 | 0 | 0 | 0 | 0 | 0 | 0 | 0 | 0 | 0 | 0 | 0 | 0 | 0 | 0 | 0 | 0 | 0 | 0 | 0 | 0 | 0 | 0 | 0 | 0 | 0 | 0 | 0 | 5000000 | scaled
369-7 | 0 | 0 | 0 | 0 | 0% | 0% | 0% | 0 | 0 | 0 | 0 | 0 | 0 | 0 | 0 | 369 | 0 | 0 | 0 | 0 | 0 | 0 | 0 | 0 | 0 | 0 | 0 | 0 | 0 | 0 | 0 | 0 | 0 | 0 |  | 1879 | 369-7 | 0 | 0 | 0 | 0 | 0 | 0 | 0 | 0 | 0 | 0 | 0 | 0 | 0 | 0 | 0 | 0 | 0 | 0 | 0 | 0 | 0 | 0 | 0 | 0 | 0 | 0 | 0 | 0 | 0 | 0 | 0 | 0 | 0 | 0 | 0 | 0 | 0 | 0 | 0 | 0 | 0 | 0 | 0 | 0 | 0 | 0 | 0 | 5000000 | scaled
37-20 | 0 | 0 | 0 | 0 | 0% | 0% | 0% | 0 | 0 | 0 | 0 | 0 | 0 | 0 | 0 | 37 | 0 | 0 | 0 | 0 | 0 | 0 | 0 | 0 | 0 | 0 | 0 | 0 | 0 | 0 | 0 | 0 | 0 | 0 |  | 1880 | 37-20 | 0 | 0 | 0 | 0 | 0 | 0 | 0 | 0 | 0 | 0 | 0 | 0 | 0 | 0 | 0 | 0 | 0 | 0 | 0 | 0 | 0 | 0 | 0 | 0 | 0 | 0 | 0 | 0 | 0 | 0 | 0 | 0 | 0 | 0 | 0 | 0 | 0 | 0 | 0 | 0 | 0 | 0 | 0 | 0 | 0 | 0 | 0 | 5000000 | scaled
37-21F | 0 | 0 | 0 | 0 | 0% | 0% | 0% | 0 | 0 | 0 | 0 | 0 | 0 | 0 | 0 | 37 | 0 | 0 | 0 | 0 | 0 | 0 | 0 | 0 | 0 | 0 | 0 | 0 | 0 | 0 | 0 | 0 | 0 | 0 |  | 1881 | 37-21F | 0 | 0 | 0 | 0 | 0 | 0 | 0 | 0 | 0 | 0 | 0 | 0 | 0 | 0 | 0 | 0 | 0 | 0 | 0 | 0 | 0 | 0 | 0 | 0 | 0 | 0 | 0 | 0 | 0 | 0 | 0 | 0 | 0 | 0 | 0 | 0 | 0 | 0 | 0 | 0 | 0 | 0 | 0 | 0 | 0 | 0 | 0 | 5000000 | scaled
37-22F | 0 | 0 | 0 | 0 | 0% | 0% | 0% | 0 | 0 | 0 | 0 | 0 | 0 | 0 | 0 | 37 | 0 | 0 | 0 | 0 | 0 | 0 | 0 | 0 | 0 | 0 | 0 | 0 | 0 | 0 | 0 | 0 | 0 | 0 |  | 1882 | 37-22F | 0 | 0 | 0 | 0 | 0 | 0 | 0 | 0 | 0 | 0 | 0 | 0 | 0 | 0 | 0 | 0 | 0 | 0 | 0 | 0 | 0 | 0 | 0 | 0 | 0 | 0 | 0 | 0 | 0 | 0 | 0 | 0 | 0 | 0 | 0 | 0 | 0 | 0 | 0 | 0 | 0 | 0 | 0 | 0 | 0 | 0 | 0 | 5000000 | scaled
376-527AE | 491.4829 | 383.255 | 0 | 108.2278 | 77.98% | 0% | 22.02% | 127.0821 | 370.9896 | 0.82412 | 122.0094 | 4.2486 | 1.7495 | 360.2182 | 9.0218 | 376 | 0.0002636 | 0.0002258 | 0.000152 | 1864502.4937 | 1.831 | 382.3152 | 107.3367 | 6946.0123 | 1450361.2696 | 407195.2118 | 1613820.9886 | 10465.538 | 1549402.8989 | 53952.5517 | 792719.1257 | 3738.3441 | 769703.3329 | 19277.4486 |  | 1883 | 376-527AE | 491.4829 | 364.4008 | 120.4933 | 383.255 | 256.173 | 12.2655 | 0 | 0 | 0 | 108.2278 | 1.831 | 1.0068 | 0.081438 | 9.0218 | 0.92541 | 0 | 0 | 0 | 0 | 0.081438 | 107.3367 | 103.0881 | 98.3149 | 9.0218 | 4.7732 | 0 | 0 | 0 | 0 | 98.3149 | 382.3152 | 260.3058 | 22.097 | 372.4837 | 250.4743 | 12.2655 | 0 | 0 | 0 | 9.8315 | 0.0001154 | 7.76e-05 | 3.8e-06 | 0 | 0 | 0 | 0.0001482 | 5000000 | scaled
37-8 | 0 | 0 | 0 | 0 | 0% | 0% | 0% | 0 | 0 | 0 | 0 | 0 | 0 | 0 | 0 | 37 | 0 | 0 | 0 | 0 | 0 | 0 | 0 | 0 | 0 | 0 | 0 | 0 | 0 | 0 | 0 | 0 | 0 | 0 |  | 1884 | 37-8 | 0 | 0 | 0 | 0 | 0 | 0 | 0 | 0 | 0 | 0 | 0 | 0 | 0 | 0 | 0 | 0 | 0 | 0 | 0 | 0 | 0 | 0 | 0 | 0 | 0 | 0 | 0 | 0 | 0 | 0 | 0 | 0 | 0 | 0 | 0 | 0 | 0 | 0 | 0 | 0 | 0 | 0 | 0 | 0 | 0 | 0 | 0 | 5000000 | scaled
374-10F | 0 | 0 | 0 | 0 | 0% | 0% | 0% | 0 | 0 | 0 | 0 | 0 | 0 | 0 | 0 | 374 | 0 | 0 | 0 | 0 | 0 | 0 | 0 | 0 | 0 | 0 | 0 | 0 | 0 | 0 | 0 | 0 | 0 | 0 |  | 1885 | 374-10F | 0 | 0 | 0 | 0 | 0 | 0 | 0 | 0 | 0 | 0 | 0 | 0 | 0 | 0 | 0 | 0 | 0 | 0 | 0 | 0 | 0 | 0 | 0 | 0 | 0 | 0 | 0 | 0 | 0 | 0 | 0 | 0 | 0 | 0 | 0 | 0 | 0 | 0 | 0 | 0 | 0 | 0 | 0 | 0 | 0 | 0 | 0 | 5000000 | scaled
374-708R | 1730.6333 | 245.9439 | 0 | 1484.6894 | 14.21% | 0% | 85.79% | 150.7306 | 241.0249 | 0.0047295 | 150.701 | 0.02494 | 0.0070943 | 240.9802 | 0.037598 | 374 | 0.005207 | 0.003359 | 0.0022042 | 332366.6758 | 1.1243 | 380.7694 | 1348.7396 | 215.9161 | 73126.4463 | 259024.3134 | 470349.1092 | 14.7583 | 470256.5266 | 77.8243 | 675804.5498 | 19.8915 | 675679.238 | 105.4202 |  | 1886 | 374-708R | 1730.6333 | 1579.9027 | 1489.6084 | 245.9439 | 95.2133 | 4.919 | 0 | 0 | 0 | 1484.6894 | 1.1243 | 1.1195 | 1.1172 | 0.037598 | 0.0023648 | 0 | 0 | 0 | 0 | 1.1172 | 1348.7396 | 1348.7147 | 1348.702 | 0.037598 | 0.012658 | 0 | 0 | 0 | 0 | 1348.702 | 380.7694 | 230.0685 | 139.7892 | 245.8992 | 95.1983 | 4.919 | 0 | 0 | 0 | 134.8702 | 0.0030662 | 0.0012182 | 6.34e-05 | 0 | 0 | 0 | 0.0021408 | 5000000 | scaled
374-8 | 0 | 0 | 0 | 0 | 0% | 0% | 0% | 0 | 0 | 0 | 0 | 0 | 0 | 0 | 0 | 374 | 0 | 0 | 0 | 0 | 0 | 0 | 0 | 0 | 0 | 0 | 0 | 0 | 0 | 0 | 0 | 0 | 0 | 0 |  | 1887 | 374-8 | 0 | 0 | 0 | 0 | 0 | 0 | 0 | 0 | 0 | 0 | 0 | 0 | 0 | 0 | 0 | 0 | 0 | 0 | 0 | 0 | 0 | 0 | 0 | 0 | 0 | 0 | 0 | 0 | 0 | 0 | 0 | 0 | 0 | 0 | 0 | 0 | 0 | 0 | 0 | 0 | 0 | 0 | 0 | 0 | 0 | 0 | 0 | 5000000 | scaled
376-491R | 15387.0193 | 13101.6142 | 0 | 2285.4051 | 85.15% | 0% | 14.85% | 6573.3426 | 12768.3926 | 126.6492 | 5871.6455 | 575.0478 | 236.6804 | 11457.5921 | 1074.12 | 376 | 0.011779 | 0.0069894 | 0.0034198 | 1306265.1135 | 243.4232 | 11970.6242 | 3172.9719 | 20665.1592 | 1016233.7811 | 269366.1732 | 1261006.1895 | 24295.929 | 1126395.1687 | 110315.0918 | 765725.0977 | 14193.8103 | 687115.9218 | 64415.3656 |  | 1888 | 376-491R | 15387.0193 | 8813.6767 | 2618.6267 | 13101.6142 | 6528.2716 | 333.2216 | 0 | 0 | 0 | 2285.4051 | 243.4232 | 116.7739 | 6.7428 | 1096.8943 | 115.0543 | 5.0231 | 0 | 0 | 0 | 1.7197 | 3172.9719 | 2597.9241 | 2098.8519 | 1096.8943 | 521.8464 | 22.7742 | 0 | 0 | 0 | 2076.0776 | 11970.6242 | 6098.9787 | 513.0321 | 11763.0164 | 5891.3709 | 305.4243 | 0 | 0 | 0 | 207.6078 | 0.008556 | 0.003766 | 0.0001964 | 0 | 0 | 0 | 0.0032234 | 5000000 | scaled
376-526 | 0 | 0 | 0 | 0 | 0% | 0% | 0% | 0 | 0 | 0 | 0 | 0 | 0 | 0 | 0 | 376 | 0 | 0 | 0 | 0 | 0 | 0 | 0 | 0 | 0 | 0 | 0 | 0 | 0 | 0 | 0 | 0 | 0 | 0 |  | 1889 | 376-526 | 0 | 0 | 0 | 0 | 0 | 0 | 0 | 0 | 0 | 0 | 0 | 0 | 0 | 0 | 0 | 0 | 0 | 0 | 0 | 0 | 0 | 0 | 0 | 0 | 0 | 0 | 0 | 0 | 0 | 0 | 0 | 0 | 0 | 0 | 0 | 0 | 0 | 0 | 0 | 0 | 0 | 0 | 0 | 0 | 0 | 0 | 0 | 5000000 | scaled
38-11 | 25705.6833 | 19388.9674 | 0 | 6316.7159 | 75.43% | 0% | 24.57% | 11648.3169 | 18817.9727 | 1083.6183 | 7510.6096 | 3054.089 | 1551.7641 | 12892.087 | 4374.1216 | 38 | 0.028609 | 0.01661 | 0.0093606 | 898517.3645 | 1628.4477 | 13762.1758 | 10315.0598 | 56920.8185 | 481043.5799 | 360552.9661 | 846329.6572 | 78732.2566 | 545697.0062 | 221900.3943 | 735819.3432 | 60676.9966 | 504105.6811 | 171036.6656 |  | 1890 | 38-11 | 25705.6833 | 14057.3663 | 6887.7105 | 19388.9674 | 7740.6505 | 570.9947 | 0 | 0 | 0 | 6316.7159 | 1628.4477 | 544.8294 | 76.6836 | 4576.9119 | 540.0763 | 71.9304 | 0 | 0 | 0 | 4.7531 | 10315.0598 | 7260.9708 | 5940.9382 | 4576.9119 | 1522.8228 | 202.7902 | 0 | 0 | 0 | 5738.1479 | 13762.1758 | 6251.5661 | 870.0888 | 13188.361 | 5677.7513 | 296.274 | 0 | 0 | 0 | 573.8148 | 0.019648 | 0.0076488 | 0.0003996 | 0 | 0 | 0 | 0.008961 | 5000000 | scaled
38-434F | 0 | 0 | 0 | 0 | 0% | 0% | 0% | 0 | 0 | 0 | 0 | 0 | 0 | 0 | 0 | 38 | 0 | 0 | 0 | 0 | 0 | 0 | 0 | 0 | 0 | 0 | 0 | 0 | 0 | 0 | 0 | 0 | 0 | 0 |  | 1891 | 38-434F | 0 | 0 | 0 | 0 | 0 | 0 | 0 | 0 | 0 | 0 | 0 | 0 | 0 | 0 | 0 | 0 | 0 | 0 | 0 | 0 | 0 | 0 | 0 | 0 | 0 | 0 | 0 | 0 | 0 | 0 | 0 | 0 | 0 | 0 | 0 | 0 | 0 | 0 | 0 | 0 | 0 | 0 | 0 | 0 | 0 | 0 | 0 | 5000000 | scaled
383-678 | 0 | 0 | 0 | 0 | 0% | 0% | 0% | 0 | 0 | 0 | 0 | 0 | 0 | 0 | 0 | 383 | 0 | 0 | 0 | 0 | 0 | 0 | 0 | 0 | 0 | 0 | 0 | 0 | 0 | 0 | 0 | 0 | 0 | 0 |  | 1892 | 383-678 | 0 | 0 | 0 | 0 | 0 | 0 | 0 | 0 | 0 | 0 | 0 | 0 | 0 | 0 | 0 | 0 | 0 | 0 | 0 | 0 | 0 | 0 | 0 | 0 | 0 | 0 | 0 | 0 | 0 | 0 | 0 | 0 | 0 | 0 | 0 | 0 | 0 | 0 | 0 | 0 | 0 | 0 | 0 | 0 | 0 | 0 | 0 | 5000000 | scaled
383-679F | 0 | 0 | 0 | 0 | 0% | 0% | 0% | 0 | 0 | 0 | 0 | 0 | 0 | 0 | 0 | 383 | 0 | 0 | 0 | 0 | 0 | 0 | 0 | 0 | 0 | 0 | 0 | 0 | 0 | 0 | 0 | 0 | 0 | 0 |  | 1893 | 383-679F | 0 | 0 | 0 | 0 | 0 | 0 | 0 | 0 | 0 | 0 | 0 | 0 | 0 | 0 | 0 | 0 | 0 | 0 | 0 | 0 | 0 | 0 | 0 | 0 | 0 | 0 | 0 | 0 | 0 | 0 | 0 | 0 | 0 | 0 | 0 | 0 | 0 | 0 | 0 | 0 | 0 | 0 | 0 | 0 | 0 | 0 | 0 | 5000000 | scaled
383-680F | 0 | 0 | 0 | 0 | 0% | 0% | 0% | 0 | 0 | 0 | 0 | 0 | 0 | 0 | 0 | 383 | 0 | 0 | 0 | 0 | 0 | 0 | 0 | 0 | 0 | 0 | 0 | 0 | 0 | 0 | 0 | 0 | 0 | 0 |  | 1894 | 383-680F | 0 | 0 | 0 | 0 | 0 | 0 | 0 | 0 | 0 | 0 | 0 | 0 | 0 | 0 | 0 | 0 | 0 | 0 | 0 | 0 | 0 | 0 | 0 | 0 | 0 | 0 | 0 | 0 | 0 | 0 | 0 | 0 | 0 | 0 | 0 | 0 | 0 | 0 | 0 | 0 | 0 | 0 | 0 | 0 | 0 | 0 | 0 | 5000000 | scaled
384-12F | 0 | 0 | 0 | 0 | 0% | 0% | 0% | 0 | 0 | 0 | 0 | 0 | 0 | 0 | 0 | 384 | 0 | 0 | 0 | 0 | 0 | 0 | 0 | 0 | 0 | 0 | 0 | 0 | 0 | 0 | 0 | 0 | 0 | 0 |  | 1895 | 384-12F | 0 | 0 | 0 | 0 | 0 | 0 | 0 | 0 | 0 | 0 | 0 | 0 | 0 | 0 | 0 | 0 | 0 | 0 | 0 | 0 | 0 | 0 | 0 | 0 | 0 | 0 | 0 | 0 | 0 | 0 | 0 | 0 | 0 | 0 | 0 | 0 | 0 | 0 | 0 | 0 | 0 | 0 | 0 | 0 | 0 | 0 | 0 | 5000000 | scaled
387-15 | 1455052.7826 | 1295208.7698 | 156033.4941 | 3810.5187 | 89.01% | 10.72% | 0.2619% | 584706.1219 | 1404339.9975 | 96206.7466 | 64532.5503 | 423966.825 | 235218.8373 | 134053.2782 | 1035067.8821 | 387 | 0.072601 | 0.042858 | 0.010494 | 20041718.0795 | 241654.0544 | 145810.7601 | 1067587.9682 | 3328513.226 | 2008379.4766 | 14704825.3769 | 20307777.3646 | 3341413.9471 | 2241318.5281 | 14725044.8894 | 4832366.3203 | 809393.4439 | 461280.422 | 3561692.4544 |  | 1896 | 387-15 | 1455052.7826 | 870346.6607 | 50712.7851 | 1295208.7698 | 779364.7623 | 34435.3323 | 156033.4941 | 87171.3798 | 12466.9342 | 3810.5187 | 241654.0544 | 145447.3078 | 6435.2172 | 1050092.5784 | 145270.4089 | 6407.4605 | 311.5101 | 174.0316 | 24.8894 | 2.8673 | 1067587.9682 | 643621.1432 | 32520.0861 | 1050092.5784 | 632319.3161 | 27937.2899 | 14033.8885 | 7840.3258 | 1121.2949 | 3461.5013 | 145810.7601 | 81278.2097 | 11757.4819 | 3776.5143 | 1775.0372 | 90.5818 | 141688.0956 | 79157.0224 | 11320.7499 | 346.1501 | 0.022332 | 0.011962 | 0.0006248 | 0.044888 | 0.025515 | 0.0044888 | 0.0053808 | 5000000 | scaled
38-10 | 0 | 0 | 0 | 0 | 0% | 0% | 0% | 0 | 0 | 0 | 0 | 0 | 0 | 0 | 0 | 38 | 0 | 0 | 0 | 0 | 0 | 0 | 0 | 0 | 0 | 0 | 0 | 0 | 0 | 0 | 0 | 0 | 0 | 0 |  | 1897 | 38-10 | 0 | 0 | 0 | 0 | 0 | 0 | 0 | 0 | 0 | 0 | 0 | 0 | 0 | 0 | 0 | 0 | 0 | 0 | 0 | 0 | 0 | 0 | 0 | 0 | 0 | 0 | 0 | 0 | 0 | 0 | 0 | 0 | 0 | 0 | 0 | 0 | 0 | 0 | 0 | 0 | 0 | 0 | 0 | 0 | 0 | 0 | 0 | 5000000 | scaled
38-435F | 0 | 0 | 0 | 0 | 0% | 0% | 0% | 0 | 0 | 0 | 0 | 0 | 0 | 0 | 0 | 38 | 0 | 0 | 0 | 0 | 0 | 0 | 0 | 0 | 0 | 0 | 0 | 0 | 0 | 0 | 0 | 0 | 0 | 0 |  | 1898 | 38-435F | 0 | 0 | 0 | 0 | 0 | 0 | 0 | 0 | 0 | 0 | 0 | 0 | 0 | 0 | 0 | 0 | 0 | 0 | 0 | 0 | 0 | 0 | 0 | 0 | 0 | 0 | 0 | 0 | 0 | 0 | 0 | 0 | 0 | 0 | 0 | 0 | 0 | 0 | 0 | 0 | 0 | 0 | 0 | 0 | 0 | 0 | 0 | 5000000 | scaled
38-436 | 0 | 0 | 0 | 0 | 0% | 0% | 0% | 0 | 0 | 0 | 0 | 0 | 0 | 0 | 0 | 38 | 0 | 0 | 0 | 0 | 0 | 0 | 0 | 0 | 0 | 0 | 0 | 0 | 0 | 0 | 0 | 0 | 0 | 0 |  | 1899 | 38-436 | 0 | 0 | 0 | 0 | 0 | 0 | 0 | 0 | 0 | 0 | 0 | 0 | 0 | 0 | 0 | 0 | 0 | 0 | 0 | 0 | 0 | 0 | 0 | 0 | 0 | 0 | 0 | 0 | 0 | 0 | 0 | 0 | 0 | 0 | 0 | 0 | 0 | 0 | 0 | 0 | 0 | 0 | 0 | 0 | 0 | 0 | 0 | 5000000 | scaled
38-437F | 0 | 0 | 0 | 0 | 0% | 0% | 0% | 0 | 0 | 0 | 0 | 0 | 0 | 0 | 0 | 38 | 0 | 0 | 0 | 0 | 0 | 0 | 0 | 0 | 0 | 0 | 0 | 0 | 0 | 0 | 0 | 0 | 0 | 0 |  | 1900 | 38-437F | 0 | 0 | 0 | 0 | 0 | 0 | 0 | 0 | 0 | 0 | 0 | 0 | 0 | 0 | 0 | 0 | 0 | 0 | 0 | 0 | 0 | 0 | 0 | 0 | 0 | 0 | 0 | 0 | 0 | 0 | 0 | 0 | 0 | 0 | 0 | 0 | 0 | 0 | 0 | 0 | 0 | 0 | 0 | 0 | 0 | 0 | 0 | 5000000 | scaled
38-9 | 0 | 0 | 0 | 0 | 0% | 0% | 0% | 0 | 0 | 0 | 0 | 0 | 0 | 0 | 0 | 38 | 0 | 0 | 0 | 0 | 0 | 0 | 0 | 0 | 0 | 0 | 0 | 0 | 0 | 0 | 0 | 0 | 0 | 0 |  | 1901 | 38-9 | 0 | 0 | 0 | 0 | 0 | 0 | 0 | 0 | 0 | 0 | 0 | 0 | 0 | 0 | 0 | 0 | 0 | 0 | 0 | 0 | 0 | 0 | 0 | 0 | 0 | 0 | 0 | 0 | 0 | 0 | 0 | 0 | 0 | 0 | 0 | 0 | 0 | 0 | 0 | 0 | 0 | 0 | 0 | 0 | 0 | 0 | 0 | 5000000 | scaled
380-27 | 22878.0314 | 14504.0417 | 0 | 8373.9897 | 63.4% | 0% | 36.6% | 8063.0405 | 14207.0189 | 468.5919 | 5200.9817 | 2393.4668 | 890.5837 | 8765.7429 | 4550.6923 | 380 | 0.038378 | 0.022316 | 0.012362 | 596129.8092 | 913.3173 | 9723.1499 | 12241.5642 | 23798.1877 | 253354.8185 | 318976.803 | 663884.9452 | 38582.3585 | 428232.1896 | 197070.3971 | 701436.0748 | 43970.3465 | 432786.6617 | 224679.0666 |  | 1902 | 380-27 | 22878.0314 | 14814.9909 | 8671.0125 | 14504.0417 | 6441.0012 | 297.0228 | 0 | 0 | 0 | 8373.9897 | 913.3173 | 444.7254 | 22.7336 | 4634.5746 | 438.4243 | 16.4325 | 0 | 0 | 0 | 6.3012 | 12241.5642 | 9848.0973 | 7690.8719 | 4634.5746 | 2241.1077 | 83.8823 | 0 | 0 | 0 | 7606.9896 | 9723.1499 | 4522.1681 | 957.407 | 8962.4509 | 3761.4692 | 196.708 | 0 | 0 | 0 | 760.699 | 0.026565 | 0.010503 | 0.0005492 | 0 | 0 | 0 | 0.011813 | 5000000 | scaled
381-445 | 0 | 0 | 0 | 0 | 0% | 0% | 0% | 0 | 0 | 0 | 0 | 0 | 0 | 0 | 0 | 381 | 0 | 0 | 0 | 0 | 0 | 0 | 0 | 0 | 0 | 0 | 0 | 0 | 0 | 0 | 0 | 0 | 0 | 0 |  | 1903 | 381-445 | 0 | 0 | 0 | 0 | 0 | 0 | 0 | 0 | 0 | 0 | 0 | 0 | 0 | 0 | 0 | 0 | 0 | 0 | 0 | 0 | 0 | 0 | 0 | 0 | 0 | 0 | 0 | 0 | 0 | 0 | 0 | 0 | 0 | 0 | 0 | 0 | 0 | 0 | 0 | 0 | 0 | 0 | 0 | 0 | 0 | 0 | 0 | 5000000 | scaled
381-450F | 501.1327 | 327.8403 | 0 | 173.2924 | 65.42% | 0% | 34.58% | 170.0885 | 327.8133 | 27.4128 | 0.84821 | 141.8275 | 52.9408 | 1.3481 | 273.5244 | 381 | 0.0009906 | 0.0005336 | 0.0002646 | 505888.0766 | 53.0711 | 17.1172 | 430.9444 | 53574.7501 | 17279.594 | 435033.7325 | 620397.7675 | 99988.2287 | 3093.8506 | 517315.6882 | 655024.2512 | 105784.2198 | 2693.8118 | 546546.2196 |  | 1904 | 381-450F | 501.1327 | 331.0442 | 173.3194 | 327.8403 | 157.7519 | 0.027021 | 0 | 0 | 0 | 173.2924 | 53.0711 | 25.6583 | 0.1304 | 273.5244 | 25.5279 | 0 | 0 | 0 | 0 | 0.1304 | 430.9444 | 289.117 | 157.42 | 273.5244 | 131.697 | 0 | 0 | 0 | 0 | 157.42 | 17.1172 | 16.269 | 15.769 | 1.3752 | 0.52695 | 0.027021 | 0 | 0 | 0 | 15.742 | 0.0007406 | 0.0002836 | 1.46e-05 | 0 | 0 | 0 | 0.00025 | 5000000 | scaled
381-451F | 23318.0707 | 20546.0056 | 0 | 2772.0651 | 88.11% | 0% | 11.89% | 13105.8419 | 19884.8914 | 1590.8345 | 3387.6633 | 8127.344 | 2369.094 | 5412.5402 | 12103.2573 | 381 | 0.018659 | 0.009574 | 0.004176 | 1249695.6262 | 2461.163 | 5775.9845 | 15080.9232 | 131902.1911 | 309554.8813 | 808238.5538 | 1066662.7149 | 129475.3791 | 275716.2955 | 661471.0403 | 822121.4691 | 97947.8842 | 223776.2017 | 500397.3832 |  | 1905 | 381-451F | 23318.0707 | 10212.2288 | 3433.1793 | 20546.0056 | 7440.1637 | 661.1142 | 0 | 0 | 0 | 2772.0651 | 2461.163 | 870.3285 | 92.069 | 12562.7603 | 868.2426 | 89.9831 | 0 | 0 | 0 | 2.0859 | 15080.9232 | 6953.5791 | 2977.6659 | 12562.7603 | 4435.4162 | 459.503 | 0 | 0 | 0 | 2518.1629 | 5775.9845 | 2388.3212 | 363.4444 | 5524.1682 | 2136.5049 | 111.6281 | 0 | 0 | 0 | 251.8163 | 0.01478 | 0.0056946 | 0.0002966 | 0 | 0 | 0 | 0.0038794 | 5000000 | scaled
381-452F | 0 | 0 | 0 | 0 | 0% | 0% | 0% | 0 | 0 | 0 | 0 | 0 | 0 | 0 | 0 | 381 | 0 | 0 | 0 | 0 | 0 | 0 | 0 | 0 | 0 | 0 | 0 | 0 | 0 | 0 | 0 | 0 | 0 | 0 |  | 1906 | 381-452F | 0 | 0 | 0 | 0 | 0 | 0 | 0 | 0 | 0 | 0 | 0 | 0 | 0 | 0 | 0 | 0 | 0 | 0 | 0 | 0 | 0 | 0 | 0 | 0 | 0 | 0 | 0 | 0 | 0 | 0 | 0 | 0 | 0 | 0 | 0 | 0 | 0 | 0 | 0 | 0 | 0 | 0 | 0 | 0 | 0 | 0 | 0 | 5000000 | scaled
381-453F | 0 | 0 | 0 | 0 | 0% | 0% | 0% | 0 | 0 | 0 | 0 | 0 | 0 | 0 | 0 | 381 | 0 | 0 | 0 | 0 | 0 | 0 | 0 | 0 | 0 | 0 | 0 | 0 | 0 | 0 | 0 | 0 | 0 | 0 |  | 1907 | 381-453F | 0 | 0 | 0 | 0 | 0 | 0 | 0 | 0 | 0 | 0 | 0 | 0 | 0 | 0 | 0 | 0 | 0 | 0 | 0 | 0 | 0 | 0 | 0 | 0 | 0 | 0 | 0 | 0 | 0 | 0 | 0 | 0 | 0 | 0 | 0 | 0 | 0 | 0 | 0 | 0 | 0 | 0 | 0 | 0 | 0 | 0 | 0 | 5000000 | scaled
381-47 | 0 | 0 | 0 | 0 | 0% | 0% | 0% | 0 | 0 | 0 | 0 | 0 | 0 | 0 | 0 | 381 | 0 | 0 | 0 | 0 | 0 | 0 | 0 | 0 | 0 | 0 | 0 | 0 | 0 | 0 | 0 | 0 | 0 | 0 |  | 1908 | 381-47 | 0 | 0 | 0 | 0 | 0 | 0 | 0 | 0 | 0 | 0 | 0 | 0 | 0 | 0 | 0 | 0 | 0 | 0 | 0 | 0 | 0 | 0 | 0 | 0 | 0 | 0 | 0 | 0 | 0 | 0 | 0 | 0 | 0 | 0 | 0 | 0 | 0 | 0 | 0 | 0 | 0 | 0 | 0 | 0 | 0 | 0 | 0 | 5000000 | scaled
381-48 | 7913.3657 | 6215.881 | 0 | 1697.4847 | 78.55% | 0% | 21.45% | 3262.98 | 6022.007 | 529.9154 | 428.0448 | 2305.0199 | 998.6886 | 679.6936 | 4343.6248 | 381 | 0.0068838 | 0.0041126 | 0.0024824 | 1149563.5717 | 1033.447 | 847.9553 | 6031.9635 | 150127.3943 | 123181.2748 | 876254.9026 | 1130765.3758 | 183638.8655 | 148336.2474 | 798790.2629 | 761907.3308 | 126354.579 | 85995.1707 | 549557.5812 |  | 1909 | 381-48 | 7913.3657 | 4650.3857 | 1891.3588 | 6215.881 | 2952.901 | 193.8741 | 0 | 0 | 0 | 1697.4847 | 1033.447 | 503.5316 | 34.7584 | 4489.9568 | 502.2543 | 33.4811 | 0 | 0 | 0 | 1.2773 | 6031.9635 | 3726.9436 | 1688.3387 | 4489.9568 | 2184.9369 | 146.332 | 0 | 0 | 0 | 1542.0067 | 847.9553 | 419.9105 | 168.2617 | 693.7546 | 265.7098 | 14.061 | 0 | 0 | 0 | 154.2007 | 0.0044918 | 0.0017206 | 9.04e-05 | 0 | 0 | 0 | 0.002392 | 5000000 | scaled
381-49 | 29.6657 | 0.036275 | 0 | 29.6295 | 0.1223% | 0% | 99.88% | 0.022209 | 0.035535 | 0 | 0.022209 | 0 | 0 | 0.035535 | 0 | 381 | 6.36e-05 | 5.16e-05 | 4.44e-05 | 466442.3506 | 0.022295 | 2.7278 | 26.9156 | 350.5537 | 42890.4965 | 423201.3004 | 574486.9016 | 0 | 574486.9016 | 0 | 667346.8131 | 0 | 667346.8131 | 0 |  | 1910 | 381-49 | 29.6657 | 29.6435 | 29.6302 | 0.036275 | 0.014066 | 0.00074031 | 0 | 0 | 0 | 29.6295 | 0.022295 | 0.022295 | 0.022295 | 0 | 0 | 0 | 0 | 0 | 0 | 0.022295 | 26.9156 | 26.9156 | 26.9156 | 0 | 0 | 0 | 0 | 0 | 0 | 26.9156 | 2.7278 | 2.7056 | 2.6923 | 0.036275 | 0.014066 | 0.00074031 | 0 | 0 | 0 | 2.6916 | 1.96e-05 | 7.6e-06 | 4e-07 | 0 | 0 | 0 | 4.4e-05 | 5000000 | scaled
382-19F | 0 | 0 | 0 | 0 | 0% | 0% | 0% | 0 | 0 | 0 | 0 | 0 | 0 | 0 | 0 | 382 | 0 | 0 | 0 | 0 | 0 | 0 | 0 | 0 | 0 | 0 | 0 | 0 | 0 | 0 | 0 | 0 | 0 | 0 |  | 1911 | 382-19F | 0 | 0 | 0 | 0 | 0 | 0 | 0 | 0 | 0 | 0 | 0 | 0 | 0 | 0 | 0 | 0 | 0 | 0 | 0 | 0 | 0 | 0 | 0 | 0 | 0 | 0 | 0 | 0 | 0 | 0 | 0 | 0 | 0 | 0 | 0 | 0 | 0 | 0 | 0 | 0 | 0 | 0 | 0 | 0 | 0 | 0 | 0 | 5000000 | scaled
382-20F | 0 | 0 | 0 | 0 | 0% | 0% | 0% | 0 | 0 | 0 | 0 | 0 | 0 | 0 | 0 | 382 | 0 | 0 | 0 | 0 | 0 | 0 | 0 | 0 | 0 | 0 | 0 | 0 | 0 | 0 | 0 | 0 | 0 | 0 |  | 1912 | 382-20F | 0 | 0 | 0 | 0 | 0 | 0 | 0 | 0 | 0 | 0 | 0 | 0 | 0 | 0 | 0 | 0 | 0 | 0 | 0 | 0 | 0 | 0 | 0 | 0 | 0 | 0 | 0 | 0 | 0 | 0 | 0 | 0 | 0 | 0 | 0 | 0 | 0 | 0 | 0 | 0 | 0 | 0 | 0 | 0 | 0 | 0 | 0 | 5000000 | scaled
382-21F | 0 | 0 | 0 | 0 | 0% | 0% | 0% | 0 | 0 | 0 | 0 | 0 | 0 | 0 | 0 | 382 | 0 | 0 | 0 | 0 | 0 | 0 | 0 | 0 | 0 | 0 | 0 | 0 | 0 | 0 | 0 | 0 | 0 | 0 |  | 1913 | 382-21F | 0 | 0 | 0 | 0 | 0 | 0 | 0 | 0 | 0 | 0 | 0 | 0 | 0 | 0 | 0 | 0 | 0 | 0 | 0 | 0 | 0 | 0 | 0 | 0 | 0 | 0 | 0 | 0 | 0 | 0 | 0 | 0 | 0 | 0 | 0 | 0 | 0 | 0 | 0 | 0 | 0 | 0 | 0 | 0 | 0 | 0 | 0 | 5000000 | scaled
382-22 | 0 | 0 | 0 | 0 | 0% | 0% | 0% | 0 | 0 | 0 | 0 | 0 | 0 | 0 | 0 | 382 | 0 | 0 | 0 | 0 | 0 | 0 | 0 | 0 | 0 | 0 | 0 | 0 | 0 | 0 | 0 | 0 | 0 | 0 |  | 1914 | 382-22 | 0 | 0 | 0 | 0 | 0 | 0 | 0 | 0 | 0 | 0 | 0 | 0 | 0 | 0 | 0 | 0 | 0 | 0 | 0 | 0 | 0 | 0 | 0 | 0 | 0 | 0 | 0 | 0 | 0 | 0 | 0 | 0 | 0 | 0 | 0 | 0 | 0 | 0 | 0 | 0 | 0 | 0 | 0 | 0 | 0 | 0 | 0 | 5000000 | scaled
382-28 | 0 | 0 | 0 | 0 | 0% | 0% | 0% | 0 | 0 | 0 | 0 | 0 | 0 | 0 | 0 | 382 | 0 | 0 | 0 | 0 | 0 | 0 | 0 | 0 | 0 | 0 | 0 | 0 | 0 | 0 | 0 | 0 | 0 | 0 |  | 1915 | 382-28 | 0 | 0 | 0 | 0 | 0 | 0 | 0 | 0 | 0 | 0 | 0 | 0 | 0 | 0 | 0 | 0 | 0 | 0 | 0 | 0 | 0 | 0 | 0 | 0 | 0 | 0 | 0 | 0 | 0 | 0 | 0 | 0 | 0 | 0 | 0 | 0 | 0 | 0 | 0 | 0 | 0 | 0 | 0 | 0 | 0 | 0 | 0 | 5000000 | scaled
382-32F | 0 | 0 | 0 | 0 | 0% | 0% | 0% | 0 | 0 | 0 | 0 | 0 | 0 | 0 | 0 | 382 | 0 | 0 | 0 | 0 | 0 | 0 | 0 | 0 | 0 | 0 | 0 | 0 | 0 | 0 | 0 | 0 | 0 | 0 |  | 1916 | 382-32F | 0 | 0 | 0 | 0 | 0 | 0 | 0 | 0 | 0 | 0 | 0 | 0 | 0 | 0 | 0 | 0 | 0 | 0 | 0 | 0 | 0 | 0 | 0 | 0 | 0 | 0 | 0 | 0 | 0 | 0 | 0 | 0 | 0 | 0 | 0 | 0 | 0 | 0 | 0 | 0 | 0 | 0 | 0 | 0 | 0 | 0 | 0 | 5000000 | scaled
382-34F | 0 | 0 | 0 | 0 | 0% | 0% | 0% | 0 | 0 | 0 | 0 | 0 | 0 | 0 | 0 | 382 | 0 | 0 | 0 | 0 | 0 | 0 | 0 | 0 | 0 | 0 | 0 | 0 | 0 | 0 | 0 | 0 | 0 | 0 |  | 1917 | 382-34F | 0 | 0 | 0 | 0 | 0 | 0 | 0 | 0 | 0 | 0 | 0 | 0 | 0 | 0 | 0 | 0 | 0 | 0 | 0 | 0 | 0 | 0 | 0 | 0 | 0 | 0 | 0 | 0 | 0 | 0 | 0 | 0 | 0 | 0 | 0 | 0 | 0 | 0 | 0 | 0 | 0 | 0 | 0 | 0 | 0 | 0 | 0 | 5000000 | scaled
382-390 | 0 | 0 | 0 | 0 | 0% | 0% | 0% | 0 | 0 | 0 | 0 | 0 | 0 | 0 | 0 | 382 | 0 | 0 | 0 | 0 | 0 | 0 | 0 | 0 | 0 | 0 | 0 | 0 | 0 | 0 | 0 | 0 | 0 | 0 |  | 1918 | 382-390 | 0 | 0 | 0 | 0 | 0 | 0 | 0 | 0 | 0 | 0 | 0 | 0 | 0 | 0 | 0 | 0 | 0 | 0 | 0 | 0 | 0 | 0 | 0 | 0 | 0 | 0 | 0 | 0 | 0 | 0 | 0 | 0 | 0 | 0 | 0 | 0 | 0 | 0 | 0 | 0 | 0 | 0 | 0 | 0 | 0 | 0 | 0 | 5000000 | scaled
382-392 | 0 | 0 | 0 | 0 | 0% | 0% | 0% | 0 | 0 | 0 | 0 | 0 | 0 | 0 | 0 | 382 | 0 | 0 | 0 | 0 | 0 | 0 | 0 | 0 | 0 | 0 | 0 | 0 | 0 | 0 | 0 | 0 | 0 | 0 |  | 1919 | 382-392 | 0 | 0 | 0 | 0 | 0 | 0 | 0 | 0 | 0 | 0 | 0 | 0 | 0 | 0 | 0 | 0 | 0 | 0 | 0 | 0 | 0 | 0 | 0 | 0 | 0 | 0 | 0 | 0 | 0 | 0 | 0 | 0 | 0 | 0 | 0 | 0 | 0 | 0 | 0 | 0 | 0 | 0 | 0 | 0 | 0 | 0 | 0 | 5000000 | scaled
382-393F | 0 | 0 | 0 | 0 | 0% | 0% | 0% | 0 | 0 | 0 | 0 | 0 | 0 | 0 | 0 | 382 | 0 | 0 | 0 | 0 | 0 | 0 | 0 | 0 | 0 | 0 | 0 | 0 | 0 | 0 | 0 | 0 | 0 | 0 |  | 1920 | 382-393F | 0 | 0 | 0 | 0 | 0 | 0 | 0 | 0 | 0 | 0 | 0 | 0 | 0 | 0 | 0 | 0 | 0 | 0 | 0 | 0 | 0 | 0 | 0 | 0 | 0 | 0 | 0 | 0 | 0 | 0 | 0 | 0 | 0 | 0 | 0 | 0 | 0 | 0 | 0 | 0 | 0 | 0 | 0 | 0 | 0 | 0 | 0 | 5000000 | scaled
383-1174 | 0 | 0 | 0 | 0 | 0% | 0% | 0% | 0 | 0 | 0 | 0 | 0 | 0 | 0 | 0 | 383 | 0 | 0 | 0 | 0 | 0 | 0 | 0 | 0 | 0 | 0 | 0 | 0 | 0 | 0 | 0 | 0 | 0 | 0 |  | 1921 | 383-1174 | 0 | 0 | 0 | 0 | 0 | 0 | 0 | 0 | 0 | 0 | 0 | 0 | 0 | 0 | 0 | 0 | 0 | 0 | 0 | 0 | 0 | 0 | 0 | 0 | 0 | 0 | 0 | 0 | 0 | 0 | 0 | 0 | 0 | 0 | 0 | 0 | 0 | 0 | 0 | 0 | 0 | 0 | 0 | 0 | 0 | 0 | 0 | 5000000 | scaled
383-1175F | 0 | 0 | 0 | 0 | 0% | 0% | 0% | 0 | 0 | 0 | 0 | 0 | 0 | 0 | 0 | 383 | 0 | 0 | 0 | 0 | 0 | 0 | 0 | 0 | 0 | 0 | 0 | 0 | 0 | 0 | 0 | 0 | 0 | 0 |  | 1922 | 383-1175F | 0 | 0 | 0 | 0 | 0 | 0 | 0 | 0 | 0 | 0 | 0 | 0 | 0 | 0 | 0 | 0 | 0 | 0 | 0 | 0 | 0 | 0 | 0 | 0 | 0 | 0 | 0 | 0 | 0 | 0 | 0 | 0 | 0 | 0 | 0 | 0 | 0 | 0 | 0 | 0 | 0 | 0 | 0 | 0 | 0 | 0 | 0 | 5000000 | scaled
384-14 | 0 | 0 | 0 | 0 | 0% | 0% | 0% | 0 | 0 | 0 | 0 | 0 | 0 | 0 | 0 | 384 | 0 | 0 | 0 | 0 | 0 | 0 | 0 | 0 | 0 | 0 | 0 | 0 | 0 | 0 | 0 | 0 | 0 | 0 |  | 1923 | 384-14 | 0 | 0 | 0 | 0 | 0 | 0 | 0 | 0 | 0 | 0 | 0 | 0 | 0 | 0 | 0 | 0 | 0 | 0 | 0 | 0 | 0 | 0 | 0 | 0 | 0 | 0 | 0 | 0 | 0 | 0 | 0 | 0 | 0 | 0 | 0 | 0 | 0 | 0 | 0 | 0 | 0 | 0 | 0 | 0 | 0 | 0 | 0 | 5000000 | scaled
386-25R | 143656.9906 | 50796.5184 | 91225.2725 | 1635.1996 | 35.36% | 63.5% | 1.138% | 70068.0025 | 135461.5587 | 6051.2472 | 38321.894 | 25694.8613 | 10442.5844 | 79479.3893 | 45539.585 | 386 | 0.019083 | 0.010712 | 0.0034782 | 7528008.7279 | 10545.0387 | 85213.739 | 47898.2128 | 552588.1012 | 4465426.7668 | 2509993.8598 | 6869514.5823 | 593268.3893 | 3757104.5278 | 2519141.6652 | 2356227.9055 | 181639.0502 | 1382470.1025 | 792118.7527 |  | 1924 | 386-25R | 143656.9906 | 73588.988 | 8195.4319 | 50796.5184 | 21473.9284 | 473.9999 | 91225.2725 | 50479.86 | 6086.2323 | 1635.1996 | 10545.0387 | 4493.7915 | 102.4543 | 38453.0833 | 4421.2078 | 92.621 | 128.947 | 71.3533 | 8.6029 | 1.2304 | 47898.2128 | 22203.3515 | 2358.6279 | 38453.0833 | 16313.3923 | 342.1577 | 7959.7029 | 4404.5326 | 531.0436 | 1485.4266 | 85213.739 | 46891.845 | 5734.3497 | 1928.5737 | 739.3283 | 39.2213 | 83136.6226 | 46003.974 | 5546.5858 | 148.5427 | 0.0060984 | 0.002336 | 0.0001228 | 0.010699 | 0.0060908 | 0.0010698 | 0.0022856 | 5000000 | scaled
387-11 | 2227280.8448 | 1988427.9219 | 229992.2849 | 8860.6381 | 89.28% | 10.33% | 0.3978% | 1334541.561 | 2159285.3301 | 279447.6589 | 97621.2552 | 957472.6469 | 441525.2994 | 200953.2383 | 1516806.7924 | 387 | 0.091496 | 0.051105 | 0.017645 | 24342931.3286 | 450797.1408 | 218697.4243 | 1557786.2798 | 4926960.0944 | 2390240.2756 | 17025730.9586 | 17468863.5436 | 3657910.0742 | 1277841.3477 | 12533112.1216 | 3853441.3906 | 787942.1215 | 358619.3614 | 2706879.9078 |  | 1925 | 387-11 | 2227280.8448 | 892739.2838 | 67995.5147 | 1988427.9219 | 755523.288 | 40759.2235 | 229992.2849 | 128355.3578 | 18375.6532 | 8860.6381 | 450797.1408 | 171349.4819 | 9271.8414 | 1530106.9002 | 171127.9994 | 9234.4206 | 384.9145 | 214.8152 | 30.7534 | 6.6673 | 1557786.2798 | 600313.6329 | 40979.4874 | 1530106.9002 | 581309.1744 | 31362.0233 | 19630.3153 | 10955.3942 | 1568.3999 | 8049.0643 | 218697.4243 | 121076.169 | 17744.1859 | 7915.4627 | 3086.1142 | 162.7796 | 209977.0551 | 117185.1484 | 16776.4999 | 804.9064 | 0.034358 | 0.013266 | 0.0006938 | 0.044652 | 0.025353 | 0.0044652 | 0.012486 | 5000000 | scaled
390-15 | 260996.2763 | 1649.7191 | 258285.982 | 1060.5752 | 0.6321% | 98.96% | 0.4064% | 114132.7264 | 236641.1586 | 300.0847 | 102566.6628 | 11265.9789 | 554.9245 | 212943.2187 | 23143.0154 | 390 | 0.099654 | 0.056582 | 0.011086 | 2619014.0758 | 641.7181 | 233861.0867 | 26493.4715 | 6439.4352 | 2346721.1355 | 265853.5051 | 2595596.9934 | 6824.5003 | 2332562.5354 | 256209.9577 | 2196965.2841 | 5151.8927 | 1976954.7349 | 214858.6565 |  | 1926 | 390-15 | 260996.2763 | 146863.55 | 24355.1177 | 1649.7191 | 755.5087 | 255.206 | 258285.982 | 145047.466 | 23039.3365 | 1060.5752 | 641.7181 | 341.6334 | 86.7936 | 956.945 | 121.8348 | 51.2095 | 389.9741 | 219.0005 | 34.786 | 0.79805 | 26493.4715 | 15227.4926 | 3350.4561 | 956.945 | 464.3752 | 195.0809 | 24573.0927 | 13799.6836 | 2191.9415 | 963.4338 | 233861.0867 | 131294.4239 | 20917.868 | 441.8283 | 169.2987 | 8.9156 | 233322.9151 | 131028.7819 | 20812.609 | 96.3434 | 0.003011 | 0.0011538 | 6e-05 | 0.095131 | 0.053915 | 0.009513 | 0.0015128 | 5000000 | scaled
390-16F | 123139.3496 | 0 | 123139.3496 | 0 | 0% | 100% | 0% | 6374.1405 | 13249.2862 | 7.5772 | 5051.1019 | 1315.4615 | 15.7499 | 10499.2185 | 2734.3177 | 390 | 0.095626 | 0.095626 | 0.095626 | 1287715.6012 | 146.3799 | 97580.1207 | 25412.849 | 1530.7511 | 1020432.9009 | 265751.9492 | 1221058.7588 | 1451.5138 | 967611.5831 | 251995.6619 | 1149162.7133 | 1366.0486 | 910638.5293 | 237158.1355 |  | 1927 | 390-16F | 123139.3496 | 116765.2091 | 109890.0635 | 0 | 0 | 0 | 123139.3496 | 116765.2091 | 109890.0635 | 0 | 146.3799 | 138.8028 | 130.63 | 0 | 0 | 0 | 146.3799 | 138.8028 | 130.63 | 0 | 25412.849 | 24097.3876 | 22678.5313 | 0 | 0 | 0 | 25412.849 | 24097.3876 | 22678.5313 | 0 | 97580.1207 | 92529.0188 | 87080.9021 | 0 | 0 | 0 | 97580.1207 | 92529.0188 | 87080.9021 | 0 | 0 | 0 | 0 | 0.095626 | 0.095626 | 0.095626 | 0 | 5000000 | scaled
390-17 | 0 | 0 | 0 | 0 | 0% | 0% | 0% | 0 | 0 | 0 | 0 | 0 | 0 | 0 | 0 | 390 | 0 | 0 | 0 | 0 | 0 | 0 | 0 | 0 | 0 | 0 | 0 | 0 | 0 | 0 | 0 | 0 | 0 | 0 |  | 1928 | 390-17 | 0 | 0 | 0 | 0 | 0 | 0 | 0 | 0 | 0 | 0 | 0 | 0 | 0 | 0 | 0 | 0 | 0 | 0 | 0 | 0 | 0 | 0 | 0 | 0 | 0 | 0 | 0 | 0 | 0 | 0 | 0 | 0 | 0 | 0 | 0 | 0 | 0 | 0 | 0 | 0 | 0 | 0 | 0 | 0 | 0 | 0 | 0 | 5000000 | scaled
390-18 | 318844.9288 | 52868.043 | 263180.4115 | 2796.4743 | 16.58% | 82.54% | 0.8771% | 148870.2001 | 292126.4103 | 7287.2171 | 101226.6768 | 40356.3062 | 11474.7747 | 209869.4265 | 70782.2092 | 390 | 0.10878 | 0.061473 | 0.013575 | 2931077.2562 | 11597.7468 | 230567.8265 | 76679.3556 | 106615.7516 | 2119563.622 | 704897.8825 | 2765030.6429 | 135348.636 | 1880126.8687 | 749555.1382 | 1968156.9933 | 77309.539 | 1413963.15 | 476884.3043 |  | 1929 | 390-18 | 318844.9288 | 169974.7287 | 26718.5184 | 52868.043 | 19393.9749 | 453.0001 | 263180.4115 | 147784.2795 | 23469.0441 | 2796.4743 | 11597.7468 | 4310.5297 | 122.972 | 40226.7398 | 4135.5031 | 93.4067 | 307.9472 | 172.9223 | 27.4611 | 2.1043 | 76679.3556 | 36323.0493 | 5897.1464 | 40226.7398 | 14739.8756 | 332.6914 | 33912.2794 | 19042.8374 | 3024.1186 | 2540.3364 | 230567.8265 | 129341.1497 | 20698.4 | 1353.6079 | 518.5962 | 26.902 | 228960.1849 | 128568.5198 | 20417.4643 | 254.0336 | 0.010116 | 0.0038742 | 0.0002022 | 0.094768 | 0.053702 | 0.0094768 | 0.0038964 | 5000000 | scaled
390-346AE | 137769.2384 | 42120.5876 | 94470.1108 | 1178.5399 | 30.57% | 68.57% | 0.8554% | 66456.4382 | 127518.9185 | 4090.2577 | 35615.6341 | 26750.5464 | 6797.3711 | 73870.7404 | 46850.807 | 390 | 0.10161 | 0.057419 | 0.011234 | 1355889.6778 | 6911.7425 | 81182.8072 | 49674.6887 | 68023.6057 | 798980.4657 | 488885.6064 | 1241963.521 | 76440.3115 | 665598.6915 | 499924.518 | 912453.4757 | 48638.1549 | 528577.3641 | 335237.9567 |  | 1930 | 390-346AE | 137769.2384 | 71312.8002 | 10250.3199 | 42120.5876 | 17078.1157 | 643.0272 | 94470.1108 | 53056.1445 | 8428.7527 | 1178.5399 | 6911.7425 | 2821.4848 | 114.3714 | 34908.5276 | 2757.1374 | 103.4029 | 112.996 | 63.4606 | 10.0817 | 0.88681 | 49674.6887 | 22924.1423 | 2823.8817 | 34908.5276 | 14161.867 | 531.3507 | 13695.5674 | 7691.6815 | 1221.9373 | 1070.5937 | 81182.8072 | 45567.1731 | 7312.0668 | 414.2003 | 159.1113 | 8.2736 | 80661.5474 | 45301.0024 | 7196.7338 | 107.0594 | 0.0046974 | 0.0017992 | 9.38e-05 | 0.095301 | 0.05401 | 0.00953 | 0.00161 | 5000000 | scaled
391-433 | 0 | 0 | 0 | 0 | 0% | 0% | 0% | 0 | 0 | 0 | 0 | 0 | 0 | 0 | 0 | 391 | 0 | 0 | 0 | 0 | 0 | 0 | 0 | 0 | 0 | 0 | 0 | 0 | 0 | 0 | 0 | 0 | 0 | 0 |  | 1931 | 391-433 | 0 | 0 | 0 | 0 | 0 | 0 | 0 | 0 | 0 | 0 | 0 | 0 | 0 | 0 | 0 | 0 | 0 | 0 | 0 | 0 | 0 | 0 | 0 | 0 | 0 | 0 | 0 | 0 | 0 | 0 | 0 | 0 | 0 | 0 | 0 | 0 | 0 | 0 | 0 | 0 | 0 | 0 | 0 | 0 | 0 | 0 | 0 | 5000000 | scaled
391-435 | 0 | 0 | 0 | 0 | 0% | 0% | 0% | 0 | 0 | 0 | 0 | 0 | 0 | 0 | 0 | 391 | 0 | 0 | 0 | 0 | 0 | 0 | 0 | 0 | 0 | 0 | 0 | 0 | 0 | 0 | 0 | 0 | 0 | 0 |  | 1932 | 391-435 | 0 | 0 | 0 | 0 | 0 | 0 | 0 | 0 | 0 | 0 | 0 | 0 | 0 | 0 | 0 | 0 | 0 | 0 | 0 | 0 | 0 | 0 | 0 | 0 | 0 | 0 | 0 | 0 | 0 | 0 | 0 | 0 | 0 | 0 | 0 | 0 | 0 | 0 | 0 | 0 | 0 | 0 | 0 | 0 | 0 | 0 | 0 | 5000000 | scaled
391-437 | 110969.3232 | 0 | 110969.3232 | 0 | 0% | 100% | 0% | 5787.153 | 12047.5892 | 6.9457 | 5313.6 | 466.6073 | 14.4593 | 11061.7553 | 971.3746 | 391 | 0.094551 | 0.094551 | 0.094551 | 1173642.6738 | 133.1836 | 101888.8904 | 8947.2491 | 1408.5876 | 1077605.4711 | 94628.6151 | 1112436.1211 | 1335.1284 | 1021407.3475 | 89693.6452 | 1046223.9926 | 1255.6617 | 960613.2459 | 84355.085 |  | 1933 | 391-437 | 110969.3232 | 105182.1702 | 98921.734 | 0 | 0 | 0 | 110969.3232 | 105182.1702 | 98921.734 | 0 | 133.1836 | 126.238 | 118.7243 | 0 | 0 | 0 | 133.1836 | 126.238 | 118.7243 | 0 | 8947.2491 | 8480.6418 | 7975.8745 | 0 | 0 | 0 | 8947.2491 | 8480.6418 | 7975.8745 | 0 | 101888.8904 | 96575.2904 | 90827.1351 | 0 | 0 | 0 | 101888.8904 | 96575.2904 | 90827.1351 | 0 | 0 | 0 | 0 | 0.094551 | 0.094551 | 0.094551 | 0 | 5000000 | scaled
39-15 | 0 | 0 | 0 | 0 | 0% | 0% | 0% | 0 | 0 | 0 | 0 | 0 | 0 | 0 | 0 | 39 | 0 | 0 | 0 | 0 | 0 | 0 | 0 | 0 | 0 | 0 | 0 | 0 | 0 | 0 | 0 | 0 | 0 | 0 |  | 1934 | 39-15 | 0 | 0 | 0 | 0 | 0 | 0 | 0 | 0 | 0 | 0 | 0 | 0 | 0 | 0 | 0 | 0 | 0 | 0 | 0 | 0 | 0 | 0 | 0 | 0 | 0 | 0 | 0 | 0 | 0 | 0 | 0 | 0 | 0 | 0 | 0 | 0 | 0 | 0 | 0 | 0 | 0 | 0 | 0 | 0 | 0 | 0 | 0 | 5000000 | scaled
39-16 | 0 | 0 | 0 | 0 | 0% | 0% | 0% | 0 | 0 | 0 | 0 | 0 | 0 | 0 | 0 | 39 | 0 | 0 | 0 | 0 | 0 | 0 | 0 | 0 | 0 | 0 | 0 | 0 | 0 | 0 | 0 | 0 | 0 | 0 |  | 1935 | 39-16 | 0 | 0 | 0 | 0 | 0 | 0 | 0 | 0 | 0 | 0 | 0 | 0 | 0 | 0 | 0 | 0 | 0 | 0 | 0 | 0 | 0 | 0 | 0 | 0 | 0 | 0 | 0 | 0 | 0 | 0 | 0 | 0 | 0 | 0 | 0 | 0 | 0 | 0 | 0 | 0 | 0 | 0 | 0 | 0 | 0 | 0 | 0 | 5000000 | scaled
39-17 | 0 | 0 | 0 | 0 | 0% | 0% | 0% | 0 | 0 | 0 | 0 | 0 | 0 | 0 | 0 | 39 | 0 | 0 | 0 | 0 | 0 | 0 | 0 | 0 | 0 | 0 | 0 | 0 | 0 | 0 | 0 | 0 | 0 | 0 |  | 1936 | 39-17 | 0 | 0 | 0 | 0 | 0 | 0 | 0 | 0 | 0 | 0 | 0 | 0 | 0 | 0 | 0 | 0 | 0 | 0 | 0 | 0 | 0 | 0 | 0 | 0 | 0 | 0 | 0 | 0 | 0 | 0 | 0 | 0 | 0 | 0 | 0 | 0 | 0 | 0 | 0 | 0 | 0 | 0 | 0 | 0 | 0 | 0 | 0 | 5000000 | scaled
39-17F | 0 | 0 | 0 | 0 | 0% | 0% | 0% | 0 | 0 | 0 | 0 | 0 | 0 | 0 | 0 | 39 | 0 | 0 | 0 | 0 | 0 | 0 | 0 | 0 | 0 | 0 | 0 | 0 | 0 | 0 | 0 | 0 | 0 | 0 |  | 1937 | 39-17F | 0 | 0 | 0 | 0 | 0 | 0 | 0 | 0 | 0 | 0 | 0 | 0 | 0 | 0 | 0 | 0 | 0 | 0 | 0 | 0 | 0 | 0 | 0 | 0 | 0 | 0 | 0 | 0 | 0 | 0 | 0 | 0 | 0 | 0 | 0 | 0 | 0 | 0 | 0 | 0 | 0 | 0 | 0 | 0 | 0 | 0 | 0 | 5000000 | scaled
39-18 | 0 | 0 | 0 | 0 | 0% | 0% | 0% | 0 | 0 | 0 | 0 | 0 | 0 | 0 | 0 | 39 | 0 | 0 | 0 | 0 | 0 | 0 | 0 | 0 | 0 | 0 | 0 | 0 | 0 | 0 | 0 | 0 | 0 | 0 |  | 1938 | 39-18 | 0 | 0 | 0 | 0 | 0 | 0 | 0 | 0 | 0 | 0 | 0 | 0 | 0 | 0 | 0 | 0 | 0 | 0 | 0 | 0 | 0 | 0 | 0 | 0 | 0 | 0 | 0 | 0 | 0 | 0 | 0 | 0 | 0 | 0 | 0 | 0 | 0 | 0 | 0 | 0 | 0 | 0 | 0 | 0 | 0 | 0 | 0 | 5000000 | scaled
39-18F | 0 | 0 | 0 | 0 | 0% | 0% | 0% | 0 | 0 | 0 | 0 | 0 | 0 | 0 | 0 | 39 | 0 | 0 | 0 | 0 | 0 | 0 | 0 | 0 | 0 | 0 | 0 | 0 | 0 | 0 | 0 | 0 | 0 | 0 |  | 1939 | 39-18F | 0 | 0 | 0 | 0 | 0 | 0 | 0 | 0 | 0 | 0 | 0 | 0 | 0 | 0 | 0 | 0 | 0 | 0 | 0 | 0 | 0 | 0 | 0 | 0 | 0 | 0 | 0 | 0 | 0 | 0 | 0 | 0 | 0 | 0 | 0 | 0 | 0 | 0 | 0 | 0 | 0 | 0 | 0 | 0 | 0 | 0 | 0 | 5000000 | scaled
39-19 | 0 | 0 | 0 | 0 | 0% | 0% | 0% | 0 | 0 | 0 | 0 | 0 | 0 | 0 | 0 | 39 | 0 | 0 | 0 | 0 | 0 | 0 | 0 | 0 | 0 | 0 | 0 | 0 | 0 | 0 | 0 | 0 | 0 | 0 |  | 1940 | 39-19 | 0 | 0 | 0 | 0 | 0 | 0 | 0 | 0 | 0 | 0 | 0 | 0 | 0 | 0 | 0 | 0 | 0 | 0 | 0 | 0 | 0 | 0 | 0 | 0 | 0 | 0 | 0 | 0 | 0 | 0 | 0 | 0 | 0 | 0 | 0 | 0 | 0 | 0 | 0 | 0 | 0 | 0 | 0 | 0 | 0 | 0 | 0 | 5000000 | scaled
39-19F | 0 | 0 | 0 | 0 | 0% | 0% | 0% | 0 | 0 | 0 | 0 | 0 | 0 | 0 | 0 | 39 | 0 | 0 | 0 | 0 | 0 | 0 | 0 | 0 | 0 | 0 | 0 | 0 | 0 | 0 | 0 | 0 | 0 | 0 |  | 1941 | 39-19F | 0 | 0 | 0 | 0 | 0 | 0 | 0 | 0 | 0 | 0 | 0 | 0 | 0 | 0 | 0 | 0 | 0 | 0 | 0 | 0 | 0 | 0 | 0 | 0 | 0 | 0 | 0 | 0 | 0 | 0 | 0 | 0 | 0 | 0 | 0 | 0 | 0 | 0 | 0 | 0 | 0 | 0 | 0 | 0 | 0 | 0 | 0 | 5000000 | scaled
392-23F | 466525.0162 | 4305.6083 | 460091.3755 | 2128.0323 | 0.9229% | 98.62% | 0.4561% | 204050.4826 | 423326.5676 | 827.932 | 169332.5154 | 33890.0352 | 1475.3384 | 352182.5524 | 69668.6768 | 392 | 0.10259 | 0.058274 | 0.01241 | 4547470.6711 | 1570.7202 | 386720.2721 | 78234.0239 | 15310.6558 | 3769570.8366 | 762589.1788 | 4504144.7909 | 18275.5048 | 3737791.5377 | 748077.7483 | 3480994.7428 | 12131.6393 | 2895980.8038 | 572882.2998 |  | 1942 | 392-23F | 466525.0162 | 262474.5335 | 43198.4486 | 4305.6083 | 1668.6181 | 120.5736 | 460091.3755 | 258677.8832 | 40949.8427 | 2128.0323 | 1570.7202 | 742.7882 | 95.3818 | 2666.8933 | 292.301 | 22.7199 | 798.4003 | 448.8859 | 71.0606 | 1.6013 | 78234.0239 | 44343.9886 | 8565.3471 | 2666.8933 | 1011.5058 | 78.5272 | 73634.0115 | 41399.3638 | 6553.7007 | 1933.1191 | 386720.2721 | 217387.7567 | 34537.7197 | 867.9965 | 364.8113 | 19.3264 | 385658.9637 | 216829.6335 | 34325.0814 | 193.3119 | 0.0069098 | 0.0026838 | 0.0001404 | 0.092679 | 0.052589 | 0.0092678 | 0.0030016 | 5000000 | scaled
392-25 | 0 | 0 | 0 | 0 | 0% | 0% | 0% | 0 | 0 | 0 | 0 | 0 | 0 | 0 | 0 | 392 | 0 | 0 | 0 | 0 | 0 | 0 | 0 | 0 | 0 | 0 | 0 | 0 | 0 | 0 | 0 | 0 | 0 | 0 |  | 1943 | 392-25 | 0 | 0 | 0 | 0 | 0 | 0 | 0 | 0 | 0 | 0 | 0 | 0 | 0 | 0 | 0 | 0 | 0 | 0 | 0 | 0 | 0 | 0 | 0 | 0 | 0 | 0 | 0 | 0 | 0 | 0 | 0 | 0 | 0 | 0 | 0 | 0 | 0 | 0 | 0 | 0 | 0 | 0 | 0 | 0 | 0 | 0 | 0 | 5000000 | scaled
393-14R | 924804.0867 | 173746.3064 | 749312.1443 | 1745.6359 | 18.79% | 81.02% | 0.1888% | 423145.5132 | 853470.2868 | 24789.1967 | 300837.9577 | 97518.3589 | 44465.3597 | 626646.5499 | 182358.3773 | 393 | 0.10079 | 0.057426 | 0.01169 | 9175280.8892 | 45322.7351 | 687732.5913 | 191748.7603 | 449661.5352 | 6823217.7957 | 1902401.5584 | 8735800.295 | 511770.6916 | 6210772.0325 | 2013257.5709 | 6102330.2631 | 317928.2446 | 4480535.8365 | 1303866.1821 |  | 1944 | 393-14R | 924804.0867 | 501658.5734 | 71333.7998 | 173746.3064 | 78718.5933 | 3045.8941 | 749312.1443 | 421194.3442 | 66542.2698 | 1745.6359 | 45322.7351 | 20533.5384 | 857.3754 | 127063.8635 | 19926.2384 | 760.3253 | 1078.0606 | 605.9865 | 95.7366 | 1.3135 | 191748.7603 | 94230.4014 | 9390.383 | 127063.8635 | 57176.1178 | 2201.1487 | 63099.1491 | 35468.536 | 5603.4867 | 1585.7476 | 687732.5913 | 386894.6336 | 61086.0414 | 2439.0819 | 1616.2371 | 84.4201 | 685134.9346 | 385119.8218 | 60843.0465 | 158.5748 | 0.0081352 | 0.0037898 | 0.0001982 | 0.090185 | 0.051163 | 0.0090184 | 0.002473 | 5000000 | scaled
394-418F | 48474.8601 | 0 | 48474.8601 | 0 | 0% | 100% | 0% | 2541.354 | 5309.7245 | 3.5883 | 2013.4117 | 524.354 | 7.4971 | 4206.6794 | 1095.548 | 394 | 0.093316 | 0.093316 | 0.093316 | 519467.7472 | 68.4441 | 38404.6659 | 10001.7501 | 733.4625 | 411553.2311 | 107181.0535 | 492234.0134 | 695.0099 | 389977.0482 | 101561.9553 | 462567.519 | 653.1223 | 366473.4877 | 95440.909 |  | 1945 | 394-418F | 48474.8601 | 45933.5061 | 43165.1356 | 0 | 0 | 0 | 48474.8601 | 45933.5061 | 43165.1356 | 0 | 68.4441 | 64.8558 | 60.947 | 0 | 0 | 0 | 68.4441 | 64.8558 | 60.947 | 0 | 10001.7501 | 9477.396 | 8906.202 | 0 | 0 | 0 | 10001.7501 | 9477.396 | 8906.202 | 0 | 38404.6659 | 36391.2542 | 34197.9866 | 0 | 0 | 0 | 38404.6659 | 36391.2542 | 34197.9866 | 0 | 0 | 0 | 0 | 0.093316 | 0.093316 | 0.093316 | 0 | 5000000 | scaled
394-419 | 235783.9035 | 0 | 235783.9035 | 0 | 0% | 100% | 0% | 12457.1165 | 26046.6774 | 25.9395 | 11147.0881 | 1284.0889 | 54.2371 | 23307.5294 | 2684.911 | 394 | 0.092099 | 0.092099 | 0.092099 | 2560113.6113 | 490.9736 | 210988.149 | 24304.7809 | 5330.9335 | 2290884.2545 | 263898.4232 | 2424855.7203 | 5049.2856 | 2169850.4959 | 249955.9388 | 2277301.8821 | 4742.0337 | 2037813.8695 | 234745.979 |  | 1946 | 394-419 | 235783.9035 | 223326.787 | 209737.226 | 0 | 0 | 0 | 235783.9035 | 223326.787 | 209737.226 | 0 | 490.9736 | 465.0342 | 436.7366 | 0 | 0 | 0 | 490.9736 | 465.0342 | 436.7366 | 0 | 24304.7809 | 23020.692 | 21619.8699 | 0 | 0 | 0 | 24304.7809 | 23020.692 | 21619.8699 | 0 | 210988.149 | 199841.0608 | 187680.6196 | 0 | 0 | 0 | 210988.149 | 199841.0608 | 187680.6196 | 0 | 0 | 0 | 0 | 0.092099 | 0.092099 | 0.092099 | 0 | 5000000 | scaled
394-420F | 27773.7164 | 0 | 27773.7164 | 0 | 0% | 100% | 0% | 1459.57 | 3051.7702 | 0.95858 | 1157.2327 | 301.3788 | 2.0043 | 2419.6222 | 630.1437 | 394 | 0.092896 | 0.092896 | 0.092896 | 298977.739 | 18.2405 | 22020.6301 | 5734.8458 | 196.3551 | 237047.0732 | 61734.3107 | 283265.7997 | 186.0362 | 224589.727 | 58490.0366 | 266126.1274 | 174.7796 | 211000.3902 | 54950.9575 |  | 1947 | 394-420F | 27773.7164 | 26314.1464 | 24721.9463 | 0 | 0 | 0 | 27773.7164 | 26314.1464 | 24721.9463 | 0 | 18.2405 | 17.2819 | 16.2363 | 0 | 0 | 0 | 18.2405 | 17.2819 | 16.2363 | 0 | 5734.8458 | 5433.467 | 5104.7022 | 0 | 0 | 0 | 5734.8458 | 5433.467 | 5104.7022 | 0 | 22020.6301 | 20863.3974 | 19601.0079 | 0 | 0 | 0 | 22020.6301 | 20863.3974 | 19601.0079 | 0 | 0 | 0 | 0 | 0.092896 | 0.092896 | 0.092896 | 0 | 5000000 | scaled
394-421 | 0 | 0 | 0 | 0 | 0% | 0% | 0% | 0 | 0 | 0 | 0 | 0 | 0 | 0 | 0 | 394 | 0 | 0 | 0 | 0 | 0 | 0 | 0 | 0 | 0 | 0 | 0 | 0 | 0 | 0 | 0 | 0 | 0 | 0 |  | 1948 | 394-421 | 0 | 0 | 0 | 0 | 0 | 0 | 0 | 0 | 0 | 0 | 0 | 0 | 0 | 0 | 0 | 0 | 0 | 0 | 0 | 0 | 0 | 0 | 0 | 0 | 0 | 0 | 0 | 0 | 0 | 0 | 0 | 0 | 0 | 0 | 0 | 0 | 0 | 0 | 0 | 0 | 0 | 0 | 0 | 0 | 0 | 0 | 0 | 5000000 | scaled
394-422F | 314150.6013 | 1036.7268 | 312037.9007 | 1075.9737 | 0.33% | 99.33% | 0.3425% | 137042.7288 | 285327.8136 | 247.1182 | 120690.843 | 16104.7676 | 482.4401 | 251436.2926 | 33409.0809 | 394 | 0.095311 | 0.054233 | 0.010612 | 3296051.2643 | 525.9991 | 276002.491 | 37622.1112 | 5518.7542 | 2895803.3366 | 394729.1735 | 3265708.6788 | 5888.7915 | 2876045.5724 | 383774.3149 | 2716056.1272 | 4592.3825 | 2393440.2833 | 318023.4614 |  | 1949 | 394-422F | 314150.6013 | 177107.8725 | 28822.7876 | 1036.7268 | 361.0774 | 24.113 | 312037.9007 | 175670.8214 | 27722.7009 | 1075.9737 | 525.9991 | 278.8809 | 43.559 | 332.8119 | 18.956 | 1.8582 | 460.2573 | 259.1152 | 40.8911 | 0.80964 | 37622.1112 | 21517.3436 | 4213.0303 | 332.8119 | 97.0931 | 9.5153 | 36311.8774 | 20442.8286 | 3226.0931 | 977.4219 | 276002.491 | 155311.648 | 24566.1984 | 638.9827 | 245.0283 | 12.7395 | 275265.7661 | 154968.8775 | 24455.7167 | 97.7422 | 0.0030292 | 0.001161 | 6.06e-05 | 0.090812 | 0.051601 | 0.0090812 | 0.0014702 | 5000000 | scaled
395-33R | 396975.6503 | 552.3261 | 395928.9695 | 494.3547 | 0.1391% | 99.74% | 0.1245% | 173457.6598 | 361317.2662 | 263.9664 | 159244.7171 | 13948.9764 | 548.0537 | 331722.673 | 29046.5395 | 395 | 0.092102 | 0.052416 | 0.0097104 | 4310174.049 | 601.3236 | 364051.3853 | 32322.9414 | 6528.8871 | 3952697.9364 | 350947.2254 | 4264340.9681 | 6489.438 | 3914925.2425 | 342926.2876 | 3672184.8808 | 5570.048 | 3371405.4055 | 295209.4273 |  | 1950 | 395-33R | 396975.6503 | 223517.9904 | 35658.3841 | 552.3261 | 297.3026 | 15.1253 | 395928.9695 | 222726.3332 | 35148.9041 | 494.3547 | 601.3236 | 337.3572 | 53.2699 | 26.9217 | 1.8997 | 0.017342 | 595.664 | 335.0855 | 52.8805 | 0.37199 | 32322.9414 | 18373.965 | 3276.4018 | 26.9217 | 9.6734 | 0.089269 | 31846.9445 | 17915.2164 | 2827.2374 | 449.0752 | 364051.3853 | 204806.6683 | 32328.7124 | 520.1168 | 285.7295 | 15.0187 | 363486.361 | 204476.0313 | 32268.7861 | 44.9075 | 0.0015924 | 0.000722 | 3.78e-05 | 0.089819 | 0.051003 | 0.0089818 | 0.0006908 | 5000000 | scaled
396-699R | 3136951.6678 | 2766176.8265 | 357592.253 | 13182.5882 | 88.18% | 11.4% | 0.4202% | 1774319.4825 | 3034606.1129 | 319292.9525 | 146768.1708 | 1308258.3593 | 534720.0488 | 304032.0953 | 2195853.9688 | 396 | 0.15664 | 0.088885 | 0.02845 | 20026888.0775 | 546098.1497 | 334404.2536 | 2256449.2645 | 3486393.0596 | 2134899.504 | 14405595.5139 | 15330317.2787 | 2758726.551 | 1268093.2866 | 11303497.4411 | 3597433.8779 | 633894.4651 | 360420.8648 | 2603118.5479 |  | 1951 | 396-699R | 3136951.6678 | 1362632.1853 | 102345.5549 | 2766176.8265 | 1148287.4838 | 57422.06 | 357592.253 | 201162.1132 | 31740.9066 | 13182.5882 | 546098.1497 | 226805.1972 | 11378.1009 | 2214791.4984 | 226481.3197 | 11318.6427 | 558.1019 | 313.958 | 49.5387 | 9.9195 | 2256449.2645 | 948190.9052 | 60595.2957 | 2214791.4984 | 919517.9149 | 45985.429 | 29682.6127 | 16697.8368 | 2634.7132 | 11975.1534 | 334404.2536 | 187636.0829 | 30372.1583 | 5855.1999 | 2288.2492 | 117.9883 | 327351.5384 | 184150.3183 | 29056.6546 | 1197.5153 | 0.048558 | 0.019531 | 0.001019 | 0.089609 | 0.050884 | 0.008961 | 0.01847 | 5000000 | scaled
397-39R | 3540.0842 | 2580.1918 | 0 | 959.8925 | 72.89% | 0% | 27.11% | 1583.4896 | 2529.0782 | 20.6176 | 1455.6367 | 107.2353 | 35.132 | 2311.2894 | 182.6569 | 397 | 0.003566 | 0.002189 | 0.0013794 | 992732.5371 | 36.4841 | 2445.6938 | 1057.9064 | 10231.0876 | 685836.7391 | 296664.7104 | 893830.3368 | 11637.9994 | 821661.3575 | 60530.9799 | 732931.7191 | 10181.3079 | 669816.1007 | 52934.3104 |  | 1952 | 397-39R | 3540.0842 | 1956.5946 | 1011.006 | 2580.1918 | 996.7021 | 51.1136 | 0 | 0 | 0 | 959.8925 | 36.4841 | 15.8664 | 1.3521 | 185.9335 | 15.1442 | 0.62982 | 0 | 0 | 0 | 0.72229 | 1057.9064 | 950.671 | 875.2495 | 185.9335 | 78.6982 | 3.2766 | 0 | 0 | 0 | 871.9729 | 2445.6938 | 990.0571 | 134.4044 | 2358.4965 | 902.8598 | 47.2071 | 0 | 0 | 0 | 87.1973 | 0.0022316 | 0.0008546 | 4.5e-05 | 0 | 0 | 0 | 0.0013344 | 5000000 | scaled
397-547 | 0 | 0 | 0 | 0 | 0% | 0% | 0% | 0 | 0 | 0 | 0 | 0 | 0 | 0 | 0 | 397 | 0 | 0 | 0 | 0 | 0 | 0 | 0 | 0 | 0 | 0 | 0 | 0 | 0 | 0 | 0 | 0 | 0 | 0 |  | 1953 | 397-547 | 0 | 0 | 0 | 0 | 0 | 0 | 0 | 0 | 0 | 0 | 0 | 0 | 0 | 0 | 0 | 0 | 0 | 0 | 0 | 0 | 0 | 0 | 0 | 0 | 0 | 0 | 0 | 0 | 0 | 0 | 0 | 0 | 0 | 0 | 0 | 0 | 0 | 0 | 0 | 0 | 0 | 0 | 0 | 0 | 0 | 0 | 0 | 5000000 | scaled
397-548F | 0 | 0 | 0 | 0 | 0% | 0% | 0% | 0 | 0 | 0 | 0 | 0 | 0 | 0 | 0 | 397 | 0 | 0 | 0 | 0 | 0 | 0 | 0 | 0 | 0 | 0 | 0 | 0 | 0 | 0 | 0 | 0 | 0 | 0 |  | 1954 | 397-548F | 0 | 0 | 0 | 0 | 0 | 0 | 0 | 0 | 0 | 0 | 0 | 0 | 0 | 0 | 0 | 0 | 0 | 0 | 0 | 0 | 0 | 0 | 0 | 0 | 0 | 0 | 0 | 0 | 0 | 0 | 0 | 0 | 0 | 0 | 0 | 0 | 0 | 0 | 0 | 0 | 0 | 0 | 0 | 0 | 0 | 0 | 0 | 5000000 | scaled
397-549F | 0 | 0 | 0 | 0 | 0% | 0% | 0% | 0 | 0 | 0 | 0 | 0 | 0 | 0 | 0 | 397 | 0 | 0 | 0 | 0 | 0 | 0 | 0 | 0 | 0 | 0 | 0 | 0 | 0 | 0 | 0 | 0 | 0 | 0 |  | 1955 | 397-549F | 0 | 0 | 0 | 0 | 0 | 0 | 0 | 0 | 0 | 0 | 0 | 0 | 0 | 0 | 0 | 0 | 0 | 0 | 0 | 0 | 0 | 0 | 0 | 0 | 0 | 0 | 0 | 0 | 0 | 0 | 0 | 0 | 0 | 0 | 0 | 0 | 0 | 0 | 0 | 0 | 0 | 0 | 0 | 0 | 0 | 0 | 0 | 5000000 | scaled
397-550F | 4541.956 | 1168.7378 | 0 | 3373.2181 | 25.73% | 0% | 74.27% | 728.0822 | 1151.284 | 35.5244 | 510.5431 | 182.0146 | 55.583 | 811.0101 | 284.6909 | 397 | 0.013683 | 0.0081698 | 0.004927 | 331951.2337 | 58.2619 | 1134.0293 | 3349.6647 | 4258.1042 | 82881.1244 | 244812.0052 | 466825.8465 | 22777.2562 | 327345.9056 | 116702.6847 | 688181.8367 | 33224.822 | 484782.5541 | 170174.4606 |  | 1956 | 397-550F | 4541.956 | 3813.8738 | 3390.6719 | 1168.7378 | 440.6557 | 17.4538 | 0 | 0 | 0 | 3373.2181 | 58.2619 | 22.7375 | 2.6789 | 285.4103 | 20.1993 | 0.1407 | 0 | 0 | 0 | 2.5382 | 3349.6647 | 3167.6501 | 3064.9738 | 285.4103 | 103.3957 | 0.71936 | 0 | 0 | 0 | 3064.2544 | 1134.0293 | 623.4862 | 323.0192 | 827.6038 | 317.0607 | 16.5937 | 0 | 0 | 0 | 306.4254 | 0.0089348 | 0.003422 | 0.0001792 | 0 | 0 | 0 | 0.0047478 | 5000000 | scaled
40-1006F | 0 | 0 | 0 | 0 | 0% | 0% | 0% | 0 | 0 | 0 | 0 | 0 | 0 | 0 | 0 | 40 | 0 | 0 | 0 | 0 | 0 | 0 | 0 | 0 | 0 | 0 | 0 | 0 | 0 | 0 | 0 | 0 | 0 | 0 |  | 1957 | 40-1006F | 0 | 0 | 0 | 0 | 0 | 0 | 0 | 0 | 0 | 0 | 0 | 0 | 0 | 0 | 0 | 0 | 0 | 0 | 0 | 0 | 0 | 0 | 0 | 0 | 0 | 0 | 0 | 0 | 0 | 0 | 0 | 0 | 0 | 0 | 0 | 0 | 0 | 0 | 0 | 0 | 0 | 0 | 0 | 0 | 0 | 0 | 0 | 5000000 | scaled
40-1007F | 0 | 0 | 0 | 0 | 0% | 0% | 0% | 0 | 0 | 0 | 0 | 0 | 0 | 0 | 0 | 40 | 0 | 0 | 0 | 0 | 0 | 0 | 0 | 0 | 0 | 0 | 0 | 0 | 0 | 0 | 0 | 0 | 0 | 0 |  | 1958 | 40-1007F | 0 | 0 | 0 | 0 | 0 | 0 | 0 | 0 | 0 | 0 | 0 | 0 | 0 | 0 | 0 | 0 | 0 | 0 | 0 | 0 | 0 | 0 | 0 | 0 | 0 | 0 | 0 | 0 | 0 | 0 | 0 | 0 | 0 | 0 | 0 | 0 | 0 | 0 | 0 | 0 | 0 | 0 | 0 | 0 | 0 | 0 | 0 | 5000000 | scaled
40-1008F | 0 | 0 | 0 | 0 | 0% | 0% | 0% | 0 | 0 | 0 | 0 | 0 | 0 | 0 | 0 | 40 | 0 | 0 | 0 | 0 | 0 | 0 | 0 | 0 | 0 | 0 | 0 | 0 | 0 | 0 | 0 | 0 | 0 | 0 |  | 1959 | 40-1008F | 0 | 0 | 0 | 0 | 0 | 0 | 0 | 0 | 0 | 0 | 0 | 0 | 0 | 0 | 0 | 0 | 0 | 0 | 0 | 0 | 0 | 0 | 0 | 0 | 0 | 0 | 0 | 0 | 0 | 0 | 0 | 0 | 0 | 0 | 0 | 0 | 0 | 0 | 0 | 0 | 0 | 0 | 0 | 0 | 0 | 0 | 0 | 5000000 | scaled
40-1024 | 0 | 0 | 0 | 0 | 0% | 0% | 0% | 0 | 0 | 0 | 0 | 0 | 0 | 0 | 0 | 40 | 0 | 0 | 0 | 0 | 0 | 0 | 0 | 0 | 0 | 0 | 0 | 0 | 0 | 0 | 0 | 0 | 0 | 0 |  | 1960 | 40-1024 | 0 | 0 | 0 | 0 | 0 | 0 | 0 | 0 | 0 | 0 | 0 | 0 | 0 | 0 | 0 | 0 | 0 | 0 | 0 | 0 | 0 | 0 | 0 | 0 | 0 | 0 | 0 | 0 | 0 | 0 | 0 | 0 | 0 | 0 | 0 | 0 | 0 | 0 | 0 | 0 | 0 | 0 | 0 | 0 | 0 | 0 | 0 | 5000000 | scaled
40-1025F | 0 | 0 | 0 | 0 | 0% | 0% | 0% | 0 | 0 | 0 | 0 | 0 | 0 | 0 | 0 | 40 | 0 | 0 | 0 | 0 | 0 | 0 | 0 | 0 | 0 | 0 | 0 | 0 | 0 | 0 | 0 | 0 | 0 | 0 |  | 1961 | 40-1025F | 0 | 0 | 0 | 0 | 0 | 0 | 0 | 0 | 0 | 0 | 0 | 0 | 0 | 0 | 0 | 0 | 0 | 0 | 0 | 0 | 0 | 0 | 0 | 0 | 0 | 0 | 0 | 0 | 0 | 0 | 0 | 0 | 0 | 0 | 0 | 0 | 0 | 0 | 0 | 0 | 0 | 0 | 0 | 0 | 0 | 0 | 0 | 5000000 | scaled
40-1026F | 0 | 0 | 0 | 0 | 0% | 0% | 0% | 0 | 0 | 0 | 0 | 0 | 0 | 0 | 0 | 40 | 0 | 0 | 0 | 0 | 0 | 0 | 0 | 0 | 0 | 0 | 0 | 0 | 0 | 0 | 0 | 0 | 0 | 0 |  | 1962 | 40-1026F | 0 | 0 | 0 | 0 | 0 | 0 | 0 | 0 | 0 | 0 | 0 | 0 | 0 | 0 | 0 | 0 | 0 | 0 | 0 | 0 | 0 | 0 | 0 | 0 | 0 | 0 | 0 | 0 | 0 | 0 | 0 | 0 | 0 | 0 | 0 | 0 | 0 | 0 | 0 | 0 | 0 | 0 | 0 | 0 | 0 | 0 | 0 | 5000000 | scaled
40-1027F | 0 | 0 | 0 | 0 | 0% | 0% | 0% | 0 | 0 | 0 | 0 | 0 | 0 | 0 | 0 | 40 | 0 | 0 | 0 | 0 | 0 | 0 | 0 | 0 | 0 | 0 | 0 | 0 | 0 | 0 | 0 | 0 | 0 | 0 |  | 1963 | 40-1027F | 0 | 0 | 0 | 0 | 0 | 0 | 0 | 0 | 0 | 0 | 0 | 0 | 0 | 0 | 0 | 0 | 0 | 0 | 0 | 0 | 0 | 0 | 0 | 0 | 0 | 0 | 0 | 0 | 0 | 0 | 0 | 0 | 0 | 0 | 0 | 0 | 0 | 0 | 0 | 0 | 0 | 0 | 0 | 0 | 0 | 0 | 0 | 5000000 | scaled
40-1028 | 0 | 0 | 0 | 0 | 0% | 0% | 0% | 0 | 0 | 0 | 0 | 0 | 0 | 0 | 0 | 40 | 0 | 0 | 0 | 0 | 0 | 0 | 0 | 0 | 0 | 0 | 0 | 0 | 0 | 0 | 0 | 0 | 0 | 0 |  | 1964 | 40-1028 | 0 | 0 | 0 | 0 | 0 | 0 | 0 | 0 | 0 | 0 | 0 | 0 | 0 | 0 | 0 | 0 | 0 | 0 | 0 | 0 | 0 | 0 | 0 | 0 | 0 | 0 | 0 | 0 | 0 | 0 | 0 | 0 | 0 | 0 | 0 | 0 | 0 | 0 | 0 | 0 | 0 | 0 | 0 | 0 | 0 | 0 | 0 | 5000000 | scaled
40-1029F | 0 | 0 | 0 | 0 | 0% | 0% | 0% | 0 | 0 | 0 | 0 | 0 | 0 | 0 | 0 | 40 | 0 | 0 | 0 | 0 | 0 | 0 | 0 | 0 | 0 | 0 | 0 | 0 | 0 | 0 | 0 | 0 | 0 | 0 |  | 1965 | 40-1029F | 0 | 0 | 0 | 0 | 0 | 0 | 0 | 0 | 0 | 0 | 0 | 0 | 0 | 0 | 0 | 0 | 0 | 0 | 0 | 0 | 0 | 0 | 0 | 0 | 0 | 0 | 0 | 0 | 0 | 0 | 0 | 0 | 0 | 0 | 0 | 0 | 0 | 0 | 0 | 0 | 0 | 0 | 0 | 0 | 0 | 0 | 0 | 5000000 | scaled
40-1030F | 0 | 0 | 0 | 0 | 0% | 0% | 0% | 0 | 0 | 0 | 0 | 0 | 0 | 0 | 0 | 40 | 0 | 0 | 0 | 0 | 0 | 0 | 0 | 0 | 0 | 0 | 0 | 0 | 0 | 0 | 0 | 0 | 0 | 0 |  | 1966 | 40-1030F | 0 | 0 | 0 | 0 | 0 | 0 | 0 | 0 | 0 | 0 | 0 | 0 | 0 | 0 | 0 | 0 | 0 | 0 | 0 | 0 | 0 | 0 | 0 | 0 | 0 | 0 | 0 | 0 | 0 | 0 | 0 | 0 | 0 | 0 | 0 | 0 | 0 | 0 | 0 | 0 | 0 | 0 | 0 | 0 | 0 | 0 | 0 | 5000000 | scaled
40-1031F | 0 | 0 | 0 | 0 | 0% | 0% | 0% | 0 | 0 | 0 | 0 | 0 | 0 | 0 | 0 | 40 | 0 | 0 | 0 | 0 | 0 | 0 | 0 | 0 | 0 | 0 | 0 | 0 | 0 | 0 | 0 | 0 | 0 | 0 |  | 1967 | 40-1031F | 0 | 0 | 0 | 0 | 0 | 0 | 0 | 0 | 0 | 0 | 0 | 0 | 0 | 0 | 0 | 0 | 0 | 0 | 0 | 0 | 0 | 0 | 0 | 0 | 0 | 0 | 0 | 0 | 0 | 0 | 0 | 0 | 0 | 0 | 0 | 0 | 0 | 0 | 0 | 0 | 0 | 0 | 0 | 0 | 0 | 0 | 0 | 5000000 | scaled
400-1019 | 13837.6389 | 6382.6154 | 0 | 7455.0235 | 46.13% | 0% | 53.87% | 3937.51 | 6257.2862 | 15.4533 | 3842.4986 | 79.558 | 24.8647 | 6104.4787 | 127.9428 | 400 | 0.036477 | 0.020495 | 0.01109 | 379352.4393 | 30.7211 | 6905.4884 | 6901.4294 | 842.2044 | 189310.7545 | 189199.4804 | 483050.9372 | 1895.8043 | 471395.0098 | 9760.1231 | 683505.8003 | 2716.0604 | 666814.0918 | 13975.6481 |  | 1968 | 400-1019 | 13837.6389 | 9900.129 | 7580.3527 | 6382.6154 | 2445.1054 | 125.3292 | 0 | 0 | 0 | 7455.0235 | 30.7211 | 15.2678 | 5.8564 | 129.235 | 9.6581 | 0.24672 | 0 | 0 | 0 | 5.6097 | 6901.4294 | 6821.8714 | 6773.4867 | 129.235 | 49.677 | 1.2922 | 0 | 0 | 0 | 6772.1944 | 6905.4884 | 3062.9898 | 801.0097 | 6228.2689 | 2385.7703 | 123.7902 | 0 | 0 | 0 | 677.2194 | 0.025905 | 0.0099226 | 0.000518 | 0 | 0 | 0 | 0.010572 | 5000000 | scaled
40-1005 | 0 | 0 | 0 | 0 | 0% | 0% | 0% | 0 | 0 | 0 | 0 | 0 | 0 | 0 | 0 | 40 | 0 | 0 | 0 | 0 | 0 | 0 | 0 | 0 | 0 | 0 | 0 | 0 | 0 | 0 | 0 | 0 | 0 | 0 |  | 1969 | 40-1005 | 0 | 0 | 0 | 0 | 0 | 0 | 0 | 0 | 0 | 0 | 0 | 0 | 0 | 0 | 0 | 0 | 0 | 0 | 0 | 0 | 0 | 0 | 0 | 0 | 0 | 0 | 0 | 0 | 0 | 0 | 0 | 0 | 0 | 0 | 0 | 0 | 0 | 0 | 0 | 0 | 0 | 0 | 0 | 0 | 0 | 0 | 0 | 5000000 | scaled
401-39R | 323232.2781 | 10321.3355 | 312572.1312 | 338.8114 | 3.193% | 96.7% | 0.1048% | 144085.0864 | 299301.7686 | 1155.0159 | 127948.6859 | 14981.3846 | 2393.0678 | 265796.1609 | 31112.5399 | 401 | 0.031872 | 0.01819 | 0.0034942 | 10141447.713 | 2456.7042 | 287286.7277 | 33488.8462 | 77079.3611 | 9013652.1789 | 1050716.1729 | 9848663.6457 | 78948.9275 | 8745690.502 | 1024024.2162 | 6848637.609 | 54758.2937 | 6081960.6662 | 711918.6491 |  | 1970 | 401-39R | 323232.2781 | 179147.1917 | 23930.5095 | 10321.3355 | 5347.791 | 168.9025 | 312572.1312 | 173460.5893 | 23422.7957 | 338.8114 | 2456.7042 | 1301.6883 | 63.6364 | 6990.1588 | 1056.1635 | 30.2621 | 441.9709 | 245.2699 | 33.1194 | 0.25494 | 33488.8462 | 18507.4616 | 2376.3063 | 6990.1588 | 3665.1483 | 105.8949 | 26190.9088 | 14534.5346 | 1962.6328 | 307.7786 | 287286.7277 | 159338.0418 | 21490.5668 | 1316.6983 | 626.4791 | 32.7454 | 285939.2515 | 158680.7848 | 21427.0435 | 30.7779 | 0.0018622 | 0.0009436 | 4.96e-05 | 0.029517 | 0.016754 | 0.0029518 | 0.0004928 | 5000000 | scaled
401-684R | 1596.1402 | 996.3521 | 567.76 | 32.028 | 62.42% | 35.57% | 2.007% | 811.6229 | 1521.5267 | 153.2696 | 199.2432 | 459.1101 | 273.1884 | 414.3979 | 833.9403 | 401 | 0.030395 | 0.017258 | 0.0030696 | 52512.9022 | 273.5043 | 450.8646 | 871.7713 | 8998.2718 | 14833.4146 | 28681.2158 | 45458.1818 | 8584.4758 | 11159.4099 | 25714.2961 | 24307.2427 | 4364.3381 | 6620.2392 | 13322.6653 |  | 1971 | 401-684R | 1596.1402 | 784.5173 | 74.6135 | 996.3521 | 437.1312 | 0.011105 | 567.76 | 315.358 | 42.5744 | 32.028 | 273.5043 | 120.2347 | 0.31587 | 726.17 | 118.0494 | 0 | 3.891 | 2.1612 | 0.29177 | 0.0241 | 871.7713 | 412.6612 | 37.8309 | 726.17 | 318.8538 | 0 | 116.5068 | 64.7128 | 8.7364 | 29.0945 | 450.8646 | 251.6214 | 36.4667 | 0.59288 | 0.22798 | 0.011105 | 447.3623 | 248.484 | 33.5461 | 2.9094 | 0.0001548 | 5.92e-05 | 3e-06 | 0.030193 | 0.017151 | 0.0030192 | 4.74e-05 | 5000000 | scaled
401-692R | 1056.5386 | 0 | 1056.5386 | 0 | 0% | 100% | 0% | 127.6139 | 264.3867 | 0.93877 | 107.9353 | 18.7398 | 1.9449 | 223.6173 | 38.8245 | 401 | 0.030154 | 0.030154 | 0.030154 | 35038.5552 | 7.7723 | 893.6163 | 155.15 | 257.756 | 29635.4761 | 5145.3231 | 30806.4279 | 226.6229 | 26055.959 | 4523.846 | 26270.5565 | 193.2555 | 22219.5363 | 3857.7647 |  | 1972 | 401-692R | 1056.5386 | 928.9247 | 792.1519 | 0 | 0 | 0 | 1056.5386 | 928.9247 | 792.1519 | 0 | 7.7723 | 6.8335 | 5.8273 | 0 | 0 | 0 | 7.7723 | 6.8335 | 5.8273 | 0 | 155.15 | 136.4102 | 116.3255 | 0 | 0 | 0 | 155.15 | 136.4102 | 116.3255 | 0 | 893.6163 | 785.681 | 669.999 | 0 | 0 | 0 | 893.6163 | 785.681 | 669.999 | 0 | 0 | 0 | 0 | 0.030154 | 0.030154 | 0.030154 | 0 | 5000000 | scaled
402-25 | 0 | 0 | 0 | 0 | 0% | 0% | 0% | 0 | 0 | 0 | 0 | 0 | 0 | 0 | 0 | 402 | 0 | 0 | 0 | 0 | 0 | 0 | 0 | 0 | 0 | 0 | 0 | 0 | 0 | 0 | 0 | 0 | 0 | 0 |  | 1973 | 402-25 | 0 | 0 | 0 | 0 | 0 | 0 | 0 | 0 | 0 | 0 | 0 | 0 | 0 | 0 | 0 | 0 | 0 | 0 | 0 | 0 | 0 | 0 | 0 | 0 | 0 | 0 | 0 | 0 | 0 | 0 | 0 | 0 | 0 | 0 | 0 | 0 | 0 | 0 | 0 | 0 | 0 | 0 | 0 | 0 | 0 | 0 | 0 | 5000000 | scaled
402-26 | 0 | 0 | 0 | 0 | 0% | 0% | 0% | 0 | 0 | 0 | 0 | 0 | 0 | 0 | 0 | 402 | 0 | 0 | 0 | 0 | 0 | 0 | 0 | 0 | 0 | 0 | 0 | 0 | 0 | 0 | 0 | 0 | 0 | 0 |  | 1974 | 402-26 | 0 | 0 | 0 | 0 | 0 | 0 | 0 | 0 | 0 | 0 | 0 | 0 | 0 | 0 | 0 | 0 | 0 | 0 | 0 | 0 | 0 | 0 | 0 | 0 | 0 | 0 | 0 | 0 | 0 | 0 | 0 | 0 | 0 | 0 | 0 | 0 | 0 | 0 | 0 | 0 | 0 | 0 | 0 | 0 | 0 | 0 | 0 | 5000000 | scaled
402-27 | 0 | 0 | 0 | 0 | 0% | 0% | 0% | 0 | 0 | 0 | 0 | 0 | 0 | 0 | 0 | 402 | 0 | 0 | 0 | 0 | 0 | 0 | 0 | 0 | 0 | 0 | 0 | 0 | 0 | 0 | 0 | 0 | 0 | 0 |  | 1975 | 402-27 | 0 | 0 | 0 | 0 | 0 | 0 | 0 | 0 | 0 | 0 | 0 | 0 | 0 | 0 | 0 | 0 | 0 | 0 | 0 | 0 | 0 | 0 | 0 | 0 | 0 | 0 | 0 | 0 | 0 | 0 | 0 | 0 | 0 | 0 | 0 | 0 | 0 | 0 | 0 | 0 | 0 | 0 | 0 | 0 | 0 | 0 | 0 | 5000000 | scaled
402-28 | 0 | 0 | 0 | 0 | 0% | 0% | 0% | 0 | 0 | 0 | 0 | 0 | 0 | 0 | 0 | 402 | 0 | 0 | 0 | 0 | 0 | 0 | 0 | 0 | 0 | 0 | 0 | 0 | 0 | 0 | 0 | 0 | 0 | 0 |  | 1976 | 402-28 | 0 | 0 | 0 | 0 | 0 | 0 | 0 | 0 | 0 | 0 | 0 | 0 | 0 | 0 | 0 | 0 | 0 | 0 | 0 | 0 | 0 | 0 | 0 | 0 | 0 | 0 | 0 | 0 | 0 | 0 | 0 | 0 | 0 | 0 | 0 | 0 | 0 | 0 | 0 | 0 | 0 | 0 | 0 | 0 | 0 | 0 | 0 | 5000000 | scaled
402-30AE | 8256.9747 | 5122.3593 | 0 | 3134.6153 | 62.04% | 0% | 37.96% | 3136.2555 | 5010.4766 | 261.1659 | 1537.9806 | 1337.109 | 419.6848 | 2441.8616 | 2148.9301 | 402 | 0.013009 | 0.007681 | 0.0045466 | 634712.4824 | 432.1569 | 2776.6339 | 5048.1839 | 33219.8397 | 213439.4573 | 388053.1854 | 666673.5071 | 55516.0088 | 326928.3696 | 284229.1287 | 714049.6393 | 59809.8418 | 347992.9276 | 306246.8699 |  | 1977 | 402-30AE | 8256.9747 | 5120.7192 | 3246.4981 | 5122.3593 | 1986.1039 | 111.8827 | 0 | 0 | 0 | 3134.6153 | 432.1569 | 170.991 | 12.472 | 2200.6778 | 168.6323 | 10.1134 | 0 | 0 | 0 | 2.3587 | 5048.1839 | 3711.0749 | 2899.2538 | 2200.6778 | 863.5688 | 51.7477 | 0 | 0 | 0 | 2847.506 | 2776.6339 | 1238.6533 | 334.7723 | 2491.8833 | 953.9027 | 50.0217 | 0 | 0 | 0 | 284.7506 | 0.0086352 | 0.0033072 | 0.0001728 | 0 | 0 | 0 | 0.0043738 | 5000000 | scaled
402-817 | 0 | 0 | 0 | 0 | 0% | 0% | 0% | 0 | 0 | 0 | 0 | 0 | 0 | 0 | 0 | 402 | 0 | 0 | 0 | 0 | 0 | 0 | 0 | 0 | 0 | 0 | 0 | 0 | 0 | 0 | 0 | 0 | 0 | 0 |  | 1978 | 402-817 | 0 | 0 | 0 | 0 | 0 | 0 | 0 | 0 | 0 | 0 | 0 | 0 | 0 | 0 | 0 | 0 | 0 | 0 | 0 | 0 | 0 | 0 | 0 | 0 | 0 | 0 | 0 | 0 | 0 | 0 | 0 | 0 | 0 | 0 | 0 | 0 | 0 | 0 | 0 | 0 | 0 | 0 | 0 | 0 | 0 | 0 | 0 | 5000000 | scaled
402-818F | 0 | 0 | 0 | 0 | 0% | 0% | 0% | 0 | 0 | 0 | 0 | 0 | 0 | 0 | 0 | 402 | 0 | 0 | 0 | 0 | 0 | 0 | 0 | 0 | 0 | 0 | 0 | 0 | 0 | 0 | 0 | 0 | 0 | 0 |  | 1979 | 402-818F | 0 | 0 | 0 | 0 | 0 | 0 | 0 | 0 | 0 | 0 | 0 | 0 | 0 | 0 | 0 | 0 | 0 | 0 | 0 | 0 | 0 | 0 | 0 | 0 | 0 | 0 | 0 | 0 | 0 | 0 | 0 | 0 | 0 | 0 | 0 | 0 | 0 | 0 | 0 | 0 | 0 | 0 | 0 | 0 | 0 | 0 | 0 | 5000000 | scaled
402-819F | 87.2852 | 14.4092 | 0 | 72.876 | 16.51% | 0% | 83.49% | 9.8694 | 14.0998 | 0.89467 | 4.3797 | 4.595 | 1.1619 | 6.9597 | 5.9783 | 402 | 0.0003302 | 0.000191 | 0.000109 | 264340.3281 | 1.2435 | 13.7245 | 72.3171 | 3765.9741 | 41564.2443 | 219010.1097 | 405318.232 | 36742.439 | 179865.902 | 188709.891 | 671425.3424 | 55328.4238 | 331415.9616 | 284680.957 |  | 1980 | 402-819F | 87.2852 | 77.4158 | 73.1854 | 14.4092 | 4.5398 | 0.30936 | 0 | 0 | 0 | 72.876 | 1.2435 | 0.34886 | 0.081637 | 6.1161 | 0.29402 | 0.026801 | 0 | 0 | 0 | 0.054837 | 72.3171 | 67.7221 | 66.3389 | 6.1161 | 1.521 | 0.13783 | 0 | 0 | 0 | 66.2011 | 13.7245 | 9.3448 | 6.7648 | 7.1044 | 2.7247 | 0.14473 | 0 | 0 | 0 | 6.6201 | 0.0002258 | 8.66e-05 | 4.6e-06 | 0 | 0 | 0 | 0.0001044 | 5000000 | scaled
402-820F | 12389.5149 | 10944.1422 | 0 | 1445.3726 | 88.33% | 0% | 11.67% | 6750.538 | 10725.9443 | 21.2888 | 6620.7506 | 108.4986 | 34.4366 | 10515.9749 | 175.5328 | 402 | 0.0060732 | 0.003575 | 0.0021056 | 2040030.7681 | 35.7697 | 10863.973 | 1489.7721 | 5889.766 | 1788838.3377 | 245302.6644 | 1577336.1803 | 4974.3648 | 1547009.9382 | 25351.8773 | 790069.6216 | 2536.5881 | 774603.3469 | 12929.6866 |  | 1981 | 402-820F | 12389.5149 | 5638.9768 | 1663.5706 | 10944.1422 | 4193.6042 | 218.198 | 0 | 0 | 0 | 1445.3726 | 35.7697 | 14.4809 | 1.3331 | 176.7858 | 13.3933 | 0.24554 | 0 | 0 | 0 | 1.0876 | 1489.7721 | 1381.2735 | 1314.2394 | 176.7858 | 68.2871 | 1.253 | 0 | 0 | 0 | 1312.9864 | 10863.973 | 4243.2224 | 347.9981 | 10732.6744 | 4111.9238 | 216.6994 | 0 | 0 | 0 | 131.2986 | 0.0040498 | 0.0015516 | 8.22e-05 | 0 | 0 | 0 | 0.0020234 | 5000000 | scaled
403-10F | 0 | 0 | 0 | 0 | 0% | 0% | 0% | 0 | 0 | 0 | 0 | 0 | 0 | 0 | 0 | 403 | 0 | 0 | 0 | 0 | 0 | 0 | 0 | 0 | 0 | 0 | 0 | 0 | 0 | 0 | 0 | 0 | 0 | 0 |  | 1982 | 403-10F | 0 | 0 | 0 | 0 | 0 | 0 | 0 | 0 | 0 | 0 | 0 | 0 | 0 | 0 | 0 | 0 | 0 | 0 | 0 | 0 | 0 | 0 | 0 | 0 | 0 | 0 | 0 | 0 | 0 | 0 | 0 | 0 | 0 | 0 | 0 | 0 | 0 | 0 | 0 | 0 | 0 | 0 | 0 | 0 | 0 | 0 | 0 | 5000000 | scaled
403-11F | 136.7359 | 68.0007 | 0 | 68.7352 | 49.73% | 0% | 50.27% | 42.0906 | 66.7362 | 0.46901 | 39.2221 | 2.3995 | 0.71731 | 62.3487 | 3.6702 | 403 | 0.0002772 | 0.0001656 | 9.98e-05 | 493275.2119 | 0.76903 | 69.8571 | 66.1097 | 2774.288 | 252009.9107 | 238491.0132 | 571529.2947 | 6368.4894 | 532579.037 | 32581.7683 | 701399.4284 | 7538.9633 | 655286.8432 | 38573.622 |  | 1983 | 403-11F | 136.7359 | 94.6453 | 69.9997 | 68.0007 | 25.91 | 1.2645 | 0 | 0 | 0 | 68.7352 | 0.76903 | 0.30002 | 0.051721 | 3.6702 | 0.2483 | 0 | 0 | 0 | 0 | 0.051721 | 66.1097 | 63.7102 | 62.4395 | 3.6702 | 1.2707 | 0 | 0 | 0 | 0 | 62.4395 | 69.8571 | 30.635 | 7.5084 | 63.6132 | 24.3911 | 1.2645 | 0 | 0 | 0 | 6.244 | 0.000181 | 6.94e-05 | 3.6e-06 | 0 | 0 | 0 | 9.62e-05 | 5000000 | scaled
403-12 | 0 | 0 | 0 | 0 | 0% | 0% | 0% | 0 | 0 | 0 | 0 | 0 | 0 | 0 | 0 | 403 | 0 | 0 | 0 | 0 | 0 | 0 | 0 | 0 | 0 | 0 | 0 | 0 | 0 | 0 | 0 | 0 | 0 | 0 |  | 1984 | 403-12 | 0 | 0 | 0 | 0 | 0 | 0 | 0 | 0 | 0 | 0 | 0 | 0 | 0 | 0 | 0 | 0 | 0 | 0 | 0 | 0 | 0 | 0 | 0 | 0 | 0 | 0 | 0 | 0 | 0 | 0 | 0 | 0 | 0 | 0 | 0 | 0 | 0 | 0 | 0 | 0 | 0 | 0 | 0 | 0 | 0 | 0 | 0 | 5000000 | scaled
403-13F | 0 | 0 | 0 | 0 | 0% | 0% | 0% | 0 | 0 | 0 | 0 | 0 | 0 | 0 | 0 | 403 | 0 | 0 | 0 | 0 | 0 | 0 | 0 | 0 | 0 | 0 | 0 | 0 | 0 | 0 | 0 | 0 | 0 | 0 |  | 1985 | 403-13F | 0 | 0 | 0 | 0 | 0 | 0 | 0 | 0 | 0 | 0 | 0 | 0 | 0 | 0 | 0 | 0 | 0 | 0 | 0 | 0 | 0 | 0 | 0 | 0 | 0 | 0 | 0 | 0 | 0 | 0 | 0 | 0 | 0 | 0 | 0 | 0 | 0 | 0 | 0 | 0 | 0 | 0 | 0 | 0 | 0 | 0 | 0 | 5000000 | scaled
403-15F | 1608.0745 | 1476.9221 | 0 | 131.1524 | 91.84% | 0% | 8.156% | 500.4287 | 1459.6653 | 81.545 | 0 | 418.8837 | 237.9515 | 0 | 1221.7138 | 403 | 0.001071 | 0.0007814 | 0.0002198 | 1501470.0754 | 240.8606 | 11.914 | 1355.2999 | 224893.1826 | 11124.1584 | 1265452.7345 | 1417514.3805 | 230984.4592 | 0 | 1186529.9213 | 675200.8345 | 110069.8007 | 0 | 565131.0338 |  | 1986 | 403-15F | 1608.0745 | 1107.6457 | 148.4091 | 1476.9221 | 976.4933 | 17.2567 | 0 | 0 | 0 | 131.1524 | 240.8606 | 159.3156 | 2.9091 | 1236.1601 | 159.2169 | 2.8104 | 0 | 0 | 0 | 0.098688 | 1355.2999 | 936.4162 | 133.5861 | 1236.1601 | 817.2765 | 14.4464 | 0 | 0 | 0 | 119.1397 | 11.914 | 11.914 | 11.914 | 0 | 0 | 0 | 0 | 0 | 0 | 11.914 | 0.0008822 | 0.0005926 | 3.1e-05 | 0 | 0 | 0 | 0.0001888 | 5000000 | scaled
403-8 | 0 | 0 | 0 | 0 | 0% | 0% | 0% | 0 | 0 | 0 | 0 | 0 | 0 | 0 | 0 | 403 | 0 | 0 | 0 | 0 | 0 | 0 | 0 | 0 | 0 | 0 | 0 | 0 | 0 | 0 | 0 | 0 | 0 | 0 |  | 1987 | 403-8 | 0 | 0 | 0 | 0 | 0 | 0 | 0 | 0 | 0 | 0 | 0 | 0 | 0 | 0 | 0 | 0 | 0 | 0 | 0 | 0 | 0 | 0 | 0 | 0 | 0 | 0 | 0 | 0 | 0 | 0 | 0 | 0 | 0 | 0 | 0 | 0 | 0 | 0 | 0 | 0 | 0 | 0 | 0 | 0 | 0 | 0 | 0 | 5000000 | scaled
403-9F | 451.6457 | 55.2052 | 0 | 396.4405 | 12.22% | 0% | 87.78% | 34.1116 | 54.1595 | 0.27628 | 32.4231 | 1.4122 | 0.4363 | 51.4924 | 2.2308 | 403 | 0.0021892 | 0.0011936 | 0.000608 | 206306.2765 | 0.73461 | 88.551 | 362.36 | 335.5598 | 40449.0439 | 165521.6727 | 349810.7626 | 2833.2565 | 332495.5474 | 14481.9587 | 653760.1869 | 5266.57 | 621565.8515 | 26927.7654 |  | 1988 | 403-9F | 451.6457 | 417.5341 | 397.4862 | 55.2052 | 21.0936 | 1.0457 | 0 | 0 | 0 | 396.4405 | 0.73461 | 0.45832 | 0.29831 | 2.2308 | 0.16002 | 0 | 0 | 0 | 0 | 0.29831 | 362.36 | 360.9478 | 360.1293 | 2.2308 | 0.81858 | 0 | 0 | 0 | 0 | 360.1293 | 88.551 | 56.128 | 37.0586 | 52.5381 | 20.115 | 1.0457 | 0 | 0 | 0 | 36.0129 | 0.0016134 | 0.0006178 | 3.22e-05 | 0 | 0 | 0 | 0.0005758 | 5000000 | scaled
404-36AE | 0 | 0 | 0 | 0 | 0% | 0% | 0% | 0 | 0 | 0 | 0 | 0 | 0 | 0 | 0 | 404 | 0 | 0 | 0 | 0 | 0 | 0 | 0 | 0 | 0 | 0 | 0 | 0 | 0 | 0 | 0 | 0 | 0 | 0 |  | 1989 | 404-36AE | 0 | 0 | 0 | 0 | 0 | 0 | 0 | 0 | 0 | 0 | 0 | 0 | 0 | 0 | 0 | 0 | 0 | 0 | 0 | 0 | 0 | 0 | 0 | 0 | 0 | 0 | 0 | 0 | 0 | 0 | 0 | 0 | 0 | 0 | 0 | 0 | 0 | 0 | 0 | 0 | 0 | 0 | 0 | 0 | 0 | 0 | 0 | 5000000 | scaled
404-6AE | 2525.4032 | 501.7087 | 0 | 2023.6945 | 19.87% | 0% | 80.13% | 310.1793 | 491.3452 | 8.2704 | 259.6376 | 42.2714 | 12.9396 | 412.267 | 66.1386 | 404 | 0.0075878 | 0.0046448 | 0.0029132 | 332824.1656 | 14.771 | 604.5781 | 1906.0541 | 1946.6721 | 79677.6576 | 251199.836 | 476925.5726 | 12716.3521 | 399213.5738 | 64995.6468 | 698221.2041 | 18387.6788 | 585847.9533 | 93985.5721 |  | 1990 | 404-6AE | 2525.4032 | 2215.2239 | 2034.058 | 501.7087 | 191.5294 | 10.3635 | 0 | 0 | 0 | 2023.6945 | 14.771 | 6.5006 | 1.8314 | 67.7162 | 4.9778 | 0.3086 | 0 | 0 | 0 | 1.5228 | 1906.0541 | 1863.7827 | 1839.9155 | 67.7162 | 25.4448 | 1.5776 | 0 | 0 | 0 | 1838.3379 | 604.5781 | 344.9406 | 192.3111 | 420.7443 | 161.1068 | 8.4773 | 0 | 0 | 0 | 183.8338 | 0.0047698 | 0.0018268 | 9.52e-05 | 0 | 0 | 0 | 0.002818 | 5000000 | scaled
404-7 | 0 | 0 | 0 | 0 | 0% | 0% | 0% | 0 | 0 | 0 | 0 | 0 | 0 | 0 | 0 | 404 | 0 | 0 | 0 | 0 | 0 | 0 | 0 | 0 | 0 | 0 | 0 | 0 | 0 | 0 | 0 | 0 | 0 | 0 |  | 1991 | 404-7 | 0 | 0 | 0 | 0 | 0 | 0 | 0 | 0 | 0 | 0 | 0 | 0 | 0 | 0 | 0 | 0 | 0 | 0 | 0 | 0 | 0 | 0 | 0 | 0 | 0 | 0 | 0 | 0 | 0 | 0 | 0 | 0 | 0 | 0 | 0 | 0 | 0 | 0 | 0 | 0 | 0 | 0 | 0 | 0 | 0 | 0 | 0 | 5000000 | scaled
405-144F | 0 | 0 | 0 | 0 | 0% | 0% | 0% | 0 | 0 | 0 | 0 | 0 | 0 | 0 | 0 | 405 | 0 | 0 | 0 | 0 | 0 | 0 | 0 | 0 | 0 | 0 | 0 | 0 | 0 | 0 | 0 | 0 | 0 | 0 |  | 1992 | 405-144F | 0 | 0 | 0 | 0 | 0 | 0 | 0 | 0 | 0 | 0 | 0 | 0 | 0 | 0 | 0 | 0 | 0 | 0 | 0 | 0 | 0 | 0 | 0 | 0 | 0 | 0 | 0 | 0 | 0 | 0 | 0 | 0 | 0 | 0 | 0 | 0 | 0 | 0 | 0 | 0 | 0 | 0 | 0 | 0 | 0 | 0 | 0 | 5000000 | scaled
405-157 | 0 | 0 | 0 | 0 | 0% | 0% | 0% | 0 | 0 | 0 | 0 | 0 | 0 | 0 | 0 | 405 | 0 | 0 | 0 | 0 | 0 | 0 | 0 | 0 | 0 | 0 | 0 | 0 | 0 | 0 | 0 | 0 | 0 | 0 |  | 1993 | 405-157 | 0 | 0 | 0 | 0 | 0 | 0 | 0 | 0 | 0 | 0 | 0 | 0 | 0 | 0 | 0 | 0 | 0 | 0 | 0 | 0 | 0 | 0 | 0 | 0 | 0 | 0 | 0 | 0 | 0 | 0 | 0 | 0 | 0 | 0 | 0 | 0 | 0 | 0 | 0 | 0 | 0 | 0 | 0 | 0 | 0 | 0 | 0 | 5000000 | scaled
405-158F | 0 | 0 | 0 | 0 | 0% | 0% | 0% | 0 | 0 | 0 | 0 | 0 | 0 | 0 | 0 | 405 | 0 | 0 | 0 | 0 | 0 | 0 | 0 | 0 | 0 | 0 | 0 | 0 | 0 | 0 | 0 | 0 | 0 | 0 |  | 1994 | 405-158F | 0 | 0 | 0 | 0 | 0 | 0 | 0 | 0 | 0 | 0 | 0 | 0 | 0 | 0 | 0 | 0 | 0 | 0 | 0 | 0 | 0 | 0 | 0 | 0 | 0 | 0 | 0 | 0 | 0 | 0 | 0 | 0 | 0 | 0 | 0 | 0 | 0 | 0 | 0 | 0 | 0 | 0 | 0 | 0 | 0 | 0 | 0 | 5000000 | scaled
405-159F | 0 | 0 | 0 | 0 | 0% | 0% | 0% | 0 | 0 | 0 | 0 | 0 | 0 | 0 | 0 | 405 | 0 | 0 | 0 | 0 | 0 | 0 | 0 | 0 | 0 | 0 | 0 | 0 | 0 | 0 | 0 | 0 | 0 | 0 |  | 1995 | 405-159F | 0 | 0 | 0 | 0 | 0 | 0 | 0 | 0 | 0 | 0 | 0 | 0 | 0 | 0 | 0 | 0 | 0 | 0 | 0 | 0 | 0 | 0 | 0 | 0 | 0 | 0 | 0 | 0 | 0 | 0 | 0 | 0 | 0 | 0 | 0 | 0 | 0 | 0 | 0 | 0 | 0 | 0 | 0 | 0 | 0 | 0 | 0 | 5000000 | scaled
405-160F | 0 | 0 | 0 | 0 | 0% | 0% | 0% | 0 | 0 | 0 | 0 | 0 | 0 | 0 | 0 | 405 | 0 | 0 | 0 | 0 | 0 | 0 | 0 | 0 | 0 | 0 | 0 | 0 | 0 | 0 | 0 | 0 | 0 | 0 |  | 1996 | 405-160F | 0 | 0 | 0 | 0 | 0 | 0 | 0 | 0 | 0 | 0 | 0 | 0 | 0 | 0 | 0 | 0 | 0 | 0 | 0 | 0 | 0 | 0 | 0 | 0 | 0 | 0 | 0 | 0 | 0 | 0 | 0 | 0 | 0 | 0 | 0 | 0 | 0 | 0 | 0 | 0 | 0 | 0 | 0 | 0 | 0 | 0 | 0 | 5000000 | scaled
405-24F | 0 | 0 | 0 | 0 | 0% | 0% | 0% | 0 | 0 | 0 | 0 | 0 | 0 | 0 | 0 | 405 | 0 | 0 | 0 | 0 | 0 | 0 | 0 | 0 | 0 | 0 | 0 | 0 | 0 | 0 | 0 | 0 | 0 | 0 |  | 1997 | 405-24F | 0 | 0 | 0 | 0 | 0 | 0 | 0 | 0 | 0 | 0 | 0 | 0 | 0 | 0 | 0 | 0 | 0 | 0 | 0 | 0 | 0 | 0 | 0 | 0 | 0 | 0 | 0 | 0 | 0 | 0 | 0 | 0 | 0 | 0 | 0 | 0 | 0 | 0 | 0 | 0 | 0 | 0 | 0 | 0 | 0 | 0 | 0 | 5000000 | scaled
405-25 | 0 | 0 | 0 | 0 | 0% | 0% | 0% | 0 | 0 | 0 | 0 | 0 | 0 | 0 | 0 | 405 | 0 | 0 | 0 | 0 | 0 | 0 | 0 | 0 | 0 | 0 | 0 | 0 | 0 | 0 | 0 | 0 | 0 | 0 |  | 1998 | 405-25 | 0 | 0 | 0 | 0 | 0 | 0 | 0 | 0 | 0 | 0 | 0 | 0 | 0 | 0 | 0 | 0 | 0 | 0 | 0 | 0 | 0 | 0 | 0 | 0 | 0 | 0 | 0 | 0 | 0 | 0 | 0 | 0 | 0 | 0 | 0 | 0 | 0 | 0 | 0 | 0 | 0 | 0 | 0 | 0 | 0 | 0 | 0 | 5000000 | scaled
406-34 | 0 | 0 | 0 | 0 | 0% | 0% | 0% | 0 | 0 | 0 | 0 | 0 | 0 | 0 | 0 | 406 | 0 | 0 | 0 | 0 | 0 | 0 | 0 | 0 | 0 | 0 | 0 | 0 | 0 | 0 | 0 | 0 | 0 | 0 |  | 1999 | 406-34 | 0 | 0 | 0 | 0 | 0 | 0 | 0 | 0 | 0 | 0 | 0 | 0 | 0 | 0 | 0 | 0 | 0 | 0 | 0 | 0 | 0 | 0 | 0 | 0 | 0 | 0 | 0 | 0 | 0 | 0 | 0 | 0 | 0 | 0 | 0 | 0 | 0 | 0 | 0 | 0 | 0 | 0 | 0 | 0 | 0 | 0 | 0 | 5000000 | scaled
406-36F | 0 | 0 | 0 | 0 | 0% | 0% | 0% | 0 | 0 | 0 | 0 | 0 | 0 | 0 | 0 | 406 | 0 | 0 | 0 | 0 | 0 | 0 | 0 | 0 | 0 | 0 | 0 | 0 | 0 | 0 | 0 | 0 | 0 | 0 |  | 2000 | 406-36F | 0 | 0 | 0 | 0 | 0 | 0 | 0 | 0 | 0 | 0 | 0 | 0 | 0 | 0 | 0 | 0 | 0 | 0 | 0 | 0 | 0 | 0 | 0 | 0 | 0 | 0 | 0 | 0 | 0 | 0 | 0 | 0 | 0 | 0 | 0 | 0 | 0 | 0 | 0 | 0 | 0 | 0 | 0 | 0 | 0 | 0 | 0 | 5000000 | scaled
406-475F | 0 | 0 | 0 | 0 | 0% | 0% | 0% | 0 | 0 | 0 | 0 | 0 | 0 | 0 | 0 | 406 | 0 | 0 | 0 | 0 | 0 | 0 | 0 | 0 | 0 | 0 | 0 | 0 | 0 | 0 | 0 | 0 | 0 | 0 |  | 2001 | 406-475F | 0 | 0 | 0 | 0 | 0 | 0 | 0 | 0 | 0 | 0 | 0 | 0 | 0 | 0 | 0 | 0 | 0 | 0 | 0 | 0 | 0 | 0 | 0 | 0 | 0 | 0 | 0 | 0 | 0 | 0 | 0 | 0 | 0 | 0 | 0 | 0 | 0 | 0 | 0 | 0 | 0 | 0 | 0 | 0 | 0 | 0 | 0 | 5000000 | scaled
409-1155R | 15855.0133 | 12580.1449 | 0 | 3274.8684 | 79.34% | 0% | 20.66% | 7664.0869 | 12325.5876 | 11.2504 | 7595.2995 | 57.537 | 17.835 | 12216.5534 | 91.1991 | 409 | 0.012886 | 0.0077754 | 0.0047378 | 1230387.0231 | 20.5744 | 12766.9202 | 3067.5186 | 1596.6212 | 990743.6054 | 238046.7965 | 1053441.1608 | 1546.3806 | 1043986.224 | 7908.5562 | 744950.3271 | 1077.9384 | 738360.3738 | 5512.0148 |  | 2002 | 409-1155R | 15855.0133 | 8190.9264 | 3529.4257 | 12580.1449 | 4916.058 | 254.5573 | 0 | 0 | 0 | 3274.8684 | 20.5744 | 9.324 | 2.7393 | 92.6058 | 6.8598 | 0.2751 | 0 | 0 | 0 | 2.4642 | 3067.5186 | 3009.9816 | 2976.3195 | 92.6058 | 35.0687 | 1.4066 | 0 | 0 | 0 | 2974.9129 | 12766.9202 | 5171.6208 | 550.3668 | 12469.429 | 4874.1295 | 252.8755 | 0 | 0 | 0 | 297.4913 | 0.0083154 | 0.0032046 | 0.000167 | 0 | 0 | 0 | 0.0045708 | 5000000 | scaled
409-38R | 5310.573 | 2996.5168 | 0 | 2314.0562 | 56.43% | 0% | 43.57% | 1849.3234 | 2937.5042 | 8.6893 | 1796.0556 | 44.5786 | 13.4685 | 2854.9244 | 69.1113 | 409 | 0.008986 | 0.005445 | 0.0033608 | 590982.9789 | 15.3481 | 3123.2997 | 2171.9252 | 1708.002 | 347573.9716 | 241701.0053 | 635674.8574 | 2986.815 | 617364.8889 | 15323.1536 | 706102.3589 | 3237.4932 | 686252.2341 | 16612.6317 |  | 2003 | 409-38R | 5310.573 | 3461.2496 | 2373.0688 | 2996.5168 | 1147.1934 | 59.0126 | 0 | 0 | 0 | 2314.0562 | 15.3481 | 6.6588 | 1.8796 | 69.8207 | 4.9175 | 0.13834 | 0 | 0 | 0 | 1.7413 | 2171.9252 | 2127.3467 | 2102.8139 | 69.8207 | 25.2422 | 0.70938 | 0 | 0 | 0 | 2102.1045 | 3123.2997 | 1327.2441 | 268.3753 | 2913.0893 | 1117.0337 | 58.1649 | 0 | 0 | 0 | 210.2105 | 0.0057398 | 0.0021988 | 0.0001146 | 0 | 0 | 0 | 0.0032462 | 5000000 | scaled
411-47R | 1350406.1737 | 1296038.94 | 45124.2525 | 9242.9812 | 95.97% | 3.342% | 0.6845% | 778248.3083 | 1303775.7637 | 149733.7367 | 28031.9446 | 600482.6271 | 248767.0867 | 56546.2992 | 998462.3778 | 411 | 0.063274 | 0.035481 | 0.014925 | 21342129.5521 | 255562.1791 | 60612.2876 | 1034231.707 | 4038963.4174 | 957930.5251 | 16345235.6096 | 16125662.7555 | 3102551.8651 | 580834.7798 | 12442276.1107 | 3124357.4485 | 596143.3874 | 135507.0833 | 2392706.9778 |  | 2004 | 411-47R | 1350406.1737 | 572157.8654 | 46630.41 | 1296038.94 | 537964.9036 | 34377.3596 | 45124.2525 | 24949.9806 | 3010.0692 | 9242.9812 | 255562.1791 | 105828.4424 | 6795.0924 | 1021906.5908 | 105783.0344 | 6783.4982 | 69.5456 | 38.453 | 4.6391 | 6.955 | 1034231.707 | 433749.0799 | 35769.3292 | 1021906.5908 | 423180.4303 | 27110.8711 | 3928.7288 | 2172.2622 | 262.0707 | 8396.3874 | 60612.2876 | 32580.343 | 4065.9885 | 18646.6708 | 9001.4389 | 482.9903 | 41125.9781 | 22739.2654 | 2743.3594 | 839.6387 | 0.039499 | 0.016354 | 0.0008532 | 0.010782 | 0.0061334 | 0.0010782 | 0.012993 | 5000000 | scaled
412-22 | 0 | 0 | 0 | 0 | 0% | 0% | 0% | 0 | 0 | 0 | 0 | 0 | 0 | 0 | 0 | 412 | 0 | 0 | 0 | 0 | 0 | 0 | 0 | 0 | 0 | 0 | 0 | 0 | 0 | 0 | 0 | 0 | 0 | 0 |  | 2005 | 412-22 | 0 | 0 | 0 | 0 | 0 | 0 | 0 | 0 | 0 | 0 | 0 | 0 | 0 | 0 | 0 | 0 | 0 | 0 | 0 | 0 | 0 | 0 | 0 | 0 | 0 | 0 | 0 | 0 | 0 | 0 | 0 | 0 | 0 | 0 | 0 | 0 | 0 | 0 | 0 | 0 | 0 | 0 | 0 | 0 | 0 | 0 | 0 | 5000000 | scaled
412-23AE | 36961.8884 | 4524.9695 | 31655.872 | 781.0468 | 12.24% | 85.64% | 2.113% | 16827.9675 | 33990.9549 | 403.3787 | 13055.9227 | 3368.6661 | 687.7863 | 27062.6521 | 6240.5165 | 412 | 0.014019 | 0.0080384 | 0.0022102 | 2636631.9329 | 702.5059 | 29042.2435 | 7217.139 | 50112.4146 | 2071693.57 | 514825.9483 | 2504717.4723 | 60039.9112 | 1943276.7359 | 501400.8252 | 1344192.1672 | 27198.9105 | 1070208.3863 | 246784.8704 |  | 2006 | 412-23AE | 36961.8884 | 20133.9209 | 2970.9335 | 4524.9695 | 1869.9996 | 78.869 | 31655.872 | 17482.8745 | 2111.0177 | 781.0468 | 702.5059 | 299.1272 | 14.7196 | 3365.5657 | 274.7501 | 11.2594 | 43.075 | 23.7894 | 2.8725 | 0.58771 | 7217.139 | 3848.473 | 976.6225 | 3365.5657 | 1403.668 | 57.5811 | 3142.065 | 1735.2966 | 209.5332 | 709.5083 | 29042.2435 | 15986.3208 | 1979.5914 | 500.5607 | 191.5815 | 10.0285 | 28470.732 | 15723.7884 | 1898.612 | 70.9508 | 0.0021462 | 0.0008218 | 4.32e-05 | 0.010784 | 0.006128 | 0.0010784 | 0.0010886 | 5000000 | scaled
41-42 | 0 | 0 | 0 | 0 | 0% | 0% | 0% | 0 | 0 | 0 | 0 | 0 | 0 | 0 | 0 | 41 | 0 | 0 | 0 | 0 | 0 | 0 | 0 | 0 | 0 | 0 | 0 | 0 | 0 | 0 | 0 | 0 | 0 | 0 |  | 2007 | 41-42 | 0 | 0 | 0 | 0 | 0 | 0 | 0 | 0 | 0 | 0 | 0 | 0 | 0 | 0 | 0 | 0 | 0 | 0 | 0 | 0 | 0 | 0 | 0 | 0 | 0 | 0 | 0 | 0 | 0 | 0 | 0 | 0 | 0 | 0 | 0 | 0 | 0 | 0 | 0 | 0 | 0 | 0 | 0 | 0 | 0 | 0 | 0 | 5000000 | scaled
41-43 | 19884.9596 | 9811.7644 | 0 | 10073.1953 | 49.34% | 0% | 50.66% | 5869.982 | 9608.0914 | 8.4117 | 5837.0838 | 24.4865 | 15.4113 | 9547.862 | 44.818 | 41 | 0.039263 | 0.024015 | 0.014658 | 506460.5915 | 23.0526 | 10666.3513 | 9195.5557 | 587.1384 | 271666.9642 | 234206.489 | 583587.7956 | 836.2796 | 580317.0905 | 2434.4255 | 701100.2897 | 1124.5612 | 696705.3663 | 3270.3622 |  | 2008 | 41-43 | 19884.9596 | 14014.9776 | 10276.8683 | 9811.7644 | 3941.7824 | 203.673 | 0 | 0 | 0 | 10073.1953 | 23.0526 | 14.6409 | 7.6413 | 44.9962 | 7.0612 | 0.061496 | 0 | 0 | 0 | 7.5798 | 9195.5557 | 9171.0692 | 9150.7377 | 44.9962 | 20.5096 | 0.17811 | 0 | 0 | 0 | 9150.5595 | 10666.3513 | 4829.2675 | 1118.4894 | 9751.2954 | 3914.2116 | 203.4334 | 0 | 0 | 0 | 915.056 | 0.02512 | 0.0098724 | 0.0005154 | 0 | 0 | 0 | 0.014143 | 5000000 | scaled
41-44AE | 4071.6593 | 2007.9244 | 0 | 2063.7349 | 49.31% | 0% | 50.69% | 1250.2805 | 1965.7648 | 19.3924 | 1130.9094 | 99.9787 | 27.5646 | 1795.9699 | 142.2304 | 41 | 0.0078416 | 0.00478 | 0.00298 | 519238.3317 | 29.9279 | 2020.6034 | 2021.128 | 3816.5594 | 257677.4363 | 257744.336 | 590246.611 | 9155.0021 | 533892.552 | 47199.057 | 706675.995 | 9909.2325 | 645636.1239 | 51130.6387 |  | 2009 | 41-44AE | 4071.6593 | 2821.3788 | 2105.8945 | 2007.9244 | 757.6439 | 42.1595 | 0 | 0 | 0 | 2063.7349 | 29.9279 | 10.5355 | 2.3634 | 146.417 | 8.9826 | 0.81047 | 0 | 0 | 0 | 1.5529 | 2021.128 | 1921.1493 | 1878.8976 | 146.417 | 46.4384 | 4.1866 | 0 | 0 | 0 | 1874.711 | 2020.6034 | 889.694 | 224.6335 | 1833.1323 | 702.2229 | 37.1624 | 0 | 0 | 0 | 187.4711 | 0.004962 | 0.0019004 | 0.0001004 | 0 | 0 | 0 | 0.0028796 | 5000000 | scaled
410-50R | 1314332.5587 | 1306248.6177 | 0 | 8083.941 | 99.38% | 0% | 0.6151% | 813894.4229 | 1280401.3049 | 211873.2287 | 3212.638 | 598808.5561 | 333311.8088 | 5060.3708 | 942029.1254 | 410 | 0.044038 | 0.023996 | 0.012051 | 29845690.0173 | 340046.3796 | 5894.4389 | 968391.7401 | 7721728.2423 | 133850.1398 | 21990111.6351 | 20854717.2005 | 5428905.9405 | 82318.6097 | 15343492.6503 | 2815591.2928 | 732949.758 | 11127.7111 | 2071513.8237 |  | 2010 | 410-50R | 1314332.5587 | 500438.1358 | 33931.2538 | 1306248.6177 | 492354.1948 | 25847.3127 | 0 | 0 | 0 | 8083.941 | 340046.3796 | 128173.1509 | 6734.5709 | 961048.2327 | 128167.068 | 6728.488 | 0 | 0 | 0 | 6.0829 | 968391.7401 | 369583.184 | 26362.6147 | 961048.2327 | 362239.6766 | 19019.1073 | 0 | 0 | 0 | 7343.5074 | 5894.4389 | 2681.8009 | 834.0682 | 5160.0882 | 1947.4502 | 99.7174 | 0 | 0 | 0 | 734.3507 | 0.032645 | 0.012604 | 0.0006584 | 0 | 0 | 0 | 0.011393 | 5000000 | scaled
411-1873R | 1857539.278 | 1817298.243 | 33376.1103 | 6864.9247 | 97.83% | 1.797% | 0.3696% | 1070877.588 | 1807226.2773 | 190556.3034 | 19904.7883 | 860416.4963 | 320492.6531 | 39314.0522 | 1447419.572 | 411 | 0.04682 | 0.026357 | 0.011298 | 39673886.0143 | 327938.4118 | 42220.2789 | 1487380.5874 | 7004207.8367 | 901753.4922 | 31767924.6854 | 29846404.7491 | 5310990.3707 | 554765.899 | 23980648.4794 | 4453266.1195 | 789740.107 | 96875.4931 | 3566650.5194 |  | 2011 | 411-1873R | 1857539.278 | 786661.69 | 50313.0006 | 1817298.243 | 761321.2971 | 41222.342 | 33376.1103 | 18475.4682 | 2225.7339 | 6864.9247 | 327938.4118 | 137382.1084 | 7445.7587 | 1478281.4664 | 137349.5003 | 7437.287 | 49.575 | 27.4424 | 3.306 | 5.1656 | 1487380.5874 | 626964.091 | 39961.0153 | 1478281.4664 | 619143.1354 | 33533.949 | 2862.9763 | 1584.811 | 190.9217 | 6236.1446 | 42220.2789 | 22315.4906 | 2906.2266 | 11133.1054 | 4828.6614 | 251.1059 | 30463.5589 | 16863.2147 | 2031.5062 | 623.6145 | 0.026363 | 0.010544 | 0.0005512 | 0.01079 | 0.0061448 | 0.001079 | 0.0096678 | 5000000 | scaled
411-30R | 6370041.441 | 6272317.8666 | 80399.7124 | 17323.8619 | 98.47% | 1.262% | 0.272% | 3759447.3609 | 6204044.0871 | 780307.3619 | 38561.7384 | 2940578.2607 | 1284270.3227 | 77971.0387 | 4841802.7257 | 411 | 0.10309 | 0.058195 | 0.026948 | 61789392.0913 | 1314319.8677 | 84641.8628 | 4971079.7105 | 12748900.6766 | 821025.9379 | 48219465.4767 | 44859113.9515 | 9310915.5421 | 460132.8998 | 35088065.5095 | 6160005.1173 | 1275154.0203 | 77417.5668 | 4807433.5302 |  | 2012 | 411-30R | 6370041.441 | 2610594.0801 | 165997.3539 | 6272317.8666 | 2548799.7017 | 143310.314 | 80399.7124 | 44470.5165 | 5363.178 | 17323.8619 | 1314319.8677 | 534012.5058 | 30049.545 | 4948345.33 | 533929.8267 | 30028.1103 | 125.9108 | 69.6435 | 8.3991 | 13.0356 | 4971079.7105 | 2030501.4498 | 129276.9848 | 4948345.33 | 2010894.0224 | 113073.1074 | 6997.2657 | 3870.3126 | 466.7626 | 15737.1148 | 84641.8628 | 46080.1244 | 6670.8241 | 9791.6154 | 3975.8526 | 209.0964 | 73276.5359 | 40530.5603 | 4888.0163 | 1573.7115 | 0.067932 | 0.027658 | 0.0014434 | 0.01073 | 0.0061058 | 0.001073 | 0.024431 | 5000000 | scaled
415-1237R | 133095.7859 | 16823.0905 | 110534.0887 | 5738.6067 | 12.64% | 83.05% | 4.312% | 59428.0587 | 119658.6753 | 773.5277 | 52212.8629 | 6441.6681 | 1248.2473 | 106142.1273 | 12268.3006 | 415 | 0.037795 | 0.021657 | 0.0095978 | 3521499.712 | 1275.6054 | 113671.5419 | 18148.6386 | 33750.4593 | 3007565.5615 | 480183.6913 | 3401597.9848 | 44275.8908 | 2988607.9574 | 368714.1366 | 1400019.8634 | 14604.6332 | 1241874.7427 | 143540.4875 |  | 2013 | 415-1237R | 133095.7859 | 73667.7272 | 13437.1106 | 16823.0905 | 6923.4716 | 327.2259 | 110534.0887 | 61005.6489 | 7371.278 | 5738.6067 | 1275.6054 | 502.0777 | 27.358 | 3548.4547 | 415.0801 | 13.0498 | 149.8041 | 82.6794 | 9.9901 | 4.3181 | 18148.6386 | 11706.9705 | 5880.338 | 3548.4547 | 1313.0282 | 41.3368 | 9387.1943 | 5180.9526 | 626.0116 | 5212.9896 | 113671.5419 | 61458.6791 | 7529.4146 | 12153.1526 | 5195.3632 | 272.8393 | 100997.0903 | 55742.0169 | 6735.2763 | 521.299 | 0.018944 | 0.0074346 | 0.0003882 | 0.010713 | 0.0060838 | 0.0010712 | 0.0081384 | 5000000 | scaled
415-33 | 139778.6103 | 28191.1433 | 104891.435 | 6696.032 | 20.17% | 75.04% | 4.79% | 65404.7803 | 125611.9057 | 4268.6667 | 45128.3842 | 16007.7294 | 6454.0658 | 92808.079 | 26349.7609 | 415 | 0.039288 | 0.022782 | 0.010796 | 3557775.8796 | 6574.8533 | 99878.6879 | 33325.0692 | 167349.3125 | 2542205.748 | 848220.8191 | 3264587.3941 | 213064.4784 | 2252519.6704 | 799003.2452 | 1312266.5369 | 67425.5718 | 969565.2314 | 275275.7337 |  | 2014 | 415-33 | 139778.6103 | 74373.83 | 14166.7046 | 28191.1433 | 9869.4306 | 475.4292 | 104891.435 | 57808.3674 | 6995.2434 | 6696.032 | 6574.8533 | 2306.1866 | 120.7875 | 18391.5564 | 2218.1577 | 105.7065 | 150.5833 | 82.9903 | 10.0424 | 5.0385 | 33325.0692 | 17317.3398 | 6975.3083 | 18391.5564 | 6356.7196 | 302.3248 | 8850.7915 | 4877.8988 | 590.2621 | 6082.7213 | 99878.6879 | 54750.3037 | 7070.6089 | 3380.3555 | 1294.5532 | 67.3979 | 95890.0602 | 52847.4783 | 6394.9388 | 608.2721 | 0.019237 | 0.007367 | 0.0003838 | 0.01071 | 0.0060742 | 0.001071 | 0.0093408 | 5000000 | scaled
416-21 | 17053.6459 | 15040.6582 | 0 | 2012.9878 | 88.2% | 0% | 11.8% | 8467.9094 | 14696.1312 | 11.3138 | 8398.6059 | 57.9897 | 17.1411 | 14591.1025 | 87.8876 | 416 | 0.0069518 | 0.0045714 | 0.0029342 | 2453126.6647 | 18.7295 | 15118.0347 | 1916.8818 | 2694.1897 | 2174693.5549 | 275738.9202 | 1878141.6133 | 2509.3446 | 1862770.4376 | 12861.8311 | 803460.8336 | 937.1288 | 797718.7518 | 4804.953 |  | 2015 | 416-21 | 17053.6459 | 8585.7366 | 2357.5148 | 15040.6582 | 6572.7488 | 344.527 | 0 | 0 | 0 | 2012.9878 | 18.7295 | 7.4157 | 1.5884 | 88.2699 | 5.901 | 0.073702 | 0 | 0 | 0 | 1.5147 | 1916.8818 | 1858.8922 | 1828.9943 | 88.2699 | 30.2803 | 0.38237 | 0 | 0 | 0 | 1828.6119 | 15118.0347 | 6719.4287 | 526.9321 | 14935.1735 | 6536.5676 | 344.0709 | 0 | 0 | 0 | 182.8612 | 0.0041084 | 0.001728 | 9.08e-05 | 0 | 0 | 0 | 0.0028434 | 5000000 | scaled
416-29AE | 443.1363 | 58.9724 | 0 | 384.1639 | 13.31% | 0% | 86.69% | 36.0492 | 57.8171 | 0.013006 | 35.964 | 0.072157 | 0.11154 | 57.1251 | 0.58048 | 416 | 0.0012336 | 0.0008122 | 0.0005644 | 359222.0118 | 0.40061 | 93.1781 | 349.5576 | 324.7479 | 75533.4514 | 283363.8125 | 501215.3464 | 180.8338 | 500031.2663 | 1003.2463 | 682705.8183 | 1317.0435 | 674534.5003 | 6854.2745 |  | 2016 | 416-29AE | 443.1363 | 407.0871 | 385.3192 | 58.9724 | 22.9232 | 1.1553 | 0 | 0 | 0 | 384.1639 | 0.40061 | 0.3876 | 0.28907 | 0.58048 | 0.098532 | 0 | 0 | 0 | 0 | 0.28907 | 349.5576 | 349.4854 | 348.9771 | 0.58048 | 0.50832 | 0 | 0 | 0 | 0 | 348.9771 | 93.1781 | 57.2141 | 36.053 | 58.2804 | 22.3163 | 1.1553 | 0 | 0 | 0 | 34.8977 | 0.000683 | 0.0002616 | 1.38e-05 | 0 | 0 | 0 | 0.0005506 | 5000000 | scaled
416-35F | 1295.8021 | 541.6522 | 0 | 754.1499 | 41.8% | 0% | 58.2% | 335.5303 | 530.5835 | 2.3439 | 320.9354 | 12.251 | 3.3556 | 509.6966 | 17.5313 | 416 | 0.0029674 | 0.001812 | 0.0011324 | 436679.2779 | 4.0125 | 588.7176 | 703.0719 | 1352.2073 | 198395.0972 | 236931.9734 | 529951.3409 | 3702.0196 | 506899.605 | 19349.7163 | 675749.3756 | 4273.6803 | 649147.8606 | 22327.8346 |  | 2017 | 416-35F | 1295.8021 | 960.2718 | 765.2186 | 541.6522 | 206.122 | 11.0687 | 0 | 0 | 0 | 754.1499 | 4.0125 | 1.6687 | 0.65694 | 17.997 | 1.1012 | 0.089467 | 0 | 0 | 0 | 0.56747 | 703.0719 | 690.821 | 685.5406 | 17.997 | 5.7461 | 0.4657 | 0 | 0 | 0 | 685.0749 | 588.7176 | 267.7822 | 79.021 | 520.2101 | 199.2747 | 10.5135 | 0 | 0 | 0 | 68.5075 | 0.0018728 | 0.0007174 | 3.78e-05 | 0 | 0 | 0 | 0.0010946 | 5000000 | scaled
416-37F | 1722.6905 | 802.1881 | 0 | 920.5024 | 46.57% | 0% | 53.43% | 498.5119 | 786.0675 | 3.1408 | 479.1261 | 16.245 | 4.0512 | 761.0652 | 20.9511 | 416 | 0.0035008 | 0.0021182 | 0.001305 | 492084.8042 | 4.8345 | 860.2438 | 857.6122 | 1380.9792 | 245727.7748 | 244976.0502 | 577933.4396 | 3641.184 | 555459.1958 | 18833.0598 | 717718.7586 | 3698.9784 | 694890.4186 | 19129.3616 |  | 2018 | 416-37F | 1722.6905 | 1224.1786 | 936.623 | 802.1881 | 303.6762 | 16.1206 | 0 | 0 | 0 | 920.5024 | 4.8345 | 1.6937 | 0.7833 | 21.4214 | 1.0011 | 0.090649 | 0 | 0 | 0 | 0.69265 | 857.6122 | 841.3672 | 836.6611 | 21.4214 | 5.1765 | 0.47039 | 0 | 0 | 0 | 836.1907 | 860.2438 | 381.1177 | 99.1786 | 776.6247 | 297.4986 | 15.5595 | 0 | 0 | 0 | 83.6191 | 0.0022406 | 0.000858 | 4.48e-05 | 0 | 0 | 0 | 0.0012602 | 5000000 | scaled
416-38 | 0 | 0 | 0 | 0 | 0% | 0% | 0% | 0 | 0 | 0 | 0 | 0 | 0 | 0 | 0 | 416 | 0 | 0 | 0 | 0 | 0 | 0 | 0 | 0 | 0 | 0 | 0 | 0 | 0 | 0 | 0 | 0 | 0 | 0 |  | 2019 | 416-38 | 0 | 0 | 0 | 0 | 0 | 0 | 0 | 0 | 0 | 0 | 0 | 0 | 0 | 0 | 0 | 0 | 0 | 0 | 0 | 0 | 0 | 0 | 0 | 0 | 0 | 0 | 0 | 0 | 0 | 0 | 0 | 0 | 0 | 0 | 0 | 0 | 0 | 0 | 0 | 0 | 0 | 0 | 0 | 0 | 0 | 0 | 0 | 5000000 | scaled
417-21R | 169297.6361 | 63108.7348 | 99825.8143 | 6363.0869 | 37.28% | 58.96% | 3.759% | 85273.5665 | 155319.782 | 9655.9195 | 47338.519 | 28279.128 | 14789.836 | 95243.2129 | 45286.7332 | 417 | 0.039679 | 0.02272 | 0.010471 | 4266681.0167 | 15014.4632 | 102117.9099 | 52165.263 | 378398.2259 | 2573600.8936 | 1314681.8972 | 3698177.3898 | 418761.6951 | 2052995.4092 | 1226420.2855 | 1334936.5868 | 127115.1225 | 818592.7629 | 389228.7014 |  | 2020 | 417-21R | 169297.6361 | 84024.0696 | 13977.854 | 63108.7348 | 22687.4445 | 955.2412 | 99825.8143 | 54973.5382 | 6659.5258 | 6363.0869 | 15014.4632 | 5358.5437 | 224.6273 | 37994.4234 | 5278.9291 | 210.7747 | 135.8768 | 74.8266 | 9.0645 | 4.788 | 52165.263 | 23886.135 | 6878.5298 | 37994.4234 | 13485.2227 | 538.511 | 8390.5678 | 4620.6405 | 559.747 | 5780.2718 | 102117.9099 | 54779.3909 | 6874.697 | 10240.513 | 3923.2927 | 205.9555 | 91299.3697 | 50278.071 | 6090.7143 | 578.0272 | 0.019964 | 0.007648 | 0.0003998 | 0.010716 | 0.006073 | 0.0010716 | 0.0089994 | 5000000 | scaled
417-41 | 622.7237 | 542.6264 | 0 | 80.0973 | 87.14% | 0% | 12.86% | 177.4673 | 523.6381 | 0 | 177.4673 | 0 | 0 | 523.6381 | 0 | 417 | 0.0002544 | 0.0002058 | 0.000111 | 2447813.2668 | 0.060271 | 549.9025 | 72.7609 | 236.9128 | 2161566.4384 | 286009.9156 | 2163539.2454 | 0 | 2163539.2454 | 0 | 892662.6861 | 0 | 892662.6861 | 0 |  | 2021 | 417-41 | 622.7237 | 445.2564 | 99.0856 | 542.6264 | 365.1591 | 18.9883 | 0 | 0 | 0 | 80.0973 | 0.060271 | 0.060271 | 0.060271 | 0 | 0 | 0 | 0 | 0 | 0 | 0.060271 | 72.7609 | 72.7609 | 72.7609 | 0 | 0 | 0 | 0 | 0 | 0 | 72.7609 | 549.9025 | 372.4352 | 26.2644 | 542.6264 | 365.1591 | 18.9883 | 0 | 0 | 0 | 7.2761 | 0.0001486 | 0.0001 | 5.2e-06 | 0 | 0 | 0 | 0.0001058 | 5000000 | scaled
417-43 | 0 | 0 | 0 | 0 | 0% | 0% | 0% | 0 | 0 | 0 | 0 | 0 | 0 | 0 | 0 | 417 | 0 | 0 | 0 | 0 | 0 | 0 | 0 | 0 | 0 | 0 | 0 | 0 | 0 | 0 | 0 | 0 | 0 | 0 |  | 2022 | 417-43 | 0 | 0 | 0 | 0 | 0 | 0 | 0 | 0 | 0 | 0 | 0 | 0 | 0 | 0 | 0 | 0 | 0 | 0 | 0 | 0 | 0 | 0 | 0 | 0 | 0 | 0 | 0 | 0 | 0 | 0 | 0 | 0 | 0 | 0 | 0 | 0 | 0 | 0 | 0 | 0 | 0 | 0 | 0 | 0 | 0 | 0 | 0 | 5000000 | scaled
417-44AE | 68543.974 | 74.6747 | 67939.6043 | 529.695 | 0.1089% | 99.12% | 0.7728% | 30567.9299 | 63482.2616 | 39.2855 | 27769.2947 | 2759.3497 | 81.5369 | 57668.6914 | 5732.0334 | 417 | 0.0129 | 0.0073744 | 0.0018416 | 5313568.7397 | 87.6934 | 61833.8549 | 6622.4257 | 6798.0437 | 4793396.4011 | 513374.2949 | 5149713.0777 | 6618.3393 | 4678233.0516 | 464861.6867 | 2748540.6287 | 3530.2373 | 2496835.1346 | 248175.2569 |  | 2023 | 417-44AE | 68543.974 | 37976.0441 | 5061.7124 | 74.6747 | 29.1467 | 1.3648 | 67939.6043 | 37417.2024 | 4530.6526 | 529.695 | 87.6934 | 48.4079 | 6.1565 | 4.8639 | 0.4564 | 0 | 86.3434 | 47.5529 | 5.7579 | 0.39858 | 6622.4257 | 3863.076 | 890.3924 | 4.8639 | 2.3326 | 0 | 6136.3833 | 3379.5648 | 409.2138 | 481.1786 | 61833.8549 | 34064.5602 | 4165.1635 | 68.8594 | 26.3577 | 1.3648 | 61716.8776 | 33990.0846 | 4115.6809 | 48.1179 | 0.001392 | 0.0005328 | 2.76e-05 | 0.010771 | 0.0061046 | 0.001077 | 0.000737 | 5000000 | scaled
417-791AE | 96251.671 | 1746.7325 | 92749.407 | 1755.5316 | 1.815% | 96.36% | 1.824% | 42741.2965 | 88276.9984 | 59.2058 | 39251.7913 | 3430.2994 | 121.0243 | 81039.4851 | 7116.4891 | 417 | 0.016976 | 0.0099898 | 0.0036014 | 5669867.5204 | 130.367 | 86904.8496 | 9216.4545 | 7679.4879 | 5119277.1892 | 542910.8433 | 5356501.0861 | 7419.8888 | 4919183.0928 | 429898.1045 | 2214325.7162 | 3035.7525 | 2032781.1213 | 178508.8424 |  | 2024 | 417-791AE | 96251.671 | 53510.3745 | 7974.6726 | 1746.7325 | 671.6084 | 34.4669 | 92749.407 | 51083.2346 | 6184.6742 | 1755.5316 | 130.367 | 71.1612 | 9.3427 | 51.1236 | 4.2377 | 0.07922 | 119.1114 | 65.6025 | 7.9425 | 1.321 | 9216.4545 | 5786.1551 | 2099.9654 | 51.1236 | 21.7912 | 0.40957 | 7570.594 | 4169.627 | 504.8189 | 1594.7369 | 86904.8496 | 47653.0582 | 5865.3645 | 1685.6743 | 645.5794 | 33.9781 | 85059.7016 | 46848.0051 | 5671.9127 | 159.4737 | 0.0037746 | 0.0014458 | 7.56e-05 | 0.010751 | 0.0060932 | 0.001075 | 0.0024508 | 5000000 | scaled
418-1260 | 2152.9209 | 563.257 | 0 | 1589.6639 | 26.16% | 0% | 73.84% | 317.3487 | 549.9565 | 11.6681 | 245.817 | 59.8635 | 17.8993 | 440.2416 | 91.8156 | 418 | 0.0068202 | 0.0041086 | 0.0023346 | 315668.2926 | 19.5322 | 595.2708 | 1538.1179 | 2863.8681 | 87280.555 | 225523.8695 | 446763.4196 | 16426.4009 | 346061.1502 | 84275.8685 | 686612.0255 | 22346.9828 | 549634.7157 | 114630.327 |  | 2025 | 418-1260 | 2152.9209 | 1835.5722 | 1602.9644 | 563.257 | 245.9083 | 13.3006 | 0 | 0 | 0 | 1589.6639 | 19.5322 | 7.864 | 1.6329 | 94.0564 | 6.6678 | 0.43669 | 0 | 0 | 0 | 1.1962 | 1538.1179 | 1478.2544 | 1446.3023 | 94.0564 | 34.1928 | 2.2408 | 0 | 0 | 0 | 1444.0615 | 595.2708 | 349.4538 | 155.0293 | 450.8647 | 205.0477 | 10.6231 | 0 | 0 | 0 | 144.4062 | 0.0045828 | 0.0018712 | 9.72e-05 | 0 | 0 | 0 | 0.0022374 | 5000000 | scaled
418-25R | 6511.1364 | 3454.4774 | 0 | 3056.659 | 53.05% | 0% | 46.95% | 2093.9552 | 3382.8605 | 20.1088 | 1970.4977 | 103.3487 | 33.4503 | 3177.4986 | 171.9116 | 418 | 0.011457 | 0.0071162 | 0.0044224 | 568310.7582 | 36.515 | 3522.0944 | 2952.527 | 3187.131 | 307418.5579 | 257705.0693 | 620721.9017 | 5960.9494 | 584124.7624 | 30636.1899 | 707370.6299 | 6994.6044 | 664428.5778 | 35947.4477 |  | 2026 | 418-25R | 6511.1364 | 4417.1812 | 3128.2759 | 3454.4774 | 1360.5222 | 71.6169 | 0 | 0 | 0 | 3056.659 | 36.515 | 16.4062 | 3.0646 | 175.837 | 14.1061 | 0.76461 | 0 | 0 | 0 | 2.3 | 2952.527 | 2849.1783 | 2780.6154 | 175.837 | 72.4883 | 3.9254 | 0 | 0 | 0 | 2776.69 | 3522.0944 | 1551.5967 | 344.5958 | 3244.4254 | 1273.9278 | 66.9268 | 0 | 0 | 0 | 277.669 | 0.007183 | 0.0028422 | 0.0001484 | 0 | 0 | 0 | 0.004274 | 5000000 | scaled
424-34F | 0 | 0 | 0 | 0 | 0% | 0% | 0% | 0 | 0 | 0 | 0 | 0 | 0 | 0 | 0 | 424 | 0 | 0 | 0 | 0 | 0 | 0 | 0 | 0 | 0 | 0 | 0 | 0 | 0 | 0 | 0 | 0 | 0 | 0 |  | 2027 | 424-34F | 0 | 0 | 0 | 0 | 0 | 0 | 0 | 0 | 0 | 0 | 0 | 0 | 0 | 0 | 0 | 0 | 0 | 0 | 0 | 0 | 0 | 0 | 0 | 0 | 0 | 0 | 0 | 0 | 0 | 0 | 0 | 0 | 0 | 0 | 0 | 0 | 0 | 0 | 0 | 0 | 0 | 0 | 0 | 0 | 0 | 0 | 0 | 5000000 | scaled
42-46 | 44005.0028 | 30761.7871 | 0 | 13243.2157 | 69.91% | 0% | 30.09% | 18752.2968 | 30180.7479 | 625.4951 | 16043.9491 | 2082.8525 | 994.9457 | 25872.5678 | 3313.2343 | 42 | 0.051941 | 0.031535 | 0.019268 | 847208.0502 | 1013.6768 | 27618.6238 | 15372.7021 | 19515.853 | 531728.6435 | 295963.5536 | 800793.6045 | 26710.9932 | 685136.9736 | 88945.6377 | 717479.6762 | 23652.6058 | 615062.3457 | 78764.7247 |  | 2028 | 42-46 | 44005.0028 | 25252.706 | 13824.2549 | 30761.7871 | 12009.4903 | 581.0392 | 0 | 0 | 0 | 13243.2157 | 1013.6768 | 388.1817 | 18.7311 | 3342.4743 | 378.2166 | 8.766 | 0 | 0 | 0 | 9.9651 | 15372.7021 | 13289.8496 | 12059.4678 | 3342.4743 | 1259.6218 | 29.24 | 0 | 0 | 0 | 12030.2278 | 27618.6238 | 11574.6747 | 1746.056 | 26415.601 | 10371.6519 | 543.0332 | 0 | 0 | 0 | 1203.0228 | 0.033352 | 0.012945 | 0.0006782 | 0 | 0 | 0 | 0.01859 | 5000000 | scaled
423-32 | 0 | 0 | 0 | 0 | 0% | 0% | 0% | 0 | 0 | 0 | 0 | 0 | 0 | 0 | 0 | 423 | 0 | 0 | 0 | 0 | 0 | 0 | 0 | 0 | 0 | 0 | 0 | 0 | 0 | 0 | 0 | 0 | 0 | 0 |  | 2029 | 423-32 | 0 | 0 | 0 | 0 | 0 | 0 | 0 | 0 | 0 | 0 | 0 | 0 | 0 | 0 | 0 | 0 | 0 | 0 | 0 | 0 | 0 | 0 | 0 | 0 | 0 | 0 | 0 | 0 | 0 | 0 | 0 | 0 | 0 | 0 | 0 | 0 | 0 | 0 | 0 | 0 | 0 | 0 | 0 | 0 | 0 | 0 | 0 | 5000000 | scaled
423-33F | 0 | 0 | 0 | 0 | 0% | 0% | 0% | 0 | 0 | 0 | 0 | 0 | 0 | 0 | 0 | 423 | 0 | 0 | 0 | 0 | 0 | 0 | 0 | 0 | 0 | 0 | 0 | 0 | 0 | 0 | 0 | 0 | 0 | 0 |  | 2030 | 423-33F | 0 | 0 | 0 | 0 | 0 | 0 | 0 | 0 | 0 | 0 | 0 | 0 | 0 | 0 | 0 | 0 | 0 | 0 | 0 | 0 | 0 | 0 | 0 | 0 | 0 | 0 | 0 | 0 | 0 | 0 | 0 | 0 | 0 | 0 | 0 | 0 | 0 | 0 | 0 | 0 | 0 | 0 | 0 | 0 | 0 | 0 | 0 | 5000000 | scaled
423-34F | 0 | 0 | 0 | 0 | 0% | 0% | 0% | 0 | 0 | 0 | 0 | 0 | 0 | 0 | 0 | 423 | 0 | 0 | 0 | 0 | 0 | 0 | 0 | 0 | 0 | 0 | 0 | 0 | 0 | 0 | 0 | 0 | 0 | 0 |  | 2031 | 423-34F | 0 | 0 | 0 | 0 | 0 | 0 | 0 | 0 | 0 | 0 | 0 | 0 | 0 | 0 | 0 | 0 | 0 | 0 | 0 | 0 | 0 | 0 | 0 | 0 | 0 | 0 | 0 | 0 | 0 | 0 | 0 | 0 | 0 | 0 | 0 | 0 | 0 | 0 | 0 | 0 | 0 | 0 | 0 | 0 | 0 | 0 | 0 | 5000000 | scaled
423-35F | 0 | 0 | 0 | 0 | 0% | 0% | 0% | 0 | 0 | 0 | 0 | 0 | 0 | 0 | 0 | 423 | 0 | 0 | 0 | 0 | 0 | 0 | 0 | 0 | 0 | 0 | 0 | 0 | 0 | 0 | 0 | 0 | 0 | 0 |  | 2032 | 423-35F | 0 | 0 | 0 | 0 | 0 | 0 | 0 | 0 | 0 | 0 | 0 | 0 | 0 | 0 | 0 | 0 | 0 | 0 | 0 | 0 | 0 | 0 | 0 | 0 | 0 | 0 | 0 | 0 | 0 | 0 | 0 | 0 | 0 | 0 | 0 | 0 | 0 | 0 | 0 | 0 | 0 | 0 | 0 | 0 | 0 | 0 | 0 | 5000000 | scaled
424-271 | 0 | 0 | 0 | 0 | 0% | 0% | 0% | 0 | 0 | 0 | 0 | 0 | 0 | 0 | 0 | 424 | 0 | 0 | 0 | 0 | 0 | 0 | 0 | 0 | 0 | 0 | 0 | 0 | 0 | 0 | 0 | 0 | 0 | 0 |  | 2033 | 424-271 | 0 | 0 | 0 | 0 | 0 | 0 | 0 | 0 | 0 | 0 | 0 | 0 | 0 | 0 | 0 | 0 | 0 | 0 | 0 | 0 | 0 | 0 | 0 | 0 | 0 | 0 | 0 | 0 | 0 | 0 | 0 | 0 | 0 | 0 | 0 | 0 | 0 | 0 | 0 | 0 | 0 | 0 | 0 | 0 | 0 | 0 | 0 | 5000000 | scaled
424-31 | 0 | 0 | 0 | 0 | 0% | 0% | 0% | 0 | 0 | 0 | 0 | 0 | 0 | 0 | 0 | 424 | 0 | 0 | 0 | 0 | 0 | 0 | 0 | 0 | 0 | 0 | 0 | 0 | 0 | 0 | 0 | 0 | 0 | 0 |  | 2034 | 424-31 | 0 | 0 | 0 | 0 | 0 | 0 | 0 | 0 | 0 | 0 | 0 | 0 | 0 | 0 | 0 | 0 | 0 | 0 | 0 | 0 | 0 | 0 | 0 | 0 | 0 | 0 | 0 | 0 | 0 | 0 | 0 | 0 | 0 | 0 | 0 | 0 | 0 | 0 | 0 | 0 | 0 | 0 | 0 | 0 | 0 | 0 | 0 | 5000000 | scaled
424-32 | 0 | 0 | 0 | 0 | 0% | 0% | 0% | 0 | 0 | 0 | 0 | 0 | 0 | 0 | 0 | 424 | 0 | 0 | 0 | 0 | 0 | 0 | 0 | 0 | 0 | 0 | 0 | 0 | 0 | 0 | 0 | 0 | 0 | 0 |  | 2035 | 424-32 | 0 | 0 | 0 | 0 | 0 | 0 | 0 | 0 | 0 | 0 | 0 | 0 | 0 | 0 | 0 | 0 | 0 | 0 | 0 | 0 | 0 | 0 | 0 | 0 | 0 | 0 | 0 | 0 | 0 | 0 | 0 | 0 | 0 | 0 | 0 | 0 | 0 | 0 | 0 | 0 | 0 | 0 | 0 | 0 | 0 | 0 | 0 | 5000000 | scaled
424-32F | 0 | 0 | 0 | 0 | 0% | 0% | 0% | 0 | 0 | 0 | 0 | 0 | 0 | 0 | 0 | 424 | 0 | 0 | 0 | 0 | 0 | 0 | 0 | 0 | 0 | 0 | 0 | 0 | 0 | 0 | 0 | 0 | 0 | 0 |  | 2036 | 424-32F | 0 | 0 | 0 | 0 | 0 | 0 | 0 | 0 | 0 | 0 | 0 | 0 | 0 | 0 | 0 | 0 | 0 | 0 | 0 | 0 | 0 | 0 | 0 | 0 | 0 | 0 | 0 | 0 | 0 | 0 | 0 | 0 | 0 | 0 | 0 | 0 | 0 | 0 | 0 | 0 | 0 | 0 | 0 | 0 | 0 | 0 | 0 | 5000000 | scaled
424-33 | 0 | 0 | 0 | 0 | 0% | 0% | 0% | 0 | 0 | 0 | 0 | 0 | 0 | 0 | 0 | 424 | 0 | 0 | 0 | 0 | 0 | 0 | 0 | 0 | 0 | 0 | 0 | 0 | 0 | 0 | 0 | 0 | 0 | 0 |  | 2037 | 424-33 | 0 | 0 | 0 | 0 | 0 | 0 | 0 | 0 | 0 | 0 | 0 | 0 | 0 | 0 | 0 | 0 | 0 | 0 | 0 | 0 | 0 | 0 | 0 | 0 | 0 | 0 | 0 | 0 | 0 | 0 | 0 | 0 | 0 | 0 | 0 | 0 | 0 | 0 | 0 | 0 | 0 | 0 | 0 | 0 | 0 | 0 | 0 | 5000000 | scaled
424-33F | 0 | 0 | 0 | 0 | 0% | 0% | 0% | 0 | 0 | 0 | 0 | 0 | 0 | 0 | 0 | 424 | 0 | 0 | 0 | 0 | 0 | 0 | 0 | 0 | 0 | 0 | 0 | 0 | 0 | 0 | 0 | 0 | 0 | 0 |  | 2038 | 424-33F | 0 | 0 | 0 | 0 | 0 | 0 | 0 | 0 | 0 | 0 | 0 | 0 | 0 | 0 | 0 | 0 | 0 | 0 | 0 | 0 | 0 | 0 | 0 | 0 | 0 | 0 | 0 | 0 | 0 | 0 | 0 | 0 | 0 | 0 | 0 | 0 | 0 | 0 | 0 | 0 | 0 | 0 | 0 | 0 | 0 | 0 | 0 | 5000000 | scaled
424-34 | 0 | 0 | 0 | 0 | 0% | 0% | 0% | 0 | 0 | 0 | 0 | 0 | 0 | 0 | 0 | 424 | 0 | 0 | 0 | 0 | 0 | 0 | 0 | 0 | 0 | 0 | 0 | 0 | 0 | 0 | 0 | 0 | 0 | 0 |  | 2039 | 424-34 | 0 | 0 | 0 | 0 | 0 | 0 | 0 | 0 | 0 | 0 | 0 | 0 | 0 | 0 | 0 | 0 | 0 | 0 | 0 | 0 | 0 | 0 | 0 | 0 | 0 | 0 | 0 | 0 | 0 | 0 | 0 | 0 | 0 | 0 | 0 | 0 | 0 | 0 | 0 | 0 | 0 | 0 | 0 | 0 | 0 | 0 | 0 | 5000000 | scaled
424-74F | 0 | 0 | 0 | 0 | 0% | 0% | 0% | 0 | 0 | 0 | 0 | 0 | 0 | 0 | 0 | 424 | 0 | 0 | 0 | 0 | 0 | 0 | 0 | 0 | 0 | 0 | 0 | 0 | 0 | 0 | 0 | 0 | 0 | 0 |  | 2040 | 424-74F | 0 | 0 | 0 | 0 | 0 | 0 | 0 | 0 | 0 | 0 | 0 | 0 | 0 | 0 | 0 | 0 | 0 | 0 | 0 | 0 | 0 | 0 | 0 | 0 | 0 | 0 | 0 | 0 | 0 | 0 | 0 | 0 | 0 | 0 | 0 | 0 | 0 | 0 | 0 | 0 | 0 | 0 | 0 | 0 | 0 | 0 | 0 | 5000000 | scaled
424-75F | 0 | 0 | 0 | 0 | 0% | 0% | 0% | 0 | 0 | 0 | 0 | 0 | 0 | 0 | 0 | 424 | 0 | 0 | 0 | 0 | 0 | 0 | 0 | 0 | 0 | 0 | 0 | 0 | 0 | 0 | 0 | 0 | 0 | 0 |  | 2041 | 424-75F | 0 | 0 | 0 | 0 | 0 | 0 | 0 | 0 | 0 | 0 | 0 | 0 | 0 | 0 | 0 | 0 | 0 | 0 | 0 | 0 | 0 | 0 | 0 | 0 | 0 | 0 | 0 | 0 | 0 | 0 | 0 | 0 | 0 | 0 | 0 | 0 | 0 | 0 | 0 | 0 | 0 | 0 | 0 | 0 | 0 | 0 | 0 | 5000000 | scaled
424-76 | 0 | 0 | 0 | 0 | 0% | 0% | 0% | 0 | 0 | 0 | 0 | 0 | 0 | 0 | 0 | 424 | 0 | 0 | 0 | 0 | 0 | 0 | 0 | 0 | 0 | 0 | 0 | 0 | 0 | 0 | 0 | 0 | 0 | 0 |  | 2042 | 424-76 | 0 | 0 | 0 | 0 | 0 | 0 | 0 | 0 | 0 | 0 | 0 | 0 | 0 | 0 | 0 | 0 | 0 | 0 | 0 | 0 | 0 | 0 | 0 | 0 | 0 | 0 | 0 | 0 | 0 | 0 | 0 | 0 | 0 | 0 | 0 | 0 | 0 | 0 | 0 | 0 | 0 | 0 | 0 | 0 | 0 | 0 | 0 | 5000000 | scaled
424-77F | 0 | 0 | 0 | 0 | 0% | 0% | 0% | 0 | 0 | 0 | 0 | 0 | 0 | 0 | 0 | 424 | 0 | 0 | 0 | 0 | 0 | 0 | 0 | 0 | 0 | 0 | 0 | 0 | 0 | 0 | 0 | 0 | 0 | 0 |  | 2043 | 424-77F | 0 | 0 | 0 | 0 | 0 | 0 | 0 | 0 | 0 | 0 | 0 | 0 | 0 | 0 | 0 | 0 | 0 | 0 | 0 | 0 | 0 | 0 | 0 | 0 | 0 | 0 | 0 | 0 | 0 | 0 | 0 | 0 | 0 | 0 | 0 | 0 | 0 | 0 | 0 | 0 | 0 | 0 | 0 | 0 | 0 | 0 | 0 | 5000000 | scaled
425-283 | 0 | 0 | 0 | 0 | 0% | 0% | 0% | 0 | 0 | 0 | 0 | 0 | 0 | 0 | 0 | 425 | 0 | 0 | 0 | 0 | 0 | 0 | 0 | 0 | 0 | 0 | 0 | 0 | 0 | 0 | 0 | 0 | 0 | 0 |  | 2044 | 425-283 | 0 | 0 | 0 | 0 | 0 | 0 | 0 | 0 | 0 | 0 | 0 | 0 | 0 | 0 | 0 | 0 | 0 | 0 | 0 | 0 | 0 | 0 | 0 | 0 | 0 | 0 | 0 | 0 | 0 | 0 | 0 | 0 | 0 | 0 | 0 | 0 | 0 | 0 | 0 | 0 | 0 | 0 | 0 | 0 | 0 | 0 | 0 | 5000000 | scaled
425-284F | 0 | 0 | 0 | 0 | 0% | 0% | 0% | 0 | 0 | 0 | 0 | 0 | 0 | 0 | 0 | 425 | 0 | 0 | 0 | 0 | 0 | 0 | 0 | 0 | 0 | 0 | 0 | 0 | 0 | 0 | 0 | 0 | 0 | 0 |  | 2045 | 425-284F | 0 | 0 | 0 | 0 | 0 | 0 | 0 | 0 | 0 | 0 | 0 | 0 | 0 | 0 | 0 | 0 | 0 | 0 | 0 | 0 | 0 | 0 | 0 | 0 | 0 | 0 | 0 | 0 | 0 | 0 | 0 | 0 | 0 | 0 | 0 | 0 | 0 | 0 | 0 | 0 | 0 | 0 | 0 | 0 | 0 | 0 | 0 | 5000000 | scaled
425-45 | 0 | 0 | 0 | 0 | 0% | 0% | 0% | 0 | 0 | 0 | 0 | 0 | 0 | 0 | 0 | 425 | 0 | 0 | 0 | 0 | 0 | 0 | 0 | 0 | 0 | 0 | 0 | 0 | 0 | 0 | 0 | 0 | 0 | 0 |  | 2046 | 425-45 | 0 | 0 | 0 | 0 | 0 | 0 | 0 | 0 | 0 | 0 | 0 | 0 | 0 | 0 | 0 | 0 | 0 | 0 | 0 | 0 | 0 | 0 | 0 | 0 | 0 | 0 | 0 | 0 | 0 | 0 | 0 | 0 | 0 | 0 | 0 | 0 | 0 | 0 | 0 | 0 | 0 | 0 | 0 | 0 | 0 | 0 | 0 | 5000000 | scaled
425-46F | 0 | 0 | 0 | 0 | 0% | 0% | 0% | 0 | 0 | 0 | 0 | 0 | 0 | 0 | 0 | 425 | 0 | 0 | 0 | 0 | 0 | 0 | 0 | 0 | 0 | 0 | 0 | 0 | 0 | 0 | 0 | 0 | 0 | 0 |  | 2047 | 425-46F | 0 | 0 | 0 | 0 | 0 | 0 | 0 | 0 | 0 | 0 | 0 | 0 | 0 | 0 | 0 | 0 | 0 | 0 | 0 | 0 | 0 | 0 | 0 | 0 | 0 | 0 | 0 | 0 | 0 | 0 | 0 | 0 | 0 | 0 | 0 | 0 | 0 | 0 | 0 | 0 | 0 | 0 | 0 | 0 | 0 | 0 | 0 | 5000000 | scaled
425-47F | 0 | 0 | 0 | 0 | 0% | 0% | 0% | 0 | 0 | 0 | 0 | 0 | 0 | 0 | 0 | 425 | 0 | 0 | 0 | 0 | 0 | 0 | 0 | 0 | 0 | 0 | 0 | 0 | 0 | 0 | 0 | 0 | 0 | 0 |  | 2048 | 425-47F | 0 | 0 | 0 | 0 | 0 | 0 | 0 | 0 | 0 | 0 | 0 | 0 | 0 | 0 | 0 | 0 | 0 | 0 | 0 | 0 | 0 | 0 | 0 | 0 | 0 | 0 | 0 | 0 | 0 | 0 | 0 | 0 | 0 | 0 | 0 | 0 | 0 | 0 | 0 | 0 | 0 | 0 | 0 | 0 | 0 | 0 | 0 | 5000000 | scaled
425-48F | 0 | 0 | 0 | 0 | 0% | 0% | 0% | 0 | 0 | 0 | 0 | 0 | 0 | 0 | 0 | 425 | 0 | 0 | 0 | 0 | 0 | 0 | 0 | 0 | 0 | 0 | 0 | 0 | 0 | 0 | 0 | 0 | 0 | 0 |  | 2049 | 425-48F | 0 | 0 | 0 | 0 | 0 | 0 | 0 | 0 | 0 | 0 | 0 | 0 | 0 | 0 | 0 | 0 | 0 | 0 | 0 | 0 | 0 | 0 | 0 | 0 | 0 | 0 | 0 | 0 | 0 | 0 | 0 | 0 | 0 | 0 | 0 | 0 | 0 | 0 | 0 | 0 | 0 | 0 | 0 | 0 | 0 | 0 | 0 | 5000000 | scaled
427-101AE | 0 | 0 | 0 | 0 | 0% | 0% | 0% | 0 | 0 | 0 | 0 | 0 | 0 | 0 | 0 | 427 | 0 | 0 | 0 | 0 | 0 | 0 | 0 | 0 | 0 | 0 | 0 | 0 | 0 | 0 | 0 | 0 | 0 | 0 |  | 2050 | 427-101AE | 0 | 0 | 0 | 0 | 0 | 0 | 0 | 0 | 0 | 0 | 0 | 0 | 0 | 0 | 0 | 0 | 0 | 0 | 0 | 0 | 0 | 0 | 0 | 0 | 0 | 0 | 0 | 0 | 0 | 0 | 0 | 0 | 0 | 0 | 0 | 0 | 0 | 0 | 0 | 0 | 0 | 0 | 0 | 0 | 0 | 0 | 0 | 5000000 | scaled
427-102 | 0 | 0 | 0 | 0 | 0% | 0% | 0% | 0 | 0 | 0 | 0 | 0 | 0 | 0 | 0 | 427 | 0 | 0 | 0 | 0 | 0 | 0 | 0 | 0 | 0 | 0 | 0 | 0 | 0 | 0 | 0 | 0 | 0 | 0 |  | 2051 | 427-102 | 0 | 0 | 0 | 0 | 0 | 0 | 0 | 0 | 0 | 0 | 0 | 0 | 0 | 0 | 0 | 0 | 0 | 0 | 0 | 0 | 0 | 0 | 0 | 0 | 0 | 0 | 0 | 0 | 0 | 0 | 0 | 0 | 0 | 0 | 0 | 0 | 0 | 0 | 0 | 0 | 0 | 0 | 0 | 0 | 0 | 0 | 0 | 5000000 | scaled
427-103 | 0 | 0 | 0 | 0 | 0% | 0% | 0% | 0 | 0 | 0 | 0 | 0 | 0 | 0 | 0 | 427 | 0 | 0 | 0 | 0 | 0 | 0 | 0 | 0 | 0 | 0 | 0 | 0 | 0 | 0 | 0 | 0 | 0 | 0 |  | 2052 | 427-103 | 0 | 0 | 0 | 0 | 0 | 0 | 0 | 0 | 0 | 0 | 0 | 0 | 0 | 0 | 0 | 0 | 0 | 0 | 0 | 0 | 0 | 0 | 0 | 0 | 0 | 0 | 0 | 0 | 0 | 0 | 0 | 0 | 0 | 0 | 0 | 0 | 0 | 0 | 0 | 0 | 0 | 0 | 0 | 0 | 0 | 0 | 0 | 5000000 | scaled
427-126 | 0 | 0 | 0 | 0 | 0% | 0% | 0% | 0 | 0 | 0 | 0 | 0 | 0 | 0 | 0 | 427 | 0 | 0 | 0 | 0 | 0 | 0 | 0 | 0 | 0 | 0 | 0 | 0 | 0 | 0 | 0 | 0 | 0 | 0 |  | 2053 | 427-126 | 0 | 0 | 0 | 0 | 0 | 0 | 0 | 0 | 0 | 0 | 0 | 0 | 0 | 0 | 0 | 0 | 0 | 0 | 0 | 0 | 0 | 0 | 0 | 0 | 0 | 0 | 0 | 0 | 0 | 0 | 0 | 0 | 0 | 0 | 0 | 0 | 0 | 0 | 0 | 0 | 0 | 0 | 0 | 0 | 0 | 0 | 0 | 5000000 | scaled
427-126F | 0 | 0 | 0 | 0 | 0% | 0% | 0% | 0 | 0 | 0 | 0 | 0 | 0 | 0 | 0 | 427 | 0 | 0 | 0 | 0 | 0 | 0 | 0 | 0 | 0 | 0 | 0 | 0 | 0 | 0 | 0 | 0 | 0 | 0 |  | 2054 | 427-126F | 0 | 0 | 0 | 0 | 0 | 0 | 0 | 0 | 0 | 0 | 0 | 0 | 0 | 0 | 0 | 0 | 0 | 0 | 0 | 0 | 0 | 0 | 0 | 0 | 0 | 0 | 0 | 0 | 0 | 0 | 0 | 0 | 0 | 0 | 0 | 0 | 0 | 0 | 0 | 0 | 0 | 0 | 0 | 0 | 0 | 0 | 0 | 5000000 | scaled
427-127 | 0 | 0 | 0 | 0 | 0% | 0% | 0% | 0 | 0 | 0 | 0 | 0 | 0 | 0 | 0 | 427 | 0 | 0 | 0 | 0 | 0 | 0 | 0 | 0 | 0 | 0 | 0 | 0 | 0 | 0 | 0 | 0 | 0 | 0 |  | 2055 | 427-127 | 0 | 0 | 0 | 0 | 0 | 0 | 0 | 0 | 0 | 0 | 0 | 0 | 0 | 0 | 0 | 0 | 0 | 0 | 0 | 0 | 0 | 0 | 0 | 0 | 0 | 0 | 0 | 0 | 0 | 0 | 0 | 0 | 0 | 0 | 0 | 0 | 0 | 0 | 0 | 0 | 0 | 0 | 0 | 0 | 0 | 0 | 0 | 5000000 | scaled
427-127F | 0 | 0 | 0 | 0 | 0% | 0% | 0% | 0 | 0 | 0 | 0 | 0 | 0 | 0 | 0 | 427 | 0 | 0 | 0 | 0 | 0 | 0 | 0 | 0 | 0 | 0 | 0 | 0 | 0 | 0 | 0 | 0 | 0 | 0 |  | 2056 | 427-127F | 0 | 0 | 0 | 0 | 0 | 0 | 0 | 0 | 0 | 0 | 0 | 0 | 0 | 0 | 0 | 0 | 0 | 0 | 0 | 0 | 0 | 0 | 0 | 0 | 0 | 0 | 0 | 0 | 0 | 0 | 0 | 0 | 0 | 0 | 0 | 0 | 0 | 0 | 0 | 0 | 0 | 0 | 0 | 0 | 0 | 0 | 0 | 5000000 | scaled
427-137 | 0 | 0 | 0 | 0 | 0% | 0% | 0% | 0 | 0 | 0 | 0 | 0 | 0 | 0 | 0 | 427 | 0 | 0 | 0 | 0 | 0 | 0 | 0 | 0 | 0 | 0 | 0 | 0 | 0 | 0 | 0 | 0 | 0 | 0 |  | 2057 | 427-137 | 0 | 0 | 0 | 0 | 0 | 0 | 0 | 0 | 0 | 0 | 0 | 0 | 0 | 0 | 0 | 0 | 0 | 0 | 0 | 0 | 0 | 0 | 0 | 0 | 0 | 0 | 0 | 0 | 0 | 0 | 0 | 0 | 0 | 0 | 0 | 0 | 0 | 0 | 0 | 0 | 0 | 0 | 0 | 0 | 0 | 0 | 0 | 5000000 | scaled
427-138 | 0 | 0 | 0 | 0 | 0% | 0% | 0% | 0 | 0 | 0 | 0 | 0 | 0 | 0 | 0 | 427 | 0 | 0 | 0 | 0 | 0 | 0 | 0 | 0 | 0 | 0 | 0 | 0 | 0 | 0 | 0 | 0 | 0 | 0 |  | 2058 | 427-138 | 0 | 0 | 0 | 0 | 0 | 0 | 0 | 0 | 0 | 0 | 0 | 0 | 0 | 0 | 0 | 0 | 0 | 0 | 0 | 0 | 0 | 0 | 0 | 0 | 0 | 0 | 0 | 0 | 0 | 0 | 0 | 0 | 0 | 0 | 0 | 0 | 0 | 0 | 0 | 0 | 0 | 0 | 0 | 0 | 0 | 0 | 0 | 5000000 | scaled
427-140 | 0 | 0 | 0 | 0 | 0% | 0% | 0% | 0 | 0 | 0 | 0 | 0 | 0 | 0 | 0 | 427 | 0 | 0 | 0 | 0 | 0 | 0 | 0 | 0 | 0 | 0 | 0 | 0 | 0 | 0 | 0 | 0 | 0 | 0 |  | 2059 | 427-140 | 0 | 0 | 0 | 0 | 0 | 0 | 0 | 0 | 0 | 0 | 0 | 0 | 0 | 0 | 0 | 0 | 0 | 0 | 0 | 0 | 0 | 0 | 0 | 0 | 0 | 0 | 0 | 0 | 0 | 0 | 0 | 0 | 0 | 0 | 0 | 0 | 0 | 0 | 0 | 0 | 0 | 0 | 0 | 0 | 0 | 0 | 0 | 5000000 | scaled
427-140F | 0 | 0 | 0 | 0 | 0% | 0% | 0% | 0 | 0 | 0 | 0 | 0 | 0 | 0 | 0 | 427 | 0 | 0 | 0 | 0 | 0 | 0 | 0 | 0 | 0 | 0 | 0 | 0 | 0 | 0 | 0 | 0 | 0 | 0 |  | 2060 | 427-140F | 0 | 0 | 0 | 0 | 0 | 0 | 0 | 0 | 0 | 0 | 0 | 0 | 0 | 0 | 0 | 0 | 0 | 0 | 0 | 0 | 0 | 0 | 0 | 0 | 0 | 0 | 0 | 0 | 0 | 0 | 0 | 0 | 0 | 0 | 0 | 0 | 0 | 0 | 0 | 0 | 0 | 0 | 0 | 0 | 0 | 0 | 0 | 5000000 | scaled
427-141 | 0 | 0 | 0 | 0 | 0% | 0% | 0% | 0 | 0 | 0 | 0 | 0 | 0 | 0 | 0 | 427 | 0 | 0 | 0 | 0 | 0 | 0 | 0 | 0 | 0 | 0 | 0 | 0 | 0 | 0 | 0 | 0 | 0 | 0 |  | 2061 | 427-141 | 0 | 0 | 0 | 0 | 0 | 0 | 0 | 0 | 0 | 0 | 0 | 0 | 0 | 0 | 0 | 0 | 0 | 0 | 0 | 0 | 0 | 0 | 0 | 0 | 0 | 0 | 0 | 0 | 0 | 0 | 0 | 0 | 0 | 0 | 0 | 0 | 0 | 0 | 0 | 0 | 0 | 0 | 0 | 0 | 0 | 0 | 0 | 5000000 | scaled
427-141F | 0 | 0 | 0 | 0 | 0% | 0% | 0% | 0 | 0 | 0 | 0 | 0 | 0 | 0 | 0 | 427 | 0 | 0 | 0 | 0 | 0 | 0 | 0 | 0 | 0 | 0 | 0 | 0 | 0 | 0 | 0 | 0 | 0 | 0 |  | 2062 | 427-141F | 0 | 0 | 0 | 0 | 0 | 0 | 0 | 0 | 0 | 0 | 0 | 0 | 0 | 0 | 0 | 0 | 0 | 0 | 0 | 0 | 0 | 0 | 0 | 0 | 0 | 0 | 0 | 0 | 0 | 0 | 0 | 0 | 0 | 0 | 0 | 0 | 0 | 0 | 0 | 0 | 0 | 0 | 0 | 0 | 0 | 0 | 0 | 5000000 | scaled
427-142 | 0 | 0 | 0 | 0 | 0% | 0% | 0% | 0 | 0 | 0 | 0 | 0 | 0 | 0 | 0 | 427 | 0 | 0 | 0 | 0 | 0 | 0 | 0 | 0 | 0 | 0 | 0 | 0 | 0 | 0 | 0 | 0 | 0 | 0 |  | 2063 | 427-142 | 0 | 0 | 0 | 0 | 0 | 0 | 0 | 0 | 0 | 0 | 0 | 0 | 0 | 0 | 0 | 0 | 0 | 0 | 0 | 0 | 0 | 0 | 0 | 0 | 0 | 0 | 0 | 0 | 0 | 0 | 0 | 0 | 0 | 0 | 0 | 0 | 0 | 0 | 0 | 0 | 0 | 0 | 0 | 0 | 0 | 0 | 0 | 5000000 | scaled
427-142F | 0 | 0 | 0 | 0 | 0% | 0% | 0% | 0 | 0 | 0 | 0 | 0 | 0 | 0 | 0 | 427 | 0 | 0 | 0 | 0 | 0 | 0 | 0 | 0 | 0 | 0 | 0 | 0 | 0 | 0 | 0 | 0 | 0 | 0 |  | 2064 | 427-142F | 0 | 0 | 0 | 0 | 0 | 0 | 0 | 0 | 0 | 0 | 0 | 0 | 0 | 0 | 0 | 0 | 0 | 0 | 0 | 0 | 0 | 0 | 0 | 0 | 0 | 0 | 0 | 0 | 0 | 0 | 0 | 0 | 0 | 0 | 0 | 0 | 0 | 0 | 0 | 0 | 0 | 0 | 0 | 0 | 0 | 0 | 0 | 5000000 | scaled
427-211 | 0 | 0 | 0 | 0 | 0% | 0% | 0% | 0 | 0 | 0 | 0 | 0 | 0 | 0 | 0 | 427 | 0 | 0 | 0 | 0 | 0 | 0 | 0 | 0 | 0 | 0 | 0 | 0 | 0 | 0 | 0 | 0 | 0 | 0 |  | 2065 | 427-211 | 0 | 0 | 0 | 0 | 0 | 0 | 0 | 0 | 0 | 0 | 0 | 0 | 0 | 0 | 0 | 0 | 0 | 0 | 0 | 0 | 0 | 0 | 0 | 0 | 0 | 0 | 0 | 0 | 0 | 0 | 0 | 0 | 0 | 0 | 0 | 0 | 0 | 0 | 0 | 0 | 0 | 0 | 0 | 0 | 0 | 0 | 0 | 5000000 | scaled
427-212 | 0 | 0 | 0 | 0 | 0% | 0% | 0% | 0 | 0 | 0 | 0 | 0 | 0 | 0 | 0 | 427 | 0 | 0 | 0 | 0 | 0 | 0 | 0 | 0 | 0 | 0 | 0 | 0 | 0 | 0 | 0 | 0 | 0 | 0 |  | 2066 | 427-212 | 0 | 0 | 0 | 0 | 0 | 0 | 0 | 0 | 0 | 0 | 0 | 0 | 0 | 0 | 0 | 0 | 0 | 0 | 0 | 0 | 0 | 0 | 0 | 0 | 0 | 0 | 0 | 0 | 0 | 0 | 0 | 0 | 0 | 0 | 0 | 0 | 0 | 0 | 0 | 0 | 0 | 0 | 0 | 0 | 0 | 0 | 0 | 5000000 | scaled
427-214 | 0 | 0 | 0 | 0 | 0% | 0% | 0% | 0 | 0 | 0 | 0 | 0 | 0 | 0 | 0 | 427 | 0 | 0 | 0 | 0 | 0 | 0 | 0 | 0 | 0 | 0 | 0 | 0 | 0 | 0 | 0 | 0 | 0 | 0 |  | 2067 | 427-214 | 0 | 0 | 0 | 0 | 0 | 0 | 0 | 0 | 0 | 0 | 0 | 0 | 0 | 0 | 0 | 0 | 0 | 0 | 0 | 0 | 0 | 0 | 0 | 0 | 0 | 0 | 0 | 0 | 0 | 0 | 0 | 0 | 0 | 0 | 0 | 0 | 0 | 0 | 0 | 0 | 0 | 0 | 0 | 0 | 0 | 0 | 0 | 5000000 | scaled
427-214F | 0 | 0 | 0 | 0 | 0% | 0% | 0% | 0 | 0 | 0 | 0 | 0 | 0 | 0 | 0 | 427 | 0 | 0 | 0 | 0 | 0 | 0 | 0 | 0 | 0 | 0 | 0 | 0 | 0 | 0 | 0 | 0 | 0 | 0 |  | 2068 | 427-214F | 0 | 0 | 0 | 0 | 0 | 0 | 0 | 0 | 0 | 0 | 0 | 0 | 0 | 0 | 0 | 0 | 0 | 0 | 0 | 0 | 0 | 0 | 0 | 0 | 0 | 0 | 0 | 0 | 0 | 0 | 0 | 0 | 0 | 0 | 0 | 0 | 0 | 0 | 0 | 0 | 0 | 0 | 0 | 0 | 0 | 0 | 0 | 5000000 | scaled
427-215 | 0 | 0 | 0 | 0 | 0% | 0% | 0% | 0 | 0 | 0 | 0 | 0 | 0 | 0 | 0 | 427 | 0 | 0 | 0 | 0 | 0 | 0 | 0 | 0 | 0 | 0 | 0 | 0 | 0 | 0 | 0 | 0 | 0 | 0 |  | 2069 | 427-215 | 0 | 0 | 0 | 0 | 0 | 0 | 0 | 0 | 0 | 0 | 0 | 0 | 0 | 0 | 0 | 0 | 0 | 0 | 0 | 0 | 0 | 0 | 0 | 0 | 0 | 0 | 0 | 0 | 0 | 0 | 0 | 0 | 0 | 0 | 0 | 0 | 0 | 0 | 0 | 0 | 0 | 0 | 0 | 0 | 0 | 0 | 0 | 5000000 | scaled
427-215F | 0 | 0 | 0 | 0 | 0% | 0% | 0% | 0 | 0 | 0 | 0 | 0 | 0 | 0 | 0 | 427 | 0 | 0 | 0 | 0 | 0 | 0 | 0 | 0 | 0 | 0 | 0 | 0 | 0 | 0 | 0 | 0 | 0 | 0 |  | 2070 | 427-215F | 0 | 0 | 0 | 0 | 0 | 0 | 0 | 0 | 0 | 0 | 0 | 0 | 0 | 0 | 0 | 0 | 0 | 0 | 0 | 0 | 0 | 0 | 0 | 0 | 0 | 0 | 0 | 0 | 0 | 0 | 0 | 0 | 0 | 0 | 0 | 0 | 0 | 0 | 0 | 0 | 0 | 0 | 0 | 0 | 0 | 0 | 0 | 5000000 | scaled
427-216 | 0 | 0 | 0 | 0 | 0% | 0% | 0% | 0 | 0 | 0 | 0 | 0 | 0 | 0 | 0 | 427 | 0 | 0 | 0 | 0 | 0 | 0 | 0 | 0 | 0 | 0 | 0 | 0 | 0 | 0 | 0 | 0 | 0 | 0 |  | 2071 | 427-216 | 0 | 0 | 0 | 0 | 0 | 0 | 0 | 0 | 0 | 0 | 0 | 0 | 0 | 0 | 0 | 0 | 0 | 0 | 0 | 0 | 0 | 0 | 0 | 0 | 0 | 0 | 0 | 0 | 0 | 0 | 0 | 0 | 0 | 0 | 0 | 0 | 0 | 0 | 0 | 0 | 0 | 0 | 0 | 0 | 0 | 0 | 0 | 5000000 | scaled
427-216F | 0 | 0 | 0 | 0 | 0% | 0% | 0% | 0 | 0 | 0 | 0 | 0 | 0 | 0 | 0 | 427 | 0 | 0 | 0 | 0 | 0 | 0 | 0 | 0 | 0 | 0 | 0 | 0 | 0 | 0 | 0 | 0 | 0 | 0 |  | 2072 | 427-216F | 0 | 0 | 0 | 0 | 0 | 0 | 0 | 0 | 0 | 0 | 0 | 0 | 0 | 0 | 0 | 0 | 0 | 0 | 0 | 0 | 0 | 0 | 0 | 0 | 0 | 0 | 0 | 0 | 0 | 0 | 0 | 0 | 0 | 0 | 0 | 0 | 0 | 0 | 0 | 0 | 0 | 0 | 0 | 0 | 0 | 0 | 0 | 5000000 | scaled
427-228 | 0 | 0 | 0 | 0 | 0% | 0% | 0% | 0 | 0 | 0 | 0 | 0 | 0 | 0 | 0 | 427 | 0 | 0 | 0 | 0 | 0 | 0 | 0 | 0 | 0 | 0 | 0 | 0 | 0 | 0 | 0 | 0 | 0 | 0 |  | 2073 | 427-228 | 0 | 0 | 0 | 0 | 0 | 0 | 0 | 0 | 0 | 0 | 0 | 0 | 0 | 0 | 0 | 0 | 0 | 0 | 0 | 0 | 0 | 0 | 0 | 0 | 0 | 0 | 0 | 0 | 0 | 0 | 0 | 0 | 0 | 0 | 0 | 0 | 0 | 0 | 0 | 0 | 0 | 0 | 0 | 0 | 0 | 0 | 0 | 5000000 | scaled
427-229F | 0 | 0 | 0 | 0 | 0% | 0% | 0% | 0 | 0 | 0 | 0 | 0 | 0 | 0 | 0 | 427 | 0 | 0 | 0 | 0 | 0 | 0 | 0 | 0 | 0 | 0 | 0 | 0 | 0 | 0 | 0 | 0 | 0 | 0 |  | 2074 | 427-229F | 0 | 0 | 0 | 0 | 0 | 0 | 0 | 0 | 0 | 0 | 0 | 0 | 0 | 0 | 0 | 0 | 0 | 0 | 0 | 0 | 0 | 0 | 0 | 0 | 0 | 0 | 0 | 0 | 0 | 0 | 0 | 0 | 0 | 0 | 0 | 0 | 0 | 0 | 0 | 0 | 0 | 0 | 0 | 0 | 0 | 0 | 0 | 5000000 | scaled
427-230F | 0 | 0 | 0 | 0 | 0% | 0% | 0% | 0 | 0 | 0 | 0 | 0 | 0 | 0 | 0 | 427 | 0 | 0 | 0 | 0 | 0 | 0 | 0 | 0 | 0 | 0 | 0 | 0 | 0 | 0 | 0 | 0 | 0 | 0 |  | 2075 | 427-230F | 0 | 0 | 0 | 0 | 0 | 0 | 0 | 0 | 0 | 0 | 0 | 0 | 0 | 0 | 0 | 0 | 0 | 0 | 0 | 0 | 0 | 0 | 0 | 0 | 0 | 0 | 0 | 0 | 0 | 0 | 0 | 0 | 0 | 0 | 0 | 0 | 0 | 0 | 0 | 0 | 0 | 0 | 0 | 0 | 0 | 0 | 0 | 5000000 | scaled
427-231 | 0 | 0 | 0 | 0 | 0% | 0% | 0% | 0 | 0 | 0 | 0 | 0 | 0 | 0 | 0 | 427 | 0 | 0 | 0 | 0 | 0 | 0 | 0 | 0 | 0 | 0 | 0 | 0 | 0 | 0 | 0 | 0 | 0 | 0 |  | 2076 | 427-231 | 0 | 0 | 0 | 0 | 0 | 0 | 0 | 0 | 0 | 0 | 0 | 0 | 0 | 0 | 0 | 0 | 0 | 0 | 0 | 0 | 0 | 0 | 0 | 0 | 0 | 0 | 0 | 0 | 0 | 0 | 0 | 0 | 0 | 0 | 0 | 0 | 0 | 0 | 0 | 0 | 0 | 0 | 0 | 0 | 0 | 0 | 0 | 5000000 | scaled
427-232 | 0 | 0 | 0 | 0 | 0% | 0% | 0% | 0 | 0 | 0 | 0 | 0 | 0 | 0 | 0 | 427 | 0 | 0 | 0 | 0 | 0 | 0 | 0 | 0 | 0 | 0 | 0 | 0 | 0 | 0 | 0 | 0 | 0 | 0 |  | 2077 | 427-232 | 0 | 0 | 0 | 0 | 0 | 0 | 0 | 0 | 0 | 0 | 0 | 0 | 0 | 0 | 0 | 0 | 0 | 0 | 0 | 0 | 0 | 0 | 0 | 0 | 0 | 0 | 0 | 0 | 0 | 0 | 0 | 0 | 0 | 0 | 0 | 0 | 0 | 0 | 0 | 0 | 0 | 0 | 0 | 0 | 0 | 0 | 0 | 5000000 | scaled
427-233 | 0 | 0 | 0 | 0 | 0% | 0% | 0% | 0 | 0 | 0 | 0 | 0 | 0 | 0 | 0 | 427 | 0 | 0 | 0 | 0 | 0 | 0 | 0 | 0 | 0 | 0 | 0 | 0 | 0 | 0 | 0 | 0 | 0 | 0 |  | 2078 | 427-233 | 0 | 0 | 0 | 0 | 0 | 0 | 0 | 0 | 0 | 0 | 0 | 0 | 0 | 0 | 0 | 0 | 0 | 0 | 0 | 0 | 0 | 0 | 0 | 0 | 0 | 0 | 0 | 0 | 0 | 0 | 0 | 0 | 0 | 0 | 0 | 0 | 0 | 0 | 0 | 0 | 0 | 0 | 0 | 0 | 0 | 0 | 0 | 5000000 | scaled
427-234 | 0 | 0 | 0 | 0 | 0% | 0% | 0% | 0 | 0 | 0 | 0 | 0 | 0 | 0 | 0 | 427 | 0 | 0 | 0 | 0 | 0 | 0 | 0 | 0 | 0 | 0 | 0 | 0 | 0 | 0 | 0 | 0 | 0 | 0 |  | 2079 | 427-234 | 0 | 0 | 0 | 0 | 0 | 0 | 0 | 0 | 0 | 0 | 0 | 0 | 0 | 0 | 0 | 0 | 0 | 0 | 0 | 0 | 0 | 0 | 0 | 0 | 0 | 0 | 0 | 0 | 0 | 0 | 0 | 0 | 0 | 0 | 0 | 0 | 0 | 0 | 0 | 0 | 0 | 0 | 0 | 0 | 0 | 0 | 0 | 5000000 | scaled
427-43 | 0 | 0 | 0 | 0 | 0% | 0% | 0% | 0 | 0 | 0 | 0 | 0 | 0 | 0 | 0 | 427 | 0 | 0 | 0 | 0 | 0 | 0 | 0 | 0 | 0 | 0 | 0 | 0 | 0 | 0 | 0 | 0 | 0 | 0 |  | 2080 | 427-43 | 0 | 0 | 0 | 0 | 0 | 0 | 0 | 0 | 0 | 0 | 0 | 0 | 0 | 0 | 0 | 0 | 0 | 0 | 0 | 0 | 0 | 0 | 0 | 0 | 0 | 0 | 0 | 0 | 0 | 0 | 0 | 0 | 0 | 0 | 0 | 0 | 0 | 0 | 0 | 0 | 0 | 0 | 0 | 0 | 0 | 0 | 0 | 5000000 | scaled
427-44 | 0 | 0 | 0 | 0 | 0% | 0% | 0% | 0 | 0 | 0 | 0 | 0 | 0 | 0 | 0 | 427 | 0 | 0 | 0 | 0 | 0 | 0 | 0 | 0 | 0 | 0 | 0 | 0 | 0 | 0 | 0 | 0 | 0 | 0 |  | 2081 | 427-44 | 0 | 0 | 0 | 0 | 0 | 0 | 0 | 0 | 0 | 0 | 0 | 0 | 0 | 0 | 0 | 0 | 0 | 0 | 0 | 0 | 0 | 0 | 0 | 0 | 0 | 0 | 0 | 0 | 0 | 0 | 0 | 0 | 0 | 0 | 0 | 0 | 0 | 0 | 0 | 0 | 0 | 0 | 0 | 0 | 0 | 0 | 0 | 5000000 | scaled
427-44F | 0 | 0 | 0 | 0 | 0% | 0% | 0% | 0 | 0 | 0 | 0 | 0 | 0 | 0 | 0 | 427 | 0 | 0 | 0 | 0 | 0 | 0 | 0 | 0 | 0 | 0 | 0 | 0 | 0 | 0 | 0 | 0 | 0 | 0 |  | 2082 | 427-44F | 0 | 0 | 0 | 0 | 0 | 0 | 0 | 0 | 0 | 0 | 0 | 0 | 0 | 0 | 0 | 0 | 0 | 0 | 0 | 0 | 0 | 0 | 0 | 0 | 0 | 0 | 0 | 0 | 0 | 0 | 0 | 0 | 0 | 0 | 0 | 0 | 0 | 0 | 0 | 0 | 0 | 0 | 0 | 0 | 0 | 0 | 0 | 5000000 | scaled
428-119 | 0 | 0 | 0 | 0 | 0% | 0% | 0% | 0 | 0 | 0 | 0 | 0 | 0 | 0 | 0 | 428 | 0 | 0 | 0 | 0 | 0 | 0 | 0 | 0 | 0 | 0 | 0 | 0 | 0 | 0 | 0 | 0 | 0 | 0 |  | 2083 | 428-119 | 0 | 0 | 0 | 0 | 0 | 0 | 0 | 0 | 0 | 0 | 0 | 0 | 0 | 0 | 0 | 0 | 0 | 0 | 0 | 0 | 0 | 0 | 0 | 0 | 0 | 0 | 0 | 0 | 0 | 0 | 0 | 0 | 0 | 0 | 0 | 0 | 0 | 0 | 0 | 0 | 0 | 0 | 0 | 0 | 0 | 0 | 0 | 5000000 | scaled
428-120 | 0 | 0 | 0 | 0 | 0% | 0% | 0% | 0 | 0 | 0 | 0 | 0 | 0 | 0 | 0 | 428 | 0 | 0 | 0 | 0 | 0 | 0 | 0 | 0 | 0 | 0 | 0 | 0 | 0 | 0 | 0 | 0 | 0 | 0 |  | 2084 | 428-120 | 0 | 0 | 0 | 0 | 0 | 0 | 0 | 0 | 0 | 0 | 0 | 0 | 0 | 0 | 0 | 0 | 0 | 0 | 0 | 0 | 0 | 0 | 0 | 0 | 0 | 0 | 0 | 0 | 0 | 0 | 0 | 0 | 0 | 0 | 0 | 0 | 0 | 0 | 0 | 0 | 0 | 0 | 0 | 0 | 0 | 0 | 0 | 5000000 | scaled
428-121 | 0 | 0 | 0 | 0 | 0% | 0% | 0% | 0 | 0 | 0 | 0 | 0 | 0 | 0 | 0 | 428 | 0 | 0 | 0 | 0 | 0 | 0 | 0 | 0 | 0 | 0 | 0 | 0 | 0 | 0 | 0 | 0 | 0 | 0 |  | 2085 | 428-121 | 0 | 0 | 0 | 0 | 0 | 0 | 0 | 0 | 0 | 0 | 0 | 0 | 0 | 0 | 0 | 0 | 0 | 0 | 0 | 0 | 0 | 0 | 0 | 0 | 0 | 0 | 0 | 0 | 0 | 0 | 0 | 0 | 0 | 0 | 0 | 0 | 0 | 0 | 0 | 0 | 0 | 0 | 0 | 0 | 0 | 0 | 0 | 5000000 | scaled
428-121F | 0 | 0 | 0 | 0 | 0% | 0% | 0% | 0 | 0 | 0 | 0 | 0 | 0 | 0 | 0 | 428 | 0 | 0 | 0 | 0 | 0 | 0 | 0 | 0 | 0 | 0 | 0 | 0 | 0 | 0 | 0 | 0 | 0 | 0 |  | 2086 | 428-121F | 0 | 0 | 0 | 0 | 0 | 0 | 0 | 0 | 0 | 0 | 0 | 0 | 0 | 0 | 0 | 0 | 0 | 0 | 0 | 0 | 0 | 0 | 0 | 0 | 0 | 0 | 0 | 0 | 0 | 0 | 0 | 0 | 0 | 0 | 0 | 0 | 0 | 0 | 0 | 0 | 0 | 0 | 0 | 0 | 0 | 0 | 0 | 5000000 | scaled
428-122 | 0 | 0 | 0 | 0 | 0% | 0% | 0% | 0 | 0 | 0 | 0 | 0 | 0 | 0 | 0 | 428 | 0 | 0 | 0 | 0 | 0 | 0 | 0 | 0 | 0 | 0 | 0 | 0 | 0 | 0 | 0 | 0 | 0 | 0 |  | 2087 | 428-122 | 0 | 0 | 0 | 0 | 0 | 0 | 0 | 0 | 0 | 0 | 0 | 0 | 0 | 0 | 0 | 0 | 0 | 0 | 0 | 0 | 0 | 0 | 0 | 0 | 0 | 0 | 0 | 0 | 0 | 0 | 0 | 0 | 0 | 0 | 0 | 0 | 0 | 0 | 0 | 0 | 0 | 0 | 0 | 0 | 0 | 0 | 0 | 5000000 | scaled
428-122F | 0 | 0 | 0 | 0 | 0% | 0% | 0% | 0 | 0 | 0 | 0 | 0 | 0 | 0 | 0 | 428 | 0 | 0 | 0 | 0 | 0 | 0 | 0 | 0 | 0 | 0 | 0 | 0 | 0 | 0 | 0 | 0 | 0 | 0 |  | 2088 | 428-122F | 0 | 0 | 0 | 0 | 0 | 0 | 0 | 0 | 0 | 0 | 0 | 0 | 0 | 0 | 0 | 0 | 0 | 0 | 0 | 0 | 0 | 0 | 0 | 0 | 0 | 0 | 0 | 0 | 0 | 0 | 0 | 0 | 0 | 0 | 0 | 0 | 0 | 0 | 0 | 0 | 0 | 0 | 0 | 0 | 0 | 0 | 0 | 5000000 | scaled
428-127 | 0 | 0 | 0 | 0 | 0% | 0% | 0% | 0 | 0 | 0 | 0 | 0 | 0 | 0 | 0 | 428 | 0 | 0 | 0 | 0 | 0 | 0 | 0 | 0 | 0 | 0 | 0 | 0 | 0 | 0 | 0 | 0 | 0 | 0 |  | 2089 | 428-127 | 0 | 0 | 0 | 0 | 0 | 0 | 0 | 0 | 0 | 0 | 0 | 0 | 0 | 0 | 0 | 0 | 0 | 0 | 0 | 0 | 0 | 0 | 0 | 0 | 0 | 0 | 0 | 0 | 0 | 0 | 0 | 0 | 0 | 0 | 0 | 0 | 0 | 0 | 0 | 0 | 0 | 0 | 0 | 0 | 0 | 0 | 0 | 5000000 | scaled
428-128 | 0 | 0 | 0 | 0 | 0% | 0% | 0% | 0 | 0 | 0 | 0 | 0 | 0 | 0 | 0 | 428 | 0 | 0 | 0 | 0 | 0 | 0 | 0 | 0 | 0 | 0 | 0 | 0 | 0 | 0 | 0 | 0 | 0 | 0 |  | 2090 | 428-128 | 0 | 0 | 0 | 0 | 0 | 0 | 0 | 0 | 0 | 0 | 0 | 0 | 0 | 0 | 0 | 0 | 0 | 0 | 0 | 0 | 0 | 0 | 0 | 0 | 0 | 0 | 0 | 0 | 0 | 0 | 0 | 0 | 0 | 0 | 0 | 0 | 0 | 0 | 0 | 0 | 0 | 0 | 0 | 0 | 0 | 0 | 0 | 5000000 | scaled
428-129 | 0 | 0 | 0 | 0 | 0% | 0% | 0% | 0 | 0 | 0 | 0 | 0 | 0 | 0 | 0 | 428 | 0 | 0 | 0 | 0 | 0 | 0 | 0 | 0 | 0 | 0 | 0 | 0 | 0 | 0 | 0 | 0 | 0 | 0 |  | 2091 | 428-129 | 0 | 0 | 0 | 0 | 0 | 0 | 0 | 0 | 0 | 0 | 0 | 0 | 0 | 0 | 0 | 0 | 0 | 0 | 0 | 0 | 0 | 0 | 0 | 0 | 0 | 0 | 0 | 0 | 0 | 0 | 0 | 0 | 0 | 0 | 0 | 0 | 0 | 0 | 0 | 0 | 0 | 0 | 0 | 0 | 0 | 0 | 0 | 5000000 | scaled
428-129F | 0 | 0 | 0 | 0 | 0% | 0% | 0% | 0 | 0 | 0 | 0 | 0 | 0 | 0 | 0 | 428 | 0 | 0 | 0 | 0 | 0 | 0 | 0 | 0 | 0 | 0 | 0 | 0 | 0 | 0 | 0 | 0 | 0 | 0 |  | 2092 | 428-129F | 0 | 0 | 0 | 0 | 0 | 0 | 0 | 0 | 0 | 0 | 0 | 0 | 0 | 0 | 0 | 0 | 0 | 0 | 0 | 0 | 0 | 0 | 0 | 0 | 0 | 0 | 0 | 0 | 0 | 0 | 0 | 0 | 0 | 0 | 0 | 0 | 0 | 0 | 0 | 0 | 0 | 0 | 0 | 0 | 0 | 0 | 0 | 5000000 | scaled
428-130 | 0 | 0 | 0 | 0 | 0% | 0% | 0% | 0 | 0 | 0 | 0 | 0 | 0 | 0 | 0 | 428 | 0 | 0 | 0 | 0 | 0 | 0 | 0 | 0 | 0 | 0 | 0 | 0 | 0 | 0 | 0 | 0 | 0 | 0 |  | 2093 | 428-130 | 0 | 0 | 0 | 0 | 0 | 0 | 0 | 0 | 0 | 0 | 0 | 0 | 0 | 0 | 0 | 0 | 0 | 0 | 0 | 0 | 0 | 0 | 0 | 0 | 0 | 0 | 0 | 0 | 0 | 0 | 0 | 0 | 0 | 0 | 0 | 0 | 0 | 0 | 0 | 0 | 0 | 0 | 0 | 0 | 0 | 0 | 0 | 5000000 | scaled
428-130F | 0 | 0 | 0 | 0 | 0% | 0% | 0% | 0 | 0 | 0 | 0 | 0 | 0 | 0 | 0 | 428 | 0 | 0 | 0 | 0 | 0 | 0 | 0 | 0 | 0 | 0 | 0 | 0 | 0 | 0 | 0 | 0 | 0 | 0 |  | 2094 | 428-130F | 0 | 0 | 0 | 0 | 0 | 0 | 0 | 0 | 0 | 0 | 0 | 0 | 0 | 0 | 0 | 0 | 0 | 0 | 0 | 0 | 0 | 0 | 0 | 0 | 0 | 0 | 0 | 0 | 0 | 0 | 0 | 0 | 0 | 0 | 0 | 0 | 0 | 0 | 0 | 0 | 0 | 0 | 0 | 0 | 0 | 0 | 0 | 5000000 | scaled
428-131 | 0 | 0 | 0 | 0 | 0% | 0% | 0% | 0 | 0 | 0 | 0 | 0 | 0 | 0 | 0 | 428 | 0 | 0 | 0 | 0 | 0 | 0 | 0 | 0 | 0 | 0 | 0 | 0 | 0 | 0 | 0 | 0 | 0 | 0 |  | 2095 | 428-131 | 0 | 0 | 0 | 0 | 0 | 0 | 0 | 0 | 0 | 0 | 0 | 0 | 0 | 0 | 0 | 0 | 0 | 0 | 0 | 0 | 0 | 0 | 0 | 0 | 0 | 0 | 0 | 0 | 0 | 0 | 0 | 0 | 0 | 0 | 0 | 0 | 0 | 0 | 0 | 0 | 0 | 0 | 0 | 0 | 0 | 0 | 0 | 5000000 | scaled
428-131F | 0 | 0 | 0 | 0 | 0% | 0% | 0% | 0 | 0 | 0 | 0 | 0 | 0 | 0 | 0 | 428 | 0 | 0 | 0 | 0 | 0 | 0 | 0 | 0 | 0 | 0 | 0 | 0 | 0 | 0 | 0 | 0 | 0 | 0 |  | 2096 | 428-131F | 0 | 0 | 0 | 0 | 0 | 0 | 0 | 0 | 0 | 0 | 0 | 0 | 0 | 0 | 0 | 0 | 0 | 0 | 0 | 0 | 0 | 0 | 0 | 0 | 0 | 0 | 0 | 0 | 0 | 0 | 0 | 0 | 0 | 0 | 0 | 0 | 0 | 0 | 0 | 0 | 0 | 0 | 0 | 0 | 0 | 0 | 0 | 5000000 | scaled
428-135 | 0 | 0 | 0 | 0 | 0% | 0% | 0% | 0 | 0 | 0 | 0 | 0 | 0 | 0 | 0 | 428 | 0 | 0 | 0 | 0 | 0 | 0 | 0 | 0 | 0 | 0 | 0 | 0 | 0 | 0 | 0 | 0 | 0 | 0 |  | 2097 | 428-135 | 0 | 0 | 0 | 0 | 0 | 0 | 0 | 0 | 0 | 0 | 0 | 0 | 0 | 0 | 0 | 0 | 0 | 0 | 0 | 0 | 0 | 0 | 0 | 0 | 0 | 0 | 0 | 0 | 0 | 0 | 0 | 0 | 0 | 0 | 0 | 0 | 0 | 0 | 0 | 0 | 0 | 0 | 0 | 0 | 0 | 0 | 0 | 5000000 | scaled
428-136F | 0 | 0 | 0 | 0 | 0% | 0% | 0% | 0 | 0 | 0 | 0 | 0 | 0 | 0 | 0 | 428 | 0 | 0 | 0 | 0 | 0 | 0 | 0 | 0 | 0 | 0 | 0 | 0 | 0 | 0 | 0 | 0 | 0 | 0 |  | 2098 | 428-136F | 0 | 0 | 0 | 0 | 0 | 0 | 0 | 0 | 0 | 0 | 0 | 0 | 0 | 0 | 0 | 0 | 0 | 0 | 0 | 0 | 0 | 0 | 0 | 0 | 0 | 0 | 0 | 0 | 0 | 0 | 0 | 0 | 0 | 0 | 0 | 0 | 0 | 0 | 0 | 0 | 0 | 0 | 0 | 0 | 0 | 0 | 0 | 5000000 | scaled
428-137F | 0 | 0 | 0 | 0 | 0% | 0% | 0% | 0 | 0 | 0 | 0 | 0 | 0 | 0 | 0 | 428 | 0 | 0 | 0 | 0 | 0 | 0 | 0 | 0 | 0 | 0 | 0 | 0 | 0 | 0 | 0 | 0 | 0 | 0 |  | 2099 | 428-137F | 0 | 0 | 0 | 0 | 0 | 0 | 0 | 0 | 0 | 0 | 0 | 0 | 0 | 0 | 0 | 0 | 0 | 0 | 0 | 0 | 0 | 0 | 0 | 0 | 0 | 0 | 0 | 0 | 0 | 0 | 0 | 0 | 0 | 0 | 0 | 0 | 0 | 0 | 0 | 0 | 0 | 0 | 0 | 0 | 0 | 0 | 0 | 5000000 | scaled
428-138F | 0 | 0 | 0 | 0 | 0% | 0% | 0% | 0 | 0 | 0 | 0 | 0 | 0 | 0 | 0 | 428 | 0 | 0 | 0 | 0 | 0 | 0 | 0 | 0 | 0 | 0 | 0 | 0 | 0 | 0 | 0 | 0 | 0 | 0 |  | 2100 | 428-138F | 0 | 0 | 0 | 0 | 0 | 0 | 0 | 0 | 0 | 0 | 0 | 0 | 0 | 0 | 0 | 0 | 0 | 0 | 0 | 0 | 0 | 0 | 0 | 0 | 0 | 0 | 0 | 0 | 0 | 0 | 0 | 0 | 0 | 0 | 0 | 0 | 0 | 0 | 0 | 0 | 0 | 0 | 0 | 0 | 0 | 0 | 0 | 5000000 | scaled
428-139 | 0 | 0 | 0 | 0 | 0% | 0% | 0% | 0 | 0 | 0 | 0 | 0 | 0 | 0 | 0 | 428 | 0 | 0 | 0 | 0 | 0 | 0 | 0 | 0 | 0 | 0 | 0 | 0 | 0 | 0 | 0 | 0 | 0 | 0 |  | 2101 | 428-139 | 0 | 0 | 0 | 0 | 0 | 0 | 0 | 0 | 0 | 0 | 0 | 0 | 0 | 0 | 0 | 0 | 0 | 0 | 0 | 0 | 0 | 0 | 0 | 0 | 0 | 0 | 0 | 0 | 0 | 0 | 0 | 0 | 0 | 0 | 0 | 0 | 0 | 0 | 0 | 0 | 0 | 0 | 0 | 0 | 0 | 0 | 0 | 5000000 | scaled
428-140F | 0 | 0 | 0 | 0 | 0% | 0% | 0% | 0 | 0 | 0 | 0 | 0 | 0 | 0 | 0 | 428 | 0 | 0 | 0 | 0 | 0 | 0 | 0 | 0 | 0 | 0 | 0 | 0 | 0 | 0 | 0 | 0 | 0 | 0 |  | 2102 | 428-140F | 0 | 0 | 0 | 0 | 0 | 0 | 0 | 0 | 0 | 0 | 0 | 0 | 0 | 0 | 0 | 0 | 0 | 0 | 0 | 0 | 0 | 0 | 0 | 0 | 0 | 0 | 0 | 0 | 0 | 0 | 0 | 0 | 0 | 0 | 0 | 0 | 0 | 0 | 0 | 0 | 0 | 0 | 0 | 0 | 0 | 0 | 0 | 5000000 | scaled
428-141F | 0 | 0 | 0 | 0 | 0% | 0% | 0% | 0 | 0 | 0 | 0 | 0 | 0 | 0 | 0 | 428 | 0 | 0 | 0 | 0 | 0 | 0 | 0 | 0 | 0 | 0 | 0 | 0 | 0 | 0 | 0 | 0 | 0 | 0 |  | 2103 | 428-141F | 0 | 0 | 0 | 0 | 0 | 0 | 0 | 0 | 0 | 0 | 0 | 0 | 0 | 0 | 0 | 0 | 0 | 0 | 0 | 0 | 0 | 0 | 0 | 0 | 0 | 0 | 0 | 0 | 0 | 0 | 0 | 0 | 0 | 0 | 0 | 0 | 0 | 0 | 0 | 0 | 0 | 0 | 0 | 0 | 0 | 0 | 0 | 5000000 | scaled
428-38 | 0 | 0 | 0 | 0 | 0% | 0% | 0% | 0 | 0 | 0 | 0 | 0 | 0 | 0 | 0 | 428 | 0 | 0 | 0 | 0 | 0 | 0 | 0 | 0 | 0 | 0 | 0 | 0 | 0 | 0 | 0 | 0 | 0 | 0 |  | 2104 | 428-38 | 0 | 0 | 0 | 0 | 0 | 0 | 0 | 0 | 0 | 0 | 0 | 0 | 0 | 0 | 0 | 0 | 0 | 0 | 0 | 0 | 0 | 0 | 0 | 0 | 0 | 0 | 0 | 0 | 0 | 0 | 0 | 0 | 0 | 0 | 0 | 0 | 0 | 0 | 0 | 0 | 0 | 0 | 0 | 0 | 0 | 0 | 0 | 5000000 | scaled
428-39 | 0 | 0 | 0 | 0 | 0% | 0% | 0% | 0 | 0 | 0 | 0 | 0 | 0 | 0 | 0 | 428 | 0 | 0 | 0 | 0 | 0 | 0 | 0 | 0 | 0 | 0 | 0 | 0 | 0 | 0 | 0 | 0 | 0 | 0 |  | 2105 | 428-39 | 0 | 0 | 0 | 0 | 0 | 0 | 0 | 0 | 0 | 0 | 0 | 0 | 0 | 0 | 0 | 0 | 0 | 0 | 0 | 0 | 0 | 0 | 0 | 0 | 0 | 0 | 0 | 0 | 0 | 0 | 0 | 0 | 0 | 0 | 0 | 0 | 0 | 0 | 0 | 0 | 0 | 0 | 0 | 0 | 0 | 0 | 0 | 5000000 | scaled
428-39F | 0 | 0 | 0 | 0 | 0% | 0% | 0% | 0 | 0 | 0 | 0 | 0 | 0 | 0 | 0 | 428 | 0 | 0 | 0 | 0 | 0 | 0 | 0 | 0 | 0 | 0 | 0 | 0 | 0 | 0 | 0 | 0 | 0 | 0 |  | 2106 | 428-39F | 0 | 0 | 0 | 0 | 0 | 0 | 0 | 0 | 0 | 0 | 0 | 0 | 0 | 0 | 0 | 0 | 0 | 0 | 0 | 0 | 0 | 0 | 0 | 0 | 0 | 0 | 0 | 0 | 0 | 0 | 0 | 0 | 0 | 0 | 0 | 0 | 0 | 0 | 0 | 0 | 0 | 0 | 0 | 0 | 0 | 0 | 0 | 5000000 | scaled
428-40 | 0 | 0 | 0 | 0 | 0% | 0% | 0% | 0 | 0 | 0 | 0 | 0 | 0 | 0 | 0 | 428 | 0 | 0 | 0 | 0 | 0 | 0 | 0 | 0 | 0 | 0 | 0 | 0 | 0 | 0 | 0 | 0 | 0 | 0 |  | 2107 | 428-40 | 0 | 0 | 0 | 0 | 0 | 0 | 0 | 0 | 0 | 0 | 0 | 0 | 0 | 0 | 0 | 0 | 0 | 0 | 0 | 0 | 0 | 0 | 0 | 0 | 0 | 0 | 0 | 0 | 0 | 0 | 0 | 0 | 0 | 0 | 0 | 0 | 0 | 0 | 0 | 0 | 0 | 0 | 0 | 0 | 0 | 0 | 0 | 5000000 | scaled
428-40F | 0 | 0 | 0 | 0 | 0% | 0% | 0% | 0 | 0 | 0 | 0 | 0 | 0 | 0 | 0 | 428 | 0 | 0 | 0 | 0 | 0 | 0 | 0 | 0 | 0 | 0 | 0 | 0 | 0 | 0 | 0 | 0 | 0 | 0 |  | 2108 | 428-40F | 0 | 0 | 0 | 0 | 0 | 0 | 0 | 0 | 0 | 0 | 0 | 0 | 0 | 0 | 0 | 0 | 0 | 0 | 0 | 0 | 0 | 0 | 0 | 0 | 0 | 0 | 0 | 0 | 0 | 0 | 0 | 0 | 0 | 0 | 0 | 0 | 0 | 0 | 0 | 0 | 0 | 0 | 0 | 0 | 0 | 0 | 0 | 5000000 | scaled
428-41 | 0 | 0 | 0 | 0 | 0% | 0% | 0% | 0 | 0 | 0 | 0 | 0 | 0 | 0 | 0 | 428 | 0 | 0 | 0 | 0 | 0 | 0 | 0 | 0 | 0 | 0 | 0 | 0 | 0 | 0 | 0 | 0 | 0 | 0 |  | 2109 | 428-41 | 0 | 0 | 0 | 0 | 0 | 0 | 0 | 0 | 0 | 0 | 0 | 0 | 0 | 0 | 0 | 0 | 0 | 0 | 0 | 0 | 0 | 0 | 0 | 0 | 0 | 0 | 0 | 0 | 0 | 0 | 0 | 0 | 0 | 0 | 0 | 0 | 0 | 0 | 0 | 0 | 0 | 0 | 0 | 0 | 0 | 0 | 0 | 5000000 | scaled
428-41F | 0 | 0 | 0 | 0 | 0% | 0% | 0% | 0 | 0 | 0 | 0 | 0 | 0 | 0 | 0 | 428 | 0 | 0 | 0 | 0 | 0 | 0 | 0 | 0 | 0 | 0 | 0 | 0 | 0 | 0 | 0 | 0 | 0 | 0 |  | 2110 | 428-41F | 0 | 0 | 0 | 0 | 0 | 0 | 0 | 0 | 0 | 0 | 0 | 0 | 0 | 0 | 0 | 0 | 0 | 0 | 0 | 0 | 0 | 0 | 0 | 0 | 0 | 0 | 0 | 0 | 0 | 0 | 0 | 0 | 0 | 0 | 0 | 0 | 0 | 0 | 0 | 0 | 0 | 0 | 0 | 0 | 0 | 0 | 0 | 5000000 | scaled
428-80 | 0 | 0 | 0 | 0 | 0% | 0% | 0% | 0 | 0 | 0 | 0 | 0 | 0 | 0 | 0 | 428 | 0 | 0 | 0 | 0 | 0 | 0 | 0 | 0 | 0 | 0 | 0 | 0 | 0 | 0 | 0 | 0 | 0 | 0 |  | 2111 | 428-80 | 0 | 0 | 0 | 0 | 0 | 0 | 0 | 0 | 0 | 0 | 0 | 0 | 0 | 0 | 0 | 0 | 0 | 0 | 0 | 0 | 0 | 0 | 0 | 0 | 0 | 0 | 0 | 0 | 0 | 0 | 0 | 0 | 0 | 0 | 0 | 0 | 0 | 0 | 0 | 0 | 0 | 0 | 0 | 0 | 0 | 0 | 0 | 5000000 | scaled
428-81 | 0 | 0 | 0 | 0 | 0% | 0% | 0% | 0 | 0 | 0 | 0 | 0 | 0 | 0 | 0 | 428 | 0 | 0 | 0 | 0 | 0 | 0 | 0 | 0 | 0 | 0 | 0 | 0 | 0 | 0 | 0 | 0 | 0 | 0 |  | 2112 | 428-81 | 0 | 0 | 0 | 0 | 0 | 0 | 0 | 0 | 0 | 0 | 0 | 0 | 0 | 0 | 0 | 0 | 0 | 0 | 0 | 0 | 0 | 0 | 0 | 0 | 0 | 0 | 0 | 0 | 0 | 0 | 0 | 0 | 0 | 0 | 0 | 0 | 0 | 0 | 0 | 0 | 0 | 0 | 0 | 0 | 0 | 0 | 0 | 5000000 | scaled
429-122 | 0 | 0 | 0 | 0 | 0% | 0% | 0% | 0 | 0 | 0 | 0 | 0 | 0 | 0 | 0 | 429 | 0 | 0 | 0 | 0 | 0 | 0 | 0 | 0 | 0 | 0 | 0 | 0 | 0 | 0 | 0 | 0 | 0 | 0 |  | 2113 | 429-122 | 0 | 0 | 0 | 0 | 0 | 0 | 0 | 0 | 0 | 0 | 0 | 0 | 0 | 0 | 0 | 0 | 0 | 0 | 0 | 0 | 0 | 0 | 0 | 0 | 0 | 0 | 0 | 0 | 0 | 0 | 0 | 0 | 0 | 0 | 0 | 0 | 0 | 0 | 0 | 0 | 0 | 0 | 0 | 0 | 0 | 0 | 0 | 5000000 | scaled
429-123AE | 0 | 0 | 0 | 0 | 0% | 0% | 0% | 0 | 0 | 0 | 0 | 0 | 0 | 0 | 0 | 429 | 0 | 0 | 0 | 0 | 0 | 0 | 0 | 0 | 0 | 0 | 0 | 0 | 0 | 0 | 0 | 0 | 0 | 0 |  | 2114 | 429-123AE | 0 | 0 | 0 | 0 | 0 | 0 | 0 | 0 | 0 | 0 | 0 | 0 | 0 | 0 | 0 | 0 | 0 | 0 | 0 | 0 | 0 | 0 | 0 | 0 | 0 | 0 | 0 | 0 | 0 | 0 | 0 | 0 | 0 | 0 | 0 | 0 | 0 | 0 | 0 | 0 | 0 | 0 | 0 | 0 | 0 | 0 | 0 | 5000000 | scaled
429-167AE | 0 | 0 | 0 | 0 | 0% | 0% | 0% | 0 | 0 | 0 | 0 | 0 | 0 | 0 | 0 | 429 | 0 | 0 | 0 | 0 | 0 | 0 | 0 | 0 | 0 | 0 | 0 | 0 | 0 | 0 | 0 | 0 | 0 | 0 |  | 2115 | 429-167AE | 0 | 0 | 0 | 0 | 0 | 0 | 0 | 0 | 0 | 0 | 0 | 0 | 0 | 0 | 0 | 0 | 0 | 0 | 0 | 0 | 0 | 0 | 0 | 0 | 0 | 0 | 0 | 0 | 0 | 0 | 0 | 0 | 0 | 0 | 0 | 0 | 0 | 0 | 0 | 0 | 0 | 0 | 0 | 0 | 0 | 0 | 0 | 5000000 | scaled
429-168 | 0 | 0 | 0 | 0 | 0% | 0% | 0% | 0 | 0 | 0 | 0 | 0 | 0 | 0 | 0 | 429 | 0 | 0 | 0 | 0 | 0 | 0 | 0 | 0 | 0 | 0 | 0 | 0 | 0 | 0 | 0 | 0 | 0 | 0 |  | 2116 | 429-168 | 0 | 0 | 0 | 0 | 0 | 0 | 0 | 0 | 0 | 0 | 0 | 0 | 0 | 0 | 0 | 0 | 0 | 0 | 0 | 0 | 0 | 0 | 0 | 0 | 0 | 0 | 0 | 0 | 0 | 0 | 0 | 0 | 0 | 0 | 0 | 0 | 0 | 0 | 0 | 0 | 0 | 0 | 0 | 0 | 0 | 0 | 0 | 5000000 | scaled
429-170 | 0 | 0 | 0 | 0 | 0% | 0% | 0% | 0 | 0 | 0 | 0 | 0 | 0 | 0 | 0 | 429 | 0 | 0 | 0 | 0 | 0 | 0 | 0 | 0 | 0 | 0 | 0 | 0 | 0 | 0 | 0 | 0 | 0 | 0 |  | 2117 | 429-170 | 0 | 0 | 0 | 0 | 0 | 0 | 0 | 0 | 0 | 0 | 0 | 0 | 0 | 0 | 0 | 0 | 0 | 0 | 0 | 0 | 0 | 0 | 0 | 0 | 0 | 0 | 0 | 0 | 0 | 0 | 0 | 0 | 0 | 0 | 0 | 0 | 0 | 0 | 0 | 0 | 0 | 0 | 0 | 0 | 0 | 0 | 0 | 5000000 | scaled
429-170F | 0 | 0 | 0 | 0 | 0% | 0% | 0% | 0 | 0 | 0 | 0 | 0 | 0 | 0 | 0 | 429 | 0 | 0 | 0 | 0 | 0 | 0 | 0 | 0 | 0 | 0 | 0 | 0 | 0 | 0 | 0 | 0 | 0 | 0 |  | 2118 | 429-170F | 0 | 0 | 0 | 0 | 0 | 0 | 0 | 0 | 0 | 0 | 0 | 0 | 0 | 0 | 0 | 0 | 0 | 0 | 0 | 0 | 0 | 0 | 0 | 0 | 0 | 0 | 0 | 0 | 0 | 0 | 0 | 0 | 0 | 0 | 0 | 0 | 0 | 0 | 0 | 0 | 0 | 0 | 0 | 0 | 0 | 0 | 0 | 5000000 | scaled
429-171 | 0 | 0 | 0 | 0 | 0% | 0% | 0% | 0 | 0 | 0 | 0 | 0 | 0 | 0 | 0 | 429 | 0 | 0 | 0 | 0 | 0 | 0 | 0 | 0 | 0 | 0 | 0 | 0 | 0 | 0 | 0 | 0 | 0 | 0 |  | 2119 | 429-171 | 0 | 0 | 0 | 0 | 0 | 0 | 0 | 0 | 0 | 0 | 0 | 0 | 0 | 0 | 0 | 0 | 0 | 0 | 0 | 0 | 0 | 0 | 0 | 0 | 0 | 0 | 0 | 0 | 0 | 0 | 0 | 0 | 0 | 0 | 0 | 0 | 0 | 0 | 0 | 0 | 0 | 0 | 0 | 0 | 0 | 0 | 0 | 5000000 | scaled
429-171F | 0 | 0 | 0 | 0 | 0% | 0% | 0% | 0 | 0 | 0 | 0 | 0 | 0 | 0 | 0 | 429 | 0 | 0 | 0 | 0 | 0 | 0 | 0 | 0 | 0 | 0 | 0 | 0 | 0 | 0 | 0 | 0 | 0 | 0 |  | 2120 | 429-171F | 0 | 0 | 0 | 0 | 0 | 0 | 0 | 0 | 0 | 0 | 0 | 0 | 0 | 0 | 0 | 0 | 0 | 0 | 0 | 0 | 0 | 0 | 0 | 0 | 0 | 0 | 0 | 0 | 0 | 0 | 0 | 0 | 0 | 0 | 0 | 0 | 0 | 0 | 0 | 0 | 0 | 0 | 0 | 0 | 0 | 0 | 0 | 5000000 | scaled
429-172 | 0 | 0 | 0 | 0 | 0% | 0% | 0% | 0 | 0 | 0 | 0 | 0 | 0 | 0 | 0 | 429 | 0 | 0 | 0 | 0 | 0 | 0 | 0 | 0 | 0 | 0 | 0 | 0 | 0 | 0 | 0 | 0 | 0 | 0 |  | 2121 | 429-172 | 0 | 0 | 0 | 0 | 0 | 0 | 0 | 0 | 0 | 0 | 0 | 0 | 0 | 0 | 0 | 0 | 0 | 0 | 0 | 0 | 0 | 0 | 0 | 0 | 0 | 0 | 0 | 0 | 0 | 0 | 0 | 0 | 0 | 0 | 0 | 0 | 0 | 0 | 0 | 0 | 0 | 0 | 0 | 0 | 0 | 0 | 0 | 5000000 | scaled
429-172F | 0 | 0 | 0 | 0 | 0% | 0% | 0% | 0 | 0 | 0 | 0 | 0 | 0 | 0 | 0 | 429 | 0 | 0 | 0 | 0 | 0 | 0 | 0 | 0 | 0 | 0 | 0 | 0 | 0 | 0 | 0 | 0 | 0 | 0 |  | 2122 | 429-172F | 0 | 0 | 0 | 0 | 0 | 0 | 0 | 0 | 0 | 0 | 0 | 0 | 0 | 0 | 0 | 0 | 0 | 0 | 0 | 0 | 0 | 0 | 0 | 0 | 0 | 0 | 0 | 0 | 0 | 0 | 0 | 0 | 0 | 0 | 0 | 0 | 0 | 0 | 0 | 0 | 0 | 0 | 0 | 0 | 0 | 0 | 0 | 5000000 | scaled
429-179 | 0 | 0 | 0 | 0 | 0% | 0% | 0% | 0 | 0 | 0 | 0 | 0 | 0 | 0 | 0 | 429 | 0 | 0 | 0 | 0 | 0 | 0 | 0 | 0 | 0 | 0 | 0 | 0 | 0 | 0 | 0 | 0 | 0 | 0 |  | 2123 | 429-179 | 0 | 0 | 0 | 0 | 0 | 0 | 0 | 0 | 0 | 0 | 0 | 0 | 0 | 0 | 0 | 0 | 0 | 0 | 0 | 0 | 0 | 0 | 0 | 0 | 0 | 0 | 0 | 0 | 0 | 0 | 0 | 0 | 0 | 0 | 0 | 0 | 0 | 0 | 0 | 0 | 0 | 0 | 0 | 0 | 0 | 0 | 0 | 5000000 | scaled
429-180F | 0 | 0 | 0 | 0 | 0% | 0% | 0% | 0 | 0 | 0 | 0 | 0 | 0 | 0 | 0 | 429 | 0 | 0 | 0 | 0 | 0 | 0 | 0 | 0 | 0 | 0 | 0 | 0 | 0 | 0 | 0 | 0 | 0 | 0 |  | 2124 | 429-180F | 0 | 0 | 0 | 0 | 0 | 0 | 0 | 0 | 0 | 0 | 0 | 0 | 0 | 0 | 0 | 0 | 0 | 0 | 0 | 0 | 0 | 0 | 0 | 0 | 0 | 0 | 0 | 0 | 0 | 0 | 0 | 0 | 0 | 0 | 0 | 0 | 0 | 0 | 0 | 0 | 0 | 0 | 0 | 0 | 0 | 0 | 0 | 5000000 | scaled
429-181F | 0 | 0 | 0 | 0 | 0% | 0% | 0% | 0 | 0 | 0 | 0 | 0 | 0 | 0 | 0 | 429 | 0 | 0 | 0 | 0 | 0 | 0 | 0 | 0 | 0 | 0 | 0 | 0 | 0 | 0 | 0 | 0 | 0 | 0 |  | 2125 | 429-181F | 0 | 0 | 0 | 0 | 0 | 0 | 0 | 0 | 0 | 0 | 0 | 0 | 0 | 0 | 0 | 0 | 0 | 0 | 0 | 0 | 0 | 0 | 0 | 0 | 0 | 0 | 0 | 0 | 0 | 0 | 0 | 0 | 0 | 0 | 0 | 0 | 0 | 0 | 0 | 0 | 0 | 0 | 0 | 0 | 0 | 0 | 0 | 5000000 | scaled
429-182F | 0 | 0 | 0 | 0 | 0% | 0% | 0% | 0 | 0 | 0 | 0 | 0 | 0 | 0 | 0 | 429 | 0 | 0 | 0 | 0 | 0 | 0 | 0 | 0 | 0 | 0 | 0 | 0 | 0 | 0 | 0 | 0 | 0 | 0 |  | 2126 | 429-182F | 0 | 0 | 0 | 0 | 0 | 0 | 0 | 0 | 0 | 0 | 0 | 0 | 0 | 0 | 0 | 0 | 0 | 0 | 0 | 0 | 0 | 0 | 0 | 0 | 0 | 0 | 0 | 0 | 0 | 0 | 0 | 0 | 0 | 0 | 0 | 0 | 0 | 0 | 0 | 0 | 0 | 0 | 0 | 0 | 0 | 0 | 0 | 5000000 | scaled
429-185 | 0 | 0 | 0 | 0 | 0% | 0% | 0% | 0 | 0 | 0 | 0 | 0 | 0 | 0 | 0 | 429 | 0 | 0 | 0 | 0 | 0 | 0 | 0 | 0 | 0 | 0 | 0 | 0 | 0 | 0 | 0 | 0 | 0 | 0 |  | 2127 | 429-185 | 0 | 0 | 0 | 0 | 0 | 0 | 0 | 0 | 0 | 0 | 0 | 0 | 0 | 0 | 0 | 0 | 0 | 0 | 0 | 0 | 0 | 0 | 0 | 0 | 0 | 0 | 0 | 0 | 0 | 0 | 0 | 0 | 0 | 0 | 0 | 0 | 0 | 0 | 0 | 0 | 0 | 0 | 0 | 0 | 0 | 0 | 0 | 5000000 | scaled
429-185F | 0 | 0 | 0 | 0 | 0% | 0% | 0% | 0 | 0 | 0 | 0 | 0 | 0 | 0 | 0 | 429 | 0 | 0 | 0 | 0 | 0 | 0 | 0 | 0 | 0 | 0 | 0 | 0 | 0 | 0 | 0 | 0 | 0 | 0 |  | 2128 | 429-185F | 0 | 0 | 0 | 0 | 0 | 0 | 0 | 0 | 0 | 0 | 0 | 0 | 0 | 0 | 0 | 0 | 0 | 0 | 0 | 0 | 0 | 0 | 0 | 0 | 0 | 0 | 0 | 0 | 0 | 0 | 0 | 0 | 0 | 0 | 0 | 0 | 0 | 0 | 0 | 0 | 0 | 0 | 0 | 0 | 0 | 0 | 0 | 5000000 | scaled
429-186 | 0 | 0 | 0 | 0 | 0% | 0% | 0% | 0 | 0 | 0 | 0 | 0 | 0 | 0 | 0 | 429 | 0 | 0 | 0 | 0 | 0 | 0 | 0 | 0 | 0 | 0 | 0 | 0 | 0 | 0 | 0 | 0 | 0 | 0 |  | 2129 | 429-186 | 0 | 0 | 0 | 0 | 0 | 0 | 0 | 0 | 0 | 0 | 0 | 0 | 0 | 0 | 0 | 0 | 0 | 0 | 0 | 0 | 0 | 0 | 0 | 0 | 0 | 0 | 0 | 0 | 0 | 0 | 0 | 0 | 0 | 0 | 0 | 0 | 0 | 0 | 0 | 0 | 0 | 0 | 0 | 0 | 0 | 0 | 0 | 5000000 | scaled
429-186F | 0 | 0 | 0 | 0 | 0% | 0% | 0% | 0 | 0 | 0 | 0 | 0 | 0 | 0 | 0 | 429 | 0 | 0 | 0 | 0 | 0 | 0 | 0 | 0 | 0 | 0 | 0 | 0 | 0 | 0 | 0 | 0 | 0 | 0 |  | 2130 | 429-186F | 0 | 0 | 0 | 0 | 0 | 0 | 0 | 0 | 0 | 0 | 0 | 0 | 0 | 0 | 0 | 0 | 0 | 0 | 0 | 0 | 0 | 0 | 0 | 0 | 0 | 0 | 0 | 0 | 0 | 0 | 0 | 0 | 0 | 0 | 0 | 0 | 0 | 0 | 0 | 0 | 0 | 0 | 0 | 0 | 0 | 0 | 0 | 5000000 | scaled
429-90 | 0 | 0 | 0 | 0 | 0% | 0% | 0% | 0 | 0 | 0 | 0 | 0 | 0 | 0 | 0 | 429 | 0 | 0 | 0 | 0 | 0 | 0 | 0 | 0 | 0 | 0 | 0 | 0 | 0 | 0 | 0 | 0 | 0 | 0 |  | 2131 | 429-90 | 0 | 0 | 0 | 0 | 0 | 0 | 0 | 0 | 0 | 0 | 0 | 0 | 0 | 0 | 0 | 0 | 0 | 0 | 0 | 0 | 0 | 0 | 0 | 0 | 0 | 0 | 0 | 0 | 0 | 0 | 0 | 0 | 0 | 0 | 0 | 0 | 0 | 0 | 0 | 0 | 0 | 0 | 0 | 0 | 0 | 0 | 0 | 5000000 | scaled
429-91AE | 0 | 0 | 0 | 0 | 0% | 0% | 0% | 0 | 0 | 0 | 0 | 0 | 0 | 0 | 0 | 429 | 0 | 0 | 0 | 0 | 0 | 0 | 0 | 0 | 0 | 0 | 0 | 0 | 0 | 0 | 0 | 0 | 0 | 0 |  | 2132 | 429-91AE | 0 | 0 | 0 | 0 | 0 | 0 | 0 | 0 | 0 | 0 | 0 | 0 | 0 | 0 | 0 | 0 | 0 | 0 | 0 | 0 | 0 | 0 | 0 | 0 | 0 | 0 | 0 | 0 | 0 | 0 | 0 | 0 | 0 | 0 | 0 | 0 | 0 | 0 | 0 | 0 | 0 | 0 | 0 | 0 | 0 | 0 | 0 | 5000000 | scaled
429-92 | 0 | 0 | 0 | 0 | 0% | 0% | 0% | 0 | 0 | 0 | 0 | 0 | 0 | 0 | 0 | 429 | 0 | 0 | 0 | 0 | 0 | 0 | 0 | 0 | 0 | 0 | 0 | 0 | 0 | 0 | 0 | 0 | 0 | 0 |  | 2133 | 429-92 | 0 | 0 | 0 | 0 | 0 | 0 | 0 | 0 | 0 | 0 | 0 | 0 | 0 | 0 | 0 | 0 | 0 | 0 | 0 | 0 | 0 | 0 | 0 | 0 | 0 | 0 | 0 | 0 | 0 | 0 | 0 | 0 | 0 | 0 | 0 | 0 | 0 | 0 | 0 | 0 | 0 | 0 | 0 | 0 | 0 | 0 | 0 | 5000000 | scaled
429-92F | 0 | 0 | 0 | 0 | 0% | 0% | 0% | 0 | 0 | 0 | 0 | 0 | 0 | 0 | 0 | 429 | 0 | 0 | 0 | 0 | 0 | 0 | 0 | 0 | 0 | 0 | 0 | 0 | 0 | 0 | 0 | 0 | 0 | 0 |  | 2134 | 429-92F | 0 | 0 | 0 | 0 | 0 | 0 | 0 | 0 | 0 | 0 | 0 | 0 | 0 | 0 | 0 | 0 | 0 | 0 | 0 | 0 | 0 | 0 | 0 | 0 | 0 | 0 | 0 | 0 | 0 | 0 | 0 | 0 | 0 | 0 | 0 | 0 | 0 | 0 | 0 | 0 | 0 | 0 | 0 | 0 | 0 | 0 | 0 | 5000000 | scaled
429-93 | 0 | 0 | 0 | 0 | 0% | 0% | 0% | 0 | 0 | 0 | 0 | 0 | 0 | 0 | 0 | 429 | 0 | 0 | 0 | 0 | 0 | 0 | 0 | 0 | 0 | 0 | 0 | 0 | 0 | 0 | 0 | 0 | 0 | 0 |  | 2135 | 429-93 | 0 | 0 | 0 | 0 | 0 | 0 | 0 | 0 | 0 | 0 | 0 | 0 | 0 | 0 | 0 | 0 | 0 | 0 | 0 | 0 | 0 | 0 | 0 | 0 | 0 | 0 | 0 | 0 | 0 | 0 | 0 | 0 | 0 | 0 | 0 | 0 | 0 | 0 | 0 | 0 | 0 | 0 | 0 | 0 | 0 | 0 | 0 | 5000000 | scaled
429-93F | 0 | 0 | 0 | 0 | 0% | 0% | 0% | 0 | 0 | 0 | 0 | 0 | 0 | 0 | 0 | 429 | 0 | 0 | 0 | 0 | 0 | 0 | 0 | 0 | 0 | 0 | 0 | 0 | 0 | 0 | 0 | 0 | 0 | 0 |  | 2136 | 429-93F | 0 | 0 | 0 | 0 | 0 | 0 | 0 | 0 | 0 | 0 | 0 | 0 | 0 | 0 | 0 | 0 | 0 | 0 | 0 | 0 | 0 | 0 | 0 | 0 | 0 | 0 | 0 | 0 | 0 | 0 | 0 | 0 | 0 | 0 | 0 | 0 | 0 | 0 | 0 | 0 | 0 | 0 | 0 | 0 | 0 | 0 | 0 | 5000000 | scaled
429-94 | 0 | 0 | 0 | 0 | 0% | 0% | 0% | 0 | 0 | 0 | 0 | 0 | 0 | 0 | 0 | 429 | 0 | 0 | 0 | 0 | 0 | 0 | 0 | 0 | 0 | 0 | 0 | 0 | 0 | 0 | 0 | 0 | 0 | 0 |  | 2137 | 429-94 | 0 | 0 | 0 | 0 | 0 | 0 | 0 | 0 | 0 | 0 | 0 | 0 | 0 | 0 | 0 | 0 | 0 | 0 | 0 | 0 | 0 | 0 | 0 | 0 | 0 | 0 | 0 | 0 | 0 | 0 | 0 | 0 | 0 | 0 | 0 | 0 | 0 | 0 | 0 | 0 | 0 | 0 | 0 | 0 | 0 | 0 | 0 | 5000000 | scaled
429-94F | 0 | 0 | 0 | 0 | 0% | 0% | 0% | 0 | 0 | 0 | 0 | 0 | 0 | 0 | 0 | 429 | 0 | 0 | 0 | 0 | 0 | 0 | 0 | 0 | 0 | 0 | 0 | 0 | 0 | 0 | 0 | 0 | 0 | 0 |  | 2138 | 429-94F | 0 | 0 | 0 | 0 | 0 | 0 | 0 | 0 | 0 | 0 | 0 | 0 | 0 | 0 | 0 | 0 | 0 | 0 | 0 | 0 | 0 | 0 | 0 | 0 | 0 | 0 | 0 | 0 | 0 | 0 | 0 | 0 | 0 | 0 | 0 | 0 | 0 | 0 | 0 | 0 | 0 | 0 | 0 | 0 | 0 | 0 | 0 | 5000000 | scaled
433-295 | 0 | 0 | 0 | 0 | 0% | 0% | 0% | 0 | 0 | 0 | 0 | 0 | 0 | 0 | 0 | 433 | 0 | 0 | 0 | 0 | 0 | 0 | 0 | 0 | 0 | 0 | 0 | 0 | 0 | 0 | 0 | 0 | 0 | 0 |  | 2139 | 433-295 | 0 | 0 | 0 | 0 | 0 | 0 | 0 | 0 | 0 | 0 | 0 | 0 | 0 | 0 | 0 | 0 | 0 | 0 | 0 | 0 | 0 | 0 | 0 | 0 | 0 | 0 | 0 | 0 | 0 | 0 | 0 | 0 | 0 | 0 | 0 | 0 | 0 | 0 | 0 | 0 | 0 | 0 | 0 | 0 | 0 | 0 | 0 | 5000000 | scaled
433-46F | 0 | 0 | 0 | 0 | 0% | 0% | 0% | 0 | 0 | 0 | 0 | 0 | 0 | 0 | 0 | 433 | 0 | 0 | 0 | 0 | 0 | 0 | 0 | 0 | 0 | 0 | 0 | 0 | 0 | 0 | 0 | 0 | 0 | 0 |  | 2140 | 433-46F | 0 | 0 | 0 | 0 | 0 | 0 | 0 | 0 | 0 | 0 | 0 | 0 | 0 | 0 | 0 | 0 | 0 | 0 | 0 | 0 | 0 | 0 | 0 | 0 | 0 | 0 | 0 | 0 | 0 | 0 | 0 | 0 | 0 | 0 | 0 | 0 | 0 | 0 | 0 | 0 | 0 | 0 | 0 | 0 | 0 | 0 | 0 | 5000000 | scaled
433-47F | 0 | 0 | 0 | 0 | 0% | 0% | 0% | 0 | 0 | 0 | 0 | 0 | 0 | 0 | 0 | 433 | 0 | 0 | 0 | 0 | 0 | 0 | 0 | 0 | 0 | 0 | 0 | 0 | 0 | 0 | 0 | 0 | 0 | 0 |  | 2141 | 433-47F | 0 | 0 | 0 | 0 | 0 | 0 | 0 | 0 | 0 | 0 | 0 | 0 | 0 | 0 | 0 | 0 | 0 | 0 | 0 | 0 | 0 | 0 | 0 | 0 | 0 | 0 | 0 | 0 | 0 | 0 | 0 | 0 | 0 | 0 | 0 | 0 | 0 | 0 | 0 | 0 | 0 | 0 | 0 | 0 | 0 | 0 | 0 | 5000000 | scaled
433-981 | 0 | 0 | 0 | 0 | 0% | 0% | 0% | 0 | 0 | 0 | 0 | 0 | 0 | 0 | 0 | 433 | 0 | 0 | 0 | 0 | 0 | 0 | 0 | 0 | 0 | 0 | 0 | 0 | 0 | 0 | 0 | 0 | 0 | 0 |  | 2142 | 433-981 | 0 | 0 | 0 | 0 | 0 | 0 | 0 | 0 | 0 | 0 | 0 | 0 | 0 | 0 | 0 | 0 | 0 | 0 | 0 | 0 | 0 | 0 | 0 | 0 | 0 | 0 | 0 | 0 | 0 | 0 | 0 | 0 | 0 | 0 | 0 | 0 | 0 | 0 | 0 | 0 | 0 | 0 | 0 | 0 | 0 | 0 | 0 | 5000000 | scaled
434-679 | 0 | 0 | 0 | 0 | 0% | 0% | 0% | 0 | 0 | 0 | 0 | 0 | 0 | 0 | 0 | 434 | 0 | 0 | 0 | 0 | 0 | 0 | 0 | 0 | 0 | 0 | 0 | 0 | 0 | 0 | 0 | 0 | 0 | 0 |  | 2143 | 434-679 | 0 | 0 | 0 | 0 | 0 | 0 | 0 | 0 | 0 | 0 | 0 | 0 | 0 | 0 | 0 | 0 | 0 | 0 | 0 | 0 | 0 | 0 | 0 | 0 | 0 | 0 | 0 | 0 | 0 | 0 | 0 | 0 | 0 | 0 | 0 | 0 | 0 | 0 | 0 | 0 | 0 | 0 | 0 | 0 | 0 | 0 | 0 | 5000000 | scaled
434-680F | 0 | 0 | 0 | 0 | 0% | 0% | 0% | 0 | 0 | 0 | 0 | 0 | 0 | 0 | 0 | 434 | 0 | 0 | 0 | 0 | 0 | 0 | 0 | 0 | 0 | 0 | 0 | 0 | 0 | 0 | 0 | 0 | 0 | 0 |  | 2144 | 434-680F | 0 | 0 | 0 | 0 | 0 | 0 | 0 | 0 | 0 | 0 | 0 | 0 | 0 | 0 | 0 | 0 | 0 | 0 | 0 | 0 | 0 | 0 | 0 | 0 | 0 | 0 | 0 | 0 | 0 | 0 | 0 | 0 | 0 | 0 | 0 | 0 | 0 | 0 | 0 | 0 | 0 | 0 | 0 | 0 | 0 | 0 | 0 | 5000000 | scaled
434-681F | 0 | 0 | 0 | 0 | 0% | 0% | 0% | 0 | 0 | 0 | 0 | 0 | 0 | 0 | 0 | 434 | 0 | 0 | 0 | 0 | 0 | 0 | 0 | 0 | 0 | 0 | 0 | 0 | 0 | 0 | 0 | 0 | 0 | 0 |  | 2145 | 434-681F | 0 | 0 | 0 | 0 | 0 | 0 | 0 | 0 | 0 | 0 | 0 | 0 | 0 | 0 | 0 | 0 | 0 | 0 | 0 | 0 | 0 | 0 | 0 | 0 | 0 | 0 | 0 | 0 | 0 | 0 | 0 | 0 | 0 | 0 | 0 | 0 | 0 | 0 | 0 | 0 | 0 | 0 | 0 | 0 | 0 | 0 | 0 | 5000000 | scaled
43-442 | 0 | 0 | 0 | 0 | 0% | 0% | 0% | 0 | 0 | 0 | 0 | 0 | 0 | 0 | 0 | 43 | 0 | 0 | 0 | 0 | 0 | 0 | 0 | 0 | 0 | 0 | 0 | 0 | 0 | 0 | 0 | 0 | 0 | 0 |  | 2146 | 43-442 | 0 | 0 | 0 | 0 | 0 | 0 | 0 | 0 | 0 | 0 | 0 | 0 | 0 | 0 | 0 | 0 | 0 | 0 | 0 | 0 | 0 | 0 | 0 | 0 | 0 | 0 | 0 | 0 | 0 | 0 | 0 | 0 | 0 | 0 | 0 | 0 | 0 | 0 | 0 | 0 | 0 | 0 | 0 | 0 | 0 | 0 | 0 | 5000000 | scaled
43-443 | 256.0063 | 86.3142 | 0 | 169.6921 | 33.72% | 0% | 66.28% | 52.7774 | 84.6674 | 0.34644 | 50.6392 | 1.7917 | 0.70431 | 80.3191 | 3.644 | 43 | 0.0005224 | 0.0003534 | 0.0002542 | 490057.9421 | 0.83199 | 97.3809 | 157.7934 | 1592.6364 | 186410.5137 | 302054.7921 | 575067.6659 | 3774.8237 | 551770.2999 | 19522.5423 | 674031.8535 | 5606.933 | 639415.391 | 29009.5295 |  | 2147 | 43-443 | 256.0063 | 203.2289 | 171.3389 | 86.3142 | 33.5368 | 1.6468 | 0 | 0 | 0 | 169.6921 | 0.83199 | 0.48556 | 0.12769 | 3.644 | 0.35787 | 0 | 0 | 0 | 0 | 0.12769 | 157.7934 | 156.0017 | 154.1494 | 3.644 | 1.8523 | 0 | 0 | 0 | 0 | 154.1494 | 97.3809 | 46.7416 | 17.0618 | 81.9659 | 31.3267 | 1.6468 | 0 | 0 | 0 | 15.4149 | 0.0002736 | 0.0001046 | 5.4e-06 | 0 | 0 | 0 | 0.0002488 | 5000000 | scaled
43-444F | 0 | 0 | 0 | 0 | 0% | 0% | 0% | 0 | 0 | 0 | 0 | 0 | 0 | 0 | 0 | 43 | 0 | 0 | 0 | 0 | 0 | 0 | 0 | 0 | 0 | 0 | 0 | 0 | 0 | 0 | 0 | 0 | 0 | 0 |  | 2148 | 43-444F | 0 | 0 | 0 | 0 | 0 | 0 | 0 | 0 | 0 | 0 | 0 | 0 | 0 | 0 | 0 | 0 | 0 | 0 | 0 | 0 | 0 | 0 | 0 | 0 | 0 | 0 | 0 | 0 | 0 | 0 | 0 | 0 | 0 | 0 | 0 | 0 | 0 | 0 | 0 | 0 | 0 | 0 | 0 | 0 | 0 | 0 | 0 | 5000000 | scaled
43-445 | 17713.7938 | 8876.64 | 0 | 8837.1538 | 50.11% | 0% | 49.89% | 4974.9366 | 8664.8227 | 315.5047 | 3021.4774 | 1637.9545 | 542.8725 | 5303.8282 | 2818.122 | 43 | 0.033392 | 0.021 | 0.012829 | 530476.9928 | 563.3868 | 6232.6658 | 10917.7413 | 16871.8085 | 186650.3488 | 326954.8356 | 606623.8024 | 38471.3716 | 368426.8292 | 199725.6016 | 705330.8138 | 44190.7111 | 431740.3357 | 229399.767 |  | 2149 | 43-445 | 17713.7938 | 12738.8572 | 9048.9711 | 8876.64 | 3901.7034 | 211.8173 | 0 | 0 | 0 | 8837.1538 | 563.3868 | 247.8821 | 20.5143 | 2890.0102 | 241.2325 | 13.8647 | 0 | 0 | 0 | 6.6497 | 10917.7413 | 9279.7867 | 8099.6192 | 2890.0102 | 1252.0557 | 71.8882 | 0 | 0 | 0 | 8027.731 | 6232.6658 | 3211.1883 | 928.8376 | 5429.8927 | 2408.4152 | 126.0645 | 0 | 0 | 0 | 802.7731 | 0.021014 | 0.0086214 | 0.0004512 | 0 | 0 | 0 | 0.012378 | 5000000 | scaled
43-473 | 0 | 0 | 0 | 0 | 0% | 0% | 0% | 0 | 0 | 0 | 0 | 0 | 0 | 0 | 0 | 43 | 0 | 0 | 0 | 0 | 0 | 0 | 0 | 0 | 0 | 0 | 0 | 0 | 0 | 0 | 0 | 0 | 0 | 0 |  | 2150 | 43-473 | 0 | 0 | 0 | 0 | 0 | 0 | 0 | 0 | 0 | 0 | 0 | 0 | 0 | 0 | 0 | 0 | 0 | 0 | 0 | 0 | 0 | 0 | 0 | 0 | 0 | 0 | 0 | 0 | 0 | 0 | 0 | 0 | 0 | 0 | 0 | 0 | 0 | 0 | 0 | 0 | 0 | 0 | 0 | 0 | 0 | 0 | 0 | 5000000 | scaled
43-474F | 0 | 0 | 0 | 0 | 0% | 0% | 0% | 0 | 0 | 0 | 0 | 0 | 0 | 0 | 0 | 43 | 0 | 0 | 0 | 0 | 0 | 0 | 0 | 0 | 0 | 0 | 0 | 0 | 0 | 0 | 0 | 0 | 0 | 0 |  | 2151 | 43-474F | 0 | 0 | 0 | 0 | 0 | 0 | 0 | 0 | 0 | 0 | 0 | 0 | 0 | 0 | 0 | 0 | 0 | 0 | 0 | 0 | 0 | 0 | 0 | 0 | 0 | 0 | 0 | 0 | 0 | 0 | 0 | 0 | 0 | 0 | 0 | 0 | 0 | 0 | 0 | 0 | 0 | 0 | 0 | 0 | 0 | 0 | 0 | 5000000 | scaled
43-475F | 37.9274 | 5.2962 | 0 | 32.6312 | 13.96% | 0% | 86.04% | 3.882 | 5.2295 | 0.29796 | 2.0521 | 1.5319 | 0.32043 | 3.2614 | 1.6477 | 43 | 0.0002508 | 0.0001276 | 5.5e-05 | 151225.6568 | 0.34498 | 6.2923 | 31.2901 | 1375.516 | 25088.9852 | 124761.1557 | 266813.1704 | 20478.8789 | 141044.5008 | 105289.7907 | 594506.4725 | 36426.733 | 370769.0139 | 187310.7256 |  | 2152 | 43-475F | 37.9274 | 34.0454 | 32.6979 | 5.2962 | 1.4141 | 0.066628 | 0 | 0 | 0 | 32.6312 | 0.34498 | 0.047019 | 0.024554 | 1.6477 | 0.022465 | 0 | 0 | 0 | 0 | 0.024554 | 31.2901 | 29.7582 | 29.6424 | 1.6477 | 0.11574 | 0 | 0 | 0 | 0 | 29.6424 | 6.2923 | 4.2402 | 3.0309 | 3.3281 | 1.2759 | 0.066628 | 0 | 0 | 0 | 2.9642 | 0.0001998 | 7.66e-05 | 4e-06 | 0 | 0 | 0 | 5.1e-05 | 5000000 | scaled
430-321AE | 306.5823 | 48.0259 | 0 | 258.5565 | 15.66% | 0% | 84.34% | 32.2133 | 47.3889 | 2.1354 | 19.0927 | 10.9853 | 2.7778 | 30.3173 | 14.2938 | 430 | 0.0009426 | 0.0005726 | 0.0003548 | 325251.8029 | 2.9724 | 54.4418 | 249.1682 | 3153.3676 | 57757.0098 | 264341.4255 | 479163.5332 | 31763.1728 | 283997.6645 | 163402.6959 | 730534.0786 | 42821.9661 | 467363.0505 | 220349.0619 |  | 2153 | 430-321AE | 306.5823 | 274.369 | 259.1935 | 48.0259 | 15.8126 | 0.63704 | 0 | 0 | 0 | 258.5565 | 2.9724 | 0.83698 | 0.19456 | 14.2938 | 0.64243 | 0 | 0 | 0 | 0 | 0.19456 | 249.1682 | 238.183 | 234.8745 | 14.2938 | 3.3085 | 0 | 0 | 0 | 0 | 234.8745 | 54.4418 | 35.3491 | 24.1245 | 30.9543 | 11.8617 | 0.63704 | 0 | 0 | 0 | 23.4874 | 0.0005998 | 0.0002298 | 1.2e-05 | 0 | 0 | 0 | 0.0003428 | 5000000 | scaled
430-42F | 4680.7711 | 1737.0584 | 0 | 2943.7126 | 37.11% | 0% | 62.89% | 947.2356 | 1689.7874 | 15.993 | 849.4595 | 81.7831 | 55.6807 | 1349.6091 | 284.4976 | 430 | 0.013 | 0.0075244 | 0.004302 | 360048.234 | 61.1086 | 1644.6481 | 2975.0144 | 4700.5195 | 126507.4968 | 228840.2178 | 496190.4546 | 8377.6108 | 444972.3971 | 42840.4468 | 695254.2239 | 22909.5324 | 555289.6378 | 117055.0538 |  | 2154 | 430-42F | 4680.7711 | 3733.5355 | 2990.9837 | 1737.0584 | 789.8228 | 47.2711 | 0 | 0 | 0 | 2943.7126 | 61.1086 | 45.1156 | 5.4279 | 300.9257 | 42.9006 | 3.2129 | 0 | 0 | 0 | 2.215 | 2975.0144 | 2893.2313 | 2690.5168 | 300.9257 | 219.1426 | 16.4281 | 0 | 0 | 0 | 2674.0887 | 1644.6481 | 795.1886 | 295.039 | 1377.2392 | 527.7797 | 27.6301 | 0 | 0 | 0 | 267.4089 | 0.0088758 | 0.0033998 | 0.0001774 | 0 | 0 | 0 | 0.0041246 | 5000000 | scaled
430-43 | 0 | 0 | 0 | 0 | 0% | 0% | 0% | 0 | 0 | 0 | 0 | 0 | 0 | 0 | 0 | 430 | 0 | 0 | 0 | 0 | 0 | 0 | 0 | 0 | 0 | 0 | 0 | 0 | 0 | 0 | 0 | 0 | 0 | 0 |  | 2155 | 430-43 | 0 | 0 | 0 | 0 | 0 | 0 | 0 | 0 | 0 | 0 | 0 | 0 | 0 | 0 | 0 | 0 | 0 | 0 | 0 | 0 | 0 | 0 | 0 | 0 | 0 | 0 | 0 | 0 | 0 | 0 | 0 | 0 | 0 | 0 | 0 | 0 | 0 | 0 | 0 | 0 | 0 | 0 | 0 | 0 | 0 | 0 | 0 | 5000000 | scaled
430-639 | 3166.5417 | 956.1138 | 0 | 2210.4279 | 30.19% | 0% | 69.81% | 581.2424 | 944.4279 | 38.2963 | 346.7716 | 196.1745 | 64.2838 | 550.8303 | 329.3138 | 430 | 0.00835 | 0.0051252 | 0.003228 | 379226.5498 | 66.0026 | 762.9746 | 2337.5644 | 7904.5086 | 91374.2047 | 279947.8364 | 504428.9578 | 33235.275 | 300944.3897 | 170249.2931 | 688387.1605 | 46856.0284 | 401496.5091 | 240034.6231 |  | 2156 | 430-639 | 3166.5417 | 2585.2993 | 2222.1138 | 956.1138 | 374.8714 | 11.6859 | 0 | 0 | 0 | 2210.4279 | 66.0026 | 27.7064 | 1.7188 | 329.5966 | 26.0431 | 0.055572 | 0 | 0 | 0 | 1.6633 | 2337.5644 | 2141.3899 | 2008.2506 | 329.5966 | 133.4221 | 0.2828 | 0 | 0 | 0 | 2007.9678 | 762.9746 | 416.203 | 212.1443 | 562.1778 | 215.4062 | 11.3475 | 0 | 0 | 0 | 200.7968 | 0.005227 | 0.0020022 | 0.000105 | 0 | 0 | 0 | 0.003123 | 5000000 | scaled
431-46AE | 5460.1979 | 1995.8648 | 0 | 3464.333 | 36.55% | 0% | 63.45% | 1230.9315 | 1956.0649 | 0 | 1230.9315 | 0 | 0.026407 | 1955.9017 | 0.13682 | 431 | 0.012491 | 0.0078028 | 0.0050432 | 437116.5657 | 2.6332 | 2310.404 | 3147.1607 | 210.8015 | 184959.5706 | 251946.1936 | 542019.0669 | 0 | 542019.0669 | 0 | 694823.3231 | 9.38 | 694765.3426 | 48.6005 |  | 2157 | 431-46AE | 5460.1979 | 4229.2664 | 3504.133 | 1995.8648 | 764.9333 | 39.7999 | 0 | 0 | 0 | 3464.333 | 2.6332 | 2.6332 | 2.6068 | 0.13682 | 0.026407 | 0 | 0 | 0 | 0 | 2.6068 | 3147.1607 | 3147.1607 | 3147.0239 | 0.13682 | 0.13682 | 0 | 0 | 0 | 0 | 3147.0239 | 2310.404 | 1079.4725 | 354.5023 | 1995.7016 | 764.7701 | 39.7999 | 0 | 0 | 0 | 314.7024 | 0.0076008 | 0.0029122 | 0.0001526 | 0 | 0 | 0 | 0.0048906 | 5000000 | scaled
431-47 | 0 | 0 | 0 | 0 | 0% | 0% | 0% | 0 | 0 | 0 | 0 | 0 | 0 | 0 | 0 | 431 | 0 | 0 | 0 | 0 | 0 | 0 | 0 | 0 | 0 | 0 | 0 | 0 | 0 | 0 | 0 | 0 | 0 | 0 |  | 2158 | 431-47 | 0 | 0 | 0 | 0 | 0 | 0 | 0 | 0 | 0 | 0 | 0 | 0 | 0 | 0 | 0 | 0 | 0 | 0 | 0 | 0 | 0 | 0 | 0 | 0 | 0 | 0 | 0 | 0 | 0 | 0 | 0 | 0 | 0 | 0 | 0 | 0 | 0 | 0 | 0 | 0 | 0 | 0 | 0 | 0 | 0 | 0 | 0 | 5000000 | scaled
431-474 | 2429.0008 | 855.1567 | 0 | 1573.8441 | 35.21% | 0% | 64.79% | 527.4063 | 837.9244 | 0 | 527.4063 | 0 | 0 | 837.9244 | 0 | 431 | 0.0053256 | 0.0033992 | 0.0022644 | 456098.9851 | 1.1843 | 998.1258 | 1429.6907 | 222.3725 | 187420.3404 | 268456.2722 | 559424.108 | 0 | 559424.108 | 0 | 702648.0808 | 0 | 702648.0808 | 0 |  | 2159 | 431-474 | 2429.0008 | 1901.5944 | 1591.0763 | 855.1567 | 327.7504 | 17.2323 | 0 | 0 | 0 | 1573.8441 | 1.1843 | 1.1843 | 1.1843 | 0 | 0 | 0 | 0 | 0 | 0 | 1.1843 | 1429.6907 | 1429.6907 | 1429.6907 | 0 | 0 | 0 | 0 | 0 | 0 | 1429.6907 | 998.1258 | 470.7194 | 160.2013 | 855.1567 | 327.7504 | 17.2323 | 0 | 0 | 0 | 142.9691 | 0.0031232 | 0.0011968 | 6.2e-05 | 0 | 0 | 0 | 0.0022024 | 5000000 | scaled
431-478 | 1841.7341 | 520.155 | 0 | 1321.5791 | 28.24% | 0% | 71.76% | 321.0616 | 509.6407 | 0 | 321.0616 | 0 | 0 | 509.6407 | 0 | 431 | 0.004891 | 0.003013 | 0.0019092 | 376555.7273 | 0.99445 | 640.2081 | 1200.5315 | 203.3216 | 130895.1374 | 245457.2683 | 504703.7568 | 0 | 504703.7568 | 0 | 697723.3301 | 0 | 697723.3301 | 0 |  | 2160 | 431-478 | 1841.7341 | 1520.6724 | 1332.0934 | 520.155 | 199.0933 | 10.5143 | 0 | 0 | 0 | 1321.5791 | 0.99445 | 0.99445 | 0.99445 | 0 | 0 | 0 | 0 | 0 | 0 | 0.99445 | 1200.5315 | 1200.5315 | 1200.5315 | 0 | 0 | 0 | 0 | 0 | 0 | 1200.5315 | 640.2081 | 319.1465 | 130.5674 | 520.155 | 199.0933 | 10.5143 | 0 | 0 | 0 | 120.0531 | 0.003043 | 0.001165 | 6.12e-05 | 0 | 0 | 0 | 0.001848 | 5000000 | scaled
431-48AE | 1403.3282 | 435.3177 | 0 | 968.0105 | 31.02% | 0% | 68.98% | 268.469 | 426.6907 | 0.056754 | 268.1104 | 0.30186 | 0.11903 | 425.9413 | 0.63037 | 431 | 0.0035406 | 0.002182 | 0.0013822 | 396353.2187 | 0.84742 | 522.5007 | 879.9801 | 239.3445 | 147574.0581 | 248539.816 | 520100.4392 | 109.9492 | 519405.6922 | 584.7978 | 706581.8855 | 197.1028 | 705340.9215 | 1043.8612 |  | 2161 | 431-48AE | 1403.3282 | 1134.8592 | 976.6375 | 435.3177 | 166.8486 | 8.6269 | 0 | 0 | 0 | 968.0105 | 0.84742 | 0.79067 | 0.7284 | 0.63267 | 0.062272 | 0 | 0 | 0 | 0 | 0.7284 | 879.9801 | 879.6782 | 879.3497 | 0.63267 | 0.33081 | 0.002303 | 0 | 0 | 0 | 879.3474 | 522.5007 | 254.3903 | 96.5594 | 434.566 | 166.4555 | 8.6246 | 0 | 0 | 0 | 87.9347 | 0.002202 | 0.0008434 | 4.36e-05 | 0 | 0 | 0 | 0.0013386 | 5000000 | scaled
431-546 | 0 | 0 | 0 | 0 | 0% | 0% | 0% | 0 | 0 | 0 | 0 | 0 | 0 | 0 | 0 | 431 | 0 | 0 | 0 | 0 | 0 | 0 | 0 | 0 | 0 | 0 | 0 | 0 | 0 | 0 | 0 | 0 | 0 | 0 |  | 2162 | 431-546 | 0 | 0 | 0 | 0 | 0 | 0 | 0 | 0 | 0 | 0 | 0 | 0 | 0 | 0 | 0 | 0 | 0 | 0 | 0 | 0 | 0 | 0 | 0 | 0 | 0 | 0 | 0 | 0 | 0 | 0 | 0 | 0 | 0 | 0 | 0 | 0 | 0 | 0 | 0 | 0 | 0 | 0 | 0 | 0 | 0 | 0 | 0 | 5000000 | scaled
431-548 | 0 | 0 | 0 | 0 | 0% | 0% | 0% | 0 | 0 | 0 | 0 | 0 | 0 | 0 | 0 | 431 | 0 | 0 | 0 | 0 | 0 | 0 | 0 | 0 | 0 | 0 | 0 | 0 | 0 | 0 | 0 | 0 | 0 | 0 |  | 2163 | 431-548 | 0 | 0 | 0 | 0 | 0 | 0 | 0 | 0 | 0 | 0 | 0 | 0 | 0 | 0 | 0 | 0 | 0 | 0 | 0 | 0 | 0 | 0 | 0 | 0 | 0 | 0 | 0 | 0 | 0 | 0 | 0 | 0 | 0 | 0 | 0 | 0 | 0 | 0 | 0 | 0 | 0 | 0 | 0 | 0 | 0 | 0 | 0 | 5000000 | scaled
431-550 | 13133.9263 | 9920.0056 | 0 | 3213.9206 | 75.53% | 0% | 24.47% | 6132.4555 | 9721.0888 | 10.2865 | 6069.2846 | 52.8844 | 15.2288 | 9627.6009 | 78.2591 | 431 | 0.012344 | 0.0075088 | 0.0046656 | 1063958.2529 | 17.6984 | 10118.1585 | 2998.0693 | 1433.7219 | 819655.7584 | 242868.7726 | 932435.3801 | 1564.0507 | 922830.2889 | 8041.0405 | 731489.5021 | 1145.9342 | 724454.7525 | 5888.8154 |  | 2164 | 431-550 | 13133.9263 | 7001.4708 | 3412.8374 | 9920.0056 | 3787.5501 | 198.9168 | 0 | 0 | 0 | 3213.9206 | 17.6984 | 7.412 | 2.4696 | 78.5218 | 4.9936 | 0.051237 | 0 | 0 | 0 | 2.4184 | 2998.0693 | 2945.1848 | 2919.8102 | 78.5218 | 25.6373 | 0.26268 | 0 | 0 | 0 | 2919.5475 | 10118.1585 | 4048.874 | 490.5576 | 9826.2038 | 3756.9192 | 198.6029 | 0 | 0 | 0 | 291.9548 | 0.0078356 | 0.003 | 0.0001568 | 0 | 0 | 0 | 0.0045088 | 5000000 | scaled
432-2 | 0 | 0 | 0 | 0 | 0% | 0% | 0% | 0 | 0 | 0 | 0 | 0 | 0 | 0 | 0 | 432 | 0 | 0 | 0 | 0 | 0 | 0 | 0 | 0 | 0 | 0 | 0 | 0 | 0 | 0 | 0 | 0 | 0 | 0 |  | 2165 | 432-2 | 0 | 0 | 0 | 0 | 0 | 0 | 0 | 0 | 0 | 0 | 0 | 0 | 0 | 0 | 0 | 0 | 0 | 0 | 0 | 0 | 0 | 0 | 0 | 0 | 0 | 0 | 0 | 0 | 0 | 0 | 0 | 0 | 0 | 0 | 0 | 0 | 0 | 0 | 0 | 0 | 0 | 0 | 0 | 0 | 0 | 0 | 0 | 5000000 | scaled
432-23 | 0 | 0 | 0 | 0 | 0% | 0% | 0% | 0 | 0 | 0 | 0 | 0 | 0 | 0 | 0 | 432 | 0 | 0 | 0 | 0 | 0 | 0 | 0 | 0 | 0 | 0 | 0 | 0 | 0 | 0 | 0 | 0 | 0 | 0 |  | 2166 | 432-23 | 0 | 0 | 0 | 0 | 0 | 0 | 0 | 0 | 0 | 0 | 0 | 0 | 0 | 0 | 0 | 0 | 0 | 0 | 0 | 0 | 0 | 0 | 0 | 0 | 0 | 0 | 0 | 0 | 0 | 0 | 0 | 0 | 0 | 0 | 0 | 0 | 0 | 0 | 0 | 0 | 0 | 0 | 0 | 0 | 0 | 0 | 0 | 5000000 | scaled
432-24F | 0 | 0 | 0 | 0 | 0% | 0% | 0% | 0 | 0 | 0 | 0 | 0 | 0 | 0 | 0 | 432 | 0 | 0 | 0 | 0 | 0 | 0 | 0 | 0 | 0 | 0 | 0 | 0 | 0 | 0 | 0 | 0 | 0 | 0 |  | 2167 | 432-24F | 0 | 0 | 0 | 0 | 0 | 0 | 0 | 0 | 0 | 0 | 0 | 0 | 0 | 0 | 0 | 0 | 0 | 0 | 0 | 0 | 0 | 0 | 0 | 0 | 0 | 0 | 0 | 0 | 0 | 0 | 0 | 0 | 0 | 0 | 0 | 0 | 0 | 0 | 0 | 0 | 0 | 0 | 0 | 0 | 0 | 0 | 0 | 5000000 | scaled
432-25F | 0 | 0 | 0 | 0 | 0% | 0% | 0% | 0 | 0 | 0 | 0 | 0 | 0 | 0 | 0 | 432 | 0 | 0 | 0 | 0 | 0 | 0 | 0 | 0 | 0 | 0 | 0 | 0 | 0 | 0 | 0 | 0 | 0 | 0 |  | 2168 | 432-25F | 0 | 0 | 0 | 0 | 0 | 0 | 0 | 0 | 0 | 0 | 0 | 0 | 0 | 0 | 0 | 0 | 0 | 0 | 0 | 0 | 0 | 0 | 0 | 0 | 0 | 0 | 0 | 0 | 0 | 0 | 0 | 0 | 0 | 0 | 0 | 0 | 0 | 0 | 0 | 0 | 0 | 0 | 0 | 0 | 0 | 0 | 0 | 5000000 | scaled
432-3 | 0 | 0 | 0 | 0 | 0% | 0% | 0% | 0 | 0 | 0 | 0 | 0 | 0 | 0 | 0 | 432 | 0 | 0 | 0 | 0 | 0 | 0 | 0 | 0 | 0 | 0 | 0 | 0 | 0 | 0 | 0 | 0 | 0 | 0 |  | 2169 | 432-3 | 0 | 0 | 0 | 0 | 0 | 0 | 0 | 0 | 0 | 0 | 0 | 0 | 0 | 0 | 0 | 0 | 0 | 0 | 0 | 0 | 0 | 0 | 0 | 0 | 0 | 0 | 0 | 0 | 0 | 0 | 0 | 0 | 0 | 0 | 0 | 0 | 0 | 0 | 0 | 0 | 0 | 0 | 0 | 0 | 0 | 0 | 0 | 5000000 | scaled
434-298 | 0 | 0 | 0 | 0 | 0% | 0% | 0% | 0 | 0 | 0 | 0 | 0 | 0 | 0 | 0 | 434 | 0 | 0 | 0 | 0 | 0 | 0 | 0 | 0 | 0 | 0 | 0 | 0 | 0 | 0 | 0 | 0 | 0 | 0 |  | 2170 | 434-298 | 0 | 0 | 0 | 0 | 0 | 0 | 0 | 0 | 0 | 0 | 0 | 0 | 0 | 0 | 0 | 0 | 0 | 0 | 0 | 0 | 0 | 0 | 0 | 0 | 0 | 0 | 0 | 0 | 0 | 0 | 0 | 0 | 0 | 0 | 0 | 0 | 0 | 0 | 0 | 0 | 0 | 0 | 0 | 0 | 0 | 0 | 0 | 5000000 | scaled
434-300AE | 0 | 0 | 0 | 0 | 0% | 0% | 0% | 0 | 0 | 0 | 0 | 0 | 0 | 0 | 0 | 434 | 0 | 0 | 0 | 0 | 0 | 0 | 0 | 0 | 0 | 0 | 0 | 0 | 0 | 0 | 0 | 0 | 0 | 0 |  | 2171 | 434-300AE | 0 | 0 | 0 | 0 | 0 | 0 | 0 | 0 | 0 | 0 | 0 | 0 | 0 | 0 | 0 | 0 | 0 | 0 | 0 | 0 | 0 | 0 | 0 | 0 | 0 | 0 | 0 | 0 | 0 | 0 | 0 | 0 | 0 | 0 | 0 | 0 | 0 | 0 | 0 | 0 | 0 | 0 | 0 | 0 | 0 | 0 | 0 | 5000000 | scaled
434-301 | 70649.6666 | 70320.4363 | 0 | 329.2303 | 99.53% | 0% | 0.466% | 24424.6665 | 67782.1612 | 3913.4703 | 166.1265 | 20345.0698 | 10856.692 | 431.7562 | 56493.713 | 434 | 0.003157 | 0.0022072 | 0.0005344 | 22378735.0535 | 11262.5962 | 475.9836 | 58911.0868 | 3567499.5896 | 150770.8576 | 18660464.6063 | 20942823.5038 | 3355587.9621 | 142444.4323 | 17444791.1094 | 5365840.8244 | 859448.5654 | 34179.1291 | 4472213.1299 |  | 2172 | 434-301 | 70649.6666 | 46225 | 2867.5053 | 70320.4363 | 45895.7697 | 2538.275 | 0 | 0 | 0 | 329.2303 | 11262.5962 | 7349.1259 | 405.9042 | 58612.0117 | 7348.8782 | 405.6565 | 0 | 0 | 0 | 0.24774 | 58911.0868 | 38566.017 | 2417.3738 | 58612.0117 | 38266.9419 | 2118.2987 | 0 | 0 | 0 | 299.0751 | 475.9836 | 309.8571 | 44.2274 | 446.0761 | 279.9496 | 14.3199 | 0 | 0 | 0 | 29.9075 | 0.0027146 | 0.0017648 | 9.2e-05 | 0 | 0 | 0 | 0.0004424 | 5000000 | scaled
435-1340F | 0 | 0 | 0 | 0 | 0% | 0% | 0% | 0 | 0 | 0 | 0 | 0 | 0 | 0 | 0 | 435 | 0 | 0 | 0 | 0 | 0 | 0 | 0 | 0 | 0 | 0 | 0 | 0 | 0 | 0 | 0 | 0 | 0 | 0 |  | 2173 | 435-1340F | 0 | 0 | 0 | 0 | 0 | 0 | 0 | 0 | 0 | 0 | 0 | 0 | 0 | 0 | 0 | 0 | 0 | 0 | 0 | 0 | 0 | 0 | 0 | 0 | 0 | 0 | 0 | 0 | 0 | 0 | 0 | 0 | 0 | 0 | 0 | 0 | 0 | 0 | 0 | 0 | 0 | 0 | 0 | 0 | 0 | 0 | 0 | 5000000 | scaled
435-1341 | 0 | 0 | 0 | 0 | 0% | 0% | 0% | 0 | 0 | 0 | 0 | 0 | 0 | 0 | 0 | 435 | 0 | 0 | 0 | 0 | 0 | 0 | 0 | 0 | 0 | 0 | 0 | 0 | 0 | 0 | 0 | 0 | 0 | 0 |  | 2174 | 435-1341 | 0 | 0 | 0 | 0 | 0 | 0 | 0 | 0 | 0 | 0 | 0 | 0 | 0 | 0 | 0 | 0 | 0 | 0 | 0 | 0 | 0 | 0 | 0 | 0 | 0 | 0 | 0 | 0 | 0 | 0 | 0 | 0 | 0 | 0 | 0 | 0 | 0 | 0 | 0 | 0 | 0 | 0 | 0 | 0 | 0 | 0 | 0 | 5000000 | scaled
435-1342F | 0 | 0 | 0 | 0 | 0% | 0% | 0% | 0 | 0 | 0 | 0 | 0 | 0 | 0 | 0 | 435 | 0 | 0 | 0 | 0 | 0 | 0 | 0 | 0 | 0 | 0 | 0 | 0 | 0 | 0 | 0 | 0 | 0 | 0 |  | 2175 | 435-1342F | 0 | 0 | 0 | 0 | 0 | 0 | 0 | 0 | 0 | 0 | 0 | 0 | 0 | 0 | 0 | 0 | 0 | 0 | 0 | 0 | 0 | 0 | 0 | 0 | 0 | 0 | 0 | 0 | 0 | 0 | 0 | 0 | 0 | 0 | 0 | 0 | 0 | 0 | 0 | 0 | 0 | 0 | 0 | 0 | 0 | 0 | 0 | 5000000 | scaled
435-1343F | 0 | 0 | 0 | 0 | 0% | 0% | 0% | 0 | 0 | 0 | 0 | 0 | 0 | 0 | 0 | 435 | 0 | 0 | 0 | 0 | 0 | 0 | 0 | 0 | 0 | 0 | 0 | 0 | 0 | 0 | 0 | 0 | 0 | 0 |  | 2176 | 435-1343F | 0 | 0 | 0 | 0 | 0 | 0 | 0 | 0 | 0 | 0 | 0 | 0 | 0 | 0 | 0 | 0 | 0 | 0 | 0 | 0 | 0 | 0 | 0 | 0 | 0 | 0 | 0 | 0 | 0 | 0 | 0 | 0 | 0 | 0 | 0 | 0 | 0 | 0 | 0 | 0 | 0 | 0 | 0 | 0 | 0 | 0 | 0 | 5000000 | scaled
435-25 | 0 | 0 | 0 | 0 | 0% | 0% | 0% | 0 | 0 | 0 | 0 | 0 | 0 | 0 | 0 | 435 | 0 | 0 | 0 | 0 | 0 | 0 | 0 | 0 | 0 | 0 | 0 | 0 | 0 | 0 | 0 | 0 | 0 | 0 |  | 2177 | 435-25 | 0 | 0 | 0 | 0 | 0 | 0 | 0 | 0 | 0 | 0 | 0 | 0 | 0 | 0 | 0 | 0 | 0 | 0 | 0 | 0 | 0 | 0 | 0 | 0 | 0 | 0 | 0 | 0 | 0 | 0 | 0 | 0 | 0 | 0 | 0 | 0 | 0 | 0 | 0 | 0 | 0 | 0 | 0 | 0 | 0 | 0 | 0 | 5000000 | scaled
436-1040 | 0 | 0 | 0 | 0 | 0% | 0% | 0% | 0 | 0 | 0 | 0 | 0 | 0 | 0 | 0 | 436 | 0 | 0 | 0 | 0 | 0 | 0 | 0 | 0 | 0 | 0 | 0 | 0 | 0 | 0 | 0 | 0 | 0 | 0 |  | 2178 | 436-1040 | 0 | 0 | 0 | 0 | 0 | 0 | 0 | 0 | 0 | 0 | 0 | 0 | 0 | 0 | 0 | 0 | 0 | 0 | 0 | 0 | 0 | 0 | 0 | 0 | 0 | 0 | 0 | 0 | 0 | 0 | 0 | 0 | 0 | 0 | 0 | 0 | 0 | 0 | 0 | 0 | 0 | 0 | 0 | 0 | 0 | 0 | 0 | 5000000 | scaled
436-1042 | 0 | 0 | 0 | 0 | 0% | 0% | 0% | 0 | 0 | 0 | 0 | 0 | 0 | 0 | 0 | 436 | 0 | 0 | 0 | 0 | 0 | 0 | 0 | 0 | 0 | 0 | 0 | 0 | 0 | 0 | 0 | 0 | 0 | 0 |  | 2179 | 436-1042 | 0 | 0 | 0 | 0 | 0 | 0 | 0 | 0 | 0 | 0 | 0 | 0 | 0 | 0 | 0 | 0 | 0 | 0 | 0 | 0 | 0 | 0 | 0 | 0 | 0 | 0 | 0 | 0 | 0 | 0 | 0 | 0 | 0 | 0 | 0 | 0 | 0 | 0 | 0 | 0 | 0 | 0 | 0 | 0 | 0 | 0 | 0 | 5000000 | scaled
436-1043F | 0 | 0 | 0 | 0 | 0% | 0% | 0% | 0 | 0 | 0 | 0 | 0 | 0 | 0 | 0 | 436 | 0 | 0 | 0 | 0 | 0 | 0 | 0 | 0 | 0 | 0 | 0 | 0 | 0 | 0 | 0 | 0 | 0 | 0 |  | 2180 | 436-1043F | 0 | 0 | 0 | 0 | 0 | 0 | 0 | 0 | 0 | 0 | 0 | 0 | 0 | 0 | 0 | 0 | 0 | 0 | 0 | 0 | 0 | 0 | 0 | 0 | 0 | 0 | 0 | 0 | 0 | 0 | 0 | 0 | 0 | 0 | 0 | 0 | 0 | 0 | 0 | 0 | 0 | 0 | 0 | 0 | 0 | 0 | 0 | 5000000 | scaled
436-1044F | 0 | 0 | 0 | 0 | 0% | 0% | 0% | 0 | 0 | 0 | 0 | 0 | 0 | 0 | 0 | 436 | 0 | 0 | 0 | 0 | 0 | 0 | 0 | 0 | 0 | 0 | 0 | 0 | 0 | 0 | 0 | 0 | 0 | 0 |  | 2181 | 436-1044F | 0 | 0 | 0 | 0 | 0 | 0 | 0 | 0 | 0 | 0 | 0 | 0 | 0 | 0 | 0 | 0 | 0 | 0 | 0 | 0 | 0 | 0 | 0 | 0 | 0 | 0 | 0 | 0 | 0 | 0 | 0 | 0 | 0 | 0 | 0 | 0 | 0 | 0 | 0 | 0 | 0 | 0 | 0 | 0 | 0 | 0 | 0 | 5000000 | scaled
436-109AE | 0 | 0 | 0 | 0 | 0% | 0% | 0% | 0 | 0 | 0 | 0 | 0 | 0 | 0 | 0 | 436 | 0 | 0 | 0 | 0 | 0 | 0 | 0 | 0 | 0 | 0 | 0 | 0 | 0 | 0 | 0 | 0 | 0 | 0 |  | 2182 | 436-109AE | 0 | 0 | 0 | 0 | 0 | 0 | 0 | 0 | 0 | 0 | 0 | 0 | 0 | 0 | 0 | 0 | 0 | 0 | 0 | 0 | 0 | 0 | 0 | 0 | 0 | 0 | 0 | 0 | 0 | 0 | 0 | 0 | 0 | 0 | 0 | 0 | 0 | 0 | 0 | 0 | 0 | 0 | 0 | 0 | 0 | 0 | 0 | 5000000 | scaled
436-112 | 0 | 0 | 0 | 0 | 0% | 0% | 0% | 0 | 0 | 0 | 0 | 0 | 0 | 0 | 0 | 436 | 0 | 0 | 0 | 0 | 0 | 0 | 0 | 0 | 0 | 0 | 0 | 0 | 0 | 0 | 0 | 0 | 0 | 0 |  | 2183 | 436-112 | 0 | 0 | 0 | 0 | 0 | 0 | 0 | 0 | 0 | 0 | 0 | 0 | 0 | 0 | 0 | 0 | 0 | 0 | 0 | 0 | 0 | 0 | 0 | 0 | 0 | 0 | 0 | 0 | 0 | 0 | 0 | 0 | 0 | 0 | 0 | 0 | 0 | 0 | 0 | 0 | 0 | 0 | 0 | 0 | 0 | 0 | 0 | 5000000 | scaled
436-115 | 0 | 0 | 0 | 0 | 0% | 0% | 0% | 0 | 0 | 0 | 0 | 0 | 0 | 0 | 0 | 436 | 0 | 0 | 0 | 0 | 0 | 0 | 0 | 0 | 0 | 0 | 0 | 0 | 0 | 0 | 0 | 0 | 0 | 0 |  | 2184 | 436-115 | 0 | 0 | 0 | 0 | 0 | 0 | 0 | 0 | 0 | 0 | 0 | 0 | 0 | 0 | 0 | 0 | 0 | 0 | 0 | 0 | 0 | 0 | 0 | 0 | 0 | 0 | 0 | 0 | 0 | 0 | 0 | 0 | 0 | 0 | 0 | 0 | 0 | 0 | 0 | 0 | 0 | 0 | 0 | 0 | 0 | 0 | 0 | 5000000 | scaled
436-316F | 0 | 0 | 0 | 0 | 0% | 0% | 0% | 0 | 0 | 0 | 0 | 0 | 0 | 0 | 0 | 436 | 0 | 0 | 0 | 0 | 0 | 0 | 0 | 0 | 0 | 0 | 0 | 0 | 0 | 0 | 0 | 0 | 0 | 0 |  | 2185 | 436-316F | 0 | 0 | 0 | 0 | 0 | 0 | 0 | 0 | 0 | 0 | 0 | 0 | 0 | 0 | 0 | 0 | 0 | 0 | 0 | 0 | 0 | 0 | 0 | 0 | 0 | 0 | 0 | 0 | 0 | 0 | 0 | 0 | 0 | 0 | 0 | 0 | 0 | 0 | 0 | 0 | 0 | 0 | 0 | 0 | 0 | 0 | 0 | 5000000 | scaled
436-318 | 0 | 0 | 0 | 0 | 0% | 0% | 0% | 0 | 0 | 0 | 0 | 0 | 0 | 0 | 0 | 436 | 0 | 0 | 0 | 0 | 0 | 0 | 0 | 0 | 0 | 0 | 0 | 0 | 0 | 0 | 0 | 0 | 0 | 0 |  | 2186 | 436-318 | 0 | 0 | 0 | 0 | 0 | 0 | 0 | 0 | 0 | 0 | 0 | 0 | 0 | 0 | 0 | 0 | 0 | 0 | 0 | 0 | 0 | 0 | 0 | 0 | 0 | 0 | 0 | 0 | 0 | 0 | 0 | 0 | 0 | 0 | 0 | 0 | 0 | 0 | 0 | 0 | 0 | 0 | 0 | 0 | 0 | 0 | 0 | 5000000 | scaled
436-319F | 0 | 0 | 0 | 0 | 0% | 0% | 0% | 0 | 0 | 0 | 0 | 0 | 0 | 0 | 0 | 436 | 0 | 0 | 0 | 0 | 0 | 0 | 0 | 0 | 0 | 0 | 0 | 0 | 0 | 0 | 0 | 0 | 0 | 0 |  | 2187 | 436-319F | 0 | 0 | 0 | 0 | 0 | 0 | 0 | 0 | 0 | 0 | 0 | 0 | 0 | 0 | 0 | 0 | 0 | 0 | 0 | 0 | 0 | 0 | 0 | 0 | 0 | 0 | 0 | 0 | 0 | 0 | 0 | 0 | 0 | 0 | 0 | 0 | 0 | 0 | 0 | 0 | 0 | 0 | 0 | 0 | 0 | 0 | 0 | 5000000 | scaled
436-334 | 0 | 0 | 0 | 0 | 0% | 0% | 0% | 0 | 0 | 0 | 0 | 0 | 0 | 0 | 0 | 436 | 0 | 0 | 0 | 0 | 0 | 0 | 0 | 0 | 0 | 0 | 0 | 0 | 0 | 0 | 0 | 0 | 0 | 0 |  | 2188 | 436-334 | 0 | 0 | 0 | 0 | 0 | 0 | 0 | 0 | 0 | 0 | 0 | 0 | 0 | 0 | 0 | 0 | 0 | 0 | 0 | 0 | 0 | 0 | 0 | 0 | 0 | 0 | 0 | 0 | 0 | 0 | 0 | 0 | 0 | 0 | 0 | 0 | 0 | 0 | 0 | 0 | 0 | 0 | 0 | 0 | 0 | 0 | 0 | 5000000 | scaled
437-1190 | 0 | 0 | 0 | 0 | 0% | 0% | 0% | 0 | 0 | 0 | 0 | 0 | 0 | 0 | 0 | 437 | 0 | 0 | 0 | 0 | 0 | 0 | 0 | 0 | 0 | 0 | 0 | 0 | 0 | 0 | 0 | 0 | 0 | 0 |  | 2189 | 437-1190 | 0 | 0 | 0 | 0 | 0 | 0 | 0 | 0 | 0 | 0 | 0 | 0 | 0 | 0 | 0 | 0 | 0 | 0 | 0 | 0 | 0 | 0 | 0 | 0 | 0 | 0 | 0 | 0 | 0 | 0 | 0 | 0 | 0 | 0 | 0 | 0 | 0 | 0 | 0 | 0 | 0 | 0 | 0 | 0 | 0 | 0 | 0 | 5000000 | scaled
437-1192F | 0 | 0 | 0 | 0 | 0% | 0% | 0% | 0 | 0 | 0 | 0 | 0 | 0 | 0 | 0 | 437 | 0 | 0 | 0 | 0 | 0 | 0 | 0 | 0 | 0 | 0 | 0 | 0 | 0 | 0 | 0 | 0 | 0 | 0 |  | 2190 | 437-1192F | 0 | 0 | 0 | 0 | 0 | 0 | 0 | 0 | 0 | 0 | 0 | 0 | 0 | 0 | 0 | 0 | 0 | 0 | 0 | 0 | 0 | 0 | 0 | 0 | 0 | 0 | 0 | 0 | 0 | 0 | 0 | 0 | 0 | 0 | 0 | 0 | 0 | 0 | 0 | 0 | 0 | 0 | 0 | 0 | 0 | 0 | 0 | 5000000 | scaled
437-691 | 0 | 0 | 0 | 0 | 0% | 0% | 0% | 0 | 0 | 0 | 0 | 0 | 0 | 0 | 0 | 437 | 0 | 0 | 0 | 0 | 0 | 0 | 0 | 0 | 0 | 0 | 0 | 0 | 0 | 0 | 0 | 0 | 0 | 0 |  | 2191 | 437-691 | 0 | 0 | 0 | 0 | 0 | 0 | 0 | 0 | 0 | 0 | 0 | 0 | 0 | 0 | 0 | 0 | 0 | 0 | 0 | 0 | 0 | 0 | 0 | 0 | 0 | 0 | 0 | 0 | 0 | 0 | 0 | 0 | 0 | 0 | 0 | 0 | 0 | 0 | 0 | 0 | 0 | 0 | 0 | 0 | 0 | 0 | 0 | 5000000 | scaled
438-10 | 0 | 0 | 0 | 0 | 0% | 0% | 0% | 0 | 0 | 0 | 0 | 0 | 0 | 0 | 0 | 438 | 0 | 0 | 0 | 0 | 0 | 0 | 0 | 0 | 0 | 0 | 0 | 0 | 0 | 0 | 0 | 0 | 0 | 0 |  | 2192 | 438-10 | 0 | 0 | 0 | 0 | 0 | 0 | 0 | 0 | 0 | 0 | 0 | 0 | 0 | 0 | 0 | 0 | 0 | 0 | 0 | 0 | 0 | 0 | 0 | 0 | 0 | 0 | 0 | 0 | 0 | 0 | 0 | 0 | 0 | 0 | 0 | 0 | 0 | 0 | 0 | 0 | 0 | 0 | 0 | 0 | 0 | 0 | 0 | 5000000 | scaled
438-11 | 0 | 0 | 0 | 0 | 0% | 0% | 0% | 0 | 0 | 0 | 0 | 0 | 0 | 0 | 0 | 438 | 0 | 0 | 0 | 0 | 0 | 0 | 0 | 0 | 0 | 0 | 0 | 0 | 0 | 0 | 0 | 0 | 0 | 0 |  | 2193 | 438-11 | 0 | 0 | 0 | 0 | 0 | 0 | 0 | 0 | 0 | 0 | 0 | 0 | 0 | 0 | 0 | 0 | 0 | 0 | 0 | 0 | 0 | 0 | 0 | 0 | 0 | 0 | 0 | 0 | 0 | 0 | 0 | 0 | 0 | 0 | 0 | 0 | 0 | 0 | 0 | 0 | 0 | 0 | 0 | 0 | 0 | 0 | 0 | 5000000 | scaled
438-12 | 0 | 0 | 0 | 0 | 0% | 0% | 0% | 0 | 0 | 0 | 0 | 0 | 0 | 0 | 0 | 438 | 0 | 0 | 0 | 0 | 0 | 0 | 0 | 0 | 0 | 0 | 0 | 0 | 0 | 0 | 0 | 0 | 0 | 0 |  | 2194 | 438-12 | 0 | 0 | 0 | 0 | 0 | 0 | 0 | 0 | 0 | 0 | 0 | 0 | 0 | 0 | 0 | 0 | 0 | 0 | 0 | 0 | 0 | 0 | 0 | 0 | 0 | 0 | 0 | 0 | 0 | 0 | 0 | 0 | 0 | 0 | 0 | 0 | 0 | 0 | 0 | 0 | 0 | 0 | 0 | 0 | 0 | 0 | 0 | 5000000 | scaled
438-45 | 4537.9204 | 4225.236 | 0 | 312.6843 | 93.11% | 0% | 6.89% | 1673.9812 | 3899.4007 | 312.2806 | 3.5875 | 1358.1131 | 727.7141 | 7.1174 | 3164.5692 | 438 | 0.0017438 | 0.0011072 | 0.000482 | 2602317.0048 | 788.67 | 35.7182 | 3713.5323 | 452270.8902 | 20482.9396 | 2129563.175 | 2586650.2871 | 482538.6731 | 5543.4378 | 2098568.1762 | 1324729.6315 | 247223.7263 | 2417.9843 | 1075087.9209 |  | 2195 | 438-45 | 4537.9204 | 2863.9392 | 638.5197 | 4225.236 | 2551.2549 | 325.8353 | 0 | 0 | 0 | 312.6843 | 788.67 | 476.3894 | 60.9559 | 3429.4877 | 476.1541 | 60.7206 | 0 | 0 | 0 | 0.23528 | 3713.5323 | 2355.4192 | 548.9631 | 3429.4877 | 2071.3746 | 264.9185 | 0 | 0 | 0 | 284.0446 | 35.7182 | 32.1306 | 28.6007 | 7.3137 | 3.7262 | 0.19625 | 0 | 0 | 0 | 28.4045 | 0.0012962 | 0.0006596 | 3.44e-05 | 0 | 0 | 0 | 0.0004476 | 5000000 | scaled
438-561 | 0 | 0 | 0 | 0 | 0% | 0% | 0% | 0 | 0 | 0 | 0 | 0 | 0 | 0 | 0 | 438 | 0 | 0 | 0 | 0 | 0 | 0 | 0 | 0 | 0 | 0 | 0 | 0 | 0 | 0 | 0 | 0 | 0 | 0 |  | 2196 | 438-561 | 0 | 0 | 0 | 0 | 0 | 0 | 0 | 0 | 0 | 0 | 0 | 0 | 0 | 0 | 0 | 0 | 0 | 0 | 0 | 0 | 0 | 0 | 0 | 0 | 0 | 0 | 0 | 0 | 0 | 0 | 0 | 0 | 0 | 0 | 0 | 0 | 0 | 0 | 0 | 0 | 0 | 0 | 0 | 0 | 0 | 0 | 0 | 5000000 | scaled
438-562 | 0 | 0 | 0 | 0 | 0% | 0% | 0% | 0 | 0 | 0 | 0 | 0 | 0 | 0 | 0 | 438 | 0 | 0 | 0 | 0 | 0 | 0 | 0 | 0 | 0 | 0 | 0 | 0 | 0 | 0 | 0 | 0 | 0 | 0 |  | 2197 | 438-562 | 0 | 0 | 0 | 0 | 0 | 0 | 0 | 0 | 0 | 0 | 0 | 0 | 0 | 0 | 0 | 0 | 0 | 0 | 0 | 0 | 0 | 0 | 0 | 0 | 0 | 0 | 0 | 0 | 0 | 0 | 0 | 0 | 0 | 0 | 0 | 0 | 0 | 0 | 0 | 0 | 0 | 0 | 0 | 0 | 0 | 0 | 0 | 5000000 | scaled
439-40F | 0 | 0 | 0 | 0 | 0% | 0% | 0% | 0 | 0 | 0 | 0 | 0 | 0 | 0 | 0 | 439 | 0 | 0 | 0 | 0 | 0 | 0 | 0 | 0 | 0 | 0 | 0 | 0 | 0 | 0 | 0 | 0 | 0 | 0 |  | 2198 | 439-40F | 0 | 0 | 0 | 0 | 0 | 0 | 0 | 0 | 0 | 0 | 0 | 0 | 0 | 0 | 0 | 0 | 0 | 0 | 0 | 0 | 0 | 0 | 0 | 0 | 0 | 0 | 0 | 0 | 0 | 0 | 0 | 0 | 0 | 0 | 0 | 0 | 0 | 0 | 0 | 0 | 0 | 0 | 0 | 0 | 0 | 0 | 0 | 5000000 | scaled
439-41 | 0 | 0 | 0 | 0 | 0% | 0% | 0% | 0 | 0 | 0 | 0 | 0 | 0 | 0 | 0 | 439 | 0 | 0 | 0 | 0 | 0 | 0 | 0 | 0 | 0 | 0 | 0 | 0 | 0 | 0 | 0 | 0 | 0 | 0 |  | 2199 | 439-41 | 0 | 0 | 0 | 0 | 0 | 0 | 0 | 0 | 0 | 0 | 0 | 0 | 0 | 0 | 0 | 0 | 0 | 0 | 0 | 0 | 0 | 0 | 0 | 0 | 0 | 0 | 0 | 0 | 0 | 0 | 0 | 0 | 0 | 0 | 0 | 0 | 0 | 0 | 0 | 0 | 0 | 0 | 0 | 0 | 0 | 0 | 0 | 5000000 | scaled
439-42F | 6564.2353 | 6499.1849 | 0 | 65.0504 | 99.01% | 0% | 0.991% | 4653.2747 | 6499.1582 | 942.6601 | 0.90139 | 3709.7132 | 1316.7906 | 1.4214 | 5180.9462 | 439 | 0.0003618 | 0.0001972 | 0.0001004 | 18143270.6584 | 1316.8395 | 7.3573 | 5240.0385 | 3639689.1757 | 20335.317 | 14483246.1657 | 9690469.6323 | 1963094.702 | 1877.1477 | 7725497.7826 | 648178.2466 | 131327.0103 | 141.7639 | 516709.4725 |  | 2200 | 439-42F | 6564.2353 | 1910.9606 | 65.0771 | 6499.1849 | 1845.9102 | 0.026651 | 0 | 0 | 0 | 65.0504 | 1316.8395 | 374.1795 | 0.048948 | 5180.9462 | 374.1305 | 0 | 0 | 0 | 0 | 0.048948 | 5240.0385 | 1530.3252 | 59.0923 | 5180.9462 | 1471.233 | 0 | 0 | 0 | 0 | 59.0923 | 7.3573 | 6.4559 | 5.9359 | 1.4481 | 0.5467 | 0.026651 | 0 | 0 | 0 | 5.9092 | 0.0002666 | 0.000102 | 5.2e-06 | 0 | 0 | 0 | 9.52e-05 | 5000000 | scaled
439-43F | 0 | 0 | 0 | 0 | 0% | 0% | 0% | 0 | 0 | 0 | 0 | 0 | 0 | 0 | 0 | 439 | 0 | 0 | 0 | 0 | 0 | 0 | 0 | 0 | 0 | 0 | 0 | 0 | 0 | 0 | 0 | 0 | 0 | 0 |  | 2201 | 439-43F | 0 | 0 | 0 | 0 | 0 | 0 | 0 | 0 | 0 | 0 | 0 | 0 | 0 | 0 | 0 | 0 | 0 | 0 | 0 | 0 | 0 | 0 | 0 | 0 | 0 | 0 | 0 | 0 | 0 | 0 | 0 | 0 | 0 | 0 | 0 | 0 | 0 | 0 | 0 | 0 | 0 | 0 | 0 | 0 | 0 | 0 | 0 | 5000000 | scaled
44-1096 | 0 | 0 | 0 | 0 | 0% | 0% | 0% | 0 | 0 | 0 | 0 | 0 | 0 | 0 | 0 | 44 | 0 | 0 | 0 | 0 | 0 | 0 | 0 | 0 | 0 | 0 | 0 | 0 | 0 | 0 | 0 | 0 | 0 | 0 |  | 2202 | 44-1096 | 0 | 0 | 0 | 0 | 0 | 0 | 0 | 0 | 0 | 0 | 0 | 0 | 0 | 0 | 0 | 0 | 0 | 0 | 0 | 0 | 0 | 0 | 0 | 0 | 0 | 0 | 0 | 0 | 0 | 0 | 0 | 0 | 0 | 0 | 0 | 0 | 0 | 0 | 0 | 0 | 0 | 0 | 0 | 0 | 0 | 0 | 0 | 5000000 | scaled
44-1098F | 0 | 0 | 0 | 0 | 0% | 0% | 0% | 0 | 0 | 0 | 0 | 0 | 0 | 0 | 0 | 44 | 0 | 0 | 0 | 0 | 0 | 0 | 0 | 0 | 0 | 0 | 0 | 0 | 0 | 0 | 0 | 0 | 0 | 0 |  | 2203 | 44-1098F | 0 | 0 | 0 | 0 | 0 | 0 | 0 | 0 | 0 | 0 | 0 | 0 | 0 | 0 | 0 | 0 | 0 | 0 | 0 | 0 | 0 | 0 | 0 | 0 | 0 | 0 | 0 | 0 | 0 | 0 | 0 | 0 | 0 | 0 | 0 | 0 | 0 | 0 | 0 | 0 | 0 | 0 | 0 | 0 | 0 | 0 | 0 | 5000000 | scaled
44-1099F | 0 | 0 | 0 | 0 | 0% | 0% | 0% | 0 | 0 | 0 | 0 | 0 | 0 | 0 | 0 | 44 | 0 | 0 | 0 | 0 | 0 | 0 | 0 | 0 | 0 | 0 | 0 | 0 | 0 | 0 | 0 | 0 | 0 | 0 |  | 2204 | 44-1099F | 0 | 0 | 0 | 0 | 0 | 0 | 0 | 0 | 0 | 0 | 0 | 0 | 0 | 0 | 0 | 0 | 0 | 0 | 0 | 0 | 0 | 0 | 0 | 0 | 0 | 0 | 0 | 0 | 0 | 0 | 0 | 0 | 0 | 0 | 0 | 0 | 0 | 0 | 0 | 0 | 0 | 0 | 0 | 0 | 0 | 0 | 0 | 5000000 | scaled
44-1101F | 2700.9999 | 758.051 | 0 | 1942.9489 | 28.07% | 0% | 71.93% | 473.9718 | 738.9737 | 9.9509 | 413.289 | 50.7319 | 13.5624 | 656.2291 | 69.1822 | 44 | 0.0069664 | 0.004386 | 0.0028682 | 387718.1745 | 15.9365 | 846.221 | 1838.8424 | 2287.6181 | 121471.7792 | 263958.7772 | 507758.3336 | 10660.2644 | 442749.8162 | 54348.253 | 684061.8473 | 12554.5876 | 607465.8822 | 64041.3774 |  | 2205 | 44-1101F | 2700.9999 | 2227.0281 | 1962.0262 | 758.051 | 284.0791 | 19.0773 | 0 | 0 | 0 | 1942.9489 | 15.9365 | 5.9855 | 2.3741 | 73.8543 | 4.5235 | 0.91207 | 0 | 0 | 0 | 1.462 | 1838.8424 | 1788.1105 | 1769.6602 | 73.8543 | 23.1224 | 4.6722 | 0 | 0 | 0 | 1764.9881 | 846.221 | 432.932 | 189.9919 | 669.7222 | 256.4332 | 13.4931 | 0 | 0 | 0 | 176.4988 | 0.004182 | 0.0016016 | 8.38e-05 | 0 | 0 | 0 | 0.0027844 | 5000000 | scaled
44-1102 | 0 | 0 | 0 | 0 | 0% | 0% | 0% | 0 | 0 | 0 | 0 | 0 | 0 | 0 | 0 | 44 | 0 | 0 | 0 | 0 | 0 | 0 | 0 | 0 | 0 | 0 | 0 | 0 | 0 | 0 | 0 | 0 | 0 | 0 |  | 2206 | 44-1102 | 0 | 0 | 0 | 0 | 0 | 0 | 0 | 0 | 0 | 0 | 0 | 0 | 0 | 0 | 0 | 0 | 0 | 0 | 0 | 0 | 0 | 0 | 0 | 0 | 0 | 0 | 0 | 0 | 0 | 0 | 0 | 0 | 0 | 0 | 0 | 0 | 0 | 0 | 0 | 0 | 0 | 0 | 0 | 0 | 0 | 0 | 0 | 5000000 | scaled
44-1103F | 0 | 0 | 0 | 0 | 0% | 0% | 0% | 0 | 0 | 0 | 0 | 0 | 0 | 0 | 0 | 44 | 0 | 0 | 0 | 0 | 0 | 0 | 0 | 0 | 0 | 0 | 0 | 0 | 0 | 0 | 0 | 0 | 0 | 0 |  | 2207 | 44-1103F | 0 | 0 | 0 | 0 | 0 | 0 | 0 | 0 | 0 | 0 | 0 | 0 | 0 | 0 | 0 | 0 | 0 | 0 | 0 | 0 | 0 | 0 | 0 | 0 | 0 | 0 | 0 | 0 | 0 | 0 | 0 | 0 | 0 | 0 | 0 | 0 | 0 | 0 | 0 | 0 | 0 | 0 | 0 | 0 | 0 | 0 | 0 | 5000000 | scaled
442-780 | 141384.6246 | 72107.4765 | 68584.3745 | 692.7736 | 51% | 48.51% | 0.49% | 27824.5181 | 71871.7421 | 3765.5078 | 1330.6609 | 22728.3494 | 9717.6575 | 3058.7426 | 59095.342 | 442 | 0.34601 | 0.34472 | 0.34223 | 408619.4693 | 10183.4244 | 61871.9908 | 69329.2094 | 29431.3861 | 178817.8885 | 200370.1946 | 329424.2234 | 44581.1668 | 15754.1603 | 269088.8962 | 203114.9504 | 27462.8313 | 8644.2368 | 167007.8823 |  | 2208 | 442-780 | 141384.6246 | 113560.1065 | 69512.8825 | 72107.4765 | 45414.9561 | 2608.6769 | 68584.3745 | 67452.3768 | 66211.432 | 692.7736 | 10183.4244 | 6417.9166 | 465.7669 | 61035.7363 | 6318.3002 | 367.9736 | 100.7581 | 99.0951 | 97.272 | 0.52129 | 69329.2094 | 46600.86 | 10233.8675 | 61035.7363 | 38433.8851 | 2205.5654 | 7664.1528 | 7537.6546 | 7398.9817 | 629.3203 | 61871.9908 | 60541.33 | 58813.2482 | 989.5953 | 662.7708 | 35.1379 | 60819.4635 | 59815.6271 | 58715.1783 | 62.932 | 0.0039088 | 0.0026262 | 0.0001374 | 0.34111 | 0.34111 | 0.34111 | 0.0009836 | 5000000 | scaled
442-784 | 3030.3346 | 0 | 3030.3346 | 0 | 0% | 100% | 0% | 35.5579 | 74.3345 | 0.027081 | 32.6928 | 2.8381 | 0.056613 | 68.3449 | 5.933 | 442 | 0.48948 | 0.48948 | 0.48948 | 6190.9338 | 2.3079 | 2786.1596 | 241.8671 | 4.715 | 5692.0876 | 494.1313 | 6118.2895 | 4.6596 | 5625.2967 | 488.3331 | 6039.0693 | 4.5993 | 5552.4598 | 482.0101 |  | 2209 | 442-784 | 3030.3346 | 2994.7767 | 2956 | 0 | 0 | 0 | 3030.3346 | 2994.7767 | 2956 | 0 | 2.3079 | 2.2808 | 2.2513 | 0 | 0 | 0 | 2.3079 | 2.2808 | 2.2513 | 0 | 241.8671 | 239.029 | 235.934 | 0 | 0 | 0 | 241.8671 | 239.029 | 235.934 | 0 | 2786.1596 | 2753.4669 | 2717.8147 | 0 | 0 | 0 | 2786.1596 | 2753.4669 | 2717.8147 | 0 | 0 | 0 | 0 | 0.48948 | 0.48948 | 0.48948 | 0 | 5000000 | scaled
444-15R | 333846.4836 | 322553.9108 | 7712.9833 | 3579.5895 | 96.62% | 2.31% | 1.072% | 194761.2294 | 321329.8958 | 23779.8313 | 3136.812 | 167844.5862 | 38772.0974 | 6421.0363 | 276136.7621 | 444 | 0.14886 | 0.078282 | 0.015006 | 2242672.5847 | 39791.6773 | 7335.9927 | 286718.8137 | 267307.6043 | 49280.8238 | 1926084.1567 | 1776716.2165 | 216932.3533 | 28615.6783 | 1531168.1848 | 834127.7815 | 100646.9799 | 16668.1184 | 716812.6832 |  | 2210 | 444-15R | 333846.4836 | 139085.2542 | 12516.5878 | 322553.9108 | 131175.9431 | 8259.8774 | 7712.9833 | 4329.7215 | 677.1209 | 3579.5895 | 39791.6773 | 16011.846 | 1019.5799 | 282412.6781 | 15990.4118 | 1013.9556 | 33.3847 | 18.7407 | 2.9308 | 2.6935 | 286718.8137 | 118874.2275 | 10582.0515 | 282412.6781 | 115030.6044 | 7237.7613 | 1054.4119 | 591.8994 | 92.5666 | 3251.7236 | 7335.9927 | 4199.1807 | 914.9564 | 385.6336 | 154.9269 | 8.1606 | 6625.1867 | 3719.0815 | 581.6235 | 325.1724 | 0.056535 | 0.023726 | 0.0012398 | 0.087289 | 0.049519 | 0.008729 | 0.0050368 | 5000000 | scaled
44-40AE | 1926.6704 | 988.124 | 0 | 938.5464 | 51.29% | 0% | 48.71% | 668.883 | 987.5285 | 105.6147 | 18.6807 | 544.5876 | 155.682 | 29.6889 | 802.1576 | 44 | 0.003574 | 0.0021948 | 0.0013828 | 539079.5776 | 156.3882 | 115.5426 | 1654.7396 | 43757.1911 | 32328.6636 | 462993.7229 | 573076.0795 | 90487.0824 | 16004.9783 | 466584.0188 | 679159.6408 | 107068.22 | 20418.126 | 551673.2948 |  | 2211 | 44-40AE | 1926.6704 | 1257.7874 | 939.142 | 988.124 | 319.241 | 0.59558 | 0 | 0 | 0 | 938.5464 | 156.3882 | 50.7735 | 0.70623 | 802.1576 | 50.0672 | 0 | 0 | 0 | 0 | 0.70623 | 1654.7396 | 1110.152 | 852.5819 | 802.1576 | 257.57 | 0 | 0 | 0 | 0 | 852.5819 | 115.5426 | 96.862 | 85.8538 | 30.2844 | 11.6038 | 0.59558 | 0 | 0 | 0 | 85.2582 | 0.0022354 | 0.0008562 | 4.42e-05 | 0 | 0 | 0 | 0.0013386 | 5000000 | scaled
44-41 | 1096.5322 | 239.1322 | 0 | 857.3999 | 21.81% | 0% | 78.19% | 146.4814 | 234.4002 | 0.29047 | 144.7107 | 1.4803 | 0.74372 | 229.8677 | 3.7887 | 44 | 0.0032776 | 0.0019954 | 0.0012414 | 334553.3908 | 1.3889 | 312.4866 | 782.6567 | 423.7503 | 95340.0707 | 238789.5699 | 476120.4548 | 944.1439 | 470364.9314 | 4811.3794 | 694483.667 | 2203.4971 | 681054.9309 | 11225.2389 |  | 2212 | 44-41 | 1096.5322 | 950.0508 | 862.132 | 239.1322 | 92.6508 | 4.7321 | 0 | 0 | 0 | 857.3999 | 1.3889 | 1.0984 | 0.64517 | 3.7887 | 0.45325 | 0 | 0 | 0 | 0 | 0.64517 | 782.6567 | 781.1764 | 778.868 | 3.7887 | 2.3085 | 0 | 0 | 0 | 0 | 778.868 | 312.4866 | 167.7759 | 82.6189 | 234.5998 | 89.8891 | 4.7321 | 0 | 0 | 0 | 77.8868 | 0.002078 | 0.0007958 | 4.18e-05 | 0 | 0 | 0 | 0.0011996 | 5000000 | scaled
44-42 | 2251.8684 | 1182.048 | 0 | 1069.8204 | 52.49% | 0% | 47.51% | 737.3704 | 1159.5348 | 8.3159 | 686.1868 | 42.8678 | 11.2894 | 1090.0211 | 58.2243 | 44 | 0.0039988 | 0.0024552 | 0.0015472 | 563136.0379 | 12.0944 | 1209.7172 | 1030.0568 | 3024.5048 | 302520.0583 | 257591.4748 | 616853.197 | 6956.6981 | 574035.1021 | 35861.3968 | 706006.7121 | 6873.7748 | 663681.8554 | 35451.0819 |  | 2213 | 44-42 | 2251.8684 | 1514.498 | 1092.3336 | 1182.048 | 444.6776 | 22.5132 | 0 | 0 | 0 | 1069.8204 | 12.0944 | 3.7785 | 0.80501 | 58.2247 | 2.9735 | 0 | 0 | 0 | 0 | 0.80501 | 1030.0568 | 987.189 | 971.8325 | 58.2247 | 15.3569 | 0.000329 | 0 | 0 | 0 | 971.8321 | 1209.7172 | 523.5304 | 119.6961 | 1112.534 | 426.3472 | 22.5129 | 0 | 0 | 0 | 97.1832 | 0.0025018 | 0.0009582 | 5.02e-05 | 0 | 0 | 0 | 0.001497 | 5000000 | scaled
441-23R | 3518020.3842 | 3428404.8814 | 86815.4737 | 2800.029 | 97.45% | 2.468% | 0.07959% | 1386389.9264 | 3396197.7112 | 194153.3525 | 31790.3922 | 1160446.1816 | 476835.834 | 66680.6471 | 2852681.2301 | 441 | 0.54783 | 0.31394 | 0.056919 | 6421732.6826 | 492764.7798 | 73980.842 | 2951274.7624 | 899484.183 | 135043.3309 | 5387205.1687 | 6790003.0064 | 950888.2186 | 155697.0765 | 5683417.7112 | 2140273.8086 | 300500.5401 | 42021.9477 | 1797751.3208 |  | 2214 | 441-23R | 3518020.3842 | 2131630.4578 | 121822.673 | 3428404.8814 | 2079629.886 | 110541.3281 | 86815.4737 | 49200.5428 | 8481.3159 | 2800.029 | 492764.7798 | 298611.4272 | 15928.9457 | 2933772.8695 | 298294.1299 | 15872.5055 | 556.1606 | 315.1904 | 54.3333 | 2.1069 | 2951274.7624 | 1790828.5808 | 98593.5323 | 2933772.8695 | 1779807.7497 | 94588.634 | 14958.3275 | 8477.2656 | 1461.3328 | 2543.5655 | 73980.842 | 42190.4498 | 7300.1949 | 2425.4998 | 1528.0065 | 80.1886 | 71300.9856 | 40408.0868 | 6965.6497 | 254.3566 | 0.021156 | 0.013184 | 0.0006886 | 0.52271 | 0.29679 | 0.052271 | 0.0039592 | 5000000 | scaled
441-279R | 582163.2988 | 531721.5473 | 48851.0694 | 1590.682 | 91.34% | 8.391% | 0.2732% | 185971.913 | 561942.6254 | 21815.4454 | 16805.7147 | 147350.7529 | 68174.2188 | 35035.2005 | 458733.2061 | 441 | 0.53527 | 0.30603 | 0.054965 | 1087605.5938 | 70012.7193 | 38967.1505 | 473183.429 | 130798.7386 | 72798.974 | 884007.8812 | 1294633.9355 | 151867.1044 | 116992.121 | 1025774.7102 | 367882.7141 | 44631.0985 | 22936.2288 | 300315.3868 |  | 2215 | 441-279R | 582163.2988 | 396191.3858 | 20220.6734 | 531721.5473 | 366911.7209 | 13857.3512 | 48851.0694 | 27688.9829 | 4772.6401 | 1590.682 | 70012.7193 | 48197.2739 | 1838.5005 | 462167.9549 | 47886.9091 | 1784.0135 | 545.4581 | 309.1678 | 53.29 | 1.1969 | 473183.429 | 325832.6761 | 14450.2229 | 462167.9549 | 318963.0987 | 12070.2212 | 9570.4877 | 5424.591 | 935.0152 | 1444.9865 | 38967.1505 | 22161.4358 | 3931.95 | 87.5282 | 61.7131 | 3.1165 | 38735.1236 | 21955.224 | 3784.3348 | 144.4986 | 0.0087756 | 0.006091 | 0.000318 | 0.52428 | 0.29772 | 0.052428 | 0.0022194 | 5000000 | scaled
441-27R | 4750126.7754 | 4655243.6145 | 91023.6797 | 3859.4813 | 98% | 1.916% | 0.08125% | 2050560.391 | 4618531.8755 | 292033.2861 | 34786.8084 | 1723740.2965 | 659655.3318 | 72580.7155 | 3886295.8282 | 441 | 0.55752 | 0.31843 | 0.058278 | 8520082.7797 | 676994.2929 | 80740.498 | 3992391.9845 | 1214293.363 | 144820.4982 | 7160968.9184 | 8477754.8316 | 1207370.733 | 143821.1887 | 7126562.9098 | 2258046.7458 | 322512.1349 | 35485.4427 | 1900049.1682 |  | 2216 | 441-27R | 4750126.7754 | 2699566.3844 | 131594.8999 | 4655243.6145 | 2644123.8673 | 118844.4788 | 91023.6797 | 51583.0358 | 8890.9398 | 3859.4813 | 676994.2929 | 384961.0068 | 17338.9611 | 3977863.1641 | 384804.2385 | 17309.5366 | 271.5094 | 153.8641 | 26.5203 | 2.9041 | 3992391.9845 | 2268651.688 | 106096.1563 | 3977863.1641 | 2258899.0748 | 101513.4966 | 11022.8412 | 6246.634 | 1076.6805 | 3505.9792 | 80740.498 | 45953.6896 | 8159.7825 | 660.571 | 420.554 | 21.4455 | 79729.329 | 45182.5376 | 7787.7391 | 350.5979 | 0.032668 | 0.018117 | 0.0009464 | 0.51947 | 0.29493 | 0.051947 | 0.005385 | 5000000 | scaled
441-30R | 5348877.3579 | 5272517.0957 | 72976.4139 | 3383.8483 | 98.57% | 1.364% | 0.06326% | 2050433.4197 | 5167493.1084 | 292651.2456 | 28294.179 | 1729487.9952 | 739633.8542 | 59099.5917 | 4368759.6625 | 441 | 0.55519 | 0.31889 | 0.057504 | 9634263.0959 | 764444.2587 | 65746.9515 | 4518686.1477 | 1376897.7334 | 118421.752 | 8138943.6105 | 10343380.1498 | 1476274.75 | 142729.5548 | 8724375.845 | 3154267.3164 | 451476.7303 | 36074.7284 | 2666715.8577 |  | 2217 | 441-30R | 5348877.3579 | 3298443.9382 | 181384.2495 | 5272517.0957 | 3253704.7835 | 170873.149 | 72976.4139 | 41355.3064 | 7127.2522 | 3383.8483 | 764444.2587 | 471793.0131 | 24810.4045 | 4507450.2817 | 471691.1639 | 24790.7442 | 175.232 | 99.303 | 17.1141 | 2.5462 | 4518686.1477 | 2789198.1526 | 149926.4852 | 4507450.2817 | 2781498.9094 | 146055.4357 | 8161.9551 | 4625.3322 | 797.1385 | 3073.911 | 65746.9515 | 37452.7725 | 6647.3597 | 800.3336 | 514.7101 | 26.9691 | 64639.2268 | 36630.6712 | 6312.9996 | 307.3911 | 0.033649 | 0.020734 | 0.0010826 | 0.5168 | 0.29342 | 0.05168 | 0.0047416 | 5000000 | scaled
442-16R | 1834937.6384 | 1763136.4862 | 64840.8946 | 6960.2576 | 96.09% | 3.534% | 0.3793% | 748189.7928 | 1775605.6731 | 94214.4731 | 23836.7016 | 630138.6182 | 223530.1221 | 49876.6356 | 1502198.9154 | 442 | 0.45792 | 0.26469 | 0.052071 | 4007122.7409 | 229431.5616 | 55805.7583 | 1549700.3185 | 501030.8844 | 121868.187 | 3384223.6695 | 4105713.387 | 517004.6785 | 130804.5978 | 3457904.1107 | 1139443.5548 | 143443.9869 | 32006.8875 | 963992.6804 |  | 2218 | 442-16R | 1834937.6384 | 1086747.8455 | 59331.9653 | 1763136.4862 | 1043042.8773 | 46074.7959 | 64840.8946 | 36744.7106 | 6296.9118 | 6960.2576 | 229431.5616 | 135217.0885 | 5901.4395 | 1532941.5232 | 135104.5213 | 5877.8091 | 189.3976 | 107.3298 | 18.393 | 5.2374 | 1549700.3185 | 919561.7004 | 47501.4031 | 1532941.5232 | 907324.9458 | 40165.1785 | 10436.0497 | 5914.0088 | 1013.479 | 6322.7457 | 55805.7583 | 31969.0567 | 5929.1227 | 958.0364 | 613.4102 | 31.8084 | 54215.4473 | 30723.372 | 5265.0398 | 632.2746 | 0.035884 | 0.02075 | 0.0010838 | 0.41228 | 0.23418 | 0.041228 | 0.0097596 | 5000000 | scaled
442-27R | 0 | 0 | 0 | 0 | 0% | 0% | 0% | 0 | 0 | 0 | 0 | 0 | 0 | 0 | 0 | 442 | 0 | 0 | 0 | 0 | 0 | 0 | 0 | 0 | 0 | 0 | 0 | 0 | 0 | 0 | 0 | 0 | 0 | 0 |  | 2219 | 442-27R | 0 | 0 | 0 | 0 | 0 | 0 | 0 | 0 | 0 | 0 | 0 | 0 | 0 | 0 | 0 | 0 | 0 | 0 | 0 | 0 | 0 | 0 | 0 | 0 | 0 | 0 | 0 | 0 | 0 | 0 | 0 | 0 | 0 | 0 | 0 | 0 | 0 | 0 | 0 | 0 | 0 | 0 | 0 | 0 | 0 | 0 | 0 | 5000000 | scaled
442-28R | 4758.7032 | 0 | 4758.7032 | 0 | 0% | 100% | 0% | 76.2363 | 159.6796 | 0.053769 | 64.9124 | 11.2701 | 0.11262 | 135.9613 | 23.6057 | 442 | 0.35262 | 0.35262 | 0.35262 | 13495.0971 | 3.3563 | 4051.8612 | 703.4857 | 9.5181 | 11490.58 | 1994.9991 | 13278.9003 | 9.3656 | 11306.4963 | 1963.0384 | 13042.2654 | 9.1987 | 11105.0104 | 1928.0563 |  | 2220 | 442-28R | 4758.7032 | 4682.4669 | 4599.0236 | 0 | 0 | 0 | 4758.7032 | 4682.4669 | 4599.0236 | 0 | 3.3563 | 3.3025 | 3.2437 | 0 | 0 | 0 | 3.3563 | 3.3025 | 3.2437 | 0 | 703.4857 | 692.2156 | 679.8801 | 0 | 0 | 0 | 703.4857 | 692.2156 | 679.8801 | 0 | 4051.8612 | 3986.9487 | 3915.8998 | 0 | 0 | 0 | 4051.8612 | 3986.9487 | 3915.8998 | 0 | 0 | 0 | 0 | 0.35262 | 0.35262 | 0.35262 | 0 | 5000000 | scaled
442-29R | 0 | 0 | 0 | 0 | 0% | 0% | 0% | 0 | 0 | 0 | 0 | 0 | 0 | 0 | 0 | 442 | 0 | 0 | 0 | 0 | 0 | 0 | 0 | 0 | 0 | 0 | 0 | 0 | 0 | 0 | 0 | 0 | 0 | 0 |  | 2221 | 442-29R | 0 | 0 | 0 | 0 | 0 | 0 | 0 | 0 | 0 | 0 | 0 | 0 | 0 | 0 | 0 | 0 | 0 | 0 | 0 | 0 | 0 | 0 | 0 | 0 | 0 | 0 | 0 | 0 | 0 | 0 | 0 | 0 | 0 | 0 | 0 | 0 | 0 | 0 | 0 | 0 | 0 | 0 | 0 | 0 | 0 | 0 | 0 | 5000000 | scaled
442-32R | 5149.0634 | 0 | 5149.0634 | 0 | 0% | 100% | 0% | 82.2568 | 172.503 | 0.56372 | 64.8136 | 16.8794 | 1.1822 | 135.9225 | 35.3984 | 442 | 0.35311 | 0.35311 | 0.35311 | 14582.1948 | 35.2874 | 4057.1659 | 1056.6101 | 99.9342 | 11489.931 | 2992.3296 | 14349.2429 | 98.3378 | 11306.3783 | 2944.5268 | 14093.6647 | 96.5862 | 11104.9973 | 2892.0811 |  | 2222 | 442-32R | 5149.0634 | 5066.8066 | 4976.5604 | 0 | 0 | 0 | 5149.0634 | 5066.8066 | 4976.5604 | 0 | 35.2874 | 34.7237 | 34.1052 | 0 | 0 | 0 | 35.2874 | 34.7237 | 34.1052 | 0 | 1056.6101 | 1039.7307 | 1021.2118 | 0 | 0 | 0 | 1056.6101 | 1039.7307 | 1021.2118 | 0 | 4057.1659 | 3992.3523 | 3921.2434 | 0 | 0 | 0 | 4057.1659 | 3992.3523 | 3921.2434 | 0 | 0 | 0 | 0 | 0.35311 | 0.35311 | 0.35311 | 0 | 5000000 | scaled
442-46R | 88141.0044 | 1537.9427 | 86528.6053 | 74.4565 | 1.745% | 98.17% | 0.08447% | 1866.0664 | 4428.7101 | 66.9342 | 1263.8625 | 535.2696 | 202.5938 | 2647.1543 | 1578.962 | 442 | 0.35092 | 0.35086 | 0.35074 | 251171.3629 | 286.5905 | 78580.648 | 9273.766 | 816.6837 | 223927.6551 | 26427.0241 | 245897.4446 | 8820.1338 | 166543.1483 | 70534.1625 | 238675.81 | 10918.3551 | 142662.6926 | 85094.7623 |  | 2223 | 442-46R | 88141.0044 | 86274.9381 | 83712.2944 | 1537.9427 | 1063.4443 | 23.644 | 86528.6053 | 85137.0373 | 83614.1938 | 74.4565 | 286.5905 | 219.6563 | 83.9967 | 1335.7999 | 135.8577 | 1.696 | 85.1113 | 83.7425 | 82.2446 | 0.056026 | 9273.766 | 8738.4964 | 7694.804 | 1335.7999 | 927.1023 | 21.9223 | 7870.3293 | 7743.7573 | 7605.245 | 67.6368 | 78580.648 | 77316.7854 | 75933.4936 | 0.71962 | 0.48428 | 0.025715 | 78573.1647 | 77309.5375 | 75926.7042 | 6.7637 | 0.0001902 | 0.0001278 | 6.8e-06 | 0.35062 | 0.35062 | 0.35062 | 0.0001062 | 5000000 | scaled
442-509R | 852926.0641 | 724344.0959 | 125551.1302 | 3030.838 | 84.92% | 14.72% | 0.3553% | 345225.0791 | 815186.716 | 41298.2789 | 48849.9029 | 255076.8973 | 99835.2208 | 102050.1899 | 613301.3052 | 442 | 0.36954 | 0.21248 | 0.039668 | 2308058.8384 | 103064.901 | 113188.5274 | 636672.6357 | 278898.5653 | 306293.5841 | 1722866.689 | 2389354.2637 | 285831.5482 | 338097.4642 | 1765425.2513 | 951384.9549 | 116515.3028 | 119100.3404 | 715769.3117 |  | 2224 | 442-509R | 852926.0641 | 507700.985 | 37739.3481 | 724344.0959 | 433512.1902 | 22578.4635 | 125551.1302 | 71157.9568 | 12130.0467 | 3030.838 | 103064.901 | 61766.622 | 3229.6801 | 620704.0451 | 61671.2435 | 3211.5294 | 164.2621 | 93.0979 | 15.8701 | 2.2806 | 636672.6357 | 381595.7384 | 23371.3305 | 620704.0451 | 371352.506 | 19341.3028 | 13215.3567 | 7489.9985 | 1276.7937 | 2753.234 | 113188.5274 | 64338.6245 | 11138.3375 | 741.6925 | 488.4407 | 25.6312 | 112171.5115 | 63574.8604 | 10837.3829 | 275.3234 | 0.016721 | 0.010123 | 0.0005298 | 0.34854 | 0.19808 | 0.034854 | 0.0042844 | 5000000 | scaled
442-525 | 526126.3204 | 304903.9024 | 218705.8748 | 2516.5432 | 57.95% | 41.57% | 0.4783% | 233234.6897 | 491444.9537 | 19464.1004 | 84951.4907 | 128819.0986 | 41318.1545 | 177238.9368 | 272887.8624 | 442 | 0.36155 | 0.20677 | 0.03833 | 1455192.5467 | 42871.5595 | 196377.2802 | 286877.4808 | 118576.7968 | 543152.3636 | 793463.3863 | 1416498.3524 | 118210.8294 | 515933.7435 | 782353.7794 | 904814.7078 | 76072.1493 | 326320.1618 | 502422.3967 |  | 2225 | 442-525 | 526126.3204 | 292891.6307 | 34681.3668 | 304903.9024 | 166435.8918 | 11044.2524 | 218705.8748 | 123939.1957 | 21120.5712 | 2516.5432 | 42871.5595 | 23407.4591 | 1553.405 | 262119.5893 | 23062.36 | 1493.0254 | 605.628 | 343.2055 | 58.4859 | 1.8936 | 286877.4808 | 158058.3821 | 13989.6184 | 262119.5893 | 143037.688 | 9533.4522 | 22471.8463 | 12734.649 | 2170.1211 | 2286.0451 | 196377.2802 | 111425.7895 | 19138.3434 | 520.2752 | 335.8438 | 17.7747 | 195628.4005 | 110861.3412 | 18891.9642 | 228.6045 | 0.014328 | 0.0079172 | 0.0004136 | 0.34367 | 0.19531 | 0.034367 | 0.0035488 | 5000000 | scaled
442-728R | 11572220.9733 | 10238670.5132 | 1319166.7287 | 14383.7313 | 88.48% | 11.4% | 0.1243% | 4213117.8312 | 11090839.575 | 690911.5473 | 521562.6209 | 3000643.663 | 1875330.3997 | 1090231.4296 | 8125277.7457 | 442 | 0.35802 | 0.21872 | 0.04891 | 32323014.4106 | 1940133.8869 | 1205931.0778 | 8426156.0086 | 5419095.9306 | 3368353.2051 | 23535565.275 | 33645490.3243 | 5517542.7582 | 4165141.0708 | 23962806.4954 | 9842107.164 | 1664184.4503 | 967480.8197 | 7210441.8939 |  | 2226 | 442-728R | 11572220.9733 | 7359103.1421 | 481381.3982 | 10238670.5132 | 6598004.8822 | 340953.306 | 1319166.7287 | 746714.5286 | 126044.3609 | 14383.7313 | 1940133.8869 | 1249222.3396 | 64803.4872 | 8289331.2837 | 1247877.4561 | 64567.4764 | 2356.788 | 1334.0602 | 225.1875 | 10.8233 | 8426156.0086 | 5425512.3456 | 300878.2629 | 8289331.2837 | 5342392.5789 | 275987.0529 | 123758.4449 | 70053.4867 | 11824.9299 | 13066.28 | 1205931.0778 | 684368.4569 | 115699.6482 | 11572.954 | 7734.8472 | 398.7766 | 1193051.4958 | 675326.9817 | 113994.2435 | 1306.628 | 0.077879 | 0.050816 | 0.002654 | 0.25987 | 0.14764 | 0.025987 | 0.020269 | 5000000 | scaled
442-729 | 704609.103 | 680766.2423 | 22071.417 | 1771.4438 | 96.62% | 3.132% | 0.2514% | 218089.4506 | 651599.0867 | 26322.8767 | 6318.8071 | 185447.7668 | 78856.4237 | 18340.4795 | 554402.1835 | 442 | 0.36059 | 0.35693 | 0.34983 | 1954029.8726 | 82784.2555 | 36499.2522 | 585325.5954 | 229578.2264 | 101220.1358 | 1623231.5103 | 1363056.7222 | 164517.6964 | 39492.4764 | 1159046.5495 | 151530.6169 | 18338.2125 | 4265.1137 | 128927.2907 |  | 2227 | 442-729 | 704609.103 | 486519.6524 | 53010.0163 | 680766.2423 | 463035.5967 | 29918.24 | 22071.417 | 21712.612 | 21320.3326 | 1771.4438 | 82784.2555 | 56461.3788 | 3927.8318 | 579734.1429 | 56323.5247 | 3792.4443 | 138.7771 | 136.5211 | 134.0546 | 1.333 | 585325.5954 | 399877.8285 | 30923.4118 | 579734.1429 | 394351.1139 | 25467.4746 | 3982.2608 | 3917.523 | 3846.7456 | 1609.1916 | 36499.2522 | 30180.4451 | 18158.7727 | 18387.954 | 12360.9581 | 658.321 | 17950.379 | 17658.5678 | 17339.5324 | 160.9192 | 0.011155 | 0.0074946 | 0.0003922 | 0.34698 | 0.34698 | 0.34698 | 0.0024576 | 5000000 | scaled
442-730 | 0 | 0 | 0 | 0 | 0% | 0% | 0% | 0 | 0 | 0 | 0 | 0 | 0 | 0 | 0 | 442 | 0 | 0 | 0 | 0 | 0 | 0 | 0 | 0 | 0 | 0 | 0 | 0 | 0 | 0 | 0 | 0 | 0 | 0 |  | 2228 | 442-730 | 0 | 0 | 0 | 0 | 0 | 0 | 0 | 0 | 0 | 0 | 0 | 0 | 0 | 0 | 0 | 0 | 0 | 0 | 0 | 0 | 0 | 0 | 0 | 0 | 0 | 0 | 0 | 0 | 0 | 0 | 0 | 0 | 0 | 0 | 0 | 0 | 0 | 0 | 0 | 0 | 0 | 0 | 0 | 0 | 0 | 0 | 0 | 5000000 | scaled
442-758F | 549982.9482 | 544073.9346 | 5023.2945 | 885.7191 | 98.93% | 0.9134% | 0.161% | 198302.4407 | 524716.9235 | 28216.7988 | 68.2758 | 170017.366 | 74496.4016 | 145.6835 | 450074.8384 | 442 | 0.35119 | 0.35002 | 0.34775 | 1566074.8851 | 77309.4159 | 4073.3976 | 468600.1347 | 220138.3425 | 11598.988 | 1334337.5546 | 1004752.6476 | 142967.9999 | 345.9379 | 861438.7098 | 72656.5082 | 10315.3685 | 20.1725 | 62320.9672 |  | 2229 | 442-758F | 549982.9482 | 351680.5075 | 25266.0246 | 544073.9346 | 345853.3387 | 19528.3745 | 5023.2945 | 4941.4497 | 4851.9311 | 885.7191 | 77309.4159 | 49092.6171 | 2813.0143 | 466758.3083 | 49088.7053 | 2809.1613 | 3.2991 | 3.2453 | 3.1865 | 0.66648 | 468600.1347 | 298582.7687 | 18525.2963 | 466758.3083 | 296757.8419 | 16718.8538 | 1037.2332 | 1020.3335 | 1001.8492 | 804.5933 | 4073.3976 | 4005.1217 | 3927.714 | 10.176 | 6.7915 | 0.35937 | 3982.7623 | 3917.8709 | 3846.8953 | 80.4593 | 0.0035648 | 0.0023962 | 0.0001254 | 0.34641 | 0.34641 | 0.34641 | 0.0012104 | 5000000 | scaled
442-764R | 474737.5516 | 433481.3733 | 39522.8778 | 1733.3006 | 91.31% | 8.325% | 0.3651% | 148122.9811 | 422362.163 | 18171.8243 | 636.7613 | 129314.3956 | 51726.2916 | 1379.9474 | 369255.924 | 442 | 0.35448 | 0.35205 | 0.34734 | 1339242.2853 | 53320.6386 | 35984.3339 | 385432.5791 | 150418.381 | 101512.3861 | 1087311.5183 | 927745.7764 | 113816.459 | 3988.2574 | 809941.06 | 150791.9683 | 18467.3487 | 492.6696 | 131831.9501 |  | 2230 | 442-764R | 474737.5516 | 326614.5705 | 52375.3886 | 433481.3733 | 286005.1019 | 12475.1499 | 39522.8778 | 38876.168 | 38166.9382 | 1733.3006 | 53320.6386 | 35148.8144 | 1594.347 | 380073.9402 | 35074.8621 | 1521.7201 | 73.8565 | 72.648 | 71.3227 | 1.3043 | 385432.5791 | 256118.1835 | 16176.6551 | 380073.9402 | 250821.4635 | 10947.8399 | 3784.0968 | 3722.1779 | 3654.2731 | 1574.5421 | 35984.3339 | 35347.5727 | 34604.3865 | 161.9553 | 108.7763 | 5.5899 | 35664.9245 | 35081.3421 | 34441.3424 | 157.4542 | 0.0074072 | 0.0049768 | 0.0002604 | 0.3446 | 0.3446 | 0.3446 | 0.0024734 | 5000000 | scaled
442-777 | 0 | 0 | 0 | 0 | 0% | 0% | 0% | 0 | 0 | 0 | 0 | 0 | 0 | 0 | 0 | 442 | 0 | 0 | 0 | 0 | 0 | 0 | 0 | 0 | 0 | 0 | 0 | 0 | 0 | 0 | 0 | 0 | 0 | 0 |  | 2231 | 442-777 | 0 | 0 | 0 | 0 | 0 | 0 | 0 | 0 | 0 | 0 | 0 | 0 | 0 | 0 | 0 | 0 | 0 | 0 | 0 | 0 | 0 | 0 | 0 | 0 | 0 | 0 | 0 | 0 | 0 | 0 | 0 | 0 | 0 | 0 | 0 | 0 | 0 | 0 | 0 | 0 | 0 | 0 | 0 | 0 | 0 | 0 | 0 | 5000000 | scaled
443-218R | 96981.3555 | 93015.4202 | 2874.1861 | 1091.7492 | 95.91% | 2.964% | 1.126% | 47593.2995 | 93668.9495 | 8401.4052 | 1001.4908 | 38190.4035 | 16530.6601 | 2079.8391 | 75058.4503 | 443 | 0.096176 | 0.05487 | 0.010588 | 1008373.7678 | 16891.3119 | 2377.8452 | 77712.1984 | 175629.1788 | 24723.8935 | 808020.6955 | 900085.5836 | 158887.5695 | 18940.2172 | 722257.7969 | 312833.4731 | 55208.7308 | 6946.2005 | 250678.5418 |  | 2232 | 443-218R | 96981.3555 | 49388.056 | 3312.4059 | 93015.4202 | 46684.3464 | 1967.7391 | 2874.1861 | 1611.9604 | 252.9176 | 1091.7492 | 16891.3119 | 8489.9067 | 360.6518 | 76134.285 | 8468.1729 | 356.5491 | 37.2874 | 20.9123 | 3.2812 | 0.82151 | 77712.1984 | 39521.7949 | 2653.7481 | 76134.285 | 38201.2996 | 1610.4158 | 586.161 | 328.7429 | 51.58 | 991.7524 | 2377.8452 | 1376.3544 | 298.006 | 27.9322 | 14.8739 | 0.77428 | 2250.7377 | 1262.3052 | 198.0565 | 99.1752 | 0.0054822 | 0.0028154 | 0.0001476 | 0.08917 | 0.050531 | 0.008917 | 0.0015238 | 5000000 | scaled
444-43R | 3413813.7465 | 3334274.9115 | 68095.9501 | 11442.8848 | 97.67% | 1.995% | 0.3352% | 1263407.972 | 3286333.3682 | 163080.93 | 34523.6382 | 1065803.4038 | 426929.9955 | 78795.5554 | 2780607.8173 | 444 | 0.2124 | 0.13402 | 0.028407 | 16072357.5513 | 441527.8295 | 85974.164 | 2886311.753 | 2078728.8562 | 404769.4477 | 13588859.2474 | 16044858.7389 | 2071073.2739 | 438438.6598 | 13535346.8052 | 4487608.013 | 582988.472 | 107598.2033 | 3797021.3377 |  | 2233 | 444-43R | 3413813.7465 | 2150405.7745 | 127480.3783 | 3334274.9115 | 2100729.1175 | 110060.2141 | 68095.9501 | 38233.7721 | 5977.2794 | 11442.8848 | 441527.8295 | 278446.8995 | 14597.834 | 2868119.1018 | 278309.1134 | 14569.0289 | 230.0673 | 129.1757 | 20.1947 | 8.6104 | 2886311.753 | 1820508.3492 | 105703.9357 | 2868119.1018 | 1805735.2989 | 94624.6659 | 7797.8562 | 4378.2553 | 684.4748 | 10394.7949 | 85974.164 | 51450.5259 | 7178.6086 | 24866.6579 | 16684.7052 | 866.5193 | 60068.0266 | 33726.3411 | 5272.6099 | 1039.4795 | 0.10918 | 0.068478 | 0.0035762 | 0.087106 | 0.049426 | 0.0087106 | 0.01612 | 5000000 | scaled
444-9R | 571237.272 | 403911.3246 | 159549.0562 | 7776.8912 | 70.71% | 27.93% | 1.361% | 270448.7738 | 539652.3358 | 26567.5893 | 66597.5444 | 177283.6401 | 52283.8729 | 138233.4062 | 349135.0567 | 444 | 0.1488 | 0.084941 | 0.020917 | 3839016.921 | 53599.1884 | 151696.1601 | 365941.9235 | 360214.9254 | 1019478.5143 | 2459323.4813 | 3541137.8483 | 347864.383 | 871999.0919 | 2321274.3734 | 1510041.6045 | 146299.4191 | 386801.2434 | 976940.942 |  | 2234 | 444-9R | 571237.272 | 300788.4982 | 31584.9362 | 403911.3246 | 203408.4895 | 9806.0266 | 159549.0562 | 89603.1175 | 14002.0184 | 7776.8912 | 53599.1884 | 27031.5992 | 1315.3156 | 342465.2519 | 26888.1996 | 1287.9695 | 244.9201 | 137.5477 | 21.4942 | 5.8519 | 365941.9235 | 188658.2834 | 16806.8668 | 342465.2519 | 172376.6344 | 8301.9612 | 16412.0904 | 9217.0678 | 1440.3244 | 7064.5812 | 151696.1601 | 85098.6157 | 13462.7539 | 8097.6563 | 4143.6555 | 216.0959 | 142892.0457 | 80248.502 | 12540.1999 | 706.4581 | 0.050995 | 0.0247 | 0.0012898 | 0.086862 | 0.0493 | 0.0086862 | 0.010941 | 5000000 | scaled
445-1311R | 9632590.7157 | 9146838.7204 | 478216.1764 | 7535.8189 | 94.96% | 4.965% | 0.07823% | 4391304.413 | 9324466.1117 | 655109.6674 | 188653.1444 | 3547541.6013 | 1391894.498 | 393910.1248 | 7538661.4889 | 445 | 0.53792 | 0.30784 | 0.058427 | 17907039.8975 | 1431722.8007 | 436615.0312 | 7764252.8838 | 2661580.6765 | 811669.7797 | 14433789.4413 | 17025831.0164 | 2539971.1441 | 731440.1951 | 13754419.6772 | 5273686.1171 | 787220.9092 | 222785.7694 | 4263679.4385 |  | 2235 | 445-1311R | 9632590.7157 | 5241286.3027 | 308124.604 | 9146838.7204 | 4962854.8289 | 254014.5814 | 478216.1764 | 270895.6549 | 46574.2038 | 7535.8189 | 1431722.8007 | 776613.1333 | 39828.3027 | 7709240.6588 | 776139.5662 | 39742.1883 | 825.9851 | 467.8967 | 80.4439 | 5.6705 | 7764252.8838 | 4216711.2826 | 225591.3949 | 7709240.6588 | 4182580.6849 | 214054.7833 | 48166.6356 | 27285.0082 | 4691.0222 | 6845.5895 | 436615.0312 | 247961.8869 | 42704.9064 | 6706.9165 | 4134.5779 | 217.6098 | 429223.5558 | 243142.75 | 41802.7376 | 684.5589 | 0.068253 | 0.036635 | 0.0019138 | 0.45906 | 0.2606 | 0.045906 | 0.010607 | 5000000 | scaled
445-1314 | 0 | 0 | 0 | 0 | 0% | 0% | 0% | 0 | 0 | 0 | 0 | 0 | 0 | 0 | 0 | 445 | 0 | 0 | 0 | 0 | 0 | 0 | 0 | 0 | 0 | 0 | 0 | 0 | 0 | 0 | 0 | 0 | 0 | 0 |  | 2236 | 445-1314 | 0 | 0 | 0 | 0 | 0 | 0 | 0 | 0 | 0 | 0 | 0 | 0 | 0 | 0 | 0 | 0 | 0 | 0 | 0 | 0 | 0 | 0 | 0 | 0 | 0 | 0 | 0 | 0 | 0 | 0 | 0 | 0 | 0 | 0 | 0 | 0 | 0 | 0 | 0 | 0 | 0 | 0 | 0 | 0 | 0 | 0 | 0 | 5000000 | scaled
445-1315 | 26249.3638 | 26142.282 | 0 | 107.0818 | 99.59% | 0% | 0.4079% | 9090.5333 | 24988.0958 | 1217.3853 | 251.2612 | 7621.8869 | 3375.2101 | 735.5086 | 20877.3771 | 445 | 0.000636 | 0.0004778 | 0.0001708 | 41272584.5783 | 3534.9499 | 772.8521 | 21941.5618 | 5558097.3447 | 1215176.2749 | 34499310.9587 | 35912160.8485 | 4809281.6805 | 992607.6676 | 30110271.5005 | 7384473.2246 | 997440.884 | 217357.2554 | 6169675.0852 |  | 2237 | 445-1315 | 26249.3638 | 17158.8305 | 1261.268 | 26142.282 | 17051.7486 | 1154.1862 | 0 | 0 | 0 | 107.0818 | 3534.9499 | 2317.5646 | 159.7398 | 21844.2879 | 2317.4841 | 159.6593 | 0 | 0 | 0 | 0.080576 | 21941.5618 | 14319.6749 | 1064.1847 | 21844.2879 | 14222.4011 | 966.9109 | 0 | 0 | 0 | 97.2739 | 772.8521 | 521.5909 | 37.3435 | 763.1247 | 511.8635 | 27.6161 | 0 | 0 | 0 | 9.7274 | 0.0004822 | 0.000324 | 1.7e-05 | 0 | 0 | 0 | 0.0001538 | 5000000 | scaled
445-1316F | 0 | 0 | 0 | 0 | 0% | 0% | 0% | 0 | 0 | 0 | 0 | 0 | 0 | 0 | 0 | 445 | 0 | 0 | 0 | 0 | 0 | 0 | 0 | 0 | 0 | 0 | 0 | 0 | 0 | 0 | 0 | 0 | 0 | 0 |  | 2238 | 445-1316F | 0 | 0 | 0 | 0 | 0 | 0 | 0 | 0 | 0 | 0 | 0 | 0 | 0 | 0 | 0 | 0 | 0 | 0 | 0 | 0 | 0 | 0 | 0 | 0 | 0 | 0 | 0 | 0 | 0 | 0 | 0 | 0 | 0 | 0 | 0 | 0 | 0 | 0 | 0 | 0 | 0 | 0 | 0 | 0 | 0 | 0 | 0 | 5000000 | scaled
445-1317 | 0 | 0 | 0 | 0 | 0% | 0% | 0% | 0 | 0 | 0 | 0 | 0 | 0 | 0 | 0 | 445 | 0 | 0 | 0 | 0 | 0 | 0 | 0 | 0 | 0 | 0 | 0 | 0 | 0 | 0 | 0 | 0 | 0 | 0 |  | 2239 | 445-1317 | 0 | 0 | 0 | 0 | 0 | 0 | 0 | 0 | 0 | 0 | 0 | 0 | 0 | 0 | 0 | 0 | 0 | 0 | 0 | 0 | 0 | 0 | 0 | 0 | 0 | 0 | 0 | 0 | 0 | 0 | 0 | 0 | 0 | 0 | 0 | 0 | 0 | 0 | 0 | 0 | 0 | 0 | 0 | 0 | 0 | 0 | 0 | 5000000 | scaled
445-1318F | 0 | 0 | 0 | 0 | 0% | 0% | 0% | 0 | 0 | 0 | 0 | 0 | 0 | 0 | 0 | 445 | 0 | 0 | 0 | 0 | 0 | 0 | 0 | 0 | 0 | 0 | 0 | 0 | 0 | 0 | 0 | 0 | 0 | 0 |  | 2240 | 445-1318F | 0 | 0 | 0 | 0 | 0 | 0 | 0 | 0 | 0 | 0 | 0 | 0 | 0 | 0 | 0 | 0 | 0 | 0 | 0 | 0 | 0 | 0 | 0 | 0 | 0 | 0 | 0 | 0 | 0 | 0 | 0 | 0 | 0 | 0 | 0 | 0 | 0 | 0 | 0 | 0 | 0 | 0 | 0 | 0 | 0 | 0 | 0 | 5000000 | scaled
445-1320F | 0 | 0 | 0 | 0 | 0% | 0% | 0% | 0 | 0 | 0 | 0 | 0 | 0 | 0 | 0 | 445 | 0 | 0 | 0 | 0 | 0 | 0 | 0 | 0 | 0 | 0 | 0 | 0 | 0 | 0 | 0 | 0 | 0 | 0 |  | 2241 | 445-1320F | 0 | 0 | 0 | 0 | 0 | 0 | 0 | 0 | 0 | 0 | 0 | 0 | 0 | 0 | 0 | 0 | 0 | 0 | 0 | 0 | 0 | 0 | 0 | 0 | 0 | 0 | 0 | 0 | 0 | 0 | 0 | 0 | 0 | 0 | 0 | 0 | 0 | 0 | 0 | 0 | 0 | 0 | 0 | 0 | 0 | 0 | 0 | 5000000 | scaled
445-1322 | 0 | 0 | 0 | 0 | 0% | 0% | 0% | 0 | 0 | 0 | 0 | 0 | 0 | 0 | 0 | 445 | 0 | 0 | 0 | 0 | 0 | 0 | 0 | 0 | 0 | 0 | 0 | 0 | 0 | 0 | 0 | 0 | 0 | 0 |  | 2242 | 445-1322 | 0 | 0 | 0 | 0 | 0 | 0 | 0 | 0 | 0 | 0 | 0 | 0 | 0 | 0 | 0 | 0 | 0 | 0 | 0 | 0 | 0 | 0 | 0 | 0 | 0 | 0 | 0 | 0 | 0 | 0 | 0 | 0 | 0 | 0 | 0 | 0 | 0 | 0 | 0 | 0 | 0 | 0 | 0 | 0 | 0 | 0 | 0 | 5000000 | scaled
445-1323 | 78543.8978 | 77963.6375 | 412.3474 | 167.9129 | 99.26% | 0.525% | 0.2138% | 28735.1003 | 76197.0923 | 4195.2157 | 51.7192 | 24488.1654 | 11146.422 | 108.2095 | 64942.4608 | 445 | 0.025445 | 0.025217 | 0.024774 | 3086834.9456 | 11423.5546 | 395.8509 | 66724.4923 | 448954.3885 | 15557.2409 | 2622323.3163 | 1975222.7694 | 288375.0352 | 3555.1262 | 1683292.608 | 94727.8043 | 13857.1703 | 134.5255 | 80736.1086 |  | 2243 | 445-1323 | 78543.8978 | 49808.7975 | 2346.8056 | 77963.6375 | 49284.2537 | 1882.6862 | 412.3474 | 356.6309 | 296.2065 | 167.9129 | 11423.5546 | 7228.3389 | 277.1326 | 66539.0474 | 7227.941 | 276.7807 | 0.31404 | 0.27161 | 0.22559 | 0.12635 | 66724.4923 | 42236.3269 | 1782.0316 | 66539.0474 | 42055.329 | 1605.8565 | 32.9116 | 28.4646 | 23.6418 | 152.5332 | 395.8509 | 344.1317 | 287.6414 | 1.4758 | 0.98365 | 0.048967 | 379.1218 | 327.8947 | 272.3391 | 15.2533 | 0.000695 | 0.000467 | 2.44e-05 | 0.024519 | 0.024519 | 0.024519 | 0.0002312 | 5000000 | scaled
445-1324F | 0 | 0 | 0 | 0 | 0% | 0% | 0% | 0 | 0 | 0 | 0 | 0 | 0 | 0 | 0 | 445 | 0 | 0 | 0 | 0 | 0 | 0 | 0 | 0 | 0 | 0 | 0 | 0 | 0 | 0 | 0 | 0 | 0 | 0 |  | 2244 | 445-1324F | 0 | 0 | 0 | 0 | 0 | 0 | 0 | 0 | 0 | 0 | 0 | 0 | 0 | 0 | 0 | 0 | 0 | 0 | 0 | 0 | 0 | 0 | 0 | 0 | 0 | 0 | 0 | 0 | 0 | 0 | 0 | 0 | 0 | 0 | 0 | 0 | 0 | 0 | 0 | 0 | 0 | 0 | 0 | 0 | 0 | 0 | 0 | 5000000 | scaled
445-1325F | 7250722.8788 | 6968326.4254 | 275900.7801 | 6495.6733 | 96.11% | 3.805% | 0.08959% | 2650869.3775 | 6992837.9261 | 386244.8695 | 106786.812 | 2157837.6959 | 1029644.1217 | 222728.8439 | 5740464.9605 | 445 | 0.57356 | 0.33356 | 0.062449 | 12641576.5609 | 1063989.4369 | 247334.3604 | 5939399.0815 | 1855056.9579 | 431225.4524 | 10355294.1506 | 13790307.2079 | 2009316.4353 | 555524.5219 | 11225466.2508 | 4129515.7134 | 608040.9162 | 131529.1832 | 3389945.6139 |  | 2245 | 445-1325F | 7250722.8788 | 4599853.5014 | 257884.9527 | 6968326.4254 | 4437011.8768 | 224445.4254 | 275900.7801 | 156345.9513 | 26943.854 | 6495.6733 | 1063989.4369 | 677744.5674 | 34345.3152 | 5903568.5952 | 677433.8379 | 34287.7202 | 539.7132 | 305.8417 | 52.7072 | 4.8878 | 5939399.0815 | 3781561.3856 | 198934.121 | 5903568.5952 | 3758700.2312 | 190110.5322 | 29929.7722 | 16960.4403 | 2922.8747 | 5900.7141 | 247334.3604 | 140547.5484 | 24605.5165 | 1312.9942 | 877.8078 | 47.173 | 245431.2948 | 139079.6693 | 23968.2721 | 590.0714 | 0.050439 | 0.032555 | 0.0018268 | 0.51389 | 0.29177 | 0.051389 | 0.0092334 | 5000000 | scaled
445-1375F | 0 | 0 | 0 | 0 | 0% | 0% | 0% | 0 | 0 | 0 | 0 | 0 | 0 | 0 | 0 | 445 | 0 | 0 | 0 | 0 | 0 | 0 | 0 | 0 | 0 | 0 | 0 | 0 | 0 | 0 | 0 | 0 | 0 | 0 |  | 2246 | 445-1375F | 0 | 0 | 0 | 0 | 0 | 0 | 0 | 0 | 0 | 0 | 0 | 0 | 0 | 0 | 0 | 0 | 0 | 0 | 0 | 0 | 0 | 0 | 0 | 0 | 0 | 0 | 0 | 0 | 0 | 0 | 0 | 0 | 0 | 0 | 0 | 0 | 0 | 0 | 0 | 0 | 0 | 0 | 0 | 0 | 0 | 0 | 0 | 5000000 | scaled
445-1376F | 0 | 0 | 0 | 0 | 0% | 0% | 0% | 0 | 0 | 0 | 0 | 0 | 0 | 0 | 0 | 445 | 0 | 0 | 0 | 0 | 0 | 0 | 0 | 0 | 0 | 0 | 0 | 0 | 0 | 0 | 0 | 0 | 0 | 0 |  | 2247 | 445-1376F | 0 | 0 | 0 | 0 | 0 | 0 | 0 | 0 | 0 | 0 | 0 | 0 | 0 | 0 | 0 | 0 | 0 | 0 | 0 | 0 | 0 | 0 | 0 | 0 | 0 | 0 | 0 | 0 | 0 | 0 | 0 | 0 | 0 | 0 | 0 | 0 | 0 | 0 | 0 | 0 | 0 | 0 | 0 | 0 | 0 | 0 | 0 | 5000000 | scaled
445-1377 | 0 | 0 | 0 | 0 | 0% | 0% | 0% | 0 | 0 | 0 | 0 | 0 | 0 | 0 | 0 | 445 | 0 | 0 | 0 | 0 | 0 | 0 | 0 | 0 | 0 | 0 | 0 | 0 | 0 | 0 | 0 | 0 | 0 | 0 |  | 2248 | 445-1377 | 0 | 0 | 0 | 0 | 0 | 0 | 0 | 0 | 0 | 0 | 0 | 0 | 0 | 0 | 0 | 0 | 0 | 0 | 0 | 0 | 0 | 0 | 0 | 0 | 0 | 0 | 0 | 0 | 0 | 0 | 0 | 0 | 0 | 0 | 0 | 0 | 0 | 0 | 0 | 0 | 0 | 0 | 0 | 0 | 0 | 0 | 0 | 5000000 | scaled
445-17R | 1603556.2116 | 1422687.9571 | 178893.509 | 1974.7455 | 88.72% | 11.16% | 0.1231% | 608748.2684 | 1534797.0411 | 78325.8138 | 69129.7164 | 461292.7383 | 202553.9573 | 144029.4282 | 1188213.6556 | 445 | 0.53426 | 0.30546 | 0.055036 | 3001424.7828 | 209859.0048 | 159768.5938 | 1233928.613 | 392799.4625 | 299043.7214 | 2309581.599 | 3256800.475 | 419042.7484 | 369843.6693 | 2467914.0573 | 1249339.8997 | 164880.9152 | 117241.3723 | 967217.6122 |  | 2249 | 445-17R | 1603556.2116 | 994807.9432 | 68759.1705 | 1422687.9571 | 891481.1432 | 49310.7173 | 178893.509 | 101352.0544 | 17473.7076 | 1974.7455 | 209859.0048 | 131533.1911 | 7305.0475 | 1212691.6875 | 131354.6797 | 7273.0413 | 312.4623 | 177.0254 | 30.5203 | 1.4859 | 1233928.613 | 772635.8747 | 45714.9573 | 1212691.6875 | 759826.5475 | 42021.9539 | 19443.0531 | 11015.4549 | 1899.1311 | 1793.8723 | 159768.5938 | 90638.8774 | 15739.1656 | 451.213 | 299.916 | 15.7221 | 159137.9936 | 90159.5742 | 15544.0563 | 179.3872 | 0.013088 | 0.0084284 | 0.0004402 | 0.51842 | 0.29427 | 0.051842 | 0.002754 | 5000000 | scaled
445-18R | 10619796.7202 | 10161861.8372 | 443951.1893 | 13983.6937 | 95.69% | 4.18% | 0.1317% | 5286998.8864 | 10270146.0782 | 749955.2034 | 172645.9159 | 4364397.7671 | 1453827.7897 | 359993.9287 | 8456324.3598 | 445 | 0.6048 | 0.34382 | 0.070443 | 17559327.0584 | 1497059.3609 | 399835.3563 | 8722902.003 | 2475316.2077 | 661108.6799 | 14422902.1708 | 15510615.6601 | 2200164.4359 | 506496.1246 | 12803955.0995 | 4963582.6022 | 702637.9439 | 173985.8019 | 4086958.8564 |  | 2250 | 445-18R | 10619796.7202 | 5332797.8338 | 349650.642 | 10161861.8372 | 5067264.746 | 292381.6792 | 443951.1893 | 251549.3941 | 43285.2691 | 13983.6937 | 1497059.3609 | 747104.1575 | 43231.5712 | 8661720.2203 | 746371.5578 | 43096.7977 | 1274.3704 | 722.0773 | 124.2512 | 10.5223 | 8722902.003 | 4358504.2359 | 266577.6432 | 8661720.2203 | 4318332.4821 | 249148.0643 | 48478.8997 | 27468.8707 | 4726.6958 | 12702.8831 | 399835.3563 | 227189.4404 | 39841.4276 | 4367.1488 | 2560.7061 | 136.8172 | 394197.9192 | 223358.446 | 38434.3221 | 1270.2883 | 0.1044 | 0.051183 | 0.0026752 | 0.4807 | 0.27294 | 0.04807 | 0.019698 | 5000000 | scaled
445-19R | 1766703.6515 | 1496872.4097 | 263270.2283 | 6561.0135 | 84.73% | 14.9% | 0.3714% | 382544.9925 | 1677023.8343 | 36114.4319 | 102628.6033 | 243801.9573 | 191054.0292 | 213880.3858 | 1272089.4193 | 445 | 0.56527 | 0.33577 | 0.062323 | 3125415.5562 | 198721.4518 | 237573.9732 | 1330408.2265 | 351551.3856 | 420284.0646 | 2353580.106 | 4122339.2041 | 389172.3621 | 1105935.0488 | 2627231.7931 | 1438942.9521 | 163930.7941 | 183516.5771 | 1091495.5809 |  | 2251 | 445-19R | 1766703.6515 | 1384158.659 | 89679.8172 | 1496872.4097 | 1228394.4132 | 57411.1454 | 263270.2283 | 149203.2324 | 25707.6583 | 6561.0135 | 198721.4518 | 162607.0199 | 7667.4225 | 1297854.9958 | 162398.0125 | 7627.3243 | 360.0839 | 204.0705 | 35.1613 | 4.937 | 1330408.2265 | 1086606.2692 | 58318.8072 | 1297854.9958 | 1065575.0478 | 49761.9841 | 26593.1611 | 15071.1519 | 2596.7536 | 5960.0696 | 237573.9732 | 134945.3699 | 23693.5874 | 660.983 | 421.353 | 21.8369 | 236316.9833 | 133928.01 | 23075.7435 | 596.007 | 0.043013 | 0.035251 | 0.0018414 | 0.51308 | 0.29135 | 0.051308 | 0.0091738 | 5000000 | scaled
445-39R | 3678580.6505 | 3220260.9918 | 453523.9109 | 4795.7478 | 87.54% | 12.33% | 0.1304% | 1035054.7375 | 3499882.7671 | 122731.6641 | 185280.2201 | 727042.8533 | 452444.5114 | 394029.0557 | 2653409.2 | 445 | 0.48997 | 0.28772 | 0.0528 | 7507825.3367 | 471453.7287 | 435023.5123 | 2772103.4096 | 962216.84 | 887864.3308 | 5657744.1659 | 9187752.6322 | 1089438.1996 | 1644655.8509 | 6453658.5816 | 3384442.4294 | 437521.0552 | 381032.3783 | 2565888.9959 |  | 2252 | 445-39R | 3678580.6505 | 2643525.913 | 178697.8834 | 3220260.9918 | 2381615.5026 | 129769.1013 | 453523.9109 | 257114.6626 | 44133.0342 | 4795.7478 | 471453.7287 | 348722.0646 | 19009.2173 | 2721833.0801 | 348284.9947 | 18931.2062 | 764.5813 | 433.4613 | 74.4025 | 3.6086 | 2772103.4096 | 2045060.5563 | 118694.2095 | 2721833.0801 | 2014674.3001 | 109869.7806 | 45913.8393 | 26029.766 | 4467.9387 | 4356.4902 | 435023.5123 | 249743.2921 | 40994.4565 | 27742.3729 | 18656.2079 | 968.1145 | 406845.4903 | 230651.4352 | 39590.693 | 435.649 | 0.037532 | 0.027722 | 0.0014482 | 0.44565 | 0.25321 | 0.044565 | 0.006787 | 5000000 | scaled
445-894R | 4421002.3515 | 3895845.1495 | 508789.1916 | 16368.0103 | 88.12% | 11.51% | 0.3702% | 1232347.8208 | 4208390.9567 | 132310.5853 | 198762.755 | 901274.4805 | 480974.2158 | 416546.4448 | 3310870.2961 | 445 | 0.63526 | 0.39224 | 0.077623 | 6959393.9828 | 499645.2551 | 462667.958 | 3458689.1383 | 786524.8433 | 728316.4195 | 5444552.72 | 8129295.8913 | 872798.9607 | 1311156.8181 | 5945340.1126 | 2739011.622 | 313039.8246 | 271107.3104 | 2154864.4869 |  | 2253 | 445-894R | 4421002.3515 | 3188654.5307 | 212611.3947 | 3895845.1495 | 2883814.6563 | 146581.6925 | 508789.1916 | 288471.864 | 49661.6919 | 16368.0103 | 499645.2551 | 367334.6698 | 18671.0393 | 3390924.4206 | 366731.2037 | 18556.9539 | 1042.634 | 591.1497 | 101.769 | 12.3164 | 3458689.1383 | 2557414.6578 | 147818.8423 | 3390924.4206 | 2512555.0738 | 127786.9873 | 52895.9051 | 29990.7714 | 5163.0423 | 14868.8127 | 462667.958 | 263905.2031 | 46121.5132 | 6330.4242 | 4528.3788 | 237.7514 | 454850.6525 | 257889.9429 | 44396.8805 | 1486.8813 | 0.1094 | 0.083578 | 0.0043642 | 0.50288 | 0.28569 | 0.050288 | 0.022971 | 5000000 | scaled
445-897R | 1351774.7323 | 1314501.5554 | 36645.0715 | 628.1054 | 97.24% | 2.711% | 0.04647% | 463377.1029 | 1290947.8033 | 65857.8598 | 16698.2631 | 380820.9799 | 184918.7818 | 36608.109 | 1069420.9125 | 445 | 0.75637 | 0.43111 | 0.075755 | 1787192.8046 | 193251.3635 | 40210.2164 | 1118313.1524 | 255499.2619 | 53162.2672 | 1478531.2755 | 2060706.1659 | 292879.5942 | 74259.6333 | 1693566.9384 | 802944.8824 | 115015.9512 | 22769.5448 | 665159.3864 |  | 2254 | 445-897R | 1351774.7323 | 888397.6294 | 60826.929 | 1314501.5554 | 866979.0598 | 56596.0799 | 36645.0715 | 20790.4642 | 3602.7436 | 628.1054 | 193251.3635 | 127393.5037 | 8332.5817 | 1114819.9655 | 127361.3874 | 8326.6256 | 55.7748 | 31.6436 | 5.4835 | 0.47263 | 1118313.1524 | 737492.1724 | 48892.2399 | 1114819.9655 | 735263.4628 | 48034.3294 | 2922.6116 | 1658.1344 | 287.3352 | 570.5753 | 40210.2164 | 23511.9533 | 3602.1074 | 6486.4738 | 4354.2096 | 235.125 | 33666.6851 | 19100.6862 | 3309.9249 | 57.0575 | 0.010333 | 0.0068808 | 0.0003594 | 0.74516 | 0.42335 | 0.074515 | 0.00088 | 5000000 | scaled
448-1195 | 0 | 0 | 0 | 0 | 0% | 0% | 0% | 0 | 0 | 0 | 0 | 0 | 0 | 0 | 0 | 448 | 0 | 0 | 0 | 0 | 0 | 0 | 0 | 0 | 0 | 0 | 0 | 0 | 0 | 0 | 0 | 0 | 0 | 0 |  | 2255 | 448-1195 | 0 | 0 | 0 | 0 | 0 | 0 | 0 | 0 | 0 | 0 | 0 | 0 | 0 | 0 | 0 | 0 | 0 | 0 | 0 | 0 | 0 | 0 | 0 | 0 | 0 | 0 | 0 | 0 | 0 | 0 | 0 | 0 | 0 | 0 | 0 | 0 | 0 | 0 | 0 | 0 | 0 | 0 | 0 | 0 | 0 | 0 | 0 | 5000000 | scaled
448-1196F | 16695.9819 | 16597.3603 | 0 | 98.6216 | 99.41% | 0% | 0.5907% | 4802.1414 | 15955.4823 | 681.1942 | 21.8862 | 4099.061 | 2260.8877 | 64.5506 | 13630.044 | 448 | 0.0002432 | 0.0002112 | 0.0001492 | 68651241.4093 | 2352.2103 | 75.2288 | 14268.5428 | 9671917.2478 | 309328.9679 | 58669995.1936 | 56315532.605 | 7988481.2446 | 256663.2527 | 48070388.1077 | 4963133.854 | 703274.7832 | 20079.1901 | 4239779.8806 |  | 2256 | 448-1196F | 16695.9819 | 11893.8405 | 740.4996 | 16597.3603 | 11795.2189 | 641.878 | 0 | 0 | 0 | 98.6216 | 2352.2103 | 1671.016 | 91.3226 | 14178.9543 | 1670.9418 | 91.2483 | 0 | 0 | 0 | 0.07421 | 14268.5428 | 10169.4819 | 638.4988 | 14178.9543 | 10079.8934 | 548.9103 | 0 | 0 | 0 | 89.5885 | 75.2288 | 53.3426 | 10.6782 | 66.27 | 44.3838 | 1.7194 | 0 | 0 | 0 | 8.9589 | 9.74e-05 | 6.54e-05 | 3.4e-06 | 0 | 0 | 0 | 0.0001458 | 5000000 | scaled
448-1198F | 0 | 0 | 0 | 0 | 0% | 0% | 0% | 0 | 0 | 0 | 0 | 0 | 0 | 0 | 0 | 448 | 0 | 0 | 0 | 0 | 0 | 0 | 0 | 0 | 0 | 0 | 0 | 0 | 0 | 0 | 0 | 0 | 0 | 0 |  | 2257 | 448-1198F | 0 | 0 | 0 | 0 | 0 | 0 | 0 | 0 | 0 | 0 | 0 | 0 | 0 | 0 | 0 | 0 | 0 | 0 | 0 | 0 | 0 | 0 | 0 | 0 | 0 | 0 | 0 | 0 | 0 | 0 | 0 | 0 | 0 | 0 | 0 | 0 | 0 | 0 | 0 | 0 | 0 | 0 | 0 | 0 | 0 | 0 | 0 | 5000000 | scaled
448-1202 | 17607.0914 | 0 | 17607.0914 | 0 | 0% | 100% | 0% | 166.2835 | 348.1107 | 0.10921 | 131.8393 | 34.335 | 0.22862 | 276.0025 | 71.8795 | 448 | 0.61612 | 0.61612 | 0.61612 | 28577.2901 | 11.5635 | 13959.934 | 3635.5939 | 18.7683 | 22657.7504 | 5900.7715 | 28307.4028 | 18.591 | 22443.7679 | 5845.0439 | 28012.2872 | 18.3972 | 22209.7829 | 5784.107 |  | 2258 | 448-1202 | 17607.0914 | 17440.808 | 17258.9808 | 0 | 0 | 0 | 17607.0914 | 17440.808 | 17258.9808 | 0 | 11.5635 | 11.4543 | 11.3349 | 0 | 0 | 0 | 11.5635 | 11.4543 | 11.3349 | 0 | 3635.5939 | 3601.259 | 3563.7144 | 0 | 0 | 0 | 3635.5939 | 3601.259 | 3563.7144 | 0 | 13959.934 | 13828.0947 | 13683.9314 | 0 | 0 | 0 | 13959.934 | 13828.0947 | 13683.9314 | 0 | 0 | 0 | 0 | 0.61612 | 0.61612 | 0.61612 | 0 | 5000000 | scaled
448-1203F | 57382.8736 | 0 | 57382.8736 | 0 | 0% | 100% | 0% | 543.2423 | 1137.0933 | 3.1942 | 428.4632 | 111.5849 | 6.686 | 896.8422 | 233.5651 | 448 | 0.61459 | 0.61459 | 0.61459 | 93368.4599 | 337.4056 | 45258.7141 | 11786.7539 | 548.9972 | 73641.0739 | 19178.3888 | 92484.5428 | 543.7999 | 72943.9155 | 18996.8274 | 91518.2797 | 538.1183 | 72181.8096 | 18798.3517 |  | 2259 | 448-1203F | 57382.8736 | 56839.6312 | 56245.7802 | 0 | 0 | 0 | 57382.8736 | 56839.6312 | 56245.7802 | 0 | 337.4056 | 334.2114 | 330.7196 | 0 | 0 | 0 | 337.4056 | 334.2114 | 330.7196 | 0 | 11786.7539 | 11675.169 | 11553.1888 | 0 | 0 | 0 | 11786.7539 | 11675.169 | 11553.1888 | 0 | 45258.7141 | 44830.2509 | 44361.8719 | 0 | 0 | 0 | 45258.7141 | 44830.2509 | 44361.8719 | 0 | 0 | 0 | 0 | 0.61459 | 0.61459 | 0.61459 | 0 | 5000000 | scaled
448-1204 | 0 | 0 | 0 | 0 | 0% | 0% | 0% | 0 | 0 | 0 | 0 | 0 | 0 | 0 | 0 | 448 | 0 | 0 | 0 | 0 | 0 | 0 | 0 | 0 | 0 | 0 | 0 | 0 | 0 | 0 | 0 | 0 | 0 | 0 |  | 2260 | 448-1204 | 0 | 0 | 0 | 0 | 0 | 0 | 0 | 0 | 0 | 0 | 0 | 0 | 0 | 0 | 0 | 0 | 0 | 0 | 0 | 0 | 0 | 0 | 0 | 0 | 0 | 0 | 0 | 0 | 0 | 0 | 0 | 0 | 0 | 0 | 0 | 0 | 0 | 0 | 0 | 0 | 0 | 0 | 0 | 0 | 0 | 0 | 0 | 5000000 | scaled
448-1234R | 1211619.4268 | 1179994.5966 | 29987.3377 | 1637.4925 | 97.39% | 2.475% | 0.1351% | 287.2693 | 1114272.7441 | 0.54633 | 263.8207 | 22.9023 | 159510.5419 | 597.211 | 954164.9912 | 448 | 0.62101 | 0.62101 | 0.6104 | 1951059.7595 | 169074.84 | 27736.3721 | 1014808.2147 | 272259.6795 | 44663.628 | 1634136.452 | 1950597.1723 | 3709.6649 | 1791377.6568 | 155509.8506 | 159479.9397 | 22829.8967 | 85.4756 | 136564.5674 |  | 2261 | 448-1234R | 1211619.4268 | 1211332.1575 | 97346.6828 | 1179994.5966 | 1179994.5966 | 66322.5819 | 29987.3377 | 29700.0684 | 29386.6084 | 1637.4925 | 169074.84 | 169074.2937 | 9564.2981 | 1010929.988 | 169016.5777 | 9507.1782 | 57.0302 | 56.4839 | 55.8877 | 1.2322 | 1014808.2147 | 1014785.3124 | 60643.2235 | 1010929.988 | 1010929.988 | 56812.8895 | 2390.7173 | 2367.815 | 2342.8246 | 1487.5094 | 27736.3721 | 27472.5514 | 27139.1611 | 48.0309 | 48.0309 | 2.5141 | 27539.5902 | 27275.7695 | 26987.8961 | 148.7509 | 0.011189 | 0.011189 | 0.0005836 | 0.60757 | 0.60757 | 0.60757 | 0.0022506 | 5000000 | scaled
448-47R | 2612271.1194 | 2400903.4768 | 205973.7563 | 5393.8864 | 91.91% | 7.885% | 0.2065% | 9453.2134 | 2275562.5054 | 1090.4611 | 1808.9117 | 6553.8406 | 327545.1426 | 4824.1708 | 1943193.192 | 448 | 0.62882 | 0.62877 | 0.60075 | 4154240.4149 | 346553.4972 | 186038.213 | 2079679.4092 | 551116.8168 | 295852.6998 | 3307270.8983 | 4139521.8335 | 477508.2715 | 792114.7229 | 2869898.8392 | 560479.863 | 80675.6379 | 1188.212 | 478616.0132 |  | 2262 | 448-47R | 2612271.1194 | 2602817.906 | 336708.614 | 2400903.4768 | 2393470.2692 | 129565.4725 | 205973.7563 | 203953.7504 | 201749.2552 | 5393.8864 | 346553.4972 | 345463.0361 | 19008.3546 | 2053527.1867 | 345189.41 | 18737.6422 | 272.2372 | 269.5674 | 266.6537 | 4.0587 | 2079679.4092 | 2073125.5686 | 136486.2172 | 2053527.1867 | 2047181.7704 | 110769.8788 | 21252.3792 | 21043.9549 | 20816.495 | 4899.8433 | 186038.213 | 184229.3013 | 181214.0422 | 1099.0889 | 1099.0889 | 57.9514 | 184449.1398 | 182640.2281 | 180666.1065 | 489.9843 | 0.029615 | 0.029567 | 0.001545 | 0.5916 | 0.5916 | 0.5916 | 0.0076048 | 5000000 | scaled
448-714R | 2119752.047 | 1180661.9166 | 931759.2323 | 7330.8981 | 55.7% | 43.96% | 0.3458% | 507745.3434 | 1971270.873 | 13948.7549 | 362018.5935 | 131777.995 | 154406.2306 | 756498.7992 | 1060365.8432 | 448 | 0.46343 | 0.2787 | 0.053876 | 4574063.9378 | 161352.9694 | 838267.4114 | 1120131.6662 | 348172.2307 | 1808838.3224 | 2417053.3848 | 5783929.8684 | 158895.8345 | 4123898.2952 | 1501135.7387 | 2755979.9171 | 215871.1299 | 1057640.2901 | 1482468.4972 |  | 2263 | 448-714R | 2119752.047 | 1612006.7036 | 148481.174 | 1180661.9166 | 1076540.5748 | 50629.9017 | 931759.2323 | 528135.2307 | 90520.3742 | 7330.8981 | 161352.9694 | 147404.2145 | 6946.7388 | 1016230.475 | 146506.4091 | 6788.2876 | 1574.2155 | 892.2892 | 152.935 | 5.5163 | 1120131.6662 | 988353.6713 | 59765.8231 | 1016230.475 | 926576.1362 | 43659.3524 | 97241.7532 | 55118.097 | 9447.0326 | 6659.438 | 838267.4114 | 476248.8178 | 81768.6121 | 4658.204 | 3458.0296 | 182.2618 | 832943.2635 | 472124.8445 | 80920.4066 | 665.9438 | 0.034232 | 0.030372 | 0.001586 | 0.41879 | 0.23792 | 0.041879 | 0.010411 | 5000000 | scaled
448-724R | 520638.974 | 396646.0173 | 118589.4581 | 5403.4986 | 76.18% | 22.78% | 1.038% | 97836.5278 | 486534.6163 | 5247.0558 | 44703.5123 | 47885.9597 | 40731.4306 | 95552.6504 | 350250.5353 | 448 | 0.55035 | 0.32352 | 0.060538 | 946015.3385 | 42581.9458 | 106255.3687 | 371801.6594 | 77372.567 | 193068.9281 | 675573.8434 | 1306886.7904 | 70089.4447 | 597143.3273 | 639654.0183 | 563358.2711 | 47162.91 | 110640.3823 | 405554.9788 |  | 2264 | 448-724R | 520638.974 | 422802.4462 | 34104.3577 | 396646.0173 | 350115.0878 | 17117.9379 | 118589.4581 | 67283.8598 | 11582.9212 | 5403.4986 | 42581.9458 | 37334.89 | 1850.5152 | 351788.0699 | 37181.1335 | 1820.68 | 263.8333 | 149.6906 | 25.7692 | 4.066 | 371801.6594 | 323915.6997 | 21551.1241 | 351788.0699 | 310437.0233 | 15167.2055 | 15105.0143 | 8570.1013 | 1475.3435 | 4908.5751 | 106255.3687 | 61551.8564 | 10702.7183 | 2543.9008 | 2496.931 | 130.0524 | 103220.6104 | 58564.0679 | 10081.8084 | 490.8575 | 0.024005 | 0.021061 | 0.001101 | 0.51879 | 0.2949 | 0.051879 | 0.007558 | 5000000 | scaled
448-735R | 630762.6745 | 499073.4843 | 126725.7606 | 4963.4296 | 79.12% | 20.09% | 0.7869% | 1424.9167 | 474954.8953 | 1.9834 | 1246.3966 | 176.5367 | 59905.0472 | 4001.1929 | 411048.6552 | 448 | 0.54202 | 0.54202 | 0.52114 | 1163735.2771 | 63522.1081 | 112772.5628 | 454468.0036 | 117196.0883 | 208061.4705 | 838477.7183 | 1161106.3551 | 1616.1645 | 1015637.6211 | 143852.5695 | 298976.8502 | 37709.312 | 2518.6898 | 258748.8484 |  | 2265 | 448-735R | 630762.6745 | 629337.7577 | 155807.7792 | 499073.4843 | 499073.4843 | 27098.2169 | 126725.7606 | 125300.8439 | 123746.1327 | 4963.4296 | 63522.1081 | 63520.1247 | 3617.0609 | 434258.797 | 63341.9814 | 3441.0816 | 176.3918 | 174.4085 | 172.2444 | 3.7348 | 454468.0036 | 454291.4669 | 43419.3484 | 434258.797 | 434258.797 | 23579.2959 | 15700.3932 | 15523.8564 | 15331.2391 | 4508.8134 | 112772.5628 | 111526.1661 | 108771.3699 | 1472.7058 | 1472.7058 | 77.8394 | 110848.9756 | 109602.579 | 108242.6492 | 450.8813 | 0.02203 | 0.02203 | 0.0011506 | 0.51301 | 0.51301 | 0.51301 | 0.0069734 | 5000000 | scaled
448-744R | 9104561.6318 | 8347199.644 | 739812.5409 | 17549.4469 | 91.68% | 8.126% | 0.1928% | 1522908.3628 | 8650641.9326 | 178377.8336 | 289762.9483 | 1054767.5809 | 1176232.9906 | 607620.4712 | 6866788.4708 | 448 | 0.49442 | 0.31793 | 0.066662 | 18414705.0305 | 1229941.3687 | 674115.3364 | 7200504.9267 | 2487654.9169 | 1363452.2538 | 14563597.8598 | 23847241.3027 | 2793220.7514 | 4537401.6696 | 16516618.8817 | 6809292.5652 | 925863.6088 | 478284.2232 | 5405144.7332 |  | 2266 | 448-744R | 9104561.6318 | 7581653.269 | 453919.6991 | 8347199.644 | 7144953.3047 | 364709.6974 | 739812.5409 | 419150.5173 | 71660.5548 | 17549.4469 | 1229941.3687 | 1051563.5351 | 53708.3781 | 7113432.7506 | 1050959.2812 | 53594.1234 | 1043.2172 | 591.0484 | 101.0493 | 13.2054 | 7200504.9267 | 6145737.3458 | 333716.4558 | 7113432.7506 | 6089495.5934 | 310884.5306 | 71130.1383 | 40299.7146 | 6889.8875 | 15942.0377 | 674115.3364 | 384352.3881 | 66494.8652 | 4881.9473 | 4498.4301 | 231.0434 | 667639.1854 | 378259.7543 | 64669.6181 | 1594.2038 | 0.091514 | 0.078382 | 0.0040938 | 0.37815 | 0.21479 | 0.037815 | 0.024753 | 5000000 | scaled
448-9R | 5644810.8618 | 5273684.8346 | 360369.0586 | 10756.9686 | 93.43% | 6.384% | 0.1906% | 1153337.7147 | 5374159.887 | 144826.7478 | 144623.5358 | 863887.431 | 734946.2516 | 306580.6222 | 4332633.0133 | 448 | 0.54394 | 0.32907 | 0.064761 | 10377638.9626 | 767738.117 | 339648.7912 | 4537423.9536 | 1411439.4957 | 624423.4954 | 8341775.9715 | 13648965.1373 | 1713925.7707 | 1711520.896 | 10223518.4706 | 4179227.8503 | 571532.6502 | 238413.129 | 3369282.071 |  | 2267 | 448-9R | 5644810.8618 | 4491473.1471 | 270650.9748 | 5273684.8346 | 4276531.3149 | 224769.9146 | 360369.0586 | 204184.8637 | 35124.0916 | 10756.9686 | 767738.117 | 622911.3692 | 32791.8654 | 4491146.5562 | 622685.6657 | 32746.3378 | 384.0619 | 217.6092 | 37.4334 | 8.0943 | 4537423.9536 | 3673536.5225 | 204790.9403 | 4491146.5562 | 3643080.7175 | 191461.1359 | 36505.6934 | 20684.1011 | 3558.1005 | 9771.7039 | 339648.7912 | 195025.2554 | 33068.1691 | 15192.3175 | 10764.9316 | 562.4409 | 323479.3033 | 183283.1534 | 31528.5577 | 977.1704 | 0.055676 | 0.045334 | 0.0023672 | 0.47319 | 0.26866 | 0.047319 | 0.015075 | 5000000 | scaled
449-13R | 6729964.7304 | 6090025.9061 | 628975.8541 | 10962.9702 | 90.49% | 9.346% | 0.1629% | 3822975.789 | 6520614.7325 | 582538.5134 | 251546.9865 | 2988890.2891 | 976580.2572 | 522331.6878 | 5021702.7876 | 449 | 0.28234 | 0.15968 | 0.038285 | 23836299.8304 | 999448.3793 | 577421.0665 | 5153095.2846 | 3539862.7169 | 2045119.4352 | 18251317.6783 | 18205227.8788 | 2774081.4929 | 1197881.0395 | 14233265.3464 | 5468256.11 | 818970.477 | 438032.8482 | 4211252.7848 |  | 2268 | 449-13R | 6729964.7304 | 2906988.9414 | 209349.9979 | 6090025.9061 | 2540276.1835 | 138808.4597 | 628975.8541 | 355749.7877 | 59578.5679 | 10962.9702 | 999448.3793 | 416909.866 | 22868.1222 | 5084626.6967 | 416366.7716 | 22770.3007 | 945.6215 | 534.8451 | 89.5722 | 8.2493 | 5153095.2846 | 2164204.9955 | 131392.497 | 5084626.6967 | 2121152.9461 | 115891.4325 | 58509.7507 | 33093.2122 | 5542.2273 | 9958.8372 | 577421.0665 | 325874.0799 | 55089.3787 | 6904.7009 | 2756.4658 | 146.7266 | 569520.4819 | 322121.7304 | 53946.7684 | 995.8837 | 0.049545 | 0.020746 | 0.0011014 | 0.21735 | 0.12348 | 0.021735 | 0.015449 | 5000000 | scaled
449-16R | 1495506.4659 | 1450226.1262 | 43776.0814 | 1504.2583 | 96.97% | 2.927% | 0.1006% | 660311.9938 | 1448537.9414 | 102607.671 | 17399.6491 | 540304.6737 | 225436.7932 | 36316.534 | 1186784.6142 | 449 | 0.23738 | 0.1359 | 0.025127 | 6300031.2825 | 232056.6746 | 40256.4078 | 1223193.3835 | 977571.3731 | 169585.7786 | 5152874.1308 | 6145437.6307 | 954956.215 | 161936.2652 | 5028545.1506 | 1869274.9718 | 290916.3394 | 46864.9015 | 1531493.7309 |  | 2269 | 449-16R | 1495506.4659 | 835194.4721 | 46968.5245 | 1450226.1262 | 808905.6031 | 41308.1701 | 43776.0814 | 24784.6107 | 4156.096 | 1504.2583 | 232056.6746 | 129449.0037 | 6619.8814 | 1218120.4452 | 129424.0938 | 6614.7622 | 41.9981 | 23.778 | 3.9873 | 1.1319 | 1223193.3835 | 682888.7097 | 36408.7693 | 1218120.4452 | 679423.7528 | 34690.3999 | 3706.4597 | 2098.4784 | 351.8908 | 1366.4786 | 40256.4078 | 22856.7587 | 3939.8738 | 92.1364 | 57.7565 | 3.0081 | 40027.6236 | 22662.3544 | 3800.2179 | 136.6479 | 0.0071532 | 0.0040934 | 0.0002136 | 0.22813 | 0.12971 | 0.022813 | 0.0021002 | 5000000 | scaled
449-683 | 625312.9379 | 604656.2756 | 19735.4701 | 921.1921 | 96.7% | 3.156% | 0.1473% | 284958.4635 | 603812.7406 | 38994.8534 | 6773.9053 | 239189.7047 | 82790.821 | 14135.5558 | 506886.3639 | 449 | 0.34581 | 0.1971 | 0.035351 | 1808268.3488 | 85431.499 | 15725.6002 | 524155.8387 | 247049.2233 | 45474.9987 | 1515744.1269 | 1726846.1785 | 236308.5229 | 41049.8161 | 1449487.8395 | 608198.9344 | 83392.2269 | 14238.2388 | 510568.4687 |  | 2270 | 449-683 | 625312.9379 | 340354.4744 | 21500.1972 | 604656.2756 | 328242.1329 | 18674.2539 | 19735.4701 | 11191.1494 | 1904.7513 | 921.1921 | 85431.499 | 46436.6456 | 2640.678 | 519257.9525 | 46390.1737 | 2632.1932 | 80.7302 | 45.7787 | 7.7916 | 0.69317 | 524155.8387 | 284966.134 | 17269.4749 | 519257.9525 | 281826.4565 | 16040.7072 | 4061.069 | 2302.8603 | 391.9504 | 836.8172 | 15725.6002 | 8951.6948 | 1590.0444 | 48.2475 | 25.5027 | 1.3534 | 15593.6709 | 8842.5104 | 1505.0092 | 83.6817 | 0.0056884 | 0.0031168 | 0.0001626 | 0.33881 | 0.19267 | 0.033881 | 0.0013068 | 5000000 | scaled
449-693R | 5260705.5579 | 5196144.7106 | 60632.213 | 3928.6343 | 98.77% | 1.153% | 0.07468% | 2399856.7172 | 5105119.2254 | 365316.259 | 23902.0041 | 2010638.4541 | 777441.0571 | 49869.7426 | 4277808.4257 | 449 | 0.26107 | 0.14975 | 0.029149 | 20150463.0075 | 799898.4346 | 55427.0512 | 4405380.0722 | 3063909.135 | 212306.2642 | 16874247.6082 | 19104625.1579 | 2908186.2024 | 190277.5382 | 16006161.4173 | 5337694.8641 | 812859.2016 | 52141.6753 | 4472693.9873 |  | 2271 | 449-693R | 5260705.5579 | 2860848.8408 | 155586.3325 | 5196144.7106 | 2822595.0426 | 145901.7085 | 60632.213 | 34325.1638 | 5755.9897 | 3928.6343 | 799898.4346 | 434582.1755 | 22457.3775 | 4395909.5192 | 434536.0867 | 22447.1884 | 76.1898 | 43.1326 | 7.2329 | 2.9562 | 4405380.0722 | 2394741.6181 | 127571.6465 | 4395909.5192 | 2387831.713 | 123442.5777 | 5901.7547 | 3341.1068 | 560.2705 | 3568.7983 | 55427.0512 | 31525.0471 | 5557.3085 | 415.9029 | 227.2429 | 11.9424 | 54654.2684 | 30940.9244 | 5188.4863 | 356.8798 | 0.02757 | 0.014574 | 0.0007612 | 0.2279 | 0.12958 | 0.02279 | 0.005597 | 5000000 | scaled
449-6R | 2320016.1538 | 2216709.8385 | 100168.8011 | 3137.5142 | 95.55% | 4.318% | 0.1352% | 1218763.4287 | 2182974.4459 | 178270.8217 | 43128.3955 | 997364.2115 | 316800.1233 | 89831.9408 | 1776342.3819 | 449 | 0.24779 | 0.14145 | 0.027813 | 9362907.6219 | 335819.3147 | 99402.4701 | 1884794.369 | 1355268.676 | 401159.3383 | 7606479.6075 | 7785235.6606 | 1138761.08 | 275496.224 | 6370978.3566 | 4927218.2945 | 715053.4291 | 202760.7711 | 4009404.0944 |  | 2272 | 449-6R | 2320016.1538 | 1101252.7251 | 137041.7079 | 2216709.8385 | 1041415.7758 | 124397.038 | 100168.8011 | 56699.4352 | 9507.1557 | 3137.5142 | 335819.3147 | 157548.493 | 19019.1914 | 1873528.4034 | 157478.2613 | 19005.4502 | 119.905 | 67.8709 | 11.3803 | 2.3609 | 1884794.369 | 887430.1575 | 108451.9871 | 1873528.4034 | 879816.3334 | 104803.0903 | 8415.8262 | 4763.6848 | 798.7574 | 2850.1394 | 99402.4701 | 56274.0746 | 9570.5293 | 7484.3862 | 4121.1812 | 588.4975 | 91633.0699 | 51867.8795 | 8697.018 | 285.0139 | 0.016402 | 0.0080262 | 0.0007252 | 0.227 | 0.12904 | 0.0227 | 0.0043882 | 5000000 | scaled
451-38F | 1674.3155 | 756.0344 | 0 | 918.2811 | 45.15% | 0% | 54.85% | 399.1046 | 737.4944 | 0 | 399.1046 | 0 | 0 | 737.4944 | 0 | 451 | 0.004114 | 0.0025994 | 0.0013574 | 406979.9562 | 0.69098 | 839.4517 | 834.1729 | 167.9575 | 204047.5694 | 202764.4293 | 490578.9428 | 0 | 490578.9428 | 0 | 690158.4934 | 0 | 690158.4934 | 0 |  | 2273 | 451-38F | 1674.3155 | 1275.2109 | 936.8211 | 756.0344 | 356.9298 | 18.54 | 0 | 0 | 0 | 918.2811 | 0.69098 | 0.69098 | 0.69098 | 0 | 0 | 0 | 0 | 0 | 0 | 0.69098 | 834.1729 | 834.1729 | 834.1729 | 0 | 0 | 0 | 0 | 0 | 0 | 834.1729 | 839.4517 | 440.3471 | 101.9573 | 756.0344 | 356.9298 | 18.54 | 0 | 0 | 0 | 83.4173 | 0.0028254 | 0.0013108 | 6.88e-05 | 0 | 0 | 0 | 0.0012886 | 5000000 | scaled
451-40 | 0 | 0 | 0 | 0 | 0% | 0% | 0% | 0 | 0 | 0 | 0 | 0 | 0 | 0 | 0 | 451 | 0 | 0 | 0 | 0 | 0 | 0 | 0 | 0 | 0 | 0 | 0 | 0 | 0 | 0 | 0 | 0 | 0 | 0 |  | 2274 | 451-40 | 0 | 0 | 0 | 0 | 0 | 0 | 0 | 0 | 0 | 0 | 0 | 0 | 0 | 0 | 0 | 0 | 0 | 0 | 0 | 0 | 0 | 0 | 0 | 0 | 0 | 0 | 0 | 0 | 0 | 0 | 0 | 0 | 0 | 0 | 0 | 0 | 0 | 0 | 0 | 0 | 0 | 0 | 0 | 0 | 0 | 0 | 0 | 5000000 | scaled
45-15AE | 8755.1054 | 8137.3184 | 0 | 617.7871 | 92.94% | 0% | 7.056% | 4362.7251 | 7920.4094 | 84.1388 | 3848.675 | 429.9113 | 140.9657 | 7059.2788 | 720.1649 | 45 | 0.0022584 | 0.0015186 | 0.0009096 | 3876685.0172 | 148.0335 | 7291.9974 | 1315.0745 | 65547.9644 | 3228833.4252 | 582303.6276 | 2892387.9697 | 55782.1038 | 2551584.4129 | 285021.453 | 917651.7161 | 16332.168 | 817881.8722 | 83437.6759 |  | 2275 | 45-15AE | 8755.1054 | 4392.3804 | 834.696 | 8137.3184 | 3774.5933 | 216.9089 | 0 | 0 | 0 | 617.7871 | 148.0335 | 63.8947 | 7.0678 | 753.8725 | 63.4299 | 6.6029 | 0 | 0 | 0 | 0.46486 | 1315.0745 | 885.1632 | 594.9096 | 753.8725 | 323.9612 | 33.7076 | 0 | 0 | 0 | 561.202 | 7291.9974 | 3443.3224 | 232.7186 | 7235.8772 | 3387.2022 | 176.5984 | 0 | 0 | 0 | 56.1202 | 0.0013822 | 0.0006424 | 3.34e-05 | 0 | 0 | 0 | 0.0008762 | 5000000 | scaled
45-16 | 10660.9368 | 9199.2042 | 0 | 1461.7326 | 86.29% | 0% | 13.71% | 5808.2281 | 9063.7078 | 1570.4488 | 490.7861 | 3746.9932 | 2446.696 | 779.3346 | 5837.6772 | 45 | 0.0075584 | 0.0041954 | 0.0022162 | 1410475.3422 | 2483.1442 | 927.855 | 7249.9377 | 328527.7519 | 122758.1219 | 959189.4684 | 1156673.6701 | 312745.4318 | 97737.0972 | 746191.1412 | 720706.1795 | 194550.5031 | 61969.2589 | 464186.4174 |  | 2276 | 45-16 | 10660.9368 | 4852.7087 | 1597.229 | 9199.2042 | 3390.9761 | 135.4964 | 0 | 0 | 0 | 1461.7326 | 2483.1442 | 912.6953 | 36.4482 | 5922.0898 | 911.5954 | 35.3483 | 0 | 0 | 0 | 1.0999 | 7249.9377 | 3502.9445 | 1412.2605 | 5922.0898 | 2175.0966 | 84.4125 | 0 | 0 | 0 | 1327.8479 | 927.855 | 437.0689 | 148.5204 | 795.0702 | 304.2841 | 15.7356 | 0 | 0 | 0 | 132.7848 | 0.0054512 | 0.0020882 | 0.000109 | 0 | 0 | 0 | 0.0021072 | 5000000 | scaled
450-112 | 0 | 0 | 0 | 0 | 0% | 0% | 0% | 0 | 0 | 0 | 0 | 0 | 0 | 0 | 0 | 450 | 0 | 0 | 0 | 0 | 0 | 0 | 0 | 0 | 0 | 0 | 0 | 0 | 0 | 0 | 0 | 0 | 0 | 0 |  | 2277 | 450-112 | 0 | 0 | 0 | 0 | 0 | 0 | 0 | 0 | 0 | 0 | 0 | 0 | 0 | 0 | 0 | 0 | 0 | 0 | 0 | 0 | 0 | 0 | 0 | 0 | 0 | 0 | 0 | 0 | 0 | 0 | 0 | 0 | 0 | 0 | 0 | 0 | 0 | 0 | 0 | 0 | 0 | 0 | 0 | 0 | 0 | 0 | 0 | 5000000 | scaled
450-113F | 1498.393 | 1424.8125 | 0 | 73.5805 | 95.09% | 0% | 4.911% | 1021.18 | 1424.8007 | 166.9456 | 0.37503 | 853.8594 | 232.9174 | 0.58968 | 1191.2936 | 450 | 0.0002576 | 0.000161 | 0.0001044 | 5816743.1515 | 232.9727 | 7.2856 | 1258.1347 | 904397.312 | 28282.7271 | 4884063.1124 | 2964055.9564 | 484572.7172 | 1088.5577 | 2478394.6814 | 704907.8424 | 115233.8661 | 291.7388 | 589382.2374 |  | 2278 | 450-113F | 1498.393 | 477.213 | 73.5924 | 1424.8125 | 403.6325 | 0.011845 | 0 | 0 | 0 | 73.5805 | 232.9727 | 66.0272 | 0.055367 | 1191.2936 | 65.9718 | 0 | 0 | 0 | 0 | 0.055367 | 1258.1347 | 404.2752 | 66.8411 | 1191.2936 | 337.4342 | 0 | 0 | 0 | 0 | 66.8411 | 7.2856 | 6.9106 | 6.696 | 0.60152 | 0.22649 | 0.011845 | 0 | 0 | 0 | 6.6841 | 0.0001564 | 5.98e-05 | 3.2e-06 | 0 | 0 | 0 | 0.0001012 | 5000000 | scaled
450-114F | 28614.9665 | 28133.0301 | 0 | 481.9364 | 98.32% | 0% | 1.684% | 14377.2105 | 26951.2257 | 2270.3789 | 505.5183 | 11601.3134 | 4280.7466 | 798.2342 | 21872.2449 | 450 | 0.0023436 | 0.0013398 | 0.0007164 | 12209833.789 | 4472.2117 | 857.1873 | 23285.5675 | 1908265.7783 | 365756.66 | 9935811.3507 | 10626777.0911 | 1678128.7294 | 373648.9957 | 8574999.3661 | 2322362.8508 | 368868.0756 | 68783.125 | 1884711.6502 |  | 2279 | 450-114F | 28614.9665 | 14237.7559 | 1663.7407 | 28133.0301 | 13755.8196 | 1181.8044 | 0 | 0 | 0 | 481.9364 | 4472.2117 | 2201.8328 | 191.4651 | 22847.7732 | 2201.4702 | 191.1025 | 0 | 0 | 0 | 0.36264 | 23285.5675 | 11684.2541 | 1413.3225 | 22847.7732 | 11246.4598 | 975.5283 | 0 | 0 | 0 | 437.7943 | 857.1873 | 351.669 | 58.9531 | 813.4079 | 307.8896 | 15.1736 | 0 | 0 | 0 | 43.7794 | 0.0016618 | 0.000658 | 3.46e-05 | 0 | 0 | 0 | 0.0006818 | 5000000 | scaled
450-17 | 8346.6073 | 0 | 8346.6073 | 0 | 0% | 100% | 0% | 571.6463 | 1190.2512 | 1.2399 | 509.5807 | 60.8256 | 2.5817 | 1061.0217 | 126.6478 | 450 | 0.071803 | 0.071803 | 0.071803 | 116242.5084 | 18.1043 | 7440.3884 | 888.1147 | 252.1367 | 103621.672 | 12368.6997 | 108281.2384 | 234.8682 | 96524.7836 | 11521.5865 | 99665.9787 | 216.1812 | 88844.9114 | 10604.8861 |  | 2280 | 450-17 | 8346.6073 | 7774.9611 | 7156.3561 | 0 | 0 | 0 | 8346.6073 | 7774.9611 | 7156.3561 | 0 | 18.1043 | 16.8643 | 15.5225 | 0 | 0 | 0 | 18.1043 | 16.8643 | 15.5225 | 0 | 888.1147 | 827.2891 | 761.4669 | 0 | 0 | 0 | 888.1147 | 827.2891 | 761.4669 | 0 | 7440.3884 | 6930.8077 | 6379.3667 | 0 | 0 | 0 | 7440.3884 | 6930.8077 | 6379.3667 | 0 | 0 | 0 | 0 | 0.071803 | 0.071803 | 0.071803 | 0 | 5000000 | scaled
450-18 | 2022.8514 | 0 | 2022.8514 | 0 | 0% | 100% | 0% | 138.6766 | 288.8713 | 0.31636 | 127.3086 | 11.0517 | 0.659 | 265.191 | 23.0213 | 450 | 0.071668 | 0.071668 | 0.071668 | 28225.2302 | 4.6147 | 1857.0278 | 161.2089 | 64.3903 | 25911.4608 | 2249.3791 | 26290.2492 | 59.9761 | 24135.1003 | 2095.1729 | 24194.5542 | 55.1951 | 22211.2004 | 1928.1587 |  | 2281 | 450-18 | 2022.8514 | 1884.1748 | 1733.9802 | 0 | 0 | 0 | 2022.8514 | 1884.1748 | 1733.9802 | 0 | 4.6147 | 4.2984 | 3.9557 | 0 | 0 | 0 | 4.6147 | 4.2984 | 3.9557 | 0 | 161.2089 | 150.1573 | 138.1877 | 0 | 0 | 0 | 161.2089 | 150.1573 | 138.1877 | 0 | 1857.0278 | 1729.7192 | 1591.8367 | 0 | 0 | 0 | 1857.0278 | 1729.7192 | 1591.8367 | 0 | 0 | 0 | 0 | 0.071668 | 0.071668 | 0.071668 | 0 | 5000000 | scaled
450-1850 | 296713.7732 | 288152.8007 | 8067.1958 | 493.7767 | 97.11% | 2.719% | 0.1664% | 177613.3656 | 294241.4694 | 28356.443 | 3276.0515 | 145980.8711 | 46726.3083 | 6800.3867 | 240714.7743 | 450 | 0.073712 | 0.041793 | 0.0078748 | 4025289.8185 | 46937.3847 | 7481.1364 | 242295.2522 | 636763.7556 | 101490.8803 | 3287035.1826 | 2849782.9199 | 454975.3707 | 52563.8123 | 2342243.7369 | 313951.32 | 49856.2837 | 7255.9126 | 256839.1237 |  | 2282 | 450-1850 | 296713.7732 | 119100.4076 | 2472.3039 | 288152.8007 | 114089.879 | 1287.2954 | 8067.1958 | 4516.7519 | 691.2318 | 493.7767 | 46937.3847 | 18580.9417 | 211.0763 | 241202.8164 | 18577.1302 | 210.1783 | 6.1439 | 3.4399 | 0.52644 | 0.37155 | 242295.2522 | 96314.3811 | 1580.4779 | 241202.8164 | 95505.325 | 1076.7569 | 643.8857 | 360.5059 | 55.1709 | 448.5501 | 7481.1364 | 4205.0849 | 680.7496 | 19.1151 | 7.4238 | 0.3601 | 7417.1662 | 4152.8061 | 635.5345 | 44.855 | 0.0014884 | 0.00057 | 2.98e-05 | 0.071532 | 0.040531 | 0.0071532 | 0.0006918 | 5000000 | scaled
450-1851F | 8274122.4526 | 8210482.2612 | 59308.949 | 4331.2423 | 99.23% | 0.7168% | 0.05235% | 4907435.1808 | 8129446.2968 | 1457230.182 | 23849.9944 | 3426355.0044 | 2410796.3608 | 49350.8179 | 5669299.118 | 450 | 0.099477 | 0.055744 | 0.013798 | 83176236.2413 | 2451172.8861 | 54310.0235 | 5768639.543 | 24640599.1943 | 545955.5826 | 57989681.4644 | 60395075.9501 | 17933915.4321 | 293518.3389 | 42167642.1792 | 10485450.9989 | 3109472.1814 | 63653.2384 | 7312325.5792 |  | 2283 | 450-1851F | 8274122.4526 | 3366687.2718 | 144676.1558 | 8210482.2612 | 3329130.302 | 135265.6983 | 59308.949 | 33225.7275 | 5079.2152 | 4331.2423 | 2451172.8861 | 993942.704 | 40376.5252 | 5758571.5359 | 993900.4437 | 40367.304 | 69.6183 | 39.0012 | 5.9621 | 3.2591 | 5768639.543 | 2342284.5387 | 99340.425 | 5758571.5359 | 2334913.9464 | 94880.6242 | 6133.4769 | 3436.0621 | 525.2706 | 3934.5301 | 54310.0235 | 30460.0291 | 4959.2056 | 810.7167 | 315.9119 | 17.7701 | 53105.8538 | 29750.6642 | 4547.9825 | 393.453 | 0.022058 | 0.0091662 | 0.0004786 | 0.071222 | 0.040381 | 0.0071222 | 0.006197 | 5000000 | scaled
450-1852 | 0 | 0 | 0 | 0 | 0% | 0% | 0% | 0 | 0 | 0 | 0 | 0 | 0 | 0 | 0 | 450 | 0 | 0 | 0 | 0 | 0 | 0 | 0 | 0 | 0 | 0 | 0 | 0 | 0 | 0 | 0 | 0 | 0 | 0 |  | 2284 | 450-1852 | 0 | 0 | 0 | 0 | 0 | 0 | 0 | 0 | 0 | 0 | 0 | 0 | 0 | 0 | 0 | 0 | 0 | 0 | 0 | 0 | 0 | 0 | 0 | 0 | 0 | 0 | 0 | 0 | 0 | 0 | 0 | 0 | 0 | 0 | 0 | 0 | 0 | 0 | 0 | 0 | 0 | 0 | 0 | 0 | 0 | 0 | 0 | 5000000 | scaled
450-1853F | 792201.7619 | 734911.7387 | 56544.6979 | 745.3253 | 92.77% | 7.138% | 0.09408% | 435372.6518 | 775620.1906 | 66747.9754 | 22900.9582 | 345723.7181 | 117666.4844 | 47554.9948 | 610398.7115 | 450 | 0.075291 | 0.042747 | 0.0082382 | 10521837.3716 | 119456.3685 | 52052.0867 | 620693.3068 | 1586591.3746 | 691343.5655 | 8243902.4315 | 8347543.6679 | 1279780.9811 | 439087.6366 | 6628675.0502 | 2012766.2962 | 305349.3666 | 123407.1673 | 1584009.7622 |  | 2285 | 450-1853F | 792201.7619 | 356829.1102 | 16581.5713 | 734911.7387 | 324387.1302 | 10994.7199 | 56544.6979 | 31696.6546 | 4841.5261 | 745.3253 | 119456.3685 | 52708.3931 | 1789.8841 | 615212.156 | 52657.5105 | 1781.6369 | 89.7707 | 50.3218 | 7.6864 | 0.56083 | 620693.3068 | 274969.5886 | 10294.5953 | 615212.156 | 271599.5516 | 9206.1959 | 4804.0921 | 2692.9783 | 411.3407 | 677.0586 | 52052.0867 | 29151.1284 | 4497.0919 | 333.5457 | 130.0682 | 6.8871 | 51650.8351 | 28953.3544 | 4422.4989 | 67.7059 | 0.0031252 | 0.0013464 | 7e-05 | 0.071109 | 0.040343 | 0.0071108 | 0.0010574 | 5000000 | scaled
450-1854 | 1132288.7455 | 1078517.0446 | 52365.0744 | 1406.6265 | 95.25% | 4.625% | 0.1242% | 592618.4666 | 1086289.2307 | 107025.062 | 21324.9906 | 464268.414 | 195183.0232 | 44240.8378 | 846865.3697 | 450 | 0.079085 | 0.044697 | 0.0092788 | 14317364.1711 | 202727.4411 | 48483.9705 | 881077.3339 | 2563412.0394 | 613061.522 | 11140890.6096 | 12074024.9603 | 2180531.5614 | 434475.9454 | 9459017.4536 | 4957485.3133 | 890754.4543 | 201901.3882 | 3864829.4708 |  | 2286 | 450-1854 | 1132288.7455 | 539670.2788 | 45999.5147 | 1078517.0446 | 508919.1064 | 40109.5624 | 52365.0744 | 29344.546 | 4483.3258 | 1406.6265 | 202727.4411 | 95702.3791 | 7544.4179 | 875474.8155 | 95663.6355 | 7537.6019 | 67.2488 | 37.6852 | 5.7576 | 1.0584 | 881077.3339 | 416808.9198 | 34211.9641 | 875474.8155 | 413107.622 | 32563.9059 | 4324.7292 | 2423.5087 | 370.2691 | 1277.7891 | 48483.9705 | 27158.9799 | 4243.1327 | 383.0952 | 147.8489 | 8.0547 | 47973.0964 | 26883.3521 | 4107.2991 | 127.7789 | 0.0059382 | 0.0023386 | 0.0001424 | 0.071123 | 0.040334 | 0.0071122 | 0.0020242 | 5000000 | scaled
450-50R | 537070.1579 | 174705.6831 | 362045.482 | 318.9929 | 32.53% | 67.41% | 0.0594% | 278180.1523 | 503774.5465 | 19627.3302 | 145797.6361 | 112755.1859 | 28604.1567 | 303254.5493 | 171915.8405 | 450 | 0.071801 | 0.040756 | 0.0074918 | 7480002.4221 | 28977.0469 | 331618.7679 | 176474.3431 | 403575.5444 | 4618594.3317 | 2457832.546 | 6352131.3379 | 448182.1516 | 3329230.0902 | 2574719.0961 | 4444273.9317 | 252344.4446 | 2675296.514 | 1516632.9731 |  | 2287 | 450-50R | 537070.1579 | 258890.0057 | 33295.6114 | 174705.6831 | 55666.1545 | 2021.1374 | 362045.482 | 202904.8583 | 30955.4812 | 318.9929 | 28977.0469 | 9349.7168 | 372.8902 | 145998.285 | 9059.7959 | 328.456 | 516.8809 | 289.6809 | 44.1942 | 0.24003 | 176474.3431 | 63719.1571 | 4558.5026 | 145998.285 | 46511.7741 | 1687.7507 | 30186.2828 | 16917.6077 | 2580.9766 | 289.7753 | 331618.7679 | 185821.1318 | 28364.2186 | 247.4721 | 94.5845 | 4.9306 | 331342.3182 | 185697.5697 | 28330.3105 | 28.9775 | 0.0012638 | 0.0005454 | 2.86e-05 | 0.070082 | 0.039756 | 0.0070082 | 0.000455 | 5000000 | scaled
450-88R | 894374.4666 | 384233.6124 | 507079.2379 | 3061.6162 | 42.96% | 56.7% | 0.3423% | 447088.5495 | 837317.1416 | 58394.9887 | 207370.0783 | 181323.4825 | 97550.8931 | 429417.9372 | 310348.3113 | 450 | 0.082954 | 0.047381 | 0.011486 | 10781519.3236 | 100393.0465 | 469385.9588 | 324595.4613 | 1210219.6683 | 5658361.2062 | 3912938.4491 | 9440235.6457 | 1233005.0815 | 4378601.079 | 3828629.4852 | 4967726.9749 | 578760.638 | 2547697.8366 | 1841268.5003 |  | 2288 | 450-88R | 894374.4666 | 447285.9171 | 57057.3249 | 384233.6124 | 160133.2729 | 10661.2548 | 507079.2379 | 284091.028 | 43334.454 | 3061.6162 | 100393.0465 | 41998.0578 | 2842.1533 | 278477.6761 | 41581.5593 | 2776.6695 | 739.3038 | 414.1948 | 63.1801 | 2.3038 | 324595.4613 | 143271.9788 | 14247.15 | 278477.6761 | 116211.4698 | 7762.4577 | 43336.592 | 24279.3159 | 3703.4992 | 2781.1931 | 469385.9588 | 262015.8805 | 39968.0216 | 6104.4974 | 2340.2439 | 122.1277 | 463003.3421 | 259397.5173 | 39567.7746 | 278.1193 | 0.0089648 | 0.0035402 | 0.0001856 | 0.069655 | 0.039506 | 0.0069656 | 0.0043344 | 5000000 | scaled
452-1379R | 0 | 0 | 0 | 0 | 0% | 0% | 0% | 0 | 0 | 0 | 0 | 0 | 0 | 0 | 0 | 452 | 0 | 0 | 0 | 0 | 0 | 0 | 0 | 0 | 0 | 0 | 0 | 0 | 0 | 0 | 0 | 0 | 0 | 0 |  | 2289 | 452-1379R | 0 | 0 | 0 | 0 | 0 | 0 | 0 | 0 | 0 | 0 | 0 | 0 | 0 | 0 | 0 | 0 | 0 | 0 | 0 | 0 | 0 | 0 | 0 | 0 | 0 | 0 | 0 | 0 | 0 | 0 | 0 | 0 | 0 | 0 | 0 | 0 | 0 | 0 | 0 | 0 | 0 | 0 | 0 | 0 | 0 | 0 | 0 | 5000000 | scaled
452-1403 | 137227.0032 | 137083.0943 | 0 | 143.9088 | 99.9% | 0% | 0.1049% | 81321.1289 | 136136.565 | 13200.1542 | 1.0955 | 68119.8792 | 22091.9438 | 1.7664 | 114042.8548 | 452 | 0.0007938 | 0.0004368 | 0.0002112 | 172873523.7925 | 22245.0838 | 14.8738 | 114967.0456 | 28023537.1728 | 18737.4867 | 144831249.1329 | 127989639.0034 | 20775448.9973 | 1724.1354 | 107212465.8707 | 5163059.8266 | 837850.0465 | 66.9918 | 4325142.7882 |  | 2290 | 452-1403 | 137227.0032 | 55905.8743 | 1090.4382 | 137083.0943 | 55761.9655 | 946.5294 | 0 | 0 | 0 | 143.9088 | 22245.0838 | 9044.9297 | 153.1401 | 114836.3178 | 9044.8214 | 153.0318 | 0 | 0 | 0 | 0.10829 | 114967.0456 | 46847.1663 | 924.1908 | 114836.3178 | 46716.4385 | 793.463 | 0 | 0 | 0 | 130.7278 | 14.8738 | 13.7783 | 13.1074 | 1.801 | 0.70557 | 0.034637 | 0 | 0 | 0 | 13.0728 | 0.000595 | 0.000238 | 1.24e-05 | 0 | 0 | 0 | 0.0001988 | 5000000 | scaled
452-1404F | 625542.4811 | 624941.0442 | 0 | 601.4368 | 99.9% | 0% | 0.09615% | 389804.6948 | 618128.5221 | 92900.0137 | 14.5474 | 296890.1337 | 147329.1982 | 25.7651 | 470773.5587 | 452 | 0.0036434 | 0.0021878 | 0.000923 | 171691958.35 | 148950.2515 | 80.9909 | 476511.2386 | 40882212.0859 | 22229.4954 | 130787516.7688 | 107751067.8385 | 25679720.6796 | 4021.2333 | 82067325.9255 | 8032458.2823 | 1914513.8854 | 334.8123 | 6117609.5846 |  | 2291 | 452-1404F | 625542.4811 | 235737.7862 | 7413.959 | 624941.0442 | 235136.3494 | 6812.5222 | 0 | 0 | 0 | 601.4368 | 148950.2515 | 56050.2378 | 1621.0533 | 475964.8893 | 56049.7852 | 1620.6007 | 0 | 0 | 0 | 0.45256 | 476511.2386 | 179621.1049 | 5737.6798 | 475964.8893 | 179074.7556 | 5191.3305 | 0 | 0 | 0 | 546.3493 | 80.9909 | 66.4436 | 55.2258 | 26.356 | 11.8086 | 0.59092 | 0 | 0 | 0 | 54.6349 | 0.0027896 | 0.001334 | 6.92e-05 | 0 | 0 | 0 | 0.0008538 | 5000000 | scaled
452-1405 | 181217.3939 | 180925.7126 | 0 | 291.6813 | 99.84% | 0% | 0.161% | 98556.8077 | 169308.5514 | 18586.7588 | 3.692 | 79966.3569 | 31928.2198 | 5.8727 | 137374.4589 | 452 | 0.001513 | 0.0008298 | 0.0004278 | 119773558.4069 | 34128.2363 | 32.4957 | 147056.6619 | 22556666.4059 | 21477.6472 | 97195414.3538 | 99615071.3308 | 18786335.9994 | 3731.5927 | 80825003.7386 | 27837406.4325 | 5249580.2714 | 965.5732 | 22586860.5879 |  | 2292 | 452-1405 | 181217.3939 | 82660.5862 | 11908.8425 | 180925.7126 | 82368.9049 | 11617.1612 | 0 | 0 | 0 | 291.6813 | 34128.2363 | 15541.4775 | 2200.0165 | 146791.6966 | 15541.258 | 2199.797 | 0 | 0 | 0 | 0.21948 | 147056.6619 | 67090.305 | 9682.203 | 146791.6966 | 66825.3397 | 9417.2377 | 0 | 0 | 0 | 264.9653 | 32.4957 | 28.8037 | 26.623 | 5.9992 | 2.3072 | 0.12649 | 0 | 0 | 0 | 26.4965 | 0.0011074 | 0.0004242 | 2.22e-05 | 0 | 0 | 0 | 0.0004056 | 5000000 | scaled
452-36 | 0 | 0 | 0 | 0 | 0% | 0% | 0% | 0 | 0 | 0 | 0 | 0 | 0 | 0 | 0 | 452 | 0 | 0 | 0 | 0 | 0 | 0 | 0 | 0 | 0 | 0 | 0 | 0 | 0 | 0 | 0 | 0 | 0 | 0 |  | 2293 | 452-36 | 0 | 0 | 0 | 0 | 0 | 0 | 0 | 0 | 0 | 0 | 0 | 0 | 0 | 0 | 0 | 0 | 0 | 0 | 0 | 0 | 0 | 0 | 0 | 0 | 0 | 0 | 0 | 0 | 0 | 0 | 0 | 0 | 0 | 0 | 0 | 0 | 0 | 0 | 0 | 0 | 0 | 0 | 0 | 0 | 0 | 0 | 0 | 5000000 | scaled
452-37AE | 90620.8912 | 90313.6394 | 0 | 307.2518 | 99.66% | 0% | 0.3391% | 47440.8742 | 84175.4182 | 9955.2411 | 3.1487 | 37482.4843 | 17666.9793 | 5.5373 | 66502.9016 | 452 | 0.0017838 | 0.0010416 | 0.0004922 | 50802158.9657 | 18956.2662 | 33.5958 | 71631.0292 | 10626901.1149 | 18833.8367 | 40156424.0142 | 41455469.4512 | 8699232.4925 | 2751.4668 | 32753485.4919 | 13095231.5464 | 2748464.9278 | 861.4358 | 10345905.1828 |  | 2294 | 452-37AE | 90620.8912 | 43180.017 | 6445.473 | 90313.6394 | 42872.7652 | 6138.2212 | 0 | 0 | 0 | 307.2518 | 18956.2662 | 9001.0251 | 1289.2869 | 71351.9195 | 9000.7939 | 1289.0557 | 0 | 0 | 0 | 0.2312 | 71631.0292 | 34148.5448 | 5128.1275 | 71351.9195 | 33869.4352 | 4849.0179 | 0 | 0 | 0 | 279.1096 | 33.5958 | 30.4471 | 28.0585 | 5.6848 | 2.5361 | 0.14757 | 0 | 0 | 0 | 27.911 | 0.001322 | 0.0005798 | 3.04e-05 | 0 | 0 | 0 | 0.0004618 | 5000000 | scaled
452-38AE | 2823751.4759 | 2821884.1608 | 0 | 1867.3151 | 99.93% | 0% | 0.06613% | 1540313.0727 | 2712085.965 | 325520.0923 | 64.8424 | 1214728.1381 | 573058.7808 | 108.8738 | 2138918.3105 | 452 | 0.011395 | 0.0065598 | 0.00285 | 247801835.4977 | 596274.1132 | 281.1337 | 2227196.229 | 52326779.0971 | 24671.2379 | 195450385.1626 | 195652063.0387 | 41347878.3905 | 8236.3394 | 154295948.3088 | 39180880.9891 | 8278848.156 | 1572.8743 | 30900459.9588 |  | 2295 | 452-38AE | 2823751.4759 | 1283438.4031 | 111665.5108 | 2821884.1608 | 1281571.088 | 109798.1957 | 0 | 0 | 0 | 1867.3151 | 596274.1132 | 270754.0209 | 23215.3324 | 2225499.9472 | 270752.6158 | 23213.9273 | 0 | 0 | 0 | 1.4051 | 2227196.229 | 1012468.0909 | 88277.9185 | 2225499.9472 | 1010771.8091 | 86581.6367 | 0 | 0 | 0 | 1696.2818 | 281.1337 | 216.2913 | 172.2599 | 111.5055 | 46.6631 | 2.6317 | 0 | 0 | 0 | 169.6282 | 0.0087492 | 0.0039138 | 0.000204 | 0 | 0 | 0 | 0.002646 | 5000000 | scaled
452-39AE | 261242.3756 | 260227.6709 | 0 | 1014.7047 | 99.61% | 0% | 0.3884% | 136409.0387 | 254055.6861 | 40104.6329 | 8.0405 | 96296.3653 | 74695.8468 | 13.9697 | 179345.8697 | 452 | 0.0055772 | 0.0032562 | 0.0015562 | 46841134.5563 | 76514.9513 | 106.4722 | 184620.9521 | 13719241.0763 | 19090.615 | 33102802.865 | 38337122.1011 | 11271219.4294 | 2259.753 | 27063642.9187 | 4618101.4784 | 1357785.0021 | 253.9339 | 3260062.5424 |  | 2296 | 452-39AE | 261242.3756 | 124833.337 | 7186.6895 | 260227.6709 | 123818.6322 | 6171.9848 | 0 | 0 | 0 | 1014.7047 | 76514.9513 | 36410.3185 | 1819.1046 | 183699.1874 | 36409.5549 | 1818.341 | 0 | 0 | 0 | 0.76353 | 184620.9521 | 88324.5869 | 5275.0824 | 183699.1874 | 87402.8221 | 4353.3177 | 0 | 0 | 0 | 921.7647 | 106.4722 | 98.4316 | 92.5025 | 14.2957 | 6.2552 | 0.32604 | 0 | 0 | 0 | 92.1765 | 0.0041144 | 0.0017934 | 9.34e-05 | 0 | 0 | 0 | 0.0014628 | 5000000 | scaled
452-47 | 8959.682 | 7703.0242 | 0 | 1256.6578 | 85.97% | 0% | 14.03% | 4020.8132 | 7512.5611 | 0 | 4020.8132 | 0 | 0 | 7512.5611 | 0 | 452 | 0.0051162 | 0.0032532 | 0.001854 | 1751237.6295 | 0.94559 | 7817.1798 | 1141.5565 | 184.8236 | 1527926.945 | 223125.8609 | 1518157.1225 | 0 | 1518157.1225 | 0 | 780539.8647 | 0 | 780539.8647 | 0 |  | 2297 | 452-47 | 8959.682 | 4938.8688 | 1447.1209 | 7703.0242 | 3682.211 | 190.4631 | 0 | 0 | 0 | 1256.6578 | 0.94559 | 0.94559 | 0.94559 | 0 | 0 | 0 | 0 | 0 | 0 | 0.94559 | 1141.5565 | 1141.5565 | 1141.5565 | 0 | 0 | 0 | 0 | 0 | 0 | 1141.5565 | 7817.1798 | 3796.3666 | 304.6188 | 7703.0242 | 3682.211 | 190.4631 | 0 | 0 | 0 | 114.1557 | 0.0033388 | 0.0014758 | 7.66e-05 | 0 | 0 | 0 | 0.0017774 | 5000000 | scaled
452-717 | 24802.0192 | 24563.7302 | 0 | 238.289 | 99.04% | 0% | 0.9608% | 13793.5198 | 24552.0378 | 4964.4009 | 1.985 | 8827.1339 | 8837.1085 | 3.1613 | 15711.7679 | 452 | 0.000973 | 0.0005842 | 0.0003554 | 25490256.1249 | 8841.4836 | 24.8685 | 15935.667 | 9086828.0038 | 25558.5974 | 16377869.5237 | 18843716.9414 | 6782008.2608 | 2711.7749 | 12058996.9057 | 703380.5694 | 253170.4496 | 90.5658 | 450119.554 |  | 2298 | 452-717 | 24802.0192 | 11008.4994 | 249.9815 | 24563.7302 | 10770.2104 | 11.6925 | 0 | 0 | 0 | 238.289 | 8841.4836 | 3877.0828 | 4.3751 | 15719.2037 | 3876.9035 | 4.1958 | 0 | 0 | 0 | 0.1793 | 15935.667 | 7108.5332 | 223.8991 | 15719.2037 | 6892.0698 | 7.4357 | 0 | 0 | 0 | 216.4634 | 24.8685 | 22.8835 | 21.7072 | 3.2222 | 1.2372 | 0.060913 | 0 | 0 | 0 | 21.6463 | 0.00063 | 0.0002412 | 1.24e-05 | 0 | 0 | 0 | 0.000343 | 5000000 | scaled
452-719 | 0 | 0 | 0 | 0 | 0% | 0% | 0% | 0 | 0 | 0 | 0 | 0 | 0 | 0 | 0 | 452 | 0 | 0 | 0 | 0 | 0 | 0 | 0 | 0 | 0 | 0 | 0 | 0 | 0 | 0 | 0 | 0 | 0 | 0 |  | 2299 | 452-719 | 0 | 0 | 0 | 0 | 0 | 0 | 0 | 0 | 0 | 0 | 0 | 0 | 0 | 0 | 0 | 0 | 0 | 0 | 0 | 0 | 0 | 0 | 0 | 0 | 0 | 0 | 0 | 0 | 0 | 0 | 0 | 0 | 0 | 0 | 0 | 0 | 0 | 0 | 0 | 0 | 0 | 0 | 0 | 0 | 0 | 0 | 0 | 5000000 | scaled
453-32R | 2530.5409 | 847.2804 | 0 | 1683.2605 | 33.48% | 0% | 66.52% | 530.9055 | 831.9884 | 30.8924 | 342.5246 | 157.4886 | 47.2162 | 544.0418 | 240.7304 | 453 | 0.0069622 | 0.0041792 | 0.0024796 | 363468.5699 | 49.1575 | 708.1268 | 1773.2566 | 7060.6275 | 101710.2098 | 254697.7326 | 478473.2312 | 27841.4619 | 308696.7843 | 141934.985 | 685010.6944 | 38875.0292 | 447932.2818 | 198203.3834 |  | 2300 | 453-32R | 2530.5409 | 1999.6353 | 1698.5525 | 847.2804 | 316.3748 | 15.292 | 0 | 0 | 0 | 1683.2605 | 49.1575 | 18.2651 | 1.9413 | 244.1712 | 16.9985 | 0.67475 | 0 | 0 | 0 | 1.2666 | 1773.2566 | 1615.768 | 1532.5261 | 244.1712 | 86.6826 | 3.4408 | 0 | 0 | 0 | 1529.0854 | 708.1268 | 365.6023 | 164.085 | 555.2183 | 212.6937 | 11.1765 | 0 | 0 | 0 | 152.9085 | 0.0045762 | 0.0017932 | 9.36e-05 | 0 | 0 | 0 | 0.002386 | 5000000 | scaled
453-41 | 2600.871 | 2313.4148 | 0 | 287.4562 | 88.95% | 0% | 11.05% | 1426.5731 | 2266.7847 | 0 | 1426.5731 | 0 | 0 | 2266.7847 | 0 | 453 | 0.0012658 | 0.0007332 | 0.0004196 | 2054725.0466 | 0.2163 | 2339.5275 | 261.1271 | 170.8813 | 1848260.0083 | 206294.157 | 1601606.4551 | 0 | 1601606.4551 | 0 | 796201.6611 | 0 | 796201.6611 | 0 |  | 2301 | 453-41 | 2600.871 | 1174.2979 | 334.0862 | 2313.4148 | 886.8417 | 46.6301 | 0 | 0 | 0 | 287.4562 | 0.2163 | 0.2163 | 0.2163 | 0 | 0 | 0 | 0 | 0 | 0 | 0.2163 | 261.1271 | 261.1271 | 261.1271 | 0 | 0 | 0 | 0 | 0 | 0 | 261.1271 | 2339.5275 | 912.9544 | 72.7428 | 2313.4148 | 886.8417 | 46.6301 | 0 | 0 | 0 | 26.1127 | 0.0008636 | 0.000331 | 1.74e-05 | 0 | 0 | 0 | 0.0004022 | 5000000 | scaled
454-1814 | 39026.189 | 37945.461 | 1009.1906 | 71.5375 | 97.23% | 2.586% | 0.1833% | 13868.0378 | 36493.7012 | 2187.8392 | 408.6204 | 11271.5781 | 5802.1537 | 849.8664 | 29841.681 | 454 | 0.072066 | 0.040926 | 0.007271 | 541533.9972 | 6190.3696 | 935.9187 | 31899.9007 | 85898.6157 | 12986.9668 | 442648.4147 | 614728.9541 | 96980.4203 | 18112.9296 | 499635.6041 | 348299.806 | 55376.3787 | 8111.2165 | 284812.2108 |  | 2302 | 454-1814 | 39026.189 | 25158.1513 | 2532.4879 | 37945.461 | 24521.213 | 2374.4788 | 1009.1906 | 565.4008 | 86.4716 | 71.5375 | 6190.3696 | 4002.5304 | 388.2159 | 31754.3667 | 4002.046 | 388.0962 | 0.76859 | 0.43061 | 0.065856 | 0.05383 | 31899.9007 | 20628.3225 | 2058.2196 | 31754.3667 | 20518.2098 | 1986.3328 | 80.5489 | 45.1276 | 6.9018 | 64.9851 | 935.9187 | 527.2983 | 86.0523 | 1.5471 | 0.95728 | 0.049808 | 927.8731 | 519.8426 | 79.504 | 6.4985 | 0.000375 | 0.0002292 | 1.2e-05 | 0.071591 | 0.040597 | 0.0071592 | 9.98e-05 | 5000000 | scaled
454-45AE | 491785.8254 | 204645.5613 | 284156.3607 | 2983.9034 | 41.61% | 57.78% | 0.6067% | 245355.5036 | 458945.8941 | 35144.1909 | 114191.9897 | 96019.323 | 58250.6181 | 237101.2928 | 163593.9832 | 454 | 0.084004 | 0.047762 | 0.011462 | 5854300.445 | 59903.9795 | 259512.1597 | 172369.6862 | 713106.9578 | 3089276.0087 | 2051917.4785 | 5159504.5862 | 739036.262 | 2401307.8402 | 2019160.484 | 2865013.5547 | 363635.0443 | 1480127.4538 | 1021251.0566 |  | 2303 | 454-45AE | 491785.8254 | 246430.3218 | 32839.9314 | 204645.5613 | 84318.8289 | 5537.296 | 284156.3607 | 159127.5895 | 24318.7319 | 2983.9034 | 59903.9795 | 24759.7886 | 1653.3614 | 144510.6404 | 24487.0814 | 1609.7826 | 482.9676 | 270.4619 | 41.3334 | 2.2453 | 172369.6862 | 76350.3632 | 8775.7031 | 144510.6404 | 59556.6319 | 3912.8448 | 25148.4476 | 14083.1331 | 2152.2599 | 2710.5983 | 259512.1597 | 145320.17 | 22410.8669 | 716.1543 | 275.1156 | 14.6686 | 258524.9455 | 144773.9946 | 22125.1385 | 271.0598 | 0.0091422 | 0.0035006 | 0.0001832 | 0.070648 | 0.040047 | 0.0070648 | 0.0042144 | 5000000 | scaled
454-47R | 775.2559 | 528.1633 | 0 | 247.0926 | 68.13% | 0% | 31.87% | 325.6664 | 517.6212 | 0 | 325.6664 | 0 | 0 | 517.6212 | 0 | 454 | 0.0008848 | 0.0005736 | 0.0003682 | 876193.3481 | 0.18593 | 550.6094 | 224.4606 | 210.137 | 622298.0961 | 253685.115 | 783803.1527 | 0 | 783803.1527 | 0 | 699713.8145 | 0 | 699713.8145 | 0 |  | 2304 | 454-47R | 775.2559 | 449.5895 | 257.6346 | 528.1633 | 202.4969 | 10.542 | 0 | 0 | 0 | 247.0926 | 0.18593 | 0.18593 | 0.18593 | 0 | 0 | 0 | 0 | 0 | 0 | 0.18593 | 224.4606 | 224.4606 | 224.4606 | 0 | 0 | 0 | 0 | 0 | 0 | 224.4606 | 550.6094 | 224.943 | 32.9881 | 528.1633 | 202.4969 | 10.542 | 0 | 0 | 0 | 22.4461 | 0.000528 | 0.0002168 | 1.14e-05 | 0 | 0 | 0 | 0.0003568 | 5000000 | scaled
454-48F | 3441166.132 | 3430799.5759 | 8747.5191 | 1619.0369 | 99.7% | 0.2542% | 0.04705% | 1419714.4417 | 3329345.2449 | 463060.8997 | 3326.5342 | 953327.0078 | 1086427.2496 | 6948.3539 | 2235969.6414 | 454 | 0.085487 | 0.049498 | 0.0098042 | 40253771.7164 | 1122211.988 | 7737.946 | 2311216.198 | 13127313.0819 | 90516.2669 | 27035942.3676 | 40838892.9353 | 13320210.0026 | 95689.6459 | 27422993.2868 | 11405406.5698 | 3721796.2028 | 23803.119 | 7659807.248 |  | 2305 | 454-48F | 3441166.132 | 2021451.6903 | 111820.8871 | 3430799.5759 | 2014931.1046 | 109452.0377 | 8747.5191 | 4901.5488 | 749.8124 | 1619.0369 | 1122211.988 | 659151.0882 | 35784.7384 | 2308454.6855 | 659137.3613 | 35781.6066 | 22.3235 | 12.5087 | 1.9135 | 1.2183 | 2311216.198 | 1357889.1902 | 75246.5566 | 2308454.6855 | 1355695.1822 | 73665.1714 | 1290.7682 | 723.2638 | 110.641 | 1470.7442 | 7737.946 | 4411.4118 | 789.5921 | 156.4442 | 98.5611 | 5.2597 | 7434.4274 | 4165.7764 | 637.258 | 147.0744 | 0.011469 | 0.0065232 | 0.000341 | 0.071728 | 0.040685 | 0.0071728 | 0.0022904 | 5000000 | scaled
454-49F | 292974.2889 | 222825.7215 | 69106.3106 | 1042.2567 | 76.06% | 23.59% | 0.3558% | 166603.0692 | 281030.986 | 39996.6557 | 27748.0093 | 98858.4042 | 63993.0486 | 57603.8915 | 159434.0459 | 454 | 0.077203 | 0.043658 | 0.0087002 | 3794846.4425 | 65464.2458 | 63069.5323 | 164440.5107 | 847947.3109 | 816928.9912 | 2129970.1404 | 2894598.4124 | 694910.7034 | 482100.0242 | 1717587.6849 | 1372761.8762 | 312589.0804 | 281379.7414 | 778793.0543 |  | 2306 | 454-49F | 292974.2889 | 126371.2196 | 11943.3029 | 222825.7215 | 86598.3278 | 4979.8776 | 69106.3106 | 38730.6351 | 5921.1685 | 1042.2567 | 65464.2458 | 25467.5902 | 1471.1972 | 157093.5939 | 25405.6718 | 1461.0667 | 109.0803 | 61.1341 | 9.3462 | 0.78426 | 164440.5107 | 65582.1065 | 5006.4649 | 157093.5939 | 61048.3637 | 3511.2962 | 6400.1237 | 3586.9496 | 548.3755 | 946.7931 | 63069.5323 | 35321.523 | 5465.6408 | 377.7463 | 144.2922 | 7.5147 | 62597.1067 | 35082.5514 | 5363.4467 | 94.6793 | 0.0041912 | 0.0016058 | 8.34e-05 | 0.07155 | 0.04059 | 0.007155 | 0.0014618 | 5000000 | scaled
454-50 | 0 | 0 | 0 | 0 | 0% | 0% | 0% | 0 | 0 | 0 | 0 | 0 | 0 | 0 | 0 | 454 | 0 | 0 | 0 | 0 | 0 | 0 | 0 | 0 | 0 | 0 | 0 | 0 | 0 | 0 | 0 | 0 | 0 | 0 |  | 2307 | 454-50 | 0 | 0 | 0 | 0 | 0 | 0 | 0 | 0 | 0 | 0 | 0 | 0 | 0 | 0 | 0 | 0 | 0 | 0 | 0 | 0 | 0 | 0 | 0 | 0 | 0 | 0 | 0 | 0 | 0 | 0 | 0 | 0 | 0 | 0 | 0 | 0 | 0 | 0 | 0 | 0 | 0 | 0 | 0 | 0 | 0 | 0 | 0 | 5000000 | scaled
454-53F | 272539.8921 | 1989.9362 | 270099.0899 | 450.866 | 0.7301% | 99.1% | 0.1654% | 119936.6965 | 248939.6522 | 345.9274 | 108823.7492 | 10767.0199 | 660.0236 | 226200.3956 | 22079.233 | 454 | 0.073094 | 0.04147 | 0.0077876 | 3728601.536 | 694.4625 | 247429.8487 | 24415.5809 | 9500.8988 | 3385072.5731 | 334028.0642 | 3679827.8179 | 10613.543 | 3338866.8451 | 330347.4298 | 3030489.4899 | 8034.857 | 2753671.0823 | 268783.5506 |  | 2308 | 454-53F | 272539.8921 | 152603.1956 | 23600.24 | 1989.9362 | 864.1279 | 14.7288 | 270099.0899 | 151288.2017 | 23134.6451 | 450.866 | 694.4625 | 348.5351 | 34.4389 | 1651.6295 | 140.6621 | 2.3641 | 370.5159 | 207.5338 | 31.7356 | 0.33926 | 24415.5809 | 13648.561 | 2336.3479 | 1651.6295 | 717.8302 | 12.0709 | 22354.3817 | 12521.1611 | 1914.7073 | 409.5697 | 247429.8487 | 138606.0995 | 21229.4531 | 14.6994 | 5.6356 | 0.29385 | 247374.1923 | 138559.5069 | 21188.2023 | 40.957 | 0.0013856 | 0.000531 | 2.78e-05 | 0.071054 | 0.040285 | 0.0071054 | 0.0006544 | 5000000 | scaled
456-5 | 584439.1923 | 579147.0238 | 0 | 5292.1684 | 99.09% | 0% | 0.9055% | 364894.5253 | 573468.1074 | 85170.5827 | 2236.7768 | 277487.1658 | 133756.2774 | 3879.9904 | 435831.8396 | 456 | 0.025435 | 0.014551 | 0.007803 | 22978116.12 | 135072.1457 | 4451.8762 | 444915.1704 | 5310566.9334 | 175032.2861 | 17492516.9006 | 15087943.5736 | 3521699.7137 | 92487.9936 | 11473755.8663 | 1406008.5676 | 327938.8506 | 9512.8216 | 1068556.8954 |  | 2309 | 456-5 | 584439.1923 | 219544.6669 | 10971.0849 | 579147.0238 | 214252.4985 | 5678.9164 | 0 | 0 | 0 | 5292.1684 | 135072.1457 | 49901.5631 | 1315.8683 | 440107.7283 | 49897.5809 | 1311.8862 | 0 | 0 | 0 | 3.9822 | 444915.1704 | 167428.0045 | 9083.3308 | 440107.7283 | 162620.5625 | 4275.8887 | 0 | 0 | 0 | 4807.442 | 4451.8762 | 2215.0994 | 571.8857 | 3971.132 | 1734.3552 | 91.1415 | 0 | 0 | 0 | 480.7442 | 0.018003 | 0.0071194 | 0.0003714 | 0 | 0 | 0 | 0.0074316 | 5000000 | scaled
458-32F | 0 | 0 | 0 | 0 | 0% | 0% | 0% | 0 | 0 | 0 | 0 | 0 | 0 | 0 | 0 | 458 | 0 | 0 | 0 | 0 | 0 | 0 | 0 | 0 | 0 | 0 | 0 | 0 | 0 | 0 | 0 | 0 | 0 | 0 |  | 2310 | 458-32F | 0 | 0 | 0 | 0 | 0 | 0 | 0 | 0 | 0 | 0 | 0 | 0 | 0 | 0 | 0 | 0 | 0 | 0 | 0 | 0 | 0 | 0 | 0 | 0 | 0 | 0 | 0 | 0 | 0 | 0 | 0 | 0 | 0 | 0 | 0 | 0 | 0 | 0 | 0 | 0 | 0 | 0 | 0 | 0 | 0 | 0 | 0 | 5000000 | scaled
458-33F | 7800.208 | 5981.6011 | 0 | 1818.6069 | 76.69% | 0% | 23.31% | 3691.6527 | 5861.8075 | 2.2398 | 3677.7806 | 11.6323 | 3.3481 | 5841.0367 | 17.4226 | 458 | 0.0058714 | 0.0038236 | 0.002619 | 1328509.0429 | 4.7166 | 6126.0339 | 1669.4576 | 803.31 | 1043368.5068 | 284337.2262 | 1074525.4053 | 651.9435 | 1070487.6737 | 3385.7881 | 740130.0284 | 422.7429 | 737507.4495 | 2199.836 |  | 2311 | 458-33F | 7800.208 | 4108.5553 | 1938.4005 | 5981.6011 | 2289.9484 | 119.7937 | 0 | 0 | 0 | 1818.6069 | 4.7166 | 2.4767 | 1.3684 | 17.4226 | 1.1083 | 0 | 0 | 0 | 0 | 1.3684 | 1669.4576 | 1657.8253 | 1652.035 | 17.4226 | 5.7904 | 0 | 0 | 0 | 0 | 1652.035 | 6126.0339 | 2448.2533 | 284.9971 | 5960.8304 | 2283.0498 | 119.7937 | 0 | 0 | 0 | 165.2035 | 0.0033188 | 0.001271 | 6.64e-05 | 0 | 0 | 0 | 0.0025526 | 5000000 | scaled
458-34 | 0 | 0 | 0 | 0 | 0% | 0% | 0% | 0 | 0 | 0 | 0 | 0 | 0 | 0 | 0 | 458 | 0 | 0 | 0 | 0 | 0 | 0 | 0 | 0 | 0 | 0 | 0 | 0 | 0 | 0 | 0 | 0 | 0 | 0 |  | 2312 | 458-34 | 0 | 0 | 0 | 0 | 0 | 0 | 0 | 0 | 0 | 0 | 0 | 0 | 0 | 0 | 0 | 0 | 0 | 0 | 0 | 0 | 0 | 0 | 0 | 0 | 0 | 0 | 0 | 0 | 0 | 0 | 0 | 0 | 0 | 0 | 0 | 0 | 0 | 0 | 0 | 0 | 0 | 0 | 0 | 0 | 0 | 0 | 0 | 5000000 | scaled
458-35F | 0 | 0 | 0 | 0 | 0% | 0% | 0% | 0 | 0 | 0 | 0 | 0 | 0 | 0 | 0 | 458 | 0 | 0 | 0 | 0 | 0 | 0 | 0 | 0 | 0 | 0 | 0 | 0 | 0 | 0 | 0 | 0 | 0 | 0 |  | 2313 | 458-35F | 0 | 0 | 0 | 0 | 0 | 0 | 0 | 0 | 0 | 0 | 0 | 0 | 0 | 0 | 0 | 0 | 0 | 0 | 0 | 0 | 0 | 0 | 0 | 0 | 0 | 0 | 0 | 0 | 0 | 0 | 0 | 0 | 0 | 0 | 0 | 0 | 0 | 0 | 0 | 0 | 0 | 0 | 0 | 0 | 0 | 0 | 0 | 5000000 | scaled
458-41F | 159.4505 | 14.6234 | 0 | 144.8271 | 9.171% | 0% | 90.83% | 9.0314 | 14.321 | 0 | 9.0314 | 0 | 0 | 14.321 | 0 | 458 | 0.0004004 | 0.000273 | 0.0001982 | 398228.077 | 0.10898 | 27.7796 | 131.562 | 272.1722 | 69379.5869 | 328576.3179 | 550985.6443 | 0 | 550985.6443 | 0 | 732237.885 | 0 | 732237.885 | 0 |  | 2314 | 458-41F | 159.4505 | 150.4191 | 145.1295 | 14.6234 | 5.5919 | 0.30242 | 0 | 0 | 0 | 144.8271 | 0.10898 | 0.10898 | 0.10898 | 0 | 0 | 0 | 0 | 0 | 0 | 0.10898 | 131.562 | 131.562 | 131.562 | 0 | 0 | 0 | 0 | 0 | 0 | 131.562 | 27.7796 | 18.7481 | 13.4586 | 14.6234 | 5.5919 | 0.30242 | 0 | 0 | 0 | 13.1562 | 0.0002064 | 7.9e-05 | 4.2e-06 | 0 | 0 | 0 | 0.000194 | 5000000 | scaled
458-42 | 0 | 0 | 0 | 0 | 0% | 0% | 0% | 0 | 0 | 0 | 0 | 0 | 0 | 0 | 0 | 458 | 0 | 0 | 0 | 0 | 0 | 0 | 0 | 0 | 0 | 0 | 0 | 0 | 0 | 0 | 0 | 0 | 0 | 0 |  | 2315 | 458-42 | 0 | 0 | 0 | 0 | 0 | 0 | 0 | 0 | 0 | 0 | 0 | 0 | 0 | 0 | 0 | 0 | 0 | 0 | 0 | 0 | 0 | 0 | 0 | 0 | 0 | 0 | 0 | 0 | 0 | 0 | 0 | 0 | 0 | 0 | 0 | 0 | 0 | 0 | 0 | 0 | 0 | 0 | 0 | 0 | 0 | 0 | 0 | 5000000 | scaled
458-43F | 2268.8669 | 955.7429 | 0 | 1313.1241 | 42.12% | 0% | 57.88% | 584.6975 | 936.3097 | 2.1251 | 571.7125 | 10.8598 | 4.5001 | 908.8197 | 22.9898 | 458 | 0.0053162 | 0.0032006 | 0.0019554 | 426783.5935 | 5.6096 | 1046.7966 | 1216.4608 | 1055.1898 | 196906.9238 | 228821.48 | 526204.3015 | 1912.5177 | 514518.4065 | 9773.3774 | 681475.5461 | 3275.3322 | 661467.508 | 16732.7059 |  | 2316 | 458-43F | 2268.8669 | 1684.1695 | 1332.5573 | 955.7429 | 371.0454 | 19.4332 | 0 | 0 | 0 | 1313.1241 | 5.6096 | 3.4845 | 1.1095 | 23.6099 | 2.4964 | 0.12139 | 0 | 0 | 0 | 0.98808 | 1216.4608 | 1205.601 | 1193.4709 | 23.6099 | 12.7501 | 0.62004 | 0 | 0 | 0 | 1192.8509 | 1046.7966 | 475.084 | 137.9769 | 927.5115 | 355.799 | 18.6918 | 0 | 0 | 0 | 119.2851 | 0.0034298 | 0.0013142 | 6.9e-05 | 0 | 0 | 0 | 0.0018864 | 5000000 | scaled
458-44F | 703.1428 | 430.1947 | 0 | 272.9481 | 61.18% | 0% | 38.82% | 265.2365 | 421.6752 | 0.14622 | 264.3034 | 0.78693 | 0.22899 | 420.1984 | 1.2478 | 458 | 0.0008354 | 0.0005716 | 0.0004162 | 841684.0119 | 0.43437 | 453.5127 | 249.1958 | 519.9577 | 542868.887 | 298295.1673 | 766106.1905 | 422.3437 | 763410.8813 | 2272.9655 | 676279.8092 | 367.2493 | 673911.3113 | 2001.2486 |  | 2317 | 458-44F | 703.1428 | 437.9063 | 281.4677 | 430.1947 | 164.9582 | 8.5195 | 0 | 0 | 0 | 272.9481 | 0.43437 | 0.28815 | 0.20538 | 1.2478 | 0.082767 | 0 | 0 | 0 | 0 | 0.20538 | 249.1958 | 248.4089 | 247.948 | 1.2478 | 0.46089 | 0 | 0 | 0 | 0 | 247.948 | 453.5127 | 189.2093 | 33.3143 | 428.7179 | 164.4145 | 8.5195 | 0 | 0 | 0 | 24.7948 | 0.0004278 | 0.000164 | 8.6e-06 | 0 | 0 | 0 | 0.0004076 | 5000000 | scaled
458-459F | 0 | 0 | 0 | 0 | 0% | 0% | 0% | 0 | 0 | 0 | 0 | 0 | 0 | 0 | 0 | 458 | 0 | 0 | 0 | 0 | 0 | 0 | 0 | 0 | 0 | 0 | 0 | 0 | 0 | 0 | 0 | 0 | 0 | 0 |  | 2318 | 458-459F | 0 | 0 | 0 | 0 | 0 | 0 | 0 | 0 | 0 | 0 | 0 | 0 | 0 | 0 | 0 | 0 | 0 | 0 | 0 | 0 | 0 | 0 | 0 | 0 | 0 | 0 | 0 | 0 | 0 | 0 | 0 | 0 | 0 | 0 | 0 | 0 | 0 | 0 | 0 | 0 | 0 | 0 | 0 | 0 | 0 | 0 | 0 | 5000000 | scaled
460-1165R | 0 | 0 | 0 | 0 | 0% | 0% | 0% | 0 | 0 | 0 | 0 | 0 | 0 | 0 | 0 | 460 | 0 | 0 | 0 | 0 | 0 | 0 | 0 | 0 | 0 | 0 | 0 | 0 | 0 | 0 | 0 | 0 | 0 | 0 |  | 2319 | 460-1165R | 0 | 0 | 0 | 0 | 0 | 0 | 0 | 0 | 0 | 0 | 0 | 0 | 0 | 0 | 0 | 0 | 0 | 0 | 0 | 0 | 0 | 0 | 0 | 0 | 0 | 0 | 0 | 0 | 0 | 0 | 0 | 0 | 0 | 0 | 0 | 0 | 0 | 0 | 0 | 0 | 0 | 0 | 0 | 0 | 0 | 0 | 0 | 5000000 | scaled
460-957 | 0 | 0 | 0 | 0 | 0% | 0% | 0% | 0 | 0 | 0 | 0 | 0 | 0 | 0 | 0 | 460 | 0 | 0 | 0 | 0 | 0 | 0 | 0 | 0 | 0 | 0 | 0 | 0 | 0 | 0 | 0 | 0 | 0 | 0 |  | 2320 | 460-957 | 0 | 0 | 0 | 0 | 0 | 0 | 0 | 0 | 0 | 0 | 0 | 0 | 0 | 0 | 0 | 0 | 0 | 0 | 0 | 0 | 0 | 0 | 0 | 0 | 0 | 0 | 0 | 0 | 0 | 0 | 0 | 0 | 0 | 0 | 0 | 0 | 0 | 0 | 0 | 0 | 0 | 0 | 0 | 0 | 0 | 0 | 0 | 5000000 | scaled
463-451 | 0 | 0 | 0 | 0 | 0% | 0% | 0% | 0 | 0 | 0 | 0 | 0 | 0 | 0 | 0 | 463 | 0 | 0 | 0 | 0 | 0 | 0 | 0 | 0 | 0 | 0 | 0 | 0 | 0 | 0 | 0 | 0 | 0 | 0 |  | 2321 | 463-451 | 0 | 0 | 0 | 0 | 0 | 0 | 0 | 0 | 0 | 0 | 0 | 0 | 0 | 0 | 0 | 0 | 0 | 0 | 0 | 0 | 0 | 0 | 0 | 0 | 0 | 0 | 0 | 0 | 0 | 0 | 0 | 0 | 0 | 0 | 0 | 0 | 0 | 0 | 0 | 0 | 0 | 0 | 0 | 0 | 0 | 0 | 0 | 5000000 | scaled
464-27 | 0 | 0 | 0 | 0 | 0% | 0% | 0% | 0 | 0 | 0 | 0 | 0 | 0 | 0 | 0 | 464 | 0 | 0 | 0 | 0 | 0 | 0 | 0 | 0 | 0 | 0 | 0 | 0 | 0 | 0 | 0 | 0 | 0 | 0 |  | 2322 | 464-27 | 0 | 0 | 0 | 0 | 0 | 0 | 0 | 0 | 0 | 0 | 0 | 0 | 0 | 0 | 0 | 0 | 0 | 0 | 0 | 0 | 0 | 0 | 0 | 0 | 0 | 0 | 0 | 0 | 0 | 0 | 0 | 0 | 0 | 0 | 0 | 0 | 0 | 0 | 0 | 0 | 0 | 0 | 0 | 0 | 0 | 0 | 0 | 5000000 | scaled
464-28 | 0 | 0 | 0 | 0 | 0% | 0% | 0% | 0 | 0 | 0 | 0 | 0 | 0 | 0 | 0 | 464 | 0 | 0 | 0 | 0 | 0 | 0 | 0 | 0 | 0 | 0 | 0 | 0 | 0 | 0 | 0 | 0 | 0 | 0 |  | 2323 | 464-28 | 0 | 0 | 0 | 0 | 0 | 0 | 0 | 0 | 0 | 0 | 0 | 0 | 0 | 0 | 0 | 0 | 0 | 0 | 0 | 0 | 0 | 0 | 0 | 0 | 0 | 0 | 0 | 0 | 0 | 0 | 0 | 0 | 0 | 0 | 0 | 0 | 0 | 0 | 0 | 0 | 0 | 0 | 0 | 0 | 0 | 0 | 0 | 5000000 | scaled
464-29 | 0 | 0 | 0 | 0 | 0% | 0% | 0% | 0 | 0 | 0 | 0 | 0 | 0 | 0 | 0 | 464 | 0 | 0 | 0 | 0 | 0 | 0 | 0 | 0 | 0 | 0 | 0 | 0 | 0 | 0 | 0 | 0 | 0 | 0 |  | 2324 | 464-29 | 0 | 0 | 0 | 0 | 0 | 0 | 0 | 0 | 0 | 0 | 0 | 0 | 0 | 0 | 0 | 0 | 0 | 0 | 0 | 0 | 0 | 0 | 0 | 0 | 0 | 0 | 0 | 0 | 0 | 0 | 0 | 0 | 0 | 0 | 0 | 0 | 0 | 0 | 0 | 0 | 0 | 0 | 0 | 0 | 0 | 0 | 0 | 5000000 | scaled
467-9F | 0 | 0 | 0 | 0 | 0% | 0% | 0% | 0 | 0 | 0 | 0 | 0 | 0 | 0 | 0 | 467 | 0 | 0 | 0 | 0 | 0 | 0 | 0 | 0 | 0 | 0 | 0 | 0 | 0 | 0 | 0 | 0 | 0 | 0 |  | 2325 | 467-9F | 0 | 0 | 0 | 0 | 0 | 0 | 0 | 0 | 0 | 0 | 0 | 0 | 0 | 0 | 0 | 0 | 0 | 0 | 0 | 0 | 0 | 0 | 0 | 0 | 0 | 0 | 0 | 0 | 0 | 0 | 0 | 0 | 0 | 0 | 0 | 0 | 0 | 0 | 0 | 0 | 0 | 0 | 0 | 0 | 0 | 0 | 0 | 5000000 | scaled
46-1 | 0 | 0 | 0 | 0 | 0% | 0% | 0% | 0 | 0 | 0 | 0 | 0 | 0 | 0 | 0 | 46 | 0 | 0 | 0 | 0 | 0 | 0 | 0 | 0 | 0 | 0 | 0 | 0 | 0 | 0 | 0 | 0 | 0 | 0 |  | 2326 | 46-1 | 0 | 0 | 0 | 0 | 0 | 0 | 0 | 0 | 0 | 0 | 0 | 0 | 0 | 0 | 0 | 0 | 0 | 0 | 0 | 0 | 0 | 0 | 0 | 0 | 0 | 0 | 0 | 0 | 0 | 0 | 0 | 0 | 0 | 0 | 0 | 0 | 0 | 0 | 0 | 0 | 0 | 0 | 0 | 0 | 0 | 0 | 0 | 5000000 | scaled
46-2 | 0 | 0 | 0 | 0 | 0% | 0% | 0% | 0 | 0 | 0 | 0 | 0 | 0 | 0 | 0 | 46 | 0 | 0 | 0 | 0 | 0 | 0 | 0 | 0 | 0 | 0 | 0 | 0 | 0 | 0 | 0 | 0 | 0 | 0 |  | 2327 | 46-2 | 0 | 0 | 0 | 0 | 0 | 0 | 0 | 0 | 0 | 0 | 0 | 0 | 0 | 0 | 0 | 0 | 0 | 0 | 0 | 0 | 0 | 0 | 0 | 0 | 0 | 0 | 0 | 0 | 0 | 0 | 0 | 0 | 0 | 0 | 0 | 0 | 0 | 0 | 0 | 0 | 0 | 0 | 0 | 0 | 0 | 0 | 0 | 5000000 | scaled
46-3F | 0 | 0 | 0 | 0 | 0% | 0% | 0% | 0 | 0 | 0 | 0 | 0 | 0 | 0 | 0 | 46 | 0 | 0 | 0 | 0 | 0 | 0 | 0 | 0 | 0 | 0 | 0 | 0 | 0 | 0 | 0 | 0 | 0 | 0 |  | 2328 | 46-3F | 0 | 0 | 0 | 0 | 0 | 0 | 0 | 0 | 0 | 0 | 0 | 0 | 0 | 0 | 0 | 0 | 0 | 0 | 0 | 0 | 0 | 0 | 0 | 0 | 0 | 0 | 0 | 0 | 0 | 0 | 0 | 0 | 0 | 0 | 0 | 0 | 0 | 0 | 0 | 0 | 0 | 0 | 0 | 0 | 0 | 0 | 0 | 5000000 | scaled
46-4F | 0 | 0 | 0 | 0 | 0% | 0% | 0% | 0 | 0 | 0 | 0 | 0 | 0 | 0 | 0 | 46 | 0 | 0 | 0 | 0 | 0 | 0 | 0 | 0 | 0 | 0 | 0 | 0 | 0 | 0 | 0 | 0 | 0 | 0 |  | 2329 | 46-4F | 0 | 0 | 0 | 0 | 0 | 0 | 0 | 0 | 0 | 0 | 0 | 0 | 0 | 0 | 0 | 0 | 0 | 0 | 0 | 0 | 0 | 0 | 0 | 0 | 0 | 0 | 0 | 0 | 0 | 0 | 0 | 0 | 0 | 0 | 0 | 0 | 0 | 0 | 0 | 0 | 0 | 0 | 0 | 0 | 0 | 0 | 0 | 5000000 | scaled
46-5 | 0 | 0 | 0 | 0 | 0% | 0% | 0% | 0 | 0 | 0 | 0 | 0 | 0 | 0 | 0 | 46 | 0 | 0 | 0 | 0 | 0 | 0 | 0 | 0 | 0 | 0 | 0 | 0 | 0 | 0 | 0 | 0 | 0 | 0 |  | 2330 | 46-5 | 0 | 0 | 0 | 0 | 0 | 0 | 0 | 0 | 0 | 0 | 0 | 0 | 0 | 0 | 0 | 0 | 0 | 0 | 0 | 0 | 0 | 0 | 0 | 0 | 0 | 0 | 0 | 0 | 0 | 0 | 0 | 0 | 0 | 0 | 0 | 0 | 0 | 0 | 0 | 0 | 0 | 0 | 0 | 0 | 0 | 0 | 0 | 5000000 | scaled
46-6F | 0 | 0 | 0 | 0 | 0% | 0% | 0% | 0 | 0 | 0 | 0 | 0 | 0 | 0 | 0 | 46 | 0 | 0 | 0 | 0 | 0 | 0 | 0 | 0 | 0 | 0 | 0 | 0 | 0 | 0 | 0 | 0 | 0 | 0 |  | 2331 | 46-6F | 0 | 0 | 0 | 0 | 0 | 0 | 0 | 0 | 0 | 0 | 0 | 0 | 0 | 0 | 0 | 0 | 0 | 0 | 0 | 0 | 0 | 0 | 0 | 0 | 0 | 0 | 0 | 0 | 0 | 0 | 0 | 0 | 0 | 0 | 0 | 0 | 0 | 0 | 0 | 0 | 0 | 0 | 0 | 0 | 0 | 0 | 0 | 5000000 | scaled
46-7F | 0 | 0 | 0 | 0 | 0% | 0% | 0% | 0 | 0 | 0 | 0 | 0 | 0 | 0 | 0 | 46 | 0 | 0 | 0 | 0 | 0 | 0 | 0 | 0 | 0 | 0 | 0 | 0 | 0 | 0 | 0 | 0 | 0 | 0 |  | 2332 | 46-7F | 0 | 0 | 0 | 0 | 0 | 0 | 0 | 0 | 0 | 0 | 0 | 0 | 0 | 0 | 0 | 0 | 0 | 0 | 0 | 0 | 0 | 0 | 0 | 0 | 0 | 0 | 0 | 0 | 0 | 0 | 0 | 0 | 0 | 0 | 0 | 0 | 0 | 0 | 0 | 0 | 0 | 0 | 0 | 0 | 0 | 0 | 0 | 5000000 | scaled
460-328F | 0 | 0 | 0 | 0 | 0% | 0% | 0% | 0 | 0 | 0 | 0 | 0 | 0 | 0 | 0 | 460 | 0 | 0 | 0 | 0 | 0 | 0 | 0 | 0 | 0 | 0 | 0 | 0 | 0 | 0 | 0 | 0 | 0 | 0 |  | 2333 | 460-328F | 0 | 0 | 0 | 0 | 0 | 0 | 0 | 0 | 0 | 0 | 0 | 0 | 0 | 0 | 0 | 0 | 0 | 0 | 0 | 0 | 0 | 0 | 0 | 0 | 0 | 0 | 0 | 0 | 0 | 0 | 0 | 0 | 0 | 0 | 0 | 0 | 0 | 0 | 0 | 0 | 0 | 0 | 0 | 0 | 0 | 0 | 0 | 5000000 | scaled
460-329F | 0 | 0 | 0 | 0 | 0% | 0% | 0% | 0 | 0 | 0 | 0 | 0 | 0 | 0 | 0 | 460 | 0 | 0 | 0 | 0 | 0 | 0 | 0 | 0 | 0 | 0 | 0 | 0 | 0 | 0 | 0 | 0 | 0 | 0 |  | 2334 | 460-329F | 0 | 0 | 0 | 0 | 0 | 0 | 0 | 0 | 0 | 0 | 0 | 0 | 0 | 0 | 0 | 0 | 0 | 0 | 0 | 0 | 0 | 0 | 0 | 0 | 0 | 0 | 0 | 0 | 0 | 0 | 0 | 0 | 0 | 0 | 0 | 0 | 0 | 0 | 0 | 0 | 0 | 0 | 0 | 0 | 0 | 0 | 0 | 5000000 | scaled
460-330 | 0 | 0 | 0 | 0 | 0% | 0% | 0% | 0 | 0 | 0 | 0 | 0 | 0 | 0 | 0 | 460 | 0 | 0 | 0 | 0 | 0 | 0 | 0 | 0 | 0 | 0 | 0 | 0 | 0 | 0 | 0 | 0 | 0 | 0 |  | 2335 | 460-330 | 0 | 0 | 0 | 0 | 0 | 0 | 0 | 0 | 0 | 0 | 0 | 0 | 0 | 0 | 0 | 0 | 0 | 0 | 0 | 0 | 0 | 0 | 0 | 0 | 0 | 0 | 0 | 0 | 0 | 0 | 0 | 0 | 0 | 0 | 0 | 0 | 0 | 0 | 0 | 0 | 0 | 0 | 0 | 0 | 0 | 0 | 0 | 5000000 | scaled
460-331F | 0 | 0 | 0 | 0 | 0% | 0% | 0% | 0 | 0 | 0 | 0 | 0 | 0 | 0 | 0 | 460 | 0 | 0 | 0 | 0 | 0 | 0 | 0 | 0 | 0 | 0 | 0 | 0 | 0 | 0 | 0 | 0 | 0 | 0 |  | 2336 | 460-331F | 0 | 0 | 0 | 0 | 0 | 0 | 0 | 0 | 0 | 0 | 0 | 0 | 0 | 0 | 0 | 0 | 0 | 0 | 0 | 0 | 0 | 0 | 0 | 0 | 0 | 0 | 0 | 0 | 0 | 0 | 0 | 0 | 0 | 0 | 0 | 0 | 0 | 0 | 0 | 0 | 0 | 0 | 0 | 0 | 0 | 0 | 0 | 5000000 | scaled
460-958AE | 0 | 0 | 0 | 0 | 0% | 0% | 0% | 0 | 0 | 0 | 0 | 0 | 0 | 0 | 0 | 460 | 0 | 0 | 0 | 0 | 0 | 0 | 0 | 0 | 0 | 0 | 0 | 0 | 0 | 0 | 0 | 0 | 0 | 0 |  | 2337 | 460-958AE | 0 | 0 | 0 | 0 | 0 | 0 | 0 | 0 | 0 | 0 | 0 | 0 | 0 | 0 | 0 | 0 | 0 | 0 | 0 | 0 | 0 | 0 | 0 | 0 | 0 | 0 | 0 | 0 | 0 | 0 | 0 | 0 | 0 | 0 | 0 | 0 | 0 | 0 | 0 | 0 | 0 | 0 | 0 | 0 | 0 | 0 | 0 | 5000000 | scaled
461-24F | 4376.3854 | 3937.7134 | 0 | 438.672 | 89.98% | 0% | 10.02% | 2736.3629 | 3912.3895 | 350.6172 | 581.1724 | 1804.5733 | 466.4479 | 1045.6334 | 2400.3082 | 461 | 0.0015528 | 0.0010112 | 0.0006288 | 2818383.1606 | 466.778 | 1110.8066 | 2798.8008 | 300604.0486 | 715357.1385 | 1802421.9736 | 1621857.6192 | 207812.8005 | 344464.1162 | 1069580.7025 | 737906.8787 | 87975.6724 | 197214.541 | 452716.6653 |  | 2338 | 461-24F | 4376.3854 | 1640.0224 | 463.9958 | 3937.7134 | 1201.3504 | 25.3239 | 0 | 0 | 0 | 438.672 | 466.778 | 116.1607 | 0.33009 | 2400.3082 | 115.8306 | 0 | 0 | 0 | 0 | 0.33009 | 2798.8008 | 994.2275 | 398.4926 | 2400.3082 | 595.7349 | 0 | 0 | 0 | 0 | 398.4926 | 1110.8066 | 529.6342 | 65.1731 | 1070.9573 | 489.7849 | 25.3239 | 0 | 0 | 0 | 39.8493 | 0.000945 | 0.0004034 | 2.1e-05 | 0 | 0 | 0 | 0.0006078 | 5000000 | scaled
461-25 | 0 | 0 | 0 | 0 | 0% | 0% | 0% | 0 | 0 | 0 | 0 | 0 | 0 | 0 | 0 | 461 | 0 | 0 | 0 | 0 | 0 | 0 | 0 | 0 | 0 | 0 | 0 | 0 | 0 | 0 | 0 | 0 | 0 | 0 |  | 2339 | 461-25 | 0 | 0 | 0 | 0 | 0 | 0 | 0 | 0 | 0 | 0 | 0 | 0 | 0 | 0 | 0 | 0 | 0 | 0 | 0 | 0 | 0 | 0 | 0 | 0 | 0 | 0 | 0 | 0 | 0 | 0 | 0 | 0 | 0 | 0 | 0 | 0 | 0 | 0 | 0 | 0 | 0 | 0 | 0 | 0 | 0 | 0 | 0 | 5000000 | scaled
461-26F | 0 | 0 | 0 | 0 | 0% | 0% | 0% | 0 | 0 | 0 | 0 | 0 | 0 | 0 | 0 | 461 | 0 | 0 | 0 | 0 | 0 | 0 | 0 | 0 | 0 | 0 | 0 | 0 | 0 | 0 | 0 | 0 | 0 | 0 |  | 2340 | 461-26F | 0 | 0 | 0 | 0 | 0 | 0 | 0 | 0 | 0 | 0 | 0 | 0 | 0 | 0 | 0 | 0 | 0 | 0 | 0 | 0 | 0 | 0 | 0 | 0 | 0 | 0 | 0 | 0 | 0 | 0 | 0 | 0 | 0 | 0 | 0 | 0 | 0 | 0 | 0 | 0 | 0 | 0 | 0 | 0 | 0 | 0 | 0 | 5000000 | scaled
461-644R | 1969.9209 | 1723.4162 | 0 | 246.5048 | 87.49% | 0% | 12.51% | 880.617 | 1709.6685 | 75.9103 | 410.6297 | 394.077 | 170.0249 | 655.0438 | 884.5998 | 461 | 0.0008654 | 0.000542 | 0.0003516 | 2276312.6295 | 170.249 | 690.9479 | 1108.724 | 196728.7285 | 798414.4449 | 1281169.4562 | 2009785.8319 | 173246.113 | 937158.5212 | 899381.1976 | 740194.6166 | 73611.6601 | 283598.7541 | 382984.2024 |  | 2341 | 461-644R | 1969.9209 | 1089.3039 | 260.2524 | 1723.4162 | 842.7992 | 13.7477 | 0 | 0 | 0 | 246.5048 | 170.249 | 94.3387 | 0.22411 | 884.7974 | 94.1532 | 0.038624 | 0 | 0 | 0 | 0.18549 | 1108.724 | 714.647 | 224.1242 | 884.7974 | 490.7204 | 0.1976 | 0 | 0 | 0 | 223.9266 | 690.9479 | 280.3182 | 35.9041 | 668.5552 | 257.9255 | 13.5114 | 0 | 0 | 0 | 22.3927 | 0.0005244 | 0.000201 | 1.06e-05 | 0 | 0 | 0 | 0.000341 | 5000000 | scaled
462-1023F | 0 | 0 | 0 | 0 | 0% | 0% | 0% | 0 | 0 | 0 | 0 | 0 | 0 | 0 | 0 | 462 | 0 | 0 | 0 | 0 | 0 | 0 | 0 | 0 | 0 | 0 | 0 | 0 | 0 | 0 | 0 | 0 | 0 | 0 |  | 2342 | 462-1023F | 0 | 0 | 0 | 0 | 0 | 0 | 0 | 0 | 0 | 0 | 0 | 0 | 0 | 0 | 0 | 0 | 0 | 0 | 0 | 0 | 0 | 0 | 0 | 0 | 0 | 0 | 0 | 0 | 0 | 0 | 0 | 0 | 0 | 0 | 0 | 0 | 0 | 0 | 0 | 0 | 0 | 0 | 0 | 0 | 0 | 0 | 0 | 5000000 | scaled
462-1024 | 0 | 0 | 0 | 0 | 0% | 0% | 0% | 0 | 0 | 0 | 0 | 0 | 0 | 0 | 0 | 462 | 0 | 0 | 0 | 0 | 0 | 0 | 0 | 0 | 0 | 0 | 0 | 0 | 0 | 0 | 0 | 0 | 0 | 0 |  | 2343 | 462-1024 | 0 | 0 | 0 | 0 | 0 | 0 | 0 | 0 | 0 | 0 | 0 | 0 | 0 | 0 | 0 | 0 | 0 | 0 | 0 | 0 | 0 | 0 | 0 | 0 | 0 | 0 | 0 | 0 | 0 | 0 | 0 | 0 | 0 | 0 | 0 | 0 | 0 | 0 | 0 | 0 | 0 | 0 | 0 | 0 | 0 | 0 | 0 | 5000000 | scaled
462-1025F | 0 | 0 | 0 | 0 | 0% | 0% | 0% | 0 | 0 | 0 | 0 | 0 | 0 | 0 | 0 | 462 | 0 | 0 | 0 | 0 | 0 | 0 | 0 | 0 | 0 | 0 | 0 | 0 | 0 | 0 | 0 | 0 | 0 | 0 |  | 2344 | 462-1025F | 0 | 0 | 0 | 0 | 0 | 0 | 0 | 0 | 0 | 0 | 0 | 0 | 0 | 0 | 0 | 0 | 0 | 0 | 0 | 0 | 0 | 0 | 0 | 0 | 0 | 0 | 0 | 0 | 0 | 0 | 0 | 0 | 0 | 0 | 0 | 0 | 0 | 0 | 0 | 0 | 0 | 0 | 0 | 0 | 0 | 0 | 0 | 5000000 | scaled
462-1034F | 6673.0508 | 5818.851 | 0 | 854.1998 | 87.2% | 0% | 12.8% | 3390.1255 | 5754.3943 | 415.4086 | 853.2786 | 2121.4382 | 720.3341 | 1355.4256 | 3678.6346 | 462 | 0.0032472 | 0.0020016 | 0.001269 | 2055016.8686 | 726.969 | 1460.9188 | 4485.163 | 223875.644 | 449901.0825 | 1381240.142 | 1640150.5282 | 200975.6483 | 412818.1637 | 1026356.7163 | 723921.5339 | 90620.3749 | 170516.9558 | 462784.2033 |  | 2345 | 462-1034F | 6673.0508 | 3282.9253 | 918.6564 | 5818.851 | 2428.7255 | 64.4567 | 0 | 0 | 0 | 854.1998 | 726.969 | 311.5604 | 6.6349 | 3709.2021 | 310.9176 | 5.9921 | 0 | 0 | 0 | 0.64276 | 4485.163 | 2363.7247 | 806.5284 | 3709.2021 | 1587.7638 | 30.5675 | 0 | 0 | 0 | 775.9609 | 1460.9188 | 607.6402 | 105.4932 | 1383.3227 | 530.0441 | 27.8971 | 0 | 0 | 0 | 77.5961 | 0.002019 | 0.0007734 | 4.08e-05 | 0 | 0 | 0 | 0.0012282 | 5000000 | scaled
462-1035F | 247.7909 | 182.2009 | 0 | 65.59 | 73.53% | 0% | 26.47% | 112.4364 | 178.1373 | 0 | 112.4364 | 0 | 0 | 178.1373 | 0 | 462 | 0.0001494 | 0.0001162 | 9.68e-05 | 1658573.4695 | 0.049354 | 188.1591 | 59.5824 | 330.3505 | 1259431.8368 | 398811.2823 | 1164840.3612 | 0 | 1164840.3612 | 0 | 719561.7279 | 0 | 719561.7279 | 0 |  | 2346 | 462-1035F | 247.7909 | 135.3544 | 69.6536 | 182.2009 | 69.7644 | 4.0636 | 0 | 0 | 0 | 65.59 | 0.049354 | 0.049354 | 0.049354 | 0 | 0 | 0 | 0 | 0 | 0 | 0.049354 | 59.5824 | 59.5824 | 59.5824 | 0 | 0 | 0 | 0 | 0 | 0 | 59.5824 | 188.1591 | 75.7227 | 10.0218 | 182.2009 | 69.7644 | 4.0636 | 0 | 0 | 0 | 5.9582 | 5.38e-05 | 2.06e-05 | 1.2e-06 | 0 | 0 | 0 | 9.56e-05 | 5000000 | scaled
462-1036 | 0 | 0 | 0 | 0 | 0% | 0% | 0% | 0 | 0 | 0 | 0 | 0 | 0 | 0 | 0 | 462 | 0 | 0 | 0 | 0 | 0 | 0 | 0 | 0 | 0 | 0 | 0 | 0 | 0 | 0 | 0 | 0 | 0 | 0 |  | 2347 | 462-1036 | 0 | 0 | 0 | 0 | 0 | 0 | 0 | 0 | 0 | 0 | 0 | 0 | 0 | 0 | 0 | 0 | 0 | 0 | 0 | 0 | 0 | 0 | 0 | 0 | 0 | 0 | 0 | 0 | 0 | 0 | 0 | 0 | 0 | 0 | 0 | 0 | 0 | 0 | 0 | 0 | 0 | 0 | 0 | 0 | 0 | 0 | 0 | 5000000 | scaled
462-1520 | 0 | 0 | 0 | 0 | 0% | 0% | 0% | 0 | 0 | 0 | 0 | 0 | 0 | 0 | 0 | 462 | 0 | 0 | 0 | 0 | 0 | 0 | 0 | 0 | 0 | 0 | 0 | 0 | 0 | 0 | 0 | 0 | 0 | 0 |  | 2348 | 462-1520 | 0 | 0 | 0 | 0 | 0 | 0 | 0 | 0 | 0 | 0 | 0 | 0 | 0 | 0 | 0 | 0 | 0 | 0 | 0 | 0 | 0 | 0 | 0 | 0 | 0 | 0 | 0 | 0 | 0 | 0 | 0 | 0 | 0 | 0 | 0 | 0 | 0 | 0 | 0 | 0 | 0 | 0 | 0 | 0 | 0 | 0 | 0 | 5000000 | scaled
462-1521F | 6083.1432 | 5625.9606 | 0 | 457.1825 | 92.48% | 0% | 7.516% | 3103.9944 | 5614.2233 | 454.8696 | 305.4995 | 2343.6253 | 833.2899 | 484.5561 | 4296.3773 | 462 | 0.0016764 | 0.001039 | 0.0006636 | 3628694.3192 | 833.9579 | 535.8179 | 4713.3674 | 497469.4947 | 319624.1555 | 2811600.669 | 2867323.1536 | 420187.0474 | 282205.9606 | 2164930.1456 | 706630.3524 | 104881.4573 | 60988.3235 | 540760.5716 |  | 2349 | 462-1521F | 6083.1432 | 2979.1488 | 468.9199 | 5625.9606 | 2521.9662 | 11.7374 | 0 | 0 | 0 | 457.1825 | 833.9579 | 379.0882 | 0.66799 | 4298.0596 | 378.7442 | 0.32397 | 0 | 0 | 0 | 0.34402 | 4713.3674 | 2369.7421 | 416.9901 | 4298.0596 | 1954.4343 | 1.6824 | 0 | 0 | 0 | 415.3078 | 535.8179 | 230.3185 | 51.2618 | 494.2872 | 188.7877 | 9.731 | 0 | 0 | 0 | 41.5308 | 0.0010336 | 0.0003962 | 2.08e-05 | 0 | 0 | 0 | 0.0006428 | 5000000 | scaled
462-1523F | 5288.7367 | 4725.2996 | 0 | 563.4371 | 89.35% | 0% | 10.65% | 3444.1511 | 4721.1313 | 537.7864 | 127.5098 | 2778.8549 | 733.3193 | 202.6386 | 3785.1733 | 462 | 0.0023366 | 0.0013866 | 0.0008282 | 2263432.6491 | 733.7433 | 257.99 | 4297.0035 | 314021.7914 | 110412.5471 | 1838998.3105 | 1330293.9477 | 207718.525 | 49250.3101 | 1073325.1126 | 685348.2914 | 106453.122 | 29416.2606 | 549478.9088 |  | 2350 | 462-1523F | 5288.7367 | 1844.5856 | 567.6055 | 4725.2996 | 1281.1485 | 4.1683 | 0 | 0 | 0 | 563.4371 | 733.7433 | 195.9569 | 0.42397 | 3785.1733 | 195.5329 | 0 | 0 | 0 | 0 | 0.42397 | 4297.0035 | 1518.1485 | 511.8301 | 3785.1733 | 1006.3184 | 0 | 0 | 0 | 0 | 511.8301 | 257.99 | 130.4802 | 55.3513 | 206.8069 | 79.2971 | 4.1683 | 0 | 0 | 0 | 51.183 | 0.0015396 | 0.0005896 | 3.12e-05 | 0 | 0 | 0 | 0.000797 | 5000000 | scaled
462-868 | 8272.3662 | 6616.4054 | 0 | 1655.9608 | 79.98% | 0% | 20.02% | 4087.9445 | 6509.137 | 186.3245 | 2947.6992 | 953.9208 | 264.7687 | 4887.6282 | 1356.7401 | 462 | 0.0067062 | 0.0040694 | 0.0024324 | 1233540.0363 | 266.1448 | 5144.5338 | 2861.6876 | 39686.3843 | 767130.9768 | 426722.6752 | 1028265.0355 | 46867.3148 | 741452.3468 | 239945.3738 | 724892.7705 | 29486.0784 | 544312.7655 | 151093.9265 |  | 2351 | 462-868 | 8272.3662 | 4184.4217 | 1763.2292 | 6616.4054 | 2528.4609 | 107.2684 | 0 | 0 | 0 | 1655.9608 | 266.1448 | 79.8203 | 1.3761 | 1357.4015 | 78.5743 | 0.13006 | 0 | 0 | 0 | 1.2461 | 2861.6876 | 1907.7668 | 1504.9475 | 1357.4015 | 403.4807 | 0.66141 | 0 | 0 | 0 | 1504.2861 | 5144.5338 | 2196.8346 | 256.9055 | 4994.1051 | 2046.406 | 106.4769 | 0 | 0 | 0 | 150.4286 | 0.004364 | 0.0017272 | 9.02e-05 | 0 | 0 | 0 | 0.0023422 | 5000000 | scaled
463-1135F | 0 | 0 | 0 | 0 | 0% | 0% | 0% | 0 | 0 | 0 | 0 | 0 | 0 | 0 | 0 | 463 | 0 | 0 | 0 | 0 | 0 | 0 | 0 | 0 | 0 | 0 | 0 | 0 | 0 | 0 | 0 | 0 | 0 | 0 |  | 2352 | 463-1135F | 0 | 0 | 0 | 0 | 0 | 0 | 0 | 0 | 0 | 0 | 0 | 0 | 0 | 0 | 0 | 0 | 0 | 0 | 0 | 0 | 0 | 0 | 0 | 0 | 0 | 0 | 0 | 0 | 0 | 0 | 0 | 0 | 0 | 0 | 0 | 0 | 0 | 0 | 0 | 0 | 0 | 0 | 0 | 0 | 0 | 0 | 0 | 5000000 | scaled
463-1136F | 88014.9255 | 85683.6037 | 1965.457 | 365.8649 | 97.35% | 2.233% | 0.4157% | 24141.2553 | 78894.65 | 3893.5272 | 129.7507 | 20117.9774 | 12755.3594 | 273.9491 | 65865.3416 | 463 | 0.060434 | 0.059881 | 0.058809 | 1456385.7567 | 13915.7409 | 1601.4912 | 72497.6935 | 230264.205 | 26499.9251 | 1199621.6266 | 1066669.6208 | 172033.6043 | 5732.9729 | 888903.0435 | 155081.9343 | 25073.003 | 538.4973 | 129470.4339 |  | 2353 | 463-1136F | 88014.9255 | 63873.6702 | 9120.2755 | 85683.6037 | 61701.9314 | 7122.4169 | 1965.457 | 1805.8739 | 1631.9937 | 365.8649 | 13915.7409 | 10022.2137 | 1160.3816 | 71759.5026 | 10020.7524 | 1159.0344 | 1.2908 | 1.186 | 1.0718 | 0.2753 | 72497.6935 | 52379.7161 | 6632.3519 | 71759.5026 | 51674.4767 | 5963.0161 | 405.8367 | 372.8852 | 336.9816 | 332.3542 | 1601.4912 | 1471.7404 | 1327.5421 | 9.9263 | 6.7023 | 0.36642 | 1558.3295 | 1431.8027 | 1293.9402 | 33.2354 | 0.0016834 | 0.001131 | 5.9e-05 | 0.058246 | 0.058246 | 0.058246 | 0.0005046 | 5000000 | scaled
463-1137F | 11797.5288 | 11692.1294 | 0 | 105.3994 | 99.11% | 0% | 0.8934% | 8237.6703 | 11565.665 | 1676.2773 | 290.2223 | 6271.1707 | 2340.7311 | 458.6911 | 8766.2428 | 463 | 0.0005036 | 0.0002862 | 0.0001584 | 23426387.5382 | 2365.1627 | 477.5118 | 8954.8543 | 4696510.4277 | 948196.5946 | 17781680.5159 | 12438359.5635 | 2531072.3448 | 438217.2262 | 9469069.9925 | 1463786.123 | 296250.1279 | 58053.3611 | 1109482.634 |  | 2354 | 463-1137F | 11797.5288 | 3559.8585 | 231.8637 | 11692.1294 | 3454.4591 | 126.4643 | 0 | 0 | 0 | 105.3994 | 2365.1627 | 688.8854 | 24.4315 | 8859.1088 | 688.8061 | 24.3522 | 0 | 0 | 0 | 0.07931 | 8954.8543 | 2683.6836 | 188.6115 | 8859.1088 | 2587.938 | 92.866 | 0 | 0 | 0 | 95.7455 | 477.5118 | 187.2895 | 18.8207 | 467.9373 | 177.715 | 9.2461 | 0 | 0 | 0 | 9.5746 | 0.0003522 | 0.0001348 | 7e-06 | 0 | 0 | 0 | 0.0001514 | 5000000 | scaled
463-1138 | 0 | 0 | 0 | 0 | 0% | 0% | 0% | 0 | 0 | 0 | 0 | 0 | 0 | 0 | 0 | 463 | 0 | 0 | 0 | 0 | 0 | 0 | 0 | 0 | 0 | 0 | 0 | 0 | 0 | 0 | 0 | 0 | 0 | 0 |  | 2355 | 463-1138 | 0 | 0 | 0 | 0 | 0 | 0 | 0 | 0 | 0 | 0 | 0 | 0 | 0 | 0 | 0 | 0 | 0 | 0 | 0 | 0 | 0 | 0 | 0 | 0 | 0 | 0 | 0 | 0 | 0 | 0 | 0 | 0 | 0 | 0 | 0 | 0 | 0 | 0 | 0 | 0 | 0 | 0 | 0 | 0 | 0 | 0 | 0 | 5000000 | scaled
463-1229 | 1378318.1962 | 1364772.316 | 7911.5218 | 5634.3584 | 99.02% | 0.574% | 0.4088% | 655294.7174 | 1326113.128 | 153094.4644 | 2798.5728 | 499401.6802 | 309475.8644 | 5842.2458 | 1010795.0178 | 463 | 0.096723 | 0.056845 | 0.014569 | 14250189.1615 | 320264.4998 | 6875.3148 | 1051178.3817 | 3311158.2771 | 71082.6688 | 10867948.2155 | 12719254.5102 | 2971559.8273 | 54320.2292 | 9693374.4537 | 3583199.5956 | 836213.5695 | 15785.9328 | 2731200.0933 |  | 2356 | 463-1229 | 1378318.1962 | 723023.4788 | 52205.0682 | 1364772.316 | 712951.4768 | 45913.7267 | 7911.5218 | 4437.6436 | 656.9831 | 5634.3584 | 320264.4998 | 167170.0354 | 10788.6354 | 1044436.6133 | 167135.3838 | 10779.8933 | 54.219 | 30.4119 | 4.5024 | 4.2397 | 1051178.3817 | 551776.7014 | 40383.3638 | 1044436.6133 | 545747.788 | 35130.2583 | 1623.4786 | 910.6237 | 134.8158 | 5118.2898 | 6875.3148 | 4076.742 | 1033.069 | 129.6615 | 68.305 | 3.5751 | 6233.8243 | 3496.608 | 517.6649 | 511.829 | 0.030547 | 0.015782 | 0.0008236 | 0.058255 | 0.033142 | 0.0058254 | 0.0079204 | 5000000 | scaled
463-226 | 0 | 0 | 0 | 0 | 0% | 0% | 0% | 0 | 0 | 0 | 0 | 0 | 0 | 0 | 0 | 463 | 0 | 0 | 0 | 0 | 0 | 0 | 0 | 0 | 0 | 0 | 0 | 0 | 0 | 0 | 0 | 0 | 0 | 0 |  | 2357 | 463-226 | 0 | 0 | 0 | 0 | 0 | 0 | 0 | 0 | 0 | 0 | 0 | 0 | 0 | 0 | 0 | 0 | 0 | 0 | 0 | 0 | 0 | 0 | 0 | 0 | 0 | 0 | 0 | 0 | 0 | 0 | 0 | 0 | 0 | 0 | 0 | 0 | 0 | 0 | 0 | 0 | 0 | 0 | 0 | 0 | 0 | 0 | 0 | 5000000 | scaled
463-227F | 0 | 0 | 0 | 0 | 0% | 0% | 0% | 0 | 0 | 0 | 0 | 0 | 0 | 0 | 0 | 463 | 0 | 0 | 0 | 0 | 0 | 0 | 0 | 0 | 0 | 0 | 0 | 0 | 0 | 0 | 0 | 0 | 0 | 0 |  | 2358 | 463-227F | 0 | 0 | 0 | 0 | 0 | 0 | 0 | 0 | 0 | 0 | 0 | 0 | 0 | 0 | 0 | 0 | 0 | 0 | 0 | 0 | 0 | 0 | 0 | 0 | 0 | 0 | 0 | 0 | 0 | 0 | 0 | 0 | 0 | 0 | 0 | 0 | 0 | 0 | 0 | 0 | 0 | 0 | 0 | 0 | 0 | 0 | 0 | 5000000 | scaled
463-258 | 0 | 0 | 0 | 0 | 0% | 0% | 0% | 0 | 0 | 0 | 0 | 0 | 0 | 0 | 0 | 463 | 0 | 0 | 0 | 0 | 0 | 0 | 0 | 0 | 0 | 0 | 0 | 0 | 0 | 0 | 0 | 0 | 0 | 0 |  | 2359 | 463-258 | 0 | 0 | 0 | 0 | 0 | 0 | 0 | 0 | 0 | 0 | 0 | 0 | 0 | 0 | 0 | 0 | 0 | 0 | 0 | 0 | 0 | 0 | 0 | 0 | 0 | 0 | 0 | 0 | 0 | 0 | 0 | 0 | 0 | 0 | 0 | 0 | 0 | 0 | 0 | 0 | 0 | 0 | 0 | 0 | 0 | 0 | 0 | 5000000 | scaled
463-353 | 0 | 0 | 0 | 0 | 0% | 0% | 0% | 0 | 0 | 0 | 0 | 0 | 0 | 0 | 0 | 463 | 0 | 0 | 0 | 0 | 0 | 0 | 0 | 0 | 0 | 0 | 0 | 0 | 0 | 0 | 0 | 0 | 0 | 0 |  | 2360 | 463-353 | 0 | 0 | 0 | 0 | 0 | 0 | 0 | 0 | 0 | 0 | 0 | 0 | 0 | 0 | 0 | 0 | 0 | 0 | 0 | 0 | 0 | 0 | 0 | 0 | 0 | 0 | 0 | 0 | 0 | 0 | 0 | 0 | 0 | 0 | 0 | 0 | 0 | 0 | 0 | 0 | 0 | 0 | 0 | 0 | 0 | 0 | 0 | 5000000 | scaled
463-450 | 0 | 0 | 0 | 0 | 0% | 0% | 0% | 0 | 0 | 0 | 0 | 0 | 0 | 0 | 0 | 463 | 0 | 0 | 0 | 0 | 0 | 0 | 0 | 0 | 0 | 0 | 0 | 0 | 0 | 0 | 0 | 0 | 0 | 0 |  | 2361 | 463-450 | 0 | 0 | 0 | 0 | 0 | 0 | 0 | 0 | 0 | 0 | 0 | 0 | 0 | 0 | 0 | 0 | 0 | 0 | 0 | 0 | 0 | 0 | 0 | 0 | 0 | 0 | 0 | 0 | 0 | 0 | 0 | 0 | 0 | 0 | 0 | 0 | 0 | 0 | 0 | 0 | 0 | 0 | 0 | 0 | 0 | 0 | 0 | 5000000 | scaled
463-452 | 0 | 0 | 0 | 0 | 0% | 0% | 0% | 0 | 0 | 0 | 0 | 0 | 0 | 0 | 0 | 463 | 0 | 0 | 0 | 0 | 0 | 0 | 0 | 0 | 0 | 0 | 0 | 0 | 0 | 0 | 0 | 0 | 0 | 0 |  | 2362 | 463-452 | 0 | 0 | 0 | 0 | 0 | 0 | 0 | 0 | 0 | 0 | 0 | 0 | 0 | 0 | 0 | 0 | 0 | 0 | 0 | 0 | 0 | 0 | 0 | 0 | 0 | 0 | 0 | 0 | 0 | 0 | 0 | 0 | 0 | 0 | 0 | 0 | 0 | 0 | 0 | 0 | 0 | 0 | 0 | 0 | 0 | 0 | 0 | 5000000 | scaled
463-453 | 0 | 0 | 0 | 0 | 0% | 0% | 0% | 0 | 0 | 0 | 0 | 0 | 0 | 0 | 0 | 463 | 0 | 0 | 0 | 0 | 0 | 0 | 0 | 0 | 0 | 0 | 0 | 0 | 0 | 0 | 0 | 0 | 0 | 0 |  | 2363 | 463-453 | 0 | 0 | 0 | 0 | 0 | 0 | 0 | 0 | 0 | 0 | 0 | 0 | 0 | 0 | 0 | 0 | 0 | 0 | 0 | 0 | 0 | 0 | 0 | 0 | 0 | 0 | 0 | 0 | 0 | 0 | 0 | 0 | 0 | 0 | 0 | 0 | 0 | 0 | 0 | 0 | 0 | 0 | 0 | 0 | 0 | 0 | 0 | 5000000 | scaled
463-454 | 0 | 0 | 0 | 0 | 0% | 0% | 0% | 0 | 0 | 0 | 0 | 0 | 0 | 0 | 0 | 463 | 0 | 0 | 0 | 0 | 0 | 0 | 0 | 0 | 0 | 0 | 0 | 0 | 0 | 0 | 0 | 0 | 0 | 0 |  | 2364 | 463-454 | 0 | 0 | 0 | 0 | 0 | 0 | 0 | 0 | 0 | 0 | 0 | 0 | 0 | 0 | 0 | 0 | 0 | 0 | 0 | 0 | 0 | 0 | 0 | 0 | 0 | 0 | 0 | 0 | 0 | 0 | 0 | 0 | 0 | 0 | 0 | 0 | 0 | 0 | 0 | 0 | 0 | 0 | 0 | 0 | 0 | 0 | 0 | 5000000 | scaled
463-98 | 0 | 0 | 0 | 0 | 0% | 0% | 0% | 0 | 0 | 0 | 0 | 0 | 0 | 0 | 0 | 463 | 0 | 0 | 0 | 0 | 0 | 0 | 0 | 0 | 0 | 0 | 0 | 0 | 0 | 0 | 0 | 0 | 0 | 0 |  | 2365 | 463-98 | 0 | 0 | 0 | 0 | 0 | 0 | 0 | 0 | 0 | 0 | 0 | 0 | 0 | 0 | 0 | 0 | 0 | 0 | 0 | 0 | 0 | 0 | 0 | 0 | 0 | 0 | 0 | 0 | 0 | 0 | 0 | 0 | 0 | 0 | 0 | 0 | 0 | 0 | 0 | 0 | 0 | 0 | 0 | 0 | 0 | 0 | 0 | 5000000 | scaled
464-1 | 0 | 0 | 0 | 0 | 0% | 0% | 0% | 0 | 0 | 0 | 0 | 0 | 0 | 0 | 0 | 464 | 0 | 0 | 0 | 0 | 0 | 0 | 0 | 0 | 0 | 0 | 0 | 0 | 0 | 0 | 0 | 0 | 0 | 0 |  | 2366 | 464-1 | 0 | 0 | 0 | 0 | 0 | 0 | 0 | 0 | 0 | 0 | 0 | 0 | 0 | 0 | 0 | 0 | 0 | 0 | 0 | 0 | 0 | 0 | 0 | 0 | 0 | 0 | 0 | 0 | 0 | 0 | 0 | 0 | 0 | 0 | 0 | 0 | 0 | 0 | 0 | 0 | 0 | 0 | 0 | 0 | 0 | 0 | 0 | 5000000 | scaled
464-14 | 0 | 0 | 0 | 0 | 0% | 0% | 0% | 0 | 0 | 0 | 0 | 0 | 0 | 0 | 0 | 464 | 0 | 0 | 0 | 0 | 0 | 0 | 0 | 0 | 0 | 0 | 0 | 0 | 0 | 0 | 0 | 0 | 0 | 0 |  | 2367 | 464-14 | 0 | 0 | 0 | 0 | 0 | 0 | 0 | 0 | 0 | 0 | 0 | 0 | 0 | 0 | 0 | 0 | 0 | 0 | 0 | 0 | 0 | 0 | 0 | 0 | 0 | 0 | 0 | 0 | 0 | 0 | 0 | 0 | 0 | 0 | 0 | 0 | 0 | 0 | 0 | 0 | 0 | 0 | 0 | 0 | 0 | 0 | 0 | 5000000 | scaled
464-14F | 0 | 0 | 0 | 0 | 0% | 0% | 0% | 0 | 0 | 0 | 0 | 0 | 0 | 0 | 0 | 464 | 0 | 0 | 0 | 0 | 0 | 0 | 0 | 0 | 0 | 0 | 0 | 0 | 0 | 0 | 0 | 0 | 0 | 0 |  | 2368 | 464-14F | 0 | 0 | 0 | 0 | 0 | 0 | 0 | 0 | 0 | 0 | 0 | 0 | 0 | 0 | 0 | 0 | 0 | 0 | 0 | 0 | 0 | 0 | 0 | 0 | 0 | 0 | 0 | 0 | 0 | 0 | 0 | 0 | 0 | 0 | 0 | 0 | 0 | 0 | 0 | 0 | 0 | 0 | 0 | 0 | 0 | 0 | 0 | 5000000 | scaled
464-15 | 0 | 0 | 0 | 0 | 0% | 0% | 0% | 0 | 0 | 0 | 0 | 0 | 0 | 0 | 0 | 464 | 0 | 0 | 0 | 0 | 0 | 0 | 0 | 0 | 0 | 0 | 0 | 0 | 0 | 0 | 0 | 0 | 0 | 0 |  | 2369 | 464-15 | 0 | 0 | 0 | 0 | 0 | 0 | 0 | 0 | 0 | 0 | 0 | 0 | 0 | 0 | 0 | 0 | 0 | 0 | 0 | 0 | 0 | 0 | 0 | 0 | 0 | 0 | 0 | 0 | 0 | 0 | 0 | 0 | 0 | 0 | 0 | 0 | 0 | 0 | 0 | 0 | 0 | 0 | 0 | 0 | 0 | 0 | 0 | 5000000 | scaled
464-15F | 0 | 0 | 0 | 0 | 0% | 0% | 0% | 0 | 0 | 0 | 0 | 0 | 0 | 0 | 0 | 464 | 0 | 0 | 0 | 0 | 0 | 0 | 0 | 0 | 0 | 0 | 0 | 0 | 0 | 0 | 0 | 0 | 0 | 0 |  | 2370 | 464-15F | 0 | 0 | 0 | 0 | 0 | 0 | 0 | 0 | 0 | 0 | 0 | 0 | 0 | 0 | 0 | 0 | 0 | 0 | 0 | 0 | 0 | 0 | 0 | 0 | 0 | 0 | 0 | 0 | 0 | 0 | 0 | 0 | 0 | 0 | 0 | 0 | 0 | 0 | 0 | 0 | 0 | 0 | 0 | 0 | 0 | 0 | 0 | 5000000 | scaled
464-2 | 0 | 0 | 0 | 0 | 0% | 0% | 0% | 0 | 0 | 0 | 0 | 0 | 0 | 0 | 0 | 464 | 0 | 0 | 0 | 0 | 0 | 0 | 0 | 0 | 0 | 0 | 0 | 0 | 0 | 0 | 0 | 0 | 0 | 0 |  | 2371 | 464-2 | 0 | 0 | 0 | 0 | 0 | 0 | 0 | 0 | 0 | 0 | 0 | 0 | 0 | 0 | 0 | 0 | 0 | 0 | 0 | 0 | 0 | 0 | 0 | 0 | 0 | 0 | 0 | 0 | 0 | 0 | 0 | 0 | 0 | 0 | 0 | 0 | 0 | 0 | 0 | 0 | 0 | 0 | 0 | 0 | 0 | 0 | 0 | 5000000 | scaled
464-44 | 0 | 0 | 0 | 0 | 0% | 0% | 0% | 0 | 0 | 0 | 0 | 0 | 0 | 0 | 0 | 464 | 0 | 0 | 0 | 0 | 0 | 0 | 0 | 0 | 0 | 0 | 0 | 0 | 0 | 0 | 0 | 0 | 0 | 0 |  | 2372 | 464-44 | 0 | 0 | 0 | 0 | 0 | 0 | 0 | 0 | 0 | 0 | 0 | 0 | 0 | 0 | 0 | 0 | 0 | 0 | 0 | 0 | 0 | 0 | 0 | 0 | 0 | 0 | 0 | 0 | 0 | 0 | 0 | 0 | 0 | 0 | 0 | 0 | 0 | 0 | 0 | 0 | 0 | 0 | 0 | 0 | 0 | 0 | 0 | 5000000 | scaled
467-7 | 0 | 0 | 0 | 0 | 0% | 0% | 0% | 0 | 0 | 0 | 0 | 0 | 0 | 0 | 0 | 467 | 0 | 0 | 0 | 0 | 0 | 0 | 0 | 0 | 0 | 0 | 0 | 0 | 0 | 0 | 0 | 0 | 0 | 0 |  | 2373 | 467-7 | 0 | 0 | 0 | 0 | 0 | 0 | 0 | 0 | 0 | 0 | 0 | 0 | 0 | 0 | 0 | 0 | 0 | 0 | 0 | 0 | 0 | 0 | 0 | 0 | 0 | 0 | 0 | 0 | 0 | 0 | 0 | 0 | 0 | 0 | 0 | 0 | 0 | 0 | 0 | 0 | 0 | 0 | 0 | 0 | 0 | 0 | 0 | 5000000 | scaled
467-8 | 0 | 0 | 0 | 0 | 0% | 0% | 0% | 0 | 0 | 0 | 0 | 0 | 0 | 0 | 0 | 467 | 0 | 0 | 0 | 0 | 0 | 0 | 0 | 0 | 0 | 0 | 0 | 0 | 0 | 0 | 0 | 0 | 0 | 0 |  | 2374 | 467-8 | 0 | 0 | 0 | 0 | 0 | 0 | 0 | 0 | 0 | 0 | 0 | 0 | 0 | 0 | 0 | 0 | 0 | 0 | 0 | 0 | 0 | 0 | 0 | 0 | 0 | 0 | 0 | 0 | 0 | 0 | 0 | 0 | 0 | 0 | 0 | 0 | 0 | 0 | 0 | 0 | 0 | 0 | 0 | 0 | 0 | 0 | 0 | 5000000 | scaled
467-8F | 0 | 0 | 0 | 0 | 0% | 0% | 0% | 0 | 0 | 0 | 0 | 0 | 0 | 0 | 0 | 467 | 0 | 0 | 0 | 0 | 0 | 0 | 0 | 0 | 0 | 0 | 0 | 0 | 0 | 0 | 0 | 0 | 0 | 0 |  | 2375 | 467-8F | 0 | 0 | 0 | 0 | 0 | 0 | 0 | 0 | 0 | 0 | 0 | 0 | 0 | 0 | 0 | 0 | 0 | 0 | 0 | 0 | 0 | 0 | 0 | 0 | 0 | 0 | 0 | 0 | 0 | 0 | 0 | 0 | 0 | 0 | 0 | 0 | 0 | 0 | 0 | 0 | 0 | 0 | 0 | 0 | 0 | 0 | 0 | 5000000 | scaled
467-9 | 0 | 0 | 0 | 0 | 0% | 0% | 0% | 0 | 0 | 0 | 0 | 0 | 0 | 0 | 0 | 467 | 0 | 0 | 0 | 0 | 0 | 0 | 0 | 0 | 0 | 0 | 0 | 0 | 0 | 0 | 0 | 0 | 0 | 0 |  | 2376 | 467-9 | 0 | 0 | 0 | 0 | 0 | 0 | 0 | 0 | 0 | 0 | 0 | 0 | 0 | 0 | 0 | 0 | 0 | 0 | 0 | 0 | 0 | 0 | 0 | 0 | 0 | 0 | 0 | 0 | 0 | 0 | 0 | 0 | 0 | 0 | 0 | 0 | 0 | 0 | 0 | 0 | 0 | 0 | 0 | 0 | 0 | 0 | 0 | 5000000 | scaled
468-10 | 0 | 0 | 0 | 0 | 0% | 0% | 0% | 0 | 0 | 0 | 0 | 0 | 0 | 0 | 0 | 468 | 0 | 0 | 0 | 0 | 0 | 0 | 0 | 0 | 0 | 0 | 0 | 0 | 0 | 0 | 0 | 0 | 0 | 0 |  | 2377 | 468-10 | 0 | 0 | 0 | 0 | 0 | 0 | 0 | 0 | 0 | 0 | 0 | 0 | 0 | 0 | 0 | 0 | 0 | 0 | 0 | 0 | 0 | 0 | 0 | 0 | 0 | 0 | 0 | 0 | 0 | 0 | 0 | 0 | 0 | 0 | 0 | 0 | 0 | 0 | 0 | 0 | 0 | 0 | 0 | 0 | 0 | 0 | 0 | 5000000 | scaled
468-11 | 0 | 0 | 0 | 0 | 0% | 0% | 0% | 0 | 0 | 0 | 0 | 0 | 0 | 0 | 0 | 468 | 0 | 0 | 0 | 0 | 0 | 0 | 0 | 0 | 0 | 0 | 0 | 0 | 0 | 0 | 0 | 0 | 0 | 0 |  | 2378 | 468-11 | 0 | 0 | 0 | 0 | 0 | 0 | 0 | 0 | 0 | 0 | 0 | 0 | 0 | 0 | 0 | 0 | 0 | 0 | 0 | 0 | 0 | 0 | 0 | 0 | 0 | 0 | 0 | 0 | 0 | 0 | 0 | 0 | 0 | 0 | 0 | 0 | 0 | 0 | 0 | 0 | 0 | 0 | 0 | 0 | 0 | 0 | 0 | 5000000 | scaled
468-16 | 0 | 0 | 0 | 0 | 0% | 0% | 0% | 0 | 0 | 0 | 0 | 0 | 0 | 0 | 0 | 468 | 0 | 0 | 0 | 0 | 0 | 0 | 0 | 0 | 0 | 0 | 0 | 0 | 0 | 0 | 0 | 0 | 0 | 0 |  | 2379 | 468-16 | 0 | 0 | 0 | 0 | 0 | 0 | 0 | 0 | 0 | 0 | 0 | 0 | 0 | 0 | 0 | 0 | 0 | 0 | 0 | 0 | 0 | 0 | 0 | 0 | 0 | 0 | 0 | 0 | 0 | 0 | 0 | 0 | 0 | 0 | 0 | 0 | 0 | 0 | 0 | 0 | 0 | 0 | 0 | 0 | 0 | 0 | 0 | 5000000 | scaled
468-16F | 0 | 0 | 0 | 0 | 0% | 0% | 0% | 0 | 0 | 0 | 0 | 0 | 0 | 0 | 0 | 468 | 0 | 0 | 0 | 0 | 0 | 0 | 0 | 0 | 0 | 0 | 0 | 0 | 0 | 0 | 0 | 0 | 0 | 0 |  | 2380 | 468-16F | 0 | 0 | 0 | 0 | 0 | 0 | 0 | 0 | 0 | 0 | 0 | 0 | 0 | 0 | 0 | 0 | 0 | 0 | 0 | 0 | 0 | 0 | 0 | 0 | 0 | 0 | 0 | 0 | 0 | 0 | 0 | 0 | 0 | 0 | 0 | 0 | 0 | 0 | 0 | 0 | 0 | 0 | 0 | 0 | 0 | 0 | 0 | 5000000 | scaled
468-17 | 0 | 0 | 0 | 0 | 0% | 0% | 0% | 0 | 0 | 0 | 0 | 0 | 0 | 0 | 0 | 468 | 0 | 0 | 0 | 0 | 0 | 0 | 0 | 0 | 0 | 0 | 0 | 0 | 0 | 0 | 0 | 0 | 0 | 0 |  | 2381 | 468-17 | 0 | 0 | 0 | 0 | 0 | 0 | 0 | 0 | 0 | 0 | 0 | 0 | 0 | 0 | 0 | 0 | 0 | 0 | 0 | 0 | 0 | 0 | 0 | 0 | 0 | 0 | 0 | 0 | 0 | 0 | 0 | 0 | 0 | 0 | 0 | 0 | 0 | 0 | 0 | 0 | 0 | 0 | 0 | 0 | 0 | 0 | 0 | 5000000 | scaled
468-17F | 0 | 0 | 0 | 0 | 0% | 0% | 0% | 0 | 0 | 0 | 0 | 0 | 0 | 0 | 0 | 468 | 0 | 0 | 0 | 0 | 0 | 0 | 0 | 0 | 0 | 0 | 0 | 0 | 0 | 0 | 0 | 0 | 0 | 0 |  | 2382 | 468-17F | 0 | 0 | 0 | 0 | 0 | 0 | 0 | 0 | 0 | 0 | 0 | 0 | 0 | 0 | 0 | 0 | 0 | 0 | 0 | 0 | 0 | 0 | 0 | 0 | 0 | 0 | 0 | 0 | 0 | 0 | 0 | 0 | 0 | 0 | 0 | 0 | 0 | 0 | 0 | 0 | 0 | 0 | 0 | 0 | 0 | 0 | 0 | 5000000 | scaled
468-18 | 0 | 0 | 0 | 0 | 0% | 0% | 0% | 0 | 0 | 0 | 0 | 0 | 0 | 0 | 0 | 468 | 0 | 0 | 0 | 0 | 0 | 0 | 0 | 0 | 0 | 0 | 0 | 0 | 0 | 0 | 0 | 0 | 0 | 0 |  | 2383 | 468-18 | 0 | 0 | 0 | 0 | 0 | 0 | 0 | 0 | 0 | 0 | 0 | 0 | 0 | 0 | 0 | 0 | 0 | 0 | 0 | 0 | 0 | 0 | 0 | 0 | 0 | 0 | 0 | 0 | 0 | 0 | 0 | 0 | 0 | 0 | 0 | 0 | 0 | 0 | 0 | 0 | 0 | 0 | 0 | 0 | 0 | 0 | 0 | 5000000 | scaled
468-18F | 0 | 0 | 0 | 0 | 0% | 0% | 0% | 0 | 0 | 0 | 0 | 0 | 0 | 0 | 0 | 468 | 0 | 0 | 0 | 0 | 0 | 0 | 0 | 0 | 0 | 0 | 0 | 0 | 0 | 0 | 0 | 0 | 0 | 0 |  | 2384 | 468-18F | 0 | 0 | 0 | 0 | 0 | 0 | 0 | 0 | 0 | 0 | 0 | 0 | 0 | 0 | 0 | 0 | 0 | 0 | 0 | 0 | 0 | 0 | 0 | 0 | 0 | 0 | 0 | 0 | 0 | 0 | 0 | 0 | 0 | 0 | 0 | 0 | 0 | 0 | 0 | 0 | 0 | 0 | 0 | 0 | 0 | 0 | 0 | 5000000 | scaled
468-5 | 0 | 0 | 0 | 0 | 0% | 0% | 0% | 0 | 0 | 0 | 0 | 0 | 0 | 0 | 0 | 468 | 0 | 0 | 0 | 0 | 0 | 0 | 0 | 0 | 0 | 0 | 0 | 0 | 0 | 0 | 0 | 0 | 0 | 0 |  | 2385 | 468-5 | 0 | 0 | 0 | 0 | 0 | 0 | 0 | 0 | 0 | 0 | 0 | 0 | 0 | 0 | 0 | 0 | 0 | 0 | 0 | 0 | 0 | 0 | 0 | 0 | 0 | 0 | 0 | 0 | 0 | 0 | 0 | 0 | 0 | 0 | 0 | 0 | 0 | 0 | 0 | 0 | 0 | 0 | 0 | 0 | 0 | 0 | 0 | 5000000 | scaled
468-6 | 0 | 0 | 0 | 0 | 0% | 0% | 0% | 0 | 0 | 0 | 0 | 0 | 0 | 0 | 0 | 468 | 0 | 0 | 0 | 0 | 0 | 0 | 0 | 0 | 0 | 0 | 0 | 0 | 0 | 0 | 0 | 0 | 0 | 0 |  | 2386 | 468-6 | 0 | 0 | 0 | 0 | 0 | 0 | 0 | 0 | 0 | 0 | 0 | 0 | 0 | 0 | 0 | 0 | 0 | 0 | 0 | 0 | 0 | 0 | 0 | 0 | 0 | 0 | 0 | 0 | 0 | 0 | 0 | 0 | 0 | 0 | 0 | 0 | 0 | 0 | 0 | 0 | 0 | 0 | 0 | 0 | 0 | 0 | 0 | 5000000 | scaled
468-7 | 0 | 0 | 0 | 0 | 0% | 0% | 0% | 0 | 0 | 0 | 0 | 0 | 0 | 0 | 0 | 468 | 0 | 0 | 0 | 0 | 0 | 0 | 0 | 0 | 0 | 0 | 0 | 0 | 0 | 0 | 0 | 0 | 0 | 0 |  | 2387 | 468-7 | 0 | 0 | 0 | 0 | 0 | 0 | 0 | 0 | 0 | 0 | 0 | 0 | 0 | 0 | 0 | 0 | 0 | 0 | 0 | 0 | 0 | 0 | 0 | 0 | 0 | 0 | 0 | 0 | 0 | 0 | 0 | 0 | 0 | 0 | 0 | 0 | 0 | 0 | 0 | 0 | 0 | 0 | 0 | 0 | 0 | 0 | 0 | 5000000 | scaled
468-8 | 0 | 0 | 0 | 0 | 0% | 0% | 0% | 0 | 0 | 0 | 0 | 0 | 0 | 0 | 0 | 468 | 0 | 0 | 0 | 0 | 0 | 0 | 0 | 0 | 0 | 0 | 0 | 0 | 0 | 0 | 0 | 0 | 0 | 0 |  | 2388 | 468-8 | 0 | 0 | 0 | 0 | 0 | 0 | 0 | 0 | 0 | 0 | 0 | 0 | 0 | 0 | 0 | 0 | 0 | 0 | 0 | 0 | 0 | 0 | 0 | 0 | 0 | 0 | 0 | 0 | 0 | 0 | 0 | 0 | 0 | 0 | 0 | 0 | 0 | 0 | 0 | 0 | 0 | 0 | 0 | 0 | 0 | 0 | 0 | 5000000 | scaled
470-40AE | 5264968.8371 | 5176968.2697 | 84171.1392 | 3829.4282 | 98.33% | 1.599% | 0.07273% | 2880237.5984 | 5120858.8505 | 502196.3031 | 33556.1367 | 2344485.1587 | 890887.2396 | 69724.5614 | 4160247.0494 | 470 | 0.091034 | 0.051731 | 0.012495 | 57835191.6549 | 914420.1279 | 76434.5655 | 4274114.1437 | 10044819.8246 | 839626.574 | 46950745.2563 | 46098509.9653 | 8037705.3945 | 537069.5463 | 37523735.0246 | 11533043.0925 | 2006429.2388 | 157031.5439 | 9369582.3098 |  | 2389 | 470-40AE | 5264968.8371 | 2384731.2387 | 144109.9867 | 5176968.2697 | 2333733.4588 | 133145.3527 | 84171.1392 | 47168.3517 | 7135.2058 | 3829.4282 | 914420.1279 | 412223.8248 | 23532.8883 | 4261223.3545 | 412128.5408 | 23516.0289 | 164.8908 | 92.4025 | 13.9778 | 2.8815 | 4274114.1437 | 1929628.985 | 113867.0942 | 4261223.3545 | 1920875.8887 | 109590.5488 | 9412.1104 | 5274.4176 | 797.8667 | 3478.6788 | 76434.5655 | 42878.4289 | 6710.0041 | 1492.5596 | 729.0294 | 38.7749 | 74594.138 | 41801.5316 | 6323.3613 | 347.8679 | 0.019407 | 0.008718 | 0.0004548 | 0.066207 | 0.037593 | 0.0066206 | 0.00542 | 5000000 | scaled
470-47R | 16740391.1537 | 16634976.6647 | 89813.4696 | 15601.0193 | 99.37% | 0.5365% | 0.09319% | 9496616.1474 | 16344910.6343 | 1674074.5767 | 36117.8787 | 7786423.692 | 2879259.4262 | 73951.7014 | 13391699.5068 | 470 | 0.16225 | 0.090499 | 0.030087 | 103174108.4257 | 2945221.0067 | 81866.6516 | 13713303.4954 | 18151938.5473 | 504559.2251 | 84517610.6532 | 80042597.225 | 14110002.4458 | 304420.9402 | 65628173.839 | 13144739.4969 | 2315529.0321 | 59472.6928 | 10769737.772 |  | 2390 | 470-47R | 16740391.1537 | 7243775.0063 | 395480.5193 | 16634976.6647 | 7177870.7554 | 372266.729 | 89813.4696 | 50303.2316 | 7612.7711 | 15601.0193 | 2945221.0067 | 1271146.43 | 65961.5805 | 13684922.7947 | 1270987.6415 | 65927.5872 | 262.5477 | 147.0492 | 22.2541 | 11.7393 | 13713303.4954 | 5926879.8034 | 321603.9886 | 13684922.7947 | 5904749.6826 | 306227.5638 | 14208.6279 | 7958.048 | 1204.352 | 14172.0728 | 81866.6516 | 45748.7729 | 7914.9502 | 5107.1503 | 2133.4312 | 111.578 | 75342.294 | 42198.1344 | 6386.165 | 1417.2073 | 0.074311 | 0.031137 | 0.0016258 | 0.066092 | 0.037511 | 0.0066092 | 0.021852 | 5000000 | scaled
471-35 | 0 | 0 | 0 | 0 | 0% | 0% | 0% | 0 | 0 | 0 | 0 | 0 | 0 | 0 | 0 | 471 | 0 | 0 | 0 | 0 | 0 | 0 | 0 | 0 | 0 | 0 | 0 | 0 | 0 | 0 | 0 | 0 | 0 | 0 |  | 2391 | 471-35 | 0 | 0 | 0 | 0 | 0 | 0 | 0 | 0 | 0 | 0 | 0 | 0 | 0 | 0 | 0 | 0 | 0 | 0 | 0 | 0 | 0 | 0 | 0 | 0 | 0 | 0 | 0 | 0 | 0 | 0 | 0 | 0 | 0 | 0 | 0 | 0 | 0 | 0 | 0 | 0 | 0 | 0 | 0 | 0 | 0 | 0 | 0 | 5000000 | scaled
471-36F | 4253667.121 | 4039168.3366 | 211944.4864 | 2554.2981 | 94.96% | 4.983% | 0.06005% | 2538080.4573 | 4159953.802 | 413119.117 | 85398.4126 | 2039562.9277 | 670234.2578 | 177093.4062 | 3312626.138 | 471 | 0.093079 | 0.052419 | 0.011616 | 45699634.2993 | 682548.1665 | 194079.098 | 3377039.8565 | 7333014.2473 | 2085105.2872 | 36281514.7648 | 32728211.4901 | 5327116.3222 | 1101201.2253 | 26299893.9426 | 8067606.6679 | 1299818.8501 | 343446.1084 | 6424341.7094 |  | 2392 | 471-36F | 4253667.121 | 1715586.6637 | 93713.3191 | 4039168.3366 | 1594358.604 | 72790.3948 | 211944.4864 | 118673.7616 | 18368.6262 | 2554.2981 | 682548.1665 | 269429.0495 | 12313.9087 | 3356226.7698 | 269239.2169 | 12282.9014 | 335.5975 | 187.9106 | 29.0853 | 1.922 | 3377039.8565 | 1337476.9288 | 64413.7185 | 3356226.7698 | 1324801.9718 | 60490.663 | 18492.7448 | 10354.6151 | 1602.7136 | 2320.3419 | 194079.098 | 108680.6854 | 16985.6918 | 730.9198 | 317.4153 | 16.8304 | 193116.144 | 108131.2359 | 16736.8273 | 232.0342 | 0.011797 | 0.0048176 | 0.000252 | 0.077686 | 0.044006 | 0.0077686 | 0.0035954 | 5000000 | scaled
471-37F | 0 | 0 | 0 | 0 | 0% | 0% | 0% | 0 | 0 | 0 | 0 | 0 | 0 | 0 | 0 | 471 | 0 | 0 | 0 | 0 | 0 | 0 | 0 | 0 | 0 | 0 | 0 | 0 | 0 | 0 | 0 | 0 | 0 | 0 |  | 2393 | 471-37F | 0 | 0 | 0 | 0 | 0 | 0 | 0 | 0 | 0 | 0 | 0 | 0 | 0 | 0 | 0 | 0 | 0 | 0 | 0 | 0 | 0 | 0 | 0 | 0 | 0 | 0 | 0 | 0 | 0 | 0 | 0 | 0 | 0 | 0 | 0 | 0 | 0 | 0 | 0 | 0 | 0 | 0 | 0 | 0 | 0 | 0 | 0 | 5000000 | scaled
471-38F | 0 | 0 | 0 | 0 | 0% | 0% | 0% | 0 | 0 | 0 | 0 | 0 | 0 | 0 | 0 | 471 | 0 | 0 | 0 | 0 | 0 | 0 | 0 | 0 | 0 | 0 | 0 | 0 | 0 | 0 | 0 | 0 | 0 | 0 |  | 2394 | 471-38F | 0 | 0 | 0 | 0 | 0 | 0 | 0 | 0 | 0 | 0 | 0 | 0 | 0 | 0 | 0 | 0 | 0 | 0 | 0 | 0 | 0 | 0 | 0 | 0 | 0 | 0 | 0 | 0 | 0 | 0 | 0 | 0 | 0 | 0 | 0 | 0 | 0 | 0 | 0 | 0 | 0 | 0 | 0 | 0 | 0 | 0 | 0 | 5000000 | scaled
472-1023 | 0 | 0 | 0 | 0 | 0% | 0% | 0% | 0 | 0 | 0 | 0 | 0 | 0 | 0 | 0 | 472 | 0 | 0 | 0 | 0 | 0 | 0 | 0 | 0 | 0 | 0 | 0 | 0 | 0 | 0 | 0 | 0 | 0 | 0 |  | 2395 | 472-1023 | 0 | 0 | 0 | 0 | 0 | 0 | 0 | 0 | 0 | 0 | 0 | 0 | 0 | 0 | 0 | 0 | 0 | 0 | 0 | 0 | 0 | 0 | 0 | 0 | 0 | 0 | 0 | 0 | 0 | 0 | 0 | 0 | 0 | 0 | 0 | 0 | 0 | 0 | 0 | 0 | 0 | 0 | 0 | 0 | 0 | 0 | 0 | 5000000 | scaled
473-36R | 1339206.7008 | 10897.2467 | 1319022.5993 | 9286.8548 | 0.8137% | 98.49% | 0.6935% | 589719.7913 | 1222524.1555 | 944.2362 | 532665.2809 | 56110.2742 | 1886.9596 | 1104544.1222 | 116093.0737 | 473 | 0.11477 | 0.066436 | 0.021079 | 11668348.5505 | 2041.6345 | 1202472.4444 | 134692.6219 | 17788.5182 | 10476999.2528 | 1173560.7795 | 11281337.0694 | 18063.2336 | 10189884.5317 | 1073389.3042 | 5535435.1846 | 8543.9149 | 5001236.4741 | 525654.7956 |  | 2396 | 473-36R | 1339206.7008 | 749486.9095 | 116682.5453 | 10897.2467 | 5042.509 | 280.4058 | 1319022.5993 | 735157.5457 | 107115.2847 | 9286.8548 | 2041.6345 | 1097.3983 | 154.6749 | 1766.4449 | 149.0178 | 10.5224 | 1689.0501 | 941.3925 | 137.1645 | 6.9881 | 134692.6219 | 78582.3477 | 18599.5482 | 1766.4449 | 761.6119 | 53.7179 | 124489.9344 | 69384.4933 | 10109.5878 | 8436.2425 | 1202472.4444 | 669807.1635 | 97928.3222 | 8785.2055 | 4131.8793 | 216.1656 | 1192843.6147 | 664831.66 | 96868.5324 | 843.6243 | 0.027604 | 0.011388 | 0.0005946 | 0.074093 | 0.041973 | 0.0074092 | 0.013075 | 5000000 | scaled
474-22AE | 6435983.3722 | 6428609.8395 | 0 | 7373.5326 | 99.89% | 0% | 0.1146% | 3346122.9185 | 6313025.4006 | 590767.4411 | 1936.6037 | 2753418.8738 | 1114162.0909 | 4831.012 | 5194032.2978 | 474 | 0.046635 | 0.028661 | 0.011377 | 138007577.4022 | 1134560.5407 | 5653.9021 | 5295768.9294 | 24328520.2246 | 121237.3138 | 113557819.8639 | 107808645.0956 | 19033920.4324 | 62395.3829 | 88712329.2803 | 10807591.7671 | 1907391.1914 | 8270.457 | 8891930.1186 |  | 2397 | 474-22AE | 6435983.3722 | 3089860.4536 | 122957.9715 | 6428609.8395 | 3082486.921 | 115584.4389 | 0 | 0 | 0 | 7373.5326 | 1134560.5407 | 543793.0996 | 20398.4498 | 5289070.7618 | 543787.5513 | 20392.9015 | 0 | 0 | 0 | 5.5483 | 5295768.9294 | 2542350.0556 | 101736.6316 | 5289070.7618 | 2535651.8881 | 95038.464 | 0 | 0 | 0 | 6698.1675 | 5653.9021 | 3717.2984 | 822.8902 | 4984.0854 | 3047.4817 | 153.0734 | 0 | 0 | 0 | 669.8168 | 0.03621 | 0.018236 | 0.0009522 | 0 | 0 | 0 | 0.010425 | 5000000 | scaled
474-28 | 0 | 0 | 0 | 0 | 0% | 0% | 0% | 0 | 0 | 0 | 0 | 0 | 0 | 0 | 0 | 474 | 0 | 0 | 0 | 0 | 0 | 0 | 0 | 0 | 0 | 0 | 0 | 0 | 0 | 0 | 0 | 0 | 0 | 0 |  | 2398 | 474-28 | 0 | 0 | 0 | 0 | 0 | 0 | 0 | 0 | 0 | 0 | 0 | 0 | 0 | 0 | 0 | 0 | 0 | 0 | 0 | 0 | 0 | 0 | 0 | 0 | 0 | 0 | 0 | 0 | 0 | 0 | 0 | 0 | 0 | 0 | 0 | 0 | 0 | 0 | 0 | 0 | 0 | 0 | 0 | 0 | 0 | 0 | 0 | 5000000 | scaled
474-29 | 1510730.1835 | 1509132.2699 | 0 | 1597.9136 | 99.89% | 0% | 0.1058% | 915604.4964 | 1464689.4321 | 160325.164 | 1066.1886 | 754213.1438 | 256429.8861 | 1856.3533 | 1206403.1927 | 474 | 0.010755 | 0.0056784 | 0.0024398 | 140472930.9787 | 264208.2201 | 2042.6455 | 1244479.3179 | 24566996.4587 | 189932.2644 | 115716002.2556 | 104805171.7264 | 18351707.9788 | 122041.8624 | 86331421.8851 | 18870707.2034 | 3303781.124 | 23916.8107 | 15543009.2687 |  | 2399 | 474-29 | 1510730.1835 | 595125.6871 | 46040.7514 | 1509132.2699 | 593527.7736 | 44442.8379 | 0 | 0 | 0 | 1597.9136 | 264208.2201 | 103883.0561 | 7778.3341 | 1243027.7622 | 103881.8538 | 7777.1317 | 0 | 0 | 0 | 1.2024 | 1244479.3179 | 490266.174 | 38076.1252 | 1243027.7622 | 488814.6184 | 36624.5695 | 0 | 0 | 0 | 1451.5556 | 2042.6455 | 976.4569 | 186.2922 | 1897.49 | 831.3014 | 41.1367 | 0 | 0 | 0 | 145.1556 | 0.0085026 | 0.0034264 | 0.0001878 | 0 | 0 | 0 | 0.002252 | 5000000 | scaled
475-761 | 0 | 0 | 0 | 0 | 0% | 0% | 0% | 0 | 0 | 0 | 0 | 0 | 0 | 0 | 0 | 475 | 0 | 0 | 0 | 0 | 0 | 0 | 0 | 0 | 0 | 0 | 0 | 0 | 0 | 0 | 0 | 0 | 0 | 0 |  | 2400 | 475-761 | 0 | 0 | 0 | 0 | 0 | 0 | 0 | 0 | 0 | 0 | 0 | 0 | 0 | 0 | 0 | 0 | 0 | 0 | 0 | 0 | 0 | 0 | 0 | 0 | 0 | 0 | 0 | 0 | 0 | 0 | 0 | 0 | 0 | 0 | 0 | 0 | 0 | 0 | 0 | 0 | 0 | 0 | 0 | 0 | 0 | 0 | 0 | 5000000 | scaled
475-763F | 16723.9953 | 14981.4576 | 0 | 1742.5376 | 89.58% | 0% | 10.42% | 8169.2952 | 14842.0035 | 1285.6221 | 319.5994 | 6564.0738 | 2347.8807 | 508.1711 | 11985.9516 | 475 | 0.0076068 | 0.0044264 | 0.0025552 | 2198558.5633 | 2370.3982 | 676.584 | 13677.0131 | 311615.6814 | 88944.633 | 1797998.249 | 1932654.0823 | 304146.5265 | 75609.3439 | 1552898.2119 | 736534.0567 | 116513.5244 | 25217.9796 | 594802.5527 |  | 2401 | 475-763F | 16723.9953 | 8554.7 | 1881.9918 | 14981.4576 | 6812.1624 | 139.4542 | 0 | 0 | 0 | 1742.5376 | 2370.3982 | 1084.7761 | 22.5174 | 12094.08 | 1083.4649 | 21.2062 | 0 | 0 | 0 | 1.3112 | 13677.0131 | 7112.9393 | 1691.0615 | 12094.08 | 5530.0062 | 108.1284 | 0 | 0 | 0 | 1582.9331 | 676.584 | 356.9847 | 168.4129 | 518.2907 | 198.6913 | 10.1196 | 0 | 0 | 0 | 158.2933 | 0.0051542 | 0.0019738 | 0.0001026 | 0 | 0 | 0 | 0.0024526 | 5000000 | scaled
476-4 | 3074.2787 | 0 | 3074.2787 | 0 | 0% | 100% | 0% | 101.7278 | 212.2984 | 0.077475 | 93.5309 | 8.1194 | 0.16168 | 195.1921 | 16.9447 | 476 | 0.15796 | 0.15796 | 0.15796 | 19461.8947 | 2.3413 | 2826.5629 | 245.3745 | 14.822 | 17893.7157 | 1553.357 | 18817.9012 | 14.3316 | 17301.6131 | 1501.9565 | 18117.9277 | 13.7985 | 16658.0413 | 1446.0879 |  | 2402 | 476-4 | 3074.2787 | 2972.5509 | 2861.9803 | 0 | 0 | 0 | 3074.2787 | 2972.5509 | 2861.9803 | 0 | 2.3413 | 2.2639 | 2.1797 | 0 | 0 | 0 | 2.3413 | 2.2639 | 2.1797 | 0 | 245.3745 | 237.2551 | 228.4298 | 0 | 0 | 0 | 245.3745 | 237.2551 | 228.4298 | 0 | 2826.5629 | 2733.032 | 2631.3708 | 0 | 0 | 0 | 2826.5629 | 2733.032 | 2631.3708 | 0 | 0 | 0 | 0 | 0.15796 | 0.15796 | 0.15796 | 0 | 5000000 | scaled
476-5 | 0 | 0 | 0 | 0 | 0% | 0% | 0% | 0 | 0 | 0 | 0 | 0 | 0 | 0 | 0 | 476 | 0 | 0 | 0 | 0 | 0 | 0 | 0 | 0 | 0 | 0 | 0 | 0 | 0 | 0 | 0 | 0 | 0 | 0 |  | 2403 | 476-5 | 0 | 0 | 0 | 0 | 0 | 0 | 0 | 0 | 0 | 0 | 0 | 0 | 0 | 0 | 0 | 0 | 0 | 0 | 0 | 0 | 0 | 0 | 0 | 0 | 0 | 0 | 0 | 0 | 0 | 0 | 0 | 0 | 0 | 0 | 0 | 0 | 0 | 0 | 0 | 0 | 0 | 0 | 0 | 0 | 0 | 0 | 0 | 5000000 | scaled
476-6F | 18586.9783 | 992.408 | 17532.7625 | 61.8078 | 5.339% | 94.33% | 0.3325% | 8229.8071 | 16894.4177 | 119.0693 | 6477.7168 | 1633.021 | 202.6018 | 13518.1067 | 3173.7092 | 476 | 0.15628 | 0.088888 | 0.015696 | 118936.4134 | 206.8098 | 14909.6906 | 3470.4779 | 1323.3574 | 95405.7779 | 22207.2781 | 116518.8169 | 1685.8005 | 91712.4655 | 23120.5509 | 107835.2543 | 1293.1855 | 86284.6237 | 20257.4451 |  | 2404 | 476-6F | 18586.9783 | 10357.1712 | 1692.5606 | 992.408 | 382.1349 | 0.059965 | 17532.7625 | 9913.2286 | 1630.6928 | 61.8078 | 206.8098 | 87.7405 | 4.208 | 827.2283 | 62.3956 | 0 | 44.7434 | 25.2984 | 4.1615 | 0.046508 | 3470.4779 | 1837.4569 | 296.7687 | 827.2283 | 318.5321 | 0 | 2587.103 | 1462.7782 | 240.6221 | 56.1466 | 14909.6906 | 8431.9738 | 1391.5839 | 3.1597 | 1.2072 | 0.059965 | 14900.9162 | 8425.1519 | 1385.9092 | 5.6147 | 0.0001852 | 7.1e-05 | 3.6e-06 | 0.156 | 0.088725 | 0.0156 | 9.24e-05 | 5000000 | scaled
477-10 | 0 | 0 | 0 | 0 | 0% | 0% | 0% | 0 | 0 | 0 | 0 | 0 | 0 | 0 | 0 | 477 | 0 | 0 | 0 | 0 | 0 | 0 | 0 | 0 | 0 | 0 | 0 | 0 | 0 | 0 | 0 | 0 | 0 | 0 |  | 2405 | 477-10 | 0 | 0 | 0 | 0 | 0 | 0 | 0 | 0 | 0 | 0 | 0 | 0 | 0 | 0 | 0 | 0 | 0 | 0 | 0 | 0 | 0 | 0 | 0 | 0 | 0 | 0 | 0 | 0 | 0 | 0 | 0 | 0 | 0 | 0 | 0 | 0 | 0 | 0 | 0 | 0 | 0 | 0 | 0 | 0 | 0 | 0 | 0 | 5000000 | scaled
477-10F | 0 | 0 | 0 | 0 | 0% | 0% | 0% | 0 | 0 | 0 | 0 | 0 | 0 | 0 | 0 | 477 | 0 | 0 | 0 | 0 | 0 | 0 | 0 | 0 | 0 | 0 | 0 | 0 | 0 | 0 | 0 | 0 | 0 | 0 |  | 2406 | 477-10F | 0 | 0 | 0 | 0 | 0 | 0 | 0 | 0 | 0 | 0 | 0 | 0 | 0 | 0 | 0 | 0 | 0 | 0 | 0 | 0 | 0 | 0 | 0 | 0 | 0 | 0 | 0 | 0 | 0 | 0 | 0 | 0 | 0 | 0 | 0 | 0 | 0 | 0 | 0 | 0 | 0 | 0 | 0 | 0 | 0 | 0 | 0 | 5000000 | scaled
477-11 | 0 | 0 | 0 | 0 | 0% | 0% | 0% | 0 | 0 | 0 | 0 | 0 | 0 | 0 | 0 | 477 | 0 | 0 | 0 | 0 | 0 | 0 | 0 | 0 | 0 | 0 | 0 | 0 | 0 | 0 | 0 | 0 | 0 | 0 |  | 2407 | 477-11 | 0 | 0 | 0 | 0 | 0 | 0 | 0 | 0 | 0 | 0 | 0 | 0 | 0 | 0 | 0 | 0 | 0 | 0 | 0 | 0 | 0 | 0 | 0 | 0 | 0 | 0 | 0 | 0 | 0 | 0 | 0 | 0 | 0 | 0 | 0 | 0 | 0 | 0 | 0 | 0 | 0 | 0 | 0 | 0 | 0 | 0 | 0 | 5000000 | scaled
477-11F | 0 | 0 | 0 | 0 | 0% | 0% | 0% | 0 | 0 | 0 | 0 | 0 | 0 | 0 | 0 | 477 | 0 | 0 | 0 | 0 | 0 | 0 | 0 | 0 | 0 | 0 | 0 | 0 | 0 | 0 | 0 | 0 | 0 | 0 |  | 2408 | 477-11F | 0 | 0 | 0 | 0 | 0 | 0 | 0 | 0 | 0 | 0 | 0 | 0 | 0 | 0 | 0 | 0 | 0 | 0 | 0 | 0 | 0 | 0 | 0 | 0 | 0 | 0 | 0 | 0 | 0 | 0 | 0 | 0 | 0 | 0 | 0 | 0 | 0 | 0 | 0 | 0 | 0 | 0 | 0 | 0 | 0 | 0 | 0 | 5000000 | scaled
477-12 | 0 | 0 | 0 | 0 | 0% | 0% | 0% | 0 | 0 | 0 | 0 | 0 | 0 | 0 | 0 | 477 | 0 | 0 | 0 | 0 | 0 | 0 | 0 | 0 | 0 | 0 | 0 | 0 | 0 | 0 | 0 | 0 | 0 | 0 |  | 2409 | 477-12 | 0 | 0 | 0 | 0 | 0 | 0 | 0 | 0 | 0 | 0 | 0 | 0 | 0 | 0 | 0 | 0 | 0 | 0 | 0 | 0 | 0 | 0 | 0 | 0 | 0 | 0 | 0 | 0 | 0 | 0 | 0 | 0 | 0 | 0 | 0 | 0 | 0 | 0 | 0 | 0 | 0 | 0 | 0 | 0 | 0 | 0 | 0 | 5000000 | scaled
477-34F | 0 | 0 | 0 | 0 | 0% | 0% | 0% | 0 | 0 | 0 | 0 | 0 | 0 | 0 | 0 | 477 | 0 | 0 | 0 | 0 | 0 | 0 | 0 | 0 | 0 | 0 | 0 | 0 | 0 | 0 | 0 | 0 | 0 | 0 |  | 2410 | 477-34F | 0 | 0 | 0 | 0 | 0 | 0 | 0 | 0 | 0 | 0 | 0 | 0 | 0 | 0 | 0 | 0 | 0 | 0 | 0 | 0 | 0 | 0 | 0 | 0 | 0 | 0 | 0 | 0 | 0 | 0 | 0 | 0 | 0 | 0 | 0 | 0 | 0 | 0 | 0 | 0 | 0 | 0 | 0 | 0 | 0 | 0 | 0 | 5000000 | scaled
477-35F | 0 | 0 | 0 | 0 | 0% | 0% | 0% | 0 | 0 | 0 | 0 | 0 | 0 | 0 | 0 | 477 | 0 | 0 | 0 | 0 | 0 | 0 | 0 | 0 | 0 | 0 | 0 | 0 | 0 | 0 | 0 | 0 | 0 | 0 |  | 2411 | 477-35F | 0 | 0 | 0 | 0 | 0 | 0 | 0 | 0 | 0 | 0 | 0 | 0 | 0 | 0 | 0 | 0 | 0 | 0 | 0 | 0 | 0 | 0 | 0 | 0 | 0 | 0 | 0 | 0 | 0 | 0 | 0 | 0 | 0 | 0 | 0 | 0 | 0 | 0 | 0 | 0 | 0 | 0 | 0 | 0 | 0 | 0 | 0 | 5000000 | scaled
477-36 | 0 | 0 | 0 | 0 | 0% | 0% | 0% | 0 | 0 | 0 | 0 | 0 | 0 | 0 | 0 | 477 | 0 | 0 | 0 | 0 | 0 | 0 | 0 | 0 | 0 | 0 | 0 | 0 | 0 | 0 | 0 | 0 | 0 | 0 |  | 2412 | 477-36 | 0 | 0 | 0 | 0 | 0 | 0 | 0 | 0 | 0 | 0 | 0 | 0 | 0 | 0 | 0 | 0 | 0 | 0 | 0 | 0 | 0 | 0 | 0 | 0 | 0 | 0 | 0 | 0 | 0 | 0 | 0 | 0 | 0 | 0 | 0 | 0 | 0 | 0 | 0 | 0 | 0 | 0 | 0 | 0 | 0 | 0 | 0 | 5000000 | scaled
477-7 | 0 | 0 | 0 | 0 | 0% | 0% | 0% | 0 | 0 | 0 | 0 | 0 | 0 | 0 | 0 | 477 | 0 | 0 | 0 | 0 | 0 | 0 | 0 | 0 | 0 | 0 | 0 | 0 | 0 | 0 | 0 | 0 | 0 | 0 |  | 2413 | 477-7 | 0 | 0 | 0 | 0 | 0 | 0 | 0 | 0 | 0 | 0 | 0 | 0 | 0 | 0 | 0 | 0 | 0 | 0 | 0 | 0 | 0 | 0 | 0 | 0 | 0 | 0 | 0 | 0 | 0 | 0 | 0 | 0 | 0 | 0 | 0 | 0 | 0 | 0 | 0 | 0 | 0 | 0 | 0 | 0 | 0 | 0 | 0 | 5000000 | scaled
480-1163R | 3880.1438 | 1279.5948 | 0 | 2600.549 | 32.98% | 0% | 67.02% | 789.6849 | 1253.8142 | 0 | 789.6849 | 0 | 0 | 1253.8142 | 0 | 480 | 0.010077 | 0.0061024 | 0.0037658 | 385049.5013 | 1.9568 | 1515.8305 | 2362.3565 | 194.1877 | 150424.7763 | 234430.5373 | 506433.3509 | 0 | 506433.3509 | 0 | 697416.1255 | 0 | 697416.1255 | 0 |  | 2414 | 480-1163R | 3880.1438 | 3090.4589 | 2626.3296 | 1279.5948 | 489.9099 | 25.7806 | 0 | 0 | 0 | 2600.549 | 1.9568 | 1.9568 | 1.9568 | 0 | 0 | 0 | 0 | 0 | 0 | 1.9568 | 2362.3565 | 2362.3565 | 2362.3565 | 0 | 0 | 0 | 0 | 0 | 0 | 2362.3565 | 1515.8305 | 726.1455 | 262.0163 | 1279.5948 | 489.9099 | 25.7806 | 0 | 0 | 0 | 236.2357 | 0.0064414 | 0.0024668 | 0.0001302 | 0 | 0 | 0 | 0.0036356 | 5000000 | scaled
480-32 | 17281.2335 | 12154.2904 | 0 | 5126.9431 | 70.33% | 0% | 29.67% | 7498.8458 | 11910.8868 | 0.006306 | 7498.8072 | 0.032376 | 0.006306 | 11910.8481 | 0.032376 | 480 | 0.019568 | 0.011923 | 0.007427 | 883146.4686 | 3.8642 | 12619.9867 | 4657.3826 | 197.4757 | 644936.4114 | 238012.5815 | 820477.3736 | 0.68997 | 820473.1413 | 3.5424 | 723084.248 | 0.38283 | 723081.8997 | 1.9655 |  | 2415 | 480-32 | 17281.2335 | 9782.3876 | 5370.3467 | 12154.2904 | 4655.4445 | 243.4036 | 0 | 0 | 0 | 5126.9431 | 3.8642 | 3.8579 | 3.8579 | 0.032376 | 0 | 0 | 0 | 0 | 0 | 3.8579 | 4657.3826 | 4657.3502 | 4657.3502 | 0.032376 | 0 | 0 | 0 | 0 | 0 | 4657.3502 | 12619.9867 | 5121.1796 | 709.1386 | 12154.2517 | 4655.4445 | 243.4036 | 0 | 0 | 0 | 465.735 | 0.01239 | 0.0047452 | 0.0002494 | 0 | 0 | 0 | 0.0071776 | 5000000 | scaled
480-35 | 19582.7093 | 7678.1578 | 0 | 11904.5515 | 39.21% | 0% | 60.79% | 4476.6068 | 7528.2904 | 617.1094 | 2224.8386 | 1634.6588 | 1095.0456 | 3533.285 | 2899.9598 | 480 | 0.047129 | 0.028355 | 0.017313 | 415511.1751 | 1125.2738 | 4687.0335 | 13770.402 | 23876.3605 | 99450.7339 | 292184.0807 | 532756.6782 | 73441.6016 | 264775.9057 | 194539.1709 | 696280.1033 | 101279.1008 | 326788.1425 | 268212.86 |  | 2416 | 480-35 | 19582.7093 | 15106.1025 | 12054.4189 | 7678.1578 | 3201.551 | 149.8674 | 0 | 0 | 0 | 11904.5515 | 1125.2738 | 508.1643 | 30.2282 | 2956.2259 | 499.2065 | 21.2704 | 0 | 0 | 0 | 8.9578 | 13770.402 | 12135.7432 | 10870.4422 | 2956.2259 | 1321.5671 | 56.2661 | 0 | 0 | 0 | 10814.1761 | 4687.0335 | 2462.1949 | 1153.7486 | 3605.6159 | 1380.7773 | 72.331 | 0 | 0 | 0 | 1081.4176 | 0.030427 | 0.011652 | 0.00061 | 0 | 0 | 0 | 0.016703 | 5000000 | scaled
481-30 | 2776.3014 | 680.3197 | 0 | 2095.9818 | 24.5% | 0% | 75.5% | 419.8219 | 666.6343 | 0.062272 | 419.4421 | 0.3175 | 0.097744 | 666.0376 | 0.49891 | 481 | 0.0083508 | 0.0049884 | 0.0030108 | 332459.3373 | 1.6749 | 870.1234 | 1904.5031 | 200.5679 | 104196.416 | 228062.3534 | 472391.8551 | 70.0698 | 471964.5236 | 357.2617 | 700699.8736 | 102.7383 | 700072.7263 | 524.409 |  | 2417 | 481-30 | 2776.3014 | 2356.4795 | 2109.6672 | 680.3197 | 260.4978 | 13.6854 | 0 | 0 | 0 | 2095.9818 | 1.6749 | 1.6126 | 1.5772 | 0.49891 | 0.035471 | 0 | 0 | 0 | 0 | 1.5772 | 1904.5031 | 1904.1856 | 1904.0042 | 0.49891 | 0.18141 | 0 | 0 | 0 | 0 | 1904.0042 | 870.1234 | 450.6813 | 204.0858 | 679.723 | 260.2809 | 13.6854 | 0 | 0 | 0 | 190.4004 | 0.0054492 | 0.0020868 | 0.0001092 | 0 | 0 | 0 | 0.0029016 | 5000000 | scaled
481-40 | 0 | 0 | 0 | 0 | 0% | 0% | 0% | 0 | 0 | 0 | 0 | 0 | 0 | 0 | 0 | 481 | 0 | 0 | 0 | 0 | 0 | 0 | 0 | 0 | 0 | 0 | 0 | 0 | 0 | 0 | 0 | 0 | 0 | 0 |  | 2418 | 481-40 | 0 | 0 | 0 | 0 | 0 | 0 | 0 | 0 | 0 | 0 | 0 | 0 | 0 | 0 | 0 | 0 | 0 | 0 | 0 | 0 | 0 | 0 | 0 | 0 | 0 | 0 | 0 | 0 | 0 | 0 | 0 | 0 | 0 | 0 | 0 | 0 | 0 | 0 | 0 | 0 | 0 | 0 | 0 | 0 | 0 | 0 | 0 | 5000000 | scaled
481-41F | 0 | 0 | 0 | 0 | 0% | 0% | 0% | 0 | 0 | 0 | 0 | 0 | 0 | 0 | 0 | 481 | 0 | 0 | 0 | 0 | 0 | 0 | 0 | 0 | 0 | 0 | 0 | 0 | 0 | 0 | 0 | 0 | 0 | 0 |  | 2419 | 481-41F | 0 | 0 | 0 | 0 | 0 | 0 | 0 | 0 | 0 | 0 | 0 | 0 | 0 | 0 | 0 | 0 | 0 | 0 | 0 | 0 | 0 | 0 | 0 | 0 | 0 | 0 | 0 | 0 | 0 | 0 | 0 | 0 | 0 | 0 | 0 | 0 | 0 | 0 | 0 | 0 | 0 | 0 | 0 | 0 | 0 | 0 | 0 | 5000000 | scaled
481-42F | 0 | 0 | 0 | 0 | 0% | 0% | 0% | 0 | 0 | 0 | 0 | 0 | 0 | 0 | 0 | 481 | 0 | 0 | 0 | 0 | 0 | 0 | 0 | 0 | 0 | 0 | 0 | 0 | 0 | 0 | 0 | 0 | 0 | 0 |  | 2420 | 481-42F | 0 | 0 | 0 | 0 | 0 | 0 | 0 | 0 | 0 | 0 | 0 | 0 | 0 | 0 | 0 | 0 | 0 | 0 | 0 | 0 | 0 | 0 | 0 | 0 | 0 | 0 | 0 | 0 | 0 | 0 | 0 | 0 | 0 | 0 | 0 | 0 | 0 | 0 | 0 | 0 | 0 | 0 | 0 | 0 | 0 | 0 | 0 | 5000000 | scaled
481-43F | 0 | 0 | 0 | 0 | 0% | 0% | 0% | 0 | 0 | 0 | 0 | 0 | 0 | 0 | 0 | 481 | 0 | 0 | 0 | 0 | 0 | 0 | 0 | 0 | 0 | 0 | 0 | 0 | 0 | 0 | 0 | 0 | 0 | 0 |  | 2421 | 481-43F | 0 | 0 | 0 | 0 | 0 | 0 | 0 | 0 | 0 | 0 | 0 | 0 | 0 | 0 | 0 | 0 | 0 | 0 | 0 | 0 | 0 | 0 | 0 | 0 | 0 | 0 | 0 | 0 | 0 | 0 | 0 | 0 | 0 | 0 | 0 | 0 | 0 | 0 | 0 | 0 | 0 | 0 | 0 | 0 | 0 | 0 | 0 | 5000000 | scaled
482-379F | 0 | 0 | 0 | 0 | 0% | 0% | 0% | 0 | 0 | 0 | 0 | 0 | 0 | 0 | 0 | 482 | 0 | 0 | 0 | 0 | 0 | 0 | 0 | 0 | 0 | 0 | 0 | 0 | 0 | 0 | 0 | 0 | 0 | 0 |  | 2422 | 482-379F | 0 | 0 | 0 | 0 | 0 | 0 | 0 | 0 | 0 | 0 | 0 | 0 | 0 | 0 | 0 | 0 | 0 | 0 | 0 | 0 | 0 | 0 | 0 | 0 | 0 | 0 | 0 | 0 | 0 | 0 | 0 | 0 | 0 | 0 | 0 | 0 | 0 | 0 | 0 | 0 | 0 | 0 | 0 | 0 | 0 | 0 | 0 | 5000000 | scaled
482-380 | 0 | 0 | 0 | 0 | 0% | 0% | 0% | 0 | 0 | 0 | 0 | 0 | 0 | 0 | 0 | 482 | 0 | 0 | 0 | 0 | 0 | 0 | 0 | 0 | 0 | 0 | 0 | 0 | 0 | 0 | 0 | 0 | 0 | 0 |  | 2423 | 482-380 | 0 | 0 | 0 | 0 | 0 | 0 | 0 | 0 | 0 | 0 | 0 | 0 | 0 | 0 | 0 | 0 | 0 | 0 | 0 | 0 | 0 | 0 | 0 | 0 | 0 | 0 | 0 | 0 | 0 | 0 | 0 | 0 | 0 | 0 | 0 | 0 | 0 | 0 | 0 | 0 | 0 | 0 | 0 | 0 | 0 | 0 | 0 | 5000000 | scaled
482-381F | 1246.9829 | 166.6817 | 0 | 1080.3012 | 13.37% | 0% | 86.63% | 102.8368 | 163.314 | 0 | 102.8368 | 0 | 0 | 163.314 | 0 | 482 | 0.0044034 | 0.002631 | 0.0015894 | 283186.39 | 0.81289 | 264.817 | 981.353 | 184.6055 | 60139.2133 | 222862.5713 | 434871.2103 | 0 | 434871.2103 | 0 | 681810.0692 | 0 | 681810.0692 | 0 |  | 2424 | 482-381F | 1246.9829 | 1144.1462 | 1083.6689 | 166.6817 | 63.8449 | 3.3677 | 0 | 0 | 0 | 1080.3012 | 0.81289 | 0.81289 | 0.81289 | 0 | 0 | 0 | 0 | 0 | 0 | 0.81289 | 981.353 | 981.353 | 981.353 | 0 | 0 | 0 | 0 | 0 | 0 | 981.353 | 264.817 | 161.9802 | 101.503 | 166.6817 | 63.8449 | 3.3677 | 0 | 0 | 0 | 98.1353 | 0.0028718 | 0.0010994 | 5.78e-05 | 0 | 0 | 0 | 0.0015316 | 5000000 | scaled
482-382F | 4259.0257 | 2416.5377 | 0 | 1842.4879 | 56.74% | 0% | 43.26% | 1490.5376 | 2368.2183 | 0 | 1490.5376 | 0 | 0 | 2368.2183 | 0 | 482 | 0.0074466 | 0.0044268 | 0.002652 | 571942.3194 | 1.3864 | 2583.9106 | 1673.7287 | 186.1807 | 346991.9959 | 224764.1428 | 625392.6296 | 0 | 625392.6296 | 0 | 712974.1311 | 0 | 712974.1311 | 0 |  | 2425 | 482-382F | 4259.0257 | 2768.4881 | 1890.8074 | 2416.5377 | 926.0001 | 48.3195 | 0 | 0 | 0 | 1842.4879 | 1.3864 | 1.3864 | 1.3864 | 0 | 0 | 0 | 0 | 0 | 0 | 1.3864 | 1673.7287 | 1673.7287 | 1673.7287 | 0 | 0 | 0 | 0 | 0 | 0 | 1673.7287 | 2583.9106 | 1093.373 | 215.6923 | 2416.5377 | 926.0001 | 48.3195 | 0 | 0 | 0 | 167.3729 | 0.0048928 | 0.001873 | 9.82e-05 | 0 | 0 | 0 | 0.0025538 | 5000000 | scaled
482-939F | 0 | 0 | 0 | 0 | 0% | 0% | 0% | 0 | 0 | 0 | 0 | 0 | 0 | 0 | 0 | 482 | 0 | 0 | 0 | 0 | 0 | 0 | 0 | 0 | 0 | 0 | 0 | 0 | 0 | 0 | 0 | 0 | 0 | 0 |  | 2426 | 482-939F | 0 | 0 | 0 | 0 | 0 | 0 | 0 | 0 | 0 | 0 | 0 | 0 | 0 | 0 | 0 | 0 | 0 | 0 | 0 | 0 | 0 | 0 | 0 | 0 | 0 | 0 | 0 | 0 | 0 | 0 | 0 | 0 | 0 | 0 | 0 | 0 | 0 | 0 | 0 | 0 | 0 | 0 | 0 | 0 | 0 | 0 | 0 | 5000000 | scaled
482-940 | 0 | 0 | 0 | 0 | 0% | 0% | 0% | 0 | 0 | 0 | 0 | 0 | 0 | 0 | 0 | 482 | 0 | 0 | 0 | 0 | 0 | 0 | 0 | 0 | 0 | 0 | 0 | 0 | 0 | 0 | 0 | 0 | 0 | 0 |  | 2427 | 482-940 | 0 | 0 | 0 | 0 | 0 | 0 | 0 | 0 | 0 | 0 | 0 | 0 | 0 | 0 | 0 | 0 | 0 | 0 | 0 | 0 | 0 | 0 | 0 | 0 | 0 | 0 | 0 | 0 | 0 | 0 | 0 | 0 | 0 | 0 | 0 | 0 | 0 | 0 | 0 | 0 | 0 | 0 | 0 | 0 | 0 | 0 | 0 | 5000000 | scaled
486-54AE | 0 | 0 | 0 | 0 | 0% | 0% | 0% | 0 | 0 | 0 | 0 | 0 | 0 | 0 | 0 | 486 | 0 | 0 | 0 | 0 | 0 | 0 | 0 | 0 | 0 | 0 | 0 | 0 | 0 | 0 | 0 | 0 | 0 | 0 |  | 2428 | 486-54AE | 0 | 0 | 0 | 0 | 0 | 0 | 0 | 0 | 0 | 0 | 0 | 0 | 0 | 0 | 0 | 0 | 0 | 0 | 0 | 0 | 0 | 0 | 0 | 0 | 0 | 0 | 0 | 0 | 0 | 0 | 0 | 0 | 0 | 0 | 0 | 0 | 0 | 0 | 0 | 0 | 0 | 0 | 0 | 0 | 0 | 0 | 0 | 5000000 | scaled
486-55AE | 0 | 0 | 0 | 0 | 0% | 0% | 0% | 0 | 0 | 0 | 0 | 0 | 0 | 0 | 0 | 486 | 0 | 0 | 0 | 0 | 0 | 0 | 0 | 0 | 0 | 0 | 0 | 0 | 0 | 0 | 0 | 0 | 0 | 0 |  | 2429 | 486-55AE | 0 | 0 | 0 | 0 | 0 | 0 | 0 | 0 | 0 | 0 | 0 | 0 | 0 | 0 | 0 | 0 | 0 | 0 | 0 | 0 | 0 | 0 | 0 | 0 | 0 | 0 | 0 | 0 | 0 | 0 | 0 | 0 | 0 | 0 | 0 | 0 | 0 | 0 | 0 | 0 | 0 | 0 | 0 | 0 | 0 | 0 | 0 | 5000000 | scaled
486-56 | 0 | 0 | 0 | 0 | 0% | 0% | 0% | 0 | 0 | 0 | 0 | 0 | 0 | 0 | 0 | 486 | 0 | 0 | 0 | 0 | 0 | 0 | 0 | 0 | 0 | 0 | 0 | 0 | 0 | 0 | 0 | 0 | 0 | 0 |  | 2430 | 486-56 | 0 | 0 | 0 | 0 | 0 | 0 | 0 | 0 | 0 | 0 | 0 | 0 | 0 | 0 | 0 | 0 | 0 | 0 | 0 | 0 | 0 | 0 | 0 | 0 | 0 | 0 | 0 | 0 | 0 | 0 | 0 | 0 | 0 | 0 | 0 | 0 | 0 | 0 | 0 | 0 | 0 | 0 | 0 | 0 | 0 | 0 | 0 | 5000000 | scaled
486-57AE | 0 | 0 | 0 | 0 | 0% | 0% | 0% | 0 | 0 | 0 | 0 | 0 | 0 | 0 | 0 | 486 | 0 | 0 | 0 | 0 | 0 | 0 | 0 | 0 | 0 | 0 | 0 | 0 | 0 | 0 | 0 | 0 | 0 | 0 |  | 2431 | 486-57AE | 0 | 0 | 0 | 0 | 0 | 0 | 0 | 0 | 0 | 0 | 0 | 0 | 0 | 0 | 0 | 0 | 0 | 0 | 0 | 0 | 0 | 0 | 0 | 0 | 0 | 0 | 0 | 0 | 0 | 0 | 0 | 0 | 0 | 0 | 0 | 0 | 0 | 0 | 0 | 0 | 0 | 0 | 0 | 0 | 0 | 0 | 0 | 5000000 | scaled
486-61R | 415568.1768 | 410126.658 | 0 | 5441.5188 | 98.69% | 0% | 1.309% | 252376.5886 | 401851.6706 | 44715.6094 | 2693.2387 | 204967.7404 | 71148.65 | 4579.3897 | 326123.631 | 486 | 0.031655 | 0.017161 | 0.0081966 | 13128042.2299 | 72618.4726 | 5177.7146 | 337771.9896 | 2294060.1029 | 163567.0389 | 10670415.0881 | 9509555.9769 | 1684885.2476 | 101481.3007 | 7723189.4285 | 1673438.5263 | 296285.6712 | 19070.0391 | 1358082.816 |  | 2432 | 486-61R | 415568.1768 | 163191.5882 | 13716.5062 | 410126.658 | 157750.0694 | 8274.9874 | 0 | 0 | 0 | 5441.5188 | 72618.4726 | 27902.8631 | 1469.8226 | 332828.8766 | 27898.7686 | 1465.728 | 0 | 0 | 0 | 4.0946 | 337771.9896 | 132804.2492 | 11648.3587 | 332828.8766 | 127861.1362 | 6705.2457 | 0 | 0 | 0 | 4943.113 | 5177.7146 | 2484.4759 | 598.325 | 4683.4033 | 1990.1646 | 104.0137 | 0 | 0 | 0 | 494.3113 | 0.023952 | 0.0094574 | 0.0004932 | 0 | 0 | 0 | 0.0077034 | 5000000 | scaled
486-91 | 14792.1014 | 13412.2259 | 0 | 1379.8755 | 90.67% | 0% | 9.328% | 6526.4959 | 12741.2862 | 268.463 | 4877.1575 | 1380.8754 | 521.8321 | 9529.0707 | 2690.3834 | 486 | 0.0056232 | 0.0035608 | 0.00203 | 2630548.6916 | 590.6767 | 9909.6819 | 4291.7429 | 105042.797 | 1762285.1555 | 763220.7391 | 2321277.6728 | 95484.1774 | 1734657.772 | 491135.7234 | 1010253.785 | 41375.9498 | 755557.9257 | 213319.9094 |  | 2433 | 486-91 | 14792.1014 | 8265.6055 | 2050.8152 | 13412.2259 | 6885.73 | 670.9397 | 0 | 0 | 0 | 1379.8755 | 590.6767 | 322.2137 | 68.8446 | 3038.2545 | 321.1754 | 67.8063 | 0 | 0 | 0 | 1.0383 | 4291.7429 | 2910.8674 | 1601.3595 | 3038.2545 | 1657.3791 | 347.8711 | 0 | 0 | 0 | 1253.4884 | 9909.6819 | 5032.5244 | 380.6111 | 9784.3331 | 4907.1756 | 255.2623 | 0 | 0 | 0 | 125.3488 | 0.0036772 | 0.0016148 | 8.4e-05 | 0 | 0 | 0 | 0.001946 | 5000000 | scaled
488-32R | 3764.3825 | 1623.1831 | 0 | 2141.1994 | 43.12% | 0% | 56.88% | 846.0638 | 1582.3448 | 0 | 846.0638 | 0 | 0 | 1582.3448 | 0 | 488 | 0.008362 | 0.0054172 | 0.0031234 | 450177.2866 | 1.6112 | 1817.6911 | 1945.0802 | 192.6792 | 217375.1588 | 232609.4486 | 538713.4803 | 0 | 538713.4803 | 0 | 698609.7319 | 0 | 698609.7319 | 0 |  | 2434 | 488-32R | 3764.3825 | 2918.3187 | 2182.0376 | 1623.1831 | 777.1193 | 40.8382 | 0 | 0 | 0 | 2141.1994 | 1.6112 | 1.6112 | 1.6112 | 0 | 0 | 0 | 0 | 0 | 0 | 1.6112 | 1945.0802 | 1945.0802 | 1945.0802 | 0 | 0 | 0 | 0 | 0 | 0 | 1945.0802 | 1817.6911 | 971.6273 | 235.3462 | 1623.1831 | 777.1193 | 40.8382 | 0 | 0 | 0 | 194.508 | 0.0053654 | 0.0024206 | 0.0001268 | 0 | 0 | 0 | 0.0029966 | 5000000 | scaled
489-17 | 0 | 0 | 0 | 0 | 0% | 0% | 0% | 0 | 0 | 0 | 0 | 0 | 0 | 0 | 0 | 489 | 0 | 0 | 0 | 0 | 0 | 0 | 0 | 0 | 0 | 0 | 0 | 0 | 0 | 0 | 0 | 0 | 0 | 0 |  | 2435 | 489-17 | 0 | 0 | 0 | 0 | 0 | 0 | 0 | 0 | 0 | 0 | 0 | 0 | 0 | 0 | 0 | 0 | 0 | 0 | 0 | 0 | 0 | 0 | 0 | 0 | 0 | 0 | 0 | 0 | 0 | 0 | 0 | 0 | 0 | 0 | 0 | 0 | 0 | 0 | 0 | 0 | 0 | 0 | 0 | 0 | 0 | 0 | 0 | 5000000 | scaled
489-18AE | 0 | 0 | 0 | 0 | 0% | 0% | 0% | 0 | 0 | 0 | 0 | 0 | 0 | 0 | 0 | 489 | 0 | 0 | 0 | 0 | 0 | 0 | 0 | 0 | 0 | 0 | 0 | 0 | 0 | 0 | 0 | 0 | 0 | 0 |  | 2436 | 489-18AE | 0 | 0 | 0 | 0 | 0 | 0 | 0 | 0 | 0 | 0 | 0 | 0 | 0 | 0 | 0 | 0 | 0 | 0 | 0 | 0 | 0 | 0 | 0 | 0 | 0 | 0 | 0 | 0 | 0 | 0 | 0 | 0 | 0 | 0 | 0 | 0 | 0 | 0 | 0 | 0 | 0 | 0 | 0 | 0 | 0 | 0 | 0 | 5000000 | scaled
489-19AE | 9474.7637 | 7508.9402 | 0 | 1965.8235 | 79.25% | 0% | 20.75% | 5058.1298 | 7443.6835 | 1237.2236 | 712.4765 | 3108.4297 | 1793.941 | 1143.6593 | 4506.0832 | 489 | 0.008219 | 0.0049206 | 0.0028652 | 1152787.8912 | 1807.157 | 1346.3001 | 6321.3065 | 219875.5334 | 163803.3979 | 769108.9599 | 897580.3472 | 219549.0477 | 126431.1054 | 551600.194 | 708879.0393 | 170841.1096 | 108913.2929 | 429124.6368 |  | 2437 | 489-19AE | 9474.7637 | 4416.6339 | 2031.0802 | 7508.9402 | 2450.8104 | 65.2568 | 0 | 0 | 0 | 1965.8235 | 1807.157 | 569.9334 | 13.2161 | 4535.539 | 568.4542 | 11.7368 | 0 | 0 | 0 | 1.4792 | 6321.3065 | 3212.8769 | 1815.2233 | 4535.539 | 1427.1094 | 29.4558 | 0 | 0 | 0 | 1785.7675 | 1346.3001 | 633.8236 | 202.6409 | 1167.7234 | 455.2468 | 24.0641 | 0 | 0 | 0 | 178.5767 | 0.005468 | 0.0021696 | 0.0001142 | 0 | 0 | 0 | 0.002751 | 5000000 | scaled
489-33 | 526.5976 | 53.6771 | 0 | 472.9205 | 10.19% | 0% | 89.81% | 33.1208 | 52.6007 | 0 | 33.1208 | 0 | 0 | 52.6007 | 0 | 489 | 0.0028464 | 0.0015008 | 0.0007092 | 185004.7792 | 0.35586 | 96.6375 | 429.6042 | 125.0202 | 33950.7849 | 150928.9741 | 328809.1465 | 0 | 328809.1465 | 0 | 668354.3807 | 0 | 668354.3807 | 0 |  | 2438 | 489-33 | 526.5976 | 493.4768 | 473.9969 | 53.6771 | 20.5563 | 1.0764 | 0 | 0 | 0 | 472.9205 | 0.35586 | 0.35586 | 0.35586 | 0 | 0 | 0 | 0 | 0 | 0 | 0.35586 | 429.6042 | 429.6042 | 429.6042 | 0 | 0 | 0 | 0 | 0 | 0 | 429.6042 | 96.6375 | 63.5167 | 44.0368 | 53.6771 | 20.5563 | 1.0764 | 0 | 0 | 0 | 42.9604 | 0.0021808 | 0.0008352 | 4.36e-05 | 0 | 0 | 0 | 0.0006656 | 5000000 | scaled
490-22 | 0 | 0 | 0 | 0 | 0% | 0% | 0% | 0 | 0 | 0 | 0 | 0 | 0 | 0 | 0 | 490 | 0 | 0 | 0 | 0 | 0 | 0 | 0 | 0 | 0 | 0 | 0 | 0 | 0 | 0 | 0 | 0 | 0 | 0 |  | 2439 | 490-22 | 0 | 0 | 0 | 0 | 0 | 0 | 0 | 0 | 0 | 0 | 0 | 0 | 0 | 0 | 0 | 0 | 0 | 0 | 0 | 0 | 0 | 0 | 0 | 0 | 0 | 0 | 0 | 0 | 0 | 0 | 0 | 0 | 0 | 0 | 0 | 0 | 0 | 0 | 0 | 0 | 0 | 0 | 0 | 0 | 0 | 0 | 0 | 5000000 | scaled
490-23 | 4294.7661 | 4145.4612 | 0 | 149.3049 | 96.52% | 0% | 3.476% | 2581.2777 | 4145.4197 | 421.6115 | 1.3452 | 2158.321 | 677.1141 | 2.1403 | 3466.1654 | 490 | 0.0007132 | 0.0004016 | 0.000218 | 6021825.7187 | 677.2264 | 15.7447 | 3601.795 | 949560.302 | 22076.141 | 5050189.2757 | 4266654.2861 | 696891.5385 | 2223.5894 | 3567539.1582 | 685075.053 | 111900.3574 | 353.7053 | 572820.9903 |  | 2440 | 490-23 | 4294.7661 | 1713.4884 | 149.3464 | 4145.4612 | 1564.1835 | 0.041457 | 0 | 0 | 0 | 149.3049 | 677.2264 | 255.6149 | 0.11235 | 3466.1654 | 255.5025 | 0 | 0 | 0 | 0 | 0.11235 | 3601.795 | 1443.474 | 135.6296 | 3466.1654 | 1307.8444 | 0 | 0 | 0 | 0 | 135.6296 | 15.7447 | 14.3995 | 13.6044 | 2.1817 | 0.8365 | 0.041457 | 0 | 0 | 0 | 13.563 | 0.0005052 | 0.0001936 | 1e-05 | 0 | 0 | 0 | 0.000208 | 5000000 | scaled
490-36 | 342.0263 | 309.4942 | 0 | 32.5321 | 90.49% | 0% | 9.512% | 228.6589 | 304.6263 | 23.7608 | 82.4297 | 122.4684 | 28.3035 | 130.2697 | 146.0532 | 490 | 0.000149 | 8.8e-05 | 5.22e-05 | 2295478.811 | 28.6752 | 135.8826 | 177.4685 | 192450.7467 | 911963.9832 | 1191064.081 | 1288266.3644 | 133868.815 | 464409.5036 | 689988.0458 | 716476.2332 | 66569.2834 | 306392.2243 | 343514.7255 |  | 2441 | 490-36 | 342.0263 | 113.3674 | 37.4001 | 309.4942 | 80.8353 | 4.868 | 0 | 0 | 0 | 32.5321 | 28.6752 | 4.9143 | 0.37171 | 147.9162 | 4.8898 | 0.34723 | 0 | 0 | 0 | 0.024479 | 177.4685 | 55.0002 | 31.4154 | 147.9162 | 25.4478 | 1.863 | 0 | 0 | 0 | 29.5524 | 135.8826 | 53.453 | 5.613 | 132.9274 | 50.4977 | 2.6577 | 0 | 0 | 0 | 2.9552 | 9.88e-05 | 3.78e-05 | 2e-06 | 0 | 0 | 0 | 5.02e-05 | 5000000 | scaled
492-1090F | 34628.6398 | 1567.3227 | 30642.2133 | 2419.1038 | 4.526% | 88.49% | 6.986% | 14711.9519 | 30145.4577 | 111.3522 | 12817.7384 | 1782.8613 | 160.3545 | 26623.7653 | 3361.3379 | 492 | 0.023375 | 0.013791 | 0.0049288 | 1481426.4605 | 165.471 | 28705.8404 | 5757.3284 | 7078.9123 | 1228046.8363 | 246300.7119 | 1444159.1669 | 10930.5923 | 1258218.7972 | 175009.7774 | 909588.9721 | 4838.4293 | 803327.7697 | 101422.7731 |  | 2442 | 492-1090F | 34628.6398 | 19916.6879 | 4483.1821 | 1567.3227 | 508.8085 | 20.1796 | 30642.2133 | 16988.7756 | 2043.8987 | 2419.1038 | 165.471 | 54.1188 | 5.1165 | 620.3883 | 28.8087 | 0.47019 | 42.3678 | 23.4897 | 2.826 | 1.8203 | 5757.3284 | 3974.4671 | 2395.9905 | 620.3883 | 147.2577 | 2.3954 | 2939.4097 | 1629.679 | 196.0647 | 2197.5304 | 28705.8404 | 15888.102 | 2082.0751 | 825.6515 | 332.7421 | 17.3141 | 27660.4358 | 15335.6069 | 1845.008 | 219.753 | 0.0056794 | 0.0022464 | 0.0001168 | 0.014315 | 0.0081644 | 0.0014316 | 0.0033804 | 5000000 | scaled
492-1091F | 120639.6247 | 3519.0109 | 112981.4412 | 4139.1725 | 2.917% | 93.65% | 3.431% | 52467.9091 | 108897.0045 | 264.053 | 47084.6798 | 5119.1763 | 446.817 | 98137.1047 | 10313.0828 | 492 | 0.031661 | 0.018437 | 0.0075422 | 3810402.3508 | 465.43 | 105429.0789 | 14745.1158 | 14700.607 | 3329977.2863 | 465724.4575 | 3697629.4722 | 18608.9045 | 3318251.1456 | 360769.4221 | 1556922.4007 | 6388.2331 | 1403085.9462 | 147448.2214 |  | 2443 | 492-1091F | 120639.6247 | 68171.7155 | 11742.6201 | 3519.0109 | 1337.0442 | 69.979 | 112981.4412 | 62695.4988 | 7533.4686 | 4139.1725 | 465.43 | 201.377 | 18.613 | 1287.9731 | 122.8273 | 6.4342 | 135.939 | 75.4351 | 9.0643 | 3.1146 | 14745.1158 | 9625.9394 | 4432.033 | 1287.9731 | 484.7915 | 25.3898 | 9697.09 | 5381.0952 | 646.5905 | 3760.0527 | 105429.0789 | 58344.3991 | 7291.9742 | 1904.6614 | 729.4253 | 38.155 | 103148.4122 | 57238.9685 | 6877.8139 | 376.0053 | 0.011507 | 0.0044072 | 0.0002304 | 0.014268 | 0.0081444 | 0.0014268 | 0.005885 | 5000000 | scaled
492-1092F | 23835.7837 | 0 | 23835.7837 | 0 | 0% | 100% | 0% | 3794.3892 | 7940.4051 | 4.7436 | 3340.5672 | 449.0784 | 9.9269 | 6990.7052 | 939.773 | 492 | 0.014398 | 0.014398 | 0.014398 | 1655492.6847 | 29.7988 | 20984.9416 | 2821.0433 | 2069.6472 | 1457490.0375 | 195933 | 1391956.8302 | 1740.1826 | 1225473.9821 | 164742.6655 | 1103999.0666 | 1380.1865 | 971956.9624 | 130661.9178 |  | 2444 | 492-1092F | 23835.7837 | 20041.3944 | 15895.3786 | 0 | 0 | 0 | 23835.7837 | 20041.3944 | 15895.3786 | 0 | 29.7988 | 25.0551 | 19.8719 | 0 | 0 | 0 | 29.7988 | 25.0551 | 19.8719 | 0 | 2821.0433 | 2371.9649 | 1881.2703 | 0 | 0 | 0 | 2821.0433 | 2371.9649 | 1881.2703 | 0 | 20984.9416 | 17644.3744 | 13994.2363 | 0 | 0 | 0 | 20984.9416 | 17644.3744 | 13994.2363 | 0 | 0 | 0 | 0 | 0.014398 | 0.014398 | 0.014398 | 0 | 5000000 | scaled
492-1093 | 0 | 0 | 0 | 0 | 0% | 0% | 0% | 0 | 0 | 0 | 0 | 0 | 0 | 0 | 0 | 492 | 0 | 0 | 0 | 0 | 0 | 0 | 0 | 0 | 0 | 0 | 0 | 0 | 0 | 0 | 0 | 0 | 0 | 0 |  | 2445 | 492-1093 | 0 | 0 | 0 | 0 | 0 | 0 | 0 | 0 | 0 | 0 | 0 | 0 | 0 | 0 | 0 | 0 | 0 | 0 | 0 | 0 | 0 | 0 | 0 | 0 | 0 | 0 | 0 | 0 | 0 | 0 | 0 | 0 | 0 | 0 | 0 | 0 | 0 | 0 | 0 | 0 | 0 | 0 | 0 | 0 | 0 | 0 | 0 | 5000000 | scaled
492-14R | 216578.3188 | 7045.9823 | 202388.9966 | 7143.3398 | 3.253% | 93.45% | 3.298% | 94878.6963 | 195793.9461 | 548.0049 | 84880.3593 | 9450.3321 | 914.0667 | 176026.1684 | 18853.711 | 492 | 0.045206 | 0.026254 | 0.011917 | 4790877.3704 | 950.433 | 189068.0683 | 26559.8174 | 21024.3019 | 4182329.677 | 587523.3915 | 4635399.1118 | 26773.3608 | 4146919.7778 | 461705.9732 | 1744094.3709 | 8142.3281 | 1568006.854 | 167945.1888 |  | 2446 | 492-14R | 216578.3188 | 121699.6224 | 20784.3726 | 7045.9823 | 2651.6052 | 139.8717 | 202388.9966 | 111904.6774 | 13501.1611 | 7143.3398 | 950.433 | 402.4281 | 36.3663 | 2585.9291 | 250.862 | 13.3534 | 264.3986 | 146.1909 | 17.6378 | 5.3751 | 26559.8174 | 17109.4854 | 7706.1064 | 2585.9291 | 952.7359 | 50.6527 | 17484.8296 | 9667.6907 | 1166.3949 | 6489.0588 | 189068.0683 | 104187.709 | 13041.8999 | 3779.394 | 1448.0073 | 75.8656 | 184639.7684 | 102090.7958 | 12317.1284 | 648.9059 | 0.020949 | 0.008112 | 0.000425 | 0.014184 | 0.0080688 | 0.0014184 | 0.010074 | 5000000 | scaled
492-343R | 272427.2085 | 101317.294 | 168994.8101 | 2115.1043 | 37.19% | 62.03% | 0.7764% | 138981.5395 | 257402.507 | 9520.5066 | 80513.7141 | 48947.3188 | 14959.0585 | 162441.7463 | 80001.7023 | 492 | 0.024839 | 0.013991 | 0.00453 | 10967632.1507 | 15203.4896 | 173312.6244 | 83911.0946 | 612076.4587 | 6977383.5055 | 3378172.1865 | 9537965.0518 | 653369.2127 | 5525460.3901 | 3359135.449 | 3316711.1465 | 192752.109 | 2093112.2881 | 1030846.7493 |  | 2447 | 492-343R | 272427.2085 | 133445.669 | 15024.7015 | 101317.294 | 37845.9544 | 1633.965 | 168994.8101 | 93484.6103 | 11275.6322 | 2115.1043 | 15203.4896 | 5682.983 | 244.4311 | 67765.4306 | 5576.1245 | 230.1428 | 190.2941 | 105.2669 | 12.6968 | 1.5915 | 83911.0946 | 34963.7758 | 3909.3923 | 67765.4306 | 25173.8034 | 1038.9474 | 14224.2887 | 7868.5972 | 949.0697 | 1921.3753 | 173312.6244 | 92798.9103 | 10870.8781 | 18540.2595 | 7096.0266 | 364.8748 | 154580.2274 | 85510.7462 | 10313.8658 | 192.1375 | 0.0076116 | 0.0029154 | 0.0001518 | 0.014277 | 0.0081252 | 0.0014278 | 0.0029504 | 5000000 | scaled
492-611F | 25027.8952 | 0 | 25027.8952 | 0 | 0% | 100% | 0% | 4002.525 | 8337.1071 | 4.6862 | 3610.647 | 387.1918 | 9.7611 | 7520.8401 | 806.5058 | 492 | 0.014497 | 0.014497 | 0.014497 | 1726466.5669 | 29.3028 | 22577.4718 | 2421.1207 | 2021.3554 | 1557432.2115 | 167013 | 1450365.6197 | 1698.0951 | 1308363.6706 | 140303.8541 | 1151358.814 | 1348.0165 | 1038631.9308 | 111378.8667 |  | 2448 | 492-611F | 25027.8952 | 21025.3702 | 16690.7882 | 0 | 0 | 0 | 25027.8952 | 21025.3702 | 16690.7882 | 0 | 29.3028 | 24.6166 | 19.5417 | 0 | 0 | 0 | 29.3028 | 24.6166 | 19.5417 | 0 | 2421.1207 | 2033.9289 | 1614.6149 | 0 | 0 | 0 | 2421.1207 | 2033.9289 | 1614.6149 | 0 | 22577.4718 | 18966.8248 | 15056.6316 | 0 | 0 | 0 | 22577.4718 | 18966.8248 | 15056.6316 | 0 | 0 | 0 | 0 | 0.014497 | 0.014497 | 0.014497 | 0 | 5000000 | scaled
492-612F | 152.4695 | 0 | 152.4695 | 0 | 0% | 100% | 0% | 24.3289 | 50.7902 | 0.015978 | 19.2894 | 5.0235 | 0.033357 | 40.2695 | 10.4874 | 492 | 0.014515 | 0.014515 | 0.014515 | 10504.4133 | 0.10014 | 120.8867 | 31.4826 | 6.8988 | 8328.5145 | 2169 | 8828.2675 | 5.798 | 6999.5679 | 1822.9016 | 7005.2098 | 4.6007 | 5554.1409 | 1446.4682 |  | 2449 | 492-612F | 152.4695 | 128.1405 | 101.6792 | 0 | 0 | 0 | 152.4695 | 128.1405 | 101.6792 | 0 | 0.10014 | 0.084157 | 0.066778 | 0 | 0 | 0 | 0.10014 | 0.084157 | 0.066778 | 0 | 31.4826 | 26.4591 | 20.9952 | 0 | 0 | 0 | 31.4826 | 26.4591 | 20.9952 | 0 | 120.8867 | 101.5973 | 80.6172 | 0 | 0 | 0 | 120.8867 | 101.5973 | 80.6172 | 0 | 0 | 0 | 0 | 0.014515 | 0.014515 | 0.014515 | 0 | 5000000 | scaled
492-613 | 0 | 0 | 0 | 0 | 0% | 0% | 0% | 0 | 0 | 0 | 0 | 0 | 0 | 0 | 0 | 492 | 0 | 0 | 0 | 0 | 0 | 0 | 0 | 0 | 0 | 0 | 0 | 0 | 0 | 0 | 0 | 0 | 0 | 0 |  | 2450 | 492-613 | 0 | 0 | 0 | 0 | 0 | 0 | 0 | 0 | 0 | 0 | 0 | 0 | 0 | 0 | 0 | 0 | 0 | 0 | 0 | 0 | 0 | 0 | 0 | 0 | 0 | 0 | 0 | 0 | 0 | 0 | 0 | 0 | 0 | 0 | 0 | 0 | 0 | 0 | 0 | 0 | 0 | 0 | 0 | 0 | 0 | 0 | 0 | 5000000 | scaled
492-614F | 13465.9245 | 0 | 13465.9245 | 0 | 0% | 100% | 0% | 2149.3155 | 4485.987 | 2.9624 | 1971.8224 | 174.5307 | 6.1831 | 4115.5288 | 364.2752 | 492 | 0.014542 | 0.014542 | 0.014542 | 925976.7614 | 18.5602 | 12353.8921 | 1093.4721 | 1276.2824 | 849508.479 | 75192 | 778180.2817 | 1072.5732 | 713917.2116 | 63190.497 | 617500.3739 | 851.1065 | 566506.4451 | 50142.8222 |  | 2451 | 492-614F | 13465.9245 | 11316.6089 | 8979.9374 | 0 | 0 | 0 | 13465.9245 | 11316.6089 | 8979.9374 | 0 | 18.5602 | 15.5978 | 12.3771 | 0 | 0 | 0 | 18.5602 | 15.5978 | 12.3771 | 0 | 1093.4721 | 918.9415 | 729.197 | 0 | 0 | 0 | 1093.4721 | 918.9415 | 729.197 | 0 | 12353.8921 | 10382.0697 | 8238.3633 | 0 | 0 | 0 | 12353.8921 | 10382.0697 | 8238.3633 | 0 | 0 | 0 | 0 | 0.014542 | 0.014542 | 0.014542 | 0 | 5000000 | scaled
492-8AE | 24407.8389 | 0 | 24407.8389 | 0 | 0% | 100% | 0% | 3896.1327 | 8131.0206 | 4.1777 | 3574.9066 | 317.0484 | 8.7187 | 7460.6389 | 661.663 | 492 | 0.014535 | 0.014535 | 0.014535 | 1679222.7756 | 26.172 | 22395.4754 | 1986.1915 | 1800.5931 | 1540775.1825 | 136647 | 1411174.6796 | 1513.1711 | 1294826.9617 | 114834.5468 | 1119820.7325 | 1200.7588 | 1027494.3972 | 91125.5766 |  | 2452 | 492-8AE | 24407.8389 | 20511.7062 | 16276.8183 | 0 | 0 | 0 | 24407.8389 | 20511.7062 | 16276.8183 | 0 | 26.172 | 21.9942 | 17.4533 | 0 | 0 | 0 | 26.172 | 21.9942 | 17.4533 | 0 | 1986.1915 | 1669.1431 | 1324.5285 | 0 | 0 | 0 | 1986.1915 | 1669.1431 | 1324.5285 | 0 | 22395.4754 | 18820.5689 | 14934.8366 | 0 | 0 | 0 | 22395.4754 | 18820.5689 | 14934.8366 | 0 | 0 | 0 | 0 | 0.014535 | 0.014535 | 0.014535 | 0 | 5000000 | scaled
493-478R | 28207.5301 | 24872.3499 | 0 | 3335.1802 | 88.18% | 0% | 11.82% | 12843.1677 | 24362.8466 | 2174.9415 | 1887.8274 | 8780.3988 | 4217.9184 | 3121.2074 | 17023.7208 | 493 | 0.014664 | 0.0086588 | 0.00488 | 1923564.1991 | 4308.2366 | 3491.3324 | 20407.9611 | 293792.8125 | 238085.435 | 1391685.9517 | 1774421.6804 | 300491.5482 | 260823.6456 | 1213106.4866 | 787844.988 | 136398.9157 | 100933.5097 | 550512.5626 |  | 2453 | 493-478R | 28207.5301 | 15364.3624 | 3844.6835 | 24872.3499 | 12029.1822 | 509.5033 | 0 | 0 | 0 | 3335.1802 | 4308.2366 | 2133.2951 | 90.3182 | 17378.2606 | 2130.7855 | 87.8086 | 0 | 0 | 0 | 2.5096 | 20407.9611 | 11627.5623 | 3384.2403 | 17378.2606 | 8597.8617 | 354.5398 | 0 | 0 | 0 | 3029.7006 | 3491.3324 | 1603.5051 | 370.125 | 3188.3624 | 1300.535 | 67.155 | 0 | 0 | 0 | 302.9701 | 0.0099926 | 0.0039872 | 0.0002084 | 0 | 0 | 0 | 0.0046716 | 5000000 | scaled
493-480R | 7277.9222 | 7100.9362 | 0 | 176.9861 | 97.57% | 0% | 2.432% | 3413.1021 | 6810.6684 | 536.497 | 130.1651 | 2746.44 | 1050.3855 | 382.8852 | 5377.3977 | 493 | 0.0008656 | 0.0005632 | 0.000262 | 8407950.8087 | 1095.5349 | 413.7981 | 5768.5892 | 1265636.3889 | 478047.7354 | 6664266.6844 | 6862251.5643 | 1078660.2 | 261704.9705 | 5521886.3938 | 1783411.5772 | 275049.3076 | 100260.6297 | 1408101.6399 |  | 2454 | 493-480R | 7277.9222 | 3864.8201 | 467.2538 | 7100.9362 | 3687.834 | 290.2678 | 0 | 0 | 0 | 176.9861 | 1095.5349 | 559.0378 | 45.1494 | 5607.8139 | 558.9047 | 45.0162 | 0 | 0 | 0 | 0.13318 | 5768.5892 | 3022.1492 | 391.1915 | 5607.8139 | 2861.3739 | 230.4162 | 0 | 0 | 0 | 160.7753 | 413.7981 | 283.633 | 30.9129 | 397.7206 | 267.5555 | 14.8354 | 0 | 0 | 0 | 16.0775 | 0.0006202 | 0.0003178 | 1.66e-05 | 0 | 0 | 0 | 0.0002454 | 5000000 | scaled
493-485F | 12882.572 | 12564.7605 | 0 | 317.8115 | 97.53% | 0% | 2.467% | 7318.2733 | 12424.9935 | 1534.5417 | 561.3406 | 5222.391 | 2598.4493 | 983.1371 | 8843.4071 | 493 | 0.0014534 | 0.0008784 | 0.000475 | 8863748.4695 | 2625.1784 | 1035.121 | 9222.2726 | 1806232.58 | 712206.5681 | 6345309.3214 | 6334584.1222 | 1328275.5647 | 485887.7012 | 4520420.8563 | 963323.17 | 201460.5836 | 76223.6779 | 685638.9084 |  | 2455 | 493-485F | 12882.572 | 5564.2987 | 457.5785 | 12564.7605 | 5246.4872 | 139.767 | 0 | 0 | 0 | 317.8115 | 2625.1784 | 1090.6367 | 26.7291 | 8933.5704 | 1090.3976 | 26.49 | 0 | 0 | 0 | 0.23914 | 9222.2726 | 3999.8815 | 378.8654 | 8933.5704 | 3711.1794 | 90.1633 | 0 | 0 | 0 | 288.7021 | 1035.121 | 473.7805 | 51.984 | 1006.2508 | 444.9102 | 23.1138 | 0 | 0 | 0 | 28.8702 | 0.0010008 | 0.0004258 | 2.24e-05 | 0 | 0 | 0 | 0.0004526 | 5000000 | scaled
493-486 | 0 | 0 | 0 | 0 | 0% | 0% | 0% | 0 | 0 | 0 | 0 | 0 | 0 | 0 | 0 | 493 | 0 | 0 | 0 | 0 | 0 | 0 | 0 | 0 | 0 | 0 | 0 | 0 | 0 | 0 | 0 | 0 | 0 | 0 |  | 2456 | 493-486 | 0 | 0 | 0 | 0 | 0 | 0 | 0 | 0 | 0 | 0 | 0 | 0 | 0 | 0 | 0 | 0 | 0 | 0 | 0 | 0 | 0 | 0 | 0 | 0 | 0 | 0 | 0 | 0 | 0 | 0 | 0 | 0 | 0 | 0 | 0 | 0 | 0 | 0 | 0 | 0 | 0 | 0 | 0 | 0 | 0 | 0 | 0 | 5000000 | scaled
493-491F | 0 | 0 | 0 | 0 | 0% | 0% | 0% | 0 | 0 | 0 | 0 | 0 | 0 | 0 | 0 | 493 | 0 | 0 | 0 | 0 | 0 | 0 | 0 | 0 | 0 | 0 | 0 | 0 | 0 | 0 | 0 | 0 | 0 | 0 |  | 2457 | 493-491F | 0 | 0 | 0 | 0 | 0 | 0 | 0 | 0 | 0 | 0 | 0 | 0 | 0 | 0 | 0 | 0 | 0 | 0 | 0 | 0 | 0 | 0 | 0 | 0 | 0 | 0 | 0 | 0 | 0 | 0 | 0 | 0 | 0 | 0 | 0 | 0 | 0 | 0 | 0 | 0 | 0 | 0 | 0 | 0 | 0 | 0 | 0 | 5000000 | scaled
496-20 | 0 | 0 | 0 | 0 | 0% | 0% | 0% | 0 | 0 | 0 | 0 | 0 | 0 | 0 | 0 | 496 | 0 | 0 | 0 | 0 | 0 | 0 | 0 | 0 | 0 | 0 | 0 | 0 | 0 | 0 | 0 | 0 | 0 | 0 |  | 2458 | 496-20 | 0 | 0 | 0 | 0 | 0 | 0 | 0 | 0 | 0 | 0 | 0 | 0 | 0 | 0 | 0 | 0 | 0 | 0 | 0 | 0 | 0 | 0 | 0 | 0 | 0 | 0 | 0 | 0 | 0 | 0 | 0 | 0 | 0 | 0 | 0 | 0 | 0 | 0 | 0 | 0 | 0 | 0 | 0 | 0 | 0 | 0 | 0 | 5000000 | scaled
496-21 | 391.8963 | 7.6049 | 0 | 384.2914 | 1.941% | 0% | 98.06% | 4.6917 | 7.4512 | 0 | 4.6917 | 0 | 0 | 7.4512 | 0 | 496 | 0.0013684 | 0.0008614 | 0.0005632 | 286390.1583 | 0.28917 | 42.5142 | 349.093 | 211.3175 | 31068.5151 | 255110.3257 | 449506.1096 | 0 | 449506.1096 | 0 | 682608.3955 | 0 | 682608.3955 | 0 |  | 2459 | 496-21 | 391.8963 | 387.2046 | 384.445 | 7.6049 | 2.9131 | 0.15361 | 0 | 0 | 0 | 384.2914 | 0.28917 | 0.28917 | 0.28917 | 0 | 0 | 0 | 0 | 0 | 0 | 0.28917 | 349.093 | 349.093 | 349.093 | 0 | 0 | 0 | 0 | 0 | 0 | 349.093 | 42.5142 | 37.8224 | 35.0629 | 7.6049 | 2.9131 | 0.15361 | 0 | 0 | 0 | 34.9093 | 0.0008218 | 0.0003148 | 1.66e-05 | 0 | 0 | 0 | 0.0005466 | 5000000 | scaled
496-259F | 0 | 0 | 0 | 0 | 0% | 0% | 0% | 0 | 0 | 0 | 0 | 0 | 0 | 0 | 0 | 496 | 0 | 0 | 0 | 0 | 0 | 0 | 0 | 0 | 0 | 0 | 0 | 0 | 0 | 0 | 0 | 0 | 0 | 0 |  | 2460 | 496-259F | 0 | 0 | 0 | 0 | 0 | 0 | 0 | 0 | 0 | 0 | 0 | 0 | 0 | 0 | 0 | 0 | 0 | 0 | 0 | 0 | 0 | 0 | 0 | 0 | 0 | 0 | 0 | 0 | 0 | 0 | 0 | 0 | 0 | 0 | 0 | 0 | 0 | 0 | 0 | 0 | 0 | 0 | 0 | 0 | 0 | 0 | 0 | 5000000 | scaled
496-260 | 0 | 0 | 0 | 0 | 0% | 0% | 0% | 0 | 0 | 0 | 0 | 0 | 0 | 0 | 0 | 496 | 0 | 0 | 0 | 0 | 0 | 0 | 0 | 0 | 0 | 0 | 0 | 0 | 0 | 0 | 0 | 0 | 0 | 0 |  | 2461 | 496-260 | 0 | 0 | 0 | 0 | 0 | 0 | 0 | 0 | 0 | 0 | 0 | 0 | 0 | 0 | 0 | 0 | 0 | 0 | 0 | 0 | 0 | 0 | 0 | 0 | 0 | 0 | 0 | 0 | 0 | 0 | 0 | 0 | 0 | 0 | 0 | 0 | 0 | 0 | 0 | 0 | 0 | 0 | 0 | 0 | 0 | 0 | 0 | 5000000 | scaled
496-7 | 0 | 0 | 0 | 0 | 0% | 0% | 0% | 0 | 0 | 0 | 0 | 0 | 0 | 0 | 0 | 496 | 0 | 0 | 0 | 0 | 0 | 0 | 0 | 0 | 0 | 0 | 0 | 0 | 0 | 0 | 0 | 0 | 0 | 0 |  | 2462 | 496-7 | 0 | 0 | 0 | 0 | 0 | 0 | 0 | 0 | 0 | 0 | 0 | 0 | 0 | 0 | 0 | 0 | 0 | 0 | 0 | 0 | 0 | 0 | 0 | 0 | 0 | 0 | 0 | 0 | 0 | 0 | 0 | 0 | 0 | 0 | 0 | 0 | 0 | 0 | 0 | 0 | 0 | 0 | 0 | 0 | 0 | 0 | 0 | 5000000 | scaled
496-8 | 0 | 0 | 0 | 0 | 0% | 0% | 0% | 0 | 0 | 0 | 0 | 0 | 0 | 0 | 0 | 496 | 0 | 0 | 0 | 0 | 0 | 0 | 0 | 0 | 0 | 0 | 0 | 0 | 0 | 0 | 0 | 0 | 0 | 0 |  | 2463 | 496-8 | 0 | 0 | 0 | 0 | 0 | 0 | 0 | 0 | 0 | 0 | 0 | 0 | 0 | 0 | 0 | 0 | 0 | 0 | 0 | 0 | 0 | 0 | 0 | 0 | 0 | 0 | 0 | 0 | 0 | 0 | 0 | 0 | 0 | 0 | 0 | 0 | 0 | 0 | 0 | 0 | 0 | 0 | 0 | 0 | 0 | 0 | 0 | 5000000 | scaled
497-888F | 9808.2547 | 9234.8813 | 0 | 573.3735 | 94.15% | 0% | 5.846% | 2802.49 | 8603.2192 | 245.7237 | 1299.6327 | 1257.1336 | 783.3463 | 3812.4896 | 4007.3833 | 497 | 0.0031776 | 0.0023704 | 0.0008652 | 3086686.4134 | 864.1263 | 4005.0836 | 4939.0449 | 271943.0577 | 1260411.4999 | 1554331.8558 | 2955520.0763 | 259141.4466 | 1370599.2173 | 1325779.4124 | 1392782.65 | 126816.6143 | 617207.2682 | 648758.7675 |  | 2464 | 497-888F | 9808.2547 | 7005.7648 | 1205.0355 | 9234.8813 | 6432.3913 | 631.6621 | 0 | 0 | 0 | 573.3735 | 864.1263 | 618.4026 | 80.78 | 4418.1885 | 617.9711 | 80.3485 | 0 | 0 | 0 | 0.43145 | 4939.0449 | 3681.9113 | 931.6616 | 4418.1885 | 3161.055 | 410.8053 | 0 | 0 | 0 | 520.8564 | 4005.0836 | 2705.4509 | 192.5939 | 3952.9979 | 2653.3652 | 140.5083 | 0 | 0 | 0 | 52.0856 | 0.0023952 | 0.001588 | 8.28e-05 | 0 | 0 | 0 | 0.0007824 | 5000000 | scaled
497-889F | 0 | 0 | 0 | 0 | 0% | 0% | 0% | 0 | 0 | 0 | 0 | 0 | 0 | 0 | 0 | 497 | 0 | 0 | 0 | 0 | 0 | 0 | 0 | 0 | 0 | 0 | 0 | 0 | 0 | 0 | 0 | 0 | 0 | 0 |  | 2465 | 497-889F | 0 | 0 | 0 | 0 | 0 | 0 | 0 | 0 | 0 | 0 | 0 | 0 | 0 | 0 | 0 | 0 | 0 | 0 | 0 | 0 | 0 | 0 | 0 | 0 | 0 | 0 | 0 | 0 | 0 | 0 | 0 | 0 | 0 | 0 | 0 | 0 | 0 | 0 | 0 | 0 | 0 | 0 | 0 | 0 | 0 | 0 | 0 | 5000000 | scaled
497-890 | 0 | 0 | 0 | 0 | 0% | 0% | 0% | 0 | 0 | 0 | 0 | 0 | 0 | 0 | 0 | 497 | 0 | 0 | 0 | 0 | 0 | 0 | 0 | 0 | 0 | 0 | 0 | 0 | 0 | 0 | 0 | 0 | 0 | 0 |  | 2466 | 497-890 | 0 | 0 | 0 | 0 | 0 | 0 | 0 | 0 | 0 | 0 | 0 | 0 | 0 | 0 | 0 | 0 | 0 | 0 | 0 | 0 | 0 | 0 | 0 | 0 | 0 | 0 | 0 | 0 | 0 | 0 | 0 | 0 | 0 | 0 | 0 | 0 | 0 | 0 | 0 | 0 | 0 | 0 | 0 | 0 | 0 | 0 | 0 | 5000000 | scaled
497-891F | 0 | 0 | 0 | 0 | 0% | 0% | 0% | 0 | 0 | 0 | 0 | 0 | 0 | 0 | 0 | 497 | 0 | 0 | 0 | 0 | 0 | 0 | 0 | 0 | 0 | 0 | 0 | 0 | 0 | 0 | 0 | 0 | 0 | 0 |  | 2467 | 497-891F | 0 | 0 | 0 | 0 | 0 | 0 | 0 | 0 | 0 | 0 | 0 | 0 | 0 | 0 | 0 | 0 | 0 | 0 | 0 | 0 | 0 | 0 | 0 | 0 | 0 | 0 | 0 | 0 | 0 | 0 | 0 | 0 | 0 | 0 | 0 | 0 | 0 | 0 | 0 | 0 | 0 | 0 | 0 | 0 | 0 | 0 | 0 | 5000000 | scaled
497-892F | 0 | 0 | 0 | 0 | 0% | 0% | 0% | 0 | 0 | 0 | 0 | 0 | 0 | 0 | 0 | 497 | 0 | 0 | 0 | 0 | 0 | 0 | 0 | 0 | 0 | 0 | 0 | 0 | 0 | 0 | 0 | 0 | 0 | 0 |  | 2468 | 497-892F | 0 | 0 | 0 | 0 | 0 | 0 | 0 | 0 | 0 | 0 | 0 | 0 | 0 | 0 | 0 | 0 | 0 | 0 | 0 | 0 | 0 | 0 | 0 | 0 | 0 | 0 | 0 | 0 | 0 | 0 | 0 | 0 | 0 | 0 | 0 | 0 | 0 | 0 | 0 | 0 | 0 | 0 | 0 | 0 | 0 | 0 | 0 | 5000000 | scaled
500-1530 | 0 | 0 | 0 | 0 | 0% | 0% | 0% | 0 | 0 | 0 | 0 | 0 | 0 | 0 | 0 | 500 | 0 | 0 | 0 | 0 | 0 | 0 | 0 | 0 | 0 | 0 | 0 | 0 | 0 | 0 | 0 | 0 | 0 | 0 |  | 2469 | 500-1530 | 0 | 0 | 0 | 0 | 0 | 0 | 0 | 0 | 0 | 0 | 0 | 0 | 0 | 0 | 0 | 0 | 0 | 0 | 0 | 0 | 0 | 0 | 0 | 0 | 0 | 0 | 0 | 0 | 0 | 0 | 0 | 0 | 0 | 0 | 0 | 0 | 0 | 0 | 0 | 0 | 0 | 0 | 0 | 0 | 0 | 0 | 0 | 5000000 | scaled
500-1531 | 800550.3172 | 172929.7025 | 626994.3832 | 626.2314 | 21.6% | 78.32% | 0.07823% | 381226.4193 | 742214.243 | 17454.4922 | 252146.9438 | 111624.9833 | 28164.9508 | 523935.6883 | 190113.6039 | 500 | 0.071178 | 0.040434 | 0.0076972 | 11247191.0791 | 28940.7967 | 572756.0816 | 198853.4389 | 406598.6403 | 8046835.9745 | 2793756.4643 | 10370627.9862 | 474820.3068 | 6859236.4514 | 3036571.2279 | 7578869.4877 | 287596.8606 | 5349991.9186 | 1941280.7085 |  | 2470 | 500-1531 | 800550.3172 | 419323.8979 | 58336.0742 | 172929.7025 | 67749.7833 | 4319.8091 | 626994.3832 | 350947.8832 | 53390.0337 | 626.2314 | 28940.7967 | 11486.3045 | 775.8459 | 144828.4111 | 10986.659 | 699.4348 | 891.8118 | 499.1743 | 75.9399 | 0.47122 | 198853.4389 | 87228.4555 | 8739.835 | 144828.4111 | 56738.542 | 3619.0459 | 53456.1549 | 29921.0406 | 4551.9162 | 568.8729 | 572756.0816 | 320609.1379 | 48820.3933 | 52.7778 | 24.5822 | 1.3284 | 572646.4166 | 320527.6683 | 48762.1776 | 56.8873 | 0.0028 | 0.0013036 | 6.8e-05 | 0.067498 | 0.038251 | 0.0067498 | 0.0008794 | 5000000 | scaled
500-1532AE | 0 | 0 | 0 | 0 | 0% | 0% | 0% | 0 | 0 | 0 | 0 | 0 | 0 | 0 | 0 | 500 | 0 | 0 | 0 | 0 | 0 | 0 | 0 | 0 | 0 | 0 | 0 | 0 | 0 | 0 | 0 | 0 | 0 | 0 |  | 2471 | 500-1532AE | 0 | 0 | 0 | 0 | 0 | 0 | 0 | 0 | 0 | 0 | 0 | 0 | 0 | 0 | 0 | 0 | 0 | 0 | 0 | 0 | 0 | 0 | 0 | 0 | 0 | 0 | 0 | 0 | 0 | 0 | 0 | 0 | 0 | 0 | 0 | 0 | 0 | 0 | 0 | 0 | 0 | 0 | 0 | 0 | 0 | 0 | 0 | 5000000 | scaled
500-5R | 0 | 0 | 0 | 0 | 0% | 0% | 0% | 0 | 0 | 0 | 0 | 0 | 0 | 0 | 0 | 500 | 0 | 0 | 0 | 0 | 0 | 0 | 0 | 0 | 0 | 0 | 0 | 0 | 0 | 0 | 0 | 0 | 0 | 0 |  | 2472 | 500-5R | 0 | 0 | 0 | 0 | 0 | 0 | 0 | 0 | 0 | 0 | 0 | 0 | 0 | 0 | 0 | 0 | 0 | 0 | 0 | 0 | 0 | 0 | 0 | 0 | 0 | 0 | 0 | 0 | 0 | 0 | 0 | 0 | 0 | 0 | 0 | 0 | 0 | 0 | 0 | 0 | 0 | 0 | 0 | 0 | 0 | 0 | 0 | 5000000 | scaled
501-786 | 204083.5481 | 203332.4458 | 0 | 751.1023 | 99.63% | 0% | 0.368% | 89109.8624 | 199002.0968 | 14485.1871 | 15.4924 | 74609.1829 | 32346.9406 | 37.6206 | 166617.5356 | 501 | 0.0050324 | 0.0032386 | 0.0011746 | 40553920.2117 | 33050.9724 | 107.0625 | 170925.5132 | 6567636.1988 | 21274.6413 | 33965009.3716 | 35501045.4069 | 5770845.9079 | 6172.1086 | 29724027.3904 | 4326112.0683 | 703191.033 | 817.8362 | 3622103.1991 |  | 2473 | 501-786 | 204083.5481 | 114973.6857 | 5081.4512 | 203332.4458 | 114222.5833 | 4330.3489 | 0 | 0 | 0 | 751.1023 | 33050.9724 | 18565.7853 | 704.0318 | 170243.2067 | 18565.2201 | 703.4666 | 0 | 0 | 0 | 0.56518 | 170925.5132 | 96316.3302 | 4307.9776 | 170243.2067 | 95634.0237 | 3625.6711 | 0 | 0 | 0 | 682.3065 | 107.0625 | 91.5701 | 69.4419 | 38.8319 | 23.3395 | 1.2112 | 0 | 0 | 0 | 68.2306 | 0.003972 | 0.0021782 | 0.0001142 | 0 | 0 | 0 | 0.0010604 | 5000000 | scaled
501-788 | 0 | 0 | 0 | 0 | 0% | 0% | 0% | 0 | 0 | 0 | 0 | 0 | 0 | 0 | 0 | 501 | 0 | 0 | 0 | 0 | 0 | 0 | 0 | 0 | 0 | 0 | 0 | 0 | 0 | 0 | 0 | 0 | 0 | 0 |  | 2474 | 501-788 | 0 | 0 | 0 | 0 | 0 | 0 | 0 | 0 | 0 | 0 | 0 | 0 | 0 | 0 | 0 | 0 | 0 | 0 | 0 | 0 | 0 | 0 | 0 | 0 | 0 | 0 | 0 | 0 | 0 | 0 | 0 | 0 | 0 | 0 | 0 | 0 | 0 | 0 | 0 | 0 | 0 | 0 | 0 | 0 | 0 | 0 | 0 | 5000000 | scaled
501-791AE | 0 | 0 | 0 | 0 | 0% | 0% | 0% | 0 | 0 | 0 | 0 | 0 | 0 | 0 | 0 | 501 | 0 | 0 | 0 | 0 | 0 | 0 | 0 | 0 | 0 | 0 | 0 | 0 | 0 | 0 | 0 | 0 | 0 | 0 |  | 2475 | 501-791AE | 0 | 0 | 0 | 0 | 0 | 0 | 0 | 0 | 0 | 0 | 0 | 0 | 0 | 0 | 0 | 0 | 0 | 0 | 0 | 0 | 0 | 0 | 0 | 0 | 0 | 0 | 0 | 0 | 0 | 0 | 0 | 0 | 0 | 0 | 0 | 0 | 0 | 0 | 0 | 0 | 0 | 0 | 0 | 0 | 0 | 0 | 0 | 5000000 | scaled
502-10 | 0 | 0 | 0 | 0 | 0% | 0% | 0% | 0 | 0 | 0 | 0 | 0 | 0 | 0 | 0 | 502 | 0 | 0 | 0 | 0 | 0 | 0 | 0 | 0 | 0 | 0 | 0 | 0 | 0 | 0 | 0 | 0 | 0 | 0 |  | 2476 | 502-10 | 0 | 0 | 0 | 0 | 0 | 0 | 0 | 0 | 0 | 0 | 0 | 0 | 0 | 0 | 0 | 0 | 0 | 0 | 0 | 0 | 0 | 0 | 0 | 0 | 0 | 0 | 0 | 0 | 0 | 0 | 0 | 0 | 0 | 0 | 0 | 0 | 0 | 0 | 0 | 0 | 0 | 0 | 0 | 0 | 0 | 0 | 0 | 5000000 | scaled
502-11F | 0 | 0 | 0 | 0 | 0% | 0% | 0% | 0 | 0 | 0 | 0 | 0 | 0 | 0 | 0 | 502 | 0 | 0 | 0 | 0 | 0 | 0 | 0 | 0 | 0 | 0 | 0 | 0 | 0 | 0 | 0 | 0 | 0 | 0 |  | 2477 | 502-11F | 0 | 0 | 0 | 0 | 0 | 0 | 0 | 0 | 0 | 0 | 0 | 0 | 0 | 0 | 0 | 0 | 0 | 0 | 0 | 0 | 0 | 0 | 0 | 0 | 0 | 0 | 0 | 0 | 0 | 0 | 0 | 0 | 0 | 0 | 0 | 0 | 0 | 0 | 0 | 0 | 0 | 0 | 0 | 0 | 0 | 0 | 0 | 5000000 | scaled
502-12 | 0 | 0 | 0 | 0 | 0% | 0% | 0% | 0 | 0 | 0 | 0 | 0 | 0 | 0 | 0 | 502 | 0 | 0 | 0 | 0 | 0 | 0 | 0 | 0 | 0 | 0 | 0 | 0 | 0 | 0 | 0 | 0 | 0 | 0 |  | 2478 | 502-12 | 0 | 0 | 0 | 0 | 0 | 0 | 0 | 0 | 0 | 0 | 0 | 0 | 0 | 0 | 0 | 0 | 0 | 0 | 0 | 0 | 0 | 0 | 0 | 0 | 0 | 0 | 0 | 0 | 0 | 0 | 0 | 0 | 0 | 0 | 0 | 0 | 0 | 0 | 0 | 0 | 0 | 0 | 0 | 0 | 0 | 0 | 0 | 5000000 | scaled
502-717 | 0 | 0 | 0 | 0 | 0% | 0% | 0% | 0 | 0 | 0 | 0 | 0 | 0 | 0 | 0 | 502 | 0 | 0 | 0 | 0 | 0 | 0 | 0 | 0 | 0 | 0 | 0 | 0 | 0 | 0 | 0 | 0 | 0 | 0 |  | 2479 | 502-717 | 0 | 0 | 0 | 0 | 0 | 0 | 0 | 0 | 0 | 0 | 0 | 0 | 0 | 0 | 0 | 0 | 0 | 0 | 0 | 0 | 0 | 0 | 0 | 0 | 0 | 0 | 0 | 0 | 0 | 0 | 0 | 0 | 0 | 0 | 0 | 0 | 0 | 0 | 0 | 0 | 0 | 0 | 0 | 0 | 0 | 0 | 0 | 5000000 | scaled
502-718F | 0 | 0 | 0 | 0 | 0% | 0% | 0% | 0 | 0 | 0 | 0 | 0 | 0 | 0 | 0 | 502 | 0 | 0 | 0 | 0 | 0 | 0 | 0 | 0 | 0 | 0 | 0 | 0 | 0 | 0 | 0 | 0 | 0 | 0 |  | 2480 | 502-718F | 0 | 0 | 0 | 0 | 0 | 0 | 0 | 0 | 0 | 0 | 0 | 0 | 0 | 0 | 0 | 0 | 0 | 0 | 0 | 0 | 0 | 0 | 0 | 0 | 0 | 0 | 0 | 0 | 0 | 0 | 0 | 0 | 0 | 0 | 0 | 0 | 0 | 0 | 0 | 0 | 0 | 0 | 0 | 0 | 0 | 0 | 0 | 5000000 | scaled
502-719F | 0 | 0 | 0 | 0 | 0% | 0% | 0% | 0 | 0 | 0 | 0 | 0 | 0 | 0 | 0 | 502 | 0 | 0 | 0 | 0 | 0 | 0 | 0 | 0 | 0 | 0 | 0 | 0 | 0 | 0 | 0 | 0 | 0 | 0 |  | 2481 | 502-719F | 0 | 0 | 0 | 0 | 0 | 0 | 0 | 0 | 0 | 0 | 0 | 0 | 0 | 0 | 0 | 0 | 0 | 0 | 0 | 0 | 0 | 0 | 0 | 0 | 0 | 0 | 0 | 0 | 0 | 0 | 0 | 0 | 0 | 0 | 0 | 0 | 0 | 0 | 0 | 0 | 0 | 0 | 0 | 0 | 0 | 0 | 0 | 5000000 | scaled
502-755 | 0 | 0 | 0 | 0 | 0% | 0% | 0% | 0 | 0 | 0 | 0 | 0 | 0 | 0 | 0 | 502 | 0 | 0 | 0 | 0 | 0 | 0 | 0 | 0 | 0 | 0 | 0 | 0 | 0 | 0 | 0 | 0 | 0 | 0 |  | 2482 | 502-755 | 0 | 0 | 0 | 0 | 0 | 0 | 0 | 0 | 0 | 0 | 0 | 0 | 0 | 0 | 0 | 0 | 0 | 0 | 0 | 0 | 0 | 0 | 0 | 0 | 0 | 0 | 0 | 0 | 0 | 0 | 0 | 0 | 0 | 0 | 0 | 0 | 0 | 0 | 0 | 0 | 0 | 0 | 0 | 0 | 0 | 0 | 0 | 5000000 | scaled
502-9F | 0 | 0 | 0 | 0 | 0% | 0% | 0% | 0 | 0 | 0 | 0 | 0 | 0 | 0 | 0 | 502 | 0 | 0 | 0 | 0 | 0 | 0 | 0 | 0 | 0 | 0 | 0 | 0 | 0 | 0 | 0 | 0 | 0 | 0 |  | 2483 | 502-9F | 0 | 0 | 0 | 0 | 0 | 0 | 0 | 0 | 0 | 0 | 0 | 0 | 0 | 0 | 0 | 0 | 0 | 0 | 0 | 0 | 0 | 0 | 0 | 0 | 0 | 0 | 0 | 0 | 0 | 0 | 0 | 0 | 0 | 0 | 0 | 0 | 0 | 0 | 0 | 0 | 0 | 0 | 0 | 0 | 0 | 0 | 0 | 5000000 | scaled
504-1560 | 0 | 0 | 0 | 0 | 0% | 0% | 0% | 0 | 0 | 0 | 0 | 0 | 0 | 0 | 0 | 504 | 0 | 0 | 0 | 0 | 0 | 0 | 0 | 0 | 0 | 0 | 0 | 0 | 0 | 0 | 0 | 0 | 0 | 0 |  | 2484 | 504-1560 | 0 | 0 | 0 | 0 | 0 | 0 | 0 | 0 | 0 | 0 | 0 | 0 | 0 | 0 | 0 | 0 | 0 | 0 | 0 | 0 | 0 | 0 | 0 | 0 | 0 | 0 | 0 | 0 | 0 | 0 | 0 | 0 | 0 | 0 | 0 | 0 | 0 | 0 | 0 | 0 | 0 | 0 | 0 | 0 | 0 | 0 | 0 | 5000000 | scaled
504-1563 | 1424190.6827 | 1418596.5163 | 0 | 5594.1664 | 99.61% | 0% | 0.3928% | 880762.1781 | 1391246.3726 | 143144.6717 | 6069.0473 | 731548.4592 | 226092.3137 | 9717.182 | 1155436.8769 | 504 | 0.028304 | 0.015795 | 0.0083284 | 50317647.0723 | 230539.4932 | 10425.2185 | 1183225.9711 | 8145120.5894 | 368330.217 | 41804196.2659 | 34405096.8408 | 5591641.436 | 237074.3957 | 28576381.009 | 3955658.9608 | 642836.599 | 27628.3619 | 3285193.9999 |  | 2485 | 504-1563 | 1424190.6827 | 543428.5046 | 32944.3101 | 1418596.5163 | 537834.3382 | 27350.1436 | 0 | 0 | 0 | 5594.1664 | 230539.4932 | 87394.8215 | 4447.1795 | 1178144.192 | 87390.6121 | 4442.97 | 0 | 0 | 0 | 4.2094 | 1183225.9711 | 451677.512 | 27789.0942 | 1178144.192 | 446595.7329 | 22707.3151 | 0 | 0 | 0 | 5081.7791 | 10425.2185 | 4356.1711 | 708.0364 | 9917.0406 | 3847.9932 | 199.8585 | 0 | 0 | 0 | 508.1779 | 0.020387 | 0.0078776 | 0.000411 | 0 | 0 | 0 | 0.0079174 | 5000000 | scaled
504-2501R | 733683.4268 | 730075.9662 | 0 | 3607.4605 | 99.51% | 0% | 0.4917% | 420368.5883 | 708355.7384 | 67550.3437 | 6288.9271 | 346529.3175 | 113770.9402 | 11027.0067 | 583557.7914 | 504 | 0.021593 | 0.011989 | 0.0054392 | 33978466.0834 | 117275.5779 | 11626.2069 | 604781.642 | 5431285.6202 | 538434.7816 | 28008745.6816 | 26132653.7159 | 4199337.8887 | 390957.7435 | 21542358.0836 | 4656509.8502 | 747894.702 | 72488.1054 | 3836127.0428 |  | 2486 | 504-2501R | 733683.4268 | 313314.8385 | 25327.6884 | 730075.9662 | 309707.3779 | 21720.2278 | 0 | 0 | 0 | 3607.4605 | 117275.5779 | 49725.2342 | 3504.6377 | 601504.6002 | 49722.5197 | 3501.9232 | 0 | 0 | 0 | 2.7145 | 604781.642 | 258252.3245 | 21223.8506 | 601504.6002 | 254975.2827 | 17946.8087 | 0 | 0 | 0 | 3277.0419 | 11626.2069 | 5337.2797 | 599.2001 | 11298.5027 | 5009.5756 | 271.496 | 0 | 0 | 0 | 327.7042 | 0.016515 | 0.006912 | 0.0003618 | 0 | 0 | 0 | 0.0050774 | 5000000 | scaled
504-287R | 501828.3466 | 496494.4799 | 0 | 5333.8667 | 98.94% | 0% | 1.063% | 302387.2123 | 486337.8782 | 48799.9422 | 793.7782 | 252793.4919 | 78485.2291 | 1263.681 | 406588.968 | 504 | 0.033132 | 0.017463 | 0.0080446 | 15146151.3996 | 80128.527 | 1774.4146 | 419925.4051 | 2418434.1303 | 53555.268 | 12674162.0014 | 11420913.8491 | 1843133.2836 | 29980.3445 | 9547800.221 | 1925573.4865 | 310749.1377 | 5003.3337 | 1609821.0151 |  | 2487 | 504-287R | 501828.3466 | 199441.1344 | 15490.4685 | 496494.4799 | 194107.2677 | 10156.6018 | 0 | 0 | 0 | 5333.8667 | 80128.527 | 31328.5848 | 1643.2979 | 415080.0841 | 31324.5712 | 1639.2843 | 0 | 0 | 0 | 4.0136 | 419925.4051 | 167131.9132 | 13336.4371 | 415080.0841 | 162286.5922 | 8491.1161 | 0 | 0 | 0 | 4845.321 | 1774.4146 | 980.6363 | 510.7335 | 1289.8825 | 496.1042 | 26.2014 | 0 | 0 | 0 | 484.5321 | 0.025607 | 0.0099374 | 0.0005192 | 0 | 0 | 0 | 0.0075254 | 5000000 | scaled
504-40R | 796376.3327 | 791219.3132 | 0 | 5157.0194 | 99.35% | 0% | 0.6476% | 496181.534 | 773961.2777 | 80588.0659 | 3352.8091 | 412240.659 | 125690.6897 | 5312.927 | 642957.661 | 504 | 0.025961 | 0.014421 | 0.0075744 | 30675636.4377 | 128499.728 | 5890.5317 | 661986.073 | 4949683.6815 | 226897.5127 | 25499055.2435 | 20816214.9223 | 3380896.678 | 140659.7988 | 17294658.4455 | 2959317.5658 | 480590.7954 | 20314.5023 | 2458412.2682 |  | 2488 | 504-40R | 796376.3327 | 300194.7986 | 22415.055 | 791219.3132 | 295037.7792 | 17258.0355 | 0 | 0 | 0 | 5157.0194 | 128499.728 | 47911.6621 | 2809.0382 | 657301.4012 | 47907.7816 | 2805.1578 | 0 | 0 | 0 | 3.8805 | 661986.073 | 249745.4139 | 19028.412 | 657301.4012 | 245060.7422 | 14343.7402 | 0 | 0 | 0 | 4684.6718 | 5890.5317 | 2537.7226 | 577.6047 | 5422.0645 | 2069.2554 | 109.1375 | 0 | 0 | 0 | 468.4672 | 0.018766 | 0.007226 | 0.0003792 | 0 | 0 | 0 | 0.0071952 | 5000000 | scaled
505-1676F | 126310.9282 | 122916.4647 | 0 | 3394.4635 | 97.31% | 0% | 2.687% | 68731.6648 | 120605.5449 | 11169.771 | 475.8719 | 57086.0218 | 19612.3412 | 755.0286 | 100238.175 | 505 | 0.016119 | 0.009198 | 0.0049824 | 7836151.6354 | 19990.7064 | 1078.6751 | 105241.5467 | 1240195.2 | 66919.4771 | 6529036.9583 | 6259976.457 | 1017325.9133 | 43341.6972 | 5199308.8465 | 1145107.4495 | 186212.3176 | 7168.7326 | 951726.3993 |  | 2489 | 505-1676F | 126310.9282 | 57579.2635 | 5705.3834 | 122916.4647 | 54184.7999 | 2310.9198 | 0 | 0 | 0 | 3394.4635 | 19990.7064 | 8820.9354 | 378.3652 | 102157.9928 | 8818.3812 | 375.811 | 0 | 0 | 0 | 2.5542 | 105241.5467 | 48155.5249 | 5003.3717 | 102157.9928 | 45071.971 | 1919.8178 | 0 | 0 | 0 | 3083.5539 | 1078.6751 | 602.8031 | 323.6464 | 770.3197 | 294.4477 | 15.291 | 0 | 0 | 0 | 308.3554 | 0.011369 | 0.0044482 | 0.0002326 | 0 | 0 | 0 | 0.0047498 | 5000000 | scaled
505-1678 | 0 | 0 | 0 | 0 | 0% | 0% | 0% | 0 | 0 | 0 | 0 | 0 | 0 | 0 | 0 | 505 | 0 | 0 | 0 | 0 | 0 | 0 | 0 | 0 | 0 | 0 | 0 | 0 | 0 | 0 | 0 | 0 | 0 | 0 |  | 2490 | 505-1678 | 0 | 0 | 0 | 0 | 0 | 0 | 0 | 0 | 0 | 0 | 0 | 0 | 0 | 0 | 0 | 0 | 0 | 0 | 0 | 0 | 0 | 0 | 0 | 0 | 0 | 0 | 0 | 0 | 0 | 0 | 0 | 0 | 0 | 0 | 0 | 0 | 0 | 0 | 0 | 0 | 0 | 0 | 0 | 0 | 0 | 0 | 0 | 5000000 | scaled
505-1679F | 0 | 0 | 0 | 0 | 0% | 0% | 0% | 0 | 0 | 0 | 0 | 0 | 0 | 0 | 0 | 505 | 0 | 0 | 0 | 0 | 0 | 0 | 0 | 0 | 0 | 0 | 0 | 0 | 0 | 0 | 0 | 0 | 0 | 0 |  | 2491 | 505-1679F | 0 | 0 | 0 | 0 | 0 | 0 | 0 | 0 | 0 | 0 | 0 | 0 | 0 | 0 | 0 | 0 | 0 | 0 | 0 | 0 | 0 | 0 | 0 | 0 | 0 | 0 | 0 | 0 | 0 | 0 | 0 | 0 | 0 | 0 | 0 | 0 | 0 | 0 | 0 | 0 | 0 | 0 | 0 | 0 | 0 | 0 | 0 | 5000000 | scaled
505-635R | 591818.3193 | 576197.9055 | 0 | 15620.4138 | 97.36% | 0% | 2.639% | 348594.9715 | 567605.8311 | 56149.2538 | 5447.6775 | 286998.0402 | 91184.2171 | 10332.4907 | 466089.1233 | 505 | 0.06847 | 0.040479 | 0.022811 | 8643519.4493 | 92558.8655 | 12017.5916 | 487241.8622 | 1351824.2475 | 175517.1873 | 7116178.0146 | 6008630.3463 | 967828.3906 | 93900.0353 | 4946901.9205 | 1061457.7519 | 170520.0842 | 19322.392 | 871615.2757 |  | 2492 | 505-635R | 591818.3193 | 243223.3478 | 24212.4882 | 576197.9055 | 227602.934 | 8592.0744 | 0 | 0 | 0 | 15620.4138 | 92558.8655 | 36409.6117 | 1374.6484 | 473052.1714 | 36397.8578 | 1362.8945 | 0 | 0 | 0 | 11.7539 | 487241.8622 | 200243.8219 | 21152.7389 | 473052.1714 | 186054.1311 | 6963.0481 | 0 | 0 | 0 | 14189.6908 | 12017.5916 | 6569.9141 | 1685.1009 | 10598.6225 | 5150.9451 | 266.1318 | 0 | 0 | 0 | 1418.9691 | 0.046632 | 0.018641 | 0.0009728 | 0 | 0 | 0 | 0.021838 | 5000000 | scaled
506-159 | 0 | 0 | 0 | 0 | 0% | 0% | 0% | 0 | 0 | 0 | 0 | 0 | 0 | 0 | 0 | 506 | 0 | 0 | 0 | 0 | 0 | 0 | 0 | 0 | 0 | 0 | 0 | 0 | 0 | 0 | 0 | 0 | 0 | 0 |  | 2493 | 506-159 | 0 | 0 | 0 | 0 | 0 | 0 | 0 | 0 | 0 | 0 | 0 | 0 | 0 | 0 | 0 | 0 | 0 | 0 | 0 | 0 | 0 | 0 | 0 | 0 | 0 | 0 | 0 | 0 | 0 | 0 | 0 | 0 | 0 | 0 | 0 | 0 | 0 | 0 | 0 | 0 | 0 | 0 | 0 | 0 | 0 | 0 | 0 | 5000000 | scaled
506-160AE | 283.8696 | 246.2286 | 0 | 37.6409 | 86.74% | 0% | 13.26% | 90.2969 | 244.8028 | 7.4877 | 44.1504 | 38.6588 | 28.4048 | 70.203 | 146.1949 | 506 | 0.0001712 | 9.72e-05 | 5.38e-05 | 1658116.6363 | 28.4332 | 75.0482 | 180.3882 | 166081.5725 | 438365.5687 | 1053669.4951 | 1991488.488 | 165141.4626 | 973731.4091 | 852615.6162 | 726148.3598 | 84256.1045 | 208240.2937 | 433651.9616 |  | 2494 | 506-160AE | 283.8696 | 193.5727 | 39.0668 | 246.2286 | 155.9317 | 1.4258 | 0 | 0 | 0 | 37.6409 | 28.4332 | 20.9454 | 0.028324 | 146.1949 | 20.9171 | 0 | 0 | 0 | 0 | 0.028324 | 180.3882 | 141.7294 | 34.1933 | 146.1949 | 107.5361 | 0 | 0 | 0 | 0 | 34.1933 | 75.0482 | 30.8978 | 4.8452 | 71.6289 | 27.4785 | 1.4258 | 0 | 0 | 0 | 3.4193 | 0.0001198 | 4.58e-05 | 2.4e-06 | 0 | 0 | 0 | 5.14e-05 | 5000000 | scaled
506-161 | 4720.4269 | 3508.9172 | 0 | 1211.5097 | 74.33% | 0% | 25.67% | 2137.4959 | 3401.3813 | 166.5822 | 1118.3402 | 852.5734 | 263.4132 | 1789.6713 | 1348.2968 | 506 | 0.0058182 | 0.0034382 | 0.0018102 | 811320.8324 | 275.8693 | 1936.7237 | 2507.8338 | 47414.8934 | 332873.3467 | 431032.5923 | 751245.1256 | 58547.0523 | 393052.2905 | 299645.7828 | 728673.9369 | 56430.7028 | 383399.196 | 288844.0381 |  | 2495 | 506-161 | 4720.4269 | 2582.931 | 1319.0456 | 3508.9172 | 1371.4213 | 107.5359 | 0 | 0 | 0 | 1211.5097 | 275.8693 | 109.2871 | 12.4561 | 1407.2901 | 108.3755 | 11.5445 | 0 | 0 | 0 | 0.91162 | 2507.8338 | 1655.2604 | 1159.5371 | 1407.2901 | 554.7167 | 58.9934 | 0 | 0 | 0 | 1100.5437 | 1936.7237 | 818.3835 | 147.0524 | 1826.6693 | 708.3291 | 36.998 | 0 | 0 | 0 | 110.0544 | 0.0040978 | 0.0017178 | 8.98e-05 | 0 | 0 | 0 | 0.0017204 | 5000000 | scaled
506-162 | 0 | 0 | 0 | 0 | 0% | 0% | 0% | 0 | 0 | 0 | 0 | 0 | 0 | 0 | 0 | 506 | 0 | 0 | 0 | 0 | 0 | 0 | 0 | 0 | 0 | 0 | 0 | 0 | 0 | 0 | 0 | 0 | 0 | 0 |  | 2496 | 506-162 | 0 | 0 | 0 | 0 | 0 | 0 | 0 | 0 | 0 | 0 | 0 | 0 | 0 | 0 | 0 | 0 | 0 | 0 | 0 | 0 | 0 | 0 | 0 | 0 | 0 | 0 | 0 | 0 | 0 | 0 | 0 | 0 | 0 | 0 | 0 | 0 | 0 | 0 | 0 | 0 | 0 | 0 | 0 | 0 | 0 | 0 | 0 | 5000000 | scaled
506-844 | 22402.4809 | 17969.77 | 0 | 4432.7108 | 80.21% | 0% | 19.79% | 9898.1525 | 17548.4669 | 13.2377 | 9816.9114 | 68.0034 | 22.8221 | 17408.5591 | 117.0857 | 506 | 0.021885 | 0.012541 | 0.006568 | 1023645.4586 | 26.5269 | 18230.2608 | 4145.6931 | 1212.105 | 833002.5506 | 189430.803 | 997091.7587 | 1333.5004 | 988907.9247 | 6850.3336 | 739039.881 | 961.1368 | 733147.7723 | 4930.9719 |  | 2497 | 506-844 | 22402.4809 | 12504.3283 | 4854.0139 | 17969.77 | 8071.6175 | 421.3031 | 0 | 0 | 0 | 4432.7108 | 26.5269 | 13.2892 | 3.7048 | 118.9883 | 9.9538 | 0.3693 | 0 | 0 | 0 | 3.3355 | 4145.6931 | 4077.6897 | 4028.6074 | 118.9883 | 50.9849 | 1.9026 | 0 | 0 | 0 | 4026.7049 | 18230.2608 | 8413.3494 | 821.7017 | 17827.5903 | 8010.6789 | 419.0313 | 0 | 0 | 0 | 402.6705 | 0.015646 | 0.0063016 | 0.0003288 | 0 | 0 | 0 | 0.0062392 | 5000000 | scaled
507-1606 | 0 | 0 | 0 | 0 | 0% | 0% | 0% | 0 | 0 | 0 | 0 | 0 | 0 | 0 | 0 | 507 | 0 | 0 | 0 | 0 | 0 | 0 | 0 | 0 | 0 | 0 | 0 | 0 | 0 | 0 | 0 | 0 | 0 | 0 |  | 2498 | 507-1606 | 0 | 0 | 0 | 0 | 0 | 0 | 0 | 0 | 0 | 0 | 0 | 0 | 0 | 0 | 0 | 0 | 0 | 0 | 0 | 0 | 0 | 0 | 0 | 0 | 0 | 0 | 0 | 0 | 0 | 0 | 0 | 0 | 0 | 0 | 0 | 0 | 0 | 0 | 0 | 0 | 0 | 0 | 0 | 0 | 0 | 0 | 0 | 5000000 | scaled
507-1607F | 0 | 0 | 0 | 0 | 0% | 0% | 0% | 0 | 0 | 0 | 0 | 0 | 0 | 0 | 0 | 507 | 0 | 0 | 0 | 0 | 0 | 0 | 0 | 0 | 0 | 0 | 0 | 0 | 0 | 0 | 0 | 0 | 0 | 0 |  | 2499 | 507-1607F | 0 | 0 | 0 | 0 | 0 | 0 | 0 | 0 | 0 | 0 | 0 | 0 | 0 | 0 | 0 | 0 | 0 | 0 | 0 | 0 | 0 | 0 | 0 | 0 | 0 | 0 | 0 | 0 | 0 | 0 | 0 | 0 | 0 | 0 | 0 | 0 | 0 | 0 | 0 | 0 | 0 | 0 | 0 | 0 | 0 | 0 | 0 | 5000000 | scaled
507-1732F | 0 | 0 | 0 | 0 | 0% | 0% | 0% | 0 | 0 | 0 | 0 | 0 | 0 | 0 | 0 | 507 | 0 | 0 | 0 | 0 | 0 | 0 | 0 | 0 | 0 | 0 | 0 | 0 | 0 | 0 | 0 | 0 | 0 | 0 |  | 2500 | 507-1732F | 0 | 0 | 0 | 0 | 0 | 0 | 0 | 0 | 0 | 0 | 0 | 0 | 0 | 0 | 0 | 0 | 0 | 0 | 0 | 0 | 0 | 0 | 0 | 0 | 0 | 0 | 0 | 0 | 0 | 0 | 0 | 0 | 0 | 0 | 0 | 0 | 0 | 0 | 0 | 0 | 0 | 0 | 0 | 0 | 0 | 0 | 0 | 5000000 | scaled
507-1733 | 7249.4282 | 6243.0213 | 0 | 1006.407 | 86.12% | 0% | 13.88% | 3461.4967 | 6138.8608 | 129.388 | 2668.0425 | 664.0662 | 266.8577 | 4503.258 | 1368.7452 | 507 | 0.003877 | 0.0024168 | 0.0014806 | 1869855.0962 | 268.1967 | 4695.2625 | 2285.969 | 69176.349 | 1211055.5817 | 589623.1655 | 1567333.4441 | 58585.6661 | 1208064.7791 | 300682.9988 | 750079.2752 | 32606.1176 | 550232.4585 | 167240.699 |  | 2501 | 507-1733 | 7249.4282 | 3787.9315 | 1110.5674 | 6243.0213 | 2781.5245 | 104.1604 | 0 | 0 | 0 | 1006.407 | 268.1967 | 138.8087 | 1.339 | 1371.742 | 138.0514 | 0.58173 | 0 | 0 | 0 | 0.75729 | 2285.969 | 1621.9028 | 917.2239 | 1371.742 | 707.6758 | 2.9969 | 0 | 0 | 0 | 914.227 | 4695.2625 | 2027.22 | 192.0045 | 4603.8398 | 1935.7973 | 100.5818 | 0 | 0 | 0 | 91.4227 | 0.0024482 | 0.000988 | 5.18e-05 | 0 | 0 | 0 | 0.0014288 | 5000000 | scaled
507-1734 | 0 | 0 | 0 | 0 | 0% | 0% | 0% | 0 | 0 | 0 | 0 | 0 | 0 | 0 | 0 | 507 | 0 | 0 | 0 | 0 | 0 | 0 | 0 | 0 | 0 | 0 | 0 | 0 | 0 | 0 | 0 | 0 | 0 | 0 |  | 2502 | 507-1734 | 0 | 0 | 0 | 0 | 0 | 0 | 0 | 0 | 0 | 0 | 0 | 0 | 0 | 0 | 0 | 0 | 0 | 0 | 0 | 0 | 0 | 0 | 0 | 0 | 0 | 0 | 0 | 0 | 0 | 0 | 0 | 0 | 0 | 0 | 0 | 0 | 0 | 0 | 0 | 0 | 0 | 0 | 0 | 0 | 0 | 0 | 0 | 5000000 | scaled
508-1023 | 0 | 0 | 0 | 0 | 0% | 0% | 0% | 0 | 0 | 0 | 0 | 0 | 0 | 0 | 0 | 508 | 0 | 0 | 0 | 0 | 0 | 0 | 0 | 0 | 0 | 0 | 0 | 0 | 0 | 0 | 0 | 0 | 0 | 0 |  | 2503 | 508-1023 | 0 | 0 | 0 | 0 | 0 | 0 | 0 | 0 | 0 | 0 | 0 | 0 | 0 | 0 | 0 | 0 | 0 | 0 | 0 | 0 | 0 | 0 | 0 | 0 | 0 | 0 | 0 | 0 | 0 | 0 | 0 | 0 | 0 | 0 | 0 | 0 | 0 | 0 | 0 | 0 | 0 | 0 | 0 | 0 | 0 | 0 | 0 | 5000000 | scaled
508-1024F | 0 | 0 | 0 | 0 | 0% | 0% | 0% | 0 | 0 | 0 | 0 | 0 | 0 | 0 | 0 | 508 | 0 | 0 | 0 | 0 | 0 | 0 | 0 | 0 | 0 | 0 | 0 | 0 | 0 | 0 | 0 | 0 | 0 | 0 |  | 2504 | 508-1024F | 0 | 0 | 0 | 0 | 0 | 0 | 0 | 0 | 0 | 0 | 0 | 0 | 0 | 0 | 0 | 0 | 0 | 0 | 0 | 0 | 0 | 0 | 0 | 0 | 0 | 0 | 0 | 0 | 0 | 0 | 0 | 0 | 0 | 0 | 0 | 0 | 0 | 0 | 0 | 0 | 0 | 0 | 0 | 0 | 0 | 0 | 0 | 5000000 | scaled
508-1025F | 0 | 0 | 0 | 0 | 0% | 0% | 0% | 0 | 0 | 0 | 0 | 0 | 0 | 0 | 0 | 508 | 0 | 0 | 0 | 0 | 0 | 0 | 0 | 0 | 0 | 0 | 0 | 0 | 0 | 0 | 0 | 0 | 0 | 0 |  | 2505 | 508-1025F | 0 | 0 | 0 | 0 | 0 | 0 | 0 | 0 | 0 | 0 | 0 | 0 | 0 | 0 | 0 | 0 | 0 | 0 | 0 | 0 | 0 | 0 | 0 | 0 | 0 | 0 | 0 | 0 | 0 | 0 | 0 | 0 | 0 | 0 | 0 | 0 | 0 | 0 | 0 | 0 | 0 | 0 | 0 | 0 | 0 | 0 | 0 | 5000000 | scaled
508-1026F | 0 | 0 | 0 | 0 | 0% | 0% | 0% | 0 | 0 | 0 | 0 | 0 | 0 | 0 | 0 | 508 | 0 | 0 | 0 | 0 | 0 | 0 | 0 | 0 | 0 | 0 | 0 | 0 | 0 | 0 | 0 | 0 | 0 | 0 |  | 2506 | 508-1026F | 0 | 0 | 0 | 0 | 0 | 0 | 0 | 0 | 0 | 0 | 0 | 0 | 0 | 0 | 0 | 0 | 0 | 0 | 0 | 0 | 0 | 0 | 0 | 0 | 0 | 0 | 0 | 0 | 0 | 0 | 0 | 0 | 0 | 0 | 0 | 0 | 0 | 0 | 0 | 0 | 0 | 0 | 0 | 0 | 0 | 0 | 0 | 5000000 | scaled
508-1027F | 193.1746 | 163.1614 | 0 | 30.0132 | 84.46% | 0% | 15.54% | 104.9401 | 161.2294 | 17.1319 | 0.49994 | 87.3083 | 26.3241 | 0.79435 | 134.111 | 508 | 0.0001954 | 0.000106 | 5.34e-05 | 988611.2776 | 26.6608 | 3.5374 | 162.9764 | 136441.9883 | 18103.5382 | 834065.7512 | 832401.2528 | 135892.5907 | 3965.5949 | 692543.0672 | 598224.7007 | 97672.628 | 2947.3579 | 497604.7148 |  | 2507 | 508-1027F | 193.1746 | 88.2345 | 31.9452 | 163.1614 | 58.2213 | 1.932 | 0 | 0 | 0 | 30.0132 | 26.6608 | 9.5289 | 0.3367 | 135.7122 | 9.5063 | 0.31412 | 0 | 0 | 0 | 0.022584 | 162.9764 | 75.6681 | 28.8654 | 135.7122 | 48.4039 | 1.6012 | 0 | 0 | 0 | 27.2642 | 3.5374 | 3.0375 | 2.7431 | 0.81101 | 0.31107 | 0.016657 | 0 | 0 | 0 | 2.7264 | 0.000145 | 5.56e-05 | 3e-06 | 0 | 0 | 0 | 5.04e-05 | 5000000 | scaled
508-1040 | 0 | 0 | 0 | 0 | 0% | 0% | 0% | 0 | 0 | 0 | 0 | 0 | 0 | 0 | 0 | 508 | 0 | 0 | 0 | 0 | 0 | 0 | 0 | 0 | 0 | 0 | 0 | 0 | 0 | 0 | 0 | 0 | 0 | 0 |  | 2508 | 508-1040 | 0 | 0 | 0 | 0 | 0 | 0 | 0 | 0 | 0 | 0 | 0 | 0 | 0 | 0 | 0 | 0 | 0 | 0 | 0 | 0 | 0 | 0 | 0 | 0 | 0 | 0 | 0 | 0 | 0 | 0 | 0 | 0 | 0 | 0 | 0 | 0 | 0 | 0 | 0 | 0 | 0 | 0 | 0 | 0 | 0 | 0 | 0 | 5000000 | scaled
508-1041F | 0 | 0 | 0 | 0 | 0% | 0% | 0% | 0 | 0 | 0 | 0 | 0 | 0 | 0 | 0 | 508 | 0 | 0 | 0 | 0 | 0 | 0 | 0 | 0 | 0 | 0 | 0 | 0 | 0 | 0 | 0 | 0 | 0 | 0 |  | 2509 | 508-1041F | 0 | 0 | 0 | 0 | 0 | 0 | 0 | 0 | 0 | 0 | 0 | 0 | 0 | 0 | 0 | 0 | 0 | 0 | 0 | 0 | 0 | 0 | 0 | 0 | 0 | 0 | 0 | 0 | 0 | 0 | 0 | 0 | 0 | 0 | 0 | 0 | 0 | 0 | 0 | 0 | 0 | 0 | 0 | 0 | 0 | 0 | 0 | 5000000 | scaled
508-1042F | 0 | 0 | 0 | 0 | 0% | 0% | 0% | 0 | 0 | 0 | 0 | 0 | 0 | 0 | 0 | 508 | 0 | 0 | 0 | 0 | 0 | 0 | 0 | 0 | 0 | 0 | 0 | 0 | 0 | 0 | 0 | 0 | 0 | 0 |  | 2510 | 508-1042F | 0 | 0 | 0 | 0 | 0 | 0 | 0 | 0 | 0 | 0 | 0 | 0 | 0 | 0 | 0 | 0 | 0 | 0 | 0 | 0 | 0 | 0 | 0 | 0 | 0 | 0 | 0 | 0 | 0 | 0 | 0 | 0 | 0 | 0 | 0 | 0 | 0 | 0 | 0 | 0 | 0 | 0 | 0 | 0 | 0 | 0 | 0 | 5000000 | scaled
508-1043F | 0 | 0 | 0 | 0 | 0% | 0% | 0% | 0 | 0 | 0 | 0 | 0 | 0 | 0 | 0 | 508 | 0 | 0 | 0 | 0 | 0 | 0 | 0 | 0 | 0 | 0 | 0 | 0 | 0 | 0 | 0 | 0 | 0 | 0 |  | 2511 | 508-1043F | 0 | 0 | 0 | 0 | 0 | 0 | 0 | 0 | 0 | 0 | 0 | 0 | 0 | 0 | 0 | 0 | 0 | 0 | 0 | 0 | 0 | 0 | 0 | 0 | 0 | 0 | 0 | 0 | 0 | 0 | 0 | 0 | 0 | 0 | 0 | 0 | 0 | 0 | 0 | 0 | 0 | 0 | 0 | 0 | 0 | 0 | 0 | 5000000 | scaled
508-935AE | 0 | 0 | 0 | 0 | 0% | 0% | 0% | 0 | 0 | 0 | 0 | 0 | 0 | 0 | 0 | 508 | 0 | 0 | 0 | 0 | 0 | 0 | 0 | 0 | 0 | 0 | 0 | 0 | 0 | 0 | 0 | 0 | 0 | 0 |  | 2512 | 508-935AE | 0 | 0 | 0 | 0 | 0 | 0 | 0 | 0 | 0 | 0 | 0 | 0 | 0 | 0 | 0 | 0 | 0 | 0 | 0 | 0 | 0 | 0 | 0 | 0 | 0 | 0 | 0 | 0 | 0 | 0 | 0 | 0 | 0 | 0 | 0 | 0 | 0 | 0 | 0 | 0 | 0 | 0 | 0 | 0 | 0 | 0 | 0 | 5000000 | scaled
508-937AE | 0 | 0 | 0 | 0 | 0% | 0% | 0% | 0 | 0 | 0 | 0 | 0 | 0 | 0 | 0 | 508 | 0 | 0 | 0 | 0 | 0 | 0 | 0 | 0 | 0 | 0 | 0 | 0 | 0 | 0 | 0 | 0 | 0 | 0 |  | 2513 | 508-937AE | 0 | 0 | 0 | 0 | 0 | 0 | 0 | 0 | 0 | 0 | 0 | 0 | 0 | 0 | 0 | 0 | 0 | 0 | 0 | 0 | 0 | 0 | 0 | 0 | 0 | 0 | 0 | 0 | 0 | 0 | 0 | 0 | 0 | 0 | 0 | 0 | 0 | 0 | 0 | 0 | 0 | 0 | 0 | 0 | 0 | 0 | 0 | 5000000 | scaled
508-938 | 0 | 0 | 0 | 0 | 0% | 0% | 0% | 0 | 0 | 0 | 0 | 0 | 0 | 0 | 0 | 508 | 0 | 0 | 0 | 0 | 0 | 0 | 0 | 0 | 0 | 0 | 0 | 0 | 0 | 0 | 0 | 0 | 0 | 0 |  | 2514 | 508-938 | 0 | 0 | 0 | 0 | 0 | 0 | 0 | 0 | 0 | 0 | 0 | 0 | 0 | 0 | 0 | 0 | 0 | 0 | 0 | 0 | 0 | 0 | 0 | 0 | 0 | 0 | 0 | 0 | 0 | 0 | 0 | 0 | 0 | 0 | 0 | 0 | 0 | 0 | 0 | 0 | 0 | 0 | 0 | 0 | 0 | 0 | 0 | 5000000 | scaled
509-1227R | 6817.7515 | 5274.9485 | 0 | 1542.803 | 77.37% | 0% | 22.63% | 2421.1808 | 5137.7287 | 170.7669 | 1377.7899 | 872.6239 | 334.6505 | 3093.3012 | 1709.777 | 509 | 0.0063694 | 0.0041346 | 0.002249 | 1070391.4818 | 342.8922 | 3327.3865 | 3147.4729 | 53834.2953 | 522401.8721 | 494155.3143 | 1063360.596 | 74999.2856 | 605112.8161 | 383248.4943 | 747008.8039 | 48657.0729 | 449755.7967 | 248595.9343 |  | 2515 | 509-1227R | 6817.7515 | 4396.5707 | 1680.0228 | 5274.9485 | 2853.7678 | 137.2198 | 0 | 0 | 0 | 1542.803 | 342.8922 | 172.1252 | 8.2417 | 1745.9801 | 170.9643 | 7.0808 | 0 | 0 | 0 | 1.1609 | 3147.4729 | 2274.8489 | 1437.6959 | 1745.9801 | 873.3562 | 36.2031 | 0 | 0 | 0 | 1401.4928 | 3327.3865 | 1949.5966 | 234.0852 | 3187.2372 | 1809.4473 | 93.936 | 0 | 0 | 0 | 140.1493 | 0.0042238 | 0.001989 | 0.0001034 | 0 | 0 | 0 | 0.0021456 | 5000000 | scaled
512-49 | 10086.6108 | 0 | 10086.6108 | 0 | 0% | 100% | 0% | 1591.4611 | 3334.4569 | 1.7178 | 1373.2199 | 216.5234 | 3.5993 | 2877.1942 | 453.6635 | 512 | 0.010663 | 0.010663 | 0.010663 | 945909.447 | 10.8876 | 8703.4076 | 1372.3156 | 1021.026 | 816194.421 | 128694 | 796664.2612 | 859.9289 | 687415.6162 | 108388.716 | 633208.3458 | 683.4926 | 546374.8363 | 86150.0169 |  | 2516 | 512-49 | 10086.6108 | 8495.1497 | 6752.1539 | 0 | 0 | 0 | 10086.6108 | 8495.1497 | 6752.1539 | 0 | 10.8876 | 9.1698 | 7.2884 | 0 | 0 | 0 | 10.8876 | 9.1698 | 7.2884 | 0 | 1372.3156 | 1155.7922 | 918.6521 | 0 | 0 | 0 | 1372.3156 | 1155.7922 | 918.6521 | 0 | 8703.4076 | 7330.1877 | 5826.2134 | 0 | 0 | 0 | 8703.4076 | 7330.1877 | 5826.2134 | 0 | 0 | 0 | 0 | 0.010663 | 0.010663 | 0.010663 | 0 | 5000000 | scaled
512-50AE | 71824.4159 | 543.7654 | 69953.7478 | 1326.9028 | 0.7571% | 97.4% | 1.847% | 31458.6415 | 65795.9369 | 40.5003 | 27856.1303 | 3562.0108 | 80.4306 | 58268.7567 | 7446.7496 | 512 | 0.016424 | 0.0094404 | 0.0030106 | 4373191.0963 | 86.3327 | 62555.0517 | 9183.0315 | 5256.5619 | 3808805.0096 | 559129.5247 | 4275854.2492 | 5504.7988 | 3786201.4287 | 484148.0217 | 2002417.7923 | 2447.8063 | 1773337.3922 | 226632.5937 |  | 2517 | 512-50AE | 71824.4159 | 40365.7745 | 6028.479 | 543.7654 | 205.661 | 9.3853 | 69953.7478 | 38833.2107 | 4692.1909 | 1326.9028 | 86.3327 | 45.8324 | 5.9021 | 62.5028 | 4.2507 | 0 | 73.1062 | 40.5832 | 4.9036 | 0.99845 | 9183.0315 | 5621.0207 | 1736.2819 | 62.5028 | 21.7339 | 0 | 7915.1611 | 4393.9192 | 530.9143 | 1205.3676 | 62555.0517 | 34698.9214 | 4286.295 | 469.0345 | 179.6764 | 9.3853 | 61965.4804 | 34398.7082 | 4156.3729 | 120.5368 | 0.0039262 | 0.0015042 | 7.9e-05 | 0.010629 | 0.0060674 | 0.0010628 | 0.0018688 | 5000000 | scaled
513-42F | 92913.745 | 5114.7727 | 87241.8786 | 557.0937 | 5.505% | 93.9% | 0.5996% | 41707.4956 | 84572.0288 | 610.1093 | 34687.6316 | 6409.7546 | 935.1035 | 72022.3416 | 11614.5838 | 513 | 0.081117 | 0.04595 | 0.0086634 | 1145431.5874 | 985.1699 | 78905.263 | 13023.312 | 12145.0788 | 972736.3879 | 160550.1207 | 1114385.7779 | 16301.558 | 926821.4933 | 171262.7266 | 962868.6416 | 10646.331 | 819988.0642 | 132234.2464 |  | 2518 | 513-42F | 92913.745 | 51206.2494 | 8341.7162 | 5114.7727 | 1765.9102 | 218.6663 | 87241.8786 | 48883.2455 | 7565.9562 | 557.0937 | 985.1699 | 375.0606 | 50.0665 | 4199.3414 | 283.1364 | 35.4845 | 163.3089 | 91.505 | 14.1628 | 0.4192 | 13023.312 | 6613.5574 | 1408.7283 | 4199.3414 | 1446.8141 | 181.2996 | 8317.903 | 4660.6756 | 721.361 | 506.0677 | 78905.263 | 44217.6314 | 6882.9215 | 93.9895 | 35.9597 | 1.8823 | 78760.6667 | 44131.0649 | 6830.4324 | 50.6068 | 0.0019766 | 0.000757 | 3.96e-05 | 0.078352 | 0.044405 | 0.0078352 | 0.0007886 | 5000000 | scaled
513-44 | 0 | 0 | 0 | 0 | 0% | 0% | 0% | 0 | 0 | 0 | 0 | 0 | 0 | 0 | 0 | 513 | 0 | 0 | 0 | 0 | 0 | 0 | 0 | 0 | 0 | 0 | 0 | 0 | 0 | 0 | 0 | 0 | 0 | 0 |  | 2519 | 513-44 | 0 | 0 | 0 | 0 | 0 | 0 | 0 | 0 | 0 | 0 | 0 | 0 | 0 | 0 | 0 | 0 | 0 | 0 | 0 | 0 | 0 | 0 | 0 | 0 | 0 | 0 | 0 | 0 | 0 | 0 | 0 | 0 | 0 | 0 | 0 | 0 | 0 | 0 | 0 | 0 | 0 | 0 | 0 | 0 | 0 | 0 | 0 | 5000000 | scaled
518-43 | 0 | 0 | 0 | 0 | 0% | 0% | 0% | 0 | 0 | 0 | 0 | 0 | 0 | 0 | 0 | 518 | 0 | 0 | 0 | 0 | 0 | 0 | 0 | 0 | 0 | 0 | 0 | 0 | 0 | 0 | 0 | 0 | 0 | 0 |  | 2520 | 518-43 | 0 | 0 | 0 | 0 | 0 | 0 | 0 | 0 | 0 | 0 | 0 | 0 | 0 | 0 | 0 | 0 | 0 | 0 | 0 | 0 | 0 | 0 | 0 | 0 | 0 | 0 | 0 | 0 | 0 | 0 | 0 | 0 | 0 | 0 | 0 | 0 | 0 | 0 | 0 | 0 | 0 | 0 | 0 | 0 | 0 | 0 | 0 | 5000000 | scaled
51-41 | 0 | 0 | 0 | 0 | 0% | 0% | 0% | 0 | 0 | 0 | 0 | 0 | 0 | 0 | 0 | 51 | 0 | 0 | 0 | 0 | 0 | 0 | 0 | 0 | 0 | 0 | 0 | 0 | 0 | 0 | 0 | 0 | 0 | 0 |  | 2521 | 51-41 | 0 | 0 | 0 | 0 | 0 | 0 | 0 | 0 | 0 | 0 | 0 | 0 | 0 | 0 | 0 | 0 | 0 | 0 | 0 | 0 | 0 | 0 | 0 | 0 | 0 | 0 | 0 | 0 | 0 | 0 | 0 | 0 | 0 | 0 | 0 | 0 | 0 | 0 | 0 | 0 | 0 | 0 | 0 | 0 | 0 | 0 | 0 | 5000000 | scaled
51-42F | 0 | 0 | 0 | 0 | 0% | 0% | 0% | 0 | 0 | 0 | 0 | 0 | 0 | 0 | 0 | 51 | 0 | 0 | 0 | 0 | 0 | 0 | 0 | 0 | 0 | 0 | 0 | 0 | 0 | 0 | 0 | 0 | 0 | 0 |  | 2522 | 51-42F | 0 | 0 | 0 | 0 | 0 | 0 | 0 | 0 | 0 | 0 | 0 | 0 | 0 | 0 | 0 | 0 | 0 | 0 | 0 | 0 | 0 | 0 | 0 | 0 | 0 | 0 | 0 | 0 | 0 | 0 | 0 | 0 | 0 | 0 | 0 | 0 | 0 | 0 | 0 | 0 | 0 | 0 | 0 | 0 | 0 | 0 | 0 | 5000000 | scaled
51-43F | 0 | 0 | 0 | 0 | 0% | 0% | 0% | 0 | 0 | 0 | 0 | 0 | 0 | 0 | 0 | 51 | 0 | 0 | 0 | 0 | 0 | 0 | 0 | 0 | 0 | 0 | 0 | 0 | 0 | 0 | 0 | 0 | 0 | 0 |  | 2523 | 51-43F | 0 | 0 | 0 | 0 | 0 | 0 | 0 | 0 | 0 | 0 | 0 | 0 | 0 | 0 | 0 | 0 | 0 | 0 | 0 | 0 | 0 | 0 | 0 | 0 | 0 | 0 | 0 | 0 | 0 | 0 | 0 | 0 | 0 | 0 | 0 | 0 | 0 | 0 | 0 | 0 | 0 | 0 | 0 | 0 | 0 | 0 | 0 | 5000000 | scaled
51-44F | 0 | 0 | 0 | 0 | 0% | 0% | 0% | 0 | 0 | 0 | 0 | 0 | 0 | 0 | 0 | 51 | 0 | 0 | 0 | 0 | 0 | 0 | 0 | 0 | 0 | 0 | 0 | 0 | 0 | 0 | 0 | 0 | 0 | 0 |  | 2524 | 51-44F | 0 | 0 | 0 | 0 | 0 | 0 | 0 | 0 | 0 | 0 | 0 | 0 | 0 | 0 | 0 | 0 | 0 | 0 | 0 | 0 | 0 | 0 | 0 | 0 | 0 | 0 | 0 | 0 | 0 | 0 | 0 | 0 | 0 | 0 | 0 | 0 | 0 | 0 | 0 | 0 | 0 | 0 | 0 | 0 | 0 | 0 | 0 | 5000000 | scaled
51-861R | 2905.802 | 549.3185 | 0 | 2356.4835 | 18.9% | 0% | 81.1% | 263.8921 | 530.5623 | 0 | 263.8921 | 0 | 0 | 530.5623 | 0 | 51 | 0.0093474 | 0.0058134 | 0.0035308 | 310867.4075 | 1.7732 | 763.383 | 2140.6458 | 189.6975 | 81667.955 | 229009.7551 | 454451.7626 | 0 | 454451.7626 | 0 | 672719.9859 | 0 | 672719.9859 | 0 |  | 2525 | 51-861R | 2905.802 | 2641.9099 | 2375.2397 | 549.3185 | 285.4263 | 18.7562 | 0 | 0 | 0 | 2356.4835 | 1.7732 | 1.7732 | 1.7732 | 0 | 0 | 0 | 0 | 0 | 0 | 1.7732 | 2140.6458 | 2140.6458 | 2140.6458 | 0 | 0 | 0 | 0 | 0 | 0 | 2140.6458 | 763.383 | 499.4909 | 232.8208 | 549.3185 | 285.4263 | 18.7562 | 0 | 0 | 0 | 214.0646 | 0.0059722 | 0.0024382 | 0.0001556 | 0 | 0 | 0 | 0.0033752 | 5000000 | scaled
510-49R | 240587.3753 | 66687.6025 | 172637.8629 | 1261.9099 | 27.72% | 71.76% | 0.5245% | 107772.1713 | 225789.3731 | 4915.5858 | 79734.2649 | 23122.3206 | 10368.9819 | 166830.2515 | 48590.1397 | 510 | 0.018276 | 0.011005 | 0.0029726 | 13164115.5219 | 10698.8239 | 178084.4989 | 51804.0525 | 585402.9269 | 9744172.6241 | 2834539.971 | 12068843.0527 | 550470.7974 | 8929024.2362 | 2589348.0191 | 4978134.3408 | 228612.1085 | 3678221.8435 | 1071300.3888 |  | 2526 | 510-49R | 240587.3753 | 132815.204 | 14798.0021 | 66687.6025 | 36298.0132 | 1989.7517 | 172637.8629 | 95255.2809 | 11546.3405 | 1261.9099 | 10698.8239 | 5783.2381 | 329.842 | 35878.0078 | 5673.8358 | 315.7464 | 196.5567 | 108.4528 | 13.1461 | 0.94955 | 51804.0525 | 28681.7319 | 3213.9128 | 35878.0078 | 19380.4951 | 1079.0903 | 14779.7171 | 8154.9093 | 988.4949 | 1146.3276 | 178084.4989 | 98350.234 | 11254.2473 | 20308.2771 | 11243.6824 | 594.9151 | 157661.5891 | 86991.9188 | 10544.6995 | 114.6328 | 0.0059602 | 0.0032586 | 0.0001708 | 0.010571 | 0.0060014 | 0.001057 | 0.0017448 | 5000000 | scaled
510-798 | 89060.5973 | 0 | 89060.5973 | 0 | 0% | 100% | 0% | 14129.2044 | 29420.8464 | 16.2091 | 12956.5512 | 1156.4442 | 33.7517 | 26979.0634 | 2408.0313 | 510 | 0.010624 | 0.010624 | 0.010624 | 8382962.8442 | 102.1706 | 81669.0134 | 7289.4132 | 9616.9607 | 7687218.8835 | 686127 | 7053030.1972 | 8091.2578 | 6467663.9901 | 577274.9492 | 5613681.3685 | 6440.0325 | 5147773.9105 | 459467.4255 |  | 2527 | 510-798 | 89060.5973 | 74931.3928 | 59639.7509 | 0 | 0 | 0 | 89060.5973 | 74931.3928 | 59639.7509 | 0 | 102.1706 | 85.9615 | 68.4189 | 0 | 0 | 0 | 102.1706 | 85.9615 | 68.4189 | 0 | 7289.4132 | 6132.9691 | 4881.3819 | 0 | 0 | 0 | 7289.4132 | 6132.9691 | 4881.3819 | 0 | 81669.0134 | 68712.4622 | 54689.95 | 0 | 0 | 0 | 81669.0134 | 68712.4622 | 54689.95 | 0 | 0 | 0 | 0 | 0.010624 | 0.010624 | 0.010624 | 0 | 5000000 | scaled
511-1337 | 103151.403 | 0 | 103151.403 | 0 | 0% | 100% | 0% | 16353.1764 | 34069.4415 | 20.7592 | 14680.9723 | 1651.4448 | 43.2488 | 30585.65 | 3440.5427 | 511 | 0.01061 | 0.01061 | 0.01061 | 9722459.1921 | 130.9436 | 92603.5934 | 10416.866 | 12341.9961 | 8728283.196 | 981834 | 8181102.6508 | 10385.3496 | 7344539.0081 | 826178.2931 | 6511269.1849 | 8265.6103 | 5845455.382 | 657548.1925 |  | 2528 | 511-1337 | 103151.403 | 86798.2267 | 69081.9615 | 0 | 0 | 0 | 103151.403 | 86798.2267 | 69081.9615 | 0 | 130.9436 | 110.1844 | 87.6948 | 0 | 0 | 0 | 130.9436 | 110.1844 | 87.6948 | 0 | 10416.866 | 8765.4212 | 6976.3233 | 0 | 0 | 0 | 10416.866 | 8765.4212 | 6976.3233 | 0 | 92603.5934 | 77922.6211 | 62017.9434 | 0 | 0 | 0 | 92603.5934 | 77922.6211 | 62017.9434 | 0 | 0 | 0 | 0 | 0.01061 | 0.01061 | 0.01061 | 0 | 5000000 | scaled
511-1338AE | 92002.7207 | 0 | 92002.7207 | 0 | 0% | 100% | 0% | 14544.178 | 30390.6902 | 16.1431 | 12838.66 | 1689.375 | 33.7316 | 26826.9364 | 3530.0222 | 511 | 0.010611 | 0.010611 | 0.010611 | 8670667.685 | 102.1168 | 81214.0533 | 10686.5505 | 9623.8595 | 7653904.8255 | 1007139 | 7299971.9811 | 8102.4792 | 6443943.2812 | 847926.2207 | 5806539.6045 | 6444.8694 | 5125637.7379 | 674456.9972 |  | 2529 | 511-1338AE | 92002.7207 | 77458.5427 | 61612.0304 | 0 | 0 | 0 | 92002.7207 | 77458.5427 | 61612.0304 | 0 | 102.1168 | 85.9738 | 68.3852 | 0 | 0 | 0 | 102.1168 | 85.9738 | 68.3852 | 0 | 10686.5505 | 8997.1755 | 7156.5283 | 0 | 0 | 0 | 10686.5505 | 8997.1755 | 7156.5283 | 0 | 81214.0533 | 68375.3934 | 54387.1169 | 0 | 0 | 0 | 81214.0533 | 68375.3934 | 54387.1169 | 0 | 0 | 0 | 0 | 0.010611 | 0.010611 | 0.010611 | 0 | 5000000 | scaled
511-1339 | 0 | 0 | 0 | 0 | 0% | 0% | 0% | 0 | 0 | 0 | 0 | 0 | 0 | 0 | 0 | 511 | 0 | 0 | 0 | 0 | 0 | 0 | 0 | 0 | 0 | 0 | 0 | 0 | 0 | 0 | 0 | 0 | 0 | 0 |  | 2530 | 511-1339 | 0 | 0 | 0 | 0 | 0 | 0 | 0 | 0 | 0 | 0 | 0 | 0 | 0 | 0 | 0 | 0 | 0 | 0 | 0 | 0 | 0 | 0 | 0 | 0 | 0 | 0 | 0 | 0 | 0 | 0 | 0 | 0 | 0 | 0 | 0 | 0 | 0 | 0 | 0 | 0 | 0 | 0 | 0 | 0 | 0 | 0 | 0 | 5000000 | scaled
511-831 | 45773.5846 | 5128.6614 | 40510.2029 | 134.7203 | 11.2% | 88.5% | 0.2943% | 20639.416 | 42896.0518 | 292.2224 | 17434.7303 | 2912.4633 | 638.6166 | 36021.949 | 6235.4862 | 511 | 0.011273 | 0.0064204 | 0.0012626 | 4060461.6896 | 642.0913 | 38544.8089 | 6586.6844 | 56958.3364 | 3419214.8439 | 584288.5093 | 3914735.6274 | 55426.6323 | 3306893.9448 | 552415.0502 | 2279053.4396 | 33929.4926 | 1913834.5722 | 331289.3749 |  | 2531 | 511-831 | 45773.5846 | 25134.1686 | 2877.5329 | 5128.6614 | 2561.8842 | 29.1376 | 40510.2029 | 22437.5642 | 2713.675 | 134.7203 | 642.0913 | 349.869 | 3.4748 | 3048.479 | 321.8753 | 0 | 50.3586 | 27.8923 | 3.3734 | 0.10137 | 6586.6844 | 3674.221 | 351.1982 | 3048.479 | 1659.9024 | 0 | 3415.8245 | 1891.9377 | 228.8174 | 122.3809 | 38544.8089 | 21110.0786 | 2522.8599 | 1488.551 | 580.1065 | 29.1376 | 37044.0199 | 20517.7341 | 2481.4842 | 12.2381 | 0.0004426 | 0.0001694 | 9e-06 | 0.010641 | 0.0060614 | 0.001064 | 0.0001896 | 5000000 | scaled
512-299 | 0 | 0 | 0 | 0 | 0% | 0% | 0% | 0 | 0 | 0 | 0 | 0 | 0 | 0 | 0 | 512 | 0 | 0 | 0 | 0 | 0 | 0 | 0 | 0 | 0 | 0 | 0 | 0 | 0 | 0 | 0 | 0 | 0 | 0 |  | 2532 | 512-299 | 0 | 0 | 0 | 0 | 0 | 0 | 0 | 0 | 0 | 0 | 0 | 0 | 0 | 0 | 0 | 0 | 0 | 0 | 0 | 0 | 0 | 0 | 0 | 0 | 0 | 0 | 0 | 0 | 0 | 0 | 0 | 0 | 0 | 0 | 0 | 0 | 0 | 0 | 0 | 0 | 0 | 0 | 0 | 0 | 0 | 0 | 0 | 5000000 | scaled
512-300F | 82639.3846 | 0 | 82639.3846 | 0 | 0% | 100% | 0% | 13054.7315 | 27306.6149 | 13.9869 | 11870.0121 | 1170.7325 | 29.2565 | 24828.5343 | 2448.8241 | 512 | 0.010589 | 0.010589 | 0.010589 | 7804119.7287 | 88.5403 | 75139.8445 | 7410.9999 | 8361.3747 | 7095894.354 | 699864 | 6571285.1914 | 7040.5093 | 5974939.7894 | 589304.8927 | 5225396.6022 | 5598.5172 | 4751190.85 | 468607.235 |  | 2533 | 512-300F | 82639.3846 | 69584.6531 | 55332.7697 | 0 | 0 | 0 | 82639.3846 | 69584.6531 | 55332.7697 | 0 | 88.5403 | 74.5534 | 59.2838 | 0 | 0 | 0 | 88.5403 | 74.5534 | 59.2838 | 0 | 7410.9999 | 6240.2674 | 4962.1757 | 0 | 0 | 0 | 7410.9999 | 6240.2674 | 4962.1757 | 0 | 75139.8445 | 63269.8324 | 50311.3101 | 0 | 0 | 0 | 75139.8445 | 63269.8324 | 50311.3101 | 0 | 0 | 0 | 0 | 0.010589 | 0.010589 | 0.010589 | 0 | 5000000 | scaled
512-302F | 24615.1122 | 0 | 24615.1122 | 0 | 0% | 100% | 0% | 3882.595 | 8135.4823 | 4.2956 | 3340.7476 | 537.5517 | 9.001 | 7000.1103 | 1126.371 | 512 | 0.01064 | 0.01064 | 0.01064 | 2313363.4292 | 27.2337 | 21179.8754 | 3408.0031 | 2559.4637 | 1990514.9655 | 320289 | 1948471.606 | 2155.754 | 1676546.7296 | 269769.1225 | 1548779.1764 | 1713.5414 | 1332634.5917 | 214431.0433 |  | 2534 | 512-302F | 24615.1122 | 20732.5173 | 16479.6299 | 0 | 0 | 0 | 24615.1122 | 20732.5173 | 16479.6299 | 0 | 27.2337 | 22.9381 | 18.2328 | 0 | 0 | 0 | 27.2337 | 22.9381 | 18.2328 | 0 | 3408.0031 | 2870.4514 | 2281.6321 | 0 | 0 | 0 | 3408.0031 | 2870.4514 | 2281.6321 | 0 | 21179.8754 | 17839.1278 | 14179.7651 | 0 | 0 | 0 | 21179.8754 | 17839.1278 | 14179.7651 | 0 | 0 | 0 | 0 | 0.01064 | 0.01064 | 0.01064 | 0 | 5000000 | scaled
513-45F | 3667.1682 | 3593.8957 | 0 | 73.2725 | 98% | 0% | 1.998% | 2478.9259 | 3576.9335 | 397.8889 | 6.4048 | 2074.6323 | 573.6851 | 10.1321 | 2993.1163 | 513 | 0.0003442 | 0.000197 | 0.0001106 | 10654178.4148 | 576.4846 | 16.9955 | 3073.6881 | 1674853.678 | 49376.8041 | 8929947.9327 | 6031686.7044 | 968137.4525 | 15584.038 | 5047965.2138 | 815865.1537 | 130852.2227 | 2311.0426 | 682701.8884 |  | 2535 | 513-45F | 3667.1682 | 1188.2423 | 90.2347 | 3593.8957 | 1114.9697 | 16.9621 | 0 | 0 | 0 | 73.2725 | 576.4846 | 178.5958 | 2.7995 | 3007.1268 | 178.5406 | 2.7444 | 0 | 0 | 0 | 0.055135 | 3073.6881 | 999.0558 | 80.5718 | 3007.1268 | 932.4945 | 14.0105 | 0 | 0 | 0 | 66.5613 | 16.9955 | 10.5907 | 6.8634 | 10.3394 | 3.9346 | 0.20725 | 0 | 0 | 0 | 6.6561 | 0.0002384 | 9.12e-05 | 4.8e-06 | 0 | 0 | 0 | 0.0001058 | 5000000 | scaled
515-423 | 0 | 0 | 0 | 0 | 0% | 0% | 0% | 0 | 0 | 0 | 0 | 0 | 0 | 0 | 0 | 515 | 0 | 0 | 0 | 0 | 0 | 0 | 0 | 0 | 0 | 0 | 0 | 0 | 0 | 0 | 0 | 0 | 0 | 0 |  | 2536 | 515-423 | 0 | 0 | 0 | 0 | 0 | 0 | 0 | 0 | 0 | 0 | 0 | 0 | 0 | 0 | 0 | 0 | 0 | 0 | 0 | 0 | 0 | 0 | 0 | 0 | 0 | 0 | 0 | 0 | 0 | 0 | 0 | 0 | 0 | 0 | 0 | 0 | 0 | 0 | 0 | 0 | 0 | 0 | 0 | 0 | 0 | 0 | 0 | 5000000 | scaled
515-49R | 938.6551 | 472.1806 | 0 | 466.4744 | 50.3% | 0% | 49.7% | 250.179 | 460.5165 | 1.4055 | 241.5847 | 7.1889 | 2.2473 | 446.7711 | 11.498 | 515 | 0.0014364 | 0.0009824 | 0.0006646 | 653477.4919 | 2.6685 | 500.3817 | 435.6049 | 1857.7522 | 348358.1939 | 303261.5458 | 700810.2908 | 3937.0177 | 676735.427 | 20137.8462 | 719438.1259 | 3510.8474 | 697964.5486 | 17962.73 |  | 2537 | 515-49R | 938.6551 | 688.476 | 478.1386 | 472.1806 | 222.0016 | 11.6641 | 0 | 0 | 0 | 466.4744 | 2.6685 | 1.263 | 0.42116 | 11.8563 | 0.91201 | 0.070155 | 0 | 0 | 0 | 0.35101 | 435.6049 | 428.416 | 424.1068 | 11.8563 | 4.6674 | 0.35826 | 0 | 0 | 0 | 423.7486 | 500.3817 | 258.797 | 53.6106 | 458.0069 | 216.4222 | 11.2357 | 0 | 0 | 0 | 42.3749 | 0.0007894 | 0.0003354 | 1.76e-05 | 0 | 0 | 0 | 0.000647 | 5000000 | scaled
515-50 | 0 | 0 | 0 | 0 | 0% | 0% | 0% | 0 | 0 | 0 | 0 | 0 | 0 | 0 | 0 | 515 | 0 | 0 | 0 | 0 | 0 | 0 | 0 | 0 | 0 | 0 | 0 | 0 | 0 | 0 | 0 | 0 | 0 | 0 |  | 2538 | 515-50 | 0 | 0 | 0 | 0 | 0 | 0 | 0 | 0 | 0 | 0 | 0 | 0 | 0 | 0 | 0 | 0 | 0 | 0 | 0 | 0 | 0 | 0 | 0 | 0 | 0 | 0 | 0 | 0 | 0 | 0 | 0 | 0 | 0 | 0 | 0 | 0 | 0 | 0 | 0 | 0 | 0 | 0 | 0 | 0 | 0 | 0 | 0 | 5000000 | scaled
516-4 | 0 | 0 | 0 | 0 | 0% | 0% | 0% | 0 | 0 | 0 | 0 | 0 | 0 | 0 | 0 | 516 | 0 | 0 | 0 | 0 | 0 | 0 | 0 | 0 | 0 | 0 | 0 | 0 | 0 | 0 | 0 | 0 | 0 | 0 |  | 2539 | 516-4 | 0 | 0 | 0 | 0 | 0 | 0 | 0 | 0 | 0 | 0 | 0 | 0 | 0 | 0 | 0 | 0 | 0 | 0 | 0 | 0 | 0 | 0 | 0 | 0 | 0 | 0 | 0 | 0 | 0 | 0 | 0 | 0 | 0 | 0 | 0 | 0 | 0 | 0 | 0 | 0 | 0 | 0 | 0 | 0 | 0 | 0 | 0 | 5000000 | scaled
516-5F | 1245.1969 | 236.0323 | 0 | 1009.1646 | 18.96% | 0% | 81.04% | 143.1475 | 231.1777 | 0 | 143.1475 | 0 | 0 | 231.1777 | 0 | 516 | 0.0037102 | 0.0023402 | 0.0014852 | 335614.4924 | 0.75936 | 327.7055 | 916.732 | 204.6692 | 88325.568 | 247084.2552 | 470921.0083 | 0 | 470921.0083 | 0 | 682749.2367 | 0 | 682749.2367 | 0 |  | 2540 | 516-5F | 1245.1969 | 1102.0493 | 1014.0192 | 236.0323 | 92.8848 | 4.8546 | 0 | 0 | 0 | 1009.1646 | 0.75936 | 0.75936 | 0.75936 | 0 | 0 | 0 | 0 | 0 | 0 | 0.75936 | 916.732 | 916.732 | 916.732 | 0 | 0 | 0 | 0 | 0 | 0 | 916.732 | 327.7055 | 184.558 | 96.5278 | 236.0323 | 92.8848 | 4.8546 | 0 | 0 | 0 | 91.6732 | 0.0022722 | 0.0009022 | 4.72e-05 | 0 | 0 | 0 | 0.001438 | 5000000 | scaled
516-6 | 0 | 0 | 0 | 0 | 0% | 0% | 0% | 0 | 0 | 0 | 0 | 0 | 0 | 0 | 0 | 516 | 0 | 0 | 0 | 0 | 0 | 0 | 0 | 0 | 0 | 0 | 0 | 0 | 0 | 0 | 0 | 0 | 0 | 0 |  | 2541 | 516-6 | 0 | 0 | 0 | 0 | 0 | 0 | 0 | 0 | 0 | 0 | 0 | 0 | 0 | 0 | 0 | 0 | 0 | 0 | 0 | 0 | 0 | 0 | 0 | 0 | 0 | 0 | 0 | 0 | 0 | 0 | 0 | 0 | 0 | 0 | 0 | 0 | 0 | 0 | 0 | 0 | 0 | 0 | 0 | 0 | 0 | 0 | 0 | 5000000 | scaled
516-7F | 353.406 | 40.9245 | 0 | 312.4816 | 11.58% | 0% | 88.42% | 25.2598 | 40.0949 | 0 | 25.2598 | 0 | 0 | 40.0949 | 0 | 516 | 0.0009896 | 0.0006486 | 0.0004482 | 357120.0688 | 0.23513 | 69.3105 | 283.8604 | 237.6034 | 70038.9122 | 286843.5532 | 505929.989 | 0 | 505929.989 | 0 | 699042.9957 | 0 | 699042.9957 | 0 |  | 2542 | 516-7F | 353.406 | 328.1462 | 313.3111 | 40.9245 | 15.6646 | 0.82952 | 0 | 0 | 0 | 312.4816 | 0.23513 | 0.23513 | 0.23513 | 0 | 0 | 0 | 0 | 0 | 0 | 0.23513 | 283.8604 | 283.8604 | 283.8604 | 0 | 0 | 0 | 0 | 0 | 0 | 283.8604 | 69.3105 | 44.0507 | 29.2156 | 40.9245 | 15.6646 | 0.82952 | 0 | 0 | 0 | 28.386 | 0.0005526 | 0.0002116 | 1.12e-05 | 0 | 0 | 0 | 0.000437 | 5000000 | scaled
518-39 | 1403.0335 | 952.5434 | 0 | 450.4901 | 67.89% | 0% | 32.11% | 588.8602 | 932.841 | 2.7869 | 571.875 | 14.1983 | 4.0891 | 907.9213 | 20.8306 | 518 | 0.002089 | 0.0012178 | 0.0006624 | 671629.2404 | 4.5916 | 967.55 | 430.8919 | 2197.9954 | 463164.2031 | 206267.0419 | 668560.7335 | 3164.0691 | 649276.6591 | 16120.0053 | 709831.6117 | 3111.5177 | 690869.3525 | 15850.7415 |  | 2543 | 518-39 | 1403.0335 | 814.1733 | 470.1925 | 952.5434 | 363.6832 | 19.7024 | 0 | 0 | 0 | 450.4901 | 4.5916 | 1.8047 | 0.50254 | 21.6636 | 1.4658 | 0.16356 | 0 | 0 | 0 | 0.33898 | 430.8919 | 416.6935 | 410.0612 | 21.6636 | 7.4653 | 0.83296 | 0 | 0 | 0 | 409.2283 | 967.55 | 395.675 | 59.6287 | 926.6272 | 354.7521 | 18.7058 | 0 | 0 | 0 | 40.9228 | 0.0014574 | 0.0005862 | 3.08e-05 | 0 | 0 | 0 | 0.0006316 | 5000000 | scaled
518-40 | 0 | 0 | 0 | 0 | 0% | 0% | 0% | 0 | 0 | 0 | 0 | 0 | 0 | 0 | 0 | 518 | 0 | 0 | 0 | 0 | 0 | 0 | 0 | 0 | 0 | 0 | 0 | 0 | 0 | 0 | 0 | 0 | 0 | 0 |  | 2544 | 518-40 | 0 | 0 | 0 | 0 | 0 | 0 | 0 | 0 | 0 | 0 | 0 | 0 | 0 | 0 | 0 | 0 | 0 | 0 | 0 | 0 | 0 | 0 | 0 | 0 | 0 | 0 | 0 | 0 | 0 | 0 | 0 | 0 | 0 | 0 | 0 | 0 | 0 | 0 | 0 | 0 | 0 | 0 | 0 | 0 | 0 | 0 | 0 | 5000000 | scaled
518-41 | 181.2908 | 110.5372 | 0 | 70.7536 | 60.97% | 0% | 39.03% | 68.2875 | 108.0823 | 0 | 68.2875 | 0 | 0 | 108.0823 | 0 | 518 | 0.000233 | 0.0001476 | 9.76e-05 | 778072.042 | 0.05324 | 116.9645 | 64.2731 | 228.4971 | 501993.4042 | 275850.1407 | 765604.7395 | 0 | 765604.7395 | 0 | 750087.1598 | 0 | 750087.1598 | 0 |  | 2545 | 518-41 | 181.2908 | 113.0033 | 73.2085 | 110.5372 | 42.2496 | 2.4549 | 0 | 0 | 0 | 70.7536 | 0.05324 | 0.05324 | 0.05324 | 0 | 0 | 0 | 0 | 0 | 0 | 0.05324 | 64.2731 | 64.2731 | 64.2731 | 0 | 0 | 0 | 0 | 0 | 0 | 64.2731 | 116.9645 | 48.6769 | 8.8822 | 110.5372 | 42.2496 | 2.4549 | 0 | 0 | 0 | 6.4273 | 0.0001382 | 5.28e-05 | 2.8e-06 | 0 | 0 | 0 | 9.48e-05 | 5000000 | scaled
518-42AE | 344.3142 | 101.0173 | 0 | 243.2969 | 29.34% | 0% | 70.66% | 62.5853 | 99.0485 | 0.18169 | 61.4704 | 0.93328 | 0.20652 | 97.7805 | 1.0615 | 518 | 0.0008198 | 0.0005304 | 0.0003596 | 419997.8143 | 0.3896 | 121.8506 | 222.074 | 475.2327 | 148634.5172 | 270888.0644 | 531163.0392 | 1542.0295 | 521700.2426 | 7920.7671 | 682051.5425 | 1422.123 | 673319.966 | 7309.4535 |  | 2546 | 518-42AE | 344.3142 | 281.7289 | 245.2657 | 101.0173 | 38.432 | 1.9689 | 0 | 0 | 0 | 243.2969 | 0.3896 | 0.2079 | 0.18307 | 1.0615 | 0.02483 | 0 | 0 | 0 | 0 | 0.18307 | 222.074 | 221.1408 | 221.0125 | 1.0615 | 0.12821 | 0 | 0 | 0 | 0 | 221.0125 | 121.8506 | 60.3802 | 24.0701 | 99.7493 | 38.279 | 1.9689 | 0 | 0 | 0 | 22.1013 | 0.0004696 | 0.0001802 | 9.4e-06 | 0 | 0 | 0 | 0.0003502 | 5000000 | scaled
519-30 | 0 | 0 | 0 | 0 | 0% | 0% | 0% | 0 | 0 | 0 | 0 | 0 | 0 | 0 | 0 | 519 | 0 | 0 | 0 | 0 | 0 | 0 | 0 | 0 | 0 | 0 | 0 | 0 | 0 | 0 | 0 | 0 | 0 | 0 |  | 2547 | 519-30 | 0 | 0 | 0 | 0 | 0 | 0 | 0 | 0 | 0 | 0 | 0 | 0 | 0 | 0 | 0 | 0 | 0 | 0 | 0 | 0 | 0 | 0 | 0 | 0 | 0 | 0 | 0 | 0 | 0 | 0 | 0 | 0 | 0 | 0 | 0 | 0 | 0 | 0 | 0 | 0 | 0 | 0 | 0 | 0 | 0 | 0 | 0 | 5000000 | scaled
519-46R | 7592.4505 | 4127.822 | 0 | 3464.6285 | 54.37% | 0% | 45.63% | 2123.7168 | 4022.9264 | 0 | 2123.7168 | 0 | 0 | 4022.9264 | 0 | 519 | 0.013855 | 0.0086144 | 0.0050888 | 548001.4511 | 2.607 | 4442.5513 | 3147.2922 | 188.1674 | 320650.6956 | 227162.5881 | 634836.288 | 0 | 634836.288 | 0 | 701447.1139 | 0 | 701447.1139 | 0 |  | 2548 | 519-46R | 7592.4505 | 5468.7337 | 3569.5241 | 4127.822 | 2004.1053 | 104.8956 | 0 | 0 | 0 | 3464.6285 | 2.607 | 2.607 | 2.607 | 0 | 0 | 0 | 0 | 0 | 0 | 2.607 | 3147.2922 | 3147.2922 | 3147.2922 | 0 | 0 | 0 | 0 | 0 | 0 | 3147.2922 | 4442.5513 | 2318.8345 | 419.6248 | 4127.822 | 2004.1053 | 104.8956 | 0 | 0 | 0 | 314.7292 | 0.0089606 | 0.0037202 | 0.0001946 | 0 | 0 | 0 | 0.0048942 | 5000000 | scaled
521-1835 | 0 | 0 | 0 | 0 | 0% | 0% | 0% | 0 | 0 | 0 | 0 | 0 | 0 | 0 | 0 | 521 | 0 | 0 | 0 | 0 | 0 | 0 | 0 | 0 | 0 | 0 | 0 | 0 | 0 | 0 | 0 | 0 | 0 | 0 |  | 2549 | 521-1835 | 0 | 0 | 0 | 0 | 0 | 0 | 0 | 0 | 0 | 0 | 0 | 0 | 0 | 0 | 0 | 0 | 0 | 0 | 0 | 0 | 0 | 0 | 0 | 0 | 0 | 0 | 0 | 0 | 0 | 0 | 0 | 0 | 0 | 0 | 0 | 0 | 0 | 0 | 0 | 0 | 0 | 0 | 0 | 0 | 0 | 0 | 0 | 5000000 | scaled
521-1856R | 8477861.6937 | 8290637.7323 | 178342.4023 | 8881.5591 | 97.79% | 2.104% | 0.1048% | 5112443.6399 | 8235658.9689 | 812182.0816 | 71296.7864 | 4228964.7719 | 1302277.6966 | 147481.8336 | 6785899.4387 | 521 | 0.15411 | 0.087669 | 0.023865 | 55012683.9705 | 1337374.7011 | 162537.1474 | 6977949.8452 | 8678199.1073 | 1054700.4714 | 45279784.3918 | 38387602.2172 | 6098399.2925 | 535343.3446 | 31753859.5801 | 10148952.6342 | 1604820.5383 | 181744.5513 | 8362387.5446 |  | 2550 | 521-1856R | 8477861.6937 | 3365418.0538 | 242202.7248 | 8290637.7323 | 3256106.1331 | 217290.2383 | 178342.4023 | 100430.3617 | 16030.9274 | 8881.5591 | 1337374.7011 | 525192.6195 | 35097.0045 | 6949322.7122 | 524994.9255 | 35059.8318 | 339.1937 | 191.0109 | 30.4896 | 6.6831 | 6977949.8452 | 2748985.0733 | 192050.4065 | 6949322.7122 | 2729339.532 | 182134.3144 | 20559.0638 | 11577.4723 | 1848.023 | 8068.0691 | 162537.1474 | 91240.361 | 15055.3138 | 4286.1957 | 1771.6756 | 96.0921 | 157444.1448 | 88661.8785 | 14152.4148 | 806.8069 | 0.034618 | 0.014448 | 0.000754 | 0.10709 | 0.06082 | 0.010709 | 0.012402 | 5000000 | scaled
521-27R | 5618622.9164 | 5550019.8098 | 61335.2906 | 7267.816 | 98.78% | 1.092% | 0.1294% | 3305307.9248 | 5470470.8928 | 602056.9295 | 29429.291 | 2673821.7042 | 994336.1695 | 59233.1521 | 4416901.5712 | 521 | 0.063668 | 0.035831 | 0.013221 | 88249328.0158 | 1019429.133 | 64036.1084 | 4535157.675 | 16011741.1839 | 1005788.0056 | 71231798.8263 | 64562552.4442 | 11759973.0413 | 574842.0989 | 52227737.304 | 11205471.7019 | 2036754.4271 | 121330.5807 | 9047386.6941 |  | 2551 | 521-27R | 5618622.9164 | 2313314.9916 | 148152.0236 | 5550019.8098 | 2271975.1718 | 136485.1162 | 61335.2906 | 34072.0039 | 4399.0913 | 7267.816 | 1019429.133 | 417372.2035 | 25092.9635 | 4522786.2488 | 417317.248 | 25081.1054 | 89.0842 | 49.4866 | 6.3893 | 5.4688 | 4535157.675 | 1861335.9708 | 118256.1037 | 4522786.2488 | 1851528.9716 | 111240.1846 | 5769.2923 | 3204.8654 | 413.7853 | 6602.1338 | 64036.1084 | 34606.8174 | 4802.9563 | 7898.9809 | 3128.9522 | 163.8262 | 55476.9141 | 30817.6519 | 3978.9167 | 660.2134 | 0.029051 | 0.01175 | 0.0006132 | 0.024453 | 0.013917 | 0.0024454 | 0.010163 | 5000000 | scaled
521-32R | 12241713.4625 | 12165680.2675 | 69068.987 | 6964.2079 | 99.38% | 0.5642% | 0.05689% | 6694781.6302 | 11945025.1829 | 1162901.9617 | 27422.1673 | 5504457.5012 | 2072310.7351 | 57026.0604 | 9815688.3874 | 521 | 0.14844 | 0.085295 | 0.021288 | 82470546.2535 | 2121691.7278 | 63224.9747 | 10056796.76 | 14293511.7953 | 425936.9589 | 67751097.4994 | 65032321.1469 | 11296292.8463 | 266375.7072 | 53469652.5934 | 13936878.9698 | 2417872.1652 | 66535.2554 | 11452471.5491 |  | 2552 | 521-32R | 12241713.4625 | 5546931.8322 | 296688.2795 | 12165680.2675 | 5501062.9024 | 283514.3485 | 69068.987 | 38904.722 | 6209.7232 | 6964.2079 | 2121691.7278 | 958789.766 | 49380.9927 | 10043163.3045 | 958715.2555 | 49364.6958 | 122.978 | 69.2702 | 11.0565 | 5.2403 | 10056796.76 | 4552339.2588 | 241108.3725 | 10043163.3045 | 4541897.0177 | 234125.0836 | 7307.1213 | 4115.9069 | 656.9548 | 6326.3341 | 63224.9747 | 35802.8074 | 6198.9143 | 953.4536 | 450.6292 | 24.569 | 61638.8877 | 34719.5448 | 5541.7119 | 632.6334 | 0.031334 | 0.014539 | 0.0007608 | 0.10731 | 0.060959 | 0.010731 | 0.0097964 | 5000000 | scaled
521-700R | 9012544.5994 | 8927133.7418 | 75930.6611 | 9480.1965 | 99.05% | 0.8425% | 0.1052% | 5288949.65 | 8820637.5128 | 985334.2683 | 36412.2803 | 4267203.1014 | 1640302.5577 | 76036.8874 | 7104298.0677 | 521 | 0.074421 | 0.042713 | 0.016497 | 121102820.9849 | 1673464.6534 | 82192.3713 | 7256887.5747 | 22486578.3583 | 1104430.377 | 97511812.2496 | 87177904.1635 | 16241292.1454 | 600184.6293 | 70336427.3888 | 11632847.5839 | 2163266.5006 | 100279.0921 | 9369301.9912 |  | 2553 | 521-700R | 9012544.5994 | 3723594.9494 | 191907.0866 | 8927133.7418 | 3671902.8232 | 176982.206 | 75930.6611 | 42211.9297 | 5444.6841 | 9480.1965 | 1673464.6534 | 688130.3851 | 33162.0957 | 7241374.0989 | 688066.5533 | 33147.6489 | 101.9887 | 56.6983 | 7.3132 | 7.1335 | 7256887.5747 | 2989684.4733 | 152589.507 | 7241374.0989 | 2977235.8096 | 143482.7454 | 6901.6004 | 3836.7883 | 494.8862 | 8611.8754 | 82192.3713 | 45780.091 | 6155.484 | 12404.1118 | 6600.4604 | 351.8117 | 68927.0719 | 38318.443 | 4942.4847 | 861.1875 | 0.036793 | 0.01558 | 0.0008134 | 0.024382 | 0.013887 | 0.0024382 | 0.013245 | 5000000 | scaled
52-15 | 0 | 0 | 0 | 0 | 0% | 0% | 0% | 0 | 0 | 0 | 0 | 0 | 0 | 0 | 0 | 52 | 0 | 0 | 0 | 0 | 0 | 0 | 0 | 0 | 0 | 0 | 0 | 0 | 0 | 0 | 0 | 0 | 0 | 0 |  | 2554 | 52-15 | 0 | 0 | 0 | 0 | 0 | 0 | 0 | 0 | 0 | 0 | 0 | 0 | 0 | 0 | 0 | 0 | 0 | 0 | 0 | 0 | 0 | 0 | 0 | 0 | 0 | 0 | 0 | 0 | 0 | 0 | 0 | 0 | 0 | 0 | 0 | 0 | 0 | 0 | 0 | 0 | 0 | 0 | 0 | 0 | 0 | 0 | 0 | 5000000 | scaled
52-16F | 647.5006 | 75.3956 | 0 | 572.105 | 11.64% | 0% | 88.36% | 46.5987 | 73.8702 | 0.042172 | 46.3239 | 0.23261 | 0.043354 | 73.5882 | 0.23871 | 52 | 0.001922 | 0.00123 | 0.0008226 | 336888.9949 | 0.47384 | 127.084 | 519.9428 | 246.5373 | 66120.7012 | 270521.7564 | 488538.1517 | 442.1247 | 485657.3371 | 2438.69 | 697338.2266 | 409.2637 | 694675.5675 | 2253.3954 |  | 2555 | 52-16F | 647.5006 | 600.9019 | 573.6304 | 75.3956 | 28.7969 | 1.5254 | 0 | 0 | 0 | 572.105 | 0.47384 | 0.43167 | 0.43049 | 0.23871 | 0.0011824 | 0 | 0 | 0 | 0 | 0.43049 | 519.9428 | 519.7102 | 519.7041 | 0.23871 | 0.006094 | 0 | 0 | 0 | 0 | 519.7041 | 127.084 | 80.76 | 53.4958 | 75.1136 | 28.7896 | 1.5254 | 0 | 0 | 0 | 51.9704 | 0.001122 | 0.00043 | 2.26e-05 | 0 | 0 | 0 | 0.0008 | 5000000 | scaled
52-17F | 2009.8379 | 876.5069 | 0 | 1133.3309 | 43.61% | 0% | 56.39% | 540.538 | 858.6554 | 0 | 540.538 | 0 | 0 | 858.6554 | 0 | 52 | 0.004336 | 0.0026644 | 0.0016816 | 463523.4924 | 0.8528 | 979.4595 | 1029.5256 | 196.6778 | 225890.1037 | 237436.7109 | 551456.1908 | 0 | 551456.1908 | 0 | 684575.6745 | 0 | 684575.6745 | 0 |  | 2556 | 52-17F | 2009.8379 | 1469.2999 | 1151.1825 | 876.5069 | 335.9689 | 17.8515 | 0 | 0 | 0 | 1133.3309 | 0.8528 | 0.8528 | 0.8528 | 0 | 0 | 0 | 0 | 0 | 0 | 0.8528 | 1029.5256 | 1029.5256 | 1029.5256 | 0 | 0 | 0 | 0 | 0 | 0 | 1029.5256 | 979.4595 | 438.9215 | 120.8041 | 876.5069 | 335.9689 | 17.8515 | 0 | 0 | 0 | 102.9526 | 0.0027094 | 0.0010378 | 5.5e-05 | 0 | 0 | 0 | 0.0016266 | 5000000 | scaled
52-18F | 11618.3539 | 7907.1835 | 0 | 3711.1704 | 68.06% | 0% | 31.94% | 4616.671 | 7732.8425 | 0 | 4616.671 | 0 | 0 | 7732.8425 | 0 | 52 | 0.012594 | 0.0081068 | 0.0053614 | 922516.2268 | 2.7925 | 8244.3087 | 3371.2526 | 221.7319 | 654611.5454 | 267682.9495 | 863680.2218 | 0 | 863680.2218 | 0 | 724719.5467 | 0 | 724719.5467 | 0 |  | 2557 | 52-18F | 11618.3539 | 7001.6828 | 3885.5114 | 7907.1835 | 3290.5124 | 174.341 | 0 | 0 | 0 | 3711.1704 | 2.7925 | 2.7925 | 2.7925 | 0 | 0 | 0 | 0 | 0 | 0 | 2.7925 | 3371.2526 | 3371.2526 | 3371.2526 | 0 | 0 | 0 | 0 | 0 | 0 | 3371.2526 | 8244.3087 | 3627.6377 | 511.4662 | 7907.1835 | 3290.5124 | 174.341 | 0 | 0 | 0 | 337.1253 | 0.0073846 | 0.0028972 | 0.0001518 | 0 | 0 | 0 | 0.0052096 | 5000000 | scaled
52-20R | 5958.3686 | 2880.1765 | 0 | 3078.1921 | 48.34% | 0% | 51.66% | 1776.2533 | 2822.689 | 0.080402 | 1775.7552 | 0.41778 | 0.13085 | 2821.8751 | 0.68308 | 52 | 0.011327 | 0.0070028 | 0.0044598 | 526050.941 | 2.4471 | 3158.9876 | 2796.9339 | 216.0481 | 278899.9007 | 246934.9922 | 597206.1547 | 27.0325 | 597038.6589 | 140.4633 | 703098.7039 | 32.5933 | 702895.9629 | 170.1477 |  | 2558 | 52-20R | 5958.3686 | 4182.1153 | 3135.6796 | 2880.1765 | 1103.9231 | 57.4875 | 0 | 0 | 0 | 3078.1921 | 2.4471 | 2.3667 | 2.3162 | 0.68308 | 0.050448 | 0 | 0 | 0 | 0 | 2.3162 | 2796.9339 | 2796.5161 | 2796.2508 | 0.68308 | 0.26531 | 0 | 0 | 0 | 0 | 2796.2508 | 3158.9876 | 1383.2325 | 337.1126 | 2879.3625 | 1103.6074 | 57.4875 | 0 | 0 | 0 | 279.6251 | 0.0070072 | 0.0026834 | 0.0001404 | 0 | 0 | 0 | 0.0043194 | 5000000 | scaled
520-1045R | 2978813.9644 | 2899717.5924 | 73616.8404 | 5479.5316 | 97.34% | 2.471% | 0.184% | 1125149.7724 | 2880544.8277 | 159561.3627 | 27691.7396 | 937896.67 | 410773.8956 | 58129.0632 | 2411641.8688 | 520 | 0.26824 | 0.15765 | 0.031924 | 11105206.5548 | 423210.4671 | 64632.72 | 2490970.7773 | 1577755.3449 | 240954.8612 | 9286496.3487 | 11758053.5185 | 1667450.0486 | 289384.5461 | 9801218.9238 | 3078202.0137 | 438960.3732 | 62117.7625 | 2577123.878 |  | 2559 | 520-1045R | 2978813.9644 | 1853664.192 | 98269.1367 | 2899717.5924 | 1806527.6212 | 85793.3047 | 73616.8404 | 41657.0393 | 6996.3005 | 5479.5316 | 423210.4671 | 263649.1044 | 12436.5716 | 2475114.7563 | 263598.3747 | 12424.6208 | 82.3637 | 46.6066 | 7.8276 | 4.1232 | 2490970.7773 | 1553074.1073 | 79328.9084 | 2475114.7563 | 1541940.7933 | 73317.4196 | 10878.377 | 6155.67 | 1033.8449 | 4977.644 | 64632.72 | 36940.9804 | 6503.6567 | 1478.8558 | 988.4532 | 51.2643 | 62656.0997 | 35454.7627 | 5954.628 | 497.7644 | 0.027405 | 0.017476 | 0.000912 | 0.23313 | 0.13248 | 0.023313 | 0.007699 | 5000000 | scaled
520-10R | 1478744.639 | 1448788.0509 | 26017.2587 | 3939.3293 | 97.97% | 1.759% | 0.2664% | 806661.4076 | 1438167.8294 | 170831.0775 | 13771.2765 | 622059.0536 | 303777.8662 | 28443.2951 | 1105946.6681 | 520 | 0.046043 | 0.026576 | 0.0083524 | 32116321.5363 | 311264.8542 | 30679.2708 | 1136800.514 | 6760249.1176 | 666312.0179 | 24689760.4008 | 25289484.7705 | 5355691.8593 | 431740.6079 | 19502052.3033 | 4858101.8141 | 1026155.4826 | 96080.8752 | 3735865.4564 |  | 2560 | 520-10R | 1478744.639 | 672083.2315 | 40576.8096 | 1448788.0509 | 653689.9882 | 34769.0776 | 26017.2587 | 14453.914 | 1868.4026 | 3939.3293 | 311264.8542 | 140433.7767 | 7486.988 | 1130904.3602 | 140413.3857 | 7481.7711 | 31.3685 | 17.4268 | 2.2527 | 2.9642 | 1136800.514 | 514741.4605 | 30853.846 | 1130904.3602 | 509875.3795 | 27108.8933 | 2317.6401 | 1287.5673 | 166.4389 | 3578.5137 | 30679.2708 | 16907.9943 | 2235.9756 | 6653.1693 | 3401.223 | 178.4132 | 23668.2501 | 13148.9199 | 1699.711 | 357.8514 | 0.016027 | 0.0071078 | 0.000371 | 0.024483 | 0.013935 | 0.0024484 | 0.005533 | 5000000 | scaled
520-1489R | 2637933.8386 | 2552367.6877 | 73796.5863 | 11769.5647 | 96.76% | 2.798% | 0.4462% | 971348.0188 | 2535702.1464 | 128875.5811 | 29116.1655 | 813356.2722 | 335897.4849 | 61539.5612 | 2138265.1003 | 520 | 0.13822 | 0.089978 | 0.025134 | 19085423.8012 | 347338.6225 | 68118.2044 | 2222477.0117 | 2512991.3102 | 492834.4981 | 16079597.9929 | 18522106.6854 | 2457458.3119 | 555200.313 | 15509448.0605 | 4067466.0687 | 538806.0362 | 98714.3059 | 3429945.7266 |  | 2561 | 520-1489R | 2637933.8386 | 1666585.8198 | 102231.6922 | 2552367.6877 | 1613497.7985 | 84199.2024 | 73796.5863 | 41318.4566 | 6262.9251 | 11769.5647 | 347338.6225 | 218463.0414 | 11441.1376 | 2201498.9891 | 218392.9433 | 11422.9985 | 109.3807 | 61.2419 | 9.2829 | 8.8562 | 2222477.0117 | 1409120.7395 | 84211.9114 | 2201498.9891 | 1392669.8273 | 72647.3723 | 10286.4694 | 5759.3591 | 872.986 | 10691.5531 | 68118.2044 | 39002.0389 | 6578.6431 | 3648.313 | 2435.028 | 128.8316 | 63400.7361 | 35497.8556 | 5380.6562 | 1069.1553 | 0.054807 | 0.035474 | 0.0018594 | 0.066817 | 0.037911 | 0.0066816 | 0.016593 | 5000000 | scaled
520-1509R | 3413911.7889 | 3165391.0031 | 238763.1895 | 9757.5962 | 92.72% | 6.994% | 0.2858% | 1554710.4713 | 3294445.6118 | 215562.122 | 92950.8518 | 1246197.4976 | 458132.1702 | 194152.6739 | 2642160.7677 | 520 | 0.28561 | 0.16707 | 0.037885 | 11953179.6801 | 471203.5183 | 215283.824 | 2727424.4466 | 1649831.8258 | 753776.4272 | 9549571.427 | 11128024.3674 | 1542911.4231 | 665306.7323 | 8919806.212 | 3153373.272 | 438514.3696 | 185838.8101 | 2529020.0924 |  | 2562 | 520-1509R | 3413911.7889 | 1859201.3176 | 119466.1771 | 3165391.0031 | 1714336.4002 | 87038.4058 | 238763.1895 | 135107.3211 | 22670.175 | 9757.5962 | 471203.5183 | 255641.3963 | 13071.3481 | 2692681.4223 | 255447.9525 | 13032.7791 | 328.8808 | 186.1016 | 31.2267 | 7.3423 | 2727424.4466 | 1481226.9489 | 85263.6788 | 2692681.4223 | 1457719.0171 | 73942.6279 | 25879.157 | 14644.0646 | 2457.1837 | 8863.8672 | 215283.824 | 122332.9723 | 21131.1502 | 1842.2856 | 1169.4306 | 62.9988 | 212555.1517 | 120277.155 | 20181.7646 | 886.3867 | 0.043215 | 0.023362 | 0.0012216 | 0.22859 | 0.12991 | 0.022859 | 0.013805 | 5000000 | scaled
520-1525R | 1632803.2803 | 1604824.3239 | 23442.3442 | 4536.6122 | 98.29% | 1.436% | 0.2778% | 787243.1519 | 1580841.3877 | 161493.798 | 12825.2051 | 612924.1487 | 322741.6057 | 26555.419 | 1231544.363 | 520 | 0.099044 | 0.05801 | 0.013786 | 16485702.0576 | 332050.0232 | 28932.1735 | 1271821.0836 | 3352564.1557 | 292115.5283 | 12841022.3735 | 14576109.7819 | 2990119.7919 | 237463.6055 | 11348526.3844 | 3769233.0253 | 769519.5282 | 63316.6383 | 2936396.8588 |  | 2563 | 520-1525R | 1632803.2803 | 845560.1284 | 51961.8926 | 1604824.3239 | 827890.9644 | 45436.2281 | 23442.3442 | 13132.5518 | 1989.0523 | 4536.6122 | 332050.0232 | 170556.2252 | 9308.4175 | 1264851.0233 | 170537.5825 | 9302.6973 | 27.1847 | 15.2291 | 2.3066 | 3.4137 | 1271821.0836 | 658896.9348 | 40276.7206 | 1264851.0233 | 653179.8335 | 35913.8995 | 2848.9707 | 1596.0117 | 241.7314 | 4121.0896 | 28932.1735 | 16106.9685 | 2376.7545 | 7953.8757 | 4173.5484 | 219.6313 | 20566.1888 | 11521.3111 | 1745.0142 | 412.109 | 0.025799 | 0.013668 | 0.0007142 | 0.066858 | 0.037957 | 0.0066858 | 0.0063858 | 5000000 | scaled
520-1527R | 6763000.618 | 6541015.7388 | 214761.3737 | 7223.5055 | 96.72% | 3.176% | 0.1068% | 3674887.7983 | 6598727.8048 | 661742.0019 | 85461.8086 | 2927683.9878 | 1182613.5925 | 179088.9354 | 5237025.2769 | 520 | 0.27105 | 0.1546 | 0.033653 | 24951449.7076 | 1207858.0965 | 198205.9046 | 5356936.6169 | 4456277.9528 | 731261.897 | 19763909.8577 | 19975140.7827 | 3596950.5399 | 464534.3619 | 15913655.8809 | 4881372.039 | 874831.8 | 132480.0397 | 3874060.1993 |  | 2564 | 520-1527R | 6763000.618 | 3088112.8197 | 164272.8132 | 6541015.7388 | 2959405.4629 | 136665.1627 | 214761.3737 | 121483.8513 | 20384.145 | 7223.5055 | 1207858.0965 | 546116.0946 | 25244.504 | 5328787.4707 | 545910.6452 | 25205.5076 | 353.5882 | 200.0139 | 33.5609 | 5.4355 | 5356936.6169 | 2429252.6291 | 119911.3399 | 5328787.4707 | 2410479.501 | 111300.4959 | 21587.2643 | 12211.2462 | 2048.9621 | 6561.8819 | 198205.9046 | 112744.096 | 19116.9693 | 4729.1953 | 3015.3167 | 159.1592 | 192820.5212 | 109072.5912 | 18301.6219 | 656.1882 | 0.033612 | 0.01534 | 0.0008022 | 0.22731 | 0.12914 | 0.022731 | 0.010119 | 5000000 | scaled
520-1902R | 748333.0035 | 578740.6593 | 162393.6024 | 7198.7418 | 77.34% | 21.7% | 0.962% | 411534.8911 | 717144.9677 | 71546.2765 | 67240.3989 | 272748.2157 | 119651.3551 | 139161.1191 | 458332.4935 | 520 | 0.058932 | 0.033587 | 0.013038 | 12698288.5894 | 122267.5649 | 150351.0447 | 475714.3939 | 2074729.8556 | 2551271.8888 | 8072286.845 | 10027752.507 | 1743347.5735 | 1638427.4896 | 6645977.444 | 2392124.1151 | 399111.6229 | 464188.8096 | 1528823.6826 |  | 2565 | 520-1902R | 748333.0035 | 336798.1124 | 31188.0358 | 578740.6593 | 239425.9686 | 12336.076 | 162393.6024 | 90173.4019 | 11653.218 | 7198.7418 | 122267.5649 | 50721.2884 | 2616.2098 | 452650.9143 | 50580.6981 | 2593.3244 | 243.4343 | 135.1734 | 17.4686 | 5.4168 | 475714.3939 | 202966.1782 | 17381.9004 | 452650.9143 | 187251.346 | 9656.76 | 16524.0933 | 9175.4458 | 1185.754 | 6539.3864 | 150351.0447 | 83110.6458 | 11189.9256 | 4071.0312 | 1593.9245 | 85.9916 | 145626.0749 | 80862.7827 | 10449.9954 | 653.9386 | 0.024573 | 0.0096962 | 0.0005274 | 0.024276 | 0.013808 | 0.0024276 | 0.010083 | 5000000 | scaled
520-1904 | 2084535.8949 | 2011216.826 | 68063.2114 | 5255.8575 | 96.48% | 3.265% | 0.2521% | 1260019.6238 | 2036416.4654 | 212697.8934 | 28522.6474 | 1018799.083 | 341297.8971 | 59182.9641 | 1635935.6042 | 520 | 0.05278 | 0.029466 | 0.010279 | 39495105.967 | 347873.9717 | 64151.9751 | 1672509.9482 | 6591068.7399 | 1215469.1407 | 31688568.0865 | 27981574.6457 | 4723435.9431 | 633409.6491 | 22624729.0535 | 4681333.7405 | 784578.8857 | 136050.3666 | 3760704.4883 |  | 2566 | 520-1904 | 2084535.8949 | 824516.2711 | 48119.4295 | 2011216.826 | 781410.1499 | 37979.1768 | 68063.2114 | 37850.2638 | 4884.3952 | 5255.8575 | 347873.9717 | 135176.0783 | 6576.0746 | 1661943.7214 | 135122.1497 | 6565.6709 | 89.8639 | 49.9737 | 6.4489 | 3.9549 | 1672509.9482 | 653710.8652 | 36574.344 | 1661943.7214 | 645715.5785 | 31384.2544 | 5791.7698 | 3220.8298 | 415.6326 | 4774.4569 | 64151.9751 | 35629.3276 | 4969.011 | 1492.9517 | 572.4217 | 29.2516 | 62181.5776 | 34579.4603 | 4462.3137 | 477.4457 | 0.020946 | 0.0081428 | 0.0004258 | 0.024423 | 0.013913 | 0.0024422 | 0.007411 | 5000000 | scaled
520-1936 | 63711.1322 | 63565.9402 | 0 | 145.192 | 99.77% | 0% | 0.2279% | 28776.4519 | 61630.4668 | 4483.2159 | 0 | 24293.236 | 9633.8542 | 0 | 51996.6127 | 520 | 0.0006668 | 0.000376 | 0.000205 | 95547588.8177 | 9939.3818 | 13.1893 | 53758.561 | 14906091.549 | 19780.0515 | 80621717.2172 | 92911383.7731 | 14475092.244 | 0 | 78436291.5291 | 10149587.2522 | 1586547.1843 | 0 | 8563040.0678 |  | 2567 | 520-1936 | 63711.1322 | 34934.6803 | 2080.6654 | 63565.9402 | 34789.4883 | 1935.4734 | 0 | 0 | 0 | 145.192 | 9939.3818 | 5456.1659 | 305.5277 | 53626.6677 | 5456.0567 | 305.4184 | 0 | 0 | 0 | 0.10925 | 53758.561 | 29465.325 | 1761.9484 | 53626.6677 | 29333.4317 | 1630.055 | 0 | 0 | 0 | 131.8934 | 13.1893 | 13.1893 | 13.1893 | 0 | 0 | 0 | 0 | 0 | 0 | 13.1893 | 0.0004712 | 0.0001804 | 9.4e-06 | 0 | 0 | 0 | 0.0001956 | 5000000 | scaled
520-22R | 258296.0488 | 193006.7992 | 63350.6437 | 1938.6059 | 74.72% | 24.53% | 0.7505% | 136435.6598 | 244465.7244 | 26942.1649 | 30158.2078 | 79335.2871 | 45717.231 | 62832.9553 | 135915.5381 | 520 | 0.036011 | 0.020617 | 0.0054112 | 7172778.2588 | 47558.9089 | 67321.4844 | 143415.6554 | 1320691.9325 | 1869490.7727 | 3982595.5536 | 5910675.1203 | 1167190.335 | 1306515.9715 | 3436968.8139 | 2555870.1091 | 477970.09 | 656913.6543 | 1420986.3648 |  | 2568 | 520-22R | 258296.0488 | 121860.389 | 13830.3243 | 193006.7992 | 84701.5898 | 7346.9495 | 63350.6437 | 35220.1933 | 4544.769 | 1938.6059 | 47558.9089 | 20616.7441 | 1841.6779 | 133607.8892 | 20578.435 | 1835.464 | 66.2827 | 36.8503 | 4.7551 | 1.4587 | 143415.6554 | 64080.3683 | 7500.1174 | 133607.8892 | 57845.6984 | 5161.8034 | 8046.7235 | 4473.6271 | 577.2712 | 1761.0428 | 67321.4844 | 37163.2766 | 4488.5291 | 11907.7426 | 6277.4563 | 349.6821 | 55237.6376 | 30709.716 | 3962.7427 | 176.1043 | 0.0088126 | 0.0039392 | 0.0002068 | 0.024437 | 0.013917 | 0.0024438 | 0.0027606 | 5000000 | scaled
520-35R | 4997794.2437 | 4822590.9181 | 165559.9169 | 9643.4087 | 96.49% | 3.313% | 0.193% | 2049665.3162 | 4817147.7066 | 318231.4942 | 64247.0536 | 1667186.7684 | 751487.0414 | 135395.6018 | 3930265.0633 | 520 | 0.28544 | 0.16826 | 0.037724 | 17509039.5056 | 776633.4174 | 150098.1719 | 4071062.6545 | 2720821.3309 | 525846.9423 | 14262371.2324 | 17521186.9163 | 2720343.3887 | 549204.1196 | 14251639.408 | 4788586.09 | 747031.3581 | 134592.8203 | 3906961.9116 |  | 2569 | 520-35R | 4997794.2437 | 2948128.9275 | 180646.5371 | 4822590.9181 | 2844822.8571 | 155289.743 | 165559.9169 | 93662.6617 | 15713.3854 | 9643.4087 | 776633.4174 | 458401.9232 | 25146.3759 | 4040597.483 | 458269.3969 | 25118.1036 | 221.4295 | 125.2699 | 21.016 | 7.2564 | 4071062.6545 | 2403875.886 | 140797.5911 | 4040597.483 | 2382836.5003 | 129977.4157 | 21705.033 | 12279.2473 | 2060.037 | 8760.1385 | 150098.1719 | 85851.1183 | 14702.57 | 5588.7036 | 3716.9599 | 194.2238 | 143633.4545 | 81258.1445 | 13632.3324 | 876.0138 | 0.044456 | 0.025449 | 0.0013306 | 0.22732 | 0.12915 | 0.022732 | 0.013661 | 5000000 | scaled
520-44F | 0 | 0 | 0 | 0 | 0% | 0% | 0% | 0 | 0 | 0 | 0 | 0 | 0 | 0 | 0 | 520 | 0 | 0 | 0 | 0 | 0 | 0 | 0 | 0 | 0 | 0 | 0 | 0 | 0 | 0 | 0 | 0 | 0 | 0 |  | 2570 | 520-44F | 0 | 0 | 0 | 0 | 0 | 0 | 0 | 0 | 0 | 0 | 0 | 0 | 0 | 0 | 0 | 0 | 0 | 0 | 0 | 0 | 0 | 0 | 0 | 0 | 0 | 0 | 0 | 0 | 0 | 0 | 0 | 0 | 0 | 0 | 0 | 0 | 0 | 0 | 0 | 0 | 0 | 0 | 0 | 0 | 0 | 0 | 0 | 5000000 | scaled
520-45 | 2044646.2599 | 1994999.328 | 43554.5192 | 6092.4127 | 97.57% | 2.13% | 0.298% | 714231.766 | 1969794.713 | 93142.6449 | 16544.7361 | 604544.385 | 258706.8055 | 34605.669 | 1676482.2385 | 520 | 0.10446 | 0.065251 | 0.016293 | 19573185.3614 | 267620.9422 | 38325.9507 | 1738699.3671 | 2561907.3628 | 366890.3277 | 16644387.6709 | 20389306.672 | 2658960.3575 | 472305.6485 | 17258040.666 | 4593979.5823 | 603359.2101 | 80707.7691 | 3909912.603 |  | 2571 | 520-45 | 2044646.2599 | 1330414.4939 | 74851.5469 | 1994999.328 | 1299932.6025 | 65065.4401 | 43554.5192 | 24389.4788 | 3693.6942 | 6092.4127 | 267620.9422 | 174478.2972 | 8914.1367 | 1726695.1309 | 174452.2835 | 8906.307 | 38.2684 | 21.4294 | 3.2454 | 4.5843 | 1738699.3671 | 1134154.9821 | 62217.1286 | 1726695.1309 | 1124997.6348 | 56134.0559 | 6469.8468 | 3622.9579 | 548.6833 | 5534.3894 | 38325.9507 | 21781.2146 | 3720.2816 | 726.1077 | 482.6842 | 25.0772 | 37046.404 | 20745.0914 | 3141.7655 | 553.4389 | 0.029243 | 0.018831 | 0.0009836 | 0.066565 | 0.037766 | 0.0066566 | 0.0086532 | 5000000 | scaled
520-46 | 0 | 0 | 0 | 0 | 0% | 0% | 0% | 0 | 0 | 0 | 0 | 0 | 0 | 0 | 0 | 520 | 0 | 0 | 0 | 0 | 0 | 0 | 0 | 0 | 0 | 0 | 0 | 0 | 0 | 0 | 0 | 0 | 0 | 0 |  | 2572 | 520-46 | 0 | 0 | 0 | 0 | 0 | 0 | 0 | 0 | 0 | 0 | 0 | 0 | 0 | 0 | 0 | 0 | 0 | 0 | 0 | 0 | 0 | 0 | 0 | 0 | 0 | 0 | 0 | 0 | 0 | 0 | 0 | 0 | 0 | 0 | 0 | 0 | 0 | 0 | 0 | 0 | 0 | 0 | 0 | 0 | 0 | 0 | 0 | 5000000 | scaled
521-14R | 11350287.4351 | 10974724.5582 | 366912.4365 | 8650.4405 | 96.69% | 3.233% | 0.07621% | 6527294.6504 | 11078323.0722 | 1025711.4418 | 146594.0081 | 5354989.2006 | 1730438.1613 | 304846.2422 | 9043038.6687 | 521 | 0.27097 | 0.15331 | 0.035011 | 41888327.5692 | 1767240.6718 | 337354.1564 | 9245692.6069 | 6522015.991 | 1245008.2424 | 34121303.3358 | 31459170.1022 | 4943553.5624 | 706529.4402 | 25809087.0995 | 7767969.0087 | 1213359.6322 | 213754.0264 | 6340855.3502 |  | 2573 | 521-14R | 11350287.4351 | 4822992.7847 | 271964.363 | 10974724.5582 | 4606812.5692 | 228545.1286 | 366912.4365 | 207529.7751 | 34768.7939 | 8650.4405 | 1767240.6718 | 741529.23 | 36802.5105 | 9205678.9983 | 741249.404 | 36750.2108 | 483.2239 | 273.3169 | 45.7905 | 6.5092 | 9245692.6069 | 3890703.4063 | 202653.9382 | 9205678.9983 | 3864657.7828 | 191748.7497 | 32155.4893 | 18187.5042 | 3047.0692 | 7858.1194 | 337354.1564 | 190760.1483 | 32507.9142 | 2294.6212 | 905.3823 | 46.1681 | 334273.7233 | 189068.9541 | 31675.9341 | 785.8119 | 0.038563 | 0.016033 | 0.0008384 | 0.22026 | 0.12513 | 0.022026 | 0.012147 | 5000000 | scaled
521-1819R | 810999.5818 | 724333.0113 | 83051.8447 | 3614.7258 | 89.31% | 10.24% | 0.4457% | 436947.0822 | 780317.6343 | 93291.4344 | 35798.8578 | 307856.7899 | 163893.564 | 74616.383 | 541807.6874 | 521 | 0.043667 | 0.025098 | 0.007826 | 18572452.7976 | 168820.0418 | 80510.4826 | 561669.0575 | 3866096.0215 | 1843745.8797 | 12862610.8963 | 14903558.8076 | 3182020.0567 | 1221041.1845 | 10500497.5664 | 3920514.6302 | 823443.0277 | 374891.7213 | 2722179.8812 |  | 2574 | 521-1819R | 810999.5818 | 374052.4997 | 30681.9475 | 724333.0113 | 324268.2483 | 21108.415 | 83051.8447 | 46169.5255 | 5958.8067 | 3614.7258 | 168820.0418 | 75528.6073 | 4926.4778 | 551397.9268 | 75466.1135 | 4916.0432 | 107.5239 | 59.7738 | 7.7146 | 2.72 | 561669.0575 | 253812.2676 | 19861.3701 | 551397.9268 | 246644.1962 | 16076.3898 | 6987.489 | 3884.4297 | 501.3386 | 3283.6417 | 80510.4826 | 44711.6248 | 5894.0996 | 4225.2866 | 2157.9386 | 115.982 | 75956.8318 | 42225.322 | 5449.7535 | 328.3642 | 0.014197 | 0.0061354 | 0.0003212 | 0.024406 | 0.013899 | 0.0024406 | 0.0050642 | 5000000 | scaled
521-18R | 8713017.2766 | 8657405.5156 | 47262.4022 | 8349.3587 | 99.36% | 0.5424% | 0.09583% | 4854222.8541 | 8509605.1033 | 785123.0748 | 21033.7964 | 4048065.9828 | 1375121.607 | 43613.3765 | 7090870.1198 | 521 | 0.071321 | 0.040998 | 0.015049 | 122165881.6256 | 1406290.8322 | 47525.8726 | 7259200.5718 | 19717711.3144 | 666363.8942 | 101781806.417 | 94121528.4289 | 15223236.7625 | 407837.2848 | 78490454.3815 | 13516297.878 | 2184185.1687 | 69273.648 | 11262839.0613 |  | 2575 | 521-18R | 8713017.2766 | 3858794.4225 | 203412.1733 | 8657405.5156 | 3824179.7549 | 191672.1964 | 47262.4022 | 26265.3089 | 3390.6181 | 8349.3587 | 1406290.8322 | 621167.7574 | 31169.2252 | 7246698.6078 | 621106.8817 | 31155.8951 | 98.2361 | 54.5931 | 7.0475 | 6.2826 | 7259200.5718 | 3211134.589 | 168330.452 | 7246698.6078 | 3200817.2377 | 160393.0654 | 4917.3494 | 2732.7367 | 352.772 | 7584.6146 | 47525.8726 | 26492.0761 | 3912.496 | 4520.5943 | 2255.6356 | 123.2359 | 42246.8168 | 23477.9791 | 3030.7986 | 758.4615 | 0.035045 | 0.01526 | 0.0007972 | 0.024471 | 0.013933 | 0.0024472 | 0.011805 | 5000000 | scaled
522-34 | 112711.73 | 48493.7178 | 62905.26 | 1312.7522 | 43.02% | 55.81% | 1.165% | 54331.2803 | 105195.9899 | 4047.6557 | 27240.5167 | 23043.1079 | 7168.5218 | 56619.971 | 41407.497 | 522 | 0.030009 | 0.017398 | 0.0043764 | 3755930.8889 | 7438.1439 | 60959.8209 | 44313.7653 | 247863.7708 | 2031384.6144 | 1476682.5037 | 3355545.3852 | 249986.6096 | 1682397.1311 | 1423161.6445 | 1717333.9225 | 117026.7587 | 924326.0793 | 675981.0845 |  | 2576 | 522-34 | 112711.73 | 58380.4497 | 7515.7402 | 48493.7178 | 22082.9273 | 1693.1522 | 62905.26 | 34984.7702 | 4509.8358 | 1312.7522 | 7438.1439 | 3390.4882 | 269.6221 | 38042.3169 | 3347.7672 | 263.2545 | 75.0393 | 41.7331 | 5.3798 | 0.9878 | 44313.7653 | 21270.6574 | 2906.2682 | 38042.3169 | 17253.4937 | 1349.6335 | 5078.9352 | 2824.6506 | 364.1216 | 1192.5131 | 60959.8209 | 33719.3042 | 4339.8499 | 3089.2842 | 1481.6664 | 80.2642 | 57751.2854 | 32118.3865 | 4140.3344 | 119.2513 | 0.0037922 | 0.0016622 | 8.76e-05 | 0.024364 | 0.013884 | 0.0024364 | 0.0018524 | 5000000 | scaled
522-36 | 116957.6872 | 26354.7042 | 89088.0048 | 1514.9782 | 22.53% | 76.17% | 1.295% | 54680.7302 | 108682.1657 | 2401.2612 | 36221.3149 | 16058.154 | 4152.855 | 75478.6382 | 29050.6726 | 522 | 0.031092 | 0.017891 | 0.004661 | 3761713.3629 | 4219.4623 | 81401.4233 | 31336.8017 | 135710.683 | 2618116.2519 | 1007886.428 | 3480987.6135 | 152864.8314 | 2305857.0751 | 1022265.7071 | 1775481.97 | 67842.9533 | 1233053.8343 | 474585.1824 |  | 2577 | 522-36 | 116957.6872 | 62276.957 | 8275.5215 | 26354.7042 | 11241.7039 | 374.9609 | 89088.0048 | 49520.275 | 6385.5823 | 1514.9782 | 4219.4623 | 1818.201 | 66.6073 | 21467.1707 | 1762.0304 | 58.3712 | 99.0013 | 55.0307 | 7.0961 | 1.14 | 31336.8017 | 15278.6476 | 2286.129 | 21467.1707 | 9181.2992 | 301.128 | 8493.4144 | 4721.1319 | 608.7845 | 1376.2166 | 81401.4233 | 45180.1083 | 5922.7851 | 768.2126 | 298.3743 | 15.4618 | 80495.589 | 44744.1124 | 5769.7017 | 137.6217 | 0.0046342 | 0.0019038 | 9.9e-05 | 0.024328 | 0.013858 | 0.0024328 | 0.0021292 | 5000000 | scaled
522-38R | 5639841.4319 | 5439139.6424 | 188304.5448 | 12397.2448 | 96.44% | 3.339% | 0.2198% | 3207341.4023 | 5497280.2479 | 755368.7071 | 79909.2669 | 2372063.4283 | 1286823.6072 | 166733.0978 | 4043723.5429 | 522 | 0.088602 | 0.051557 | 0.021083 | 63653514.6073 | 1315046.9511 | 180386.3432 | 4144408.1377 | 14842147.8367 | 2035912.6887 | 46775454.0819 | 47180790.7686 | 11111661.7952 | 1175485.2157 | 34893643.7577 | 6762030.4915 | 1582881.0024 | 205093.108 | 4974056.3811 |  | 2578 | 522-38R | 5639841.4319 | 2432500.0297 | 142561.184 | 5439139.6424 | 2315540.4041 | 116672.109 | 188304.5448 | 104562.3808 | 13491.8302 | 12397.2448 | 1315046.9511 | 559678.2439 | 28223.3438 | 4117197.1552 | 559521.6544 | 28195.014 | 265.1997 | 147.261 | 19.0013 | 9.3285 | 4144408.1377 | 1772344.7094 | 100684.5948 | 4117197.1552 | 1752226.6194 | 88280.1058 | 15949.2405 | 8856.3479 | 1142.747 | 11261.742 | 180386.3432 | 100477.0764 | 13653.2454 | 7170.0644 | 3792.1303 | 196.9892 | 172090.1046 | 95558.7719 | 12330.082 | 1126.1742 | 0.046787 | 0.020174 | 0.0010544 | 0.024207 | 0.013776 | 0.0024208 | 0.017607 | 5000000 | scaled
523-31AE | 305199.014 | 35697.5026 | 266158.9754 | 3342.536 | 11.7% | 87.21% | 1.095% | 141989.5254 | 282161.3496 | 5014.4353 | 107026.3106 | 29948.7795 | 7516.8321 | 222924.036 | 51720.4815 | 523 | 0.037419 | 0.021797 | 0.0073066 | 8156170.7018 | 7673.5498 | 240339.6578 | 57185.8063 | 205068.757 | 6422862.4142 | 1528239.5306 | 7487841.6153 | 264437.0929 | 5644050.5769 | 1579353.9455 | 3152993.7787 | 83996.3553 | 2491050.2435 | 577947.1799 |  | 2579 | 523-31AE | 305199.014 | 163209.4886 | 23037.6643 | 35697.5026 | 12091.9346 | 633.5863 | 266158.9754 | 147775.018 | 19061.542 | 3342.536 | 7673.5498 | 2659.1145 | 156.7177 | 26829.162 | 2473.6373 | 130.6022 | 329.5348 | 182.9621 | 23.6003 | 2.5152 | 57185.8063 | 27237.0268 | 5465.3248 | 26829.162 | 9032.07 | 472.3435 | 27320.2618 | 15168.5742 | 1956.5987 | 3036.3826 | 240339.6578 | 133313.3472 | 17415.6218 | 1526.8408 | 586.2273 | 30.6406 | 238509.1788 | 132423.4816 | 17081.3429 | 303.6383 | 0.0086164 | 0.0033734 | 0.0001766 | 0.024081 | 0.013701 | 0.0024082 | 0.0047218 | 5000000 | scaled
524-1782F | 5468134.4802 | 5455868.3357 | 6254.5388 | 6011.6057 | 99.78% | 0.1144% | 0.1099% | 3285217.0027 | 5354160.1385 | 639119.9746 | 5799.6509 | 2640297.3772 | 1041224.7108 | 10941.0711 | 4301994.3566 | 524 | 0.040404 | 0.022452 | 0.0095606 | 135337133.6402 | 1062161.0712 | 11989.7455 | 4393983.6635 | 26288642.9292 | 296747.9666 | 108751742.7444 | 97225103.8849 | 18914581.8611 | 171639.0911 | 78138882.9327 | 11921254.0701 | 2318328.9256 | 24360.7373 | 9578564.4072 |  | 2580 | 524-1782F | 5468134.4802 | 2182917.4774 | 113974.3417 | 5455868.3357 | 2173420.7819 | 107544.6438 | 6254.5388 | 3485.0898 | 418.0921 | 6011.6057 | 1062161.0712 | 423041.0965 | 20936.3604 | 4387947.5715 | 423032.5959 | 20931.3597 | 7.1375 | 3.9771 | 0.47712 | 4.5235 | 4393983.6635 | 1753686.2863 | 91989.3069 | 4387947.5715 | 1747904.8466 | 86489.8793 | 575.1082 | 320.4559 | 38.4438 | 5460.9838 | 11989.7455 | 6190.0946 | 1048.6744 | 5771.3541 | 2483.3394 | 123.4048 | 5672.293 | 3160.6568 | 379.1712 | 546.0984 | 0.026739 | 0.011008 | 0.000575 | 0.005199 | 0.0029786 | 0.0005198 | 0.0084658 | 5000000 | scaled
524-27R | 11317694.2402 | 11291558.1537 | 16005.7023 | 10130.3841 | 99.77% | 0.1414% | 0.08951% | 6273003.0789 | 11035523.5906 | 1246523.8458 | 15603.1267 | 5010876.1063 | 2191660.1236 | 32757.3244 | 8811106.1426 | 524 | 0.060207 | 0.035719 | 0.015729 | 187979082.9038 | 2245522.6127 | 35195.409 | 9036976.2185 | 37296579.3582 | 584571.4296 | 150097932.1159 | 141234291.4146 | 28065012.8631 | 351298.4958 | 112817980.0557 | 17939059.9491 | 3562705.6589 | 53249.4541 | 14323104.8361 |  | 2581 | 524-27R | 11317694.2402 | 5044691.1613 | 282170.6496 | 11291558.1537 | 5025648.4199 | 270970.9965 | 16005.7023 | 8912.3573 | 1069.2689 | 10130.3841 | 2245522.6127 | 998998.7669 | 53862.4891 | 9026435.0929 | 998977.4773 | 53853.2267 | 24.5442 | 13.6668 | 1.6397 | 7.6228 | 9036976.2185 | 4026100.1122 | 225870.0759 | 9026435.0929 | 4016152.2289 | 216578.1387 | 1338.6153 | 745.3729 | 89.4269 | 9202.5103 | 35195.409 | 19592.2823 | 2438.0846 | 19632.615 | 10518.7137 | 539.6312 | 14642.5429 | 8153.3175 | 978.2024 | 920.251 | 0.040777 | 0.018505 | 0.0009668 | 0.0051862 | 0.0029694 | 0.0005186 | 0.014244 | 5000000 | scaled
524-46R | 13710953.333 | 13572074.1792 | 131033.6277 | 7845.5261 | 98.99% | 0.9557% | 0.05722% | 7568658.6804 | 13403673.224 | 1455521.8797 | 56087.4757 | 6057049.325 | 2574806.7715 | 114361.247 | 10714505.2054 | 524 | 0.18916 | 0.10771 | 0.02606 | 72484974.4656 | 2630450.0805 | 126110.6864 | 10954392.5661 | 13906261.8247 | 666702.7204 | 57912009.9205 | 57024636.3262 | 10966356.0425 | 422580.5445 | 45635699.7392 | 11791345.6379 | 2265083.3161 | 100604.7349 | 9425657.587 |  | 2582 | 524-46R | 13710953.333 | 6142294.6526 | 307280.1091 | 13572074.1792 | 6060571.7604 | 287309.5499 | 131033.6277 | 73877.366 | 12125.033 | 7845.5261 | 2630450.0805 | 1174928.2008 | 55643.309 | 10933976.6907 | 1174817.627 | 55620.2266 | 185.6498 | 104.6702 | 17.1789 | 5.9035 | 10954392.5661 | 4897343.2411 | 239887.3607 | 10933976.6907 | 4882723.9423 | 231530.755 | 13288.9457 | 7492.3691 | 1229.676 | 7126.9297 | 126110.6864 | 70023.2107 | 11749.4394 | 7838.9614 | 3030.1911 | 158.5683 | 117559.0321 | 66280.3267 | 10878.1782 | 712.693 | 0.037121 | 0.016651 | 0.00087 | 0.14094 | 0.079966 | 0.014094 | 0.011096 | 5000000 | scaled
524-50R | 8801876.9717 | 8643494.7957 | 151173.6186 | 7208.5574 | 98.2% | 1.718% | 0.0819% | 4807275.8379 | 8548267.5673 | 813160.8842 | 60228.2212 | 3933886.7325 | 1442703.512 | 125021.9108 | 6980542.1445 | 524 | 0.18313 | 0.10422 | 0.024998 | 48062390.0899 | 1482604.9854 | 138310.3737 | 7180961.6126 | 8095720.8774 | 755239.7237 | 39211429.4888 | 38329502.883 | 6483516.55 | 480213.2965 | 31365773.0364 | 10145268.9574 | 1712231.7522 | 148378.7095 | 8284658.4956 |  | 2583 | 524-50R | 8801876.9717 | 3994601.1338 | 253609.4043 | 8643494.7957 | 3902151.5066 | 232412.9836 | 151173.6186 | 85241.0697 | 13987.8634 | 7208.5574 | 1482604.9854 | 669444.1012 | 39901.4734 | 7159654.6061 | 669305.1471 | 39874.1373 | 236.813 | 133.5299 | 21.9119 | 5.4242 | 7180961.6126 | 3247074.8801 | 200419.4681 | 7159654.6061 | 3232204.704 | 192505.5649 | 14758.7035 | 8321.8732 | 1365.6002 | 6548.3029 | 138310.3737 | 78082.1525 | 13288.4629 | 1477.4414 | 641.6555 | 33.2814 | 136178.102 | 76785.6667 | 12600.3512 | 654.8303 | 0.032024 | 0.01408 | 0.0007364 | 0.14094 | 0.079971 | 0.014094 | 0.010167 | 5000000 | scaled
524-69R | 40375330.9497 | 39985024.927 | 367710.4494 | 22595.5733 | 99.03% | 0.9107% | 0.05596% | 23088984.2335 | 39383781.3703 | 3798596.6411 | 151250.2997 | 19139137.2926 | 6469389.4828 | 311864.8076 | 32602527.0798 | 524 | 0.27264 | 0.15465 | 0.048013 | 148092441.7526 | 6624226.0709 | 344908.7291 | 33406196.1496 | 24296960.3095 | 1265088.7231 | 122530392.72 | 111775916.7121 | 18389359.0765 | 732216.7461 | 92654340.8894 | 20651517.6881 | 3392328.1789 | 163531.3159 | 17095658.1933 |  | 2584 | 524-69R | 40375330.9497 | 17286346.7162 | 991549.5794 | 39985024.927 | 17056366.0951 | 934945.3588 | 367710.4494 | 207385.0477 | 34008.6472 | 22595.5733 | 6624226.0709 | 2825629.4298 | 154836.5881 | 33351378.8662 | 2825349.5253 | 154776.4729 | 466.1465 | 262.902 | 43.1128 | 17.0024 | 33406196.1496 | 14267058.857 | 803669.0698 | 33351378.8662 | 14227192.9247 | 779971.5762 | 34291.3099 | 19339.9588 | 3171.52 | 20525.9735 | 344908.7291 | 193658.4294 | 33043.9215 | 9903.1388 | 3823.6451 | 197.3097 | 332952.993 | 187782.1869 | 30794.0144 | 2052.5974 | 0.10118 | 0.043601 | 0.002283 | 0.13969 | 0.07929 | 0.013969 | 0.031761 | 5000000 | scaled
525-40 | 0 | 0 | 0 | 0 | 0% | 0% | 0% | 0 | 0 | 0 | 0 | 0 | 0 | 0 | 0 | 525 | 0 | 0 | 0 | 0 | 0 | 0 | 0 | 0 | 0 | 0 | 0 | 0 | 0 | 0 | 0 | 0 | 0 | 0 |  | 2585 | 525-40 | 0 | 0 | 0 | 0 | 0 | 0 | 0 | 0 | 0 | 0 | 0 | 0 | 0 | 0 | 0 | 0 | 0 | 0 | 0 | 0 | 0 | 0 | 0 | 0 | 0 | 0 | 0 | 0 | 0 | 0 | 0 | 0 | 0 | 0 | 0 | 0 | 0 | 0 | 0 | 0 | 0 | 0 | 0 | 0 | 0 | 0 | 0 | 5000000 | scaled
525-41F | 35461.1498 | 0 | 35461.1498 | 0 | 0% | 100% | 0% | 5591.0184 | 11751.3358 | 7.5186 | 5125.5816 | 457.9183 | 15.8027 | 10773.0695 | 962.4635 | 525 | 0.00517 | 0.00517 | 0.00517 | 6859023.1752 | 47.6867 | 32509.1071 | 2904.3561 | 9223.7277 | 6288028.4475 | 561771 | 5777588.2769 | 7769.4592 | 5296620.0165 | 473198.8012 | 4586037.5326 | 6167.1116 | 4204262.5794 | 375607.8417 |  | 2586 | 525-41F | 35461.1498 | 29870.1314 | 23709.814 | 0 | 0 | 0 | 35461.1498 | 29870.1314 | 23709.814 | 0 | 47.6867 | 40.1681 | 31.884 | 0 | 0 | 0 | 47.6867 | 40.1681 | 31.884 | 0 | 2904.3561 | 2446.4378 | 1941.8925 | 0 | 0 | 0 | 2904.3561 | 2446.4378 | 1941.8925 | 0 | 32509.1071 | 27383.5255 | 21736.0375 | 0 | 0 | 0 | 32509.1071 | 27383.5255 | 21736.0375 | 0 | 0 | 0 | 0 | 0.00517 | 0.00517 | 0.00517 | 0 | 5000000 | scaled
528-210 | 0 | 0 | 0 | 0 | 0% | 0% | 0% | 0 | 0 | 0 | 0 | 0 | 0 | 0 | 0 | 528 | 0 | 0 | 0 | 0 | 0 | 0 | 0 | 0 | 0 | 0 | 0 | 0 | 0 | 0 | 0 | 0 | 0 | 0 |  | 2587 | 528-210 | 0 | 0 | 0 | 0 | 0 | 0 | 0 | 0 | 0 | 0 | 0 | 0 | 0 | 0 | 0 | 0 | 0 | 0 | 0 | 0 | 0 | 0 | 0 | 0 | 0 | 0 | 0 | 0 | 0 | 0 | 0 | 0 | 0 | 0 | 0 | 0 | 0 | 0 | 0 | 0 | 0 | 0 | 0 | 0 | 0 | 0 | 0 | 5000000 | scaled
528-211F | 0 | 0 | 0 | 0 | 0% | 0% | 0% | 0 | 0 | 0 | 0 | 0 | 0 | 0 | 0 | 528 | 0 | 0 | 0 | 0 | 0 | 0 | 0 | 0 | 0 | 0 | 0 | 0 | 0 | 0 | 0 | 0 | 0 | 0 |  | 2588 | 528-211F | 0 | 0 | 0 | 0 | 0 | 0 | 0 | 0 | 0 | 0 | 0 | 0 | 0 | 0 | 0 | 0 | 0 | 0 | 0 | 0 | 0 | 0 | 0 | 0 | 0 | 0 | 0 | 0 | 0 | 0 | 0 | 0 | 0 | 0 | 0 | 0 | 0 | 0 | 0 | 0 | 0 | 0 | 0 | 0 | 0 | 0 | 0 | 5000000 | scaled
528-212F | 0 | 0 | 0 | 0 | 0% | 0% | 0% | 0 | 0 | 0 | 0 | 0 | 0 | 0 | 0 | 528 | 0 | 0 | 0 | 0 | 0 | 0 | 0 | 0 | 0 | 0 | 0 | 0 | 0 | 0 | 0 | 0 | 0 | 0 |  | 2589 | 528-212F | 0 | 0 | 0 | 0 | 0 | 0 | 0 | 0 | 0 | 0 | 0 | 0 | 0 | 0 | 0 | 0 | 0 | 0 | 0 | 0 | 0 | 0 | 0 | 0 | 0 | 0 | 0 | 0 | 0 | 0 | 0 | 0 | 0 | 0 | 0 | 0 | 0 | 0 | 0 | 0 | 0 | 0 | 0 | 0 | 0 | 0 | 0 | 5000000 | scaled
534-347 | 0 | 0 | 0 | 0 | 0% | 0% | 0% | 0 | 0 | 0 | 0 | 0 | 0 | 0 | 0 | 534 | 0 | 0 | 0 | 0 | 0 | 0 | 0 | 0 | 0 | 0 | 0 | 0 | 0 | 0 | 0 | 0 | 0 | 0 |  | 2590 | 534-347 | 0 | 0 | 0 | 0 | 0 | 0 | 0 | 0 | 0 | 0 | 0 | 0 | 0 | 0 | 0 | 0 | 0 | 0 | 0 | 0 | 0 | 0 | 0 | 0 | 0 | 0 | 0 | 0 | 0 | 0 | 0 | 0 | 0 | 0 | 0 | 0 | 0 | 0 | 0 | 0 | 0 | 0 | 0 | 0 | 0 | 0 | 0 | 5000000 | scaled
534-349AE | 0 | 0 | 0 | 0 | 0% | 0% | 0% | 0 | 0 | 0 | 0 | 0 | 0 | 0 | 0 | 534 | 0 | 0 | 0 | 0 | 0 | 0 | 0 | 0 | 0 | 0 | 0 | 0 | 0 | 0 | 0 | 0 | 0 | 0 |  | 2591 | 534-349AE | 0 | 0 | 0 | 0 | 0 | 0 | 0 | 0 | 0 | 0 | 0 | 0 | 0 | 0 | 0 | 0 | 0 | 0 | 0 | 0 | 0 | 0 | 0 | 0 | 0 | 0 | 0 | 0 | 0 | 0 | 0 | 0 | 0 | 0 | 0 | 0 | 0 | 0 | 0 | 0 | 0 | 0 | 0 | 0 | 0 | 0 | 0 | 5000000 | scaled
53-49 | 1795.2575 | 285.8872 | 0 | 1509.3703 | 15.92% | 0% | 84.08% | 176.3435 | 280.1538 | 0 | 176.3435 | 0 | 0 | 280.1538 | 0 | 53 | 0.0061878 | 0.0036982 | 0.0022336 | 290128.563 | 1.1358 | 422.9994 | 1371.1224 | 183.5471 | 68360.2274 | 221584.7885 | 437757.2868 | 0 | 437757.2868 | 0 | 678323.6442 | 0 | 678323.6442 | 0 |  | 2592 | 53-49 | 1795.2575 | 1618.914 | 1515.1037 | 285.8872 | 109.5437 | 5.7333 | 0 | 0 | 0 | 1509.3703 | 1.1358 | 1.1358 | 1.1358 | 0 | 0 | 0 | 0 | 0 | 0 | 1.1358 | 1371.1224 | 1371.1224 | 1371.1224 | 0 | 0 | 0 | 0 | 0 | 0 | 1371.1224 | 422.9994 | 246.6559 | 142.8456 | 285.8872 | 109.5437 | 5.7333 | 0 | 0 | 0 | 137.1122 | 0.004035 | 0.0015454 | 8.08e-05 | 0 | 0 | 0 | 0.0021528 | 5000000 | scaled
53-50 | 0 | 0 | 0 | 0 | 0% | 0% | 0% | 0 | 0 | 0 | 0 | 0 | 0 | 0 | 0 | 53 | 0 | 0 | 0 | 0 | 0 | 0 | 0 | 0 | 0 | 0 | 0 | 0 | 0 | 0 | 0 | 0 | 0 | 0 |  | 2593 | 53-50 | 0 | 0 | 0 | 0 | 0 | 0 | 0 | 0 | 0 | 0 | 0 | 0 | 0 | 0 | 0 | 0 | 0 | 0 | 0 | 0 | 0 | 0 | 0 | 0 | 0 | 0 | 0 | 0 | 0 | 0 | 0 | 0 | 0 | 0 | 0 | 0 | 0 | 0 | 0 | 0 | 0 | 0 | 0 | 0 | 0 | 0 | 0 | 5000000 | scaled
531-36AE | 9705.9894 | 5931.6076 | 0 | 3774.3818 | 61.11% | 0% | 38.89% | 3349.1253 | 5789.5062 | 24.6832 | 3197.2168 | 127.2253 | 37.6075 | 5558.1277 | 193.7709 | 531 | 0.016 | 0.0095944 | 0.0055584 | 606609.1717 | 42.4779 | 6030.6672 | 3632.8442 | 2654.8046 | 376907.2779 | 227047.0892 | 662559.8386 | 4883.0855 | 632507.6805 | 25169.0726 | 704606.2245 | 4576.9895 | 676446.5382 | 23582.6969 |  | 2594 | 531-36AE | 9705.9894 | 6356.8641 | 3916.4832 | 5931.6076 | 2582.4823 | 142.1015 | 0 | 0 | 0 | 3774.3818 | 42.4779 | 17.7948 | 4.8704 | 204.17 | 14.9547 | 2.0303 | 0 | 0 | 0 | 2.8401 | 3632.8442 | 3505.6189 | 3439.0734 | 204.17 | 76.9447 | 10.3991 | 0 | 0 | 0 | 3428.6743 | 6030.6672 | 2833.4504 | 472.5395 | 5687.7998 | 2490.583 | 129.6721 | 0 | 0 | 0 | 342.8674 | 0.010665 | 0.0042592 | 0.0002232 | 0 | 0 | 0 | 0.0053352 | 5000000 | scaled
532-1293F | 1336.6341 | 743.2112 | 0 | 593.4229 | 55.6% | 0% | 44.4% | 445.2618 | 737.4434 | 44.7595 | 170.7492 | 229.7531 | 75.2491 | 275.9282 | 386.2661 | 532 | 0.0023122 | 0.0014336 | 0.0008726 | 578078.935 | 75.6956 | 335.6029 | 925.3355 | 32737.496 | 145144.4273 | 400197.0117 | 621771.9726 | 62502.9552 | 238437.4639 | 320831.5536 | 686672.8204 | 70068.4493 | 256931.4611 | 359672.91 |  | 2595 | 532-1293F | 1336.6341 | 891.3723 | 599.1907 | 743.2112 | 297.9494 | 5.7678 | 0 | 0 | 0 | 593.4229 | 75.6956 | 30.9362 | 0.44653 | 386.2661 | 30.4896 | 0 | 0 | 0 | 0 | 0.44653 | 925.3355 | 695.5824 | 539.0695 | 386.2661 | 156.513 | 0 | 0 | 0 | 0 | 539.0695 | 335.6029 | 164.8537 | 59.6747 | 281.696 | 110.9468 | 5.7678 | 0 | 0 | 0 | 53.9069 | 0.0014704 | 0.0005918 | 3.08e-05 | 0 | 0 | 0 | 0.0008418 | 5000000 | scaled
532-1294F | 0 | 0 | 0 | 0 | 0% | 0% | 0% | 0 | 0 | 0 | 0 | 0 | 0 | 0 | 0 | 532 | 0 | 0 | 0 | 0 | 0 | 0 | 0 | 0 | 0 | 0 | 0 | 0 | 0 | 0 | 0 | 0 | 0 | 0 |  | 2596 | 532-1294F | 0 | 0 | 0 | 0 | 0 | 0 | 0 | 0 | 0 | 0 | 0 | 0 | 0 | 0 | 0 | 0 | 0 | 0 | 0 | 0 | 0 | 0 | 0 | 0 | 0 | 0 | 0 | 0 | 0 | 0 | 0 | 0 | 0 | 0 | 0 | 0 | 0 | 0 | 0 | 0 | 0 | 0 | 0 | 0 | 0 | 0 | 0 | 5000000 | scaled
532-1296 | 0 | 0 | 0 | 0 | 0% | 0% | 0% | 0 | 0 | 0 | 0 | 0 | 0 | 0 | 0 | 532 | 0 | 0 | 0 | 0 | 0 | 0 | 0 | 0 | 0 | 0 | 0 | 0 | 0 | 0 | 0 | 0 | 0 | 0 |  | 2597 | 532-1296 | 0 | 0 | 0 | 0 | 0 | 0 | 0 | 0 | 0 | 0 | 0 | 0 | 0 | 0 | 0 | 0 | 0 | 0 | 0 | 0 | 0 | 0 | 0 | 0 | 0 | 0 | 0 | 0 | 0 | 0 | 0 | 0 | 0 | 0 | 0 | 0 | 0 | 0 | 0 | 0 | 0 | 0 | 0 | 0 | 0 | 0 | 0 | 5000000 | scaled
532-1302R | 0 | 0 | 0 | 0 | 0% | 0% | 0% | 0 | 0 | 0 | 0 | 0 | 0 | 0 | 0 | 532 | 0 | 0 | 0 | 0 | 0 | 0 | 0 | 0 | 0 | 0 | 0 | 0 | 0 | 0 | 0 | 0 | 0 | 0 |  | 2598 | 532-1302R | 0 | 0 | 0 | 0 | 0 | 0 | 0 | 0 | 0 | 0 | 0 | 0 | 0 | 0 | 0 | 0 | 0 | 0 | 0 | 0 | 0 | 0 | 0 | 0 | 0 | 0 | 0 | 0 | 0 | 0 | 0 | 0 | 0 | 0 | 0 | 0 | 0 | 0 | 0 | 0 | 0 | 0 | 0 | 0 | 0 | 0 | 0 | 5000000 | scaled
532-762 | 908.0556 | 798.7294 | 0 | 109.3262 | 87.96% | 0% | 12.04% | 453.4531 | 782.4984 | 7.3098 | 408.6312 | 37.512 | 13.2995 | 700.9693 | 68.2296 | 532 | 0.0003776 | 0.000247 | 0.0001536 | 2404808.1927 | 13.3818 | 727.1315 | 167.5422 | 35439.0484 | 1925666.1708 | 443702.9735 | 1840496.0204 | 29669.4085 | 1658571.1507 | 152255.4612 | 817429.3639 | 13893.2144 | 732260.7613 | 71275.3881 |  | 2599 | 532-762 | 908.0556 | 454.6025 | 125.5572 | 798.7294 | 345.2763 | 16.231 | 0 | 0 | 0 | 109.3262 | 13.3818 | 6.072 | 0.082264 | 68.2296 | 5.9897 | 0 | 0 | 0 | 0 | 0.082264 | 167.5422 | 130.0302 | 99.3126 | 68.2296 | 30.7176 | 0 | 0 | 0 | 0 | 99.3126 | 727.1315 | 318.5003 | 26.1622 | 717.2003 | 308.569 | 16.231 | 0 | 0 | 0 | 9.9313 | 0.0002292 | 9.86e-05 | 5.2e-06 | 0 | 0 | 0 | 0.0001484 | 5000000 | scaled
532-763 | 872935.3105 | 192670.4343 | 676183.7628 | 4081.1134 | 22.07% | 77.46% | 0.4675% | 407612.0215 | 802451.0171 | 18864.8178 | 271309.9018 | 117437.3019 | 31807.7587 | 563534.8528 | 207108.4055 | 532 | 0.10819 | 0.060952 | 0.014728 | 8068614.2816 | 33063.7841 | 618165.9659 | 221705.5605 | 305611.3294 | 5713759.8641 | 2049243.0881 | 7634308.0242 | 353325.7665 | 5081457.9826 | 2199524.2751 | 4785669.2214 | 189695.581 | 3360817.4741 | 1235156.1663 |  | 2600 | 532-763 | 872935.3105 | 465323.289 | 70484.2934 | 192670.4343 | 81973.4223 | 7000.6365 | 676183.7628 | 379268.7533 | 59402.5436 | 4081.1134 | 33063.7841 | 14198.9663 | 1256.0254 | 160376.9144 | 13659.7843 | 1168.9867 | 955.8119 | 536.1111 | 83.9678 | 3.0709 | 221705.5605 | 104268.2586 | 14597.1549 | 160376.9144 | 68241.3723 | 5827.8263 | 57621.3347 | 32319.5749 | 5062.0172 | 3707.3114 | 618165.9659 | 346856.0641 | 54631.1131 | 188.6186 | 72.2657 | 3.8234 | 617606.6162 | 346413.0673 | 54256.5586 | 370.7311 | 0.015537 | 0.0059504 | 0.0003112 | 0.086928 | 0.049277 | 0.0086928 | 0.0057242 | 5000000 | scaled
532-764 | 0 | 0 | 0 | 0 | 0% | 0% | 0% | 0 | 0 | 0 | 0 | 0 | 0 | 0 | 0 | 532 | 0 | 0 | 0 | 0 | 0 | 0 | 0 | 0 | 0 | 0 | 0 | 0 | 0 | 0 | 0 | 0 | 0 | 0 |  | 2601 | 532-764 | 0 | 0 | 0 | 0 | 0 | 0 | 0 | 0 | 0 | 0 | 0 | 0 | 0 | 0 | 0 | 0 | 0 | 0 | 0 | 0 | 0 | 0 | 0 | 0 | 0 | 0 | 0 | 0 | 0 | 0 | 0 | 0 | 0 | 0 | 0 | 0 | 0 | 0 | 0 | 0 | 0 | 0 | 0 | 0 | 0 | 0 | 0 | 5000000 | scaled
533-7AE | 45746.435 | 5186.6293 | 38848.245 | 1711.5606 | 11.34% | 84.92% | 3.741% | 19316.7893 | 40764.8282 | 351.7742 | 13584.0965 | 5380.9185 | 801.2319 | 28396.802 | 11566.7943 | 533 | 0.066097 | 0.038487 | 0.0084314 | 692110.6097 | 811.2139 | 31115.3772 | 13819.8438 | 12273.082 | 470753.245 | 209084.2827 | 686723.319 | 12505.7827 | 482922.6899 | 191294.8464 | 590839.807 | 11612.945 | 411579.338 | 167647.524 |  | 2602 | 533-7AE | 45746.435 | 26429.6457 | 4981.6067 | 5186.6293 | 2930.8308 | 43.3501 | 38848.245 | 21787.2543 | 3226.6961 | 1711.5606 | 811.2139 | 459.4397 | 9.982 | 4246.0178 | 436.9668 | 5.5566 | 37.7743 | 21.1849 | 3.1375 | 1.2879 | 13819.8438 | 8438.9253 | 2253.0495 | 4246.0178 | 2386.8193 | 32.2034 | 8019.0326 | 4497.3126 | 666.0528 | 1554.7934 | 31115.3772 | 17531.2807 | 2718.5752 | 168.4598 | 107.0447 | 5.5901 | 30791.4381 | 17268.7567 | 2557.5058 | 155.4793 | 0.0053606 | 0.0028814 | 0.0001508 | 0.058284 | 0.033153 | 0.0058284 | 0.0024522 | 5000000 | scaled
533-8 | 0 | 0 | 0 | 0 | 0% | 0% | 0% | 0 | 0 | 0 | 0 | 0 | 0 | 0 | 0 | 533 | 0 | 0 | 0 | 0 | 0 | 0 | 0 | 0 | 0 | 0 | 0 | 0 | 0 | 0 | 0 | 0 | 0 | 0 |  | 2603 | 533-8 | 0 | 0 | 0 | 0 | 0 | 0 | 0 | 0 | 0 | 0 | 0 | 0 | 0 | 0 | 0 | 0 | 0 | 0 | 0 | 0 | 0 | 0 | 0 | 0 | 0 | 0 | 0 | 0 | 0 | 0 | 0 | 0 | 0 | 0 | 0 | 0 | 0 | 0 | 0 | 0 | 0 | 0 | 0 | 0 | 0 | 0 | 0 | 5000000 | scaled
534-1078 | 0 | 0 | 0 | 0 | 0% | 0% | 0% | 0 | 0 | 0 | 0 | 0 | 0 | 0 | 0 | 534 | 0 | 0 | 0 | 0 | 0 | 0 | 0 | 0 | 0 | 0 | 0 | 0 | 0 | 0 | 0 | 0 | 0 | 0 |  | 2604 | 534-1078 | 0 | 0 | 0 | 0 | 0 | 0 | 0 | 0 | 0 | 0 | 0 | 0 | 0 | 0 | 0 | 0 | 0 | 0 | 0 | 0 | 0 | 0 | 0 | 0 | 0 | 0 | 0 | 0 | 0 | 0 | 0 | 0 | 0 | 0 | 0 | 0 | 0 | 0 | 0 | 0 | 0 | 0 | 0 | 0 | 0 | 0 | 0 | 5000000 | scaled
534-1079F | 3457.3197 | 0 | 3457.3197 | 0 | 0% | 100% | 0% | 280.6325 | 585.9319 | 0.68335 | 222.1059 | 57.8432 | 1.4268 | 463.7345 | 120.7706 | 534 | 0.058455 | 0.058455 | 0.058455 | 59144.5734 | 8.4187 | 2736.2879 | 712.6131 | 144.0191 | 46809.8398 | 12190.7145 | 54343.7771 | 132.329 | 43010.2604 | 11201.1878 | 49121.0021 | 119.6113 | 38876.7068 | 10124.6839 |  | 2605 | 534-1079F | 3457.3197 | 3176.6872 | 2871.3878 | 0 | 0 | 0 | 3457.3197 | 3176.6872 | 2871.3878 | 0 | 8.4187 | 7.7353 | 6.9919 | 0 | 0 | 0 | 8.4187 | 7.7353 | 6.9919 | 0 | 712.6131 | 654.7699 | 591.8424 | 0 | 0 | 0 | 712.6131 | 654.7699 | 591.8424 | 0 | 2736.2879 | 2514.182 | 2272.5534 | 0 | 0 | 0 | 2736.2879 | 2514.182 | 2272.5534 | 0 | 0 | 0 | 0 | 0.058455 | 0.058455 | 0.058455 | 0 | 5000000 | scaled
534-1080F | 45876.5355 | 0 | 45876.5355 | 0 | 0% | 100% | 0% | 3724.3064 | 7774.4473 | 6.935 | 2949.2869 | 768.0845 | 14.4767 | 6156.6028 | 1603.3677 | 534 | 0.058418 | 0.058418 | 0.058418 | 785317.7534 | 85.4261 | 36329.7348 | 9461.3745 | 1462.3305 | 621894.95 | 161960.4729 | 721564.8147 | 1343.6169 | 571408.8501 | 148812.3477 | 652234.2194 | 1214.5173 | 516505.7909 | 134513.9113 |  | 2606 | 534-1080F | 45876.5355 | 42152.229 | 38102.0882 | 0 | 0 | 0 | 45876.5355 | 42152.229 | 38102.0882 | 0 | 85.4261 | 78.4911 | 70.9494 | 0 | 0 | 0 | 85.4261 | 78.4911 | 70.9494 | 0 | 9461.3745 | 8693.29 | 7858.0068 | 0 | 0 | 0 | 9461.3745 | 8693.29 | 7858.0068 | 0 | 36329.7348 | 33380.4479 | 30173.132 | 0 | 0 | 0 | 36329.7348 | 33380.4479 | 30173.132 | 0 | 0 | 0 | 0 | 0.058418 | 0.058418 | 0.058418 | 0 | 5000000 | scaled
534-1081F | 10294.7805 | 0 | 10294.7805 | 0 | 0% | 100% | 0% | 835.6501 | 1742.5667 | 0.55244 | 666.9241 | 168.1736 | 1.152 | 1390.7253 | 350.6894 | 534 | 0.058522 | 0.058522 | 0.058522 | 175911.7966 | 6.8058 | 8216.1628 | 2071.8119 | 116.2932 | 140393.4705 | 35402.0329 | 161632.6468 | 106.8535 | 128997.4218 | 32528.3715 | 146135.7325 | 96.6086 | 116629.4873 | 29409.6366 |  | 2607 | 534-1081F | 10294.7805 | 9459.1304 | 8552.2138 | 0 | 0 | 0 | 10294.7805 | 9459.1304 | 8552.2138 | 0 | 6.8058 | 6.2533 | 5.6538 | 0 | 0 | 0 | 6.8058 | 6.2533 | 5.6538 | 0 | 2071.8119 | 1903.6384 | 1721.1225 | 0 | 0 | 0 | 2071.8119 | 1903.6384 | 1721.1225 | 0 | 8216.1628 | 7549.2387 | 6825.4375 | 0 | 0 | 0 | 8216.1628 | 7549.2387 | 6825.4375 | 0 | 0 | 0 | 0 | 0.058522 | 0.058522 | 0.058522 | 0 | 5000000 | scaled
534-346 | 12300.9538 | 0 | 12300.9538 | 0 | 0% | 100% | 0% | 998.4931 | 2082.4093 | 3.1572 | 794.0545 | 201.2815 | 6.5845 | 1656.0418 | 419.7831 | 534 | 0.058529 | 0.058529 | 0.058529 | 210169.2464 | 38.8949 | 9782.3678 | 2479.6911 | 664.5431 | 167137.6784 | 42367.0249 | 193109.3862 | 610.6008 | 153570.7771 | 38928.0083 | 174590.0215 | 552.0436 | 138843.2008 | 35194.7771 |  | 2608 | 534-346 | 12300.9538 | 11302.4606 | 10218.5445 | 0 | 0 | 0 | 12300.9538 | 11302.4606 | 10218.5445 | 0 | 38.8949 | 35.7377 | 32.3104 | 0 | 0 | 0 | 38.8949 | 35.7377 | 32.3104 | 0 | 2479.6911 | 2278.4096 | 2059.9081 | 0 | 0 | 0 | 2479.6911 | 2278.4096 | 2059.9081 | 0 | 9782.3678 | 8988.3133 | 8126.3259 | 0 | 0 | 0 | 9782.3678 | 8988.3133 | 8126.3259 | 0 | 0 | 0 | 0 | 0.058529 | 0.058529 | 0.058529 | 0 | 5000000 | scaled
535-10F | 128195.2192 | 0 | 128195.2192 | 0 | 0% | 100% | 0% | 10404.0252 | 21715.8772 | 18.5166 | 8244.0189 | 2141.4897 | 38.649 | 17207.3883 | 4469.8398 | 535 | 0.058431 | 0.058431 | 0.058431 | 2193959.0152 | 228.1564 | 101580.2818 | 26386.781 | 3904.7154 | 1738465.5706 | 451588.7292 | 2015902.4143 | 3587.8178 | 1597375.7562 | 414938.8404 | 1822309.0834 | 3243.2686 | 1443974.8321 | 375090.9828 |  | 2609 | 535-10F | 128195.2192 | 117791.194 | 106479.3421 | 0 | 0 | 0 | 128195.2192 | 117791.194 | 106479.3421 | 0 | 228.1564 | 209.6398 | 189.5074 | 0 | 0 | 0 | 228.1564 | 209.6398 | 189.5074 | 0 | 26386.781 | 24245.2914 | 21916.9412 | 0 | 0 | 0 | 26386.781 | 24245.2914 | 21916.9412 | 0 | 101580.2818 | 93336.2628 | 84372.8934 | 0 | 0 | 0 | 101580.2818 | 93336.2628 | 84372.8934 | 0 | 0 | 0 | 0 | 0.058431 | 0.058431 | 0.058431 | 0 | 5000000 | scaled
535-1118 | 2983.4136 | 0 | 2983.4136 | 0 | 0% | 100% | 0% | 241.9145 | 504.4695 | 1.1603 | 191.0095 | 49.7447 | 2.4196 | 398.3162 | 103.7337 | 535 | 0.058739 | 0.058739 | 0.058739 | 50791.3639 | 14.3092 | 2355.627 | 613.4774 | 243.6082 | 40103.5613 | 10444.1944 | 46672.8715 | 223.8549 | 36851.7051 | 9597.3115 | 42202.9826 | 202.4161 | 33322.3952 | 8678.1713 |  | 2610 | 535-1118 | 2983.4136 | 2741.4991 | 2478.9441 | 0 | 0 | 0 | 2983.4136 | 2741.4991 | 2478.9441 | 0 | 14.3092 | 13.1489 | 11.8896 | 0 | 0 | 0 | 14.3092 | 13.1489 | 11.8896 | 0 | 613.4774 | 563.7326 | 509.7436 | 0 | 0 | 0 | 613.4774 | 563.7326 | 509.7436 | 0 | 2355.627 | 2164.6176 | 1957.3108 | 0 | 0 | 0 | 2355.627 | 2164.6176 | 1957.3108 | 0 | 0 | 0 | 0 | 0.058739 | 0.058739 | 0.058739 | 0 | 5000000 | scaled
535-1119 | 3978.9088 | 0 | 3978.9088 | 0 | 0% | 100% | 0% | 323.1249 | 673.2501 | 1.7162 | 254.9991 | 66.4096 | 3.5758 | 531.3059 | 138.3683 | 535 | 0.058716 | 0.058716 | 0.058716 | 67765.3248 | 21.1331 | 3140.0188 | 817.757 | 359.9206 | 53478.0768 | 13927.3274 | 62262.1416 | 330.6916 | 49135.1528 | 12796.2972 | 56299.1136 | 299.0203 | 44429.335 | 11570.7582 |  | 2611 | 535-1119 | 3978.9088 | 3655.7839 | 3305.6588 | 0 | 0 | 0 | 3978.9088 | 3655.7839 | 3305.6588 | 0 | 21.1331 | 19.4169 | 17.5573 | 0 | 0 | 0 | 21.1331 | 19.4169 | 17.5573 | 0 | 817.757 | 751.3474 | 679.3886 | 0 | 0 | 0 | 817.757 | 751.3474 | 679.3886 | 0 | 3140.0188 | 2885.0196 | 2608.7128 | 0 | 0 | 0 | 3140.0188 | 2885.0196 | 2608.7128 | 0 | 0 | 0 | 0 | 0.058716 | 0.058716 | 0.058716 | 0 | 5000000 | scaled
535-1120AE | 1978.5973 | 0 | 1978.5973 | 0 | 0% | 100% | 0% | 160.4738 | 334.7322 | 0.10539 | 127.2331 | 33.1354 | 0.21984 | 265.3953 | 69.1171 | 535 | 0.058671 | 0.058671 | 0.058671 | 33723.3693 | 1.2995 | 1568.7479 | 408.5499 | 22.148 | 26737.8635 | 6963.3578 | 30988.2407 | 20.3517 | 24569.2933 | 6398.5957 | 28018.1665 | 18.4011 | 22214.4444 | 5785.321 |  | 2612 | 535-1120AE | 1978.5973 | 1818.1235 | 1643.8651 | 0 | 0 | 0 | 1978.5973 | 1818.1235 | 1643.8651 | 0 | 1.2995 | 1.1941 | 1.0796 | 0 | 0 | 0 | 1.2995 | 1.1941 | 1.0796 | 0 | 408.5499 | 375.4146 | 339.4329 | 0 | 0 | 0 | 408.5499 | 375.4146 | 339.4329 | 0 | 1568.7479 | 1441.5148 | 1303.3526 | 0 | 0 | 0 | 1568.7479 | 1441.5148 | 1303.3526 | 0 | 0 | 0 | 0 | 0.058671 | 0.058671 | 0.058671 | 0 | 5000000 | scaled
535-11F | 76628.2866 | 0 | 76628.2866 | 0 | 0% | 100% | 0% | 6225.7502 | 12973.8255 | 9.3041 | 4932.0019 | 1284.4442 | 19.3888 | 10277.7867 | 2676.6501 | 535 | 0.058581 | 0.058581 | 0.058581 | 1308082.9939 | 114.5173 | 60704.4684 | 15809.3009 | 1954.8677 | 1036255.4906 | 269872.6356 | 1201806.3389 | 1796.0423 | 952063.7628 | 247946.5338 | 1086613.3344 | 1623.8918 | 860808.5566 | 224180.8859 |  | 2613 | 535-11F | 76628.2866 | 70402.5364 | 63654.4611 | 0 | 0 | 0 | 76628.2866 | 70402.5364 | 63654.4611 | 0 | 114.5173 | 105.2132 | 95.1286 | 0 | 0 | 0 | 114.5173 | 105.2132 | 95.1286 | 0 | 15809.3009 | 14524.8567 | 13132.6508 | 0 | 0 | 0 | 15809.3009 | 14524.8567 | 13132.6508 | 0 | 60704.4684 | 55772.4665 | 50426.6817 | 0 | 0 | 0 | 60704.4684 | 55772.4665 | 50426.6817 | 0 | 0 | 0 | 0 | 0.058581 | 0.058581 | 0.058581 | 0 | 5000000 | scaled
535-263 | 0 | 0 | 0 | 0 | 0% | 0% | 0% | 0 | 0 | 0 | 0 | 0 | 0 | 0 | 0 | 535 | 0 | 0 | 0 | 0 | 0 | 0 | 0 | 0 | 0 | 0 | 0 | 0 | 0 | 0 | 0 | 0 | 0 | 0 |  | 2614 | 535-263 | 0 | 0 | 0 | 0 | 0 | 0 | 0 | 0 | 0 | 0 | 0 | 0 | 0 | 0 | 0 | 0 | 0 | 0 | 0 | 0 | 0 | 0 | 0 | 0 | 0 | 0 | 0 | 0 | 0 | 0 | 0 | 0 | 0 | 0 | 0 | 0 | 0 | 0 | 0 | 0 | 0 | 0 | 0 | 0 | 0 | 0 | 0 | 5000000 | scaled
535-8F | 38095.4749 | 0 | 38095.4749 | 0 | 0% | 100% | 0% | 3091.9329 | 6445.722 | 4.0323 | 2449.8775 | 638.0231 | 8.4061 | 5107.2355 | 1330.0804 | 535 | 0.058644 | 0.058644 | 0.058644 | 649605.6702 | 49.6816 | 30184.7586 | 7861.0347 | 847.1735 | 514711.7965 | 134046.7002 | 596881.8984 | 778.4146 | 472936.3802 | 123167.1037 | 539692.9422 | 703.8324 | 427622.9974 | 111366.1123 |  | 2615 | 535-8F | 38095.4749 | 35003.5421 | 31649.7529 | 0 | 0 | 0 | 38095.4749 | 35003.5421 | 31649.7529 | 0 | 49.6816 | 45.6493 | 41.2755 | 0 | 0 | 0 | 49.6816 | 45.6493 | 41.2755 | 0 | 7861.0347 | 7223.0116 | 6530.9543 | 0 | 0 | 0 | 7861.0347 | 7223.0116 | 6530.9543 | 0 | 30184.7586 | 27734.8811 | 25077.5231 | 0 | 0 | 0 | 30184.7586 | 27734.8811 | 25077.5231 | 0 | 0 | 0 | 0 | 0.058644 | 0.058644 | 0.058644 | 0 | 5000000 | scaled
536-360 | 0 | 0 | 0 | 0 | 0% | 0% | 0% | 0 | 0 | 0 | 0 | 0 | 0 | 0 | 0 | 536 | 0 | 0 | 0 | 0 | 0 | 0 | 0 | 0 | 0 | 0 | 0 | 0 | 0 | 0 | 0 | 0 | 0 | 0 |  | 2616 | 536-360 | 0 | 0 | 0 | 0 | 0 | 0 | 0 | 0 | 0 | 0 | 0 | 0 | 0 | 0 | 0 | 0 | 0 | 0 | 0 | 0 | 0 | 0 | 0 | 0 | 0 | 0 | 0 | 0 | 0 | 0 | 0 | 0 | 0 | 0 | 0 | 0 | 0 | 0 | 0 | 0 | 0 | 0 | 0 | 0 | 0 | 0 | 0 | 5000000 | scaled
536-363F | 990.4765 | 0 | 990.4765 | 0 | 0% | 100% | 0% | 80.3812 | 167.5202 | 0.052791 | 63.7309 | 16.5975 | 0.11002 | 132.8198 | 34.5903 | 536 | 0.058745 | 0.058745 | 0.058745 | 16860.4953 | 0.6505 | 785.3078 | 204.5182 | 11.0732 | 13367.9888 | 3481.4333 | 15492.198 | 10.1746 | 12283.1225 | 3198.9009 | 14008.8646 | 9.2004 | 11107.0489 | 2892.6154 |  | 2617 | 536-363F | 990.4765 | 910.0954 | 822.9564 | 0 | 0 | 0 | 990.4765 | 910.0954 | 822.9564 | 0 | 0.6505 | 0.59771 | 0.54048 | 0 | 0 | 0 | 0.6505 | 0.59771 | 0.54048 | 0 | 204.5182 | 187.9207 | 169.9278 | 0 | 0 | 0 | 204.5182 | 187.9207 | 169.9278 | 0 | 785.3078 | 721.5769 | 652.488 | 0 | 0 | 0 | 785.3078 | 721.5769 | 652.488 | 0 | 0 | 0 | 0 | 0.058745 | 0.058745 | 0.058745 | 0 | 5000000 | scaled
536-376 | 0 | 0 | 0 | 0 | 0% | 0% | 0% | 0 | 0 | 0 | 0 | 0 | 0 | 0 | 0 | 536 | 0 | 0 | 0 | 0 | 0 | 0 | 0 | 0 | 0 | 0 | 0 | 0 | 0 | 0 | 0 | 0 | 0 | 0 |  | 2618 | 536-376 | 0 | 0 | 0 | 0 | 0 | 0 | 0 | 0 | 0 | 0 | 0 | 0 | 0 | 0 | 0 | 0 | 0 | 0 | 0 | 0 | 0 | 0 | 0 | 0 | 0 | 0 | 0 | 0 | 0 | 0 | 0 | 0 | 0 | 0 | 0 | 0 | 0 | 0 | 0 | 0 | 0 | 0 | 0 | 0 | 0 | 0 | 0 | 5000000 | scaled
536-377F | 495.4974 | 0 | 495.4974 | 0 | 0% | 100% | 0% | 40.1997 | 83.7825 | 0.026401 | 31.8727 | 8.3006 | 0.055025 | 66.4277 | 17.2998 | 536 | 0.05878 | 0.05878 | 0.05878 | 8429.7221 | 0.32542 | 392.8594 | 102.3126 | 5.5363 | 6683.5777 | 1740.6081 | 7745.819 | 5.0871 | 6141.3392 | 1599.3926 | 7004.36 | 4.6001 | 5553.4671 | 1446.2927 |  | 2619 | 536-377F | 495.4974 | 455.2977 | 411.7149 | 0 | 0 | 0 | 495.4974 | 455.2977 | 411.7149 | 0 | 0.32542 | 0.29902 | 0.2704 | 0 | 0 | 0 | 0.32542 | 0.29902 | 0.2704 | 0 | 102.3126 | 94.012 | 85.0128 | 0 | 0 | 0 | 102.3126 | 94.012 | 85.0128 | 0 | 392.8594 | 360.9867 | 326.4317 | 0 | 0 | 0 | 392.8594 | 360.9867 | 326.4317 | 0 | 0 | 0 | 0 | 0.05878 | 0.05878 | 0.05878 | 0 | 5000000 | scaled
536-378F | 495.358 | 0 | 495.358 | 0 | 0% | 100% | 0% | 40.2018 | 83.7167 | 0.026403 | 31.8743 | 8.3011 | 0.054981 | 66.3755 | 17.2862 | 536 | 0.058769 | 0.058769 | 0.058769 | 8428.8999 | 0.32533 | 392.7489 | 102.2838 | 5.5357 | 6682.9258 | 1740.4384 | 7744.8354 | 5.0865 | 6140.5594 | 1599.1895 | 7004.396 | 4.6002 | 5553.4956 | 1446.3002 |  | 2620 | 536-378F | 495.358 | 455.1562 | 411.6413 | 0 | 0 | 0 | 495.358 | 455.1562 | 411.6413 | 0 | 0.32533 | 0.29893 | 0.27035 | 0 | 0 | 0 | 0.32533 | 0.29893 | 0.27035 | 0 | 102.2838 | 93.9828 | 84.9976 | 0 | 0 | 0 | 102.2838 | 93.9828 | 84.9976 | 0 | 392.7489 | 360.8745 | 326.3734 | 0 | 0 | 0 | 392.7489 | 360.8745 | 326.3734 | 0 | 0 | 0 | 0 | 0.058769 | 0.058769 | 0.058769 | 0 | 5000000 | scaled
536-379F | 495.3083 | 0 | 495.3083 | 0 | 0% | 100% | 0% | 40.185 | 83.7412 | 0.026392 | 31.861 | 8.2976 | 0.054997 | 66.3949 | 17.2913 | 536 | 0.058759 | 0.058759 | 0.058759 | 8429.4882 | 0.3253 | 392.7094 | 102.2736 | 5.5361 | 6683.3923 | 1740.5598 | 7745.5933 | 5.087 | 6141.1603 | 1599.346 | 7004.3247 | 4.6001 | 5553.4391 | 1446.2855 |  | 2621 | 536-379F | 495.3083 | 455.1233 | 411.5671 | 0 | 0 | 0 | 495.3083 | 455.1233 | 411.5671 | 0 | 0.3253 | 0.2989 | 0.2703 | 0 | 0 | 0 | 0.3253 | 0.2989 | 0.2703 | 0 | 102.2736 | 93.976 | 84.9823 | 0 | 0 | 0 | 102.2736 | 93.976 | 84.9823 | 0 | 392.7094 | 360.8484 | 326.3145 | 0 | 0 | 0 | 392.7094 | 360.8484 | 326.3145 | 0 | 0 | 0 | 0 | 0.058759 | 0.058759 | 0.058759 | 0 | 5000000 | scaled
537-10 | 0 | 0 | 0 | 0 | 0% | 0% | 0% | 0 | 0 | 0 | 0 | 0 | 0 | 0 | 0 | 537 | 0 | 0 | 0 | 0 | 0 | 0 | 0 | 0 | 0 | 0 | 0 | 0 | 0 | 0 | 0 | 0 | 0 | 0 |  | 2622 | 537-10 | 0 | 0 | 0 | 0 | 0 | 0 | 0 | 0 | 0 | 0 | 0 | 0 | 0 | 0 | 0 | 0 | 0 | 0 | 0 | 0 | 0 | 0 | 0 | 0 | 0 | 0 | 0 | 0 | 0 | 0 | 0 | 0 | 0 | 0 | 0 | 0 | 0 | 0 | 0 | 0 | 0 | 0 | 0 | 0 | 0 | 0 | 0 | 5000000 | scaled
537-11F | 0 | 0 | 0 | 0 | 0% | 0% | 0% | 0 | 0 | 0 | 0 | 0 | 0 | 0 | 0 | 537 | 0 | 0 | 0 | 0 | 0 | 0 | 0 | 0 | 0 | 0 | 0 | 0 | 0 | 0 | 0 | 0 | 0 | 0 |  | 2623 | 537-11F | 0 | 0 | 0 | 0 | 0 | 0 | 0 | 0 | 0 | 0 | 0 | 0 | 0 | 0 | 0 | 0 | 0 | 0 | 0 | 0 | 0 | 0 | 0 | 0 | 0 | 0 | 0 | 0 | 0 | 0 | 0 | 0 | 0 | 0 | 0 | 0 | 0 | 0 | 0 | 0 | 0 | 0 | 0 | 0 | 0 | 0 | 0 | 5000000 | scaled
537-24 | 0 | 0 | 0 | 0 | 0% | 0% | 0% | 0 | 0 | 0 | 0 | 0 | 0 | 0 | 0 | 537 | 0 | 0 | 0 | 0 | 0 | 0 | 0 | 0 | 0 | 0 | 0 | 0 | 0 | 0 | 0 | 0 | 0 | 0 |  | 2624 | 537-24 | 0 | 0 | 0 | 0 | 0 | 0 | 0 | 0 | 0 | 0 | 0 | 0 | 0 | 0 | 0 | 0 | 0 | 0 | 0 | 0 | 0 | 0 | 0 | 0 | 0 | 0 | 0 | 0 | 0 | 0 | 0 | 0 | 0 | 0 | 0 | 0 | 0 | 0 | 0 | 0 | 0 | 0 | 0 | 0 | 0 | 0 | 0 | 5000000 | scaled
537-29 | 0 | 0 | 0 | 0 | 0% | 0% | 0% | 0 | 0 | 0 | 0 | 0 | 0 | 0 | 0 | 537 | 0 | 0 | 0 | 0 | 0 | 0 | 0 | 0 | 0 | 0 | 0 | 0 | 0 | 0 | 0 | 0 | 0 | 0 |  | 2625 | 537-29 | 0 | 0 | 0 | 0 | 0 | 0 | 0 | 0 | 0 | 0 | 0 | 0 | 0 | 0 | 0 | 0 | 0 | 0 | 0 | 0 | 0 | 0 | 0 | 0 | 0 | 0 | 0 | 0 | 0 | 0 | 0 | 0 | 0 | 0 | 0 | 0 | 0 | 0 | 0 | 0 | 0 | 0 | 0 | 0 | 0 | 0 | 0 | 5000000 | scaled
539-29 | 0 | 0 | 0 | 0 | 0% | 0% | 0% | 0 | 0 | 0 | 0 | 0 | 0 | 0 | 0 | 539 | 0 | 0 | 0 | 0 | 0 | 0 | 0 | 0 | 0 | 0 | 0 | 0 | 0 | 0 | 0 | 0 | 0 | 0 |  | 2626 | 539-29 | 0 | 0 | 0 | 0 | 0 | 0 | 0 | 0 | 0 | 0 | 0 | 0 | 0 | 0 | 0 | 0 | 0 | 0 | 0 | 0 | 0 | 0 | 0 | 0 | 0 | 0 | 0 | 0 | 0 | 0 | 0 | 0 | 0 | 0 | 0 | 0 | 0 | 0 | 0 | 0 | 0 | 0 | 0 | 0 | 0 | 0 | 0 | 5000000 | scaled
539-30F | 0 | 0 | 0 | 0 | 0% | 0% | 0% | 0 | 0 | 0 | 0 | 0 | 0 | 0 | 0 | 539 | 0 | 0 | 0 | 0 | 0 | 0 | 0 | 0 | 0 | 0 | 0 | 0 | 0 | 0 | 0 | 0 | 0 | 0 |  | 2627 | 539-30F | 0 | 0 | 0 | 0 | 0 | 0 | 0 | 0 | 0 | 0 | 0 | 0 | 0 | 0 | 0 | 0 | 0 | 0 | 0 | 0 | 0 | 0 | 0 | 0 | 0 | 0 | 0 | 0 | 0 | 0 | 0 | 0 | 0 | 0 | 0 | 0 | 0 | 0 | 0 | 0 | 0 | 0 | 0 | 0 | 0 | 0 | 0 | 5000000 | scaled
539-45F | 0 | 0 | 0 | 0 | 0% | 0% | 0% | 0 | 0 | 0 | 0 | 0 | 0 | 0 | 0 | 539 | 0 | 0 | 0 | 0 | 0 | 0 | 0 | 0 | 0 | 0 | 0 | 0 | 0 | 0 | 0 | 0 | 0 | 0 |  | 2628 | 539-45F | 0 | 0 | 0 | 0 | 0 | 0 | 0 | 0 | 0 | 0 | 0 | 0 | 0 | 0 | 0 | 0 | 0 | 0 | 0 | 0 | 0 | 0 | 0 | 0 | 0 | 0 | 0 | 0 | 0 | 0 | 0 | 0 | 0 | 0 | 0 | 0 | 0 | 0 | 0 | 0 | 0 | 0 | 0 | 0 | 0 | 0 | 0 | 5000000 | scaled
542-7 | 0 | 0 | 0 | 0 | 0% | 0% | 0% | 0 | 0 | 0 | 0 | 0 | 0 | 0 | 0 | 542 | 0 | 0 | 0 | 0 | 0 | 0 | 0 | 0 | 0 | 0 | 0 | 0 | 0 | 0 | 0 | 0 | 0 | 0 |  | 2629 | 542-7 | 0 | 0 | 0 | 0 | 0 | 0 | 0 | 0 | 0 | 0 | 0 | 0 | 0 | 0 | 0 | 0 | 0 | 0 | 0 | 0 | 0 | 0 | 0 | 0 | 0 | 0 | 0 | 0 | 0 | 0 | 0 | 0 | 0 | 0 | 0 | 0 | 0 | 0 | 0 | 0 | 0 | 0 | 0 | 0 | 0 | 0 | 0 | 5000000 | scaled
54-279R | 0 | 0 | 0 | 0 | 0% | 0% | 0% | 0 | 0 | 0 | 0 | 0 | 0 | 0 | 0 | 54 | 0 | 0 | 0 | 0 | 0 | 0 | 0 | 0 | 0 | 0 | 0 | 0 | 0 | 0 | 0 | 0 | 0 | 0 |  | 2630 | 54-279R | 0 | 0 | 0 | 0 | 0 | 0 | 0 | 0 | 0 | 0 | 0 | 0 | 0 | 0 | 0 | 0 | 0 | 0 | 0 | 0 | 0 | 0 | 0 | 0 | 0 | 0 | 0 | 0 | 0 | 0 | 0 | 0 | 0 | 0 | 0 | 0 | 0 | 0 | 0 | 0 | 0 | 0 | 0 | 0 | 0 | 0 | 0 | 5000000 | scaled
540-241R | 833630.8112 | 564789.9456 | 268204.205 | 636.6605 | 67.75% | 32.17% | 0.07637% | 231929.9458 | 611020.1692 | 33166.1761 | 25943.089 | 172820.6807 | 89573.5346 | 55883.5247 | 465563.1099 | 540 | 0.047942 | 0.046603 | 0.044006 | 17388464.5309 | 91023.6078 | 252865.8272 | 489741.3761 | 1898635.1695 | 5274455.321 | 10215374.0403 | 12911093.7255 | 1846297.1924 | 1444201.8375 | 9620594.6956 | 5058665.9473 | 741583.686 | 462662.4418 | 3854419.8195 |  | 2631 | 540-241R | 833630.8112 | 601700.8653 | 222610.6419 | 564789.9456 | 358650.5071 | 7377.8726 | 268204.205 | 242413.6977 | 214596.1088 | 636.6605 | 91023.6078 | 57857.4318 | 1450.0732 | 467149.3157 | 57529.0622 | 1159.33 | 362.7749 | 327.8905 | 290.2642 | 0.47907 | 489741.3761 | 316920.6954 | 24178.2662 | 467149.3157 | 296445.473 | 5986.2609 | 22013.7136 | 19896.8757 | 17613.6585 | 578.3468 | 252865.8272 | 226922.7382 | 196982.3025 | 6980.276 | 4675.9719 | 232.2818 | 245827.7165 | 222188.9316 | 196692.1861 | 57.8347 | 0.0040788 | 0.0027406 | 0.000143 | 0.04296 | 0.04296 | 0.04296 | 0.0009026 | 5000000 | scaled
540-26 | 0 | 0 | 0 | 0 | 0% | 0% | 0% | 0 | 0 | 0 | 0 | 0 | 0 | 0 | 0 | 540 | 0 | 0 | 0 | 0 | 0 | 0 | 0 | 0 | 0 | 0 | 0 | 0 | 0 | 0 | 0 | 0 | 0 | 0 |  | 2632 | 540-26 | 0 | 0 | 0 | 0 | 0 | 0 | 0 | 0 | 0 | 0 | 0 | 0 | 0 | 0 | 0 | 0 | 0 | 0 | 0 | 0 | 0 | 0 | 0 | 0 | 0 | 0 | 0 | 0 | 0 | 0 | 0 | 0 | 0 | 0 | 0 | 0 | 0 | 0 | 0 | 0 | 0 | 0 | 0 | 0 | 0 | 0 | 0 | 5000000 | scaled
540-27AE | 764.6653 | 0 | 764.6653 | 0 | 0% | 100% | 0% | 73.2606 | 152.2047 | 0.048114 | 58.0853 | 15.1272 | 0.099961 | 120.6768 | 31.4279 | 540 | 0.043697 | 0.043697 | 0.043697 | 17499.2623 | 0.5022 | 606.2714 | 157.8916 | 11.4927 | 13874.4407 | 3613.3289 | 15822.7038 | 10.3916 | 12545.1668 | 3267.1453 | 14016.0771 | 9.2051 | 11112.7673 | 2894.1046 |  | 2633 | 540-27AE | 764.6653 | 691.4047 | 612.4605 | 0 | 0 | 0 | 764.6653 | 691.4047 | 612.4605 | 0 | 0.5022 | 0.45408 | 0.40224 | 0 | 0 | 0 | 0.5022 | 0.45408 | 0.40224 | 0 | 157.8916 | 142.7644 | 126.4637 | 0 | 0 | 0 | 157.8916 | 142.7644 | 126.4637 | 0 | 606.2714 | 548.1862 | 485.5946 | 0 | 0 | 0 | 606.2714 | 548.1862 | 485.5946 | 0 | 0 | 0 | 0 | 0.043697 | 0.043697 | 0.043697 | 0 | 5000000 | scaled
540-28AE | 764.2115 | 0 | 764.2115 | 0 | 0% | 100% | 0% | 73.1835 | 152.2818 | 0.048064 | 58.0242 | 15.1113 | 0.10001 | 120.7379 | 31.4438 | 540 | 0.043659 | 0.043659 | 0.043659 | 17504.2598 | 0.5019 | 605.9116 | 157.7979 | 11.496 | 13878.403 | 3614.3608 | 15827.991 | 10.3951 | 12549.3589 | 3268.237 | 14016.2464 | 9.2052 | 11112.9016 | 2894.1396 |  | 2634 | 540-28AE | 764.2115 | 691.0279 | 611.9297 | 0 | 0 | 0 | 764.2115 | 691.0279 | 611.9297 | 0 | 0.5019 | 0.45384 | 0.40189 | 0 | 0 | 0 | 0.5019 | 0.45384 | 0.40189 | 0 | 157.7979 | 142.6867 | 126.3541 | 0 | 0 | 0 | 157.7979 | 142.6867 | 126.3541 | 0 | 605.9116 | 547.8874 | 485.1737 | 0 | 0 | 0 | 605.9116 | 547.8874 | 485.1737 | 0 | 0 | 0 | 0 | 0.043659 | 0.043659 | 0.043659 | 0 | 5000000 | scaled
540-3 | 0 | 0 | 0 | 0 | 0% | 0% | 0% | 0 | 0 | 0 | 0 | 0 | 0 | 0 | 0 | 540 | 0 | 0 | 0 | 0 | 0 | 0 | 0 | 0 | 0 | 0 | 0 | 0 | 0 | 0 | 0 | 0 | 0 | 0 |  | 2635 | 540-3 | 0 | 0 | 0 | 0 | 0 | 0 | 0 | 0 | 0 | 0 | 0 | 0 | 0 | 0 | 0 | 0 | 0 | 0 | 0 | 0 | 0 | 0 | 0 | 0 | 0 | 0 | 0 | 0 | 0 | 0 | 0 | 0 | 0 | 0 | 0 | 0 | 0 | 0 | 0 | 0 | 0 | 0 | 0 | 0 | 0 | 0 | 0 | 5000000 | scaled
540-38 | 0 | 0 | 0 | 0 | 0% | 0% | 0% | 0 | 0 | 0 | 0 | 0 | 0 | 0 | 0 | 540 | 0 | 0 | 0 | 0 | 0 | 0 | 0 | 0 | 0 | 0 | 0 | 0 | 0 | 0 | 0 | 0 | 0 | 0 |  | 2636 | 540-38 | 0 | 0 | 0 | 0 | 0 | 0 | 0 | 0 | 0 | 0 | 0 | 0 | 0 | 0 | 0 | 0 | 0 | 0 | 0 | 0 | 0 | 0 | 0 | 0 | 0 | 0 | 0 | 0 | 0 | 0 | 0 | 0 | 0 | 0 | 0 | 0 | 0 | 0 | 0 | 0 | 0 | 0 | 0 | 0 | 0 | 0 | 0 | 5000000 | scaled
540-39AE | 765.902 | 0 | 765.902 | 0 | 0% | 100% | 0% | 73.4637 | 152.7454 | 0.048248 | 58.2463 | 15.1691 | 0.10032 | 121.1055 | 31.5396 | 540 | 0.043745 | 0.043745 | 0.043745 | 17508.4121 | 0.50301 | 607.252 | 158.147 | 11.4987 | 13881.6952 | 3615.2182 | 15829.043 | 10.3958 | 12550.193 | 3268.4542 | 14016.6742 | 9.2055 | 11113.2408 | 2894.2279 |  | 2637 | 540-39AE | 765.902 | 692.4383 | 613.1566 | 0 | 0 | 0 | 765.902 | 692.4383 | 613.1566 | 0 | 0.50301 | 0.45476 | 0.40269 | 0 | 0 | 0 | 0.50301 | 0.45476 | 0.40269 | 0 | 158.147 | 142.9779 | 126.6074 | 0 | 0 | 0 | 158.147 | 142.9779 | 126.6074 | 0 | 607.252 | 549.0057 | 486.1465 | 0 | 0 | 0 | 607.252 | 549.0057 | 486.1465 | 0 | 0 | 0 | 0 | 0.043745 | 0.043745 | 0.043745 | 0 | 5000000 | scaled
540-4 | 0 | 0 | 0 | 0 | 0% | 0% | 0% | 0 | 0 | 0 | 0 | 0 | 0 | 0 | 0 | 540 | 0 | 0 | 0 | 0 | 0 | 0 | 0 | 0 | 0 | 0 | 0 | 0 | 0 | 0 | 0 | 0 | 0 | 0 |  | 2638 | 540-4 | 0 | 0 | 0 | 0 | 0 | 0 | 0 | 0 | 0 | 0 | 0 | 0 | 0 | 0 | 0 | 0 | 0 | 0 | 0 | 0 | 0 | 0 | 0 | 0 | 0 | 0 | 0 | 0 | 0 | 0 | 0 | 0 | 0 | 0 | 0 | 0 | 0 | 0 | 0 | 0 | 0 | 0 | 0 | 0 | 0 | 0 | 0 | 5000000 | scaled
542-26F | 0 | 0 | 0 | 0 | 0% | 0% | 0% | 0 | 0 | 0 | 0 | 0 | 0 | 0 | 0 | 542 | 0 | 0 | 0 | 0 | 0 | 0 | 0 | 0 | 0 | 0 | 0 | 0 | 0 | 0 | 0 | 0 | 0 | 0 |  | 2639 | 542-26F | 0 | 0 | 0 | 0 | 0 | 0 | 0 | 0 | 0 | 0 | 0 | 0 | 0 | 0 | 0 | 0 | 0 | 0 | 0 | 0 | 0 | 0 | 0 | 0 | 0 | 0 | 0 | 0 | 0 | 0 | 0 | 0 | 0 | 0 | 0 | 0 | 0 | 0 | 0 | 0 | 0 | 0 | 0 | 0 | 0 | 0 | 0 | 5000000 | scaled
542-42 | 0 | 0 | 0 | 0 | 0% | 0% | 0% | 0 | 0 | 0 | 0 | 0 | 0 | 0 | 0 | 542 | 0 | 0 | 0 | 0 | 0 | 0 | 0 | 0 | 0 | 0 | 0 | 0 | 0 | 0 | 0 | 0 | 0 | 0 |  | 2640 | 542-42 | 0 | 0 | 0 | 0 | 0 | 0 | 0 | 0 | 0 | 0 | 0 | 0 | 0 | 0 | 0 | 0 | 0 | 0 | 0 | 0 | 0 | 0 | 0 | 0 | 0 | 0 | 0 | 0 | 0 | 0 | 0 | 0 | 0 | 0 | 0 | 0 | 0 | 0 | 0 | 0 | 0 | 0 | 0 | 0 | 0 | 0 | 0 | 5000000 | scaled
542-43F | 213616.2396 | 0 | 213616.2396 | 0 | 0% | 100% | 0% | 20621.5035 | 42908.3668 | 26.2743 | 18834.2598 | 1760.9693 | 54.6705 | 39189.5446 | 3664.1517 | 542 | 0.043234 | 0.043234 | 0.043234 | 4940954.5214 | 272.1733 | 195102.3487 | 18241.7176 | 6295.3818 | 4512727.2811 | 421931.8585 | 4463978.0943 | 5687.6553 | 4077089.8905 | 381200.5485 | 3948481.8076 | 5030.8499 | 3606271.1152 | 337179.8425 |  | 2641 | 542-43F | 213616.2396 | 192994.7361 | 170707.8728 | 0 | 0 | 0 | 213616.2396 | 192994.7361 | 170707.8728 | 0 | 272.1733 | 245.899 | 217.5028 | 0 | 0 | 0 | 272.1733 | 245.899 | 217.5028 | 0 | 18241.7176 | 16480.7483 | 14577.5659 | 0 | 0 | 0 | 18241.7176 | 16480.7483 | 14577.5659 | 0 | 195102.3487 | 176268.0889 | 155912.8041 | 0 | 0 | 0 | 195102.3487 | 176268.0889 | 155912.8041 | 0 | 0 | 0 | 0 | 0.043234 | 0.043234 | 0.043234 | 0 | 5000000 | scaled
542-44F | 143030.8857 | 0 | 143030.8857 | 0 | 0% | 100% | 0% | 13795.601 | 28713.9528 | 19.1945 | 12634.1455 | 1142.261 | 39.9511 | 26296.5172 | 2377.4845 | 542 | 0.043413 | 0.043413 | 0.043413 | 3294670.8274 | 199.0059 | 130989.076 | 11842.8038 | 4584.0373 | 3017291.5819 | 272795.2083 | 2976893.56 | 4141.8981 | 2726268.0702 | 246483.5916 | 2633254.0838 | 3663.7757 | 2411559.6964 | 218030.6118 |  | 2642 | 542-44F | 143030.8857 | 129235.2847 | 114316.9329 | 0 | 0 | 0 | 143030.8857 | 129235.2847 | 114316.9329 | 0 | 199.0059 | 179.8114 | 159.0548 | 0 | 0 | 0 | 199.0059 | 179.8114 | 159.0548 | 0 | 11842.8038 | 10700.5429 | 9465.3193 | 0 | 0 | 0 | 11842.8038 | 10700.5429 | 9465.3193 | 0 | 130989.076 | 118354.9305 | 104692.5588 | 0 | 0 | 0 | 130989.076 | 118354.9305 | 104692.5588 | 0 | 0 | 0 | 0 | 0.043413 | 0.043413 | 0.043413 | 0 | 5000000 | scaled
542-45F | 292049.8226 | 0 | 292049.8226 | 0 | 0% | 100% | 0% | 28325.9676 | 58893.9279 | 33.9372 | 25897.3659 | 2394.6645 | 70.5605 | 53844.5014 | 4978.866 | 542 | 0.043104 | 0.043104 | 0.043104 | 6775532.0337 | 349.9032 | 267010.1594 | 24689.76 | 8117.7264 | 6194613.8923 | 572800.415 | 6118371.8986 | 7330.3866 | 5593797.1178 | 517244.3943 | 5409197.715 | 6480.729 | 4945425.8566 | 457291.1294 |  | 2643 | 542-45F | 292049.8226 | 263723.855 | 233155.8946 | 0 | 0 | 0 | 292049.8226 | 263723.855 | 233155.8946 | 0 | 349.9032 | 315.9661 | 279.3428 | 0 | 0 | 0 | 349.9032 | 315.9661 | 279.3428 | 0 | 24689.76 | 22295.0955 | 19710.8939 | 0 | 0 | 0 | 24689.76 | 22295.0955 | 19710.8939 | 0 | 267010.1594 | 241112.7934 | 213165.658 | 0 | 0 | 0 | 267010.1594 | 241112.7934 | 213165.658 | 0 | 0 | 0 | 0 | 0.043104 | 0.043104 | 0.043104 | 0 | 5000000 | scaled
543-353 | 0 | 0 | 0 | 0 | 0% | 0% | 0% | 0 | 0 | 0 | 0 | 0 | 0 | 0 | 0 | 543 | 0 | 0 | 0 | 0 | 0 | 0 | 0 | 0 | 0 | 0 | 0 | 0 | 0 | 0 | 0 | 0 | 0 | 0 |  | 2644 | 543-353 | 0 | 0 | 0 | 0 | 0 | 0 | 0 | 0 | 0 | 0 | 0 | 0 | 0 | 0 | 0 | 0 | 0 | 0 | 0 | 0 | 0 | 0 | 0 | 0 | 0 | 0 | 0 | 0 | 0 | 0 | 0 | 0 | 0 | 0 | 0 | 0 | 0 | 0 | 0 | 0 | 0 | 0 | 0 | 0 | 0 | 0 | 0 | 5000000 | scaled
543-354F | 0 | 0 | 0 | 0 | 0% | 0% | 0% | 0 | 0 | 0 | 0 | 0 | 0 | 0 | 0 | 543 | 0 | 0 | 0 | 0 | 0 | 0 | 0 | 0 | 0 | 0 | 0 | 0 | 0 | 0 | 0 | 0 | 0 | 0 |  | 2645 | 543-354F | 0 | 0 | 0 | 0 | 0 | 0 | 0 | 0 | 0 | 0 | 0 | 0 | 0 | 0 | 0 | 0 | 0 | 0 | 0 | 0 | 0 | 0 | 0 | 0 | 0 | 0 | 0 | 0 | 0 | 0 | 0 | 0 | 0 | 0 | 0 | 0 | 0 | 0 | 0 | 0 | 0 | 0 | 0 | 0 | 0 | 0 | 0 | 5000000 | scaled
543-356F | 0 | 0 | 0 | 0 | 0% | 0% | 0% | 0 | 0 | 0 | 0 | 0 | 0 | 0 | 0 | 543 | 0 | 0 | 0 | 0 | 0 | 0 | 0 | 0 | 0 | 0 | 0 | 0 | 0 | 0 | 0 | 0 | 0 | 0 |  | 2646 | 543-356F | 0 | 0 | 0 | 0 | 0 | 0 | 0 | 0 | 0 | 0 | 0 | 0 | 0 | 0 | 0 | 0 | 0 | 0 | 0 | 0 | 0 | 0 | 0 | 0 | 0 | 0 | 0 | 0 | 0 | 0 | 0 | 0 | 0 | 0 | 0 | 0 | 0 | 0 | 0 | 0 | 0 | 0 | 0 | 0 | 0 | 0 | 0 | 5000000 | scaled
543-358F | 0 | 0 | 0 | 0 | 0% | 0% | 0% | 0 | 0 | 0 | 0 | 0 | 0 | 0 | 0 | 543 | 0 | 0 | 0 | 0 | 0 | 0 | 0 | 0 | 0 | 0 | 0 | 0 | 0 | 0 | 0 | 0 | 0 | 0 |  | 2647 | 543-358F | 0 | 0 | 0 | 0 | 0 | 0 | 0 | 0 | 0 | 0 | 0 | 0 | 0 | 0 | 0 | 0 | 0 | 0 | 0 | 0 | 0 | 0 | 0 | 0 | 0 | 0 | 0 | 0 | 0 | 0 | 0 | 0 | 0 | 0 | 0 | 0 | 0 | 0 | 0 | 0 | 0 | 0 | 0 | 0 | 0 | 0 | 0 | 5000000 | scaled
543-359 | 0 | 0 | 0 | 0 | 0% | 0% | 0% | 0 | 0 | 0 | 0 | 0 | 0 | 0 | 0 | 543 | 0 | 0 | 0 | 0 | 0 | 0 | 0 | 0 | 0 | 0 | 0 | 0 | 0 | 0 | 0 | 0 | 0 | 0 |  | 2648 | 543-359 | 0 | 0 | 0 | 0 | 0 | 0 | 0 | 0 | 0 | 0 | 0 | 0 | 0 | 0 | 0 | 0 | 0 | 0 | 0 | 0 | 0 | 0 | 0 | 0 | 0 | 0 | 0 | 0 | 0 | 0 | 0 | 0 | 0 | 0 | 0 | 0 | 0 | 0 | 0 | 0 | 0 | 0 | 0 | 0 | 0 | 0 | 0 | 5000000 | scaled
543-396 | 0 | 0 | 0 | 0 | 0% | 0% | 0% | 0 | 0 | 0 | 0 | 0 | 0 | 0 | 0 | 543 | 0 | 0 | 0 | 0 | 0 | 0 | 0 | 0 | 0 | 0 | 0 | 0 | 0 | 0 | 0 | 0 | 0 | 0 |  | 2649 | 543-396 | 0 | 0 | 0 | 0 | 0 | 0 | 0 | 0 | 0 | 0 | 0 | 0 | 0 | 0 | 0 | 0 | 0 | 0 | 0 | 0 | 0 | 0 | 0 | 0 | 0 | 0 | 0 | 0 | 0 | 0 | 0 | 0 | 0 | 0 | 0 | 0 | 0 | 0 | 0 | 0 | 0 | 0 | 0 | 0 | 0 | 0 | 0 | 5000000 | scaled
543-398 | 0 | 0 | 0 | 0 | 0% | 0% | 0% | 0 | 0 | 0 | 0 | 0 | 0 | 0 | 0 | 543 | 0 | 0 | 0 | 0 | 0 | 0 | 0 | 0 | 0 | 0 | 0 | 0 | 0 | 0 | 0 | 0 | 0 | 0 |  | 2650 | 543-398 | 0 | 0 | 0 | 0 | 0 | 0 | 0 | 0 | 0 | 0 | 0 | 0 | 0 | 0 | 0 | 0 | 0 | 0 | 0 | 0 | 0 | 0 | 0 | 0 | 0 | 0 | 0 | 0 | 0 | 0 | 0 | 0 | 0 | 0 | 0 | 0 | 0 | 0 | 0 | 0 | 0 | 0 | 0 | 0 | 0 | 0 | 0 | 5000000 | scaled
543-399 | 0 | 0 | 0 | 0 | 0% | 0% | 0% | 0 | 0 | 0 | 0 | 0 | 0 | 0 | 0 | 543 | 0 | 0 | 0 | 0 | 0 | 0 | 0 | 0 | 0 | 0 | 0 | 0 | 0 | 0 | 0 | 0 | 0 | 0 |  | 2651 | 543-399 | 0 | 0 | 0 | 0 | 0 | 0 | 0 | 0 | 0 | 0 | 0 | 0 | 0 | 0 | 0 | 0 | 0 | 0 | 0 | 0 | 0 | 0 | 0 | 0 | 0 | 0 | 0 | 0 | 0 | 0 | 0 | 0 | 0 | 0 | 0 | 0 | 0 | 0 | 0 | 0 | 0 | 0 | 0 | 0 | 0 | 0 | 0 | 5000000 | scaled
543-400 | 0 | 0 | 0 | 0 | 0% | 0% | 0% | 0 | 0 | 0 | 0 | 0 | 0 | 0 | 0 | 543 | 0 | 0 | 0 | 0 | 0 | 0 | 0 | 0 | 0 | 0 | 0 | 0 | 0 | 0 | 0 | 0 | 0 | 0 |  | 2652 | 543-400 | 0 | 0 | 0 | 0 | 0 | 0 | 0 | 0 | 0 | 0 | 0 | 0 | 0 | 0 | 0 | 0 | 0 | 0 | 0 | 0 | 0 | 0 | 0 | 0 | 0 | 0 | 0 | 0 | 0 | 0 | 0 | 0 | 0 | 0 | 0 | 0 | 0 | 0 | 0 | 0 | 0 | 0 | 0 | 0 | 0 | 0 | 0 | 5000000 | scaled
545-37 | 0 | 0 | 0 | 0 | 0% | 0% | 0% | 0 | 0 | 0 | 0 | 0 | 0 | 0 | 0 | 545 | 0 | 0 | 0 | 0 | 0 | 0 | 0 | 0 | 0 | 0 | 0 | 0 | 0 | 0 | 0 | 0 | 0 | 0 |  | 2653 | 545-37 | 0 | 0 | 0 | 0 | 0 | 0 | 0 | 0 | 0 | 0 | 0 | 0 | 0 | 0 | 0 | 0 | 0 | 0 | 0 | 0 | 0 | 0 | 0 | 0 | 0 | 0 | 0 | 0 | 0 | 0 | 0 | 0 | 0 | 0 | 0 | 0 | 0 | 0 | 0 | 0 | 0 | 0 | 0 | 0 | 0 | 0 | 0 | 5000000 | scaled
545-43AE | 125181.7482 | 0 | 125181.7482 | 0 | 0% | 100% | 0% | 19754.8649 | 41399.7509 | 22.7156 | 18027.2368 | 1704.9125 | 47.6044 | 37779.2062 | 3572.9403 | 545 | 0.010575 | 0.010575 | 0.010575 | 11837293.6863 | 143.9431 | 114234.1914 | 10803.6137 | 13611.3798 | 10802083.3065 | 1021599 | 9969256.6887 | 11463.3752 | 9097412.3064 | 860381.0072 | 7922497.6599 | 9109.863 | 7229649.1061 | 683738.6907 |  | 2654 | 545-43AE | 125181.7482 | 105426.8833 | 83781.9973 | 0 | 0 | 0 | 125181.7482 | 105426.8833 | 83781.9973 | 0 | 143.9431 | 121.2275 | 96.3386 | 0 | 0 | 0 | 143.9431 | 121.2275 | 96.3386 | 0 | 10803.6137 | 9098.7012 | 7230.6734 | 0 | 0 | 0 | 10803.6137 | 9098.7012 | 7230.6734 | 0 | 114234.1914 | 96206.9546 | 76454.9852 | 0 | 0 | 0 | 114234.1914 | 96206.9546 | 76454.9852 | 0 | 0 | 0 | 0 | 0.010575 | 0.010575 | 0.010575 | 0 | 5000000 | scaled
545-44 | 452.0895 | 0 | 452.0895 | 0 | 0% | 100% | 0% | 71.4247 | 149.5888 | 0.48949 | 56.2785 | 14.6567 | 1.0252 | 117.8674 | 30.6963 | 545 | 0.010693 | 0.010693 | 0.010693 | 42279.8086 | 3.0982 | 356.2206 | 92.7707 | 289.7506 | 33314.058 | 8676 | 35600.1092 | 243.9735 | 28050.839 | 7305.2967 | 28290.135 | 193.877 | 22290.9997 | 5805.2583 |  | 2655 | 545-44 | 452.0895 | 380.6648 | 302.5008 | 0 | 0 | 0 | 452.0895 | 380.6648 | 302.5008 | 0 | 3.0982 | 2.6088 | 2.0731 | 0 | 0 | 0 | 3.0982 | 2.6088 | 2.0731 | 0 | 92.7707 | 78.1141 | 62.0745 | 0 | 0 | 0 | 92.7707 | 78.1141 | 62.0745 | 0 | 356.2206 | 299.942 | 238.3532 | 0 | 0 | 0 | 356.2206 | 299.942 | 238.3532 | 0 | 0 | 0 | 0 | 0.010693 | 0.010693 | 0.010693 | 0 | 5000000 | scaled
545-45AE | 0 | 0 | 0 | 0 | 0% | 0% | 0% | 0 | 0 | 0 | 0 | 0 | 0 | 0 | 0 | 545 | 0 | 0 | 0 | 0 | 0 | 0 | 0 | 0 | 0 | 0 | 0 | 0 | 0 | 0 | 0 | 0 | 0 | 0 |  | 2656 | 545-45AE | 0 | 0 | 0 | 0 | 0 | 0 | 0 | 0 | 0 | 0 | 0 | 0 | 0 | 0 | 0 | 0 | 0 | 0 | 0 | 0 | 0 | 0 | 0 | 0 | 0 | 0 | 0 | 0 | 0 | 0 | 0 | 0 | 0 | 0 | 0 | 0 | 0 | 0 | 0 | 0 | 0 | 0 | 0 | 0 | 0 | 0 | 0 | 5000000 | scaled
545-46 | 0 | 0 | 0 | 0 | 0% | 0% | 0% | 0 | 0 | 0 | 0 | 0 | 0 | 0 | 0 | 545 | 0 | 0 | 0 | 0 | 0 | 0 | 0 | 0 | 0 | 0 | 0 | 0 | 0 | 0 | 0 | 0 | 0 | 0 |  | 2657 | 545-46 | 0 | 0 | 0 | 0 | 0 | 0 | 0 | 0 | 0 | 0 | 0 | 0 | 0 | 0 | 0 | 0 | 0 | 0 | 0 | 0 | 0 | 0 | 0 | 0 | 0 | 0 | 0 | 0 | 0 | 0 | 0 | 0 | 0 | 0 | 0 | 0 | 0 | 0 | 0 | 0 | 0 | 0 | 0 | 0 | 0 | 0 | 0 | 5000000 | scaled
545-47F | 110979.2884 | 1509.1981 | 106814.1461 | 2655.9443 | 1.36% | 96.25% | 2.393% | 48459.3975 | 101135.0623 | 57.2154 | 44183.3563 | 4218.8258 | 120.4974 | 92167.5059 | 8847.0589 | 545 | 0.019055 | 0.011597 | 0.0049004 | 5824155.7806 | 130.5636 | 98956.4086 | 11892.3162 | 6851.9333 | 5193199.0894 | 624104.7579 | 5390947.0304 | 6365.0261 | 4915251.6489 | 469330.3553 | 2008861.7448 | 2393.4599 | 1830737.7539 | 175730.531 |  | 2658 | 545-47F | 110979.2884 | 62519.8909 | 9844.2261 | 1509.1981 | 586.6525 | 28.9999 | 106814.1461 | 59277.2941 | 7159.282 | 2655.9443 | 130.5636 | 73.3482 | 10.0661 | 41.7618 | 4.5514 | 0 | 120.3664 | 66.7982 | 8.0676 | 1.9985 | 11892.3162 | 7673.4904 | 3045.2573 | 41.7618 | 23.1937 | 0 | 9437.8764 | 5237.6188 | 632.5793 | 2412.6779 | 98956.4086 | 54773.0523 | 6788.9027 | 1459.2376 | 558.9074 | 28.9999 | 97255.9033 | 53972.8771 | 6518.635 | 241.2678 | 0.0047204 | 0.001808 | 9.42e-05 | 0.010587 | 0.0060416 | 0.0010586 | 0.0037476 | 5000000 | scaled
545-48F | 9404.0286 | 0 | 9404.0286 | 0 | 0% | 100% | 0% | 1485.1833 | 3115.3111 | 2.5958 | 1334.9804 | 147.6071 | 5.4448 | 2800.2465 | 309.6198 | 545 | 0.010684 | 0.010684 | 0.010684 | 880230.3153 | 16.4361 | 8452.9592 | 934.6334 | 1538.4378 | 791208.8775 | 87483 | 741215.0704 | 1295.4715 | 666252.836 | 73666.763 | 588632.8077 | 1028.7932 | 529101.8668 | 58502.1477 |  | 2659 | 545-48F | 9404.0286 | 7918.8453 | 6288.7175 | 0 | 0 | 0 | 9404.0286 | 7918.8453 | 6288.7175 | 0 | 16.4361 | 13.8403 | 10.9912 | 0 | 0 | 0 | 16.4361 | 13.8403 | 10.9912 | 0 | 934.6334 | 787.0262 | 625.0135 | 0 | 0 | 0 | 934.6334 | 787.0262 | 625.0135 | 0 | 8452.9592 | 7117.9788 | 5652.7127 | 0 | 0 | 0 | 8452.9592 | 7117.9788 | 5652.7127 | 0 | 0 | 0 | 0 | 0.010684 | 0.010684 | 0.010684 | 0 | 5000000 | scaled
545-49 | 0 | 0 | 0 | 0 | 0% | 0% | 0% | 0 | 0 | 0 | 0 | 0 | 0 | 0 | 0 | 545 | 0 | 0 | 0 | 0 | 0 | 0 | 0 | 0 | 0 | 0 | 0 | 0 | 0 | 0 | 0 | 0 | 0 | 0 |  | 2660 | 545-49 | 0 | 0 | 0 | 0 | 0 | 0 | 0 | 0 | 0 | 0 | 0 | 0 | 0 | 0 | 0 | 0 | 0 | 0 | 0 | 0 | 0 | 0 | 0 | 0 | 0 | 0 | 0 | 0 | 0 | 0 | 0 | 0 | 0 | 0 | 0 | 0 | 0 | 0 | 0 | 0 | 0 | 0 | 0 | 0 | 0 | 0 | 0 | 5000000 | scaled
545-50F | 135826.4027 | 1446.1693 | 131701.9147 | 2678.3187 | 1.065% | 96.96% | 1.972% | 59550.3105 | 124289.4962 | 64.8068 | 54090.2448 | 5395.259 | 135.8593 | 112851.5854 | 11302.0515 | 545 | 0.019507 | 0.011757 | 0.0048974 | 6963028.4166 | 147.6141 | 121131.6883 | 14547.1004 | 7567.3126 | 6209716.0103 | 745745.0938 | 6487717.2893 | 7060.3832 | 5892869.6269 | 587787.2792 | 2355720.6825 | 2575.0085 | 2138932.2659 | 214213.4081 |  | 2661 | 545-50F | 135826.4027 | 76276.0922 | 11536.9065 | 1446.1693 | 554.2907 | 28.9825 | 131701.9147 | 73043.4828 | 8829.6053 | 2678.3187 | 147.6141 | 82.8073 | 11.7548 | 1.6657 | 0.22189 | 0 | 145.2728 | 80.57 | 9.7394 | 2.0153 | 14547.1004 | 9151.8414 | 3245.0489 | 1.6657 | 1.1365 | 0 | 12112.4317 | 6717.7019 | 812.0458 | 2433.003 | 121131.6883 | 67041.4435 | 8280.1028 | 1444.1777 | 552.9323 | 28.9825 | 119444.2102 | 66245.2109 | 8007.8201 | 243.3003 | 0.0051944 | 0.0019888 | 0.0001038 | 0.010576 | 0.0060322 | 0.0010576 | 0.003736 | 5000000 | scaled
545-874R | 149860.7637 | 8964.8518 | 138235.5138 | 2660.3981 | 5.982% | 92.24% | 1.775% | 67111.4378 | 137748.965 | 68.7182 | 61986.2762 | 5056.4433 | 143.5599 | 127038.7631 | 10566.642 | 545 | 0.020584 | 0.012193 | 0.004946 | 7280519.8104 | 155.8629 | 135962.5658 | 13742.3351 | 7572.1133 | 6605319.0253 | 667628.6719 | 6786848.2442 | 6949.3409 | 6268550.6923 | 511348.211 | 2448806.8572 | 2552.1098 | 2258408.216 | 187846.5314 |  | 2662 | 545-874R | 149860.7637 | 82749.3259 | 12111.7987 | 8964.8518 | 3568.4062 | 187.0455 | 138235.5138 | 76520.5216 | 9264.3551 | 2660.3981 | 155.8629 | 87.1446 | 12.303 | 0.86137 | 0.059119 | 0 | 153.7049 | 85.0836 | 10.3011 | 2.0019 | 13742.3351 | 8685.8917 | 3175.6931 | 0.86137 | 0.33187 | 0 | 11324.7498 | 6268.836 | 758.9692 | 2416.7239 | 135962.5658 | 73976.2896 | 8923.8027 | 8963.8343 | 3568.0152 | 187.0455 | 126757.0591 | 70166.602 | 8495.0848 | 241.6724 | 0.006251 | 0.0024114 | 0.0001254 | 0.010569 | 0.0060176 | 0.001057 | 0.0037636 | 5000000 | scaled
545-885R | 32725.6192 | 90.2427 | 32178.775 | 456.6015 | 0.2758% | 98.33% | 1.395% | 14459.1954 | 30115.005 | 16.2306 | 13211.2242 | 1231.7406 | 33.8355 | 27513.3948 | 2567.7747 | 545 | 0.012213 | 0.0070512 | 0.0017302 | 2679616.4034 | 36.6043 | 29522.4099 | 3166.605 | 2997.2063 | 2417333.4476 | 259285.7495 | 2590541.1603 | 2907.9098 | 2366951.907 | 220681.3435 | 1508851.1214 | 1695.2578 | 1378502.7291 | 128653.1345 |  | 2663 | 545-885R | 32725.6192 | 18266.4238 | 2610.6142 | 90.2427 | 34.5408 | 1.799 | 32178.775 | 17775.2816 | 2152.2138 | 456.6015 | 36.6043 | 20.3737 | 2.7688 | 0.00047 | 0 | 0 | 36.2607 | 20.0301 | 2.4252 | 0.34358 | 3166.605 | 1934.8644 | 598.8303 | 0.00047 | 0 | 0 | 2751.8246 | 1520.0845 | 184.0504 | 414.7799 | 29522.4099 | 16311.1857 | 2009.0151 | 90.2422 | 34.5408 | 1.799 | 29390.6897 | 16235.167 | 1965.7382 | 41.478 | 0.0009056 | 0.0003466 | 1.82e-05 | 0.010661 | 0.0060588 | 0.0010662 | 0.0006458 | 5000000 | scaled
546-12 | 14414.2795 | 55.8621 | 13936.3243 | 422.0931 | 0.3875% | 96.68% | 2.928% | 6276.6225 | 13059.2193 | 10.8394 | 5602.8442 | 662.9389 | 22.582 | 11655.5199 | 1381.1174 | 546 | 0.01256 | 0.007149 | 0.0016842 | 1147597.1711 | 24.5177 | 12526.2456 | 1863.5162 | 1951.9877 | 997280.7848 | 148364.3987 | 1138293.0508 | 1965.7716 | 1016100.3906 | 120226.8887 | 804572.0477 | 1391.2647 | 718090.8222 | 85089.9608 |  | 2664 | 546-12 | 14414.2795 | 8137.657 | 1355.0602 | 55.8621 | 21.4072 | 1.1079 | 13936.3243 | 7694.1567 | 931.8593 | 422.0931 | 24.5177 | 13.6784 | 1.9358 | 0 | 0 | 0 | 24.2001 | 13.3607 | 1.6182 | 0.31761 | 1863.5162 | 1200.5772 | 482.3988 | 0 | 0 | 0 | 1480.084 | 817.145 | 98.9666 | 383.4322 | 12526.2456 | 6923.4014 | 870.7257 | 55.8621 | 21.4072 | 1.1079 | 12432.0402 | 6863.651 | 831.2746 | 38.3432 | 0.0013062 | 0.0005006 | 2.6e-05 | 0.010662 | 0.0060564 | 0.0010662 | 0.000592 | 5000000 | scaled
546-14R | 227212.7305 | 3293.7817 | 221378.3357 | 2540.6131 | 1.45% | 97.43% | 1.118% | 101573.6585 | 210970.5476 | 113.8956 | 93139.8144 | 8319.9485 | 237.4927 | 193383.7823 | 17349.2726 | 546 | 0.020679 | 0.012189 | 0.0047992 | 10987500.9914 | 254.9782 | 206162.2592 | 20795.4931 | 12330.1767 | 9969547.1379 | 1005623.6767 | 10307916.5769 | 11558.3781 | 9452031.6627 | 844326.536 | 3384352.1567 | 3809.8156 | 3102228.3823 | 278313.9588 |  | 2665 | 546-14R | 227212.7305 | 125639.072 | 16242.1829 | 3293.7817 | 1346.1583 | 70.396 | 221378.3357 | 121752.3006 | 13631.1737 | 2540.6131 | 254.9782 | 141.0826 | 17.4855 | 0.7593 | 0.067396 | 0 | 252.9273 | 139.1034 | 15.5738 | 1.9117 | 20795.4931 | 12475.5446 | 3446.2205 | 0.7593 | 0.36437 | 0.00047 | 18486.8235 | 10167.2699 | 1138.3097 | 2307.9103 | 206162.2592 | 113022.4448 | 12778.4769 | 3292.8833 | 1345.7266 | 70.3956 | 202638.5849 | 111445.9272 | 12477.2903 | 230.791 | 0.0065712 | 0.0026098 | 0.0001364 | 0.010495 | 0.0059654 | 0.0010494 | 0.0036134 | 5000000 | scaled
546-525R | 53673.9906 | 3999.1278 | 47842.5971 | 1832.2658 | 7.451% | 89.14% | 3.414% | 23770.4583 | 48552.4714 | 28.9112 | 21922.7273 | 1818.8199 | 60.1868 | 44705.8451 | 3786.4395 | 546 | 0.018842 | 0.010808 | 0.0037656 | 2848575.0558 | 65.8716 | 47885.7466 | 5722.3725 | 3495.925 | 2541382.5498 | 303696.5809 | 2766898.5067 | 3365.2805 | 2551821.2806 | 211711.9456 | 1360080.5253 | 1685.988 | 1252326.5559 | 106067.9813 |  | 2666 | 546-525R | 53673.9906 | 29903.5323 | 5121.5192 | 3999.1278 | 1672.0663 | 87.8255 | 47842.5971 | 26399.2002 | 3201.428 | 1832.2658 | 65.8716 | 36.9605 | 5.6848 | 0.74186 | 0.073308 | 0 | 64.351 | 35.5084 | 4.3061 | 1.3787 | 5722.3725 | 3903.5526 | 1935.933 | 0.74186 | 0.38281 | 0 | 4057.1878 | 2238.727 | 271.4902 | 1664.4428 | 47885.7466 | 25963.0193 | 3179.9014 | 3998.244 | 1671.6102 | 87.8255 | 43721.0582 | 24124.9648 | 2925.6317 | 166.4443 | 0.0056068 | 0.0021752 | 0.0001134 | 0.010648 | 0.006045 | 0.0010648 | 0.0025874 | 5000000 | scaled
547-22R | 7854.4142 | 5386.8824 | 0 | 2467.5317 | 68.58% | 0% | 31.42% | 3300.0855 | 5288.0757 | 70.9163 | 2862.6446 | 366.5245 | 120.1876 | 4546.8614 | 621.0266 | 547 | 0.010488 | 0.0061662 | 0.003623 | 748881.0445 | 123.1706 | 4862.854 | 2868.3896 | 11743.7275 | 463650.0033 | 273487.3137 | 738595.6852 | 15871.8596 | 640691.5842 | 82032.2415 | 708346.2573 | 16099.329 | 609059.4151 | 83187.5132 |  | 2667 | 547-22R | 7854.4142 | 4554.3287 | 2566.3385 | 5386.8824 | 2086.797 | 98.8068 | 0 | 0 | 0 | 2467.5317 | 123.1706 | 52.2542 | 2.9829 | 626.8669 | 50.3975 | 1.1262 | 0 | 0 | 0 | 1.8567 | 2868.3896 | 2501.8652 | 2247.363 | 626.8669 | 260.3424 | 5.8403 | 0 | 0 | 0 | 2241.5227 | 4862.854 | 2000.2093 | 315.9925 | 4638.7017 | 1776.0571 | 91.8403 | 0 | 0 | 0 | 224.1523 | 0.007005 | 0.002683 | 0.0001398 | 0 | 0 | 0 | 0.0034832 | 5000000 | scaled
547-23 | 0 | 0 | 0 | 0 | 0% | 0% | 0% | 0 | 0 | 0 | 0 | 0 | 0 | 0 | 0 | 547 | 0 | 0 | 0 | 0 | 0 | 0 | 0 | 0 | 0 | 0 | 0 | 0 | 0 | 0 | 0 | 0 | 0 | 0 |  | 2668 | 547-23 | 0 | 0 | 0 | 0 | 0 | 0 | 0 | 0 | 0 | 0 | 0 | 0 | 0 | 0 | 0 | 0 | 0 | 0 | 0 | 0 | 0 | 0 | 0 | 0 | 0 | 0 | 0 | 0 | 0 | 0 | 0 | 0 | 0 | 0 | 0 | 0 | 0 | 0 | 0 | 0 | 0 | 0 | 0 | 0 | 0 | 0 | 0 | 5000000 | scaled
547-24F | 0 | 0 | 0 | 0 | 0% | 0% | 0% | 0 | 0 | 0 | 0 | 0 | 0 | 0 | 0 | 547 | 0 | 0 | 0 | 0 | 0 | 0 | 0 | 0 | 0 | 0 | 0 | 0 | 0 | 0 | 0 | 0 | 0 | 0 |  | 2669 | 547-24F | 0 | 0 | 0 | 0 | 0 | 0 | 0 | 0 | 0 | 0 | 0 | 0 | 0 | 0 | 0 | 0 | 0 | 0 | 0 | 0 | 0 | 0 | 0 | 0 | 0 | 0 | 0 | 0 | 0 | 0 | 0 | 0 | 0 | 0 | 0 | 0 | 0 | 0 | 0 | 0 | 0 | 0 | 0 | 0 | 0 | 0 | 0 | 5000000 | scaled
547-25F | 0 | 0 | 0 | 0 | 0% | 0% | 0% | 0 | 0 | 0 | 0 | 0 | 0 | 0 | 0 | 547 | 0 | 0 | 0 | 0 | 0 | 0 | 0 | 0 | 0 | 0 | 0 | 0 | 0 | 0 | 0 | 0 | 0 | 0 |  | 2670 | 547-25F | 0 | 0 | 0 | 0 | 0 | 0 | 0 | 0 | 0 | 0 | 0 | 0 | 0 | 0 | 0 | 0 | 0 | 0 | 0 | 0 | 0 | 0 | 0 | 0 | 0 | 0 | 0 | 0 | 0 | 0 | 0 | 0 | 0 | 0 | 0 | 0 | 0 | 0 | 0 | 0 | 0 | 0 | 0 | 0 | 0 | 0 | 0 | 5000000 | scaled
548-12F | 217.0274 | 40.947 | 0 | 176.0804 | 18.87% | 0% | 81.13% | 10.7098 | 40.6683 | 0.35708 | 8.5184 | 1.8343 | 4.4334 | 13.5327 | 22.7022 | 548 | 0.0007594 | 0.0004474 | 0.000264 | 285787.9393 | 4.5659 | 29.8067 | 182.6548 | 6012.5215 | 39250.2722 | 240525.1456 | 461147.8591 | 15375.284 | 366789.369 | 78983.2062 | 668026.8549 | 72824.3302 | 222290.8827 | 372911.642 |  | 2671 | 548-12F | 217.0274 | 206.3176 | 176.3591 | 40.947 | 30.2372 | 0.27873 | 0 | 0 | 0 | 176.0804 | 4.5659 | 4.2088 | 0.13249 | 22.7022 | 4.0763 | 0 | 0 | 0 | 0 | 0.13249 | 182.6548 | 180.8205 | 159.9526 | 22.7022 | 20.8679 | 0 | 0 | 0 | 0 | 159.9526 | 29.8067 | 21.2883 | 16.274 | 13.8114 | 5.293 | 0.27873 | 0 | 0 | 0 | 15.9953 | 0.0005056 | 0.0001936 | 1.02e-05 | 0 | 0 | 0 | 0.0002538 | 5000000 | scaled
548-13 | 0 | 0 | 0 | 0 | 0% | 0% | 0% | 0 | 0 | 0 | 0 | 0 | 0 | 0 | 0 | 548 | 0 | 0 | 0 | 0 | 0 | 0 | 0 | 0 | 0 | 0 | 0 | 0 | 0 | 0 | 0 | 0 | 0 | 0 |  | 2672 | 548-13 | 0 | 0 | 0 | 0 | 0 | 0 | 0 | 0 | 0 | 0 | 0 | 0 | 0 | 0 | 0 | 0 | 0 | 0 | 0 | 0 | 0 | 0 | 0 | 0 | 0 | 0 | 0 | 0 | 0 | 0 | 0 | 0 | 0 | 0 | 0 | 0 | 0 | 0 | 0 | 0 | 0 | 0 | 0 | 0 | 0 | 0 | 0 | 5000000 | scaled
548-14F | 907.0948 | 435.7563 | 0 | 471.3385 | 48.04% | 0% | 51.96% | 268.3224 | 427.2094 | 1.8023 | 257.2604 | 9.2597 | 3.0076 | 408.745 | 15.4569 | 548 | 0.0019874 | 0.0011604 | 0.0006734 | 456422.8484 | 3.4115 | 459.8066 | 443.8767 | 1716.5734 | 231360.8503 | 223345.4247 | 550475.9757 | 3697.5924 | 527781.6926 | 18996.6907 | 712630.4396 | 5016.9696 | 681829.7921 | 25783.6779 |  | 2673 | 548-14F | 907.0948 | 638.7723 | 479.8853 | 435.7563 | 167.4338 | 8.5469 | 0 | 0 | 0 | 471.3385 | 3.4115 | 1.6092 | 0.40393 | 15.7096 | 1.2545 | 0.049266 | 0 | 0 | 0 | 0.35467 | 443.8767 | 434.617 | 428.4198 | 15.7096 | 6.4499 | 0.25273 | 0 | 0 | 0 | 428.1671 | 459.8066 | 202.5461 | 51.0616 | 416.9898 | 159.7294 | 8.2449 | 0 | 0 | 0 | 42.8167 | 0.0013406 | 0.0005136 | 2.66e-05 | 0 | 0 | 0 | 0.0006468 | 5000000 | scaled
548-15F | 14761.9794 | 13467.6233 | 0 | 1294.3561 | 91.23% | 0% | 8.768% | 8276.8909 | 13405.8378 | 1322.8446 | 198.097 | 6755.9493 | 2143.7621 | 314.5259 | 10947.5498 | 548 | 0.005445 | 0.0032274 | 0.0019232 | 2711107.3249 | 2153.7748 | 438.6201 | 12169.5844 | 395550.9349 | 80554.663 | 2235001.7271 | 2009384.7873 | 321147.6239 | 48092.0942 | 1640145.0691 | 705148.5104 | 112762.1156 | 16544.0986 | 575842.2962 |  | 2674 | 548-15F | 14761.9794 | 6485.0885 | 1356.1416 | 13467.6233 | 5190.7324 | 61.7855 | 0 | 0 | 0 | 1294.3561 | 2153.7748 | 830.9302 | 10.0128 | 10993.7825 | 829.9563 | 9.0388 | 0 | 0 | 0 | 0.97396 | 12169.5844 | 5413.6351 | 1222.0346 | 10993.7825 | 4237.8331 | 46.2327 | 0 | 0 | 0 | 1175.8019 | 438.6201 | 240.5232 | 124.0942 | 321.0399 | 122.943 | 6.514 | 0 | 0 | 0 | 117.5802 | 0.003594 | 0.0013764 | 7.22e-05 | 0 | 0 | 0 | 0.001851 | 5000000 | scaled
548-16 | 0 | 0 | 0 | 0 | 0% | 0% | 0% | 0 | 0 | 0 | 0 | 0 | 0 | 0 | 0 | 548 | 0 | 0 | 0 | 0 | 0 | 0 | 0 | 0 | 0 | 0 | 0 | 0 | 0 | 0 | 0 | 0 | 0 | 0 |  | 2675 | 548-16 | 0 | 0 | 0 | 0 | 0 | 0 | 0 | 0 | 0 | 0 | 0 | 0 | 0 | 0 | 0 | 0 | 0 | 0 | 0 | 0 | 0 | 0 | 0 | 0 | 0 | 0 | 0 | 0 | 0 | 0 | 0 | 0 | 0 | 0 | 0 | 0 | 0 | 0 | 0 | 0 | 0 | 0 | 0 | 0 | 0 | 0 | 0 | 5000000 | scaled
548-17F | 104211.8394 | 102230.5088 | 0 | 1981.3306 | 98.1% | 0% | 1.901% | 62819.0472 | 99640.0276 | 13464.68 | 356.7248 | 48997.6424 | 21356.4663 | 566.2335 | 77717.3278 | 548 | 0.010934 | 0.0059132 | 0.00296 | 9530640.8627 | 21913.8145 | 757.8836 | 81540.1414 | 2004116.7745 | 69311.8624 | 7457212.2258 | 7000066.3346 | 1500399.2761 | 39750.6371 | 5459916.4214 | 1544531.0324 | 331048.9339 | 8777.2483 | 1204704.8502 |  | 2676 | 548-17F | 104211.8394 | 41392.7922 | 4571.8119 | 102230.5088 | 39411.4616 | 2590.4812 | 0 | 0 | 0 | 1981.3306 | 21913.8145 | 8449.1345 | 557.3482 | 79740.287 | 8447.6436 | 555.8573 | 0 | 0 | 0 | 1.4909 | 81540.1414 | 32542.4989 | 3822.8136 | 79740.287 | 30742.6446 | 2022.9592 | 0 | 0 | 0 | 1799.8543 | 757.8836 | 401.1588 | 191.6501 | 577.8982 | 221.1734 | 11.6647 | 0 | 0 | 0 | 179.9854 | 0.008137 | 0.0031158 | 0.0001626 | 0 | 0 | 0 | 0.0027974 | 5000000 | scaled
548-18F | 1167.6459 | 606.855 | 0 | 560.7908 | 51.97% | 0% | 48.03% | 373.604 | 594.8211 | 0.56163 | 370.1551 | 2.8873 | 1.1402 | 587.8295 | 5.8513 | 548 | 0.0027166 | 0.0015104 | 0.000801 | 429818.8387 | 1.5752 | 650.726 | 515.3447 | 579.84 | 239536.9076 | 189702.0911 | 525716.2774 | 790.2987 | 520863.1598 | 4062.8189 | 715137.0816 | 1370.8435 | 706731.3442 | 7034.894 |  | 2677 | 548-18F | 1167.6459 | 794.0419 | 572.8248 | 606.855 | 233.251 | 12.034 | 0 | 0 | 0 | 560.7908 | 1.5752 | 1.0136 | 0.43498 | 5.9185 | 0.59159 | 0.013006 | 0 | 0 | 0 | 0.42198 | 515.3447 | 512.4574 | 509.4934 | 5.9185 | 3.0312 | 0.067128 | 0 | 0 | 0 | 509.4262 | 650.726 | 280.5709 | 62.8964 | 599.7833 | 229.6282 | 11.9538 | 0 | 0 | 0 | 50.9426 | 0.0019546 | 0.0007484 | 3.9e-05 | 0 | 0 | 0 | 0.000762 | 5000000 | scaled
549-33F | 3627.3624 | 3411.5511 | 0 | 215.8114 | 94.05% | 0% | 5.95% | 2022.3218 | 3371.0156 | 422.8325 | 1.885 | 1597.6042 | 705.148 | 2.9873 | 2662.8803 | 549 | 0.0007928 | 0.0004894 | 0.0003104 | 4575381.4821 | 713.715 | 22.6533 | 2890.9942 | 900245.92 | 28573.7549 | 3646561.8072 | 3279609.0897 | 685709.5383 | 3056.9313 | 2590842.6201 | 825859.5011 | 172753.0397 | 731.8483 | 652374.6131 |  | 2678 | 549-33F | 3627.3624 | 1605.0407 | 256.3468 | 3411.5511 | 1389.2293 | 40.5354 | 0 | 0 | 0 | 215.8114 | 713.715 | 290.8825 | 8.5669 | 2694.9497 | 290.7201 | 8.4045 | 0 | 0 | 0 | 0.16239 | 2890.9942 | 1293.39 | 228.1139 | 2694.9497 | 1097.3454 | 32.0693 | 0 | 0 | 0 | 196.0445 | 22.6533 | 20.7683 | 19.666 | 3.0488 | 1.1638 | 0.061543 | 0 | 0 | 0 | 19.6045 | 0.0004922 | 0.0001888 | 9.8e-06 | 0 | 0 | 0 | 0.0003006 | 5000000 | scaled
549-34F | 0 | 0 | 0 | 0 | 0% | 0% | 0% | 0 | 0 | 0 | 0 | 0 | 0 | 0 | 0 | 549 | 0 | 0 | 0 | 0 | 0 | 0 | 0 | 0 | 0 | 0 | 0 | 0 | 0 | 0 | 0 | 0 | 0 | 0 |  | 2679 | 549-34F | 0 | 0 | 0 | 0 | 0 | 0 | 0 | 0 | 0 | 0 | 0 | 0 | 0 | 0 | 0 | 0 | 0 | 0 | 0 | 0 | 0 | 0 | 0 | 0 | 0 | 0 | 0 | 0 | 0 | 0 | 0 | 0 | 0 | 0 | 0 | 0 | 0 | 0 | 0 | 0 | 0 | 0 | 0 | 0 | 0 | 0 | 0 | 5000000 | scaled
549-35 | 0 | 0 | 0 | 0 | 0% | 0% | 0% | 0 | 0 | 0 | 0 | 0 | 0 | 0 | 0 | 549 | 0 | 0 | 0 | 0 | 0 | 0 | 0 | 0 | 0 | 0 | 0 | 0 | 0 | 0 | 0 | 0 | 0 | 0 |  | 2680 | 549-35 | 0 | 0 | 0 | 0 | 0 | 0 | 0 | 0 | 0 | 0 | 0 | 0 | 0 | 0 | 0 | 0 | 0 | 0 | 0 | 0 | 0 | 0 | 0 | 0 | 0 | 0 | 0 | 0 | 0 | 0 | 0 | 0 | 0 | 0 | 0 | 0 | 0 | 0 | 0 | 0 | 0 | 0 | 0 | 0 | 0 | 0 | 0 | 5000000 | scaled
549-36F | 1209.4947 | 630.2183 | 0 | 579.2764 | 52.11% | 0% | 47.89% | 467.064 | 626.4974 | 71.7004 | 24.9794 | 370.3842 | 95.1674 | 39.654 | 491.676 | 549 | 0.002468 | 0.0014582 | 0.0008642 | 490070.7907 | 96.0731 | 93.0924 | 1020.3292 | 38927.5213 | 37719.7811 | 413423.4883 | 509141.8969 | 78159.871 | 27229.8213 | 403752.2046 | 674609.2516 | 102475.8173 | 42699.2199 | 529434.2144 |  | 2681 | 549-36F | 1209.4947 | 742.4307 | 582.9973 | 630.2183 | 163.1543 | 3.7209 | 0 | 0 | 0 | 579.2764 | 96.0731 | 24.3728 | 0.90569 | 494.1105 | 23.9369 | 0.4698 | 0 | 0 | 0 | 0.43589 | 1020.3292 | 649.945 | 528.6532 | 494.1105 | 123.7263 | 2.4346 | 0 | 0 | 0 | 526.2186 | 93.0924 | 68.113 | 53.4384 | 40.4706 | 15.4911 | 0.81656 | 0 | 0 | 0 | 52.6219 | 0.0016368 | 0.000627 | 3.3e-05 | 0 | 0 | 0 | 0.0008312 | 5000000 | scaled
554-19F | 0 | 0 | 0 | 0 | 0% | 0% | 0% | 0 | 0 | 0 | 0 | 0 | 0 | 0 | 0 | 554 | 0 | 0 | 0 | 0 | 0 | 0 | 0 | 0 | 0 | 0 | 0 | 0 | 0 | 0 | 0 | 0 | 0 | 0 |  | 2682 | 554-19F | 0 | 0 | 0 | 0 | 0 | 0 | 0 | 0 | 0 | 0 | 0 | 0 | 0 | 0 | 0 | 0 | 0 | 0 | 0 | 0 | 0 | 0 | 0 | 0 | 0 | 0 | 0 | 0 | 0 | 0 | 0 | 0 | 0 | 0 | 0 | 0 | 0 | 0 | 0 | 0 | 0 | 0 | 0 | 0 | 0 | 0 | 0 | 5000000 | scaled
554-20 | 0 | 0 | 0 | 0 | 0% | 0% | 0% | 0 | 0 | 0 | 0 | 0 | 0 | 0 | 0 | 554 | 0 | 0 | 0 | 0 | 0 | 0 | 0 | 0 | 0 | 0 | 0 | 0 | 0 | 0 | 0 | 0 | 0 | 0 |  | 2683 | 554-20 | 0 | 0 | 0 | 0 | 0 | 0 | 0 | 0 | 0 | 0 | 0 | 0 | 0 | 0 | 0 | 0 | 0 | 0 | 0 | 0 | 0 | 0 | 0 | 0 | 0 | 0 | 0 | 0 | 0 | 0 | 0 | 0 | 0 | 0 | 0 | 0 | 0 | 0 | 0 | 0 | 0 | 0 | 0 | 0 | 0 | 0 | 0 | 5000000 | scaled
554-21 | 0 | 0 | 0 | 0 | 0% | 0% | 0% | 0 | 0 | 0 | 0 | 0 | 0 | 0 | 0 | 554 | 0 | 0 | 0 | 0 | 0 | 0 | 0 | 0 | 0 | 0 | 0 | 0 | 0 | 0 | 0 | 0 | 0 | 0 |  | 2684 | 554-21 | 0 | 0 | 0 | 0 | 0 | 0 | 0 | 0 | 0 | 0 | 0 | 0 | 0 | 0 | 0 | 0 | 0 | 0 | 0 | 0 | 0 | 0 | 0 | 0 | 0 | 0 | 0 | 0 | 0 | 0 | 0 | 0 | 0 | 0 | 0 | 0 | 0 | 0 | 0 | 0 | 0 | 0 | 0 | 0 | 0 | 0 | 0 | 5000000 | scaled
554-22 | 0 | 0 | 0 | 0 | 0% | 0% | 0% | 0 | 0 | 0 | 0 | 0 | 0 | 0 | 0 | 554 | 0 | 0 | 0 | 0 | 0 | 0 | 0 | 0 | 0 | 0 | 0 | 0 | 0 | 0 | 0 | 0 | 0 | 0 |  | 2685 | 554-22 | 0 | 0 | 0 | 0 | 0 | 0 | 0 | 0 | 0 | 0 | 0 | 0 | 0 | 0 | 0 | 0 | 0 | 0 | 0 | 0 | 0 | 0 | 0 | 0 | 0 | 0 | 0 | 0 | 0 | 0 | 0 | 0 | 0 | 0 | 0 | 0 | 0 | 0 | 0 | 0 | 0 | 0 | 0 | 0 | 0 | 0 | 0 | 5000000 | scaled
554-23 | 0 | 0 | 0 | 0 | 0% | 0% | 0% | 0 | 0 | 0 | 0 | 0 | 0 | 0 | 0 | 554 | 0 | 0 | 0 | 0 | 0 | 0 | 0 | 0 | 0 | 0 | 0 | 0 | 0 | 0 | 0 | 0 | 0 | 0 |  | 2686 | 554-23 | 0 | 0 | 0 | 0 | 0 | 0 | 0 | 0 | 0 | 0 | 0 | 0 | 0 | 0 | 0 | 0 | 0 | 0 | 0 | 0 | 0 | 0 | 0 | 0 | 0 | 0 | 0 | 0 | 0 | 0 | 0 | 0 | 0 | 0 | 0 | 0 | 0 | 0 | 0 | 0 | 0 | 0 | 0 | 0 | 0 | 0 | 0 | 5000000 | scaled
554-24 | 0 | 0 | 0 | 0 | 0% | 0% | 0% | 0 | 0 | 0 | 0 | 0 | 0 | 0 | 0 | 554 | 0 | 0 | 0 | 0 | 0 | 0 | 0 | 0 | 0 | 0 | 0 | 0 | 0 | 0 | 0 | 0 | 0 | 0 |  | 2687 | 554-24 | 0 | 0 | 0 | 0 | 0 | 0 | 0 | 0 | 0 | 0 | 0 | 0 | 0 | 0 | 0 | 0 | 0 | 0 | 0 | 0 | 0 | 0 | 0 | 0 | 0 | 0 | 0 | 0 | 0 | 0 | 0 | 0 | 0 | 0 | 0 | 0 | 0 | 0 | 0 | 0 | 0 | 0 | 0 | 0 | 0 | 0 | 0 | 5000000 | scaled
55-477F | 0 | 0 | 0 | 0 | 0% | 0% | 0% | 0 | 0 | 0 | 0 | 0 | 0 | 0 | 0 | 55 | 0 | 0 | 0 | 0 | 0 | 0 | 0 | 0 | 0 | 0 | 0 | 0 | 0 | 0 | 0 | 0 | 0 | 0 |  | 2688 | 55-477F | 0 | 0 | 0 | 0 | 0 | 0 | 0 | 0 | 0 | 0 | 0 | 0 | 0 | 0 | 0 | 0 | 0 | 0 | 0 | 0 | 0 | 0 | 0 | 0 | 0 | 0 | 0 | 0 | 0 | 0 | 0 | 0 | 0 | 0 | 0 | 0 | 0 | 0 | 0 | 0 | 0 | 0 | 0 | 0 | 0 | 0 | 0 | 5000000 | scaled
55-478 | 0 | 0 | 0 | 0 | 0% | 0% | 0% | 0 | 0 | 0 | 0 | 0 | 0 | 0 | 0 | 55 | 0 | 0 | 0 | 0 | 0 | 0 | 0 | 0 | 0 | 0 | 0 | 0 | 0 | 0 | 0 | 0 | 0 | 0 |  | 2689 | 55-478 | 0 | 0 | 0 | 0 | 0 | 0 | 0 | 0 | 0 | 0 | 0 | 0 | 0 | 0 | 0 | 0 | 0 | 0 | 0 | 0 | 0 | 0 | 0 | 0 | 0 | 0 | 0 | 0 | 0 | 0 | 0 | 0 | 0 | 0 | 0 | 0 | 0 | 0 | 0 | 0 | 0 | 0 | 0 | 0 | 0 | 0 | 0 | 5000000 | scaled
55-479F | 1223.9196 | 448.3962 | 0 | 775.5234 | 36.64% | 0% | 63.36% | 278.9845 | 440.0351 | 3.8088 | 255.6277 | 19.548 | 5.569 | 405.8655 | 28.6005 | 55 | 0.002537 | 0.001656 | 0.001138 | 482427.9049 | 6.1526 | 484.6757 | 733.0913 | 2425.1378 | 191042.8486 | 288959.9185 | 570613.0061 | 7790.3156 | 522840.8207 | 39981.8698 | 688826.4699 | 8717.685 | 635337.8268 | 44770.9581 |  | 2690 | 55-479F | 1223.9196 | 944.9351 | 783.8845 | 448.3962 | 169.4117 | 8.3611 | 0 | 0 | 0 | 775.5234 | 6.1526 | 2.3437 | 0.58356 | 28.6005 | 1.7602 | 0 | 0 | 0 | 0 | 0.58356 | 733.0913 | 713.5434 | 704.4908 | 28.6005 | 9.0526 | 0 | 0 | 0 | 0 | 704.4908 | 484.6757 | 229.0481 | 78.8102 | 414.2266 | 158.599 | 8.3611 | 0 | 0 | 0 | 70.4491 | 0.0014278 | 0.0005468 | 2.88e-05 | 0 | 0 | 0 | 0.0011092 | 5000000 | scaled
55-483F | 9286.064 | 6609.8689 | 0 | 2676.195 | 71.18% | 0% | 28.82% | 4072.9864 | 6478.7122 | 4.4509 | 4045.2494 | 23.2861 | 8.8014 | 6423.99 | 45.9209 | 55 | 0.009502 | 0.005942 | 0.003849 | 977274.6767 | 10.8151 | 6798.2541 | 2476.9948 | 1138.1937 | 715455.0678 | 260681.4153 | 877327.0942 | 958.7257 | 871352.5167 | 5015.8517 | 729371.7166 | 990.8554 | 723211.0965 | 5169.7647 |  | 2691 | 55-483F | 9286.064 | 5213.0776 | 2807.3517 | 6609.8689 | 2536.8826 | 131.1567 | 0 | 0 | 0 | 2676.195 | 10.8151 | 6.3642 | 2.0138 | 45.9209 | 4.3505 | 0 | 0 | 0 | 0 | 2.0138 | 2476.9948 | 2453.7087 | 2431.0739 | 45.9209 | 22.6349 | 0 | 0 | 0 | 0 | 2431.0739 | 6798.2541 | 2753.0046 | 374.2641 | 6555.1467 | 2509.8972 | 131.1567 | 0 | 0 | 0 | 243.1074 | 0.005768 | 0.002208 | 0.000115 | 0 | 0 | 0 | 0.003734 | 5000000 | scaled
55-484F | 440.1286 | 48.0748 | 0 | 392.0539 | 10.92% | 0% | 89.08% | 29.6436 | 47.1246 | 0 | 29.6436 | 0 | 0 | 47.1246 | 0 | 55 | 0.0015886 | 0.0009512 | 0.0005762 | 277054.4087 | 0.29501 | 83.6892 | 356.1444 | 185.7031 | 52681.1139 | 224187.5917 | 431544.4119 | 0 | 431544.4119 | 0 | 682061.8673 | 0 | 682061.8673 | 0 |  | 2692 | 55-484F | 440.1286 | 410.485 | 393.004 | 48.0748 | 18.4312 | 0.95019 | 0 | 0 | 0 | 392.0539 | 0.29501 | 0.29501 | 0.29501 | 0 | 0 | 0 | 0 | 0 | 0 | 0.29501 | 356.1444 | 356.1444 | 356.1444 | 0 | 0 | 0 | 0 | 0 | 0 | 356.1444 | 83.6892 | 54.0456 | 36.5646 | 48.0748 | 18.4312 | 0.95019 | 0 | 0 | 0 | 35.6144 | 0.001033 | 0.0003956 | 2.06e-05 | 0 | 0 | 0 | 0.0005556 | 5000000 | scaled
55-485 | 0 | 0 | 0 | 0 | 0% | 0% | 0% | 0 | 0 | 0 | 0 | 0 | 0 | 0 | 0 | 55 | 0 | 0 | 0 | 0 | 0 | 0 | 0 | 0 | 0 | 0 | 0 | 0 | 0 | 0 | 0 | 0 | 0 | 0 |  | 2693 | 55-485 | 0 | 0 | 0 | 0 | 0 | 0 | 0 | 0 | 0 | 0 | 0 | 0 | 0 | 0 | 0 | 0 | 0 | 0 | 0 | 0 | 0 | 0 | 0 | 0 | 0 | 0 | 0 | 0 | 0 | 0 | 0 | 0 | 0 | 0 | 0 | 0 | 0 | 0 | 0 | 0 | 0 | 0 | 0 | 0 | 0 | 0 | 0 | 5000000 | scaled
550-665R | 7297.2642 | 4519.5553 | 0 | 2777.7089 | 61.93% | 0% | 38.07% | 2680.6552 | 4412.604 | 287.0114 | 1163.8331 | 1229.8107 | 485.0218 | 1848.8601 | 2078.7221 | 550 | 0.01349 | 0.0075894 | 0.0041186 | 540946.804 | 500.1588 | 2139.1839 | 4657.9216 | 37076.8114 | 158577.8777 | 345292.115 | 608296.9644 | 65128.9152 | 264098.1739 | 279069.8753 | 700398.2361 | 76985.9245 | 293463.5317 | 329948.7799 |  | 2694 | 550-665R | 7297.2642 | 4616.609 | 2884.6602 | 4519.5553 | 1838.9001 | 106.9513 | 0 | 0 | 0 | 2777.7089 | 500.1588 | 213.1474 | 15.137 | 2134.6318 | 211.0572 | 13.0469 | 0 | 0 | 0 | 2.0901 | 4657.9216 | 3428.1109 | 2579.1994 | 2134.6318 | 904.8211 | 55.9096 | 0 | 0 | 0 | 2523.2898 | 2139.1839 | 975.3507 | 290.3237 | 1886.8549 | 723.0218 | 37.9948 | 0 | 0 | 0 | 252.329 | 0.009563 | 0.0036626 | 0.0001918 | 0 | 0 | 0 | 0.0039268 | 5000000 | scaled
551-19 | 15234.9718 | 10417.9789 | 0 | 4816.9929 | 68.38% | 0% | 31.62% | 6421.8463 | 10214.0702 | 37.7579 | 6190.5775 | 193.511 | 61.3262 | 9838.4832 | 314.2609 | 551 | 0.018991 | 0.011497 | 0.0069462 | 802229.0666 | 65.153 | 10478.7256 | 4691.0932 | 3430.7661 | 551779.0497 | 247019.2507 | 766585.3743 | 4507.2151 | 738978.4676 | 23099.6915 | 722827.0909 | 4339.9172 | 696247.6282 | 22239.5455 |  | 2695 | 551-19 | 15234.9718 | 8813.1254 | 5020.9015 | 10417.9789 | 3996.1325 | 203.9086 | 0 | 0 | 0 | 4816.9929 | 65.153 | 27.3951 | 3.8268 | 315.3038 | 23.7705 | 0.20219 | 0 | 0 | 0 | 3.6246 | 4691.0932 | 4497.5822 | 4376.8323 | 315.3038 | 121.7929 | 1.043 | 0 | 0 | 0 | 4375.7893 | 10478.7256 | 4288.1481 | 640.2424 | 10041.1466 | 3850.5691 | 202.6635 | 0 | 0 | 0 | 437.5789 | 0.012296 | 0.004802 | 0.0002516 | 0 | 0 | 0 | 0.0066946 | 5000000 | scaled
553-27R | 504265.159 | 493342.0025 | 0 | 10923.1565 | 97.83% | 0% | 2.166% | 301874.2928 | 484391.7178 | 64059.5754 | 4705.5093 | 233109.2081 | 102796.983 | 7525.2574 | 374069.4775 | 553 | 0.054721 | 0.030763 | 0.016223 | 9215136.291 | 104701.0247 | 8672.7291 | 390891.4053 | 1913346.9658 | 158488.801 | 7143300.5242 | 6579078.1795 | 1396120.7199 | 102552.3341 | 5080405.1255 | 1225016.4108 | 259971.3961 | 19031.2168 | 946013.798 |  | 2696 | 553-27R | 504265.159 | 202390.8662 | 19873.4412 | 493342.0025 | 191467.7097 | 8950.2847 | 0 | 0 | 0 | 10923.1565 | 104701.0247 | 40641.4492 | 1904.0417 | 380968.7351 | 40633.2299 | 1895.8224 | 0 | 0 | 0 | 8.2193 | 390891.4053 | 157782.1972 | 16821.9279 | 380968.7351 | 147859.527 | 6899.2577 | 0 | 0 | 0 | 9922.6702 | 8672.7291 | 3967.2198 | 1147.4717 | 7680.4621 | 2974.9528 | 155.2047 | 0 | 0 | 0 | 992.267 | 0.039299 | 0.01534 | 0.0008004 | 0 | 0 | 0 | 0.015423 | 5000000 | scaled
554-17F | 0 | 0 | 0 | 0 | 0% | 0% | 0% | 0 | 0 | 0 | 0 | 0 | 0 | 0 | 0 | 554 | 0 | 0 | 0 | 0 | 0 | 0 | 0 | 0 | 0 | 0 | 0 | 0 | 0 | 0 | 0 | 0 | 0 | 0 |  | 2697 | 554-17F | 0 | 0 | 0 | 0 | 0 | 0 | 0 | 0 | 0 | 0 | 0 | 0 | 0 | 0 | 0 | 0 | 0 | 0 | 0 | 0 | 0 | 0 | 0 | 0 | 0 | 0 | 0 | 0 | 0 | 0 | 0 | 0 | 0 | 0 | 0 | 0 | 0 | 0 | 0 | 0 | 0 | 0 | 0 | 0 | 0 | 0 | 0 | 5000000 | scaled
554-18 | 0 | 0 | 0 | 0 | 0% | 0% | 0% | 0 | 0 | 0 | 0 | 0 | 0 | 0 | 0 | 554 | 0 | 0 | 0 | 0 | 0 | 0 | 0 | 0 | 0 | 0 | 0 | 0 | 0 | 0 | 0 | 0 | 0 | 0 |  | 2698 | 554-18 | 0 | 0 | 0 | 0 | 0 | 0 | 0 | 0 | 0 | 0 | 0 | 0 | 0 | 0 | 0 | 0 | 0 | 0 | 0 | 0 | 0 | 0 | 0 | 0 | 0 | 0 | 0 | 0 | 0 | 0 | 0 | 0 | 0 | 0 | 0 | 0 | 0 | 0 | 0 | 0 | 0 | 0 | 0 | 0 | 0 | 0 | 0 | 5000000 | scaled
555-1 | 0 | 0 | 0 | 0 | 0% | 0% | 0% | 0 | 0 | 0 | 0 | 0 | 0 | 0 | 0 | 555 | 0 | 0 | 0 | 0 | 0 | 0 | 0 | 0 | 0 | 0 | 0 | 0 | 0 | 0 | 0 | 0 | 0 | 0 |  | 2699 | 555-1 | 0 | 0 | 0 | 0 | 0 | 0 | 0 | 0 | 0 | 0 | 0 | 0 | 0 | 0 | 0 | 0 | 0 | 0 | 0 | 0 | 0 | 0 | 0 | 0 | 0 | 0 | 0 | 0 | 0 | 0 | 0 | 0 | 0 | 0 | 0 | 0 | 0 | 0 | 0 | 0 | 0 | 0 | 0 | 0 | 0 | 0 | 0 | 5000000 | scaled
555-21F | 453.3723 | 379.8697 | 0 | 73.5026 | 83.79% | 0% | 16.21% | 114.6147 | 371.2693 | 11.6752 | 42.9995 | 59.9399 | 39.8599 | 126.8512 | 204.5583 | 555 | 0.0002394 | 0.0001956 | 0.0001104 | 1893785.8124 | 40.5854 | 138.0052 | 274.7817 | 169529.7994 | 576462.7217 | 1147793.2913 | 1731889.8759 | 176419.2529 | 649745.5924 | 905725.0306 | 743686.4038 | 79843.0482 | 254094.4627 | 409748.8929 |  | 2700 | 555-21F | 453.3723 | 338.7577 | 82.103 | 379.8697 | 265.2551 | 8.6004 | 0 | 0 | 0 | 73.5026 | 40.5854 | 28.9102 | 0.72552 | 208.0115 | 28.8549 | 0.67021 | 0 | 0 | 0 | 0.055308 | 274.7817 | 214.8418 | 70.2234 | 208.0115 | 148.0715 | 3.4532 | 0 | 0 | 0 | 66.7703 | 138.0052 | 95.0057 | 11.154 | 131.3281 | 88.3287 | 4.477 | 0 | 0 | 0 | 6.677 | 0.0001336 | 8.98e-05 | 4.6e-06 | 0 | 0 | 0 | 0.0001058 | 5000000 | scaled
555-22F | 0 | 0 | 0 | 0 | 0% | 0% | 0% | 0 | 0 | 0 | 0 | 0 | 0 | 0 | 0 | 555 | 0 | 0 | 0 | 0 | 0 | 0 | 0 | 0 | 0 | 0 | 0 | 0 | 0 | 0 | 0 | 0 | 0 | 0 |  | 2701 | 555-22F | 0 | 0 | 0 | 0 | 0 | 0 | 0 | 0 | 0 | 0 | 0 | 0 | 0 | 0 | 0 | 0 | 0 | 0 | 0 | 0 | 0 | 0 | 0 | 0 | 0 | 0 | 0 | 0 | 0 | 0 | 0 | 0 | 0 | 0 | 0 | 0 | 0 | 0 | 0 | 0 | 0 | 0 | 0 | 0 | 0 | 0 | 0 | 5000000 | scaled
555-23 | 0 | 0 | 0 | 0 | 0% | 0% | 0% | 0 | 0 | 0 | 0 | 0 | 0 | 0 | 0 | 555 | 0 | 0 | 0 | 0 | 0 | 0 | 0 | 0 | 0 | 0 | 0 | 0 | 0 | 0 | 0 | 0 | 0 | 0 |  | 2702 | 555-23 | 0 | 0 | 0 | 0 | 0 | 0 | 0 | 0 | 0 | 0 | 0 | 0 | 0 | 0 | 0 | 0 | 0 | 0 | 0 | 0 | 0 | 0 | 0 | 0 | 0 | 0 | 0 | 0 | 0 | 0 | 0 | 0 | 0 | 0 | 0 | 0 | 0 | 0 | 0 | 0 | 0 | 0 | 0 | 0 | 0 | 0 | 0 | 5000000 | scaled
555-24F | 4406.0671 | 2344.3429 | 0 | 2061.7243 | 53.21% | 0% | 46.79% | 1335.7135 | 2303.7429 | 125.6372 | 562.0774 | 647.9989 | 211.6565 | 1000.8654 | 1091.221 | 555 | 0.008161 | 0.0051982 | 0.0030926 | 539893.0441 | 215.9028 | 1212.1872 | 2977.9772 | 26455.4323 | 148534.1442 | 364903.4676 | 590657.0799 | 55557.1933 | 248552.5351 | 286547.3514 | 679791.8364 | 62455.897 | 295336.836 | 321999.1035 |  | 2703 | 555-24F | 4406.0671 | 3070.3536 | 2102.3242 | 2344.3429 | 1008.6294 | 40.6 | 0 | 0 | 0 | 2061.7243 | 215.9028 | 90.2656 | 4.2463 | 1105.0928 | 88.7142 | 2.6949 | 0 | 0 | 0 | 1.5514 | 2977.9772 | 2329.9783 | 1886.7562 | 1105.0928 | 457.0938 | 13.8717 | 0 | 0 | 0 | 1872.8844 | 1212.1872 | 650.1098 | 211.3217 | 1024.8987 | 462.8213 | 24.0333 | 0 | 0 | 0 | 187.2884 | 0.0051842 | 0.0022214 | 0.0001158 | 0 | 0 | 0 | 0.0029768 | 5000000 | scaled
555-2F | 847.6538 | 327.4282 | 0 | 520.2256 | 38.63% | 0% | 61.37% | 177.2498 | 327.1091 | 27.692 | 6.4498 | 143.108 | 51.0777 | 12.1502 | 263.8811 | 555 | 0.0015912 | 0.0010898 | 0.0007648 | 532713.5653 | 51.4692 | 59.7269 | 736.4577 | 32346.1541 | 37535.7865 | 462831.6247 | 615162.4036 | 96107.7516 | 22384.6559 | 496669.9961 | 680628.5616 | 106279.445 | 25281.4217 | 549067.6948 |  | 2704 | 555-2F | 847.6538 | 670.404 | 520.5447 | 327.4282 | 150.1783 | 0.31907 | 0 | 0 | 0 | 520.2256 | 51.4692 | 23.7772 | 0.39145 | 263.8811 | 23.3857 | 0 | 0 | 0 | 0 | 0.39145 | 736.4577 | 593.3497 | 472.5765 | 263.8811 | 120.7731 | 0 | 0 | 0 | 0 | 472.5765 | 59.7269 | 53.2771 | 47.5767 | 12.4693 | 6.0195 | 0.31907 | 0 | 0 | 0 | 47.2577 | 0.0008442 | 0.0003428 | 1.78e-05 | 0 | 0 | 0 | 0.000747 | 5000000 | scaled
557-17 | 0 | 0 | 0 | 0 | 0% | 0% | 0% | 0 | 0 | 0 | 0 | 0 | 0 | 0 | 0 | 557 | 0 | 0 | 0 | 0 | 0 | 0 | 0 | 0 | 0 | 0 | 0 | 0 | 0 | 0 | 0 | 0 | 0 | 0 |  | 2705 | 557-17 | 0 | 0 | 0 | 0 | 0 | 0 | 0 | 0 | 0 | 0 | 0 | 0 | 0 | 0 | 0 | 0 | 0 | 0 | 0 | 0 | 0 | 0 | 0 | 0 | 0 | 0 | 0 | 0 | 0 | 0 | 0 | 0 | 0 | 0 | 0 | 0 | 0 | 0 | 0 | 0 | 0 | 0 | 0 | 0 | 0 | 0 | 0 | 5000000 | scaled
557-824 | 0 | 0 | 0 | 0 | 0% | 0% | 0% | 0 | 0 | 0 | 0 | 0 | 0 | 0 | 0 | 557 | 0 | 0 | 0 | 0 | 0 | 0 | 0 | 0 | 0 | 0 | 0 | 0 | 0 | 0 | 0 | 0 | 0 | 0 |  | 2706 | 557-824 | 0 | 0 | 0 | 0 | 0 | 0 | 0 | 0 | 0 | 0 | 0 | 0 | 0 | 0 | 0 | 0 | 0 | 0 | 0 | 0 | 0 | 0 | 0 | 0 | 0 | 0 | 0 | 0 | 0 | 0 | 0 | 0 | 0 | 0 | 0 | 0 | 0 | 0 | 0 | 0 | 0 | 0 | 0 | 0 | 0 | 0 | 0 | 5000000 | scaled
557-827AE | 0 | 0 | 0 | 0 | 0% | 0% | 0% | 0 | 0 | 0 | 0 | 0 | 0 | 0 | 0 | 557 | 0 | 0 | 0 | 0 | 0 | 0 | 0 | 0 | 0 | 0 | 0 | 0 | 0 | 0 | 0 | 0 | 0 | 0 |  | 2707 | 557-827AE | 0 | 0 | 0 | 0 | 0 | 0 | 0 | 0 | 0 | 0 | 0 | 0 | 0 | 0 | 0 | 0 | 0 | 0 | 0 | 0 | 0 | 0 | 0 | 0 | 0 | 0 | 0 | 0 | 0 | 0 | 0 | 0 | 0 | 0 | 0 | 0 | 0 | 0 | 0 | 0 | 0 | 0 | 0 | 0 | 0 | 0 | 0 | 5000000 | scaled
558-301R | 286655.1288 | 284793.9235 | 0 | 1861.2052 | 99.35% | 0% | 0.6493% | 163665.2886 | 278933.4096 | 40174.2605 | 85.8283 | 123405.1999 | 68452.4597 | 189.5635 | 210291.3864 | 558 | 0.010369 | 0.0061944 | 0.0028296 | 27644331.2776 | 69892.5598 | 364.2003 | 216398.3687 | 6740270.3924 | 35122.5982 | 20868938.287 | 19855004.5395 | 4873728.1524 | 10412.2281 | 14970864.159 | 2728908.375 | 669695.6485 | 1854.5696 | 2057358.157 |  | 2708 | 558-301R | 286655.1288 | 122989.8401 | 7721.7191 | 284793.9235 | 121128.6349 | 5860.5139 | 0 | 0 | 0 | 1861.2052 | 69892.5598 | 29718.2993 | 1440.1001 | 214707.6371 | 29716.8988 | 1438.6996 | 0 | 0 | 0 | 1.4005 | 216398.3687 | 92993.1688 | 6106.9823 | 214707.6371 | 91302.4372 | 4416.2507 | 0 | 0 | 0 | 1690.7316 | 364.2003 | 278.372 | 174.6368 | 195.1271 | 109.2989 | 5.5636 | 0 | 0 | 0 | 169.0732 | 0.0077256 | 0.0035506 | 0.0001858 | 0 | 0 | 0 | 0.0026438 | 5000000 | scaled
558-502 | 0 | 0 | 0 | 0 | 0% | 0% | 0% | 0 | 0 | 0 | 0 | 0 | 0 | 0 | 0 | 558 | 0 | 0 | 0 | 0 | 0 | 0 | 0 | 0 | 0 | 0 | 0 | 0 | 0 | 0 | 0 | 0 | 0 | 0 |  | 2709 | 558-502 | 0 | 0 | 0 | 0 | 0 | 0 | 0 | 0 | 0 | 0 | 0 | 0 | 0 | 0 | 0 | 0 | 0 | 0 | 0 | 0 | 0 | 0 | 0 | 0 | 0 | 0 | 0 | 0 | 0 | 0 | 0 | 0 | 0 | 0 | 0 | 0 | 0 | 0 | 0 | 0 | 0 | 0 | 0 | 0 | 0 | 0 | 0 | 5000000 | scaled
558-503 | 0 | 0 | 0 | 0 | 0% | 0% | 0% | 0 | 0 | 0 | 0 | 0 | 0 | 0 | 0 | 558 | 0 | 0 | 0 | 0 | 0 | 0 | 0 | 0 | 0 | 0 | 0 | 0 | 0 | 0 | 0 | 0 | 0 | 0 |  | 2710 | 558-503 | 0 | 0 | 0 | 0 | 0 | 0 | 0 | 0 | 0 | 0 | 0 | 0 | 0 | 0 | 0 | 0 | 0 | 0 | 0 | 0 | 0 | 0 | 0 | 0 | 0 | 0 | 0 | 0 | 0 | 0 | 0 | 0 | 0 | 0 | 0 | 0 | 0 | 0 | 0 | 0 | 0 | 0 | 0 | 0 | 0 | 0 | 0 | 5000000 | scaled
558-504 | 0 | 0 | 0 | 0 | 0% | 0% | 0% | 0 | 0 | 0 | 0 | 0 | 0 | 0 | 0 | 558 | 0 | 0 | 0 | 0 | 0 | 0 | 0 | 0 | 0 | 0 | 0 | 0 | 0 | 0 | 0 | 0 | 0 | 0 |  | 2711 | 558-504 | 0 | 0 | 0 | 0 | 0 | 0 | 0 | 0 | 0 | 0 | 0 | 0 | 0 | 0 | 0 | 0 | 0 | 0 | 0 | 0 | 0 | 0 | 0 | 0 | 0 | 0 | 0 | 0 | 0 | 0 | 0 | 0 | 0 | 0 | 0 | 0 | 0 | 0 | 0 | 0 | 0 | 0 | 0 | 0 | 0 | 0 | 0 | 5000000 | scaled
558-505 | 0 | 0 | 0 | 0 | 0% | 0% | 0% | 0 | 0 | 0 | 0 | 0 | 0 | 0 | 0 | 558 | 0 | 0 | 0 | 0 | 0 | 0 | 0 | 0 | 0 | 0 | 0 | 0 | 0 | 0 | 0 | 0 | 0 | 0 |  | 2712 | 558-505 | 0 | 0 | 0 | 0 | 0 | 0 | 0 | 0 | 0 | 0 | 0 | 0 | 0 | 0 | 0 | 0 | 0 | 0 | 0 | 0 | 0 | 0 | 0 | 0 | 0 | 0 | 0 | 0 | 0 | 0 | 0 | 0 | 0 | 0 | 0 | 0 | 0 | 0 | 0 | 0 | 0 | 0 | 0 | 0 | 0 | 0 | 0 | 5000000 | scaled
559-16F | 0 | 0 | 0 | 0 | 0% | 0% | 0% | 0 | 0 | 0 | 0 | 0 | 0 | 0 | 0 | 559 | 0 | 0 | 0 | 0 | 0 | 0 | 0 | 0 | 0 | 0 | 0 | 0 | 0 | 0 | 0 | 0 | 0 | 0 |  | 2713 | 559-16F | 0 | 0 | 0 | 0 | 0 | 0 | 0 | 0 | 0 | 0 | 0 | 0 | 0 | 0 | 0 | 0 | 0 | 0 | 0 | 0 | 0 | 0 | 0 | 0 | 0 | 0 | 0 | 0 | 0 | 0 | 0 | 0 | 0 | 0 | 0 | 0 | 0 | 0 | 0 | 0 | 0 | 0 | 0 | 0 | 0 | 0 | 0 | 5000000 | scaled
559-17 | 0 | 0 | 0 | 0 | 0% | 0% | 0% | 0 | 0 | 0 | 0 | 0 | 0 | 0 | 0 | 559 | 0 | 0 | 0 | 0 | 0 | 0 | 0 | 0 | 0 | 0 | 0 | 0 | 0 | 0 | 0 | 0 | 0 | 0 |  | 2714 | 559-17 | 0 | 0 | 0 | 0 | 0 | 0 | 0 | 0 | 0 | 0 | 0 | 0 | 0 | 0 | 0 | 0 | 0 | 0 | 0 | 0 | 0 | 0 | 0 | 0 | 0 | 0 | 0 | 0 | 0 | 0 | 0 | 0 | 0 | 0 | 0 | 0 | 0 | 0 | 0 | 0 | 0 | 0 | 0 | 0 | 0 | 0 | 0 | 5000000 | scaled
559-18F | 0 | 0 | 0 | 0 | 0% | 0% | 0% | 0 | 0 | 0 | 0 | 0 | 0 | 0 | 0 | 559 | 0 | 0 | 0 | 0 | 0 | 0 | 0 | 0 | 0 | 0 | 0 | 0 | 0 | 0 | 0 | 0 | 0 | 0 |  | 2715 | 559-18F | 0 | 0 | 0 | 0 | 0 | 0 | 0 | 0 | 0 | 0 | 0 | 0 | 0 | 0 | 0 | 0 | 0 | 0 | 0 | 0 | 0 | 0 | 0 | 0 | 0 | 0 | 0 | 0 | 0 | 0 | 0 | 0 | 0 | 0 | 0 | 0 | 0 | 0 | 0 | 0 | 0 | 0 | 0 | 0 | 0 | 0 | 0 | 5000000 | scaled
559-19F | 0 | 0 | 0 | 0 | 0% | 0% | 0% | 0 | 0 | 0 | 0 | 0 | 0 | 0 | 0 | 559 | 0 | 0 | 0 | 0 | 0 | 0 | 0 | 0 | 0 | 0 | 0 | 0 | 0 | 0 | 0 | 0 | 0 | 0 |  | 2716 | 559-19F | 0 | 0 | 0 | 0 | 0 | 0 | 0 | 0 | 0 | 0 | 0 | 0 | 0 | 0 | 0 | 0 | 0 | 0 | 0 | 0 | 0 | 0 | 0 | 0 | 0 | 0 | 0 | 0 | 0 | 0 | 0 | 0 | 0 | 0 | 0 | 0 | 0 | 0 | 0 | 0 | 0 | 0 | 0 | 0 | 0 | 0 | 0 | 5000000 | scaled
559-42 | 0 | 0 | 0 | 0 | 0% | 0% | 0% | 0 | 0 | 0 | 0 | 0 | 0 | 0 | 0 | 559 | 0 | 0 | 0 | 0 | 0 | 0 | 0 | 0 | 0 | 0 | 0 | 0 | 0 | 0 | 0 | 0 | 0 | 0 |  | 2717 | 559-42 | 0 | 0 | 0 | 0 | 0 | 0 | 0 | 0 | 0 | 0 | 0 | 0 | 0 | 0 | 0 | 0 | 0 | 0 | 0 | 0 | 0 | 0 | 0 | 0 | 0 | 0 | 0 | 0 | 0 | 0 | 0 | 0 | 0 | 0 | 0 | 0 | 0 | 0 | 0 | 0 | 0 | 0 | 0 | 0 | 0 | 0 | 0 | 5000000 | scaled
559-43 | 0 | 0 | 0 | 0 | 0% | 0% | 0% | 0 | 0 | 0 | 0 | 0 | 0 | 0 | 0 | 559 | 0 | 0 | 0 | 0 | 0 | 0 | 0 | 0 | 0 | 0 | 0 | 0 | 0 | 0 | 0 | 0 | 0 | 0 |  | 2718 | 559-43 | 0 | 0 | 0 | 0 | 0 | 0 | 0 | 0 | 0 | 0 | 0 | 0 | 0 | 0 | 0 | 0 | 0 | 0 | 0 | 0 | 0 | 0 | 0 | 0 | 0 | 0 | 0 | 0 | 0 | 0 | 0 | 0 | 0 | 0 | 0 | 0 | 0 | 0 | 0 | 0 | 0 | 0 | 0 | 0 | 0 | 0 | 0 | 5000000 | scaled
559-44 | 0 | 0 | 0 | 0 | 0% | 0% | 0% | 0 | 0 | 0 | 0 | 0 | 0 | 0 | 0 | 559 | 0 | 0 | 0 | 0 | 0 | 0 | 0 | 0 | 0 | 0 | 0 | 0 | 0 | 0 | 0 | 0 | 0 | 0 |  | 2719 | 559-44 | 0 | 0 | 0 | 0 | 0 | 0 | 0 | 0 | 0 | 0 | 0 | 0 | 0 | 0 | 0 | 0 | 0 | 0 | 0 | 0 | 0 | 0 | 0 | 0 | 0 | 0 | 0 | 0 | 0 | 0 | 0 | 0 | 0 | 0 | 0 | 0 | 0 | 0 | 0 | 0 | 0 | 0 | 0 | 0 | 0 | 0 | 0 | 5000000 | scaled
561-14 | 0 | 0 | 0 | 0 | 0% | 0% | 0% | 0 | 0 | 0 | 0 | 0 | 0 | 0 | 0 | 561 | 0 | 0 | 0 | 0 | 0 | 0 | 0 | 0 | 0 | 0 | 0 | 0 | 0 | 0 | 0 | 0 | 0 | 0 |  | 2720 | 561-14 | 0 | 0 | 0 | 0 | 0 | 0 | 0 | 0 | 0 | 0 | 0 | 0 | 0 | 0 | 0 | 0 | 0 | 0 | 0 | 0 | 0 | 0 | 0 | 0 | 0 | 0 | 0 | 0 | 0 | 0 | 0 | 0 | 0 | 0 | 0 | 0 | 0 | 0 | 0 | 0 | 0 | 0 | 0 | 0 | 0 | 0 | 0 | 5000000 | scaled
561-31 | 0 | 0 | 0 | 0 | 0% | 0% | 0% | 0 | 0 | 0 | 0 | 0 | 0 | 0 | 0 | 561 | 0 | 0 | 0 | 0 | 0 | 0 | 0 | 0 | 0 | 0 | 0 | 0 | 0 | 0 | 0 | 0 | 0 | 0 |  | 2721 | 561-31 | 0 | 0 | 0 | 0 | 0 | 0 | 0 | 0 | 0 | 0 | 0 | 0 | 0 | 0 | 0 | 0 | 0 | 0 | 0 | 0 | 0 | 0 | 0 | 0 | 0 | 0 | 0 | 0 | 0 | 0 | 0 | 0 | 0 | 0 | 0 | 0 | 0 | 0 | 0 | 0 | 0 | 0 | 0 | 0 | 0 | 0 | 0 | 5000000 | scaled
566-132 | 0 | 0 | 0 | 0 | 0% | 0% | 0% | 0 | 0 | 0 | 0 | 0 | 0 | 0 | 0 | 566 | 0 | 0 | 0 | 0 | 0 | 0 | 0 | 0 | 0 | 0 | 0 | 0 | 0 | 0 | 0 | 0 | 0 | 0 |  | 2722 | 566-132 | 0 | 0 | 0 | 0 | 0 | 0 | 0 | 0 | 0 | 0 | 0 | 0 | 0 | 0 | 0 | 0 | 0 | 0 | 0 | 0 | 0 | 0 | 0 | 0 | 0 | 0 | 0 | 0 | 0 | 0 | 0 | 0 | 0 | 0 | 0 | 0 | 0 | 0 | 0 | 0 | 0 | 0 | 0 | 0 | 0 | 0 | 0 | 5000000 | scaled
566-43 | 0 | 0 | 0 | 0 | 0% | 0% | 0% | 0 | 0 | 0 | 0 | 0 | 0 | 0 | 0 | 566 | 0 | 0 | 0 | 0 | 0 | 0 | 0 | 0 | 0 | 0 | 0 | 0 | 0 | 0 | 0 | 0 | 0 | 0 |  | 2723 | 566-43 | 0 | 0 | 0 | 0 | 0 | 0 | 0 | 0 | 0 | 0 | 0 | 0 | 0 | 0 | 0 | 0 | 0 | 0 | 0 | 0 | 0 | 0 | 0 | 0 | 0 | 0 | 0 | 0 | 0 | 0 | 0 | 0 | 0 | 0 | 0 | 0 | 0 | 0 | 0 | 0 | 0 | 0 | 0 | 0 | 0 | 0 | 0 | 5000000 | scaled
566-44AE | 0 | 0 | 0 | 0 | 0% | 0% | 0% | 0 | 0 | 0 | 0 | 0 | 0 | 0 | 0 | 566 | 0 | 0 | 0 | 0 | 0 | 0 | 0 | 0 | 0 | 0 | 0 | 0 | 0 | 0 | 0 | 0 | 0 | 0 |  | 2724 | 566-44AE | 0 | 0 | 0 | 0 | 0 | 0 | 0 | 0 | 0 | 0 | 0 | 0 | 0 | 0 | 0 | 0 | 0 | 0 | 0 | 0 | 0 | 0 | 0 | 0 | 0 | 0 | 0 | 0 | 0 | 0 | 0 | 0 | 0 | 0 | 0 | 0 | 0 | 0 | 0 | 0 | 0 | 0 | 0 | 0 | 0 | 0 | 0 | 5000000 | scaled
566-45AE | 0 | 0 | 0 | 0 | 0% | 0% | 0% | 0 | 0 | 0 | 0 | 0 | 0 | 0 | 0 | 566 | 0 | 0 | 0 | 0 | 0 | 0 | 0 | 0 | 0 | 0 | 0 | 0 | 0 | 0 | 0 | 0 | 0 | 0 |  | 2725 | 566-45AE | 0 | 0 | 0 | 0 | 0 | 0 | 0 | 0 | 0 | 0 | 0 | 0 | 0 | 0 | 0 | 0 | 0 | 0 | 0 | 0 | 0 | 0 | 0 | 0 | 0 | 0 | 0 | 0 | 0 | 0 | 0 | 0 | 0 | 0 | 0 | 0 | 0 | 0 | 0 | 0 | 0 | 0 | 0 | 0 | 0 | 0 | 0 | 5000000 | scaled
56-27AE | 565.1607 | 0 | 565.1607 | 0 | 0% | 100% | 0% | 89.9549 | 187.4157 | 0.50555 | 70.9673 | 18.482 | 1.0533 | 147.8561 | 38.5063 | 56 | 0.010707 | 0.010707 | 0.010707 | 52784.2219 | 3.1762 | 445.867 | 116.1174 | 296.6494 | 41642.5725 | 10845 | 44382.7209 | 249.4327 | 35014.4533 | 9118.835 | 35280.1911 | 198.2761 | 27833.2778 | 7248.6372 |  | 2726 | 56-27AE | 565.1607 | 475.2058 | 377.745 | 0 | 0 | 0 | 565.1607 | 475.2058 | 377.745 | 0 | 3.1762 | 2.6707 | 2.1229 | 0 | 0 | 0 | 3.1762 | 2.6707 | 2.1229 | 0 | 116.1174 | 97.6354 | 77.6112 | 0 | 0 | 0 | 116.1174 | 97.6354 | 77.6112 | 0 | 445.867 | 374.8998 | 298.0109 | 0 | 0 | 0 | 445.867 | 374.8998 | 298.0109 | 0 | 0 | 0 | 0 | 0.010707 | 0.010707 | 0.010707 | 0 | 5000000 | scaled
56-28 | 0 | 0 | 0 | 0 | 0% | 0% | 0% | 0 | 0 | 0 | 0 | 0 | 0 | 0 | 0 | 56 | 0 | 0 | 0 | 0 | 0 | 0 | 0 | 0 | 0 | 0 | 0 | 0 | 0 | 0 | 0 | 0 | 0 | 0 |  | 2727 | 56-28 | 0 | 0 | 0 | 0 | 0 | 0 | 0 | 0 | 0 | 0 | 0 | 0 | 0 | 0 | 0 | 0 | 0 | 0 | 0 | 0 | 0 | 0 | 0 | 0 | 0 | 0 | 0 | 0 | 0 | 0 | 0 | 0 | 0 | 0 | 0 | 0 | 0 | 0 | 0 | 0 | 0 | 0 | 0 | 0 | 0 | 0 | 0 | 5000000 | scaled
56-668 | 0 | 0 | 0 | 0 | 0% | 0% | 0% | 0 | 0 | 0 | 0 | 0 | 0 | 0 | 0 | 56 | 0 | 0 | 0 | 0 | 0 | 0 | 0 | 0 | 0 | 0 | 0 | 0 | 0 | 0 | 0 | 0 | 0 | 0 |  | 2728 | 56-668 | 0 | 0 | 0 | 0 | 0 | 0 | 0 | 0 | 0 | 0 | 0 | 0 | 0 | 0 | 0 | 0 | 0 | 0 | 0 | 0 | 0 | 0 | 0 | 0 | 0 | 0 | 0 | 0 | 0 | 0 | 0 | 0 | 0 | 0 | 0 | 0 | 0 | 0 | 0 | 0 | 0 | 0 | 0 | 0 | 0 | 0 | 0 | 5000000 | scaled
56-669F | 107607.9926 | 107.4939 | 106992.8767 | 507.622 | 0.09989% | 99.43% | 0.4717% | 48094.6095 | 99935.0141 | 56.0982 | 43801.2781 | 4237.2332 | 116.6301 | 91010.9079 | 8807.4761 | 56 | 0.012314 | 0.007097 | 0.0017774 | 8738386.9787 | 125.3789 | 97582.0417 | 9900.5719 | 10181.4901 | 7924222.191 | 803983.2977 | 8385709.8871 | 9781.2054 | 7637130.5319 | 738798.1498 | 4316967.7949 | 5038.1588 | 3931466.4837 | 380463.1523 |  | 2729 | 56-669F | 107607.9926 | 59513.3831 | 7672.9786 | 107.4939 | 41.2104 | 2.0992 | 106992.8767 | 58964.5507 | 7163.2574 | 507.622 | 125.3789 | 69.2807 | 8.7488 | 0.14474 | 0.026801 | 0 | 124.9702 | 68.872 | 8.3669 | 0.38197 | 9900.5719 | 5663.3387 | 1093.0959 | 0.14474 | 0.14474 | 0 | 9439.2999 | 5202.0667 | 631.9686 | 461.1273 | 97582.0417 | 53780.7636 | 6571.1339 | 107.3223 | 41.0388 | 2.0992 | 97428.6067 | 53693.6121 | 6522.922 | 46.1127 | 0.0010118 | 0.000387 | 2e-05 | 0.010606 | 0.0060132 | 0.0010606 | 0.0006968 | 5000000 | scaled
56-670F | 49225.0548 | 291.5931 | 47946.324 | 987.1376 | 0.5924% | 97.4% | 2.005% | 21660.2562 | 45026.2185 | 24.2075 | 19183.7811 | 2452.2675 | 50.5135 | 39867.5789 | 5108.1261 | 56 | 0.014208 | 0.0082944 | 0.0025336 | 3464601.2642 | 54.8693 | 42799.354 | 6370.8314 | 3861.861 | 3012341.9202 | 448397.483 | 3323302.3007 | 3714.1241 | 2943340.2555 | 376247.9211 | 1657260.9011 | 1859.23 | 1467389.0446 | 188012.6266 |  | 2730 | 56-670F | 49225.0548 | 27564.7986 | 4198.8362 | 291.5931 | 112.0469 | 5.8771 | 47946.324 | 26465.6141 | 3205.8214 | 987.1376 | 54.8693 | 30.6618 | 4.3558 | 0.69634 | 0.11469 | 0.0027589 | 53.9949 | 29.8043 | 3.6102 | 0.74279 | 6370.8314 | 3918.5639 | 1262.7054 | 0.69634 | 0.604 | 0.015551 | 5473.4125 | 3021.2373 | 365.9672 | 896.7226 | 42799.354 | 23615.5729 | 2931.7751 | 290.7651 | 111.3282 | 5.8588 | 42418.9166 | 23414.5725 | 2836.244 | 89.6723 | 0.002107 | 0.0008068 | 4.24e-05 | 0.010678 | 0.0060642 | 0.0010678 | 0.0014234 | 5000000 | scaled
56-671F | 0 | 0 | 0 | 0 | 0% | 0% | 0% | 0 | 0 | 0 | 0 | 0 | 0 | 0 | 0 | 56 | 0 | 0 | 0 | 0 | 0 | 0 | 0 | 0 | 0 | 0 | 0 | 0 | 0 | 0 | 0 | 0 | 0 | 0 |  | 2731 | 56-671F | 0 | 0 | 0 | 0 | 0 | 0 | 0 | 0 | 0 | 0 | 0 | 0 | 0 | 0 | 0 | 0 | 0 | 0 | 0 | 0 | 0 | 0 | 0 | 0 | 0 | 0 | 0 | 0 | 0 | 0 | 0 | 0 | 0 | 0 | 0 | 0 | 0 | 0 | 0 | 0 | 0 | 0 | 0 | 0 | 0 | 0 | 0 | 5000000 | scaled
560-29F | 0 | 0 | 0 | 0 | 0% | 0% | 0% | 0 | 0 | 0 | 0 | 0 | 0 | 0 | 0 | 560 | 0 | 0 | 0 | 0 | 0 | 0 | 0 | 0 | 0 | 0 | 0 | 0 | 0 | 0 | 0 | 0 | 0 | 0 |  | 2732 | 560-29F | 0 | 0 | 0 | 0 | 0 | 0 | 0 | 0 | 0 | 0 | 0 | 0 | 0 | 0 | 0 | 0 | 0 | 0 | 0 | 0 | 0 | 0 | 0 | 0 | 0 | 0 | 0 | 0 | 0 | 0 | 0 | 0 | 0 | 0 | 0 | 0 | 0 | 0 | 0 | 0 | 0 | 0 | 0 | 0 | 0 | 0 | 0 | 5000000 | scaled
560-30F | 0 | 0 | 0 | 0 | 0% | 0% | 0% | 0 | 0 | 0 | 0 | 0 | 0 | 0 | 0 | 560 | 0 | 0 | 0 | 0 | 0 | 0 | 0 | 0 | 0 | 0 | 0 | 0 | 0 | 0 | 0 | 0 | 0 | 0 |  | 2733 | 560-30F | 0 | 0 | 0 | 0 | 0 | 0 | 0 | 0 | 0 | 0 | 0 | 0 | 0 | 0 | 0 | 0 | 0 | 0 | 0 | 0 | 0 | 0 | 0 | 0 | 0 | 0 | 0 | 0 | 0 | 0 | 0 | 0 | 0 | 0 | 0 | 0 | 0 | 0 | 0 | 0 | 0 | 0 | 0 | 0 | 0 | 0 | 0 | 5000000 | scaled
560-31F | 0 | 0 | 0 | 0 | 0% | 0% | 0% | 0 | 0 | 0 | 0 | 0 | 0 | 0 | 0 | 560 | 0 | 0 | 0 | 0 | 0 | 0 | 0 | 0 | 0 | 0 | 0 | 0 | 0 | 0 | 0 | 0 | 0 | 0 |  | 2734 | 560-31F | 0 | 0 | 0 | 0 | 0 | 0 | 0 | 0 | 0 | 0 | 0 | 0 | 0 | 0 | 0 | 0 | 0 | 0 | 0 | 0 | 0 | 0 | 0 | 0 | 0 | 0 | 0 | 0 | 0 | 0 | 0 | 0 | 0 | 0 | 0 | 0 | 0 | 0 | 0 | 0 | 0 | 0 | 0 | 0 | 0 | 0 | 0 | 5000000 | scaled
560-46F | 21179.1014 | 20872.8669 | 0 | 306.2344 | 98.55% | 0% | 1.446% | 10348.5713 | 20822.3976 | 2597.0515 | 901.2884 | 6850.2313 | 5215.5317 | 1853.3919 | 13753.4741 | 560 | 0.0016054 | 0.0009916 | 0.0004714 | 13192413.9645 | 5215.7621 | 1931.6797 | 14031.6596 | 3248886.3276 | 1203238.8924 | 8740288.7445 | 10922277.1971 | 2741027.3414 | 951254.2221 | 7229995.6335 | 756690.1903 | 189533.4884 | 67352.6392 | 499804.0627 |  | 2735 | 560-46F | 21179.1014 | 10830.5301 | 356.7038 | 20872.8669 | 10524.2956 | 50.4693 | 0 | 0 | 0 | 306.2344 | 5215.7621 | 2618.7106 | 0.23043 | 13753.4741 | 2618.4801 | 0 | 0 | 0 | 0 | 0.23043 | 14031.6596 | 7181.4282 | 278.1855 | 13753.4741 | 6903.2428 | 0 | 0 | 0 | 0 | 278.1855 | 1931.6797 | 1030.3913 | 78.2879 | 1903.8612 | 1002.5727 | 50.4693 | 0 | 0 | 0 | 27.8185 | 0.0011628 | 0.000549 | 2.88e-05 | 0 | 0 | 0 | 0.0004426 | 5000000 | scaled
560-47 | 0 | 0 | 0 | 0 | 0% | 0% | 0% | 0 | 0 | 0 | 0 | 0 | 0 | 0 | 0 | 560 | 0 | 0 | 0 | 0 | 0 | 0 | 0 | 0 | 0 | 0 | 0 | 0 | 0 | 0 | 0 | 0 | 0 | 0 |  | 2736 | 560-47 | 0 | 0 | 0 | 0 | 0 | 0 | 0 | 0 | 0 | 0 | 0 | 0 | 0 | 0 | 0 | 0 | 0 | 0 | 0 | 0 | 0 | 0 | 0 | 0 | 0 | 0 | 0 | 0 | 0 | 0 | 0 | 0 | 0 | 0 | 0 | 0 | 0 | 0 | 0 | 0 | 0 | 0 | 0 | 0 | 0 | 0 | 0 | 5000000 | scaled
560-48F | 0 | 0 | 0 | 0 | 0% | 0% | 0% | 0 | 0 | 0 | 0 | 0 | 0 | 0 | 0 | 560 | 0 | 0 | 0 | 0 | 0 | 0 | 0 | 0 | 0 | 0 | 0 | 0 | 0 | 0 | 0 | 0 | 0 | 0 |  | 2737 | 560-48F | 0 | 0 | 0 | 0 | 0 | 0 | 0 | 0 | 0 | 0 | 0 | 0 | 0 | 0 | 0 | 0 | 0 | 0 | 0 | 0 | 0 | 0 | 0 | 0 | 0 | 0 | 0 | 0 | 0 | 0 | 0 | 0 | 0 | 0 | 0 | 0 | 0 | 0 | 0 | 0 | 0 | 0 | 0 | 0 | 0 | 0 | 0 | 5000000 | scaled
560-5 | 0 | 0 | 0 | 0 | 0% | 0% | 0% | 0 | 0 | 0 | 0 | 0 | 0 | 0 | 0 | 560 | 0 | 0 | 0 | 0 | 0 | 0 | 0 | 0 | 0 | 0 | 0 | 0 | 0 | 0 | 0 | 0 | 0 | 0 |  | 2738 | 560-5 | 0 | 0 | 0 | 0 | 0 | 0 | 0 | 0 | 0 | 0 | 0 | 0 | 0 | 0 | 0 | 0 | 0 | 0 | 0 | 0 | 0 | 0 | 0 | 0 | 0 | 0 | 0 | 0 | 0 | 0 | 0 | 0 | 0 | 0 | 0 | 0 | 0 | 0 | 0 | 0 | 0 | 0 | 0 | 0 | 0 | 0 | 0 | 5000000 | scaled
561-32F | 0 | 0 | 0 | 0 | 0% | 0% | 0% | 0 | 0 | 0 | 0 | 0 | 0 | 0 | 0 | 561 | 0 | 0 | 0 | 0 | 0 | 0 | 0 | 0 | 0 | 0 | 0 | 0 | 0 | 0 | 0 | 0 | 0 | 0 |  | 2739 | 561-32F | 0 | 0 | 0 | 0 | 0 | 0 | 0 | 0 | 0 | 0 | 0 | 0 | 0 | 0 | 0 | 0 | 0 | 0 | 0 | 0 | 0 | 0 | 0 | 0 | 0 | 0 | 0 | 0 | 0 | 0 | 0 | 0 | 0 | 0 | 0 | 0 | 0 | 0 | 0 | 0 | 0 | 0 | 0 | 0 | 0 | 0 | 0 | 5000000 | scaled
561-33F | 0 | 0 | 0 | 0 | 0% | 0% | 0% | 0 | 0 | 0 | 0 | 0 | 0 | 0 | 0 | 561 | 0 | 0 | 0 | 0 | 0 | 0 | 0 | 0 | 0 | 0 | 0 | 0 | 0 | 0 | 0 | 0 | 0 | 0 |  | 2740 | 561-33F | 0 | 0 | 0 | 0 | 0 | 0 | 0 | 0 | 0 | 0 | 0 | 0 | 0 | 0 | 0 | 0 | 0 | 0 | 0 | 0 | 0 | 0 | 0 | 0 | 0 | 0 | 0 | 0 | 0 | 0 | 0 | 0 | 0 | 0 | 0 | 0 | 0 | 0 | 0 | 0 | 0 | 0 | 0 | 0 | 0 | 0 | 0 | 5000000 | scaled
562-100F | 0 | 0 | 0 | 0 | 0% | 0% | 0% | 0 | 0 | 0 | 0 | 0 | 0 | 0 | 0 | 562 | 0 | 0 | 0 | 0 | 0 | 0 | 0 | 0 | 0 | 0 | 0 | 0 | 0 | 0 | 0 | 0 | 0 | 0 |  | 2741 | 562-100F | 0 | 0 | 0 | 0 | 0 | 0 | 0 | 0 | 0 | 0 | 0 | 0 | 0 | 0 | 0 | 0 | 0 | 0 | 0 | 0 | 0 | 0 | 0 | 0 | 0 | 0 | 0 | 0 | 0 | 0 | 0 | 0 | 0 | 0 | 0 | 0 | 0 | 0 | 0 | 0 | 0 | 0 | 0 | 0 | 0 | 0 | 0 | 5000000 | scaled
562-101F | 0 | 0 | 0 | 0 | 0% | 0% | 0% | 0 | 0 | 0 | 0 | 0 | 0 | 0 | 0 | 562 | 0 | 0 | 0 | 0 | 0 | 0 | 0 | 0 | 0 | 0 | 0 | 0 | 0 | 0 | 0 | 0 | 0 | 0 |  | 2742 | 562-101F | 0 | 0 | 0 | 0 | 0 | 0 | 0 | 0 | 0 | 0 | 0 | 0 | 0 | 0 | 0 | 0 | 0 | 0 | 0 | 0 | 0 | 0 | 0 | 0 | 0 | 0 | 0 | 0 | 0 | 0 | 0 | 0 | 0 | 0 | 0 | 0 | 0 | 0 | 0 | 0 | 0 | 0 | 0 | 0 | 0 | 0 | 0 | 5000000 | scaled
562-98 | 0 | 0 | 0 | 0 | 0% | 0% | 0% | 0 | 0 | 0 | 0 | 0 | 0 | 0 | 0 | 562 | 0 | 0 | 0 | 0 | 0 | 0 | 0 | 0 | 0 | 0 | 0 | 0 | 0 | 0 | 0 | 0 | 0 | 0 |  | 2743 | 562-98 | 0 | 0 | 0 | 0 | 0 | 0 | 0 | 0 | 0 | 0 | 0 | 0 | 0 | 0 | 0 | 0 | 0 | 0 | 0 | 0 | 0 | 0 | 0 | 0 | 0 | 0 | 0 | 0 | 0 | 0 | 0 | 0 | 0 | 0 | 0 | 0 | 0 | 0 | 0 | 0 | 0 | 0 | 0 | 0 | 0 | 0 | 0 | 5000000 | scaled
563-37F | 0 | 0 | 0 | 0 | 0% | 0% | 0% | 0 | 0 | 0 | 0 | 0 | 0 | 0 | 0 | 563 | 0 | 0 | 0 | 0 | 0 | 0 | 0 | 0 | 0 | 0 | 0 | 0 | 0 | 0 | 0 | 0 | 0 | 0 |  | 2744 | 563-37F | 0 | 0 | 0 | 0 | 0 | 0 | 0 | 0 | 0 | 0 | 0 | 0 | 0 | 0 | 0 | 0 | 0 | 0 | 0 | 0 | 0 | 0 | 0 | 0 | 0 | 0 | 0 | 0 | 0 | 0 | 0 | 0 | 0 | 0 | 0 | 0 | 0 | 0 | 0 | 0 | 0 | 0 | 0 | 0 | 0 | 0 | 0 | 5000000 | scaled
563-38 | 0 | 0 | 0 | 0 | 0% | 0% | 0% | 0 | 0 | 0 | 0 | 0 | 0 | 0 | 0 | 563 | 0 | 0 | 0 | 0 | 0 | 0 | 0 | 0 | 0 | 0 | 0 | 0 | 0 | 0 | 0 | 0 | 0 | 0 |  | 2745 | 563-38 | 0 | 0 | 0 | 0 | 0 | 0 | 0 | 0 | 0 | 0 | 0 | 0 | 0 | 0 | 0 | 0 | 0 | 0 | 0 | 0 | 0 | 0 | 0 | 0 | 0 | 0 | 0 | 0 | 0 | 0 | 0 | 0 | 0 | 0 | 0 | 0 | 0 | 0 | 0 | 0 | 0 | 0 | 0 | 0 | 0 | 0 | 0 | 5000000 | scaled
563-40F | 0 | 0 | 0 | 0 | 0% | 0% | 0% | 0 | 0 | 0 | 0 | 0 | 0 | 0 | 0 | 563 | 0 | 0 | 0 | 0 | 0 | 0 | 0 | 0 | 0 | 0 | 0 | 0 | 0 | 0 | 0 | 0 | 0 | 0 |  | 2746 | 563-40F | 0 | 0 | 0 | 0 | 0 | 0 | 0 | 0 | 0 | 0 | 0 | 0 | 0 | 0 | 0 | 0 | 0 | 0 | 0 | 0 | 0 | 0 | 0 | 0 | 0 | 0 | 0 | 0 | 0 | 0 | 0 | 0 | 0 | 0 | 0 | 0 | 0 | 0 | 0 | 0 | 0 | 0 | 0 | 0 | 0 | 0 | 0 | 5000000 | scaled
563-675F | 0 | 0 | 0 | 0 | 0% | 0% | 0% | 0 | 0 | 0 | 0 | 0 | 0 | 0 | 0 | 563 | 0 | 0 | 0 | 0 | 0 | 0 | 0 | 0 | 0 | 0 | 0 | 0 | 0 | 0 | 0 | 0 | 0 | 0 |  | 2747 | 563-675F | 0 | 0 | 0 | 0 | 0 | 0 | 0 | 0 | 0 | 0 | 0 | 0 | 0 | 0 | 0 | 0 | 0 | 0 | 0 | 0 | 0 | 0 | 0 | 0 | 0 | 0 | 0 | 0 | 0 | 0 | 0 | 0 | 0 | 0 | 0 | 0 | 0 | 0 | 0 | 0 | 0 | 0 | 0 | 0 | 0 | 0 | 0 | 5000000 | scaled
564-17 | 0 | 0 | 0 | 0 | 0% | 0% | 0% | 0 | 0 | 0 | 0 | 0 | 0 | 0 | 0 | 564 | 0 | 0 | 0 | 0 | 0 | 0 | 0 | 0 | 0 | 0 | 0 | 0 | 0 | 0 | 0 | 0 | 0 | 0 |  | 2748 | 564-17 | 0 | 0 | 0 | 0 | 0 | 0 | 0 | 0 | 0 | 0 | 0 | 0 | 0 | 0 | 0 | 0 | 0 | 0 | 0 | 0 | 0 | 0 | 0 | 0 | 0 | 0 | 0 | 0 | 0 | 0 | 0 | 0 | 0 | 0 | 0 | 0 | 0 | 0 | 0 | 0 | 0 | 0 | 0 | 0 | 0 | 0 | 0 | 5000000 | scaled
564-18F | 0 | 0 | 0 | 0 | 0% | 0% | 0% | 0 | 0 | 0 | 0 | 0 | 0 | 0 | 0 | 564 | 0 | 0 | 0 | 0 | 0 | 0 | 0 | 0 | 0 | 0 | 0 | 0 | 0 | 0 | 0 | 0 | 0 | 0 |  | 2749 | 564-18F | 0 | 0 | 0 | 0 | 0 | 0 | 0 | 0 | 0 | 0 | 0 | 0 | 0 | 0 | 0 | 0 | 0 | 0 | 0 | 0 | 0 | 0 | 0 | 0 | 0 | 0 | 0 | 0 | 0 | 0 | 0 | 0 | 0 | 0 | 0 | 0 | 0 | 0 | 0 | 0 | 0 | 0 | 0 | 0 | 0 | 0 | 0 | 5000000 | scaled
564-1921F | 0 | 0 | 0 | 0 | 0% | 0% | 0% | 0 | 0 | 0 | 0 | 0 | 0 | 0 | 0 | 564 | 0 | 0 | 0 | 0 | 0 | 0 | 0 | 0 | 0 | 0 | 0 | 0 | 0 | 0 | 0 | 0 | 0 | 0 |  | 2750 | 564-1921F | 0 | 0 | 0 | 0 | 0 | 0 | 0 | 0 | 0 | 0 | 0 | 0 | 0 | 0 | 0 | 0 | 0 | 0 | 0 | 0 | 0 | 0 | 0 | 0 | 0 | 0 | 0 | 0 | 0 | 0 | 0 | 0 | 0 | 0 | 0 | 0 | 0 | 0 | 0 | 0 | 0 | 0 | 0 | 0 | 0 | 0 | 0 | 5000000 | scaled
564-1922 | 0 | 0 | 0 | 0 | 0% | 0% | 0% | 0 | 0 | 0 | 0 | 0 | 0 | 0 | 0 | 564 | 0 | 0 | 0 | 0 | 0 | 0 | 0 | 0 | 0 | 0 | 0 | 0 | 0 | 0 | 0 | 0 | 0 | 0 |  | 2751 | 564-1922 | 0 | 0 | 0 | 0 | 0 | 0 | 0 | 0 | 0 | 0 | 0 | 0 | 0 | 0 | 0 | 0 | 0 | 0 | 0 | 0 | 0 | 0 | 0 | 0 | 0 | 0 | 0 | 0 | 0 | 0 | 0 | 0 | 0 | 0 | 0 | 0 | 0 | 0 | 0 | 0 | 0 | 0 | 0 | 0 | 0 | 0 | 0 | 5000000 | scaled
564-1923 | 0 | 0 | 0 | 0 | 0% | 0% | 0% | 0 | 0 | 0 | 0 | 0 | 0 | 0 | 0 | 564 | 0 | 0 | 0 | 0 | 0 | 0 | 0 | 0 | 0 | 0 | 0 | 0 | 0 | 0 | 0 | 0 | 0 | 0 |  | 2752 | 564-1923 | 0 | 0 | 0 | 0 | 0 | 0 | 0 | 0 | 0 | 0 | 0 | 0 | 0 | 0 | 0 | 0 | 0 | 0 | 0 | 0 | 0 | 0 | 0 | 0 | 0 | 0 | 0 | 0 | 0 | 0 | 0 | 0 | 0 | 0 | 0 | 0 | 0 | 0 | 0 | 0 | 0 | 0 | 0 | 0 | 0 | 0 | 0 | 5000000 | scaled
564-22F | 0 | 0 | 0 | 0 | 0% | 0% | 0% | 0 | 0 | 0 | 0 | 0 | 0 | 0 | 0 | 564 | 0 | 0 | 0 | 0 | 0 | 0 | 0 | 0 | 0 | 0 | 0 | 0 | 0 | 0 | 0 | 0 | 0 | 0 |  | 2753 | 564-22F | 0 | 0 | 0 | 0 | 0 | 0 | 0 | 0 | 0 | 0 | 0 | 0 | 0 | 0 | 0 | 0 | 0 | 0 | 0 | 0 | 0 | 0 | 0 | 0 | 0 | 0 | 0 | 0 | 0 | 0 | 0 | 0 | 0 | 0 | 0 | 0 | 0 | 0 | 0 | 0 | 0 | 0 | 0 | 0 | 0 | 0 | 0 | 5000000 | scaled
565-248 | 0 | 0 | 0 | 0 | 0% | 0% | 0% | 0 | 0 | 0 | 0 | 0 | 0 | 0 | 0 | 565 | 0 | 0 | 0 | 0 | 0 | 0 | 0 | 0 | 0 | 0 | 0 | 0 | 0 | 0 | 0 | 0 | 0 | 0 |  | 2754 | 565-248 | 0 | 0 | 0 | 0 | 0 | 0 | 0 | 0 | 0 | 0 | 0 | 0 | 0 | 0 | 0 | 0 | 0 | 0 | 0 | 0 | 0 | 0 | 0 | 0 | 0 | 0 | 0 | 0 | 0 | 0 | 0 | 0 | 0 | 0 | 0 | 0 | 0 | 0 | 0 | 0 | 0 | 0 | 0 | 0 | 0 | 0 | 0 | 5000000 | scaled
565-77 | 0 | 0 | 0 | 0 | 0% | 0% | 0% | 0 | 0 | 0 | 0 | 0 | 0 | 0 | 0 | 565 | 0 | 0 | 0 | 0 | 0 | 0 | 0 | 0 | 0 | 0 | 0 | 0 | 0 | 0 | 0 | 0 | 0 | 0 |  | 2755 | 565-77 | 0 | 0 | 0 | 0 | 0 | 0 | 0 | 0 | 0 | 0 | 0 | 0 | 0 | 0 | 0 | 0 | 0 | 0 | 0 | 0 | 0 | 0 | 0 | 0 | 0 | 0 | 0 | 0 | 0 | 0 | 0 | 0 | 0 | 0 | 0 | 0 | 0 | 0 | 0 | 0 | 0 | 0 | 0 | 0 | 0 | 0 | 0 | 5000000 | scaled
565-78 | 0 | 0 | 0 | 0 | 0% | 0% | 0% | 0 | 0 | 0 | 0 | 0 | 0 | 0 | 0 | 565 | 0 | 0 | 0 | 0 | 0 | 0 | 0 | 0 | 0 | 0 | 0 | 0 | 0 | 0 | 0 | 0 | 0 | 0 |  | 2756 | 565-78 | 0 | 0 | 0 | 0 | 0 | 0 | 0 | 0 | 0 | 0 | 0 | 0 | 0 | 0 | 0 | 0 | 0 | 0 | 0 | 0 | 0 | 0 | 0 | 0 | 0 | 0 | 0 | 0 | 0 | 0 | 0 | 0 | 0 | 0 | 0 | 0 | 0 | 0 | 0 | 0 | 0 | 0 | 0 | 0 | 0 | 0 | 0 | 5000000 | scaled
565-79AE | 0 | 0 | 0 | 0 | 0% | 0% | 0% | 0 | 0 | 0 | 0 | 0 | 0 | 0 | 0 | 565 | 0 | 0 | 0 | 0 | 0 | 0 | 0 | 0 | 0 | 0 | 0 | 0 | 0 | 0 | 0 | 0 | 0 | 0 |  | 2757 | 565-79AE | 0 | 0 | 0 | 0 | 0 | 0 | 0 | 0 | 0 | 0 | 0 | 0 | 0 | 0 | 0 | 0 | 0 | 0 | 0 | 0 | 0 | 0 | 0 | 0 | 0 | 0 | 0 | 0 | 0 | 0 | 0 | 0 | 0 | 0 | 0 | 0 | 0 | 0 | 0 | 0 | 0 | 0 | 0 | 0 | 0 | 0 | 0 | 5000000 | scaled
566-131 | 0 | 0 | 0 | 0 | 0% | 0% | 0% | 0 | 0 | 0 | 0 | 0 | 0 | 0 | 0 | 566 | 0 | 0 | 0 | 0 | 0 | 0 | 0 | 0 | 0 | 0 | 0 | 0 | 0 | 0 | 0 | 0 | 0 | 0 |  | 2758 | 566-131 | 0 | 0 | 0 | 0 | 0 | 0 | 0 | 0 | 0 | 0 | 0 | 0 | 0 | 0 | 0 | 0 | 0 | 0 | 0 | 0 | 0 | 0 | 0 | 0 | 0 | 0 | 0 | 0 | 0 | 0 | 0 | 0 | 0 | 0 | 0 | 0 | 0 | 0 | 0 | 0 | 0 | 0 | 0 | 0 | 0 | 0 | 0 | 5000000 | scaled
567-15 | 0 | 0 | 0 | 0 | 0% | 0% | 0% | 0 | 0 | 0 | 0 | 0 | 0 | 0 | 0 | 567 | 0 | 0 | 0 | 0 | 0 | 0 | 0 | 0 | 0 | 0 | 0 | 0 | 0 | 0 | 0 | 0 | 0 | 0 |  | 2759 | 567-15 | 0 | 0 | 0 | 0 | 0 | 0 | 0 | 0 | 0 | 0 | 0 | 0 | 0 | 0 | 0 | 0 | 0 | 0 | 0 | 0 | 0 | 0 | 0 | 0 | 0 | 0 | 0 | 0 | 0 | 0 | 0 | 0 | 0 | 0 | 0 | 0 | 0 | 0 | 0 | 0 | 0 | 0 | 0 | 0 | 0 | 0 | 0 | 5000000 | scaled
567-16F | 0 | 0 | 0 | 0 | 0% | 0% | 0% | 0 | 0 | 0 | 0 | 0 | 0 | 0 | 0 | 567 | 0 | 0 | 0 | 0 | 0 | 0 | 0 | 0 | 0 | 0 | 0 | 0 | 0 | 0 | 0 | 0 | 0 | 0 |  | 2760 | 567-16F | 0 | 0 | 0 | 0 | 0 | 0 | 0 | 0 | 0 | 0 | 0 | 0 | 0 | 0 | 0 | 0 | 0 | 0 | 0 | 0 | 0 | 0 | 0 | 0 | 0 | 0 | 0 | 0 | 0 | 0 | 0 | 0 | 0 | 0 | 0 | 0 | 0 | 0 | 0 | 0 | 0 | 0 | 0 | 0 | 0 | 0 | 0 | 5000000 | scaled
567-17F | 0 | 0 | 0 | 0 | 0% | 0% | 0% | 0 | 0 | 0 | 0 | 0 | 0 | 0 | 0 | 567 | 0 | 0 | 0 | 0 | 0 | 0 | 0 | 0 | 0 | 0 | 0 | 0 | 0 | 0 | 0 | 0 | 0 | 0 |  | 2761 | 567-17F | 0 | 0 | 0 | 0 | 0 | 0 | 0 | 0 | 0 | 0 | 0 | 0 | 0 | 0 | 0 | 0 | 0 | 0 | 0 | 0 | 0 | 0 | 0 | 0 | 0 | 0 | 0 | 0 | 0 | 0 | 0 | 0 | 0 | 0 | 0 | 0 | 0 | 0 | 0 | 0 | 0 | 0 | 0 | 0 | 0 | 0 | 0 | 5000000 | scaled
567-18F | 0 | 0 | 0 | 0 | 0% | 0% | 0% | 0 | 0 | 0 | 0 | 0 | 0 | 0 | 0 | 567 | 0 | 0 | 0 | 0 | 0 | 0 | 0 | 0 | 0 | 0 | 0 | 0 | 0 | 0 | 0 | 0 | 0 | 0 |  | 2762 | 567-18F | 0 | 0 | 0 | 0 | 0 | 0 | 0 | 0 | 0 | 0 | 0 | 0 | 0 | 0 | 0 | 0 | 0 | 0 | 0 | 0 | 0 | 0 | 0 | 0 | 0 | 0 | 0 | 0 | 0 | 0 | 0 | 0 | 0 | 0 | 0 | 0 | 0 | 0 | 0 | 0 | 0 | 0 | 0 | 0 | 0 | 0 | 0 | 5000000 | scaled
57-1296F | 54256.1032 | 44708.2228 | 6434.7401 | 3113.1403 | 82.4% | 11.86% | 5.738% | 27361.0304 | 49911.1862 | 3948.6581 | 3013.3127 | 20399.0597 | 7092.1777 | 6118.1801 | 36700.8284 | 57 | 0.026297 | 0.015343 | 0.0058396 | 2063189.3591 | 7223.9044 | 6808.5841 | 40223.6147 | 274702.4162 | 258909.0891 | 1529577.8538 | 1752967.0857 | 252982.7094 | 193056.9829 | 1306927.3933 | 744043.6051 | 105725.5871 | 91205.8625 | 547112.1556 |  | 2763 | 57-1296F | 54256.1032 | 26895.0728 | 4344.917 | 44708.2228 | 20246.2351 | 801.8645 | 6434.7401 | 3535.6974 | 429.9122 | 3113.1403 | 7223.9044 | 3275.2463 | 131.7267 | 36853.7456 | 3268.764 | 128.8808 | 7.5342 | 4.1398 | 0.50337 | 2.3425 | 40223.6147 | 19824.5551 | 3522.7864 | 36853.7456 | 16698.8151 | 658.5854 | 541.8711 | 297.742 | 36.203 | 2827.998 | 6808.5841 | 3795.2714 | 690.404 | 640.4495 | 278.656 | 14.3984 | 5885.3348 | 3233.8156 | 393.2058 | 282.7998 | 0.011173 | 0.0048706 | 0.0003516 | 0.010707 | 0.0060546 | 0.0010706 | 0.0044174 | 5000000 | scaled
57-463AE | 80982.9831 | 2569.1772 | 74262.7224 | 4151.0836 | 3.172% | 91.7% | 5.126% | 35011.0131 | 71812.3659 | 48.5861 | 32155.5927 | 2806.8343 | 100.3609 | 65895.2648 | 5816.7402 | 57 | 0.026238 | 0.015587 | 0.0070874 | 3086453.4574 | 109.6636 | 70871.3323 | 10001.9873 | 4179.5382 | 2701074.4746 | 381199.4446 | 2949303.283 | 4092.8618 | 2708764.6647 | 236445.7565 | 1293932.4989 | 1808.3271 | 1187316.7471 | 104807.4247 |  | 2764 | 57-463AE | 80982.9831 | 45971.97 | 9170.6172 | 2569.1772 | 990.2248 | 50.7969 | 74262.7224 | 40830.6616 | 4968.7367 | 4151.0836 | 109.6636 | 61.0774 | 9.3026 | 38.0082 | 7.2021 | 0.0030337 | 92.3073 | 50.7518 | 6.1761 | 3.1236 | 10001.9873 | 7195.153 | 4185.2471 | 38.0082 | 19.2256 | 0.008799 | 6193.1064 | 3405.0547 | 414.3656 | 3770.8727 | 70871.3323 | 38715.7396 | 4976.0674 | 2516.9363 | 963.7972 | 50.7851 | 67977.3087 | 37374.8551 | 4548.1951 | 377.0873 | 0.0097828 | 0.003747 | 0.0001968 | 0.010628 | 0.0060126 | 0.0010628 | 0.0058278 | 5000000 | scaled
57-736 | 116892.4029 | 572.338 | 114985.2145 | 1334.8504 | 0.4896% | 98.37% | 1.142% | 52137.2022 | 107854.0856 | 56.7009 | 47414.94 | 4665.5612 | 117.4435 | 98070.1453 | 9666.4968 | 57 | 0.015165 | 0.0089076 | 0.0029996 | 7707835.1293 | 126.8617 | 105193.4693 | 11572.0718 | 8365.2076 | 6936412.4474 | 763057.4743 | 7269657.4483 | 7905.9926 | 6611217.2813 | 650534.1744 | 3013174.1647 | 3281.0791 | 2739835.2725 | 270057.8131 |  | 2765 | 57-736 | 116892.4029 | 64755.2007 | 9038.3172 | 572.338 | 219.388 | 11.3111 | 114985.2145 | 63200.9623 | 7692.1558 | 1334.8504 | 126.8617 | 70.1608 | 9.4182 | 0.56845 | 0.039413 | 0.0015765 | 125.7485 | 69.1169 | 8.4122 | 1.0044 | 11572.0718 | 6906.5106 | 1905.575 | 0.56845 | 0.20465 | 0.008235 | 10358.9161 | 5693.7187 | 692.9795 | 1212.5873 | 105193.4693 | 57778.5293 | 7123.324 | 571.6607 | 219.1439 | 11.3012 | 104500.5499 | 57438.1266 | 6990.7641 | 121.2587 | 0.0026816 | 0.0010274 | 5.34e-05 | 0.010597 | 0.0059938 | 0.0010598 | 0.0018864 | 5000000 | scaled
570-488 | 0 | 0 | 0 | 0 | 0% | 0% | 0% | 0 | 0 | 0 | 0 | 0 | 0 | 0 | 0 | 570 | 0 | 0 | 0 | 0 | 0 | 0 | 0 | 0 | 0 | 0 | 0 | 0 | 0 | 0 | 0 | 0 | 0 | 0 |  | 2766 | 570-488 | 0 | 0 | 0 | 0 | 0 | 0 | 0 | 0 | 0 | 0 | 0 | 0 | 0 | 0 | 0 | 0 | 0 | 0 | 0 | 0 | 0 | 0 | 0 | 0 | 0 | 0 | 0 | 0 | 0 | 0 | 0 | 0 | 0 | 0 | 0 | 0 | 0 | 0 | 0 | 0 | 0 | 0 | 0 | 0 | 0 | 0 | 0 | 5000000 | scaled
570-489F | 36.0461 | 2.3616 | 0 | 33.6845 | 6.552% | 0% | 93.45% | 1.4577 | 2.3127 | 0 | 1.4577 | 0 | 0 | 2.3127 | 0 | 570 | 0.0001616 | 9e-05 | 4.8e-05 | 223057.6713 | 0.025347 | 5.4215 | 30.5993 | 156.8473 | 33549.0204 | 189351.8036 | 384316.0507 | 0 | 384316.0507 | 0 | 702778.8279 | 0 | 702778.8279 | 0 |  | 2767 | 570-489F | 36.0461 | 34.5884 | 33.7334 | 2.3616 | 0.90392 | 0.048861 | 0 | 0 | 0 | 33.6845 | 0.025347 | 0.025347 | 0.025347 | 0 | 0 | 0 | 0 | 0 | 0 | 0.025347 | 30.5993 | 30.5993 | 30.5993 | 0 | 0 | 0 | 0 | 0 | 0 | 30.5993 | 5.4215 | 3.9638 | 3.1088 | 2.3616 | 0.90392 | 0.048861 | 0 | 0 | 0 | 3.0599 | 0.000116 | 4.44e-05 | 2.4e-06 | 0 | 0 | 0 | 4.56e-05 | 5000000 | scaled
570-490F | 15986.9058 | 918.4463 | 14636.9018 | 431.5577 | 5.745% | 91.56% | 2.699% | 7350.1948 | 14570.6698 | 143.9688 | 5966.5544 | 1239.6716 | 158.0419 | 12546.7256 | 1865.9022 | 570 | 0.009473 | 0.005425 | 0.0013976 | 1687628.6025 | 159.7752 | 13486.0523 | 2341.0783 | 16866.3751 | 1423630.5567 | 247131.6706 | 1592020.4577 | 31183.0223 | 1292329.9179 | 268507.5175 | 1013334.2858 | 10991.2098 | 872576.722 | 129766.3539 |  | 2768 | 570-490F | 15986.9058 | 8636.711 | 1416.236 | 918.4463 | 52.2612 | 2.042 | 14636.9018 | 8152.8921 | 982.6362 | 431.5577 | 159.7752 | 15.8064 | 1.7333 | 721.9826 | 5.041 | 0.15016 | 18.744 | 10.4406 | 1.2584 | 0.32473 | 2341.0783 | 1101.4067 | 475.1761 | 721.9826 | 25.8895 | 0.76806 | 1227.0658 | 683.4872 | 82.378 | 392.03 | 13486.0523 | 7519.4979 | 939.3266 | 55.7573 | 21.3306 | 1.1238 | 13391.092 | 7458.9643 | 898.9998 | 39.203 | 0.001404 | 0.0005378 | 2.8e-05 | 0.0074438 | 0.004262 | 0.0007444 | 0.0006252 | 5000000 | scaled
572-493F | 123.3645 | 2.5607 | 0 | 120.8038 | 2.076% | 0% | 97.92% | 1.5769 | 2.5071 | 0 | 1.5769 | 0 | 0 | 2.5071 | 0 | 572 | 0.000542 | 0.000325 | 0.0001972 | 227609.8432 | 0.090901 | 13.5346 | 109.739 | 167.714 | 24971.6605 | 202470.4687 | 374731.291 | 0 | 374731.291 | 0 | 612867.48 | 0 | 612867.48 | 0 |  | 2769 | 572-493F | 123.3645 | 121.7877 | 120.8575 | 2.5607 | 0.98388 | 0.053673 | 0 | 0 | 0 | 120.8038 | 0.090901 | 0.090901 | 0.090901 | 0 | 0 | 0 | 0 | 0 | 0 | 0.090901 | 109.739 | 109.739 | 109.739 | 0 | 0 | 0 | 0 | 0 | 0 | 109.739 | 13.5346 | 11.9578 | 11.0276 | 2.5607 | 0.98388 | 0.053673 | 0 | 0 | 0 | 10.9739 | 0.000352 | 0.000135 | 7.2e-06 | 0 | 0 | 0 | 0.00019 | 5000000 | scaled
577-202F | 0 | 0 | 0 | 0 | 0% | 0% | 0% | 0 | 0 | 0 | 0 | 0 | 0 | 0 | 0 | 577 | 0 | 0 | 0 | 0 | 0 | 0 | 0 | 0 | 0 | 0 | 0 | 0 | 0 | 0 | 0 | 0 | 0 | 0 |  | 2770 | 577-202F | 0 | 0 | 0 | 0 | 0 | 0 | 0 | 0 | 0 | 0 | 0 | 0 | 0 | 0 | 0 | 0 | 0 | 0 | 0 | 0 | 0 | 0 | 0 | 0 | 0 | 0 | 0 | 0 | 0 | 0 | 0 | 0 | 0 | 0 | 0 | 0 | 0 | 0 | 0 | 0 | 0 | 0 | 0 | 0 | 0 | 0 | 0 | 5000000 | scaled
57-1290 | 0 | 0 | 0 | 0 | 0% | 0% | 0% | 0 | 0 | 0 | 0 | 0 | 0 | 0 | 0 | 57 | 0 | 0 | 0 | 0 | 0 | 0 | 0 | 0 | 0 | 0 | 0 | 0 | 0 | 0 | 0 | 0 | 0 | 0 |  | 2771 | 57-1290 | 0 | 0 | 0 | 0 | 0 | 0 | 0 | 0 | 0 | 0 | 0 | 0 | 0 | 0 | 0 | 0 | 0 | 0 | 0 | 0 | 0 | 0 | 0 | 0 | 0 | 0 | 0 | 0 | 0 | 0 | 0 | 0 | 0 | 0 | 0 | 0 | 0 | 0 | 0 | 0 | 0 | 0 | 0 | 0 | 0 | 0 | 0 | 5000000 | scaled
57-1291F | 33008.6809 | 234.5849 | 31331.6035 | 1442.4926 | 0.7107% | 94.92% | 4.37% | 14218.2161 | 29467.4167 | 17.4505 | 12854.5332 | 1346.2324 | 36.2499 | 26634.401 | 2796.7658 | 57 | 0.016049 | 0.0093792 | 0.0031912 | 2056692.52 | 39.9315 | 28661.3007 | 4307.4488 | 2488.0346 | 1785817.5799 | 268386.9055 | 2003418.7204 | 2458.8696 | 1811268.8882 | 189690.9626 | 1109696.7298 | 1365.115 | 1003009.7962 | 105321.8185 |  | 2772 | 57-1291F | 33008.6809 | 18790.4649 | 3541.2642 | 234.5849 | 89.8517 | 4.6803 | 31331.6035 | 17258.1206 | 2094.0914 | 1442.4926 | 39.9315 | 22.4809 | 3.6815 | 0.016376 | 0 | 0 | 38.8429 | 21.3955 | 2.5961 | 1.0854 | 4307.4488 | 2961.2165 | 1510.683 | 0.016376 | 0 | 0 | 2997.0623 | 1650.8463 | 200.3128 | 1310.3701 | 28661.3007 | 15806.7675 | 2026.8997 | 234.5654 | 89.8517 | 4.6803 | 28295.6983 | 15585.8788 | 1891.1824 | 131.037 | 0.0033092 | 0.0012676 | 6.64e-05 | 0.010684 | 0.0060552 | 0.0010684 | 0.0020564 | 5000000 | scaled
57-1292F | 21043.8713 | 56.3144 | 20448.601 | 538.9559 | 0.2676% | 97.17% | 2.561% | 9232.001 | 19136.9443 | 10.4952 | 8410.8448 | 810.661 | 21.7836 | 17433.2227 | 1681.938 | 57 | 0.012624 | 0.0072586 | 0.0018452 | 1666946.9196 | 23.7482 | 18728.1233 | 2291.9998 | 1881.161 | 1483509.7123 | 181556.0463 | 1627293.181 | 1849.9479 | 1482550.7934 | 142892.4398 | 1033452.7692 | 1176.3799 | 941446.6601 | 90829.7292 |  | 2773 | 57-1292F | 21043.8713 | 11811.8703 | 1906.927 | 56.3144 | 21.6095 | 1.1379 | 20448.601 | 11251.3049 | 1366.8333 | 538.9559 | 23.7482 | 13.253 | 1.9646 | 0.099478 | 0.014189 | 0 | 23.3237 | 12.8332 | 1.559 | 0.40555 | 2291.9998 | 1481.3388 | 610.0619 | 0.099478 | 0.074397 | 0 | 1802.3091 | 991.6732 | 120.4706 | 489.5912 | 18728.1233 | 10317.2785 | 1294.9006 | 56.196 | 21.5209 | 1.1379 | 18622.9682 | 10246.7985 | 1244.8037 | 48.9591 | 0.0011736 | 0.0004492 | 2.36e-05 | 0.010699 | 0.0060576 | 0.0010698 | 0.0007518 | 5000000 | scaled
57-1294 | 0 | 0 | 0 | 0 | 0% | 0% | 0% | 0 | 0 | 0 | 0 | 0 | 0 | 0 | 0 | 57 | 0 | 0 | 0 | 0 | 0 | 0 | 0 | 0 | 0 | 0 | 0 | 0 | 0 | 0 | 0 | 0 | 0 | 0 |  | 2774 | 57-1294 | 0 | 0 | 0 | 0 | 0 | 0 | 0 | 0 | 0 | 0 | 0 | 0 | 0 | 0 | 0 | 0 | 0 | 0 | 0 | 0 | 0 | 0 | 0 | 0 | 0 | 0 | 0 | 0 | 0 | 0 | 0 | 0 | 0 | 0 | 0 | 0 | 0 | 0 | 0 | 0 | 0 | 0 | 0 | 0 | 0 | 0 | 0 | 5000000 | scaled
57-1295F | 5778.4916 | 1081.6408 | 3717.4291 | 979.4217 | 18.72% | 64.33% | 16.95% | 2340.3686 | 4529.3111 | 1.795 | 2192.2642 | 146.3095 | 3.7219 | 4222.2085 | 303.3806 | 57 | 0.013816 | 0.0080868 | 0.0024608 | 418234.246 | 4.7254 | 4558.9484 | 1214.8178 | 342.0163 | 329966.4432 | 87925.7866 | 425152.4781 | 326.0724 | 398247.7588 | 26578.6469 | 507631.8808 | 417.1438 | 473212.727 | 34002.0099 |  | 2775 | 57-1295F | 5778.4916 | 3438.1231 | 1249.1805 | 1081.6408 | 414.2577 | 21.3562 | 3717.4291 | 2044.4437 | 248.4027 | 979.4217 | 4.7254 | 2.9305 | 1.0035 | 0 | 0 | 0 | 3.9885 | 2.1935 | 0.26651 | 0.73698 | 1214.8178 | 1068.5084 | 911.4372 | 0 | 0 | 0 | 325.1045 | 178.795 | 21.7238 | 889.7134 | 4558.9484 | 2366.6842 | 336.7398 | 1081.6408 | 414.2577 | 21.3562 | 3388.3362 | 1863.4551 | 226.4123 | 88.9713 | 0.0017552 | 0.0006726 | 3.52e-05 | 0.010706 | 0.0060592 | 0.0010706 | 0.001355 | 5000000 | scaled
570-491F | 500.5521 | 38.5149 | 0 | 462.0372 | 7.694% | 0% | 92.31% | 23.682 | 37.7576 | 0.094985 | 23.1026 | 0.48444 | 0.17736 | 36.6762 | 0.90404 | 570 | 0.001908 | 0.0011328 | 0.000677 | 262343.8586 | 0.52503 | 79.4053 | 420.6218 | 275.1705 | 41617.0325 | 220451.6556 | 420965.8322 | 1688.4267 | 410666.0349 | 8611.3706 | 683596.0062 | 3211.0294 | 664017.4183 | 16367.5586 |  | 2776 | 570-491F | 500.5521 | 476.8701 | 462.7945 | 38.5149 | 14.8329 | 0.75734 | 0 | 0 | 0 | 462.0372 | 0.52503 | 0.43004 | 0.34767 | 0.90404 | 0.082373 | 0 | 0 | 0 | 0 | 0.34767 | 420.6218 | 420.1373 | 419.7177 | 0.90404 | 0.4196 | 0 | 0 | 0 | 0 | 419.7177 | 79.4053 | 56.3027 | 42.7291 | 37.4335 | 14.331 | 0.75734 | 0 | 0 | 0 | 41.9718 | 0.0012562 | 0.000481 | 2.52e-05 | 0 | 0 | 0 | 0.0006518 | 5000000 | scaled
570-492F | 0 | 0 | 0 | 0 | 0% | 0% | 0% | 0 | 0 | 0 | 0 | 0 | 0 | 0 | 0 | 570 | 0 | 0 | 0 | 0 | 0 | 0 | 0 | 0 | 0 | 0 | 0 | 0 | 0 | 0 | 0 | 0 | 0 | 0 |  | 2777 | 570-492F | 0 | 0 | 0 | 0 | 0 | 0 | 0 | 0 | 0 | 0 | 0 | 0 | 0 | 0 | 0 | 0 | 0 | 0 | 0 | 0 | 0 | 0 | 0 | 0 | 0 | 0 | 0 | 0 | 0 | 0 | 0 | 0 | 0 | 0 | 0 | 0 | 0 | 0 | 0 | 0 | 0 | 0 | 0 | 0 | 0 | 0 | 0 | 5000000 | scaled
571-33 | 41772.9836 | 7025.3258 | 30998.4669 | 3749.1909 | 16.82% | 74.21% | 8.975% | 18259.706 | 35813.1531 | 21.8832 | 17033.1049 | 1204.7179 | 43.5343 | 33277.2196 | 2492.3992 | 571 | 0.024717 | 0.014722 | 0.0065602 | 1690023.3663 | 48.7614 | 35651.2399 | 6072.9823 | 1972.7545 | 1442353.9655 | 245696.6463 | 1597130.6991 | 1914.0656 | 1489842.9767 | 105373.6568 | 908483.0431 | 1104.348 | 844153.2542 | 63225.4409 |  | 2778 | 571-33 | 41772.9836 | 23513.2776 | 5959.8305 | 7025.3258 | 2692.8209 | 139.388 | 30998.4669 | 17071.2658 | 2071.2516 | 3749.1909 | 48.7614 | 26.8782 | 5.227 | 52.0556 | 4.3153 | 0.010641 | 35.8476 | 19.7418 | 2.3953 | 2.8211 | 6072.9823 | 4868.2644 | 3580.5831 | 52.0556 | 22.2837 | 0.054611 | 2615.136 | 1440.19 | 174.7378 | 3405.7907 | 35651.2399 | 18618.135 | 2374.0203 | 6963.1775 | 2666.2219 | 139.3227 | 28347.4833 | 15611.334 | 1894.1185 | 340.5791 | 0.0087296 | 0.003358 | 0.0001752 | 0.01067 | 0.0060462 | 0.001067 | 0.005318 | 5000000 | scaled
571-41 | 0 | 0 | 0 | 0 | 0% | 0% | 0% | 0 | 0 | 0 | 0 | 0 | 0 | 0 | 0 | 571 | 0 | 0 | 0 | 0 | 0 | 0 | 0 | 0 | 0 | 0 | 0 | 0 | 0 | 0 | 0 | 0 | 0 | 0 |  | 2779 | 571-41 | 0 | 0 | 0 | 0 | 0 | 0 | 0 | 0 | 0 | 0 | 0 | 0 | 0 | 0 | 0 | 0 | 0 | 0 | 0 | 0 | 0 | 0 | 0 | 0 | 0 | 0 | 0 | 0 | 0 | 0 | 0 | 0 | 0 | 0 | 0 | 0 | 0 | 0 | 0 | 0 | 0 | 0 | 0 | 0 | 0 | 0 | 0 | 5000000 | scaled
571-42F | 0 | 0 | 0 | 0 | 0% | 0% | 0% | 0 | 0 | 0 | 0 | 0 | 0 | 0 | 0 | 571 | 0 | 0 | 0 | 0 | 0 | 0 | 0 | 0 | 0 | 0 | 0 | 0 | 0 | 0 | 0 | 0 | 0 | 0 |  | 2780 | 571-42F | 0 | 0 | 0 | 0 | 0 | 0 | 0 | 0 | 0 | 0 | 0 | 0 | 0 | 0 | 0 | 0 | 0 | 0 | 0 | 0 | 0 | 0 | 0 | 0 | 0 | 0 | 0 | 0 | 0 | 0 | 0 | 0 | 0 | 0 | 0 | 0 | 0 | 0 | 0 | 0 | 0 | 0 | 0 | 0 | 0 | 0 | 0 | 5000000 | scaled
571-43F | 0 | 0 | 0 | 0 | 0% | 0% | 0% | 0 | 0 | 0 | 0 | 0 | 0 | 0 | 0 | 571 | 0 | 0 | 0 | 0 | 0 | 0 | 0 | 0 | 0 | 0 | 0 | 0 | 0 | 0 | 0 | 0 | 0 | 0 |  | 2781 | 571-43F | 0 | 0 | 0 | 0 | 0 | 0 | 0 | 0 | 0 | 0 | 0 | 0 | 0 | 0 | 0 | 0 | 0 | 0 | 0 | 0 | 0 | 0 | 0 | 0 | 0 | 0 | 0 | 0 | 0 | 0 | 0 | 0 | 0 | 0 | 0 | 0 | 0 | 0 | 0 | 0 | 0 | 0 | 0 | 0 | 0 | 0 | 0 | 5000000 | scaled
571-44F | 0 | 0 | 0 | 0 | 0% | 0% | 0% | 0 | 0 | 0 | 0 | 0 | 0 | 0 | 0 | 571 | 0 | 0 | 0 | 0 | 0 | 0 | 0 | 0 | 0 | 0 | 0 | 0 | 0 | 0 | 0 | 0 | 0 | 0 |  | 2782 | 571-44F | 0 | 0 | 0 | 0 | 0 | 0 | 0 | 0 | 0 | 0 | 0 | 0 | 0 | 0 | 0 | 0 | 0 | 0 | 0 | 0 | 0 | 0 | 0 | 0 | 0 | 0 | 0 | 0 | 0 | 0 | 0 | 0 | 0 | 0 | 0 | 0 | 0 | 0 | 0 | 0 | 0 | 0 | 0 | 0 | 0 | 0 | 0 | 5000000 | scaled
571-48 | 0 | 0 | 0 | 0 | 0% | 0% | 0% | 0 | 0 | 0 | 0 | 0 | 0 | 0 | 0 | 571 | 0 | 0 | 0 | 0 | 0 | 0 | 0 | 0 | 0 | 0 | 0 | 0 | 0 | 0 | 0 | 0 | 0 | 0 |  | 2783 | 571-48 | 0 | 0 | 0 | 0 | 0 | 0 | 0 | 0 | 0 | 0 | 0 | 0 | 0 | 0 | 0 | 0 | 0 | 0 | 0 | 0 | 0 | 0 | 0 | 0 | 0 | 0 | 0 | 0 | 0 | 0 | 0 | 0 | 0 | 0 | 0 | 0 | 0 | 0 | 0 | 0 | 0 | 0 | 0 | 0 | 0 | 0 | 0 | 5000000 | scaled
571-49F | 14893.7028 | 11287.3044 | 0 | 3606.3984 | 75.79% | 0% | 24.21% | 6941.8374 | 11068.4199 | 54.2345 | 6681.3788 | 206.2241 | 95.7738 | 10608.4745 | 364.1717 | 571 | 0.013087 | 0.0081336 | 0.0052202 | 1138018.4616 | 98.8756 | 11153.1 | 3641.7272 | 7555.0261 | 852201.3517 | 278262.0838 | 977656.319 | 7638.1296 | 940974.533 | 29043.6564 | 732784.7339 | 6340.7019 | 702334.0461 | 24109.986 |  | 2784 | 571-49F | 14893.7028 | 7951.8654 | 3825.2829 | 11287.3044 | 4345.467 | 218.8845 | 0 | 0 | 0 | 3606.3984 | 98.8756 | 44.6412 | 3.1019 | 365.6502 | 41.9275 | 0.38819 | 0 | 0 | 0 | 2.7137 | 3641.7272 | 3435.5031 | 3277.5555 | 365.6502 | 159.426 | 1.4785 | 0 | 0 | 0 | 3276.077 | 11153.1 | 4471.7212 | 544.6255 | 10825.4923 | 4144.1135 | 217.0178 | 0 | 0 | 0 | 327.6077 | 0.008028 | 0.0030742 | 0.0001608 | 0 | 0 | 0 | 0.0050594 | 5000000 | scaled
571-50F | 0 | 0 | 0 | 0 | 0% | 0% | 0% | 0 | 0 | 0 | 0 | 0 | 0 | 0 | 0 | 571 | 0 | 0 | 0 | 0 | 0 | 0 | 0 | 0 | 0 | 0 | 0 | 0 | 0 | 0 | 0 | 0 | 0 | 0 |  | 2785 | 571-50F | 0 | 0 | 0 | 0 | 0 | 0 | 0 | 0 | 0 | 0 | 0 | 0 | 0 | 0 | 0 | 0 | 0 | 0 | 0 | 0 | 0 | 0 | 0 | 0 | 0 | 0 | 0 | 0 | 0 | 0 | 0 | 0 | 0 | 0 | 0 | 0 | 0 | 0 | 0 | 0 | 0 | 0 | 0 | 0 | 0 | 0 | 0 | 5000000 | scaled
572-492 | 0 | 0 | 0 | 0 | 0% | 0% | 0% | 0 | 0 | 0 | 0 | 0 | 0 | 0 | 0 | 572 | 0 | 0 | 0 | 0 | 0 | 0 | 0 | 0 | 0 | 0 | 0 | 0 | 0 | 0 | 0 | 0 | 0 | 0 |  | 2786 | 572-492 | 0 | 0 | 0 | 0 | 0 | 0 | 0 | 0 | 0 | 0 | 0 | 0 | 0 | 0 | 0 | 0 | 0 | 0 | 0 | 0 | 0 | 0 | 0 | 0 | 0 | 0 | 0 | 0 | 0 | 0 | 0 | 0 | 0 | 0 | 0 | 0 | 0 | 0 | 0 | 0 | 0 | 0 | 0 | 0 | 0 | 0 | 0 | 5000000 | scaled
572-494F | 0 | 0 | 0 | 0 | 0% | 0% | 0% | 0 | 0 | 0 | 0 | 0 | 0 | 0 | 0 | 572 | 0 | 0 | 0 | 0 | 0 | 0 | 0 | 0 | 0 | 0 | 0 | 0 | 0 | 0 | 0 | 0 | 0 | 0 |  | 2787 | 572-494F | 0 | 0 | 0 | 0 | 0 | 0 | 0 | 0 | 0 | 0 | 0 | 0 | 0 | 0 | 0 | 0 | 0 | 0 | 0 | 0 | 0 | 0 | 0 | 0 | 0 | 0 | 0 | 0 | 0 | 0 | 0 | 0 | 0 | 0 | 0 | 0 | 0 | 0 | 0 | 0 | 0 | 0 | 0 | 0 | 0 | 0 | 0 | 5000000 | scaled
574-6AE | 0 | 0 | 0 | 0 | 0% | 0% | 0% | 0 | 0 | 0 | 0 | 0 | 0 | 0 | 0 | 574 | 0 | 0 | 0 | 0 | 0 | 0 | 0 | 0 | 0 | 0 | 0 | 0 | 0 | 0 | 0 | 0 | 0 | 0 |  | 2788 | 574-6AE | 0 | 0 | 0 | 0 | 0 | 0 | 0 | 0 | 0 | 0 | 0 | 0 | 0 | 0 | 0 | 0 | 0 | 0 | 0 | 0 | 0 | 0 | 0 | 0 | 0 | 0 | 0 | 0 | 0 | 0 | 0 | 0 | 0 | 0 | 0 | 0 | 0 | 0 | 0 | 0 | 0 | 0 | 0 | 0 | 0 | 0 | 0 | 5000000 | scaled
574-7 | 0 | 0 | 0 | 0 | 0% | 0% | 0% | 0 | 0 | 0 | 0 | 0 | 0 | 0 | 0 | 574 | 0 | 0 | 0 | 0 | 0 | 0 | 0 | 0 | 0 | 0 | 0 | 0 | 0 | 0 | 0 | 0 | 0 | 0 |  | 2789 | 574-7 | 0 | 0 | 0 | 0 | 0 | 0 | 0 | 0 | 0 | 0 | 0 | 0 | 0 | 0 | 0 | 0 | 0 | 0 | 0 | 0 | 0 | 0 | 0 | 0 | 0 | 0 | 0 | 0 | 0 | 0 | 0 | 0 | 0 | 0 | 0 | 0 | 0 | 0 | 0 | 0 | 0 | 0 | 0 | 0 | 0 | 0 | 0 | 5000000 | scaled
575-10 | 0 | 0 | 0 | 0 | 0% | 0% | 0% | 0 | 0 | 0 | 0 | 0 | 0 | 0 | 0 | 575 | 0 | 0 | 0 | 0 | 0 | 0 | 0 | 0 | 0 | 0 | 0 | 0 | 0 | 0 | 0 | 0 | 0 | 0 |  | 2790 | 575-10 | 0 | 0 | 0 | 0 | 0 | 0 | 0 | 0 | 0 | 0 | 0 | 0 | 0 | 0 | 0 | 0 | 0 | 0 | 0 | 0 | 0 | 0 | 0 | 0 | 0 | 0 | 0 | 0 | 0 | 0 | 0 | 0 | 0 | 0 | 0 | 0 | 0 | 0 | 0 | 0 | 0 | 0 | 0 | 0 | 0 | 0 | 0 | 5000000 | scaled
575-21 | 0 | 0 | 0 | 0 | 0% | 0% | 0% | 0 | 0 | 0 | 0 | 0 | 0 | 0 | 0 | 575 | 0 | 0 | 0 | 0 | 0 | 0 | 0 | 0 | 0 | 0 | 0 | 0 | 0 | 0 | 0 | 0 | 0 | 0 |  | 2791 | 575-21 | 0 | 0 | 0 | 0 | 0 | 0 | 0 | 0 | 0 | 0 | 0 | 0 | 0 | 0 | 0 | 0 | 0 | 0 | 0 | 0 | 0 | 0 | 0 | 0 | 0 | 0 | 0 | 0 | 0 | 0 | 0 | 0 | 0 | 0 | 0 | 0 | 0 | 0 | 0 | 0 | 0 | 0 | 0 | 0 | 0 | 0 | 0 | 5000000 | scaled
575-22F | 0 | 0 | 0 | 0 | 0% | 0% | 0% | 0 | 0 | 0 | 0 | 0 | 0 | 0 | 0 | 575 | 0 | 0 | 0 | 0 | 0 | 0 | 0 | 0 | 0 | 0 | 0 | 0 | 0 | 0 | 0 | 0 | 0 | 0 |  | 2792 | 575-22F | 0 | 0 | 0 | 0 | 0 | 0 | 0 | 0 | 0 | 0 | 0 | 0 | 0 | 0 | 0 | 0 | 0 | 0 | 0 | 0 | 0 | 0 | 0 | 0 | 0 | 0 | 0 | 0 | 0 | 0 | 0 | 0 | 0 | 0 | 0 | 0 | 0 | 0 | 0 | 0 | 0 | 0 | 0 | 0 | 0 | 0 | 0 | 5000000 | scaled
575-23 | 0 | 0 | 0 | 0 | 0% | 0% | 0% | 0 | 0 | 0 | 0 | 0 | 0 | 0 | 0 | 575 | 0 | 0 | 0 | 0 | 0 | 0 | 0 | 0 | 0 | 0 | 0 | 0 | 0 | 0 | 0 | 0 | 0 | 0 |  | 2793 | 575-23 | 0 | 0 | 0 | 0 | 0 | 0 | 0 | 0 | 0 | 0 | 0 | 0 | 0 | 0 | 0 | 0 | 0 | 0 | 0 | 0 | 0 | 0 | 0 | 0 | 0 | 0 | 0 | 0 | 0 | 0 | 0 | 0 | 0 | 0 | 0 | 0 | 0 | 0 | 0 | 0 | 0 | 0 | 0 | 0 | 0 | 0 | 0 | 5000000 | scaled
575-24F | 0 | 0 | 0 | 0 | 0% | 0% | 0% | 0 | 0 | 0 | 0 | 0 | 0 | 0 | 0 | 575 | 0 | 0 | 0 | 0 | 0 | 0 | 0 | 0 | 0 | 0 | 0 | 0 | 0 | 0 | 0 | 0 | 0 | 0 |  | 2794 | 575-24F | 0 | 0 | 0 | 0 | 0 | 0 | 0 | 0 | 0 | 0 | 0 | 0 | 0 | 0 | 0 | 0 | 0 | 0 | 0 | 0 | 0 | 0 | 0 | 0 | 0 | 0 | 0 | 0 | 0 | 0 | 0 | 0 | 0 | 0 | 0 | 0 | 0 | 0 | 0 | 0 | 0 | 0 | 0 | 0 | 0 | 0 | 0 | 5000000 | scaled
575-25F | 0 | 0 | 0 | 0 | 0% | 0% | 0% | 0 | 0 | 0 | 0 | 0 | 0 | 0 | 0 | 575 | 0 | 0 | 0 | 0 | 0 | 0 | 0 | 0 | 0 | 0 | 0 | 0 | 0 | 0 | 0 | 0 | 0 | 0 |  | 2795 | 575-25F | 0 | 0 | 0 | 0 | 0 | 0 | 0 | 0 | 0 | 0 | 0 | 0 | 0 | 0 | 0 | 0 | 0 | 0 | 0 | 0 | 0 | 0 | 0 | 0 | 0 | 0 | 0 | 0 | 0 | 0 | 0 | 0 | 0 | 0 | 0 | 0 | 0 | 0 | 0 | 0 | 0 | 0 | 0 | 0 | 0 | 0 | 0 | 5000000 | scaled
576-200F | 0 | 0 | 0 | 0 | 0% | 0% | 0% | 0 | 0 | 0 | 0 | 0 | 0 | 0 | 0 | 576 | 0 | 0 | 0 | 0 | 0 | 0 | 0 | 0 | 0 | 0 | 0 | 0 | 0 | 0 | 0 | 0 | 0 | 0 |  | 2796 | 576-200F | 0 | 0 | 0 | 0 | 0 | 0 | 0 | 0 | 0 | 0 | 0 | 0 | 0 | 0 | 0 | 0 | 0 | 0 | 0 | 0 | 0 | 0 | 0 | 0 | 0 | 0 | 0 | 0 | 0 | 0 | 0 | 0 | 0 | 0 | 0 | 0 | 0 | 0 | 0 | 0 | 0 | 0 | 0 | 0 | 0 | 0 | 0 | 5000000 | scaled
576-201F | 1160460.4644 | 0 | 1160460.4644 | 0 | 0% | 100% | 0% | 41989.9504 | 87609.4085 | 54.2074 | 38487.5446 | 3448.1983 | 113.1003 | 80301.8578 | 7194.4504 | 576 | 0.1419 | 0.1419 | 0.1419 | 8177843.0649 | 1498.1093 | 1063665.7954 | 95296.5597 | 10557.2773 | 7495724.5118 | 671561.2758 | 7881937.0562 | 10175.2742 | 7224500.1921 | 647261.59 | 7560453.6616 | 9760.2516 | 6929831.9107 | 620861.4993 |  | 2797 | 576-201F | 1160460.4644 | 1118470.5141 | 1072851.0559 | 0 | 0 | 0 | 1160460.4644 | 1118470.5141 | 1072851.0559 | 0 | 1498.1093 | 1443.9019 | 1385.009 | 0 | 0 | 0 | 1498.1093 | 1443.9019 | 1385.009 | 0 | 95296.5597 | 91848.3614 | 88102.1093 | 0 | 0 | 0 | 95296.5597 | 91848.3614 | 88102.1093 | 0 | 1063665.7954 | 1025178.2508 | 983363.9376 | 0 | 0 | 0 | 1063665.7954 | 1025178.2508 | 983363.9376 | 0 | 0 | 0 | 0 | 0.1419 | 0.1419 | 0.1419 | 0 | 5000000 | scaled
576-202 | 0 | 0 | 0 | 0 | 0% | 0% | 0% | 0 | 0 | 0 | 0 | 0 | 0 | 0 | 0 | 576 | 0 | 0 | 0 | 0 | 0 | 0 | 0 | 0 | 0 | 0 | 0 | 0 | 0 | 0 | 0 | 0 | 0 | 0 |  | 2798 | 576-202 | 0 | 0 | 0 | 0 | 0 | 0 | 0 | 0 | 0 | 0 | 0 | 0 | 0 | 0 | 0 | 0 | 0 | 0 | 0 | 0 | 0 | 0 | 0 | 0 | 0 | 0 | 0 | 0 | 0 | 0 | 0 | 0 | 0 | 0 | 0 | 0 | 0 | 0 | 0 | 0 | 0 | 0 | 0 | 0 | 0 | 0 | 0 | 5000000 | scaled
576-205F | 339549.4384 | 0 | 339549.4384 | 0 | 0% | 100% | 0% | 33060.4934 | 68796.2675 | 42.0816 | 30190.342 | 2828.0697 | 87.5685 | 62823.71 | 5884.9891 | 576 | 0.042909 | 0.042909 | 0.042909 | 7913208.3181 | 432.2011 | 310071.4066 | 29045.8306 | 10072.4587 | 7226222.036 | 676913.8234 | 7142732.6773 | 9091.746 | 6522635.3452 | 611005.5861 | 6309909.5493 | 8031.6732 | 5762113.873 | 539764.003 |  | 2799 | 576-205F | 339549.4384 | 306488.945 | 270753.1708 | 0 | 0 | 0 | 339549.4384 | 306488.945 | 270753.1708 | 0 | 432.2011 | 390.1195 | 344.6327 | 0 | 0 | 0 | 432.2011 | 390.1195 | 344.6327 | 0 | 29045.8306 | 26217.7609 | 23160.8416 | 0 | 0 | 0 | 29045.8306 | 26217.7609 | 23160.8416 | 0 | 310071.4066 | 279881.0646 | 247247.6966 | 0 | 0 | 0 | 310071.4066 | 279881.0646 | 247247.6966 | 0 | 0 | 0 | 0 | 0.042909 | 0.042909 | 0.042909 | 0 | 5000000 | scaled
577-192 | 0 | 0 | 0 | 0 | 0% | 0% | 0% | 0 | 0 | 0 | 0 | 0 | 0 | 0 | 0 | 577 | 0 | 0 | 0 | 0 | 0 | 0 | 0 | 0 | 0 | 0 | 0 | 0 | 0 | 0 | 0 | 0 | 0 | 0 |  | 2800 | 577-192 | 0 | 0 | 0 | 0 | 0 | 0 | 0 | 0 | 0 | 0 | 0 | 0 | 0 | 0 | 0 | 0 | 0 | 0 | 0 | 0 | 0 | 0 | 0 | 0 | 0 | 0 | 0 | 0 | 0 | 0 | 0 | 0 | 0 | 0 | 0 | 0 | 0 | 0 | 0 | 0 | 0 | 0 | 0 | 0 | 0 | 0 | 0 | 5000000 | scaled
577-193F | 0 | 0 | 0 | 0 | 0% | 0% | 0% | 0 | 0 | 0 | 0 | 0 | 0 | 0 | 0 | 577 | 0 | 0 | 0 | 0 | 0 | 0 | 0 | 0 | 0 | 0 | 0 | 0 | 0 | 0 | 0 | 0 | 0 | 0 |  | 2801 | 577-193F | 0 | 0 | 0 | 0 | 0 | 0 | 0 | 0 | 0 | 0 | 0 | 0 | 0 | 0 | 0 | 0 | 0 | 0 | 0 | 0 | 0 | 0 | 0 | 0 | 0 | 0 | 0 | 0 | 0 | 0 | 0 | 0 | 0 | 0 | 0 | 0 | 0 | 0 | 0 | 0 | 0 | 0 | 0 | 0 | 0 | 0 | 0 | 5000000 | scaled
577-194F | 0 | 0 | 0 | 0 | 0% | 0% | 0% | 0 | 0 | 0 | 0 | 0 | 0 | 0 | 0 | 577 | 0 | 0 | 0 | 0 | 0 | 0 | 0 | 0 | 0 | 0 | 0 | 0 | 0 | 0 | 0 | 0 | 0 | 0 |  | 2802 | 577-194F | 0 | 0 | 0 | 0 | 0 | 0 | 0 | 0 | 0 | 0 | 0 | 0 | 0 | 0 | 0 | 0 | 0 | 0 | 0 | 0 | 0 | 0 | 0 | 0 | 0 | 0 | 0 | 0 | 0 | 0 | 0 | 0 | 0 | 0 | 0 | 0 | 0 | 0 | 0 | 0 | 0 | 0 | 0 | 0 | 0 | 0 | 0 | 5000000 | scaled
577-199 | 0 | 0 | 0 | 0 | 0% | 0% | 0% | 0 | 0 | 0 | 0 | 0 | 0 | 0 | 0 | 577 | 0 | 0 | 0 | 0 | 0 | 0 | 0 | 0 | 0 | 0 | 0 | 0 | 0 | 0 | 0 | 0 | 0 | 0 |  | 2803 | 577-199 | 0 | 0 | 0 | 0 | 0 | 0 | 0 | 0 | 0 | 0 | 0 | 0 | 0 | 0 | 0 | 0 | 0 | 0 | 0 | 0 | 0 | 0 | 0 | 0 | 0 | 0 | 0 | 0 | 0 | 0 | 0 | 0 | 0 | 0 | 0 | 0 | 0 | 0 | 0 | 0 | 0 | 0 | 0 | 0 | 0 | 0 | 0 | 5000000 | scaled
577-201F | 0 | 0 | 0 | 0 | 0% | 0% | 0% | 0 | 0 | 0 | 0 | 0 | 0 | 0 | 0 | 577 | 0 | 0 | 0 | 0 | 0 | 0 | 0 | 0 | 0 | 0 | 0 | 0 | 0 | 0 | 0 | 0 | 0 | 0 |  | 2804 | 577-201F | 0 | 0 | 0 | 0 | 0 | 0 | 0 | 0 | 0 | 0 | 0 | 0 | 0 | 0 | 0 | 0 | 0 | 0 | 0 | 0 | 0 | 0 | 0 | 0 | 0 | 0 | 0 | 0 | 0 | 0 | 0 | 0 | 0 | 0 | 0 | 0 | 0 | 0 | 0 | 0 | 0 | 0 | 0 | 0 | 0 | 0 | 0 | 5000000 | scaled
578-227AE | 226195.4158 | 7248.9577 | 213373.7946 | 5572.6635 | 3.205% | 94.33% | 2.464% | 100813.8196 | 207155.2666 | 290.041 | 91426.6772 | 9097.1015 | 556.1116 | 187880.6864 | 18718.4686 | 578 | 0.032265 | 0.019123 | 0.0091764 | 7010463.7095 | 588.2101 | 200616.2262 | 24990.9795 | 18230.3664 | 6217689.1109 | 774544.2322 | 6556517.5358 | 18863.0744 | 5946016.2749 | 591638.1866 | 2074904.0122 | 5570.1128 | 1881846.3873 | 187487.5122 |  | 2805 | 578-227AE | 226195.4158 | 125381.5961 | 19040.1492 | 7248.9577 | 2935.0063 | 218.9657 | 213373.7946 | 116873.9264 | 13248.52 | 5572.6635 | 588.2101 | 298.1691 | 32.0985 | 1107.9805 | 161.0472 | 12.8368 | 242.6845 | 132.9287 | 15.0684 | 4.1932 | 24990.9795 | 15893.878 | 6272.5109 | 1107.9805 | 522.7031 | 41.6722 | 18820.7534 | 10308.9292 | 1168.593 | 5062.2456 | 200616.2262 | 109189.549 | 12735.5398 | 5799.6449 | 2251.2559 | 164.4567 | 194310.3568 | 106432.0685 | 12064.8585 | 506.2246 | 0.013935 | 0.005353 | 0.000304 | 0.010509 | 0.0059486 | 0.0010508 | 0.0078216 | 5000000 | scaled
578-241 | 0 | 0 | 0 | 0 | 0% | 0% | 0% | 0 | 0 | 0 | 0 | 0 | 0 | 0 | 0 | 578 | 0 | 0 | 0 | 0 | 0 | 0 | 0 | 0 | 0 | 0 | 0 | 0 | 0 | 0 | 0 | 0 | 0 | 0 |  | 2806 | 578-241 | 0 | 0 | 0 | 0 | 0 | 0 | 0 | 0 | 0 | 0 | 0 | 0 | 0 | 0 | 0 | 0 | 0 | 0 | 0 | 0 | 0 | 0 | 0 | 0 | 0 | 0 | 0 | 0 | 0 | 0 | 0 | 0 | 0 | 0 | 0 | 0 | 0 | 0 | 0 | 0 | 0 | 0 | 0 | 0 | 0 | 0 | 0 | 5000000 | scaled
578-242F | 101249.3334 | 1131.6861 | 98172.2468 | 1945.4004 | 1.118% | 96.96% | 1.921% | 44835.2892 | 92706.4281 | 88.3241 | 40163.9734 | 4582.9917 | 162.6465 | 83134.162 | 9409.6196 | 578 | 0.017989 | 0.010498 | 0.003844 | 5628277.3942 | 174.9998 | 89226.7616 | 11847.572 | 9727.9387 | 4959963.1763 | 658586.2792 | 5373892.0692 | 10586.4016 | 4813995.0013 | 549310.6663 | 2222399.9175 | 3899.0337 | 1992929.2773 | 225571.6065 |  | 2807 | 578-242F | 101249.3334 | 56414.0442 | 8542.9053 | 1131.6861 | 409.9516 | 29.2634 | 98172.2468 | 54058.6921 | 6568.2414 | 1945.4004 | 174.9998 | 86.6756 | 12.3533 | 201.2278 | 11.1212 | 1.8873 | 134.5507 | 74.0906 | 9.0022 | 1.4639 | 11847.572 | 7264.5803 | 2437.9524 | 201.2278 | 57.4083 | 9.7714 | 9879.1291 | 5439.957 | 660.9659 | 1767.2151 | 89226.7616 | 49062.7882 | 6092.5996 | 891.4731 | 341.4221 | 17.6047 | 88158.5669 | 48544.6446 | 5898.2734 | 176.7215 | 0.0046836 | 0.0017936 | 9.36e-05 | 0.010617 | 0.0060154 | 0.0010616 | 0.0026888 | 5000000 | scaled
578-244F | 0 | 0 | 0 | 0 | 0% | 0% | 0% | 0 | 0 | 0 | 0 | 0 | 0 | 0 | 0 | 578 | 0 | 0 | 0 | 0 | 0 | 0 | 0 | 0 | 0 | 0 | 0 | 0 | 0 | 0 | 0 | 0 | 0 | 0 |  | 2808 | 578-244F | 0 | 0 | 0 | 0 | 0 | 0 | 0 | 0 | 0 | 0 | 0 | 0 | 0 | 0 | 0 | 0 | 0 | 0 | 0 | 0 | 0 | 0 | 0 | 0 | 0 | 0 | 0 | 0 | 0 | 0 | 0 | 0 | 0 | 0 | 0 | 0 | 0 | 0 | 0 | 0 | 0 | 0 | 0 | 0 | 0 | 0 | 0 | 5000000 | scaled
579-31 | 0 | 0 | 0 | 0 | 0% | 0% | 0% | 0 | 0 | 0 | 0 | 0 | 0 | 0 | 0 | 579 | 0 | 0 | 0 | 0 | 0 | 0 | 0 | 0 | 0 | 0 | 0 | 0 | 0 | 0 | 0 | 0 | 0 | 0 |  | 2809 | 579-31 | 0 | 0 | 0 | 0 | 0 | 0 | 0 | 0 | 0 | 0 | 0 | 0 | 0 | 0 | 0 | 0 | 0 | 0 | 0 | 0 | 0 | 0 | 0 | 0 | 0 | 0 | 0 | 0 | 0 | 0 | 0 | 0 | 0 | 0 | 0 | 0 | 0 | 0 | 0 | 0 | 0 | 0 | 0 | 0 | 0 | 0 | 0 | 5000000 | scaled
579-32AE | 11299.8128 | 0 | 11299.8128 | 0 | 0% | 100% | 0% | 1801.4667 | 3764.275 | 2.1929 | 1584.5532 | 214.7206 | 4.5822 | 3311.0209 | 448.6718 | 579 | 0.014554 | 0.014554 | 0.014554 | 776427.3279 | 13.7552 | 9939.2092 | 1346.8484 | 945.1389 | 682938.189 | 92544 | 652645.8109 | 794.4606 | 574061.1286 | 77790.2216 | 517778.2671 | 630.2874 | 455432.9032 | 61715.0765 |  | 2810 | 579-32AE | 11299.8128 | 9498.3461 | 7535.5378 | 0 | 0 | 0 | 11299.8128 | 9498.3461 | 7535.5378 | 0 | 13.7552 | 11.5623 | 9.173 | 0 | 0 | 0 | 13.7552 | 11.5623 | 9.173 | 0 | 1346.8484 | 1132.1278 | 898.1765 | 0 | 0 | 0 | 1346.8484 | 1132.1278 | 898.1765 | 0 | 9939.2092 | 8354.656 | 6628.1883 | 0 | 0 | 0 | 9939.2092 | 8354.656 | 6628.1883 | 0 | 0 | 0 | 0 | 0.014554 | 0.014554 | 0.014554 | 0 | 5000000 | scaled
579-350F | 142767.3362 | 3184.3886 | 138850.1196 | 732.828 | 2.23% | 97.26% | 0.5133% | 63824.2116 | 132714.9212 | 127.0968 | 58013.3729 | 5683.7419 | 244.8175 | 120671.7728 | 11798.331 | 579 | 0.016794 | 0.00976 | 0.002488 | 8501294.3117 | 258.9439 | 129221.2908 | 13287.1015 | 15419.2018 | 7694674.8018 | 791200.308 | 8088434.8894 | 16106.9671 | 7352027.9752 | 720299.9471 | 4040359.6907 | 7453.1986 | 3673719.2925 | 359187.1995 |  | 2811 | 579-350F | 142767.3362 | 78943.1245 | 10052.4149 | 3184.3886 | 1204.295 | 56.9937 | 138850.1196 | 77006.0015 | 9262.5932 | 732.828 | 258.9439 | 131.8471 | 14.1264 | 283.3161 | 18.4378 | 0 | 203.4949 | 112.8579 | 13.575 | 0.55143 | 13287.1015 | 7603.3596 | 1488.7705 | 283.3161 | 94.9792 | 0 | 12338.0794 | 6842.6744 | 823.0645 | 665.706 | 129221.2908 | 71207.9179 | 8549.518 | 2846.1749 | 1090.8781 | 56.9937 | 126308.5452 | 70050.4692 | 8425.9537 | 66.5706 | 0.0013832 | 0.0005298 | 2.76e-05 | 0.014389 | 0.0082086 | 0.0014388 | 0.0010216 | 5000000 | scaled
579-351 | 0 | 0 | 0 | 0 | 0% | 0% | 0% | 0 | 0 | 0 | 0 | 0 | 0 | 0 | 0 | 579 | 0 | 0 | 0 | 0 | 0 | 0 | 0 | 0 | 0 | 0 | 0 | 0 | 0 | 0 | 0 | 0 | 0 | 0 |  | 2812 | 579-351 | 0 | 0 | 0 | 0 | 0 | 0 | 0 | 0 | 0 | 0 | 0 | 0 | 0 | 0 | 0 | 0 | 0 | 0 | 0 | 0 | 0 | 0 | 0 | 0 | 0 | 0 | 0 | 0 | 0 | 0 | 0 | 0 | 0 | 0 | 0 | 0 | 0 | 0 | 0 | 0 | 0 | 0 | 0 | 0 | 0 | 0 | 0 | 5000000 | scaled
579-352F | 0 | 0 | 0 | 0 | 0% | 0% | 0% | 0 | 0 | 0 | 0 | 0 | 0 | 0 | 0 | 579 | 0 | 0 | 0 | 0 | 0 | 0 | 0 | 0 | 0 | 0 | 0 | 0 | 0 | 0 | 0 | 0 | 0 | 0 |  | 2813 | 579-352F | 0 | 0 | 0 | 0 | 0 | 0 | 0 | 0 | 0 | 0 | 0 | 0 | 0 | 0 | 0 | 0 | 0 | 0 | 0 | 0 | 0 | 0 | 0 | 0 | 0 | 0 | 0 | 0 | 0 | 0 | 0 | 0 | 0 | 0 | 0 | 0 | 0 | 0 | 0 | 0 | 0 | 0 | 0 | 0 | 0 | 0 | 0 | 5000000 | scaled
58-1165F | 0 | 0 | 0 | 0 | 0% | 0% | 0% | 0 | 0 | 0 | 0 | 0 | 0 | 0 | 0 | 58 | 0 | 0 | 0 | 0 | 0 | 0 | 0 | 0 | 0 | 0 | 0 | 0 | 0 | 0 | 0 | 0 | 0 | 0 |  | 2814 | 58-1165F | 0 | 0 | 0 | 0 | 0 | 0 | 0 | 0 | 0 | 0 | 0 | 0 | 0 | 0 | 0 | 0 | 0 | 0 | 0 | 0 | 0 | 0 | 0 | 0 | 0 | 0 | 0 | 0 | 0 | 0 | 0 | 0 | 0 | 0 | 0 | 0 | 0 | 0 | 0 | 0 | 0 | 0 | 0 | 0 | 0 | 0 | 0 | 5000000 | scaled
58-1166F | 0 | 0 | 0 | 0 | 0% | 0% | 0% | 0 | 0 | 0 | 0 | 0 | 0 | 0 | 0 | 58 | 0 | 0 | 0 | 0 | 0 | 0 | 0 | 0 | 0 | 0 | 0 | 0 | 0 | 0 | 0 | 0 | 0 | 0 |  | 2815 | 58-1166F | 0 | 0 | 0 | 0 | 0 | 0 | 0 | 0 | 0 | 0 | 0 | 0 | 0 | 0 | 0 | 0 | 0 | 0 | 0 | 0 | 0 | 0 | 0 | 0 | 0 | 0 | 0 | 0 | 0 | 0 | 0 | 0 | 0 | 0 | 0 | 0 | 0 | 0 | 0 | 0 | 0 | 0 | 0 | 0 | 0 | 0 | 0 | 5000000 | scaled
58-382R | 26913.2265 | 0 | 26913.2265 | 0 | 0% | 100% | 0% | 4307.9533 | 8933.8657 | 5.7804 | 3867.3413 | 434.8316 | 11.9875 | 8020.1213 | 901.757 | 58 | 0.010705 | 0.010705 | 0.010705 | 2514173.9544 | 36.1122 | 24160.5758 | 2716.5385 | 3373.5249 | 2257027.4295 | 253773 | 2111734.5111 | 2833.5307 | 1895748.9823 | 213151.9982 | 1679592.0243 | 2253.6808 | 1507805.4812 | 169532.8623 |  | 2816 | 58-382R | 26913.2265 | 22605.2732 | 17979.3608 | 0 | 0 | 0 | 26913.2265 | 22605.2732 | 17979.3608 | 0 | 36.1122 | 30.3318 | 24.1248 | 0 | 0 | 0 | 36.1122 | 30.3318 | 24.1248 | 0 | 2716.5385 | 2281.7069 | 1814.7815 | 0 | 0 | 0 | 2716.5385 | 2281.7069 | 1814.7815 | 0 | 24160.5758 | 20293.2346 | 16140.4546 | 0 | 0 | 0 | 24160.5758 | 20293.2346 | 16140.4546 | 0 | 0 | 0 | 0 | 0.010705 | 0.010705 | 0.010705 | 0 | 5000000 | scaled
58-522 | 27740.6174 | 3193.1069 | 23928.413 | 619.0975 | 11.51% | 86.26% | 2.232% | 12698.7305 | 25466.674 | 62.1353 | 11479.5883 | 1157.0068 | 119.7521 | 22986.8079 | 2360.114 | 58 | 0.012983 | 0.0075072 | 0.0019674 | 2136687.7749 | 122.602 | 24552.9672 | 3065.0482 | 9443.2705 | 1891162.8453 | 236081.6591 | 2003661.4088 | 9803.9859 | 1811299.808 | 182557.615 | 1155811.4021 | 5434.9807 | 1043262.055 | 107114.3665 |  | 2817 | 58-522 | 27740.6174 | 15041.8869 | 2273.9434 | 3193.1069 | 1264.418 | 56.6703 | 23928.413 | 13158.3715 | 1598.1755 | 619.0975 | 122.602 | 60.4666 | 2.8498 | 380.1514 | 41.8725 | 0.18218 | 32.9663 | 18.1283 | 2.2018 | 0.46585 | 3065.0482 | 1908.0413 | 704.9342 | 380.1514 | 178.4716 | 0.78003 | 2122.5044 | 1167.1774 | 141.7618 | 562.3924 | 24552.9672 | 13073.3789 | 1566.1593 | 2723.7857 | 1044.0739 | 55.7081 | 21772.9423 | 11973.0658 | 1454.2119 | 56.2392 | 0.0014036 | 0.000579 | 3.08e-05 | 0.010714 | 0.006063 | 0.0010714 | 0.0008652 | 5000000 | scaled
58-728F | 3303.0595 | 0 | 3303.0595 | 0 | 0% | 100% | 0% | 528.4797 | 1096.3408 | 1.4213 | 457.5486 | 69.5098 | 2.9484 | 949.193 | 144.1994 | 58 | 0.01073 | 0.01073 | 0.01073 | 307828.3229 | 8.8831 | 2859.732 | 434.4443 | 827.8589 | 266512.464 | 40488 | 258576.7092 | 695.4039 | 223871.2646 | 34010.0407 | 205654.94 | 553.0786 | 178052.5076 | 27049.3538 |  | 2818 | 58-728F | 3303.0595 | 2774.5798 | 2206.7186 | 0 | 0 | 0 | 3303.0595 | 2774.5798 | 2206.7186 | 0 | 8.8831 | 7.4618 | 5.9346 | 0 | 0 | 0 | 8.8831 | 7.4618 | 5.9346 | 0 | 434.4443 | 364.9345 | 290.245 | 0 | 0 | 0 | 434.4443 | 364.9345 | 290.245 | 0 | 2859.732 | 2402.1834 | 1910.539 | 0 | 0 | 0 | 2859.732 | 2402.1834 | 1910.539 | 0 | 0 | 0 | 0 | 0.01073 | 0.01073 | 0.01073 | 0 | 5000000 | scaled
581-49 | 15957.5638 | 13541.8893 | 0 | 2415.6744 | 84.86% | 0% | 15.14% | 8290.6085 | 13283.8241 | 259.488 | 6707.8825 | 1323.238 | 431.7245 | 10650.4201 | 2201.6795 | 581 | 0.0089802 | 0.005531 | 0.0035018 | 1776971.9809 | 440.5765 | 11084.9599 | 4432.0274 | 49060.8761 | 1234377.8413 | 493533.2635 | 1386178.866 | 43386.0499 | 1121549.1533 | 221243.6627 | 763532.9623 | 24814.8337 | 612169.1149 | 126549.0137 |  | 2819 | 581-49 | 15957.5638 | 7666.9553 | 2673.7397 | 13541.8893 | 5251.2809 | 258.0653 | 0 | 0 | 0 | 2415.6744 | 440.5765 | 181.0885 | 8.852 | 2237.6122 | 179.2708 | 7.0343 | 0 | 0 | 0 | 1.8177 | 4432.0274 | 3108.7894 | 2230.348 | 2237.6122 | 914.3742 | 35.9328 | 0 | 0 | 0 | 2194.4152 | 11084.9599 | 4377.0774 | 434.5398 | 10865.5184 | 4157.6359 | 215.0983 | 0 | 0 | 0 | 219.4415 | 0.0055902 | 0.002141 | 0.0001118 | 0 | 0 | 0 | 0.00339 | 5000000 | scaled
583-322F | 0 | 0 | 0 | 0 | 0% | 0% | 0% | 0 | 0 | 0 | 0 | 0 | 0 | 0 | 0 | 583 | 0 | 0 | 0 | 0 | 0 | 0 | 0 | 0 | 0 | 0 | 0 | 0 | 0 | 0 | 0 | 0 | 0 | 0 |  | 2820 | 583-322F | 0 | 0 | 0 | 0 | 0 | 0 | 0 | 0 | 0 | 0 | 0 | 0 | 0 | 0 | 0 | 0 | 0 | 0 | 0 | 0 | 0 | 0 | 0 | 0 | 0 | 0 | 0 | 0 | 0 | 0 | 0 | 0 | 0 | 0 | 0 | 0 | 0 | 0 | 0 | 0 | 0 | 0 | 0 | 0 | 0 | 0 | 0 | 5000000 | scaled
584-552 | 0 | 0 | 0 | 0 | 0% | 0% | 0% | 0 | 0 | 0 | 0 | 0 | 0 | 0 | 0 | 584 | 0 | 0 | 0 | 0 | 0 | 0 | 0 | 0 | 0 | 0 | 0 | 0 | 0 | 0 | 0 | 0 | 0 | 0 |  | 2821 | 584-552 | 0 | 0 | 0 | 0 | 0 | 0 | 0 | 0 | 0 | 0 | 0 | 0 | 0 | 0 | 0 | 0 | 0 | 0 | 0 | 0 | 0 | 0 | 0 | 0 | 0 | 0 | 0 | 0 | 0 | 0 | 0 | 0 | 0 | 0 | 0 | 0 | 0 | 0 | 0 | 0 | 0 | 0 | 0 | 0 | 0 | 0 | 0 | 5000000 | scaled
585-17 | 0 | 0 | 0 | 0 | 0% | 0% | 0% | 0 | 0 | 0 | 0 | 0 | 0 | 0 | 0 | 585 | 0 | 0 | 0 | 0 | 0 | 0 | 0 | 0 | 0 | 0 | 0 | 0 | 0 | 0 | 0 | 0 | 0 | 0 |  | 2822 | 585-17 | 0 | 0 | 0 | 0 | 0 | 0 | 0 | 0 | 0 | 0 | 0 | 0 | 0 | 0 | 0 | 0 | 0 | 0 | 0 | 0 | 0 | 0 | 0 | 0 | 0 | 0 | 0 | 0 | 0 | 0 | 0 | 0 | 0 | 0 | 0 | 0 | 0 | 0 | 0 | 0 | 0 | 0 | 0 | 0 | 0 | 0 | 0 | 5000000 | scaled
585-238 | 0 | 0 | 0 | 0 | 0% | 0% | 0% | 0 | 0 | 0 | 0 | 0 | 0 | 0 | 0 | 585 | 0 | 0 | 0 | 0 | 0 | 0 | 0 | 0 | 0 | 0 | 0 | 0 | 0 | 0 | 0 | 0 | 0 | 0 |  | 2823 | 585-238 | 0 | 0 | 0 | 0 | 0 | 0 | 0 | 0 | 0 | 0 | 0 | 0 | 0 | 0 | 0 | 0 | 0 | 0 | 0 | 0 | 0 | 0 | 0 | 0 | 0 | 0 | 0 | 0 | 0 | 0 | 0 | 0 | 0 | 0 | 0 | 0 | 0 | 0 | 0 | 0 | 0 | 0 | 0 | 0 | 0 | 0 | 0 | 5000000 | scaled
585-252 | 0 | 0 | 0 | 0 | 0% | 0% | 0% | 0 | 0 | 0 | 0 | 0 | 0 | 0 | 0 | 585 | 0 | 0 | 0 | 0 | 0 | 0 | 0 | 0 | 0 | 0 | 0 | 0 | 0 | 0 | 0 | 0 | 0 | 0 |  | 2824 | 585-252 | 0 | 0 | 0 | 0 | 0 | 0 | 0 | 0 | 0 | 0 | 0 | 0 | 0 | 0 | 0 | 0 | 0 | 0 | 0 | 0 | 0 | 0 | 0 | 0 | 0 | 0 | 0 | 0 | 0 | 0 | 0 | 0 | 0 | 0 | 0 | 0 | 0 | 0 | 0 | 0 | 0 | 0 | 0 | 0 | 0 | 0 | 0 | 5000000 | scaled
585-662 | 0 | 0 | 0 | 0 | 0% | 0% | 0% | 0 | 0 | 0 | 0 | 0 | 0 | 0 | 0 | 585 | 0 | 0 | 0 | 0 | 0 | 0 | 0 | 0 | 0 | 0 | 0 | 0 | 0 | 0 | 0 | 0 | 0 | 0 |  | 2825 | 585-662 | 0 | 0 | 0 | 0 | 0 | 0 | 0 | 0 | 0 | 0 | 0 | 0 | 0 | 0 | 0 | 0 | 0 | 0 | 0 | 0 | 0 | 0 | 0 | 0 | 0 | 0 | 0 | 0 | 0 | 0 | 0 | 0 | 0 | 0 | 0 | 0 | 0 | 0 | 0 | 0 | 0 | 0 | 0 | 0 | 0 | 0 | 0 | 5000000 | scaled
585-671 | 0 | 0 | 0 | 0 | 0% | 0% | 0% | 0 | 0 | 0 | 0 | 0 | 0 | 0 | 0 | 585 | 0 | 0 | 0 | 0 | 0 | 0 | 0 | 0 | 0 | 0 | 0 | 0 | 0 | 0 | 0 | 0 | 0 | 0 |  | 2826 | 585-671 | 0 | 0 | 0 | 0 | 0 | 0 | 0 | 0 | 0 | 0 | 0 | 0 | 0 | 0 | 0 | 0 | 0 | 0 | 0 | 0 | 0 | 0 | 0 | 0 | 0 | 0 | 0 | 0 | 0 | 0 | 0 | 0 | 0 | 0 | 0 | 0 | 0 | 0 | 0 | 0 | 0 | 0 | 0 | 0 | 0 | 0 | 0 | 5000000 | scaled
586-1 | 0 | 0 | 0 | 0 | 0% | 0% | 0% | 0 | 0 | 0 | 0 | 0 | 0 | 0 | 0 | 586 | 0 | 0 | 0 | 0 | 0 | 0 | 0 | 0 | 0 | 0 | 0 | 0 | 0 | 0 | 0 | 0 | 0 | 0 |  | 2827 | 586-1 | 0 | 0 | 0 | 0 | 0 | 0 | 0 | 0 | 0 | 0 | 0 | 0 | 0 | 0 | 0 | 0 | 0 | 0 | 0 | 0 | 0 | 0 | 0 | 0 | 0 | 0 | 0 | 0 | 0 | 0 | 0 | 0 | 0 | 0 | 0 | 0 | 0 | 0 | 0 | 0 | 0 | 0 | 0 | 0 | 0 | 0 | 0 | 5000000 | scaled
586-3 | 516808.3995 | 454434.1815 | 59650.6416 | 2723.5764 | 87.93% | 11.54% | 0.527% | 298355.5137 | 503874.5148 | 51140.7435 | 23651.3128 | 223563.4574 | 84474.7206 | 48480.4632 | 370919.331 | 586 | 0.028089 | 0.015093 | 0.0051792 | 18398960.4305 | 85649.3644 | 52118.8945 | 379040.1406 | 3049213.7277 | 1855491.2785 | 13494255.4243 | 14474171.8359 | 2480999.5976 | 1147400.1637 | 10845772.0746 | 2497274.6265 | 418668.8751 | 240276.154 | 1838329.5974 |  | 2828 | 586-3 | 516808.3995 | 218452.8859 | 12933.8847 | 454434.1815 | 182971.4306 | 6223.3949 | 59650.6416 | 32757.8788 | 3986.9135 | 2723.5764 | 85649.3644 | 34508.6209 | 1174.6438 | 367268.1039 | 34455.469 | 1166.3748 | 93.0553 | 51.1025 | 6.2196 | 2.0494 | 379040.1406 | 155476.6832 | 8120.8096 | 367268.1039 | 147896.5007 | 5025.2422 | 9297.9213 | 5106.0671 | 621.452 | 2474.1155 | 52118.8945 | 28467.5817 | 3638.4314 | 1611.8179 | 619.4609 | 31.7779 | 50259.665 | 27600.7093 | 3359.2419 | 247.4115 | 0.013428 | 0.0051426 | 0.0002688 | 0.010834 | 0.006123 | 0.0010834 | 0.003827 | 5000000 | scaled
586-4 | 0 | 0 | 0 | 0 | 0% | 0% | 0% | 0 | 0 | 0 | 0 | 0 | 0 | 0 | 0 | 586 | 0 | 0 | 0 | 0 | 0 | 0 | 0 | 0 | 0 | 0 | 0 | 0 | 0 | 0 | 0 | 0 | 0 | 0 |  | 2829 | 586-4 | 0 | 0 | 0 | 0 | 0 | 0 | 0 | 0 | 0 | 0 | 0 | 0 | 0 | 0 | 0 | 0 | 0 | 0 | 0 | 0 | 0 | 0 | 0 | 0 | 0 | 0 | 0 | 0 | 0 | 0 | 0 | 0 | 0 | 0 | 0 | 0 | 0 | 0 | 0 | 0 | 0 | 0 | 0 | 0 | 0 | 0 | 0 | 5000000 | scaled
587-2 | 0 | 0 | 0 | 0 | 0% | 0% | 0% | 0 | 0 | 0 | 0 | 0 | 0 | 0 | 0 | 587 | 0 | 0 | 0 | 0 | 0 | 0 | 0 | 0 | 0 | 0 | 0 | 0 | 0 | 0 | 0 | 0 | 0 | 0 |  | 2830 | 587-2 | 0 | 0 | 0 | 0 | 0 | 0 | 0 | 0 | 0 | 0 | 0 | 0 | 0 | 0 | 0 | 0 | 0 | 0 | 0 | 0 | 0 | 0 | 0 | 0 | 0 | 0 | 0 | 0 | 0 | 0 | 0 | 0 | 0 | 0 | 0 | 0 | 0 | 0 | 0 | 0 | 0 | 0 | 0 | 0 | 0 | 0 | 0 | 5000000 | scaled
587-3 | 0 | 0 | 0 | 0 | 0% | 0% | 0% | 0 | 0 | 0 | 0 | 0 | 0 | 0 | 0 | 587 | 0 | 0 | 0 | 0 | 0 | 0 | 0 | 0 | 0 | 0 | 0 | 0 | 0 | 0 | 0 | 0 | 0 | 0 |  | 2831 | 587-3 | 0 | 0 | 0 | 0 | 0 | 0 | 0 | 0 | 0 | 0 | 0 | 0 | 0 | 0 | 0 | 0 | 0 | 0 | 0 | 0 | 0 | 0 | 0 | 0 | 0 | 0 | 0 | 0 | 0 | 0 | 0 | 0 | 0 | 0 | 0 | 0 | 0 | 0 | 0 | 0 | 0 | 0 | 0 | 0 | 0 | 0 | 0 | 5000000 | scaled
58-110F | 93515.1008 | 10852.8184 | 78368.0467 | 4294.2357 | 11.61% | 83.8% | 4.592% | 41847.7898 | 83803.8739 | 1117.434 | 33625.5081 | 7104.8476 | 1738.5278 | 69564.9559 | 12500.3902 | 58 | 0.033104 | 0.019086 | 0.0076936 | 2824905.3214 | 1776.2998 | 74798.1925 | 16940.6085 | 53658.487 | 2259504.7242 | 511742.1102 | 2707135.7997 | 72286.8672 | 2175235.952 | 459612.9806 | 1262247.4351 | 26185.5707 | 1047781.9585 | 188279.9058 |  | 2832 | 58-110F | 93515.1008 | 51667.311 | 9711.2269 | 10852.8184 | 3958.6341 | 190.0043 | 78368.0467 | 43414.4413 | 5226.9869 | 4294.2357 | 1776.2998 | 658.8658 | 37.772 | 6614.1076 | 601.8319 | 28.063 | 97.1199 | 53.8026 | 6.4777 | 3.2313 | 16940.6085 | 9835.7608 | 4440.2183 | 6614.1076 | 2375.1916 | 110.7317 | 6425.5877 | 3559.6562 | 428.5734 | 3900.9131 | 74798.1925 | 41172.6844 | 5233.2366 | 2562.7622 | 981.6106 | 51.2095 | 71845.339 | 39800.9825 | 4791.9357 | 390.0913 | 0.012614 | 0.0048316 | 0.0002522 | 0.014498 | 0.0082624 | 0.0014498 | 0.0059916 | 5000000 | scaled
58-1163 | 0 | 0 | 0 | 0 | 0% | 0% | 0% | 0 | 0 | 0 | 0 | 0 | 0 | 0 | 0 | 58 | 0 | 0 | 0 | 0 | 0 | 0 | 0 | 0 | 0 | 0 | 0 | 0 | 0 | 0 | 0 | 0 | 0 | 0 |  | 2833 | 58-1163 | 0 | 0 | 0 | 0 | 0 | 0 | 0 | 0 | 0 | 0 | 0 | 0 | 0 | 0 | 0 | 0 | 0 | 0 | 0 | 0 | 0 | 0 | 0 | 0 | 0 | 0 | 0 | 0 | 0 | 0 | 0 | 0 | 0 | 0 | 0 | 0 | 0 | 0 | 0 | 0 | 0 | 0 | 0 | 0 | 0 | 0 | 0 | 5000000 | scaled
58-1164F | 0 | 0 | 0 | 0 | 0% | 0% | 0% | 0 | 0 | 0 | 0 | 0 | 0 | 0 | 0 | 58 | 0 | 0 | 0 | 0 | 0 | 0 | 0 | 0 | 0 | 0 | 0 | 0 | 0 | 0 | 0 | 0 | 0 | 0 |  | 2834 | 58-1164F | 0 | 0 | 0 | 0 | 0 | 0 | 0 | 0 | 0 | 0 | 0 | 0 | 0 | 0 | 0 | 0 | 0 | 0 | 0 | 0 | 0 | 0 | 0 | 0 | 0 | 0 | 0 | 0 | 0 | 0 | 0 | 0 | 0 | 0 | 0 | 0 | 0 | 0 | 0 | 0 | 0 | 0 | 0 | 0 | 0 | 0 | 0 | 5000000 | scaled
58-729F | 155.2101 | 0 | 155.2101 | 0 | 0% | 100% | 0% | 24.6623 | 51.7027 | 0.31995 | 19.3127 | 5.0296 | 0.67075 | 40.4877 | 10.5442 | 58 | 0.014594 | 0.014594 | 0.014594 | 10635.491 | 2.0136 | 121.543 | 31.6535 | 137.9765 | 8328.5145 | 2169 | 8945.5525 | 116.0526 | 7005.1457 | 1824.3543 | 7092.6594 | 92.0146 | 5554.1692 | 1446.4756 |  | 2835 | 58-729F | 155.2101 | 130.5478 | 103.5074 | 0 | 0 | 0 | 155.2101 | 130.5478 | 103.5074 | 0 | 2.0136 | 1.6936 | 1.3428 | 0 | 0 | 0 | 2.0136 | 1.6936 | 1.3428 | 0 | 31.6535 | 26.6239 | 21.1093 | 0 | 0 | 0 | 31.6535 | 26.6239 | 21.1093 | 0 | 121.543 | 102.2303 | 81.0553 | 0 | 0 | 0 | 121.543 | 102.2303 | 81.0553 | 0 | 0 | 0 | 0 | 0.014594 | 0.014594 | 0.014594 | 0 | 5000000 | scaled
58-732 | 0 | 0 | 0 | 0 | 0% | 0% | 0% | 0 | 0 | 0 | 0 | 0 | 0 | 0 | 0 | 58 | 0 | 0 | 0 | 0 | 0 | 0 | 0 | 0 | 0 | 0 | 0 | 0 | 0 | 0 | 0 | 0 | 0 | 0 |  | 2836 | 58-732 | 0 | 0 | 0 | 0 | 0 | 0 | 0 | 0 | 0 | 0 | 0 | 0 | 0 | 0 | 0 | 0 | 0 | 0 | 0 | 0 | 0 | 0 | 0 | 0 | 0 | 0 | 0 | 0 | 0 | 0 | 0 | 0 | 0 | 0 | 0 | 0 | 0 | 0 | 0 | 0 | 0 | 0 | 0 | 0 | 0 | 0 | 0 | 5000000 | scaled
58-737F | 72400.2185 | 0 | 72400.2185 | 0 | 0% | 100% | 0% | 11612.501 | 24032.322 | 13.5986 | 10658.7318 | 940.1706 | 28.1426 | 22058.476 | 1945.7034 | 58 | 0.010696 | 0.010696 | 0.010696 | 6769032.5658 | 84.7829 | 66453.7735 | 5861.6621 | 7926.7488 | 6213071.817 | 548034 | 5683325.9332 | 6655.3524 | 5216537.4947 | 460133.0861 | 4522139.2102 | 5295.5664 | 4150722.486 | 366121.1578 |  | 2837 | 58-737F | 72400.2185 | 60787.7175 | 48367.8966 | 0 | 0 | 0 | 72400.2185 | 60787.7175 | 48367.8966 | 0 | 84.7829 | 71.1843 | 56.6403 | 0 | 0 | 0 | 84.7829 | 71.1843 | 56.6403 | 0 | 5861.6621 | 4921.4915 | 3915.9587 | 0 | 0 | 0 | 5861.6621 | 4921.4915 | 3915.9587 | 0 | 66453.7735 | 55795.0417 | 44395.2976 | 0 | 0 | 0 | 66453.7735 | 55795.0417 | 44395.2976 | 0 | 0 | 0 | 0 | 0.010696 | 0.010696 | 0.010696 | 0 | 5000000 | scaled
58-738 | 0 | 0 | 0 | 0 | 0% | 0% | 0% | 0 | 0 | 0 | 0 | 0 | 0 | 0 | 0 | 58 | 0 | 0 | 0 | 0 | 0 | 0 | 0 | 0 | 0 | 0 | 0 | 0 | 0 | 0 | 0 | 0 | 0 | 0 |  | 2838 | 58-738 | 0 | 0 | 0 | 0 | 0 | 0 | 0 | 0 | 0 | 0 | 0 | 0 | 0 | 0 | 0 | 0 | 0 | 0 | 0 | 0 | 0 | 0 | 0 | 0 | 0 | 0 | 0 | 0 | 0 | 0 | 0 | 0 | 0 | 0 | 0 | 0 | 0 | 0 | 0 | 0 | 0 | 0 | 0 | 0 | 0 | 0 | 0 | 5000000 | scaled
58-740F | 114.1389 | 0 | 114.1389 | 0 | 0% | 100% | 0% | 18.3127 | 37.888 | 0.012027 | 14.5194 | 3.7813 | 0.024883 | 30.0398 | 7.8233 | 58 | 0.010866 | 0.010866 | 0.010866 | 10504.4133 | 0.074961 | 90.496 | 23.5679 | 6.8988 | 8328.5145 | 2169 | 8819.0617 | 5.792 | 6992.2689 | 1821.0008 | 7017.5078 | 4.6088 | 5563.8914 | 1449.0076 |  | 2839 | 58-740F | 114.1389 | 95.8262 | 76.2508 | 0 | 0 | 0 | 114.1389 | 95.8262 | 76.2508 | 0 | 0.074961 | 0.062934 | 0.050078 | 0 | 0 | 0 | 0.074961 | 0.062934 | 0.050078 | 0 | 23.5679 | 19.7866 | 15.7446 | 0 | 0 | 0 | 23.5679 | 19.7866 | 15.7446 | 0 | 90.496 | 75.9766 | 60.4561 | 0 | 0 | 0 | 90.496 | 75.9766 | 60.4561 | 0 | 0 | 0 | 0 | 0.010866 | 0.010866 | 0.010866 | 0 | 5000000 | scaled
58-752 | 0 | 0 | 0 | 0 | 0% | 0% | 0% | 0 | 0 | 0 | 0 | 0 | 0 | 0 | 0 | 58 | 0 | 0 | 0 | 0 | 0 | 0 | 0 | 0 | 0 | 0 | 0 | 0 | 0 | 0 | 0 | 0 | 0 | 0 |  | 2840 | 58-752 | 0 | 0 | 0 | 0 | 0 | 0 | 0 | 0 | 0 | 0 | 0 | 0 | 0 | 0 | 0 | 0 | 0 | 0 | 0 | 0 | 0 | 0 | 0 | 0 | 0 | 0 | 0 | 0 | 0 | 0 | 0 | 0 | 0 | 0 | 0 | 0 | 0 | 0 | 0 | 0 | 0 | 0 | 0 | 0 | 0 | 0 | 0 | 5000000 | scaled
58-753F | 17678.9362 | 24.8682 | 17509.44 | 144.628 | 0.1407% | 99.04% | 0.8181% | 7903.9819 | 16364.7948 | 10.0307 | 7232.0702 | 661.881 | 20.7775 | 14973.0071 | 1371.0102 | 58 | 0.011461 | 0.0065326 | 0.0013028 | 1542583.8284 | 22.3727 | 16056.0883 | 1600.4752 | 1952.1427 | 1400981.479 | 139650.2067 | 1496334.4337 | 1898.9532 | 1369132.1402 | 125303.3404 | 1008705.4449 | 1280.6962 | 922917.3949 | 84507.3538 |  | 2841 | 58-753F | 17678.9362 | 9774.9543 | 1314.1415 | 24.8682 | 9.5341 | 0.4986 | 17509.44 | 9620.7922 | 1169.0148 | 144.628 | 22.3727 | 12.342 | 1.5953 | 0 | 0 | 0 | 22.2639 | 12.2332 | 1.4864 | 0.10883 | 1600.4752 | 938.5942 | 229.4649 | 0 | 0 | 0 | 1469.0941 | 807.2131 | 98.0838 | 131.3811 | 16056.0883 | 8824.0181 | 1083.0813 | 24.8682 | 9.5341 | 0.4986 | 16018.082 | 8801.3459 | 1069.4446 | 13.1381 | 0.000388 | 0.0001814 | 9.6e-06 | 0.010866 | 0.0061446 | 0.0010866 | 0.0002066 | 5000000 | scaled
58-754F | 111560.8824 | 12109.0604 | 97617.4227 | 1834.3993 | 10.85% | 87.5% | 1.644% | 51427.1889 | 102958.2466 | 50.1834 | 47727.1065 | 3649.8991 | 103.8964 | 95290.7721 | 7563.578 | 58 | 0.017828 | 0.010424 | 0.0037994 | 6257481.457 | 112.7375 | 101676.3014 | 9771.8435 | 6323.4788 | 5703052.5143 | 548105.4639 | 5768773.3581 | 5629.2489 | 5353721.757 | 409422.3522 | 2264209.0377 | 2284.8414 | 2095589.5677 | 166334.6286 |  | 2842 | 58-754F | 111560.8824 | 60133.6935 | 8602.6358 | 12109.0604 | 4636.4345 | 243.1561 | 97617.4227 | 53662.8597 | 6525.0804 | 1834.3993 | 112.7375 | 62.5541 | 8.8411 | 1.2488 | 0.088285 | 0.033107 | 111.1199 | 61.0855 | 7.4276 | 1.3803 | 9771.8435 | 6121.9444 | 2208.2654 | 1.2488 | 0.46445 | 0.17134 | 8104.2137 | 4455.099 | 541.7132 | 1666.3809 | 101676.3014 | 53949.195 | 6385.5293 | 12107.5743 | 4635.8818 | 242.9517 | 89402.0891 | 49146.6751 | 5975.9396 | 166.6381 | 0.0044078 | 0.0016884 | 8.84e-05 | 0.010788 | 0.0061034 | 0.0010788 | 0.0026322 | 5000000 | scaled
58-756F | 14736.2098 | 190.0002 | 14224.3122 | 321.8973 | 1.289% | 96.53% | 2.184% | 6526.117 | 13459.8748 | 16.8165 | 5864.8535 | 644.447 | 35.028 | 12089.4477 | 1335.399 | 58 | 0.012057 | 0.0068744 | 0.001547 | 1222211.9736 | 37.6711 | 12975.6496 | 1722.8891 | 3124.4162 | 1076192.2181 | 142895.3393 | 1194299.5468 | 3077.4657 | 1073286.2887 | 117935.7924 | 825038.7801 | 2147.0831 | 741036.8506 | 81854.8464 |  | 2843 | 58-756F | 14736.2098 | 8210.0928 | 1276.335 | 190.0002 | 74.5153 | 3.7774 | 14224.3122 | 7813.6802 | 950.6602 | 321.8973 | 37.6711 | 20.8546 | 2.6431 | 7.8899 | 0.87925 | 0 | 35.923 | 19.7332 | 2.4009 | 0.24222 | 1722.8891 | 1078.4421 | 387.4901 | 7.8899 | 4.5756 | 0 | 1422.5855 | 781.4528 | 95.0763 | 292.4137 | 12975.6496 | 7110.7961 | 886.2018 | 180.6044 | 69.0604 | 3.7774 | 12765.8038 | 7012.4943 | 853.183 | 29.2414 | 0.000741 | 0.0002836 | 1.48e-05 | 0.010871 | 0.0061456 | 0.001087 | 0.0004452 | 5000000 | scaled
58-757 | 0 | 0 | 0 | 0 | 0% | 0% | 0% | 0 | 0 | 0 | 0 | 0 | 0 | 0 | 0 | 58 | 0 | 0 | 0 | 0 | 0 | 0 | 0 | 0 | 0 | 0 | 0 | 0 | 0 | 0 | 0 | 0 | 0 | 0 |  | 2844 | 58-757 | 0 | 0 | 0 | 0 | 0 | 0 | 0 | 0 | 0 | 0 | 0 | 0 | 0 | 0 | 0 | 0 | 0 | 0 | 0 | 0 | 0 | 0 | 0 | 0 | 0 | 0 | 0 | 0 | 0 | 0 | 0 | 0 | 0 | 0 | 0 | 0 | 0 | 0 | 0 | 0 | 0 | 0 | 0 | 0 | 0 | 0 | 0 | 5000000 | scaled
580-689 | 0 | 0 | 0 | 0 | 0% | 0% | 0% | 0 | 0 | 0 | 0 | 0 | 0 | 0 | 0 | 580 | 0 | 0 | 0 | 0 | 0 | 0 | 0 | 0 | 0 | 0 | 0 | 0 | 0 | 0 | 0 | 0 | 0 | 0 |  | 2845 | 580-689 | 0 | 0 | 0 | 0 | 0 | 0 | 0 | 0 | 0 | 0 | 0 | 0 | 0 | 0 | 0 | 0 | 0 | 0 | 0 | 0 | 0 | 0 | 0 | 0 | 0 | 0 | 0 | 0 | 0 | 0 | 0 | 0 | 0 | 0 | 0 | 0 | 0 | 0 | 0 | 0 | 0 | 0 | 0 | 0 | 0 | 0 | 0 | 5000000 | scaled
580-690AE | 500.0602 | 431.0102 | 0 | 69.05 | 86.19% | 0% | 13.81% | 366.1463 | 429.3178 | 51.2049 | 52.5157 | 262.4258 | 56.5146 | 83.0819 | 289.7213 | 580 | 0.0002812 | 0.0001712 | 0.0001064 | 1778307.8863 | 56.5666 | 91.0468 | 352.4468 | 201161.3563 | 323779.4455 | 1253367.0844 | 782206.981 | 109390.1508 | 112190.5607 | 560626.2694 | 664871.8377 | 87522.5184 | 128666.4509 | 448682.8685 |  | 2846 | 580-690AE | 500.0602 | 133.9138 | 70.7424 | 431.0102 | 64.8638 | 1.6924 | 0 | 0 | 0 | 69.05 | 56.5666 | 5.3617 | 0.051958 | 289.7213 | 5.3097 | 0 | 0 | 0 | 0 | 0.051958 | 352.4468 | 90.0211 | 62.7255 | 289.7213 | 27.2956 | 0 | 0 | 0 | 0 | 62.7255 | 91.0468 | 38.5311 | 7.9649 | 84.7742 | 32.2585 | 1.6924 | 0 | 0 | 0 | 6.2726 | 0.0001784 | 6.84e-05 | 3.6e-06 | 0 | 0 | 0 | 0.0001028 | 5000000 | scaled
580-691 | 0 | 0 | 0 | 0 | 0% | 0% | 0% | 0 | 0 | 0 | 0 | 0 | 0 | 0 | 0 | 580 | 0 | 0 | 0 | 0 | 0 | 0 | 0 | 0 | 0 | 0 | 0 | 0 | 0 | 0 | 0 | 0 | 0 | 0 |  | 2847 | 580-691 | 0 | 0 | 0 | 0 | 0 | 0 | 0 | 0 | 0 | 0 | 0 | 0 | 0 | 0 | 0 | 0 | 0 | 0 | 0 | 0 | 0 | 0 | 0 | 0 | 0 | 0 | 0 | 0 | 0 | 0 | 0 | 0 | 0 | 0 | 0 | 0 | 0 | 0 | 0 | 0 | 0 | 0 | 0 | 0 | 0 | 0 | 0 | 5000000 | scaled
581-391AE | 0 | 0 | 0 | 0 | 0% | 0% | 0% | 0 | 0 | 0 | 0 | 0 | 0 | 0 | 0 | 581 | 0 | 0 | 0 | 0 | 0 | 0 | 0 | 0 | 0 | 0 | 0 | 0 | 0 | 0 | 0 | 0 | 0 | 0 |  | 2848 | 581-391AE | 0 | 0 | 0 | 0 | 0 | 0 | 0 | 0 | 0 | 0 | 0 | 0 | 0 | 0 | 0 | 0 | 0 | 0 | 0 | 0 | 0 | 0 | 0 | 0 | 0 | 0 | 0 | 0 | 0 | 0 | 0 | 0 | 0 | 0 | 0 | 0 | 0 | 0 | 0 | 0 | 0 | 0 | 0 | 0 | 0 | 0 | 0 | 5000000 | scaled
581-50 | 0 | 0 | 0 | 0 | 0% | 0% | 0% | 0 | 0 | 0 | 0 | 0 | 0 | 0 | 0 | 581 | 0 | 0 | 0 | 0 | 0 | 0 | 0 | 0 | 0 | 0 | 0 | 0 | 0 | 0 | 0 | 0 | 0 | 0 |  | 2849 | 581-50 | 0 | 0 | 0 | 0 | 0 | 0 | 0 | 0 | 0 | 0 | 0 | 0 | 0 | 0 | 0 | 0 | 0 | 0 | 0 | 0 | 0 | 0 | 0 | 0 | 0 | 0 | 0 | 0 | 0 | 0 | 0 | 0 | 0 | 0 | 0 | 0 | 0 | 0 | 0 | 0 | 0 | 0 | 0 | 0 | 0 | 0 | 0 | 5000000 | scaled
582-1019AE | 0 | 0 | 0 | 0 | 0% | 0% | 0% | 0 | 0 | 0 | 0 | 0 | 0 | 0 | 0 | 582 | 0 | 0 | 0 | 0 | 0 | 0 | 0 | 0 | 0 | 0 | 0 | 0 | 0 | 0 | 0 | 0 | 0 | 0 |  | 2850 | 582-1019AE | 0 | 0 | 0 | 0 | 0 | 0 | 0 | 0 | 0 | 0 | 0 | 0 | 0 | 0 | 0 | 0 | 0 | 0 | 0 | 0 | 0 | 0 | 0 | 0 | 0 | 0 | 0 | 0 | 0 | 0 | 0 | 0 | 0 | 0 | 0 | 0 | 0 | 0 | 0 | 0 | 0 | 0 | 0 | 0 | 0 | 0 | 0 | 5000000 | scaled
583-315F | 0 | 0 | 0 | 0 | 0% | 0% | 0% | 0 | 0 | 0 | 0 | 0 | 0 | 0 | 0 | 583 | 0 | 0 | 0 | 0 | 0 | 0 | 0 | 0 | 0 | 0 | 0 | 0 | 0 | 0 | 0 | 0 | 0 | 0 |  | 2851 | 583-315F | 0 | 0 | 0 | 0 | 0 | 0 | 0 | 0 | 0 | 0 | 0 | 0 | 0 | 0 | 0 | 0 | 0 | 0 | 0 | 0 | 0 | 0 | 0 | 0 | 0 | 0 | 0 | 0 | 0 | 0 | 0 | 0 | 0 | 0 | 0 | 0 | 0 | 0 | 0 | 0 | 0 | 0 | 0 | 0 | 0 | 0 | 0 | 5000000 | scaled
583-316F | 0 | 0 | 0 | 0 | 0% | 0% | 0% | 0 | 0 | 0 | 0 | 0 | 0 | 0 | 0 | 583 | 0 | 0 | 0 | 0 | 0 | 0 | 0 | 0 | 0 | 0 | 0 | 0 | 0 | 0 | 0 | 0 | 0 | 0 |  | 2852 | 583-316F | 0 | 0 | 0 | 0 | 0 | 0 | 0 | 0 | 0 | 0 | 0 | 0 | 0 | 0 | 0 | 0 | 0 | 0 | 0 | 0 | 0 | 0 | 0 | 0 | 0 | 0 | 0 | 0 | 0 | 0 | 0 | 0 | 0 | 0 | 0 | 0 | 0 | 0 | 0 | 0 | 0 | 0 | 0 | 0 | 0 | 0 | 0 | 5000000 | scaled
583-317 | 0 | 0 | 0 | 0 | 0% | 0% | 0% | 0 | 0 | 0 | 0 | 0 | 0 | 0 | 0 | 583 | 0 | 0 | 0 | 0 | 0 | 0 | 0 | 0 | 0 | 0 | 0 | 0 | 0 | 0 | 0 | 0 | 0 | 0 |  | 2853 | 583-317 | 0 | 0 | 0 | 0 | 0 | 0 | 0 | 0 | 0 | 0 | 0 | 0 | 0 | 0 | 0 | 0 | 0 | 0 | 0 | 0 | 0 | 0 | 0 | 0 | 0 | 0 | 0 | 0 | 0 | 0 | 0 | 0 | 0 | 0 | 0 | 0 | 0 | 0 | 0 | 0 | 0 | 0 | 0 | 0 | 0 | 0 | 0 | 5000000 | scaled
583-318F | 153560.7783 | 152693.8995 | 0 | 866.8788 | 99.44% | 0% | 0.5645% | 74631.5187 | 150740.6784 | 17599.5694 | 0 | 57031.9494 | 35549.0861 | 0 | 115191.5923 | 583 | 0.0076984 | 0.0043198 | 0.0013882 | 19947103.0764 | 36009.7281 | 78.7479 | 117472.3023 | 4677560.0298 | 10229.1213 | 15259313.9253 | 18271507.8447 | 4308778.3202 | 0 | 13962729.5245 | 2031479.5698 | 479082.6393 | 0 | 1552396.9305 |  | 2854 | 583-318F | 153560.7783 | 78929.2596 | 2820.0999 | 152693.8995 | 78062.3808 | 1953.2211 | 0 | 0 | 0 | 866.8788 | 36009.7281 | 18410.1588 | 460.6421 | 116684.8237 | 18409.5065 | 459.9898 | 0 | 0 | 0 | 0.6523 | 117472.3023 | 60440.353 | 2280.71 | 116684.8237 | 59652.8743 | 1493.2313 | 0 | 0 | 0 | 787.4787 | 78.7479 | 78.7479 | 78.7479 | 0 | 0 | 0 | 0 | 0 | 0 | 78.7479 | 0.0064722 | 0.0030936 | 0.000162 | 0 | 0 | 0 | 0.0012262 | 5000000 | scaled
583-319F | 0 | 0 | 0 | 0 | 0% | 0% | 0% | 0 | 0 | 0 | 0 | 0 | 0 | 0 | 0 | 583 | 0 | 0 | 0 | 0 | 0 | 0 | 0 | 0 | 0 | 0 | 0 | 0 | 0 | 0 | 0 | 0 | 0 | 0 |  | 2855 | 583-319F | 0 | 0 | 0 | 0 | 0 | 0 | 0 | 0 | 0 | 0 | 0 | 0 | 0 | 0 | 0 | 0 | 0 | 0 | 0 | 0 | 0 | 0 | 0 | 0 | 0 | 0 | 0 | 0 | 0 | 0 | 0 | 0 | 0 | 0 | 0 | 0 | 0 | 0 | 0 | 0 | 0 | 0 | 0 | 0 | 0 | 0 | 0 | 5000000 | scaled
583-320 | 0 | 0 | 0 | 0 | 0% | 0% | 0% | 0 | 0 | 0 | 0 | 0 | 0 | 0 | 0 | 583 | 0 | 0 | 0 | 0 | 0 | 0 | 0 | 0 | 0 | 0 | 0 | 0 | 0 | 0 | 0 | 0 | 0 | 0 |  | 2856 | 583-320 | 0 | 0 | 0 | 0 | 0 | 0 | 0 | 0 | 0 | 0 | 0 | 0 | 0 | 0 | 0 | 0 | 0 | 0 | 0 | 0 | 0 | 0 | 0 | 0 | 0 | 0 | 0 | 0 | 0 | 0 | 0 | 0 | 0 | 0 | 0 | 0 | 0 | 0 | 0 | 0 | 0 | 0 | 0 | 0 | 0 | 0 | 0 | 5000000 | scaled
583-657 | 0 | 0 | 0 | 0 | 0% | 0% | 0% | 0 | 0 | 0 | 0 | 0 | 0 | 0 | 0 | 583 | 0 | 0 | 0 | 0 | 0 | 0 | 0 | 0 | 0 | 0 | 0 | 0 | 0 | 0 | 0 | 0 | 0 | 0 |  | 2857 | 583-657 | 0 | 0 | 0 | 0 | 0 | 0 | 0 | 0 | 0 | 0 | 0 | 0 | 0 | 0 | 0 | 0 | 0 | 0 | 0 | 0 | 0 | 0 | 0 | 0 | 0 | 0 | 0 | 0 | 0 | 0 | 0 | 0 | 0 | 0 | 0 | 0 | 0 | 0 | 0 | 0 | 0 | 0 | 0 | 0 | 0 | 0 | 0 | 5000000 | scaled
583-658F | 0 | 0 | 0 | 0 | 0% | 0% | 0% | 0 | 0 | 0 | 0 | 0 | 0 | 0 | 0 | 583 | 0 | 0 | 0 | 0 | 0 | 0 | 0 | 0 | 0 | 0 | 0 | 0 | 0 | 0 | 0 | 0 | 0 | 0 |  | 2858 | 583-658F | 0 | 0 | 0 | 0 | 0 | 0 | 0 | 0 | 0 | 0 | 0 | 0 | 0 | 0 | 0 | 0 | 0 | 0 | 0 | 0 | 0 | 0 | 0 | 0 | 0 | 0 | 0 | 0 | 0 | 0 | 0 | 0 | 0 | 0 | 0 | 0 | 0 | 0 | 0 | 0 | 0 | 0 | 0 | 0 | 0 | 0 | 0 | 5000000 | scaled
583-659F | 0 | 0 | 0 | 0 | 0% | 0% | 0% | 0 | 0 | 0 | 0 | 0 | 0 | 0 | 0 | 583 | 0 | 0 | 0 | 0 | 0 | 0 | 0 | 0 | 0 | 0 | 0 | 0 | 0 | 0 | 0 | 0 | 0 | 0 |  | 2859 | 583-659F | 0 | 0 | 0 | 0 | 0 | 0 | 0 | 0 | 0 | 0 | 0 | 0 | 0 | 0 | 0 | 0 | 0 | 0 | 0 | 0 | 0 | 0 | 0 | 0 | 0 | 0 | 0 | 0 | 0 | 0 | 0 | 0 | 0 | 0 | 0 | 0 | 0 | 0 | 0 | 0 | 0 | 0 | 0 | 0 | 0 | 0 | 0 | 5000000 | scaled
584-23 | 0 | 0 | 0 | 0 | 0% | 0% | 0% | 0 | 0 | 0 | 0 | 0 | 0 | 0 | 0 | 584 | 0 | 0 | 0 | 0 | 0 | 0 | 0 | 0 | 0 | 0 | 0 | 0 | 0 | 0 | 0 | 0 | 0 | 0 |  | 2860 | 584-23 | 0 | 0 | 0 | 0 | 0 | 0 | 0 | 0 | 0 | 0 | 0 | 0 | 0 | 0 | 0 | 0 | 0 | 0 | 0 | 0 | 0 | 0 | 0 | 0 | 0 | 0 | 0 | 0 | 0 | 0 | 0 | 0 | 0 | 0 | 0 | 0 | 0 | 0 | 0 | 0 | 0 | 0 | 0 | 0 | 0 | 0 | 0 | 5000000 | scaled
584-24F | 0 | 0 | 0 | 0 | 0% | 0% | 0% | 0 | 0 | 0 | 0 | 0 | 0 | 0 | 0 | 584 | 0 | 0 | 0 | 0 | 0 | 0 | 0 | 0 | 0 | 0 | 0 | 0 | 0 | 0 | 0 | 0 | 0 | 0 |  | 2861 | 584-24F | 0 | 0 | 0 | 0 | 0 | 0 | 0 | 0 | 0 | 0 | 0 | 0 | 0 | 0 | 0 | 0 | 0 | 0 | 0 | 0 | 0 | 0 | 0 | 0 | 0 | 0 | 0 | 0 | 0 | 0 | 0 | 0 | 0 | 0 | 0 | 0 | 0 | 0 | 0 | 0 | 0 | 0 | 0 | 0 | 0 | 0 | 0 | 5000000 | scaled
584-26F | 0 | 0 | 0 | 0 | 0% | 0% | 0% | 0 | 0 | 0 | 0 | 0 | 0 | 0 | 0 | 584 | 0 | 0 | 0 | 0 | 0 | 0 | 0 | 0 | 0 | 0 | 0 | 0 | 0 | 0 | 0 | 0 | 0 | 0 |  | 2862 | 584-26F | 0 | 0 | 0 | 0 | 0 | 0 | 0 | 0 | 0 | 0 | 0 | 0 | 0 | 0 | 0 | 0 | 0 | 0 | 0 | 0 | 0 | 0 | 0 | 0 | 0 | 0 | 0 | 0 | 0 | 0 | 0 | 0 | 0 | 0 | 0 | 0 | 0 | 0 | 0 | 0 | 0 | 0 | 0 | 0 | 0 | 0 | 0 | 5000000 | scaled
584-550F | 0 | 0 | 0 | 0 | 0% | 0% | 0% | 0 | 0 | 0 | 0 | 0 | 0 | 0 | 0 | 584 | 0 | 0 | 0 | 0 | 0 | 0 | 0 | 0 | 0 | 0 | 0 | 0 | 0 | 0 | 0 | 0 | 0 | 0 |  | 2863 | 584-550F | 0 | 0 | 0 | 0 | 0 | 0 | 0 | 0 | 0 | 0 | 0 | 0 | 0 | 0 | 0 | 0 | 0 | 0 | 0 | 0 | 0 | 0 | 0 | 0 | 0 | 0 | 0 | 0 | 0 | 0 | 0 | 0 | 0 | 0 | 0 | 0 | 0 | 0 | 0 | 0 | 0 | 0 | 0 | 0 | 0 | 0 | 0 | 5000000 | scaled
584-551F | 0 | 0 | 0 | 0 | 0% | 0% | 0% | 0 | 0 | 0 | 0 | 0 | 0 | 0 | 0 | 584 | 0 | 0 | 0 | 0 | 0 | 0 | 0 | 0 | 0 | 0 | 0 | 0 | 0 | 0 | 0 | 0 | 0 | 0 |  | 2864 | 584-551F | 0 | 0 | 0 | 0 | 0 | 0 | 0 | 0 | 0 | 0 | 0 | 0 | 0 | 0 | 0 | 0 | 0 | 0 | 0 | 0 | 0 | 0 | 0 | 0 | 0 | 0 | 0 | 0 | 0 | 0 | 0 | 0 | 0 | 0 | 0 | 0 | 0 | 0 | 0 | 0 | 0 | 0 | 0 | 0 | 0 | 0 | 0 | 5000000 | scaled
585-20F | 0 | 0 | 0 | 0 | 0% | 0% | 0% | 0 | 0 | 0 | 0 | 0 | 0 | 0 | 0 | 585 | 0 | 0 | 0 | 0 | 0 | 0 | 0 | 0 | 0 | 0 | 0 | 0 | 0 | 0 | 0 | 0 | 0 | 0 |  | 2865 | 585-20F | 0 | 0 | 0 | 0 | 0 | 0 | 0 | 0 | 0 | 0 | 0 | 0 | 0 | 0 | 0 | 0 | 0 | 0 | 0 | 0 | 0 | 0 | 0 | 0 | 0 | 0 | 0 | 0 | 0 | 0 | 0 | 0 | 0 | 0 | 0 | 0 | 0 | 0 | 0 | 0 | 0 | 0 | 0 | 0 | 0 | 0 | 0 | 5000000 | scaled
588-15 | 0 | 0 | 0 | 0 | 0% | 0% | 0% | 0 | 0 | 0 | 0 | 0 | 0 | 0 | 0 | 588 | 0 | 0 | 0 | 0 | 0 | 0 | 0 | 0 | 0 | 0 | 0 | 0 | 0 | 0 | 0 | 0 | 0 | 0 |  | 2866 | 588-15 | 0 | 0 | 0 | 0 | 0 | 0 | 0 | 0 | 0 | 0 | 0 | 0 | 0 | 0 | 0 | 0 | 0 | 0 | 0 | 0 | 0 | 0 | 0 | 0 | 0 | 0 | 0 | 0 | 0 | 0 | 0 | 0 | 0 | 0 | 0 | 0 | 0 | 0 | 0 | 0 | 0 | 0 | 0 | 0 | 0 | 0 | 0 | 5000000 | scaled
588-17 | 0 | 0 | 0 | 0 | 0% | 0% | 0% | 0 | 0 | 0 | 0 | 0 | 0 | 0 | 0 | 588 | 0 | 0 | 0 | 0 | 0 | 0 | 0 | 0 | 0 | 0 | 0 | 0 | 0 | 0 | 0 | 0 | 0 | 0 |  | 2867 | 588-17 | 0 | 0 | 0 | 0 | 0 | 0 | 0 | 0 | 0 | 0 | 0 | 0 | 0 | 0 | 0 | 0 | 0 | 0 | 0 | 0 | 0 | 0 | 0 | 0 | 0 | 0 | 0 | 0 | 0 | 0 | 0 | 0 | 0 | 0 | 0 | 0 | 0 | 0 | 0 | 0 | 0 | 0 | 0 | 0 | 0 | 0 | 0 | 5000000 | scaled
588-18AE | 0 | 0 | 0 | 0 | 0% | 0% | 0% | 0 | 0 | 0 | 0 | 0 | 0 | 0 | 0 | 588 | 0 | 0 | 0 | 0 | 0 | 0 | 0 | 0 | 0 | 0 | 0 | 0 | 0 | 0 | 0 | 0 | 0 | 0 |  | 2868 | 588-18AE | 0 | 0 | 0 | 0 | 0 | 0 | 0 | 0 | 0 | 0 | 0 | 0 | 0 | 0 | 0 | 0 | 0 | 0 | 0 | 0 | 0 | 0 | 0 | 0 | 0 | 0 | 0 | 0 | 0 | 0 | 0 | 0 | 0 | 0 | 0 | 0 | 0 | 0 | 0 | 0 | 0 | 0 | 0 | 0 | 0 | 0 | 0 | 5000000 | scaled
588-20 | 0 | 0 | 0 | 0 | 0% | 0% | 0% | 0 | 0 | 0 | 0 | 0 | 0 | 0 | 0 | 588 | 0 | 0 | 0 | 0 | 0 | 0 | 0 | 0 | 0 | 0 | 0 | 0 | 0 | 0 | 0 | 0 | 0 | 0 |  | 2869 | 588-20 | 0 | 0 | 0 | 0 | 0 | 0 | 0 | 0 | 0 | 0 | 0 | 0 | 0 | 0 | 0 | 0 | 0 | 0 | 0 | 0 | 0 | 0 | 0 | 0 | 0 | 0 | 0 | 0 | 0 | 0 | 0 | 0 | 0 | 0 | 0 | 0 | 0 | 0 | 0 | 0 | 0 | 0 | 0 | 0 | 0 | 0 | 0 | 5000000 | scaled
588-21 | 0 | 0 | 0 | 0 | 0% | 0% | 0% | 0 | 0 | 0 | 0 | 0 | 0 | 0 | 0 | 588 | 0 | 0 | 0 | 0 | 0 | 0 | 0 | 0 | 0 | 0 | 0 | 0 | 0 | 0 | 0 | 0 | 0 | 0 |  | 2870 | 588-21 | 0 | 0 | 0 | 0 | 0 | 0 | 0 | 0 | 0 | 0 | 0 | 0 | 0 | 0 | 0 | 0 | 0 | 0 | 0 | 0 | 0 | 0 | 0 | 0 | 0 | 0 | 0 | 0 | 0 | 0 | 0 | 0 | 0 | 0 | 0 | 0 | 0 | 0 | 0 | 0 | 0 | 0 | 0 | 0 | 0 | 0 | 0 | 5000000 | scaled
588-22 | 0 | 0 | 0 | 0 | 0% | 0% | 0% | 0 | 0 | 0 | 0 | 0 | 0 | 0 | 0 | 588 | 0 | 0 | 0 | 0 | 0 | 0 | 0 | 0 | 0 | 0 | 0 | 0 | 0 | 0 | 0 | 0 | 0 | 0 |  | 2871 | 588-22 | 0 | 0 | 0 | 0 | 0 | 0 | 0 | 0 | 0 | 0 | 0 | 0 | 0 | 0 | 0 | 0 | 0 | 0 | 0 | 0 | 0 | 0 | 0 | 0 | 0 | 0 | 0 | 0 | 0 | 0 | 0 | 0 | 0 | 0 | 0 | 0 | 0 | 0 | 0 | 0 | 0 | 0 | 0 | 0 | 0 | 0 | 0 | 5000000 | scaled
589-56AE | 0 | 0 | 0 | 0 | 0% | 0% | 0% | 0 | 0 | 0 | 0 | 0 | 0 | 0 | 0 | 589 | 0 | 0 | 0 | 0 | 0 | 0 | 0 | 0 | 0 | 0 | 0 | 0 | 0 | 0 | 0 | 0 | 0 | 0 |  | 2872 | 589-56AE | 0 | 0 | 0 | 0 | 0 | 0 | 0 | 0 | 0 | 0 | 0 | 0 | 0 | 0 | 0 | 0 | 0 | 0 | 0 | 0 | 0 | 0 | 0 | 0 | 0 | 0 | 0 | 0 | 0 | 0 | 0 | 0 | 0 | 0 | 0 | 0 | 0 | 0 | 0 | 0 | 0 | 0 | 0 | 0 | 0 | 0 | 0 | 5000000 | scaled
589-57AE | 0 | 0 | 0 | 0 | 0% | 0% | 0% | 0 | 0 | 0 | 0 | 0 | 0 | 0 | 0 | 589 | 0 | 0 | 0 | 0 | 0 | 0 | 0 | 0 | 0 | 0 | 0 | 0 | 0 | 0 | 0 | 0 | 0 | 0 |  | 2873 | 589-57AE | 0 | 0 | 0 | 0 | 0 | 0 | 0 | 0 | 0 | 0 | 0 | 0 | 0 | 0 | 0 | 0 | 0 | 0 | 0 | 0 | 0 | 0 | 0 | 0 | 0 | 0 | 0 | 0 | 0 | 0 | 0 | 0 | 0 | 0 | 0 | 0 | 0 | 0 | 0 | 0 | 0 | 0 | 0 | 0 | 0 | 0 | 0 | 5000000 | scaled
589-58 | 0 | 0 | 0 | 0 | 0% | 0% | 0% | 0 | 0 | 0 | 0 | 0 | 0 | 0 | 0 | 589 | 0 | 0 | 0 | 0 | 0 | 0 | 0 | 0 | 0 | 0 | 0 | 0 | 0 | 0 | 0 | 0 | 0 | 0 |  | 2874 | 589-58 | 0 | 0 | 0 | 0 | 0 | 0 | 0 | 0 | 0 | 0 | 0 | 0 | 0 | 0 | 0 | 0 | 0 | 0 | 0 | 0 | 0 | 0 | 0 | 0 | 0 | 0 | 0 | 0 | 0 | 0 | 0 | 0 | 0 | 0 | 0 | 0 | 0 | 0 | 0 | 0 | 0 | 0 | 0 | 0 | 0 | 0 | 0 | 5000000 | scaled
59-465 | 77379.0475 | 49897.8647 | 21754.2923 | 5726.8904 | 64.48% | 28.11% | 7.401% | 37074.3411 | 69525.7964 | 5935.9062 | 10341.1553 | 20797.2797 | 10730.9715 | 20996.2652 | 37798.5597 | 59 | 0.036127 | 0.021507 | 0.0095208 | 2141861.9732 | 10878.4566 | 22904.5077 | 43596.0832 | 301117.0758 | 633999.7141 | 1206745.1833 | 1873992.5047 | 300041.5745 | 522713.1991 | 1051237.731 | 824852.0222 | 127311.933 | 249099.0784 | 448441.0109 |  | 2875 | 59-465 | 77379.0475 | 40304.7064 | 7853.2511 | 49897.8647 | 22614.7855 | 673.8116 | 21754.2923 | 11963.0305 | 1452.5491 | 5726.8904 | 10878.4566 | 4942.5504 | 147.4851 | 36629.2697 | 4923.2785 | 141.3591 | 27.2089 | 14.9626 | 1.8168 | 4.3093 | 43596.0832 | 22798.8036 | 5797.5235 | 36629.2697 | 16626.1487 | 477.3624 | 1764.467 | 970.3084 | 117.8147 | 5202.3465 | 22904.5077 | 12563.3524 | 1908.2425 | 2421.6566 | 1065.3583 | 55.0902 | 19962.6164 | 10977.7594 | 1332.9177 | 520.2346 | 0.01718 | 0.0072898 | 0.0003794 | 0.010895 | 0.0061656 | 0.0010894 | 0.008052 | 5000000 | scaled
59-466 | 0 | 0 | 0 | 0 | 0% | 0% | 0% | 0 | 0 | 0 | 0 | 0 | 0 | 0 | 0 | 59 | 0 | 0 | 0 | 0 | 0 | 0 | 0 | 0 | 0 | 0 | 0 | 0 | 0 | 0 | 0 | 0 | 0 | 0 |  | 2876 | 59-466 | 0 | 0 | 0 | 0 | 0 | 0 | 0 | 0 | 0 | 0 | 0 | 0 | 0 | 0 | 0 | 0 | 0 | 0 | 0 | 0 | 0 | 0 | 0 | 0 | 0 | 0 | 0 | 0 | 0 | 0 | 0 | 0 | 0 | 0 | 0 | 0 | 0 | 0 | 0 | 0 | 0 | 0 | 0 | 0 | 0 | 0 | 0 | 5000000 | scaled
59-467 | 21641.0292 | 0 | 21641.0292 | 0 | 0% | 100% | 0% | 3472.0519 | 7181.8142 | 4.6623 | 3178.7808 | 288.6089 | 9.6438 | 6575.1934 | 596.9771 | 59 | 0.010913 | 0.010913 | 0.010913 | 1983123.1071 | 29.0597 | 19813.0929 | 1798.8766 | 2662.9461 | 1815616.161 | 164844 | 1664954.024 | 2235.7073 | 1524321.6231 | 138396.6937 | 1325001.8318 | 1779.218 | 1213083.9133 | 110138.7005 |  | 2877 | 59-467 | 21641.0292 | 18168.9773 | 14459.215 | 0 | 0 | 0 | 21641.0292 | 18168.9773 | 14459.215 | 0 | 29.0597 | 24.3974 | 19.4159 | 0 | 0 | 0 | 29.0597 | 24.3974 | 19.4159 | 0 | 1798.8766 | 1510.2678 | 1201.8996 | 0 | 0 | 0 | 1798.8766 | 1510.2678 | 1201.8996 | 0 | 19813.0929 | 16634.3121 | 13237.8995 | 0 | 0 | 0 | 19813.0929 | 16634.3121 | 13237.8995 | 0 | 0 | 0 | 0 | 0.010913 | 0.010913 | 0.010913 | 0 | 5000000 | scaled
59-802 | 0 | 0 | 0 | 0 | 0% | 0% | 0% | 0 | 0 | 0 | 0 | 0 | 0 | 0 | 0 | 59 | 0 | 0 | 0 | 0 | 0 | 0 | 0 | 0 | 0 | 0 | 0 | 0 | 0 | 0 | 0 | 0 | 0 | 0 |  | 2878 | 59-802 | 0 | 0 | 0 | 0 | 0 | 0 | 0 | 0 | 0 | 0 | 0 | 0 | 0 | 0 | 0 | 0 | 0 | 0 | 0 | 0 | 0 | 0 | 0 | 0 | 0 | 0 | 0 | 0 | 0 | 0 | 0 | 0 | 0 | 0 | 0 | 0 | 0 | 0 | 0 | 0 | 0 | 0 | 0 | 0 | 0 | 0 | 0 | 5000000 | scaled
59-816F | 52162.6394 | 0 | 52162.6394 | 0 | 0% | 100% | 0% | 8325.7871 | 17313.0864 | 9.8854 | 7637.7941 | 678.1075 | 20.5563 | 15882.4372 | 1410.0929 | 59 | 0.010882 | 0.010882 | 0.010882 | 4793567.1858 | 61.9341 | 47852.233 | 4248.4724 | 5691.5298 | 4397455.656 | 390420 | 4028455.9855 | 4783.0929 | 3695568.6385 | 328104.2541 | 3202554.0822 | 3802.4776 | 2937914.2957 | 260837.3089 |  | 2879 | 59-816F | 52162.6394 | 43836.8523 | 34849.553 | 0 | 0 | 0 | 52162.6394 | 43836.8523 | 34849.553 | 0 | 61.9341 | 52.0487 | 41.3778 | 0 | 0 | 0 | 61.9341 | 52.0487 | 41.3778 | 0 | 4248.4724 | 3570.3649 | 2838.3794 | 0 | 0 | 0 | 4248.4724 | 3570.3649 | 2838.3794 | 0 | 47852.233 | 40214.4388 | 31969.7958 | 0 | 0 | 0 | 47852.233 | 40214.4388 | 31969.7958 | 0 | 0 | 0 | 0 | 0.010882 | 0.010882 | 0.010882 | 0 | 5000000 | scaled
593-26 | 0 | 0 | 0 | 0 | 0% | 0% | 0% | 0 | 0 | 0 | 0 | 0 | 0 | 0 | 0 | 593 | 0 | 0 | 0 | 0 | 0 | 0 | 0 | 0 | 0 | 0 | 0 | 0 | 0 | 0 | 0 | 0 | 0 | 0 |  | 2880 | 593-26 | 0 | 0 | 0 | 0 | 0 | 0 | 0 | 0 | 0 | 0 | 0 | 0 | 0 | 0 | 0 | 0 | 0 | 0 | 0 | 0 | 0 | 0 | 0 | 0 | 0 | 0 | 0 | 0 | 0 | 0 | 0 | 0 | 0 | 0 | 0 | 0 | 0 | 0 | 0 | 0 | 0 | 0 | 0 | 0 | 0 | 0 | 0 | 5000000 | scaled
593-27 | 0 | 0 | 0 | 0 | 0% | 0% | 0% | 0 | 0 | 0 | 0 | 0 | 0 | 0 | 0 | 593 | 0 | 0 | 0 | 0 | 0 | 0 | 0 | 0 | 0 | 0 | 0 | 0 | 0 | 0 | 0 | 0 | 0 | 0 |  | 2881 | 593-27 | 0 | 0 | 0 | 0 | 0 | 0 | 0 | 0 | 0 | 0 | 0 | 0 | 0 | 0 | 0 | 0 | 0 | 0 | 0 | 0 | 0 | 0 | 0 | 0 | 0 | 0 | 0 | 0 | 0 | 0 | 0 | 0 | 0 | 0 | 0 | 0 | 0 | 0 | 0 | 0 | 0 | 0 | 0 | 0 | 0 | 0 | 0 | 5000000 | scaled
593-8 | 0 | 0 | 0 | 0 | 0% | 0% | 0% | 0 | 0 | 0 | 0 | 0 | 0 | 0 | 0 | 593 | 0 | 0 | 0 | 0 | 0 | 0 | 0 | 0 | 0 | 0 | 0 | 0 | 0 | 0 | 0 | 0 | 0 | 0 |  | 2882 | 593-8 | 0 | 0 | 0 | 0 | 0 | 0 | 0 | 0 | 0 | 0 | 0 | 0 | 0 | 0 | 0 | 0 | 0 | 0 | 0 | 0 | 0 | 0 | 0 | 0 | 0 | 0 | 0 | 0 | 0 | 0 | 0 | 0 | 0 | 0 | 0 | 0 | 0 | 0 | 0 | 0 | 0 | 0 | 0 | 0 | 0 | 0 | 0 | 5000000 | scaled
593-9 | 0 | 0 | 0 | 0 | 0% | 0% | 0% | 0 | 0 | 0 | 0 | 0 | 0 | 0 | 0 | 593 | 0 | 0 | 0 | 0 | 0 | 0 | 0 | 0 | 0 | 0 | 0 | 0 | 0 | 0 | 0 | 0 | 0 | 0 |  | 2883 | 593-9 | 0 | 0 | 0 | 0 | 0 | 0 | 0 | 0 | 0 | 0 | 0 | 0 | 0 | 0 | 0 | 0 | 0 | 0 | 0 | 0 | 0 | 0 | 0 | 0 | 0 | 0 | 0 | 0 | 0 | 0 | 0 | 0 | 0 | 0 | 0 | 0 | 0 | 0 | 0 | 0 | 0 | 0 | 0 | 0 | 0 | 0 | 0 | 5000000 | scaled
595-478 | 0 | 0 | 0 | 0 | 0% | 0% | 0% | 0 | 0 | 0 | 0 | 0 | 0 | 0 | 0 | 595 | 0 | 0 | 0 | 0 | 0 | 0 | 0 | 0 | 0 | 0 | 0 | 0 | 0 | 0 | 0 | 0 | 0 | 0 |  | 2884 | 595-478 | 0 | 0 | 0 | 0 | 0 | 0 | 0 | 0 | 0 | 0 | 0 | 0 | 0 | 0 | 0 | 0 | 0 | 0 | 0 | 0 | 0 | 0 | 0 | 0 | 0 | 0 | 0 | 0 | 0 | 0 | 0 | 0 | 0 | 0 | 0 | 0 | 0 | 0 | 0 | 0 | 0 | 0 | 0 | 0 | 0 | 0 | 0 | 5000000 | scaled
595-500 | 238236.4394 | 71012.7975 | 165556.4857 | 1667.1562 | 29.81% | 69.49% | 0.6998% | 110654.2485 | 225171.0275 | 13412.06 | 67066.474 | 30175.7145 | 25903.184 | 139634.6776 | 59633.1659 | 595 | 0.021896 | 0.0127 | 0.0038306 | 10880363.5086 | 26013.1219 | 149583.8915 | 62639.426 | 1188030.776 | 6831562.4566 | 2860770.276 | 10046000.0063 | 1217644.6629 | 6088783.8241 | 2739571.5193 | 3410800.3705 | 392371.0378 | 2115130.0649 | 903299.2678 |  | 2885 | 595-500 | 238236.4394 | 127582.1909 | 13065.4119 | 71012.7975 | 34439.4253 | 354.8448 | 165556.4857 | 91475.6094 | 11043.4109 | 1667.1562 | 26013.1219 | 12601.0618 | 109.9378 | 41048.5866 | 12491.9867 | 95.6667 | 195.1385 | 107.8207 | 13.0167 | 1.2545 | 62639.426 | 32463.7115 | 3006.2601 | 41048.5866 | 19856.3684 | 152.613 | 20076.3833 | 11092.8871 | 1339.191 | 1514.4561 | 149583.8915 | 82517.4175 | 9949.214 | 4147.482 | 2091.0702 | 106.5651 | 145284.9639 | 80274.9017 | 9691.2033 | 151.4456 | 0.0056032 | 0.0024432 | 0.000128 | 0.013989 | 0.0079528 | 0.0013988 | 0.0023038 | 5000000 | scaled
596-1996F | 0 | 0 | 0 | 0 | 0% | 0% | 0% | 0 | 0 | 0 | 0 | 0 | 0 | 0 | 0 | 596 | 0 | 0 | 0 | 0 | 0 | 0 | 0 | 0 | 0 | 0 | 0 | 0 | 0 | 0 | 0 | 0 | 0 | 0 |  | 2886 | 596-1996F | 0 | 0 | 0 | 0 | 0 | 0 | 0 | 0 | 0 | 0 | 0 | 0 | 0 | 0 | 0 | 0 | 0 | 0 | 0 | 0 | 0 | 0 | 0 | 0 | 0 | 0 | 0 | 0 | 0 | 0 | 0 | 0 | 0 | 0 | 0 | 0 | 0 | 0 | 0 | 0 | 0 | 0 | 0 | 0 | 0 | 0 | 0 | 5000000 | scaled
597-592 | 0 | 0 | 0 | 0 | 0% | 0% | 0% | 0 | 0 | 0 | 0 | 0 | 0 | 0 | 0 | 597 | 0 | 0 | 0 | 0 | 0 | 0 | 0 | 0 | 0 | 0 | 0 | 0 | 0 | 0 | 0 | 0 | 0 | 0 |  | 2887 | 597-592 | 0 | 0 | 0 | 0 | 0 | 0 | 0 | 0 | 0 | 0 | 0 | 0 | 0 | 0 | 0 | 0 | 0 | 0 | 0 | 0 | 0 | 0 | 0 | 0 | 0 | 0 | 0 | 0 | 0 | 0 | 0 | 0 | 0 | 0 | 0 | 0 | 0 | 0 | 0 | 0 | 0 | 0 | 0 | 0 | 0 | 0 | 0 | 5000000 | scaled
597-595 | 18774393.9857 | 17938778.6421 | 823747.1843 | 11868.1593 | 95.55% | 4.388% | 0.06321% | 10417756.081 | 18333237.0835 | 2332475.7895 | 331499.5331 | 7753780.7584 | 4077915.6461 | 688377.9001 | 13566943.5373 | 597 | 0.15307 | 0.087972 | 0.026571 | 122655707.4519 | 4160622.2445 | 755707.8705 | 13858063.8706 | 27181919.4393 | 4937143.8332 | 90536644.1793 | 94992019.1051 | 21268167.8313 | 3022705.6321 | 70701145.6417 | 16602821.9333 | 3693014.3337 | 623404.1291 | 12286403.4705 |  | 2888 | 597-595 | 18774393.9857 | 8356637.9047 | 441156.9022 | 17938778.6421 | 7881843.6724 | 356419.1538 | 823747.1843 | 462926.073 | 72869.589 | 11868.1593 | 4160622.2445 | 1828146.455 | 82706.5984 | 13771816.2921 | 1827414.0953 | 82583.7923 | 1287.296 | 723.4293 | 113.8756 | 8.9304 | 13858063.8706 | 6104283.1122 | 291120.3333 | 13771816.2921 | 6051091.6618 | 273663.3693 | 75466.4613 | 42410.3332 | 6675.8468 | 10781.1172 | 755707.8705 | 424208.3375 | 67329.9705 | 7636.3318 | 3337.9153 | 171.9922 | 746993.427 | 419792.3104 | 66079.8665 | 1078.1117 | 0.050052 | 0.022263 | 0.0011636 | 0.086229 | 0.048924 | 0.008623 | 0.016785 | 5000000 | scaled
59-1189F | 9345.5195 | 0 | 9345.5195 | 0 | 0% | 100% | 0% | 1499.5614 | 3101.5034 | 3.6054 | 1339.2562 | 156.6997 | 7.457 | 2769.9484 | 324.098 | 59 | 0.010893 | 0.010893 | 0.010893 | 857938.0824 | 22.4695 | 8346.4708 | 976.5792 | 2062.7484 | 766223.334 | 89652 | 720275.2369 | 1731.7643 | 643276.834 | 75266.6385 | 573213.6388 | 1378.1828 | 511936.3209 | 59899.1352 |  | 2889 | 59-1189F | 9345.5195 | 7845.9582 | 6244.0162 | 0 | 0 | 0 | 9345.5195 | 7845.9582 | 6244.0162 | 0 | 22.4695 | 18.8641 | 15.0125 | 0 | 0 | 0 | 22.4695 | 18.8641 | 15.0125 | 0 | 976.5792 | 819.8795 | 652.4813 | 0 | 0 | 0 | 976.5792 | 819.8795 | 652.4813 | 0 | 8346.4708 | 7007.2146 | 5576.5223 | 0 | 0 | 0 | 8346.4708 | 7007.2146 | 5576.5223 | 0 | 0 | 0 | 0 | 0.010893 | 0.010893 | 0.010893 | 0 | 5000000 | scaled
59-1190F | 22661.0277 | 0 | 22661.0277 | 0 | 0% | 100% | 0% | 3544.6474 | 7450.8646 | 4.4283 | 3248.174 | 292.0451 | 9.3082 | 6827.6762 | 613.8802 | 59 | 0.0074206 | 0.0074206 | 0.0074206 | 3053799.9217 | 28.31 | 20765.6651 | 1867.0526 | 3815.0497 | 2798380.872 | 251604 | 2576123.2699 | 3218.298 | 2360656.974 | 212247.9978 | 2049721.4596 | 2560.675 | 1878283.2774 | 168877.5072 |  | 2890 | 59-1190F | 22661.0277 | 19116.3803 | 15210.1631 | 0 | 0 | 0 | 22661.0277 | 19116.3803 | 15210.1631 | 0 | 28.31 | 23.8817 | 19.0017 | 0 | 0 | 0 | 28.31 | 23.8817 | 19.0017 | 0 | 1867.0526 | 1575.0075 | 1253.1724 | 0 | 0 | 0 | 1867.0526 | 1575.0075 | 1253.1724 | 0 | 20765.6651 | 17517.4911 | 13937.9889 | 0 | 0 | 0 | 20765.6651 | 17517.4911 | 13937.9889 | 0 | 0 | 0 | 0 | 0.0074206 | 0.0074206 | 0.0074206 | 0 | 5000000 | scaled
59-1191 | 0 | 0 | 0 | 0 | 0% | 0% | 0% | 0 | 0 | 0 | 0 | 0 | 0 | 0 | 0 | 59 | 0 | 0 | 0 | 0 | 0 | 0 | 0 | 0 | 0 | 0 | 0 | 0 | 0 | 0 | 0 | 0 | 0 | 0 |  | 2891 | 59-1191 | 0 | 0 | 0 | 0 | 0 | 0 | 0 | 0 | 0 | 0 | 0 | 0 | 0 | 0 | 0 | 0 | 0 | 0 | 0 | 0 | 0 | 0 | 0 | 0 | 0 | 0 | 0 | 0 | 0 | 0 | 0 | 0 | 0 | 0 | 0 | 0 | 0 | 0 | 0 | 0 | 0 | 0 | 0 | 0 | 0 | 0 | 0 | 5000000 | scaled
59-1196 | 2572.8921 | 0 | 2572.8921 | 0 | 0% | 100% | 0% | 402.4172 | 845.87 | 2.7905 | 339.7895 | 59.8372 | 5.8655 | 714.2284 | 125.7761 | 59 | 0.0074528 | 0.0074528 | 0.0074528 | 345224.8994 | 17.8412 | 2172.4764 | 382.5746 | 2393.8919 | 291498.0075 | 51333 | 291229.4671 | 2019.4716 | 245905.8125 | 43304.183 | 231727.9522 | 1606.8704 | 195664.4392 | 34456.6426 |  | 2892 | 59-1196 | 2572.8921 | 2170.475 | 1727.0221 | 0 | 0 | 0 | 2572.8921 | 2170.475 | 1727.0221 | 0 | 17.8412 | 15.0507 | 11.9757 | 0 | 0 | 0 | 17.8412 | 15.0507 | 11.9757 | 0 | 382.5746 | 322.7374 | 256.7985 | 0 | 0 | 0 | 382.5746 | 322.7374 | 256.7985 | 0 | 2172.4764 | 1832.6868 | 1458.2479 | 0 | 0 | 0 | 2172.4764 | 1832.6868 | 1458.2479 | 0 | 0 | 0 | 0 | 0.0074528 | 0.0074528 | 0.0074528 | 0 | 5000000 | scaled
59-24R | 38168.689 | 0 | 38168.689 | 0 | 0% | 100% | 0% | 5977.609 | 12547.427 | 7.4524 | 5432.9465 | 537.2101 | 15.6431 | 11404.1416 | 1127.6423 | 59 | 0.0074248 | 0.0074248 | 0.0074248 | 5140702.642 | 47.5856 | 34690.8681 | 3430.2353 | 6409.0075 | 4672296.6345 | 461997 | 4335615.7666 | 5405.291 | 3940566.9547 | 389643.5209 | 3450767.9625 | 4302.1352 | 3136343.932 | 310121.8953 |  | 2893 | 59-24R | 38168.689 | 32191.0799 | 25621.262 | 0 | 0 | 0 | 38168.689 | 32191.0799 | 25621.262 | 0 | 47.5856 | 40.1332 | 31.9425 | 0 | 0 | 0 | 47.5856 | 40.1332 | 31.9425 | 0 | 3430.2353 | 2893.0252 | 2302.593 | 0 | 0 | 0 | 3430.2353 | 2893.0252 | 2302.593 | 0 | 34690.8681 | 29257.9215 | 23286.7264 | 0 | 0 | 0 | 34690.8681 | 29257.9215 | 23286.7264 | 0 | 0 | 0 | 0 | 0.0074248 | 0.0074248 | 0.0074248 | 0 | 5000000 | scaled
59-464AE | 7434.4636 | 1910.8447 | 4774.7256 | 748.8932 | 25.7% | 64.22% | 10.07% | 3329.7778 | 6166.7463 | 207.2926 | 2147.2156 | 975.2696 | 297.3915 | 4357.3496 | 1512.0052 | 59 | 0.014091 | 0.008028 | 0.0021764 | 527596.1989 | 338.245 | 4722.5477 | 2373.6709 | 24003.9889 | 335141.6245 | 168450.5856 | 511296.1865 | 31830.3325 | 329710.6301 | 149755.2239 | 582483.5805 | 28090.2857 | 411575.9699 | 142817.3249 |  | 2894 | 59-464AE | 7434.4636 | 4104.6858 | 1267.7173 | 1910.8447 | 733.5179 | 200.0245 | 4774.7256 | 2622.2746 | 318.7995 | 748.8932 | 338.245 | 130.9524 | 40.8535 | 1283.2965 | 128.0746 | 40.0086 | 4.2139 | 2.3143 | 0.28135 | 0.56352 | 2373.6709 | 1398.4013 | 861.6657 | 1283.2965 | 492.889 | 153.986 | 410.0746 | 225.2126 | 27.3799 | 680.2998 | 4722.5477 | 2575.3321 | 365.1981 | 294.0806 | 112.5544 | 6.0299 | 4360.4371 | 2394.7477 | 291.1382 | 68.03 | 0.0021414 | 0.00082 | 4.32e-05 | 0.010907 | 0.0061656 | 0.0010908 | 0.0010424 | 5000000 | scaled
59-803F | 5949.9229 | 0 | 5949.9229 | 0 | 0% | 100% | 0% | 930.7243 | 1956.287 | 1.9797 | 845.2476 | 83.497 | 4.1612 | 1776.6237 | 175.502 | 59 | 0.0074574 | 0.0074574 | 0.0074574 | 797854.8722 | 12.656 | 5403.4886 | 533.7783 | 1697.1107 | 724580.7615 | 71577 | 673049.4033 | 1431.638 | 611237.2891 | 60380.4762 | 535526.5867 | 1139.1143 | 486344.4161 | 48043.0562 |  | 2895 | 59-803F | 5949.9229 | 5019.1986 | 3993.636 | 0 | 0 | 0 | 5949.9229 | 5019.1986 | 3993.636 | 0 | 12.656 | 10.6763 | 8.4948 | 0 | 0 | 0 | 12.656 | 10.6763 | 8.4948 | 0 | 533.7783 | 450.2814 | 358.2763 | 0 | 0 | 0 | 533.7783 | 450.2814 | 358.2763 | 0 | 5403.4886 | 4558.241 | 3626.8648 | 0 | 0 | 0 | 5403.4886 | 4558.241 | 3626.8648 | 0 | 0 | 0 | 0 | 0.0074574 | 0.0074574 | 0.0074574 | 0 | 5000000 | scaled
59-813 | 0 | 0 | 0 | 0 | 0% | 0% | 0% | 0 | 0 | 0 | 0 | 0 | 0 | 0 | 0 | 59 | 0 | 0 | 0 | 0 | 0 | 0 | 0 | 0 | 0 | 0 | 0 | 0 | 0 | 0 | 0 | 0 | 0 | 0 |  | 2896 | 59-813 | 0 | 0 | 0 | 0 | 0 | 0 | 0 | 0 | 0 | 0 | 0 | 0 | 0 | 0 | 0 | 0 | 0 | 0 | 0 | 0 | 0 | 0 | 0 | 0 | 0 | 0 | 0 | 0 | 0 | 0 | 0 | 0 | 0 | 0 | 0 | 0 | 0 | 0 | 0 | 0 | 0 | 0 | 0 | 0 | 0 | 0 | 0 | 5000000 | scaled
59-814F | 25190.3438 | 0 | 25190.3438 | 0 | 0% | 100% | 0% | 4024.5019 | 8360.3431 | 4.8758 | 3691.5885 | 328.0376 | 10.1287 | 7668.7618 | 681.4526 | 59 | 0.010923 | 0.010923 | 0.010923 | 2306216.7067 | 30.5186 | 23106.5573 | 2053.2679 | 2794.0237 | 2115442.683 | 187980 | 1937767.0509 | 2347.6402 | 1777471.7862 | 157947.6244 | 1540813.7828 | 1866.7241 | 1413355.1427 | 125591.916 |  | 2897 | 59-814F | 25190.3438 | 21165.8419 | 16830.0008 | 0 | 0 | 0 | 25190.3438 | 21165.8419 | 16830.0008 | 0 | 30.5186 | 25.6428 | 20.3899 | 0 | 0 | 0 | 30.5186 | 25.6428 | 20.3899 | 0 | 2053.2679 | 1725.2303 | 1371.8154 | 0 | 0 | 0 | 2053.2679 | 1725.2303 | 1371.8154 | 0 | 23106.5573 | 19414.9688 | 15437.7956 | 0 | 0 | 0 | 23106.5573 | 19414.9688 | 15437.7956 | 0 | 0 | 0 | 0 | 0.010923 | 0.010923 | 0.010923 | 0 | 5000000 | scaled
590-6 | 292115.6129 | 0 | 292115.6129 | 0 | 0% | 100% | 0% | 31697.286 | 65562.8175 | 46.7059 | 29043.5167 | 2607.0635 | 96.6066 | 60073.7483 | 5392.4625 | 590 | 0.035312 | 0.035312 | 0.035312 | 8272417.6749 | 430.4316 | 267659.0251 | 24026.1563 | 12189.387 | 7579831.9283 | 680396.3596 | 7374782.7053 | 10866.7241 | 6757349.0134 | 606566.9678 | 6415745.2264 | 9453.5848 | 5878604.3478 | 527687.2938 |  | 2898 | 590-6 | 292115.6129 | 260418.3269 | 226552.7954 | 0 | 0 | 0 | 292115.6129 | 260418.3269 | 226552.7954 | 0 | 430.4316 | 383.7258 | 333.825 | 0 | 0 | 0 | 430.4316 | 383.7258 | 333.825 | 0 | 24026.1563 | 21419.0928 | 18633.6937 | 0 | 0 | 0 | 24026.1563 | 21419.0928 | 18633.6937 | 0 | 267659.0251 | 238615.5084 | 207585.2767 | 0 | 0 | 0 | 267659.0251 | 238615.5084 | 207585.2767 | 0 | 0 | 0 | 0 | 0.035312 | 0.035312 | 0.035312 | 0 | 5000000 | scaled
591-1113F | 0 | 0 | 0 | 0 | 0% | 0% | 0% | 0 | 0 | 0 | 0 | 0 | 0 | 0 | 0 | 591 | 0 | 0 | 0 | 0 | 0 | 0 | 0 | 0 | 0 | 0 | 0 | 0 | 0 | 0 | 0 | 0 | 0 | 0 |  | 2899 | 591-1113F | 0 | 0 | 0 | 0 | 0 | 0 | 0 | 0 | 0 | 0 | 0 | 0 | 0 | 0 | 0 | 0 | 0 | 0 | 0 | 0 | 0 | 0 | 0 | 0 | 0 | 0 | 0 | 0 | 0 | 0 | 0 | 0 | 0 | 0 | 0 | 0 | 0 | 0 | 0 | 0 | 0 | 0 | 0 | 0 | 0 | 0 | 0 | 5000000 | scaled
591-1114F | 0 | 0 | 0 | 0 | 0% | 0% | 0% | 0 | 0 | 0 | 0 | 0 | 0 | 0 | 0 | 591 | 0 | 0 | 0 | 0 | 0 | 0 | 0 | 0 | 0 | 0 | 0 | 0 | 0 | 0 | 0 | 0 | 0 | 0 |  | 2900 | 591-1114F | 0 | 0 | 0 | 0 | 0 | 0 | 0 | 0 | 0 | 0 | 0 | 0 | 0 | 0 | 0 | 0 | 0 | 0 | 0 | 0 | 0 | 0 | 0 | 0 | 0 | 0 | 0 | 0 | 0 | 0 | 0 | 0 | 0 | 0 | 0 | 0 | 0 | 0 | 0 | 0 | 0 | 0 | 0 | 0 | 0 | 0 | 0 | 5000000 | scaled
591-1115 | 0 | 0 | 0 | 0 | 0% | 0% | 0% | 0 | 0 | 0 | 0 | 0 | 0 | 0 | 0 | 591 | 0 | 0 | 0 | 0 | 0 | 0 | 0 | 0 | 0 | 0 | 0 | 0 | 0 | 0 | 0 | 0 | 0 | 0 |  | 2901 | 591-1115 | 0 | 0 | 0 | 0 | 0 | 0 | 0 | 0 | 0 | 0 | 0 | 0 | 0 | 0 | 0 | 0 | 0 | 0 | 0 | 0 | 0 | 0 | 0 | 0 | 0 | 0 | 0 | 0 | 0 | 0 | 0 | 0 | 0 | 0 | 0 | 0 | 0 | 0 | 0 | 0 | 0 | 0 | 0 | 0 | 0 | 0 | 0 | 5000000 | scaled
591-1116F | 328.297 | 0 | 328.297 | 0 | 0% | 100% | 0% | 35.3935 | 73.3757 | 0.45917 | 27.7162 | 7.2181 | 0.95192 | 57.4595 | 14.9642 | 591 | 0.03593 | 0.03593 | 0.03593 | 9137.0273 | 4.2591 | 257.0851 | 66.9528 | 118.5366 | 7155.0871 | 1863.4036 | 8151.9702 | 105.7572 | 6383.7017 | 1662.5112 | 7094.866 | 92.0432 | 5555.8972 | 1446.9256 |  | 2902 | 591-1116F | 328.297 | 292.9035 | 254.9214 | 0 | 0 | 0 | 328.297 | 292.9035 | 254.9214 | 0 | 4.2591 | 3.7999 | 3.3071 | 0 | 0 | 0 | 4.2591 | 3.7999 | 3.3071 | 0 | 66.9528 | 59.7347 | 51.9886 | 0 | 0 | 0 | 66.9528 | 59.7347 | 51.9886 | 0 | 257.0851 | 229.369 | 199.6256 | 0 | 0 | 0 | 257.0851 | 229.369 | 199.6256 | 0 | 0 | 0 | 0 | 0.03593 | 0.03593 | 0.03593 | 0 | 5000000 | scaled
591-1594R | 519957.128 | 500848.0457 | 17004.5766 | 2104.5057 | 96.32% | 3.27% | 0.4047% | 248093.2412 | 513050.8383 | 47875.4111 | 6873.717 | 193344.1132 | 99002.9404 | 14229.8619 | 399818.036 | 591 | 0.047196 | 0.027255 | 0.006753 | 11017021.1755 | 99695.2549 | 15603.847 | 404658.0261 | 2112375.5696 | 330619.3987 | 8574026.2072 | 9974899.3482 | 1924890.8367 | 276366.3967 | 7773642.1148 | 1022699.4974 | 197349.3655 | 28365.3617 | 796984.7702 |  | 2903 | 591-1594R | 519957.128 | 271863.8868 | 6906.2897 | 500848.0457 | 260313.2675 | 3481.8908 | 17004.5766 | 9446.1135 | 1319.8932 | 2104.5057 | 99695.2549 | 51819.8438 | 692.3145 | 400939.087 | 51799.4567 | 688.1035 | 33.8496 | 18.8036 | 2.6274 | 1.5836 | 404658.0261 | 211313.9129 | 4839.9901 | 400939.087 | 208398.2629 | 2787.9687 | 1807.1917 | 1003.9026 | 140.274 | 1911.7474 | 15603.847 | 8730.13 | 1373.9851 | 249.1369 | 115.5479 | 5.8186 | 15163.5353 | 8423.4074 | 1176.9918 | 191.1747 | 0.0083374 | 0.0039644 | 0.000207 | 0.035903 | 0.020335 | 0.0035902 | 0.0029558 | 5000000 | scaled
591-39AE | 863681.7299 | 263802.9416 | 593970.8583 | 5907.9299 | 30.54% | 68.77% | 0.684% | 429983.5587 | 806117.3507 | 33223.0198 | 245033.2286 | 151727.3103 | 51658.1769 | 507350.7042 | 247108.4696 | 591 | 0.061092 | 0.035017 | 0.012223 | 14137302.3463 | 53343.6689 | 547748.7266 | 262589.3343 | 873163.7468 | 8965906.1789 | 4298232.4206 | 12385219.0963 | 956953.7512 | 7057921.5419 | 4370343.8032 | 4709590.2093 | 301803.2598 | 2964101.8236 | 1443685.1259 |  | 2904 | 591-39AE | 863681.7299 | 433698.1712 | 57564.3792 | 263802.9416 | 98792.5511 | 8075.0415 | 593970.8583 | 328997.6901 | 43581.4078 | 5907.9299 | 53343.6689 | 20120.6491 | 1685.492 | 205863.1033 | 19643.3997 | 1618.4154 | 853.5979 | 472.8039 | 62.631 | 4.4455 | 262589.3343 | 110862.024 | 15480.8648 | 205863.1033 | 77047.4728 | 6345.6669 | 51359.427 | 28447.7472 | 3768.3938 | 5366.804 | 547748.7266 | 302715.4981 | 40398.0225 | 5454.2127 | 2101.6787 | 110.9592 | 541757.8335 | 300077.139 | 39750.3829 | 536.6804 | 0.018082 | 0.0070026 | 0.0003658 | 0.034615 | 0.019619 | 0.0034614 | 0.0083956 | 5000000 | scaled
592-101F | 0 | 0 | 0 | 0 | 0% | 0% | 0% | 0 | 0 | 0 | 0 | 0 | 0 | 0 | 0 | 592 | 0 | 0 | 0 | 0 | 0 | 0 | 0 | 0 | 0 | 0 | 0 | 0 | 0 | 0 | 0 | 0 | 0 | 0 |  | 2905 | 592-101F | 0 | 0 | 0 | 0 | 0 | 0 | 0 | 0 | 0 | 0 | 0 | 0 | 0 | 0 | 0 | 0 | 0 | 0 | 0 | 0 | 0 | 0 | 0 | 0 | 0 | 0 | 0 | 0 | 0 | 0 | 0 | 0 | 0 | 0 | 0 | 0 | 0 | 0 | 0 | 0 | 0 | 0 | 0 | 0 | 0 | 0 | 0 | 5000000 | scaled
592-102 | 0 | 0 | 0 | 0 | 0% | 0% | 0% | 0 | 0 | 0 | 0 | 0 | 0 | 0 | 0 | 592 | 0 | 0 | 0 | 0 | 0 | 0 | 0 | 0 | 0 | 0 | 0 | 0 | 0 | 0 | 0 | 0 | 0 | 0 |  | 2906 | 592-102 | 0 | 0 | 0 | 0 | 0 | 0 | 0 | 0 | 0 | 0 | 0 | 0 | 0 | 0 | 0 | 0 | 0 | 0 | 0 | 0 | 0 | 0 | 0 | 0 | 0 | 0 | 0 | 0 | 0 | 0 | 0 | 0 | 0 | 0 | 0 | 0 | 0 | 0 | 0 | 0 | 0 | 0 | 0 | 0 | 0 | 0 | 0 | 5000000 | scaled
592-99F | 0 | 0 | 0 | 0 | 0% | 0% | 0% | 0 | 0 | 0 | 0 | 0 | 0 | 0 | 0 | 592 | 0 | 0 | 0 | 0 | 0 | 0 | 0 | 0 | 0 | 0 | 0 | 0 | 0 | 0 | 0 | 0 | 0 | 0 |  | 2907 | 592-99F | 0 | 0 | 0 | 0 | 0 | 0 | 0 | 0 | 0 | 0 | 0 | 0 | 0 | 0 | 0 | 0 | 0 | 0 | 0 | 0 | 0 | 0 | 0 | 0 | 0 | 0 | 0 | 0 | 0 | 0 | 0 | 0 | 0 | 0 | 0 | 0 | 0 | 0 | 0 | 0 | 0 | 0 | 0 | 0 | 0 | 0 | 0 | 5000000 | scaled
593-10 | 0 | 0 | 0 | 0 | 0% | 0% | 0% | 0 | 0 | 0 | 0 | 0 | 0 | 0 | 0 | 593 | 0 | 0 | 0 | 0 | 0 | 0 | 0 | 0 | 0 | 0 | 0 | 0 | 0 | 0 | 0 | 0 | 0 | 0 |  | 2908 | 593-10 | 0 | 0 | 0 | 0 | 0 | 0 | 0 | 0 | 0 | 0 | 0 | 0 | 0 | 0 | 0 | 0 | 0 | 0 | 0 | 0 | 0 | 0 | 0 | 0 | 0 | 0 | 0 | 0 | 0 | 0 | 0 | 0 | 0 | 0 | 0 | 0 | 0 | 0 | 0 | 0 | 0 | 0 | 0 | 0 | 0 | 0 | 0 | 5000000 | scaled
593-24 | 0 | 0 | 0 | 0 | 0% | 0% | 0% | 0 | 0 | 0 | 0 | 0 | 0 | 0 | 0 | 593 | 0 | 0 | 0 | 0 | 0 | 0 | 0 | 0 | 0 | 0 | 0 | 0 | 0 | 0 | 0 | 0 | 0 | 0 |  | 2909 | 593-24 | 0 | 0 | 0 | 0 | 0 | 0 | 0 | 0 | 0 | 0 | 0 | 0 | 0 | 0 | 0 | 0 | 0 | 0 | 0 | 0 | 0 | 0 | 0 | 0 | 0 | 0 | 0 | 0 | 0 | 0 | 0 | 0 | 0 | 0 | 0 | 0 | 0 | 0 | 0 | 0 | 0 | 0 | 0 | 0 | 0 | 0 | 0 | 5000000 | scaled
593-25 | 0 | 0 | 0 | 0 | 0% | 0% | 0% | 0 | 0 | 0 | 0 | 0 | 0 | 0 | 0 | 593 | 0 | 0 | 0 | 0 | 0 | 0 | 0 | 0 | 0 | 0 | 0 | 0 | 0 | 0 | 0 | 0 | 0 | 0 |  | 2910 | 593-25 | 0 | 0 | 0 | 0 | 0 | 0 | 0 | 0 | 0 | 0 | 0 | 0 | 0 | 0 | 0 | 0 | 0 | 0 | 0 | 0 | 0 | 0 | 0 | 0 | 0 | 0 | 0 | 0 | 0 | 0 | 0 | 0 | 0 | 0 | 0 | 0 | 0 | 0 | 0 | 0 | 0 | 0 | 0 | 0 | 0 | 0 | 0 | 5000000 | scaled
594-1378 | 0 | 0 | 0 | 0 | 0% | 0% | 0% | 0 | 0 | 0 | 0 | 0 | 0 | 0 | 0 | 594 | 0 | 0 | 0 | 0 | 0 | 0 | 0 | 0 | 0 | 0 | 0 | 0 | 0 | 0 | 0 | 0 | 0 | 0 |  | 2911 | 594-1378 | 0 | 0 | 0 | 0 | 0 | 0 | 0 | 0 | 0 | 0 | 0 | 0 | 0 | 0 | 0 | 0 | 0 | 0 | 0 | 0 | 0 | 0 | 0 | 0 | 0 | 0 | 0 | 0 | 0 | 0 | 0 | 0 | 0 | 0 | 0 | 0 | 0 | 0 | 0 | 0 | 0 | 0 | 0 | 0 | 0 | 0 | 0 | 5000000 | scaled
594-1379F | 49429.3275 | 49137.8432 | 0 | 291.4843 | 99.41% | 0% | 0.5897% | 33170.5768 | 49064.0505 | 9704.5774 | 3.9647 | 23462.0347 | 14352.9241 | 6.2857 | 34704.8407 | 594 | 0.0021822 | 0.0010812 | 0.0004332 | 22651144.4778 | 14374.0866 | 32.8877 | 35022.3532 | 6586970.3074 | 15070.8726 | 16049103.2978 | 15037690.2022 | 4399514.3375 | 1797.3935 | 10636378.4712 | 843206.4223 | 246666.911 | 108.0253 | 596431.486 |  | 2912 | 594-1379F | 49429.3275 | 16258.7506 | 365.277 | 49137.8432 | 15967.2664 | 73.7927 | 0 | 0 | 0 | 291.4843 | 14374.0866 | 4669.5092 | 21.1625 | 34757.5669 | 4669.2899 | 20.9432 | 0 | 0 | 0 | 0.21933 | 35022.3532 | 11560.3185 | 317.5126 | 34757.5669 | 11295.5322 | 52.7262 | 0 | 0 | 0 | 264.7863 | 32.8877 | 28.9229 | 26.6019 | 6.409 | 2.4443 | 0.12331 | 0 | 0 | 0 | 26.4786 | 0.0017846 | 0.0006836 | 3.56e-05 | 0 | 0 | 0 | 0.0003976 | 5000000 | scaled
594-1380F | 0 | 0 | 0 | 0 | 0% | 0% | 0% | 0 | 0 | 0 | 0 | 0 | 0 | 0 | 0 | 594 | 0 | 0 | 0 | 0 | 0 | 0 | 0 | 0 | 0 | 0 | 0 | 0 | 0 | 0 | 0 | 0 | 0 | 0 |  | 2913 | 594-1380F | 0 | 0 | 0 | 0 | 0 | 0 | 0 | 0 | 0 | 0 | 0 | 0 | 0 | 0 | 0 | 0 | 0 | 0 | 0 | 0 | 0 | 0 | 0 | 0 | 0 | 0 | 0 | 0 | 0 | 0 | 0 | 0 | 0 | 0 | 0 | 0 | 0 | 0 | 0 | 0 | 0 | 0 | 0 | 0 | 0 | 0 | 0 | 5000000 | scaled
594-2 | 0 | 0 | 0 | 0 | 0% | 0% | 0% | 0 | 0 | 0 | 0 | 0 | 0 | 0 | 0 | 594 | 0 | 0 | 0 | 0 | 0 | 0 | 0 | 0 | 0 | 0 | 0 | 0 | 0 | 0 | 0 | 0 | 0 | 0 |  | 2914 | 594-2 | 0 | 0 | 0 | 0 | 0 | 0 | 0 | 0 | 0 | 0 | 0 | 0 | 0 | 0 | 0 | 0 | 0 | 0 | 0 | 0 | 0 | 0 | 0 | 0 | 0 | 0 | 0 | 0 | 0 | 0 | 0 | 0 | 0 | 0 | 0 | 0 | 0 | 0 | 0 | 0 | 0 | 0 | 0 | 0 | 0 | 0 | 0 | 5000000 | scaled
594-3 | 0 | 0 | 0 | 0 | 0% | 0% | 0% | 0 | 0 | 0 | 0 | 0 | 0 | 0 | 0 | 594 | 0 | 0 | 0 | 0 | 0 | 0 | 0 | 0 | 0 | 0 | 0 | 0 | 0 | 0 | 0 | 0 | 0 | 0 |  | 2915 | 594-3 | 0 | 0 | 0 | 0 | 0 | 0 | 0 | 0 | 0 | 0 | 0 | 0 | 0 | 0 | 0 | 0 | 0 | 0 | 0 | 0 | 0 | 0 | 0 | 0 | 0 | 0 | 0 | 0 | 0 | 0 | 0 | 0 | 0 | 0 | 0 | 0 | 0 | 0 | 0 | 0 | 0 | 0 | 0 | 0 | 0 | 0 | 0 | 5000000 | scaled
595-1432 | 0 | 0 | 0 | 0 | 0% | 0% | 0% | 0 | 0 | 0 | 0 | 0 | 0 | 0 | 0 | 595 | 0 | 0 | 0 | 0 | 0 | 0 | 0 | 0 | 0 | 0 | 0 | 0 | 0 | 0 | 0 | 0 | 0 | 0 |  | 2916 | 595-1432 | 0 | 0 | 0 | 0 | 0 | 0 | 0 | 0 | 0 | 0 | 0 | 0 | 0 | 0 | 0 | 0 | 0 | 0 | 0 | 0 | 0 | 0 | 0 | 0 | 0 | 0 | 0 | 0 | 0 | 0 | 0 | 0 | 0 | 0 | 0 | 0 | 0 | 0 | 0 | 0 | 0 | 0 | 0 | 0 | 0 | 0 | 0 | 5000000 | scaled
595-1438 | 0 | 0 | 0 | 0 | 0% | 0% | 0% | 0 | 0 | 0 | 0 | 0 | 0 | 0 | 0 | 595 | 0 | 0 | 0 | 0 | 0 | 0 | 0 | 0 | 0 | 0 | 0 | 0 | 0 | 0 | 0 | 0 | 0 | 0 |  | 2917 | 595-1438 | 0 | 0 | 0 | 0 | 0 | 0 | 0 | 0 | 0 | 0 | 0 | 0 | 0 | 0 | 0 | 0 | 0 | 0 | 0 | 0 | 0 | 0 | 0 | 0 | 0 | 0 | 0 | 0 | 0 | 0 | 0 | 0 | 0 | 0 | 0 | 0 | 0 | 0 | 0 | 0 | 0 | 0 | 0 | 0 | 0 | 0 | 0 | 5000000 | scaled
595-1440F | 10370.8967 | 0 | 10370.8967 | 0 | 0% | 100% | 0% | 1656.0224 | 3454.8863 | 2.2839 | 1312.0425 | 341.696 | 4.7648 | 2737.2562 | 712.8653 | 595 | 0.014298 | 0.014298 | 0.014298 | 725328.83 | 14.3029 | 8216.7109 | 2139.8829 | 1000.3295 | 574667.5005 | 149661 | 609508.4869 | 840.5971 | 482904.7243 | 125763.1655 | 483697.9755 | 667.0869 | 383226.8829 | 99804.0057 |  | 2918 | 595-1440F | 10370.8967 | 8714.8742 | 6916.0104 | 0 | 0 | 0 | 10370.8967 | 8714.8742 | 6916.0104 | 0 | 14.3029 | 12.019 | 9.5381 | 0 | 0 | 0 | 14.3029 | 12.019 | 9.5381 | 0 | 2139.8829 | 1798.1869 | 1427.0176 | 0 | 0 | 0 | 2139.8829 | 1798.1869 | 1427.0176 | 0 | 8216.7109 | 6904.6683 | 5479.4546 | 0 | 0 | 0 | 8216.7109 | 6904.6683 | 5479.4546 | 0 | 0 | 0 | 0 | 0.014298 | 0.014298 | 0.014298 | 0 | 5000000 | scaled
595-1441F | 149.7299 | 0 | 149.7299 | 0 | 0% | 100% | 0% | 23.908 | 49.8771 | 0.015702 | 18.9557 | 4.9366 | 0.032757 | 39.5455 | 10.2988 | 595 | 0.014254 | 0.014254 | 0.014254 | 10504.4133 | 0.098336 | 118.7146 | 30.9169 | 6.8988 | 8328.5145 | 2169 | 8827.1266 | 5.7973 | 6998.6633 | 1822.6661 | 7005.2513 | 4.6007 | 5554.1738 | 1446.4768 |  | 2919 | 595-1441F | 149.7299 | 125.8219 | 99.8529 | 0 | 0 | 0 | 149.7299 | 125.8219 | 99.8529 | 0 | 0.098336 | 0.082634 | 0.065579 | 0 | 0 | 0 | 0.098336 | 0.082634 | 0.065579 | 0 | 30.9169 | 25.9803 | 20.6181 | 0 | 0 | 0 | 30.9169 | 25.9803 | 20.6181 | 0 | 118.7146 | 99.7589 | 79.1692 | 0 | 0 | 0 | 118.7146 | 99.7589 | 79.1692 | 0 | 0 | 0 | 0 | 0.014254 | 0.014254 | 0.014254 | 0 | 5000000 | scaled
595-1442F | 1630.2002 | 0 | 1630.2002 | 0 | 0% | 100% | 0% | 260.2712 | 543.0722 | 0.76932 | 208.4944 | 51.0075 | 1.6052 | 435.0366 | 106.4304 | 595 | 0.014254 | 0.014254 | 0.014254 | 114364.7019 | 4.8186 | 1305.8977 | 319.4839 | 338.0424 | 91613.6595 | 22413 | 96105.6949 | 284.0719 | 76986.9922 | 18834.6308 | 76266.1342 | 225.4296 | 61094.1972 | 14946.5074 |  | 2920 | 595-1442F | 1630.2002 | 1369.929 | 1087.128 | 0 | 0 | 0 | 1630.2002 | 1369.929 | 1087.128 | 0 | 4.8186 | 4.0493 | 3.2134 | 0 | 0 | 0 | 4.8186 | 4.0493 | 3.2134 | 0 | 319.4839 | 268.4764 | 213.0535 | 0 | 0 | 0 | 319.4839 | 268.4764 | 213.0535 | 0 | 1305.8977 | 1097.4034 | 870.8611 | 0 | 0 | 0 | 1305.8977 | 1097.4034 | 870.8611 | 0 | 0 | 0 | 0 | 0.014254 | 0.014254 | 0.014254 | 0 | 5000000 | scaled
595-1450 | 0 | 0 | 0 | 0 | 0% | 0% | 0% | 0 | 0 | 0 | 0 | 0 | 0 | 0 | 0 | 595 | 0 | 0 | 0 | 0 | 0 | 0 | 0 | 0 | 0 | 0 | 0 | 0 | 0 | 0 | 0 | 0 | 0 | 0 |  | 2921 | 595-1450 | 0 | 0 | 0 | 0 | 0 | 0 | 0 | 0 | 0 | 0 | 0 | 0 | 0 | 0 | 0 | 0 | 0 | 0 | 0 | 0 | 0 | 0 | 0 | 0 | 0 | 0 | 0 | 0 | 0 | 0 | 0 | 0 | 0 | 0 | 0 | 0 | 0 | 0 | 0 | 0 | 0 | 0 | 0 | 0 | 0 | 0 | 0 | 5000000 | scaled
595-1451F | 38278.7544 | 0 | 38278.7544 | 0 | 0% | 100% | 0% | 6112.2734 | 12751.6503 | 7.4827 | 5532.982 | 571.8086 | 15.6108 | 11543.1112 | 1192.9283 | 595 | 0.014151 | 0.014151 | 0.014151 | 2704944.6985 | 46.8614 | 34650.8812 | 3581.0118 | 3311.4355 | 2448583.263 | 253050 | 2273024.6503 | 2782.6723 | 2057598.4855 | 212643.4925 | 1803857.1526 | 2208.3101 | 1632896.3897 | 168752.4528 |  | 2922 | 595-1451F | 38278.7544 | 32166.481 | 25527.1041 | 0 | 0 | 0 | 38278.7544 | 32166.481 | 25527.1041 | 0 | 46.8614 | 39.3787 | 31.2507 | 0 | 0 | 0 | 46.8614 | 39.3787 | 31.2507 | 0 | 3581.0118 | 3009.2031 | 2388.0835 | 0 | 0 | 0 | 3581.0118 | 3009.2031 | 2388.0835 | 0 | 34650.8812 | 29117.8992 | 23107.77 | 0 | 0 | 0 | 34650.8812 | 29117.8992 | 23107.77 | 0 | 0 | 0 | 0 | 0.014151 | 0.014151 | 0.014151 | 0 | 5000000 | scaled
595-1453F | 18205.4997 | 0 | 18205.4997 | 0 | 0% | 100% | 0% | 2900.1451 | 6064.8986 | 3.6245 | 2629.1566 | 267.3641 | 7.5798 | 5498.1966 | 559.1223 | 595 | 0.014155 | 0.014155 | 0.014155 | 1286171.456 | 22.7528 | 16504.384 | 1678.3629 | 1607.426 | 1165992.03 | 118572 | 1081283.7046 | 1351.3622 | 980248.9208 | 99683.4215 | 857702.0584 | 1071.9353 | 777558.6681 | 79071.4551 |  | 2923 | 595-1453F | 18205.4997 | 15305.3546 | 12140.6011 | 0 | 0 | 0 | 18205.4997 | 15305.3546 | 12140.6011 | 0 | 22.7528 | 19.1283 | 15.173 | 0 | 0 | 0 | 22.7528 | 19.1283 | 15.173 | 0 | 1678.3629 | 1410.9989 | 1119.2406 | 0 | 0 | 0 | 1678.3629 | 1410.9989 | 1119.2406 | 0 | 16504.384 | 13875.2274 | 11006.1874 | 0 | 0 | 0 | 16504.384 | 13875.2274 | 11006.1874 | 0 | 0 | 0 | 0 | 0.014155 | 0.014155 | 0.014155 | 0 | 5000000 | scaled
595-1454F | 124924.5765 | 104029.5755 | 19982.2779 | 912.723 | 83.27% | 16% | 0.7306% | 71291.6839 | 117217.9506 | 16562.2679 | 8187.0979 | 46542.3181 | 26186.6975 | 17064.5254 | 73966.7277 | 595 | 0.018776 | 0.010715 | 0.0029192 | 6653347.136 | 27636.39 | 18372.0954 | 78916.0911 | 1471884.0888 | 978477.8268 | 4202985.2204 | 5005402.948 | 1162840.0422 | 574817.7278 | 3267745.178 | 2639978.7312 | 589775.9184 | 384326.6662 | 1665876.1466 |  | 2924 | 595-1454F | 124924.5765 | 53632.8926 | 7706.6259 | 104029.5755 | 41663.8835 | 5461.3743 | 19982.2779 | 11056.2861 | 1332.5285 | 912.723 | 27636.39 | 11074.1221 | 1449.6925 | 76286.7898 | 11052.8068 | 1446.5195 | 37.2823 | 20.6285 | 2.4862 | 0.68679 | 78916.0911 | 32373.773 | 4949.3634 | 76286.7898 | 30548.6027 | 4000.1938 | 1800.1775 | 996.0464 | 120.0458 | 829.1239 | 18372.0954 | 10184.9975 | 1307.57 | 144.3648 | 62.474 | 14.661 | 18144.8182 | 10039.6111 | 1209.9966 | 82.9124 | 0.0033358 | 0.0013684 | 0.0002112 | 0.014147 | 0.0080532 | 0.0014146 | 0.0012934 | 5000000 | scaled
598-658 | 0 | 0 | 0 | 0 | 0% | 0% | 0% | 0 | 0 | 0 | 0 | 0 | 0 | 0 | 0 | 598 | 0 | 0 | 0 | 0 | 0 | 0 | 0 | 0 | 0 | 0 | 0 | 0 | 0 | 0 | 0 | 0 | 0 | 0 |  | 2925 | 598-658 | 0 | 0 | 0 | 0 | 0 | 0 | 0 | 0 | 0 | 0 | 0 | 0 | 0 | 0 | 0 | 0 | 0 | 0 | 0 | 0 | 0 | 0 | 0 | 0 | 0 | 0 | 0 | 0 | 0 | 0 | 0 | 0 | 0 | 0 | 0 | 0 | 0 | 0 | 0 | 0 | 0 | 0 | 0 | 0 | 0 | 0 | 0 | 5000000 | scaled
598-659 | 0 | 0 | 0 | 0 | 0% | 0% | 0% | 0 | 0 | 0 | 0 | 0 | 0 | 0 | 0 | 598 | 0 | 0 | 0 | 0 | 0 | 0 | 0 | 0 | 0 | 0 | 0 | 0 | 0 | 0 | 0 | 0 | 0 | 0 |  | 2926 | 598-659 | 0 | 0 | 0 | 0 | 0 | 0 | 0 | 0 | 0 | 0 | 0 | 0 | 0 | 0 | 0 | 0 | 0 | 0 | 0 | 0 | 0 | 0 | 0 | 0 | 0 | 0 | 0 | 0 | 0 | 0 | 0 | 0 | 0 | 0 | 0 | 0 | 0 | 0 | 0 | 0 | 0 | 0 | 0 | 0 | 0 | 0 | 0 | 5000000 | scaled
598-660 | 0 | 0 | 0 | 0 | 0% | 0% | 0% | 0 | 0 | 0 | 0 | 0 | 0 | 0 | 0 | 598 | 0 | 0 | 0 | 0 | 0 | 0 | 0 | 0 | 0 | 0 | 0 | 0 | 0 | 0 | 0 | 0 | 0 | 0 |  | 2927 | 598-660 | 0 | 0 | 0 | 0 | 0 | 0 | 0 | 0 | 0 | 0 | 0 | 0 | 0 | 0 | 0 | 0 | 0 | 0 | 0 | 0 | 0 | 0 | 0 | 0 | 0 | 0 | 0 | 0 | 0 | 0 | 0 | 0 | 0 | 0 | 0 | 0 | 0 | 0 | 0 | 0 | 0 | 0 | 0 | 0 | 0 | 0 | 0 | 5000000 | scaled
599-1125 | 776.3086 | 0 | 776.3086 | 0 | 0% | 100% | 0% | 75.1816 | 156.5161 | 0.97535 | 58.8737 | 15.3325 | 2.0305 | 122.5658 | 31.9199 | 599 | 0.043675 | 0.043675 | 0.043675 | 17774.8301 | 10.0712 | 607.9172 | 158.3202 | 230.5966 | 13919.238 | 3624.9955 | 16053.4273 | 208.2645 | 12571.2299 | 3273.9329 | 14191.1421 | 184.1047 | 11112.8986 | 2894.1388 |  | 2928 | 599-1125 | 776.3086 | 701.127 | 619.7925 | 0 | 0 | 0 | 776.3086 | 701.127 | 619.7925 | 0 | 10.0712 | 9.0959 | 8.0407 | 0 | 0 | 0 | 10.0712 | 9.0959 | 8.0407 | 0 | 158.3202 | 142.9877 | 126.4004 | 0 | 0 | 0 | 158.3202 | 142.9877 | 126.4004 | 0 | 607.9172 | 549.0434 | 485.3514 | 0 | 0 | 0 | 607.9172 | 549.0434 | 485.3514 | 0 | 0 | 0 | 0 | 0.043675 | 0.043675 | 0.043675 | 0 | 5000000 | scaled
599-1126 | 388.1302 | 0 | 388.1302 | 0 | 0% | 100% | 0% | 37.6624 | 78.3644 | 0.4886 | 29.4929 | 7.6809 | 1.0166 | 61.3662 | 15.9816 | 599 | 0.043658 | 0.043658 | 0.043658 | 8890.2828 | 5.0353 | 303.9397 | 79.1552 | 115.3355 | 6961.8647 | 1813.0826 | 8027.6099 | 104.1439 | 6286.3168 | 1637.1492 | 7095.3132 | 92.049 | 5556.2474 | 1447.0168 |  | 2929 | 599-1126 | 388.1302 | 350.4678 | 309.7658 | 0 | 0 | 0 | 388.1302 | 350.4678 | 309.7658 | 0 | 5.0353 | 4.5467 | 4.0187 | 0 | 0 | 0 | 5.0353 | 4.5467 | 4.0187 | 0 | 79.1552 | 71.4743 | 63.1736 | 0 | 0 | 0 | 79.1552 | 71.4743 | 63.1736 | 0 | 303.9397 | 274.4468 | 242.5735 | 0 | 0 | 0 | 303.9397 | 274.4468 | 242.5735 | 0 | 0 | 0 | 0 | 0.043658 | 0.043658 | 0.043658 | 0 | 5000000 | scaled
599-19R | 25743456.0826 | 25588004.7565 | 135218.1509 | 20233.1752 | 99.4% | 0.5253% | 0.0786% | 14160936.7108 | 25081366.8566 | 2292582.3536 | 54545.5669 | 11813808.7903 | 4057552.5013 | 113735.4469 | 20910078.9084 | 599 | 0.15161 | 0.088683 | 0.03474 | 169796707.1684 | 4160187.4444 | 125126.5958 | 21458142.0424 | 27439444.2998 | 825300.3748 | 141531962.4938 | 130605269.6652 | 21144317.1193 | 503069.7206 | 108957882.8253 | 19058631.2465 | 3083220.9954 | 86424.3944 | 15888985.8567 |  | 2930 | 599-19R | 25743456.0826 | 11582519.3718 | 662089.2261 | 25588004.7565 | 11486777.1176 | 631071.8086 | 135218.1509 | 75509.079 | 10784.2423 | 20233.1752 | 4160187.4444 | 1867605.0908 | 102634.9431 | 21422609.4917 | 1867456.8236 | 102600.7172 | 238.2461 | 133.0424 | 19.0012 | 15.2248 | 21458142.0424 | 9644333.2521 | 548063.1339 | 21422609.4917 | 9616374.8737 | 528315.1841 | 17152.5957 | 9578.4234 | 1367.995 | 18379.9549 | 125126.5958 | 70581.0289 | 11391.149 | 5461.2913 | 2945.4203 | 155.9074 | 117827.3091 | 65797.6132 | 9397.2461 | 1837.9955 | 0.079701 | 0.035488 | 0.0018518 | 0.043361 | 0.024643 | 0.004336 | 0.028552 | 5000000 | scaled
60-363R | 0 | 0 | 0 | 0 | 0% | 0% | 0% | 0 | 0 | 0 | 0 | 0 | 0 | 0 | 0 | 60 | 0 | 0 | 0 | 0 | 0 | 0 | 0 | 0 | 0 | 0 | 0 | 0 | 0 | 0 | 0 | 0 | 0 | 0 |  | 2931 | 60-363R | 0 | 0 | 0 | 0 | 0 | 0 | 0 | 0 | 0 | 0 | 0 | 0 | 0 | 0 | 0 | 0 | 0 | 0 | 0 | 0 | 0 | 0 | 0 | 0 | 0 | 0 | 0 | 0 | 0 | 0 | 0 | 0 | 0 | 0 | 0 | 0 | 0 | 0 | 0 | 0 | 0 | 0 | 0 | 0 | 0 | 0 | 0 | 5000000 | scaled
60-573 | 0 | 0 | 0 | 0 | 0% | 0% | 0% | 0 | 0 | 0 | 0 | 0 | 0 | 0 | 0 | 60 | 0 | 0 | 0 | 0 | 0 | 0 | 0 | 0 | 0 | 0 | 0 | 0 | 0 | 0 | 0 | 0 | 0 | 0 |  | 2932 | 60-573 | 0 | 0 | 0 | 0 | 0 | 0 | 0 | 0 | 0 | 0 | 0 | 0 | 0 | 0 | 0 | 0 | 0 | 0 | 0 | 0 | 0 | 0 | 0 | 0 | 0 | 0 | 0 | 0 | 0 | 0 | 0 | 0 | 0 | 0 | 0 | 0 | 0 | 0 | 0 | 0 | 0 | 0 | 0 | 0 | 0 | 0 | 0 | 5000000 | scaled
60-574 | 8531.1128 | 6139.3442 | 0 | 2391.7686 | 71.96% | 0% | 28.04% | 3610.488 | 6028.1618 | 151.6944 | 2681.8892 | 776.9044 | 230.9753 | 4614.3773 | 1182.8091 | 60 | 0.0093494 | 0.0057258 | 0.0034604 | 912477.0368 | 233.5523 | 4938.0686 | 3359.4919 | 24980.4544 | 528169.5748 | 359327.0076 | 859377.7039 | 36106.6859 | 638350.2188 | 184920.7992 | 723312.6293 | 27714.4786 | 553674.159 | 141923.9917 |  | 2933 | 60-574 | 8531.1128 | 4920.6249 | 2502.951 | 6139.3442 | 2528.8563 | 111.1825 | 0 | 0 | 0 | 2391.7686 | 233.5523 | 81.8579 | 2.5769 | 1186.793 | 80.0582 | 0.77722 | 0 | 0 | 0 | 1.7997 | 3359.4919 | 2582.5875 | 2176.6828 | 1186.793 | 409.8886 | 3.9839 | 0 | 0 | 0 | 2172.6989 | 4938.0686 | 2256.1794 | 323.6913 | 4720.7987 | 2038.9095 | 106.4214 | 0 | 0 | 0 | 217.2699 | 0.0060132 | 0.0023896 | 0.0001242 | 0 | 0 | 0 | 0.0033362 | 5000000 | scaled
60-575F | 0 | 0 | 0 | 0 | 0% | 0% | 0% | 0 | 0 | 0 | 0 | 0 | 0 | 0 | 0 | 60 | 0 | 0 | 0 | 0 | 0 | 0 | 0 | 0 | 0 | 0 | 0 | 0 | 0 | 0 | 0 | 0 | 0 | 0 |  | 2934 | 60-575F | 0 | 0 | 0 | 0 | 0 | 0 | 0 | 0 | 0 | 0 | 0 | 0 | 0 | 0 | 0 | 0 | 0 | 0 | 0 | 0 | 0 | 0 | 0 | 0 | 0 | 0 | 0 | 0 | 0 | 0 | 0 | 0 | 0 | 0 | 0 | 0 | 0 | 0 | 0 | 0 | 0 | 0 | 0 | 0 | 0 | 0 | 0 | 5000000 | scaled
60-576F | 2637.5357 | 1523.0699 | 0 | 1114.4658 | 57.75% | 0% | 42.25% | 951.4095 | 1492.5345 | 5.4534 | 917.9169 | 28.0392 | 5.6288 | 1457.9718 | 28.9339 | 60 | 0.0059106 | 0.0032398 | 0.0016686 | 446238.226 | 6.6089 | 1588.8823 | 1042.0444 | 1118.1468 | 268819.1288 | 176300.9505 | 520441.4371 | 2983.149 | 502120.2455 | 15338.0425 | 686204.6905 | 2587.8982 | 670314.2022 | 13302.5901 |  | 2935 | 60-576F | 2637.5357 | 1686.1262 | 1145.0011 | 1523.0699 | 571.6604 | 30.5354 | 0 | 0 | 0 | 1114.4658 | 6.6089 | 1.1555 | 0.98009 | 29.6561 | 0.31688 | 0.14149 | 0 | 0 | 0 | 0.8386 | 1042.0444 | 1014.0052 | 1013.1105 | 29.6561 | 1.6169 | 0.72218 | 0 | 0 | 0 | 1012.3883 | 1588.8823 | 670.9655 | 130.9106 | 1487.6435 | 569.7267 | 29.6717 | 0 | 0 | 0 | 101.2388 | 0.0043286 | 0.0016578 | 8.66e-05 | 0 | 0 | 0 | 0.001582 | 5000000 | scaled
60-601 | 0 | 0 | 0 | 0 | 0% | 0% | 0% | 0 | 0 | 0 | 0 | 0 | 0 | 0 | 0 | 60 | 0 | 0 | 0 | 0 | 0 | 0 | 0 | 0 | 0 | 0 | 0 | 0 | 0 | 0 | 0 | 0 | 0 | 0 |  | 2936 | 60-601 | 0 | 0 | 0 | 0 | 0 | 0 | 0 | 0 | 0 | 0 | 0 | 0 | 0 | 0 | 0 | 0 | 0 | 0 | 0 | 0 | 0 | 0 | 0 | 0 | 0 | 0 | 0 | 0 | 0 | 0 | 0 | 0 | 0 | 0 | 0 | 0 | 0 | 0 | 0 | 0 | 0 | 0 | 0 | 0 | 0 | 0 | 0 | 5000000 | scaled
60-602F | 0 | 0 | 0 | 0 | 0% | 0% | 0% | 0 | 0 | 0 | 0 | 0 | 0 | 0 | 0 | 60 | 0 | 0 | 0 | 0 | 0 | 0 | 0 | 0 | 0 | 0 | 0 | 0 | 0 | 0 | 0 | 0 | 0 | 0 |  | 2937 | 60-602F | 0 | 0 | 0 | 0 | 0 | 0 | 0 | 0 | 0 | 0 | 0 | 0 | 0 | 0 | 0 | 0 | 0 | 0 | 0 | 0 | 0 | 0 | 0 | 0 | 0 | 0 | 0 | 0 | 0 | 0 | 0 | 0 | 0 | 0 | 0 | 0 | 0 | 0 | 0 | 0 | 0 | 0 | 0 | 0 | 0 | 0 | 0 | 5000000 | scaled
60-603F | 169513.4667 | 15338.6149 | 150192.0133 | 3982.8384 | 9.049% | 88.6% | 2.35% | 75808.7324 | 155379.5849 | 1255.1192 | 65451.7215 | 9101.8916 | 2299.6521 | 135035.4196 | 18044.5133 | 60 | 0.032694 | 0.018632 | 0.0072098 | 5184849.4124 | 2315.5751 | 144716.0767 | 22481.8149 | 70825.6895 | 4426380.2741 | 687643.4488 | 5029182.5079 | 83265.1231 | 4342094.1465 | 603823.2384 | 1960370.8483 | 29013.92 | 1703695.5022 | 227661.4262 |  | 2938 | 60-603F | 169513.4667 | 93704.7343 | 14133.8817 | 15338.6149 | 6446.5955 | 132.9829 | 150192.0133 | 83275.3004 | 10018.0604 | 3982.8384 | 2315.5751 | 1060.4559 | 15.923 | 6593.431 | 952.196 | 0.2629 | 189.848 | 105.2629 | 12.6632 | 2.997 | 22481.8149 | 13379.9233 | 4437.3016 | 6593.431 | 2958.4828 | 0.81113 | 12270.3462 | 6803.4028 | 818.4528 | 3618.0377 | 144716.0767 | 79264.3551 | 9680.6571 | 6622.4538 | 2535.9167 | 131.9089 | 137731.8191 | 76366.6347 | 9186.9445 | 361.8038 | 0.012716 | 0.0048704 | 0.0002534 | 0.014468 | 0.0082522 | 0.0014468 | 0.0055096 | 5000000 | scaled
60-604F | 0 | 0 | 0 | 0 | 0% | 0% | 0% | 0 | 0 | 0 | 0 | 0 | 0 | 0 | 0 | 60 | 0 | 0 | 0 | 0 | 0 | 0 | 0 | 0 | 0 | 0 | 0 | 0 | 0 | 0 | 0 | 0 | 0 | 0 |  | 2939 | 60-604F | 0 | 0 | 0 | 0 | 0 | 0 | 0 | 0 | 0 | 0 | 0 | 0 | 0 | 0 | 0 | 0 | 0 | 0 | 0 | 0 | 0 | 0 | 0 | 0 | 0 | 0 | 0 | 0 | 0 | 0 | 0 | 0 | 0 | 0 | 0 | 0 | 0 | 0 | 0 | 0 | 0 | 0 | 0 | 0 | 0 | 0 | 0 | 5000000 | scaled
61-13F | 66913.567 | 736.2799 | 64672.6014 | 1504.6858 | 1.1% | 96.65% | 2.249% | 29526.9183 | 61069.8533 | 34.914 | 27055.8943 | 2436.11 | 70.4053 | 55952.7427 | 5046.7054 | 61 | 0.016091 | 0.0094334 | 0.003222 | 4158343.4005 | 76.6946 | 60061.2294 | 6775.643 | 4766.1835 | 3732504.9058 | 421072.3112 | 3963220.9737 | 4686.2995 | 3631550.2577 | 326984.4165 | 1813691.3974 | 2090.9408 | 1661720.1866 | 149880.27 |  | 2940 | 61-13F | 66913.567 | 37386.6487 | 5843.7137 | 736.2799 | 279.7966 | 16.3191 | 64672.6014 | 35602.1664 | 4322.7088 | 1504.6858 | 76.6946 | 41.7805 | 6.2893 | 17.6828 | 0.953 | 0.33737 | 72.108 | 39.6953 | 4.8197 | 1.1322 | 6775.643 | 4339.533 | 1728.9376 | 17.6828 | 4.8777 | 1.7308 | 5391.0933 | 2967.7885 | 360.34 | 1366.8669 | 60061.2294 | 33005.3352 | 4108.4868 | 715.1427 | 273.9659 | 14.251 | 59209.4001 | 32594.6826 | 3957.5491 | 136.6867 | 0.003164 | 0.001212 | 6.3e-05 | 0.010854 | 0.0061478 | 0.0010854 | 0.0020736 | 5000000 | scaled
61-19 | 0 | 0 | 0 | 0 | 0% | 0% | 0% | 0 | 0 | 0 | 0 | 0 | 0 | 0 | 0 | 61 | 0 | 0 | 0 | 0 | 0 | 0 | 0 | 0 | 0 | 0 | 0 | 0 | 0 | 0 | 0 | 0 | 0 | 0 |  | 2941 | 61-19 | 0 | 0 | 0 | 0 | 0 | 0 | 0 | 0 | 0 | 0 | 0 | 0 | 0 | 0 | 0 | 0 | 0 | 0 | 0 | 0 | 0 | 0 | 0 | 0 | 0 | 0 | 0 | 0 | 0 | 0 | 0 | 0 | 0 | 0 | 0 | 0 | 0 | 0 | 0 | 0 | 0 | 0 | 0 | 0 | 0 | 0 | 0 | 5000000 | scaled
61-21F | 113445.3538 | 7576.1923 | 104486.1286 | 1383.0329 | 6.678% | 92.1% | 1.219% | 51605.3884 | 104961.4545 | 490.7219 | 44673.2274 | 6441.4392 | 823.3852 | 91789.2494 | 12348.82 | 61 | 0.016874 | 0.0096346 | 0.0030888 | 6723006.3557 | 839.7335 | 98343.4011 | 14262.2192 | 49764.3469 | 5828033.3932 | 845208.6155 | 6418529.6174 | 61034.5741 | 5556327.3882 | 801167.6551 | 2746665.1494 | 21546.6079 | 2401970.6431 | 323147.8984 |  | 2942 | 61-21F | 113445.3538 | 61839.9655 | 8483.8993 | 7576.1923 | 2919.2311 | 100.6847 | 104486.1286 | 57537.7015 | 7000.1817 | 1383.0329 | 839.7335 | 349.0117 | 16.3484 | 3650.8798 | 270.4215 | 5.8728 | 140.8266 | 77.5494 | 9.4349 | 1.0407 | 14262.2192 | 7820.7801 | 1913.3993 | 3650.8798 | 1412.886 | 30.2936 | 9354.9829 | 5151.5375 | 626.749 | 1256.3566 | 98343.4011 | 53670.1737 | 6554.1517 | 3227.4463 | 1235.9235 | 64.5182 | 94990.3191 | 52308.6145 | 6363.9978 | 125.6357 | 0.0041476 | 0.0015886 | 8.28e-05 | 0.010801 | 0.00612 | 0.00108 | 0.001926 | 5000000 | scaled
61-23F | 42473.6336 | 2.2924 | 42368.8763 | 102.4649 | 0.005397% | 99.75% | 0.2412% | 19000.3767 | 39536.9464 | 23.2482 | 17416.1327 | 1560.9958 | 48.3768 | 36240.3134 | 3248.2562 | 61 | 0.011235 | 0.0063886 | 0.001227 | 3780542.0308 | 51.922 | 38847.5134 | 3574.1982 | 4621.5309 | 3457784.157 | 318136.3429 | 3674241.1384 | 4495.6677 | 3367884.3597 | 301861.111 | 2393388.0684 | 2928.514 | 2193824.8015 | 196634.7529 |  | 2943 | 61-23F | 42473.6336 | 23473.2569 | 2936.6872 | 2.2924 | 0.87801 | 0.045159 | 42368.8763 | 23369.914 | 2834.1771 | 102.4649 | 51.922 | 28.6738 | 3.5452 | 0 | 0 | 0 | 51.8449 | 28.5967 | 3.4681 | 0.077102 | 3574.1982 | 2013.2024 | 325.942 | 0 | 0 | 0 | 3481.1183 | 1920.1226 | 232.8621 | 93.0799 | 38847.5134 | 21431.3807 | 2607.2 | 2.2924 | 0.87801 | 0.045159 | 38835.9131 | 21421.1947 | 2597.8469 | 9.308 | 0.000253 | 9.68e-05 | 5e-06 | 0.010844 | 0.0061542 | 0.0010844 | 0.0001376 | 5000000 | scaled
61-24F | 11214.8982 | 0 | 11214.8982 | 0 | 0% | 100% | 0% | 1789.6312 | 3722.0038 | 2.2864 | 1633.0351 | 154.3096 | 4.7552 | 3396.3216 | 320.927 | 61 | 0.010874 | 0.010874 | 0.010874 | 1031368.8139 | 14.3281 | 10233.5739 | 966.9962 | 1317.6754 | 941122.1385 | 88929 | 866786.8678 | 1107.4057 | 790941.4165 | 74738.0455 | 689077.8231 | 880.3649 | 628782.2414 | 59415.2169 |  | 2944 | 61-24F | 11214.8982 | 9425.267 | 7492.8944 | 0 | 0 | 0 | 11214.8982 | 9425.267 | 7492.8944 | 0 | 14.3281 | 12.0417 | 9.5729 | 0 | 0 | 0 | 14.3281 | 12.0417 | 9.5729 | 0 | 966.9962 | 812.6866 | 646.0692 | 0 | 0 | 0 | 966.9962 | 812.6866 | 646.0692 | 0 | 10233.5739 | 8600.5388 | 6837.2523 | 0 | 0 | 0 | 10233.5739 | 8600.5388 | 6837.2523 | 0 | 0 | 0 | 0 | 0.010874 | 0.010874 | 0.010874 | 0 | 5000000 | scaled
62-22AE | 149850.5521 | 18549.1625 | 125344.6952 | 5956.6945 | 12.38% | 83.65% | 3.975% | 67547.8425 | 135219.2002 | 1963.588 | 52471.5326 | 13112.7219 | 3235.2586 | 107772.2513 | 24211.6903 | 62 | 0.035713 | 0.020824 | 0.0097872 | 4195990.0129 | 3293.8446 | 115836.5694 | 30720.1381 | 92231.4869 | 3243558.8761 | 860199.6499 | 3952376.6111 | 114893.9618 | 3070227.7163 | 767254.933 | 1494947.68 | 35768.1621 | 1191501.4794 | 267678.0385 |  | 2945 | 62-22AE | 149850.5521 | 82302.7096 | 14631.3519 | 18549.1625 | 7279.1017 | 280.8415 | 125344.6952 | 69066.9134 | 8393.816 | 5956.6945 | 3293.8446 | 1330.2567 | 58.5861 | 11223.552 | 1233.9979 | 42.9501 | 166.5588 | 91.7765 | 11.1538 | 4.4822 | 30720.1381 | 17607.4161 | 6508.4477 | 11223.552 | 4434.9892 | 154.099 | 14085.484 | 7761.3249 | 943.2466 | 5411.1021 | 115836.5694 | 63365.0368 | 8064.3181 | 4202.8068 | 1610.1146 | 83.7923 | 111092.6524 | 61213.812 | 7439.4156 | 541.1102 | 0.016592 | 0.0063542 | 0.000332 | 0.01074 | 0.0060882 | 0.001074 | 0.0083812 | 5000000 | scaled
63-35AE | 256467.5251 | 195478.8589 | 60168.1744 | 820.4918 | 76.22% | 23.46% | 0.3199% | 144302.2902 | 248847.9835 | 23072.4737 | 26239.7325 | 94990.084 | 37776.7391 | 54573.0554 | 156498.1889 | 63 | 0.016955 | 0.0098336 | 0.0023544 | 15126186.9589 | 38316.3667 | 58415.8651 | 159735.2934 | 2259859.3172 | 3445306.7535 | 9421020.8882 | 11406324.7388 | 1823755.7263 | 2074110.5997 | 7508458.4128 | 3236298.6985 | 491291.1487 | 709729.3125 | 2035278.2373 |  | 2946 | 63-35AE | 256467.5251 | 112165.235 | 7619.5417 | 195478.8589 | 78172.952 | 2777.2927 | 60168.1744 | 33171.7911 | 4021.7571 | 820.4918 | 38316.3667 | 15243.893 | 539.6276 | 153874.2197 | 15198.6139 | 533.5954 | 81.0089 | 44.6617 | 5.4148 | 0.61739 | 159735.2934 | 64745.2094 | 3237.1044 | 153874.2197 | 61179.4737 | 2149.8185 | 5115.7333 | 2820.3953 | 341.9455 | 745.3404 | 58415.8651 | 32176.1326 | 3842.8096 | 3369.8989 | 1794.8644 | 93.8788 | 54971.4322 | 30306.7341 | 3674.3968 | 74.534 | 0.0050124 | 0.0025658 | 0.000134 | 0.010803 | 0.0061276 | 0.0010802 | 0.0011402 | 5000000 | scaled
63-797R | 1294920.7081 | 1241111.1907 | 51084.6541 | 2724.8633 | 95.84% | 3.945% | 0.2104% | 775539.0874 | 1269288.7837 | 164939.0259 | 22460.9763 | 588139.0852 | 267738.8434 | 46003.1579 | 955546.7824 | 63 | 0.02549 | 0.014205 | 0.00518 | 50800329.069 | 272010.665 | 49416.5679 | 973493.4753 | 10671102.2563 | 1938634.4613 | 38190592.3514 | 36563296.0751 | 7776157.9469 | 1058937.3751 | 27728200.753 | 4948247.9554 | 1043764.1943 | 179340.6156 | 3725143.1455 |  | 2947 | 63-797R | 1294920.7081 | 519381.6207 | 25631.9244 | 1241111.1907 | 488504.4543 | 19490.2562 | 51084.6541 | 28152.3031 | 3416.8049 | 2724.8633 | 272010.665 | 107071.6391 | 4271.8215 | 966512.0765 | 107031.8076 | 4265.1857 | 68.5569 | 37.7811 | 4.5854 | 2.0504 | 973493.4753 | 385354.3901 | 17946.6929 | 966512.0765 | 380395.8256 | 15170.0162 | 4506.1143 | 2483.2799 | 301.3921 | 2475.2845 | 49416.5679 | 26955.5916 | 3413.41 | 2659.0565 | 1076.821 | 55.0542 | 46509.9829 | 25631.2421 | 3110.8273 | 247.5285 | 0.010809 | 0.0042004 | 0.00022 | 0.010802 | 0.0061248 | 0.0010802 | 0.0038798 | 5000000 | scaled
64-12 | 0 | 0 | 0 | 0 | 0% | 0% | 0% | 0 | 0 | 0 | 0 | 0 | 0 | 0 | 0 | 64 | 0 | 0 | 0 | 0 | 0 | 0 | 0 | 0 | 0 | 0 | 0 | 0 | 0 | 0 | 0 | 0 | 0 | 0 |  | 2948 | 64-12 | 0 | 0 | 0 | 0 | 0 | 0 | 0 | 0 | 0 | 0 | 0 | 0 | 0 | 0 | 0 | 0 | 0 | 0 | 0 | 0 | 0 | 0 | 0 | 0 | 0 | 0 | 0 | 0 | 0 | 0 | 0 | 0 | 0 | 0 | 0 | 0 | 0 | 0 | 0 | 0 | 0 | 0 | 0 | 0 | 0 | 0 | 0 | 5000000 | scaled
64-13F | 5341.0304 | 1716.8168 | 3516.6556 | 107.558 | 32.14% | 65.84% | 2.014% | 2465.3285 | 4996.947 | 219.655 | 1242.746 | 1002.9276 | 417.3817 | 2609.9197 | 1969.6456 | 64 | 0.0078982 | 0.0045216 | 0.0008978 | 676233.8798 | 417.7109 | 2807.1911 | 2116.1285 | 52886.844 | 355421.624 | 267925.4118 | 635992.1036 | 56665.3985 | 320596.8776 | 258729.8276 | 383251.782 | 32012.0037 | 200173.4987 | 151066.2797 |  | 2949 | 64-13F | 5341.0304 | 2875.7019 | 344.0834 | 1716.8168 | 811.5355 | 0.20914 | 3516.6556 | 1956.6084 | 236.3163 | 107.558 | 417.7109 | 198.0559 | 0.32916 | 1292.5727 | 195.9198 | 0 | 3.6939 | 2.0552 | 0.24823 | 0.080934 | 2116.1285 | 1113.2009 | 146.4829 | 1292.5727 | 611.644 | 0 | 725.8493 | 403.8504 | 48.7765 | 97.7064 | 2807.1911 | 1564.4451 | 197.2714 | 10.308 | 3.9717 | 0.20914 | 2787.1124 | 1550.7028 | 187.2916 | 9.7706 | 0.0003138 | 0.0001202 | 6.4e-06 | 0.0074366 | 0.0042536 | 0.0007436 | 0.0001478 | 5000000 | scaled
64-14F | 111705.1457 | 5085.4893 | 102021.0938 | 4598.5626 | 4.553% | 91.33% | 4.117% | 48796.1132 | 100146.4795 | 359.4857 | 43201.7155 | 5234.912 | 483.2864 | 90041.9566 | 9621.2365 | 64 | 0.030765 | 0.017148 | 0.0075108 | 3630892.8811 | 495.355 | 96848.4874 | 14361.3033 | 16101.1477 | 3147988.2256 | 466803.5078 | 3668507.4071 | 27026.2528 | 3247918.7944 | 393562.3599 | 1538939.4164 | 7426.6066 | 1383664.3763 | 147848.4335 |  | 2950 | 64-14F | 111705.1457 | 62909.0324 | 11558.6662 | 5085.4893 | 1470.5294 | 57.3246 | 102021.0938 | 56839.9405 | 6902.779 | 4598.5626 | 495.355 | 135.8693 | 12.0686 | 1868.9187 | 61.6936 | 0.020495 | 126.926 | 70.7154 | 8.5879 | 3.4603 | 14361.3033 | 9126.3913 | 4740.0668 | 1868.9187 | 316.4034 | 0.10428 | 8315.0188 | 4632.6221 | 562.5968 | 4177.3657 | 96848.4874 | 53646.7719 | 6806.5308 | 2851.6018 | 1092.4324 | 57.1999 | 93579.1489 | 52136.6029 | 6331.5944 | 417.7366 | 0.016976 | 0.0065028 | 0.0003394 | 0.0073534 | 0.0042096 | 0.0007354 | 0.006436 | 5000000 | scaled
64-15F | 6195.9048 | 0 | 6195.9048 | 0 | 0% | 100% | 0% | 971.3148 | 2037.2877 | 2.1138 | 834.4339 | 134.7672 | 4.4335 | 1750.1862 | 282.6679 | 64 | 0.0074314 | 0.0074314 | 0.0074314 | 833746.6377 | 13.4835 | 5322.7569 | 859.6644 | 1814.3907 | 716252.247 | 115680 | 703042.486 | 1529.9537 | 603967.3656 | 97545.1667 | 559600.7566 | 1217.7973 | 480739.9289 | 77643.0304 |  | 2951 | 64-15F | 6195.9048 | 5224.5899 | 4158.6171 | 0 | 0 | 0 | 6195.9048 | 5224.5899 | 4158.6171 | 0 | 13.4835 | 11.3697 | 9.0499 | 0 | 0 | 0 | 13.4835 | 11.3697 | 9.0499 | 0 | 859.6644 | 724.8972 | 576.9964 | 0 | 0 | 0 | 859.6644 | 724.8972 | 576.9964 | 0 | 5322.7569 | 4488.3231 | 3572.5707 | 0 | 0 | 0 | 5322.7569 | 4488.3231 | 3572.5707 | 0 | 0 | 0 | 0 | 0.0074314 | 0.0074314 | 0.0074314 | 0 | 5000000 | scaled
65-10 | 0 | 0 | 0 | 0 | 0% | 0% | 0% | 0 | 0 | 0 | 0 | 0 | 0 | 0 | 0 | 65 | 0 | 0 | 0 | 0 | 0 | 0 | 0 | 0 | 0 | 0 | 0 | 0 | 0 | 0 | 0 | 0 | 0 | 0 |  | 2952 | 65-10 | 0 | 0 | 0 | 0 | 0 | 0 | 0 | 0 | 0 | 0 | 0 | 0 | 0 | 0 | 0 | 0 | 0 | 0 | 0 | 0 | 0 | 0 | 0 | 0 | 0 | 0 | 0 | 0 | 0 | 0 | 0 | 0 | 0 | 0 | 0 | 0 | 0 | 0 | 0 | 0 | 0 | 0 | 0 | 0 | 0 | 0 | 0 | 5000000 | scaled
65-1086 | 90215.7695 | 0 | 90215.7695 | 0 | 0% | 100% | 0% | 14175.5486 | 29658.8922 | 16.2377 | 12952.9899 | 1206.3211 | 33.9734 | 27100.9851 | 2523.9338 | 65 | 0.0073536 | 0.0073536 | 0.0073536 | 12268245.4215 | 103.3394 | 82435.1834 | 7677.2466 | 14052.9045 | 11210180.517 | 1044012 | 10340543.5281 | 11844.7802 | 9448731.7144 | 879967.0335 | 8234997.4548 | 9432.9408 | 7524776.7593 | 700787.7547 |  | 2953 | 65-1086 | 90215.7695 | 76040.2209 | 60556.8773 | 0 | 0 | 0 | 90215.7695 | 76040.2209 | 60556.8773 | 0 | 103.3394 | 87.1018 | 69.3661 | 0 | 0 | 0 | 103.3394 | 87.1018 | 69.3661 | 0 | 7677.2466 | 6470.9256 | 5153.3128 | 0 | 0 | 0 | 7677.2466 | 6470.9256 | 5153.3128 | 0 | 82435.1834 | 69482.1935 | 55334.1984 | 0 | 0 | 0 | 82435.1834 | 69482.1935 | 55334.1984 | 0 | 0 | 0 | 0 | 0.0073536 | 0.0073536 | 0.0073536 | 0 | 5000000 | scaled
65-38AE | 94199.1014 | 0 | 94199.1014 | 0 | 0% | 100% | 0% | 14794.9363 | 30965.4102 | 16.0064 | 13567.7453 | 1211.1846 | 33.5009 | 28396.9319 | 2534.9774 | 65 | 0.0073458 | 0.0073458 | 0.0073458 | 12823532.0091 | 101.9122 | 86385.5978 | 7711.5915 | 13873.5351 | 11759862.474 | 1049796 | 10809464.6059 | 11694.5539 | 9912855.2955 | 884914.7565 | 8608142.2362 | 9312.9851 | 7894125.3301 | 704703.9209 |  | 2954 | 65-38AE | 94199.1014 | 79404.1651 | 63233.6912 | 0 | 0 | 0 | 94199.1014 | 79404.1651 | 63233.6912 | 0 | 101.9122 | 85.9059 | 68.4113 | 0 | 0 | 0 | 101.9122 | 85.9059 | 68.4113 | 0 | 7711.5915 | 6500.4068 | 5176.6141 | 0 | 0 | 0 | 7711.5915 | 6500.4068 | 5176.6141 | 0 | 86385.5978 | 72817.8524 | 57988.6659 | 0 | 0 | 0 | 86385.5978 | 72817.8524 | 57988.6659 | 0 | 0 | 0 | 0 | 0.0073458 | 0.0073458 | 0.0073458 | 0 | 5000000 | scaled
66-1213R | 5312267.5909 | 5193771.752 | 106206.9301 | 12288.9088 | 97.77% | 1.999% | 0.2313% | 3181145.8916 | 5195847.3427 | 582845.5155 | 49625.7258 | 2548674.6504 | 947932.8251 | 100873.7652 | 4147040.7524 | 66 | 0.075145 | 0.041871 | 0.019396 | 70693748.4811 | 965984.6961 | 108677.2802 | 4237605.6145 | 12854977.2721 | 1446238.1993 | 56392533.0097 | 50897077.21 | 9325297.9313 | 793992.0023 | 40777787.2764 | 6002219.4143 | 1095047.7239 | 116528.9185 | 4790642.7719 |  | 2955 | 66-1213R | 5312267.5909 | 2131121.6993 | 116420.2482 | 5193771.752 | 2060260.6169 | 97026.8391 | 106206.9301 | 58572.1736 | 7104.5003 | 12288.9088 | 965984.6961 | 383139.1807 | 18051.871 | 4216713.881 | 383058.6703 | 18033.9801 | 129.2194 | 71.2633 | 8.6439 | 9.247 | 4237605.6145 | 1688930.9642 | 90564.8621 | 4216713.881 | 1672402.507 | 78750.7711 | 9728.4046 | 5365.1283 | 650.7622 | 11163.3289 | 108677.2802 | 59051.5545 | 7803.5151 | 11211.6412 | 4799.4395 | 242.0879 | 96349.3061 | 53135.782 | 6445.0942 | 1116.3329 | 0.047062 | 0.018427 | 0.0009626 | 0.010722 | 0.006083 | 0.0010722 | 0.017361 | 5000000 | scaled
67-24R | 2610800.0114 | 2443585.0538 | 158335.2051 | 8879.7525 | 93.6% | 6.065% | 0.3401% | 1447387.8574 | 2514261.4878 | 208542.2699 | 62718.2017 | 1176127.3858 | 358593.6536 | 130376.0963 | 2025291.7379 | 67 | 0.2194 | 0.12486 | 0.03009 | 11899585.5627 | 369764.924 | 144543.515 | 2096491.5724 | 1685326.0809 | 658804.9319 | 9555454.5498 | 9317509.2219 | 1342483.6427 | 403746.252 | 7571279.3272 | 3208368.4585 | 457589.8621 | 166368.7557 | 2584409.8407 |  | 2956 | 67-24R | 2610800.0114 | 1163412.154 | 96538.5236 | 2443585.0538 | 1065064.8081 | 72841.7002 | 158335.2051 | 89467.5934 | 14817.0709 | 8879.7525 | 369764.924 | 161222.6541 | 11171.2704 | 2072792.0961 | 161092.3182 | 11144.1099 | 218.8368 | 123.6541 | 20.4788 | 6.6817 | 2096491.5724 | 920364.1866 | 71199.8345 | 2072792.0961 | 903464.2765 | 61670.4598 | 15633.0484 | 8833.4822 | 1462.9468 | 8066.4279 | 144543.515 | 81825.3133 | 14167.4186 | 1253.5522 | 508.2134 | 27.1306 | 142483.3199 | 80510.4571 | 13333.6452 | 806.6428 | 0.040152 | 0.017622 | 0.00092 | 0.16676 | 0.094747 | 0.016676 | 0.012494 | 5000000 | scaled
67-34R | 4180137.3859 | 3921083.9191 | 245326.3777 | 13727.0891 | 93.8% | 5.869% | 0.3284% | 2373546.7393 | 4061176.5792 | 358280.032 | 102334.6596 | 1912932.0477 | 607100.7392 | 210438.0697 | 3243637.7702 | 67 | 0.24743 | 0.1401 | 0.037367 | 16893949.0364 | 620108.0386 | 232611.8356 | 3327417.5116 | 2506155.3328 | 940096.4929 | 13447697.2107 | 12894621.6217 | 1946405.9297 | 555947.2211 | 10392268.4709 | 3183545.1944 | 475904.6063 | 164961.8263 | 2542678.7618 |  | 2957 | 67-34R | 4180137.3859 | 1806590.6466 | 118960.8067 | 3921083.9191 | 1654248.3755 | 82276.7046 | 245326.3777 | 138615.1821 | 22957.013 | 13727.0891 | 620108.0386 | 261828.0066 | 13007.2994 | 3291435.6507 | 261595.1472 | 12960.1155 | 393.8423 | 222.5302 | 36.8547 | 10.3292 | 3327417.5116 | 1414485.464 | 83779.7414 | 3291435.6507 | 1388730.8037 | 69109.7596 | 23512.0792 | 13284.8786 | 2200.2001 | 12469.7817 | 232611.8356 | 130277.1761 | 22173.7659 | 9944.4012 | 3922.4246 | 206.8295 | 221420.4562 | 125107.7733 | 20719.9582 | 1246.9782 | 0.061507 | 0.026122 | 0.0013686 | 0.16659 | 0.094642 | 0.016659 | 0.01934 | 5000000 | scaled
67-37R | 622304.2119 | 542523.2142 | 74570.4603 | 5210.5374 | 87.18% | 11.98% | 0.8373% | 333918.9115 | 597911.3688 | 41159.2787 | 29515.2757 | 263244.3571 | 72507.6664 | 61391.3461 | 464012.3562 | 67 | 0.20095 | 0.11377 | 0.024669 | 3096817.3704 | 74147.8266 | 68135.0993 | 480021.286 | 368987.182 | 339065.6128 | 2388764.5756 | 2534872.0928 | 312451.6262 | 224058.7344 | 1998361.7322 | 988805.5092 | 119910.7155 | 101526.9225 | 767367.8711 |  | 2958 | 67-37R | 622304.2119 | 288385.3004 | 24392.8431 | 542523.2142 | 241042.6296 | 12201.4448 | 74570.4603 | 42132.1334 | 6980.8609 | 5210.5374 | 74147.8266 | 32988.5479 | 1640.1602 | 467592.7404 | 32903.9849 | 1622.8778 | 142.7303 | 80.6423 | 13.3616 | 3.9208 | 480021.286 | 216776.9289 | 16008.9297 | 467592.7404 | 207695.8386 | 10555.2558 | 7695.2577 | 4347.8024 | 720.3861 | 4733.2879 | 68135.0993 | 38619.8236 | 6743.7532 | 929.2982 | 442.806 | 23.3112 | 66732.4723 | 37703.6887 | 6247.1132 | 473.3288 | 0.025731 | 0.011082 | 0.0005788 | 0.16792 | 0.095387 | 0.016792 | 0.0072982 | 5000000 | scaled
67-45R | 1627950.76 | 1510503.3948 | 110849.533 | 6597.8321 | 92.79% | 6.809% | 0.4053% | 922300.867 | 1576931.8379 | 134778.759 | 43763.6753 | 743758.4327 | 227664.1974 | 90977.6208 | 1258290.0197 | 67 | 0.20887 | 0.11861 | 0.026696 | 7793921.8974 | 232891.7295 | 100905.1106 | 1294153.9199 | 1114984.5527 | 483089.8883 | 6195847.4564 | 5949338.8658 | 869395.8101 | 282299.3487 | 4797643.7069 | 1911121.6775 | 275911.7245 | 110257.97 | 1524951.983 |  | 2959 | 67-45R | 1627950.76 | 705649.893 | 51018.9221 | 1510503.3948 | 636416.919 | 34045.1982 | 110849.533 | 62635.1419 | 10375.8918 | 6597.8321 | 232891.7295 | 98112.9704 | 5227.532 | 1276934.8964 | 98020.9444 | 5208.1451 | 154.0781 | 87.0613 | 14.4222 | 4.9647 | 1294153.9199 | 550395.4873 | 35863.9003 | 1276934.8964 | 538059.0375 | 28819.6389 | 11225.5077 | 6342.9339 | 1050.7455 | 5993.5159 | 100905.1106 | 57141.4353 | 9927.4898 | 835.8118 | 336.9371 | 17.4142 | 99469.9472 | 56205.1467 | 9310.724 | 599.3516 | 0.032002 | 0.014156 | 0.0007396 | 0.16768 | 0.095266 | 0.016768 | 0.0091878 | 5000000 | scaled
68-1356AE | 83350.3104 | 0 | 83350.3104 | 0 | 0% | 100% | 0% | 13305.9059 | 27656.3681 | 15.1503 | 12179.0783 | 1111.6773 | 31.4899 | 25314.2533 | 2310.6249 | 68 | 0.010714 | 0.010714 | 0.010714 | 7779714.9875 | 94.9038 | 76291.683 | 6963.7236 | 8858.09 | 7120879.8975 | 649977 | 6537774.1386 | 7443.9992 | 5984114.394 | 546215.7454 | 5198336.9393 | 5918.8976 | 4758109.1429 | 434308.8987 |  | 2960 | 68-1356AE | 83350.3104 | 70044.4046 | 55693.9423 | 0 | 0 | 0 | 83350.3104 | 70044.4046 | 55693.9423 | 0 | 94.9038 | 79.7535 | 63.4139 | 0 | 0 | 0 | 94.9038 | 79.7535 | 63.4139 | 0 | 6963.7236 | 5852.0463 | 4653.0987 | 0 | 0 | 0 | 6963.7236 | 5852.0463 | 4653.0987 | 0 | 76291.683 | 64112.6048 | 50977.4297 | 0 | 0 | 0 | 76291.683 | 64112.6048 | 50977.4297 | 0 | 0 | 0 | 0 | 0.010714 | 0.010714 | 0.010714 | 0 | 5000000 | scaled
68-1357 | 0 | 0 | 0 | 0 | 0% | 0% | 0% | 0 | 0 | 0 | 0 | 0 | 0 | 0 | 0 | 68 | 0 | 0 | 0 | 0 | 0 | 0 | 0 | 0 | 0 | 0 | 0 | 0 | 0 | 0 | 0 | 0 | 0 | 0 |  | 2961 | 68-1357 | 0 | 0 | 0 | 0 | 0 | 0 | 0 | 0 | 0 | 0 | 0 | 0 | 0 | 0 | 0 | 0 | 0 | 0 | 0 | 0 | 0 | 0 | 0 | 0 | 0 | 0 | 0 | 0 | 0 | 0 | 0 | 0 | 0 | 0 | 0 | 0 | 0 | 0 | 0 | 0 | 0 | 0 | 0 | 0 | 0 | 0 | 0 | 5000000 | scaled
68-1358 | 4228.5637 | 0 | 4228.5637 | 0 | 0% | 100% | 0% | 676.0373 | 1403.2662 | 1.4494 | 602.3748 | 72.2131 | 3.0085 | 1250.3632 | 149.8945 | 68 | 0.010771 | 0.010771 | 0.010771 | 392573.2655 | 9.0658 | 3767.81 | 451.6879 | 841.6565 | 349797.609 | 41934 | 329811.0123 | 707.0975 | 293874.0705 | 35229.8442 | 262296.2149 | 562.3494 | 233715.8357 | 28018.0299 |  | 2962 | 68-1358 | 4228.5637 | 3552.5263 | 2825.2974 | 0 | 0 | 0 | 4228.5637 | 3552.5263 | 2825.2974 | 0 | 9.0658 | 7.6164 | 6.0573 | 0 | 0 | 0 | 9.0658 | 7.6164 | 6.0573 | 0 | 451.6879 | 379.4747 | 301.7934 | 0 | 0 | 0 | 451.6879 | 379.4747 | 301.7934 | 0 | 3767.81 | 3165.4352 | 2517.4468 | 0 | 0 | 0 | 3767.81 | 3165.4352 | 2517.4468 | 0 | 0 | 0 | 0 | 0.010771 | 0.010771 | 0.010771 | 0 | 5000000 | scaled
68-18 | 7282.0005 | 0 | 7282.0005 | 0 | 0% | 100% | 0% | 1167.8842 | 2416.4867 | 1.5213 | 1061.7379 | 104.625 | 3.1477 | 2196.8578 | 216.4812 | 68 | 0.010742 | 0.010742 | 0.010742 | 677925.1225 | 9.4854 | 6620.1563 | 652.3589 | 883.0495 | 616310.073 | 60732 | 569199.7737 | 741.4264 | 517466.5202 | 50991.8271 | 452959.8755 | 590.015 | 411791.398 | 40578.4625 |  | 2963 | 68-18 | 7282.0005 | 6114.1163 | 4865.5138 | 0 | 0 | 0 | 7282.0005 | 6114.1163 | 4865.5138 | 0 | 9.4854 | 7.9641 | 6.3377 | 0 | 0 | 0 | 9.4854 | 7.9641 | 6.3377 | 0 | 652.3589 | 547.7338 | 435.8776 | 0 | 0 | 0 | 652.3589 | 547.7338 | 435.8776 | 0 | 6620.1563 | 5558.4184 | 4423.2985 | 0 | 0 | 0 | 6620.1563 | 5558.4184 | 4423.2985 | 0 | 0 | 0 | 0 | 0.010742 | 0.010742 | 0.010742 | 0 | 5000000 | scaled
68-27 | 64463.8319 | 61936.825 | 1879.8308 | 647.176 | 96.08% | 2.916% | 1.004% | 42043.4244 | 62811.3332 | 10544.0178 | 739.8067 | 30759.5998 | 15624.0011 | 1525.484 | 45661.8481 | 68 | 0.014207 | 0.0079898 | 0.0020774 | 4537597.4469 | 15849.595 | 1692.5029 | 46921.734 | 1115650.1209 | 119134.9737 | 3302812.3523 | 2806128.7547 | 703745.5223 | 49377.3523 | 2053005.8801 | 795464.8647 | 197867.8574 | 19319.2672 | 578277.7401 |  | 2964 | 68-27 | 64463.8319 | 22420.4075 | 1652.4987 | 61936.825 | 20740.7997 | 879.6933 | 1879.8308 | 1032.4318 | 125.6294 | 647.176 | 15849.595 | 5305.5772 | 225.5939 | 46069.244 | 5304.193 | 224.9978 | 1.6336 | 0.89722 | 0.10918 | 0.48698 | 46921.734 | 16162.1342 | 1259.8859 | 46069.244 | 15428.9177 | 654.3041 | 264.5908 | 145.3173 | 17.6827 | 587.8991 | 1692.5029 | 952.6962 | 167.0189 | 20.1066 | 7.689 | 0.39139 | 1613.6064 | 886.2172 | 107.8376 | 58.7899 | 0.002492 | 0.0009546 | 5e-05 | 0.010764 | 0.0060842 | 0.0010764 | 0.000951 | 5000000 | scaled
68-42 | 327449.0396 | 265995.1408 | 60448.4767 | 1005.4221 | 81.23% | 18.46% | 0.307% | 199364.8142 | 316769.1658 | 41659.6709 | 24539.6461 | 133165.4973 | 63014.5264 | 50832.7212 | 202921.9182 | 68 | 0.015736 | 0.0088654 | 0.0025752 | 20808647.5541 | 64381.038 | 54563.8486 | 208504.1531 | 4091269.6813 | 3467409.4495 | 13249968.4233 | 14447653.2812 | 3019010.5657 | 1778349.402 | 9650293.3134 | 4147201.7228 | 824998.0761 | 665511.583 | 2656692.0636 |  | 2965 | 68-42 | 327449.0396 | 128084.2254 | 10679.8739 | 265995.1408 | 93852.6587 | 5632.7213 | 60448.4767 | 33226.1445 | 4041.7305 | 1005.4221 | 64381.038 | 22721.3671 | 1366.5116 | 201644.7622 | 22676.3255 | 1360.3681 | 80.5679 | 44.285 | 5.387 | 0.75655 | 208504.1531 | 75338.6558 | 5582.2349 | 201644.7622 | 71157.0095 | 4271.3348 | 5946.0586 | 3268.314 | 397.5678 | 913.3324 | 54563.8486 | 30024.2025 | 3731.1274 | 50.6652 | 19.3237 | 1.0184 | 54421.8501 | 29913.5455 | 3638.7757 | 91.3332 | 0.0036074 | 0.0013816 | 7.16e-05 | 0.010695 | 0.0060496 | 0.0010694 | 0.0014342 | 5000000 | scaled
68-43AE | 15601.0764 | 0 | 15601.0764 | 0 | 0% | 100% | 0% | 2491.9657 | 5175.5689 | 2.592 | 2171.8367 | 317.537 | 5.3833 | 4510.6924 | 659.4932 | 68 | 0.010741 | 0.010741 | 0.010741 | 1452533.0465 | 16.2274 | 13596.8929 | 1987.9562 | 1510.8425 | 1265934.204 | 185088 | 1220519.4071 | 1269.515 | 1063726.0666 | 155523.8255 | 970663.4195 | 1009.629 | 845967.6882 | 123686.1023 |  | 2966 | 68-43AE | 15601.0764 | 13109.1107 | 10425.5075 | 0 | 0 | 0 | 15601.0764 | 13109.1107 | 10425.5075 | 0 | 16.2274 | 13.6354 | 10.844 | 0 | 0 | 0 | 16.2274 | 13.6354 | 10.844 | 0 | 1987.9562 | 1670.4192 | 1328.463 | 0 | 0 | 0 | 1987.9562 | 1670.4192 | 1328.463 | 0 | 13596.8929 | 11425.0562 | 9086.2006 | 0 | 0 | 0 | 13596.8929 | 11425.0562 | 9086.2006 | 0 | 0 | 0 | 0 | 0.010741 | 0.010741 | 0.010741 | 0 | 5000000 | scaled
68-44 | 0 | 0 | 0 | 0 | 0% | 0% | 0% | 0 | 0 | 0 | 0 | 0 | 0 | 0 | 0 | 68 | 0 | 0 | 0 | 0 | 0 | 0 | 0 | 0 | 0 | 0 | 0 | 0 | 0 | 0 | 0 | 0 | 0 | 0 |  | 2967 | 68-44 | 0 | 0 | 0 | 0 | 0 | 0 | 0 | 0 | 0 | 0 | 0 | 0 | 0 | 0 | 0 | 0 | 0 | 0 | 0 | 0 | 0 | 0 | 0 | 0 | 0 | 0 | 0 | 0 | 0 | 0 | 0 | 0 | 0 | 0 | 0 | 0 | 0 | 0 | 0 | 0 | 0 | 0 | 0 | 0 | 0 | 0 | 0 | 5000000 | scaled
68-775 | 61201.6871 | 0 | 61201.6871 | 0 | 0% | 100% | 0% | 9753.0346 | 20303.8501 | 12.462 | 8853.905 | 886.6676 | 25.9433 | 18432.0437 | 1845.8631 | 68 | 0.010674 | 0.010674 | 0.010674 | 5733931.1136 | 78.2007 | 55559.5202 | 5563.9662 | 7326.5511 | 5205321.5625 | 521283 | 4820178.0629 | 6158.9998 | 4375807.1572 | 438211.9058 | 3831681.6314 | 4895.945 | 3478439.9431 | 348345.7433 |  | 2968 | 68-775 | 61201.6871 | 51448.6526 | 40897.8371 | 0 | 0 | 0 | 61201.6871 | 51448.6526 | 40897.8371 | 0 | 78.2007 | 65.7387 | 52.2574 | 0 | 0 | 0 | 78.2007 | 65.7387 | 52.2574 | 0 | 5563.9662 | 4677.2986 | 3718.1031 | 0 | 0 | 0 | 5563.9662 | 4677.2986 | 3718.1031 | 0 | 55559.5202 | 46705.6153 | 37127.4766 | 0 | 0 | 0 | 55559.5202 | 46705.6153 | 37127.4766 | 0 | 0 | 0 | 0 | 0.010674 | 0.010674 | 0.010674 | 0 | 5000000 | scaled
69-44 | 0 | 0 | 0 | 0 | 0% | 0% | 0% | 0 | 0 | 0 | 0 | 0 | 0 | 0 | 0 | 69 | 0 | 0 | 0 | 0 | 0 | 0 | 0 | 0 | 0 | 0 | 0 | 0 | 0 | 0 | 0 | 0 | 0 | 0 |  | 2969 | 69-44 | 0 | 0 | 0 | 0 | 0 | 0 | 0 | 0 | 0 | 0 | 0 | 0 | 0 | 0 | 0 | 0 | 0 | 0 | 0 | 0 | 0 | 0 | 0 | 0 | 0 | 0 | 0 | 0 | 0 | 0 | 0 | 0 | 0 | 0 | 0 | 0 | 0 | 0 | 0 | 0 | 0 | 0 | 0 | 0 | 0 | 0 | 0 | 5000000 | scaled
69-45F | 106781.3021 | 2878.3579 | 103720.0487 | 182.8955 | 2.696% | 97.13% | 0.1713% | 47723.8581 | 99529.6206 | 352.8233 | 41138.7259 | 6232.3089 | 668.397 | 86107.0097 | 12754.2139 | 69 | 0.008264 | 0.0046826 | 0.0009876 | 12921261.1432 | 690.9131 | 92354.2708 | 13736.1183 | 83605.1624 | 11175492.5886 | 1662163.3921 | 12612105.2323 | 93241.5126 | 10871835.6037 | 1647028.1161 | 7342731.3421 | 49310.5461 | 6352487.1777 | 940933.6183 |  | 2970 | 69-45F | 106781.3021 | 59057.444 | 7251.6815 | 2878.3579 | 1364.1106 | 70.0213 | 103720.0487 | 57510.4379 | 6998.7647 | 182.8955 | 690.9131 | 338.0898 | 22.516 | 2316.2007 | 265.8978 | 13.6097 | 129.9499 | 72.0543 | 8.7687 | 0.13762 | 13736.1183 | 7503.8093 | 981.9044 | 2316.2007 | 1097.7008 | 56.3849 | 11253.7741 | 6239.965 | 759.376 | 166.1435 | 92354.2708 | 51215.5449 | 6247.2611 | 1.3317 | 0.51198 | 0.026726 | 92336.3247 | 51198.4185 | 6230.62 | 16.6143 | 0.0007042 | 0.0002696 | 1.4e-05 | 0.007318 | 0.0041712 | 0.0007318 | 0.0002418 | 5000000 | scaled
700-224AE | 231.4453 | 0 | 231.4453 | 0 | 0% | 100% | 0% | 37.0938 | 76.9811 | 0.48123 | 29.0476 | 7.5649 | 0.99869 | 60.2829 | 15.6995 | 700 | 0.0054404 | 0.0054404 | 0.0054404 | 42541.9639 | 3.0026 | 181.2418 | 47.2009 | 551.9059 | 33314.058 | 8676 | 35723.76 | 463.4519 | 27974.8113 | 7285.4968 | 28392.0665 | 368.3363 | 22233.4576 | 5790.2726 |  | 2971 | 700-224AE | 231.4453 | 194.3515 | 154.4642 | 0 | 0 | 0 | 231.4453 | 194.3515 | 154.4642 | 0 | 3.0026 | 2.5214 | 2.0039 | 0 | 0 | 0 | 3.0026 | 2.5214 | 2.0039 | 0 | 47.2009 | 39.636 | 31.5014 | 0 | 0 | 0 | 47.2009 | 39.636 | 31.5014 | 0 | 181.2418 | 152.1942 | 120.9589 | 0 | 0 | 0 | 181.2418 | 152.1942 | 120.9589 | 0 | 0 | 0 | 0 | 0.0054404 | 0.0054404 | 0.0054404 | 0 | 5000000 | scaled
700-231 | 0 | 0 | 0 | 0 | 0% | 0% | 0% | 0 | 0 | 0 | 0 | 0 | 0 | 0 | 0 | 700 | 0 | 0 | 0 | 0 | 0 | 0 | 0 | 0 | 0 | 0 | 0 | 0 | 0 | 0 | 0 | 0 | 0 | 0 |  | 2972 | 700-231 | 0 | 0 | 0 | 0 | 0 | 0 | 0 | 0 | 0 | 0 | 0 | 0 | 0 | 0 | 0 | 0 | 0 | 0 | 0 | 0 | 0 | 0 | 0 | 0 | 0 | 0 | 0 | 0 | 0 | 0 | 0 | 0 | 0 | 0 | 0 | 0 | 0 | 0 | 0 | 0 | 0 | 0 | 0 | 0 | 0 | 0 | 0 | 5000000 | scaled
700-255 | 16403.111 | 14789.9227 | 640.575 | 972.6134 | 90.17% | 3.905% | 5.929% | 4904.347 | 15024.9318 | 746.409 | 309.5195 | 3848.4185 | 2335.3339 | 679.5865 | 12010.0114 | 700 | 0.010214 | 0.0067132 | 0.0020286 | 1606006.7975 | 2394.5782 | 811.9105 | 13196.6224 | 234449.966 | 79493.0737 | 1292063.7577 | 1712858.848 | 260685.7097 | 108100.6779 | 1344072.4604 | 679374.5467 | 105595.5819 | 30728.5122 | 543050.4526 |  | 2973 | 700-255 | 16403.111 | 11498.764 | 1378.1792 | 14789.9227 | 10173.6179 | 362.8027 | 640.575 | 352.5327 | 42.7631 | 972.6134 | 2394.5782 | 1648.1692 | 59.2443 | 12262.0139 | 1646.839 | 58.4398 | 1.0873 | 0.59837 | 0.072584 | 0.73186 | 13196.6224 | 9348.2039 | 1186.611 | 12262.0139 | 8436.564 | 299.6724 | 51.0798 | 28.1112 | 3.41 | 883.5287 | 811.9105 | 502.3909 | 132.3239 | 135.1497 | 90.2149 | 4.6904 | 588.4079 | 323.8232 | 39.2806 | 88.3529 | 0.0034118 | 0.002268 | 0.000118 | 0.0054346 | 0.003078 | 0.0005434 | 0.0013672 | 5000000 | scaled
700-256F | 0 | 0 | 0 | 0 | 0% | 0% | 0% | 0 | 0 | 0 | 0 | 0 | 0 | 0 | 0 | 700 | 0 | 0 | 0 | 0 | 0 | 0 | 0 | 0 | 0 | 0 | 0 | 0 | 0 | 0 | 0 | 0 | 0 | 0 |  | 2974 | 700-256F | 0 | 0 | 0 | 0 | 0 | 0 | 0 | 0 | 0 | 0 | 0 | 0 | 0 | 0 | 0 | 0 | 0 | 0 | 0 | 0 | 0 | 0 | 0 | 0 | 0 | 0 | 0 | 0 | 0 | 0 | 0 | 0 | 0 | 0 | 0 | 0 | 0 | 0 | 0 | 0 | 0 | 0 | 0 | 0 | 0 | 0 | 0 | 5000000 | scaled
700-257F | 0 | 0 | 0 | 0 | 0% | 0% | 0% | 0 | 0 | 0 | 0 | 0 | 0 | 0 | 0 | 700 | 0 | 0 | 0 | 0 | 0 | 0 | 0 | 0 | 0 | 0 | 0 | 0 | 0 | 0 | 0 | 0 | 0 | 0 |  | 2975 | 700-257F | 0 | 0 | 0 | 0 | 0 | 0 | 0 | 0 | 0 | 0 | 0 | 0 | 0 | 0 | 0 | 0 | 0 | 0 | 0 | 0 | 0 | 0 | 0 | 0 | 0 | 0 | 0 | 0 | 0 | 0 | 0 | 0 | 0 | 0 | 0 | 0 | 0 | 0 | 0 | 0 | 0 | 0 | 0 | 0 | 0 | 0 | 0 | 5000000 | scaled
700-258 | 0 | 0 | 0 | 0 | 0% | 0% | 0% | 0 | 0 | 0 | 0 | 0 | 0 | 0 | 0 | 700 | 0 | 0 | 0 | 0 | 0 | 0 | 0 | 0 | 0 | 0 | 0 | 0 | 0 | 0 | 0 | 0 | 0 | 0 |  | 2976 | 700-258 | 0 | 0 | 0 | 0 | 0 | 0 | 0 | 0 | 0 | 0 | 0 | 0 | 0 | 0 | 0 | 0 | 0 | 0 | 0 | 0 | 0 | 0 | 0 | 0 | 0 | 0 | 0 | 0 | 0 | 0 | 0 | 0 | 0 | 0 | 0 | 0 | 0 | 0 | 0 | 0 | 0 | 0 | 0 | 0 | 0 | 0 | 0 | 5000000 | scaled
700-259F | 1780.4813 | 749.7955 | 402.8595 | 627.8262 | 42.11% | 22.63% | 35.26% | 724.315 | 1125.6852 | 90.3452 | 144.4075 | 489.5623 | 125.8754 | 299.1239 | 700.6859 | 700 | 0.0075412 | 0.0044782 | 0.001456 | 236100.5236 | 126.6497 | 377.3329 | 1276.4987 | 16794.3704 | 50036.1837 | 169269.9694 | 235846.1639 | 29417.5362 | 47020.9117 | 159407.7159 | 449722.601 | 50288.4879 | 119503.0161 | 279931.0969 |  | 2977 | 700-259F | 1780.4813 | 1056.1663 | 654.7961 | 749.7955 | 206.4186 | 0.091799 | 402.8595 | 221.9215 | 26.8781 | 627.8262 | 126.6497 | 36.3045 | 0.77432 | 623.8731 | 33.3394 | 0 | 4.5251 | 2.4927 | 0.3019 | 0.47242 | 1276.4987 | 786.9364 | 575.8128 | 623.8731 | 171.2763 | 0 | 82.304 | 45.3385 | 5.4912 | 570.3216 | 377.3329 | 232.9254 | 78.209 | 4.2702 | 1.8028 | 0.091799 | 316.0305 | 174.0904 | 21.085 | 57.0322 | 0.0012334 | 0.0005184 | 2.7e-05 | 0.0054208 | 0.0030728 | 0.000542 | 0.000887 | 5000000 | scaled
701-15R | 0 | 0 | 0 | 0 | 0% | 0% | 0% | 0 | 0 | 0 | 0 | 0 | 0 | 0 | 0 | 701 | 0 | 0 | 0 | 0 | 0 | 0 | 0 | 0 | 0 | 0 | 0 | 0 | 0 | 0 | 0 | 0 | 0 | 0 |  | 2978 | 701-15R | 0 | 0 | 0 | 0 | 0 | 0 | 0 | 0 | 0 | 0 | 0 | 0 | 0 | 0 | 0 | 0 | 0 | 0 | 0 | 0 | 0 | 0 | 0 | 0 | 0 | 0 | 0 | 0 | 0 | 0 | 0 | 0 | 0 | 0 | 0 | 0 | 0 | 0 | 0 | 0 | 0 | 0 | 0 | 0 | 0 | 0 | 0 | 5000000 | scaled
701-19AE | 18993.9235 | 0 | 18993.9235 | 0 | 0% | 100% | 0% | 3037.6346 | 6316.4821 | 3.9301 | 2787.9491 | 245.7554 | 8.1722 | 5797.2841 | 511.0258 | 701 | 0.0053808 | 0.0053808 | 0.0053808 | 3529944.162 | 24.5742 | 17432.6735 | 1536.6758 | 4567.0215 | 3239792.1405 | 285585 | 2965412.0076 | 3836.633 | 2721663.0277 | 239912.3469 | 2356051.4168 | 3048.2458 | 2162390.2567 | 190612.9143 |  | 2979 | 701-19AE | 18993.9235 | 15956.2889 | 12677.4415 | 0 | 0 | 0 | 18993.9235 | 15956.2889 | 12677.4415 | 0 | 24.5742 | 20.6442 | 16.402 | 0 | 0 | 0 | 24.5742 | 20.6442 | 16.402 | 0 | 1536.6758 | 1290.9204 | 1025.65 | 0 | 0 | 0 | 1536.6758 | 1290.9204 | 1025.65 | 0 | 17432.6735 | 14644.7244 | 11635.3895 | 0 | 0 | 0 | 17432.6735 | 14644.7244 | 11635.3895 | 0 | 0 | 0 | 0 | 0.0053808 | 0.0053808 | 0.0053808 | 0 | 5000000 | scaled
701-21 | 10597.5814 | 0 | 10597.5814 | 0 | 0% | 100% | 0% | 1692.642 | 3524.2742 | 2.591 | 1542.4492 | 147.6018 | 5.3947 | 3211.5557 | 307.3237 | 701 | 0.0053932 | 0.0053932 | 0.0053932 | 1964989.5048 | 16.2221 | 9657.229 | 924.1302 | 3007.8873 | 1790630.6175 | 171351 | 1651142.0748 | 2527.4686 | 1504631.7274 | 143982.8788 | 1311523.2553 | 2007.6006 | 1195148.2137 | 114367.441 |  | 2980 | 701-21 | 10597.5814 | 8904.9394 | 7073.3072 | 0 | 0 | 0 | 10597.5814 | 8904.9394 | 7073.3072 | 0 | 16.2221 | 13.6311 | 10.8274 | 0 | 0 | 0 | 16.2221 | 13.6311 | 10.8274 | 0 | 924.1302 | 776.5285 | 616.8065 | 0 | 0 | 0 | 924.1302 | 776.5285 | 616.8065 | 0 | 9657.229 | 8114.7798 | 6445.6733 | 0 | 0 | 0 | 9657.229 | 8114.7798 | 6445.6733 | 0 | 0 | 0 | 0 | 0.0053932 | 0.0053932 | 0.0053932 | 0 | 5000000 | scaled
701-30 | 0 | 0 | 0 | 0 | 0% | 0% | 0% | 0 | 0 | 0 | 0 | 0 | 0 | 0 | 0 | 701 | 0 | 0 | 0 | 0 | 0 | 0 | 0 | 0 | 0 | 0 | 0 | 0 | 0 | 0 | 0 | 0 | 0 | 0 |  | 2981 | 701-30 | 0 | 0 | 0 | 0 | 0 | 0 | 0 | 0 | 0 | 0 | 0 | 0 | 0 | 0 | 0 | 0 | 0 | 0 | 0 | 0 | 0 | 0 | 0 | 0 | 0 | 0 | 0 | 0 | 0 | 0 | 0 | 0 | 0 | 0 | 0 | 0 | 0 | 0 | 0 | 0 | 0 | 0 | 0 | 0 | 0 | 0 | 0 | 5000000 | scaled
701-31 | 0 | 0 | 0 | 0 | 0% | 0% | 0% | 0 | 0 | 0 | 0 | 0 | 0 | 0 | 0 | 701 | 0 | 0 | 0 | 0 | 0 | 0 | 0 | 0 | 0 | 0 | 0 | 0 | 0 | 0 | 0 | 0 | 0 | 0 |  | 2982 | 701-31 | 0 | 0 | 0 | 0 | 0 | 0 | 0 | 0 | 0 | 0 | 0 | 0 | 0 | 0 | 0 | 0 | 0 | 0 | 0 | 0 | 0 | 0 | 0 | 0 | 0 | 0 | 0 | 0 | 0 | 0 | 0 | 0 | 0 | 0 | 0 | 0 | 0 | 0 | 0 | 0 | 0 | 0 | 0 | 0 | 0 | 0 | 0 | 5000000 | scaled
701-32 | 0 | 0 | 0 | 0 | 0% | 0% | 0% | 0 | 0 | 0 | 0 | 0 | 0 | 0 | 0 | 701 | 0 | 0 | 0 | 0 | 0 | 0 | 0 | 0 | 0 | 0 | 0 | 0 | 0 | 0 | 0 | 0 | 0 | 0 |  | 2983 | 701-32 | 0 | 0 | 0 | 0 | 0 | 0 | 0 | 0 | 0 | 0 | 0 | 0 | 0 | 0 | 0 | 0 | 0 | 0 | 0 | 0 | 0 | 0 | 0 | 0 | 0 | 0 | 0 | 0 | 0 | 0 | 0 | 0 | 0 | 0 | 0 | 0 | 0 | 0 | 0 | 0 | 0 | 0 | 0 | 0 | 0 | 0 | 0 | 5000000 | scaled
701-48AE | 111352.5883 | 1684.0019 | 107340.1179 | 2328.4685 | 1.512% | 96.4% | 2.091% | 49292.0519 | 102366.9738 | 158.3352 | 44629.3315 | 4504.3852 | 255.3714 | 93080.5585 | 9031.044 | 701 | 0.014184 | 0.0084608 | 0.0039498 | 7850798.6872 | 264.9999 | 99391.9731 | 11695.6152 | 18683.5457 | 7007527.9294 | 824587.212 | 7335067.1745 | 23561.5996 | 6641215.6021 | 670289.9727 | 2274954.2833 | 5675.25 | 2068577.4652 | 200701.5681 |  | 2984 | 701-48AE | 111352.5883 | 62060.5363 | 8985.6144 | 1684.0019 | 540.8834 | 17.7224 | 107340.1179 | 59191.1845 | 6639.4235 | 2328.4685 | 264.9999 | 106.6647 | 9.6286 | 712.5807 | 36.0949 | 0.15726 | 124.7974 | 68.8177 | 7.7192 | 1.7521 | 11695.6152 | 7191.23 | 2664.5712 | 712.5807 | 185.99 | 0.86262 | 8867.8378 | 4890.0433 | 548.5119 | 2115.1967 | 99391.9731 | 54762.6417 | 6311.4146 | 832.9708 | 318.7986 | 16.7026 | 98347.4827 | 54232.3234 | 6083.1924 | 211.5197 | 0.0055856 | 0.002139 | 0.0001118 | 0.0052888 | 0.0030126 | 0.0005288 | 0.0033092 | 5000000 | scaled
701-49 | 0 | 0 | 0 | 0 | 0% | 0% | 0% | 0 | 0 | 0 | 0 | 0 | 0 | 0 | 0 | 701 | 0 | 0 | 0 | 0 | 0 | 0 | 0 | 0 | 0 | 0 | 0 | 0 | 0 | 0 | 0 | 0 | 0 | 0 |  | 2985 | 701-49 | 0 | 0 | 0 | 0 | 0 | 0 | 0 | 0 | 0 | 0 | 0 | 0 | 0 | 0 | 0 | 0 | 0 | 0 | 0 | 0 | 0 | 0 | 0 | 0 | 0 | 0 | 0 | 0 | 0 | 0 | 0 | 0 | 0 | 0 | 0 | 0 | 0 | 0 | 0 | 0 | 0 | 0 | 0 | 0 | 0 | 0 | 0 | 5000000 | scaled
701-50AE | 5899.3801 | 0 | 5899.3801 | 0 | 0% | 100% | 0% | 941.2582 | 1962.4137 | 1.5711 | 845.3364 | 94.3506 | 3.2755 | 1762.428 | 196.7101 | 701 | 0.0053458 | 0.0053458 | 0.0053458 | 1103554.2115 | 9.8469 | 5298.1862 | 591.3471 | 1841.986 | 991093.2255 | 110619 | 927479.878 | 1548.0934 | 832962.2725 | 92969.5121 | 736459.7319 | 1229.2541 | 661408.6046 | 73821.8732 |  | 2986 | 701-50AE | 5899.3801 | 4958.1219 | 3936.9664 | 0 | 0 | 0 | 5899.3801 | 4958.1219 | 3936.9664 | 0 | 9.8469 | 8.2758 | 6.5713 | 0 | 0 | 0 | 9.8469 | 8.2758 | 6.5713 | 0 | 591.3471 | 496.9964 | 394.637 | 0 | 0 | 0 | 591.3471 | 496.9964 | 394.637 | 0 | 5298.1862 | 4452.8497 | 3535.7581 | 0 | 0 | 0 | 5298.1862 | 4452.8497 | 3535.7581 | 0 | 0 | 0 | 0 | 0.0053458 | 0.0053458 | 0.0053458 | 0 | 5000000 | scaled
701-738 | 852.4133 | 0 | 852.4133 | 0 | 0% | 100% | 0% | 135.9748 | 283.5954 | 1.764 | 106.4801 | 27.7307 | 3.6791 | 222.0798 | 57.8364 | 701 | 0.0053432 | 0.0053432 | 0.0053432 | 159532.3647 | 11.0585 | 667.5138 | 173.841 | 2069.6472 | 124927.7175 | 32535 | 134084.1778 | 1739.5025 | 104999.5737 | 27345.1016 | 106456.4239 | 1381.0818 | 83364.6394 | 21710.7028 |  | 2987 | 701-738 | 852.4133 | 716.4386 | 568.818 | 0 | 0 | 0 | 852.4133 | 716.4386 | 568.818 | 0 | 11.0585 | 9.2945 | 7.3794 | 0 | 0 | 0 | 11.0585 | 9.2945 | 7.3794 | 0 | 173.841 | 146.1103 | 116.0046 | 0 | 0 | 0 | 173.841 | 146.1103 | 116.0046 | 0 | 667.5138 | 561.0337 | 445.4339 | 0 | 0 | 0 | 667.5138 | 561.0337 | 445.4339 | 0 | 0 | 0 | 0 | 0.0053432 | 0.0053432 | 0.0053432 | 0 | 5000000 | scaled
701-739 | 0 | 0 | 0 | 0 | 0% | 0% | 0% | 0 | 0 | 0 | 0 | 0 | 0 | 0 | 0 | 701 | 0 | 0 | 0 | 0 | 0 | 0 | 0 | 0 | 0 | 0 | 0 | 0 | 0 | 0 | 0 | 0 | 0 | 0 |  | 2988 | 701-739 | 0 | 0 | 0 | 0 | 0 | 0 | 0 | 0 | 0 | 0 | 0 | 0 | 0 | 0 | 0 | 0 | 0 | 0 | 0 | 0 | 0 | 0 | 0 | 0 | 0 | 0 | 0 | 0 | 0 | 0 | 0 | 0 | 0 | 0 | 0 | 0 | 0 | 0 | 0 | 0 | 0 | 0 | 0 | 0 | 0 | 0 | 0 | 5000000 | scaled
701-740 | 0 | 0 | 0 | 0 | 0% | 0% | 0% | 0 | 0 | 0 | 0 | 0 | 0 | 0 | 0 | 701 | 0 | 0 | 0 | 0 | 0 | 0 | 0 | 0 | 0 | 0 | 0 | 0 | 0 | 0 | 0 | 0 | 0 | 0 |  | 2989 | 701-740 | 0 | 0 | 0 | 0 | 0 | 0 | 0 | 0 | 0 | 0 | 0 | 0 | 0 | 0 | 0 | 0 | 0 | 0 | 0 | 0 | 0 | 0 | 0 | 0 | 0 | 0 | 0 | 0 | 0 | 0 | 0 | 0 | 0 | 0 | 0 | 0 | 0 | 0 | 0 | 0 | 0 | 0 | 0 | 0 | 0 | 0 | 0 | 5000000 | scaled
701-748 | 0 | 0 | 0 | 0 | 0% | 0% | 0% | 0 | 0 | 0 | 0 | 0 | 0 | 0 | 0 | 701 | 0 | 0 | 0 | 0 | 0 | 0 | 0 | 0 | 0 | 0 | 0 | 0 | 0 | 0 | 0 | 0 | 0 | 0 |  | 2990 | 701-748 | 0 | 0 | 0 | 0 | 0 | 0 | 0 | 0 | 0 | 0 | 0 | 0 | 0 | 0 | 0 | 0 | 0 | 0 | 0 | 0 | 0 | 0 | 0 | 0 | 0 | 0 | 0 | 0 | 0 | 0 | 0 | 0 | 0 | 0 | 0 | 0 | 0 | 0 | 0 | 0 | 0 | 0 | 0 | 0 | 0 | 0 | 0 | 5000000 | scaled
701-749 | 0 | 0 | 0 | 0 | 0% | 0% | 0% | 0 | 0 | 0 | 0 | 0 | 0 | 0 | 0 | 701 | 0 | 0 | 0 | 0 | 0 | 0 | 0 | 0 | 0 | 0 | 0 | 0 | 0 | 0 | 0 | 0 | 0 | 0 |  | 2991 | 701-749 | 0 | 0 | 0 | 0 | 0 | 0 | 0 | 0 | 0 | 0 | 0 | 0 | 0 | 0 | 0 | 0 | 0 | 0 | 0 | 0 | 0 | 0 | 0 | 0 | 0 | 0 | 0 | 0 | 0 | 0 | 0 | 0 | 0 | 0 | 0 | 0 | 0 | 0 | 0 | 0 | 0 | 0 | 0 | 0 | 0 | 0 | 0 | 5000000 | scaled
701-750 | 0 | 0 | 0 | 0 | 0% | 0% | 0% | 0 | 0 | 0 | 0 | 0 | 0 | 0 | 0 | 701 | 0 | 0 | 0 | 0 | 0 | 0 | 0 | 0 | 0 | 0 | 0 | 0 | 0 | 0 | 0 | 0 | 0 | 0 |  | 2992 | 701-750 | 0 | 0 | 0 | 0 | 0 | 0 | 0 | 0 | 0 | 0 | 0 | 0 | 0 | 0 | 0 | 0 | 0 | 0 | 0 | 0 | 0 | 0 | 0 | 0 | 0 | 0 | 0 | 0 | 0 | 0 | 0 | 0 | 0 | 0 | 0 | 0 | 0 | 0 | 0 | 0 | 0 | 0 | 0 | 0 | 0 | 0 | 0 | 5000000 | scaled
702-25 | 105790.0134 | 17943.7358 | 87360.445 | 485.8327 | 16.96% | 82.58% | 0.4592% | 49110.3029 | 99057.2695 | 480.7093 | 43073.4879 | 5556.1057 | 857.3489 | 87338.0624 | 10861.8582 | 702 | 0.0085112 | 0.004801 | 0.001285 | 12429506.2272 | 894.504 | 92947.4966 | 11948.0128 | 105097.278 | 10920610.0906 | 1403798.8586 | 11805813.4681 | 115559.5569 | 10354600.4188 | 1335653.4924 | 5239489.387 | 45348.2157 | 4619619.0662 | 574522.1051 |  | 2993 | 702-25 | 105790.0134 | 56679.7105 | 6732.7439 | 17943.7358 | 7812.3182 | 482.0776 | 87360.445 | 48381.5596 | 5764.8336 | 485.8327 | 894.504 | 413.7946 | 37.1551 | 4084.2966 | 357.2332 | 30.0936 | 101.4703 | 56.1958 | 6.6959 | 0.36557 | 11948.0128 | 6391.9071 | 1086.1546 | 4084.2966 | 1839.9437 | 155.0248 | 7422.3825 | 4110.6297 | 489.796 | 441.3337 | 92947.4966 | 49874.0087 | 5609.4342 | 13066.7711 | 5615.1413 | 296.9592 | 79836.5921 | 44214.734 | 5268.3416 | 44.1334 | 0.0025672 | 0.0011104 | 5.84e-05 | 0.0052416 | 0.0029882 | 0.0005242 | 0.0007024 | 5000000 | scaled
702-27R | 127298.312 | 18549.7043 | 100564.1383 | 8184.4694 | 14.57% | 79% | 6.429% | 55123.2838 | 112449.5622 | 647.8673 | 47725.9186 | 6749.4978 | 1260.0265 | 97552.8789 | 13636.6568 | 702 | 0.039338 | 0.023574 | 0.012551 | 3236046.7333 | 1277.0738 | 104411.0473 | 21610.1909 | 32464.4556 | 2654230.2358 | 549352.0419 | 3061688.8455 | 35984.2158 | 2650820.1736 | 374884.4561 | 1183054.193 | 13256.4286 | 1026329.8509 | 143467.9135 |  | 2994 | 702-27R | 127298.312 | 72175.0282 | 14848.7498 | 18549.7043 | 8439.7663 | 328.7491 | 100564.1383 | 55550.7925 | 6335.5313 | 8184.4694 | 1277.0738 | 629.2065 | 17.0473 | 5799.5803 | 546.587 | 2.1684 | 138.4179 | 76.4609 | 8.7203 | 6.1585 | 21610.1909 | 14860.693 | 7973.534 | 5799.5803 | 2799.1525 | 11.0325 | 8375.7825 | 4626.7125 | 527.6735 | 7434.828 | 104411.0473 | 56685.1287 | 6858.1685 | 11617.6266 | 5094.0268 | 315.5481 | 92049.9379 | 50847.6191 | 5799.1375 | 743.4828 | 0.022589 | 0.009071 | 0.000504 | 0.005224 | 0.0029778 | 0.0005224 | 0.011525 | 5000000 | scaled
702-30 | 100370.2474 | 67725.6842 | 27093.7815 | 5550.7817 | 67.48% | 26.99% | 5.53% | 45505.6744 | 91761.2144 | 7956.6945 | 12703.8164 | 24845.1634 | 15942.0724 | 25944.8704 | 49874.2716 | 702 | 0.033242 | 0.019103 | 0.0088354 | 3019380.5236 | 16244.5654 | 28156.3239 | 55969.3581 | 488675.935 | 847010.525 | 1683694.0636 | 2872009.5591 | 502172.5997 | 801778.739 | 1568058.2204 | 974379.5427 | 169283.1697 | 275499.3069 | 529597.0661 |  | 2995 | 702-30 | 100370.2474 | 54864.573 | 8609.033 | 67725.6842 | 34294.4162 | 1250.3573 | 27093.7815 | 15019.3752 | 1807.8941 | 5550.7817 | 16244.5654 | 8287.8709 | 302.493 | 48407.3842 | 8264.046 | 295.9512 | 35.4436 | 19.6481 | 2.3651 | 4.1768 | 55969.3581 | 31124.1947 | 6095.0865 | 48407.3842 | 24685.0889 | 884.592 | 2519.6058 | 1396.7377 | 168.1264 | 5042.3681 | 28156.3239 | 15452.5074 | 2211.4535 | 3113.355 | 1345.2813 | 69.8141 | 24538.732 | 13602.9894 | 1637.4026 | 504.2368 | 0.020083 | 0.0082136 | 0.0004286 | 0.0052802 | 0.0030108 | 0.000528 | 0.0078788 | 5000000 | scaled
702-448F | 367.334 | 330.7207 | 0 | 36.6133 | 90.03% | 0% | 9.967% | 203.9782 | 324.1108 | 0.15607 | 203.0177 | 0.80436 | 0.19036 | 322.9398 | 0.98066 | 702 | 0.0001214 | 7.84e-05 | 5.3e-05 | 3025815.5764 | 0.21791 | 332.8757 | 34.2404 | 1795.0065 | 2741974.2251 | 282046.3448 | 2083620.6039 | 1594.2875 | 2073809.8329 | 8216.4835 | 815531.4729 | 478.9948 | 812584.92 | 2467.5582 |  | 2996 | 702-448F | 367.334 | 163.3559 | 43.2232 | 330.7207 | 126.7426 | 6.6099 | 0 | 0 | 0 | 36.6133 | 0.21791 | 0.061839 | 0.02755 | 0.98066 | 0.034289 | 0 | 0 | 0 | 0 | 0.02755 | 34.2404 | 33.4361 | 33.2598 | 0.98066 | 0.1763 | 0 | 0 | 0 | 0 | 33.2598 | 332.8757 | 129.858 | 9.9359 | 329.5497 | 126.532 | 6.6099 | 0 | 0 | 0 | 3.326 | 6.98e-05 | 2.68e-05 | 1.4e-06 | 0 | 0 | 0 | 5.16e-05 | 5000000 | scaled
702-474 | 0 | 0 | 0 | 0 | 0% | 0% | 0% | 0 | 0 | 0 | 0 | 0 | 0 | 0 | 0 | 702 | 0 | 0 | 0 | 0 | 0 | 0 | 0 | 0 | 0 | 0 | 0 | 0 | 0 | 0 | 0 | 0 | 0 | 0 |  | 2997 | 702-474 | 0 | 0 | 0 | 0 | 0 | 0 | 0 | 0 | 0 | 0 | 0 | 0 | 0 | 0 | 0 | 0 | 0 | 0 | 0 | 0 | 0 | 0 | 0 | 0 | 0 | 0 | 0 | 0 | 0 | 0 | 0 | 0 | 0 | 0 | 0 | 0 | 0 | 0 | 0 | 0 | 0 | 0 | 0 | 0 | 0 | 0 | 0 | 5000000 | scaled
703-279R | 201974.1866 | 67108.931 | 128254.1979 | 6611.0576 | 33.23% | 63.5% | 3.273% | 87817.4377 | 185787.8568 | 1535.7978 | 77444.4927 | 8837.1472 | 3131.6598 | 164345.0973 | 18311.0998 | 703 | 0.030988 | 0.019231 | 0.010142 | 6517903.5017 | 3281.7481 | 173377.7314 | 25314.7071 | 105905.203 | 5595068.0724 | 816930.2264 | 5936017.9742 | 103812.221 | 5234858.9644 | 597346.7888 | 1596033.1444 | 26902.9035 | 1411826.5148 | 157303.7261 |  | 2998 | 703-279R | 201974.1866 | 114156.7489 | 16186.3297 | 67108.931 | 36751.2616 | 2121.0982 | 128254.1979 | 70794.4297 | 7454.174 | 6611.0576 | 3281.7481 | 1745.9503 | 150.0883 | 8633.0787 | 1658.1481 | 136.3925 | 150.0539 | 82.8276 | 8.7212 | 4.9746 | 25314.7071 | 16477.5599 | 7003.6073 | 8633.0787 | 4578.9808 | 377.5792 | 10676.0984 | 5893.0492 | 620.4982 | 6005.53 | 173377.7314 | 95933.2387 | 9032.6341 | 55349.1328 | 30514.1327 | 1607.1265 | 117428.0456 | 64818.5529 | 6824.9546 | 600.553 | 0.016556 | 0.0070136 | 0.0003654 | 0.005173 | 0.0029586 | 0.0005172 | 0.009259 | 5000000 | scaled
703-288F | 0 | 0 | 0 | 0 | 0% | 0% | 0% | 0 | 0 | 0 | 0 | 0 | 0 | 0 | 0 | 703 | 0 | 0 | 0 | 0 | 0 | 0 | 0 | 0 | 0 | 0 | 0 | 0 | 0 | 0 | 0 | 0 | 0 | 0 |  | 2999 | 703-288F | 0 | 0 | 0 | 0 | 0 | 0 | 0 | 0 | 0 | 0 | 0 | 0 | 0 | 0 | 0 | 0 | 0 | 0 | 0 | 0 | 0 | 0 | 0 | 0 | 0 | 0 | 0 | 0 | 0 | 0 | 0 | 0 | 0 | 0 | 0 | 0 | 0 | 0 | 0 | 0 | 0 | 0 | 0 | 0 | 0 | 0 | 0 | 5000000 | scaled
703-289F | 10955.2171 | 0 | 10955.2171 | 0 | 0% | 100% | 0% | 1734.7053 | 3643.0767 | 2.3184 | 1523.5274 | 208.8595 | 4.8689 | 3199.5793 | 438.6284 | 703 | 0.0052274 | 0.0052274 | 0.0052274 | 2095729.627 | 14.6415 | 9621.5614 | 1319.0142 | 2800.9225 | 1840601.7045 | 252327 | 1763881.0465 | 2357.4101 | 1549151.3881 | 212372.2483 | 1398810.1894 | 1869.4964 | 1228523.1767 | 168417.5163 |  | 3000 | 703-289F | 10955.2171 | 9220.5118 | 7312.1404 | 0 | 0 | 0 | 10955.2171 | 9220.5118 | 7312.1404 | 0 | 14.6415 | 12.3231 | 9.7726 | 0 | 0 | 0 | 14.6415 | 12.3231 | 9.7726 | 0 | 1319.0142 | 1110.1547 | 880.3857 | 0 | 0 | 0 | 1319.0142 | 1110.1547 | 880.3857 | 0 | 9621.5614 | 8098.034 | 6421.9821 | 0 | 0 | 0 | 9621.5614 | 8098.034 | 6421.9821 | 0 | 0 | 0 | 0 | 0.0052274 | 0.0052274 | 0.0052274 | 0 | 5000000 | scaled
703-291 | 0 | 0 | 0 | 0 | 0% | 0% | 0% | 0 | 0 | 0 | 0 | 0 | 0 | 0 | 0 | 703 | 0 | 0 | 0 | 0 | 0 | 0 | 0 | 0 | 0 | 0 | 0 | 0 | 0 | 0 | 0 | 0 | 0 | 0 |  | 3001 | 703-291 | 0 | 0 | 0 | 0 | 0 | 0 | 0 | 0 | 0 | 0 | 0 | 0 | 0 | 0 | 0 | 0 | 0 | 0 | 0 | 0 | 0 | 0 | 0 | 0 | 0 | 0 | 0 | 0 | 0 | 0 | 0 | 0 | 0 | 0 | 0 | 0 | 0 | 0 | 0 | 0 | 0 | 0 | 0 | 0 | 0 | 0 | 0 | 5000000 | scaled
708-47 | 64503.5733 | 0 | 64503.5733 | 0 | 0% | 100% | 0% | 10235.7012 | 21448.9555 | 11.6053 | 9376.7746 | 847.3213 | 24.3189 | 19649.0712 | 1775.5654 | 708 | 0.0051864 | 0.0051864 | 0.0051864 | 12437061.0323 | 73.1344 | 59090.7704 | 5339.6685 | 14101.1963 | 11393407.836 | 1029552 | 10463495.3162 | 11863.5585 | 9585453.4459 | 866178.3119 | 8301445.6813 | 9412.2168 | 7604831.7227 | 687201.7418 |  | 3002 | 708-47 | 64503.5733 | 54267.8721 | 43054.6179 | 0 | 0 | 0 | 64503.5733 | 54267.8721 | 43054.6179 | 0 | 73.1344 | 61.5292 | 48.8155 | 0 | 0 | 0 | 73.1344 | 61.5292 | 48.8155 | 0 | 5339.6685 | 4492.3472 | 3564.1031 | 0 | 0 | 0 | 5339.6685 | 4492.3472 | 3564.1031 | 0 | 59090.7704 | 49713.9958 | 39441.6992 | 0 | 0 | 0 | 59090.7704 | 49713.9958 | 39441.6992 | 0 | 0 | 0 | 0 | 0.0051864 | 0.0051864 | 0.0051864 | 0 | 5000000 | scaled
708-48 | 0 | 0 | 0 | 0 | 0% | 0% | 0% | 0 | 0 | 0 | 0 | 0 | 0 | 0 | 0 | 708 | 0 | 0 | 0 | 0 | 0 | 0 | 0 | 0 | 0 | 0 | 0 | 0 | 0 | 0 | 0 | 0 | 0 | 0 |  | 3003 | 708-48 | 0 | 0 | 0 | 0 | 0 | 0 | 0 | 0 | 0 | 0 | 0 | 0 | 0 | 0 | 0 | 0 | 0 | 0 | 0 | 0 | 0 | 0 | 0 | 0 | 0 | 0 | 0 | 0 | 0 | 0 | 0 | 0 | 0 | 0 | 0 | 0 | 0 | 0 | 0 | 0 | 0 | 0 | 0 | 0 | 0 | 0 | 0 | 5000000 | scaled
710-97F | 0 | 0 | 0 | 0 | 0% | 0% | 0% | 0 | 0 | 0 | 0 | 0 | 0 | 0 | 0 | 710 | 0 | 0 | 0 | 0 | 0 | 0 | 0 | 0 | 0 | 0 | 0 | 0 | 0 | 0 | 0 | 0 | 0 | 0 |  | 3004 | 710-97F | 0 | 0 | 0 | 0 | 0 | 0 | 0 | 0 | 0 | 0 | 0 | 0 | 0 | 0 | 0 | 0 | 0 | 0 | 0 | 0 | 0 | 0 | 0 | 0 | 0 | 0 | 0 | 0 | 0 | 0 | 0 | 0 | 0 | 0 | 0 | 0 | 0 | 0 | 0 | 0 | 0 | 0 | 0 | 0 | 0 | 0 | 0 | 5000000 | scaled
710-98F | 0 | 0 | 0 | 0 | 0% | 0% | 0% | 0 | 0 | 0 | 0 | 0 | 0 | 0 | 0 | 710 | 0 | 0 | 0 | 0 | 0 | 0 | 0 | 0 | 0 | 0 | 0 | 0 | 0 | 0 | 0 | 0 | 0 | 0 |  | 3005 | 710-98F | 0 | 0 | 0 | 0 | 0 | 0 | 0 | 0 | 0 | 0 | 0 | 0 | 0 | 0 | 0 | 0 | 0 | 0 | 0 | 0 | 0 | 0 | 0 | 0 | 0 | 0 | 0 | 0 | 0 | 0 | 0 | 0 | 0 | 0 | 0 | 0 | 0 | 0 | 0 | 0 | 0 | 0 | 0 | 0 | 0 | 0 | 0 | 5000000 | scaled
71-13 | 0 | 0 | 0 | 0 | 0% | 0% | 0% | 0 | 0 | 0 | 0 | 0 | 0 | 0 | 0 | 71 | 0 | 0 | 0 | 0 | 0 | 0 | 0 | 0 | 0 | 0 | 0 | 0 | 0 | 0 | 0 | 0 | 0 | 0 |  | 3006 | 71-13 | 0 | 0 | 0 | 0 | 0 | 0 | 0 | 0 | 0 | 0 | 0 | 0 | 0 | 0 | 0 | 0 | 0 | 0 | 0 | 0 | 0 | 0 | 0 | 0 | 0 | 0 | 0 | 0 | 0 | 0 | 0 | 0 | 0 | 0 | 0 | 0 | 0 | 0 | 0 | 0 | 0 | 0 | 0 | 0 | 0 | 0 | 0 | 5000000 | scaled
71-14F | 0 | 0 | 0 | 0 | 0% | 0% | 0% | 0 | 0 | 0 | 0 | 0 | 0 | 0 | 0 | 71 | 0 | 0 | 0 | 0 | 0 | 0 | 0 | 0 | 0 | 0 | 0 | 0 | 0 | 0 | 0 | 0 | 0 | 0 |  | 3007 | 71-14F | 0 | 0 | 0 | 0 | 0 | 0 | 0 | 0 | 0 | 0 | 0 | 0 | 0 | 0 | 0 | 0 | 0 | 0 | 0 | 0 | 0 | 0 | 0 | 0 | 0 | 0 | 0 | 0 | 0 | 0 | 0 | 0 | 0 | 0 | 0 | 0 | 0 | 0 | 0 | 0 | 0 | 0 | 0 | 0 | 0 | 0 | 0 | 5000000 | scaled
710-423 | 0 | 0 | 0 | 0 | 0% | 0% | 0% | 0 | 0 | 0 | 0 | 0 | 0 | 0 | 0 | 710 | 0 | 0 | 0 | 0 | 0 | 0 | 0 | 0 | 0 | 0 | 0 | 0 | 0 | 0 | 0 | 0 | 0 | 0 |  | 3008 | 710-423 | 0 | 0 | 0 | 0 | 0 | 0 | 0 | 0 | 0 | 0 | 0 | 0 | 0 | 0 | 0 | 0 | 0 | 0 | 0 | 0 | 0 | 0 | 0 | 0 | 0 | 0 | 0 | 0 | 0 | 0 | 0 | 0 | 0 | 0 | 0 | 0 | 0 | 0 | 0 | 0 | 0 | 0 | 0 | 0 | 0 | 0 | 0 | 5000000 | scaled
710-424 | 0 | 0 | 0 | 0 | 0% | 0% | 0% | 0 | 0 | 0 | 0 | 0 | 0 | 0 | 0 | 710 | 0 | 0 | 0 | 0 | 0 | 0 | 0 | 0 | 0 | 0 | 0 | 0 | 0 | 0 | 0 | 0 | 0 | 0 |  | 3009 | 710-424 | 0 | 0 | 0 | 0 | 0 | 0 | 0 | 0 | 0 | 0 | 0 | 0 | 0 | 0 | 0 | 0 | 0 | 0 | 0 | 0 | 0 | 0 | 0 | 0 | 0 | 0 | 0 | 0 | 0 | 0 | 0 | 0 | 0 | 0 | 0 | 0 | 0 | 0 | 0 | 0 | 0 | 0 | 0 | 0 | 0 | 0 | 0 | 5000000 | scaled
710-425 | 0 | 0 | 0 | 0 | 0% | 0% | 0% | 0 | 0 | 0 | 0 | 0 | 0 | 0 | 0 | 710 | 0 | 0 | 0 | 0 | 0 | 0 | 0 | 0 | 0 | 0 | 0 | 0 | 0 | 0 | 0 | 0 | 0 | 0 |  | 3010 | 710-425 | 0 | 0 | 0 | 0 | 0 | 0 | 0 | 0 | 0 | 0 | 0 | 0 | 0 | 0 | 0 | 0 | 0 | 0 | 0 | 0 | 0 | 0 | 0 | 0 | 0 | 0 | 0 | 0 | 0 | 0 | 0 | 0 | 0 | 0 | 0 | 0 | 0 | 0 | 0 | 0 | 0 | 0 | 0 | 0 | 0 | 0 | 0 | 5000000 | scaled
710-95F | 0 | 0 | 0 | 0 | 0% | 0% | 0% | 0 | 0 | 0 | 0 | 0 | 0 | 0 | 0 | 710 | 0 | 0 | 0 | 0 | 0 | 0 | 0 | 0 | 0 | 0 | 0 | 0 | 0 | 0 | 0 | 0 | 0 | 0 |  | 3011 | 710-95F | 0 | 0 | 0 | 0 | 0 | 0 | 0 | 0 | 0 | 0 | 0 | 0 | 0 | 0 | 0 | 0 | 0 | 0 | 0 | 0 | 0 | 0 | 0 | 0 | 0 | 0 | 0 | 0 | 0 | 0 | 0 | 0 | 0 | 0 | 0 | 0 | 0 | 0 | 0 | 0 | 0 | 0 | 0 | 0 | 0 | 0 | 0 | 5000000 | scaled
710-96 | 0 | 0 | 0 | 0 | 0% | 0% | 0% | 0 | 0 | 0 | 0 | 0 | 0 | 0 | 0 | 710 | 0 | 0 | 0 | 0 | 0 | 0 | 0 | 0 | 0 | 0 | 0 | 0 | 0 | 0 | 0 | 0 | 0 | 0 |  | 3012 | 710-96 | 0 | 0 | 0 | 0 | 0 | 0 | 0 | 0 | 0 | 0 | 0 | 0 | 0 | 0 | 0 | 0 | 0 | 0 | 0 | 0 | 0 | 0 | 0 | 0 | 0 | 0 | 0 | 0 | 0 | 0 | 0 | 0 | 0 | 0 | 0 | 0 | 0 | 0 | 0 | 0 | 0 | 0 | 0 | 0 | 0 | 0 | 0 | 5000000 | scaled
712-24 | 0 | 0 | 0 | 0 | 0% | 0% | 0% | 0 | 0 | 0 | 0 | 0 | 0 | 0 | 0 | 712 | 0 | 0 | 0 | 0 | 0 | 0 | 0 | 0 | 0 | 0 | 0 | 0 | 0 | 0 | 0 | 0 | 0 | 0 |  | 3013 | 712-24 | 0 | 0 | 0 | 0 | 0 | 0 | 0 | 0 | 0 | 0 | 0 | 0 | 0 | 0 | 0 | 0 | 0 | 0 | 0 | 0 | 0 | 0 | 0 | 0 | 0 | 0 | 0 | 0 | 0 | 0 | 0 | 0 | 0 | 0 | 0 | 0 | 0 | 0 | 0 | 0 | 0 | 0 | 0 | 0 | 0 | 0 | 0 | 5000000 | scaled
712-26 | 495.3102 | 348.9736 | 0 | 146.3366 | 70.46% | 0% | 29.54% | 203.7826 | 343.7583 | 32.6307 | 2.3353 | 168.8167 | 55.1135 | 3.7129 | 284.9319 | 712 | 0.0005438 | 0.0003354 | 0.0002126 | 910831.5205 | 56.052 | 17.0825 | 422.1757 | 103074.6052 | 31413.1478 | 776343.7676 | 869193.6756 | 139179.5278 | 9960.6616 | 720053.4863 | 712849.9025 | 114288.5851 | 7699.4126 | 590861.9048 |  | 3014 | 712-26 | 495.3102 | 291.5276 | 151.5519 | 348.9736 | 145.191 | 5.2153 | 0 | 0 | 0 | 146.3366 | 56.052 | 23.4213 | 0.93848 | 289.2426 | 23.3112 | 0.82836 | 0 | 0 | 0 | 0.11011 | 422.1757 | 253.3591 | 137.2438 | 289.2426 | 120.4259 | 4.3107 | 0 | 0 | 0 | 132.9331 | 17.0825 | 14.7472 | 13.3696 | 3.7892 | 1.4539 | 0.07626 | 0 | 0 | 0 | 13.2933 | 0.000338 | 0.0001296 | 6.8e-06 | 0 | 0 | 0 | 0.0002058 | 5000000 | scaled
712-30 | 0 | 0 | 0 | 0 | 0% | 0% | 0% | 0 | 0 | 0 | 0 | 0 | 0 | 0 | 0 | 712 | 0 | 0 | 0 | 0 | 0 | 0 | 0 | 0 | 0 | 0 | 0 | 0 | 0 | 0 | 0 | 0 | 0 | 0 |  | 3015 | 712-30 | 0 | 0 | 0 | 0 | 0 | 0 | 0 | 0 | 0 | 0 | 0 | 0 | 0 | 0 | 0 | 0 | 0 | 0 | 0 | 0 | 0 | 0 | 0 | 0 | 0 | 0 | 0 | 0 | 0 | 0 | 0 | 0 | 0 | 0 | 0 | 0 | 0 | 0 | 0 | 0 | 0 | 0 | 0 | 0 | 0 | 0 | 0 | 5000000 | scaled
712-310 | 0 | 0 | 0 | 0 | 0% | 0% | 0% | 0 | 0 | 0 | 0 | 0 | 0 | 0 | 0 | 712 | 0 | 0 | 0 | 0 | 0 | 0 | 0 | 0 | 0 | 0 | 0 | 0 | 0 | 0 | 0 | 0 | 0 | 0 |  | 3016 | 712-310 | 0 | 0 | 0 | 0 | 0 | 0 | 0 | 0 | 0 | 0 | 0 | 0 | 0 | 0 | 0 | 0 | 0 | 0 | 0 | 0 | 0 | 0 | 0 | 0 | 0 | 0 | 0 | 0 | 0 | 0 | 0 | 0 | 0 | 0 | 0 | 0 | 0 | 0 | 0 | 0 | 0 | 0 | 0 | 0 | 0 | 0 | 0 | 5000000 | scaled
712-311F | 2276.2199 | 1393.3339 | 0 | 882.886 | 61.21% | 0% | 38.79% | 891.3553 | 1377.7117 | 118.1304 | 164.1057 | 609.1191 | 181.4497 | 260.5689 | 935.693 | 712 | 0.002841 | 0.0018578 | 0.0012792 | 801203.7696 | 183.7982 | 346.0094 | 1746.4123 | 64694.8818 | 121791.4187 | 614717.4692 | 745432.5568 | 98791.4356 | 137240.1868 | 509400.9345 | 702398.561 | 92508.5004 | 132845.8082 | 477044.2524 |  | 3017 | 712-311F | 2276.2199 | 1384.8646 | 898.5082 | 1393.3339 | 501.9786 | 15.6223 | 0 | 0 | 0 | 882.886 | 183.7982 | 65.6677 | 2.3484 | 944.3927 | 65.0034 | 1.6841 | 0 | 0 | 0 | 0.66434 | 1746.4123 | 1137.2932 | 810.7193 | 944.3927 | 335.2735 | 8.6996 | 0 | 0 | 0 | 802.0197 | 346.0094 | 181.9037 | 85.4405 | 265.8075 | 101.7017 | 5.2386 | 0 | 0 | 0 | 80.202 | 0.0015932 | 0.00061 | 3.14e-05 | 0 | 0 | 0 | 0.0012478 | 5000000 | scaled
712-312F | 0 | 0 | 0 | 0 | 0% | 0% | 0% | 0 | 0 | 0 | 0 | 0 | 0 | 0 | 0 | 712 | 0 | 0 | 0 | 0 | 0 | 0 | 0 | 0 | 0 | 0 | 0 | 0 | 0 | 0 | 0 | 0 | 0 | 0 |  | 3018 | 712-312F | 0 | 0 | 0 | 0 | 0 | 0 | 0 | 0 | 0 | 0 | 0 | 0 | 0 | 0 | 0 | 0 | 0 | 0 | 0 | 0 | 0 | 0 | 0 | 0 | 0 | 0 | 0 | 0 | 0 | 0 | 0 | 0 | 0 | 0 | 0 | 0 | 0 | 0 | 0 | 0 | 0 | 0 | 0 | 0 | 0 | 0 | 0 | 5000000 | scaled
713-168 | 0 | 0 | 0 | 0 | 0% | 0% | 0% | 0 | 0 | 0 | 0 | 0 | 0 | 0 | 0 | 713 | 0 | 0 | 0 | 0 | 0 | 0 | 0 | 0 | 0 | 0 | 0 | 0 | 0 | 0 | 0 | 0 | 0 | 0 |  | 3019 | 713-168 | 0 | 0 | 0 | 0 | 0 | 0 | 0 | 0 | 0 | 0 | 0 | 0 | 0 | 0 | 0 | 0 | 0 | 0 | 0 | 0 | 0 | 0 | 0 | 0 | 0 | 0 | 0 | 0 | 0 | 0 | 0 | 0 | 0 | 0 | 0 | 0 | 0 | 0 | 0 | 0 | 0 | 0 | 0 | 0 | 0 | 0 | 0 | 5000000 | scaled
713-169 | 565.3511 | 137.9522 | 0 | 427.3989 | 24.4% | 0% | 75.6% | 33.8848 | 135.2793 | 2.4209 | 18.6631 | 12.8008 | 16.8002 | 30.3694 | 88.1097 | 713 | 0.0014716 | 0.000983 | 0.0006196 | 384174.4037 | 17.4418 | 69.8435 | 478.0657 | 11852.2863 | 47460.9445 | 324861.1729 | 540657.384 | 38627.7311 | 297784.009 | 204245.6439 | 694111.9658 | 86201.0247 | 155824.2294 | 452086.7117 |  | 3020 | 713-169 | 565.3511 | 531.4662 | 430.0718 | 137.9522 | 104.0673 | 2.6729 | 0 | 0 | 0 | 427.3989 | 17.4418 | 15.0209 | 0.64164 | 89.8136 | 14.6993 | 0.32003 | 0 | 0 | 0 | 0.3216 | 478.0657 | 465.2649 | 389.956 | 89.8136 | 77.0129 | 1.704 | 0 | 0 | 0 | 388.2521 | 69.8435 | 51.1804 | 39.4741 | 31.0183 | 12.3552 | 0.64888 | 0 | 0 | 0 | 38.8252 | 0.0008722 | 0.0003836 | 2.02e-05 | 0 | 0 | 0 | 0.0005994 | 5000000 | scaled
713-170 | 0 | 0 | 0 | 0 | 0% | 0% | 0% | 0 | 0 | 0 | 0 | 0 | 0 | 0 | 0 | 713 | 0 | 0 | 0 | 0 | 0 | 0 | 0 | 0 | 0 | 0 | 0 | 0 | 0 | 0 | 0 | 0 | 0 | 0 |  | 3021 | 713-170 | 0 | 0 | 0 | 0 | 0 | 0 | 0 | 0 | 0 | 0 | 0 | 0 | 0 | 0 | 0 | 0 | 0 | 0 | 0 | 0 | 0 | 0 | 0 | 0 | 0 | 0 | 0 | 0 | 0 | 0 | 0 | 0 | 0 | 0 | 0 | 0 | 0 | 0 | 0 | 0 | 0 | 0 | 0 | 0 | 0 | 0 | 0 | 5000000 | scaled
713-171F | 0 | 0 | 0 | 0 | 0% | 0% | 0% | 0 | 0 | 0 | 0 | 0 | 0 | 0 | 0 | 713 | 0 | 0 | 0 | 0 | 0 | 0 | 0 | 0 | 0 | 0 | 0 | 0 | 0 | 0 | 0 | 0 | 0 | 0 |  | 3022 | 713-171F | 0 | 0 | 0 | 0 | 0 | 0 | 0 | 0 | 0 | 0 | 0 | 0 | 0 | 0 | 0 | 0 | 0 | 0 | 0 | 0 | 0 | 0 | 0 | 0 | 0 | 0 | 0 | 0 | 0 | 0 | 0 | 0 | 0 | 0 | 0 | 0 | 0 | 0 | 0 | 0 | 0 | 0 | 0 | 0 | 0 | 0 | 0 | 5000000 | scaled
713-172F | 0 | 0 | 0 | 0 | 0% | 0% | 0% | 0 | 0 | 0 | 0 | 0 | 0 | 0 | 0 | 713 | 0 | 0 | 0 | 0 | 0 | 0 | 0 | 0 | 0 | 0 | 0 | 0 | 0 | 0 | 0 | 0 | 0 | 0 |  | 3023 | 713-172F | 0 | 0 | 0 | 0 | 0 | 0 | 0 | 0 | 0 | 0 | 0 | 0 | 0 | 0 | 0 | 0 | 0 | 0 | 0 | 0 | 0 | 0 | 0 | 0 | 0 | 0 | 0 | 0 | 0 | 0 | 0 | 0 | 0 | 0 | 0 | 0 | 0 | 0 | 0 | 0 | 0 | 0 | 0 | 0 | 0 | 0 | 0 | 5000000 | scaled
713-28 | 0 | 0 | 0 | 0 | 0% | 0% | 0% | 0 | 0 | 0 | 0 | 0 | 0 | 0 | 0 | 713 | 0 | 0 | 0 | 0 | 0 | 0 | 0 | 0 | 0 | 0 | 0 | 0 | 0 | 0 | 0 | 0 | 0 | 0 |  | 3024 | 713-28 | 0 | 0 | 0 | 0 | 0 | 0 | 0 | 0 | 0 | 0 | 0 | 0 | 0 | 0 | 0 | 0 | 0 | 0 | 0 | 0 | 0 | 0 | 0 | 0 | 0 | 0 | 0 | 0 | 0 | 0 | 0 | 0 | 0 | 0 | 0 | 0 | 0 | 0 | 0 | 0 | 0 | 0 | 0 | 0 | 0 | 0 | 0 | 5000000 | scaled
713-31 | 0 | 0 | 0 | 0 | 0% | 0% | 0% | 0 | 0 | 0 | 0 | 0 | 0 | 0 | 0 | 713 | 0 | 0 | 0 | 0 | 0 | 0 | 0 | 0 | 0 | 0 | 0 | 0 | 0 | 0 | 0 | 0 | 0 | 0 |  | 3025 | 713-31 | 0 | 0 | 0 | 0 | 0 | 0 | 0 | 0 | 0 | 0 | 0 | 0 | 0 | 0 | 0 | 0 | 0 | 0 | 0 | 0 | 0 | 0 | 0 | 0 | 0 | 0 | 0 | 0 | 0 | 0 | 0 | 0 | 0 | 0 | 0 | 0 | 0 | 0 | 0 | 0 | 0 | 0 | 0 | 0 | 0 | 0 | 0 | 5000000 | scaled
714-23 | 0 | 0 | 0 | 0 | 0% | 0% | 0% | 0 | 0 | 0 | 0 | 0 | 0 | 0 | 0 | 714 | 0 | 0 | 0 | 0 | 0 | 0 | 0 | 0 | 0 | 0 | 0 | 0 | 0 | 0 | 0 | 0 | 0 | 0 |  | 3026 | 714-23 | 0 | 0 | 0 | 0 | 0 | 0 | 0 | 0 | 0 | 0 | 0 | 0 | 0 | 0 | 0 | 0 | 0 | 0 | 0 | 0 | 0 | 0 | 0 | 0 | 0 | 0 | 0 | 0 | 0 | 0 | 0 | 0 | 0 | 0 | 0 | 0 | 0 | 0 | 0 | 0 | 0 | 0 | 0 | 0 | 0 | 0 | 0 | 5000000 | scaled
714-24 | 0 | 0 | 0 | 0 | 0% | 0% | 0% | 0 | 0 | 0 | 0 | 0 | 0 | 0 | 0 | 714 | 0 | 0 | 0 | 0 | 0 | 0 | 0 | 0 | 0 | 0 | 0 | 0 | 0 | 0 | 0 | 0 | 0 | 0 |  | 3027 | 714-24 | 0 | 0 | 0 | 0 | 0 | 0 | 0 | 0 | 0 | 0 | 0 | 0 | 0 | 0 | 0 | 0 | 0 | 0 | 0 | 0 | 0 | 0 | 0 | 0 | 0 | 0 | 0 | 0 | 0 | 0 | 0 | 0 | 0 | 0 | 0 | 0 | 0 | 0 | 0 | 0 | 0 | 0 | 0 | 0 | 0 | 0 | 0 | 5000000 | scaled
714-26 | 0 | 0 | 0 | 0 | 0% | 0% | 0% | 0 | 0 | 0 | 0 | 0 | 0 | 0 | 0 | 714 | 0 | 0 | 0 | 0 | 0 | 0 | 0 | 0 | 0 | 0 | 0 | 0 | 0 | 0 | 0 | 0 | 0 | 0 |  | 3028 | 714-26 | 0 | 0 | 0 | 0 | 0 | 0 | 0 | 0 | 0 | 0 | 0 | 0 | 0 | 0 | 0 | 0 | 0 | 0 | 0 | 0 | 0 | 0 | 0 | 0 | 0 | 0 | 0 | 0 | 0 | 0 | 0 | 0 | 0 | 0 | 0 | 0 | 0 | 0 | 0 | 0 | 0 | 0 | 0 | 0 | 0 | 0 | 0 | 5000000 | scaled
714-28 | 0 | 0 | 0 | 0 | 0% | 0% | 0% | 0 | 0 | 0 | 0 | 0 | 0 | 0 | 0 | 714 | 0 | 0 | 0 | 0 | 0 | 0 | 0 | 0 | 0 | 0 | 0 | 0 | 0 | 0 | 0 | 0 | 0 | 0 |  | 3029 | 714-28 | 0 | 0 | 0 | 0 | 0 | 0 | 0 | 0 | 0 | 0 | 0 | 0 | 0 | 0 | 0 | 0 | 0 | 0 | 0 | 0 | 0 | 0 | 0 | 0 | 0 | 0 | 0 | 0 | 0 | 0 | 0 | 0 | 0 | 0 | 0 | 0 | 0 | 0 | 0 | 0 | 0 | 0 | 0 | 0 | 0 | 0 | 0 | 5000000 | scaled
714-549F | 53275.0703 | 52245.3331 | 0 | 1029.7372 | 98.07% | 0% | 1.933% | 25620.4631 | 51040.6557 | 5291.9348 | 45.7563 | 20282.772 | 10545.7016 | 90.6429 | 40404.3112 | 714 | 0.0067848 | 0.0042966 | 0.0015792 | 7852120.9607 | 10794.8886 | 186.6868 | 42293.4949 | 1591040.0566 | 27515.4489 | 6233565.4552 | 6436393.2434 | 1329444.0973 | 11494.9363 | 5095454.2098 | 1414902.8816 | 292338.3983 | 2512.7195 | 1120051.7638 |  | 3030 | 714-549F | 53275.0703 | 27654.6072 | 2234.4146 | 52245.3331 | 26624.87 | 1204.6774 | 0 | 0 | 0 | 1029.7372 | 10794.8886 | 5502.9538 | 249.187 | 41358.0746 | 5502.1789 | 248.4122 | 0 | 0 | 0 | 0.77484 | 42293.4949 | 22010.7229 | 1889.1837 | 41358.0746 | 21075.3026 | 953.7633 | 0 | 0 | 0 | 935.4203 | 186.6868 | 140.9305 | 96.044 | 93.1448 | 47.3885 | 2.5019 | 0 | 0 | 0 | 93.542 | 0.005355 | 0.0028668 | 0.0001494 | 0 | 0 | 0 | 0.0014298 | 5000000 | scaled
714-550 | 0 | 0 | 0 | 0 | 0% | 0% | 0% | 0 | 0 | 0 | 0 | 0 | 0 | 0 | 0 | 714 | 0 | 0 | 0 | 0 | 0 | 0 | 0 | 0 | 0 | 0 | 0 | 0 | 0 | 0 | 0 | 0 | 0 | 0 |  | 3031 | 714-550 | 0 | 0 | 0 | 0 | 0 | 0 | 0 | 0 | 0 | 0 | 0 | 0 | 0 | 0 | 0 | 0 | 0 | 0 | 0 | 0 | 0 | 0 | 0 | 0 | 0 | 0 | 0 | 0 | 0 | 0 | 0 | 0 | 0 | 0 | 0 | 0 | 0 | 0 | 0 | 0 | 0 | 0 | 0 | 0 | 0 | 0 | 0 | 5000000 | scaled
714-551F | 0 | 0 | 0 | 0 | 0% | 0% | 0% | 0 | 0 | 0 | 0 | 0 | 0 | 0 | 0 | 714 | 0 | 0 | 0 | 0 | 0 | 0 | 0 | 0 | 0 | 0 | 0 | 0 | 0 | 0 | 0 | 0 | 0 | 0 |  | 3032 | 714-551F | 0 | 0 | 0 | 0 | 0 | 0 | 0 | 0 | 0 | 0 | 0 | 0 | 0 | 0 | 0 | 0 | 0 | 0 | 0 | 0 | 0 | 0 | 0 | 0 | 0 | 0 | 0 | 0 | 0 | 0 | 0 | 0 | 0 | 0 | 0 | 0 | 0 | 0 | 0 | 0 | 0 | 0 | 0 | 0 | 0 | 0 | 0 | 5000000 | scaled
714-552 | 0 | 0 | 0 | 0 | 0% | 0% | 0% | 0 | 0 | 0 | 0 | 0 | 0 | 0 | 0 | 714 | 0 | 0 | 0 | 0 | 0 | 0 | 0 | 0 | 0 | 0 | 0 | 0 | 0 | 0 | 0 | 0 | 0 | 0 |  | 3033 | 714-552 | 0 | 0 | 0 | 0 | 0 | 0 | 0 | 0 | 0 | 0 | 0 | 0 | 0 | 0 | 0 | 0 | 0 | 0 | 0 | 0 | 0 | 0 | 0 | 0 | 0 | 0 | 0 | 0 | 0 | 0 | 0 | 0 | 0 | 0 | 0 | 0 | 0 | 0 | 0 | 0 | 0 | 0 | 0 | 0 | 0 | 0 | 0 | 5000000 | scaled
714-566 | 0 | 0 | 0 | 0 | 0% | 0% | 0% | 0 | 0 | 0 | 0 | 0 | 0 | 0 | 0 | 714 | 0 | 0 | 0 | 0 | 0 | 0 | 0 | 0 | 0 | 0 | 0 | 0 | 0 | 0 | 0 | 0 | 0 | 0 |  | 3034 | 714-566 | 0 | 0 | 0 | 0 | 0 | 0 | 0 | 0 | 0 | 0 | 0 | 0 | 0 | 0 | 0 | 0 | 0 | 0 | 0 | 0 | 0 | 0 | 0 | 0 | 0 | 0 | 0 | 0 | 0 | 0 | 0 | 0 | 0 | 0 | 0 | 0 | 0 | 0 | 0 | 0 | 0 | 0 | 0 | 0 | 0 | 0 | 0 | 5000000 | scaled
714-567F | 0 | 0 | 0 | 0 | 0% | 0% | 0% | 0 | 0 | 0 | 0 | 0 | 0 | 0 | 0 | 714 | 0 | 0 | 0 | 0 | 0 | 0 | 0 | 0 | 0 | 0 | 0 | 0 | 0 | 0 | 0 | 0 | 0 | 0 |  | 3035 | 714-567F | 0 | 0 | 0 | 0 | 0 | 0 | 0 | 0 | 0 | 0 | 0 | 0 | 0 | 0 | 0 | 0 | 0 | 0 | 0 | 0 | 0 | 0 | 0 | 0 | 0 | 0 | 0 | 0 | 0 | 0 | 0 | 0 | 0 | 0 | 0 | 0 | 0 | 0 | 0 | 0 | 0 | 0 | 0 | 0 | 0 | 0 | 0 | 5000000 | scaled
714-570F | 0 | 0 | 0 | 0 | 0% | 0% | 0% | 0 | 0 | 0 | 0 | 0 | 0 | 0 | 0 | 714 | 0 | 0 | 0 | 0 | 0 | 0 | 0 | 0 | 0 | 0 | 0 | 0 | 0 | 0 | 0 | 0 | 0 | 0 |  | 3036 | 714-570F | 0 | 0 | 0 | 0 | 0 | 0 | 0 | 0 | 0 | 0 | 0 | 0 | 0 | 0 | 0 | 0 | 0 | 0 | 0 | 0 | 0 | 0 | 0 | 0 | 0 | 0 | 0 | 0 | 0 | 0 | 0 | 0 | 0 | 0 | 0 | 0 | 0 | 0 | 0 | 0 | 0 | 0 | 0 | 0 | 0 | 0 | 0 | 5000000 | scaled
716-11 | 0 | 0 | 0 | 0 | 0% | 0% | 0% | 0 | 0 | 0 | 0 | 0 | 0 | 0 | 0 | 716 | 0 | 0 | 0 | 0 | 0 | 0 | 0 | 0 | 0 | 0 | 0 | 0 | 0 | 0 | 0 | 0 | 0 | 0 |  | 3037 | 716-11 | 0 | 0 | 0 | 0 | 0 | 0 | 0 | 0 | 0 | 0 | 0 | 0 | 0 | 0 | 0 | 0 | 0 | 0 | 0 | 0 | 0 | 0 | 0 | 0 | 0 | 0 | 0 | 0 | 0 | 0 | 0 | 0 | 0 | 0 | 0 | 0 | 0 | 0 | 0 | 0 | 0 | 0 | 0 | 0 | 0 | 0 | 0 | 5000000 | scaled
716-19 | 0 | 0 | 0 | 0 | 0% | 0% | 0% | 0 | 0 | 0 | 0 | 0 | 0 | 0 | 0 | 716 | 0 | 0 | 0 | 0 | 0 | 0 | 0 | 0 | 0 | 0 | 0 | 0 | 0 | 0 | 0 | 0 | 0 | 0 |  | 3038 | 716-19 | 0 | 0 | 0 | 0 | 0 | 0 | 0 | 0 | 0 | 0 | 0 | 0 | 0 | 0 | 0 | 0 | 0 | 0 | 0 | 0 | 0 | 0 | 0 | 0 | 0 | 0 | 0 | 0 | 0 | 0 | 0 | 0 | 0 | 0 | 0 | 0 | 0 | 0 | 0 | 0 | 0 | 0 | 0 | 0 | 0 | 0 | 0 | 5000000 | scaled
716-21F | 0 | 0 | 0 | 0 | 0% | 0% | 0% | 0 | 0 | 0 | 0 | 0 | 0 | 0 | 0 | 716 | 0 | 0 | 0 | 0 | 0 | 0 | 0 | 0 | 0 | 0 | 0 | 0 | 0 | 0 | 0 | 0 | 0 | 0 |  | 3039 | 716-21F | 0 | 0 | 0 | 0 | 0 | 0 | 0 | 0 | 0 | 0 | 0 | 0 | 0 | 0 | 0 | 0 | 0 | 0 | 0 | 0 | 0 | 0 | 0 | 0 | 0 | 0 | 0 | 0 | 0 | 0 | 0 | 0 | 0 | 0 | 0 | 0 | 0 | 0 | 0 | 0 | 0 | 0 | 0 | 0 | 0 | 0 | 0 | 5000000 | scaled
716-38 | 0 | 0 | 0 | 0 | 0% | 0% | 0% | 0 | 0 | 0 | 0 | 0 | 0 | 0 | 0 | 716 | 0 | 0 | 0 | 0 | 0 | 0 | 0 | 0 | 0 | 0 | 0 | 0 | 0 | 0 | 0 | 0 | 0 | 0 |  | 3040 | 716-38 | 0 | 0 | 0 | 0 | 0 | 0 | 0 | 0 | 0 | 0 | 0 | 0 | 0 | 0 | 0 | 0 | 0 | 0 | 0 | 0 | 0 | 0 | 0 | 0 | 0 | 0 | 0 | 0 | 0 | 0 | 0 | 0 | 0 | 0 | 0 | 0 | 0 | 0 | 0 | 0 | 0 | 0 | 0 | 0 | 0 | 0 | 0 | 5000000 | scaled
716-41F | 0 | 0 | 0 | 0 | 0% | 0% | 0% | 0 | 0 | 0 | 0 | 0 | 0 | 0 | 0 | 716 | 0 | 0 | 0 | 0 | 0 | 0 | 0 | 0 | 0 | 0 | 0 | 0 | 0 | 0 | 0 | 0 | 0 | 0 |  | 3041 | 716-41F | 0 | 0 | 0 | 0 | 0 | 0 | 0 | 0 | 0 | 0 | 0 | 0 | 0 | 0 | 0 | 0 | 0 | 0 | 0 | 0 | 0 | 0 | 0 | 0 | 0 | 0 | 0 | 0 | 0 | 0 | 0 | 0 | 0 | 0 | 0 | 0 | 0 | 0 | 0 | 0 | 0 | 0 | 0 | 0 | 0 | 0 | 0 | 5000000 | scaled
716-42F | 0 | 0 | 0 | 0 | 0% | 0% | 0% | 0 | 0 | 0 | 0 | 0 | 0 | 0 | 0 | 716 | 0 | 0 | 0 | 0 | 0 | 0 | 0 | 0 | 0 | 0 | 0 | 0 | 0 | 0 | 0 | 0 | 0 | 0 |  | 3042 | 716-42F | 0 | 0 | 0 | 0 | 0 | 0 | 0 | 0 | 0 | 0 | 0 | 0 | 0 | 0 | 0 | 0 | 0 | 0 | 0 | 0 | 0 | 0 | 0 | 0 | 0 | 0 | 0 | 0 | 0 | 0 | 0 | 0 | 0 | 0 | 0 | 0 | 0 | 0 | 0 | 0 | 0 | 0 | 0 | 0 | 0 | 0 | 0 | 5000000 | scaled
716-9 | 0 | 0 | 0 | 0 | 0% | 0% | 0% | 0 | 0 | 0 | 0 | 0 | 0 | 0 | 0 | 716 | 0 | 0 | 0 | 0 | 0 | 0 | 0 | 0 | 0 | 0 | 0 | 0 | 0 | 0 | 0 | 0 | 0 | 0 |  | 3043 | 716-9 | 0 | 0 | 0 | 0 | 0 | 0 | 0 | 0 | 0 | 0 | 0 | 0 | 0 | 0 | 0 | 0 | 0 | 0 | 0 | 0 | 0 | 0 | 0 | 0 | 0 | 0 | 0 | 0 | 0 | 0 | 0 | 0 | 0 | 0 | 0 | 0 | 0 | 0 | 0 | 0 | 0 | 0 | 0 | 0 | 0 | 0 | 0 | 5000000 | scaled
718-483R | 8218.105 | 5648.4085 | 0 | 2569.6966 | 68.73% | 0% | 31.27% | 3378.3408 | 5506.1284 | 692.1487 | 491.9522 | 2194.2399 | 1119.265 | 839.5958 | 3547.2675 | 718 | 0.013173 | 0.0075292 | 0.0038804 | 623859.7927 | 1150.6802 | 1092.2325 | 5975.1923 | 87351.4189 | 82914.4815 | 453593.8923 | 642799.2656 | 131695.6126 | 93604.0916 | 417499.5614 | 698891.0027 | 142067.931 | 106569.6116 | 450253.4601 |  | 3044 | 718-483R | 8218.105 | 4839.7642 | 2711.9766 | 5648.4085 | 2270.0677 | 142.2801 | 0 | 0 | 0 | 2569.6966 | 1150.6802 | 458.5316 | 31.4152 | 3640.8624 | 456.5979 | 29.4816 | 0 | 0 | 0 | 1.9336 | 5975.1923 | 3780.9524 | 2427.9248 | 3640.8624 | 1446.6225 | 93.5948 | 0 | 0 | 0 | 2334.33 | 1092.2325 | 600.2802 | 252.6366 | 858.7995 | 366.8473 | 19.2036 | 0 | 0 | 0 | 233.433 | 0.0094944 | 0.0038506 | 0.0002018 | 0 | 0 | 0 | 0.0036786 | 5000000 | scaled
719-19 | 0 | 0 | 0 | 0 | 0% | 0% | 0% | 0 | 0 | 0 | 0 | 0 | 0 | 0 | 0 | 719 | 0 | 0 | 0 | 0 | 0 | 0 | 0 | 0 | 0 | 0 | 0 | 0 | 0 | 0 | 0 | 0 | 0 | 0 |  | 3045 | 719-19 | 0 | 0 | 0 | 0 | 0 | 0 | 0 | 0 | 0 | 0 | 0 | 0 | 0 | 0 | 0 | 0 | 0 | 0 | 0 | 0 | 0 | 0 | 0 | 0 | 0 | 0 | 0 | 0 | 0 | 0 | 0 | 0 | 0 | 0 | 0 | 0 | 0 | 0 | 0 | 0 | 0 | 0 | 0 | 0 | 0 | 0 | 0 | 5000000 | scaled
719-20AE | 256.4267 | 5.9033 | 0 | 250.5235 | 2.302% | 0% | 97.7% | 3.6394 | 5.7833 | 0 | 3.6394 | 0 | 0 | 5.7833 | 0 | 719 | 0.0008862 | 0.0005548 | 0.0003598 | 289355.3534 | 0.18851 | 28.661 | 227.5772 | 212.7182 | 32341.4286 | 256801.2067 | 455636.8754 | 0 | 455636.8754 | 0 | 696618.6597 | 0 | 696618.6597 | 0 |  | 3046 | 719-20AE | 256.4267 | 252.7873 | 250.6434 | 5.9033 | 2.2639 | 0.11993 | 0 | 0 | 0 | 250.5235 | 0.18851 | 0.18851 | 0.18851 | 0 | 0 | 0 | 0 | 0 | 0 | 0.18851 | 227.5772 | 227.5772 | 227.5772 | 0 | 0 | 0 | 0 | 0 | 0 | 227.5772 | 28.661 | 25.0216 | 22.8777 | 5.9033 | 2.2639 | 0.11993 | 0 | 0 | 0 | 22.7577 | 0.000537 | 0.0002056 | 1.06e-05 | 0 | 0 | 0 | 0.0003492 | 5000000 | scaled
719-21AE | 2756.944 | 1116.1923 | 0 | 1640.7517 | 40.49% | 0% | 59.51% | 688.6545 | 1093.8826 | 0 | 688.6545 | 0 | 0 | 1093.8826 | 0 | 719 | 0.006419 | 0.0038604 | 0.0023548 | 429497.4301 | 1.2346 | 1265.2393 | 1490.4701 | 192.3372 | 197108.4797 | 232196.6131 | 535770.7731 | 0 | 535770.7731 | 0 | 706243.1471 | 0 | 706243.1471 | 0 |  | 3047 | 719-21AE | 2756.944 | 2068.2895 | 1663.0614 | 1116.1923 | 427.5378 | 22.3097 | 0 | 0 | 0 | 1640.7517 | 1.2346 | 1.2346 | 1.2346 | 0 | 0 | 0 | 0 | 0 | 0 | 1.2346 | 1490.4701 | 1490.4701 | 1490.4701 | 0 | 0 | 0 | 0 | 0 | 0 | 1490.4701 | 1265.2393 | 576.5848 | 171.3567 | 1116.1923 | 427.5378 | 22.3097 | 0 | 0 | 0 | 149.047 | 0.0041472 | 0.0015886 | 8.3e-05 | 0 | 0 | 0 | 0.0022718 | 5000000 | scaled
719-28 | 191.0096 | 155.5319 | 0 | 35.4777 | 81.43% | 0% | 18.57% | 96.4979 | 152.1261 | 0 | 96.4979 | 0 | 0 | 152.1261 | 0 | 719 | 7.58e-05 | 5.88e-05 | 4.9e-05 | 2519915.4335 | 0.026696 | 158.7547 | 32.2282 | 352.188 | 2094388.9585 | 425174.287 | 1607342.165 | 0 | 1607342.165 | 0 | 793541.5326 | 0 | 793541.5326 | 0 |  | 3048 | 719-28 | 191.0096 | 94.5117 | 38.8835 | 155.5319 | 59.034 | 3.4058 | 0 | 0 | 0 | 35.4777 | 0.026696 | 0.026696 | 0.026696 | 0 | 0 | 0 | 0 | 0 | 0 | 0.026696 | 32.2282 | 32.2282 | 32.2282 | 0 | 0 | 0 | 0 | 0 | 0 | 32.2282 | 158.7547 | 62.2568 | 6.6286 | 155.5319 | 59.034 | 3.4058 | 0 | 0 | 0 | 3.2228 | 2.74e-05 | 1.04e-05 | 6e-07 | 0 | 0 | 0 | 4.84e-05 | 5000000 | scaled
719-33 | 4049.8609 | 1028.1292 | 0 | 3021.7317 | 25.39% | 0% | 74.61% | 612.7447 | 1006.572 | 0 | 612.7447 | 0 | 0 | 1006.572 | 0 | 719 | 0.012955 | 0.007645 | 0.0044272 | 312600.2231 | 2.2738 | 1302.6254 | 2744.9618 | 175.5064 | 100546.9058 | 211877.8109 | 449590.0852 | 0 | 449590.0852 | 0 | 687407.1383 | 0 | 687407.1383 | 0 |  | 3049 | 719-33 | 4049.8609 | 3437.1162 | 3043.2889 | 1028.1292 | 415.3845 | 21.5572 | 0 | 0 | 0 | 3021.7317 | 2.2738 | 2.2738 | 2.2738 | 0 | 0 | 0 | 0 | 0 | 0 | 2.2738 | 2744.9618 | 2744.9618 | 2744.9618 | 0 | 0 | 0 | 0 | 0 | 0 | 2744.9618 | 1302.6254 | 689.8807 | 296.0533 | 1028.1292 | 415.3845 | 21.5572 | 0 | 0 | 0 | 274.4962 | 0.0087052 | 0.0033948 | 0.000177 | 0 | 0 | 0 | 0.0042502 | 5000000 | scaled
719-34 | 0 | 0 | 0 | 0 | 0% | 0% | 0% | 0 | 0 | 0 | 0 | 0 | 0 | 0 | 0 | 719 | 0 | 0 | 0 | 0 | 0 | 0 | 0 | 0 | 0 | 0 | 0 | 0 | 0 | 0 | 0 | 0 | 0 | 0 |  | 3050 | 719-34 | 0 | 0 | 0 | 0 | 0 | 0 | 0 | 0 | 0 | 0 | 0 | 0 | 0 | 0 | 0 | 0 | 0 | 0 | 0 | 0 | 0 | 0 | 0 | 0 | 0 | 0 | 0 | 0 | 0 | 0 | 0 | 0 | 0 | 0 | 0 | 0 | 0 | 0 | 0 | 0 | 0 | 0 | 0 | 0 | 0 | 0 | 0 | 5000000 | scaled
719-35 | 0 | 0 | 0 | 0 | 0% | 0% | 0% | 0 | 0 | 0 | 0 | 0 | 0 | 0 | 0 | 719 | 0 | 0 | 0 | 0 | 0 | 0 | 0 | 0 | 0 | 0 | 0 | 0 | 0 | 0 | 0 | 0 | 0 | 0 |  | 3051 | 719-35 | 0 | 0 | 0 | 0 | 0 | 0 | 0 | 0 | 0 | 0 | 0 | 0 | 0 | 0 | 0 | 0 | 0 | 0 | 0 | 0 | 0 | 0 | 0 | 0 | 0 | 0 | 0 | 0 | 0 | 0 | 0 | 0 | 0 | 0 | 0 | 0 | 0 | 0 | 0 | 0 | 0 | 0 | 0 | 0 | 0 | 0 | 0 | 5000000 | scaled
719-36 | 0 | 0 | 0 | 0 | 0% | 0% | 0% | 0 | 0 | 0 | 0 | 0 | 0 | 0 | 0 | 719 | 0 | 0 | 0 | 0 | 0 | 0 | 0 | 0 | 0 | 0 | 0 | 0 | 0 | 0 | 0 | 0 | 0 | 0 |  | 3052 | 719-36 | 0 | 0 | 0 | 0 | 0 | 0 | 0 | 0 | 0 | 0 | 0 | 0 | 0 | 0 | 0 | 0 | 0 | 0 | 0 | 0 | 0 | 0 | 0 | 0 | 0 | 0 | 0 | 0 | 0 | 0 | 0 | 0 | 0 | 0 | 0 | 0 | 0 | 0 | 0 | 0 | 0 | 0 | 0 | 0 | 0 | 0 | 0 | 5000000 | scaled
719-388 | 0 | 0 | 0 | 0 | 0% | 0% | 0% | 0 | 0 | 0 | 0 | 0 | 0 | 0 | 0 | 719 | 0 | 0 | 0 | 0 | 0 | 0 | 0 | 0 | 0 | 0 | 0 | 0 | 0 | 0 | 0 | 0 | 0 | 0 |  | 3053 | 719-388 | 0 | 0 | 0 | 0 | 0 | 0 | 0 | 0 | 0 | 0 | 0 | 0 | 0 | 0 | 0 | 0 | 0 | 0 | 0 | 0 | 0 | 0 | 0 | 0 | 0 | 0 | 0 | 0 | 0 | 0 | 0 | 0 | 0 | 0 | 0 | 0 | 0 | 0 | 0 | 0 | 0 | 0 | 0 | 0 | 0 | 0 | 0 | 5000000 | scaled
719-389F | 0 | 0 | 0 | 0 | 0% | 0% | 0% | 0 | 0 | 0 | 0 | 0 | 0 | 0 | 0 | 719 | 0 | 0 | 0 | 0 | 0 | 0 | 0 | 0 | 0 | 0 | 0 | 0 | 0 | 0 | 0 | 0 | 0 | 0 |  | 3054 | 719-389F | 0 | 0 | 0 | 0 | 0 | 0 | 0 | 0 | 0 | 0 | 0 | 0 | 0 | 0 | 0 | 0 | 0 | 0 | 0 | 0 | 0 | 0 | 0 | 0 | 0 | 0 | 0 | 0 | 0 | 0 | 0 | 0 | 0 | 0 | 0 | 0 | 0 | 0 | 0 | 0 | 0 | 0 | 0 | 0 | 0 | 0 | 0 | 5000000 | scaled
719-390F | 0 | 0 | 0 | 0 | 0% | 0% | 0% | 0 | 0 | 0 | 0 | 0 | 0 | 0 | 0 | 719 | 0 | 0 | 0 | 0 | 0 | 0 | 0 | 0 | 0 | 0 | 0 | 0 | 0 | 0 | 0 | 0 | 0 | 0 |  | 3055 | 719-390F | 0 | 0 | 0 | 0 | 0 | 0 | 0 | 0 | 0 | 0 | 0 | 0 | 0 | 0 | 0 | 0 | 0 | 0 | 0 | 0 | 0 | 0 | 0 | 0 | 0 | 0 | 0 | 0 | 0 | 0 | 0 | 0 | 0 | 0 | 0 | 0 | 0 | 0 | 0 | 0 | 0 | 0 | 0 | 0 | 0 | 0 | 0 | 5000000 | scaled
719-391F | 0 | 0 | 0 | 0 | 0% | 0% | 0% | 0 | 0 | 0 | 0 | 0 | 0 | 0 | 0 | 719 | 0 | 0 | 0 | 0 | 0 | 0 | 0 | 0 | 0 | 0 | 0 | 0 | 0 | 0 | 0 | 0 | 0 | 0 |  | 3056 | 719-391F | 0 | 0 | 0 | 0 | 0 | 0 | 0 | 0 | 0 | 0 | 0 | 0 | 0 | 0 | 0 | 0 | 0 | 0 | 0 | 0 | 0 | 0 | 0 | 0 | 0 | 0 | 0 | 0 | 0 | 0 | 0 | 0 | 0 | 0 | 0 | 0 | 0 | 0 | 0 | 0 | 0 | 0 | 0 | 0 | 0 | 0 | 0 | 5000000 | scaled
719-854 | 0 | 0 | 0 | 0 | 0% | 0% | 0% | 0 | 0 | 0 | 0 | 0 | 0 | 0 | 0 | 719 | 0 | 0 | 0 | 0 | 0 | 0 | 0 | 0 | 0 | 0 | 0 | 0 | 0 | 0 | 0 | 0 | 0 | 0 |  | 3057 | 719-854 | 0 | 0 | 0 | 0 | 0 | 0 | 0 | 0 | 0 | 0 | 0 | 0 | 0 | 0 | 0 | 0 | 0 | 0 | 0 | 0 | 0 | 0 | 0 | 0 | 0 | 0 | 0 | 0 | 0 | 0 | 0 | 0 | 0 | 0 | 0 | 0 | 0 | 0 | 0 | 0 | 0 | 0 | 0 | 0 | 0 | 0 | 0 | 5000000 | scaled
719-855F | 0 | 0 | 0 | 0 | 0% | 0% | 0% | 0 | 0 | 0 | 0 | 0 | 0 | 0 | 0 | 719 | 0 | 0 | 0 | 0 | 0 | 0 | 0 | 0 | 0 | 0 | 0 | 0 | 0 | 0 | 0 | 0 | 0 | 0 |  | 3058 | 719-855F | 0 | 0 | 0 | 0 | 0 | 0 | 0 | 0 | 0 | 0 | 0 | 0 | 0 | 0 | 0 | 0 | 0 | 0 | 0 | 0 | 0 | 0 | 0 | 0 | 0 | 0 | 0 | 0 | 0 | 0 | 0 | 0 | 0 | 0 | 0 | 0 | 0 | 0 | 0 | 0 | 0 | 0 | 0 | 0 | 0 | 0 | 0 | 5000000 | scaled
719-856F | 512.6964 | 46.4061 | 0 | 466.2903 | 9.051% | 0% | 90.95% | 28.6305 | 45.5055 | 0 | 28.6305 | 0 | 0 | 45.5055 | 0 | 719 | 0.0018984 | 0.0011298 | 0.0006772 | 270067.6597 | 0.35087 | 88.7642 | 423.5813 | 184.8233 | 46757.3987 | 223125.4377 | 428452.8001 | 0 | 428452.8001 | 0 | 689886.1821 | 0 | 689886.1821 | 0 |  | 3059 | 719-856F | 512.6964 | 484.066 | 467.1909 | 46.4061 | 17.7756 | 0.90059 | 0 | 0 | 0 | 466.2903 | 0.35087 | 0.35087 | 0.35087 | 0 | 0 | 0 | 0 | 0 | 0 | 0.35087 | 423.5813 | 423.5813 | 423.5813 | 0 | 0 | 0 | 0 | 0 | 0 | 423.5813 | 88.7642 | 60.1338 | 43.2587 | 46.4061 | 17.7756 | 0.90059 | 0 | 0 | 0 | 42.3581 | 0.001246 | 0.0004774 | 2.48e-05 | 0 | 0 | 0 | 0.0006524 | 5000000 | scaled
719-857F | 299.0521 | 55.7829 | 0 | 243.2692 | 18.65% | 0% | 81.35% | 34.4119 | 54.6417 | 0 | 34.4119 | 0 | 0 | 54.6417 | 0 | 719 | 0.0010186 | 0.0006022 | 0.0003576 | 293591.2862 | 0.18305 | 77.8816 | 220.9874 | 179.7096 | 76459.5012 | 216952.0754 | 439455.5677 | 0 | 439455.5677 | 0 | 683474.1785 | 0 | 683474.1785 | 0 |  | 3060 | 719-857F | 299.0521 | 264.6401 | 244.4104 | 55.7829 | 21.371 | 1.1412 | 0 | 0 | 0 | 243.2692 | 0.18305 | 0.18305 | 0.18305 | 0 | 0 | 0 | 0 | 0 | 0 | 0.18305 | 220.9874 | 220.9874 | 220.9874 | 0 | 0 | 0 | 0 | 0 | 0 | 220.9874 | 77.8816 | 43.4697 | 23.2399 | 55.7829 | 21.371 | 1.1412 | 0 | 0 | 0 | 22.0987 | 0.0006748 | 0.0002584 | 1.38e-05 | 0 | 0 | 0 | 0.0003438 | 5000000 | scaled
72-12F | 358.8798 | 132.4876 | 0 | 226.3923 | 36.92% | 0% | 63.08% | 83.6561 | 130.5828 | 3.9693 | 59.3717 | 20.3151 | 5.9194 | 94.363 | 30.3004 | 72 | 0.0007194 | 0.0004578 | 0.0003036 | 498859.9325 | 6.0898 | 116.8334 | 235.9567 | 8465.0783 | 162403.9556 | 327990.8986 | 601187.7592 | 28524.9346 | 426670.1334 | 145992.6912 | 751966.6625 | 34087.271 | 543393.3062 | 174486.0853 |  | 3061 | 72-12F | 358.8798 | 275.2238 | 228.2971 | 132.4876 | 48.8315 | 1.9048 | 0 | 0 | 0 | 226.3923 | 6.0898 | 2.1205 | 0.17035 | 30.3004 | 1.9501 | 0 | 0 | 0 | 0 | 0.17035 | 235.9567 | 215.6416 | 205.6563 | 30.3004 | 9.9853 | 0 | 0 | 0 | 0 | 205.6563 | 116.8334 | 57.4617 | 22.4705 | 96.2678 | 36.8961 | 1.9048 | 0 | 0 | 0 | 20.5656 | 0.0004242 | 0.0001626 | 8.4e-06 | 0 | 0 | 0 | 0.0002952 | 5000000 | scaled
72-14 | 0 | 0 | 0 | 0 | 0% | 0% | 0% | 0 | 0 | 0 | 0 | 0 | 0 | 0 | 0 | 72 | 0 | 0 | 0 | 0 | 0 | 0 | 0 | 0 | 0 | 0 | 0 | 0 | 0 | 0 | 0 | 0 | 0 | 0 |  | 3062 | 72-14 | 0 | 0 | 0 | 0 | 0 | 0 | 0 | 0 | 0 | 0 | 0 | 0 | 0 | 0 | 0 | 0 | 0 | 0 | 0 | 0 | 0 | 0 | 0 | 0 | 0 | 0 | 0 | 0 | 0 | 0 | 0 | 0 | 0 | 0 | 0 | 0 | 0 | 0 | 0 | 0 | 0 | 0 | 0 | 0 | 0 | 0 | 0 | 5000000 | scaled
72-16 | 6344.5295 | 2894.9267 | 0 | 3449.6028 | 45.63% | 0% | 54.37% | 1782.2886 | 2830.2769 | 39.6744 | 1638.0051 | 104.6091 | 63.1054 | 2600.7806 | 166.3909 | 72 | 0.012945 | 0.0079524 | 0.0050164 | 490099.149 | 68.867 | 2967.2891 | 3308.3735 | 5319.8042 | 229215.7119 | 255563.6329 | 573693.5869 | 12770.6242 | 527250.7547 | 33672.208 | 700552.7074 | 15619.9053 | 643747.5794 | 41185.2227 |  | 3063 | 72-16 | 6344.5295 | 4562.2409 | 3514.2526 | 2894.9267 | 1112.6381 | 64.6498 | 0 | 0 | 0 | 3449.6028 | 68.867 | 29.1926 | 5.7616 | 174.7307 | 26.5969 | 3.1659 | 0 | 0 | 0 | 2.5957 | 3308.3735 | 3203.7643 | 3141.9826 | 174.7307 | 70.1215 | 8.3398 | 0 | 0 | 0 | 3133.6428 | 2967.2891 | 1329.284 | 366.5084 | 2653.9248 | 1015.9197 | 53.1442 | 0 | 0 | 0 | 313.3643 | 0.0080916 | 0.0030986 | 0.0001626 | 0 | 0 | 0 | 0.0048538 | 5000000 | scaled
723-377 | 117.6652 | 43.5243 | 0 | 74.1409 | 36.99% | 0% | 63.01% | 27.0231 | 42.7184 | 0.2822 | 25.3002 | 1.4407 | 0.40319 | 40.2567 | 2.0585 | 723 | 0.0002816 | 0.0001686 | 0.0001018 | 417845.1732 | 0.45898 | 47.7975 | 69.4087 | 1629.9036 | 169735.6173 | 246479.6523 | 537616.4555 | 5614.1941 | 503340.0316 | 28662.2298 | 736215.6376 | 6948.6697 | 693789.6505 | 35477.3173 |  | 3064 | 723-377 | 117.6652 | 90.6421 | 74.9468 | 43.5243 | 16.5012 | 0.80583 | 0 | 0 | 0 | 74.1409 | 0.45898 | 0.17679 | 0.055789 | 2.0585 | 0.121 | 0 | 0 | 0 | 0 | 0.055789 | 69.4087 | 67.968 | 67.3501 | 2.0585 | 0.61785 | 0 | 0 | 0 | 0 | 67.3501 | 47.7975 | 22.4974 | 7.5408 | 41.0625 | 15.7624 | 0.80583 | 0 | 0 | 0 | 6.735 | 0.0001834 | 7.04e-05 | 3.6e-06 | 0 | 0 | 0 | 9.82e-05 | 5000000 | scaled
723-378F | 0 | 0 | 0 | 0 | 0% | 0% | 0% | 0 | 0 | 0 | 0 | 0 | 0 | 0 | 0 | 723 | 0 | 0 | 0 | 0 | 0 | 0 | 0 | 0 | 0 | 0 | 0 | 0 | 0 | 0 | 0 | 0 | 0 | 0 |  | 3065 | 723-378F | 0 | 0 | 0 | 0 | 0 | 0 | 0 | 0 | 0 | 0 | 0 | 0 | 0 | 0 | 0 | 0 | 0 | 0 | 0 | 0 | 0 | 0 | 0 | 0 | 0 | 0 | 0 | 0 | 0 | 0 | 0 | 0 | 0 | 0 | 0 | 0 | 0 | 0 | 0 | 0 | 0 | 0 | 0 | 0 | 0 | 0 | 0 | 5000000 | scaled
723-380 | 0 | 0 | 0 | 0 | 0% | 0% | 0% | 0 | 0 | 0 | 0 | 0 | 0 | 0 | 0 | 723 | 0 | 0 | 0 | 0 | 0 | 0 | 0 | 0 | 0 | 0 | 0 | 0 | 0 | 0 | 0 | 0 | 0 | 0 |  | 3066 | 723-380 | 0 | 0 | 0 | 0 | 0 | 0 | 0 | 0 | 0 | 0 | 0 | 0 | 0 | 0 | 0 | 0 | 0 | 0 | 0 | 0 | 0 | 0 | 0 | 0 | 0 | 0 | 0 | 0 | 0 | 0 | 0 | 0 | 0 | 0 | 0 | 0 | 0 | 0 | 0 | 0 | 0 | 0 | 0 | 0 | 0 | 0 | 0 | 5000000 | scaled
723-791 | 0 | 0 | 0 | 0 | 0% | 0% | 0% | 0 | 0 | 0 | 0 | 0 | 0 | 0 | 0 | 723 | 0 | 0 | 0 | 0 | 0 | 0 | 0 | 0 | 0 | 0 | 0 | 0 | 0 | 0 | 0 | 0 | 0 | 0 |  | 3067 | 723-791 | 0 | 0 | 0 | 0 | 0 | 0 | 0 | 0 | 0 | 0 | 0 | 0 | 0 | 0 | 0 | 0 | 0 | 0 | 0 | 0 | 0 | 0 | 0 | 0 | 0 | 0 | 0 | 0 | 0 | 0 | 0 | 0 | 0 | 0 | 0 | 0 | 0 | 0 | 0 | 0 | 0 | 0 | 0 | 0 | 0 | 0 | 0 | 5000000 | scaled
723-792F | 194.7415 | 80.0548 | 0 | 114.6867 | 41.11% | 0% | 58.89% | 52.2314 | 79.7368 | 6.9594 | 9.7419 | 35.5301 | 10.5246 | 15.4698 | 53.7424 | 723 | 0.0005522 | 0.0003052 | 0.00016 | 352664.7527 | 10.6109 | 26.2059 | 157.9246 | 19215.7056 | 47457.3488 | 285991.6983 | 466940.0931 | 62215.8566 | 87091.2018 | 317633.0347 | 718779.0989 | 94873.0204 | 139450.5644 | 484455.5141 |  | 3068 | 723-792F | 194.7415 | 142.5101 | 115.0047 | 80.0548 | 27.8234 | 0.31796 | 0 | 0 | 0 | 114.6867 | 10.6109 | 3.6515 | 0.086298 | 53.7424 | 3.5652 | 0 | 0 | 0 | 0 | 0.086298 | 157.9246 | 122.3946 | 104.1822 | 53.7424 | 18.2124 | 0 | 0 | 0 | 0 | 104.1822 | 26.2059 | 16.464 | 10.7362 | 15.7877 | 6.0458 | 0.31796 | 0 | 0 | 0 | 10.4182 | 0.0004002 | 0.0001532 | 8e-06 | 0 | 0 | 0 | 0.000152 | 5000000 | scaled
723-793F | 153.6541 | 81.2529 | 0 | 72.4012 | 52.88% | 0% | 47.12% | 54.1214 | 81.2381 | 8.7847 | 0.45529 | 44.8814 | 13.1796 | 0.72292 | 67.3356 | 723 | 0.0004994 | 0.0002534 | 0.0001088 | 307677.4446 | 13.2341 | 7.3147 | 133.1053 | 26499.9903 | 14646.9696 | 266530.4847 | 392788.8288 | 63755.3964 | 3304.3043 | 325729.1282 | 665588.3659 | 107981.3366 | 5922.884 | 551684.1453 |  | 3069 | 723-793F | 153.6541 | 99.5327 | 72.416 | 81.2529 | 27.1315 | 0.014806 | 0 | 0 | 0 | 72.4012 | 13.2341 | 4.4494 | 0.05448 | 67.3356 | 4.3949 | 0 | 0 | 0 | 0 | 0.05448 | 133.1053 | 88.2239 | 65.7698 | 67.3356 | 22.4541 | 0 | 0 | 0 | 0 | 65.7698 | 7.3147 | 6.8594 | 6.5918 | 0.73772 | 0.28243 | 0.014806 | 0 | 0 | 0 | 6.577 | 0.0003986 | 0.0001526 | 8e-06 | 0 | 0 | 0 | 0.0001008 | 5000000 | scaled
723-794 | 0 | 0 | 0 | 0 | 0% | 0% | 0% | 0 | 0 | 0 | 0 | 0 | 0 | 0 | 0 | 723 | 0 | 0 | 0 | 0 | 0 | 0 | 0 | 0 | 0 | 0 | 0 | 0 | 0 | 0 | 0 | 0 | 0 | 0 |  | 3070 | 723-794 | 0 | 0 | 0 | 0 | 0 | 0 | 0 | 0 | 0 | 0 | 0 | 0 | 0 | 0 | 0 | 0 | 0 | 0 | 0 | 0 | 0 | 0 | 0 | 0 | 0 | 0 | 0 | 0 | 0 | 0 | 0 | 0 | 0 | 0 | 0 | 0 | 0 | 0 | 0 | 0 | 0 | 0 | 0 | 0 | 0 | 0 | 0 | 5000000 | scaled
724-4 | 0 | 0 | 0 | 0 | 0% | 0% | 0% | 0 | 0 | 0 | 0 | 0 | 0 | 0 | 0 | 724 | 0 | 0 | 0 | 0 | 0 | 0 | 0 | 0 | 0 | 0 | 0 | 0 | 0 | 0 | 0 | 0 | 0 | 0 |  | 3071 | 724-4 | 0 | 0 | 0 | 0 | 0 | 0 | 0 | 0 | 0 | 0 | 0 | 0 | 0 | 0 | 0 | 0 | 0 | 0 | 0 | 0 | 0 | 0 | 0 | 0 | 0 | 0 | 0 | 0 | 0 | 0 | 0 | 0 | 0 | 0 | 0 | 0 | 0 | 0 | 0 | 0 | 0 | 0 | 0 | 0 | 0 | 0 | 0 | 5000000 | scaled
724-5 | 0 | 0 | 0 | 0 | 0% | 0% | 0% | 0 | 0 | 0 | 0 | 0 | 0 | 0 | 0 | 724 | 0 | 0 | 0 | 0 | 0 | 0 | 0 | 0 | 0 | 0 | 0 | 0 | 0 | 0 | 0 | 0 | 0 | 0 |  | 3072 | 724-5 | 0 | 0 | 0 | 0 | 0 | 0 | 0 | 0 | 0 | 0 | 0 | 0 | 0 | 0 | 0 | 0 | 0 | 0 | 0 | 0 | 0 | 0 | 0 | 0 | 0 | 0 | 0 | 0 | 0 | 0 | 0 | 0 | 0 | 0 | 0 | 0 | 0 | 0 | 0 | 0 | 0 | 0 | 0 | 0 | 0 | 0 | 0 | 5000000 | scaled
724-6 | 0 | 0 | 0 | 0 | 0% | 0% | 0% | 0 | 0 | 0 | 0 | 0 | 0 | 0 | 0 | 724 | 0 | 0 | 0 | 0 | 0 | 0 | 0 | 0 | 0 | 0 | 0 | 0 | 0 | 0 | 0 | 0 | 0 | 0 |  | 3073 | 724-6 | 0 | 0 | 0 | 0 | 0 | 0 | 0 | 0 | 0 | 0 | 0 | 0 | 0 | 0 | 0 | 0 | 0 | 0 | 0 | 0 | 0 | 0 | 0 | 0 | 0 | 0 | 0 | 0 | 0 | 0 | 0 | 0 | 0 | 0 | 0 | 0 | 0 | 0 | 0 | 0 | 0 | 0 | 0 | 0 | 0 | 0 | 0 | 5000000 | scaled
724-7F | 0 | 0 | 0 | 0 | 0% | 0% | 0% | 0 | 0 | 0 | 0 | 0 | 0 | 0 | 0 | 724 | 0 | 0 | 0 | 0 | 0 | 0 | 0 | 0 | 0 | 0 | 0 | 0 | 0 | 0 | 0 | 0 | 0 | 0 |  | 3074 | 724-7F | 0 | 0 | 0 | 0 | 0 | 0 | 0 | 0 | 0 | 0 | 0 | 0 | 0 | 0 | 0 | 0 | 0 | 0 | 0 | 0 | 0 | 0 | 0 | 0 | 0 | 0 | 0 | 0 | 0 | 0 | 0 | 0 | 0 | 0 | 0 | 0 | 0 | 0 | 0 | 0 | 0 | 0 | 0 | 0 | 0 | 0 | 0 | 5000000 | scaled
726-24F | 0 | 0 | 0 | 0 | 0% | 0% | 0% | 0 | 0 | 0 | 0 | 0 | 0 | 0 | 0 | 726 | 0 | 0 | 0 | 0 | 0 | 0 | 0 | 0 | 0 | 0 | 0 | 0 | 0 | 0 | 0 | 0 | 0 | 0 |  | 3075 | 726-24F | 0 | 0 | 0 | 0 | 0 | 0 | 0 | 0 | 0 | 0 | 0 | 0 | 0 | 0 | 0 | 0 | 0 | 0 | 0 | 0 | 0 | 0 | 0 | 0 | 0 | 0 | 0 | 0 | 0 | 0 | 0 | 0 | 0 | 0 | 0 | 0 | 0 | 0 | 0 | 0 | 0 | 0 | 0 | 0 | 0 | 0 | 0 | 5000000 | scaled
726-31F | 0 | 0 | 0 | 0 | 0% | 0% | 0% | 0 | 0 | 0 | 0 | 0 | 0 | 0 | 0 | 726 | 0 | 0 | 0 | 0 | 0 | 0 | 0 | 0 | 0 | 0 | 0 | 0 | 0 | 0 | 0 | 0 | 0 | 0 |  | 3076 | 726-31F | 0 | 0 | 0 | 0 | 0 | 0 | 0 | 0 | 0 | 0 | 0 | 0 | 0 | 0 | 0 | 0 | 0 | 0 | 0 | 0 | 0 | 0 | 0 | 0 | 0 | 0 | 0 | 0 | 0 | 0 | 0 | 0 | 0 | 0 | 0 | 0 | 0 | 0 | 0 | 0 | 0 | 0 | 0 | 0 | 0 | 0 | 0 | 5000000 | scaled
726-32 | 0 | 0 | 0 | 0 | 0% | 0% | 0% | 0 | 0 | 0 | 0 | 0 | 0 | 0 | 0 | 726 | 0 | 0 | 0 | 0 | 0 | 0 | 0 | 0 | 0 | 0 | 0 | 0 | 0 | 0 | 0 | 0 | 0 | 0 |  | 3077 | 726-32 | 0 | 0 | 0 | 0 | 0 | 0 | 0 | 0 | 0 | 0 | 0 | 0 | 0 | 0 | 0 | 0 | 0 | 0 | 0 | 0 | 0 | 0 | 0 | 0 | 0 | 0 | 0 | 0 | 0 | 0 | 0 | 0 | 0 | 0 | 0 | 0 | 0 | 0 | 0 | 0 | 0 | 0 | 0 | 0 | 0 | 0 | 0 | 5000000 | scaled
726-33F | 0 | 0 | 0 | 0 | 0% | 0% | 0% | 0 | 0 | 0 | 0 | 0 | 0 | 0 | 0 | 726 | 0 | 0 | 0 | 0 | 0 | 0 | 0 | 0 | 0 | 0 | 0 | 0 | 0 | 0 | 0 | 0 | 0 | 0 |  | 3078 | 726-33F | 0 | 0 | 0 | 0 | 0 | 0 | 0 | 0 | 0 | 0 | 0 | 0 | 0 | 0 | 0 | 0 | 0 | 0 | 0 | 0 | 0 | 0 | 0 | 0 | 0 | 0 | 0 | 0 | 0 | 0 | 0 | 0 | 0 | 0 | 0 | 0 | 0 | 0 | 0 | 0 | 0 | 0 | 0 | 0 | 0 | 0 | 0 | 5000000 | scaled
726-41F | 0 | 0 | 0 | 0 | 0% | 0% | 0% | 0 | 0 | 0 | 0 | 0 | 0 | 0 | 0 | 726 | 0 | 0 | 0 | 0 | 0 | 0 | 0 | 0 | 0 | 0 | 0 | 0 | 0 | 0 | 0 | 0 | 0 | 0 |  | 3079 | 726-41F | 0 | 0 | 0 | 0 | 0 | 0 | 0 | 0 | 0 | 0 | 0 | 0 | 0 | 0 | 0 | 0 | 0 | 0 | 0 | 0 | 0 | 0 | 0 | 0 | 0 | 0 | 0 | 0 | 0 | 0 | 0 | 0 | 0 | 0 | 0 | 0 | 0 | 0 | 0 | 0 | 0 | 0 | 0 | 0 | 0 | 0 | 0 | 5000000 | scaled
726-42 | 0 | 0 | 0 | 0 | 0% | 0% | 0% | 0 | 0 | 0 | 0 | 0 | 0 | 0 | 0 | 726 | 0 | 0 | 0 | 0 | 0 | 0 | 0 | 0 | 0 | 0 | 0 | 0 | 0 | 0 | 0 | 0 | 0 | 0 |  | 3080 | 726-42 | 0 | 0 | 0 | 0 | 0 | 0 | 0 | 0 | 0 | 0 | 0 | 0 | 0 | 0 | 0 | 0 | 0 | 0 | 0 | 0 | 0 | 0 | 0 | 0 | 0 | 0 | 0 | 0 | 0 | 0 | 0 | 0 | 0 | 0 | 0 | 0 | 0 | 0 | 0 | 0 | 0 | 0 | 0 | 0 | 0 | 0 | 0 | 5000000 | scaled
726-43F | 0 | 0 | 0 | 0 | 0% | 0% | 0% | 0 | 0 | 0 | 0 | 0 | 0 | 0 | 0 | 726 | 0 | 0 | 0 | 0 | 0 | 0 | 0 | 0 | 0 | 0 | 0 | 0 | 0 | 0 | 0 | 0 | 0 | 0 |  | 3081 | 726-43F | 0 | 0 | 0 | 0 | 0 | 0 | 0 | 0 | 0 | 0 | 0 | 0 | 0 | 0 | 0 | 0 | 0 | 0 | 0 | 0 | 0 | 0 | 0 | 0 | 0 | 0 | 0 | 0 | 0 | 0 | 0 | 0 | 0 | 0 | 0 | 0 | 0 | 0 | 0 | 0 | 0 | 0 | 0 | 0 | 0 | 0 | 0 | 5000000 | scaled
726-44F | 0 | 0 | 0 | 0 | 0% | 0% | 0% | 0 | 0 | 0 | 0 | 0 | 0 | 0 | 0 | 726 | 0 | 0 | 0 | 0 | 0 | 0 | 0 | 0 | 0 | 0 | 0 | 0 | 0 | 0 | 0 | 0 | 0 | 0 |  | 3082 | 726-44F | 0 | 0 | 0 | 0 | 0 | 0 | 0 | 0 | 0 | 0 | 0 | 0 | 0 | 0 | 0 | 0 | 0 | 0 | 0 | 0 | 0 | 0 | 0 | 0 | 0 | 0 | 0 | 0 | 0 | 0 | 0 | 0 | 0 | 0 | 0 | 0 | 0 | 0 | 0 | 0 | 0 | 0 | 0 | 0 | 0 | 0 | 0 | 5000000 | scaled
728-1569 | 0 | 0 | 0 | 0 | 0% | 0% | 0% | 0 | 0 | 0 | 0 | 0 | 0 | 0 | 0 | 728 | 0 | 0 | 0 | 0 | 0 | 0 | 0 | 0 | 0 | 0 | 0 | 0 | 0 | 0 | 0 | 0 | 0 | 0 |  | 3083 | 728-1569 | 0 | 0 | 0 | 0 | 0 | 0 | 0 | 0 | 0 | 0 | 0 | 0 | 0 | 0 | 0 | 0 | 0 | 0 | 0 | 0 | 0 | 0 | 0 | 0 | 0 | 0 | 0 | 0 | 0 | 0 | 0 | 0 | 0 | 0 | 0 | 0 | 0 | 0 | 0 | 0 | 0 | 0 | 0 | 0 | 0 | 0 | 0 | 5000000 | scaled
728-1570F | 33280.7317 | 33209.7385 | 0 | 70.9931 | 99.79% | 0% | 0.2133% | 24495.4528 | 31138.8298 | 5712.7805 | 0.33114 | 18782.3412 | 7261.2825 | 0.5178 | 23877.0295 | 728 | 0.0003472 | 0.000191 | 9.92e-05 | 95854641.8538 | 7744.017 | 6.9804 | 25529.7342 | 22304196.5285 | 20104.9025 | 73530340.4229 | 45996224.1835 | 10727147.4161 | 621.7995 | 35268454.9678 | 21591752.3959 | 5034993.7697 | 359.0474 | 16556399.5789 |  | 3084 | 728-1570F | 33280.7317 | 8785.2788 | 2141.9018 | 33209.7385 | 8714.2857 | 2070.9087 | 0 | 0 | 0 | 70.9931 | 7744.017 | 2031.2365 | 482.7345 | 25465.2436 | 2031.1831 | 482.6811 | 0 | 0 | 0 | 0.05342 | 25529.7342 | 6747.393 | 1652.7047 | 25465.2436 | 6682.9024 | 1588.2141 | 0 | 0 | 0 | 64.4906 | 6.9804 | 6.6493 | 6.4626 | 0.53136 | 0.20022 | 0.013553 | 0 | 0 | 0 | 6.4491 | 0.0002532 | 9.7e-05 | 5.2e-06 | 0 | 0 | 0 | 9.4e-05 | 5000000 | scaled
73-1165 | 24708.4857 | 0 | 24708.4857 | 0 | 0% | 100% | 0% | 723.7381 | 1509.1281 | 0.96327 | 660.0214 | 62.7534 | 2.0086 | 1376.267 | 130.8525 | 73 | 0.18144 | 0.18144 | 0.18144 | 136179.7757 | 32.8861 | 22533.1924 | 2142.4072 | 181.2505 | 124190.7384 | 11807.7868 | 132190.9235 | 175.9415 | 120553.0581 | 11461.924 | 127862.2798 | 170.1802 | 116605.5008 | 11086.5988 |  | 3085 | 73-1165 | 24708.4857 | 23984.7476 | 23199.3576 | 0 | 0 | 0 | 24708.4857 | 23984.7476 | 23199.3576 | 0 | 32.8861 | 31.9229 | 30.8775 | 0 | 0 | 0 | 32.8861 | 31.9229 | 30.8775 | 0 | 2142.4072 | 2079.6538 | 2011.5547 | 0 | 0 | 0 | 2142.4072 | 2079.6538 | 2011.5547 | 0 | 22533.1924 | 21873.171 | 21156.9254 | 0 | 0 | 0 | 22533.1924 | 21873.171 | 21156.9254 | 0 | 0 | 0 | 0 | 0.18144 | 0.18144 | 0.18144 | 0 | 5000000 | scaled
73-1166 | 0 | 0 | 0 | 0 | 0% | 0% | 0% | 0 | 0 | 0 | 0 | 0 | 0 | 0 | 0 | 73 | 0 | 0 | 0 | 0 | 0 | 0 | 0 | 0 | 0 | 0 | 0 | 0 | 0 | 0 | 0 | 0 | 0 | 0 |  | 3086 | 73-1166 | 0 | 0 | 0 | 0 | 0 | 0 | 0 | 0 | 0 | 0 | 0 | 0 | 0 | 0 | 0 | 0 | 0 | 0 | 0 | 0 | 0 | 0 | 0 | 0 | 0 | 0 | 0 | 0 | 0 | 0 | 0 | 0 | 0 | 0 | 0 | 0 | 0 | 0 | 0 | 0 | 0 | 0 | 0 | 0 | 0 | 0 | 0 | 5000000 | scaled
73-1167 | 0 | 0 | 0 | 0 | 0% | 0% | 0% | 0 | 0 | 0 | 0 | 0 | 0 | 0 | 0 | 73 | 0 | 0 | 0 | 0 | 0 | 0 | 0 | 0 | 0 | 0 | 0 | 0 | 0 | 0 | 0 | 0 | 0 | 0 |  | 3087 | 73-1167 | 0 | 0 | 0 | 0 | 0 | 0 | 0 | 0 | 0 | 0 | 0 | 0 | 0 | 0 | 0 | 0 | 0 | 0 | 0 | 0 | 0 | 0 | 0 | 0 | 0 | 0 | 0 | 0 | 0 | 0 | 0 | 0 | 0 | 0 | 0 | 0 | 0 | 0 | 0 | 0 | 0 | 0 | 0 | 0 | 0 | 0 | 0 | 5000000 | scaled
73-1218 | 1359.1976 | 0 | 1359.1976 | 0 | 0% | 100% | 0% | 39.7165 | 82.8084 | 0.026084 | 31.4896 | 8.2008 | 0.054385 | 65.6553 | 17.0987 | 73 | 0.18226 | 0.18226 | 0.18226 | 7457.6613 | 0.89266 | 1077.6515 | 280.6534 | 4.8979 | 5912.8709 | 1539.8925 | 7239.7444 | 4.7547 | 5740.0937 | 1494.896 | 7003.3072 | 4.5995 | 5552.6324 | 1446.0754 |  | 3088 | 73-1218 | 1359.1976 | 1319.4811 | 1276.3892 | 0 | 0 | 0 | 1359.1976 | 1319.4811 | 1276.3892 | 0 | 0.89266 | 0.86658 | 0.83827 | 0 | 0 | 0 | 0.89266 | 0.86658 | 0.83827 | 0 | 280.6534 | 272.4526 | 263.5548 | 0 | 0 | 0 | 280.6534 | 272.4526 | 263.5548 | 0 | 1077.6515 | 1046.1619 | 1011.9961 | 0 | 0 | 0 | 1077.6515 | 1046.1619 | 1011.9961 | 0 | 0 | 0 | 0 | 0.18226 | 0.18226 | 0.18226 | 0 | 5000000 | scaled
73-1220 | 0 | 0 | 0 | 0 | 0% | 0% | 0% | 0 | 0 | 0 | 0 | 0 | 0 | 0 | 0 | 73 | 0 | 0 | 0 | 0 | 0 | 0 | 0 | 0 | 0 | 0 | 0 | 0 | 0 | 0 | 0 | 0 | 0 | 0 |  | 3089 | 73-1220 | 0 | 0 | 0 | 0 | 0 | 0 | 0 | 0 | 0 | 0 | 0 | 0 | 0 | 0 | 0 | 0 | 0 | 0 | 0 | 0 | 0 | 0 | 0 | 0 | 0 | 0 | 0 | 0 | 0 | 0 | 0 | 0 | 0 | 0 | 0 | 0 | 0 | 0 | 0 | 0 | 0 | 0 | 0 | 0 | 0 | 0 | 0 | 5000000 | scaled
73-23R | 5733790.742 | 5642495.3869 | 86266.6494 | 5028.7057 | 98.41% | 1.505% | 0.0877% | 908613.6792 | 5474921.6918 | 146772.2668 | 33960.9148 | 727880.4976 | 909355.653 | 71952.0632 | 4493613.9757 | 73 | 0.21349 | 0.13148 | 0.02633 | 26857269.7235 | 950799.1761 | 79672.6332 | 4703318.9326 | 4453575.4923 | 373189.3082 | 22030504.923 | 36698552.5159 | 5928074.6746 | 1371668.1172 | 29398809.7242 | 9831864.1445 | 1633020.8435 | 129211.512 | 8069631.789 |  | 3090 | 73-23R | 5733790.742 | 4825177.0628 | 258869.0502 | 5642495.3869 | 4771377.3796 | 245741.5248 | 86266.6494 | 48770.9775 | 8098.8197 | 5028.7057 | 950799.1761 | 804026.9093 | 41443.5232 | 4688788.623 | 803934.728 | 41425.0601 | 156.3583 | 88.3974 | 14.6791 | 3.7839 | 4703318.9326 | 3975438.435 | 209704.9569 | 4688788.623 | 3965238.1804 | 204201.5827 | 9962.1989 | 5632.1438 | 935.2635 | 4568.1107 | 79672.6332 | 45711.7185 | 7720.5701 | 3067.7299 | 2204.4711 | 114.882 | 76148.0922 | 43050.4363 | 7148.877 | 456.8111 | 0.025077 | 0.02135 | 0.0011156 | 0.18133 | 0.10305 | 0.018133 | 0.0070806 | 5000000 | scaled
73-678R | 10591376.886 | 10412424.065 | 170038.0398 | 8914.7812 | 98.31% | 1.605% | 0.08417% | 5363842.4198 | 10338665.5724 | 888944.6508 | 68612.8754 | 4406284.8936 | 1710482.1939 | 144416.8073 | 8483766.5713 | 73 | 0.23776 | 0.13716 | 0.031706 | 44546654.2874 | 1748637.6358 | 159776.7811 | 8682962.4691 | 7354658.1406 | 672010.9301 | 36519985.2166 | 38113063.7539 | 6316442.8591 | 487532.3865 | 31309088.5083 | 7970356.5727 | 1318656.9293 | 111334.8179 | 6540364.8255 |  | 3091 | 73-678R | 10591376.886 | 5227534.4662 | 252711.3136 | 10412424.065 | 5122510.4904 | 227838.8804 | 170038.0398 | 96109.1946 | 15957.6521 | 8914.7812 | 1748637.6358 | 859692.985 | 38155.4419 | 8657883.3927 | 859570.6722 | 38129.5392 | 204.5298 | 115.6047 | 19.1946 | 6.7081 | 8682962.4691 | 4276677.5755 | 199195.8979 | 8657883.3927 | 4258981.3942 | 189504.0406 | 16980.8281 | 9597.933 | 1593.609 | 8098.2483 | 159776.7811 | 91163.9057 | 15359.9739 | 6114.2744 | 3958.4239 | 205.3006 | 152852.6819 | 86395.6569 | 14344.8485 | 809.8248 | 0.044606 | 0.022028 | 0.001149 | 0.18066 | 0.10264 | 0.018066 | 0.012491 | 5000000 | scaled
73-683R | 9288032.8798 | 9142043.2186 | 138780.9856 | 7208.6755 | 98.43% | 1.494% | 0.07761% | 3908570.2924 | 9028808.44 | 610606.3694 | 56167.9966 | 3241795.9264 | 1411740.6009 | 119346.9178 | 7497720.9213 | 73 | 0.22716 | 0.13381 | 0.029346 | 40887984.9259 | 1449509.8259 | 131833.1559 | 7706689.898 | 6381064.3953 | 580358.8511 | 33926561.6795 | 40202546.8199 | 6280539.7672 | 577729.5393 | 33344277.5134 | 8833442.5974 | 1381193.2819 | 116764.4828 | 7335484.8327 |  | 3092 | 73-683R | 9288032.8798 | 5379462.5874 | 259224.4398 | 9142043.2186 | 5293764.4929 | 238989.5439 | 138780.9856 | 78489.419 | 13026.2204 | 7208.6755 | 1449509.8259 | 838903.4565 | 37769.225 | 7684796.8662 | 838762.5277 | 37741.3122 | 239.5923 | 135.5046 | 22.4885 | 5.4243 | 7706689.898 | 4464893.9716 | 208968.9767 | 7684796.8662 | 4449667.2081 | 200980.2941 | 15344.6216 | 8678.3534 | 1440.2724 | 6548.4102 | 131833.1559 | 75665.1593 | 12486.2381 | 7981.5431 | 5334.7571 | 267.9376 | 123196.7718 | 69675.5611 | 11563.4594 | 654.841 | 0.035917 | 0.020705 | 0.001082 | 0.18109 | 0.10295 | 0.018109 | 0.010155 | 5000000 | scaled
730-1079 | 24915.2225 | 16729.3145 | 0 | 8185.908 | 67.14% | 0% | 32.86% | 10372.7314 | 16407.744 | 1371.3548 | 4681.4013 | 4319.9754 | 1881.6948 | 8597.6745 | 5928.3747 | 730 | 0.039453 | 0.022892 | 0.012178 | 631513.3509 | 1913.228 | 9557.3385 | 13444.656 | 48493.6088 | 242244.9506 | 340774.7915 | 635254.1058 | 83985.474 | 286701.6653 | 264566.9666 | 698582.5941 | 80115.7828 | 366057.9862 | 252408.8251 |  | 3093 | 730-1079 | 24915.2225 | 14542.4911 | 8507.4785 | 16729.3145 | 6356.5831 | 321.5705 | 0 | 0 | 0 | 8185.908 | 1913.228 | 541.8732 | 31.5332 | 6008.5211 | 535.7136 | 25.3736 | 0 | 0 | 0 | 6.1596 | 13444.656 | 9124.6806 | 7516.2813 | 6008.5211 | 1688.5457 | 80.1464 | 0 | 0 | 0 | 7436.1349 | 9557.3385 | 4875.9372 | 959.664 | 8813.725 | 4132.3237 | 216.0505 | 0 | 0 | 0 | 743.6135 | 0.027865 | 0.011305 | 0.0005904 | 0 | 0 | 0 | 0.011588 | 5000000 | scaled
730-835 | 55259.9191 | 52123.173 | 0 | 3136.7461 | 94.32% | 0% | 5.676% | 32079.6471 | 50872.1535 | 3860.8897 | 13619.252 | 14599.5054 | 6113.5373 | 21637.6647 | 23120.9515 | 730 | 0.01382 | 0.007998 | 0.0045722 | 3998662.7029 | 6285.7484 | 22361.4672 | 26612.7035 | 454843.0048 | 1618098.0026 | 1925721.6954 | 2898258.5633 | 348814.8331 | 1230441.0178 | 1319002.7124 | 959661.7801 | 115326.9067 | 408176.9373 | 436157.9361 |  | 3094 | 730-835 | 55259.9191 | 23180.272 | 4387.7656 | 52123.173 | 20043.5259 | 1251.0195 | 0 | 0 | 0 | 3136.7461 | 6285.7484 | 2424.8586 | 172.2111 | 23763.2619 | 2422.4983 | 169.8508 | 0 | 0 | 0 | 2.3603 | 26612.7035 | 12013.1981 | 3491.752 | 23763.2619 | 9163.7565 | 642.3104 | 0 | 0 | 0 | 2849.4416 | 22361.4672 | 8742.2152 | 723.8025 | 22076.523 | 8457.271 | 438.8583 | 0 | 0 | 0 | 284.9442 | 0.0094356 | 0.003614 | 0.0001882 | 0 | 0 | 0 | 0.004384 | 5000000 | scaled
730-971R | 26513.6816 | 21180.7332 | 0 | 5332.9485 | 79.89% | 0% | 20.11% | 12380.6001 | 20815.2929 | 816.7081 | 7387.9903 | 4175.9018 | 1408.7223 | 12202.8886 | 7203.682 | 730 | 0.02251 | 0.013335 | 0.0078402 | 1177883.2874 | 1428.889 | 12954.0206 | 12130.772 | 63479.0929 | 575488.7086 | 538915.4859 | 1059864.5306 | 69915.8273 | 632462.7866 | 357485.9168 | 726816.763 | 49188.9766 | 426093.6452 | 251534.1412 |  | 3095 | 730-971R | 26513.6816 | 14133.0815 | 5698.3888 | 21180.7332 | 8800.1331 | 365.4403 | 0 | 0 | 0 | 5332.9485 | 1428.889 | 612.1809 | 20.1667 | 7286.2851 | 608.1681 | 16.1539 | 0 | 0 | 0 | 4.0129 | 12130.772 | 7954.8702 | 4927.09 | 7286.2851 | 3110.3833 | 82.6031 | 0 | 0 | 0 | 4844.4869 | 12954.0206 | 5566.0304 | 751.132 | 12469.5719 | 5081.5817 | 266.6833 | 0 | 0 | 0 | 484.4487 | 0.014973 | 0.0057986 | 0.000304 | 0 | 0 | 0 | 0.0075362 | 5000000 | scaled
731-46 | 0 | 0 | 0 | 0 | 0% | 0% | 0% | 0 | 0 | 0 | 0 | 0 | 0 | 0 | 0 | 731 | 0 | 0 | 0 | 0 | 0 | 0 | 0 | 0 | 0 | 0 | 0 | 0 | 0 | 0 | 0 | 0 | 0 | 0 |  | 3096 | 731-46 | 0 | 0 | 0 | 0 | 0 | 0 | 0 | 0 | 0 | 0 | 0 | 0 | 0 | 0 | 0 | 0 | 0 | 0 | 0 | 0 | 0 | 0 | 0 | 0 | 0 | 0 | 0 | 0 | 0 | 0 | 0 | 0 | 0 | 0 | 0 | 0 | 0 | 0 | 0 | 0 | 0 | 0 | 0 | 0 | 0 | 0 | 0 | 5000000 | scaled
736-43 | 0 | 0 | 0 | 0 | 0% | 0% | 0% | 0 | 0 | 0 | 0 | 0 | 0 | 0 | 0 | 736 | 0 | 0 | 0 | 0 | 0 | 0 | 0 | 0 | 0 | 0 | 0 | 0 | 0 | 0 | 0 | 0 | 0 | 0 |  | 3097 | 736-43 | 0 | 0 | 0 | 0 | 0 | 0 | 0 | 0 | 0 | 0 | 0 | 0 | 0 | 0 | 0 | 0 | 0 | 0 | 0 | 0 | 0 | 0 | 0 | 0 | 0 | 0 | 0 | 0 | 0 | 0 | 0 | 0 | 0 | 0 | 0 | 0 | 0 | 0 | 0 | 0 | 0 | 0 | 0 | 0 | 0 | 0 | 0 | 5000000 | scaled
736-77F | 0 | 0 | 0 | 0 | 0% | 0% | 0% | 0 | 0 | 0 | 0 | 0 | 0 | 0 | 0 | 736 | 0 | 0 | 0 | 0 | 0 | 0 | 0 | 0 | 0 | 0 | 0 | 0 | 0 | 0 | 0 | 0 | 0 | 0 |  | 3098 | 736-77F | 0 | 0 | 0 | 0 | 0 | 0 | 0 | 0 | 0 | 0 | 0 | 0 | 0 | 0 | 0 | 0 | 0 | 0 | 0 | 0 | 0 | 0 | 0 | 0 | 0 | 0 | 0 | 0 | 0 | 0 | 0 | 0 | 0 | 0 | 0 | 0 | 0 | 0 | 0 | 0 | 0 | 0 | 0 | 0 | 0 | 0 | 0 | 5000000 | scaled
73-1130R | 6201607.0003 | 6033465.8455 | 161292.1004 | 6849.0543 | 97.29% | 2.601% | 0.1104% | 861272.1247 | 5903967.6696 | 129105.3014 | 64126.8103 | 668040.013 | 938188.2539 | 134308.8765 | 4831470.5392 | 73 | 0.2182 | 0.13697 | 0.028877 | 28421976.2284 | 983208.4887 | 148758.8065 | 5069639.705 | 4506046.3026 | 681761.8825 | 23234168.0433 | 38989027.3624 | 5844482.8115 | 2902963.987 | 30241580.5639 | 10306998.9239 | 1637865.5616 | 234473.0735 | 8434660.2888 |  | 3099 | 73-1130R | 6201607.0003 | 5340334.8756 | 297639.3307 | 6033465.8455 | 5242299.804 | 275657.5014 | 161292.1004 | 91186.0173 | 15132.775 | 6849.0543 | 983208.4887 | 854103.1873 | 45020.2349 | 5049203.5779 | 853962.9784 | 44992.6681 | 238.889 | 135.0552 | 22.4131 | 5.1537 | 5069639.705 | 4401599.6921 | 238169.1658 | 5049203.5779 | 4387341.8951 | 230613.8122 | 14214.3993 | 8036.0691 | 1333.6258 | 6221.7278 | 148758.8065 | 84631.9963 | 14449.9301 | 1297.8217 | 994.9304 | 51.0212 | 146838.8121 | 83014.893 | 13776.7361 | 622.1728 | 0.030024 | 0.025846 | 0.00135 | 0.1785 | 0.10145 | 0.01785 | 0.0096778 | 5000000 | scaled
73-1160F | 0 | 0 | 0 | 0 | 0% | 0% | 0% | 0 | 0 | 0 | 0 | 0 | 0 | 0 | 0 | 73 | 0 | 0 | 0 | 0 | 0 | 0 | 0 | 0 | 0 | 0 | 0 | 0 | 0 | 0 | 0 | 0 | 0 | 0 |  | 3100 | 73-1160F | 0 | 0 | 0 | 0 | 0 | 0 | 0 | 0 | 0 | 0 | 0 | 0 | 0 | 0 | 0 | 0 | 0 | 0 | 0 | 0 | 0 | 0 | 0 | 0 | 0 | 0 | 0 | 0 | 0 | 0 | 0 | 0 | 0 | 0 | 0 | 0 | 0 | 0 | 0 | 0 | 0 | 0 | 0 | 0 | 0 | 0 | 0 | 5000000 | scaled
73-1161F | 0 | 0 | 0 | 0 | 0% | 0% | 0% | 0 | 0 | 0 | 0 | 0 | 0 | 0 | 0 | 73 | 0 | 0 | 0 | 0 | 0 | 0 | 0 | 0 | 0 | 0 | 0 | 0 | 0 | 0 | 0 | 0 | 0 | 0 |  | 3101 | 73-1161F | 0 | 0 | 0 | 0 | 0 | 0 | 0 | 0 | 0 | 0 | 0 | 0 | 0 | 0 | 0 | 0 | 0 | 0 | 0 | 0 | 0 | 0 | 0 | 0 | 0 | 0 | 0 | 0 | 0 | 0 | 0 | 0 | 0 | 0 | 0 | 0 | 0 | 0 | 0 | 0 | 0 | 0 | 0 | 0 | 0 | 0 | 0 | 5000000 | scaled
73-1162 | 0 | 0 | 0 | 0 | 0% | 0% | 0% | 0 | 0 | 0 | 0 | 0 | 0 | 0 | 0 | 73 | 0 | 0 | 0 | 0 | 0 | 0 | 0 | 0 | 0 | 0 | 0 | 0 | 0 | 0 | 0 | 0 | 0 | 0 |  | 3102 | 73-1162 | 0 | 0 | 0 | 0 | 0 | 0 | 0 | 0 | 0 | 0 | 0 | 0 | 0 | 0 | 0 | 0 | 0 | 0 | 0 | 0 | 0 | 0 | 0 | 0 | 0 | 0 | 0 | 0 | 0 | 0 | 0 | 0 | 0 | 0 | 0 | 0 | 0 | 0 | 0 | 0 | 0 | 0 | 0 | 0 | 0 | 0 | 0 | 5000000 | scaled
73-1163 | 15337184.9109 | 15116478.9066 | 213658.0418 | 7047.9625 | 98.56% | 1.393% | 0.04595% | 6500533.6429 | 14790994.4283 | 1074901.2588 | 90060.0308 | 5335572.3532 | 2452509.3594 | 191014.8435 | 12147470.2254 | 73 | 0.22506 | 0.13225 | 0.028865 | 68145943.11 | 2539981.8381 | 210270.3852 | 12586932.6877 | 11285608.0725 | 934270.1277 | 55926064.9098 | 66815859.1133 | 11048393.1038 | 925683.7459 | 54841782.2636 | 18922503.0869 | 3137558.8808 | 244370.2473 | 15540573.9588 |  | 3103 | 73-1163 | 15337184.9109 | 8836651.268 | 546190.4826 | 15116478.9066 | 8708818.4402 | 519092.6271 | 213658.0418 | 120784.8653 | 20049.893 | 7047.9625 | 2539981.8381 | 1465080.5793 | 87472.4787 | 12559250.2309 | 1464903.34 | 87438.6345 | 304.1398 | 171.9359 | 28.5408 | 5.3034 | 12586932.6877 | 7251360.3344 | 439462.4623 | 12559250.2309 | 7232927.915 | 431063.1039 | 21280.0393 | 12030.0021 | 1996.941 | 6402.4174 | 210270.3852 | 120210.3543 | 19255.5416 | 17556.2808 | 10987.1853 | 590.8887 | 192073.8627 | 108582.9273 | 18024.4112 | 640.2417 | 0.035859 | 0.020469 | 0.001069 | 0.17934 | 0.10192 | 0.017934 | 0.0098612 | 5000000 | scaled
73-1164 | 2448829.3435 | 2415513.2252 | 32259.2117 | 1056.9066 | 98.64% | 1.317% | 0.04316% | 1061220.1885 | 2356640.6032 | 165391.985 | 12578.6886 | 883249.515 | 367820.1052 | 26218.6811 | 1962601.8169 | 73 | 0.18614 | 0.10639 | 0.019661 | 13155649.0153 | 381743.4511 | 29027.9507 | 2038057.9417 | 2050809.6533 | 155944.5258 | 10948894.8361 | 13043082.0702 | 2032774.4021 | 154600.213 | 10855707.4551 | 4688818.7186 | 731822.1505 | 52165.2062 | 3904831.3619 |  | 3104 | 73-1164 | 2448829.3435 | 1387609.155 | 92188.7404 | 2415513.2252 | 1368319.765 | 88103.3774 | 32259.2117 | 18232.4833 | 3028.4563 | 1056.9066 | 381743.4511 | 216351.4661 | 13923.346 | 2033847.3052 | 216281.0514 | 13910.9868 | 123.1795 | 69.6194 | 11.5639 | 0.79529 | 2038057.9417 | 1154808.4267 | 75456.1248 | 2033847.3052 | 1152011.1656 | 74190.8672 | 3250.5352 | 1837.1599 | 305.1564 | 960.1012 | 29027.9507 | 16449.2621 | 2809.2695 | 46.4435 | 27.548 | 1.5234 | 28885.497 | 16325.704 | 2711.736 | 96.0101 | 0.0038056 | 0.0021624 | 0.000113 | 0.18088 | 0.10276 | 0.018088 | 0.0014608 | 5000000 | scaled
731-1244 | 0 | 0 | 0 | 0 | 0% | 0% | 0% | 0 | 0 | 0 | 0 | 0 | 0 | 0 | 0 | 731 | 0 | 0 | 0 | 0 | 0 | 0 | 0 | 0 | 0 | 0 | 0 | 0 | 0 | 0 | 0 | 0 | 0 | 0 |  | 3105 | 731-1244 | 0 | 0 | 0 | 0 | 0 | 0 | 0 | 0 | 0 | 0 | 0 | 0 | 0 | 0 | 0 | 0 | 0 | 0 | 0 | 0 | 0 | 0 | 0 | 0 | 0 | 0 | 0 | 0 | 0 | 0 | 0 | 0 | 0 | 0 | 0 | 0 | 0 | 0 | 0 | 0 | 0 | 0 | 0 | 0 | 0 | 0 | 0 | 5000000 | scaled
731-1245F | 1723.0987 | 1401.8197 | 0 | 321.279 | 81.35% | 0% | 18.65% | 704.7874 | 1348.2825 | 114.0792 | 7.5832 | 583.125 | 218.7295 | 12.0518 | 1117.5012 | 731 | 0.0013412 | 0.000792 | 0.000469 | 1284744.0375 | 227.692 | 41.484 | 1453.9227 | 169767.3777 | 30930.4924 | 1084046.1674 | 1285746.5722 | 208115.1746 | 13834.0156 | 1063797.3821 | 799181.6042 | 129649.8159 | 7143.6125 | 662388.1759 |  | 3106 | 731-1245F | 1723.0987 | 1018.3113 | 374.8162 | 1401.8197 | 697.0323 | 53.5372 | 0 | 0 | 0 | 321.279 | 227.692 | 113.6128 | 8.9625 | 1162.0707 | 113.371 | 8.7208 | 0 | 0 | 0 | 0.24175 | 1453.9227 | 870.7977 | 336.4215 | 1162.0707 | 578.9457 | 44.5695 | 0 | 0 | 0 | 291.852 | 41.484 | 33.9008 | 29.4321 | 12.2988 | 4.7156 | 0.24693 | 0 | 0 | 0 | 29.1852 | 0.00089 | 0.0003408 | 1.78e-05 | 0 | 0 | 0 | 0.0004512 | 5000000 | scaled
731-1247F | 26881.6091 | 21657.9185 | 0 | 5223.6906 | 80.57% | 0% | 19.43% | 12851.7683 | 21375.8396 | 1679.1398 | 2594.9348 | 8577.6937 | 2769.2431 | 4459.3914 | 14147.2051 | 731 | 0.023379 | 0.013536 | 0.0076638 | 1149798.9279 | 2802.7883 | 5035.1108 | 19043.71 | 119882.8169 | 215365.2691 | 814550.8418 | 1036468.1922 | 135419.107 | 209276.0565 | 691773.0288 | 718412.4601 | 93070.438 | 149873.9883 | 475468.0338 |  | 3107 | 731-1247F | 26881.6091 | 14029.8407 | 5505.7694 | 21657.9185 | 8806.1501 | 282.0788 | 0 | 0 | 0 | 5223.6906 | 2802.7883 | 1123.6485 | 33.5452 | 14298.4736 | 1119.7179 | 29.6146 | 0 | 0 | 0 | 3.9307 | 19043.71 | 10466.0162 | 4896.5048 | 14298.4736 | 5720.7799 | 151.2685 | 0 | 0 | 0 | 4745.2363 | 5035.1108 | 2440.176 | 575.7194 | 4560.5871 | 1965.6523 | 101.1958 | 0 | 0 | 0 | 474.5236 | 0.01604 | 0.0061966 | 0.0003242 | 0 | 0 | 0 | 0.0073396 | 5000000 | scaled
731-45F | 0 | 0 | 0 | 0 | 0% | 0% | 0% | 0 | 0 | 0 | 0 | 0 | 0 | 0 | 0 | 731 | 0 | 0 | 0 | 0 | 0 | 0 | 0 | 0 | 0 | 0 | 0 | 0 | 0 | 0 | 0 | 0 | 0 | 0 |  | 3108 | 731-45F | 0 | 0 | 0 | 0 | 0 | 0 | 0 | 0 | 0 | 0 | 0 | 0 | 0 | 0 | 0 | 0 | 0 | 0 | 0 | 0 | 0 | 0 | 0 | 0 | 0 | 0 | 0 | 0 | 0 | 0 | 0 | 0 | 0 | 0 | 0 | 0 | 0 | 0 | 0 | 0 | 0 | 0 | 0 | 0 | 0 | 0 | 0 | 5000000 | scaled
731-49F | 102830.3529 | 92258.0974 | 0 | 10572.2555 | 89.72% | 0% | 10.28% | 55096.7522 | 90188.809 | 8120.0463 | 5501.232 | 41475.4739 | 13292.3987 | 9000.4816 | 67895.9287 | 731 | 0.046272 | 0.026954 | 0.015484 | 2222301.8868 | 13607.4172 | 10154.3088 | 79068.627 | 294074.5408 | 219448.2365 | 1708779.1095 | 1770901.9933 | 260991.9027 | 176818.8208 | 1333091.2699 | 816447.331 | 120331.3751 | 81478.1712 | 614637.7848 |  | 3109 | 731-49F | 102830.3529 | 47733.6007 | 12641.5439 | 92258.0974 | 37161.3452 | 2069.2884 | 0 | 0 | 0 | 10572.2555 | 13607.4172 | 5487.3708 | 315.0185 | 69464.7177 | 5479.4156 | 307.0632 | 0 | 0 | 0 | 7.9553 | 79068.627 | 37593.1531 | 11172.6982 | 69464.7177 | 27989.2438 | 1568.789 | 0 | 0 | 0 | 9603.9093 | 10154.3088 | 4653.0768 | 1153.8272 | 9193.9179 | 3692.6859 | 193.4362 | 0 | 0 | 0 | 960.3909 | 0.031423 | 0.012105 | 0.0006342 | 0 | 0 | 0 | 0.014849 | 5000000 | scaled
732-15R | 342637.313 | 338981.0181 | 0 | 3656.2949 | 98.93% | 0% | 1.067% | 208362.1624 | 333181.3818 | 46860.6574 | 1333.9154 | 160167.5896 | 74911.3013 | 2223.8845 | 256046.196 | 732 | 0.02096 | 0.011209 | 0.0054436 | 16347044.0635 | 76215.3631 | 2605.2754 | 263816.6745 | 3636194.4568 | 124296.3035 | 12586553.3033 | 11979012.8272 | 2694080.392 | 76688.538 | 9208243.8972 | 1737073.1116 | 390557.2589 | 11594.4355 | 1334921.4172 |  | 3110 | 732-15R | 342637.313 | 134275.1506 | 9455.9312 | 338981.0181 | 130618.8557 | 5799.6363 | 0 | 0 | 0 | 3656.2949 | 76215.3631 | 29354.7056 | 1304.0618 | 260495.2712 | 29351.9544 | 1301.3105 | 0 | 0 | 0 | 2.7512 | 263816.6745 | 103649.0849 | 7770.4786 | 260495.2712 | 100327.6816 | 4449.0753 | 0 | 0 | 0 | 3321.4033 | 2605.2754 | 1271.36 | 381.3908 | 2273.135 | 939.2197 | 49.2505 | 0 | 0 | 0 | 332.1403 | 0.015834 | 0.0060832 | 0.0003176 | 0 | 0 | 0 | 0.005126 | 5000000 | scaled
733-20AE | 39729.3937 | 33799.2644 | 0 | 5930.1294 | 85.07% | 0% | 14.93% | 20393.4588 | 32998.45 | 3553.2942 | 6539.7532 | 10300.4113 | 5540.2142 | 11396.7203 | 16061.5155 | 733 | 0.026087 | 0.01529 | 0.008755 | 1522980.9071 | 5681.9356 | 12200.9413 | 21846.5168 | 217810.5089 | 467709.1424 | 837461.2558 | 1264629.6863 | 220345.2291 | 405540.1385 | 638744.3187 | 768811.3876 | 129078.1774 | 265525.4521 | 374207.7581 |  | 3111 | 733-20AE | 39729.3937 | 19335.935 | 6730.9437 | 33799.2644 | 13405.8056 | 800.8143 | 0 | 0 | 0 | 5930.1294 | 5681.9356 | 2128.6414 | 141.7214 | 16459.5467 | 2124.1792 | 137.2592 | 0 | 0 | 0 | 4.4622 | 21846.5168 | 11546.1055 | 5785.0013 | 16459.5467 | 6159.1354 | 398.0312 | 0 | 0 | 0 | 5386.9701 | 12200.9413 | 5661.1881 | 804.221 | 11662.2443 | 5122.4911 | 265.524 | 0 | 0 | 0 | 538.697 | 0.017691 | 0.0068942 | 0.0003594 | 0 | 0 | 0 | 0.0083956 | 5000000 | scaled
733-23R | 18173.0076 | 7921.379 | 0 | 10251.6286 | 43.59% | 0% | 56.41% | 4812.1009 | 7772.9944 | 120.8335 | 4073.0847 | 618.1827 | 207.6248 | 6502.895 | 1062.4746 | 733 | 0.039686 | 0.024162 | 0.014989 | 457917.553 | 217.6588 | 7568.3497 | 10386.9991 | 5484.4959 | 190704.8207 | 261728.2364 | 552971.8862 | 13885.3098 | 468049.4876 | 71037.0888 | 693861.5473 | 18533.7691 | 580485.2706 | 94842.5076 |  | 3112 | 733-23R | 18173.0076 | 13360.9067 | 10400.0132 | 7921.379 | 3109.2782 | 148.3846 | 0 | 0 | 0 | 10251.6286 | 217.6588 | 96.8253 | 10.034 | 1074.3496 | 89.1113 | 2.32 | 0 | 0 | 0 | 7.714 | 10386.9991 | 9768.8165 | 9324.5245 | 1074.3496 | 456.1669 | 11.8749 | 0 | 0 | 0 | 9312.6496 | 7568.3497 | 3495.2649 | 1065.4547 | 6637.0847 | 2564 | 134.1897 | 0 | 0 | 0 | 931.265 | 0.025203 | 0.0096792 | 0.0005058 | 0 | 0 | 0 | 0.014483 | 5000000 | scaled
735-276F | 0 | 0 | 0 | 0 | 0% | 0% | 0% | 0 | 0 | 0 | 0 | 0 | 0 | 0 | 0 | 735 | 0 | 0 | 0 | 0 | 0 | 0 | 0 | 0 | 0 | 0 | 0 | 0 | 0 | 0 | 0 | 0 | 0 | 0 |  | 3113 | 735-276F | 0 | 0 | 0 | 0 | 0 | 0 | 0 | 0 | 0 | 0 | 0 | 0 | 0 | 0 | 0 | 0 | 0 | 0 | 0 | 0 | 0 | 0 | 0 | 0 | 0 | 0 | 0 | 0 | 0 | 0 | 0 | 0 | 0 | 0 | 0 | 0 | 0 | 0 | 0 | 0 | 0 | 0 | 0 | 0 | 0 | 0 | 0 | 5000000 | scaled
735-277 | 0 | 0 | 0 | 0 | 0% | 0% | 0% | 0 | 0 | 0 | 0 | 0 | 0 | 0 | 0 | 735 | 0 | 0 | 0 | 0 | 0 | 0 | 0 | 0 | 0 | 0 | 0 | 0 | 0 | 0 | 0 | 0 | 0 | 0 |  | 3114 | 735-277 | 0 | 0 | 0 | 0 | 0 | 0 | 0 | 0 | 0 | 0 | 0 | 0 | 0 | 0 | 0 | 0 | 0 | 0 | 0 | 0 | 0 | 0 | 0 | 0 | 0 | 0 | 0 | 0 | 0 | 0 | 0 | 0 | 0 | 0 | 0 | 0 | 0 | 0 | 0 | 0 | 0 | 0 | 0 | 0 | 0 | 0 | 0 | 5000000 | scaled
735-278F | 0 | 0 | 0 | 0 | 0% | 0% | 0% | 0 | 0 | 0 | 0 | 0 | 0 | 0 | 0 | 735 | 0 | 0 | 0 | 0 | 0 | 0 | 0 | 0 | 0 | 0 | 0 | 0 | 0 | 0 | 0 | 0 | 0 | 0 |  | 3115 | 735-278F | 0 | 0 | 0 | 0 | 0 | 0 | 0 | 0 | 0 | 0 | 0 | 0 | 0 | 0 | 0 | 0 | 0 | 0 | 0 | 0 | 0 | 0 | 0 | 0 | 0 | 0 | 0 | 0 | 0 | 0 | 0 | 0 | 0 | 0 | 0 | 0 | 0 | 0 | 0 | 0 | 0 | 0 | 0 | 0 | 0 | 0 | 0 | 5000000 | scaled
735-279F | 0 | 0 | 0 | 0 | 0% | 0% | 0% | 0 | 0 | 0 | 0 | 0 | 0 | 0 | 0 | 735 | 0 | 0 | 0 | 0 | 0 | 0 | 0 | 0 | 0 | 0 | 0 | 0 | 0 | 0 | 0 | 0 | 0 | 0 |  | 3116 | 735-279F | 0 | 0 | 0 | 0 | 0 | 0 | 0 | 0 | 0 | 0 | 0 | 0 | 0 | 0 | 0 | 0 | 0 | 0 | 0 | 0 | 0 | 0 | 0 | 0 | 0 | 0 | 0 | 0 | 0 | 0 | 0 | 0 | 0 | 0 | 0 | 0 | 0 | 0 | 0 | 0 | 0 | 0 | 0 | 0 | 0 | 0 | 0 | 5000000 | scaled
735-281F | 0 | 0 | 0 | 0 | 0% | 0% | 0% | 0 | 0 | 0 | 0 | 0 | 0 | 0 | 0 | 735 | 0 | 0 | 0 | 0 | 0 | 0 | 0 | 0 | 0 | 0 | 0 | 0 | 0 | 0 | 0 | 0 | 0 | 0 |  | 3117 | 735-281F | 0 | 0 | 0 | 0 | 0 | 0 | 0 | 0 | 0 | 0 | 0 | 0 | 0 | 0 | 0 | 0 | 0 | 0 | 0 | 0 | 0 | 0 | 0 | 0 | 0 | 0 | 0 | 0 | 0 | 0 | 0 | 0 | 0 | 0 | 0 | 0 | 0 | 0 | 0 | 0 | 0 | 0 | 0 | 0 | 0 | 0 | 0 | 5000000 | scaled
735-282 | 0 | 0 | 0 | 0 | 0% | 0% | 0% | 0 | 0 | 0 | 0 | 0 | 0 | 0 | 0 | 735 | 0 | 0 | 0 | 0 | 0 | 0 | 0 | 0 | 0 | 0 | 0 | 0 | 0 | 0 | 0 | 0 | 0 | 0 |  | 3118 | 735-282 | 0 | 0 | 0 | 0 | 0 | 0 | 0 | 0 | 0 | 0 | 0 | 0 | 0 | 0 | 0 | 0 | 0 | 0 | 0 | 0 | 0 | 0 | 0 | 0 | 0 | 0 | 0 | 0 | 0 | 0 | 0 | 0 | 0 | 0 | 0 | 0 | 0 | 0 | 0 | 0 | 0 | 0 | 0 | 0 | 0 | 0 | 0 | 5000000 | scaled
735-283F | 0 | 0 | 0 | 0 | 0% | 0% | 0% | 0 | 0 | 0 | 0 | 0 | 0 | 0 | 0 | 735 | 0 | 0 | 0 | 0 | 0 | 0 | 0 | 0 | 0 | 0 | 0 | 0 | 0 | 0 | 0 | 0 | 0 | 0 |  | 3119 | 735-283F | 0 | 0 | 0 | 0 | 0 | 0 | 0 | 0 | 0 | 0 | 0 | 0 | 0 | 0 | 0 | 0 | 0 | 0 | 0 | 0 | 0 | 0 | 0 | 0 | 0 | 0 | 0 | 0 | 0 | 0 | 0 | 0 | 0 | 0 | 0 | 0 | 0 | 0 | 0 | 0 | 0 | 0 | 0 | 0 | 0 | 0 | 0 | 5000000 | scaled
735-284F | 0 | 0 | 0 | 0 | 0% | 0% | 0% | 0 | 0 | 0 | 0 | 0 | 0 | 0 | 0 | 735 | 0 | 0 | 0 | 0 | 0 | 0 | 0 | 0 | 0 | 0 | 0 | 0 | 0 | 0 | 0 | 0 | 0 | 0 |  | 3120 | 735-284F | 0 | 0 | 0 | 0 | 0 | 0 | 0 | 0 | 0 | 0 | 0 | 0 | 0 | 0 | 0 | 0 | 0 | 0 | 0 | 0 | 0 | 0 | 0 | 0 | 0 | 0 | 0 | 0 | 0 | 0 | 0 | 0 | 0 | 0 | 0 | 0 | 0 | 0 | 0 | 0 | 0 | 0 | 0 | 0 | 0 | 0 | 0 | 5000000 | scaled
736-127 | 0 | 0 | 0 | 0 | 0% | 0% | 0% | 0 | 0 | 0 | 0 | 0 | 0 | 0 | 0 | 736 | 0 | 0 | 0 | 0 | 0 | 0 | 0 | 0 | 0 | 0 | 0 | 0 | 0 | 0 | 0 | 0 | 0 | 0 |  | 3121 | 736-127 | 0 | 0 | 0 | 0 | 0 | 0 | 0 | 0 | 0 | 0 | 0 | 0 | 0 | 0 | 0 | 0 | 0 | 0 | 0 | 0 | 0 | 0 | 0 | 0 | 0 | 0 | 0 | 0 | 0 | 0 | 0 | 0 | 0 | 0 | 0 | 0 | 0 | 0 | 0 | 0 | 0 | 0 | 0 | 0 | 0 | 0 | 0 | 5000000 | scaled
736-129 | 0 | 0 | 0 | 0 | 0% | 0% | 0% | 0 | 0 | 0 | 0 | 0 | 0 | 0 | 0 | 736 | 0 | 0 | 0 | 0 | 0 | 0 | 0 | 0 | 0 | 0 | 0 | 0 | 0 | 0 | 0 | 0 | 0 | 0 |  | 3122 | 736-129 | 0 | 0 | 0 | 0 | 0 | 0 | 0 | 0 | 0 | 0 | 0 | 0 | 0 | 0 | 0 | 0 | 0 | 0 | 0 | 0 | 0 | 0 | 0 | 0 | 0 | 0 | 0 | 0 | 0 | 0 | 0 | 0 | 0 | 0 | 0 | 0 | 0 | 0 | 0 | 0 | 0 | 0 | 0 | 0 | 0 | 0 | 0 | 5000000 | scaled
736-129F | 0 | 0 | 0 | 0 | 0% | 0% | 0% | 0 | 0 | 0 | 0 | 0 | 0 | 0 | 0 | 736 | 0 | 0 | 0 | 0 | 0 | 0 | 0 | 0 | 0 | 0 | 0 | 0 | 0 | 0 | 0 | 0 | 0 | 0 |  | 3123 | 736-129F | 0 | 0 | 0 | 0 | 0 | 0 | 0 | 0 | 0 | 0 | 0 | 0 | 0 | 0 | 0 | 0 | 0 | 0 | 0 | 0 | 0 | 0 | 0 | 0 | 0 | 0 | 0 | 0 | 0 | 0 | 0 | 0 | 0 | 0 | 0 | 0 | 0 | 0 | 0 | 0 | 0 | 0 | 0 | 0 | 0 | 0 | 0 | 5000000 | scaled
736-42 | 0 | 0 | 0 | 0 | 0% | 0% | 0% | 0 | 0 | 0 | 0 | 0 | 0 | 0 | 0 | 736 | 0 | 0 | 0 | 0 | 0 | 0 | 0 | 0 | 0 | 0 | 0 | 0 | 0 | 0 | 0 | 0 | 0 | 0 |  | 3124 | 736-42 | 0 | 0 | 0 | 0 | 0 | 0 | 0 | 0 | 0 | 0 | 0 | 0 | 0 | 0 | 0 | 0 | 0 | 0 | 0 | 0 | 0 | 0 | 0 | 0 | 0 | 0 | 0 | 0 | 0 | 0 | 0 | 0 | 0 | 0 | 0 | 0 | 0 | 0 | 0 | 0 | 0 | 0 | 0 | 0 | 0 | 0 | 0 | 5000000 | scaled
738-1372 | 0 | 0 | 0 | 0 | 0% | 0% | 0% | 0 | 0 | 0 | 0 | 0 | 0 | 0 | 0 | 738 | 0 | 0 | 0 | 0 | 0 | 0 | 0 | 0 | 0 | 0 | 0 | 0 | 0 | 0 | 0 | 0 | 0 | 0 |  | 3125 | 738-1372 | 0 | 0 | 0 | 0 | 0 | 0 | 0 | 0 | 0 | 0 | 0 | 0 | 0 | 0 | 0 | 0 | 0 | 0 | 0 | 0 | 0 | 0 | 0 | 0 | 0 | 0 | 0 | 0 | 0 | 0 | 0 | 0 | 0 | 0 | 0 | 0 | 0 | 0 | 0 | 0 | 0 | 0 | 0 | 0 | 0 | 0 | 0 | 5000000 | scaled
738-1373F | 0 | 0 | 0 | 0 | 0% | 0% | 0% | 0 | 0 | 0 | 0 | 0 | 0 | 0 | 0 | 738 | 0 | 0 | 0 | 0 | 0 | 0 | 0 | 0 | 0 | 0 | 0 | 0 | 0 | 0 | 0 | 0 | 0 | 0 |  | 3126 | 738-1373F | 0 | 0 | 0 | 0 | 0 | 0 | 0 | 0 | 0 | 0 | 0 | 0 | 0 | 0 | 0 | 0 | 0 | 0 | 0 | 0 | 0 | 0 | 0 | 0 | 0 | 0 | 0 | 0 | 0 | 0 | 0 | 0 | 0 | 0 | 0 | 0 | 0 | 0 | 0 | 0 | 0 | 0 | 0 | 0 | 0 | 0 | 0 | 5000000 | scaled
738-1374F | 0 | 0 | 0 | 0 | 0% | 0% | 0% | 0 | 0 | 0 | 0 | 0 | 0 | 0 | 0 | 738 | 0 | 0 | 0 | 0 | 0 | 0 | 0 | 0 | 0 | 0 | 0 | 0 | 0 | 0 | 0 | 0 | 0 | 0 |  | 3127 | 738-1374F | 0 | 0 | 0 | 0 | 0 | 0 | 0 | 0 | 0 | 0 | 0 | 0 | 0 | 0 | 0 | 0 | 0 | 0 | 0 | 0 | 0 | 0 | 0 | 0 | 0 | 0 | 0 | 0 | 0 | 0 | 0 | 0 | 0 | 0 | 0 | 0 | 0 | 0 | 0 | 0 | 0 | 0 | 0 | 0 | 0 | 0 | 0 | 5000000 | scaled
738-1375F | 0 | 0 | 0 | 0 | 0% | 0% | 0% | 0 | 0 | 0 | 0 | 0 | 0 | 0 | 0 | 738 | 0 | 0 | 0 | 0 | 0 | 0 | 0 | 0 | 0 | 0 | 0 | 0 | 0 | 0 | 0 | 0 | 0 | 0 |  | 3128 | 738-1375F | 0 | 0 | 0 | 0 | 0 | 0 | 0 | 0 | 0 | 0 | 0 | 0 | 0 | 0 | 0 | 0 | 0 | 0 | 0 | 0 | 0 | 0 | 0 | 0 | 0 | 0 | 0 | 0 | 0 | 0 | 0 | 0 | 0 | 0 | 0 | 0 | 0 | 0 | 0 | 0 | 0 | 0 | 0 | 0 | 0 | 0 | 0 | 5000000 | scaled
738-1376F | 0 | 0 | 0 | 0 | 0% | 0% | 0% | 0 | 0 | 0 | 0 | 0 | 0 | 0 | 0 | 738 | 0 | 0 | 0 | 0 | 0 | 0 | 0 | 0 | 0 | 0 | 0 | 0 | 0 | 0 | 0 | 0 | 0 | 0 |  | 3129 | 738-1376F | 0 | 0 | 0 | 0 | 0 | 0 | 0 | 0 | 0 | 0 | 0 | 0 | 0 | 0 | 0 | 0 | 0 | 0 | 0 | 0 | 0 | 0 | 0 | 0 | 0 | 0 | 0 | 0 | 0 | 0 | 0 | 0 | 0 | 0 | 0 | 0 | 0 | 0 | 0 | 0 | 0 | 0 | 0 | 0 | 0 | 0 | 0 | 5000000 | scaled
739-111 | 0 | 0 | 0 | 0 | 0% | 0% | 0% | 0 | 0 | 0 | 0 | 0 | 0 | 0 | 0 | 739 | 0 | 0 | 0 | 0 | 0 | 0 | 0 | 0 | 0 | 0 | 0 | 0 | 0 | 0 | 0 | 0 | 0 | 0 |  | 3130 | 739-111 | 0 | 0 | 0 | 0 | 0 | 0 | 0 | 0 | 0 | 0 | 0 | 0 | 0 | 0 | 0 | 0 | 0 | 0 | 0 | 0 | 0 | 0 | 0 | 0 | 0 | 0 | 0 | 0 | 0 | 0 | 0 | 0 | 0 | 0 | 0 | 0 | 0 | 0 | 0 | 0 | 0 | 0 | 0 | 0 | 0 | 0 | 0 | 5000000 | scaled
739-112F | 0 | 0 | 0 | 0 | 0% | 0% | 0% | 0 | 0 | 0 | 0 | 0 | 0 | 0 | 0 | 739 | 0 | 0 | 0 | 0 | 0 | 0 | 0 | 0 | 0 | 0 | 0 | 0 | 0 | 0 | 0 | 0 | 0 | 0 |  | 3131 | 739-112F | 0 | 0 | 0 | 0 | 0 | 0 | 0 | 0 | 0 | 0 | 0 | 0 | 0 | 0 | 0 | 0 | 0 | 0 | 0 | 0 | 0 | 0 | 0 | 0 | 0 | 0 | 0 | 0 | 0 | 0 | 0 | 0 | 0 | 0 | 0 | 0 | 0 | 0 | 0 | 0 | 0 | 0 | 0 | 0 | 0 | 0 | 0 | 5000000 | scaled
739-113 | 0 | 0 | 0 | 0 | 0% | 0% | 0% | 0 | 0 | 0 | 0 | 0 | 0 | 0 | 0 | 739 | 0 | 0 | 0 | 0 | 0 | 0 | 0 | 0 | 0 | 0 | 0 | 0 | 0 | 0 | 0 | 0 | 0 | 0 |  | 3132 | 739-113 | 0 | 0 | 0 | 0 | 0 | 0 | 0 | 0 | 0 | 0 | 0 | 0 | 0 | 0 | 0 | 0 | 0 | 0 | 0 | 0 | 0 | 0 | 0 | 0 | 0 | 0 | 0 | 0 | 0 | 0 | 0 | 0 | 0 | 0 | 0 | 0 | 0 | 0 | 0 | 0 | 0 | 0 | 0 | 0 | 0 | 0 | 0 | 5000000 | scaled
739-114F | 0 | 0 | 0 | 0 | 0% | 0% | 0% | 0 | 0 | 0 | 0 | 0 | 0 | 0 | 0 | 739 | 0 | 0 | 0 | 0 | 0 | 0 | 0 | 0 | 0 | 0 | 0 | 0 | 0 | 0 | 0 | 0 | 0 | 0 |  | 3133 | 739-114F | 0 | 0 | 0 | 0 | 0 | 0 | 0 | 0 | 0 | 0 | 0 | 0 | 0 | 0 | 0 | 0 | 0 | 0 | 0 | 0 | 0 | 0 | 0 | 0 | 0 | 0 | 0 | 0 | 0 | 0 | 0 | 0 | 0 | 0 | 0 | 0 | 0 | 0 | 0 | 0 | 0 | 0 | 0 | 0 | 0 | 0 | 0 | 5000000 | scaled
739-48 | 0 | 0 | 0 | 0 | 0% | 0% | 0% | 0 | 0 | 0 | 0 | 0 | 0 | 0 | 0 | 739 | 0 | 0 | 0 | 0 | 0 | 0 | 0 | 0 | 0 | 0 | 0 | 0 | 0 | 0 | 0 | 0 | 0 | 0 |  | 3134 | 739-48 | 0 | 0 | 0 | 0 | 0 | 0 | 0 | 0 | 0 | 0 | 0 | 0 | 0 | 0 | 0 | 0 | 0 | 0 | 0 | 0 | 0 | 0 | 0 | 0 | 0 | 0 | 0 | 0 | 0 | 0 | 0 | 0 | 0 | 0 | 0 | 0 | 0 | 0 | 0 | 0 | 0 | 0 | 0 | 0 | 0 | 0 | 0 | 5000000 | scaled
739-5AE | 0 | 0 | 0 | 0 | 0% | 0% | 0% | 0 | 0 | 0 | 0 | 0 | 0 | 0 | 0 | 739 | 0 | 0 | 0 | 0 | 0 | 0 | 0 | 0 | 0 | 0 | 0 | 0 | 0 | 0 | 0 | 0 | 0 | 0 |  | 3135 | 739-5AE | 0 | 0 | 0 | 0 | 0 | 0 | 0 | 0 | 0 | 0 | 0 | 0 | 0 | 0 | 0 | 0 | 0 | 0 | 0 | 0 | 0 | 0 | 0 | 0 | 0 | 0 | 0 | 0 | 0 | 0 | 0 | 0 | 0 | 0 | 0 | 0 | 0 | 0 | 0 | 0 | 0 | 0 | 0 | 0 | 0 | 0 | 0 | 5000000 | scaled
739-7 | 0 | 0 | 0 | 0 | 0% | 0% | 0% | 0 | 0 | 0 | 0 | 0 | 0 | 0 | 0 | 739 | 0 | 0 | 0 | 0 | 0 | 0 | 0 | 0 | 0 | 0 | 0 | 0 | 0 | 0 | 0 | 0 | 0 | 0 |  | 3136 | 739-7 | 0 | 0 | 0 | 0 | 0 | 0 | 0 | 0 | 0 | 0 | 0 | 0 | 0 | 0 | 0 | 0 | 0 | 0 | 0 | 0 | 0 | 0 | 0 | 0 | 0 | 0 | 0 | 0 | 0 | 0 | 0 | 0 | 0 | 0 | 0 | 0 | 0 | 0 | 0 | 0 | 0 | 0 | 0 | 0 | 0 | 0 | 0 | 5000000 | scaled
741-49F | 0 | 0 | 0 | 0 | 0% | 0% | 0% | 0 | 0 | 0 | 0 | 0 | 0 | 0 | 0 | 741 | 0 | 0 | 0 | 0 | 0 | 0 | 0 | 0 | 0 | 0 | 0 | 0 | 0 | 0 | 0 | 0 | 0 | 0 |  | 3137 | 741-49F | 0 | 0 | 0 | 0 | 0 | 0 | 0 | 0 | 0 | 0 | 0 | 0 | 0 | 0 | 0 | 0 | 0 | 0 | 0 | 0 | 0 | 0 | 0 | 0 | 0 | 0 | 0 | 0 | 0 | 0 | 0 | 0 | 0 | 0 | 0 | 0 | 0 | 0 | 0 | 0 | 0 | 0 | 0 | 0 | 0 | 0 | 0 | 5000000 | scaled
743-365 | 0 | 0 | 0 | 0 | 0% | 0% | 0% | 0 | 0 | 0 | 0 | 0 | 0 | 0 | 0 | 743 | 0 | 0 | 0 | 0 | 0 | 0 | 0 | 0 | 0 | 0 | 0 | 0 | 0 | 0 | 0 | 0 | 0 | 0 |  | 3138 | 743-365 | 0 | 0 | 0 | 0 | 0 | 0 | 0 | 0 | 0 | 0 | 0 | 0 | 0 | 0 | 0 | 0 | 0 | 0 | 0 | 0 | 0 | 0 | 0 | 0 | 0 | 0 | 0 | 0 | 0 | 0 | 0 | 0 | 0 | 0 | 0 | 0 | 0 | 0 | 0 | 0 | 0 | 0 | 0 | 0 | 0 | 0 | 0 | 5000000 | scaled
74-24R | 13763.1684 | 8385.2878 | 0 | 5377.8806 | 60.93% | 0% | 39.07% | 4531.8601 | 8183.4634 | 21.6279 | 4399.2431 | 110.9891 | 27.6029 | 8014.1426 | 141.7178 | 74 | 0.022875 | 0.013763 | 0.0078946 | 601668.5652 | 32.0291 | 8702.1709 | 5028.9684 | 1400.1801 | 380422.7719 | 219845.6132 | 670743.4747 | 3201.0672 | 651115.3283 | 16427.0792 | 706774.8919 | 2383.9578 | 692151.2994 | 12239.6347 |  | 3139 | 74-24R | 13763.1684 | 9231.3083 | 5579.7051 | 8385.2878 | 3853.4277 | 201.8245 | 0 | 0 | 0 | 5377.8806 | 32.0291 | 10.4012 | 4.4262 | 143.6648 | 6.3545 | 0.37954 | 0 | 0 | 0 | 4.0467 | 5028.9684 | 4917.9793 | 4887.2506 | 143.6648 | 32.6757 | 1.947 | 0 | 0 | 0 | 4885.3036 | 8702.1709 | 4302.9278 | 688.0283 | 8213.6406 | 3814.3975 | 199.4979 | 0 | 0 | 0 | 488.5304 | 0.015304 | 0.0061916 | 0.0003234 | 0 | 0 | 0 | 0.0075712 | 5000000 | scaled
74-35R | 50929.5437 | 49730.0983 | 0 | 1199.4454 | 97.64% | 0% | 2.355% | 24304.8873 | 47640.1681 | 3945.6176 | 198.2352 | 20161.0344 | 7742.4041 | 341.0877 | 39556.6764 | 74 | 0.0071104 | 0.004004 | 0.0017412 | 7162683.3529 | 8084.1142 | 457.9363 | 42387.4932 | 1136942.2565 | 64403.7272 | 5961337.3693 | 6649514.6003 | 1079471.862 | 54234.6942 | 5515808.0441 | 1889142.8852 | 307020.4855 | 13525.6305 | 1568596.7691 |  | 3140 | 74-35R | 50929.5437 | 26624.6565 | 3289.3756 | 49730.0983 | 25425.2111 | 2089.9302 | 0 | 0 | 0 | 1199.4454 | 8084.1142 | 4138.4966 | 341.7102 | 41297.9088 | 4137.5941 | 340.8076 | 0 | 0 | 0 | 0.90254 | 42387.4932 | 22226.4588 | 2830.8168 | 41297.9088 | 21136.8744 | 1741.2324 | 0 | 0 | 0 | 1089.5844 | 457.9363 | 259.701 | 116.8486 | 348.9778 | 150.7426 | 7.8902 | 0 | 0 | 0 | 108.9584 | 0.005494 | 0.0023876 | 0.0001248 | 0 | 0 | 0 | 0.0016164 | 5000000 | scaled
740-364 | 0 | 0 | 0 | 0 | 0% | 0% | 0% | 0 | 0 | 0 | 0 | 0 | 0 | 0 | 0 | 740 | 0 | 0 | 0 | 0 | 0 | 0 | 0 | 0 | 0 | 0 | 0 | 0 | 0 | 0 | 0 | 0 | 0 | 0 |  | 3141 | 740-364 | 0 | 0 | 0 | 0 | 0 | 0 | 0 | 0 | 0 | 0 | 0 | 0 | 0 | 0 | 0 | 0 | 0 | 0 | 0 | 0 | 0 | 0 | 0 | 0 | 0 | 0 | 0 | 0 | 0 | 0 | 0 | 0 | 0 | 0 | 0 | 0 | 0 | 0 | 0 | 0 | 0 | 0 | 0 | 0 | 0 | 0 | 0 | 5000000 | scaled
740-365AE | 0 | 0 | 0 | 0 | 0% | 0% | 0% | 0 | 0 | 0 | 0 | 0 | 0 | 0 | 0 | 740 | 0 | 0 | 0 | 0 | 0 | 0 | 0 | 0 | 0 | 0 | 0 | 0 | 0 | 0 | 0 | 0 | 0 | 0 |  | 3142 | 740-365AE | 0 | 0 | 0 | 0 | 0 | 0 | 0 | 0 | 0 | 0 | 0 | 0 | 0 | 0 | 0 | 0 | 0 | 0 | 0 | 0 | 0 | 0 | 0 | 0 | 0 | 0 | 0 | 0 | 0 | 0 | 0 | 0 | 0 | 0 | 0 | 0 | 0 | 0 | 0 | 0 | 0 | 0 | 0 | 0 | 0 | 0 | 0 | 5000000 | scaled
740-856F | 2976.7528 | 1013.6519 | 0 | 1963.1009 | 34.05% | 0% | 65.95% | 639.4607 | 996.8863 | 22.1345 | 504.457 | 112.8692 | 32.12 | 800.9945 | 163.7719 | 740 | 0.0078388 | 0.0047092 | 0.0028682 | 379745.9801 | 33.6499 | 995.7666 | 1947.3362 | 4292.7414 | 127030.4916 | 248422.7471 | 496324.6693 | 17179.9213 | 391540.025 | 87604.7231 | 690281.8765 | 22241.0767 | 554638.9433 | 113401.8565 |  | 3143 | 740-856F | 2976.7528 | 2337.2921 | 1979.8665 | 1013.6519 | 374.1912 | 16.7655 | 0 | 0 | 0 | 1963.1009 | 33.6499 | 11.5155 | 1.53 | 164.0419 | 10.0383 | 0.052813 | 0 | 0 | 0 | 1.4772 | 1947.3362 | 1834.467 | 1783.5644 | 164.0419 | 51.1727 | 0.27002 | 0 | 0 | 0 | 1783.2943 | 995.7666 | 491.3096 | 194.7721 | 817.4372 | 312.9802 | 16.4427 | 0 | 0 | 0 | 178.3294 | 0.0050724 | 0.0019428 | 0.0001018 | 0 | 0 | 0 | 0.0027664 | 5000000 | scaled
740-857F | 392.0015 | 79.9534 | 0 | 312.0481 | 20.4% | 0% | 79.6% | 37.8963 | 76.2044 | 4.7744 | 8.3441 | 24.7779 | 10.1809 | 13.2564 | 52.767 | 740 | 0.0010222 | 0.0006716 | 0.0004654 | 383488.0914 | 10.9783 | 41.8783 | 339.1449 | 10739.9098 | 40968.7612 | 331779.4204 | 527256.1501 | 66426.4377 | 116091.912 | 344737.8005 | 678549.8954 | 90654.4075 | 118039.8923 | 469855.5956 |  | 3144 | 740-857F | 392.0015 | 354.1052 | 315.7971 | 79.9534 | 42.0571 | 3.749 | 0 | 0 | 0 | 312.0481 | 10.9783 | 6.204 | 0.79741 | 55.6783 | 5.9692 | 0.56261 | 0 | 0 | 0 | 0.23481 | 339.1449 | 314.3671 | 286.3779 | 55.6783 | 30.9004 | 2.9113 | 0 | 0 | 0 | 283.4666 | 41.8783 | 33.5342 | 28.6218 | 13.5316 | 5.1876 | 0.27516 | 0 | 0 | 0 | 28.3467 | 0.0005684 | 0.0002178 | 1.16e-05 | 0 | 0 | 0 | 0.0004538 | 5000000 | scaled
740-858 | 0 | 0 | 0 | 0 | 0% | 0% | 0% | 0 | 0 | 0 | 0 | 0 | 0 | 0 | 0 | 740 | 0 | 0 | 0 | 0 | 0 | 0 | 0 | 0 | 0 | 0 | 0 | 0 | 0 | 0 | 0 | 0 | 0 | 0 |  | 3145 | 740-858 | 0 | 0 | 0 | 0 | 0 | 0 | 0 | 0 | 0 | 0 | 0 | 0 | 0 | 0 | 0 | 0 | 0 | 0 | 0 | 0 | 0 | 0 | 0 | 0 | 0 | 0 | 0 | 0 | 0 | 0 | 0 | 0 | 0 | 0 | 0 | 0 | 0 | 0 | 0 | 0 | 0 | 0 | 0 | 0 | 0 | 0 | 0 | 5000000 | scaled
740-859 | 0 | 0 | 0 | 0 | 0% | 0% | 0% | 0 | 0 | 0 | 0 | 0 | 0 | 0 | 0 | 740 | 0 | 0 | 0 | 0 | 0 | 0 | 0 | 0 | 0 | 0 | 0 | 0 | 0 | 0 | 0 | 0 | 0 | 0 |  | 3146 | 740-859 | 0 | 0 | 0 | 0 | 0 | 0 | 0 | 0 | 0 | 0 | 0 | 0 | 0 | 0 | 0 | 0 | 0 | 0 | 0 | 0 | 0 | 0 | 0 | 0 | 0 | 0 | 0 | 0 | 0 | 0 | 0 | 0 | 0 | 0 | 0 | 0 | 0 | 0 | 0 | 0 | 0 | 0 | 0 | 0 | 0 | 0 | 0 | 5000000 | scaled
740-870F | 0 | 0 | 0 | 0 | 0% | 0% | 0% | 0 | 0 | 0 | 0 | 0 | 0 | 0 | 0 | 740 | 0 | 0 | 0 | 0 | 0 | 0 | 0 | 0 | 0 | 0 | 0 | 0 | 0 | 0 | 0 | 0 | 0 | 0 |  | 3147 | 740-870F | 0 | 0 | 0 | 0 | 0 | 0 | 0 | 0 | 0 | 0 | 0 | 0 | 0 | 0 | 0 | 0 | 0 | 0 | 0 | 0 | 0 | 0 | 0 | 0 | 0 | 0 | 0 | 0 | 0 | 0 | 0 | 0 | 0 | 0 | 0 | 0 | 0 | 0 | 0 | 0 | 0 | 0 | 0 | 0 | 0 | 0 | 0 | 5000000 | scaled
740-871F | 0 | 0 | 0 | 0 | 0% | 0% | 0% | 0 | 0 | 0 | 0 | 0 | 0 | 0 | 0 | 740 | 0 | 0 | 0 | 0 | 0 | 0 | 0 | 0 | 0 | 0 | 0 | 0 | 0 | 0 | 0 | 0 | 0 | 0 |  | 3148 | 740-871F | 0 | 0 | 0 | 0 | 0 | 0 | 0 | 0 | 0 | 0 | 0 | 0 | 0 | 0 | 0 | 0 | 0 | 0 | 0 | 0 | 0 | 0 | 0 | 0 | 0 | 0 | 0 | 0 | 0 | 0 | 0 | 0 | 0 | 0 | 0 | 0 | 0 | 0 | 0 | 0 | 0 | 0 | 0 | 0 | 0 | 0 | 0 | 5000000 | scaled
741-17 | 863.0723 | 411.7056 | 0 | 451.3667 | 47.7% | 0% | 52.3% | 253.9335 | 403.6447 | 0.050054 | 253.614 | 0.26942 | 0.12967 | 402.8266 | 0.68846 | 741 | 0.0013504 | 0.000915 | 0.0006588 | 639123.459 | 0.46931 | 451.8899 | 410.7131 | 347.5317 | 334634.1175 | 304141.8098 | 665725.5168 | 131.2247 | 664887.9768 | 706.3153 | 697370.4293 | 224.0251 | 695956.9698 | 1189.4344 |  | 3149 | 741-17 | 863.0723 | 609.1388 | 459.4276 | 411.7056 | 157.7721 | 8.0609 | 0 | 0 | 0 | 451.3667 | 0.46931 | 0.41925 | 0.33964 | 0.68846 | 0.079614 | 0 | 0 | 0 | 0 | 0.33964 | 410.7131 | 410.4437 | 410.0246 | 0.68846 | 0.41904 | 0 | 0 | 0 | 0 | 410.0246 | 451.8899 | 198.2759 | 49.0634 | 410.8874 | 157.2734 | 8.0609 | 0 | 0 | 0 | 41.0025 | 0.0007054 | 0.00027 | 1.38e-05 | 0 | 0 | 0 | 0.000645 | 5000000 | scaled
741-19F | 0 | 0 | 0 | 0 | 0% | 0% | 0% | 0 | 0 | 0 | 0 | 0 | 0 | 0 | 0 | 741 | 0 | 0 | 0 | 0 | 0 | 0 | 0 | 0 | 0 | 0 | 0 | 0 | 0 | 0 | 0 | 0 | 0 | 0 |  | 3150 | 741-19F | 0 | 0 | 0 | 0 | 0 | 0 | 0 | 0 | 0 | 0 | 0 | 0 | 0 | 0 | 0 | 0 | 0 | 0 | 0 | 0 | 0 | 0 | 0 | 0 | 0 | 0 | 0 | 0 | 0 | 0 | 0 | 0 | 0 | 0 | 0 | 0 | 0 | 0 | 0 | 0 | 0 | 0 | 0 | 0 | 0 | 0 | 0 | 5000000 | scaled
741-42 | 0 | 0 | 0 | 0 | 0% | 0% | 0% | 0 | 0 | 0 | 0 | 0 | 0 | 0 | 0 | 741 | 0 | 0 | 0 | 0 | 0 | 0 | 0 | 0 | 0 | 0 | 0 | 0 | 0 | 0 | 0 | 0 | 0 | 0 |  | 3151 | 741-42 | 0 | 0 | 0 | 0 | 0 | 0 | 0 | 0 | 0 | 0 | 0 | 0 | 0 | 0 | 0 | 0 | 0 | 0 | 0 | 0 | 0 | 0 | 0 | 0 | 0 | 0 | 0 | 0 | 0 | 0 | 0 | 0 | 0 | 0 | 0 | 0 | 0 | 0 | 0 | 0 | 0 | 0 | 0 | 0 | 0 | 0 | 0 | 5000000 | scaled
741-43 | 0 | 0 | 0 | 0 | 0% | 0% | 0% | 0 | 0 | 0 | 0 | 0 | 0 | 0 | 0 | 741 | 0 | 0 | 0 | 0 | 0 | 0 | 0 | 0 | 0 | 0 | 0 | 0 | 0 | 0 | 0 | 0 | 0 | 0 |  | 3152 | 741-43 | 0 | 0 | 0 | 0 | 0 | 0 | 0 | 0 | 0 | 0 | 0 | 0 | 0 | 0 | 0 | 0 | 0 | 0 | 0 | 0 | 0 | 0 | 0 | 0 | 0 | 0 | 0 | 0 | 0 | 0 | 0 | 0 | 0 | 0 | 0 | 0 | 0 | 0 | 0 | 0 | 0 | 0 | 0 | 0 | 0 | 0 | 0 | 5000000 | scaled
741-46 | 0 | 0 | 0 | 0 | 0% | 0% | 0% | 0 | 0 | 0 | 0 | 0 | 0 | 0 | 0 | 741 | 0 | 0 | 0 | 0 | 0 | 0 | 0 | 0 | 0 | 0 | 0 | 0 | 0 | 0 | 0 | 0 | 0 | 0 |  | 3153 | 741-46 | 0 | 0 | 0 | 0 | 0 | 0 | 0 | 0 | 0 | 0 | 0 | 0 | 0 | 0 | 0 | 0 | 0 | 0 | 0 | 0 | 0 | 0 | 0 | 0 | 0 | 0 | 0 | 0 | 0 | 0 | 0 | 0 | 0 | 0 | 0 | 0 | 0 | 0 | 0 | 0 | 0 | 0 | 0 | 0 | 0 | 0 | 0 | 5000000 | scaled
741-48F | 0 | 0 | 0 | 0 | 0% | 0% | 0% | 0 | 0 | 0 | 0 | 0 | 0 | 0 | 0 | 741 | 0 | 0 | 0 | 0 | 0 | 0 | 0 | 0 | 0 | 0 | 0 | 0 | 0 | 0 | 0 | 0 | 0 | 0 |  | 3154 | 741-48F | 0 | 0 | 0 | 0 | 0 | 0 | 0 | 0 | 0 | 0 | 0 | 0 | 0 | 0 | 0 | 0 | 0 | 0 | 0 | 0 | 0 | 0 | 0 | 0 | 0 | 0 | 0 | 0 | 0 | 0 | 0 | 0 | 0 | 0 | 0 | 0 | 0 | 0 | 0 | 0 | 0 | 0 | 0 | 0 | 0 | 0 | 0 | 5000000 | scaled
741-50F | 0 | 0 | 0 | 0 | 0% | 0% | 0% | 0 | 0 | 0 | 0 | 0 | 0 | 0 | 0 | 741 | 0 | 0 | 0 | 0 | 0 | 0 | 0 | 0 | 0 | 0 | 0 | 0 | 0 | 0 | 0 | 0 | 0 | 0 |  | 3155 | 741-50F | 0 | 0 | 0 | 0 | 0 | 0 | 0 | 0 | 0 | 0 | 0 | 0 | 0 | 0 | 0 | 0 | 0 | 0 | 0 | 0 | 0 | 0 | 0 | 0 | 0 | 0 | 0 | 0 | 0 | 0 | 0 | 0 | 0 | 0 | 0 | 0 | 0 | 0 | 0 | 0 | 0 | 0 | 0 | 0 | 0 | 0 | 0 | 5000000 | scaled
743-305 | 0 | 0 | 0 | 0 | 0% | 0% | 0% | 0 | 0 | 0 | 0 | 0 | 0 | 0 | 0 | 743 | 0 | 0 | 0 | 0 | 0 | 0 | 0 | 0 | 0 | 0 | 0 | 0 | 0 | 0 | 0 | 0 | 0 | 0 |  | 3156 | 743-305 | 0 | 0 | 0 | 0 | 0 | 0 | 0 | 0 | 0 | 0 | 0 | 0 | 0 | 0 | 0 | 0 | 0 | 0 | 0 | 0 | 0 | 0 | 0 | 0 | 0 | 0 | 0 | 0 | 0 | 0 | 0 | 0 | 0 | 0 | 0 | 0 | 0 | 0 | 0 | 0 | 0 | 0 | 0 | 0 | 0 | 0 | 0 | 5000000 | scaled
743-306AE | 0 | 0 | 0 | 0 | 0% | 0% | 0% | 0 | 0 | 0 | 0 | 0 | 0 | 0 | 0 | 743 | 0 | 0 | 0 | 0 | 0 | 0 | 0 | 0 | 0 | 0 | 0 | 0 | 0 | 0 | 0 | 0 | 0 | 0 |  | 3157 | 743-306AE | 0 | 0 | 0 | 0 | 0 | 0 | 0 | 0 | 0 | 0 | 0 | 0 | 0 | 0 | 0 | 0 | 0 | 0 | 0 | 0 | 0 | 0 | 0 | 0 | 0 | 0 | 0 | 0 | 0 | 0 | 0 | 0 | 0 | 0 | 0 | 0 | 0 | 0 | 0 | 0 | 0 | 0 | 0 | 0 | 0 | 0 | 0 | 5000000 | scaled
743-356 | 0 | 0 | 0 | 0 | 0% | 0% | 0% | 0 | 0 | 0 | 0 | 0 | 0 | 0 | 0 | 743 | 0 | 0 | 0 | 0 | 0 | 0 | 0 | 0 | 0 | 0 | 0 | 0 | 0 | 0 | 0 | 0 | 0 | 0 |  | 3158 | 743-356 | 0 | 0 | 0 | 0 | 0 | 0 | 0 | 0 | 0 | 0 | 0 | 0 | 0 | 0 | 0 | 0 | 0 | 0 | 0 | 0 | 0 | 0 | 0 | 0 | 0 | 0 | 0 | 0 | 0 | 0 | 0 | 0 | 0 | 0 | 0 | 0 | 0 | 0 | 0 | 0 | 0 | 0 | 0 | 0 | 0 | 0 | 0 | 5000000 | scaled
743-364 | 0 | 0 | 0 | 0 | 0% | 0% | 0% | 0 | 0 | 0 | 0 | 0 | 0 | 0 | 0 | 743 | 0 | 0 | 0 | 0 | 0 | 0 | 0 | 0 | 0 | 0 | 0 | 0 | 0 | 0 | 0 | 0 | 0 | 0 |  | 3159 | 743-364 | 0 | 0 | 0 | 0 | 0 | 0 | 0 | 0 | 0 | 0 | 0 | 0 | 0 | 0 | 0 | 0 | 0 | 0 | 0 | 0 | 0 | 0 | 0 | 0 | 0 | 0 | 0 | 0 | 0 | 0 | 0 | 0 | 0 | 0 | 0 | 0 | 0 | 0 | 0 | 0 | 0 | 0 | 0 | 0 | 0 | 0 | 0 | 5000000 | scaled
744-360 | 0 | 0 | 0 | 0 | 0% | 0% | 0% | 0 | 0 | 0 | 0 | 0 | 0 | 0 | 0 | 744 | 0 | 0 | 0 | 0 | 0 | 0 | 0 | 0 | 0 | 0 | 0 | 0 | 0 | 0 | 0 | 0 | 0 | 0 |  | 3160 | 744-360 | 0 | 0 | 0 | 0 | 0 | 0 | 0 | 0 | 0 | 0 | 0 | 0 | 0 | 0 | 0 | 0 | 0 | 0 | 0 | 0 | 0 | 0 | 0 | 0 | 0 | 0 | 0 | 0 | 0 | 0 | 0 | 0 | 0 | 0 | 0 | 0 | 0 | 0 | 0 | 0 | 0 | 0 | 0 | 0 | 0 | 0 | 0 | 5000000 | scaled
744-361F | 0 | 0 | 0 | 0 | 0% | 0% | 0% | 0 | 0 | 0 | 0 | 0 | 0 | 0 | 0 | 744 | 0 | 0 | 0 | 0 | 0 | 0 | 0 | 0 | 0 | 0 | 0 | 0 | 0 | 0 | 0 | 0 | 0 | 0 |  | 3161 | 744-361F | 0 | 0 | 0 | 0 | 0 | 0 | 0 | 0 | 0 | 0 | 0 | 0 | 0 | 0 | 0 | 0 | 0 | 0 | 0 | 0 | 0 | 0 | 0 | 0 | 0 | 0 | 0 | 0 | 0 | 0 | 0 | 0 | 0 | 0 | 0 | 0 | 0 | 0 | 0 | 0 | 0 | 0 | 0 | 0 | 0 | 0 | 0 | 5000000 | scaled
744-362F | 0 | 0 | 0 | 0 | 0% | 0% | 0% | 0 | 0 | 0 | 0 | 0 | 0 | 0 | 0 | 744 | 0 | 0 | 0 | 0 | 0 | 0 | 0 | 0 | 0 | 0 | 0 | 0 | 0 | 0 | 0 | 0 | 0 | 0 |  | 3162 | 744-362F | 0 | 0 | 0 | 0 | 0 | 0 | 0 | 0 | 0 | 0 | 0 | 0 | 0 | 0 | 0 | 0 | 0 | 0 | 0 | 0 | 0 | 0 | 0 | 0 | 0 | 0 | 0 | 0 | 0 | 0 | 0 | 0 | 0 | 0 | 0 | 0 | 0 | 0 | 0 | 0 | 0 | 0 | 0 | 0 | 0 | 0 | 0 | 5000000 | scaled
745-100F | 0 | 0 | 0 | 0 | 0% | 0% | 0% | 0 | 0 | 0 | 0 | 0 | 0 | 0 | 0 | 745 | 0 | 0 | 0 | 0 | 0 | 0 | 0 | 0 | 0 | 0 | 0 | 0 | 0 | 0 | 0 | 0 | 0 | 0 |  | 3163 | 745-100F | 0 | 0 | 0 | 0 | 0 | 0 | 0 | 0 | 0 | 0 | 0 | 0 | 0 | 0 | 0 | 0 | 0 | 0 | 0 | 0 | 0 | 0 | 0 | 0 | 0 | 0 | 0 | 0 | 0 | 0 | 0 | 0 | 0 | 0 | 0 | 0 | 0 | 0 | 0 | 0 | 0 | 0 | 0 | 0 | 0 | 0 | 0 | 5000000 | scaled
745-106 | 0 | 0 | 0 | 0 | 0% | 0% | 0% | 0 | 0 | 0 | 0 | 0 | 0 | 0 | 0 | 745 | 0 | 0 | 0 | 0 | 0 | 0 | 0 | 0 | 0 | 0 | 0 | 0 | 0 | 0 | 0 | 0 | 0 | 0 |  | 3164 | 745-106 | 0 | 0 | 0 | 0 | 0 | 0 | 0 | 0 | 0 | 0 | 0 | 0 | 0 | 0 | 0 | 0 | 0 | 0 | 0 | 0 | 0 | 0 | 0 | 0 | 0 | 0 | 0 | 0 | 0 | 0 | 0 | 0 | 0 | 0 | 0 | 0 | 0 | 0 | 0 | 0 | 0 | 0 | 0 | 0 | 0 | 0 | 0 | 5000000 | scaled
745-271F | 0 | 0 | 0 | 0 | 0% | 0% | 0% | 0 | 0 | 0 | 0 | 0 | 0 | 0 | 0 | 745 | 0 | 0 | 0 | 0 | 0 | 0 | 0 | 0 | 0 | 0 | 0 | 0 | 0 | 0 | 0 | 0 | 0 | 0 |  | 3165 | 745-271F | 0 | 0 | 0 | 0 | 0 | 0 | 0 | 0 | 0 | 0 | 0 | 0 | 0 | 0 | 0 | 0 | 0 | 0 | 0 | 0 | 0 | 0 | 0 | 0 | 0 | 0 | 0 | 0 | 0 | 0 | 0 | 0 | 0 | 0 | 0 | 0 | 0 | 0 | 0 | 0 | 0 | 0 | 0 | 0 | 0 | 0 | 0 | 5000000 | scaled
745-272F | 0 | 0 | 0 | 0 | 0% | 0% | 0% | 0 | 0 | 0 | 0 | 0 | 0 | 0 | 0 | 745 | 0 | 0 | 0 | 0 | 0 | 0 | 0 | 0 | 0 | 0 | 0 | 0 | 0 | 0 | 0 | 0 | 0 | 0 |  | 3166 | 745-272F | 0 | 0 | 0 | 0 | 0 | 0 | 0 | 0 | 0 | 0 | 0 | 0 | 0 | 0 | 0 | 0 | 0 | 0 | 0 | 0 | 0 | 0 | 0 | 0 | 0 | 0 | 0 | 0 | 0 | 0 | 0 | 0 | 0 | 0 | 0 | 0 | 0 | 0 | 0 | 0 | 0 | 0 | 0 | 0 | 0 | 0 | 0 | 5000000 | scaled
745-273F | 0 | 0 | 0 | 0 | 0% | 0% | 0% | 0 | 0 | 0 | 0 | 0 | 0 | 0 | 0 | 745 | 0 | 0 | 0 | 0 | 0 | 0 | 0 | 0 | 0 | 0 | 0 | 0 | 0 | 0 | 0 | 0 | 0 | 0 |  | 3167 | 745-273F | 0 | 0 | 0 | 0 | 0 | 0 | 0 | 0 | 0 | 0 | 0 | 0 | 0 | 0 | 0 | 0 | 0 | 0 | 0 | 0 | 0 | 0 | 0 | 0 | 0 | 0 | 0 | 0 | 0 | 0 | 0 | 0 | 0 | 0 | 0 | 0 | 0 | 0 | 0 | 0 | 0 | 0 | 0 | 0 | 0 | 0 | 0 | 5000000 | scaled
745-274 | 0 | 0 | 0 | 0 | 0% | 0% | 0% | 0 | 0 | 0 | 0 | 0 | 0 | 0 | 0 | 745 | 0 | 0 | 0 | 0 | 0 | 0 | 0 | 0 | 0 | 0 | 0 | 0 | 0 | 0 | 0 | 0 | 0 | 0 |  | 3168 | 745-274 | 0 | 0 | 0 | 0 | 0 | 0 | 0 | 0 | 0 | 0 | 0 | 0 | 0 | 0 | 0 | 0 | 0 | 0 | 0 | 0 | 0 | 0 | 0 | 0 | 0 | 0 | 0 | 0 | 0 | 0 | 0 | 0 | 0 | 0 | 0 | 0 | 0 | 0 | 0 | 0 | 0 | 0 | 0 | 0 | 0 | 0 | 0 | 5000000 | scaled
745-33 | 0 | 0 | 0 | 0 | 0% | 0% | 0% | 0 | 0 | 0 | 0 | 0 | 0 | 0 | 0 | 745 | 0 | 0 | 0 | 0 | 0 | 0 | 0 | 0 | 0 | 0 | 0 | 0 | 0 | 0 | 0 | 0 | 0 | 0 |  | 3169 | 745-33 | 0 | 0 | 0 | 0 | 0 | 0 | 0 | 0 | 0 | 0 | 0 | 0 | 0 | 0 | 0 | 0 | 0 | 0 | 0 | 0 | 0 | 0 | 0 | 0 | 0 | 0 | 0 | 0 | 0 | 0 | 0 | 0 | 0 | 0 | 0 | 0 | 0 | 0 | 0 | 0 | 0 | 0 | 0 | 0 | 0 | 0 | 0 | 5000000 | scaled
745-34AE | 0 | 0 | 0 | 0 | 0% | 0% | 0% | 0 | 0 | 0 | 0 | 0 | 0 | 0 | 0 | 745 | 0 | 0 | 0 | 0 | 0 | 0 | 0 | 0 | 0 | 0 | 0 | 0 | 0 | 0 | 0 | 0 | 0 | 0 |  | 3170 | 745-34AE | 0 | 0 | 0 | 0 | 0 | 0 | 0 | 0 | 0 | 0 | 0 | 0 | 0 | 0 | 0 | 0 | 0 | 0 | 0 | 0 | 0 | 0 | 0 | 0 | 0 | 0 | 0 | 0 | 0 | 0 | 0 | 0 | 0 | 0 | 0 | 0 | 0 | 0 | 0 | 0 | 0 | 0 | 0 | 0 | 0 | 0 | 0 | 5000000 | scaled
745-35 | 0 | 0 | 0 | 0 | 0% | 0% | 0% | 0 | 0 | 0 | 0 | 0 | 0 | 0 | 0 | 745 | 0 | 0 | 0 | 0 | 0 | 0 | 0 | 0 | 0 | 0 | 0 | 0 | 0 | 0 | 0 | 0 | 0 | 0 |  | 3171 | 745-35 | 0 | 0 | 0 | 0 | 0 | 0 | 0 | 0 | 0 | 0 | 0 | 0 | 0 | 0 | 0 | 0 | 0 | 0 | 0 | 0 | 0 | 0 | 0 | 0 | 0 | 0 | 0 | 0 | 0 | 0 | 0 | 0 | 0 | 0 | 0 | 0 | 0 | 0 | 0 | 0 | 0 | 0 | 0 | 0 | 0 | 0 | 0 | 5000000 | scaled
745-41 | 0 | 0 | 0 | 0 | 0% | 0% | 0% | 0 | 0 | 0 | 0 | 0 | 0 | 0 | 0 | 745 | 0 | 0 | 0 | 0 | 0 | 0 | 0 | 0 | 0 | 0 | 0 | 0 | 0 | 0 | 0 | 0 | 0 | 0 |  | 3172 | 745-41 | 0 | 0 | 0 | 0 | 0 | 0 | 0 | 0 | 0 | 0 | 0 | 0 | 0 | 0 | 0 | 0 | 0 | 0 | 0 | 0 | 0 | 0 | 0 | 0 | 0 | 0 | 0 | 0 | 0 | 0 | 0 | 0 | 0 | 0 | 0 | 0 | 0 | 0 | 0 | 0 | 0 | 0 | 0 | 0 | 0 | 0 | 0 | 5000000 | scaled
746-364 | 0 | 0 | 0 | 0 | 0% | 0% | 0% | 0 | 0 | 0 | 0 | 0 | 0 | 0 | 0 | 746 | 0 | 0 | 0 | 0 | 0 | 0 | 0 | 0 | 0 | 0 | 0 | 0 | 0 | 0 | 0 | 0 | 0 | 0 |  | 3173 | 746-364 | 0 | 0 | 0 | 0 | 0 | 0 | 0 | 0 | 0 | 0 | 0 | 0 | 0 | 0 | 0 | 0 | 0 | 0 | 0 | 0 | 0 | 0 | 0 | 0 | 0 | 0 | 0 | 0 | 0 | 0 | 0 | 0 | 0 | 0 | 0 | 0 | 0 | 0 | 0 | 0 | 0 | 0 | 0 | 0 | 0 | 0 | 0 | 5000000 | scaled
746-739F | 0 | 0 | 0 | 0 | 0% | 0% | 0% | 0 | 0 | 0 | 0 | 0 | 0 | 0 | 0 | 746 | 0 | 0 | 0 | 0 | 0 | 0 | 0 | 0 | 0 | 0 | 0 | 0 | 0 | 0 | 0 | 0 | 0 | 0 |  | 3174 | 746-739F | 0 | 0 | 0 | 0 | 0 | 0 | 0 | 0 | 0 | 0 | 0 | 0 | 0 | 0 | 0 | 0 | 0 | 0 | 0 | 0 | 0 | 0 | 0 | 0 | 0 | 0 | 0 | 0 | 0 | 0 | 0 | 0 | 0 | 0 | 0 | 0 | 0 | 0 | 0 | 0 | 0 | 0 | 0 | 0 | 0 | 0 | 0 | 5000000 | scaled
746-740F | 0 | 0 | 0 | 0 | 0% | 0% | 0% | 0 | 0 | 0 | 0 | 0 | 0 | 0 | 0 | 746 | 0 | 0 | 0 | 0 | 0 | 0 | 0 | 0 | 0 | 0 | 0 | 0 | 0 | 0 | 0 | 0 | 0 | 0 |  | 3175 | 746-740F | 0 | 0 | 0 | 0 | 0 | 0 | 0 | 0 | 0 | 0 | 0 | 0 | 0 | 0 | 0 | 0 | 0 | 0 | 0 | 0 | 0 | 0 | 0 | 0 | 0 | 0 | 0 | 0 | 0 | 0 | 0 | 0 | 0 | 0 | 0 | 0 | 0 | 0 | 0 | 0 | 0 | 0 | 0 | 0 | 0 | 0 | 0 | 5000000 | scaled
746-742 | 0 | 0 | 0 | 0 | 0% | 0% | 0% | 0 | 0 | 0 | 0 | 0 | 0 | 0 | 0 | 746 | 0 | 0 | 0 | 0 | 0 | 0 | 0 | 0 | 0 | 0 | 0 | 0 | 0 | 0 | 0 | 0 | 0 | 0 |  | 3176 | 746-742 | 0 | 0 | 0 | 0 | 0 | 0 | 0 | 0 | 0 | 0 | 0 | 0 | 0 | 0 | 0 | 0 | 0 | 0 | 0 | 0 | 0 | 0 | 0 | 0 | 0 | 0 | 0 | 0 | 0 | 0 | 0 | 0 | 0 | 0 | 0 | 0 | 0 | 0 | 0 | 0 | 0 | 0 | 0 | 0 | 0 | 0 | 0 | 5000000 | scaled
746-756 | 0 | 0 | 0 | 0 | 0% | 0% | 0% | 0 | 0 | 0 | 0 | 0 | 0 | 0 | 0 | 746 | 0 | 0 | 0 | 0 | 0 | 0 | 0 | 0 | 0 | 0 | 0 | 0 | 0 | 0 | 0 | 0 | 0 | 0 |  | 3177 | 746-756 | 0 | 0 | 0 | 0 | 0 | 0 | 0 | 0 | 0 | 0 | 0 | 0 | 0 | 0 | 0 | 0 | 0 | 0 | 0 | 0 | 0 | 0 | 0 | 0 | 0 | 0 | 0 | 0 | 0 | 0 | 0 | 0 | 0 | 0 | 0 | 0 | 0 | 0 | 0 | 0 | 0 | 0 | 0 | 0 | 0 | 0 | 0 | 5000000 | scaled
746-757F | 0 | 0 | 0 | 0 | 0% | 0% | 0% | 0 | 0 | 0 | 0 | 0 | 0 | 0 | 0 | 746 | 0 | 0 | 0 | 0 | 0 | 0 | 0 | 0 | 0 | 0 | 0 | 0 | 0 | 0 | 0 | 0 | 0 | 0 |  | 3178 | 746-757F | 0 | 0 | 0 | 0 | 0 | 0 | 0 | 0 | 0 | 0 | 0 | 0 | 0 | 0 | 0 | 0 | 0 | 0 | 0 | 0 | 0 | 0 | 0 | 0 | 0 | 0 | 0 | 0 | 0 | 0 | 0 | 0 | 0 | 0 | 0 | 0 | 0 | 0 | 0 | 0 | 0 | 0 | 0 | 0 | 0 | 0 | 0 | 5000000 | scaled
746-819F | 0 | 0 | 0 | 0 | 0% | 0% | 0% | 0 | 0 | 0 | 0 | 0 | 0 | 0 | 0 | 746 | 0 | 0 | 0 | 0 | 0 | 0 | 0 | 0 | 0 | 0 | 0 | 0 | 0 | 0 | 0 | 0 | 0 | 0 |  | 3179 | 746-819F | 0 | 0 | 0 | 0 | 0 | 0 | 0 | 0 | 0 | 0 | 0 | 0 | 0 | 0 | 0 | 0 | 0 | 0 | 0 | 0 | 0 | 0 | 0 | 0 | 0 | 0 | 0 | 0 | 0 | 0 | 0 | 0 | 0 | 0 | 0 | 0 | 0 | 0 | 0 | 0 | 0 | 0 | 0 | 0 | 0 | 0 | 0 | 5000000 | scaled
746-820 | 0 | 0 | 0 | 0 | 0% | 0% | 0% | 0 | 0 | 0 | 0 | 0 | 0 | 0 | 0 | 746 | 0 | 0 | 0 | 0 | 0 | 0 | 0 | 0 | 0 | 0 | 0 | 0 | 0 | 0 | 0 | 0 | 0 | 0 |  | 3180 | 746-820 | 0 | 0 | 0 | 0 | 0 | 0 | 0 | 0 | 0 | 0 | 0 | 0 | 0 | 0 | 0 | 0 | 0 | 0 | 0 | 0 | 0 | 0 | 0 | 0 | 0 | 0 | 0 | 0 | 0 | 0 | 0 | 0 | 0 | 0 | 0 | 0 | 0 | 0 | 0 | 0 | 0 | 0 | 0 | 0 | 0 | 0 | 0 | 5000000 | scaled
747-859F | 0 | 0 | 0 | 0 | 0% | 0% | 0% | 0 | 0 | 0 | 0 | 0 | 0 | 0 | 0 | 747 | 0 | 0 | 0 | 0 | 0 | 0 | 0 | 0 | 0 | 0 | 0 | 0 | 0 | 0 | 0 | 0 | 0 | 0 |  | 3181 | 747-859F | 0 | 0 | 0 | 0 | 0 | 0 | 0 | 0 | 0 | 0 | 0 | 0 | 0 | 0 | 0 | 0 | 0 | 0 | 0 | 0 | 0 | 0 | 0 | 0 | 0 | 0 | 0 | 0 | 0 | 0 | 0 | 0 | 0 | 0 | 0 | 0 | 0 | 0 | 0 | 0 | 0 | 0 | 0 | 0 | 0 | 0 | 0 | 5000000 | scaled
747-860F | 0 | 0 | 0 | 0 | 0% | 0% | 0% | 0 | 0 | 0 | 0 | 0 | 0 | 0 | 0 | 747 | 0 | 0 | 0 | 0 | 0 | 0 | 0 | 0 | 0 | 0 | 0 | 0 | 0 | 0 | 0 | 0 | 0 | 0 |  | 3182 | 747-860F | 0 | 0 | 0 | 0 | 0 | 0 | 0 | 0 | 0 | 0 | 0 | 0 | 0 | 0 | 0 | 0 | 0 | 0 | 0 | 0 | 0 | 0 | 0 | 0 | 0 | 0 | 0 | 0 | 0 | 0 | 0 | 0 | 0 | 0 | 0 | 0 | 0 | 0 | 0 | 0 | 0 | 0 | 0 | 0 | 0 | 0 | 0 | 5000000 | scaled
747-861F | 0 | 0 | 0 | 0 | 0% | 0% | 0% | 0 | 0 | 0 | 0 | 0 | 0 | 0 | 0 | 747 | 0 | 0 | 0 | 0 | 0 | 0 | 0 | 0 | 0 | 0 | 0 | 0 | 0 | 0 | 0 | 0 | 0 | 0 |  | 3183 | 747-861F | 0 | 0 | 0 | 0 | 0 | 0 | 0 | 0 | 0 | 0 | 0 | 0 | 0 | 0 | 0 | 0 | 0 | 0 | 0 | 0 | 0 | 0 | 0 | 0 | 0 | 0 | 0 | 0 | 0 | 0 | 0 | 0 | 0 | 0 | 0 | 0 | 0 | 0 | 0 | 0 | 0 | 0 | 0 | 0 | 0 | 0 | 0 | 5000000 | scaled
747-862 | 0 | 0 | 0 | 0 | 0% | 0% | 0% | 0 | 0 | 0 | 0 | 0 | 0 | 0 | 0 | 747 | 0 | 0 | 0 | 0 | 0 | 0 | 0 | 0 | 0 | 0 | 0 | 0 | 0 | 0 | 0 | 0 | 0 | 0 |  | 3184 | 747-862 | 0 | 0 | 0 | 0 | 0 | 0 | 0 | 0 | 0 | 0 | 0 | 0 | 0 | 0 | 0 | 0 | 0 | 0 | 0 | 0 | 0 | 0 | 0 | 0 | 0 | 0 | 0 | 0 | 0 | 0 | 0 | 0 | 0 | 0 | 0 | 0 | 0 | 0 | 0 | 0 | 0 | 0 | 0 | 0 | 0 | 0 | 0 | 5000000 | scaled
747-868 | 0 | 0 | 0 | 0 | 0% | 0% | 0% | 0 | 0 | 0 | 0 | 0 | 0 | 0 | 0 | 747 | 0 | 0 | 0 | 0 | 0 | 0 | 0 | 0 | 0 | 0 | 0 | 0 | 0 | 0 | 0 | 0 | 0 | 0 |  | 3185 | 747-868 | 0 | 0 | 0 | 0 | 0 | 0 | 0 | 0 | 0 | 0 | 0 | 0 | 0 | 0 | 0 | 0 | 0 | 0 | 0 | 0 | 0 | 0 | 0 | 0 | 0 | 0 | 0 | 0 | 0 | 0 | 0 | 0 | 0 | 0 | 0 | 0 | 0 | 0 | 0 | 0 | 0 | 0 | 0 | 0 | 0 | 0 | 0 | 5000000 | scaled
747-871 | 0 | 0 | 0 | 0 | 0% | 0% | 0% | 0 | 0 | 0 | 0 | 0 | 0 | 0 | 0 | 747 | 0 | 0 | 0 | 0 | 0 | 0 | 0 | 0 | 0 | 0 | 0 | 0 | 0 | 0 | 0 | 0 | 0 | 0 |  | 3186 | 747-871 | 0 | 0 | 0 | 0 | 0 | 0 | 0 | 0 | 0 | 0 | 0 | 0 | 0 | 0 | 0 | 0 | 0 | 0 | 0 | 0 | 0 | 0 | 0 | 0 | 0 | 0 | 0 | 0 | 0 | 0 | 0 | 0 | 0 | 0 | 0 | 0 | 0 | 0 | 0 | 0 | 0 | 0 | 0 | 0 | 0 | 0 | 0 | 5000000 | scaled
748-1052 | 0 | 0 | 0 | 0 | 0% | 0% | 0% | 0 | 0 | 0 | 0 | 0 | 0 | 0 | 0 | 748 | 0 | 0 | 0 | 0 | 0 | 0 | 0 | 0 | 0 | 0 | 0 | 0 | 0 | 0 | 0 | 0 | 0 | 0 |  | 3187 | 748-1052 | 0 | 0 | 0 | 0 | 0 | 0 | 0 | 0 | 0 | 0 | 0 | 0 | 0 | 0 | 0 | 0 | 0 | 0 | 0 | 0 | 0 | 0 | 0 | 0 | 0 | 0 | 0 | 0 | 0 | 0 | 0 | 0 | 0 | 0 | 0 | 0 | 0 | 0 | 0 | 0 | 0 | 0 | 0 | 0 | 0 | 0 | 0 | 5000000 | scaled
748-1053F | 0 | 0 | 0 | 0 | 0% | 0% | 0% | 0 | 0 | 0 | 0 | 0 | 0 | 0 | 0 | 748 | 0 | 0 | 0 | 0 | 0 | 0 | 0 | 0 | 0 | 0 | 0 | 0 | 0 | 0 | 0 | 0 | 0 | 0 |  | 3188 | 748-1053F | 0 | 0 | 0 | 0 | 0 | 0 | 0 | 0 | 0 | 0 | 0 | 0 | 0 | 0 | 0 | 0 | 0 | 0 | 0 | 0 | 0 | 0 | 0 | 0 | 0 | 0 | 0 | 0 | 0 | 0 | 0 | 0 | 0 | 0 | 0 | 0 | 0 | 0 | 0 | 0 | 0 | 0 | 0 | 0 | 0 | 0 | 0 | 5000000 | scaled
748-1055F | 0 | 0 | 0 | 0 | 0% | 0% | 0% | 0 | 0 | 0 | 0 | 0 | 0 | 0 | 0 | 748 | 0 | 0 | 0 | 0 | 0 | 0 | 0 | 0 | 0 | 0 | 0 | 0 | 0 | 0 | 0 | 0 | 0 | 0 |  | 3189 | 748-1055F | 0 | 0 | 0 | 0 | 0 | 0 | 0 | 0 | 0 | 0 | 0 | 0 | 0 | 0 | 0 | 0 | 0 | 0 | 0 | 0 | 0 | 0 | 0 | 0 | 0 | 0 | 0 | 0 | 0 | 0 | 0 | 0 | 0 | 0 | 0 | 0 | 0 | 0 | 0 | 0 | 0 | 0 | 0 | 0 | 0 | 0 | 0 | 5000000 | scaled
748-1058 | 0 | 0 | 0 | 0 | 0% | 0% | 0% | 0 | 0 | 0 | 0 | 0 | 0 | 0 | 0 | 748 | 0 | 0 | 0 | 0 | 0 | 0 | 0 | 0 | 0 | 0 | 0 | 0 | 0 | 0 | 0 | 0 | 0 | 0 |  | 3190 | 748-1058 | 0 | 0 | 0 | 0 | 0 | 0 | 0 | 0 | 0 | 0 | 0 | 0 | 0 | 0 | 0 | 0 | 0 | 0 | 0 | 0 | 0 | 0 | 0 | 0 | 0 | 0 | 0 | 0 | 0 | 0 | 0 | 0 | 0 | 0 | 0 | 0 | 0 | 0 | 0 | 0 | 0 | 0 | 0 | 0 | 0 | 0 | 0 | 5000000 | scaled
748-1059 | 0 | 0 | 0 | 0 | 0% | 0% | 0% | 0 | 0 | 0 | 0 | 0 | 0 | 0 | 0 | 748 | 0 | 0 | 0 | 0 | 0 | 0 | 0 | 0 | 0 | 0 | 0 | 0 | 0 | 0 | 0 | 0 | 0 | 0 |  | 3191 | 748-1059 | 0 | 0 | 0 | 0 | 0 | 0 | 0 | 0 | 0 | 0 | 0 | 0 | 0 | 0 | 0 | 0 | 0 | 0 | 0 | 0 | 0 | 0 | 0 | 0 | 0 | 0 | 0 | 0 | 0 | 0 | 0 | 0 | 0 | 0 | 0 | 0 | 0 | 0 | 0 | 0 | 0 | 0 | 0 | 0 | 0 | 0 | 0 | 5000000 | scaled
748-1061 | 0 | 0 | 0 | 0 | 0% | 0% | 0% | 0 | 0 | 0 | 0 | 0 | 0 | 0 | 0 | 748 | 0 | 0 | 0 | 0 | 0 | 0 | 0 | 0 | 0 | 0 | 0 | 0 | 0 | 0 | 0 | 0 | 0 | 0 |  | 3192 | 748-1061 | 0 | 0 | 0 | 0 | 0 | 0 | 0 | 0 | 0 | 0 | 0 | 0 | 0 | 0 | 0 | 0 | 0 | 0 | 0 | 0 | 0 | 0 | 0 | 0 | 0 | 0 | 0 | 0 | 0 | 0 | 0 | 0 | 0 | 0 | 0 | 0 | 0 | 0 | 0 | 0 | 0 | 0 | 0 | 0 | 0 | 0 | 0 | 5000000 | scaled
748-1062 | 0 | 0 | 0 | 0 | 0% | 0% | 0% | 0 | 0 | 0 | 0 | 0 | 0 | 0 | 0 | 748 | 0 | 0 | 0 | 0 | 0 | 0 | 0 | 0 | 0 | 0 | 0 | 0 | 0 | 0 | 0 | 0 | 0 | 0 |  | 3193 | 748-1062 | 0 | 0 | 0 | 0 | 0 | 0 | 0 | 0 | 0 | 0 | 0 | 0 | 0 | 0 | 0 | 0 | 0 | 0 | 0 | 0 | 0 | 0 | 0 | 0 | 0 | 0 | 0 | 0 | 0 | 0 | 0 | 0 | 0 | 0 | 0 | 0 | 0 | 0 | 0 | 0 | 0 | 0 | 0 | 0 | 0 | 0 | 0 | 5000000 | scaled
748-505 | 0 | 0 | 0 | 0 | 0% | 0% | 0% | 0 | 0 | 0 | 0 | 0 | 0 | 0 | 0 | 748 | 0 | 0 | 0 | 0 | 0 | 0 | 0 | 0 | 0 | 0 | 0 | 0 | 0 | 0 | 0 | 0 | 0 | 0 |  | 3194 | 748-505 | 0 | 0 | 0 | 0 | 0 | 0 | 0 | 0 | 0 | 0 | 0 | 0 | 0 | 0 | 0 | 0 | 0 | 0 | 0 | 0 | 0 | 0 | 0 | 0 | 0 | 0 | 0 | 0 | 0 | 0 | 0 | 0 | 0 | 0 | 0 | 0 | 0 | 0 | 0 | 0 | 0 | 0 | 0 | 0 | 0 | 0 | 0 | 5000000 | scaled
748-507AE | 0 | 0 | 0 | 0 | 0% | 0% | 0% | 0 | 0 | 0 | 0 | 0 | 0 | 0 | 0 | 748 | 0 | 0 | 0 | 0 | 0 | 0 | 0 | 0 | 0 | 0 | 0 | 0 | 0 | 0 | 0 | 0 | 0 | 0 |  | 3195 | 748-507AE | 0 | 0 | 0 | 0 | 0 | 0 | 0 | 0 | 0 | 0 | 0 | 0 | 0 | 0 | 0 | 0 | 0 | 0 | 0 | 0 | 0 | 0 | 0 | 0 | 0 | 0 | 0 | 0 | 0 | 0 | 0 | 0 | 0 | 0 | 0 | 0 | 0 | 0 | 0 | 0 | 0 | 0 | 0 | 0 | 0 | 0 | 0 | 5000000 | scaled
749-40 | 0 | 0 | 0 | 0 | 0% | 0% | 0% | 0 | 0 | 0 | 0 | 0 | 0 | 0 | 0 | 749 | 0 | 0 | 0 | 0 | 0 | 0 | 0 | 0 | 0 | 0 | 0 | 0 | 0 | 0 | 0 | 0 | 0 | 0 |  | 3196 | 749-40 | 0 | 0 | 0 | 0 | 0 | 0 | 0 | 0 | 0 | 0 | 0 | 0 | 0 | 0 | 0 | 0 | 0 | 0 | 0 | 0 | 0 | 0 | 0 | 0 | 0 | 0 | 0 | 0 | 0 | 0 | 0 | 0 | 0 | 0 | 0 | 0 | 0 | 0 | 0 | 0 | 0 | 0 | 0 | 0 | 0 | 0 | 0 | 5000000 | scaled
749-41F | 0 | 0 | 0 | 0 | 0% | 0% | 0% | 0 | 0 | 0 | 0 | 0 | 0 | 0 | 0 | 749 | 0 | 0 | 0 | 0 | 0 | 0 | 0 | 0 | 0 | 0 | 0 | 0 | 0 | 0 | 0 | 0 | 0 | 0 |  | 3197 | 749-41F | 0 | 0 | 0 | 0 | 0 | 0 | 0 | 0 | 0 | 0 | 0 | 0 | 0 | 0 | 0 | 0 | 0 | 0 | 0 | 0 | 0 | 0 | 0 | 0 | 0 | 0 | 0 | 0 | 0 | 0 | 0 | 0 | 0 | 0 | 0 | 0 | 0 | 0 | 0 | 0 | 0 | 0 | 0 | 0 | 0 | 0 | 0 | 5000000 | scaled
749-42F | 0 | 0 | 0 | 0 | 0% | 0% | 0% | 0 | 0 | 0 | 0 | 0 | 0 | 0 | 0 | 749 | 0 | 0 | 0 | 0 | 0 | 0 | 0 | 0 | 0 | 0 | 0 | 0 | 0 | 0 | 0 | 0 | 0 | 0 |  | 3198 | 749-42F | 0 | 0 | 0 | 0 | 0 | 0 | 0 | 0 | 0 | 0 | 0 | 0 | 0 | 0 | 0 | 0 | 0 | 0 | 0 | 0 | 0 | 0 | 0 | 0 | 0 | 0 | 0 | 0 | 0 | 0 | 0 | 0 | 0 | 0 | 0 | 0 | 0 | 0 | 0 | 0 | 0 | 0 | 0 | 0 | 0 | 0 | 0 | 5000000 | scaled
749-43F | 0 | 0 | 0 | 0 | 0% | 0% | 0% | 0 | 0 | 0 | 0 | 0 | 0 | 0 | 0 | 749 | 0 | 0 | 0 | 0 | 0 | 0 | 0 | 0 | 0 | 0 | 0 | 0 | 0 | 0 | 0 | 0 | 0 | 0 |  | 3199 | 749-43F | 0 | 0 | 0 | 0 | 0 | 0 | 0 | 0 | 0 | 0 | 0 | 0 | 0 | 0 | 0 | 0 | 0 | 0 | 0 | 0 | 0 | 0 | 0 | 0 | 0 | 0 | 0 | 0 | 0 | 0 | 0 | 0 | 0 | 0 | 0 | 0 | 0 | 0 | 0 | 0 | 0 | 0 | 0 | 0 | 0 | 0 | 0 | 5000000 | scaled
749-48 | 0 | 0 | 0 | 0 | 0% | 0% | 0% | 0 | 0 | 0 | 0 | 0 | 0 | 0 | 0 | 749 | 0 | 0 | 0 | 0 | 0 | 0 | 0 | 0 | 0 | 0 | 0 | 0 | 0 | 0 | 0 | 0 | 0 | 0 |  | 3200 | 749-48 | 0 | 0 | 0 | 0 | 0 | 0 | 0 | 0 | 0 | 0 | 0 | 0 | 0 | 0 | 0 | 0 | 0 | 0 | 0 | 0 | 0 | 0 | 0 | 0 | 0 | 0 | 0 | 0 | 0 | 0 | 0 | 0 | 0 | 0 | 0 | 0 | 0 | 0 | 0 | 0 | 0 | 0 | 0 | 0 | 0 | 0 | 0 | 5000000 | scaled
749-49F | 0 | 0 | 0 | 0 | 0% | 0% | 0% | 0 | 0 | 0 | 0 | 0 | 0 | 0 | 0 | 749 | 0 | 0 | 0 | 0 | 0 | 0 | 0 | 0 | 0 | 0 | 0 | 0 | 0 | 0 | 0 | 0 | 0 | 0 |  | 3201 | 749-49F | 0 | 0 | 0 | 0 | 0 | 0 | 0 | 0 | 0 | 0 | 0 | 0 | 0 | 0 | 0 | 0 | 0 | 0 | 0 | 0 | 0 | 0 | 0 | 0 | 0 | 0 | 0 | 0 | 0 | 0 | 0 | 0 | 0 | 0 | 0 | 0 | 0 | 0 | 0 | 0 | 0 | 0 | 0 | 0 | 0 | 0 | 0 | 5000000 | scaled
749-50F | 0 | 0 | 0 | 0 | 0% | 0% | 0% | 0 | 0 | 0 | 0 | 0 | 0 | 0 | 0 | 749 | 0 | 0 | 0 | 0 | 0 | 0 | 0 | 0 | 0 | 0 | 0 | 0 | 0 | 0 | 0 | 0 | 0 | 0 |  | 3202 | 749-50F | 0 | 0 | 0 | 0 | 0 | 0 | 0 | 0 | 0 | 0 | 0 | 0 | 0 | 0 | 0 | 0 | 0 | 0 | 0 | 0 | 0 | 0 | 0 | 0 | 0 | 0 | 0 | 0 | 0 | 0 | 0 | 0 | 0 | 0 | 0 | 0 | 0 | 0 | 0 | 0 | 0 | 0 | 0 | 0 | 0 | 0 | 0 | 5000000 | scaled
75-2260F | 0 | 0 | 0 | 0 | 0% | 0% | 0% | 0 | 0 | 0 | 0 | 0 | 0 | 0 | 0 | 75 | 0 | 0 | 0 | 0 | 0 | 0 | 0 | 0 | 0 | 0 | 0 | 0 | 0 | 0 | 0 | 0 | 0 | 0 |  | 3203 | 75-2260F | 0 | 0 | 0 | 0 | 0 | 0 | 0 | 0 | 0 | 0 | 0 | 0 | 0 | 0 | 0 | 0 | 0 | 0 | 0 | 0 | 0 | 0 | 0 | 0 | 0 | 0 | 0 | 0 | 0 | 0 | 0 | 0 | 0 | 0 | 0 | 0 | 0 | 0 | 0 | 0 | 0 | 0 | 0 | 0 | 0 | 0 | 0 | 5000000 | scaled
75-32R | 1708385.4565 | 1701118.9818 | 5353.4147 | 1913.06 | 99.57% | 0.3134% | 0.112% | 969161.798 | 1672253.5062 | 182660.773 | 2326.3601 | 784174.6649 | 314958.6147 | 4843.817 | 1352451.0745 | 75 | 0.014781 | 0.0088072 | 0.003409 | 115578265.3973 | 321327.702 | 5350.2185 | 1381707.536 | 21738945.554 | 361961.035 | 93477358.8082 | 83934015.1802 | 15819290.5733 | 201473.8308 | 67913250.7761 | 10598988.0482 | 1996253.9053 | 30700.8231 | 8572033.3198 |  | 3204 | 75-32R | 1708385.4565 | 739223.6585 | 36131.9503 | 1701118.9818 | 734336.7767 | 33860.6092 | 5353.4147 | 2973.8218 | 358.281 | 1913.06 | 321327.702 | 138666.929 | 6369.0874 | 1379473.5466 | 138661.1263 | 6367.1222 | 7.8546 | 4.3632 | 0.52567 | 1.4395 | 1381707.536 | 597532.8711 | 29256.4615 | 1379473.5466 | 595519.4215 | 27485.4194 | 496.1527 | 275.6128 | 33.2054 | 1737.8368 | 5350.2185 | 3023.8584 | 506.4014 | 327.0273 | 156.2289 | 8.0677 | 4849.4075 | 2693.8458 | 324.55 | 173.7837 | 0.0068564 | 0.0031114 | 0.0001632 | 0.0051988 | 0.0029698 | 0.0005198 | 0.002726 | 5000000 | scaled
75-41 | 1937584.5588 | 1934833.8501 | 873.2268 | 1877.4819 | 99.86% | 0.04507% | 0.0969% | 1068271.0702 | 1914648.4891 | 238013.9553 | 1213.6252 | 829043.4897 | 426845.1176 | 2236.1463 | 1485567.2251 | 75 | 0.0163 | 0.0092176 | 0.0033612 | 118871676.8775 | 431526.9846 | 2492.4516 | 1503565.1226 | 26474372.9743 | 152913.0176 | 92244390.8855 | 94310177.1121 | 21012586.5128 | 107142.4741 | 73190448.1252 | 6823774.1596 | 1521268.6299 | 7969.5869 | 5294535.9427 |  | 3205 | 75-41 | 1937584.5588 | 869313.4885 | 22936.0697 | 1934833.8501 | 866951.2238 | 21000.2026 | 873.2268 | 484.7829 | 58.3852 | 1877.4819 | 431526.9846 | 193513.0293 | 4681.867 | 1501769.3262 | 193509.9626 | 4680.2551 | 2.9791 | 1.6539 | 0.19919 | 1.4127 | 1503565.1226 | 674521.6328 | 17997.8974 | 1501769.3262 | 672765.9959 | 16286.3439 | 90.279 | 50.1195 | 6.0362 | 1705.5174 | 2492.4516 | 1278.8264 | 256.3053 | 1541.9312 | 675.2652 | 33.6037 | 779.9687 | 433.0095 | 52.1498 | 170.5517 | 0.008444 | 0.0035942 | 0.000188 | 0.0052028 | 0.0029704 | 0.0005202 | 0.002653 | 5000000 | scaled
75-996R | 2211137.656 | 2194049.83 | 9535.0691 | 7552.7569 | 99.23% | 0.4312% | 0.3416% | 1177353.7487 | 2153655.525 | 252836.2403 | 6809.6901 | 917707.8183 | 462142.5315 | 14975.8135 | 1676537.18 | 75 | 0.043997 | 0.027886 | 0.011902 | 50256326.676 | 472733.487 | 16447.2097 | 1721956.9593 | 10744626.636 | 373824.0087 | 39137876.0312 | 37071788.9753 | 7961151.655 | 214419.3232 | 28896217.9971 | 4829538.3205 | 1036347.2892 | 33583.0241 | 3759608.0072 |  | 3206 | 75-996R | 2211137.656 | 1033783.9074 | 57482.131 | 2194049.83 | 1020951.9107 | 49293.3123 | 9535.0691 | 5279.2397 | 636.0618 | 7552.7569 | 472733.487 | 219897.2468 | 10590.9556 | 1714037.7478 | 219881.9141 | 10584.1098 | 17.4283 | 9.6494 | 1.1626 | 5.6832 | 1721956.9593 | 804249.141 | 45419.7793 | 1714037.7478 | 796802.2564 | 38488.2108 | 1058.2354 | 585.9085 | 70.5924 | 6860.9761 | 16447.2097 | 9637.5196 | 1471.3961 | 7301.7066 | 4267.7403 | 220.9917 | 8459.4054 | 4683.6817 | 564.3068 | 686.0976 | 0.028153 | 0.014284 | 0.0007462 | 0.0052088 | 0.0029668 | 0.0005208 | 0.010635 | 5000000 | scaled
750-306 | 0 | 0 | 0 | 0 | 0% | 0% | 0% | 0 | 0 | 0 | 0 | 0 | 0 | 0 | 0 | 750 | 0 | 0 | 0 | 0 | 0 | 0 | 0 | 0 | 0 | 0 | 0 | 0 | 0 | 0 | 0 | 0 | 0 | 0 |  | 3207 | 750-306 | 0 | 0 | 0 | 0 | 0 | 0 | 0 | 0 | 0 | 0 | 0 | 0 | 0 | 0 | 0 | 0 | 0 | 0 | 0 | 0 | 0 | 0 | 0 | 0 | 0 | 0 | 0 | 0 | 0 | 0 | 0 | 0 | 0 | 0 | 0 | 0 | 0 | 0 | 0 | 0 | 0 | 0 | 0 | 0 | 0 | 0 | 0 | 5000000 | scaled
750-307 | 0 | 0 | 0 | 0 | 0% | 0% | 0% | 0 | 0 | 0 | 0 | 0 | 0 | 0 | 0 | 750 | 0 | 0 | 0 | 0 | 0 | 0 | 0 | 0 | 0 | 0 | 0 | 0 | 0 | 0 | 0 | 0 | 0 | 0 |  | 3208 | 750-307 | 0 | 0 | 0 | 0 | 0 | 0 | 0 | 0 | 0 | 0 | 0 | 0 | 0 | 0 | 0 | 0 | 0 | 0 | 0 | 0 | 0 | 0 | 0 | 0 | 0 | 0 | 0 | 0 | 0 | 0 | 0 | 0 | 0 | 0 | 0 | 0 | 0 | 0 | 0 | 0 | 0 | 0 | 0 | 0 | 0 | 0 | 0 | 5000000 | scaled
751-37 | 0 | 0 | 0 | 0 | 0% | 0% | 0% | 0 | 0 | 0 | 0 | 0 | 0 | 0 | 0 | 751 | 0 | 0 | 0 | 0 | 0 | 0 | 0 | 0 | 0 | 0 | 0 | 0 | 0 | 0 | 0 | 0 | 0 | 0 |  | 3209 | 751-37 | 0 | 0 | 0 | 0 | 0 | 0 | 0 | 0 | 0 | 0 | 0 | 0 | 0 | 0 | 0 | 0 | 0 | 0 | 0 | 0 | 0 | 0 | 0 | 0 | 0 | 0 | 0 | 0 | 0 | 0 | 0 | 0 | 0 | 0 | 0 | 0 | 0 | 0 | 0 | 0 | 0 | 0 | 0 | 0 | 0 | 0 | 0 | 5000000 | scaled
751-40F | 0 | 0 | 0 | 0 | 0% | 0% | 0% | 0 | 0 | 0 | 0 | 0 | 0 | 0 | 0 | 751 | 0 | 0 | 0 | 0 | 0 | 0 | 0 | 0 | 0 | 0 | 0 | 0 | 0 | 0 | 0 | 0 | 0 | 0 |  | 3210 | 751-40F | 0 | 0 | 0 | 0 | 0 | 0 | 0 | 0 | 0 | 0 | 0 | 0 | 0 | 0 | 0 | 0 | 0 | 0 | 0 | 0 | 0 | 0 | 0 | 0 | 0 | 0 | 0 | 0 | 0 | 0 | 0 | 0 | 0 | 0 | 0 | 0 | 0 | 0 | 0 | 0 | 0 | 0 | 0 | 0 | 0 | 0 | 0 | 5000000 | scaled
752-690 | 0 | 0 | 0 | 0 | 0% | 0% | 0% | 0 | 0 | 0 | 0 | 0 | 0 | 0 | 0 | 752 | 0 | 0 | 0 | 0 | 0 | 0 | 0 | 0 | 0 | 0 | 0 | 0 | 0 | 0 | 0 | 0 | 0 | 0 |  | 3211 | 752-690 | 0 | 0 | 0 | 0 | 0 | 0 | 0 | 0 | 0 | 0 | 0 | 0 | 0 | 0 | 0 | 0 | 0 | 0 | 0 | 0 | 0 | 0 | 0 | 0 | 0 | 0 | 0 | 0 | 0 | 0 | 0 | 0 | 0 | 0 | 0 | 0 | 0 | 0 | 0 | 0 | 0 | 0 | 0 | 0 | 0 | 0 | 0 | 5000000 | scaled
752-692 | 0 | 0 | 0 | 0 | 0% | 0% | 0% | 0 | 0 | 0 | 0 | 0 | 0 | 0 | 0 | 752 | 0 | 0 | 0 | 0 | 0 | 0 | 0 | 0 | 0 | 0 | 0 | 0 | 0 | 0 | 0 | 0 | 0 | 0 |  | 3212 | 752-692 | 0 | 0 | 0 | 0 | 0 | 0 | 0 | 0 | 0 | 0 | 0 | 0 | 0 | 0 | 0 | 0 | 0 | 0 | 0 | 0 | 0 | 0 | 0 | 0 | 0 | 0 | 0 | 0 | 0 | 0 | 0 | 0 | 0 | 0 | 0 | 0 | 0 | 0 | 0 | 0 | 0 | 0 | 0 | 0 | 0 | 0 | 0 | 5000000 | scaled
759-13AE | 22236.5116 | 13273.007 | 0 | 8963.5045 | 59.69% | 0% | 40.31% | 7732.7638 | 12917.0159 | 819.4487 | 2712.5812 | 4200.734 | 1404.9052 | 4311.2976 | 7200.8131 | 759 | 0.039311 | 0.022975 | 0.013165 | 565653.34 | 1455.3631 | 5213.8502 | 15567.2983 | 37021.5894 | 132630.1461 | 396001.6045 | 631289.4025 | 66898.3645 | 221450.4146 | 342940.6234 | 707877.8949 | 76991.5697 | 236267.5944 | 394618.7308 |  | 3213 | 759-13AE | 22236.5116 | 14503.7478 | 9319.4956 | 13273.007 | 5540.2432 | 355.9911 | 0 | 0 | 0 | 8963.5045 | 1455.3631 | 635.9144 | 50.4579 | 7424.7894 | 629.1697 | 43.7132 | 0 | 0 | 0 | 6.7447 | 15567.2983 | 11366.5643 | 8366.4852 | 7424.7894 | 3224.0554 | 223.9763 | 0 | 0 | 0 | 8142.5089 | 5213.8502 | 2501.269 | 902.5526 | 4399.5993 | 1687.0181 | 88.3017 | 0 | 0 | 0 | 814.2509 | 0.026686 | 0.01035 | 0.0005404 | 0 | 0 | 0 | 0.012625 | 5000000 | scaled
75-2227 | 0 | 0 | 0 | 0 | 0% | 0% | 0% | 0 | 0 | 0 | 0 | 0 | 0 | 0 | 0 | 75 | 0 | 0 | 0 | 0 | 0 | 0 | 0 | 0 | 0 | 0 | 0 | 0 | 0 | 0 | 0 | 0 | 0 | 0 |  | 3214 | 75-2227 | 0 | 0 | 0 | 0 | 0 | 0 | 0 | 0 | 0 | 0 | 0 | 0 | 0 | 0 | 0 | 0 | 0 | 0 | 0 | 0 | 0 | 0 | 0 | 0 | 0 | 0 | 0 | 0 | 0 | 0 | 0 | 0 | 0 | 0 | 0 | 0 | 0 | 0 | 0 | 0 | 0 | 0 | 0 | 0 | 0 | 0 | 0 | 5000000 | scaled
75-2228F | 0 | 0 | 0 | 0 | 0% | 0% | 0% | 0 | 0 | 0 | 0 | 0 | 0 | 0 | 0 | 75 | 0 | 0 | 0 | 0 | 0 | 0 | 0 | 0 | 0 | 0 | 0 | 0 | 0 | 0 | 0 | 0 | 0 | 0 |  | 3215 | 75-2228F | 0 | 0 | 0 | 0 | 0 | 0 | 0 | 0 | 0 | 0 | 0 | 0 | 0 | 0 | 0 | 0 | 0 | 0 | 0 | 0 | 0 | 0 | 0 | 0 | 0 | 0 | 0 | 0 | 0 | 0 | 0 | 0 | 0 | 0 | 0 | 0 | 0 | 0 | 0 | 0 | 0 | 0 | 0 | 0 | 0 | 0 | 0 | 5000000 | scaled
75-2229 | 0 | 0 | 0 | 0 | 0% | 0% | 0% | 0 | 0 | 0 | 0 | 0 | 0 | 0 | 0 | 75 | 0 | 0 | 0 | 0 | 0 | 0 | 0 | 0 | 0 | 0 | 0 | 0 | 0 | 0 | 0 | 0 | 0 | 0 |  | 3216 | 75-2229 | 0 | 0 | 0 | 0 | 0 | 0 | 0 | 0 | 0 | 0 | 0 | 0 | 0 | 0 | 0 | 0 | 0 | 0 | 0 | 0 | 0 | 0 | 0 | 0 | 0 | 0 | 0 | 0 | 0 | 0 | 0 | 0 | 0 | 0 | 0 | 0 | 0 | 0 | 0 | 0 | 0 | 0 | 0 | 0 | 0 | 0 | 0 | 5000000 | scaled
75-2256 | 0 | 0 | 0 | 0 | 0% | 0% | 0% | 0 | 0 | 0 | 0 | 0 | 0 | 0 | 0 | 75 | 0 | 0 | 0 | 0 | 0 | 0 | 0 | 0 | 0 | 0 | 0 | 0 | 0 | 0 | 0 | 0 | 0 | 0 |  | 3217 | 75-2256 | 0 | 0 | 0 | 0 | 0 | 0 | 0 | 0 | 0 | 0 | 0 | 0 | 0 | 0 | 0 | 0 | 0 | 0 | 0 | 0 | 0 | 0 | 0 | 0 | 0 | 0 | 0 | 0 | 0 | 0 | 0 | 0 | 0 | 0 | 0 | 0 | 0 | 0 | 0 | 0 | 0 | 0 | 0 | 0 | 0 | 0 | 0 | 5000000 | scaled
75-2257F | 17796.9307 | 17679.2181 | 0 | 117.7126 | 99.34% | 0% | 0.6614% | 3377.2642 | 17679.2181 | 540.3164 | 0 | 2836.9478 | 2840.8093 | 0 | 14838.4089 | 75 | 0.0002804 | 0.0002394 | 0.0001598 | 63469795.6889 | 2840.8979 | 10.6931 | 14945.3398 | 10131590.0575 | 38135.1307 | 53300070.5007 | 60232525.0113 | 9636386.5063 | 0 | 50596138.5049 | 736624.3565 | 118365.4893 | 0 | 618258.8672 |  | 3218 | 75-2257F | 17796.9307 | 14419.6665 | 117.7126 | 17679.2181 | 14301.9539 | 0 | 0 | 0 | 0 | 117.7126 | 2840.8979 | 2300.5814 | 0.088575 | 14838.4089 | 2300.4928 | 0 | 0 | 0 | 0 | 0.088575 | 14945.3398 | 12108.392 | 106.9309 | 14838.4089 | 12001.4611 | 0 | 0 | 0 | 0 | 106.9309 | 10.6931 | 10.6931 | 10.6931 | 0 | 0 | 0 | 0 | 0 | 0 | 10.6931 | 0.000125 | 8.4e-05 | 4.4e-06 | 0 | 0 | 0 | 0.0001554 | 5000000 | scaled
75-2258F | 4423.0965 | 0 | 4423.0965 | 0 | 0% | 100% | 0% | 1959.6708 | 4127.5081 | 3.2707 | 1763.3864 | 193.0138 | 6.8887 | 3714.0888 | 406.5306 | 75 | 0.0051944 | 0.0029748 | 0.0005194 | 851512.4917 | 7.3821 | 3980.0705 | 435.6439 | 1421.1577 | 766223.334 | 83868 | 828097.9019 | 1382.0793 | 745153.9953 | 81561.8273 | 569095.8214 | 949.8098 | 512094.0701 | 56051.9415 |  | 3219 | 75-2258F | 4423.0965 | 2463.4256 | 295.5884 | 0 | 0 | 0 | 4423.0965 | 2463.4256 | 295.5884 | 0 | 7.3821 | 4.1114 | 0.49333 | 0 | 0 | 0 | 7.3821 | 4.1114 | 0.49333 | 0 | 435.6439 | 242.6301 | 29.1134 | 0 | 0 | 0 | 435.6439 | 242.6301 | 29.1134 | 0 | 3980.0705 | 2216.6841 | 265.9817 | 0 | 0 | 0 | 3980.0705 | 2216.6841 | 265.9817 | 0 | 0 | 0 | 0 | 0.0051944 | 0.0029748 | 0.0005194 | 0 | 5000000 | scaled
75-2259F | 3135457.623 | 3128270.3011 | 4454.2562 | 2733.0658 | 99.77% | 0.1421% | 0.08717% | 1840120.0196 | 3062318.4946 | 376848.5113 | 1922.7979 | 1461348.7104 | 626916.8843 | 4027.2786 | 2431374.3317 | 75 | 0.020337 | 0.011631 | 0.0046326 | 154171999.5188 | 641305.8072 | 4553.8296 | 2489597.9862 | 31533323.1962 | 223914.05 | 122414762.2726 | 111371324.7082 | 22808358.9507 | 116375.3146 | 88446590.443 | 15787922.2034 | 3232098.4951 | 20762.8179 | 12535060.8903 |  | 3220 | 75-2259F | 3135457.623 | 1295337.6034 | 73139.1284 | 3128270.3011 | 1290128.5423 | 70108.1985 | 4454.2562 | 2475.9954 | 297.8641 | 2733.0658 | 641305.8072 | 264457.2959 | 14388.9228 | 2486739.2906 | 264451.1713 | 14386.3769 | 7.3183 | 4.068 | 0.48939 | 2.0565 | 2489597.9862 | 1028249.2758 | 58223.6546 | 2486739.2906 | 1025557.5546 | 55715.7778 | 375.96 | 208.9856 | 25.1411 | 2482.7357 | 4553.8296 | 2631.0317 | 526.551 | 234.5781 | 119.8164 | 6.0438 | 4070.9779 | 2262.9418 | 272.2336 | 248.2736 | 0.011275 | 0.0047958 | 0.0002504 | 0.0052 | 0.0029728 | 0.00052 | 0.0038622 | 5000000 | scaled
751-55 | 0 | 0 | 0 | 0 | 0% | 0% | 0% | 0 | 0 | 0 | 0 | 0 | 0 | 0 | 0 | 751 | 0 | 0 | 0 | 0 | 0 | 0 | 0 | 0 | 0 | 0 | 0 | 0 | 0 | 0 | 0 | 0 | 0 | 0 |  | 3221 | 751-55 | 0 | 0 | 0 | 0 | 0 | 0 | 0 | 0 | 0 | 0 | 0 | 0 | 0 | 0 | 0 | 0 | 0 | 0 | 0 | 0 | 0 | 0 | 0 | 0 | 0 | 0 | 0 | 0 | 0 | 0 | 0 | 0 | 0 | 0 | 0 | 0 | 0 | 0 | 0 | 0 | 0 | 0 | 0 | 0 | 0 | 0 | 0 | 5000000 | scaled
751-57F | 0 | 0 | 0 | 0 | 0% | 0% | 0% | 0 | 0 | 0 | 0 | 0 | 0 | 0 | 0 | 751 | 0 | 0 | 0 | 0 | 0 | 0 | 0 | 0 | 0 | 0 | 0 | 0 | 0 | 0 | 0 | 0 | 0 | 0 |  | 3222 | 751-57F | 0 | 0 | 0 | 0 | 0 | 0 | 0 | 0 | 0 | 0 | 0 | 0 | 0 | 0 | 0 | 0 | 0 | 0 | 0 | 0 | 0 | 0 | 0 | 0 | 0 | 0 | 0 | 0 | 0 | 0 | 0 | 0 | 0 | 0 | 0 | 0 | 0 | 0 | 0 | 0 | 0 | 0 | 0 | 0 | 0 | 0 | 0 | 5000000 | scaled
751-58F | 0 | 0 | 0 | 0 | 0% | 0% | 0% | 0 | 0 | 0 | 0 | 0 | 0 | 0 | 0 | 751 | 0 | 0 | 0 | 0 | 0 | 0 | 0 | 0 | 0 | 0 | 0 | 0 | 0 | 0 | 0 | 0 | 0 | 0 |  | 3223 | 751-58F | 0 | 0 | 0 | 0 | 0 | 0 | 0 | 0 | 0 | 0 | 0 | 0 | 0 | 0 | 0 | 0 | 0 | 0 | 0 | 0 | 0 | 0 | 0 | 0 | 0 | 0 | 0 | 0 | 0 | 0 | 0 | 0 | 0 | 0 | 0 | 0 | 0 | 0 | 0 | 0 | 0 | 0 | 0 | 0 | 0 | 0 | 0 | 5000000 | scaled
752-37R | 0 | 0 | 0 | 0 | 0% | 0% | 0% | 0 | 0 | 0 | 0 | 0 | 0 | 0 | 0 | 752 | 0 | 0 | 0 | 0 | 0 | 0 | 0 | 0 | 0 | 0 | 0 | 0 | 0 | 0 | 0 | 0 | 0 | 0 |  | 3224 | 752-37R | 0 | 0 | 0 | 0 | 0 | 0 | 0 | 0 | 0 | 0 | 0 | 0 | 0 | 0 | 0 | 0 | 0 | 0 | 0 | 0 | 0 | 0 | 0 | 0 | 0 | 0 | 0 | 0 | 0 | 0 | 0 | 0 | 0 | 0 | 0 | 0 | 0 | 0 | 0 | 0 | 0 | 0 | 0 | 0 | 0 | 0 | 0 | 5000000 | scaled
752-691 | 0 | 0 | 0 | 0 | 0% | 0% | 0% | 0 | 0 | 0 | 0 | 0 | 0 | 0 | 0 | 752 | 0 | 0 | 0 | 0 | 0 | 0 | 0 | 0 | 0 | 0 | 0 | 0 | 0 | 0 | 0 | 0 | 0 | 0 |  | 3225 | 752-691 | 0 | 0 | 0 | 0 | 0 | 0 | 0 | 0 | 0 | 0 | 0 | 0 | 0 | 0 | 0 | 0 | 0 | 0 | 0 | 0 | 0 | 0 | 0 | 0 | 0 | 0 | 0 | 0 | 0 | 0 | 0 | 0 | 0 | 0 | 0 | 0 | 0 | 0 | 0 | 0 | 0 | 0 | 0 | 0 | 0 | 0 | 0 | 5000000 | scaled
753-485 | 0 | 0 | 0 | 0 | 0% | 0% | 0% | 0 | 0 | 0 | 0 | 0 | 0 | 0 | 0 | 753 | 0 | 0 | 0 | 0 | 0 | 0 | 0 | 0 | 0 | 0 | 0 | 0 | 0 | 0 | 0 | 0 | 0 | 0 |  | 3226 | 753-485 | 0 | 0 | 0 | 0 | 0 | 0 | 0 | 0 | 0 | 0 | 0 | 0 | 0 | 0 | 0 | 0 | 0 | 0 | 0 | 0 | 0 | 0 | 0 | 0 | 0 | 0 | 0 | 0 | 0 | 0 | 0 | 0 | 0 | 0 | 0 | 0 | 0 | 0 | 0 | 0 | 0 | 0 | 0 | 0 | 0 | 0 | 0 | 5000000 | scaled
754-1014AE | 0 | 0 | 0 | 0 | 0% | 0% | 0% | 0 | 0 | 0 | 0 | 0 | 0 | 0 | 0 | 754 | 0 | 0 | 0 | 0 | 0 | 0 | 0 | 0 | 0 | 0 | 0 | 0 | 0 | 0 | 0 | 0 | 0 | 0 |  | 3227 | 754-1014AE | 0 | 0 | 0 | 0 | 0 | 0 | 0 | 0 | 0 | 0 | 0 | 0 | 0 | 0 | 0 | 0 | 0 | 0 | 0 | 0 | 0 | 0 | 0 | 0 | 0 | 0 | 0 | 0 | 0 | 0 | 0 | 0 | 0 | 0 | 0 | 0 | 0 | 0 | 0 | 0 | 0 | 0 | 0 | 0 | 0 | 0 | 0 | 5000000 | scaled
754-1122 | 0 | 0 | 0 | 0 | 0% | 0% | 0% | 0 | 0 | 0 | 0 | 0 | 0 | 0 | 0 | 754 | 0 | 0 | 0 | 0 | 0 | 0 | 0 | 0 | 0 | 0 | 0 | 0 | 0 | 0 | 0 | 0 | 0 | 0 |  | 3228 | 754-1122 | 0 | 0 | 0 | 0 | 0 | 0 | 0 | 0 | 0 | 0 | 0 | 0 | 0 | 0 | 0 | 0 | 0 | 0 | 0 | 0 | 0 | 0 | 0 | 0 | 0 | 0 | 0 | 0 | 0 | 0 | 0 | 0 | 0 | 0 | 0 | 0 | 0 | 0 | 0 | 0 | 0 | 0 | 0 | 0 | 0 | 0 | 0 | 5000000 | scaled
754-21 | 0 | 0 | 0 | 0 | 0% | 0% | 0% | 0 | 0 | 0 | 0 | 0 | 0 | 0 | 0 | 754 | 0 | 0 | 0 | 0 | 0 | 0 | 0 | 0 | 0 | 0 | 0 | 0 | 0 | 0 | 0 | 0 | 0 | 0 |  | 3229 | 754-21 | 0 | 0 | 0 | 0 | 0 | 0 | 0 | 0 | 0 | 0 | 0 | 0 | 0 | 0 | 0 | 0 | 0 | 0 | 0 | 0 | 0 | 0 | 0 | 0 | 0 | 0 | 0 | 0 | 0 | 0 | 0 | 0 | 0 | 0 | 0 | 0 | 0 | 0 | 0 | 0 | 0 | 0 | 0 | 0 | 0 | 0 | 0 | 5000000 | scaled
754-22F | 0 | 0 | 0 | 0 | 0% | 0% | 0% | 0 | 0 | 0 | 0 | 0 | 0 | 0 | 0 | 754 | 0 | 0 | 0 | 0 | 0 | 0 | 0 | 0 | 0 | 0 | 0 | 0 | 0 | 0 | 0 | 0 | 0 | 0 |  | 3230 | 754-22F | 0 | 0 | 0 | 0 | 0 | 0 | 0 | 0 | 0 | 0 | 0 | 0 | 0 | 0 | 0 | 0 | 0 | 0 | 0 | 0 | 0 | 0 | 0 | 0 | 0 | 0 | 0 | 0 | 0 | 0 | 0 | 0 | 0 | 0 | 0 | 0 | 0 | 0 | 0 | 0 | 0 | 0 | 0 | 0 | 0 | 0 | 0 | 5000000 | scaled
754-23 | 0 | 0 | 0 | 0 | 0% | 0% | 0% | 0 | 0 | 0 | 0 | 0 | 0 | 0 | 0 | 754 | 0 | 0 | 0 | 0 | 0 | 0 | 0 | 0 | 0 | 0 | 0 | 0 | 0 | 0 | 0 | 0 | 0 | 0 |  | 3231 | 754-23 | 0 | 0 | 0 | 0 | 0 | 0 | 0 | 0 | 0 | 0 | 0 | 0 | 0 | 0 | 0 | 0 | 0 | 0 | 0 | 0 | 0 | 0 | 0 | 0 | 0 | 0 | 0 | 0 | 0 | 0 | 0 | 0 | 0 | 0 | 0 | 0 | 0 | 0 | 0 | 0 | 0 | 0 | 0 | 0 | 0 | 0 | 0 | 5000000 | scaled
754-24 | 0 | 0 | 0 | 0 | 0% | 0% | 0% | 0 | 0 | 0 | 0 | 0 | 0 | 0 | 0 | 754 | 0 | 0 | 0 | 0 | 0 | 0 | 0 | 0 | 0 | 0 | 0 | 0 | 0 | 0 | 0 | 0 | 0 | 0 |  | 3232 | 754-24 | 0 | 0 | 0 | 0 | 0 | 0 | 0 | 0 | 0 | 0 | 0 | 0 | 0 | 0 | 0 | 0 | 0 | 0 | 0 | 0 | 0 | 0 | 0 | 0 | 0 | 0 | 0 | 0 | 0 | 0 | 0 | 0 | 0 | 0 | 0 | 0 | 0 | 0 | 0 | 0 | 0 | 0 | 0 | 0 | 0 | 0 | 0 | 5000000 | scaled
754-689 | 0 | 0 | 0 | 0 | 0% | 0% | 0% | 0 | 0 | 0 | 0 | 0 | 0 | 0 | 0 | 754 | 0 | 0 | 0 | 0 | 0 | 0 | 0 | 0 | 0 | 0 | 0 | 0 | 0 | 0 | 0 | 0 | 0 | 0 |  | 3233 | 754-689 | 0 | 0 | 0 | 0 | 0 | 0 | 0 | 0 | 0 | 0 | 0 | 0 | 0 | 0 | 0 | 0 | 0 | 0 | 0 | 0 | 0 | 0 | 0 | 0 | 0 | 0 | 0 | 0 | 0 | 0 | 0 | 0 | 0 | 0 | 0 | 0 | 0 | 0 | 0 | 0 | 0 | 0 | 0 | 0 | 0 | 0 | 0 | 5000000 | scaled
754-691 | 0 | 0 | 0 | 0 | 0% | 0% | 0% | 0 | 0 | 0 | 0 | 0 | 0 | 0 | 0 | 754 | 0 | 0 | 0 | 0 | 0 | 0 | 0 | 0 | 0 | 0 | 0 | 0 | 0 | 0 | 0 | 0 | 0 | 0 |  | 3234 | 754-691 | 0 | 0 | 0 | 0 | 0 | 0 | 0 | 0 | 0 | 0 | 0 | 0 | 0 | 0 | 0 | 0 | 0 | 0 | 0 | 0 | 0 | 0 | 0 | 0 | 0 | 0 | 0 | 0 | 0 | 0 | 0 | 0 | 0 | 0 | 0 | 0 | 0 | 0 | 0 | 0 | 0 | 0 | 0 | 0 | 0 | 0 | 0 | 5000000 | scaled
754-692 | 0 | 0 | 0 | 0 | 0% | 0% | 0% | 0 | 0 | 0 | 0 | 0 | 0 | 0 | 0 | 754 | 0 | 0 | 0 | 0 | 0 | 0 | 0 | 0 | 0 | 0 | 0 | 0 | 0 | 0 | 0 | 0 | 0 | 0 |  | 3235 | 754-692 | 0 | 0 | 0 | 0 | 0 | 0 | 0 | 0 | 0 | 0 | 0 | 0 | 0 | 0 | 0 | 0 | 0 | 0 | 0 | 0 | 0 | 0 | 0 | 0 | 0 | 0 | 0 | 0 | 0 | 0 | 0 | 0 | 0 | 0 | 0 | 0 | 0 | 0 | 0 | 0 | 0 | 0 | 0 | 0 | 0 | 0 | 0 | 5000000 | scaled
754-857 | 0 | 0 | 0 | 0 | 0% | 0% | 0% | 0 | 0 | 0 | 0 | 0 | 0 | 0 | 0 | 754 | 0 | 0 | 0 | 0 | 0 | 0 | 0 | 0 | 0 | 0 | 0 | 0 | 0 | 0 | 0 | 0 | 0 | 0 |  | 3236 | 754-857 | 0 | 0 | 0 | 0 | 0 | 0 | 0 | 0 | 0 | 0 | 0 | 0 | 0 | 0 | 0 | 0 | 0 | 0 | 0 | 0 | 0 | 0 | 0 | 0 | 0 | 0 | 0 | 0 | 0 | 0 | 0 | 0 | 0 | 0 | 0 | 0 | 0 | 0 | 0 | 0 | 0 | 0 | 0 | 0 | 0 | 0 | 0 | 5000000 | scaled
754-859AE | 0 | 0 | 0 | 0 | 0% | 0% | 0% | 0 | 0 | 0 | 0 | 0 | 0 | 0 | 0 | 754 | 0 | 0 | 0 | 0 | 0 | 0 | 0 | 0 | 0 | 0 | 0 | 0 | 0 | 0 | 0 | 0 | 0 | 0 |  | 3237 | 754-859AE | 0 | 0 | 0 | 0 | 0 | 0 | 0 | 0 | 0 | 0 | 0 | 0 | 0 | 0 | 0 | 0 | 0 | 0 | 0 | 0 | 0 | 0 | 0 | 0 | 0 | 0 | 0 | 0 | 0 | 0 | 0 | 0 | 0 | 0 | 0 | 0 | 0 | 0 | 0 | 0 | 0 | 0 | 0 | 0 | 0 | 0 | 0 | 5000000 | scaled
755-621F | 0 | 0 | 0 | 0 | 0% | 0% | 0% | 0 | 0 | 0 | 0 | 0 | 0 | 0 | 0 | 755 | 0 | 0 | 0 | 0 | 0 | 0 | 0 | 0 | 0 | 0 | 0 | 0 | 0 | 0 | 0 | 0 | 0 | 0 |  | 3238 | 755-621F | 0 | 0 | 0 | 0 | 0 | 0 | 0 | 0 | 0 | 0 | 0 | 0 | 0 | 0 | 0 | 0 | 0 | 0 | 0 | 0 | 0 | 0 | 0 | 0 | 0 | 0 | 0 | 0 | 0 | 0 | 0 | 0 | 0 | 0 | 0 | 0 | 0 | 0 | 0 | 0 | 0 | 0 | 0 | 0 | 0 | 0 | 0 | 5000000 | scaled
755-622F | 0 | 0 | 0 | 0 | 0% | 0% | 0% | 0 | 0 | 0 | 0 | 0 | 0 | 0 | 0 | 755 | 0 | 0 | 0 | 0 | 0 | 0 | 0 | 0 | 0 | 0 | 0 | 0 | 0 | 0 | 0 | 0 | 0 | 0 |  | 3239 | 755-622F | 0 | 0 | 0 | 0 | 0 | 0 | 0 | 0 | 0 | 0 | 0 | 0 | 0 | 0 | 0 | 0 | 0 | 0 | 0 | 0 | 0 | 0 | 0 | 0 | 0 | 0 | 0 | 0 | 0 | 0 | 0 | 0 | 0 | 0 | 0 | 0 | 0 | 0 | 0 | 0 | 0 | 0 | 0 | 0 | 0 | 0 | 0 | 5000000 | scaled
755-623F | 0 | 0 | 0 | 0 | 0% | 0% | 0% | 0 | 0 | 0 | 0 | 0 | 0 | 0 | 0 | 755 | 0 | 0 | 0 | 0 | 0 | 0 | 0 | 0 | 0 | 0 | 0 | 0 | 0 | 0 | 0 | 0 | 0 | 0 |  | 3240 | 755-623F | 0 | 0 | 0 | 0 | 0 | 0 | 0 | 0 | 0 | 0 | 0 | 0 | 0 | 0 | 0 | 0 | 0 | 0 | 0 | 0 | 0 | 0 | 0 | 0 | 0 | 0 | 0 | 0 | 0 | 0 | 0 | 0 | 0 | 0 | 0 | 0 | 0 | 0 | 0 | 0 | 0 | 0 | 0 | 0 | 0 | 0 | 0 | 5000000 | scaled
755-624 | 0 | 0 | 0 | 0 | 0% | 0% | 0% | 0 | 0 | 0 | 0 | 0 | 0 | 0 | 0 | 755 | 0 | 0 | 0 | 0 | 0 | 0 | 0 | 0 | 0 | 0 | 0 | 0 | 0 | 0 | 0 | 0 | 0 | 0 |  | 3241 | 755-624 | 0 | 0 | 0 | 0 | 0 | 0 | 0 | 0 | 0 | 0 | 0 | 0 | 0 | 0 | 0 | 0 | 0 | 0 | 0 | 0 | 0 | 0 | 0 | 0 | 0 | 0 | 0 | 0 | 0 | 0 | 0 | 0 | 0 | 0 | 0 | 0 | 0 | 0 | 0 | 0 | 0 | 0 | 0 | 0 | 0 | 0 | 0 | 5000000 | scaled
756-108 | 0 | 0 | 0 | 0 | 0% | 0% | 0% | 0 | 0 | 0 | 0 | 0 | 0 | 0 | 0 | 756 | 0 | 0 | 0 | 0 | 0 | 0 | 0 | 0 | 0 | 0 | 0 | 0 | 0 | 0 | 0 | 0 | 0 | 0 |  | 3242 | 756-108 | 0 | 0 | 0 | 0 | 0 | 0 | 0 | 0 | 0 | 0 | 0 | 0 | 0 | 0 | 0 | 0 | 0 | 0 | 0 | 0 | 0 | 0 | 0 | 0 | 0 | 0 | 0 | 0 | 0 | 0 | 0 | 0 | 0 | 0 | 0 | 0 | 0 | 0 | 0 | 0 | 0 | 0 | 0 | 0 | 0 | 0 | 0 | 5000000 | scaled
756-109F | 0 | 0 | 0 | 0 | 0% | 0% | 0% | 0 | 0 | 0 | 0 | 0 | 0 | 0 | 0 | 756 | 0 | 0 | 0 | 0 | 0 | 0 | 0 | 0 | 0 | 0 | 0 | 0 | 0 | 0 | 0 | 0 | 0 | 0 |  | 3243 | 756-109F | 0 | 0 | 0 | 0 | 0 | 0 | 0 | 0 | 0 | 0 | 0 | 0 | 0 | 0 | 0 | 0 | 0 | 0 | 0 | 0 | 0 | 0 | 0 | 0 | 0 | 0 | 0 | 0 | 0 | 0 | 0 | 0 | 0 | 0 | 0 | 0 | 0 | 0 | 0 | 0 | 0 | 0 | 0 | 0 | 0 | 0 | 0 | 5000000 | scaled
756-40 | 0 | 0 | 0 | 0 | 0% | 0% | 0% | 0 | 0 | 0 | 0 | 0 | 0 | 0 | 0 | 756 | 0 | 0 | 0 | 0 | 0 | 0 | 0 | 0 | 0 | 0 | 0 | 0 | 0 | 0 | 0 | 0 | 0 | 0 |  | 3244 | 756-40 | 0 | 0 | 0 | 0 | 0 | 0 | 0 | 0 | 0 | 0 | 0 | 0 | 0 | 0 | 0 | 0 | 0 | 0 | 0 | 0 | 0 | 0 | 0 | 0 | 0 | 0 | 0 | 0 | 0 | 0 | 0 | 0 | 0 | 0 | 0 | 0 | 0 | 0 | 0 | 0 | 0 | 0 | 0 | 0 | 0 | 0 | 0 | 5000000 | scaled
756-41 | 0 | 0 | 0 | 0 | 0% | 0% | 0% | 0 | 0 | 0 | 0 | 0 | 0 | 0 | 0 | 756 | 0 | 0 | 0 | 0 | 0 | 0 | 0 | 0 | 0 | 0 | 0 | 0 | 0 | 0 | 0 | 0 | 0 | 0 |  | 3245 | 756-41 | 0 | 0 | 0 | 0 | 0 | 0 | 0 | 0 | 0 | 0 | 0 | 0 | 0 | 0 | 0 | 0 | 0 | 0 | 0 | 0 | 0 | 0 | 0 | 0 | 0 | 0 | 0 | 0 | 0 | 0 | 0 | 0 | 0 | 0 | 0 | 0 | 0 | 0 | 0 | 0 | 0 | 0 | 0 | 0 | 0 | 0 | 0 | 5000000 | scaled
756-42 | 0 | 0 | 0 | 0 | 0% | 0% | 0% | 0 | 0 | 0 | 0 | 0 | 0 | 0 | 0 | 756 | 0 | 0 | 0 | 0 | 0 | 0 | 0 | 0 | 0 | 0 | 0 | 0 | 0 | 0 | 0 | 0 | 0 | 0 |  | 3246 | 756-42 | 0 | 0 | 0 | 0 | 0 | 0 | 0 | 0 | 0 | 0 | 0 | 0 | 0 | 0 | 0 | 0 | 0 | 0 | 0 | 0 | 0 | 0 | 0 | 0 | 0 | 0 | 0 | 0 | 0 | 0 | 0 | 0 | 0 | 0 | 0 | 0 | 0 | 0 | 0 | 0 | 0 | 0 | 0 | 0 | 0 | 0 | 0 | 5000000 | scaled
756-43 | 0 | 0 | 0 | 0 | 0% | 0% | 0% | 0 | 0 | 0 | 0 | 0 | 0 | 0 | 0 | 756 | 0 | 0 | 0 | 0 | 0 | 0 | 0 | 0 | 0 | 0 | 0 | 0 | 0 | 0 | 0 | 0 | 0 | 0 |  | 3247 | 756-43 | 0 | 0 | 0 | 0 | 0 | 0 | 0 | 0 | 0 | 0 | 0 | 0 | 0 | 0 | 0 | 0 | 0 | 0 | 0 | 0 | 0 | 0 | 0 | 0 | 0 | 0 | 0 | 0 | 0 | 0 | 0 | 0 | 0 | 0 | 0 | 0 | 0 | 0 | 0 | 0 | 0 | 0 | 0 | 0 | 0 | 0 | 0 | 5000000 | scaled
756-44F | 0 | 0 | 0 | 0 | 0% | 0% | 0% | 0 | 0 | 0 | 0 | 0 | 0 | 0 | 0 | 756 | 0 | 0 | 0 | 0 | 0 | 0 | 0 | 0 | 0 | 0 | 0 | 0 | 0 | 0 | 0 | 0 | 0 | 0 |  | 3248 | 756-44F | 0 | 0 | 0 | 0 | 0 | 0 | 0 | 0 | 0 | 0 | 0 | 0 | 0 | 0 | 0 | 0 | 0 | 0 | 0 | 0 | 0 | 0 | 0 | 0 | 0 | 0 | 0 | 0 | 0 | 0 | 0 | 0 | 0 | 0 | 0 | 0 | 0 | 0 | 0 | 0 | 0 | 0 | 0 | 0 | 0 | 0 | 0 | 5000000 | scaled
756-45F | 0 | 0 | 0 | 0 | 0% | 0% | 0% | 0 | 0 | 0 | 0 | 0 | 0 | 0 | 0 | 756 | 0 | 0 | 0 | 0 | 0 | 0 | 0 | 0 | 0 | 0 | 0 | 0 | 0 | 0 | 0 | 0 | 0 | 0 |  | 3249 | 756-45F | 0 | 0 | 0 | 0 | 0 | 0 | 0 | 0 | 0 | 0 | 0 | 0 | 0 | 0 | 0 | 0 | 0 | 0 | 0 | 0 | 0 | 0 | 0 | 0 | 0 | 0 | 0 | 0 | 0 | 0 | 0 | 0 | 0 | 0 | 0 | 0 | 0 | 0 | 0 | 0 | 0 | 0 | 0 | 0 | 0 | 0 | 0 | 5000000 | scaled
756-47 | 0 | 0 | 0 | 0 | 0% | 0% | 0% | 0 | 0 | 0 | 0 | 0 | 0 | 0 | 0 | 756 | 0 | 0 | 0 | 0 | 0 | 0 | 0 | 0 | 0 | 0 | 0 | 0 | 0 | 0 | 0 | 0 | 0 | 0 |  | 3250 | 756-47 | 0 | 0 | 0 | 0 | 0 | 0 | 0 | 0 | 0 | 0 | 0 | 0 | 0 | 0 | 0 | 0 | 0 | 0 | 0 | 0 | 0 | 0 | 0 | 0 | 0 | 0 | 0 | 0 | 0 | 0 | 0 | 0 | 0 | 0 | 0 | 0 | 0 | 0 | 0 | 0 | 0 | 0 | 0 | 0 | 0 | 0 | 0 | 5000000 | scaled
756-48 | 0 | 0 | 0 | 0 | 0% | 0% | 0% | 0 | 0 | 0 | 0 | 0 | 0 | 0 | 0 | 756 | 0 | 0 | 0 | 0 | 0 | 0 | 0 | 0 | 0 | 0 | 0 | 0 | 0 | 0 | 0 | 0 | 0 | 0 |  | 3251 | 756-48 | 0 | 0 | 0 | 0 | 0 | 0 | 0 | 0 | 0 | 0 | 0 | 0 | 0 | 0 | 0 | 0 | 0 | 0 | 0 | 0 | 0 | 0 | 0 | 0 | 0 | 0 | 0 | 0 | 0 | 0 | 0 | 0 | 0 | 0 | 0 | 0 | 0 | 0 | 0 | 0 | 0 | 0 | 0 | 0 | 0 | 0 | 0 | 5000000 | scaled
756-49F | 0 | 0 | 0 | 0 | 0% | 0% | 0% | 0 | 0 | 0 | 0 | 0 | 0 | 0 | 0 | 756 | 0 | 0 | 0 | 0 | 0 | 0 | 0 | 0 | 0 | 0 | 0 | 0 | 0 | 0 | 0 | 0 | 0 | 0 |  | 3252 | 756-49F | 0 | 0 | 0 | 0 | 0 | 0 | 0 | 0 | 0 | 0 | 0 | 0 | 0 | 0 | 0 | 0 | 0 | 0 | 0 | 0 | 0 | 0 | 0 | 0 | 0 | 0 | 0 | 0 | 0 | 0 | 0 | 0 | 0 | 0 | 0 | 0 | 0 | 0 | 0 | 0 | 0 | 0 | 0 | 0 | 0 | 0 | 0 | 5000000 | scaled
756-50F | 0 | 0 | 0 | 0 | 0% | 0% | 0% | 0 | 0 | 0 | 0 | 0 | 0 | 0 | 0 | 756 | 0 | 0 | 0 | 0 | 0 | 0 | 0 | 0 | 0 | 0 | 0 | 0 | 0 | 0 | 0 | 0 | 0 | 0 |  | 3253 | 756-50F | 0 | 0 | 0 | 0 | 0 | 0 | 0 | 0 | 0 | 0 | 0 | 0 | 0 | 0 | 0 | 0 | 0 | 0 | 0 | 0 | 0 | 0 | 0 | 0 | 0 | 0 | 0 | 0 | 0 | 0 | 0 | 0 | 0 | 0 | 0 | 0 | 0 | 0 | 0 | 0 | 0 | 0 | 0 | 0 | 0 | 0 | 0 | 5000000 | scaled
761-243F | 0 | 0 | 0 | 0 | 0% | 0% | 0% | 0 | 0 | 0 | 0 | 0 | 0 | 0 | 0 | 761 | 0 | 0 | 0 | 0 | 0 | 0 | 0 | 0 | 0 | 0 | 0 | 0 | 0 | 0 | 0 | 0 | 0 | 0 |  | 3254 | 761-243F | 0 | 0 | 0 | 0 | 0 | 0 | 0 | 0 | 0 | 0 | 0 | 0 | 0 | 0 | 0 | 0 | 0 | 0 | 0 | 0 | 0 | 0 | 0 | 0 | 0 | 0 | 0 | 0 | 0 | 0 | 0 | 0 | 0 | 0 | 0 | 0 | 0 | 0 | 0 | 0 | 0 | 0 | 0 | 0 | 0 | 0 | 0 | 5000000 | scaled
761-244F | 0 | 0 | 0 | 0 | 0% | 0% | 0% | 0 | 0 | 0 | 0 | 0 | 0 | 0 | 0 | 761 | 0 | 0 | 0 | 0 | 0 | 0 | 0 | 0 | 0 | 0 | 0 | 0 | 0 | 0 | 0 | 0 | 0 | 0 |  | 3255 | 761-244F | 0 | 0 | 0 | 0 | 0 | 0 | 0 | 0 | 0 | 0 | 0 | 0 | 0 | 0 | 0 | 0 | 0 | 0 | 0 | 0 | 0 | 0 | 0 | 0 | 0 | 0 | 0 | 0 | 0 | 0 | 0 | 0 | 0 | 0 | 0 | 0 | 0 | 0 | 0 | 0 | 0 | 0 | 0 | 0 | 0 | 0 | 0 | 5000000 | scaled
761-245 | 0 | 0 | 0 | 0 | 0% | 0% | 0% | 0 | 0 | 0 | 0 | 0 | 0 | 0 | 0 | 761 | 0 | 0 | 0 | 0 | 0 | 0 | 0 | 0 | 0 | 0 | 0 | 0 | 0 | 0 | 0 | 0 | 0 | 0 |  | 3256 | 761-245 | 0 | 0 | 0 | 0 | 0 | 0 | 0 | 0 | 0 | 0 | 0 | 0 | 0 | 0 | 0 | 0 | 0 | 0 | 0 | 0 | 0 | 0 | 0 | 0 | 0 | 0 | 0 | 0 | 0 | 0 | 0 | 0 | 0 | 0 | 0 | 0 | 0 | 0 | 0 | 0 | 0 | 0 | 0 | 0 | 0 | 0 | 0 | 5000000 | scaled
761-726 | 0 | 0 | 0 | 0 | 0% | 0% | 0% | 0 | 0 | 0 | 0 | 0 | 0 | 0 | 0 | 761 | 0 | 0 | 0 | 0 | 0 | 0 | 0 | 0 | 0 | 0 | 0 | 0 | 0 | 0 | 0 | 0 | 0 | 0 |  | 3257 | 761-726 | 0 | 0 | 0 | 0 | 0 | 0 | 0 | 0 | 0 | 0 | 0 | 0 | 0 | 0 | 0 | 0 | 0 | 0 | 0 | 0 | 0 | 0 | 0 | 0 | 0 | 0 | 0 | 0 | 0 | 0 | 0 | 0 | 0 | 0 | 0 | 0 | 0 | 0 | 0 | 0 | 0 | 0 | 0 | 0 | 0 | 0 | 0 | 5000000 | scaled
763-49 | 0 | 0 | 0 | 0 | 0% | 0% | 0% | 0 | 0 | 0 | 0 | 0 | 0 | 0 | 0 | 763 | 0 | 0 | 0 | 0 | 0 | 0 | 0 | 0 | 0 | 0 | 0 | 0 | 0 | 0 | 0 | 0 | 0 | 0 |  | 3258 | 763-49 | 0 | 0 | 0 | 0 | 0 | 0 | 0 | 0 | 0 | 0 | 0 | 0 | 0 | 0 | 0 | 0 | 0 | 0 | 0 | 0 | 0 | 0 | 0 | 0 | 0 | 0 | 0 | 0 | 0 | 0 | 0 | 0 | 0 | 0 | 0 | 0 | 0 | 0 | 0 | 0 | 0 | 0 | 0 | 0 | 0 | 0 | 0 | 5000000 | scaled
763-50F | 0 | 0 | 0 | 0 | 0% | 0% | 0% | 0 | 0 | 0 | 0 | 0 | 0 | 0 | 0 | 763 | 0 | 0 | 0 | 0 | 0 | 0 | 0 | 0 | 0 | 0 | 0 | 0 | 0 | 0 | 0 | 0 | 0 | 0 |  | 3259 | 763-50F | 0 | 0 | 0 | 0 | 0 | 0 | 0 | 0 | 0 | 0 | 0 | 0 | 0 | 0 | 0 | 0 | 0 | 0 | 0 | 0 | 0 | 0 | 0 | 0 | 0 | 0 | 0 | 0 | 0 | 0 | 0 | 0 | 0 | 0 | 0 | 0 | 0 | 0 | 0 | 0 | 0 | 0 | 0 | 0 | 0 | 0 | 0 | 5000000 | scaled
763-98F | 0 | 0 | 0 | 0 | 0% | 0% | 0% | 0 | 0 | 0 | 0 | 0 | 0 | 0 | 0 | 763 | 0 | 0 | 0 | 0 | 0 | 0 | 0 | 0 | 0 | 0 | 0 | 0 | 0 | 0 | 0 | 0 | 0 | 0 |  | 3260 | 763-98F | 0 | 0 | 0 | 0 | 0 | 0 | 0 | 0 | 0 | 0 | 0 | 0 | 0 | 0 | 0 | 0 | 0 | 0 | 0 | 0 | 0 | 0 | 0 | 0 | 0 | 0 | 0 | 0 | 0 | 0 | 0 | 0 | 0 | 0 | 0 | 0 | 0 | 0 | 0 | 0 | 0 | 0 | 0 | 0 | 0 | 0 | 0 | 5000000 | scaled
76-243 | 0 | 0 | 0 | 0 | 0% | 0% | 0% | 0 | 0 | 0 | 0 | 0 | 0 | 0 | 0 | 76 | 0 | 0 | 0 | 0 | 0 | 0 | 0 | 0 | 0 | 0 | 0 | 0 | 0 | 0 | 0 | 0 | 0 | 0 |  | 3261 | 76-243 | 0 | 0 | 0 | 0 | 0 | 0 | 0 | 0 | 0 | 0 | 0 | 0 | 0 | 0 | 0 | 0 | 0 | 0 | 0 | 0 | 0 | 0 | 0 | 0 | 0 | 0 | 0 | 0 | 0 | 0 | 0 | 0 | 0 | 0 | 0 | 0 | 0 | 0 | 0 | 0 | 0 | 0 | 0 | 0 | 0 | 0 | 0 | 5000000 | scaled
76-266F | 328.7034 | 85.9283 | 0 | 242.7751 | 26.14% | 0% | 73.86% | 53.9049 | 84.4419 | 4.1592 | 28.3999 | 21.3458 | 6.4203 | 45.0721 | 32.9495 | 76 | 0.0008422 | 0.0005322 | 0.0003502 | 390291.3846 | 6.6929 | 68.0632 | 253.9474 | 7946.8945 | 80815.9177 | 301528.5724 | 516344.4585 | 39840.4122 | 272036.8111 | 204467.2352 | 697491.5315 | 53032.0794 | 372296.1963 | 272163.2558 |  | 3262 | 76-266F | 328.7034 | 274.7985 | 244.2615 | 85.9283 | 32.0234 | 1.4864 | 0 | 0 | 0 | 242.7751 | 6.6929 | 2.5336 | 0.27254 | 33.4088 | 2.351 | 0.089861 | 0 | 0 | 0 | 0.18268 | 253.9474 | 232.6016 | 220.9979 | 33.4088 | 12.063 | 0.45929 | 0 | 0 | 0 | 220.5386 | 68.0632 | 39.6633 | 22.9911 | 46.0093 | 17.6094 | 0.93724 | 0 | 0 | 0 | 22.0539 | 0.0005022 | 0.0001922 | 1.02e-05 | 0 | 0 | 0 | 0.00034 | 5000000 | scaled
76-267 | 0 | 0 | 0 | 0 | 0% | 0% | 0% | 0 | 0 | 0 | 0 | 0 | 0 | 0 | 0 | 76 | 0 | 0 | 0 | 0 | 0 | 0 | 0 | 0 | 0 | 0 | 0 | 0 | 0 | 0 | 0 | 0 | 0 | 0 |  | 3263 | 76-267 | 0 | 0 | 0 | 0 | 0 | 0 | 0 | 0 | 0 | 0 | 0 | 0 | 0 | 0 | 0 | 0 | 0 | 0 | 0 | 0 | 0 | 0 | 0 | 0 | 0 | 0 | 0 | 0 | 0 | 0 | 0 | 0 | 0 | 0 | 0 | 0 | 0 | 0 | 0 | 0 | 0 | 0 | 0 | 0 | 0 | 0 | 0 | 5000000 | scaled
76-272 | 2469.17 | 1381.075 | 0 | 1088.095 | 55.93% | 0% | 44.07% | 852.3211 | 1353.0795 | 1.2529 | 844.6613 | 6.4069 | 1.826 | 1341.9095 | 9.344 | 76 | 0.0043474 | 0.0026132 | 0.0015924 | 567964.7537 | 2.7405 | 1468.1618 | 998.2677 | 630.3816 | 337710.2989 | 229624.0733 | 618723.7396 | 909.5374 | 613163.2687 | 4650.9335 | 700885.7708 | 945.851 | 695099.8067 | 4840.1131 |  | 3264 | 76-272 | 2469.17 | 1616.8489 | 1116.0905 | 1381.075 | 528.7539 | 27.9955 | 0 | 0 | 0 | 1088.095 | 2.7405 | 1.4876 | 0.91453 | 9.8348 | 0.66883 | 0.095773 | 0 | 0 | 0 | 0.81876 | 998.2677 | 991.8608 | 988.9237 | 9.8348 | 3.4279 | 0.49079 | 0 | 0 | 0 | 988.4329 | 1468.1618 | 623.5005 | 126.2522 | 1369.3185 | 524.6572 | 27.409 | 0 | 0 | 0 | 98.8433 | 0.0028112 | 0.001077 | 5.62e-05 | 0 | 0 | 0 | 0.0015362 | 5000000 | scaled
76-48F | 0 | 0 | 0 | 0 | 0% | 0% | 0% | 0 | 0 | 0 | 0 | 0 | 0 | 0 | 0 | 76 | 0 | 0 | 0 | 0 | 0 | 0 | 0 | 0 | 0 | 0 | 0 | 0 | 0 | 0 | 0 | 0 | 0 | 0 |  | 3265 | 76-48F | 0 | 0 | 0 | 0 | 0 | 0 | 0 | 0 | 0 | 0 | 0 | 0 | 0 | 0 | 0 | 0 | 0 | 0 | 0 | 0 | 0 | 0 | 0 | 0 | 0 | 0 | 0 | 0 | 0 | 0 | 0 | 0 | 0 | 0 | 0 | 0 | 0 | 0 | 0 | 0 | 0 | 0 | 0 | 0 | 0 | 0 | 0 | 5000000 | scaled
76-49F | 2584.9093 | 1820.8121 | 0 | 764.0972 | 70.44% | 0% | 29.56% | 1124.0359 | 1784.4755 | 3.438 | 1102.9922 | 17.6058 | 5.4303 | 1751.2416 | 27.8037 | 76 | 0.002558 | 0.0016244 | 0.0010752 | 1010519.6613 | 6.0782 | 1856.5441 | 722.287 | 2376.1366 | 725779.5633 | 282363.9613 | 899331.0658 | 2750.6907 | 882494.1698 | 14086.2053 | 744451.0437 | 2265.4172 | 730586.4279 | 11599.1986 |  | 3266 | 76-49F | 2584.9093 | 1460.8734 | 800.4338 | 1820.8121 | 696.7762 | 36.3366 | 0 | 0 | 0 | 764.0972 | 6.0782 | 2.6402 | 0.64787 | 28.1759 | 2.0652 | 0.072914 | 0 | 0 | 0 | 0.57496 | 722.287 | 704.6813 | 694.4833 | 28.1759 | 10.5701 | 0.37221 | 0 | 0 | 0 | 694.1111 | 1856.5441 | 753.5519 | 105.3026 | 1787.133 | 684.1408 | 35.8915 | 0 | 0 | 0 | 69.4111 | 0.001513 | 0.0005794 | 3.02e-05 | 0 | 0 | 0 | 0.001045 | 5000000 | scaled
76-50F | 0 | 0 | 0 | 0 | 0% | 0% | 0% | 0 | 0 | 0 | 0 | 0 | 0 | 0 | 0 | 76 | 0 | 0 | 0 | 0 | 0 | 0 | 0 | 0 | 0 | 0 | 0 | 0 | 0 | 0 | 0 | 0 | 0 | 0 |  | 3267 | 76-50F | 0 | 0 | 0 | 0 | 0 | 0 | 0 | 0 | 0 | 0 | 0 | 0 | 0 | 0 | 0 | 0 | 0 | 0 | 0 | 0 | 0 | 0 | 0 | 0 | 0 | 0 | 0 | 0 | 0 | 0 | 0 | 0 | 0 | 0 | 0 | 0 | 0 | 0 | 0 | 0 | 0 | 0 | 0 | 0 | 0 | 0 | 0 | 5000000 | scaled
761-242 | 0 | 0 | 0 | 0 | 0% | 0% | 0% | 0 | 0 | 0 | 0 | 0 | 0 | 0 | 0 | 761 | 0 | 0 | 0 | 0 | 0 | 0 | 0 | 0 | 0 | 0 | 0 | 0 | 0 | 0 | 0 | 0 | 0 | 0 |  | 3268 | 761-242 | 0 | 0 | 0 | 0 | 0 | 0 | 0 | 0 | 0 | 0 | 0 | 0 | 0 | 0 | 0 | 0 | 0 | 0 | 0 | 0 | 0 | 0 | 0 | 0 | 0 | 0 | 0 | 0 | 0 | 0 | 0 | 0 | 0 | 0 | 0 | 0 | 0 | 0 | 0 | 0 | 0 | 0 | 0 | 0 | 0 | 0 | 0 | 5000000 | scaled
761-728F | 0 | 0 | 0 | 0 | 0% | 0% | 0% | 0 | 0 | 0 | 0 | 0 | 0 | 0 | 0 | 761 | 0 | 0 | 0 | 0 | 0 | 0 | 0 | 0 | 0 | 0 | 0 | 0 | 0 | 0 | 0 | 0 | 0 | 0 |  | 3269 | 761-728F | 0 | 0 | 0 | 0 | 0 | 0 | 0 | 0 | 0 | 0 | 0 | 0 | 0 | 0 | 0 | 0 | 0 | 0 | 0 | 0 | 0 | 0 | 0 | 0 | 0 | 0 | 0 | 0 | 0 | 0 | 0 | 0 | 0 | 0 | 0 | 0 | 0 | 0 | 0 | 0 | 0 | 0 | 0 | 0 | 0 | 0 | 0 | 5000000 | scaled
762-114 | 0 | 0 | 0 | 0 | 0% | 0% | 0% | 0 | 0 | 0 | 0 | 0 | 0 | 0 | 0 | 762 | 0 | 0 | 0 | 0 | 0 | 0 | 0 | 0 | 0 | 0 | 0 | 0 | 0 | 0 | 0 | 0 | 0 | 0 |  | 3270 | 762-114 | 0 | 0 | 0 | 0 | 0 | 0 | 0 | 0 | 0 | 0 | 0 | 0 | 0 | 0 | 0 | 0 | 0 | 0 | 0 | 0 | 0 | 0 | 0 | 0 | 0 | 0 | 0 | 0 | 0 | 0 | 0 | 0 | 0 | 0 | 0 | 0 | 0 | 0 | 0 | 0 | 0 | 0 | 0 | 0 | 0 | 0 | 0 | 5000000 | scaled
762-115AE | 0 | 0 | 0 | 0 | 0% | 0% | 0% | 0 | 0 | 0 | 0 | 0 | 0 | 0 | 0 | 762 | 0 | 0 | 0 | 0 | 0 | 0 | 0 | 0 | 0 | 0 | 0 | 0 | 0 | 0 | 0 | 0 | 0 | 0 |  | 3271 | 762-115AE | 0 | 0 | 0 | 0 | 0 | 0 | 0 | 0 | 0 | 0 | 0 | 0 | 0 | 0 | 0 | 0 | 0 | 0 | 0 | 0 | 0 | 0 | 0 | 0 | 0 | 0 | 0 | 0 | 0 | 0 | 0 | 0 | 0 | 0 | 0 | 0 | 0 | 0 | 0 | 0 | 0 | 0 | 0 | 0 | 0 | 0 | 0 | 5000000 | scaled
765-15 | 0 | 0 | 0 | 0 | 0% | 0% | 0% | 0 | 0 | 0 | 0 | 0 | 0 | 0 | 0 | 765 | 0 | 0 | 0 | 0 | 0 | 0 | 0 | 0 | 0 | 0 | 0 | 0 | 0 | 0 | 0 | 0 | 0 | 0 |  | 3272 | 765-15 | 0 | 0 | 0 | 0 | 0 | 0 | 0 | 0 | 0 | 0 | 0 | 0 | 0 | 0 | 0 | 0 | 0 | 0 | 0 | 0 | 0 | 0 | 0 | 0 | 0 | 0 | 0 | 0 | 0 | 0 | 0 | 0 | 0 | 0 | 0 | 0 | 0 | 0 | 0 | 0 | 0 | 0 | 0 | 0 | 0 | 0 | 0 | 5000000 | scaled
765-16F | 0 | 0 | 0 | 0 | 0% | 0% | 0% | 0 | 0 | 0 | 0 | 0 | 0 | 0 | 0 | 765 | 0 | 0 | 0 | 0 | 0 | 0 | 0 | 0 | 0 | 0 | 0 | 0 | 0 | 0 | 0 | 0 | 0 | 0 |  | 3273 | 765-16F | 0 | 0 | 0 | 0 | 0 | 0 | 0 | 0 | 0 | 0 | 0 | 0 | 0 | 0 | 0 | 0 | 0 | 0 | 0 | 0 | 0 | 0 | 0 | 0 | 0 | 0 | 0 | 0 | 0 | 0 | 0 | 0 | 0 | 0 | 0 | 0 | 0 | 0 | 0 | 0 | 0 | 0 | 0 | 0 | 0 | 0 | 0 | 5000000 | scaled
765-17F | 0 | 0 | 0 | 0 | 0% | 0% | 0% | 0 | 0 | 0 | 0 | 0 | 0 | 0 | 0 | 765 | 0 | 0 | 0 | 0 | 0 | 0 | 0 | 0 | 0 | 0 | 0 | 0 | 0 | 0 | 0 | 0 | 0 | 0 |  | 3274 | 765-17F | 0 | 0 | 0 | 0 | 0 | 0 | 0 | 0 | 0 | 0 | 0 | 0 | 0 | 0 | 0 | 0 | 0 | 0 | 0 | 0 | 0 | 0 | 0 | 0 | 0 | 0 | 0 | 0 | 0 | 0 | 0 | 0 | 0 | 0 | 0 | 0 | 0 | 0 | 0 | 0 | 0 | 0 | 0 | 0 | 0 | 0 | 0 | 5000000 | scaled
765-18F | 0 | 0 | 0 | 0 | 0% | 0% | 0% | 0 | 0 | 0 | 0 | 0 | 0 | 0 | 0 | 765 | 0 | 0 | 0 | 0 | 0 | 0 | 0 | 0 | 0 | 0 | 0 | 0 | 0 | 0 | 0 | 0 | 0 | 0 |  | 3275 | 765-18F | 0 | 0 | 0 | 0 | 0 | 0 | 0 | 0 | 0 | 0 | 0 | 0 | 0 | 0 | 0 | 0 | 0 | 0 | 0 | 0 | 0 | 0 | 0 | 0 | 0 | 0 | 0 | 0 | 0 | 0 | 0 | 0 | 0 | 0 | 0 | 0 | 0 | 0 | 0 | 0 | 0 | 0 | 0 | 0 | 0 | 0 | 0 | 5000000 | scaled
765-39 | 0 | 0 | 0 | 0 | 0% | 0% | 0% | 0 | 0 | 0 | 0 | 0 | 0 | 0 | 0 | 765 | 0 | 0 | 0 | 0 | 0 | 0 | 0 | 0 | 0 | 0 | 0 | 0 | 0 | 0 | 0 | 0 | 0 | 0 |  | 3276 | 765-39 | 0 | 0 | 0 | 0 | 0 | 0 | 0 | 0 | 0 | 0 | 0 | 0 | 0 | 0 | 0 | 0 | 0 | 0 | 0 | 0 | 0 | 0 | 0 | 0 | 0 | 0 | 0 | 0 | 0 | 0 | 0 | 0 | 0 | 0 | 0 | 0 | 0 | 0 | 0 | 0 | 0 | 0 | 0 | 0 | 0 | 0 | 0 | 5000000 | scaled
765-40 | 0 | 0 | 0 | 0 | 0% | 0% | 0% | 0 | 0 | 0 | 0 | 0 | 0 | 0 | 0 | 765 | 0 | 0 | 0 | 0 | 0 | 0 | 0 | 0 | 0 | 0 | 0 | 0 | 0 | 0 | 0 | 0 | 0 | 0 |  | 3277 | 765-40 | 0 | 0 | 0 | 0 | 0 | 0 | 0 | 0 | 0 | 0 | 0 | 0 | 0 | 0 | 0 | 0 | 0 | 0 | 0 | 0 | 0 | 0 | 0 | 0 | 0 | 0 | 0 | 0 | 0 | 0 | 0 | 0 | 0 | 0 | 0 | 0 | 0 | 0 | 0 | 0 | 0 | 0 | 0 | 0 | 0 | 0 | 0 | 5000000 | scaled
765-45 | 0 | 0 | 0 | 0 | 0% | 0% | 0% | 0 | 0 | 0 | 0 | 0 | 0 | 0 | 0 | 765 | 0 | 0 | 0 | 0 | 0 | 0 | 0 | 0 | 0 | 0 | 0 | 0 | 0 | 0 | 0 | 0 | 0 | 0 |  | 3278 | 765-45 | 0 | 0 | 0 | 0 | 0 | 0 | 0 | 0 | 0 | 0 | 0 | 0 | 0 | 0 | 0 | 0 | 0 | 0 | 0 | 0 | 0 | 0 | 0 | 0 | 0 | 0 | 0 | 0 | 0 | 0 | 0 | 0 | 0 | 0 | 0 | 0 | 0 | 0 | 0 | 0 | 0 | 0 | 0 | 0 | 0 | 0 | 0 | 5000000 | scaled
765-49 | 0 | 0 | 0 | 0 | 0% | 0% | 0% | 0 | 0 | 0 | 0 | 0 | 0 | 0 | 0 | 765 | 0 | 0 | 0 | 0 | 0 | 0 | 0 | 0 | 0 | 0 | 0 | 0 | 0 | 0 | 0 | 0 | 0 | 0 |  | 3279 | 765-49 | 0 | 0 | 0 | 0 | 0 | 0 | 0 | 0 | 0 | 0 | 0 | 0 | 0 | 0 | 0 | 0 | 0 | 0 | 0 | 0 | 0 | 0 | 0 | 0 | 0 | 0 | 0 | 0 | 0 | 0 | 0 | 0 | 0 | 0 | 0 | 0 | 0 | 0 | 0 | 0 | 0 | 0 | 0 | 0 | 0 | 0 | 0 | 5000000 | scaled
765-53 | 10279.864 | 10066.418 | 0 | 213.4461 | 97.92% | 0% | 2.076% | 4915.3558 | 9583.3383 | 760.9235 | 1163.545 | 2990.8874 | 1451.0092 | 2429.57 | 5702.7592 | 765 | 0.0009128 | 0.0006288 | 0.0003182 | 11261901.8808 | 1534.7041 | 2521.0824 | 6224.0776 | 1681314.713 | 2761922.0075 | 6818665.1602 | 8531342.613 | 1320697.624 | 2019508.1011 | 5191136.888 | 2188955.6645 | 331428.8499 | 554944.5014 | 1302582.3132 |  | 3280 | 765-53 | 10279.864 | 5364.5082 | 696.5257 | 10066.418 | 5151.0622 | 483.0796 | 0 | 0 | 0 | 213.4461 | 1534.7041 | 773.7806 | 83.6949 | 6030.1817 | 773.62 | 83.5343 | 0 | 0 | 0 | 0.16061 | 6224.0776 | 3233.1902 | 521.3184 | 6030.1817 | 3039.2943 | 327.4225 | 0 | 0 | 0 | 193.8959 | 2521.0824 | 1357.5374 | 91.5125 | 2501.6928 | 1338.1478 | 72.1229 | 0 | 0 | 0 | 19.3896 | 0.0006118 | 0.0003278 | 1.72e-05 | 0 | 0 | 0 | 0.000301 | 5000000 | scaled
765-691 | 0 | 0 | 0 | 0 | 0% | 0% | 0% | 0 | 0 | 0 | 0 | 0 | 0 | 0 | 0 | 765 | 0 | 0 | 0 | 0 | 0 | 0 | 0 | 0 | 0 | 0 | 0 | 0 | 0 | 0 | 0 | 0 | 0 | 0 |  | 3281 | 765-691 | 0 | 0 | 0 | 0 | 0 | 0 | 0 | 0 | 0 | 0 | 0 | 0 | 0 | 0 | 0 | 0 | 0 | 0 | 0 | 0 | 0 | 0 | 0 | 0 | 0 | 0 | 0 | 0 | 0 | 0 | 0 | 0 | 0 | 0 | 0 | 0 | 0 | 0 | 0 | 0 | 0 | 0 | 0 | 0 | 0 | 0 | 0 | 5000000 | scaled
768-19 | 0 | 0 | 0 | 0 | 0% | 0% | 0% | 0 | 0 | 0 | 0 | 0 | 0 | 0 | 0 | 768 | 0 | 0 | 0 | 0 | 0 | 0 | 0 | 0 | 0 | 0 | 0 | 0 | 0 | 0 | 0 | 0 | 0 | 0 |  | 3282 | 768-19 | 0 | 0 | 0 | 0 | 0 | 0 | 0 | 0 | 0 | 0 | 0 | 0 | 0 | 0 | 0 | 0 | 0 | 0 | 0 | 0 | 0 | 0 | 0 | 0 | 0 | 0 | 0 | 0 | 0 | 0 | 0 | 0 | 0 | 0 | 0 | 0 | 0 | 0 | 0 | 0 | 0 | 0 | 0 | 0 | 0 | 0 | 0 | 5000000 | scaled
768-20AE | 67304.8837 | 66911.2714 | 0 | 393.6123 | 99.42% | 0% | 0.5848% | 39960.6871 | 66460.9732 | 16039.9715 | 2498.4446 | 21422.2711 | 26699.9896 | 4104.3077 | 35656.6759 | 768 | 0.002811 | 0.0014652 | 0.0005856 | 23943395.1128 | 26857.2111 | 4224.0365 | 36223.636 | 9554326.2512 | 1502681.0901 | 12886387.7715 | 18662432.7883 | 7490984.5542 | 1166823.1313 | 10004625.1029 | 1441103.9326 | 578948.1892 | 88995.5966 | 773160.1468 |  | 3283 | 768-20AE | 67304.8837 | 27344.1965 | 843.9105 | 66911.2714 | 26950.5843 | 450.2982 | 0 | 0 | 0 | 393.6123 | 26857.2111 | 10817.2396 | 157.2214 | 35866.076 | 10816.9434 | 156.9253 | 0 | 0 | 0 | 0.29618 | 36223.636 | 14801.365 | 566.9602 | 35866.076 | 14443.8049 | 209.4001 | 0 | 0 | 0 | 357.5601 | 4224.0365 | 1725.592 | 119.7288 | 4188.2805 | 1689.836 | 83.9728 | 0 | 0 | 0 | 35.756 | 0.0022736 | 0.0009278 | 4.82e-05 | 0 | 0 | 0 | 0.0005374 | 5000000 | scaled
772-320F | 0 | 0 | 0 | 0 | 0% | 0% | 0% | 0 | 0 | 0 | 0 | 0 | 0 | 0 | 0 | 772 | 0 | 0 | 0 | 0 | 0 | 0 | 0 | 0 | 0 | 0 | 0 | 0 | 0 | 0 | 0 | 0 | 0 | 0 |  | 3284 | 772-320F | 0 | 0 | 0 | 0 | 0 | 0 | 0 | 0 | 0 | 0 | 0 | 0 | 0 | 0 | 0 | 0 | 0 | 0 | 0 | 0 | 0 | 0 | 0 | 0 | 0 | 0 | 0 | 0 | 0 | 0 | 0 | 0 | 0 | 0 | 0 | 0 | 0 | 0 | 0 | 0 | 0 | 0 | 0 | 0 | 0 | 0 | 0 | 5000000 | scaled
77-28R | 2255.3819 | 1388.675 | 0 | 866.7069 | 61.57% | 0% | 38.43% | 776.3331 | 1381.6885 | 94.1498 | 201.7485 | 480.4349 | 173.8825 | 320.3856 | 887.4204 | 77 | 0.003703 | 0.002177 | 0.0012796 | 609068.8368 | 174.6143 | 405.6185 | 1675.1491 | 47154.8071 | 109537.8114 | 452376.2184 | 679397.7011 | 82393.9452 | 176557.5073 | 420446.2486 | 682786.3752 | 85927.1707 | 158324.3372 | 438534.8673 |  | 3285 | 77-28R | 2255.3819 | 1479.0488 | 873.6934 | 1388.675 | 612.3419 | 6.9865 | 0 | 0 | 0 | 866.7069 | 174.6143 | 80.4645 | 0.73178 | 887.8266 | 79.8123 | 0.079614 | 0 | 0 | 0 | 0.65217 | 1675.1491 | 1194.7143 | 787.7287 | 887.8266 | 407.3918 | 0.40621 | 0 | 0 | 0 | 787.3225 | 405.6185 | 203.8701 | 85.2329 | 326.8863 | 125.1378 | 6.5007 | 0 | 0 | 0 | 78.7323 | 0.002473 | 0.000947 | 4.96e-05 | 0 | 0 | 0 | 0.00123 | 5000000 | scaled
770-250R | 8274.2415 | 7589.4509 | 0 | 684.7906 | 91.72% | 0% | 8.276% | 4182.1177 | 7438.3229 | 870.0542 | 9.8467 | 3302.2168 | 1548.1483 | 17.4068 | 5872.7678 | 770 | 0.003255 | 0.0019184 | 0.0010262 | 2542009.677 | 1579.9381 | 80.0314 | 6614.2721 | 485388.0451 | 24587.2073 | 2032034.4246 | 2133092.0341 | 443771.7634 | 5022.2993 | 1684297.9713 | 814576.6615 | 169538.9489 | 1906.2362 | 643131.4764 |  | 3286 | 770-250R | 8274.2415 | 4092.1238 | 835.9186 | 7589.4509 | 3407.3331 | 151.1279 | 0 | 0 | 0 | 684.7906 | 1579.9381 | 709.8838 | 31.7898 | 5992.2036 | 709.3686 | 31.2745 | 0 | 0 | 0 | 0.51528 | 6614.2721 | 3312.0552 | 741.5042 | 5992.2036 | 2689.9867 | 119.4357 | 0 | 0 | 0 | 622.0685 | 80.0314 | 70.1847 | 62.6245 | 17.8245 | 7.9778 | 0.41768 | 0 | 0 | 0 | 62.2068 | 0.0022776 | 0.000941 | 4.88e-05 | 0 | 0 | 0 | 0.0009774 | 5000000 | scaled
770-259R | 42511.347 | 41445.1419 | 219.9827 | 846.2224 | 97.49% | 0.5175% | 1.991% | 23779.881 | 41461.6224 | 4768.4019 | 92.3133 | 18919.1657 | 8312.5521 | 185.9517 | 32963.1185 | 770 | 0.010605 | 0.0057834 | 0.0018102 | 4008537.9801 | 8350.5591 | 274.91 | 33885.8778 | 787402.3214 | 25922.1928 | 3195213.4659 | 3238832.8724 | 649458.9684 | 12573.12 | 2576800.7839 | 579894.2425 | 116261.7584 | 2600.7747 | 461031.7093 |  | 3287 | 770-259R | 42511.347 | 18731.466 | 1049.7246 | 41445.1419 | 17763.223 | 188.8175 | 219.9827 | 122.0206 | 14.6846 | 846.2224 | 8350.5591 | 3582.1572 | 38.007 | 33071.8818 | 3581.061 | 37.3149 | 0.82815 | 0.45936 | 0.055282 | 0.63676 | 33885.8778 | 14966.7121 | 922.7593 | 33071.8818 | 14172.8809 | 151.0223 | 45.2818 | 25.117 | 3.0227 | 768.7142 | 274.91 | 182.5968 | 88.9583 | 24.1659 | 9.2811 | 0.48026 | 173.8727 | 96.4442 | 11.6066 | 76.8714 | 0.0041816 | 0.0016012 | 8.38e-05 | 0.0052192 | 0.0029778 | 0.000522 | 0.0012044 | 5000000 | scaled
770-546F | 0 | 0 | 0 | 0 | 0% | 0% | 0% | 0 | 0 | 0 | 0 | 0 | 0 | 0 | 0 | 770 | 0 | 0 | 0 | 0 | 0 | 0 | 0 | 0 | 0 | 0 | 0 | 0 | 0 | 0 | 0 | 0 | 0 | 0 |  | 3288 | 770-546F | 0 | 0 | 0 | 0 | 0 | 0 | 0 | 0 | 0 | 0 | 0 | 0 | 0 | 0 | 0 | 0 | 0 | 0 | 0 | 0 | 0 | 0 | 0 | 0 | 0 | 0 | 0 | 0 | 0 | 0 | 0 | 0 | 0 | 0 | 0 | 0 | 0 | 0 | 0 | 0 | 0 | 0 | 0 | 0 | 0 | 0 | 0 | 5000000 | scaled
770-548F | 0 | 0 | 0 | 0 | 0% | 0% | 0% | 0 | 0 | 0 | 0 | 0 | 0 | 0 | 0 | 770 | 0 | 0 | 0 | 0 | 0 | 0 | 0 | 0 | 0 | 0 | 0 | 0 | 0 | 0 | 0 | 0 | 0 | 0 |  | 3289 | 770-548F | 0 | 0 | 0 | 0 | 0 | 0 | 0 | 0 | 0 | 0 | 0 | 0 | 0 | 0 | 0 | 0 | 0 | 0 | 0 | 0 | 0 | 0 | 0 | 0 | 0 | 0 | 0 | 0 | 0 | 0 | 0 | 0 | 0 | 0 | 0 | 0 | 0 | 0 | 0 | 0 | 0 | 0 | 0 | 0 | 0 | 0 | 0 | 5000000 | scaled
770-549 | 0 | 0 | 0 | 0 | 0% | 0% | 0% | 0 | 0 | 0 | 0 | 0 | 0 | 0 | 0 | 770 | 0 | 0 | 0 | 0 | 0 | 0 | 0 | 0 | 0 | 0 | 0 | 0 | 0 | 0 | 0 | 0 | 0 | 0 |  | 3290 | 770-549 | 0 | 0 | 0 | 0 | 0 | 0 | 0 | 0 | 0 | 0 | 0 | 0 | 0 | 0 | 0 | 0 | 0 | 0 | 0 | 0 | 0 | 0 | 0 | 0 | 0 | 0 | 0 | 0 | 0 | 0 | 0 | 0 | 0 | 0 | 0 | 0 | 0 | 0 | 0 | 0 | 0 | 0 | 0 | 0 | 0 | 0 | 0 | 5000000 | scaled
771-273AE | 0 | 0 | 0 | 0 | 0% | 0% | 0% | 0 | 0 | 0 | 0 | 0 | 0 | 0 | 0 | 771 | 0 | 0 | 0 | 0 | 0 | 0 | 0 | 0 | 0 | 0 | 0 | 0 | 0 | 0 | 0 | 0 | 0 | 0 |  | 3291 | 771-273AE | 0 | 0 | 0 | 0 | 0 | 0 | 0 | 0 | 0 | 0 | 0 | 0 | 0 | 0 | 0 | 0 | 0 | 0 | 0 | 0 | 0 | 0 | 0 | 0 | 0 | 0 | 0 | 0 | 0 | 0 | 0 | 0 | 0 | 0 | 0 | 0 | 0 | 0 | 0 | 0 | 0 | 0 | 0 | 0 | 0 | 0 | 0 | 5000000 | scaled
771-274AE | 570.1551 | 349.3841 | 0 | 220.771 | 61.28% | 0% | 38.72% | 151.1588 | 322.8167 | 9.6096 | 91.6315 | 49.9177 | 28.6687 | 145.9258 | 148.2222 | 771 | 0.0006212 | 0.0004182 | 0.0002986 | 917828.4845 | 32.6271 | 169.1224 | 368.4056 | 52522.6292 | 272251.1597 | 593054.6956 | 1001903.9622 | 63693.8598 | 607348.0492 | 330862.0532 | 828326.5444 | 73562.04 | 374435.9728 | 380328.5316 |  | 3292 | 771-274AE | 570.1551 | 418.9962 | 247.3383 | 349.3841 | 198.2252 | 26.5673 | 0 | 0 | 0 | 220.771 | 32.6271 | 23.0175 | 3.9583 | 167.8557 | 22.8513 | 3.7922 | 0 | 0 | 0 | 0.16612 | 368.4056 | 318.4879 | 220.1833 | 167.8557 | 117.938 | 19.6334 | 0 | 0 | 0 | 200.5499 | 169.1224 | 77.4909 | 23.1966 | 149.0674 | 57.4359 | 3.1416 | 0 | 0 | 0 | 20.055 | 0.0003292 | 0.0001262 | 6.6e-06 | 0 | 0 | 0 | 0.000292 | 5000000 | scaled
771-275AE | 0 | 0 | 0 | 0 | 0% | 0% | 0% | 0 | 0 | 0 | 0 | 0 | 0 | 0 | 0 | 771 | 0 | 0 | 0 | 0 | 0 | 0 | 0 | 0 | 0 | 0 | 0 | 0 | 0 | 0 | 0 | 0 | 0 | 0 |  | 3293 | 771-275AE | 0 | 0 | 0 | 0 | 0 | 0 | 0 | 0 | 0 | 0 | 0 | 0 | 0 | 0 | 0 | 0 | 0 | 0 | 0 | 0 | 0 | 0 | 0 | 0 | 0 | 0 | 0 | 0 | 0 | 0 | 0 | 0 | 0 | 0 | 0 | 0 | 0 | 0 | 0 | 0 | 0 | 0 | 0 | 0 | 0 | 0 | 0 | 5000000 | scaled
771-276 | 0 | 0 | 0 | 0 | 0% | 0% | 0% | 0 | 0 | 0 | 0 | 0 | 0 | 0 | 0 | 771 | 0 | 0 | 0 | 0 | 0 | 0 | 0 | 0 | 0 | 0 | 0 | 0 | 0 | 0 | 0 | 0 | 0 | 0 |  | 3294 | 771-276 | 0 | 0 | 0 | 0 | 0 | 0 | 0 | 0 | 0 | 0 | 0 | 0 | 0 | 0 | 0 | 0 | 0 | 0 | 0 | 0 | 0 | 0 | 0 | 0 | 0 | 0 | 0 | 0 | 0 | 0 | 0 | 0 | 0 | 0 | 0 | 0 | 0 | 0 | 0 | 0 | 0 | 0 | 0 | 0 | 0 | 0 | 0 | 5000000 | scaled
771-383F | 0 | 0 | 0 | 0 | 0% | 0% | 0% | 0 | 0 | 0 | 0 | 0 | 0 | 0 | 0 | 771 | 0 | 0 | 0 | 0 | 0 | 0 | 0 | 0 | 0 | 0 | 0 | 0 | 0 | 0 | 0 | 0 | 0 | 0 |  | 3295 | 771-383F | 0 | 0 | 0 | 0 | 0 | 0 | 0 | 0 | 0 | 0 | 0 | 0 | 0 | 0 | 0 | 0 | 0 | 0 | 0 | 0 | 0 | 0 | 0 | 0 | 0 | 0 | 0 | 0 | 0 | 0 | 0 | 0 | 0 | 0 | 0 | 0 | 0 | 0 | 0 | 0 | 0 | 0 | 0 | 0 | 0 | 0 | 0 | 5000000 | scaled
771-384 | 0 | 0 | 0 | 0 | 0% | 0% | 0% | 0 | 0 | 0 | 0 | 0 | 0 | 0 | 0 | 771 | 0 | 0 | 0 | 0 | 0 | 0 | 0 | 0 | 0 | 0 | 0 | 0 | 0 | 0 | 0 | 0 | 0 | 0 |  | 3296 | 771-384 | 0 | 0 | 0 | 0 | 0 | 0 | 0 | 0 | 0 | 0 | 0 | 0 | 0 | 0 | 0 | 0 | 0 | 0 | 0 | 0 | 0 | 0 | 0 | 0 | 0 | 0 | 0 | 0 | 0 | 0 | 0 | 0 | 0 | 0 | 0 | 0 | 0 | 0 | 0 | 0 | 0 | 0 | 0 | 0 | 0 | 0 | 0 | 5000000 | scaled
771-385 | 0 | 0 | 0 | 0 | 0% | 0% | 0% | 0 | 0 | 0 | 0 | 0 | 0 | 0 | 0 | 771 | 0 | 0 | 0 | 0 | 0 | 0 | 0 | 0 | 0 | 0 | 0 | 0 | 0 | 0 | 0 | 0 | 0 | 0 |  | 3297 | 771-385 | 0 | 0 | 0 | 0 | 0 | 0 | 0 | 0 | 0 | 0 | 0 | 0 | 0 | 0 | 0 | 0 | 0 | 0 | 0 | 0 | 0 | 0 | 0 | 0 | 0 | 0 | 0 | 0 | 0 | 0 | 0 | 0 | 0 | 0 | 0 | 0 | 0 | 0 | 0 | 0 | 0 | 0 | 0 | 0 | 0 | 0 | 0 | 5000000 | scaled
772-318 | 0 | 0 | 0 | 0 | 0% | 0% | 0% | 0 | 0 | 0 | 0 | 0 | 0 | 0 | 0 | 772 | 0 | 0 | 0 | 0 | 0 | 0 | 0 | 0 | 0 | 0 | 0 | 0 | 0 | 0 | 0 | 0 | 0 | 0 |  | 3298 | 772-318 | 0 | 0 | 0 | 0 | 0 | 0 | 0 | 0 | 0 | 0 | 0 | 0 | 0 | 0 | 0 | 0 | 0 | 0 | 0 | 0 | 0 | 0 | 0 | 0 | 0 | 0 | 0 | 0 | 0 | 0 | 0 | 0 | 0 | 0 | 0 | 0 | 0 | 0 | 0 | 0 | 0 | 0 | 0 | 0 | 0 | 0 | 0 | 5000000 | scaled
772-319F | 0 | 0 | 0 | 0 | 0% | 0% | 0% | 0 | 0 | 0 | 0 | 0 | 0 | 0 | 0 | 772 | 0 | 0 | 0 | 0 | 0 | 0 | 0 | 0 | 0 | 0 | 0 | 0 | 0 | 0 | 0 | 0 | 0 | 0 |  | 3299 | 772-319F | 0 | 0 | 0 | 0 | 0 | 0 | 0 | 0 | 0 | 0 | 0 | 0 | 0 | 0 | 0 | 0 | 0 | 0 | 0 | 0 | 0 | 0 | 0 | 0 | 0 | 0 | 0 | 0 | 0 | 0 | 0 | 0 | 0 | 0 | 0 | 0 | 0 | 0 | 0 | 0 | 0 | 0 | 0 | 0 | 0 | 0 | 0 | 5000000 | scaled
773-270 | 0 | 0 | 0 | 0 | 0% | 0% | 0% | 0 | 0 | 0 | 0 | 0 | 0 | 0 | 0 | 773 | 0 | 0 | 0 | 0 | 0 | 0 | 0 | 0 | 0 | 0 | 0 | 0 | 0 | 0 | 0 | 0 | 0 | 0 |  | 3300 | 773-270 | 0 | 0 | 0 | 0 | 0 | 0 | 0 | 0 | 0 | 0 | 0 | 0 | 0 | 0 | 0 | 0 | 0 | 0 | 0 | 0 | 0 | 0 | 0 | 0 | 0 | 0 | 0 | 0 | 0 | 0 | 0 | 0 | 0 | 0 | 0 | 0 | 0 | 0 | 0 | 0 | 0 | 0 | 0 | 0 | 0 | 0 | 0 | 5000000 | scaled
773-271F | 3165.6028 | 2520.1427 | 0 | 645.4601 | 79.61% | 0% | 20.39% | 1860.7353 | 2505.6648 | 286.1165 | 74.2184 | 1500.4004 | 381.9862 | 117.7402 | 2005.9384 | 773 | 0.0028064 | 0.001632 | 0.0009414 | 1127994.1561 | 384.36 | 178.7452 | 2602.4977 | 136958.3703 | 63691.9806 | 927343.8052 | 799551.1766 | 122943.2044 | 31891.3912 | 644716.581 | 701017.6404 | 106869.4722 | 32940.5498 | 561207.6184 |  | 3301 | 773-271F | 3165.6028 | 1304.8675 | 659.938 | 2520.1427 | 659.4074 | 14.4779 | 0 | 0 | 0 | 645.4601 | 384.36 | 98.2435 | 2.3738 | 2016.1573 | 97.7578 | 1.8881 | 0 | 0 | 0 | 0.48569 | 2602.4977 | 1102.0973 | 596.5593 | 2016.1573 | 515.7569 | 10.2189 | 0 | 0 | 0 | 586.3404 | 178.7452 | 104.5267 | 61.0049 | 120.1111 | 45.8927 | 2.3709 | 0 | 0 | 0 | 58.634 | 0.001903 | 0.0007286 | 3.8e-05 | 0 | 0 | 0 | 0.0009034 | 5000000 | scaled
773-30 | 0 | 0 | 0 | 0 | 0% | 0% | 0% | 0 | 0 | 0 | 0 | 0 | 0 | 0 | 0 | 773 | 0 | 0 | 0 | 0 | 0 | 0 | 0 | 0 | 0 | 0 | 0 | 0 | 0 | 0 | 0 | 0 | 0 | 0 |  | 3302 | 773-30 | 0 | 0 | 0 | 0 | 0 | 0 | 0 | 0 | 0 | 0 | 0 | 0 | 0 | 0 | 0 | 0 | 0 | 0 | 0 | 0 | 0 | 0 | 0 | 0 | 0 | 0 | 0 | 0 | 0 | 0 | 0 | 0 | 0 | 0 | 0 | 0 | 0 | 0 | 0 | 0 | 0 | 0 | 0 | 0 | 0 | 0 | 0 | 5000000 | scaled
773-31F | 0 | 0 | 0 | 0 | 0% | 0% | 0% | 0 | 0 | 0 | 0 | 0 | 0 | 0 | 0 | 773 | 0 | 0 | 0 | 0 | 0 | 0 | 0 | 0 | 0 | 0 | 0 | 0 | 0 | 0 | 0 | 0 | 0 | 0 |  | 3303 | 773-31F | 0 | 0 | 0 | 0 | 0 | 0 | 0 | 0 | 0 | 0 | 0 | 0 | 0 | 0 | 0 | 0 | 0 | 0 | 0 | 0 | 0 | 0 | 0 | 0 | 0 | 0 | 0 | 0 | 0 | 0 | 0 | 0 | 0 | 0 | 0 | 0 | 0 | 0 | 0 | 0 | 0 | 0 | 0 | 0 | 0 | 0 | 0 | 5000000 | scaled
774-1 | 0 | 0 | 0 | 0 | 0% | 0% | 0% | 0 | 0 | 0 | 0 | 0 | 0 | 0 | 0 | 774 | 0 | 0 | 0 | 0 | 0 | 0 | 0 | 0 | 0 | 0 | 0 | 0 | 0 | 0 | 0 | 0 | 0 | 0 |  | 3304 | 774-1 | 0 | 0 | 0 | 0 | 0 | 0 | 0 | 0 | 0 | 0 | 0 | 0 | 0 | 0 | 0 | 0 | 0 | 0 | 0 | 0 | 0 | 0 | 0 | 0 | 0 | 0 | 0 | 0 | 0 | 0 | 0 | 0 | 0 | 0 | 0 | 0 | 0 | 0 | 0 | 0 | 0 | 0 | 0 | 0 | 0 | 0 | 0 | 5000000 | scaled
774-25AE | 0 | 0 | 0 | 0 | 0% | 0% | 0% | 0 | 0 | 0 | 0 | 0 | 0 | 0 | 0 | 774 | 0 | 0 | 0 | 0 | 0 | 0 | 0 | 0 | 0 | 0 | 0 | 0 | 0 | 0 | 0 | 0 | 0 | 0 |  | 3305 | 774-25AE | 0 | 0 | 0 | 0 | 0 | 0 | 0 | 0 | 0 | 0 | 0 | 0 | 0 | 0 | 0 | 0 | 0 | 0 | 0 | 0 | 0 | 0 | 0 | 0 | 0 | 0 | 0 | 0 | 0 | 0 | 0 | 0 | 0 | 0 | 0 | 0 | 0 | 0 | 0 | 0 | 0 | 0 | 0 | 0 | 0 | 0 | 0 | 5000000 | scaled
774-26AE | 0 | 0 | 0 | 0 | 0% | 0% | 0% | 0 | 0 | 0 | 0 | 0 | 0 | 0 | 0 | 774 | 0 | 0 | 0 | 0 | 0 | 0 | 0 | 0 | 0 | 0 | 0 | 0 | 0 | 0 | 0 | 0 | 0 | 0 |  | 3306 | 774-26AE | 0 | 0 | 0 | 0 | 0 | 0 | 0 | 0 | 0 | 0 | 0 | 0 | 0 | 0 | 0 | 0 | 0 | 0 | 0 | 0 | 0 | 0 | 0 | 0 | 0 | 0 | 0 | 0 | 0 | 0 | 0 | 0 | 0 | 0 | 0 | 0 | 0 | 0 | 0 | 0 | 0 | 0 | 0 | 0 | 0 | 0 | 0 | 5000000 | scaled
774-27 | 0 | 0 | 0 | 0 | 0% | 0% | 0% | 0 | 0 | 0 | 0 | 0 | 0 | 0 | 0 | 774 | 0 | 0 | 0 | 0 | 0 | 0 | 0 | 0 | 0 | 0 | 0 | 0 | 0 | 0 | 0 | 0 | 0 | 0 |  | 3307 | 774-27 | 0 | 0 | 0 | 0 | 0 | 0 | 0 | 0 | 0 | 0 | 0 | 0 | 0 | 0 | 0 | 0 | 0 | 0 | 0 | 0 | 0 | 0 | 0 | 0 | 0 | 0 | 0 | 0 | 0 | 0 | 0 | 0 | 0 | 0 | 0 | 0 | 0 | 0 | 0 | 0 | 0 | 0 | 0 | 0 | 0 | 0 | 0 | 5000000 | scaled
774-28AE | 0 | 0 | 0 | 0 | 0% | 0% | 0% | 0 | 0 | 0 | 0 | 0 | 0 | 0 | 0 | 774 | 0 | 0 | 0 | 0 | 0 | 0 | 0 | 0 | 0 | 0 | 0 | 0 | 0 | 0 | 0 | 0 | 0 | 0 |  | 3308 | 774-28AE | 0 | 0 | 0 | 0 | 0 | 0 | 0 | 0 | 0 | 0 | 0 | 0 | 0 | 0 | 0 | 0 | 0 | 0 | 0 | 0 | 0 | 0 | 0 | 0 | 0 | 0 | 0 | 0 | 0 | 0 | 0 | 0 | 0 | 0 | 0 | 0 | 0 | 0 | 0 | 0 | 0 | 0 | 0 | 0 | 0 | 0 | 0 | 5000000 | scaled
774-2F | 0 | 0 | 0 | 0 | 0% | 0% | 0% | 0 | 0 | 0 | 0 | 0 | 0 | 0 | 0 | 774 | 0 | 0 | 0 | 0 | 0 | 0 | 0 | 0 | 0 | 0 | 0 | 0 | 0 | 0 | 0 | 0 | 0 | 0 |  | 3309 | 774-2F | 0 | 0 | 0 | 0 | 0 | 0 | 0 | 0 | 0 | 0 | 0 | 0 | 0 | 0 | 0 | 0 | 0 | 0 | 0 | 0 | 0 | 0 | 0 | 0 | 0 | 0 | 0 | 0 | 0 | 0 | 0 | 0 | 0 | 0 | 0 | 0 | 0 | 0 | 0 | 0 | 0 | 0 | 0 | 0 | 0 | 0 | 0 | 5000000 | scaled
774-4F | 0 | 0 | 0 | 0 | 0% | 0% | 0% | 0 | 0 | 0 | 0 | 0 | 0 | 0 | 0 | 774 | 0 | 0 | 0 | 0 | 0 | 0 | 0 | 0 | 0 | 0 | 0 | 0 | 0 | 0 | 0 | 0 | 0 | 0 |  | 3310 | 774-4F | 0 | 0 | 0 | 0 | 0 | 0 | 0 | 0 | 0 | 0 | 0 | 0 | 0 | 0 | 0 | 0 | 0 | 0 | 0 | 0 | 0 | 0 | 0 | 0 | 0 | 0 | 0 | 0 | 0 | 0 | 0 | 0 | 0 | 0 | 0 | 0 | 0 | 0 | 0 | 0 | 0 | 0 | 0 | 0 | 0 | 0 | 0 | 5000000 | scaled
775-185 | 2412.4047 | 749.3131 | 0 | 1663.0916 | 31.06% | 0% | 68.94% | 474.6441 | 737.612 | 43.2286 | 283.8054 | 147.6102 | 65.0614 | 450.8362 | 221.7144 | 775 | 0.0065622 | 0.0039762 | 0.002455 | 367621.3348 | 66.8596 | 611.2001 | 1734.345 | 10188.588 | 93139.5157 | 264293.2311 | 487339.8187 | 44384.8394 | 291396.5415 | 151558.4378 | 682196.6218 | 60173.4969 | 416965.6906 | 205057.4343 |  | 3311 | 775-185 | 2412.4047 | 1937.7606 | 1674.7927 | 749.3131 | 274.669 | 11.7011 | 0 | 0 | 0 | 1663.0916 | 66.8596 | 23.631 | 1.7981 | 223.5812 | 22.3796 | 0.54669 | 0 | 0 | 0 | 1.2514 | 1734.345 | 1586.7349 | 1512.6306 | 223.5812 | 75.971 | 1.8668 | 0 | 0 | 0 | 1510.7638 | 611.2001 | 327.3948 | 160.364 | 460.1237 | 176.3184 | 9.2876 | 0 | 0 | 0 | 151.0764 | 0.0041918 | 0.0016058 | 8.46e-05 | 0 | 0 | 0 | 0.0023704 | 5000000 | scaled
775-186 | 0 | 0 | 0 | 0 | 0% | 0% | 0% | 0 | 0 | 0 | 0 | 0 | 0 | 0 | 0 | 775 | 0 | 0 | 0 | 0 | 0 | 0 | 0 | 0 | 0 | 0 | 0 | 0 | 0 | 0 | 0 | 0 | 0 | 0 |  | 3312 | 775-186 | 0 | 0 | 0 | 0 | 0 | 0 | 0 | 0 | 0 | 0 | 0 | 0 | 0 | 0 | 0 | 0 | 0 | 0 | 0 | 0 | 0 | 0 | 0 | 0 | 0 | 0 | 0 | 0 | 0 | 0 | 0 | 0 | 0 | 0 | 0 | 0 | 0 | 0 | 0 | 0 | 0 | 0 | 0 | 0 | 0 | 0 | 0 | 5000000 | scaled
775-187AE | 594.7955 | 69.5386 | 0 | 525.2568 | 11.69% | 0% | 88.31% | 43.7189 | 68.1095 | 3.0927 | 24.8212 | 15.805 | 4.6948 | 39.4268 | 23.9878 | 775 | 0.0018144 | 0.0011552 | 0.0007678 | 327819.3667 | 5.1933 | 87.9396 | 501.6626 | 2862.2928 | 48467.573 | 276489.5009 | 477039.9361 | 33746.2401 | 270836.9645 | 172456.7315 | 685967.7033 | 47284.3489 | 397089.1102 | 241594.2442 |  | 3313 | 775-187AE | 594.7955 | 551.0765 | 526.686 | 69.5386 | 25.8197 | 1.4292 | 0 | 0 | 0 | 525.2568 | 5.1933 | 2.1006 | 0.4985 | 24.5156 | 1.7054 | 0.10326 | 0 | 0 | 0 | 0.39524 | 501.6626 | 485.8575 | 477.6748 | 24.5156 | 8.7106 | 0.52785 | 0 | 0 | 0 | 477.1469 | 87.9396 | 63.1184 | 48.5127 | 40.2249 | 15.4037 | 0.79806 | 0 | 0 | 0 | 47.7147 | 0.001068 | 0.0004088 | 2.14e-05 | 0 | 0 | 0 | 0.0007464 | 5000000 | scaled
777-10 | 219.4752 | 109.7232 | 0 | 109.7521 | 49.99% | 0% | 50.01% | 109.6592 | 109.7199 | 17.6954 | 0.10375 | 91.86 | 17.6954 | 0.16446 | 91.86 | 777 | 0.0003706 | 0.0002556 | 0.0001528 | 592215.9866 | 17.778 | 10.1377 | 191.5595 | 47970.7367 | 27354.9389 | 516890.311 | 429640.4185 | 69329.7913 | 406.4948 | 359904.1325 | 718294.4068 | 115844.8934 | 1076.6391 | 601372.8743 |  | 3314 | 777-10 | 219.4752 | 109.8161 | 109.7554 | 109.7232 | 0.064037 | 0.0033314 | 0 | 0 | 0 | 109.7521 | 17.778 | 0.082585 | 0.082585 | 91.86 | 0 | 0 | 0 | 0 | 0 | 0.082585 | 191.5595 | 99.6995 | 99.6995 | 91.86 | 0 | 0 | 0 | 0 | 0 | 99.6995 | 10.1377 | 10.034 | 9.9733 | 0.16779 | 0.064037 | 0.0033314 | 0 | 0 | 0 | 9.97 | 0.0002234 | 0.0001084 | 5.6e-06 | 0 | 0 | 0 | 0.0001472 | 5000000 | scaled
777-101 | 2484.6616 | 2050.1837 | 0 | 434.4779 | 82.51% | 0% | 17.49% | 871.9008 | 2049.1003 | 137.9386 | 19.6455 | 714.3168 | 325.1932 | 39.8103 | 1684.0969 | 777 | 0.0015556 | 0.0010758 | 0.0006226 | 1597236.8251 | 325.5201 | 80.362 | 2078.7795 | 209256.9325 | 51659.795 | 1336320.0976 | 1499126.9582 | 237168.4964 | 33777.9963 | 1228180.4654 | 699584.5484 | 111024.3893 | 13591.6449 | 574968.5142 |  | 3315 | 777-101 | 2484.6616 | 1612.7608 | 435.5613 | 2050.1837 | 1178.2829 | 1.0834 | 0 | 0 | 0 | 434.4779 | 325.5201 | 187.5815 | 0.32693 | 1684.0969 | 187.2546 | 0 | 0 | 0 | 0 | 0.32693 | 2078.7795 | 1364.4628 | 394.6827 | 1684.0969 | 969.7801 | 0 | 0 | 0 | 0 | 394.6827 | 80.362 | 60.7165 | 40.5517 | 40.8937 | 21.2482 | 1.0834 | 0 | 0 | 0 | 39.4683 | 0.0009576 | 0.0004778 | 2.46e-05 | 0 | 0 | 0 | 0.000598 | 5000000 | scaled
777-263F | 1123.1468 | 904.5252 | 0 | 218.6215 | 80.53% | 0% | 19.47% | 473.4418 | 904.4767 | 76.3318 | 1.512 | 395.598 | 146.1039 | 2.4013 | 755.9716 | 777 | 0.0008638 | 0.0005138 | 0.0003078 | 1300239.3817 | 146.2684 | 22.3095 | 954.5689 | 169331.2949 | 25827.1719 | 1105080.9149 | 1264509.5091 | 203873.6693 | 4038.3889 | 1056597.4509 | 710428.9494 | 114758.5242 | 1886.1138 | 593784.3114 |  | 3316 | 777-263F | 1123.1468 | 649.705 | 218.67 | 904.5252 | 431.0834 | 0.04849 | 0 | 0 | 0 | 218.6215 | 146.2684 | 69.9366 | 0.16451 | 755.9716 | 69.772 | 0 | 0 | 0 | 0 | 0.16451 | 954.5689 | 558.9709 | 198.5973 | 755.9716 | 360.3736 | 0 | 0 | 0 | 0 | 198.5973 | 22.3095 | 20.7975 | 19.9082 | 2.4498 | 0.93778 | 0.04849 | 0 | 0 | 0 | 19.8597 | 0.0005674 | 0.0002174 | 1.14e-05 | 0 | 0 | 0 | 0.0002964 | 5000000 | scaled
777-265 | 0 | 0 | 0 | 0 | 0% | 0% | 0% | 0 | 0 | 0 | 0 | 0 | 0 | 0 | 0 | 777 | 0 | 0 | 0 | 0 | 0 | 0 | 0 | 0 | 0 | 0 | 0 | 0 | 0 | 0 | 0 | 0 | 0 | 0 |  | 3317 | 777-265 | 0 | 0 | 0 | 0 | 0 | 0 | 0 | 0 | 0 | 0 | 0 | 0 | 0 | 0 | 0 | 0 | 0 | 0 | 0 | 0 | 0 | 0 | 0 | 0 | 0 | 0 | 0 | 0 | 0 | 0 | 0 | 0 | 0 | 0 | 0 | 0 | 0 | 0 | 0 | 0 | 0 | 0 | 0 | 0 | 0 | 0 | 0 | 5000000 | scaled
777-266 | 0 | 0 | 0 | 0 | 0% | 0% | 0% | 0 | 0 | 0 | 0 | 0 | 0 | 0 | 0 | 777 | 0 | 0 | 0 | 0 | 0 | 0 | 0 | 0 | 0 | 0 | 0 | 0 | 0 | 0 | 0 | 0 | 0 | 0 |  | 3318 | 777-266 | 0 | 0 | 0 | 0 | 0 | 0 | 0 | 0 | 0 | 0 | 0 | 0 | 0 | 0 | 0 | 0 | 0 | 0 | 0 | 0 | 0 | 0 | 0 | 0 | 0 | 0 | 0 | 0 | 0 | 0 | 0 | 0 | 0 | 0 | 0 | 0 | 0 | 0 | 0 | 0 | 0 | 0 | 0 | 0 | 0 | 0 | 0 | 5000000 | scaled
777-267F | 0 | 0 | 0 | 0 | 0% | 0% | 0% | 0 | 0 | 0 | 0 | 0 | 0 | 0 | 0 | 777 | 0 | 0 | 0 | 0 | 0 | 0 | 0 | 0 | 0 | 0 | 0 | 0 | 0 | 0 | 0 | 0 | 0 | 0 |  | 3319 | 777-267F | 0 | 0 | 0 | 0 | 0 | 0 | 0 | 0 | 0 | 0 | 0 | 0 | 0 | 0 | 0 | 0 | 0 | 0 | 0 | 0 | 0 | 0 | 0 | 0 | 0 | 0 | 0 | 0 | 0 | 0 | 0 | 0 | 0 | 0 | 0 | 0 | 0 | 0 | 0 | 0 | 0 | 0 | 0 | 0 | 0 | 0 | 0 | 5000000 | scaled
777-268F | 578.8455 | 547.257 | 0 | 31.5885 | 94.54% | 0% | 5.457% | 274.3406 | 547.2481 | 44.2611 | 0.27441 | 229.805 | 88.3755 | 0.43694 | 458.4357 | 777 | 0.0001222 | 7.46e-05 | 4.66e-05 | 4736869.7381 | 88.3993 | 3.3153 | 487.1308 | 723398.5955 | 27130.4832 | 3986340.6594 | 4081834.8845 | 658548.7774 | 4082.8827 | 3419203.2244 | 678054.6415 | 109499.5863 | 541.3846 | 568013.6706 |  | 3320 | 777-268F | 578.8455 | 304.5049 | 31.5973 | 547.257 | 272.9164 | 0.0088837 | 0 | 0 | 0 | 31.5885 | 88.3993 | 44.1382 | 0.023769 | 458.4357 | 44.1144 | 0 | 0 | 0 | 0 | 0.023769 | 487.1308 | 257.3258 | 28.6952 | 458.4357 | 228.6306 | 0 | 0 | 0 | 0 | 28.6952 | 3.3153 | 3.0409 | 2.8784 | 0.44583 | 0.17142 | 0.0088837 | 0 | 0 | 0 | 2.8695 | 7.72e-05 | 2.96e-05 | 1.6e-06 | 0 | 0 | 0 | 4.5e-05 | 5000000 | scaled
777-269F | 0 | 0 | 0 | 0 | 0% | 0% | 0% | 0 | 0 | 0 | 0 | 0 | 0 | 0 | 0 | 777 | 0 | 0 | 0 | 0 | 0 | 0 | 0 | 0 | 0 | 0 | 0 | 0 | 0 | 0 | 0 | 0 | 0 | 0 |  | 3321 | 777-269F | 0 | 0 | 0 | 0 | 0 | 0 | 0 | 0 | 0 | 0 | 0 | 0 | 0 | 0 | 0 | 0 | 0 | 0 | 0 | 0 | 0 | 0 | 0 | 0 | 0 | 0 | 0 | 0 | 0 | 0 | 0 | 0 | 0 | 0 | 0 | 0 | 0 | 0 | 0 | 0 | 0 | 0 | 0 | 0 | 0 | 0 | 0 | 5000000 | scaled
777-9 | 0 | 0 | 0 | 0 | 0% | 0% | 0% | 0 | 0 | 0 | 0 | 0 | 0 | 0 | 0 | 777 | 0 | 0 | 0 | 0 | 0 | 0 | 0 | 0 | 0 | 0 | 0 | 0 | 0 | 0 | 0 | 0 | 0 | 0 |  | 3322 | 777-9 | 0 | 0 | 0 | 0 | 0 | 0 | 0 | 0 | 0 | 0 | 0 | 0 | 0 | 0 | 0 | 0 | 0 | 0 | 0 | 0 | 0 | 0 | 0 | 0 | 0 | 0 | 0 | 0 | 0 | 0 | 0 | 0 | 0 | 0 | 0 | 0 | 0 | 0 | 0 | 0 | 0 | 0 | 0 | 0 | 0 | 0 | 0 | 5000000 | scaled
779-23 | 0 | 0 | 0 | 0 | 0% | 0% | 0% | 0 | 0 | 0 | 0 | 0 | 0 | 0 | 0 | 779 | 0 | 0 | 0 | 0 | 0 | 0 | 0 | 0 | 0 | 0 | 0 | 0 | 0 | 0 | 0 | 0 | 0 | 0 |  | 3323 | 779-23 | 0 | 0 | 0 | 0 | 0 | 0 | 0 | 0 | 0 | 0 | 0 | 0 | 0 | 0 | 0 | 0 | 0 | 0 | 0 | 0 | 0 | 0 | 0 | 0 | 0 | 0 | 0 | 0 | 0 | 0 | 0 | 0 | 0 | 0 | 0 | 0 | 0 | 0 | 0 | 0 | 0 | 0 | 0 | 0 | 0 | 0 | 0 | 5000000 | scaled
779-25AE | 3531.7831 | 3417.0421 | 0 | 114.741 | 96.75% | 0% | 3.249% | 2138.1273 | 3335.346 | 345.865 | 13.5683 | 1778.6941 | 539.5475 | 21.5728 | 2774.2257 | 779 | 0.0008446 | 0.0004194 | 0.0001692 | 4181604.4049 | 552.8254 | 32.4377 | 2946.52 | 654541.036 | 38405.9855 | 3488657.3833 | 3322975.0702 | 537526.7823 | 21087.1976 | 2764361.0903 | 1160975.9044 | 187807.0902 | 7509.1101 | 965659.704 |  | 3324 | 779-25AE | 3531.7831 | 1393.6557 | 196.4371 | 3417.0421 | 1278.9147 | 81.6961 | 0 | 0 | 0 | 114.741 | 552.8254 | 206.9604 | 13.2779 | 2842.2885 | 206.874 | 13.1915 | 0 | 0 | 0 | 0.086339 | 2946.52 | 1167.826 | 172.2943 | 2842.2885 | 1063.5944 | 68.0628 | 0 | 0 | 0 | 104.2315 | 32.4377 | 18.8694 | 10.8649 | 22.0145 | 8.4462 | 0.44176 | 0 | 0 | 0 | 10.4232 | 0.000689 | 0.0002638 | 1.36e-05 | 0 | 0 | 0 | 0.0001556 | 5000000 | scaled
781-42 | 0 | 0 | 0 | 0 | 0% | 0% | 0% | 0 | 0 | 0 | 0 | 0 | 0 | 0 | 0 | 781 | 0 | 0 | 0 | 0 | 0 | 0 | 0 | 0 | 0 | 0 | 0 | 0 | 0 | 0 | 0 | 0 | 0 | 0 |  | 3325 | 781-42 | 0 | 0 | 0 | 0 | 0 | 0 | 0 | 0 | 0 | 0 | 0 | 0 | 0 | 0 | 0 | 0 | 0 | 0 | 0 | 0 | 0 | 0 | 0 | 0 | 0 | 0 | 0 | 0 | 0 | 0 | 0 | 0 | 0 | 0 | 0 | 0 | 0 | 0 | 0 | 0 | 0 | 0 | 0 | 0 | 0 | 0 | 0 | 5000000 | scaled
783-1452F | 31579.0136 | 0 | 31579.0136 | 0 | 0% | 100% | 0% | 5047.8095 | 10474.5879 | 6.1936 | 4618.6654 | 422.9505 | 12.8522 | 9584.0814 | 877.6543 | 783 | 0.010577 | 0.010577 | 0.010577 | 2985574.0315 | 38.7472 | 28894.2953 | 2645.9712 | 3663.2755 | 2731752.756 | 250158 | 2508339.0795 | 3077.7121 | 2295090.3649 | 210171.0026 | 1995275.2821 | 2448.1869 | 1825645.1501 | 167181.9452 |  | 3326 | 783-1452F | 31579.0136 | 26531.2041 | 21104.4257 | 0 | 0 | 0 | 31579.0136 | 26531.2041 | 21104.4257 | 0 | 38.7472 | 32.5536 | 25.895 | 0 | 0 | 0 | 38.7472 | 32.5536 | 25.895 | 0 | 2645.9712 | 2223.0207 | 1768.3169 | 0 | 0 | 0 | 2645.9712 | 2223.0207 | 1768.3169 | 0 | 28894.2953 | 24275.6298 | 19310.2139 | 0 | 0 | 0 | 28894.2953 | 24275.6298 | 19310.2139 | 0 | 0 | 0 | 0 | 0.010577 | 0.010577 | 0.010577 | 0 | 5000000 | scaled
785-55F | 0 | 0 | 0 | 0 | 0% | 0% | 0% | 0 | 0 | 0 | 0 | 0 | 0 | 0 | 0 | 785 | 0 | 0 | 0 | 0 | 0 | 0 | 0 | 0 | 0 | 0 | 0 | 0 | 0 | 0 | 0 | 0 | 0 | 0 |  | 3327 | 785-55F | 0 | 0 | 0 | 0 | 0 | 0 | 0 | 0 | 0 | 0 | 0 | 0 | 0 | 0 | 0 | 0 | 0 | 0 | 0 | 0 | 0 | 0 | 0 | 0 | 0 | 0 | 0 | 0 | 0 | 0 | 0 | 0 | 0 | 0 | 0 | 0 | 0 | 0 | 0 | 0 | 0 | 0 | 0 | 0 | 0 | 0 | 0 | 5000000 | scaled
78-26R | 14526726.8022 | 14317113.3624 | 205179.4477 | 4433.9921 | 98.56% | 1.412% | 0.03052% | 4243806.7245 | 13992551.4271 | 669717.8623 | 80859.7232 | 3493229.139 | 2225422.6691 | 169279.3196 | 11597849.4383 | 78 | 0.34567 | 0.20177 | 0.038934 | 42024281.802 | 2307532.1512 | 187680.6687 | 12031513.9823 | 6675446.0731 | 542940.2934 | 34805895.4355 | 50964280.0103 | 8042705.7306 | 971052.1334 | 41950522.1463 | 13719882.0363 | 2182056.4077 | 165980.6153 | 11371845.0132 |  | 3328 | 78-26R | 14526726.8022 | 10282920.0777 | 534175.3752 | 14317113.3624 | 10162164.1108 | 509977.7601 | 205179.4477 | 116321.9748 | 19763.6229 | 4433.9921 | 2307532.1512 | 1637814.2888 | 82109.482 | 12009055.2339 | 1637650.5597 | 82078.8941 | 282.9155 | 160.3927 | 27.2514 | 3.3364 | 12031513.9823 | 8538284.8433 | 433664.544 | 12009055.2339 | 8523807.9927 | 427861.3466 | 18430.8796 | 10448.9818 | 1775.3287 | 4027.8688 | 187680.6687 | 106820.9456 | 18401.3491 | 812.2293 | 705.5584 | 37.5194 | 186465.6525 | 105712.6003 | 17961.0428 | 402.7869 | 0.019201 | 0.013451 | 0.000702 | 0.32027 | 0.18211 | 0.032027 | 0.0062056 | 5000000 | scaled
78-35R | 5696335.8077 | 5695326.8309 | 0 | 1008.9768 | 99.98% | 0% | 0.01771% | 1818402.7257 | 5496385.7763 | 293505.7431 | 83.747 | 1524813.2355 | 887278.4642 | 247.3291 | 4608859.983 | 78 | 0.008188 | 0.0059814 | 0.001698 | 695693186.0916 | 919419.9704 | 348.0035 | 4776567.8339 | 112288711.572 | 42501.645 | 583361972.8745 | 648332009.5742 | 104646328.1117 | 29859.1067 | 543655822.3558 | 117756202.2482 | 19009317.4918 | 5298.8524 | 98741585.904 |  | 3329 | 78-35R | 5696335.8077 | 3877933.0821 | 199950.0314 | 5695326.8309 | 3876924.1053 | 198941.0546 | 0 | 0 | 0 | 1008.9768 | 919419.9704 | 625914.2272 | 32141.5062 | 4775651.2725 | 625913.468 | 32140.7469 | 0 | 0 | 0 | 0.75922 | 4776567.8339 | 3251754.5984 | 167707.8509 | 4775651.2725 | 3250838.037 | 166791.2895 | 0 | 0 | 0 | 916.5614 | 348.0035 | 264.2564 | 100.6744 | 256.3473 | 172.6003 | 9.0182 | 0 | 0 | 0 | 91.6561 | 0.0067266 | 0.00452 | 0.0002366 | 0 | 0 | 0 | 0.0014614 | 5000000 | scaled
78-782R | 7202315.8397 | 7167196.5439 | 33919.1162 | 1200.1796 | 99.51% | 0.4709% | 0.01666% | 3066204.9091 | 6973556.3191 | 521879.4625 | 13144.3352 | 2531181.1113 | 1187390.7737 | 27443.2803 | 5758722.2652 | 78 | 0.33808 | 0.19323 | 0.034774 | 21303735.7096 | 1225770.4172 | 30473.9893 | 5946071.4332 | 3625707.285 | 90139.0371 | 17587889.3874 | 21405428.0693 | 3643283.351 | 91761.6827 | 17670383.0357 | 6578388.7174 | 1120105.3969 | 25888.1634 | 5432395.1571 |  | 3330 | 78-782R | 7202315.8397 | 4136110.9306 | 228759.5206 | 7167196.5439 | 4115681.9591 | 224289.2086 | 33919.1162 | 19228.7919 | 3270.1324 | 1200.1796 | 1225770.4172 | 703890.9547 | 38379.6435 | 5941367.5401 | 703872.2812 | 38375.7183 | 31.3465 | 17.7704 | 3.0221 | 0.9031 | 5946071.4332 | 3414890.3218 | 187349.168 | 5941367.5401 | 3411751.4922 | 185910.5265 | 3613.6417 | 2048.5783 | 348.3902 | 1090.2514 | 30473.9893 | 17329.6541 | 3030.7091 | 90.8362 | 58.1858 | 2.9638 | 30274.128 | 17162.4432 | 2918.7201 | 109.0251 | 0.0078748 | 0.0047664 | 0.0002496 | 0.32853 | 0.18679 | 0.032853 | 0.0016716 | 5000000 | scaled
780-442 | 0 | 0 | 0 | 0 | 0% | 0% | 0% | 0 | 0 | 0 | 0 | 0 | 0 | 0 | 0 | 780 | 0 | 0 | 0 | 0 | 0 | 0 | 0 | 0 | 0 | 0 | 0 | 0 | 0 | 0 | 0 | 0 | 0 | 0 |  | 3331 | 780-442 | 0 | 0 | 0 | 0 | 0 | 0 | 0 | 0 | 0 | 0 | 0 | 0 | 0 | 0 | 0 | 0 | 0 | 0 | 0 | 0 | 0 | 0 | 0 | 0 | 0 | 0 | 0 | 0 | 0 | 0 | 0 | 0 | 0 | 0 | 0 | 0 | 0 | 0 | 0 | 0 | 0 | 0 | 0 | 0 | 0 | 0 | 0 | 5000000 | scaled
780-443F | 113.9019 | 0 | 113.9019 | 0 | 0% | 100% | 0% | 18.159 | 37.7886 | 0.23558 | 14.2201 | 3.7034 | 0.49024 | 29.5918 | 7.7066 | 780 | 0.01071 | 0.01071 | 0.01071 | 10635.491 | 1.4777 | 89.1951 | 23.2291 | 137.9765 | 8328.5145 | 2169 | 8939.906 | 115.9793 | 7000.724 | 1823.2027 | 7107.0111 | 92.2008 | 5565.4078 | 1449.4025 |  | 3332 | 780-443F | 113.9019 | 95.7428 | 76.1132 | 0 | 0 | 0 | 113.9019 | 95.7428 | 76.1132 | 0 | 1.4777 | 1.2421 | 0.98743 | 0 | 0 | 0 | 1.4777 | 1.2421 | 0.98743 | 0 | 23.2291 | 19.5258 | 15.5225 | 0 | 0 | 0 | 23.2291 | 19.5258 | 15.5225 | 0 | 89.1951 | 74.975 | 59.6033 | 0 | 0 | 0 | 89.1951 | 74.975 | 59.6033 | 0 | 0 | 0 | 0 | 0.01071 | 0.01071 | 0.01071 | 0 | 5000000 | scaled
780-444F | 114.1273 | 0 | 114.1273 | 0 | 0% | 100% | 0% | 18.2292 | 37.8652 | 0.23649 | 14.2751 | 3.7177 | 0.49123 | 29.6517 | 7.7222 | 780 | 0.010731 | 0.010731 | 0.010731 | 10635.491 | 1.4806 | 89.3716 | 23.2751 | 137.9765 | 8328.5145 | 2169 | 8936.7144 | 115.9379 | 6998.2247 | 1822.5518 | 7106.846 | 92.1986 | 5565.2785 | 1449.3688 |  | 3333 | 780-444F | 114.1273 | 95.8981 | 76.2621 | 0 | 0 | 0 | 114.1273 | 95.8981 | 76.2621 | 0 | 1.4806 | 1.2441 | 0.98936 | 0 | 0 | 0 | 1.4806 | 1.2441 | 0.98936 | 0 | 23.2751 | 19.5574 | 15.5529 | 0 | 0 | 0 | 23.2751 | 19.5574 | 15.5529 | 0 | 89.3716 | 75.0965 | 59.7199 | 0 | 0 | 0 | 89.3716 | 75.0965 | 59.7199 | 0 | 0 | 0 | 0 | 0.010731 | 0.010731 | 0.010731 | 0 | 5000000 | scaled
780-445F | 0 | 0 | 0 | 0 | 0% | 0% | 0% | 0 | 0 | 0 | 0 | 0 | 0 | 0 | 0 | 780 | 0 | 0 | 0 | 0 | 0 | 0 | 0 | 0 | 0 | 0 | 0 | 0 | 0 | 0 | 0 | 0 | 0 | 0 |  | 3334 | 780-445F | 0 | 0 | 0 | 0 | 0 | 0 | 0 | 0 | 0 | 0 | 0 | 0 | 0 | 0 | 0 | 0 | 0 | 0 | 0 | 0 | 0 | 0 | 0 | 0 | 0 | 0 | 0 | 0 | 0 | 0 | 0 | 0 | 0 | 0 | 0 | 0 | 0 | 0 | 0 | 0 | 0 | 0 | 0 | 0 | 0 | 0 | 0 | 5000000 | scaled
780-468R | 132175.5817 | 2845.0468 | 128520.4786 | 810.0563 | 2.152% | 97.23% | 0.6129% | 59197.5358 | 122693.7396 | 201.9605 | 52852.5797 | 6142.9956 | 356.9992 | 109834.1695 | 12502.5709 | 780 | 0.014295 | 0.0081852 | 0.0022522 | 9246151.2771 | 372.5706 | 117715.8103 | 14087.2008 | 26062.6363 | 8234638.9218 | 985449.719 | 8915853.7226 | 30417.6546 | 7960227.7879 | 925208.2801 | 4210035.6011 | 12249.8456 | 3768780.4237 | 429005.3318 |  | 3335 | 780-468R | 132175.5817 | 72978.0459 | 9481.8422 | 2845.0468 | 1222.3524 | 62.813 | 128520.4786 | 70945.6372 | 8608.9729 | 810.0563 | 372.5706 | 170.6101 | 15.5714 | 951.6027 | 79.341 | 3.9607 | 164.2329 | 90.6596 | 11.0012 | 0.60954 | 14087.2008 | 7944.2052 | 1584.63 | 951.6027 | 363.4643 | 18.1701 | 12399.7375 | 6844.8802 | 830.5992 | 735.8607 | 117715.8103 | 64863.2306 | 7881.6408 | 1685.7161 | 779.5471 | 40.6823 | 115956.5082 | 64010.0974 | 7767.3725 | 73.5861 | 0.002605 | 0.0010526 | 5.48e-05 | 0.010548 | 0.00599 | 0.0010548 | 0.0011426 | 5000000 | scaled
781-1356R | 45623.8779 | 3648.2759 | 40959.2867 | 1016.3152 | 7.996% | 89.78% | 2.228% | 20451.4575 | 41785.1432 | 26.6777 | 17904.6109 | 2520.169 | 54.4107 | 36500.035 | 5230.6975 | 781 | 0.014432 | 0.0083788 | 0.0025288 | 3161212.1265 | 58.8241 | 39037.4821 | 6527.5717 | 4075.8367 | 2704850.343 | 452285.9468 | 3004298.9943 | 3918.9216 | 2630169.7299 | 370210.3429 | 1518006.4404 | 1976.6777 | 1326004.5059 | 190025.2568 |  | 3336 | 781-1356R | 45623.8779 | 25172.4204 | 3838.7347 | 3648.2759 | 1592.9523 | 82.8595 | 40959.2867 | 22563.1529 | 2739.56 | 1016.3152 | 58.8241 | 32.1464 | 4.4134 | 17.9389 | 1.331 | 0 | 54.5516 | 30.0507 | 3.6487 | 0.76474 | 6527.5717 | 4007.4027 | 1296.8742 | 17.9389 | 6.8042 | 0 | 5586.4051 | 3077.3708 | 373.6464 | 923.2277 | 39037.4821 | 21132.8712 | 2537.4471 | 3626.8293 | 1584.8171 | 82.8595 | 35318.33 | 19455.7314 | 2362.2649 | 92.3228 | 0.0023874 | 0.0009374 | 4.92e-05 | 0.010628 | 0.0060246 | 0.0010628 | 0.0014168 | 5000000 | scaled
781-1359 | 56465.6296 | 360.7715 | 54953.7016 | 1151.1565 | 0.6389% | 97.32% | 2.039% | 24857.1346 | 51617.3597 | 41.6819 | 22706.9294 | 2108.5233 | 80.3753 | 47181.3466 | 4355.6378 | 781 | 0.015735 | 0.008989 | 0.002765 | 3588445.774 | 88.7777 | 50654.3221 | 5722.5298 | 5641.9106 | 3219131.5213 | 363672.3421 | 3516352.7642 | 5896.4246 | 3212179.3253 | 298277.0143 | 1753443.01 | 2730.3511 | 1602751.5328 | 147961.1261 |  | 3337 | 781-1359 | 56465.6296 | 31608.495 | 4848.2699 | 360.7715 | 143.7397 | 22.7273 | 54953.7016 | 30313.5988 | 3674.3861 | 1151.1565 | 88.7777 | 47.0958 | 8.4024 | 95.8094 | 8.1089 | 2.9155 | 69.1067 | 38.1207 | 4.6207 | 0.86621 | 5722.5298 | 3614.0064 | 1366.892 | 95.8094 | 41.3125 | 14.8726 | 4581.0019 | 2526.9754 | 306.3009 | 1045.7185 | 50654.3221 | 27947.3927 | 3472.9755 | 246.1573 | 94.3182 | 4.9392 | 50303.5929 | 27748.5026 | 3363.4645 | 104.5718 | 0.0035206 | 0.0013486 | 7.02e-05 | 0.010578 | 0.0060034 | 0.0010578 | 0.001637 | 5000000 | scaled
781-43AE | 1265.0833 | 52.3436 | 1077.3116 | 135.4281 | 4.138% | 85.16% | 10.71% | 517.1891 | 1057.6263 | 5.7033 | 440.0029 | 71.4829 | 8.9519 | 914.7719 | 133.9025 | 781 | 0.011135 | 0.0063786 | 0.0012676 | 113615.2697 | 9.1274 | 992.3419 | 263.614 | 819.7202 | 89120.7667 | 23674.7829 | 117250.5216 | 1292.9822 | 99751.8418 | 16205.6976 | 163661.2492 | 1385.2496 | 141555.4016 | 20720.598 |  | 3338 | 781-43AE | 1265.0833 | 747.8942 | 207.457 | 52.3436 | 18.092 | 0.081434 | 1077.3116 | 594.3742 | 71.9475 | 135.4281 | 9.1274 | 3.4241 | 0.17554 | 40.4514 | 2.7139 | 0 | 1.1025 | 0.60828 | 0.073631 | 0.10191 | 263.614 | 192.131 | 129.7115 | 40.4514 | 13.8587 | 0 | 100.1388 | 55.2486 | 6.6877 | 123.0238 | 992.3419 | 552.339 | 77.57 | 3.9693 | 1.5193 | 0.081434 | 976.0703 | 538.5173 | 65.1862 | 12.3024 | 0.0002856 | 0.0001356 | 7.2e-06 | 0.010654 | 0.006048 | 0.0010654 | 0.000195 | 5000000 | scaled
781-44 | 408038.5562 | 39350.8773 | 357807.803 | 10879.8758 | 9.644% | 87.69% | 2.666% | 186270.8966 | 376433.038 | 3160.8661 | 158137.7715 | 24972.2591 | 5076.3879 | 323873.1525 | 47483.4975 | 781 | 0.057288 | 0.03351 | 0.017108 | 7122633.1034 | 5188.6403 | 343263.8799 | 59586.036 | 90571.7861 | 5991940.3134 | 1040121.0039 | 6617915.1284 | 112300.6551 | 5618388.9643 | 887225.509 | 1847368.4395 | 24912.6881 | 1589427.5477 | 233028.2038 |  | 3339 | 781-44 | 408038.5562 | 221767.6595 | 31605.5182 | 39350.8773 | 15297.3616 | 742.8941 | 357807.803 | 195590.4221 | 19982.7482 | 10879.8758 | 5188.6403 | 2027.7741 | 112.2523 | 14206.1885 | 1773.223 | 78.8954 | 450.6924 | 246.3644 | 25.1701 | 8.1868 | 59586.036 | 34613.777 | 12102.5385 | 14206.1885 | 5326.7821 | 236.7867 | 35496.4938 | 19403.6411 | 1982.3981 | 9883.3537 | 343263.8799 | 185126.1084 | 19390.7274 | 20414.9277 | 8197.3565 | 427.212 | 321860.6168 | 175940.4165 | 17975.18 | 988.3354 | 0.031486 | 0.012188 | 0.0006356 | 0.010365 | 0.0058858 | 0.0010364 | 0.015436 | 5000000 | scaled
783-1451F | 122427.988 | 0 | 122427.988 | 0 | 0% | 100% | 0% | 19550.9179 | 40609.2264 | 24.6217 | 17915.3843 | 1610.912 | 51.1417 | 37212.0582 | 3346.0265 | 783 | 0.010483 | 0.010483 | 0.010483 | 11679162.4253 | 154.1811 | 112186.2646 | 10087.5423 | 14708.2928 | 10702141.1325 | 962313 | 9814079.5355 | 12359.4783 | 8993081.9052 | 808638.152 | 7805197.3438 | 9829.5685 | 7152252.9183 | 643114.8569 |  | 3340 | 783-1451F | 122427.988 | 102877.0701 | 81818.7617 | 0 | 0 | 0 | 122427.988 | 102877.0701 | 81818.7617 | 0 | 154.1811 | 129.5595 | 103.0394 | 0 | 0 | 0 | 154.1811 | 129.5595 | 103.0394 | 0 | 10087.5423 | 8476.6303 | 6741.5158 | 0 | 0 | 0 | 10087.5423 | 8476.6303 | 6741.5158 | 0 | 112186.2646 | 94270.8804 | 74974.2064 | 0 | 0 | 0 | 112186.2646 | 94270.8804 | 74974.2064 | 0 | 0 | 0 | 0 | 0.010483 | 0.010483 | 0.010483 | 0 | 5000000 | scaled
783-1453 | 0 | 0 | 0 | 0 | 0% | 0% | 0% | 0 | 0 | 0 | 0 | 0 | 0 | 0 | 0 | 783 | 0 | 0 | 0 | 0 | 0 | 0 | 0 | 0 | 0 | 0 | 0 | 0 | 0 | 0 | 0 | 0 | 0 | 0 |  | 3341 | 783-1453 | 0 | 0 | 0 | 0 | 0 | 0 | 0 | 0 | 0 | 0 | 0 | 0 | 0 | 0 | 0 | 0 | 0 | 0 | 0 | 0 | 0 | 0 | 0 | 0 | 0 | 0 | 0 | 0 | 0 | 0 | 0 | 0 | 0 | 0 | 0 | 0 | 0 | 0 | 0 | 0 | 0 | 0 | 0 | 0 | 0 | 0 | 0 | 5000000 | scaled
783-847F | 68083.8716 | 0 | 68083.8716 | 0 | 0% | 100% | 0% | 10878.279 | 22586.6016 | 12.9916 | 9952.7481 | 912.5394 | 26.9745 | 20664.9189 | 1894.7081 | 783 | 0.010505 | 0.010505 | 0.010505 | 6481338.8045 | 81.3107 | 62291.252 | 5711.309 | 7740.4805 | 5929902.324 | 543696 | 5445765.9079 | 6503.725 | 4982436.6365 | 456825.5464 | 4331175.8706 | 5172.6014 | 3962676.6376 | 363326.6316 |  | 3342 | 783-847F | 68083.8716 | 57205.5926 | 45497.2701 | 0 | 0 | 0 | 68083.8716 | 57205.5926 | 45497.2701 | 0 | 81.3107 | 68.319 | 54.3361 | 0 | 0 | 0 | 81.3107 | 68.319 | 54.3361 | 0 | 5711.309 | 4798.7696 | 3816.6009 | 0 | 0 | 0 | 5711.309 | 4798.7696 | 3816.6009 | 0 | 62291.252 | 52338.5039 | 41626.333 | 0 | 0 | 0 | 62291.252 | 52338.5039 | 41626.333 | 0 | 0 | 0 | 0 | 0.010505 | 0.010505 | 0.010505 | 0 | 5000000 | scaled
783-848F | 97081.8891 | 0 | 97081.8891 | 0 | 0% | 100% | 0% | 15519.3228 | 32210.1499 | 19.8352 | 14148.546 | 1350.9416 | 41.1678 | 29365.1206 | 2803.8615 | 783 | 0.010408 | 0.010408 | 0.010408 | 9327263.4724 | 124.0803 | 88506.927 | 8450.8818 | 11921.1679 | 8503413.3045 | 811929 | 7836225.1972 | 10015.4731 | 7144074.1217 | 682135.6025 | 6232633.1874 | 7965.9234 | 5682122.7496 | 542544.5144 |  | 3343 | 783-848F | 97081.8891 | 81562.5663 | 64871.7393 | 0 | 0 | 0 | 97081.8891 | 81562.5663 | 64871.7393 | 0 | 124.0803 | 104.245 | 82.9125 | 0 | 0 | 0 | 124.0803 | 104.245 | 82.9125 | 0 | 8450.8818 | 7099.9402 | 5647.0203 | 0 | 0 | 0 | 8450.8818 | 7099.9402 | 5647.0203 | 0 | 88506.927 | 74358.3811 | 59141.8064 | 0 | 0 | 0 | 88506.927 | 74358.3811 | 59141.8064 | 0 | 0 | 0 | 0 | 0.010408 | 0.010408 | 0.010408 | 0 | 5000000 | scaled
783-849F | 24529.1556 | 0 | 24529.1556 | 0 | 0% | 100% | 0% | 3915.2577 | 8140.4812 | 5.8 | 3577.2502 | 332.2075 | 12.0592 | 7437.7066 | 690.7154 | 783 | 0.01043 | 0.01043 | 0.01043 | 2351788.6471 | 36.3371 | 22411.5328 | 2081.2856 | 3483.9061 | 2148756.741 | 199548 | 1976404.3959 | 2927.8173 | 1805779.7302 | 167696.8485 | 1571301.4733 | 2327.7036 | 1435649.686 | 133324.0837 |  | 3344 | 783-849F | 24529.1556 | 20613.8978 | 16388.6744 | 0 | 0 | 0 | 24529.1556 | 20613.8978 | 16388.6744 | 0 | 36.3371 | 30.5371 | 24.2779 | 0 | 0 | 0 | 36.3371 | 30.5371 | 24.2779 | 0 | 2081.2856 | 1749.0781 | 1390.5702 | 0 | 0 | 0 | 2081.2856 | 1749.0781 | 1390.5702 | 0 | 22411.5328 | 18834.2826 | 14973.8262 | 0 | 0 | 0 | 22411.5328 | 18834.2826 | 14973.8262 | 0 | 0 | 0 | 0 | 0.01043 | 0.01043 | 0.01043 | 0 | 5000000 | scaled
783-850 | 0 | 0 | 0 | 0 | 0% | 0% | 0% | 0 | 0 | 0 | 0 | 0 | 0 | 0 | 0 | 783 | 0 | 0 | 0 | 0 | 0 | 0 | 0 | 0 | 0 | 0 | 0 | 0 | 0 | 0 | 0 | 0 | 0 | 0 |  | 3345 | 783-850 | 0 | 0 | 0 | 0 | 0 | 0 | 0 | 0 | 0 | 0 | 0 | 0 | 0 | 0 | 0 | 0 | 0 | 0 | 0 | 0 | 0 | 0 | 0 | 0 | 0 | 0 | 0 | 0 | 0 | 0 | 0 | 0 | 0 | 0 | 0 | 0 | 0 | 0 | 0 | 0 | 0 | 0 | 0 | 0 | 0 | 0 | 0 | 5000000 | scaled
783-853 | 0 | 0 | 0 | 0 | 0% | 0% | 0% | 0 | 0 | 0 | 0 | 0 | 0 | 0 | 0 | 783 | 0 | 0 | 0 | 0 | 0 | 0 | 0 | 0 | 0 | 0 | 0 | 0 | 0 | 0 | 0 | 0 | 0 | 0 |  | 3346 | 783-853 | 0 | 0 | 0 | 0 | 0 | 0 | 0 | 0 | 0 | 0 | 0 | 0 | 0 | 0 | 0 | 0 | 0 | 0 | 0 | 0 | 0 | 0 | 0 | 0 | 0 | 0 | 0 | 0 | 0 | 0 | 0 | 0 | 0 | 0 | 0 | 0 | 0 | 0 | 0 | 0 | 0 | 0 | 0 | 0 | 0 | 0 | 0 | 5000000 | scaled
783-854F | 81195.3171 | 0 | 81195.3171 | 0 | 0% | 100% | 0% | 12974.612 | 26965.567 | 14.6822 | 11880.8058 | 1079.124 | 30.5146 | 24692.2732 | 2242.7792 | 783 | 0.010332 | 0.010332 | 0.010332 | 7858321.1121 | 91.8817 | 74350.2613 | 6753.174 | 8892.5841 | 7195836.528 | 653592 | 6602600.075 | 7471.593 | 6045977.2668 | 549151.2152 | 5248514.3923 | 5939.291 | 4806045.8516 | 436529.2497 |  | 3347 | 783-854F | 81195.3171 | 68220.705 | 54229.7501 | 0 | 0 | 0 | 81195.3171 | 68220.705 | 54229.7501 | 0 | 91.8817 | 77.1995 | 61.3671 | 0 | 0 | 0 | 91.8817 | 77.1995 | 61.3671 | 0 | 6753.174 | 5674.05 | 4510.3948 | 0 | 0 | 0 | 6753.174 | 5674.05 | 4510.3948 | 0 | 74350.2613 | 62469.4555 | 49657.9882 | 0 | 0 | 0 | 74350.2613 | 62469.4555 | 49657.9882 | 0 | 0 | 0 | 0 | 0.010332 | 0.010332 | 0.010332 | 0 | 5000000 | scaled
785-10 | 0 | 0 | 0 | 0 | 0% | 0% | 0% | 0 | 0 | 0 | 0 | 0 | 0 | 0 | 0 | 785 | 0 | 0 | 0 | 0 | 0 | 0 | 0 | 0 | 0 | 0 | 0 | 0 | 0 | 0 | 0 | 0 | 0 | 0 |  | 3348 | 785-10 | 0 | 0 | 0 | 0 | 0 | 0 | 0 | 0 | 0 | 0 | 0 | 0 | 0 | 0 | 0 | 0 | 0 | 0 | 0 | 0 | 0 | 0 | 0 | 0 | 0 | 0 | 0 | 0 | 0 | 0 | 0 | 0 | 0 | 0 | 0 | 0 | 0 | 0 | 0 | 0 | 0 | 0 | 0 | 0 | 0 | 0 | 0 | 5000000 | scaled
785-11 | 0 | 0 | 0 | 0 | 0% | 0% | 0% | 0 | 0 | 0 | 0 | 0 | 0 | 0 | 0 | 785 | 0 | 0 | 0 | 0 | 0 | 0 | 0 | 0 | 0 | 0 | 0 | 0 | 0 | 0 | 0 | 0 | 0 | 0 |  | 3349 | 785-11 | 0 | 0 | 0 | 0 | 0 | 0 | 0 | 0 | 0 | 0 | 0 | 0 | 0 | 0 | 0 | 0 | 0 | 0 | 0 | 0 | 0 | 0 | 0 | 0 | 0 | 0 | 0 | 0 | 0 | 0 | 0 | 0 | 0 | 0 | 0 | 0 | 0 | 0 | 0 | 0 | 0 | 0 | 0 | 0 | 0 | 0 | 0 | 5000000 | scaled
785-12 | 0 | 0 | 0 | 0 | 0% | 0% | 0% | 0 | 0 | 0 | 0 | 0 | 0 | 0 | 0 | 785 | 0 | 0 | 0 | 0 | 0 | 0 | 0 | 0 | 0 | 0 | 0 | 0 | 0 | 0 | 0 | 0 | 0 | 0 |  | 3350 | 785-12 | 0 | 0 | 0 | 0 | 0 | 0 | 0 | 0 | 0 | 0 | 0 | 0 | 0 | 0 | 0 | 0 | 0 | 0 | 0 | 0 | 0 | 0 | 0 | 0 | 0 | 0 | 0 | 0 | 0 | 0 | 0 | 0 | 0 | 0 | 0 | 0 | 0 | 0 | 0 | 0 | 0 | 0 | 0 | 0 | 0 | 0 | 0 | 5000000 | scaled
785-13 | 0 | 0 | 0 | 0 | 0% | 0% | 0% | 0 | 0 | 0 | 0 | 0 | 0 | 0 | 0 | 785 | 0 | 0 | 0 | 0 | 0 | 0 | 0 | 0 | 0 | 0 | 0 | 0 | 0 | 0 | 0 | 0 | 0 | 0 |  | 3351 | 785-13 | 0 | 0 | 0 | 0 | 0 | 0 | 0 | 0 | 0 | 0 | 0 | 0 | 0 | 0 | 0 | 0 | 0 | 0 | 0 | 0 | 0 | 0 | 0 | 0 | 0 | 0 | 0 | 0 | 0 | 0 | 0 | 0 | 0 | 0 | 0 | 0 | 0 | 0 | 0 | 0 | 0 | 0 | 0 | 0 | 0 | 0 | 0 | 5000000 | scaled
785-134 | 0 | 0 | 0 | 0 | 0% | 0% | 0% | 0 | 0 | 0 | 0 | 0 | 0 | 0 | 0 | 785 | 0 | 0 | 0 | 0 | 0 | 0 | 0 | 0 | 0 | 0 | 0 | 0 | 0 | 0 | 0 | 0 | 0 | 0 |  | 3352 | 785-134 | 0 | 0 | 0 | 0 | 0 | 0 | 0 | 0 | 0 | 0 | 0 | 0 | 0 | 0 | 0 | 0 | 0 | 0 | 0 | 0 | 0 | 0 | 0 | 0 | 0 | 0 | 0 | 0 | 0 | 0 | 0 | 0 | 0 | 0 | 0 | 0 | 0 | 0 | 0 | 0 | 0 | 0 | 0 | 0 | 0 | 0 | 0 | 5000000 | scaled
785-136 | 0 | 0 | 0 | 0 | 0% | 0% | 0% | 0 | 0 | 0 | 0 | 0 | 0 | 0 | 0 | 785 | 0 | 0 | 0 | 0 | 0 | 0 | 0 | 0 | 0 | 0 | 0 | 0 | 0 | 0 | 0 | 0 | 0 | 0 |  | 3353 | 785-136 | 0 | 0 | 0 | 0 | 0 | 0 | 0 | 0 | 0 | 0 | 0 | 0 | 0 | 0 | 0 | 0 | 0 | 0 | 0 | 0 | 0 | 0 | 0 | 0 | 0 | 0 | 0 | 0 | 0 | 0 | 0 | 0 | 0 | 0 | 0 | 0 | 0 | 0 | 0 | 0 | 0 | 0 | 0 | 0 | 0 | 0 | 0 | 5000000 | scaled
785-136F | 0 | 0 | 0 | 0 | 0% | 0% | 0% | 0 | 0 | 0 | 0 | 0 | 0 | 0 | 0 | 785 | 0 | 0 | 0 | 0 | 0 | 0 | 0 | 0 | 0 | 0 | 0 | 0 | 0 | 0 | 0 | 0 | 0 | 0 |  | 3354 | 785-136F | 0 | 0 | 0 | 0 | 0 | 0 | 0 | 0 | 0 | 0 | 0 | 0 | 0 | 0 | 0 | 0 | 0 | 0 | 0 | 0 | 0 | 0 | 0 | 0 | 0 | 0 | 0 | 0 | 0 | 0 | 0 | 0 | 0 | 0 | 0 | 0 | 0 | 0 | 0 | 0 | 0 | 0 | 0 | 0 | 0 | 0 | 0 | 5000000 | scaled
785-137 | 0 | 0 | 0 | 0 | 0% | 0% | 0% | 0 | 0 | 0 | 0 | 0 | 0 | 0 | 0 | 785 | 0 | 0 | 0 | 0 | 0 | 0 | 0 | 0 | 0 | 0 | 0 | 0 | 0 | 0 | 0 | 0 | 0 | 0 |  | 3355 | 785-137 | 0 | 0 | 0 | 0 | 0 | 0 | 0 | 0 | 0 | 0 | 0 | 0 | 0 | 0 | 0 | 0 | 0 | 0 | 0 | 0 | 0 | 0 | 0 | 0 | 0 | 0 | 0 | 0 | 0 | 0 | 0 | 0 | 0 | 0 | 0 | 0 | 0 | 0 | 0 | 0 | 0 | 0 | 0 | 0 | 0 | 0 | 0 | 5000000 | scaled
785-137F | 0 | 0 | 0 | 0 | 0% | 0% | 0% | 0 | 0 | 0 | 0 | 0 | 0 | 0 | 0 | 785 | 0 | 0 | 0 | 0 | 0 | 0 | 0 | 0 | 0 | 0 | 0 | 0 | 0 | 0 | 0 | 0 | 0 | 0 |  | 3356 | 785-137F | 0 | 0 | 0 | 0 | 0 | 0 | 0 | 0 | 0 | 0 | 0 | 0 | 0 | 0 | 0 | 0 | 0 | 0 | 0 | 0 | 0 | 0 | 0 | 0 | 0 | 0 | 0 | 0 | 0 | 0 | 0 | 0 | 0 | 0 | 0 | 0 | 0 | 0 | 0 | 0 | 0 | 0 | 0 | 0 | 0 | 0 | 0 | 5000000 | scaled
785-138 | 0 | 0 | 0 | 0 | 0% | 0% | 0% | 0 | 0 | 0 | 0 | 0 | 0 | 0 | 0 | 785 | 0 | 0 | 0 | 0 | 0 | 0 | 0 | 0 | 0 | 0 | 0 | 0 | 0 | 0 | 0 | 0 | 0 | 0 |  | 3357 | 785-138 | 0 | 0 | 0 | 0 | 0 | 0 | 0 | 0 | 0 | 0 | 0 | 0 | 0 | 0 | 0 | 0 | 0 | 0 | 0 | 0 | 0 | 0 | 0 | 0 | 0 | 0 | 0 | 0 | 0 | 0 | 0 | 0 | 0 | 0 | 0 | 0 | 0 | 0 | 0 | 0 | 0 | 0 | 0 | 0 | 0 | 0 | 0 | 5000000 | scaled
785-138F | 0 | 0 | 0 | 0 | 0% | 0% | 0% | 0 | 0 | 0 | 0 | 0 | 0 | 0 | 0 | 785 | 0 | 0 | 0 | 0 | 0 | 0 | 0 | 0 | 0 | 0 | 0 | 0 | 0 | 0 | 0 | 0 | 0 | 0 |  | 3358 | 785-138F | 0 | 0 | 0 | 0 | 0 | 0 | 0 | 0 | 0 | 0 | 0 | 0 | 0 | 0 | 0 | 0 | 0 | 0 | 0 | 0 | 0 | 0 | 0 | 0 | 0 | 0 | 0 | 0 | 0 | 0 | 0 | 0 | 0 | 0 | 0 | 0 | 0 | 0 | 0 | 0 | 0 | 0 | 0 | 0 | 0 | 0 | 0 | 5000000 | scaled
785-139 | 0 | 0 | 0 | 0 | 0% | 0% | 0% | 0 | 0 | 0 | 0 | 0 | 0 | 0 | 0 | 785 | 0 | 0 | 0 | 0 | 0 | 0 | 0 | 0 | 0 | 0 | 0 | 0 | 0 | 0 | 0 | 0 | 0 | 0 |  | 3359 | 785-139 | 0 | 0 | 0 | 0 | 0 | 0 | 0 | 0 | 0 | 0 | 0 | 0 | 0 | 0 | 0 | 0 | 0 | 0 | 0 | 0 | 0 | 0 | 0 | 0 | 0 | 0 | 0 | 0 | 0 | 0 | 0 | 0 | 0 | 0 | 0 | 0 | 0 | 0 | 0 | 0 | 0 | 0 | 0 | 0 | 0 | 0 | 0 | 5000000 | scaled
785-142 | 0 | 0 | 0 | 0 | 0% | 0% | 0% | 0 | 0 | 0 | 0 | 0 | 0 | 0 | 0 | 785 | 0 | 0 | 0 | 0 | 0 | 0 | 0 | 0 | 0 | 0 | 0 | 0 | 0 | 0 | 0 | 0 | 0 | 0 |  | 3360 | 785-142 | 0 | 0 | 0 | 0 | 0 | 0 | 0 | 0 | 0 | 0 | 0 | 0 | 0 | 0 | 0 | 0 | 0 | 0 | 0 | 0 | 0 | 0 | 0 | 0 | 0 | 0 | 0 | 0 | 0 | 0 | 0 | 0 | 0 | 0 | 0 | 0 | 0 | 0 | 0 | 0 | 0 | 0 | 0 | 0 | 0 | 0 | 0 | 5000000 | scaled
785-142F | 0 | 0 | 0 | 0 | 0% | 0% | 0% | 0 | 0 | 0 | 0 | 0 | 0 | 0 | 0 | 785 | 0 | 0 | 0 | 0 | 0 | 0 | 0 | 0 | 0 | 0 | 0 | 0 | 0 | 0 | 0 | 0 | 0 | 0 |  | 3361 | 785-142F | 0 | 0 | 0 | 0 | 0 | 0 | 0 | 0 | 0 | 0 | 0 | 0 | 0 | 0 | 0 | 0 | 0 | 0 | 0 | 0 | 0 | 0 | 0 | 0 | 0 | 0 | 0 | 0 | 0 | 0 | 0 | 0 | 0 | 0 | 0 | 0 | 0 | 0 | 0 | 0 | 0 | 0 | 0 | 0 | 0 | 0 | 0 | 5000000 | scaled
785-143 | 0 | 0 | 0 | 0 | 0% | 0% | 0% | 0 | 0 | 0 | 0 | 0 | 0 | 0 | 0 | 785 | 0 | 0 | 0 | 0 | 0 | 0 | 0 | 0 | 0 | 0 | 0 | 0 | 0 | 0 | 0 | 0 | 0 | 0 |  | 3362 | 785-143 | 0 | 0 | 0 | 0 | 0 | 0 | 0 | 0 | 0 | 0 | 0 | 0 | 0 | 0 | 0 | 0 | 0 | 0 | 0 | 0 | 0 | 0 | 0 | 0 | 0 | 0 | 0 | 0 | 0 | 0 | 0 | 0 | 0 | 0 | 0 | 0 | 0 | 0 | 0 | 0 | 0 | 0 | 0 | 0 | 0 | 0 | 0 | 5000000 | scaled
785-143F | 0 | 0 | 0 | 0 | 0% | 0% | 0% | 0 | 0 | 0 | 0 | 0 | 0 | 0 | 0 | 785 | 0 | 0 | 0 | 0 | 0 | 0 | 0 | 0 | 0 | 0 | 0 | 0 | 0 | 0 | 0 | 0 | 0 | 0 |  | 3363 | 785-143F | 0 | 0 | 0 | 0 | 0 | 0 | 0 | 0 | 0 | 0 | 0 | 0 | 0 | 0 | 0 | 0 | 0 | 0 | 0 | 0 | 0 | 0 | 0 | 0 | 0 | 0 | 0 | 0 | 0 | 0 | 0 | 0 | 0 | 0 | 0 | 0 | 0 | 0 | 0 | 0 | 0 | 0 | 0 | 0 | 0 | 0 | 0 | 5000000 | scaled
785-144 | 0 | 0 | 0 | 0 | 0% | 0% | 0% | 0 | 0 | 0 | 0 | 0 | 0 | 0 | 0 | 785 | 0 | 0 | 0 | 0 | 0 | 0 | 0 | 0 | 0 | 0 | 0 | 0 | 0 | 0 | 0 | 0 | 0 | 0 |  | 3364 | 785-144 | 0 | 0 | 0 | 0 | 0 | 0 | 0 | 0 | 0 | 0 | 0 | 0 | 0 | 0 | 0 | 0 | 0 | 0 | 0 | 0 | 0 | 0 | 0 | 0 | 0 | 0 | 0 | 0 | 0 | 0 | 0 | 0 | 0 | 0 | 0 | 0 | 0 | 0 | 0 | 0 | 0 | 0 | 0 | 0 | 0 | 0 | 0 | 5000000 | scaled
785-144F | 0 | 0 | 0 | 0 | 0% | 0% | 0% | 0 | 0 | 0 | 0 | 0 | 0 | 0 | 0 | 785 | 0 | 0 | 0 | 0 | 0 | 0 | 0 | 0 | 0 | 0 | 0 | 0 | 0 | 0 | 0 | 0 | 0 | 0 |  | 3365 | 785-144F | 0 | 0 | 0 | 0 | 0 | 0 | 0 | 0 | 0 | 0 | 0 | 0 | 0 | 0 | 0 | 0 | 0 | 0 | 0 | 0 | 0 | 0 | 0 | 0 | 0 | 0 | 0 | 0 | 0 | 0 | 0 | 0 | 0 | 0 | 0 | 0 | 0 | 0 | 0 | 0 | 0 | 0 | 0 | 0 | 0 | 0 | 0 | 5000000 | scaled
785-147 | 0 | 0 | 0 | 0 | 0% | 0% | 0% | 0 | 0 | 0 | 0 | 0 | 0 | 0 | 0 | 785 | 0 | 0 | 0 | 0 | 0 | 0 | 0 | 0 | 0 | 0 | 0 | 0 | 0 | 0 | 0 | 0 | 0 | 0 |  | 3366 | 785-147 | 0 | 0 | 0 | 0 | 0 | 0 | 0 | 0 | 0 | 0 | 0 | 0 | 0 | 0 | 0 | 0 | 0 | 0 | 0 | 0 | 0 | 0 | 0 | 0 | 0 | 0 | 0 | 0 | 0 | 0 | 0 | 0 | 0 | 0 | 0 | 0 | 0 | 0 | 0 | 0 | 0 | 0 | 0 | 0 | 0 | 0 | 0 | 5000000 | scaled
785-149 | 0 | 0 | 0 | 0 | 0% | 0% | 0% | 0 | 0 | 0 | 0 | 0 | 0 | 0 | 0 | 785 | 0 | 0 | 0 | 0 | 0 | 0 | 0 | 0 | 0 | 0 | 0 | 0 | 0 | 0 | 0 | 0 | 0 | 0 |  | 3367 | 785-149 | 0 | 0 | 0 | 0 | 0 | 0 | 0 | 0 | 0 | 0 | 0 | 0 | 0 | 0 | 0 | 0 | 0 | 0 | 0 | 0 | 0 | 0 | 0 | 0 | 0 | 0 | 0 | 0 | 0 | 0 | 0 | 0 | 0 | 0 | 0 | 0 | 0 | 0 | 0 | 0 | 0 | 0 | 0 | 0 | 0 | 0 | 0 | 5000000 | scaled
785-150 | 0 | 0 | 0 | 0 | 0% | 0% | 0% | 0 | 0 | 0 | 0 | 0 | 0 | 0 | 0 | 785 | 0 | 0 | 0 | 0 | 0 | 0 | 0 | 0 | 0 | 0 | 0 | 0 | 0 | 0 | 0 | 0 | 0 | 0 |  | 3368 | 785-150 | 0 | 0 | 0 | 0 | 0 | 0 | 0 | 0 | 0 | 0 | 0 | 0 | 0 | 0 | 0 | 0 | 0 | 0 | 0 | 0 | 0 | 0 | 0 | 0 | 0 | 0 | 0 | 0 | 0 | 0 | 0 | 0 | 0 | 0 | 0 | 0 | 0 | 0 | 0 | 0 | 0 | 0 | 0 | 0 | 0 | 0 | 0 | 5000000 | scaled
785-150F | 0 | 0 | 0 | 0 | 0% | 0% | 0% | 0 | 0 | 0 | 0 | 0 | 0 | 0 | 0 | 785 | 0 | 0 | 0 | 0 | 0 | 0 | 0 | 0 | 0 | 0 | 0 | 0 | 0 | 0 | 0 | 0 | 0 | 0 |  | 3369 | 785-150F | 0 | 0 | 0 | 0 | 0 | 0 | 0 | 0 | 0 | 0 | 0 | 0 | 0 | 0 | 0 | 0 | 0 | 0 | 0 | 0 | 0 | 0 | 0 | 0 | 0 | 0 | 0 | 0 | 0 | 0 | 0 | 0 | 0 | 0 | 0 | 0 | 0 | 0 | 0 | 0 | 0 | 0 | 0 | 0 | 0 | 0 | 0 | 5000000 | scaled
785-151 | 0 | 0 | 0 | 0 | 0% | 0% | 0% | 0 | 0 | 0 | 0 | 0 | 0 | 0 | 0 | 785 | 0 | 0 | 0 | 0 | 0 | 0 | 0 | 0 | 0 | 0 | 0 | 0 | 0 | 0 | 0 | 0 | 0 | 0 |  | 3370 | 785-151 | 0 | 0 | 0 | 0 | 0 | 0 | 0 | 0 | 0 | 0 | 0 | 0 | 0 | 0 | 0 | 0 | 0 | 0 | 0 | 0 | 0 | 0 | 0 | 0 | 0 | 0 | 0 | 0 | 0 | 0 | 0 | 0 | 0 | 0 | 0 | 0 | 0 | 0 | 0 | 0 | 0 | 0 | 0 | 0 | 0 | 0 | 0 | 5000000 | scaled
785-151F | 0 | 0 | 0 | 0 | 0% | 0% | 0% | 0 | 0 | 0 | 0 | 0 | 0 | 0 | 0 | 785 | 0 | 0 | 0 | 0 | 0 | 0 | 0 | 0 | 0 | 0 | 0 | 0 | 0 | 0 | 0 | 0 | 0 | 0 |  | 3371 | 785-151F | 0 | 0 | 0 | 0 | 0 | 0 | 0 | 0 | 0 | 0 | 0 | 0 | 0 | 0 | 0 | 0 | 0 | 0 | 0 | 0 | 0 | 0 | 0 | 0 | 0 | 0 | 0 | 0 | 0 | 0 | 0 | 0 | 0 | 0 | 0 | 0 | 0 | 0 | 0 | 0 | 0 | 0 | 0 | 0 | 0 | 0 | 0 | 5000000 | scaled
785-167 | 0 | 0 | 0 | 0 | 0% | 0% | 0% | 0 | 0 | 0 | 0 | 0 | 0 | 0 | 0 | 785 | 0 | 0 | 0 | 0 | 0 | 0 | 0 | 0 | 0 | 0 | 0 | 0 | 0 | 0 | 0 | 0 | 0 | 0 |  | 3372 | 785-167 | 0 | 0 | 0 | 0 | 0 | 0 | 0 | 0 | 0 | 0 | 0 | 0 | 0 | 0 | 0 | 0 | 0 | 0 | 0 | 0 | 0 | 0 | 0 | 0 | 0 | 0 | 0 | 0 | 0 | 0 | 0 | 0 | 0 | 0 | 0 | 0 | 0 | 0 | 0 | 0 | 0 | 0 | 0 | 0 | 0 | 0 | 0 | 5000000 | scaled
785-168F | 0 | 0 | 0 | 0 | 0% | 0% | 0% | 0 | 0 | 0 | 0 | 0 | 0 | 0 | 0 | 785 | 0 | 0 | 0 | 0 | 0 | 0 | 0 | 0 | 0 | 0 | 0 | 0 | 0 | 0 | 0 | 0 | 0 | 0 |  | 3373 | 785-168F | 0 | 0 | 0 | 0 | 0 | 0 | 0 | 0 | 0 | 0 | 0 | 0 | 0 | 0 | 0 | 0 | 0 | 0 | 0 | 0 | 0 | 0 | 0 | 0 | 0 | 0 | 0 | 0 | 0 | 0 | 0 | 0 | 0 | 0 | 0 | 0 | 0 | 0 | 0 | 0 | 0 | 0 | 0 | 0 | 0 | 0 | 0 | 5000000 | scaled
785-170F | 0 | 0 | 0 | 0 | 0% | 0% | 0% | 0 | 0 | 0 | 0 | 0 | 0 | 0 | 0 | 785 | 0 | 0 | 0 | 0 | 0 | 0 | 0 | 0 | 0 | 0 | 0 | 0 | 0 | 0 | 0 | 0 | 0 | 0 |  | 3374 | 785-170F | 0 | 0 | 0 | 0 | 0 | 0 | 0 | 0 | 0 | 0 | 0 | 0 | 0 | 0 | 0 | 0 | 0 | 0 | 0 | 0 | 0 | 0 | 0 | 0 | 0 | 0 | 0 | 0 | 0 | 0 | 0 | 0 | 0 | 0 | 0 | 0 | 0 | 0 | 0 | 0 | 0 | 0 | 0 | 0 | 0 | 0 | 0 | 5000000 | scaled
785-364 | 0 | 0 | 0 | 0 | 0% | 0% | 0% | 0 | 0 | 0 | 0 | 0 | 0 | 0 | 0 | 785 | 0 | 0 | 0 | 0 | 0 | 0 | 0 | 0 | 0 | 0 | 0 | 0 | 0 | 0 | 0 | 0 | 0 | 0 |  | 3375 | 785-364 | 0 | 0 | 0 | 0 | 0 | 0 | 0 | 0 | 0 | 0 | 0 | 0 | 0 | 0 | 0 | 0 | 0 | 0 | 0 | 0 | 0 | 0 | 0 | 0 | 0 | 0 | 0 | 0 | 0 | 0 | 0 | 0 | 0 | 0 | 0 | 0 | 0 | 0 | 0 | 0 | 0 | 0 | 0 | 0 | 0 | 0 | 0 | 5000000 | scaled
785-365 | 0 | 0 | 0 | 0 | 0% | 0% | 0% | 0 | 0 | 0 | 0 | 0 | 0 | 0 | 0 | 785 | 0 | 0 | 0 | 0 | 0 | 0 | 0 | 0 | 0 | 0 | 0 | 0 | 0 | 0 | 0 | 0 | 0 | 0 |  | 3376 | 785-365 | 0 | 0 | 0 | 0 | 0 | 0 | 0 | 0 | 0 | 0 | 0 | 0 | 0 | 0 | 0 | 0 | 0 | 0 | 0 | 0 | 0 | 0 | 0 | 0 | 0 | 0 | 0 | 0 | 0 | 0 | 0 | 0 | 0 | 0 | 0 | 0 | 0 | 0 | 0 | 0 | 0 | 0 | 0 | 0 | 0 | 0 | 0 | 5000000 | scaled
785-366 | 0 | 0 | 0 | 0 | 0% | 0% | 0% | 0 | 0 | 0 | 0 | 0 | 0 | 0 | 0 | 785 | 0 | 0 | 0 | 0 | 0 | 0 | 0 | 0 | 0 | 0 | 0 | 0 | 0 | 0 | 0 | 0 | 0 | 0 |  | 3377 | 785-366 | 0 | 0 | 0 | 0 | 0 | 0 | 0 | 0 | 0 | 0 | 0 | 0 | 0 | 0 | 0 | 0 | 0 | 0 | 0 | 0 | 0 | 0 | 0 | 0 | 0 | 0 | 0 | 0 | 0 | 0 | 0 | 0 | 0 | 0 | 0 | 0 | 0 | 0 | 0 | 0 | 0 | 0 | 0 | 0 | 0 | 0 | 0 | 5000000 | scaled
785-366F | 0 | 0 | 0 | 0 | 0% | 0% | 0% | 0 | 0 | 0 | 0 | 0 | 0 | 0 | 0 | 785 | 0 | 0 | 0 | 0 | 0 | 0 | 0 | 0 | 0 | 0 | 0 | 0 | 0 | 0 | 0 | 0 | 0 | 0 |  | 3378 | 785-366F | 0 | 0 | 0 | 0 | 0 | 0 | 0 | 0 | 0 | 0 | 0 | 0 | 0 | 0 | 0 | 0 | 0 | 0 | 0 | 0 | 0 | 0 | 0 | 0 | 0 | 0 | 0 | 0 | 0 | 0 | 0 | 0 | 0 | 0 | 0 | 0 | 0 | 0 | 0 | 0 | 0 | 0 | 0 | 0 | 0 | 0 | 0 | 5000000 | scaled
785-367 | 0 | 0 | 0 | 0 | 0% | 0% | 0% | 0 | 0 | 0 | 0 | 0 | 0 | 0 | 0 | 785 | 0 | 0 | 0 | 0 | 0 | 0 | 0 | 0 | 0 | 0 | 0 | 0 | 0 | 0 | 0 | 0 | 0 | 0 |  | 3379 | 785-367 | 0 | 0 | 0 | 0 | 0 | 0 | 0 | 0 | 0 | 0 | 0 | 0 | 0 | 0 | 0 | 0 | 0 | 0 | 0 | 0 | 0 | 0 | 0 | 0 | 0 | 0 | 0 | 0 | 0 | 0 | 0 | 0 | 0 | 0 | 0 | 0 | 0 | 0 | 0 | 0 | 0 | 0 | 0 | 0 | 0 | 0 | 0 | 5000000 | scaled
785-367F | 0 | 0 | 0 | 0 | 0% | 0% | 0% | 0 | 0 | 0 | 0 | 0 | 0 | 0 | 0 | 785 | 0 | 0 | 0 | 0 | 0 | 0 | 0 | 0 | 0 | 0 | 0 | 0 | 0 | 0 | 0 | 0 | 0 | 0 |  | 3380 | 785-367F | 0 | 0 | 0 | 0 | 0 | 0 | 0 | 0 | 0 | 0 | 0 | 0 | 0 | 0 | 0 | 0 | 0 | 0 | 0 | 0 | 0 | 0 | 0 | 0 | 0 | 0 | 0 | 0 | 0 | 0 | 0 | 0 | 0 | 0 | 0 | 0 | 0 | 0 | 0 | 0 | 0 | 0 | 0 | 0 | 0 | 0 | 0 | 5000000 | scaled
785-368 | 0 | 0 | 0 | 0 | 0% | 0% | 0% | 0 | 0 | 0 | 0 | 0 | 0 | 0 | 0 | 785 | 0 | 0 | 0 | 0 | 0 | 0 | 0 | 0 | 0 | 0 | 0 | 0 | 0 | 0 | 0 | 0 | 0 | 0 |  | 3381 | 785-368 | 0 | 0 | 0 | 0 | 0 | 0 | 0 | 0 | 0 | 0 | 0 | 0 | 0 | 0 | 0 | 0 | 0 | 0 | 0 | 0 | 0 | 0 | 0 | 0 | 0 | 0 | 0 | 0 | 0 | 0 | 0 | 0 | 0 | 0 | 0 | 0 | 0 | 0 | 0 | 0 | 0 | 0 | 0 | 0 | 0 | 0 | 0 | 5000000 | scaled
785-368F | 0 | 0 | 0 | 0 | 0% | 0% | 0% | 0 | 0 | 0 | 0 | 0 | 0 | 0 | 0 | 785 | 0 | 0 | 0 | 0 | 0 | 0 | 0 | 0 | 0 | 0 | 0 | 0 | 0 | 0 | 0 | 0 | 0 | 0 |  | 3382 | 785-368F | 0 | 0 | 0 | 0 | 0 | 0 | 0 | 0 | 0 | 0 | 0 | 0 | 0 | 0 | 0 | 0 | 0 | 0 | 0 | 0 | 0 | 0 | 0 | 0 | 0 | 0 | 0 | 0 | 0 | 0 | 0 | 0 | 0 | 0 | 0 | 0 | 0 | 0 | 0 | 0 | 0 | 0 | 0 | 0 | 0 | 0 | 0 | 5000000 | scaled
785-369 | 0 | 0 | 0 | 0 | 0% | 0% | 0% | 0 | 0 | 0 | 0 | 0 | 0 | 0 | 0 | 785 | 0 | 0 | 0 | 0 | 0 | 0 | 0 | 0 | 0 | 0 | 0 | 0 | 0 | 0 | 0 | 0 | 0 | 0 |  | 3383 | 785-369 | 0 | 0 | 0 | 0 | 0 | 0 | 0 | 0 | 0 | 0 | 0 | 0 | 0 | 0 | 0 | 0 | 0 | 0 | 0 | 0 | 0 | 0 | 0 | 0 | 0 | 0 | 0 | 0 | 0 | 0 | 0 | 0 | 0 | 0 | 0 | 0 | 0 | 0 | 0 | 0 | 0 | 0 | 0 | 0 | 0 | 0 | 0 | 5000000 | scaled
785-370F | 0 | 0 | 0 | 0 | 0% | 0% | 0% | 0 | 0 | 0 | 0 | 0 | 0 | 0 | 0 | 785 | 0 | 0 | 0 | 0 | 0 | 0 | 0 | 0 | 0 | 0 | 0 | 0 | 0 | 0 | 0 | 0 | 0 | 0 |  | 3384 | 785-370F | 0 | 0 | 0 | 0 | 0 | 0 | 0 | 0 | 0 | 0 | 0 | 0 | 0 | 0 | 0 | 0 | 0 | 0 | 0 | 0 | 0 | 0 | 0 | 0 | 0 | 0 | 0 | 0 | 0 | 0 | 0 | 0 | 0 | 0 | 0 | 0 | 0 | 0 | 0 | 0 | 0 | 0 | 0 | 0 | 0 | 0 | 0 | 5000000 | scaled
785-372F | 0 | 0 | 0 | 0 | 0% | 0% | 0% | 0 | 0 | 0 | 0 | 0 | 0 | 0 | 0 | 785 | 0 | 0 | 0 | 0 | 0 | 0 | 0 | 0 | 0 | 0 | 0 | 0 | 0 | 0 | 0 | 0 | 0 | 0 |  | 3385 | 785-372F | 0 | 0 | 0 | 0 | 0 | 0 | 0 | 0 | 0 | 0 | 0 | 0 | 0 | 0 | 0 | 0 | 0 | 0 | 0 | 0 | 0 | 0 | 0 | 0 | 0 | 0 | 0 | 0 | 0 | 0 | 0 | 0 | 0 | 0 | 0 | 0 | 0 | 0 | 0 | 0 | 0 | 0 | 0 | 0 | 0 | 0 | 0 | 5000000 | scaled
785-49 | 0 | 0 | 0 | 0 | 0% | 0% | 0% | 0 | 0 | 0 | 0 | 0 | 0 | 0 | 0 | 785 | 0 | 0 | 0 | 0 | 0 | 0 | 0 | 0 | 0 | 0 | 0 | 0 | 0 | 0 | 0 | 0 | 0 | 0 |  | 3386 | 785-49 | 0 | 0 | 0 | 0 | 0 | 0 | 0 | 0 | 0 | 0 | 0 | 0 | 0 | 0 | 0 | 0 | 0 | 0 | 0 | 0 | 0 | 0 | 0 | 0 | 0 | 0 | 0 | 0 | 0 | 0 | 0 | 0 | 0 | 0 | 0 | 0 | 0 | 0 | 0 | 0 | 0 | 0 | 0 | 0 | 0 | 0 | 0 | 5000000 | scaled
785-50 | 0 | 0 | 0 | 0 | 0% | 0% | 0% | 0 | 0 | 0 | 0 | 0 | 0 | 0 | 0 | 785 | 0 | 0 | 0 | 0 | 0 | 0 | 0 | 0 | 0 | 0 | 0 | 0 | 0 | 0 | 0 | 0 | 0 | 0 |  | 3387 | 785-50 | 0 | 0 | 0 | 0 | 0 | 0 | 0 | 0 | 0 | 0 | 0 | 0 | 0 | 0 | 0 | 0 | 0 | 0 | 0 | 0 | 0 | 0 | 0 | 0 | 0 | 0 | 0 | 0 | 0 | 0 | 0 | 0 | 0 | 0 | 0 | 0 | 0 | 0 | 0 | 0 | 0 | 0 | 0 | 0 | 0 | 0 | 0 | 5000000 | scaled
785-54 | 0 | 0 | 0 | 0 | 0% | 0% | 0% | 0 | 0 | 0 | 0 | 0 | 0 | 0 | 0 | 785 | 0 | 0 | 0 | 0 | 0 | 0 | 0 | 0 | 0 | 0 | 0 | 0 | 0 | 0 | 0 | 0 | 0 | 0 |  | 3388 | 785-54 | 0 | 0 | 0 | 0 | 0 | 0 | 0 | 0 | 0 | 0 | 0 | 0 | 0 | 0 | 0 | 0 | 0 | 0 | 0 | 0 | 0 | 0 | 0 | 0 | 0 | 0 | 0 | 0 | 0 | 0 | 0 | 0 | 0 | 0 | 0 | 0 | 0 | 0 | 0 | 0 | 0 | 0 | 0 | 0 | 0 | 0 | 0 | 5000000 | scaled
785-54F | 0 | 0 | 0 | 0 | 0% | 0% | 0% | 0 | 0 | 0 | 0 | 0 | 0 | 0 | 0 | 785 | 0 | 0 | 0 | 0 | 0 | 0 | 0 | 0 | 0 | 0 | 0 | 0 | 0 | 0 | 0 | 0 | 0 | 0 |  | 3389 | 785-54F | 0 | 0 | 0 | 0 | 0 | 0 | 0 | 0 | 0 | 0 | 0 | 0 | 0 | 0 | 0 | 0 | 0 | 0 | 0 | 0 | 0 | 0 | 0 | 0 | 0 | 0 | 0 | 0 | 0 | 0 | 0 | 0 | 0 | 0 | 0 | 0 | 0 | 0 | 0 | 0 | 0 | 0 | 0 | 0 | 0 | 0 | 0 | 5000000 | scaled
785-55 | 0 | 0 | 0 | 0 | 0% | 0% | 0% | 0 | 0 | 0 | 0 | 0 | 0 | 0 | 0 | 785 | 0 | 0 | 0 | 0 | 0 | 0 | 0 | 0 | 0 | 0 | 0 | 0 | 0 | 0 | 0 | 0 | 0 | 0 |  | 3390 | 785-55 | 0 | 0 | 0 | 0 | 0 | 0 | 0 | 0 | 0 | 0 | 0 | 0 | 0 | 0 | 0 | 0 | 0 | 0 | 0 | 0 | 0 | 0 | 0 | 0 | 0 | 0 | 0 | 0 | 0 | 0 | 0 | 0 | 0 | 0 | 0 | 0 | 0 | 0 | 0 | 0 | 0 | 0 | 0 | 0 | 0 | 0 | 0 | 5000000 | scaled
788-34R | 9132236.5922 | 8614677.8722 | 506521.4185 | 11037.3015 | 94.33% | 5.547% | 0.1209% | 4965724.8391 | 8844688.0046 | 1251508.7468 | 212810.771 | 3501405.3212 | 2211697.6283 | 439225.9597 | 6193764.4167 | 788 | 0.12404 | 0.070874 | 0.022984 | 73621183.1341 | 2273424.0114 | 479708.6851 | 6379103.8957 | 18327620.3802 | 3867258.6506 | 51426304.1033 | 58787259.6185 | 14816118.8949 | 2519382.86 | 41451757.8635 | 12510706.8165 | 3128420.1975 | 621279.9371 | 8761006.6819 |  | 3391 | 788-34R | 9132236.5922 | 4166511.7531 | 287548.5876 | 8614677.8722 | 3872175.2596 | 233659.0737 | 506521.4185 | 283299.192 | 42852.2124 | 11037.3015 | 2273424.0114 | 1021915.2645 | 61726.3831 | 6325147.8437 | 1021515.364 | 61658.8447 | 700.1481 | 391.5953 | 59.2332 | 8.3052 | 6379103.8957 | 2877698.5745 | 185339.479 | 6325147.8437 | 2843102.1848 | 171596.6234 | 43929.6917 | 24570.0294 | 3716.4953 | 10026.3603 | 479708.6851 | 266897.9141 | 40482.7255 | 16814.4704 | 7557.7108 | 403.6056 | 461891.5787 | 258337.5673 | 39076.4839 | 1002.636 | 0.043828 | 0.018678 | 0.0009742 | 0.064673 | 0.036654 | 0.0064672 | 0.015543 | 5000000 | scaled
789-14 | 0 | 0 | 0 | 0 | 0% | 0% | 0% | 0 | 0 | 0 | 0 | 0 | 0 | 0 | 0 | 789 | 0 | 0 | 0 | 0 | 0 | 0 | 0 | 0 | 0 | 0 | 0 | 0 | 0 | 0 | 0 | 0 | 0 | 0 |  | 3392 | 789-14 | 0 | 0 | 0 | 0 | 0 | 0 | 0 | 0 | 0 | 0 | 0 | 0 | 0 | 0 | 0 | 0 | 0 | 0 | 0 | 0 | 0 | 0 | 0 | 0 | 0 | 0 | 0 | 0 | 0 | 0 | 0 | 0 | 0 | 0 | 0 | 0 | 0 | 0 | 0 | 0 | 0 | 0 | 0 | 0 | 0 | 0 | 0 | 5000000 | scaled
789-15 | 761980.5628 | 761323.2888 | 0 | 657.2739 | 99.91% | 0% | 0.08626% | 533366.5616 | 733580.6152 | 86508.1028 | 42.5572 | 446815.9016 | 118961.7053 | 66.9726 | 614551.9373 | 789 | 0.0041662 | 0.002175 | 0.0010032 | 182895819.3943 | 123460.1316 | 128.0703 | 638392.3609 | 29633750.5536 | 30740.3237 | 153231328.517 | 105109885.5814 | 17048044.3281 | 8386.7031 | 88053454.5502 | 28309357.6169 | 4590810.3185 | 2584.5158 | 23715962.7826 |  | 3393 | 789-15 | 761980.5628 | 228614.0011 | 28399.9476 | 761323.2888 | 227956.7272 | 27742.6736 | 0 | 0 | 0 | 657.2739 | 123460.1316 | 36952.0288 | 4498.4263 | 637795.2887 | 36951.5342 | 4497.9317 | 0 | 0 | 0 | 0.49458 | 638392.3609 | 191576.4593 | 23840.4235 | 637795.2887 | 190979.3871 | 23243.3514 | 0 | 0 | 0 | 597.0721 | 128.0703 | 85.5131 | 61.0978 | 68.3631 | 25.8059 | 1.3905 | 0 | 0 | 0 | 59.7072 | 0.0032274 | 0.0012362 | 6.44e-05 | 0 | 0 | 0 | 0.0009388 | 5000000 | scaled
789-16F | 0 | 0 | 0 | 0 | 0% | 0% | 0% | 0 | 0 | 0 | 0 | 0 | 0 | 0 | 0 | 789 | 0 | 0 | 0 | 0 | 0 | 0 | 0 | 0 | 0 | 0 | 0 | 0 | 0 | 0 | 0 | 0 | 0 | 0 |  | 3394 | 789-16F | 0 | 0 | 0 | 0 | 0 | 0 | 0 | 0 | 0 | 0 | 0 | 0 | 0 | 0 | 0 | 0 | 0 | 0 | 0 | 0 | 0 | 0 | 0 | 0 | 0 | 0 | 0 | 0 | 0 | 0 | 0 | 0 | 0 | 0 | 0 | 0 | 0 | 0 | 0 | 0 | 0 | 0 | 0 | 0 | 0 | 0 | 0 | 5000000 | scaled
789-4R | 10274005.9159 | 10265348.9348 | 0 | 8656.9811 | 99.92% | 0% | 0.08426% | 6189396.199 | 10146865.4037 | 1107192.4309 | 4777.113 | 5077426.6551 | 1814934.9742 | 8725.4445 | 8323204.985 | 789 | 0.050279 | 0.027559 | 0.013076 | 204338276.031 | 1836100.3802 | 9731.3935 | 8428174.1421 | 36517945.3261 | 193546.334 | 167626784.3709 | 148212201.9818 | 26512994.6325 | 114393.4584 | 121584813.891 | 9723196.1004 | 1739154.7007 | 8361.1248 | 7975680.275 |  | 3395 | 789-4R | 10274005.9159 | 4084609.7169 | 127140.5122 | 10265348.9348 | 4075952.7358 | 118483.5312 | 0 | 0 | 0 | 8656.9811 | 1836100.3802 | 728907.9493 | 21165.406 | 8420310.0812 | 728901.4352 | 21158.8919 | 0 | 0 | 0 | 6.5141 | 8428174.1421 | 3350747.487 | 104969.1571 | 8420310.0812 | 3342883.4261 | 97105.0962 | 0 | 0 | 0 | 7864.0609 | 9731.3935 | 4954.2805 | 1005.9491 | 8944.9875 | 4167.8745 | 219.543 | 0 | 0 | 0 | 786.4061 | 0.038017 | 0.015296 | 0.0008132 | 0 | 0 | 0 | 0.012263 | 5000000 | scaled
79-1212 | 0 | 0 | 0 | 0 | 0% | 0% | 0% | 0 | 0 | 0 | 0 | 0 | 0 | 0 | 0 | 79 | 0 | 0 | 0 | 0 | 0 | 0 | 0 | 0 | 0 | 0 | 0 | 0 | 0 | 0 | 0 | 0 | 0 | 0 |  | 3396 | 79-1212 | 0 | 0 | 0 | 0 | 0 | 0 | 0 | 0 | 0 | 0 | 0 | 0 | 0 | 0 | 0 | 0 | 0 | 0 | 0 | 0 | 0 | 0 | 0 | 0 | 0 | 0 | 0 | 0 | 0 | 0 | 0 | 0 | 0 | 0 | 0 | 0 | 0 | 0 | 0 | 0 | 0 | 0 | 0 | 0 | 0 | 0 | 0 | 5000000 | scaled
79-1213F | 0 | 0 | 0 | 0 | 0% | 0% | 0% | 0 | 0 | 0 | 0 | 0 | 0 | 0 | 0 | 79 | 0 | 0 | 0 | 0 | 0 | 0 | 0 | 0 | 0 | 0 | 0 | 0 | 0 | 0 | 0 | 0 | 0 | 0 |  | 3397 | 79-1213F | 0 | 0 | 0 | 0 | 0 | 0 | 0 | 0 | 0 | 0 | 0 | 0 | 0 | 0 | 0 | 0 | 0 | 0 | 0 | 0 | 0 | 0 | 0 | 0 | 0 | 0 | 0 | 0 | 0 | 0 | 0 | 0 | 0 | 0 | 0 | 0 | 0 | 0 | 0 | 0 | 0 | 0 | 0 | 0 | 0 | 0 | 0 | 5000000 | scaled
79-1215F | 324126.2707 | 322778.0694 | 1173.0331 | 175.1681 | 99.58% | 0.3619% | 0.05404% | 90469.6248 | 308768.7147 | 14168.7824 | 666.2828 | 75634.5595 | 48646.5537 | 1428.0555 | 258694.1055 | 79 | 0.1831 | 0.10419 | 0.018505 | 1770191.2736 | 51026.8001 | 1558.298 | 271541.1725 | 278679.0349 | 8510.5274 | 1483001.7113 | 2242601.4575 | 351222.1059 | 16516.1163 | 1874863.2353 | 829922.8285 | 130754.4565 | 3838.3936 | 695329.9784 |  | 3398 | 79-1215F | 324126.2707 | 233656.6459 | 15357.556 | 322778.0694 | 232818.2648 | 15072.2472 | 1173.0331 | 663.2129 | 110.1406 | 175.1681 | 51026.8001 | 36858.0177 | 2380.2464 | 271288.4226 | 36857.3808 | 2380.0307 | 0.89337 | 0.5051 | 0.083882 | 0.13181 | 271541.1725 | 195906.613 | 12847.0671 | 271288.4226 | 195694.5545 | 12679.1522 | 93.626 | 52.9345 | 8.7909 | 159.1239 | 1558.298 | 892.0152 | 130.2425 | 463.8718 | 266.3295 | 13.0642 | 1078.5138 | 609.7733 | 101.2659 | 15.9124 | 0.0004792 | 0.0002988 | 1.56e-05 | 0.18237 | 0.10364 | 0.018237 | 0.000252 | 5000000 | scaled
79-1216 | 0 | 0 | 0 | 0 | 0% | 0% | 0% | 0 | 0 | 0 | 0 | 0 | 0 | 0 | 0 | 79 | 0 | 0 | 0 | 0 | 0 | 0 | 0 | 0 | 0 | 0 | 0 | 0 | 0 | 0 | 0 | 0 | 0 | 0 |  | 3399 | 79-1216 | 0 | 0 | 0 | 0 | 0 | 0 | 0 | 0 | 0 | 0 | 0 | 0 | 0 | 0 | 0 | 0 | 0 | 0 | 0 | 0 | 0 | 0 | 0 | 0 | 0 | 0 | 0 | 0 | 0 | 0 | 0 | 0 | 0 | 0 | 0 | 0 | 0 | 0 | 0 | 0 | 0 | 0 | 0 | 0 | 0 | 0 | 0 | 5000000 | scaled
79-1219F | 0 | 0 | 0 | 0 | 0% | 0% | 0% | 0 | 0 | 0 | 0 | 0 | 0 | 0 | 0 | 79 | 0 | 0 | 0 | 0 | 0 | 0 | 0 | 0 | 0 | 0 | 0 | 0 | 0 | 0 | 0 | 0 | 0 | 0 |  | 3400 | 79-1219F | 0 | 0 | 0 | 0 | 0 | 0 | 0 | 0 | 0 | 0 | 0 | 0 | 0 | 0 | 0 | 0 | 0 | 0 | 0 | 0 | 0 | 0 | 0 | 0 | 0 | 0 | 0 | 0 | 0 | 0 | 0 | 0 | 0 | 0 | 0 | 0 | 0 | 0 | 0 | 0 | 0 | 0 | 0 | 0 | 0 | 0 | 0 | 5000000 | scaled
794-15 | 86374.8457 | 6073.1293 | 77552.2355 | 2749.4809 | 7.031% | 89.79% | 3.183% | 38182.9233 | 78296.5605 | 460.4674 | 31861.4014 | 5861.0544 | 789.7552 | 66145.3155 | 11361.4897 | 794 | 0.02911 | 0.016923 | 0.0057978 | 2967147.3317 | 817.1427 | 71045.7344 | 14511.9686 | 28070.4729 | 2440561.9431 | 498514.9158 | 2847751.1069 | 34342.4897 | 2376280.6366 | 437127.9805 | 1393336.2987 | 14054.1886 | 1177097.2892 | 202184.821 |  | 3401 | 794-15 | 86374.8457 | 48191.9224 | 8078.2852 | 6073.1293 | 2526.2092 | 148.7811 | 77552.2355 | 42916.2323 | 5180.0231 | 2749.4809 | 817.1427 | 356.6753 | 27.3875 | 3635.4433 | 295.3942 | 18.1716 | 107 | 59.2122 | 7.147 | 2.0689 | 14511.9686 | 8650.9142 | 3150.4789 | 3635.4433 | 1516.5227 | 93.1729 | 8378.878 | 4636.7442 | 559.6587 | 2497.6473 | 71045.7344 | 39184.333 | 4900.4189 | 1729.6122 | 714.2923 | 37.4366 | 69066.3575 | 38220.276 | 4613.2175 | 249.7647 | 0.0078574 | 0.003145 | 0.0001646 | 0.017355 | 0.0098802 | 0.0017356 | 0.0038976 | 5000000 | scaled
794-16 | 0 | 0 | 0 | 0 | 0% | 0% | 0% | 0 | 0 | 0 | 0 | 0 | 0 | 0 | 0 | 794 | 0 | 0 | 0 | 0 | 0 | 0 | 0 | 0 | 0 | 0 | 0 | 0 | 0 | 0 | 0 | 0 | 0 | 0 |  | 3402 | 794-16 | 0 | 0 | 0 | 0 | 0 | 0 | 0 | 0 | 0 | 0 | 0 | 0 | 0 | 0 | 0 | 0 | 0 | 0 | 0 | 0 | 0 | 0 | 0 | 0 | 0 | 0 | 0 | 0 | 0 | 0 | 0 | 0 | 0 | 0 | 0 | 0 | 0 | 0 | 0 | 0 | 0 | 0 | 0 | 0 | 0 | 0 | 0 | 5000000 | scaled
794-17 | 27936.2031 | 0 | 27936.2031 | 0 | 0% | 100% | 0% | 4436.4508 | 9281.2353 | 13.9072 | 3597.7051 | 824.8385 | 29.0944 | 7526.5452 | 1725.5957 | 794 | 0.017443 | 0.017443 | 0.017443 | 1601552.6467 | 87.5733 | 22654.6455 | 5193.9844 | 5020.482 | 1298766.5955 | 297765.5693 | 1347215.6695 | 4223.1968 | 1092514.0126 | 250478.4601 | 1069469.3542 | 3352.5289 | 867277.8101 | 198839.0152 |  | 3403 | 794-17 | 27936.2031 | 23499.7524 | 18654.9678 | 0 | 0 | 0 | 27936.2031 | 23499.7524 | 18654.9678 | 0 | 87.5733 | 73.6661 | 58.4788 | 0 | 0 | 0 | 87.5733 | 73.6661 | 58.4788 | 0 | 5193.9844 | 4369.1459 | 3468.3887 | 0 | 0 | 0 | 5193.9844 | 4369.1459 | 3468.3887 | 0 | 22654.6455 | 19056.9404 | 15128.1003 | 0 | 0 | 0 | 22654.6455 | 19056.9404 | 15128.1003 | 0 | 0 | 0 | 0 | 0.017443 | 0.017443 | 0.017443 | 0 | 5000000 | scaled
795-723 | 0 | 0 | 0 | 0 | 0% | 0% | 0% | 0 | 0 | 0 | 0 | 0 | 0 | 0 | 0 | 795 | 0 | 0 | 0 | 0 | 0 | 0 | 0 | 0 | 0 | 0 | 0 | 0 | 0 | 0 | 0 | 0 | 0 | 0 |  | 3404 | 795-723 | 0 | 0 | 0 | 0 | 0 | 0 | 0 | 0 | 0 | 0 | 0 | 0 | 0 | 0 | 0 | 0 | 0 | 0 | 0 | 0 | 0 | 0 | 0 | 0 | 0 | 0 | 0 | 0 | 0 | 0 | 0 | 0 | 0 | 0 | 0 | 0 | 0 | 0 | 0 | 0 | 0 | 0 | 0 | 0 | 0 | 0 | 0 | 5000000 | scaled
795-725AE | 97545.5952 | 0 | 97545.5952 | 0 | 0% | 100% | 0% | 15507.3235 | 32406.7293 | 19.6297 | 14177.3004 | 1310.3934 | 41.0215 | 29627.2878 | 2738.4201 | 795 | 0.017333 | 0.017333 | 0.017333 | 5627738.719 | 123.4763 | 89179.3613 | 8242.7576 | 7123.7716 | 5145062.0957 | 475552.8516 | 4733068.2329 | 5991.2691 | 4327125.1878 | 399951.7759 | 3758083.7639 | 4757.1026 | 3435762.62 | 317564.0412 |  | 3405 | 795-725AE | 97545.5952 | 82038.2717 | 65138.8659 | 0 | 0 | 0 | 97545.5952 | 82038.2717 | 65138.8659 | 0 | 123.4763 | 103.8467 | 82.4549 | 0 | 0 | 0 | 123.4763 | 103.8467 | 82.4549 | 0 | 8242.7576 | 6932.3641 | 5504.3375 | 0 | 0 | 0 | 8242.7576 | 6932.3641 | 5504.3375 | 0 | 89179.3613 | 75002.0609 | 59552.0735 | 0 | 0 | 0 | 89179.3613 | 75002.0609 | 59552.0735 | 0 | 0 | 0 | 0 | 0.017333 | 0.017333 | 0.017333 | 0 | 5000000 | scaled
795-816R | 228765.4086 | 10880.6181 | 212927.0435 | 4957.747 | 4.756% | 93.08% | 2.167% | 100934.2295 | 209335.333 | 262.3002 | 91986.9645 | 8684.9647 | 499.8095 | 190943.668 | 17891.8555 | 795 | 0.036491 | 0.021708 | 0.0089816 | 6269159.9645 | 522.6149 | 204651.4676 | 23591.3261 | 14321.9053 | 5608333.8605 | 646504.1986 | 5888666.8106 | 15303.0194 | 5366668.8486 | 506694.9425 | 2163320.074 | 5165.1482 | 1973256.3256 | 184898.6002 |  | 3406 | 795-816R | 228765.4086 | 127831.1791 | 19430.0756 | 10880.6181 | 5080.9708 | 235.5537 | 212927.0435 | 117792.4613 | 14236.7748 | 4957.747 | 522.6149 | 260.3147 | 22.8054 | 1276.3692 | 106.6785 | 0.95675 | 270.9763 | 149.9057 | 18.1181 | 3.7305 | 23591.3261 | 14906.3614 | 5699.4707 | 1276.3692 | 549.3937 | 4.9159 | 17811.3055 | 9853.3163 | 1190.9034 | 4503.6514 | 204651.4676 | 112664.503 | 13707.7995 | 9356.3408 | 4424.8986 | 229.6811 | 194844.7617 | 107789.2393 | 13027.7533 | 450.3651 | 0.012253 | 0.0048972 | 0.000255 | 0.017234 | 0.0098076 | 0.0017234 | 0.0070032 | 5000000 | scaled
795-817AE | 49516.9014 | 0 | 49516.9014 | 0 | 0% | 100% | 0% | 7879.5362 | 16450.4359 | 8.569 | 7227.5093 | 643.4579 | 17.8898 | 15089.1723 | 1343.3738 | 795 | 0.01743 | 0.01743 | 0.01743 | 2840868.2298 | 53.8496 | 45419.4078 | 4043.644 | 3089.4438 | 2605788.1034 | 231990.6827 | 2388805.9379 | 2597.8261 | 2191133.6924 | 195074.4194 | 1897078.9517 | 2063.0731 | 1740096.8167 | 154919.0619 |  | 3407 | 795-817AE | 49516.9014 | 41637.3653 | 33066.4655 | 0 | 0 | 0 | 49516.9014 | 41637.3653 | 33066.4655 | 0 | 53.8496 | 45.2806 | 35.9598 | 0 | 0 | 0 | 53.8496 | 45.2806 | 35.9598 | 0 | 4043.644 | 3400.1861 | 2700.2702 | 0 | 0 | 0 | 4043.644 | 3400.1861 | 2700.2702 | 0 | 45419.4078 | 38191.8985 | 30330.2355 | 0 | 0 | 0 | 45419.4078 | 38191.8985 | 30330.2355 | 0 | 0 | 0 | 0 | 0.01743 | 0.01743 | 0.01743 | 0 | 5000000 | scaled
797-32F | 255489.5984 | 0 | 255489.5984 | 0 | 0% | 100% | 0% | 40553.7013 | 84868.483 | 48.3822 | 37185.8811 | 3319.438 | 101.2516 | 77820.5001 | 6946.7313 | 797 | 0.017307 | 0.017307 | 0.017307 | 14762041.1386 | 304.8096 | 234272.2247 | 20912.5641 | 17611.7236 | 13536113.5651 | 1208315.8499 | 12418871.7443 | 14816.2259 | 11387534.8743 | 1016520.6441 | 9858389.3032 | 11761.4648 | 9039690.1028 | 806937.7356 |  | 3408 | 797-32F | 255489.5984 | 214935.8971 | 170621.1153 | 0 | 0 | 0 | 255489.5984 | 214935.8971 | 170621.1153 | 0 | 304.8096 | 256.4274 | 203.558 | 0 | 0 | 0 | 304.8096 | 256.4274 | 203.558 | 0 | 20912.5641 | 17593.1261 | 13965.8328 | 0 | 0 | 0 | 20912.5641 | 17593.1261 | 13965.8328 | 0 | 234272.2247 | 197086.3436 | 156451.7245 | 0 | 0 | 0 | 234272.2247 | 197086.3436 | 156451.7245 | 0 | 0 | 0 | 0 | 0.017307 | 0.017307 | 0.017307 | 0 | 5000000 | scaled
797-38 | 0 | 0 | 0 | 0 | 0% | 0% | 0% | 0 | 0 | 0 | 0 | 0 | 0 | 0 | 0 | 797 | 0 | 0 | 0 | 0 | 0 | 0 | 0 | 0 | 0 | 0 | 0 | 0 | 0 | 0 | 0 | 0 | 0 | 0 |  | 3409 | 797-38 | 0 | 0 | 0 | 0 | 0 | 0 | 0 | 0 | 0 | 0 | 0 | 0 | 0 | 0 | 0 | 0 | 0 | 0 | 0 | 0 | 0 | 0 | 0 | 0 | 0 | 0 | 0 | 0 | 0 | 0 | 0 | 0 | 0 | 0 | 0 | 0 | 0 | 0 | 0 | 0 | 0 | 0 | 0 | 0 | 0 | 0 | 0 | 5000000 | scaled
797-39 | 0 | 0 | 0 | 0 | 0% | 0% | 0% | 0 | 0 | 0 | 0 | 0 | 0 | 0 | 0 | 797 | 0 | 0 | 0 | 0 | 0 | 0 | 0 | 0 | 0 | 0 | 0 | 0 | 0 | 0 | 0 | 0 | 0 | 0 |  | 3410 | 797-39 | 0 | 0 | 0 | 0 | 0 | 0 | 0 | 0 | 0 | 0 | 0 | 0 | 0 | 0 | 0 | 0 | 0 | 0 | 0 | 0 | 0 | 0 | 0 | 0 | 0 | 0 | 0 | 0 | 0 | 0 | 0 | 0 | 0 | 0 | 0 | 0 | 0 | 0 | 0 | 0 | 0 | 0 | 0 | 0 | 0 | 0 | 0 | 5000000 | scaled
797-40F | 5376.487 | 0 | 5376.487 | 0 | 0% | 100% | 0% | 852.4936 | 1786.1636 | 1.6582 | 675.0355 | 175.7999 | 3.4743 | 1414.3494 | 368.3399 | 797 | 0.017636 | 0.017636 | 0.017636 | 304858.6428 | 10.4578 | 4257.2984 | 1108.7308 | 592.9826 | 241398.1865 | 62867.4737 | 256520.378 | 498.9595 | 203122.1863 | 52899.2322 | 203579.2376 | 395.9834 | 161201.4614 | 41981.7928 |  | 3411 | 797-40F | 5376.487 | 4523.9934 | 3590.3234 | 0 | 0 | 0 | 5376.487 | 4523.9934 | 3590.3234 | 0 | 10.4578 | 8.7997 | 6.9836 | 0 | 0 | 0 | 10.4578 | 8.7997 | 6.9836 | 0 | 1108.7308 | 932.9309 | 740.3909 | 0 | 0 | 0 | 1108.7308 | 932.9309 | 740.3909 | 0 | 4257.2984 | 3582.2629 | 2842.949 | 0 | 0 | 0 | 4257.2984 | 3582.2629 | 2842.949 | 0 | 0 | 0 | 0 | 0.017636 | 0.017636 | 0.017636 | 0 | 5000000 | scaled
79-658R | 12321075.9006 | 12230390.8778 | 84071.8795 | 6613.1432 | 99.26% | 0.6823% | 0.05367% | 4540648.0946 | 11862233.3889 | 752665.9156 | 34860.7175 | 3753121.4614 | 1968177.3623 | 74809.46 | 9819246.5666 | 79 | 0.46655 | 0.27108 | 0.052664 | 26408794.5193 | 2042313.0051 | 82614.1865 | 10196148.709 | 4377460.6156 | 177073.9091 | 21854259.9946 | 28701381.1542 | 4757592.061 | 220354.1694 | 23723434.9237 | 8712640.7347 | 1445598.1178 | 54946.4782 | 7212096.1387 |  | 3412 | 79-658R | 12321075.9006 | 7780427.806 | 458842.5117 | 12230390.8778 | 7726162.9856 | 444058.8142 | 84071.8795 | 47651.6772 | 8170.5542 | 6613.1432 | 2042313.0051 | 1289647.0895 | 74135.6428 | 10176503.9087 | 1289445.8099 | 74097.0076 | 346.3381 | 196.3034 | 33.659 | 4.9762 | 10196148.709 | 6443027.2476 | 376902.1424 | 10176503.9087 | 6429290.2013 | 369569.3648 | 13637.3757 | 7729.6217 | 1325.353 | 6007.4246 | 82614.1865 | 47753.469 | 7804.7264 | 11925.2783 | 7426.9744 | 392.4418 | 70088.1657 | 39725.7521 | 6811.5422 | 600.7425 | 0.034298 | 0.021536 | 0.001125 | 0.42302 | 0.24031 | 0.042302 | 0.0092374 | 5000000 | scaled
79-660R | 2087038.5602 | 2034167.1446 | 47227.3245 | 5644.0911 | 97.47% | 2.263% | 0.2704% | 1172778.284 | 2029193.8551 | 159124.3051 | 20530.7209 | 993123.258 | 270700.3536 | 42567.1819 | 1715926.3196 | 79 | 0.45747 | 0.26157 | 0.050926 | 4562118.1131 | 277170.8274 | 47049.1415 | 1762818.5912 | 605875.7496 | 102846.0829 | 3853396.2806 | 3495234.1337 | 474238.5756 | 61187.7602 | 2959807.798 | 1135853.5502 | 151526.1624 | 23827.2379 | 960500.1499 |  | 3413 | 79-660R | 2087038.5602 | 914260.2761 | 57844.7051 | 2034167.1446 | 881844.3056 | 47610.8112 | 47227.3245 | 26771.8794 | 4589.8028 | 5644.0911 | 277170.8274 | 118046.5223 | 6470.4739 | 1749302.5008 | 117937.9095 | 6448.3343 | 184.108 | 104.3658 | 17.8926 | 4.247 | 1762818.5912 | 769695.3332 | 46892.2716 | 1749302.5008 | 759812.7304 | 40949.8569 | 8388.9594 | 4755.4718 | 815.2837 | 5127.131 | 47049.1415 | 26518.4206 | 4481.9596 | 7882.1713 | 4093.6657 | 212.6201 | 38654.2571 | 21912.0418 | 3756.6264 | 512.7131 | 0.026675 | 0.01338 | 0.0006984 | 0.42285 | 0.24025 | 0.042285 | 0.0079424 | 5000000 | scaled
79-668R | 1606906.818 | 1139716.6179 | 460060.899 | 7129.3011 | 70.93% | 28.63% | 0.4437% | 668753.7349 | 1520371.3282 | 63797.6255 | 178008.4344 | 426947.675 | 150037.8765 | 371356.9759 | 998976.4757 | 79 | 0.43999 | 0.25483 | 0.051032 | 3652153.9139 | 154875.9866 | 411811.235 | 1040219.5964 | 351999.8386 | 935958.4494 | 2364195.6259 | 3681555.3683 | 351212.2303 | 979954.0146 | 2350389.1235 | 1695710.3355 | 167341.2101 | 414184.2526 | 1114184.8728 |  | 3414 | 79-668R | 1606906.818 | 938153.083 | 86535.4898 | 1139716.6179 | 670229.5617 | 34763.513 | 460060.899 | 260794.2203 | 44642.6758 | 7129.3011 | 154875.9866 | 91078.3611 | 4838.1101 | 984260.7692 | 90611.8603 | 4753.8084 | 813.4794 | 461.1362 | 78.9371 | 5.3646 | 1040219.5964 | 613271.9214 | 41243.1207 | 984260.7692 | 578745.5126 | 29965.2066 | 49482.5213 | 28050.1029 | 4801.6081 | 6476.3059 | 411811.235 | 233802.8006 | 40454.2591 | 1398.706 | 872.1888 | 44.498 | 409764.8984 | 232282.9812 | 39762.1305 | 647.6306 | 0.029807 | 0.01738 | 0.0009078 | 0.40006 | 0.22733 | 0.040006 | 0.010118 | 5000000 | scaled
79-676R | 9714146.4463 | 9547621.9773 | 163732.4612 | 2792.0078 | 98.29% | 1.686% | 0.02874% | 3270803.911 | 9421384.9121 | 559464.9004 | 66969.8606 | 2644369.15 | 1621157.4214 | 141720.3526 | 7658507.138 | 79 | 0.38409 | 0.22135 | 0.041034 | 25291262.8682 | 1669107.9264 | 156648.4125 | 7888390.1074 | 4345605.4071 | 407841.9242 | 20537815.5369 | 29109663.6204 | 4979153.5967 | 596021.7026 | 23534488.321 | 7134608.72 | 1227667.0557 | 107321.7232 | 5799619.9411 |  | 3415 | 79-676R | 9714146.4463 | 6443342.5353 | 292761.5342 | 9547621.9773 | 6347751.4945 | 274124.6701 | 163732.4612 | 92799.033 | 15844.8563 | 2792.0078 | 1669107.9264 | 1109643.026 | 47950.505 | 7871448.7116 | 1109531.4645 | 47929.7144 | 193.1299 | 109.4607 | 18.6897 | 2.1009 | 7888390.1074 | 5244020.9574 | 229882.9693 | 7871448.7116 | 5233320.2564 | 225952.6662 | 14405.1168 | 8164.422 | 1394.0242 | 2536.279 | 156648.4125 | 89678.5519 | 14928.0599 | 7260.5701 | 4899.7736 | 242.2896 | 149134.2145 | 84525.1503 | 14432.1424 | 253.6279 | 0.01407 | 0.0093936 | 0.0004904 | 0.36609 | 0.20802 | 0.036609 | 0.003935 | 5000000 | scaled
79-679R | 18448582.7599 | 18245131.6107 | 198973.2731 | 4477.8761 | 98.9% | 1.079% | 0.02427% | 6836267.2204 | 17879452.6139 | 1144355.5579 | 78886.9431 | 5613024.7194 | 3000400.2872 | 164836.1746 | 14714216.1521 | 79 | 0.3939 | 0.22816 | 0.043452 | 46835415.9809 | 3092954.6408 | 182791.1092 | 15172837.0099 | 7852083.767 | 464051.7783 | 38519280.4356 | 50895983.1289 | 8519722.7215 | 587312.9875 | 41788947.4199 | 13097844.2061 | 2197985.3839 | 120753.0555 | 10779105.7667 |  | 3416 | 79-679R | 18448582.7599 | 11612315.5395 | 569130.146 | 18245131.6107 | 11495103.0012 | 545403.0413 | 198973.2731 | 112734.6623 | 19249.2286 | 4477.8761 | 3092954.6408 | 1948599.0829 | 92554.3536 | 15150905.4325 | 1948441.5802 | 92524.6662 | 272.0405 | 154.1332 | 26.318 | 3.3695 | 15172837.0099 | 9559812.2905 | 458620.8578 | 15150905.4325 | 9545623.2258 | 452824.9264 | 17863.8441 | 10121.3314 | 1728.198 | 4067.7333 | 182791.1092 | 103904.1661 | 17954.9347 | 1546.9474 | 1038.1951 | 53.4487 | 180837.3885 | 102459.1977 | 17494.7127 | 406.7733 | 0.025346 | 0.016037 | 0.0008374 | 0.36216 | 0.20572 | 0.036216 | 0.0063992 | 5000000 | scaled
79-685R | 2564752.4487 | 2548703.3542 | 13743.305 | 2305.7895 | 99.37% | 0.5359% | 0.0899% | 824719.1675 | 2469017.4014 | 119260.0044 | 200.9651 | 705258.198 | 357018.8628 | 453.0452 | 2111545.4934 | 79 | 0.43155 | 0.42661 | 0.41702 | 5943134.2381 | 368692.7176 | 12140.0363 | 2183919.6948 | 854347.6834 | 28131.3175 | 5060655.2372 | 4078746.6233 | 589814.5205 | 993.8967 | 3487938.2061 | 229568.7779 | 33195.5473 | 42.1241 | 196331.1065 |  | 3417 | 79-685R | 2564752.4487 | 1740033.2812 | 95735.0473 | 2548703.3542 | 1724173.3208 | 80081.2126 | 13743.305 | 13554.1709 | 13348.0452 | 2305.7895 | 368692.7176 | 249432.7132 | 11673.8548 | 2179979.1833 | 249347.9822 | 11590.386 | 84.154 | 82.9959 | 81.7337 | 1.735 | 2183919.6948 | 1478661.4969 | 72374.2014 | 2179979.1833 | 1474746.3886 | 68486.7788 | 1845.9166 | 1820.5133 | 1792.8277 | 2094.595 | 12140.0363 | 11939.0712 | 11686.9911 | 117.3424 | 78.9499 | 4.0478 | 11813.2344 | 11650.6618 | 11473.4837 | 209.4595 | 0.015055 | 0.010116 | 0.0005274 | 0.41327 | 0.41327 | 0.41327 | 0.0032196 | 5000000 | scaled
79-714R | 5536620.5341 | 5332550.5898 | 200312.3058 | 3757.6385 | 96.31% | 3.618% | 0.06787% | 1817009.7072 | 5322633.4136 | 276929.5386 | 78764.7838 | 1461315.3847 | 822559.0249 | 164976.6433 | 4335097.7454 | 79 | 0.37772 | 0.21858 | 0.041395 | 14658165.0387 | 853259.161 | 182749.8256 | 4500611.5475 | 2258997.7993 | 483828.9148 | 11915338.3246 | 17017066.5499 | 2593562.5825 | 737665.6066 | 13685838.3609 | 5169370.3745 | 798873.7763 | 160226.2087 | 4210270.3895 |  | 3418 | 79-714R | 5536620.5341 | 3719610.8269 | 213987.1205 | 5332550.5898 | 3602407.7602 | 190865.5807 | 200312.3058 | 113445.4283 | 19363.9013 | 3757.6385 | 853259.161 | 576329.6223 | 30700.136 | 4476344.3952 | 576151.0693 | 30667.3141 | 310.2812 | 175.7255 | 29.9944 | 2.8275 | 4500611.5475 | 3039296.1628 | 165513.8022 | 4476344.3952 | 3024072.3628 | 160084.4418 | 20853.6878 | 11810.3355 | 2015.8959 | 3413.4645 | 182749.8256 | 103985.0418 | 17773.1823 | 3260.1423 | 2184.3281 | 113.8249 | 179148.3369 | 101459.3673 | 17318.011 | 341.3465 | 0.01796 | 0.011996 | 0.000626 | 0.35443 | 0.20126 | 0.035443 | 0.0053262 | 5000000 | scaled
79-782R | 2969.2366 | 0 | 2969.2366 | 0 | 0% | 100% | 0% | 41.246 | 86.3326 | 0.26929 | 32.5101 | 8.4666 | 0.56366 | 68.0473 | 17.7216 | 79 | 0.40924 | 0.40924 | 0.40924 | 7255.4648 | 19.386 | 2340.3514 | 609.4991 | 47.3706 | 5718.7553 | 1489.3389 | 7154.6784 | 46.7126 | 5639.3155 | 1468.6503 | 7044.5073 | 45.9933 | 5552.4787 | 1446.0353 |  | 3419 | 79-782R | 2969.2366 | 2927.9906 | 2882.904 | 0 | 0 | 0 | 2969.2366 | 2927.9906 | 2882.904 | 0 | 19.386 | 19.1167 | 18.8224 | 0 | 0 | 0 | 19.386 | 19.1167 | 18.8224 | 0 | 609.4991 | 601.0325 | 591.7775 | 0 | 0 | 0 | 609.4991 | 601.0325 | 591.7775 | 0 | 2340.3514 | 2307.8414 | 2272.3041 | 0 | 0 | 0 | 2340.3514 | 2307.8414 | 2272.3041 | 0 | 0 | 0 | 0 | 0.40924 | 0.40924 | 0.40924 | 0 | 5000000 | scaled
79-785 | 18780928.5331 | 18244488.231 | 528026.7206 | 8413.5815 | 97.14% | 2.812% | 0.0448% | 7695095.2765 | 18170794.2149 | 1376741.4597 | 209528.5476 | 6108825.2691 | 3261741.2308 | 438597.7993 | 14470455.1848 | 79 | 0.38023 | 0.22231 | 0.046125 | 49393625.9944 | 3363348.0119 | 485575.9851 | 14932004.5362 | 8845566.5807 | 1277059.2549 | 39271000.1589 | 49865879.4432 | 8921582.0193 | 1357790.2444 | 39586507.1795 | 13227901.6545 | 2374469.2562 | 319288.6611 | 10534143.7373 |  | 3420 | 79-785 | 18780928.5331 | 11085833.2567 | 610134.3182 | 18244488.231 | 10778499.9764 | 550793.402 | 528026.7206 | 298919.6987 | 50927.3347 | 8413.5815 | 3363348.0119 | 1986606.5521 | 101606.7811 | 14873125.5528 | 1986137.7561 | 101521.6594 | 816.9214 | 462.4651 | 78.7908 | 6.3309 | 14932004.5362 | 8823179.2671 | 461549.3514 | 14873125.5528 | 8786531.2303 | 448964.7631 | 51236.0283 | 29005.0817 | 4941.6332 | 7642.9551 | 485575.9851 | 276047.4374 | 46978.1858 | 8837.9187 | 5830.9899 | 306.9795 | 475973.7708 | 269452.152 | 45906.9107 | 764.2955 | 0.037654 | 0.022704 | 0.0011858 | 0.33071 | 0.18774 | 0.033071 | 0.011868 | 5000000 | scaled
79-799R | 3034823.4797 | 2947432.5106 | 83523.0373 | 3867.9318 | 97.12% | 2.752% | 0.1275% | 997872.5373 | 2913968.5172 | 137404.4445 | 32265.2694 | 828202.8234 | 407090.5529 | 67402.3191 | 2439475.6452 | 79 | 0.77068 | 0.44362 | 0.07965 | 3937844.4578 | 422811.6173 | 75062.3273 | 2536949.5352 | 548620.503 | 97397.3516 | 3291826.6033 | 4591704.7569 | 632265.7631 | 148468.4522 | 3810970.5416 | 1517332.9501 | 211976.1782 | 35097.0709 | 1270259.701 |  | 3421 | 79-799R | 3034823.4797 | 2036950.9424 | 120854.9625 | 2947432.5106 | 1985696.9949 | 108775.9736 | 83523.0373 | 47386.0157 | 8211.0571 | 3867.9318 | 422811.6173 | 285407.1728 | 15721.0644 | 2524139.5315 | 285353.9363 | 15709.4334 | 88.7052 | 50.3261 | 8.7205 | 2.9105 | 2536949.5352 | 1708746.7118 | 97473.89 | 2524139.5315 | 1699958.8598 | 93046.3206 | 9296.3479 | 5274.1962 | 913.9136 | 3513.6558 | 75062.3273 | 42797.0578 | 7660.0081 | 572.9775 | 384.1988 | 20.2196 | 74137.9842 | 42061.4934 | 7288.423 | 351.3656 | 0.035948 | 0.023822 | 0.0012442 | 0.72925 | 0.41431 | 0.072925 | 0.00548 | 5000000 | scaled
79-808R | 19978325.502 | 19824672.4607 | 146900.5349 | 6752.5064 | 99.23% | 0.7353% | 0.0338% | 10035036.9363 | 19355036.0109 | 1610400.7771 | 57581.9755 | 8367054.1837 | 3105942.9152 | 120274.8859 | 16128818.2098 | 79 | 0.44563 | 0.25447 | 0.050104 | 44831664.0899 | 3203339.9361 | 133662.3681 | 16641323.1978 | 7188343.1855 | 299940.3723 | 37343380.5321 | 39075177.8068 | 6270699.0622 | 224217.0056 | 32580261.739 | 12439914.7996 | 1996259.0209 | 77303.3609 | 10366352.4178 |  | 3422 | 79-808R | 19978325.502 | 9943288.5657 | 623289.4911 | 19824672.4607 | 9853288.3814 | 602288.1326 | 146900.5349 | 83247.6779 | 14248.8521 | 6752.5064 | 3203339.9361 | 1592939.159 | 97397.0209 | 16619500.7071 | 1592826.976 | 97373.6081 | 188.9943 | 107.102 | 18.3318 | 5.081 | 16641323.1978 | 8274269.0141 | 512504.988 | 16619500.7071 | 8259244.4278 | 504849.2369 | 15688.4676 | 8890.5633 | 1521.728 | 6134.0231 | 133662.3681 | 76080.3926 | 13387.4822 | 2025.8928 | 1216.9776 | 65.2876 | 131023.073 | 74250.0127 | 12708.7923 | 613.4023 | 0.041448 | 0.020745 | 0.0010858 | 0.39463 | 0.22417 | 0.039463 | 0.0095556 | 5000000 | scaled
791-417 | 0 | 0 | 0 | 0 | 0% | 0% | 0% | 0 | 0 | 0 | 0 | 0 | 0 | 0 | 0 | 791 | 0 | 0 | 0 | 0 | 0 | 0 | 0 | 0 | 0 | 0 | 0 | 0 | 0 | 0 | 0 | 0 | 0 | 0 |  | 3423 | 791-417 | 0 | 0 | 0 | 0 | 0 | 0 | 0 | 0 | 0 | 0 | 0 | 0 | 0 | 0 | 0 | 0 | 0 | 0 | 0 | 0 | 0 | 0 | 0 | 0 | 0 | 0 | 0 | 0 | 0 | 0 | 0 | 0 | 0 | 0 | 0 | 0 | 0 | 0 | 0 | 0 | 0 | 0 | 0 | 0 | 0 | 0 | 0 | 5000000 | scaled
791-419F | 3349759.3853 | 3101216.4739 | 244656.6803 | 3886.2311 | 92.58% | 7.304% | 0.116% | 1903409.946 | 3285217.923 | 330444.642 | 97454.735 | 1475510.569 | 563406.1179 | 202093.5714 | 2519718.2337 | 791 | 0.11325 | 0.063201 | 0.014619 | 29577718.0369 | 570648.3043 | 221672.6443 | 2557438.4367 | 5038712.5462 | 1957325.9496 | 22581679.5411 | 22885058.6756 | 3972998.5843 | 1171716.7568 | 17740343.3346 | 4415023.4805 | 757164.7598 | 271594.7264 | 3386263.9943 |  | 3424 | 791-419F | 3349759.3853 | 1446349.4393 | 64541.4623 | 3101216.4739 | 1305135.0628 | 39187.8901 | 244656.6803 | 137328.1455 | 21467.341 | 3886.2311 | 570648.3043 | 240203.6623 | 7242.1864 | 2527997.4712 | 239989.5109 | 7206.2428 | 376.3112 | 211.2271 | 33.0193 | 2.9243 | 2557438.4367 | 1081927.8677 | 37720.203 | 2527997.4712 | 1063853.6714 | 31916.3972 | 25910.6866 | 14543.9174 | 2273.5269 | 3530.2789 | 221672.6443 | 124217.9093 | 19579.0729 | 2949.9339 | 1291.8804 | 65.2502 | 218369.6825 | 122573.001 | 19160.7948 | 353.0279 | 0.02105 | 0.0085122 | 0.000445 | 0.0867 | 0.049185 | 0.00867 | 0.0055036 | 5000000 | scaled
791-421F | 0 | 0 | 0 | 0 | 0% | 0% | 0% | 0 | 0 | 0 | 0 | 0 | 0 | 0 | 0 | 791 | 0 | 0 | 0 | 0 | 0 | 0 | 0 | 0 | 0 | 0 | 0 | 0 | 0 | 0 | 0 | 0 | 0 | 0 |  | 3425 | 791-421F | 0 | 0 | 0 | 0 | 0 | 0 | 0 | 0 | 0 | 0 | 0 | 0 | 0 | 0 | 0 | 0 | 0 | 0 | 0 | 0 | 0 | 0 | 0 | 0 | 0 | 0 | 0 | 0 | 0 | 0 | 0 | 0 | 0 | 0 | 0 | 0 | 0 | 0 | 0 | 0 | 0 | 0 | 0 | 0 | 0 | 0 | 0 | 5000000 | scaled
791-423 | 0 | 0 | 0 | 0 | 0% | 0% | 0% | 0 | 0 | 0 | 0 | 0 | 0 | 0 | 0 | 791 | 0 | 0 | 0 | 0 | 0 | 0 | 0 | 0 | 0 | 0 | 0 | 0 | 0 | 0 | 0 | 0 | 0 | 0 |  | 3426 | 791-423 | 0 | 0 | 0 | 0 | 0 | 0 | 0 | 0 | 0 | 0 | 0 | 0 | 0 | 0 | 0 | 0 | 0 | 0 | 0 | 0 | 0 | 0 | 0 | 0 | 0 | 0 | 0 | 0 | 0 | 0 | 0 | 0 | 0 | 0 | 0 | 0 | 0 | 0 | 0 | 0 | 0 | 0 | 0 | 0 | 0 | 0 | 0 | 5000000 | scaled
791-424F | 71897.4631 | 0 | 71897.4631 | 0 | 0% | 100% | 0% | 4215.2819 | 8750.5839 | 6.2912 | 3862.4224 | 346.5682 | 13.0601 | 8018.0763 | 719.4475 | 791 | 0.087564 | 0.087564 | 0.087564 | 821082.8528 | 107.3058 | 65878.9578 | 5911.1996 | 1225.4527 | 752350.3646 | 67507.0355 | 772943.5235 | 1153.6055 | 708240.7576 | 63549.1604 | 721149.502 | 1076.3038 | 660782.3911 | 59290.8071 |  | 3427 | 791-424F | 71897.4631 | 67682.1813 | 63146.8792 | 0 | 0 | 0 | 71897.4631 | 67682.1813 | 63146.8792 | 0 | 107.3058 | 101.0145 | 94.2457 | 0 | 0 | 0 | 107.3058 | 101.0145 | 94.2457 | 0 | 5911.1996 | 5564.6314 | 5191.7521 | 0 | 0 | 0 | 5911.1996 | 5564.6314 | 5191.7521 | 0 | 65878.9578 | 62016.5353 | 57860.8815 | 0 | 0 | 0 | 65878.9578 | 62016.5353 | 57860.8815 | 0 | 0 | 0 | 0 | 0.087564 | 0.087564 | 0.087564 | 0 | 5000000 | scaled
791-425F | 42428.6564 | 0 | 42428.6564 | 0 | 0% | 100% | 0% | 2483.6303 | 5158.7341 | 3.4946 | 2271.6634 | 208.4723 | 7.2586 | 4718.4588 | 433.0167 | 791 | 0.087701 | 0.087701 | 0.087701 | 483786.498 | 59.6993 | 38807.5573 | 3561.3999 | 680.7123 | 442497.4489 | 40608.3368 | 455467.2695 | 640.8657 | 416595.142 | 38231.2618 | 424964.7935 | 597.9472 | 388695.9181 | 35670.9282 |  | 3428 | 791-425F | 42428.6564 | 39945.0261 | 37269.9223 | 0 | 0 | 0 | 42428.6564 | 39945.0261 | 37269.9223 | 0 | 59.6993 | 56.2047 | 52.4407 | 0 | 0 | 0 | 59.6993 | 56.2047 | 52.4407 | 0 | 3561.3999 | 3352.9275 | 3128.3832 | 0 | 0 | 0 | 3561.3999 | 3352.9275 | 3128.3832 | 0 | 38807.5573 | 36535.8939 | 34089.0985 | 0 | 0 | 0 | 38807.5573 | 36535.8939 | 34089.0985 | 0 | 0 | 0 | 0 | 0.087701 | 0.087701 | 0.087701 | 0 | 5000000 | scaled
792-1171 | 0 | 0 | 0 | 0 | 0% | 0% | 0% | 0 | 0 | 0 | 0 | 0 | 0 | 0 | 0 | 792 | 0 | 0 | 0 | 0 | 0 | 0 | 0 | 0 | 0 | 0 | 0 | 0 | 0 | 0 | 0 | 0 | 0 | 0 |  | 3429 | 792-1171 | 0 | 0 | 0 | 0 | 0 | 0 | 0 | 0 | 0 | 0 | 0 | 0 | 0 | 0 | 0 | 0 | 0 | 0 | 0 | 0 | 0 | 0 | 0 | 0 | 0 | 0 | 0 | 0 | 0 | 0 | 0 | 0 | 0 | 0 | 0 | 0 | 0 | 0 | 0 | 0 | 0 | 0 | 0 | 0 | 0 | 0 | 0 | 5000000 | scaled
792-1172F | 6355.8065 | 2598.8677 | 0 | 3756.9388 | 40.89% | 0% | 59.11% | 1603.433 | 2545.5814 | 0.75121 | 1598.8172 | 3.8647 | 1.0708 | 2539.0043 | 5.5063 | 792 | 0.014697 | 0.0088946 | 0.0054818 | 432467.8144 | 4.0322 | 2932.7539 | 3419.0204 | 274.3639 | 199553.22 | 232640.2306 | 534298.7242 | 250.3183 | 532760.6082 | 1287.7977 | 695068.239 | 292.3927 | 693272.3609 | 1503.4854 |  | 3430 | 792-1172F | 6355.8065 | 4752.3734 | 3810.2251 | 2598.8677 | 995.4346 | 53.2863 | 0 | 0 | 0 | 3756.9388 | 4.0322 | 3.281 | 2.9614 | 6.1915 | 0.45403 | 0.1344 | 0 | 0 | 0 | 2.827 | 3419.0204 | 3415.1557 | 3413.5141 | 6.1915 | 2.3268 | 0.6852 | 0 | 0 | 0 | 3412.8289 | 2932.7539 | 1333.9367 | 393.7496 | 2591.471 | 992.6538 | 52.4667 | 0 | 0 | 0 | 341.2829 | 0.009404 | 0.003602 | 0.0001892 | 0 | 0 | 0 | 0.0052926 | 5000000 | scaled
792-1173F | 9725.8309 | 4365.3001 | 4900.2874 | 460.2434 | 44.88% | 50.38% | 4.732% | 4550.98 | 8842.7688 | 59.5641 | 3775.8082 | 715.6077 | 98.9215 | 7382.223 | 1361.6243 | 792 | 0.018988 | 0.010944 | 0.0023992 | 512214.7329 | 100.5469 | 7777.8975 | 1847.3865 | 5295.3424 | 409626.0489 | 97293.3416 | 472865.4995 | 6188.9581 | 392321.9625 | 74354.5789 | 368065.2334 | 4117.4397 | 307272.4967 | 56675.2971 |  | 3431 | 792-1173F | 9725.8309 | 5174.8509 | 883.0621 | 4365.3001 | 2008.881 | 95.6426 | 4900.2874 | 2705.7264 | 327.1761 | 460.2434 | 100.5469 | 40.9828 | 1.6254 | 439.6891 | 32.5846 | 0.30545 | 14.5825 | 8.0518 | 0.97363 | 0.34632 | 1847.3865 | 1131.7788 | 485.7623 | 439.6891 | 167.2712 | 1.601 | 989.6091 | 546.4193 | 66.0729 | 418.0883 | 7777.8975 | 4002.0893 | 395.6745 | 3839.9929 | 1809.0252 | 93.7361 | 3896.0957 | 2151.2553 | 260.1295 | 41.8088 | 0.0010132 | 0.0004544 | 2.38e-05 | 0.017332 | 0.009847 | 0.0017332 | 0.0006422 | 5000000 | scaled
792-1174F | 0 | 0 | 0 | 0 | 0% | 0% | 0% | 0 | 0 | 0 | 0 | 0 | 0 | 0 | 0 | 792 | 0 | 0 | 0 | 0 | 0 | 0 | 0 | 0 | 0 | 0 | 0 | 0 | 0 | 0 | 0 | 0 | 0 | 0 |  | 3432 | 792-1174F | 0 | 0 | 0 | 0 | 0 | 0 | 0 | 0 | 0 | 0 | 0 | 0 | 0 | 0 | 0 | 0 | 0 | 0 | 0 | 0 | 0 | 0 | 0 | 0 | 0 | 0 | 0 | 0 | 0 | 0 | 0 | 0 | 0 | 0 | 0 | 0 | 0 | 0 | 0 | 0 | 0 | 0 | 0 | 0 | 0 | 0 | 0 | 5000000 | scaled
792-46 | 104787.7442 | 29197.0214 | 71513.6216 | 4077.1013 | 27.86% | 68.25% | 3.891% | 48099.537 | 95273.5791 | 181.3664 | 44373.5425 | 3544.6281 | 394.6361 | 87394.5266 | 7484.4164 | 792 | 0.033958 | 0.020072 | 0.0076998 | 3085822.5275 | 409.4141 | 92739.5896 | 11638.7405 | 12056.556 | 2731024.6731 | 342741.2983 | 2824271.2285 | 10649.3334 | 2605491.1797 | 208130.7153 | 1235637.9564 | 5118.1799 | 1133451.6373 | 97068.1392 |  | 3433 | 792-46 | 104787.7442 | 56688.2072 | 9514.1651 | 29197.0214 | 13049.9097 | 659.4121 | 71513.6216 | 39561.1963 | 4777.6518 | 4077.1013 | 409.4141 | 228.0477 | 14.778 | 1586.7657 | 170.6908 | 5.1539 | 98.1366 | 54.289 | 6.5563 | 3.0679 | 11638.7405 | 8094.1124 | 4154.324 | 1586.7657 | 878.574 | 26.5422 | 6348.3081 | 3511.8717 | 424.1151 | 3703.6667 | 92739.5896 | 48366.0472 | 5345.0631 | 27302.046 | 12000.6448 | 627.716 | 65067.1769 | 35995.0357 | 4346.9804 | 370.3667 | 0.010932 | 0.0044968 | 0.000236 | 0.017291 | 0.0098402 | 0.001729 | 0.0057348 | 5000000 | scaled
792-47R | 393985.0443 | 6609.8955 | 381944.7723 | 5430.3765 | 1.678% | 96.94% | 1.378% | 175987.0865 | 365479.7058 | 206.4565 | 160517.749 | 15262.881 | 430.2341 | 333181.1032 | 31868.3685 | 792 | 0.039069 | 0.022896 | 0.0096608 | 10084442.3481 | 461.2382 | 354688.675 | 38835.1311 | 11805.8549 | 9078612.3632 | 994024.13 | 9521058.238 | 11169.4801 | 8684153.2923 | 825735.4656 | 2950618.8466 | 3473.399 | 2689863.2862 | 257282.1614 |  | 3434 | 792-47R | 393985.0443 | 217997.9578 | 28505.3386 | 6609.8955 | 2536.6642 | 130.8107 | 381944.7723 | 210030.9171 | 22944.1513 | 5430.3765 | 461.2382 | 254.7817 | 31.0041 | 48.4688 | 4.4978 | 0.022859 | 447.7148 | 246.1978 | 26.8951 | 4.0862 | 38835.1311 | 23572.2501 | 6966.7626 | 48.4688 | 23.1707 | 0.1168 | 33853.6711 | 18616.0882 | 2033.6546 | 4932.9912 | 354688.675 | 194170.926 | 21507.5718 | 6551.9894 | 2508.9957 | 130.6711 | 347643.3864 | 191168.6311 | 20883.6016 | 493.2991 | 0.014386 | 0.005545 | 0.0002896 | 0.017013 | 0.0096814 | 0.0017012 | 0.00767 | 5000000 | scaled
793-20 | 0 | 0 | 0 | 0 | 0% | 0% | 0% | 0 | 0 | 0 | 0 | 0 | 0 | 0 | 0 | 793 | 0 | 0 | 0 | 0 | 0 | 0 | 0 | 0 | 0 | 0 | 0 | 0 | 0 | 0 | 0 | 0 | 0 | 0 |  | 3435 | 793-20 | 0 | 0 | 0 | 0 | 0 | 0 | 0 | 0 | 0 | 0 | 0 | 0 | 0 | 0 | 0 | 0 | 0 | 0 | 0 | 0 | 0 | 0 | 0 | 0 | 0 | 0 | 0 | 0 | 0 | 0 | 0 | 0 | 0 | 0 | 0 | 0 | 0 | 0 | 0 | 0 | 0 | 0 | 0 | 0 | 0 | 0 | 0 | 5000000 | scaled
793-21 | 0 | 0 | 0 | 0 | 0% | 0% | 0% | 0 | 0 | 0 | 0 | 0 | 0 | 0 | 0 | 793 | 0 | 0 | 0 | 0 | 0 | 0 | 0 | 0 | 0 | 0 | 0 | 0 | 0 | 0 | 0 | 0 | 0 | 0 |  | 3436 | 793-21 | 0 | 0 | 0 | 0 | 0 | 0 | 0 | 0 | 0 | 0 | 0 | 0 | 0 | 0 | 0 | 0 | 0 | 0 | 0 | 0 | 0 | 0 | 0 | 0 | 0 | 0 | 0 | 0 | 0 | 0 | 0 | 0 | 0 | 0 | 0 | 0 | 0 | 0 | 0 | 0 | 0 | 0 | 0 | 0 | 0 | 0 | 0 | 5000000 | scaled
793-23 | 0 | 0 | 0 | 0 | 0% | 0% | 0% | 0 | 0 | 0 | 0 | 0 | 0 | 0 | 0 | 793 | 0 | 0 | 0 | 0 | 0 | 0 | 0 | 0 | 0 | 0 | 0 | 0 | 0 | 0 | 0 | 0 | 0 | 0 |  | 3437 | 793-23 | 0 | 0 | 0 | 0 | 0 | 0 | 0 | 0 | 0 | 0 | 0 | 0 | 0 | 0 | 0 | 0 | 0 | 0 | 0 | 0 | 0 | 0 | 0 | 0 | 0 | 0 | 0 | 0 | 0 | 0 | 0 | 0 | 0 | 0 | 0 | 0 | 0 | 0 | 0 | 0 | 0 | 0 | 0 | 0 | 0 | 0 | 0 | 5000000 | scaled
793-26 | 0 | 0 | 0 | 0 | 0% | 0% | 0% | 0 | 0 | 0 | 0 | 0 | 0 | 0 | 0 | 793 | 0 | 0 | 0 | 0 | 0 | 0 | 0 | 0 | 0 | 0 | 0 | 0 | 0 | 0 | 0 | 0 | 0 | 0 |  | 3438 | 793-26 | 0 | 0 | 0 | 0 | 0 | 0 | 0 | 0 | 0 | 0 | 0 | 0 | 0 | 0 | 0 | 0 | 0 | 0 | 0 | 0 | 0 | 0 | 0 | 0 | 0 | 0 | 0 | 0 | 0 | 0 | 0 | 0 | 0 | 0 | 0 | 0 | 0 | 0 | 0 | 0 | 0 | 0 | 0 | 0 | 0 | 0 | 0 | 5000000 | scaled
793-27AE | 59590.5566 | 5424.0882 | 53670.8956 | 495.5728 | 9.102% | 90.07% | 0.8316% | 27271.2365 | 55496.8561 | 511.3668 | 22085.4488 | 4674.421 | 861.1501 | 45931.7726 | 8703.9334 | 793 | 0.019759 | 0.01123 | 0.0024702 | 3015838.5257 | 867.279 | 49232.3619 | 9490.9157 | 43892.4125 | 2491617.1673 | 480328.9459 | 2877842.291 | 53962.8259 | 2330603.4691 | 493275.996 | 1657234.4443 | 25715.4682 | 1371604.1055 | 259914.8706 |  | 3439 | 793-27AE | 59590.5566 | 32319.3201 | 4093.7005 | 5424.0882 | 2131.9242 | 12.8074 | 53670.8956 | 29691.8231 | 3585.3203 | 495.5728 | 867.279 | 355.9122 | 6.1288 | 3998.9559 | 307.8715 | 0 | 86.1642 | 47.6678 | 5.7559 | 0.3729 | 9490.9157 | 4816.4947 | 786.9823 | 3998.9559 | 1577.0996 | 0 | 5041.778 | 2789.2134 | 336.8006 | 450.1818 | 49232.3619 | 27146.9132 | 3300.5893 | 644.3904 | 246.9531 | 12.8074 | 48542.9533 | 26854.9419 | 3242.7638 | 45.0182 | 0.0017054 | 0.0006534 | 3.42e-05 | 0.017353 | 0.0098762 | 0.0017352 | 0.0007008 | 5000000 | scaled
793-45 | 0 | 0 | 0 | 0 | 0% | 0% | 0% | 0 | 0 | 0 | 0 | 0 | 0 | 0 | 0 | 793 | 0 | 0 | 0 | 0 | 0 | 0 | 0 | 0 | 0 | 0 | 0 | 0 | 0 | 0 | 0 | 0 | 0 | 0 |  | 3440 | 793-45 | 0 | 0 | 0 | 0 | 0 | 0 | 0 | 0 | 0 | 0 | 0 | 0 | 0 | 0 | 0 | 0 | 0 | 0 | 0 | 0 | 0 | 0 | 0 | 0 | 0 | 0 | 0 | 0 | 0 | 0 | 0 | 0 | 0 | 0 | 0 | 0 | 0 | 0 | 0 | 0 | 0 | 0 | 0 | 0 | 0 | 0 | 0 | 5000000 | scaled
793-46F | 23414.1115 | 659.9614 | 22246.9463 | 507.2039 | 2.819% | 95.02% | 2.166% | 10382.6701 | 21414.5186 | 61.1979 | 9267.4449 | 1054.0273 | 97.8746 | 19271.1391 | 2045.5048 | 793 | 0.020148 | 0.011479 | 0.0025004 | 1162117.5278 | 100.4265 | 20685.7948 | 2627.8902 | 4984.4885 | 1026702.4094 | 130430.63 | 1135202.3121 | 6691.1539 | 1013267.7597 | 115243.3984 | 799709.2087 | 3655.0555 | 719666.302 | 76387.8512 |  | 3441 | 793-46F | 23414.1115 | 13031.4414 | 1999.5929 | 659.9614 | 239.8758 | 6.9395 | 22246.9463 | 12284.3617 | 1485.4496 | 507.2039 | 100.4265 | 39.2285 | 2.5518 | 369.2287 | 23.4781 | 0.31175 | 27.8328 | 15.3688 | 1.8584 | 0.38165 | 2627.8902 | 1573.863 | 582.3854 | 369.2287 | 120.3399 | 1.5895 | 1797.914 | 992.7756 | 120.0484 | 460.7475 | 20685.7948 | 11418.3499 | 1414.6557 | 218.5207 | 96.0578 | 5.0382 | 20421.1994 | 11276.2173 | 1363.5427 | 46.0747 | 0.002037 | 0.0008812 | 4.6e-05 | 0.017396 | 0.0098834 | 0.0017396 | 0.0007148 | 5000000 | scaled
793-47 | 0 | 0 | 0 | 0 | 0% | 0% | 0% | 0 | 0 | 0 | 0 | 0 | 0 | 0 | 0 | 793 | 0 | 0 | 0 | 0 | 0 | 0 | 0 | 0 | 0 | 0 | 0 | 0 | 0 | 0 | 0 | 0 | 0 | 0 |  | 3442 | 793-47 | 0 | 0 | 0 | 0 | 0 | 0 | 0 | 0 | 0 | 0 | 0 | 0 | 0 | 0 | 0 | 0 | 0 | 0 | 0 | 0 | 0 | 0 | 0 | 0 | 0 | 0 | 0 | 0 | 0 | 0 | 0 | 0 | 0 | 0 | 0 | 0 | 0 | 0 | 0 | 0 | 0 | 0 | 0 | 0 | 0 | 0 | 0 | 5000000 | scaled
793-749AE | 0 | 0 | 0 | 0 | 0% | 0% | 0% | 0 | 0 | 0 | 0 | 0 | 0 | 0 | 0 | 793 | 0 | 0 | 0 | 0 | 0 | 0 | 0 | 0 | 0 | 0 | 0 | 0 | 0 | 0 | 0 | 0 | 0 | 0 |  | 3443 | 793-749AE | 0 | 0 | 0 | 0 | 0 | 0 | 0 | 0 | 0 | 0 | 0 | 0 | 0 | 0 | 0 | 0 | 0 | 0 | 0 | 0 | 0 | 0 | 0 | 0 | 0 | 0 | 0 | 0 | 0 | 0 | 0 | 0 | 0 | 0 | 0 | 0 | 0 | 0 | 0 | 0 | 0 | 0 | 0 | 0 | 0 | 0 | 0 | 5000000 | scaled
793-750AE | 0 | 0 | 0 | 0 | 0% | 0% | 0% | 0 | 0 | 0 | 0 | 0 | 0 | 0 | 0 | 793 | 0 | 0 | 0 | 0 | 0 | 0 | 0 | 0 | 0 | 0 | 0 | 0 | 0 | 0 | 0 | 0 | 0 | 0 |  | 3444 | 793-750AE | 0 | 0 | 0 | 0 | 0 | 0 | 0 | 0 | 0 | 0 | 0 | 0 | 0 | 0 | 0 | 0 | 0 | 0 | 0 | 0 | 0 | 0 | 0 | 0 | 0 | 0 | 0 | 0 | 0 | 0 | 0 | 0 | 0 | 0 | 0 | 0 | 0 | 0 | 0 | 0 | 0 | 0 | 0 | 0 | 0 | 0 | 0 | 5000000 | scaled
794-1000 | 0 | 0 | 0 | 0 | 0% | 0% | 0% | 0 | 0 | 0 | 0 | 0 | 0 | 0 | 0 | 794 | 0 | 0 | 0 | 0 | 0 | 0 | 0 | 0 | 0 | 0 | 0 | 0 | 0 | 0 | 0 | 0 | 0 | 0 |  | 3445 | 794-1000 | 0 | 0 | 0 | 0 | 0 | 0 | 0 | 0 | 0 | 0 | 0 | 0 | 0 | 0 | 0 | 0 | 0 | 0 | 0 | 0 | 0 | 0 | 0 | 0 | 0 | 0 | 0 | 0 | 0 | 0 | 0 | 0 | 0 | 0 | 0 | 0 | 0 | 0 | 0 | 0 | 0 | 0 | 0 | 0 | 0 | 0 | 0 | 5000000 | scaled
794-1001AE | 0 | 0 | 0 | 0 | 0% | 0% | 0% | 0 | 0 | 0 | 0 | 0 | 0 | 0 | 0 | 794 | 0 | 0 | 0 | 0 | 0 | 0 | 0 | 0 | 0 | 0 | 0 | 0 | 0 | 0 | 0 | 0 | 0 | 0 |  | 3446 | 794-1001AE | 0 | 0 | 0 | 0 | 0 | 0 | 0 | 0 | 0 | 0 | 0 | 0 | 0 | 0 | 0 | 0 | 0 | 0 | 0 | 0 | 0 | 0 | 0 | 0 | 0 | 0 | 0 | 0 | 0 | 0 | 0 | 0 | 0 | 0 | 0 | 0 | 0 | 0 | 0 | 0 | 0 | 0 | 0 | 0 | 0 | 0 | 0 | 5000000 | scaled
794-1002 | 176663.8796 | 10326.8513 | 165489.6883 | 847.34 | 5.845% | 93.67% | 0.4796% | 79486.2568 | 164453.5318 | 436.4747 | 70841.9486 | 8207.8336 | 857.6359 | 146727.7487 | 16868.1471 | 794 | 0.021091 | 0.012122 | 0.0029686 | 8376189.104 | 899.0068 | 157024.7393 | 18740.1335 | 42624.7359 | 7445035.811 | 888528.5572 | 8016897.3393 | 44022.3638 | 7145041.816 | 827833.1595 | 4113167.101 | 21450.4357 | 3669825.4049 | 421891.2604 |  | 3447 | 794-1002 | 176663.8796 | 97177.6228 | 12210.3479 | 10326.8513 | 4770.2868 | 304.0051 | 165489.6883 | 91559.9959 | 11059.0027 | 847.34 | 899.0068 | 462.5321 | 41.3709 | 3506.6965 | 344.3304 | 26.5334 | 212.4907 | 117.5641 | 14.1999 | 0.6376 | 18740.1335 | 10532.2999 | 1871.9864 | 3506.6965 | 1760.2773 | 135.7062 | 14463.7075 | 8002.2932 | 966.5507 | 769.7295 | 157024.7393 | 86182.7907 | 10296.9906 | 6134.2762 | 2665.6791 | 141.7655 | 150813.4901 | 83440.1387 | 10078.2521 | 76.9729 | 0.0026544 | 0.0011174 | 5.86e-05 | 0.017252 | 0.0098194 | 0.0017252 | 0.0011848 | 5000000 | scaled
795-820 | 0 | 0 | 0 | 0 | 0% | 0% | 0% | 0 | 0 | 0 | 0 | 0 | 0 | 0 | 0 | 795 | 0 | 0 | 0 | 0 | 0 | 0 | 0 | 0 | 0 | 0 | 0 | 0 | 0 | 0 | 0 | 0 | 0 | 0 |  | 3448 | 795-820 | 0 | 0 | 0 | 0 | 0 | 0 | 0 | 0 | 0 | 0 | 0 | 0 | 0 | 0 | 0 | 0 | 0 | 0 | 0 | 0 | 0 | 0 | 0 | 0 | 0 | 0 | 0 | 0 | 0 | 0 | 0 | 0 | 0 | 0 | 0 | 0 | 0 | 0 | 0 | 0 | 0 | 0 | 0 | 0 | 0 | 0 | 0 | 5000000 | scaled
795-821F | 48074.3435 | 8925.093 | 37234.1444 | 1915.1061 | 18.57% | 77.45% | 3.984% | 21145.2794 | 43468.4326 | 194.7732 | 17737.3673 | 3213.139 | 389.2669 | 36457.941 | 6621.2247 | 795 | 0.024764 | 0.014734 | 0.0045478 | 1941283.9308 | 400.4919 | 38932.1746 | 8741.6771 | 16172.2119 | 1572115.1734 | 352996.5454 | 1827657.0228 | 16834.8932 | 1533099.8108 | 277722.3188 | 1012777.8135 | 9069.5897 | 849439.2742 | 154268.9496 |  | 3449 | 795-821F | 48074.3435 | 26929.0641 | 4605.9109 | 8925.093 | 4416.8439 | 205.8629 | 37234.1444 | 20597.114 | 2484.9419 | 1915.1061 | 400.4919 | 205.7187 | 11.225 | 1635.1144 | 159.5134 | 4.3834 | 80.922 | 44.7643 | 5.4006 | 1.4411 | 8741.6771 | 5528.5381 | 2120.4524 | 1635.1144 | 820.009 | 22.5815 | 5366.8672 | 2968.8335 | 358.1754 | 1739.6955 | 38932.1746 | 21194.8073 | 2474.2335 | 6971.8498 | 3437.3215 | 178.8981 | 31786.3553 | 17583.5163 | 2121.3659 | 173.9696 | 0.0045624 | 0.0020798 | 0.000109 | 0.017514 | 0.009967 | 0.0017514 | 0.0026874 | 5000000 | scaled
796-1396R | 0 | 0 | 0 | 0 | 0% | 0% | 0% | 0 | 0 | 0 | 0 | 0 | 0 | 0 | 0 | 796 | 0 | 0 | 0 | 0 | 0 | 0 | 0 | 0 | 0 | 0 | 0 | 0 | 0 | 0 | 0 | 0 | 0 | 0 |  | 3450 | 796-1396R | 0 | 0 | 0 | 0 | 0 | 0 | 0 | 0 | 0 | 0 | 0 | 0 | 0 | 0 | 0 | 0 | 0 | 0 | 0 | 0 | 0 | 0 | 0 | 0 | 0 | 0 | 0 | 0 | 0 | 0 | 0 | 0 | 0 | 0 | 0 | 0 | 0 | 0 | 0 | 0 | 0 | 0 | 0 | 0 | 0 | 0 | 0 | 5000000 | scaled
796-45 | 28510.9985 | 27775.8112 | 0 | 735.1873 | 97.42% | 0% | 2.579% | 17643.6131 | 27356.0737 | 2564.9099 | 1942.6039 | 13136.0992 | 3862.6528 | 3705.3134 | 19788.1075 | 796 | 0.0051166 | 0.0029534 | 0.0011492 | 5572254.7234 | 3915.8628 | 3869.3975 | 20725.7383 | 765325.1736 | 756243.8855 | 4050685.6644 | 3679618.5587 | 534918.2146 | 405134.7917 | 2739565.5524 | 1004981.5421 | 141902.4807 | 136122.2979 | 726956.7634 |  | 3451 | 796-45 | 28510.9985 | 10867.3855 | 1154.9248 | 27775.8112 | 10132.1981 | 419.7374 | 0 | 0 | 0 | 735.1873 | 3915.8628 | 1350.9529 | 53.21 | 20057.889 | 1350.3997 | 52.6568 | 0 | 0 | 0 | 0.5532 | 20725.7383 | 7589.639 | 937.6307 | 20057.889 | 6921.7898 | 269.7815 | 0 | 0 | 0 | 667.8492 | 3869.3975 | 1926.7935 | 164.084 | 3802.6125 | 1860.0086 | 97.2991 | 0 | 0 | 0 | 66.7849 | 0.004067 | 0.0019038 | 9.96e-05 | 0 | 0 | 0 | 0.0010496 | 5000000 | scaled
797-29 | 0 | 0 | 0 | 0 | 0% | 0% | 0% | 0 | 0 | 0 | 0 | 0 | 0 | 0 | 0 | 797 | 0 | 0 | 0 | 0 | 0 | 0 | 0 | 0 | 0 | 0 | 0 | 0 | 0 | 0 | 0 | 0 | 0 | 0 |  | 3452 | 797-29 | 0 | 0 | 0 | 0 | 0 | 0 | 0 | 0 | 0 | 0 | 0 | 0 | 0 | 0 | 0 | 0 | 0 | 0 | 0 | 0 | 0 | 0 | 0 | 0 | 0 | 0 | 0 | 0 | 0 | 0 | 0 | 0 | 0 | 0 | 0 | 0 | 0 | 0 | 0 | 0 | 0 | 0 | 0 | 0 | 0 | 0 | 0 | 5000000 | scaled
797-30F | 119862.7658 | 0 | 119862.7658 | 0 | 0% | 100% | 0% | 19051.7033 | 39817.3817 | 21.5481 | 17473.2256 | 1556.9296 | 45.0347 | 36518.4195 | 3253.9274 | 797 | 0.017444 | 0.017444 | 0.017444 | 6871210.2498 | 135.5686 | 109931.8585 | 9795.3388 | 7771.5576 | 6301914.5886 | 561524.1036 | 5779059.0863 | 6536.2998 | 5300250.675 | 472272.1114 | 4588653.1997 | 5189.9129 | 4208472.6693 | 374990.6175 |  | 3453 | 797-30F | 119862.7658 | 100811.0625 | 80045.3841 | 0 | 0 | 0 | 119862.7658 | 100811.0625 | 80045.3841 | 0 | 135.5686 | 114.0205 | 90.5339 | 0 | 0 | 0 | 135.5686 | 114.0205 | 90.5339 | 0 | 9795.3388 | 8238.4092 | 6541.4113 | 0 | 0 | 0 | 9795.3388 | 8238.4092 | 6541.4113 | 0 | 109931.8585 | 92458.6328 | 73413.4389 | 0 | 0 | 0 | 109931.8585 | 92458.6328 | 73413.4389 | 0 | 0 | 0 | 0 | 0.017444 | 0.017444 | 0.017444 | 0 | 5000000 | scaled
798-241 | 0 | 0 | 0 | 0 | 0% | 0% | 0% | 0 | 0 | 0 | 0 | 0 | 0 | 0 | 0 | 798 | 0 | 0 | 0 | 0 | 0 | 0 | 0 | 0 | 0 | 0 | 0 | 0 | 0 | 0 | 0 | 0 | 0 | 0 |  | 3454 | 798-241 | 0 | 0 | 0 | 0 | 0 | 0 | 0 | 0 | 0 | 0 | 0 | 0 | 0 | 0 | 0 | 0 | 0 | 0 | 0 | 0 | 0 | 0 | 0 | 0 | 0 | 0 | 0 | 0 | 0 | 0 | 0 | 0 | 0 | 0 | 0 | 0 | 0 | 0 | 0 | 0 | 0 | 0 | 0 | 0 | 0 | 0 | 0 | 5000000 | scaled
798-242 | 0 | 0 | 0 | 0 | 0% | 0% | 0% | 0 | 0 | 0 | 0 | 0 | 0 | 0 | 0 | 798 | 0 | 0 | 0 | 0 | 0 | 0 | 0 | 0 | 0 | 0 | 0 | 0 | 0 | 0 | 0 | 0 | 0 | 0 |  | 3455 | 798-242 | 0 | 0 | 0 | 0 | 0 | 0 | 0 | 0 | 0 | 0 | 0 | 0 | 0 | 0 | 0 | 0 | 0 | 0 | 0 | 0 | 0 | 0 | 0 | 0 | 0 | 0 | 0 | 0 | 0 | 0 | 0 | 0 | 0 | 0 | 0 | 0 | 0 | 0 | 0 | 0 | 0 | 0 | 0 | 0 | 0 | 0 | 0 | 5000000 | scaled
798-243AE | 0 | 0 | 0 | 0 | 0% | 0% | 0% | 0 | 0 | 0 | 0 | 0 | 0 | 0 | 0 | 798 | 0 | 0 | 0 | 0 | 0 | 0 | 0 | 0 | 0 | 0 | 0 | 0 | 0 | 0 | 0 | 0 | 0 | 0 |  | 3456 | 798-243AE | 0 | 0 | 0 | 0 | 0 | 0 | 0 | 0 | 0 | 0 | 0 | 0 | 0 | 0 | 0 | 0 | 0 | 0 | 0 | 0 | 0 | 0 | 0 | 0 | 0 | 0 | 0 | 0 | 0 | 0 | 0 | 0 | 0 | 0 | 0 | 0 | 0 | 0 | 0 | 0 | 0 | 0 | 0 | 0 | 0 | 0 | 0 | 5000000 | scaled
798-255 | 0 | 0 | 0 | 0 | 0% | 0% | 0% | 0 | 0 | 0 | 0 | 0 | 0 | 0 | 0 | 798 | 0 | 0 | 0 | 0 | 0 | 0 | 0 | 0 | 0 | 0 | 0 | 0 | 0 | 0 | 0 | 0 | 0 | 0 |  | 3457 | 798-255 | 0 | 0 | 0 | 0 | 0 | 0 | 0 | 0 | 0 | 0 | 0 | 0 | 0 | 0 | 0 | 0 | 0 | 0 | 0 | 0 | 0 | 0 | 0 | 0 | 0 | 0 | 0 | 0 | 0 | 0 | 0 | 0 | 0 | 0 | 0 | 0 | 0 | 0 | 0 | 0 | 0 | 0 | 0 | 0 | 0 | 0 | 0 | 5000000 | scaled
798-257F | 0 | 0 | 0 | 0 | 0% | 0% | 0% | 0 | 0 | 0 | 0 | 0 | 0 | 0 | 0 | 798 | 0 | 0 | 0 | 0 | 0 | 0 | 0 | 0 | 0 | 0 | 0 | 0 | 0 | 0 | 0 | 0 | 0 | 0 |  | 3458 | 798-257F | 0 | 0 | 0 | 0 | 0 | 0 | 0 | 0 | 0 | 0 | 0 | 0 | 0 | 0 | 0 | 0 | 0 | 0 | 0 | 0 | 0 | 0 | 0 | 0 | 0 | 0 | 0 | 0 | 0 | 0 | 0 | 0 | 0 | 0 | 0 | 0 | 0 | 0 | 0 | 0 | 0 | 0 | 0 | 0 | 0 | 0 | 0 | 5000000 | scaled
798-258F | 0 | 0 | 0 | 0 | 0% | 0% | 0% | 0 | 0 | 0 | 0 | 0 | 0 | 0 | 0 | 798 | 0 | 0 | 0 | 0 | 0 | 0 | 0 | 0 | 0 | 0 | 0 | 0 | 0 | 0 | 0 | 0 | 0 | 0 |  | 3459 | 798-258F | 0 | 0 | 0 | 0 | 0 | 0 | 0 | 0 | 0 | 0 | 0 | 0 | 0 | 0 | 0 | 0 | 0 | 0 | 0 | 0 | 0 | 0 | 0 | 0 | 0 | 0 | 0 | 0 | 0 | 0 | 0 | 0 | 0 | 0 | 0 | 0 | 0 | 0 | 0 | 0 | 0 | 0 | 0 | 0 | 0 | 0 | 0 | 5000000 | scaled
799-504R | 127406.1655 | 126493.8874 | 0 | 912.2781 | 99.28% | 0% | 0.716% | 67439.5468 | 124911.7505 | 18943.5542 | 1382.3022 | 47113.6904 | 35086.0406 | 2544.0589 | 87281.651 | 799 | 0.0046964 | 0.0027348 | 0.0013558 | 27128474.0382 | 35521.3582 | 2688.6434 | 89196.1639 | 7563529.1203 | 572490.2969 | 18992454.621 | 21927241.0017 | 6159292.2612 | 449440.6327 | 15318508.1077 | 1839810.4261 | 516778.1495 | 37471.1429 | 1285561.1337 |  | 3460 | 799-504R | 127406.1655 | 59966.6187 | 2494.415 | 126493.8874 | 59054.3406 | 1582.1369 | 0 | 0 | 0 | 912.2781 | 35521.3582 | 16577.804 | 435.3176 | 88367.4442 | 16577.1175 | 434.6311 | 0 | 0 | 0 | 0.68646 | 89196.1639 | 42082.4735 | 1914.5128 | 88367.4442 | 41253.7538 | 1085.7932 | 0 | 0 | 0 | 828.7197 | 2688.6434 | 1306.3413 | 144.5845 | 2605.7715 | 1223.4693 | 61.7126 | 0 | 0 | 0 | 82.872 | 0.003417 | 0.0014554 | 7.64e-05 | 0 | 0 | 0 | 0.0012794 | 5000000 | scaled
80-561 | 0 | 0 | 0 | 0 | 0% | 0% | 0% | 0 | 0 | 0 | 0 | 0 | 0 | 0 | 0 | 80 | 0 | 0 | 0 | 0 | 0 | 0 | 0 | 0 | 0 | 0 | 0 | 0 | 0 | 0 | 0 | 0 | 0 | 0 |  | 3461 | 80-561 | 0 | 0 | 0 | 0 | 0 | 0 | 0 | 0 | 0 | 0 | 0 | 0 | 0 | 0 | 0 | 0 | 0 | 0 | 0 | 0 | 0 | 0 | 0 | 0 | 0 | 0 | 0 | 0 | 0 | 0 | 0 | 0 | 0 | 0 | 0 | 0 | 0 | 0 | 0 | 0 | 0 | 0 | 0 | 0 | 0 | 0 | 0 | 5000000 | scaled
80-562 | 0 | 0 | 0 | 0 | 0% | 0% | 0% | 0 | 0 | 0 | 0 | 0 | 0 | 0 | 0 | 80 | 0 | 0 | 0 | 0 | 0 | 0 | 0 | 0 | 0 | 0 | 0 | 0 | 0 | 0 | 0 | 0 | 0 | 0 |  | 3462 | 80-562 | 0 | 0 | 0 | 0 | 0 | 0 | 0 | 0 | 0 | 0 | 0 | 0 | 0 | 0 | 0 | 0 | 0 | 0 | 0 | 0 | 0 | 0 | 0 | 0 | 0 | 0 | 0 | 0 | 0 | 0 | 0 | 0 | 0 | 0 | 0 | 0 | 0 | 0 | 0 | 0 | 0 | 0 | 0 | 0 | 0 | 0 | 0 | 5000000 | scaled
80-564 | 31413.6799 | 24430.4678 | 0 | 6983.2121 | 77.77% | 0% | 22.23% | 13556.7202 | 23809.743 | 142.9179 | 12676.538 | 737.2642 | 242.9705 | 22313.3946 | 1253.3779 | 80 | 0.028026 | 0.017289 | 0.010284 | 1120884.3245 | 253.3991 | 23536.6578 | 7623.6229 | 9041.6372 | 839821.0878 | 272021.5995 | 1032850.9308 | 10888.5424 | 965792.1653 | 56170.223 | 739380.4976 | 7545.1327 | 692913.3503 | 38922.0145 |  | 3463 | 80-564 | 31413.6799 | 17856.9597 | 7603.9369 | 24430.4678 | 10873.7477 | 620.7248 | 0 | 0 | 0 | 6983.2121 | 253.3991 | 110.4812 | 10.4286 | 1280.0253 | 105.2265 | 5.1739 | 0 | 0 | 0 | 5.2546 | 7623.6229 | 6886.3588 | 6370.2451 | 1280.0253 | 542.7611 | 26.6474 | 0 | 0 | 0 | 6343.5977 | 23536.6578 | 10860.1198 | 1223.2633 | 22902.2981 | 10225.76 | 588.9035 | 0 | 0 | 0 | 634.3598 | 0.018245 | 0.007508 | 0.0005032 | 0 | 0 | 0 | 0.009781 | 5000000 | scaled
80-567 | 0 | 0 | 0 | 0 | 0% | 0% | 0% | 0 | 0 | 0 | 0 | 0 | 0 | 0 | 0 | 80 | 0 | 0 | 0 | 0 | 0 | 0 | 0 | 0 | 0 | 0 | 0 | 0 | 0 | 0 | 0 | 0 | 0 | 0 |  | 3464 | 80-567 | 0 | 0 | 0 | 0 | 0 | 0 | 0 | 0 | 0 | 0 | 0 | 0 | 0 | 0 | 0 | 0 | 0 | 0 | 0 | 0 | 0 | 0 | 0 | 0 | 0 | 0 | 0 | 0 | 0 | 0 | 0 | 0 | 0 | 0 | 0 | 0 | 0 | 0 | 0 | 0 | 0 | 0 | 0 | 0 | 0 | 0 | 0 | 5000000 | scaled
80-568F | 8328.291 | 2430.3643 | 0 | 5897.9268 | 29.18% | 0% | 70.82% | 1493.8586 | 2371.5895 | 32.6181 | 1293.5421 | 167.6984 | 51.1059 | 2057.7696 | 262.7139 | 80 | 0.025016 | 0.014818 | 0.0087308 | 332915.9122 | 58.2965 | 2635.436 | 5634.5586 | 2330.3489 | 105349.1722 | 225236.3912 | 461225.0297 | 10070.7539 | 399377.8193 | 51776.4565 | 682262.9745 | 14702.2422 | 591982.7375 | 75577.9948 |  | 3465 | 80-568F | 8328.291 | 6834.4325 | 5956.7016 | 2430.3643 | 936.5057 | 58.7748 | 0 | 0 | 0 | 5897.9268 | 58.2965 | 25.6784 | 7.1905 | 276.8415 | 21.2404 | 2.7525 | 0 | 0 | 0 | 4.438 | 5634.5586 | 5466.8602 | 5371.8447 | 276.8415 | 109.1431 | 14.1276 | 0 | 0 | 0 | 5357.7171 | 2635.436 | 1341.8939 | 577.6663 | 2099.6643 | 806.1222 | 41.8946 | 0 | 0 | 0 | 535.7717 | 0.016622 | 0.0064234 | 0.0003362 | 0 | 0 | 0 | 0.0083946 | 5000000 | scaled
80-575R | 3360.4319 | 2326.0012 | 0 | 1034.4307 | 69.22% | 0% | 30.78% | 1241.0049 | 2273.4293 | 15.0433 | 1147.928 | 78.0336 | 28.3228 | 2098.2249 | 146.8816 | 80 | 0.0044504 | 0.0026464 | 0.0015134 | 755085.3702 | 29.1075 | 2244.7262 | 1086.5982 | 6540.4285 | 504387.5178 | 244157.4239 | 800871.7494 | 9708.0703 | 740805.3588 | 50358.3203 | 718252.044 | 8948.129 | 662899.1346 | 46404.7804 |  | 3466 | 80-575R | 3360.4319 | 2119.427 | 1087.0026 | 2326.0012 | 1084.9963 | 52.5719 | 0 | 0 | 0 | 1034.4307 | 29.1075 | 14.0642 | 0.78468 | 146.9143 | 13.2858 | 0.006306 | 0 | 0 | 0 | 0.77838 | 1086.5982 | 1008.5646 | 939.7166 | 146.9143 | 68.8807 | 0.032705 | 0 | 0 | 0 | 939.6839 | 2244.7262 | 1096.7982 | 146.5013 | 2150.7578 | 1002.8298 | 52.5329 | 0 | 0 | 0 | 93.9684 | 0.0029996 | 0.0011956 | 6.26e-05 | 0 | 0 | 0 | 0.0014508 | 5000000 | scaled
81-177AE | 235.584 | 13.5958 | 0 | 221.9882 | 5.771% | 0% | 94.23% | 8.3944 | 13.3301 | 0 | 8.3944 | 0 | 0 | 13.3301 | 0 | 81 | 0.0005608 | 0.0004016 | 0.000308 | 420085.6599 | 0.16704 | 33.7614 | 201.6556 | 297.8584 | 60202.2065 | 359585.5951 | 565711.2445 | 0 | 565711.2445 | 0 | 721603.8085 | 0 | 721603.8085 | 0 |  | 3467 | 81-177AE | 235.584 | 227.1896 | 222.254 | 13.5958 | 5.2014 | 0.26577 | 0 | 0 | 0 | 221.9882 | 0.16704 | 0.16704 | 0.16704 | 0 | 0 | 0 | 0 | 0 | 0 | 0.16704 | 201.6556 | 201.6556 | 201.6556 | 0 | 0 | 0 | 0 | 0 | 0 | 201.6556 | 33.7614 | 25.367 | 20.4313 | 13.5958 | 5.2014 | 0.26577 | 0 | 0 | 0 | 20.1656 | 0.0002578 | 9.86e-05 | 5e-06 | 0 | 0 | 0 | 0.000303 | 5000000 | scaled
81-192 | 0 | 0 | 0 | 0 | 0% | 0% | 0% | 0 | 0 | 0 | 0 | 0 | 0 | 0 | 0 | 81 | 0 | 0 | 0 | 0 | 0 | 0 | 0 | 0 | 0 | 0 | 0 | 0 | 0 | 0 | 0 | 0 | 0 | 0 |  | 3468 | 81-192 | 0 | 0 | 0 | 0 | 0 | 0 | 0 | 0 | 0 | 0 | 0 | 0 | 0 | 0 | 0 | 0 | 0 | 0 | 0 | 0 | 0 | 0 | 0 | 0 | 0 | 0 | 0 | 0 | 0 | 0 | 0 | 0 | 0 | 0 | 0 | 0 | 0 | 0 | 0 | 0 | 0 | 0 | 0 | 0 | 0 | 0 | 0 | 5000000 | scaled
81-193AE | 445.7642 | 65.0938 | 0 | 380.6704 | 14.6% | 0% | 85.4% | 40.0183 | 63.7835 | 0 | 40.0183 | 0 | 0 | 63.7835 | 0 | 81 | 0.0011408 | 0.0007784 | 0.000548 | 390747.0227 | 0.28644 | 99.6742 | 345.8036 | 251.0889 | 87372.1748 | 303123.759 | 521256.2646 | 0 | 521256.2646 | 0 | 697045.1421 | 0 | 697045.1421 | 0 |  | 3469 | 81-193AE | 445.7642 | 405.7459 | 381.9807 | 65.0938 | 25.0755 | 1.3104 | 0 | 0 | 0 | 380.6704 | 0.28644 | 0.28644 | 0.28644 | 0 | 0 | 0 | 0 | 0 | 0 | 0.28644 | 345.8036 | 345.8036 | 345.8036 | 0 | 0 | 0 | 0 | 0 | 0 | 345.8036 | 99.6742 | 59.6558 | 35.8907 | 65.0938 | 25.0755 | 1.3104 | 0 | 0 | 0 | 34.5804 | 0.0006056 | 0.0002432 | 1.28e-05 | 0 | 0 | 0 | 0.0005352 | 5000000 | scaled
81-194AE | 0 | 0 | 0 | 0 | 0% | 0% | 0% | 0 | 0 | 0 | 0 | 0 | 0 | 0 | 0 | 81 | 0 | 0 | 0 | 0 | 0 | 0 | 0 | 0 | 0 | 0 | 0 | 0 | 0 | 0 | 0 | 0 | 0 | 0 |  | 3470 | 81-194AE | 0 | 0 | 0 | 0 | 0 | 0 | 0 | 0 | 0 | 0 | 0 | 0 | 0 | 0 | 0 | 0 | 0 | 0 | 0 | 0 | 0 | 0 | 0 | 0 | 0 | 0 | 0 | 0 | 0 | 0 | 0 | 0 | 0 | 0 | 0 | 0 | 0 | 0 | 0 | 0 | 0 | 0 | 0 | 0 | 0 | 0 | 0 | 5000000 | scaled
835-10F | 12413.6752 | 12268.9784 | 0 | 144.6967 | 98.83% | 0% | 1.166% | 7555.3039 | 11496.8411 | 1223.3091 | 6.1582 | 6325.8365 | 1859.9397 | 9.7866 | 9627.1149 | 835 | 0.0010446 | 0.000522 | 0.0002148 | 11883663.7514 | 1984.6718 | 23.138 | 10405.8653 | 1899934.7282 | 22150.1086 | 9961578.9146 | 9307224.6906 | 1506969.5411 | 7586.171 | 7792668.9784 | 4268314.7612 | 690520.7954 | 3633.3796 | 3574160.5861 |  | 3471 | 835-10F | 12413.6752 | 4858.3713 | 916.834 | 12268.9784 | 4713.6746 | 772.1373 | 0 | 0 | 0 | 144.6967 | 1984.6718 | 761.3627 | 124.7322 | 10274.4218 | 761.2538 | 124.6233 | 0 | 0 | 0 | 0.10888 | 10405.8653 | 4080.0288 | 778.7505 | 10274.4218 | 3948.5853 | 647.307 | 0 | 0 | 0 | 131.4435 | 23.138 | 16.9798 | 13.3514 | 9.9937 | 3.8354 | 0.20703 | 0 | 0 | 0 | 13.1443 | 0.0008468 | 0.0003242 | 1.7e-05 | 0 | 0 | 0 | 0.0001978 | 5000000 | scaled
835-11F | 139954.9938 | 139435.1597 | 0 | 519.8341 | 99.63% | 0% | 0.3714% | 85879.0332 | 135716.0571 | 20757.0707 | 7.368 | 65114.5944 | 32798.3365 | 11.7184 | 102906.0021 | 835 | 0.0041866 | 0.0020632 | 0.0008138 | 33429272.8678 | 33695.2276 | 59.1928 | 106200.5735 | 8048351.3013 | 14138.6257 | 25366782.9408 | 26209752.1478 | 6334930.1673 | 2248.6811 | 19872573.2994 | 5208818.7871 | 1258808.9817 | 449.7567 | 3949560.0486 |  | 3472 | 835-11F | 139954.9938 | 54075.9606 | 4238.9367 | 139435.1597 | 53556.1265 | 3719.1026 | 0 | 0 | 0 | 519.8341 | 33695.2276 | 12938.1569 | 896.891 | 105728.3526 | 12937.7657 | 896.4999 | 0 | 0 | 0 | 0.39116 | 106200.5735 | 41085.979 | 3294.5714 | 105728.3526 | 40613.7582 | 2822.3505 | 0 | 0 | 0 | 472.2209 | 59.1928 | 51.8247 | 47.4743 | 11.9707 | 4.6026 | 0.25225 | 0 | 0 | 0 | 47.2221 | 0.0034416 | 0.0013182 | 6.88e-05 | 0 | 0 | 0 | 0.000745 | 5000000 | scaled
836-231AE | 0 | 0 | 0 | 0 | 0% | 0% | 0% | 0 | 0 | 0 | 0 | 0 | 0 | 0 | 0 | 836 | 0 | 0 | 0 | 0 | 0 | 0 | 0 | 0 | 0 | 0 | 0 | 0 | 0 | 0 | 0 | 0 | 0 | 0 |  | 3473 | 836-231AE | 0 | 0 | 0 | 0 | 0 | 0 | 0 | 0 | 0 | 0 | 0 | 0 | 0 | 0 | 0 | 0 | 0 | 0 | 0 | 0 | 0 | 0 | 0 | 0 | 0 | 0 | 0 | 0 | 0 | 0 | 0 | 0 | 0 | 0 | 0 | 0 | 0 | 0 | 0 | 0 | 0 | 0 | 0 | 0 | 0 | 0 | 0 | 5000000 | scaled
836-232 | 0 | 0 | 0 | 0 | 0% | 0% | 0% | 0 | 0 | 0 | 0 | 0 | 0 | 0 | 0 | 836 | 0 | 0 | 0 | 0 | 0 | 0 | 0 | 0 | 0 | 0 | 0 | 0 | 0 | 0 | 0 | 0 | 0 | 0 |  | 3474 | 836-232 | 0 | 0 | 0 | 0 | 0 | 0 | 0 | 0 | 0 | 0 | 0 | 0 | 0 | 0 | 0 | 0 | 0 | 0 | 0 | 0 | 0 | 0 | 0 | 0 | 0 | 0 | 0 | 0 | 0 | 0 | 0 | 0 | 0 | 0 | 0 | 0 | 0 | 0 | 0 | 0 | 0 | 0 | 0 | 0 | 0 | 0 | 0 | 5000000 | scaled
83-621 | 0 | 0 | 0 | 0 | 0% | 0% | 0% | 0 | 0 | 0 | 0 | 0 | 0 | 0 | 0 | 83 | 0 | 0 | 0 | 0 | 0 | 0 | 0 | 0 | 0 | 0 | 0 | 0 | 0 | 0 | 0 | 0 | 0 | 0 |  | 3475 | 83-621 | 0 | 0 | 0 | 0 | 0 | 0 | 0 | 0 | 0 | 0 | 0 | 0 | 0 | 0 | 0 | 0 | 0 | 0 | 0 | 0 | 0 | 0 | 0 | 0 | 0 | 0 | 0 | 0 | 0 | 0 | 0 | 0 | 0 | 0 | 0 | 0 | 0 | 0 | 0 | 0 | 0 | 0 | 0 | 0 | 0 | 0 | 0 | 5000000 | scaled
83-622F | 1563.6113 | 405.6146 | 0 | 1157.9967 | 25.94% | 0% | 74.06% | 256.4449 | 398.3465 | 5.6258 | 222.0933 | 28.7258 | 7.4557 | 352.8229 | 38.0679 | 83 | 0.00696 | 0.00366 | 0.001718 | 224656.7918 | 8.3401 | 465.2045 | 1090.0667 | 1198.2855 | 66839.7331 | 156618.7732 | 357149.2752 | 7834.9789 | 309308.049 | 40006.2472 | 678268.1902 | 12694.8964 | 600754.7069 | 64818.5869 |  | 3476 | 83-622F | 1563.6113 | 1307.1663 | 1165.2648 | 405.6146 | 149.1696 | 7.2681 | 0 | 0 | 0 | 1157.9967 | 8.3401 | 2.7143 | 0.88436 | 38.1345 | 1.8429 | 0.013006 | 0 | 0 | 0 | 0.87136 | 1090.0667 | 1061.3409 | 1051.9987 | 38.1345 | 9.4087 | 0.066611 | 0 | 0 | 0 | 1051.9321 | 465.2045 | 243.1112 | 112.3816 | 360.0113 | 137.918 | 7.1884 | 0 | 0 | 0 | 105.1932 | 0.005349 | 0.002049 | 0.000107 | 0 | 0 | 0 | 0.001611 | 5000000 | scaled
83-623F | 0 | 0 | 0 | 0 | 0% | 0% | 0% | 0 | 0 | 0 | 0 | 0 | 0 | 0 | 0 | 83 | 0 | 0 | 0 | 0 | 0 | 0 | 0 | 0 | 0 | 0 | 0 | 0 | 0 | 0 | 0 | 0 | 0 | 0 |  | 3477 | 83-623F | 0 | 0 | 0 | 0 | 0 | 0 | 0 | 0 | 0 | 0 | 0 | 0 | 0 | 0 | 0 | 0 | 0 | 0 | 0 | 0 | 0 | 0 | 0 | 0 | 0 | 0 | 0 | 0 | 0 | 0 | 0 | 0 | 0 | 0 | 0 | 0 | 0 | 0 | 0 | 0 | 0 | 0 | 0 | 0 | 0 | 0 | 0 | 5000000 | scaled
83-624F | 0 | 0 | 0 | 0 | 0% | 0% | 0% | 0 | 0 | 0 | 0 | 0 | 0 | 0 | 0 | 83 | 0 | 0 | 0 | 0 | 0 | 0 | 0 | 0 | 0 | 0 | 0 | 0 | 0 | 0 | 0 | 0 | 0 | 0 |  | 3478 | 83-624F | 0 | 0 | 0 | 0 | 0 | 0 | 0 | 0 | 0 | 0 | 0 | 0 | 0 | 0 | 0 | 0 | 0 | 0 | 0 | 0 | 0 | 0 | 0 | 0 | 0 | 0 | 0 | 0 | 0 | 0 | 0 | 0 | 0 | 0 | 0 | 0 | 0 | 0 | 0 | 0 | 0 | 0 | 0 | 0 | 0 | 0 | 0 | 5000000 | scaled
830-620 | 0 | 0 | 0 | 0 | 0% | 0% | 0% | 0 | 0 | 0 | 0 | 0 | 0 | 0 | 0 | 830 | 0 | 0 | 0 | 0 | 0 | 0 | 0 | 0 | 0 | 0 | 0 | 0 | 0 | 0 | 0 | 0 | 0 | 0 |  | 3479 | 830-620 | 0 | 0 | 0 | 0 | 0 | 0 | 0 | 0 | 0 | 0 | 0 | 0 | 0 | 0 | 0 | 0 | 0 | 0 | 0 | 0 | 0 | 0 | 0 | 0 | 0 | 0 | 0 | 0 | 0 | 0 | 0 | 0 | 0 | 0 | 0 | 0 | 0 | 0 | 0 | 0 | 0 | 0 | 0 | 0 | 0 | 0 | 0 | 5000000 | scaled
830-621F | 0 | 0 | 0 | 0 | 0% | 0% | 0% | 0 | 0 | 0 | 0 | 0 | 0 | 0 | 0 | 830 | 0 | 0 | 0 | 0 | 0 | 0 | 0 | 0 | 0 | 0 | 0 | 0 | 0 | 0 | 0 | 0 | 0 | 0 |  | 3480 | 830-621F | 0 | 0 | 0 | 0 | 0 | 0 | 0 | 0 | 0 | 0 | 0 | 0 | 0 | 0 | 0 | 0 | 0 | 0 | 0 | 0 | 0 | 0 | 0 | 0 | 0 | 0 | 0 | 0 | 0 | 0 | 0 | 0 | 0 | 0 | 0 | 0 | 0 | 0 | 0 | 0 | 0 | 0 | 0 | 0 | 0 | 0 | 0 | 5000000 | scaled
830-623F | 0 | 0 | 0 | 0 | 0% | 0% | 0% | 0 | 0 | 0 | 0 | 0 | 0 | 0 | 0 | 830 | 0 | 0 | 0 | 0 | 0 | 0 | 0 | 0 | 0 | 0 | 0 | 0 | 0 | 0 | 0 | 0 | 0 | 0 |  | 3481 | 830-623F | 0 | 0 | 0 | 0 | 0 | 0 | 0 | 0 | 0 | 0 | 0 | 0 | 0 | 0 | 0 | 0 | 0 | 0 | 0 | 0 | 0 | 0 | 0 | 0 | 0 | 0 | 0 | 0 | 0 | 0 | 0 | 0 | 0 | 0 | 0 | 0 | 0 | 0 | 0 | 0 | 0 | 0 | 0 | 0 | 0 | 0 | 0 | 5000000 | scaled
831-1749 | 0 | 0 | 0 | 0 | 0% | 0% | 0% | 0 | 0 | 0 | 0 | 0 | 0 | 0 | 0 | 831 | 0 | 0 | 0 | 0 | 0 | 0 | 0 | 0 | 0 | 0 | 0 | 0 | 0 | 0 | 0 | 0 | 0 | 0 |  | 3482 | 831-1749 | 0 | 0 | 0 | 0 | 0 | 0 | 0 | 0 | 0 | 0 | 0 | 0 | 0 | 0 | 0 | 0 | 0 | 0 | 0 | 0 | 0 | 0 | 0 | 0 | 0 | 0 | 0 | 0 | 0 | 0 | 0 | 0 | 0 | 0 | 0 | 0 | 0 | 0 | 0 | 0 | 0 | 0 | 0 | 0 | 0 | 0 | 0 | 5000000 | scaled
831-1750F | 0 | 0 | 0 | 0 | 0% | 0% | 0% | 0 | 0 | 0 | 0 | 0 | 0 | 0 | 0 | 831 | 0 | 0 | 0 | 0 | 0 | 0 | 0 | 0 | 0 | 0 | 0 | 0 | 0 | 0 | 0 | 0 | 0 | 0 |  | 3483 | 831-1750F | 0 | 0 | 0 | 0 | 0 | 0 | 0 | 0 | 0 | 0 | 0 | 0 | 0 | 0 | 0 | 0 | 0 | 0 | 0 | 0 | 0 | 0 | 0 | 0 | 0 | 0 | 0 | 0 | 0 | 0 | 0 | 0 | 0 | 0 | 0 | 0 | 0 | 0 | 0 | 0 | 0 | 0 | 0 | 0 | 0 | 0 | 0 | 5000000 | scaled
831-63 | 0 | 0 | 0 | 0 | 0% | 0% | 0% | 0 | 0 | 0 | 0 | 0 | 0 | 0 | 0 | 831 | 0 | 0 | 0 | 0 | 0 | 0 | 0 | 0 | 0 | 0 | 0 | 0 | 0 | 0 | 0 | 0 | 0 | 0 |  | 3484 | 831-63 | 0 | 0 | 0 | 0 | 0 | 0 | 0 | 0 | 0 | 0 | 0 | 0 | 0 | 0 | 0 | 0 | 0 | 0 | 0 | 0 | 0 | 0 | 0 | 0 | 0 | 0 | 0 | 0 | 0 | 0 | 0 | 0 | 0 | 0 | 0 | 0 | 0 | 0 | 0 | 0 | 0 | 0 | 0 | 0 | 0 | 0 | 0 | 5000000 | scaled
831-65 | 0 | 0 | 0 | 0 | 0% | 0% | 0% | 0 | 0 | 0 | 0 | 0 | 0 | 0 | 0 | 831 | 0 | 0 | 0 | 0 | 0 | 0 | 0 | 0 | 0 | 0 | 0 | 0 | 0 | 0 | 0 | 0 | 0 | 0 |  | 3485 | 831-65 | 0 | 0 | 0 | 0 | 0 | 0 | 0 | 0 | 0 | 0 | 0 | 0 | 0 | 0 | 0 | 0 | 0 | 0 | 0 | 0 | 0 | 0 | 0 | 0 | 0 | 0 | 0 | 0 | 0 | 0 | 0 | 0 | 0 | 0 | 0 | 0 | 0 | 0 | 0 | 0 | 0 | 0 | 0 | 0 | 0 | 0 | 0 | 5000000 | scaled
831-66 | 0 | 0 | 0 | 0 | 0% | 0% | 0% | 0 | 0 | 0 | 0 | 0 | 0 | 0 | 0 | 831 | 0 | 0 | 0 | 0 | 0 | 0 | 0 | 0 | 0 | 0 | 0 | 0 | 0 | 0 | 0 | 0 | 0 | 0 |  | 3486 | 831-66 | 0 | 0 | 0 | 0 | 0 | 0 | 0 | 0 | 0 | 0 | 0 | 0 | 0 | 0 | 0 | 0 | 0 | 0 | 0 | 0 | 0 | 0 | 0 | 0 | 0 | 0 | 0 | 0 | 0 | 0 | 0 | 0 | 0 | 0 | 0 | 0 | 0 | 0 | 0 | 0 | 0 | 0 | 0 | 0 | 0 | 0 | 0 | 5000000 | scaled
832-1058F | 0 | 0 | 0 | 0 | 0% | 0% | 0% | 0 | 0 | 0 | 0 | 0 | 0 | 0 | 0 | 832 | 0 | 0 | 0 | 0 | 0 | 0 | 0 | 0 | 0 | 0 | 0 | 0 | 0 | 0 | 0 | 0 | 0 | 0 |  | 3487 | 832-1058F | 0 | 0 | 0 | 0 | 0 | 0 | 0 | 0 | 0 | 0 | 0 | 0 | 0 | 0 | 0 | 0 | 0 | 0 | 0 | 0 | 0 | 0 | 0 | 0 | 0 | 0 | 0 | 0 | 0 | 0 | 0 | 0 | 0 | 0 | 0 | 0 | 0 | 0 | 0 | 0 | 0 | 0 | 0 | 0 | 0 | 0 | 0 | 5000000 | scaled
832-1059F | 0 | 0 | 0 | 0 | 0% | 0% | 0% | 0 | 0 | 0 | 0 | 0 | 0 | 0 | 0 | 832 | 0 | 0 | 0 | 0 | 0 | 0 | 0 | 0 | 0 | 0 | 0 | 0 | 0 | 0 | 0 | 0 | 0 | 0 |  | 3488 | 832-1059F | 0 | 0 | 0 | 0 | 0 | 0 | 0 | 0 | 0 | 0 | 0 | 0 | 0 | 0 | 0 | 0 | 0 | 0 | 0 | 0 | 0 | 0 | 0 | 0 | 0 | 0 | 0 | 0 | 0 | 0 | 0 | 0 | 0 | 0 | 0 | 0 | 0 | 0 | 0 | 0 | 0 | 0 | 0 | 0 | 0 | 0 | 0 | 5000000 | scaled
832-1060 | 0 | 0 | 0 | 0 | 0% | 0% | 0% | 0 | 0 | 0 | 0 | 0 | 0 | 0 | 0 | 832 | 0 | 0 | 0 | 0 | 0 | 0 | 0 | 0 | 0 | 0 | 0 | 0 | 0 | 0 | 0 | 0 | 0 | 0 |  | 3489 | 832-1060 | 0 | 0 | 0 | 0 | 0 | 0 | 0 | 0 | 0 | 0 | 0 | 0 | 0 | 0 | 0 | 0 | 0 | 0 | 0 | 0 | 0 | 0 | 0 | 0 | 0 | 0 | 0 | 0 | 0 | 0 | 0 | 0 | 0 | 0 | 0 | 0 | 0 | 0 | 0 | 0 | 0 | 0 | 0 | 0 | 0 | 0 | 0 | 5000000 | scaled
832-1061F | 0 | 0 | 0 | 0 | 0% | 0% | 0% | 0 | 0 | 0 | 0 | 0 | 0 | 0 | 0 | 832 | 0 | 0 | 0 | 0 | 0 | 0 | 0 | 0 | 0 | 0 | 0 | 0 | 0 | 0 | 0 | 0 | 0 | 0 |  | 3490 | 832-1061F | 0 | 0 | 0 | 0 | 0 | 0 | 0 | 0 | 0 | 0 | 0 | 0 | 0 | 0 | 0 | 0 | 0 | 0 | 0 | 0 | 0 | 0 | 0 | 0 | 0 | 0 | 0 | 0 | 0 | 0 | 0 | 0 | 0 | 0 | 0 | 0 | 0 | 0 | 0 | 0 | 0 | 0 | 0 | 0 | 0 | 0 | 0 | 5000000 | scaled
832-55 | 0 | 0 | 0 | 0 | 0% | 0% | 0% | 0 | 0 | 0 | 0 | 0 | 0 | 0 | 0 | 832 | 0 | 0 | 0 | 0 | 0 | 0 | 0 | 0 | 0 | 0 | 0 | 0 | 0 | 0 | 0 | 0 | 0 | 0 |  | 3491 | 832-55 | 0 | 0 | 0 | 0 | 0 | 0 | 0 | 0 | 0 | 0 | 0 | 0 | 0 | 0 | 0 | 0 | 0 | 0 | 0 | 0 | 0 | 0 | 0 | 0 | 0 | 0 | 0 | 0 | 0 | 0 | 0 | 0 | 0 | 0 | 0 | 0 | 0 | 0 | 0 | 0 | 0 | 0 | 0 | 0 | 0 | 0 | 0 | 5000000 | scaled
832-56 | 0 | 0 | 0 | 0 | 0% | 0% | 0% | 0 | 0 | 0 | 0 | 0 | 0 | 0 | 0 | 832 | 0 | 0 | 0 | 0 | 0 | 0 | 0 | 0 | 0 | 0 | 0 | 0 | 0 | 0 | 0 | 0 | 0 | 0 |  | 3492 | 832-56 | 0 | 0 | 0 | 0 | 0 | 0 | 0 | 0 | 0 | 0 | 0 | 0 | 0 | 0 | 0 | 0 | 0 | 0 | 0 | 0 | 0 | 0 | 0 | 0 | 0 | 0 | 0 | 0 | 0 | 0 | 0 | 0 | 0 | 0 | 0 | 0 | 0 | 0 | 0 | 0 | 0 | 0 | 0 | 0 | 0 | 0 | 0 | 5000000 | scaled
832-990 | 0 | 0 | 0 | 0 | 0% | 0% | 0% | 0 | 0 | 0 | 0 | 0 | 0 | 0 | 0 | 832 | 0 | 0 | 0 | 0 | 0 | 0 | 0 | 0 | 0 | 0 | 0 | 0 | 0 | 0 | 0 | 0 | 0 | 0 |  | 3493 | 832-990 | 0 | 0 | 0 | 0 | 0 | 0 | 0 | 0 | 0 | 0 | 0 | 0 | 0 | 0 | 0 | 0 | 0 | 0 | 0 | 0 | 0 | 0 | 0 | 0 | 0 | 0 | 0 | 0 | 0 | 0 | 0 | 0 | 0 | 0 | 0 | 0 | 0 | 0 | 0 | 0 | 0 | 0 | 0 | 0 | 0 | 0 | 0 | 5000000 | scaled
832-991F | 0 | 0 | 0 | 0 | 0% | 0% | 0% | 0 | 0 | 0 | 0 | 0 | 0 | 0 | 0 | 832 | 0 | 0 | 0 | 0 | 0 | 0 | 0 | 0 | 0 | 0 | 0 | 0 | 0 | 0 | 0 | 0 | 0 | 0 |  | 3494 | 832-991F | 0 | 0 | 0 | 0 | 0 | 0 | 0 | 0 | 0 | 0 | 0 | 0 | 0 | 0 | 0 | 0 | 0 | 0 | 0 | 0 | 0 | 0 | 0 | 0 | 0 | 0 | 0 | 0 | 0 | 0 | 0 | 0 | 0 | 0 | 0 | 0 | 0 | 0 | 0 | 0 | 0 | 0 | 0 | 0 | 0 | 0 | 0 | 5000000 | scaled
832-993F | 0 | 0 | 0 | 0 | 0% | 0% | 0% | 0 | 0 | 0 | 0 | 0 | 0 | 0 | 0 | 832 | 0 | 0 | 0 | 0 | 0 | 0 | 0 | 0 | 0 | 0 | 0 | 0 | 0 | 0 | 0 | 0 | 0 | 0 |  | 3495 | 832-993F | 0 | 0 | 0 | 0 | 0 | 0 | 0 | 0 | 0 | 0 | 0 | 0 | 0 | 0 | 0 | 0 | 0 | 0 | 0 | 0 | 0 | 0 | 0 | 0 | 0 | 0 | 0 | 0 | 0 | 0 | 0 | 0 | 0 | 0 | 0 | 0 | 0 | 0 | 0 | 0 | 0 | 0 | 0 | 0 | 0 | 0 | 0 | 5000000 | scaled
834-422 | 0 | 0 | 0 | 0 | 0% | 0% | 0% | 0 | 0 | 0 | 0 | 0 | 0 | 0 | 0 | 834 | 0 | 0 | 0 | 0 | 0 | 0 | 0 | 0 | 0 | 0 | 0 | 0 | 0 | 0 | 0 | 0 | 0 | 0 |  | 3496 | 834-422 | 0 | 0 | 0 | 0 | 0 | 0 | 0 | 0 | 0 | 0 | 0 | 0 | 0 | 0 | 0 | 0 | 0 | 0 | 0 | 0 | 0 | 0 | 0 | 0 | 0 | 0 | 0 | 0 | 0 | 0 | 0 | 0 | 0 | 0 | 0 | 0 | 0 | 0 | 0 | 0 | 0 | 0 | 0 | 0 | 0 | 0 | 0 | 5000000 | scaled
834-423F | 0 | 0 | 0 | 0 | 0% | 0% | 0% | 0 | 0 | 0 | 0 | 0 | 0 | 0 | 0 | 834 | 0 | 0 | 0 | 0 | 0 | 0 | 0 | 0 | 0 | 0 | 0 | 0 | 0 | 0 | 0 | 0 | 0 | 0 |  | 3497 | 834-423F | 0 | 0 | 0 | 0 | 0 | 0 | 0 | 0 | 0 | 0 | 0 | 0 | 0 | 0 | 0 | 0 | 0 | 0 | 0 | 0 | 0 | 0 | 0 | 0 | 0 | 0 | 0 | 0 | 0 | 0 | 0 | 0 | 0 | 0 | 0 | 0 | 0 | 0 | 0 | 0 | 0 | 0 | 0 | 0 | 0 | 0 | 0 | 5000000 | scaled
834-424F | 0 | 0 | 0 | 0 | 0% | 0% | 0% | 0 | 0 | 0 | 0 | 0 | 0 | 0 | 0 | 834 | 0 | 0 | 0 | 0 | 0 | 0 | 0 | 0 | 0 | 0 | 0 | 0 | 0 | 0 | 0 | 0 | 0 | 0 |  | 3498 | 834-424F | 0 | 0 | 0 | 0 | 0 | 0 | 0 | 0 | 0 | 0 | 0 | 0 | 0 | 0 | 0 | 0 | 0 | 0 | 0 | 0 | 0 | 0 | 0 | 0 | 0 | 0 | 0 | 0 | 0 | 0 | 0 | 0 | 0 | 0 | 0 | 0 | 0 | 0 | 0 | 0 | 0 | 0 | 0 | 0 | 0 | 0 | 0 | 5000000 | scaled
834-430F | 0 | 0 | 0 | 0 | 0% | 0% | 0% | 0 | 0 | 0 | 0 | 0 | 0 | 0 | 0 | 834 | 0 | 0 | 0 | 0 | 0 | 0 | 0 | 0 | 0 | 0 | 0 | 0 | 0 | 0 | 0 | 0 | 0 | 0 |  | 3499 | 834-430F | 0 | 0 | 0 | 0 | 0 | 0 | 0 | 0 | 0 | 0 | 0 | 0 | 0 | 0 | 0 | 0 | 0 | 0 | 0 | 0 | 0 | 0 | 0 | 0 | 0 | 0 | 0 | 0 | 0 | 0 | 0 | 0 | 0 | 0 | 0 | 0 | 0 | 0 | 0 | 0 | 0 | 0 | 0 | 0 | 0 | 0 | 0 | 5000000 | scaled
834-884 | 0 | 0 | 0 | 0 | 0% | 0% | 0% | 0 | 0 | 0 | 0 | 0 | 0 | 0 | 0 | 834 | 0 | 0 | 0 | 0 | 0 | 0 | 0 | 0 | 0 | 0 | 0 | 0 | 0 | 0 | 0 | 0 | 0 | 0 |  | 3500 | 834-884 | 0 | 0 | 0 | 0 | 0 | 0 | 0 | 0 | 0 | 0 | 0 | 0 | 0 | 0 | 0 | 0 | 0 | 0 | 0 | 0 | 0 | 0 | 0 | 0 | 0 | 0 | 0 | 0 | 0 | 0 | 0 | 0 | 0 | 0 | 0 | 0 | 0 | 0 | 0 | 0 | 0 | 0 | 0 | 0 | 0 | 0 | 0 | 5000000 | scaled
834-885 | 0 | 0 | 0 | 0 | 0% | 0% | 0% | 0 | 0 | 0 | 0 | 0 | 0 | 0 | 0 | 834 | 0 | 0 | 0 | 0 | 0 | 0 | 0 | 0 | 0 | 0 | 0 | 0 | 0 | 0 | 0 | 0 | 0 | 0 |  | 3501 | 834-885 | 0 | 0 | 0 | 0 | 0 | 0 | 0 | 0 | 0 | 0 | 0 | 0 | 0 | 0 | 0 | 0 | 0 | 0 | 0 | 0 | 0 | 0 | 0 | 0 | 0 | 0 | 0 | 0 | 0 | 0 | 0 | 0 | 0 | 0 | 0 | 0 | 0 | 0 | 0 | 0 | 0 | 0 | 0 | 0 | 0 | 0 | 0 | 5000000 | scaled
834-887AE | 70346.7137 | 69393.1127 | 0 | 953.601 | 98.64% | 0% | 1.356% | 44112.714 | 68664.0121 | 15944.7876 | 125.2624 | 28042.664 | 24817.6704 | 197.9059 | 43648.4358 | 834 | 0.0050886 | 0.0027724 | 0.0014106 | 13824374.8193 | 25080.6439 | 288.6004 | 44977.4694 | 4928790.6177 | 56715.0896 | 8838869.1121 | 9462559.4052 | 3420295.1039 | 26869.8758 | 6015394.4255 | 1192897.8009 | 431156.635 | 3438.2137 | 758302.9522 |  | 3502 | 834-887AE | 70346.7137 | 26233.9997 | 1682.7016 | 69393.1127 | 25280.3987 | 729.1006 | 0 | 0 | 0 | 953.601 | 25080.6439 | 9135.8563 | 262.9736 | 44111.2117 | 9135.1388 | 262.256 | 0 | 0 | 0 | 0.71755 | 44977.4694 | 16934.8054 | 1329.0336 | 44111.2117 | 16068.5477 | 462.7759 | 0 | 0 | 0 | 866.2577 | 288.6004 | 163.338 | 90.6945 | 201.9746 | 76.7122 | 4.0687 | 0 | 0 | 0 | 86.6258 | 0.0037534 | 0.0014372 | 7.54e-05 | 0 | 0 | 0 | 0.0013352 | 5000000 | scaled
835-1073 | 0 | 0 | 0 | 0 | 0% | 0% | 0% | 0 | 0 | 0 | 0 | 0 | 0 | 0 | 0 | 835 | 0 | 0 | 0 | 0 | 0 | 0 | 0 | 0 | 0 | 0 | 0 | 0 | 0 | 0 | 0 | 0 | 0 | 0 |  | 3503 | 835-1073 | 0 | 0 | 0 | 0 | 0 | 0 | 0 | 0 | 0 | 0 | 0 | 0 | 0 | 0 | 0 | 0 | 0 | 0 | 0 | 0 | 0 | 0 | 0 | 0 | 0 | 0 | 0 | 0 | 0 | 0 | 0 | 0 | 0 | 0 | 0 | 0 | 0 | 0 | 0 | 0 | 0 | 0 | 0 | 0 | 0 | 0 | 0 | 5000000 | scaled
835-12 | 0 | 0 | 0 | 0 | 0% | 0% | 0% | 0 | 0 | 0 | 0 | 0 | 0 | 0 | 0 | 835 | 0 | 0 | 0 | 0 | 0 | 0 | 0 | 0 | 0 | 0 | 0 | 0 | 0 | 0 | 0 | 0 | 0 | 0 |  | 3504 | 835-12 | 0 | 0 | 0 | 0 | 0 | 0 | 0 | 0 | 0 | 0 | 0 | 0 | 0 | 0 | 0 | 0 | 0 | 0 | 0 | 0 | 0 | 0 | 0 | 0 | 0 | 0 | 0 | 0 | 0 | 0 | 0 | 0 | 0 | 0 | 0 | 0 | 0 | 0 | 0 | 0 | 0 | 0 | 0 | 0 | 0 | 0 | 0 | 5000000 | scaled
835-35F | 6715.3103 | 6649.6654 | 0 | 65.6449 | 99.02% | 0% | 0.9775% | 4678.4087 | 6649.6554 | 759.729 | 0.3279 | 3918.3519 | 1080.0182 | 0.51572 | 5569.1215 | 835 | 0.0003154 | 0.000181 | 0.0001022 | 21291408.6467 | 1080.0676 | 6.4889 | 5628.7538 | 3424437.452 | 20573.6897 | 17846397.505 | 11253599.7164 | 1827477.3105 | 788.7344 | 9425333.6715 | 642415.3767 | 104339.2835 | 49.8235 | 538026.2697 |  | 3505 | 835-35F | 6715.3103 | 2036.9015 | 65.6549 | 6649.6654 | 1971.2567 | 0.0099942 | 0 | 0 | 0 | 65.6449 | 1080.0676 | 320.3386 | 0.049396 | 5569.1215 | 320.2892 | 0 | 0 | 0 | 0 | 0.049396 | 5628.7538 | 1710.4019 | 59.6322 | 5569.1215 | 1650.7697 | 0 | 0 | 0 | 0 | 59.6322 | 6.4889 | 6.161 | 5.9732 | 0.52572 | 0.19782 | 0.0099942 | 0 | 0 | 0 | 5.9632 | 0.0002176 | 8.32e-05 | 4.4e-06 | 0 | 0 | 0 | 9.78e-05 | 5000000 | scaled
836-6 | 0 | 0 | 0 | 0 | 0% | 0% | 0% | 0 | 0 | 0 | 0 | 0 | 0 | 0 | 0 | 836 | 0 | 0 | 0 | 0 | 0 | 0 | 0 | 0 | 0 | 0 | 0 | 0 | 0 | 0 | 0 | 0 | 0 | 0 |  | 3506 | 836-6 | 0 | 0 | 0 | 0 | 0 | 0 | 0 | 0 | 0 | 0 | 0 | 0 | 0 | 0 | 0 | 0 | 0 | 0 | 0 | 0 | 0 | 0 | 0 | 0 | 0 | 0 | 0 | 0 | 0 | 0 | 0 | 0 | 0 | 0 | 0 | 0 | 0 | 0 | 0 | 0 | 0 | 0 | 0 | 0 | 0 | 0 | 0 | 5000000 | scaled
836-7AE | 0 | 0 | 0 | 0 | 0% | 0% | 0% | 0 | 0 | 0 | 0 | 0 | 0 | 0 | 0 | 836 | 0 | 0 | 0 | 0 | 0 | 0 | 0 | 0 | 0 | 0 | 0 | 0 | 0 | 0 | 0 | 0 | 0 | 0 |  | 3507 | 836-7AE | 0 | 0 | 0 | 0 | 0 | 0 | 0 | 0 | 0 | 0 | 0 | 0 | 0 | 0 | 0 | 0 | 0 | 0 | 0 | 0 | 0 | 0 | 0 | 0 | 0 | 0 | 0 | 0 | 0 | 0 | 0 | 0 | 0 | 0 | 0 | 0 | 0 | 0 | 0 | 0 | 0 | 0 | 0 | 0 | 0 | 0 | 0 | 5000000 | scaled
836-8AE | 0 | 0 | 0 | 0 | 0% | 0% | 0% | 0 | 0 | 0 | 0 | 0 | 0 | 0 | 0 | 836 | 0 | 0 | 0 | 0 | 0 | 0 | 0 | 0 | 0 | 0 | 0 | 0 | 0 | 0 | 0 | 0 | 0 | 0 |  | 3508 | 836-8AE | 0 | 0 | 0 | 0 | 0 | 0 | 0 | 0 | 0 | 0 | 0 | 0 | 0 | 0 | 0 | 0 | 0 | 0 | 0 | 0 | 0 | 0 | 0 | 0 | 0 | 0 | 0 | 0 | 0 | 0 | 0 | 0 | 0 | 0 | 0 | 0 | 0 | 0 | 0 | 0 | 0 | 0 | 0 | 0 | 0 | 0 | 0 | 5000000 | scaled
841-305 | 0 | 0 | 0 | 0 | 0% | 0% | 0% | 0 | 0 | 0 | 0 | 0 | 0 | 0 | 0 | 841 | 0 | 0 | 0 | 0 | 0 | 0 | 0 | 0 | 0 | 0 | 0 | 0 | 0 | 0 | 0 | 0 | 0 | 0 |  | 3509 | 841-305 | 0 | 0 | 0 | 0 | 0 | 0 | 0 | 0 | 0 | 0 | 0 | 0 | 0 | 0 | 0 | 0 | 0 | 0 | 0 | 0 | 0 | 0 | 0 | 0 | 0 | 0 | 0 | 0 | 0 | 0 | 0 | 0 | 0 | 0 | 0 | 0 | 0 | 0 | 0 | 0 | 0 | 0 | 0 | 0 | 0 | 0 | 0 | 5000000 | scaled
841-308F | 0 | 0 | 0 | 0 | 0% | 0% | 0% | 0 | 0 | 0 | 0 | 0 | 0 | 0 | 0 | 841 | 0 | 0 | 0 | 0 | 0 | 0 | 0 | 0 | 0 | 0 | 0 | 0 | 0 | 0 | 0 | 0 | 0 | 0 |  | 3510 | 841-308F | 0 | 0 | 0 | 0 | 0 | 0 | 0 | 0 | 0 | 0 | 0 | 0 | 0 | 0 | 0 | 0 | 0 | 0 | 0 | 0 | 0 | 0 | 0 | 0 | 0 | 0 | 0 | 0 | 0 | 0 | 0 | 0 | 0 | 0 | 0 | 0 | 0 | 0 | 0 | 0 | 0 | 0 | 0 | 0 | 0 | 0 | 0 | 5000000 | scaled
84-28 | 0 | 0 | 0 | 0 | 0% | 0% | 0% | 0 | 0 | 0 | 0 | 0 | 0 | 0 | 0 | 84 | 0 | 0 | 0 | 0 | 0 | 0 | 0 | 0 | 0 | 0 | 0 | 0 | 0 | 0 | 0 | 0 | 0 | 0 |  | 3511 | 84-28 | 0 | 0 | 0 | 0 | 0 | 0 | 0 | 0 | 0 | 0 | 0 | 0 | 0 | 0 | 0 | 0 | 0 | 0 | 0 | 0 | 0 | 0 | 0 | 0 | 0 | 0 | 0 | 0 | 0 | 0 | 0 | 0 | 0 | 0 | 0 | 0 | 0 | 0 | 0 | 0 | 0 | 0 | 0 | 0 | 0 | 0 | 0 | 5000000 | scaled
84-29AE | 0 | 0 | 0 | 0 | 0% | 0% | 0% | 0 | 0 | 0 | 0 | 0 | 0 | 0 | 0 | 84 | 0 | 0 | 0 | 0 | 0 | 0 | 0 | 0 | 0 | 0 | 0 | 0 | 0 | 0 | 0 | 0 | 0 | 0 |  | 3512 | 84-29AE | 0 | 0 | 0 | 0 | 0 | 0 | 0 | 0 | 0 | 0 | 0 | 0 | 0 | 0 | 0 | 0 | 0 | 0 | 0 | 0 | 0 | 0 | 0 | 0 | 0 | 0 | 0 | 0 | 0 | 0 | 0 | 0 | 0 | 0 | 0 | 0 | 0 | 0 | 0 | 0 | 0 | 0 | 0 | 0 | 0 | 0 | 0 | 5000000 | scaled
840-302 | 0 | 0 | 0 | 0 | 0% | 0% | 0% | 0 | 0 | 0 | 0 | 0 | 0 | 0 | 0 | 840 | 0 | 0 | 0 | 0 | 0 | 0 | 0 | 0 | 0 | 0 | 0 | 0 | 0 | 0 | 0 | 0 | 0 | 0 |  | 3513 | 840-302 | 0 | 0 | 0 | 0 | 0 | 0 | 0 | 0 | 0 | 0 | 0 | 0 | 0 | 0 | 0 | 0 | 0 | 0 | 0 | 0 | 0 | 0 | 0 | 0 | 0 | 0 | 0 | 0 | 0 | 0 | 0 | 0 | 0 | 0 | 0 | 0 | 0 | 0 | 0 | 0 | 0 | 0 | 0 | 0 | 0 | 0 | 0 | 5000000 | scaled
840-304F | 0 | 0 | 0 | 0 | 0% | 0% | 0% | 0 | 0 | 0 | 0 | 0 | 0 | 0 | 0 | 840 | 0 | 0 | 0 | 0 | 0 | 0 | 0 | 0 | 0 | 0 | 0 | 0 | 0 | 0 | 0 | 0 | 0 | 0 |  | 3514 | 840-304F | 0 | 0 | 0 | 0 | 0 | 0 | 0 | 0 | 0 | 0 | 0 | 0 | 0 | 0 | 0 | 0 | 0 | 0 | 0 | 0 | 0 | 0 | 0 | 0 | 0 | 0 | 0 | 0 | 0 | 0 | 0 | 0 | 0 | 0 | 0 | 0 | 0 | 0 | 0 | 0 | 0 | 0 | 0 | 0 | 0 | 0 | 0 | 5000000 | scaled
840-305F | 0 | 0 | 0 | 0 | 0% | 0% | 0% | 0 | 0 | 0 | 0 | 0 | 0 | 0 | 0 | 840 | 0 | 0 | 0 | 0 | 0 | 0 | 0 | 0 | 0 | 0 | 0 | 0 | 0 | 0 | 0 | 0 | 0 | 0 |  | 3515 | 840-305F | 0 | 0 | 0 | 0 | 0 | 0 | 0 | 0 | 0 | 0 | 0 | 0 | 0 | 0 | 0 | 0 | 0 | 0 | 0 | 0 | 0 | 0 | 0 | 0 | 0 | 0 | 0 | 0 | 0 | 0 | 0 | 0 | 0 | 0 | 0 | 0 | 0 | 0 | 0 | 0 | 0 | 0 | 0 | 0 | 0 | 0 | 0 | 5000000 | scaled
840-306 | 0 | 0 | 0 | 0 | 0% | 0% | 0% | 0 | 0 | 0 | 0 | 0 | 0 | 0 | 0 | 840 | 0 | 0 | 0 | 0 | 0 | 0 | 0 | 0 | 0 | 0 | 0 | 0 | 0 | 0 | 0 | 0 | 0 | 0 |  | 3516 | 840-306 | 0 | 0 | 0 | 0 | 0 | 0 | 0 | 0 | 0 | 0 | 0 | 0 | 0 | 0 | 0 | 0 | 0 | 0 | 0 | 0 | 0 | 0 | 0 | 0 | 0 | 0 | 0 | 0 | 0 | 0 | 0 | 0 | 0 | 0 | 0 | 0 | 0 | 0 | 0 | 0 | 0 | 0 | 0 | 0 | 0 | 0 | 0 | 5000000 | scaled
840-308F | 330348.7959 | 328334.851 | 1503.3671 | 510.5778 | 99.39% | 0.4551% | 0.1546% | 200731.0745 | 322962.3534 | 46090.7391 | 579.8854 | 154060.45 | 74098.555 | 1178.246 | 247685.5524 | 840 | 0.063249 | 0.035552 | 0.0066716 | 5222971.9249 | 75651.0132 | 1324.5179 | 253373.2648 | 1196078.5781 | 20941.2589 | 4005952.0879 | 3645883.5097 | 837147.2424 | 10532.4731 | 2798203.7942 | 1107147.0753 | 254017.2177 | 4039.1445 | 849090.7131 |  | 3517 | 840-308F | 330348.7959 | 129617.7214 | 7386.4424 | 328334.851 | 128265.0168 | 6750.9444 | 1503.3671 | 842.1267 | 124.9202 | 510.5778 | 75651.0132 | 29560.2741 | 1552.4582 | 252602.856 | 29548.9649 | 1550.4534 | 19.5035 | 10.9251 | 1.6206 | 0.38419 | 253373.2648 | 99312.8148 | 5687.7123 | 252602.856 | 98677.2592 | 5198.4237 | 306.5964 | 171.7432 | 25.4762 | 463.8124 | 1324.5179 | 744.6325 | 146.2719 | 100.8695 | 38.7928 | 2.0672 | 1177.2672 | 659.4584 | 97.8234 | 46.3812 | 0.0038122 | 0.0014598 | 7.64e-05 | 0.058713 | 0.033368 | 0.0058714 | 0.0007238 | 5000000 | scaled
840-309F | 0 | 0 | 0 | 0 | 0% | 0% | 0% | 0 | 0 | 0 | 0 | 0 | 0 | 0 | 0 | 840 | 0 | 0 | 0 | 0 | 0 | 0 | 0 | 0 | 0 | 0 | 0 | 0 | 0 | 0 | 0 | 0 | 0 | 0 |  | 3518 | 840-309F | 0 | 0 | 0 | 0 | 0 | 0 | 0 | 0 | 0 | 0 | 0 | 0 | 0 | 0 | 0 | 0 | 0 | 0 | 0 | 0 | 0 | 0 | 0 | 0 | 0 | 0 | 0 | 0 | 0 | 0 | 0 | 0 | 0 | 0 | 0 | 0 | 0 | 0 | 0 | 0 | 0 | 0 | 0 | 0 | 0 | 0 | 0 | 5000000 | scaled
840-311 | 0 | 0 | 0 | 0 | 0% | 0% | 0% | 0 | 0 | 0 | 0 | 0 | 0 | 0 | 0 | 840 | 0 | 0 | 0 | 0 | 0 | 0 | 0 | 0 | 0 | 0 | 0 | 0 | 0 | 0 | 0 | 0 | 0 | 0 |  | 3519 | 840-311 | 0 | 0 | 0 | 0 | 0 | 0 | 0 | 0 | 0 | 0 | 0 | 0 | 0 | 0 | 0 | 0 | 0 | 0 | 0 | 0 | 0 | 0 | 0 | 0 | 0 | 0 | 0 | 0 | 0 | 0 | 0 | 0 | 0 | 0 | 0 | 0 | 0 | 0 | 0 | 0 | 0 | 0 | 0 | 0 | 0 | 0 | 0 | 5000000 | scaled
840-374 | 232556.2531 | 224795.3124 | 6501.3828 | 1259.5579 | 96.66% | 2.796% | 0.5416% | 157455.3913 | 222849.4855 | 24879.1092 | 2258.888 | 130317.394 | 34921.3276 | 4699.6452 | 183228.5128 | 840 | 0.064007 | 0.036478 | 0.0077108 | 3633305.4155 | 36197.9479 | 5238.3837 | 191119.9214 | 565532.848 | 81841.0504 | 2985931.5171 | 2058821.3535 | 325308.9073 | 29536.2825 | 1703976.1637 | 1258853.4994 | 197266.937 | 26547.8053 | 1035038.7571 |  | 3520 | 840-374 | 232556.2531 | 75100.8618 | 9706.7676 | 224795.3124 | 70200.8383 | 7907.0439 | 6501.3828 | 3640.4656 | 540.1658 | 1259.5579 | 36197.9479 | 11318.8387 | 1276.6203 | 188647.3209 | 11277.4884 | 1269.6777 | 72.1535 | 40.4025 | 5.9949 | 0.94778 | 191119.9214 | 60802.5274 | 7891.4086 | 188647.3209 | 58914.4901 | 6636.8471 | 1328.4095 | 743.8463 | 110.3706 | 1144.191 | 5238.3837 | 2979.4957 | 538.7386 | 23.1448 | 8.8598 | 0.51914 | 5100.8198 | 2856.2169 | 423.8003 | 114.4191 | 0.003532 | 0.0013526 | 7.02e-05 | 0.058705 | 0.033355 | 0.0058704 | 0.0017702 | 5000000 | scaled
840-56AE | 0 | 0 | 0 | 0 | 0% | 0% | 0% | 0 | 0 | 0 | 0 | 0 | 0 | 0 | 0 | 840 | 0 | 0 | 0 | 0 | 0 | 0 | 0 | 0 | 0 | 0 | 0 | 0 | 0 | 0 | 0 | 0 | 0 | 0 |  | 3521 | 840-56AE | 0 | 0 | 0 | 0 | 0 | 0 | 0 | 0 | 0 | 0 | 0 | 0 | 0 | 0 | 0 | 0 | 0 | 0 | 0 | 0 | 0 | 0 | 0 | 0 | 0 | 0 | 0 | 0 | 0 | 0 | 0 | 0 | 0 | 0 | 0 | 0 | 0 | 0 | 0 | 0 | 0 | 0 | 0 | 0 | 0 | 0 | 0 | 5000000 | scaled
840-57 | 0 | 0 | 0 | 0 | 0% | 0% | 0% | 0 | 0 | 0 | 0 | 0 | 0 | 0 | 0 | 840 | 0 | 0 | 0 | 0 | 0 | 0 | 0 | 0 | 0 | 0 | 0 | 0 | 0 | 0 | 0 | 0 | 0 | 0 |  | 3522 | 840-57 | 0 | 0 | 0 | 0 | 0 | 0 | 0 | 0 | 0 | 0 | 0 | 0 | 0 | 0 | 0 | 0 | 0 | 0 | 0 | 0 | 0 | 0 | 0 | 0 | 0 | 0 | 0 | 0 | 0 | 0 | 0 | 0 | 0 | 0 | 0 | 0 | 0 | 0 | 0 | 0 | 0 | 0 | 0 | 0 | 0 | 0 | 0 | 5000000 | scaled
840-58AE | 0 | 0 | 0 | 0 | 0% | 0% | 0% | 0 | 0 | 0 | 0 | 0 | 0 | 0 | 0 | 840 | 0 | 0 | 0 | 0 | 0 | 0 | 0 | 0 | 0 | 0 | 0 | 0 | 0 | 0 | 0 | 0 | 0 | 0 |  | 3523 | 840-58AE | 0 | 0 | 0 | 0 | 0 | 0 | 0 | 0 | 0 | 0 | 0 | 0 | 0 | 0 | 0 | 0 | 0 | 0 | 0 | 0 | 0 | 0 | 0 | 0 | 0 | 0 | 0 | 0 | 0 | 0 | 0 | 0 | 0 | 0 | 0 | 0 | 0 | 0 | 0 | 0 | 0 | 0 | 0 | 0 | 0 | 0 | 0 | 5000000 | scaled
843-26 | 0 | 0 | 0 | 0 | 0% | 0% | 0% | 0 | 0 | 0 | 0 | 0 | 0 | 0 | 0 | 843 | 0 | 0 | 0 | 0 | 0 | 0 | 0 | 0 | 0 | 0 | 0 | 0 | 0 | 0 | 0 | 0 | 0 | 0 |  | 3524 | 843-26 | 0 | 0 | 0 | 0 | 0 | 0 | 0 | 0 | 0 | 0 | 0 | 0 | 0 | 0 | 0 | 0 | 0 | 0 | 0 | 0 | 0 | 0 | 0 | 0 | 0 | 0 | 0 | 0 | 0 | 0 | 0 | 0 | 0 | 0 | 0 | 0 | 0 | 0 | 0 | 0 | 0 | 0 | 0 | 0 | 0 | 0 | 0 | 5000000 | scaled
843-27F | 0 | 0 | 0 | 0 | 0% | 0% | 0% | 0 | 0 | 0 | 0 | 0 | 0 | 0 | 0 | 843 | 0 | 0 | 0 | 0 | 0 | 0 | 0 | 0 | 0 | 0 | 0 | 0 | 0 | 0 | 0 | 0 | 0 | 0 |  | 3525 | 843-27F | 0 | 0 | 0 | 0 | 0 | 0 | 0 | 0 | 0 | 0 | 0 | 0 | 0 | 0 | 0 | 0 | 0 | 0 | 0 | 0 | 0 | 0 | 0 | 0 | 0 | 0 | 0 | 0 | 0 | 0 | 0 | 0 | 0 | 0 | 0 | 0 | 0 | 0 | 0 | 0 | 0 | 0 | 0 | 0 | 0 | 0 | 0 | 5000000 | scaled
843-28F | 0 | 0 | 0 | 0 | 0% | 0% | 0% | 0 | 0 | 0 | 0 | 0 | 0 | 0 | 0 | 843 | 0 | 0 | 0 | 0 | 0 | 0 | 0 | 0 | 0 | 0 | 0 | 0 | 0 | 0 | 0 | 0 | 0 | 0 |  | 3526 | 843-28F | 0 | 0 | 0 | 0 | 0 | 0 | 0 | 0 | 0 | 0 | 0 | 0 | 0 | 0 | 0 | 0 | 0 | 0 | 0 | 0 | 0 | 0 | 0 | 0 | 0 | 0 | 0 | 0 | 0 | 0 | 0 | 0 | 0 | 0 | 0 | 0 | 0 | 0 | 0 | 0 | 0 | 0 | 0 | 0 | 0 | 0 | 0 | 5000000 | scaled
843-30 | 0 | 0 | 0 | 0 | 0% | 0% | 0% | 0 | 0 | 0 | 0 | 0 | 0 | 0 | 0 | 843 | 0 | 0 | 0 | 0 | 0 | 0 | 0 | 0 | 0 | 0 | 0 | 0 | 0 | 0 | 0 | 0 | 0 | 0 |  | 3527 | 843-30 | 0 | 0 | 0 | 0 | 0 | 0 | 0 | 0 | 0 | 0 | 0 | 0 | 0 | 0 | 0 | 0 | 0 | 0 | 0 | 0 | 0 | 0 | 0 | 0 | 0 | 0 | 0 | 0 | 0 | 0 | 0 | 0 | 0 | 0 | 0 | 0 | 0 | 0 | 0 | 0 | 0 | 0 | 0 | 0 | 0 | 0 | 0 | 5000000 | scaled
843-31 | 0 | 0 | 0 | 0 | 0% | 0% | 0% | 0 | 0 | 0 | 0 | 0 | 0 | 0 | 0 | 843 | 0 | 0 | 0 | 0 | 0 | 0 | 0 | 0 | 0 | 0 | 0 | 0 | 0 | 0 | 0 | 0 | 0 | 0 |  | 3528 | 843-31 | 0 | 0 | 0 | 0 | 0 | 0 | 0 | 0 | 0 | 0 | 0 | 0 | 0 | 0 | 0 | 0 | 0 | 0 | 0 | 0 | 0 | 0 | 0 | 0 | 0 | 0 | 0 | 0 | 0 | 0 | 0 | 0 | 0 | 0 | 0 | 0 | 0 | 0 | 0 | 0 | 0 | 0 | 0 | 0 | 0 | 0 | 0 | 5000000 | scaled
843-32F | 0 | 0 | 0 | 0 | 0% | 0% | 0% | 0 | 0 | 0 | 0 | 0 | 0 | 0 | 0 | 843 | 0 | 0 | 0 | 0 | 0 | 0 | 0 | 0 | 0 | 0 | 0 | 0 | 0 | 0 | 0 | 0 | 0 | 0 |  | 3529 | 843-32F | 0 | 0 | 0 | 0 | 0 | 0 | 0 | 0 | 0 | 0 | 0 | 0 | 0 | 0 | 0 | 0 | 0 | 0 | 0 | 0 | 0 | 0 | 0 | 0 | 0 | 0 | 0 | 0 | 0 | 0 | 0 | 0 | 0 | 0 | 0 | 0 | 0 | 0 | 0 | 0 | 0 | 0 | 0 | 0 | 0 | 0 | 0 | 5000000 | scaled
843-33 | 0 | 0 | 0 | 0 | 0% | 0% | 0% | 0 | 0 | 0 | 0 | 0 | 0 | 0 | 0 | 843 | 0 | 0 | 0 | 0 | 0 | 0 | 0 | 0 | 0 | 0 | 0 | 0 | 0 | 0 | 0 | 0 | 0 | 0 |  | 3530 | 843-33 | 0 | 0 | 0 | 0 | 0 | 0 | 0 | 0 | 0 | 0 | 0 | 0 | 0 | 0 | 0 | 0 | 0 | 0 | 0 | 0 | 0 | 0 | 0 | 0 | 0 | 0 | 0 | 0 | 0 | 0 | 0 | 0 | 0 | 0 | 0 | 0 | 0 | 0 | 0 | 0 | 0 | 0 | 0 | 0 | 0 | 0 | 0 | 5000000 | scaled
843-34F | 0 | 0 | 0 | 0 | 0% | 0% | 0% | 0 | 0 | 0 | 0 | 0 | 0 | 0 | 0 | 843 | 0 | 0 | 0 | 0 | 0 | 0 | 0 | 0 | 0 | 0 | 0 | 0 | 0 | 0 | 0 | 0 | 0 | 0 |  | 3531 | 843-34F | 0 | 0 | 0 | 0 | 0 | 0 | 0 | 0 | 0 | 0 | 0 | 0 | 0 | 0 | 0 | 0 | 0 | 0 | 0 | 0 | 0 | 0 | 0 | 0 | 0 | 0 | 0 | 0 | 0 | 0 | 0 | 0 | 0 | 0 | 0 | 0 | 0 | 0 | 0 | 0 | 0 | 0 | 0 | 0 | 0 | 0 | 0 | 5000000 | scaled
843-38 | 0 | 0 | 0 | 0 | 0% | 0% | 0% | 0 | 0 | 0 | 0 | 0 | 0 | 0 | 0 | 843 | 0 | 0 | 0 | 0 | 0 | 0 | 0 | 0 | 0 | 0 | 0 | 0 | 0 | 0 | 0 | 0 | 0 | 0 |  | 3532 | 843-38 | 0 | 0 | 0 | 0 | 0 | 0 | 0 | 0 | 0 | 0 | 0 | 0 | 0 | 0 | 0 | 0 | 0 | 0 | 0 | 0 | 0 | 0 | 0 | 0 | 0 | 0 | 0 | 0 | 0 | 0 | 0 | 0 | 0 | 0 | 0 | 0 | 0 | 0 | 0 | 0 | 0 | 0 | 0 | 0 | 0 | 0 | 0 | 5000000 | scaled
843-393 | 0 | 0 | 0 | 0 | 0% | 0% | 0% | 0 | 0 | 0 | 0 | 0 | 0 | 0 | 0 | 843 | 0 | 0 | 0 | 0 | 0 | 0 | 0 | 0 | 0 | 0 | 0 | 0 | 0 | 0 | 0 | 0 | 0 | 0 |  | 3533 | 843-393 | 0 | 0 | 0 | 0 | 0 | 0 | 0 | 0 | 0 | 0 | 0 | 0 | 0 | 0 | 0 | 0 | 0 | 0 | 0 | 0 | 0 | 0 | 0 | 0 | 0 | 0 | 0 | 0 | 0 | 0 | 0 | 0 | 0 | 0 | 0 | 0 | 0 | 0 | 0 | 0 | 0 | 0 | 0 | 0 | 0 | 0 | 0 | 5000000 | scaled
843-394F | 0 | 0 | 0 | 0 | 0% | 0% | 0% | 0 | 0 | 0 | 0 | 0 | 0 | 0 | 0 | 843 | 0 | 0 | 0 | 0 | 0 | 0 | 0 | 0 | 0 | 0 | 0 | 0 | 0 | 0 | 0 | 0 | 0 | 0 |  | 3534 | 843-394F | 0 | 0 | 0 | 0 | 0 | 0 | 0 | 0 | 0 | 0 | 0 | 0 | 0 | 0 | 0 | 0 | 0 | 0 | 0 | 0 | 0 | 0 | 0 | 0 | 0 | 0 | 0 | 0 | 0 | 0 | 0 | 0 | 0 | 0 | 0 | 0 | 0 | 0 | 0 | 0 | 0 | 0 | 0 | 0 | 0 | 0 | 0 | 5000000 | scaled
843-395F | 0 | 0 | 0 | 0 | 0% | 0% | 0% | 0 | 0 | 0 | 0 | 0 | 0 | 0 | 0 | 843 | 0 | 0 | 0 | 0 | 0 | 0 | 0 | 0 | 0 | 0 | 0 | 0 | 0 | 0 | 0 | 0 | 0 | 0 |  | 3535 | 843-395F | 0 | 0 | 0 | 0 | 0 | 0 | 0 | 0 | 0 | 0 | 0 | 0 | 0 | 0 | 0 | 0 | 0 | 0 | 0 | 0 | 0 | 0 | 0 | 0 | 0 | 0 | 0 | 0 | 0 | 0 | 0 | 0 | 0 | 0 | 0 | 0 | 0 | 0 | 0 | 0 | 0 | 0 | 0 | 0 | 0 | 0 | 0 | 5000000 | scaled
843-396F | 0 | 0 | 0 | 0 | 0% | 0% | 0% | 0 | 0 | 0 | 0 | 0 | 0 | 0 | 0 | 843 | 0 | 0 | 0 | 0 | 0 | 0 | 0 | 0 | 0 | 0 | 0 | 0 | 0 | 0 | 0 | 0 | 0 | 0 |  | 3536 | 843-396F | 0 | 0 | 0 | 0 | 0 | 0 | 0 | 0 | 0 | 0 | 0 | 0 | 0 | 0 | 0 | 0 | 0 | 0 | 0 | 0 | 0 | 0 | 0 | 0 | 0 | 0 | 0 | 0 | 0 | 0 | 0 | 0 | 0 | 0 | 0 | 0 | 0 | 0 | 0 | 0 | 0 | 0 | 0 | 0 | 0 | 0 | 0 | 5000000 | scaled
843-39F | 0 | 0 | 0 | 0 | 0% | 0% | 0% | 0 | 0 | 0 | 0 | 0 | 0 | 0 | 0 | 843 | 0 | 0 | 0 | 0 | 0 | 0 | 0 | 0 | 0 | 0 | 0 | 0 | 0 | 0 | 0 | 0 | 0 | 0 |  | 3537 | 843-39F | 0 | 0 | 0 | 0 | 0 | 0 | 0 | 0 | 0 | 0 | 0 | 0 | 0 | 0 | 0 | 0 | 0 | 0 | 0 | 0 | 0 | 0 | 0 | 0 | 0 | 0 | 0 | 0 | 0 | 0 | 0 | 0 | 0 | 0 | 0 | 0 | 0 | 0 | 0 | 0 | 0 | 0 | 0 | 0 | 0 | 0 | 0 | 5000000 | scaled
843-41F | 0 | 0 | 0 | 0 | 0% | 0% | 0% | 0 | 0 | 0 | 0 | 0 | 0 | 0 | 0 | 843 | 0 | 0 | 0 | 0 | 0 | 0 | 0 | 0 | 0 | 0 | 0 | 0 | 0 | 0 | 0 | 0 | 0 | 0 |  | 3538 | 843-41F | 0 | 0 | 0 | 0 | 0 | 0 | 0 | 0 | 0 | 0 | 0 | 0 | 0 | 0 | 0 | 0 | 0 | 0 | 0 | 0 | 0 | 0 | 0 | 0 | 0 | 0 | 0 | 0 | 0 | 0 | 0 | 0 | 0 | 0 | 0 | 0 | 0 | 0 | 0 | 0 | 0 | 0 | 0 | 0 | 0 | 0 | 0 | 5000000 | scaled
846-1 | 0 | 0 | 0 | 0 | 0% | 0% | 0% | 0 | 0 | 0 | 0 | 0 | 0 | 0 | 0 | 846 | 0 | 0 | 0 | 0 | 0 | 0 | 0 | 0 | 0 | 0 | 0 | 0 | 0 | 0 | 0 | 0 | 0 | 0 |  | 3539 | 846-1 | 0 | 0 | 0 | 0 | 0 | 0 | 0 | 0 | 0 | 0 | 0 | 0 | 0 | 0 | 0 | 0 | 0 | 0 | 0 | 0 | 0 | 0 | 0 | 0 | 0 | 0 | 0 | 0 | 0 | 0 | 0 | 0 | 0 | 0 | 0 | 0 | 0 | 0 | 0 | 0 | 0 | 0 | 0 | 0 | 0 | 0 | 0 | 5000000 | scaled
846-30 | 0 | 0 | 0 | 0 | 0% | 0% | 0% | 0 | 0 | 0 | 0 | 0 | 0 | 0 | 0 | 846 | 0 | 0 | 0 | 0 | 0 | 0 | 0 | 0 | 0 | 0 | 0 | 0 | 0 | 0 | 0 | 0 | 0 | 0 |  | 3540 | 846-30 | 0 | 0 | 0 | 0 | 0 | 0 | 0 | 0 | 0 | 0 | 0 | 0 | 0 | 0 | 0 | 0 | 0 | 0 | 0 | 0 | 0 | 0 | 0 | 0 | 0 | 0 | 0 | 0 | 0 | 0 | 0 | 0 | 0 | 0 | 0 | 0 | 0 | 0 | 0 | 0 | 0 | 0 | 0 | 0 | 0 | 0 | 0 | 5000000 | scaled
846-31F | 0 | 0 | 0 | 0 | 0% | 0% | 0% | 0 | 0 | 0 | 0 | 0 | 0 | 0 | 0 | 846 | 0 | 0 | 0 | 0 | 0 | 0 | 0 | 0 | 0 | 0 | 0 | 0 | 0 | 0 | 0 | 0 | 0 | 0 |  | 3541 | 846-31F | 0 | 0 | 0 | 0 | 0 | 0 | 0 | 0 | 0 | 0 | 0 | 0 | 0 | 0 | 0 | 0 | 0 | 0 | 0 | 0 | 0 | 0 | 0 | 0 | 0 | 0 | 0 | 0 | 0 | 0 | 0 | 0 | 0 | 0 | 0 | 0 | 0 | 0 | 0 | 0 | 0 | 0 | 0 | 0 | 0 | 0 | 0 | 5000000 | scaled
846-32F | 0 | 0 | 0 | 0 | 0% | 0% | 0% | 0 | 0 | 0 | 0 | 0 | 0 | 0 | 0 | 846 | 0 | 0 | 0 | 0 | 0 | 0 | 0 | 0 | 0 | 0 | 0 | 0 | 0 | 0 | 0 | 0 | 0 | 0 |  | 3542 | 846-32F | 0 | 0 | 0 | 0 | 0 | 0 | 0 | 0 | 0 | 0 | 0 | 0 | 0 | 0 | 0 | 0 | 0 | 0 | 0 | 0 | 0 | 0 | 0 | 0 | 0 | 0 | 0 | 0 | 0 | 0 | 0 | 0 | 0 | 0 | 0 | 0 | 0 | 0 | 0 | 0 | 0 | 0 | 0 | 0 | 0 | 0 | 0 | 5000000 | scaled
846-3F | 0 | 0 | 0 | 0 | 0% | 0% | 0% | 0 | 0 | 0 | 0 | 0 | 0 | 0 | 0 | 846 | 0 | 0 | 0 | 0 | 0 | 0 | 0 | 0 | 0 | 0 | 0 | 0 | 0 | 0 | 0 | 0 | 0 | 0 |  | 3543 | 846-3F | 0 | 0 | 0 | 0 | 0 | 0 | 0 | 0 | 0 | 0 | 0 | 0 | 0 | 0 | 0 | 0 | 0 | 0 | 0 | 0 | 0 | 0 | 0 | 0 | 0 | 0 | 0 | 0 | 0 | 0 | 0 | 0 | 0 | 0 | 0 | 0 | 0 | 0 | 0 | 0 | 0 | 0 | 0 | 0 | 0 | 0 | 0 | 5000000 | scaled
847-2AE | 0 | 0 | 0 | 0 | 0% | 0% | 0% | 0 | 0 | 0 | 0 | 0 | 0 | 0 | 0 | 847 | 0 | 0 | 0 | 0 | 0 | 0 | 0 | 0 | 0 | 0 | 0 | 0 | 0 | 0 | 0 | 0 | 0 | 0 |  | 3544 | 847-2AE | 0 | 0 | 0 | 0 | 0 | 0 | 0 | 0 | 0 | 0 | 0 | 0 | 0 | 0 | 0 | 0 | 0 | 0 | 0 | 0 | 0 | 0 | 0 | 0 | 0 | 0 | 0 | 0 | 0 | 0 | 0 | 0 | 0 | 0 | 0 | 0 | 0 | 0 | 0 | 0 | 0 | 0 | 0 | 0 | 0 | 0 | 0 | 5000000 | scaled
847-3 | 0 | 0 | 0 | 0 | 0% | 0% | 0% | 0 | 0 | 0 | 0 | 0 | 0 | 0 | 0 | 847 | 0 | 0 | 0 | 0 | 0 | 0 | 0 | 0 | 0 | 0 | 0 | 0 | 0 | 0 | 0 | 0 | 0 | 0 |  | 3545 | 847-3 | 0 | 0 | 0 | 0 | 0 | 0 | 0 | 0 | 0 | 0 | 0 | 0 | 0 | 0 | 0 | 0 | 0 | 0 | 0 | 0 | 0 | 0 | 0 | 0 | 0 | 0 | 0 | 0 | 0 | 0 | 0 | 0 | 0 | 0 | 0 | 0 | 0 | 0 | 0 | 0 | 0 | 0 | 0 | 0 | 0 | 0 | 0 | 5000000 | scaled
847-78F | 0 | 0 | 0 | 0 | 0% | 0% | 0% | 0 | 0 | 0 | 0 | 0 | 0 | 0 | 0 | 847 | 0 | 0 | 0 | 0 | 0 | 0 | 0 | 0 | 0 | 0 | 0 | 0 | 0 | 0 | 0 | 0 | 0 | 0 |  | 3546 | 847-78F | 0 | 0 | 0 | 0 | 0 | 0 | 0 | 0 | 0 | 0 | 0 | 0 | 0 | 0 | 0 | 0 | 0 | 0 | 0 | 0 | 0 | 0 | 0 | 0 | 0 | 0 | 0 | 0 | 0 | 0 | 0 | 0 | 0 | 0 | 0 | 0 | 0 | 0 | 0 | 0 | 0 | 0 | 0 | 0 | 0 | 0 | 0 | 5000000 | scaled
847-81 | 0 | 0 | 0 | 0 | 0% | 0% | 0% | 0 | 0 | 0 | 0 | 0 | 0 | 0 | 0 | 847 | 0 | 0 | 0 | 0 | 0 | 0 | 0 | 0 | 0 | 0 | 0 | 0 | 0 | 0 | 0 | 0 | 0 | 0 |  | 3547 | 847-81 | 0 | 0 | 0 | 0 | 0 | 0 | 0 | 0 | 0 | 0 | 0 | 0 | 0 | 0 | 0 | 0 | 0 | 0 | 0 | 0 | 0 | 0 | 0 | 0 | 0 | 0 | 0 | 0 | 0 | 0 | 0 | 0 | 0 | 0 | 0 | 0 | 0 | 0 | 0 | 0 | 0 | 0 | 0 | 0 | 0 | 0 | 0 | 5000000 | scaled
854-809F | 0 | 0 | 0 | 0 | 0% | 0% | 0% | 0 | 0 | 0 | 0 | 0 | 0 | 0 | 0 | 854 | 0 | 0 | 0 | 0 | 0 | 0 | 0 | 0 | 0 | 0 | 0 | 0 | 0 | 0 | 0 | 0 | 0 | 0 |  | 3548 | 854-809F | 0 | 0 | 0 | 0 | 0 | 0 | 0 | 0 | 0 | 0 | 0 | 0 | 0 | 0 | 0 | 0 | 0 | 0 | 0 | 0 | 0 | 0 | 0 | 0 | 0 | 0 | 0 | 0 | 0 | 0 | 0 | 0 | 0 | 0 | 0 | 0 | 0 | 0 | 0 | 0 | 0 | 0 | 0 | 0 | 0 | 0 | 0 | 5000000 | scaled
854-811F | 0 | 0 | 0 | 0 | 0% | 0% | 0% | 0 | 0 | 0 | 0 | 0 | 0 | 0 | 0 | 854 | 0 | 0 | 0 | 0 | 0 | 0 | 0 | 0 | 0 | 0 | 0 | 0 | 0 | 0 | 0 | 0 | 0 | 0 |  | 3549 | 854-811F | 0 | 0 | 0 | 0 | 0 | 0 | 0 | 0 | 0 | 0 | 0 | 0 | 0 | 0 | 0 | 0 | 0 | 0 | 0 | 0 | 0 | 0 | 0 | 0 | 0 | 0 | 0 | 0 | 0 | 0 | 0 | 0 | 0 | 0 | 0 | 0 | 0 | 0 | 0 | 0 | 0 | 0 | 0 | 0 | 0 | 0 | 0 | 5000000 | scaled
854-812F | 0 | 0 | 0 | 0 | 0% | 0% | 0% | 0 | 0 | 0 | 0 | 0 | 0 | 0 | 0 | 854 | 0 | 0 | 0 | 0 | 0 | 0 | 0 | 0 | 0 | 0 | 0 | 0 | 0 | 0 | 0 | 0 | 0 | 0 |  | 3550 | 854-812F | 0 | 0 | 0 | 0 | 0 | 0 | 0 | 0 | 0 | 0 | 0 | 0 | 0 | 0 | 0 | 0 | 0 | 0 | 0 | 0 | 0 | 0 | 0 | 0 | 0 | 0 | 0 | 0 | 0 | 0 | 0 | 0 | 0 | 0 | 0 | 0 | 0 | 0 | 0 | 0 | 0 | 0 | 0 | 0 | 0 | 0 | 0 | 5000000 | scaled
85-498F | 5104.5367 | 4491.6787 | 0 | 612.858 | 87.99% | 0% | 12.01% | 2508.3157 | 4431.5328 | 597.7946 | 19.356 | 1891.1651 | 1057.1451 | 30.7541 | 3343.6336 | 85 | 0.002808 | 0.0015968 | 0.0008844 | 1817854.9487 | 1071.9333 | 87.0548 | 3945.5486 | 381742.6394 | 31002.4224 | 1405109.8869 | 1625889.9223 | 387490.3615 | 12546.5657 | 1225852.9951 | 760972.2946 | 181530.4497 | 5281.0266 | 574160.8183 |  | 3551 | 85-498F | 5104.5367 | 2596.221 | 673.0039 | 4491.6787 | 1983.363 | 60.1459 | 0 | 0 | 0 | 612.858 | 1071.9333 | 474.1388 | 14.7882 | 3388.8242 | 473.6776 | 14.3271 | 0 | 0 | 0 | 0.46116 | 3945.5486 | 2054.3835 | 601.915 | 3388.8242 | 1497.6591 | 45.1906 | 0 | 0 | 0 | 556.7244 | 87.0548 | 67.6988 | 56.3007 | 31.3824 | 12.0263 | 0.62823 | 0 | 0 | 0 | 55.6724 | 0.001963 | 0.0007518 | 3.94e-05 | 0 | 0 | 0 | 0.000845 | 5000000 | scaled
85-499 | 0 | 0 | 0 | 0 | 0% | 0% | 0% | 0 | 0 | 0 | 0 | 0 | 0 | 0 | 0 | 85 | 0 | 0 | 0 | 0 | 0 | 0 | 0 | 0 | 0 | 0 | 0 | 0 | 0 | 0 | 0 | 0 | 0 | 0 |  | 3552 | 85-499 | 0 | 0 | 0 | 0 | 0 | 0 | 0 | 0 | 0 | 0 | 0 | 0 | 0 | 0 | 0 | 0 | 0 | 0 | 0 | 0 | 0 | 0 | 0 | 0 | 0 | 0 | 0 | 0 | 0 | 0 | 0 | 0 | 0 | 0 | 0 | 0 | 0 | 0 | 0 | 0 | 0 | 0 | 0 | 0 | 0 | 0 | 0 | 5000000 | scaled
85-500F | 4935.9771 | 3009.4572 | 0 | 1926.52 | 60.97% | 0% | 39.03% | 1988.1999 | 2902.8307 | 262.3832 | 382.8937 | 1342.923 | 375.0552 | 608.201 | 1919.5745 | 85 | 0.0098106 | 0.0054584 | 0.0028968 | 503126.9388 | 391.9185 | 795.559 | 3748.4996 | 39948.4785 | 81091.7755 | 382086.6848 | 540044.2037 | 71269.7539 | 104003.39 | 364771.0599 | 701859.4497 | 90682.5294 | 147053.5647 | 464123.3556 |  | 3553 | 85-500F | 4935.9771 | 2947.7773 | 2033.1465 | 3009.4572 | 1021.2573 | 106.6265 | 0 | 0 | 0 | 1926.52 | 391.9185 | 129.5354 | 16.8634 | 1998.4357 | 128.0857 | 15.4137 | 0 | 0 | 0 | 1.4496 | 3748.4996 | 2405.5766 | 1828.9251 | 1998.4357 | 655.5127 | 78.8612 | 0 | 0 | 0 | 1750.0639 | 795.559 | 412.6653 | 187.358 | 620.5526 | 237.6589 | 12.3516 | 0 | 0 | 0 | 175.0064 | 0.007054 | 0.0027018 | 0.0001402 | 0 | 0 | 0 | 0.0027566 | 5000000 | scaled
851-1528F | 0 | 0 | 0 | 0 | 0% | 0% | 0% | 0 | 0 | 0 | 0 | 0 | 0 | 0 | 0 | 851 | 0 | 0 | 0 | 0 | 0 | 0 | 0 | 0 | 0 | 0 | 0 | 0 | 0 | 0 | 0 | 0 | 0 | 0 |  | 3554 | 851-1528F | 0 | 0 | 0 | 0 | 0 | 0 | 0 | 0 | 0 | 0 | 0 | 0 | 0 | 0 | 0 | 0 | 0 | 0 | 0 | 0 | 0 | 0 | 0 | 0 | 0 | 0 | 0 | 0 | 0 | 0 | 0 | 0 | 0 | 0 | 0 | 0 | 0 | 0 | 0 | 0 | 0 | 0 | 0 | 0 | 0 | 0 | 0 | 5000000 | scaled
851-1529F | 0 | 0 | 0 | 0 | 0% | 0% | 0% | 0 | 0 | 0 | 0 | 0 | 0 | 0 | 0 | 851 | 0 | 0 | 0 | 0 | 0 | 0 | 0 | 0 | 0 | 0 | 0 | 0 | 0 | 0 | 0 | 0 | 0 | 0 |  | 3555 | 851-1529F | 0 | 0 | 0 | 0 | 0 | 0 | 0 | 0 | 0 | 0 | 0 | 0 | 0 | 0 | 0 | 0 | 0 | 0 | 0 | 0 | 0 | 0 | 0 | 0 | 0 | 0 | 0 | 0 | 0 | 0 | 0 | 0 | 0 | 0 | 0 | 0 | 0 | 0 | 0 | 0 | 0 | 0 | 0 | 0 | 0 | 0 | 0 | 5000000 | scaled
851-1530F | 0 | 0 | 0 | 0 | 0% | 0% | 0% | 0 | 0 | 0 | 0 | 0 | 0 | 0 | 0 | 851 | 0 | 0 | 0 | 0 | 0 | 0 | 0 | 0 | 0 | 0 | 0 | 0 | 0 | 0 | 0 | 0 | 0 | 0 |  | 3556 | 851-1530F | 0 | 0 | 0 | 0 | 0 | 0 | 0 | 0 | 0 | 0 | 0 | 0 | 0 | 0 | 0 | 0 | 0 | 0 | 0 | 0 | 0 | 0 | 0 | 0 | 0 | 0 | 0 | 0 | 0 | 0 | 0 | 0 | 0 | 0 | 0 | 0 | 0 | 0 | 0 | 0 | 0 | 0 | 0 | 0 | 0 | 0 | 0 | 5000000 | scaled
851-1531F | 0 | 0 | 0 | 0 | 0% | 0% | 0% | 0 | 0 | 0 | 0 | 0 | 0 | 0 | 0 | 851 | 0 | 0 | 0 | 0 | 0 | 0 | 0 | 0 | 0 | 0 | 0 | 0 | 0 | 0 | 0 | 0 | 0 | 0 |  | 3557 | 851-1531F | 0 | 0 | 0 | 0 | 0 | 0 | 0 | 0 | 0 | 0 | 0 | 0 | 0 | 0 | 0 | 0 | 0 | 0 | 0 | 0 | 0 | 0 | 0 | 0 | 0 | 0 | 0 | 0 | 0 | 0 | 0 | 0 | 0 | 0 | 0 | 0 | 0 | 0 | 0 | 0 | 0 | 0 | 0 | 0 | 0 | 0 | 0 | 5000000 | scaled
851-1532 | 0 | 0 | 0 | 0 | 0% | 0% | 0% | 0 | 0 | 0 | 0 | 0 | 0 | 0 | 0 | 851 | 0 | 0 | 0 | 0 | 0 | 0 | 0 | 0 | 0 | 0 | 0 | 0 | 0 | 0 | 0 | 0 | 0 | 0 |  | 3558 | 851-1532 | 0 | 0 | 0 | 0 | 0 | 0 | 0 | 0 | 0 | 0 | 0 | 0 | 0 | 0 | 0 | 0 | 0 | 0 | 0 | 0 | 0 | 0 | 0 | 0 | 0 | 0 | 0 | 0 | 0 | 0 | 0 | 0 | 0 | 0 | 0 | 0 | 0 | 0 | 0 | 0 | 0 | 0 | 0 | 0 | 0 | 0 | 0 | 5000000 | scaled
851-38F | 0 | 0 | 0 | 0 | 0% | 0% | 0% | 0 | 0 | 0 | 0 | 0 | 0 | 0 | 0 | 851 | 0 | 0 | 0 | 0 | 0 | 0 | 0 | 0 | 0 | 0 | 0 | 0 | 0 | 0 | 0 | 0 | 0 | 0 |  | 3559 | 851-38F | 0 | 0 | 0 | 0 | 0 | 0 | 0 | 0 | 0 | 0 | 0 | 0 | 0 | 0 | 0 | 0 | 0 | 0 | 0 | 0 | 0 | 0 | 0 | 0 | 0 | 0 | 0 | 0 | 0 | 0 | 0 | 0 | 0 | 0 | 0 | 0 | 0 | 0 | 0 | 0 | 0 | 0 | 0 | 0 | 0 | 0 | 0 | 5000000 | scaled
851-40F | 0 | 0 | 0 | 0 | 0% | 0% | 0% | 0 | 0 | 0 | 0 | 0 | 0 | 0 | 0 | 851 | 0 | 0 | 0 | 0 | 0 | 0 | 0 | 0 | 0 | 0 | 0 | 0 | 0 | 0 | 0 | 0 | 0 | 0 |  | 3560 | 851-40F | 0 | 0 | 0 | 0 | 0 | 0 | 0 | 0 | 0 | 0 | 0 | 0 | 0 | 0 | 0 | 0 | 0 | 0 | 0 | 0 | 0 | 0 | 0 | 0 | 0 | 0 | 0 | 0 | 0 | 0 | 0 | 0 | 0 | 0 | 0 | 0 | 0 | 0 | 0 | 0 | 0 | 0 | 0 | 0 | 0 | 0 | 0 | 5000000 | scaled
851-742 | 0 | 0 | 0 | 0 | 0% | 0% | 0% | 0 | 0 | 0 | 0 | 0 | 0 | 0 | 0 | 851 | 0 | 0 | 0 | 0 | 0 | 0 | 0 | 0 | 0 | 0 | 0 | 0 | 0 | 0 | 0 | 0 | 0 | 0 |  | 3561 | 851-742 | 0 | 0 | 0 | 0 | 0 | 0 | 0 | 0 | 0 | 0 | 0 | 0 | 0 | 0 | 0 | 0 | 0 | 0 | 0 | 0 | 0 | 0 | 0 | 0 | 0 | 0 | 0 | 0 | 0 | 0 | 0 | 0 | 0 | 0 | 0 | 0 | 0 | 0 | 0 | 0 | 0 | 0 | 0 | 0 | 0 | 0 | 0 | 5000000 | scaled
852-50F | 0 | 0 | 0 | 0 | 0% | 0% | 0% | 0 | 0 | 0 | 0 | 0 | 0 | 0 | 0 | 852 | 0 | 0 | 0 | 0 | 0 | 0 | 0 | 0 | 0 | 0 | 0 | 0 | 0 | 0 | 0 | 0 | 0 | 0 |  | 3562 | 852-50F | 0 | 0 | 0 | 0 | 0 | 0 | 0 | 0 | 0 | 0 | 0 | 0 | 0 | 0 | 0 | 0 | 0 | 0 | 0 | 0 | 0 | 0 | 0 | 0 | 0 | 0 | 0 | 0 | 0 | 0 | 0 | 0 | 0 | 0 | 0 | 0 | 0 | 0 | 0 | 0 | 0 | 0 | 0 | 0 | 0 | 0 | 0 | 5000000 | scaled
852-716 | 0 | 0 | 0 | 0 | 0% | 0% | 0% | 0 | 0 | 0 | 0 | 0 | 0 | 0 | 0 | 852 | 0 | 0 | 0 | 0 | 0 | 0 | 0 | 0 | 0 | 0 | 0 | 0 | 0 | 0 | 0 | 0 | 0 | 0 |  | 3563 | 852-716 | 0 | 0 | 0 | 0 | 0 | 0 | 0 | 0 | 0 | 0 | 0 | 0 | 0 | 0 | 0 | 0 | 0 | 0 | 0 | 0 | 0 | 0 | 0 | 0 | 0 | 0 | 0 | 0 | 0 | 0 | 0 | 0 | 0 | 0 | 0 | 0 | 0 | 0 | 0 | 0 | 0 | 0 | 0 | 0 | 0 | 0 | 0 | 5000000 | scaled
853-545 | 0 | 0 | 0 | 0 | 0% | 0% | 0% | 0 | 0 | 0 | 0 | 0 | 0 | 0 | 0 | 853 | 0 | 0 | 0 | 0 | 0 | 0 | 0 | 0 | 0 | 0 | 0 | 0 | 0 | 0 | 0 | 0 | 0 | 0 |  | 3564 | 853-545 | 0 | 0 | 0 | 0 | 0 | 0 | 0 | 0 | 0 | 0 | 0 | 0 | 0 | 0 | 0 | 0 | 0 | 0 | 0 | 0 | 0 | 0 | 0 | 0 | 0 | 0 | 0 | 0 | 0 | 0 | 0 | 0 | 0 | 0 | 0 | 0 | 0 | 0 | 0 | 0 | 0 | 0 | 0 | 0 | 0 | 0 | 0 | 5000000 | scaled
853-546F | 0 | 0 | 0 | 0 | 0% | 0% | 0% | 0 | 0 | 0 | 0 | 0 | 0 | 0 | 0 | 853 | 0 | 0 | 0 | 0 | 0 | 0 | 0 | 0 | 0 | 0 | 0 | 0 | 0 | 0 | 0 | 0 | 0 | 0 |  | 3565 | 853-546F | 0 | 0 | 0 | 0 | 0 | 0 | 0 | 0 | 0 | 0 | 0 | 0 | 0 | 0 | 0 | 0 | 0 | 0 | 0 | 0 | 0 | 0 | 0 | 0 | 0 | 0 | 0 | 0 | 0 | 0 | 0 | 0 | 0 | 0 | 0 | 0 | 0 | 0 | 0 | 0 | 0 | 0 | 0 | 0 | 0 | 0 | 0 | 5000000 | scaled
853-548F | 0 | 0 | 0 | 0 | 0% | 0% | 0% | 0 | 0 | 0 | 0 | 0 | 0 | 0 | 0 | 853 | 0 | 0 | 0 | 0 | 0 | 0 | 0 | 0 | 0 | 0 | 0 | 0 | 0 | 0 | 0 | 0 | 0 | 0 |  | 3566 | 853-548F | 0 | 0 | 0 | 0 | 0 | 0 | 0 | 0 | 0 | 0 | 0 | 0 | 0 | 0 | 0 | 0 | 0 | 0 | 0 | 0 | 0 | 0 | 0 | 0 | 0 | 0 | 0 | 0 | 0 | 0 | 0 | 0 | 0 | 0 | 0 | 0 | 0 | 0 | 0 | 0 | 0 | 0 | 0 | 0 | 0 | 0 | 0 | 5000000 | scaled
854-607F | 5480.4819 | 5404.5114 | 0 | 75.9705 | 98.61% | 0% | 1.386% | 3613.6817 | 5404.4992 | 589.9348 | 0.41016 | 3023.3368 | 882.101 | 0.6541 | 4521.7441 | 854 | 0.000262 | 0.0001668 | 0.0001108 | 20917869.7393 | 882.1582 | 7.5675 | 4590.7562 | 3367015.9416 | 28883.678 | 17521970.1197 | 11191847.3161 | 1827072.8561 | 1270.293 | 9363504.167 | 685764.3859 | 111927.7547 | 82.997 | 573753.6342 |  | 3567 | 854-607F | 5480.4819 | 1866.8001 | 75.9827 | 5404.5114 | 1790.8297 | 0.012215 | 0 | 0 | 0 | 75.9705 | 882.1582 | 292.2234 | 0.057165 | 4521.7441 | 292.1662 | 0 | 0 | 0 | 0 | 0.057165 | 4590.7562 | 1567.4194 | 69.0121 | 4521.7441 | 1498.4073 | 0 | 0 | 0 | 0 | 69.0121 | 7.5675 | 7.1574 | 6.9134 | 0.66631 | 0.25615 | 0.012215 | 0 | 0 | 0 | 6.9012 | 0.0001542 | 5.9e-05 | 3e-06 | 0 | 0 | 0 | 0.0001078 | 5000000 | scaled
854-610 | 0 | 0 | 0 | 0 | 0% | 0% | 0% | 0 | 0 | 0 | 0 | 0 | 0 | 0 | 0 | 854 | 0 | 0 | 0 | 0 | 0 | 0 | 0 | 0 | 0 | 0 | 0 | 0 | 0 | 0 | 0 | 0 | 0 | 0 |  | 3568 | 854-610 | 0 | 0 | 0 | 0 | 0 | 0 | 0 | 0 | 0 | 0 | 0 | 0 | 0 | 0 | 0 | 0 | 0 | 0 | 0 | 0 | 0 | 0 | 0 | 0 | 0 | 0 | 0 | 0 | 0 | 0 | 0 | 0 | 0 | 0 | 0 | 0 | 0 | 0 | 0 | 0 | 0 | 0 | 0 | 0 | 0 | 0 | 0 | 5000000 | scaled
854-805 | 0 | 0 | 0 | 0 | 0% | 0% | 0% | 0 | 0 | 0 | 0 | 0 | 0 | 0 | 0 | 854 | 0 | 0 | 0 | 0 | 0 | 0 | 0 | 0 | 0 | 0 | 0 | 0 | 0 | 0 | 0 | 0 | 0 | 0 |  | 3569 | 854-805 | 0 | 0 | 0 | 0 | 0 | 0 | 0 | 0 | 0 | 0 | 0 | 0 | 0 | 0 | 0 | 0 | 0 | 0 | 0 | 0 | 0 | 0 | 0 | 0 | 0 | 0 | 0 | 0 | 0 | 0 | 0 | 0 | 0 | 0 | 0 | 0 | 0 | 0 | 0 | 0 | 0 | 0 | 0 | 0 | 0 | 0 | 0 | 5000000 | scaled
854-806 | 0 | 0 | 0 | 0 | 0% | 0% | 0% | 0 | 0 | 0 | 0 | 0 | 0 | 0 | 0 | 854 | 0 | 0 | 0 | 0 | 0 | 0 | 0 | 0 | 0 | 0 | 0 | 0 | 0 | 0 | 0 | 0 | 0 | 0 |  | 3570 | 854-806 | 0 | 0 | 0 | 0 | 0 | 0 | 0 | 0 | 0 | 0 | 0 | 0 | 0 | 0 | 0 | 0 | 0 | 0 | 0 | 0 | 0 | 0 | 0 | 0 | 0 | 0 | 0 | 0 | 0 | 0 | 0 | 0 | 0 | 0 | 0 | 0 | 0 | 0 | 0 | 0 | 0 | 0 | 0 | 0 | 0 | 0 | 0 | 5000000 | scaled
854-807 | 0 | 0 | 0 | 0 | 0% | 0% | 0% | 0 | 0 | 0 | 0 | 0 | 0 | 0 | 0 | 854 | 0 | 0 | 0 | 0 | 0 | 0 | 0 | 0 | 0 | 0 | 0 | 0 | 0 | 0 | 0 | 0 | 0 | 0 |  | 3571 | 854-807 | 0 | 0 | 0 | 0 | 0 | 0 | 0 | 0 | 0 | 0 | 0 | 0 | 0 | 0 | 0 | 0 | 0 | 0 | 0 | 0 | 0 | 0 | 0 | 0 | 0 | 0 | 0 | 0 | 0 | 0 | 0 | 0 | 0 | 0 | 0 | 0 | 0 | 0 | 0 | 0 | 0 | 0 | 0 | 0 | 0 | 0 | 0 | 5000000 | scaled
854-808 | 0 | 0 | 0 | 0 | 0% | 0% | 0% | 0 | 0 | 0 | 0 | 0 | 0 | 0 | 0 | 854 | 0 | 0 | 0 | 0 | 0 | 0 | 0 | 0 | 0 | 0 | 0 | 0 | 0 | 0 | 0 | 0 | 0 | 0 |  | 3572 | 854-808 | 0 | 0 | 0 | 0 | 0 | 0 | 0 | 0 | 0 | 0 | 0 | 0 | 0 | 0 | 0 | 0 | 0 | 0 | 0 | 0 | 0 | 0 | 0 | 0 | 0 | 0 | 0 | 0 | 0 | 0 | 0 | 0 | 0 | 0 | 0 | 0 | 0 | 0 | 0 | 0 | 0 | 0 | 0 | 0 | 0 | 0 | 0 | 5000000 | scaled
855-35 | 0 | 0 | 0 | 0 | 0% | 0% | 0% | 0 | 0 | 0 | 0 | 0 | 0 | 0 | 0 | 855 | 0 | 0 | 0 | 0 | 0 | 0 | 0 | 0 | 0 | 0 | 0 | 0 | 0 | 0 | 0 | 0 | 0 | 0 |  | 3573 | 855-35 | 0 | 0 | 0 | 0 | 0 | 0 | 0 | 0 | 0 | 0 | 0 | 0 | 0 | 0 | 0 | 0 | 0 | 0 | 0 | 0 | 0 | 0 | 0 | 0 | 0 | 0 | 0 | 0 | 0 | 0 | 0 | 0 | 0 | 0 | 0 | 0 | 0 | 0 | 0 | 0 | 0 | 0 | 0 | 0 | 0 | 0 | 0 | 5000000 | scaled
855-44 | 0 | 0 | 0 | 0 | 0% | 0% | 0% | 0 | 0 | 0 | 0 | 0 | 0 | 0 | 0 | 855 | 0 | 0 | 0 | 0 | 0 | 0 | 0 | 0 | 0 | 0 | 0 | 0 | 0 | 0 | 0 | 0 | 0 | 0 |  | 3574 | 855-44 | 0 | 0 | 0 | 0 | 0 | 0 | 0 | 0 | 0 | 0 | 0 | 0 | 0 | 0 | 0 | 0 | 0 | 0 | 0 | 0 | 0 | 0 | 0 | 0 | 0 | 0 | 0 | 0 | 0 | 0 | 0 | 0 | 0 | 0 | 0 | 0 | 0 | 0 | 0 | 0 | 0 | 0 | 0 | 0 | 0 | 0 | 0 | 5000000 | scaled
855-45 | 68.8384 | 2.7318 | 0 | 66.1067 | 3.968% | 0% | 96.03% | 1.6861 | 2.6762 | 0 | 1.6861 | 0 | 0 | 2.6762 | 0 | 855 | 0.0003944 | 0.0002122 | 0.0001052 | 174539.5738 | 0.049743 | 8.7369 | 60.0517 | 126.1236 | 22152.4507 | 152260.9995 | 316457.8058 | 0 | 316457.8058 | 0 | 628918.0472 | 0 | 628918.0472 | 0 |  | 3575 | 855-45 | 68.8384 | 67.1523 | 66.1622 | 2.7318 | 1.0457 | 0.055523 | 0 | 0 | 0 | 66.1067 | 0.049743 | 0.049743 | 0.049743 | 0 | 0 | 0 | 0 | 0 | 0 | 0.049743 | 60.0517 | 60.0517 | 60.0517 | 0 | 0 | 0 | 0 | 0 | 0 | 60.0517 | 8.7369 | 7.0509 | 6.0607 | 2.7318 | 1.0457 | 0.055523 | 0 | 0 | 0 | 6.0052 | 0.0002952 | 0.000113 | 6e-06 | 0 | 0 | 0 | 9.92e-05 | 5000000 | scaled
855-46AE | 188552.8931 | 188332.0556 | 0 | 220.8376 | 99.88% | 0% | 0.1171% | 90139.9442 | 183576.4732 | 26549.5191 | 2.7199 | 63587.7052 | 54088.4866 | 4.8684 | 129483.1182 | 855 | 0.0010888 | 0.0006546 | 0.0003196 | 173174956.9651 | 55492.7286 | 25.042 | 133035.1226 | 50966870.4768 | 22999.6095 | 122185086.8788 | 150340588.1028 | 44280816.2863 | 4536.4492 | 106055235.3672 | 15570775.7272 | 4587732.186 | 412.9336 | 10982630.6076 |  | 3576 | 855-46AE | 188552.8931 | 98412.949 | 4976.4199 | 188332.0556 | 98192.1114 | 4755.5824 | 0 | 0 | 0 | 220.8376 | 55492.7286 | 28943.2095 | 1404.2419 | 132834.5122 | 28943.0434 | 1404.0758 | 0 | 0 | 0 | 0.16617 | 133035.1226 | 69447.4174 | 3552.0044 | 132834.5122 | 69246.807 | 3351.3941 | 0 | 0 | 0 | 200.6104 | 25.042 | 22.322 | 20.1736 | 4.9809 | 2.261 | 0.11253 | 0 | 0 | 0 | 20.061 | 0.0007878 | 0.0003536 | 1.86e-05 | 0 | 0 | 0 | 0.000301 | 5000000 | scaled
856-1141R | 34971.9652 | 32716.6652 | 0 | 2255.3 | 93.55% | 0% | 6.449% | 17160.8167 | 31860.9587 | 2472.1563 | 2035.4448 | 12653.2156 | 4572.0596 | 3891.2828 | 23397.6163 | 856 | 0.0095222 | 0.0058782 | 0.003331 | 3672677.0282 | 4697.2486 | 4197.2222 | 26077.4944 | 493294.4663 | 440782.8256 | 2738599.7363 | 3030034.4466 | 436501.2924 | 359392.442 | 2234140.7122 | 933955.7074 | 134022.9978 | 114067.0571 | 685865.6525 |  | 3577 | 856-1141R | 34971.9652 | 17811.1485 | 3111.0065 | 32716.6652 | 15555.8485 | 855.7065 | 0 | 0 | 0 | 2255.3 | 4697.2486 | 2225.0923 | 125.1889 | 24028.7645 | 2223.3953 | 123.4919 | 0 | 0 | 0 | 1.697 | 26077.4944 | 13424.2788 | 2679.8781 | 24028.7645 | 11375.5488 | 631.1482 | 0 | 0 | 0 | 2048.73 | 4197.2222 | 2161.7774 | 305.9394 | 3992.3492 | 1956.9044 | 101.0664 | 0 | 0 | 0 | 204.873 | 0.0063318 | 0.0026878 | 0.0001406 | 0 | 0 | 0 | 0.0031904 | 5000000 | scaled
857-302F | 0 | 0 | 0 | 0 | 0% | 0% | 0% | 0 | 0 | 0 | 0 | 0 | 0 | 0 | 0 | 857 | 0 | 0 | 0 | 0 | 0 | 0 | 0 | 0 | 0 | 0 | 0 | 0 | 0 | 0 | 0 | 0 | 0 | 0 |  | 3578 | 857-302F | 0 | 0 | 0 | 0 | 0 | 0 | 0 | 0 | 0 | 0 | 0 | 0 | 0 | 0 | 0 | 0 | 0 | 0 | 0 | 0 | 0 | 0 | 0 | 0 | 0 | 0 | 0 | 0 | 0 | 0 | 0 | 0 | 0 | 0 | 0 | 0 | 0 | 0 | 0 | 0 | 0 | 0 | 0 | 0 | 0 | 0 | 0 | 5000000 | scaled
857-303 | 0 | 0 | 0 | 0 | 0% | 0% | 0% | 0 | 0 | 0 | 0 | 0 | 0 | 0 | 0 | 857 | 0 | 0 | 0 | 0 | 0 | 0 | 0 | 0 | 0 | 0 | 0 | 0 | 0 | 0 | 0 | 0 | 0 | 0 |  | 3579 | 857-303 | 0 | 0 | 0 | 0 | 0 | 0 | 0 | 0 | 0 | 0 | 0 | 0 | 0 | 0 | 0 | 0 | 0 | 0 | 0 | 0 | 0 | 0 | 0 | 0 | 0 | 0 | 0 | 0 | 0 | 0 | 0 | 0 | 0 | 0 | 0 | 0 | 0 | 0 | 0 | 0 | 0 | 0 | 0 | 0 | 0 | 0 | 0 | 5000000 | scaled
857-304F | 0 | 0 | 0 | 0 | 0% | 0% | 0% | 0 | 0 | 0 | 0 | 0 | 0 | 0 | 0 | 857 | 0 | 0 | 0 | 0 | 0 | 0 | 0 | 0 | 0 | 0 | 0 | 0 | 0 | 0 | 0 | 0 | 0 | 0 |  | 3580 | 857-304F | 0 | 0 | 0 | 0 | 0 | 0 | 0 | 0 | 0 | 0 | 0 | 0 | 0 | 0 | 0 | 0 | 0 | 0 | 0 | 0 | 0 | 0 | 0 | 0 | 0 | 0 | 0 | 0 | 0 | 0 | 0 | 0 | 0 | 0 | 0 | 0 | 0 | 0 | 0 | 0 | 0 | 0 | 0 | 0 | 0 | 0 | 0 | 5000000 | scaled
857-305F | 0 | 0 | 0 | 0 | 0% | 0% | 0% | 0 | 0 | 0 | 0 | 0 | 0 | 0 | 0 | 857 | 0 | 0 | 0 | 0 | 0 | 0 | 0 | 0 | 0 | 0 | 0 | 0 | 0 | 0 | 0 | 0 | 0 | 0 |  | 3581 | 857-305F | 0 | 0 | 0 | 0 | 0 | 0 | 0 | 0 | 0 | 0 | 0 | 0 | 0 | 0 | 0 | 0 | 0 | 0 | 0 | 0 | 0 | 0 | 0 | 0 | 0 | 0 | 0 | 0 | 0 | 0 | 0 | 0 | 0 | 0 | 0 | 0 | 0 | 0 | 0 | 0 | 0 | 0 | 0 | 0 | 0 | 0 | 0 | 5000000 | scaled
857-306F | 0 | 0 | 0 | 0 | 0% | 0% | 0% | 0 | 0 | 0 | 0 | 0 | 0 | 0 | 0 | 857 | 0 | 0 | 0 | 0 | 0 | 0 | 0 | 0 | 0 | 0 | 0 | 0 | 0 | 0 | 0 | 0 | 0 | 0 |  | 3582 | 857-306F | 0 | 0 | 0 | 0 | 0 | 0 | 0 | 0 | 0 | 0 | 0 | 0 | 0 | 0 | 0 | 0 | 0 | 0 | 0 | 0 | 0 | 0 | 0 | 0 | 0 | 0 | 0 | 0 | 0 | 0 | 0 | 0 | 0 | 0 | 0 | 0 | 0 | 0 | 0 | 0 | 0 | 0 | 0 | 0 | 0 | 0 | 0 | 5000000 | scaled
857-57 | 0 | 0 | 0 | 0 | 0% | 0% | 0% | 0 | 0 | 0 | 0 | 0 | 0 | 0 | 0 | 857 | 0 | 0 | 0 | 0 | 0 | 0 | 0 | 0 | 0 | 0 | 0 | 0 | 0 | 0 | 0 | 0 | 0 | 0 |  | 3583 | 857-57 | 0 | 0 | 0 | 0 | 0 | 0 | 0 | 0 | 0 | 0 | 0 | 0 | 0 | 0 | 0 | 0 | 0 | 0 | 0 | 0 | 0 | 0 | 0 | 0 | 0 | 0 | 0 | 0 | 0 | 0 | 0 | 0 | 0 | 0 | 0 | 0 | 0 | 0 | 0 | 0 | 0 | 0 | 0 | 0 | 0 | 0 | 0 | 5000000 | scaled
857-58 | 0 | 0 | 0 | 0 | 0% | 0% | 0% | 0 | 0 | 0 | 0 | 0 | 0 | 0 | 0 | 857 | 0 | 0 | 0 | 0 | 0 | 0 | 0 | 0 | 0 | 0 | 0 | 0 | 0 | 0 | 0 | 0 | 0 | 0 |  | 3584 | 857-58 | 0 | 0 | 0 | 0 | 0 | 0 | 0 | 0 | 0 | 0 | 0 | 0 | 0 | 0 | 0 | 0 | 0 | 0 | 0 | 0 | 0 | 0 | 0 | 0 | 0 | 0 | 0 | 0 | 0 | 0 | 0 | 0 | 0 | 0 | 0 | 0 | 0 | 0 | 0 | 0 | 0 | 0 | 0 | 0 | 0 | 0 | 0 | 5000000 | scaled
857-60 | 13599.2185 | 12943.8188 | 0 | 655.3996 | 95.18% | 0% | 4.819% | 7933.1396 | 12733.0999 | 1263.3841 | 218.0638 | 6451.6917 | 2028.4061 | 346.2377 | 10358.4561 | 857 | 0.0028286 | 0.0016374 | 0.0009358 | 4807755.9432 | 2062.3005 | 412.6529 | 11124.2651 | 729088.7825 | 145885.8994 | 3932781.2614 | 3460412.1516 | 551084.4109 | 95118.8021 | 2814208.9386 | 925538.073 | 147439.9091 | 25167.1747 | 752930.9893 |  | 3585 | 857-60 | 13599.2185 | 5666.0789 | 866.1185 | 12943.8188 | 5010.6792 | 210.7189 | 0 | 0 | 0 | 655.3996 | 2062.3005 | 798.9165 | 33.8944 | 10528.8956 | 798.4233 | 33.4012 | 0 | 0 | 0 | 0.49317 | 11124.2651 | 4672.5734 | 765.8089 | 10528.8956 | 4077.2039 | 170.4394 | 0 | 0 | 0 | 595.3695 | 412.6529 | 194.589 | 66.4152 | 353.1159 | 135.0521 | 6.8782 | 0 | 0 | 0 | 59.537 | 0.0019314 | 0.0007402 | 3.86e-05 | 0 | 0 | 0 | 0.0008972 | 5000000 | scaled
858-14 | 411696.4919 | 409680.9346 | 0 | 2015.5573 | 99.51% | 0% | 0.4896% | 216043.1429 | 406276.6169 | 45708.332 | 259.5605 | 170075.2504 | 85969.4121 | 440.4848 | 319866.72 | 858 | 0.010043 | 0.005761 | 0.0029522 | 40994194.0397 | 86689.3954 | 632.9163 | 324374.1802 | 8631994.6002 | 63021.8997 | 32299177.5398 | 33961699.1818 | 7185289.9473 | 40802.5736 | 26735606.6609 | 1835876.6252 | 388477.2776 | 1990.4562 | 1445408.8914 |  | 3586 | 858-14 | 411696.4919 | 195653.349 | 5419.875 | 409680.9346 | 193637.7917 | 3404.3177 | 0 | 0 | 0 | 2015.5573 | 86689.3954 | 40981.0633 | 719.9833 | 322543.2341 | 40979.5467 | 718.4667 | 0 | 0 | 0 | 1.5166 | 324374.1802 | 154298.9298 | 4507.4602 | 322543.2341 | 152467.9838 | 2676.5141 | 0 | 0 | 0 | 1830.9461 | 632.9163 | 373.3558 | 192.4315 | 449.8217 | 190.2612 | 9.3369 | 0 | 0 | 0 | 183.0946 | 0.0072454 | 0.0029636 | 0.0001548 | 0 | 0 | 0 | 0.0027974 | 5000000 | scaled
858-15AE | 0 | 0 | 0 | 0 | 0% | 0% | 0% | 0 | 0 | 0 | 0 | 0 | 0 | 0 | 0 | 858 | 0 | 0 | 0 | 0 | 0 | 0 | 0 | 0 | 0 | 0 | 0 | 0 | 0 | 0 | 0 | 0 | 0 | 0 |  | 3587 | 858-15AE | 0 | 0 | 0 | 0 | 0 | 0 | 0 | 0 | 0 | 0 | 0 | 0 | 0 | 0 | 0 | 0 | 0 | 0 | 0 | 0 | 0 | 0 | 0 | 0 | 0 | 0 | 0 | 0 | 0 | 0 | 0 | 0 | 0 | 0 | 0 | 0 | 0 | 0 | 0 | 0 | 0 | 0 | 0 | 0 | 0 | 0 | 0 | 5000000 | scaled
858-17 | 0 | 0 | 0 | 0 | 0% | 0% | 0% | 0 | 0 | 0 | 0 | 0 | 0 | 0 | 0 | 858 | 0 | 0 | 0 | 0 | 0 | 0 | 0 | 0 | 0 | 0 | 0 | 0 | 0 | 0 | 0 | 0 | 0 | 0 |  | 3588 | 858-17 | 0 | 0 | 0 | 0 | 0 | 0 | 0 | 0 | 0 | 0 | 0 | 0 | 0 | 0 | 0 | 0 | 0 | 0 | 0 | 0 | 0 | 0 | 0 | 0 | 0 | 0 | 0 | 0 | 0 | 0 | 0 | 0 | 0 | 0 | 0 | 0 | 0 | 0 | 0 | 0 | 0 | 0 | 0 | 0 | 0 | 0 | 0 | 5000000 | scaled
859-10 | 0 | 0 | 0 | 0 | 0% | 0% | 0% | 0 | 0 | 0 | 0 | 0 | 0 | 0 | 0 | 859 | 0 | 0 | 0 | 0 | 0 | 0 | 0 | 0 | 0 | 0 | 0 | 0 | 0 | 0 | 0 | 0 | 0 | 0 |  | 3589 | 859-10 | 0 | 0 | 0 | 0 | 0 | 0 | 0 | 0 | 0 | 0 | 0 | 0 | 0 | 0 | 0 | 0 | 0 | 0 | 0 | 0 | 0 | 0 | 0 | 0 | 0 | 0 | 0 | 0 | 0 | 0 | 0 | 0 | 0 | 0 | 0 | 0 | 0 | 0 | 0 | 0 | 0 | 0 | 0 | 0 | 0 | 0 | 0 | 5000000 | scaled
859-1064 | 40252.1639 | 37655.2664 | 0 | 2596.8975 | 93.55% | 0% | 6.452% | 23947.1641 | 37068.3275 | 3853.0467 | 426.0521 | 19668.0653 | 5938.5096 | 817.9483 | 30311.8696 | 859 | 0.011569 | 0.0070218 | 0.0039084 | 3479312.2932 | 6033.1179 | 1075.3418 | 33143.7042 | 521490.0064 | 92950.2816 | 2864872.0052 | 2322054.1425 | 373613.4717 | 41312.4498 | 1907128.2209 | 814613.7555 | 130504.718 | 17975.2356 | 666133.8018 |  | 3590 | 859-1064 | 40252.1639 | 16304.9998 | 3183.8364 | 37655.2664 | 13708.1023 | 586.9389 | 0 | 0 | 0 | 2596.8975 | 6033.1179 | 2180.0711 | 94.6083 | 30784.6648 | 2178.1171 | 92.6542 | 0 | 0 | 0 | 1.9541 | 33143.7042 | 13475.6389 | 2831.8346 | 30784.6648 | 11116.5994 | 472.7952 | 0 | 0 | 0 | 2359.0395 | 1075.3418 | 649.2897 | 257.3935 | 839.4379 | 413.3858 | 21.4896 | 0 | 0 | 0 | 235.9039 | 0.007832 | 0.0032848 | 0.0001714 | 0 | 0 | 0 | 0.003737 | 5000000 | scaled
859-13F | 1153855.6719 | 1146359.5944 | 0 | 7496.0775 | 99.35% | 0% | 0.6497% | 595091.8867 | 1109374.631 | 94715.299 | 15656.3241 | 484720.2636 | 176805.4474 | 27885.2978 | 904683.8857 | 859 | 0.035677 | 0.021758 | 0.011186 | 32341723.5736 | 182743.761 | 29249.5947 | 941862.3162 | 5122172.8563 | 819844.5695 | 26399706.1478 | 25681079.2116 | 4087421.037 | 675645.7416 | 20918012.433 | 3976492.1304 | 633749.3671 | 99953.3108 | 3242789.4525 |  | 3591 | 859-13F | 1153855.6719 | 558763.7853 | 44481.041 | 1146359.5944 | 551267.7078 | 36984.9635 | 0 | 0 | 0 | 7496.0775 | 182743.761 | 88028.462 | 5938.3136 | 935052.8281 | 88022.8214 | 5932.673 | 0 | 0 | 0 | 5.6406 | 941862.3162 | 457142.0527 | 37178.4305 | 935052.8281 | 450332.5645 | 30368.9424 | 0 | 0 | 0 | 6809.4881 | 29249.5947 | 13593.2706 | 1364.2969 | 28568.6459 | 12912.3218 | 683.3481 | 0 | 0 | 0 | 680.9488 | 0.025073 | 0.011153 | 0.0005816 | 0 | 0 | 0 | 0.010604 | 5000000 | scaled
859-38 | 0 | 0 | 0 | 0 | 0% | 0% | 0% | 0 | 0 | 0 | 0 | 0 | 0 | 0 | 0 | 859 | 0 | 0 | 0 | 0 | 0 | 0 | 0 | 0 | 0 | 0 | 0 | 0 | 0 | 0 | 0 | 0 | 0 | 0 |  | 3592 | 859-38 | 0 | 0 | 0 | 0 | 0 | 0 | 0 | 0 | 0 | 0 | 0 | 0 | 0 | 0 | 0 | 0 | 0 | 0 | 0 | 0 | 0 | 0 | 0 | 0 | 0 | 0 | 0 | 0 | 0 | 0 | 0 | 0 | 0 | 0 | 0 | 0 | 0 | 0 | 0 | 0 | 0 | 0 | 0 | 0 | 0 | 0 | 0 | 5000000 | scaled
859-39F | 0 | 0 | 0 | 0 | 0% | 0% | 0% | 0 | 0 | 0 | 0 | 0 | 0 | 0 | 0 | 859 | 0 | 0 | 0 | 0 | 0 | 0 | 0 | 0 | 0 | 0 | 0 | 0 | 0 | 0 | 0 | 0 | 0 | 0 |  | 3593 | 859-39F | 0 | 0 | 0 | 0 | 0 | 0 | 0 | 0 | 0 | 0 | 0 | 0 | 0 | 0 | 0 | 0 | 0 | 0 | 0 | 0 | 0 | 0 | 0 | 0 | 0 | 0 | 0 | 0 | 0 | 0 | 0 | 0 | 0 | 0 | 0 | 0 | 0 | 0 | 0 | 0 | 0 | 0 | 0 | 0 | 0 | 0 | 0 | 5000000 | scaled
859-40F | 0 | 0 | 0 | 0 | 0% | 0% | 0% | 0 | 0 | 0 | 0 | 0 | 0 | 0 | 0 | 859 | 0 | 0 | 0 | 0 | 0 | 0 | 0 | 0 | 0 | 0 | 0 | 0 | 0 | 0 | 0 | 0 | 0 | 0 |  | 3594 | 859-40F | 0 | 0 | 0 | 0 | 0 | 0 | 0 | 0 | 0 | 0 | 0 | 0 | 0 | 0 | 0 | 0 | 0 | 0 | 0 | 0 | 0 | 0 | 0 | 0 | 0 | 0 | 0 | 0 | 0 | 0 | 0 | 0 | 0 | 0 | 0 | 0 | 0 | 0 | 0 | 0 | 0 | 0 | 0 | 0 | 0 | 0 | 0 | 5000000 | scaled
859-42R | 8606971.6622 | 8594825.5955 | 0 | 12146.0667 | 99.86% | 0% | 0.1411% | 4885544.1672 | 8415610.3397 | 796626.1204 | 3460.1834 | 4085457.8634 | 1372218.0232 | 5840.6528 | 7037551.6636 | 859 | 0.067132 | 0.037944 | 0.018169 | 128210053.3902 | 1401441.2518 | 7071.5454 | 7198458.865 | 20875967.1535 | 105338.2362 | 107228748.0005 | 98076319.8322 | 15992109.6813 | 69462.4882 | 82014747.6627 | 10532182.0729 | 1717338.313 | 7309.6088 | 8807534.1511 |  | 3595 | 859-42R | 8606971.6622 | 3721427.495 | 191361.3225 | 8594825.5955 | 3709281.4283 | 179215.2558 | 0 | 0 | 0 | 12146.0667 | 1401441.2518 | 604815.1313 | 29223.2286 | 7187425.2948 | 604805.9918 | 29214.089 | 0 | 0 | 0 | 9.1395 | 7198458.865 | 3113001.0017 | 160907.2014 | 7187425.2948 | 3101967.4315 | 149873.6312 | 0 | 0 | 0 | 11033.5702 | 7071.5454 | 3611.362 | 1230.8926 | 5968.1884 | 2508.005 | 127.5355 | 0 | 0 | 0 | 1103.357 | 0.050053 | 0.020865 | 0.0010904 | 0 | 0 | 0 | 0.017079 | 5000000 | scaled
86-1055F | 1255.142 | 204.4042 | 0 | 1050.7378 | 16.29% | 0% | 83.71% | 115.1661 | 201.3242 | 4.6704 | 86.7568 | 23.7388 | 10.4404 | 137.7921 | 53.0916 | 86 | 0.0041652 | 0.0024978 | 0.0015172 | 301340.1524 | 11.2744 | 236.058 | 1007.8096 | 2706.8164 | 56673.873 | 241959.4631 | 456391.9981 | 18508.3754 | 343808.9668 | 94074.6559 | 694580.6885 | 36020.1231 | 475391.226 | 183169.3393 |  | 3596 | 86-1055F | 1255.142 | 1139.9759 | 1053.8178 | 204.4042 | 89.2381 | 3.08 | 0 | 0 | 0 | 1050.7378 | 11.2744 | 6.604 | 0.834 | 53.3121 | 5.8134 | 0.043354 | 0 | 0 | 0 | 0.79065 | 1007.8096 | 984.0707 | 954.7179 | 53.3121 | 29.5733 | 0.22052 | 0 | 0 | 0 | 954.4974 | 236.058 | 149.3012 | 98.2659 | 140.6083 | 53.8514 | 2.8161 | 0 | 0 | 0 | 95.4497 | 0.0027022 | 0.0010348 | 5.42e-05 | 0 | 0 | 0 | 0.001463 | 5000000 | scaled
86-1056 | 0 | 0 | 0 | 0 | 0% | 0% | 0% | 0 | 0 | 0 | 0 | 0 | 0 | 0 | 0 | 86 | 0 | 0 | 0 | 0 | 0 | 0 | 0 | 0 | 0 | 0 | 0 | 0 | 0 | 0 | 0 | 0 | 0 | 0 |  | 3597 | 86-1056 | 0 | 0 | 0 | 0 | 0 | 0 | 0 | 0 | 0 | 0 | 0 | 0 | 0 | 0 | 0 | 0 | 0 | 0 | 0 | 0 | 0 | 0 | 0 | 0 | 0 | 0 | 0 | 0 | 0 | 0 | 0 | 0 | 0 | 0 | 0 | 0 | 0 | 0 | 0 | 0 | 0 | 0 | 0 | 0 | 0 | 0 | 0 | 5000000 | scaled
86-1057F | 0 | 0 | 0 | 0 | 0% | 0% | 0% | 0 | 0 | 0 | 0 | 0 | 0 | 0 | 0 | 86 | 0 | 0 | 0 | 0 | 0 | 0 | 0 | 0 | 0 | 0 | 0 | 0 | 0 | 0 | 0 | 0 | 0 | 0 |  | 3598 | 86-1057F | 0 | 0 | 0 | 0 | 0 | 0 | 0 | 0 | 0 | 0 | 0 | 0 | 0 | 0 | 0 | 0 | 0 | 0 | 0 | 0 | 0 | 0 | 0 | 0 | 0 | 0 | 0 | 0 | 0 | 0 | 0 | 0 | 0 | 0 | 0 | 0 | 0 | 0 | 0 | 0 | 0 | 0 | 0 | 0 | 0 | 0 | 0 | 5000000 | scaled
86-1058F | 461.7444 | 79.1489 | 0 | 382.5955 | 17.14% | 0% | 82.86% | 59.0573 | 78.9012 | 8.3514 | 7.4541 | 43.2519 | 10.8367 | 11.8342 | 56.2304 | 86 | 0.0012994 | 0.0008284 | 0.0005516 | 355351.9905 | 11.1246 | 46.837 | 403.7827 | 8561.3445 | 36045.116 | 310745.53 | 486102.2062 | 68740.2046 | 61354.8324 | 356007.1693 | 694059.3489 | 95325.8409 | 104099.8053 | 494633.7027 |  | 3599 | 86-1058F | 461.7444 | 402.6871 | 382.8431 | 79.1489 | 20.0916 | 0.24763 | 0 | 0 | 0 | 382.5955 | 11.1246 | 2.7733 | 0.28789 | 56.2304 | 2.4854 | 0 | 0 | 0 | 0 | 0.28789 | 403.7827 | 360.5309 | 347.5524 | 56.2304 | 12.9785 | 0 | 0 | 0 | 0 | 347.5524 | 46.837 | 39.3829 | 35.0029 | 12.0818 | 4.6277 | 0.24763 | 0 | 0 | 0 | 34.7552 | 0.0007632 | 0.0002922 | 1.54e-05 | 0 | 0 | 0 | 0.0005362 | 5000000 | scaled
86-549 | 0 | 0 | 0 | 0 | 0% | 0% | 0% | 0 | 0 | 0 | 0 | 0 | 0 | 0 | 0 | 86 | 0 | 0 | 0 | 0 | 0 | 0 | 0 | 0 | 0 | 0 | 0 | 0 | 0 | 0 | 0 | 0 | 0 | 0 |  | 3600 | 86-549 | 0 | 0 | 0 | 0 | 0 | 0 | 0 | 0 | 0 | 0 | 0 | 0 | 0 | 0 | 0 | 0 | 0 | 0 | 0 | 0 | 0 | 0 | 0 | 0 | 0 | 0 | 0 | 0 | 0 | 0 | 0 | 0 | 0 | 0 | 0 | 0 | 0 | 0 | 0 | 0 | 0 | 0 | 0 | 0 | 0 | 0 | 0 | 5000000 | scaled
86-552F | 186635.7188 | 173007.8388 | 0 | 13627.88 | 92.7% | 0% | 7.302% | 103734.9817 | 170714.7318 | 20522.4031 | 2771.4396 | 80441.1389 | 33790.2221 | 4478.9275 | 132445.5822 | 86 | 0.057976 | 0.034237 | 0.020101 | 3219167.0888 | 34247.5185 | 5810.36 | 146577.8404 | 590714.8165 | 100219.3988 | 2528232.8735 | 2421364.3977 | 479030.463 | 64690.4755 | 1877643.4592 | 792065.2647 | 156776.5178 | 20780.8833 | 614507.8636 |  | 3601 | 86-552F | 186635.7188 | 82900.7372 | 15920.9871 | 173007.8388 | 69272.8572 | 2293.1071 | 0 | 0 | 0 | 13627.88 | 34247.5185 | 13725.1154 | 457.2964 | 134198.1809 | 13714.8608 | 447.0419 | 0 | 0 | 0 | 10.2545 | 146577.8404 | 66136.7015 | 14132.2582 | 134198.1809 | 53757.042 | 1752.5987 | 0 | 0 | 0 | 12379.6595 | 5810.36 | 3038.9203 | 1331.4324 | 4572.394 | 1800.9544 | 93.4665 | 0 | 0 | 0 | 1237.966 | 0.038655 | 0.014916 | 0.0007792 | 0 | 0 | 0 | 0.019321 | 5000000 | scaled
86-553F | 0 | 0 | 0 | 0 | 0% | 0% | 0% | 0 | 0 | 0 | 0 | 0 | 0 | 0 | 0 | 86 | 0 | 0 | 0 | 0 | 0 | 0 | 0 | 0 | 0 | 0 | 0 | 0 | 0 | 0 | 0 | 0 | 0 | 0 |  | 3602 | 86-553F | 0 | 0 | 0 | 0 | 0 | 0 | 0 | 0 | 0 | 0 | 0 | 0 | 0 | 0 | 0 | 0 | 0 | 0 | 0 | 0 | 0 | 0 | 0 | 0 | 0 | 0 | 0 | 0 | 0 | 0 | 0 | 0 | 0 | 0 | 0 | 0 | 0 | 0 | 0 | 0 | 0 | 0 | 0 | 0 | 0 | 0 | 0 | 5000000 | scaled
87-12 | 0 | 0 | 0 | 0 | 0% | 0% | 0% | 0 | 0 | 0 | 0 | 0 | 0 | 0 | 0 | 87 | 0 | 0 | 0 | 0 | 0 | 0 | 0 | 0 | 0 | 0 | 0 | 0 | 0 | 0 | 0 | 0 | 0 | 0 |  | 3603 | 87-12 | 0 | 0 | 0 | 0 | 0 | 0 | 0 | 0 | 0 | 0 | 0 | 0 | 0 | 0 | 0 | 0 | 0 | 0 | 0 | 0 | 0 | 0 | 0 | 0 | 0 | 0 | 0 | 0 | 0 | 0 | 0 | 0 | 0 | 0 | 0 | 0 | 0 | 0 | 0 | 0 | 0 | 0 | 0 | 0 | 0 | 0 | 0 | 5000000 | scaled
87-12F | 0 | 0 | 0 | 0 | 0% | 0% | 0% | 0 | 0 | 0 | 0 | 0 | 0 | 0 | 0 | 87 | 0 | 0 | 0 | 0 | 0 | 0 | 0 | 0 | 0 | 0 | 0 | 0 | 0 | 0 | 0 | 0 | 0 | 0 |  | 3604 | 87-12F | 0 | 0 | 0 | 0 | 0 | 0 | 0 | 0 | 0 | 0 | 0 | 0 | 0 | 0 | 0 | 0 | 0 | 0 | 0 | 0 | 0 | 0 | 0 | 0 | 0 | 0 | 0 | 0 | 0 | 0 | 0 | 0 | 0 | 0 | 0 | 0 | 0 | 0 | 0 | 0 | 0 | 0 | 0 | 0 | 0 | 0 | 0 | 5000000 | scaled
87-13 | 0 | 0 | 0 | 0 | 0% | 0% | 0% | 0 | 0 | 0 | 0 | 0 | 0 | 0 | 0 | 87 | 0 | 0 | 0 | 0 | 0 | 0 | 0 | 0 | 0 | 0 | 0 | 0 | 0 | 0 | 0 | 0 | 0 | 0 |  | 3605 | 87-13 | 0 | 0 | 0 | 0 | 0 | 0 | 0 | 0 | 0 | 0 | 0 | 0 | 0 | 0 | 0 | 0 | 0 | 0 | 0 | 0 | 0 | 0 | 0 | 0 | 0 | 0 | 0 | 0 | 0 | 0 | 0 | 0 | 0 | 0 | 0 | 0 | 0 | 0 | 0 | 0 | 0 | 0 | 0 | 0 | 0 | 0 | 0 | 5000000 | scaled
87-13F | 0 | 0 | 0 | 0 | 0% | 0% | 0% | 0 | 0 | 0 | 0 | 0 | 0 | 0 | 0 | 87 | 0 | 0 | 0 | 0 | 0 | 0 | 0 | 0 | 0 | 0 | 0 | 0 | 0 | 0 | 0 | 0 | 0 | 0 |  | 3606 | 87-13F | 0 | 0 | 0 | 0 | 0 | 0 | 0 | 0 | 0 | 0 | 0 | 0 | 0 | 0 | 0 | 0 | 0 | 0 | 0 | 0 | 0 | 0 | 0 | 0 | 0 | 0 | 0 | 0 | 0 | 0 | 0 | 0 | 0 | 0 | 0 | 0 | 0 | 0 | 0 | 0 | 0 | 0 | 0 | 0 | 0 | 0 | 0 | 5000000 | scaled
87-23 | 0 | 0 | 0 | 0 | 0% | 0% | 0% | 0 | 0 | 0 | 0 | 0 | 0 | 0 | 0 | 87 | 0 | 0 | 0 | 0 | 0 | 0 | 0 | 0 | 0 | 0 | 0 | 0 | 0 | 0 | 0 | 0 | 0 | 0 |  | 3607 | 87-23 | 0 | 0 | 0 | 0 | 0 | 0 | 0 | 0 | 0 | 0 | 0 | 0 | 0 | 0 | 0 | 0 | 0 | 0 | 0 | 0 | 0 | 0 | 0 | 0 | 0 | 0 | 0 | 0 | 0 | 0 | 0 | 0 | 0 | 0 | 0 | 0 | 0 | 0 | 0 | 0 | 0 | 0 | 0 | 0 | 0 | 0 | 0 | 5000000 | scaled
87-23F | 0 | 0 | 0 | 0 | 0% | 0% | 0% | 0 | 0 | 0 | 0 | 0 | 0 | 0 | 0 | 87 | 0 | 0 | 0 | 0 | 0 | 0 | 0 | 0 | 0 | 0 | 0 | 0 | 0 | 0 | 0 | 0 | 0 | 0 |  | 3608 | 87-23F | 0 | 0 | 0 | 0 | 0 | 0 | 0 | 0 | 0 | 0 | 0 | 0 | 0 | 0 | 0 | 0 | 0 | 0 | 0 | 0 | 0 | 0 | 0 | 0 | 0 | 0 | 0 | 0 | 0 | 0 | 0 | 0 | 0 | 0 | 0 | 0 | 0 | 0 | 0 | 0 | 0 | 0 | 0 | 0 | 0 | 0 | 0 | 5000000 | scaled
87-274 | 0 | 0 | 0 | 0 | 0% | 0% | 0% | 0 | 0 | 0 | 0 | 0 | 0 | 0 | 0 | 87 | 0 | 0 | 0 | 0 | 0 | 0 | 0 | 0 | 0 | 0 | 0 | 0 | 0 | 0 | 0 | 0 | 0 | 0 |  | 3609 | 87-274 | 0 | 0 | 0 | 0 | 0 | 0 | 0 | 0 | 0 | 0 | 0 | 0 | 0 | 0 | 0 | 0 | 0 | 0 | 0 | 0 | 0 | 0 | 0 | 0 | 0 | 0 | 0 | 0 | 0 | 0 | 0 | 0 | 0 | 0 | 0 | 0 | 0 | 0 | 0 | 0 | 0 | 0 | 0 | 0 | 0 | 0 | 0 | 5000000 | scaled
87-277F | 0 | 0 | 0 | 0 | 0% | 0% | 0% | 0 | 0 | 0 | 0 | 0 | 0 | 0 | 0 | 87 | 0 | 0 | 0 | 0 | 0 | 0 | 0 | 0 | 0 | 0 | 0 | 0 | 0 | 0 | 0 | 0 | 0 | 0 |  | 3610 | 87-277F | 0 | 0 | 0 | 0 | 0 | 0 | 0 | 0 | 0 | 0 | 0 | 0 | 0 | 0 | 0 | 0 | 0 | 0 | 0 | 0 | 0 | 0 | 0 | 0 | 0 | 0 | 0 | 0 | 0 | 0 | 0 | 0 | 0 | 0 | 0 | 0 | 0 | 0 | 0 | 0 | 0 | 0 | 0 | 0 | 0 | 0 | 0 | 5000000 | scaled
87-278F | 0 | 0 | 0 | 0 | 0% | 0% | 0% | 0 | 0 | 0 | 0 | 0 | 0 | 0 | 0 | 87 | 0 | 0 | 0 | 0 | 0 | 0 | 0 | 0 | 0 | 0 | 0 | 0 | 0 | 0 | 0 | 0 | 0 | 0 |  | 3611 | 87-278F | 0 | 0 | 0 | 0 | 0 | 0 | 0 | 0 | 0 | 0 | 0 | 0 | 0 | 0 | 0 | 0 | 0 | 0 | 0 | 0 | 0 | 0 | 0 | 0 | 0 | 0 | 0 | 0 | 0 | 0 | 0 | 0 | 0 | 0 | 0 | 0 | 0 | 0 | 0 | 0 | 0 | 0 | 0 | 0 | 0 | 0 | 0 | 5000000 | scaled
87-41AE | 281.5697 | 75.7 | 0 | 205.8697 | 26.88% | 0% | 73.12% | 54.9718 | 74.8668 | 7.162 | 9.3525 | 38.4573 | 9.3936 | 14.87 | 50.6033 | 87 | 0.0008986 | 0.0005334 | 0.0003188 | 313342.6472 | 9.6301 | 33.8667 | 238.0729 | 10716.7316 | 37688.3371 | 264937.5785 | 424817.9544 | 55347.4846 | 72275.0948 | 297195.375 | 648377.867 | 81352.1271 | 128780.4288 | 438245.3111 |  | 3612 | 87-41AE | 281.5697 | 226.5979 | 206.7029 | 75.7 | 20.7282 | 0.83313 | 0 | 0 | 0 | 205.8697 | 9.6301 | 2.468 | 0.23649 | 51.0594 | 2.3131 | 0.081584 | 0 | 0 | 0 | 0.15491 | 238.0729 | 199.6156 | 187.4696 | 51.0594 | 12.6021 | 0.45616 | 0 | 0 | 0 | 187.0135 | 33.8667 | 24.5143 | 18.9967 | 15.1654 | 5.8129 | 0.29538 | 0 | 0 | 0 | 18.7013 | 0.0005918 | 0.0002266 | 1.2e-05 | 0 | 0 | 0 | 0.0003068 | 5000000 | scaled
87-9 | 0 | 0 | 0 | 0 | 0% | 0% | 0% | 0 | 0 | 0 | 0 | 0 | 0 | 0 | 0 | 87 | 0 | 0 | 0 | 0 | 0 | 0 | 0 | 0 | 0 | 0 | 0 | 0 | 0 | 0 | 0 | 0 | 0 | 0 |  | 3613 | 87-9 | 0 | 0 | 0 | 0 | 0 | 0 | 0 | 0 | 0 | 0 | 0 | 0 | 0 | 0 | 0 | 0 | 0 | 0 | 0 | 0 | 0 | 0 | 0 | 0 | 0 | 0 | 0 | 0 | 0 | 0 | 0 | 0 | 0 | 0 | 0 | 0 | 0 | 0 | 0 | 0 | 0 | 0 | 0 | 0 | 0 | 0 | 0 | 5000000 | scaled
88-26F | 0 | 0 | 0 | 0 | 0% | 0% | 0% | 0 | 0 | 0 | 0 | 0 | 0 | 0 | 0 | 88 | 0 | 0 | 0 | 0 | 0 | 0 | 0 | 0 | 0 | 0 | 0 | 0 | 0 | 0 | 0 | 0 | 0 | 0 |  | 3614 | 88-26F | 0 | 0 | 0 | 0 | 0 | 0 | 0 | 0 | 0 | 0 | 0 | 0 | 0 | 0 | 0 | 0 | 0 | 0 | 0 | 0 | 0 | 0 | 0 | 0 | 0 | 0 | 0 | 0 | 0 | 0 | 0 | 0 | 0 | 0 | 0 | 0 | 0 | 0 | 0 | 0 | 0 | 0 | 0 | 0 | 0 | 0 | 0 | 5000000 | scaled
88-27F | 2224.5134 | 2059.3238 | 0 | 165.1896 | 92.57% | 0% | 7.426% | 1541.3774 | 2058.7874 | 249.2612 | 17.1316 | 1274.9845 | 332.2633 | 27.115 | 1699.4091 | 88 | 0.0008056 | 0.0004574 | 0.0002522 | 2761312.5859 | 332.3876 | 42.6573 | 1849.4685 | 412596.3211 | 52951.0226 | 2295765.2422 | 1493519.9867 | 241522.0133 | 16599.7293 | 1235398.244 | 657121.2408 | 106051.3898 | 8654.548 | 542415.3029 |  | 3615 | 88-27F | 2224.5134 | 683.136 | 165.726 | 2059.3238 | 517.9464 | 0.53636 | 0 | 0 | 0 | 165.1896 | 332.3876 | 83.1264 | 0.1243 | 1699.4091 | 83.0021 | 0 | 0 | 0 | 0 | 0.1243 | 1849.4685 | 574.4839 | 150.0594 | 1699.4091 | 424.4245 | 0 | 0 | 0 | 0 | 150.0594 | 42.6573 | 25.5257 | 15.5423 | 27.6514 | 10.5198 | 0.53636 | 0 | 0 | 0 | 15.0059 | 0.0005646 | 0.0002164 | 1.12e-05 | 0 | 0 | 0 | 0.000241 | 5000000 | scaled
88-28F | 0 | 0 | 0 | 0 | 0% | 0% | 0% | 0 | 0 | 0 | 0 | 0 | 0 | 0 | 0 | 88 | 0 | 0 | 0 | 0 | 0 | 0 | 0 | 0 | 0 | 0 | 0 | 0 | 0 | 0 | 0 | 0 | 0 | 0 |  | 3616 | 88-28F | 0 | 0 | 0 | 0 | 0 | 0 | 0 | 0 | 0 | 0 | 0 | 0 | 0 | 0 | 0 | 0 | 0 | 0 | 0 | 0 | 0 | 0 | 0 | 0 | 0 | 0 | 0 | 0 | 0 | 0 | 0 | 0 | 0 | 0 | 0 | 0 | 0 | 0 | 0 | 0 | 0 | 0 | 0 | 0 | 0 | 0 | 0 | 5000000 | scaled
88-29 | 0 | 0 | 0 | 0 | 0% | 0% | 0% | 0 | 0 | 0 | 0 | 0 | 0 | 0 | 0 | 88 | 0 | 0 | 0 | 0 | 0 | 0 | 0 | 0 | 0 | 0 | 0 | 0 | 0 | 0 | 0 | 0 | 0 | 0 |  | 3617 | 88-29 | 0 | 0 | 0 | 0 | 0 | 0 | 0 | 0 | 0 | 0 | 0 | 0 | 0 | 0 | 0 | 0 | 0 | 0 | 0 | 0 | 0 | 0 | 0 | 0 | 0 | 0 | 0 | 0 | 0 | 0 | 0 | 0 | 0 | 0 | 0 | 0 | 0 | 0 | 0 | 0 | 0 | 0 | 0 | 0 | 0 | 0 | 0 | 5000000 | scaled
89-208 | 0 | 0 | 0 | 0 | 0% | 0% | 0% | 0 | 0 | 0 | 0 | 0 | 0 | 0 | 0 | 89 | 0 | 0 | 0 | 0 | 0 | 0 | 0 | 0 | 0 | 0 | 0 | 0 | 0 | 0 | 0 | 0 | 0 | 0 |  | 3618 | 89-208 | 0 | 0 | 0 | 0 | 0 | 0 | 0 | 0 | 0 | 0 | 0 | 0 | 0 | 0 | 0 | 0 | 0 | 0 | 0 | 0 | 0 | 0 | 0 | 0 | 0 | 0 | 0 | 0 | 0 | 0 | 0 | 0 | 0 | 0 | 0 | 0 | 0 | 0 | 0 | 0 | 0 | 0 | 0 | 0 | 0 | 0 | 0 | 5000000 | scaled
89-210 | 0 | 0 | 0 | 0 | 0% | 0% | 0% | 0 | 0 | 0 | 0 | 0 | 0 | 0 | 0 | 89 | 0 | 0 | 0 | 0 | 0 | 0 | 0 | 0 | 0 | 0 | 0 | 0 | 0 | 0 | 0 | 0 | 0 | 0 |  | 3619 | 89-210 | 0 | 0 | 0 | 0 | 0 | 0 | 0 | 0 | 0 | 0 | 0 | 0 | 0 | 0 | 0 | 0 | 0 | 0 | 0 | 0 | 0 | 0 | 0 | 0 | 0 | 0 | 0 | 0 | 0 | 0 | 0 | 0 | 0 | 0 | 0 | 0 | 0 | 0 | 0 | 0 | 0 | 0 | 0 | 0 | 0 | 0 | 0 | 5000000 | scaled
89-210F | 0 | 0 | 0 | 0 | 0% | 0% | 0% | 0 | 0 | 0 | 0 | 0 | 0 | 0 | 0 | 89 | 0 | 0 | 0 | 0 | 0 | 0 | 0 | 0 | 0 | 0 | 0 | 0 | 0 | 0 | 0 | 0 | 0 | 0 |  | 3620 | 89-210F | 0 | 0 | 0 | 0 | 0 | 0 | 0 | 0 | 0 | 0 | 0 | 0 | 0 | 0 | 0 | 0 | 0 | 0 | 0 | 0 | 0 | 0 | 0 | 0 | 0 | 0 | 0 | 0 | 0 | 0 | 0 | 0 | 0 | 0 | 0 | 0 | 0 | 0 | 0 | 0 | 0 | 0 | 0 | 0 | 0 | 0 | 0 | 5000000 | scaled
89-211 | 0 | 0 | 0 | 0 | 0% | 0% | 0% | 0 | 0 | 0 | 0 | 0 | 0 | 0 | 0 | 89 | 0 | 0 | 0 | 0 | 0 | 0 | 0 | 0 | 0 | 0 | 0 | 0 | 0 | 0 | 0 | 0 | 0 | 0 |  | 3621 | 89-211 | 0 | 0 | 0 | 0 | 0 | 0 | 0 | 0 | 0 | 0 | 0 | 0 | 0 | 0 | 0 | 0 | 0 | 0 | 0 | 0 | 0 | 0 | 0 | 0 | 0 | 0 | 0 | 0 | 0 | 0 | 0 | 0 | 0 | 0 | 0 | 0 | 0 | 0 | 0 | 0 | 0 | 0 | 0 | 0 | 0 | 0 | 0 | 5000000 | scaled
89-211F | 0 | 0 | 0 | 0 | 0% | 0% | 0% | 0 | 0 | 0 | 0 | 0 | 0 | 0 | 0 | 89 | 0 | 0 | 0 | 0 | 0 | 0 | 0 | 0 | 0 | 0 | 0 | 0 | 0 | 0 | 0 | 0 | 0 | 0 |  | 3622 | 89-211F | 0 | 0 | 0 | 0 | 0 | 0 | 0 | 0 | 0 | 0 | 0 | 0 | 0 | 0 | 0 | 0 | 0 | 0 | 0 | 0 | 0 | 0 | 0 | 0 | 0 | 0 | 0 | 0 | 0 | 0 | 0 | 0 | 0 | 0 | 0 | 0 | 0 | 0 | 0 | 0 | 0 | 0 | 0 | 0 | 0 | 0 | 0 | 5000000 | scaled
89-212 | 0 | 0 | 0 | 0 | 0% | 0% | 0% | 0 | 0 | 0 | 0 | 0 | 0 | 0 | 0 | 89 | 0 | 0 | 0 | 0 | 0 | 0 | 0 | 0 | 0 | 0 | 0 | 0 | 0 | 0 | 0 | 0 | 0 | 0 |  | 3623 | 89-212 | 0 | 0 | 0 | 0 | 0 | 0 | 0 | 0 | 0 | 0 | 0 | 0 | 0 | 0 | 0 | 0 | 0 | 0 | 0 | 0 | 0 | 0 | 0 | 0 | 0 | 0 | 0 | 0 | 0 | 0 | 0 | 0 | 0 | 0 | 0 | 0 | 0 | 0 | 0 | 0 | 0 | 0 | 0 | 0 | 0 | 0 | 0 | 5000000 | scaled
89-212F | 0 | 0 | 0 | 0 | 0% | 0% | 0% | 0 | 0 | 0 | 0 | 0 | 0 | 0 | 0 | 89 | 0 | 0 | 0 | 0 | 0 | 0 | 0 | 0 | 0 | 0 | 0 | 0 | 0 | 0 | 0 | 0 | 0 | 0 |  | 3624 | 89-212F | 0 | 0 | 0 | 0 | 0 | 0 | 0 | 0 | 0 | 0 | 0 | 0 | 0 | 0 | 0 | 0 | 0 | 0 | 0 | 0 | 0 | 0 | 0 | 0 | 0 | 0 | 0 | 0 | 0 | 0 | 0 | 0 | 0 | 0 | 0 | 0 | 0 | 0 | 0 | 0 | 0 | 0 | 0 | 0 | 0 | 0 | 0 | 5000000 | scaled
89-284 | 0 | 0 | 0 | 0 | 0% | 0% | 0% | 0 | 0 | 0 | 0 | 0 | 0 | 0 | 0 | 89 | 0 | 0 | 0 | 0 | 0 | 0 | 0 | 0 | 0 | 0 | 0 | 0 | 0 | 0 | 0 | 0 | 0 | 0 |  | 3625 | 89-284 | 0 | 0 | 0 | 0 | 0 | 0 | 0 | 0 | 0 | 0 | 0 | 0 | 0 | 0 | 0 | 0 | 0 | 0 | 0 | 0 | 0 | 0 | 0 | 0 | 0 | 0 | 0 | 0 | 0 | 0 | 0 | 0 | 0 | 0 | 0 | 0 | 0 | 0 | 0 | 0 | 0 | 0 | 0 | 0 | 0 | 0 | 0 | 5000000 | scaled
89-285 | 0 | 0 | 0 | 0 | 0% | 0% | 0% | 0 | 0 | 0 | 0 | 0 | 0 | 0 | 0 | 89 | 0 | 0 | 0 | 0 | 0 | 0 | 0 | 0 | 0 | 0 | 0 | 0 | 0 | 0 | 0 | 0 | 0 | 0 |  | 3626 | 89-285 | 0 | 0 | 0 | 0 | 0 | 0 | 0 | 0 | 0 | 0 | 0 | 0 | 0 | 0 | 0 | 0 | 0 | 0 | 0 | 0 | 0 | 0 | 0 | 0 | 0 | 0 | 0 | 0 | 0 | 0 | 0 | 0 | 0 | 0 | 0 | 0 | 0 | 0 | 0 | 0 | 0 | 0 | 0 | 0 | 0 | 0 | 0 | 5000000 | scaled
89-287 | 0 | 0 | 0 | 0 | 0% | 0% | 0% | 0 | 0 | 0 | 0 | 0 | 0 | 0 | 0 | 89 | 0 | 0 | 0 | 0 | 0 | 0 | 0 | 0 | 0 | 0 | 0 | 0 | 0 | 0 | 0 | 0 | 0 | 0 |  | 3627 | 89-287 | 0 | 0 | 0 | 0 | 0 | 0 | 0 | 0 | 0 | 0 | 0 | 0 | 0 | 0 | 0 | 0 | 0 | 0 | 0 | 0 | 0 | 0 | 0 | 0 | 0 | 0 | 0 | 0 | 0 | 0 | 0 | 0 | 0 | 0 | 0 | 0 | 0 | 0 | 0 | 0 | 0 | 0 | 0 | 0 | 0 | 0 | 0 | 5000000 | scaled
89-287F | 0 | 0 | 0 | 0 | 0% | 0% | 0% | 0 | 0 | 0 | 0 | 0 | 0 | 0 | 0 | 89 | 0 | 0 | 0 | 0 | 0 | 0 | 0 | 0 | 0 | 0 | 0 | 0 | 0 | 0 | 0 | 0 | 0 | 0 |  | 3628 | 89-287F | 0 | 0 | 0 | 0 | 0 | 0 | 0 | 0 | 0 | 0 | 0 | 0 | 0 | 0 | 0 | 0 | 0 | 0 | 0 | 0 | 0 | 0 | 0 | 0 | 0 | 0 | 0 | 0 | 0 | 0 | 0 | 0 | 0 | 0 | 0 | 0 | 0 | 0 | 0 | 0 | 0 | 0 | 0 | 0 | 0 | 0 | 0 | 5000000 | scaled
89-288 | 0 | 0 | 0 | 0 | 0% | 0% | 0% | 0 | 0 | 0 | 0 | 0 | 0 | 0 | 0 | 89 | 0 | 0 | 0 | 0 | 0 | 0 | 0 | 0 | 0 | 0 | 0 | 0 | 0 | 0 | 0 | 0 | 0 | 0 |  | 3629 | 89-288 | 0 | 0 | 0 | 0 | 0 | 0 | 0 | 0 | 0 | 0 | 0 | 0 | 0 | 0 | 0 | 0 | 0 | 0 | 0 | 0 | 0 | 0 | 0 | 0 | 0 | 0 | 0 | 0 | 0 | 0 | 0 | 0 | 0 | 0 | 0 | 0 | 0 | 0 | 0 | 0 | 0 | 0 | 0 | 0 | 0 | 0 | 0 | 5000000 | scaled
89-288F | 0 | 0 | 0 | 0 | 0% | 0% | 0% | 0 | 0 | 0 | 0 | 0 | 0 | 0 | 0 | 89 | 0 | 0 | 0 | 0 | 0 | 0 | 0 | 0 | 0 | 0 | 0 | 0 | 0 | 0 | 0 | 0 | 0 | 0 |  | 3630 | 89-288F | 0 | 0 | 0 | 0 | 0 | 0 | 0 | 0 | 0 | 0 | 0 | 0 | 0 | 0 | 0 | 0 | 0 | 0 | 0 | 0 | 0 | 0 | 0 | 0 | 0 | 0 | 0 | 0 | 0 | 0 | 0 | 0 | 0 | 0 | 0 | 0 | 0 | 0 | 0 | 0 | 0 | 0 | 0 | 0 | 0 | 0 | 0 | 5000000 | scaled
89-289 | 0 | 0 | 0 | 0 | 0% | 0% | 0% | 0 | 0 | 0 | 0 | 0 | 0 | 0 | 0 | 89 | 0 | 0 | 0 | 0 | 0 | 0 | 0 | 0 | 0 | 0 | 0 | 0 | 0 | 0 | 0 | 0 | 0 | 0 |  | 3631 | 89-289 | 0 | 0 | 0 | 0 | 0 | 0 | 0 | 0 | 0 | 0 | 0 | 0 | 0 | 0 | 0 | 0 | 0 | 0 | 0 | 0 | 0 | 0 | 0 | 0 | 0 | 0 | 0 | 0 | 0 | 0 | 0 | 0 | 0 | 0 | 0 | 0 | 0 | 0 | 0 | 0 | 0 | 0 | 0 | 0 | 0 | 0 | 0 | 5000000 | scaled
89-289F | 0 | 0 | 0 | 0 | 0% | 0% | 0% | 0 | 0 | 0 | 0 | 0 | 0 | 0 | 0 | 89 | 0 | 0 | 0 | 0 | 0 | 0 | 0 | 0 | 0 | 0 | 0 | 0 | 0 | 0 | 0 | 0 | 0 | 0 |  | 3632 | 89-289F | 0 | 0 | 0 | 0 | 0 | 0 | 0 | 0 | 0 | 0 | 0 | 0 | 0 | 0 | 0 | 0 | 0 | 0 | 0 | 0 | 0 | 0 | 0 | 0 | 0 | 0 | 0 | 0 | 0 | 0 | 0 | 0 | 0 | 0 | 0 | 0 | 0 | 0 | 0 | 0 | 0 | 0 | 0 | 0 | 0 | 0 | 0 | 5000000 | scaled
89-655 | 0 | 0 | 0 | 0 | 0% | 0% | 0% | 0 | 0 | 0 | 0 | 0 | 0 | 0 | 0 | 89 | 0 | 0 | 0 | 0 | 0 | 0 | 0 | 0 | 0 | 0 | 0 | 0 | 0 | 0 | 0 | 0 | 0 | 0 |  | 3633 | 89-655 | 0 | 0 | 0 | 0 | 0 | 0 | 0 | 0 | 0 | 0 | 0 | 0 | 0 | 0 | 0 | 0 | 0 | 0 | 0 | 0 | 0 | 0 | 0 | 0 | 0 | 0 | 0 | 0 | 0 | 0 | 0 | 0 | 0 | 0 | 0 | 0 | 0 | 0 | 0 | 0 | 0 | 0 | 0 | 0 | 0 | 0 | 0 | 5000000 | scaled
89-656 | 0 | 0 | 0 | 0 | 0% | 0% | 0% | 0 | 0 | 0 | 0 | 0 | 0 | 0 | 0 | 89 | 0 | 0 | 0 | 0 | 0 | 0 | 0 | 0 | 0 | 0 | 0 | 0 | 0 | 0 | 0 | 0 | 0 | 0 |  | 3634 | 89-656 | 0 | 0 | 0 | 0 | 0 | 0 | 0 | 0 | 0 | 0 | 0 | 0 | 0 | 0 | 0 | 0 | 0 | 0 | 0 | 0 | 0 | 0 | 0 | 0 | 0 | 0 | 0 | 0 | 0 | 0 | 0 | 0 | 0 | 0 | 0 | 0 | 0 | 0 | 0 | 0 | 0 | 0 | 0 | 0 | 0 | 0 | 0 | 5000000 | scaled
89-658F | 0 | 0 | 0 | 0 | 0% | 0% | 0% | 0 | 0 | 0 | 0 | 0 | 0 | 0 | 0 | 89 | 0 | 0 | 0 | 0 | 0 | 0 | 0 | 0 | 0 | 0 | 0 | 0 | 0 | 0 | 0 | 0 | 0 | 0 |  | 3635 | 89-658F | 0 | 0 | 0 | 0 | 0 | 0 | 0 | 0 | 0 | 0 | 0 | 0 | 0 | 0 | 0 | 0 | 0 | 0 | 0 | 0 | 0 | 0 | 0 | 0 | 0 | 0 | 0 | 0 | 0 | 0 | 0 | 0 | 0 | 0 | 0 | 0 | 0 | 0 | 0 | 0 | 0 | 0 | 0 | 0 | 0 | 0 | 0 | 5000000 | scaled
901-1124 | 225481.3871 | 223882.7468 | 0 | 1598.6403 | 99.29% | 0% | 0.709% | 129127.4075 | 219413.9519 | 21098.9846 | 99.5831 | 107928.8399 | 35850.4883 | 170.9068 | 183392.5567 | 901 | 0.0087544 | 0.004846 | 0.002399 | 25756349.6207 | 36581.786 | 320.1098 | 188579.4913 | 4178674.2645 | 36565.592 | 21541109.7641 | 19883198.4288 | 3248847.829 | 15333.9237 | 16619016.6761 | 2529151.8284 | 413243.2206 | 1970.0174 | 2113938.5904 |  | 3636 | 901-1124 | 225481.3871 | 96353.9796 | 6067.4352 | 223882.7468 | 94755.3392 | 4468.7949 | 0 | 0 | 0 | 1598.6403 | 36581.786 | 15482.8014 | 731.2976 | 187127.2755 | 15481.5984 | 730.0947 | 0 | 0 | 0 | 1.2029 | 188579.4913 | 80650.6515 | 5186.9346 | 187127.2755 | 79198.4356 | 3734.7188 | 0 | 0 | 0 | 1452.2158 | 320.1098 | 220.5268 | 149.203 | 174.8882 | 75.3052 | 3.9814 | 0 | 0 | 0 | 145.2216 | 0.0064902 | 0.0025818 | 0.0001348 | 0 | 0 | 0 | 0.0022642 | 5000000 | scaled
902-362F | 0 | 0 | 0 | 0 | 0% | 0% | 0% | 0 | 0 | 0 | 0 | 0 | 0 | 0 | 0 | 902 | 0 | 0 | 0 | 0 | 0 | 0 | 0 | 0 | 0 | 0 | 0 | 0 | 0 | 0 | 0 | 0 | 0 | 0 |  | 3637 | 902-362F | 0 | 0 | 0 | 0 | 0 | 0 | 0 | 0 | 0 | 0 | 0 | 0 | 0 | 0 | 0 | 0 | 0 | 0 | 0 | 0 | 0 | 0 | 0 | 0 | 0 | 0 | 0 | 0 | 0 | 0 | 0 | 0 | 0 | 0 | 0 | 0 | 0 | 0 | 0 | 0 | 0 | 0 | 0 | 0 | 0 | 0 | 0 | 5000000 | scaled
902-363F | 0 | 0 | 0 | 0 | 0% | 0% | 0% | 0 | 0 | 0 | 0 | 0 | 0 | 0 | 0 | 902 | 0 | 0 | 0 | 0 | 0 | 0 | 0 | 0 | 0 | 0 | 0 | 0 | 0 | 0 | 0 | 0 | 0 | 0 |  | 3638 | 902-363F | 0 | 0 | 0 | 0 | 0 | 0 | 0 | 0 | 0 | 0 | 0 | 0 | 0 | 0 | 0 | 0 | 0 | 0 | 0 | 0 | 0 | 0 | 0 | 0 | 0 | 0 | 0 | 0 | 0 | 0 | 0 | 0 | 0 | 0 | 0 | 0 | 0 | 0 | 0 | 0 | 0 | 0 | 0 | 0 | 0 | 0 | 0 | 5000000 | scaled
902-364F | 3003.6457 | 2897.4226 | 0 | 106.223 | 96.46% | 0% | 3.536% | 1615.7094 | 2897.4226 | 381.3244 | 0 | 1234.3851 | 684.0876 | 0 | 2213.335 | 902 | 0.0004588 | 0.0002678 | 0.0001554 | 6546742.9538 | 684.1676 | 9.6494 | 2309.8287 | 1491210.9227 | 21031.7643 | 5034500.2667 | 5182734.2181 | 1223179.5743 | 0 | 3959554.6437 | 683545.9314 | 161386.6474 | 0 | 522159.2839 |  | 3639 | 902-364F | 3003.6457 | 1387.9362 | 106.223 | 2897.4226 | 1281.7132 | 0 | 0 | 0 | 0 | 106.223 | 684.1676 | 302.8432 | 0.079929 | 2213.335 | 302.7633 | 0 | 0 | 0 | 0 | 0.079929 | 2309.8287 | 1075.4436 | 96.4937 | 2213.335 | 978.9499 | 0 | 0 | 0 | 0 | 96.4937 | 9.6494 | 9.6494 | 9.6494 | 0 | 0 | 0 | 0 | 0 | 0 | 9.6494 | 0.0003096 | 0.0001186 | 6.2e-06 | 0 | 0 | 0 | 0.0001492 | 5000000 | scaled
902-365 | 0 | 0 | 0 | 0 | 0% | 0% | 0% | 0 | 0 | 0 | 0 | 0 | 0 | 0 | 0 | 902 | 0 | 0 | 0 | 0 | 0 | 0 | 0 | 0 | 0 | 0 | 0 | 0 | 0 | 0 | 0 | 0 | 0 | 0 |  | 3640 | 902-365 | 0 | 0 | 0 | 0 | 0 | 0 | 0 | 0 | 0 | 0 | 0 | 0 | 0 | 0 | 0 | 0 | 0 | 0 | 0 | 0 | 0 | 0 | 0 | 0 | 0 | 0 | 0 | 0 | 0 | 0 | 0 | 0 | 0 | 0 | 0 | 0 | 0 | 0 | 0 | 0 | 0 | 0 | 0 | 0 | 0 | 0 | 0 | 5000000 | scaled
902-48 | 11256.8936 | 9341.6239 | 0 | 1915.2696 | 82.99% | 0% | 17.01% | 4583.8909 | 9127.2554 | 503.9279 | 2433.138 | 1646.8251 | 1213.3601 | 3947.3259 | 3966.5694 | 902 | 0.0088092 | 0.0052806 | 0.0028222 | 1277856.5095 | 1245.3539 | 4205.1736 | 5806.3661 | 141369.6967 | 477361.5713 | 659125.2415 | 1263682.657 | 138922.3563 | 670765.1418 | 453995.1589 | 754602.1463 | 100315.3866 | 326347.8946 | 327938.8651 |  | 3641 | 902-48 | 11256.8936 | 6673.0026 | 2129.6382 | 9341.6239 | 4757.733 | 214.3685 | 0 | 0 | 0 | 1915.2696 | 1245.3539 | 741.426 | 31.9938 | 4066.522 | 739.9849 | 30.5526 | 0 | 0 | 0 | 1.4412 | 5806.3661 | 4159.541 | 1839.7967 | 4066.522 | 2419.6969 | 99.9526 | 0 | 0 | 0 | 1739.8441 | 4205.1736 | 1772.0356 | 257.8477 | 4031.1891 | 1598.0512 | 83.8633 | 0 | 0 | 0 | 173.9844 | 0.006123 | 0.0025944 | 0.000136 | 0 | 0 | 0 | 0.0026862 | 5000000 | scaled
90-24 | 27778.0233 | 355.4902 | 26774.0357 | 648.4973 | 1.28% | 96.39% | 2.335% | 12152.2581 | 25336.764 | 14.8712 | 10991.1276 | 1146.2592 | 31.1415 | 22905.2631 | 2400.3594 | 90 | 0.0071986 | 0.0042904 | 0.0014492 | 3858809.1174 | 33.8545 | 24583.2062 | 3160.9625 | 4702.9333 | 3414998.2278 | 439107.9563 | 3642029.9339 | 4456.901 | 3294039.3102 | 343533.7227 | 1684556.5138 | 2070.4957 | 1522894.1659 | 159591.8523 |  | 3642 | 90-24 | 27778.0233 | 15625.7652 | 2441.2593 | 355.4902 | 136.2101 | 7.3457 | 26774.0357 | 14841.0578 | 1785.4162 | 648.4973 | 33.8545 | 18.9833 | 2.713 | 0 | 0 | 0 | 33.3666 | 18.4953 | 2.225 | 0.48797 | 3160.9625 | 2014.7033 | 760.6031 | 0 | 0 | 0 | 2571.8631 | 1425.6039 | 171.5037 | 589.0994 | 24583.2062 | 13592.0786 | 1677.9432 | 355.4902 | 136.2101 | 7.3457 | 24168.8061 | 13396.9586 | 1611.6875 | 58.9099 | 0.001091 | 0.000418 | 2.22e-05 | 0.0052006 | 0.0029654 | 0.00052 | 0.000907 | 5000000 | scaled
90-32 | 76419.3748 | 4659.1594 | 68681.1747 | 3079.0407 | 6.097% | 89.87% | 4.029% | 33336.4159 | 68664.3849 | 73.2249 | 30297.2034 | 2965.9876 | 146.206 | 62335.6963 | 6182.4826 | 90 | 0.016016 | 0.0098056 | 0.0049742 | 4771439.4836 | 153.7927 | 66869.9968 | 9395.5853 | 9602.4422 | 4175199.6001 | 586637.4414 | 4393709.6012 | 9650.9761 | 3993144.1341 | 390914.491 | 1559042.6298 | 3319.6443 | 1415348.1173 | 140374.8682 |  | 3643 | 90-32 | 76419.3748 | 43082.9589 | 7754.9898 | 4659.1594 | 1881.7622 | 86.8997 | 68681.1747 | 38122.156 | 4589.0495 | 3079.0407 | 153.7927 | 80.5678 | 7.5867 | 371.3629 | 34.4731 | 0 | 78.8705 | 43.7779 | 5.2699 | 2.3169 | 9395.5853 | 6429.5977 | 3213.1026 | 371.3629 | 176.1076 | 0 | 6227.2007 | 3456.4685 | 416.081 | 2797.0216 | 66869.9968 | 36572.7934 | 4534.3005 | 4215.1912 | 1671.1816 | 86.8997 | 62375.1034 | 34621.9096 | 4167.6986 | 279.7022 | 0.0065356 | 0.0025368 | 0.0001328 | 0.0051544 | 0.0029428 | 0.0005154 | 0.004326 | 5000000 | scaled
90-44AE | 101370.2827 | 11901.6974 | 86871.4396 | 2597.1457 | 11.74% | 85.7% | 2.562% | 45738.5843 | 92815.5499 | 43.2636 | 42550.5253 | 3144.7954 | 90.7937 | 86125.0308 | 6599.7254 | 90 | 0.015099 | 0.0090442 | 0.0042766 | 6713530.5207 | 99.1319 | 91848.1208 | 9423.0301 | 6565.2854 | 6082898.711 | 624066.5243 | 6151091.1378 | 5818.2418 | 5722349.3732 | 422923.5229 | 2000358.4321 | 1956.7839 | 1856164.5306 | 142237.1175 |  | 3644 | 90-44AE | 101370.2827 | 55631.6985 | 8554.7329 | 11901.6974 | 4838.3661 | 250.7431 | 86871.4396 | 48196.1867 | 5706.8441 | 2597.1457 | 99.1319 | 55.8683 | 8.3382 | 0 | 0 | 0 | 97.1776 | 53.914 | 6.3839 | 1.9543 | 9423.0301 | 6278.2347 | 2823.3047 | 0 | 0 | 0 | 7063.7652 | 3918.9698 | 464.0398 | 2359.2649 | 91848.1208 | 49297.5955 | 5723.09 | 11901.6974 | 4838.3661 | 250.7431 | 79710.4969 | 44223.3029 | 5236.4204 | 235.9265 | 0.0063122 | 0.0024674 | 0.0001288 | 0.0051548 | 0.0029444 | 0.0005154 | 0.0036324 | 5000000 | scaled
90-46 | 0 | 0 | 0 | 0 | 0% | 0% | 0% | 0 | 0 | 0 | 0 | 0 | 0 | 0 | 0 | 90 | 0 | 0 | 0 | 0 | 0 | 0 | 0 | 0 | 0 | 0 | 0 | 0 | 0 | 0 | 0 | 0 | 0 | 0 |  | 3645 | 90-46 | 0 | 0 | 0 | 0 | 0 | 0 | 0 | 0 | 0 | 0 | 0 | 0 | 0 | 0 | 0 | 0 | 0 | 0 | 0 | 0 | 0 | 0 | 0 | 0 | 0 | 0 | 0 | 0 | 0 | 0 | 0 | 0 | 0 | 0 | 0 | 0 | 0 | 0 | 0 | 0 | 0 | 0 | 0 | 0 | 0 | 0 | 0 | 5000000 | scaled
90-49 | 11953.6023 | 46.8832 | 11485.2228 | 421.4963 | 0.3922% | 96.08% | 3.526% | 5140.2122 | 10764.6092 | 6.0768 | 4707.8959 | 426.2396 | 12.7434 | 9858.0151 | 893.8507 | 90 | 0.0065452 | 0.003857 | 0.001141 | 1826315.8186 | 13.972 | 10598.964 | 1340.6663 | 2134.6896 | 1619349.1464 | 204831.9826 | 1766499.8832 | 2088.3722 | 1617928.8079 | 146482.7031 | 1042062.2971 | 1233.6216 | 954299.9332 | 86528.7423 |  | 3646 | 90-49 | 11953.6023 | 6813.39 | 1188.9931 | 46.8832 | 17.9452 | 0.93094 | 11485.2228 | 6373.9486 | 766.5658 | 421.4963 | 13.972 | 7.8952 | 1.2285 | 0 | 0 | 0 | 13.6548 | 7.578 | 0.91137 | 0.31716 | 1340.6663 | 914.4267 | 446.8156 | 0 | 0 | 0 | 957.7762 | 531.5366 | 63.9255 | 382.8901 | 10598.964 | 5891.0682 | 740.9489 | 46.8832 | 17.9452 | 0.93094 | 10513.7918 | 5834.834 | 701.729 | 38.289 | 0.0007436 | 0.0002848 | 1.5e-05 | 0.005195 | 0.0029656 | 0.0005194 | 0.0006066 | 5000000 | scaled
90-50F | 23591.4416 | 607.9727 | 22258.4972 | 724.9717 | 2.577% | 94.35% | 3.073% | 10283.4274 | 21368.2691 | 11.1952 | 9423.4895 | 848.7427 | 23.4701 | 19565.4555 | 1779.3435 | 90 | 0.0077394 | 0.0045584 | 0.0015584 | 3048226.1721 | 25.6946 | 21000.5487 | 2565.1984 | 3319.9715 | 2713459.5284 | 331446.6721 | 2919448.5461 | 3178.2987 | 2675313.5517 | 240956.6957 | 1426573.7668 | 1566.8968 | 1306215.5569 | 118791.3131 |  | 3647 | 90-50F | 23591.4416 | 13308.0143 | 2223.1726 | 607.9727 | 232.9944 | 12.2348 | 22258.4972 | 12350.0481 | 1485.966 | 724.9717 | 25.6946 | 14.4994 | 2.2245 | 0 | 0 | 0 | 25.1491 | 13.9539 | 1.6789 | 0.54552 | 2565.1984 | 1716.4557 | 785.8549 | 0 | 0 | 0 | 1906.6291 | 1057.8864 | 127.2856 | 658.5693 | 21000.5487 | 11577.0592 | 1435.0932 | 607.9727 | 232.9944 | 12.2348 | 20326.7191 | 11278.2078 | 1357.0015 | 65.8569 | 0.0015584 | 0.000597 | 3.12e-05 | 0.0051708 | 0.0029512 | 0.000517 | 0.0010102 | 5000000 | scaled
900-1116F | 0 | 0 | 0 | 0 | 0% | 0% | 0% | 0 | 0 | 0 | 0 | 0 | 0 | 0 | 0 | 900 | 0 | 0 | 0 | 0 | 0 | 0 | 0 | 0 | 0 | 0 | 0 | 0 | 0 | 0 | 0 | 0 | 0 | 0 |  | 3648 | 900-1116F | 0 | 0 | 0 | 0 | 0 | 0 | 0 | 0 | 0 | 0 | 0 | 0 | 0 | 0 | 0 | 0 | 0 | 0 | 0 | 0 | 0 | 0 | 0 | 0 | 0 | 0 | 0 | 0 | 0 | 0 | 0 | 0 | 0 | 0 | 0 | 0 | 0 | 0 | 0 | 0 | 0 | 0 | 0 | 0 | 0 | 0 | 0 | 5000000 | scaled
900-1117 | 0 | 0 | 0 | 0 | 0% | 0% | 0% | 0 | 0 | 0 | 0 | 0 | 0 | 0 | 0 | 900 | 0 | 0 | 0 | 0 | 0 | 0 | 0 | 0 | 0 | 0 | 0 | 0 | 0 | 0 | 0 | 0 | 0 | 0 |  | 3649 | 900-1117 | 0 | 0 | 0 | 0 | 0 | 0 | 0 | 0 | 0 | 0 | 0 | 0 | 0 | 0 | 0 | 0 | 0 | 0 | 0 | 0 | 0 | 0 | 0 | 0 | 0 | 0 | 0 | 0 | 0 | 0 | 0 | 0 | 0 | 0 | 0 | 0 | 0 | 0 | 0 | 0 | 0 | 0 | 0 | 0 | 0 | 0 | 0 | 5000000 | scaled
900-1118F | 3820.8776 | 3634.7172 | 0 | 186.1604 | 95.13% | 0% | 4.872% | 1927.5122 | 3508.0497 | 313.1871 | 5.7088 | 1608.6164 | 570.2337 | 9.0739 | 2928.7421 | 900 | 0.0011032 | 0.0005798 | 0.000272 | 3463449.5984 | 590.9906 | 26.1758 | 3203.7112 | 535705.789 | 23727.1312 | 2904016.6782 | 3265549.0689 | 530594.7655 | 9671.6731 | 2725282.6303 | 1150102.5248 | 186949.2535 | 2974.8387 | 960178.4326 |  | 3650 | 900-1118F | 3820.8776 | 1893.3654 | 312.8279 | 3634.7172 | 1707.205 | 126.6675 | 0 | 0 | 0 | 186.1604 | 590.9906 | 277.8035 | 20.7569 | 3034.6018 | 277.6634 | 20.6168 | 0 | 0 | 0 | 0.14008 | 3203.7112 | 1595.0948 | 274.9691 | 3034.6018 | 1425.9855 | 105.8597 | 0 | 0 | 0 | 169.1094 | 26.1758 | 20.467 | 17.1019 | 9.2648 | 3.5561 | 0.19096 | 0 | 0 | 0 | 16.9109 | 0.0008482 | 0.0003248 | 1.7e-05 | 0 | 0 | 0 | 0.000255 | 5000000 | scaled